PG&E FRESNO | Cressey | 115 | 0 | 0 | 0 | 0 | 0 | 0 | 0 | 0 | 0 | 0 | 0 | 0 | 0 | 0 | 0 | 0 | 0 | 0 | 0 | 0 | 0 | 0 | 0 | 0 | 0 | 0 | 0 | 0 | 0 | 0 | 0 | 0 | 0 | 0 | 0 | 0 | 0 | 0 | 0 | 0 | 0 | 0 | 0 | 0 | 0 | 1 | 0 | 0 | 0 | 0 | 0 | 0 | 0 | 0 | 0 | 0 | 0 | 0 | 0 | 1 | 0 | 0 | 0 | 0 | 0 | 0 | 0 | 0 | 0 | 0 | 0 | 0 | 0 | 0 | 0 | 0 | 0 | 0 | 0 | 1 | 0 | 1 | 1 | 1 | 0 | 1 | 0 | 1 | 0 | 0 | 0 | 0 | 1 | 0 | 0 | 0 | 0 | 1 |  | 0 | 0 | 0 | 0 | 0 | 0 | 0 | 0 | 0 | 0 | 0 | 0 | 0 | 0 | 0 | 0 | 0 | 0 | 0 | 0 | 0 | 0 | 0 | 0 | 0 | 0 | 0 | 0 | 0 | 0 | 2 | 0 | 2 | 0 | 1 | 0 | -222.55 | -2136.112 | -826.4482 | Chowchilla-Le grand 115kV Line | Gates 500/230kV TB #11 | Gates 500/230kV TB #11 |  | 1 | 0 | 0 | 0 | 0 | 0 | -140.65 | 268.5 | 126.1276 | Bellota-Weber 230kV line | Bellota-Weber 230kV line | Oro Loma-El Nido 115kV Line |  | 5 | 5 | NO | 5 | 5 | 1 | YES | 2
PG&E NGBA | Cresta | 230 | 0 | 0 | 0 | 0 | 0 | 0 | 0 | 0 | 0 | 0 | 0 | 0 | 0 | 0 | 0 | 0 | 0 | 0 | 0 | 0 | 0 | 0 | 0 | 0 | 0 | 0 | 0 | 0 | 0 | 0 | 0 | 0 | 0 | 0 | 0 | 0 | 0 | 0 | 0 | 1 | 1 | 0 | 1 | 0 | 1 | 1 | 1 | 1 | 0 | 0 | 0 | 0 | 0 | 0 | 0 | 0 | 0 | 0 | 0 | 1 | 1 | 0 | 0 | 0 | 0 | 0 | 0 | 0 | 0 | 0 | 0 | 0 | 0 | 0 | 0 | 0 | 0 | 0 | 0 | 0 | 0 | 0 | 0 | 0 | 0 | 0 | 0 | 0 | 0 | 0 | 0 | 0 | 0 | 0 | 0 | 0 | 0 | 0 |  | 0 | 0 | 0 | 0 | 0 | 0 | 0 | 0 | 0 | 0 | 0 | 0 | 0 | 0 | 0 | 0 | 0 | 0 | 0 | 0 | 0 | 0 | 0 | 0 | 0 | 0 | 0 | 0 | 0 | 0 | 2 | 0 | 1 | 0 | 0 | 0 | -770.34 | -257.6012 | 32.84 | Collinsville-Tesla 500 kV Line | Collinsville-Tesla 500 kV Line | Woodland- Davis 115kV line |  | 1 | 0 | 0 | 0 | 0 | 0 | -140.65 | 50 | 32.84 | Bellota-Weber 230kV line | Rocklin-Pleaseant grove 115kV line | Woodland- Davis 115kV line |  | 5 | 5 | NO | 5 | 1 | 1 | NO | 1
SDGE | Crestwood | 69 | 0 | 0 | 0 | 0 | 0 | 0 | 0 | 0 | 0 | 0 | 0 | 0 | 0 | 0 | 0 | 0 | 0 | 0 | 0 | 0 | 0 | 0 | 0 | 0 | 0 | 0 | 0 | 1 | 0 | 1 | 1 | 0 | 1 | 0 | 0 | 0 | 1 | 0 | 0 | 0 | 0 | 0 | 0 | 0 | 0 | 0 | 0 | 0 | 0 | 0 | 0 | 0 | 0 | 0 | 0 | 0 | 0 | 0 | 0 | 0 | 0 | 0 | 0 | 0 | 0 | 0 | 0 | 0 | 0 | 0 | 0 | 0 | 0 | 0 | 0 | 0 | 0 | 0 | 0 | 0 | 0 | 0 | 0 | 0 | 0 | 0 | 0 | 0 | 0 | 0 | 0 | 0 | 0 | 0 | 0 | 0 | 0 | 3 |  | 0 | 0 | 0 | 0 | 0 | 0 | 0 | 0 | 0 | 0 | 0 | 0 | 0 | 0 | 0 | 0 | 0 | 0 | 0 | 0 | 0 | 0 | 0 | 0 | 0 | 0 | 0 | 0 | 0 | 0 | 0 | 1 | 0 | 0 | 0 | 0 | -35.92 | 48.96 | 301.7864 | San Luis Rey-San Onofre 230 kV line constraint | San Luis Rey-San Onofre 230 kV line constraint | Miguel 69 kV constraint |  | 0 | 1 | 0 | 0 | 0 | 0 | -35.92 | 48.96 | 301.7864 | San Luis Rey-San Onofre 230 kV line constraint | San Luis Rey-San Onofre 230 kV line constraint | Miguel 69 kV constraint |  | 3 | 3 | NO | 3 | 1 | 1 | NO | 1
PG&E GBA | Crow Creek | 60 | 0 | 0 | 0 | 0 | 0 | 0 | 0 | 0 | 0 | 0 | 0 | 0 | 0 | 0 | 0 | 0 | 0 | 0 | 0 | 0 | 0 | 0 | 0 | 0 | 0 | 0 | 0 | 0 | 0 | 0 | 0 | 0 | 0 | 0 | 0 | 0 | 0 | 0 | 0 | 0 | 0 | 0 | 0 | 0 | 0 | 1 | 0 | 0 | 0 | 0 | 0 | 0 | 0 | 0 | 0 | 1 | 0 | 1 | 0 | 1 | 0 | 0 | 1 | 1 | 0 | 1 | 0 | 0 | 0 | 0 | 0 | 0 | 0 | 0 | 0 | 0 | 0 | 0 | 0 | 0 | 0 | 0 | 0 | 0 | 0 | 0 | 0 | 0 | 0 | 0 | 0 | 0 | 0 | 0 | 0 | 0 | 0 | 0 |  | 0 | 0 | 0 | 0 | 0 | 0 | 0 | 0 | 0 | 6 | 14 | 20 | 0 | 0 | 1 | 0 | 0 | 0 | 0 | 0 | 0 | 0 | 0 | 0 | 6 | 14 | 20 | 0 | 0 | 1 | 2 | 0 | 0 | 0 | 0 | 0 | -140.65 | 5.59 | 109.37 | Bellota-Weber 230kV line | Kasson Jct-Heinz 115 kV line | Salado-Crow Creek Sw Sta 60 kV line |  | 2 | 0 | 0 | 0 | 0 | 0 | -140.65 | 5.59 | 109.37 | Bellota-Weber 230kV line | Kasson Jct-Heinz 115 kV line | Salado-Crow Creek Sw Sta 60 kV line |  | 5 | 5 | NO | 5 | 1 | 1 | NO | 1
PG&E GBA | Crows Landing | 60 | 0 | 0 | 0 | 0 | 0 | 0 | 0 | 0 | 0 | 0 | 0 | 0 | 0 | 0 | 0 | 0 | 0 | 0 | 0 | 0 | 0 | 0 | 0 | 0 | 0 | 0 | 0 | 0 | 0 | 0 | 0 | 0 | 0 | 0 | 0 | 0 | 0 | 0 | 0 | 0 | 0 | 0 | 0 | 0 | 0 | 1 | 0 | 0 | 0 | 0 | 0 | 0 | 0 | 0 | 0 | 1 | 0 | 1 | 0 | 1 | 0 | 0 | 1 | 1 | 0 | 1 | 0 | 0 | 0 | 0 | 0 | 0 | 0 | 0 | 0 | 0 | 0 | 0 | 0 | 0 | 0 | 0 | 0 | 0 | 0 | 0 | 0 | 0 | 0 | 0 | 0 | 0 | 0 | 0 | 0 | 0 | 0 | 0 |  | 0 | 0 | 0 | 0 | 0 | 0 | 0 | 0 | 0 | 0 | 0 | 0 | 0 | 0 | 0 | 0 | 0 | 0 | 0 | 0 | 0 | 0 | 0 | 0 | 0 | 0 | 0 | 0 | 0 | 0 | 2 | 0 | 0 | 0 | 0 | 0 | -140.65 | 5.59 | 109.37 | Bellota-Weber 230kV line | Kasson Jct-Heinz 115 kV line | Salado-Crow Creek Sw Sta 60 kV line |  | 2 | 0 | 0 | 0 | 0 | 0 | -140.65 | 5.59 | 109.37 | Bellota-Weber 230kV line | Kasson Jct-Heinz 115 kV line | Salado-Crow Creek Sw Sta 60 kV line |  | 5 | 5 | NO | 5 | 1 | 1 | NO | 1
PG&E GBA | Curtis | 115 | 0 | 0 | 0 | 0 | 0 | 0 | 0 | 0 | 0 | 0 | 0 | 0 | 0 | 0 | 0 | 0 | 0 | 0 | 0 | 0 | 0 | 0 | 0 | 0 | 0 | 0 | 0 | 0 | 0 | 0 | 0 | 0 | 0 | 0 | 0 | 0 | 0 | 0 | 0 | 0 | 0 | 0 | 0 | 0 | 0 | 1 | 0 | 0 | 0 | 0 | 0 | 0 | 0 | 0 | 0 | 1 | 0 | 1 | 0 | 1 | 0 | 0 | 0 | 0 | 0 | 1 | 0 | 0 | 0 | 0 | 0 | 0 | 0 | 0 | 0 | 0 | 0 | 0 | 0 | 0 | 0 | 0 | 0 | 0 | 0 | 0 | 0 | 0 | 0 | 0 | 0 | 0 | 0 | 0 | 0 | 0 | 0 | 0 |  | 0 | 0 | 0 | 0 | 0 | 0 | 0 | 0 | 0 | 0 | 0 | 0 | 0 | 0 | 0 | 0 | 0 | 0 | 0 | 0 | 0 | 0 | 0 | 0 | 0 | 0 | 0 | 0 | 0 | 0 | 2 | 0 | 0 | 0 | 0 | 0 | -140.65 | 5.59 | 543.909 | Bellota-Weber 230kV line | Kasson Jct-Heinz 115 kV line | Kasson Jct-Heinz 115 kV line |  | 2 | 0 | 0 | 0 | 0 | 0 | -140.65 | 5.59 | 543.909 | Bellota-Weber 230kV line | Kasson Jct-Heinz 115 kV line | Kasson Jct-Heinz 115 kV line |  | 5 | 5 | NO | 5 | 1 | 1 | NO | 1
PG&E FRESNO | Dairyland | 115 | 0 | 0 | 0 | 0 | 0 | 0 | 0 | 0 | 0 | 0 | 0 | 0 | 0 | 0 | 0 | 0 | 0 | 0 | 0 | 0 | 0 | 0 | 0 | 0 | 0 | 0 | 0 | 0 | 0 | 0 | 0 | 0 | 0 | 0 | 0 | 0 | 0 | 0 | 0 | 0 | 0 | 0 | 0 | 0 | 0 | 1 | 0 | 0 | 0 | 0 | 0 | 0 | 0 | 0 | 0 | 0 | 0 | 0 | 0 | 0 | 0 | 0 | 0 | 0 | 0 | 0 | 0 | 0 | 0 | 0 | 0 | 0 | 0 | 0 | 0 | 0 | 0 | 0 | 0 | 1 | 0 | 1 | 1 | 1 | 0 | 1 | 0 | 1 | 0 | 0 | 0 | 0 | 1 | 0 | 0 | 0 | 0 | 1 |  | 0 | 0 | 0 | 0 | 0 | 0 | 0 | 0 | 0 | 0 | 0 | 0 | 0 | 0 | 0 | 0 | 0 | 0 | 0 | 0 | 0 | 0 | 0 | 0 | 0 | 0 | 0 | 0 | 0 | 0 | 2 | 0 | 2 | 0 | 1 | 0 | -222.55 | -2136.112 | -826.4482 | Chowchilla-Le grand 115kV Line | Gates 500/230kV TB #11 | Gates 500/230kV TB #11 |  | 1 | 0 | 0 | 0 | 0 | 0 | -140.65 | 268.5 | 126.1276 | Bellota-Weber 230kV line | Bellota-Weber 230kV line | Oro Loma-El Nido 115kV Line |  | 5 | 5 | NO | 5 | 5 | 1 | YES | 2
PG&E NGBA | Davis | 115 | 0 | 0 | 0 | 0 | 0 | 0 | 0 | 0 | 0 | 0 | 0 | 0 | 0 | 0 | 0 | 0 | 0 | 0 | 0 | 0 | 0 | 0 | 0 | 0 | 0 | 0 | 0 | 0 | 0 | 0 | 0 | 0 | 0 | 0 | 0 | 0 | 0 | 0 | 0 | 1 | 0 | 0 | 0 | 0 | 0 | 0 | 0 | 0 | 0 | 0 | 0 | 0 | 0 | 1 | 1 | 1 | 0 | 0 | 0 | 0 | 0 | 0 | 0 | 0 | 0 | 0 | 1 | 0 | 0 | 0 | 0 | 0 | 0 | 0 | 0 | 0 | 0 | 0 | 0 | 0 | 0 | 0 | 0 | 0 | 0 | 0 | 0 | 0 | 0 | 0 | 0 | 0 | 0 | 0 | 0 | 0 | 0 | 0 |  | 0 | 0 | 0 | 0 | 0 | 0 | 0 | 0 | 0 | 0 | 0 | 0 | 0 | 0 | 0 | 0 | 0 | 0 | 0 | 0 | 0 | 0 | 0 | 0 | 0 | 100 | 0 | 0 | 0 | 1 | 3 | 0 | 2 | 0 | 0 | 0 | -770.34 | -257.6012 | 381.1526 | Collinsville-Tesla 500 kV Line | Collinsville-Tesla 500 kV Line | Birds Landing-Contra Costa 230kV Line |  | 1 | 0 | 1 | 0 | 0 | 0 | -278.39 | -7.9962 | 381.1526 | Birds Landing-Contra Costa 230kV Line | Birds Landing-Contra Costa 230kV Line | Birds Landing-Contra Costa 230kV Line |  | 5 | 5 | NO | 5 | 1 | 1 | NO | 1
SCE Metro | Del Amo | 500 | 0 | 0 | 0 | 0 | 0 | 0 | 0 | 0 | 0 | 1 | 0 | 0 | 0 | 0 | 0 | 0 | 0 | 0 | 0 | 0 | 0 | 0 | 0 | 0 | 0 | 0 | 0 | 0 | 0 | 0 | 0 | 0 | 0 | 0 | 0 | 0 | 0 | 0 | 0 | 0 | 0 | 0 | 0 | 0 | 0 | 0 | 0 | 0 | 0 | 0 | 0 | 0 | 0 | 0 | 0 | 0 | 0 | 0 | 0 | 0 | 0 | 0 | 0 | 0 | 0 | 0 | 0 | 0 | 0 | 0 | 0 | 0 | 0 | 0 | 0 | 0 | 0 | 0 | 0 | 0 | 0 | 0 | 0 | 0 | 0 | 0 | 0 | 0 | 0 | 0 | 0 | 0 | 0 | 0 | 0 | 0 | 0 | 0 |  | 0 | 0 | 0 | 0 | 0 | 0 | 0 | 0 | 0 | 0 | 0 | 0 | 0 | 0 | 0 | 0 | 0 | 0 | 0 | 0 | 0 | 0 | 0 | 0 | 0 | 0 | 0 | 912 | 0 | 1 | 0 | 0 | 0 | 0 | 0 | 0 | 3850.3788 | 8396.608 | 22073.9811 | SCE Metro Area Default Constraint | SCE Metro Area Default Constraint | SCE Metro Area Default Constraint |  | 0 | 0 | 0 | 0 | 0 | 0 | 3850.3788 | 8396.608 | 22073.9811 | SCE Metro Area Default Constraint | SCE Metro Area Default Constraint | SCE Metro Area Default Constraint |  | 1 | 1 | NO | 1 | 1 | 1 | NO | 1
SCE Metro | Del Amo | 230 | 0 | 0 | 0 | 0 | 0 | 0 | 0 | 0 | 0 | 1 | 0 | 0 | 0 | 0 | 0 | 0 | 0 | 0 | 0 | 0 | 0 | 0 | 0 | 0 | 0 | 0 | 0 | 0 | 0 | 0 | 0 | 0 | 0 | 0 | 0 | 0 | 0 | 0 | 0 | 0 | 0 | 0 | 0 | 0 | 0 | 0 | 0 | 0 | 0 | 0 | 0 | 0 | 0 | 0 | 0 | 0 | 0 | 0 | 0 | 0 | 0 | 0 | 0 | 0 | 0 | 0 | 0 | 0 | 0 | 0 | 0 | 0 | 0 | 0 | 0 | 0 | 0 | 0 | 0 | 0 | 0 | 0 | 0 | 0 | 0 | 0 | 0 | 0 | 0 | 0 | 0 | 0 | 0 | 0 | 0 | 0 | 0 | 0 |  | 0 | 0 | 0 | 0 | 0 | 0 | 0 | 0 | 0 | 0 | 0 | 0 | 0 | 0 | 0 | 0 | 0 | 0 | 0 | 0 | 0 | 0 | 0 | 0 | 0 | 0 | 0 | 800 | 0 | 1 | 0 | 0 | 0 | 0 | 0 | 0 | 3850.3788 | 8396.608 | 22073.9811 | SCE Metro Area Default Constraint | SCE Metro Area Default Constraint | SCE Metro Area Default Constraint |  | 0 | 0 | 0 | 0 | 0 | 0 | 3850.3788 | 8396.608 | 22073.9811 | SCE Metro Area Default Constraint | SCE Metro Area Default Constraint | SCE Metro Area Default Constraint |  | 1 | 1 | NO | 1 | 1 | 1 | NO | 1
SCE Eastern | Delaney | 500 | 0 | 0 | 0 | 0 | 0 | 0 | 0 | 0 | 0 | 0 | 0 | 0 | 0 | 0 | 0 | 0 | 1 | 1 | 0 | 0 | 0 | 1 | 0 | 0 | 1 | 0 | 0 | 0 | 0 | 0 | 0 | 0 | 0 | 0 | 0 | 0 | 0 | 0 | 0 | 0 | 0 | 0 | 0 | 0 | 0 | 0 | 0 | 0 | 0 | 0 | 0 | 0 | 0 | 0 | 0 | 0 | 0 | 0 | 0 | 0 | 0 | 0 | 0 | 0 | 0 | 0 | 0 | 0 | 0 | 0 | 0 | 0 | 0 | 0 | 0 | 0 | 0 | 0 | 0 | 0 | 0 | 0 | 0 | 0 | 0 | 0 | 0 | 0 | 0 | 0 | 0 | 0 | 0 | 0 | 0 | 0 | 0 | 2 |  | 0 | 0 | 0 | 0 | 0 | 0 | 0 | 0 | 0 | 0 | 0 | 0 | 0 | 0 | 0 | 0 | 0 | 0 | 0 | 0 | 0 | 0 | 0 | 0 | 0 | 1860 | 0 | 340 | 0 | 1 | 1 | 4 | 1 | 2 | 0 | 1 | -3566.801 | -1411.508 | -314.404 | Lugo - Victorville area constraint | Lugo - Victorville area constraint | Devers-Red Bluff Constraint |  | 0 | 2 | 0 | 2 | 0 | 1 | -1231.146 | -737.708 | -314.404 | Devers-Red Bluff Constraint | Devers-Red Bluff Constraint | Devers-Red Bluff Constraint |  | 5 | 4 | YES | 4 | 4 | 4 | NO | 4
PG&E NGBA | Delevan | 230 | 0 | 0 | 0 | 0 | 0 | 0 | 0 | 0 | 0 | 0 | 0 | 0 | 0 | 0 | 0 | 0 | 0 | 0 | 0 | 0 | 0 | 0 | 0 | 0 | 0 | 0 | 0 | 0 | 0 | 0 | 0 | 0 | 0 | 0 | 0 | 0 | 0 | 0 | 0 | 1 | 0 | 0 | 0 | 0 | 0 | 0 | 0 | 0 | 0 | 0 | 0 | 0 | 0 | 0 | 0 | 0 | 0 | 0 | 0 | 0 | 0 | 0 | 0 | 0 | 0 | 0 | 1 | 0 | 0 | 0 | 0 | 0 | 0 | 0 | 0 | 0 | 0 | 0 | 0 | 0 | 0 | 0 | 0 | 0 | 0 | 0 | 0 | 0 | 0 | 0 | 0 | 0 | 0 | 0 | 0 | 0 | 0 | 0 |  | 0 | 0 | 0 | 0 | 0 | 0 | 0 | 0 | 0 | 0 | 0 | 0 | 0 | 0 | 0 | 0 | 0 | 0 | 0 | 0 | 0 | 0 | 0 | 0 | 0 | 0 | 0 | 0 | 0 | 0 | 2 | 0 | 2 | 0 | 0 | 0 | -770.34 | -257.6012 | 381.1526 | Collinsville-Tesla 500 kV Line | Collinsville-Tesla 500 kV Line | Birds Landing-Contra Costa 230kV Line |  | 1 | 0 | 1 | 0 | 0 | 0 | -278.39 | -7.9962 | 381.1526 | Birds Landing-Contra Costa 230kV Line | Birds Landing-Contra Costa 230kV Line | Birds Landing-Contra Costa 230kV Line |  | 5 | 5 | NO | 5 | 1 | 1 | NO | 1
PG&E GBA | Delta PP | 230 | 0 | 0 | 0 | 0 | 0 | 0 | 0 | 0 | 0 | 0 | 0 | 0 | 0 | 0 | 0 | 0 | 0 | 0 | 0 | 0 | 0 | 0 | 0 | 0 | 0 | 0 | 0 | 0 | 0 | 0 | 0 | 0 | 0 | 0 | 0 | 0 | 0 | 0 | 0 | 1 | 0 | 0 | 0 | 0 | 0 | 0 | 0 | 0 | 0 | 0 | 0 | 0 | 0 | 1 | 0 | 1 | 0 | 0 | 0 | 0 | 0 | 0 | 0 | 0 | 0 | 1 | 0 | 0 | 0 | 0 | 0 | 0 | 0 | 0 | 0 | 0 | 0 | 0 | 0 | 0 | 0 | 0 | 0 | 0 | 0 | 0 | 0 | 0 | 0 | 0 | 0 | 0 | 0 | 0 | 0 | 0 | 0 | 0 |  | 0 | 0 | 0 | 0 | 0 | 0 | 0 | 0 | 0 | 0 | 0 | 0 | 0 | 0 | 0 | 0 | 0 | 0 | 0 | 0 | 0 | 0 | 0 | 0 | 0 | 0 | 0 | 0 | 0 | 0 | 2 | 0 | 1 | 0 | 0 | 0 | -770.34 | -257.6012 | 2295.5509 | Collinsville-Tesla 500 kV Line | Collinsville-Tesla 500 kV Line | Collinsville-Tesla 500 kV Line |  | 0 | 0 | 0 | 0 | 0 | 0 | 3115.51 | 3433.6438 | 2295.5509 | Tesla-Tracy-Pump 230 kV line #2 | Tesla-Tracy-Pump 230 kV line #2 | Collinsville-Tesla 500 kV Line |  | 5 | 1 | YES | 2 | 1 | 1 | NO | 1
EOP | Desert View | 230 | 0 | 0 | 0 | 0 | 0 | 0 | 0 | 0 | 0 | 0 | 0 | 0 | 0 | 0 | 0 | 0 | 0 | 0 | 0 | 0 | 0 | 0 | 1 | 1 | 1 | 0 | 0 | 0 | 0 | 0 | 0 | 0 | 0 | 0 | 0 | 0 | 0 | 0 | 0 | 0 | 0 | 0 | 0 | 0 | 0 | 0 | 0 | 0 | 0 | 0 | 0 | 0 | 0 | 0 | 0 | 0 | 0 | 0 | 0 | 0 | 0 | 0 | 0 | 0 | 0 | 0 | 0 | 0 | 0 | 0 | 0 | 0 | 0 | 0 | 0 | 0 | 0 | 0 | 0 | 0 | 0 | 0 | 0 | 0 | 0 | 0 | 0 | 0 | 0 | 0 | 0 | 0 | 0 | 0 | 0 | 0 | 0 | 2 |  | 0 | 0 | 0 | 0 | 0 | 0 | 0 | 0 | 0 | 0 | 0 | 0 | 0 | 0 | 0 | 0 | 0 | 0 | 0 | 0 | 0 | 0 | 0 | 0 | 0 | 0 | 0 | 0 | 0 | 0 | 1 | 0 | 1 | 0 | 0 | 0 | -3566.801 | -1411.508 | 344.027 | Lugo - Victorville area constraint | Lugo - Victorville area constraint | Lugo - Victorville area constraint |  | 0 | 0 | 0 | 0 | 0 | 0 | 576.5 | 1808.75 | 3367.55 | Sloan Canyon - Eldorado 500 kV constraint | Sloan Canyon - Eldorado 500 kV constraint | GLW 230kV area constraint |  | 5 | 1 | YES | 2 | 1 | 1 | NO | 1
SCE Eastern | Devers | 230 | 0 | 0 | 0 | 0 | 0 | 0 | 0 | 0 | 0 | 0 | 0 | 0 | 0 | 0 | 0 | 0 | 0 | 0 | 0 | 1 | 0 | 1 | 0 | 0 | 0 | 0 | 0 | 0 | 0 | 0 | 0 | 0 | 0 | 0 | 0 | 0 | 0 | 0 | 0 | 0 | 0 | 0 | 0 | 0 | 0 | 0 | 0 | 0 | 0 | 0 | 0 | 0 | 0 | 0 | 0 | 0 | 0 | 0 | 0 | 0 | 0 | 0 | 0 | 0 | 0 | 0 | 0 | 0 | 0 | 0 | 0 | 0 | 0 | 0 | 0 | 0 | 0 | 0 | 0 | 0 | 0 | 0 | 0 | 0 | 0 | 0 | 0 | 0 | 0 | 0 | 0 | 0 | 0 | 0 | 0 | 0 | 0 | 1 |  | 0 | 0 | 57 | 0 | 0 | 0 | 0 | 0 | 0 | 0 | 0 | 345 | 360 | 0 | 1 | 0 | 0 | 57 | 0 | 0 | 0 | 0 | 0 | 0 | 300 | 0 | 545 | 460 | 0 | 1 | 0 | 2 | 0 | 0 | 0 | 0 | -1393.746 | 1048.31 | 8204.916 | Serrano-Alberhill-Valley Constraint | Etiwanda-Rancho Vista Constraint | Serrano-Alberhill-Valley Constraint |  | 0 | 0 | 0 | 0 | 0 | 0 | 128.254 | 1048.31 | 9046.07 | Serrano-Alberhill-Valley Constraint | Etiwanda-Rancho Vista Constraint | Etiwanda-Rancho Vista Constraint |  | 4 | 1 | YES | 2 | 1 | 1 | NO | 1
SCE Eastern | Devers | 500 | 0 | 0 | 0 | 0 | 0 | 0 | 0 | 0 | 0 | 0 | 0 | 0 | 0 | 0 | 0 | 0 | 0 | 0 | 0 | 1 | 0 | 1 | 0 | 0 | 0 | 0 | 0 | 0 | 0 | 0 | 0 | 0 | 0 | 0 | 0 | 0 | 0 | 0 | 0 | 0 | 0 | 0 | 0 | 0 | 0 | 0 | 0 | 0 | 0 | 0 | 0 | 0 | 0 | 0 | 0 | 0 | 0 | 0 | 0 | 0 | 0 | 0 | 0 | 0 | 0 | 0 | 0 | 0 | 0 | 0 | 0 | 0 | 0 | 0 | 0 | 0 | 0 | 0 | 0 | 0 | 0 | 0 | 0 | 0 | 0 | 0 | 0 | 0 | 0 | 0 | 0 | 0 | 0 | 0 | 0 | 0 | 0 | 1 |  | 0 | 0 | 0 | 0 | 0 | 0 | 0 | 0 | 0 | 0 | 0 | 0 | 0 | 0 | 0 | 0 | 0 | 0 | 0 | 0 | 0 | 0 | 0 | 0 | 0 | 0 | 0 | 0 | 0 | 0 | 0 | 2 | 0 | 0 | 0 | 0 | -1393.746 | 1048.31 | 8204.916 | Serrano-Alberhill-Valley Constraint | Etiwanda-Rancho Vista Constraint | Serrano-Alberhill-Valley Constraint |  | 0 | 0 | 0 | 0 | 0 | 0 | 128.254 | 1048.31 | 9046.07 | Serrano-Alberhill-Valley Constraint | Etiwanda-Rancho Vista Constraint | Etiwanda-Rancho Vista Constraint |  | 4 | 1 | YES | 2 | 1 | 1 | NO | 1
PG&E KERN | Diablo Canyon | 230 | 0 | 0 | 0 | 0 | 0 | 0 | 0 | 0 | 0 | 0 | 0 | 0 | 0 | 0 | 0 | 0 | 0 | 0 | 0 | 0 | 0 | 0 | 0 | 0 | 0 | 0 | 0 | 0 | 0 | 0 | 0 | 0 | 0 | 0 | 0 | 0 | 0 | 0 | 0 | 0 | 0 | 0 | 0 | 0 | 0 | 0 | 0 | 0 | 0 | 0 | 0 | 0 | 0 | 0 | 0 | 0 | 0 | 0 | 0 | 0 | 0 | 0 | 0 | 0 | 0 | 0 | 0 | 1 | 1 | 0 | 0 | 0 | 0 | 0 | 0 | 0 | 0 | 0 | 0 | 1 | 0 | 0 | 0 | 0 | 0 | 1 | 0 | 0 | 0 | 0 | 0 | 0 | 0 | 0 | 0 | 1 | 0 | 1 |  | 0 | 0 | 0 | 0 | 0 | 0 | 0 | 0 | 0 | 0 | 0 | 0 | 0 | 0 | 0 | 0 | 0 | 0 | 0 | 0 | 0 | 0 | 0 | 0 | 0 | 0 | 0 | 0 | 0 | 0 | 0 | 0 | 1 | 0 | 1 | 0 | 122.65 | -2136.112 | -826.4482 | Cal Flat-Gates 230 kV line | Gates 500/230kV TB #11 | Gates 500/230kV TB #11 |  | 0 | 0 | 0 | 0 | 0 | 0 | 122.65 | 392.11 | 666.9203 | Cal Flat-Gates 230 kV line | Cal Flat-Gates 230 kV line | Cal Flat-Gates 230 kV line |  | 5 | 1 | YES | 2 | 5 | 1 | YES | 2
PG&E KERN | Diablo Canyon | 500 | 0 | 0 | 0 | 0 | 0 | 0 | 0 | 0 | 0 | 0 | 0 | 0 | 0 | 0 | 0 | 0 | 0 | 0 | 0 | 0 | 0 | 0 | 0 | 0 | 0 | 0 | 0 | 0 | 0 | 0 | 0 | 0 | 0 | 0 | 0 | 0 | 0 | 0 | 0 | 0 | 0 | 0 | 0 | 0 | 0 | 0 | 0 | 0 | 0 | 0 | 0 | 0 | 0 | 0 | 0 | 0 | 0 | 0 | 0 | 0 | 0 | 0 | 0 | 0 | 0 | 0 | 0 | 0 | 0 | 0 | 0 | 0 | 0 | 0 | 0 | 0 | 0 | 0 | 0 | 0 | 0 | 0 | 0 | 0 | 0 | 0 | 0 | 0 | 0 | 0 | 0 | 0 | 0 | 1 | 1 | 0 | 0 | 0 |  | 0 | 0 | 0 | 0 | 0 | 0 | 0 | 0 | 0 | 0 | 0 | 0 | 0 | 0 | 0 | 0 | 0 | 0 | 0 | 0 | 0 | 0 | 0 | 0 | 0 | 0 | 0 | 0 | 0 | 0 | 0 | 0 | 1 | 0 | 0 | 1 | 2289.77 | -1717.512 | -2136.2316 | Mustang-Henrietta 230 kV line | Mustang-Henrietta 230 kV line | Mustang-Henrietta 230 kV line |  | 0 | 0 | 0 | 0 | 0 | 0 | 4768.77 | 761.488 | 342.7684 | Mustang-Henrietta 230 kV line | Mustang-Henrietta 230 kV line | Mustang-Henrietta 230 kV line |  | 5 | 1 | YES | 2 | 4 | 1 | YES | 2
PG&E KERN | Divide | 115 | 0 | 0 | 0 | 0 | 0 | 0 | 0 | 0 | 0 | 0 | 0 | 0 | 0 | 0 | 0 | 0 | 0 | 0 | 0 | 0 | 0 | 0 | 0 | 0 | 0 | 0 | 0 | 0 | 0 | 0 | 0 | 0 | 0 | 0 | 0 | 0 | 0 | 0 | 0 | 0 | 0 | 0 | 0 | 0 | 0 | 0 | 0 | 0 | 0 | 0 | 0 | 0 | 0 | 0 | 0 | 0 | 0 | 0 | 0 | 0 | 0 | 0 | 0 | 0 | 0 | 0 | 0 | 1 | 1 | 0 | 0 | 0 | 0 | 0 | 0 | 0 | 0 | 0 | 0 | 1 | 0 | 0 | 0 | 0 | 0 | 1 | 0 | 0 | 0 | 0 | 0 | 0 | 0 | 0 | 0 | 1 | 0 | 1 |  | 0 | 0 | 0 | 0 | 0 | 0 | 0 | 0 | 0 | 0 | 0 | 0 | 0 | 0 | 0 | 0 | 0 | 0 | 0 | 0 | 0 | 0 | 0 | 0 | 0 | 0 | 0 | 0 | 0 | 0 | 0 | 0 | 1 | 0 | 1 | 0 | 122.65 | -2136.112 | -826.4482 | Cal Flat-Gates 230 kV line | Gates 500/230kV TB #11 | Gates 500/230kV TB #11 |  | 0 | 0 | 0 | 0 | 0 | 0 | 122.65 | 392.11 | 666.9203 | Cal Flat-Gates 230 kV line | Cal Flat-Gates 230 kV line | Cal Flat-Gates 230 kV line |  | 5 | 1 | YES | 2 | 5 | 1 | YES | 2
PG&E GBA | Dixon Landing | 115 | 0 | 0 | 0 | 0 | 0 | 0 | 0 | 0 | 0 | 0 | 0 | 0 | 0 | 0 | 0 | 0 | 0 | 0 | 0 | 0 | 0 | 0 | 0 | 0 | 0 | 0 | 0 | 0 | 0 | 0 | 0 | 0 | 0 | 0 | 0 | 0 | 0 | 0 | 0 | 0 | 0 | 0 | 0 | 0 | 0 | 0 | 0 | 0 | 0 | 0 | 0 | 0 | 0 | 0 | 0 | 1 | 0 | 0 | 0 | 1 | 0 | 0 | 0 | 0 | 0 | 0 | 0 | 0 | 0 | 0 | 0 | 0 | 0 | 0 | 0 | 0 | 0 | 0 | 0 | 0 | 0 | 0 | 0 | 0 | 0 | 0 | 0 | 0 | 0 | 0 | 0 | 0 | 0 | 0 | 0 | 0 | 0 | 0 |  | 0 | 0 | 0 | 0 | 0 | 0 | 0 | 0 | 0 | 0 | 0 | 0 | 0 | 0 | 0 | 23 | 0 | 0 | 0 | 0 | 0 | 0 | 0 | 0 | 0 | 0 | 0 | 0 | 0 | 1 | 0 | 0 | 0 | 0 | 0 | 0 | 1626.31 | 1960.6438 | 2688.8852 | Tesla-Bellota 230 kV line | Tesla-Bellota 230 kV line | Tesla-Bellota 230 kV line |  | 0 | 0 | 0 | 0 | 0 | 0 | 1626.31 | 1960.6438 | 2688.8852 | Tesla-Bellota 230 kV line | Tesla-Bellota 230 kV line | Tesla-Bellota 230 kV line |  | 1 | 1 | NO | 1 | 1 | 1 | NO | 1
PG&E FRESNO | Dos Amigos | 230 | 0 | 0 | 0 | 0 | 0 | 0 | 0 | 0 | 0 | 0 | 0 | 0 | 0 | 0 | 0 | 0 | 0 | 0 | 0 | 0 | 0 | 0 | 0 | 0 | 0 | 0 | 0 | 0 | 0 | 0 | 0 | 0 | 0 | 0 | 0 | 0 | 0 | 0 | 0 | 0 | 0 | 0 | 0 | 0 | 0 | 0 | 0 | 0 | 0 | 0 | 0 | 0 | 0 | 0 | 0 | 0 | 0 | 0 | 0 | 0 | 0 | 0 | 0 | 0 | 0 | 0 | 0 | 0 | 0 | 0 | 0 | 0 | 0 | 0 | 0 | 0 | 0 | 0 | 1 | 0 | 0 | 0 | 0 | 0 | 0 | 1 | 0 | 0 | 0 | 0 | 0 | 0 | 0 | 0 | 0 | 0 | 0 | 1 |  | 0 | 0 | 0 | 0 | 0 | 0 | 0 | 0 | 0 | 0 | 0 | 0 | 0 | 0 | 0 | 10 | 0 | 0 | 0 | 0 | 0 | 0 | 0 | 3 | 0 | 0 | 0 | 758 | 0 | 1 | 0 | 0 | 1 | 0 | 1 | 0 | 578.02 | -1862.092 | -1421.793 | Gates 500/230kV TB #12 | Gates 500/230kV TB #12 | Gates 500/230kV TB #12 |  | 0 | 0 | 0 | 0 | 0 | 0 | 839.65 | 2567.9 | 5421.207 | Los Banos 500/230kV TB | Los Banos 500/230kV TB | Gates 500/230kV TB #12 |  | 5 | 1 | YES | 2 | 5 | 1 | YES | 2
PG&E NGBA | Drum | 115 | 0 | 0 | 0 | 0 | 0 | 0 | 0 | 0 | 0 | 0 | 0 | 0 | 0 | 0 | 0 | 0 | 0 | 0 | 0 | 0 | 0 | 0 | 0 | 0 | 0 | 0 | 0 | 0 | 0 | 0 | 0 | 0 | 0 | 0 | 0 | 0 | 0 | 0 | 0 | 1 | 1 | 0 | 1 | 0 | 0 | 1 | 1 | 1 | 0 | 0 | 0 | 0 | 0 | 0 | 0 | 0 | 0 | 0 | 0 | 1 | 1 | 0 | 0 | 0 | 0 | 0 | 0 | 0 | 0 | 0 | 0 | 0 | 0 | 0 | 0 | 0 | 0 | 0 | 0 | 0 | 0 | 0 | 0 | 0 | 0 | 0 | 0 | 0 | 0 | 0 | 0 | 0 | 0 | 0 | 0 | 0 | 0 | 0 |  | 0 | 0 | 0 | 0 | 0 | 0 | 0 | 0 | 0 | 0 | 0 | 0 | 0 | 0 | 0 | 0 | 0 | 0 | 0 | 0 | 0 | 0 | 0 | 0 | 0 | 0 | 0 | 0 | 0 | 0 | 2 | 0 | 1 | 0 | 0 | 0 | -770.34 | -257.6012 | 32.84 | Collinsville-Tesla 500 kV Line | Collinsville-Tesla 500 kV Line | Woodland- Davis 115kV line |  | 1 | 0 | 0 | 0 | 0 | 0 | -140.65 | 50.45 | 32.84 | Bellota-Weber 230kV line | Woodland- Davis 115kV line | Woodland- Davis 115kV line |  | 5 | 5 | NO | 5 | 1 | 1 | NO | 1
PG&E GBA | Dumbarton | 115 | 0 | 0 | 0 | 0 | 0 | 0 | 0 | 0 | 0 | 0 | 0 | 0 | 0 | 0 | 0 | 0 | 0 | 0 | 0 | 0 | 0 | 0 | 0 | 0 | 0 | 0 | 0 | 0 | 0 | 0 | 0 | 0 | 0 | 0 | 0 | 0 | 0 | 0 | 0 | 1 | 0 | 0 | 0 | 0 | 0 | 0 | 0 | 0 | 0 | 0 | 0 | 0 | 1 | 0 | 0 | 0 | 0 | 0 | 0 | 0 | 0 | 0 | 0 | 0 | 0 | 0 | 0 | 0 | 0 | 0 | 0 | 0 | 0 | 0 | 0 | 0 | 0 | 0 | 0 | 0 | 0 | 0 | 0 | 0 | 0 | 0 | 0 | 0 | 0 | 0 | 0 | 0 | 0 | 0 | 0 | 0 | 0 | 1 |  | 0 | 0 | 0 | 0 | 0 | 0 | 0 | 0 | 0 | 0 | 0 | 0 | 0 | 0 | 0 | 0 | 0 | 0 | 0 | 0 | 0 | 0 | 0 | 0 | 0 | 0 | 0 | 0 | 0 | 0 | 1 | 0 | 1 | 0 | 0 | 0 | -770.34 | -257.6012 | 2295.5509 | Collinsville-Tesla 500 kV Line | Collinsville-Tesla 500 kV Line | Collinsville-Tesla 500 kV Line |  | 0 | 0 | 0 | 0 | 0 | 0 | 2442.8 | 2580.8 | 2295.5509 | Sobrante-Moraga 230 kV line | Sobrante-Moraga 230 kV line | Collinsville-Tesla 500 kV Line |  | 5 | 1 | YES | 2 | 1 | 1 | NO | 1
SCE NOL | Dunn Siding | 115 | 0 | 0 | 0 | 0 | 0 | 0 | 0 | 0 | 0 | 0 | 0 | 1 | 1 | 1 | 0 | 0 | 0 | 0 | 0 | 0 | 0 | 0 | 0 | 0 | 0 | 0 | 0 | 0 | 0 | 0 | 0 | 0 | 0 | 0 | 0 | 0 | 0 | 0 | 0 | 0 | 0 | 0 | 0 | 0 | 0 | 0 | 0 | 0 | 0 | 0 | 0 | 0 | 0 | 0 | 0 | 0 | 0 | 0 | 0 | 0 | 0 | 0 | 0 | 0 | 0 | 0 | 0 | 0 | 0 | 0 | 0 | 0 | 0 | 0 | 0 | 0 | 0 | 0 | 0 | 0 | 0 | 0 | 0 | 0 | 0 | 0 | 0 | 0 | 0 | 0 | 0 | 0 | 0 | 0 | 0 | 0 | 0 | 3 |  | 0 | 0 | 0 | 0 | 0 | 0 | 0 | 0 | 0 | 0 | 0 | 0 | 0 | 0 | 0 | 0 | 0 | 0 | 0 | 0 | 0 | 0 | 0 | 0 | 0 | 0 | 0 | 0 | 0 | 0 | 0 | 2 | 0 | 2 | 0 | 0 | -280.6 | -110.25 | 1093.724 | South of Kramer Area Constraint | South of Kramer Area Constraint | South of Kramer Area Constraint |  | 0 | 3 | 0 | 0 | 0 | 0 | -80.6 | 89.75 | 1093.724 | South of Kramer Area Constraint | South of Kramer Area Constraint | South of Kramer Area Constraint |  | 4 | 3 | YES | 3 | 1 | 1 | NO | 1
SCE Eastern | Eagle Mountain | 230 | 0 | 0 | 0 | 0 | 0 | 0 | 0 | 0 | 0 | 0 | 0 | 0 | 0 | 0 | 0 | 0 | 0 | 0 | 1 | 1 | 0 | 1 | 0 | 0 | 0 | 0 | 0 | 0 | 0 | 0 | 0 | 0 | 0 | 0 | 0 | 0 | 0 | 0 | 0 | 0 | 0 | 0 | 0 | 0 | 0 | 0 | 0 | 0 | 0 | 0 | 0 | 0 | 0 | 0 | 0 | 0 | 0 | 0 | 0 | 0 | 0 | 0 | 0 | 0 | 0 | 0 | 0 | 0 | 0 | 0 | 0 | 0 | 0 | 0 | 0 | 0 | 0 | 0 | 0 | 0 | 0 | 0 | 0 | 0 | 0 | 0 | 0 | 0 | 0 | 0 | 0 | 0 | 0 | 0 | 0 | 0 | 0 | 1 |  | 0 | 0 | 0 | 0 | 0 | 0 | 0 | 0 | 0 | 0 | 0 | 0 | 0 | 0 | 0 | 0 | 0 | 0 | 0 | 0 | 0 | 0 | 0 | 0 | 0 | 0 | 0 | 0 | 0 | 0 | 1 | 2 | 1 | 0 | 0 | 0 | -1393.746 | -500 | 366.16 | Serrano-Alberhill-Valley Constraint | Eagle Mountain Constraint | Eagle Mountain Constraint |  | 0 | 0 | 0 | 0 | 0 | 0 | 71 | 100 | 366.16 | Eagle Mountain Constraint | Eagle Mountain Constraint | Eagle Mountain Constraint |  | 5 | 1 | YES | 2 | 1 | 1 | NO | 1
PG&E NGBA | Eagle Rock (PGE) | 60 | 0 | 0 | 0 | 0 | 0 | 0 | 0 | 0 | 0 | 0 | 0 | 0 | 0 | 0 | 0 | 0 | 0 | 0 | 0 | 0 | 0 | 0 | 0 | 0 | 0 | 0 | 0 | 0 | 0 | 0 | 0 | 0 | 0 | 0 | 0 | 0 | 0 | 0 | 0 | 1 | 0 | 0 | 0 | 0 | 0 | 0 | 0 | 0 | 0 | 0 | 0 | 0 | 1 | 0 | 0 | 0 | 0 | 0 | 0 | 0 | 0 | 0 | 0 | 0 | 0 | 0 | 1 | 0 | 0 | 0 | 0 | 0 | 0 | 0 | 0 | 0 | 0 | 0 | 0 | 0 | 0 | 0 | 0 | 0 | 0 | 0 | 0 | 0 | 0 | 0 | 0 | 0 | 0 | 0 | 0 | 0 | 0 | 1 |  | 0 | 0 | 0 | 0 | 0 | 0 | 0 | 0 | 0 | 0 | 0 | 0 | 0 | 0 | 0 | 0 | 0 | 0 | 0 | 0 | 0 | 0 | 0 | 0 | 0 | 0 | 0 | 0 | 0 | 0 | 2 | 0 | 2 | 0 | 0 | 0 | -770.34 | -257.6012 | 381.1526 | Collinsville-Tesla 500 kV Line | Collinsville-Tesla 500 kV Line | Birds Landing-Contra Costa 230kV Line |  | 1 | 0 | 1 | 0 | 0 | 0 | -278.39 | -7.9962 | 381.1526 | Birds Landing-Contra Costa 230kV Line | Birds Landing-Contra Costa 230kV Line | Birds Landing-Contra Costa 230kV Line |  | 5 | 5 | NO | 5 | 1 | 1 | NO | 1
PG&E NGBA | Eagle Rock (PGE) | 115 | 0 | 0 | 0 | 0 | 0 | 0 | 0 | 0 | 0 | 0 | 0 | 0 | 0 | 0 | 0 | 0 | 0 | 0 | 0 | 0 | 0 | 0 | 0 | 0 | 0 | 0 | 0 | 0 | 0 | 0 | 0 | 0 | 0 | 0 | 0 | 0 | 0 | 0 | 0 | 1 | 0 | 1 | 0 | 0 | 0 | 0 | 0 | 0 | 0 | 0 | 0 | 0 | 1 | 0 | 1 | 1 | 0 | 0 | 0 | 0 | 0 | 0 | 0 | 0 | 0 | 0 | 1 | 0 | 0 | 0 | 0 | 0 | 0 | 0 | 0 | 0 | 0 | 0 | 0 | 0 | 0 | 0 | 0 | 0 | 0 | 0 | 0 | 0 | 0 | 0 | 0 | 0 | 0 | 0 | 0 | 0 | 0 | 1 |  | -7 | 0 | 0 | 0 | 0 | 0 | 0 | 0 | 0 | 0 | 0 | 0 | 0 | 0 | 1 | 0 | 0 | 0 | 0 | 0 | 0 | 0 | 0 | 0 | 0 | 0 | 0 | 0 | 0 | 0 | 2 | 0 | 2 | 0 | 0 | 0 | -770.34 | -257.6012 | 381.1526 | Collinsville-Tesla 500 kV Line | Collinsville-Tesla 500 kV Line | Birds Landing-Contra Costa 230kV Line |  | 1 | 0 | 1 | 0 | 0 | 0 | -278.39 | -7.9962 | 381.1526 | Birds Landing-Contra Costa 230kV Line | Birds Landing-Contra Costa 230kV Line | Birds Landing-Contra Costa 230kV Line |  | 5 | 5 | NO | 5 | 1 | 1 | NO | 1
SCE Metro | Eagle Rock (SCE) | 230 | 0 | 0 | 0 | 0 | 0 | 0 | 0 | 0 | 0 | 1 | 0 | 0 | 0 | 0 | 0 | 0 | 0 | 0 | 0 | 0 | 0 | 0 | 0 | 0 | 0 | 0 | 0 | 0 | 0 | 0 | 0 | 0 | 0 | 0 | 0 | 0 | 0 | 0 | 0 | 0 | 0 | 0 | 0 | 0 | 0 | 0 | 0 | 0 | 0 | 0 | 0 | 0 | 0 | 0 | 0 | 0 | 0 | 0 | 0 | 0 | 0 | 0 | 0 | 0 | 0 | 0 | 0 | 0 | 0 | 0 | 0 | 0 | 0 | 0 | 0 | 0 | 0 | 0 | 0 | 0 | 0 | 0 | 0 | 0 | 0 | 0 | 0 | 0 | 0 | 0 | 0 | 0 | 0 | 0 | 0 | 0 | 0 | 0 |  | 0 | 0 | 0 | 0 | 0 | 0 | 0 | 0 | 0 | 0 | 0 | 0 | 0 | 0 | 0 | 0 | 0 | 0 | 0 | 0 | 0 | 0 | 0 | 0 | 0 | 0 | 0 | 590 | 0 | 1 | 0 | 0 | 0 | 0 | 0 | 0 | 3850.3788 | 8396.608 | 22073.9811 | SCE Metro Area Default Constraint | SCE Metro Area Default Constraint | SCE Metro Area Default Constraint |  | 0 | 0 | 0 | 0 | 0 | 0 | 3850.3788 | 8396.608 | 22073.9811 | SCE Metro Area Default Constraint | SCE Metro Area Default Constraint | SCE Metro Area Default Constraint |  | 1 | 1 | NO | 1 | 1 | 1 | NO | 1
PG&E NGBA | East Marysville | 115 | 0 | 0 | 0 | 0 | 0 | 0 | 0 | 0 | 0 | 0 | 0 | 0 | 0 | 0 | 0 | 0 | 0 | 0 | 0 | 0 | 0 | 0 | 0 | 0 | 0 | 0 | 0 | 0 | 0 | 0 | 0 | 0 | 0 | 0 | 0 | 0 | 0 | 0 | 0 | 1 | 0 | 0 | 0 | 0 | 0 | 1 | 0 | 1 | 0 | 0 | 0 | 0 | 0 | 0 | 0 | 0 | 0 | 0 | 0 | 1 | 0 | 0 | 0 | 0 | 0 | 0 | 0 | 0 | 0 | 0 | 0 | 0 | 0 | 0 | 0 | 0 | 0 | 0 | 0 | 0 | 0 | 0 | 0 | 0 | 0 | 0 | 0 | 0 | 0 | 0 | 0 | 0 | 0 | 0 | 0 | 0 | 0 | 0 |  | 0 | 0 | 0 | 0 | 0 | 0 | 0 | 0 | 0 | 0 | 0 | 0 | 0 | 0 | 0 | 0 | 0 | 0 | 0 | 0 | 0 | 0 | 0 | 0 | 0 | 0 | 0 | 0 | 0 | 0 | 2 | 0 | 1 | 0 | 0 | 0 | -770.34 | -257.6012 | 156.9836 | Collinsville-Tesla 500 kV Line | Collinsville-Tesla 500 kV Line | Rio Oso-Lockeford 230kV line |  | 1 | 0 | 0 | 0 | 0 | 0 | -140.65 | 268.5 | 156.9836 | Bellota-Weber 230kV line | Bellota-Weber 230kV line | Rio Oso-Lockeford 230kV line |  | 5 | 5 | NO | 5 | 1 | 1 | NO | 1
PG&E NGBA | East Nicolaus | 115 | 0 | 0 | 0 | 0 | 0 | 0 | 0 | 0 | 0 | 0 | 0 | 0 | 0 | 0 | 0 | 0 | 0 | 0 | 0 | 0 | 0 | 0 | 0 | 0 | 0 | 0 | 0 | 0 | 0 | 0 | 0 | 0 | 0 | 0 | 0 | 0 | 0 | 0 | 0 | 1 | 0 | 0 | 0 | 0 | 0 | 1 | 0 | 1 | 0 | 0 | 0 | 0 | 0 | 0 | 0 | 0 | 0 | 0 | 0 | 1 | 1 | 0 | 0 | 0 | 0 | 0 | 0 | 0 | 0 | 0 | 0 | 0 | 0 | 0 | 0 | 0 | 0 | 0 | 0 | 0 | 0 | 0 | 0 | 0 | 0 | 0 | 0 | 0 | 0 | 0 | 0 | 0 | 0 | 0 | 0 | 0 | 0 | 0 |  | 0 | 0 | 0 | 0 | 0 | 0 | 0 | 0 | 0 | 0 | 0 | 0 | 0 | 0 | 0 | 0 | 0 | 0 | 0 | 0 | 0 | 0 | 0 | 0 | 0 | 0 | 0 | 0 | 0 | 0 | 2 | 0 | 1 | 0 | 0 | 0 | -770.34 | -257.6012 | 156.9836 | Collinsville-Tesla 500 kV Line | Collinsville-Tesla 500 kV Line | Rio Oso-Lockeford 230kV line |  | 1 | 0 | 0 | 0 | 0 | 0 | -140.65 | 268.5 | 156.9836 | Bellota-Weber 230kV line | Bellota-Weber 230kV line | Rio Oso-Lockeford 230kV line |  | 5 | 5 | NO | 5 | 1 | 1 | NO | 1
PG&E NGBA | East Nicolaus | 60 | 0 | 0 | 0 | 0 | 0 | 0 | 0 | 0 | 0 | 0 | 0 | 0 | 0 | 0 | 0 | 0 | 0 | 0 | 0 | 0 | 0 | 0 | 0 | 0 | 0 | 0 | 0 | 0 | 0 | 0 | 0 | 0 | 0 | 0 | 0 | 0 | 0 | 0 | 0 | 1 | 0 | 0 | 0 | 0 | 0 | 1 | 0 | 1 | 0 | 0 | 0 | 0 | 0 | 0 | 0 | 0 | 0 | 0 | 0 | 1 | 1 | 0 | 0 | 0 | 0 | 0 | 0 | 0 | 0 | 0 | 0 | 0 | 0 | 0 | 0 | 0 | 0 | 0 | 0 | 0 | 0 | 0 | 0 | 0 | 0 | 0 | 0 | 0 | 0 | 0 | 0 | 0 | 0 | 0 | 0 | 0 | 0 | 0 |  | 0 | 0 | 0 | 0 | 0 | 0 | 0 | 0 | 0 | 0 | 0 | 0 | 0 | 0 | 0 | 0 | 0 | 0 | 0 | 0 | 0 | 0 | 0 | 0 | 0 | 0 | 0 | 0 | 0 | 0 | 2 | 0 | 1 | 0 | 0 | 0 | -770.34 | -257.6012 | 156.9836 | Collinsville-Tesla 500 kV Line | Collinsville-Tesla 500 kV Line | Rio Oso-Lockeford 230kV line |  | 1 | 0 | 0 | 0 | 0 | 0 | -140.65 | 268.5 | 156.9836 | Bellota-Weber 230kV line | Bellota-Weber 230kV line | Rio Oso-Lockeford 230kV line |  | 5 | 5 | NO | 5 | 1 | 1 | NO | 1
PG&E GBA | Eastshore | 115 | 0 | 0 | 0 | 0 | 0 | 0 | 0 | 0 | 0 | 0 | 0 | 0 | 0 | 0 | 0 | 0 | 0 | 0 | 0 | 0 | 0 | 0 | 0 | 0 | 0 | 0 | 0 | 0 | 0 | 0 | 0 | 0 | 0 | 0 | 0 | 0 | 0 | 0 | 0 | 1 | 0 | 0 | 0 | 0 | 0 | 0 | 0 | 0 | 0 | 0 | 0 | 0 | 1 | 0 | 0 | 0 | 0 | 0 | 0 | 0 | 0 | 0 | 0 | 0 | 0 | 0 | 0 | 0 | 0 | 0 | 0 | 0 | 0 | 0 | 0 | 0 | 0 | 0 | 0 | 0 | 0 | 0 | 0 | 0 | 0 | 0 | 0 | 0 | 0 | 0 | 0 | 0 | 0 | 0 | 0 | 0 | 0 | 1 |  | 0 | 0 | 0 | 0 | 0 | 0 | 0 | 0 | 0 | 0 | 0 | 0 | 0 | 0 | 0 | 0 | 0 | 0 | 0 | 0 | 0 | 0 | 0 | 0 | 0 | 0 | 0 | 0 | 0 | 0 | 1 | 0 | 1 | 0 | 0 | 0 | -770.34 | -257.6012 | 2295.5509 | Collinsville-Tesla 500 kV Line | Collinsville-Tesla 500 kV Line | Collinsville-Tesla 500 kV Line |  | 0 | 0 | 0 | 0 | 0 | 0 | 2442.8 | 2580.8 | 2295.5509 | Sobrante-Moraga 230 kV line | Sobrante-Moraga 230 kV line | Collinsville-Tesla 500 kV Line |  | 5 | 1 | YES | 2 | 1 | 1 | NO | 1
PG&E GBA | Eastshore | 230 | 0 | 0 | 0 | 0 | 0 | 0 | 0 | 0 | 0 | 0 | 0 | 0 | 0 | 0 | 0 | 0 | 0 | 0 | 0 | 0 | 0 | 0 | 0 | 0 | 0 | 0 | 0 | 0 | 0 | 0 | 0 | 0 | 0 | 0 | 0 | 0 | 0 | 0 | 0 | 1 | 0 | 0 | 0 | 0 | 0 | 0 | 0 | 0 | 0 | 1 | 1 | 0 | 1 | 0 | 0 | 1 | 0 | 0 | 0 | 0 | 0 | 1 | 0 | 0 | 0 | 1 | 0 | 0 | 0 | 0 | 0 | 0 | 0 | 0 | 0 | 0 | 0 | 0 | 0 | 0 | 0 | 0 | 0 | 0 | 0 | 0 | 0 | 0 | 0 | 0 | 0 | 0 | 0 | 0 | 0 | 0 | 0 | 3 |  | 0 | 0 | 0 | 0 | 0 | 0 | 0 | 0 | 0 | 0 | 0 | 0 | 0 | 0 | 0 | 0 | 0 | 0 | 0 | 0 | 0 | 0 | 0 | 0 | 0 | 0 | 0 | 0 | 0 | 0 | 1 | 0 | 1 | 0 | 0 | 0 | -770.34 | -257.6012 | 1084 | Collinsville-Tesla 500 kV Line | Collinsville-Tesla 500 kV Line | Grant - Eastshore #2 line 115 kV |  | 0 | 0 | 0 | 0 | 0 | 0 | 962.9 | 962.9 | 1084 | Grant - Eastshore #2 line 115 kV | Grant - Eastshore #2 line 115 kV | Grant - Eastshore #2 line 115 kV |  | 5 | 1 | YES | 2 | 1 | 1 | NO | 1
SDGE | ECO | 138 | 0 | 0 | 0 | 0 | 0 | 0 | 0 | 0 | 0 | 0 | 0 | 0 | 0 | 0 | 0 | 0 | 0 | 0 | 0 | 0 | 0 | 0 | 0 | 0 | 0 | 0 | 0 | 0 | 1 | 0 | 1 | 1 | 1 | 0 | 0 | 1 | 1 | 0 | 0 | 0 | 0 | 0 | 0 | 0 | 0 | 0 | 0 | 0 | 0 | 0 | 0 | 0 | 0 | 0 | 0 | 0 | 0 | 0 | 0 | 0 | 0 | 0 | 0 | 0 | 0 | 0 | 0 | 0 | 0 | 0 | 0 | 0 | 0 | 0 | 0 | 0 | 0 | 0 | 0 | 0 | 0 | 0 | 0 | 0 | 0 | 0 | 0 | 0 | 0 | 0 | 0 | 0 | 0 | 0 | 0 | 0 | 0 | 6 |  | 0 | 0 | 0 | 0 | 0 | 0 | 0 | 0 | 0 | 0 | 0 | 0 | 0 | 0 | 0 | 0 | 0 | 0 | 0 | 0 | 0 | 0 | 0 | 0 | 0 | 0 | 0 | 0 | 0 | 0 | 0 | 1 | 0 | 0 | 0 | 0 | -35.92 | 48.96 | 1085.1064 | San Luis Rey-San Onofre 230 kV line constraint | San Luis Rey-San Onofre 230 kV line constraint | Silvergate-Old Town 230 kV constraint |  | 0 | 1 | 0 | 0 | 0 | 0 | -35.92 | 48.96 | 1085.1064 | San Luis Rey-San Onofre 230 kV line constraint | San Luis Rey-San Onofre 230 kV line constraint | Silvergate-Old Town 230 kV constraint |  | 3 | 3 | NO | 3 | 1 | 1 | NO | 1
SDGE | ECO | 230 | 0 | 0 | 0 | 0 | 0 | 0 | 0 | 0 | 0 | 0 | 0 | 0 | 0 | 0 | 0 | 0 | 0 | 0 | 0 | 0 | 0 | 0 | 0 | 0 | 0 | 0 | 0 | 0 | 1 | 0 | 1 | 1 | 1 | 0 | 0 | 1 | 1 | 0 | 0 | 0 | 0 | 0 | 0 | 0 | 0 | 0 | 0 | 0 | 0 | 0 | 0 | 0 | 0 | 0 | 0 | 0 | 0 | 0 | 0 | 0 | 0 | 0 | 0 | 0 | 0 | 0 | 0 | 0 | 0 | 0 | 0 | 0 | 0 | 0 | 0 | 0 | 0 | 0 | 0 | 0 | 0 | 0 | 0 | 0 | 0 | 0 | 0 | 0 | 0 | 0 | 0 | 0 | 0 | 0 | 0 | 0 | 0 | 6 |  | 0 | 0 | 0 | 0 | 0 | 0 | 0 | 0 | 0 | 0 | 0 | 0 | 0 | 0 | 0 | 0 | 0 | 0 | 0 | 0 | 0 | 0 | 0 | 0 | 0 | 0 | 0 | 0 | 0 | 0 | 0 | 1 | 0 | 0 | 0 | 0 | -35.92 | 48.96 | 1085.1064 | San Luis Rey-San Onofre 230 kV line constraint | San Luis Rey-San Onofre 230 kV line constraint | Silvergate-Old Town 230 kV constraint |  | 0 | 1 | 0 | 0 | 0 | 0 | -35.92 | 48.96 | 1085.1064 | San Luis Rey-San Onofre 230 kV line constraint | San Luis Rey-San Onofre 230 kV line constraint | Silvergate-Old Town 230 kV constraint |  | 3 | 3 | NO | 3 | 1 | 1 | NO | 1
SDGE | ECO | 500 | 0 | 0 | 0 | 0 | 0 | 0 | 0 | 0 | 0 | 0 | 0 | 0 | 0 | 0 | 0 | 0 | 0 | 0 | 0 | 0 | 0 | 0 | 0 | 0 | 0 | 0 | 0 | 0 | 1 | 0 | 1 | 1 | 1 | 0 | 0 | 1 | 1 | 0 | 0 | 0 | 0 | 0 | 0 | 0 | 0 | 0 | 0 | 0 | 0 | 0 | 0 | 0 | 0 | 0 | 0 | 0 | 0 | 0 | 0 | 0 | 0 | 0 | 0 | 0 | 0 | 0 | 0 | 0 | 0 | 0 | 0 | 0 | 0 | 0 | 0 | 0 | 0 | 0 | 0 | 0 | 0 | 0 | 0 | 0 | 0 | 0 | 0 | 0 | 0 | 0 | 0 | 0 | 0 | 0 | 0 | 0 | 0 | 6 |  | 0 | 0 | 0 | 0 | 0 | 0 | 0 | 0 | 0 | 0 | 0 | 0 | 0 | 0 | 0 | 0 | 0 | 0 | 0 | 0 | 0 | 0 | 0 | 0 | 0 | 0 | 0 | 0 | 0 | 0 | 0 | 1 | 0 | 0 | 0 | 0 | -35.92 | 48.96 | 1085.1064 | San Luis Rey-San Onofre 230 kV line constraint | San Luis Rey-San Onofre 230 kV line constraint | Silvergate-Old Town 230 kV constraint |  | 0 | 1 | 0 | 0 | 0 | 0 | -35.92 | 48.96 | 1085.1064 | San Luis Rey-San Onofre 230 kV line constraint | San Luis Rey-San Onofre 230 kV line constraint | Silvergate-Old Town 230 kV constraint |  | 3 | 3 | NO | 3 | 1 | 1 | NO | 1
PG&E GBA | Edenvale | 115 | 0 | 0 | 0 | 0 | 0 | 0 | 0 | 0 | 0 | 0 | 0 | 0 | 0 | 0 | 0 | 0 | 0 | 0 | 0 | 0 | 0 | 0 | 0 | 0 | 0 | 0 | 0 | 0 | 0 | 0 | 0 | 0 | 0 | 0 | 0 | 0 | 0 | 0 | 0 | 0 | 0 | 0 | 0 | 0 | 0 | 0 | 0 | 0 | 0 | 0 | 0 | 0 | 0 | 0 | 0 | 0 | 0 | 0 | 0 | 1 | 0 | 0 | 0 | 0 | 0 | 0 | 0 | 0 | 0 | 0 | 0 | 0 | 0 | 0 | 0 | 0 | 0 | 0 | 0 | 0 | 0 | 0 | 0 | 0 | 0 | 0 | 0 | 0 | 0 | 0 | 0 | 0 | 0 | 0 | 0 | 0 | 1 | 0 |  | 0 | 0 | 0 | 0 | 0 | 0 | 0 | 0 | 0 | 0 | 0 | 0 | 0 | 0 | 0 | 0 | 0 | 0 | 0 | 0 | 0 | 0 | 0 | 0 | 0 | 0 | 0 | 0 | 0 | 0 | 0 | 0 | 0 | 0 | 0 | 0 | 958.5 | 1141.75 | 2688.8852 | NEW-Metcalf-Mosslanding 500kV | NEW-Metcalf-Mosslanding 500kV | Tesla-Bellota 230 kV line |  | 0 | 0 | 0 | 0 | 0 | 0 | 958.5 | 1141.75 | 2688.8852 | NEW-Metcalf-Mosslanding 500kV | NEW-Metcalf-Mosslanding 500kV | Tesla-Bellota 230 kV line |  | 1 | 1 | NO | 1 | 1 | 1 | NO | 1
PG&E GBA | Edes | 115 | 0 | 0 | 0 | 0 | 0 | 0 | 0 | 0 | 0 | 0 | 0 | 0 | 0 | 0 | 0 | 0 | 0 | 0 | 0 | 0 | 0 | 0 | 0 | 0 | 0 | 0 | 0 | 0 | 0 | 0 | 0 | 0 | 0 | 0 | 0 | 0 | 0 | 0 | 0 | 1 | 0 | 0 | 0 | 0 | 0 | 0 | 0 | 0 | 0 | 0 | 0 | 0 | 1 | 0 | 0 | 1 | 0 | 0 | 0 | 0 | 0 | 0 | 0 | 0 | 0 | 0 | 0 | 0 | 0 | 0 | 0 | 0 | 0 | 0 | 0 | 0 | 0 | 0 | 0 | 0 | 0 | 0 | 0 | 0 | 0 | 0 | 0 | 0 | 0 | 0 | 0 | 0 | 0 | 0 | 0 | 0 | 0 | 1 |  | 0 | 0 | 0 | 0 | 0 | 0 | 0 | 0 | 0 | 0 | 0 | 0 | 0 | 0 | 0 | 0 | 0 | 0 | 0 | 0 | 0 | 0 | 0 | 0 | 0 | 0 | 0 | 0 | 0 | 0 | 1 | 0 | 1 | 0 | 0 | 0 | -770.34 | -257.6012 | 2295.5509 | Collinsville-Tesla 500 kV Line | Collinsville-Tesla 500 kV Line | Collinsville-Tesla 500 kV Line |  | 0 | 0 | 0 | 0 | 0 | 0 | 2442.8 | 2580.8 | 2295.5509 | Sobrante-Moraga 230 kV line | Sobrante-Moraga 230 kV line | Collinsville-Tesla 500 kV Line |  | 5 | 1 | YES | 2 | 1 | 1 | NO | 1
PG&E GBA | Eight Mile | 230 | 0 | 0 | 0 | 0 | 0 | 0 | 0 | 0 | 0 | 0 | 0 | 0 | 0 | 0 | 0 | 0 | 0 | 0 | 0 | 0 | 0 | 0 | 0 | 0 | 0 | 0 | 0 | 0 | 0 | 0 | 0 | 0 | 0 | 0 | 0 | 0 | 0 | 0 | 0 | 1 | 0 | 0 | 0 | 0 | 0 | 1 | 0 | 1 | 0 | 0 | 0 | 0 | 0 | 0 | 0 | 0 | 0 | 0 | 0 | 1 | 1 | 0 | 0 | 0 | 0 | 0 | 0 | 0 | 0 | 0 | 0 | 0 | 0 | 0 | 0 | 0 | 0 | 0 | 0 | 0 | 0 | 0 | 0 | 0 | 0 | 0 | 0 | 0 | 0 | 0 | 0 | 0 | 0 | 0 | 0 | 0 | 0 | 0 |  | 0 | 0 | 0 | 0 | 0 | 0 | 0 | 0 | 0 | 0 | 0 | 0 | 0 | 0 | 0 | 0 | 0 | 0 | 0 | 0 | 0 | 0 | 0 | 0 | 0 | 1100 | 0 | 0 | 0 | 1 | 2 | 0 | 1 | 0 | 0 | 0 | -770.34 | -257.6012 | 156.9836 | Collinsville-Tesla 500 kV Line | Collinsville-Tesla 500 kV Line | Rio Oso-Lockeford 230kV line |  | 1 | 0 | 0 | 0 | 0 | 0 | -140.65 | 268.5 | 156.9836 | Bellota-Weber 230kV line | Bellota-Weber 230kV line | Rio Oso-Lockeford 230kV line |  | 5 | 5 | NO | 5 | 1 | 1 | NO | 1
SDGE | El Cajon | 69 | 0 | 0 | 0 | 0 | 0 | 0 | 0 | 0 | 0 | 0 | 0 | 0 | 0 | 0 | 0 | 0 | 0 | 0 | 0 | 0 | 0 | 0 | 0 | 0 | 0 | 0 | 0 | 1 | 1 | 0 | 1 | 0 | 1 | 0 | 0 | 0 | 0 | 0 | 0 | 0 | 0 | 0 | 0 | 0 | 0 | 0 | 0 | 0 | 0 | 0 | 0 | 0 | 0 | 0 | 0 | 0 | 0 | 0 | 0 | 0 | 0 | 0 | 0 | 0 | 0 | 0 | 0 | 0 | 0 | 0 | 0 | 0 | 0 | 0 | 0 | 0 | 0 | 0 | 0 | 0 | 0 | 0 | 0 | 0 | 0 | 0 | 0 | 0 | 0 | 0 | 0 | 0 | 0 | 0 | 0 | 0 | 0 | 3 |  | 0 | 0 | 0 | 0 | 0 | 0 | 0 | 0 | 0 | 0 | 0 | 50 | 0 | 0 | 1 | 0 | 0 | 0 | 0 | 0 | 0 | 0 | 0 | 0 | 0 | 0 | 50 | 0 | 0 | 1 | 0 | 1 | 0 | 0 | 0 | 0 | -35.92 | 48.96 | 482.1964 | San Luis Rey-San Onofre 230 kV line constraint | San Luis Rey-San Onofre 230 kV line constraint | El Cajon 69 kV constraint |  | 0 | 1 | 0 | 0 | 0 | 0 | -35.92 | 48.96 | 482.1964 | San Luis Rey-San Onofre 230 kV line constraint | San Luis Rey-San Onofre 230 kV line constraint | El Cajon 69 kV constraint |  | 3 | 3 | NO | 3 | 1 | 1 | NO | 1
SCE Eastern | El Casco | 230 | 0 | 0 | 0 | 0 | 0 | 0 | 0 | 0 | 0 | 0 | 0 | 0 | 0 | 0 | 0 | 0 | 0 | 0 | 0 | 1 | 0 | 1 | 0 | 0 | 0 | 0 | 0 | 0 | 0 | 0 | 0 | 0 | 0 | 0 | 0 | 0 | 0 | 0 | 0 | 0 | 0 | 0 | 0 | 0 | 0 | 0 | 0 | 0 | 0 | 0 | 0 | 0 | 0 | 0 | 0 | 0 | 0 | 0 | 0 | 0 | 0 | 0 | 0 | 0 | 0 | 0 | 0 | 0 | 0 | 0 | 0 | 0 | 0 | 0 | 0 | 0 | 0 | 0 | 0 | 0 | 0 | 0 | 0 | 0 | 0 | 0 | 0 | 0 | 0 | 0 | 0 | 0 | 0 | 0 | 0 | 0 | 0 | 1 |  | 0 | 0 | 0 | 0 | 0 | 0 | 0 | 0 | 0 | 0 | 0 | 165 | 0 | 0 | 1 | 0 | 0 | 0 | 0 | 0 | 0 | 0 | 0 | 0 | 0 | 0 | 165 | 0 | 0 | 1 | 0 | 2 | 0 | 0 | 0 | 0 | -1393.746 | 1048.31 | 8204.916 | Serrano-Alberhill-Valley Constraint | Etiwanda-Rancho Vista Constraint | Serrano-Alberhill-Valley Constraint |  | 0 | 0 | 0 | 0 | 0 | 0 | 128.254 | 1048.31 | 9046.07 | Serrano-Alberhill-Valley Constraint | Etiwanda-Rancho Vista Constraint | Etiwanda-Rancho Vista Constraint |  | 4 | 1 | YES | 2 | 1 | 1 | NO | 1
PG&E GBA | El Cerrito G | 115 | 0 | 0 | 0 | 0 | 0 | 0 | 0 | 0 | 0 | 0 | 0 | 0 | 0 | 0 | 0 | 0 | 0 | 0 | 0 | 0 | 0 | 0 | 0 | 0 | 0 | 0 | 0 | 0 | 0 | 0 | 0 | 0 | 0 | 0 | 0 | 0 | 0 | 0 | 0 | 1 | 0 | 0 | 0 | 0 | 0 | 0 | 0 | 0 | 0 | 0 | 0 | 0 | 1 | 0 | 0 | 1 | 0 | 0 | 0 | 0 | 0 | 0 | 0 | 0 | 0 | 0 | 0 | 0 | 0 | 0 | 0 | 0 | 0 | 0 | 0 | 0 | 0 | 0 | 0 | 0 | 0 | 0 | 0 | 0 | 0 | 0 | 0 | 0 | 0 | 0 | 0 | 0 | 0 | 0 | 0 | 0 | 0 | 1 |  | 0 | 0 | 0 | 0 | 0 | 0 | 0 | 0 | 0 | 0 | 0 | 0 | 0 | 0 | 0 | 0 | 0 | 0 | 0 | 0 | 0 | 0 | 0 | 0 | 0 | 0 | 0 | 0 | 0 | 0 | 1 | 0 | 1 | 0 | 0 | 0 | -770.34 | -257.6012 | 2295.5509 | Collinsville-Tesla 500 kV Line | Collinsville-Tesla 500 kV Line | Collinsville-Tesla 500 kV Line |  | 0 | 0 | 0 | 0 | 0 | 0 | 2442.8 | 2580.8 | 2295.5509 | Sobrante-Moraga 230 kV line | Sobrante-Moraga 230 kV line | Collinsville-Tesla 500 kV Line |  | 5 | 1 | YES | 2 | 1 | 1 | NO | 1
PG&E NGBA | El Dorado PH | 115 | 0 | 0 | 0 | 0 | 0 | 0 | 0 | 0 | 0 | 0 | 0 | 0 | 0 | 0 | 0 | 0 | 0 | 0 | 0 | 0 | 0 | 0 | 0 | 0 | 0 | 0 | 0 | 0 | 0 | 0 | 0 | 0 | 0 | 0 | 0 | 0 | 0 | 0 | 0 | 1 | 0 | 0 | 0 | 0 | 0 | 1 | 1 | 1 | 0 | 0 | 0 | 0 | 0 | 0 | 0 | 0 | 0 | 0 | 0 | 1 | 1 | 0 | 0 | 0 | 0 | 0 | 0 | 0 | 0 | 0 | 0 | 0 | 0 | 0 | 0 | 0 | 0 | 0 | 0 | 0 | 0 | 0 | 0 | 0 | 0 | 0 | 0 | 0 | 0 | 0 | 0 | 0 | 0 | 0 | 0 | 0 | 0 | 0 |  | 0 | 0 | 0 | 0 | 0 | 0 | 0 | 0 | 0 | 0 | 0 | 0 | 0 | 0 | 0 | 0 | 0 | 0 | 0 | 0 | 0 | 0 | 0 | 0 | 0 | 0 | 0 | 0 | 0 | 0 | 2 | 0 | 1 | 0 | 0 | 0 | -770.34 | -257.6012 | 156.9836 | Collinsville-Tesla 500 kV Line | Collinsville-Tesla 500 kV Line | Rio Oso-Lockeford 230kV line |  | 1 | 0 | 0 | 0 | 0 | 0 | -140.65 | 268.5 | 156.9836 | Bellota-Weber 230kV line | Bellota-Weber 230kV line | Rio Oso-Lockeford 230kV line |  | 5 | 5 | NO | 5 | 1 | 1 | NO | 1
PG&E FRESNO | El Nido (PGE) | 115 | 0 | 0 | 0 | 0 | 0 | 0 | 0 | 0 | 0 | 0 | 0 | 0 | 0 | 0 | 0 | 0 | 0 | 0 | 0 | 0 | 0 | 0 | 0 | 0 | 0 | 0 | 0 | 0 | 0 | 0 | 0 | 0 | 0 | 0 | 0 | 0 | 0 | 0 | 0 | 0 | 0 | 0 | 0 | 0 | 0 | 1 | 0 | 0 | 0 | 0 | 0 | 0 | 0 | 0 | 0 | 0 | 0 | 0 | 0 | 1 | 0 | 0 | 0 | 0 | 0 | 0 | 0 | 0 | 0 | 0 | 0 | 0 | 0 | 0 | 0 | 0 | 0 | 0 | 1 | 1 | 0 | 1 | 1 | 0 | 1 | 1 | 0 | 1 | 1 | 1 | 0 | 0 | 1 | 0 | 0 | 0 | 0 | 2 |  | 0 | 0 | 0 | 0 | 0 | 0 | 0 | 0 | 0 | 0 | 0 | 0 | 0 | 0 | 0 | 10 | 0 | 0 | 0 | 0 | 0 | 0 | 0 | 3 | 0 | 0 | 0 | 0 | 0 | 1 | 2 | 0 | 3 | 0 | 2 | 0 | -544.45 | -2136.112 | -1421.793 | Borden-Storey #1 230kV line | Gates 500/230kV TB #11 | Gates 500/230kV TB #12 |  | 1 | 0 | 0 | 0 | 0 | 0 | -140.65 | 268.5 | 126.1276 | Bellota-Weber 230kV line | Bellota-Weber 230kV line | Oro Loma-El Nido 115kV Line |  | 5 | 5 | NO | 5 | 5 | 1 | YES | 2
SCE Metro | El Nido (SCE) | 230 | 0 | 0 | 0 | 0 | 0 | 0 | 0 | 0 | 1 | 1 | 0 | 0 | 0 | 0 | 0 | 0 | 0 | 0 | 0 | 0 | 0 | 0 | 0 | 0 | 0 | 0 | 0 | 0 | 0 | 0 | 0 | 0 | 0 | 0 | 0 | 0 | 0 | 0 | 0 | 0 | 0 | 0 | 0 | 0 | 0 | 0 | 0 | 0 | 0 | 0 | 0 | 0 | 0 | 0 | 0 | 0 | 0 | 0 | 0 | 0 | 0 | 0 | 0 | 0 | 0 | 0 | 0 | 0 | 0 | 0 | 0 | 0 | 0 | 0 | 0 | 0 | 0 | 0 | 0 | 0 | 0 | 0 | 0 | 0 | 0 | 0 | 0 | 0 | 0 | 0 | 0 | 0 | 0 | 0 | 0 | 0 | 0 | 0 |  | 0 | 0 | 0 | 0 | 0 | 0 | 0 | 0 | 0 | 0 | 0 | 0 | 0 | 0 | 0 | 0 | 0 | 0 | 0 | 0 | 0 | 0 | 0 | 0 | 0 | 0 | 0 | 90 | 0 | 1 | 0 | 0 | 0 | 0 | 0 | 0 | 1896.8284 | 2297.444 | 3496.301 | Hinson - Del Amo Constraint | Hinson - Del Amo Constraint | Hinson - Del Amo Constraint |  | 0 | 0 | 0 | 0 | 0 | 0 | 1896.8284 | 2297.444 | 3496.301 | Hinson - Del Amo Constraint | Hinson - Del Amo Constraint | Hinson - Del Amo Constraint |  | 1 | 1 | NO | 1 | 1 | 1 | NO | 1
PG&E GBA | El Patio | 115 | 0 | 0 | 0 | 0 | 0 | 0 | 0 | 0 | 0 | 0 | 0 | 0 | 0 | 0 | 0 | 0 | 0 | 0 | 0 | 0 | 0 | 0 | 0 | 0 | 0 | 0 | 0 | 0 | 0 | 0 | 0 | 0 | 0 | 0 | 0 | 0 | 0 | 0 | 0 | 0 | 0 | 0 | 0 | 0 | 0 | 0 | 0 | 0 | 0 | 0 | 0 | 0 | 0 | 0 | 0 | 1 | 0 | 0 | 0 | 1 | 0 | 0 | 0 | 0 | 0 | 0 | 0 | 0 | 0 | 0 | 0 | 0 | 0 | 0 | 0 | 0 | 0 | 0 | 0 | 0 | 0 | 0 | 0 | 0 | 0 | 0 | 0 | 0 | 0 | 0 | 0 | 0 | 0 | 0 | 0 | 0 | 1 | 0 |  | 0 | 0 | 0 | 0 | 0 | 0 | 0 | 0 | 0 | 0 | 0 | 0 | 0 | 0 | 0 | 0 | 0 | 0 | 0 | 0 | 0 | 0 | 0 | 0 | 0 | 0 | 0 | 0 | 0 | 0 | 0 | 0 | 0 | 0 | 0 | 0 | 958.5 | 1141.75 | 2688.8852 | NEW-Metcalf-Mosslanding 500kV | NEW-Metcalf-Mosslanding 500kV | Tesla-Bellota 230 kV line |  | 0 | 0 | 0 | 0 | 0 | 0 | 958.5 | 1141.75 | 2688.8852 | NEW-Metcalf-Mosslanding 500kV | NEW-Metcalf-Mosslanding 500kV | Tesla-Bellota 230 kV line |  | 1 | 1 | NO | 1 | 1 | 1 | NO | 1
SCE Metro | El Segundo | 230 | 0 | 0 | 0 | 0 | 0 | 0 | 0 | 0 | 0 | 1 | 0 | 0 | 0 | 0 | 0 | 0 | 0 | 0 | 0 | 0 | 0 | 0 | 0 | 0 | 0 | 0 | 0 | 0 | 0 | 0 | 0 | 0 | 0 | 0 | 0 | 0 | 0 | 0 | 0 | 0 | 0 | 0 | 0 | 0 | 0 | 0 | 0 | 0 | 0 | 0 | 0 | 0 | 0 | 0 | 0 | 0 | 0 | 0 | 0 | 0 | 0 | 0 | 0 | 0 | 0 | 0 | 0 | 0 | 0 | 0 | 0 | 0 | 0 | 0 | 0 | 0 | 0 | 0 | 0 | 0 | 0 | 0 | 0 | 0 | 0 | 0 | 0 | 0 | 0 | 0 | 0 | 0 | 0 | 0 | 0 | 0 | 0 | 0 |  | 0 | 0 | 0 | 0 | 0 | 0 | 0 | 0 | 0 | 0 | 0 | 0 | 0 | 0 | 0 | 0 | 0 | 0 | 0 | 0 | 0 | 0 | 0 | 0 | 0 | 0 | 0 | 0 | 0 | 0 | 0 | 0 | 0 | 0 | 0 | 0 | 3850.3788 | 8396.608 | 22073.9811 | SCE Metro Area Default Constraint | SCE Metro Area Default Constraint | SCE Metro Area Default Constraint |  | 0 | 0 | 0 | 0 | 0 | 0 | 3850.3788 | 8396.608 | 22073.9811 | SCE Metro Area Default Constraint | SCE Metro Area Default Constraint | SCE Metro Area Default Constraint |  | 1 | 1 | NO | 1 | 1 | 1 | NO | 1
EOP | Eldorado | 230 | 0 | 0 | 0 | 0 | 0 | 0 | 0 | 0 | 0 | 0 | 0 | 0 | 0 | 0 | 0 | 0 | 0 | 0 | 0 | 0 | 0 | 0 | 0 | 1 | 1 | 0 | 0 | 0 | 0 | 0 | 0 | 0 | 0 | 0 | 0 | 0 | 0 | 0 | 0 | 0 | 0 | 0 | 0 | 0 | 0 | 0 | 0 | 0 | 0 | 0 | 0 | 0 | 0 | 0 | 0 | 0 | 0 | 0 | 0 | 0 | 0 | 0 | 0 | 0 | 0 | 0 | 0 | 0 | 0 | 0 | 0 | 0 | 0 | 0 | 0 | 0 | 0 | 0 | 0 | 0 | 0 | 0 | 0 | 0 | 0 | 0 | 0 | 0 | 0 | 0 | 0 | 0 | 0 | 0 | 0 | 0 | 0 | 1 |  | 0 | 0 | 0 | 0 | 0 | 0 | 0 | 0 | 0 | 0 | 0 | 279 | 0 | 0 | 1 | 472 | 0 | 0 | 0 | 0 | 0 | 0 | 0 | 0 | 0 | 0 | 279 | 0 | 500 | 1 | 1 | 0 | 1 | 0 | 0 | 0 | -3566.801 | -1411.508 | 344.027 | Lugo - Victorville area constraint | Lugo - Victorville area constraint | Lugo - Victorville area constraint |  | 0 | 0 | 0 | 0 | 0 | 0 | 576.5 | 1808.75 | 4302.626 | Sloan Canyon - Eldorado 500 kV constraint | Sloan Canyon - Eldorado 500 kV constraint | Sloan Canyon - Eldorado 500 kV constraint |  | 5 | 1 | YES | 2 | 1 | 1 | NO | 1
EOP | Eldorado | 500 | 0 | 0 | 0 | 0 | 0 | 0 | 0 | 0 | 0 | 0 | 0 | 0 | 0 | 0 | 0 | 0 | 0 | 0 | 0 | 0 | 0 | 0 | 0 | 0 | 1 | 0 | 0 | 0 | 0 | 0 | 0 | 0 | 0 | 0 | 0 | 0 | 0 | 0 | 0 | 0 | 0 | 0 | 0 | 0 | 0 | 0 | 0 | 0 | 0 | 0 | 0 | 0 | 0 | 0 | 0 | 0 | 0 | 0 | 0 | 0 | 0 | 0 | 0 | 0 | 0 | 0 | 0 | 0 | 0 | 0 | 0 | 0 | 0 | 0 | 0 | 0 | 0 | 0 | 0 | 0 | 0 | 0 | 0 | 0 | 0 | 0 | 0 | 0 | 0 | 0 | 0 | 0 | 0 | 0 | 0 | 0 | 0 | 0 |  | 0 | 0 | 0 | 0 | 0 | 0 | 0 | 0 | 0 | 0 | 0 | 0 | 0 | 0 | 0 | 741 | 0 | 0 | 0 | 1500 | 0 | 0 | 0 | 0 | 0 | 0 | 0 | 0 | 0 | 1 | 1 | 0 | 1 | 0 | 0 | 0 | -3566.801 | -1411.508 | 344.027 | Lugo - Victorville area constraint | Lugo - Victorville area constraint | Lugo - Victorville area constraint |  | 0 | 0 | 0 | 0 | 0 | 0 | 3233.199 | 5388.492 | 7144.027 | Lugo - Victorville area constraint | Lugo - Victorville area constraint | Lugo - Victorville area constraint |  | 5 | 1 | YES | 2 | 1 | 1 | NO | 1
SCE Northern | Elizabeth Lake | 66 | 0 | 0 | 1 | 0 | 0 | 0 | 0 | 0 | 0 | 0 | 0 | 0 | 0 | 0 | 0 | 0 | 0 | 0 | 0 | 0 | 0 | 0 | 0 | 0 | 1 | 0 | 0 | 0 | 0 | 0 | 0 | 0 | 0 | 0 | 0 | 0 | 0 | 0 | 0 | 0 | 0 | 0 | 0 | 0 | 0 | 0 | 0 | 0 | 0 | 0 | 0 | 0 | 0 | 0 | 0 | 0 | 0 | 0 | 0 | 0 | 0 | 0 | 0 | 0 | 0 | 0 | 0 | 0 | 0 | 0 | 0 | 0 | 0 | 0 | 0 | 0 | 0 | 0 | 0 | 0 | 0 | 0 | 0 | 0 | 0 | 0 | 0 | 0 | 0 | 0 | 0 | 0 | 0 | 0 | 0 | 0 | 0 | 0 |  | 0 | 0 | 0 | 0 | 0 | 0 | 0 | 0 | 0 | 0 | 0 | 0 | 0 | 0 | 0 | 0 | 0 | 0 | 0 | 0 | 0 | 0 | 0 | 0 | 0 | 0 | 0 | 0 | 0 | 0 | 1 | 0 | 1 | 0 | 0 | 0 | -3566.801 | -1411.508 | 344.027 | Lugo - Victorville area constraint | Lugo - Victorville area constraint | Lugo - Victorville area constraint |  | 0 | 0 | 0 | 0 | 0 | 0 | 1869 | 1450 | 6423.79 | Pardee-Sylmar Constraint | Pardee-Sylmar Constraint | Pardee-Sylmar Constraint |  | 5 | 1 | YES | 2 | 1 | 1 | NO | 1
PG&E KERN | Elk Hills | 230 | 0 | 0 | 0 | 0 | 0 | 0 | 0 | 0 | 0 | 0 | 0 | 0 | 0 | 0 | 0 | 0 | 0 | 0 | 0 | 0 | 0 | 0 | 0 | 0 | 0 | 0 | 0 | 0 | 0 | 0 | 0 | 0 | 0 | 0 | 0 | 0 | 0 | 0 | 0 | 0 | 0 | 0 | 0 | 0 | 0 | 0 | 0 | 0 | 0 | 0 | 0 | 0 | 0 | 0 | 0 | 0 | 0 | 0 | 0 | 0 | 0 | 0 | 0 | 0 | 0 | 0 | 0 | 1 | 1 | 0 | 1 | 0 | 0 | 0 | 1 | 0 | 0 | 0 | 1 | 0 | 0 | 0 | 0 | 0 | 0 | 0 | 0 | 0 | 0 | 0 | 0 | 0 | 0 | 0 | 1 | 0 | 0 | 0 |  | 0 | 0 | 0 | 0 | 0 | 0 | 0 | 0 | 0 | 0 | 0 | 0 | 0 | 0 | 0 | 0 | 0 | 0 | 0 | 0 | 0 | 0 | 0 | 0 | 0 | 0 | 0 | 0 | 0 | 0 | 0 | 0 | 2 | 0 | 1 | 1 | 122.65 | -1862.092 | -2136.2316 | Cal Flat-Gates 230 kV line | Gates 500/230kV TB #12 | Mustang-Henrietta 230 kV line |  | 0 | 0 | 0 | 0 | 0 | 0 | 122.65 | 392.11 | 342.7684 | Cal Flat-Gates 230 kV line | Cal Flat-Gates 230 kV line | Mustang-Henrietta 230 kV line |  | 5 | 1 | YES | 2 | 5 | 1 | YES | 2
SDGE | Elliot | 69 | 0 | 0 | 0 | 0 | 0 | 0 | 0 | 0 | 0 | 0 | 0 | 0 | 0 | 0 | 0 | 0 | 0 | 0 | 0 | 0 | 0 | 0 | 0 | 0 | 0 | 0 | 0 | 0 | 1 | 0 | 1 | 0 | 1 | 0 | 0 | 0 | 0 | 0 | 0 | 0 | 0 | 0 | 0 | 0 | 0 | 0 | 0 | 0 | 0 | 0 | 0 | 0 | 0 | 0 | 0 | 0 | 0 | 0 | 0 | 0 | 0 | 0 | 0 | 0 | 0 | 0 | 0 | 0 | 0 | 0 | 0 | 0 | 0 | 0 | 0 | 0 | 0 | 0 | 0 | 0 | 0 | 0 | 0 | 0 | 0 | 0 | 0 | 0 | 0 | 0 | 0 | 0 | 0 | 0 | 0 | 0 | 0 | 3 |  | 0 | 0 | 0 | 0 | 0 | 0 | 0 | 0 | 0 | 0 | 0 | 9.75 | 0 | 0 | 1 | 0 | 0 | 0 | 0 | 0 | 0 | 0 | 0 | 0 | 0 | 0 | 9.75 | 0 | 0 | 1 | 0 | 1 | 0 | 0 | 0 | 0 | -35.92 | 48.96 | 3490.5814 | San Luis Rey-San Onofre 230 kV line constraint | San Luis Rey-San Onofre 230 kV line constraint | San Luis Rey-San Onofre 230 kV line constraint |  | 0 | 1 | 0 | 0 | 0 | 0 | -35.92 | 48.96 | 3490.5814 | San Luis Rey-San Onofre 230 kV line constraint | San Luis Rey-San Onofre 230 kV line constraint | San Luis Rey-San Onofre 230 kV line constraint |  | 3 | 3 | NO | 3 | 1 | 1 | NO | 1
SCE Metro | Ellis | 230 | 0 | 0 | 0 | 0 | 0 | 0 | 0 | 0 | 0 | 1 | 0 | 0 | 0 | 0 | 0 | 0 | 0 | 0 | 0 | 0 | 0 | 0 | 0 | 0 | 0 | 0 | 0 | 0 | 0 | 0 | 0 | 0 | 0 | 0 | 0 | 0 | 0 | 0 | 0 | 0 | 0 | 0 | 0 | 0 | 0 | 0 | 0 | 0 | 0 | 0 | 0 | 0 | 0 | 0 | 0 | 0 | 0 | 0 | 0 | 0 | 0 | 0 | 0 | 0 | 0 | 0 | 0 | 0 | 0 | 0 | 0 | 0 | 0 | 0 | 0 | 0 | 0 | 0 | 0 | 0 | 0 | 0 | 0 | 0 | 0 | 0 | 0 | 0 | 0 | 0 | 0 | 0 | 0 | 0 | 0 | 0 | 0 | 0 |  | 0 | 0 | 0 | 0 | 0 | 0 | 0 | 0 | 0 | 0 | 0 | 0 | 0 | 0 | 0 | 0 | 0 | 0 | 0 | 0 | 0 | 0 | 0 | 0 | 0 | 0 | 0 | 0 | 0 | 0 | 0 | 0 | 0 | 0 | 0 | 0 | 3850.3788 | 8396.608 | 22073.9811 | SCE Metro Area Default Constraint | SCE Metro Area Default Constraint | SCE Metro Area Default Constraint |  | 0 | 0 | 0 | 0 | 0 | 0 | 3850.3788 | 8396.608 | 22073.9811 | SCE Metro Area Default Constraint | SCE Metro Area Default Constraint | SCE Metro Area Default Constraint |  | 1 | 1 | NO | 1 | 1 | 1 | NO | 1
SDGE | Encina | 138 | 0 | 0 | 0 | 0 | 0 | 0 | 0 | 0 | 0 | 0 | 0 | 0 | 0 | 0 | 0 | 0 | 0 | 0 | 0 | 0 | 0 | 0 | 0 | 0 | 0 | 0 | 0 | 0 | 0 | 0 | 1 | 0 | 1 | 0 | 0 | 0 | 0 | 0 | 0 | 0 | 0 | 0 | 0 | 0 | 0 | 0 | 0 | 0 | 0 | 0 | 0 | 0 | 0 | 0 | 0 | 0 | 0 | 0 | 0 | 0 | 0 | 0 | 0 | 0 | 0 | 0 | 0 | 0 | 0 | 0 | 0 | 0 | 0 | 0 | 0 | 0 | 0 | 0 | 0 | 0 | 0 | 0 | 0 | 0 | 0 | 0 | 0 | 0 | 0 | 0 | 0 | 0 | 0 | 0 | 0 | 0 | 0 | 2 |  | 0 | 0 | 0 | 0 | 0 | 0 | 0 | 0 | 0 | 0 | 0 | 0 | 0 | 0 | 0 | 0 | 0 | 0 | 0 | 0 | 0 | 0 | 0 | 0 | 0 | 0 | 0 | 0 | 0 | 0 | 0 | 1 | 0 | 0 | 0 | 0 | -35.92 | 48.96 | 3490.5814 | San Luis Rey-San Onofre 230 kV line constraint | San Luis Rey-San Onofre 230 kV line constraint | San Luis Rey-San Onofre 230 kV line constraint |  | 0 | 1 | 0 | 0 | 0 | 0 | -35.92 | 48.96 | 3490.5814 | San Luis Rey-San Onofre 230 kV line constraint | San Luis Rey-San Onofre 230 kV line constraint | San Luis Rey-San Onofre 230 kV line constraint |  | 3 | 3 | NO | 3 | 1 | 1 | NO | 1
SDGE | Encina | 230 | 0 | 0 | 0 | 0 | 0 | 0 | 0 | 0 | 0 | 0 | 0 | 0 | 0 | 0 | 0 | 0 | 0 | 0 | 0 | 0 | 0 | 0 | 0 | 0 | 0 | 0 | 0 | 0 | 0 | 0 | 1 | 0 | 1 | 0 | 0 | 0 | 0 | 0 | 0 | 0 | 0 | 0 | 0 | 0 | 0 | 0 | 0 | 0 | 0 | 0 | 0 | 0 | 0 | 0 | 0 | 0 | 0 | 0 | 0 | 0 | 0 | 0 | 0 | 0 | 0 | 0 | 0 | 0 | 0 | 0 | 0 | 0 | 0 | 0 | 0 | 0 | 0 | 0 | 0 | 0 | 0 | 0 | 0 | 0 | 0 | 0 | 0 | 0 | 0 | 0 | 0 | 0 | 0 | 0 | 0 | 0 | 0 | 2 |  | 0 | 0 | 0 | 0 | 0 | 0 | 0 | 0 | 0 | 0 | 0 | 0 | 0 | 0 | 0 | 0 | 0 | 0 | 0 | 0 | 0 | 0 | 0 | 0 | 0 | 0 | 0 | 0 | 0 | 0 | 0 | 1 | 0 | 0 | 0 | 0 | -35.92 | 48.96 | 3490.5814 | San Luis Rey-San Onofre 230 kV line constraint | San Luis Rey-San Onofre 230 kV line constraint | San Luis Rey-San Onofre 230 kV line constraint |  | 0 | 1 | 0 | 0 | 0 | 0 | -35.92 | 48.96 | 3490.5814 | San Luis Rey-San Onofre 230 kV line constraint | San Luis Rey-San Onofre 230 kV line constraint | San Luis Rey-San Onofre 230 kV line constraint |  | 3 | 3 | NO | 3 | 1 | 1 | NO | 1
SDGE | Escondido | 230 | 0 | 0 | 0 | 0 | 0 | 0 | 0 | 0 | 0 | 0 | 0 | 0 | 0 | 0 | 0 | 0 | 0 | 0 | 0 | 0 | 0 | 0 | 0 | 0 | 0 | 1 | 0 | 0 | 1 | 0 | 1 | 0 | 1 | 0 | 0 | 0 | 0 | 1 | 0 | 0 | 0 | 0 | 0 | 0 | 0 | 0 | 0 | 0 | 0 | 0 | 0 | 0 | 0 | 0 | 0 | 0 | 0 | 0 | 0 | 0 | 0 | 0 | 0 | 0 | 0 | 0 | 0 | 0 | 0 | 0 | 0 | 0 | 0 | 0 | 0 | 0 | 0 | 0 | 0 | 0 | 0 | 0 | 0 | 0 | 0 | 0 | 0 | 0 | 0 | 0 | 0 | 0 | 0 | 0 | 0 | 0 | 0 | 3 |  | 0 | 0 | 0 | 0 | 0 | 0 | 0 | 0 | 0 | 0 | 0 | 0 | 0 | 0 | 0 | 0 | 0 | 0 | 0 | 0 | 0 | 0 | 0 | 0 | 0 | 0 | 0 | 0 | 0 | 0 | 0 | 1 | 0 | 0 | 0 | 0 | -35.92 | 48.96 | 1265.36 | San Luis Rey-San Onofre 230 kV line constraint | San Luis Rey-San Onofre 230 kV line constraint | Talega 230 kV constraint |  | 0 | 1 | 0 | 0 | 0 | 0 | -35.92 | 48.96 | 1265.36 | San Luis Rey-San Onofre 230 kV line constraint | San Luis Rey-San Onofre 230 kV line constraint | Talega 230 kV constraint |  | 3 | 3 | NO | 3 | 1 | 1 | NO | 1
SDGE | Escondido | 69 | 0 | 0 | 0 | 0 | 0 | 0 | 0 | 0 | 0 | 0 | 0 | 0 | 0 | 0 | 0 | 0 | 0 | 0 | 0 | 0 | 0 | 0 | 0 | 0 | 0 | 1 | 0 | 0 | 0 | 0 | 1 | 0 | 1 | 0 | 0 | 0 | 0 | 1 | 0 | 0 | 0 | 0 | 0 | 0 | 0 | 0 | 0 | 0 | 0 | 0 | 0 | 0 | 0 | 0 | 0 | 0 | 0 | 0 | 0 | 0 | 0 | 0 | 0 | 0 | 0 | 0 | 0 | 0 | 0 | 0 | 0 | 0 | 0 | 0 | 0 | 0 | 0 | 0 | 0 | 0 | 0 | 0 | 0 | 0 | 0 | 0 | 0 | 0 | 0 | 0 | 0 | 0 | 0 | 0 | 0 | 0 | 0 | 2 |  | 0 | 0 | 0 | 0 | 0 | 0 | 0 | 0 | 0 | 0 | 0 | -13 | 0 | 0 | 1 | 0 | 0 | 0 | 0 | 0 | 0 | 0 | 0 | 0 | 0 | 0 | 0 | 0 | 0 | 0 | 0 | 1 | 0 | 0 | 0 | 0 | -35.92 | 48.96 | 1265.36 | San Luis Rey-San Onofre 230 kV line constraint | San Luis Rey-San Onofre 230 kV line constraint | Talega 230 kV constraint |  | 0 | 1 | 0 | 0 | 0 | 0 | -35.92 | 48.96 | 1265.36 | San Luis Rey-San Onofre 230 kV line constraint | San Luis Rey-San Onofre 230 kV line constraint | Talega 230 kV constraint |  | 3 | 3 | NO | 3 | 1 | 1 | NO | 1
PG&E KERN | Estrella | 230 | 0 | 0 | 0 | 0 | 0 | 0 | 0 | 0 | 0 | 0 | 0 | 0 | 0 | 0 | 0 | 0 | 0 | 0 | 0 | 0 | 0 | 0 | 0 | 0 | 0 | 0 | 0 | 0 | 0 | 0 | 0 | 0 | 0 | 0 | 0 | 0 | 0 | 0 | 0 | 0 | 0 | 0 | 0 | 0 | 0 | 0 | 0 | 0 | 0 | 0 | 0 | 0 | 0 | 0 | 0 | 0 | 0 | 0 | 0 | 0 | 0 | 0 | 0 | 0 | 0 | 0 | 0 | 1 | 1 | 0 | 0 | 0 | 0 | 0 | 0 | 0 | 0 | 0 | 0 | 1 | 0 | 0 | 0 | 0 | 0 | 1 | 0 | 0 | 0 | 0 | 0 | 0 | 0 | 0 | 0 | 1 | 0 | 1 |  | 0 | 0 | 0 | 0 | 0 | 0 | 0 | 0 | 0 | 0 | 0 | 0 | 0 | 0 | 0 | 0 | 0 | 0 | 0 | 0 | 0 | 0 | 0 | 0 | 0 | 0 | 0 | 0 | 0 | 0 | 0 | 0 | 1 | 0 | 1 | 0 | 122.65 | -2136.112 | -826.4482 | Cal Flat-Gates 230 kV line | Gates 500/230kV TB #11 | Gates 500/230kV TB #11 |  | 0 | 0 | 0 | 0 | 0 | 0 | 122.65 | 392.11 | 666.9203 | Cal Flat-Gates 230 kV line | Cal Flat-Gates 230 kV line | Cal Flat-Gates 230 kV line |  | 5 | 1 | YES | 2 | 5 | 1 | YES | 2
SCE Eastern | Etiwanda | 230 | 0 | 0 | 0 | 0 | 0 | 0 | 0 | 0 | 0 | 0 | 0 | 0 | 0 | 0 | 0 | 0 | 0 | 0 | 0 | 1 | 0 | 0 | 0 | 0 | 0 | 0 | 0 | 0 | 0 | 0 | 0 | 0 | 0 | 0 | 0 | 0 | 0 | 0 | 0 | 0 | 0 | 0 | 0 | 0 | 0 | 0 | 0 | 0 | 0 | 0 | 0 | 0 | 0 | 0 | 0 | 0 | 0 | 0 | 0 | 0 | 0 | 0 | 0 | 0 | 0 | 0 | 0 | 0 | 0 | 0 | 0 | 0 | 0 | 0 | 0 | 0 | 0 | 0 | 0 | 0 | 0 | 0 | 0 | 0 | 0 | 0 | 0 | 0 | 0 | 0 | 0 | 0 | 0 | 0 | 0 | 0 | 0 | 0 |  | 0 | 0 | 0 | 0 | 0 | 0 | 0 | 0 | 0 | 0 | 0 | 100 | 0 | 0 | 1 | 0 | 0 | 0 | 0 | 0 | 0 | 0 | 0 | 0 | 0 | 0 | 170 | 0 | 0 | 1 | 0 | 0 | 0 | 0 | 0 | 0 | 249.34 | 1048.31 | 9046.07 | Etiwanda-Rancho Vista Constraint | Etiwanda-Rancho Vista Constraint | Etiwanda-Rancho Vista Constraint |  | 0 | 0 | 0 | 0 | 0 | 0 | 249.34 | 1048.31 | 9046.07 | Etiwanda-Rancho Vista Constraint | Etiwanda-Rancho Vista Constraint | Etiwanda-Rancho Vista Constraint |  | 1 | 1 | NO | 1 | 1 | 1 | NO | 1
PG&E GBA | Evergreen | 115 | 0 | 0 | 0 | 0 | 0 | 0 | 0 | 0 | 0 | 0 | 0 | 0 | 0 | 0 | 0 | 0 | 0 | 0 | 0 | 0 | 0 | 0 | 0 | 0 | 0 | 0 | 0 | 0 | 0 | 0 | 0 | 0 | 0 | 0 | 0 | 0 | 0 | 0 | 0 | 0 | 0 | 0 | 0 | 0 | 0 | 0 | 0 | 0 | 0 | 0 | 0 | 0 | 0 | 0 | 0 | 1 | 0 | 0 | 0 | 1 | 0 | 0 | 0 | 0 | 0 | 0 | 0 | 0 | 0 | 0 | 0 | 0 | 0 | 0 | 0 | 0 | 0 | 0 | 0 | 0 | 0 | 0 | 0 | 0 | 0 | 0 | 0 | 0 | 0 | 0 | 0 | 0 | 0 | 0 | 0 | 0 | 0 | 0 |  | 0 | 0 | 0 | 0 | 0 | 0 | 0 | 0 | 0 | 0 | 0 | 0 | 0 | 0 | 0 | 0 | 0 | 0 | 0 | 0 | 0 | 0 | 0 | 0 | 0 | 0 | 0 | 0 | 0 | 0 | 0 | 0 | 0 | 0 | 0 | 0 | 1626.31 | 1960.6438 | 2688.8852 | Tesla-Bellota 230 kV line | Tesla-Bellota 230 kV line | Tesla-Bellota 230 kV line |  | 0 | 0 | 0 | 0 | 0 | 0 | 1626.31 | 1960.6438 | 2688.8852 | Tesla-Bellota 230 kV line | Tesla-Bellota 230 kV line | Tesla-Bellota 230 kV line |  | 1 | 1 | NO | 1 | 1 | 1 | NO | 1
PG&E GBA | Evergreen | 60 | 0 | 0 | 0 | 0 | 0 | 0 | 0 | 0 | 0 | 0 | 0 | 0 | 0 | 0 | 0 | 0 | 0 | 0 | 0 | 0 | 0 | 0 | 0 | 0 | 0 | 0 | 0 | 0 | 0 | 0 | 0 | 0 | 0 | 0 | 0 | 0 | 0 | 0 | 0 | 0 | 0 | 0 | 0 | 0 | 0 | 0 | 0 | 0 | 0 | 0 | 0 | 0 | 0 | 0 | 0 | 0 | 0 | 0 | 0 | 1 | 0 | 0 | 0 | 0 | 0 | 0 | 0 | 0 | 0 | 0 | 0 | 0 | 0 | 0 | 0 | 0 | 0 | 0 | 0 | 0 | 0 | 0 | 0 | 0 | 0 | 0 | 0 | 0 | 0 | 0 | 0 | 0 | 0 | 0 | 0 | 0 | 1 | 0 |  | 0 | 0 | 0 | 0 | 0 | 0 | 0 | 0 | 0 | 0 | 0 | 0 | 0 | 0 | 0 | 0 | 0 | 0 | 0 | 0 | 0 | 0 | 0 | 0 | 0 | 0 | 0 | 0 | 0 | 0 | 0 | 0 | 0 | 0 | 0 | 0 | 958.5 | 1141.75 | 2688.8852 | NEW-Metcalf-Mosslanding 500kV | NEW-Metcalf-Mosslanding 500kV | Tesla-Bellota 230 kV line |  | 0 | 0 | 0 | 0 | 0 | 0 | 958.5 | 1141.75 | 2688.8852 | NEW-Metcalf-Mosslanding 500kV | NEW-Metcalf-Mosslanding 500kV | Tesla-Bellota 230 kV line |  | 1 | 1 | NO | 1 | 1 | 1 | NO | 1
PG&E FRESNO | Excelsior | 115 | 0 | 0 | 0 | 0 | 0 | 0 | 0 | 0 | 0 | 0 | 0 | 0 | 0 | 0 | 0 | 0 | 0 | 0 | 0 | 0 | 0 | 0 | 0 | 0 | 0 | 0 | 0 | 0 | 0 | 0 | 0 | 0 | 0 | 0 | 0 | 0 | 0 | 0 | 0 | 0 | 0 | 0 | 0 | 0 | 0 | 1 | 0 | 0 | 0 | 0 | 0 | 0 | 0 | 0 | 0 | 0 | 0 | 0 | 0 | 0 | 0 | 0 | 0 | 0 | 0 | 0 | 0 | 0 | 0 | 0 | 0 | 0 | 0 | 0 | 0 | 0 | 0 | 0 | 1 | 1 | 1 | 1 | 1 | 0 | 0 | 1 | 1 | 1 | 0 | 0 | 0 | 0 | 0 | 0 | 0 | 0 | 0 | 1 |  | 0 | 0 | 0 | 0 | 0 | 0 | 0 | 0 | 0 | 0 | 0 | 0 | 0 | 0 | 0 | 0 | 0 | 0 | 0 | 0 | 0 | 0 | 0 | 0 | 0 | 0 | 0 | 0 | 0 | 0 | 1 | 0 | 2 | 0 | 2 | 0 | -140.65 | -2136.112 | -1421.793 | Bellota-Weber 230kV line | Gates 500/230kV TB #11 | Gates 500/230kV TB #12 |  | 1 | 0 | 0 | 0 | 0 | 0 | -140.65 | 0 | 50 | Bellota-Weber 230kV line | Schindler 115/70kV TB #1 | Schindler 115/70kV TB #1 |  | 5 | 5 | NO | 5 | 5 | 1 | YES | 2
PG&E FRESNO | Exchequer | 115 | 0 | 0 | 0 | 0 | 0 | 0 | 0 | 0 | 0 | 0 | 0 | 0 | 0 | 0 | 0 | 0 | 0 | 0 | 0 | 0 | 0 | 0 | 0 | 0 | 0 | 0 | 0 | 0 | 0 | 0 | 0 | 0 | 0 | 0 | 0 | 0 | 0 | 0 | 0 | 0 | 0 | 0 | 0 | 0 | 0 | 1 | 0 | 0 | 0 | 0 | 0 | 0 | 0 | 0 | 0 | 0 | 0 | 0 | 0 | 1 | 0 | 0 | 0 | 0 | 0 | 0 | 0 | 0 | 0 | 0 | 0 | 0 | 0 | 0 | 0 | 0 | 0 | 0 | 1 | 0 | 0 | 1 | 1 | 1 | 1 | 1 | 0 | 1 | 1 | 1 | 1 | 0 | 1 | 0 | 0 | 0 | 0 | 2 |  | 0 | 0 | 0 | 0 | 0 | 0 | 0 | 0 | 0 | 0 | 0 | 0 | 0 | 0 | 0 | 0 | 0 | 0 | 0 | 0 | 0 | 0 | 0 | 0 | 0 | 0 | 0 | 0 | 0 | 0 | 3 | 0 | 3 | 0 | 1 | 0 | -544.45 | -1862.092 | -1421.793 | Borden-Storey #1 230kV line | Gates 500/230kV TB #12 | Gates 500/230kV TB #12 |  | 1 | 0 | 0 | 0 | 0 | 0 | -140.65 | 122 | 126.1276 | Bellota-Weber 230kV line | Merced 115/70kV TB#2 | Oro Loma-El Nido 115kV Line |  | 5 | 5 | NO | 5 | 5 | 1 | YES | 2
PG&E KERN | Fairway | 115 | 0 | 0 | 0 | 0 | 0 | 0 | 0 | 0 | 0 | 0 | 0 | 0 | 0 | 0 | 0 | 0 | 0 | 0 | 0 | 0 | 0 | 0 | 0 | 0 | 0 | 0 | 0 | 0 | 0 | 0 | 0 | 0 | 0 | 0 | 0 | 0 | 0 | 0 | 0 | 0 | 0 | 0 | 0 | 0 | 0 | 0 | 0 | 0 | 0 | 0 | 0 | 0 | 0 | 0 | 0 | 0 | 0 | 0 | 0 | 0 | 0 | 0 | 0 | 0 | 0 | 0 | 0 | 1 | 1 | 0 | 0 | 0 | 0 | 0 | 0 | 0 | 0 | 0 | 0 | 1 | 0 | 0 | 0 | 0 | 0 | 1 | 0 | 0 | 0 | 0 | 0 | 0 | 0 | 0 | 0 | 1 | 0 | 1 |  | 0 | 0 | 0 | 0 | 0 | 0 | 0 | 0 | 0 | 0 | 0 | 0 | 0 | 0 | 0 | 0 | 0 | 0 | 0 | 0 | 0 | 0 | 0 | 0 | 0 | 0 | 0 | 0 | 0 | 0 | 0 | 0 | 1 | 0 | 1 | 0 | 122.65 | -2136.112 | -826.4482 | Cal Flat-Gates 230 kV line | Gates 500/230kV TB #11 | Gates 500/230kV TB #11 |  | 0 | 0 | 0 | 0 | 0 | 0 | 122.65 | 392.11 | 666.9203 | Cal Flat-Gates 230 kV line | Cal Flat-Gates 230 kV line | Cal Flat-Gates 230 kV line |  | 5 | 1 | YES | 2 | 5 | 1 | YES | 2
PG&E KERN | Famoso | 115 | 0 | 0 | 0 | 0 | 0 | 0 | 0 | 0 | 0 | 0 | 0 | 0 | 0 | 0 | 0 | 0 | 0 | 0 | 0 | 0 | 0 | 0 | 0 | 0 | 0 | 0 | 0 | 0 | 0 | 0 | 0 | 0 | 0 | 0 | 0 | 0 | 0 | 0 | 0 | 0 | 0 | 0 | 0 | 0 | 0 | 0 | 0 | 0 | 0 | 0 | 0 | 0 | 0 | 0 | 0 | 0 | 0 | 0 | 0 | 0 | 0 | 0 | 0 | 0 | 0 | 0 | 0 | 1 | 1 | 0 | 0 | 0 | 0 | 0 | 0 | 1 | 0 | 0 | 0 | 1 | 0 | 0 | 0 | 0 | 0 | 0 | 0 | 0 | 0 | 0 | 0 | 0 | 0 | 0 | 0 | 0 | 0 | 0 |  | 0 | 0 | 0 | 0 | 0 | 0 | 0 | 0 | 0 | 0 | 0 | 0 | 0 | 0 | 0 | 0 | 0 | 0 | 0 | 0 | 0 | 0 | 0 | 0 | 0 | 0 | 0 | 0 | 0 | 0 | 0 | 0 | 1 | 0 | 1 | 0 | 122.65 | -2136.112 | -826.4482 | Cal Flat-Gates 230 kV line | Gates 500/230kV TB #11 | Gates 500/230kV TB #11 |  | 0 | 0 | 0 | 0 | 0 | 0 | 122.65 | 201.6 | 233.6988 | Cal Flat-Gates 230 kV line | Semitropic-Midway 115kV Line | Semitropic-Midway 115kV Line |  | 5 | 1 | YES | 2 | 5 | 1 | YES | 2
PG&E NGBA | Fern Road | 500 | 0 | 0 | 0 | 0 | 0 | 0 | 0 | 0 | 0 | 0 | 0 | 0 | 0 | 0 | 0 | 0 | 0 | 0 | 0 | 0 | 0 | 0 | 0 | 0 | 0 | 0 | 0 | 0 | 0 | 0 | 0 | 0 | 0 | 0 | 0 | 0 | 0 | 0 | 0 | 1 | 0 | 0 | 0 | 0 | 0 | 0 | 0 | 0 | 0 | 0 | 0 | 0 | 0 | 0 | 0 | 0 | 0 | 0 | 0 | 0 | 0 | 0 | 0 | 0 | 0 | 0 | 0 | 0 | 0 | 0 | 0 | 0 | 0 | 0 | 0 | 0 | 0 | 0 | 0 | 0 | 0 | 0 | 0 | 0 | 0 | 0 | 0 | 0 | 0 | 0 | 0 | 0 | 0 | 0 | 0 | 0 | 0 | 0 |  | 0 | 0 | 0 | 0 | 0 | 0 | 0 | 0 | 0 | 0 | 0 | 0 | 0 | 0 | 0 | 0 | 0 | 0 | 0 | 0 | 0 | 0 | 0 | 0 | 0 | 0 | 0 | 0 | 0 | 0 | 1 | 0 | 1 | 0 | 0 | 0 | -770.34 | -257.6012 | 2295.5509 | Collinsville-Tesla 500 kV Line | Collinsville-Tesla 500 kV Line | Collinsville-Tesla 500 kV Line |  | 0 | 0 | 0 | 0 | 0 | 0 | 7874.66 | 8387.3988 | 2295.5509 | Collinsville-Tesla 500 kV Line | Collinsville-Tesla 500 kV Line | Collinsville-Tesla 500 kV Line |  | 5 | 1 | YES | 2 | 1 | 1 | NO | 1
PG&E GBA | Fibreboard (SPI Sonora) | 115 | 0 | 0 | 0 | 0 | 0 | 0 | 0 | 0 | 0 | 0 | 0 | 0 | 0 | 0 | 0 | 0 | 0 | 0 | 0 | 0 | 0 | 0 | 0 | 0 | 0 | 0 | 0 | 0 | 0 | 0 | 0 | 0 | 0 | 0 | 0 | 0 | 0 | 0 | 0 | 0 | 0 | 0 | 0 | 0 | 0 | 1 | 0 | 0 | 0 | 0 | 0 | 0 | 0 | 0 | 0 | 1 | 0 | 1 | 0 | 1 | 0 | 0 | 0 | 0 | 0 | 1 | 0 | 0 | 0 | 0 | 0 | 0 | 0 | 0 | 0 | 0 | 0 | 0 | 0 | 0 | 0 | 0 | 0 | 0 | 0 | 0 | 0 | 0 | 0 | 0 | 0 | 0 | 0 | 0 | 0 | 0 | 0 | 0 |  | 0 | 0 | 0 | 0 | 0 | 0 | 0 | 0 | 0 | 0 | 0 | 0 | 0 | 0 | 0 | 0 | 0 | 0 | 0 | 0 | 0 | 0 | 0 | 0 | 0 | 0 | 0 | 0 | 0 | 0 | 2 | 0 | 0 | 0 | 0 | 0 | -140.65 | 5.59 | 543.909 | Bellota-Weber 230kV line | Kasson Jct-Heinz 115 kV line | Kasson Jct-Heinz 115 kV line |  | 2 | 0 | 0 | 0 | 0 | 0 | -140.65 | 5.59 | 543.909 | Bellota-Weber 230kV line | Kasson Jct-Heinz 115 kV line | Kasson Jct-Heinz 115 kV line |  | 5 | 5 | NO | 5 | 1 | 1 | NO | 1
PG&E FRESNO | Figarden | 230 | 0 | 0 | 0 | 0 | 0 | 0 | 0 | 0 | 0 | 0 | 0 | 0 | 0 | 0 | 0 | 0 | 0 | 0 | 0 | 0 | 0 | 0 | 0 | 0 | 0 | 0 | 0 | 0 | 0 | 0 | 0 | 0 | 0 | 0 | 0 | 0 | 0 | 0 | 0 | 0 | 0 | 0 | 0 | 0 | 0 | 0 | 0 | 0 | 0 | 0 | 0 | 0 | 0 | 0 | 0 | 0 | 0 | 0 | 0 | 1 | 0 | 0 | 0 | 0 | 0 | 0 | 0 | 0 | 0 | 0 | 0 | 0 | 0 | 0 | 0 | 0 | 0 | 0 | 0 | 1 | 0 | 1 | 1 | 1 | 0 | 1 | 0 | 1 | 0 | 0 | 0 | 0 | 1 | 0 | 0 | 0 | 0 | 1 |  | 0 | 0 | 0 | 0 | 0 | 0 | 0 | 0 | 0 | 0 | 0 | 0 | 0 | 0 | 0 | 0 | 0 | 0 | 0 | 0 | 0 | 0 | 0 | 0 | 0 | 0 | 0 | 0 | 0 | 0 | 1 | 0 | 2 | 0 | 1 | 0 | -222.55 | -2136.112 | -826.4482 | Chowchilla-Le grand 115kV Line | Gates 500/230kV TB #11 | Gates 500/230kV TB #11 |  | 0 | 0 | 0 | 0 | 0 | 0 | 485.45 | 373.45 | 126.1276 | Oro Loma-El Nido 115kV Line | Oro Loma-El Nido 115kV Line | Oro Loma-El Nido 115kV Line |  | 5 | 1 | YES | 2 | 5 | 1 | YES | 2
PG&E FRESNO | Fink | 230 | 0 | 0 | 0 | 0 | 0 | 0 | 0 | 0 | 0 | 0 | 0 | 0 | 0 | 0 | 0 | 0 | 0 | 0 | 0 | 0 | 0 | 0 | 0 | 0 | 0 | 0 | 0 | 0 | 0 | 0 | 0 | 0 | 0 | 0 | 0 | 0 | 0 | 0 | 0 | 0 | 0 | 0 | 0 | 0 | 0 | 0 | 0 | 0 | 0 | 0 | 0 | 0 | 0 | 0 | 0 | 0 | 0 | 0 | 0 | 0 | 0 | 0 | 0 | 0 | 0 | 0 | 0 | 0 | 0 | 0 | 0 | 0 | 0 | 0 | 0 | 0 | 0 | 0 | 0 | 0 | 0 | 0 | 0 | 0 | 0 | 1 | 0 | 0 | 0 | 0 | 0 | 0 | 0 | 0 | 0 | 0 | 0 | 1 |  | 0 | 0 | 0 | 0 | 0 | 0 | 0 | 0 | 0 | 190 | 0 | 162 | 0 | 0 | 1 | 70 | 0 | 0 | 0 | 0 | 0 | 0 | 0 | 0 | 190 | 0 | 162 | 900 | 0 | 1 | 0 | 0 | 0 | 0 | 0 | 0 | 839.65 | 2567.9 | 8990.5636 | Los Banos 500/230kV TB | Los Banos 500/230kV TB | Los Banos 500/230kV TB |  | 0 | 0 | 0 | 0 | 0 | 0 | 839.65 | 2567.9 | 8990.5636 | Los Banos 500/230kV TB | Los Banos 500/230kV TB | Los Banos 500/230kV TB |  | 1 | 1 | NO | 1 | 1 | 1 | NO | 1
PG&E NGBA | Fitch Mountain | 60 | 0 | 0 | 0 | 0 | 0 | 0 | 0 | 0 | 0 | 0 | 0 | 0 | 0 | 0 | 0 | 0 | 0 | 0 | 0 | 0 | 0 | 0 | 0 | 0 | 0 | 0 | 0 | 0 | 0 | 0 | 0 | 0 | 0 | 0 | 0 | 0 | 0 | 0 | 0 | 1 | 0 | 0 | 0 | 0 | 0 | 0 | 0 | 0 | 0 | 0 | 0 | 0 | 1 | 0 | 0 | 0 | 0 | 0 | 0 | 0 | 0 | 0 | 0 | 0 | 0 | 0 | 1 | 0 | 0 | 0 | 0 | 0 | 0 | 0 | 0 | 0 | 0 | 0 | 0 | 0 | 0 | 0 | 0 | 0 | 0 | 0 | 0 | 0 | 0 | 0 | 0 | 0 | 0 | 0 | 0 | 0 | 0 | 1 |  | 0 | 0 | 0 | 0 | 0 | 0 | 0 | 0 | 0 | 0 | 0 | 0 | 0 | 0 | 0 | 0 | 0 | 0 | 0 | 0 | 0 | 0 | 0 | 0 | 0 | 0 | 0 | 0 | 0 | 0 | 2 | 0 | 2 | 0 | 0 | 0 | -770.34 | -257.6012 | 381.1526 | Collinsville-Tesla 500 kV Line | Collinsville-Tesla 500 kV Line | Birds Landing-Contra Costa 230kV Line |  | 1 | 0 | 1 | 0 | 0 | 0 | -278.39 | -7.9962 | 381.1526 | Birds Landing-Contra Costa 230kV Line | Birds Landing-Contra Costa 230kV Line | Birds Landing-Contra Costa 230kV Line |  | 5 | 5 | NO | 5 | 1 | 1 | NO | 1
PG&E GBA | FMC | 115 | 0 | 0 | 0 | 0 | 0 | 0 | 0 | 0 | 0 | 0 | 0 | 0 | 0 | 0 | 0 | 0 | 0 | 0 | 0 | 0 | 0 | 0 | 0 | 0 | 0 | 0 | 0 | 0 | 0 | 0 | 0 | 0 | 0 | 0 | 0 | 0 | 0 | 0 | 0 | 0 | 0 | 0 | 0 | 0 | 0 | 0 | 0 | 0 | 0 | 0 | 0 | 0 | 0 | 0 | 0 | 1 | 0 | 0 | 0 | 1 | 0 | 0 | 0 | 0 | 0 | 0 | 0 | 0 | 0 | 0 | 0 | 0 | 0 | 0 | 0 | 0 | 0 | 0 | 0 | 0 | 0 | 0 | 0 | 0 | 0 | 0 | 0 | 0 | 0 | 0 | 0 | 0 | 0 | 0 | 0 | 0 | 0 | 0 |  | 0 | 0 | 0 | 0 | 0 | 0 | 0 | 0 | 0 | 0 | 0 | 0 | 0 | 0 | 0 | 0 | 0 | 0 | 0 | 0 | 0 | 0 | 0 | 0 | 0 | 0 | 0 | 0 | 0 | 0 | 0 | 0 | 0 | 0 | 0 | 0 | 1626.31 | 1960.6438 | 2688.8852 | Tesla-Bellota 230 kV line | Tesla-Bellota 230 kV line | Tesla-Bellota 230 kV line |  | 0 | 0 | 0 | 0 | 0 | 0 | 1626.31 | 1960.6438 | 2688.8852 | Tesla-Bellota 230 kV line | Tesla-Bellota 230 kV line | Tesla-Bellota 230 kV line |  | 1 | 1 | NO | 1 | 1 | 1 | NO | 1
PG&E GBA | Fremont | 115 | 0 | 0 | 0 | 0 | 0 | 0 | 0 | 0 | 0 | 0 | 0 | 0 | 0 | 0 | 0 | 0 | 0 | 0 | 0 | 0 | 0 | 0 | 0 | 0 | 0 | 0 | 0 | 0 | 0 | 0 | 0 | 0 | 0 | 0 | 0 | 0 | 0 | 0 | 0 | 0 | 0 | 0 | 0 | 0 | 0 | 0 | 0 | 0 | 0 | 0 | 0 | 0 | 1 | 0 | 0 | 1 | 0 | 0 | 0 | 0 | 0 | 0 | 0 | 0 | 0 | 0 | 0 | 0 | 0 | 0 | 0 | 0 | 0 | 0 | 0 | 0 | 0 | 0 | 0 | 0 | 0 | 0 | 0 | 0 | 0 | 0 | 0 | 0 | 0 | 0 | 0 | 0 | 0 | 0 | 0 | 0 | 0 | 1 |  | 0 | 0 | 0 | 0 | 0 | 0 | 0 | 0 | 0 | 0 | 0 | 0 | 0 | 0 | 0 | 0 | 0 | 0 | 0 | 0 | 0 | 0 | 0 | 0 | 0 | 0 | 0 | 0 | 0 | 0 | 0 | 0 | 0 | 0 | 0 | 0 | 2442.8 | 2580.8 | 4508.68 | Sobrante-Moraga 230 kV line | Sobrante-Moraga 230 kV line | Sobrante-Moraga 230 kV line |  | 0 | 0 | 0 | 0 | 0 | 0 | 2442.8 | 2580.8 | 4508.68 | Sobrante-Moraga 230 kV line | Sobrante-Moraga 230 kV line | Sobrante-Moraga 230 kV line |  | 1 | 1 | NO | 1 | 1 | 1 | NO | 1
PG&E GBA | French Camp | 60 | 0 | 0 | 0 | 0 | 0 | 0 | 0 | 0 | 0 | 0 | 0 | 0 | 0 | 0 | 0 | 0 | 0 | 0 | 0 | 0 | 0 | 0 | 0 | 0 | 0 | 0 | 0 | 0 | 0 | 0 | 0 | 0 | 0 | 0 | 0 | 0 | 0 | 0 | 0 | 0 | 0 | 0 | 0 | 0 | 0 | 1 | 0 | 0 | 0 | 0 | 0 | 0 | 0 | 0 | 0 | 0 | 0 | 0 | 0 | 1 | 0 | 0 | 0 | 0 | 0 | 0 | 0 | 0 | 0 | 0 | 0 | 0 | 0 | 0 | 0 | 0 | 0 | 0 | 0 | 0 | 0 | 0 | 0 | 0 | 0 | 1 | 0 | 0 | 0 | 0 | 0 | 0 | 0 | 0 | 0 | 0 | 0 | 1 |  | 0 | 0 | 0 | 0 | 0 | 0 | 0 | 0 | 0 | 0 | 0 | 0 | 0 | 0 | 0 | 0 | 0 | 0 | 0 | 0 | 0 | 0 | 0 | 0 | 0 | 0 | 0 | 0 | 0 | 0 | 1 | 0 | 0 | 0 | 0 | 0 | -140.65 | 268.5 | 1633.3998 | Bellota-Weber 230kV line | Bellota-Weber 230kV line | Bellota-Weber 230kV line |  | 1 | 0 | 0 | 0 | 0 | 0 | -140.65 | 268.5 | 1633.3998 | Bellota-Weber 230kV line | Bellota-Weber 230kV line | Bellota-Weber 230kV line |  | 5 | 5 | NO | 5 | 1 | 1 | NO | 1
PG&E GBA | Frogtown | 115 | 0 | 0 | 0 | 0 | 0 | 0 | 0 | 0 | 0 | 0 | 0 | 0 | 0 | 0 | 0 | 0 | 0 | 0 | 0 | 0 | 0 | 0 | 0 | 0 | 0 | 0 | 0 | 0 | 0 | 0 | 0 | 0 | 0 | 0 | 0 | 0 | 0 | 0 | 0 | 0 | 0 | 0 | 0 | 0 | 0 | 1 | 0 | 0 | 0 | 0 | 0 | 0 | 0 | 0 | 0 | 1 | 0 | 0 | 0 | 1 | 0 | 0 | 0 | 0 | 0 | 0 | 0 | 0 | 0 | 0 | 0 | 0 | 0 | 0 | 0 | 0 | 0 | 0 | 0 | 0 | 0 | 0 | 0 | 0 | 0 | 0 | 0 | 0 | 0 | 0 | 0 | 0 | 0 | 0 | 0 | 0 | 0 | 0 |  | 0 | 0 | 0 | 0 | 0 | 0 | 0 | 0 | 0 | 0 | 0 | 0 | 0 | 0 | 0 | 0 | 0 | 0 | 0 | 0 | 0 | 0 | 0 | 0 | 0 | 0 | 0 | 0 | 0 | 0 | 1 | 0 | 0 | 0 | 0 | 0 | -140.65 | 268.5 | 1633.3998 | Bellota-Weber 230kV line | Bellota-Weber 230kV line | Bellota-Weber 230kV line |  | 1 | 0 | 0 | 0 | 0 | 0 | -140.65 | 268.5 | 1633.3998 | Bellota-Weber 230kV line | Bellota-Weber 230kV line | Bellota-Weber 230kV line |  | 5 | 5 | NO | 5 | 1 | 1 | NO | 1
PG&E NGBA | Fulton | 115 | 0 | 0 | 0 | 0 | 0 | 0 | 0 | 0 | 0 | 0 | 0 | 0 | 0 | 0 | 0 | 0 | 0 | 0 | 0 | 0 | 0 | 0 | 0 | 0 | 0 | 0 | 0 | 0 | 0 | 0 | 0 | 0 | 0 | 0 | 0 | 0 | 0 | 0 | 0 | 1 | 0 | 1 | 0 | 0 | 0 | 0 | 0 | 0 | 0 | 0 | 0 | 1 | 1 | 1 | 1 | 1 | 0 | 0 | 0 | 1 | 0 | 0 | 0 | 0 | 0 | 1 | 1 | 0 | 0 | 0 | 0 | 0 | 0 | 0 | 0 | 0 | 0 | 0 | 0 | 0 | 0 | 0 | 0 | 0 | 0 | 0 | 0 | 0 | 0 | 0 | 0 | 0 | 0 | 0 | 0 | 0 | 0 | 2 |  | 0 | 0 | 0 | 0 | 0 | 0 | 0 | 0 | 0 | 0 | 0 | 0 | 0 | 0 | 0 | 0 | 0 | 0 | 0 | 0 | 0 | 0 | 0 | 0 | 0 | 0 | 0 | 0 | 0 | 0 | 3 | 0 | 2 | 0 | 0 | 0 | -770.34 | -257.6012 | 381.1526 | Collinsville-Tesla 500 kV Line | Collinsville-Tesla 500 kV Line | Birds Landing-Contra Costa 230kV Line |  | 1 | 0 | 1 | 0 | 0 | 0 | -278.39 | -7.9962 | 381.1526 | Birds Landing-Contra Costa 230kV Line | Birds Landing-Contra Costa 230kV Line | Birds Landing-Contra Costa 230kV Line |  | 5 | 5 | NO | 5 | 1 | 1 | NO | 1
PG&E NGBA | Fulton | 230 | 0 | 0 | 0 | 0 | 0 | 0 | 0 | 0 | 0 | 0 | 0 | 0 | 0 | 0 | 0 | 0 | 0 | 0 | 0 | 0 | 0 | 0 | 0 | 0 | 0 | 0 | 0 | 0 | 0 | 0 | 0 | 0 | 0 | 0 | 0 | 0 | 0 | 0 | 0 | 1 | 0 | 1 | 0 | 0 | 0 | 0 | 0 | 0 | 0 | 0 | 0 | 0 | 1 | 1 | 1 | 1 | 0 | 0 | 1 | 1 | 0 | 0 | 0 | 0 | 0 | 1 | 1 | 0 | 0 | 0 | 0 | 0 | 0 | 0 | 0 | 0 | 0 | 0 | 0 | 0 | 0 | 0 | 0 | 0 | 0 | 0 | 0 | 0 | 0 | 0 | 0 | 0 | 0 | 0 | 0 | 0 | 0 | 1 |  | 18 | 0 | 0 | 0 | 0 | 0 | 0 | 0 | 0 | 0 | 0 | 38 | 0 | 0 | 1 | 18 | 0 | 0 | 0 | 0 | 0 | 0 | 0 | 0 | 0 | 0 | 38 | 0 | 0 | 1 | 3 | 0 | 2 | 0 | 0 | 0 | -770.34 | -257.6012 | 381.1526 | Collinsville-Tesla 500 kV Line | Collinsville-Tesla 500 kV Line | Birds Landing-Contra Costa 230kV Line |  | 1 | 0 | 1 | 0 | 0 | 0 | -278.39 | -7.9962 | 381.1526 | Birds Landing-Contra Costa 230kV Line | Birds Landing-Contra Costa 230kV Line | Birds Landing-Contra Costa 230kV Line |  | 5 | 5 | NO | 5 | 1 | 1 | NO | 1
PG&E NGBA | Fulton | 60 | 0 | 0 | 0 | 0 | 0 | 0 | 0 | 0 | 0 | 0 | 0 | 0 | 0 | 0 | 0 | 0 | 0 | 0 | 0 | 0 | 0 | 0 | 0 | 0 | 0 | 0 | 0 | 0 | 0 | 0 | 0 | 0 | 0 | 0 | 0 | 0 | 0 | 0 | 0 | 1 | 0 | 0 | 0 | 0 | 0 | 0 | 0 | 0 | 0 | 0 | 0 | 0 | 1 | 0 | 0 | 0 | 0 | 0 | 0 | 0 | 0 | 0 | 0 | 0 | 0 | 0 | 1 | 0 | 0 | 0 | 0 | 0 | 0 | 0 | 0 | 0 | 0 | 0 | 0 | 0 | 0 | 0 | 0 | 0 | 0 | 0 | 0 | 0 | 0 | 0 | 0 | 0 | 0 | 0 | 0 | 0 | 0 | 1 |  | 0 | 0 | 0 | 0 | 0 | 0 | 0 | 0 | 0 | 0 | 0 | 0 | 0 | 0 | 0 | 0 | 0 | 0 | 0 | 0 | 0 | 0 | 0 | 0 | 0 | 0 | 0 | 0 | 0 | 0 | 2 | 0 | 2 | 0 | 0 | 0 | -770.34 | -257.6012 | 381.1526 | Collinsville-Tesla 500 kV Line | Collinsville-Tesla 500 kV Line | Birds Landing-Contra Costa 230kV Line |  | 1 | 0 | 1 | 0 | 0 | 0 | -278.39 | -7.9962 | 381.1526 | Birds Landing-Contra Costa 230kV Line | Birds Landing-Contra Costa 230kV Line | Birds Landing-Contra Costa 230kV Line |  | 5 | 5 | NO | 5 | 1 | 1 | NO | 1
PG&E KERN | Ganso | 115 | 0 | 0 | 0 | 0 | 0 | 0 | 0 | 0 | 0 | 0 | 0 | 0 | 0 | 0 | 0 | 0 | 0 | 0 | 0 | 0 | 0 | 0 | 0 | 0 | 0 | 0 | 0 | 0 | 0 | 0 | 0 | 0 | 0 | 0 | 0 | 0 | 0 | 0 | 0 | 0 | 0 | 0 | 0 | 0 | 0 | 0 | 0 | 0 | 0 | 0 | 0 | 0 | 0 | 0 | 0 | 0 | 0 | 0 | 0 | 0 | 0 | 0 | 0 | 0 | 0 | 0 | 0 | 1 | 0 | 0 | 0 | 0 | 0 | 0 | 1 | 0 | 0 | 0 | 1 | 1 | 0 | 0 | 0 | 0 | 0 | 0 | 0 | 0 | 0 | 0 | 0 | 0 | 0 | 0 | 0 | 0 | 0 | 0 |  | 0 | 0 | 0 | 0 | 0 | 0 | 0 | 0 | 0 | 0 | 0 | 0 | 0 | 0 | 0 | 0 | 0 | 0 | 0 | 0 | 0 | 0 | 0 | 0 | 0 | 0 | 0 | 0 | 0 | 0 | 0 | 0 | 2 | 0 | 2 | 0 | 122.65 | -2136.112 | -1421.793 | Cal Flat-Gates 230 kV line | Gates 500/230kV TB #11 | Gates 500/230kV TB #12 |  | 0 | 0 | 0 | 0 | 0 | 0 | 122.65 | 392.11 | 666.9203 | Cal Flat-Gates 230 kV line | Cal Flat-Gates 230 kV line | Cal Flat-Gates 230 kV line |  | 5 | 1 | YES | 2 | 5 | 1 | YES | 2
PG&E FRESNO | Gates | 230 | 0 | 0 | 0 | 0 | 0 | 0 | 0 | 0 | 0 | 0 | 0 | 0 | 0 | 0 | 0 | 0 | 0 | 0 | 0 | 0 | 0 | 0 | 0 | 0 | 0 | 0 | 0 | 0 | 0 | 0 | 0 | 0 | 0 | 0 | 0 | 0 | 0 | 0 | 0 | 0 | 0 | 0 | 0 | 0 | 0 | 0 | 0 | 0 | 0 | 0 | 0 | 0 | 0 | 0 | 0 | 0 | 0 | 0 | 0 | 0 | 0 | 0 | 0 | 0 | 0 | 0 | 0 | 1 | 0 | 0 | 0 | 0 | 0 | 0 | 0 | 0 | 0 | 0 | 1 | 1 | 0 | 1 | 0 | 0 | 0 | 1 | 0 | 0 | 0 | 0 | 0 | 0 | 0 | 0 | 1 | 1 | 0 | 1 |  | 0 | 0 | 0 | 0 | 0 | 0 | 0 | 0 | 0 | 0 | 0 | 0 | 0 | 0 | 0 | 0 | 0 | 0 | 0 | 0 | 0 | 0 | 0 | 3 | 166 | 477.5 | 0 | 0 | 0 | 1 | 0 | 0 | 3 | 0 | 2 | 1 | 122.65 | -2136.112 | -2136.2316 | Cal Flat-Gates 230 kV line | Gates 500/230kV TB #11 | Mustang-Henrietta 230 kV line |  | 0 | 0 | 0 | 0 | 0 | 0 | 122.65 | 392.11 | 342.7684 | Cal Flat-Gates 230 kV line | Cal Flat-Gates 230 kV line | Mustang-Henrietta 230 kV line |  | 5 | 1 | YES | 2 | 5 | 1 | YES | 2
PG&E FRESNO | Gates | 500 | 0 | 0 | 0 | 0 | 0 | 0 | 0 | 0 | 0 | 0 | 0 | 0 | 0 | 0 | 0 | 0 | 0 | 0 | 0 | 0 | 0 | 0 | 0 | 0 | 0 | 0 | 0 | 0 | 0 | 0 | 0 | 0 | 0 | 0 | 0 | 0 | 0 | 0 | 0 | 0 | 0 | 0 | 0 | 0 | 0 | 0 | 0 | 0 | 0 | 0 | 0 | 0 | 0 | 0 | 0 | 0 | 0 | 0 | 0 | 0 | 0 | 0 | 0 | 0 | 0 | 0 | 0 | 0 | 0 | 0 | 0 | 0 | 0 | 0 | 0 | 0 | 0 | 0 | 1 | 1 | 0 | 1 | 0 | 0 | 0 | 1 | 0 | 0 | 0 | 0 | 0 | 0 | 0 | 0 | 1 | 1 | 0 | 1 |  | 0 | 0 | 0 | 0 | 0 | 0 | 0 | 0 | 0 | 0 | 0 | 0 | 0 | 0 | 0 | 0 | 0 | 0 | 0 | 0 | 0 | 0 | 0 | 0 | 0 | 0 | 190 | 35 | 0 | 1 | 0 | 0 | 3 | 0 | 2 | 1 | 578.02 | -2136.112 | -2136.2316 | Gates 500/230kV TB #12 | Gates 500/230kV TB #11 | Mustang-Henrietta 230 kV line |  | 0 | 0 | 0 | 0 | 0 | 0 | 839.65 | 761.488 | 342.7684 | Los Banos 500/230kV TB | Mustang-Henrietta 230 kV line | Mustang-Henrietta 230 kV line |  | 5 | 1 | YES | 2 | 5 | 1 | YES | 2
PG&E NGBA | Geysers 12 | 230 | 0 | 0 | 0 | 0 | 0 | 0 | 0 | 0 | 0 | 0 | 0 | 0 | 0 | 0 | 0 | 0 | 0 | 0 | 0 | 0 | 0 | 0 | 0 | 0 | 0 | 0 | 0 | 0 | 0 | 0 | 0 | 0 | 0 | 0 | 0 | 0 | 0 | 0 | 0 | 1 | 0 | 1 | 0 | 0 | 0 | 0 | 0 | 0 | 0 | 0 | 0 | 0 | 1 | 1 | 1 | 1 | 0 | 0 | 1 | 1 | 0 | 0 | 0 | 0 | 0 | 1 | 1 | 0 | 0 | 0 | 0 | 0 | 0 | 0 | 0 | 0 | 0 | 0 | 0 | 0 | 0 | 0 | 0 | 0 | 0 | 0 | 0 | 0 | 0 | 0 | 0 | 0 | 0 | 0 | 0 | 0 | 0 | 1 |  | 0 | 0 | 0 | 0 | 0 | 0 | 0 | 0 | 0 | 0 | 0 | 0 | 0 | 0 | 0 | 0 | 0 | 0 | 0 | 0 | 0 | 0 | 0 | 0 | 0 | 0 | 0 | 0 | 0 | 0 | 3 | 0 | 2 | 0 | 0 | 0 | -770.34 | -257.6012 | 381.1526 | Collinsville-Tesla 500 kV Line | Collinsville-Tesla 500 kV Line | Birds Landing-Contra Costa 230kV Line |  | 1 | 0 | 1 | 0 | 0 | 0 | -278.39 | -7.9962 | 381.1526 | Birds Landing-Contra Costa 230kV Line | Birds Landing-Contra Costa 230kV Line | Birds Landing-Contra Costa 230kV Line |  | 5 | 5 | NO | 5 | 1 | 1 | NO | 1
PG&E NGBA | Geysers 17 | 230 | 0 | 0 | 0 | 0 | 0 | 0 | 0 | 0 | 0 | 0 | 0 | 0 | 0 | 0 | 0 | 0 | 0 | 0 | 0 | 0 | 0 | 0 | 0 | 0 | 0 | 0 | 0 | 0 | 0 | 0 | 0 | 0 | 0 | 0 | 0 | 0 | 0 | 0 | 0 | 1 | 0 | 1 | 0 | 0 | 0 | 0 | 0 | 0 | 0 | 0 | 0 | 0 | 1 | 1 | 1 | 1 | 0 | 0 | 1 | 1 | 0 | 0 | 0 | 0 | 0 | 1 | 1 | 0 | 0 | 0 | 0 | 0 | 0 | 0 | 0 | 0 | 0 | 0 | 0 | 0 | 0 | 0 | 0 | 0 | 0 | 0 | 0 | 0 | 0 | 0 | 0 | 0 | 0 | 0 | 0 | 0 | 0 | 1 |  | 0 | 0 | 0 | 0 | 0 | 0 | 0 | 0 | 0 | 0 | 0 | 0 | 0 | 0 | 0 | 0 | 0 | 0 | 0 | 0 | 0 | 0 | 0 | 0 | 0 | 0 | 0 | 0 | 0 | 0 | 3 | 0 | 2 | 0 | 0 | 0 | -770.34 | -257.6012 | 381.1526 | Collinsville-Tesla 500 kV Line | Collinsville-Tesla 500 kV Line | Birds Landing-Contra Costa 230kV Line |  | 1 | 0 | 1 | 0 | 0 | 0 | -278.39 | -7.9962 | 381.1526 | Birds Landing-Contra Costa 230kV Line | Birds Landing-Contra Costa 230kV Line | Birds Landing-Contra Costa 230kV Line |  | 5 | 5 | NO | 5 | 1 | 1 | NO | 1
PG&E NGBA | Geysers 3 | 115 | 0 | 0 | 0 | 0 | 0 | 0 | 0 | 0 | 0 | 0 | 0 | 0 | 0 | 0 | 0 | 0 | 0 | 0 | 0 | 0 | 0 | 0 | 0 | 0 | 0 | 0 | 0 | 0 | 0 | 0 | 0 | 0 | 0 | 0 | 0 | 0 | 0 | 0 | 0 | 1 | 0 | 1 | 0 | 0 | 0 | 0 | 0 | 0 | 0 | 0 | 0 | 0 | 1 | 0 | 1 | 1 | 0 | 0 | 0 | 0 | 0 | 0 | 0 | 0 | 0 | 0 | 1 | 0 | 0 | 0 | 0 | 0 | 0 | 0 | 0 | 0 | 0 | 0 | 0 | 0 | 0 | 0 | 0 | 0 | 0 | 0 | 0 | 0 | 0 | 0 | 0 | 0 | 0 | 0 | 0 | 0 | 0 | 1 |  | 0 | 0 | 0 | 0 | 0 | 0 | 0 | 0 | 0 | 0 | 0 | 0 | 0 | 0 | 0 | 0 | 0 | 0 | 0 | 0 | 0 | 0 | 0 | 0 | 0 | 0 | 0 | 0 | 0 | 0 | 2 | 0 | 2 | 0 | 0 | 0 | -770.34 | -257.6012 | 381.1526 | Collinsville-Tesla 500 kV Line | Collinsville-Tesla 500 kV Line | Birds Landing-Contra Costa 230kV Line |  | 1 | 0 | 1 | 0 | 0 | 0 | -278.39 | -7.9962 | 381.1526 | Birds Landing-Contra Costa 230kV Line | Birds Landing-Contra Costa 230kV Line | Birds Landing-Contra Costa 230kV Line |  | 5 | 5 | NO | 5 | 1 | 1 | NO | 1
PG&E NGBA | Glenn | 230 | 0 | 0 | 0 | 0 | 0 | 0 | 0 | 0 | 0 | 0 | 0 | 0 | 0 | 0 | 0 | 0 | 0 | 0 | 0 | 0 | 0 | 0 | 0 | 0 | 0 | 0 | 0 | 0 | 0 | 0 | 0 | 0 | 0 | 0 | 0 | 0 | 0 | 0 | 0 | 1 | 0 | 0 | 0 | 0 | 0 | 0 | 0 | 0 | 0 | 0 | 0 | 0 | 0 | 0 | 0 | 0 | 0 | 0 | 0 | 0 | 0 | 0 | 0 | 0 | 0 | 0 | 0 | 0 | 0 | 0 | 0 | 0 | 0 | 0 | 0 | 0 | 0 | 0 | 0 | 0 | 0 | 0 | 0 | 0 | 0 | 0 | 0 | 0 | 0 | 0 | 0 | 0 | 0 | 0 | 0 | 0 | 0 | 0 |  | 0 | 0 | 0 | 0 | 0 | 0 | 0 | 0 | 0 | 0 | 0 | 0 | 0 | 0 | 0 | 0 | 0 | 0 | 0 | 0 | 0 | 0 | 0 | 0 | 0 | 0 | 0 | 0 | 0 | 0 | 1 | 0 | 1 | 0 | 0 | 0 | -770.34 | -257.6012 | 2295.5509 | Collinsville-Tesla 500 kV Line | Collinsville-Tesla 500 kV Line | Collinsville-Tesla 500 kV Line |  | 0 | 0 | 0 | 0 | 0 | 0 | 7874.66 | 8387.3988 | 2295.5509 | Collinsville-Tesla 500 kV Line | Collinsville-Tesla 500 kV Line | Collinsville-Tesla 500 kV Line |  | 5 | 1 | YES | 2 | 1 | 1 | NO | 1
PG&E NGBA | Glenn | 60 | 0 | 0 | 0 | 0 | 0 | 0 | 0 | 0 | 0 | 0 | 0 | 0 | 0 | 0 | 0 | 0 | 0 | 0 | 0 | 0 | 0 | 0 | 0 | 0 | 0 | 0 | 0 | 0 | 0 | 0 | 0 | 0 | 0 | 0 | 0 | 0 | 0 | 0 | 0 | 1 | 0 | 0 | 0 | 0 | 0 | 0 | 0 | 0 | 0 | 0 | 0 | 0 | 0 | 0 | 0 | 0 | 0 | 0 | 0 | 0 | 0 | 0 | 0 | 0 | 0 | 0 | 0 | 0 | 0 | 0 | 0 | 0 | 0 | 0 | 0 | 0 | 0 | 0 | 0 | 0 | 0 | 0 | 0 | 0 | 0 | 0 | 0 | 0 | 0 | 0 | 0 | 0 | 0 | 0 | 0 | 0 | 0 | 0 |  | 0 | 0 | 0 | 0 | 0 | 0 | 0 | 0 | 0 | 0 | 0 | 0 | 0 | 0 | 0 | 0 | 0 | 0 | 0 | 0 | 0 | 0 | 0 | 0 | 0 | 0 | 0 | 0 | 0 | 0 | 1 | 0 | 1 | 0 | 0 | 0 | -770.34 | -257.6012 | 2295.5509 | Collinsville-Tesla 500 kV Line | Collinsville-Tesla 500 kV Line | Collinsville-Tesla 500 kV Line |  | 0 | 0 | 0 | 0 | 0 | 0 | 7874.66 | 8387.3988 | 2295.5509 | Collinsville-Tesla 500 kV Line | Collinsville-Tesla 500 kV Line | Collinsville-Tesla 500 kV Line |  | 5 | 1 | YES | 2 | 1 | 1 | NO | 1
PG&E NGBA | Gold Hill | 115 | 0 | 0 | 0 | 0 | 0 | 0 | 0 | 0 | 0 | 0 | 0 | 0 | 0 | 0 | 0 | 0 | 0 | 0 | 0 | 0 | 0 | 0 | 0 | 0 | 0 | 0 | 0 | 0 | 0 | 0 | 0 | 0 | 0 | 0 | 0 | 0 | 0 | 0 | 0 | 1 | 0 | 0 | 0 | 0 | 0 | 1 | 0 | 1 | 0 | 0 | 0 | 0 | 0 | 0 | 0 | 0 | 0 | 0 | 0 | 1 | 1 | 0 | 0 | 0 | 0 | 0 | 0 | 0 | 0 | 0 | 0 | 0 | 0 | 0 | 0 | 0 | 0 | 0 | 0 | 0 | 0 | 0 | 0 | 0 | 0 | 0 | 0 | 0 | 0 | 0 | 0 | 0 | 0 | 0 | 0 | 0 | 0 | 0 |  | 0 | 0 | 0 | 0 | 0 | 0 | 0 | 0 | 0 | 0 | 0 | 0 | 0 | 0 | 0 | 0 | 0 | 0 | 0 | 0 | 0 | 0 | 0 | 0 | 0 | 0 | 0 | 0 | 0 | 0 | 2 | 0 | 1 | 0 | 0 | 0 | -770.34 | -257.6012 | 156.9836 | Collinsville-Tesla 500 kV Line | Collinsville-Tesla 500 kV Line | Rio Oso-Lockeford 230kV line |  | 1 | 0 | 0 | 0 | 0 | 0 | -140.65 | 268.5 | 156.9836 | Bellota-Weber 230kV line | Bellota-Weber 230kV line | Rio Oso-Lockeford 230kV line |  | 5 | 5 | NO | 5 | 1 | 1 | NO | 1
PG&E NGBA | Gold Hill | 230 | 0 | 0 | 0 | 0 | 0 | 0 | 0 | 0 | 0 | 0 | 0 | 0 | 0 | 0 | 0 | 0 | 0 | 0 | 0 | 0 | 0 | 0 | 0 | 0 | 0 | 0 | 0 | 0 | 0 | 0 | 0 | 0 | 0 | 0 | 0 | 0 | 0 | 0 | 0 | 1 | 0 | 0 | 0 | 0 | 0 | 1 | 1 | 1 | 0 | 0 | 0 | 0 | 0 | 0 | 0 | 0 | 0 | 0 | 0 | 1 | 1 | 0 | 0 | 0 | 0 | 0 | 0 | 0 | 0 | 0 | 0 | 0 | 0 | 0 | 0 | 0 | 0 | 0 | 0 | 0 | 0 | 0 | 0 | 0 | 0 | 0 | 0 | 0 | 0 | 0 | 0 | 0 | 0 | 0 | 0 | 0 | 0 | 0 |  | 0 | 0 | 0 | 0 | 0 | 0 | 0 | 0 | 0 | 0 | 0 | 0 | 0 | 0 | 0 | 0 | 0 | 0 | 0 | 0 | 0 | 0 | 0 | 0 | 0 | 0 | 0 | 0 | 0 | 0 | 2 | 0 | 1 | 0 | 0 | 0 | -770.34 | -257.6012 | 156.9836 | Collinsville-Tesla 500 kV Line | Collinsville-Tesla 500 kV Line | Rio Oso-Lockeford 230kV line |  | 1 | 0 | 0 | 0 | 0 | 0 | -140.65 | 268.5 | 156.9836 | Bellota-Weber 230kV line | Bellota-Weber 230kV line | Rio Oso-Lockeford 230kV line |  | 5 | 5 | NO | 5 | 1 | 1 | NO | 1
SCE Northern | Goleta | 230 | 0 | 0 | 1 | 0 | 1 | 0 | 0 | 0 | 0 | 0 | 0 | 0 | 0 | 0 | 0 | 0 | 0 | 0 | 0 | 0 | 0 | 0 | 0 | 0 | 1 | 0 | 0 | 0 | 0 | 0 | 0 | 0 | 0 | 0 | 0 | 0 | 0 | 0 | 0 | 0 | 0 | 0 | 0 | 0 | 0 | 0 | 0 | 0 | 0 | 0 | 0 | 0 | 0 | 0 | 0 | 0 | 0 | 0 | 0 | 0 | 0 | 0 | 0 | 0 | 0 | 0 | 0 | 0 | 0 | 0 | 0 | 0 | 0 | 0 | 0 | 0 | 0 | 0 | 0 | 0 | 0 | 0 | 0 | 0 | 0 | 0 | 0 | 0 | 0 | 0 | 0 | 0 | 0 | 0 | 0 | 0 | 0 | 0 |  | 0 | 0 | 0 | 0 | 0 | 0 | 0 | 0 | 0 | 0 | 0 | 60 | 0 | 0 | 1 | 0 | 0 | 0 | 0 | 0 | 0 | 0 | 0 | 0 | 0 | 0 | 70 | 0 | 0 | 1 | 1 | 0 | 1 | 0 | 0 | 0 | -3566.801 | -1411.508 | 344.027 | Lugo - Victorville area constraint | Lugo - Victorville area constraint | Lugo - Victorville area constraint |  | 0 | 0 | 0 | 0 | 0 | 0 | 448 | 554 | 2967 | Moorpark-Pardee Constraint | Moorpark-Pardee Constraint | Moorpark-Pardee Constraint |  | 5 | 1 | YES | 2 | 1 | 1 | NO | 1
SCE Metro | Goodrich | 230 | 0 | 0 | 0 | 0 | 0 | 0 | 0 | 0 | 0 | 1 | 0 | 0 | 0 | 0 | 0 | 0 | 0 | 0 | 0 | 0 | 0 | 0 | 0 | 0 | 0 | 0 | 0 | 0 | 0 | 0 | 0 | 0 | 0 | 0 | 0 | 0 | 0 | 0 | 0 | 0 | 0 | 0 | 0 | 0 | 0 | 0 | 0 | 0 | 0 | 0 | 0 | 0 | 0 | 0 | 0 | 0 | 0 | 0 | 0 | 0 | 0 | 0 | 0 | 0 | 0 | 0 | 0 | 0 | 0 | 0 | 0 | 0 | 0 | 0 | 0 | 0 | 0 | 0 | 0 | 0 | 0 | 0 | 0 | 0 | 0 | 0 | 0 | 0 | 0 | 0 | 0 | 0 | 0 | 0 | 0 | 0 | 0 | 0 |  | 0 | 0 | 0 | 0 | 0 | 0 | 0 | 0 | 0 | 0 | 0 | 0 | 0 | 0 | 0 | 0 | 0 | 0 | 0 | 0 | 0 | 0 | 0 | 0 | 0 | 0 | 0 | 0 | 0 | 0 | 0 | 0 | 0 | 0 | 0 | 0 | 3850.3788 | 8396.608 | 22073.9811 | SCE Metro Area Default Constraint | SCE Metro Area Default Constraint | SCE Metro Area Default Constraint |  | 0 | 0 | 0 | 0 | 0 | 0 | 3850.3788 | 8396.608 | 22073.9811 | SCE Metro Area Default Constraint | SCE Metro Area Default Constraint | SCE Metro Area Default Constraint |  | 1 | 1 | NO | 1 | 1 | 1 | NO | 1
PG&E KERN | Goose Lake | 115 | 0 | 0 | 0 | 0 | 0 | 0 | 0 | 0 | 0 | 0 | 0 | 0 | 0 | 0 | 0 | 0 | 0 | 0 | 0 | 0 | 0 | 0 | 0 | 0 | 0 | 0 | 0 | 0 | 0 | 0 | 0 | 0 | 0 | 0 | 0 | 0 | 0 | 0 | 0 | 0 | 0 | 0 | 0 | 0 | 0 | 0 | 0 | 0 | 0 | 0 | 0 | 0 | 0 | 0 | 0 | 0 | 0 | 0 | 0 | 0 | 0 | 0 | 0 | 0 | 0 | 0 | 0 | 1 | 1 | 0 | 0 | 0 | 0 | 0 | 0 | 1 | 0 | 0 | 0 | 1 | 0 | 0 | 0 | 0 | 0 | 0 | 0 | 0 | 0 | 0 | 0 | 0 | 0 | 0 | 0 | 0 | 0 | 0 |  | 0 | 0 | 0 | 0 | 0 | 0 | 0 | 0 | 0 | 0 | 0 | 0 | 0 | 0 | 0 | 0 | 0 | 0 | 0 | 0 | 0 | 0 | 0 | 0 | 0 | 0 | 0 | 0 | 0 | 0 | 0 | 0 | 1 | 0 | 1 | 0 | 122.65 | -2136.112 | -826.4482 | Cal Flat-Gates 230 kV line | Gates 500/230kV TB #11 | Gates 500/230kV TB #11 |  | 0 | 0 | 0 | 0 | 0 | 0 | 122.65 | 201.6 | 233.6988 | Cal Flat-Gates 230 kV line | Semitropic-Midway 115kV Line | Semitropic-Midway 115kV Line |  | 5 | 1 | YES | 2 | 5 | 1 | YES | 2
SCE Metro | Gould | 230 | 0 | 0 | 0 | 0 | 0 | 0 | 0 | 0 | 0 | 1 | 0 | 0 | 0 | 0 | 0 | 0 | 0 | 0 | 0 | 0 | 0 | 0 | 0 | 0 | 0 | 0 | 0 | 0 | 0 | 0 | 0 | 0 | 0 | 0 | 0 | 0 | 0 | 0 | 0 | 0 | 0 | 0 | 0 | 0 | 0 | 0 | 0 | 0 | 0 | 0 | 0 | 0 | 0 | 0 | 0 | 0 | 0 | 0 | 0 | 0 | 0 | 0 | 0 | 0 | 0 | 0 | 0 | 0 | 0 | 0 | 0 | 0 | 0 | 0 | 0 | 0 | 0 | 0 | 0 | 0 | 0 | 0 | 0 | 0 | 0 | 0 | 0 | 0 | 0 | 0 | 0 | 0 | 0 | 0 | 0 | 0 | 0 | 0 |  | 0 | 0 | 0 | 0 | 0 | 0 | 0 | 0 | 0 | 0 | 0 | 0 | 0 | 0 | 0 | 0 | 0 | 0 | 0 | 0 | 0 | 0 | 0 | 0 | 0 | 0 | 0 | 0 | 0 | 0 | 0 | 0 | 0 | 0 | 0 | 0 | 3850.3788 | 8396.608 | 22073.9811 | SCE Metro Area Default Constraint | SCE Metro Area Default Constraint | SCE Metro Area Default Constraint |  | 0 | 0 | 0 | 0 | 0 | 0 | 3850.3788 | 8396.608 | 22073.9811 | SCE Metro Area Default Constraint | SCE Metro Area Default Constraint | SCE Metro Area Default Constraint |  | 1 | 1 | NO | 1 | 1 | 1 | NO | 1
PG&E NGBA | Grand Island | 115 | 0 | 0 | 0 | 0 | 0 | 0 | 0 | 0 | 0 | 0 | 0 | 0 | 0 | 0 | 0 | 0 | 0 | 0 | 0 | 0 | 0 | 0 | 0 | 0 | 0 | 0 | 0 | 0 | 0 | 0 | 0 | 0 | 0 | 0 | 0 | 0 | 0 | 0 | 0 | 1 | 0 | 0 | 0 | 0 | 1 | 1 | 0 | 1 | 0 | 0 | 0 | 0 | 0 | 0 | 0 | 0 | 0 | 0 | 0 | 1 | 1 | 0 | 0 | 0 | 0 | 0 | 0 | 0 | 0 | 0 | 0 | 0 | 0 | 0 | 0 | 0 | 0 | 0 | 0 | 0 | 0 | 0 | 0 | 0 | 0 | 0 | 0 | 0 | 0 | 0 | 0 | 0 | 0 | 0 | 0 | 0 | 0 | 0 |  | 0 | 0 | 0 | 0 | 0 | 0 | 0 | 0 | 0 | 0 | 0 | 0 | 0 | 0 | 0 | 0 | 0 | 0 | 0 | 0 | 0 | 0 | 0 | 2.73 | 0 | 0 | 0 | 0 | 0 | 1 | 2 | 0 | 1 | 0 | 0 | 0 | -770.34 | -257.6012 | 85.9836 | Collinsville-Tesla 500 kV Line | Collinsville-Tesla 500 kV Line | Rocklin-Pleaseant grove 115kV line |  | 1 | 0 | 0 | 0 | 0 | 0 | -140.65 | 50 | 85.9836 | Bellota-Weber 230kV line | Rocklin-Pleaseant grove 115kV line | Rocklin-Pleaseant grove 115kV line |  | 5 | 5 | NO | 5 | 1 | 1 | NO | 1
SDGE | Granite | 69 | 0 | 0 | 0 | 0 | 0 | 0 | 0 | 0 | 0 | 0 | 0 | 0 | 0 | 0 | 0 | 0 | 0 | 0 | 0 | 0 | 0 | 0 | 0 | 0 | 0 | 0 | 0 | 1 | 0 | 0 | 1 | 0 | 1 | 0 | 0 | 0 | 0 | 0 | 0 | 0 | 0 | 0 | 0 | 0 | 0 | 0 | 0 | 0 | 0 | 0 | 0 | 0 | 0 | 0 | 0 | 0 | 0 | 0 | 0 | 0 | 0 | 0 | 0 | 0 | 0 | 0 | 0 | 0 | 0 | 0 | 0 | 0 | 0 | 0 | 0 | 0 | 0 | 0 | 0 | 0 | 0 | 0 | 0 | 0 | 0 | 0 | 0 | 0 | 0 | 0 | 0 | 0 | 0 | 0 | 0 | 0 | 0 | 2 |  | 0 | 0 | 0 | 0 | 0 | 0 | 0 | 0 | 0 | 0 | 0 | 0 | 0 | 0 | 0 | 0 | 0 | 0 | 0 | 0 | 0 | 0 | 0 | 0 | 0 | 0 | 2.25 | 0 | 0 | 1 | 0 | 1 | 0 | 0 | 0 | 0 | -35.92 | 48.96 | 482.1964 | San Luis Rey-San Onofre 230 kV line constraint | San Luis Rey-San Onofre 230 kV line constraint | El Cajon 69 kV constraint |  | 0 | 1 | 0 | 0 | 0 | 0 | -35.92 | 48.96 | 482.1964 | San Luis Rey-San Onofre 230 kV line constraint | San Luis Rey-San Onofre 230 kV line constraint | El Cajon 69 kV constraint |  | 3 | 3 | NO | 3 | 1 | 1 | NO | 1
PG&E GBA | Grant | 115 | 0 | 0 | 0 | 0 | 0 | 0 | 0 | 0 | 0 | 0 | 0 | 0 | 0 | 0 | 0 | 0 | 0 | 0 | 0 | 0 | 0 | 0 | 0 | 0 | 0 | 0 | 0 | 0 | 0 | 0 | 0 | 0 | 0 | 0 | 0 | 0 | 0 | 0 | 0 | 1 | 0 | 0 | 0 | 0 | 0 | 0 | 0 | 0 | 0 | 0 | 0 | 0 | 1 | 0 | 0 | 0 | 0 | 0 | 0 | 0 | 0 | 0 | 0 | 0 | 0 | 0 | 0 | 0 | 0 | 0 | 0 | 0 | 0 | 0 | 0 | 0 | 0 | 0 | 0 | 0 | 0 | 0 | 0 | 0 | 0 | 0 | 0 | 0 | 0 | 0 | 0 | 0 | 0 | 0 | 0 | 0 | 0 | 1 |  | 0 | 0 | 0 | 0 | 0 | 0 | 0 | 0 | 0 | 0 | 0 | 0 | 0 | 0 | 0 | 0 | 0 | 0 | 0 | 0 | 0 | 0 | 0 | 0 | 0 | 0 | 0 | 0 | 0 | 0 | 1 | 0 | 1 | 0 | 0 | 0 | -770.34 | -257.6012 | 2295.5509 | Collinsville-Tesla 500 kV Line | Collinsville-Tesla 500 kV Line | Collinsville-Tesla 500 kV Line |  | 0 | 0 | 0 | 0 | 0 | 0 | 2442.8 | 2580.8 | 2295.5509 | Sobrante-Moraga 230 kV line | Sobrante-Moraga 230 kV line | Collinsville-Tesla 500 kV Line |  | 5 | 1 | YES | 2 | 1 | 1 | NO | 1
PG&E GBA | Green Valley | 115 | 0 | 0 | 0 | 0 | 0 | 0 | 0 | 0 | 0 | 0 | 0 | 0 | 0 | 0 | 0 | 0 | 0 | 0 | 0 | 0 | 0 | 0 | 0 | 0 | 0 | 0 | 0 | 0 | 0 | 0 | 0 | 0 | 0 | 0 | 0 | 0 | 0 | 0 | 0 | 0 | 0 | 0 | 0 | 0 | 0 | 0 | 0 | 0 | 0 | 0 | 0 | 0 | 1 | 0 | 0 | 1 | 0 | 0 | 0 | 1 | 0 | 0 | 0 | 0 | 1 | 0 | 0 | 0 | 0 | 0 | 0 | 0 | 0 | 0 | 0 | 0 | 0 | 0 | 0 | 0 | 0 | 0 | 0 | 0 | 0 | 0 | 0 | 0 | 0 | 0 | 0 | 0 | 0 | 0 | 0 | 0 | 1 | 1 |  | 0 | 0 | 0 | 0 | 0 | 0 | 0 | 0 | 0 | 0 | 0 | 0 | 0 | 0 | 0 | 0 | 0 | 0 | 0 | 0 | 0 | 0 | 0 | 0 | 0 | 0 | 0 | 0 | 0 | 0 | 0 | 0 | 0 | 0 | 0 | 0 | 155 | 161.5 | 72 | Morganhill-Metcalf 115kV Line | Morganhill-Metcalf 115kV Line | Morganhill-Metcalf 115kV Line |  | 0 | 0 | 0 | 0 | 0 | 0 | 155 | 161.5 | 72 | Morganhill-Metcalf 115kV Line | Morganhill-Metcalf 115kV Line | Morganhill-Metcalf 115kV Line |  | 1 | 1 | NO | 1 | 1 | 1 | NO | 1
PG&E NGBA | Greenleaf 1 | 115 | 0 | 0 | 0 | 0 | 0 | 0 | 0 | 0 | 0 | 0 | 0 | 0 | 0 | 0 | 0 | 0 | 0 | 0 | 0 | 0 | 0 | 0 | 0 | 0 | 0 | 0 | 0 | 0 | 0 | 0 | 0 | 0 | 0 | 0 | 0 | 0 | 0 | 0 | 0 | 1 | 0 | 0 | 0 | 0 | 1 | 1 | 1 | 1 | 0 | 0 | 0 | 0 | 0 | 0 | 0 | 0 | 0 | 0 | 0 | 1 | 1 | 0 | 0 | 0 | 0 | 0 | 0 | 0 | 0 | 0 | 0 | 0 | 0 | 0 | 0 | 0 | 0 | 0 | 0 | 0 | 0 | 0 | 0 | 0 | 0 | 0 | 0 | 0 | 0 | 0 | 0 | 0 | 0 | 0 | 0 | 0 | 0 | 0 |  | 0 | 0 | 0 | 0 | 0 | 0 | 0 | 0 | 0 | 0 | 0 | 0 | 0 | 0 | 0 | 0 | 0 | 0 | 0 | 0 | 0 | 0 | 0 | 0 | 0 | 0 | 0 | 0 | 0 | 0 | 2 | 0 | 1 | 0 | 0 | 0 | -770.34 | -257.6012 | 85.9836 | Collinsville-Tesla 500 kV Line | Collinsville-Tesla 500 kV Line | Rocklin-Pleaseant grove 115kV line |  | 1 | 0 | 0 | 0 | 0 | 0 | -140.65 | 50 | 85.9836 | Bellota-Weber 230kV line | Rocklin-Pleaseant grove 115kV line | Rocklin-Pleaseant grove 115kV line |  | 5 | 5 | NO | 5 | 1 | 1 | NO | 1
PG&E FRESNO | Gregg | 230 | 0 | 0 | 0 | 0 | 0 | 0 | 0 | 0 | 0 | 0 | 0 | 0 | 0 | 0 | 0 | 0 | 0 | 0 | 0 | 0 | 0 | 0 | 0 | 0 | 0 | 0 | 0 | 0 | 0 | 0 | 0 | 0 | 0 | 0 | 0 | 0 | 0 | 0 | 0 | 0 | 0 | 0 | 0 | 0 | 0 | 1 | 0 | 0 | 0 | 0 | 0 | 0 | 0 | 0 | 0 | 0 | 0 | 0 | 0 | 0 | 0 | 0 | 0 | 0 | 0 | 0 | 0 | 0 | 0 | 0 | 0 | 0 | 0 | 0 | 0 | 0 | 0 | 0 | 1 | 1 | 0 | 1 | 1 | 1 | 0 | 1 | 0 | 1 | 1 | 1 | 0 | 0 | 0 | 0 | 0 | 0 | 0 | 1 |  | 0 | 0 | 0 | 0 | 0 | 0 | 0 | 0 | 0 | 0 | 0 | 0 | 0 | 0 | 0 | 0 | 0 | 0 | 0 | 0 | 0 | 0 | 0 | 0 | 0 | 0 | 0 | 0 | 140 | 1 | 3 | 0 | 4 | 0 | 2 | 0 | -544.45 | -2136.112 | -1421.793 | Borden-Storey #1 230kV line | Gates 500/230kV TB #11 | Gates 500/230kV TB #12 |  | 1 | 0 | 0 | 0 | 0 | 0 | -140.65 | 268.5 | 908.5476 | Bellota-Weber 230kV line | Bellota-Weber 230kV line | Chowchilla-Le grand 115kV Line |  | 5 | 5 | NO | 5 | 5 | 1 | YES | 2
PG&E FRESNO | Grimmway-Malaga | 115 | 0 | 0 | 0 | 0 | 0 | 0 | 0 | 0 | 0 | 0 | 0 | 0 | 0 | 0 | 0 | 0 | 0 | 0 | 0 | 0 | 0 | 0 | 0 | 0 | 0 | 0 | 0 | 0 | 0 | 0 | 0 | 0 | 0 | 0 | 0 | 0 | 0 | 0 | 0 | 0 | 0 | 0 | 0 | 0 | 0 | 1 | 0 | 0 | 0 | 0 | 0 | 0 | 0 | 0 | 0 | 0 | 0 | 0 | 0 | 0 | 0 | 0 | 0 | 0 | 0 | 0 | 0 | 0 | 0 | 0 | 0 | 0 | 0 | 0 | 0 | 0 | 0 | 0 | 1 | 1 | 0 | 1 | 0 | 0 | 0 | 1 | 0 | 0 | 0 | 1 | 0 | 0 | 0 | 0 | 0 | 0 | 0 | 1 |  | 0 | 0 | 0 | 0 | 0 | 0 | 0 | 0 | 0 | 0 | 0 | 0 | 0 | 0 | 0 | 0 | 0 | 0 | 0 | 0 | 0 | 0 | 0 | 0 | 0 | 0 | 0 | 0 | 0 | 0 | 2 | 0 | 3 | 0 | 2 | 0 | -544.45 | -2136.112 | -1421.793 | Borden-Storey #1 230kV line | Gates 500/230kV TB #11 | Gates 500/230kV TB #12 |  | 1 | 0 | 0 | 0 | 0 | 0 | -140.65 | 268.5 | 1633.3998 | Bellota-Weber 230kV line | Bellota-Weber 230kV line | Bellota-Weber 230kV line |  | 5 | 5 | NO | 5 | 5 | 1 | YES | 2
PG&E NGBA | Grizzly | 230 | 0 | 0 | 0 | 0 | 0 | 0 | 0 | 0 | 0 | 0 | 0 | 0 | 0 | 0 | 0 | 0 | 0 | 0 | 0 | 0 | 0 | 0 | 0 | 0 | 0 | 0 | 0 | 0 | 0 | 0 | 0 | 0 | 0 | 0 | 0 | 0 | 0 | 0 | 0 | 1 | 1 | 0 | 1 | 0 | 1 | 1 | 1 | 1 | 0 | 0 | 0 | 0 | 0 | 0 | 0 | 0 | 0 | 0 | 0 | 1 | 1 | 0 | 0 | 0 | 0 | 0 | 0 | 0 | 0 | 0 | 0 | 0 | 0 | 0 | 0 | 0 | 0 | 0 | 0 | 0 | 0 | 0 | 0 | 0 | 0 | 0 | 0 | 0 | 0 | 0 | 0 | 0 | 0 | 0 | 0 | 0 | 0 | 0 |  | 0 | 0 | 0 | 0 | 0 | 0 | 0 | 0 | 0 | 0 | 0 | 0 | 0 | 0 | 0 | 0 | 0 | 0 | 0 | 0 | 0 | 0 | 0 | 0 | 0 | 0 | 0 | 0 | 0 | 0 | 2 | 0 | 1 | 0 | 0 | 0 | -770.34 | -257.6012 | 32.84 | Collinsville-Tesla 500 kV Line | Collinsville-Tesla 500 kV Line | Woodland- Davis 115kV line |  | 1 | 0 | 0 | 0 | 0 | 0 | -140.65 | 50 | 32.84 | Bellota-Weber 230kV line | Rocklin-Pleaseant grove 115kV line | Woodland- Davis 115kV line |  | 5 | 5 | NO | 5 | 1 | 1 | NO | 1
PG&E FRESNO | Guernsey | 70 | 0 | 0 | 0 | 0 | 0 | 0 | 0 | 0 | 0 | 0 | 0 | 0 | 0 | 0 | 0 | 0 | 0 | 0 | 0 | 0 | 0 | 0 | 0 | 0 | 0 | 0 | 0 | 0 | 0 | 0 | 0 | 0 | 0 | 0 | 0 | 0 | 0 | 0 | 0 | 0 | 0 | 0 | 0 | 0 | 0 | 1 | 0 | 0 | 0 | 0 | 0 | 0 | 0 | 0 | 0 | 0 | 0 | 0 | 0 | 0 | 0 | 0 | 0 | 0 | 0 | 0 | 0 | 0 | 0 | 0 | 0 | 0 | 0 | 0 | 0 | 0 | 0 | 0 | 1 | 1 | 0 | 1 | 0 | 0 | 0 | 1 | 0 | 0 | 0 | 1 | 0 | 0 | 0 | 0 | 1 | 0 | 0 | 1 |  | 0 | 0 | 0 | 0 | 0 | 0 | 0 | 0 | 0 | 0 | 0 | 0 | 0 | 0 | 0 | 0 | 0 | 0 | 0 | 0 | 0 | 0 | 0 | 0 | 0 | 0 | 0 | 0 | 0 | 0 | 2 | 0 | 4 | 0 | 2 | 1 | -544.45 | -2136.112 | -2136.2316 | Borden-Storey #1 230kV line | Gates 500/230kV TB #11 | Mustang-Henrietta 230 kV line |  | 1 | 0 | 0 | 0 | 0 | 0 | -140.65 | 268.5 | 342.7684 | Bellota-Weber 230kV line | Bellota-Weber 230kV line | Mustang-Henrietta 230 kV line |  | 5 | 5 | NO | 5 | 5 | 1 | YES | 2
PG&E FRESNO | GWF Hanford | 115 | 0 | 0 | 0 | 0 | 0 | 0 | 0 | 0 | 0 | 0 | 0 | 0 | 0 | 0 | 0 | 0 | 0 | 0 | 0 | 0 | 0 | 0 | 0 | 0 | 0 | 0 | 0 | 0 | 0 | 0 | 0 | 0 | 0 | 0 | 0 | 0 | 0 | 0 | 0 | 0 | 0 | 0 | 0 | 0 | 0 | 1 | 0 | 0 | 0 | 0 | 0 | 0 | 0 | 0 | 0 | 0 | 0 | 0 | 0 | 0 | 0 | 0 | 0 | 0 | 0 | 0 | 0 | 0 | 0 | 0 | 0 | 0 | 0 | 0 | 0 | 0 | 0 | 0 | 1 | 1 | 0 | 1 | 0 | 1 | 0 | 1 | 0 | 0 | 0 | 1 | 0 | 0 | 0 | 0 | 0 | 0 | 0 | 1 |  | 0 | 0 | 0 | 0 | 0 | 0 | 0 | 0 | 0 | 0 | 0 | -51.4 | 0 | 0 | 1 | 0 | 0 | 0 | 0 | 0 | 0 | 0 | 0 | 0 | 0 | 0 | 80 | 0 | 0 | 1 | 3 | 0 | 4 | 0 | 2 | 0 | -544.45 | -2136.112 | -1421.793 | Borden-Storey #1 230kV line | Gates 500/230kV TB #11 | Gates 500/230kV TB #12 |  | 1 | 0 | 0 | 0 | 0 | 0 | -140.65 | 268.5 | 908.5476 | Bellota-Weber 230kV line | Bellota-Weber 230kV line | Chowchilla-Le grand 115kV Line |  | 5 | 5 | NO | 5 | 5 | 1 | YES | 2
PG&E FRESNO | Haas | 230 | 0 | 0 | 0 | 0 | 0 | 0 | 0 | 0 | 0 | 0 | 0 | 0 | 0 | 0 | 0 | 0 | 0 | 0 | 0 | 0 | 0 | 0 | 0 | 0 | 0 | 0 | 0 | 0 | 0 | 0 | 0 | 0 | 0 | 0 | 0 | 0 | 0 | 0 | 0 | 0 | 0 | 0 | 0 | 0 | 0 | 1 | 0 | 0 | 0 | 0 | 0 | 0 | 0 | 0 | 0 | 0 | 0 | 0 | 0 | 0 | 0 | 0 | 0 | 0 | 0 | 0 | 0 | 0 | 0 | 0 | 0 | 0 | 0 | 0 | 0 | 0 | 0 | 0 | 1 | 1 | 0 | 1 | 0 | 0 | 0 | 1 | 0 | 0 | 0 | 1 | 0 | 0 | 0 | 0 | 0 | 0 | 0 | 1 |  | 0 | 0 | 0 | 0 | 0 | 0 | 0 | 0 | 0 | 0 | 0 | 0 | 0 | 0 | 0 | 0 | 0 | 0 | 0 | 0 | 0 | 0 | 0 | 0 | 0 | 0 | 0 | 0 | 0 | 0 | 2 | 0 | 3 | 0 | 2 | 0 | -544.45 | -2136.112 | -1421.793 | Borden-Storey #1 230kV line | Gates 500/230kV TB #11 | Gates 500/230kV TB #12 |  | 1 | 0 | 0 | 0 | 0 | 0 | -140.65 | 268.5 | 1633.3998 | Bellota-Weber 230kV line | Bellota-Weber 230kV line | Bellota-Weber 230kV line |  | 5 | 5 | NO | 5 | 5 | 1 | YES | 2
PG&E FRESNO | Hammonds | 115 | 0 | 0 | 0 | 0 | 0 | 0 | 0 | 0 | 0 | 0 | 0 | 0 | 0 | 0 | 0 | 0 | 0 | 0 | 0 | 0 | 0 | 0 | 0 | 0 | 0 | 0 | 0 | 0 | 0 | 0 | 0 | 0 | 0 | 0 | 0 | 0 | 0 | 0 | 0 | 0 | 0 | 0 | 0 | 0 | 0 | 0 | 0 | 0 | 0 | 0 | 0 | 0 | 0 | 0 | 0 | 0 | 0 | 0 | 0 | 0 | 0 | 0 | 0 | 0 | 0 | 0 | 0 | 0 | 0 | 0 | 0 | 0 | 0 | 0 | 0 | 0 | 0 | 0 | 0 | 1 | 0 | 0 | 0 | 0 | 0 | 1 | 0 | 1 | 0 | 0 | 0 | 0 | 1 | 0 | 0 | 0 | 0 | 1 |  | 0 | 0 | 0 | 0 | 0 | 0 | 0 | 0 | 0 | 0 | 0 | 0 | 0 | 0 | 0 | 0 | 0 | 0 | 0 | 0 | 0 | 0 | 0 | 0 | 100 | 0 | 0 | 0 | 0 | 1 | 0 | 0 | 1 | 0 | 1 | 0 | 485.45 | -2136.112 | -826.4482 | Oro Loma-El Nido 115kV Line | Gates 500/230kV TB #11 | Gates 500/230kV TB #11 |  | 0 | 0 | 0 | 0 | 0 | 0 | 485.45 | 373.45 | 126.1276 | Oro Loma-El Nido 115kV Line | Oro Loma-El Nido 115kV Line | Oro Loma-El Nido 115kV Line |  | 5 | 1 | YES | 2 | 5 | 1 | YES | 2
SCE Metro | HarborGen | 230 | 0 | 0 | 0 | 0 | 0 | 0 | 0 | 0 | 0 | 1 | 0 | 0 | 0 | 0 | 0 | 0 | 0 | 0 | 0 | 0 | 0 | 0 | 0 | 0 | 0 | 0 | 0 | 0 | 0 | 0 | 0 | 0 | 0 | 0 | 0 | 0 | 0 | 0 | 0 | 0 | 0 | 0 | 0 | 0 | 0 | 0 | 0 | 0 | 0 | 0 | 0 | 0 | 0 | 0 | 0 | 0 | 0 | 0 | 0 | 0 | 0 | 0 | 0 | 0 | 0 | 0 | 0 | 0 | 0 | 0 | 0 | 0 | 0 | 0 | 0 | 0 | 0 | 0 | 0 | 0 | 0 | 0 | 0 | 0 | 0 | 0 | 0 | 0 | 0 | 0 | 0 | 0 | 0 | 0 | 0 | 0 | 0 | 0 |  | 0 | 0 | 0 | 0 | 0 | 0 | 0 | 0 | 0 | 0 | 0 | 0 | 0 | 0 | 0 | 0 | 0 | 0 | 0 | 0 | 0 | 0 | 0 | 0 | 0 | 0 | 0 | 0 | 0 | 0 | 0 | 0 | 0 | 0 | 0 | 0 | 3850.3788 | 8396.608 | 22073.9811 | SCE Metro Area Default Constraint | SCE Metro Area Default Constraint | SCE Metro Area Default Constraint |  | 0 | 0 | 0 | 0 | 0 | 0 | 3850.3788 | 8396.608 | 22073.9811 | SCE Metro Area Default Constraint | SCE Metro Area Default Constraint | SCE Metro Area Default Constraint |  | 1 | 1 | NO | 1 | 1 | 1 | NO | 1
PG&E NGBA | Harris | 60 | 0 | 0 | 0 | 0 | 0 | 0 | 0 | 0 | 0 | 0 | 0 | 0 | 0 | 0 | 0 | 0 | 0 | 0 | 0 | 0 | 0 | 0 | 0 | 0 | 0 | 0 | 0 | 0 | 0 | 0 | 0 | 0 | 0 | 0 | 0 | 0 | 0 | 0 | 0 | 1 | 0 | 0 | 0 | 0 | 0 | 0 | 0 | 0 | 0 | 0 | 0 | 0 | 0 | 0 | 0 | 0 | 0 | 0 | 0 | 0 | 0 | 0 | 0 | 0 | 0 | 0 | 0 | 0 | 0 | 0 | 0 | 0 | 0 | 0 | 0 | 0 | 0 | 0 | 0 | 0 | 0 | 0 | 0 | 0 | 0 | 0 | 0 | 0 | 0 | 0 | 0 | 0 | 0 | 0 | 0 | 0 | 0 | 0 |  | 0 | 0 | 0 | 0 | 0 | 0 | 0 | 0 | 0 | 0 | 0 | 0 | 0 | 0 | 0 | 0 | 0 | 0 | 0 | 0 | 0 | 0 | 0 | 0 | 0 | 0 | 0 | 0 | 0 | 0 | 1 | 0 | 1 | 0 | 0 | 0 | -770.34 | -257.6012 | 2295.5509 | Collinsville-Tesla 500 kV Line | Collinsville-Tesla 500 kV Line | Collinsville-Tesla 500 kV Line |  | 0 | 0 | 0 | 0 | 0 | 0 | 7874.66 | 8387.3988 | 2295.5509 | Collinsville-Tesla 500 kV Line | Collinsville-Tesla 500 kV Line | Collinsville-Tesla 500 kV Line |  | 5 | 1 | YES | 2 | 1 | 1 | NO | 1
EOP | Harry Allen | 500 | 0 | 0 | 0 | 0 | 0 | 0 | 0 | 0 | 0 | 0 | 0 | 0 | 0 | 0 | 0 | 0 | 0 | 0 | 0 | 0 | 0 | 0 | 0 | 1 | 1 | 0 | 0 | 0 | 0 | 0 | 0 | 0 | 0 | 0 | 0 | 0 | 0 | 0 | 0 | 0 | 0 | 0 | 0 | 0 | 0 | 0 | 0 | 0 | 0 | 0 | 0 | 0 | 0 | 0 | 0 | 0 | 0 | 0 | 0 | 0 | 0 | 0 | 0 | 0 | 0 | 0 | 0 | 0 | 0 | 0 | 0 | 0 | 0 | 0 | 0 | 0 | 0 | 0 | 0 | 0 | 0 | 0 | 0 | 0 | 0 | 0 | 0 | 0 | 0 | 0 | 0 | 0 | 0 | 0 | 0 | 0 | 0 | 1 |  | 0 | 0 | 0 | 0 | 0 | 0 | 0 | 0 | 0 | 0 | 0 | 0 | 0 | 0 | 0 | 0 | 0 | 0 | 0 | 0 | 0 | 0 | 0 | 0 | 0 | 301.2 | 0 | 0 | 0 | 1 | 1 | 0 | 1 | 0 | 0 | 0 | -3566.801 | -1411.508 | 344.027 | Lugo - Victorville area constraint | Lugo - Victorville area constraint | Lugo - Victorville area constraint |  | 0 | 0 | 0 | 0 | 0 | 0 | 576.5 | 1808.75 | 4302.626 | Sloan Canyon - Eldorado 500 kV constraint | Sloan Canyon - Eldorado 500 kV constraint | Sloan Canyon - Eldorado 500 kV constraint |  | 5 | 1 | YES | 2 | 1 | 1 | NO | 1
PG&E NGBA | Hartley | 60 | 0 | 0 | 0 | 0 | 0 | 0 | 0 | 0 | 0 | 0 | 0 | 0 | 0 | 0 | 0 | 0 | 0 | 0 | 0 | 0 | 0 | 0 | 0 | 0 | 0 | 0 | 0 | 0 | 0 | 0 | 0 | 0 | 0 | 0 | 0 | 0 | 0 | 0 | 0 | 1 | 0 | 0 | 0 | 0 | 0 | 0 | 0 | 0 | 0 | 0 | 0 | 0 | 1 | 0 | 0 | 0 | 0 | 0 | 0 | 0 | 0 | 0 | 0 | 0 | 0 | 0 | 1 | 0 | 0 | 0 | 0 | 0 | 0 | 0 | 0 | 0 | 0 | 0 | 0 | 0 | 0 | 0 | 0 | 0 | 0 | 0 | 0 | 0 | 0 | 0 | 0 | 0 | 0 | 0 | 0 | 0 | 0 | 1 |  | 0 | 0 | 0 | 0 | 0 | 0 | 0 | 0 | 0 | 0 | 0 | 0 | 0 | 0 | 0 | 0 | 0 | 0 | 0 | 0 | 0 | 0 | 0 | 0 | 0 | 0 | 0 | 0 | 0 | 0 | 2 | 0 | 2 | 0 | 0 | 0 | -770.34 | -257.6012 | 381.1526 | Collinsville-Tesla 500 kV Line | Collinsville-Tesla 500 kV Line | Birds Landing-Contra Costa 230kV Line |  | 1 | 0 | 1 | 0 | 0 | 0 | -278.39 | -7.9962 | 381.1526 | Birds Landing-Contra Costa 230kV Line | Birds Landing-Contra Costa 230kV Line | Birds Landing-Contra Costa 230kV Line |  | 5 | 5 | NO | 5 | 1 | 1 | NO | 1
SCE NOL | Harvard | 115 | 0 | 0 | 0 | 0 | 0 | 0 | 0 | 0 | 0 | 0 | 0 | 1 | 1 | 1 | 0 | 0 | 0 | 0 | 0 | 0 | 0 | 0 | 0 | 0 | 0 | 0 | 0 | 0 | 0 | 0 | 0 | 0 | 0 | 0 | 0 | 0 | 0 | 0 | 0 | 0 | 0 | 0 | 0 | 0 | 0 | 0 | 0 | 0 | 0 | 0 | 0 | 0 | 0 | 0 | 0 | 0 | 0 | 0 | 0 | 0 | 0 | 0 | 0 | 0 | 0 | 0 | 0 | 0 | 0 | 0 | 0 | 0 | 0 | 0 | 0 | 0 | 0 | 0 | 0 | 0 | 0 | 0 | 0 | 0 | 0 | 0 | 0 | 0 | 0 | 0 | 0 | 0 | 0 | 0 | 0 | 0 | 0 | 3 |  | 0 | 0 | 0 | 0 | 0 | 0 | 0 | 0 | 0 | 0 | 0 | 0 | 0 | 0 | 0 | 0 | 0 | 0 | 0 | 0 | 0 | 0 | 0 | 0 | 0 | 0 | 0 | 0 | 0 | 0 | 0 | 2 | 0 | 2 | 0 | 0 | -280.6 | -110.25 | 1093.724 | South of Kramer Area Constraint | South of Kramer Area Constraint | South of Kramer Area Constraint |  | 0 | 3 | 0 | 0 | 0 | 0 | -80.6 | 89.75 | 1093.724 | South of Kramer Area Constraint | South of Kramer Area Constraint | South of Kramer Area Constraint |  | 4 | 3 | YES | 3 | 1 | 1 | NO | 1
SDGE | Hassayampa | 500 | 0 | 0 | 0 | 0 | 0 | 0 | 0 | 0 | 0 | 0 | 0 | 0 | 0 | 0 | 0 | 0 | 0 | 1 | 0 | 0 | 0 | 0 | 0 | 0 | 1 | 0 | 0 | 0 | 0 | 0 | 0 | 1 | 0 | 0 | 0 | 0 | 0 | 0 | 0 | 0 | 0 | 0 | 0 | 0 | 0 | 0 | 0 | 0 | 0 | 0 | 0 | 0 | 0 | 0 | 0 | 0 | 0 | 0 | 0 | 0 | 0 | 0 | 0 | 0 | 0 | 0 | 0 | 0 | 0 | 0 | 0 | 0 | 0 | 0 | 0 | 0 | 0 | 0 | 0 | 0 | 0 | 0 | 0 | 0 | 0 | 0 | 0 | 0 | 0 | 0 | 0 | 0 | 0 | 0 | 0 | 0 | 0 | 2 |  | 0 | 0 | 0 | 0 | 0 | 0 | 0 | 0 | 0 | 52.5 | 0 | 10 | 0 | 0 | 1 | 0 | 0 | 0 | 0 | 0 | 0 | 0 | 0 | 0 | 3687 | 2000 | 95 | 815 | 0 | 1 | 1 | 2 | 1 | 2 | 0 | 1 | -3566.801 | -1411.508 | -314.404 | Lugo - Victorville area constraint | Lugo - Victorville area constraint | Devers-Red Bluff Constraint |  | 0 | 2 | 0 | 2 | 0 | 1 | -1231.146 | -737.708 | -314.404 | Devers-Red Bluff Constraint | Devers-Red Bluff Constraint | Devers-Red Bluff Constraint |  | 5 | 4 | YES | 4 | 4 | 4 | NO | 4
PG&E FRESNO | Helm | 230 | 0 | 0 | 0 | 0 | 0 | 0 | 0 | 0 | 0 | 0 | 0 | 0 | 0 | 0 | 0 | 0 | 0 | 0 | 0 | 0 | 0 | 0 | 0 | 0 | 0 | 0 | 0 | 0 | 0 | 0 | 0 | 0 | 0 | 0 | 0 | 0 | 0 | 0 | 0 | 0 | 0 | 0 | 0 | 0 | 0 | 1 | 0 | 0 | 0 | 0 | 0 | 0 | 0 | 0 | 0 | 0 | 0 | 0 | 0 | 0 | 0 | 0 | 0 | 0 | 0 | 0 | 0 | 0 | 0 | 0 | 0 | 0 | 0 | 0 | 0 | 0 | 0 | 0 | 1 | 1 | 0 | 1 | 0 | 0 | 0 | 1 | 0 | 0 | 0 | 1 | 0 | 0 | 0 | 0 | 0 | 0 | 0 | 1 |  | 0 | 0 | 0 | 0 | 0 | 0 | 0 | 0 | 0 | 0 | 0 | 0 | 0 | 0 | 0 | 0 | 0 | 0 | 0 | 0 | 0 | 0 | 0 | 0 | 0 | 0 | 0 | 0 | 0 | 0 | 2 | 0 | 3 | 0 | 2 | 0 | -544.45 | -2136.112 | -1421.793 | Borden-Storey #1 230kV line | Gates 500/230kV TB #11 | Gates 500/230kV TB #12 |  | 1 | 0 | 0 | 0 | 0 | 0 | -140.65 | 268.5 | 1633.3998 | Bellota-Weber 230kV line | Bellota-Weber 230kV line | Bellota-Weber 230kV line |  | 5 | 5 | NO | 5 | 5 | 1 | YES | 2
PG&E FRESNO | Helm | 70 | 0 | 0 | 0 | 0 | 0 | 0 | 0 | 0 | 0 | 0 | 0 | 0 | 0 | 0 | 0 | 0 | 0 | 0 | 0 | 0 | 0 | 0 | 0 | 0 | 0 | 0 | 0 | 0 | 0 | 0 | 0 | 0 | 0 | 0 | 0 | 0 | 0 | 0 | 0 | 0 | 0 | 0 | 0 | 0 | 0 | 0 | 0 | 0 | 0 | 0 | 0 | 0 | 0 | 0 | 0 | 0 | 0 | 0 | 0 | 0 | 0 | 0 | 0 | 0 | 0 | 0 | 0 | 0 | 0 | 0 | 0 | 0 | 0 | 0 | 0 | 0 | 0 | 0 | 0 | 1 | 0 | 1 | 0 | 0 | 0 | 1 | 0 | 0 | 0 | 0 | 0 | 1 | 0 | 0 | 0 | 0 | 0 | 1 |  | 0 | 0 | 0 | 0 | 0 | 0 | 0 | 0 | 0 | 0 | 0 | 0 | 0 | 0 | 0 | 0 | 0 | 0 | 0 | 0 | 0 | 0 | 0 | 0 | 0 | 0 | 0 | 0 | 0 | 0 | 0 | 0 | 1 | 0 | 1 | 0 | 3 | -2136.112 | -826.4482 | Helm 230/70kV TB #1 | Gates 500/230kV TB #11 | Gates 500/230kV TB #11 |  | 0 | 0 | 0 | 0 | 0 | 0 | 3 | 20.5 | 135.35 | Helm 230/70kV TB #1 | Helm 230/70kV TB #1 | Helm 230/70kV TB #1 |  | 5 | 1 | YES | 2 | 5 | 1 | YES | 2
PG&E FRESNO | Henrietta | 115 | 0 | 0 | 0 | 0 | 0 | 0 | 0 | 0 | 0 | 0 | 0 | 0 | 0 | 0 | 0 | 0 | 0 | 0 | 0 | 0 | 0 | 0 | 0 | 0 | 0 | 0 | 0 | 0 | 0 | 0 | 0 | 0 | 0 | 0 | 0 | 0 | 0 | 0 | 0 | 0 | 0 | 0 | 0 | 0 | 0 | 0 | 0 | 0 | 0 | 0 | 0 | 0 | 0 | 0 | 0 | 0 | 0 | 0 | 0 | 0 | 0 | 0 | 0 | 0 | 0 | 0 | 0 | 0 | 1 | 0 | 0 | 0 | 0 | 0 | 0 | 0 | 0 | 0 | 0 | 1 | 0 | 1 | 0 | 0 | 0 | 1 | 0 | 0 | 0 | 0 | 0 | 0 | 0 | 0 | 0 | 0 | 0 | 1 |  | 0 | 0 | 0 | 0 | 0 | 0 | 0 | 0 | 0 | 0 | 0 | 0 | 0 | 0 | 0 | 0 | 0 | 0 | 0 | 0 | 0 | 0 | 0 | 0 | 0 | 0 | 0 | 20 | 0 | 1 | 0 | 0 | 1 | 0 | 1 | 0 | 839.65 | -2136.112 | -826.4482 | Los Banos 500/230kV TB | Gates 500/230kV TB #11 | Gates 500/230kV TB #11 |  | 0 | 0 | 0 | 0 | 0 | 0 | 839.65 | 1249.37 | 1197.7988 | Los Banos 500/230kV TB | Gates-Arco 230 kV Line | Gates-Arco 230 kV Line |  | 5 | 1 | YES | 2 | 5 | 1 | YES | 2
PG&E FRESNO | Henrietta | 230 | 0 | 0 | 0 | 0 | 0 | 0 | 0 | 0 | 0 | 0 | 0 | 0 | 0 | 0 | 0 | 0 | 0 | 0 | 0 | 0 | 0 | 0 | 0 | 0 | 0 | 0 | 0 | 0 | 0 | 0 | 0 | 0 | 0 | 0 | 0 | 0 | 0 | 0 | 0 | 0 | 0 | 0 | 0 | 0 | 0 | 0 | 0 | 0 | 0 | 0 | 0 | 0 | 0 | 0 | 0 | 0 | 0 | 0 | 0 | 0 | 0 | 0 | 0 | 0 | 0 | 0 | 0 | 0 | 1 | 0 | 0 | 0 | 0 | 0 | 0 | 0 | 0 | 0 | 0 | 1 | 0 | 1 | 0 | 0 | 0 | 0 | 0 | 0 | 0 | 0 | 0 | 0 | 0 | 0 | 0 | 0 | 0 | 0 |  | 0 | 0 | 0 | 0 | 0 | 0 | 0 | 0 | 0 | 0 | 0 | 0 | 0 | 0 | 0 | 0 | 0 | 0 | 0 | 0 | 0 | 0 | 0 | 0 | 0 | 0 | 0 | 314 | 0 | 1 | 0 | 0 | 1 | 0 | 1 | 0 | 888.72 | -2136.112 | -826.4482 | Gates 500/230kV TB #11 | Gates 500/230kV TB #11 | Gates 500/230kV TB #11 |  | 0 | 0 | 0 | 0 | 0 | 0 | 1194.55 | 1249.37 | 1197.7988 | Gates-Arco 230 kV Line | Gates-Arco 230 kV Line | Gates-Arco 230 kV Line |  | 5 | 1 | YES | 2 | 5 | 1 | YES | 2
PG&E FRESNO | Henrietta | 70 | 0 | 0 | 0 | 0 | 0 | 0 | 0 | 0 | 0 | 0 | 0 | 0 | 0 | 0 | 0 | 0 | 0 | 0 | 0 | 0 | 0 | 0 | 0 | 0 | 0 | 0 | 0 | 0 | 0 | 0 | 0 | 0 | 0 | 0 | 0 | 0 | 0 | 0 | 0 | 0 | 0 | 0 | 0 | 0 | 0 | 1 | 0 | 0 | 0 | 0 | 0 | 0 | 0 | 0 | 0 | 0 | 0 | 0 | 0 | 0 | 0 | 0 | 0 | 0 | 0 | 0 | 0 | 0 | 0 | 0 | 0 | 0 | 0 | 0 | 0 | 0 | 0 | 0 | 1 | 0 | 0 | 1 | 0 | 0 | 0 | 1 | 0 | 0 | 0 | 1 | 0 | 0 | 0 | 0 | 1 | 0 | 0 | 1 |  | 0 | 0 | 0 | 0 | 0 | 0 | 0 | 0 | 3 | 0 | 0 | -99.4 | 0 | 0 | 1 | 0 | 0 | 0 | 0 | 0 | 0 | 0 | 0 | 3 | 0 | 0 | 73.8 | 0 | 0 | 1 | 2 | 0 | 3 | 0 | 1 | 1 | -544.45 | -1862.092 | -2136.2316 | Borden-Storey #1 230kV line | Gates 500/230kV TB #12 | Mustang-Henrietta 230 kV line |  | 1 | 0 | 0 | 0 | 0 | 0 | -140.65 | 268.5 | 342.7684 | Bellota-Weber 230kV line | Bellota-Weber 230kV line | Mustang-Henrietta 230 kV line |  | 5 | 5 | NO | 5 | 5 | 1 | YES | 2
PG&E FRESNO | Herndon | 115 | 0 | 0 | 0 | 0 | 0 | 0 | 0 | 0 | 0 | 0 | 0 | 0 | 0 | 0 | 0 | 0 | 0 | 0 | 0 | 0 | 0 | 0 | 0 | 0 | 0 | 0 | 0 | 0 | 0 | 0 | 0 | 0 | 0 | 0 | 0 | 0 | 0 | 0 | 0 | 0 | 0 | 0 | 0 | 0 | 0 | 0 | 0 | 0 | 0 | 0 | 0 | 0 | 0 | 0 | 0 | 0 | 0 | 0 | 0 | 0 | 0 | 0 | 0 | 0 | 0 | 0 | 0 | 0 | 0 | 0 | 0 | 0 | 0 | 0 | 0 | 0 | 0 | 0 | 0 | 1 | 0 | 1 | 1 | 1 | 0 | 1 | 0 | 1 | 0 | 0 | 0 | 0 | 1 | 0 | 0 | 0 | 0 | 1 |  | 0 | 0 | 0 | 0 | 0 | 0 | 0 | 0 | 0 | 0 | 0 | 0 | 0 | 0 | 0 | 0 | 0 | 0 | 0 | 0 | 0 | 0 | 0 | 0 | 0 | 0 | 0 | 0 | 0 | 0 | 1 | 0 | 2 | 0 | 1 | 0 | -222.55 | -2136.112 | -826.4482 | Chowchilla-Le grand 115kV Line | Gates 500/230kV TB #11 | Gates 500/230kV TB #11 |  | 0 | 0 | 0 | 0 | 0 | 0 | 485.45 | 373.45 | 126.1276 | Oro Loma-El Nido 115kV Line | Oro Loma-El Nido 115kV Line | Oro Loma-El Nido 115kV Line |  | 5 | 1 | YES | 2 | 5 | 1 | YES | 2
PG&E FRESNO | Herndon | 230 | 0 | 0 | 0 | 0 | 0 | 0 | 0 | 0 | 0 | 0 | 0 | 0 | 0 | 0 | 0 | 0 | 0 | 0 | 0 | 0 | 0 | 0 | 0 | 0 | 0 | 0 | 0 | 0 | 0 | 0 | 0 | 0 | 0 | 0 | 0 | 0 | 0 | 0 | 0 | 0 | 0 | 0 | 0 | 0 | 0 | 0 | 0 | 0 | 0 | 0 | 0 | 0 | 0 | 0 | 0 | 0 | 0 | 0 | 0 | 1 | 0 | 0 | 0 | 0 | 0 | 0 | 0 | 0 | 0 | 0 | 0 | 0 | 0 | 0 | 0 | 0 | 0 | 0 | 0 | 1 | 0 | 1 | 1 | 1 | 0 | 1 | 0 | 1 | 0 | 0 | 0 | 0 | 1 | 0 | 0 | 0 | 0 | 1 |  | 0 | 2 | 0 | 0 | 0 | 0 | 0 | 0 | 0 | 0 | 0 | 0 | 0 | 0 | 1 | 0 | 2 | 0 | 0 | 0 | 0 | 0 | 0 | 0 | 0 | 0 | 0 | 0 | 0 | 1 | 1 | 0 | 2 | 0 | 1 | 0 | -222.55 | -2136.112 | -826.4482 | Chowchilla-Le grand 115kV Line | Gates 500/230kV TB #11 | Gates 500/230kV TB #11 |  | 0 | 0 | 0 | 0 | 0 | 0 | 485.45 | 373.45 | 126.1276 | Oro Loma-El Nido 115kV Line | Oro Loma-El Nido 115kV Line | Oro Loma-El Nido 115kV Line |  | 5 | 1 | YES | 2 | 5 | 1 | YES | 2
PG&E GBA | Hicks | 230 | 0 | 0 | 0 | 0 | 0 | 0 | 0 | 0 | 0 | 0 | 0 | 0 | 0 | 0 | 0 | 0 | 0 | 0 | 0 | 0 | 0 | 0 | 0 | 0 | 0 | 0 | 0 | 0 | 0 | 0 | 0 | 0 | 0 | 0 | 0 | 0 | 0 | 0 | 0 | 0 | 0 | 0 | 0 | 0 | 0 | 0 | 0 | 0 | 0 | 0 | 0 | 0 | 1 | 0 | 0 | 0 | 0 | 0 | 0 | 1 | 0 | 0 | 0 | 0 | 0 | 0 | 0 | 0 | 0 | 0 | 0 | 0 | 0 | 0 | 0 | 0 | 0 | 0 | 0 | 0 | 0 | 0 | 0 | 0 | 0 | 0 | 0 | 0 | 0 | 0 | 0 | 0 | 0 | 0 | 0 | 0 | 1 | 1 |  | 0 | 0 | 0 | 0 | 0 | 0 | 0 | 0 | 0 | 0 | 0 | 0 | 0 | 0 | 0 | 0 | 0 | 0 | 0 | 0 | 0 | 0 | 0 | 0 | 0 | 0 | 0 | 0 | 0 | 0 | 0 | 0 | 0 | 0 | 0 | 0 | 958.5 | 1141.75 | 2688.8852 | NEW-Metcalf-Mosslanding 500kV | NEW-Metcalf-Mosslanding 500kV | Tesla-Bellota 230 kV line |  | 0 | 0 | 0 | 0 | 0 | 0 | 958.5 | 1141.75 | 2688.8852 | NEW-Metcalf-Mosslanding 500kV | NEW-Metcalf-Mosslanding 500kV | Tesla-Bellota 230 kV line |  | 1 | 1 | NO | 1 | 1 | 1 | NO | 1
PG&E NGBA | Higgins | 115 | 0 | 0 | 0 | 0 | 0 | 0 | 0 | 0 | 0 | 0 | 0 | 0 | 0 | 0 | 0 | 0 | 0 | 0 | 0 | 0 | 0 | 0 | 0 | 0 | 0 | 0 | 0 | 0 | 0 | 0 | 0 | 0 | 0 | 0 | 0 | 0 | 0 | 0 | 0 | 1 | 0 | 0 | 1 | 0 | 0 | 1 | 1 | 1 | 0 | 0 | 0 | 0 | 0 | 0 | 0 | 0 | 0 | 0 | 0 | 1 | 1 | 0 | 0 | 0 | 0 | 0 | 0 | 0 | 0 | 0 | 0 | 0 | 0 | 0 | 0 | 0 | 0 | 0 | 0 | 0 | 0 | 0 | 0 | 0 | 0 | 0 | 0 | 0 | 0 | 0 | 0 | 0 | 0 | 0 | 0 | 0 | 0 | 0 |  | 0 | 0 | 0 | 0 | 0 | 0 | 0 | 0 | 0 | 0 | 0 | 0 | 0 | 0 | 0 | 0 | 0 | 0 | 0 | 0 | 0 | 0 | 0 | 0 | 0 | 0 | 0 | 0 | 0 | 0 | 2 | 0 | 1 | 0 | 0 | 0 | -770.34 | -257.6012 | 156.9836 | Collinsville-Tesla 500 kV Line | Collinsville-Tesla 500 kV Line | Rio Oso-Lockeford 230kV line |  | 1 | 0 | 0 | 0 | 0 | 0 | -140.65 | 268.5 | 156.9836 | Bellota-Weber 230kV line | Bellota-Weber 230kV line | Rio Oso-Lockeford 230kV line |  | 5 | 5 | NO | 5 | 1 | 1 | NO | 1
PG&E NGBA | Hilltop | 345 | 0 | 0 | 0 | 0 | 0 | 0 | 0 | 0 | 0 | 0 | 0 | 0 | 0 | 0 | 0 | 0 | 0 | 0 | 0 | 0 | 0 | 0 | 0 | 0 | 0 | 0 | 0 | 0 | 0 | 0 | 0 | 0 | 0 | 0 | 0 | 0 | 0 | 0 | 0 | 1 | 0 | 0 | 0 | 0 | 0 | 0 | 0 | 0 | 0 | 0 | 0 | 0 | 0 | 0 | 0 | 0 | 0 | 0 | 0 | 0 | 0 | 0 | 0 | 0 | 0 | 0 | 0 | 0 | 0 | 0 | 0 | 0 | 0 | 0 | 0 | 0 | 0 | 0 | 0 | 0 | 0 | 0 | 0 | 0 | 0 | 0 | 0 | 0 | 0 | 0 | 0 | 0 | 0 | 0 | 0 | 0 | 0 | 0 |  | 0 | 0 | 0 | 0 | 0 | 0 | 0 | 0 | 0 | 0 | 0 | 0 | 0 | 0 | 0 | 909 | 0 | 0 | 0 | 0 | 0 | 0 | 0 | 0 | 0 | 0 | 0 | 0 | 0 | 1 | 1 | 0 | 1 | 0 | 0 | 0 | -770.34 | -257.6012 | 2295.5509 | Collinsville-Tesla 500 kV Line | Collinsville-Tesla 500 kV Line | Collinsville-Tesla 500 kV Line |  | 0 | 0 | 0 | 0 | 0 | 0 | 7874.66 | 8387.3988 | 2295.5509 | Collinsville-Tesla 500 kV Line | Collinsville-Tesla 500 kV Line | Collinsville-Tesla 500 kV Line |  | 5 | 1 | YES | 2 | 1 | 1 | NO | 1
SCE Metro | Hinson | 230 | 0 | 0 | 0 | 0 | 0 | 0 | 0 | 0 | 1 | 1 | 0 | 0 | 0 | 0 | 0 | 0 | 0 | 0 | 0 | 0 | 0 | 0 | 0 | 0 | 0 | 0 | 0 | 0 | 0 | 0 | 0 | 0 | 0 | 0 | 0 | 0 | 0 | 0 | 0 | 0 | 0 | 0 | 0 | 0 | 0 | 0 | 0 | 0 | 0 | 0 | 0 | 0 | 0 | 0 | 0 | 0 | 0 | 0 | 0 | 0 | 0 | 0 | 0 | 0 | 0 | 0 | 0 | 0 | 0 | 0 | 0 | 0 | 0 | 0 | 0 | 0 | 0 | 0 | 0 | 0 | 0 | 0 | 0 | 0 | 0 | 0 | 0 | 0 | 0 | 0 | 0 | 0 | 0 | 0 | 0 | 0 | 0 | 0 |  | 0 | 0 | 0 | 0 | 0 | 0 | 0 | 0 | 2.4 | 0 | 0 | 200 | 0 | 0 | 1 | 0 | 0 | 0 | 0 | 0 | 0 | 0 | 0 | 3.08 | 0 | 0 | 525 | 0 | 0 | 1 | 0 | 0 | 0 | 0 | 0 | 0 | 1896.8284 | 2297.444 | 3496.301 | Hinson - Del Amo Constraint | Hinson - Del Amo Constraint | Hinson - Del Amo Constraint |  | 0 | 0 | 0 | 0 | 0 | 0 | 1896.8284 | 2297.444 | 3496.301 | Hinson - Del Amo Constraint | Hinson - Del Amo Constraint | Hinson - Del Amo Constraint |  | 1 | 1 | NO | 1 | 1 | 1 | NO | 1
PG&E GBA | Hollister | 115 | 0 | 0 | 0 | 0 | 0 | 0 | 0 | 0 | 0 | 0 | 0 | 0 | 0 | 0 | 0 | 0 | 0 | 0 | 0 | 0 | 0 | 0 | 0 | 0 | 0 | 0 | 0 | 0 | 0 | 0 | 0 | 0 | 0 | 0 | 0 | 0 | 0 | 0 | 0 | 0 | 0 | 0 | 0 | 0 | 0 | 0 | 0 | 0 | 0 | 0 | 0 | 0 | 0 | 0 | 0 | 1 | 0 | 0 | 0 | 1 | 0 | 0 | 0 | 0 | 1 | 0 | 0 | 0 | 0 | 0 | 0 | 0 | 0 | 0 | 0 | 0 | 0 | 0 | 0 | 0 | 0 | 0 | 0 | 0 | 0 | 0 | 0 | 0 | 0 | 0 | 0 | 0 | 0 | 0 | 0 | 0 | 1 | 0 |  | 0 | 0 | 0 | 0 | 0 | 0 | 0 | 0 | 0 | 0 | 0 | 0 | 0 | 0 | 0 | 164 | 0 | 0 | 0 | 0 | 0 | 0 | 0 | 0 | 0 | 0 | 0 | 0 | 0 | 1 | 0 | 0 | 0 | 0 | 0 | 0 | 155 | 161.5 | 72 | Morganhill-Metcalf 115kV Line | Morganhill-Metcalf 115kV Line | Morganhill-Metcalf 115kV Line |  | 0 | 0 | 0 | 0 | 0 | 0 | 155 | 161.5 | 72 | Morganhill-Metcalf 115kV Line | Morganhill-Metcalf 115kV Line | Morganhill-Metcalf 115kV Line |  | 1 | 1 | NO | 1 | 1 | 1 | NO | 1
PG&E NGBA | Homestake | 115 | 0 | 0 | 0 | 0 | 0 | 0 | 0 | 0 | 0 | 0 | 0 | 0 | 0 | 0 | 0 | 0 | 0 | 0 | 0 | 0 | 0 | 0 | 0 | 0 | 0 | 0 | 0 | 0 | 0 | 0 | 0 | 0 | 0 | 0 | 0 | 0 | 0 | 0 | 0 | 1 | 0 | 1 | 0 | 0 | 0 | 0 | 0 | 0 | 0 | 0 | 0 | 0 | 1 | 0 | 1 | 1 | 0 | 0 | 0 | 0 | 0 | 0 | 0 | 0 | 0 | 0 | 1 | 0 | 0 | 0 | 0 | 0 | 0 | 0 | 0 | 0 | 0 | 0 | 0 | 0 | 0 | 0 | 0 | 0 | 0 | 0 | 0 | 0 | 0 | 0 | 0 | 0 | 0 | 0 | 0 | 0 | 0 | 1 |  | 0 | 0 | 0 | 0 | 0 | 0 | 0 | 0 | 0 | 0 | 0 | 0 | 0 | 0 | 0 | 0 | 0 | 0 | 0 | 0 | 0 | 0 | 0 | 0 | 0 | 0 | 0 | 0 | 0 | 0 | 2 | 0 | 2 | 0 | 0 | 0 | -770.34 | -257.6012 | 381.1526 | Collinsville-Tesla 500 kV Line | Collinsville-Tesla 500 kV Line | Birds Landing-Contra Costa 230kV Line |  | 1 | 0 | 1 | 0 | 0 | 0 | -278.39 | -7.9962 | 381.1526 | Birds Landing-Contra Costa 230kV Line | Birds Landing-Contra Costa 230kV Line | Birds Landing-Contra Costa 230kV Line |  | 5 | 5 | NO | 5 | 1 | 1 | NO | 1
PG&E NGBA | Honcut | 115 | 0 | 0 | 0 | 0 | 0 | 0 | 0 | 0 | 0 | 0 | 0 | 0 | 0 | 0 | 0 | 0 | 0 | 0 | 0 | 0 | 0 | 0 | 0 | 0 | 0 | 0 | 0 | 0 | 0 | 0 | 0 | 0 | 0 | 0 | 0 | 0 | 0 | 0 | 0 | 1 | 0 | 0 | 0 | 0 | 1 | 1 | 1 | 1 | 0 | 0 | 0 | 0 | 0 | 0 | 0 | 0 | 0 | 0 | 0 | 1 | 1 | 0 | 0 | 0 | 0 | 0 | 0 | 0 | 0 | 0 | 0 | 0 | 0 | 0 | 0 | 0 | 0 | 0 | 0 | 0 | 0 | 0 | 0 | 0 | 0 | 0 | 0 | 0 | 0 | 0 | 0 | 0 | 0 | 0 | 0 | 0 | 0 | 0 |  | 0 | 0 | 0 | 0 | 0 | 0 | 0 | 0 | 0 | 0 | 0 | 0 | 0 | 0 | 0 | 0 | 0 | 0 | 0 | 0 | 0 | 0 | 0 | 0 | 0 | 0 | 0 | 0 | 0 | 0 | 2 | 0 | 1 | 0 | 0 | 0 | -770.34 | -257.6012 | 85.9836 | Collinsville-Tesla 500 kV Line | Collinsville-Tesla 500 kV Line | Rocklin-Pleaseant grove 115kV line |  | 1 | 0 | 0 | 0 | 0 | 0 | -140.65 | 50 | 85.9836 | Bellota-Weber 230kV line | Rocklin-Pleaseant grove 115kV line | Rocklin-Pleaseant grove 115kV line |  | 5 | 5 | NO | 5 | 1 | 1 | NO | 1
SDGE | Hoodoo Wash | 500 | 0 | 0 | 0 | 0 | 0 | 0 | 0 | 0 | 0 | 0 | 0 | 0 | 0 | 0 | 0 | 0 | 0 | 0 | 0 | 0 | 0 | 0 | 0 | 0 | 1 | 0 | 0 | 0 | 0 | 0 | 0 | 1 | 1 | 0 | 0 | 0 | 0 | 0 | 0 | 0 | 0 | 0 | 0 | 0 | 0 | 0 | 0 | 0 | 0 | 0 | 0 | 0 | 0 | 0 | 0 | 0 | 0 | 0 | 0 | 0 | 0 | 0 | 0 | 0 | 0 | 0 | 0 | 0 | 0 | 0 | 0 | 0 | 0 | 0 | 0 | 0 | 0 | 0 | 0 | 0 | 0 | 0 | 0 | 0 | 0 | 0 | 0 | 0 | 0 | 0 | 0 | 0 | 0 | 0 | 0 | 0 | 0 | 2 |  | 0 | 0 | 0 | 0 | 0 | 0 | 0 | 0 | 0 | 6 | 0 | 0 | 0 | 0 | 1 | 0 | 0 | 0 | 0 | 0 | 0 | 0 | 0 | 0 | 243.5 | 4993 | 297.5 | 365 | 0 | 1 | 1 | 1 | 1 | 0 | 0 | 0 | -3566.801 | -1411.508 | 344.027 | Lugo - Victorville area constraint | Lugo - Victorville area constraint | Lugo - Victorville area constraint |  | 0 | 1 | 0 | 0 | 0 | 0 | -35.92 | 48.96 | 2618.355 | San Luis Rey-San Onofre 230 kV line constraint | San Luis Rey-San Onofre 230 kV line constraint | East of Miguel constraint |  | 5 | 3 | YES | 3 | 1 | 1 | NO | 1
PG&E NGBA | Hopland | 115 | 0 | 0 | 0 | 0 | 0 | 0 | 0 | 0 | 0 | 0 | 0 | 0 | 0 | 0 | 0 | 0 | 0 | 0 | 0 | 0 | 0 | 0 | 0 | 0 | 0 | 0 | 0 | 0 | 0 | 0 | 0 | 0 | 0 | 0 | 0 | 0 | 0 | 0 | 0 | 1 | 0 | 0 | 0 | 0 | 0 | 0 | 0 | 0 | 0 | 0 | 0 | 0 | 1 | 0 | 0 | 0 | 0 | 0 | 0 | 0 | 0 | 0 | 0 | 0 | 0 | 0 | 1 | 0 | 0 | 0 | 0 | 0 | 0 | 0 | 0 | 0 | 0 | 0 | 0 | 0 | 0 | 0 | 0 | 0 | 0 | 0 | 0 | 0 | 0 | 0 | 0 | 0 | 0 | 0 | 0 | 0 | 0 | 1 |  | 0 | 0 | 0 | 0 | 0 | 0 | 0 | 0 | 0 | 0 | 0 | 0 | 0 | 0 | 0 | 0 | 0 | 0 | 0 | 0 | 0 | 0 | 0 | 0 | 0 | 0 | 0 | 0 | 0 | 0 | 2 | 0 | 2 | 0 | 0 | 0 | -770.34 | -257.6012 | 381.1526 | Collinsville-Tesla 500 kV Line | Collinsville-Tesla 500 kV Line | Birds Landing-Contra Costa 230kV Line |  | 1 | 0 | 1 | 0 | 0 | 0 | -278.39 | -7.9962 | 381.1526 | Birds Landing-Contra Costa 230kV Line | Birds Landing-Contra Costa 230kV Line | Birds Landing-Contra Costa 230kV Line |  | 5 | 5 | NO | 5 | 1 | 1 | NO | 1
PG&E NGBA | Hopland | 60 | 0 | 0 | 0 | 0 | 0 | 0 | 0 | 0 | 0 | 0 | 0 | 0 | 0 | 0 | 0 | 0 | 0 | 0 | 0 | 0 | 0 | 0 | 0 | 0 | 0 | 0 | 0 | 0 | 0 | 0 | 0 | 0 | 0 | 0 | 0 | 0 | 0 | 0 | 0 | 1 | 0 | 0 | 0 | 0 | 0 | 0 | 0 | 0 | 0 | 0 | 0 | 0 | 1 | 0 | 0 | 0 | 0 | 0 | 0 | 0 | 0 | 0 | 0 | 0 | 0 | 0 | 1 | 0 | 0 | 0 | 0 | 0 | 0 | 0 | 0 | 0 | 0 | 0 | 0 | 0 | 0 | 0 | 0 | 0 | 0 | 0 | 0 | 0 | 0 | 0 | 0 | 0 | 0 | 0 | 0 | 0 | 0 | 1 |  | 0 | 0 | 0 | 0 | 0 | 0 | 0 | 0 | 0 | 0 | 0 | 0 | 0 | 0 | 0 | 0 | 0 | 0 | 0 | 0 | 0 | 0 | 0 | 0 | 0 | 0 | 0 | 0 | 0 | 0 | 2 | 0 | 2 | 0 | 0 | 0 | -770.34 | -257.6012 | 381.1526 | Collinsville-Tesla 500 kV Line | Collinsville-Tesla 500 kV Line | Birds Landing-Contra Costa 230kV Line |  | 1 | 0 | 1 | 0 | 0 | 0 | -278.39 | -7.9962 | 381.1526 | Birds Landing-Contra Costa 230kV Line | Birds Landing-Contra Costa 230kV Line | Birds Landing-Contra Costa 230kV Line |  | 5 | 5 | NO | 5 | 1 | 1 | NO | 1
PG&E NGBA | Humboldt | 115 | 0 | 0 | 0 | 0 | 0 | 0 | 0 | 0 | 0 | 0 | 0 | 0 | 0 | 0 | 0 | 0 | 0 | 0 | 0 | 0 | 0 | 0 | 0 | 0 | 0 | 0 | 0 | 0 | 0 | 0 | 0 | 0 | 0 | 0 | 0 | 0 | 0 | 0 | 0 | 1 | 0 | 0 | 0 | 0 | 0 | 0 | 0 | 0 | 0 | 0 | 0 | 0 | 0 | 0 | 0 | 0 | 0 | 0 | 0 | 0 | 0 | 0 | 0 | 0 | 0 | 0 | 0 | 0 | 0 | 0 | 0 | 0 | 0 | 0 | 0 | 0 | 0 | 0 | 0 | 0 | 0 | 0 | 0 | 0 | 0 | 0 | 0 | 0 | 0 | 0 | 0 | 0 | 0 | 0 | 0 | 0 | 0 | 0 |  | 0 | 0 | 0 | 0 | 0 | 0 | 0 | 0 | 0 | 0 | 0 | 0 | 0 | 0 | 0 | 0 | 0 | 0 | 0 | 0 | 0 | 0 | 0 | 0 | 0 | 0 | 0 | 0 | 0 | 0 | 1 | 0 | 1 | 0 | 0 | 0 | -770.34 | -257.6012 | 2295.5509 | Collinsville-Tesla 500 kV Line | Collinsville-Tesla 500 kV Line | Collinsville-Tesla 500 kV Line |  | 0 | 0 | 0 | 0 | 0 | 0 | 7874.66 | 8387.3988 | 2295.5509 | Collinsville-Tesla 500 kV Line | Collinsville-Tesla 500 kV Line | Collinsville-Tesla 500 kV Line |  | 5 | 1 | YES | 2 | 1 | 1 | NO | 1
PG&E NGBA | Humboldt | 60 | 0 | 0 | 0 | 0 | 0 | 0 | 0 | 0 | 0 | 0 | 0 | 0 | 0 | 0 | 0 | 0 | 0 | 0 | 0 | 0 | 0 | 0 | 0 | 0 | 0 | 0 | 0 | 0 | 0 | 0 | 0 | 0 | 0 | 0 | 0 | 0 | 0 | 0 | 0 | 1 | 0 | 0 | 0 | 0 | 0 | 0 | 0 | 0 | 0 | 0 | 0 | 0 | 0 | 0 | 0 | 0 | 0 | 0 | 0 | 0 | 0 | 0 | 0 | 0 | 0 | 0 | 0 | 0 | 0 | 0 | 0 | 0 | 0 | 0 | 0 | 0 | 0 | 0 | 0 | 0 | 0 | 0 | 0 | 0 | 0 | 0 | 0 | 0 | 0 | 0 | 0 | 0 | 0 | 0 | 0 | 0 | 0 | 0 |  | 0 | 0 | 0 | 0 | 0 | 0 | 0 | 0 | 0 | 0 | 0 | 17.25 | 0 | 0 | 1 | 0 | 0 | 0 | 0 | 0 | 0 | 0 | 0 | 1.999 | 0 | 0 | 17.25 | 0 | 0 | 1 | 1 | 0 | 1 | 0 | 0 | 0 | -770.34 | -257.6012 | 2295.5509 | Collinsville-Tesla 500 kV Line | Collinsville-Tesla 500 kV Line | Collinsville-Tesla 500 kV Line |  | 0 | 0 | 0 | 0 | 0 | 0 | 7874.66 | 8387.3988 | 2295.5509 | Collinsville-Tesla 500 kV Line | Collinsville-Tesla 500 kV Line | Collinsville-Tesla 500 kV Line |  | 5 | 1 | YES | 2 | 1 | 1 | NO | 1
PG&E NGBA | Humboldt | 500 | 0 | 0 | 0 | 0 | 0 | 0 | 0 | 0 | 0 | 0 | 0 | 0 | 0 | 0 | 0 | 0 | 0 | 0 | 0 | 0 | 0 | 0 | 0 | 0 | 0 | 0 | 0 | 0 | 0 | 0 | 0 | 0 | 0 | 0 | 0 | 0 | 0 | 0 | 0 | 1 | 0 | 0 | 0 | 0 | 0 | 0 | 0 | 0 | 1 | 0 | 0 | 0 | 0 | 0 | 0 | 0 | 0 | 0 | 0 | 0 | 0 | 0 | 0 | 0 | 0 | 0 | 0 | 0 | 0 | 0 | 0 | 0 | 0 | 0 | 0 | 0 | 0 | 0 | 0 | 0 | 0 | 0 | 0 | 0 | 0 | 0 | 0 | 0 | 0 | 0 | 0 | 0 | 0 | 0 | 0 | 0 | 0 | 1 |  | 0 | 0 | 0 | 0 | 0 | 0 | 0 | 0 | 0 | 0 | 0 | 0 | 0 | 0 | 0 | 0 | 0 | 0 | 0 | 0 | 0 | 0 | 0 | 0 | 0 | 457.3 | 0 | 0 | 0 | 1 | 1 | 0 | 1 | 0 | 0 | 0 | -770.34 | -257.6012 | 1989.036 | Collinsville-Tesla 500 kV Line | Collinsville-Tesla 500 kV Line | Humboldt Offshore Wind constraint |  | 0 | 0 | 0 | 0 | 0 | 0 | 2300 | 2300 | 1989.036 | Humboldt Offshore Wind constraint | Humboldt Offshore Wind constraint | Humboldt Offshore Wind constraint |  | 5 | 1 | YES | 2 | 1 | 1 | NO | 1
SCE Metro | Huntington Beach | 230 | 0 | 0 | 0 | 0 | 0 | 0 | 0 | 0 | 0 | 1 | 0 | 0 | 0 | 0 | 0 | 0 | 0 | 0 | 0 | 0 | 0 | 0 | 0 | 0 | 0 | 0 | 0 | 0 | 0 | 0 | 0 | 0 | 0 | 0 | 0 | 0 | 0 | 0 | 0 | 0 | 0 | 0 | 0 | 0 | 0 | 0 | 0 | 0 | 0 | 0 | 0 | 0 | 0 | 0 | 0 | 0 | 0 | 0 | 0 | 0 | 0 | 0 | 0 | 0 | 0 | 0 | 0 | 0 | 0 | 0 | 0 | 0 | 0 | 0 | 0 | 0 | 0 | 0 | 0 | 0 | 0 | 0 | 0 | 0 | 0 | 0 | 0 | 0 | 0 | 0 | 0 | 0 | 0 | 0 | 0 | 0 | 0 | 0 |  | 0 | 0 | 0 | 0 | 0 | 0 | 0 | 0 | 0 | 0 | 0 | 0 | 0 | 0 | 0 | 0 | 0 | 0 | 0 | 0 | 0 | 0 | 0 | 0 | 0 | 0 | 0 | 0 | 0 | 0 | 0 | 0 | 0 | 0 | 0 | 0 | 3850.3788 | 8396.608 | 22073.9811 | SCE Metro Area Default Constraint | SCE Metro Area Default Constraint | SCE Metro Area Default Constraint |  | 0 | 0 | 0 | 0 | 0 | 0 | 3850.3788 | 8396.608 | 22073.9811 | SCE Metro Area Default Constraint | SCE Metro Area Default Constraint | SCE Metro Area Default Constraint |  | 1 | 1 | NO | 1 | 1 | 1 | NO | 1
PG&E NGBA | Ignacio | 115 | 0 | 0 | 0 | 0 | 0 | 0 | 0 | 0 | 0 | 0 | 0 | 0 | 0 | 0 | 0 | 0 | 0 | 0 | 0 | 0 | 0 | 0 | 0 | 0 | 0 | 0 | 0 | 0 | 0 | 0 | 0 | 0 | 0 | 0 | 0 | 0 | 0 | 0 | 0 | 1 | 0 | 0 | 0 | 0 | 0 | 0 | 0 | 0 | 0 | 0 | 0 | 0 | 1 | 1 | 1 | 1 | 0 | 0 | 0 | 1 | 0 | 0 | 0 | 0 | 0 | 1 | 0 | 0 | 0 | 0 | 0 | 0 | 0 | 0 | 0 | 0 | 0 | 0 | 0 | 0 | 0 | 0 | 0 | 0 | 0 | 0 | 0 | 0 | 0 | 0 | 0 | 0 | 0 | 0 | 0 | 0 | 0 | 1 |  | 0 | 0 | 0 | 0 | 0 | 0 | 0 | 0 | 0 | 0 | 0 | 0 | 0 | 0 | 0 | 0 | 0 | 0 | 0 | 0 | 0 | 0 | 0 | 0 | 0 | 0 | 0 | 0 | 0 | 0 | 2 | 0 | 1 | 0 | 0 | 0 | -770.34 | -257.6012 | 2295.5509 | Collinsville-Tesla 500 kV Line | Collinsville-Tesla 500 kV Line | Collinsville-Tesla 500 kV Line |  | 0 | 0 | 0 | 0 | 0 | 0 | 539.61 | 810.0038 | 2295.5509 | Contra Costa- Windmaster 230 kV line | Contra Costa- Windmaster 230 kV line | Collinsville-Tesla 500 kV Line |  | 5 | 1 | YES | 2 | 1 | 1 | NO | 1
PG&E NGBA | Ignacio | 230 | 0 | 0 | 0 | 0 | 0 | 0 | 0 | 0 | 0 | 0 | 0 | 0 | 0 | 0 | 0 | 0 | 0 | 0 | 0 | 0 | 0 | 0 | 0 | 0 | 0 | 0 | 0 | 0 | 0 | 0 | 0 | 0 | 0 | 0 | 0 | 0 | 0 | 0 | 0 | 1 | 0 | 0 | 0 | 0 | 0 | 0 | 0 | 0 | 0 | 0 | 0 | 0 | 1 | 0 | 0 | 0 | 0 | 0 | 0 | 0 | 0 | 0 | 0 | 0 | 0 | 0 | 1 | 0 | 0 | 0 | 0 | 0 | 0 | 0 | 0 | 0 | 0 | 0 | 0 | 0 | 0 | 0 | 0 | 0 | 0 | 0 | 0 | 0 | 0 | 0 | 0 | 0 | 0 | 0 | 0 | 0 | 0 | 1 |  | 0 | 0 | 0 | 0 | 0 | 0 | 0 | 0 | 0 | 0 | 0 | 0 | 0 | 0 | 0 | 0 | 0 | 0 | 0 | 0 | 0 | 0 | 0 | 0 | 0 | 0 | 0 | 0 | 0 | 0 | 2 | 0 | 2 | 0 | 0 | 0 | -770.34 | -257.6012 | 381.1526 | Collinsville-Tesla 500 kV Line | Collinsville-Tesla 500 kV Line | Birds Landing-Contra Costa 230kV Line |  | 1 | 0 | 1 | 0 | 0 | 0 | -278.39 | -7.9962 | 381.1526 | Birds Landing-Contra Costa 230kV Line | Birds Landing-Contra Costa 230kV Line | Birds Landing-Contra Costa 230kV Line |  | 5 | 5 | NO | 5 | 1 | 1 | NO | 1
PG&E NGBA | Ignacio | 60 | 0 | 0 | 0 | 0 | 0 | 0 | 0 | 0 | 0 | 0 | 0 | 0 | 0 | 0 | 0 | 0 | 0 | 0 | 0 | 0 | 0 | 0 | 0 | 0 | 0 | 0 | 0 | 0 | 0 | 0 | 0 | 0 | 0 | 0 | 0 | 0 | 0 | 0 | 0 | 1 | 0 | 0 | 0 | 0 | 0 | 0 | 0 | 0 | 0 | 0 | 0 | 0 | 1 | 0 | 0 | 0 | 0 | 0 | 0 | 0 | 0 | 0 | 0 | 0 | 0 | 0 | 1 | 0 | 0 | 0 | 0 | 0 | 0 | 0 | 0 | 0 | 0 | 0 | 0 | 0 | 0 | 0 | 0 | 0 | 0 | 0 | 0 | 0 | 0 | 0 | 0 | 0 | 0 | 0 | 0 | 0 | 0 | 1 |  | 0 | 0 | 0 | 0 | 0 | 0 | 0 | 0 | 0 | 0 | 0 | 0 | 0 | 0 | 0 | 0 | 0 | 0 | 0 | 0 | 0 | 0 | 0 | 0 | 0 | 0 | 0 | 0 | 0 | 0 | 2 | 0 | 2 | 0 | 0 | 0 | -770.34 | -257.6012 | 381.1526 | Collinsville-Tesla 500 kV Line | Collinsville-Tesla 500 kV Line | Birds Landing-Contra Costa 230kV Line |  | 1 | 0 | 1 | 0 | 0 | 0 | -278.39 | -7.9962 | 381.1526 | Birds Landing-Contra Costa 230kV Line | Birds Landing-Contra Costa 230kV Line | Birds Landing-Contra Costa 230kV Line |  | 5 | 5 | NO | 5 | 1 | 1 | NO | 1
SDGE | Imperial Beach | 69 | 0 | 0 | 0 | 0 | 0 | 0 | 0 | 0 | 0 | 0 | 0 | 0 | 0 | 0 | 0 | 0 | 0 | 0 | 0 | 0 | 0 | 0 | 0 | 0 | 0 | 0 | 0 | 0 | 0 | 0 | 1 | 0 | 1 | 0 | 0 | 1 | 1 | 0 | 0 | 0 | 0 | 0 | 0 | 0 | 0 | 0 | 0 | 0 | 0 | 0 | 0 | 0 | 0 | 0 | 0 | 0 | 0 | 0 | 0 | 0 | 0 | 0 | 0 | 0 | 0 | 0 | 0 | 0 | 0 | 0 | 0 | 0 | 0 | 0 | 0 | 0 | 0 | 0 | 0 | 0 | 0 | 0 | 0 | 0 | 0 | 0 | 0 | 0 | 0 | 0 | 0 | 0 | 0 | 0 | 0 | 0 | 0 | 4 |  | 0 | 0 | 0 | 0 | 0 | 0 | 0 | 0 | 0 | 0 | 0 | 3 | 0 | 0 | 1 | 0 | 0 | 0 | 0 | 0 | 0 | 0 | 0 | 0 | 0 | 0 | 3 | 0 | 0 | 1 | 0 | 1 | 0 | 0 | 0 | 0 | -35.92 | 48.96 | 1085.1064 | San Luis Rey-San Onofre 230 kV line constraint | San Luis Rey-San Onofre 230 kV line constraint | Silvergate-Old Town 230 kV constraint |  | 0 | 1 | 0 | 0 | 0 | 0 | -35.92 | 48.96 | 1085.1064 | San Luis Rey-San Onofre 230 kV line constraint | San Luis Rey-San Onofre 230 kV line constraint | Silvergate-Old Town 230 kV constraint |  | 3 | 3 | NO | 3 | 1 | 1 | NO | 1
SDGE | Imperial Valley | 230 | 0 | 0 | 0 | 0 | 0 | 0 | 0 | 0 | 0 | 0 | 0 | 0 | 0 | 0 | 0 | 0 | 0 | 0 | 0 | 0 | 0 | 0 | 0 | 0 | 0 | 0 | 0 | 0 | 1 | 0 | 1 | 1 | 1 | 0 | 0 | 1 | 1 | 0 | 0 | 0 | 0 | 0 | 0 | 0 | 0 | 0 | 0 | 0 | 0 | 0 | 0 | 0 | 0 | 0 | 0 | 0 | 0 | 0 | 0 | 0 | 0 | 0 | 0 | 0 | 0 | 0 | 0 | 0 | 0 | 0 | 0 | 0 | 0 | 0 | 0 | 0 | 0 | 0 | 0 | 0 | 0 | 0 | 0 | 0 | 0 | 0 | 0 | 0 | 0 | 0 | 0 | 0 | 0 | 0 | 0 | 0 | 0 | 6 |  | 0 | 0 | 0 | 0 | 0 | 0 | 0 | 0 | 0 | 0 | 0 | 0 | 0 | 0 | 0 | 1000 | 0 | 0 | 0 | 0 | 0 | 0 | 0 | 0 | 500 | 107 | 528 | 0 | 0 | 1 | 0 | 1 | 0 | 0 | 0 | 0 | -35.92 | 48.96 | 1085.1064 | San Luis Rey-San Onofre 230 kV line constraint | San Luis Rey-San Onofre 230 kV line constraint | Silvergate-Old Town 230 kV constraint |  | 0 | 1 | 0 | 0 | 0 | 0 | -35.92 | 48.96 | 1085.1064 | San Luis Rey-San Onofre 230 kV line constraint | San Luis Rey-San Onofre 230 kV line constraint | Silvergate-Old Town 230 kV constraint |  | 3 | 3 | NO | 3 | 1 | 1 | NO | 1
SDGE | Imperial Valley | 500 | 0 | 0 | 0 | 0 | 0 | 0 | 0 | 0 | 0 | 0 | 0 | 0 | 0 | 0 | 0 | 0 | 0 | 0 | 0 | 0 | 0 | 0 | 0 | 0 | 0 | 0 | 0 | 0 | 1 | 0 | 1 | 1 | 1 | 0 | 0 | 1 | 1 | 0 | 0 | 0 | 0 | 0 | 0 | 0 | 0 | 0 | 0 | 0 | 0 | 0 | 0 | 0 | 0 | 0 | 0 | 0 | 0 | 0 | 0 | 0 | 0 | 0 | 0 | 0 | 0 | 0 | 0 | 0 | 0 | 0 | 0 | 0 | 0 | 0 | 0 | 0 | 0 | 0 | 0 | 0 | 0 | 0 | 0 | 0 | 0 | 0 | 0 | 0 | 0 | 0 | 0 | 0 | 0 | 0 | 0 | 0 | 0 | 6 |  | 0 | 0 | 0 | 0 | 0 | 0 | 0 | 0 | 0 | 0 | 0 | 0 | 0 | 0 | 0 | 0 | 0 | 0 | 0 | 0 | 0 | 0 | 0 | 0 | 0 | 0 | 0 | 0 | 0 | 0 | 0 | 1 | 0 | 0 | 0 | 0 | -35.92 | 48.96 | 1085.1064 | San Luis Rey-San Onofre 230 kV line constraint | San Luis Rey-San Onofre 230 kV line constraint | Silvergate-Old Town 230 kV constraint |  | 0 | 1 | 0 | 0 | 0 | 0 | -35.92 | 48.96 | 1085.1064 | San Luis Rey-San Onofre 230 kV line constraint | San Luis Rey-San Onofre 230 kV line constraint | Silvergate-Old Town 230 kV constraint |  | 3 | 3 | NO | 3 | 1 | 1 | NO | 1
EOP | Innovation | 138 | 0 | 0 | 0 | 0 | 0 | 0 | 0 | 0 | 0 | 0 | 0 | 0 | 0 | 0 | 0 | 0 | 0 | 0 | 0 | 0 | 0 | 0 | 1 | 1 | 1 | 0 | 0 | 0 | 0 | 0 | 0 | 0 | 0 | 0 | 0 | 0 | 0 | 0 | 0 | 0 | 0 | 0 | 0 | 0 | 0 | 0 | 0 | 0 | 0 | 0 | 0 | 0 | 0 | 0 | 0 | 0 | 0 | 0 | 0 | 0 | 0 | 0 | 0 | 0 | 0 | 0 | 0 | 0 | 0 | 0 | 0 | 0 | 0 | 0 | 0 | 0 | 0 | 0 | 0 | 0 | 0 | 0 | 0 | 0 | 0 | 0 | 0 | 0 | 0 | 0 | 0 | 0 | 0 | 0 | 0 | 0 | 0 | 2 |  | 0 | 0 | 0 | 0 | 0 | 0 | 0 | 0 | 0 | 0 | 0 | 0 | 0 | 0 | 0 | 0 | 0 | 0 | 0 | 0 | 0 | 0 | 0 | 0 | 0 | 0 | 0 | 0 | 0 | 0 | 1 | 0 | 1 | 0 | 0 | 0 | -3566.801 | -1411.508 | 344.027 | Lugo - Victorville area constraint | Lugo - Victorville area constraint | Lugo - Victorville area constraint |  | 0 | 0 | 0 | 0 | 0 | 0 | 576.5 | 1808.75 | 3367.55 | Sloan Canyon - Eldorado 500 kV constraint | Sloan Canyon - Eldorado 500 kV constraint | GLW 230kV area constraint |  | 5 | 1 | YES | 2 | 1 | 1 | NO | 1
EOP | Innovation | 230 | 0 | 0 | 0 | 0 | 0 | 0 | 0 | 0 | 0 | 0 | 0 | 0 | 0 | 0 | 0 | 0 | 0 | 0 | 0 | 0 | 0 | 0 | 1 | 1 | 1 | 0 | 0 | 0 | 0 | 0 | 0 | 0 | 0 | 0 | 0 | 0 | 0 | 0 | 0 | 0 | 0 | 0 | 0 | 0 | 0 | 0 | 0 | 0 | 0 | 0 | 0 | 0 | 0 | 0 | 0 | 0 | 0 | 0 | 0 | 0 | 0 | 0 | 0 | 0 | 0 | 0 | 0 | 0 | 0 | 0 | 0 | 0 | 0 | 0 | 0 | 0 | 0 | 0 | 0 | 0 | 0 | 0 | 0 | 0 | 0 | 0 | 0 | 0 | 0 | 0 | 0 | 0 | 0 | 0 | 0 | 0 | 0 | 2 |  | 0 | 0 | 0 | 0 | 0 | 0 | 0 | 0 | 0 | 0 | 0 | 0 | 0 | 0 | 0 | 0 | 0 | 0 | 0 | 0 | 0 | 0 | 0 | 0 | 0 | 0 | 0 | 0 | 0 | 0 | 1 | 0 | 1 | 0 | 0 | 0 | -3566.801 | -1411.508 | 344.027 | Lugo - Victorville area constraint | Lugo - Victorville area constraint | Lugo - Victorville area constraint |  | 0 | 0 | 0 | 0 | 0 | 0 | 576.5 | 1808.75 | 3367.55 | Sloan Canyon - Eldorado 500 kV constraint | Sloan Canyon - Eldorado 500 kV constraint | GLW 230kV area constraint |  | 5 | 1 | YES | 2 | 1 | 1 | NO | 1
SCE NOL | Inyokern | 115 | 0 | 0 | 0 | 0 | 0 | 0 | 0 | 0 | 0 | 0 | 0 | 1 | 1 | 1 | 0 | 0 | 0 | 0 | 0 | 0 | 0 | 0 | 0 | 0 | 0 | 0 | 0 | 0 | 0 | 0 | 0 | 0 | 0 | 0 | 0 | 0 | 0 | 0 | 0 | 0 | 0 | 0 | 0 | 0 | 0 | 0 | 0 | 0 | 0 | 0 | 0 | 0 | 0 | 0 | 0 | 0 | 0 | 0 | 0 | 0 | 0 | 0 | 0 | 0 | 0 | 0 | 0 | 0 | 0 | 0 | 0 | 0 | 0 | 0 | 0 | 0 | 0 | 0 | 0 | 0 | 0 | 0 | 0 | 0 | 0 | 0 | 0 | 0 | 0 | 0 | 0 | 0 | 0 | 0 | 0 | 0 | 0 | 3 |  | 0 | 0 | 0 | 0 | 0 | 0 | 0 | 0 | 0 | 0 | 0 | 25 | 0 | 0 | 1 | 116 | 0 | 0 | 0 | 0 | 0 | 0 | 0 | 0 | 0 | 31.8 | 25 | 0 | 0 | 1 | 0 | 2 | 0 | 2 | 0 | 0 | -280.6 | -110.25 | 1093.724 | South of Kramer Area Constraint | South of Kramer Area Constraint | South of Kramer Area Constraint |  | 0 | 3 | 0 | 0 | 0 | 0 | -80.6 | 89.75 | 1093.724 | South of Kramer Area Constraint | South of Kramer Area Constraint | South of Kramer Area Constraint |  | 4 | 3 | YES | 3 | 1 | 1 | NO | 1
EOP | IS Tap | 138 | 0 | 0 | 0 | 0 | 0 | 0 | 0 | 0 | 0 | 0 | 0 | 0 | 0 | 0 | 0 | 0 | 0 | 0 | 0 | 0 | 0 | 0 | 1 | 1 | 1 | 0 | 0 | 0 | 0 | 0 | 0 | 0 | 0 | 0 | 0 | 0 | 0 | 0 | 0 | 0 | 0 | 0 | 0 | 0 | 0 | 0 | 0 | 0 | 0 | 0 | 0 | 0 | 0 | 0 | 0 | 0 | 0 | 0 | 0 | 0 | 0 | 0 | 0 | 0 | 0 | 0 | 0 | 0 | 0 | 0 | 0 | 0 | 0 | 0 | 0 | 0 | 0 | 0 | 0 | 0 | 0 | 0 | 0 | 0 | 0 | 0 | 0 | 0 | 0 | 0 | 0 | 0 | 0 | 0 | 0 | 0 | 0 | 2 |  | 0 | 0 | 0 | 0 | 0 | 0 | 0 | 0 | 0 | 0 | 0 | 0 | 0 | 0 | 0 | 0 | 0 | 0 | 0 | 0 | 0 | 0 | 0 | 0 | 0 | 0 | 0 | 0 | 0 | 0 | 1 | 0 | 1 | 0 | 0 | 0 | -3566.801 | -1411.508 | 344.027 | Lugo - Victorville area constraint | Lugo - Victorville area constraint | Lugo - Victorville area constraint |  | 0 | 0 | 0 | 0 | 0 | 0 | 576.5 | 1808.75 | 3367.55 | Sloan Canyon - Eldorado 500 kV constraint | Sloan Canyon - Eldorado 500 kV constraint | GLW 230kV area constraint |  | 5 | 1 | YES | 2 | 1 | 1 | NO | 1
EOP | Ivanpah | 115 | 0 | 0 | 0 | 0 | 0 | 0 | 0 | 0 | 0 | 0 | 0 | 0 | 0 | 0 | 0 | 0 | 0 | 0 | 0 | 0 | 0 | 0 | 0 | 1 | 1 | 0 | 0 | 0 | 0 | 0 | 0 | 0 | 0 | 0 | 0 | 0 | 0 | 0 | 0 | 0 | 0 | 0 | 0 | 0 | 0 | 0 | 0 | 0 | 0 | 0 | 0 | 0 | 0 | 0 | 0 | 0 | 0 | 0 | 0 | 0 | 0 | 0 | 0 | 0 | 0 | 0 | 0 | 0 | 0 | 0 | 0 | 0 | 0 | 0 | 0 | 0 | 0 | 0 | 0 | 0 | 0 | 0 | 0 | 0 | 0 | 0 | 0 | 0 | 0 | 0 | 0 | 0 | 0 | 0 | 0 | 0 | 0 | 1 |  | 0 | 0 | 0 | 0 | 0 | 0 | 0 | 0 | 0 | 0 | 0 | 0 | 0 | 0 | 0 | 0 | 0 | 0 | 0 | 0 | 0 | 0 | 0 | 0 | 0 | 0 | 0 | 0 | 0 | 0 | 1 | 0 | 1 | 0 | 0 | 0 | -3566.801 | -1411.508 | 344.027 | Lugo - Victorville area constraint | Lugo - Victorville area constraint | Lugo - Victorville area constraint |  | 0 | 0 | 0 | 0 | 0 | 0 | 576.5 | 1808.75 | 4302.626 | Sloan Canyon - Eldorado 500 kV constraint | Sloan Canyon - Eldorado 500 kV constraint | Sloan Canyon - Eldorado 500 kV constraint |  | 5 | 1 | YES | 2 | 1 | 1 | NO | 1
EOP | Ivanpah | 230 | 0 | 0 | 0 | 0 | 0 | 0 | 0 | 0 | 0 | 0 | 0 | 0 | 0 | 0 | 0 | 0 | 0 | 0 | 0 | 0 | 0 | 0 | 0 | 1 | 1 | 0 | 0 | 0 | 0 | 0 | 0 | 0 | 0 | 0 | 0 | 0 | 0 | 0 | 0 | 0 | 0 | 0 | 0 | 0 | 0 | 0 | 0 | 0 | 0 | 0 | 0 | 0 | 0 | 0 | 0 | 0 | 0 | 0 | 0 | 0 | 0 | 0 | 0 | 0 | 0 | 0 | 0 | 0 | 0 | 0 | 0 | 0 | 0 | 0 | 0 | 0 | 0 | 0 | 0 | 0 | 0 | 0 | 0 | 0 | 0 | 0 | 0 | 0 | 0 | 0 | 0 | 0 | 0 | 0 | 0 | 0 | 0 | 1 |  | 0 | 0 | 0 | 0 | 0 | 0 | 0 | 0 | 0 | 0 | 0 | 0 | 0 | 0 | 0 | 0 | 0 | 0 | 0 | 0 | 0 | 0 | 0 | 0 | 0 | 0 | 0 | 0 | 0 | 0 | 1 | 0 | 1 | 0 | 0 | 0 | -3566.801 | -1411.508 | 344.027 | Lugo - Victorville area constraint | Lugo - Victorville area constraint | Lugo - Victorville area constraint |  | 0 | 0 | 0 | 0 | 0 | 0 | 576.5 | 1808.75 | 4302.626 | Sloan Canyon - Eldorado 500 kV constraint | Sloan Canyon - Eldorado 500 kV constraint | Sloan Canyon - Eldorado 500 kV constraint |  | 5 | 1 | YES | 2 | 1 | 1 | NO | 1
EOP | Jackass (DOE) | 138 | 0 | 0 | 0 | 0 | 0 | 0 | 0 | 0 | 0 | 0 | 0 | 0 | 0 | 0 | 0 | 0 | 0 | 0 | 0 | 0 | 0 | 0 | 1 | 1 | 1 | 0 | 0 | 0 | 0 | 0 | 0 | 0 | 0 | 0 | 0 | 0 | 0 | 0 | 0 | 0 | 0 | 0 | 0 | 0 | 0 | 0 | 0 | 0 | 0 | 0 | 0 | 0 | 0 | 0 | 0 | 0 | 0 | 0 | 0 | 0 | 0 | 0 | 0 | 0 | 0 | 0 | 0 | 0 | 0 | 0 | 0 | 0 | 0 | 0 | 0 | 0 | 0 | 0 | 0 | 0 | 0 | 0 | 0 | 0 | 0 | 0 | 0 | 0 | 0 | 0 | 0 | 0 | 0 | 0 | 0 | 0 | 0 | 2 |  | 0 | 0 | 0 | 0 | 0 | 0 | 0 | 0 | 0 | 0 | 0 | 0 | 0 | 0 | 0 | 0 | 0 | 0 | 0 | 0 | 0 | 0 | 0 | 0 | 0 | 0 | 0 | 0 | 0 | 0 | 1 | 0 | 1 | 0 | 0 | 0 | -3566.801 | -1411.508 | 344.027 | Lugo - Victorville area constraint | Lugo - Victorville area constraint | Lugo - Victorville area constraint |  | 0 | 0 | 0 | 0 | 0 | 0 | 576.5 | 1808.75 | 3367.55 | Sloan Canyon - Eldorado 500 kV constraint | Sloan Canyon - Eldorado 500 kV constraint | GLW 230kV area constraint |  | 5 | 1 | YES | 2 | 1 | 1 | NO | 1
PG&E NGBA | James B Black | 230 | 0 | 0 | 0 | 0 | 0 | 0 | 0 | 0 | 0 | 0 | 0 | 0 | 0 | 0 | 0 | 0 | 0 | 0 | 0 | 0 | 0 | 0 | 0 | 0 | 0 | 0 | 0 | 0 | 0 | 0 | 0 | 0 | 0 | 0 | 0 | 0 | 0 | 0 | 0 | 1 | 0 | 0 | 0 | 0 | 0 | 0 | 0 | 0 | 0 | 0 | 0 | 0 | 0 | 0 | 0 | 0 | 0 | 0 | 0 | 0 | 0 | 0 | 0 | 0 | 0 | 0 | 0 | 0 | 0 | 0 | 0 | 0 | 0 | 0 | 0 | 0 | 0 | 0 | 0 | 0 | 0 | 0 | 0 | 0 | 0 | 0 | 0 | 0 | 0 | 0 | 0 | 0 | 0 | 0 | 0 | 0 | 0 | 0 |  | 0 | 0 | 0 | 0 | 0 | 0 | 0 | 0 | 0 | 0 | 0 | 0 | 0 | 0 | 0 | 131 | 0 | 0 | 0 | 0 | 0 | 0 | 0 | 0 | 0 | 0 | 0 | 0 | 0 | 1 | 1 | 0 | 1 | 0 | 0 | 0 | -770.34 | -257.6012 | 2295.5509 | Collinsville-Tesla 500 kV Line | Collinsville-Tesla 500 kV Line | Collinsville-Tesla 500 kV Line |  | 0 | 0 | 0 | 0 | 0 | 0 | 7874.66 | 8387.3988 | 2295.5509 | Collinsville-Tesla 500 kV Line | Collinsville-Tesla 500 kV Line | Collinsville-Tesla 500 kV Line |  | 5 | 1 | YES | 2 | 1 | 1 | NO | 1
PG&E GBA | Jefferson | 230 | 0 | 0 | 0 | 0 | 0 | 0 | 0 | 0 | 0 | 0 | 0 | 0 | 0 | 0 | 0 | 0 | 0 | 0 | 0 | 0 | 0 | 0 | 0 | 0 | 0 | 0 | 0 | 0 | 0 | 0 | 0 | 0 | 0 | 0 | 0 | 0 | 0 | 0 | 0 | 0 | 0 | 0 | 0 | 0 | 0 | 0 | 0 | 0 | 0 | 0 | 0 | 0 | 1 | 0 | 0 | 0 | 0 | 0 | 0 | 1 | 0 | 0 | 0 | 0 | 0 | 0 | 0 | 0 | 0 | 0 | 0 | 0 | 0 | 0 | 0 | 0 | 0 | 0 | 0 | 0 | 0 | 0 | 0 | 0 | 0 | 0 | 0 | 0 | 0 | 0 | 0 | 0 | 0 | 0 | 0 | 0 | 1 | 1 |  | 0 | 0 | 0 | 0 | 0 | 0 | 0 | 0 | 0 | 0 | 0 | 0 | 0 | 0 | 0 | 0 | 0 | 0 | 0 | 0 | 0 | 0 | 0 | 0 | 0 | 0 | 0 | 0 | 0 | 0 | 0 | 0 | 0 | 0 | 0 | 0 | 958.5 | 1141.75 | 2688.8852 | NEW-Metcalf-Mosslanding 500kV | NEW-Metcalf-Mosslanding 500kV | Tesla-Bellota 230 kV line |  | 0 | 0 | 0 | 0 | 0 | 0 | 958.5 | 1141.75 | 2688.8852 | NEW-Metcalf-Mosslanding 500kV | NEW-Metcalf-Mosslanding 500kV | Tesla-Bellota 230 kV line |  | 1 | 1 | NO | 1 | 1 | 1 | NO | 1
PG&E NGBA | Jessup | 115 | 0 | 0 | 0 | 0 | 0 | 0 | 0 | 0 | 0 | 0 | 0 | 0 | 0 | 0 | 0 | 0 | 0 | 0 | 0 | 0 | 0 | 0 | 0 | 0 | 0 | 0 | 0 | 0 | 0 | 0 | 0 | 0 | 0 | 0 | 0 | 0 | 0 | 0 | 0 | 1 | 0 | 0 | 0 | 0 | 0 | 0 | 0 | 0 | 0 | 0 | 0 | 0 | 0 | 0 | 0 | 0 | 0 | 0 | 0 | 0 | 0 | 0 | 0 | 0 | 0 | 0 | 0 | 0 | 0 | 0 | 0 | 0 | 0 | 0 | 0 | 0 | 0 | 0 | 0 | 0 | 0 | 0 | 0 | 0 | 0 | 0 | 0 | 0 | 0 | 0 | 0 | 0 | 0 | 0 | 0 | 0 | 0 | 0 |  | 0 | 0 | 0 | 0 | 0 | 0 | 0 | 0 | 0 | 0 | 0 | 0 | 0 | 0 | 0 | 100 | 0 | 0 | 0 | 0 | 0 | 0 | 0 | 0 | 0 | 0 | 0 | 0 | 0 | 1 | 1 | 0 | 1 | 0 | 0 | 0 | -770.34 | -257.6012 | 2295.5509 | Collinsville-Tesla 500 kV Line | Collinsville-Tesla 500 kV Line | Collinsville-Tesla 500 kV Line |  | 0 | 0 | 0 | 0 | 0 | 0 | 7874.66 | 8387.3988 | 2295.5509 | Collinsville-Tesla 500 kV Line | Collinsville-Tesla 500 kV Line | Collinsville-Tesla 500 kV Line |  | 5 | 1 | YES | 2 | 1 | 1 | NO | 1
SCE Metro | Johanna | 230 | 0 | 0 | 0 | 0 | 0 | 0 | 0 | 0 | 0 | 1 | 0 | 0 | 0 | 0 | 0 | 0 | 0 | 0 | 0 | 0 | 0 | 0 | 0 | 0 | 0 | 0 | 0 | 0 | 0 | 0 | 0 | 0 | 0 | 0 | 0 | 0 | 0 | 0 | 0 | 0 | 0 | 0 | 0 | 0 | 0 | 0 | 0 | 0 | 0 | 0 | 0 | 0 | 0 | 0 | 0 | 0 | 0 | 0 | 0 | 0 | 0 | 0 | 0 | 0 | 0 | 0 | 0 | 0 | 0 | 0 | 0 | 0 | 0 | 0 | 0 | 0 | 0 | 0 | 0 | 0 | 0 | 0 | 0 | 0 | 0 | 0 | 0 | 0 | 0 | 0 | 0 | 0 | 0 | 0 | 0 | 0 | 0 | 0 |  | 0 | 0 | 0 | 0 | 0 | 0 | 0 | 0 | 0 | 0 | 0 | 1.4 | 0 | 0 | 1 | 0 | 0 | 0 | 0 | 0 | 0 | 0 | 0 | 0 | 0 | 0 | 1.4 | 0 | 0 | 1 | 0 | 0 | 0 | 0 | 0 | 0 | 3850.3788 | 8396.608 | 22073.9811 | SCE Metro Area Default Constraint | SCE Metro Area Default Constraint | SCE Metro Area Default Constraint |  | 0 | 0 | 0 | 0 | 0 | 0 | 3850.3788 | 8396.608 | 22073.9811 | SCE Metro Area Default Constraint | SCE Metro Area Default Constraint | SCE Metro Area Default Constraint |  | 1 | 1 | NO | 1 | 1 | 1 | NO | 1
SCE Eastern | Julian Hinds | 230 | 0 | 0 | 0 | 0 | 0 | 0 | 0 | 0 | 0 | 0 | 0 | 0 | 0 | 0 | 0 | 0 | 0 | 0 | 1 | 1 | 0 | 1 | 0 | 0 | 0 | 0 | 0 | 0 | 0 | 0 | 0 | 0 | 0 | 0 | 0 | 0 | 0 | 0 | 0 | 0 | 0 | 0 | 0 | 0 | 0 | 0 | 0 | 0 | 0 | 0 | 0 | 0 | 0 | 0 | 0 | 0 | 0 | 0 | 0 | 0 | 0 | 0 | 0 | 0 | 0 | 0 | 0 | 0 | 0 | 0 | 0 | 0 | 0 | 0 | 0 | 0 | 0 | 0 | 0 | 0 | 0 | 0 | 0 | 0 | 0 | 0 | 0 | 0 | 0 | 0 | 0 | 0 | 0 | 0 | 0 | 0 | 0 | 1 |  | 0 | 0 | 0 | 0 | 0 | 0 | 0 | 0 | 0 | 0 | 0 | 0 | 0 | 0 | 0 | 0 | 0 | 0 | 0 | 0 | 0 | 0 | 0 | 0 | 0 | 0 | 0 | 0 | 0 | 0 | 1 | 2 | 1 | 0 | 0 | 0 | -1393.746 | -500 | 366.16 | Serrano-Alberhill-Valley Constraint | Eagle Mountain Constraint | Eagle Mountain Constraint |  | 0 | 0 | 0 | 0 | 0 | 0 | 71 | 100 | 366.16 | Eagle Mountain Constraint | Eagle Mountain Constraint | Eagle Mountain Constraint |  | 5 | 1 | YES | 2 | 1 | 1 | NO | 1
PG&E GBA | Kasson | 115 | 0 | 0 | 0 | 0 | 0 | 0 | 0 | 0 | 0 | 0 | 0 | 0 | 0 | 0 | 0 | 0 | 0 | 0 | 0 | 0 | 0 | 0 | 0 | 0 | 0 | 0 | 0 | 0 | 0 | 0 | 0 | 0 | 0 | 0 | 0 | 0 | 0 | 0 | 0 | 0 | 0 | 0 | 0 | 0 | 0 | 1 | 0 | 0 | 0 | 0 | 0 | 0 | 0 | 0 | 0 | 1 | 0 | 0 | 0 | 1 | 0 | 0 | 0 | 0 | 0 | 0 | 0 | 0 | 0 | 0 | 0 | 0 | 0 | 0 | 0 | 0 | 0 | 0 | 0 | 0 | 0 | 0 | 0 | 0 | 0 | 0 | 0 | 0 | 0 | 0 | 0 | 0 | 0 | 0 | 0 | 0 | 0 | 0 |  | 0 | 0 | 0 | 0 | 0 | 0 | 0 | 0 | 0 | 0 | 0 | 0 | 0 | 0 | 0 | 0 | 0 | 0 | 0 | 0 | 0 | 0 | 0 | 0 | 0 | 0 | 0 | 0 | 0 | 0 | 1 | 0 | 0 | 0 | 0 | 0 | -140.65 | 268.5 | 1633.3998 | Bellota-Weber 230kV line | Bellota-Weber 230kV line | Bellota-Weber 230kV line |  | 1 | 0 | 0 | 0 | 0 | 0 | -140.65 | 268.5 | 1633.3998 | Bellota-Weber 230kV line | Bellota-Weber 230kV line | Bellota-Weber 230kV line |  | 5 | 5 | NO | 5 | 1 | 1 | NO | 1
PG&E GBA | Kasson | 60 | 0 | 0 | 0 | 0 | 0 | 0 | 0 | 0 | 0 | 0 | 0 | 0 | 0 | 0 | 0 | 0 | 0 | 0 | 0 | 0 | 0 | 0 | 0 | 0 | 0 | 0 | 0 | 0 | 0 | 0 | 0 | 0 | 0 | 0 | 0 | 0 | 0 | 0 | 0 | 0 | 0 | 0 | 0 | 0 | 0 | 1 | 0 | 0 | 0 | 0 | 0 | 0 | 0 | 0 | 0 | 1 | 0 | 0 | 0 | 1 | 0 | 0 | 0 | 1 | 0 | 0 | 0 | 0 | 0 | 0 | 0 | 0 | 0 | 0 | 0 | 0 | 0 | 0 | 0 | 0 | 0 | 0 | 0 | 0 | 0 | 0 | 0 | 0 | 0 | 0 | 0 | 0 | 0 | 0 | 0 | 0 | 0 | 0 |  | 0 | 0 | 0 | 0 | 0 | 0 | 0 | 0 | 0 | 0 | 0 | 0 | 0 | 0 | 0 | 0 | 0 | 0 | 0 | 0 | 0 | 0 | 0 | 0 | 0 | 0 | 0 | 0 | 0 | 0 | 1 | 0 | 0 | 0 | 0 | 0 | -140.65 | 44.16 | 147.632 | Bellota-Weber 230kV line | Tesla-Salado 115 kV line | Tesla-Salado 115 kV line |  | 1 | 0 | 0 | 0 | 0 | 0 | -140.65 | 44.16 | 147.632 | Bellota-Weber 230kV line | Tesla-Salado 115 kV line | Tesla-Salado 115 kV line |  | 5 | 5 | NO | 5 | 1 | 1 | NO | 1
PG&E FRESNO | Kearney | 230 | 0 | 0 | 0 | 0 | 0 | 0 | 0 | 0 | 0 | 0 | 0 | 0 | 0 | 0 | 0 | 0 | 0 | 0 | 0 | 0 | 0 | 0 | 0 | 0 | 0 | 0 | 0 | 0 | 0 | 0 | 0 | 0 | 0 | 0 | 0 | 0 | 0 | 0 | 0 | 0 | 0 | 0 | 0 | 0 | 0 | 1 | 0 | 0 | 0 | 0 | 0 | 0 | 0 | 0 | 0 | 0 | 0 | 0 | 0 | 0 | 0 | 0 | 0 | 0 | 0 | 0 | 0 | 0 | 0 | 0 | 0 | 0 | 0 | 0 | 0 | 0 | 0 | 0 | 1 | 1 | 0 | 1 | 1 | 1 | 0 | 1 | 0 | 1 | 0 | 1 | 0 | 0 | 0 | 0 | 0 | 0 | 0 | 1 |  | 0 | 0 | 0 | 0 | 0 | 0 | 0 | 0 | 10 | 0 | 0 | 0 | 0 | 0 | 1 | 0 | 0 | 0 | 0 | 0 | 0 | 0 | 0 | 10 | 0 | 0 | 0 | 0 | 0 | 1 | 3 | 0 | 4 | 0 | 2 | 0 | -544.45 | -2136.112 | -1421.793 | Borden-Storey #1 230kV line | Gates 500/230kV TB #11 | Gates 500/230kV TB #12 |  | 1 | 0 | 0 | 0 | 0 | 0 | -140.65 | 268.5 | 908.5476 | Bellota-Weber 230kV line | Bellota-Weber 230kV line | Chowchilla-Le grand 115kV Line |  | 5 | 5 | NO | 5 | 5 | 1 | YES | 2
PG&E FRESNO | Kearney | 70 | 0 | 0 | 0 | 0 | 0 | 0 | 0 | 0 | 0 | 0 | 0 | 0 | 0 | 0 | 0 | 0 | 0 | 0 | 0 | 0 | 0 | 0 | 0 | 0 | 0 | 0 | 0 | 0 | 0 | 0 | 0 | 0 | 0 | 0 | 0 | 0 | 0 | 0 | 0 | 0 | 0 | 0 | 0 | 0 | 0 | 1 | 0 | 0 | 0 | 0 | 0 | 0 | 0 | 0 | 0 | 0 | 0 | 0 | 0 | 0 | 0 | 0 | 0 | 0 | 0 | 0 | 0 | 0 | 0 | 0 | 0 | 0 | 0 | 0 | 0 | 0 | 0 | 0 | 1 | 0 | 0 | 1 | 1 | 1 | 1 | 1 | 0 | 1 | 1 | 1 | 0 | 0 | 1 | 0 | 0 | 0 | 0 | 2 |  | 0 | 0.55 | 0 | 0 | 0 | 0 | 0 | 0 | 0 | 0 | 0 | 0 | 0 | 0 | 1 | 0 | 0.55 | 0 | 0 | 0 | 0 | 0 | 0 | 0 | 0 | 0 | 0 | 0 | 0 | 1 | 3 | 0 | 3 | 0 | 1 | 0 | -544.45 | -1862.092 | -1421.793 | Borden-Storey #1 230kV line | Gates 500/230kV TB #12 | Gates 500/230kV TB #12 |  | 1 | 0 | 0 | 0 | 0 | 0 | -140.65 | 268.5 | 126.1276 | Bellota-Weber 230kV line | Bellota-Weber 230kV line | Oro Loma-El Nido 115kV Line |  | 5 | 5 | NO | 5 | 5 | 1 | YES | 2
PG&E GBA | Kelso | 230 | 0 | 0 | 0 | 0 | 0 | 0 | 0 | 0 | 0 | 0 | 0 | 0 | 0 | 0 | 0 | 0 | 0 | 0 | 0 | 0 | 0 | 0 | 0 | 0 | 0 | 0 | 0 | 0 | 0 | 0 | 0 | 0 | 0 | 0 | 0 | 0 | 0 | 0 | 0 | 1 | 0 | 0 | 0 | 0 | 0 | 0 | 0 | 0 | 0 | 0 | 0 | 0 | 0 | 1 | 0 | 1 | 0 | 0 | 0 | 0 | 0 | 0 | 0 | 0 | 0 | 1 | 0 | 0 | 0 | 0 | 0 | 0 | 0 | 0 | 0 | 0 | 0 | 0 | 0 | 0 | 0 | 0 | 0 | 0 | 0 | 0 | 0 | 0 | 0 | 0 | 0 | 0 | 0 | 0 | 0 | 0 | 0 | 0 |  | 0 | 0 | 0 | 0 | 0 | 0 | 0 | 0 | 0 | 0 | 0 | 0 | 0 | 0 | 0 | 0 | 0 | 0 | 0 | 0 | 0 | 0 | 0 | 0 | 0 | 0 | 90.7 | 0 | 0 | 1 | 2 | 0 | 1 | 0 | 0 | 0 | -770.34 | -257.6012 | 2295.5509 | Collinsville-Tesla 500 kV Line | Collinsville-Tesla 500 kV Line | Collinsville-Tesla 500 kV Line |  | 0 | 0 | 0 | 0 | 0 | 0 | 3115.51 | 3433.6438 | 2295.5509 | Tesla-Tracy-Pump 230 kV line #2 | Tesla-Tracy-Pump 230 kV line #2 | Collinsville-Tesla 500 kV Line |  | 5 | 1 | YES | 2 | 1 | 1 | NO | 1
PG&E FRESNO | Kerchoff 1 | 115 | 0 | 0 | 0 | 0 | 0 | 0 | 0 | 0 | 0 | 0 | 0 | 0 | 0 | 0 | 0 | 0 | 0 | 0 | 0 | 0 | 0 | 0 | 0 | 0 | 0 | 0 | 0 | 0 | 0 | 0 | 0 | 0 | 0 | 0 | 0 | 0 | 0 | 0 | 0 | 0 | 0 | 0 | 0 | 0 | 0 | 1 | 0 | 0 | 0 | 0 | 0 | 0 | 0 | 0 | 0 | 0 | 0 | 0 | 0 | 0 | 0 | 0 | 0 | 0 | 0 | 0 | 0 | 0 | 0 | 0 | 0 | 0 | 0 | 0 | 0 | 0 | 0 | 0 | 1 | 0 | 0 | 1 | 1 | 0 | 0 | 1 | 0 | 1 | 0 | 1 | 1 | 0 | 1 | 0 | 0 | 0 | 0 | 1 |  | 0 | 0 | 0 | 0 | 0 | 0 | 0 | 0 | 0 | 0 | 0 | 0 | 0 | 0 | 0 | 0 | 0 | 0 | 0 | 0 | 0 | 0 | 0 | 0 | 0 | 0 | 0 | 0 | 0 | 0 | 2 | 0 | 2 | 0 | 1 | 0 | -544.45 | -1862.092 | -1421.793 | Borden-Storey #1 230kV line | Gates 500/230kV TB #12 | Gates 500/230kV TB #12 |  | 1 | 0 | 0 | 0 | 0 | 0 | -140.65 | 122 | 126.1276 | Bellota-Weber 230kV line | Merced 115/70kV TB#2 | Oro Loma-El Nido 115kV Line |  | 5 | 5 | NO | 5 | 5 | 1 | YES | 2
PG&E KERN | Kern Oil | 115 | 0 | 0 | 0 | 0 | 0 | 0 | 0 | 0 | 0 | 0 | 0 | 0 | 0 | 0 | 0 | 0 | 0 | 0 | 0 | 0 | 0 | 0 | 0 | 0 | 0 | 0 | 0 | 0 | 0 | 0 | 0 | 0 | 0 | 0 | 0 | 0 | 0 | 0 | 0 | 0 | 0 | 0 | 0 | 0 | 0 | 0 | 0 | 0 | 0 | 0 | 0 | 0 | 0 | 0 | 0 | 0 | 0 | 0 | 0 | 0 | 0 | 0 | 0 | 0 | 0 | 0 | 0 | 0 | 1 | 0 | 1 | 0 | 0 | 0 | 1 | 0 | 0 | 0 | 1 | 0 | 0 | 0 | 0 | 0 | 0 | 0 | 0 | 0 | 0 | 0 | 0 | 0 | 0 | 0 | 1 | 0 | 0 | 0 |  | 0 | 0 | 0 | 0 | 0 | 0 | 0 | 0 | 0 | 0 | 0 | 0 | 0 | 0 | 0 | 0 | 0 | 0 | 0 | 0 | 0 | 0 | 0 | 0 | 0 | 100 | 0 | 0 | 0 | 1 | 0 | 0 | 2 | 0 | 1 | 1 | 578.02 | -1862.092 | -2136.2316 | Gates 500/230kV TB #12 | Gates 500/230kV TB #12 | Mustang-Henrietta 230 kV line |  | 0 | 0 | 0 | 0 | 0 | 0 | 1194.55 | 761.488 | 342.7684 | Gates-Arco 230 kV Line | Mustang-Henrietta 230 kV line | Mustang-Henrietta 230 kV line |  | 5 | 1 | YES | 2 | 5 | 1 | YES | 2
PG&E KERN | Kern PP | 115 | 0 | 0 | 0 | 0 | 0 | 0 | 0 | 0 | 0 | 0 | 0 | 0 | 0 | 0 | 0 | 0 | 0 | 0 | 0 | 0 | 0 | 0 | 0 | 0 | 0 | 0 | 0 | 0 | 0 | 0 | 0 | 0 | 0 | 0 | 0 | 0 | 0 | 0 | 0 | 0 | 0 | 0 | 0 | 0 | 0 | 0 | 0 | 0 | 0 | 0 | 0 | 0 | 0 | 0 | 0 | 0 | 0 | 0 | 0 | 0 | 0 | 0 | 0 | 0 | 0 | 0 | 0 | 0 | 1 | 0 | 1 | 0 | 0 | 0 | 0 | 0 | 0 | 0 | 1 | 1 | 0 | 0 | 0 | 0 | 0 | 0 | 0 | 0 | 0 | 0 | 0 | 0 | 0 | 0 | 1 | 0 | 0 | 0 |  | 0 | 0 | 0 | 0 | 0 | 0 | 0 | 0 | 0 | 0 | 0 | 0 | 0 | 0 | 0 | 0 | 0 | 0 | 0 | 0 | 0 | 0 | 0 | 0 | 0 | 50 | 0 | 0 | 0 | 1 | 0 | 0 | 3 | 0 | 2 | 1 | 578.02 | -2136.112 | -2136.2316 | Gates 500/230kV TB #12 | Gates 500/230kV TB #11 | Mustang-Henrietta 230 kV line |  | 0 | 0 | 0 | 0 | 0 | 0 | 1194.55 | 761.488 | 342.7684 | Gates-Arco 230 kV Line | Mustang-Henrietta 230 kV line | Mustang-Henrietta 230 kV line |  | 5 | 1 | YES | 2 | 5 | 1 | YES | 2
PG&E KERN | Kern PP | 230 | 0 | 0 | 0 | 0 | 0 | 0 | 0 | 0 | 0 | 0 | 0 | 0 | 0 | 0 | 0 | 0 | 0 | 0 | 0 | 0 | 0 | 0 | 0 | 0 | 0 | 0 | 0 | 0 | 0 | 0 | 0 | 0 | 0 | 0 | 0 | 0 | 0 | 0 | 0 | 0 | 0 | 0 | 0 | 0 | 0 | 0 | 0 | 0 | 0 | 0 | 0 | 0 | 0 | 0 | 0 | 0 | 0 | 0 | 0 | 0 | 0 | 0 | 0 | 0 | 0 | 0 | 0 | 1 | 0 | 0 | 0 | 0 | 0 | 0 | 0 | 0 | 0 | 0 | 1 | 1 | 0 | 0 | 0 | 0 | 0 | 0 | 0 | 0 | 0 | 0 | 0 | 0 | 0 | 0 | 1 | 0 | 0 | 0 |  | 0 | 0 | 0 | 0 | 0 | 0 | 0 | 0 | 0 | 0 | 0 | 0 | 0 | 0 | 0 | 0 | 0 | 0 | 0 | 0 | 0 | 0 | 0 | 0 | 0 | 0 | 0 | 0 | 0 | 0 | 0 | 0 | 3 | 0 | 2 | 1 | 122.65 | -2136.112 | -2136.2316 | Cal Flat-Gates 230 kV line | Gates 500/230kV TB #11 | Mustang-Henrietta 230 kV line |  | 0 | 0 | 0 | 0 | 0 | 0 | 122.65 | 392.11 | 342.7684 | Cal Flat-Gates 230 kV line | Cal Flat-Gates 230 kV line | Mustang-Henrietta 230 kV line |  | 5 | 1 | YES | 2 | 5 | 1 | YES | 2
PG&E KERN | Kern PP | 70 | 0 | 0 | 0 | 0 | 0 | 0 | 0 | 0 | 0 | 0 | 0 | 0 | 0 | 0 | 0 | 0 | 0 | 0 | 0 | 0 | 0 | 0 | 0 | 0 | 0 | 0 | 0 | 0 | 0 | 0 | 0 | 0 | 0 | 0 | 0 | 0 | 0 | 0 | 0 | 0 | 0 | 0 | 0 | 0 | 0 | 0 | 0 | 0 | 0 | 0 | 0 | 0 | 0 | 0 | 0 | 0 | 0 | 0 | 0 | 0 | 0 | 0 | 0 | 0 | 0 | 0 | 0 | 1 | 1 | 0 | 0 | 0 | 0 | 0 | 0 | 0 | 0 | 0 | 0 | 1 | 0 | 0 | 0 | 0 | 0 | 0 | 0 | 0 | 0 | 0 | 0 | 0 | 0 | 0 | 0 | 0 | 0 | 0 |  | 0 | 0 | 0 | 0 | 0 | 0 | 0 | 0 | 0 | 0 | 0 | 0 | 0 | 0 | 0 | 0 | 0 | 0 | 0 | 0 | 0 | 0 | 0 | 0 | 0 | 0 | 0 | 0 | 0 | 0 | 0 | 0 | 1 | 0 | 1 | 0 | 122.65 | -2136.112 | -826.4482 | Cal Flat-Gates 230 kV line | Gates 500/230kV TB #11 | Gates 500/230kV TB #11 |  | 0 | 0 | 0 | 0 | 0 | 0 | 122.65 | 392.11 | 666.9203 | Cal Flat-Gates 230 kV line | Cal Flat-Gates 230 kV line | Cal Flat-Gates 230 kV line |  | 5 | 1 | YES | 2 | 5 | 1 | YES | 2
PG&E KERN | Kernridge | 115 | 0 | 0 | 0 | 0 | 0 | 0 | 0 | 0 | 0 | 0 | 0 | 0 | 0 | 0 | 0 | 0 | 0 | 0 | 0 | 0 | 0 | 0 | 0 | 0 | 0 | 0 | 0 | 0 | 0 | 0 | 0 | 0 | 0 | 0 | 0 | 0 | 0 | 0 | 0 | 0 | 0 | 0 | 0 | 0 | 0 | 0 | 0 | 0 | 0 | 0 | 0 | 0 | 0 | 0 | 0 | 0 | 0 | 0 | 0 | 0 | 0 | 0 | 0 | 0 | 0 | 0 | 0 | 1 | 1 | 0 | 0 | 0 | 0 | 0 | 1 | 0 | 0 | 0 | 1 | 0 | 0 | 0 | 0 | 0 | 0 | 0 | 0 | 0 | 0 | 0 | 0 | 0 | 0 | 0 | 1 | 0 | 0 | 0 |  | 0 | 0 | 0 | 0 | 0 | 0 | 0 | 0 | 0 | 0 | 0 | 0 | 0 | 0 | 0 | 0 | 0 | 0 | 0 | 0 | 0 | 0 | 0 | 0 | 0 | 0 | 0 | 0 | 0 | 0 | 0 | 0 | 2 | 0 | 1 | 1 | 122.65 | -1862.092 | -2136.2316 | Cal Flat-Gates 230 kV line | Gates 500/230kV TB #12 | Mustang-Henrietta 230 kV line |  | 0 | 0 | 0 | 0 | 0 | 0 | 122.65 | 392.11 | 342.7684 | Cal Flat-Gates 230 kV line | Cal Flat-Gates 230 kV line | Mustang-Henrietta 230 kV line |  | 5 | 1 | YES | 2 | 5 | 1 | YES | 2
PG&E FRESNO | Kingsburg | 115 | 0 | 0 | 0 | 0 | 0 | 0 | 0 | 0 | 0 | 0 | 0 | 0 | 0 | 0 | 0 | 0 | 0 | 0 | 0 | 0 | 0 | 0 | 0 | 0 | 0 | 0 | 0 | 0 | 0 | 0 | 0 | 0 | 0 | 0 | 0 | 0 | 0 | 0 | 0 | 0 | 0 | 0 | 0 | 0 | 0 | 1 | 0 | 0 | 0 | 0 | 0 | 0 | 0 | 0 | 0 | 0 | 0 | 0 | 0 | 0 | 0 | 0 | 0 | 0 | 0 | 0 | 0 | 0 | 0 | 0 | 0 | 0 | 0 | 0 | 0 | 0 | 0 | 0 | 1 | 0 | 0 | 1 | 0 | 1 | 1 | 1 | 0 | 0 | 0 | 1 | 0 | 0 | 0 | 0 | 1 | 0 | 0 | 2 |  | 0 | 0 | 0 | 0 | 0 | 0 | 0 | 0 | 0 | 0 | 0 | 0 | 0 | 0 | 0 | 0 | 0 | 0 | 0 | 0 | 0 | 0 | 0 | 0 | 0 | 0 | 0 | 0 | 0 | 0 | 3 | 0 | 4 | 0 | 1 | 1 | -544.45 | -1862.092 | -2136.2316 | Borden-Storey #1 230kV line | Gates 500/230kV TB #12 | Mustang-Henrietta 230 kV line |  | 1 | 0 | 0 | 0 | 0 | 0 | -140.65 | 268.5 | 342.7684 | Bellota-Weber 230kV line | Bellota-Weber 230kV line | Mustang-Henrietta 230 kV line |  | 5 | 5 | NO | 5 | 5 | 1 | YES | 2
PG&E GBA | Kirker | 115 | 0 | 0 | 0 | 0 | 0 | 0 | 0 | 0 | 0 | 0 | 0 | 0 | 0 | 0 | 0 | 0 | 0 | 0 | 0 | 0 | 0 | 0 | 0 | 0 | 0 | 0 | 0 | 0 | 0 | 0 | 0 | 0 | 0 | 0 | 0 | 0 | 0 | 0 | 0 | 1 | 0 | 0 | 0 | 0 | 0 | 0 | 0 | 0 | 0 | 0 | 0 | 0 | 0 | 0 | 0 | 0 | 0 | 0 | 0 | 0 | 0 | 0 | 0 | 0 | 0 | 0 | 0 | 0 | 0 | 0 | 0 | 0 | 0 | 0 | 0 | 0 | 0 | 0 | 0 | 0 | 0 | 0 | 0 | 0 | 0 | 0 | 0 | 0 | 0 | 0 | 0 | 0 | 0 | 0 | 0 | 0 | 0 | 0 |  | 0 | 0 | 0 | 0 | 0 | 0 | 0 | 0 | 0 | 0 | 0 | 0 | 0 | 0 | 0 | 0 | 0 | 0 | 0 | 0 | 0 | 0 | 0 | 2.9 | 0 | 0 | 0 | 0 | 0 | 1 | 1 | 0 | 1 | 0 | 0 | 0 | -770.34 | -257.6012 | 2295.5509 | Collinsville-Tesla 500 kV Line | Collinsville-Tesla 500 kV Line | Collinsville-Tesla 500 kV Line |  | 0 | 0 | 0 | 0 | 0 | 0 | 7874.66 | 8387.3988 | 2295.5509 | Collinsville-Tesla 500 kV Line | Collinsville-Tesla 500 kV Line | Collinsville-Tesla 500 kV Line |  | 5 | 1 | YES | 2 | 1 | 1 | NO | 1
PG&E NGBA | Knights Landing | 115 | 0 | 0 | 0 | 0 | 0 | 0 | 0 | 0 | 0 | 0 | 0 | 0 | 0 | 0 | 0 | 0 | 0 | 0 | 0 | 0 | 0 | 0 | 0 | 0 | 0 | 0 | 0 | 0 | 0 | 0 | 0 | 0 | 0 | 0 | 0 | 0 | 0 | 0 | 0 | 1 | 1 | 0 | 1 | 0 | 1 | 1 | 0 | 1 | 0 | 0 | 0 | 0 | 0 | 0 | 0 | 0 | 0 | 0 | 0 | 1 | 1 | 0 | 0 | 0 | 0 | 0 | 0 | 0 | 0 | 0 | 0 | 0 | 0 | 0 | 0 | 0 | 0 | 0 | 0 | 0 | 0 | 0 | 0 | 0 | 0 | 0 | 0 | 0 | 0 | 0 | 0 | 0 | 0 | 0 | 0 | 0 | 0 | 0 |  | 0 | 0 | 0 | 0 | 0 | 0 | 0 | 0 | 0 | 0 | 0 | 0 | 0 | 0 | 0 | 0 | 0 | 0 | 0 | 0 | 0 | 0 | 0 | 0 | 0 | 0 | 0 | 0 | 0 | 0 | 2 | 0 | 1 | 0 | 0 | 0 | -770.34 | -257.6012 | 32.84 | Collinsville-Tesla 500 kV Line | Collinsville-Tesla 500 kV Line | Woodland- Davis 115kV line |  | 1 | 0 | 0 | 0 | 0 | 0 | -140.65 | 50 | 32.84 | Bellota-Weber 230kV line | Rocklin-Pleaseant grove 115kV line | Woodland- Davis 115kV line |  | 5 | 5 | NO | 5 | 1 | 1 | NO | 1
PG&E NGBA | Konocti | 60 | 0 | 0 | 0 | 0 | 0 | 0 | 0 | 0 | 0 | 0 | 0 | 0 | 0 | 0 | 0 | 0 | 0 | 0 | 0 | 0 | 0 | 0 | 0 | 0 | 0 | 0 | 0 | 0 | 0 | 0 | 0 | 0 | 0 | 0 | 0 | 0 | 0 | 0 | 0 | 1 | 0 | 1 | 0 | 0 | 0 | 0 | 0 | 0 | 0 | 0 | 0 | 0 | 1 | 0 | 1 | 1 | 0 | 0 | 0 | 0 | 0 | 0 | 0 | 0 | 0 | 0 | 1 | 0 | 0 | 0 | 0 | 0 | 0 | 0 | 0 | 0 | 0 | 0 | 0 | 0 | 0 | 0 | 0 | 0 | 0 | 0 | 0 | 0 | 0 | 0 | 0 | 0 | 0 | 0 | 0 | 0 | 0 | 1 |  | 0 | 0 | 0 | 0 | 0 | 0 | 0 | 0 | 0 | 0 | 0 | 0 | 0 | 0 | 0 | 0 | 0 | 0 | 0 | 0 | 0 | 0 | 0 | 0 | 0 | 0 | 0 | 0 | 0 | 0 | 2 | 0 | 2 | 0 | 0 | 0 | -770.34 | -257.6012 | 381.1526 | Collinsville-Tesla 500 kV Line | Collinsville-Tesla 500 kV Line | Birds Landing-Contra Costa 230kV Line |  | 1 | 0 | 1 | 0 | 0 | 0 | -278.39 | -7.9962 | 381.1526 | Birds Landing-Contra Costa 230kV Line | Birds Landing-Contra Costa 230kV Line | Birds Landing-Contra Costa 230kV Line |  | 5 | 5 | NO | 5 | 1 | 1 | NO | 1
SCE NOL | Kramer | 115 | 0 | 0 | 0 | 0 | 0 | 0 | 0 | 0 | 0 | 0 | 0 | 1 | 1 | 1 | 0 | 0 | 0 | 0 | 0 | 0 | 0 | 0 | 0 | 0 | 0 | 0 | 0 | 0 | 0 | 0 | 0 | 0 | 0 | 0 | 0 | 0 | 0 | 0 | 0 | 0 | 0 | 0 | 0 | 0 | 0 | 0 | 0 | 0 | 0 | 0 | 0 | 0 | 0 | 0 | 0 | 0 | 0 | 0 | 0 | 0 | 0 | 0 | 0 | 0 | 0 | 0 | 0 | 0 | 0 | 0 | 0 | 0 | 0 | 0 | 0 | 0 | 0 | 0 | 0 | 0 | 0 | 0 | 0 | 0 | 0 | 0 | 0 | 0 | 0 | 0 | 0 | 0 | 0 | 0 | 0 | 0 | 0 | 3 |  | 0 | 0 | 0 | 0 | 0 | 0 | 0 | 0 | 0 | 0 | 0 | 0 | 0 | 0 | 0 | 0 | 0 | 0 | 0 | 0 | 0 | 0 | 0 | 0 | 0 | 4 | 0 | 6 | 0 | 1 | 0 | 2 | 0 | 2 | 0 | 0 | -280.6 | -110.25 | 1093.724 | South of Kramer Area Constraint | South of Kramer Area Constraint | South of Kramer Area Constraint |  | 0 | 3 | 0 | 0 | 0 | 0 | -80.6 | 89.75 | 1093.724 | South of Kramer Area Constraint | South of Kramer Area Constraint | South of Kramer Area Constraint |  | 4 | 3 | YES | 3 | 1 | 1 | NO | 1
SCE NOL | Kramer | 230 | 0 | 0 | 0 | 0 | 0 | 0 | 0 | 0 | 0 | 0 | 0 | 1 | 1 | 1 | 0 | 0 | 0 | 0 | 0 | 0 | 0 | 0 | 0 | 0 | 0 | 0 | 0 | 0 | 0 | 0 | 0 | 0 | 0 | 0 | 0 | 0 | 0 | 0 | 0 | 0 | 0 | 0 | 0 | 0 | 0 | 0 | 0 | 0 | 0 | 0 | 0 | 0 | 0 | 0 | 0 | 0 | 0 | 0 | 0 | 0 | 0 | 0 | 0 | 0 | 0 | 0 | 0 | 0 | 0 | 0 | 0 | 0 | 0 | 0 | 0 | 0 | 0 | 0 | 0 | 0 | 0 | 0 | 0 | 0 | 0 | 0 | 0 | 0 | 0 | 0 | 0 | 0 | 0 | 0 | 0 | 0 | 0 | 3 |  | 0 | 0 | 0 | 0 | 0 | 0 | 0 | 0 | 0 | 0 | 0 | 65 | 0 | 0 | 1 | 0 | 0 | 0 | 0 | 0 | 0 | 0 | 0 | 0 | 70 | 200 | 290 | 0 | 0 | 1 | 0 | 2 | 0 | 2 | 0 | 0 | -280.6 | -110.25 | 1093.724 | South of Kramer Area Constraint | South of Kramer Area Constraint | South of Kramer Area Constraint |  | 0 | 3 | 0 | 0 | 0 | 0 | -80.6 | 89.75 | 1093.724 | South of Kramer Area Constraint | South of Kramer Area Constraint | South of Kramer Area Constraint |  | 4 | 3 | YES | 3 | 1 | 1 | NO | 1
SCE Metro | La Cienega | 230 | 0 | 0 | 0 | 0 | 0 | 0 | 0 | 0 | 1 | 1 | 0 | 0 | 0 | 0 | 0 | 0 | 0 | 0 | 0 | 0 | 0 | 0 | 0 | 0 | 0 | 0 | 0 | 0 | 0 | 0 | 0 | 0 | 0 | 0 | 0 | 0 | 0 | 0 | 0 | 0 | 0 | 0 | 0 | 0 | 0 | 0 | 0 | 0 | 0 | 0 | 0 | 0 | 0 | 0 | 0 | 0 | 0 | 0 | 0 | 0 | 0 | 0 | 0 | 0 | 0 | 0 | 0 | 0 | 0 | 0 | 0 | 0 | 0 | 0 | 0 | 0 | 0 | 0 | 0 | 0 | 0 | 0 | 0 | 0 | 0 | 0 | 0 | 0 | 0 | 0 | 0 | 0 | 0 | 0 | 0 | 0 | 0 | 0 |  | 0 | 0 | 0 | 0 | 0 | 0 | 0 | 0 | 0 | 0 | 0 | 0 | 0 | 0 | 0 | 0 | 0 | 0 | 0 | 0 | 0 | 0 | 0 | 0 | 0 | 0 | 0 | 0 | 0 | 0 | 0 | 0 | 0 | 0 | 0 | 0 | 1896.8284 | 2297.444 | 3496.301 | Hinson - Del Amo Constraint | Hinson - Del Amo Constraint | Hinson - Del Amo Constraint |  | 0 | 0 | 0 | 0 | 0 | 0 | 1896.8284 | 2297.444 | 3496.301 | Hinson - Del Amo Constraint | Hinson - Del Amo Constraint | Hinson - Del Amo Constraint |  | 1 | 1 | NO | 1 | 1 | 1 | NO | 1
SCE Metro | La Fresa | 230 | 0 | 0 | 0 | 0 | 0 | 0 | 0 | 0 | 1 | 1 | 0 | 0 | 0 | 0 | 0 | 0 | 0 | 0 | 0 | 0 | 0 | 0 | 0 | 0 | 0 | 0 | 0 | 0 | 0 | 0 | 0 | 0 | 0 | 0 | 0 | 0 | 0 | 0 | 0 | 0 | 0 | 0 | 0 | 0 | 0 | 0 | 0 | 0 | 0 | 0 | 0 | 0 | 0 | 0 | 0 | 0 | 0 | 0 | 0 | 0 | 0 | 0 | 0 | 0 | 0 | 0 | 0 | 0 | 0 | 0 | 0 | 0 | 0 | 0 | 0 | 0 | 0 | 0 | 0 | 0 | 0 | 0 | 0 | 0 | 0 | 0 | 0 | 0 | 0 | 0 | 0 | 0 | 0 | 0 | 0 | 0 | 0 | 0 |  | 0 | 0 | 0 | 0 | 0 | 0 | 0 | 0 | 0.64 | 0 | 0 | 0 | 0 | 0 | 1 | 0 | 0 | 0 | 0 | 0 | 0 | 0 | 0 | 0.64 | 0 | 0 | 0 | 0 | 0 | 1 | 0 | 0 | 0 | 0 | 0 | 0 | 1896.8284 | 2297.444 | 3496.301 | Hinson - Del Amo Constraint | Hinson - Del Amo Constraint | Hinson - Del Amo Constraint |  | 0 | 0 | 0 | 0 | 0 | 0 | 1896.8284 | 2297.444 | 3496.301 | Hinson - Del Amo Constraint | Hinson - Del Amo Constraint | Hinson - Del Amo Constraint |  | 1 | 1 | NO | 1 | 1 | 1 | NO | 1
SCE Metro | Laguna Bell | 230 | 0 | 0 | 0 | 0 | 0 | 0 | 0 | 0 | 0 | 1 | 0 | 0 | 0 | 0 | 0 | 0 | 0 | 0 | 0 | 0 | 0 | 0 | 0 | 0 | 0 | 0 | 0 | 0 | 0 | 0 | 0 | 0 | 0 | 0 | 0 | 0 | 0 | 0 | 0 | 0 | 0 | 0 | 0 | 0 | 0 | 0 | 0 | 0 | 0 | 0 | 0 | 0 | 0 | 0 | 0 | 0 | 0 | 0 | 0 | 0 | 0 | 0 | 0 | 0 | 0 | 0 | 0 | 0 | 0 | 0 | 0 | 0 | 0 | 0 | 0 | 0 | 0 | 0 | 0 | 0 | 0 | 0 | 0 | 0 | 0 | 0 | 0 | 0 | 0 | 0 | 0 | 0 | 0 | 0 | 0 | 0 | 0 | 0 |  | 0 | 0 | 0 | 0 | 0 | 0 | 0 | 0 | 1.35 | 0 | 0 | 100 | 0 | 0 | 1 | 0 | 0 | 0 | 0 | 0 | 0 | 0 | 0 | 2.03 | 0 | 0 | 350 | 0 | 0 | 1 | 0 | 0 | 0 | 0 | 0 | 0 | 3850.3788 | 8396.608 | 22073.9811 | SCE Metro Area Default Constraint | SCE Metro Area Default Constraint | SCE Metro Area Default Constraint |  | 0 | 0 | 0 | 0 | 0 | 0 | 3850.3788 | 8396.608 | 22073.9811 | SCE Metro Area Default Constraint | SCE Metro Area Default Constraint | SCE Metro Area Default Constraint |  | 1 | 1 | NO | 1 | 1 | 1 | NO | 1
PG&E KERN | Lakeview | 70 | 0 | 0 | 0 | 0 | 0 | 0 | 0 | 0 | 0 | 0 | 0 | 0 | 0 | 0 | 0 | 0 | 0 | 0 | 0 | 0 | 0 | 0 | 0 | 0 | 0 | 0 | 0 | 0 | 0 | 0 | 0 | 0 | 0 | 0 | 0 | 0 | 0 | 0 | 0 | 0 | 0 | 0 | 0 | 0 | 0 | 0 | 0 | 0 | 0 | 0 | 0 | 0 | 0 | 0 | 0 | 0 | 0 | 0 | 0 | 0 | 0 | 0 | 0 | 0 | 0 | 0 | 0 | 0 | 0 | 0 | 0 | 0 | 0 | 0 | 0 | 0 | 1 | 0 | 1 | 1 | 0 | 0 | 0 | 0 | 0 | 0 | 0 | 0 | 0 | 0 | 0 | 0 | 0 | 0 | 1 | 0 | 0 | 0 |  | 0 | 0 | 0 | 0 | 0 | 0 | 0 | 0 | 0 | 0 | 89 | 0 | 0 | 0 | 1 | 0 | 0 | 0 | 0 | 0 | 0 | 0 | 0 | 0 | 0 | 89 | 65.6 | 0 | 0 | 1 | 0 | 0 | 4 | 0 | 2 | 1 | 208.4 | -2136.112 | -2136.2316 | Midway-Buena Vista Jct 230kV Line | Gates 500/230kV TB #11 | Mustang-Henrietta 230 kV line |  | 0 | 0 | 1 | 0 | 0 | 0 | 208.4 | -104.8 | 5.29 | Midway-Buena Vista Jct 230kV Line | Midway-Buena Vista Jct 230kV Line | Midway-Buena Vista Jct 230kV Line |  | 5 | 5 | NO | 5 | 5 | 1 | YES | 2
PG&E NGBA | Lakeville | 230 | 0 | 0 | 0 | 0 | 0 | 0 | 0 | 0 | 0 | 0 | 0 | 0 | 0 | 0 | 0 | 0 | 0 | 0 | 0 | 0 | 0 | 0 | 0 | 0 | 0 | 0 | 0 | 0 | 0 | 0 | 0 | 0 | 0 | 0 | 0 | 0 | 0 | 0 | 0 | 1 | 0 | 0 | 0 | 0 | 0 | 0 | 0 | 0 | 0 | 0 | 0 | 1 | 1 | 1 | 1 | 1 | 0 | 0 | 1 | 1 | 0 | 0 | 0 | 0 | 0 | 1 | 1 | 0 | 0 | 0 | 0 | 0 | 0 | 0 | 0 | 0 | 0 | 0 | 0 | 0 | 0 | 0 | 0 | 0 | 0 | 0 | 0 | 0 | 0 | 0 | 0 | 0 | 0 | 0 | 0 | 0 | 0 | 2 |  | 0 | 0 | 0 | 0 | 0 | 0 | 0 | 0 | 0 | 0 | 0 | 0 | 0 | 0 | 0 | 0 | 0 | 0 | 0 | 0 | 0 | 0 | 0 | 0 | 0 | 0 | 0 | 0 | 0 | 0 | 3 | 0 | 2 | 0 | 0 | 0 | -770.34 | -257.6012 | 381.1526 | Collinsville-Tesla 500 kV Line | Collinsville-Tesla 500 kV Line | Birds Landing-Contra Costa 230kV Line |  | 1 | 0 | 1 | 0 | 0 | 0 | -278.39 | -7.9962 | 381.1526 | Birds Landing-Contra Costa 230kV Line | Birds Landing-Contra Costa 230kV Line | Birds Landing-Contra Costa 230kV Line |  | 5 | 5 | NO | 5 | 1 | 1 | NO | 1
PG&E NGBA | Lakeville | 60 | 0 | 0 | 0 | 0 | 0 | 0 | 0 | 0 | 0 | 0 | 0 | 0 | 0 | 0 | 0 | 0 | 0 | 0 | 0 | 0 | 0 | 0 | 0 | 0 | 0 | 0 | 0 | 0 | 0 | 0 | 0 | 0 | 0 | 0 | 0 | 0 | 0 | 0 | 0 | 1 | 0 | 0 | 0 | 0 | 0 | 0 | 0 | 0 | 0 | 0 | 0 | 1 | 1 | 1 | 1 | 1 | 0 | 0 | 0 | 1 | 0 | 0 | 0 | 0 | 0 | 1 | 1 | 0 | 0 | 0 | 0 | 0 | 0 | 0 | 0 | 0 | 0 | 0 | 0 | 0 | 0 | 0 | 0 | 0 | 0 | 0 | 0 | 0 | 0 | 0 | 0 | 0 | 0 | 0 | 0 | 0 | 0 | 2 |  | 0 | 0 | 0 | 0 | 0 | 0 | 0 | 0 | 0 | 0 | 0 | 0 | 0 | 0 | 0 | 0 | 0 | 0 | 0 | 0 | 0 | 0 | 0 | 0 | 0 | 0 | 0 | 0 | 0 | 0 | 3 | 0 | 2 | 0 | 0 | 0 | -770.34 | -257.6012 | 381.1526 | Collinsville-Tesla 500 kV Line | Collinsville-Tesla 500 kV Line | Birds Landing-Contra Costa 230kV Line |  | 1 | 0 | 1 | 0 | 0 | 0 | -278.39 | -7.9962 | 381.1526 | Birds Landing-Contra Costa 230kV Line | Birds Landing-Contra Costa 230kV Line | Birds Landing-Contra Costa 230kV Line |  | 5 | 5 | NO | 5 | 1 | 1 | NO | 1
PG&E NGBA | Lakeville | 115 | 0 | 0 | 0 | 0 | 0 | 0 | 0 | 0 | 0 | 0 | 0 | 0 | 0 | 0 | 0 | 0 | 0 | 0 | 0 | 0 | 0 | 0 | 0 | 0 | 0 | 0 | 0 | 0 | 0 | 0 | 0 | 0 | 0 | 0 | 0 | 0 | 0 | 0 | 0 | 1 | 0 | 0 | 0 | 0 | 0 | 0 | 0 | 0 | 0 | 0 | 0 | 1 | 1 | 1 | 1 | 1 | 0 | 0 | 0 | 1 | 0 | 0 | 0 | 0 | 0 | 1 | 1 | 0 | 0 | 0 | 0 | 0 | 0 | 0 | 0 | 0 | 0 | 0 | 0 | 0 | 0 | 0 | 0 | 0 | 0 | 0 | 0 | 0 | 0 | 0 | 0 | 0 | 0 | 0 | 0 | 0 | 0 | 2 |  | 0 | 0 | 0 | 0 | 0 | 0 | 0 | 0 | 0 | 0 | 0 | 0 | 0 | 0 | 0 | 0 | 0 | 0 | 0 | 0 | 0 | 0 | 0 | 0 | 0 | 0 | 50 | 0 | 0 | 1 | 3 | 0 | 2 | 0 | 0 | 0 | -770.34 | -257.6012 | 381.1526 | Collinsville-Tesla 500 kV Line | Collinsville-Tesla 500 kV Line | Birds Landing-Contra Costa 230kV Line |  | 1 | 0 | 1 | 0 | 0 | 0 | -278.39 | -7.9962 | 381.1526 | Birds Landing-Contra Costa 230kV Line | Birds Landing-Contra Costa 230kV Line | Birds Landing-Contra Costa 230kV Line |  | 5 | 5 | NO | 5 | 1 | 1 | NO | 1
PG&E GBA | Lakewood | 115 | 0 | 0 | 0 | 0 | 0 | 0 | 0 | 0 | 0 | 0 | 0 | 0 | 0 | 0 | 0 | 0 | 0 | 0 | 0 | 0 | 0 | 0 | 0 | 0 | 0 | 0 | 0 | 0 | 0 | 0 | 0 | 0 | 0 | 0 | 0 | 0 | 0 | 0 | 0 | 1 | 0 | 0 | 0 | 0 | 0 | 0 | 0 | 0 | 0 | 0 | 0 | 0 | 0 | 0 | 0 | 0 | 0 | 0 | 0 | 0 | 0 | 0 | 0 | 0 | 0 | 0 | 0 | 0 | 0 | 0 | 0 | 0 | 0 | 0 | 0 | 0 | 0 | 0 | 0 | 0 | 0 | 0 | 0 | 0 | 0 | 0 | 0 | 0 | 0 | 0 | 0 | 0 | 0 | 0 | 0 | 0 | 0 | 0 |  | 0 | 0 | 0 | 0 | 0 | 0 | 0 | 0 | 0 | 0 | 0 | 0 | 0 | 0 | 0 | 0 | 0 | 0 | 0 | 0 | 0 | 0 | 0 | 0 | 0 | 0 | 0 | 0 | 0 | 0 | 1 | 0 | 1 | 0 | 0 | 0 | -770.34 | -257.6012 | 2295.5509 | Collinsville-Tesla 500 kV Line | Collinsville-Tesla 500 kV Line | Collinsville-Tesla 500 kV Line |  | 0 | 0 | 0 | 0 | 0 | 0 | 7874.66 | 8387.3988 | 2295.5509 | Collinsville-Tesla 500 kV Line | Collinsville-Tesla 500 kV Line | Collinsville-Tesla 500 kV Line |  | 5 | 1 | YES | 2 | 1 | 1 | NO | 1
PG&E NGBA | Lambie | 230 | 0 | 0 | 0 | 0 | 0 | 0 | 0 | 0 | 0 | 0 | 0 | 0 | 0 | 0 | 0 | 0 | 0 | 0 | 0 | 0 | 0 | 0 | 0 | 0 | 0 | 0 | 0 | 0 | 0 | 0 | 0 | 0 | 0 | 0 | 0 | 0 | 0 | 0 | 0 | 1 | 0 | 0 | 0 | 0 | 0 | 0 | 0 | 0 | 0 | 0 | 0 | 0 | 0 | 1 | 1 | 1 | 0 | 0 | 1 | 1 | 0 | 0 | 0 | 0 | 0 | 1 | 1 | 0 | 0 | 0 | 0 | 0 | 0 | 0 | 0 | 0 | 0 | 0 | 0 | 0 | 0 | 0 | 0 | 0 | 0 | 0 | 0 | 0 | 0 | 0 | 0 | 0 | 0 | 0 | 0 | 0 | 0 | 0 |  | 0 | 0 | 0 | 0 | 0 | 0 | 0 | 0 | 0 | 0 | 0 | 0 | 0 | 0 | 0 | 0 | 0 | 0 | 0 | 0 | 0 | 0 | 0 | 0 | 0 | 0 | 0 | 0 | 0 | 0 | 3 | 0 | 2 | 0 | 0 | 0 | -770.34 | -257.6012 | 381.1526 | Collinsville-Tesla 500 kV Line | Collinsville-Tesla 500 kV Line | Birds Landing-Contra Costa 230kV Line |  | 1 | 0 | 1 | 0 | 0 | 0 | -278.39 | -7.9962 | 381.1526 | Birds Landing-Contra Costa 230kV Line | Birds Landing-Contra Costa 230kV Line | Birds Landing-Contra Costa 230kV Line |  | 5 | 5 | NO | 5 | 1 | 1 | NO | 1
PG&E GBA | Lammers | 115 | 0 | 0 | 0 | 0 | 0 | 0 | 0 | 0 | 0 | 0 | 0 | 0 | 0 | 0 | 0 | 0 | 0 | 0 | 0 | 0 | 0 | 0 | 0 | 0 | 0 | 0 | 0 | 0 | 0 | 0 | 0 | 0 | 0 | 0 | 0 | 0 | 0 | 0 | 0 | 0 | 0 | 0 | 0 | 0 | 0 | 1 | 0 | 0 | 0 | 0 | 0 | 0 | 0 | 0 | 0 | 1 | 0 | 1 | 0 | 1 | 0 | 0 | 0 | 0 | 0 | 1 | 0 | 0 | 0 | 0 | 0 | 0 | 0 | 0 | 0 | 0 | 0 | 0 | 0 | 0 | 0 | 0 | 0 | 0 | 0 | 0 | 0 | 0 | 0 | 0 | 0 | 0 | 0 | 0 | 0 | 0 | 0 | 0 |  | 0 | 0 | 0 | 0 | 0 | 0 | 0 | 0 | 0 | 0 | 0 | 0 | 0 | 0 | 0 | 0 | 0 | 0 | 0 | 0 | 0 | 0 | 0 | 0 | 0 | 0 | 0 | 0 | 0 | 0 | 2 | 0 | 0 | 0 | 0 | 0 | -140.65 | 5.59 | 543.909 | Bellota-Weber 230kV line | Kasson Jct-Heinz 115 kV line | Kasson Jct-Heinz 115 kV line |  | 2 | 0 | 0 | 0 | 0 | 0 | -140.65 | 5.59 | 543.909 | Bellota-Weber 230kV line | Kasson Jct-Heinz 115 kV line | Kasson Jct-Heinz 115 kV line |  | 5 | 5 | NO | 5 | 1 | 1 | NO | 1
PG&E KERN | Lamont | 115 | 0 | 0 | 0 | 0 | 0 | 0 | 0 | 0 | 0 | 0 | 0 | 0 | 0 | 0 | 0 | 0 | 0 | 0 | 0 | 0 | 0 | 0 | 0 | 0 | 0 | 0 | 0 | 0 | 0 | 0 | 0 | 0 | 0 | 0 | 0 | 0 | 0 | 0 | 0 | 0 | 0 | 0 | 0 | 0 | 0 | 0 | 0 | 0 | 0 | 0 | 0 | 0 | 0 | 0 | 0 | 0 | 0 | 0 | 0 | 0 | 0 | 0 | 0 | 0 | 0 | 0 | 0 | 0 | 0 | 0 | 1 | 0 | 0 | 1 | 0 | 0 | 0 | 0 | 1 | 1 | 0 | 0 | 0 | 0 | 0 | 0 | 0 | 0 | 0 | 0 | 0 | 0 | 0 | 0 | 1 | 0 | 0 | 0 |  | 0 | 0 | 0 | 0 | 0 | 0 | 0 | 0 | 0 | 0 | 0 | 0 | 0 | 0 | 0 | 0 | 0 | 0 | 0 | 0 | 0 | 0 | 0 | 0 | 100 | 31.2 | 0 | 0 | 0 | 1 | 0 | 0 | 3 | 0 | 2 | 1 | 169.8 | -2136.112 | -2136.2316 | Kern-Tevis-Stockdale-Lamont 115kV line | Gates 500/230kV TB #11 | Mustang-Henrietta 230 kV line |  | 0 | 0 | 0 | 0 | 0 | 0 | 169.8 | 113.8 | 5.352 | Kern-Tevis-Stockdale-Lamont 115kV line | Kern-Tevis-Stockdale-Lamont 115kV line | Kern-Tevis-Stockdale-Lamont 115kV line |  | 5 | 1 | YES | 2 | 5 | 1 | YES | 2
PG&E FRESNO | Las Aguilas | 230 | 0 | 0 | 0 | 0 | 0 | 0 | 0 | 0 | 0 | 0 | 0 | 0 | 0 | 0 | 0 | 0 | 0 | 0 | 0 | 0 | 0 | 0 | 0 | 0 | 0 | 0 | 0 | 0 | 0 | 0 | 0 | 0 | 0 | 0 | 0 | 0 | 0 | 0 | 0 | 0 | 0 | 0 | 0 | 0 | 0 | 0 | 0 | 0 | 0 | 0 | 0 | 0 | 0 | 0 | 0 | 0 | 0 | 0 | 0 | 0 | 0 | 0 | 0 | 0 | 0 | 0 | 0 | 0 | 0 | 0 | 0 | 0 | 0 | 0 | 0 | 0 | 0 | 0 | 1 | 1 | 0 | 1 | 0 | 0 | 0 | 1 | 0 | 0 | 0 | 0 | 0 | 0 | 0 | 0 | 0 | 0 | 1 | 1 |  | 0 | 0 | 0 | 0 | 0 | 0 | 0 | 0 | 0 | 0 | 0 | 0 | 0 | 0 | 0 | 0 | 0 | 0 | 0 | 0 | 0 | 0 | 0 | 0 | 0 | 0 | 0 | 0 | 0 | 0 | 0 | 0 | 2 | 0 | 2 | 0 | 578.02 | -2136.112 | -1421.793 | Gates 500/230kV TB #12 | Gates 500/230kV TB #11 | Gates 500/230kV TB #12 |  | 0 | 0 | 0 | 0 | 0 | 0 | 839.65 | 1141.75 | 2353.8866 | Los Banos 500/230kV TB | NEW-Metcalf-Mosslanding 500kV | Tranquility-Helm 230kV Line |  | 5 | 1 | YES | 2 | 5 | 1 | YES | 2
EOP | Lathrop | 138 | 0 | 0 | 0 | 0 | 0 | 0 | 0 | 0 | 0 | 0 | 0 | 0 | 0 | 0 | 0 | 0 | 0 | 0 | 0 | 0 | 0 | 0 | 1 | 1 | 1 | 0 | 0 | 0 | 0 | 0 | 0 | 0 | 0 | 0 | 0 | 0 | 0 | 0 | 0 | 0 | 0 | 0 | 0 | 0 | 0 | 0 | 0 | 0 | 0 | 0 | 0 | 0 | 0 | 0 | 0 | 0 | 0 | 0 | 0 | 0 | 0 | 0 | 0 | 0 | 0 | 0 | 0 | 0 | 0 | 0 | 0 | 0 | 0 | 0 | 0 | 0 | 0 | 0 | 0 | 0 | 0 | 0 | 0 | 0 | 0 | 0 | 0 | 0 | 0 | 0 | 0 | 0 | 0 | 0 | 0 | 0 | 0 | 2 |  | 0 | 0 | 0 | 0 | 0 | 0 | 0 | 0 | 0 | 0 | 0 | 0 | 0 | 0 | 0 | 0 | 0 | 0 | 0 | 0 | 0 | 0 | 0 | 0 | 0 | 0 | 0 | 0 | 0 | 0 | 1 | 0 | 1 | 0 | 0 | 0 | -3566.801 | -1411.508 | 344.027 | Lugo - Victorville area constraint | Lugo - Victorville area constraint | Lugo - Victorville area constraint |  | 0 | 0 | 0 | 0 | 0 | 0 | 576.5 | 1808.75 | 3367.55 | Sloan Canyon - Eldorado 500 kV constraint | Sloan Canyon - Eldorado 500 kV constraint | GLW 230kV area constraint |  | 5 | 1 | YES | 2 | 1 | 1 | NO | 1
EOP | Lathrop | 230 | 0 | 0 | 0 | 0 | 0 | 0 | 0 | 0 | 0 | 0 | 0 | 0 | 0 | 0 | 0 | 0 | 0 | 0 | 0 | 0 | 0 | 0 | 1 | 1 | 1 | 0 | 0 | 0 | 0 | 0 | 0 | 0 | 0 | 0 | 0 | 0 | 0 | 0 | 0 | 0 | 0 | 0 | 0 | 0 | 0 | 0 | 0 | 0 | 0 | 0 | 0 | 0 | 0 | 0 | 0 | 0 | 0 | 0 | 0 | 0 | 0 | 0 | 0 | 0 | 0 | 0 | 0 | 0 | 0 | 0 | 0 | 0 | 0 | 0 | 0 | 0 | 0 | 0 | 0 | 0 | 0 | 0 | 0 | 0 | 0 | 0 | 0 | 0 | 0 | 0 | 0 | 0 | 0 | 0 | 0 | 0 | 0 | 2 |  | 0 | 0 | 0 | 0 | 0 | 0 | 0 | 0 | 0 | 0 | 0 | 0 | 0 | 0 | 0 | 0 | 0 | 150 | 0 | 0 | 0 | 0 | 0 | 0 | 0 | 560 | 0 | 190 | 0 | 1 | 1 | 0 | 1 | 0 | 0 | 0 | -3566.801 | -1411.508 | 344.027 | Lugo - Victorville area constraint | Lugo - Victorville area constraint | Lugo - Victorville area constraint |  | 0 | 0 | 0 | 0 | 0 | 0 | 576.5 | 1808.75 | 3367.55 | Sloan Canyon - Eldorado 500 kV constraint | Sloan Canyon - Eldorado 500 kV constraint | GLW 230kV area constraint |  | 5 | 1 | YES | 2 | 1 | 1 | NO | 1
PG&E FRESNO | Le Grand | 115 | 0 | 0 | 0 | 0 | 0 | 0 | 0 | 0 | 0 | 0 | 0 | 0 | 0 | 0 | 0 | 0 | 0 | 0 | 0 | 0 | 0 | 0 | 0 | 0 | 0 | 0 | 0 | 0 | 0 | 0 | 0 | 0 | 0 | 0 | 0 | 0 | 0 | 0 | 0 | 0 | 0 | 0 | 0 | 0 | 0 | 1 | 0 | 0 | 0 | 0 | 0 | 0 | 0 | 0 | 0 | 0 | 0 | 0 | 0 | 0 | 0 | 0 | 0 | 0 | 0 | 0 | 0 | 0 | 0 | 0 | 0 | 0 | 0 | 0 | 0 | 0 | 0 | 0 | 1 | 1 | 0 | 1 | 1 | 1 | 1 | 1 | 0 | 1 | 1 | 1 | 1 | 0 | 1 | 0 | 0 | 0 | 0 | 2 |  | 0 | 0 | 0 | 0 | 0 | 0 | 0 | 0 | 0 | 0 | 0 | 0 | 0 | 0 | 0 | 0 | 0 | 0 | 0 | 0 | 0 | 0 | 0 | 0 | 0 | 0 | 0 | 0 | 0 | 0 | 3 | 0 | 4 | 0 | 2 | 0 | -544.45 | -2136.112 | -1421.793 | Borden-Storey #1 230kV line | Gates 500/230kV TB #11 | Gates 500/230kV TB #12 |  | 1 | 0 | 0 | 0 | 0 | 0 | -140.65 | 122 | 126.1276 | Bellota-Weber 230kV line | Merced 115/70kV TB#2 | Oro Loma-El Nido 115kV Line |  | 5 | 5 | NO | 5 | 5 | 1 | YES | 2
PG&E FRESNO | Lemoore | 70 | 0 | 0 | 0 | 0 | 0 | 0 | 0 | 0 | 0 | 0 | 0 | 0 | 0 | 0 | 0 | 0 | 0 | 0 | 0 | 0 | 0 | 0 | 0 | 0 | 0 | 0 | 0 | 0 | 0 | 0 | 0 | 0 | 0 | 0 | 0 | 0 | 0 | 0 | 0 | 0 | 0 | 0 | 0 | 0 | 0 | 0 | 0 | 0 | 0 | 0 | 0 | 0 | 0 | 0 | 0 | 0 | 0 | 0 | 0 | 0 | 0 | 0 | 0 | 0 | 0 | 0 | 0 | 0 | 1 | 0 | 0 | 0 | 0 | 0 | 0 | 0 | 0 | 0 | 0 | 1 | 0 | 1 | 0 | 0 | 0 | 0 | 0 | 0 | 0 | 0 | 0 | 0 | 0 | 0 | 0 | 0 | 0 | 0 |  | 0 | 0 | 0 | 0 | 0 | 0 | 0 | 0 | 0 | 0 | 0 | 0 | 0 | 0 | 0 | 0 | 0 | 0 | 0 | 0 | 0 | 0 | 0 | 0 | 0 | 0 | 0 | 0 | 0 | 0 | 0 | 0 | 1 | 0 | 1 | 0 | 888.72 | -2136.112 | -826.4482 | Gates 500/230kV TB #11 | Gates 500/230kV TB #11 | Gates 500/230kV TB #11 |  | 0 | 0 | 0 | 0 | 0 | 0 | 1194.55 | 1249.37 | 1197.7988 | Gates-Arco 230 kV Line | Gates-Arco 230 kV Line | Gates-Arco 230 kV Line |  | 5 | 1 | YES | 2 | 5 | 1 | YES | 2
PG&E KERN | Lerdo | 115 | 0 | 0 | 0 | 0 | 0 | 0 | 0 | 0 | 0 | 0 | 0 | 0 | 0 | 0 | 0 | 0 | 0 | 0 | 0 | 0 | 0 | 0 | 0 | 0 | 0 | 0 | 0 | 0 | 0 | 0 | 0 | 0 | 0 | 0 | 0 | 0 | 0 | 0 | 0 | 0 | 0 | 0 | 0 | 0 | 0 | 0 | 0 | 0 | 0 | 0 | 0 | 0 | 0 | 0 | 0 | 0 | 0 | 0 | 0 | 0 | 0 | 0 | 0 | 0 | 0 | 0 | 0 | 1 | 1 | 0 | 1 | 0 | 0 | 0 | 1 | 0 | 0 | 0 | 1 | 0 | 0 | 0 | 0 | 0 | 0 | 0 | 0 | 0 | 0 | 0 | 0 | 0 | 0 | 0 | 1 | 0 | 0 | 0 |  | 0 | 0 | 0 | 0 | 0 | 0 | 0 | 0 | 0 | 0 | 0 | 0 | 0 | 0 | 0 | 0 | 0 | 0 | 0 | 0 | 0 | 0 | 0 | 0 | 0 | 0 | 0 | 0 | 0 | 0 | 0 | 0 | 2 | 0 | 1 | 1 | 122.65 | -1862.092 | -2136.2316 | Cal Flat-Gates 230 kV line | Gates 500/230kV TB #12 | Mustang-Henrietta 230 kV line |  | 0 | 0 | 0 | 0 | 0 | 0 | 122.65 | 392.11 | 342.7684 | Cal Flat-Gates 230 kV line | Cal Flat-Gates 230 kV line | Mustang-Henrietta 230 kV line |  | 5 | 1 | YES | 2 | 5 | 1 | YES | 2
SCE Metro | Lewis | 230 | 0 | 0 | 0 | 0 | 0 | 0 | 0 | 0 | 0 | 1 | 0 | 0 | 0 | 0 | 0 | 0 | 0 | 0 | 0 | 0 | 0 | 0 | 0 | 0 | 0 | 0 | 0 | 0 | 0 | 0 | 0 | 0 | 0 | 0 | 0 | 0 | 0 | 0 | 0 | 0 | 0 | 0 | 0 | 0 | 0 | 0 | 0 | 0 | 0 | 0 | 0 | 0 | 0 | 0 | 0 | 0 | 0 | 0 | 0 | 0 | 0 | 0 | 0 | 0 | 0 | 0 | 0 | 0 | 0 | 0 | 0 | 0 | 0 | 0 | 0 | 0 | 0 | 0 | 0 | 0 | 0 | 0 | 0 | 0 | 0 | 0 | 0 | 0 | 0 | 0 | 0 | 0 | 0 | 0 | 0 | 0 | 0 | 0 |  | 0 | 0 | 0 | 0 | 0 | 0 | 0 | 0 | 0 | 0 | 0 | 0 | 0 | 0 | 0 | 0 | 0 | 0 | 0 | 0 | 0 | 0 | 0 | 0 | 0 | 0 | 0 | 0 | 0 | 0 | 0 | 0 | 0 | 0 | 0 | 0 | 3850.3788 | 8396.608 | 22073.9811 | SCE Metro Area Default Constraint | SCE Metro Area Default Constraint | SCE Metro Area Default Constraint |  | 0 | 0 | 0 | 0 | 0 | 0 | 3850.3788 | 8396.608 | 22073.9811 | SCE Metro Area Default Constraint | SCE Metro Area Default Constraint | SCE Metro Area Default Constraint |  | 1 | 1 | NO | 1 | 1 | 1 | NO | 1
SCE Metro | Lighthipe | 230 | 0 | 0 | 0 | 0 | 0 | 0 | 0 | 0 | 1 | 1 | 0 | 0 | 0 | 0 | 0 | 0 | 0 | 0 | 0 | 0 | 0 | 0 | 0 | 0 | 0 | 0 | 0 | 0 | 0 | 0 | 0 | 0 | 0 | 0 | 0 | 0 | 0 | 0 | 0 | 0 | 0 | 0 | 0 | 0 | 0 | 0 | 0 | 0 | 0 | 0 | 0 | 0 | 0 | 0 | 0 | 0 | 0 | 0 | 0 | 0 | 0 | 0 | 0 | 0 | 0 | 0 | 0 | 0 | 0 | 0 | 0 | 0 | 0 | 0 | 0 | 0 | 0 | 0 | 0 | 0 | 0 | 0 | 0 | 0 | 0 | 0 | 0 | 0 | 0 | 0 | 0 | 0 | 0 | 0 | 0 | 0 | 0 | 0 |  | 0 | 0 | 0 | 0 | 0 | 0 | 0 | 0 | 2.34 | 1.32 | 0 | 0 | 0 | 0 | 1 | 0 | 0 | 0 | 0 | 0 | 0 | 0 | 0 | 3.66 | 1.32 | 0 | 0 | 0 | 0 | 1 | 0 | 0 | 0 | 0 | 0 | 0 | 1896.8284 | 2297.444 | 3496.301 | Hinson - Del Amo Constraint | Hinson - Del Amo Constraint | Hinson - Del Amo Constraint |  | 0 | 0 | 0 | 0 | 0 | 0 | 1896.8284 | 2297.444 | 3496.301 | Hinson - Del Amo Constraint | Hinson - Del Amo Constraint | Hinson - Del Amo Constraint |  | 1 | 1 | NO | 1 | 1 | 1 | NO | 1
SDGE | Lilac | 69 | 0 | 0 | 0 | 0 | 0 | 0 | 0 | 0 | 0 | 0 | 0 | 0 | 0 | 0 | 0 | 0 | 0 | 0 | 0 | 0 | 0 | 0 | 0 | 0 | 0 | 1 | 0 | 0 | 0 | 0 | 1 | 0 | 1 | 1 | 0 | 0 | 0 | 1 | 0 | 0 | 0 | 0 | 0 | 0 | 0 | 0 | 0 | 0 | 0 | 0 | 0 | 0 | 0 | 0 | 0 | 0 | 0 | 0 | 0 | 0 | 0 | 0 | 0 | 0 | 0 | 0 | 0 | 0 | 0 | 0 | 0 | 0 | 0 | 0 | 0 | 0 | 0 | 0 | 0 | 0 | 0 | 0 | 0 | 0 | 0 | 0 | 0 | 0 | 0 | 0 | 0 | 0 | 0 | 0 | 0 | 0 | 0 | 2 |  | 0 | 0 | 0 | 0 | 0 | 0 | 0 | 0 | 0 | 0 | 0 | 0 | 0 | 0 | 0 | 0 | 0 | 0 | 0 | 0 | 0 | 0 | 0 | 0 | 0 | 0 | 0 | 0 | 0 | 0 | 0 | 1 | 0 | 0 | 0 | 0 | -35.92 | 48.96 | 284 | San Luis Rey-San Onofre 230 kV line constraint | San Luis Rey-San Onofre 230 kV line constraint | Ocean Ranch 69 kV constraint |  | 0 | 1 | 0 | 0 | 0 | 0 | -35.92 | 48.96 | 284 | San Luis Rey-San Onofre 230 kV line constraint | San Luis Rey-San Onofre 230 kV line constraint | Ocean Ranch 69 kV constraint |  | 3 | 3 | NO | 3 | 1 | 1 | NO | 1
PG&E NGBA | Lincoln | 115 | 0 | 0 | 0 | 0 | 0 | 0 | 0 | 0 | 0 | 0 | 0 | 0 | 0 | 0 | 0 | 0 | 0 | 0 | 0 | 0 | 0 | 0 | 0 | 0 | 0 | 0 | 0 | 0 | 0 | 0 | 0 | 0 | 0 | 0 | 0 | 0 | 0 | 0 | 0 | 1 | 1 | 0 | 1 | 0 | 1 | 1 | 1 | 1 | 0 | 0 | 0 | 0 | 0 | 0 | 0 | 0 | 0 | 0 | 0 | 1 | 1 | 0 | 0 | 0 | 0 | 0 | 0 | 0 | 0 | 0 | 0 | 0 | 0 | 0 | 0 | 0 | 0 | 0 | 0 | 0 | 0 | 0 | 0 | 0 | 0 | 0 | 0 | 0 | 0 | 0 | 0 | 0 | 0 | 0 | 0 | 0 | 0 | 0 |  | 0 | 0 | 0 | 0 | 0 | 0 | 0 | 0 | 0 | 0 | 0 | 0 | 0 | 0 | 0 | 0 | 0 | 0 | 0 | 0 | 0 | 0 | 0 | 0 | 0 | 0 | 0 | 0 | 0 | 0 | 2 | 0 | 1 | 0 | 0 | 0 | -770.34 | -257.6012 | 32.84 | Collinsville-Tesla 500 kV Line | Collinsville-Tesla 500 kV Line | Woodland- Davis 115kV line |  | 1 | 0 | 0 | 0 | 0 | 0 | -140.65 | 50 | 32.84 | Bellota-Weber 230kV line | Rocklin-Pleaseant grove 115kV line | Woodland- Davis 115kV line |  | 5 | 5 | NO | 5 | 1 | 1 | NO | 1
PG&E KERN | Live Oak | 115 | 0 | 0 | 0 | 0 | 0 | 0 | 0 | 0 | 0 | 0 | 0 | 0 | 0 | 0 | 0 | 0 | 0 | 0 | 0 | 0 | 0 | 0 | 0 | 0 | 0 | 0 | 0 | 0 | 0 | 0 | 0 | 0 | 0 | 0 | 0 | 0 | 0 | 0 | 0 | 0 | 0 | 0 | 0 | 0 | 0 | 0 | 0 | 0 | 0 | 0 | 0 | 0 | 0 | 0 | 0 | 0 | 0 | 0 | 0 | 0 | 0 | 0 | 0 | 0 | 0 | 0 | 0 | 0 | 1 | 0 | 1 | 0 | 0 | 0 | 0 | 0 | 0 | 0 | 1 | 0 | 0 | 0 | 0 | 0 | 0 | 0 | 0 | 0 | 0 | 0 | 0 | 0 | 0 | 0 | 1 | 0 | 0 | 0 |  | 0 | 0 | 0 | 0 | 0 | 0 | 0 | 0 | 0 | 0 | 0 | 0 | 0 | 0 | 0 | 0 | 0 | 0 | 0 | 0 | 0 | 0 | 0 | 0 | 100 | 0 | 0 | 0 | 0 | 1 | 0 | 0 | 2 | 0 | 1 | 1 | 578.02 | -1862.092 | -2136.2316 | Gates 500/230kV TB #12 | Gates 500/230kV TB #12 | Mustang-Henrietta 230 kV line |  | 0 | 0 | 0 | 0 | 0 | 0 | 1194.55 | 761.488 | 342.7684 | Gates-Arco 230 kV Line | Mustang-Henrietta 230 kV line | Mustang-Henrietta 230 kV line |  | 5 | 1 | YES | 2 | 5 | 1 | YES | 2
PG&E GBA | Llagas | 115 | 0 | 0 | 0 | 0 | 0 | 0 | 0 | 0 | 0 | 0 | 0 | 0 | 0 | 0 | 0 | 0 | 0 | 0 | 0 | 0 | 0 | 0 | 0 | 0 | 0 | 0 | 0 | 0 | 0 | 0 | 0 | 0 | 0 | 0 | 0 | 0 | 0 | 0 | 0 | 0 | 0 | 0 | 0 | 0 | 0 | 0 | 0 | 0 | 0 | 0 | 0 | 0 | 1 | 0 | 0 | 1 | 0 | 0 | 0 | 1 | 0 | 0 | 0 | 0 | 1 | 0 | 0 | 0 | 0 | 0 | 0 | 0 | 0 | 0 | 0 | 0 | 0 | 0 | 0 | 0 | 0 | 0 | 0 | 0 | 0 | 0 | 0 | 0 | 0 | 0 | 0 | 0 | 0 | 0 | 0 | 0 | 0 | 1 |  | 0 | 0 | 0 | 0 | 0 | 0 | 0 | 0 | 0 | 0 | 0 | 0 | 0 | 0 | 0 | 0 | 0 | 0 | 0 | 0 | 0 | 0 | 0 | 0 | 0 | 0 | 0 | 0 | 0 | 0 | 0 | 0 | 0 | 0 | 0 | 0 | 155 | 161.5 | 72 | Morganhill-Metcalf 115kV Line | Morganhill-Metcalf 115kV Line | Morganhill-Metcalf 115kV Line |  | 0 | 0 | 0 | 0 | 0 | 0 | 155 | 161.5 | 72 | Morganhill-Metcalf 115kV Line | Morganhill-Metcalf 115kV Line | Morganhill-Metcalf 115kV Line |  | 1 | 1 | NO | 1 | 1 | 1 | NO | 1
PG&E GBA | Lockeford | 115 | 0 | 0 | 0 | 0 | 0 | 0 | 0 | 0 | 0 | 0 | 0 | 0 | 0 | 0 | 0 | 0 | 0 | 0 | 0 | 0 | 0 | 0 | 0 | 0 | 0 | 0 | 0 | 0 | 0 | 0 | 0 | 0 | 0 | 0 | 0 | 0 | 0 | 0 | 0 | 0 | 0 | 0 | 0 | 0 | 0 | 1 | 0 | 0 | 0 | 0 | 0 | 0 | 0 | 0 | 0 | 0 | 0 | 0 | 0 | 1 | 1 | 0 | 0 | 0 | 0 | 0 | 0 | 0 | 0 | 0 | 0 | 0 | 0 | 0 | 0 | 0 | 0 | 0 | 0 | 0 | 0 | 0 | 0 | 0 | 0 | 0 | 0 | 0 | 0 | 0 | 0 | 0 | 0 | 0 | 0 | 0 | 0 | 0 |  | 0 | 0 | 0 | 0 | 0 | 0 | 0 | 0 | 0 | 0 | 0 | 0 | 0 | 0 | 0 | 0 | 0 | 0 | 0 | 0 | 0 | 0 | 0 | 0 | 0 | 0 | 0 | 0 | 0 | 0 | 1 | 0 | 0 | 0 | 0 | 0 | -140.65 | 268.5 | 1633.3998 | Bellota-Weber 230kV line | Bellota-Weber 230kV line | Bellota-Weber 230kV line |  | 1 | 0 | 0 | 0 | 0 | 0 | -140.65 | 268.5 | 1633.3998 | Bellota-Weber 230kV line | Bellota-Weber 230kV line | Bellota-Weber 230kV line |  | 5 | 5 | NO | 5 | 1 | 1 | NO | 1
PG&E GBA | Lockeford | 230 | 0 | 0 | 0 | 0 | 0 | 0 | 0 | 0 | 0 | 0 | 0 | 0 | 0 | 0 | 0 | 0 | 0 | 0 | 0 | 0 | 0 | 0 | 0 | 0 | 0 | 0 | 0 | 0 | 0 | 0 | 0 | 0 | 0 | 0 | 0 | 0 | 0 | 0 | 0 | 1 | 0 | 0 | 0 | 0 | 0 | 1 | 0 | 0 | 0 | 0 | 0 | 0 | 0 | 0 | 0 | 0 | 0 | 0 | 0 | 1 | 1 | 0 | 0 | 0 | 0 | 0 | 0 | 0 | 0 | 0 | 0 | 0 | 0 | 0 | 0 | 0 | 0 | 0 | 0 | 0 | 0 | 0 | 0 | 0 | 0 | 1 | 0 | 0 | 0 | 0 | 0 | 0 | 0 | 0 | 0 | 0 | 0 | 1 |  | 0 | 0 | 0 | 0 | 0 | 0 | 0 | 0 | 0 | 0 | 0 | 0 | 0 | 0 | 0 | 0 | 0 | 0 | 0 | 0 | 0 | 0 | 0 | 0 | 0 | 200 | 0 | 0 | 0 | 1 | 2 | 0 | 1 | 0 | 0 | 0 | -770.34 | -257.6012 | 1633.3998 | Collinsville-Tesla 500 kV Line | Collinsville-Tesla 500 kV Line | Bellota-Weber 230kV line |  | 1 | 0 | 0 | 0 | 0 | 0 | -140.65 | 268.5 | 1633.3998 | Bellota-Weber 230kV line | Bellota-Weber 230kV line | Bellota-Weber 230kV line |  | 5 | 5 | NO | 5 | 1 | 1 | NO | 1
PG&E GBA | Lockeford | 60 | 0 | 0 | 0 | 0 | 0 | 0 | 0 | 0 | 0 | 0 | 0 | 0 | 0 | 0 | 0 | 0 | 0 | 0 | 0 | 0 | 0 | 0 | 0 | 0 | 0 | 0 | 0 | 0 | 0 | 0 | 0 | 0 | 0 | 0 | 0 | 0 | 0 | 0 | 0 | 1 | 0 | 0 | 0 | 0 | 0 | 1 | 0 | 0 | 0 | 0 | 0 | 0 | 0 | 0 | 0 | 0 | 0 | 0 | 0 | 1 | 1 | 0 | 0 | 0 | 0 | 0 | 0 | 0 | 0 | 0 | 0 | 0 | 0 | 0 | 0 | 0 | 0 | 0 | 0 | 0 | 0 | 0 | 0 | 0 | 0 | 1 | 0 | 0 | 0 | 0 | 0 | 0 | 0 | 0 | 0 | 0 | 0 | 1 |  | 0 | 0 | 0 | 0 | 0 | 0 | 0 | 0 | 0 | 0 | 0 | 0 | 0 | 0 | 0 | 0 | 0 | 0 | 0 | 0 | 0 | 0 | 0 | 0 | 0 | 0 | 0 | 0 | 0 | 0 | 2 | 0 | 1 | 0 | 0 | 0 | -770.34 | -257.6012 | 1633.3998 | Collinsville-Tesla 500 kV Line | Collinsville-Tesla 500 kV Line | Bellota-Weber 230kV line |  | 1 | 0 | 0 | 0 | 0 | 0 | -140.65 | 268.5 | 1633.3998 | Bellota-Weber 230kV line | Bellota-Weber 230kV line | Bellota-Weber 230kV line |  | 5 | 5 | NO | 5 | 1 | 1 | NO | 1
PG&E GBA | Lodi | 230 | 0 | 0 | 0 | 0 | 0 | 0 | 0 | 0 | 0 | 0 | 0 | 0 | 0 | 0 | 0 | 0 | 0 | 0 | 0 | 0 | 0 | 0 | 0 | 0 | 0 | 0 | 0 | 0 | 0 | 0 | 0 | 0 | 0 | 0 | 0 | 0 | 0 | 0 | 0 | 1 | 0 | 0 | 0 | 0 | 0 | 1 | 0 | 1 | 0 | 0 | 0 | 0 | 0 | 0 | 0 | 0 | 0 | 0 | 0 | 1 | 1 | 0 | 0 | 0 | 0 | 0 | 0 | 0 | 0 | 0 | 0 | 0 | 0 | 0 | 0 | 0 | 0 | 0 | 0 | 0 | 0 | 0 | 0 | 0 | 0 | 0 | 0 | 0 | 0 | 0 | 0 | 0 | 0 | 0 | 0 | 0 | 0 | 0 |  | 0 | 0 | 0 | 0 | 0 | 0 | 0 | 0 | 0 | 0 | 0 | 0 | 0 | 0 | 0 | 0 | 0 | 0 | 0 | 0 | 0 | 0 | 0 | 0 | 0 | 0 | 0 | 0 | 0 | 0 | 2 | 0 | 1 | 0 | 0 | 0 | -770.34 | -257.6012 | 156.9836 | Collinsville-Tesla 500 kV Line | Collinsville-Tesla 500 kV Line | Rio Oso-Lockeford 230kV line |  | 1 | 0 | 0 | 0 | 0 | 0 | -140.65 | 268.5 | 156.9836 | Bellota-Weber 230kV line | Bellota-Weber 230kV line | Rio Oso-Lockeford 230kV line |  | 5 | 5 | NO | 5 | 1 | 1 | NO | 1
PG&E NGBA | Logan Creek | 230 | 0 | 0 | 0 | 0 | 0 | 0 | 0 | 0 | 0 | 0 | 0 | 0 | 0 | 0 | 0 | 0 | 0 | 0 | 0 | 0 | 0 | 0 | 0 | 0 | 0 | 0 | 0 | 0 | 0 | 0 | 0 | 0 | 0 | 0 | 0 | 0 | 0 | 0 | 0 | 1 | 0 | 0 | 0 | 0 | 0 | 0 | 0 | 0 | 0 | 0 | 0 | 0 | 0 | 0 | 0 | 0 | 0 | 0 | 0 | 0 | 0 | 0 | 0 | 0 | 0 | 0 | 1 | 0 | 0 | 0 | 0 | 0 | 0 | 0 | 0 | 0 | 0 | 0 | 0 | 0 | 0 | 0 | 0 | 0 | 0 | 0 | 0 | 0 | 0 | 0 | 0 | 0 | 0 | 0 | 0 | 0 | 0 | 0 |  | 0 | 0 | 0 | 0 | 0 | 0 | 0 | 0 | 0 | 0 | 0 | 0 | 0 | 0 | 0 | 0 | 0 | 0 | 0 | 0 | 0 | 0 | 0 | 0 | 0 | 0 | 0 | 0 | 0 | 0 | 2 | 0 | 2 | 0 | 0 | 0 | -770.34 | -257.6012 | 381.1526 | Collinsville-Tesla 500 kV Line | Collinsville-Tesla 500 kV Line | Birds Landing-Contra Costa 230kV Line |  | 1 | 0 | 1 | 0 | 0 | 0 | -278.39 | -7.9962 | 381.1526 | Birds Landing-Contra Costa 230kV Line | Birds Landing-Contra Costa 230kV Line | Birds Landing-Contra Costa 230kV Line |  | 5 | 5 | NO | 5 | 1 | 1 | NO | 1
PG&E GBA | Lone Tree | 230 | 0 | 0 | 0 | 0 | 0 | 0 | 0 | 0 | 0 | 0 | 0 | 0 | 0 | 0 | 0 | 0 | 0 | 0 | 0 | 0 | 0 | 0 | 0 | 0 | 0 | 0 | 0 | 0 | 0 | 0 | 0 | 0 | 0 | 0 | 0 | 0 | 0 | 0 | 0 | 1 | 0 | 0 | 0 | 0 | 0 | 0 | 0 | 0 | 0 | 0 | 0 | 0 | 0 | 0 | 0 | 1 | 0 | 0 | 0 | 0 | 0 | 0 | 0 | 0 | 0 | 0 | 1 | 0 | 0 | 0 | 0 | 0 | 0 | 0 | 0 | 0 | 0 | 0 | 0 | 0 | 0 | 0 | 0 | 0 | 0 | 0 | 0 | 0 | 0 | 0 | 0 | 0 | 0 | 0 | 0 | 0 | 0 | 0 |  | 0 | 0 | 0 | 0 | 0 | 0 | 0 | 0 | 0 | 0 | 0 | 0 | 0 | 0 | 0 | 0 | 0 | 0 | 0 | 0 | 0 | 0 | 0 | 0 | 0 | 0 | 0 | 0 | 0 | 0 | 2 | 0 | 2 | 0 | 0 | 0 | -770.34 | -257.6012 | 381.1526 | Collinsville-Tesla 500 kV Line | Collinsville-Tesla 500 kV Line | Birds Landing-Contra Costa 230kV Line |  | 1 | 0 | 1 | 0 | 0 | 0 | -278.39 | -7.9962 | 381.1526 | Birds Landing-Contra Costa 230kV Line | Birds Landing-Contra Costa 230kV Line | Birds Landing-Contra Costa 230kV Line |  | 5 | 5 | NO | 5 | 1 | 1 | NO | 1
PG&E FRESNO | Los Banos | 230 | 0 | 0 | 0 | 0 | 0 | 0 | 0 | 0 | 0 | 0 | 0 | 0 | 0 | 0 | 0 | 0 | 0 | 0 | 0 | 0 | 0 | 0 | 0 | 0 | 0 | 0 | 0 | 0 | 0 | 0 | 0 | 0 | 0 | 0 | 0 | 0 | 0 | 0 | 0 | 0 | 0 | 0 | 0 | 0 | 0 | 0 | 0 | 0 | 0 | 0 | 0 | 0 | 0 | 0 | 0 | 0 | 0 | 0 | 0 | 0 | 0 | 0 | 0 | 0 | 0 | 0 | 0 | 0 | 0 | 0 | 0 | 0 | 0 | 0 | 0 | 0 | 0 | 0 | 1 | 1 | 0 | 0 | 0 | 0 | 0 | 1 | 0 | 0 | 0 | 0 | 0 | 0 | 0 | 0 | 0 | 0 | 0 | 1 |  | 0 | 0 | 0 | 0 | 0 | 0 | 0 | 0 | 0 | 0 | 0 | 0 | 0 | 0 | 0 | 10 | 0 | 0 | 69.3 | 0 | 0 | 0 | 0 | 5.9 | 100 | 0 | 0 | 300 | 0 | 1 | 0 | 0 | 2 | 0 | 2 | 0 | 578.02 | -2136.112 | -1421.793 | Gates 500/230kV TB #12 | Gates 500/230kV TB #11 | Gates 500/230kV TB #12 |  | 0 | 0 | 0 | 0 | 0 | 0 | 839.65 | 2567.9 | 5421.207 | Los Banos 500/230kV TB | Los Banos 500/230kV TB | Gates 500/230kV TB #12 |  | 5 | 1 | YES | 2 | 5 | 1 | YES | 2
PG&E FRESNO | Los Banos | 500 | 0 | 0 | 0 | 0 | 0 | 0 | 0 | 0 | 0 | 0 | 0 | 0 | 0 | 0 | 0 | 0 | 0 | 0 | 0 | 0 | 0 | 0 | 0 | 0 | 0 | 0 | 0 | 0 | 0 | 0 | 0 | 0 | 0 | 0 | 0 | 0 | 0 | 0 | 0 | 0 | 0 | 0 | 0 | 0 | 0 | 0 | 0 | 0 | 0 | 0 | 0 | 0 | 0 | 0 | 0 | 0 | 0 | 0 | 0 | 0 | 0 | 0 | 0 | 0 | 0 | 0 | 0 | 0 | 0 | 0 | 0 | 0 | 0 | 0 | 0 | 0 | 0 | 0 | 0 | 0 | 0 | 0 | 0 | 0 | 0 | 0 | 0 | 0 | 0 | 0 | 0 | 0 | 0 | 0 | 0 | 0 | 1 | 0 |  | 0 | 0 | 0 | 0 | 0 | 0 | 0 | 0 | 0 | 0 | 0 | 0 | 0 | 0 | 0 | 0 | 0 | 0 | 0 | 0 | 0 | 0 | 0 | 0 | 100 | 0 | 0 | 477 | 0 | 1 | 0 | 0 | 0 | 0 | 0 | 0 | 958.5 | 1141.75 | 6268.5 | NEW-Metcalf-Mosslanding 500kV | NEW-Metcalf-Mosslanding 500kV | NEW-Metcalf-Mosslanding 500kV |  | 0 | 0 | 0 | 0 | 0 | 0 | 958.5 | 1141.75 | 6268.5 | NEW-Metcalf-Mosslanding 500kV | NEW-Metcalf-Mosslanding 500kV | NEW-Metcalf-Mosslanding 500kV |  | 1 | 1 | NO | 1 | 1 | 1 | NO | 1
SDGE | Los Coches | 138 | 0 | 0 | 0 | 0 | 0 | 0 | 0 | 0 | 0 | 0 | 0 | 0 | 0 | 0 | 0 | 0 | 0 | 0 | 0 | 0 | 0 | 0 | 0 | 0 | 0 | 0 | 1 | 1 | 0 | 0 | 1 | 0 | 1 | 0 | 0 | 0 | 0 | 0 | 0 | 0 | 0 | 0 | 0 | 0 | 0 | 0 | 0 | 0 | 0 | 0 | 0 | 0 | 0 | 0 | 0 | 0 | 0 | 0 | 0 | 0 | 0 | 0 | 0 | 0 | 0 | 0 | 0 | 0 | 0 | 0 | 0 | 0 | 0 | 0 | 0 | 0 | 0 | 0 | 0 | 0 | 0 | 0 | 0 | 0 | 0 | 0 | 0 | 0 | 0 | 0 | 0 | 0 | 0 | 0 | 0 | 0 | 0 | 2 |  | 0 | 0 | 0 | 0 | 0 | 0 | 0 | 0 | 0 | 0 | 0 | 0 | 0 | 0 | 0 | 0 | 0 | 0 | 0 | 0 | 0 | 0 | 0 | 0 | 0 | 0 | 0 | 0 | 0 | 0 | 0 | 1 | 0 | 0 | 0 | 0 | -35.92 | 48.96 | 234 | San Luis Rey-San Onofre 230 kV line constraint | San Luis Rey-San Onofre 230 kV line constraint | Chicarita 138 kV constraint |  | 0 | 1 | 0 | 0 | 0 | 0 | -35.92 | 48.96 | 234 | San Luis Rey-San Onofre 230 kV line constraint | San Luis Rey-San Onofre 230 kV line constraint | Chicarita 138 kV constraint |  | 3 | 3 | NO | 3 | 1 | 1 | NO | 1
SDGE | Los Coches | 69 | 0 | 0 | 0 | 0 | 0 | 0 | 0 | 0 | 0 | 0 | 0 | 0 | 0 | 0 | 0 | 0 | 0 | 0 | 0 | 0 | 0 | 0 | 0 | 0 | 0 | 0 | 0 | 1 | 0 | 0 | 1 | 0 | 1 | 0 | 0 | 0 | 0 | 0 | 0 | 0 | 0 | 0 | 0 | 0 | 0 | 0 | 0 | 0 | 0 | 0 | 0 | 0 | 0 | 0 | 0 | 0 | 0 | 0 | 0 | 0 | 0 | 0 | 0 | 0 | 0 | 0 | 0 | 0 | 0 | 0 | 0 | 0 | 0 | 0 | 0 | 0 | 0 | 0 | 0 | 0 | 0 | 0 | 0 | 0 | 0 | 0 | 0 | 0 | 0 | 0 | 0 | 0 | 0 | 0 | 0 | 0 | 0 | 2 |  | 0 | 0 | 0 | 0 | 0 | 0 | 0 | 0 | 0 | 0 | 0 | 1.5 | 0 | 0 | 1 | 0 | 0 | 0 | 0 | 0 | 0 | 0 | 0 | 0 | 0 | 0 | 1.5 | 0 | 0 | 1 | 0 | 1 | 0 | 0 | 0 | 0 | -35.92 | 48.96 | 482.1964 | San Luis Rey-San Onofre 230 kV line constraint | San Luis Rey-San Onofre 230 kV line constraint | El Cajon 69 kV constraint |  | 0 | 1 | 0 | 0 | 0 | 0 | -35.92 | 48.96 | 482.1964 | San Luis Rey-San Onofre 230 kV line constraint | San Luis Rey-San Onofre 230 kV line constraint | El Cajon 69 kV constraint |  | 3 | 3 | NO | 3 | 1 | 1 | NO | 1
PG&E GBA | Los Esteros | 115 | 0 | 0 | 0 | 0 | 0 | 0 | 0 | 0 | 0 | 0 | 0 | 0 | 0 | 0 | 0 | 0 | 0 | 0 | 0 | 0 | 0 | 0 | 0 | 0 | 0 | 0 | 0 | 0 | 0 | 0 | 0 | 0 | 0 | 0 | 0 | 0 | 0 | 0 | 0 | 0 | 0 | 0 | 0 | 0 | 0 | 0 | 0 | 0 | 0 | 0 | 0 | 0 | 0 | 0 | 0 | 1 | 0 | 0 | 0 | 1 | 0 | 0 | 0 | 0 | 0 | 1 | 0 | 0 | 0 | 0 | 0 | 0 | 0 | 0 | 0 | 0 | 0 | 0 | 0 | 0 | 0 | 0 | 0 | 0 | 0 | 0 | 0 | 0 | 0 | 0 | 0 | 0 | 0 | 0 | 0 | 0 | 0 | 0 |  | 0 | 0 | 0 | 0 | 0 | 0 | 0 | 0 | 0 | 0 | 0 | 0 | 0 | 0 | 0 | 0 | 0 | 0 | 0 | 0 | 0 | 0 | 0 | 0 | 0 | 0 | 0 | 0 | 0 | 0 | 0 | 0 | 0 | 0 | 0 | 0 | 1626.31 | 1960.6438 | 2688.8852 | Tesla-Bellota 230 kV line | Tesla-Bellota 230 kV line | Tesla-Bellota 230 kV line |  | 0 | 0 | 0 | 0 | 0 | 0 | 1626.31 | 1960.6438 | 2688.8852 | Tesla-Bellota 230 kV line | Tesla-Bellota 230 kV line | Tesla-Bellota 230 kV line |  | 1 | 1 | NO | 1 | 1 | 1 | NO | 1
PG&E GBA | Los Esteros | 230 | 0 | 0 | 0 | 0 | 0 | 0 | 0 | 0 | 0 | 0 | 0 | 0 | 0 | 0 | 0 | 0 | 0 | 0 | 0 | 0 | 0 | 0 | 0 | 0 | 0 | 0 | 0 | 0 | 0 | 0 | 0 | 0 | 0 | 0 | 0 | 0 | 0 | 0 | 0 | 0 | 0 | 0 | 0 | 0 | 0 | 0 | 0 | 0 | 0 | 0 | 0 | 0 | 0 | 0 | 0 | 1 | 0 | 0 | 0 | 1 | 0 | 0 | 0 | 0 | 0 | 1 | 0 | 0 | 0 | 0 | 0 | 0 | 0 | 0 | 0 | 0 | 0 | 0 | 0 | 0 | 0 | 0 | 0 | 0 | 0 | 0 | 0 | 0 | 0 | 0 | 0 | 0 | 0 | 0 | 0 | 0 | 0 | 0 |  | 0 | 0 | 0 | 0 | 0 | 0 | 0 | 0 | 0 | 0 | 0 | 0 | 0 | 0 | 0 | 0 | 0 | 0 | 0 | 0 | 0 | 0 | 0 | 0 | 0 | 0 | 0 | 0 | 0 | 0 | 0 | 0 | 0 | 0 | 0 | 0 | 1626.31 | 1960.6438 | 2688.8852 | Tesla-Bellota 230 kV line | Tesla-Bellota 230 kV line | Tesla-Bellota 230 kV line |  | 0 | 0 | 0 | 0 | 0 | 0 | 1626.31 | 1960.6438 | 2688.8852 | Tesla-Bellota 230 kV line | Tesla-Bellota 230 kV line | Tesla-Bellota 230 kV line |  | 1 | 1 | NO | 1 | 1 | 1 | NO | 1
PG&E GBA | Los Positas | 230 | 0 | 0 | 0 | 0 | 0 | 0 | 0 | 0 | 0 | 0 | 0 | 0 | 0 | 0 | 0 | 0 | 0 | 0 | 0 | 0 | 0 | 0 | 0 | 0 | 0 | 0 | 0 | 0 | 0 | 0 | 0 | 0 | 0 | 0 | 0 | 0 | 0 | 0 | 0 | 1 | 0 | 0 | 0 | 0 | 0 | 0 | 0 | 0 | 0 | 0 | 0 | 0 | 0 | 0 | 0 | 1 | 0 | 0 | 0 | 1 | 0 | 0 | 0 | 0 | 0 | 0 | 1 | 0 | 0 | 0 | 0 | 0 | 0 | 0 | 0 | 0 | 0 | 0 | 0 | 0 | 0 | 0 | 0 | 0 | 0 | 0 | 0 | 0 | 0 | 0 | 0 | 0 | 0 | 0 | 0 | 0 | 0 | 0 |  | 0 | 0 | 0 | 0 | 0 | 0 | 0 | 0 | 0 | 0 | 0 | 0 | 0 | 0 | 0 | 0 | 0 | 0 | 0 | 0 | 0 | 0 | 0 | 0 | 0 | 0 | 0 | 0 | 0 | 0 | 2 | 0 | 2 | 0 | 0 | 0 | -770.34 | -257.6012 | 381.1526 | Collinsville-Tesla 500 kV Line | Collinsville-Tesla 500 kV Line | Birds Landing-Contra Costa 230kV Line |  | 1 | 0 | 1 | 0 | 0 | 0 | -278.39 | -7.9962 | 381.1526 | Birds Landing-Contra Costa 230kV Line | Birds Landing-Contra Costa 230kV Line | Birds Landing-Contra Costa 230kV Line |  | 5 | 5 | NO | 5 | 1 | 1 | NO | 1
PG&E GBA | Los Positas | 60 | 0 | 0 | 0 | 0 | 0 | 0 | 0 | 0 | 0 | 0 | 0 | 0 | 0 | 0 | 0 | 0 | 0 | 0 | 0 | 0 | 0 | 0 | 0 | 0 | 0 | 0 | 0 | 0 | 0 | 0 | 0 | 0 | 0 | 0 | 0 | 0 | 0 | 0 | 0 | 1 | 0 | 0 | 0 | 0 | 0 | 0 | 0 | 0 | 0 | 0 | 0 | 0 | 0 | 0 | 0 | 1 | 0 | 0 | 0 | 0 | 0 | 0 | 0 | 0 | 0 | 0 | 1 | 0 | 0 | 0 | 0 | 0 | 0 | 0 | 0 | 0 | 0 | 0 | 0 | 0 | 0 | 0 | 0 | 0 | 0 | 0 | 0 | 0 | 0 | 0 | 0 | 0 | 0 | 0 | 0 | 0 | 0 | 0 |  | 0 | 0 | 0 | 0 | 0 | 0 | 0 | 0 | 0 | 0 | 0 | 0 | 0 | 0 | 0 | 0 | 0 | 0 | 0 | 0 | 0 | 0 | 0 | 0 | 0 | 0 | 0 | 0 | 0 | 0 | 2 | 0 | 2 | 0 | 0 | 0 | -770.34 | -257.6012 | 381.1526 | Collinsville-Tesla 500 kV Line | Collinsville-Tesla 500 kV Line | Birds Landing-Contra Costa 230kV Line |  | 1 | 0 | 1 | 0 | 0 | 0 | -278.39 | -7.9962 | 381.1526 | Birds Landing-Contra Costa 230kV Line | Birds Landing-Contra Costa 230kV Line | Birds Landing-Contra Costa 230kV Line |  | 5 | 5 | NO | 5 | 1 | 1 | NO | 1
SDGE | Loveland | 69 | 0 | 0 | 0 | 0 | 0 | 0 | 0 | 0 | 0 | 0 | 0 | 0 | 0 | 0 | 0 | 0 | 0 | 0 | 0 | 0 | 0 | 0 | 0 | 0 | 0 | 0 | 0 | 1 | 0 | 1 | 1 | 0 | 1 | 0 | 0 | 0 | 1 | 0 | 0 | 0 | 0 | 0 | 0 | 0 | 0 | 0 | 0 | 0 | 0 | 0 | 0 | 0 | 0 | 0 | 0 | 0 | 0 | 0 | 0 | 0 | 0 | 0 | 0 | 0 | 0 | 0 | 0 | 0 | 0 | 0 | 0 | 0 | 0 | 0 | 0 | 0 | 0 | 0 | 0 | 0 | 0 | 0 | 0 | 0 | 0 | 0 | 0 | 0 | 0 | 0 | 0 | 0 | 0 | 0 | 0 | 0 | 0 | 3 |  | 0 | 0 | 0 | 0 | 0 | 0 | 0 | 0 | 0 | 0 | 0 | 0 | 0 | 0 | 0 | 0 | 0 | 0 | 0 | 0 | 0 | 0 | 0 | 0 | 0 | 0 | 0 | 0 | 0 | 0 | 0 | 1 | 0 | 0 | 0 | 0 | -35.92 | 48.96 | 301.7864 | San Luis Rey-San Onofre 230 kV line constraint | San Luis Rey-San Onofre 230 kV line constraint | Miguel 69 kV constraint |  | 0 | 1 | 0 | 0 | 0 | 0 | -35.92 | 48.96 | 301.7864 | San Luis Rey-San Onofre 230 kV line constraint | San Luis Rey-San Onofre 230 kV line constraint | Miguel 69 kV constraint |  | 3 | 3 | NO | 3 | 1 | 1 | NO | 1
SCE NOL | Lugo | 230 | 0 | 0 | 0 | 0 | 0 | 0 | 0 | 0 | 0 | 0 | 0 | 0 | 0 | 1 | 0 | 0 | 0 | 0 | 0 | 0 | 0 | 0 | 0 | 0 | 0 | 0 | 0 | 0 | 0 | 0 | 0 | 0 | 0 | 0 | 0 | 0 | 0 | 0 | 0 | 0 | 0 | 0 | 0 | 0 | 0 | 0 | 0 | 0 | 0 | 0 | 0 | 0 | 0 | 0 | 0 | 0 | 0 | 0 | 0 | 0 | 0 | 0 | 0 | 0 | 0 | 0 | 0 | 0 | 0 | 0 | 0 | 0 | 0 | 0 | 0 | 0 | 0 | 0 | 0 | 0 | 0 | 0 | 0 | 0 | 0 | 0 | 0 | 0 | 0 | 0 | 0 | 0 | 0 | 0 | 0 | 0 | 0 | 1 |  | 0 | 0 | 0 | 0 | 0 | 0 | 0 | 0 | 0 | 0 | 0 | 0 | 0 | 0 | 0 | 0 | 0 | 0 | 0 | 0 | 0 | 0 | 0 | 0 | 165 | 0 | 0 | 0 | 362 | 1 | 0 | 0 | 0 | 0 | 0 | 0 | 92 | 159.25 | 2387.344 | Lugo Transformer Area Constraint | Lugo Transformer Area Constraint | Lugo Transformer Area Constraint |  | 0 | 0 | 0 | 0 | 0 | 0 | 92 | 159.25 | 2387.344 | Lugo Transformer Area Constraint | Lugo Transformer Area Constraint | Lugo Transformer Area Constraint |  | 1 | 1 | NO | 1 | 1 | 1 | NO | 1
SCE Metro | Lugo | 500 | 0 | 0 | 0 | 0 | 0 | 0 | 0 | 0 | 0 | 1 | 0 | 0 | 0 | 0 | 0 | 0 | 0 | 0 | 0 | 0 | 0 | 0 | 0 | 0 | 0 | 0 | 0 | 0 | 0 | 0 | 0 | 0 | 0 | 0 | 0 | 0 | 0 | 0 | 0 | 0 | 0 | 0 | 0 | 0 | 0 | 0 | 0 | 0 | 0 | 0 | 0 | 0 | 0 | 0 | 0 | 0 | 0 | 0 | 0 | 0 | 0 | 0 | 0 | 0 | 0 | 0 | 0 | 0 | 0 | 0 | 0 | 0 | 0 | 0 | 0 | 0 | 0 | 0 | 0 | 0 | 0 | 0 | 0 | 0 | 0 | 0 | 0 | 0 | 0 | 0 | 0 | 0 | 0 | 0 | 0 | 0 | 0 | 0 |  | 320 | 0 | 0 | 0 | 0 | 0 | 0 | 0 | 0 | 0 | 0 | 0 | 0 | 0 | 1 | 523 | 0 | 0 | 0 | 0 | 0 | 0 | 0 | 0 | 0 | 0 | 0 | 0 | 0 | 1 | 0 | 0 | 0 | 0 | 0 | 0 | 3850.3788 | 8396.608 | 22073.9811 | SCE Metro Area Default Constraint | SCE Metro Area Default Constraint | SCE Metro Area Default Constraint |  | 0 | 0 | 0 | 0 | 0 | 0 | 3850.3788 | 8396.608 | 22073.9811 | SCE Metro Area Default Constraint | SCE Metro Area Default Constraint | SCE Metro Area Default Constraint |  | 1 | 1 | NO | 1 | 1 | 1 | NO | 1
PG&E FRESNO | Madera | 70 | 0 | 0 | 0 | 0 | 0 | 0 | 0 | 0 | 0 | 0 | 0 | 0 | 0 | 0 | 0 | 0 | 0 | 0 | 0 | 0 | 0 | 0 | 0 | 0 | 0 | 0 | 0 | 0 | 0 | 0 | 0 | 0 | 0 | 0 | 0 | 0 | 0 | 0 | 0 | 0 | 0 | 0 | 0 | 0 | 0 | 1 | 0 | 0 | 0 | 0 | 0 | 0 | 0 | 0 | 0 | 0 | 0 | 0 | 0 | 1 | 0 | 0 | 0 | 0 | 0 | 0 | 0 | 0 | 0 | 0 | 0 | 0 | 0 | 0 | 0 | 0 | 0 | 0 | 0 | 1 | 0 | 1 | 1 | 1 | 0 | 1 | 0 | 1 | 0 | 0 | 0 | 0 | 1 | 0 | 0 | 0 | 0 | 1 |  | 0 | 0 | 0 | 0 | 0 | 0 | 0 | 0 | 0 | 0 | 0 | 0 | 0 | 0 | 0 | 0 | 0 | 0 | 0 | 0 | 0 | 0 | 0 | 0 | 0 | 0 | 0 | 0 | 0 | 0 | 2 | 0 | 2 | 0 | 1 | 0 | -222.55 | -2136.112 | -826.4482 | Chowchilla-Le grand 115kV Line | Gates 500/230kV TB #11 | Gates 500/230kV TB #11 |  | 1 | 0 | 0 | 0 | 0 | 0 | -140.65 | 268.5 | 126.1276 | Bellota-Weber 230kV line | Bellota-Weber 230kV line | Oro Loma-El Nido 115kV Line |  | 5 | 5 | NO | 5 | 5 | 1 | YES | 2
PG&E NGBA | Madison | 115 | 0 | 0 | 0 | 0 | 0 | 0 | 0 | 0 | 0 | 0 | 0 | 0 | 0 | 0 | 0 | 0 | 0 | 0 | 0 | 0 | 0 | 0 | 0 | 0 | 0 | 0 | 0 | 0 | 0 | 0 | 0 | 0 | 0 | 0 | 0 | 0 | 0 | 0 | 0 | 1 | 0 | 0 | 0 | 0 | 0 | 0 | 0 | 0 | 0 | 0 | 0 | 0 | 0 | 1 | 1 | 1 | 0 | 0 | 0 | 0 | 0 | 0 | 0 | 0 | 0 | 0 | 1 | 0 | 0 | 0 | 0 | 0 | 0 | 0 | 0 | 0 | 0 | 0 | 0 | 0 | 0 | 0 | 0 | 0 | 0 | 0 | 0 | 0 | 0 | 0 | 0 | 0 | 0 | 0 | 0 | 0 | 0 | 0 |  | 0 | 0 | 0 | 0 | 0 | 0 | 0 | 0 | 0 | 0 | 0 | 0 | 0 | 0 | 0 | 0 | 0 | 0 | 0 | 0 | 0 | 0 | 0 | 0 | 0 | 13 | 10.2 | 0 | 0 | 1 | 3 | 0 | 2 | 0 | 0 | 0 | -770.34 | -257.6012 | 381.1526 | Collinsville-Tesla 500 kV Line | Collinsville-Tesla 500 kV Line | Birds Landing-Contra Costa 230kV Line |  | 1 | 0 | 1 | 0 | 0 | 0 | -278.39 | -7.9962 | 381.1526 | Birds Landing-Contra Costa 230kV Line | Birds Landing-Contra Costa 230kV Line | Birds Landing-Contra Costa 230kV Line |  | 5 | 5 | NO | 5 | 1 | 1 | NO | 1
PG&E KERN | Magunden | 115 | 0 | 0 | 0 | 0 | 0 | 0 | 0 | 0 | 0 | 0 | 0 | 0 | 0 | 0 | 0 | 0 | 0 | 0 | 0 | 0 | 0 | 0 | 0 | 0 | 0 | 0 | 0 | 0 | 0 | 0 | 0 | 0 | 0 | 0 | 0 | 0 | 0 | 0 | 0 | 0 | 0 | 0 | 0 | 0 | 0 | 0 | 0 | 0 | 0 | 0 | 0 | 0 | 0 | 0 | 0 | 0 | 0 | 0 | 0 | 0 | 0 | 0 | 0 | 0 | 0 | 0 | 0 | 0 | 0 | 0 | 1 | 0 | 0 | 0 | 0 | 0 | 0 | 0 | 1 | 1 | 0 | 0 | 0 | 0 | 0 | 0 | 0 | 0 | 0 | 0 | 0 | 0 | 0 | 0 | 1 | 0 | 0 | 0 |  | 0 | 0 | 0 | 0 | 0 | 0 | 0 | 0 | 0 | 0 | 0 | 0 | 0 | 0 | 0 | 0 | 0 | 0 | 0 | 0 | 0 | 0 | 0 | 0 | 100 | 0 | 0 | 0 | 0 | 1 | 0 | 0 | 3 | 0 | 2 | 1 | 578.02 | -2136.112 | -2136.2316 | Gates 500/230kV TB #12 | Gates 500/230kV TB #11 | Mustang-Henrietta 230 kV line |  | 0 | 0 | 0 | 0 | 0 | 0 | 1792.55 | 761.488 | 342.7684 | Kern 230/115kV TB #4 | Mustang-Henrietta 230 kV line | Mustang-Henrietta 230 kV line |  | 5 | 1 | YES | 2 | 5 | 1 | YES | 2
SCE Northern | Magunden | 230 | 1 | 0 | 1 | 0 | 0 | 0 | 1 | 0 | 0 | 0 | 0 | 0 | 0 | 0 | 0 | 0 | 0 | 0 | 0 | 0 | 0 | 0 | 0 | 0 | 0 | 0 | 0 | 0 | 0 | 0 | 0 | 0 | 0 | 0 | 0 | 0 | 0 | 0 | 0 | 0 | 0 | 0 | 0 | 0 | 0 | 0 | 0 | 0 | 0 | 0 | 0 | 0 | 0 | 0 | 0 | 0 | 0 | 0 | 0 | 0 | 0 | 0 | 0 | 0 | 0 | 0 | 0 | 0 | 0 | 0 | 0 | 0 | 0 | 0 | 0 | 0 | 0 | 0 | 0 | 0 | 0 | 0 | 0 | 0 | 0 | 0 | 0 | 0 | 0 | 0 | 0 | 0 | 0 | 0 | 0 | 0 | 0 | 0 |  | 0 | 0 | 0 | 0 | 0 | 0 | 0 | 0 | 0 | 0 | 0 | 0 | 0 | 0 | 0 | 0 | 0 | 0 | 0 | 0 | 0 | 0 | 0 | 0 | 100 | 0 | 0 | 0 | 0 | 1 | 0 | 0 | 0 | 0 | 0 | 0 | 258 | 29.5 | 2003.79 | South of Magunden Constraint | South of Magunden Constraint | South of Magunden Constraint |  | 0 | 0 | 0 | 0 | 0 | 0 | 258 | 29.5 | 2003.79 | South of Magunden Constraint | South of Magunden Constraint | South of Magunden Constraint |  | 1 | 1 | NO | 1 | 1 | 1 | NO | 1
PG&E FRESNO | Malaga | 115 | 0 | 0 | 0 | 0 | 0 | 0 | 0 | 0 | 0 | 0 | 0 | 0 | 0 | 0 | 0 | 0 | 0 | 0 | 0 | 0 | 0 | 0 | 0 | 0 | 0 | 0 | 0 | 0 | 0 | 0 | 0 | 0 | 0 | 0 | 0 | 0 | 0 | 0 | 0 | 0 | 0 | 0 | 0 | 0 | 0 | 1 | 0 | 0 | 0 | 0 | 0 | 0 | 0 | 0 | 0 | 0 | 0 | 0 | 0 | 0 | 0 | 0 | 0 | 0 | 0 | 0 | 0 | 0 | 0 | 0 | 0 | 0 | 0 | 0 | 0 | 0 | 0 | 0 | 1 | 0 | 0 | 1 | 0 | 1 | 1 | 1 | 0 | 0 | 0 | 1 | 0 | 0 | 0 | 0 | 1 | 0 | 0 | 2 |  | 0 | 0 | 0 | 0 | 0 | 0 | 0 | 0 | 0 | 0 | 0 | 0 | 0 | 0 | 0 | 0 | 0 | 0 | 0 | 0 | 0 | 0 | 0 | 0 | 0 | 0 | 0 | 0 | 0 | 0 | 3 | 0 | 4 | 0 | 1 | 1 | -544.45 | -1862.092 | -2136.2316 | Borden-Storey #1 230kV line | Gates 500/230kV TB #12 | Mustang-Henrietta 230 kV line |  | 1 | 0 | 0 | 0 | 0 | 0 | -140.65 | 268.5 | 342.7684 | Bellota-Weber 230kV line | Bellota-Weber 230kV line | Mustang-Henrietta 230 kV line |  | 5 | 5 | NO | 5 | 5 | 1 | YES | 2
PG&E NGBA | Malin | 500 | 0 | 0 | 0 | 0 | 0 | 0 | 0 | 0 | 0 | 0 | 0 | 0 | 0 | 0 | 0 | 0 | 0 | 0 | 0 | 0 | 0 | 0 | 0 | 0 | 0 | 0 | 0 | 0 | 0 | 0 | 0 | 0 | 0 | 0 | 0 | 0 | 0 | 0 | 0 | 1 | 0 | 0 | 0 | 0 | 0 | 0 | 0 | 0 | 0 | 0 | 0 | 0 | 0 | 0 | 0 | 0 | 0 | 0 | 0 | 0 | 0 | 0 | 0 | 0 | 0 | 0 | 0 | 0 | 0 | 0 | 0 | 0 | 0 | 0 | 0 | 0 | 0 | 0 | 0 | 0 | 0 | 0 | 0 | 0 | 0 | 0 | 0 | 0 | 0 | 0 | 0 | 0 | 0 | 0 | 0 | 0 | 0 | 0 |  | 0 | 0 | 0 | 0 | 0 | 0 | 0 | 0 | 0 | 0 | 0 | 0 | 0 | 0 | 0 | 1383.8 | 0 | 0 | 0 | 0 | 0 | 0 | 0 | 0 | 0 | 0 | 0 | 0 | 0 | 1 | 1 | 0 | 1 | 0 | 0 | 0 | -770.34 | -257.6012 | 2295.5509 | Collinsville-Tesla 500 kV Line | Collinsville-Tesla 500 kV Line | Collinsville-Tesla 500 kV Line |  | 0 | 0 | 0 | 0 | 0 | 0 | 7874.66 | 8387.3988 | 2295.5509 | Collinsville-Tesla 500 kV Line | Collinsville-Tesla 500 kV Line | Collinsville-Tesla 500 kV Line |  | 5 | 1 | YES | 2 | 1 | 1 | NO | 1
SCE Northern | Mandalay | 230 | 0 | 0 | 1 | 0 | 1 | 0 | 0 | 0 | 0 | 0 | 0 | 0 | 0 | 0 | 0 | 0 | 0 | 0 | 0 | 0 | 0 | 0 | 0 | 0 | 1 | 0 | 0 | 0 | 0 | 0 | 0 | 0 | 0 | 0 | 0 | 0 | 0 | 0 | 0 | 0 | 0 | 0 | 0 | 0 | 0 | 0 | 0 | 0 | 0 | 0 | 0 | 0 | 0 | 0 | 0 | 0 | 0 | 0 | 0 | 0 | 0 | 0 | 0 | 0 | 0 | 0 | 0 | 0 | 0 | 0 | 0 | 0 | 0 | 0 | 0 | 0 | 0 | 0 | 0 | 0 | 0 | 0 | 0 | 0 | 0 | 0 | 0 | 0 | 0 | 0 | 0 | 0 | 0 | 0 | 0 | 0 | 0 | 0 |  | 0 | 0 | 0 | 0 | 0 | 0 | 0 | 0 | 0 | 0 | 0 | 0 | 0 | 0 | 0 | 0 | 0 | 0 | 0 | 0 | 0 | 0 | 0 | 0 | 0 | 0 | 0 | 0 | 0 | 0 | 1 | 0 | 1 | 0 | 0 | 0 | -3566.801 | -1411.508 | 344.027 | Lugo - Victorville area constraint | Lugo - Victorville area constraint | Lugo - Victorville area constraint |  | 0 | 0 | 0 | 0 | 0 | 0 | 448 | 554 | 2967 | Moorpark-Pardee Constraint | Moorpark-Pardee Constraint | Moorpark-Pardee Constraint |  | 5 | 1 | YES | 2 | 1 | 1 | NO | 1
PG&E FRESNO | Manning | 230 | 0 | 0 | 0 | 0 | 0 | 0 | 0 | 0 | 0 | 0 | 0 | 0 | 0 | 0 | 0 | 0 | 0 | 0 | 0 | 0 | 0 | 0 | 0 | 0 | 0 | 0 | 0 | 0 | 0 | 0 | 0 | 0 | 0 | 0 | 0 | 0 | 0 | 0 | 0 | 0 | 0 | 0 | 0 | 0 | 0 | 0 | 0 | 0 | 0 | 0 | 0 | 0 | 0 | 0 | 0 | 0 | 0 | 0 | 0 | 0 | 0 | 0 | 0 | 0 | 0 | 0 | 0 | 0 | 0 | 0 | 0 | 0 | 0 | 0 | 0 | 0 | 0 | 0 | 0 | 1 | 0 | 1 | 0 | 0 | 0 | 0 | 0 | 0 | 0 | 0 | 0 | 0 | 0 | 0 | 0 | 0 | 0 | 0 |  | 0 | 0 | 0 | 0 | 0 | 0 | 0 | 0 | 0 | 0 | 0 | 0 | 0 | 0 | 0 | 0 | 0 | 0 | 0 | 0 | 0 | 0 | 0 | 0 | 100 | 0 | 0 | 0 | 0 | 1 | 0 | 0 | 1 | 0 | 1 | 0 | 888.72 | -2136.112 | -826.4482 | Gates 500/230kV TB #11 | Gates 500/230kV TB #11 | Gates 500/230kV TB #11 |  | 0 | 0 | 0 | 0 | 0 | 0 | 1348.65 | 1620.55 | 2353.8866 | Tranquility-Helm 230kV Line | Tranquility-Helm 230kV Line | Tranquility-Helm 230kV Line |  | 5 | 1 | YES | 2 | 5 | 1 | YES | 2
PG&E FRESNO | Manning | 500 | 0 | 0 | 0 | 0 | 0 | 0 | 0 | 0 | 0 | 0 | 0 | 0 | 0 | 0 | 0 | 0 | 0 | 0 | 0 | 0 | 0 | 0 | 0 | 0 | 0 | 0 | 0 | 0 | 0 | 0 | 0 | 0 | 0 | 0 | 0 | 0 | 0 | 0 | 0 | 0 | 0 | 0 | 0 | 0 | 0 | 0 | 0 | 0 | 0 | 0 | 0 | 0 | 0 | 0 | 0 | 0 | 0 | 0 | 0 | 0 | 0 | 0 | 0 | 0 | 0 | 0 | 0 | 0 | 0 | 0 | 0 | 0 | 0 | 0 | 0 | 0 | 0 | 1 | 0 | 0 | 0 | 0 | 0 | 0 | 0 | 0 | 0 | 0 | 0 | 0 | 0 | 0 | 0 | 0 | 0 | 0 | 0 | 0 |  | 0 | 0 | 0 | 0 | 0 | 0 | 0 | 0 | 0 | 0 | 0 | 0 | 0 | 0 | 0 | 0 | 0 | 0 | 0 | 0 | 0 | 0 | 0 | 0 | 0 | 278.6 | 0 | 800 | 0 | 1 | 0 | 0 | 0 | 0 | 0 | 0 | 1480 | 1880 | 2859.906 | Manning 500kV | Manning 500kV | Manning 500kV |  | 0 | 0 | 0 | 0 | 0 | 0 | 1480 | 1880 | 2859.906 | Manning 500kV | Manning 500kV | Manning 500kV |  | 1 | 1 | NO | 1 | 1 | 1 | NO | 1
PG&E GBA | Manteca | 115 | 0 | 0 | 0 | 0 | 0 | 0 | 0 | 0 | 0 | 0 | 0 | 0 | 0 | 0 | 0 | 0 | 0 | 0 | 0 | 0 | 0 | 0 | 0 | 0 | 0 | 0 | 0 | 0 | 0 | 0 | 0 | 0 | 0 | 0 | 0 | 0 | 0 | 0 | 0 | 0 | 0 | 0 | 0 | 0 | 0 | 1 | 0 | 0 | 0 | 0 | 0 | 0 | 0 | 0 | 0 | 1 | 0 | 1 | 0 | 1 | 0 | 0 | 0 | 0 | 0 | 1 | 0 | 1 | 0 | 0 | 0 | 0 | 0 | 0 | 0 | 0 | 0 | 0 | 1 | 1 | 0 | 0 | 0 | 0 | 0 | 0 | 0 | 0 | 0 | 0 | 0 | 0 | 0 | 0 | 1 | 1 | 0 | 0 |  | 0 | 0 | 0 | 0 | 0 | 0 | 0 | 0 | 0 | 0 | 0 | 0 | 0 | 0 | 0 | 0 | 0 | 0 | 0 | 0 | 0 | 0 | 0 | 0 | 0 | 0 | 0 | 0 | 0 | 0 | 2 | 0 | 3 | 0 | 2 | 1 | -140.65 | -2136.112 | -2136.2316 | Bellota-Weber 230kV line | Gates 500/230kV TB #11 | Mustang-Henrietta 230 kV line |  | 2 | 0 | 0 | 0 | 0 | 0 | -140.65 | 5.59 | 342.7684 | Bellota-Weber 230kV line | Kasson Jct-Heinz 115 kV line | Mustang-Henrietta 230 kV line |  | 5 | 5 | NO | 5 | 5 | 1 | YES | 2
SDGE | Margarita | 138 | 0 | 0 | 0 | 0 | 0 | 0 | 0 | 0 | 0 | 0 | 0 | 0 | 0 | 0 | 0 | 0 | 0 | 0 | 0 | 0 | 0 | 0 | 0 | 0 | 0 | 1 | 0 | 0 | 0 | 0 | 0 | 0 | 0 | 0 | 0 | 0 | 0 | 1 | 1 | 0 | 0 | 0 | 0 | 0 | 0 | 0 | 0 | 0 | 0 | 0 | 0 | 0 | 0 | 0 | 0 | 0 | 0 | 0 | 0 | 0 | 0 | 0 | 0 | 0 | 0 | 0 | 0 | 0 | 0 | 0 | 0 | 0 | 0 | 0 | 0 | 0 | 0 | 0 | 0 | 0 | 0 | 0 | 0 | 0 | 0 | 0 | 0 | 0 | 0 | 0 | 0 | 0 | 0 | 0 | 0 | 0 | 0 | 0 |  | 0 | 0 | 0 | 0 | 0 | 0 | 0 | 0 | 0 | 0 | 0 | 0 | 0 | 0 | 0 | 0 | 0 | 0 | 0 | 0 | 0 | 0 | 0 | 0 | 0 | 0 | 0 | 0 | 0 | 0 | 0 | 0 | 0 | 0 | 0 | 0 | 501 | 501 | 501 | Trabuco-Capistrano 138 kV constraint | Trabuco-Capistrano 138 kV constraint | Trabuco-Capistrano 138 kV constraint |  | 0 | 0 | 0 | 0 | 0 | 0 | 501 | 501 | 501 | Trabuco-Capistrano 138 kV constraint | Trabuco-Capistrano 138 kV constraint | Trabuco-Capistrano 138 kV constraint |  | 1 | 1 | NO | 1 | 1 | 1 | NO | 1
PG&E GBA | Martin | 230 | 0 | 0 | 0 | 0 | 0 | 0 | 0 | 0 | 0 | 0 | 0 | 0 | 0 | 0 | 0 | 0 | 0 | 0 | 0 | 0 | 0 | 0 | 0 | 0 | 0 | 0 | 0 | 0 | 0 | 0 | 0 | 0 | 0 | 0 | 0 | 0 | 0 | 0 | 0 | 1 | 0 | 0 | 0 | 0 | 0 | 0 | 0 | 0 | 0 | 0 | 0 | 0 | 1 | 0 | 0 | 0 | 0 | 0 | 0 | 0 | 0 | 0 | 0 | 0 | 0 | 0 | 0 | 0 | 0 | 0 | 0 | 0 | 0 | 0 | 0 | 0 | 0 | 0 | 0 | 0 | 0 | 0 | 0 | 0 | 0 | 0 | 0 | 0 | 0 | 0 | 0 | 0 | 0 | 0 | 0 | 0 | 0 | 1 |  | 0 | 0 | 0 | 0 | 0 | 0 | 0 | 0 | 0 | 0 | 0 | 0 | 0 | 0 | 0 | 0 | 0 | 0 | 0 | 0 | 0 | 0 | 0 | 0 | 0 | 0 | 0 | 0 | 0 | 0 | 1 | 0 | 1 | 0 | 0 | 0 | -770.34 | -257.6012 | 2295.5509 | Collinsville-Tesla 500 kV Line | Collinsville-Tesla 500 kV Line | Collinsville-Tesla 500 kV Line |  | 0 | 0 | 0 | 0 | 0 | 0 | 2442.8 | 2580.8 | 2295.5509 | Sobrante-Moraga 230 kV line | Sobrante-Moraga 230 kV line | Collinsville-Tesla 500 kV Line |  | 5 | 1 | YES | 2 | 1 | 1 | NO | 1
PG&E GBA | Martin | 115 | 0 | 0 | 0 | 0 | 0 | 0 | 0 | 0 | 0 | 0 | 0 | 0 | 0 | 0 | 0 | 0 | 0 | 0 | 0 | 0 | 0 | 0 | 0 | 0 | 0 | 0 | 0 | 0 | 0 | 0 | 0 | 0 | 0 | 0 | 0 | 0 | 0 | 0 | 0 | 0 | 0 | 0 | 0 | 0 | 0 | 0 | 0 | 0 | 0 | 0 | 0 | 0 | 1 | 0 | 0 | 1 | 0 | 0 | 0 | 0 | 0 | 0 | 0 | 0 | 0 | 1 | 0 | 0 | 0 | 0 | 0 | 0 | 0 | 0 | 0 | 0 | 0 | 0 | 0 | 0 | 0 | 0 | 0 | 0 | 0 | 0 | 0 | 0 | 0 | 0 | 0 | 0 | 0 | 0 | 0 | 0 | 0 | 1 |  | 0 | 0 | 0 | 0 | 0 | 0 | 0 | 0 | 0 | 0 | 0 | 0 | 0 | 0 | 0 | 0 | 0 | 0 | 0 | 0 | 0 | 0 | 0 | 0 | 0 | 0 | 188 | 0 | 0 | 1 | 0 | 0 | 0 | 0 | 0 | 0 | 2442.8 | 2580.8 | 4508.68 | Sobrante-Moraga 230 kV line | Sobrante-Moraga 230 kV line | Sobrante-Moraga 230 kV line |  | 0 | 0 | 0 | 0 | 0 | 0 | 2442.8 | 2580.8 | 4508.68 | Sobrante-Moraga 230 kV line | Sobrante-Moraga 230 kV line | Sobrante-Moraga 230 kV line |  | 1 | 1 | NO | 1 | 1 | 1 | NO | 1
PG&E GBA | Martinez | 115 | 0 | 0 | 0 | 0 | 0 | 0 | 0 | 0 | 0 | 0 | 0 | 0 | 0 | 0 | 0 | 0 | 0 | 0 | 0 | 0 | 0 | 0 | 0 | 0 | 0 | 0 | 0 | 0 | 0 | 0 | 0 | 0 | 0 | 0 | 0 | 0 | 0 | 0 | 0 | 1 | 0 | 0 | 0 | 0 | 0 | 0 | 0 | 0 | 0 | 1 | 0 | 0 | 1 | 1 | 1 | 1 | 0 | 0 | 1 | 1 | 0 | 0 | 0 | 0 | 0 | 1 | 0 | 0 | 0 | 0 | 0 | 0 | 0 | 0 | 0 | 0 | 0 | 0 | 0 | 0 | 0 | 0 | 0 | 0 | 0 | 0 | 0 | 0 | 0 | 0 | 0 | 0 | 0 | 0 | 0 | 0 | 0 | 2 |  | 0 | 0 | 0 | 0 | 0 | 0 | 0 | 0 | 0 | 0 | 0 | 0 | 0 | 0 | 0 | 0 | 0 | 0 | 0 | 0 | 0 | 0 | 0 | 0 | 0 | 0 | 0 | 0 | 0 | 0 | 2 | 0 | 1 | 0 | 0 | 0 | -770.34 | -257.6012 | 2295.5509 | Collinsville-Tesla 500 kV Line | Collinsville-Tesla 500 kV Line | Collinsville-Tesla 500 kV Line |  | 0 | 0 | 0 | 0 | 0 | 0 | 539.61 | 810.0038 | 2295.5509 | Contra Costa- Windmaster 230 kV line | Contra Costa- Windmaster 230 kV line | Collinsville-Tesla 500 kV Line |  | 5 | 1 | YES | 2 | 1 | 1 | NO | 1
PG&E FRESNO | Mc Mullin | 230 | 0 | 0 | 0 | 0 | 0 | 0 | 0 | 0 | 0 | 0 | 0 | 0 | 0 | 0 | 0 | 0 | 0 | 0 | 0 | 0 | 0 | 0 | 0 | 0 | 0 | 0 | 0 | 0 | 0 | 0 | 0 | 0 | 0 | 0 | 0 | 0 | 0 | 0 | 0 | 0 | 0 | 0 | 0 | 0 | 0 | 1 | 0 | 0 | 0 | 0 | 0 | 0 | 0 | 0 | 0 | 0 | 0 | 0 | 0 | 0 | 0 | 0 | 0 | 0 | 0 | 0 | 0 | 0 | 0 | 0 | 0 | 0 | 0 | 0 | 0 | 0 | 0 | 0 | 1 | 1 | 0 | 1 | 0 | 0 | 0 | 1 | 0 | 0 | 0 | 1 | 0 | 0 | 0 | 0 | 0 | 0 | 0 | 1 |  | 0 | 0 | 0 | 0 | 0 | 0 | 0 | 0 | 0 | 0 | 0 | 0 | 0 | 0 | 0 | 0 | 0 | 0 | 0 | 0 | 0 | 0 | 0 | 0 | 0 | 0 | 0 | 0 | 0 | 0 | 2 | 0 | 3 | 0 | 2 | 0 | -544.45 | -2136.112 | -1421.793 | Borden-Storey #1 230kV line | Gates 500/230kV TB #11 | Gates 500/230kV TB #12 |  | 1 | 0 | 0 | 0 | 0 | 0 | -140.65 | 268.5 | 1633.3998 | Bellota-Weber 230kV line | Bellota-Weber 230kV line | Bellota-Weber 230kV line |  | 5 | 5 | NO | 5 | 5 | 1 | YES | 2
PG&E FRESNO | McCall | 115 | 0 | 0 | 0 | 0 | 0 | 0 | 0 | 0 | 0 | 0 | 0 | 0 | 0 | 0 | 0 | 0 | 0 | 0 | 0 | 0 | 0 | 0 | 0 | 0 | 0 | 0 | 0 | 0 | 0 | 0 | 0 | 0 | 0 | 0 | 0 | 0 | 0 | 0 | 0 | 0 | 0 | 0 | 0 | 0 | 0 | 1 | 0 | 0 | 0 | 0 | 0 | 0 | 0 | 0 | 0 | 0 | 0 | 0 | 0 | 0 | 0 | 0 | 0 | 0 | 0 | 0 | 0 | 0 | 0 | 0 | 0 | 0 | 0 | 0 | 0 | 0 | 0 | 0 | 1 | 0 | 0 | 1 | 0 | 1 | 0 | 1 | 0 | 0 | 0 | 1 | 0 | 0 | 0 | 0 | 0 | 0 | 0 | 1 |  | 0 | 0 | 0 | 0 | 0 | 0 | 0 | 0 | 0 | 0 | 0 | 0 | 0 | 0 | 0 | 0 | 0 | 0 | 0 | 0 | 0 | 0 | 0 | 0 | 0 | 0 | 0 | 0 | 0 | 0 | 3 | 0 | 3 | 0 | 1 | 0 | -544.45 | -1862.092 | -1421.793 | Borden-Storey #1 230kV line | Gates 500/230kV TB #12 | Gates 500/230kV TB #12 |  | 1 | 0 | 0 | 0 | 0 | 0 | -140.65 | 268.5 | 908.5476 | Bellota-Weber 230kV line | Bellota-Weber 230kV line | Chowchilla-Le grand 115kV Line |  | 5 | 5 | NO | 5 | 5 | 1 | YES | 2
PG&E FRESNO | McCall | 230 | 0 | 0 | 0 | 0 | 0 | 0 | 0 | 0 | 0 | 0 | 0 | 0 | 0 | 0 | 0 | 0 | 0 | 0 | 0 | 0 | 0 | 0 | 0 | 0 | 0 | 0 | 0 | 0 | 0 | 0 | 0 | 0 | 0 | 0 | 0 | 0 | 0 | 0 | 0 | 0 | 0 | 0 | 0 | 0 | 0 | 1 | 0 | 0 | 0 | 0 | 0 | 0 | 0 | 0 | 0 | 0 | 0 | 0 | 0 | 0 | 0 | 0 | 0 | 0 | 0 | 0 | 0 | 0 | 0 | 0 | 0 | 0 | 0 | 0 | 0 | 0 | 0 | 0 | 1 | 1 | 0 | 1 | 0 | 0 | 0 | 1 | 0 | 0 | 0 | 1 | 0 | 0 | 0 | 0 | 0 | 0 | 0 | 1 |  | 0 | 0 | 0 | 0 | 0 | 0 | 0 | 0 | 0 | 0 | 0 | 0 | 0 | 0 | 0 | 0 | 0 | 0 | 0 | 0 | 0 | 0 | 0 | 0 | 0 | 0 | 0 | 0 | 0 | 0 | 2 | 0 | 3 | 0 | 2 | 0 | -544.45 | -2136.112 | -1421.793 | Borden-Storey #1 230kV line | Gates 500/230kV TB #11 | Gates 500/230kV TB #12 |  | 1 | 0 | 0 | 0 | 0 | 0 | -140.65 | 268.5 | 1633.3998 | Bellota-Weber 230kV line | Bellota-Weber 230kV line | Bellota-Weber 230kV line |  | 5 | 5 | NO | 5 | 5 | 1 | YES | 2
PG&E GBA | Meadow Lane | 115 | 0 | 0 | 0 | 0 | 0 | 0 | 0 | 0 | 0 | 0 | 0 | 0 | 0 | 0 | 0 | 0 | 0 | 0 | 0 | 0 | 0 | 0 | 0 | 0 | 0 | 0 | 0 | 0 | 0 | 0 | 0 | 0 | 0 | 0 | 0 | 0 | 0 | 0 | 0 | 1 | 0 | 0 | 0 | 0 | 0 | 0 | 0 | 0 | 0 | 0 | 0 | 0 | 0 | 0 | 0 | 0 | 0 | 0 | 0 | 0 | 0 | 0 | 0 | 0 | 0 | 0 | 0 | 0 | 0 | 0 | 0 | 0 | 0 | 0 | 0 | 0 | 0 | 0 | 0 | 0 | 0 | 0 | 0 | 0 | 0 | 0 | 0 | 0 | 0 | 0 | 0 | 0 | 0 | 0 | 0 | 0 | 0 | 0 |  | 0 | 0 | 0 | 0 | 0 | 0 | 0 | 0 | 0 | 0 | 0 | 0 | 0 | 0 | 0 | 0 | 0 | 0 | 0 | 0 | 0 | 0 | 0 | 0 | 0 | 0 | 0 | 0 | 0 | 0 | 1 | 0 | 1 | 0 | 0 | 0 | -770.34 | -257.6012 | 2295.5509 | Collinsville-Tesla 500 kV Line | Collinsville-Tesla 500 kV Line | Collinsville-Tesla 500 kV Line |  | 0 | 0 | 0 | 0 | 0 | 0 | 7874.66 | 8387.3988 | 2295.5509 | Collinsville-Tesla 500 kV Line | Collinsville-Tesla 500 kV Line | Collinsville-Tesla 500 kV Line |  | 5 | 1 | YES | 2 | 1 | 1 | NO | 1
PG&E GBA | Melones | 115 | 0 | 0 | 0 | 0 | 0 | 0 | 0 | 0 | 0 | 0 | 0 | 0 | 0 | 0 | 0 | 0 | 0 | 0 | 0 | 0 | 0 | 0 | 0 | 0 | 0 | 0 | 0 | 0 | 0 | 0 | 0 | 0 | 0 | 0 | 0 | 0 | 0 | 0 | 0 | 0 | 0 | 0 | 0 | 0 | 0 | 1 | 0 | 0 | 0 | 0 | 0 | 0 | 0 | 0 | 0 | 1 | 0 | 1 | 0 | 1 | 0 | 0 | 0 | 0 | 0 | 1 | 0 | 0 | 0 | 0 | 0 | 0 | 0 | 0 | 0 | 0 | 0 | 0 | 0 | 0 | 0 | 0 | 0 | 0 | 0 | 0 | 0 | 0 | 0 | 0 | 0 | 0 | 0 | 0 | 0 | 0 | 0 | 0 |  | 0 | 0 | 0 | 0 | 0 | 0 | 0 | 0 | 0 | 0 | 0 | 0 | 0 | 0 | 0 | 0 | 0 | 0 | 0 | 0 | 0 | 0 | 0 | 0 | 0 | 0 | 0 | 0 | 0 | 0 | 2 | 0 | 0 | 0 | 0 | 0 | -140.65 | 5.59 | 543.909 | Bellota-Weber 230kV line | Kasson Jct-Heinz 115 kV line | Kasson Jct-Heinz 115 kV line |  | 2 | 0 | 0 | 0 | 0 | 0 | -140.65 | 5.59 | 543.909 | Bellota-Weber 230kV line | Kasson Jct-Heinz 115 kV line | Kasson Jct-Heinz 115 kV line |  | 5 | 5 | NO | 5 | 1 | 1 | NO | 1
PG&E GBA | Melones | 230 | 0 | 0 | 0 | 0 | 0 | 0 | 0 | 0 | 0 | 0 | 0 | 0 | 0 | 0 | 0 | 0 | 0 | 0 | 0 | 0 | 0 | 0 | 0 | 0 | 0 | 0 | 0 | 0 | 0 | 0 | 0 | 0 | 0 | 0 | 0 | 0 | 0 | 0 | 0 | 0 | 0 | 0 | 0 | 0 | 0 | 1 | 0 | 0 | 0 | 0 | 0 | 0 | 0 | 0 | 0 | 1 | 0 | 1 | 0 | 1 | 0 | 0 | 0 | 0 | 0 | 1 | 0 | 0 | 0 | 0 | 0 | 0 | 0 | 0 | 0 | 0 | 0 | 0 | 0 | 0 | 0 | 0 | 0 | 0 | 0 | 0 | 0 | 0 | 0 | 0 | 0 | 0 | 0 | 0 | 0 | 0 | 0 | 0 |  | 0 | 0 | 0 | 0 | 0 | 0 | 0 | 0 | 0 | 0 | 0 | 0 | 0 | 0 | 0 | 0 | 0 | 0 | 0 | 0 | 0 | 0 | 0 | 0 | 0 | 0 | 0 | 0 | 0 | 0 | 2 | 0 | 0 | 0 | 0 | 0 | -140.65 | 5.59 | 543.909 | Bellota-Weber 230kV line | Kasson Jct-Heinz 115 kV line | Kasson Jct-Heinz 115 kV line |  | 2 | 0 | 0 | 0 | 0 | 0 | -140.65 | 5.59 | 543.909 | Bellota-Weber 230kV line | Kasson Jct-Heinz 115 kV line | Kasson Jct-Heinz 115 kV line |  | 5 | 5 | NO | 5 | 1 | 1 | NO | 1
SDGE | Melrose | 69 | 0 | 0 | 0 | 0 | 0 | 0 | 0 | 0 | 0 | 0 | 0 | 0 | 0 | 0 | 0 | 0 | 0 | 0 | 0 | 0 | 0 | 0 | 0 | 0 | 0 | 1 | 0 | 0 | 0 | 0 | 0 | 0 | 1 | 1 | 0 | 0 | 0 | 1 | 0 | 0 | 0 | 0 | 0 | 0 | 0 | 0 | 0 | 0 | 0 | 0 | 0 | 0 | 0 | 0 | 0 | 0 | 0 | 0 | 0 | 0 | 0 | 0 | 0 | 0 | 0 | 0 | 0 | 0 | 0 | 0 | 0 | 0 | 0 | 0 | 0 | 0 | 0 | 0 | 0 | 0 | 0 | 0 | 0 | 0 | 0 | 0 | 0 | 0 | 0 | 0 | 0 | 0 | 0 | 0 | 0 | 0 | 0 | 1 |  | 0 | 0 | 0 | 0 | 0 | 0 | 0 | 0 | 0 | 0 | 0 | 20 | 0 | 0 | 1 | 0 | 0 | 0 | 0 | 0 | 0 | 0 | 0 | 0 | 0 | 0 | 20 | 0 | 0 | 1 | 0 | 1 | 0 | 0 | 0 | 0 | -35.92 | 48.96 | 284 | San Luis Rey-San Onofre 230 kV line constraint | San Luis Rey-San Onofre 230 kV line constraint | Ocean Ranch 69 kV constraint |  | 0 | 1 | 0 | 0 | 0 | 0 | -35.92 | 48.96 | 284 | San Luis Rey-San Onofre 230 kV line constraint | San Luis Rey-San Onofre 230 kV line constraint | Ocean Ranch 69 kV constraint |  | 3 | 3 | NO | 3 | 1 | 1 | NO | 1
PG&E NGBA | Mendocino | 115 | 0 | 0 | 0 | 0 | 0 | 0 | 0 | 0 | 0 | 0 | 0 | 0 | 0 | 0 | 0 | 0 | 0 | 0 | 0 | 0 | 0 | 0 | 0 | 0 | 0 | 0 | 0 | 0 | 0 | 0 | 0 | 0 | 0 | 0 | 0 | 0 | 0 | 0 | 0 | 1 | 0 | 0 | 0 | 0 | 0 | 0 | 0 | 0 | 0 | 0 | 0 | 0 | 1 | 0 | 0 | 0 | 0 | 0 | 0 | 0 | 0 | 0 | 0 | 0 | 0 | 0 | 1 | 0 | 0 | 0 | 0 | 0 | 0 | 0 | 0 | 0 | 0 | 0 | 0 | 0 | 0 | 0 | 0 | 0 | 0 | 0 | 0 | 0 | 0 | 0 | 0 | 0 | 0 | 0 | 0 | 0 | 0 | 1 |  | 0 | 0 | 0 | 0 | 0 | 0 | 0 | 0 | 0 | 0 | 0 | 0 | 0 | 0 | 0 | 0 | 0 | 0 | 0 | 0 | 0 | 0 | 0 | 5 | 0 | 0 | 0 | 0 | 0 | 1 | 2 | 0 | 2 | 0 | 0 | 0 | -770.34 | -257.6012 | 381.1526 | Collinsville-Tesla 500 kV Line | Collinsville-Tesla 500 kV Line | Birds Landing-Contra Costa 230kV Line |  | 1 | 0 | 1 | 0 | 0 | 0 | -278.39 | -7.9962 | 381.1526 | Birds Landing-Contra Costa 230kV Line | Birds Landing-Contra Costa 230kV Line | Birds Landing-Contra Costa 230kV Line |  | 5 | 5 | NO | 5 | 1 | 1 | NO | 1
PG&E NGBA | Mendocino | 60 | 0 | 0 | 0 | 0 | 0 | 0 | 0 | 0 | 0 | 0 | 0 | 0 | 0 | 0 | 0 | 0 | 0 | 0 | 0 | 0 | 0 | 0 | 0 | 0 | 0 | 0 | 0 | 0 | 0 | 0 | 0 | 0 | 0 | 0 | 0 | 0 | 0 | 0 | 0 | 1 | 0 | 1 | 0 | 0 | 0 | 0 | 0 | 0 | 0 | 0 | 0 | 0 | 1 | 0 | 1 | 1 | 0 | 0 | 0 | 0 | 0 | 0 | 0 | 0 | 0 | 0 | 1 | 0 | 0 | 0 | 0 | 0 | 0 | 0 | 0 | 0 | 0 | 0 | 0 | 0 | 0 | 0 | 0 | 0 | 0 | 0 | 0 | 0 | 0 | 0 | 0 | 0 | 0 | 0 | 0 | 0 | 0 | 1 |  | 0 | 0 | 0 | 0 | 0 | 0 | 0 | 0 | 0 | 0 | 0 | 0 | 0 | 0 | 0 | 0 | 0 | 0 | 0 | 0 | 0 | 0 | 0 | 0 | 0 | 0 | 0 | 0 | 0 | 0 | 2 | 0 | 2 | 0 | 0 | 0 | -770.34 | -257.6012 | 381.1526 | Collinsville-Tesla 500 kV Line | Collinsville-Tesla 500 kV Line | Birds Landing-Contra Costa 230kV Line |  | 1 | 0 | 1 | 0 | 0 | 0 | -278.39 | -7.9962 | 381.1526 | Birds Landing-Contra Costa 230kV Line | Birds Landing-Contra Costa 230kV Line | Birds Landing-Contra Costa 230kV Line |  | 5 | 5 | NO | 5 | 1 | 1 | NO | 1
PG&E FRESNO | Mendota | 115 | 0 | 0 | 0 | 0 | 0 | 0 | 0 | 0 | 0 | 0 | 0 | 0 | 0 | 0 | 0 | 0 | 0 | 0 | 0 | 0 | 0 | 0 | 0 | 0 | 0 | 0 | 0 | 0 | 0 | 0 | 0 | 0 | 0 | 0 | 0 | 0 | 0 | 0 | 0 | 0 | 0 | 0 | 0 | 0 | 0 | 1 | 0 | 0 | 0 | 0 | 0 | 0 | 0 | 0 | 0 | 0 | 0 | 0 | 0 | 0 | 0 | 0 | 0 | 0 | 0 | 0 | 0 | 0 | 0 | 0 | 0 | 0 | 0 | 0 | 0 | 0 | 0 | 0 | 1 | 1 | 1 | 1 | 1 | 1 | 1 | 1 | 0 | 1 | 0 | 1 | 1 | 0 | 1 | 0 | 0 | 0 | 0 | 2 |  | 0 | 0 | 0 | 0 | 0 | 0 | 0 | 0 | 0 | 0 | 0 | 0 | 0 | 0 | 0 | 0 | 0 | 0 | 0 | 0 | 0 | 0 | 0 | 0 | 0 | 0 | 0 | 0 | 0 | 0 | 3 | 0 | 4 | 0 | 2 | 0 | -544.45 | -2136.112 | -1421.793 | Borden-Storey #1 230kV line | Gates 500/230kV TB #11 | Gates 500/230kV TB #12 |  | 1 | 0 | 0 | 0 | 0 | 0 | -140.65 | 122 | 126.1276 | Bellota-Weber 230kV line | Merced 115/70kV TB#2 | Oro Loma-El Nido 115kV Line |  | 5 | 5 | NO | 5 | 5 | 1 | YES | 2
PG&E GBA | Menlo | 60 | 0 | 0 | 0 | 0 | 0 | 0 | 0 | 0 | 0 | 0 | 0 | 0 | 0 | 0 | 0 | 0 | 0 | 0 | 0 | 0 | 0 | 0 | 0 | 0 | 0 | 0 | 0 | 0 | 0 | 0 | 0 | 0 | 0 | 0 | 0 | 0 | 0 | 0 | 0 | 1 | 0 | 0 | 0 | 0 | 0 | 0 | 0 | 0 | 0 | 0 | 0 | 0 | 1 | 0 | 0 | 1 | 0 | 0 | 0 | 0 | 0 | 0 | 0 | 0 | 0 | 0 | 0 | 0 | 0 | 0 | 0 | 0 | 0 | 0 | 0 | 0 | 0 | 0 | 0 | 0 | 0 | 0 | 0 | 0 | 0 | 0 | 0 | 0 | 0 | 0 | 0 | 0 | 0 | 0 | 0 | 0 | 0 | 1 |  | 0 | 0 | 0 | 0 | 0 | 0 | 0 | 0 | 0 | 0 | 0 | 0 | 0 | 0 | 0 | 0 | 0 | 0 | 0 | 0 | 0 | 0 | 0 | 0 | 0 | 0 | 0 | 0 | 0 | 0 | 1 | 0 | 1 | 0 | 0 | 0 | -770.34 | -257.6012 | 2295.5509 | Collinsville-Tesla 500 kV Line | Collinsville-Tesla 500 kV Line | Collinsville-Tesla 500 kV Line |  | 0 | 0 | 0 | 0 | 0 | 0 | 2442.8 | 2580.8 | 2295.5509 | Sobrante-Moraga 230 kV line | Sobrante-Moraga 230 kV line | Collinsville-Tesla 500 kV Line |  | 5 | 1 | YES | 2 | 1 | 1 | NO | 1
PG&E FRESNO | Merced | 115 | 0 | 0 | 0 | 0 | 0 | 0 | 0 | 0 | 0 | 0 | 0 | 0 | 0 | 0 | 0 | 0 | 0 | 0 | 0 | 0 | 0 | 0 | 0 | 0 | 0 | 0 | 0 | 0 | 0 | 0 | 0 | 0 | 0 | 0 | 0 | 0 | 0 | 0 | 0 | 0 | 0 | 0 | 0 | 0 | 0 | 1 | 0 | 0 | 0 | 0 | 0 | 0 | 0 | 0 | 0 | 0 | 0 | 0 | 0 | 1 | 0 | 0 | 0 | 0 | 0 | 0 | 0 | 0 | 0 | 0 | 0 | 0 | 0 | 0 | 0 | 0 | 0 | 0 | 1 | 1 | 0 | 1 | 1 | 1 | 1 | 1 | 0 | 1 | 1 | 1 | 0 | 0 | 1 | 0 | 0 | 0 | 0 | 2 |  | 0 | 0 | 0 | 0 | 0 | 0 | 0 | 0 | 0 | 0 | 0 | 0 | 0 | 0 | 0 | 0 | 0 | 0 | 0 | 0 | 0 | 0 | 0 | 0 | 0 | 0 | 0 | 0 | 0 | 0 | 3 | 0 | 4 | 0 | 2 | 0 | -544.45 | -2136.112 | -1421.793 | Borden-Storey #1 230kV line | Gates 500/230kV TB #11 | Gates 500/230kV TB #12 |  | 1 | 0 | 0 | 0 | 0 | 0 | -140.65 | 268.5 | 126.1276 | Bellota-Weber 230kV line | Bellota-Weber 230kV line | Oro Loma-El Nido 115kV Line |  | 5 | 5 | NO | 5 | 5 | 1 | YES | 2
EOP | Mercury | 138 | 0 | 0 | 0 | 0 | 0 | 0 | 0 | 0 | 0 | 0 | 0 | 0 | 0 | 0 | 0 | 0 | 0 | 0 | 0 | 0 | 0 | 0 | 1 | 1 | 1 | 0 | 0 | 0 | 0 | 0 | 0 | 0 | 0 | 0 | 0 | 0 | 0 | 0 | 0 | 0 | 0 | 0 | 0 | 0 | 0 | 0 | 0 | 0 | 0 | 0 | 0 | 0 | 0 | 0 | 0 | 0 | 0 | 0 | 0 | 0 | 0 | 0 | 0 | 0 | 0 | 0 | 0 | 0 | 0 | 0 | 0 | 0 | 0 | 0 | 0 | 0 | 0 | 0 | 0 | 0 | 0 | 0 | 0 | 0 | 0 | 0 | 0 | 0 | 0 | 0 | 0 | 0 | 0 | 0 | 0 | 0 | 0 | 2 |  | 0 | 0 | 0 | 0 | 0 | 0 | 0 | 0 | 0 | 0 | 0 | 0 | 0 | 0 | 0 | 0 | 0 | 0 | 0 | 0 | 0 | 0 | 0 | 0 | 0 | 0 | 0 | 0 | 0 | 0 | 1 | 0 | 1 | 0 | 0 | 0 | -3566.801 | -1411.508 | 344.027 | Lugo - Victorville area constraint | Lugo - Victorville area constraint | Lugo - Victorville area constraint |  | 0 | 0 | 0 | 0 | 0 | 0 | 576.5 | 1808.75 | 3367.55 | Sloan Canyon - Eldorado 500 kV constraint | Sloan Canyon - Eldorado 500 kV constraint | GLW 230kV area constraint |  | 5 | 1 | YES | 2 | 1 | 1 | NO | 1
PG&E FRESNO | Mercy Springs | 70 | 0 | 0 | 0 | 0 | 0 | 0 | 0 | 0 | 0 | 0 | 0 | 0 | 0 | 0 | 0 | 0 | 0 | 0 | 0 | 0 | 0 | 0 | 0 | 0 | 0 | 0 | 0 | 0 | 0 | 0 | 0 | 0 | 0 | 0 | 0 | 0 | 0 | 0 | 0 | 0 | 0 | 0 | 0 | 0 | 0 | 0 | 0 | 0 | 0 | 0 | 0 | 0 | 0 | 0 | 0 | 0 | 0 | 0 | 0 | 0 | 0 | 0 | 0 | 0 | 0 | 0 | 0 | 0 | 0 | 0 | 0 | 0 | 0 | 0 | 0 | 0 | 0 | 0 | 1 | 1 | 0 | 0 | 0 | 0 | 0 | 1 | 0 | 0 | 0 | 0 | 0 | 0 | 0 | 0 | 0 | 0 | 0 | 1 |  | 0 | 0 | 0 | 0 | 0 | 0 | 0 | 0 | 0 | 0 | 0 | 0 | 0 | 0 | 0 | 0 | 0 | 0 | 0 | 0 | 0 | 0 | 0 | 0 | 0 | 75 | 78 | 0 | 0 | 1 | 0 | 0 | 2 | 0 | 2 | 0 | 578.02 | -2136.112 | -1421.793 | Gates 500/230kV TB #12 | Gates 500/230kV TB #11 | Gates 500/230kV TB #12 |  | 0 | 0 | 0 | 0 | 0 | 0 | 839.65 | 2567.9 | 5421.207 | Los Banos 500/230kV TB | Los Banos 500/230kV TB | Gates 500/230kV TB #12 |  | 5 | 1 | YES | 2 | 5 | 1 | YES | 2
PG&E NGBA | Meridian | 60 | 0 | 0 | 0 | 0 | 0 | 0 | 0 | 0 | 0 | 0 | 0 | 0 | 0 | 0 | 0 | 0 | 0 | 0 | 0 | 0 | 0 | 0 | 0 | 0 | 0 | 0 | 0 | 0 | 0 | 0 | 0 | 0 | 0 | 0 | 0 | 0 | 0 | 0 | 0 | 1 | 0 | 0 | 0 | 0 | 0 | 0 | 0 | 0 | 0 | 0 | 0 | 0 | 1 | 0 | 0 | 0 | 0 | 0 | 0 | 0 | 0 | 0 | 0 | 0 | 0 | 0 | 1 | 0 | 0 | 0 | 0 | 0 | 0 | 0 | 0 | 0 | 0 | 0 | 0 | 0 | 0 | 0 | 0 | 0 | 0 | 0 | 0 | 0 | 0 | 0 | 0 | 0 | 0 | 0 | 0 | 0 | 0 | 1 |  | 0 | 0 | 0 | 0 | 0 | 0 | 0 | 0 | 0 | 0 | 0 | 0 | 0 | 0 | 0 | 0 | 0 | 0 | 0 | 0 | 0 | 0 | 0 | 0 | 0 | 0 | 0 | 0 | 0 | 0 | 2 | 0 | 2 | 0 | 0 | 0 | -770.34 | -257.6012 | 381.1526 | Collinsville-Tesla 500 kV Line | Collinsville-Tesla 500 kV Line | Birds Landing-Contra Costa 230kV Line |  | 1 | 0 | 1 | 0 | 0 | 0 | -278.39 | -7.9962 | 381.1526 | Birds Landing-Contra Costa 230kV Line | Birds Landing-Contra Costa 230kV Line | Birds Landing-Contra Costa 230kV Line |  | 5 | 5 | NO | 5 | 1 | 1 | NO | 1
PG&E KERN | Mesa (PGE) | 115 | 0 | 0 | 0 | 0 | 0 | 0 | 0 | 0 | 0 | 0 | 0 | 0 | 0 | 0 | 0 | 0 | 0 | 0 | 0 | 0 | 0 | 0 | 0 | 0 | 0 | 0 | 0 | 0 | 0 | 0 | 0 | 0 | 0 | 0 | 0 | 0 | 0 | 0 | 0 | 0 | 0 | 0 | 0 | 0 | 0 | 0 | 0 | 0 | 0 | 0 | 0 | 0 | 0 | 0 | 0 | 0 | 0 | 0 | 0 | 0 | 0 | 0 | 0 | 0 | 0 | 0 | 0 | 1 | 1 | 0 | 0 | 0 | 0 | 0 | 0 | 0 | 0 | 0 | 0 | 1 | 0 | 0 | 0 | 0 | 0 | 1 | 0 | 0 | 0 | 0 | 0 | 0 | 0 | 0 | 0 | 1 | 0 | 1 |  | 0 | 0 | 0 | 0 | 0 | 0 | 0 | 0 | 0 | 0 | 0 | 0 | 0 | 0 | 0 | 0 | 0 | 0 | 0 | 0 | 0 | 0 | 0 | 0 | 0 | 0 | 0 | 0 | 0 | 0 | 0 | 0 | 1 | 0 | 1 | 0 | 122.65 | -2136.112 | -826.4482 | Cal Flat-Gates 230 kV line | Gates 500/230kV TB #11 | Gates 500/230kV TB #11 |  | 0 | 0 | 0 | 0 | 0 | 0 | 122.65 | 392.11 | 666.9203 | Cal Flat-Gates 230 kV line | Cal Flat-Gates 230 kV line | Cal Flat-Gates 230 kV line |  | 5 | 1 | YES | 2 | 5 | 1 | YES | 2
PG&E KERN | Mesa (PGE) | 230 | 0 | 0 | 0 | 0 | 0 | 0 | 0 | 0 | 0 | 0 | 0 | 0 | 0 | 0 | 0 | 0 | 0 | 0 | 0 | 0 | 0 | 0 | 0 | 0 | 0 | 0 | 0 | 0 | 0 | 0 | 0 | 0 | 0 | 0 | 0 | 0 | 0 | 0 | 0 | 0 | 0 | 0 | 0 | 0 | 0 | 0 | 0 | 0 | 0 | 0 | 0 | 0 | 0 | 0 | 0 | 0 | 0 | 0 | 0 | 0 | 0 | 0 | 0 | 0 | 0 | 0 | 0 | 1 | 0 | 0 | 0 | 0 | 0 | 0 | 0 | 0 | 0 | 0 | 1 | 1 | 0 | 0 | 0 | 0 | 0 | 0 | 0 | 0 | 0 | 0 | 0 | 0 | 0 | 0 | 1 | 1 | 0 | 0 |  | 0 | 0 | 0 | 0 | 0 | 0 | 0 | 0 | 0 | 0 | 0 | 0 | 0 | 0 | 0 | 0 | 0 | 0 | 0 | 0 | 0 | 0 | 0 | 0 | 0 | 0 | 0 | 0 | 250 | 1 | 0 | 0 | 3 | 0 | 2 | 1 | 122.65 | -2136.112 | -2136.2316 | Cal Flat-Gates 230 kV line | Gates 500/230kV TB #11 | Mustang-Henrietta 230 kV line |  | 0 | 0 | 0 | 0 | 0 | 0 | 122.65 | 392.11 | 342.7684 | Cal Flat-Gates 230 kV line | Cal Flat-Gates 230 kV line | Mustang-Henrietta 230 kV line |  | 5 | 1 | YES | 2 | 5 | 1 | YES | 2
SCE Metro | Mesa (SCE) | 230 | 0 | 0 | 0 | 0 | 0 | 0 | 0 | 0 | 0 | 1 | 0 | 0 | 0 | 0 | 0 | 0 | 0 | 0 | 0 | 0 | 0 | 0 | 0 | 0 | 0 | 0 | 0 | 0 | 0 | 0 | 0 | 0 | 0 | 0 | 0 | 0 | 0 | 0 | 0 | 0 | 0 | 0 | 0 | 0 | 0 | 0 | 0 | 0 | 0 | 0 | 0 | 0 | 0 | 0 | 0 | 0 | 0 | 0 | 0 | 0 | 0 | 0 | 0 | 0 | 0 | 0 | 0 | 0 | 0 | 0 | 0 | 0 | 0 | 0 | 0 | 0 | 0 | 0 | 0 | 0 | 0 | 0 | 0 | 0 | 0 | 0 | 0 | 0 | 0 | 0 | 0 | 0 | 0 | 0 | 0 | 0 | 0 | 0 |  | 0 | 0 | 0 | 0 | 0 | 0 | 0 | 0 | 0 | 1.92 | 0 | 106.2 | 0 | 0 | 1 | 0 | 0 | 0 | 0 | 0 | 0 | 0 | 0 | 1.92 | 1.92 | 0 | 106.2 | 0 | 0 | 1 | 0 | 0 | 0 | 0 | 0 | 0 | 3850.3788 | 8396.608 | 22073.9811 | SCE Metro Area Default Constraint | SCE Metro Area Default Constraint | SCE Metro Area Default Constraint |  | 0 | 0 | 0 | 0 | 0 | 0 | 3850.3788 | 8396.608 | 22073.9811 | SCE Metro Area Default Constraint | SCE Metro Area Default Constraint | SCE Metro Area Default Constraint |  | 1 | 1 | NO | 1 | 1 | 1 | NO | 1
SCE Metro | Mesa (SCE) | 500 | 0 | 0 | 0 | 0 | 0 | 0 | 0 | 0 | 0 | 1 | 0 | 0 | 0 | 0 | 0 | 0 | 0 | 0 | 0 | 0 | 0 | 0 | 0 | 0 | 0 | 0 | 0 | 0 | 0 | 0 | 0 | 0 | 0 | 0 | 0 | 0 | 0 | 0 | 0 | 0 | 0 | 0 | 0 | 0 | 0 | 0 | 0 | 0 | 0 | 0 | 0 | 0 | 0 | 0 | 0 | 0 | 0 | 0 | 0 | 0 | 0 | 0 | 0 | 0 | 0 | 0 | 0 | 0 | 0 | 0 | 0 | 0 | 0 | 0 | 0 | 0 | 0 | 0 | 0 | 0 | 0 | 0 | 0 | 0 | 0 | 0 | 0 | 0 | 0 | 0 | 0 | 0 | 0 | 0 | 0 | 0 | 0 | 0 |  | 0 | 0 | 0 | 0 | 0 | 0 | 0 | 0 | 0 | 0 | 0 | 0 | 0 | 0 | 0 | 0 | 0 | 0 | 0 | 0 | 0 | 0 | 0 | 0 | 0 | 0 | 0 | 0 | 0 | 0 | 0 | 0 | 0 | 0 | 0 | 0 | 3850.3788 | 8396.608 | 22073.9811 | SCE Metro Area Default Constraint | SCE Metro Area Default Constraint | SCE Metro Area Default Constraint |  | 0 | 0 | 0 | 0 | 0 | 0 | 3850.3788 | 8396.608 | 22073.9811 | SCE Metro Area Default Constraint | SCE Metro Area Default Constraint | SCE Metro Area Default Constraint |  | 1 | 1 | NO | 1 | 1 | 1 | NO | 1
SDGE | Mesa Heights | 69 | 0 | 0 | 0 | 0 | 0 | 0 | 0 | 0 | 0 | 0 | 0 | 0 | 0 | 0 | 0 | 0 | 0 | 0 | 0 | 0 | 0 | 0 | 0 | 0 | 0 | 0 | 0 | 0 | 0 | 0 | 0 | 0 | 1 | 0 | 0 | 0 | 0 | 0 | 0 | 0 | 0 | 0 | 0 | 0 | 0 | 0 | 0 | 0 | 0 | 0 | 0 | 0 | 0 | 0 | 0 | 0 | 0 | 0 | 0 | 0 | 0 | 0 | 0 | 0 | 0 | 0 | 0 | 0 | 0 | 0 | 0 | 0 | 0 | 0 | 0 | 0 | 0 | 0 | 0 | 0 | 0 | 0 | 0 | 0 | 0 | 0 | 0 | 0 | 0 | 0 | 0 | 0 | 0 | 0 | 0 | 0 | 0 | 1 |  | 0 | 0 | 0 | 0 | 0 | 0 | 0 | 0 | 0 | 0 | 0 | 9 | 0 | 0 | 1 | 0 | 0 | 0 | 0 | 0 | 0 | 0 | 0 | 0 | 0 | 0 | 9 | 0 | 0 | 1 | 0 | 1 | 0 | 0 | 0 | 0 | -35.92 | 48.96 | 3490.5814 | San Luis Rey-San Onofre 230 kV line constraint | San Luis Rey-San Onofre 230 kV line constraint | San Luis Rey-San Onofre 230 kV line constraint |  | 0 | 1 | 0 | 0 | 0 | 0 | -35.92 | 48.96 | 3490.5814 | San Luis Rey-San Onofre 230 kV line constraint | San Luis Rey-San Onofre 230 kV line constraint | San Luis Rey-San Onofre 230 kV line constraint |  | 3 | 3 | NO | 3 | 1 | 1 | NO | 1
PG&E GBA | Metcalf | 115 | 0 | 0 | 0 | 0 | 0 | 0 | 0 | 0 | 0 | 0 | 0 | 0 | 0 | 0 | 0 | 0 | 0 | 0 | 0 | 0 | 0 | 0 | 0 | 0 | 0 | 0 | 0 | 0 | 0 | 0 | 0 | 0 | 0 | 0 | 0 | 0 | 0 | 0 | 0 | 0 | 0 | 0 | 0 | 0 | 0 | 0 | 0 | 0 | 0 | 0 | 0 | 0 | 0 | 0 | 0 | 1 | 0 | 0 | 0 | 1 | 0 | 0 | 0 | 0 | 0 | 0 | 0 | 0 | 0 | 0 | 0 | 0 | 0 | 0 | 0 | 0 | 0 | 0 | 0 | 0 | 0 | 0 | 0 | 0 | 0 | 0 | 0 | 0 | 0 | 0 | 0 | 0 | 0 | 0 | 0 | 0 | 0 | 0 |  | 0 | 0 | 0 | 0 | 0 | 0 | 0 | 0 | 0 | 0 | 0 | 0 | 0 | 0 | 0 | 0 | 0 | 0 | 0 | 0 | 0 | 0 | 0 | 0 | 0 | 0 | 0 | 0 | 0 | 0 | 0 | 0 | 0 | 0 | 0 | 0 | 1626.31 | 1960.6438 | 2688.8852 | Tesla-Bellota 230 kV line | Tesla-Bellota 230 kV line | Tesla-Bellota 230 kV line |  | 0 | 0 | 0 | 0 | 0 | 0 | 1626.31 | 1960.6438 | 2688.8852 | Tesla-Bellota 230 kV line | Tesla-Bellota 230 kV line | Tesla-Bellota 230 kV line |  | 1 | 1 | NO | 1 | 1 | 1 | NO | 1
PG&E GBA | Metcalf | 230 | 0 | 0 | 0 | 0 | 0 | 0 | 0 | 0 | 0 | 0 | 0 | 0 | 0 | 0 | 0 | 0 | 0 | 0 | 0 | 0 | 0 | 0 | 0 | 0 | 0 | 0 | 0 | 0 | 0 | 0 | 0 | 0 | 0 | 0 | 0 | 0 | 0 | 0 | 0 | 0 | 0 | 0 | 0 | 0 | 0 | 0 | 0 | 0 | 0 | 0 | 0 | 0 | 0 | 0 | 0 | 1 | 0 | 0 | 0 | 1 | 0 | 0 | 0 | 0 | 0 | 0 | 0 | 0 | 0 | 0 | 0 | 0 | 0 | 0 | 0 | 0 | 0 | 0 | 0 | 0 | 0 | 0 | 0 | 0 | 0 | 0 | 0 | 0 | 0 | 0 | 0 | 0 | 0 | 0 | 0 | 0 | 0 | 0 |  | 0 | 0 | 0 | 0 | 0 | 0 | 0 | 0 | 0 | 0 | 0 | 0 | 0 | 0 | 0 | 0 | 0 | 0 | 0 | 0 | 0 | 0 | 0 | 0 | 0 | 0 | 0 | 0 | 0 | 0 | 0 | 0 | 0 | 0 | 0 | 0 | 1626.31 | 1960.6438 | 2688.8852 | Tesla-Bellota 230 kV line | Tesla-Bellota 230 kV line | Tesla-Bellota 230 kV line |  | 0 | 0 | 0 | 0 | 0 | 0 | 1626.31 | 1960.6438 | 2688.8852 | Tesla-Bellota 230 kV line | Tesla-Bellota 230 kV line | Tesla-Bellota 230 kV line |  | 1 | 1 | NO | 1 | 1 | 1 | NO | 1
PG&E GBA | Metcalf | 500 | 0 | 0 | 0 | 0 | 0 | 0 | 0 | 0 | 0 | 0 | 0 | 0 | 0 | 0 | 0 | 0 | 0 | 0 | 0 | 0 | 0 | 0 | 0 | 0 | 0 | 0 | 0 | 0 | 0 | 0 | 0 | 0 | 0 | 0 | 0 | 0 | 0 | 0 | 0 | 0 | 0 | 0 | 0 | 0 | 0 | 0 | 0 | 0 | 0 | 0 | 0 | 0 | 0 | 0 | 0 | 0 | 0 | 0 | 0 | 0 | 0 | 0 | 0 | 0 | 0 | 0 | 0 | 0 | 0 | 0 | 0 | 0 | 0 | 0 | 0 | 0 | 0 | 0 | 0 | 0 | 0 | 0 | 0 | 0 | 0 | 0 | 0 | 0 | 0 | 0 | 0 | 0 | 0 | 0 | 0 | 0 | 1 | 0 |  | 0 | 0 | 0 | 0 | 0 | 0 | 0 | 0 | 0 | 0 | 0 | 0 | 0 | 0 | 0 | 0 | 0 | 0 | 0 | 0 | 0 | 0 | 0 | 0 | 0 | 0 | 0 | 0 | 0 | 0 | 0 | 0 | 0 | 0 | 0 | 0 | 958.5 | 1141.75 | 6268.5 | NEW-Metcalf-Mosslanding 500kV | NEW-Metcalf-Mosslanding 500kV | NEW-Metcalf-Mosslanding 500kV |  | 0 | 0 | 0 | 0 | 0 | 0 | 958.5 | 1141.75 | 6268.5 | NEW-Metcalf-Mosslanding 500kV | NEW-Metcalf-Mosslanding 500kV | NEW-Metcalf-Mosslanding 500kV |  | 1 | 1 | NO | 1 | 1 | 1 | NO | 1
PG&E KERN | Midway | 115 | 0 | 0 | 0 | 0 | 0 | 0 | 0 | 0 | 0 | 0 | 0 | 0 | 0 | 0 | 0 | 0 | 0 | 0 | 0 | 0 | 0 | 0 | 0 | 0 | 0 | 0 | 0 | 0 | 0 | 0 | 0 | 0 | 0 | 0 | 0 | 0 | 0 | 0 | 0 | 0 | 0 | 0 | 0 | 0 | 0 | 0 | 0 | 0 | 0 | 0 | 0 | 0 | 0 | 0 | 0 | 0 | 0 | 0 | 0 | 0 | 0 | 0 | 0 | 0 | 0 | 0 | 0 | 1 | 1 | 0 | 0 | 0 | 0 | 0 | 1 | 0 | 0 | 0 | 1 | 1 | 0 | 0 | 0 | 0 | 0 | 0 | 0 | 0 | 0 | 0 | 0 | 0 | 0 | 0 | 1 | 0 | 0 | 0 |  | 0 | 0 | 0 | 0 | 0 | 0 | 0 | 0 | 0 | 0 | 0 | 0 | 0 | 0 | 0 | 0 | 0 | 0 | 0 | 0 | 0 | 0 | 0 | 0 | 0 | 0 | 0 | 0 | 0 | 0 | 0 | 0 | 3 | 0 | 2 | 1 | 122.65 | -2136.112 | -2136.2316 | Cal Flat-Gates 230 kV line | Gates 500/230kV TB #11 | Mustang-Henrietta 230 kV line |  | 0 | 0 | 0 | 0 | 0 | 0 | 122.65 | 392.11 | 342.7684 | Cal Flat-Gates 230 kV line | Cal Flat-Gates 230 kV line | Mustang-Henrietta 230 kV line |  | 5 | 1 | YES | 2 | 5 | 1 | YES | 2
PG&E KERN | Midway | 230 | 0 | 0 | 0 | 0 | 0 | 0 | 0 | 0 | 0 | 0 | 0 | 0 | 0 | 0 | 0 | 0 | 0 | 0 | 0 | 0 | 0 | 0 | 0 | 0 | 0 | 0 | 0 | 0 | 0 | 0 | 0 | 0 | 0 | 0 | 0 | 0 | 0 | 0 | 0 | 0 | 0 | 0 | 0 | 0 | 0 | 0 | 0 | 0 | 0 | 0 | 0 | 0 | 0 | 0 | 0 | 0 | 0 | 0 | 0 | 0 | 0 | 0 | 0 | 0 | 0 | 0 | 0 | 1 | 1 | 0 | 0 | 0 | 0 | 0 | 0 | 0 | 0 | 0 | 1 | 1 | 0 | 0 | 0 | 0 | 0 | 0 | 0 | 0 | 0 | 0 | 0 | 0 | 0 | 0 | 1 | 0 | 0 | 0 |  | 0 | 0 | 0 | 0 | 0 | 0 | 0 | 0 | 0 | 0 | 0 | 0 | 0 | 0 | 0 | 0 | 0 | 0 | 0 | 0 | 0 | 0 | 0 | 0 | 0 | 0 | 0 | 0 | 0 | 0 | 0 | 0 | 3 | 0 | 2 | 1 | 122.65 | -2136.112 | -2136.2316 | Cal Flat-Gates 230 kV line | Gates 500/230kV TB #11 | Mustang-Henrietta 230 kV line |  | 0 | 0 | 0 | 0 | 0 | 0 | 122.65 | 392.11 | 342.7684 | Cal Flat-Gates 230 kV line | Cal Flat-Gates 230 kV line | Mustang-Henrietta 230 kV line |  | 5 | 1 | YES | 2 | 5 | 1 | YES | 2
PG&E KERN | Midway | 500 | 0 | 0 | 0 | 0 | 0 | 0 | 0 | 0 | 0 | 0 | 0 | 0 | 0 | 0 | 0 | 0 | 0 | 0 | 0 | 0 | 0 | 0 | 0 | 0 | 0 | 0 | 0 | 0 | 0 | 0 | 0 | 0 | 0 | 0 | 0 | 0 | 0 | 0 | 0 | 0 | 0 | 0 | 0 | 0 | 0 | 0 | 0 | 0 | 0 | 0 | 0 | 0 | 0 | 0 | 0 | 0 | 0 | 0 | 0 | 0 | 0 | 0 | 0 | 0 | 0 | 0 | 0 | 0 | 0 | 0 | 0 | 0 | 0 | 0 | 0 | 0 | 0 | 0 | 0 | 0 | 0 | 0 | 0 | 0 | 0 | 0 | 0 | 0 | 0 | 0 | 0 | 0 | 0 | 0 | 1 | 0 | 0 | 0 |  | 0 | 0 | 0 | 0 | 0 | 0 | 0 | 0 | 0 | 0 | 0 | 0 | 0 | 0 | 0 | 0 | 0 | 0 | 0 | 0 | 0 | 0 | 0 | 0 | 400 | 160 | 0 | 0 | 0 | 1 | 0 | 0 | 1 | 0 | 0 | 1 | 2289.77 | -1717.512 | -2136.2316 | Mustang-Henrietta 230 kV line | Mustang-Henrietta 230 kV line | Mustang-Henrietta 230 kV line |  | 0 | 0 | 0 | 0 | 0 | 0 | 4768.77 | 761.488 | 342.7684 | Mustang-Henrietta 230 kV line | Mustang-Henrietta 230 kV line | Mustang-Henrietta 230 kV line |  | 5 | 1 | YES | 2 | 4 | 1 | YES | 2
SDGE | Miguel | 230 | 0 | 0 | 0 | 0 | 0 | 0 | 0 | 0 | 0 | 0 | 0 | 0 | 0 | 0 | 0 | 0 | 0 | 0 | 0 | 0 | 0 | 0 | 0 | 0 | 0 | 0 | 0 | 0 | 1 | 0 | 1 | 0 | 1 | 0 | 0 | 1 | 1 | 0 | 0 | 0 | 0 | 0 | 0 | 0 | 0 | 0 | 0 | 0 | 0 | 0 | 0 | 0 | 0 | 0 | 0 | 0 | 0 | 0 | 0 | 0 | 0 | 0 | 0 | 0 | 0 | 0 | 0 | 0 | 0 | 0 | 0 | 0 | 0 | 0 | 0 | 0 | 0 | 0 | 0 | 0 | 0 | 0 | 0 | 0 | 0 | 0 | 0 | 0 | 0 | 0 | 0 | 0 | 0 | 0 | 0 | 0 | 0 | 5 |  | 0 | 0 | 0 | 0 | 0 | 0 | 0 | 0 | 0 | 0 | 0 | 0 | 0 | 0 | 0 | 0 | 0 | 0 | 0 | 0 | 0 | 0 | 0 | 0 | 0 | 0 | 0 | 0 | 0 | 0 | 0 | 1 | 0 | 0 | 0 | 0 | -35.92 | 48.96 | 1085.1064 | San Luis Rey-San Onofre 230 kV line constraint | San Luis Rey-San Onofre 230 kV line constraint | Silvergate-Old Town 230 kV constraint |  | 0 | 1 | 0 | 0 | 0 | 0 | -35.92 | 48.96 | 1085.1064 | San Luis Rey-San Onofre 230 kV line constraint | San Luis Rey-San Onofre 230 kV line constraint | Silvergate-Old Town 230 kV constraint |  | 3 | 3 | NO | 3 | 1 | 1 | NO | 1
SDGE | Miguel | 500 | 0 | 0 | 0 | 0 | 0 | 0 | 0 | 0 | 0 | 0 | 0 | 0 | 0 | 0 | 0 | 0 | 0 | 0 | 0 | 0 | 0 | 0 | 0 | 0 | 0 | 0 | 0 | 0 | 1 | 0 | 1 | 0 | 1 | 0 | 0 | 1 | 1 | 0 | 0 | 0 | 0 | 0 | 0 | 0 | 0 | 0 | 0 | 0 | 0 | 0 | 0 | 0 | 0 | 0 | 0 | 0 | 0 | 0 | 0 | 0 | 0 | 0 | 0 | 0 | 0 | 0 | 0 | 0 | 0 | 0 | 0 | 0 | 0 | 0 | 0 | 0 | 0 | 0 | 0 | 0 | 0 | 0 | 0 | 0 | 0 | 0 | 0 | 0 | 0 | 0 | 0 | 0 | 0 | 0 | 0 | 0 | 0 | 5 |  | 0 | 0 | 0 | 0 | 0 | 0 | 0 | 0 | 0 | 0 | 0 | 0 | 0 | 0 | 0 | 0 | 0 | 0 | 0 | 0 | 0 | 0 | 0 | 0 | 0 | 0 | 0 | 0 | 0 | 0 | 0 | 1 | 0 | 0 | 0 | 0 | -35.92 | 48.96 | 1085.1064 | San Luis Rey-San Onofre 230 kV line constraint | San Luis Rey-San Onofre 230 kV line constraint | Silvergate-Old Town 230 kV constraint |  | 0 | 1 | 0 | 0 | 0 | 0 | -35.92 | 48.96 | 1085.1064 | San Luis Rey-San Onofre 230 kV line constraint | San Luis Rey-San Onofre 230 kV line constraint | Silvergate-Old Town 230 kV constraint |  | 3 | 3 | NO | 3 | 1 | 1 | NO | 1
SDGE | Miguel | 69 | 0 | 0 | 0 | 0 | 0 | 0 | 0 | 0 | 0 | 0 | 0 | 0 | 0 | 0 | 0 | 0 | 0 | 0 | 0 | 0 | 0 | 0 | 0 | 0 | 0 | 0 | 0 | 1 | 0 | 1 | 1 | 0 | 1 | 0 | 0 | 1 | 1 | 0 | 0 | 0 | 0 | 0 | 0 | 0 | 0 | 0 | 0 | 0 | 0 | 0 | 0 | 0 | 0 | 0 | 0 | 0 | 0 | 0 | 0 | 0 | 0 | 0 | 0 | 0 | 0 | 0 | 0 | 0 | 0 | 0 | 0 | 0 | 0 | 0 | 0 | 0 | 0 | 0 | 0 | 0 | 0 | 0 | 0 | 0 | 0 | 0 | 0 | 0 | 0 | 0 | 0 | 0 | 0 | 0 | 0 | 0 | 0 | 4 |  | 0 | 0 | 0 | 0 | 0 | 0 | 0 | 0 | 0 | 0 | 0 | 9.75 | 0 | 0 | 1 | 0 | 0 | 0 | 0 | 0 | 0 | 0 | 0 | 0 | 0 | 0 | 9.75 | 0 | 0 | 1 | 0 | 1 | 0 | 0 | 0 | 0 | -35.92 | 48.96 | 301.7864 | San Luis Rey-San Onofre 230 kV line constraint | San Luis Rey-San Onofre 230 kV line constraint | Miguel 69 kV constraint |  | 0 | 1 | 0 | 0 | 0 | 0 | -35.92 | 48.96 | 301.7864 | San Luis Rey-San Onofre 230 kV line constraint | San Luis Rey-San Onofre 230 kV line constraint | Miguel 69 kV constraint |  | 3 | 3 | NO | 3 | 1 | 1 | NO | 1
PG&E GBA | Millbrae | 115 | 0 | 0 | 0 | 0 | 0 | 0 | 0 | 0 | 0 | 0 | 0 | 0 | 0 | 0 | 0 | 0 | 0 | 0 | 0 | 0 | 0 | 0 | 0 | 0 | 0 | 0 | 0 | 0 | 0 | 0 | 0 | 0 | 0 | 0 | 0 | 0 | 0 | 0 | 0 | 0 | 0 | 0 | 0 | 0 | 0 | 0 | 0 | 0 | 0 | 0 | 0 | 0 | 1 | 0 | 0 | 1 | 0 | 0 | 0 | 0 | 0 | 0 | 0 | 0 | 0 | 1 | 0 | 0 | 0 | 0 | 0 | 0 | 0 | 0 | 0 | 0 | 0 | 0 | 0 | 0 | 0 | 0 | 0 | 0 | 0 | 0 | 0 | 0 | 0 | 0 | 0 | 0 | 0 | 0 | 0 | 0 | 0 | 1 |  | 0 | 0 | 0 | 0 | 0 | 0 | 0 | 0 | 0 | 0 | 0 | 0 | 0 | 0 | 0 | 0 | 0 | 0 | 0 | 0 | 0 | 0 | 0 | 0 | 0 | 0 | 0 | 0 | 0 | 0 | 0 | 0 | 0 | 0 | 0 | 0 | 2442.8 | 2580.8 | 4508.68 | Sobrante-Moraga 230 kV line | Sobrante-Moraga 230 kV line | Sobrante-Moraga 230 kV line |  | 0 | 0 | 0 | 0 | 0 | 0 | 2442.8 | 2580.8 | 4508.68 | Sobrante-Moraga 230 kV line | Sobrante-Moraga 230 kV line | Sobrante-Moraga 230 kV line |  | 1 | 1 | NO | 1 | 1 | 1 | NO | 1
PG&E GBA | Miller | 115 | 0 | 0 | 0 | 0 | 0 | 0 | 0 | 0 | 0 | 0 | 0 | 0 | 0 | 0 | 0 | 0 | 0 | 0 | 0 | 0 | 0 | 0 | 0 | 0 | 0 | 0 | 0 | 0 | 0 | 0 | 0 | 0 | 0 | 0 | 0 | 0 | 0 | 0 | 0 | 0 | 0 | 0 | 0 | 0 | 0 | 1 | 0 | 0 | 0 | 0 | 0 | 0 | 0 | 0 | 0 | 1 | 0 | 1 | 0 | 1 | 0 | 0 | 0 | 0 | 0 | 1 | 0 | 0 | 0 | 0 | 0 | 0 | 0 | 0 | 0 | 0 | 0 | 0 | 0 | 0 | 0 | 0 | 0 | 0 | 0 | 0 | 0 | 0 | 0 | 0 | 0 | 0 | 0 | 0 | 0 | 0 | 0 | 0 |  | 0 | 0 | 0 | 0 | 0 | 0 | 0 | 0 | 0 | 0 | 0 | 0 | 0 | 0 | 0 | 100 | 0 | 0 | 0 | 0 | 0 | 0 | 0 | 0 | 0 | 0 | 0 | 0 | 0 | 1 | 2 | 0 | 0 | 0 | 0 | 0 | -140.65 | 5.59 | 543.909 | Bellota-Weber 230kV line | Kasson Jct-Heinz 115 kV line | Kasson Jct-Heinz 115 kV line |  | 2 | 0 | 0 | 0 | 0 | 0 | -140.65 | 5.59 | 543.909 | Bellota-Weber 230kV line | Kasson Jct-Heinz 115 kV line | Kasson Jct-Heinz 115 kV line |  | 5 | 5 | NO | 5 | 1 | 1 | NO | 1
SCE Metro | Mira Loma | 230 | 0 | 0 | 0 | 0 | 0 | 0 | 0 | 0 | 0 | 1 | 0 | 0 | 0 | 0 | 0 | 0 | 0 | 0 | 0 | 0 | 0 | 0 | 0 | 0 | 0 | 0 | 0 | 0 | 0 | 0 | 0 | 0 | 0 | 0 | 0 | 0 | 0 | 0 | 0 | 0 | 0 | 0 | 0 | 0 | 0 | 0 | 0 | 0 | 0 | 0 | 0 | 0 | 0 | 0 | 0 | 0 | 0 | 0 | 0 | 0 | 0 | 0 | 0 | 0 | 0 | 0 | 0 | 0 | 0 | 0 | 0 | 0 | 0 | 0 | 0 | 0 | 0 | 0 | 0 | 0 | 0 | 0 | 0 | 0 | 0 | 0 | 0 | 0 | 0 | 0 | 0 | 0 | 0 | 0 | 0 | 0 | 0 | 0 |  | 0 | 0 | 0 | 0 | 0 | 0 | 0 | 0 | 0 | 0 | 0 | 0 | 0 | 0 | 0 | 0 | 0 | 0 | 0 | 0 | 0 | 0 | 0 | 0 | 0 | 0 | 42 | 0 | 0 | 1 | 0 | 0 | 0 | 0 | 0 | 0 | 3850.3788 | 8396.608 | 22073.9811 | SCE Metro Area Default Constraint | SCE Metro Area Default Constraint | SCE Metro Area Default Constraint |  | 0 | 0 | 0 | 0 | 0 | 0 | 3850.3788 | 8396.608 | 22073.9811 | SCE Metro Area Default Constraint | SCE Metro Area Default Constraint | SCE Metro Area Default Constraint |  | 1 | 1 | NO | 1 | 1 | 1 | NO | 1
SCE Metro | Mira Loma | 500 | 0 | 0 | 0 | 0 | 0 | 0 | 0 | 0 | 0 | 1 | 0 | 0 | 0 | 0 | 0 | 0 | 0 | 0 | 0 | 0 | 0 | 0 | 0 | 0 | 0 | 0 | 0 | 0 | 0 | 0 | 0 | 0 | 0 | 0 | 0 | 0 | 0 | 0 | 0 | 0 | 0 | 0 | 0 | 0 | 0 | 0 | 0 | 0 | 0 | 0 | 0 | 0 | 0 | 0 | 0 | 0 | 0 | 0 | 0 | 0 | 0 | 0 | 0 | 0 | 0 | 0 | 0 | 0 | 0 | 0 | 0 | 0 | 0 | 0 | 0 | 0 | 0 | 0 | 0 | 0 | 0 | 0 | 0 | 0 | 0 | 0 | 0 | 0 | 0 | 0 | 0 | 0 | 0 | 0 | 0 | 0 | 0 | 0 |  | 0 | 0 | 0 | 0 | 0 | 0 | 0 | 0 | 0 | 0 | 0 | 0 | 0 | 0 | 0 | 0 | 0 | 0 | 0 | 0 | 0 | 0 | 0 | 0 | 0 | 0 | 0 | 0 | 0 | 0 | 0 | 0 | 0 | 0 | 0 | 0 | 3850.3788 | 8396.608 | 22073.9811 | SCE Metro Area Default Constraint | SCE Metro Area Default Constraint | SCE Metro Area Default Constraint |  | 0 | 0 | 0 | 0 | 0 | 0 | 3850.3788 | 8396.608 | 22073.9811 | SCE Metro Area Default Constraint | SCE Metro Area Default Constraint | SCE Metro Area Default Constraint |  | 1 | 1 | NO | 1 | 1 | 1 | NO | 1
SCE Eastern | Mirage | 115 | 0 | 0 | 0 | 0 | 0 | 0 | 0 | 0 | 0 | 0 | 0 | 0 | 0 | 0 | 0 | 0 | 0 | 0 | 1 | 1 | 0 | 1 | 0 | 0 | 0 | 0 | 0 | 0 | 0 | 0 | 0 | 0 | 0 | 0 | 0 | 0 | 0 | 0 | 0 | 0 | 0 | 0 | 0 | 0 | 0 | 0 | 0 | 0 | 0 | 0 | 0 | 0 | 0 | 0 | 0 | 0 | 0 | 0 | 0 | 0 | 0 | 0 | 0 | 0 | 0 | 0 | 0 | 0 | 0 | 0 | 0 | 0 | 0 | 0 | 0 | 0 | 0 | 0 | 0 | 0 | 0 | 0 | 0 | 0 | 0 | 0 | 0 | 0 | 0 | 0 | 0 | 0 | 0 | 0 | 0 | 0 | 0 | 1 |  | 0 | 0 | 0 | 0 | 0 | 0 | 0 | 0 | 0 | 0 | 0 | 0 | 0 | 0 | 0 | 0 | 0 | 0 | 0 | 0 | 0 | 0 | 0 | 0 | 0 | 0 | 0 | 0 | 0 | 0 | 1 | 2 | 1 | 0 | 0 | 0 | -1393.746 | -500 | 366.16 | Serrano-Alberhill-Valley Constraint | Eagle Mountain Constraint | Eagle Mountain Constraint |  | 0 | 0 | 0 | 0 | 0 | 0 | 71 | 100 | 366.16 | Eagle Mountain Constraint | Eagle Mountain Constraint | Eagle Mountain Constraint |  | 5 | 1 | YES | 2 | 1 | 1 | NO | 1
SCE Eastern | Mirage | 230 | 0 | 0 | 0 | 0 | 0 | 0 | 0 | 0 | 0 | 0 | 0 | 0 | 0 | 0 | 0 | 0 | 0 | 0 | 1 | 1 | 0 | 1 | 0 | 0 | 0 | 0 | 0 | 0 | 0 | 0 | 0 | 0 | 0 | 0 | 0 | 0 | 0 | 0 | 0 | 0 | 0 | 0 | 0 | 0 | 0 | 0 | 0 | 0 | 0 | 0 | 0 | 0 | 0 | 0 | 0 | 0 | 0 | 0 | 0 | 0 | 0 | 0 | 0 | 0 | 0 | 0 | 0 | 0 | 0 | 0 | 0 | 0 | 0 | 0 | 0 | 0 | 0 | 0 | 0 | 0 | 0 | 0 | 0 | 0 | 0 | 0 | 0 | 0 | 0 | 0 | 0 | 0 | 0 | 0 | 0 | 0 | 0 | 1 |  | 0 | 0 | 0 | 0 | 0 | 0 | 0 | 0 | 0 | 0 | 132 | 150 | 0 | 0 | 1 | 30 | 0 | 0 | 0 | 0 | 0 | 0 | 0 | 0 | 0 | 132 | 150 | 0 | 0 | 1 | 1 | 2 | 1 | 0 | 0 | 0 | -1393.746 | -500 | 366.16 | Serrano-Alberhill-Valley Constraint | Eagle Mountain Constraint | Eagle Mountain Constraint |  | 0 | 0 | 0 | 0 | 0 | 0 | 71 | 100 | 366.16 | Eagle Mountain Constraint | Eagle Mountain Constraint | Eagle Mountain Constraint |  | 5 | 1 | YES | 2 | 1 | 1 | NO | 1
SDGE | Mission | 138 | 0 | 0 | 0 | 0 | 0 | 0 | 0 | 0 | 0 | 0 | 0 | 0 | 0 | 0 | 0 | 0 | 0 | 0 | 0 | 0 | 0 | 0 | 0 | 0 | 0 | 0 | 0 | 0 | 0 | 0 | 1 | 0 | 1 | 0 | 0 | 0 | 0 | 0 | 0 | 0 | 0 | 0 | 0 | 0 | 0 | 0 | 0 | 0 | 0 | 0 | 0 | 0 | 0 | 0 | 0 | 0 | 0 | 0 | 0 | 0 | 0 | 0 | 0 | 0 | 0 | 0 | 0 | 0 | 0 | 0 | 0 | 0 | 0 | 0 | 0 | 0 | 0 | 0 | 0 | 0 | 0 | 0 | 0 | 0 | 0 | 0 | 0 | 0 | 0 | 0 | 0 | 0 | 0 | 0 | 0 | 0 | 0 | 2 |  | 0 | 0 | 0 | 0 | 0 | 0 | 0 | 0 | 0 | 0 | 0 | 0 | 0 | 0 | 0 | 0 | 0 | 0 | 0 | 0 | 0 | 0 | 0 | 0 | 0 | 0 | 0 | 0 | 0 | 0 | 0 | 1 | 0 | 0 | 0 | 0 | -35.92 | 48.96 | 3490.5814 | San Luis Rey-San Onofre 230 kV line constraint | San Luis Rey-San Onofre 230 kV line constraint | San Luis Rey-San Onofre 230 kV line constraint |  | 0 | 1 | 0 | 0 | 0 | 0 | -35.92 | 48.96 | 3490.5814 | San Luis Rey-San Onofre 230 kV line constraint | San Luis Rey-San Onofre 230 kV line constraint | San Luis Rey-San Onofre 230 kV line constraint |  | 3 | 3 | NO | 3 | 1 | 1 | NO | 1
SDGE | Mission | 230 | 0 | 0 | 0 | 0 | 0 | 0 | 0 | 0 | 0 | 0 | 0 | 0 | 0 | 0 | 0 | 0 | 0 | 0 | 0 | 0 | 0 | 0 | 0 | 0 | 0 | 0 | 0 | 0 | 1 | 0 | 1 | 0 | 1 | 0 | 0 | 0 | 0 | 0 | 0 | 0 | 0 | 0 | 0 | 0 | 0 | 0 | 0 | 0 | 0 | 0 | 0 | 0 | 0 | 0 | 0 | 0 | 0 | 0 | 0 | 0 | 0 | 0 | 0 | 0 | 0 | 0 | 0 | 0 | 0 | 0 | 0 | 0 | 0 | 0 | 0 | 0 | 0 | 0 | 0 | 0 | 0 | 0 | 0 | 0 | 0 | 0 | 0 | 0 | 0 | 0 | 0 | 0 | 0 | 0 | 0 | 0 | 0 | 3 |  | 0 | 0 | 0 | 0 | 0 | 0 | 0 | 0 | 0 | 0 | 0 | 0 | 0 | 0 | 0 | 0 | 0 | 0 | 0 | 0 | 0 | 0 | 0 | 0 | 0 | 0 | 0 | 0 | 0 | 0 | 0 | 1 | 0 | 0 | 0 | 0 | -35.92 | 48.96 | 3490.5814 | San Luis Rey-San Onofre 230 kV line constraint | San Luis Rey-San Onofre 230 kV line constraint | San Luis Rey-San Onofre 230 kV line constraint |  | 0 | 1 | 0 | 0 | 0 | 0 | -35.92 | 48.96 | 3490.5814 | San Luis Rey-San Onofre 230 kV line constraint | San Luis Rey-San Onofre 230 kV line constraint | San Luis Rey-San Onofre 230 kV line constraint |  | 3 | 3 | NO | 3 | 1 | 1 | NO | 1
SDGE | Mission | 69 | 0 | 0 | 0 | 0 | 0 | 0 | 0 | 0 | 0 | 0 | 0 | 0 | 0 | 0 | 0 | 0 | 0 | 0 | 0 | 0 | 0 | 0 | 0 | 0 | 0 | 0 | 0 | 0 | 0 | 0 | 1 | 0 | 1 | 0 | 0 | 0 | 0 | 0 | 0 | 0 | 0 | 0 | 0 | 0 | 0 | 0 | 0 | 0 | 0 | 0 | 0 | 0 | 0 | 0 | 0 | 0 | 0 | 0 | 0 | 0 | 0 | 0 | 0 | 0 | 0 | 0 | 0 | 0 | 0 | 0 | 0 | 0 | 0 | 0 | 0 | 0 | 0 | 0 | 0 | 0 | 0 | 0 | 0 | 0 | 0 | 0 | 0 | 0 | 0 | 0 | 0 | 0 | 0 | 0 | 0 | 0 | 0 | 2 |  | 0 | 0 | 0 | 0 | 0 | 0 | 0 | 0 | 0 | 0 | 0 | 0 | 0 | 0 | 0 | 0 | 0 | 0 | 0 | 0 | 0 | 0 | 0 | 0 | 0 | 0 | 0 | 0 | 0 | 0 | 0 | 1 | 0 | 0 | 0 | 0 | -35.92 | 48.96 | 3490.5814 | San Luis Rey-San Onofre 230 kV line constraint | San Luis Rey-San Onofre 230 kV line constraint | San Luis Rey-San Onofre 230 kV line constraint |  | 0 | 1 | 0 | 0 | 0 | 0 | -35.92 | 48.96 | 3490.5814 | San Luis Rey-San Onofre 230 kV line constraint | San Luis Rey-San Onofre 230 kV line constraint | San Luis Rey-San Onofre 230 kV line constraint |  | 3 | 3 | NO | 3 | 1 | 1 | NO | 1
PG&E GBA | Mi-Wuk | 115 | 0 | 0 | 0 | 0 | 0 | 0 | 0 | 0 | 0 | 0 | 0 | 0 | 0 | 0 | 0 | 0 | 0 | 0 | 0 | 0 | 0 | 0 | 0 | 0 | 0 | 0 | 0 | 0 | 0 | 0 | 0 | 0 | 0 | 0 | 0 | 0 | 0 | 0 | 0 | 0 | 0 | 0 | 0 | 0 | 0 | 1 | 0 | 0 | 0 | 0 | 0 | 0 | 0 | 0 | 0 | 1 | 0 | 1 | 0 | 1 | 0 | 0 | 0 | 0 | 0 | 1 | 0 | 0 | 0 | 0 | 0 | 0 | 0 | 0 | 0 | 0 | 0 | 0 | 0 | 0 | 0 | 0 | 0 | 0 | 0 | 0 | 0 | 0 | 0 | 0 | 0 | 0 | 0 | 0 | 0 | 0 | 0 | 0 |  | 0 | 0 | 0 | 0 | 0 | 0 | 0 | 0 | 0 | 0 | 0 | 0 | 0 | 0 | 0 | 0 | 0 | 0 | 0 | 0 | 0 | 0 | 0 | 0 | 0 | 0 | 0 | 0 | 0 | 0 | 2 | 0 | 0 | 0 | 0 | 0 | -140.65 | 5.59 | 543.909 | Bellota-Weber 230kV line | Kasson Jct-Heinz 115 kV line | Kasson Jct-Heinz 115 kV line |  | 2 | 0 | 0 | 0 | 0 | 0 | -140.65 | 5.59 | 543.909 | Bellota-Weber 230kV line | Kasson Jct-Heinz 115 kV line | Kasson Jct-Heinz 115 kV line |  | 5 | 5 | NO | 5 | 1 | 1 | NO | 1
EOP | Mohave | 500 | 0 | 0 | 0 | 0 | 0 | 0 | 0 | 0 | 0 | 0 | 0 | 0 | 0 | 0 | 0 | 0 | 0 | 0 | 0 | 0 | 0 | 0 | 0 | 0 | 1 | 0 | 0 | 0 | 0 | 0 | 0 | 0 | 0 | 0 | 0 | 0 | 0 | 0 | 0 | 0 | 0 | 0 | 0 | 0 | 0 | 0 | 0 | 0 | 0 | 0 | 0 | 0 | 0 | 0 | 0 | 0 | 0 | 0 | 0 | 0 | 0 | 0 | 0 | 0 | 0 | 0 | 0 | 0 | 0 | 0 | 0 | 0 | 0 | 0 | 0 | 0 | 0 | 0 | 0 | 0 | 0 | 0 | 0 | 0 | 0 | 0 | 0 | 0 | 0 | 0 | 0 | 0 | 0 | 0 | 0 | 0 | 0 | 0 |  | 0 | 0 | 0 | 0 | 0 | 0 | 0 | 0 | 0 | 0 | 0 | 0 | 0 | 0 | 0 | 0 | 0 | 100 | 0 | 0 | 0 | 0 | 0 | 0 | 0 | 0 | 0 | 0 | 0 | 1 | 1 | 0 | 1 | 0 | 0 | 0 | -3566.801 | -1411.508 | 344.027 | Lugo - Victorville area constraint | Lugo - Victorville area constraint | Lugo - Victorville area constraint |  | 0 | 0 | 0 | 0 | 0 | 0 | 3233.199 | 5388.492 | 7144.027 | Lugo - Victorville area constraint | Lugo - Victorville area constraint | Lugo - Victorville area constraint |  | 5 | 1 | YES | 2 | 1 | 1 | NO | 1
PG&E NGBA | Monroe | 115 | 0 | 0 | 0 | 0 | 0 | 0 | 0 | 0 | 0 | 0 | 0 | 0 | 0 | 0 | 0 | 0 | 0 | 0 | 0 | 0 | 0 | 0 | 0 | 0 | 0 | 0 | 0 | 0 | 0 | 0 | 0 | 0 | 0 | 0 | 0 | 0 | 0 | 0 | 0 | 1 | 0 | 0 | 0 | 0 | 0 | 0 | 0 | 0 | 0 | 0 | 0 | 0 | 1 | 0 | 0 | 0 | 0 | 0 | 0 | 0 | 0 | 0 | 0 | 0 | 0 | 0 | 1 | 0 | 0 | 0 | 0 | 0 | 0 | 0 | 0 | 0 | 0 | 0 | 0 | 0 | 0 | 0 | 0 | 0 | 0 | 0 | 0 | 0 | 0 | 0 | 0 | 0 | 0 | 0 | 0 | 0 | 0 | 1 |  | 0 | 0 | 0 | 0 | 0 | 0 | 0 | 0 | 0 | 0 | 0 | 0 | 0 | 0 | 0 | 0 | 0 | 0 | 0 | 0 | 0 | 0 | 0 | 0 | 0 | 0 | 0 | 0 | 0 | 0 | 2 | 0 | 2 | 0 | 0 | 0 | -770.34 | -257.6012 | 381.1526 | Collinsville-Tesla 500 kV Line | Collinsville-Tesla 500 kV Line | Birds Landing-Contra Costa 230kV Line |  | 1 | 0 | 1 | 0 | 0 | 0 | -278.39 | -7.9962 | 381.1526 | Birds Landing-Contra Costa 230kV Line | Birds Landing-Contra Costa 230kV Line | Birds Landing-Contra Costa 230kV Line |  | 5 | 5 | NO | 5 | 1 | 1 | NO | 1
SDGE | Monserate | 69 | 0 | 0 | 0 | 0 | 0 | 0 | 0 | 0 | 0 | 0 | 0 | 0 | 0 | 0 | 0 | 0 | 0 | 0 | 0 | 0 | 0 | 0 | 0 | 0 | 0 | 1 | 0 | 0 | 0 | 0 | 0 | 0 | 1 | 1 | 0 | 0 | 0 | 1 | 0 | 0 | 0 | 0 | 0 | 0 | 0 | 0 | 0 | 0 | 0 | 0 | 0 | 0 | 0 | 0 | 0 | 0 | 0 | 0 | 0 | 0 | 0 | 0 | 0 | 0 | 0 | 0 | 0 | 0 | 0 | 0 | 0 | 0 | 0 | 0 | 0 | 0 | 0 | 0 | 0 | 0 | 0 | 0 | 0 | 0 | 0 | 0 | 0 | 0 | 0 | 0 | 0 | 0 | 0 | 0 | 0 | 0 | 0 | 1 |  | 0 | 0 | 0 | 0 | 0 | 0 | 0 | 0 | 0 | 0 | 0 | 0 | 0 | 0 | 0 | 0 | 0 | 0 | 0 | 0 | 0 | 0 | 0 | 0 | 0 | 0 | 0 | 0 | 0 | 0 | 0 | 1 | 0 | 0 | 0 | 0 | -35.92 | 48.96 | 284 | San Luis Rey-San Onofre 230 kV line constraint | San Luis Rey-San Onofre 230 kV line constraint | Ocean Ranch 69 kV constraint |  | 0 | 1 | 0 | 0 | 0 | 0 | -35.92 | 48.96 | 284 | San Luis Rey-San Onofre 230 kV line constraint | San Luis Rey-San Onofre 230 kV line constraint | Ocean Ranch 69 kV constraint |  | 3 | 3 | NO | 3 | 1 | 1 | NO | 1
PG&E GBA | Monta Vista | 115 | 0 | 0 | 0 | 0 | 0 | 0 | 0 | 0 | 0 | 0 | 0 | 0 | 0 | 0 | 0 | 0 | 0 | 0 | 0 | 0 | 0 | 0 | 0 | 0 | 0 | 0 | 0 | 0 | 0 | 0 | 0 | 0 | 0 | 0 | 0 | 0 | 0 | 0 | 0 | 0 | 0 | 0 | 0 | 0 | 0 | 0 | 0 | 0 | 0 | 0 | 0 | 0 | 1 | 0 | 0 | 0 | 0 | 0 | 0 | 1 | 0 | 0 | 0 | 0 | 0 | 0 | 0 | 0 | 0 | 0 | 0 | 0 | 0 | 0 | 0 | 0 | 0 | 0 | 0 | 0 | 0 | 0 | 0 | 0 | 0 | 0 | 0 | 0 | 0 | 0 | 0 | 0 | 0 | 0 | 0 | 0 | 1 | 1 |  | 0 | 0 | 0 | 0 | 0 | 0 | 0 | 0 | 0 | 0 | 0 | 0 | 0 | 0 | 0 | 0 | 0 | 0 | 0 | 0 | 0 | 0 | 0 | 0 | 0 | 0 | 0 | 0 | 0 | 0 | 0 | 0 | 0 | 0 | 0 | 0 | 958.5 | 1141.75 | 2688.8852 | NEW-Metcalf-Mosslanding 500kV | NEW-Metcalf-Mosslanding 500kV | Tesla-Bellota 230 kV line |  | 0 | 0 | 0 | 0 | 0 | 0 | 958.5 | 1141.75 | 2688.8852 | NEW-Metcalf-Mosslanding 500kV | NEW-Metcalf-Mosslanding 500kV | Tesla-Bellota 230 kV line |  | 1 | 1 | NO | 1 | 1 | 1 | NO | 1
PG&E GBA | Monta Vista | 230 | 0 | 0 | 0 | 0 | 0 | 0 | 0 | 0 | 0 | 0 | 0 | 0 | 0 | 0 | 0 | 0 | 0 | 0 | 0 | 0 | 0 | 0 | 0 | 0 | 0 | 0 | 0 | 0 | 0 | 0 | 0 | 0 | 0 | 0 | 0 | 0 | 0 | 0 | 0 | 0 | 0 | 0 | 0 | 0 | 0 | 0 | 0 | 0 | 0 | 0 | 0 | 0 | 1 | 0 | 0 | 0 | 0 | 0 | 0 | 1 | 0 | 0 | 0 | 0 | 0 | 0 | 0 | 0 | 0 | 0 | 0 | 0 | 0 | 0 | 0 | 0 | 0 | 0 | 0 | 0 | 0 | 0 | 0 | 0 | 0 | 0 | 0 | 0 | 0 | 0 | 0 | 0 | 0 | 0 | 0 | 0 | 0 | 1 |  | 0 | 0 | 0 | 0 | 0 | 0 | 0 | 0 | 0 | 0 | 0 | 0 | 0 | 0 | 0 | 0 | 0 | 0 | 0 | 0 | 0 | 0 | 0 | 0 | 0 | 0 | 0 | 0 | 0 | 0 | 0 | 0 | 0 | 0 | 0 | 0 | 1626.31 | 1960.6438 | 2688.8852 | Tesla-Bellota 230 kV line | Tesla-Bellota 230 kV line | Tesla-Bellota 230 kV line |  | 0 | 0 | 0 | 0 | 0 | 0 | 1626.31 | 1960.6438 | 2688.8852 | Tesla-Bellota 230 kV line | Tesla-Bellota 230 kV line | Tesla-Bellota 230 kV line |  | 1 | 1 | NO | 1 | 1 | 1 | NO | 1
PG&E GBA | Monta Vista | 60 | 0 | 0 | 0 | 0 | 0 | 0 | 0 | 0 | 0 | 0 | 0 | 0 | 0 | 0 | 0 | 0 | 0 | 0 | 0 | 0 | 0 | 0 | 0 | 0 | 0 | 0 | 0 | 0 | 0 | 0 | 0 | 0 | 0 | 0 | 0 | 0 | 0 | 0 | 0 | 0 | 0 | 0 | 0 | 0 | 0 | 0 | 0 | 0 | 0 | 0 | 0 | 0 | 1 | 0 | 0 | 0 | 0 | 0 | 0 | 1 | 0 | 0 | 0 | 0 | 0 | 0 | 0 | 0 | 0 | 0 | 0 | 0 | 0 | 0 | 0 | 0 | 0 | 0 | 0 | 0 | 0 | 0 | 0 | 0 | 0 | 0 | 0 | 0 | 0 | 0 | 0 | 0 | 0 | 0 | 0 | 0 | 1 | 1 |  | 0 | 0 | 0 | 0 | 0 | 0 | 0 | 0 | 0 | 0 | 0 | 0 | 0 | 0 | 0 | 0 | 0 | 0 | 0 | 0 | 0 | 0 | 0 | 0 | 0 | 0 | 0 | 0 | 0 | 0 | 0 | 0 | 0 | 0 | 0 | 0 | 958.5 | 1141.75 | 2688.8852 | NEW-Metcalf-Mosslanding 500kV | NEW-Metcalf-Mosslanding 500kV | Tesla-Bellota 230 kV line |  | 0 | 0 | 0 | 0 | 0 | 0 | 958.5 | 1141.75 | 2688.8852 | NEW-Metcalf-Mosslanding 500kV | NEW-Metcalf-Mosslanding 500kV | Tesla-Bellota 230 kV line |  | 1 | 1 | NO | 1 | 1 | 1 | NO | 1
PG&E NGBA | Monticello | 115 | 0 | 0 | 0 | 0 | 0 | 0 | 0 | 0 | 0 | 0 | 0 | 0 | 0 | 0 | 0 | 0 | 0 | 0 | 0 | 0 | 0 | 0 | 0 | 0 | 0 | 0 | 0 | 0 | 0 | 0 | 0 | 0 | 0 | 0 | 0 | 0 | 0 | 0 | 0 | 1 | 0 | 1 | 0 | 0 | 0 | 0 | 0 | 0 | 0 | 0 | 0 | 1 | 1 | 1 | 1 | 1 | 0 | 0 | 0 | 0 | 0 | 0 | 0 | 0 | 0 | 1 | 1 | 0 | 0 | 0 | 0 | 0 | 0 | 0 | 0 | 0 | 0 | 0 | 0 | 0 | 0 | 0 | 0 | 0 | 0 | 0 | 0 | 0 | 0 | 0 | 0 | 0 | 0 | 0 | 0 | 0 | 0 | 2 |  | 0 | 0 | 0 | 0 | 0 | 0 | 0 | 0 | 0 | 0 | 0 | 0 | 0 | 0 | 0 | 0 | 0 | 0 | 0 | 0 | 0 | 0 | 0 | 0 | 0 | 0 | 0 | 0 | 0 | 0 | 3 | 0 | 2 | 0 | 0 | 0 | -770.34 | -257.6012 | 381.1526 | Collinsville-Tesla 500 kV Line | Collinsville-Tesla 500 kV Line | Birds Landing-Contra Costa 230kV Line |  | 1 | 0 | 1 | 0 | 0 | 0 | -278.39 | -7.9962 | 381.1526 | Birds Landing-Contra Costa 230kV Line | Birds Landing-Contra Costa 230kV Line | Birds Landing-Contra Costa 230kV Line |  | 5 | 5 | NO | 5 | 1 | 1 | NO | 1
SCE Northern | Moorpark | 230 | 0 | 0 | 1 | 0 | 1 | 0 | 0 | 0 | 0 | 0 | 0 | 0 | 0 | 0 | 0 | 0 | 0 | 0 | 0 | 0 | 0 | 0 | 0 | 0 | 1 | 0 | 0 | 0 | 0 | 0 | 0 | 0 | 0 | 0 | 0 | 0 | 0 | 0 | 0 | 0 | 0 | 0 | 0 | 0 | 0 | 0 | 0 | 0 | 0 | 0 | 0 | 0 | 0 | 0 | 0 | 0 | 0 | 0 | 0 | 0 | 0 | 0 | 0 | 0 | 0 | 0 | 0 | 0 | 0 | 0 | 0 | 0 | 0 | 0 | 0 | 0 | 0 | 0 | 0 | 0 | 0 | 0 | 0 | 0 | 0 | 0 | 0 | 0 | 0 | 0 | 0 | 0 | 0 | 0 | 0 | 0 | 0 | 0 |  | 0 | 0 | 0 | 0 | 0 | 0 | 0 | 0 | 0 | 0 | 0 | 0 | 0 | 0 | 0 | 0 | 0 | 0 | 0 | 0 | 0 | 0 | 0 | 0 | 0 | 0 | 350 | 0 | 0 | 1 | 1 | 0 | 1 | 0 | 0 | 0 | -3566.801 | -1411.508 | 344.027 | Lugo - Victorville area constraint | Lugo - Victorville area constraint | Lugo - Victorville area constraint |  | 0 | 0 | 0 | 0 | 0 | 0 | 448 | 554 | 2967 | Moorpark-Pardee Constraint | Moorpark-Pardee Constraint | Moorpark-Pardee Constraint |  | 5 | 1 | YES | 2 | 1 | 1 | NO | 1
SCE Northern | Moorpark | 66 | 0 | 0 | 1 | 0 | 1 | 0 | 0 | 0 | 0 | 0 | 0 | 0 | 0 | 0 | 0 | 0 | 0 | 0 | 0 | 0 | 0 | 0 | 0 | 0 | 1 | 0 | 0 | 0 | 0 | 0 | 0 | 0 | 0 | 0 | 0 | 0 | 0 | 0 | 0 | 0 | 0 | 0 | 0 | 0 | 0 | 0 | 0 | 0 | 0 | 0 | 0 | 0 | 0 | 0 | 0 | 0 | 0 | 0 | 0 | 0 | 0 | 0 | 0 | 0 | 0 | 0 | 0 | 0 | 0 | 0 | 0 | 0 | 0 | 0 | 0 | 0 | 0 | 0 | 0 | 0 | 0 | 0 | 0 | 0 | 0 | 0 | 0 | 0 | 0 | 0 | 0 | 0 | 0 | 0 | 0 | 0 | 0 | 0 |  | 0 | 0 | 0 | 0 | 0 | 0 | 0 | 0 | 0 | 0 | 0 | 0 | 0 | 0 | 0 | 0 | 0 | 0 | 0 | 0 | 0 | 0 | 0 | 0 | 0 | 0 | 0 | 0 | 0 | 0 | 1 | 0 | 1 | 0 | 0 | 0 | -3566.801 | -1411.508 | 344.027 | Lugo - Victorville area constraint | Lugo - Victorville area constraint | Lugo - Victorville area constraint |  | 0 | 0 | 0 | 0 | 0 | 0 | 448 | 554 | 2967 | Moorpark-Pardee Constraint | Moorpark-Pardee Constraint | Moorpark-Pardee Constraint |  | 5 | 1 | YES | 2 | 1 | 1 | NO | 1
PG&E GBA | Moraga | 115 | 0 | 0 | 0 | 0 | 0 | 0 | 0 | 0 | 0 | 0 | 0 | 0 | 0 | 0 | 0 | 0 | 0 | 0 | 0 | 0 | 0 | 0 | 0 | 0 | 0 | 0 | 0 | 0 | 0 | 0 | 0 | 0 | 0 | 0 | 0 | 0 | 0 | 0 | 0 | 1 | 0 | 0 | 0 | 0 | 0 | 0 | 0 | 0 | 0 | 0 | 0 | 0 | 1 | 0 | 0 | 1 | 0 | 0 | 0 | 0 | 0 | 0 | 0 | 0 | 0 | 0 | 0 | 0 | 0 | 0 | 0 | 0 | 0 | 0 | 0 | 0 | 0 | 0 | 0 | 0 | 0 | 0 | 0 | 0 | 0 | 0 | 0 | 0 | 0 | 0 | 0 | 0 | 0 | 0 | 0 | 0 | 0 | 1 |  | 0 | 0 | 0 | 0 | 0 | 0 | 0 | 0 | 0 | 0 | 0 | 0 | 0 | 0 | 0 | 0 | 0 | 0 | 0 | 0 | 0 | 0 | 0 | 0 | 0 | 0 | 0 | 0 | 0 | 0 | 1 | 0 | 1 | 0 | 0 | 0 | -770.34 | -257.6012 | 2295.5509 | Collinsville-Tesla 500 kV Line | Collinsville-Tesla 500 kV Line | Collinsville-Tesla 500 kV Line |  | 0 | 0 | 0 | 0 | 0 | 0 | 2442.8 | 2580.8 | 2295.5509 | Sobrante-Moraga 230 kV line | Sobrante-Moraga 230 kV line | Collinsville-Tesla 500 kV Line |  | 5 | 1 | YES | 2 | 1 | 1 | NO | 1
PG&E GBA | Moraga | 230 | 0 | 0 | 0 | 0 | 0 | 0 | 0 | 0 | 0 | 0 | 0 | 0 | 0 | 0 | 0 | 0 | 0 | 0 | 0 | 0 | 0 | 0 | 0 | 0 | 0 | 0 | 0 | 0 | 0 | 0 | 0 | 0 | 0 | 0 | 0 | 0 | 0 | 0 | 0 | 1 | 0 | 0 | 0 | 0 | 0 | 0 | 0 | 0 | 0 | 0 | 0 | 0 | 1 | 1 | 1 | 1 | 0 | 0 | 0 | 1 | 0 | 1 | 0 | 0 | 0 | 1 | 0 | 0 | 0 | 0 | 0 | 0 | 0 | 0 | 0 | 0 | 0 | 0 | 0 | 0 | 0 | 0 | 0 | 0 | 0 | 0 | 0 | 0 | 0 | 0 | 0 | 0 | 0 | 0 | 0 | 0 | 0 | 1 |  | 0 | 0 | 0 | 0 | 0 | 0 | 0 | 0 | 0 | 0 | 0 | 0 | 0 | 0 | 0 | 0 | 0 | 0 | 0 | 0 | 0 | 0 | 0 | 0 | 0 | 0 | 0 | 0 | 0 | 0 | 2 | 0 | 1 | 0 | 0 | 0 | -770.34 | -257.6012 | 1084 | Collinsville-Tesla 500 kV Line | Collinsville-Tesla 500 kV Line | Grant - Eastshore #2 line 115 kV |  | 0 | 0 | 0 | 0 | 0 | 0 | 539.61 | 810.0038 | 1084 | Contra Costa- Windmaster 230 kV line | Contra Costa- Windmaster 230 kV line | Grant - Eastshore #2 line 115 kV |  | 5 | 1 | YES | 2 | 1 | 1 | NO | 1
PG&E GBA | Morgan Hill | 115 | 0 | 0 | 0 | 0 | 0 | 0 | 0 | 0 | 0 | 0 | 0 | 0 | 0 | 0 | 0 | 0 | 0 | 0 | 0 | 0 | 0 | 0 | 0 | 0 | 0 | 0 | 0 | 0 | 0 | 0 | 0 | 0 | 0 | 0 | 0 | 0 | 0 | 0 | 0 | 0 | 0 | 0 | 0 | 0 | 0 | 0 | 0 | 0 | 0 | 0 | 0 | 0 | 1 | 0 | 0 | 1 | 0 | 0 | 0 | 1 | 0 | 0 | 0 | 0 | 1 | 0 | 0 | 0 | 0 | 0 | 0 | 0 | 0 | 0 | 0 | 0 | 0 | 0 | 0 | 0 | 0 | 0 | 0 | 0 | 0 | 0 | 0 | 0 | 0 | 0 | 0 | 0 | 0 | 0 | 0 | 0 | 0 | 1 |  | 0 | 0 | 0 | 0 | 0 | 0 | 0 | 0 | 0 | 0 | 0 | 0 | 0 | 0 | 0 | 0 | 0 | 0 | 0 | 0 | 0 | 0 | 0 | 0 | 0 | 0 | 0 | 0 | 0 | 0 | 0 | 0 | 0 | 0 | 0 | 0 | 155 | 161.5 | 72 | Morganhill-Metcalf 115kV Line | Morganhill-Metcalf 115kV Line | Morganhill-Metcalf 115kV Line |  | 0 | 0 | 0 | 0 | 0 | 0 | 155 | 161.5 | 72 | Morganhill-Metcalf 115kV Line | Morganhill-Metcalf 115kV Line | Morganhill-Metcalf 115kV Line |  | 1 | 1 | NO | 1 | 1 | 1 | NO | 1
PG&E KERN | Morro Bay | 115 | 0 | 0 | 0 | 0 | 0 | 0 | 0 | 0 | 0 | 0 | 0 | 0 | 0 | 0 | 0 | 0 | 0 | 0 | 0 | 0 | 0 | 0 | 0 | 0 | 0 | 0 | 0 | 0 | 0 | 0 | 0 | 0 | 0 | 0 | 0 | 0 | 0 | 0 | 0 | 0 | 0 | 0 | 0 | 0 | 0 | 0 | 0 | 0 | 0 | 0 | 0 | 0 | 0 | 0 | 0 | 0 | 0 | 0 | 0 | 0 | 0 | 0 | 0 | 0 | 0 | 0 | 0 | 1 | 1 | 0 | 0 | 0 | 0 | 0 | 0 | 0 | 0 | 0 | 0 | 1 | 0 | 0 | 0 | 0 | 0 | 1 | 0 | 0 | 0 | 0 | 0 | 0 | 0 | 0 | 0 | 1 | 0 | 1 |  | 0 | 0 | 0 | 0 | 0 | 0 | 0 | 0 | 0 | 0 | 0 | 0 | 0 | 0 | 0 | 0 | 0 | 0 | 0 | 0 | 0 | 0 | 0 | 0 | 0 | 0 | 0 | 0 | 0 | 0 | 0 | 0 | 1 | 0 | 1 | 0 | 122.65 | -2136.112 | -826.4482 | Cal Flat-Gates 230 kV line | Gates 500/230kV TB #11 | Gates 500/230kV TB #11 |  | 0 | 0 | 0 | 0 | 0 | 0 | 122.65 | 392.11 | 666.9203 | Cal Flat-Gates 230 kV line | Cal Flat-Gates 230 kV line | Cal Flat-Gates 230 kV line |  | 5 | 1 | YES | 2 | 5 | 1 | YES | 2
PG&E KERN | Morro Bay | 230 | 0 | 0 | 0 | 0 | 0 | 0 | 0 | 0 | 0 | 0 | 0 | 0 | 0 | 0 | 0 | 0 | 0 | 0 | 0 | 0 | 0 | 0 | 0 | 0 | 0 | 0 | 0 | 0 | 0 | 0 | 0 | 0 | 0 | 0 | 0 | 0 | 0 | 0 | 0 | 0 | 0 | 0 | 0 | 0 | 0 | 0 | 0 | 0 | 0 | 0 | 0 | 0 | 0 | 0 | 0 | 0 | 0 | 0 | 0 | 0 | 0 | 0 | 0 | 0 | 0 | 0 | 0 | 1 | 0 | 0 | 0 | 0 | 0 | 0 | 0 | 0 | 0 | 0 | 1 | 1 | 0 | 0 | 0 | 0 | 0 | 0 | 0 | 0 | 0 | 0 | 0 | 0 | 0 | 0 | 1 | 1 | 0 | 0 |  | 0 | 0 | 0 | 0 | 0 | 0 | 0 | 0 | 0 | 0 | 0 | 0 | 0 | 0 | 0 | 0 | 0 | 0 | 0 | 0 | 0 | 0 | 0 | 0 | 0 | 0 | 0 | 0 | 500 | 1 | 0 | 0 | 3 | 0 | 2 | 1 | 122.65 | -2136.112 | -2136.2316 | Cal Flat-Gates 230 kV line | Gates 500/230kV TB #11 | Mustang-Henrietta 230 kV line |  | 0 | 0 | 0 | 0 | 0 | 0 | 122.65 | 392.11 | 342.7684 | Cal Flat-Gates 230 kV line | Cal Flat-Gates 230 kV line | Mustang-Henrietta 230 kV line |  | 5 | 1 | YES | 2 | 5 | 1 | YES | 2
PG&E KERN | Morro Bay | 500 | 0 | 0 | 0 | 0 | 0 | 0 | 0 | 0 | 0 | 0 | 0 | 0 | 0 | 0 | 0 | 0 | 0 | 0 | 0 | 0 | 0 | 0 | 0 | 0 | 0 | 0 | 0 | 0 | 0 | 0 | 0 | 0 | 0 | 0 | 0 | 0 | 0 | 0 | 0 | 0 | 0 | 0 | 0 | 0 | 0 | 0 | 0 | 0 | 0 | 0 | 0 | 0 | 0 | 0 | 0 | 0 | 0 | 0 | 0 | 0 | 0 | 0 | 0 | 0 | 0 | 0 | 0 | 0 | 0 | 0 | 0 | 0 | 0 | 0 | 0 | 0 | 0 | 0 | 0 | 0 | 0 | 0 | 0 | 0 | 0 | 0 | 0 | 0 | 0 | 0 | 0 | 0 | 0 | 1 | 1 | 0 | 0 | 0 |  | 0 | 0 | 0 | 0 | 0 | 0 | 0 | 0 | 0 | 0 | 0 | 0 | 0 | 0 | 0 | 0 | 0 | 0 | 0 | 0 | 0 | 0 | 0 | 0 | 600 | 1110 | 0 | 0 | 0 | 1 | 0 | 0 | 1 | 0 | 0 | 1 | 2289.77 | -1717.512 | -2136.2316 | Mustang-Henrietta 230 kV line | Mustang-Henrietta 230 kV line | Mustang-Henrietta 230 kV line |  | 0 | 0 | 0 | 0 | 0 | 0 | 4768.77 | 761.488 | 342.7684 | Mustang-Henrietta 230 kV line | Mustang-Henrietta 230 kV line | Mustang-Henrietta 230 kV line |  | 5 | 1 | YES | 2 | 4 | 1 | YES | 2
PG&E GBA | Moss Landing | 115 | 0 | 0 | 0 | 0 | 0 | 0 | 0 | 0 | 0 | 0 | 0 | 0 | 0 | 0 | 0 | 0 | 0 | 0 | 0 | 0 | 0 | 0 | 0 | 0 | 0 | 0 | 0 | 0 | 0 | 0 | 0 | 0 | 0 | 0 | 0 | 0 | 0 | 0 | 0 | 0 | 0 | 0 | 0 | 0 | 0 | 0 | 0 | 0 | 0 | 0 | 0 | 0 | 0 | 0 | 0 | 1 | 0 | 0 | 0 | 1 | 0 | 0 | 0 | 0 | 1 | 0 | 0 | 0 | 0 | 0 | 0 | 0 | 0 | 0 | 0 | 0 | 0 | 0 | 0 | 0 | 0 | 0 | 0 | 0 | 0 | 0 | 0 | 0 | 0 | 0 | 0 | 0 | 0 | 0 | 0 | 0 | 1 | 0 |  | 0 | 0 | 0 | 0 | 0 | 0 | 0 | 0 | 0 | 0 | 0 | 0 | 0 | 0 | 0 | 50 | 0 | 0 | 0 | 0 | 0 | 0 | 0 | 0 | 0 | 0 | 0 | 0 | 0 | 1 | 0 | 0 | 0 | 0 | 0 | 0 | 155 | 161.5 | 72 | Morganhill-Metcalf 115kV Line | Morganhill-Metcalf 115kV Line | Morganhill-Metcalf 115kV Line |  | 0 | 0 | 0 | 0 | 0 | 0 | 155 | 161.5 | 72 | Morganhill-Metcalf 115kV Line | Morganhill-Metcalf 115kV Line | Morganhill-Metcalf 115kV Line |  | 1 | 1 | NO | 1 | 1 | 1 | NO | 1
PG&E GBA | Moss Landing | 230 | 0 | 0 | 0 | 0 | 0 | 0 | 0 | 0 | 0 | 0 | 0 | 0 | 0 | 0 | 0 | 0 | 0 | 0 | 0 | 0 | 0 | 0 | 0 | 0 | 0 | 0 | 0 | 0 | 0 | 0 | 0 | 0 | 0 | 0 | 0 | 0 | 0 | 0 | 0 | 0 | 0 | 0 | 0 | 0 | 0 | 0 | 0 | 0 | 0 | 0 | 0 | 0 | 0 | 0 | 0 | 1 | 0 | 0 | 0 | 1 | 0 | 0 | 0 | 0 | 1 | 0 | 0 | 0 | 0 | 0 | 0 | 0 | 0 | 0 | 0 | 0 | 0 | 0 | 0 | 0 | 0 | 0 | 0 | 0 | 0 | 0 | 0 | 0 | 0 | 0 | 0 | 0 | 0 | 0 | 0 | 0 | 1 | 0 |  | 0 | 0 | 0 | 0 | 0 | 0 | 0 | 0 | 0 | 0 | 0 | 0 | 0 | 0 | 0 | 0 | 0 | 0 | 0 | 0 | 0 | 0 | 0 | 0 | 0 | 0 | 0 | 0 | 0 | 0 | 0 | 0 | 0 | 0 | 0 | 0 | 155 | 161.5 | 72 | Morganhill-Metcalf 115kV Line | Morganhill-Metcalf 115kV Line | Morganhill-Metcalf 115kV Line |  | 0 | 0 | 0 | 0 | 0 | 0 | 155 | 161.5 | 72 | Morganhill-Metcalf 115kV Line | Morganhill-Metcalf 115kV Line | Morganhill-Metcalf 115kV Line |  | 1 | 1 | NO | 1 | 1 | 1 | NO | 1
PG&E GBA | Moss Landing | 500 | 0 | 0 | 0 | 0 | 0 | 0 | 0 | 0 | 0 | 0 | 0 | 0 | 0 | 0 | 0 | 0 | 0 | 0 | 0 | 0 | 0 | 0 | 0 | 0 | 0 | 0 | 0 | 0 | 0 | 0 | 0 | 0 | 0 | 0 | 0 | 0 | 0 | 0 | 0 | 1 | 0 | 0 | 0 | 0 | 0 | 0 | 0 | 0 | 0 | 0 | 0 | 0 | 0 | 0 | 0 | 1 | 0 | 0 | 0 | 1 | 0 | 0 | 0 | 0 | 0 | 0 | 0 | 0 | 0 | 0 | 0 | 0 | 0 | 0 | 0 | 0 | 0 | 0 | 0 | 0 | 0 | 0 | 0 | 0 | 0 | 0 | 0 | 0 | 0 | 0 | 0 | 0 | 0 | 0 | 0 | 0 | 1 | 0 |  | 0 | 0 | 0 | 0 | 0 | 0 | 0 | 0 | 0 | 0 | 0 | 0 | 0 | 0 | 0 | 0 | 0 | 0 | 0 | 0 | 0 | 0 | 0 | 0 | 0 | 0 | 0 | 0 | 0 | 0 | 1 | 0 | 1 | 0 | 0 | 0 | -770.34 | -257.6012 | 2295.5509 | Collinsville-Tesla 500 kV Line | Collinsville-Tesla 500 kV Line | Collinsville-Tesla 500 kV Line |  | 0 | 0 | 0 | 0 | 0 | 0 | 958.5 | 1141.75 | 2295.5509 | NEW-Metcalf-Mosslanding 500kV | NEW-Metcalf-Mosslanding 500kV | Collinsville-Tesla 500 kV Line |  | 5 | 1 | YES | 2 | 1 | 1 | NO | 1
EOP | Mountain Pass | 115 | 0 | 0 | 0 | 0 | 0 | 0 | 0 | 0 | 0 | 0 | 0 | 0 | 0 | 0 | 0 | 0 | 0 | 0 | 0 | 0 | 0 | 0 | 0 | 1 | 1 | 0 | 0 | 0 | 0 | 0 | 0 | 0 | 0 | 0 | 0 | 0 | 0 | 0 | 0 | 0 | 0 | 0 | 0 | 0 | 0 | 0 | 0 | 0 | 0 | 0 | 0 | 0 | 0 | 0 | 0 | 0 | 0 | 0 | 0 | 0 | 0 | 0 | 0 | 0 | 0 | 0 | 0 | 0 | 0 | 0 | 0 | 0 | 0 | 0 | 0 | 0 | 0 | 0 | 0 | 0 | 0 | 0 | 0 | 0 | 0 | 0 | 0 | 0 | 0 | 0 | 0 | 0 | 0 | 0 | 0 | 0 | 0 | 1 |  | 0 | 0 | 0 | 0 | 0 | 0 | 0 | 0 | 0 | 0 | 0 | 0 | 0 | 0 | 0 | 0 | 0 | 0 | 0 | 0 | 0 | 0 | 0 | 0 | 0 | 0 | 0 | 0 | 0 | 0 | 1 | 0 | 1 | 0 | 0 | 0 | -3566.801 | -1411.508 | 344.027 | Lugo - Victorville area constraint | Lugo - Victorville area constraint | Lugo - Victorville area constraint |  | 0 | 0 | 0 | 0 | 0 | 0 | 576.5 | 1808.75 | 4302.626 | Sloan Canyon - Eldorado 500 kV constraint | Sloan Canyon - Eldorado 500 kV constraint | Sloan Canyon - Eldorado 500 kV constraint |  | 5 | 1 | YES | 2 | 1 | 1 | NO | 1
PG&E GBA | Mountain View | 115 | 0 | 0 | 0 | 0 | 0 | 0 | 0 | 0 | 0 | 0 | 0 | 0 | 0 | 0 | 0 | 0 | 0 | 0 | 0 | 0 | 0 | 0 | 0 | 0 | 0 | 0 | 0 | 0 | 0 | 0 | 0 | 0 | 0 | 0 | 0 | 0 | 0 | 0 | 0 | 0 | 0 | 0 | 0 | 0 | 0 | 0 | 0 | 0 | 0 | 0 | 0 | 0 | 1 | 0 | 0 | 1 | 0 | 0 | 0 | 0 | 0 | 0 | 0 | 0 | 0 | 0 | 0 | 0 | 0 | 0 | 0 | 0 | 0 | 0 | 0 | 0 | 0 | 0 | 0 | 0 | 0 | 0 | 0 | 0 | 0 | 0 | 0 | 0 | 0 | 0 | 0 | 0 | 0 | 0 | 0 | 0 | 1 | 1 |  | 0 | 0 | 0 | 0 | 0 | 0 | 0 | 0 | 0 | 0 | 0 | 0 | 0 | 0 | 0 | 0 | 0 | 0 | 0 | 0 | 0 | 0 | 0 | 0 | 0 | 0 | 0 | 0 | 0 | 0 | 0 | 0 | 0 | 0 | 0 | 0 | 958.5 | 1141.75 | 4508.68 | NEW-Metcalf-Mosslanding 500kV | NEW-Metcalf-Mosslanding 500kV | Sobrante-Moraga 230 kV line |  | 0 | 0 | 0 | 0 | 0 | 0 | 958.5 | 1141.75 | 4508.68 | NEW-Metcalf-Mosslanding 500kV | NEW-Metcalf-Mosslanding 500kV | Sobrante-Moraga 230 kV line |  | 1 | 1 | NO | 1 | 1 | 1 | NO | 1
PG&E GBA | Mt Eden | 115 | 0 | 0 | 0 | 0 | 0 | 0 | 0 | 0 | 0 | 0 | 0 | 0 | 0 | 0 | 0 | 0 | 0 | 0 | 0 | 0 | 0 | 0 | 0 | 0 | 0 | 0 | 0 | 0 | 0 | 0 | 0 | 0 | 0 | 0 | 0 | 0 | 0 | 0 | 0 | 1 | 0 | 0 | 0 | 0 | 0 | 0 | 0 | 0 | 0 | 0 | 0 | 0 | 1 | 0 | 0 | 0 | 0 | 0 | 0 | 0 | 0 | 0 | 0 | 0 | 0 | 0 | 0 | 0 | 0 | 0 | 0 | 0 | 0 | 0 | 0 | 0 | 0 | 0 | 0 | 0 | 0 | 0 | 0 | 0 | 0 | 0 | 0 | 0 | 0 | 0 | 0 | 0 | 0 | 0 | 0 | 0 | 0 | 1 |  | 0 | 0 | 0 | 0 | 0 | 0 | 0 | 0 | 0 | 0 | 0 | 0 | 0 | 0 | 0 | 0 | 0 | 0 | 0 | 0 | 0 | 0 | 0 | 0 | 0 | 0 | 0 | 0 | 0 | 0 | 1 | 0 | 1 | 0 | 0 | 0 | -770.34 | -257.6012 | 2295.5509 | Collinsville-Tesla 500 kV Line | Collinsville-Tesla 500 kV Line | Collinsville-Tesla 500 kV Line |  | 0 | 0 | 0 | 0 | 0 | 0 | 2442.8 | 2580.8 | 2295.5509 | Sobrante-Moraga 230 kV line | Sobrante-Moraga 230 kV line | Collinsville-Tesla 500 kV Line |  | 5 | 1 | YES | 2 | 1 | 1 | NO | 1
PG&E KERN | Mt Poso | 115 | 0 | 0 | 0 | 0 | 0 | 0 | 0 | 0 | 0 | 0 | 0 | 0 | 0 | 0 | 0 | 0 | 0 | 0 | 0 | 0 | 0 | 0 | 0 | 0 | 0 | 0 | 0 | 0 | 0 | 0 | 0 | 0 | 0 | 0 | 0 | 0 | 0 | 0 | 0 | 0 | 0 | 0 | 0 | 0 | 0 | 0 | 0 | 0 | 0 | 0 | 0 | 0 | 0 | 0 | 0 | 0 | 0 | 0 | 0 | 0 | 0 | 0 | 0 | 0 | 0 | 0 | 0 | 1 | 1 | 0 | 0 | 0 | 0 | 0 | 0 | 1 | 0 | 0 | 0 | 1 | 0 | 0 | 0 | 0 | 0 | 0 | 0 | 0 | 0 | 0 | 0 | 0 | 0 | 0 | 0 | 0 | 0 | 0 |  | 0 | 0 | 0 | 0 | 0 | 0 | 0 | 0 | 0 | 0 | 0 | 0 | 0 | 0 | 0 | 0 | 0 | 0 | 0 | 0 | 0 | 0 | 0 | 0 | 0 | 0 | 0 | 0 | 0 | 0 | 0 | 0 | 1 | 0 | 1 | 0 | 122.65 | -2136.112 | -826.4482 | Cal Flat-Gates 230 kV line | Gates 500/230kV TB #11 | Gates 500/230kV TB #11 |  | 0 | 0 | 0 | 0 | 0 | 0 | 122.65 | 201.6 | 233.6988 | Cal Flat-Gates 230 kV line | Semitropic-Midway 115kV Line | Semitropic-Midway 115kV Line |  | 5 | 1 | YES | 2 | 5 | 1 | YES | 2
SDGE | Murray | 69 | 0 | 0 | 0 | 0 | 0 | 0 | 0 | 0 | 0 | 0 | 0 | 0 | 0 | 0 | 0 | 0 | 0 | 0 | 0 | 0 | 0 | 0 | 0 | 0 | 0 | 0 | 0 | 0 | 0 | 0 | 1 | 0 | 1 | 0 | 0 | 0 | 0 | 0 | 0 | 0 | 0 | 0 | 0 | 0 | 0 | 0 | 0 | 0 | 0 | 0 | 0 | 0 | 0 | 0 | 0 | 0 | 0 | 0 | 0 | 0 | 0 | 0 | 0 | 0 | 0 | 0 | 0 | 0 | 0 | 0 | 0 | 0 | 0 | 0 | 0 | 0 | 0 | 0 | 0 | 0 | 0 | 0 | 0 | 0 | 0 | 0 | 0 | 0 | 0 | 0 | 0 | 0 | 0 | 0 | 0 | 0 | 0 | 2 |  | 0 | 0 | 0 | 0 | 0 | 0 | 0 | 0 | 0 | 0 | 0 | 0 | 0 | 0 | 0 | 0 | 0 | 0 | 0 | 0 | 0 | 0 | 0 | 0 | 0 | 0 | 0 | 0 | 0 | 0 | 0 | 1 | 0 | 0 | 0 | 0 | -35.92 | 48.96 | 3490.5814 | San Luis Rey-San Onofre 230 kV line constraint | San Luis Rey-San Onofre 230 kV line constraint | San Luis Rey-San Onofre 230 kV line constraint |  | 0 | 1 | 0 | 0 | 0 | 0 | -35.92 | 48.96 | 3490.5814 | San Luis Rey-San Onofre 230 kV line constraint | San Luis Rey-San Onofre 230 kV line constraint | San Luis Rey-San Onofre 230 kV line constraint |  | 3 | 3 | NO | 3 | 1 | 1 | NO | 1
PG&E FRESNO | Mustang | 230 | 0 | 0 | 0 | 0 | 0 | 0 | 0 | 0 | 0 | 0 | 0 | 0 | 0 | 0 | 0 | 0 | 0 | 0 | 0 | 0 | 0 | 0 | 0 | 0 | 0 | 0 | 0 | 0 | 0 | 0 | 0 | 0 | 0 | 0 | 0 | 0 | 0 | 0 | 0 | 0 | 0 | 0 | 0 | 0 | 0 | 0 | 0 | 0 | 0 | 0 | 0 | 0 | 0 | 0 | 0 | 0 | 0 | 0 | 0 | 0 | 0 | 0 | 0 | 0 | 0 | 0 | 0 | 0 | 0 | 0 | 0 | 0 | 0 | 0 | 0 | 0 | 0 | 0 | 1 | 1 | 0 | 1 | 0 | 0 | 0 | 1 | 0 | 0 | 0 | 1 | 0 | 0 | 0 | 0 | 1 | 1 | 0 | 1 |  | 0 | 0 | 0 | 0 | 0 | 0 | 0 | 0 | 0 | 0 | 0 | 0 | 0 | 0 | 0 | 0 | 0 | 0 | 0 | 0 | 0 | 0 | 0 | 0 | 0 | 0 | 0 | 0 | 0 | 0 | 1 | 0 | 4 | 0 | 2 | 1 | -544.45 | -2136.112 | -2136.2316 | Borden-Storey #1 230kV line | Gates 500/230kV TB #11 | Mustang-Henrietta 230 kV line |  | 0 | 0 | 0 | 0 | 0 | 0 | 702.55 | 761.488 | 342.7684 | Borden-Storey #1 230kV line | Mustang-Henrietta 230 kV line | Mustang-Henrietta 230 kV line |  | 5 | 1 | YES | 2 | 5 | 1 | YES | 2
SCE Northern | Neenach | 66 | 1 | 0 | 1 | 0 | 0 | 0 | 0 | 1 | 0 | 0 | 0 | 0 | 0 | 0 | 0 | 0 | 0 | 0 | 0 | 0 | 0 | 0 | 0 | 0 | 0 | 0 | 0 | 0 | 0 | 0 | 0 | 0 | 0 | 0 | 0 | 0 | 0 | 0 | 0 | 0 | 0 | 0 | 0 | 0 | 0 | 0 | 0 | 0 | 0 | 0 | 0 | 0 | 0 | 0 | 0 | 0 | 0 | 0 | 0 | 0 | 0 | 0 | 0 | 0 | 0 | 0 | 0 | 0 | 0 | 0 | 0 | 0 | 0 | 0 | 0 | 0 | 0 | 0 | 0 | 0 | 0 | 0 | 0 | 0 | 0 | 0 | 0 | 0 | 0 | 0 | 0 | 0 | 0 | 0 | 0 | 0 | 0 | 0 |  | 0 | 0 | 0 | 0 | 0 | 0 | 0 | 0 | 0 | 0 | 0 | 0 | 0 | 0 | 0 | 0 | 0 | 0 | 0 | 0 | 0 | 0 | 0 | 0 | 0 | 0 | 0 | 0 | 0 | 0 | 0 | 0 | 0 | 0 | 0 | 0 | 0 | 0 | 0 | Antelope-Neenach Constraint | Antelope-Neenach Constraint | Antelope-Neenach Constraint |  | 0 | 0 | 0 | 0 | 0 | 0 | 0 | 0 | 0 | Antelope-Neenach Constraint | Antelope-Neenach Constraint | Antelope-Neenach Constraint |  | 1 | 1 | NO | 1 | 1 | 1 | NO | 1
PG&E KERN | New Sub - Gates - Midway (Proposed) | 230 | 0 | 0 | 0 | 0 | 0 | 0 | 0 | 0 | 0 | 0 | 0 | 0 | 0 | 0 | 0 | 0 | 0 | 0 | 0 | 0 | 0 | 0 | 0 | 0 | 0 | 0 | 0 | 0 | 0 | 0 | 0 | 0 | 0 | 0 | 0 | 0 | 0 | 0 | 0 | 0 | 0 | 0 | 0 | 0 | 0 | 0 | 0 | 0 | 0 | 0 | 0 | 0 | 0 | 0 | 0 | 0 | 0 | 0 | 0 | 0 | 0 | 0 | 0 | 0 | 0 | 0 | 0 | 0 | 0 | 0 | 0 | 0 | 0 | 0 | 0 | 0 | 0 | 0 | 1 | 1 | 0 | 0 | 0 | 0 | 0 | 0 | 0 | 0 | 0 | 0 | 0 | 0 | 0 | 0 | 1 | 0 | 0 | 0 |  | 0 | 0 | 0 | 0 | 0 | 0 | 0 | 0 | 0 | 0 | 0 | 0 | 0 | 0 | 0 | 0 | 0 | 0 | 0 | 0 | 0 | 0 | 0 | 0 | 1900 | 440 | 238.5 | 0 | 0 | 1 | 0 | 0 | 3 | 0 | 2 | 1 | 578.02 | -2136.112 | -2136.2316 | Gates 500/230kV TB #12 | Gates 500/230kV TB #11 | Mustang-Henrietta 230 kV line |  | 0 | 0 | 0 | 0 | 0 | 0 | 4768.77 | 761.488 | 342.7684 | Mustang-Henrietta 230 kV line | Mustang-Henrietta 230 kV line | Mustang-Henrietta 230 kV line |  | 5 | 1 | YES | 2 | 5 | 1 | YES | 2
PG&E KERN | New Sub - Gates - Templeton (Proposed) | 230 | 0 | 0 | 0 | 0 | 0 | 0 | 0 | 0 | 0 | 0 | 0 | 0 | 0 | 0 | 0 | 0 | 0 | 0 | 0 | 0 | 0 | 0 | 0 | 0 | 0 | 0 | 0 | 0 | 0 | 0 | 0 | 0 | 0 | 0 | 0 | 0 | 0 | 0 | 0 | 0 | 0 | 0 | 0 | 0 | 0 | 0 | 0 | 0 | 0 | 0 | 0 | 0 | 0 | 0 | 0 | 0 | 0 | 0 | 0 | 0 | 0 | 0 | 0 | 0 | 0 | 0 | 0 | 1 | 0 | 0 | 0 | 0 | 0 | 0 | 0 | 0 | 0 | 0 | 1 | 1 | 0 | 0 | 0 | 0 | 0 | 1 | 0 | 0 | 0 | 0 | 0 | 0 | 0 | 0 | 1 | 1 | 0 | 1 |  | 0 | 0 | 0 | 0 | 0 | 0 | 0 | 0 | 0 | 0 | 0 | 0 | 0 | 0 | 0 | 0 | 0 | 0 | 0 | 0 | 0 | 0 | 0 | 0 | 0 | 600 | 0 | 0 | 0 | 1 | 0 | 0 | 3 | 0 | 2 | 1 | 122.65 | -2136.112 | -2136.2316 | Cal Flat-Gates 230 kV line | Gates 500/230kV TB #11 | Mustang-Henrietta 230 kV line |  | 0 | 0 | 0 | 0 | 0 | 0 | 122.65 | 392.11 | 342.7684 | Cal Flat-Gates 230 kV line | Cal Flat-Gates 230 kV line | Mustang-Henrietta 230 kV line |  | 5 | 1 | YES | 2 | 5 | 1 | YES | 2
SCE NOL | New Sub - Kramer - Lugo (Proposed) | 230 | 0 | 0 | 0 | 0 | 0 | 0 | 0 | 0 | 0 | 0 | 0 | 1 | 1 | 1 | 0 | 0 | 0 | 0 | 0 | 0 | 0 | 0 | 0 | 0 | 0 | 0 | 0 | 0 | 0 | 0 | 0 | 0 | 0 | 0 | 0 | 0 | 0 | 0 | 0 | 0 | 0 | 0 | 0 | 0 | 0 | 0 | 0 | 0 | 0 | 0 | 0 | 0 | 0 | 0 | 0 | 0 | 0 | 0 | 0 | 0 | 0 | 0 | 0 | 0 | 0 | 0 | 0 | 0 | 0 | 0 | 0 | 0 | 0 | 0 | 0 | 0 | 0 | 0 | 0 | 0 | 0 | 0 | 0 | 0 | 0 | 0 | 0 | 0 | 0 | 0 | 0 | 0 | 0 | 0 | 0 | 0 | 0 | 3 |  | 0 | 0 | 0 | 0 | 0 | 0 | 0 | 0 | 0 | 0 | 0 | 0 | 0 | 0 | 0 | 0 | 0 | 0 | 0 | 0 | 0 | 0 | 0 | 0 | 0 | 0 | 0 | 0 | 0 | 0 | 0 | 2 | 0 | 2 | 0 | 0 | -280.6 | -110.25 | 1093.724 | South of Kramer Area Constraint | South of Kramer Area Constraint | South of Kramer Area Constraint |  | 0 | 3 | 0 | 0 | 0 | 0 | -80.6 | 89.75 | 1093.724 | South of Kramer Area Constraint | South of Kramer Area Constraint | South of Kramer Area Constraint |  | 4 | 3 | YES | 3 | 1 | 1 | NO | 1
PG&E FRESNO | New Sub - Los Banos - Midway (Proposed) | 500 | 0 | 0 | 0 | 0 | 0 | 0 | 0 | 0 | 0 | 0 | 0 | 0 | 0 | 0 | 0 | 0 | 0 | 0 | 0 | 0 | 0 | 0 | 0 | 0 | 0 | 0 | 0 | 0 | 0 | 0 | 0 | 0 | 0 | 0 | 0 | 0 | 0 | 0 | 0 | 0 | 0 | 0 | 0 | 0 | 0 | 0 | 0 | 0 | 0 | 0 | 0 | 0 | 0 | 0 | 0 | 0 | 0 | 0 | 0 | 0 | 0 | 0 | 0 | 0 | 0 | 0 | 0 | 0 | 0 | 0 | 0 | 0 | 0 | 0 | 0 | 0 | 0 | 0 | 0 | 0 | 0 | 0 | 0 | 0 | 0 | 0 | 0 | 0 | 0 | 0 | 0 | 0 | 0 | 0 | 1 | 0 | 0 | 0 |  | 0 | 0 | 0 | 0 | 0 | 0 | 0 | 0 | 0 | 0 | 0 | 0 | 0 | 0 | 0 | 0 | 0 | 0 | 0 | 0 | 0 | 0 | 0 | 0 | 816 | 0 | 0 | 246 | 0 | 1 | 0 | 0 | 1 | 0 | 0 | 1 | 2289.77 | -1717.512 | -2136.2316 | Mustang-Henrietta 230 kV line | Mustang-Henrietta 230 kV line | Mustang-Henrietta 230 kV line |  | 0 | 0 | 0 | 0 | 0 | 0 | 4768.77 | 761.488 | 342.7684 | Mustang-Henrietta 230 kV line | Mustang-Henrietta 230 kV line | Mustang-Henrietta 230 kV line |  | 5 | 1 | YES | 2 | 4 | 1 | YES | 2
SCE NOL | New Sub - Lugo - Pisgah (Proposed) | 230 | 0 | 0 | 0 | 0 | 0 | 0 | 0 | 0 | 0 | 0 | 0 | 0 | 0 | 1 | 1 | 0 | 0 | 0 | 0 | 0 | 0 | 0 | 0 | 0 | 0 | 0 | 0 | 0 | 0 | 0 | 0 | 0 | 0 | 0 | 0 | 0 | 0 | 0 | 0 | 0 | 0 | 0 | 0 | 0 | 0 | 0 | 0 | 0 | 0 | 0 | 0 | 0 | 0 | 0 | 0 | 0 | 0 | 0 | 0 | 0 | 0 | 0 | 0 | 0 | 0 | 0 | 0 | 0 | 0 | 0 | 0 | 0 | 0 | 0 | 0 | 0 | 0 | 0 | 0 | 0 | 0 | 0 | 0 | 0 | 0 | 0 | 0 | 0 | 0 | 0 | 0 | 0 | 0 | 0 | 0 | 0 | 0 | 1 |  | 0 | 0 | 0 | 0 | 0 | 0 | 0 | 0 | 0 | 0 | 0 | 0 | 0 | 0 | 0 | 0 | 0 | 0 | 0 | 0 | 0 | 0 | 0 | 0 | 0 | 0 | 0 | 0 | 0 | 0 | 0 | 0 | 0 | 0 | 0 | 0 | 92 | 159.25 | 424.95 | Lugo Transformer Area Constraint | Lugo Transformer Area Constraint | Calcite to Lugo Area Constraint |  | 0 | 0 | 0 | 0 | 0 | 0 | 92 | 159.25 | 424.95 | Lugo Transformer Area Constraint | Lugo Transformer Area Constraint | Calcite to Lugo Area Constraint |  | 1 | 1 | NO | 1 | 1 | 1 | NO | 1
PG&E KERN | New Sub - Midway - Wheeler Ridge (Proposed) | 230 | 0 | 0 | 0 | 0 | 0 | 0 | 0 | 0 | 0 | 0 | 0 | 0 | 0 | 0 | 0 | 0 | 0 | 0 | 0 | 0 | 0 | 0 | 0 | 0 | 0 | 0 | 0 | 0 | 0 | 0 | 0 | 0 | 0 | 0 | 0 | 0 | 0 | 0 | 0 | 0 | 0 | 0 | 0 | 0 | 0 | 0 | 0 | 0 | 0 | 0 | 0 | 0 | 0 | 0 | 0 | 0 | 0 | 0 | 0 | 0 | 0 | 0 | 0 | 0 | 0 | 0 | 0 | 0 | 0 | 0 | 0 | 0 | 0 | 0 | 0 | 0 | 0 | 0 | 1 | 1 | 0 | 0 | 0 | 0 | 0 | 0 | 0 | 0 | 0 | 0 | 0 | 0 | 0 | 0 | 1 | 0 | 0 | 0 |  | 0 | 0 | 0 | 0 | 0 | 0 | 0 | 0 | 0 | 150 | 0 | 150 | 0 | 0 | 1 | 0 | 0 | 0 | 0 | 0 | 0 | 0 | 0 | 0 | 2050 | 0 | 150 | 0 | 0 | 1 | 0 | 0 | 3 | 0 | 2 | 1 | 578.02 | -2136.112 | -2136.2316 | Gates 500/230kV TB #12 | Gates 500/230kV TB #11 | Mustang-Henrietta 230 kV line |  | 0 | 0 | 0 | 0 | 0 | 0 | 4768.77 | 761.488 | 342.7684 | Mustang-Henrietta 230 kV line | Mustang-Henrietta 230 kV line | Mustang-Henrietta 230 kV line |  | 5 | 1 | YES | 2 | 5 | 1 | YES | 2
PG&E NGBA | New Sub - Near existing Leavitt (PSREC) | 345 | 0 | 0 | 0 | 0 | 0 | 0 | 0 | 0 | 0 | 0 | 0 | 0 | 0 | 0 | 0 | 0 | 0 | 0 | 0 | 0 | 0 | 0 | 0 | 0 | 0 | 0 | 0 | 0 | 0 | 0 | 0 | 0 | 0 | 0 | 0 | 0 | 0 | 0 | 0 | 1 | 0 | 0 | 0 | 0 | 0 | 0 | 0 | 0 | 0 | 0 | 0 | 0 | 0 | 0 | 0 | 0 | 0 | 0 | 0 | 0 | 0 | 0 | 0 | 0 | 0 | 0 | 0 | 0 | 0 | 0 | 0 | 0 | 0 | 0 | 0 | 0 | 0 | 0 | 0 | 0 | 0 | 0 | 0 | 0 | 0 | 0 | 0 | 0 | 0 | 0 | 0 | 0 | 0 | 0 | 0 | 0 | 0 | 0 |  | 0 | 0 | 0 | 0 | 0 | 0 | 0 | 0 | 0 | 0 | 0 | 0 | 0 | 0 | 0 | 9 | 0 | 102 | 0 | 0 | 0 | 0 | 0 | 0 | 0 | 0 | 0 | 0 | 0 | 1 | 1 | 0 | 1 | 0 | 0 | 0 | -770.34 | -257.6012 | 2295.5509 | Collinsville-Tesla 500 kV Line | Collinsville-Tesla 500 kV Line | Collinsville-Tesla 500 kV Line |  | 0 | 0 | 0 | 0 | 0 | 0 | 7874.66 | 8387.3988 | 2295.5509 | Collinsville-Tesla 500 kV Line | Collinsville-Tesla 500 kV Line | Collinsville-Tesla 500 kV Line |  | 5 | 1 | YES | 2 | 1 | 1 | NO | 1
PG&E NGBA | New Sub - Near existing Madeline (NVE) | 345 | 0 | 0 | 0 | 0 | 0 | 0 | 0 | 0 | 0 | 0 | 0 | 0 | 0 | 0 | 0 | 0 | 0 | 0 | 0 | 0 | 0 | 0 | 0 | 0 | 0 | 0 | 0 | 0 | 0 | 0 | 0 | 0 | 0 | 0 | 0 | 0 | 0 | 0 | 0 | 1 | 0 | 0 | 0 | 0 | 0 | 0 | 0 | 0 | 0 | 0 | 0 | 0 | 0 | 0 | 0 | 0 | 0 | 0 | 0 | 0 | 0 | 0 | 0 | 0 | 0 | 0 | 0 | 0 | 0 | 0 | 0 | 0 | 0 | 0 | 0 | 0 | 0 | 0 | 0 | 0 | 0 | 0 | 0 | 0 | 0 | 0 | 0 | 0 | 0 | 0 | 0 | 0 | 0 | 0 | 0 | 0 | 0 | 0 |  | 0 | 0 | 0 | 0 | 0 | 0 | 0 | 0 | 0 | 0 | 0 | 0 | 0 | 0 | 0 | 0 | 0 | 300 | 0 | 0 | 0 | 0 | 0 | 0 | 0 | 0 | 0 | 0 | 0 | 1 | 1 | 0 | 1 | 0 | 0 | 0 | -770.34 | -257.6012 | 2295.5509 | Collinsville-Tesla 500 kV Line | Collinsville-Tesla 500 kV Line | Collinsville-Tesla 500 kV Line |  | 0 | 0 | 0 | 0 | 0 | 0 | 7874.66 | 8387.3988 | 2295.5509 | Collinsville-Tesla 500 kV Line | Collinsville-Tesla 500 kV Line | Collinsville-Tesla 500 kV Line |  | 5 | 1 | YES | 2 | 1 | 1 | NO | 1
SDGE | New Sub - North Gila - IV (Proposed) | 500 | 0 | 0 | 0 | 0 | 0 | 0 | 0 | 0 | 0 | 0 | 0 | 0 | 0 | 0 | 0 | 0 | 0 | 0 | 0 | 0 | 0 | 0 | 0 | 0 | 0 | 0 | 0 | 0 | 0 | 0 | 1 | 1 | 1 | 0 | 0 | 0 | 1 | 0 | 0 | 0 | 0 | 0 | 0 | 0 | 0 | 0 | 0 | 0 | 0 | 0 | 0 | 0 | 0 | 0 | 0 | 0 | 0 | 0 | 0 | 0 | 0 | 0 | 0 | 0 | 0 | 0 | 0 | 0 | 0 | 0 | 0 | 0 | 0 | 0 | 0 | 0 | 0 | 0 | 0 | 0 | 0 | 0 | 0 | 0 | 0 | 0 | 0 | 0 | 0 | 0 | 0 | 0 | 0 | 0 | 0 | 0 | 0 | 4 |  | 0 | 0 | 0 | 0 | 0 | 0 | 0 | 0 | 0 | 0 | 0 | 0 | 0 | 0 | 0 | 0 | 0 | 0 | 0 | 0 | 0 | 0 | 0 | 0 | 500 | 0 | 0 | 0 | 0 | 1 | 0 | 1 | 0 | 0 | 0 | 0 | -35.92 | 48.96 | 1085.1064 | San Luis Rey-San Onofre 230 kV line constraint | San Luis Rey-San Onofre 230 kV line constraint | Silvergate-Old Town 230 kV constraint |  | 0 | 1 | 0 | 0 | 0 | 0 | -35.92 | 48.96 | 1085.1064 | San Luis Rey-San Onofre 230 kV line constraint | San Luis Rey-San Onofre 230 kV line constraint | Silvergate-Old Town 230 kV constraint |  | 3 | 3 | NO | 3 | 1 | 1 | NO | 1
PG&E NGBA | New Sub - Pit 1 - Cottonwood (Proposed) | 230 | 0 | 0 | 0 | 0 | 0 | 0 | 0 | 0 | 0 | 0 | 0 | 0 | 0 | 0 | 0 | 0 | 0 | 0 | 0 | 0 | 0 | 0 | 0 | 0 | 0 | 0 | 0 | 0 | 0 | 0 | 0 | 0 | 0 | 0 | 0 | 0 | 0 | 0 | 0 | 1 | 0 | 0 | 0 | 1 | 0 | 0 | 0 | 0 | 0 | 0 | 0 | 0 | 0 | 0 | 0 | 0 | 0 | 0 | 0 | 0 | 0 | 0 | 0 | 0 | 0 | 0 | 0 | 0 | 0 | 0 | 0 | 0 | 0 | 0 | 0 | 0 | 0 | 0 | 0 | 0 | 0 | 0 | 0 | 0 | 0 | 0 | 0 | 0 | 0 | 0 | 0 | 0 | 0 | 0 | 0 | 0 | 0 | 0 |  | 0 | 0 | 0 | 0 | 0 | 0 | 0 | 0 | 0 | 0 | 0 | 0 | 0 | 0 | 0 | 0 | 0 | 0 | 0 | 0 | 0 | 0 | 0 | 0 | 0 | 0 | 0 | 0 | 0 | 0 | 1 | 0 | 1 | 0 | 0 | 0 | -770.34 | -257.6012 | 15 | Collinsville-Tesla 500 kV Line | Collinsville-Tesla 500 kV Line | Carberry-Round Mountain 230kV Line |  | 0 | 0 | 0 | 0 | 0 | 0 | 15 | 15 | 15 | Carberry-Round Mountain 230kV Line | Carberry-Round Mountain 230kV Line | Carberry-Round Mountain 230kV Line |  | 5 | 1 | YES | 2 | 1 | 1 | NO | 1
PG&E GBA | New Sub - Rancho Seco - Bellota (Proposed) | 230 | 0 | 0 | 0 | 0 | 0 | 0 | 0 | 0 | 0 | 0 | 0 | 0 | 0 | 0 | 0 | 0 | 0 | 0 | 0 | 0 | 0 | 0 | 0 | 0 | 0 | 0 | 0 | 0 | 0 | 0 | 0 | 0 | 0 | 0 | 0 | 0 | 0 | 0 | 0 | 0 | 0 | 0 | 0 | 0 | 0 | 1 | 0 | 0 | 0 | 0 | 0 | 0 | 0 | 0 | 0 | 0 | 0 | 0 | 0 | 1 | 1 | 0 | 0 | 0 | 0 | 0 | 0 | 0 | 0 | 0 | 0 | 0 | 0 | 0 | 0 | 0 | 0 | 0 | 0 | 0 | 0 | 0 | 0 | 0 | 0 | 0 | 0 | 0 | 0 | 0 | 0 | 0 | 0 | 0 | 0 | 0 | 0 | 0 |  | 0 | 0 | 0 | 0 | 0 | 0 | 0 | 0 | 0 | 0 | 0 | 0 | 0 | 0 | 0 | 0 | 0 | 0 | 0 | 0 | 0 | 0 | 0 | 0 | 0 | 0 | 0 | 0 | 0 | 0 | 1 | 0 | 0 | 0 | 0 | 0 | -140.65 | 268.5 | 1633.3998 | Bellota-Weber 230kV line | Bellota-Weber 230kV line | Bellota-Weber 230kV line |  | 1 | 0 | 0 | 0 | 0 | 0 | -140.65 | 268.5 | 1633.3998 | Bellota-Weber 230kV line | Bellota-Weber 230kV line | Bellota-Weber 230kV line |  | 5 | 5 | NO | 5 | 1 | 1 | NO | 1
SDGE | New Sub - Suncrest - Ocotillo (Proposed) | 500 | 0 | 0 | 0 | 0 | 0 | 0 | 0 | 0 | 0 | 0 | 0 | 0 | 0 | 0 | 0 | 0 | 0 | 0 | 0 | 0 | 0 | 0 | 0 | 0 | 0 | 0 | 0 | 0 | 0 | 0 | 1 | 1 | 1 | 0 | 0 | 1 | 0 | 0 | 0 | 0 | 0 | 0 | 0 | 0 | 0 | 0 | 0 | 0 | 0 | 0 | 0 | 0 | 0 | 0 | 0 | 0 | 0 | 0 | 0 | 0 | 0 | 0 | 0 | 0 | 0 | 0 | 0 | 0 | 0 | 0 | 0 | 0 | 0 | 0 | 0 | 0 | 0 | 0 | 0 | 0 | 0 | 0 | 0 | 0 | 0 | 0 | 0 | 0 | 0 | 0 | 0 | 0 | 0 | 0 | 0 | 0 | 0 | 4 |  | 0 | 0 | 0 | 0 | 0 | 0 | 0 | 0 | 0 | 0 | 0 | 0 | 0 | 0 | 0 | 0 | 0 | 0 | 0 | 0 | 0 | 0 | 0 | 0 | 0 | 0 | 0 | 0 | 0 | 0 | 0 | 1 | 0 | 0 | 0 | 0 | -35.92 | 48.96 | 2618.355 | San Luis Rey-San Onofre 230 kV line constraint | San Luis Rey-San Onofre 230 kV line constraint | East of Miguel constraint |  | 0 | 1 | 0 | 0 | 0 | 0 | -35.92 | 48.96 | 2618.355 | San Luis Rey-San Onofre 230 kV line constraint | San Luis Rey-San Onofre 230 kV line constraint | East of Miguel constraint |  | 3 | 3 | NO | 3 | 1 | 1 | NO | 1
PG&E FRESNO | New Sub - Westley - Quinto (Proposed) | 230 | 0 | 0 | 0 | 0 | 0 | 0 | 0 | 0 | 0 | 0 | 0 | 0 | 0 | 0 | 0 | 0 | 0 | 0 | 0 | 0 | 0 | 0 | 0 | 0 | 0 | 0 | 0 | 0 | 0 | 0 | 0 | 0 | 0 | 0 | 0 | 0 | 0 | 0 | 0 | 0 | 0 | 0 | 0 | 0 | 0 | 0 | 0 | 0 | 0 | 0 | 0 | 0 | 0 | 0 | 0 | 0 | 0 | 0 | 0 | 0 | 0 | 0 | 0 | 0 | 0 | 0 | 0 | 0 | 0 | 0 | 0 | 0 | 0 | 0 | 0 | 0 | 0 | 0 | 0 | 0 | 0 | 0 | 0 | 0 | 0 | 1 | 0 | 0 | 0 | 0 | 0 | 0 | 0 | 0 | 0 | 0 | 0 | 1 |  | 0 | 0 | 0 | 0 | 0 | 0 | 0 | 0 | 0 | 0 | 0 | 0 | 0 | 0 | 0 | 80 | 0 | 0 | 0 | 0 | 0 | 0 | 0 | 0 | 0 | 0 | 0 | 900 | 0 | 1 | 0 | 0 | 0 | 0 | 0 | 0 | 839.65 | 2567.9 | 8990.5636 | Los Banos 500/230kV TB | Los Banos 500/230kV TB | Los Banos 500/230kV TB |  | 0 | 0 | 0 | 0 | 0 | 0 | 839.65 | 2567.9 | 8990.5636 | Los Banos 500/230kV TB | Los Banos 500/230kV TB | Los Banos 500/230kV TB |  | 1 | 1 | NO | 1 | 1 | 1 | NO | 1
PG&E GBA | Newark | 115 | 0 | 0 | 0 | 0 | 0 | 0 | 0 | 0 | 0 | 0 | 0 | 0 | 0 | 0 | 0 | 0 | 0 | 0 | 0 | 0 | 0 | 0 | 0 | 0 | 0 | 0 | 0 | 0 | 0 | 0 | 0 | 0 | 0 | 0 | 0 | 0 | 0 | 0 | 0 | 0 | 0 | 0 | 0 | 0 | 0 | 0 | 0 | 0 | 0 | 0 | 0 | 0 | 0 | 0 | 0 | 1 | 0 | 0 | 0 | 1 | 0 | 0 | 0 | 0 | 0 | 1 | 0 | 0 | 0 | 0 | 0 | 0 | 0 | 0 | 0 | 0 | 0 | 0 | 0 | 0 | 0 | 0 | 0 | 0 | 0 | 0 | 0 | 0 | 0 | 0 | 0 | 0 | 0 | 0 | 0 | 0 | 0 | 0 |  | 0 | 0 | 0 | 0 | 0 | 0 | 0 | 0 | 0 | 0 | 0 | 0 | 0 | 0 | 0 | 0 | 0 | 0 | 0 | 0 | 0 | 0 | 0 | 0 | 0 | 0 | 0 | 0 | 0 | 0 | 0 | 0 | 0 | 0 | 0 | 0 | 1626.31 | 1960.6438 | 2688.8852 | Tesla-Bellota 230 kV line | Tesla-Bellota 230 kV line | Tesla-Bellota 230 kV line |  | 0 | 0 | 0 | 0 | 0 | 0 | 1626.31 | 1960.6438 | 2688.8852 | Tesla-Bellota 230 kV line | Tesla-Bellota 230 kV line | Tesla-Bellota 230 kV line |  | 1 | 1 | NO | 1 | 1 | 1 | NO | 1
PG&E GBA | Newark | 230 | 0 | 0 | 0 | 0 | 0 | 0 | 0 | 0 | 0 | 0 | 0 | 0 | 0 | 0 | 0 | 0 | 0 | 0 | 0 | 0 | 0 | 0 | 0 | 0 | 0 | 0 | 0 | 0 | 0 | 0 | 0 | 0 | 0 | 0 | 0 | 0 | 0 | 0 | 0 | 0 | 0 | 0 | 0 | 0 | 0 | 0 | 0 | 0 | 0 | 0 | 0 | 0 | 0 | 0 | 0 | 1 | 0 | 0 | 1 | 1 | 0 | 0 | 0 | 0 | 0 | 1 | 0 | 0 | 0 | 0 | 0 | 0 | 0 | 0 | 0 | 0 | 0 | 0 | 0 | 0 | 0 | 0 | 0 | 0 | 0 | 0 | 0 | 0 | 0 | 0 | 0 | 0 | 0 | 0 | 0 | 0 | 0 | 0 |  | 0 | 0 | 0 | 0 | 0 | 0 | 0 | 0 | 0 | 0 | 0 | 0 | 0 | 0 | 0 | 0 | 0 | 0 | 0 | 0 | 0 | 0 | 0 | 0 | 0 | 0 | 0 | 0 | 0 | 0 | 0 | 0 | 0 | 0 | 0 | 0 | 1626.31 | 1960.6438 | 2688.8852 | Tesla-Bellota 230 kV line | Tesla-Bellota 230 kV line | Tesla-Bellota 230 kV line |  | 0 | 0 | 0 | 0 | 0 | 0 | 1626.31 | 1960.6438 | 2688.8852 | Tesla-Bellota 230 kV line | Tesla-Bellota 230 kV line | Tesla-Bellota 230 kV line |  | 1 | 1 | NO | 1 | 1 | 1 | NO | 1
PG&E GBA | Newark | 60 | 0 | 0 | 0 | 0 | 0 | 0 | 0 | 0 | 0 | 0 | 0 | 0 | 0 | 0 | 0 | 0 | 0 | 0 | 0 | 0 | 0 | 0 | 0 | 0 | 0 | 0 | 0 | 0 | 0 | 0 | 0 | 0 | 0 | 0 | 0 | 0 | 0 | 0 | 0 | 1 | 0 | 0 | 0 | 0 | 0 | 0 | 0 | 0 | 0 | 0 | 0 | 0 | 0 | 0 | 0 | 1 | 0 | 0 | 0 | 0 | 0 | 0 | 0 | 0 | 0 | 0 | 1 | 0 | 0 | 0 | 0 | 0 | 0 | 0 | 0 | 0 | 0 | 0 | 0 | 0 | 0 | 0 | 0 | 0 | 0 | 0 | 0 | 0 | 0 | 0 | 0 | 0 | 0 | 0 | 0 | 0 | 0 | 0 |  | 0 | 0 | 0 | 0 | 0 | 0 | 0 | 0 | 0 | 0 | 0 | 0 | 0 | 0 | 0 | 0 | 0 | 0 | 0 | 0 | 0 | 0 | 0 | 0 | 0 | 0 | 0 | 0 | 0 | 0 | 2 | 0 | 2 | 0 | 0 | 0 | -770.34 | -257.6012 | 381.1526 | Collinsville-Tesla 500 kV Line | Collinsville-Tesla 500 kV Line | Birds Landing-Contra Costa 230kV Line |  | 1 | 0 | 1 | 0 | 0 | 0 | -278.39 | -7.9962 | 381.1526 | Birds Landing-Contra Costa 230kV Line | Birds Landing-Contra Costa 230kV Line | Birds Landing-Contra Costa 230kV Line |  | 5 | 5 | NO | 5 | 1 | 1 | NO | 1
PG&E FRESNO | Newhall | 115 | 0 | 0 | 0 | 0 | 0 | 0 | 0 | 0 | 0 | 0 | 0 | 0 | 0 | 0 | 0 | 0 | 0 | 0 | 0 | 0 | 0 | 0 | 0 | 0 | 0 | 0 | 0 | 0 | 0 | 0 | 0 | 0 | 0 | 0 | 0 | 0 | 0 | 0 | 0 | 0 | 0 | 0 | 0 | 0 | 0 | 1 | 0 | 0 | 0 | 0 | 0 | 0 | 0 | 0 | 0 | 0 | 0 | 0 | 0 | 0 | 0 | 0 | 0 | 0 | 0 | 0 | 0 | 0 | 0 | 0 | 0 | 0 | 0 | 0 | 0 | 0 | 0 | 0 | 0 | 1 | 0 | 1 | 1 | 1 | 0 | 1 | 0 | 1 | 0 | 0 | 0 | 0 | 1 | 0 | 0 | 0 | 0 | 1 |  | 0 | 0 | 0 | 0 | 0 | 0 | 0 | 0 | 0 | 0 | 0 | 0 | 0 | 0 | 0 | 0 | 0 | 0 | 0 | 0 | 0 | 0 | 0 | 0 | 0 | 0 | 0 | 0 | 0 | 0 | 2 | 0 | 2 | 0 | 1 | 0 | -222.55 | -2136.112 | -826.4482 | Chowchilla-Le grand 115kV Line | Gates 500/230kV TB #11 | Gates 500/230kV TB #11 |  | 1 | 0 | 0 | 0 | 0 | 0 | -140.65 | 268.5 | 126.1276 | Bellota-Weber 230kV line | Bellota-Weber 230kV line | Oro Loma-El Nido 115kV Line |  | 5 | 5 | NO | 5 | 5 | 1 | YES | 2
PG&E KERN | Norco | 115 | 0 | 0 | 0 | 0 | 0 | 0 | 0 | 0 | 0 | 0 | 0 | 0 | 0 | 0 | 0 | 0 | 0 | 0 | 0 | 0 | 0 | 0 | 0 | 0 | 0 | 0 | 0 | 0 | 0 | 0 | 0 | 0 | 0 | 0 | 0 | 0 | 0 | 0 | 0 | 0 | 0 | 0 | 0 | 0 | 0 | 0 | 0 | 0 | 0 | 0 | 0 | 0 | 0 | 0 | 0 | 0 | 0 | 0 | 0 | 0 | 0 | 0 | 0 | 0 | 0 | 0 | 0 | 1 | 0 | 0 | 0 | 0 | 0 | 0 | 1 | 0 | 0 | 0 | 1 | 0 | 0 | 0 | 0 | 0 | 0 | 0 | 0 | 0 | 0 | 0 | 0 | 0 | 0 | 0 | 1 | 0 | 0 | 0 |  | 0 | 0 | 0 | 0 | 0 | 0 | 0 | 0 | 0 | 0 | 0 | 0 | 0 | 0 | 0 | 0 | 0 | 0 | 0 | 0 | 0 | 0 | 0 | 0 | 0 | 0 | 0 | 0 | 0 | 0 | 0 | 0 | 2 | 0 | 1 | 1 | 122.65 | -1862.092 | -2136.2316 | Cal Flat-Gates 230 kV line | Gates 500/230kV TB #12 | Mustang-Henrietta 230 kV line |  | 0 | 0 | 0 | 0 | 0 | 0 | 122.65 | 392.11 | 342.7684 | Cal Flat-Gates 230 kV line | Cal Flat-Gates 230 kV line | Mustang-Henrietta 230 kV line |  | 5 | 1 | YES | 2 | 5 | 1 | YES | 2
PG&E GBA | Nortech | 115 | 0 | 0 | 0 | 0 | 0 | 0 | 0 | 0 | 0 | 0 | 0 | 0 | 0 | 0 | 0 | 0 | 0 | 0 | 0 | 0 | 0 | 0 | 0 | 0 | 0 | 0 | 0 | 0 | 0 | 0 | 0 | 0 | 0 | 0 | 0 | 0 | 0 | 0 | 0 | 0 | 0 | 0 | 0 | 0 | 0 | 0 | 0 | 0 | 0 | 0 | 0 | 0 | 1 | 0 | 0 | 1 | 0 | 0 | 0 | 1 | 0 | 0 | 0 | 0 | 0 | 0 | 0 | 0 | 0 | 0 | 0 | 0 | 0 | 0 | 0 | 0 | 0 | 0 | 0 | 0 | 0 | 0 | 0 | 0 | 0 | 0 | 0 | 0 | 0 | 0 | 0 | 0 | 0 | 0 | 0 | 0 | 0 | 1 |  | 0 | 0 | 0 | 0 | 0 | 0 | 0 | 0 | 0 | 0 | 0 | 0 | 0 | 0 | 0 | 0 | 0 | 0 | 0 | 0 | 0 | 0 | 0 | 0 | 0 | 0 | 0 | 0 | 0 | 0 | 0 | 0 | 0 | 0 | 0 | 0 | 1626.31 | 1960.6438 | 2688.8852 | Tesla-Bellota 230 kV line | Tesla-Bellota 230 kV line | Tesla-Bellota 230 kV line |  | 0 | 0 | 0 | 0 | 0 | 0 | 1626.31 | 1960.6438 | 2688.8852 | Tesla-Bellota 230 kV line | Tesla-Bellota 230 kV line | Tesla-Bellota 230 kV line |  | 1 | 1 | NO | 1 | 1 | 1 | NO | 1
SDGE | North City Metering | 138 | 0 | 0 | 0 | 0 | 0 | 0 | 0 | 0 | 0 | 0 | 0 | 0 | 0 | 0 | 0 | 0 | 0 | 0 | 0 | 0 | 0 | 0 | 0 | 0 | 0 | 0 | 0 | 0 | 1 | 0 | 1 | 0 | 1 | 0 | 0 | 0 | 0 | 0 | 0 | 0 | 0 | 0 | 0 | 0 | 0 | 0 | 0 | 0 | 0 | 0 | 0 | 0 | 0 | 0 | 0 | 0 | 0 | 0 | 0 | 0 | 0 | 0 | 0 | 0 | 0 | 0 | 0 | 0 | 0 | 0 | 0 | 0 | 0 | 0 | 0 | 0 | 0 | 0 | 0 | 0 | 0 | 0 | 0 | 0 | 0 | 0 | 0 | 0 | 0 | 0 | 0 | 0 | 0 | 0 | 0 | 0 | 0 | 3 |  | 0 | 0 | 0 | 0 | 0 | 0 | 0 | 0 | 0 | 0 | 0 | 0 | 0 | 0 | 0 | 0 | 0 | 0 | 0 | 0 | 0 | 0 | 0 | 0 | 0 | 0 | 0 | 0 | 0 | 0 | 0 | 1 | 0 | 0 | 0 | 0 | -35.92 | 48.96 | 3490.5814 | San Luis Rey-San Onofre 230 kV line constraint | San Luis Rey-San Onofre 230 kV line constraint | San Luis Rey-San Onofre 230 kV line constraint |  | 0 | 1 | 0 | 0 | 0 | 0 | -35.92 | 48.96 | 3490.5814 | San Luis Rey-San Onofre 230 kV line constraint | San Luis Rey-San Onofre 230 kV line constraint | San Luis Rey-San Onofre 230 kV line constraint |  | 3 | 3 | NO | 3 | 1 | 1 | NO | 1
PG&E GBA | North Dublin | 230 | 0 | 0 | 0 | 0 | 0 | 0 | 0 | 0 | 0 | 0 | 0 | 0 | 0 | 0 | 0 | 0 | 0 | 0 | 0 | 0 | 0 | 0 | 0 | 0 | 0 | 0 | 0 | 0 | 0 | 0 | 0 | 0 | 0 | 0 | 0 | 0 | 0 | 0 | 0 | 1 | 0 | 0 | 0 | 0 | 0 | 0 | 0 | 0 | 0 | 0 | 0 | 0 | 0 | 0 | 0 | 1 | 0 | 0 | 0 | 1 | 0 | 0 | 0 | 0 | 0 | 0 | 1 | 0 | 0 | 0 | 0 | 0 | 0 | 0 | 0 | 0 | 0 | 0 | 0 | 0 | 0 | 0 | 0 | 0 | 0 | 0 | 0 | 0 | 0 | 0 | 0 | 0 | 0 | 0 | 0 | 0 | 0 | 0 |  | 0 | 0 | 0 | 0 | 0 | 0 | 0 | 0 | 0 | 0 | 0 | 0 | 0 | 0 | 0 | 0 | 0 | 0 | 0 | 0 | 0 | 0 | 0 | 0 | 0 | 0 | 0 | 0 | 0 | 0 | 2 | 0 | 2 | 0 | 0 | 0 | -770.34 | -257.6012 | 381.1526 | Collinsville-Tesla 500 kV Line | Collinsville-Tesla 500 kV Line | Birds Landing-Contra Costa 230kV Line |  | 1 | 0 | 1 | 0 | 0 | 0 | -278.39 | -7.9962 | 381.1526 | Birds Landing-Contra Costa 230kV Line | Birds Landing-Contra Costa 230kV Line | Birds Landing-Contra Costa 230kV Line |  | 5 | 5 | NO | 5 | 1 | 1 | NO | 1
SDGE | North Gila | 500 | 0 | 0 | 0 | 0 | 0 | 0 | 0 | 0 | 0 | 0 | 0 | 0 | 0 | 0 | 0 | 0 | 0 | 0 | 0 | 0 | 0 | 0 | 0 | 0 | 0 | 0 | 0 | 0 | 0 | 0 | 1 | 1 | 1 | 0 | 0 | 0 | 0 | 0 | 0 | 0 | 0 | 0 | 0 | 0 | 0 | 0 | 0 | 0 | 0 | 0 | 0 | 0 | 0 | 0 | 0 | 0 | 0 | 0 | 0 | 0 | 0 | 0 | 0 | 0 | 0 | 0 | 0 | 0 | 0 | 0 | 0 | 0 | 0 | 0 | 0 | 0 | 0 | 0 | 0 | 0 | 0 | 0 | 0 | 0 | 0 | 0 | 0 | 0 | 0 | 0 | 0 | 0 | 0 | 0 | 0 | 0 | 0 | 3 |  | 0 | 0 | 0 | 0 | 0 | 0 | 0 | 0 | 0 | 0 | 0 | 0 | 0 | 0 | 0 | 0 | 0 | 0 | 0 | 0 | 0 | 0 | 0 | 0 | 500 | 0 | 0 | 94.35 | 0 | 1 | 0 | 1 | 0 | 0 | 0 | 0 | -35.92 | 48.96 | 2618.355 | San Luis Rey-San Onofre 230 kV line constraint | San Luis Rey-San Onofre 230 kV line constraint | East of Miguel constraint |  | 0 | 1 | 0 | 0 | 0 | 0 | -35.92 | 48.96 | 2618.355 | San Luis Rey-San Onofre 230 kV line constraint | San Luis Rey-San Onofre 230 kV line constraint | East of Miguel constraint |  | 3 | 3 | NO | 3 | 1 | 1 | NO | 1
SCE Metro | North of SONGS | 230 | 0 | 0 | 0 | 0 | 0 | 0 | 0 | 0 | 0 | 1 | 0 | 0 | 0 | 0 | 0 | 0 | 0 | 0 | 0 | 0 | 0 | 0 | 0 | 0 | 0 | 0 | 0 | 0 | 0 | 0 | 0 | 0 | 0 | 0 | 0 | 0 | 0 | 0 | 0 | 0 | 0 | 0 | 0 | 0 | 0 | 0 | 0 | 0 | 0 | 0 | 0 | 0 | 0 | 0 | 0 | 0 | 0 | 0 | 0 | 0 | 0 | 0 | 0 | 0 | 0 | 0 | 0 | 0 | 0 | 0 | 0 | 0 | 0 | 0 | 0 | 0 | 0 | 0 | 0 | 0 | 0 | 0 | 0 | 0 | 0 | 0 | 0 | 0 | 0 | 0 | 0 | 0 | 0 | 0 | 0 | 0 | 0 | 0 |  | 0 | 0 | 0 | 0 | 0 | 0 | 0 | 0 | 0 | 0 | 0 | 0 | 0 | 0 | 0 | 0 | 0 | 0 | 0 | 0 | 0 | 0 | 0 | 0 | 0 | 0 | 0 | 0 | 0 | 0 | 0 | 0 | 0 | 0 | 0 | 0 | 3850.3788 | 8396.608 | 22073.9811 | SCE Metro Area Default Constraint | SCE Metro Area Default Constraint | SCE Metro Area Default Constraint |  | 0 | 0 | 0 | 0 | 0 | 0 | 3850.3788 | 8396.608 | 22073.9811 | SCE Metro Area Default Constraint | SCE Metro Area Default Constraint | SCE Metro Area Default Constraint |  | 1 | 1 | NO | 1 | 1 | 1 | NO | 1
SCE Metro | North of SONGS | 500 | 0 | 0 | 0 | 0 | 0 | 0 | 0 | 0 | 0 | 1 | 0 | 0 | 0 | 0 | 0 | 0 | 0 | 0 | 0 | 0 | 0 | 0 | 0 | 0 | 0 | 0 | 0 | 0 | 0 | 0 | 0 | 0 | 0 | 0 | 0 | 0 | 0 | 0 | 0 | 0 | 0 | 0 | 0 | 0 | 0 | 0 | 0 | 0 | 0 | 0 | 0 | 0 | 0 | 0 | 0 | 0 | 0 | 0 | 0 | 0 | 0 | 0 | 0 | 0 | 0 | 0 | 0 | 0 | 0 | 0 | 0 | 0 | 0 | 0 | 0 | 0 | 0 | 0 | 0 | 0 | 0 | 0 | 0 | 0 | 0 | 0 | 0 | 0 | 0 | 0 | 0 | 0 | 0 | 0 | 0 | 0 | 0 | 0 |  | 0 | 0 | 0 | 0 | 0 | 0 | 0 | 0 | 0 | 0 | 0 | 0 | 0 | 0 | 0 | 0 | 0 | 0 | 0 | 0 | 0 | 0 | 0 | 0 | 0 | 0 | 0 | 0 | 0 | 0 | 0 | 0 | 0 | 0 | 0 | 0 | 3850.3788 | 8396.608 | 22073.9811 | SCE Metro Area Default Constraint | SCE Metro Area Default Constraint | SCE Metro Area Default Constraint |  | 0 | 0 | 0 | 0 | 0 | 0 | 3850.3788 | 8396.608 | 22073.9811 | SCE Metro Area Default Constraint | SCE Metro Area Default Constraint | SCE Metro Area Default Constraint |  | 1 | 1 | NO | 1 | 1 | 1 | NO | 1
PG&E NGBA | Notre Dame | 115 | 0 | 0 | 0 | 0 | 0 | 0 | 0 | 0 | 0 | 0 | 0 | 0 | 0 | 0 | 0 | 0 | 0 | 0 | 0 | 0 | 0 | 0 | 0 | 0 | 0 | 0 | 0 | 0 | 0 | 0 | 0 | 0 | 0 | 0 | 0 | 0 | 0 | 0 | 0 | 1 | 0 | 0 | 0 | 0 | 0 | 0 | 0 | 0 | 0 | 0 | 0 | 0 | 0 | 0 | 0 | 0 | 0 | 0 | 0 | 0 | 0 | 0 | 0 | 0 | 0 | 0 | 0 | 0 | 0 | 0 | 0 | 0 | 0 | 0 | 0 | 0 | 0 | 0 | 0 | 0 | 0 | 0 | 0 | 0 | 0 | 0 | 0 | 0 | 0 | 0 | 0 | 0 | 0 | 0 | 0 | 0 | 0 | 0 |  | 0 | 0 | 0 | 0 | 0 | 0 | 0 | 0 | 0 | 0 | 0 | 0 | 0 | 0 | 0 | 0 | 0 | 0 | 0 | 0 | 0 | 0 | 0 | 0 | 0 | 0 | 0 | 0 | 0 | 0 | 1 | 0 | 1 | 0 | 0 | 0 | -770.34 | -257.6012 | 2295.5509 | Collinsville-Tesla 500 kV Line | Collinsville-Tesla 500 kV Line | Collinsville-Tesla 500 kV Line |  | 0 | 0 | 0 | 0 | 0 | 0 | 7874.66 | 8387.3988 | 2295.5509 | Collinsville-Tesla 500 kV Line | Collinsville-Tesla 500 kV Line | Collinsville-Tesla 500 kV Line |  | 5 | 1 | YES | 2 | 1 | 1 | NO | 1
PG&E GBA | Oakland C | 115 | 0 | 0 | 0 | 0 | 0 | 0 | 0 | 0 | 0 | 0 | 0 | 0 | 0 | 0 | 0 | 0 | 0 | 0 | 0 | 0 | 0 | 0 | 0 | 0 | 0 | 0 | 0 | 0 | 0 | 0 | 0 | 0 | 0 | 0 | 0 | 0 | 0 | 0 | 0 | 1 | 0 | 0 | 0 | 0 | 0 | 0 | 0 | 0 | 0 | 1 | 0 | 0 | 1 | 1 | 1 | 1 | 0 | 0 | 1 | 1 | 0 | 1 | 0 | 0 | 0 | 1 | 0 | 0 | 0 | 0 | 0 | 0 | 0 | 0 | 0 | 0 | 0 | 0 | 0 | 0 | 0 | 0 | 0 | 0 | 0 | 0 | 0 | 0 | 0 | 0 | 0 | 0 | 0 | 0 | 0 | 0 | 0 | 2 |  | 0 | 0 | 0 | 0 | 0 | 0 | 0 | 0 | 0 | 0 | 0 | 0 | 0 | 0 | 0 | 0 | 0 | 0 | 0 | 0 | 0 | 0 | 0 | 0 | 0 | 200 | 0 | 0 | 0 | 1 | 2 | 0 | 1 | 0 | 0 | 0 | -770.34 | -257.6012 | 1084 | Collinsville-Tesla 500 kV Line | Collinsville-Tesla 500 kV Line | Grant - Eastshore #2 line 115 kV |  | 0 | 0 | 0 | 0 | 0 | 0 | 539.61 | 810.0038 | 1084 | Contra Costa- Windmaster 230 kV line | Contra Costa- Windmaster 230 kV line | Grant - Eastshore #2 line 115 kV |  | 5 | 1 | YES | 2 | 1 | 1 | NO | 1
PG&E GBA | Oakland J | 115 | 0 | 0 | 0 | 0 | 0 | 0 | 0 | 0 | 0 | 0 | 0 | 0 | 0 | 0 | 0 | 0 | 0 | 0 | 0 | 0 | 0 | 0 | 0 | 0 | 0 | 0 | 0 | 0 | 0 | 0 | 0 | 0 | 0 | 0 | 0 | 0 | 0 | 0 | 0 | 1 | 0 | 0 | 0 | 0 | 0 | 0 | 0 | 0 | 0 | 0 | 0 | 0 | 1 | 0 | 0 | 1 | 0 | 0 | 0 | 0 | 0 | 0 | 0 | 0 | 0 | 0 | 0 | 0 | 0 | 0 | 0 | 0 | 0 | 0 | 0 | 0 | 0 | 0 | 0 | 0 | 0 | 0 | 0 | 0 | 0 | 0 | 0 | 0 | 0 | 0 | 0 | 0 | 0 | 0 | 0 | 0 | 0 | 1 |  | 0 | 0 | 0 | 0 | 0 | 0 | 0 | 0 | 0 | 0 | 0 | 0 | 0 | 0 | 0 | 0 | 0 | 0 | 0 | 0 | 0 | 0 | 0 | 0 | 0 | 0 | 0 | 0 | 0 | 0 | 1 | 0 | 1 | 0 | 0 | 0 | -770.34 | -257.6012 | 2295.5509 | Collinsville-Tesla 500 kV Line | Collinsville-Tesla 500 kV Line | Collinsville-Tesla 500 kV Line |  | 0 | 0 | 0 | 0 | 0 | 0 | 2442.8 | 2580.8 | 2295.5509 | Sobrante-Moraga 230 kV line | Sobrante-Moraga 230 kV line | Collinsville-Tesla 500 kV Line |  | 5 | 1 | YES | 2 | 1 | 1 | NO | 1
PG&E GBA | Oakland L | 115 | 0 | 0 | 0 | 0 | 0 | 0 | 0 | 0 | 0 | 0 | 0 | 0 | 0 | 0 | 0 | 0 | 0 | 0 | 0 | 0 | 0 | 0 | 0 | 0 | 0 | 0 | 0 | 0 | 0 | 0 | 0 | 0 | 0 | 0 | 0 | 0 | 0 | 0 | 0 | 1 | 0 | 0 | 0 | 0 | 0 | 0 | 0 | 0 | 0 | 0 | 0 | 0 | 1 | 0 | 0 | 1 | 0 | 0 | 0 | 0 | 0 | 0 | 0 | 0 | 0 | 0 | 0 | 0 | 0 | 0 | 0 | 0 | 0 | 0 | 0 | 0 | 0 | 0 | 0 | 0 | 0 | 0 | 0 | 0 | 0 | 0 | 0 | 0 | 0 | 0 | 0 | 0 | 0 | 0 | 0 | 0 | 0 | 1 |  | 0 | 0 | 0 | 0 | 0 | 0 | 0 | 0 | 0 | 0 | 0 | 0 | 0 | 0 | 0 | 0 | 0 | 0 | 0 | 0 | 0 | 0 | 0 | 0 | 0 | 0 | 0 | 0 | 0 | 0 | 1 | 0 | 1 | 0 | 0 | 0 | -770.34 | -257.6012 | 2295.5509 | Collinsville-Tesla 500 kV Line | Collinsville-Tesla 500 kV Line | Collinsville-Tesla 500 kV Line |  | 0 | 0 | 0 | 0 | 0 | 0 | 2442.8 | 2580.8 | 2295.5509 | Sobrante-Moraga 230 kV line | Sobrante-Moraga 230 kV line | Collinsville-Tesla 500 kV Line |  | 5 | 1 | YES | 2 | 1 | 1 | NO | 1
PG&E GBA | Oakland X | 115 | 0 | 0 | 0 | 0 | 0 | 0 | 0 | 0 | 0 | 0 | 0 | 0 | 0 | 0 | 0 | 0 | 0 | 0 | 0 | 0 | 0 | 0 | 0 | 0 | 0 | 0 | 0 | 0 | 0 | 0 | 0 | 0 | 0 | 0 | 0 | 0 | 0 | 0 | 0 | 1 | 0 | 0 | 0 | 0 | 0 | 0 | 0 | 0 | 0 | 0 | 0 | 0 | 1 | 0 | 0 | 1 | 0 | 0 | 0 | 0 | 0 | 0 | 0 | 0 | 0 | 0 | 0 | 0 | 0 | 0 | 0 | 0 | 0 | 0 | 0 | 0 | 0 | 0 | 0 | 0 | 0 | 0 | 0 | 0 | 0 | 0 | 0 | 0 | 0 | 0 | 0 | 0 | 0 | 0 | 0 | 0 | 0 | 1 |  | 0 | 0 | 0 | 0 | 0 | 0 | 0 | 0 | 0 | 0 | 0 | 0 | 0 | 0 | 0 | 0 | 0 | 0 | 0 | 0 | 0 | 0 | 0 | 0 | 0 | 100 | 0 | 0 | 0 | 1 | 1 | 0 | 1 | 0 | 0 | 0 | -770.34 | -257.6012 | 2295.5509 | Collinsville-Tesla 500 kV Line | Collinsville-Tesla 500 kV Line | Collinsville-Tesla 500 kV Line |  | 0 | 0 | 0 | 0 | 0 | 0 | 2442.8 | 2580.8 | 2295.5509 | Sobrante-Moraga 230 kV line | Sobrante-Moraga 230 kV line | Collinsville-Tesla 500 kV Line |  | 5 | 1 | YES | 2 | 1 | 1 | NO | 1
SDGE | Ocean Ranch | 69 | 0 | 0 | 0 | 0 | 0 | 0 | 0 | 0 | 0 | 0 | 0 | 0 | 0 | 0 | 0 | 0 | 0 | 0 | 0 | 0 | 0 | 0 | 0 | 0 | 0 | 1 | 0 | 0 | 0 | 0 | 0 | 0 | 1 | 1 | 0 | 0 | 0 | 1 | 0 | 0 | 0 | 0 | 0 | 0 | 0 | 0 | 0 | 0 | 0 | 0 | 0 | 0 | 0 | 0 | 0 | 0 | 0 | 0 | 0 | 0 | 0 | 0 | 0 | 0 | 0 | 0 | 0 | 0 | 0 | 0 | 0 | 0 | 0 | 0 | 0 | 0 | 0 | 0 | 0 | 0 | 0 | 0 | 0 | 0 | 0 | 0 | 0 | 0 | 0 | 0 | 0 | 0 | 0 | 0 | 0 | 0 | 0 | 1 |  | 0 | 0 | 0 | 0 | 0 | 0 | 0 | 0 | 0 | 0 | 0 | 0 | 0 | 0 | 0 | 0 | 0 | 0 | 0 | 0 | 0 | 0 | 0 | 0 | 0 | 0 | 0 | 0 | 0 | 0 | 0 | 1 | 0 | 0 | 0 | 0 | -35.92 | 48.96 | 284 | San Luis Rey-San Onofre 230 kV line constraint | San Luis Rey-San Onofre 230 kV line constraint | Ocean Ranch 69 kV constraint |  | 0 | 1 | 0 | 0 | 0 | 0 | -35.92 | 48.96 | 284 | San Luis Rey-San Onofre 230 kV line constraint | San Luis Rey-San Onofre 230 kV line constraint | Ocean Ranch 69 kV constraint |  | 3 | 3 | NO | 3 | 1 | 1 | NO | 1
PG&E KERN | Oceano | 115 | 0 | 0 | 0 | 0 | 0 | 0 | 0 | 0 | 0 | 0 | 0 | 0 | 0 | 0 | 0 | 0 | 0 | 0 | 0 | 0 | 0 | 0 | 0 | 0 | 0 | 0 | 0 | 0 | 0 | 0 | 0 | 0 | 0 | 0 | 0 | 0 | 0 | 0 | 0 | 0 | 0 | 0 | 0 | 0 | 0 | 0 | 0 | 0 | 0 | 0 | 0 | 0 | 0 | 0 | 0 | 0 | 0 | 0 | 0 | 0 | 0 | 0 | 0 | 0 | 0 | 0 | 0 | 1 | 1 | 0 | 0 | 0 | 0 | 0 | 0 | 0 | 0 | 0 | 0 | 1 | 0 | 0 | 0 | 0 | 0 | 1 | 0 | 0 | 0 | 0 | 0 | 0 | 0 | 0 | 0 | 1 | 0 | 1 |  | 0 | 0 | 0 | 0 | 0 | 0 | 0 | 0 | 0 | 0 | 0 | 0 | 0 | 0 | 0 | 0 | 0 | 0 | 0 | 0 | 0 | 0 | 0 | 0 | 0 | 0 | 0 | 0 | 0 | 0 | 0 | 0 | 1 | 0 | 1 | 0 | 122.65 | -2136.112 | -826.4482 | Cal Flat-Gates 230 kV line | Gates 500/230kV TB #11 | Gates 500/230kV TB #11 |  | 0 | 0 | 0 | 0 | 0 | 0 | 122.65 | 392.11 | 666.9203 | Cal Flat-Gates 230 kV line | Cal Flat-Gates 230 kV line | Cal Flat-Gates 230 kV line |  | 5 | 1 | YES | 2 | 5 | 1 | YES | 2
SDGE | Ocotillo Express | 500 | 0 | 0 | 0 | 0 | 0 | 0 | 0 | 0 | 0 | 0 | 0 | 0 | 0 | 0 | 0 | 0 | 0 | 0 | 0 | 0 | 0 | 0 | 0 | 0 | 0 | 0 | 0 | 0 | 0 | 0 | 1 | 1 | 1 | 0 | 0 | 1 | 0 | 0 | 0 | 0 | 0 | 0 | 0 | 0 | 0 | 0 | 0 | 0 | 0 | 0 | 0 | 0 | 0 | 0 | 0 | 0 | 0 | 0 | 0 | 0 | 0 | 0 | 0 | 0 | 0 | 0 | 0 | 0 | 0 | 0 | 0 | 0 | 0 | 0 | 0 | 0 | 0 | 0 | 0 | 0 | 0 | 0 | 0 | 0 | 0 | 0 | 0 | 0 | 0 | 0 | 0 | 0 | 0 | 0 | 0 | 0 | 0 | 4 |  | 0 | 0 | 0 | 0 | 0 | 0 | 0 | 0 | 0 | 0 | 0 | 0 | 0 | 0 | 0 | 0 | 0 | 0 | 0 | 0 | 0 | 0 | 0 | 0 | 0 | 0 | 0 | 0 | 0 | 0 | 0 | 1 | 0 | 0 | 0 | 0 | -35.92 | 48.96 | 2618.355 | San Luis Rey-San Onofre 230 kV line constraint | San Luis Rey-San Onofre 230 kV line constraint | East of Miguel constraint |  | 0 | 1 | 0 | 0 | 0 | 0 | -35.92 | 48.96 | 2618.355 | San Luis Rey-San Onofre 230 kV line constraint | San Luis Rey-San Onofre 230 kV line constraint | East of Miguel constraint |  | 3 | 3 | NO | 3 | 1 | 1 | NO | 1
PG&E KERN | Old River | 70 | 0 | 0 | 0 | 0 | 0 | 0 | 0 | 0 | 0 | 0 | 0 | 0 | 0 | 0 | 0 | 0 | 0 | 0 | 0 | 0 | 0 | 0 | 0 | 0 | 0 | 0 | 0 | 0 | 0 | 0 | 0 | 0 | 0 | 0 | 0 | 0 | 0 | 0 | 0 | 0 | 0 | 0 | 0 | 0 | 0 | 0 | 0 | 0 | 0 | 0 | 0 | 0 | 0 | 0 | 0 | 0 | 0 | 0 | 0 | 0 | 0 | 0 | 0 | 0 | 0 | 0 | 0 | 1 | 0 | 0 | 1 | 1 | 1 | 0 | 1 | 0 | 0 | 0 | 1 | 0 | 0 | 0 | 0 | 0 | 0 | 0 | 0 | 0 | 0 | 0 | 0 | 0 | 0 | 0 | 1 | 0 | 0 | 0 |  | 0 | 0 | 0 | 0 | 0 | 0 | 0 | 0 | 0 | 0 | 0 | 0 | 0 | 0 | 0 | 0 | 0 | 0 | 0 | 0 | 0 | 0 | 0 | 2.4 | 0 | 0 | 0 | 0 | 0 | 1 | 0 | 0 | 2 | 0 | 1 | 1 | 17.78 | -1862.092 | -2136.2316 | Midway-Taft 115 kV line | Gates 500/230kV TB #12 | Mustang-Henrietta 230 kV line |  | 0 | 0 | 0 | 0 | 0 | 0 | 17.78 | 17.78 | 56.104 | Midway-Taft 115 kV line | Midway-Taft 115 kV line | Maricopa-Copus 70 kV line |  | 5 | 1 | YES | 2 | 5 | 1 | YES | 2
SDGE | Old Town | 230 | 0 | 0 | 0 | 0 | 0 | 0 | 0 | 0 | 0 | 0 | 0 | 0 | 0 | 0 | 0 | 0 | 0 | 0 | 0 | 0 | 0 | 0 | 0 | 0 | 0 | 0 | 0 | 0 | 0 | 0 | 1 | 0 | 1 | 0 | 0 | 0 | 0 | 0 | 0 | 0 | 0 | 0 | 0 | 0 | 0 | 0 | 0 | 0 | 0 | 0 | 0 | 0 | 0 | 0 | 0 | 0 | 0 | 0 | 0 | 0 | 0 | 0 | 0 | 0 | 0 | 0 | 0 | 0 | 0 | 0 | 0 | 0 | 0 | 0 | 0 | 0 | 0 | 0 | 0 | 0 | 0 | 0 | 0 | 0 | 0 | 0 | 0 | 0 | 0 | 0 | 0 | 0 | 0 | 0 | 0 | 0 | 0 | 2 |  | 0 | 0 | 0 | 0 | 0 | 0 | 0 | 0 | 0 | 0 | 0 | 0 | 0 | 0 | 0 | 0 | 0 | 0 | 0 | 0 | 0 | 0 | 0 | 0 | 0 | 0 | 0 | 0 | 0 | 0 | 0 | 1 | 0 | 0 | 0 | 0 | -35.92 | 48.96 | 3490.5814 | San Luis Rey-San Onofre 230 kV line constraint | San Luis Rey-San Onofre 230 kV line constraint | San Luis Rey-San Onofre 230 kV line constraint |  | 0 | 1 | 0 | 0 | 0 | 0 | -35.92 | 48.96 | 3490.5814 | San Luis Rey-San Onofre 230 kV line constraint | San Luis Rey-San Onofre 230 kV line constraint | San Luis Rey-San Onofre 230 kV line constraint |  | 3 | 3 | NO | 3 | 1 | 1 | NO | 1
SCE Metro | Olinda | 230 | 0 | 0 | 0 | 0 | 0 | 0 | 0 | 0 | 0 | 1 | 0 | 0 | 0 | 0 | 0 | 0 | 0 | 0 | 0 | 0 | 0 | 0 | 0 | 0 | 0 | 0 | 0 | 0 | 0 | 0 | 0 | 0 | 0 | 0 | 0 | 0 | 0 | 0 | 0 | 0 | 0 | 0 | 0 | 0 | 0 | 0 | 0 | 0 | 0 | 0 | 0 | 0 | 0 | 0 | 0 | 0 | 0 | 0 | 0 | 0 | 0 | 0 | 0 | 0 | 0 | 0 | 0 | 0 | 0 | 0 | 0 | 0 | 0 | 0 | 0 | 0 | 0 | 0 | 0 | 0 | 0 | 0 | 0 | 0 | 0 | 0 | 0 | 0 | 0 | 0 | 0 | 0 | 0 | 0 | 0 | 0 | 0 | 0 |  | 0 | 0 | 0 | 0 | 0 | 0 | 0 | 0 | 0 | 0 | 0 | 0 | 0 | 0 | 0 | 0 | 0 | 0 | 0 | 0 | 0 | 0 | 0 | 0 | 0 | 0 | 0 | 0 | 0 | 0 | 0 | 0 | 0 | 0 | 0 | 0 | 3850.3788 | 8396.608 | 22073.9811 | SCE Metro Area Default Constraint | SCE Metro Area Default Constraint | SCE Metro Area Default Constraint |  | 0 | 0 | 0 | 0 | 0 | 0 | 3850.3788 | 8396.608 | 22073.9811 | SCE Metro Area Default Constraint | SCE Metro Area Default Constraint | SCE Metro Area Default Constraint |  | 1 | 1 | NO | 1 | 1 | 1 | NO | 1
PG&E FRESNO | Olive | 115 | 0 | 0 | 0 | 0 | 0 | 0 | 0 | 0 | 0 | 0 | 0 | 0 | 0 | 0 | 0 | 0 | 0 | 0 | 0 | 0 | 0 | 0 | 0 | 0 | 0 | 0 | 0 | 0 | 0 | 0 | 0 | 0 | 0 | 0 | 0 | 0 | 0 | 0 | 0 | 0 | 0 | 0 | 0 | 0 | 0 | 0 | 0 | 0 | 0 | 0 | 0 | 0 | 0 | 0 | 0 | 0 | 0 | 0 | 0 | 0 | 0 | 0 | 0 | 0 | 0 | 0 | 0 | 1 | 0 | 1 | 1 | 0 | 0 | 0 | 1 | 1 | 0 | 0 | 1 | 1 | 0 | 0 | 0 | 0 | 0 | 0 | 0 | 0 | 0 | 0 | 0 | 0 | 0 | 0 | 1 | 0 | 0 | 0 |  | 0 | 0 | 0 | 0 | 0 | 0 | 0 | 0 | 0 | 40 | 0 | 0 | 0 | 0 | 1 | 0 | 0 | 0 | 0 | 0 | 0 | 0 | 0 | 0 | 40 | 0 | 20 | 0 | 0 | 1 | 0 | 0 | 3 | 0 | 2 | 1 | 122.65 | -2136.112 | -2136.2316 | Cal Flat-Gates 230 kV line | Gates 500/230kV TB #11 | Mustang-Henrietta 230 kV line |  | 0 | 0 | 0 | 0 | 0 | 0 | 122.65 | 192.6 | 130.03 | Cal Flat-Gates 230 kV line | Smyrna-Atwell Jct 115kV Line | Smyrna-Atwell Jct 115kV Line |  | 5 | 1 | YES | 2 | 5 | 1 | YES | 2
PG&E NGBA | Olivehurst | 115 | 0 | 0 | 0 | 0 | 0 | 0 | 0 | 0 | 0 | 0 | 0 | 0 | 0 | 0 | 0 | 0 | 0 | 0 | 0 | 0 | 0 | 0 | 0 | 0 | 0 | 0 | 0 | 0 | 0 | 0 | 0 | 0 | 0 | 0 | 0 | 0 | 0 | 0 | 0 | 1 | 0 | 0 | 0 | 0 | 1 | 1 | 1 | 1 | 0 | 0 | 0 | 0 | 0 | 0 | 0 | 0 | 0 | 0 | 0 | 1 | 1 | 0 | 0 | 0 | 0 | 0 | 0 | 0 | 0 | 0 | 0 | 0 | 0 | 0 | 0 | 0 | 0 | 0 | 0 | 0 | 0 | 0 | 0 | 0 | 0 | 0 | 0 | 0 | 0 | 0 | 0 | 0 | 0 | 0 | 0 | 0 | 0 | 0 |  | 0 | 0 | 0 | 0 | 0 | 0 | 0 | 0 | 0 | 0 | 0 | 0 | 0 | 0 | 0 | 0 | 0 | 0 | 0 | 0 | 0 | 0 | 0 | 0 | 0 | 0 | 0 | 0 | 0 | 0 | 2 | 0 | 1 | 0 | 0 | 0 | -770.34 | -257.6012 | 85.9836 | Collinsville-Tesla 500 kV Line | Collinsville-Tesla 500 kV Line | Rocklin-Pleaseant grove 115kV line |  | 1 | 0 | 0 | 0 | 0 | 0 | -140.65 | 50 | 85.9836 | Bellota-Weber 230kV line | Rocklin-Pleaseant grove 115kV line | Rocklin-Pleaseant grove 115kV line |  | 5 | 5 | NO | 5 | 1 | 1 | NO | 1
PG&E NGBA | Oregon Trail | 60 | 0 | 0 | 0 | 0 | 0 | 0 | 0 | 0 | 0 | 0 | 0 | 0 | 0 | 0 | 0 | 0 | 0 | 0 | 0 | 0 | 0 | 0 | 0 | 0 | 0 | 0 | 0 | 0 | 0 | 0 | 0 | 0 | 0 | 0 | 0 | 0 | 0 | 0 | 0 | 1 | 0 | 0 | 0 | 0 | 0 | 0 | 0 | 0 | 0 | 0 | 0 | 0 | 0 | 0 | 0 | 0 | 0 | 0 | 0 | 0 | 0 | 0 | 0 | 0 | 0 | 0 | 0 | 0 | 0 | 0 | 0 | 0 | 0 | 0 | 0 | 0 | 0 | 0 | 0 | 0 | 0 | 0 | 0 | 0 | 0 | 0 | 0 | 0 | 0 | 0 | 0 | 0 | 0 | 0 | 0 | 0 | 0 | 0 |  | 0 | 0 | 0 | 0 | 0 | 0 | 0 | 0 | 0 | 0 | 0 | 0 | 0 | 0 | 0 | 0 | 0 | 0 | 0 | 0 | 0 | 0 | 0 | 0 | 0 | 0 | 0 | 0 | 0 | 0 | 1 | 0 | 1 | 0 | 0 | 0 | -770.34 | -257.6012 | 2295.5509 | Collinsville-Tesla 500 kV Line | Collinsville-Tesla 500 kV Line | Collinsville-Tesla 500 kV Line |  | 0 | 0 | 0 | 0 | 0 | 0 | 7874.66 | 8387.3988 | 2295.5509 | Collinsville-Tesla 500 kV Line | Collinsville-Tesla 500 kV Line | Collinsville-Tesla 500 kV Line |  | 5 | 1 | YES | 2 | 1 | 1 | NO | 1
SCE Northern | Ormond Beach | 230 | 0 | 0 | 1 | 0 | 1 | 0 | 0 | 0 | 0 | 0 | 0 | 0 | 0 | 0 | 0 | 0 | 0 | 0 | 0 | 0 | 0 | 0 | 0 | 0 | 1 | 0 | 0 | 0 | 0 | 0 | 0 | 0 | 0 | 0 | 0 | 0 | 0 | 0 | 0 | 0 | 0 | 0 | 0 | 0 | 0 | 0 | 0 | 0 | 0 | 0 | 0 | 0 | 0 | 0 | 0 | 0 | 0 | 0 | 0 | 0 | 0 | 0 | 0 | 0 | 0 | 0 | 0 | 0 | 0 | 0 | 0 | 0 | 0 | 0 | 0 | 0 | 0 | 0 | 0 | 0 | 0 | 0 | 0 | 0 | 0 | 0 | 0 | 0 | 0 | 0 | 0 | 0 | 0 | 0 | 0 | 0 | 0 | 0 |  | 0 | 0 | 0 | 0 | 0 | 0 | 0 | 0 | 0 | 0 | 0 | 0 | 0 | 0 | 0 | 0 | 0 | 0 | 0 | 0 | 0 | 0 | 0 | 0 | 0 | 0 | 0 | 0 | 0 | 0 | 1 | 0 | 1 | 0 | 0 | 0 | -3566.801 | -1411.508 | 344.027 | Lugo - Victorville area constraint | Lugo - Victorville area constraint | Lugo - Victorville area constraint |  | 0 | 0 | 0 | 0 | 0 | 0 | 448 | 554 | 2967 | Moorpark-Pardee Constraint | Moorpark-Pardee Constraint | Moorpark-Pardee Constraint |  | 5 | 1 | YES | 2 | 1 | 1 | NO | 1
PG&E FRESNO | Oro Loma | 115 | 0 | 0 | 0 | 0 | 0 | 0 | 0 | 0 | 0 | 0 | 0 | 0 | 0 | 0 | 0 | 0 | 0 | 0 | 0 | 0 | 0 | 0 | 0 | 0 | 0 | 0 | 0 | 0 | 0 | 0 | 0 | 0 | 0 | 0 | 0 | 0 | 0 | 0 | 0 | 0 | 0 | 0 | 0 | 0 | 0 | 0 | 0 | 0 | 0 | 0 | 0 | 0 | 0 | 0 | 0 | 0 | 0 | 0 | 0 | 0 | 0 | 0 | 0 | 0 | 0 | 0 | 0 | 0 | 0 | 0 | 0 | 0 | 0 | 0 | 0 | 0 | 0 | 0 | 0 | 1 | 0 | 1 | 0 | 0 | 0 | 1 | 0 | 1 | 0 | 0 | 0 | 0 | 1 | 0 | 0 | 0 | 0 | 1 |  | 0 | 0 | 0 | 0 | 0 | 0 | 0 | 0 | 0 | 0 | 0 | 0 | 0 | 0 | 0 | 0 | 0 | 0 | 0 | 0 | 0 | 0 | 0 | 0 | 100 | 0 | 0 | 0 | 0 | 1 | 0 | 0 | 1 | 0 | 1 | 0 | 485.45 | -2136.112 | -826.4482 | Oro Loma-El Nido 115kV Line | Gates 500/230kV TB #11 | Gates 500/230kV TB #11 |  | 0 | 0 | 0 | 0 | 0 | 0 | 485.45 | 373.45 | 126.1276 | Oro Loma-El Nido 115kV Line | Oro Loma-El Nido 115kV Line | Oro Loma-El Nido 115kV Line |  | 5 | 1 | YES | 2 | 5 | 1 | YES | 2
PG&E FRESNO | Oro Loma | 70 | 0 | 0 | 0 | 0 | 0 | 0 | 0 | 0 | 0 | 0 | 0 | 0 | 0 | 0 | 0 | 0 | 0 | 0 | 0 | 0 | 0 | 0 | 0 | 0 | 0 | 0 | 0 | 0 | 0 | 0 | 0 | 0 | 0 | 0 | 0 | 0 | 0 | 0 | 0 | 0 | 0 | 0 | 0 | 0 | 0 | 0 | 0 | 0 | 0 | 0 | 0 | 0 | 0 | 0 | 0 | 0 | 0 | 0 | 0 | 0 | 0 | 0 | 0 | 0 | 0 | 0 | 0 | 0 | 0 | 0 | 0 | 0 | 0 | 0 | 0 | 0 | 0 | 0 | 0 | 1 | 0 | 0 | 0 | 0 | 0 | 1 | 0 | 1 | 0 | 0 | 0 | 0 | 1 | 0 | 0 | 0 | 0 | 1 |  | 0 | 0 | 0 | 0 | 0 | 0 | 0 | 0 | 0 | 0 | 0 | 0 | 0 | 0 | 0 | 0 | 0 | 0 | 0 | 0 | 0 | 0 | 0 | 5 | 0 | 0 | 0 | 0 | 0 | 1 | 0 | 0 | 1 | 0 | 1 | 0 | 485.45 | -2136.112 | -826.4482 | Oro Loma-El Nido 115kV Line | Gates 500/230kV TB #11 | Gates 500/230kV TB #11 |  | 0 | 0 | 0 | 0 | 0 | 0 | 485.45 | 373.45 | 126.1276 | Oro Loma-El Nido 115kV Line | Oro Loma-El Nido 115kV Line | Oro Loma-El Nido 115kV Line |  | 5 | 1 | YES | 2 | 5 | 1 | YES | 2
PG&E FRESNO | Orosi | 70 | 0 | 0 | 0 | 0 | 0 | 0 | 0 | 0 | 0 | 0 | 0 | 0 | 0 | 0 | 0 | 0 | 0 | 0 | 0 | 0 | 0 | 0 | 0 | 0 | 0 | 0 | 0 | 0 | 0 | 0 | 0 | 0 | 0 | 0 | 0 | 0 | 0 | 0 | 0 | 0 | 0 | 0 | 0 | 0 | 0 | 0 | 0 | 0 | 0 | 0 | 0 | 0 | 0 | 0 | 0 | 0 | 0 | 0 | 0 | 0 | 0 | 0 | 0 | 0 | 0 | 0 | 0 | 0 | 1 | 0 | 0 | 0 | 0 | 0 | 0 | 0 | 0 | 0 | 0 | 1 | 0 | 1 | 0 | 1 | 0 | 1 | 0 | 0 | 0 | 0 | 0 | 0 | 0 | 0 | 0 | 0 | 0 | 1 |  | 0 | 0 | 0 | 0 | 0 | 0 | 0 | 0 | 0 | 0 | 0 | 0 | 0 | 0 | 0 | 0 | 0 | 0 | 0 | 0 | 0 | 0 | 0 | 0 | 0 | 0 | 0 | 0 | 0 | 0 | 1 | 0 | 2 | 0 | 1 | 0 | -222.55 | -2136.112 | -826.4482 | Chowchilla-Le grand 115kV Line | Gates 500/230kV TB #11 | Gates 500/230kV TB #11 |  | 0 | 0 | 0 | 0 | 0 | 0 | 839.65 | 1098.45 | 908.5476 | Los Banos 500/230kV TB | Chowchilla-Le grand 115kV Line | Chowchilla-Le grand 115kV Line |  | 5 | 1 | YES | 2 | 5 | 1 | YES | 2
SDGE | Otay | 69 | 0 | 0 | 0 | 0 | 0 | 0 | 0 | 0 | 0 | 0 | 0 | 0 | 0 | 0 | 0 | 0 | 0 | 0 | 0 | 0 | 0 | 0 | 0 | 0 | 0 | 0 | 0 | 0 | 0 | 1 | 1 | 0 | 1 | 0 | 0 | 1 | 1 | 0 | 0 | 0 | 0 | 0 | 0 | 0 | 0 | 0 | 0 | 0 | 0 | 0 | 0 | 0 | 0 | 0 | 0 | 0 | 0 | 0 | 0 | 0 | 0 | 0 | 0 | 0 | 0 | 0 | 0 | 0 | 0 | 0 | 0 | 0 | 0 | 0 | 0 | 0 | 0 | 0 | 0 | 0 | 0 | 0 | 0 | 0 | 0 | 0 | 0 | 0 | 0 | 0 | 0 | 0 | 0 | 0 | 0 | 0 | 0 | 4 |  | 0 | 0 | 0 | 0 | 0 | 0 | 0 | 0 | 0 | 0 | 0 | 6 | 0 | 0 | 1 | 0 | 0 | 0 | 0 | 0 | 0 | 0 | 0 | 0 | 0 | 0 | 55.7 | 0 | 0 | 1 | 0 | 1 | 0 | 0 | 0 | 0 | -35.92 | 48.96 | 301.7864 | San Luis Rey-San Onofre 230 kV line constraint | San Luis Rey-San Onofre 230 kV line constraint | Miguel 69 kV constraint |  | 0 | 1 | 0 | 0 | 0 | 0 | -35.92 | 48.96 | 301.7864 | San Luis Rey-San Onofre 230 kV line constraint | San Luis Rey-San Onofre 230 kV line constraint | Miguel 69 kV constraint |  | 3 | 3 | NO | 3 | 1 | 1 | NO | 1
SDGE | Otay Mesa | 230 | 0 | 0 | 0 | 0 | 0 | 0 | 0 | 0 | 0 | 0 | 0 | 0 | 0 | 0 | 0 | 0 | 0 | 0 | 0 | 0 | 0 | 0 | 0 | 0 | 0 | 0 | 0 | 0 | 1 | 0 | 1 | 0 | 1 | 0 | 1 | 1 | 1 | 0 | 0 | 0 | 0 | 0 | 0 | 0 | 0 | 0 | 0 | 0 | 0 | 0 | 0 | 0 | 0 | 0 | 0 | 0 | 0 | 0 | 0 | 0 | 0 | 0 | 0 | 0 | 0 | 0 | 0 | 0 | 0 | 0 | 0 | 0 | 0 | 0 | 0 | 0 | 0 | 0 | 0 | 0 | 0 | 0 | 0 | 0 | 0 | 0 | 0 | 0 | 0 | 0 | 0 | 0 | 0 | 0 | 0 | 0 | 0 | 5 |  | 0 | 0 | 0 | 0 | 0 | 0 | 0 | 0 | 0 | 0 | 0 | -65 | 0 | 0 | 1 | 0 | 0 | 0 | 0 | 0 | 0 | 0 | 0 | 0 | 0 | 0 | 0 | 0 | 0 | 0 | 0 | 1 | 0 | 0 | 0 | 0 | -35.92 | 48.96 | 1085.1064 | San Luis Rey-San Onofre 230 kV line constraint | San Luis Rey-San Onofre 230 kV line constraint | Silvergate-Old Town 230 kV constraint |  | 0 | 1 | 0 | 0 | 0 | 0 | -35.92 | 48.96 | 1085.1064 | San Luis Rey-San Onofre 230 kV line constraint | San Luis Rey-San Onofre 230 kV line constraint | Silvergate-Old Town 230 kV constraint |  | 3 | 3 | NO | 3 | 1 | 1 | NO | 1
PG&E FRESNO | Padre Flats SW STA | 230 | 0 | 0 | 0 | 0 | 0 | 0 | 0 | 0 | 0 | 0 | 0 | 0 | 0 | 0 | 0 | 0 | 0 | 0 | 0 | 0 | 0 | 0 | 0 | 0 | 0 | 0 | 0 | 0 | 0 | 0 | 0 | 0 | 0 | 0 | 0 | 0 | 0 | 0 | 0 | 0 | 0 | 0 | 0 | 0 | 0 | 0 | 0 | 0 | 0 | 0 | 0 | 0 | 0 | 0 | 0 | 0 | 0 | 0 | 0 | 0 | 0 | 0 | 0 | 0 | 0 | 0 | 0 | 0 | 0 | 0 | 0 | 0 | 0 | 0 | 0 | 0 | 0 | 0 | 0 | 1 | 0 | 0 | 0 | 0 | 0 | 1 | 0 | 0 | 0 | 0 | 0 | 0 | 0 | 0 | 0 | 0 | 0 | 1 |  | 0 | 0 | 0 | 0 | 0 | 0 | 0 | 0 | 0 | 0 | 0 | 0 | 0 | 0 | 0 | 20 | 0 | 0 | 0 | 0 | 0 | 0 | 0 | 0 | 400 | 0 | 0 | 0 | 0 | 1 | 0 | 0 | 1 | 0 | 1 | 0 | 839.65 | -2136.112 | -826.4482 | Los Banos 500/230kV TB | Gates 500/230kV TB #11 | Gates 500/230kV TB #11 |  | 0 | 0 | 0 | 0 | 0 | 0 | 839.65 | 2567.9 | 5516.5518 | Los Banos 500/230kV TB | Los Banos 500/230kV TB | Gates 500/230kV TB #11 |  | 5 | 1 | YES | 2 | 5 | 1 | YES | 2
EOP | Pahrump | 138 | 0 | 0 | 0 | 0 | 0 | 0 | 0 | 0 | 0 | 0 | 0 | 0 | 0 | 0 | 0 | 0 | 0 | 0 | 0 | 0 | 0 | 0 | 1 | 1 | 1 | 0 | 0 | 0 | 0 | 0 | 0 | 0 | 0 | 0 | 0 | 0 | 0 | 0 | 0 | 0 | 0 | 0 | 0 | 0 | 0 | 0 | 0 | 0 | 0 | 0 | 0 | 0 | 0 | 0 | 0 | 0 | 0 | 0 | 0 | 0 | 0 | 0 | 0 | 0 | 0 | 0 | 0 | 0 | 0 | 0 | 0 | 0 | 0 | 0 | 0 | 0 | 0 | 0 | 0 | 0 | 0 | 0 | 0 | 0 | 0 | 0 | 0 | 0 | 0 | 0 | 0 | 0 | 0 | 0 | 0 | 0 | 0 | 2 |  | 0 | 0 | 0 | 0 | 0 | 0 | 0 | 0 | 0 | 0 | 0 | 0 | 0 | 0 | 0 | 0 | 0 | 0 | 0 | 0 | 0 | 0 | 0 | 0 | 0 | 0 | 0 | 0 | 0 | 0 | 1 | 0 | 1 | 0 | 0 | 0 | -3566.801 | -1411.508 | 344.027 | Lugo - Victorville area constraint | Lugo - Victorville area constraint | Lugo - Victorville area constraint |  | 0 | 0 | 0 | 0 | 0 | 0 | 576.5 | 1808.75 | 3367.55 | Sloan Canyon - Eldorado 500 kV constraint | Sloan Canyon - Eldorado 500 kV constraint | GLW 230kV area constraint |  | 5 | 1 | YES | 2 | 1 | 1 | NO | 1
EOP | Pahrump | 230 | 0 | 0 | 0 | 0 | 0 | 0 | 0 | 0 | 0 | 0 | 0 | 0 | 0 | 0 | 0 | 0 | 0 | 0 | 0 | 0 | 0 | 0 | 1 | 1 | 1 | 0 | 0 | 0 | 0 | 0 | 0 | 0 | 0 | 0 | 0 | 0 | 0 | 0 | 0 | 0 | 0 | 0 | 0 | 0 | 0 | 0 | 0 | 0 | 0 | 0 | 0 | 0 | 0 | 0 | 0 | 0 | 0 | 0 | 0 | 0 | 0 | 0 | 0 | 0 | 0 | 0 | 0 | 0 | 0 | 0 | 0 | 0 | 0 | 0 | 0 | 0 | 0 | 0 | 0 | 0 | 0 | 0 | 0 | 0 | 0 | 0 | 0 | 0 | 0 | 0 | 0 | 0 | 0 | 0 | 0 | 0 | 0 | 2 |  | 0 | 0 | 0 | 0 | 0 | 0 | 0 | 0 | 0 | 0 | 0 | 0 | 0 | 0 | 0 | 0 | 0 | 0 | 0 | 0 | 0 | 0 | 0 | 0 | 0 | 0 | 0 | 0 | 0 | 0 | 1 | 0 | 1 | 0 | 0 | 0 | -3566.801 | -1411.508 | 344.027 | Lugo - Victorville area constraint | Lugo - Victorville area constraint | Lugo - Victorville area constraint |  | 0 | 0 | 0 | 0 | 0 | 0 | 576.5 | 1808.75 | 3367.55 | Sloan Canyon - Eldorado 500 kV constraint | Sloan Canyon - Eldorado 500 kV constraint | GLW 230kV area constraint |  | 5 | 1 | YES | 2 | 1 | 1 | NO | 1
SDGE | Pala | 69 | 0 | 0 | 0 | 0 | 0 | 0 | 0 | 0 | 0 | 0 | 0 | 0 | 0 | 0 | 0 | 0 | 0 | 0 | 0 | 0 | 0 | 0 | 0 | 0 | 0 | 1 | 0 | 0 | 1 | 0 | 1 | 0 | 1 | 1 | 0 | 0 | 0 | 1 | 0 | 0 | 0 | 0 | 0 | 0 | 0 | 0 | 0 | 0 | 0 | 0 | 0 | 0 | 0 | 0 | 0 | 0 | 0 | 0 | 0 | 0 | 0 | 0 | 0 | 0 | 0 | 0 | 0 | 0 | 0 | 0 | 0 | 0 | 0 | 0 | 0 | 0 | 0 | 0 | 0 | 0 | 0 | 0 | 0 | 0 | 0 | 0 | 0 | 0 | 0 | 0 | 0 | 0 | 0 | 0 | 0 | 0 | 0 | 3 |  | 0 | 0 | 0 | 0 | 0 | 0 | 0 | 0 | 0 | 0 | 0 | 10 | 0 | 0 | 1 | 0 | 0 | 0 | 0 | 0 | 0 | 0 | 0 | 0 | 0 | 0 | 10 | 0 | 0 | 1 | 0 | 1 | 0 | 0 | 0 | 0 | -35.92 | 48.96 | 284 | San Luis Rey-San Onofre 230 kV line constraint | San Luis Rey-San Onofre 230 kV line constraint | Ocean Ranch 69 kV constraint |  | 0 | 1 | 0 | 0 | 0 | 0 | -35.92 | 48.96 | 284 | San Luis Rey-San Onofre 230 kV line constraint | San Luis Rey-San Onofre 230 kV line constraint | Ocean Ranch 69 kV constraint |  | 3 | 3 | NO | 3 | 1 | 1 | NO | 1
PG&E NGBA | Palermo | 115 | 0 | 0 | 0 | 0 | 0 | 0 | 0 | 0 | 0 | 0 | 0 | 0 | 0 | 0 | 0 | 0 | 0 | 0 | 0 | 0 | 0 | 0 | 0 | 0 | 0 | 0 | 0 | 0 | 0 | 0 | 0 | 0 | 0 | 0 | 0 | 0 | 0 | 0 | 0 | 1 | 0 | 0 | 0 | 0 | 1 | 1 | 1 | 1 | 0 | 0 | 0 | 0 | 0 | 0 | 0 | 0 | 0 | 0 | 0 | 1 | 1 | 0 | 0 | 0 | 0 | 0 | 0 | 0 | 0 | 0 | 0 | 0 | 0 | 0 | 0 | 0 | 0 | 0 | 0 | 0 | 0 | 0 | 0 | 0 | 0 | 0 | 0 | 0 | 0 | 0 | 0 | 0 | 0 | 0 | 0 | 0 | 0 | 0 |  | 0 | 0 | 0 | 0 | 0 | 0 | 0 | 0 | 0 | 0 | 0 | 0 | 0 | 0 | 0 | 0 | 0 | 0 | 0 | 0 | 0 | 0 | 0 | 0 | 0 | 0 | 0 | 0 | 0 | 0 | 2 | 0 | 1 | 0 | 0 | 0 | -770.34 | -257.6012 | 85.9836 | Collinsville-Tesla 500 kV Line | Collinsville-Tesla 500 kV Line | Rocklin-Pleaseant grove 115kV line |  | 1 | 0 | 0 | 0 | 0 | 0 | -140.65 | 50 | 85.9836 | Bellota-Weber 230kV line | Rocklin-Pleaseant grove 115kV line | Rocklin-Pleaseant grove 115kV line |  | 5 | 5 | NO | 5 | 1 | 1 | NO | 1
PG&E NGBA | Palermo | 230 | 0 | 0 | 0 | 0 | 0 | 0 | 0 | 0 | 0 | 0 | 0 | 0 | 0 | 0 | 0 | 0 | 0 | 0 | 0 | 0 | 0 | 0 | 0 | 0 | 0 | 0 | 0 | 0 | 0 | 0 | 0 | 0 | 0 | 0 | 0 | 0 | 0 | 0 | 0 | 1 | 0 | 0 | 0 | 0 | 0 | 1 | 1 | 1 | 0 | 0 | 0 | 0 | 0 | 0 | 0 | 0 | 0 | 0 | 0 | 1 | 1 | 0 | 0 | 0 | 0 | 0 | 0 | 0 | 0 | 0 | 0 | 0 | 0 | 0 | 0 | 0 | 0 | 0 | 0 | 0 | 0 | 0 | 0 | 0 | 0 | 0 | 0 | 0 | 0 | 0 | 0 | 0 | 0 | 0 | 0 | 0 | 0 | 0 |  | 0 | 0 | 0 | 0 | 0 | 0 | 0 | 0 | 0 | 0 | 0 | 0 | 0 | 0 | 0 | 20 | 0 | 0 | 0 | 0 | 0 | 0 | 0 | 0 | 0 | 0 | 0 | 0 | 0 | 1 | 2 | 0 | 1 | 0 | 0 | 0 | -770.34 | -257.6012 | 156.9836 | Collinsville-Tesla 500 kV Line | Collinsville-Tesla 500 kV Line | Rio Oso-Lockeford 230kV line |  | 1 | 0 | 0 | 0 | 0 | 0 | -140.65 | 268.5 | 156.9836 | Bellota-Weber 230kV line | Bellota-Weber 230kV line | Rio Oso-Lockeford 230kV line |  | 5 | 5 | NO | 5 | 1 | 1 | NO | 1
SCE Eastern | Palo Verde | 500 | 0 | 0 | 0 | 0 | 0 | 0 | 0 | 0 | 0 | 0 | 0 | 0 | 0 | 0 | 0 | 0 | 0 | 1 | 0 | 0 | 0 | 1 | 0 | 0 | 1 | 0 | 0 | 0 | 0 | 0 | 0 | 0 | 0 | 0 | 0 | 0 | 0 | 0 | 0 | 0 | 0 | 0 | 0 | 0 | 0 | 0 | 0 | 0 | 0 | 0 | 0 | 0 | 0 | 0 | 0 | 0 | 0 | 0 | 0 | 0 | 0 | 0 | 0 | 0 | 0 | 0 | 0 | 0 | 0 | 0 | 0 | 0 | 0 | 0 | 0 | 0 | 0 | 0 | 0 | 0 | 0 | 0 | 0 | 0 | 0 | 0 | 0 | 0 | 0 | 0 | 0 | 0 | 0 | 0 | 0 | 0 | 0 | 2 |  | 0 | 0 | 0 | 0 | 1585 | 0 | 0 | 0 | 0 | 0 | 0 | 0 | 0 | 0 | 1 | 0 | 0 | 0 | 0 | 4121 | 0 | 0 | 0 | 0 | 0 | 0 | 0 | 0 | 0 | 1 | 1 | 4 | 1 | 2 | 0 | 1 | -3566.801 | -1411.508 | -314.404 | Lugo - Victorville area constraint | Lugo - Victorville area constraint | Devers-Red Bluff Constraint |  | 0 | 2 | 0 | 2 | 0 | 1 | -1231.146 | -737.708 | -314.404 | Devers-Red Bluff Constraint | Devers-Red Bluff Constraint | Devers-Red Bluff Constraint |  | 5 | 4 | YES | 4 | 4 | 4 | NO | 4
SDGE | Palomar Energy | 230 | 0 | 0 | 0 | 0 | 0 | 0 | 0 | 0 | 0 | 0 | 0 | 0 | 0 | 0 | 0 | 0 | 0 | 0 | 0 | 0 | 0 | 0 | 0 | 0 | 0 | 1 | 0 | 0 | 1 | 0 | 1 | 0 | 1 | 0 | 0 | 0 | 0 | 1 | 0 | 0 | 0 | 0 | 0 | 0 | 0 | 0 | 0 | 0 | 0 | 0 | 0 | 0 | 0 | 0 | 0 | 0 | 0 | 0 | 0 | 0 | 0 | 0 | 0 | 0 | 0 | 0 | 0 | 0 | 0 | 0 | 0 | 0 | 0 | 0 | 0 | 0 | 0 | 0 | 0 | 0 | 0 | 0 | 0 | 0 | 0 | 0 | 0 | 0 | 0 | 0 | 0 | 0 | 0 | 0 | 0 | 0 | 0 | 3 |  | 0 | 0 | 0 | 0 | 0 | 0 | 0 | 0 | 0 | 0 | 0 | 0 | 0 | 0 | 0 | 0 | 0 | 0 | 0 | 0 | 0 | 0 | 0 | 0 | 0 | 0 | 0 | 0 | 0 | 0 | 0 | 1 | 0 | 0 | 0 | 0 | -35.92 | 48.96 | 1265.36 | San Luis Rey-San Onofre 230 kV line constraint | San Luis Rey-San Onofre 230 kV line constraint | Talega 230 kV constraint |  | 0 | 1 | 0 | 0 | 0 | 0 | -35.92 | 48.96 | 1265.36 | San Luis Rey-San Onofre 230 kV line constraint | San Luis Rey-San Onofre 230 kV line constraint | Talega 230 kV constraint |  | 3 | 3 | NO | 3 | 1 | 1 | NO | 1
PG&E KERN | Panama | 70 | 0 | 0 | 0 | 0 | 0 | 0 | 0 | 0 | 0 | 0 | 0 | 0 | 0 | 0 | 0 | 0 | 0 | 0 | 0 | 0 | 0 | 0 | 0 | 0 | 0 | 0 | 0 | 0 | 0 | 0 | 0 | 0 | 0 | 0 | 0 | 0 | 0 | 0 | 0 | 0 | 0 | 0 | 0 | 0 | 0 | 0 | 0 | 0 | 0 | 0 | 0 | 0 | 0 | 0 | 0 | 0 | 0 | 0 | 0 | 0 | 0 | 0 | 0 | 0 | 0 | 0 | 0 | 1 | 1 | 0 | 0 | 0 | 0 | 0 | 0 | 0 | 0 | 0 | 0 | 1 | 0 | 0 | 0 | 0 | 0 | 0 | 0 | 0 | 0 | 0 | 0 | 0 | 0 | 0 | 0 | 0 | 0 | 0 |  | 0 | 0 | 0 | 0 | 0 | 0 | 0 | 0 | 0 | 0 | 0 | 0 | 0 | 0 | 0 | 0 | 0 | 0 | 0 | 0 | 0 | 0 | 0 | 0 | 0 | 0 | 0 | 0 | 0 | 0 | 0 | 0 | 1 | 0 | 1 | 0 | 122.65 | -2136.112 | -826.4482 | Cal Flat-Gates 230 kV line | Gates 500/230kV TB #11 | Gates 500/230kV TB #11 |  | 0 | 0 | 0 | 0 | 0 | 0 | 122.65 | 392.11 | 666.9203 | Cal Flat-Gates 230 kV line | Cal Flat-Gates 230 kV line | Cal Flat-Gates 230 kV line |  | 5 | 1 | YES | 2 | 5 | 1 | YES | 2
PG&E FRESNO | Panoche | 115 | 0 | 0 | 0 | 0 | 0 | 0 | 0 | 0 | 0 | 0 | 0 | 0 | 0 | 0 | 0 | 0 | 0 | 0 | 0 | 0 | 0 | 0 | 0 | 0 | 0 | 0 | 0 | 0 | 0 | 0 | 0 | 0 | 0 | 0 | 0 | 0 | 0 | 0 | 0 | 0 | 0 | 0 | 0 | 0 | 0 | 1 | 0 | 0 | 0 | 0 | 0 | 0 | 0 | 0 | 0 | 0 | 0 | 0 | 0 | 0 | 0 | 0 | 0 | 0 | 0 | 0 | 0 | 0 | 0 | 0 | 0 | 0 | 0 | 0 | 0 | 0 | 0 | 0 | 1 | 1 | 1 | 1 | 1 | 0 | 0 | 1 | 0 | 1 | 0 | 0 | 0 | 0 | 0 | 0 | 0 | 0 | 0 | 1 |  | 0 | 0 | 0 | 0 | 0 | 0 | 0 | 0 | 0 | 0 | 0 | 0 | 0 | 0 | 0 | 0 | 0 | 0 | 0 | 0 | 0 | 0 | 0 | 4.4 | 0 | 0 | 0 | 0 | 0 | 1 | 1 | 0 | 2 | 0 | 2 | 0 | -140.65 | -2136.112 | -1421.793 | Bellota-Weber 230kV line | Gates 500/230kV TB #11 | Gates 500/230kV TB #12 |  | 1 | 0 | 0 | 0 | 0 | 0 | -140.65 | 268.5 | 268.524 | Bellota-Weber 230kV line | Bellota-Weber 230kV line | Gates 230/70kV TB #5 |  | 5 | 5 | NO | 5 | 5 | 1 | YES | 2
PG&E FRESNO | Panoche | 230 | 0 | 0 | 0 | 0 | 0 | 0 | 0 | 0 | 0 | 0 | 0 | 0 | 0 | 0 | 0 | 0 | 0 | 0 | 0 | 0 | 0 | 0 | 0 | 0 | 0 | 0 | 0 | 0 | 0 | 0 | 0 | 0 | 0 | 0 | 0 | 0 | 0 | 0 | 0 | 0 | 0 | 0 | 0 | 0 | 0 | 0 | 0 | 0 | 0 | 0 | 0 | 0 | 0 | 0 | 0 | 0 | 0 | 0 | 0 | 0 | 0 | 0 | 0 | 0 | 0 | 0 | 0 | 0 | 0 | 0 | 0 | 0 | 0 | 0 | 0 | 0 | 0 | 0 | 1 | 1 | 0 | 1 | 0 | 0 | 0 | 1 | 0 | 0 | 0 | 0 | 0 | 0 | 0 | 0 | 0 | 0 | 0 | 1 |  | 0 | 0 | 0 | 0 | 0 | 0 | 0 | 0 | 0 | 0 | 0 | 0 | 0 | 0 | 0 | 0 | 0 | 0 | 0 | 0 | 0 | 0 | 0 | 0 | 0 | 0 | 0 | 0 | 0 | 0 | 0 | 0 | 2 | 0 | 2 | 0 | 578.02 | -2136.112 | -1421.793 | Gates 500/230kV TB #12 | Gates 500/230kV TB #11 | Gates 500/230kV TB #12 |  | 0 | 0 | 0 | 0 | 0 | 0 | 839.65 | 1620.55 | 2353.8866 | Los Banos 500/230kV TB | Tranquility-Helm 230kV Line | Tranquility-Helm 230kV Line |  | 5 | 1 | YES | 2 | 5 | 1 | YES | 2
SCE Northern | Pardee | 230 | 0 | 0 | 1 | 0 | 0 | 0 | 0 | 0 | 0 | 0 | 0 | 0 | 0 | 0 | 0 | 0 | 0 | 0 | 0 | 0 | 0 | 0 | 0 | 0 | 1 | 0 | 0 | 0 | 0 | 0 | 0 | 0 | 0 | 0 | 0 | 0 | 0 | 0 | 0 | 0 | 0 | 0 | 0 | 0 | 0 | 0 | 0 | 0 | 0 | 0 | 0 | 0 | 0 | 0 | 0 | 0 | 0 | 0 | 0 | 0 | 0 | 0 | 0 | 0 | 0 | 0 | 0 | 0 | 0 | 0 | 0 | 0 | 0 | 0 | 0 | 0 | 0 | 0 | 0 | 0 | 0 | 0 | 0 | 0 | 0 | 0 | 0 | 0 | 0 | 0 | 0 | 0 | 0 | 0 | 0 | 0 | 0 | 0 |  | 0 | 0 | 0 | 0 | 0 | 0 | 0 | 0 | 0 | 0 | 0 | 80 | 0 | 0 | 1 | 0 | 0 | 0 | 0 | 0 | 0 | 0 | 0 | 0 | 700 | 0 | 95 | 0 | 250 | 1 | 1 | 0 | 1 | 0 | 0 | 0 | -3566.801 | -1411.508 | 344.027 | Lugo - Victorville area constraint | Lugo - Victorville area constraint | Lugo - Victorville area constraint |  | 0 | 0 | 0 | 0 | 0 | 0 | 1869 | 1450 | 6423.79 | Pardee-Sylmar Constraint | Pardee-Sylmar Constraint | Pardee-Sylmar Constraint |  | 5 | 1 | YES | 2 | 1 | 1 | NO | 1
PG&E NGBA | Parkway | 230 | 0 | 0 | 0 | 0 | 0 | 0 | 0 | 0 | 0 | 0 | 0 | 0 | 0 | 0 | 0 | 0 | 0 | 0 | 0 | 0 | 0 | 0 | 0 | 0 | 0 | 0 | 0 | 0 | 0 | 0 | 0 | 0 | 0 | 0 | 0 | 0 | 0 | 0 | 0 | 1 | 0 | 0 | 0 | 0 | 0 | 0 | 0 | 0 | 0 | 0 | 0 | 0 | 0 | 0 | 0 | 1 | 0 | 0 | 0 | 0 | 0 | 0 | 0 | 0 | 0 | 0 | 1 | 0 | 0 | 0 | 0 | 0 | 0 | 0 | 0 | 0 | 0 | 0 | 0 | 0 | 0 | 0 | 0 | 0 | 0 | 0 | 0 | 0 | 0 | 0 | 0 | 0 | 0 | 0 | 0 | 0 | 0 | 0 |  | 0 | 0 | 0 | 0 | 0 | 0 | 0 | 0 | 0 | 0 | 0 | 0 | 0 | 0 | 0 | 0 | 0 | 0 | 0 | 0 | 0 | 0 | 0 | 0 | 0 | 0 | 0 | 0 | 0 | 0 | 2 | 0 | 2 | 0 | 0 | 0 | -770.34 | -257.6012 | 381.1526 | Collinsville-Tesla 500 kV Line | Collinsville-Tesla 500 kV Line | Birds Landing-Contra Costa 230kV Line |  | 1 | 0 | 1 | 0 | 0 | 0 | -278.39 | -7.9962 | 381.1526 | Birds Landing-Contra Costa 230kV Line | Birds Landing-Contra Costa 230kV Line | Birds Landing-Contra Costa 230kV Line |  | 5 | 5 | NO | 5 | 1 | 1 | NO | 1
SCE Northern | Pastoria | 230 | 0 | 0 | 1 | 0 | 0 | 0 | 1 | 0 | 0 | 0 | 0 | 0 | 0 | 0 | 0 | 0 | 0 | 0 | 0 | 0 | 0 | 0 | 0 | 0 | 1 | 0 | 0 | 0 | 0 | 0 | 0 | 0 | 0 | 0 | 0 | 0 | 0 | 0 | 0 | 0 | 0 | 0 | 0 | 0 | 0 | 0 | 0 | 0 | 0 | 0 | 0 | 0 | 0 | 0 | 0 | 0 | 0 | 0 | 0 | 0 | 0 | 0 | 0 | 0 | 0 | 0 | 0 | 0 | 0 | 0 | 0 | 0 | 0 | 0 | 0 | 0 | 0 | 0 | 0 | 0 | 0 | 0 | 0 | 0 | 0 | 0 | 0 | 0 | 0 | 0 | 0 | 0 | 0 | 0 | 0 | 0 | 0 | 0 |  | 0 | 0 | 0 | 0 | 0 | 0 | 0 | 0 | 0 | 0 | 0 | 0 | 0 | 0 | 0 | 0 | 0 | 0 | 0 | 0 | 0 | 0 | 0 | 0 | 0 | 105 | 80 | 0 | 0 | 1 | 1 | 0 | 1 | 0 | 0 | 0 | -3566.801 | -1411.508 | 344.027 | Lugo - Victorville area constraint | Lugo - Victorville area constraint | Lugo - Victorville area constraint |  | 0 | 0 | 0 | 0 | 0 | 0 | 258 | 29.5 | 2003.79 | South of Magunden Constraint | South of Magunden Constraint | South of Magunden Constraint |  | 5 | 1 | YES | 2 | 1 | 1 | NO | 1
SCE Metro | Pauda | 230 | 0 | 0 | 0 | 0 | 0 | 0 | 0 | 0 | 0 | 1 | 0 | 0 | 0 | 0 | 0 | 0 | 0 | 0 | 0 | 0 | 0 | 0 | 0 | 0 | 0 | 0 | 0 | 0 | 0 | 0 | 0 | 0 | 0 | 0 | 0 | 0 | 0 | 0 | 0 | 0 | 0 | 0 | 0 | 0 | 0 | 0 | 0 | 0 | 0 | 0 | 0 | 0 | 0 | 0 | 0 | 0 | 0 | 0 | 0 | 0 | 0 | 0 | 0 | 0 | 0 | 0 | 0 | 0 | 0 | 0 | 0 | 0 | 0 | 0 | 0 | 0 | 0 | 0 | 0 | 0 | 0 | 0 | 0 | 0 | 0 | 0 | 0 | 0 | 0 | 0 | 0 | 0 | 0 | 0 | 0 | 0 | 0 | 0 |  | 0 | 0 | 0 | 0 | 0 | 0 | 0 | 0 | 0 | 0 | 0 | 120 | 0 | 0 | 1 | 0 | 0 | 0 | 0 | 0 | 0 | 0 | 0 | 0 | 0 | 0 | 120 | 0 | 0 | 1 | 0 | 0 | 0 | 0 | 0 | 0 | 3850.3788 | 8396.608 | 22073.9811 | SCE Metro Area Default Constraint | SCE Metro Area Default Constraint | SCE Metro Area Default Constraint |  | 0 | 0 | 0 | 0 | 0 | 0 | 3850.3788 | 8396.608 | 22073.9811 | SCE Metro Area Default Constraint | SCE Metro Area Default Constraint | SCE Metro Area Default Constraint |  | 1 | 1 | NO | 1 | 1 | 1 | NO | 1
PG&E GBA | Paul Sweet | 115 | 0 | 0 | 0 | 0 | 0 | 0 | 0 | 0 | 0 | 0 | 0 | 0 | 0 | 0 | 0 | 0 | 0 | 0 | 0 | 0 | 0 | 0 | 0 | 0 | 0 | 0 | 0 | 0 | 0 | 0 | 0 | 0 | 0 | 0 | 0 | 0 | 0 | 0 | 0 | 0 | 0 | 0 | 0 | 0 | 0 | 0 | 0 | 0 | 0 | 0 | 0 | 0 | 0 | 0 | 0 | 0 | 0 | 0 | 0 | 0 | 0 | 0 | 0 | 0 | 1 | 0 | 0 | 0 | 0 | 0 | 0 | 0 | 0 | 0 | 0 | 0 | 0 | 0 | 0 | 0 | 0 | 0 | 0 | 0 | 0 | 0 | 0 | 0 | 0 | 0 | 0 | 0 | 0 | 0 | 0 | 0 | 0 | 0 |  | 0 | 0 | 0 | 0 | 0 | 0 | 0 | 0 | 0 | 0 | 0 | 0 | 0 | 0 | 0 | 0 | 0 | 0 | 0 | 0 | 0 | 0 | 0 | 0 | 0 | 0 | 0 | 13 | 0 | 1 | 0 | 0 | 0 | 0 | 0 | 0 | 155 | 161.5 | 72 | Morganhill-Metcalf 115kV Line | Morganhill-Metcalf 115kV Line | Morganhill-Metcalf 115kV Line |  | 0 | 0 | 0 | 0 | 0 | 0 | 155 | 161.5 | 72 | Morganhill-Metcalf 115kV Line | Morganhill-Metcalf 115kV Line | Morganhill-Metcalf 115kV Line |  | 1 | 1 | NO | 1 | 1 | 1 | NO | 1
PG&E NGBA | Peabody | 230 | 0 | 0 | 0 | 0 | 0 | 0 | 0 | 0 | 0 | 0 | 0 | 0 | 0 | 0 | 0 | 0 | 0 | 0 | 0 | 0 | 0 | 0 | 0 | 0 | 0 | 0 | 0 | 0 | 0 | 0 | 0 | 0 | 0 | 0 | 0 | 0 | 0 | 0 | 0 | 1 | 0 | 0 | 0 | 0 | 0 | 0 | 0 | 0 | 0 | 0 | 0 | 0 | 0 | 1 | 1 | 1 | 0 | 0 | 0 | 0 | 0 | 0 | 0 | 0 | 0 | 1 | 1 | 0 | 0 | 0 | 0 | 0 | 0 | 0 | 0 | 0 | 0 | 0 | 0 | 0 | 0 | 0 | 0 | 0 | 0 | 0 | 0 | 0 | 0 | 0 | 0 | 0 | 0 | 0 | 0 | 0 | 0 | 0 |  | 0 | 0 | 0 | 0 | 0 | 0 | 0 | 0 | 0 | 0 | 0 | 0 | 0 | 0 | 0 | 0 | 0 | 0 | 0 | 0 | 0 | 0 | 0 | 0 | 0 | 0 | 0 | 0 | 0 | 0 | 3 | 0 | 2 | 0 | 0 | 0 | -770.34 | -257.6012 | 381.1526 | Collinsville-Tesla 500 kV Line | Collinsville-Tesla 500 kV Line | Birds Landing-Contra Costa 230kV Line |  | 1 | 0 | 1 | 0 | 0 | 0 | -278.39 | -7.9962 | 381.1526 | Birds Landing-Contra Costa 230kV Line | Birds Landing-Contra Costa 230kV Line | Birds Landing-Contra Costa 230kV Line |  | 5 | 5 | NO | 5 | 1 | 1 | NO | 1
PG&E NGBA | Pease | 115 | 0 | 0 | 0 | 0 | 0 | 0 | 0 | 0 | 0 | 0 | 0 | 0 | 0 | 0 | 0 | 0 | 0 | 0 | 0 | 0 | 0 | 0 | 0 | 0 | 0 | 0 | 0 | 0 | 0 | 0 | 0 | 0 | 0 | 0 | 0 | 0 | 0 | 0 | 0 | 1 | 0 | 0 | 0 | 0 | 1 | 1 | 1 | 1 | 0 | 0 | 0 | 0 | 0 | 0 | 0 | 0 | 0 | 0 | 0 | 1 | 1 | 0 | 0 | 0 | 0 | 0 | 0 | 0 | 0 | 0 | 0 | 0 | 0 | 0 | 0 | 0 | 0 | 0 | 0 | 0 | 0 | 0 | 0 | 0 | 0 | 0 | 0 | 0 | 0 | 0 | 0 | 0 | 0 | 0 | 0 | 0 | 0 | 0 |  | 0 | 0 | 0 | 0 | 0 | 0 | 0 | 0 | 0 | 0 | 0 | 0 | 0 | 0 | 0 | 0 | 0 | 0 | 0 | 0 | 0 | 0 | 0 | 0 | 0 | 0 | 0 | 0 | 0 | 0 | 2 | 0 | 1 | 0 | 0 | 0 | -770.34 | -257.6012 | 85.9836 | Collinsville-Tesla 500 kV Line | Collinsville-Tesla 500 kV Line | Rocklin-Pleaseant grove 115kV line |  | 1 | 0 | 0 | 0 | 0 | 0 | -140.65 | 50 | 85.9836 | Bellota-Weber 230kV line | Rocklin-Pleaseant grove 115kV line | Rocklin-Pleaseant grove 115kV line |  | 5 | 5 | NO | 5 | 1 | 1 | NO | 1
PG&E NGBA | Pease | 60 | 0 | 0 | 0 | 0 | 0 | 0 | 0 | 0 | 0 | 0 | 0 | 0 | 0 | 0 | 0 | 0 | 0 | 0 | 0 | 0 | 0 | 0 | 0 | 0 | 0 | 0 | 0 | 0 | 0 | 0 | 0 | 0 | 0 | 0 | 0 | 0 | 0 | 0 | 0 | 1 | 0 | 0 | 0 | 0 | 1 | 1 | 1 | 1 | 0 | 0 | 0 | 0 | 0 | 0 | 0 | 0 | 0 | 0 | 0 | 1 | 1 | 0 | 0 | 0 | 0 | 0 | 0 | 0 | 0 | 0 | 0 | 0 | 0 | 0 | 0 | 0 | 0 | 0 | 0 | 0 | 0 | 0 | 0 | 0 | 0 | 0 | 0 | 0 | 0 | 0 | 0 | 0 | 0 | 0 | 0 | 0 | 0 | 0 |  | 0 | 0 | 0 | 0 | 0 | 0 | 0 | 0 | 0 | 0 | 0 | 0 | 0 | 0 | 0 | 0 | 0 | 0 | 0 | 0 | 0 | 0 | 0 | 0 | 0 | 0 | 0 | 0 | 0 | 0 | 2 | 0 | 1 | 0 | 0 | 0 | -770.34 | -257.6012 | 85.9836 | Collinsville-Tesla 500 kV Line | Collinsville-Tesla 500 kV Line | Rocklin-Pleaseant grove 115kV line |  | 1 | 0 | 0 | 0 | 0 | 0 | -140.65 | 50 | 85.9836 | Bellota-Weber 230kV line | Rocklin-Pleaseant grove 115kV line | Rocklin-Pleaseant grove 115kV line |  | 5 | 5 | NO | 5 | 1 | 1 | NO | 1
SDGE | Penasquitos | 138 | 0 | 0 | 0 | 0 | 0 | 0 | 0 | 0 | 0 | 0 | 0 | 0 | 0 | 0 | 0 | 0 | 0 | 0 | 0 | 0 | 0 | 0 | 0 | 0 | 0 | 0 | 0 | 0 | 0 | 0 | 1 | 0 | 1 | 0 | 0 | 0 | 0 | 0 | 0 | 0 | 0 | 0 | 0 | 0 | 0 | 0 | 0 | 0 | 0 | 0 | 0 | 0 | 0 | 0 | 0 | 0 | 0 | 0 | 0 | 0 | 0 | 0 | 0 | 0 | 0 | 0 | 0 | 0 | 0 | 0 | 0 | 0 | 0 | 0 | 0 | 0 | 0 | 0 | 0 | 0 | 0 | 0 | 0 | 0 | 0 | 0 | 0 | 0 | 0 | 0 | 0 | 0 | 0 | 0 | 0 | 0 | 0 | 2 |  | 0 | 0 | 0 | 0 | 0 | 0 | 0 | 0 | 0 | 0 | 0 | 0 | 0 | 0 | 0 | 0 | 0 | 0 | 0 | 0 | 0 | 0 | 0 | 0 | 0 | 0 | 0 | 0 | 0 | 0 | 0 | 1 | 0 | 0 | 0 | 0 | -35.92 | 48.96 | 3490.5814 | San Luis Rey-San Onofre 230 kV line constraint | San Luis Rey-San Onofre 230 kV line constraint | San Luis Rey-San Onofre 230 kV line constraint |  | 0 | 1 | 0 | 0 | 0 | 0 | -35.92 | 48.96 | 3490.5814 | San Luis Rey-San Onofre 230 kV line constraint | San Luis Rey-San Onofre 230 kV line constraint | San Luis Rey-San Onofre 230 kV line constraint |  | 3 | 3 | NO | 3 | 1 | 1 | NO | 1
SDGE | Penasquitos | 230 | 0 | 0 | 0 | 0 | 0 | 0 | 0 | 0 | 0 | 0 | 0 | 0 | 0 | 0 | 0 | 0 | 0 | 0 | 0 | 0 | 0 | 0 | 0 | 0 | 0 | 0 | 0 | 0 | 0 | 0 | 1 | 0 | 1 | 0 | 0 | 0 | 0 | 0 | 0 | 0 | 0 | 0 | 0 | 0 | 0 | 0 | 0 | 0 | 0 | 0 | 0 | 0 | 0 | 0 | 0 | 0 | 0 | 0 | 0 | 0 | 0 | 0 | 0 | 0 | 0 | 0 | 0 | 0 | 0 | 0 | 0 | 0 | 0 | 0 | 0 | 0 | 0 | 0 | 0 | 0 | 0 | 0 | 0 | 0 | 0 | 0 | 0 | 0 | 0 | 0 | 0 | 0 | 0 | 0 | 0 | 0 | 0 | 2 |  | 0 | 0 | 0 | 0 | 0 | 0 | 0 | 0 | 0 | 0 | 0 | 0 | 0 | 0 | 0 | 0 | 0 | 0 | 0 | 0 | 0 | 0 | 0 | 0 | 0 | 0 | 0 | 0 | 0 | 0 | 0 | 1 | 0 | 0 | 0 | 0 | -35.92 | 48.96 | 3490.5814 | San Luis Rey-San Onofre 230 kV line constraint | San Luis Rey-San Onofre 230 kV line constraint | San Luis Rey-San Onofre 230 kV line constraint |  | 0 | 1 | 0 | 0 | 0 | 0 | -35.92 | 48.96 | 3490.5814 | San Luis Rey-San Onofre 230 kV line constraint | San Luis Rey-San Onofre 230 kV line constraint | San Luis Rey-San Onofre 230 kV line constraint |  | 3 | 3 | NO | 3 | 1 | 1 | NO | 1
SDGE | Penasquitos | 69 | 0 | 0 | 0 | 0 | 0 | 0 | 0 | 0 | 0 | 0 | 0 | 0 | 0 | 0 | 0 | 0 | 0 | 0 | 0 | 0 | 0 | 0 | 0 | 0 | 0 | 0 | 0 | 0 | 0 | 0 | 1 | 0 | 1 | 0 | 0 | 0 | 0 | 0 | 0 | 0 | 0 | 0 | 0 | 0 | 0 | 0 | 0 | 0 | 0 | 0 | 0 | 0 | 0 | 0 | 0 | 0 | 0 | 0 | 0 | 0 | 0 | 0 | 0 | 0 | 0 | 0 | 0 | 0 | 0 | 0 | 0 | 0 | 0 | 0 | 0 | 0 | 0 | 0 | 0 | 0 | 0 | 0 | 0 | 0 | 0 | 0 | 0 | 0 | 0 | 0 | 0 | 0 | 0 | 0 | 0 | 0 | 0 | 2 |  | 0 | 0 | 0 | 0 | 0 | 0 | 0 | 0 | 0 | 0 | 0 | 0 | 0 | 0 | 0 | 0 | 0 | 0 | 0 | 0 | 0 | 0 | 0 | 0 | 0 | 0 | 0 | 0 | 0 | 0 | 0 | 1 | 0 | 0 | 0 | 0 | -35.92 | 48.96 | 3490.5814 | San Luis Rey-San Onofre 230 kV line constraint | San Luis Rey-San Onofre 230 kV line constraint | San Luis Rey-San Onofre 230 kV line constraint |  | 0 | 1 | 0 | 0 | 0 | 0 | -35.92 | 48.96 | 3490.5814 | San Luis Rey-San Onofre 230 kV line constraint | San Luis Rey-San Onofre 230 kV line constraint | San Luis Rey-San Onofre 230 kV line constraint |  | 3 | 3 | NO | 3 | 1 | 1 | NO | 1
SDGE | Pendleton | 69 | 0 | 0 | 0 | 0 | 0 | 0 | 0 | 0 | 0 | 0 | 0 | 0 | 0 | 0 | 0 | 0 | 0 | 0 | 0 | 0 | 0 | 0 | 0 | 0 | 0 | 1 | 0 | 0 | 0 | 0 | 0 | 0 | 1 | 1 | 0 | 0 | 0 | 1 | 0 | 0 | 0 | 0 | 0 | 0 | 0 | 0 | 0 | 0 | 0 | 0 | 0 | 0 | 0 | 0 | 0 | 0 | 0 | 0 | 0 | 0 | 0 | 0 | 0 | 0 | 0 | 0 | 0 | 0 | 0 | 0 | 0 | 0 | 0 | 0 | 0 | 0 | 0 | 0 | 0 | 0 | 0 | 0 | 0 | 0 | 0 | 0 | 0 | 0 | 0 | 0 | 0 | 0 | 0 | 0 | 0 | 0 | 0 | 1 |  | 0 | 0 | 0 | 0 | 0 | 0 | 0 | 0 | 0 | 0 | 0 | 0 | 0 | 0 | 0 | 0 | 0 | 0 | 0 | 0 | 0 | 0 | 0 | 0 | 0 | 0 | 0 | 50 | 0 | 1 | 0 | 1 | 0 | 0 | 0 | 0 | -35.92 | 48.96 | 284 | San Luis Rey-San Onofre 230 kV line constraint | San Luis Rey-San Onofre 230 kV line constraint | Ocean Ranch 69 kV constraint |  | 0 | 1 | 0 | 0 | 0 | 0 | -35.92 | 48.96 | 284 | San Luis Rey-San Onofre 230 kV line constraint | San Luis Rey-San Onofre 230 kV line constraint | Ocean Ranch 69 kV constraint |  | 3 | 3 | NO | 3 | 1 | 1 | NO | 1
PG&E NGBA | Penngrove | 115 | 0 | 0 | 0 | 0 | 0 | 0 | 0 | 0 | 0 | 0 | 0 | 0 | 0 | 0 | 0 | 0 | 0 | 0 | 0 | 0 | 0 | 0 | 0 | 0 | 0 | 0 | 0 | 0 | 0 | 0 | 0 | 0 | 0 | 0 | 0 | 0 | 0 | 0 | 0 | 1 | 0 | 0 | 0 | 0 | 0 | 0 | 0 | 0 | 0 | 0 | 0 | 0 | 1 | 0 | 0 | 0 | 0 | 0 | 0 | 0 | 0 | 0 | 0 | 0 | 0 | 0 | 1 | 0 | 0 | 0 | 0 | 0 | 0 | 0 | 0 | 0 | 0 | 0 | 0 | 0 | 0 | 0 | 0 | 0 | 0 | 0 | 0 | 0 | 0 | 0 | 0 | 0 | 0 | 0 | 0 | 0 | 0 | 1 |  | 0 | 0 | 0 | 0 | 0 | 0 | 0 | 0 | 0 | 0 | 0 | 0 | 0 | 0 | 0 | 0 | 0 | 0 | 0 | 0 | 0 | 0 | 0 | 0 | 0 | 0 | 0 | 0 | 0 | 0 | 2 | 0 | 2 | 0 | 0 | 0 | -770.34 | -257.6012 | 381.1526 | Collinsville-Tesla 500 kV Line | Collinsville-Tesla 500 kV Line | Birds Landing-Contra Costa 230kV Line |  | 1 | 0 | 1 | 0 | 0 | 0 | -278.39 | -7.9962 | 381.1526 | Birds Landing-Contra Costa 230kV Line | Birds Landing-Contra Costa 230kV Line | Birds Landing-Contra Costa 230kV Line |  | 5 | 5 | NO | 5 | 1 | 1 | NO | 1
PG&E GBA | Peoria | 115 | 0 | 0 | 0 | 0 | 0 | 0 | 0 | 0 | 0 | 0 | 0 | 0 | 0 | 0 | 0 | 0 | 0 | 0 | 0 | 0 | 0 | 0 | 0 | 0 | 0 | 0 | 0 | 0 | 0 | 0 | 0 | 0 | 0 | 0 | 0 | 0 | 0 | 0 | 0 | 0 | 0 | 0 | 0 | 0 | 0 | 1 | 0 | 0 | 0 | 0 | 0 | 0 | 0 | 0 | 0 | 1 | 0 | 1 | 0 | 1 | 0 | 0 | 0 | 0 | 0 | 1 | 0 | 0 | 0 | 0 | 0 | 0 | 0 | 0 | 0 | 0 | 0 | 0 | 0 | 0 | 0 | 0 | 0 | 0 | 0 | 0 | 0 | 0 | 0 | 0 | 0 | 0 | 0 | 0 | 0 | 0 | 0 | 0 |  | 0 | 0 | 0 | 0 | 0 | 0 | 0 | 0 | 0 | 0 | 0 | 10 | 0 | 0 | 1 | 0 | 0 | 0 | 0 | 0 | 0 | 0 | 0 | 0 | 0 | 0 | 10 | 0 | 0 | 1 | 2 | 0 | 0 | 0 | 0 | 0 | -140.65 | 5.59 | 543.909 | Bellota-Weber 230kV line | Kasson Jct-Heinz 115 kV line | Kasson Jct-Heinz 115 kV line |  | 2 | 0 | 0 | 0 | 0 | 0 | -140.65 | 5.59 | 543.909 | Bellota-Weber 230kV line | Kasson Jct-Heinz 115 kV line | Kasson Jct-Heinz 115 kV line |  | 5 | 5 | NO | 5 | 1 | 1 | NO | 1
PG&E GBA | Piercy | 115 | 0 | 0 | 0 | 0 | 0 | 0 | 0 | 0 | 0 | 0 | 0 | 0 | 0 | 0 | 0 | 0 | 0 | 0 | 0 | 0 | 0 | 0 | 0 | 0 | 0 | 0 | 0 | 0 | 0 | 0 | 0 | 0 | 0 | 0 | 0 | 0 | 0 | 0 | 0 | 0 | 0 | 0 | 0 | 0 | 0 | 0 | 0 | 0 | 0 | 0 | 0 | 0 | 0 | 0 | 0 | 1 | 0 | 0 | 0 | 1 | 0 | 0 | 0 | 0 | 0 | 0 | 0 | 0 | 0 | 0 | 0 | 0 | 0 | 0 | 0 | 0 | 0 | 0 | 0 | 0 | 0 | 0 | 0 | 0 | 0 | 0 | 0 | 0 | 0 | 0 | 0 | 0 | 0 | 0 | 0 | 0 | 0 | 0 |  | 0 | 0 | 0 | 0 | 0 | 0 | 0 | 0 | 0 | 0 | 0 | 0 | 0 | 0 | 0 | 0 | 0 | 0 | 0 | 0 | 0 | 0 | 0 | 0 | 0 | 0 | 0 | 0 | 0 | 0 | 0 | 0 | 0 | 0 | 0 | 0 | 1626.31 | 1960.6438 | 2688.8852 | Tesla-Bellota 230 kV line | Tesla-Bellota 230 kV line | Tesla-Bellota 230 kV line |  | 0 | 0 | 0 | 0 | 0 | 0 | 1626.31 | 1960.6438 | 2688.8852 | Tesla-Bellota 230 kV line | Tesla-Bellota 230 kV line | Tesla-Bellota 230 kV line |  | 1 | 1 | NO | 1 | 1 | 1 | NO | 1
PG&E FRESNO | Pine Flat | 230 | 0 | 0 | 0 | 0 | 0 | 0 | 0 | 0 | 0 | 0 | 0 | 0 | 0 | 0 | 0 | 0 | 0 | 0 | 0 | 0 | 0 | 0 | 0 | 0 | 0 | 0 | 0 | 0 | 0 | 0 | 0 | 0 | 0 | 0 | 0 | 0 | 0 | 0 | 0 | 0 | 0 | 0 | 0 | 0 | 0 | 1 | 0 | 0 | 0 | 0 | 0 | 0 | 0 | 0 | 0 | 0 | 0 | 0 | 0 | 0 | 0 | 0 | 0 | 0 | 0 | 0 | 0 | 0 | 0 | 0 | 0 | 0 | 0 | 0 | 0 | 0 | 0 | 0 | 1 | 1 | 0 | 1 | 0 | 0 | 0 | 1 | 0 | 0 | 0 | 1 | 0 | 0 | 0 | 0 | 0 | 0 | 0 | 1 |  | 0 | 0 | 0 | 0 | 0 | 0 | 0 | 0 | 0 | 0 | 0 | 0 | 0 | 0 | 0 | 0 | 0 | 0 | 0 | 0 | 0 | 0 | 0 | 0 | 0 | 0 | 0 | 0 | 0 | 0 | 2 | 0 | 3 | 0 | 2 | 0 | -544.45 | -2136.112 | -1421.793 | Borden-Storey #1 230kV line | Gates 500/230kV TB #11 | Gates 500/230kV TB #12 |  | 1 | 0 | 0 | 0 | 0 | 0 | -140.65 | 268.5 | 1633.3998 | Bellota-Weber 230kV line | Bellota-Weber 230kV line | Bellota-Weber 230kV line |  | 5 | 5 | NO | 5 | 5 | 1 | YES | 2
SCE NOL | Pisgah | 230 | 0 | 0 | 0 | 0 | 0 | 0 | 0 | 0 | 0 | 0 | 0 | 0 | 0 | 1 | 1 | 0 | 0 | 0 | 0 | 0 | 0 | 0 | 0 | 0 | 0 | 0 | 0 | 0 | 0 | 0 | 0 | 0 | 0 | 0 | 0 | 0 | 0 | 0 | 0 | 0 | 0 | 0 | 0 | 0 | 0 | 0 | 0 | 0 | 0 | 0 | 0 | 0 | 0 | 0 | 0 | 0 | 0 | 0 | 0 | 0 | 0 | 0 | 0 | 0 | 0 | 0 | 0 | 0 | 0 | 0 | 0 | 0 | 0 | 0 | 0 | 0 | 0 | 0 | 0 | 0 | 0 | 0 | 0 | 0 | 0 | 0 | 0 | 0 | 0 | 0 | 0 | 0 | 0 | 0 | 0 | 0 | 0 | 1 |  | 0 | 0 | 0 | 0 | 0 | 0 | 0 | 0 | 0 | 0 | 0 | 0 | 0 | 0 | 0 | 0 | 0 | 0 | 0 | 0 | 0 | 0 | 0 | 0 | 0 | 0 | 0 | 0 | 0 | 0 | 0 | 0 | 0 | 0 | 0 | 0 | 92 | 159.25 | 424.95 | Lugo Transformer Area Constraint | Lugo Transformer Area Constraint | Calcite to Lugo Area Constraint |  | 0 | 0 | 0 | 0 | 0 | 0 | 92 | 159.25 | 424.95 | Lugo Transformer Area Constraint | Lugo Transformer Area Constraint | Calcite to Lugo Area Constraint |  | 1 | 1 | NO | 1 | 1 | 1 | NO | 1
PG&E NGBA | Pit 1 | 230 | 0 | 0 | 0 | 0 | 0 | 0 | 0 | 0 | 0 | 0 | 0 | 0 | 0 | 0 | 0 | 0 | 0 | 0 | 0 | 0 | 0 | 0 | 0 | 0 | 0 | 0 | 0 | 0 | 0 | 0 | 0 | 0 | 0 | 0 | 0 | 0 | 0 | 0 | 0 | 1 | 0 | 0 | 0 | 1 | 0 | 0 | 0 | 0 | 0 | 0 | 0 | 0 | 0 | 0 | 0 | 0 | 0 | 0 | 0 | 0 | 0 | 0 | 0 | 0 | 0 | 0 | 0 | 0 | 0 | 0 | 0 | 0 | 0 | 0 | 0 | 0 | 0 | 0 | 0 | 0 | 0 | 0 | 0 | 0 | 0 | 0 | 0 | 0 | 0 | 0 | 0 | 0 | 0 | 0 | 0 | 0 | 0 |  |  | 0 | 0 | 0 | 0 | 0 | 0 | 0 | 0 | 0 | 0 | 0 | 0 | 0 | 0 | 0 | 0 | 0 | 0 | 0 | 0 | 0 | 0 | 0 | 0 | 0 | 0 | 0 | 0 | 0 | 0 | 1 | 0 | 1 | 0 | 0 | 0 | -770.34 | -257.6012 | 15 | Collinsville-Tesla 500 kV Line | Collinsville-Tesla 500 kV Line | Carberry-Round Mountain 230kV Line |  | 0 | 0 | 0 | 0 | 0 | 0 | 15 | 15 | 15 | Carberry-Round Mountain 230kV Line | Carberry-Round Mountain 230kV Line | Carberry-Round Mountain 230kV Line |  | 5 | 1 | YES | 2 | 1 | 1 | NO | 1
PG&E NGBA | Pit 1 | 60 | 0 | 0 | 0 | 0 | 0 | 0 | 0 | 0 | 0 | 0 | 0 | 0 | 0 | 0 | 0 | 0 | 0 | 0 | 0 | 0 | 0 | 0 | 0 | 0 | 0 | 0 | 0 | 0 | 0 | 0 | 0 | 0 | 0 | 0 | 0 | 0 | 0 | 0 | 0 | 1 | 0 | 0 | 0 | 1 | 0 | 0 | 0 | 0 | 0 | 0 | 0 | 0 | 0 | 0 | 0 | 0 | 0 | 0 | 0 | 0 | 0 | 0 | 0 | 0 | 0 | 0 | 0 | 0 | 0 | 0 | 0 | 0 | 0 | 0 | 0 | 0 | 0 | 0 | 0 | 0 | 0 | 0 | 0 | 0 | 0 | 0 | 0 | 0 | 0 | 0 | 0 | 0 | 0 | 0 | 0 | 0 | 0 |  |  | 0 | 0 | 0 | 0 | 0 | 0 | 0 | 0 | 0 | 0 | 0 | 0 | 0 | 0 | 0 | 0 | 0 | 0 | 0 | 0 | 0 | 0 | 0 | 0 | 0 | 0 | 0 | 0 | 0 | 0 | 1 | 0 | 1 | 0 | 0 | 0 | -770.34 | -257.6012 | 15 | Collinsville-Tesla 500 kV Line | Collinsville-Tesla 500 kV Line | Carberry-Round Mountain 230kV Line |  | 0 | 0 | 0 | 0 | 0 | 0 | 15 | 15 | 15 | Carberry-Round Mountain 230kV Line | Carberry-Round Mountain 230kV Line | Carberry-Round Mountain 230kV Line |  | 5 | 1 | YES | 2 | 1 | 1 | NO | 1
PG&E NGBA | Pit 3 | 230 | 0 | 0 | 0 | 0 | 0 | 0 | 0 | 0 | 0 | 0 | 0 | 0 | 0 | 0 | 0 | 0 | 0 | 0 | 0 | 0 | 0 | 0 | 0 | 0 | 0 | 0 | 0 | 0 | 0 | 0 | 0 | 0 | 0 | 0 | 0 | 0 | 0 | 0 | 0 | 1 | 0 | 0 | 0 | 1 | 0 | 0 | 0 | 0 | 0 | 0 | 0 | 0 | 0 | 0 | 0 | 0 | 0 | 0 | 0 | 0 | 0 | 0 | 0 | 0 | 0 | 0 | 0 | 0 | 0 | 0 | 0 | 0 | 0 | 0 | 0 | 0 | 0 | 0 | 0 | 0 | 0 | 0 | 0 | 0 | 0 | 0 | 0 | 0 | 0 | 0 | 0 | 0 | 0 | 0 | 0 | 0 | 0 |  |  | 0 | 0 | 0 | 0 | 0 | 0 | 0 | 0 | 0 | 0 | 0 | 0 | 0 | 0 | 0 | 0 | 0 | 0 | 0 | 0 | 0 | 0 | 0 | 0 | 0 | 0 | 0 | 0 | 0 | 0 | 1 | 0 | 1 | 0 | 0 | 0 | -770.34 | -257.6012 | 15 | Collinsville-Tesla 500 kV Line | Collinsville-Tesla 500 kV Line | Carberry-Round Mountain 230kV Line |  | 0 | 0 | 0 | 0 | 0 | 0 | 15 | 15 | 15 | Carberry-Round Mountain 230kV Line | Carberry-Round Mountain 230kV Line | Carberry-Round Mountain 230kV Line |  | 5 | 1 | YES | 2 | 1 | 1 | NO | 1
PG&E NGBA | Pit 4 | 230 | 0 | 0 | 0 | 0 | 0 | 0 | 0 | 0 | 0 | 0 | 0 | 0 | 0 | 0 | 0 | 0 | 0 | 0 | 0 | 0 | 0 | 0 | 0 | 0 | 0 | 0 | 0 | 0 | 0 | 0 | 0 | 0 | 0 | 0 | 0 | 0 | 0 | 0 | 0 | 1 | 0 | 0 | 0 | 0 | 0 | 0 | 0 | 0 | 0 | 0 | 0 | 0 | 0 | 0 | 0 | 0 | 0 | 0 | 0 | 0 | 0 | 0 | 0 | 0 | 0 | 0 | 0 | 0 | 0 | 0 | 0 | 0 | 0 | 0 | 0 | 0 | 0 | 0 | 0 | 0 | 0 | 0 | 0 | 0 | 0 | 0 | 0 | 0 | 0 | 0 | 0 | 0 | 0 | 0 | 0 | 0 | 0 |  |  | 0 | 0 | 0 | 0 | 0 | 0 | 0 | 0 | 0 | 0 | 0 | 0 | 0 | 0 | 0 | 0 | 0 | 0 | 0 | 0 | 0 | 0 | 0 | 0 | 0 | 0 | 0 | 0 | 0 | 0 | 1 | 0 | 1 | 0 | 0 | 0 | -770.34 | -257.6012 | 2295.5509 | Collinsville-Tesla 500 kV Line | Collinsville-Tesla 500 kV Line | Collinsville-Tesla 500 kV Line |  | 0 | 0 | 0 | 0 | 0 | 0 | 7874.66 | 8387.3988 | 2295.5509 | Collinsville-Tesla 500 kV Line | Collinsville-Tesla 500 kV Line | Collinsville-Tesla 500 kV Line |  | 5 | 1 | YES | 2 | 1 | 1 | NO | 1
PG&E GBA | Pittsburg | 115 | 0 | 0 | 0 | 0 | 0 | 0 | 0 | 0 | 0 | 0 | 0 | 0 | 0 | 0 | 0 | 0 | 0 | 0 | 0 | 0 | 0 | 0 | 0 | 0 | 0 | 0 | 0 | 0 | 0 | 0 | 0 | 0 | 0 | 0 | 0 | 0 | 0 | 0 | 0 | 1 | 0 | 0 | 0 | 0 | 0 | 0 | 0 | 0 | 0 | 1 | 0 | 0 | 1 | 1 | 0 | 1 | 0 | 0 | 1 | 1 | 0 | 0 | 0 | 0 | 0 | 1 | 0 | 0 | 0 | 0 | 0 | 0 | 0 | 0 | 0 | 0 | 0 | 0 | 0 | 0 | 0 | 0 | 0 | 0 | 0 | 0 | 0 | 0 | 0 | 0 | 0 | 0 | 0 | 0 | 0 | 0 | 0 |  |  | 0 | 0 | 0 | 0 | 0 | 0 | 0 | 0 | 0 | 0 | 0 | 0 | 0 | 0 | 0 | 0 | 0 | 0 | 0 | 0 | 0 | 0 | 0 | 0 | 0 | 0 | 0 | 0 | 0 | 0 | 2 | 0 | 1 | 0 | 0 | 0 | -770.34 | -257.6012 | 2295.5509 | Collinsville-Tesla 500 kV Line | Collinsville-Tesla 500 kV Line | Collinsville-Tesla 500 kV Line |  | 0 | 0 | 0 | 0 | 0 | 0 | 1290 | 1290 | 2295.5509 | Dumbarton-Newark 115 kV line | Dumbarton-Newark 115 kV line | Collinsville-Tesla 500 kV Line |  | 5 | 1 | YES | 2 | 1 | 1 | NO | 1
PG&E GBA | Pittsburg | 230 | 0 | 0 | 0 | 0 | 0 | 0 | 0 | 0 | 0 | 0 | 0 | 0 | 0 | 0 | 0 | 0 | 0 | 0 | 0 | 0 | 0 | 0 | 0 | 0 | 0 | 0 | 0 | 0 | 0 | 0 | 0 | 0 | 0 | 0 | 0 | 0 | 0 | 0 | 0 | 1 | 0 | 0 | 0 | 0 | 0 | 0 | 0 | 0 | 0 | 1 | 0 | 0 | 1 | 1 | 1 | 1 | 0 | 0 | 1 | 1 | 0 | 0 | 0 | 0 | 0 | 1 | 0 | 0 | 0 | 0 | 0 | 0 | 0 | 0 | 0 | 0 | 0 | 0 | 0 | 0 | 0 | 0 | 0 | 0 | 0 | 0 | 0 | 0 | 0 | 0 | 0 | 0 | 0 | 0 | 0 | 0 | 0 |  |  | 0 | 0 | 0 | 0 | 0 | 0 | 0 | 0 | 0 | 0 | 0 | 0 | 0 | 0 | 0 | 0 | 0 | 0 | 0 | 0 | 0 | 0 | 0 | 0 | 0 | 0 | 0 | 0 | 0 | 0 | 2 | 0 | 1 | 0 | 0 | 0 | -770.34 | -257.6012 | 2295.5509 | Collinsville-Tesla 500 kV Line | Collinsville-Tesla 500 kV Line | Collinsville-Tesla 500 kV Line |  | 0 | 0 | 0 | 0 | 0 | 0 | 539.61 | 810.0038 | 2295.5509 | Contra Costa- Windmaster 230 kV line | Contra Costa- Windmaster 230 kV line | Collinsville-Tesla 500 kV Line |  | 5 | 1 | YES | 2 | 1 | 1 | NO | 1
PG&E NGBA | Pleasant Grove | 115 | 0 | 0 | 0 | 0 | 0 | 0 | 0 | 0 | 0 | 0 | 0 | 0 | 0 | 0 | 0 | 0 | 0 | 0 | 0 | 0 | 0 | 0 | 0 | 0 | 0 | 0 | 0 | 0 | 0 | 0 | 0 | 0 | 0 | 0 | 0 | 0 | 0 | 0 | 0 | 1 | 0 | 0 | 1 | 0 | 1 | 1 | 1 | 1 | 0 | 0 | 0 | 0 | 0 | 0 | 0 | 0 | 0 | 0 | 0 | 1 | 1 | 0 | 0 | 0 | 0 | 0 | 0 | 0 | 0 | 0 | 0 | 0 | 0 | 0 | 0 | 0 | 0 | 0 | 0 | 0 | 0 | 0 | 0 | 0 | 0 | 0 | 0 | 0 | 0 | 0 | 0 | 0 | 0 | 0 | 0 | 0 | 0 |  |  | 0 | 0 | 0 | 0 | 0 | 0 | 0 | 0 | 0 | 0 | 0 | 0 | 0 | 0 | 0 | 0 | 0 | 0 | 0 | 0 | 0 | 0 | 0 | 0 | 0 | 0 | 0 | 0 | 0 | 0 | 2 | 0 | 1 | 0 | 0 | 0 | -770.34 | -257.6012 | 85.9836 | Collinsville-Tesla 500 kV Line | Collinsville-Tesla 500 kV Line | Rocklin-Pleaseant grove 115kV line |  | 1 | 0 | 0 | 0 | 0 | 0 | -140.65 | 50 | 85.9836 | Bellota-Weber 230kV line | Rocklin-Pleaseant grove 115kV line | Rocklin-Pleaseant grove 115kV line |  | 5 | 5 | NO | 5 | 1 | 1 | NO | 1
PG&E NGBA | POE | 230 | 0 | 0 | 0 | 0 | 0 | 0 | 0 | 0 | 0 | 0 | 0 | 0 | 0 | 0 | 0 | 0 | 0 | 0 | 0 | 0 | 0 | 0 | 0 | 0 | 0 | 0 | 0 | 0 | 0 | 0 | 0 | 0 | 0 | 0 | 0 | 0 | 0 | 0 | 0 | 1 | 1 | 0 | 1 | 0 | 1 | 1 | 1 | 1 | 0 | 0 | 0 | 0 | 0 | 0 | 0 | 0 | 0 | 0 | 0 | 1 | 1 | 0 | 0 | 0 | 0 | 0 | 0 | 0 | 0 | 0 | 0 | 0 | 0 | 0 | 0 | 0 | 0 | 0 | 0 | 0 | 0 | 0 | 0 | 0 | 0 | 0 | 0 | 0 | 0 | 0 | 0 | 0 | 0 | 0 | 0 | 0 | 0 |  |  | 0 | 0 | 0 | 0 | 0 | 0 | 0 | 0 | 0 | 0 | 0 | 0 | 0 | 0 | 0 | 0 | 0 | 0 | 0 | 0 | 0 | 0 | 0 | 0 | 0 | 0 | 0 | 0 | 0 | 0 | 2 | 0 | 1 | 0 | 0 | 0 | -770.34 | -257.6012 | 32.84 | Collinsville-Tesla 500 kV Line | Collinsville-Tesla 500 kV Line | Woodland- Davis 115kV line |  | 1 | 0 | 0 | 0 | 0 | 0 | -140.65 | 50 | 32.84 | Bellota-Weber 230kV line | Rocklin-Pleaseant grove 115kV line | Woodland- Davis 115kV line |  | 5 | 5 | NO | 5 | 1 | 1 | NO | 1
SDGE | Point Loma | 69 | 0 | 0 | 0 | 0 | 0 | 0 | 0 | 0 | 0 | 0 | 0 | 0 | 0 | 0 | 0 | 0 | 0 | 0 | 0 | 0 | 0 | 0 | 0 | 0 | 0 | 0 | 0 | 0 | 1 | 0 | 1 | 0 | 1 | 0 | 0 | 0 | 0 | 0 | 0 | 0 | 0 | 0 | 0 | 0 | 0 | 0 | 0 | 0 | 0 | 0 | 0 | 0 | 0 | 0 | 0 | 0 | 0 | 0 | 0 | 0 | 0 | 0 | 0 | 0 | 0 | 0 | 0 | 0 | 0 | 0 | 0 | 0 | 0 | 0 | 0 | 0 | 0 | 0 | 0 | 0 | 0 | 0 | 0 | 0 | 0 | 0 | 0 | 0 | 0 | 0 | 0 | 0 | 0 | 0 | 0 | 0 | 0 |  |  | 0 | 0 | 0 | 0 | 0 | 0 | 0 | 0 | 0 | 0 | 0 | 0 | 0 | 0 | 0 | 0 | 0 | 0 | 0 | 0 | 0 | 0 | 0 | 0 | 0 | 0 | 0 | 0 | 0 | 0 | 0 | 1 | 0 | 0 | 0 | 0 | -35.92 | 48.96 | 3490.5814 | San Luis Rey-San Onofre 230 kV line constraint | San Luis Rey-San Onofre 230 kV line constraint | San Luis Rey-San Onofre 230 kV line constraint |  | 0 | 1 | 0 | 0 | 0 | 0 | -35.92 | 48.96 | 3490.5814 | San Luis Rey-San Onofre 230 kV line constraint | San Luis Rey-San Onofre 230 kV line constraint | San Luis Rey-San Onofre 230 kV line constraint |  | 3 | 3 | NO | 3 | 1 | 1 | NO | 1
SDGE | Pomerado | 69 | 0 | 0 | 0 | 0 | 0 | 0 | 0 | 0 | 0 | 0 | 0 | 0 | 0 | 0 | 0 | 0 | 0 | 0 | 0 | 0 | 0 | 0 | 0 | 0 | 0 | 1 | 0 | 0 | 1 | 0 | 1 | 0 | 1 | 0 | 0 | 0 | 0 | 1 | 0 | 0 | 0 | 0 | 0 | 0 | 0 | 0 | 0 | 0 | 0 | 0 | 0 | 0 | 0 | 0 | 0 | 0 | 0 | 0 | 0 | 0 | 0 | 0 | 0 | 0 | 0 | 0 | 0 | 0 | 0 | 0 | 0 | 0 | 0 | 0 | 0 | 0 | 0 | 0 | 0 | 0 | 0 | 0 | 0 | 0 | 0 | 0 | 0 | 0 | 0 | 0 | 0 | 0 | 0 | 0 | 0 | 0 | 0 |  |  | 0 | 0 | 0 | 0 | 0 | 0 | 0 | 0 | 0 | 0 | 0 | 0 | 0 | 0 | 0 | 0 | 0 | 0 | 0 | 0 | 0 | 0 | 0 | 0 | 0 | 0 | 100 | 0 | 0 | 1 | 0 | 1 | 0 | 0 | 0 | 0 | -35.92 | 48.96 | 1265.36 | San Luis Rey-San Onofre 230 kV line constraint | San Luis Rey-San Onofre 230 kV line constraint | Talega 230 kV constraint |  | 0 | 1 | 0 | 0 | 0 | 0 | -35.92 | 48.96 | 1265.36 | San Luis Rey-San Onofre 230 kV line constraint | San Luis Rey-San Onofre 230 kV line constraint | Talega 230 kV constraint |  | 3 | 3 | NO | 3 | 1 | 1 | NO | 1
PG&E KERN | Poso Mountain | 115 | 0 | 0 | 0 | 0 | 0 | 0 | 0 | 0 | 0 | 0 | 0 | 0 | 0 | 0 | 0 | 0 | 0 | 0 | 0 | 0 | 0 | 0 | 0 | 0 | 0 | 0 | 0 | 0 | 0 | 0 | 0 | 0 | 0 | 0 | 0 | 0 | 0 | 0 | 0 | 0 | 0 | 0 | 0 | 0 | 0 | 0 | 0 | 0 | 0 | 0 | 0 | 0 | 0 | 0 | 0 | 0 | 0 | 0 | 0 | 0 | 0 | 0 | 0 | 0 | 0 | 0 | 0 | 0 | 1 | 0 | 1 | 0 | 0 | 0 | 1 | 0 | 0 | 0 | 1 | 0 | 0 | 0 | 0 | 0 | 0 | 0 | 0 | 0 | 0 | 0 | 0 | 0 | 0 | 0 | 1 | 0 | 0 |  |  | 0 | 0 | 0 | 0 | 0 | 0 | 0 | 0 | 0 | 0 | 0 | 0 | 0 | 0 | 0 | 0 | 0 | 0 | 0 | 0 | 0 | 0 | 0 | 0 | 100 | 100 | 0 | 0 | 0 | 1 | 0 | 0 | 2 | 0 | 1 | 1 | 578.02 | -1862.092 | -2136.2316 | Gates 500/230kV TB #12 | Gates 500/230kV TB #12 | Mustang-Henrietta 230 kV line |  | 0 | 0 | 0 | 0 | 0 | 0 | 1194.55 | 761.488 | 342.7684 | Gates-Arco 230 kV Line | Mustang-Henrietta 230 kV line | Mustang-Henrietta 230 kV line |  | 5 | 1 | YES | 2 | 5 | 1 | YES | 2
EOP | Primm | 230 | 0 | 0 | 0 | 0 | 0 | 0 | 0 | 0 | 0 | 0 | 0 | 0 | 0 | 0 | 0 | 0 | 0 | 0 | 0 | 0 | 0 | 0 | 0 | 1 | 1 | 0 | 0 | 0 | 0 | 0 | 0 | 0 | 0 | 0 | 0 | 0 | 0 | 0 | 0 | 0 | 0 | 0 | 0 | 0 | 0 | 0 | 0 | 0 | 0 | 0 | 0 | 0 | 0 | 0 | 0 | 0 | 0 | 0 | 0 | 0 | 0 | 0 | 0 | 0 | 0 | 0 | 0 | 0 | 0 | 0 | 0 | 0 | 0 | 0 | 0 | 0 | 0 | 0 | 0 | 0 | 0 | 0 | 0 | 0 | 0 | 0 | 0 | 0 | 0 | 0 | 0 | 0 | 0 | 0 | 0 | 0 | 0 |  |  | 0 | 0 | 0 | 0 | 0 | 0 | 0 | 0 | 0 | 0 | 0 | 0 | 0 | 0 | 0 | 0 | 0 | 0 | 0 | 0 | 0 | 0 | 0 | 0 | 0 | 0 | 200 | 0 | 0 | 1 | 1 | 0 | 1 | 0 | 0 | 0 | -3566.801 | -1411.508 | 344.027 | Lugo - Victorville area constraint | Lugo - Victorville area constraint | Lugo - Victorville area constraint |  | 0 | 0 | 0 | 0 | 0 | 0 | 576.5 | 1808.75 | 4302.626 | Sloan Canyon - Eldorado 500 kV constraint | Sloan Canyon - Eldorado 500 kV constraint | Sloan Canyon - Eldorado 500 kV constraint |  | 5 | 1 | YES | 2 | 1 | 1 | NO | 1
PG&E NGBA | Putah Creek | 115 | 0 | 0 | 0 | 0 | 0 | 0 | 0 | 0 | 0 | 0 | 0 | 0 | 0 | 0 | 0 | 0 | 0 | 0 | 0 | 0 | 0 | 0 | 0 | 0 | 0 | 0 | 0 | 0 | 0 | 0 | 0 | 0 | 0 | 0 | 0 | 0 | 0 | 0 | 0 | 1 | 0 | 0 | 0 | 0 | 0 | 0 | 0 | 0 | 0 | 0 | 0 | 0 | 0 | 1 | 1 | 1 | 0 | 0 | 0 | 0 | 0 | 0 | 0 | 0 | 0 | 0 | 1 | 0 | 0 | 0 | 0 | 0 | 0 | 0 | 0 | 0 | 0 | 0 | 0 | 0 | 0 | 0 | 0 | 0 | 0 | 0 | 0 | 0 | 0 | 0 | 0 | 0 | 0 | 0 | 0 | 0 | 0 |  |  | 0 | 0 | 0 | 0 | 0 | 0 | 0 | 0 | 0 | 0 | 0 | 0 | 0 | 0 | 0 | 0 | 0 | 0 | 0 | 0 | 0 | 0 | 0 | 0 | 0 | 0 | 0 | 0 | 0 | 0 | 3 | 0 | 2 | 0 | 0 | 0 | -770.34 | -257.6012 | 381.1526 | Collinsville-Tesla 500 kV Line | Collinsville-Tesla 500 kV Line | Birds Landing-Contra Costa 230kV Line |  | 1 | 0 | 1 | 0 | 0 | 0 | -278.39 | -7.9962 | 381.1526 | Birds Landing-Contra Costa 230kV Line | Birds Landing-Contra Costa 230kV Line | Birds Landing-Contra Costa 230kV Line |  | 5 | 5 | NO | 5 | 1 | 1 | NO | 1
SDGE | Q1806 | 138 | 0 | 0 | 0 | 0 | 0 | 0 | 0 | 0 | 0 | 0 | 0 | 0 | 0 | 0 | 0 | 0 | 0 | 0 | 0 | 0 | 0 | 0 | 0 | 0 | 0 | 0 | 0 | 0 | 0 | 0 | 0 | 0 | 0 | 0 | 0 | 0 | 0 | 1 | 1 | 0 | 0 | 0 | 0 | 0 | 0 | 0 | 0 | 0 | 0 | 0 | 0 | 0 | 0 | 0 | 0 | 0 | 0 | 0 | 0 | 0 | 0 | 0 | 0 | 0 | 0 | 0 | 0 | 0 | 0 | 0 | 0 | 0 | 0 | 0 | 0 | 0 | 0 | 0 | 0 | 0 | 0 | 0 | 0 | 0 | 0 | 0 | 0 | 0 | 0 | 0 | 0 | 0 | 0 | 0 | 0 | 0 | 0 |  |  | 0 | 0 | 0 | 0 | 0 | 0 | 0 | 0 | 0 | 0 | 0 | 0 | 0 | 0 | 0 | 0 | 0 | 0 | 0 | 0 | 0 | 0 | 0 | 0 | 0 | 0 | 0 | 0 | 0 | 0 | 0 | 0 | 0 | 0 | 0 | 0 | 501 | 501 | 501 | Trabuco-Capistrano 138 kV constraint | Trabuco-Capistrano 138 kV constraint | Trabuco-Capistrano 138 kV constraint |  | 0 | 0 | 0 | 0 | 0 | 0 | 501 | 501 | 501 | Trabuco-Capistrano 138 kV constraint | Trabuco-Capistrano 138 kV constraint | Trabuco-Capistrano 138 kV constraint |  | 1 | 1 | NO | 1 | 1 | 1 | NO | 1
PG&E FRESNO | Quinto | 230 | 0 | 0 | 0 | 0 | 0 | 0 | 0 | 0 | 0 | 0 | 0 | 0 | 0 | 0 | 0 | 0 | 0 | 0 | 0 | 0 | 0 | 0 | 0 | 0 | 0 | 0 | 0 | 0 | 0 | 0 | 0 | 0 | 0 | 0 | 0 | 0 | 0 | 0 | 0 | 0 | 0 | 0 | 0 | 0 | 0 | 0 | 0 | 0 | 0 | 0 | 0 | 0 | 0 | 0 | 0 | 0 | 0 | 0 | 0 | 0 | 0 | 0 | 0 | 0 | 0 | 0 | 0 | 0 | 0 | 0 | 0 | 0 | 0 | 0 | 0 | 0 | 0 | 0 | 0 | 1 | 0 | 0 | 0 | 0 | 0 | 1 | 0 | 0 | 0 | 0 | 0 | 0 | 0 | 0 | 0 | 0 | 0 |  |  | 0 | 0 | 0 | 0 | 0 | 0 | 0 | 0 | 0 | 0 | 0 | 0 | 0 | 0 | 0 | 20 | 0 | 0 | 0 | 0 | 0 | 0 | 0 | 0 | 0 | 0 | 0 | 0 | 0 | 1 | 0 | 0 | 1 | 0 | 1 | 0 | 839.65 | -2136.112 | -826.4482 | Los Banos 500/230kV TB | Gates 500/230kV TB #11 | Gates 500/230kV TB #11 |  | 0 | 0 | 0 | 0 | 0 | 0 | 839.65 | 2567.9 | 5516.5518 | Los Banos 500/230kV TB | Los Banos 500/230kV TB | Gates 500/230kV TB #11 |  | 5 | 1 | YES | 2 | 5 | 1 | YES | 2
PG&E GBA | Race Track | 115 | 0 | 0 | 0 | 0 | 0 | 0 | 0 | 0 | 0 | 0 | 0 | 0 | 0 | 0 | 0 | 0 | 0 | 0 | 0 | 0 | 0 | 0 | 0 | 0 | 0 | 0 | 0 | 0 | 0 | 0 | 0 | 0 | 0 | 0 | 0 | 0 | 0 | 0 | 0 | 0 | 0 | 0 | 0 | 0 | 0 | 1 | 0 | 0 | 0 | 0 | 0 | 0 | 0 | 0 | 0 | 1 | 0 | 1 | 0 | 1 | 0 | 0 | 0 | 0 | 0 | 1 | 0 | 0 | 0 | 0 | 0 | 0 | 0 | 0 | 0 | 0 | 0 | 0 | 0 | 0 | 0 | 0 | 0 | 0 | 0 | 0 | 0 | 0 | 0 | 0 | 0 | 0 | 0 | 0 | 0 | 0 | 0 |  |  | 0 | 0 | 0 | 0 | 0 | 0 | 0 | 0 | 0 | 0 | 0 | 0 | 0 | 0 | 0 | 0 | 0 | 0 | 0 | 0 | 0 | 0 | 0 | 0 | 0 | 0 | 0 | 0 | 0 | 0 | 2 | 0 | 0 | 0 | 0 | 0 | -140.65 | 5.59 | 543.909 | Bellota-Weber 230kV line | Kasson Jct-Heinz 115 kV line | Kasson Jct-Heinz 115 kV line |  | 2 | 0 | 0 | 0 | 0 | 0 | -140.65 | 5.59 | 543.909 | Bellota-Weber 230kV line | Kasson Jct-Heinz 115 kV line | Kasson Jct-Heinz 115 kV line |  | 5 | 5 | NO | 5 | 1 | 1 | NO | 1
SDGE | Rancho Mission Viejo | 138 | 0 | 0 | 0 | 0 | 0 | 0 | 0 | 0 | 0 | 0 | 0 | 0 | 0 | 0 | 0 | 0 | 0 | 0 | 0 | 0 | 0 | 0 | 0 | 0 | 0 | 1 | 0 | 0 | 0 | 0 | 0 | 0 | 0 | 0 | 0 | 0 | 0 | 1 | 1 | 0 | 0 | 0 | 0 | 0 | 0 | 0 | 0 | 0 | 0 | 0 | 0 | 0 | 0 | 0 | 0 | 0 | 0 | 0 | 0 | 0 | 0 | 0 | 0 | 0 | 0 | 0 | 0 | 0 | 0 | 0 | 0 | 0 | 0 | 0 | 0 | 0 | 0 | 0 | 0 | 0 | 0 | 0 | 0 | 0 | 0 | 0 | 0 | 0 | 0 | 0 | 0 | 0 | 0 | 0 | 0 | 0 | 0 |  |  | 0 | 0 | 0 | 0 | 0 | 0 | 0 | 0 | 0 | 0 | 0 | 0 | 0 | 0 | 0 | 0 | 0 | 0 | 0 | 0 | 0 | 0 | 0 | 0 | 0 | 0 | 0 | 0 | 0 | 0 | 0 | 0 | 0 | 0 | 0 | 0 | 501 | 501 | 501 | Trabuco-Capistrano 138 kV constraint | Trabuco-Capistrano 138 kV constraint | Trabuco-Capistrano 138 kV constraint |  | 0 | 0 | 0 | 0 | 0 | 0 | 501 | 501 | 501 | Trabuco-Capistrano 138 kV constraint | Trabuco-Capistrano 138 kV constraint | Trabuco-Capistrano 138 kV constraint |  | 1 | 1 | NO | 1 | 1 | 1 | NO | 1
PG&E GBA | Rancho Seco | 230 | 0 | 0 | 0 | 0 | 0 | 0 | 0 | 0 | 0 | 0 | 0 | 0 | 0 | 0 | 0 | 0 | 0 | 0 | 0 | 0 | 0 | 0 | 0 | 0 | 0 | 0 | 0 | 0 | 0 | 0 | 0 | 0 | 0 | 0 | 0 | 0 | 0 | 0 | 0 | 0 | 0 | 0 | 0 | 0 | 0 | 1 | 0 | 0 | 0 | 0 | 0 | 0 | 0 | 0 | 0 | 0 | 0 | 0 | 0 | 1 | 1 | 0 | 0 | 0 | 0 | 0 | 0 | 0 | 0 | 0 | 0 | 0 | 0 | 0 | 0 | 0 | 0 | 0 | 0 | 0 | 0 | 0 | 0 | 0 | 0 | 0 | 0 | 0 | 0 | 0 | 0 | 0 | 0 | 0 | 0 | 0 | 0 |  |  | 0 | 0 | 0 | 0 | 0 | 0 | 0 | 0 | 0 | 0 | 0 | 0 | 0 | 0 | 0 | 0 | 0 | 0 | 0 | 0 | 0 | 0 | 0 | 0 | 0 | 0 | 0 | 0 | 0 | 0 | 1 | 0 | 0 | 0 | 0 | 0 | -140.65 | 268.5 | 1633.3998 | Bellota-Weber 230kV line | Bellota-Weber 230kV line | Bellota-Weber 230kV line |  | 1 | 0 | 0 | 0 | 0 | 0 | -140.65 | 268.5 | 1633.3998 | Bellota-Weber 230kV line | Bellota-Weber 230kV line | Bellota-Weber 230kV line |  | 5 | 5 | NO | 5 | 1 | 1 | NO | 1
SCE Metro | Rancho Vista | 230 | 0 | 0 | 0 | 0 | 0 | 0 | 0 | 0 | 0 | 1 | 0 | 0 | 0 | 0 | 0 | 0 | 0 | 0 | 0 | 0 | 0 | 0 | 0 | 0 | 0 | 0 | 0 | 0 | 0 | 0 | 0 | 0 | 0 | 0 | 0 | 0 | 0 | 0 | 0 | 0 | 0 | 0 | 0 | 0 | 0 | 0 | 0 | 0 | 0 | 0 | 0 | 0 | 0 | 0 | 0 | 0 | 0 | 0 | 0 | 0 | 0 | 0 | 0 | 0 | 0 | 0 | 0 | 0 | 0 | 0 | 0 | 0 | 0 | 0 | 0 | 0 | 0 | 0 | 0 | 0 | 0 | 0 | 0 | 0 | 0 | 0 | 0 | 0 | 0 | 0 | 0 | 0 | 0 | 0 | 0 | 0 | 0 |  |  | 0 | 0 | 0 | 0 | 0 | 0 | 0 | 0 | 0 | 0 | 0 | 0 | 0 | 0 | 0 | 0 | 0 | 0 | 0 | 0 | 0 | 0 | 0 | 0 | 0 | 0 | 0 | 0 | 0 | 0 | 0 | 0 | 0 | 0 | 0 | 0 | 3850.3788 | 8396.608 | 22073.9811 | SCE Metro Area Default Constraint | SCE Metro Area Default Constraint | SCE Metro Area Default Constraint |  | 0 | 0 | 0 | 0 | 0 | 0 | 3850.3788 | 8396.608 | 22073.9811 | SCE Metro Area Default Constraint | SCE Metro Area Default Constraint | SCE Metro Area Default Constraint |  | 1 | 1 | NO | 1 | 1 | 1 | NO | 1
SCE Metro | Rancho Vista | 500 | 0 | 0 | 0 | 0 | 0 | 0 | 0 | 0 | 0 | 1 | 0 | 0 | 0 | 0 | 0 | 0 | 0 | 0 | 0 | 0 | 0 | 0 | 0 | 0 | 0 | 0 | 0 | 0 | 0 | 0 | 0 | 0 | 0 | 0 | 0 | 0 | 0 | 0 | 0 | 0 | 0 | 0 | 0 | 0 | 0 | 0 | 0 | 0 | 0 | 0 | 0 | 0 | 0 | 0 | 0 | 0 | 0 | 0 | 0 | 0 | 0 | 0 | 0 | 0 | 0 | 0 | 0 | 0 | 0 | 0 | 0 | 0 | 0 | 0 | 0 | 0 | 0 | 0 | 0 | 0 | 0 | 0 | 0 | 0 | 0 | 0 | 0 | 0 | 0 | 0 | 0 | 0 | 0 | 0 | 0 | 0 | 0 |  |  | 0 | 0 | 0 | 0 | 0 | 0 | 0 | 0 | 0 | 0 | 0 | 0 | 0 | 0 | 0 | 0 | 0 | 0 | 0 | 0 | 0 | 0 | 0 | 0 | 0 | 0 | 0 | 0 | 0 | 0 | 0 | 0 | 0 | 0 | 0 | 0 | 3850.3788 | 8396.608 | 22073.9811 | SCE Metro Area Default Constraint | SCE Metro Area Default Constraint | SCE Metro Area Default Constraint |  | 0 | 0 | 0 | 0 | 0 | 0 | 3850.3788 | 8396.608 | 22073.9811 | SCE Metro Area Default Constraint | SCE Metro Area Default Constraint | SCE Metro Area Default Constraint |  | 1 | 1 | NO | 1 | 1 | 1 | NO | 1
SCE NOL | Ransburg | 115 | 0 | 0 | 0 | 0 | 0 | 0 | 0 | 0 | 0 | 0 | 0 | 1 | 1 | 1 | 0 | 0 | 0 | 0 | 0 | 0 | 0 | 0 | 0 | 0 | 0 | 0 | 0 | 0 | 0 | 0 | 0 | 0 | 0 | 0 | 0 | 0 | 0 | 0 | 0 | 0 | 0 | 0 | 0 | 0 | 0 | 0 | 0 | 0 | 0 | 0 | 0 | 0 | 0 | 0 | 0 | 0 | 0 | 0 | 0 | 0 | 0 | 0 | 0 | 0 | 0 | 0 | 0 | 0 | 0 | 0 | 0 | 0 | 0 | 0 | 0 | 0 | 0 | 0 | 0 | 0 | 0 | 0 | 0 | 0 | 0 | 0 | 0 | 0 | 0 | 0 | 0 | 0 | 0 | 0 | 0 | 0 | 0 |  |  | 0 | 0 | 0 | 0 | 0 | 0 | 0 | 0 | 0 | 0 | 0 | 0 | 0 | 0 | 0 | 0 | 0 | 0 | 0 | 0 | 0 | 0 | 0 | 0 | 0 | 0 | 0 | 0 | 0 | 0 | 0 | 2 | 0 | 2 | 0 | 0 | -280.6 | -110.25 | 1093.724 | South of Kramer Area Constraint | South of Kramer Area Constraint | South of Kramer Area Constraint |  | 0 | 3 | 0 | 0 | 0 | 0 | -80.6 | 89.75 | 1093.724 | South of Kramer Area Constraint | South of Kramer Area Constraint | South of Kramer Area Constraint |  | 4 | 3 | YES | 3 | 1 | 1 | NO | 1
PG&E GBA | Ravenswood | 115 | 0 | 0 | 0 | 0 | 0 | 0 | 0 | 0 | 0 | 0 | 0 | 0 | 0 | 0 | 0 | 0 | 0 | 0 | 0 | 0 | 0 | 0 | 0 | 0 | 0 | 0 | 0 | 0 | 0 | 0 | 0 | 0 | 0 | 0 | 0 | 0 | 0 | 0 | 0 | 1 | 0 | 0 | 0 | 0 | 0 | 0 | 0 | 0 | 0 | 0 | 0 | 0 | 1 | 0 | 0 | 1 | 0 | 0 | 0 | 0 | 0 | 0 | 0 | 0 | 0 | 0 | 0 | 0 | 0 | 0 | 0 | 0 | 0 | 0 | 0 | 0 | 0 | 0 | 0 | 0 | 0 | 0 | 0 | 0 | 0 | 0 | 0 | 0 | 0 | 0 | 0 | 0 | 0 | 0 | 0 | 0 | 0 |  |  | 0 | 0 | 0 | 0 | 0 | 0 | 0 | 0 | 0 | 0 | 0 | 0 | 0 | 0 | 0 | 0 | 0 | 0 | 0 | 0 | 0 | 0 | 0 | 0 | 0 | 0 | 0 | 0 | 0 | 0 | 1 | 0 | 1 | 0 | 0 | 0 | -770.34 | -257.6012 | 2295.5509 | Collinsville-Tesla 500 kV Line | Collinsville-Tesla 500 kV Line | Collinsville-Tesla 500 kV Line |  | 0 | 0 | 0 | 0 | 0 | 0 | 2442.8 | 2580.8 | 2295.5509 | Sobrante-Moraga 230 kV line | Sobrante-Moraga 230 kV line | Collinsville-Tesla 500 kV Line |  | 5 | 1 | YES | 2 | 1 | 1 | NO | 1
PG&E GBA | Ravenswood | 230 | 0 | 0 | 0 | 0 | 0 | 0 | 0 | 0 | 0 | 0 | 0 | 0 | 0 | 0 | 0 | 0 | 0 | 0 | 0 | 0 | 0 | 0 | 0 | 0 | 0 | 0 | 0 | 0 | 0 | 0 | 0 | 0 | 0 | 0 | 0 | 0 | 0 | 0 | 0 | 1 | 0 | 0 | 0 | 0 | 0 | 0 | 0 | 0 | 0 | 0 | 0 | 0 | 1 | 0 | 0 | 1 | 0 | 0 | 0 | 0 | 0 | 0 | 0 | 0 | 0 | 0 | 0 | 0 | 0 | 0 | 0 | 0 | 0 | 0 | 0 | 0 | 0 | 0 | 0 | 0 | 0 | 0 | 0 | 0 | 0 | 0 | 0 | 0 | 0 | 0 | 0 | 0 | 0 | 0 | 0 | 0 | 0 |  |  | 0 | 0 | 0 | 0 | 0 | 0 | 0 | 0 | 0 | 0 | 0 | 0 | 0 | 0 | 0 | 0 | 0 | 0 | 0 | 0 | 0 | 0 | 0 | 0 | 0 | 100 | 0 | 0 | 0 | 1 | 1 | 0 | 1 | 0 | 0 | 0 | -770.34 | -257.6012 | 2295.5509 | Collinsville-Tesla 500 kV Line | Collinsville-Tesla 500 kV Line | Collinsville-Tesla 500 kV Line |  | 0 | 0 | 0 | 0 | 0 | 0 | 2442.8 | 2580.8 | 2295.5509 | Sobrante-Moraga 230 kV line | Sobrante-Moraga 230 kV line | Collinsville-Tesla 500 kV Line |  | 5 | 1 | YES | 2 | 1 | 1 | NO | 1
SCE Northern | Rector | 230 | 1 | 0 | 1 | 0 | 0 | 1 | 1 | 0 | 0 | 0 | 0 | 0 | 0 | 0 | 0 | 0 | 0 | 0 | 0 | 0 | 0 | 0 | 0 | 0 | 0 | 0 | 0 | 0 | 0 | 0 | 0 | 0 | 0 | 0 | 0 | 0 | 0 | 0 | 0 | 0 | 0 | 0 | 0 | 0 | 0 | 0 | 0 | 0 | 0 | 0 | 0 | 0 | 0 | 0 | 0 | 0 | 0 | 0 | 0 | 0 | 0 | 0 | 0 | 0 | 0 | 0 | 0 | 0 | 0 | 0 | 0 | 0 | 0 | 0 | 0 | 0 | 0 | 0 | 0 | 0 | 0 | 0 | 0 | 0 | 0 | 0 | 0 | 0 | 0 | 0 | 0 | 0 | 0 | 0 | 0 | 0 | 0 |  |  | 0 | 0 | 0 | 0 | 0 | 0 | 0 | 0 | 3 | 0 | 0 | 0 | 0 | 0 | 1 | 0 | 0 | 0 | 0 | 0 | 0 | 0 | 0 | 15 | 0 | 0 | 0 | 0 | 0 | 1 | 0 | 0 | 0 | 0 | 0 | 0 | 250 | 29.5 | 662.14 | North of Magunden Constraint | South of Magunden Constraint | North of Magunden Constraint |  | 0 | 0 | 0 | 0 | 0 | 0 | 250 | 29.5 | 662.14 | North of Magunden Constraint | South of Magunden Constraint | North of Magunden Constraint |  | 1 | 1 | NO | 1 | 1 | 1 | NO | 1
SCE Eastern | Red Bluff | 230 | 0 | 0 | 0 | 0 | 0 | 0 | 0 | 0 | 0 | 0 | 0 | 0 | 0 | 0 | 0 | 0 | 0 | 1 | 0 | 1 | 1 | 1 | 0 | 0 | 0 | 0 | 0 | 0 | 0 | 0 | 0 | 0 | 0 | 0 | 0 | 0 | 0 | 0 | 0 | 0 | 0 | 0 | 0 | 0 | 0 | 0 | 0 | 0 | 0 | 0 | 0 | 0 | 0 | 0 | 0 | 0 | 0 | 0 | 0 | 0 | 0 | 0 | 0 | 0 | 0 | 0 | 0 | 0 | 0 | 0 | 0 | 0 | 0 | 0 | 0 | 0 | 0 | 0 | 0 | 0 | 0 | 0 | 0 | 0 | 0 | 0 | 0 | 0 | 0 | 0 | 0 | 0 | 0 | 0 | 0 | 0 | 0 |  |  | 0 | 0 | 0 | 0 | 0 | 0 | 0 | 0 | 0 | 0 | 463 | 416 | 0 | 0 | 1 | 0 | 0 | 0 | 0 | 0 | 0 | 0 | 0 | 0 | 0 | 663 | 416 | 0 | 0 | 1 | 0 | 4 | 0 | 2 | 0 | 1 | -1393.746 | -737.708 | -314.404 | Serrano-Alberhill-Valley Constraint | Devers-Red Bluff Constraint | Devers-Red Bluff Constraint |  | 0 | 2 | 0 | 2 | 0 | 1 | -1231.146 | -737.708 | -314.404 | Devers-Red Bluff Constraint | Devers-Red Bluff Constraint | Devers-Red Bluff Constraint |  | 4 | 4 | NO | 4 | 4 | 4 | NO | 4
SCE Eastern | Red Bluff | 500 | 0 | 0 | 0 | 0 | 0 | 0 | 0 | 0 | 0 | 0 | 0 | 0 | 0 | 0 | 0 | 0 | 0 | 1 | 0 | 1 | 0 | 1 | 0 | 0 | 0 | 0 | 0 | 0 | 0 | 0 | 0 | 0 | 0 | 0 | 0 | 0 | 0 | 0 | 0 | 0 | 0 | 0 | 0 | 0 | 0 | 0 | 0 | 0 | 0 | 0 | 0 | 0 | 0 | 0 | 0 | 0 | 0 | 0 | 0 | 0 | 0 | 0 | 0 | 0 | 0 | 0 | 0 | 0 | 0 | 0 | 0 | 0 | 0 | 0 | 0 | 0 | 0 | 0 | 0 | 0 | 0 | 0 | 0 | 0 | 0 | 0 | 0 | 0 | 0 | 0 | 0 | 0 | 0 | 0 | 0 | 0 | 0 |  |  | 0 | 0 | 0 | 0 | 0 | 0 | 0 | 0 | 0 | 0 | 0 | 0 | 0 | 0 | 0 | 0 | 0 | 0 | 0 | 0 | 0 | 0 | 0 | 0 | 175 | 400 | 100 | 0 | 800 | 1 | 0 | 4 | 0 | 2 | 0 | 1 | -1393.746 | -737.708 | -314.404 | Serrano-Alberhill-Valley Constraint | Devers-Red Bluff Constraint | Devers-Red Bluff Constraint |  | 0 | 2 | 0 | 2 | 0 | 1 | -1231.146 | -737.708 | -314.404 | Devers-Red Bluff Constraint | Devers-Red Bluff Constraint | Devers-Red Bluff Constraint |  | 4 | 4 | NO | 4 | 4 | 4 | NO | 4
PG&E NGBA | Redbud | 115 | 0 | 0 | 0 | 0 | 0 | 0 | 0 | 0 | 0 | 0 | 0 | 0 | 0 | 0 | 0 | 0 | 0 | 0 | 0 | 0 | 0 | 0 | 0 | 0 | 0 | 0 | 0 | 0 | 0 | 0 | 0 | 0 | 0 | 0 | 0 | 0 | 0 | 0 | 0 | 1 | 0 | 0 | 0 | 0 | 0 | 0 | 0 | 0 | 0 | 0 | 0 | 0 | 1 | 0 | 0 | 0 | 0 | 0 | 0 | 0 | 0 | 0 | 0 | 0 | 0 | 0 | 1 | 0 | 0 | 0 | 0 | 0 | 0 | 0 | 0 | 0 | 0 | 0 | 0 | 0 | 0 | 0 | 0 | 0 | 0 | 0 | 0 | 0 | 0 | 0 | 0 | 0 | 0 | 0 | 0 | 0 | 0 |  |  | 0 | 0 | 0 | 0 | 0 | 0 | 0 | 0 | 0 | 0 | 0 | 0 | 0 | 0 | 0 | 241 | 0 | 0 | 0 | 0 | 0 | 0 | 0 | 0 | 0 | 0 | 0 | 0 | 0 | 1 | 2 | 0 | 2 | 0 | 0 | 0 | -770.34 | -257.6012 | 381.1526 | Collinsville-Tesla 500 kV Line | Collinsville-Tesla 500 kV Line | Birds Landing-Contra Costa 230kV Line |  | 1 | 0 | 1 | 0 | 0 | 0 | -278.39 | -7.9962 | 381.1526 | Birds Landing-Contra Costa 230kV Line | Birds Landing-Contra Costa 230kV Line | Birds Landing-Contra Costa 230kV Line |  | 5 | 5 | NO | 5 | 1 | 1 | NO | 1
SCE Metro | Redondo | 230 | 0 | 0 | 0 | 0 | 0 | 0 | 0 | 0 | 0 | 1 | 0 | 0 | 0 | 0 | 0 | 0 | 0 | 0 | 0 | 0 | 0 | 0 | 0 | 0 | 0 | 0 | 0 | 0 | 0 | 0 | 0 | 0 | 0 | 0 | 0 | 0 | 0 | 0 | 0 | 0 | 0 | 0 | 0 | 0 | 0 | 0 | 0 | 0 | 0 | 0 | 0 | 0 | 0 | 0 | 0 | 0 | 0 | 0 | 0 | 0 | 0 | 0 | 0 | 0 | 0 | 0 | 0 | 0 | 0 | 0 | 0 | 0 | 0 | 0 | 0 | 0 | 0 | 0 | 0 | 0 | 0 | 0 | 0 | 0 | 0 | 0 | 0 | 0 | 0 | 0 | 0 | 0 | 0 | 0 | 0 | 0 | 0 |  |  | 0 | 0 | 0 | 0 | 0 | 0 | 0 | 0 | 0 | 0 | 0 | 0 | 0 | 0 | 0 | 0 | 0 | 0 | 0 | 0 | 0 | 0 | 0 | 0 | 0 | 0 | 0 | 0 | 0 | 0 | 0 | 0 | 0 | 0 | 0 | 0 | 3850.3788 | 8396.608 | 22073.9811 | SCE Metro Area Default Constraint | SCE Metro Area Default Constraint | SCE Metro Area Default Constraint |  | 0 | 0 | 0 | 0 | 0 | 0 | 3850.3788 | 8396.608 | 22073.9811 | SCE Metro Area Default Constraint | SCE Metro Area Default Constraint | SCE Metro Area Default Constraint |  | 1 | 1 | NO | 1 | 1 | 1 | NO | 1
PG&E FRESNO | Reedley | 115 | 0 | 0 | 0 | 0 | 0 | 0 | 0 | 0 | 0 | 0 | 0 | 0 | 0 | 0 | 0 | 0 | 0 | 0 | 0 | 0 | 0 | 0 | 0 | 0 | 0 | 0 | 0 | 0 | 0 | 0 | 0 | 0 | 0 | 0 | 0 | 0 | 0 | 0 | 0 | 0 | 0 | 0 | 0 | 0 | 0 | 1 | 0 | 0 | 0 | 0 | 0 | 0 | 0 | 0 | 0 | 0 | 0 | 0 | 0 | 0 | 0 | 0 | 0 | 0 | 0 | 0 | 0 | 0 | 0 | 0 | 0 | 0 | 0 | 0 | 0 | 0 | 0 | 0 | 1 | 0 | 0 | 1 | 0 | 0 | 1 | 1 | 0 | 0 | 0 | 1 | 0 | 0 | 0 | 0 | 1 | 0 | 0 |  |  | 0 | 0 | 0 | 0 | 0 | 0 | 0 | 0 | 0 | 0 | 0 | 0 | 0 | 0 | 0 | 0 | 0 | 0 | 0 | 0 | 0 | 0 | 0 | 0 | 0 | 0 | 0 | 0 | 0 | 0 | 2 | 0 | 3 | 0 | 1 | 1 | -544.45 | -1862.092 | -2136.2316 | Borden-Storey #1 230kV line | Gates 500/230kV TB #12 | Mustang-Henrietta 230 kV line |  | 1 | 0 | 0 | 0 | 0 | 0 | -140.65 | 268.5 | 342.7684 | Bellota-Weber 230kV line | Bellota-Weber 230kV line | Mustang-Henrietta 230 kV line |  | 5 | 5 | NO | 5 | 5 | 1 | YES | 2
PG&E KERN | Renfro | 115 | 0 | 0 | 0 | 0 | 0 | 0 | 0 | 0 | 0 | 0 | 0 | 0 | 0 | 0 | 0 | 0 | 0 | 0 | 0 | 0 | 0 | 0 | 0 | 0 | 0 | 0 | 0 | 0 | 0 | 0 | 0 | 0 | 0 | 0 | 0 | 0 | 0 | 0 | 0 | 0 | 0 | 0 | 0 | 0 | 0 | 0 | 0 | 0 | 0 | 0 | 0 | 0 | 0 | 0 | 0 | 0 | 0 | 0 | 0 | 0 | 0 | 0 | 0 | 0 | 0 | 0 | 0 | 1 | 0 | 0 | 0 | 0 | 0 | 0 | 1 | 0 | 0 | 0 | 1 | 1 | 0 | 0 | 0 | 0 | 0 | 0 | 0 | 0 | 0 | 0 | 0 | 0 | 0 | 0 | 0 | 0 | 0 |  |  | 0 | 0 | 0 | 0 | 0 | 0 | 0 | 0 | 0 | 0 | 0 | 0 | 0 | 0 | 0 | 0 | 0 | 0 | 0 | 0 | 0 | 0 | 0 | 0 | 0 | 0 | 0 | 0 | 0 | 0 | 0 | 0 | 2 | 0 | 2 | 0 | 122.65 | -2136.112 | -1421.793 | Cal Flat-Gates 230 kV line | Gates 500/230kV TB #11 | Gates 500/230kV TB #12 |  | 0 | 0 | 0 | 0 | 0 | 0 | 122.65 | 392.11 | 666.9203 | Cal Flat-Gates 230 kV line | Cal Flat-Gates 230 kV line | Cal Flat-Gates 230 kV line |  | 5 | 1 | YES | 2 | 5 | 1 | YES | 2
PG&E GBA | Richmond R | 115 | 0 | 0 | 0 | 0 | 0 | 0 | 0 | 0 | 0 | 0 | 0 | 0 | 0 | 0 | 0 | 0 | 0 | 0 | 0 | 0 | 0 | 0 | 0 | 0 | 0 | 0 | 0 | 0 | 0 | 0 | 0 | 0 | 0 | 0 | 0 | 0 | 0 | 0 | 0 | 1 | 0 | 0 | 0 | 0 | 0 | 0 | 0 | 0 | 0 | 1 | 0 | 0 | 1 | 1 | 1 | 1 | 0 | 0 | 1 | 1 | 0 | 1 | 0 | 0 | 0 | 1 | 0 | 0 | 0 | 0 | 0 | 0 | 0 | 0 | 0 | 0 | 0 | 0 | 0 | 0 | 0 | 0 | 0 | 0 | 0 | 0 | 0 | 0 | 0 | 0 | 0 | 0 | 0 | 0 | 0 | 0 | 0 |  |  | 0 | 0 | 0 | 0 | 0 | 0 | 0 | 0 | 0 | 0 | 0 | 0 | 0 | 0 | 0 | 0 | 0 | 0 | 0 | 0 | 0 | 0 | 0 | 0 | 0 | 0 | 0 | 0 | 0 | 0 | 2 | 0 | 1 | 0 | 0 | 0 | -770.34 | -257.6012 | 1084 | Collinsville-Tesla 500 kV Line | Collinsville-Tesla 500 kV Line | Grant - Eastshore #2 line 115 kV |  | 0 | 0 | 0 | 0 | 0 | 0 | 539.61 | 810.0038 | 1084 | Contra Costa- Windmaster 230 kV line | Contra Costa- Windmaster 230 kV line | Grant - Eastshore #2 line 115 kV |  | 5 | 1 | YES | 2 | 1 | 1 | NO | 1
PG&E NGBA | Rincon | 115 | 0 | 0 | 0 | 0 | 0 | 0 | 0 | 0 | 0 | 0 | 0 | 0 | 0 | 0 | 0 | 0 | 0 | 0 | 0 | 0 | 0 | 0 | 0 | 0 | 0 | 0 | 0 | 0 | 0 | 0 | 0 | 0 | 0 | 0 | 0 | 0 | 0 | 0 | 0 | 1 | 0 | 1 | 0 | 0 | 0 | 0 | 0 | 0 | 0 | 0 | 0 | 1 | 1 | 1 | 1 | 1 | 0 | 0 | 0 | 0 | 0 | 0 | 0 | 0 | 0 | 1 | 1 | 0 | 0 | 0 | 0 | 0 | 0 | 0 | 0 | 0 | 0 | 0 | 0 | 0 | 0 | 0 | 0 | 0 | 0 | 0 | 0 | 0 | 0 | 0 | 0 | 0 | 0 | 0 | 0 | 0 | 0 |  |  | 0 | 0 | 0 | 0 | 0 | 0 | 0 | 0 | 0 | 0 | 0 | 0 | 0 | 0 | 0 | 50 | 0 | 0 | 0 | 0 | 0 | 0 | 0 | 0 | 0 | 0 | 0 | 0 | 0 | 1 | 3 | 0 | 2 | 0 | 0 | 0 | -770.34 | -257.6012 | 381.1526 | Collinsville-Tesla 500 kV Line | Collinsville-Tesla 500 kV Line | Birds Landing-Contra Costa 230kV Line |  | 1 | 0 | 1 | 0 | 0 | 0 | -278.39 | -7.9962 | 381.1526 | Birds Landing-Contra Costa 230kV Line | Birds Landing-Contra Costa 230kV Line | Birds Landing-Contra Costa 230kV Line |  | 5 | 5 | NO | 5 | 1 | 1 | NO | 1
PG&E KERN | Rio Bravo | 115 | 0 | 0 | 0 | 0 | 0 | 0 | 0 | 0 | 0 | 0 | 0 | 0 | 0 | 0 | 0 | 0 | 0 | 0 | 0 | 0 | 0 | 0 | 0 | 0 | 0 | 0 | 0 | 0 | 0 | 0 | 0 | 0 | 0 | 0 | 0 | 0 | 0 | 0 | 0 | 0 | 0 | 0 | 0 | 0 | 0 | 0 | 0 | 0 | 0 | 0 | 0 | 0 | 0 | 0 | 0 | 0 | 0 | 0 | 0 | 0 | 0 | 0 | 0 | 0 | 0 | 0 | 0 | 1 | 0 | 0 | 0 | 0 | 0 | 0 | 1 | 0 | 0 | 0 | 1 | 1 | 0 | 0 | 0 | 0 | 0 | 0 | 0 | 0 | 0 | 0 | 0 | 0 | 0 | 0 | 0 | 0 | 0 |  |  | 0 | 0 | 0 | 0 | 0 | 0 | 0 | 0 | 0 | 0 | 0 | 0 | 0 | 0 | 0 | 0 | 0 | 0 | 0 | 0 | 0 | 0 | 0 | 0 | 0 | 0 | 0 | 0 | 0 | 0 | 0 | 0 | 2 | 0 | 2 | 0 | 122.65 | -2136.112 | -1421.793 | Cal Flat-Gates 230 kV line | Gates 500/230kV TB #11 | Gates 500/230kV TB #12 |  | 0 | 0 | 0 | 0 | 0 | 0 | 122.65 | 392.11 | 666.9203 | Cal Flat-Gates 230 kV line | Cal Flat-Gates 230 kV line | Cal Flat-Gates 230 kV line |  | 5 | 1 | YES | 2 | 5 | 1 | YES | 2
SCE Metro | Rio Hondo | 230 | 0 | 0 | 0 | 0 | 0 | 0 | 0 | 0 | 0 | 1 | 0 | 0 | 0 | 0 | 0 | 0 | 0 | 0 | 0 | 0 | 0 | 0 | 0 | 0 | 0 | 0 | 0 | 0 | 0 | 0 | 0 | 0 | 0 | 0 | 0 | 0 | 0 | 0 | 0 | 0 | 0 | 0 | 0 | 0 | 0 | 0 | 0 | 0 | 0 | 0 | 0 | 0 | 0 | 0 | 0 | 0 | 0 | 0 | 0 | 0 | 0 | 0 | 0 | 0 | 0 | 0 | 0 | 0 | 0 | 0 | 0 | 0 | 0 | 0 | 0 | 0 | 0 | 0 | 0 | 0 | 0 | 0 | 0 | 0 | 0 | 0 | 0 | 0 | 0 | 0 | 0 | 0 | 0 | 0 | 0 | 0 | 0 |  |  | 0 | 0 | 0 | 0 | 0 | 0 | 0 | 0 | 0 | 0 | 0 | 0 | 0 | 0 | 0 | 0 | 0 | 0 | 0 | 0 | 0 | 0 | 0 | 0 | 0 | 0 | 265 | 10 | 0 | 1 | 0 | 0 | 0 | 0 | 0 | 0 | 3850.3788 | 8396.608 | 22073.9811 | SCE Metro Area Default Constraint | SCE Metro Area Default Constraint | SCE Metro Area Default Constraint |  | 0 | 0 | 0 | 0 | 0 | 0 | 3850.3788 | 8396.608 | 22073.9811 | SCE Metro Area Default Constraint | SCE Metro Area Default Constraint | SCE Metro Area Default Constraint |  | 1 | 1 | NO | 1 | 1 | 1 | NO | 1
PG&E NGBA | Rio Oso | 115 | 0 | 0 | 0 | 0 | 0 | 0 | 0 | 0 | 0 | 0 | 0 | 0 | 0 | 0 | 0 | 0 | 0 | 0 | 0 | 0 | 0 | 0 | 0 | 0 | 0 | 0 | 0 | 0 | 0 | 0 | 0 | 0 | 0 | 0 | 0 | 0 | 0 | 0 | 0 | 1 | 1 | 0 | 1 | 0 | 1 | 1 | 1 | 1 | 0 | 0 | 0 | 0 | 0 | 0 | 0 | 0 | 0 | 0 | 0 | 1 | 1 | 0 | 0 | 0 | 0 | 0 | 0 | 0 | 0 | 0 | 0 | 0 | 0 | 0 | 0 | 0 | 0 | 0 | 0 | 0 | 0 | 0 | 0 | 0 | 0 | 0 | 0 | 0 | 0 | 0 | 0 | 0 | 0 | 0 | 0 | 0 | 0 |  |  | 0 | 0 | 0 | 0 | 0 | 0 | 0 | 0 | 0 | 0 | 0 | 0 | 0 | 0 | 0 | 0 | 0 | 0 | 0 | 0 | 0 | 0 | 0 | 0 | 0 | 0 | 0 | 0 | 0 | 0 | 2 | 0 | 1 | 0 | 0 | 0 | -770.34 | -257.6012 | 32.84 | Collinsville-Tesla 500 kV Line | Collinsville-Tesla 500 kV Line | Woodland- Davis 115kV line |  | 1 | 0 | 0 | 0 | 0 | 0 | -140.65 | 50 | 32.84 | Bellota-Weber 230kV line | Rocklin-Pleaseant grove 115kV line | Woodland- Davis 115kV line |  | 5 | 5 | NO | 5 | 1 | 1 | NO | 1
PG&E NGBA | Rio Oso | 230 | 0 | 0 | 0 | 0 | 0 | 0 | 0 | 0 | 0 | 0 | 0 | 0 | 0 | 0 | 0 | 0 | 0 | 0 | 0 | 0 | 0 | 0 | 0 | 0 | 0 | 0 | 0 | 0 | 0 | 0 | 0 | 0 | 0 | 0 | 0 | 0 | 0 | 0 | 0 | 1 | 1 | 0 | 1 | 0 | 1 | 1 | 1 | 1 | 0 | 0 | 0 | 0 | 0 | 0 | 0 | 0 | 0 | 0 | 0 | 1 | 1 | 0 | 0 | 0 | 0 | 0 | 0 | 0 | 0 | 0 | 0 | 0 | 0 | 0 | 0 | 0 | 0 | 0 | 0 | 0 | 0 | 0 | 0 | 0 | 0 | 0 | 0 | 0 | 0 | 0 | 0 | 0 | 0 | 0 | 0 | 0 | 0 |  |  | 0 | 0 | 0 | 0 | 0 | 0 | 0 | 0 | 0 | 0 | 0 | 0 | 0 | 0 | 0 | 0 | 0 | 0 | 0 | 0 | 0 | 0 | 0 | 0 | 0 | 0 | 0 | 0 | 0 | 0 | 2 | 0 | 1 | 0 | 0 | 0 | -770.34 | -257.6012 | 32.84 | Collinsville-Tesla 500 kV Line | Collinsville-Tesla 500 kV Line | Woodland- Davis 115kV line |  | 1 | 0 | 0 | 0 | 0 | 0 | -140.65 | 50 | 32.84 | Bellota-Weber 230kV line | Rocklin-Pleaseant grove 115kV line | Woodland- Davis 115kV line |  | 5 | 5 | NO | 5 | 1 | 1 | NO | 1
PG&E GBA | Ripon | 115 | 0 | 0 | 0 | 0 | 0 | 0 | 0 | 0 | 0 | 0 | 0 | 0 | 0 | 0 | 0 | 0 | 0 | 0 | 0 | 0 | 0 | 0 | 0 | 0 | 0 | 0 | 0 | 0 | 0 | 0 | 0 | 0 | 0 | 0 | 0 | 0 | 0 | 0 | 0 | 0 | 0 | 0 | 0 | 0 | 0 | 1 | 0 | 0 | 0 | 0 | 0 | 0 | 0 | 0 | 0 | 1 | 0 | 1 | 0 | 1 | 0 | 0 | 0 | 1 | 0 | 1 | 0 | 0 | 0 | 0 | 0 | 0 | 0 | 0 | 0 | 0 | 0 | 0 | 0 | 0 | 0 | 0 | 0 | 0 | 0 | 0 | 0 | 0 | 0 | 0 | 0 | 0 | 0 | 0 | 0 | 0 | 0 |  |  | 0 | 0 | 0 | 0 | 0 | 0 | 0 | 0 | 0 | 0 | 0 | 0 | 0 | 0 | 0 | 0 | 0 | 0 | 0 | 0 | 0 | 0 | 0 | 2.6 | 0 | 0 | 99 | 0 | 0 | 1 | 2 | 0 | 0 | 0 | 0 | 0 | -140.65 | 5.59 | 147.632 | Bellota-Weber 230kV line | Kasson Jct-Heinz 115 kV line | Tesla-Salado 115 kV line |  | 2 | 0 | 0 | 0 | 0 | 0 | -140.65 | 5.59 | 147.632 | Bellota-Weber 230kV line | Kasson Jct-Heinz 115 kV line | Tesla-Salado 115 kV line |  | 5 | 5 | NO | 5 | 1 | 1 | NO | 1
PG&E GBA | Riverbank | 115 | 0 | 0 | 0 | 0 | 0 | 0 | 0 | 0 | 0 | 0 | 0 | 0 | 0 | 0 | 0 | 0 | 0 | 0 | 0 | 0 | 0 | 0 | 0 | 0 | 0 | 0 | 0 | 0 | 0 | 0 | 0 | 0 | 0 | 0 | 0 | 0 | 0 | 0 | 0 | 0 | 0 | 0 | 0 | 0 | 0 | 1 | 0 | 0 | 0 | 0 | 0 | 0 | 0 | 0 | 0 | 1 | 0 | 1 | 0 | 1 | 0 | 0 | 0 | 0 | 0 | 1 | 0 | 0 | 0 | 0 | 0 | 0 | 0 | 0 | 0 | 0 | 0 | 0 | 0 | 0 | 0 | 0 | 0 | 0 | 0 | 0 | 0 | 0 | 0 | 0 | 0 | 0 | 0 | 0 | 0 | 0 | 0 |  |  | 0 | 0 | 0 | 0 | 0 | 0 | 0 | 0 | 0 | 0 | 0 | 0 | 0 | 0 | 0 | 0 | 0 | 0 | 0 | 0 | 0 | 0 | 0 | 0 | 0 | 0 | 0 | 0 | 0 | 0 | 2 | 0 | 0 | 0 | 0 | 0 | -140.65 | 5.59 | 543.909 | Bellota-Weber 230kV line | Kasson Jct-Heinz 115 kV line | Kasson Jct-Heinz 115 kV line |  | 2 | 0 | 0 | 0 | 0 | 0 | -140.65 | 5.59 | 543.909 | Bellota-Weber 230kV line | Kasson Jct-Heinz 115 kV line | Kasson Jct-Heinz 115 kV line |  | 5 | 5 | NO | 5 | 1 | 1 | NO | 1
SCE NOL | Roadway | 115 | 0 | 0 | 0 | 0 | 0 | 0 | 0 | 0 | 0 | 0 | 0 | 0 | 1 | 1 | 0 | 0 | 0 | 0 | 0 | 0 | 0 | 0 | 0 | 0 | 0 | 0 | 0 | 0 | 0 | 0 | 0 | 0 | 0 | 0 | 0 | 0 | 0 | 0 | 0 | 0 | 0 | 0 | 0 | 0 | 0 | 0 | 0 | 0 | 0 | 0 | 0 | 0 | 0 | 0 | 0 | 0 | 0 | 0 | 0 | 0 | 0 | 0 | 0 | 0 | 0 | 0 | 0 | 0 | 0 | 0 | 0 | 0 | 0 | 0 | 0 | 0 | 0 | 0 | 0 | 0 | 0 | 0 | 0 | 0 | 0 | 0 | 0 | 0 | 0 | 0 | 0 | 0 | 0 | 0 | 0 | 0 | 0 |  |  | 0 | 0 | 0 | 0 | 0 | 0 | 0 | 0 | 2 | 150 | 0 | 75 | 0 | 0 | 1 | 0 | 0 | 0 | 0 | 0 | 0 | 0 | 0 | 2 | 150 | 0 | 75 | 0 | 0 | 1 | 0 | 0 | 0 | 0 | 0 | 0 | 92 | 159.25 | 1730.444 | Lugo Transformer Area Constraint | Lugo Transformer Area Constraint | Victor to Lugo Area Constraint |  | 0 | 0 | 0 | 0 | 0 | 0 | 92 | 159.25 | 1730.444 | Lugo Transformer Area Constraint | Lugo Transformer Area Constraint | Victor to Lugo Area Constraint |  | 1 | 1 | NO | 1 | 1 | 1 | NO | 1
PG&E NGBA | Rock Creek 1 | 230 | 0 | 0 | 0 | 0 | 0 | 0 | 0 | 0 | 0 | 0 | 0 | 0 | 0 | 0 | 0 | 0 | 0 | 0 | 0 | 0 | 0 | 0 | 0 | 0 | 0 | 0 | 0 | 0 | 0 | 0 | 0 | 0 | 0 | 0 | 0 | 0 | 0 | 0 | 0 | 1 | 0 | 0 | 0 | 0 | 0 | 1 | 0 | 1 | 0 | 0 | 0 | 0 | 0 | 0 | 0 | 0 | 0 | 0 | 0 | 1 | 1 | 0 | 0 | 0 | 0 | 0 | 0 | 0 | 0 | 0 | 0 | 0 | 0 | 0 | 0 | 0 | 0 | 0 | 0 | 0 | 0 | 0 | 0 | 0 | 0 | 0 | 0 | 0 | 0 | 0 | 0 | 0 | 0 | 0 | 0 | 0 | 0 |  |  | 0 | 0 | 0 | 0 | 0 | 0 | 0 | 0 | 0 | 0 | 0 | 0 | 0 | 0 | 0 | 0 | 0 | 0 | 0 | 0 | 0 | 0 | 0 | 0 | 0 | 0 | 0 | 0 | 0 | 0 | 2 | 0 | 1 | 0 | 0 | 0 | -770.34 | -257.6012 | 156.9836 | Collinsville-Tesla 500 kV Line | Collinsville-Tesla 500 kV Line | Rio Oso-Lockeford 230kV line |  | 1 | 0 | 0 | 0 | 0 | 0 | -140.65 | 268.5 | 156.9836 | Bellota-Weber 230kV line | Bellota-Weber 230kV line | Rio Oso-Lockeford 230kV line |  | 5 | 5 | NO | 5 | 1 | 1 | NO | 1
SCE Northern | Rosamond | 66 | 1 | 0 | 1 | 0 | 0 | 0 | 0 | 0 | 0 | 0 | 0 | 0 | 0 | 0 | 0 | 0 | 0 | 0 | 0 | 0 | 0 | 0 | 0 | 0 | 0 | 0 | 0 | 0 | 0 | 0 | 0 | 0 | 0 | 0 | 0 | 0 | 0 | 0 | 0 | 0 | 0 | 0 | 0 | 0 | 0 | 0 | 0 | 0 | 0 | 0 | 0 | 0 | 0 | 0 | 0 | 0 | 0 | 0 | 0 | 0 | 0 | 0 | 0 | 0 | 0 | 0 | 0 | 0 | 0 | 0 | 0 | 0 | 0 | 0 | 0 | 0 | 0 | 0 | 0 | 0 | 0 | 0 | 0 | 0 | 0 | 0 | 0 | 0 | 0 | 0 | 0 | 0 | 0 | 0 | 0 | 0 | 0 |  |  | 0 | 0 | 0 | 0 | 0 | 0 | 0 | 0 | 0 | 0 | 0 | 0 | 0 | 0 | 0 | 0 | 0 | 0 | 0 | 0 | 0 | 0 | 0 | 0 | 0 | 0 | 0 | 0 | 0 | 0 | 0 | 0 | 0 | 0 | 0 | 0 | 1358.41 | 838.02 | 6423.79 | Antelope-Vincent Constraint | Antelope-Vincent Constraint | Pardee-Sylmar Constraint |  | 0 | 0 | 0 | 0 | 0 | 0 | 1358.41 | 838.02 | 6423.79 | Antelope-Vincent Constraint | Antelope-Vincent Constraint | Pardee-Sylmar Constraint |  | 1 | 1 | NO | 1 | 1 | 1 | NO | 1
PG&E GBA | Rossmoor | 230 | 0 | 0 | 0 | 0 | 0 | 0 | 0 | 0 | 0 | 0 | 0 | 0 | 0 | 0 | 0 | 0 | 0 | 0 | 0 | 0 | 0 | 0 | 0 | 0 | 0 | 0 | 0 | 0 | 0 | 0 | 0 | 0 | 0 | 0 | 0 | 0 | 0 | 0 | 0 | 1 | 0 | 0 | 0 | 0 | 0 | 0 | 0 | 0 | 0 | 0 | 0 | 0 | 0 | 0 | 0 | 1 | 0 | 0 | 0 | 0 | 0 | 0 | 0 | 0 | 0 | 0 | 1 | 0 | 0 | 0 | 0 | 0 | 0 | 0 | 0 | 0 | 0 | 0 | 0 | 0 | 0 | 0 | 0 | 0 | 0 | 0 | 0 | 0 | 0 | 0 | 0 | 0 | 0 | 0 | 0 | 0 | 0 |  |  | 0 | 0 | 0 | 0 | 0 | 0 | 0 | 0 | 0 | 0 | 0 | 0 | 0 | 0 | 0 | 0 | 0 | 0 | 0 | 0 | 0 | 0 | 0 | 0 | 0 | 0 | 0 | 0 | 0 | 0 | 2 | 0 | 2 | 0 | 0 | 0 | -770.34 | -257.6012 | 381.1526 | Collinsville-Tesla 500 kV Line | Collinsville-Tesla 500 kV Line | Birds Landing-Contra Costa 230kV Line |  | 1 | 0 | 1 | 0 | 0 | 0 | -278.39 | -7.9962 | 381.1526 | Birds Landing-Contra Costa 230kV Line | Birds Landing-Contra Costa 230kV Line | Birds Landing-Contra Costa 230kV Line |  | 5 | 5 | NO | 5 | 1 | 1 | NO | 1
PG&E NGBA | Round Mountain | 230 | 0 | 0 | 0 | 0 | 0 | 0 | 0 | 0 | 0 | 0 | 0 | 0 | 0 | 0 | 0 | 0 | 0 | 0 | 0 | 0 | 0 | 0 | 0 | 0 | 0 | 0 | 0 | 0 | 0 | 0 | 0 | 0 | 0 | 0 | 0 | 0 | 0 | 0 | 0 | 1 | 0 | 0 | 0 | 0 | 0 | 0 | 0 | 0 | 0 | 0 | 0 | 0 | 0 | 0 | 0 | 0 | 0 | 0 | 0 | 0 | 0 | 0 | 0 | 0 | 0 | 0 | 0 | 0 | 0 | 0 | 0 | 0 | 0 | 0 | 0 | 0 | 0 | 0 | 0 | 0 | 0 | 0 | 0 | 0 | 0 | 0 | 0 | 0 | 0 | 0 | 0 | 0 | 0 | 0 | 0 | 0 | 0 |  |  | 0 | 0 | 0 | 0 | 0 | 0 | 0 | 0 | 0 | 0 | 0 | 0 | 0 | 0 | 0 | 0 | 0 | 0 | 0 | 0 | 0 | 0 | 0 | 0 | 0 | 0 | 0 | 0 | 0 | 0 | 1 | 0 | 1 | 0 | 0 | 0 | -770.34 | -257.6012 | 2295.5509 | Collinsville-Tesla 500 kV Line | Collinsville-Tesla 500 kV Line | Collinsville-Tesla 500 kV Line |  | 0 | 0 | 0 | 0 | 0 | 0 | 7874.66 | 8387.3988 | 2295.5509 | Collinsville-Tesla 500 kV Line | Collinsville-Tesla 500 kV Line | Collinsville-Tesla 500 kV Line |  | 5 | 1 | YES | 2 | 1 | 1 | NO | 1
PG&E NGBA | Round Mountain | 500 | 0 | 0 | 0 | 0 | 0 | 0 | 0 | 0 | 0 | 0 | 0 | 0 | 0 | 0 | 0 | 0 | 0 | 0 | 0 | 0 | 0 | 0 | 0 | 0 | 0 | 0 | 0 | 0 | 0 | 0 | 0 | 0 | 0 | 0 | 0 | 0 | 0 | 0 | 0 | 1 | 0 | 0 | 0 | 0 | 0 | 0 | 0 | 0 | 0 | 0 | 0 | 0 | 0 | 0 | 0 | 0 | 0 | 0 | 0 | 0 | 0 | 0 | 0 | 0 | 0 | 0 | 0 | 0 | 0 | 0 | 0 | 0 | 0 | 0 | 0 | 0 | 0 | 0 | 0 | 0 | 0 | 0 | 0 | 0 | 0 | 0 | 0 | 0 | 0 | 0 | 0 | 0 | 0 | 0 | 0 | 0 | 0 |  |  | 0 | 0 | 0 | 0 | 0 | 0 | 0 | 0 | 0 | 0 | 0 | 0 | 0 | 0 | 0 | 0 | 0 | 0 | 0 | 0 | 0 | 0 | 0 | 0 | 0 | 0 | 0 | 0 | 0 | 0 | 1 | 0 | 1 | 0 | 0 | 0 | -770.34 | -257.6012 | 2295.5509 | Collinsville-Tesla 500 kV Line | Collinsville-Tesla 500 kV Line | Collinsville-Tesla 500 kV Line |  | 0 | 0 | 0 | 0 | 0 | 0 | 7874.66 | 8387.3988 | 2295.5509 | Collinsville-Tesla 500 kV Line | Collinsville-Tesla 500 kV Line | Collinsville-Tesla 500 kV Line |  | 5 | 1 | YES | 2 | 1 | 1 | NO | 1
PG&E GBA | Salado | 115 | 0 | 0 | 0 | 0 | 0 | 0 | 0 | 0 | 0 | 0 | 0 | 0 | 0 | 0 | 0 | 0 | 0 | 0 | 0 | 0 | 0 | 0 | 0 | 0 | 0 | 0 | 0 | 0 | 0 | 0 | 0 | 0 | 0 | 0 | 0 | 0 | 0 | 0 | 0 | 0 | 0 | 0 | 0 | 0 | 0 | 0 | 0 | 0 | 0 | 0 | 0 | 0 | 0 | 0 | 0 | 1 | 0 | 0 | 0 | 1 | 0 | 0 | 0 | 1 | 0 | 0 | 0 | 0 | 0 | 0 | 0 | 0 | 0 | 0 | 0 | 0 | 0 | 0 | 0 | 0 | 0 | 0 | 0 | 0 | 0 | 0 | 0 | 0 | 0 | 0 | 0 | 0 | 0 | 0 | 0 | 0 | 0 |  |  | 0 | 0 | 0 | 0 | 0 | 0 | 0 | 0 | 0 | 0 | 0 | 0 | 0 | 0 | 0 | 0 | 0 | 0 | 0 | 0 | 0 | 0 | 0 | 0 | 0 | 0 | 0 | 0 | 0 | 0 | 0 | 0 | 0 | 0 | 0 | 0 | 44.02 | 44.16 | 147.632 | Tesla-Salado 115 kV line | Tesla-Salado 115 kV line | Tesla-Salado 115 kV line |  | 0 | 0 | 0 | 0 | 0 | 0 | 44.02 | 44.16 | 147.632 | Tesla-Salado 115 kV line | Tesla-Salado 115 kV line | Tesla-Salado 115 kV line |  | 1 | 1 | NO | 1 | 1 | 1 | NO | 1
PG&E GBA | Salado | 60 | 0 | 0 | 0 | 0 | 0 | 0 | 0 | 0 | 0 | 0 | 0 | 0 | 0 | 0 | 0 | 0 | 0 | 0 | 0 | 0 | 0 | 0 | 0 | 0 | 0 | 0 | 0 | 0 | 0 | 0 | 0 | 0 | 0 | 0 | 0 | 0 | 0 | 0 | 0 | 0 | 0 | 0 | 0 | 0 | 0 | 0 | 0 | 0 | 0 | 0 | 0 | 0 | 0 | 0 | 0 | 1 | 0 | 0 | 0 | 1 | 0 | 0 | 0 | 1 | 0 | 0 | 0 | 0 | 0 | 0 | 0 | 0 | 0 | 0 | 0 | 0 | 0 | 0 | 0 | 0 | 0 | 0 | 0 | 0 | 0 | 0 | 0 | 0 | 0 | 0 | 0 | 0 | 0 | 0 | 0 | 0 | 0 |  |  | 0 | 0 | 0 | 0 | 0 | 0 | 0 | 0 | 0 | 0 | 0 | 0 | 0 | 0 | 0 | 0 | 0 | 0 | 0 | 0 | 0 | 0 | 0 | 0 | 0 | 0 | 0 | 0 | 0 | 0 | 0 | 0 | 0 | 0 | 0 | 0 | 44.02 | 44.16 | 147.632 | Tesla-Salado 115 kV line | Tesla-Salado 115 kV line | Tesla-Salado 115 kV line |  | 0 | 0 | 0 | 0 | 0 | 0 | 44.02 | 44.16 | 147.632 | Tesla-Salado 115 kV line | Tesla-Salado 115 kV line | Tesla-Salado 115 kV line |  | 1 | 1 | NO | 1 | 1 | 1 | NO | 1
PG&E GBA | Salinas | 115 | 0 | 0 | 0 | 0 | 0 | 0 | 0 | 0 | 0 | 0 | 0 | 0 | 0 | 0 | 0 | 0 | 0 | 0 | 0 | 0 | 0 | 0 | 0 | 0 | 0 | 0 | 0 | 0 | 0 | 0 | 0 | 0 | 0 | 0 | 0 | 0 | 0 | 0 | 0 | 0 | 0 | 0 | 0 | 0 | 0 | 0 | 0 | 0 | 0 | 0 | 0 | 0 | 0 | 0 | 0 | 0 | 0 | 0 | 0 | 0 | 0 | 0 | 0 | 0 | 1 | 0 | 0 | 0 | 0 | 0 | 0 | 0 | 0 | 0 | 0 | 0 | 0 | 0 | 0 | 0 | 0 | 0 | 0 | 0 | 0 | 0 | 0 | 0 | 0 | 0 | 0 | 0 | 0 | 0 | 0 | 0 | 1 |  |  | 0 | 0 | 0 | 0 | 0 | 0 | 0 | 0 | 0 | 0 | 0 | 0 | 0 | 0 | 0 | 0 | 0 | 0 | 0 | 0 | 0 | 0 | 0 | 0 | 0 | 0 | 0 | 0 | 0 | 0 | 0 | 0 | 0 | 0 | 0 | 0 | 155 | 161.5 | 72 | Morganhill-Metcalf 115kV Line | Morganhill-Metcalf 115kV Line | Morganhill-Metcalf 115kV Line |  | 0 | 0 | 0 | 0 | 0 | 0 | 155 | 161.5 | 72 | Morganhill-Metcalf 115kV Line | Morganhill-Metcalf 115kV Line | Morganhill-Metcalf 115kV Line |  | 1 | 1 | NO | 1 | 1 | 1 | NO | 1
SDGE | Salt Creek | 69 | 0 | 0 | 0 | 0 | 0 | 0 | 0 | 0 | 0 | 0 | 0 | 0 | 0 | 0 | 0 | 0 | 0 | 0 | 0 | 0 | 0 | 0 | 0 | 0 | 0 | 0 | 0 | 1 | 1 | 1 | 1 | 0 | 1 | 0 | 0 | 1 | 1 | 0 | 0 | 0 | 0 | 0 | 0 | 0 | 0 | 0 | 0 | 0 | 0 | 0 | 0 | 0 | 0 | 0 | 0 | 0 | 0 | 0 | 0 | 0 | 0 | 0 | 0 | 0 | 0 | 0 | 0 | 0 | 0 | 0 | 0 | 0 | 0 | 0 | 0 | 0 | 0 | 0 | 0 | 0 | 0 | 0 | 0 | 0 | 0 | 0 | 0 | 0 | 0 | 0 | 0 | 0 | 0 | 0 | 0 | 0 | 0 |  |  | 0 | 0 | 0 | 0 | 0 | 0 | 0 | 0 | 0 | 0 | 0 | 0 | 0 | 0 | 0 | 0 | 0 | 0 | 0 | 0 | 0 | 0 | 0 | 0 | 0 | 0 | 0 | 0 | 0 | 0 | 0 | 1 | 0 | 0 | 0 | 0 | -35.92 | 48.96 | 301.7864 | San Luis Rey-San Onofre 230 kV line constraint | San Luis Rey-San Onofre 230 kV line constraint | Miguel 69 kV constraint |  | 0 | 1 | 0 | 0 | 0 | 0 | -35.92 | 48.96 | 301.7864 | San Luis Rey-San Onofre 230 kV line constraint | San Luis Rey-San Onofre 230 kV line constraint | Miguel 69 kV constraint |  | 3 | 3 | NO | 3 | 1 | 1 | NO | 1
SCE Eastern | San Bernardino | 230 | 0 | 0 | 0 | 0 | 0 | 0 | 0 | 0 | 0 | 0 | 0 | 0 | 0 | 0 | 0 | 0 | 0 | 0 | 0 | 1 | 0 | 1 | 0 | 0 | 0 | 0 | 0 | 0 | 0 | 0 | 0 | 0 | 0 | 0 | 0 | 0 | 0 | 0 | 0 | 0 | 0 | 0 | 0 | 0 | 0 | 0 | 0 | 0 | 0 | 0 | 0 | 0 | 0 | 0 | 0 | 0 | 0 | 0 | 0 | 0 | 0 | 0 | 0 | 0 | 0 | 0 | 0 | 0 | 0 | 0 | 0 | 0 | 0 | 0 | 0 | 0 | 0 | 0 | 0 | 0 | 0 | 0 | 0 | 0 | 0 | 0 | 0 | 0 | 0 | 0 | 0 | 0 | 0 | 0 | 0 | 0 | 0 |  |  | 0 | 0 | 0 | 0 | 0 | 0 | 0 | 0 | 0 | 0 | 0 | 0 | 0 | 0 | 0 | 0 | 0 | 0 | 0 | 0 | 0 | 0 | 0 | 0 | 0 | 0 | 0 | 0 | 0 | 0 | 0 | 2 | 0 | 0 | 0 | 0 | -1393.746 | 1048.31 | 8204.916 | Serrano-Alberhill-Valley Constraint | Etiwanda-Rancho Vista Constraint | Serrano-Alberhill-Valley Constraint |  | 0 | 0 | 0 | 0 | 0 | 0 | 128.254 | 1048.31 | 9046.07 | Serrano-Alberhill-Valley Constraint | Etiwanda-Rancho Vista Constraint | Etiwanda-Rancho Vista Constraint |  | 4 | 1 | YES | 2 | 1 | 1 | NO | 1
PG&E GBA | SAN FRAN A (POTRERO PP) | 115 | 0 | 0 | 0 | 0 | 0 | 0 | 0 | 0 | 0 | 0 | 0 | 0 | 0 | 0 | 0 | 0 | 0 | 0 | 0 | 0 | 0 | 0 | 0 | 0 | 0 | 0 | 0 | 0 | 0 | 0 | 0 | 0 | 0 | 0 | 0 | 0 | 0 | 0 | 0 | 1 | 0 | 0 | 0 | 0 | 0 | 0 | 0 | 0 | 0 | 0 | 0 | 0 | 1 | 0 | 0 | 0 | 0 | 0 | 0 | 0 | 0 | 0 | 0 | 0 | 0 | 0 | 0 | 0 | 0 | 0 | 0 | 0 | 0 | 0 | 0 | 0 | 0 | 0 | 0 | 0 | 0 | 0 | 0 | 0 | 0 | 0 | 0 | 0 | 0 | 0 | 0 | 0 | 0 | 0 | 0 | 0 | 0 |  |  | 0 | 0 | 0 | 0 | 0 | 0 | 0 | 0 | 0 | 0 | 0 | 0 | 0 | 0 | 0 | 0 | 0 | 0 | 0 | 0 | 0 | 0 | 0 | 0 | 0 | 0 | 0 | 0 | 0 | 0 | 1 | 0 | 1 | 0 | 0 | 0 | -770.34 | -257.6012 | 2295.5509 | Collinsville-Tesla 500 kV Line | Collinsville-Tesla 500 kV Line | Collinsville-Tesla 500 kV Line |  | 0 | 0 | 0 | 0 | 0 | 0 | 2442.8 | 2580.8 | 2295.5509 | Sobrante-Moraga 230 kV line | Sobrante-Moraga 230 kV line | Collinsville-Tesla 500 kV Line |  | 5 | 1 | YES | 2 | 1 | 1 | NO | 1
PG&E GBA | SAN FRAN A (POTRERO PP) | 230 | 0 | 0 | 0 | 0 | 0 | 0 | 0 | 0 | 0 | 0 | 0 | 0 | 0 | 0 | 0 | 0 | 0 | 0 | 0 | 0 | 0 | 0 | 0 | 0 | 0 | 0 | 0 | 0 | 0 | 0 | 0 | 0 | 0 | 0 | 0 | 0 | 0 | 0 | 0 | 1 | 0 | 0 | 0 | 0 | 0 | 0 | 0 | 0 | 0 | 0 | 0 | 0 | 1 | 0 | 0 | 0 | 0 | 0 | 0 | 0 | 0 | 0 | 0 | 0 | 0 | 0 | 0 | 0 | 0 | 0 | 0 | 0 | 0 | 0 | 0 | 0 | 0 | 0 | 0 | 0 | 0 | 0 | 0 | 0 | 0 | 0 | 0 | 0 | 0 | 0 | 0 | 0 | 0 | 0 | 0 | 0 | 0 |  |  | 0 | 0 | 0 | 0 | 0 | 0 | 0 | 0 | 0 | 0 | 0 | 0 | 0 | 0 | 0 | 0 | 0 | 0 | 0 | 0 | 0 | 0 | 0 | 0 | 0 | 0 | 0 | 0 | 0 | 0 | 1 | 0 | 1 | 0 | 0 | 0 | -770.34 | -257.6012 | 2295.5509 | Collinsville-Tesla 500 kV Line | Collinsville-Tesla 500 kV Line | Collinsville-Tesla 500 kV Line |  | 0 | 0 | 0 | 0 | 0 | 0 | 2442.8 | 2580.8 | 2295.5509 | Sobrante-Moraga 230 kV line | Sobrante-Moraga 230 kV line | Collinsville-Tesla 500 kV Line |  | 5 | 1 | YES | 2 | 1 | 1 | NO | 1
PG&E GBA | San Jose A | 115 | 0 | 0 | 0 | 0 | 0 | 0 | 0 | 0 | 0 | 0 | 0 | 0 | 0 | 0 | 0 | 0 | 0 | 0 | 0 | 0 | 0 | 0 | 0 | 0 | 0 | 0 | 0 | 0 | 0 | 0 | 0 | 0 | 0 | 0 | 0 | 0 | 0 | 0 | 0 | 0 | 0 | 0 | 0 | 0 | 0 | 0 | 0 | 0 | 0 | 0 | 0 | 0 | 0 | 0 | 0 | 1 | 0 | 0 | 0 | 1 | 0 | 0 | 0 | 0 | 0 | 0 | 0 | 0 | 0 | 0 | 0 | 0 | 0 | 0 | 0 | 0 | 0 | 0 | 0 | 0 | 0 | 0 | 0 | 0 | 0 | 0 | 0 | 0 | 0 | 0 | 0 | 0 | 0 | 0 | 0 | 0 | 1 |  |  | 0 | 0 | 0 | 0 | 0 | 0 | 0 | 0 | 0 | 0 | 0 | 0 | 0 | 0 | 0 | 0 | 0 | 0 | 0 | 0 | 0 | 0 | 0 | 0 | 0 | 0 | 0 | 0 | 0 | 0 | 0 | 0 | 0 | 0 | 0 | 0 | 958.5 | 1141.75 | 2688.8852 | NEW-Metcalf-Mosslanding 500kV | NEW-Metcalf-Mosslanding 500kV | Tesla-Bellota 230 kV line |  | 0 | 0 | 0 | 0 | 0 | 0 | 958.5 | 1141.75 | 2688.8852 | NEW-Metcalf-Mosslanding 500kV | NEW-Metcalf-Mosslanding 500kV | Tesla-Bellota 230 kV line |  | 1 | 1 | NO | 1 | 1 | 1 | NO | 1
PG&E GBA | San Jose B | 115 | 0 | 0 | 0 | 0 | 0 | 0 | 0 | 0 | 0 | 0 | 0 | 0 | 0 | 0 | 0 | 0 | 0 | 0 | 0 | 0 | 0 | 0 | 0 | 0 | 0 | 0 | 0 | 0 | 0 | 0 | 0 | 0 | 0 | 0 | 0 | 0 | 0 | 0 | 0 | 0 | 0 | 0 | 0 | 0 | 0 | 0 | 0 | 0 | 0 | 0 | 0 | 0 | 0 | 0 | 0 | 1 | 0 | 0 | 0 | 1 | 0 | 0 | 0 | 0 | 0 | 0 | 0 | 0 | 0 | 0 | 0 | 0 | 0 | 0 | 0 | 0 | 0 | 0 | 0 | 0 | 0 | 0 | 0 | 0 | 0 | 0 | 0 | 0 | 0 | 0 | 0 | 0 | 0 | 0 | 0 | 0 | 0 |  |  | 0 | 0 | 0 | 0 | 0 | 0 | 0 | 0 | 0 | 0 | 0 | 0 | 0 | 0 | 0 | 0 | 0 | 0 | 0 | 0 | 0 | 0 | 0 | 0 | 0 | 0 | 0 | 0 | 0 | 0 | 0 | 0 | 0 | 0 | 0 | 0 | 1626.31 | 1960.6438 | 2688.8852 | Tesla-Bellota 230 kV line | Tesla-Bellota 230 kV line | Tesla-Bellota 230 kV line |  | 0 | 0 | 0 | 0 | 0 | 0 | 1626.31 | 1960.6438 | 2688.8852 | Tesla-Bellota 230 kV line | Tesla-Bellota 230 kV line | Tesla-Bellota 230 kV line |  | 1 | 1 | NO | 1 | 1 | 1 | NO | 1
PG&E GBA | San Leandro U | 115 | 0 | 0 | 0 | 0 | 0 | 0 | 0 | 0 | 0 | 0 | 0 | 0 | 0 | 0 | 0 | 0 | 0 | 0 | 0 | 0 | 0 | 0 | 0 | 0 | 0 | 0 | 0 | 0 | 0 | 0 | 0 | 0 | 0 | 0 | 0 | 0 | 0 | 0 | 0 | 1 | 0 | 0 | 0 | 0 | 0 | 0 | 0 | 0 | 0 | 0 | 0 | 0 | 1 | 0 | 0 | 1 | 0 | 0 | 0 | 0 | 0 | 0 | 0 | 0 | 0 | 0 | 0 | 0 | 0 | 0 | 0 | 0 | 0 | 0 | 0 | 0 | 0 | 0 | 0 | 0 | 0 | 0 | 0 | 0 | 0 | 0 | 0 | 0 | 0 | 0 | 0 | 0 | 0 | 0 | 0 | 0 | 0 |  |  | 0 | 0 | 0 | 0 | 0 | 0 | 0 | 0 | 0 | 0 | 0 | 0 | 0 | 0 | 0 | 0 | 0 | 0 | 0 | 0 | 0 | 0 | 0 | 0 | 0 | 0 | 0 | 0 | 0 | 0 | 1 | 0 | 1 | 0 | 0 | 0 | -770.34 | -257.6012 | 2295.5509 | Collinsville-Tesla 500 kV Line | Collinsville-Tesla 500 kV Line | Collinsville-Tesla 500 kV Line |  | 0 | 0 | 0 | 0 | 0 | 0 | 2442.8 | 2580.8 | 2295.5509 | Sobrante-Moraga 230 kV line | Sobrante-Moraga 230 kV line | Collinsville-Tesla 500 kV Line |  | 5 | 1 | YES | 2 | 1 | 1 | NO | 1
PG&E KERN | San Luis Obispo | 115 | 0 | 0 | 0 | 0 | 0 | 0 | 0 | 0 | 0 | 0 | 0 | 0 | 0 | 0 | 0 | 0 | 0 | 0 | 0 | 0 | 0 | 0 | 0 | 0 | 0 | 0 | 0 | 0 | 0 | 0 | 0 | 0 | 0 | 0 | 0 | 0 | 0 | 0 | 0 | 0 | 0 | 0 | 0 | 0 | 0 | 0 | 0 | 0 | 0 | 0 | 0 | 0 | 0 | 0 | 0 | 0 | 0 | 0 | 0 | 0 | 0 | 0 | 0 | 0 | 0 | 0 | 0 | 1 | 1 | 0 | 0 | 0 | 0 | 0 | 0 | 0 | 0 | 0 | 0 | 1 | 0 | 0 | 0 | 0 | 0 | 1 | 0 | 0 | 0 | 0 | 0 | 0 | 0 | 0 | 0 | 1 | 0 |  |  | 0 | 0 | 0 | 0 | 0 | 0 | 0 | 0 | 0 | 0 | 0 | 0 | 0 | 0 | 0 | 0 | 0 | 0 | 0 | 0 | 0 | 0 | 0 | 0 | 0 | 0 | 0 | 0 | 0 | 0 | 0 | 0 | 1 | 0 | 1 | 0 | 122.65 | -2136.112 | -826.4482 | Cal Flat-Gates 230 kV line | Gates 500/230kV TB #11 | Gates 500/230kV TB #11 |  | 0 | 0 | 0 | 0 | 0 | 0 | 122.65 | 392.11 | 666.9203 | Cal Flat-Gates 230 kV line | Cal Flat-Gates 230 kV line | Cal Flat-Gates 230 kV line |  | 5 | 1 | YES | 2 | 5 | 1 | YES | 2
PG&E KERN | San Luis Obispo | 70 | 0 | 0 | 0 | 0 | 0 | 0 | 0 | 0 | 0 | 0 | 0 | 0 | 0 | 0 | 0 | 0 | 0 | 0 | 0 | 0 | 0 | 0 | 0 | 0 | 0 | 0 | 0 | 0 | 0 | 0 | 0 | 0 | 0 | 0 | 0 | 0 | 0 | 0 | 0 | 0 | 0 | 0 | 0 | 0 | 0 | 0 | 0 | 0 | 0 | 0 | 0 | 0 | 0 | 0 | 0 | 0 | 0 | 0 | 0 | 0 | 0 | 0 | 0 | 0 | 0 | 0 | 0 | 1 | 1 | 0 | 0 | 0 | 0 | 0 | 0 | 0 | 0 | 0 | 0 | 1 | 0 | 0 | 0 | 0 | 0 | 1 | 0 | 0 | 0 | 0 | 0 | 0 | 0 | 0 | 0 | 1 | 0 |  |  | 0 | 0 | 0 | 0 | 0 | 0 | 0 | 0 | 0 | 0 | 0 | 0 | 0 | 0 | 0 | 0 | 0 | 0 | 0 | 0 | 0 | 0 | 0 | 0 | 0 | 0 | 0 | 0 | 0 | 0 | 0 | 0 | 1 | 0 | 1 | 0 | 122.65 | -2136.112 | -826.4482 | Cal Flat-Gates 230 kV line | Gates 500/230kV TB #11 | Gates 500/230kV TB #11 |  | 0 | 0 | 0 | 0 | 0 | 0 | 122.65 | 392.11 | 666.9203 | Cal Flat-Gates 230 kV line | Cal Flat-Gates 230 kV line | Cal Flat-Gates 230 kV line |  | 5 | 1 | YES | 2 | 5 | 1 | YES | 2
SDGE | San Luis Rey | 230 | 0 | 0 | 0 | 0 | 0 | 0 | 0 | 0 | 0 | 0 | 0 | 0 | 0 | 0 | 0 | 0 | 0 | 0 | 0 | 0 | 0 | 0 | 0 | 0 | 0 | 0 | 0 | 0 | 0 | 0 | 0 | 0 | 1 | 0 | 0 | 0 | 0 | 0 | 0 | 0 | 0 | 0 | 0 | 0 | 0 | 0 | 0 | 0 | 0 | 0 | 0 | 0 | 0 | 0 | 0 | 0 | 0 | 0 | 0 | 0 | 0 | 0 | 0 | 0 | 0 | 0 | 0 | 0 | 0 | 0 | 0 | 0 | 0 | 0 | 0 | 0 | 0 | 0 | 0 | 0 | 0 | 0 | 0 | 0 | 0 | 0 | 0 | 0 | 0 | 0 | 0 | 0 | 0 | 0 | 0 | 0 | 0 |  |  | 0 | 0 | 0 | 0 | 0 | 0 | 0 | 0 | 0 | 0 | 0 | 0 | 0 | 0 | 0 | 0 | 0 | 0 | 0 | 0 | 0 | 0 | 0 | 0 | 0 | 0 | 0 | 0 | 0 | 0 | 0 | 1 | 0 | 0 | 0 | 0 | -35.92 | 48.96 | 3490.5814 | San Luis Rey-San Onofre 230 kV line constraint | San Luis Rey-San Onofre 230 kV line constraint | San Luis Rey-San Onofre 230 kV line constraint |  | 0 | 1 | 0 | 0 | 0 | 0 | -35.92 | 48.96 | 3490.5814 | San Luis Rey-San Onofre 230 kV line constraint | San Luis Rey-San Onofre 230 kV line constraint | San Luis Rey-San Onofre 230 kV line constraint |  | 3 | 3 | NO | 3 | 1 | 1 | NO | 1
SDGE | San Luis Rey | 69 | 0 | 0 | 0 | 0 | 0 | 0 | 0 | 0 | 0 | 0 | 0 | 0 | 0 | 0 | 0 | 0 | 0 | 0 | 0 | 0 | 0 | 0 | 0 | 0 | 0 | 1 | 0 | 0 | 0 | 0 | 0 | 0 | 1 | 0 | 0 | 0 | 0 | 1 | 0 | 0 | 0 | 0 | 0 | 0 | 0 | 0 | 0 | 0 | 0 | 0 | 0 | 0 | 0 | 0 | 0 | 0 | 0 | 0 | 0 | 0 | 0 | 0 | 0 | 0 | 0 | 0 | 0 | 0 | 0 | 0 | 0 | 0 | 0 | 0 | 0 | 0 | 0 | 0 | 0 | 0 | 0 | 0 | 0 | 0 | 0 | 0 | 0 | 0 | 0 | 0 | 0 | 0 | 0 | 0 | 0 | 0 | 0 |  |  | 0 | 0 | 0 | 0 | 0 | 0 | 0 | 0 | 0 | 0 | 0 | 0 | 0 | 0 | 0 | 0 | 0 | 0 | 0 | 0 | 0 | 0 | 0 | 0 | 0 | 0 | 0 | 0 | 0 | 0 | 0 | 1 | 0 | 0 | 0 | 0 | -35.92 | 48.96 | 1265.36 | San Luis Rey-San Onofre 230 kV line constraint | San Luis Rey-San Onofre 230 kV line constraint | Talega 230 kV constraint |  | 0 | 1 | 0 | 0 | 0 | 0 | -35.92 | 48.96 | 1265.36 | San Luis Rey-San Onofre 230 kV line constraint | San Luis Rey-San Onofre 230 kV line constraint | Talega 230 kV constraint |  | 3 | 3 | NO | 3 | 1 | 1 | NO | 1
SDGE | San Marcos | 69 | 0 | 0 | 0 | 0 | 0 | 0 | 0 | 0 | 0 | 0 | 0 | 0 | 0 | 0 | 0 | 0 | 0 | 0 | 0 | 0 | 0 | 0 | 0 | 0 | 0 | 1 | 0 | 0 | 0 | 0 | 1 | 0 | 1 | 1 | 0 | 0 | 0 | 1 | 0 | 0 | 0 | 0 | 0 | 0 | 0 | 0 | 0 | 0 | 0 | 0 | 0 | 0 | 0 | 0 | 0 | 0 | 0 | 0 | 0 | 0 | 0 | 0 | 0 | 0 | 0 | 0 | 0 | 0 | 0 | 0 | 0 | 0 | 0 | 0 | 0 | 0 | 0 | 0 | 0 | 0 | 0 | 0 | 0 | 0 | 0 | 0 | 0 | 0 | 0 | 0 | 0 | 0 | 0 | 0 | 0 | 0 | 0 |  |  | 0 | 0 | 0 | 0 | 0 | 0 | 0 | 0 | 0 | 0 | 0 | 0 | 0 | 0 | 0 | 0 | 0 | 0 | 0 | 0 | 0 | 0 | 0 | 0 | 0 | 0 | 0 | 0 | 0 | 0 | 0 | 1 | 0 | 0 | 0 | 0 | -35.92 | 48.96 | 284 | San Luis Rey-San Onofre 230 kV line constraint | San Luis Rey-San Onofre 230 kV line constraint | Ocean Ranch 69 kV constraint |  | 0 | 1 | 0 | 0 | 0 | 0 | -35.92 | 48.96 | 284 | San Luis Rey-San Onofre 230 kV line constraint | San Luis Rey-San Onofre 230 kV line constraint | Ocean Ranch 69 kV constraint |  | 3 | 3 | NO | 3 | 1 | 1 | NO | 1
SCE Metro | San Onofre | 230 | 0 | 0 | 0 | 0 | 0 | 0 | 0 | 0 | 0 | 1 | 0 | 0 | 0 | 0 | 0 | 0 | 0 | 0 | 0 | 0 | 0 | 0 | 0 | 0 | 0 | 0 | 0 | 0 | 0 | 0 | 0 | 0 | 0 | 0 | 0 | 0 | 0 | 0 | 0 | 0 | 0 | 0 | 0 | 0 | 0 | 0 | 0 | 0 | 0 | 0 | 0 | 0 | 0 | 0 | 0 | 0 | 0 | 0 | 0 | 0 | 0 | 0 | 0 | 0 | 0 | 0 | 0 | 0 | 0 | 0 | 0 | 0 | 0 | 0 | 0 | 0 | 0 | 0 | 0 | 0 | 0 | 0 | 0 | 0 | 0 | 0 | 0 | 0 | 0 | 0 | 0 | 0 | 0 | 0 | 0 | 0 | 0 |  |  | 0 | 0 | 0 | 0 | 0 | 0 | 0 | 0 | 0 | 0 | 0 | 0 | 0 | 0 | 0 | 0 | 0 | 0 | 0 | 0 | 0 | 0 | 0 | 0 | 0 | 0 | 0 | 0 | 0 | 0 | 0 | 0 | 0 | 0 | 0 | 0 | 3850.3788 | 8396.608 | 22073.9811 | SCE Metro Area Default Constraint | SCE Metro Area Default Constraint | SCE Metro Area Default Constraint |  | 0 | 0 | 0 | 0 | 0 | 0 | 3850.3788 | 8396.608 | 22073.9811 | SCE Metro Area Default Constraint | SCE Metro Area Default Constraint | SCE Metro Area Default Constraint |  | 1 | 1 | NO | 1 | 1 | 1 | NO | 1
PG&E GBA | San Pablo | 115 | 0 | 0 | 0 | 0 | 0 | 0 | 0 | 0 | 0 | 0 | 0 | 0 | 0 | 0 | 0 | 0 | 0 | 0 | 0 | 0 | 0 | 0 | 0 | 0 | 0 | 0 | 0 | 0 | 0 | 0 | 0 | 0 | 0 | 0 | 0 | 0 | 0 | 0 | 0 | 1 | 0 | 0 | 0 | 0 | 0 | 0 | 0 | 0 | 0 | 1 | 0 | 0 | 1 | 1 | 1 | 1 | 0 | 0 | 1 | 1 | 0 | 1 | 0 | 0 | 0 | 1 | 0 | 0 | 0 | 0 | 0 | 0 | 0 | 0 | 0 | 0 | 0 | 0 | 0 | 0 | 0 | 0 | 0 | 0 | 0 | 0 | 0 | 0 | 0 | 0 | 0 | 0 | 0 | 0 | 0 | 0 | 0 |  |  | 0 | 0 | 0 | 0 | 0 | 0 | 0 | 0 | 0 | 0 | 0 | 0 | 0 | 0 | 0 | 0 | 0 | 0 | 0 | 0 | 0 | 0 | 0 | 0 | 0 | 0 | 0 | 0 | 0 | 0 | 2 | 0 | 1 | 0 | 0 | 0 | -770.34 | -257.6012 | 1084 | Collinsville-Tesla 500 kV Line | Collinsville-Tesla 500 kV Line | Grant - Eastshore #2 line 115 kV |  | 0 | 0 | 0 | 0 | 0 | 0 | 539.61 | 810.0038 | 1084 | Contra Costa- Windmaster 230 kV line | Contra Costa- Windmaster 230 kV line | Grant - Eastshore #2 line 115 kV |  | 5 | 1 | YES | 2 | 1 | 1 | NO | 1
PG&E GBA | San Ramon | 230 | 0 | 0 | 0 | 0 | 0 | 0 | 0 | 0 | 0 | 0 | 0 | 0 | 0 | 0 | 0 | 0 | 0 | 0 | 0 | 0 | 0 | 0 | 0 | 0 | 0 | 0 | 0 | 0 | 0 | 0 | 0 | 0 | 0 | 0 | 0 | 0 | 0 | 0 | 0 | 1 | 0 | 0 | 0 | 0 | 0 | 0 | 0 | 0 | 0 | 0 | 0 | 0 | 0 | 0 | 0 | 1 | 0 | 0 | 0 | 0 | 0 | 0 | 0 | 0 | 0 | 0 | 0 | 0 | 0 | 0 | 0 | 0 | 0 | 0 | 0 | 0 | 0 | 0 | 0 | 0 | 0 | 0 | 0 | 0 | 0 | 0 | 0 | 0 | 0 | 0 | 0 | 0 | 0 | 0 | 0 | 0 | 0 |  |  | 0 | 0 | 0 | 0 | 0 | 0 | 0 | 0 | 0 | 0 | 0 | 0 | 0 | 0 | 0 | 0 | 0 | 0 | 0 | 0 | 0 | 0 | 0 | 0 | 0 | 0 | 0 | 0 | 0 | 0 | 1 | 0 | 1 | 0 | 0 | 0 | -770.34 | -257.6012 | 2295.5509 | Collinsville-Tesla 500 kV Line | Collinsville-Tesla 500 kV Line | Collinsville-Tesla 500 kV Line |  | 0 | 0 | 0 | 0 | 0 | 0 | 3115.51 | 3433.6438 | 2295.5509 | Tesla-Tracy-Pump 230 kV line #2 | Tesla-Tracy-Pump 230 kV line #2 | Collinsville-Tesla 500 kV Line |  | 5 | 1 | YES | 2 | 1 | 1 | NO | 1
SDGE | San Ysidro | 69 | 0 | 0 | 0 | 0 | 0 | 0 | 0 | 0 | 0 | 0 | 0 | 0 | 0 | 0 | 0 | 0 | 0 | 0 | 0 | 0 | 0 | 0 | 0 | 0 | 0 | 0 | 0 | 0 | 0 | 1 | 1 | 0 | 1 | 0 | 0 | 1 | 1 | 0 | 0 | 0 | 0 | 0 | 0 | 0 | 0 | 0 | 0 | 0 | 0 | 0 | 0 | 0 | 0 | 0 | 0 | 0 | 0 | 0 | 0 | 0 | 0 | 0 | 0 | 0 | 0 | 0 | 0 | 0 | 0 | 0 | 0 | 0 | 0 | 0 | 0 | 0 | 0 | 0 | 0 | 0 | 0 | 0 | 0 | 0 | 0 | 0 | 0 | 0 | 0 | 0 | 0 | 0 | 0 | 0 | 0 | 0 | 0 |  |  | 0 | 0 | 0 | 0 | 0 | 0 | 0 | 0 | 0 | 0 | 0 | 0 | 0 | 0 | 0 | 0 | 0 | 0 | 0 | 0 | 0 | 0 | 0 | 0 | 0 | 0 | 0 | 0 | 0 | 0 | 0 | 1 | 0 | 0 | 0 | 0 | -35.92 | 48.96 | 301.7864 | San Luis Rey-San Onofre 230 kV line constraint | San Luis Rey-San Onofre 230 kV line constraint | Miguel 69 kV constraint |  | 0 | 1 | 0 | 0 | 0 | 0 | -35.92 | 48.96 | 301.7864 | San Luis Rey-San Onofre 230 kV line constraint | San Luis Rey-San Onofre 230 kV line constraint | Miguel 69 kV constraint |  | 3 | 3 | NO | 3 | 1 | 1 | NO | 1
SCE NOL | Sandlot | 230 | 0 | 0 | 0 | 0 | 0 | 0 | 0 | 0 | 0 | 0 | 0 | 1 | 1 | 1 | 0 | 0 | 0 | 0 | 0 | 0 | 0 | 0 | 0 | 0 | 0 | 0 | 0 | 0 | 0 | 0 | 0 | 0 | 0 | 0 | 0 | 0 | 0 | 0 | 0 | 0 | 0 | 0 | 0 | 0 | 0 | 0 | 0 | 0 | 0 | 0 | 0 | 0 | 0 | 0 | 0 | 0 | 0 | 0 | 0 | 0 | 0 | 0 | 0 | 0 | 0 | 0 | 0 | 0 | 0 | 0 | 0 | 0 | 0 | 0 | 0 | 0 | 0 | 0 | 0 | 0 | 0 | 0 | 0 | 0 | 0 | 0 | 0 | 0 | 0 | 0 | 0 | 0 | 0 | 0 | 0 | 0 | 0 |  |  | 0 | 0 | 0 | 0 | 0 | 0 | 0 | 0 | 0 | 0 | 0 | 0 | 0 | 0 | 0 | 0 | 0 | 0 | 0 | 0 | 0 | 0 | 0 | 0 | 0 | 0 | 0 | 0 | 0 | 0 | 0 | 2 | 0 | 2 | 0 | 0 | -280.6 | -110.25 | 1093.724 | South of Kramer Area Constraint | South of Kramer Area Constraint | South of Kramer Area Constraint |  | 0 | 3 | 0 | 0 | 0 | 0 | -80.6 | 89.75 | 1093.724 | South of Kramer Area Constraint | South of Kramer Area Constraint | South of Kramer Area Constraint |  | 4 | 3 | YES | 3 | 1 | 1 | NO | 1
EOP | Sandy | 138 | 0 | 0 | 0 | 0 | 0 | 0 | 0 | 0 | 0 | 0 | 0 | 0 | 0 | 0 | 0 | 0 | 0 | 0 | 0 | 0 | 0 | 0 | 1 | 1 | 1 | 0 | 0 | 0 | 0 | 0 | 0 | 0 | 0 | 0 | 0 | 0 | 0 | 0 | 0 | 0 | 0 | 0 | 0 | 0 | 0 | 0 | 0 | 0 | 0 | 0 | 0 | 0 | 0 | 0 | 0 | 0 | 0 | 0 | 0 | 0 | 0 | 0 | 0 | 0 | 0 | 0 | 0 | 0 | 0 | 0 | 0 | 0 | 0 | 0 | 0 | 0 | 0 | 0 | 0 | 0 | 0 | 0 | 0 | 0 | 0 | 0 | 0 | 0 | 0 | 0 | 0 | 0 | 0 | 0 | 0 | 0 | 0 |  |  | 0 | 0 | 0 | 0 | 0 | 0 | 0 | 0 | 0 | 0 | 0 | 0 | 0 | 0 | 0 | 0 | 0 | 0 | 0 | 0 | 0 | 0 | 0 | 0 | 0 | 0 | 0 | 0 | 0 | 0 | 1 | 0 | 1 | 0 | 0 | 0 | -3566.801 | -1411.508 | 344.027 | Lugo - Victorville area constraint | Lugo - Victorville area constraint | Lugo - Victorville area constraint |  | 0 | 0 | 0 | 0 | 0 | 0 | 576.5 | 1808.75 | 3367.55 | Sloan Canyon - Eldorado 500 kV constraint | Sloan Canyon - Eldorado 500 kV constraint | GLW 230kV area constraint |  | 5 | 1 | YES | 2 | 1 | 1 | NO | 1
PG&E FRESNO | Sanger | 115 | 0 | 0 | 0 | 0 | 0 | 0 | 0 | 0 | 0 | 0 | 0 | 0 | 0 | 0 | 0 | 0 | 0 | 0 | 0 | 0 | 0 | 0 | 0 | 0 | 0 | 0 | 0 | 0 | 0 | 0 | 0 | 0 | 0 | 0 | 0 | 0 | 0 | 0 | 0 | 0 | 0 | 0 | 0 | 0 | 0 | 1 | 0 | 0 | 0 | 0 | 0 | 0 | 0 | 0 | 0 | 0 | 0 | 0 | 0 | 0 | 0 | 0 | 0 | 0 | 0 | 0 | 0 | 0 | 0 | 0 | 0 | 0 | 0 | 0 | 0 | 0 | 0 | 0 | 1 | 1 | 0 | 1 | 0 | 1 | 1 | 1 | 0 | 0 | 0 | 1 | 0 | 0 | 0 | 0 | 1 | 0 | 0 |  |  | 0 | 0 | 0 | 0 | 0 | 0 | 0 | 0 | 0 | 0 | 0 | 0 | 0 | 0 | 0 | 0 | 0 | 0 | 0 | 0 | 0 | 0 | 0 | 0 | 0 | 0 | 0 | 0 | 0 | 0 | 3 | 0 | 5 | 0 | 2 | 1 | -544.45 | -2136.112 | -2136.2316 | Borden-Storey #1 230kV line | Gates 500/230kV TB #11 | Mustang-Henrietta 230 kV line |  | 1 | 0 | 0 | 0 | 0 | 0 | -140.65 | 268.5 | 342.7684 | Bellota-Weber 230kV line | Bellota-Weber 230kV line | Mustang-Henrietta 230 kV line |  | 5 | 5 | NO | 5 | 5 | 1 | YES | 2
SCE Northern | Santa Clara | 230 | 0 | 0 | 1 | 0 | 1 | 0 | 0 | 0 | 0 | 0 | 0 | 0 | 0 | 0 | 0 | 0 | 0 | 0 | 0 | 0 | 0 | 0 | 0 | 0 | 1 | 0 | 0 | 0 | 0 | 0 | 0 | 0 | 0 | 0 | 0 | 0 | 0 | 0 | 0 | 0 | 0 | 0 | 0 | 0 | 0 | 0 | 0 | 0 | 0 | 0 | 0 | 0 | 0 | 0 | 0 | 0 | 0 | 0 | 0 | 0 | 0 | 0 | 0 | 0 | 0 | 0 | 0 | 0 | 0 | 0 | 0 | 0 | 0 | 0 | 0 | 0 | 0 | 0 | 0 | 0 | 0 | 0 | 0 | 0 | 0 | 0 | 0 | 0 | 0 | 0 | 0 | 0 | 0 | 0 | 0 | 0 | 0 |  |  | 0 | 0 | 0 | 0 | 0 | 0 | 0 | 0 | 0 | 0 | 0 | 0 | 0 | 0 | 0 | 0 | 0 | 0 | 0 | 0 | 0 | 0 | 0 | 0 | 0 | 0 | 0 | 0 | 0 | 0 | 1 | 0 | 1 | 0 | 0 | 0 | -3566.801 | -1411.508 | 344.027 | Lugo - Victorville area constraint | Lugo - Victorville area constraint | Lugo - Victorville area constraint |  | 0 | 0 | 0 | 0 | 0 | 0 | 448 | 554 | 2967 | Moorpark-Pardee Constraint | Moorpark-Pardee Constraint | Moorpark-Pardee Constraint |  | 5 | 1 | YES | 2 | 1 | 1 | NO | 1
PG&E NGBA | Santa Rosa A | 115 | 0 | 0 | 0 | 0 | 0 | 0 | 0 | 0 | 0 | 0 | 0 | 0 | 0 | 0 | 0 | 0 | 0 | 0 | 0 | 0 | 0 | 0 | 0 | 0 | 0 | 0 | 0 | 0 | 0 | 0 | 0 | 0 | 0 | 0 | 0 | 0 | 0 | 0 | 0 | 1 | 0 | 0 | 0 | 0 | 0 | 0 | 0 | 0 | 0 | 0 | 0 | 0 | 1 | 0 | 0 | 0 | 0 | 0 | 0 | 0 | 0 | 0 | 0 | 0 | 0 | 0 | 1 | 0 | 0 | 0 | 0 | 0 | 0 | 0 | 0 | 0 | 0 | 0 | 0 | 0 | 0 | 0 | 0 | 0 | 0 | 0 | 0 | 0 | 0 | 0 | 0 | 0 | 0 | 0 | 0 | 0 | 0 |  |  | 0 | 0 | 0 | 0 | 0 | 0 | 0 | 0 | 0 | 0 | 0 | 0 | 0 | 0 | 0 | 0 | 0 | 0 | 0 | 0 | 0 | 0 | 0 | 0 | 0 | 0 | 0 | 0 | 0 | 0 | 2 | 0 | 2 | 0 | 0 | 0 | -770.34 | -257.6012 | 381.1526 | Collinsville-Tesla 500 kV Line | Collinsville-Tesla 500 kV Line | Birds Landing-Contra Costa 230kV Line |  | 1 | 0 | 1 | 0 | 0 | 0 | -278.39 | -7.9962 | 381.1526 | Birds Landing-Contra Costa 230kV Line | Birds Landing-Contra Costa 230kV Line | Birds Landing-Contra Costa 230kV Line |  | 5 | 5 | NO | 5 | 1 | 1 | NO | 1
PG&E GBA | Santa Teresa | 115 | 0 | 0 | 0 | 0 | 0 | 0 | 0 | 0 | 0 | 0 | 0 | 0 | 0 | 0 | 0 | 0 | 0 | 0 | 0 | 0 | 0 | 0 | 0 | 0 | 0 | 0 | 0 | 0 | 0 | 0 | 0 | 0 | 0 | 0 | 0 | 0 | 0 | 0 | 0 | 0 | 0 | 0 | 0 | 0 | 0 | 0 | 0 | 0 | 0 | 0 | 0 | 0 | 0 | 0 | 0 | 1 | 0 | 0 | 0 | 1 | 0 | 0 | 0 | 0 | 0 | 0 | 0 | 0 | 0 | 0 | 0 | 0 | 0 | 0 | 0 | 0 | 0 | 0 | 0 | 0 | 0 | 0 | 0 | 0 | 0 | 0 | 0 | 0 | 0 | 0 | 0 | 0 | 0 | 0 | 0 | 0 | 1 |  |  | 0 | 0 | 0 | 0 | 0 | 0 | 0 | 0 | 0 | 0 | 0 | 0 | 0 | 0 | 0 | 0 | 0 | 0 | 0 | 0 | 0 | 0 | 0 | 0 | 0 | 0 | 0 | 0 | 0 | 0 | 0 | 0 | 0 | 0 | 0 | 0 | 958.5 | 1141.75 | 2688.8852 | NEW-Metcalf-Mosslanding 500kV | NEW-Metcalf-Mosslanding 500kV | Tesla-Bellota 230 kV line |  | 0 | 0 | 0 | 0 | 0 | 0 | 958.5 | 1141.75 | 2688.8852 | NEW-Metcalf-Mosslanding 500kV | NEW-Metcalf-Mosslanding 500kV | Tesla-Bellota 230 kV line |  | 1 | 1 | NO | 1 | 1 | 1 | NO | 1
SDGE | Santee | 138 | 0 | 0 | 0 | 0 | 0 | 0 | 0 | 0 | 0 | 0 | 0 | 0 | 0 | 0 | 0 | 0 | 0 | 0 | 0 | 0 | 0 | 0 | 0 | 0 | 0 | 0 | 1 | 0 | 1 | 0 | 1 | 0 | 1 | 0 | 0 | 0 | 0 | 0 | 0 | 0 | 0 | 0 | 0 | 0 | 0 | 0 | 0 | 0 | 0 | 0 | 0 | 0 | 0 | 0 | 0 | 0 | 0 | 0 | 0 | 0 | 0 | 0 | 0 | 0 | 0 | 0 | 0 | 0 | 0 | 0 | 0 | 0 | 0 | 0 | 0 | 0 | 0 | 0 | 0 | 0 | 0 | 0 | 0 | 0 | 0 | 0 | 0 | 0 | 0 | 0 | 0 | 0 | 0 | 0 | 0 | 0 | 0 |  |  | 0 | 0 | 0 | 0 | 0 | 0 | 0 | 0 | 0 | 0 | 0 | 0 | 0 | 0 | 0 | 0 | 0 | 0 | 0 | 0 | 0 | 0 | 0 | 0 | 0 | 0 | 10 | 0 | 0 | 1 | 0 | 1 | 0 | 0 | 0 | 0 | -35.92 | 48.96 | 234 | San Luis Rey-San Onofre 230 kV line constraint | San Luis Rey-San Onofre 230 kV line constraint | Chicarita 138 kV constraint |  | 0 | 1 | 0 | 0 | 0 | 0 | -35.92 | 48.96 | 234 | San Luis Rey-San Onofre 230 kV line constraint | San Luis Rey-San Onofre 230 kV line constraint | Chicarita 138 kV constraint |  | 3 | 3 | NO | 3 | 1 | 1 | NO | 1
SCE Metro | Santiago | 230 | 0 | 0 | 0 | 0 | 0 | 0 | 0 | 0 | 0 | 1 | 0 | 0 | 0 | 0 | 0 | 0 | 0 | 0 | 0 | 0 | 0 | 0 | 0 | 0 | 0 | 0 | 0 | 0 | 0 | 0 | 0 | 0 | 0 | 0 | 0 | 0 | 0 | 0 | 0 | 0 | 0 | 0 | 0 | 0 | 0 | 0 | 0 | 0 | 0 | 0 | 0 | 0 | 0 | 0 | 0 | 0 | 0 | 0 | 0 | 0 | 0 | 0 | 0 | 0 | 0 | 0 | 0 | 0 | 0 | 0 | 0 | 0 | 0 | 0 | 0 | 0 | 0 | 0 | 0 | 0 | 0 | 0 | 0 | 0 | 0 | 0 | 0 | 0 | 0 | 0 | 0 | 0 | 0 | 0 | 0 | 0 | 0 |  |  | 0 | 0 | 0 | 0 | 0 | 0 | 0 | 0 | 0 | 0 | 0 | 0 | 0 | 0 | 0 | 0 | 0 | 0 | 0 | 0 | 0 | 0 | 0 | 0 | 0 | 0 | 0 | 0 | 0 | 0 | 0 | 0 | 0 | 0 | 0 | 0 | 3850.3788 | 8396.608 | 22073.9811 | SCE Metro Area Default Constraint | SCE Metro Area Default Constraint | SCE Metro Area Default Constraint |  | 0 | 0 | 0 | 0 | 0 | 0 | 3850.3788 | 8396.608 | 22073.9811 | SCE Metro Area Default Constraint | SCE Metro Area Default Constraint | SCE Metro Area Default Constraint |  | 1 | 1 | NO | 1 | 1 | 1 | NO | 1
PG&E GBA | Saratoga | 230 | 0 | 0 | 0 | 0 | 0 | 0 | 0 | 0 | 0 | 0 | 0 | 0 | 0 | 0 | 0 | 0 | 0 | 0 | 0 | 0 | 0 | 0 | 0 | 0 | 0 | 0 | 0 | 0 | 0 | 0 | 0 | 0 | 0 | 0 | 0 | 0 | 0 | 0 | 0 | 0 | 0 | 0 | 0 | 0 | 0 | 0 | 0 | 0 | 0 | 0 | 0 | 0 | 1 | 0 | 0 | 1 | 0 | 0 | 0 | 1 | 0 | 0 | 0 | 0 | 0 | 0 | 0 | 0 | 0 | 0 | 0 | 0 | 0 | 0 | 0 | 0 | 0 | 0 | 0 | 0 | 0 | 0 | 0 | 0 | 0 | 0 | 0 | 0 | 0 | 0 | 0 | 0 | 0 | 0 | 0 | 0 | 0 |  |  | 0 | 0 | 0 | 0 | 0 | 0 | 0 | 0 | 0 | 0 | 0 | 0 | 0 | 0 | 0 | 0 | 0 | 0 | 0 | 0 | 0 | 0 | 0 | 0 | 0 | 0 | 0 | 0 | 0 | 0 | 0 | 0 | 0 | 0 | 0 | 0 | 1626.31 | 1960.6438 | 2688.8852 | Tesla-Bellota 230 kV line | Tesla-Bellota 230 kV line | Tesla-Bellota 230 kV line |  | 0 | 0 | 0 | 0 | 0 | 0 | 1626.31 | 1960.6438 | 2688.8852 | Tesla-Bellota 230 kV line | Tesla-Bellota 230 kV line | Tesla-Bellota 230 kV line |  | 1 | 1 | NO | 1 | 1 | 1 | NO | 1
SCE Northern | Saugus | 230 | 0 | 0 | 0 | 0 | 0 | 0 | 0 | 0 | 0 | 0 | 0 | 0 | 0 | 0 | 0 | 0 | 0 | 0 | 0 | 0 | 0 | 0 | 0 | 0 | 1 | 0 | 0 | 0 | 0 | 0 | 0 | 0 | 0 | 0 | 0 | 0 | 0 | 0 | 0 | 0 | 0 | 0 | 0 | 0 | 0 | 0 | 0 | 0 | 0 | 0 | 0 | 0 | 0 | 0 | 0 | 0 | 0 | 0 | 0 | 0 | 0 | 0 | 0 | 0 | 0 | 0 | 0 | 0 | 0 | 0 | 0 | 0 | 0 | 0 | 0 | 0 | 0 | 0 | 0 | 0 | 0 | 0 | 0 | 0 | 0 | 0 | 0 | 0 | 0 | 0 | 0 | 0 | 0 | 0 | 0 | 0 | 0 |  |  | 0 | 0 | 0 | 0 | 0 | 0 | 0 | 0 | 0 | 0 | 0 | 0 | 0 | 0 | 0 | 0 | 0 | 0 | 0 | 0 | 0 | 0 | 0 | 0 | 0 | 0 | 0 | 0 | 0 | 0 | 1 | 0 | 1 | 0 | 0 | 0 | -3566.801 | -1411.508 | 344.027 | Lugo - Victorville area constraint | Lugo - Victorville area constraint | Lugo - Victorville area constraint |  | 0 | 0 | 0 | 0 | 0 | 0 | 3233.199 | 5388.492 | 7144.027 | Lugo - Victorville area constraint | Lugo - Victorville area constraint | Lugo - Victorville area constraint |  | 5 | 1 | YES | 2 | 1 | 1 | NO | 1
PG&E FRESNO | Schindler | 115 | 0 | 0 | 0 | 0 | 0 | 0 | 0 | 0 | 0 | 0 | 0 | 0 | 0 | 0 | 0 | 0 | 0 | 0 | 0 | 0 | 0 | 0 | 0 | 0 | 0 | 0 | 0 | 0 | 0 | 0 | 0 | 0 | 0 | 0 | 0 | 0 | 0 | 0 | 0 | 0 | 0 | 0 | 0 | 0 | 0 | 0 | 0 | 0 | 0 | 0 | 0 | 0 | 0 | 0 | 0 | 0 | 0 | 0 | 0 | 0 | 0 | 0 | 0 | 0 | 0 | 0 | 0 | 0 | 0 | 0 | 0 | 0 | 0 | 0 | 0 | 0 | 0 | 0 | 0 | 1 | 0 | 0 | 0 | 0 | 0 | 0 | 0 | 1 | 0 | 0 | 0 | 0 | 0 | 0 | 0 | 0 | 0 |  |  | 0 | 0 | 0 | 0 | 0 | 0 | 0 | 0 | 0 | 0 | 0 | 0 | 0 | 0 | 0 | 0 | 0 | 0 | 0 | 0 | 0 | 0 | 0 | 0 | 100 | 0 | 0 | 0 | 0 | 1 | 0 | 0 | 1 | 0 | 1 | 0 | 888.72 | -2136.112 | -826.4482 | Gates 500/230kV TB #11 | Gates 500/230kV TB #11 | Gates 500/230kV TB #11 |  | 0 | 0 | 0 | 0 | 0 | 0 | 1787.45 | 1689.45 | 1083.7516 | Panoche- Mendota 115 kV line | Panoche- Mendota 115 kV line | Panoche- Mendota 115 kV line |  | 5 | 1 | YES | 2 | 5 | 1 | YES | 2
PG&E FRESNO | Schindler | 70 | 0 | 0 | 0 | 0 | 0 | 0 | 0 | 0 | 0 | 0 | 0 | 0 | 0 | 0 | 0 | 0 | 0 | 0 | 0 | 0 | 0 | 0 | 0 | 0 | 0 | 0 | 0 | 0 | 0 | 0 | 0 | 0 | 0 | 0 | 0 | 0 | 0 | 0 | 0 | 0 | 0 | 0 | 0 | 0 | 0 | 0 | 0 | 0 | 0 | 0 | 0 | 0 | 0 | 0 | 0 | 0 | 0 | 0 | 0 | 0 | 0 | 0 | 0 | 0 | 0 | 0 | 0 | 0 | 0 | 0 | 0 | 0 | 0 | 0 | 0 | 0 | 0 | 0 | 1 | 0 | 1 | 1 | 1 | 0 | 0 | 1 | 0 | 1 | 0 | 0 | 0 | 0 | 0 | 0 | 0 | 0 | 0 |  |  | 0 | 0 | 0 | 0 | 0 | 0 | 0 | 0 | 0 | 0 | 0 | 0 | 0 | 0 | 0 | 0 | 0 | 0 | 0 | 0 | 0 | 0 | 0 | 0 | 0 | 0 | 0 | 0 | 0 | 0 | 0 | 0 | 1 | 0 | 1 | 0 | 300.67 | -1862.092 | -1421.793 | Gates 230/70kV TB #5 | Gates 500/230kV TB #12 | Gates 500/230kV TB #12 |  | 0 | 0 | 0 | 0 | 0 | 0 | 300.67 | 300.67 | 268.524 | Gates 230/70kV TB #5 | Gates 230/70kV TB #5 | Gates 230/70kV TB #5 |  | 5 | 1 | YES | 2 | 5 | 1 | YES | 2
PG&E GBA | Schulte | 115 | 0 | 0 | 0 | 0 | 0 | 0 | 0 | 0 | 0 | 0 | 0 | 0 | 0 | 0 | 0 | 0 | 0 | 0 | 0 | 0 | 0 | 0 | 0 | 0 | 0 | 0 | 0 | 0 | 0 | 0 | 0 | 0 | 0 | 0 | 0 | 0 | 0 | 0 | 0 | 0 | 0 | 0 | 0 | 0 | 0 | 1 | 0 | 0 | 0 | 0 | 0 | 0 | 0 | 0 | 0 | 0 | 0 | 1 | 0 | 1 | 0 | 0 | 0 | 0 | 0 | 1 | 0 | 0 | 0 | 0 | 0 | 0 | 0 | 0 | 0 | 0 | 0 | 0 | 0 | 0 | 0 | 0 | 0 | 0 | 0 | 0 | 0 | 0 | 0 | 0 | 0 | 0 | 0 | 0 | 0 | 0 | 0 |  |  | 0 | 0 | 0 | 0 | 0 | 0 | 0 | 0 | 0 | 0 | 0 | 0 | 0 | 0 | 0 | 0 | 0 | 0 | 0 | 0 | 0 | 0 | 0 | 0 | 100 | 0 | 13.3 | 0 | 0 | 1 | 2 | 0 | 0 | 0 | 0 | 0 | -140.65 | 5.59 | 543.909 | Bellota-Weber 230kV line | Kasson Jct-Heinz 115 kV line | Kasson Jct-Heinz 115 kV line |  | 2 | 0 | 0 | 0 | 0 | 0 | -140.65 | 5.59 | 543.909 | Bellota-Weber 230kV line | Kasson Jct-Heinz 115 kV line | Kasson Jct-Heinz 115 kV line |  | 5 | 5 | NO | 5 | 1 | 1 | NO | 1
SDGE | Scripps | 69 | 0 | 0 | 0 | 0 | 0 | 0 | 0 | 0 | 0 | 0 | 0 | 0 | 0 | 0 | 0 | 0 | 0 | 0 | 0 | 0 | 0 | 0 | 0 | 0 | 0 | 1 | 0 | 0 | 0 | 0 | 1 | 0 | 1 | 0 | 0 | 0 | 0 | 0 | 0 | 0 | 0 | 0 | 0 | 0 | 0 | 0 | 0 | 0 | 0 | 0 | 0 | 0 | 0 | 0 | 0 | 0 | 0 | 0 | 0 | 0 | 0 | 0 | 0 | 0 | 0 | 0 | 0 | 0 | 0 | 0 | 0 | 0 | 0 | 0 | 0 | 0 | 0 | 0 | 0 | 0 | 0 | 0 | 0 | 0 | 0 | 0 | 0 | 0 | 0 | 0 | 0 | 0 | 0 | 0 | 0 | 0 | 0 |  |  | 0 | 0 | 0 | 0 | 0 | 0 | 0 | 0 | 0 | 0 | 0 | 0 | 0 | 0 | 0 | 0 | 0 | 0 | 0 | 0 | 0 | 0 | 0 | 0 | 0 | 0 | 0 | 0 | 0 | 0 | 0 | 1 | 0 | 0 | 0 | 0 | -35.92 | 48.96 | 2061.36 | San Luis Rey-San Onofre 230 kV line constraint | San Luis Rey-San Onofre 230 kV line constraint | Capistrano-San Onofre 230 kV constraint |  | 0 | 1 | 0 | 0 | 0 | 0 | -35.92 | 48.96 | 2061.36 | San Luis Rey-San Onofre 230 kV line constraint | San Luis Rey-San Onofre 230 kV line constraint | Capistrano-San Onofre 230 kV constraint |  | 3 | 3 | NO | 3 | 1 | 1 | NO | 1
PG&E KERN | Semitropic | 115 | 0 | 0 | 0 | 0 | 0 | 0 | 0 | 0 | 0 | 0 | 0 | 0 | 0 | 0 | 0 | 0 | 0 | 0 | 0 | 0 | 0 | 0 | 0 | 0 | 0 | 0 | 0 | 0 | 0 | 0 | 0 | 0 | 0 | 0 | 0 | 0 | 0 | 0 | 0 | 0 | 0 | 0 | 0 | 0 | 0 | 0 | 0 | 0 | 0 | 0 | 0 | 0 | 0 | 0 | 0 | 0 | 0 | 0 | 0 | 0 | 0 | 0 | 0 | 0 | 0 | 0 | 0 | 1 | 1 | 0 | 0 | 0 | 0 | 0 | 0 | 1 | 0 | 0 | 0 | 1 | 0 | 0 | 0 | 0 | 0 | 0 | 0 | 0 | 0 | 0 | 0 | 0 | 0 | 0 | 0 | 0 | 0 |  |  | 0 | 0 | 0 | 0 | 0 | 0 | 0 | 0 | 0 | 0 | 0 | 0 | 0 | 0 | 0 | 0 | 0 | 0 | 0 | 0 | 0 | 0 | 0 | 4.66 | 0 | 0 | 0 | 0 | 0 | 1 | 0 | 0 | 1 | 0 | 1 | 0 | 122.65 | -2136.112 | -826.4482 | Cal Flat-Gates 230 kV line | Gates 500/230kV TB #11 | Gates 500/230kV TB #11 |  | 0 | 0 | 0 | 0 | 0 | 0 | 122.65 | 201.6 | 233.6988 | Cal Flat-Gates 230 kV line | Semitropic-Midway 115kV Line | Semitropic-Midway 115kV Line |  | 5 | 1 | YES | 2 | 5 | 1 | YES | 2
SCE Metro | Serrano | 230 | 0 | 0 | 0 | 0 | 0 | 0 | 0 | 0 | 0 | 1 | 0 | 0 | 0 | 0 | 0 | 0 | 0 | 0 | 0 | 0 | 0 | 0 | 0 | 0 | 0 | 0 | 0 | 0 | 0 | 0 | 0 | 0 | 0 | 0 | 0 | 0 | 0 | 0 | 0 | 0 | 0 | 0 | 0 | 0 | 0 | 0 | 0 | 0 | 0 | 0 | 0 | 0 | 0 | 0 | 0 | 0 | 0 | 0 | 0 | 0 | 0 | 0 | 0 | 0 | 0 | 0 | 0 | 0 | 0 | 0 | 0 | 0 | 0 | 0 | 0 | 0 | 0 | 0 | 0 | 0 | 0 | 0 | 0 | 0 | 0 | 0 | 0 | 0 | 0 | 0 | 0 | 0 | 0 | 0 | 0 | 0 | 0 |  |  | 0 | 0 | 0 | 0 | 0 | 0 | 0 | 0 | 0 | 0 | 0 | 0 | 0 | 0 | 0 | 0 | 0 | 0 | 0 | 0 | 0 | 0 | 0 | 0 | 0 | 0 | 0 | 0 | 0 | 0 | 0 | 0 | 0 | 0 | 0 | 0 | 3850.3788 | 8396.608 | 22073.9811 | SCE Metro Area Default Constraint | SCE Metro Area Default Constraint | SCE Metro Area Default Constraint |  | 0 | 0 | 0 | 0 | 0 | 0 | 3850.3788 | 8396.608 | 22073.9811 | SCE Metro Area Default Constraint | SCE Metro Area Default Constraint | SCE Metro Area Default Constraint |  | 1 | 1 | NO | 1 | 1 | 1 | NO | 1
SCE Metro | Serrano | 500 | 0 | 0 | 0 | 0 | 0 | 0 | 0 | 0 | 0 | 1 | 0 | 0 | 0 | 0 | 0 | 0 | 0 | 0 | 0 | 0 | 0 | 0 | 0 | 0 | 0 | 0 | 0 | 0 | 0 | 0 | 0 | 0 | 0 | 0 | 0 | 0 | 0 | 0 | 0 | 0 | 0 | 0 | 0 | 0 | 0 | 0 | 0 | 0 | 0 | 0 | 0 | 0 | 0 | 0 | 0 | 0 | 0 | 0 | 0 | 0 | 0 | 0 | 0 | 0 | 0 | 0 | 0 | 0 | 0 | 0 | 0 | 0 | 0 | 0 | 0 | 0 | 0 | 0 | 0 | 0 | 0 | 0 | 0 | 0 | 0 | 0 | 0 | 0 | 0 | 0 | 0 | 0 | 0 | 0 | 0 | 0 | 0 |  |  | 0 | 0 | 0 | 0 | 0 | 0 | 0 | 0 | 0 | 0 | 0 | 0 | 0 | 0 | 0 | 0 | 0 | 0 | 0 | 0 | 0 | 0 | 0 | 0 | 0 | 0 | 0 | 0 | 0 | 0 | 0 | 0 | 0 | 0 | 0 | 0 | 3850.3788 | 8396.608 | 22073.9811 | SCE Metro Area Default Constraint | SCE Metro Area Default Constraint | SCE Metro Area Default Constraint |  | 0 | 0 | 0 | 0 | 0 | 0 | 3850.3788 | 8396.608 | 22073.9811 | SCE Metro Area Default Constraint | SCE Metro Area Default Constraint | SCE Metro Area Default Constraint |  | 1 | 1 | NO | 1 | 1 | 1 | NO | 1
SDGE | Shadowridge | 138 | 0 | 0 | 0 | 0 | 0 | 0 | 0 | 0 | 0 | 0 | 0 | 0 | 0 | 0 | 0 | 0 | 0 | 0 | 0 | 0 | 0 | 0 | 0 | 0 | 0 | 0 | 0 | 0 | 1 | 0 | 1 | 0 | 1 | 0 | 0 | 0 | 0 | 0 | 0 | 0 | 0 | 0 | 0 | 0 | 0 | 0 | 0 | 0 | 0 | 0 | 0 | 0 | 0 | 0 | 0 | 0 | 0 | 0 | 0 | 0 | 0 | 0 | 0 | 0 | 0 | 0 | 0 | 0 | 0 | 0 | 0 | 0 | 0 | 0 | 0 | 0 | 0 | 0 | 0 | 0 | 0 | 0 | 0 | 0 | 0 | 0 | 0 | 0 | 0 | 0 | 0 | 0 | 0 | 0 | 0 | 0 | 0 |  |  | 0 | 0 | 0 | 0 | 0 | 0 | 0 | 0 | 0 | 0 | 0 | 0 | 0 | 0 | 0 | 0 | 0 | 0 | 0 | 0 | 0 | 0 | 0 | 0 | 0 | 0 | 0 | 0 | 0 | 0 | 0 | 1 | 0 | 0 | 0 | 0 | -35.92 | 48.96 | 3490.5814 | San Luis Rey-San Onofre 230 kV line constraint | San Luis Rey-San Onofre 230 kV line constraint | San Luis Rey-San Onofre 230 kV line constraint |  | 0 | 1 | 0 | 0 | 0 | 0 | -35.92 | 48.96 | 3490.5814 | San Luis Rey-San Onofre 230 kV line constraint | San Luis Rey-San Onofre 230 kV line constraint | San Luis Rey-San Onofre 230 kV line constraint |  | 3 | 3 | NO | 3 | 1 | 1 | NO | 1
PG&E KERN | Shafter | 115 | 0 | 0 | 0 | 0 | 0 | 0 | 0 | 0 | 0 | 0 | 0 | 0 | 0 | 0 | 0 | 0 | 0 | 0 | 0 | 0 | 0 | 0 | 0 | 0 | 0 | 0 | 0 | 0 | 0 | 0 | 0 | 0 | 0 | 0 | 0 | 0 | 0 | 0 | 0 | 0 | 0 | 0 | 0 | 0 | 0 | 0 | 0 | 0 | 0 | 0 | 0 | 0 | 0 | 0 | 0 | 0 | 0 | 0 | 0 | 0 | 0 | 0 | 0 | 0 | 0 | 0 | 0 | 1 | 0 | 0 | 0 | 0 | 0 | 0 | 1 | 0 | 0 | 0 | 1 | 1 | 0 | 0 | 0 | 0 | 0 | 0 | 0 | 0 | 0 | 0 | 0 | 0 | 0 | 0 | 1 | 0 | 0 |  |  | 0 | 0 | 0 | 0 | 0 | 0 | 0 | 0 | 0 | 0 | 0 | 0 | 0 | 0 | 0 | 0 | 0 | 0 | 0 | 0 | 0 | 0 | 0 | 2.25 | 0 | 100 | 0 | 0 | 0 | 1 | 0 | 0 | 3 | 0 | 2 | 1 | 122.65 | -2136.112 | -2136.2316 | Cal Flat-Gates 230 kV line | Gates 500/230kV TB #11 | Mustang-Henrietta 230 kV line |  | 0 | 0 | 0 | 0 | 0 | 0 | 122.65 | 392.11 | 342.7684 | Cal Flat-Gates 230 kV line | Cal Flat-Gates 230 kV line | Mustang-Henrietta 230 kV line |  | 5 | 1 | YES | 2 | 5 | 1 | YES | 2
PG&E NGBA | Silverado | 115 | 0 | 0 | 0 | 0 | 0 | 0 | 0 | 0 | 0 | 0 | 0 | 0 | 0 | 0 | 0 | 0 | 0 | 0 | 0 | 0 | 0 | 0 | 0 | 0 | 0 | 0 | 0 | 0 | 0 | 0 | 0 | 0 | 0 | 0 | 0 | 0 | 0 | 0 | 0 | 1 | 0 | 1 | 0 | 0 | 0 | 0 | 0 | 0 | 0 | 0 | 0 | 1 | 1 | 1 | 1 | 1 | 0 | 0 | 0 | 0 | 0 | 0 | 0 | 0 | 0 | 1 | 1 | 0 | 0 | 0 | 0 | 0 | 0 | 0 | 0 | 0 | 0 | 0 | 0 | 0 | 0 | 0 | 0 | 0 | 0 | 0 | 0 | 0 | 0 | 0 | 0 | 0 | 0 | 0 | 0 | 0 | 0 |  |  | 0 | 0 | 0 | 0 | 0 | 0 | 0 | 0 | 0 | 0 | 0 | 0 | 0 | 0 | 0 | 0 | 0 | 0 | 0 | 0 | 0 | 0 | 0 | 0 | 0 | 0 | 0 | 0 | 0 | 0 | 3 | 0 | 2 | 0 | 0 | 0 | -770.34 | -257.6012 | 381.1526 | Collinsville-Tesla 500 kV Line | Collinsville-Tesla 500 kV Line | Birds Landing-Contra Costa 230kV Line |  | 1 | 0 | 1 | 0 | 0 | 0 | -278.39 | -7.9962 | 381.1526 | Birds Landing-Contra Costa 230kV Line | Birds Landing-Contra Costa 230kV Line | Birds Landing-Contra Costa 230kV Line |  | 5 | 5 | NO | 5 | 1 | 1 | NO | 1
SDGE | Silvergate | 230 | 0 | 0 | 0 | 0 | 0 | 0 | 0 | 0 | 0 | 0 | 0 | 0 | 0 | 0 | 0 | 0 | 0 | 0 | 0 | 0 | 0 | 0 | 0 | 0 | 0 | 0 | 0 | 0 | 1 | 0 | 1 | 0 | 1 | 0 | 0 | 0 | 1 | 0 | 0 | 0 | 0 | 0 | 0 | 0 | 0 | 0 | 0 | 0 | 0 | 0 | 0 | 0 | 0 | 0 | 0 | 0 | 0 | 0 | 0 | 0 | 0 | 0 | 0 | 0 | 0 | 0 | 0 | 0 | 0 | 0 | 0 | 0 | 0 | 0 | 0 | 0 | 0 | 0 | 0 | 0 | 0 | 0 | 0 | 0 | 0 | 0 | 0 | 0 | 0 | 0 | 0 | 0 | 0 | 0 | 0 | 0 | 0 |  |  | 0 | 0 | 0 | 0 | 0 | 0 | 0 | 0 | 0 | 0 | 0 | 200 | 0 | 0 | 1 | 0 | 0 | 0 | 0 | 0 | 0 | 0 | 0 | 0 | 0 | 100 | 200 | 0 | 0 | 1 | 0 | 1 | 0 | 0 | 0 | 0 | -35.92 | 48.96 | 1085.1064 | San Luis Rey-San Onofre 230 kV line constraint | San Luis Rey-San Onofre 230 kV line constraint | Silvergate-Old Town 230 kV constraint |  | 0 | 1 | 0 | 0 | 0 | 0 | -35.92 | 48.96 | 1085.1064 | San Luis Rey-San Onofre 230 kV line constraint | San Luis Rey-San Onofre 230 kV line constraint | Silvergate-Old Town 230 kV constraint |  | 3 | 3 | NO | 3 | 1 | 1 | NO | 1
SDGE | Silvergate | 69 | 0 | 0 | 0 | 0 | 0 | 0 | 0 | 0 | 0 | 0 | 0 | 0 | 0 | 0 | 0 | 0 | 0 | 0 | 0 | 0 | 0 | 0 | 0 | 0 | 0 | 0 | 0 | 0 | 0 | 0 | 1 | 0 | 1 | 0 | 0 | 0 | 1 | 0 | 0 | 0 | 0 | 0 | 0 | 0 | 0 | 0 | 0 | 0 | 0 | 0 | 0 | 0 | 0 | 0 | 0 | 0 | 0 | 0 | 0 | 0 | 0 | 0 | 0 | 0 | 0 | 0 | 0 | 0 | 0 | 0 | 0 | 0 | 0 | 0 | 0 | 0 | 0 | 0 | 0 | 0 | 0 | 0 | 0 | 0 | 0 | 0 | 0 | 0 | 0 | 0 | 0 | 0 | 0 | 0 | 0 | 0 | 0 |  |  | 0 | 0 | 0 | 0 | 0 | 0 | 0 | 0 | 0 | 0 | 0 | 0 | 0 | 0 | 0 | 0 | 0 | 0 | 0 | 0 | 0 | 0 | 0 | 0 | 0 | 0 | 0 | 0 | 0 | 0 | 0 | 1 | 0 | 0 | 0 | 0 | -35.92 | 48.96 | 1085.1064 | San Luis Rey-San Onofre 230 kV line constraint | San Luis Rey-San Onofre 230 kV line constraint | Silvergate-Old Town 230 kV constraint |  | 0 | 1 | 0 | 0 | 0 | 0 | -35.92 | 48.96 | 1085.1064 | San Luis Rey-San Onofre 230 kV line constraint | San Luis Rey-San Onofre 230 kV line constraint | Silvergate-Old Town 230 kV constraint |  | 3 | 3 | NO | 3 | 1 | 1 | NO | 1
PG&E KERN | Sisquoc | 115 | 0 | 0 | 0 | 0 | 0 | 0 | 0 | 0 | 0 | 0 | 0 | 0 | 0 | 0 | 0 | 0 | 0 | 0 | 0 | 0 | 0 | 0 | 0 | 0 | 0 | 0 | 0 | 0 | 0 | 0 | 0 | 0 | 0 | 0 | 0 | 0 | 0 | 0 | 0 | 0 | 0 | 0 | 0 | 0 | 0 | 0 | 0 | 0 | 0 | 0 | 0 | 0 | 0 | 0 | 0 | 0 | 0 | 0 | 0 | 0 | 0 | 0 | 0 | 0 | 0 | 0 | 0 | 1 | 1 | 0 | 0 | 0 | 0 | 0 | 0 | 0 | 0 | 0 | 0 | 1 | 0 | 0 | 0 | 0 | 0 | 1 | 0 | 0 | 0 | 0 | 0 | 0 | 0 | 0 | 0 | 1 | 0 |  |  | 0 | 0 | 0 | 0 | 0 | 0 | 0 | 0 | 0 | 0 | 0 | 0 | 0 | 0 | 0 | 0 | 0 | 0 | 0 | 0 | 0 | 0 | 0 | 0 | 0 | 0 | 0 | 0 | 0 | 0 | 0 | 0 | 1 | 0 | 1 | 0 | 122.65 | -2136.112 | -826.4482 | Cal Flat-Gates 230 kV line | Gates 500/230kV TB #11 | Gates 500/230kV TB #11 |  | 0 | 0 | 0 | 0 | 0 | 0 | 122.65 | 392.11 | 666.9203 | Cal Flat-Gates 230 kV line | Cal Flat-Gates 230 kV line | Cal Flat-Gates 230 kV line |  | 5 | 1 | YES | 2 | 5 | 1 | YES | 2
EOP | Sloan Canyon | 230 | 0 | 0 | 0 | 0 | 0 | 0 | 0 | 0 | 0 | 0 | 0 | 0 | 0 | 0 | 0 | 0 | 0 | 0 | 0 | 0 | 0 | 0 | 0 | 1 | 1 | 0 | 0 | 0 | 0 | 0 | 0 | 0 | 0 | 0 | 0 | 0 | 0 | 0 | 0 | 0 | 0 | 0 | 0 | 0 | 0 | 0 | 0 | 0 | 0 | 0 | 0 | 0 | 0 | 0 | 0 | 0 | 0 | 0 | 0 | 0 | 0 | 0 | 0 | 0 | 0 | 0 | 0 | 0 | 0 | 0 | 0 | 0 | 0 | 0 | 0 | 0 | 0 | 0 | 0 | 0 | 0 | 0 | 0 | 0 | 0 | 0 | 0 | 0 | 0 | 0 | 0 | 0 | 0 | 0 | 0 | 0 | 0 |  |  | 0 | 0 | 0 | 0 | 0 | 0 | 0 | 0 | 0 | 0 | 0 | 0 | 0 | 0 | 0 | 0 | 0 | 0 | 0 | 0 | 0 | 0 | 0 | 0 | 0 | 0 | 0 | 0 | 0 | 0 | 1 | 0 | 1 | 0 | 0 | 0 | -3566.801 | -1411.508 | 344.027 | Lugo - Victorville area constraint | Lugo - Victorville area constraint | Lugo - Victorville area constraint |  | 0 | 0 | 0 | 0 | 0 | 0 | 576.5 | 1808.75 | 4302.626 | Sloan Canyon - Eldorado 500 kV constraint | Sloan Canyon - Eldorado 500 kV constraint | Sloan Canyon - Eldorado 500 kV constraint |  | 5 | 1 | YES | 2 | 1 | 1 | NO | 1
EOP | Sloan Canyon | 500 | 0 | 0 | 0 | 0 | 0 | 0 | 0 | 0 | 0 | 0 | 0 | 0 | 0 | 0 | 0 | 0 | 0 | 0 | 0 | 0 | 0 | 0 | 0 | 1 | 1 | 0 | 0 | 0 | 0 | 0 | 0 | 0 | 0 | 0 | 0 | 0 | 0 | 0 | 0 | 0 | 0 | 0 | 0 | 0 | 0 | 0 | 0 | 0 | 0 | 0 | 0 | 0 | 0 | 0 | 0 | 0 | 0 | 0 | 0 | 0 | 0 | 0 | 0 | 0 | 0 | 0 | 0 | 0 | 0 | 0 | 0 | 0 | 0 | 0 | 0 | 0 | 0 | 0 | 0 | 0 | 0 | 0 | 0 | 0 | 0 | 0 | 0 | 0 | 0 | 0 | 0 | 0 | 0 | 0 | 0 | 0 | 0 |  |  | 0 | 0 | 0 | 0 | 0 | 0 | 0 | 0 | 0 | 0 | 0 | 0 | 0 | 0 | 0 | 0 | 0 | 0 | 0 | 0 | 0 | 0 | 0 | 0 | 0 | 0 | 0 | 0 | 0 | 0 | 1 | 0 | 1 | 0 | 0 | 0 | -3566.801 | -1411.508 | 344.027 | Lugo - Victorville area constraint | Lugo - Victorville area constraint | Lugo - Victorville area constraint |  | 0 | 0 | 0 | 0 | 0 | 0 | 576.5 | 1808.75 | 4302.626 | Sloan Canyon - Eldorado 500 kV constraint | Sloan Canyon - Eldorado 500 kV constraint | Sloan Canyon - Eldorado 500 kV constraint |  | 5 | 1 | YES | 2 | 1 | 1 | NO | 1
PG&E KERN | Smyrna | 115 | 0 | 0 | 0 | 0 | 0 | 0 | 0 | 0 | 0 | 0 | 0 | 0 | 0 | 0 | 0 | 0 | 0 | 0 | 0 | 0 | 0 | 0 | 0 | 0 | 0 | 0 | 0 | 0 | 0 | 0 | 0 | 0 | 0 | 0 | 0 | 0 | 0 | 0 | 0 | 0 | 0 | 0 | 0 | 0 | 0 | 0 | 0 | 0 | 0 | 0 | 0 | 0 | 0 | 0 | 0 | 0 | 0 | 0 | 0 | 0 | 0 | 0 | 0 | 0 | 0 | 0 | 0 | 1 | 0 | 1 | 1 | 0 | 0 | 0 | 1 | 1 | 0 | 0 | 1 | 0 | 0 | 0 | 0 | 0 | 0 | 0 | 0 | 0 | 0 | 0 | 0 | 0 | 0 | 0 | 1 | 0 | 0 |  |  | 0 | 0 | 0 | 0 | 0 | 0 | 0 | 0 | 0 | 0 | 0 | 0 | 0 | 0 | 0 | 0 | 0 | 0 | 0 | 0 | 0 | 0 | 0 | 0 | 0 | 0 | 0 | 0 | 0 | 0 | 0 | 0 | 2 | 0 | 1 | 1 | 122.65 | -1862.092 | -2136.2316 | Cal Flat-Gates 230 kV line | Gates 500/230kV TB #12 | Mustang-Henrietta 230 kV line |  | 0 | 0 | 0 | 0 | 0 | 0 | 122.65 | 192.6 | 130.03 | Cal Flat-Gates 230 kV line | Smyrna-Atwell Jct 115kV Line | Smyrna-Atwell Jct 115kV Line |  | 5 | 1 | YES | 2 | 5 | 1 | YES | 2
PG&E GBA | Sobrante | 115 | 0 | 0 | 0 | 0 | 0 | 0 | 0 | 0 | 0 | 0 | 0 | 0 | 0 | 0 | 0 | 0 | 0 | 0 | 0 | 0 | 0 | 0 | 0 | 0 | 0 | 0 | 0 | 0 | 0 | 0 | 0 | 0 | 0 | 0 | 0 | 0 | 0 | 0 | 0 | 1 | 0 | 0 | 0 | 0 | 0 | 0 | 0 | 0 | 0 | 1 | 0 | 0 | 1 | 1 | 1 | 1 | 0 | 0 | 1 | 1 | 0 | 1 | 0 | 0 | 0 | 1 | 0 | 0 | 0 | 0 | 0 | 0 | 0 | 0 | 0 | 0 | 0 | 0 | 0 | 0 | 0 | 0 | 0 | 0 | 0 | 0 | 0 | 0 | 0 | 0 | 0 | 0 | 0 | 0 | 0 | 0 | 0 |  |  | 0 | 0 | 0 | 0 | 0 | 0 | 0 | 0 | 0 | 0 | 0 | 0 | 0 | 0 | 0 | 0 | 0 | 0 | 0 | 0 | 0 | 0 | 0 | 0 | 0 | 0 | 0 | 0 | 0 | 0 | 2 | 0 | 1 | 0 | 0 | 0 | -770.34 | -257.6012 | 1084 | Collinsville-Tesla 500 kV Line | Collinsville-Tesla 500 kV Line | Grant - Eastshore #2 line 115 kV |  | 0 | 0 | 0 | 0 | 0 | 0 | 539.61 | 810.0038 | 1084 | Contra Costa- Windmaster 230 kV line | Contra Costa- Windmaster 230 kV line | Grant - Eastshore #2 line 115 kV |  | 5 | 1 | YES | 2 | 1 | 1 | NO | 1
PG&E GBA | Sobrante | 230 | 0 | 0 | 0 | 0 | 0 | 0 | 0 | 0 | 0 | 0 | 0 | 0 | 0 | 0 | 0 | 0 | 0 | 0 | 0 | 0 | 0 | 0 | 0 | 0 | 0 | 0 | 0 | 0 | 0 | 0 | 0 | 0 | 0 | 0 | 0 | 0 | 0 | 0 | 0 | 1 | 0 | 0 | 0 | 0 | 0 | 0 | 0 | 0 | 0 | 1 | 0 | 0 | 1 | 1 | 1 | 1 | 0 | 0 | 1 | 1 | 0 | 0 | 0 | 0 | 0 | 1 | 0 | 0 | 0 | 0 | 0 | 0 | 0 | 0 | 0 | 0 | 0 | 0 | 0 | 0 | 0 | 0 | 0 | 0 | 0 | 0 | 0 | 0 | 0 | 0 | 0 | 0 | 0 | 0 | 0 | 0 | 0 |  |  | 0 | 0 | 0 | 0 | 0 | 0 | 0 | 0 | 0 | 0 | 0 | 0 | 0 | 0 | 0 | 0 | 0 | 0 | 0 | 0 | 0 | 0 | 0 | 0 | 0 | 0 | 0 | 0 | 0 | 0 | 2 | 0 | 1 | 0 | 0 | 0 | -770.34 | -257.6012 | 2295.5509 | Collinsville-Tesla 500 kV Line | Collinsville-Tesla 500 kV Line | Collinsville-Tesla 500 kV Line |  | 0 | 0 | 0 | 0 | 0 | 0 | 539.61 | 810.0038 | 2295.5509 | Contra Costa- Windmaster 230 kV line | Contra Costa- Windmaster 230 kV line | Collinsville-Tesla 500 kV Line |  | 5 | 1 | YES | 2 | 1 | 1 | NO | 1
PG&E KERN | Solar | 230 | 0 | 0 | 0 | 0 | 0 | 0 | 0 | 0 | 0 | 0 | 0 | 0 | 0 | 0 | 0 | 0 | 0 | 0 | 0 | 0 | 0 | 0 | 0 | 0 | 0 | 0 | 0 | 0 | 0 | 0 | 0 | 0 | 0 | 0 | 0 | 0 | 0 | 0 | 0 | 0 | 0 | 0 | 0 | 0 | 0 | 0 | 0 | 0 | 0 | 0 | 0 | 0 | 0 | 0 | 0 | 0 | 0 | 0 | 0 | 0 | 0 | 0 | 0 | 0 | 0 | 0 | 0 | 1 | 0 | 0 | 0 | 0 | 0 | 0 | 0 | 0 | 0 | 0 | 1 | 1 | 0 | 0 | 0 | 0 | 0 | 0 | 0 | 0 | 0 | 0 | 0 | 0 | 0 | 0 | 1 | 1 | 0 |  |  | 0 | 0 | 0 | 0 | 0 | 0 | 0 | 0 | 0 | 0 | 0 | 0 | 0 | 0 | 0 | 0 | 0 | 0 | 0 | 0 | 0 | 0 | 0 | 0 | 0 | 0 | 0 | 0 | 0 | 0 | 0 | 0 | 3 | 0 | 2 | 1 | 122.65 | -2136.112 | -2136.2316 | Cal Flat-Gates 230 kV line | Gates 500/230kV TB #11 | Mustang-Henrietta 230 kV line |  | 0 | 0 | 0 | 0 | 0 | 0 | 122.65 | 392.11 | 342.7684 | Cal Flat-Gates 230 kV line | Cal Flat-Gates 230 kV line | Mustang-Henrietta 230 kV line |  | 5 | 1 | YES | 2 | 5 | 1 | YES | 2
PG&E GBA | Soledad | 115 | 0 | 0 | 0 | 0 | 0 | 0 | 0 | 0 | 0 | 0 | 0 | 0 | 0 | 0 | 0 | 0 | 0 | 0 | 0 | 0 | 0 | 0 | 0 | 0 | 0 | 0 | 0 | 0 | 0 | 0 | 0 | 0 | 0 | 0 | 0 | 0 | 0 | 0 | 0 | 0 | 0 | 0 | 0 | 0 | 0 | 0 | 0 | 0 | 0 | 0 | 0 | 0 | 0 | 0 | 0 | 0 | 0 | 0 | 0 | 0 | 0 | 0 | 0 | 0 | 1 | 0 | 0 | 0 | 0 | 0 | 0 | 0 | 0 | 0 | 0 | 0 | 0 | 0 | 0 | 0 | 0 | 0 | 0 | 0 | 0 | 0 | 0 | 0 | 0 | 0 | 0 | 0 | 0 | 0 | 0 | 0 | 1 |  |  | 0 | 0 | 0 | 0 | 0 | 0 | 0 | 0 | 0 | 0 | 0 | 0 | 0 | 0 | 0 | 0 | 0 | 0 | 0 | 0 | 0 | 0 | 0 | 0 | 0 | 0 | 0 | 0 | 0 | 0 | 0 | 0 | 0 | 0 | 0 | 0 | 155 | 161.5 | 72 | Morganhill-Metcalf 115kV Line | Morganhill-Metcalf 115kV Line | Morganhill-Metcalf 115kV Line |  | 0 | 0 | 0 | 0 | 0 | 0 | 155 | 161.5 | 72 | Morganhill-Metcalf 115kV Line | Morganhill-Metcalf 115kV Line | Morganhill-Metcalf 115kV Line |  | 1 | 1 | NO | 1 | 1 | 1 | NO | 1
PG&E GBA | Soledad | 60 | 0 | 0 | 0 | 0 | 0 | 0 | 0 | 0 | 0 | 0 | 0 | 0 | 0 | 0 | 0 | 0 | 0 | 0 | 0 | 0 | 0 | 0 | 0 | 0 | 0 | 0 | 0 | 0 | 0 | 0 | 0 | 0 | 0 | 0 | 0 | 0 | 0 | 0 | 0 | 0 | 0 | 0 | 0 | 0 | 0 | 0 | 0 | 0 | 0 | 0 | 0 | 0 | 0 | 0 | 0 | 1 | 0 | 0 | 0 | 1 | 0 | 0 | 0 | 0 | 1 | 0 | 0 | 0 | 0 | 0 | 0 | 0 | 0 | 0 | 0 | 0 | 0 | 0 | 0 | 0 | 0 | 0 | 0 | 0 | 0 | 0 | 0 | 0 | 0 | 0 | 0 | 0 | 0 | 0 | 0 | 0 | 1 |  |  | 0 | 0 | 0 | 0 | 0 | 0 | 0 | 0 | 0 | 0 | 0 | 0 | 0 | 0 | 0 | 0 | 0 | 0 | 0 | 0 | 0 | 0 | 0 | 0 | 0 | 0 | 0 | 0 | 0 | 0 | 0 | 0 | 0 | 0 | 0 | 0 | 155 | 161.5 | 72 | Morganhill-Metcalf 115kV Line | Morganhill-Metcalf 115kV Line | Morganhill-Metcalf 115kV Line |  | 0 | 0 | 0 | 0 | 0 | 0 | 155 | 161.5 | 72 | Morganhill-Metcalf 115kV Line | Morganhill-Metcalf 115kV Line | Morganhill-Metcalf 115kV Line |  | 1 | 1 | NO | 1 | 1 | 1 | NO | 1
SDGE | Spring Valley | 69 | 0 | 0 | 0 | 0 | 0 | 0 | 0 | 0 | 0 | 0 | 0 | 0 | 0 | 0 | 0 | 0 | 0 | 0 | 0 | 0 | 0 | 0 | 0 | 0 | 0 | 0 | 0 | 1 | 0 | 0 | 1 | 0 | 1 | 0 | 0 | 0 | 1 | 0 | 0 | 0 | 0 | 0 | 0 | 0 | 0 | 0 | 0 | 0 | 0 | 0 | 0 | 0 | 0 | 0 | 0 | 0 | 0 | 0 | 0 | 0 | 0 | 0 | 0 | 0 | 0 | 0 | 0 | 0 | 0 | 0 | 0 | 0 | 0 | 0 | 0 | 0 | 0 | 0 | 0 | 0 | 0 | 0 | 0 | 0 | 0 | 0 | 0 | 0 | 0 | 0 | 0 | 0 | 0 | 0 | 0 | 0 | 0 |  |  | 0 | 0 | 0 | 0 | 0 | 0 | 0 | 0 | 0 | 0 | 0 | 0 | 0 | 0 | 0 | 0 | 0 | 0 | 0 | 0 | 0 | 0 | 0 | 0 | 0 | 0 | 0 | 0 | 0 | 0 | 0 | 1 | 0 | 0 | 0 | 0 | -35.92 | 48.96 | 482.1964 | San Luis Rey-San Onofre 230 kV line constraint | San Luis Rey-San Onofre 230 kV line constraint | El Cajon 69 kV constraint |  | 0 | 1 | 0 | 0 | 0 | 0 | -35.92 | 48.96 | 482.1964 | San Luis Rey-San Onofre 230 kV line constraint | San Luis Rey-San Onofre 230 kV line constraint | El Cajon 69 kV constraint |  | 3 | 3 | NO | 3 | 1 | 1 | NO | 1
SCE Northern | Springville | 230 | 1 | 0 | 1 | 0 | 0 | 1 | 1 | 0 | 0 | 0 | 0 | 0 | 0 | 0 | 0 | 0 | 0 | 0 | 0 | 0 | 0 | 0 | 0 | 0 | 0 | 0 | 0 | 0 | 0 | 0 | 0 | 0 | 0 | 0 | 0 | 0 | 0 | 0 | 0 | 0 | 0 | 0 | 0 | 0 | 0 | 0 | 0 | 0 | 0 | 0 | 0 | 0 | 0 | 0 | 0 | 0 | 0 | 0 | 0 | 0 | 0 | 0 | 0 | 0 | 0 | 0 | 0 | 0 | 0 | 0 | 0 | 0 | 0 | 0 | 0 | 0 | 0 | 0 | 0 | 0 | 0 | 0 | 0 | 0 | 0 | 0 | 0 | 0 | 0 | 0 | 0 | 0 | 0 | 0 | 0 | 0 | 0 |  |  | 0 | 0 | 0 | 0 | 0 | 0 | 0 | 0 | 0 | 0 | 0 | 0 | 0 | 0 | 0 | 0 | 0 | 0 | 0 | 0 | 0 | 0 | 0 | 3 | 0 | 0 | 225 | 0 | 0 | 1 | 0 | 0 | 0 | 0 | 0 | 0 | 250 | 29.5 | 662.14 | North of Magunden Constraint | South of Magunden Constraint | North of Magunden Constraint |  | 0 | 0 | 0 | 0 | 0 | 0 | 250 | 29.5 | 662.14 | North of Magunden Constraint | South of Magunden Constraint | North of Magunden Constraint |  | 1 | 1 | NO | 1 | 1 | 1 | NO | 1
PG&E GBA | Stagg | 230 | 0 | 0 | 0 | 0 | 0 | 0 | 0 | 0 | 0 | 0 | 0 | 0 | 0 | 0 | 0 | 0 | 0 | 0 | 0 | 0 | 0 | 0 | 0 | 0 | 0 | 0 | 0 | 0 | 0 | 0 | 0 | 0 | 0 | 0 | 0 | 0 | 0 | 0 | 0 | 1 | 0 | 0 | 0 | 0 | 0 | 1 | 0 | 0 | 0 | 0 | 0 | 0 | 0 | 0 | 0 | 0 | 0 | 0 | 0 | 1 | 1 | 0 | 0 | 0 | 0 | 1 | 0 | 0 | 0 | 0 | 0 | 0 | 0 | 0 | 0 | 0 | 0 | 0 | 0 | 0 | 0 | 0 | 0 | 0 | 0 | 0 | 0 | 0 | 0 | 0 | 0 | 0 | 0 | 0 | 0 | 0 | 0 |  |  | 0 | 0 | 0 | 0 | 0 | 0 | 0 | 0 | 0 | 0 | 0 | 0 | 0 | 0 | 0 | 0 | 0 | 0 | 0 | 0 | 0 | 0 | 0 | 0 | 0 | 0 | 0 | 0 | 0 | 0 | 2 | 0 | 1 | 0 | 0 | 0 | -770.34 | -257.6012 | 1633.3998 | Collinsville-Tesla 500 kV Line | Collinsville-Tesla 500 kV Line | Bellota-Weber 230kV line |  | 1 | 0 | 0 | 0 | 0 | 0 | -140.65 | 268.5 | 1633.3998 | Bellota-Weber 230kV line | Bellota-Weber 230kV line | Bellota-Weber 230kV line |  | 5 | 5 | NO | 5 | 1 | 1 | NO | 1
PG&E GBA | Standard Oil | 115 | 0 | 0 | 0 | 0 | 0 | 0 | 0 | 0 | 0 | 0 | 0 | 0 | 0 | 0 | 0 | 0 | 0 | 0 | 0 | 0 | 0 | 0 | 0 | 0 | 0 | 0 | 0 | 0 | 0 | 0 | 0 | 0 | 0 | 0 | 0 | 0 | 0 | 0 | 0 | 1 | 0 | 0 | 0 | 0 | 0 | 0 | 0 | 0 | 0 | 1 | 0 | 0 | 1 | 1 | 1 | 1 | 0 | 0 | 1 | 1 | 0 | 1 | 0 | 0 | 0 | 1 | 0 | 0 | 0 | 0 | 0 | 0 | 0 | 0 | 0 | 0 | 0 | 0 | 0 | 0 | 0 | 0 | 0 | 0 | 0 | 0 | 0 | 0 | 0 | 0 | 0 | 0 | 0 | 0 | 0 | 0 | 0 |  |  | 0 | 0 | 0 | 0 | 0 | 0 | 0 | 0 | 0 | 0 | 0 | 0 | 0 | 0 | 0 | 0 | 0 | 0 | 0 | 0 | 0 | 0 | 0 | 0 | 0 | 0 | 0 | 0 | 0 | 0 | 2 | 0 | 1 | 0 | 0 | 0 | -770.34 | -257.6012 | 1084 | Collinsville-Tesla 500 kV Line | Collinsville-Tesla 500 kV Line | Grant - Eastshore #2 line 115 kV |  | 0 | 0 | 0 | 0 | 0 | 0 | 539.61 | 810.0038 | 1084 | Contra Costa- Windmaster 230 kV line | Contra Costa- Windmaster 230 kV line | Grant - Eastshore #2 line 115 kV |  | 5 | 1 | YES | 2 | 1 | 1 | NO | 1
PG&E GBA | Stanislaus | 115 | 0 | 0 | 0 | 0 | 0 | 0 | 0 | 0 | 0 | 0 | 0 | 0 | 0 | 0 | 0 | 0 | 0 | 0 | 0 | 0 | 0 | 0 | 0 | 0 | 0 | 0 | 0 | 0 | 0 | 0 | 0 | 0 | 0 | 0 | 0 | 0 | 0 | 0 | 0 | 0 | 0 | 0 | 0 | 0 | 0 | 1 | 0 | 0 | 0 | 0 | 0 | 0 | 0 | 0 | 0 | 1 | 0 | 1 | 0 | 1 | 0 | 0 | 0 | 0 | 0 | 1 | 0 | 0 | 0 | 0 | 0 | 0 | 0 | 0 | 0 | 0 | 0 | 0 | 0 | 0 | 0 | 0 | 0 | 0 | 0 | 0 | 0 | 0 | 0 | 0 | 0 | 0 | 0 | 0 | 0 | 0 | 0 |  |  | 0 | 0 | 0 | 0 | 0 | 0 | 0 | 0 | 0 | 0 | 0 | 0 | 0 | 0 | 0 | 0 | 0 | 0 | 0 | 0 | 0 | 0 | 0 | 0 | 0 | 0 | 0 | 0 | 0 | 0 | 2 | 0 | 0 | 0 | 0 | 0 | -140.65 | 5.59 | 543.909 | Bellota-Weber 230kV line | Kasson Jct-Heinz 115 kV line | Kasson Jct-Heinz 115 kV line |  | 2 | 0 | 0 | 0 | 0 | 0 | -140.65 | 5.59 | 543.909 | Bellota-Weber 230kV line | Kasson Jct-Heinz 115 kV line | Kasson Jct-Heinz 115 kV line |  | 5 | 5 | NO | 5 | 1 | 1 | NO | 1
PG&E KERN | Stockdale | 115 | 0 | 0 | 0 | 0 | 0 | 0 | 0 | 0 | 0 | 0 | 0 | 0 | 0 | 0 | 0 | 0 | 0 | 0 | 0 | 0 | 0 | 0 | 0 | 0 | 0 | 0 | 0 | 0 | 0 | 0 | 0 | 0 | 0 | 0 | 0 | 0 | 0 | 0 | 0 | 0 | 0 | 0 | 0 | 0 | 0 | 0 | 0 | 0 | 0 | 0 | 0 | 0 | 0 | 0 | 0 | 0 | 0 | 0 | 0 | 0 | 0 | 0 | 0 | 0 | 0 | 0 | 0 | 1 | 1 | 0 | 0 | 0 | 0 | 1 | 0 | 0 | 0 | 0 | 0 | 1 | 0 | 0 | 0 | 0 | 0 | 0 | 0 | 0 | 0 | 0 | 0 | 0 | 0 | 0 | 0 | 0 | 0 |  |  | 0 | 0 | 0 | 0 | 0 | 0 | 0 | 0 | 0 | 0 | 0 | 0 | 0 | 0 | 0 | 0 | 0 | 0 | 0 | 0 | 0 | 0 | 0 | 0 | 0 | 0 | 0 | 0 | 0 | 0 | 0 | 0 | 1 | 0 | 1 | 0 | 122.65 | -2136.112 | -826.4482 | Cal Flat-Gates 230 kV line | Gates 500/230kV TB #11 | Gates 500/230kV TB #11 |  | 0 | 0 | 0 | 0 | 0 | 0 | 122.65 | 113.8 | 5.352 | Cal Flat-Gates 230 kV line | Kern-Tevis-Stockdale-Lamont 115kV line | Kern-Tevis-Stockdale-Lamont 115kV line |  | 5 | 1 | YES | 2 | 5 | 1 | YES | 2
PG&E KERN | Stockdale | 230 | 0 | 0 | 0 | 0 | 0 | 0 | 0 | 0 | 0 | 0 | 0 | 0 | 0 | 0 | 0 | 0 | 0 | 0 | 0 | 0 | 0 | 0 | 0 | 0 | 0 | 0 | 0 | 0 | 0 | 0 | 0 | 0 | 0 | 0 | 0 | 0 | 0 | 0 | 0 | 0 | 0 | 0 | 0 | 0 | 0 | 0 | 0 | 0 | 0 | 0 | 0 | 0 | 0 | 0 | 0 | 0 | 0 | 0 | 0 | 0 | 0 | 0 | 0 | 0 | 0 | 0 | 0 | 1 | 1 | 0 | 0 | 0 | 0 | 0 | 0 | 0 | 0 | 0 | 0 | 1 | 0 | 0 | 0 | 0 | 0 | 0 | 0 | 0 | 0 | 0 | 0 | 0 | 0 | 0 | 0 | 0 | 0 |  |  | 0 | 0 | 0 | 0 | 0 | 0 | 0 | 0 | 0 | 0 | 0 | 0 | 0 | 0 | 0 | 0 | 0 | 0 | 0 | 0 | 0 | 0 | 0 | 0 | 0 | 0 | 0 | 0 | 0 | 0 | 0 | 0 | 1 | 0 | 1 | 0 | 122.65 | -2136.112 | -826.4482 | Cal Flat-Gates 230 kV line | Gates 500/230kV TB #11 | Gates 500/230kV TB #11 |  | 0 | 0 | 0 | 0 | 0 | 0 | 122.65 | 392.11 | 666.9203 | Cal Flat-Gates 230 kV line | Cal Flat-Gates 230 kV line | Cal Flat-Gates 230 kV line |  | 5 | 1 | YES | 2 | 5 | 1 | YES | 2
PG&E GBA | Stockton A | 115 | 0 | 0 | 0 | 0 | 0 | 0 | 0 | 0 | 0 | 0 | 0 | 0 | 0 | 0 | 0 | 0 | 0 | 0 | 0 | 0 | 0 | 0 | 0 | 0 | 0 | 0 | 0 | 0 | 0 | 0 | 0 | 0 | 0 | 0 | 0 | 0 | 0 | 0 | 0 | 0 | 0 | 0 | 0 | 0 | 0 | 1 | 0 | 0 | 0 | 0 | 0 | 0 | 0 | 0 | 0 | 0 | 0 | 0 | 0 | 1 | 1 | 0 | 0 | 0 | 0 | 0 | 0 | 0 | 0 | 0 | 0 | 0 | 0 | 0 | 0 | 0 | 0 | 0 | 0 | 0 | 0 | 0 | 0 | 0 | 0 | 1 | 0 | 0 | 0 | 0 | 0 | 0 | 0 | 0 | 0 | 0 | 0 |  |  | 0 | 0 | 0 | 0 | 0 | 0 | 0 | 0 | 0 | 0 | 0 | 0 | 0 | 0 | 0 | 0 | 0 | 0 | 0 | 0 | 0 | 0 | 0 | 0 | 0 | 0 | 0 | 0 | 0 | 0 | 1 | 0 | 0 | 0 | 0 | 0 | -140.65 | 268.5 | 1633.3998 | Bellota-Weber 230kV line | Bellota-Weber 230kV line | Bellota-Weber 230kV line |  | 1 | 0 | 0 | 0 | 0 | 0 | -140.65 | 268.5 | 1633.3998 | Bellota-Weber 230kV line | Bellota-Weber 230kV line | Bellota-Weber 230kV line |  | 5 | 5 | NO | 5 | 1 | 1 | NO | 1
PG&E GBA | Stone | 115 | 0 | 0 | 0 | 0 | 0 | 0 | 0 | 0 | 0 | 0 | 0 | 0 | 0 | 0 | 0 | 0 | 0 | 0 | 0 | 0 | 0 | 0 | 0 | 0 | 0 | 0 | 0 | 0 | 0 | 0 | 0 | 0 | 0 | 0 | 0 | 0 | 0 | 0 | 0 | 0 | 0 | 0 | 0 | 0 | 0 | 0 | 0 | 0 | 0 | 0 | 0 | 0 | 0 | 0 | 0 | 0 | 0 | 0 | 0 | 1 | 0 | 0 | 0 | 0 | 0 | 0 | 0 | 0 | 0 | 0 | 0 | 0 | 0 | 0 | 0 | 0 | 0 | 0 | 0 | 0 | 0 | 0 | 0 | 0 | 0 | 0 | 0 | 0 | 0 | 0 | 0 | 0 | 0 | 0 | 0 | 0 | 1 |  |  | 0 | 0 | 0 | 0 | 0 | 0 | 0 | 0 | 0 | 0 | 0 | 0 | 0 | 0 | 0 | 0 | 0 | 0 | 0 | 0 | 0 | 0 | 0 | 0 | 0 | 0 | 0 | 0 | 0 | 0 | 0 | 0 | 0 | 0 | 0 | 0 | 958.5 | 1141.75 | 2688.8852 | NEW-Metcalf-Mosslanding 500kV | NEW-Metcalf-Mosslanding 500kV | Tesla-Bellota 230 kV line |  | 0 | 0 | 0 | 0 | 0 | 0 | 958.5 | 1141.75 | 2688.8852 | NEW-Metcalf-Mosslanding 500kV | NEW-Metcalf-Mosslanding 500kV | Tesla-Bellota 230 kV line |  | 1 | 1 | NO | 1 | 1 | 1 | NO | 1
PG&E FRESNO | Storey | 230 | 0 | 0 | 0 | 0 | 0 | 0 | 0 | 0 | 0 | 0 | 0 | 0 | 0 | 0 | 0 | 0 | 0 | 0 | 0 | 0 | 0 | 0 | 0 | 0 | 0 | 0 | 0 | 0 | 0 | 0 | 0 | 0 | 0 | 0 | 0 | 0 | 0 | 0 | 0 | 0 | 0 | 0 | 0 | 0 | 0 | 1 | 0 | 0 | 0 | 0 | 0 | 0 | 0 | 0 | 0 | 0 | 0 | 0 | 0 | 0 | 0 | 0 | 0 | 0 | 0 | 0 | 0 | 0 | 0 | 0 | 0 | 0 | 0 | 0 | 0 | 0 | 0 | 0 | 1 | 1 | 0 | 1 | 1 | 1 | 1 | 1 | 0 | 1 | 1 | 1 | 0 | 0 | 1 | 0 | 1 | 0 | 0 |  |  | 0 | 0 | 0 | 0 | 0 | 0 | 0 | 0 | 0 | 0 | 0 | 0 | 0 | 0 | 0 | 0 | 0 | 0 | 0 | 0 | 0 | 0 | 0 | 0 | 0 | 0 | 0 | 0 | 0 | 0 | 3 | 0 | 5 | 0 | 2 | 1 | -544.45 | -2136.112 | -2136.2316 | Borden-Storey #1 230kV line | Gates 500/230kV TB #11 | Mustang-Henrietta 230 kV line |  | 1 | 0 | 0 | 0 | 0 | 0 | -140.65 | 268.5 | 126.1276 | Bellota-Weber 230kV line | Bellota-Weber 230kV line | Oro Loma-El Nido 115kV Line |  | 5 | 5 | NO | 5 | 5 | 1 | YES | 2
PG&E NGBA | Summit | 115 | 0 | 0 | 0 | 0 | 0 | 0 | 0 | 0 | 0 | 0 | 0 | 0 | 0 | 0 | 0 | 0 | 0 | 0 | 0 | 0 | 0 | 0 | 0 | 0 | 0 | 0 | 0 | 0 | 0 | 0 | 0 | 0 | 0 | 0 | 0 | 0 | 0 | 0 | 0 | 1 | 1 | 0 | 1 | 0 | 0 | 1 | 1 | 1 | 0 | 0 | 0 | 0 | 0 | 0 | 0 | 0 | 0 | 0 | 0 | 1 | 1 | 0 | 0 | 0 | 0 | 0 | 0 | 0 | 0 | 0 | 0 | 0 | 0 | 0 | 0 | 0 | 0 | 0 | 0 | 0 | 0 | 0 | 0 | 0 | 0 | 0 | 0 | 0 | 0 | 0 | 0 | 0 | 0 | 0 | 0 | 0 | 0 |  |  | 0 | 0 | 0 | 0 | 0 | 0 | 0 | 0 | 0 | 0 | 0 | 0 | 0 | 0 | 0 | 40 | 0 | 0 | 0 | 0 | 0 | 0 | 0 | 0 | 0 | 0 | 0 | 0 | 0 | 1 | 2 | 0 | 1 | 0 | 0 | 0 | -770.34 | -257.6012 | 32.84 | Collinsville-Tesla 500 kV Line | Collinsville-Tesla 500 kV Line | Woodland- Davis 115kV line |  | 1 | 0 | 0 | 0 | 0 | 0 | -140.65 | 50.45 | 32.84 | Bellota-Weber 230kV line | Woodland- Davis 115kV line | Woodland- Davis 115kV line |  | 5 | 5 | NO | 5 | 1 | 1 | NO | 1
SDGE | Suncrest | 230 | 0 | 0 | 0 | 0 | 0 | 0 | 0 | 0 | 0 | 0 | 0 | 0 | 0 | 0 | 0 | 0 | 0 | 0 | 0 | 0 | 0 | 0 | 0 | 0 | 0 | 0 | 0 | 0 | 0 | 0 | 1 | 0 | 1 | 0 | 0 | 1 | 0 | 0 | 0 | 0 | 0 | 0 | 0 | 0 | 0 | 0 | 0 | 0 | 0 | 0 | 0 | 0 | 0 | 0 | 0 | 0 | 0 | 0 | 0 | 0 | 0 | 0 | 0 | 0 | 0 | 0 | 0 | 0 | 0 | 0 | 0 | 0 | 0 | 0 | 0 | 0 | 0 | 0 | 0 | 0 | 0 | 0 | 0 | 0 | 0 | 0 | 0 | 0 | 0 | 0 | 0 | 0 | 0 | 0 | 0 | 0 | 0 |  |  | 0 | 0 | 0 | 0 | 0 | 0 | 0 | 0 | 0 | 0 | 0 | 0 | 0 | 0 | 0 | 0 | 0 | 0 | 0 | 0 | 0 | 0 | 0 | 0 | 0 | 0 | 0 | 0 | 0 | 0 | 0 | 1 | 0 | 0 | 0 | 0 | -35.92 | 48.96 | 3490.5814 | San Luis Rey-San Onofre 230 kV line constraint | San Luis Rey-San Onofre 230 kV line constraint | San Luis Rey-San Onofre 230 kV line constraint |  | 0 | 1 | 0 | 0 | 0 | 0 | -35.92 | 48.96 | 3490.5814 | San Luis Rey-San Onofre 230 kV line constraint | San Luis Rey-San Onofre 230 kV line constraint | San Luis Rey-San Onofre 230 kV line constraint |  | 3 | 3 | NO | 3 | 1 | 1 | NO | 1
SDGE | Suncrest | 500 | 0 | 0 | 0 | 0 | 0 | 0 | 0 | 0 | 0 | 0 | 0 | 0 | 0 | 0 | 0 | 0 | 0 | 0 | 0 | 0 | 0 | 0 | 0 | 0 | 0 | 0 | 0 | 0 | 0 | 0 | 1 | 0 | 1 | 0 | 0 | 1 | 0 | 0 | 0 | 0 | 0 | 0 | 0 | 0 | 0 | 0 | 0 | 0 | 0 | 0 | 0 | 0 | 0 | 0 | 0 | 0 | 0 | 0 | 0 | 0 | 0 | 0 | 0 | 0 | 0 | 0 | 0 | 0 | 0 | 0 | 0 | 0 | 0 | 0 | 0 | 0 | 0 | 0 | 0 | 0 | 0 | 0 | 0 | 0 | 0 | 0 | 0 | 0 | 0 | 0 | 0 | 0 | 0 | 0 | 0 | 0 | 0 |  |  | 0 | 0 | 0 | 0 | 0 | 0 | 0 | 0 | 0 | 0 | 0 | 0 | 0 | 0 | 0 | 0 | 0 | 0 | 0 | 0 | 0 | 0 | 0 | 0 | 0 | 0 | 0 | 0 | 0 | 0 | 0 | 1 | 0 | 0 | 0 | 0 | -35.92 | 48.96 | 3490.5814 | San Luis Rey-San Onofre 230 kV line constraint | San Luis Rey-San Onofre 230 kV line constraint | San Luis Rey-San Onofre 230 kV line constraint |  | 0 | 1 | 0 | 0 | 0 | 0 | -35.92 | 48.96 | 3490.5814 | San Luis Rey-San Onofre 230 kV line constraint | San Luis Rey-San Onofre 230 kV line constraint | San Luis Rey-San Onofre 230 kV line constraint |  | 3 | 3 | NO | 3 | 1 | 1 | NO | 1
PG&E KERN | Sunrise | 230 | 0 | 0 | 0 | 0 | 0 | 0 | 0 | 0 | 0 | 0 | 0 | 0 | 0 | 0 | 0 | 0 | 0 | 0 | 0 | 0 | 0 | 0 | 0 | 0 | 0 | 0 | 0 | 0 | 0 | 0 | 0 | 0 | 0 | 0 | 0 | 0 | 0 | 0 | 0 | 0 | 0 | 0 | 0 | 0 | 0 | 0 | 0 | 0 | 0 | 0 | 0 | 0 | 0 | 0 | 0 | 0 | 0 | 0 | 0 | 0 | 0 | 0 | 0 | 0 | 0 | 0 | 0 | 1 | 1 | 0 | 0 | 0 | 0 | 0 | 1 | 0 | 0 | 0 | 1 | 0 | 0 | 0 | 0 | 0 | 0 | 0 | 0 | 0 | 0 | 0 | 0 | 0 | 0 | 0 | 1 | 0 | 0 |  |  | 0 | 0 | 0 | 0 | 0 | 0 | 0 | 0 | 0 | 0 | 0 | 0 | 0 | 0 | 0 | 0 | 0 | 0 | 0 | 0 | 0 | 0 | 0 | 0 | 0 | 0 | 0 | 0 | 0 | 0 | 0 | 0 | 2 | 0 | 1 | 1 | 122.65 | -1862.092 | -2136.2316 | Cal Flat-Gates 230 kV line | Gates 500/230kV TB #12 | Mustang-Henrietta 230 kV line |  | 0 | 0 | 0 | 0 | 0 | 0 | 122.65 | 392.11 | 342.7684 | Cal Flat-Gates 230 kV line | Cal Flat-Gates 230 kV line | Mustang-Henrietta 230 kV line |  | 5 | 1 | YES | 2 | 5 | 1 | YES | 2
PG&E KERN | Sunset | 230 | 0 | 0 | 0 | 0 | 0 | 0 | 0 | 0 | 0 | 0 | 0 | 0 | 0 | 0 | 0 | 0 | 0 | 0 | 0 | 0 | 0 | 0 | 0 | 0 | 0 | 0 | 0 | 0 | 0 | 0 | 0 | 0 | 0 | 0 | 0 | 0 | 0 | 0 | 0 | 0 | 0 | 0 | 0 | 0 | 0 | 0 | 0 | 0 | 0 | 0 | 0 | 0 | 0 | 0 | 0 | 0 | 0 | 0 | 0 | 0 | 0 | 0 | 0 | 0 | 0 | 0 | 0 | 1 | 1 | 0 | 1 | 0 | 0 | 0 | 1 | 0 | 0 | 0 | 1 | 0 | 0 | 0 | 0 | 0 | 0 | 0 | 0 | 0 | 0 | 0 | 0 | 0 | 0 | 0 | 1 | 0 | 0 |  |  | 0 | 0 | 0 | 0 | 0 | 0 | 0 | 0 | 0 | 0 | 0 | 0 | 0 | 0 | 0 | 0 | 0 | 0 | 0 | 0 | 0 | 0 | 0 | 0 | 0 | 0 | 0 | 0 | 0 | 0 | 0 | 0 | 2 | 0 | 1 | 1 | 122.65 | -1862.092 | -2136.2316 | Cal Flat-Gates 230 kV line | Gates 500/230kV TB #12 | Mustang-Henrietta 230 kV line |  | 0 | 0 | 0 | 0 | 0 | 0 | 122.65 | 392.11 | 342.7684 | Cal Flat-Gates 230 kV line | Cal Flat-Gates 230 kV line | Mustang-Henrietta 230 kV line |  | 5 | 1 | YES | 2 | 5 | 1 | YES | 2
PG&E GBA | Swift | 115 | 0 | 0 | 0 | 0 | 0 | 0 | 0 | 0 | 0 | 0 | 0 | 0 | 0 | 0 | 0 | 0 | 0 | 0 | 0 | 0 | 0 | 0 | 0 | 0 | 0 | 0 | 0 | 0 | 0 | 0 | 0 | 0 | 0 | 0 | 0 | 0 | 0 | 0 | 0 | 0 | 0 | 0 | 0 | 0 | 0 | 0 | 0 | 0 | 0 | 0 | 0 | 0 | 0 | 0 | 0 | 1 | 0 | 0 | 0 | 1 | 0 | 0 | 0 | 0 | 0 | 0 | 0 | 0 | 0 | 0 | 0 | 0 | 0 | 0 | 0 | 0 | 0 | 0 | 0 | 0 | 0 | 0 | 0 | 0 | 0 | 0 | 0 | 0 | 0 | 0 | 0 | 0 | 0 | 0 | 0 | 0 | 0 |  |  | 0 | 0 | 0 | 0 | 0 | 0 | 0 | 0 | 0 | 0 | 0 | 0 | 0 | 0 | 0 | 34 | 0 | 0 | 0 | 0 | 0 | 0 | 0 | 0 | 0 | 0 | 0 | 0 | 0 | 1 | 0 | 0 | 0 | 0 | 0 | 0 | 1626.31 | 1960.6438 | 2688.8852 | Tesla-Bellota 230 kV line | Tesla-Bellota 230 kV line | Tesla-Bellota 230 kV line |  | 0 | 0 | 0 | 0 | 0 | 0 | 1626.31 | 1960.6438 | 2688.8852 | Tesla-Bellota 230 kV line | Tesla-Bellota 230 kV line | Tesla-Bellota 230 kV line |  | 1 | 1 | NO | 1 | 1 | 1 | NO | 1
SDGE | Sycamore Canyon | 138 | 0 | 0 | 0 | 0 | 0 | 0 | 0 | 0 | 0 | 0 | 0 | 0 | 0 | 0 | 0 | 0 | 0 | 0 | 0 | 0 | 0 | 0 | 0 | 0 | 0 | 0 | 1 | 0 | 1 | 0 | 1 | 0 | 1 | 0 | 0 | 0 | 0 | 0 | 0 | 0 | 0 | 0 | 0 | 0 | 0 | 0 | 0 | 0 | 0 | 0 | 0 | 0 | 0 | 0 | 0 | 0 | 0 | 0 | 0 | 0 | 0 | 0 | 0 | 0 | 0 | 0 | 0 | 0 | 0 | 0 | 0 | 0 | 0 | 0 | 0 | 0 | 0 | 0 | 0 | 0 | 0 | 0 | 0 | 0 | 0 | 0 | 0 | 0 | 0 | 0 | 0 | 0 | 0 | 0 | 0 | 0 | 0 |  |  | 0 | 0 | 0 | 0 | 0 | 0 | 0 | 0 | 0 | 0 | 0 | 0 | 0 | 0 | 0 | 0 | 0 | 0 | 0 | 0 | 0 | 0 | 0 | 0 | 0 | 0 | 0 | 0 | 0 | 0 | 0 | 1 | 0 | 0 | 0 | 0 | -35.92 | 48.96 | 234 | San Luis Rey-San Onofre 230 kV line constraint | San Luis Rey-San Onofre 230 kV line constraint | Chicarita 138 kV constraint |  | 0 | 1 | 0 | 0 | 0 | 0 | -35.92 | 48.96 | 234 | San Luis Rey-San Onofre 230 kV line constraint | San Luis Rey-San Onofre 230 kV line constraint | Chicarita 138 kV constraint |  | 3 | 3 | NO | 3 | 1 | 1 | NO | 1
SDGE | Sycamore Canyon | 230 | 0 | 0 | 0 | 0 | 0 | 0 | 0 | 0 | 0 | 0 | 0 | 0 | 0 | 0 | 0 | 0 | 0 | 0 | 0 | 0 | 0 | 0 | 0 | 0 | 0 | 1 | 0 | 0 | 1 | 0 | 1 | 0 | 1 | 0 | 0 | 0 | 0 | 0 | 0 | 0 | 0 | 0 | 0 | 0 | 0 | 0 | 0 | 0 | 0 | 0 | 0 | 0 | 0 | 0 | 0 | 0 | 0 | 0 | 0 | 0 | 0 | 0 | 0 | 0 | 0 | 0 | 0 | 0 | 0 | 0 | 0 | 0 | 0 | 0 | 0 | 0 | 0 | 0 | 0 | 0 | 0 | 0 | 0 | 0 | 0 | 0 | 0 | 0 | 0 | 0 | 0 | 0 | 0 | 0 | 0 | 0 | 0 |  |  | 0 | 0 | 0 | 0 | 0 | 0 | 0 | 0 | 0 | 0 | 0 | 0 | 0 | 0 | 0 | 0 | 0 | 0 | 0 | 0 | 0 | 0 | 0 | 0 | 0 | 0 | 0 | 0 | 500 | 1 | 0 | 1 | 0 | 0 | 0 | 0 | -35.92 | 48.96 | 2061.36 | San Luis Rey-San Onofre 230 kV line constraint | San Luis Rey-San Onofre 230 kV line constraint | Capistrano-San Onofre 230 kV constraint |  | 0 | 1 | 0 | 0 | 0 | 0 | -35.92 | 48.96 | 2061.36 | San Luis Rey-San Onofre 230 kV line constraint | San Luis Rey-San Onofre 230 kV line constraint | Capistrano-San Onofre 230 kV constraint |  | 3 | 3 | NO | 3 | 1 | 1 | NO | 1
SDGE | Sycamore Canyon | 69 | 0 | 0 | 0 | 0 | 0 | 0 | 0 | 0 | 0 | 0 | 0 | 0 | 0 | 0 | 0 | 0 | 0 | 0 | 0 | 0 | 0 | 0 | 0 | 0 | 0 | 1 | 0 | 0 | 0 | 0 | 1 | 0 | 1 | 0 | 0 | 0 | 0 | 0 | 0 | 0 | 0 | 0 | 0 | 0 | 0 | 0 | 0 | 0 | 0 | 0 | 0 | 0 | 0 | 0 | 0 | 0 | 0 | 0 | 0 | 0 | 0 | 0 | 0 | 0 | 0 | 0 | 0 | 0 | 0 | 0 | 0 | 0 | 0 | 0 | 0 | 0 | 0 | 0 | 0 | 0 | 0 | 0 | 0 | 0 | 0 | 0 | 0 | 0 | 0 | 0 | 0 | 0 | 0 | 0 | 0 | 0 | 0 |  |  | 0 | 0 | 0 | 0 | 0 | 0 | 0 | 0 | 0 | 0 | 0 | 0 | 0 | 0 | 0 | 0 | 0 | 0 | 0 | 0 | 0 | 0 | 0 | 0 | 0 | 0 | 0 | 0 | 0 | 0 | 0 | 1 | 0 | 0 | 0 | 0 | -35.92 | 48.96 | 2061.36 | San Luis Rey-San Onofre 230 kV line constraint | San Luis Rey-San Onofre 230 kV line constraint | Capistrano-San Onofre 230 kV constraint |  | 0 | 1 | 0 | 0 | 0 | 0 | -35.92 | 48.96 | 2061.36 | San Luis Rey-San Onofre 230 kV line constraint | San Luis Rey-San Onofre 230 kV line constraint | Capistrano-San Onofre 230 kV constraint |  | 3 | 3 | NO | 3 | 1 | 1 | NO | 1
SCE Northern | Sylmar | 230 | 0 | 0 | 0 | 0 | 0 | 0 | 0 | 0 | 0 | 0 | 0 | 0 | 0 | 0 | 0 | 0 | 0 | 0 | 0 | 0 | 0 | 0 | 0 | 0 | 1 | 0 | 0 | 0 | 0 | 0 | 0 | 0 | 0 | 0 | 0 | 0 | 0 | 0 | 0 | 0 | 0 | 0 | 0 | 0 | 0 | 0 | 0 | 0 | 0 | 0 | 0 | 0 | 0 | 0 | 0 | 0 | 0 | 0 | 0 | 0 | 0 | 0 | 0 | 0 | 0 | 0 | 0 | 0 | 0 | 0 | 0 | 0 | 0 | 0 | 0 | 0 | 0 | 0 | 0 | 0 | 0 | 0 | 0 | 0 | 0 | 0 | 0 | 0 | 0 | 0 | 0 | 0 | 0 | 0 | 0 | 0 | 0 |  |  | 0 | 0 | 0 | 0 | 0 | 0 | 0 | 0 | 0 | 0 | 0 | 0 | 0 | 0 | 0 | 0 | 0 | 0 | 0 | 0 | 0 | 0 | 0 | 0 | 200 | 0 | 0 | 0 | 250 | 1 | 1 | 0 | 1 | 0 | 0 | 0 | -3566.801 | -1411.508 | 344.027 | Lugo - Victorville area constraint | Lugo - Victorville area constraint | Lugo - Victorville area constraint |  | 0 | 0 | 0 | 0 | 0 | 0 | 3233.199 | 5388.492 | 7144.027 | Lugo - Victorville area constraint | Lugo - Victorville area constraint | Lugo - Victorville area constraint |  | 5 | 1 | YES | 2 | 1 | 1 | NO | 1
PG&E NGBA | Table Mountain | 115 | 0 | 0 | 0 | 0 | 0 | 0 | 0 | 0 | 0 | 0 | 0 | 0 | 0 | 0 | 0 | 0 | 0 | 0 | 0 | 0 | 0 | 0 | 0 | 0 | 0 | 0 | 0 | 0 | 0 | 0 | 0 | 0 | 0 | 0 | 0 | 0 | 0 | 0 | 0 | 1 | 0 | 0 | 0 | 0 | 0 | 0 | 0 | 0 | 0 | 0 | 0 | 0 | 0 | 0 | 0 | 0 | 0 | 0 | 0 | 0 | 0 | 0 | 0 | 0 | 0 | 0 | 0 | 0 | 0 | 0 | 0 | 0 | 0 | 0 | 0 | 0 | 0 | 0 | 0 | 0 | 0 | 0 | 0 | 0 | 0 | 0 | 0 | 0 | 0 | 0 | 0 | 0 | 0 | 0 | 0 | 0 | 0 |  |  | 0 | 0 | 0 | 0 | 0 | 0 | 0 | 0 | 0 | 0 | 0 | 0 | 0 | 0 | 0 | 0 | 0 | 0 | 0 | 0 | 0 | 0 | 0 | 0 | 0 | 0 | 0 | 0 | 0 | 0 | 1 | 0 | 1 | 0 | 0 | 0 | -770.34 | -257.6012 | 2295.5509 | Collinsville-Tesla 500 kV Line | Collinsville-Tesla 500 kV Line | Collinsville-Tesla 500 kV Line |  | 0 | 0 | 0 | 0 | 0 | 0 | 7874.66 | 8387.3988 | 2295.5509 | Collinsville-Tesla 500 kV Line | Collinsville-Tesla 500 kV Line | Collinsville-Tesla 500 kV Line |  | 5 | 1 | YES | 2 | 1 | 1 | NO | 1
PG&E NGBA | Table Mountain | 230 | 0 | 0 | 0 | 0 | 0 | 0 | 0 | 0 | 0 | 0 | 0 | 0 | 0 | 0 | 0 | 0 | 0 | 0 | 0 | 0 | 0 | 0 | 0 | 0 | 0 | 0 | 0 | 0 | 0 | 0 | 0 | 0 | 0 | 0 | 0 | 0 | 0 | 0 | 0 | 1 | 0 | 0 | 0 | 0 | 0 | 1 | 0 | 0 | 0 | 0 | 0 | 0 | 0 | 0 | 0 | 0 | 0 | 0 | 0 | 1 | 0 | 0 | 0 | 0 | 0 | 0 | 0 | 0 | 0 | 0 | 0 | 0 | 0 | 0 | 0 | 0 | 0 | 0 | 0 | 0 | 0 | 0 | 0 | 0 | 0 | 0 | 0 | 0 | 0 | 0 | 0 | 0 | 0 | 0 | 0 | 0 | 0 |  |  | 0 | 0 | 0 | 0 | 0 | 0 | 0 | 0 | 0 | 0 | 0 | 0 | 0 | 0 | 0 | 0 | 0 | 0 | 0 | 0 | 0 | 0 | 0 | 0 | 0 | 200 | 0 | 0 | 0 | 1 | 2 | 0 | 1 | 0 | 0 | 0 | -770.34 | -257.6012 | 1633.3998 | Collinsville-Tesla 500 kV Line | Collinsville-Tesla 500 kV Line | Bellota-Weber 230kV line |  | 1 | 0 | 0 | 0 | 0 | 0 | -140.65 | 268.5 | 1633.3998 | Bellota-Weber 230kV line | Bellota-Weber 230kV line | Bellota-Weber 230kV line |  | 5 | 5 | NO | 5 | 1 | 1 | NO | 1
PG&E NGBA | Table Mountain | 500 | 0 | 0 | 0 | 0 | 0 | 0 | 0 | 0 | 0 | 0 | 0 | 0 | 0 | 0 | 0 | 0 | 0 | 0 | 0 | 0 | 0 | 0 | 0 | 0 | 0 | 0 | 0 | 0 | 0 | 0 | 0 | 0 | 0 | 0 | 0 | 0 | 0 | 0 | 0 | 1 | 0 | 0 | 0 | 0 | 0 | 0 | 0 | 0 | 0 | 0 | 0 | 0 | 0 | 0 | 0 | 0 | 0 | 0 | 0 | 0 | 0 | 0 | 0 | 0 | 0 | 0 | 0 | 0 | 0 | 0 | 0 | 0 | 0 | 0 | 0 | 0 | 0 | 0 | 0 | 0 | 0 | 0 | 0 | 0 | 0 | 0 | 0 | 0 | 0 | 0 | 0 | 0 | 0 | 0 | 0 | 0 | 0 |  |  | 0 | 0 | 0 | 0 | 0 | 0 | 0 | 0 | 0 | 0 | 0 | 0 | 0 | 0 | 0 | 0 | 0 | 0 | 0 | 0 | 0 | 0 | 0 | 0 | 0 | 0 | 0 | 0 | 0 | 0 | 1 | 0 | 1 | 0 | 0 | 0 | -770.34 | -257.6012 | 2295.5509 | Collinsville-Tesla 500 kV Line | Collinsville-Tesla 500 kV Line | Collinsville-Tesla 500 kV Line |  | 0 | 0 | 0 | 0 | 0 | 0 | 7874.66 | 8387.3988 | 2295.5509 | Collinsville-Tesla 500 kV Line | Collinsville-Tesla 500 kV Line | Collinsville-Tesla 500 kV Line |  | 5 | 1 | YES | 2 | 1 | 1 | NO | 1
PG&E NGBA | Table Mountain | 60 | 0 | 0 | 0 | 0 | 0 | 0 | 0 | 0 | 0 | 0 | 0 | 0 | 0 | 0 | 0 | 0 | 0 | 0 | 0 | 0 | 0 | 0 | 0 | 0 | 0 | 0 | 0 | 0 | 0 | 0 | 0 | 0 | 0 | 0 | 0 | 0 | 0 | 0 | 0 | 1 | 0 | 0 | 0 | 0 | 0 | 1 | 0 | 0 | 0 | 0 | 0 | 0 | 0 | 0 | 0 | 0 | 0 | 0 | 0 | 1 | 0 | 0 | 0 | 0 | 0 | 0 | 0 | 0 | 0 | 0 | 0 | 0 | 0 | 0 | 0 | 0 | 0 | 0 | 0 | 0 | 0 | 0 | 0 | 0 | 0 | 0 | 0 | 0 | 0 | 0 | 0 | 0 | 0 | 0 | 0 | 0 | 0 |  |  | 0 | 0 | 0 | 0 | 0 | 0 | 0 | 0 | 0 | 0 | 0 | 0 | 0 | 0 | 0 | 0 | 0 | 0 | 0 | 0 | 0 | 0 | 0 | 0 | 0 | 0 | 0 | 0 | 0 | 0 | 2 | 0 | 1 | 0 | 0 | 0 | -770.34 | -257.6012 | 1633.3998 | Collinsville-Tesla 500 kV Line | Collinsville-Tesla 500 kV Line | Bellota-Weber 230kV line |  | 1 | 0 | 0 | 0 | 0 | 0 | -140.65 | 268.5 | 1633.3998 | Bellota-Weber 230kV line | Bellota-Weber 230kV line | Bellota-Weber 230kV line |  | 5 | 5 | NO | 5 | 1 | 1 | NO | 1
PG&E KERN | Taft | 115 | 0 | 0 | 0 | 0 | 0 | 0 | 0 | 0 | 0 | 0 | 0 | 0 | 0 | 0 | 0 | 0 | 0 | 0 | 0 | 0 | 0 | 0 | 0 | 0 | 0 | 0 | 0 | 0 | 0 | 0 | 0 | 0 | 0 | 0 | 0 | 0 | 0 | 0 | 0 | 0 | 0 | 0 | 0 | 0 | 0 | 0 | 0 | 0 | 0 | 0 | 0 | 0 | 0 | 0 | 0 | 0 | 0 | 0 | 0 | 0 | 0 | 0 | 0 | 0 | 0 | 0 | 0 | 1 | 1 | 0 | 1 | 0 | 0 | 0 | 1 | 0 | 0 | 0 | 1 | 0 | 0 | 0 | 0 | 0 | 0 | 0 | 0 | 0 | 0 | 0 | 0 | 0 | 0 | 0 | 1 | 0 | 0 |  |  | 0 | 0 | 0 | 0 | 0 | 0 | 0 | 0 | 0 | 3 | 0 | 0 | 3 | 0 | 1 | 0 | 0 | 0 | 0 | 0 | 0 | 0 | 0 | 0 | 3 | 0 | 0 | 3 | 0 | 1 | 0 | 0 | 2 | 0 | 1 | 1 | 122.65 | -1862.092 | -2136.2316 | Cal Flat-Gates 230 kV line | Gates 500/230kV TB #12 | Mustang-Henrietta 230 kV line |  | 0 | 0 | 0 | 0 | 0 | 0 | 122.65 | 392.11 | 342.7684 | Cal Flat-Gates 230 kV line | Cal Flat-Gates 230 kV line | Mustang-Henrietta 230 kV line |  | 5 | 1 | YES | 2 | 5 | 1 | YES | 2
SDGE | Talega | 138 | 0 | 0 | 0 | 0 | 0 | 0 | 0 | 0 | 0 | 0 | 0 | 0 | 0 | 0 | 0 | 0 | 0 | 0 | 0 | 0 | 0 | 0 | 0 | 0 | 0 | 1 | 0 | 0 | 0 | 0 | 0 | 0 | 0 | 0 | 0 | 0 | 0 | 1 | 1 | 0 | 0 | 0 | 0 | 0 | 0 | 0 | 0 | 0 | 0 | 0 | 0 | 0 | 0 | 0 | 0 | 0 | 0 | 0 | 0 | 0 | 0 | 0 | 0 | 0 | 0 | 0 | 0 | 0 | 0 | 0 | 0 | 0 | 0 | 0 | 0 | 0 | 0 | 0 | 0 | 0 | 0 | 0 | 0 | 0 | 0 | 0 | 0 | 0 | 0 | 0 | 0 | 0 | 0 | 0 | 0 | 0 | 0 |  |  | 0 | 0 | 0 | 0 | 0 | 0 | 0 | 0 | 0 | 0 | 0 | 0 | 0 | 0 | 0 | 0 | 0 | 0 | 0 | 0 | 0 | 0 | 0 | 0 | 0 | 0 | 0 | 0 | 0 | 0 | 0 | 0 | 0 | 0 | 0 | 0 | 501 | 501 | 501 | Trabuco-Capistrano 138 kV constraint | Trabuco-Capistrano 138 kV constraint | Trabuco-Capistrano 138 kV constraint |  | 0 | 0 | 0 | 0 | 0 | 0 | 501 | 501 | 501 | Trabuco-Capistrano 138 kV constraint | Trabuco-Capistrano 138 kV constraint | Trabuco-Capistrano 138 kV constraint |  | 1 | 1 | NO | 1 | 1 | 1 | NO | 1
SDGE | Talega | 230 | 0 | 0 | 0 | 0 | 0 | 0 | 0 | 0 | 0 | 0 | 0 | 0 | 0 | 0 | 0 | 0 | 0 | 0 | 0 | 0 | 0 | 0 | 0 | 0 | 0 | 1 | 0 | 0 | 0 | 0 | 0 | 0 | 0 | 0 | 0 | 0 | 0 | 1 | 0 | 0 | 0 | 0 | 0 | 0 | 0 | 0 | 0 | 0 | 0 | 0 | 0 | 0 | 0 | 0 | 0 | 0 | 0 | 0 | 0 | 0 | 0 | 0 | 0 | 0 | 0 | 0 | 0 | 0 | 0 | 0 | 0 | 0 | 0 | 0 | 0 | 0 | 0 | 0 | 0 | 0 | 0 | 0 | 0 | 0 | 0 | 0 | 0 | 0 | 0 | 0 | 0 | 0 | 0 | 0 | 0 | 0 | 0 |  |  | 0 | 0 | 0 | 0 | 0 | 0 | 0 | 0 | 0 | 0 | 0 | 0 | 0 | 0 | 0 | 0 | 0 | 0 | 0 | 0 | 0 | 0 | 0 | 0 | 0 | 0 | 0 | 0 | 0 | 0 | 0 | 0 | 0 | 0 | 0 | 0 | 586.64 | 909.32 | 1265.36 | Capistrano-San Onofre 230 kV constraint | Talega 230 kV constraint | Talega 230 kV constraint |  | 0 | 0 | 0 | 0 | 0 | 0 | 586.64 | 909.32 | 1265.36 | Capistrano-San Onofre 230 kV constraint | Talega 230 kV constraint | Talega 230 kV constraint |  | 1 | 1 | NO | 1 | 1 | 1 | NO | 1
PG&E GBA | Tassajara | 230 | 0 | 0 | 0 | 0 | 0 | 0 | 0 | 0 | 0 | 0 | 0 | 0 | 0 | 0 | 0 | 0 | 0 | 0 | 0 | 0 | 0 | 0 | 0 | 0 | 0 | 0 | 0 | 0 | 0 | 0 | 0 | 0 | 0 | 0 | 0 | 0 | 0 | 0 | 0 | 1 | 0 | 0 | 0 | 0 | 0 | 0 | 0 | 0 | 0 | 0 | 0 | 0 | 0 | 0 | 0 | 0 | 0 | 0 | 0 | 0 | 0 | 0 | 0 | 0 | 0 | 0 | 0 | 0 | 0 | 0 | 0 | 0 | 0 | 0 | 0 | 0 | 0 | 0 | 0 | 0 | 0 | 0 | 0 | 0 | 0 | 0 | 0 | 0 | 0 | 0 | 0 | 0 | 0 | 0 | 0 | 0 | 0 |  |  | 0 | 0 | 0 | 0 | 0 | 0 | 0 | 0 | 0 | 0 | 0 | 0 | 0 | 0 | 0 | 0 | 0 | 0 | 0 | 0 | 0 | 0 | 0 | 0 | 0 | 0 | 0 | 0 | 0 | 0 | 1 | 0 | 1 | 0 | 0 | 0 | -770.34 | -257.6012 | 2295.5509 | Collinsville-Tesla 500 kV Line | Collinsville-Tesla 500 kV Line | Collinsville-Tesla 500 kV Line |  | 0 | 0 | 0 | 0 | 0 | 0 | 7874.66 | 8387.3988 | 2295.5509 | Collinsville-Tesla 500 kV Line | Collinsville-Tesla 500 kV Line | Collinsville-Tesla 500 kV Line |  | 5 | 1 | YES | 2 | 1 | 1 | NO | 1
PG&E KERN | Tejon | 70 | 0 | 0 | 0 | 0 | 0 | 0 | 0 | 0 | 0 | 0 | 0 | 0 | 0 | 0 | 0 | 0 | 0 | 0 | 0 | 0 | 0 | 0 | 0 | 0 | 0 | 0 | 0 | 0 | 0 | 0 | 0 | 0 | 0 | 0 | 0 | 0 | 0 | 0 | 0 | 0 | 0 | 0 | 0 | 0 | 0 | 0 | 0 | 0 | 0 | 0 | 0 | 0 | 0 | 0 | 0 | 0 | 0 | 0 | 0 | 0 | 0 | 0 | 0 | 0 | 0 | 0 | 0 | 1 | 1 | 0 | 0 | 0 | 0 | 0 | 0 | 0 | 0 | 0 | 0 | 1 | 0 | 0 | 0 | 0 | 0 | 0 | 0 | 0 | 0 | 0 | 0 | 0 | 0 | 0 | 0 | 0 | 0 |  |  | 0 | 0 | 0 | 0 | 0 | 0 | 0 | 0 | 0 | 0 | 0 | 0 | 0 | 0 | 0 | 0 | 0 | 0 | 0 | 0 | 0 | 0 | 0 | 0 | 0 | 0 | 0 | 0 | 0 | 0 | 0 | 0 | 1 | 0 | 1 | 0 | 122.65 | -2136.112 | -826.4482 | Cal Flat-Gates 230 kV line | Gates 500/230kV TB #11 | Gates 500/230kV TB #11 |  | 0 | 0 | 0 | 0 | 0 | 0 | 122.65 | 392.11 | 666.9203 | Cal Flat-Gates 230 kV line | Cal Flat-Gates 230 kV line | Cal Flat-Gates 230 kV line |  | 5 | 1 | YES | 2 | 5 | 1 | YES | 2
SDGE | Telegraph Canyon | 138 | 0 | 0 | 0 | 0 | 0 | 0 | 0 | 0 | 0 | 0 | 0 | 0 | 0 | 0 | 0 | 0 | 0 | 0 | 0 | 0 | 0 | 0 | 0 | 0 | 0 | 0 | 0 | 0 | 0 | 0 | 1 | 0 | 1 | 0 | 0 | 1 | 1 | 0 | 0 | 0 | 0 | 0 | 0 | 0 | 0 | 0 | 0 | 0 | 0 | 0 | 0 | 0 | 0 | 0 | 0 | 0 | 0 | 0 | 0 | 0 | 0 | 0 | 0 | 0 | 0 | 0 | 0 | 0 | 0 | 0 | 0 | 0 | 0 | 0 | 0 | 0 | 0 | 0 | 0 | 0 | 0 | 0 | 0 | 0 | 0 | 0 | 0 | 0 | 0 | 0 | 0 | 0 | 0 | 0 | 0 | 0 | 0 |  |  | 0 | 0 | 0 | 0 | 0 | 0 | 0 | 0 | 0 | 0 | 0 | 0 | 0 | 0 | 0 | 0 | 0 | 0 | 0 | 0 | 0 | 0 | 0 | 0 | 0 | 0 | 0 | 0 | 0 | 0 | 0 | 1 | 0 | 0 | 0 | 0 | -35.92 | 48.96 | 1085.1064 | San Luis Rey-San Onofre 230 kV line constraint | San Luis Rey-San Onofre 230 kV line constraint | Silvergate-Old Town 230 kV constraint |  | 0 | 1 | 0 | 0 | 0 | 0 | -35.92 | 48.96 | 1085.1064 | San Luis Rey-San Onofre 230 kV line constraint | San Luis Rey-San Onofre 230 kV line constraint | Silvergate-Old Town 230 kV constraint |  | 3 | 3 | NO | 3 | 1 | 1 | NO | 1
PG&E KERN | Temblor | 115 | 0 | 0 | 0 | 0 | 0 | 0 | 0 | 0 | 0 | 0 | 0 | 0 | 0 | 0 | 0 | 0 | 0 | 0 | 0 | 0 | 0 | 0 | 0 | 0 | 0 | 0 | 0 | 0 | 0 | 0 | 0 | 0 | 0 | 0 | 0 | 0 | 0 | 0 | 0 | 0 | 0 | 0 | 0 | 0 | 0 | 0 | 0 | 0 | 0 | 0 | 0 | 0 | 0 | 0 | 0 | 0 | 0 | 0 | 0 | 0 | 0 | 0 | 0 | 0 | 0 | 0 | 0 | 1 | 1 | 0 | 0 | 0 | 0 | 0 | 1 | 0 | 0 | 0 | 1 | 0 | 0 | 0 | 0 | 0 | 0 | 0 | 0 | 0 | 0 | 0 | 0 | 0 | 0 | 0 | 1 | 0 | 0 |  |  | 0 | 0 | 0 | 0 | 0 | 0 | 0 | 0 | 0 | 0 | 0 | 0 | 0 | 0 | 0 | 0 | 0 | 0 | 0 | 0 | 0 | 0 | 0 | 0 | 0 | 0 | 0 | 0 | 0 | 0 | 0 | 0 | 2 | 0 | 1 | 1 | 122.65 | -1862.092 | -2136.2316 | Cal Flat-Gates 230 kV line | Gates 500/230kV TB #12 | Mustang-Henrietta 230 kV line |  | 0 | 0 | 0 | 0 | 0 | 0 | 122.65 | 392.11 | 342.7684 | Cal Flat-Gates 230 kV line | Cal Flat-Gates 230 kV line | Mustang-Henrietta 230 kV line |  | 5 | 1 | YES | 2 | 5 | 1 | YES | 2
PG&E KERN | Templeton | 230 | 0 | 0 | 0 | 0 | 0 | 0 | 0 | 0 | 0 | 0 | 0 | 0 | 0 | 0 | 0 | 0 | 0 | 0 | 0 | 0 | 0 | 0 | 0 | 0 | 0 | 0 | 0 | 0 | 0 | 0 | 0 | 0 | 0 | 0 | 0 | 0 | 0 | 0 | 0 | 0 | 0 | 0 | 0 | 0 | 0 | 0 | 0 | 0 | 0 | 0 | 0 | 0 | 0 | 0 | 0 | 0 | 0 | 0 | 0 | 0 | 0 | 0 | 0 | 0 | 0 | 0 | 0 | 1 | 0 | 0 | 0 | 0 | 0 | 0 | 0 | 0 | 0 | 0 | 1 | 1 | 0 | 0 | 0 | 0 | 0 | 0 | 0 | 0 | 0 | 0 | 0 | 0 | 0 | 0 | 1 | 1 | 0 |  |  | 0 | 0 | 0 | 0 | 0 | 0 | 0 | 0 | 0 | 0 | 0 | 0 | 0 | 0 | 0 | 0 | 0 | 0 | 0 | 0 | 0 | 0 | 0 | 0 | 0 | 0 | 0 | 0 | 0 | 0 | 0 | 0 | 3 | 0 | 2 | 1 | 122.65 | -2136.112 | -2136.2316 | Cal Flat-Gates 230 kV line | Gates 500/230kV TB #11 | Mustang-Henrietta 230 kV line |  | 0 | 0 | 0 | 0 | 0 | 0 | 122.65 | 392.11 | 342.7684 | Cal Flat-Gates 230 kV line | Cal Flat-Gates 230 kV line | Mustang-Henrietta 230 kV line |  | 5 | 1 | YES | 2 | 5 | 1 | YES | 2
PG&E KERN | Templeton | 70 | 0 | 0 | 0 | 0 | 0 | 0 | 0 | 0 | 0 | 0 | 0 | 0 | 0 | 0 | 0 | 0 | 0 | 0 | 0 | 0 | 0 | 0 | 0 | 0 | 0 | 0 | 0 | 0 | 0 | 0 | 0 | 0 | 0 | 0 | 0 | 0 | 0 | 0 | 0 | 0 | 0 | 0 | 0 | 0 | 0 | 0 | 0 | 0 | 0 | 0 | 0 | 0 | 0 | 0 | 0 | 0 | 0 | 0 | 0 | 0 | 0 | 0 | 0 | 0 | 0 | 0 | 0 | 1 | 1 | 0 | 0 | 0 | 0 | 0 | 0 | 0 | 0 | 0 | 0 | 1 | 0 | 0 | 0 | 0 | 0 | 1 | 0 | 0 | 0 | 0 | 0 | 0 | 0 | 0 | 0 | 1 | 0 |  |  | 0 | 0 | 0 | 0 | 0 | 0 | 0 | 0 | 0 | 0 | 0 | 0 | 0 | 0 | 0 | 0 | 0 | 0 | 0 | 0 | 0 | 0 | 0 | 0 | 0 | 0 | 0 | 0 | 0 | 0 | 0 | 0 | 1 | 0 | 1 | 0 | 122.65 | -2136.112 | -826.4482 | Cal Flat-Gates 230 kV line | Gates 500/230kV TB #11 | Gates 500/230kV TB #11 |  | 0 | 0 | 0 | 0 | 0 | 0 | 122.65 | 392.11 | 666.9203 | Cal Flat-Gates 230 kV line | Cal Flat-Gates 230 kV line | Cal Flat-Gates 230 kV line |  | 5 | 1 | YES | 2 | 5 | 1 | YES | 2
PG&E GBA | Tesla | 115 | 0 | 0 | 0 | 0 | 0 | 0 | 0 | 0 | 0 | 0 | 0 | 0 | 0 | 0 | 0 | 0 | 0 | 0 | 0 | 0 | 0 | 0 | 0 | 0 | 0 | 0 | 0 | 0 | 0 | 0 | 0 | 0 | 0 | 0 | 0 | 0 | 0 | 0 | 0 | 0 | 0 | 0 | 0 | 0 | 0 | 0 | 0 | 0 | 0 | 0 | 0 | 0 | 0 | 0 | 0 | 1 | 0 | 0 | 0 | 1 | 0 | 0 | 0 | 0 | 0 | 1 | 0 | 0 | 0 | 0 | 0 | 0 | 0 | 0 | 0 | 0 | 0 | 0 | 0 | 0 | 0 | 0 | 0 | 0 | 0 | 0 | 0 | 0 | 0 | 0 | 0 | 0 | 0 | 0 | 0 | 0 | 0 |  |  | 0 | 0 | 0 | 0 | 0 | 0 | 0 | 0 | 0 | 0 | 0 | 0 | 0 | 0 | 0 | 0 | 0 | 0 | 0 | 0 | 0 | 0 | 0 | 0 | 0 | 0 | 0 | 0 | 0 | 0 | 0 | 0 | 0 | 0 | 0 | 0 | 1626.31 | 1960.6438 | 2688.8852 | Tesla-Bellota 230 kV line | Tesla-Bellota 230 kV line | Tesla-Bellota 230 kV line |  | 0 | 0 | 0 | 0 | 0 | 0 | 1626.31 | 1960.6438 | 2688.8852 | Tesla-Bellota 230 kV line | Tesla-Bellota 230 kV line | Tesla-Bellota 230 kV line |  | 1 | 1 | NO | 1 | 1 | 1 | NO | 1
PG&E GBA | Tesla | 230 | 0 | 0 | 0 | 0 | 0 | 0 | 0 | 0 | 0 | 0 | 0 | 0 | 0 | 0 | 0 | 0 | 0 | 0 | 0 | 0 | 0 | 0 | 0 | 0 | 0 | 0 | 0 | 0 | 0 | 0 | 0 | 0 | 0 | 0 | 0 | 0 | 0 | 0 | 0 | 1 | 0 | 0 | 0 | 0 | 0 | 0 | 0 | 0 | 0 | 0 | 0 | 0 | 0 | 1 | 0 | 1 | 0 | 0 | 1 | 1 | 0 | 0 | 0 | 0 | 0 | 1 | 0 | 0 | 0 | 0 | 0 | 0 | 0 | 0 | 0 | 0 | 0 | 0 | 0 | 0 | 0 | 0 | 0 | 0 | 0 | 0 | 0 | 0 | 0 | 0 | 0 | 0 | 0 | 0 | 0 | 0 | 0 |  |  | 0 | 0 | 0 | 0 | 0 | 0 | 0 | 0 | 0 | 0 | 0 | 0 | 0 | 0 | 0 | 0 | 0 | 0 | 0 | 0 | 0 | 0 | 0 | 0 | 0 | 0 | 125 | 0 | 0 | 1 | 2 | 0 | 1 | 0 | 0 | 0 | -770.34 | -257.6012 | 2295.5509 | Collinsville-Tesla 500 kV Line | Collinsville-Tesla 500 kV Line | Collinsville-Tesla 500 kV Line |  | 0 | 0 | 0 | 0 | 0 | 0 | 1626.31 | 1960.6438 | 2295.5509 | Tesla-Bellota 230 kV line | Tesla-Bellota 230 kV line | Collinsville-Tesla 500 kV Line |  | 5 | 1 | YES | 2 | 1 | 1 | NO | 1
PG&E GBA | Tesla | 500 | 0 | 0 | 0 | 0 | 0 | 0 | 0 | 0 | 0 | 0 | 0 | 0 | 0 | 0 | 0 | 0 | 0 | 0 | 0 | 0 | 0 | 0 | 0 | 0 | 0 | 0 | 0 | 0 | 0 | 0 | 0 | 0 | 0 | 0 | 0 | 0 | 0 | 0 | 0 | 0 | 0 | 0 | 0 | 0 | 0 | 0 | 0 | 0 | 0 | 0 | 0 | 0 | 0 | 0 | 0 | 1 | 0 | 0 | 1 | 1 | 0 | 0 | 0 | 0 | 0 | 1 | 0 | 0 | 0 | 0 | 0 | 0 | 0 | 0 | 0 | 0 | 0 | 0 | 0 | 0 | 0 | 0 | 0 | 0 | 0 | 0 | 0 | 0 | 0 | 0 | 0 | 0 | 0 | 0 | 0 | 0 | 0 |  |  | 0 | 0 | 0 | 0 | 0 | 0 | 0 | 0 | 0 | 0 | 0 | 0 | 0 | 0 | 0 | 0 | 0 | 0 | 0 | 0 | 0 | 0 | 0 | 0 | 0 | 0 | 0 | 0 | 0 | 0 | 0 | 0 | 0 | 0 | 0 | 0 | 1626.31 | 1960.6438 | 2688.8852 | Tesla-Bellota 230 kV line | Tesla-Bellota 230 kV line | Tesla-Bellota 230 kV line |  | 0 | 0 | 0 | 0 | 0 | 0 | 1626.31 | 1960.6438 | 2688.8852 | Tesla-Bellota 230 kV line | Tesla-Bellota 230 kV line | Tesla-Bellota 230 kV line |  | 1 | 1 | NO | 1 | 1 | 1 | NO | 1
PG&E KERN | Tevis | 115 | 0 | 0 | 0 | 0 | 0 | 0 | 0 | 0 | 0 | 0 | 0 | 0 | 0 | 0 | 0 | 0 | 0 | 0 | 0 | 0 | 0 | 0 | 0 | 0 | 0 | 0 | 0 | 0 | 0 | 0 | 0 | 0 | 0 | 0 | 0 | 0 | 0 | 0 | 0 | 0 | 0 | 0 | 0 | 0 | 0 | 0 | 0 | 0 | 0 | 0 | 0 | 0 | 0 | 0 | 0 | 0 | 0 | 0 | 0 | 0 | 0 | 0 | 0 | 0 | 0 | 0 | 0 | 0 | 0 | 0 | 1 | 0 | 0 | 0 | 0 | 0 | 0 | 0 | 1 | 1 | 0 | 0 | 0 | 0 | 0 | 0 | 0 | 0 | 0 | 0 | 0 | 0 | 0 | 0 | 1 | 0 | 0 |  |  | 0 | 0 | 0 | 0 | 0 | 0 | 0 | 0 | 0 | 0 | 0 | 0 | 0 | 0 | 0 | 0 | 0 | 0 | 0 | 0 | 0 | 0 | 0 | 0 | 100 | 0 | 0 | 0 | 0 | 1 | 0 | 0 | 3 | 0 | 2 | 1 | 578.02 | -2136.112 | -2136.2316 | Gates 500/230kV TB #12 | Gates 500/230kV TB #11 | Mustang-Henrietta 230 kV line |  | 0 | 0 | 0 | 0 | 0 | 0 | 1792.55 | 761.488 | 342.7684 | Kern 230/115kV TB #4 | Mustang-Henrietta 230 kV line | Mustang-Henrietta 230 kV line |  | 5 | 1 | YES | 2 | 5 | 1 | YES | 2
EOP | Thousandaire | 138 | 0 | 0 | 0 | 0 | 0 | 0 | 0 | 0 | 0 | 0 | 0 | 0 | 0 | 0 | 0 | 0 | 0 | 0 | 0 | 0 | 0 | 0 | 1 | 1 | 1 | 0 | 0 | 0 | 0 | 0 | 0 | 0 | 0 | 0 | 0 | 0 | 0 | 0 | 0 | 0 | 0 | 0 | 0 | 0 | 0 | 0 | 0 | 0 | 0 | 0 | 0 | 0 | 0 | 0 | 0 | 0 | 0 | 0 | 0 | 0 | 0 | 0 | 0 | 0 | 0 | 0 | 0 | 0 | 0 | 0 | 0 | 0 | 0 | 0 | 0 | 0 | 0 | 0 | 0 | 0 | 0 | 0 | 0 | 0 | 0 | 0 | 0 | 0 | 0 | 0 | 0 | 0 | 0 | 0 | 0 | 0 | 0 |  |  | 0 | 0 | 0 | 0 | 0 | 0 | 0 | 0 | 0 | 0 | 0 | 0 | 0 | 0 | 0 | 0 | 0 | 0 | 0 | 0 | 0 | 0 | 0 | 0 | 0 | 0 | 0 | 0 | 0 | 0 | 1 | 0 | 1 | 0 | 0 | 0 | -3566.801 | -1411.508 | 344.027 | Lugo - Victorville area constraint | Lugo - Victorville area constraint | Lugo - Victorville area constraint |  | 0 | 0 | 0 | 0 | 0 | 0 | 576.5 | 1808.75 | 3367.55 | Sloan Canyon - Eldorado 500 kV constraint | Sloan Canyon - Eldorado 500 kV constraint | GLW 230kV area constraint |  | 5 | 1 | YES | 2 | 1 | 1 | NO | 1
PG&E KERN | Topaz | 230 | 0 | 0 | 0 | 0 | 0 | 0 | 0 | 0 | 0 | 0 | 0 | 0 | 0 | 0 | 0 | 0 | 0 | 0 | 0 | 0 | 0 | 0 | 0 | 0 | 0 | 0 | 0 | 0 | 0 | 0 | 0 | 0 | 0 | 0 | 0 | 0 | 0 | 0 | 0 | 0 | 0 | 0 | 0 | 0 | 0 | 0 | 0 | 0 | 0 | 0 | 0 | 0 | 0 | 0 | 0 | 0 | 0 | 0 | 0 | 0 | 0 | 0 | 0 | 0 | 0 | 0 | 0 | 1 | 0 | 0 | 0 | 0 | 0 | 0 | 0 | 0 | 0 | 0 | 1 | 1 | 0 | 0 | 0 | 0 | 0 | 0 | 0 | 0 | 0 | 0 | 0 | 0 | 0 | 0 | 1 | 1 | 0 |  |  | 0 | 0 | 0 | 0 | 0 | 0 | 0 | 0 | 0 | 0 | 0 | 0 | 0 | 0 | 0 | 0 | 0 | 0 | 0 | 0 | 0 | 0 | 0 | 0 | 0 | 0 | 0 | 0 | 0 | 0 | 0 | 0 | 3 | 0 | 2 | 1 | 122.65 | -2136.112 | -2136.2316 | Cal Flat-Gates 230 kV line | Gates 500/230kV TB #11 | Mustang-Henrietta 230 kV line |  | 0 | 0 | 0 | 0 | 0 | 0 | 122.65 | 392.11 | 342.7684 | Cal Flat-Gates 230 kV line | Cal Flat-Gates 230 kV line | Mustang-Henrietta 230 kV line |  | 5 | 1 | YES | 2 | 5 | 1 | YES | 2
SCE NOL | Tortilla | 115 | 0 | 0 | 0 | 0 | 0 | 0 | 0 | 0 | 0 | 0 | 0 | 1 | 1 | 1 | 0 | 0 | 0 | 0 | 0 | 0 | 0 | 0 | 0 | 0 | 0 | 0 | 0 | 0 | 0 | 0 | 0 | 0 | 0 | 0 | 0 | 0 | 0 | 0 | 0 | 0 | 0 | 0 | 0 | 0 | 0 | 0 | 0 | 0 | 0 | 0 | 0 | 0 | 0 | 0 | 0 | 0 | 0 | 0 | 0 | 0 | 0 | 0 | 0 | 0 | 0 | 0 | 0 | 0 | 0 | 0 | 0 | 0 | 0 | 0 | 0 | 0 | 0 | 0 | 0 | 0 | 0 | 0 | 0 | 0 | 0 | 0 | 0 | 0 | 0 | 0 | 0 | 0 | 0 | 0 | 0 | 0 | 0 |  |  | 0 | 0 | 0 | 0 | 0 | 0 | 0 | 0 | 0 | 0 | 0 | 0 | 0 | 0 | 0 | 0 | 0 | 0 | 0 | 0 | 0 | 0 | 0 | 3 | 0 | 0 | 0 | 0 | 0 | 1 | 0 | 2 | 0 | 2 | 0 | 0 | -280.6 | -110.25 | 1093.724 | South of Kramer Area Constraint | South of Kramer Area Constraint | South of Kramer Area Constraint |  | 0 | 3 | 0 | 0 | 0 | 0 | -80.6 | 89.75 | 1093.724 | South of Kramer Area Constraint | South of Kramer Area Constraint | South of Kramer Area Constraint |  | 4 | 3 | YES | 3 | 1 | 1 | NO | 1
SDGE | Trabuco | 138 | 0 | 0 | 0 | 0 | 0 | 0 | 0 | 0 | 0 | 0 | 0 | 0 | 0 | 0 | 0 | 0 | 0 | 0 | 0 | 0 | 0 | 0 | 0 | 0 | 0 | 1 | 0 | 0 | 0 | 0 | 0 | 0 | 0 | 0 | 0 | 0 | 0 | 1 | 1 | 0 | 0 | 0 | 0 | 0 | 0 | 0 | 0 | 0 | 0 | 0 | 0 | 0 | 0 | 0 | 0 | 0 | 0 | 0 | 0 | 0 | 0 | 0 | 0 | 0 | 0 | 0 | 0 | 0 | 0 | 0 | 0 | 0 | 0 | 0 | 0 | 0 | 0 | 0 | 0 | 0 | 0 | 0 | 0 | 0 | 0 | 0 | 0 | 0 | 0 | 0 | 0 | 0 | 0 | 0 | 0 | 0 | 0 |  |  | 0 | 0 | 0 | 0 | 0 | 0 | 0 | 0 | 0 | 0 | 0 | 0 | 0 | 0 | 0 | 0 | 0 | 0 | 0 | 0 | 0 | 0 | 0 | 0 | 0 | 0 | 0 | 0 | 0 | 0 | 0 | 0 | 0 | 0 | 0 | 0 | 501 | 501 | 501 | Trabuco-Capistrano 138 kV constraint | Trabuco-Capistrano 138 kV constraint | Trabuco-Capistrano 138 kV constraint |  | 0 | 0 | 0 | 0 | 0 | 0 | 501 | 501 | 501 | Trabuco-Capistrano 138 kV constraint | Trabuco-Capistrano 138 kV constraint | Trabuco-Capistrano 138 kV constraint |  | 1 | 1 | NO | 1 | 1 | 1 | NO | 1
PG&E GBA | Tracy | 115 | 0 | 0 | 0 | 0 | 0 | 0 | 0 | 0 | 0 | 0 | 0 | 0 | 0 | 0 | 0 | 0 | 0 | 0 | 0 | 0 | 0 | 0 | 0 | 0 | 0 | 0 | 0 | 0 | 0 | 0 | 0 | 0 | 0 | 0 | 0 | 0 | 0 | 0 | 0 | 0 | 0 | 0 | 0 | 0 | 0 | 1 | 0 | 0 | 0 | 0 | 0 | 0 | 0 | 0 | 0 | 1 | 0 | 0 | 0 | 1 | 0 | 0 | 0 | 0 | 0 | 0 | 0 | 0 | 0 | 0 | 0 | 0 | 0 | 0 | 0 | 0 | 0 | 0 | 0 | 0 | 0 | 0 | 0 | 0 | 0 | 0 | 0 | 0 | 0 | 0 | 0 | 0 | 0 | 0 | 0 | 0 | 0 |  |  | 0 | 0 | 0 | 0 | 0 | 0 | 0 | 0 | 0 | 0 | 0 | 0 | 0 | 0 | 0 | 0 | 0 | 0 | 0 | 0 | 0 | 0 | 0 | 0 | 0 | 0 | 0 | 0 | 0 | 0 | 1 | 0 | 0 | 0 | 0 | 0 | -140.65 | 268.5 | 1633.3998 | Bellota-Weber 230kV line | Bellota-Weber 230kV line | Bellota-Weber 230kV line |  | 1 | 0 | 0 | 0 | 0 | 0 | -140.65 | 268.5 | 1633.3998 | Bellota-Weber 230kV line | Bellota-Weber 230kV line | Bellota-Weber 230kV line |  | 5 | 5 | NO | 5 | 1 | 1 | NO | 1
PG&E FRESNO | Tranquility | 230 | 0 | 0 | 0 | 0 | 0 | 0 | 0 | 0 | 0 | 0 | 0 | 0 | 0 | 0 | 0 | 0 | 0 | 0 | 0 | 0 | 0 | 0 | 0 | 0 | 0 | 0 | 0 | 0 | 0 | 0 | 0 | 0 | 0 | 0 | 0 | 0 | 0 | 0 | 0 | 0 | 0 | 0 | 0 | 0 | 0 | 1 | 0 | 0 | 0 | 0 | 0 | 0 | 0 | 0 | 0 | 0 | 0 | 0 | 0 | 0 | 0 | 0 | 0 | 0 | 0 | 0 | 0 | 0 | 0 | 0 | 0 | 0 | 0 | 0 | 0 | 0 | 0 | 0 | 1 | 1 | 0 | 1 | 0 | 0 | 0 | 1 | 0 | 0 | 0 | 1 | 0 | 0 | 0 | 0 | 0 | 0 | 0 |  |  | 0 | 0 | 0 | 0 | 0 | 0 | 0 | 0 | 0 | 0 | 400 | 200 | 0 | 0 | 1 | 0 | 0 | 0 | 0 | 0 | 0 | 0 | 0 | 0 | 434 | 1000 | 552 | 0 | 0 | 1 | 2 | 0 | 3 | 0 | 2 | 0 | -544.45 | -2136.112 | -1421.793 | Borden-Storey #1 230kV line | Gates 500/230kV TB #11 | Gates 500/230kV TB #12 |  | 1 | 0 | 0 | 0 | 0 | 0 | -140.65 | 268.5 | 1633.3998 | Bellota-Weber 230kV line | Bellota-Weber 230kV line | Bellota-Weber 230kV line |  | 5 | 5 | NO | 5 | 5 | 1 | YES | 2
PG&E GBA | Trimble | 115 | 0 | 0 | 0 | 0 | 0 | 0 | 0 | 0 | 0 | 0 | 0 | 0 | 0 | 0 | 0 | 0 | 0 | 0 | 0 | 0 | 0 | 0 | 0 | 0 | 0 | 0 | 0 | 0 | 0 | 0 | 0 | 0 | 0 | 0 | 0 | 0 | 0 | 0 | 0 | 0 | 0 | 0 | 0 | 0 | 0 | 0 | 0 | 0 | 0 | 0 | 0 | 0 | 0 | 0 | 0 | 1 | 0 | 0 | 0 | 1 | 0 | 0 | 0 | 0 | 0 | 0 | 0 | 0 | 0 | 0 | 0 | 0 | 0 | 0 | 0 | 0 | 0 | 0 | 0 | 0 | 0 | 0 | 0 | 0 | 0 | 0 | 0 | 0 | 0 | 0 | 0 | 0 | 0 | 0 | 0 | 0 | 1 |  |  | 0 | 0 | 0 | 0 | 0 | 0 | 0 | 0 | 0 | 0 | 0 | 0 | 0 | 0 | 0 | 0 | 0 | 0 | 0 | 0 | 0 | 0 | 0 | 0 | 0 | 0 | 0 | 0 | 0 | 0 | 0 | 0 | 0 | 0 | 0 | 0 | 958.5 | 1141.75 | 2688.8852 | NEW-Metcalf-Mosslanding 500kV | NEW-Metcalf-Mosslanding 500kV | Tesla-Bellota 230 kV line |  | 0 | 0 | 0 | 0 | 0 | 0 | 958.5 | 1141.75 | 2688.8852 | NEW-Metcalf-Mosslanding 500kV | NEW-Metcalf-Mosslanding 500kV | Tesla-Bellota 230 kV line |  | 1 | 1 | NO | 1 | 1 | 1 | NO | 1
EOP | Trout Canyon | 230 | 0 | 0 | 0 | 0 | 0 | 0 | 0 | 0 | 0 | 0 | 0 | 0 | 0 | 0 | 0 | 0 | 0 | 0 | 0 | 0 | 0 | 0 | 1 | 1 | 1 | 0 | 0 | 0 | 0 | 0 | 0 | 0 | 0 | 0 | 0 | 0 | 0 | 0 | 0 | 0 | 0 | 0 | 0 | 0 | 0 | 0 | 0 | 0 | 0 | 0 | 0 | 0 | 0 | 0 | 0 | 0 | 0 | 0 | 0 | 0 | 0 | 0 | 0 | 0 | 0 | 0 | 0 | 0 | 0 | 0 | 0 | 0 | 0 | 0 | 0 | 0 | 0 | 0 | 0 | 0 | 0 | 0 | 0 | 0 | 0 | 0 | 0 | 0 | 0 | 0 | 0 | 0 | 0 | 0 | 0 | 0 | 0 |  |  | 0 | 0 | 0 | 0 | 0 | 0 | 0 | 0 | 0 | 60 | 0 | 25 | 0 | 0 | 1 | 0 | 0 | 0 | 0 | 0 | 0 | 0 | 0 | 0 | 125 | 650 | 510 | 0 | 0 | 1 | 1 | 0 | 1 | 0 | 0 | 0 | -3566.801 | -1411.508 | 344.027 | Lugo - Victorville area constraint | Lugo - Victorville area constraint | Lugo - Victorville area constraint |  | 0 | 0 | 0 | 0 | 0 | 0 | 576.5 | 1808.75 | 3367.55 | Sloan Canyon - Eldorado 500 kV constraint | Sloan Canyon - Eldorado 500 kV constraint | GLW 230kV area constraint |  | 5 | 1 | YES | 2 | 1 | 1 | NO | 1
EOP | Trout Canyon | 500 | 0 | 0 | 0 | 0 | 0 | 0 | 0 | 0 | 0 | 0 | 0 | 0 | 0 | 0 | 0 | 0 | 0 | 0 | 0 | 0 | 0 | 0 | 1 | 1 | 1 | 0 | 0 | 0 | 0 | 0 | 0 | 0 | 0 | 0 | 0 | 0 | 0 | 0 | 0 | 0 | 0 | 0 | 0 | 0 | 0 | 0 | 0 | 0 | 0 | 0 | 0 | 0 | 0 | 0 | 0 | 0 | 0 | 0 | 0 | 0 | 0 | 0 | 0 | 0 | 0 | 0 | 0 | 0 | 0 | 0 | 0 | 0 | 0 | 0 | 0 | 0 | 0 | 0 | 0 | 0 | 0 | 0 | 0 | 0 | 0 | 0 | 0 | 0 | 0 | 0 | 0 | 0 | 0 | 0 | 0 | 0 | 0 |  |  | 0 | 0 | 0 | 0 | 0 | 0 | 0 | 0 | 0 | 0 | 0 | 0 | 0 | 0 | 0 | 0 | 0 | 0 | 0 | 0 | 0 | 0 | 0 | 0 | 0 | 300 | 0 | 80 | 0 | 1 | 1 | 0 | 1 | 0 | 0 | 0 | -3566.801 | -1411.508 | 344.027 | Lugo - Victorville area constraint | Lugo - Victorville area constraint | Lugo - Victorville area constraint |  | 0 | 0 | 0 | 0 | 0 | 0 | 576.5 | 1808.75 | 3367.55 | Sloan Canyon - Eldorado 500 kV constraint | Sloan Canyon - Eldorado 500 kV constraint | GLW 230kV area constraint |  | 5 | 1 | YES | 2 | 1 | 1 | NO | 1
PG&E NGBA | Tulucay | 230 | 0 | 0 | 0 | 0 | 0 | 0 | 0 | 0 | 0 | 0 | 0 | 0 | 0 | 0 | 0 | 0 | 0 | 0 | 0 | 0 | 0 | 0 | 0 | 0 | 0 | 0 | 0 | 0 | 0 | 0 | 0 | 0 | 0 | 0 | 0 | 0 | 0 | 0 | 0 | 1 | 0 | 0 | 0 | 0 | 0 | 0 | 0 | 0 | 0 | 0 | 0 | 0 | 1 | 0 | 0 | 0 | 0 | 0 | 0 | 0 | 0 | 0 | 0 | 0 | 0 | 0 | 1 | 0 | 0 | 0 | 0 | 0 | 0 | 0 | 0 | 0 | 0 | 0 | 0 | 0 | 0 | 0 | 0 | 0 | 0 | 0 | 0 | 0 | 0 | 0 | 0 | 0 | 0 | 0 | 0 | 0 | 0 |  |  | 0 | 0 | 0 | 0 | 0 | 0 | 0 | 0 | 0 | 0 | 0 | 0 | 0 | 0 | 0 | 0 | 0 | 0 | 0 | 0 | 0 | 0 | 0 | 0 | 0 | 0 | 0 | 0 | 0 | 0 | 2 | 0 | 2 | 0 | 0 | 0 | -770.34 | -257.6012 | 381.1526 | Collinsville-Tesla 500 kV Line | Collinsville-Tesla 500 kV Line | Birds Landing-Contra Costa 230kV Line |  | 1 | 0 | 1 | 0 | 0 | 0 | -278.39 | -7.9962 | 381.1526 | Birds Landing-Contra Costa 230kV Line | Birds Landing-Contra Costa 230kV Line | Birds Landing-Contra Costa 230kV Line |  | 5 | 5 | NO | 5 | 1 | 1 | NO | 1
PG&E NGBA | Tulucay | 60 | 0 | 0 | 0 | 0 | 0 | 0 | 0 | 0 | 0 | 0 | 0 | 0 | 0 | 0 | 0 | 0 | 0 | 0 | 0 | 0 | 0 | 0 | 0 | 0 | 0 | 0 | 0 | 0 | 0 | 0 | 0 | 0 | 0 | 0 | 0 | 0 | 0 | 0 | 0 | 1 | 0 | 0 | 0 | 0 | 0 | 0 | 0 | 0 | 0 | 0 | 0 | 1 | 1 | 1 | 1 | 1 | 0 | 0 | 0 | 0 | 0 | 0 | 0 | 0 | 0 | 1 | 1 | 0 | 0 | 0 | 0 | 0 | 0 | 0 | 0 | 0 | 0 | 0 | 0 | 0 | 0 | 0 | 0 | 0 | 0 | 0 | 0 | 0 | 0 | 0 | 0 | 0 | 0 | 0 | 0 | 0 | 0 |  |  | 0 | 0 | 0 | 0 | 0 | 0 | 0 | 0 | 0 | 0 | 0 | 0 | 0 | 0 | 0 | 0 | 0 | 0 | 0 | 0 | 0 | 0 | 0 | 0 | 0 | 0 | 0 | 0 | 0 | 0 | 3 | 0 | 2 | 0 | 0 | 0 | -770.34 | -257.6012 | 381.1526 | Collinsville-Tesla 500 kV Line | Collinsville-Tesla 500 kV Line | Birds Landing-Contra Costa 230kV Line |  | 1 | 0 | 1 | 0 | 0 | 0 | -278.39 | -7.9962 | 381.1526 | Birds Landing-Contra Costa 230kV Line | Birds Landing-Contra Costa 230kV Line | Birds Landing-Contra Costa 230kV Line |  | 5 | 5 | NO | 5 | 1 | 1 | NO | 1
PG&E KERN | Tupman | 115 | 0 | 0 | 0 | 0 | 0 | 0 | 0 | 0 | 0 | 0 | 0 | 0 | 0 | 0 | 0 | 0 | 0 | 0 | 0 | 0 | 0 | 0 | 0 | 0 | 0 | 0 | 0 | 0 | 0 | 0 | 0 | 0 | 0 | 0 | 0 | 0 | 0 | 0 | 0 | 0 | 0 | 0 | 0 | 0 | 0 | 0 | 0 | 0 | 0 | 0 | 0 | 0 | 0 | 0 | 0 | 0 | 0 | 0 | 0 | 0 | 0 | 0 | 0 | 0 | 0 | 0 | 0 | 1 | 0 | 0 | 0 | 0 | 0 | 0 | 1 | 0 | 0 | 0 | 1 | 0 | 0 | 0 | 0 | 0 | 0 | 0 | 0 | 0 | 0 | 0 | 0 | 0 | 0 | 0 | 1 | 0 | 0 |  |  | 0 | 0 | 0 | 0 | 0 | 0 | 0 | 0 | 0 | 0 | 0 | 0 | 0 | 0 | 0 | 0 | 0 | 0 | 0 | 0 | 0 | 0 | 0 | 0 | 0 | 0 | 0 | 0 | 0 | 0 | 0 | 0 | 2 | 0 | 1 | 1 | 122.65 | -1862.092 | -2136.2316 | Cal Flat-Gates 230 kV line | Gates 500/230kV TB #12 | Mustang-Henrietta 230 kV line |  | 0 | 0 | 0 | 0 | 0 | 0 | 122.65 | 392.11 | 342.7684 | Cal Flat-Gates 230 kV line | Cal Flat-Gates 230 kV line | Mustang-Henrietta 230 kV line |  | 5 | 1 | YES | 2 | 5 | 1 | YES | 2
PG&E NGBA | Ukiah | 115 | 0 | 0 | 0 | 0 | 0 | 0 | 0 | 0 | 0 | 0 | 0 | 0 | 0 | 0 | 0 | 0 | 0 | 0 | 0 | 0 | 0 | 0 | 0 | 0 | 0 | 0 | 0 | 0 | 0 | 0 | 0 | 0 | 0 | 0 | 0 | 0 | 0 | 0 | 0 | 1 | 0 | 1 | 0 | 0 | 0 | 0 | 0 | 0 | 0 | 0 | 0 | 0 | 1 | 0 | 1 | 1 | 0 | 0 | 0 | 0 | 0 | 0 | 0 | 0 | 0 | 0 | 1 | 0 | 0 | 0 | 0 | 0 | 0 | 0 | 0 | 0 | 0 | 0 | 0 | 0 | 0 | 0 | 0 | 0 | 0 | 0 | 0 | 0 | 0 | 0 | 0 | 0 | 0 | 0 | 0 | 0 | 0 |  |  | 0 | 0 | 0 | 0 | 0 | 0 | 0 | 0 | 0 | 0 | 0 | 0 | 0 | 0 | 0 | 0 | 0 | 0 | 0 | 0 | 0 | 0 | 0 | 0 | 0 | 0 | 0 | 0 | 0 | 0 | 2 | 0 | 2 | 0 | 0 | 0 | -770.34 | -257.6012 | 381.1526 | Collinsville-Tesla 500 kV Line | Collinsville-Tesla 500 kV Line | Birds Landing-Contra Costa 230kV Line |  | 1 | 0 | 1 | 0 | 0 | 0 | -278.39 | -7.9962 | 381.1526 | Birds Landing-Contra Costa 230kV Line | Birds Landing-Contra Costa 230kV Line | Birds Landing-Contra Costa 230kV Line |  | 5 | 5 | NO | 5 | 1 | 1 | NO | 1
PG&E KERN | Union (Estrella) | 70 | 0 | 0 | 0 | 0 | 0 | 0 | 0 | 0 | 0 | 0 | 0 | 0 | 0 | 0 | 0 | 0 | 0 | 0 | 0 | 0 | 0 | 0 | 0 | 0 | 0 | 0 | 0 | 0 | 0 | 0 | 0 | 0 | 0 | 0 | 0 | 0 | 0 | 0 | 0 | 0 | 0 | 0 | 0 | 0 | 0 | 0 | 0 | 0 | 0 | 0 | 0 | 0 | 0 | 0 | 0 | 0 | 0 | 0 | 0 | 0 | 0 | 0 | 0 | 0 | 0 | 0 | 0 | 1 | 1 | 0 | 0 | 0 | 0 | 0 | 0 | 0 | 0 | 0 | 0 | 1 | 0 | 0 | 0 | 0 | 0 | 1 | 0 | 0 | 0 | 0 | 0 | 0 | 0 | 0 | 0 | 1 | 0 |  |  | 0 | 0 | 0 | 0 | 0 | 0 | 0 | 0 | 0 | 0 | 0 | 0 | 0 | 0 | 0 | 0 | 0 | 0 | 0 | 0 | 0 | 0 | 0 | 0 | 0 | 0 | 0 | 0 | 0 | 0 | 0 | 0 | 1 | 0 | 1 | 0 | 122.65 | -2136.112 | -826.4482 | Cal Flat-Gates 230 kV line | Gates 500/230kV TB #11 | Gates 500/230kV TB #11 |  | 0 | 0 | 0 | 0 | 0 | 0 | 122.65 | 392.11 | 666.9203 | Cal Flat-Gates 230 kV line | Cal Flat-Gates 230 kV line | Cal Flat-Gates 230 kV line |  | 5 | 1 | YES | 2 | 5 | 1 | YES | 2
PG&E NGBA | Vaca Dixon | 115 | 0 | 0 | 0 | 0 | 0 | 0 | 0 | 0 | 0 | 0 | 0 | 0 | 0 | 0 | 0 | 0 | 0 | 0 | 0 | 0 | 0 | 0 | 0 | 0 | 0 | 0 | 0 | 0 | 0 | 0 | 0 | 0 | 0 | 0 | 0 | 0 | 0 | 0 | 0 | 1 | 0 | 0 | 0 | 0 | 0 | 0 | 0 | 0 | 0 | 0 | 0 | 0 | 0 | 1 | 1 | 1 | 0 | 0 | 0 | 0 | 0 | 0 | 0 | 0 | 0 | 0 | 1 | 0 | 0 | 0 | 0 | 0 | 0 | 0 | 0 | 0 | 0 | 0 | 0 | 0 | 0 | 0 | 0 | 0 | 0 | 0 | 0 | 0 | 0 | 0 | 0 | 0 | 0 | 0 | 0 | 0 | 0 |  |  | 0 | 0 | 0 | 0 | 0 | 0 | 0 | 0 | 0 | 0 | 0 | 0 | 0 | 0 | 0 | 0 | 0 | 0 | 0 | 0 | 0 | 0 | 0 | 0 | 0 | 0 | 0 | 0 | 0 | 0 | 3 | 0 | 2 | 0 | 0 | 0 | -770.34 | -257.6012 | 381.1526 | Collinsville-Tesla 500 kV Line | Collinsville-Tesla 500 kV Line | Birds Landing-Contra Costa 230kV Line |  | 1 | 0 | 1 | 0 | 0 | 0 | -278.39 | -7.9962 | 381.1526 | Birds Landing-Contra Costa 230kV Line | Birds Landing-Contra Costa 230kV Line | Birds Landing-Contra Costa 230kV Line |  | 5 | 5 | NO | 5 | 1 | 1 | NO | 1
PG&E NGBA | Vaca Dixon | 230 | 0 | 0 | 0 | 0 | 0 | 0 | 0 | 0 | 0 | 0 | 0 | 0 | 0 | 0 | 0 | 0 | 0 | 0 | 0 | 0 | 0 | 0 | 0 | 0 | 0 | 0 | 0 | 0 | 0 | 0 | 0 | 0 | 0 | 0 | 0 | 0 | 0 | 0 | 0 | 1 | 0 | 0 | 0 | 0 | 0 | 0 | 0 | 0 | 0 | 0 | 0 | 0 | 0 | 1 | 1 | 0 | 0 | 0 | 0 | 0 | 0 | 0 | 0 | 0 | 0 | 0 | 1 | 0 | 0 | 0 | 0 | 0 | 0 | 0 | 0 | 0 | 0 | 0 | 0 | 0 | 0 | 0 | 0 | 0 | 0 | 0 | 0 | 0 | 0 | 0 | 0 | 0 | 0 | 0 | 0 | 0 | 0 |  |  | 0 | 0 | 0 | 0 | 0 | 0 | 0 | 0 | 0 | 0 | 0 | 0 | 0 | 0 | 0 | 0 | 0 | 0 | 0 | 0 | 0 | 0 | 0 | 0 | 0 | 200 | 300 | 0 | 0 | 1 | 3 | 0 | 2 | 0 | 0 | 0 | -770.34 | -257.6012 | 381.1526 | Collinsville-Tesla 500 kV Line | Collinsville-Tesla 500 kV Line | Birds Landing-Contra Costa 230kV Line |  | 1 | 0 | 1 | 0 | 0 | 0 | -278.39 | -7.9962 | 381.1526 | Birds Landing-Contra Costa 230kV Line | Birds Landing-Contra Costa 230kV Line | Birds Landing-Contra Costa 230kV Line |  | 5 | 5 | NO | 5 | 1 | 1 | NO | 1
PG&E NGBA | Vaca Dixon | 500 | 0 | 0 | 0 | 0 | 0 | 0 | 0 | 0 | 0 | 0 | 0 | 0 | 0 | 0 | 0 | 0 | 0 | 0 | 0 | 0 | 0 | 0 | 0 | 0 | 0 | 0 | 0 | 0 | 0 | 0 | 0 | 0 | 0 | 0 | 0 | 0 | 0 | 0 | 0 | 1 | 0 | 0 | 0 | 0 | 0 | 0 | 0 | 0 | 0 | 0 | 0 | 0 | 0 | 0 | 1 | 0 | 0 | 0 | 0 | 0 | 0 | 0 | 0 | 0 | 0 | 0 | 1 | 0 | 0 | 0 | 0 | 0 | 0 | 0 | 0 | 0 | 0 | 0 | 0 | 0 | 0 | 0 | 0 | 0 | 0 | 0 | 0 | 0 | 0 | 0 | 0 | 0 | 0 | 0 | 0 | 0 | 0 |  |  | 0 | 0 | 0 | 0 | 0 | 0 | 0 | 0 | 0 | 0 | 0 | 0 | 0 | 0 | 0 | 0 | 0 | 0 | 0 | 0 | 0 | 0 | 0 | 0 | 0 | 300 | 0 | 0 | 0 | 1 | 2 | 0 | 2 | 0 | 0 | 0 | -770.34 | -257.6012 | 381.1526 | Collinsville-Tesla 500 kV Line | Collinsville-Tesla 500 kV Line | Birds Landing-Contra Costa 230kV Line |  | 1 | 0 | 1 | 0 | 0 | 0 | -278.39 | -7.9962 | 381.1526 | Birds Landing-Contra Costa 230kV Line | Birds Landing-Contra Costa 230kV Line | Birds Landing-Contra Costa 230kV Line |  | 5 | 5 | NO | 5 | 1 | 1 | NO | 1
PG&E NGBA | Vaca Dixon | 60 | 0 | 0 | 0 | 0 | 0 | 0 | 0 | 0 | 0 | 0 | 0 | 0 | 0 | 0 | 0 | 0 | 0 | 0 | 0 | 0 | 0 | 0 | 0 | 0 | 0 | 0 | 0 | 0 | 0 | 0 | 0 | 0 | 0 | 0 | 0 | 0 | 0 | 0 | 0 | 1 | 0 | 0 | 0 | 0 | 0 | 0 | 0 | 0 | 0 | 0 | 0 | 0 | 0 | 1 | 1 | 1 | 0 | 0 | 0 | 0 | 0 | 0 | 0 | 0 | 0 | 0 | 1 | 0 | 0 | 0 | 0 | 0 | 0 | 0 | 0 | 0 | 0 | 0 | 0 | 0 | 0 | 0 | 0 | 0 | 0 | 0 | 0 | 0 | 0 | 0 | 0 | 0 | 0 | 0 | 0 | 0 | 0 |  |  | 0 | 0 | 0 | 0 | 0 | 0 | 0 | 0 | 0 | 0 | 0 | 0 | 0 | 0 | 0 | 0 | 0 | 0 | 0 | 0 | 0 | 0 | 0 | 0 | 0 | 0 | 0 | 0 | 0 | 0 | 3 | 0 | 2 | 0 | 0 | 0 | -770.34 | -257.6012 | 381.1526 | Collinsville-Tesla 500 kV Line | Collinsville-Tesla 500 kV Line | Birds Landing-Contra Costa 230kV Line |  | 1 | 0 | 1 | 0 | 0 | 0 | -278.39 | -7.9962 | 381.1526 | Birds Landing-Contra Costa 230kV Line | Birds Landing-Contra Costa 230kV Line | Birds Landing-Contra Costa 230kV Line |  | 5 | 5 | NO | 5 | 1 | 1 | NO | 1
SCE Eastern | Valley (SCE) | 500 | 0 | 0 | 0 | 0 | 0 | 0 | 0 | 0 | 0 | 0 | 0 | 0 | 0 | 0 | 0 | 0 | 0 | 0 | 0 | 1 | 0 | 1 | 0 | 0 | 0 | 0 | 0 | 0 | 0 | 0 | 0 | 0 | 0 | 0 | 0 | 0 | 0 | 0 | 0 | 0 | 0 | 0 | 0 | 0 | 0 | 0 | 0 | 0 | 0 | 0 | 0 | 0 | 0 | 0 | 0 | 0 | 0 | 0 | 0 | 0 | 0 | 0 | 0 | 0 | 0 | 0 | 0 | 0 | 0 | 0 | 0 | 0 | 0 | 0 | 0 | 0 | 0 | 0 | 0 | 0 | 0 | 0 | 0 | 0 | 0 | 0 | 0 | 0 | 0 | 0 | 0 | 0 | 0 | 0 | 0 | 0 | 0 |  |  | 0 | 0 | 0 | 0 | 0 | 0 | 0 | 0 | 0 | 0 | 0 | 640 | 0 | 0 | 1 | 0 | 0 | 0 | 0 | 0 | 0 | 0 | 0 | 0 | 500 | 0 | 950 | 0 | 0 | 1 | 0 | 2 | 0 | 0 | 0 | 0 | -1393.746 | 1048.31 | 8204.916 | Serrano-Alberhill-Valley Constraint | Etiwanda-Rancho Vista Constraint | Serrano-Alberhill-Valley Constraint |  | 0 | 0 | 0 | 0 | 0 | 0 | 128.254 | 1048.31 | 9046.07 | Serrano-Alberhill-Valley Constraint | Etiwanda-Rancho Vista Constraint | Etiwanda-Rancho Vista Constraint |  | 4 | 1 | YES | 2 | 1 | 1 | NO | 1
EOP | Valley (VEA) | 138 | 0 | 0 | 0 | 0 | 0 | 0 | 0 | 0 | 0 | 0 | 0 | 0 | 0 | 0 | 0 | 0 | 0 | 0 | 0 | 0 | 0 | 0 | 1 | 1 | 1 | 0 | 0 | 0 | 0 | 0 | 0 | 0 | 0 | 0 | 0 | 0 | 0 | 0 | 0 | 0 | 0 | 0 | 0 | 0 | 0 | 0 | 0 | 0 | 0 | 0 | 0 | 0 | 0 | 0 | 0 | 0 | 0 | 0 | 0 | 0 | 0 | 0 | 0 | 0 | 0 | 0 | 0 | 0 | 0 | 0 | 0 | 0 | 0 | 0 | 0 | 0 | 0 | 0 | 0 | 0 | 0 | 0 | 0 | 0 | 0 | 0 | 0 | 0 | 0 | 0 | 0 | 0 | 0 | 0 | 0 | 0 | 0 |  |  | 0 | 0 | 0 | 0 | 0 | 0 | 0 | 0 | 0 | 0 | 0 | 0 | 0 | 0 | 0 | 0 | 0 | 0 | 0 | 0 | 0 | 0 | 0 | 0 | 0 | 0 | 0 | 0 | 0 | 0 | 1 | 0 | 1 | 0 | 0 | 0 | -3566.801 | -1411.508 | 344.027 | Lugo - Victorville area constraint | Lugo - Victorville area constraint | Lugo - Victorville area constraint |  | 0 | 0 | 0 | 0 | 0 | 0 | 576.5 | 1808.75 | 3367.55 | Sloan Canyon - Eldorado 500 kV constraint | Sloan Canyon - Eldorado 500 kV constraint | GLW 230kV area constraint |  | 5 | 1 | YES | 2 | 1 | 1 | NO | 1
SDGE | Valley Center | 69 | 0 | 0 | 0 | 0 | 0 | 0 | 0 | 0 | 0 | 0 | 0 | 0 | 0 | 0 | 0 | 0 | 0 | 0 | 0 | 0 | 0 | 0 | 0 | 0 | 0 | 1 | 0 | 0 | 0 | 0 | 1 | 0 | 1 | 0 | 0 | 0 | 0 | 1 | 0 | 0 | 0 | 0 | 0 | 0 | 0 | 0 | 0 | 0 | 0 | 0 | 0 | 0 | 0 | 0 | 0 | 0 | 0 | 0 | 0 | 0 | 0 | 0 | 0 | 0 | 0 | 0 | 0 | 0 | 0 | 0 | 0 | 0 | 0 | 0 | 0 | 0 | 0 | 0 | 0 | 0 | 0 | 0 | 0 | 0 | 0 | 0 | 0 | 0 | 0 | 0 | 0 | 0 | 0 | 0 | 0 | 0 | 0 |  |  | 0 | 0 | 0 | 0 | 0 | 0 | 0 | 0 | 0 | 0 | 0 | 0 | 0 | 0 | 0 | 0 | 0 | 0 | 0 | 0 | 0 | 0 | 0 | 0 | 0 | 0 | 0 | 0 | 0 | 0 | 0 | 1 | 0 | 0 | 0 | 0 | -35.92 | 48.96 | 1265.36 | San Luis Rey-San Onofre 230 kV line constraint | San Luis Rey-San Onofre 230 kV line constraint | Talega 230 kV constraint |  | 0 | 1 | 0 | 0 | 0 | 0 | -35.92 | 48.96 | 1265.36 | San Luis Rey-San Onofre 230 kV line constraint | San Luis Rey-San Onofre 230 kV line constraint | Talega 230 kV constraint |  | 3 | 3 | NO | 3 | 1 | 1 | NO | 1
PG&E GBA | Valley Home | 115 | 0 | 0 | 0 | 0 | 0 | 0 | 0 | 0 | 0 | 0 | 0 | 0 | 0 | 0 | 0 | 0 | 0 | 0 | 0 | 0 | 0 | 0 | 0 | 0 | 0 | 0 | 0 | 0 | 0 | 0 | 0 | 0 | 0 | 0 | 0 | 0 | 0 | 0 | 0 | 0 | 0 | 0 | 0 | 0 | 0 | 1 | 0 | 0 | 0 | 0 | 0 | 0 | 0 | 0 | 0 | 1 | 0 | 0 | 0 | 1 | 0 | 0 | 0 | 1 | 0 | 0 | 0 | 0 | 0 | 0 | 0 | 0 | 0 | 0 | 0 | 0 | 0 | 0 | 0 | 0 | 0 | 0 | 0 | 0 | 0 | 0 | 0 | 0 | 0 | 0 | 0 | 0 | 0 | 0 | 0 | 0 | 0 |  |  | 0 | 0 | 0 | 0 | 0 | 0 | 0 | 0 | 0 | 0 | 0 | 0 | 0 | 0 | 0 | 0 | 0 | 0 | 0 | 0 | 0 | 0 | 0 | 0 | 0 | 100 | 0 | 0 | 0 | 1 | 1 | 0 | 0 | 0 | 0 | 0 | -140.65 | 44.16 | 147.632 | Bellota-Weber 230kV line | Tesla-Salado 115 kV line | Tesla-Salado 115 kV line |  | 1 | 0 | 0 | 0 | 0 | 0 | -140.65 | 44.16 | 147.632 | Bellota-Weber 230kV line | Tesla-Salado 115 kV line | Tesla-Salado 115 kV line |  | 5 | 5 | NO | 5 | 1 | 1 | NO | 1
PG&E GBA | Valley Springs | 230 | 0 | 0 | 0 | 0 | 0 | 0 | 0 | 0 | 0 | 0 | 0 | 0 | 0 | 0 | 0 | 0 | 0 | 0 | 0 | 0 | 0 | 0 | 0 | 0 | 0 | 0 | 0 | 0 | 0 | 0 | 0 | 0 | 0 | 0 | 0 | 0 | 0 | 0 | 0 | 0 | 0 | 0 | 0 | 0 | 0 | 1 | 0 | 0 | 0 | 0 | 0 | 0 | 0 | 0 | 0 | 0 | 0 | 0 | 0 | 1 | 1 | 0 | 0 | 0 | 0 | 0 | 0 | 0 | 0 | 0 | 0 | 0 | 0 | 0 | 0 | 0 | 0 | 0 | 0 | 0 | 0 | 0 | 0 | 0 | 0 | 1 | 0 | 0 | 0 | 0 | 0 | 0 | 0 | 0 | 0 | 0 | 0 |  |  | 0 | 0 | 0 | 0 | 0 | 0 | 0 | 0 | 0 | 0 | 0 | 0 | 0 | 0 | 0 | 0 | 0 | 0 | 0 | 0 | 0 | 0 | 0 | 0 | 0 | 0 | 0 | 0 | 0 | 0 | 1 | 0 | 0 | 0 | 0 | 0 | -140.65 | 268.5 | 1633.3998 | Bellota-Weber 230kV line | Bellota-Weber 230kV line | Bellota-Weber 230kV line |  | 1 | 0 | 0 | 0 | 0 | 0 | -140.65 | 268.5 | 1633.3998 | Bellota-Weber 230kV line | Bellota-Weber 230kV line | Bellota-Weber 230kV line |  | 5 | 5 | NO | 5 | 1 | 1 | NO | 1
PG&E GBA | Valley Springs | 60 | 0 | 0 | 0 | 0 | 0 | 0 | 0 | 0 | 0 | 0 | 0 | 0 | 0 | 0 | 0 | 0 | 0 | 0 | 0 | 0 | 0 | 0 | 0 | 0 | 0 | 0 | 0 | 0 | 0 | 0 | 0 | 0 | 0 | 0 | 0 | 0 | 0 | 0 | 0 | 0 | 0 | 0 | 0 | 0 | 0 | 1 | 0 | 0 | 0 | 0 | 0 | 0 | 0 | 0 | 0 | 0 | 0 | 0 | 0 | 1 | 1 | 0 | 0 | 0 | 0 | 0 | 0 | 0 | 0 | 0 | 0 | 0 | 0 | 0 | 0 | 0 | 0 | 0 | 0 | 0 | 0 | 0 | 0 | 0 | 0 | 0 | 0 | 0 | 0 | 0 | 0 | 0 | 0 | 0 | 0 | 0 | 0 |  |  | 0 | 0 | 0 | 0 | 0 | 0 | 0 | 0 | 0 | 0 | 0 | 0 | 0 | 0 | 0 | 0 | 0 | 0 | 0 | 0 | 0 | 0 | 0 | 0 | 0 | 0 | 0 | 0 | 0 | 0 | 1 | 0 | 0 | 0 | 0 | 0 | -140.65 | 268.5 | 1633.3998 | Bellota-Weber 230kV line | Bellota-Weber 230kV line | Bellota-Weber 230kV line |  | 1 | 0 | 0 | 0 | 0 | 0 | -140.65 | 268.5 | 1633.3998 | Bellota-Weber 230kV line | Bellota-Weber 230kV line | Bellota-Weber 230kV line |  | 5 | 5 | NO | 5 | 1 | 1 | NO | 1
EOP | Valley Switch | 138 | 0 | 0 | 0 | 0 | 0 | 0 | 0 | 0 | 0 | 0 | 0 | 0 | 0 | 0 | 0 | 0 | 0 | 0 | 0 | 0 | 0 | 0 | 1 | 1 | 1 | 0 | 0 | 0 | 0 | 0 | 0 | 0 | 0 | 0 | 0 | 0 | 0 | 0 | 0 | 0 | 0 | 0 | 0 | 0 | 0 | 0 | 0 | 0 | 0 | 0 | 0 | 0 | 0 | 0 | 0 | 0 | 0 | 0 | 0 | 0 | 0 | 0 | 0 | 0 | 0 | 0 | 0 | 0 | 0 | 0 | 0 | 0 | 0 | 0 | 0 | 0 | 0 | 0 | 0 | 0 | 0 | 0 | 0 | 0 | 0 | 0 | 0 | 0 | 0 | 0 | 0 | 0 | 0 | 0 | 0 | 0 | 0 |  |  | 0 | 0 | 0 | 0 | 0 | 0 | 0 | 0 | 0 | 0 | 0 | 0 | 0 | 0 | 0 | 0 | 0 | 0 | 0 | 0 | 0 | 0 | 0 | 0 | 0 | 0 | 0 | 0 | 0 | 0 | 1 | 0 | 1 | 0 | 0 | 0 | -3566.801 | -1411.508 | 344.027 | Lugo - Victorville area constraint | Lugo - Victorville area constraint | Lugo - Victorville area constraint |  | 0 | 0 | 0 | 0 | 0 | 0 | 576.5 | 1808.75 | 3367.55 | Sloan Canyon - Eldorado 500 kV constraint | Sloan Canyon - Eldorado 500 kV constraint | GLW 230kV area constraint |  | 5 | 1 | YES | 2 | 1 | 1 | NO | 1
EOP | Valley Switch | 230 | 0 | 0 | 0 | 0 | 0 | 0 | 0 | 0 | 0 | 0 | 0 | 0 | 0 | 0 | 0 | 0 | 0 | 0 | 0 | 0 | 0 | 0 | 1 | 1 | 1 | 0 | 0 | 0 | 0 | 0 | 0 | 0 | 0 | 0 | 0 | 0 | 0 | 0 | 0 | 0 | 0 | 0 | 0 | 0 | 0 | 0 | 0 | 0 | 0 | 0 | 0 | 0 | 0 | 0 | 0 | 0 | 0 | 0 | 0 | 0 | 0 | 0 | 0 | 0 | 0 | 0 | 0 | 0 | 0 | 0 | 0 | 0 | 0 | 0 | 0 | 0 | 0 | 0 | 0 | 0 | 0 | 0 | 0 | 0 | 0 | 0 | 0 | 0 | 0 | 0 | 0 | 0 | 0 | 0 | 0 | 0 | 0 |  |  | 0 | 0 | 0 | 0 | 0 | 0 | 0 | 0 | 0 | 0 | 0 | 0 | 0 | 0 | 0 | 0 | 0 | 0 | 0 | 0 | 0 | 0 | 0 | 0 | 0 | 0 | 0 | 0 | 0 | 0 | 1 | 0 | 1 | 0 | 0 | 0 | -3566.801 | -1411.508 | 344.027 | Lugo - Victorville area constraint | Lugo - Victorville area constraint | Lugo - Victorville area constraint |  | 0 | 0 | 0 | 0 | 0 | 0 | 576.5 | 1808.75 | 3367.55 | Sloan Canyon - Eldorado 500 kV constraint | Sloan Canyon - Eldorado 500 kV constraint | GLW 230kV area constraint |  | 5 | 1 | YES | 2 | 1 | 1 | NO | 1
PG&E GBA | Vasco | 230 | 0 | 0 | 0 | 0 | 0 | 0 | 0 | 0 | 0 | 0 | 0 | 0 | 0 | 0 | 0 | 0 | 0 | 0 | 0 | 0 | 0 | 0 | 0 | 0 | 0 | 0 | 0 | 0 | 0 | 0 | 0 | 0 | 0 | 0 | 0 | 0 | 0 | 0 | 0 | 1 | 0 | 0 | 0 | 0 | 0 | 0 | 0 | 0 | 0 | 0 | 0 | 0 | 0 | 0 | 0 | 1 | 0 | 0 | 0 | 1 | 0 | 0 | 0 | 0 | 0 | 0 | 1 | 0 | 0 | 0 | 0 | 0 | 0 | 0 | 0 | 0 | 0 | 0 | 0 | 0 | 0 | 0 | 0 | 0 | 0 | 0 | 0 | 0 | 0 | 0 | 0 | 0 | 0 | 0 | 0 | 0 | 0 |  |  | 0 | 0 | 0 | 0 | 0 | 0 | 0 | 0 | 0 | 0 | 0 | 0 | 0 | 0 | 0 | 0 | 0 | 0 | 0 | 0 | 0 | 0 | 0 | 0 | 0 | 0 | 0 | 0 | 0 | 0 | 2 | 0 | 2 | 0 | 0 | 0 | -770.34 | -257.6012 | 381.1526 | Collinsville-Tesla 500 kV Line | Collinsville-Tesla 500 kV Line | Birds Landing-Contra Costa 230kV Line |  | 1 | 0 | 1 | 0 | 0 | 0 | -278.39 | -7.9962 | 381.1526 | Birds Landing-Contra Costa 230kV Line | Birds Landing-Contra Costa 230kV Line | Birds Landing-Contra Costa 230kV Line |  | 5 | 5 | NO | 5 | 1 | 1 | NO | 1
PG&E GBA | Vasona | 230 | 0 | 0 | 0 | 0 | 0 | 0 | 0 | 0 | 0 | 0 | 0 | 0 | 0 | 0 | 0 | 0 | 0 | 0 | 0 | 0 | 0 | 0 | 0 | 0 | 0 | 0 | 0 | 0 | 0 | 0 | 0 | 0 | 0 | 0 | 0 | 0 | 0 | 0 | 0 | 0 | 0 | 0 | 0 | 0 | 0 | 0 | 0 | 0 | 0 | 0 | 0 | 0 | 1 | 0 | 0 | 0 | 0 | 0 | 0 | 1 | 0 | 0 | 0 | 0 | 0 | 0 | 0 | 0 | 0 | 0 | 0 | 0 | 0 | 0 | 0 | 0 | 0 | 0 | 0 | 0 | 0 | 0 | 0 | 0 | 0 | 0 | 0 | 0 | 0 | 0 | 0 | 0 | 0 | 0 | 0 | 0 | 1 |  |  | 0 | 0 | 0 | 0 | 0 | 0 | 0 | 0 | 0 | 0 | 0 | 0 | 0 | 0 | 0 | 0 | 0 | 0 | 0 | 0 | 0 | 0 | 0 | 0 | 0 | 0 | 0 | 0 | 0 | 0 | 0 | 0 | 0 | 0 | 0 | 0 | 958.5 | 1141.75 | 2688.8852 | NEW-Metcalf-Mosslanding 500kV | NEW-Metcalf-Mosslanding 500kV | Tesla-Bellota 230 kV line |  | 0 | 0 | 0 | 0 | 0 | 0 | 958.5 | 1141.75 | 2688.8852 | NEW-Metcalf-Mosslanding 500kV | NEW-Metcalf-Mosslanding 500kV | Tesla-Bellota 230 kV line |  | 1 | 1 | NO | 1 | 1 | 1 | NO | 1
SCE Northern | Vestal | 230 | 1 | 0 | 1 | 0 | 0 | 1 | 1 | 0 | 0 | 0 | 0 | 0 | 0 | 0 | 0 | 0 | 0 | 0 | 0 | 0 | 0 | 0 | 0 | 0 | 0 | 0 | 0 | 0 | 0 | 0 | 0 | 0 | 0 | 0 | 0 | 0 | 0 | 0 | 0 | 0 | 0 | 0 | 0 | 0 | 0 | 0 | 0 | 0 | 0 | 0 | 0 | 0 | 0 | 0 | 0 | 0 | 0 | 0 | 0 | 0 | 0 | 0 | 0 | 0 | 0 | 0 | 0 | 0 | 0 | 0 | 0 | 0 | 0 | 0 | 0 | 0 | 0 | 0 | 0 | 0 | 0 | 0 | 0 | 0 | 0 | 0 | 0 | 0 | 0 | 0 | 0 | 0 | 0 | 0 | 0 | 0 | 0 |  |  | 0 | 0 | 0 | 0 | 0 | 0 | 0 | 0 | 0 | 300 | 0 | 180 | 0 | 0 | 1 | 0 | 0 | 0 | 0 | 0 | 0 | 0 | 0 | 0 | 500 | 50 | 230 | 0 | 0 | 1 | 0 | 0 | 0 | 0 | 0 | 0 | 250 | 29.5 | 662.14 | North of Magunden Constraint | South of Magunden Constraint | North of Magunden Constraint |  | 0 | 0 | 0 | 0 | 0 | 0 | 250 | 29.5 | 662.14 | North of Magunden Constraint | South of Magunden Constraint | North of Magunden Constraint |  | 1 | 1 | NO | 1 | 1 | 1 | NO | 1
SCE Northern | Vestal | 66 | 1 | 0 | 1 | 0 | 0 | 1 | 1 | 0 | 0 | 0 | 0 | 0 | 0 | 0 | 0 | 0 | 0 | 0 | 0 | 0 | 0 | 0 | 0 | 0 | 0 | 0 | 0 | 0 | 0 | 0 | 0 | 0 | 0 | 0 | 0 | 0 | 0 | 0 | 0 | 0 | 0 | 0 | 0 | 0 | 0 | 0 | 0 | 0 | 0 | 0 | 0 | 0 | 0 | 0 | 0 | 0 | 0 | 0 | 0 | 0 | 0 | 0 | 0 | 0 | 0 | 0 | 0 | 0 | 0 | 0 | 0 | 0 | 0 | 0 | 0 | 0 | 0 | 0 | 0 | 0 | 0 | 0 | 0 | 0 | 0 | 0 | 0 | 0 | 0 | 0 | 0 | 0 | 0 | 0 | 0 | 0 | 0 |  |  | 0 | 0 | 0 | 0 | 0 | 0 | 0 | 0 | 0 | 0 | 0 | 80 | 0 | 0 | 1 | 0 | 0 | 0 | 0 | 0 | 0 | 0 | 0 | 0 | 0 | 0 | 80 | 0 | 0 | 1 | 0 | 0 | 0 | 0 | 0 | 0 | 250 | 29.5 | 662.14 | North of Magunden Constraint | South of Magunden Constraint | North of Magunden Constraint |  | 0 | 0 | 0 | 0 | 0 | 0 | 250 | 29.5 | 662.14 | North of Magunden Constraint | South of Magunden Constraint | North of Magunden Constraint |  | 1 | 1 | NO | 1 | 1 | 1 | NO | 1
SCE NOL | Victor | 115 | 0 | 0 | 0 | 0 | 0 | 0 | 0 | 0 | 0 | 0 | 0 | 0 | 1 | 1 | 0 | 0 | 0 | 0 | 0 | 0 | 0 | 0 | 0 | 0 | 0 | 0 | 0 | 0 | 0 | 0 | 0 | 0 | 0 | 0 | 0 | 0 | 0 | 0 | 0 | 0 | 0 | 0 | 0 | 0 | 0 | 0 | 0 | 0 | 0 | 0 | 0 | 0 | 0 | 0 | 0 | 0 | 0 | 0 | 0 | 0 | 0 | 0 | 0 | 0 | 0 | 0 | 0 | 0 | 0 | 0 | 0 | 0 | 0 | 0 | 0 | 0 | 0 | 0 | 0 | 0 | 0 | 0 | 0 | 0 | 0 | 0 | 0 | 0 | 0 | 0 | 0 | 0 | 0 | 0 | 0 | 0 | 0 |  |  | 0 | 0 | 0 | 0 | 0 | 0 | 0 | 0 | 0 | 0 | 0 | 0 | 0 | 0 | 0 | 0 | 0 | 0 | 0 | 0 | 0 | 0 | 0 | 7 | 0 | 0 | 0 | 0 | 0 | 1 | 0 | 0 | 0 | 0 | 0 | 0 | 92 | 159.25 | 1730.444 | Lugo Transformer Area Constraint | Lugo Transformer Area Constraint | Victor to Lugo Area Constraint |  | 0 | 0 | 0 | 0 | 0 | 0 | 92 | 159.25 | 1730.444 | Lugo Transformer Area Constraint | Lugo Transformer Area Constraint | Victor to Lugo Area Constraint |  | 1 | 1 | NO | 1 | 1 | 1 | NO | 1
SCE NOL | Victor | 230 | 0 | 0 | 0 | 0 | 0 | 0 | 0 | 0 | 0 | 0 | 0 | 0 | 1 | 1 | 0 | 0 | 0 | 0 | 0 | 0 | 0 | 0 | 0 | 0 | 0 | 0 | 0 | 0 | 0 | 0 | 0 | 0 | 0 | 0 | 0 | 0 | 0 | 0 | 0 | 0 | 0 | 0 | 0 | 0 | 0 | 0 | 0 | 0 | 0 | 0 | 0 | 0 | 0 | 0 | 0 | 0 | 0 | 0 | 0 | 0 | 0 | 0 | 0 | 0 | 0 | 0 | 0 | 0 | 0 | 0 | 0 | 0 | 0 | 0 | 0 | 0 | 0 | 0 | 0 | 0 | 0 | 0 | 0 | 0 | 0 | 0 | 0 | 0 | 0 | 0 | 0 | 0 | 0 | 0 | 0 | 0 | 0 |  |  | 0 | 0 | 0 | 0 | 0 | 0 | 0 | 0 | 5 | 0 | 0 | 0 | 0 | 0 | 1 | 0 | 0 | 0 | 0 | 0 | 0 | 0 | 0 | 5 | 0 | 0 | 0 | 0 | 0 | 1 | 0 | 0 | 0 | 0 | 0 | 0 | 92 | 159.25 | 1730.444 | Lugo Transformer Area Constraint | Lugo Transformer Area Constraint | Victor to Lugo Area Constraint |  | 0 | 0 | 0 | 0 | 0 | 0 | 92 | 159.25 | 1730.444 | Lugo Transformer Area Constraint | Lugo Transformer Area Constraint | Victor to Lugo Area Constraint |  | 1 | 1 | NO | 1 | 1 | 1 | NO | 1
SCE Metro | Viejo | 230 | 0 | 0 | 0 | 0 | 0 | 0 | 0 | 0 | 0 | 1 | 0 | 0 | 0 | 0 | 0 | 0 | 0 | 0 | 0 | 0 | 0 | 0 | 0 | 0 | 0 | 0 | 0 | 0 | 0 | 0 | 0 | 0 | 0 | 0 | 0 | 0 | 0 | 0 | 0 | 0 | 0 | 0 | 0 | 0 | 0 | 0 | 0 | 0 | 0 | 0 | 0 | 0 | 0 | 0 | 0 | 0 | 0 | 0 | 0 | 0 | 0 | 0 | 0 | 0 | 0 | 0 | 0 | 0 | 0 | 0 | 0 | 0 | 0 | 0 | 0 | 0 | 0 | 0 | 0 | 0 | 0 | 0 | 0 | 0 | 0 | 0 | 0 | 0 | 0 | 0 | 0 | 0 | 0 | 0 | 0 | 0 | 0 |  |  | 0 | 0 | 0 | 0 | 0 | 0 | 0 | 0 | 0 | 0 | 0 | 0 | 0 | 0 | 0 | 0 | 0 | 0 | 0 | 0 | 0 | 0 | 0 | 0 | 0 | 0 | 0 | 0 | 0 | 0 | 0 | 0 | 0 | 0 | 0 | 0 | 3850.3788 | 8396.608 | 22073.9811 | SCE Metro Area Default Constraint | SCE Metro Area Default Constraint | SCE Metro Area Default Constraint |  | 0 | 0 | 0 | 0 | 0 | 0 | 3850.3788 | 8396.608 | 22073.9811 | SCE Metro Area Default Constraint | SCE Metro Area Default Constraint | SCE Metro Area Default Constraint |  | 1 | 1 | NO | 1 | 1 | 1 | NO | 1
PG&E GBA | Vierra | 115 | 0 | 0 | 0 | 0 | 0 | 0 | 0 | 0 | 0 | 0 | 0 | 0 | 0 | 0 | 0 | 0 | 0 | 0 | 0 | 0 | 0 | 0 | 0 | 0 | 0 | 0 | 0 | 0 | 0 | 0 | 0 | 0 | 0 | 0 | 0 | 0 | 0 | 0 | 0 | 0 | 0 | 0 | 0 | 0 | 0 | 1 | 0 | 0 | 0 | 0 | 0 | 0 | 0 | 0 | 0 | 1 | 0 | 1 | 0 | 1 | 0 | 0 | 0 | 0 | 0 | 1 | 0 | 0 | 0 | 0 | 0 | 0 | 0 | 0 | 0 | 0 | 0 | 0 | 0 | 0 | 0 | 0 | 0 | 0 | 0 | 0 | 0 | 0 | 0 | 0 | 0 | 0 | 0 | 0 | 0 | 0 | 0 |  |  | 0 | 0 | 0 | 0 | 0 | 0 | 0 | 0 | 0 | 0 | 0 | 0 | 0 | 0 | 0 | 0 | 0 | 0 | 0 | 0 | 0 | 0 | 0 | 2.975 | 0 | 0 | 92 | 0 | 0 | 1 | 2 | 0 | 0 | 0 | 0 | 0 | -140.65 | 5.59 | 543.909 | Bellota-Weber 230kV line | Kasson Jct-Heinz 115 kV line | Kasson Jct-Heinz 115 kV line |  | 2 | 0 | 0 | 0 | 0 | 0 | -140.65 | 5.59 | 543.909 | Bellota-Weber 230kV line | Kasson Jct-Heinz 115 kV line | Kasson Jct-Heinz 115 kV line |  | 5 | 5 | NO | 5 | 1 | 1 | NO | 1
SCE Metro | Villa Park | 230 | 0 | 0 | 0 | 0 | 0 | 0 | 0 | 0 | 0 | 1 | 0 | 0 | 0 | 0 | 0 | 0 | 0 | 0 | 0 | 0 | 0 | 0 | 0 | 0 | 0 | 0 | 0 | 0 | 0 | 0 | 0 | 0 | 0 | 0 | 0 | 0 | 0 | 0 | 0 | 0 | 0 | 0 | 0 | 0 | 0 | 0 | 0 | 0 | 0 | 0 | 0 | 0 | 0 | 0 | 0 | 0 | 0 | 0 | 0 | 0 | 0 | 0 | 0 | 0 | 0 | 0 | 0 | 0 | 0 | 0 | 0 | 0 | 0 | 0 | 0 | 0 | 0 | 0 | 0 | 0 | 0 | 0 | 0 | 0 | 0 | 0 | 0 | 0 | 0 | 0 | 0 | 0 | 0 | 0 | 0 | 0 | 0 |  |  | 0 | 0 | 0 | 0 | 0 | 0 | 0 | 0 | 0 | 0 | 0 | 0 | 0 | 0 | 0 | 0 | 0 | 0 | 0 | 0 | 0 | 0 | 0 | 0 | 0 | 0 | 0 | 0 | 0 | 0 | 0 | 0 | 0 | 0 | 0 | 0 | 3850.3788 | 8396.608 | 22073.9811 | SCE Metro Area Default Constraint | SCE Metro Area Default Constraint | SCE Metro Area Default Constraint |  | 0 | 0 | 0 | 0 | 0 | 0 | 3850.3788 | 8396.608 | 22073.9811 | SCE Metro Area Default Constraint | SCE Metro Area Default Constraint | SCE Metro Area Default Constraint |  | 1 | 1 | NO | 1 | 1 | 1 | NO | 1
SCE Northern | Vincent | 230 | 0 | 1 | 0 | 0 | 0 | 0 | 0 | 0 | 0 | 0 | 0 | 0 | 0 | 0 | 0 | 0 | 0 | 0 | 0 | 0 | 0 | 0 | 0 | 0 | 0 | 0 | 0 | 0 | 0 | 0 | 0 | 0 | 0 | 0 | 0 | 0 | 0 | 0 | 0 | 0 | 0 | 0 | 0 | 0 | 0 | 0 | 0 | 0 | 0 | 0 | 0 | 0 | 0 | 0 | 0 | 0 | 0 | 0 | 0 | 0 | 0 | 0 | 0 | 0 | 0 | 0 | 0 | 0 | 0 | 0 | 0 | 0 | 0 | 0 | 0 | 0 | 0 | 0 | 0 | 0 | 0 | 0 | 0 | 0 | 0 | 0 | 0 | 0 | 0 | 0 | 0 | 0 | 0 | 0 | 0 | 0 | 0 |  |  | 0 | 0 | 0 | 0 | 0 | 0 | 0 | 0 | 0 | 0 | 0 | 340 | 0 | 0 | 1 | 0 | 0 | 0 | 0 | 0 | 0 | 0 | 0 | 0 | 0 | 0 | 399 | 0 | 0 | 1 | 0 | 0 | 0 | 0 | 0 | 0 | 2428.78 | 2345.14 | 8362.84 | Vincent-Lugo Constraint | Vincent-Lugo Constraint | Vincent-Lugo Constraint |  | 0 | 0 | 0 | 0 | 0 | 0 | 2428.78 | 2345.14 | 8362.84 | Vincent-Lugo Constraint | Vincent-Lugo Constraint | Vincent-Lugo Constraint |  | 1 | 1 | NO | 1 | 1 | 1 | NO | 1
SCE Northern | Vincent | 500 | 0 | 1 | 0 | 0 | 0 | 0 | 0 | 0 | 0 | 0 | 0 | 0 | 0 | 0 | 0 | 0 | 0 | 0 | 0 | 0 | 0 | 0 | 0 | 0 | 0 | 0 | 0 | 0 | 0 | 0 | 0 | 0 | 0 | 0 | 0 | 0 | 0 | 0 | 0 | 0 | 0 | 0 | 0 | 0 | 0 | 0 | 0 | 0 | 0 | 0 | 0 | 0 | 0 | 0 | 0 | 0 | 0 | 0 | 0 | 0 | 0 | 0 | 0 | 0 | 0 | 0 | 0 | 0 | 0 | 0 | 0 | 0 | 0 | 0 | 0 | 0 | 0 | 0 | 0 | 0 | 0 | 0 | 0 | 0 | 0 | 0 | 0 | 0 | 0 | 0 | 0 | 0 | 0 | 0 | 0 | 0 | 0 |  |  | 0 | 0 | 0 | 0 | 0 | 0 | 0 | 0 | 0 | 0 | 0 | 0 | 0 | 0 | 0 | 0 | 0 | 0 | 0 | 0 | 0 | 0 | 0 | 0 | 0 | 0 | 0 | 0 | 0 | 0 | 0 | 0 | 0 | 0 | 0 | 0 | 2428.78 | 2345.14 | 8362.84 | Vincent-Lugo Constraint | Vincent-Lugo Constraint | Vincent-Lugo Constraint |  | 0 | 0 | 0 | 0 | 0 | 0 | 2428.78 | 2345.14 | 8362.84 | Vincent-Lugo Constraint | Vincent-Lugo Constraint | Vincent-Lugo Constraint |  | 1 | 1 | NO | 1 | 1 | 1 | NO | 1
PG&E GBA | Vineyard | 230 | 0 | 0 | 0 | 0 | 0 | 0 | 0 | 0 | 0 | 0 | 0 | 0 | 0 | 0 | 0 | 0 | 0 | 0 | 0 | 0 | 0 | 0 | 0 | 0 | 0 | 0 | 0 | 0 | 0 | 0 | 0 | 0 | 0 | 0 | 0 | 0 | 0 | 0 | 0 | 1 | 0 | 0 | 0 | 0 | 0 | 0 | 0 | 0 | 0 | 0 | 0 | 0 | 0 | 0 | 0 | 1 | 0 | 0 | 0 | 1 | 0 | 0 | 0 | 0 | 0 | 0 | 1 | 0 | 0 | 0 | 0 | 0 | 0 | 0 | 0 | 0 | 0 | 0 | 0 | 0 | 0 | 0 | 0 | 0 | 0 | 0 | 0 | 0 | 0 | 0 | 0 | 0 | 0 | 0 | 0 | 0 | 0 |  |  | 0 | 0 | 0 | 0 | 0 | 0 | 0 | 0 | 0 | 0 | 0 | 0 | 0 | 0 | 0 | 0 | 0 | 0 | 0 | 0 | 0 | 0 | 0 | 0 | 0 | 0 | 0 | 0 | 0 | 0 | 2 | 0 | 2 | 0 | 0 | 0 | -770.34 | -257.6012 | 381.1526 | Collinsville-Tesla 500 kV Line | Collinsville-Tesla 500 kV Line | Birds Landing-Contra Costa 230kV Line |  | 1 | 0 | 1 | 0 | 0 | 0 | -278.39 | -7.9962 | 381.1526 | Birds Landing-Contra Costa 230kV Line | Birds Landing-Contra Costa 230kV Line | Birds Landing-Contra Costa 230kV Line |  | 5 | 5 | NO | 5 | 1 | 1 | NO | 1
SDGE | Vineyard | 69 | 0 | 0 | 0 | 0 | 0 | 0 | 0 | 0 | 0 | 0 | 0 | 0 | 0 | 0 | 0 | 0 | 0 | 0 | 0 | 0 | 0 | 0 | 0 | 0 | 0 | 0 | 0 | 0 | 0 | 0 | 1 | 0 | 1 | 0 | 0 | 0 | 1 | 0 | 0 | 0 | 0 | 0 | 0 | 0 | 0 | 0 | 0 | 0 | 0 | 0 | 0 | 0 | 0 | 0 | 0 | 0 | 0 | 0 | 0 | 0 | 0 | 0 | 0 | 0 | 0 | 0 | 0 | 0 | 0 | 0 | 0 | 0 | 0 | 0 | 0 | 0 | 0 | 0 | 0 | 0 | 0 | 0 | 0 | 0 | 0 | 0 | 0 | 0 | 0 | 0 | 0 | 0 | 0 | 0 | 0 | 0 | 0 |  |  | 0 | 0 | 0 | 0 | 0 | 0 | 0 | 0 | 0 | 0 | 0 | 0 | 0 | 0 | 0 | 0 | 0 | 0 | 0 | 0 | 0 | 0 | 0 | 0 | 0 | 0 | 0 | 0 | 0 | 0 | 0 | 1 | 0 | 0 | 0 | 0 | -35.92 | 48.96 | 1085.1064 | San Luis Rey-San Onofre 230 kV line constraint | San Luis Rey-San Onofre 230 kV line constraint | Silvergate-Old Town 230 kV constraint |  | 0 | 1 | 0 | 0 | 0 | 0 | -35.92 | 48.96 | 1085.1064 | San Luis Rey-San Onofre 230 kV line constraint | San Luis Rey-San Onofre 230 kV line constraint | Silvergate-Old Town 230 kV constraint |  | 3 | 3 | NO | 3 | 1 | 1 | NO | 1
SCE Eastern | Vista (SCE) | 230 | 0 | 0 | 0 | 0 | 0 | 0 | 0 | 0 | 0 | 0 | 0 | 0 | 0 | 0 | 0 | 0 | 0 | 0 | 0 | 1 | 0 | 1 | 0 | 0 | 0 | 0 | 0 | 0 | 0 | 0 | 0 | 0 | 0 | 0 | 0 | 0 | 0 | 0 | 0 | 0 | 0 | 0 | 0 | 0 | 0 | 0 | 0 | 0 | 0 | 0 | 0 | 0 | 0 | 0 | 0 | 0 | 0 | 0 | 0 | 0 | 0 | 0 | 0 | 0 | 0 | 0 | 0 | 0 | 0 | 0 | 0 | 0 | 0 | 0 | 0 | 0 | 0 | 0 | 0 | 0 | 0 | 0 | 0 | 0 | 0 | 0 | 0 | 0 | 0 | 0 | 0 | 0 | 0 | 0 | 0 | 0 | 0 |  |  | 0 | 0 | 0 | 0 | 0 | 0 | 0 | 0 | 0 | 0 | 0 | 0 | 0 | 0 | 0 | 0 | 0 | 0 | 0 | 0 | 0 | 0 | 0 | 0 | 300 | 0 | 0 | 0 | 0 | 1 | 0 | 2 | 0 | 0 | 0 | 0 | -1393.746 | 1048.31 | 8204.916 | Serrano-Alberhill-Valley Constraint | Etiwanda-Rancho Vista Constraint | Serrano-Alberhill-Valley Constraint |  | 0 | 0 | 0 | 0 | 0 | 0 | 128.254 | 1048.31 | 9046.07 | Serrano-Alberhill-Valley Constraint | Etiwanda-Rancho Vista Constraint | Etiwanda-Rancho Vista Constraint |  | 4 | 1 | YES | 2 | 1 | 1 | NO | 1
EOP | Vista (VEA) | 138 | 0 | 0 | 0 | 0 | 0 | 0 | 0 | 0 | 0 | 0 | 0 | 0 | 0 | 0 | 0 | 0 | 0 | 0 | 0 | 0 | 0 | 0 | 1 | 1 | 1 | 0 | 0 | 0 | 0 | 0 | 0 | 0 | 0 | 0 | 0 | 0 | 0 | 0 | 0 | 0 | 0 | 0 | 0 | 0 | 0 | 0 | 0 | 0 | 0 | 0 | 0 | 0 | 0 | 0 | 0 | 0 | 0 | 0 | 0 | 0 | 0 | 0 | 0 | 0 | 0 | 0 | 0 | 0 | 0 | 0 | 0 | 0 | 0 | 0 | 0 | 0 | 0 | 0 | 0 | 0 | 0 | 0 | 0 | 0 | 0 | 0 | 0 | 0 | 0 | 0 | 0 | 0 | 0 | 0 | 0 | 0 | 0 |  |  | 0 | 0 | 0 | 0 | 0 | 0 | 0 | 0 | 0 | 0 | 0 | 0 | 0 | 0 | 0 | 0 | 0 | 0 | 0 | 0 | 0 | 0 | 0 | 0 | 0 | 0 | 0 | 0 | 0 | 0 | 1 | 0 | 1 | 0 | 0 | 0 | -3566.801 | -1411.508 | 344.027 | Lugo - Victorville area constraint | Lugo - Victorville area constraint | Lugo - Victorville area constraint |  | 0 | 0 | 0 | 0 | 0 | 0 | 576.5 | 1808.75 | 3367.55 | Sloan Canyon - Eldorado 500 kV constraint | Sloan Canyon - Eldorado 500 kV constraint | GLW 230kV area constraint |  | 5 | 1 | YES | 2 | 1 | 1 | NO | 1
EOP | Vista (VEA) | 230 | 0 | 0 | 0 | 0 | 0 | 0 | 0 | 0 | 0 | 0 | 0 | 0 | 0 | 0 | 0 | 0 | 0 | 0 | 0 | 0 | 0 | 0 | 1 | 1 | 1 | 0 | 0 | 0 | 0 | 0 | 0 | 0 | 0 | 0 | 0 | 0 | 0 | 0 | 0 | 0 | 0 | 0 | 0 | 0 | 0 | 0 | 0 | 0 | 0 | 0 | 0 | 0 | 0 | 0 | 0 | 0 | 0 | 0 | 0 | 0 | 0 | 0 | 0 | 0 | 0 | 0 | 0 | 0 | 0 | 0 | 0 | 0 | 0 | 0 | 0 | 0 | 0 | 0 | 0 | 0 | 0 | 0 | 0 | 0 | 0 | 0 | 0 | 0 | 0 | 0 | 0 | 0 | 0 | 0 | 0 | 0 | 0 |  |  | 0 | 0 | 0 | 0 | 0 | 0 | 0 | 0 | 0 | 0 | 0 | 0 | 0 | 0 | 0 | 0 | 0 | 0 | 0 | 0 | 0 | 0 | 0 | 0 | 0 | 0 | 0 | 0 | 0 | 0 | 1 | 0 | 1 | 0 | 0 | 0 | -3566.801 | -1411.508 | 344.027 | Lugo - Victorville area constraint | Lugo - Victorville area constraint | Lugo - Victorville area constraint |  | 0 | 0 | 0 | 0 | 0 | 0 | 576.5 | 1808.75 | 3367.55 | Sloan Canyon - Eldorado 500 kV constraint | Sloan Canyon - Eldorado 500 kV constraint | GLW 230kV area constraint |  | 5 | 1 | YES | 2 | 1 | 1 | NO | 1
PG&E FRESNO | Wahtoke | 115 | 0 | 0 | 0 | 0 | 0 | 0 | 0 | 0 | 0 | 0 | 0 | 0 | 0 | 0 | 0 | 0 | 0 | 0 | 0 | 0 | 0 | 0 | 0 | 0 | 0 | 0 | 0 | 0 | 0 | 0 | 0 | 0 | 0 | 0 | 0 | 0 | 0 | 0 | 0 | 0 | 0 | 0 | 0 | 0 | 0 | 0 | 0 | 0 | 0 | 0 | 0 | 0 | 0 | 0 | 0 | 0 | 0 | 0 | 0 | 0 | 0 | 0 | 0 | 0 | 0 | 0 | 0 | 0 | 1 | 0 | 0 | 0 | 0 | 0 | 0 | 0 | 0 | 0 | 0 | 1 | 0 | 1 | 0 | 1 | 0 | 1 | 0 | 0 | 0 | 0 | 0 | 0 | 0 | 0 | 0 | 0 | 0 |  |  | 0 | 0 | 0 | 0 | 0 | 0 | 0 | 0 | 0 | 0 | 0 | 0 | 0 | 0 | 0 | 0 | 0 | 0 | 0 | 0 | 0 | 0 | 0 | 0 | 0 | 0 | 0 | 0 | 0 | 0 | 1 | 0 | 2 | 0 | 1 | 0 | -222.55 | -2136.112 | -826.4482 | Chowchilla-Le grand 115kV Line | Gates 500/230kV TB #11 | Gates 500/230kV TB #11 |  | 0 | 0 | 0 | 0 | 0 | 0 | 839.65 | 1098.45 | 908.5476 | Los Banos 500/230kV TB | Chowchilla-Le grand 115kV Line | Chowchilla-Le grand 115kV Line |  | 5 | 1 | YES | 2 | 5 | 1 | YES | 2
SCE Northern | Wakefield | 66 | 0 | 0 | 1 | 0 | 1 | 0 | 0 | 0 | 0 | 0 | 0 | 0 | 0 | 0 | 0 | 0 | 0 | 0 | 0 | 0 | 0 | 0 | 0 | 0 | 1 | 0 | 0 | 0 | 0 | 0 | 0 | 0 | 0 | 0 | 0 | 0 | 0 | 0 | 0 | 0 | 0 | 0 | 0 | 0 | 0 | 0 | 0 | 0 | 0 | 0 | 0 | 0 | 0 | 0 | 0 | 0 | 0 | 0 | 0 | 0 | 0 | 0 | 0 | 0 | 0 | 0 | 0 | 0 | 0 | 0 | 0 | 0 | 0 | 0 | 0 | 0 | 0 | 0 | 0 | 0 | 0 | 0 | 0 | 0 | 0 | 0 | 0 | 0 | 0 | 0 | 0 | 0 | 0 | 0 | 0 | 0 | 0 |  |  | 0 | 0 | 0 | 0 | 0 | 0 | 0 | 0 | 0 | 0 | 0 | 30 | 0 | 0 | 1 | 0 | 0 | 0 | 0 | 0 | 0 | 0 | 0 | 0 | 200 | 0 | 60 | 0 | 0 | 1 | 1 | 0 | 1 | 0 | 0 | 0 | -3566.801 | -1411.508 | 344.027 | Lugo - Victorville area constraint | Lugo - Victorville area constraint | Lugo - Victorville area constraint |  | 0 | 0 | 0 | 0 | 0 | 0 | 448 | 554 | 2967 | Moorpark-Pardee Constraint | Moorpark-Pardee Constraint | Moorpark-Pardee Constraint |  | 5 | 1 | YES | 2 | 1 | 1 | NO | 1
SCE Metro | Walnut | 230 | 0 | 0 | 0 | 0 | 0 | 0 | 0 | 0 | 0 | 1 | 0 | 0 | 0 | 0 | 0 | 0 | 0 | 0 | 0 | 0 | 0 | 0 | 0 | 0 | 0 | 0 | 0 | 0 | 0 | 0 | 0 | 0 | 0 | 0 | 0 | 0 | 0 | 0 | 0 | 0 | 0 | 0 | 0 | 0 | 0 | 0 | 0 | 0 | 0 | 0 | 0 | 0 | 0 | 0 | 0 | 0 | 0 | 0 | 0 | 0 | 0 | 0 | 0 | 0 | 0 | 0 | 0 | 0 | 0 | 0 | 0 | 0 | 0 | 0 | 0 | 0 | 0 | 0 | 0 | 0 | 0 | 0 | 0 | 0 | 0 | 0 | 0 | 0 | 0 | 0 | 0 | 0 | 0 | 0 | 0 | 0 | 0 |  |  | 0 | 0 | 0 | 0 | 0 | 0 | 0 | 0 | 0 | 0 | 0 | 0 | 0 | 0 | 0 | 0 | 0 | 0 | 0 | 0 | 0 | 0 | 0 | 0 | 0 | 0 | 400 | 0 | 0 | 1 | 0 | 0 | 0 | 0 | 0 | 0 | 3850.3788 | 8396.608 | 22073.9811 | SCE Metro Area Default Constraint | SCE Metro Area Default Constraint | SCE Metro Area Default Constraint |  | 0 | 0 | 0 | 0 | 0 | 0 | 3850.3788 | 8396.608 | 22073.9811 | SCE Metro Area Default Constraint | SCE Metro Area Default Constraint | SCE Metro Area Default Constraint |  | 1 | 1 | NO | 1 | 1 | 1 | NO | 1
SCE Northern | Warne | 230 | 0 | 0 | 1 | 0 | 0 | 0 | 1 | 0 | 0 | 0 | 0 | 0 | 0 | 0 | 0 | 0 | 0 | 0 | 0 | 0 | 0 | 0 | 0 | 0 | 1 | 0 | 0 | 0 | 0 | 0 | 0 | 0 | 0 | 0 | 0 | 0 | 0 | 0 | 0 | 0 | 0 | 0 | 0 | 0 | 0 | 0 | 0 | 0 | 0 | 0 | 0 | 0 | 0 | 0 | 0 | 0 | 0 | 0 | 0 | 0 | 0 | 0 | 0 | 0 | 0 | 0 | 0 | 0 | 0 | 0 | 0 | 0 | 0 | 0 | 0 | 0 | 0 | 0 | 0 | 0 | 0 | 0 | 0 | 0 | 0 | 0 | 0 | 0 | 0 | 0 | 0 | 0 | 0 | 0 | 0 | 0 | 0 |  |  | 0 | 0 | 0 | 0 | 0 | 0 | 0 | 0 | 0 | 0 | 0 | 0 | 0 | 0 | 0 | 0 | 0 | 0 | 0 | 0 | 0 | 0 | 0 | 0 | 0 | 0 | 0 | 0 | 0 | 0 | 1 | 0 | 1 | 0 | 0 | 0 | -3566.801 | -1411.508 | 344.027 | Lugo - Victorville area constraint | Lugo - Victorville area constraint | Lugo - Victorville area constraint |  | 0 | 0 | 0 | 0 | 0 | 0 | 258 | 29.5 | 2003.79 | South of Magunden Constraint | South of Magunden Constraint | South of Magunden Constraint |  | 5 | 1 | YES | 2 | 1 | 1 | NO | 1
PG&E GBA | Warnerville | 230 | 0 | 0 | 0 | 0 | 0 | 0 | 0 | 0 | 0 | 0 | 0 | 0 | 0 | 0 | 0 | 0 | 0 | 0 | 0 | 0 | 0 | 0 | 0 | 0 | 0 | 0 | 0 | 0 | 0 | 0 | 0 | 0 | 0 | 0 | 0 | 0 | 0 | 0 | 0 | 0 | 0 | 0 | 0 | 0 | 0 | 1 | 0 | 0 | 0 | 0 | 0 | 0 | 0 | 0 | 0 | 0 | 0 | 0 | 0 | 1 | 1 | 0 | 0 | 0 | 0 | 0 | 0 | 0 | 0 | 0 | 0 | 0 | 0 | 0 | 0 | 0 | 0 | 0 | 1 | 1 | 0 | 1 | 1 | 0 | 1 | 0 | 0 | 1 | 1 | 1 | 0 | 0 | 1 | 0 | 0 | 0 | 0 |  |  | 0 | 0 | 0 | 0 | 0 | 0 | 0 | 0 | 0 | 0 | 0 | 0 | 0 | 0 | 0 | 0 | 0 | 0 | 0 | 0 | 0 | 0 | 0 | 0 | 0 | 0 | 0 | 0 | 0 | 0 | 2 | 0 | 3 | 0 | 2 | 0 | -544.45 | -2136.112 | -1421.793 | Borden-Storey #1 230kV line | Gates 500/230kV TB #11 | Gates 500/230kV TB #12 |  | 1 | 0 | 0 | 0 | 0 | 0 | -140.65 | 268.5 | 126.1276 | Bellota-Weber 230kV line | Bellota-Weber 230kV line | Oro Loma-El Nido 115kV Line |  | 5 | 5 | NO | 5 | 5 | 1 | YES | 2
PG&E FRESNO | Waukena | 115 | 0 | 0 | 0 | 0 | 0 | 0 | 0 | 0 | 0 | 0 | 0 | 0 | 0 | 0 | 0 | 0 | 0 | 0 | 0 | 0 | 0 | 0 | 0 | 0 | 0 | 0 | 0 | 0 | 0 | 0 | 0 | 0 | 0 | 0 | 0 | 0 | 0 | 0 | 0 | 0 | 0 | 0 | 0 | 0 | 0 | 0 | 0 | 0 | 0 | 0 | 0 | 0 | 0 | 0 | 0 | 0 | 0 | 0 | 0 | 0 | 0 | 0 | 0 | 0 | 0 | 0 | 0 | 0 | 1 | 0 | 0 | 0 | 0 | 0 | 0 | 0 | 0 | 0 | 0 | 1 | 0 | 1 | 0 | 1 | 0 | 1 | 0 | 0 | 0 | 0 | 0 | 0 | 0 | 0 | 0 | 0 | 0 |  |  | 0 | 0 | 0 | 0 | 0 | 0 | 0 | 0 | 0 | 0 | 0 | 0 | 0 | 0 | 0 | 0 | 0 | 0 | 0 | 0 | 0 | 0 | 0 | 0 | 0 | 0 | 0 | 0 | 0 | 0 | 1 | 0 | 2 | 0 | 1 | 0 | -222.55 | -2136.112 | -826.4482 | Chowchilla-Le grand 115kV Line | Gates 500/230kV TB #11 | Gates 500/230kV TB #11 |  | 0 | 0 | 0 | 0 | 0 | 0 | 839.65 | 1098.45 | 908.5476 | Los Banos 500/230kV TB | Chowchilla-Le grand 115kV Line | Chowchilla-Le grand 115kV Line |  | 5 | 1 | YES | 2 | 5 | 1 | YES | 2
PG&E GBA | Weber | 230 | 0 | 0 | 0 | 0 | 0 | 0 | 0 | 0 | 0 | 0 | 0 | 0 | 0 | 0 | 0 | 0 | 0 | 0 | 0 | 0 | 0 | 0 | 0 | 0 | 0 | 0 | 0 | 0 | 0 | 0 | 0 | 0 | 0 | 0 | 0 | 0 | 0 | 0 | 0 | 0 | 0 | 0 | 0 | 0 | 0 | 1 | 0 | 0 | 0 | 0 | 0 | 0 | 0 | 0 | 0 | 0 | 0 | 0 | 0 | 1 | 1 | 0 | 0 | 0 | 0 | 0 | 0 | 0 | 0 | 0 | 0 | 0 | 0 | 0 | 0 | 0 | 0 | 0 | 0 | 0 | 0 | 0 | 0 | 0 | 0 | 0 | 0 | 0 | 0 | 0 | 0 | 0 | 0 | 0 | 0 | 0 | 0 |  |  | 0 | 0 | 0 | 0 | 0 | 0 | 0 | 0 | 0 | 0 | 0 | 0 | 0 | 0 | 0 | 0 | 0 | 0 | 0 | 0 | 0 | 0 | 0 | 0 | 0 | 0 | 0 | 0 | 0 | 0 | 1 | 0 | 0 | 0 | 0 | 0 | -140.65 | 268.5 | 1633.3998 | Bellota-Weber 230kV line | Bellota-Weber 230kV line | Bellota-Weber 230kV line |  | 1 | 0 | 0 | 0 | 0 | 0 | -140.65 | 268.5 | 1633.3998 | Bellota-Weber 230kV line | Bellota-Weber 230kV line | Bellota-Weber 230kV line |  | 5 | 5 | NO | 5 | 1 | 1 | NO | 1
PG&E GBA | Weber | 60 | 0 | 0 | 0 | 0 | 0 | 0 | 0 | 0 | 0 | 0 | 0 | 0 | 0 | 0 | 0 | 0 | 0 | 0 | 0 | 0 | 0 | 0 | 0 | 0 | 0 | 0 | 0 | 0 | 0 | 0 | 0 | 0 | 0 | 0 | 0 | 0 | 0 | 0 | 0 | 0 | 0 | 0 | 0 | 0 | 0 | 1 | 0 | 0 | 0 | 0 | 0 | 0 | 0 | 0 | 0 | 0 | 0 | 0 | 0 | 1 | 1 | 0 | 0 | 0 | 0 | 0 | 0 | 0 | 0 | 0 | 0 | 0 | 0 | 0 | 0 | 0 | 0 | 0 | 0 | 0 | 0 | 0 | 0 | 0 | 0 | 0 | 0 | 0 | 0 | 0 | 0 | 0 | 0 | 0 | 0 | 0 | 0 |  |  | 0 | 0 | 0 | 0 | 0 | 0 | 0 | 0 | 0 | 0 | 0 | 0 | 0 | 0 | 0 | 0 | 0 | 0 | 0 | 0 | 0 | 0 | 0 | 0 | 0 | 0 | 20 | 0 | 0 | 1 | 1 | 0 | 0 | 0 | 0 | 0 | -140.65 | 268.5 | 1633.3998 | Bellota-Weber 230kV line | Bellota-Weber 230kV line | Bellota-Weber 230kV line |  | 1 | 0 | 0 | 0 | 0 | 0 | -140.65 | 268.5 | 1633.3998 | Bellota-Weber 230kV line | Bellota-Weber 230kV line | Bellota-Weber 230kV line |  | 5 | 5 | NO | 5 | 1 | 1 | NO | 1
PG&E FRESNO | West Fresno | 115 | 0 | 0 | 0 | 0 | 0 | 0 | 0 | 0 | 0 | 0 | 0 | 0 | 0 | 0 | 0 | 0 | 0 | 0 | 0 | 0 | 0 | 0 | 0 | 0 | 0 | 0 | 0 | 0 | 0 | 0 | 0 | 0 | 0 | 0 | 0 | 0 | 0 | 0 | 0 | 0 | 0 | 0 | 0 | 0 | 0 | 1 | 0 | 0 | 0 | 0 | 0 | 0 | 0 | 0 | 0 | 0 | 0 | 0 | 0 | 0 | 0 | 0 | 0 | 0 | 0 | 0 | 0 | 0 | 0 | 0 | 0 | 0 | 0 | 0 | 0 | 0 | 0 | 0 | 1 | 1 | 0 | 1 | 0 | 0 | 0 | 1 | 0 | 0 | 0 | 1 | 0 | 0 | 0 | 0 | 0 | 0 | 0 |  |  | 0 | 0 | 0 | 0 | 0 | 0 | 0 | 0 | 0 | 0 | 0 | 0 | 0 | 0 | 0 | 0 | 0 | 0 | 0 | 0 | 0 | 0 | 0 | 0 | 0 | 0 | 0 | 0 | 0 | 0 | 2 | 0 | 3 | 0 | 2 | 0 | -544.45 | -2136.112 | -1421.793 | Borden-Storey #1 230kV line | Gates 500/230kV TB #11 | Gates 500/230kV TB #12 |  | 1 | 0 | 0 | 0 | 0 | 0 | -140.65 | 268.5 | 1633.3998 | Bellota-Weber 230kV line | Bellota-Weber 230kV line | Bellota-Weber 230kV line |  | 5 | 5 | NO | 5 | 5 | 1 | YES | 2
PG&E FRESNO | Westley | 230 | 0 | 0 | 0 | 0 | 0 | 0 | 0 | 0 | 0 | 0 | 0 | 0 | 0 | 0 | 0 | 0 | 0 | 0 | 0 | 0 | 0 | 0 | 0 | 0 | 0 | 0 | 0 | 0 | 0 | 0 | 0 | 0 | 0 | 0 | 0 | 0 | 0 | 0 | 0 | 0 | 0 | 0 | 0 | 0 | 0 | 0 | 0 | 0 | 0 | 0 | 0 | 0 | 0 | 0 | 0 | 0 | 0 | 0 | 0 | 0 | 0 | 0 | 0 | 0 | 0 | 0 | 0 | 0 | 0 | 0 | 0 | 0 | 0 | 0 | 0 | 0 | 0 | 0 | 0 | 0 | 0 | 0 | 0 | 0 | 0 | 1 | 0 | 0 | 0 | 0 | 0 | 0 | 0 | 0 | 0 | 0 | 0 |  |  | 0 | 0 | 0 | 0 | 0 | 0 | 0 | 0 | 0 | 0 | 0 | 0 | 0 | 0 | 0 | 0 | 0 | 0 | 0 | 0 | 0 | 0 | 0 | 0 | 0 | 0 | 0 | 900 | 0 | 1 | 0 | 0 | 0 | 0 | 0 | 0 | 839.65 | 2567.9 | 8990.5636 | Los Banos 500/230kV TB | Los Banos 500/230kV TB | Los Banos 500/230kV TB |  | 0 | 0 | 0 | 0 | 0 | 0 | 839.65 | 2567.9 | 8990.5636 | Los Banos 500/230kV TB | Los Banos 500/230kV TB | Los Banos 500/230kV TB |  | 1 | 1 | NO | 1 | 1 | 1 | NO | 1
PG&E KERN | Westpark | 115 | 0 | 0 | 0 | 0 | 0 | 0 | 0 | 0 | 0 | 0 | 0 | 0 | 0 | 0 | 0 | 0 | 0 | 0 | 0 | 0 | 0 | 0 | 0 | 0 | 0 | 0 | 0 | 0 | 0 | 0 | 0 | 0 | 0 | 0 | 0 | 0 | 0 | 0 | 0 | 0 | 0 | 0 | 0 | 0 | 0 | 0 | 0 | 0 | 0 | 0 | 0 | 0 | 0 | 0 | 0 | 0 | 0 | 0 | 0 | 0 | 0 | 0 | 0 | 0 | 0 | 0 | 0 | 1 | 1 | 0 | 0 | 0 | 0 | 0 | 0 | 0 | 0 | 0 | 0 | 1 | 0 | 0 | 0 | 0 | 0 | 0 | 0 | 0 | 0 | 0 | 0 | 0 | 0 | 0 | 0 | 0 | 0 |  |  | 0 | 0 | 0 | 0 | 0 | 0 | 0 | 0 | 0 | 0 | 0 | 0 | 0 | 0 | 0 | 0 | 0 | 0 | 0 | 0 | 0 | 0 | 0 | 0 | 0 | 0 | 0 | 0 | 0 | 0 | 0 | 0 | 1 | 0 | 1 | 0 | 122.65 | -2136.112 | -826.4482 | Cal Flat-Gates 230 kV line | Gates 500/230kV TB #11 | Gates 500/230kV TB #11 |  | 0 | 0 | 0 | 0 | 0 | 0 | 122.65 | 392.11 | 666.9203 | Cal Flat-Gates 230 kV line | Cal Flat-Gates 230 kV line | Cal Flat-Gates 230 kV line |  | 5 | 1 | YES | 2 | 5 | 1 | YES | 2
PG&E KERN | Wheeler Ridge | 230 | 0 | 0 | 0 | 0 | 0 | 0 | 0 | 0 | 0 | 0 | 0 | 0 | 0 | 0 | 0 | 0 | 0 | 0 | 0 | 0 | 0 | 0 | 0 | 0 | 0 | 0 | 0 | 0 | 0 | 0 | 0 | 0 | 0 | 0 | 0 | 0 | 0 | 0 | 0 | 0 | 0 | 0 | 0 | 0 | 0 | 0 | 0 | 0 | 0 | 0 | 0 | 0 | 0 | 0 | 0 | 0 | 0 | 0 | 0 | 0 | 0 | 0 | 0 | 0 | 0 | 0 | 0 | 0 | 0 | 0 | 0 | 0 | 0 | 0 | 0 | 0 | 1 | 0 | 1 | 1 | 0 | 0 | 0 | 0 | 0 | 0 | 0 | 0 | 0 | 0 | 0 | 0 | 0 | 0 | 1 | 0 | 0 |  |  | 0 | 0 | 0 | 0 | 0 | 0 | 0 | 0 | 0 | 100 | 0 | 0 | 0 | 0 | 1 | 0 | 0 | 0 | 0 | 0 | 0 | 0 | 0 | 0 | 600 | 0 | 0 | 0 | 0 | 1 | 0 | 0 | 4 | 0 | 2 | 1 | 208.4 | -2136.112 | -2136.2316 | Midway-Buena Vista Jct 230kV Line | Gates 500/230kV TB #11 | Mustang-Henrietta 230 kV line |  | 0 | 0 | 1 | 0 | 0 | 0 | 208.4 | -104.8 | 5.29 | Midway-Buena Vista Jct 230kV Line | Midway-Buena Vista Jct 230kV Line | Midway-Buena Vista Jct 230kV Line |  | 5 | 5 | NO | 5 | 5 | 1 | YES | 2
PG&E KERN | Wheeler Ridge | 115 | 0 | 0 | 0 | 0 | 0 | 0 | 0 | 0 | 0 | 0 | 0 | 0 | 0 | 0 | 0 | 0 | 0 | 0 | 0 | 0 | 0 | 0 | 0 | 0 | 0 | 0 | 0 | 0 | 0 | 0 | 0 | 0 | 0 | 0 | 0 | 0 | 0 | 0 | 0 | 0 | 0 | 0 | 0 | 0 | 0 | 0 | 0 | 0 | 0 | 0 | 0 | 0 | 0 | 0 | 0 | 0 | 0 | 0 | 0 | 0 | 0 | 0 | 0 | 0 | 0 | 0 | 0 | 1 | 1 | 0 | 0 | 0 | 0 | 0 | 0 | 0 | 0 | 0 | 0 | 1 | 0 | 0 | 0 | 0 | 0 | 0 | 0 | 0 | 0 | 0 | 0 | 0 | 0 | 0 | 0 | 0 | 0 |  |  | 0 | 0 | 0 | 0 | 0 | 0 | 0 | 0 | 0 | 0 | 0 | 0 | 0 | 0 | 0 | 0 | 0 | 0 | 0 | 0 | 0 | 0 | 0 | 0 | 0 | 0 | 0 | 0 | 0 | 0 | 0 | 0 | 1 | 0 | 1 | 0 | 122.65 | -2136.112 | -826.4482 | Cal Flat-Gates 230 kV line | Gates 500/230kV TB #11 | Gates 500/230kV TB #11 |  | 0 | 0 | 0 | 0 | 0 | 0 | 122.65 | 392.11 | 666.9203 | Cal Flat-Gates 230 kV line | Cal Flat-Gates 230 kV line | Cal Flat-Gates 230 kV line |  | 5 | 1 | YES | 2 | 5 | 1 | YES | 2
PG&E KERN | Wheeler Ridge | 70 | 0 | 0 | 0 | 0 | 0 | 0 | 0 | 0 | 0 | 0 | 0 | 0 | 0 | 0 | 0 | 0 | 0 | 0 | 0 | 0 | 0 | 0 | 0 | 0 | 0 | 0 | 0 | 0 | 0 | 0 | 0 | 0 | 0 | 0 | 0 | 0 | 0 | 0 | 0 | 0 | 0 | 0 | 0 | 0 | 0 | 0 | 0 | 0 | 0 | 0 | 0 | 0 | 0 | 0 | 0 | 0 | 0 | 0 | 0 | 0 | 0 | 0 | 0 | 0 | 0 | 0 | 0 | 0 | 0 | 0 | 0 | 0 | 0 | 0 | 0 | 0 | 1 | 0 | 1 | 1 | 0 | 0 | 0 | 0 | 0 | 0 | 0 | 0 | 0 | 0 | 0 | 0 | 0 | 0 | 1 | 0 | 0 |  |  | 0 | 0 | 0 | 0 | 0 | 0 | 0 | 0 | 0 | 100 | 0 | 0 | 0 | 0 | 1 | 0 | 0 | 0 | 0 | 0 | 0 | 0 | 0 | 0 | 100 | 0 | 92 | 0 | 0 | 1 | 0 | 0 | 4 | 0 | 2 | 1 | 208.4 | -2136.112 | -2136.2316 | Midway-Buena Vista Jct 230kV Line | Gates 500/230kV TB #11 | Mustang-Henrietta 230 kV line |  | 0 | 0 | 1 | 0 | 0 | 0 | 208.4 | -104.8 | 5.29 | Midway-Buena Vista Jct 230kV Line | Midway-Buena Vista Jct 230kV Line | Midway-Buena Vista Jct 230kV Line |  | 5 | 5 | NO | 5 | 5 | 1 | YES | 2
SCE Northern | Whirlwind | 230 | 1 | 1 | 0 | 0 | 0 | 0 | 0 | 0 | 0 | 0 | 0 | 0 | 0 | 0 | 0 | 0 | 0 | 0 | 0 | 0 | 0 | 0 | 0 | 0 | 0 | 0 | 0 | 0 | 0 | 0 | 0 | 0 | 0 | 0 | 0 | 0 | 0 | 0 | 0 | 0 | 0 | 0 | 0 | 0 | 0 | 0 | 0 | 0 | 0 | 0 | 0 | 0 | 0 | 0 | 0 | 0 | 0 | 0 | 0 | 0 | 0 | 0 | 0 | 0 | 0 | 0 | 0 | 0 | 0 | 0 | 0 | 0 | 0 | 0 | 0 | 0 | 0 | 0 | 0 | 0 | 0 | 0 | 0 | 0 | 0 | 0 | 0 | 0 | 0 | 0 | 0 | 0 | 0 | 0 | 0 | 0 | 0 |  |  | 0 | 0 | 0 | 0 | 0 | 0 | 0 | 0 | 0 | 174 | 0 | 235 | 0 | 200 | 1 | 0 | 0 | 0 | 0 | 0 | 0 | 0 | 0 | 0 | 1574 | 188 | 785 | 523 | 500 | 1 | 0 | 0 | 0 | 0 | 0 | 0 | 1358.41 | 838.02 | 8031.355 | Antelope-Vincent Constraint | Antelope-Vincent Constraint | Antelope-Vincent Constraint |  | 0 | 0 | 0 | 0 | 0 | 0 | 1358.41 | 838.02 | 8031.355 | Antelope-Vincent Constraint | Antelope-Vincent Constraint | Antelope-Vincent Constraint |  | 1 | 1 | NO | 1 | 1 | 1 | NO | 1
SCE Northern | Whirlwind | 500 | 1 | 1 | 0 | 0 | 0 | 0 | 0 | 0 | 0 | 0 | 0 | 0 | 0 | 0 | 0 | 0 | 0 | 0 | 0 | 0 | 0 | 0 | 0 | 0 | 0 | 0 | 0 | 0 | 0 | 0 | 0 | 0 | 0 | 0 | 0 | 0 | 0 | 0 | 0 | 0 | 0 | 0 | 0 | 0 | 0 | 0 | 0 | 0 | 0 | 0 | 0 | 0 | 0 | 0 | 0 | 0 | 0 | 0 | 0 | 0 | 0 | 0 | 0 | 0 | 0 | 0 | 0 | 0 | 0 | 0 | 0 | 0 | 0 | 0 | 0 | 0 | 0 | 0 | 0 | 0 | 0 | 0 | 0 | 0 | 0 | 0 | 0 | 0 | 0 | 0 | 0 | 0 | 0 | 0 | 0 | 0 | 0 |  |  | 0 | 0 | 0 | 0 | 0 | 0 | 0 | 0 | 0 | 0 | 0 | 0 | 0 | 0 | 0 | 0 | 0 | 0 | 0 | 0 | 0 | 0 | 0 | 0 | 1247 | 0 | 0 | 0 | 0 | 1 | 0 | 0 | 0 | 0 | 0 | 0 | 1358.41 | 838.02 | 8031.355 | Antelope-Vincent Constraint | Antelope-Vincent Constraint | Antelope-Vincent Constraint |  | 0 | 0 | 0 | 0 | 0 | 0 | 1358.41 | 838.02 | 8031.355 | Antelope-Vincent Constraint | Antelope-Vincent Constraint | Antelope-Vincent Constraint |  | 1 | 1 | NO | 1 | 1 | 1 | NO | 1
PG&E GBA | Whisman | 115 | 0 | 0 | 0 | 0 | 0 | 0 | 0 | 0 | 0 | 0 | 0 | 0 | 0 | 0 | 0 | 0 | 0 | 0 | 0 | 0 | 0 | 0 | 0 | 0 | 0 | 0 | 0 | 0 | 0 | 0 | 0 | 0 | 0 | 0 | 0 | 0 | 0 | 0 | 0 | 0 | 0 | 0 | 0 | 0 | 0 | 0 | 0 | 0 | 0 | 0 | 0 | 0 | 1 | 0 | 0 | 1 | 0 | 0 | 0 | 0 | 0 | 0 | 0 | 0 | 0 | 0 | 0 | 0 | 0 | 0 | 0 | 0 | 0 | 0 | 0 | 0 | 0 | 0 | 0 | 0 | 0 | 0 | 0 | 0 | 0 | 0 | 0 | 0 | 0 | 0 | 0 | 0 | 0 | 0 | 0 | 0 | 1 |  |  | 0 | 0 | 0 | 0 | 0 | 0 | 0 | 0 | 0 | 0 | 0 | 0 | 0 | 0 | 0 | 0 | 0 | 0 | 0 | 0 | 0 | 0 | 0 | 0 | 0 | 0 | 0 | 0 | 0 | 0 | 0 | 0 | 0 | 0 | 0 | 0 | 958.5 | 1141.75 | 4508.68 | NEW-Metcalf-Mosslanding 500kV | NEW-Metcalf-Mosslanding 500kV | Sobrante-Moraga 230 kV line |  | 0 | 0 | 0 | 0 | 0 | 0 | 958.5 | 1141.75 | 4508.68 | NEW-Metcalf-Mosslanding 500kV | NEW-Metcalf-Mosslanding 500kV | Sobrante-Moraga 230 kV line |  | 1 | 1 | NO | 1 | 1 | 1 | NO | 1
SCE Eastern | Wildlife | 230 | 0 | 0 | 0 | 0 | 0 | 0 | 0 | 0 | 0 | 0 | 0 | 0 | 0 | 0 | 0 | 0 | 0 | 0 | 0 | 1 | 0 | 1 | 0 | 0 | 0 | 0 | 0 | 0 | 0 | 0 | 0 | 0 | 0 | 0 | 0 | 0 | 0 | 0 | 0 | 0 | 0 | 0 | 0 | 0 | 0 | 0 | 0 | 0 | 0 | 0 | 0 | 0 | 0 | 0 | 0 | 0 | 0 | 0 | 0 | 0 | 0 | 0 | 0 | 0 | 0 | 0 | 0 | 0 | 0 | 0 | 0 | 0 | 0 | 0 | 0 | 0 | 0 | 0 | 0 | 0 | 0 | 0 | 0 | 0 | 0 | 0 | 0 | 0 | 0 | 0 | 0 | 0 | 0 | 0 | 0 | 0 | 0 |  |  | 0 | 0 | 0 | 0 | 0 | 0 | 0 | 0 | 0 | 0 | 0 | 0 | 0 | 0 | 0 | 0 | 0 | 0 | 0 | 0 | 0 | 0 | 0 | 0 | 0 | 0 | 0 | 0 | 0 | 0 | 0 | 2 | 0 | 0 | 0 | 0 | -1393.746 | 1048.31 | 8204.916 | Serrano-Alberhill-Valley Constraint | Etiwanda-Rancho Vista Constraint | Serrano-Alberhill-Valley Constraint |  | 0 | 0 | 0 | 0 | 0 | 0 | 128.254 | 1048.31 | 9046.07 | Serrano-Alberhill-Valley Constraint | Etiwanda-Rancho Vista Constraint | Etiwanda-Rancho Vista Constraint |  | 4 | 1 | YES | 2 | 1 | 1 | NO | 1
PG&E FRESNO | Wilson | 115 | 0 | 0 | 0 | 0 | 0 | 0 | 0 | 0 | 0 | 0 | 0 | 0 | 0 | 0 | 0 | 0 | 0 | 0 | 0 | 0 | 0 | 0 | 0 | 0 | 0 | 0 | 0 | 0 | 0 | 0 | 0 | 0 | 0 | 0 | 0 | 0 | 0 | 0 | 0 | 0 | 0 | 0 | 0 | 0 | 0 | 1 | 0 | 0 | 0 | 0 | 0 | 0 | 0 | 0 | 0 | 0 | 0 | 0 | 0 | 1 | 0 | 0 | 0 | 0 | 0 | 0 | 0 | 0 | 0 | 0 | 0 | 0 | 0 | 0 | 0 | 0 | 0 | 0 | 1 | 1 | 0 | 1 | 1 | 0 | 1 | 1 | 0 | 1 | 1 | 1 | 0 | 0 | 1 | 0 | 0 | 0 | 0 |  |  | 0 | 0 | 0 | 0 | 0 | 0 | 0 | 0 | 0 | 0 | 0 | 0 | 0 | 0 | 0 | 0 | 0 | 0 | 0 | 0 | 0 | 0 | 0 | 0 | 0 | 0 | 0 | 0 | 0 | 0 | 2 | 0 | 3 | 0 | 2 | 0 | -544.45 | -2136.112 | -1421.793 | Borden-Storey #1 230kV line | Gates 500/230kV TB #11 | Gates 500/230kV TB #12 |  | 1 | 0 | 0 | 0 | 0 | 0 | -140.65 | 268.5 | 126.1276 | Bellota-Weber 230kV line | Bellota-Weber 230kV line | Oro Loma-El Nido 115kV Line |  | 5 | 5 | NO | 5 | 5 | 1 | YES | 2
PG&E FRESNO | Wilson | 230 | 0 | 0 | 0 | 0 | 0 | 0 | 0 | 0 | 0 | 0 | 0 | 0 | 0 | 0 | 0 | 0 | 0 | 0 | 0 | 0 | 0 | 0 | 0 | 0 | 0 | 0 | 0 | 0 | 0 | 0 | 0 | 0 | 0 | 0 | 0 | 0 | 0 | 0 | 0 | 0 | 0 | 0 | 0 | 0 | 0 | 1 | 0 | 0 | 0 | 0 | 0 | 0 | 0 | 0 | 0 | 0 | 0 | 0 | 0 | 1 | 0 | 0 | 0 | 0 | 0 | 0 | 0 | 0 | 0 | 0 | 0 | 0 | 0 | 0 | 0 | 0 | 0 | 0 | 1 | 1 | 0 | 1 | 1 | 1 | 1 | 1 | 0 | 1 | 1 | 1 | 0 | 0 | 1 | 0 | 1 | 0 | 0 |  |  | 0 | 0 | 0 | 0 | 0 | 0 | 0 | 0 | 0 | 0 | 0 | 0 | 0 | 0 | 0 | 0 | 0 | 0 | 0 | 0 | 0 | 0 | 0 | 0 | 0 | 0 | 0 | 0 | 0 | 0 | 3 | 0 | 5 | 0 | 2 | 1 | -544.45 | -2136.112 | -2136.2316 | Borden-Storey #1 230kV line | Gates 500/230kV TB #11 | Mustang-Henrietta 230 kV line |  | 1 | 0 | 0 | 0 | 0 | 0 | -140.65 | 268.5 | 126.1276 | Bellota-Weber 230kV line | Bellota-Weber 230kV line | Oro Loma-El Nido 115kV Line |  | 5 | 5 | NO | 5 | 5 | 1 | YES | 2
SCE Northern | Windhub | 230 | 1 | 1 | 0 | 1 | 0 | 0 | 0 | 0 | 0 | 0 | 0 | 0 | 0 | 0 | 0 | 0 | 0 | 0 | 0 | 0 | 0 | 0 | 0 | 0 | 0 | 0 | 0 | 0 | 0 | 0 | 0 | 0 | 0 | 0 | 0 | 0 | 0 | 0 | 0 | 0 | 0 | 0 | 0 | 0 | 0 | 0 | 0 | 0 | 0 | 0 | 0 | 0 | 0 | 0 | 0 | 0 | 0 | 0 | 0 | 0 | 0 | 0 | 0 | 0 | 0 | 0 | 0 | 0 | 0 | 0 | 0 | 0 | 0 | 0 | 0 | 0 | 0 | 0 | 0 | 0 | 0 | 0 | 0 | 0 | 0 | 0 | 0 | 0 | 0 | 0 | 0 | 0 | 0 | 0 | 0 | 0 | 0 |  |  | 0 | 0 | 0 | 0 | 0 | 0 | 0 | 0 | 0 | 68 | 0 | 547 | 0 | 0 | 1 | 0 | 0 | 0 | 0 | 0 | 0 | 0 | 0 | 0 | 68 | 1020 | 1047 | 0 | 0 | 1 | 0 | 0 | 0 | 0 | 0 | 0 | 829.27 | 838.02 | 3200.73 | Windhub Constraint | Antelope-Vincent Constraint | Windhub Constraint |  | 0 | 0 | 0 | 0 | 0 | 0 | 829.27 | 838.02 | 3200.73 | Windhub Constraint | Antelope-Vincent Constraint | Windhub Constraint |  | 1 | 1 | NO | 1 | 1 | 1 | NO | 1
SCE Northern | Windhub | 500 | 1 | 1 | 0 | 1 | 0 | 0 | 0 | 0 | 0 | 0 | 0 | 0 | 0 | 0 | 0 | 0 | 0 | 0 | 0 | 0 | 0 | 0 | 0 | 0 | 0 | 0 | 0 | 0 | 0 | 0 | 0 | 0 | 0 | 0 | 0 | 0 | 0 | 0 | 0 | 0 | 0 | 0 | 0 | 0 | 0 | 0 | 0 | 0 | 0 | 0 | 0 | 0 | 0 | 0 | 0 | 0 | 0 | 0 | 0 | 0 | 0 | 0 | 0 | 0 | 0 | 0 | 0 | 0 | 0 | 0 | 0 | 0 | 0 | 0 | 0 | 0 | 0 | 0 | 0 | 0 | 0 | 0 | 0 | 0 | 0 | 0 | 0 | 0 | 0 | 0 | 0 | 0 | 0 | 0 | 0 | 0 | 0 |  |  | 0 | 0 | 0 | 0 | 0 | 0 | 0 | 0 | 0 | 0 | 0 | 0 | 0 | 0 | 0 | 0 | 0 | 0 | 0 | 0 | 0 | 0 | 0 | 0 | 153 | 0 | 15 | 0 | 480 | 1 | 0 | 0 | 0 | 0 | 0 | 0 | 829.27 | 838.02 | 3200.73 | Windhub Constraint | Antelope-Vincent Constraint | Windhub Constraint |  | 0 | 0 | 0 | 0 | 0 | 0 | 829.27 | 838.02 | 3200.73 | Windhub Constraint | Antelope-Vincent Constraint | Windhub Constraint |  | 1 | 1 | NO | 1 | 1 | 1 | NO | 1
PG&E GBA | Windmaster | 230 | 0 | 0 | 0 | 0 | 0 | 0 | 0 | 0 | 0 | 0 | 0 | 0 | 0 | 0 | 0 | 0 | 0 | 0 | 0 | 0 | 0 | 0 | 0 | 0 | 0 | 0 | 0 | 0 | 0 | 0 | 0 | 0 | 0 | 0 | 0 | 0 | 0 | 0 | 0 | 1 | 0 | 0 | 0 | 0 | 0 | 0 | 0 | 0 | 0 | 0 | 0 | 0 | 0 | 1 | 0 | 1 | 0 | 0 | 0 | 0 | 0 | 0 | 0 | 0 | 0 | 1 | 0 | 0 | 0 | 0 | 0 | 0 | 0 | 0 | 0 | 0 | 0 | 0 | 0 | 0 | 0 | 0 | 0 | 0 | 0 | 0 | 0 | 0 | 0 | 0 | 0 | 0 | 0 | 0 | 0 | 0 | 0 |  |  | 0 | 0 | 0 | 0 | 0 | 0 | 0 | 0 | 0 | 0 | 0 | 0 | 0 | 0 | 0 | 0 | 0 | 0 | 0 | 0 | 0 | 0 | 0 | 0 | 0 | 0 | 0 | 0 | 0 | 0 | 2 | 0 | 1 | 0 | 0 | 0 | -770.34 | -257.6012 | 2295.5509 | Collinsville-Tesla 500 kV Line | Collinsville-Tesla 500 kV Line | Collinsville-Tesla 500 kV Line |  | 0 | 0 | 0 | 0 | 0 | 0 | 3115.51 | 3433.6438 | 2295.5509 | Tesla-Tracy-Pump 230 kV line #2 | Tesla-Tracy-Pump 230 kV line #2 | Collinsville-Tesla 500 kV Line |  | 5 | 1 | YES | 2 | 1 | 1 | NO | 1
PG&E NGBA | Windsor | 60 | 0 | 0 | 0 | 0 | 0 | 0 | 0 | 0 | 0 | 0 | 0 | 0 | 0 | 0 | 0 | 0 | 0 | 0 | 0 | 0 | 0 | 0 | 0 | 0 | 0 | 0 | 0 | 0 | 0 | 0 | 0 | 0 | 0 | 0 | 0 | 0 | 0 | 0 | 0 | 1 | 0 | 0 | 0 | 0 | 0 | 0 | 0 | 0 | 0 | 0 | 0 | 0 | 1 | 0 | 0 | 0 | 0 | 0 | 0 | 0 | 0 | 0 | 0 | 0 | 0 | 0 | 1 | 0 | 0 | 0 | 0 | 0 | 0 | 0 | 0 | 0 | 0 | 0 | 0 | 0 | 0 | 0 | 0 | 0 | 0 | 0 | 0 | 0 | 0 | 0 | 0 | 0 | 0 | 0 | 0 | 0 | 0 |  |  | 0 | 0 | 0 | 0 | 0 | 0 | 0 | 0 | 0 | 0 | 0 | 0 | 0 | 0 | 0 | 0 | 0 | 0 | 0 | 0 | 0 | 0 | 0 | 0 | 0 | 0 | 0 | 0 | 0 | 0 | 2 | 0 | 2 | 0 | 0 | 0 | -770.34 | -257.6012 | 381.1526 | Collinsville-Tesla 500 kV Line | Collinsville-Tesla 500 kV Line | Birds Landing-Contra Costa 230kV Line |  | 1 | 0 | 1 | 0 | 0 | 0 | -278.39 | -7.9962 | 381.1526 | Birds Landing-Contra Costa 230kV Line | Birds Landing-Contra Costa 230kV Line | Birds Landing-Contra Costa 230kV Line |  | 5 | 5 | NO | 5 | 1 | 1 | NO | 1
PG&E NGBA | Woodland | 115 | 0 | 0 | 0 | 0 | 0 | 0 | 0 | 0 | 0 | 0 | 0 | 0 | 0 | 0 | 0 | 0 | 0 | 0 | 0 | 0 | 0 | 0 | 0 | 0 | 0 | 0 | 0 | 0 | 0 | 0 | 0 | 0 | 0 | 0 | 0 | 0 | 0 | 0 | 0 | 1 | 1 | 0 | 1 | 0 | 1 | 1 | 0 | 1 | 0 | 0 | 0 | 0 | 0 | 0 | 0 | 0 | 0 | 0 | 0 | 1 | 1 | 0 | 0 | 0 | 0 | 0 | 0 | 0 | 0 | 0 | 0 | 0 | 0 | 0 | 0 | 0 | 0 | 0 | 0 | 0 | 0 | 0 | 0 | 0 | 0 | 0 | 0 | 0 | 0 | 0 | 0 | 0 | 0 | 0 | 0 | 0 | 0 |  |  | 0 | 0 | 0 | 0 | 0 | 0 | 0 | 0 | 0 | 0 | 0 | 0 | 0 | 0 | 0 | 0 | 0 | 0 | 0 | 0 | 0 | 0 | 0 | 0 | 0 | 12 | 0 | 0 | 0 | 1 | 2 | 0 | 1 | 0 | 0 | 0 | -770.34 | -257.6012 | 32.84 | Collinsville-Tesla 500 kV Line | Collinsville-Tesla 500 kV Line | Woodland- Davis 115kV line |  | 1 | 0 | 0 | 0 | 0 | 0 | -140.65 | 50 | 32.84 | Bellota-Weber 230kV line | Rocklin-Pleaseant grove 115kV line | Woodland- Davis 115kV line |  | 5 | 5 | NO | 5 | 1 | 1 | NO | 1
PG&E FRESNO | Woodward | 115 | 0 | 0 | 0 | 0 | 0 | 0 | 0 | 0 | 0 | 0 | 0 | 0 | 0 | 0 | 0 | 0 | 0 | 0 | 0 | 0 | 0 | 0 | 0 | 0 | 0 | 0 | 0 | 0 | 0 | 0 | 0 | 0 | 0 | 0 | 0 | 0 | 0 | 0 | 0 | 0 | 0 | 0 | 0 | 0 | 0 | 0 | 0 | 0 | 0 | 0 | 0 | 0 | 0 | 0 | 0 | 0 | 0 | 0 | 0 | 0 | 0 | 0 | 0 | 0 | 0 | 0 | 0 | 0 | 0 | 0 | 0 | 0 | 0 | 0 | 0 | 0 | 0 | 0 | 0 | 1 | 0 | 1 | 1 | 1 | 0 | 1 | 0 | 1 | 0 | 0 | 0 | 0 | 1 | 0 | 0 | 0 | 0 |  |  | 0 | 0 | 0 | 0 | 0 | 0 | 0 | 0 | 0 | 0 | 0 | 0 | 0 | 0 | 0 | 0 | 0 | 0 | 0 | 0 | 0 | 0 | 0 | 0 | 0 | 0 | 0 | 0 | 0 | 0 | 1 | 0 | 2 | 0 | 1 | 0 | -222.55 | -2136.112 | -826.4482 | Chowchilla-Le grand 115kV Line | Gates 500/230kV TB #11 | Gates 500/230kV TB #11 |  | 0 | 0 | 0 | 0 | 0 | 0 | 485.45 | 373.45 | 126.1276 | Oro Loma-El Nido 115kV Line | Oro Loma-El Nido 115kV Line | Oro Loma-El Nido 115kV Line |  | 5 | 1 | YES | 2 | 5 | 1 | YES | 2
PG&E NGBA | Wyandotte | 115 | 0 | 0 | 0 | 0 | 0 | 0 | 0 | 0 | 0 | 0 | 0 | 0 | 0 | 0 | 0 | 0 | 0 | 0 | 0 | 0 | 0 | 0 | 0 | 0 | 0 | 0 | 0 | 0 | 0 | 0 | 0 | 0 | 0 | 0 | 0 | 0 | 0 | 0 | 0 | 1 | 0 | 0 | 0 | 0 | 1 | 1 | 1 | 1 | 0 | 0 | 0 | 0 | 0 | 0 | 0 | 0 | 0 | 0 | 0 | 1 | 1 | 0 | 0 | 0 | 0 | 0 | 0 | 0 | 0 | 0 | 0 | 0 | 0 | 0 | 0 | 0 | 0 | 0 | 0 | 0 | 0 | 0 | 0 | 0 | 0 | 0 | 0 | 0 | 0 | 0 | 0 | 0 | 0 | 0 | 0 | 0 | 0 |  |  | 0 | 0 | 0 | 0 | 0 | 0 | 0 | 0 | 0 | 0 | 0 | 0 | 0 | 0 | 0 | 0 | 0 | 0 | 0 | 0 | 0 | 0 | 0 | 0 | 0 | 0 | 0 | 0 | 0 | 0 | 2 | 0 | 1 | 0 | 0 | 0 | -770.34 | -257.6012 | 85.9836 | Collinsville-Tesla 500 kV Line | Collinsville-Tesla 500 kV Line | Rocklin-Pleaseant grove 115kV line |  | 1 | 0 | 0 | 0 | 0 | 0 | -140.65 | 50 | 85.9836 | Bellota-Weber 230kV line | Rocklin-Pleaseant grove 115kV line | Rocklin-Pleaseant grove 115kV line |  | 5 | 5 | NO | 5 | 1 | 1 | NO | 1
0 | 0 | 0
0 | 0 | 0
0 | 0 | 0
[112 empty] | 1309.7 | 5824.8 | 364.5 | 200 | 77 | 7322.7 | 2.55 | 1118.98 | 69.3 | 5621 | 0 | 0 | 0 | 160.454 | 24866.94 | 26156.8 | 14685.426 | 16530.35 | 5462
[128 empty] | 8860.626 | 16165.85

## Tx_Calculator_2036
|  | CAISO Study Area | SCE Northern Area | [7 empty] | SCE Metro Area |  | SCE North of Lugo Area |  |  |  |  | SCE Eastern Area | [6 empty] | East of Pisgah Area |  |  | SDG&E Study Area | [13 empty] | PG&E North of Greater Bay Area | [9 empty] | PG&E Greater Bay Area | [17 empty] | PG&E Kern Area | [9 empty] | PG&E Fresno Area
White Paper Constraint Info |  | White Paper Name | Antelope-Vincent Constraint | Vincent-Lugo Constraint | Pardee-Sylmar Constraint | Windhub Constraint | Moorpark-Pardee Constraint | North of Magunden Constraint | South of Magunden Constraint | Antelope-Neenach Constraint | Hinson - Del Amo Constraint | SCE Metro Area Default Constraint | Control to Inyokern area constraint | South of Kramer Area Constraint | Victor to Lugo Area Constraint | Lugo Transformer Area Constraint | Calcite to Lugo Area Constraint | Colorado River 500/230 kV Constraint | DCRT Constraint | Devers-Red Bluff Constraint | Eagle Mountain Constraint | Etiwanda-Rancho Vista Constraint | Red Bluff 500/230 kV Constraint | Serrano-Alberhill-Valley Constraint | GLW 230kV area constraint | Sloan Canyon - Eldorado 500 kV constraint | Lugo - Victorville area constraint | Capistrano-San Onofre 230 kV constraint | Chicarita 138 kV constraint | El Cajon 69 kV constraint | Internal San Diego Area constraint | Miguel 69 kV constraint | Encina - San Luis Rey 230 kV constraint | East of Miguel constraint | San Luis Rey-San Onofre 230 kV line constraint | Ocean Ranch 69 kV constraint | Otay Mesa 230 kV constraint | Silvergate - Bay Blvd 230 kV constraint | Silvergate-Old Town 230 kV constraint | Talega 230 kV constraint | Trabuco-Capistrano 138 kV constraint | Collinsville-Tesla 500 kV Line | Woodland- Davis 115kV line | Cortina-Eagle Rock 115 kV line | Bell-Placer 115kV Line | Carberry-Round Mountain 230kV Line | Rocklin-Pleaseant grove 115kV line | Bellota-Weber 230kV line | Rio Oso-Brighton 230kV line | Rio Oso-Lockeford 230kV line | Humboldt Offshore Wind constraint | Dumbarton-Newark 115 kV line | Eastshore-San Mateo 230 kV line | Lakeville-Ignacio 230 kV line | Sobrante-Moraga 230 kV line | Windmaster-Delta pumps 230 kV line | Contra Costa- Windmaster 230 kV line | Tesla-Tracy-Pump 230 kV line #2 | Contra Costa #1 115kV Line | Kasson Jct-Heinz 115 kV line | Newark-Newark Distribution 115 kV line | Tesla-Bellota 230 kV line | Eight Mile-Tesla 230 kV line | Grant - Eastshore #2 line 115 kV | Salado-Crow Creek Sw Sta 60 kV line | Tesla-Salado 115 kV line | Morganhill-Metcalf 115kV Line | Tesla-Tracy Pump 230 kV Line #1 | Birds Landing-Contra Costa 230kV Line | Cal Flat-Gates 230 kV line | Gates-Arco 230 kV Line | Smyrna-Atwell Jct 115kV Line | Kern 230/115kV TB #4 | Maricopa-Copus 70 kV line | Midway-Taft 115 kV line | Kern-Tevis-Stockdale-Lamont 115kV line | Midway 230/115kV TB #3 | Semitropic-Midway 115kV Line | Midway-Buena Vista Jct 230kV Line | Manning 500kV | Gates 500/230kV TB #12 | Gates 500/230kV TB #11 | Gates 230/70kV TB #5 | Tranquility-Helm 230kV Line | Dairyland-Chowchilla 115kV Line | Chowchilla-Le grand 115kV Line | NEW- Melones-Cottle 230kV line | Los Banos 500/230kV TB | Schindler 115/70kV TB #1 | Panoche- Mendota 115 kV line | Panoche-Oro Loma 115kV Line | Borden-Storey #1 230kV line | Merced 115/70kV TB#2 | Helm 230/70kV TB #1 | Oro Loma-El Nido 115kV Line | Diablo-Gates 500 kV line | Mustang-Henrietta 230 kV line | Gates-Panoche 230 kV #1 and #2 Lines | NEW-Metcalf-Mosslanding 500kV
|  | CAISO Study Area | SCE Northern Area | SCE Northern Area | SCE Northern Area | SCE Northern Area | SCE Northern Area | SCE Northern Area | SCE Northern Area | SCE Northern Area | SCE Metro Area | SCE Metro Area | SCE North of Lugo Area | SCE North of Lugo Area | SCE North of Lugo Area | SCE North of Lugo Area | SCE North of Lugo Area | SCE Eastern Area | SCE Eastern Area | SCE Eastern Area | SCE Eastern Area | SCE Eastern Area | SCE Eastern Area | SCE Eastern Area | East of Pisgah Area | East of Pisgah Area | East of Pisgah Area | SDG&E Study Area | SDG&E Study Area | SDG&E Study Area | SDG&E Study Area | SDG&E Study Area | SDG&E Study Area | SDG&E Study Area | SDG&E Study Area | SDG&E Study Area | SDG&E Study Area | SDG&E Study Area | SDG&E Study Area | SDG&E Study Area | SDG&E Study Area | PG&E North of Greater Bay Area | PG&E North of Greater Bay Area | PG&E North of Greater Bay Area | PG&E North of Greater Bay Area | PG&E North of Greater Bay Area | PG&E North of Greater Bay Area | PG&E North of Greater Bay Area | PG&E North of Greater Bay Area | PG&E North of Greater Bay Area | PG&E North of Greater Bay Area | PG&E Greater Bay Area | PG&E Greater Bay Area | PG&E Greater Bay Area | PG&E Greater Bay Area | PG&E Greater Bay Area | PG&E Greater Bay Area | PG&E Greater Bay Area | PG&E Greater Bay Area | PG&E Greater Bay Area | PG&E Greater Bay Area | PG&E Greater Bay Area | PG&E Greater Bay Area | PG&E Greater Bay Area | PG&E Greater Bay Area | PG&E Greater Bay Area | PG&E Greater Bay Area | PG&E Greater Bay Area | PG&E Greater Bay Area | PG&E Kern Area | PG&E Kern Area | PG&E Kern Area | PG&E Kern Area | PG&E Kern Area | PG&E Kern Area | PG&E Kern Area | PG&E Kern Area | PG&E Kern Area | PG&E Kern Area | PG&E Fresno Area | PG&E Fresno Area | PG&E Fresno Area | PG&E Fresno Area | PG&E Fresno Area | PG&E Fresno Area | PG&E Fresno Area | PG&E Fresno Area | PG&E Fresno Area | PG&E Fresno Area | PG&E Fresno Area | PG&E Fresno Area | PG&E Fresno Area | PG&E Fresno Area | PG&E Fresno Area | PG&E Fresno Area | PG&E Fresno Area | PG&E Fresno Area | PG&E Fresno Area | PG&E Fresno Area
|  | PTO area | SCE | SCE | SCE | SCE | SCE | SCE | SCE | SCE | SCE | SCE | SCE | SCE | SCE | SCE | SCE | SCE | SCE | SCE | SCE | SCE | SCE | SCE | VEA | VEA | SCE | SDGE | SDGE | SDGE | SDGE | SDGE | SDGE | SDGE | SDGE | SDGE | SDGE | SDGE | SDGE | SDGE | SDGE | PGE | PGE | PGE | PGE | PGE | PGE | PGE | PGE | PGE | PGE | PGE | PGE | PGE | PGE | PGE | PGE | PGE | PGE | PGE | PGE | PGE | PGE | PGE | PGE | PGE | PGE | PGE | PGE | PGE | PGE | PGE | PGE | PGE | PGE | PGE | PGE | PGE | PGE | PGE | PGE | PGE | PGE | PGE | PGE | PGE | PGE | PGE | PGE | PGE | PGE | PGE | PGE | PGE | PGE | PGE | PGE | PGE | PGE
|  | Wind/Solar Designation Area | Solar | Solar | Solar | Solar | Solar | Solar | Solar | Solar | Solar | Solar | Solar | Solar | Solar | Solar | Solar | Solar | Solar | Solar | Solar | Solar | Solar | Solar | Solar | Solar | Solar | Solar | Solar | Solar | Solar | Solar | Solar | Solar | Solar | Solar | Solar | Solar | Solar | Solar | Solar | Wind | Wind | Wind | Wind | Wind | Wind | Wind | Wind | Wind | Wind | Wind | Wind | Wind | Wind | Wind | Wind | Wind | Wind | Wind | Wind | Wind | Wind | Wind | Wind | Wind | Wind | Wind | Wind | Solar | Solar | Solar | Solar | Solar | Solar | Solar | Solar | Solar | Solar | Solar | Solar | Solar | Solar | Solar | Solar | Solar | Solar | Solar | Solar | Solar | Solar | Solar | Solar | Solar | Solar | Solar | Solar | Solar | Solar
White Paper Constraint Initial Capacity |  | FCDS | 6149.12 | 6733.24 | 3530 | 2400 | 954 | 876 | 977 | 0 | 2700 | 13500 | 0 | 256 | 1034 | 1328 | 297 | 1160 | 2300 | 6133 | 0 | 4824 | 1450 | 6651 | 3372 | 4032 | 10105 | 1324 | 224 | 406 | 602 | 231 | 1832.4 | 1035 | 1677.4 | 204 | 1175 | 2169.2 | 682.4 | 1028 | 501 | 3379 | 90.45 | 971 | 347 | 15 | 50 | 1661 | 423 | 1042 | 0 | 1290 | 2146 | 2257 | 3140 | 546 | 1233 | 4574 | 32 | 298 | 8054 | 3154 | 926 | 962.9 | 102.97 | 178.92 | 382 | 9287 | 656 | 927 | 1562 | 231 | 1912 | 94.45 | 17.78 | 184.8 | 1592 | 240 | 471 | 2280 | 5406 | 5336.9 | 300.67 | 2921 | 1110.5 | 0 | 687 | 6411 | 0 | 1985 | 1782 | 412 | 122 | 38 | 528 | 5161 | 5581 | 4562 | 1666
|  | FCDS Limit Type | Actual | Actual | Actual | Actual | Actual | Actual | Actual | Actual | Actual | Default | Actual | Default | Default | Default | Actual | Actual | Actual | Default | Actual | Actual | Actual | Default | Actual | Actual | Actual | Actual | Actual | Actual | Actual | Actual | Actual | Actual | Actual | Actual | Actual | Actual | Actual | Actual | Actual | Actual | Actual | Actual | Actual | Actual | Actual | Actual | Actual | Actual | Actual | Actual | Actual | Actual | Actual | Actual | Actual | Actual | Actual | Actual | Actual | Actual | Actual | Actual | Actual | Actual | Actual | Actual | Actual | Actual | Actual | Actual | Actual | Actual | Actual | Actual | Actual | Actual | Actual | Default | Actual | Actual | Actual | Actual | Actual | Actual | Actual | Actual | Actual | Actual | Actual | Actual | Actual | Actual | Actual | Actual | Actual | Actual | Default
|  | EODS | 8920.36 | 8496.34 | 6426 | 2614.3 | 2641 | 1527 | 2138 | 0 | 2700 | 13500 | 120 | 1190 | 1878 | 2427 | 552 | 2202 | 2300 | 7328 | 392 | 7313 | 1603 | 10182 | 3642 | 4302 | 12605 | 1324 | 224 | 406 | 602 | 231 | 5579 | 1377 | 5624 | 204 | 1175 | 2169.2 | 2369 | 1028 | 501 | 7706 | 81 | 1422 | 379 | 15 | 96 | 2539 | 463 | 975 | 0 | 3728 | 4811 | 768 | 5136 | 3673 | 3667 | 10136 | 77 | 495 | 7290 | 4254 | 3909 | 1220 | 102.97 | 180 | 273 | 9538 | 1176 | 1005 | 1226 | 144 | 1928 | 58 | 270 | 109 | 1377 | 255 | 471 | 2280 | 3581 | 5027 | 272 | 2777 | 1066 | 158 | 945 | 7216 | 50 | 1216 | 1903 | 780 | 156 | 128 | 308 | 5581 | 5617 | 4589 | 6083
|  | EODS Limit Type | Default | Default | Default | Default | Default | Default | Actual | Actual | Default | Default | Default | Default | Default | Default | Default | Actual | Default | Default | Default | Default | Actual | Default | Actual | Actual | Default | Default | Default | Default | Actual | Default | Actual | Actual | Actual | Default | Default | Actual | Default | Default | Default | Default | Default | Default | Default | Default | Default | Default | Default | Default | Actual | Default | Default | Default | Default | Default | Default | Default | Default | Default | Default | Default | Default | Default | Default | Default | Default | Default | Default | Actual | Actual | Actual | Default | Actual | Default | Actual | Actual | Actual | Default | Default | Actual | Actual | Actual | Actual | Actual | Actual | Actual | Actual | Actual | Actual | Default | Actual | Actual | Actual | Actual | Actual | Default | Default | Actual
White Paper Transmission Upgrade Info |  | FCDS AMOUNT | 1500 | 2000 | 1800 | 2500 | 900 | 500 | 2000 | 2000 | 800 | N/A | 186 | 200 | N/A | N/A | 1046 | 1370 | 3000 | 532 | 600 | 3350 | 1200 | 1522 | N/A | N/A | 6800 | 920 | 700 | 547 | 9999 | 431 | 2047.6 | 9999 | 2208.6 | 692 | 2189 | 548 | 1686.8 | 2201 | 556 | 8645 | 109 | 50 | 480 | 26 | 707 | 460 | 574 | 485 | 2300 | N/A | N/A | N/A | N/A | 6034 | 5601 | 3521 | 131 | 1255 | 831 | 300 | 163 | 290 | 74 | 70 | 712 | 4344 | 1766 | 1418 | 16891 | 687 | 179 | 206 | 9 | 367 | 784 | 637 | 234 | N/A | 14825 | 10038 | 47 | 2274 | 1211 | 1211 | N/A | N/A | 3160 | 2019 | 588 | 1247 | 358 | 60 | 3192 | 4125 | 2479 | 8379 | N/A
|  | Est. Cost (millions): | 13.2 | 85.9 | 660 | 612 | 600 | 1253 | 4358 | 100 | 28 | - | 329 | N/A | N/A | N/A | 239 | 67 | 463 | N/A | 1182 | 89 | 69 | N/A | N/A | N/A | 2165 | 58.1 | 100 | 14.7 | N/A | 671.05 | N/A | N/A | N/A | 28.3 | 79.91 | N/A | N/A | 210.6 | 103.37 | 2851.85 | 9.33 | 50 | 185 | 180 | 125 | 400 | 0 | 0 | N/A | N/A | 0 | 0 | 0 | 417.33 | 0 | 0 | 185 | 1700 | 0 | 0 | 0 | 125 | 400 | 0 | 380 | 25 | 700 | 1008.03 | 940 | 220 | 30 | 620 | 0 | 120 | 150 | 760 | 100 | N/A | 35 | 0 | 110 | 1500 | 250 | 550 | N/A | N/A | 370 | 0 | 0 | 50 | 125 | 135 | 330 | 830 | 0 | 214 | 200
|  | Est. In Service Date: | 2028 | 2030 | 2035 | 2035 | 2035 | 2035 | 2035 | 2028 | 2028 | 0 | 2035 | 2033 | 0 | 0 | 2035 | 2030 | 2032 | 2034 | 2036 | 2029 | 2030 | 2034 | 0 | 0 | 2036 | 2031 | 2030 | 2030 | 2032 | 2030 | 2034 | 2034 | 2034 | 2030 | 2031 | 2034 | 2034 | 2031 | 2030 | 2038 | 2031 | 2031 | 2036 | 2033 | 2033 | 2036 | 2036 | 2036 | 2034 | 2028 | 2028 | 2028 | 2028 | 2033 | 2033 | 2033 | 2036 | 2044 | 2044 | 2044 | 2044 | 2033 | 2038 | 2038 | 2038 | 2031 | 2038 | 2034 | 2038 | 2034 | 2031 | 2037 | 2037 | 2033 | 2034 | 2038 | 2032 | 0 | 2030 | 2030 | 2034 | 2041 | 2036 | 2041 | 2028 | 2028 | 2036 | 2036 | 2033 | 2033 | 2038 | 2033 | 2036 | 2034 | 2034 | 2033 | 0
|  | EODS AMOUNT | N/A | N/A | N/A | N/A | N/A | N/A | 2000 | 15 | N/A | N/A | N/A | N/A | N/A | N/A | N/A | 1299 | N/A | 532 | N/A | N/A | 1200 | 1522 | N/A | N/A | 6800 | N/A | N/A | N/A | 9999 | N/A | 2048 | 9999 | 2209 | N/A | N/A | 2724.8 | N/A | N/A | N/A | N/A | N/A | N/A | N/A | 25 | N/A | N/A | N/A | N/A | 2300 | N/A | N/A | N/A | N/A | N/A | N/A | N/A | N/A | N/A | N/A | N/A | N/A | N/A | N/A | N/A | N/A | N/A | N/A | 230 | 962 | 632 | N/A | 67.7 | N/A | 106.58 | 1477 | 475 | N/A | N/A | 6843 | 6343 | 390 | 607 | 122 | 546 | N/A | N/A | 87 | 302 | N/A | 2047 | 291 | 226 | 65 | 4125 | 2479 | N/A | N/A
|  | Est. Cost (millions): | N/A | N/A | N/A | N/A | N/A | N/A | 66 | 45 | N/A | N/A | N/A | N/A | N/A | N/A | N/A | 67 | N/A | N/A | N/A | N/A | 69 | N/A | N/A | N/A | 2165 | N/A | N/A | N/A | N/A | N/A | N/A | N/A | N/A | N/A | N/A | N/A | N/A | N/A | N/A | N/A | N/A | N/A | N/A | 180 | N/A | N/A | N/A | N/A | N/A | N/A | N/A | N/A | N/A | N/A | N/A | N/A | N/A | N/A | N/A | N/A | N/A | N/A | N/A | N/A | N/A | N/A | N/A | 1008.03 | 940 | 220 | N/A | 620 | 0 | 120 | 150 | 760 | 100 | N/A | 35 | 0 | 110 | 1500 | 250 | 550 | N/A | N/A | 370 | 0 | N/A | N/A | 125 | 135 | 330 | 830 | 0 | N/A | N/A
|  | Est. In Service Date: | 0 | 0 | 0 | 0 | 0 | 0 | 2035 | 2029 | 0 | 0 | 0 | 2033 | 0 | 0 | 0 | 2029 | 0 | 2034 | 0 | 0 | 0 | 2034 | 0 | 0 | 2036 | 0 | 0 | 0 | 2032 | 0 | 2034 | 2034 | 2034 | 0 | 0 | 2034 | 0 | 0 | 0 | 0 | 0 | 0 | 0 | 2033 | 0 | 0 | 0 | 0 | 2034 | 0 | 0 | 0 | 0 | 0 | 0 | 0 | 0 | 0 | 0 | 0 | 0 | 0 | 0 | 0 | 0 | 0 | 0 | 2034 | 2038 | 2034 | 0 | 2037 | 2037 | 2033 | 2034 | 2038 | 2032 | 0 | 2030 | 2030 | 2034 | 2041 | 2036 | 2041 | 2028 | 2028 | 2036 | 2036 | 0 | 2033 | 2038 | 2033 | 2036 | 2034 | 2034 | 0 | 0
|  | Upgrades are same | None | None | None | None | None | None | No | No | None | None | None | Yes | None | None | None | Yes | None | Yes | None | None | Yes | Yes | Yes | Yes | Yes | None | None | None | Yes | None | Yes | Yes | YES | None | None | Yes | None | None | None | None | None | None | None | Yes | None | None | None | None | Yes | None | None | None | None | None | None | None | None | None | None | None | None | None | None | None | None | None | None | Yes | Yes | Yes | None | Yes | Yes | Yes | Yes | Yes | Yes | None | Yes | Yes | Yes | Yes | Yes | Yes | Yes | Yes | Yes | Yes | None | Yes | Yes | Yes | Yes | Yes | Yes | None | No
|  | Upgrade approved | No | No | No | No | No | No | No | No | No | No | No | Yes | Yes | Yes | No | No | No | Yes | No | No | No | Yes | Yes | Yes | No | No | No | No | Yes | No | Yes | Yes | Yes | No | No | Yes | Yes | No | No | No | No | No | No | No | No | No | No | No | Yes | Yes | Yes | Yes | Yes | No | No | No | No | No | No | No | No | No | No | No | No | No | No | No | No | No | No | No | No | No | No | No | No | No | No | No | No | No | No | No | Yes | Yes | No | No | No | No | No | No | No | No | No | No | No
Tx Calculations for Mapped Portfolio Resources
FCDS | Mapped MWs
|  | Geothermal | 0 | 0 | 0 | 0 | 0 | 0 | 0 | 0 | 0 | 523 | 177 | 293 | 293 | 293 | 0 | 0 | 0 | 6 | 30 | 30 | 0 | 30 | 436 | 908 | 1649 | 0 | 0 | 0 | 1000 | 0 | 1000 | 1000 | 1000 | 0 | 0 | 1000 | 1000 | 0 | 0 | 3199.7 | 40 | 180.2 | 40 | 0 | 0 | 170 | 60 | 60 | 0 | 0 | 0 | 50 | 421.2 | 68 | 180.2 | 588.2 | 0 | 100 | 18 | 496 | 60 | 0 | 0 | 0 | 214 | 168 | 421.2 | 0 | 0 | 0 | 0 | 0 | 0 | 0 | 0 | 0 | 0 | 0 | 30 | 60 | 0 | 10 | 10 | 0 | 10 | 220 | 0 | 10 | 10 | 10 | 0 | 0 | 10 | 0 | 0 | 0 | 214
|  | Biomass | 0 | 0 | 0 | 0 | 0 | 0 | 0 | 0 | 0 | 0 | 0 | 0 | 0 | 0 | 0 | 0 | 0 | 0 | 0 | 0 | 0 | 0 | 0 | 0 | 0 | 0 | 0 | 0 | 0 | 0 | 0 | 0 | 0 | 0 | 0 | 0 | 0 | 0 | 0 | 0 | 0 | 0 | 0 | 0 | 0 | 0.55 | 0 | 0 | 0 | 0 | 0 | 0 | 0 | 0 | 0 | 0 | 0 | 0 | 0 | 2 | 0 | 0 | 0 | 0 | 0 | 0 | 0 | 0 | 0 | 0 | 0 | 0 | 0 | 0 | 0 | 0 | 0 | 0 | 0.55 | 2 | 0 | 2.55 | 2.55 | 2.55 | 0.55 | 2.55 | 0 | 2.55 | 0.55 | 0.55 | 0 | 0 | 2.55 | 0 | 0 | 0 | 0
|  | Wind | 0 | 0 | 0 | 0 | 0 | 0 | 0 | 0 | 0 | 0 | 0 | 0 | 0 | 0 | 0 | 0 | 0 | 0 | 0 | 57 | 0 | 57 | 150 | 150 | 250 | 0 | 0 | 0 | 0 | 0 | 180 | 0 | 180 | 0 | 0 | 180 | 180 | 0 | 0 | 631.98 | 0 | 0 | 0 | 0 | 0 | 0 | 0 | 0 | 0 | 0 | 0 | 0 | 0 | 229.98 | 229.98 | 229.98 | 0 | 0 | 229.98 | 229.98 | 0 | 0 | 0 | 0 | 0 | 229.98 | 229.98 | 0 | 0 | 0 | 0 | 0 | 0 | 0 | 0 | 0 | 0 | 0 | 0 | 0 | 0 | 0 | 0 | 0 | 0 | 0 | 0 | 0 | 0 | 0 | 0 | 0 | 0 | 0 | 0 | 0 | 0
|  | OOS Wind | 0 | 0 | 0 | 0 | 0 | 0 | 0 | 0 | 0 | 0 | 0 | 0 | 0 | 0 | 0 | 0 | 0 | 4121 | 0 | 0 | 0 | 4121 | 0 | 0 | 5621 | 0 | 0 | 0 | 0 | 0 | 0 | 0 | 0 | 0 | 0 | 0 | 0 | 0 | 0 | 0 | 0 | 0 | 0 | 0 | 0 | 0 | 0 | 0 | 0 | 0 | 0 | 0 | 0 | 0 | 0 | 0 | 0 | 0 | 0 | 0 | 0 | 0 | 0 | 0 | 0 | 0 | 0 | 0 | 0 | 0 | 0 | 0 | 0 | 0 | 0 | 0 | 0 | 0 | 0 | 0 | 0 | 0 | 0 | 0 | 0 | 0 | 0 | 0 | 0 | 0 | 0 | 0 | 0 | 0 | 0 | 0 | 0
|  | Offshore Wind | 0 | 0 | 0 | 0 | 0 | 0 | 0 | 0 | 0 | 0 | 0 | 0 | 0 | 0 | 0 | 0 | 0 | 0 | 0 | 0 | 0 | 0 | 0 | 0 | 0 | 0 | 0 | 0 | 0 | 0 | 0 | 0 | 0 | 0 | 0 | 0 | 0 | 0 | 0 | 0 | 0 | 0 | 0 | 0 | 0 | 0 | 0 | 0 | 0 | 0 | 0 | 0 | 0 | 0 | 0 | 0 | 0 | 0 | 0 | 0 | 0 | 0 | 0 | 0 | 0 | 0 | 0 | 0 | 0 | 0 | 0 | 0 | 0 | 0 | 0 | 0 | 0 | 0 | 0 | 0 | 0 | 0 | 0 | 0 | 0 | 0 | 0 | 0 | 0 | 0 | 0 | 0 | 0 | 0 | 0 | 0 | 0
|  | Solar | 3967 | 3042 | 1700 | 221 | 200 | 700 | 800 | 0 | 1.32 | 23.24 | 0 | 70 | 220 | 550 | 165 | 400 | 0 | 4612 | 300 | 2010 | 0 | 2760 | 125 | 125 | 5155.5 | 0 | 0 | 0 | 500 | 0 | 1500 | 5730.5 | 2043.5 | 0 | 0 | 500 | 1000 | 0 | 0 | 0 | 0 | 0 | 0 | 0 | 0 | 640 | 0 | 0 | 0 | 0 | 0 | 0 | 0 | 0 | 0 | 206 | 0 | 106 | 0 | 306 | 0 | 0 | 6 | 106 | 0 | 106 | 0 | 209 | 203 | 40 | 643 | 0 | 0 | 100 | 143 | 40 | 700 | 0 | 7620.2 | 8217.2 | 0 | 800 | 0 | 0 | 0 | 1490 | 0 | 300 | 0 | 434 | 0 | 0 | 200 | 600 | 8902.2 | 166 | 100
|  | Battery_4hr | 2462 | 2246 | 1190 | 1062 | 480 | 535 | 615 | 0 | 525 | 2124.6 | 0 | 428.5 | 503.5 | 503.5 | 0 | 30 | 1371.516 | 2012.516 | 460 | 2496 | 416 | 3727.516 | 510 | 989 | 3408.016 | 137.36 | 10 | 76.86 | 907.75 | 71.45 | 1090.46 | 1230.5 | 1726.96 | 30 | 0 | 693.6 | 899.6 | 137.36 | 0 | 633.65 | 0 | 38 | 0 | 0 | 0 | 995.1 | 0 | 0 | 0 | 0 | 0 | 50 | 276 | 613.9 | 398.2 | 722.9 | 0 | 234.3 | 163 | 467.3 | 20 | 0 | 20 | 119 | 0 | 726 | 398.2 | 20 | 0 | 20 | 20 | 0 | 0 | 0 | 20 | 20 | 157.6 | 0 | 1656.9 | 1583.1 | 0 | 930.8 | 0 | 80 | 0 | 1170.8 | 0 | 0 | 0 | 740.8 | 0 | 35 | 0 | 0 | 911.9 | 190 | 0
|  | Battery_8hr | 833 | 683 | 0 | 0 | 0 | 0 | 0 | 0 | 278 | 6999 | 0 | 6 | 6 | 6 | 0 | 0 | 902 | 1717 | 0 | 460 | 0 | 1362 | 476.5 | 476.5 | 2558.5 | 100 | 0 | 0 | 0 | 0 | 94.35 | 1274.35 | 509.35 | 50 | 0 | 0 | 0 | 100 | 0 | 0 | 0 | 0 | 0 | 0 | 0 | 0 | 0 | 0 | 0 | 0 | 0 | 0 | 0 | 0 | 0 | 1.5 | 0 | 0 | 0 | 1.5 | 0 | 0 | 0 | 0 | 13 | 0 | 0 | 3 | 337 | 0 | 3 | 0 | 0 | 0 | 3 | 0 | 0 | 800 | 1097.5 | 670.5 | 0 | 369 | 0 | 0 | 0 | 3814.5 | 0 | 0 | 0 | 0 | 0 | 0 | 0 | 0 | 284 | 35 | 478.5
|  | LDES | 980 | 980 | 250 | 480 | 0 | 0 | 0 | 0 | 0 | 0 | 0 | 0 | 0 | 362 | 0 | 0 | 0 | 800 | 0 | 1300 | 0 | 1300 | 500 | 1000 | 1500 | 500 | 0 | 0 | 500 | 0 | 500 | 0 | 500 | 0 | 0 | 0 | 0 | 0 | 0 | 0 | 0 | 0 | 0 | 0 | 0 | 540 | 0 | 0 | 0 | 0 | 0 | 0 | 0 | 0 | 0 | 0 | 0 | 0 | 0 | 400 | 400 | 0 | 0 | 0 | 0 | 0 | 0 | 750 | 0 | 0 | 0 | 0 | 0 | 0 | 0 | 0 | 0 | 0 | 900 | 900 | 0 | 140 | 140 | 140 | 0 | 140 | 0 | 140 | 140 | 140 | 0 | 0 | 0 | 0 | 760 | 750 | 0
EODS | Mapped MWs
|  | Wind | 0 | 0 | 0 | 0 | 0 | 0 | 0 | 0 | 0 | 0 | 0 | 0 | 0 | 0 | 0 | 0 | 0 | 0 | 0 | 0 | 0 | 0 | 0 | 0 | 0 | 0 | 0 | 0 | 0 | 0 | 0 | 0 | 0 | 0 | 0 | 0 | 0 | 0 | 0 | 0 | 0 | 0 | 0 | 0 | 0 | 0 | 0 | 0 | 0 | 0 | 0 | 0 | 0 | 0 | 0 | 0 | 0 | 0 | 0 | 0 | 0 | 0 | 0 | 0 | 0 | 0 | 0 | 0 | 0 | 0 | 0 | 0 | 0 | 0 | 0 | 0 | 0 | 0 | 69.3 | 69.3 | 0 | 0 | 0 | 0 | 0 | 69.3 | 0 | 0 | 0 | 0 | 0 | 0 | 0 | 0 | 0 | 0 | 0
|  | OOS Wind | 0 | 0 | 0 | 0 | 0 | 0 | 0 | 0 | 0 | 0 | 0 | 0 | 0 | 0 | 0 | 0 | 0 | 0 | 0 | 0 | 0 | 0 | 0 | 0 | 0 | 0 | 0 | 0 | 0 | 0 | 0 | 0 | 0 | 0 | 0 | 0 | 0 | 0 | 0 | 0 | 0 | 0 | 0 | 0 | 0 | 0 | 0 | 0 | 0 | 0 | 0 | 0 | 0 | 0 | 0 | 0 | 0 | 0 | 0 | 0 | 0 | 0 | 0 | 0 | 0 | 0 | 0 | 0 | 0 | 0 | 0 | 0 | 0 | 0 | 0 | 0 | 0 | 0 | 0 | 0 | 0 | 0 | 0 | 0 | 0 | 0 | 0 | 0 | 0 | 0 | 0 | 0 | 0 | 0 | 0 | 0 | 0
|  | Offshore Wind | 0 | 0 | 0 | 0 | 0 | 0 | 0 | 0 | 0 | 0 | 0 | 0 | 0 | 0 | 0 | 0 | 0 | 0 | 0 | 0 | 0 | 0 | 0 | 0 | 0 | 0 | 0 | 0 | 0 | 0 | 0 | 0 | 0 | 0 | 0 | 0 | 0 | 0 | 0 | 0 | 0 | 0 | 0 | 0 | 0 | 0 | 0 | 0 | 0 | 0 | 0 | 0 | 0 | 0 | 0 | 0 | 0 | 0 | 0 | 0 | 0 | 0 | 0 | 0 | 0 | 0 | 0 | 0 | 0 | 0 | 0 | 0 | 0 | 0 | 0 | 0 | 0 | 0 | 0 | 0 | 0 | 0 | 0 | 0 | 0 | 0 | 0 | 0 | 0 | 0 | 0 | 0 | 0 | 0 | 0 | 0 | 0
|  | Distributed Solar | 31.5 | 0 | 18 | 0 | 0 | 18 | 18 | 0 | 7.38 | 11.33 | 0 | 3 | 17 | 17 | 0 | 0 | 0 | 0 | 0 | 0 | 0 | 0 | 0 | 0 | 0 | 0 | 0 | 0.84 | 0 | 0.84 | 0.84 | 0 | 0.84 | 0 | 0 | 0 | 0.84 | 0 | 0 | 25.629 | 0 | 4 | 0 | 0 | 2.73 | 38.265 | 0 | 2.73 | 0 | 0 | 0 | 0 | 9 | 2 | 6 | 11.575 | 0 | 5.575 | 2 | 15.305 | 2.73 | 0 | 0 | 2.6 | 0 | 7.575 | 9 | 19.93 | 9.28 | 3 | 5.4 | 2.4 | 2.4 | 0 | 7.65 | 12.28 | 0 | 0 | 52.3 | 60.18 | 4.4 | 32.96 | 26.96 | 19.56 | 10.56 | 46.86 | 0 | 31.96 | 10.56 | 23.56 | 7.56 | 0 | 17.56 | 0 | 18.44 | 3 | 0
|  | Solar | 2708 | 2208 | 155 | 1020 | 0 | 1100 | 155 | 0 | 0 | 0 | 0 | 235.8 | 235.8 | 235.8 | 0 | 500 | 4380 | 8293 | 292 | 1195 | 663 | 6425 | 1510 | 1811.2 | 13289.2 | 0 | 0 | 0 | 207 | 0 | 397 | 7260 | 5550 | 0 | 0 | 297 | 397 | 0 | 0 | 3571.8 | 12 | 0 | 12 | 0 | 12 | 2661 | 0 | 1112 | 457.3 | 200 | 0 | 0 | 700 | 1002.5 | 1302.5 | 1216.5 | 0 | 14 | 689.5 | 2315.5 | 1312 | 200 | 14 | 114 | 0 | 703.5 | 913 | 1177.5 | 250 | 0 | 371.2 | 0 | 0 | 31.2 | 390 | 0 | 89 | 278.6 | 3209.4 | 3009.4 | 0 | 1512.5 | 0 | 0 | 0 | 2387.5 | 0 | 0 | 0 | 1035 | 0 | 35 | 0 | 1110 | 3369.4 | 1077.5 | 0
| HSN Output | HSN
|  | Geothermal | 0 | 0 | 0 | 0 | 0 | 0 | 0 | 0 | 0 | 523 | 177 | 293 | 293 | 293 | 0 | 0 | 0 | 6 | 30 | 30 | 0 | 30 | 436 | 908 | 1649 | 0 | 0 | 0 | 1000 | 0 | 1000 | 1000 | 1000 | 0 | 0 | 1000 | 1000 | 0 | 0 | 3199.7 | 40 | 180.2 | 40 | 0 | 0 | 170 | 60 | 60 | 0 | 0 | 0 | 50 | 421.2 | 68 | 180.2 | 588.2 | 0 | 100 | 18 | 496 | 60 | 0 | 0 | 0 | 214 | 168 | 421.2 | 0 | 0 | 0 | 0 | 0 | 0 | 0 | 0 | 0 | 0 | 0 | 30 | 60 | 0 | 10 | 10 | 0 | 10 | 220 | 0 | 10 | 10 | 10 | 0 | 0 | 10 | 0 | 0 | 0 | 214
|  | Biomass | 0 | 0 | 0 | 0 | 0 | 0 | 0 | 0 | 0 | 0 | 0 | 0 | 0 | 0 | 0 | 0 | 0 | 0 | 0 | 0 | 0 | 0 | 0 | 0 | 0 | 0 | 0 | 0 | 0 | 0 | 0 | 0 | 0 | 0 | 0 | 0 | 0 | 0 | 0 | 0 | 0 | 0 | 0 | 0 | 0 | 0.55 | 0 | 0 | 0 | 0 | 0 | 0 | 0 | 0 | 0 | 0 | 0 | 0 | 0 | 2 | 0 | 0 | 0 | 0 | 0 | 0 | 0 | 0 | 0 | 0 | 0 | 0 | 0 | 0 | 0 | 0 | 0 | 0 | 0.55 | 2 | 0 | 2.55 | 2.55 | 2.55 | 0.55 | 2.55 | 0 | 2.55 | 0.55 | 0.55 | 0 | 0 | 2.55 | 0 | 0 | 0 | 0
|  | Wind | 0 | 0 | 0 | 0 | 0 | 0 | 0 | 0 | 0 | 0 | 0 | 0 | 0 | 0 | 0 | 0 | 0 | 0 | 0 | 27.36 | 0 | 27.36 | 72 | 72 | 120 | 0 | 0 | 0 | 0 | 0 | 63 | 0 | 63 | 0 | 0 | 63 | 63 | 0 | 0 | 315.99 | 0 | 0 | 0 | 0 | 0 | 0 | 0 | 0 | 0 | 0 | 0 | 0 | 0 | 114.99 | 114.99 | 114.99 | 0 | 0 | 114.99 | 114.99 | 0 | 0 | 0 | 0 | 0 | 114.99 | 114.99 | 0 | 0 | 0 | 0 | 0 | 0 | 0 | 0 | 0 | 0 | 0 | 0 | 0 | 0 | 0 | 0 | 0 | 0 | 0 | 0 | 0 | 0 | 0 | 0 | 0 | 0 | 0 | 0 | 0 | 0
|  | OOS Wind | 0 | 0 | 0 | 0 | 0 | 0 | 0 | 0 | 0 | 0 | 0 | 0 | 0 | 0 | 0 | 0 | 0 | 2761.07 | 0 | 0 | 0 | 2761.07 | 0 | 0 | 3766.07 | 0 | 0 | 0 | 0 | 0 | 0 | 0 | 0 | 0 | 0 | 0 | 0 | 0 | 0 | 0 | 0 | 0 | 0 | 0 | 0 | 0 | 0 | 0 | 0 | 0 | 0 | 0 | 0 | 0 | 0 | 0 | 0 | 0 | 0 | 0 | 0 | 0 | 0 | 0 | 0 | 0 | 0 | 0 | 0 | 0 | 0 | 0 | 0 | 0 | 0 | 0 | 0 | 0 | 0 | 0 | 0 | 0 | 0 | 0 | 0 | 0 | 0 | 0 | 0 | 0 | 0 | 0 | 0 | 0 | 0 | 0 | 0
|  | Offshore Wind | 0 | 0 | 0 | 0 | 0 | 0 | 0 | 0 | 0 | 0 | 0 | 0 | 0 | 0 | 0 | 0 | 0 | 0 | 0 | 0 | 0 | 0 | 0 | 0 | 0 | 0 | 0 | 0 | 0 | 0 | 0 | 0 | 0 | 0 | 0 | 0 | 0 | 0 | 0 | 0 | 0 | 0 | 0 | 0 | 0 | 0 | 0 | 0 | 0 | 0 | 0 | 0 | 0 | 0 | 0 | 0 | 0 | 0 | 0 | 0 | 0 | 0 | 0 | 0 | 0 | 0 | 0 | 0 | 0 | 0 | 0 | 0 | 0 | 0 | 0 | 0 | 0 | 0 | 0 | 0 | 0 | 0 | 0 | 0 | 0 | 0 | 0 | 0 | 0 | 0 | 0 | 0 | 0 | 0 | 0 | 0 | 0
|  | Solar | 515.71 | 395.46 | 221 | 28.73 | 26 | 91 | 104 | 0 | 0.1716 | 3.0212 | 0 | 9.1 | 28.6 | 71.5 | 21.45 | 52 | 0 | 599.56 | 39 | 261.3 | 0 | 358.8 | 10 | 10 | 670.215 | 0 | 0 | 0 | 30 | 0 | 90 | 343.83 | 122.61 | 0 | 0 | 30 | 60 | 0 | 0 | 0 | 0 | 0 | 0 | 0 | 0 | 96 | 0 | 0 | 0 | 0 | 0 | 0 | 0 | 0 | 0 | 30.9 | 0 | 15.9 | 0 | 45.9 | 0 | 0 | 0.9 | 15.9 | 0 | 15.9 | 0 | 31.35 | 30.45 | 6 | 96.45 | 0 | 0 | 15 | 21.45 | 6 | 105 | 0 | 1143.03 | 1232.58 | 0 | 120 | 0 | 0 | 0 | 223.5 | 0 | 45 | 0 | 65.1 | 0 | 0 | 30 | 90 | 1335.33 | 24.9 | 15
|  | Battery_4hr | 2462 | 2246 | 1190 | 1062 | 480 | 535 | 615 | 0 | 525 | 2124.6 | 0 | 428.5 | 503.5 | 503.5 | 0 | 30 | 1371.516 | 2012.516 | 460 | 2496 | 416 | 3727.516 | 510 | 989 | 3408.016 | 137.36 | 10 | 76.86 | 907.75 | 71.45 | 1090.46 | 1230.5 | 1726.96 | 30 | 0 | 693.6 | 899.6 | 137.36 | 0 | 633.65 | 0 | 38 | 0 | 0 | 0 | 995.1 | 0 | 0 | 0 | 0 | 0 | 50 | 276 | 613.9 | 398.2 | 722.9 | 0 | 234.3 | 163 | 467.3 | 20 | 0 | 20 | 119 | 0 | 726 | 398.2 | 20 | 0 | 20 | 20 | 0 | 0 | 0 | 20 | 20 | 157.6 | 0 | 1656.9 | 1583.1 | 0 | 930.8 | 0 | 80 | 0 | 1170.8 | 0 | 0 | 0 | 740.8 | 0 | 35 | 0 | 0 | 911.9 | 190 | 0
|  | Battery_8hr | 833 | 683 | 0 | 0 | 0 | 0 | 0 | 0 | 278 | 6999 | 0 | 6 | 6 | 6 | 0 | 0 | 902 | 1717 | 0 | 460 | 0 | 1362 | 476.5 | 476.5 | 2558.5 | 100 | 0 | 0 | 0 | 0 | 94.35 | 1274.35 | 509.35 | 50 | 0 | 0 | 0 | 100 | 0 | 0 | 0 | 0 | 0 | 0 | 0 | 0 | 0 | 0 | 0 | 0 | 0 | 0 | 0 | 0 | 0 | 1.5 | 0 | 0 | 0 | 1.5 | 0 | 0 | 0 | 0 | 13 | 0 | 0 | 3 | 337 | 0 | 3 | 0 | 0 | 0 | 3 | 0 | 0 | 800 | 1097.5 | 670.5 | 0 | 369 | 0 | 0 | 0 | 3814.5 | 0 | 0 | 0 | 0 | 0 | 0 | 0 | 0 | 284 | 35 | 478.5
|  | LDES | 980 | 980 | 250 | 480 | 0 | 0 | 0 | 0 | 0 | 0 | 0 | 0 | 0 | 362 | 0 | 0 | 0 | 800 | 0 | 1300 | 0 | 1300 | 500 | 1000 | 1500 | 500 | 0 | 0 | 500 | 0 | 500 | 0 | 500 | 0 | 0 | 0 | 0 | 0 | 0 | 0 | 0 | 0 | 0 | 0 | 0 | 540 | 0 | 0 | 0 | 0 | 0 | 0 | 0 | 0 | 0 | 0 | 0 | 0 | 0 | 400 | 400 | 0 | 0 | 0 | 0 | 0 | 0 | 750 | 0 | 0 | 0 | 0 | 0 | 0 | 0 | 0 | 0 | 0 | 900 | 900 | 0 | 140 | 140 | 140 | 0 | 140 | 0 | 140 | 140 | 140 | 0 | 0 | 0 | 0 | 760 | 750 | 0
|  | Total | 4790.71 | 4304.46 | 1661 | 1570.73 | 506 | 626 | 719 | 0 | 803.1716 | 9649.6212 | 177 | 736.6 | 831.1 | 1236 | 21.45 | 82 | 2273.516 | 7896.146 | 529 | 4574.66 | 416 | 9566.746 | 2004.5 | 3455.5 | 13671.801 | 737.36 | 10 | 76.86 | 2437.75 | 71.45 | 2837.81 | 3848.68 | 3921.92 | 80 | 0 | 1786.6 | 2022.6 | 237.36 | 0 | 4149.34 | 40 | 218.2 | 40 | 0 | 0 | 1801.65 | 60 | 60 | 0 | 0 | 0 | 100 | 697.2 | 796.89 | 693.39 | 1458.49 | 0 | 350.2 | 295.99 | 1527.69 | 480 | 0 | 20.9 | 134.9 | 227 | 1024.89 | 934.39 | 804.35 | 367.45 | 26 | 119.45 | 0 | 0 | 15 | 44.45 | 26 | 262.6 | 800 | 4827.98 | 4448.18 | 0 | 1572.35 | 152.55 | 222.55 | 10.55 | 5571.35 | 0 | 197.55 | 150.55 | 956.45 | 0 | 35 | 42.55 | 90 | 3291.23 | 999.9 | 707.5
| SSN Output | SSN
|  | Geothermal | 0 | 0 | 0 | 0 | 0 | 0 | 0 | 0 | 0 | 523 | 177 | 293 | 293 | 293 | 0 | 0 | 0 | 6 | 30 | 30 | 0 | 30 | 436 | 908 | 1649 | 0 | 0 | 0 | 1000 | 0 | 1000 | 1000 | 1000 | 0 | 0 | 1000 | 1000 | 0 | 0 | 3199.7 | 40 | 180.2 | 40 | 0 | 0 | 170 | 60 | 60 | 0 | 0 | 0 | 50 | 421.2 | 68 | 180.2 | 588.2 | 0 | 100 | 18 | 496 | 60 | 0 | 0 | 0 | 214 | 168 | 421.2 | 0 | 0 | 0 | 0 | 0 | 0 | 0 | 0 | 0 | 0 | 0 | 30 | 60 | 0 | 10 | 10 | 0 | 10 | 220 | 0 | 10 | 10 | 10 | 0 | 0 | 10 | 0 | 0 | 0 | 214
|  | Biomass | 0 | 0 | 0 | 0 | 0 | 0 | 0 | 0 | 0 | 0 | 0 | 0 | 0 | 0 | 0 | 0 | 0 | 0 | 0 | 0 | 0 | 0 | 0 | 0 | 0 | 0 | 0 | 0 | 0 | 0 | 0 | 0 | 0 | 0 | 0 | 0 | 0 | 0 | 0 | 0 | 0 | 0 | 0 | 0 | 0 | 0.55 | 0 | 0 | 0 | 0 | 0 | 0 | 0 | 0 | 0 | 0 | 0 | 0 | 0 | 2 | 0 | 0 | 0 | 0 | 0 | 0 | 0 | 0 | 0 | 0 | 0 | 0 | 0 | 0 | 0 | 0 | 0 | 0 | 0.55 | 2 | 0 | 2.55 | 2.55 | 2.55 | 0.55 | 2.55 | 0 | 2.55 | 0.55 | 0.55 | 0 | 0 | 2.55 | 0 | 0 | 0 | 0
|  | Wind | 0 | 0 | 0 | 0 | 0 | 0 | 0 | 0 | 0 | 0 | 0 | 0 | 0 | 0 | 0 | 0 | 0 | 0 | 0 | 9.69 | 0 | 9.69 | 25.5 |  | 42.5 | 0 | 0 | 0 | 0 | 0 | 18 | 0 | 18 | 0 | 0 | 18 | 18 | 0 | 0 | 120.0762 | 0 | 0 | 0 | 0 | 0 | 0 | 0 | 0 | 0 | 0 | 0 | 0 | 0 | 43.6962 | 43.6962 | 43.6962 | 0 | 0 | 43.6962 | 43.6962 | 0 | 0 | 0 | 0 | 0 | 43.6962 | 43.6962 | 0 | 0 | 0 | 0 | 0 | 0 | 0 | 0 | 0 | 0 | 0 | 0 | 0 | 0 | 0 | 0 | 0 | 0 | 0 | 0 | 0 | 0 | 0 | 0 | 0 | 0 | 0 | 0 | 0 | 0
|  | OOS Wind | 0 | 0 | 0 | 0 | 0 | 0 | 0 | 0 | 0 | 0 | 0 | 0 | 0 | 0 | 0 | 0 | 0 | 1442.35 | 0 | 0 | 0 | 1442.35 | 0 | 0 | 1967.35 | 0 | 0 | 0 | 0 | 0 | 0 | 0 | 0 | 0 | 0 | 0 | 0 | 0 | 0 | 0 | 0 | 0 | 0 | 0 | 0 | 0 | 0 | 0 | 0 | 0 | 0 | 0 | 0 | 0 | 0 | 0 | 0 | 0 | 0 | 0 | 0 | 0 | 0 | 0 | 0 | 0 | 0 | 0 | 0 | 0 | 0 | 0 | 0 | 0 | 0 | 0 | 0 | 0 | 0 | 0 | 0 | 0 | 0 | 0 | 0 | 0 | 0 | 0 | 0 | 0 | 0 | 0 | 0 | 0 | 0 | 0 | 0
|  | Offshore Wind | 0 | 0 | 0 | 0 | 0 | 0 | 0 | 0 | 0 | 0 | 0 | 0 | 0 | 0 | 0 | 0 | 0 | 0 | 0 | 0 | 0 | 0 | 0 | 0 | 0 | 0 | 0 | 0 | 0 | 0 | 0 | 0 | 0 | 0 | 0 | 0 | 0 | 0 | 0 | 0 | 0 | 0 | 0 | 0 | 0 | 0 | 0 | 0 | 0 | 0 | 0 | 0 | 0 | 0 | 0 | 0 | 0 | 0 | 0 | 0 | 0 | 0 | 0 | 0 | 0 | 0 | 0 | 0 | 0 | 0 | 0 | 0 | 0 | 0 | 0 | 0 | 0 | 0 | 0 | 0 | 0 | 0 | 0 | 0 | 0 | 0 | 0 | 0 | 0 | 0 | 0 | 0 | 0 | 0 | 0 | 0 | 0
|  | Solar | 3173.6 | 2433.6 | 1360 | 176.8 | 160 | 560 | 640 | 0 | 1.056 | 18.592 | 0 | 56 | 176 | 440 | 132 | 320 | 0 | 3689.6 | 240 | 1608 | 0 | 2208 | 82.5 | 82.5 | 4124.4 | 0 | 0 | 0 | 355 | 0 | 1065 | 4068.655 | 1450.885 | 0 | 0 | 355 | 710 | 0 | 0 | 0 | 0 | 0 | 0 | 0 | 0 | 454.4 | 0 | 0 | 0 | 0 | 0 | 0 | 0 | 0 | 0 | 146.26 | 0 | 75.26 | 0 | 217.26 | 0 | 0 | 4.26 | 75.26 | 0 | 75.26 | 0 | 148.39 | 144.13 | 28.4 | 456.53 | 0 | 0 | 71 | 101.53 | 28.4 | 497 | 0 | 5410.342 | 5834.212 | 0 | 568 | 0 | 0 | 0 | 1057.9 | 0 | 213 | 0 | 308.14 | 0 | 0 | 142 | 426 | 6320.562 | 117.86 | 71
|  | Battery_4hr | 1231 | 1123 | 595 | 531 | 240 | 267.5 | 307.5 | 0 | 262.5 | 1062.3 | 0 | 214.25 | 251.75 | 251.75 | 0 | 15 | 685.758 | 1006.258 | 230 | 1248 | 208 | 1863.758 | 255 | 494.5 | 1704.008 | 68.68 | 5 | 38.43 | 453.875 | 35.725 | 545.23 | 615.25 | 863.48 | 15 | 0 | 346.8 | 449.8 | 68.68 | 0 | 316.825 | 0 | 19 | 0 | 0 | 0 | 497.55 | 0 | 0 | 0 | 0 | 0 | 25 | 138 | 306.95 | 199.1 | 361.45 | 0 | 117.15 | 81.5 | 233.65 | 10 | 0 | 10 | 59.5 | 0 | 363 | 199.1 | 10 | 0 | 10 | 10 | 0 | 0 | 0 | 10 | 10 | 78.8 | 0 | 828.45 | 791.55 | 0 | 465.4 | 0 | 40 | 0 | 585.4 | 0 | 0 | 0 | 370.4 | 0 | 17.5 | 0 | 0 | 455.95 | 95 | 0
|  | Battery_8hr | 416.5 | 341.5 | 0 | 0 | 0 | 0 | 0 | 0 | 139 | 3499.5 | 0 | 3 | 3 | 3 | 0 | 0 | 451 | 858.5 | 0 | 230 | 0 | 681 | 238.25 | 238.25 | 1279.25 | 50 | 0 | 0 | 0 | 0 | 47.175 | 637.175 | 254.675 | 25 | 0 | 0 | 0 | 50 | 0 | 0 | 0 | 0 | 0 | 0 | 0 | 0 | 0 | 0 | 0 | 0 | 0 | 0 | 0 | 0 | 0 | 0.75 | 0 | 0 | 0 | 0.75 | 0 | 0 | 0 | 0 | 6.5 | 0 | 0 | 1.5 | 168.5 | 0 | 1.5 | 0 | 0 | 0 | 1.5 | 0 | 0 | 400 | 548.75 | 335.25 | 0 | 184.5 | 0 | 0 | 0 | 1907.25 | 0 | 0 | 0 | 0 | 0 | 0 | 0 | 0 | 142 | 17.5 | 239.25
|  | LDES | 490 | 490 | 125 | 240 | 0 | 0 | 0 | 0 | 0 | 0 | 0 | 0 | 0 | 181 | 0 | 0 | 0 | 400 | 0 | 650 | 0 | 650 | 250 | 500 | 750 | 250 | 0 | 0 | 250 | 0 | 250 | 0 | 250 | 0 | 0 | 0 | 0 | 0 | 0 | 0 | 0 | 0 | 0 | 0 | 0 | 270 | 0 | 0 | 0 | 0 | 0 | 0 | 0 | 0 | 0 | 0 | 0 | 0 | 0 | 200 | 200 | 0 | 0 | 0 | 0 | 0 | 0 | 375 | 0 | 0 | 0 | 0 | 0 | 0 | 0 | 0 | 0 | 0 | 450 | 450 | 0 | 70 | 70 | 70 | 0 | 70 | 0 | 70 | 70 | 70 | 0 | 0 | 0 | 0 | 380 | 375 | 0
|  | Total | 5311.1 | 4388.1 | 2080 | 947.8 | 400 | 827.5 | 947.5 | 0 | 402.556 | 5103.392 | 177 | 566.25 | 723.75 | 1168.75 | 132 | 335 | 1136.758 | 7402.708 | 500 | 3775.69 | 208 | 6884.798 | 1287.25 | 2223.25 | 11516.508 | 368.68 | 5 | 38.43 | 2058.875 | 35.725 | 2925.405 | 6321.08 | 3837.04 | 40 | 0 | 1719.8 | 2177.8 | 118.68 | 0 | 3636.6012 | 40 | 199.2 | 40 | 0 | 0 | 1392.5 | 60 | 60 | 0 | 0 | 0 | 75 | 559.2 | 418.6462 | 422.9962 | 1140.3562 | 0 | 292.41 | 143.1962 | 1193.3562 | 270 | 0 | 14.26 | 134.76 | 220.5 | 649.9562 | 663.9962 | 534.89 | 312.63 | 38.4 | 468.03 | 0 | 0 | 71 | 113.03 | 38.4 | 575.8 | 400 | 7268.092 | 7473.012 | 0 | 1300.45 | 82.55 | 112.55 | 10.55 | 3843.1 | 0 | 295.55 | 80.55 | 759.09 | 0 | 17.5 | 154.55 | 426 | 7298.512 | 605.36 | 524.25
| EODS Output | EODS
|  | Geothermal | 0 | 0 | 0 | 0 | 0 | 0 | 0 | 0 | 0 | 523 | 177 | 293 | 293 | 293 | 0 | 0 | 0 | 6 | 30 | 30 | 0 | 30 | 436 | 908 | 1649 | 0 | 0 | 0 | 1000 | 0 | 1000 | 1000 | 1000 | 0 | 0 | 1000 | 1000 | 0 | 0 | 3199.7 | 40 | 180.2 | 40 | 0 | 0 | 170 | 60 | 60 | 0 | 0 | 0 | 50 | 421.2 | 68 | 180.2 | 588.2 | 0 | 100 | 18 | 496 | 60 | 0 | 0 | 0 | 214 | 168 | 421.2 | 0 | 0 | 0 | 0 | 0 | 0 | 0 | 0 | 0 | 0 | 0 | 30 | 60 | 0 | 10 | 10 | 0 | 10 | 220 | 0 | 10 | 10 | 10 | 0 | 0 | 10 | 0 | 0 | 0 | 214
|  | Biomass | 0 | 0 | 0 | 0 | 0 | 0 | 0 | 0 | 0 | 0 | 0 | 0 | 0 | 0 | 0 | 0 | 0 | 0 | 0 | 0 | 0 | 0 | 0 | 0 | 0 | 0 | 0 | 0 | 0 | 0 | 0 | 0 | 0 | 0 | 0 | 0 | 0 | 0 | 0 | 0 | 0 | 0 | 0 | 0 | 0 | 0 | 0 | 0 | 0 | 0 | 0 | 0 | 0 | 0 | 0 | 0 | 0 | 0 | 0 | 0 | 0 | 0 | 0 | 0 | 0 | 0 | 0 | 0 | 0 | 0 | 0 | 0 | 0 | 0 | 0 | 0 | 0 | 0 | 0 | 0 | 0 | 0 | 0 | 0 | 0 | 0 | 0 | 0 | 0 | 0 | 0 | 0 | 0 | 0 | 0 | 0 | 0
|  | Wind | 0 | 0 | 0 | 0 | 0 | 0 | 0 | 0 | 0 | 0 | 0 | 0 | 0 | 0 | 0 | 0 | 0 | 0 | 0 | 25.08 | 0 | 25.08 | 66 | 66 | 110 | 0 | 0 | 0 | 0 | 0 | 79.2 | 0 | 79.2 | 0 | 0 | 79.2 | 79.2 | 0 | 0 | 398.1474 | 0 | 0 | 0 | 0 | 0 | 0 | 0 | 0 | 0 | 0 | 0 | 0 | 0 | 144.8874 | 144.8874 | 144.8874 | 0 | 0 | 144.8874 | 144.8874 | 0 | 0 | 0 | 0 | 0 | 144.8874 | 144.8874 | 0 | 0 | 0 | 0 | 0 | 0 | 0 | 0 | 0 | 0 | 0 | 30.492 | 30.492 | 0 | 0 | 0 | 0 | 0 | 30.492 | 0 | 0 | 0 | 0 | 0 | 0 | 0 | 0 | 0 | 0 | 0
|  | OOS Wind | 0 | 0 | 0 | 0 | 0 | 0 | 0 | 0 | 0 | 0 | 0 | 0 | 0 | 0 | 0 | 0 | 0 | 2761.07 | 0 | 0 | 0 | 2761.07 | 0 | 0 | 3766.07 | 0 | 0 | 0 | 0 | 0 | 0 | 0 | 0 | 0 | 0 | 0 | 0 | 0 | 0 | 0 | 0 | 0 | 0 | 0 | 0 | 0 | 0 | 0 | 0 | 0 | 0 | 0 | 0 | 0 | 0 | 0 | 0 | 0 | 0 | 0 | 0 | 0 | 0 | 0 | 0 | 0 | 0 | 0 | 0 | 0 | 0 | 0 | 0 | 0 | 0 | 0 | 0 | 0 | 0 | 0 | 0 | 0 | 0 | 0 | 0 | 0 | 0 | 0 | 0 | 0 | 0 | 0 | 0 | 0 | 0 | 0 | 0
|  | Offshore Wind | 0 | 0 | 0 | 0 | 0 | 0 | 0 | 0 | 0 | 0 | 0 | 0 | 0 | 0 | 0 | 0 | 0 | 0 | 0 | 0 | 0 | 0 | 0 | 0 | 0 | 0 | 0 | 0 | 0 | 0 | 0 | 0 | 0 | 0 | 0 | 0 | 0 | 0 | 0 | 0 | 0 | 0 | 0 | 0 | 0 | 0 | 0 | 0 | 0 | 0 | 0 | 0 | 0 | 0 | 0 | 0 | 0 | 0 | 0 | 0 | 0 | 0 | 0 | 0 | 0 | 0 | 0 | 0 | 0 | 0 | 0 | 0 | 0 | 0 | 0 | 0 | 0 | 0 | 0 | 0 | 0 | 0 | 0 | 0 | 0 | 0 | 0 | 0 | 0 | 0 | 0 | 0 | 0 | 0 | 0 | 0 | 0
|  | Distributed Solar | 24.255 | 0 | 13.86 | 0 | 0 | 13.86 | 13.86 | 0 | 5.6826 | 8.7241 | 0 | 2.31 | 13.09 | 13.09 | 0 | 0 | 0 | 0 | 0 | 0 | 0 | 0 | 0 | 0 | 0 | 0 | 0 | 0.6636 | 0 | 0.6636 | 0.6636 | 0 | 0.6636 | 0 | 0 | 0 | 0.6636 | 0 | 0 | 17.4277 | 0 | 2.72 | 0 | 0 | 1.8564 | 26.0202 | 0 | 1.8564 | 0 | 0 | 0 | 0 | 6.12 | 1.36 | 4.08 | 7.871 | 0 | 3.791 | 1.36 | 10.4074 | 1.8564 | 0 | 0 | 1.768 | 0 | 5.151 | 6.12 | 15.7447 | 7.3312 | 2.37 | 4.266 | 1.896 | 1.896 | 0 | 6.0435 | 9.7012 | 0 | 0 | 41.317 | 47.5422 | 3.476 | 26.0384 | 21.2984 | 15.4524 | 8.3424 | 37.0194 | 0 | 25.2484 | 8.3424 | 18.6124 | 5.9724 | 0 | 13.8724 | 0 | 14.5676 | 2.37 | 0
|  | Solar | 5139.75 | 4042.5 | 1428.35 | 955.57 | 154 | 1386 | 735.35 | 0 | 1.0164 | 17.8948 | 0 | 235.466 | 350.966 | 605.066 | 127.05 | 693 | 3372.6 | 9936.85 | 455.84 | 2467.85 | 510.51 | 7072.45 | 1258.95 | 1490.874 | 14202.419 | 0 | 0 | 0 | 558.53 | 0 | 1498.63 | 10262.495 | 5998.865 | 0 | 0 | 629.63 | 1103.63 | 0 | 0 | 2428.824 | 8.16 | 0 | 8.16 | 0 | 8.16 | 2244.68 | 0 | 756.16 | 310.964 | 136 | 0 | 0 | 476 | 681.7 | 885.7 | 967.3 | 0 | 81.6 | 468.86 | 1782.62 | 892.16 | 136 | 13.6 | 149.6 | 0 | 550.46 | 620.84 | 1095.335 | 357.87 | 31.6 | 801.218 | 0 | 0 | 103.648 | 421.07 | 31.6 | 623.31 | 220.094 | 8555.384 | 8869.014 | 0 | 1826.875 | 0 | 0 | 0 | 3063.225 | 0 | 237 | 0 | 1160.51 | 0 | 27.65 | 158 | 1350.9 | 9694.564 | 982.365 | 79
|  | Battery_4hr | -2462 | -2246 | -1190 | -1062 | -480 | -535 | -615 | 0 | -525 | -2124.6 | 0 | -428.5 | -503.5 | -503.5 | 0 | -30 | -1371.516 | -2012.516 | -460 | -2496 | -416 | -3727.516 | -510 | -989 | -3408.016 | -137.36 | -10 | -76.86 | -907.75 | -71.45 | -1090.46 | -1230.5 | -1726.96 | -30 | 0 | -693.6 | -899.6 | -137.36 | 0 | -633.65 | 0 | -38 | 0 | 0 | 0 | -995.1 | 0 | 0 | 0 | 0 | 0 | -50 | -276 | -613.9 | -398.2 | -722.9 | 0 | -234.3 | -163 | -467.3 | -20 | 0 | -20 | -119 | 0 | -726 | -398.2 | -20 | 0 | -20 | -20 | 0 | 0 | 0 | -20 | -20 | -157.6 | 0 | -1656.9 | -1583.1 | 0 | -930.8 | 0 | -80 | 0 | -1170.8 | 0 | 0 | 0 | -740.8 | 0 | -35 | 0 | 0 | -911.9 | -190 | 0
|  | Battery_8hr | -833 | -683 | 0 | 0 | 0 | 0 | 0 | 0 | -278 | -6999 | 0 | -6 | -6 | -6 | 0 | 0 | -902 | -1717 | 0 | -460 | 0 | -1362 | -476.5 | -476.5 | -2558.5 | -100 | 0 | 0 | 0 | 0 | -94.35 | -1274.35 | -509.35 | -50 | 0 | 0 | 0 | -100 | 0 | 0 | 0 | 0 | 0 | 0 | 0 | 0 | 0 | 0 | 0 | 0 | 0 | 0 | 0 | 0 | 0 | -1.5 | 0 | 0 | 0 | -1.5 | 0 | 0 | 0 | 0 | -13 | 0 | 0 | -3 | -337 | 0 | -3 | 0 | 0 | 0 | -3 | 0 | 0 | -800 | -1097.5 | -670.5 | 0 | -369 | 0 | 0 | 0 | -3814.5 | 0 | 0 | 0 | 0 | 0 | 0 | 0 | 0 | -284 | -35 | -478.5
|  | LDES | -980 | -980 | -250 | -480 | 0 | 0 | 0 | 0 | 0 | 0 | 0 | 0 | 0 | -362 | 0 | 0 | 0 | -800 | 0 | -1300 | 0 | -1300 | -500 | -1000 | -1500 | -500 | 0 | 0 | -500 | 0 | -500 | 0 | -500 | 0 | 0 | 0 | 0 | 0 | 0 | 0 | 0 | 0 | 0 | 0 | 0 | -540 | 0 | 0 | 0 | 0 | 0 | 0 | 0 | 0 | 0 | 0 | 0 | 0 | 0 | -400 | -400 | 0 | 0 | 0 | 0 | 0 | 0 | -750 | 0 | 0 | 0 | 0 | 0 | 0 | 0 | 0 | 0 | 0 | -900 | -900 | 0 | -140 | -140 | -140 | 0 | -140 | 0 | -140 | -140 | -140 | 0 | 0 | 0 | 0 | -760 | -750 | 0
|  | Total | 889.005 | 133.5 | 2.21 | -586.43 | -326 | 864.86 | 134.21 | 0 | -796.301 | -8573.9811 | 177 | 96.276 | 147.556 | 39.656 | 127.05 | 663 | 1099.084 | 8174.404 | 25.84 | -1733.07 | 94.51 | 3499.084 | 274.45 | -0.626 | 12260.973 | -737.36 | -10 | -76.1964 | 150.78 | -70.7864 | 893.6836 | 8757.645 | 4342.4186 | -80 | 0 | 1015.23 | 1283.8936 | -237.36 | 0 | 5410.4491 | 48.16 | 144.92 | 48.16 | 0 | 10.0164 | 905.6002 | 60 | 818.0164 | 310.964 | 136 | 0 | 0 | 627.32 | 282.0474 | 816.6674 | 983.8584 | 0 | -48.909 | 470.1074 | 1565.1148 | 534.0164 | 136 | -6.4 | 32.368 | 201 | 142.4984 | 794.8474 | 338.0797 | 28.2012 | 13.97 | 782.484 | 1.896 | 1.896 | 103.648 | 404.1135 | 21.3012 | 465.71 | -579.906 | 5002.793 | 5853.4482 | 3.476 | 423.1134 | -108.7016 | -204.5476 | 18.3424 | -1774.5636 | 0 | 132.2484 | -121.6576 | 308.3224 | 5.9724 | -7.35 | 181.8724 | 1350.9 | 7753.2316 | 9.735 | -185.5
Incorporates Approved Upgrades | bar: None
| Remaining Tx Headroom | HSN | 1358.41 | 2428.78 | 1869 | 829.27 | 448 | 250 | 258 | 0 | 1896.8284 | 3850.3788 | -177 | -280.6 | 202.9 | 92 | 275.55 | 1078 | 26.484 | -1231.146 | -529 | 249.34 | 1034 | -1393.746 | 1367.5 | 576.5 | -3566.801 | 586.64 | 214 | 329.14 | 8163.25 | 159.55 | 1042.19 | 7185.32 | -35.92 | 124 | 1175 | 930.6 | 346.6 | 790.64 | 501 | -770.34 | 50.45 | 752.8 | 307 | 15 | 50 | -140.65 | 363 | 982 | 2300 | 1290 | 2146 | 2157 | 2442.8 | -250.89 | 539.61 | 3115.51 | 32 | -52.2 | 7758.01 | 1626.31 | 446 | 962.9 | 82.07 | 44.02 | 155 | 8262.11 | -278.39 | 122.65 | 1194.55 | 205 | 1792.55 | 94.45 | 17.78 | 169.8 | 1547.55 | 214 | 208.4 | 1480 | 578.02 | 888.72 | 300.67 | 1348.65 | 957.95 | -222.55 | 676.45 | 839.65 | 0 | 1787.45 | 1631.45 | -544.45 | 122 | 3 | 485.45 | 5071 | 2289.77 | 3562.1 | 958.5
|  | SSN | 838.02 | 2345.14 | 1450 | 1452.2 | 554 | 48.5 | 29.5 | 0 | 2297.444 | 8396.608 | -177 | -110.25 | 310.25 | 159.25 | 165 | 825 | 1163.242 | -737.708 | -500 | 1048.31 | 1242 | 1288.202 | 2084.75 | 1808.75 | -1411.508 | 955.32 | 219 | 367.57 | 8542.125 | 195.275 | 954.595 | 4712.92 | 48.96 | 164 | 1175 | 997.4 | 191.4 | 909.32 | 501 | -257.6012 | 50.45 | 771.8 | 307 | 15 | 50 | 268.5 | 363 | 982 | 2300 | 1290 | 2146 | 2182 | 2580.8 | 127.3538 | 810.0038 | 3433.6438 | 32 | 5.59 | 7910.8038 | 1960.6438 | 656 | 962.9 | 88.71 | 44.16 | 161.5 | 8637.0438 | -7.9962 | 392.11 | 1249.37 | 192.6 | 1443.97 | 94.45 | 17.78 | 113.8 | 1478.97 | 201.6 | -104.8 | 1880 | -1862.092 | -2136.112 | 300.67 | 1620.55 | 1027.95 | -112.55 | 676.45 | 2567.9 | 0 | 1689.45 | 1701.45 | -347.09 | 122 | 20.5 | 373.45 | 4735 | -1717.512 | 3956.64 | 1141.75
|  | EODS | 8031.355 | 8362.84 | 6423.79 | 3200.73 | 2967 | 662.14 | 2003.79 | 0 | 3496.301 | 22073.9811 | -57 | 1093.724 | 1730.444 | 2387.344 | 424.95 | 1539 | 1200.916 | -314.404 | 366.16 | 9046.07 | 1508.49 | 8204.916 | 3367.55 | 4302.626 | 344.027 | 2061.36 | 234 | 482.1964 | 10450.22 | 301.7864 | 6733.3164 | 2618.355 | 3490.5814 | 284 | 1175 | 3878.77 | 1085.1064 | 1265.36 | 501 | 2295.5509 | 32.84 | 1277.08 | 330.84 | 15 | 85.9836 | 1633.3998 | 403 | 156.9836 | 1989.036 | 3592 | 4811 | 768 | 4508.68 | 3390.9526 | 2850.3326 | 9152.1416 | 77 | 543.909 | 6819.8926 | 2688.8852 | 3374.9836 | 1084 | 109.37 | 147.632 | 72 | 9395.5016 | 381.1526 | 666.9203 | 1197.7988 | 130.03 | 1145.516 | 56.104 | 268.104 | 5.352 | 972.8865 | 233.6988 | 5.29 | 2859.906 | -1421.793 | -826.4482 | 268.524 | 2353.8866 | 1174.7016 | 362.5476 | 926.6576 | 8990.5636 | 50 | 1083.7516 | 2024.6576 | 471.6776 | 150.0276 | 135.35 | 126.1276 | 4230.1 | -2136.2316 | 4579.265 | 6268.5
|  | Trigger FCDS Upgrade Flag | None: YES; Yes: yes; None: YES; Yes: yes; Yes: YES; None: YES; None: YES; Yes: YES; Yes: YES; Yes: YES; Yes: YES
|  | Trigger EODS Upgrade Flag | None: YES; Yes: YES; Yes: YES; Yes: YES
Final Tx Exceedances
Incorporates Upgrades Amounts if Flagged
| Remaining Tx Headroom | HSN | 1358.41 | 2428.78 | 1869 | 829.27 | 448 | 250 | 258 | 0 | 1896.8284 | 3850.3788 | 9 | -80.6 | 202.9 | 92 | 275.55 | 1078 | 26.484 | -1231.146 | 71 | 249.34 | 1034 | 128.254 | 1367.5 | 576.5 | 3233.199 | 586.64 | 214 | 329.14 | 8163.25 | 159.55 | 1042.19 | 7185.32 | -35.92 | 124 | 1175 | 930.6 | 346.6 | 790.64 | 501 | 7874.66 | 50.45 | 752.8 | 307 | 15 | 50 | -140.65 | 363 | 982 | 2300 | 1290 | 2146 | 2157 | 2442.8 | 5783.11 | 539.61 | 3115.51 | 32 | -52.2 | 7758.01 | 1626.31 | 446 | 962.9 | 82.07 | 44.02 | 155 | 8262.11 | -278.39 | 122.65 | 1194.55 | 205 | 1792.55 | 94.45 | 17.78 | 169.8 | 1547.55 | 214 | 208.4 | 1480 | 15403.02 | 10926.72 | 300.67 | 1348.65 | 957.95 | 988.45 | 676.45 | 839.65 | 0 | 1787.45 | 1631.45 | 702.55 | 122 | 3 | 485.45 | 5071 | 4768.77 | 3562.1 | 958.5
|  | SSN | 838.02 | 2345.14 | 1450 | 1452.2 | 554 | 48.5 | 29.5 | 0 | 2297.444 | 8396.608 | 9 | 89.75 | 310.25 | 159.25 | 165 | 825 | 1163.242 | -737.708 | 100 | 1048.31 | 1242 | 2810.202 | 2084.75 | 1808.75 | 5388.492 | 955.32 | 219 | 367.57 | 8542.125 | 195.275 | 954.595 | 4712.92 | 48.96 | 164 | 1175 | 997.4 | 191.4 | 909.32 | 501 | 8387.3988 | 50.45 | 771.8 | 307 | 15 | 50 | 268.5 | 363 | 982 | 2300 | 1290 | 2146 | 2182 | 2580.8 | 6161.3538 | 810.0038 | 3433.6438 | 32 | 5.59 | 7910.8038 | 1960.6438 | 656 | 962.9 | 88.71 | 44.16 | 161.5 | 8637.0438 | -7.9962 | 392.11 | 1249.37 | 192.6 | 1443.97 | 94.45 | 17.78 | 113.8 | 1478.97 | 201.6 | -104.8 | 1880 | 12962.908 | 7901.888 | 300.67 | 1620.55 | 1027.95 | 1098.45 | 676.45 | 2567.9 | 0 | 1689.45 | 1701.45 | 899.91 | 122 | 20.5 | 373.45 | 4735 | 761.488 | 3956.64 | 1141.75
|  | EODS | 8031.355 | 8362.84 | 6423.79 | 3200.73 | 2967 | 662.14 | 2003.79 | 0 | 3496.301 | 22073.9811 | -57 | 1093.724 | 1730.444 | 2387.344 | 424.95 | 1539 | 1200.916 | -314.404 | 366.16 | 9046.07 | 1508.49 | 9726.916 | 3367.55 | 4302.626 | 7144.027 | 2061.36 | 234 | 482.1964 | 10450.22 | 301.7864 | 6733.3164 | 2618.355 | 3490.5814 | 284 | 1175 | 3878.77 | 1085.1064 | 1265.36 | 501 | 2295.5509 | 32.84 | 1277.08 | 330.84 | 15 | 85.9836 | 1633.3998 | 403 | 156.9836 | 1989.036 | 3592 | 4811 | 768 | 4508.68 | 3390.9526 | 2850.3326 | 9152.1416 | 77 | 543.909 | 6819.8926 | 2688.8852 | 3374.9836 | 1084 | 109.37 | 147.632 | 72 | 9395.5016 | 381.1526 | 666.9203 | 1197.7988 | 130.03 | 1145.516 | 56.104 | 268.104 | 5.352 | 972.8865 | 233.6988 | 5.29 | 2859.906 | 5421.207 | 5516.5518 | 268.524 | 2353.8866 | 1174.7016 | 908.5476 | 926.6576 | 8990.5636 | 50 | 1083.7516 | 2024.6576 | 2518.6776 | 150.0276 | 135.35 | 126.1276 | 4230.1 | 342.7684 | 4579.265 | 6268.5
|  | Exceedance Discussion: | Yes: Related to in-dev batteries and not generic mapping; Yes: Selected by RESOLVE. Covers multiple CAISO zones and a large number of substations. If mapping were done around this constraint then the substations that resources would be mapped to would have substantial issues with the the non-transmission capacity related criteria.; Yes: Selected by RESOLVE. Covers multiple CAISO zones and a large number of substations. If mapping were done around this constraint then the substations that resources would be mapped to would have substantial issues with the the non-transmission capacity related criteria.; Yes: Selected in the 25-26 TPP and partially related to PSH mapping in this constraint; Yes: Triggering this upgrade makes room for remapped SDGE solar at Tranquility. This upgrade was selected in the 25-26 TPP and selected by RESOLVE.; Yes: Driven partially by EODS resources in development

## 2036_Exceedance_Summary
Summary of in-CAISO transmission exceedances for the 2036 mapping results based on 2024 White Paper constraints and upgrade information. Does not include out-of-CAISO upgrades or potential in-CAISO upgrades beyond existing or approved CAISO transmission including potential transmission needed to interconnect resources to the identified interconnection point. Staff will update Column R and Column S in later iterations of this dashboard.
** Includes amounts from IRP baseline resources not in the White Paper baseline based on COD
| Recommended Base Case (2036) Tx Constraint Exceedances |  | Constraint's White Paper |  | FCDS Resources Mapped (In-Dev & Generic)** |  |  |  | EODS Resources Mapped** |  | Calculated Largest On-peak Exceedance | Calculated Off-peak Exceedance | FCDS Upgrade Info |  | EODS Upgrade Info (If Different) |  | CPUC staff estimated likelihood of being triggered | CPUC staff discussion notes
| CAISO Zone | Constraint Name | On-Peak Capability (MW) | Off-Peak Capability (MW) | Onshore & Offshore Wind (MW) | Solar (MW) | Storage (MW) | Biomass & Geothermal (MW) | Onshore Wind (MW) | Solar (MW) |  |  | Capability Increase (MW) | Estimated Cost (millions) | Capability Increase (MW) | Estimated Cost (millions)
| SCE North of Lugo Area | Control to Inyokern area constraint | 0 | 120 | 0 | 0 | 0 | 177 | 0 | 0 | -177 | -57 | 186 | 329 | N/A | N/A | Low | This exceedance is caused by the increased amount of geothermal in the sensitivity portfolio relative to the base case necessitating the mapping of geothermal at Control, which is one of the few substations with significant hydrothermal potential in SCE. It was possible to remap geothermal away from Control in the base case. As noted in the 25-26 TPP mapping, the identified upgrade in the White Paper is not cost-effective and CPUC will ask CAISO to study alternative solutions.
| SCE North of Lugo Area | South of Kramer Area Constraint | 256 | 1190 | 0 | 70 | 434.5 | 293 | 0 | 238.8 | -280.6 | None | 200 | N/A | N/A | N/A | Medium | This exceedance is of the already approved upgrade from the 22-23 TPP (Kramer - Victor 115 kV lines to 220 kV). In the working group in the 25-26 cycle, CAISO staff noted that this exceedance may trigger a smaller reconductoring of the Kramer – Victor 220 kV line with an estimated $50 million cost.
| SCE Eastern Area | Devers-Red Bluff Constraint | 6133 | 7328 | 4121 | 4612 | 4529.516 | 6 | 0 | 8293 | -1231.146 | -314.404 | 532 | N/A | N/A | N/A | High | This exceedance is of an upgrade that was approved in the 22-23 TPP. CPUC staff have mapped this exceedance to give CAISO an opportunity to study the cost-effectiveness of further upgrades on this constraint.
| SCE Eastern Area | Eagle Mountain Constraint | 0 | 392 | 0 | 300 | 460 | 30 | 0 | 292 | -529 | None | 600 | 1182 | N/A | N/A | High | This constraint was exceeded by the mapped 2035 portfolio in the 25-26 TPP. Study by CAISO through the 25-26 TPP has revealed that 145 MW of imports modeled at Blythe are driving this constraint and that the appropriate upgrade to accommodate those imports may be different from the identified white paper upgrade.
| SCE Eastern Area | Serrano-Alberhill-Valley Constraint | 6651 | 10182 | 4178 | 2760 | 6389.516 | 30 | 0 | 6425 | -1393.746 | None | 1522 | N/A | N/A | N/A | High | This exceedance is of an upgrade that was approved in the 22-23 TPP. CPUC staff have mapped this exceedance to give CAISO an opportunity to study the cost-effectiveness of further upgrades on this constraint.
| East of Pisgah Area | Lugo - Victorville area constraint | 10105 | 12605 | 5871 | 5155.5 | 7466.516 | 1649 | 0 | 13289.2 | -3566.801 | None | 6800 | 2165 | N/A | N/A | High | This constraint was exceeded by the mapped 2035 portfolio in the 25-26 TPP and CPUC have mapped several GW more resources behind this constraint in the 26-27 TPP. CPUC staff determined that mapping to this constraint was a "least regrets" decision necessary to accommodate the large amounts of OOS wind and solar in the portfolio as well as significant commercial interest.
| SDG&E Study Area | San Luis Rey-San Onofre 230 kV line constraint | 1677.4 | 5624 | 180 | 2043.5 | 2736.31 | 1000 | 0 | 5550.84 | -35.92 | None | 2208.6 | N/A | N/A | N/A | Medium | This exceedance is a consequence of high amounts of solar that were mapped to SDG&E Arizona substations where they were optimally selected by RESOLVE. These same selections were remapped to avoid likely costly but unstudied upgrades in SDG&E Arizona. The selections have been restored in the sensitivity portfolio to understand the transmission implications of a likely necessary build out of large amounts of solar in Arizona in a limited wind future.
| PG&E North of Greater Bay Area | Collinsville-Tesla 500 kV Line | 3379 | 7706 | 631.98 | 0 | 633.65 | 3199.7 | 0 | 3597.429 | -770.34 | None | 8645 | 2851.85 | N/A | N/A | High | This constraint was exceeded by the mapped 2035 portfolio in the 25-26 TPP. The full TPP analysis is necessary to confirm if the White Paper upgrade is the optimal solution or if a potentially different solution is applicable.
| PG&E North of Greater Bay Area | Bellota-Weber 230kV line | 1661 | 2539 | 0 | 640 | 1535.1 | 170.55 | 0 | 2699.265 | -140.65 | None | 460 | 400 | N/A | N/A | Medium | This constraint was exceeded by the mapped 2035 portfolio in the 25-26 TPP. Two PSH projects, in-development batteries, and 140 MW of geothermal are driving this exceedance, so remapping resources to erase it could be challenging. The full TPP analysis is necessary to confirm if the White Paper upgrade is the optimal solution or if a potentially different solution is applicable.
| PG&E Greater Bay Area | Windmaster-Delta pumps 230 kV line | 546 | 3673 | 229.98 | 0 | 613.9 | 68 | 0 | 1004.5 | -250.89 | None | 6034 | 417.33 | N/A | N/A | Low | In the working group, CAISO noted that there was a low likelihood of the constraint being triggered based on the resource mixes behind the constraint and the size of the exceedance. However, the final determination will be made based on the results of the 26-27 TPP Policy Assessment.
| PG&E Greater Bay Area | Kasson Jct-Heinz 115 kV line | 298 | 495 | 0 | 106 | 234.3 | 100 | 0 | 19.575 | -52.2 | None | 1255 | 1700 | N/A | N/A | Low | This small exceedance is driven by the placement of 100 MW of geothermal behind this constraint. The sensitivity portfolio has high amounts of geothermal and CPUC staff were forced to map resources to nearly every busbar with hydrothermal (conventional) geothermal potential in PG&E.
| PG&E Greater Bay Area | Birds Landing-Contra Costa 230kV Line | 656 | 1176 | 229.98 | 0 | 398.2 | 421.2 | 0 | 922 | -278.39 | None | 1766 | 700 | N/A | N/A | High | Similar exceedances were estimated in past mapping efforts for previous TPP portfolio; and based on the study amounts and resource mixes behind the constraint, CAISO staff, in the working group expect the identified white paper upgrade would likely be triggered. However, as always, the full TPP analysis is necessary to confirm if any upgrades would be needed and the scope of such upgrades.
| PG&E Kern Area | Midway-Buena Vista Jct 230kV Line | 471 | 471 | 0 | 700 | 157.6 | 0 | 0 | 89 | -104.8 | None | 234 | 100 | N/A | N/A | Low | This small exceedance is driven by the placement of 700 MW of solar behind this constraint. The sensitivity portfolio has high amounts of solar and CPUC staff want to better understand the transmission implications of mapping more solar in PG&E Kern based on stakeholder interest.
| PG&E Fresno Area | Gates 500/230kV TB #12 | 5406 | 3581 | 0 | 7620.2 | 3654.4 | 30.55 | 69.3 | 3261.7 | -1862.092 | -1421.793 | 14825 | 35 | N/A | N/A | High | Exceedances on two Gates constraints were estimated in the prior TPP, although not until 2040. Based on the study amounts and resource mixes behind the constraint in this TPP, CAISO staff in the working group expect the identified white paper upgrade would likely be triggered. However, as always, the full TPP analysis is necessary to confirm if any upgrades would be needed and the scope of such upgrades.
| PG&E Fresno Area | Gates 500/230kV TB #11 | 5336.9 | 5027 | 0 | 8217.2 | 3153.6 | 62 | 69.3 | 3069.58 | -2136.112 | -826.4482 | 10038 | 0 | N/A | N/A | High | Exceedances on two Gates constraints were estimated in the prior TPP, although not until 2040. Based on the study amounts and resource mixes behind the constraint in this TPP, CAISO staff in the working group expect the identified white paper upgrade would likely be triggered. However, as always, the full TPP analysis is necessary to confirm if any upgrades would be needed and the scope of such upgrades.
| PG&E Fresno Area | Chowchilla-Le grand 115kV Line | 0 | 158 | 0 | 0 | 220 | 2.55 | 0 | 19.56 | -222.55 | None | 1211 | 550 | N/A | N/A | High | CAISO staff note that this constraint is likely to be triggered this TPP cycle.
| PG&E Fresno Area | Borden-Storey #1 230kV line | 412 | 780 | 0 | 434 | 880.8 | 10.55 | 0 | 1058.56 | -544.45 | None | 1247 | 50 | N/A | N/A | Medium | In the working group, CAISO noted that there was a medium likelihood of the constraint being triggered based on the resource mixes behind the constraint and the size of the exceedance. However, the final determination will be made based on the results of the 26-27 TPP Policy Assessment.
| PG&E Fresno Area | Mustang-Henrietta 230 kV line | 5581 | 5617 | 0 | 8902.2 | 1955.9 | 0 | 0 | 3387.84 | -1717.512 | -2136.2316 | 2479 | 830 | N/A | N/A | High | This constraint was exceeded by the mapped 2040 portfolio in the 25-26 TPP based on the CPUC's finding that the White Paper upgrade was an effective solution to this exceedance. Large additional amounts of solar in the 2036 portfolio have been mapped behind this constraint and CAISO staff expect an upgrade to be triggered in the 26-27 TPP. However, the final determination will be made based on the results of the 26-27 TPP Policy Assessment.

## 2041_Exceedance_Summary
Summary of in-CAISO transmission exceedances for the 2036 mapping results based on 2024 White Paper constraints and upgrade information. Does not include out-of-CAISO upgrades or potential in-CAISO upgrades beyond existing or approved CAISO transmission including potential transmission needed to interconnect resources to the identified interconnection point.
** Includes amounts from IRP baseline resources not in the White Paper baseline based on COD
| Base Case (2041) Tx Constraint Exceedances |  | Constraint's White Paper |  | FCDS Resources Mapped (In-Dev & Generic)** |  |  |  | EODS Resources Mapped** |  | Calculated Largest On-peak Exceedance | Calculated Off-peak Exceedance | FCDS Upgrade Info |  | EODS Upgrade Info (If Different) |  | CPUC staff estimated likelihood of being triggered | CPUC staff discussion notes
| CAISO Zone | Constraint Name | On-Peak Capability (MW) | Off-Peak Capability (MW) | Onshore & Offshore Wind (MW) | Solar (MW) | Storage (MW) | Biomass & Geothermal (MW) | Onshore Wind (MW) | Solar (MW) |  |  | Capability Increase (MW) | Estimated Cost (millions) | Capability Increase (MW) | Estimated Cost (millions)
| SCE Northern Area | Antelope-Vincent Constraint | 6149.12 | 8920.36 | 0 | 4900 | 6081 | 0 | 0 | 2739.5 | -811.38 | None | 1500 | 13.2 | N/A | N/A | High | This exceedance is driven by several GW of solar and was mapped for its cost-effectiveness by CPUC staff.
| SCE North of Lugo Area | Control to Inyokern area constraint | 0 | 120 | 0 | 0 | 0 | 177 | 0 | 0 | -177 | -57 | 186 | 329 | N/A | N/A | Low | This exceedance is caused by the increased amount of geothermal in the sensitivity portfolio relative to the base case necessitating the mapping of geothermal at Control, which is one of the few substations with significant hydrothermal potential in SCE. It was possible to remap geothermal away from Control in the base case. As noted in the 25-26 TPP mapping, the identified upgrade in the White Paper is not cost-effective and CPUC will ask CAISO to study alternative solutions.
| SCE North of Lugo Area | South of Kramer Area Constraint | 256 | 1190 | 0 | 70 | 434.5 | 293 | 0 | 238.8 | -280.6 | None | 200 | N/A | N/A | N/A | Medium | This exceedance is of the already approved upgrade from the 22-23 TPP (Kramer - Victor 115 kV lines to 220 kV). In the working group in the 25-26 cycle, CAISO staff noted that this exceedance may trigger a smaller reconductoring of the Kramer – Victor 220 kV line with an estimated $50 million cost.
| SCE North of Lugo Area | Lugo Transformer Area Constraint | 1328 | 2427 | 0 | 921 | 871.5 | 293 | 0 | 552.8 | -137.55 | None | N/A | N/A | N/A | N/A | Low | This modest exceedance was mapped to give CAISO a chance to study upgrades for this constraint.
| SCE North of Lugo Area | Calcite to Lugo Area Constraint | 297 | 552 | 0 | 382 | 0 | 0 | 0 | 300 | -8.6 | None | 1046 | 239 | N/A | N/A | Low | This small exceedance would likely not trigger an upgrade were it observed in the Base Case portfolio and has been mapped in the sensitivity to give CAISO a chance to further study cost-effective ways to meet the high solar levels that would be necessitated by a "limited wind" future.
| SCE Eastern Area | Devers-Red Bluff Constraint | 6133 | 7328 | 4121 | 4262 | 4529.516 | 0 | 0 | 8443 | -1179.646 | -154.404 | 532 | N/A | N/A | N/A | High | This exceedance is of an upgrade that was approved in the 22-23 TPP. CPUC staff have mapped this exceedance to give CAISO an opportunity to study the cost-effectiveness of further upgrades on this constraint.
| SCE Eastern Area | Eagle Mountain Constraint | 0 | 392 | 0 | 300 | 460 | 1347 | 0 | 292 | -1846 | -950.84 | 600 | 1182 | N/A | N/A | High | This constraint was exceeded by the mapped 2035 portfolio in the 25-26 TPP. Study by CAISO through the 25-26 TPP has revealed that 145 MW of imports modeled at Blythe are driving this constraint and that the appropriate upgrade to accommodate those imports may be different from the identified white paper upgrade.
| SCE Eastern Area | Etiwanda-Rancho Vista Constraint | 4824 | 7313 | 57 | 4694 | 4256 | 1347 | 0 | 2895 | -2415.89 | None | 3350 | 89 | N/A | N/A | High | This large exceedance has been mapped in the sensitivity to give CAISO a chance to further study the transmission implications of a "limited wind" future where large imports of solar and geothermal are needed to meet state emissions targets.
| SCE Eastern Area | Serrano-Alberhill-Valley Constraint | 6651 | 10182 | 4178 | 5094 | 6389.516 | 1347 | 0 | 7775 | -3014.166 | None | 1522 | N/A | N/A | N/A | High | This exceedance is of an upgrade that was approved in the 22-23 TPP. CPUC staff have mapped this exceedance to give CAISO an opportunity to study the cost-effectiveness of further upgrades on this constraint.
| East of Pisgah Area | Sloan Canyon - Eldorado 500 kV constraint | 4032 | 4302 | 1250 | 125 | 2465.5 | 908 | 0 | 1811.2 | -160.5 | None | N/A | N/A | N/A | N/A | Low | CPUC staff note that this is a small exceedance of the already approved set of upgrades to the GLW-VEA system and may not require additional transmission solutions; however, as always, the full TPP analysis is necessary to confirm if any upgrades would be needed and the scope of such upgrades.
| East of Pisgah Area | Lugo - Victorville area constraint | 10105 | 12605 | 6971 | 5458.5 | 7466.516 | 1649 | 0 | 14289.2 | -4343.191 | -1396.283 | 6800 | 2165 | N/A | N/A | High | This constraint was exceeded by the mapped 2035 portfolio in the 25-26 TPP and CPUC have mapped several GW more resources behind this constraint in the 26-27 TPP. CPUC staff determined that mapping to this constraint was a "least regrets" decision necessary to accommodate the large amounts of OOS wind and solar in the portfolio as well as significant commercial interest.
| SDG&E Study Area | San Luis Rey-San Onofre 230 kV line constraint | 1677.4 | 5624 | 180 | 3096.5 | 2736.31 | 1000 | 0 | 7150.84 | -698.67 | None | 2208.6 | N/A | N/A | N/A | Medium | This exceedance is a consequence of high amounts of solar that were mapped to SDG&E Arizona substations where they were optimally selected by RESOLVE. These same selections were remapped to avoid likely costly but unstudied upgrades in SDG&E Arizona. The selections have been restored in the sensitivity portfolio to understand the transmission implications of a likely necessary build out of large amounts of solar in Arizona in a limited wind future.
| SDG&E Study Area | Silvergate-Old Town 230 kV constraint | 682.4 | 2369 | 180 | 1500 | 899.6 | 1000 | 0 | 997.84 | -163.6 | None | 1686.8 | N/A | N/A | N/A | High | This exceedance is driven by the placement of over 10 GW of RESOLVE-selected solar in SDG&E. Large imports of solar from Arizona into SDG&E would be necessary to meet emissions targets in a "limited wind" future, yet the upgrades that would be needed to cost-effectively supply that generation have not been rigorously studied. With CAISO's approval, CPUC staff have restored large amounts of Arizona solar to SDG&E to allow for more informed transmission planning in future TPP cycles.
| PG&E North of Greater Bay Area | Collinsville-Tesla 500 kV Line | 3379 | 7706 | 1979.98 | 689 | 633.65 | 3199.7 | 0 | 3597.429 | -1547.69 | None | 8645 | 2851.85 | N/A | N/A | High | This constraint was exceeded by the mapped 2035 portfolio in the 25-26 TPP. The full TPP analysis is necessary to confirm if the White Paper upgrade is the optimal solution or if a potentially different solution is applicable.
| PG&E North of Greater Bay Area | Woodland- Davis 115kV line | 90.45 | 81 | 220 | 0 | 0 | 40 | 0 | 12 | -59.55 | -105.76 | 109 | 9.33 | N/A | N/A | Low | This small exceedance would likely not trigger an upgrade were it observed in the Base Case portfolio and has been mapped in the sensitivity to give CAISO a chance to further study cost-effective ways to meet the high solar levels that would be necessitated by a "limited wind" future.
| PG&E North of Greater Bay Area | Bellota-Weber 230kV line | 1661 | 2539 | 220 | 1399 | 1535.1 | 170.55 | 0 | 2699.265 | -364.5 | None | 460 | 400 | N/A | N/A | Medium | This constraint was exceeded by the mapped 2035 portfolio in the 25-26 TPP. Two PSH projects, in-development batteries, and 140 MW of geothermal are driving this exceedance, so remapping resources to erase it could be challenging. The full TPP analysis is necessary to confirm if the White Paper upgrade is the optimal solution or if a potentially different solution is applicable.
| PG&E Greater Bay Area | Windmaster-Delta pumps 230 kV line | 546 | 3673 | 299.98 | 0 | 613.9 | 68 | 0 | 1004.5 | -285.89 | None | 6034 | 417.33 | N/A | N/A | Low | In the working group, CAISO noted that there was a low likelihood of the constraint being triggered based on the resource mixes behind the constraint and the size of the exceedance. However, the final determination will be made based on the results of the 26-27 TPP Policy Assessment.
| PG&E Greater Bay Area | Kasson Jct-Heinz 115 kV line | 298 | 495 | 0 | 106 | 234.3 | 100 | 0 | 19.575 | -52.2 | None | 1255 | 1700 | N/A | N/A | Low | This small exceedance is driven by the placement of 100 MW of geothermal behind this constraint. The sensitivity portfolio has high amounts of geothermal and CPUC staff were forced to map resources to nearly every busbar with hydrothermal (conventional) geothermal potential in PG&E.
| PG&E Greater Bay Area | Tesla-Salado 115 kV line | 178.92 | 180 | 0 | 175 | 119 | 0 | 0 | 116.6 | -4.83 | None | 70 | 400 | N/A | N/A | Low | This small exceedance would likely not trigger an upgrade were it observed in the Base Case portfolio and has been mapped in the sensitivity to give CAISO a chance to further study cost-effective ways to meet the high solar levels that would be necessitated by a "limited wind" future.
| PG&E Greater Bay Area | Morganhill-Metcalf 115kV Line | 382 | 273 | 150 | 0 | 13 | 214 | 0 | 0 | None | -22.5 | 712 | 380 | N/A | N/A | Low | This small exceedance would likely not trigger an upgrade were it observed in the Base Case portfolio and has been mapped in the sensitivity to give CAISO a chance to further study cost-effective ways to meet the high solar levels that would be necessitated by a "limited wind" future.
| PG&E Greater Bay Area | Birds Landing-Contra Costa 230kV Line | 656 | 1176 | 299.98 | 0 | 398.2 | 421.2 | 0 | 922 | -313.39 | None | 1766 | 700 | N/A | N/A | High | Similar exceedances were estimated in past mapping efforts for previous TPP portfolio; and based on the study amounts and resource mixes behind the constraint, CAISO staff, in the working group expect the identified white paper upgrade would likely be triggered. However, as always, the full TPP analysis is necessary to confirm if any upgrades would be needed and the scope of such upgrades.
| PG&E Kern Area | Midway-Buena Vista Jct 230kV Line | 471 | 471 | 0 | 700 | 157.6 | 0 | 0 | 89 | -104.8 | None | 234 | 100 | N/A | N/A | Low | This small exceedance is driven by the placement of 700 MW of solar behind this constraint. The sensitivity portfolio has high amounts of solar and CPUC staff want to better understand the transmission implications of mapping more solar in PG&E Kern based on stakeholder interest.
| PG&E Fresno Area | Gates 500/230kV TB #12 | 5406 | 3581 | 100 | 10345.2 | 3654.4 | 30.55 | 69.3 | 3261.7 | -3815.842 | -3618.543 | 14825 | 35 | N/A | N/A | High | Exceedances on two Gates constraints were estimated in the prior TPP, although not until 2040. Based on the study amounts and resource mixes behind the constraint in this TPP, CAISO staff in the working group expect the identified white paper upgrade would likely be triggered. However, as always, the full TPP analysis is necessary to confirm if any upgrades would be needed and the scope of such upgrades.
| PG&E Fresno Area | Gates 500/230kV TB #11 | 5336.9 | 5027 | 100 | 11783.2 | 3153.6 | 62 | 69.3 | 3069.58 | -4686.972 | -3687.5882 | 10038 | 0 | N/A | N/A | High | Exceedances on two Gates constraints were estimated in the prior TPP, although not until 2040. Based on the study amounts and resource mixes behind the constraint in this TPP, CAISO staff in the working group expect the identified white paper upgrade would likely be triggered. However, as always, the full TPP analysis is necessary to confirm if any upgrades would be needed and the scope of such upgrades.
| PG&E Fresno Area | Chowchilla-Le grand 115kV Line | 0 | 158 | 0 | 0 | 220 | 2.55 | 0 | 19.56 | -222.55 | None | 1211 | 550 | N/A | N/A | High | CAISO staff note that this constraint is likely to be triggered this TPP cycle.
| PG&E Fresno Area | Los Banos 500/230kV TB | 6411 | 7216 | 100 | 5124 | 5125.3 | 222.55 | 69.3 | 2434.36 | -31.24 | None | N/A | N/A | N/A | N/A | Low | This small exceedance would likely not trigger an upgrade were it observed in the Base Case portfolio and has been mapped in the sensitivity to give CAISO a chance to further study cost-effective ways to meet the high solar levels that would be necessitated by a "limited wind" future.
| PG&E Fresno Area | Borden-Storey #1 230kV line | 412 | 780 | 0 | 1183 | 880.8 | 10.55 | 0 | 1058.56 | -878.88 | -120.0324 | 1247 | 50 | N/A | N/A | Medium | In the working group, CAISO noted that there was a medium likelihood of the constraint being triggered based on the resource mixes behind the constraint and the size of the exceedance. However, the final determination will be made based on the results of the 26-27 TPP Policy Assessment.
| PG&E Fresno Area | Mustang-Henrietta 230 kV line | 5581 | 5617 | 0 | 8902.2 | 1955.9 | 0 | 0 | 3387.84 | -1717.512 | -2136.2316 | 2479 | 830 | N/A | N/A | High | This constraint was exceeded by the mapped 2040 portfolio in the 25-26 TPP based on the CPUC's finding that the White Paper upgrade was an effective solution to this exceedance. Large additional amounts of solar in the 2036 portfolio have been mapped behind this constraint and CAISO staff expect an upgrade to be triggered in the 26-27 TPP. However, the final determination will be made based on the results of the 26-27 TPP Policy Assessment.

## TxCriteria_bySub_2041
This tab summarizes system-level transmission criteria alignment by substations for the resources mapped to each substation in the 2041 portfolio. It shows each substation’s transmission constraint membership, the resources mapped, the number of constraint exceedances impacting the substation and the most binding constraint for HSN, SSN, and EODS scenarios, and the criteria alignment flags before and after identified upgrades. The information presented here relies on the calculations in the “Tx_Calculator_2041” tab.
[101 empty] | Substation | Adding IRP baseline resources online after 1/1/2024 so not included in Tx constraints baseline | [13 empty] | IRP Baseline | Transmission Constaint Impacting Resourcess | [13 empty] | Transmission Impacting | [12 empty] | Trans-mission | [12 empty] | Final
|  |  | Substation Tx Constraint Matrix | [97 empty] | Tx Matrix | And subtracting transmission constraint baseline resources not in IRP baseline | [13 empty] | Reconciliation | Mapped Portfolio Resources (In-Development and Generic) + Baseline Reconciliation Adjustment Resources | [13 empty] | Resources | Transmission Constraint Exceedances at each substation | [5 empty] | Most limit Constraint by MWs available after mapping | [5 empty] | Exceed-ances | Transmission Constraint Exceedances at each substation after triggering upgrades | [11 empty] | Exceed-ances | FCDS Criteria Alignment |  |  |  | EODS Criteria Alignment
|  |  | Antelope-Vincent Constraint | Vincent-Lugo Constraint | Pardee-Sylmar Constraint | Windhub Constraint | Moorpark-Pardee Constraint | North of Magunden Constraint | South of Magunden Constraint | Antelope-Neenach Constraint | Hinson - Del Amo Constraint | SCE Metro Area Default Constraint | Control to Inyokern area constraint | South of Kramer Area Constraint | Victor to Lugo Area Constraint | Lugo Transformer Area Constraint | Calcite to Lugo Area Constraint | Colorado River 500/230 kV Constraint | DCRT Constraint | Devers-Red Bluff Constraint | Eagle Mountain Constraint | Etiwanda-Rancho Vista Constraint | Red Bluff 500/230 kV Constraint | Serrano-Alberhill-Valley Constraint | GLW 230kV area constraint | Sloan Canyon - Eldorado 500 kV constraint | Lugo - Victorville area constraint | Capistrano-San Onofre 230 kV constraint | Chicarita 138 kV constraint | El Cajon 69 kV constraint | Internal San Diego Area constraint | Miguel 69 kV constraint | Encina - San Luis Rey 230 kV constraint | East of Miguel constraint | San Luis Rey-San Onofre 230 kV line constraint | Ocean Ranch 69 kV constraint | Otay Mesa 230 kV constraint | Silvergate - Bay Blvd 230 kV constraint | Silvergate-Old Town 230 kV constraint | Talega 230 kV constraint | Trabuco-Capistrano 138 kV constraint | Collinsville-Tesla 500 kV Line | Woodland- Davis 115kV line | Cortina-Eagle Rock 115 kV line | Bell-Placer 115kV Line | Carberry-Round Mountain 230kV Line | Rocklin-Pleaseant grove 115kV line | Bellota-Weber 230kV line | Rio Oso-Brighton 230kV line | Rio Oso-Lockeford 230kV line | Humboldt Offshore Wind constraint | Dumbarton-Newark 115 kV line | Eastshore-San Mateo 230 kV line | Lakeville-Ignacio 230 kV line | Sobrante-Moraga 230 kV line | Windmaster-Delta pumps 230 kV line | Contra Costa- Windmaster 230 kV line | Tesla-Tracy-Pump 230 kV line #2 | Contra Costa #1 115kV Line | Kasson Jct-Heinz 115 kV line | Newark-Newark Distribution 115 kV line | Tesla-Bellota 230 kV line | Eight Mile-Tesla 230 kV line | Grant - Eastshore #2 line 115 kV | Salado-Crow Creek Sw Sta 60 kV line | Tesla-Salado 115 kV line | Morganhill-Metcalf 115kV Line | Tesla-Tracy Pump 230 kV Line #1 | Birds Landing-Contra Costa 230kV Line | Cal Flat-Gates 230 kV line | Gates-Arco 230 kV Line | Smyrna-Atwell Jct 115kV Line | Kern 230/115kV TB #4 | Maricopa-Copus 70 kV line | Midway-Taft 115 kV line | Kern-Tevis-Stockdale-Lamont 115kV line | Midway 230/115kV TB #3 | Semitropic-Midway 115kV Line | Midway-Buena Vista Jct 230kV Line | Manning 500kV | Gates 500/230kV TB #12 | Gates 500/230kV TB #11 | Gates 230/70kV TB #5 | Tranquility-Helm 230kV Line | Dairyland-Chowchilla 115kV Line | Chowchilla-Le grand 115kV Line | NEW- Melones-Cottle 230kV line | Los Banos 500/230kV TB | Schindler 115/70kV TB #1 | Panoche- Mendota 115 kV line | Panoche-Oro Loma 115kV Line | Borden-Storey #1 230kV line | Merced 115/70kV TB#2 | Helm 230/70kV TB #1 | Oro Loma-El Nido 115kV Line | Diablo-Gates 500 kV line | Mustang-Henrietta 230 kV line | Gates-Panoche 230 kV #1 and #2 Lines | NEW-Metcalf-Mosslanding 500kV | Has Approved |  | Geothermal | Biomass | Wind | Wind | OOS Wind | OOS Wind | Offshore Wind | Offshore Wind | Distributed Solar | Solar | Solar | Battery_4hr | Battery_8hr | LDES | Has | Geothermal | Biomass | Wind | Wind | OOS Wind | OOS Wind | Offshore Wind | Offshore Wind | Distributed Solar | Solar | Solar | Battery_4hr | Battery_8hr | LDES | Has | Number of HSN Constraints Exceeded |  | Number of SSN Constraints Exceeded |  | Number of EODS constraints Exceeded |  | Limiting Tx Constraint Headroom (Cumulative All Resources) |  |  | Binding Constraint Name |  |  |  | Number of HSN exceedances after upgrades |  | Number of SSN exceedances after upgrades |  | Number of EODS exceedances after upgrades |  | Limiting Tx Constraint Headroom (Cumulative All Resources) After Upgrades |  |  | Binding Constraint Name |  |  |  | Criteria Alignment pre-upgrades | Criteria Alignment after upgrades | Tx upgrades improved compliance | Final Criteria Alignment | Criteria 2 Alignment pre-upgrades | Criteria 2 Alignment after upgrades | Tx upgrades improved compliance | Final Criteria Alignment
CAISO Study Area | Substation | Voltage | Antelope-Vincent Constraint | Vincent-Lugo Constraint | Pardee-Sylmar Constraint | Windhub Constraint | Moorpark-Pardee Constraint | North of Magunden Constraint | South of Magunden Constraint | Antelope-Neenach Constraint | Hinson - Del Amo Constraint | SCE Metro Area Default Constraint | Control to Inyokern area constraint | South of Kramer Area Constraint | Victor to Lugo Area Constraint | Lugo Transformer Area Constraint | Calcite to Lugo Area Constraint | Colorado River 500/230 kV Constraint | DCRT Constraint | Devers-Red Bluff Constraint | Eagle Mountain Constraint | Etiwanda-Rancho Vista Constraint | Red Bluff 500/230 kV Constraint | Serrano-Alberhill-Valley Constraint | GLW 230kV area constraint | Sloan Canyon - Eldorado 500 kV constraint | Lugo - Victorville area constraint | Capistrano-San Onofre 230 kV constraint | Chicarita 138 kV constraint | El Cajon 69 kV constraint | Internal San Diego Area constraint | Miguel 69 kV constraint | Encina - San Luis Rey 230 kV constraint | East of Miguel constraint | San Luis Rey-San Onofre 230 kV line constraint | Ocean Ranch 69 kV constraint | Otay Mesa 230 kV constraint | Silvergate - Bay Blvd 230 kV constraint | Silvergate-Old Town 230 kV constraint | Talega 230 kV constraint | Trabuco-Capistrano 138 kV constraint | Collinsville-Tesla 500 kV Line | Woodland- Davis 115kV line | Cortina-Eagle Rock 115 kV line | Bell-Placer 115kV Line | Carberry-Round Mountain 230kV Line | Rocklin-Pleaseant grove 115kV line | Bellota-Weber 230kV line | Rio Oso-Brighton 230kV line | Rio Oso-Lockeford 230kV line | Humboldt Offshore Wind constraint | Dumbarton-Newark 115 kV line | Eastshore-San Mateo 230 kV line | Lakeville-Ignacio 230 kV line | Sobrante-Moraga 230 kV line | Windmaster-Delta pumps 230 kV line | Contra Costa- Windmaster 230 kV line | Tesla-Tracy-Pump 230 kV line #2 | Contra Costa #1 115kV Line | Kasson Jct-Heinz 115 kV line | Newark-Newark Distribution 115 kV line | Tesla-Bellota 230 kV line | Eight Mile-Tesla 230 kV line | Grant - Eastshore #2 line 115 kV | Salado-Crow Creek Sw Sta 60 kV line | Tesla-Salado 115 kV line | Morganhill-Metcalf 115kV Line | Tesla-Tracy Pump 230 kV Line #1 | Birds Landing-Contra Costa 230kV Line | Cal Flat-Gates 230 kV line | Gates-Arco 230 kV Line | Smyrna-Atwell Jct 115kV Line | Kern 230/115kV TB #4 | Maricopa-Copus 70 kV line | Midway-Taft 115 kV line | Kern-Tevis-Stockdale-Lamont 115kV line | Midway 230/115kV TB #3 | Semitropic-Midway 115kV Line | Midway-Buena Vista Jct 230kV Line | Manning 500kV | Gates 500/230kV TB #12 | Gates 500/230kV TB #11 | Gates 230/70kV TB #5 | Tranquility-Helm 230kV Line | Dairyland-Chowchilla 115kV Line | Chowchilla-Le grand 115kV Line | NEW- Melones-Cottle 230kV line | Los Banos 500/230kV TB | Schindler 115/70kV TB #1 | Panoche- Mendota 115 kV line | Panoche-Oro Loma 115kV Line | Borden-Storey #1 230kV line | Merced 115/70kV TB#2 | Helm 230/70kV TB #1 | Oro Loma-El Nido 115kV Line | Diablo-Gates 500 kV line | Mustang-Henrietta 230 kV line | Gates-Panoche 230 kV #1 and #2 Lines | NEW-Metcalf-Mosslanding 500kV | Tx Upgrade |  | FCDS | FCDS | FCDS | EODS | FCDS | EODS | FCDS | EODS | EODS | FCDS | EODS | FCDS | FCDS | FCDS | Res | FCDS | FCDS | FCDS | EODS | FCDS | EODS | FCDS | EODS | EODS | FCDS | EODS | FCDS | FCDS | FCDS | Res | Actual | Default | Actual | Default | Actual | Default | HSN | SSN | EODS | HSN | SSN | EODS |  | Actual | Default | Actual | Default | Actual | Default | HSN | SSN | EODS | HSN | SSN | EODS |  | FCDS | FCDS | FCDS | FCDS | EODS | EODS | EODS | EODS
PG&E KERN | 7th Standard | 115 | 0 | 0 | 0 | 0 | 0 | 0 | 0 | 0 | 0 | 0 | 0 | 0 | 0 | 0 | 0 | 0 | 0 | 0 | 0 | 0 | 0 | 0 | 0 | 0 | 0 | 0 | 0 | 0 | 0 | 0 | 0 | 0 | 0 | 0 | 0 | 0 | 0 | 0 | 0 | 0 | 0 | 0 | 0 | 0 | 0 | 0 | 0 | 0 | 0 | 0 | 0 | 0 | 0 | 0 | 0 | 0 | 0 | 0 | 0 | 0 | 0 | 0 | 0 | 0 | 0 | 0 | 0 | 0 | 0 | 0 | 1 | 0 | 0 | 0 | 1 | 0 | 0 | 0 | 1 | 1 | 0 | 0 | 0 | 0 | 0 | 0 | 0 | 0 | 0 | 0 | 0 | 0 | 0 | 0 | 1 | 0 | 0 | 0 |  | 0 | 0 | 0 | 0 | 0 | 0 | 0 | 0 | 0 | 0 | 0 | 0 | 0 | 0 | 0 | 0 | 0 | 0 | 0 | 0 | 0 | 0 | 0 | 0 | 0 | 90 | 0 | 0 | 0 | 1 | 0 | 0 | 3 | 0 | 2 | 1 | 119.27 | -4686.972 | -3687.5882 | Gates 500/230kV TB #12 | Gates 500/230kV TB #11 | Gates 500/230kV TB #11 |  | 0 | 0 | 0 | 0 | 0 | 0 | 1547.55 | 761.488 | 342.7684 | Midway 230/115kV TB #3 | Mustang-Henrietta 230 kV line | Mustang-Henrietta 230 kV line |  | 5 | 1 | YES | 2 | 5 | 1 | YES | 2
SCE Metro | Alamitos | 230 | 0 | 0 | 0 | 0 | 0 | 0 | 0 | 0 | 1 | 1 | 0 | 0 | 0 | 0 | 0 | 0 | 0 | 0 | 0 | 0 | 0 | 0 | 0 | 0 | 0 | 0 | 0 | 0 | 0 | 0 | 0 | 0 | 0 | 0 | 0 | 0 | 0 | 0 | 0 | 0 | 0 | 0 | 0 | 0 | 0 | 0 | 0 | 0 | 0 | 0 | 0 | 0 | 0 | 0 | 0 | 0 | 0 | 0 | 0 | 0 | 0 | 0 | 0 | 0 | 0 | 0 | 0 | 0 | 0 | 0 | 0 | 0 | 0 | 0 | 0 | 0 | 0 | 0 | 0 | 0 | 0 | 0 | 0 | 0 | 0 | 0 | 0 | 0 | 0 | 0 | 0 | 0 | 0 | 0 | 0 | 0 | 0 | 0 |  | 0 | 0 | 0 | 0 | 0 | 0 | 0 | 0 | 0 | 0 | 0 | -82 | 0 | 0 | 1 | 0 | 0 | 0 | 0 | 0 | 0 | 0 | 0 | 0 | 382 | 0 | 0 | 188 | 0 | 1 | 0 | 0 | 0 | 0 | 0 | 0 | 1847.1684 | 1991.844 | 3202.161 | Hinson - Del Amo Constraint | Hinson - Del Amo Constraint | Hinson - Del Amo Constraint |  | 0 | 0 | 0 | 0 | 0 | 0 | 1847.1684 | 1991.844 | 3202.161 | Hinson - Del Amo Constraint | Hinson - Del Amo Constraint | Hinson - Del Amo Constraint |  | 1 | 1 | NO | 1 | 1 | 1 | NO | 1
SCE Eastern | Alberhill | 115 | 0 | 0 | 0 | 0 | 0 | 0 | 0 | 0 | 0 | 0 | 0 | 0 | 0 | 0 | 0 | 0 | 0 | 0 | 0 | 1 | 0 | 1 | 0 | 0 | 0 | 0 | 0 | 0 | 0 | 0 | 0 | 0 | 0 | 0 | 0 | 0 | 0 | 0 | 0 | 0 | 0 | 0 | 0 | 0 | 0 | 0 | 0 | 0 | 0 | 0 | 0 | 0 | 0 | 0 | 0 | 0 | 0 | 0 | 0 | 0 | 0 | 0 | 0 | 0 | 0 | 0 | 0 | 0 | 0 | 0 | 0 | 0 | 0 | 0 | 0 | 0 | 0 | 0 | 0 | 0 | 0 | 0 | 0 | 0 | 0 | 0 | 0 | 0 | 0 | 0 | 0 | 0 | 0 | 0 | 0 | 0 | 0 | 1 |  | 0 | 0 | 0 | 0 | 0 | 0 | 0 | 0 | 0 | 0 | 0 | 0 | 0 | 0 | 0 | 0 | 0 | 0 | 0 | 0 | 0 | 0 | 0 | 0 | 2984 | 1000 | 0 | 0 | 0 | 1 | 1 | 2 | 1 | 2 | 0 | 0 | -3014.166 | -2415.89 | 4051.236 | Serrano-Alberhill-Valley Constraint | Etiwanda-Rancho Vista Constraint | Serrano-Alberhill-Valley Constraint |  | 1 | 3 | 1 | 3 | 0 | 0 | -1492.166 | -2415.89 | 4353.39 | Serrano-Alberhill-Valley Constraint | Etiwanda-Rancho Vista Constraint | Etiwanda-Rancho Vista Constraint |  | 5 | 5 | NO | 5 | 1 | 1 | NO | 1
SCE Eastern | Alberhill | 500 | 0 | 0 | 0 | 0 | 0 | 0 | 0 | 0 | 0 | 0 | 0 | 0 | 0 | 0 | 0 | 0 | 0 | 0 | 0 | 1 | 0 | 1 | 0 | 0 | 0 | 0 | 0 | 0 | 0 | 0 | 0 | 0 | 0 | 0 | 0 | 0 | 0 | 0 | 0 | 0 | 0 | 0 | 0 | 0 | 0 | 0 | 0 | 0 | 0 | 0 | 0 | 0 | 0 | 0 | 0 | 0 | 0 | 0 | 0 | 0 | 0 | 0 | 0 | 0 | 0 | 0 | 0 | 0 | 0 | 0 | 0 | 0 | 0 | 0 | 0 | 0 | 0 | 0 | 0 | 0 | 0 | 0 | 0 | 0 | 0 | 0 | 0 | 0 | 0 | 0 | 0 | 0 | 0 | 0 | 0 | 0 | 0 | 1 |  | 0 | 0 | 0 | 0 | 0 | 0 | 0 | 0 | 0 | 0 | 0 | 0 | 0 | 0 | 0 | 0 | 0 | 0 | 0 | 0 | 0 | 0 | 0 | 0 | 435 | 0 | 0 | 0 | 500 | 1 | 1 | 2 | 1 | 2 | 0 | 0 | -3014.166 | -2415.89 | 4051.236 | Serrano-Alberhill-Valley Constraint | Etiwanda-Rancho Vista Constraint | Serrano-Alberhill-Valley Constraint |  | 1 | 3 | 1 | 3 | 0 | 0 | -1492.166 | -2415.89 | 4353.39 | Serrano-Alberhill-Valley Constraint | Etiwanda-Rancho Vista Constraint | Etiwanda-Rancho Vista Constraint |  | 5 | 5 | NO | 5 | 1 | 1 | NO | 1
PG&E GBA | Alhambra | 115 | 0 | 0 | 0 | 0 | 0 | 0 | 0 | 0 | 0 | 0 | 0 | 0 | 0 | 0 | 0 | 0 | 0 | 0 | 0 | 0 | 0 | 0 | 0 | 0 | 0 | 0 | 0 | 0 | 0 | 0 | 0 | 0 | 0 | 0 | 0 | 0 | 0 | 0 | 0 | 1 | 0 | 0 | 0 | 0 | 0 | 0 | 0 | 0 | 0 | 0 | 0 | 0 | 1 | 0 | 0 | 1 | 0 | 0 | 0 | 0 | 0 | 0 | 0 | 0 | 0 | 0 | 0 | 0 | 0 | 0 | 0 | 0 | 0 | 0 | 0 | 0 | 0 | 0 | 0 | 0 | 0 | 0 | 0 | 0 | 0 | 0 | 0 | 0 | 0 | 0 | 0 | 0 | 0 | 0 | 0 | 0 | 0 | 1 |  | 0 | 0 | 0 | 0 | 0 | 0 | 0 | 0 | 0 | 0 | 0 | 0 | 0 | 0 | 0 | 0 | 0 | 0 | 0 | 0 | 0 | 0 | 0 | 0 | 0 | 0 | 0 | 0 | 0 | 0 | 1 | 0 | 1 | 0 | 0 | 0 | -1547.69 | -1002.9112 | 977.7909 | Collinsville-Tesla 500 kV Line | Collinsville-Tesla 500 kV Line | Collinsville-Tesla 500 kV Line |  | 0 | 0 | 0 | 0 | 0 | 0 | 2401.7 | 2386.26 | 977.7909 | Sobrante-Moraga 230 kV line | Sobrante-Moraga 230 kV line | Collinsville-Tesla 500 kV Line |  | 5 | 1 | YES | 2 | 1 | 1 | NO | 1
PG&E FRESNO | Alpaugh | 115 | 0 | 0 | 0 | 0 | 0 | 0 | 0 | 0 | 0 | 0 | 0 | 0 | 0 | 0 | 0 | 0 | 0 | 0 | 0 | 0 | 0 | 0 | 0 | 0 | 0 | 0 | 0 | 0 | 0 | 0 | 0 | 0 | 0 | 0 | 0 | 0 | 0 | 0 | 0 | 0 | 0 | 0 | 0 | 0 | 0 | 0 | 0 | 0 | 0 | 0 | 0 | 0 | 0 | 0 | 0 | 0 | 0 | 0 | 0 | 0 | 0 | 0 | 0 | 0 | 0 | 0 | 0 | 1 | 0 | 1 | 1 | 0 | 0 | 0 | 1 | 1 | 0 | 0 | 1 | 1 | 0 | 0 | 0 | 0 | 0 | 0 | 0 | 0 | 0 | 0 | 0 | 0 | 0 | 0 | 1 | 0 | 0 | 0 |  | 0 | 0 | 0 | 0 | 0 | 0 | 0 | 0 | 3 | 0 | 0 | 0 | 0 | 0 | 1 | 0 | 0 | 0 | 0 | 0 | 0 | 0 | 0 | 3 | 0 | 0 | 0 | 0 | 0 | 1 | 0 | 0 | 3 | 0 | 2 | 1 | 119.27 | -4686.972 | -3687.5882 | Gates 500/230kV TB #12 | Gates 500/230kV TB #11 | Gates 500/230kV TB #11 |  | 0 | 0 | 0 | 0 | 0 | 0 | 120.85 | 192.6 | 130.03 | Cal Flat-Gates 230 kV line | Smyrna-Atwell Jct 115kV Line | Smyrna-Atwell Jct 115kV Line |  | 5 | 1 | YES | 2 | 5 | 1 | YES | 2
SDGE | Alpine | 69 | 0 | 0 | 0 | 0 | 0 | 0 | 0 | 0 | 0 | 0 | 0 | 0 | 0 | 0 | 0 | 0 | 0 | 0 | 0 | 0 | 0 | 0 | 0 | 0 | 0 | 0 | 0 | 1 | 0 | 1 | 1 | 0 | 1 | 0 | 0 | 0 | 1 | 0 | 0 | 0 | 0 | 0 | 0 | 0 | 0 | 0 | 0 | 0 | 0 | 0 | 0 | 0 | 0 | 0 | 0 | 0 | 0 | 0 | 0 | 0 | 0 | 0 | 0 | 0 | 0 | 0 | 0 | 0 | 0 | 0 | 0 | 0 | 0 | 0 | 0 | 0 | 0 | 0 | 0 | 0 | 0 | 0 | 0 | 0 | 0 | 0 | 0 | 0 | 0 | 0 | 0 | 0 | 0 | 0 | 0 | 0 | 0 | 3 |  | 0 | 0 | 0 | 0 | 0 | 0 | 0 | 0 | 0 | 0 | 0 | 0 | 0 | 0 | 0 | 0 | 0 | 0 | 0 | 0 | 0 | 0 | 0 | 0 | 0 | 0 | 6 | 0 | 0 | 1 | 0 | 1 | 0 | 2 | 0 | 0 | -99.1 | -698.67 | 216.1064 | San Luis Rey-San Onofre 230 kV line constraint | San Luis Rey-San Onofre 230 kV line constraint | Silvergate-Old Town 230 kV constraint |  | 0 | 1 | 0 | 2 | 0 | 0 | -99.1 | -698.67 | 216.1064 | San Luis Rey-San Onofre 230 kV line constraint | San Luis Rey-San Onofre 230 kV line constraint | Silvergate-Old Town 230 kV constraint |  | 4 | 4 | NO | 4 | 1 | 1 | NO | 1
PG&E GBA | Altamont Midway (Sandhill) | 230 | 0 | 0 | 0 | 0 | 0 | 0 | 0 | 0 | 0 | 0 | 0 | 0 | 0 | 0 | 0 | 0 | 0 | 0 | 0 | 0 | 0 | 0 | 0 | 0 | 0 | 0 | 0 | 0 | 0 | 0 | 0 | 0 | 0 | 0 | 0 | 0 | 0 | 0 | 0 | 1 | 0 | 0 | 0 | 0 | 0 | 0 | 0 | 0 | 0 | 0 | 0 | 0 | 0 | 0 | 0 | 1 | 0 | 0 | 0 | 0 | 0 | 0 | 0 | 0 | 0 | 1 | 0 | 0 | 0 | 0 | 0 | 0 | 0 | 0 | 0 | 0 | 0 | 0 | 0 | 0 | 0 | 0 | 0 | 0 | 0 | 0 | 0 | 0 | 0 | 0 | 0 | 0 | 0 | 0 | 0 | 0 | 0 | 0 |  | 0 | 0 | 0 | 0 | 0 | 0 | 0 | 0 | 0 | 0 | 0 | 0 | 0 | 0 | 0 | 0 | 0 | 0 | 0 | 0 | 0 | 0 | 0 | 0 | 0 | 0 | 0 | 0 | 0 | 0 | 1 | 0 | 1 | 0 | 0 | 0 | -1547.69 | -1002.9112 | 977.7909 | Collinsville-Tesla 500 kV Line | Collinsville-Tesla 500 kV Line | Collinsville-Tesla 500 kV Line |  | 0 | 0 | 0 | 0 | 0 | 0 | 2856.56 | 2425.6138 | 977.7909 | Tesla-Tracy-Pump 230 kV line #2 | Tesla-Tracy-Pump 230 kV line #2 | Collinsville-Tesla 500 kV Line |  | 5 | 1 | YES | 2 | 1 | 1 | NO | 1
SCE Northern | Antelope | 66 | 1 | 0 | 0 | 0 | 0 | 0 | 0 | 0 | 0 | 0 | 0 | 0 | 0 | 0 | 0 | 0 | 0 | 0 | 0 | 0 | 0 | 0 | 0 | 0 | 0 | 0 | 0 | 0 | 0 | 0 | 0 | 0 | 0 | 0 | 0 | 0 | 0 | 0 | 0 | 0 | 0 | 0 | 0 | 0 | 0 | 0 | 0 | 0 | 0 | 0 | 0 | 0 | 0 | 0 | 0 | 0 | 0 | 0 | 0 | 0 | 0 | 0 | 0 | 0 | 0 | 0 | 0 | 0 | 0 | 0 | 0 | 0 | 0 | 0 | 0 | 0 | 0 | 0 | 0 | 0 | 0 | 0 | 0 | 0 | 0 | 0 | 0 | 0 | 0 | 0 | 0 | 0 | 0 | 0 | 0 | 0 | 0 | 0 |  | 0 | 0 | 0 | 0 | 0 | 0 | 0 | 0 | 7.5 | 0 | 0 | 0 | 0 | 0 | 1 | 0 | 0 | 0 | 0 | 0 | 0 | 0 | 0 | 13.5 | 0 | 0 | 0 | 0 | 0 | 1 | 1 | 0 | 1 | 0 | 0 | 0 | -568.88 | -811.38 | 9118.945 | Antelope-Vincent Constraint | Antelope-Vincent Constraint | Antelope-Vincent Constraint |  | 1 | 0 | 1 | 0 | 0 | 0 | -568.88 | -811.38 | 9118.945 | Antelope-Vincent Constraint | Antelope-Vincent Constraint | Antelope-Vincent Constraint |  | 5 | 5 | NO | 5 | 1 | 1 | NO | 1
SCE Northern | Antelope | 230 | 1 | 0 | 0 | 0 | 0 | 0 | 0 | 0 | 0 | 0 | 0 | 0 | 0 | 0 | 0 | 0 | 0 | 0 | 0 | 0 | 0 | 0 | 0 | 0 | 0 | 0 | 0 | 0 | 0 | 0 | 0 | 0 | 0 | 0 | 0 | 0 | 0 | 0 | 0 | 0 | 0 | 0 | 0 | 0 | 0 | 0 | 0 | 0 | 0 | 0 | 0 | 0 | 0 | 0 | 0 | 0 | 0 | 0 | 0 | 0 | 0 | 0 | 0 | 0 | 0 | 0 | 0 | 0 | 0 | 0 | 0 | 0 | 0 | 0 | 0 | 0 | 0 | 0 | 0 | 0 | 0 | 0 | 0 | 0 | 0 | 0 | 0 | 0 | 0 | 0 | 0 | 0 | 0 | 0 | 0 | 0 | 0 | 0 |  | 0 | 0 | 0 | 0 | 0 | 0 | 0 | 0 | 0 | 125 | 0 | 80 | 0 | 0 | 1 | 0 | 0 | 0 | 0 | 0 | 0 | 0 | 0 | 0 | 1058 | 450 | 80 | 150 | 900 | 1 | 1 | 0 | 1 | 0 | 0 | 0 | -568.88 | -811.38 | 9118.945 | Antelope-Vincent Constraint | Antelope-Vincent Constraint | Antelope-Vincent Constraint |  | 1 | 0 | 1 | 0 | 0 | 0 | -568.88 | -811.38 | 9118.945 | Antelope-Vincent Constraint | Antelope-Vincent Constraint | Antelope-Vincent Constraint |  | 5 | 5 | NO | 5 | 1 | 1 | NO | 1
SCE Northern | Antelope | 500 | 1 | 1 | 0 | 0 | 0 | 0 | 0 | 0 | 0 | 0 | 0 | 0 | 0 | 0 | 0 | 0 | 0 | 0 | 0 | 0 | 0 | 0 | 0 | 0 | 0 | 0 | 0 | 0 | 0 | 0 | 0 | 0 | 0 | 0 | 0 | 0 | 0 | 0 | 0 | 0 | 0 | 0 | 0 | 0 | 0 | 0 | 0 | 0 | 0 | 0 | 0 | 0 | 0 | 0 | 0 | 0 | 0 | 0 | 0 | 0 | 0 | 0 | 0 | 0 | 0 | 0 | 0 | 0 | 0 | 0 | 0 | 0 | 0 | 0 | 0 | 0 | 0 | 0 | 0 | 0 | 0 | 0 | 0 | 0 | 0 | 0 | 0 | 0 | 0 | 0 | 0 | 0 | 0 | 0 | 0 | 0 | 0 | 0 |  | 0 | 0 | 0 | 0 | 0 | 0 | 0 | 0 | 0 | 0 | 0 | 0 | 0 | 0 | 0 | 0 | 0 | 0 | 0 | 0 | 0 | 0 | 0 | 0 | 0 | 1000 | 0 | 160 | 0 | 1 | 1 | 0 | 1 | 0 | 0 | 0 | -568.88 | -811.38 | 7690.34 | Antelope-Vincent Constraint | Antelope-Vincent Constraint | Vincent-Lugo Constraint |  | 1 | 0 | 1 | 0 | 0 | 0 | -568.88 | -811.38 | 7690.34 | Antelope-Vincent Constraint | Antelope-Vincent Constraint | Vincent-Lugo Constraint |  | 5 | 5 | NO | 5 | 1 | 1 | NO | 1
PG&E NGBA | Arcata | 60 | 0 | 0 | 0 | 0 | 0 | 0 | 0 | 0 | 0 | 0 | 0 | 0 | 0 | 0 | 0 | 0 | 0 | 0 | 0 | 0 | 0 | 0 | 0 | 0 | 0 | 0 | 0 | 0 | 0 | 0 | 0 | 0 | 0 | 0 | 0 | 0 | 0 | 0 | 0 | 1 | 0 | 0 | 0 | 0 | 0 | 0 | 0 | 0 | 0 | 0 | 0 | 0 | 0 | 0 | 0 | 0 | 0 | 0 | 0 | 0 | 0 | 0 | 0 | 0 | 0 | 0 | 0 | 0 | 0 | 0 | 0 | 0 | 0 | 0 | 0 | 0 | 0 | 0 | 0 | 0 | 0 | 0 | 0 | 0 | 0 | 0 | 0 | 0 | 0 | 0 | 0 | 0 | 0 | 0 | 0 | 0 | 0 | 0 |  | 0 | 0 | 0 | 0 | 0 | 0 | 0 | 0 | 3 | 0 | 0 | 0 | 0 | 0 | 1 | 0 | 0 | 0 | 0 | 0 | 0 | 0 | 0 | 7 | 0 | 0 | 2.5 | 0 | 0 | 1 | 1 | 0 | 1 | 0 | 0 | 0 | -1547.69 | -1002.9112 | 977.7909 | Collinsville-Tesla 500 kV Line | Collinsville-Tesla 500 kV Line | Collinsville-Tesla 500 kV Line |  | 0 | 0 | 0 | 0 | 0 | 0 | 7097.31 | 7642.0888 | 977.7909 | Collinsville-Tesla 500 kV Line | Collinsville-Tesla 500 kV Line | Collinsville-Tesla 500 kV Line |  | 5 | 1 | YES | 2 | 1 | 1 | NO | 1
PG&E KERN | Arco | 230 | 0 | 0 | 0 | 0 | 0 | 0 | 0 | 0 | 0 | 0 | 0 | 0 | 0 | 0 | 0 | 0 | 0 | 0 | 0 | 0 | 0 | 0 | 0 | 0 | 0 | 0 | 0 | 0 | 0 | 0 | 0 | 0 | 0 | 0 | 0 | 0 | 0 | 0 | 0 | 0 | 0 | 0 | 0 | 0 | 0 | 0 | 0 | 0 | 0 | 0 | 0 | 0 | 0 | 0 | 0 | 0 | 0 | 0 | 0 | 0 | 0 | 0 | 0 | 0 | 0 | 0 | 0 | 0 | 0 | 0 | 0 | 0 | 0 | 0 | 0 | 0 | 0 | 0 | 1 | 1 | 0 | 0 | 0 | 0 | 0 | 0 | 0 | 0 | 0 | 0 | 0 | 0 | 0 | 0 | 1 | 0 | 0 | 0 |  | 0 | 0 | 0 | 0 | 0 | 0 | 0 | 0 | 0 | 43.2 | 21.7 | 25 | 0 | 0 | 1 | 0 | 0 | 0 | 0 | 0 | 0 | 0 | 0 | 4.79 | 1567.2 | 21.7 | 25 | 0 | 10 | 1 | 0 | 0 | 3 | 0 | 2 | 1 | 119.27 | -4686.972 | -3687.5882 | Gates 500/230kV TB #12 | Gates 500/230kV TB #11 | Gates 500/230kV TB #11 |  | 0 | 0 | 0 | 0 | 0 | 0 | 4768.77 | 761.488 | 342.7684 | Mustang-Henrietta 230 kV line | Mustang-Henrietta 230 kV line | Mustang-Henrietta 230 kV line |  | 5 | 1 | YES | 2 | 5 | 1 | YES | 2
PG&E KERN | Arco | 70 | 0 | 0 | 0 | 0 | 0 | 0 | 0 | 0 | 0 | 0 | 0 | 0 | 0 | 0 | 0 | 0 | 0 | 0 | 0 | 0 | 0 | 0 | 0 | 0 | 0 | 0 | 0 | 0 | 0 | 0 | 0 | 0 | 0 | 0 | 0 | 0 | 0 | 0 | 0 | 0 | 0 | 0 | 0 | 0 | 0 | 0 | 0 | 0 | 0 | 0 | 0 | 0 | 0 | 0 | 0 | 0 | 0 | 0 | 0 | 0 | 0 | 0 | 0 | 0 | 0 | 0 | 0 | 0 | 0 | 0 | 0 | 0 | 0 | 0 | 0 | 0 | 0 | 0 | 1 | 1 | 0 | 0 | 0 | 0 | 0 | 0 | 0 | 0 | 0 | 0 | 0 | 0 | 0 | 0 | 1 | 0 | 0 | 0 |  | 0 | 0 | 0 | 0 | 0 | 0 | 0 | 0 | 0 | 0 | 0 | 55 | 0 | 0 | 1 | 0 | 0 | 0 | 0 | 0 | 0 | 0 | 0 | 0 | 60 | 0 | 57 | 0 | 0 | 1 | 0 | 0 | 3 | 0 | 2 | 1 | 119.27 | -4686.972 | -3687.5882 | Gates 500/230kV TB #12 | Gates 500/230kV TB #11 | Gates 500/230kV TB #11 |  | 0 | 0 | 0 | 0 | 0 | 0 | 4768.77 | 761.488 | 342.7684 | Mustang-Henrietta 230 kV line | Mustang-Henrietta 230 kV line | Mustang-Henrietta 230 kV line |  | 5 | 1 | YES | 2 | 5 | 1 | YES | 2
SCE Metro | ArcoGen | 230 | 0 | 0 | 0 | 0 | 0 | 0 | 0 | 0 | 0 | 1 | 0 | 0 | 0 | 0 | 0 | 0 | 0 | 0 | 0 | 0 | 0 | 0 | 0 | 0 | 0 | 0 | 0 | 0 | 0 | 0 | 0 | 0 | 0 | 0 | 0 | 0 | 0 | 0 | 0 | 0 | 0 | 0 | 0 | 0 | 0 | 0 | 0 | 0 | 0 | 0 | 0 | 0 | 0 | 0 | 0 | 0 | 0 | 0 | 0 | 0 | 0 | 0 | 0 | 0 | 0 | 0 | 0 | 0 | 0 | 0 | 0 | 0 | 0 | 0 | 0 | 0 | 0 | 0 | 0 | 0 | 0 | 0 | 0 | 0 | 0 | 0 | 0 | 0 | 0 | 0 | 0 | 0 | 0 | 0 | 0 | 0 | 0 | 0 |  | 0 | 0 | 0 | 0 | 0 | 0 | 0 | 0 | 0 | 0 | 0 | 0 | 0 | 0 | 0 | 0 | 0 | 0 | 0 | 0 | 0 | 0 | 0 | 0 | 0 | 0 | 0 | 674 | 0 | 1 | 0 | 0 | 0 | 0 | 0 | 0 | 3800.7188 | 8091.008 | 21779.8411 | SCE Metro Area Default Constraint | SCE Metro Area Default Constraint | SCE Metro Area Default Constraint |  | 0 | 0 | 0 | 0 | 0 | 0 | 3800.7188 | 8091.008 | 21779.8411 | SCE Metro Area Default Constraint | SCE Metro Area Default Constraint | SCE Metro Area Default Constraint |  | 1 | 1 | NO | 1 | 1 | 1 | NO | 1
SDGE | Artesian | 230 | 0 | 0 | 0 | 0 | 0 | 0 | 0 | 0 | 0 | 0 | 0 | 0 | 0 | 0 | 0 | 0 | 0 | 0 | 0 | 0 | 0 | 0 | 0 | 0 | 0 | 1 | 0 | 0 | 1 | 0 | 1 | 0 | 1 | 0 | 0 | 0 | 0 | 1 | 0 | 0 | 0 | 0 | 0 | 0 | 0 | 0 | 0 | 0 | 0 | 0 | 0 | 0 | 0 | 0 | 0 | 0 | 0 | 0 | 0 | 0 | 0 | 0 | 0 | 0 | 0 | 0 | 0 | 0 | 0 | 0 | 0 | 0 | 0 | 0 | 0 | 0 | 0 | 0 | 0 | 0 | 0 | 0 | 0 | 0 | 0 | 0 | 0 | 0 | 0 | 0 | 0 | 0 | 0 | 0 | 0 | 0 | 0 | 3 |  | 0 | 0 | 0 | 0 | 0 | 0 | 0 | 0 | 0 | 0 | 0 | 0 | 0 | 0 | 0 | 0 | 0 | 0 | 0 | 0 | 0 | 0 | 0 | 0 | 0 | 0 | 0 | 0 | 0 | 0 | 0 | 1 | 0 | 1 | 0 | 0 | -99.1 | -698.67 | 1191.1 | San Luis Rey-San Onofre 230 kV line constraint | San Luis Rey-San Onofre 230 kV line constraint | Talega 230 kV constraint |  | 0 | 1 | 0 | 1 | 0 | 0 | -99.1 | -698.67 | 1191.1 | San Luis Rey-San Onofre 230 kV line constraint | San Luis Rey-San Onofre 230 kV line constraint | Talega 230 kV constraint |  | 4 | 4 | NO | 4 | 1 | 1 | NO | 1
SDGE | Artesian | 69 | 0 | 0 | 0 | 0 | 0 | 0 | 0 | 0 | 0 | 0 | 0 | 0 | 0 | 0 | 0 | 0 | 0 | 0 | 0 | 0 | 0 | 0 | 0 | 0 | 0 | 1 | 0 | 0 | 0 | 0 | 1 | 0 | 1 | 0 | 0 | 0 | 0 | 1 | 0 | 0 | 0 | 0 | 0 | 0 | 0 | 0 | 0 | 0 | 0 | 0 | 0 | 0 | 0 | 0 | 0 | 0 | 0 | 0 | 0 | 0 | 0 | 0 | 0 | 0 | 0 | 0 | 0 | 0 | 0 | 0 | 0 | 0 | 0 | 0 | 0 | 0 | 0 | 0 | 0 | 0 | 0 | 0 | 0 | 0 | 0 | 0 | 0 | 0 | 0 | 0 | 0 | 0 | 0 | 0 | 0 | 0 | 0 | 2 |  | 0 | 0 | 0 | 0 | 0 | 0 | 0 | 0 | 0 | 0 | 0 | 0 | 0 | 0 | 0 | 0 | 0 | 0 | 0 | 0 | 0 | 0 | 0 | 0 | 0 | 0 | 0 | 0 | 0 | 0 | 0 | 1 | 0 | 1 | 0 | 0 | -99.1 | -698.67 | 1191.1 | San Luis Rey-San Onofre 230 kV line constraint | San Luis Rey-San Onofre 230 kV line constraint | Talega 230 kV constraint |  | 0 | 1 | 0 | 1 | 0 | 0 | -99.1 | -698.67 | 1191.1 | San Luis Rey-San Onofre 230 kV line constraint | San Luis Rey-San Onofre 230 kV line constraint | Talega 230 kV constraint |  | 4 | 4 | NO | 4 | 1 | 1 | NO | 1
PG&E FRESNO | Ashlan | 230 | 0 | 0 | 0 | 0 | 0 | 0 | 0 | 0 | 0 | 0 | 0 | 0 | 0 | 0 | 0 | 0 | 0 | 0 | 0 | 0 | 0 | 0 | 0 | 0 | 0 | 0 | 0 | 0 | 0 | 0 | 0 | 0 | 0 | 0 | 0 | 0 | 0 | 0 | 0 | 0 | 0 | 0 | 0 | 0 | 0 | 0 | 0 | 0 | 0 | 0 | 0 | 0 | 0 | 0 | 0 | 0 | 0 | 0 | 0 | 1 | 0 | 0 | 0 | 0 | 0 | 0 | 0 | 0 | 0 | 0 | 0 | 0 | 0 | 0 | 0 | 0 | 0 | 0 | 0 | 1 | 0 | 1 | 1 | 1 | 0 | 1 | 0 | 1 | 0 | 0 | 0 | 0 | 1 | 0 | 0 | 0 | 0 | 1 |  | 0 | 0 | 0 | 0 | 0 | 0 | 0 | 0 | 0 | 0 | 0 | 0 | 0 | 0 | 0 | 0 | 0 | 0 | 0 | 0 | 0 | 0 | 0 | 0 | 0 | 0 | 0 | 0 | 0 | 0 | 1 | 0 | 2 | 1 | 1 | 0 | -222.55 | -4686.972 | -3687.5882 | Chowchilla-Le grand 115kV Line | Gates 500/230kV TB #11 | Gates 500/230kV TB #11 |  | 0 | 0 | 0 | 1 | 0 | 0 | 244.55 | -31.24 | 126.1276 | Los Banos 500/230kV TB | Los Banos 500/230kV TB | Oro Loma-El Nido 115kV Line |  | 5 | 3 | YES | 3 | 5 | 1 | YES | 2
PG&E NGBA | Atlantic | 115 | 0 | 0 | 0 | 0 | 0 | 0 | 0 | 0 | 0 | 0 | 0 | 0 | 0 | 0 | 0 | 0 | 0 | 0 | 0 | 0 | 0 | 0 | 0 | 0 | 0 | 0 | 0 | 0 | 0 | 0 | 0 | 0 | 0 | 0 | 0 | 0 | 0 | 0 | 0 | 1 | 0 | 0 | 0 | 0 | 0 | 1 | 0 | 1 | 0 | 0 | 0 | 0 | 0 | 0 | 0 | 0 | 0 | 0 | 0 | 1 | 1 | 0 | 0 | 0 | 0 | 0 | 0 | 0 | 0 | 0 | 0 | 0 | 0 | 0 | 0 | 0 | 0 | 0 | 0 | 0 | 0 | 0 | 0 | 0 | 0 | 0 | 0 | 0 | 0 | 0 | 0 | 0 | 0 | 0 | 0 | 0 | 0 | 0 |  | 0 | 0 | 0 | 0 | 0 | 0 | 0 | 0 | 0 | 0 | 0 | 0 | 0 | 0 | 0 | 0 | 0 | 0 | 0 | 0 | 0 | 0 | 0 | 0 | 0 | 0 | 0 | 0 | 0 | 0 | 2 | 0 | 2 | 0 | 0 | 0 | -1547.69 | -1002.9112 | 18.3836 | Collinsville-Tesla 500 kV Line | Collinsville-Tesla 500 kV Line | Rio Oso-Lockeford 230kV line |  | 0 | 0 | 0 | 0 | 0 | 0 | 95.5 | 147.81 | 18.3836 | Bellota-Weber 230kV line | Bellota-Weber 230kV line | Rio Oso-Lockeford 230kV line |  | 5 | 1 | YES | 2 | 1 | 1 | NO | 1
PG&E NGBA | Atlantic | 230 | 0 | 0 | 0 | 0 | 0 | 0 | 0 | 0 | 0 | 0 | 0 | 0 | 0 | 0 | 0 | 0 | 0 | 0 | 0 | 0 | 0 | 0 | 0 | 0 | 0 | 0 | 0 | 0 | 0 | 0 | 0 | 0 | 0 | 0 | 0 | 0 | 0 | 0 | 0 | 1 | 0 | 0 | 1 | 0 | 0 | 1 | 1 | 1 | 0 | 0 | 0 | 0 | 0 | 0 | 0 | 0 | 0 | 0 | 0 | 1 | 1 | 0 | 0 | 0 | 0 | 0 | 0 | 0 | 0 | 0 | 0 | 0 | 0 | 0 | 0 | 0 | 0 | 0 | 0 | 0 | 0 | 0 | 0 | 0 | 0 | 0 | 0 | 0 | 0 | 0 | 0 | 0 | 0 | 0 | 0 | 0 | 0 | 0 |  | 0 | 0 | 0 | 0 | 0 | 0 | 0 | 0 | 0 | 0 | 0 | 0 | 0 | 0 | 0 | 0 | 0 | 0 | 0 | 0 | 0 | 0 | 0 | 0 | 0 | 0 | 0 | 0 | 0 | 0 | 2 | 0 | 2 | 0 | 0 | 0 | -1547.69 | -1002.9112 | 18.3836 | Collinsville-Tesla 500 kV Line | Collinsville-Tesla 500 kV Line | Rio Oso-Lockeford 230kV line |  | 0 | 0 | 0 | 0 | 0 | 0 | 95.5 | 147.81 | 18.3836 | Bellota-Weber 230kV line | Bellota-Weber 230kV line | Rio Oso-Lockeford 230kV line |  | 5 | 1 | YES | 2 | 1 | 1 | NO | 1
PG&E NGBA | Atlantic | 60 | 0 | 0 | 0 | 0 | 0 | 0 | 0 | 0 | 0 | 0 | 0 | 0 | 0 | 0 | 0 | 0 | 0 | 0 | 0 | 0 | 0 | 0 | 0 | 0 | 0 | 0 | 0 | 0 | 0 | 0 | 0 | 0 | 0 | 0 | 0 | 0 | 0 | 0 | 0 | 1 | 0 | 0 | 1 | 0 | 0 | 1 | 1 | 1 | 0 | 0 | 0 | 0 | 0 | 0 | 0 | 0 | 0 | 0 | 0 | 1 | 1 | 0 | 0 | 0 | 0 | 0 | 0 | 0 | 0 | 0 | 0 | 0 | 0 | 0 | 0 | 0 | 0 | 0 | 0 | 0 | 0 | 0 | 0 | 0 | 0 | 0 | 0 | 0 | 0 | 0 | 0 | 0 | 0 | 0 | 0 | 0 | 0 | 0 |  | 0 | 0 | 0 | 0 | 0 | 0 | 0 | 0 | 0 | 0 | 0 | 0 | 0 | 0 | 0 | 0 | 0 | 0 | 0 | 0 | 0 | 0 | 0 | 0 | 0 | 0 | 0 | 0 | 0 | 0 | 2 | 0 | 2 | 0 | 0 | 0 | -1547.69 | -1002.9112 | 18.3836 | Collinsville-Tesla 500 kV Line | Collinsville-Tesla 500 kV Line | Rio Oso-Lockeford 230kV line |  | 0 | 0 | 0 | 0 | 0 | 0 | 95.5 | 147.81 | 18.3836 | Bellota-Weber 230kV line | Bellota-Weber 230kV line | Rio Oso-Lockeford 230kV line |  | 5 | 1 | YES | 2 | 1 | 1 | NO | 1
PG&E FRESNO | Atwater | 115 | 0 | 0 | 0 | 0 | 0 | 0 | 0 | 0 | 0 | 0 | 0 | 0 | 0 | 0 | 0 | 0 | 0 | 0 | 0 | 0 | 0 | 0 | 0 | 0 | 0 | 0 | 0 | 0 | 0 | 0 | 0 | 0 | 0 | 0 | 0 | 0 | 0 | 0 | 0 | 0 | 0 | 0 | 0 | 0 | 0 | 1 | 0 | 0 | 0 | 0 | 0 | 0 | 0 | 0 | 0 | 0 | 0 | 0 | 0 | 1 | 0 | 0 | 0 | 0 | 0 | 0 | 0 | 0 | 0 | 0 | 0 | 0 | 0 | 0 | 0 | 0 | 0 | 0 | 0 | 1 | 0 | 1 | 1 | 1 | 0 | 1 | 0 | 1 | 0 | 0 | 0 | 0 | 1 | 0 | 0 | 0 | 0 | 1 |  | 0 | 0 | 0 | 0 | 0 | 0 | 0 | 0 | 0 | 0 | 0 | 0 | 0 | 0 | 0 | 0 | 0 | 0 | 0 | 0 | 0 | 0 | 0 | 2 | 0 | 0 | 0 | 0 | 0 | 1 | 2 | 0 | 3 | 1 | 1 | 0 | -364.5 | -4686.972 | -3687.5882 | Bellota-Weber 230kV line | Gates 500/230kV TB #11 | Gates 500/230kV TB #11 |  | 0 | 0 | 0 | 1 | 0 | 0 | 95.5 | -31.24 | 126.1276 | Bellota-Weber 230kV line | Los Banos 500/230kV TB | Oro Loma-El Nido 115kV Line |  | 5 | 3 | YES | 3 | 5 | 1 | YES | 2
PG&E GBA | Avena | 115 | 0 | 0 | 0 | 0 | 0 | 0 | 0 | 0 | 0 | 0 | 0 | 0 | 0 | 0 | 0 | 0 | 0 | 0 | 0 | 0 | 0 | 0 | 0 | 0 | 0 | 0 | 0 | 0 | 0 | 0 | 0 | 0 | 0 | 0 | 0 | 0 | 0 | 0 | 0 | 0 | 0 | 0 | 0 | 0 | 0 | 1 | 0 | 0 | 0 | 0 | 0 | 0 | 0 | 0 | 0 | 1 | 0 | 0 | 0 | 1 | 0 | 0 | 0 | 1 | 0 | 0 | 0 | 0 | 0 | 0 | 0 | 0 | 0 | 0 | 0 | 0 | 0 | 0 | 0 | 0 | 0 | 0 | 0 | 0 | 0 | 0 | 0 | 0 | 0 | 0 | 0 | 0 | 0 | 0 | 0 | 0 | 0 | 0 |  | 0 | 0 | 0 | 0 | 0 | 0 | 0 | 0 | 0 | 0 | 0 | 0 | 0 | 0 | 0 | 0 | 0 | 0 | 0 | 0 | 0 | 0 | 0 | 0 | 100 | 0 | 0 | 0 | 0 | 1 | 1 | 0 | 2 | 0 | 0 | 0 | -364.5 | -312.19 | 100.712 | Bellota-Weber 230kV line | Bellota-Weber 230kV line | Tesla-Salado 115 kV line |  | 0 | 0 | 1 | 0 | 0 | 0 | 33.67 | -4.83 | 100.712 | Tesla-Salado 115 kV line | Tesla-Salado 115 kV line | Tesla-Salado 115 kV line |  | 5 | 5 | NO | 5 | 1 | 1 | NO | 1
SDGE | Avocado | 69 | 0 | 0 | 0 | 0 | 0 | 0 | 0 | 0 | 0 | 0 | 0 | 0 | 0 | 0 | 0 | 0 | 0 | 0 | 0 | 0 | 0 | 0 | 0 | 0 | 0 | 1 | 0 | 0 | 1 | 0 | 0 | 0 | 1 | 1 | 0 | 0 | 0 | 1 | 0 | 0 | 0 | 0 | 0 | 0 | 0 | 0 | 0 | 0 | 0 | 0 | 0 | 0 | 0 | 0 | 0 | 0 | 0 | 0 | 0 | 0 | 0 | 0 | 0 | 0 | 0 | 0 | 0 | 0 | 0 | 0 | 0 | 0 | 0 | 0 | 0 | 0 | 0 | 0 | 0 | 0 | 0 | 0 | 0 | 0 | 0 | 0 | 0 | 0 | 0 | 0 | 0 | 0 | 0 | 0 | 0 | 0 | 0 | 2 |  | 0 | 0 | 0 | 0 | 0 | 0 | 0 | 0 | 0 | 0 | 0 | 0 | 0 | 0 | 0 | 0 | 0 | 0 | 0 | 0 | 0 | 0 | 0 | 0 | 0 | 0 | 0 | 0 | 0 | 0 | 0 | 1 | 0 | 1 | 0 | 0 | -99.1 | -698.67 | 284 | San Luis Rey-San Onofre 230 kV line constraint | San Luis Rey-San Onofre 230 kV line constraint | Ocean Ranch 69 kV constraint |  | 0 | 1 | 0 | 1 | 0 | 0 | -99.1 | -698.67 | 284 | San Luis Rey-San Onofre 230 kV line constraint | San Luis Rey-San Onofre 230 kV line constraint | Ocean Ranch 69 kV constraint |  | 4 | 4 | NO | 4 | 1 | 1 | NO | 1
PG&E NGBA | Bahia | 230 | 0 | 0 | 0 | 0 | 0 | 0 | 0 | 0 | 0 | 0 | 0 | 0 | 0 | 0 | 0 | 0 | 0 | 0 | 0 | 0 | 0 | 0 | 0 | 0 | 0 | 0 | 0 | 0 | 0 | 0 | 0 | 0 | 0 | 0 | 0 | 0 | 0 | 0 | 0 | 1 | 0 | 0 | 0 | 0 | 0 | 0 | 0 | 0 | 0 | 0 | 0 | 0 | 1 | 1 | 1 | 1 | 0 | 0 | 1 | 1 | 0 | 0 | 0 | 0 | 0 | 1 | 1 | 0 | 0 | 0 | 0 | 0 | 0 | 0 | 0 | 0 | 0 | 0 | 0 | 0 | 0 | 0 | 0 | 0 | 0 | 0 | 0 | 0 | 0 | 0 | 0 | 0 | 0 | 0 | 0 | 0 | 0 | 1 |  | 0 | 0 | 0 | 0 | 0 | 0 | 0 | 0 | 0 | 0 | 0 | 0 | 0 | 0 | 0 | 0 | 0 | 0 | 0 | 0 | 0 | 0 | 0 | 0 | 0 | 200 | 0 | 0 | 0 | 1 | 3 | 0 | 2 | 0 | 0 | 0 | -1547.69 | -1002.9112 | 337.0526 | Collinsville-Tesla 500 kV Line | Collinsville-Tesla 500 kV Line | Birds Landing-Contra Costa 230kV Line |  | 0 | 0 | 0 | 0 | 0 | 0 | 504.61 | 796.7038 | 337.0526 | Contra Costa- Windmaster 230 kV line | Contra Costa- Windmaster 230 kV line | Birds Landing-Contra Costa 230kV Line |  | 5 | 1 | YES | 2 | 1 | 1 | NO | 1
SCE Northern | Bailey | 230 | 0 | 0 | 1 | 0 | 0 | 0 | 1 | 1 | 0 | 0 | 0 | 0 | 0 | 0 | 0 | 0 | 0 | 0 | 0 | 0 | 0 | 0 | 0 | 0 | 1 | 0 | 0 | 0 | 0 | 0 | 0 | 0 | 0 | 0 | 0 | 0 | 0 | 0 | 0 | 0 | 0 | 0 | 0 | 0 | 0 | 0 | 0 | 0 | 0 | 0 | 0 | 0 | 0 | 0 | 0 | 0 | 0 | 0 | 0 | 0 | 0 | 0 | 0 | 0 | 0 | 0 | 0 | 0 | 0 | 0 | 0 | 0 | 0 | 0 | 0 | 0 | 0 | 0 | 0 | 0 | 0 | 0 | 0 | 0 | 0 | 0 | 0 | 0 | 0 | 0 | 0 | 0 | 0 | 0 | 0 | 0 | 0 | 0 |  | 0 | 0 | 0 | 0 | 0 | 0 | 0 | 0 | 0 | 0 | 0 | 0 | 0 | 0 | 0 | 0 | 0 | 0 | 0 | 0 | 0 | 0 | 0 | 0 | 0 | 0 | 0 | 0 | 0 | 0 | 1 | 0 | 1 | 0 | 0 | 1 | -4343.191 | -2038.908 | -1396.283 | Lugo - Victorville area constraint | Lugo - Victorville area constraint | Lugo - Victorville area constraint |  | 0 | 0 | 0 | 0 | 0 | 0 | 0 | 0 | 0 | Antelope-Neenach Constraint | Antelope-Neenach Constraint | Antelope-Neenach Constraint |  | 5 | 1 | YES | 2 | 4 | 1 | YES | 2
SCE NOL | Baker | 115 | 0 | 0 | 0 | 0 | 0 | 0 | 0 | 0 | 0 | 0 | 0 | 1 | 1 | 1 | 0 | 0 | 0 | 0 | 0 | 0 | 0 | 0 | 0 | 0 | 0 | 0 | 0 | 0 | 0 | 0 | 0 | 0 | 0 | 0 | 0 | 0 | 0 | 0 | 0 | 0 | 0 | 0 | 0 | 0 | 0 | 0 | 0 | 0 | 0 | 0 | 0 | 0 | 0 | 0 | 0 | 0 | 0 | 0 | 0 | 0 | 0 | 0 | 0 | 0 | 0 | 0 | 0 | 0 | 0 | 0 | 0 | 0 | 0 | 0 | 0 | 0 | 0 | 0 | 0 | 0 | 0 | 0 | 0 | 0 | 0 | 0 | 0 | 0 | 0 | 0 | 0 | 0 | 0 | 0 | 0 | 0 | 0 | 3 |  | 0 | 0 | 0 | 0 | 0 | 0 | 0 | 0 | 0 | 0 | 0 | 0 | 0 | 0 | 0 | 0 | 0 | 0 | 0 | 0 | 0 | 0 | 0 | 0 | 0 | 0 | 0 | 0 | 0 | 0 | 0 | 2 | 0 | 4 | 0 | 0 | -280.6 | -137.55 | 1093.724 | South of Kramer Area Constraint | Lugo Transformer Area Constraint | South of Kramer Area Constraint |  | 0 | 2 | 0 | 4 | 0 | 0 | -280.6 | -137.55 | 1093.724 | South of Kramer Area Constraint | Lugo Transformer Area Constraint | South of Kramer Area Constraint |  | 4 | 4 | NO | 4 | 1 | 1 | NO | 1
PG&E KERN | Bakersfield | 230 | 0 | 0 | 0 | 0 | 0 | 0 | 0 | 0 | 0 | 0 | 0 | 0 | 0 | 0 | 0 | 0 | 0 | 0 | 0 | 0 | 0 | 0 | 0 | 0 | 0 | 0 | 0 | 0 | 0 | 0 | 0 | 0 | 0 | 0 | 0 | 0 | 0 | 0 | 0 | 0 | 0 | 0 | 0 | 0 | 0 | 0 | 0 | 0 | 0 | 0 | 0 | 0 | 0 | 0 | 0 | 0 | 0 | 0 | 0 | 0 | 0 | 0 | 0 | 0 | 0 | 0 | 0 | 0 | 0 | 0 | 0 | 0 | 0 | 0 | 0 | 0 | 0 | 0 | 1 | 0 | 0 | 0 | 0 | 0 | 0 | 0 | 0 | 0 | 0 | 0 | 0 | 0 | 0 | 0 | 1 | 0 | 0 | 0 |  | 0 | 0 | 0 | 0 | 0 | 0 | 0 | 0 | 0 | 0 | 0 | 0 | 0 | 0 | 0 | 0 | 0 | 0 | 0 | 0 | 0 | 0 | 0 | 0 | 0 | 0 | 0 | 0 | 0 | 0 | 0 | 0 | 2 | 0 | 1 | 1 | 119.27 | -3815.842 | -3618.543 | Gates 500/230kV TB #12 | Gates 500/230kV TB #12 | Gates 500/230kV TB #12 |  | 0 | 0 | 0 | 0 | 0 | 0 | 4768.77 | 761.488 | 342.7684 | Mustang-Henrietta 230 kV line | Mustang-Henrietta 230 kV line | Mustang-Henrietta 230 kV line |  | 5 | 1 | YES | 2 | 5 | 1 | YES | 2
PG&E FRESNO | Balch | 230 | 0 |  | 0 | 0 | 0 | 0 | 0 | 0 | 0 | 0 | 0 | 0 | 0 | 0 | 0 | 0 | 0 | 0 | 0 | 0 | 0 | 0 | 0 | 0 | 0 | 0 | 0 | 0 | 0 | 0 | 0 | 0 | 0 | 0 | 0 | 0 | 0 | 0 | 0 | 0 | 0 | 0 | 0 | 0 | 0 | 1 | 0 | 0 | 0 | 0 | 0 | 0 | 0 | 0 | 0 | 0 | 0 | 0 | 0 | 0 | 0 | 0 | 0 | 0 | 0 | 0 | 0 | 0 | 0 | 0 | 0 | 0 | 0 | 0 | 0 | 0 | 0 | 0 | 1 | 1 | 0 | 1 | 0 | 0 | 0 | 1 | 0 | 0 | 0 | 1 | 0 | 0 | 0 | 0 | 0 | 0 | 0 | 1 |  | 0 | 0 | 0 | 0 | 0 | 0 | 0 | 0 | 0 | 0 | 0 | 0 | 0 | 0 | 0 | 0 | 0 | 0 | 0 | 0 | 0 | 0 | 0 | 0 | 0 | 0 | 0 | 0 | 0 | 0 | 2 | 0 | 4 | 1 | 3 | 0 | -656.8 | -4686.972 | -3687.5882 | Borden-Storey #1 230kV line | Gates 500/230kV TB #11 | Gates 500/230kV TB #11 |  | 0 | 0 | 0 | 1 | 0 | 0 | 95.5 | -31.24 | 825.2366 | Bellota-Weber 230kV line | Los Banos 500/230kV TB | Tranquility-Helm 230kV Line |  | 5 | 3 | YES | 3 | 5 | 1 | YES | 2
SCE Eastern | Bannister | 230 | 0 | 0 | 0 | 0 | 0 | 0 | 0 | 0 | 0 | 0 | 0 | 0 | 0 | 0 | 0 | 0 | 0 | 0 | 1 | 1 | 0 | 1 | 0 | 0 | 0 | 0 | 0 | 0 | 0 | 0 | 0 | 0 | 0 | 0 | 0 | 0 | 0 | 0 | 0 | 0 | 0 | 0 | 0 | 0 | 0 | 0 | 0 | 0 | 0 | 0 | 0 | 0 | 0 | 0 | 0 | 0 | 0 | 0 | 0 | 0 | 0 | 0 | 0 | 0 | 0 | 0 | 0 | 0 | 0 | 0 | 0 | 0 | 0 | 0 | 0 | 0 | 0 | 0 | 0 | 0 | 0 | 0 | 0 | 0 | 0 | 0 | 0 | 0 | 0 | 0 | 0 | 0 | 0 | 0 | 0 | 0 | 0 | 1 |  | 0 | 0 | 0 | 0 | 0 | 0 | 0 | 0 | 0 | 0 | 0 | 0 | 0 | 0 | 0 | 0 | 0 | 0 | 0 | 0 | 0 | 0 | 0 | 0 | 0 | 0 | 0 | 0 | 0 | 0 | 2 | 2 | 2 | 2 | 0 | 1 | -3014.166 | -2415.89 | -950.84 | Serrano-Alberhill-Valley Constraint | Etiwanda-Rancho Vista Constraint | Eagle Mountain Constraint |  | 1 | 4 | 1 | 4 | 0 | 1 | -1492.166 | -2415.89 | -950.84 | Serrano-Alberhill-Valley Constraint | Etiwanda-Rancho Vista Constraint | Eagle Mountain Constraint |  | 5 | 5 | NO | 5 | 4 | 4 | NO | 4
SCE Metro | Barre | 230 | 0 | 0 | 0 | 0 | 0 | 0 | 0 | 0 | 0 | 1 | 0 | 0 | 0 | 0 | 0 | 0 | 0 | 0 | 0 | 0 | 0 | 0 | 0 | 0 | 0 | 0 | 0 | 0 | 0 | 0 | 0 | 0 | 0 | 0 | 0 | 0 | 0 | 0 | 0 | 0 | 0 | 0 | 0 | 0 | 0 | 0 | 0 | 0 | 0 | 0 | 0 | 0 | 0 | 0 | 0 | 0 | 0 | 0 | 0 | 0 | 0 | 0 | 0 | 0 | 0 | 0 | 0 | 0 | 0 | 0 | 0 | 0 | 0 | 0 | 0 | 0 | 0 | 0 | 0 | 0 | 0 | 0 | 0 | 0 | 0 | 0 | 0 | 0 | 0 | 0 | 0 | 0 | 0 | 0 | 0 | 0 | 0 | 0 |  | 0 | 0 | 0 | 0 | 0 | 0 | 0 | 0 | 0 | 20 | 0 | 0 | 0 | 0 | 1 | 0 | 0 | 0 | 0 | 0 | 0 | 0 | 0 | 0 | 20 | 0 | 0 | 935 | 0 | 1 | 0 | 0 | 0 | 0 | 0 | 0 | 3800.7188 | 8091.008 | 21779.8411 | SCE Metro Area Default Constraint | SCE Metro Area Default Constraint | SCE Metro Area Default Constraint |  | 0 | 0 | 0 | 0 | 0 | 0 | 3800.7188 | 8091.008 | 21779.8411 | SCE Metro Area Default Constraint | SCE Metro Area Default Constraint | SCE Metro Area Default Constraint |  | 1 | 1 | NO | 1 | 1 | 1 | NO | 1
SDGE | Bay Boulevard | 69 | 0 | 0 | 0 | 0 | 0 | 0 | 0 | 0 | 0 | 0 | 0 | 0 | 0 | 0 | 0 | 0 | 0 | 0 | 0 | 0 | 0 | 0 | 0 | 0 | 0 | 0 | 0 | 0 | 0 | 0 | 1 | 0 | 1 | 0 | 0 | 1 | 1 | 0 | 0 | 0 | 0 | 0 | 0 | 0 | 0 | 0 | 0 | 0 | 0 | 0 | 0 | 0 | 0 | 0 | 0 | 0 | 0 | 0 | 0 | 0 | 0 | 0 | 0 | 0 | 0 | 0 | 0 | 0 | 0 | 0 | 0 | 0 | 0 | 0 | 0 | 0 | 0 | 0 | 0 | 0 | 0 | 0 | 0 | 0 | 0 | 0 | 0 | 0 | 0 | 0 | 0 | 0 | 0 | 0 | 0 | 0 | 0 | 4 |  | 0 | 0 | 0 | 0 | 0 | 0 | 0 | 0 | 0 | 0 | 0 | 0 | 0 | 0 | 0 | 0 | 0 | 0 | 0 | 0 | 0 | 0 | 0 | 0 | 0 | 0 | 0 | 0 | 0 | 0 | 0 | 1 | 0 | 2 | 0 | 0 | -99.1 | -698.67 | 216.1064 | San Luis Rey-San Onofre 230 kV line constraint | San Luis Rey-San Onofre 230 kV line constraint | Silvergate-Old Town 230 kV constraint |  | 0 | 1 | 0 | 2 | 0 | 0 | -99.1 | -698.67 | 216.1064 | San Luis Rey-San Onofre 230 kV line constraint | San Luis Rey-San Onofre 230 kV line constraint | Silvergate-Old Town 230 kV constraint |  | 4 | 4 | NO | 4 | 1 | 1 | NO | 1
SDGE | Bay Boulevard | 230 | 0 | 0 | 0 | 0 | 0 | 0 | 0 | 0 | 0 | 0 | 0 | 0 | 0 | 0 | 0 | 0 | 0 | 0 | 0 | 0 | 0 | 0 | 0 | 0 | 0 | 0 | 0 | 0 | 1 | 0 | 1 | 0 | 1 | 0 | 0 | 1 | 1 | 0 | 0 | 0 | 0 | 0 | 0 | 0 | 0 | 0 | 0 | 0 | 0 | 0 | 0 | 0 | 0 | 0 | 0 | 0 | 0 | 0 | 0 | 0 | 0 | 0 | 0 | 0 | 0 | 0 | 0 | 0 | 0 | 0 | 0 | 0 | 0 | 0 | 0 | 0 | 0 | 0 | 0 | 0 | 0 | 0 | 0 | 0 | 0 | 0 | 0 | 0 | 0 | 0 | 0 | 0 | 0 | 0 | 0 | 0 | 0 | 5 |  | 0 | 0 | 0 | 0 | 0 | 0 | 0 | 0 | 0 | 0 | 0 | 0 | 0 | 0 | 0 | 0 | 0 | 0 | 0 | 0 | 0 | 0 | 0 | 0 | 0 | 0 | 0 | 0 | 0 | 0 | 0 | 1 | 0 | 2 | 0 | 0 | -99.1 | -698.67 | 216.1064 | San Luis Rey-San Onofre 230 kV line constraint | San Luis Rey-San Onofre 230 kV line constraint | Silvergate-Old Town 230 kV constraint |  | 0 | 1 | 0 | 2 | 0 | 0 | -99.1 | -698.67 | 216.1064 | San Luis Rey-San Onofre 230 kV line constraint | San Luis Rey-San Onofre 230 kV line constraint | Silvergate-Old Town 230 kV constraint |  | 4 | 4 | NO | 4 | 1 | 1 | NO | 1
EOP | Beatty | 138 | 0 | 0 | 0 | 0 | 0 | 0 | 0 | 0 | 0 | 0 | 0 | 0 | 0 | 0 | 0 | 0 | 0 | 0 | 0 | 0 | 0 | 0 | 1 | 1 | 1 | 0 | 0 | 0 | 0 | 0 | 0 | 0 | 0 | 0 | 0 | 0 | 0 | 0 | 0 | 0 | 0 | 0 | 0 | 0 | 0 | 0 | 0 | 0 | 0 | 0 | 0 | 0 | 0 | 0 | 0 | 0 | 0 | 0 | 0 | 0 | 0 | 0 | 0 | 0 | 0 | 0 | 0 | 0 | 0 | 0 | 0 | 0 | 0 | 0 | 0 | 0 | 0 | 0 | 0 | 0 | 0 | 0 | 0 | 0 | 0 | 0 | 0 | 0 | 0 | 0 | 0 | 0 | 0 | 0 | 0 | 0 | 0 | 2 |  | 0 | 0 | 0 | 0 | 0 | 0 | 0 | 0 | 0 | 0 | 0 | 0 | 0 | 0 | 0 | 0 | 0 | 0 | 0 | 0 | 0 | 0 | 0 | 0 | 0 | 0 | 0 | 0 | 0 | 0 | 1 | 1 | 1 | 0 | 0 | 1 | -4343.191 | -2038.908 | -1396.283 | Lugo - Victorville area constraint | Lugo - Victorville area constraint | Lugo - Victorville area constraint |  | 0 | 1 | 0 | 0 | 0 | 0 | -160.5 | 1398.25 | 3367.55 | Sloan Canyon - Eldorado 500 kV constraint | Sloan Canyon - Eldorado 500 kV constraint | GLW 230kV area constraint |  | 5 | 3 | YES | 3 | 4 | 1 | YES | 2
EOP | Beatty | 230 | 0 | 0 | 0 | 0 | 0 | 0 | 0 | 0 | 0 | 0 | 0 | 0 | 0 | 0 | 0 | 0 | 0 | 0 | 0 | 0 | 0 | 0 | 1 | 1 | 1 | 0 | 0 | 0 | 0 | 0 | 0 | 0 | 0 | 0 | 0 | 0 | 0 | 0 | 0 | 0 | 0 | 0 | 0 | 0 | 0 | 0 | 0 | 0 | 0 | 0 | 0 | 0 | 0 | 0 | 0 | 0 | 0 | 0 | 0 | 0 | 0 | 0 | 0 | 0 | 0 | 0 | 0 | 0 | 0 | 0 | 0 | 0 | 0 | 0 | 0 | 0 | 0 | 0 | 0 | 0 | 0 | 0 | 0 | 0 | 0 | 0 | 0 | 0 | 0 | 0 | 0 | 0 | 0 | 0 | 0 | 0 | 0 | 2 |  | 0 | 0 | 0 | 0 | 0 | 0 | 0 | 0 | 0 | 0 | 0 | 0 | 0 | 0 | 0 | 436 | 0 | 0 | 0 | 0 | 0 | 0 | 0 | 0 | 0 | 0 | 0 | 170 | 500 | 1 | 1 | 1 | 1 | 0 | 0 | 1 | -4343.191 | -2038.908 | -1396.283 | Lugo - Victorville area constraint | Lugo - Victorville area constraint | Lugo - Victorville area constraint |  | 0 | 1 | 0 | 0 | 0 | 0 | -160.5 | 1398.25 | 3367.55 | Sloan Canyon - Eldorado 500 kV constraint | Sloan Canyon - Eldorado 500 kV constraint | GLW 230kV area constraint |  | 5 | 3 | YES | 3 | 4 | 1 | YES | 2
PG&E NGBA | Belden | 230 | 0 | 0 | 0 | 0 | 0 | 0 | 0 | 0 | 0 | 0 | 0 | 0 | 0 | 0 | 0 | 0 | 0 | 0 | 0 | 0 | 0 | 0 | 0 | 0 | 0 | 0 | 0 | 0 | 0 | 0 | 0 | 0 | 0 | 0 | 0 | 0 | 0 | 0 | 0 | 1 | 1 | 0 | 1 | 0 | 1 | 1 | 1 | 1 | 0 | 0 | 0 | 0 | 0 | 0 | 0 | 0 | 0 | 0 | 0 | 1 | 1 | 0 | 0 | 0 | 0 | 0 | 0 | 0 | 0 | 0 | 0 | 0 | 0 | 0 | 0 | 0 | 0 | 0 | 0 | 0 | 0 | 0 | 0 | 0 | 0 | 0 | 0 | 0 | 0 | 0 | 0 | 0 | 0 | 0 | 0 | 0 | 0 | 0 |  | 0 | 0 | 0 | 0 | 0 | 0 | 0 | 0 | 0 | 0 | 0 | 0 | 0 | 0 | 0 | 0 | 0 | 0 | 0 | 0 | 0 | 0 | 0 | 0 | 0 | 0 | 0 | 0 | 0 | 0 | 3 | 0 | 2 | 0 | 0 | 1 | -1547.69 | -1002.9112 | -105.76 | Collinsville-Tesla 500 kV Line | Collinsville-Tesla 500 kV Line | Woodland- Davis 115kV line |  | 1 | 0 | 0 | 0 | 0 | 1 | -59.55 | 8.65 | -105.76 | Woodland- Davis 115kV line | Woodland- Davis 115kV line | Woodland- Davis 115kV line |  | 5 | 5 | NO | 5 | 3 | 3 | NO | 3
PG&E NGBA | Bell | 115 | 0 | 0 | 0 | 0 | 0 | 0 | 0 | 0 | 0 | 0 | 0 | 0 | 0 | 0 | 0 | 0 | 0 | 0 | 0 | 0 | 0 | 0 | 0 | 0 | 0 | 0 | 0 | 0 | 0 | 0 | 0 | 0 | 0 | 0 | 0 | 0 | 0 | 0 | 0 | 1 | 0 | 0 | 0 | 0 | 0 | 1 | 0 | 1 | 0 | 0 | 0 | 0 | 0 | 0 | 0 | 0 | 0 | 0 | 0 | 1 | 1 | 0 | 0 | 0 | 0 | 0 | 0 | 0 | 0 | 0 | 0 | 0 | 0 | 0 | 0 | 0 | 0 | 0 | 0 | 0 | 0 | 0 | 0 | 0 | 0 | 0 | 0 | 0 | 0 | 0 | 0 | 0 | 0 | 0 | 0 | 0 | 0 | 0 |  | 0 | 0 | 0 | 0 | 0 | 0 | 0 | 0 | 0 | 0 | 0 | 0 | 0 | 0 | 0 | 0 | 0 | 0 | 0 | 0 | 0 | 0 | 0 | 0 | 0 | 0 | 0 | 0 | 0 | 0 | 2 | 0 | 2 | 0 | 0 | 0 | -1547.69 | -1002.9112 | 18.3836 | Collinsville-Tesla 500 kV Line | Collinsville-Tesla 500 kV Line | Rio Oso-Lockeford 230kV line |  | 0 | 0 | 0 | 0 | 0 | 0 | 95.5 | 147.81 | 18.3836 | Bellota-Weber 230kV line | Bellota-Weber 230kV line | Rio Oso-Lockeford 230kV line |  | 5 | 1 | YES | 2 | 1 | 1 | NO | 1
PG&E NGBA | Bellevue | 115 | 0 | 0 | 0 | 0 | 0 | 0 | 0 | 0 | 0 | 0 | 0 | 0 | 0 | 0 | 0 | 0 | 0 | 0 | 0 | 0 | 0 | 0 | 0 | 0 | 0 | 0 | 0 | 0 | 0 | 0 | 0 | 0 | 0 | 0 | 0 | 0 | 0 | 0 | 0 | 1 | 0 | 0 | 0 | 0 | 0 | 0 | 0 | 0 | 0 | 0 | 0 | 0 | 1 | 0 | 0 | 0 | 0 | 0 | 0 | 0 | 0 | 0 | 0 | 0 | 0 | 0 | 1 | 0 | 0 | 0 | 0 | 0 | 0 | 0 | 0 | 0 | 0 | 0 | 0 | 0 | 0 | 0 | 0 | 0 | 0 | 0 | 0 | 0 | 0 | 0 | 0 | 0 | 0 | 0 | 0 | 0 | 0 | 1 |  | 0 | 0 | 0 | 0 | 0 | 0 | 0 | 0 | 0 | 0 | 0 | 0 | 0 | 0 | 0 | 0 | 0 | 0 | 0 | 0 | 0 | 0 | 0 | 0 | 0 | 0 | 0 | 0 | 0 | 0 | 2 | 0 | 2 | 0 | 0 | 0 | -1547.69 | -1002.9112 | 337.0526 | Collinsville-Tesla 500 kV Line | Collinsville-Tesla 500 kV Line | Birds Landing-Contra Costa 230kV Line |  | 0 | 0 | 0 | 0 | 0 | 0 | 1452.61 | 1744.7038 | 337.0526 | Birds Landing-Contra Costa 230kV Line | Birds Landing-Contra Costa 230kV Line | Birds Landing-Contra Costa 230kV Line |  | 5 | 1 | YES | 2 | 1 | 1 | NO | 1
PG&E GBA | Bellota | 115 | 0 | 0 | 0 | 0 | 0 | 0 | 0 | 0 | 0 | 0 | 0 | 0 | 0 | 0 | 0 | 0 | 0 | 0 | 0 | 0 | 0 | 0 | 0 | 0 | 0 | 0 | 0 | 0 | 0 | 0 | 0 | 0 | 0 | 0 | 0 | 0 | 0 | 0 | 0 | 0 | 0 | 0 | 0 | 0 | 0 | 1 | 0 | 0 | 0 | 0 | 0 | 0 | 0 | 0 | 0 | 0 | 0 | 1 | 0 | 1 | 1 | 0 | 0 | 0 | 0 | 0 | 0 | 0 | 0 | 0 | 0 | 0 | 0 | 0 | 0 | 0 | 0 | 0 | 0 | 0 | 0 | 0 | 0 | 0 | 0 | 0 | 0 | 0 | 0 | 0 | 0 | 0 | 0 | 0 | 0 | 0 | 0 | 0 |  | 0 | 0 | 0 | 0 | 0 | 0 | 0 | 0 | 0 | 0 | 0 | 0 | 0 | 0 | 0 | 0 | 0 | 0 | 0 | 0 | 0 | 0 | 0 | 0 | 0 | 0 | 0 | 0 | 0 | 0 | 2 | 0 | 1 | 0 | 0 | 0 | -364.5 | -312.19 | 543.909 | Bellota-Weber 230kV line | Bellota-Weber 230kV line | Kasson Jct-Heinz 115 kV line |  | 1 | 0 | 0 | 0 | 0 | 0 | -52.2 | 5.59 | 543.909 | Kasson Jct-Heinz 115 kV line | Kasson Jct-Heinz 115 kV line | Kasson Jct-Heinz 115 kV line |  | 5 | 5 | NO | 5 | 1 | 1 | NO | 1
PG&E GBA | Bellota | 230 | 0 | 0 | 0 | 0 | 0 | 0 | 0 | 0 | 0 | 0 | 0 | 0 | 0 | 0 | 0 | 0 | 0 | 0 | 0 | 0 | 0 | 0 | 0 | 0 | 0 | 0 | 0 | 0 | 0 | 0 | 0 | 0 | 0 | 0 | 0 | 0 | 0 | 0 | 0 | 0 | 0 | 0 | 0 | 0 | 0 | 1 | 0 | 0 | 0 | 0 | 0 | 0 | 0 | 0 | 0 | 0 | 0 | 0 | 0 | 1 | 1 | 0 | 0 | 0 | 0 | 0 | 0 | 0 | 0 | 0 | 0 | 0 | 0 | 0 | 0 | 0 | 0 | 0 | 0 | 0 | 0 | 0 | 0 | 0 | 0 | 0 | 0 | 0 | 0 | 0 | 0 | 0 | 0 | 0 | 0 | 0 | 0 | 0 |  | 0 | 0 | 0 | 0 | 0 | 0 | 0 | 0 | 0 | 0 | 0 | 0 | 0 | 0 | 0 | 0 | 0 | 0 | 0 | 0 | 0 | 0 | 0 | 0 | 10 | 0 | 0 | 0 | 400 | 1 | 1 | 0 | 1 | 0 | 0 | 0 | -364.5 | -312.19 | 978.6798 | Bellota-Weber 230kV line | Bellota-Weber 230kV line | Bellota-Weber 230kV line |  | 0 | 0 | 0 | 0 | 0 | 0 | 95.5 | 147.81 | 978.6798 | Bellota-Weber 230kV line | Bellota-Weber 230kV line | Bellota-Weber 230kV line |  | 5 | 1 | YES | 2 | 1 | 1 | NO | 1
SCE Northern | Big Creek | 230 | 1 | 0 | 1 | 0 | 0 | 1 | 1 | 0 | 0 | 0 | 0 | 0 | 0 | 0 | 0 | 0 | 0 | 0 | 0 | 0 | 0 | 0 | 0 | 0 | 0 | 0 | 0 | 0 | 0 | 0 | 0 | 0 | 0 | 0 | 0 | 0 | 0 | 0 | 0 | 0 | 0 | 0 | 0 | 0 | 0 | 0 | 0 | 0 | 0 | 0 | 0 | 0 | 0 | 0 | 0 | 0 | 0 | 0 | 0 | 0 | 0 | 0 | 0 | 0 | 0 | 0 | 0 | 0 | 0 | 0 | 0 | 0 | 0 | 0 | 0 | 0 | 0 | 0 | 0 | 0 | 0 | 0 | 0 | 0 | 0 | 0 | 0 | 0 | 0 | 0 | 0 | 0 | 0 | 0 | 0 | 0 | 0 | 0 |  | 0 | 0 | 0 | 0 | 0 | 0 | 0 | 0 | 0 | 0 | 0 | 0 | 0 | 0 | 0 | 0 | 0 | 0 | 0 | 0 | 0 | 0 | 0 | 0 | 200 | 0 | 0 | 0 | 0 | 1 | 1 | 0 | 1 | 0 | 0 | 0 | -568.88 | -811.38 | 1470.64 | Antelope-Vincent Constraint | Antelope-Vincent Constraint | North of Magunden Constraint |  | 1 | 0 | 1 | 0 | 0 | 0 | -568.88 | -811.38 | 1470.64 | Antelope-Vincent Constraint | Antelope-Vincent Constraint | North of Magunden Constraint |  | 5 | 5 | NO | 5 | 1 | 1 | NO | 1
PG&E FRESNO | Biola | 70 | 0 | 0 | 0 | 0 | 0 | 0 | 0 | 0 | 0 | 0 | 0 | 0 | 0 | 0 | 0 | 0 | 0 | 0 | 0 | 0 | 0 | 0 | 0 | 0 | 0 | 0 | 0 | 0 | 0 | 0 | 0 | 0 | 0 | 0 | 0 | 0 | 0 | 0 | 0 | 0 | 0 | 0 | 0 | 0 | 0 | 0 | 0 | 0 | 0 | 0 | 0 | 0 | 0 | 0 | 0 | 0 | 0 | 0 | 0 | 0 | 0 | 0 | 0 | 0 | 0 | 0 | 0 | 0 | 0 | 0 | 0 | 0 | 0 | 0 | 0 | 0 | 0 | 0 | 0 | 1 | 0 | 1 | 1 | 1 | 0 | 1 | 0 | 1 | 0 | 0 | 0 | 0 | 1 | 0 | 0 | 0 | 0 | 1 |  | 0 | 0 | 0 | 0 | 0 | 0 | 0 | 0 | 0 | 0 | 0 | 0 | 0 | 0 | 0 | 0 | 0 | 0 | 0 | 0 | 0 | 0 | 0 | 0 | 0 | 0 | 0 | 0 | 0 | 0 | 1 | 0 | 2 | 1 | 1 | 0 | -222.55 | -4686.972 | -3687.5882 | Chowchilla-Le grand 115kV Line | Gates 500/230kV TB #11 | Gates 500/230kV TB #11 |  | 0 | 0 | 0 | 1 | 0 | 0 | 244.55 | -31.24 | 126.1276 | Los Banos 500/230kV TB | Los Banos 500/230kV TB | Oro Loma-El Nido 115kV Line |  | 5 | 3 | YES | 3 | 5 | 1 | YES | 2
PG&E GBA | Birds Landing | 230 | 0 | 0 | 0 | 0 | 0 | 0 | 0 | 0 | 0 | 0 | 0 | 0 | 0 | 0 | 0 | 0 | 0 | 0 | 0 | 0 | 0 | 0 | 0 | 0 | 0 | 0 | 0 | 0 | 0 | 0 | 0 | 0 | 0 | 0 | 0 | 0 | 0 | 0 | 0 | 1 | 0 | 0 | 0 | 0 | 0 | 0 | 0 | 0 | 0 | 0 | 0 | 0 | 0 | 1 | 1 | 1 | 0 | 0 | 1 | 1 | 0 | 0 | 0 | 0 | 0 | 1 | 1 | 0 | 0 | 0 | 0 | 0 | 0 | 0 | 0 | 0 | 0 | 0 | 0 | 0 | 0 | 0 | 0 | 0 | 0 | 0 | 0 | 0 | 0 | 0 | 0 | 0 | 0 | 0 | 0 | 0 | 0 | 0 |  | 0 | 0 | 229.98 | 0 | 0 | 0 | 0 | 0 | 0 | 0 | 0 | 0 | 0 | 0 | 1 | 0 | 0 | 229.98 | 0 | 0 | 0 | 0 | 0 | 0 | 0 | 100 | 0 | 0 | 0 | 1 | 3 | 0 | 2 | 0 | 0 | 0 | -1547.69 | -1002.9112 | 337.0526 | Collinsville-Tesla 500 kV Line | Collinsville-Tesla 500 kV Line | Birds Landing-Contra Costa 230kV Line |  | 0 | 0 | 0 | 0 | 0 | 0 | 504.61 | 796.7038 | 337.0526 | Contra Costa- Windmaster 230 kV line | Contra Costa- Windmaster 230 kV line | Birds Landing-Contra Costa 230kV Line |  | 5 | 1 | YES | 2 | 1 | 1 | NO | 1
SCE Northern | Bliss | 66 | 1 | 0 | 1 | 0 | 0 | 1 | 1 | 0 | 0 | 0 | 0 | 0 | 0 | 0 | 0 | 0 | 0 | 0 | 0 | 0 | 0 | 0 | 0 | 0 | 0 | 0 | 0 | 0 | 0 | 0 | 0 | 0 | 0 | 0 | 0 | 0 | 0 | 0 | 0 | 0 | 0 | 0 | 0 | 0 | 0 | 0 | 0 | 0 | 0 | 0 | 0 | 0 | 0 | 0 | 0 | 0 | 0 | 0 | 0 | 0 | 0 | 0 | 0 | 0 | 0 | 0 | 0 | 0 | 0 | 0 | 0 | 0 | 0 | 0 | 0 | 0 | 0 | 0 | 0 | 0 | 0 | 0 | 0 | 0 | 0 | 0 | 0 | 0 | 0 | 0 | 0 | 0 | 0 | 0 | 0 | 0 | 0 | 0 |  | 0 | 0 | 0 | 0 | 0 | 0 | 0 | 0 | 0 | 0 | 0 | 0 | 0 | 0 | 0 | 0 | 0 | 0 | 0 | 0 | 0 | 0 | 0 | 0 | 0 | 0 | 0 | 0 | 0 | 0 | 1 | 0 | 1 | 0 | 0 | 0 | -568.88 | -811.38 | 1470.64 | Antelope-Vincent Constraint | Antelope-Vincent Constraint | North of Magunden Constraint |  | 1 | 0 | 1 | 0 | 0 | 0 | -568.88 | -811.38 | 1470.64 | Antelope-Vincent Constraint | Antelope-Vincent Constraint | North of Magunden Constraint |  | 5 | 5 | NO | 5 | 1 | 1 | NO | 1
SCE Eastern | Blythe | 161 | 0 | 0 | 0 | 0 | 0 | 0 | 0 | 0 | 0 | 0 | 0 | 0 | 0 | 0 | 0 | 0 | 0 | 0 | 1 | 0 | 0 | 0 | 0 | 0 | 0 | 0 | 0 | 0 | 0 | 0 | 0 | 1 | 1 | 0 | 0 | 0 | 0 | 0 | 0 | 0 | 0 | 0 | 0 | 0 | 0 | 0 | 0 | 0 | 0 | 0 | 0 | 0 | 0 | 0 | 0 | 0 | 0 | 0 | 0 | 0 | 0 | 0 | 0 | 0 | 0 | 0 | 0 | 0 | 0 | 0 | 0 | 0 | 0 | 0 | 0 | 0 | 0 | 0 | 0 | 0 | 0 | 0 | 0 | 0 | 0 | 0 | 0 | 0 | 0 | 0 | 0 | 0 | 0 | 0 | 0 | 0 | 0 | 2 |  | 0 | 0 | 0 | 0 | 0 | 0 | 0 | 0 | 0 | 300 | 0 | 150 | 0 | 0 | 1 | 0 | 0 | 0 | 0 | 0 | 0 | 0 | 0 | 0 | 300 | 160 | 310 | 0 | 0 | 1 | 1 | 1 | 1 | 1 | 0 | 1 | -1846 | -1817 | -950.84 | Eagle Mountain Constraint | Eagle Mountain Constraint | Eagle Mountain Constraint |  | 0 | 2 | 0 | 2 | 0 | 1 | -1246 | -1217 | -950.84 | Eagle Mountain Constraint | Eagle Mountain Constraint | Eagle Mountain Constraint |  | 5 | 4 | YES | 4 | 4 | 4 | NO | 4
PG&E NGBA | Bogue | 115 | 0 | 0 | 0 | 0 | 0 | 0 | 0 | 0 | 0 | 0 | 0 | 0 | 0 | 0 | 0 | 0 | 0 | 0 | 0 | 0 | 0 | 0 | 0 | 0 | 0 | 0 | 0 | 0 | 0 | 0 | 0 | 0 | 0 | 0 | 0 | 0 | 0 | 0 | 0 | 1 | 0 | 0 | 0 | 0 | 1 | 1 | 1 | 1 | 0 | 0 | 0 | 0 | 0 | 0 | 0 | 0 | 0 | 0 | 0 | 1 | 1 | 0 | 0 | 0 | 0 | 0 | 0 | 0 | 0 | 0 | 0 | 0 | 0 | 0 | 0 | 0 | 0 | 0 | 0 | 0 | 0 | 0 | 0 | 0 | 0 | 0 | 0 | 0 | 0 | 0 | 0 | 0 | 0 | 0 | 0 | 0 | 0 | 0 |  | 0 | 0 | 0 | 0 | 0 | 0 | 0 | 0 | 0 | 0 | 0 | 0 | 0 | 0 | 0 | 0 | 0 | 0 | 0 | 0 | 0 | 0 | 0 | 0 | 0 | 0 | 0 | 0 | 0 | 0 | 2 | 0 | 2 | 0 | 0 | 0 | -1547.69 | -1002.9112 | 18.3836 | Collinsville-Tesla 500 kV Line | Collinsville-Tesla 500 kV Line | Rio Oso-Lockeford 230kV line |  | 0 | 0 | 0 | 0 | 0 | 0 | 50 | 50 | 18.3836 | Rocklin-Pleaseant grove 115kV line | Rocklin-Pleaseant grove 115kV line | Rio Oso-Lockeford 230kV line |  | 5 | 1 | YES | 2 | 1 | 1 | NO | 1
PG&E FRESNO | Borden | 230 | 0 | 0 | 0 | 0 | 0 | 0 | 0 | 0 | 0 | 0 | 0 | 0 | 0 | 0 | 0 | 0 | 0 | 0 | 0 | 0 | 0 | 0 | 0 | 0 | 0 | 0 | 0 | 0 | 0 | 0 | 0 | 0 | 0 | 0 | 0 | 0 | 0 | 0 | 0 | 0 | 0 | 0 | 0 | 0 | 0 | 1 | 0 | 0 | 0 | 0 | 0 | 0 | 0 | 0 | 0 | 0 | 0 | 0 | 0 | 0 | 0 | 0 | 0 | 0 | 0 | 0 | 0 | 0 | 0 | 0 | 0 | 0 | 0 | 0 | 0 | 0 | 0 | 0 | 1 | 1 | 0 | 1 | 1 | 1 | 1 | 1 | 0 | 1 | 1 | 1 | 0 | 0 | 1 | 0 | 1 | 0 | 0 | 2 |  | 0 | 0 | 0 | 0 | 0 | 0 | 0 | 0 | 0 | 0 | 0 | 0 | 0 | 0 | 0 | 0 | 0 | 0 | 0 | 0 | 0 | 0 | 0 | 0 | 0 | 0 | 0 | 0 | 0 | 0 | 3 | 0 | 6 | 1 | 3 | 1 | -656.8 | -4686.972 | -3687.5882 | Borden-Storey #1 230kV line | Gates 500/230kV TB #11 | Gates 500/230kV TB #11 |  | 0 | 0 | 0 | 1 | 0 | 0 | 95.5 | -31.24 | 126.1276 | Bellota-Weber 230kV line | Los Banos 500/230kV TB | Oro Loma-El Nido 115kV Line |  | 5 | 3 | YES | 3 | 5 | 1 | YES | 2
PG&E FRESNO | Borden | 70 | 0 | 0 | 0 | 0 | 0 | 0 | 0 | 0 | 0 | 0 | 0 | 0 | 0 | 0 | 0 | 0 | 0 | 0 | 0 | 0 | 0 | 0 | 0 | 0 | 0 | 0 | 0 | 0 | 0 | 0 | 0 | 0 | 0 | 0 | 0 | 0 | 0 | 0 | 0 | 0 | 0 | 0 | 0 | 0 | 0 | 1 | 0 | 0 | 0 | 0 | 0 | 0 | 0 | 0 | 0 | 0 | 0 | 0 | 0 | 0 | 0 | 0 | 0 | 0 | 0 | 0 | 0 | 0 | 0 | 0 | 0 | 0 | 0 | 0 | 0 | 0 | 0 | 0 | 1 | 0 | 0 | 1 | 1 | 1 | 1 | 1 | 0 | 1 | 1 | 1 | 0 | 0 | 1 | 0 | 1 | 0 | 0 | 2 |  | 0 | 0 | 0 | 0 | 0 | 0 | 0 | 0 | 0 | 0 | 0 | 0 | 0 | 0 | 0 | 0 | 0 | 0 | 0 | 0 | 0 | 0 | 0 | 0 | 0 | 0 | 0 | 0 | 0 | 0 | 3 | 0 | 5 | 1 | 2 | 1 | -656.8 | -3815.842 | -3618.543 | Borden-Storey #1 230kV line | Gates 500/230kV TB #12 | Gates 500/230kV TB #12 |  | 0 | 0 | 0 | 1 | 0 | 0 | 95.5 | -31.24 | 126.1276 | Bellota-Weber 230kV line | Los Banos 500/230kV TB | Oro Loma-El Nido 115kV Line |  | 5 | 3 | YES | 3 | 5 | 1 | YES | 2
SDGE | Boulevard East | 138 | 0 | 0 | 0 | 0 | 0 | 0 | 0 | 0 | 0 | 0 | 0 | 0 | 0 | 0 | 0 | 0 | 0 | 0 | 0 | 0 | 0 | 0 | 0 | 0 | 0 | 0 | 0 | 0 | 0 | 0 | 1 | 0 | 1 | 0 | 0 | 1 | 1 | 0 | 0 | 0 | 0 | 0 | 0 | 0 | 0 | 0 | 0 | 0 | 0 | 0 | 0 | 0 | 0 | 0 | 0 | 0 | 0 | 0 | 0 | 0 | 0 | 0 | 0 | 0 | 0 | 0 | 0 | 0 | 0 | 0 | 0 | 0 | 0 | 0 | 0 | 0 | 0 | 0 | 0 | 0 | 0 | 0 | 0 | 0 | 0 | 0 | 0 | 0 | 0 | 0 | 0 | 0 | 0 | 0 | 0 | 0 | 0 | 4 |  | 0 | 0 | 0 | 0 | 0 | 0 | 0 | 0 | 0 | 0 | 0 | 0 | 0 | 0 | 0 | 0 | 0 | 180 | 0 | 0 | 0 | 0 | 0 | 0 | 0 | 82.6 | 0 | 0 | 0 | 1 | 0 | 1 | 0 | 2 | 0 | 0 | -99.1 | -698.67 | 216.1064 | San Luis Rey-San Onofre 230 kV line constraint | San Luis Rey-San Onofre 230 kV line constraint | Silvergate-Old Town 230 kV constraint |  | 0 | 1 | 0 | 2 | 0 | 0 | -99.1 | -698.67 | 216.1064 | San Luis Rey-San Onofre 230 kV line constraint | San Luis Rey-San Onofre 230 kV line constraint | Silvergate-Old Town 230 kV constraint |  | 4 | 4 | NO | 4 | 1 | 1 | NO | 1
SDGE | Boulevard East | 69 | 0 | 0 | 0 | 0 | 0 | 0 | 0 | 0 | 0 | 0 | 0 | 0 | 0 | 0 | 0 | 0 | 0 | 0 | 0 | 0 | 0 | 0 | 0 | 0 | 0 | 0 | 0 | 0 | 0 | 0 | 1 | 0 | 1 | 0 | 0 | 1 | 1 | 0 | 0 | 0 | 0 | 0 | 0 | 0 | 0 | 0 | 0 | 0 | 0 | 0 | 0 | 0 | 0 | 0 | 0 | 0 | 0 | 0 | 0 | 0 | 0 | 0 | 0 | 0 | 0 | 0 | 0 | 0 | 0 | 0 | 0 | 0 | 0 | 0 | 0 | 0 | 0 | 0 | 0 | 0 | 0 | 0 | 0 | 0 | 0 | 0 | 0 | 0 | 0 | 0 | 0 | 0 | 0 | 0 | 0 | 0 | 0 | 4 |  | 0 | 0 | 0 | 0 | 0 | 0 | 0 | 0 | 0 | 0 | 0 | 9.75 | 0 | 0 | 1 | 0 | 0 | 0 | 0 | 0 | 0 | 0 | 0 | 0 | 0 | 17.4 | 27.15 | 0 | 0 | 1 | 0 | 1 | 0 | 2 | 0 | 0 | -99.1 | -698.67 | 216.1064 | San Luis Rey-San Onofre 230 kV line constraint | San Luis Rey-San Onofre 230 kV line constraint | Silvergate-Old Town 230 kV constraint |  | 0 | 1 | 0 | 2 | 0 | 0 | -99.1 | -698.67 | 216.1064 | San Luis Rey-San Onofre 230 kV line constraint | San Luis Rey-San Onofre 230 kV line constraint | Silvergate-Old Town 230 kV constraint |  | 4 | 4 | NO | 4 | 1 | 1 | NO | 1
PG&E GBA | Brentwood | 230 | 0 | 0 | 0 | 0 | 0 | 0 | 0 | 0 | 0 | 0 | 0 | 0 | 0 | 0 | 0 | 0 | 0 | 0 | 0 | 0 | 0 | 0 | 0 | 0 | 0 | 0 | 0 | 0 | 0 | 0 | 0 | 0 | 0 | 0 | 0 | 0 | 0 | 0 | 0 | 1 | 0 | 0 | 0 | 0 | 0 | 0 | 0 | 0 | 0 | 0 | 0 | 0 | 0 | 1 | 1 | 1 | 0 | 0 | 1 | 1 | 0 | 0 | 0 | 0 | 0 | 1 | 0 | 0 | 0 | 0 | 0 | 0 | 0 | 0 | 0 | 0 | 0 | 0 | 0 | 0 | 0 | 0 | 0 | 0 | 0 | 0 | 0 | 0 | 0 | 0 | 0 | 0 | 0 | 0 | 0 | 0 | 0 | 0 |  | 0 | 0 | 0 | 0 | 0 | 0 | 0 | 0 | 0 | 0 | 0 | 0 | 0 | 0 | 0 | 0 | 0 | 0 | 0 | 0 | 0 | 0 | 0 | 2 | 0 | 89.5 | 0 | 0 | 0 | 1 | 2 | 0 | 1 | 0 | 0 | 0 | -1547.69 | -1002.9112 | 977.7909 | Collinsville-Tesla 500 kV Line | Collinsville-Tesla 500 kV Line | Collinsville-Tesla 500 kV Line |  | 0 | 0 | 0 | 0 | 0 | 0 | 504.61 | 796.7038 | 977.7909 | Contra Costa- Windmaster 230 kV line | Contra Costa- Windmaster 230 kV line | Collinsville-Tesla 500 kV Line |  | 5 | 1 | YES | 2 | 1 | 1 | NO | 1
PG&E NGBA | Bridgeville | 115 | 0 | 0 | 0 | 0 | 0 | 0 | 0 | 0 | 0 | 0 | 0 | 0 | 0 | 0 | 0 | 0 | 0 | 0 | 0 | 0 | 0 | 0 | 0 | 0 | 0 | 0 | 0 | 0 | 0 | 0 | 0 | 0 | 0 | 0 | 0 | 0 | 0 | 0 | 0 | 1 | 0 | 0 | 0 | 0 | 0 | 0 | 0 | 0 | 0 | 0 | 0 | 0 | 0 | 0 | 0 | 0 | 0 | 0 | 0 | 0 | 0 | 0 | 0 | 0 | 0 | 0 | 0 | 0 | 0 | 0 | 0 | 0 | 0 | 0 | 0 | 0 | 0 | 0 | 0 | 0 | 0 | 0 | 0 | 0 | 0 | 0 | 0 | 0 | 0 | 0 | 0 | 0 | 0 | 0 | 0 | 0 | 0 | 0 |  | 0 | 0 | 0 | 0 | 0 | 0 | 0 | 0 | 0 | 0 | 0 | 0 | 0 | 0 | 0 | 185.7 | 0 | 212 | 0 | 0 | 0 | 0 | 0 | 0 | 0 | 0 | 0 | 0 | 0 | 1 | 1 | 0 | 1 | 0 | 0 | 0 | -1547.69 | -1002.9112 | 977.7909 | Collinsville-Tesla 500 kV Line | Collinsville-Tesla 500 kV Line | Collinsville-Tesla 500 kV Line |  | 0 | 0 | 0 | 0 | 0 | 0 | 7097.31 | 7642.0888 | 977.7909 | Collinsville-Tesla 500 kV Line | Collinsville-Tesla 500 kV Line | Collinsville-Tesla 500 kV Line |  | 5 | 1 | YES | 2 | 1 | 1 | NO | 1
PG&E NGBA | Brighton | 115 | 0 | 0 | 0 | 0 | 0 | 0 | 0 | 0 | 0 | 0 | 0 | 0 | 0 | 0 | 0 | 0 | 0 | 0 | 0 | 0 | 0 | 0 | 0 | 0 | 0 | 0 | 0 | 0 | 0 | 0 | 0 | 0 | 0 | 0 | 0 | 0 | 0 | 0 | 0 | 1 | 0 | 0 | 0 | 0 | 0 | 1 | 0 | 1 | 0 | 0 | 0 | 0 | 0 | 0 | 0 | 0 | 0 | 0 | 0 | 1 | 1 | 0 | 0 | 0 | 0 | 0 | 0 | 0 | 0 | 0 | 0 | 0 | 0 | 0 | 0 | 0 | 0 | 0 | 0 | 0 | 0 | 0 | 0 | 0 | 0 | 1 | 0 | 0 | 0 | 0 | 0 | 0 | 0 | 0 | 0 | 0 | 0 | 1 |  | 0 | 0 | 0 | 0 | 0 | 0 | 0 | 0 | 0 | 0 | 0 | 0 | 0 | 0 | 0 | 0 | 0 | 0 | 0 | 0 | 0 | 0 | 0 | 0 | 0 | 0 | 0 | 0 | 0 | 0 | 2 | 0 | 2 | 1 | 0 | 0 | -1547.69 | -1002.9112 | 18.3836 | Collinsville-Tesla 500 kV Line | Collinsville-Tesla 500 kV Line | Rio Oso-Lockeford 230kV line |  | 0 | 0 | 0 | 1 | 0 | 0 | 95.5 | -31.24 | 18.3836 | Bellota-Weber 230kV line | Los Banos 500/230kV TB | Rio Oso-Lockeford 230kV line |  | 5 | 3 | YES | 3 | 1 | 1 | NO | 1
PG&E NGBA | Brighton | 230 | 0 | 0 | 0 | 0 | 0 | 0 | 0 | 0 | 0 | 0 | 0 | 0 | 0 | 0 | 0 | 0 | 0 | 0 | 0 | 0 | 0 | 0 | 0 | 0 | 0 | 0 | 0 | 0 | 0 | 0 | 0 | 0 | 0 | 0 | 0 | 0 | 0 | 0 | 0 | 1 | 0 | 0 | 0 | 0 | 0 | 1 | 0 | 1 | 0 | 0 | 0 | 0 | 0 | 0 | 0 | 0 | 0 | 0 | 0 | 1 | 1 | 0 | 0 | 0 | 0 | 0 | 0 | 0 | 0 | 0 | 0 | 0 | 0 | 0 | 0 | 0 | 0 | 0 | 0 | 0 | 0 | 0 | 0 | 0 | 0 | 1 | 0 | 0 | 0 | 0 | 0 | 0 | 0 | 0 | 0 | 0 | 0 | 1 |  | 0 | 0 | 0 | 0 | 0 | 0 | 0 | 0 | 0 | 0 | 0 | 0 | 0 | 0 | 0 | 0 | 0 | 0 | 0 | 0 | 0 | 0 | 0 | 0 | 0 | 0 | 0 | 0 | 0 | 0 | 2 | 0 | 2 | 1 | 0 | 0 | -1547.69 | -1002.9112 | 18.3836 | Collinsville-Tesla 500 kV Line | Collinsville-Tesla 500 kV Line | Rio Oso-Lockeford 230kV line |  | 0 | 0 | 0 | 1 | 0 | 0 | 95.5 | -31.24 | 18.3836 | Bellota-Weber 230kV line | Los Banos 500/230kV TB | Rio Oso-Lockeford 230kV line |  | 5 | 3 | YES | 3 | 1 | 1 | NO | 1
PG&E NGBA | Brunswick | 115 | 0 | 0 | 0 | 0 | 0 | 0 | 0 | 0 | 0 | 0 | 0 | 0 | 0 | 0 | 0 | 0 | 0 | 0 | 0 | 0 | 0 | 0 | 0 | 0 | 0 | 0 | 0 | 0 | 0 | 0 | 0 | 0 | 0 | 0 | 0 | 0 | 0 | 0 | 0 | 1 | 0 | 0 | 1 | 0 | 0 | 1 | 1 | 1 | 0 | 0 | 0 | 0 | 0 | 0 | 0 | 0 | 0 | 0 | 0 | 1 | 1 | 0 | 0 | 0 | 0 | 0 | 0 | 0 | 0 | 0 | 0 | 0 | 0 | 0 | 0 | 0 | 0 | 0 | 0 | 0 | 0 | 0 | 0 | 0 | 0 | 0 | 0 | 0 | 0 | 0 | 0 | 0 | 0 | 0 | 0 | 0 | 0 | 0 |  | 0 | 0 | 0 | 0 | 0 | 0 | 0 | 0 | 0 | 0 | 0 | 0 | 0 | 0 | 0 | 0 | 0 | 0 | 0 | 0 | 0 | 0 | 0 | 0 | 0 | 0 | 0 | 0 | 0 | 0 | 2 | 0 | 2 | 0 | 0 | 0 | -1547.69 | -1002.9112 | 18.3836 | Collinsville-Tesla 500 kV Line | Collinsville-Tesla 500 kV Line | Rio Oso-Lockeford 230kV line |  | 0 | 0 | 0 | 0 | 0 | 0 | 95.5 | 147.81 | 18.3836 | Bellota-Weber 230kV line | Bellota-Weber 230kV line | Rio Oso-Lockeford 230kV line |  | 5 | 1 | YES | 2 | 1 | 1 | NO | 1
PG&E NGBA | Bucks Creek | 230 | 0 | 0 | 0 | 0 | 0 | 0 | 0 | 0 | 0 | 0 | 0 | 0 | 0 | 0 | 0 | 0 | 0 | 0 | 0 | 0 | 0 | 0 | 0 | 0 | 0 | 0 | 0 | 0 | 0 | 0 | 0 | 0 | 0 | 0 | 0 | 0 | 0 | 0 | 0 | 1 | 1 | 0 | 1 | 0 | 1 | 1 | 1 | 1 | 0 | 0 | 0 | 0 | 0 | 0 | 0 | 0 | 0 | 0 | 1 | 1 | 1 | 0 | 0 | 0 | 0 | 0 | 0 | 0 | 0 | 0 | 0 | 0 | 0 | 0 | 0 | 0 | 0 | 0 | 0 | 0 | 0 | 0 | 0 | 0 | 0 | 0 | 0 | 0 | 0 | 0 | 0 | 0 | 0 | 0 | 0 | 0 | 0 | 0 |  | 0 | 0 | 0 | 0 | 0 | 0 | 0 | 0 | 0 | 0 | 0 | 0 | 0 | 0 | 0 | 0 | 0 | 0 | 0 | 0 | 0 | 0 | 0 | 0 | 0 | 0 | 0 | 0 | 0 | 0 | 3 | 0 | 2 | 0 | 0 | 1 | -1547.69 | -1002.9112 | -105.76 | Collinsville-Tesla 500 kV Line | Collinsville-Tesla 500 kV Line | Woodland- Davis 115kV line |  | 1 | 0 | 0 | 0 | 0 | 1 | -59.55 | 8.65 | -105.76 | Woodland- Davis 115kV line | Woodland- Davis 115kV line | Woodland- Davis 115kV line |  | 5 | 5 | NO | 5 | 3 | 3 | NO | 3
PG&E KERN | Buena Vista | 230 | 0 | 0 | 0 | 0 | 0 | 0 | 0 | 0 | 0 | 0 | 0 | 0 | 0 | 0 | 0 | 0 | 0 | 0 | 0 | 0 | 0 | 0 | 0 | 0 | 0 | 0 | 0 | 0 | 0 | 0 | 0 | 0 | 0 | 0 | 0 | 0 | 0 | 0 | 0 | 0 | 0 | 0 | 0 | 0 | 0 | 0 | 0 | 0 | 0 | 0 | 0 | 0 | 0 | 0 | 0 | 0 | 0 | 0 | 0 | 0 | 0 | 0 | 0 | 0 | 0 | 0 | 0 | 0 | 0 | 0 | 0 | 0 | 0 | 0 | 0 | 0 | 0 | 0 | 1 | 1 | 0 | 0 | 0 | 0 | 0 | 0 | 0 | 0 | 0 | 0 | 0 | 0 | 0 | 0 | 1 | 0 | 0 | 0 |  | 0 | 0 | 0 | 0 | 0 | 0 | 0 | 0 | 0 | 0 | 0 | 0 | 0 | 0 | 0 | 0 | 0 | 0 | 0 | 0 | 0 | 0 | 0 | 0 | 0 | 0 | 0 | 0 | 0 | 0 | 0 | 0 | 3 | 0 | 2 | 1 | 119.27 | -4686.972 | -3687.5882 | Gates 500/230kV TB #12 | Gates 500/230kV TB #11 | Gates 500/230kV TB #11 |  | 0 | 0 | 0 | 0 | 0 | 0 | 4768.77 | 761.488 | 342.7684 | Mustang-Henrietta 230 kV line | Mustang-Henrietta 230 kV line | Mustang-Henrietta 230 kV line |  | 5 | 1 | YES | 2 | 5 | 1 | YES | 2
PG&E FRESNO | Bullard | 115 | 0 | 0 | 0 | 0 | 0 | 0 | 0 | 0 | 0 | 0 | 0 | 0 | 0 | 0 | 0 | 0 | 0 | 0 | 0 | 0 | 0 | 0 | 0 | 0 | 0 | 0 | 0 | 0 | 0 | 0 | 0 | 0 | 0 | 0 | 0 | 0 | 0 | 0 | 0 | 0 | 0 | 0 | 0 | 0 | 0 | 1 | 0 | 0 | 0 | 0 | 0 | 0 | 0 | 0 | 0 | 0 | 0 | 0 | 0 | 0 | 0 | 0 | 0 | 0 | 0 | 0 | 0 | 0 | 0 | 0 | 0 | 0 | 0 | 0 | 0 | 0 | 0 | 0 | 1 | 0 | 0 | 1 | 1 | 1 | 1 | 1 | 0 | 1 | 1 | 1 | 0 | 0 | 1 | 0 | 1 | 0 | 0 | 2 |  | 0 | 0 | 0 | 0 | 0 | 0 | 0 | 0 | 0 | 0 | 0 | 0 | 0 | 0 | 0 | 0 | 0 | 0 | 0 | 0 | 0 | 0 | 0 | 0 | 0 | 0 | 0 | 0 | 0 | 0 | 3 | 0 | 5 | 1 | 2 | 1 | -656.8 | -3815.842 | -3618.543 | Borden-Storey #1 230kV line | Gates 500/230kV TB #12 | Gates 500/230kV TB #12 |  | 0 | 0 | 0 | 1 | 0 | 0 | 95.5 | -31.24 | 126.1276 | Bellota-Weber 230kV line | Los Banos 500/230kV TB | Oro Loma-El Nido 115kV Line |  | 5 | 3 | YES | 3 | 5 | 1 | YES | 2
PG&E GBA | Burlingame | 115 | 0 | 0 | 0 | 0 | 0 | 0 | 0 | 0 | 0 | 0 | 0 | 0 | 0 | 0 | 0 | 0 | 0 | 0 | 0 | 0 | 0 | 0 | 0 | 0 | 0 | 0 | 0 | 0 | 0 | 0 | 0 | 0 | 0 | 0 | 0 | 0 | 0 | 0 | 0 | 1 | 0 | 0 | 0 | 0 | 0 | 0 | 0 | 0 | 0 | 0 | 0 | 0 | 1 | 0 | 0 | 0 | 0 | 0 | 0 | 0 | 0 | 0 | 0 | 0 | 0 | 0 | 0 | 0 | 0 | 0 | 0 | 0 | 0 | 0 | 0 | 0 | 0 | 0 | 0 | 0 | 0 | 0 | 0 | 0 | 0 | 0 | 0 | 0 | 0 | 0 | 0 | 0 | 0 | 0 | 0 | 0 | 0 | 1 |  | 0 | 0 | 0 | 0 | 0 | 0 | 0 | 0 | 0 | 0 | 0 | 0 | 0 | 0 | 0 | 0 | 0 | 0 | 0 | 0 | 0 | 0 | 0 | 0 | 88 | 0 | 0 | 0 | 0 | 1 | 1 | 0 | 1 | 0 | 0 | 0 | -1547.69 | -1002.9112 | 977.7909 | Collinsville-Tesla 500 kV Line | Collinsville-Tesla 500 kV Line | Collinsville-Tesla 500 kV Line |  | 0 | 0 | 0 | 0 | 0 | 0 | 2401.7 | 2386.26 | 977.7909 | Sobrante-Moraga 230 kV line | Sobrante-Moraga 230 kV line | Collinsville-Tesla 500 kV Line |  | 5 | 1 | YES | 2 | 1 | 1 | NO | 1
PG&E NGBA | Burney Forest | 230 | 0 | 0 | 0 | 0 | 0 | 0 | 0 | 0 | 0 | 0 | 0 | 0 | 0 | 0 | 0 | 0 | 0 | 0 | 0 | 0 | 0 | 0 | 0 | 0 | 0 | 0 | 0 | 0 | 0 | 0 | 0 | 0 | 0 | 0 | 0 | 0 | 0 | 0 | 0 | 1 | 0 | 0 | 0 | 1 | 0 | 0 | 0 | 0 | 0 | 0 | 0 | 0 | 0 | 0 | 0 | 0 | 0 | 0 | 0 | 0 | 0 | 0 | 0 | 0 | 0 | 0 | 0 | 0 | 0 | 0 | 0 | 0 | 0 | 0 | 0 | 0 | 0 | 0 | 0 | 0 | 0 | 0 | 0 | 0 | 0 | 0 | 0 | 0 | 0 | 0 | 0 | 0 | 0 | 0 | 0 | 0 | 0 | 0 |  | 0 | 0 | 0 | 0 | 0 | 0 | 0 | 0 | 0 | 0 | 0 | 0 | 0 | 0 | 0 | 0 | 0 | 0 | 0 | 0 | 0 | 0 | 0 | 0 | 0 | 0 | 0 | 0 | 0 | 0 | 1 | 0 | 1 | 0 | 0 | 0 | -1547.69 | -1002.9112 | 15 | Collinsville-Tesla 500 kV Line | Collinsville-Tesla 500 kV Line | Carberry-Round Mountain 230kV Line |  | 0 | 0 | 0 | 0 | 0 | 0 | 15 | 15 | 15 | Carberry-Round Mountain 230kV Line | Carberry-Round Mountain 230kV Line | Carberry-Round Mountain 230kV Line |  | 5 | 1 | YES | 2 | 1 | 1 | NO | 1
PG&E NGBA | Butte | 115 | 0 | 0 | 0 | 0 | 0 | 0 | 0 | 0 | 0 | 0 | 0 | 0 | 0 | 0 | 0 | 0 | 0 | 0 | 0 | 0 | 0 | 0 | 0 | 0 | 0 | 0 | 0 | 0 | 0 | 0 | 0 | 0 | 0 | 0 | 0 | 0 | 0 | 0 | 0 | 1 | 0 | 0 | 0 | 0 | 0 | 0 | 0 | 0 | 0 | 0 | 0 | 0 | 0 | 0 | 0 | 0 | 0 | 0 | 0 | 0 | 0 | 0 | 0 | 0 | 0 | 0 | 0 | 0 | 0 | 0 | 0 | 0 | 0 | 0 | 0 | 0 | 0 | 0 | 0 | 0 | 0 | 0 | 0 | 0 | 0 | 0 | 0 | 0 | 0 | 0 | 0 | 0 | 0 | 0 | 0 | 0 | 0 | 0 |  | 0 | 0 | 0 | 0 | 0 | 0 | 0 | 0 | 0 | 0 | 0 | 0 | 0 | 0 | 0 | 0 | 0 | 0 | 0 | 0 | 0 | 0 | 0 | 0 | 0 | 0 | 0 | 0 | 0 | 0 | 1 | 0 | 1 | 0 | 0 | 0 | -1547.69 | -1002.9112 | 977.7909 | Collinsville-Tesla 500 kV Line | Collinsville-Tesla 500 kV Line | Collinsville-Tesla 500 kV Line |  | 0 | 0 | 0 | 0 | 0 | 0 | 7097.31 | 7642.0888 | 977.7909 | Collinsville-Tesla 500 kV Line | Collinsville-Tesla 500 kV Line | Collinsville-Tesla 500 kV Line |  | 5 | 1 | YES | 2 | 1 | 1 | NO | 1
PG&E KERN | Cabrillo | 115 | 0 | 0 | 0 | 0 | 0 | 0 | 0 | 0 | 0 | 0 | 0 | 0 | 0 | 0 | 0 | 0 | 0 | 0 | 0 | 0 | 0 | 0 | 0 | 0 | 0 | 0 | 0 | 0 | 0 | 0 | 0 | 0 | 0 | 0 | 0 | 0 | 0 | 0 | 0 | 0 | 0 | 0 | 0 | 0 | 0 | 0 | 0 | 0 | 0 | 0 | 0 | 0 | 0 | 0 | 0 | 0 | 0 | 0 | 0 | 0 | 0 | 0 | 0 | 0 | 0 | 0 | 0 | 1 | 1 | 0 | 0 | 0 | 0 | 0 | 0 | 0 | 0 | 0 | 0 | 1 | 0 | 0 | 0 | 0 | 0 | 1 | 0 | 0 | 0 | 0 | 0 | 0 | 0 | 0 | 0 | 1 | 0 | 1 |  | 0 | 0 | 0 | 0 | 0 | 0 | 0 | 0 | 0 | 0 | 0 | 0 | 0 | 0 | 0 | 0 | 0 | 0 | 0 | 0 | 0 | 0 | 0 | 0 | 0 | 0 | 0 | 0 | 0 | 0 | 0 | 0 | 1 | 1 | 1 | 0 | 120.85 | -4686.972 | -3687.5882 | Cal Flat-Gates 230 kV line | Gates 500/230kV TB #11 | Gates 500/230kV TB #11 |  | 0 | 0 | 0 | 1 | 0 | 0 | 120.85 | -31.24 | 251.3788 | Cal Flat-Gates 230 kV line | Los Banos 500/230kV TB | Gates-Arco 230 kV Line |  | 5 | 3 | YES | 3 | 5 | 1 | YES | 2
PG&E FRESNO | Cal Flats | 230 | 0 | 0 | 0 | 0 | 0 | 0 | 0 | 0 | 0 | 0 | 0 | 0 | 0 | 0 | 0 | 0 | 0 | 0 | 0 | 0 | 0 | 0 | 0 | 0 | 0 | 0 | 0 | 0 | 0 | 0 | 0 | 0 | 0 | 0 | 0 | 0 | 0 | 0 | 0 | 0 | 0 | 0 | 0 | 0 | 0 | 0 | 0 | 0 | 0 | 0 | 0 | 0 | 0 | 0 | 0 | 0 | 0 | 0 | 0 | 0 | 0 | 0 | 0 | 0 | 0 | 0 | 0 | 1 | 0 | 0 | 0 | 0 | 0 | 0 | 0 | 0 | 0 | 0 | 1 | 1 | 1 | 0 | 0 | 0 | 0 | 0 | 0 | 0 | 0 | 0 | 0 | 0 | 0 | 0 | 1 | 1 | 0 | 0 |  | 0 | 0 | 0 | 0 | 0 | 0 | 0 | 0 | 0 | 0 | 0 | 0 | 0 | 0 | 0 | 0 | 0 | 0 | 0 | 0 | 0 | 0 | 0 | 0 | 0 | 0 | 0 | 0 | 0 | 0 | 0 | 0 | 3 | 0 | 2 | 1 | 119.27 | -4686.972 | -3687.5882 | Gates 500/230kV TB #12 | Gates 500/230kV TB #11 | Gates 500/230kV TB #11 |  | 0 | 0 | 0 | 0 | 0 | 0 | 120.85 | 229.67 | 189.524 | Cal Flat-Gates 230 kV line | Gates 230/70kV TB #5 | Gates 230/70kV TB #5 |  | 5 | 1 | YES | 2 | 5 | 1 | YES | 2
SCE NOL | Calcite | 230 | 0 | 0 | 0 | 0 | 0 | 0 | 0 | 0 | 0 | 0 | 0 | 0 | 0 | 1 | 1 | 0 | 0 | 0 | 0 | 0 | 0 | 0 | 0 | 0 | 0 | 0 | 0 | 0 | 0 | 0 | 0 | 0 | 0 | 0 | 0 | 0 | 0 | 0 | 0 | 0 | 0 | 0 | 0 | 0 | 0 | 0 | 0 | 0 | 0 | 0 | 0 | 0 | 0 | 0 | 0 | 0 | 0 | 0 | 0 | 0 | 0 | 0 | 0 | 0 | 0 | 0 | 0 | 0 | 0 | 0 | 0 | 0 | 0 | 0 | 0 | 0 | 0 | 0 | 0 | 0 | 0 | 0 | 0 | 0 | 0 | 0 | 0 | 0 | 0 | 0 | 0 | 0 | 0 | 0 | 0 | 0 | 0 | 1 |  | 0 | 0 | 0 | 0 | 0 | 0 | 0 | 0 | 0 | 0 | 0 | 0 | 0 | 0 | 0 | 0 | 0 | 0 | 0 | 0 | 0 | 0 | 0 | 0 | 165 | 300 | 0 | 0 | 0 | 1 | 0 | 0 | 1 | 2 | 0 | 0 | 43.77 | -137.55 | 26.86 | Lugo Transformer Area Constraint | Lugo Transformer Area Constraint | Calcite to Lugo Area Constraint |  | 0 | 0 | 1 | 2 | 0 | 0 | 43.77 | -137.55 | 26.86 | Lugo Transformer Area Constraint | Lugo Transformer Area Constraint | Calcite to Lugo Area Constraint |  | 5 | 5 | NO | 5 | 1 | 1 | NO | 1
PG&E KERN | Caliente | 230 | 0 | 0 | 0 | 0 | 0 | 0 | 0 | 0 | 0 | 0 | 0 | 0 | 0 | 0 | 0 | 0 | 0 | 0 | 0 | 0 | 0 | 0 | 0 | 0 | 0 | 0 | 0 | 0 | 0 | 0 | 0 | 0 | 0 | 0 | 0 | 0 | 0 | 0 | 0 | 0 | 0 | 0 | 0 | 0 | 0 | 0 | 0 | 0 | 0 | 0 | 0 | 0 | 0 | 0 | 0 | 0 | 0 | 0 | 0 | 0 | 0 | 0 | 0 | 0 | 0 | 0 | 0 | 1 | 0 | 0 | 0 | 0 | 0 | 0 | 0 | 0 | 0 | 0 | 1 | 1 | 0 | 0 | 0 | 0 | 0 | 0 | 0 | 0 | 0 | 0 | 0 | 0 | 0 | 0 | 1 | 1 | 0 | 0 |  | 0 | 0 | 0 | 0 | 0 | 0 | 0 | 0 | 0 | 0 | 0 | 0 | 0 | 0 | 0 | 0 | 0 | 0 | 0 | 0 | 0 | 0 | 0 | 0 | 0 | 0 | 0 | 0 | 0 | 0 | 0 | 0 | 3 | 0 | 2 | 1 | 119.27 | -4686.972 | -3687.5882 | Gates 500/230kV TB #12 | Gates 500/230kV TB #11 | Gates 500/230kV TB #11 |  | 0 | 0 | 0 | 0 | 0 | 0 | 120.85 | 383.59 | 342.7684 | Cal Flat-Gates 230 kV line | Cal Flat-Gates 230 kV line | Mustang-Henrietta 230 kV line |  | 5 | 1 | YES | 2 | 5 | 1 | YES | 2
PG&E FRESNO | California Ave | 115 | 0 | 0 | 0 | 0 | 0 | 0 | 0 | 0 | 0 | 0 | 0 | 0 | 0 | 0 | 0 | 0 | 0 | 0 | 0 | 0 | 0 | 0 | 0 | 0 | 0 | 0 | 0 | 0 | 0 | 0 | 0 | 0 | 0 | 0 | 0 | 0 | 0 | 0 | 0 | 0 | 0 | 0 | 0 | 0 | 0 | 0 | 0 | 0 | 0 | 0 | 0 | 0 | 0 | 0 | 0 | 0 | 0 | 0 | 0 | 0 | 0 | 0 | 0 | 0 | 0 | 0 | 0 | 0 | 1 | 0 | 0 | 0 | 0 | 0 | 0 | 0 | 0 | 0 | 0 | 1 | 0 | 1 | 0 | 1 | 0 | 1 | 0 | 0 | 0 | 0 | 0 | 0 | 0 | 0 | 0 | 0 | 0 | 1 |  | 0 | 0 | 0 | 0 | 0 | 0 | 0 | 0 | 0 | 0 | 0 | 0 | 0 | 0 | 0 | 0 | 0 | 0 | 0 | 0 | 0 | 0 | 0 | 0 | 0 | 0 | 0 | 0 | 0 | 0 | 1 | 0 | 2 | 1 | 1 | 0 | -222.55 | -4686.972 | -3687.5882 | Chowchilla-Le grand 115kV Line | Gates 500/230kV TB #11 | Gates 500/230kV TB #11 |  | 0 | 0 | 0 | 1 | 0 | 0 | 244.55 | -31.24 | 251.3788 | Los Banos 500/230kV TB | Los Banos 500/230kV TB | Gates-Arco 230 kV Line |  | 5 | 3 | YES | 3 | 5 | 1 | YES | 2
PG&E KERN | Callender | 115 | 0 | 0 | 0 | 0 | 0 | 0 | 0 | 0 | 0 | 0 | 0 | 0 | 0 | 0 | 0 | 0 | 0 | 0 | 0 | 0 | 0 | 0 | 0 | 0 | 0 | 0 | 0 | 0 | 0 | 0 | 0 | 0 | 0 | 0 | 0 | 0 | 0 | 0 | 0 | 0 | 0 | 0 | 0 | 0 | 0 | 0 | 0 | 0 | 0 | 0 | 0 | 0 | 0 | 0 | 0 | 0 | 0 | 0 | 0 | 0 | 0 | 0 | 0 | 0 | 0 | 0 | 0 | 1 | 1 | 0 | 0 | 0 | 0 | 0 | 0 | 0 | 0 | 0 | 1 | 1 | 0 | 0 | 0 | 0 | 0 | 0 | 0 | 0 | 0 | 0 | 0 | 0 | 0 | 0 | 1 | 1 | 0 | 0 |  | 0 | 0 | 0 | 0 | 0 | 0 | 0 | 0 | 0 | 0 | 0 | 0 | 0 | 0 | 0 | 0 | 0 | 0 | 0 | 0 | 0 | 0 | 0 | 0 | 0 | 0 | 0 | 0 | 0 | 0 | 0 | 0 | 3 | 0 | 2 | 1 | 119.27 | -4686.972 | -3687.5882 | Gates 500/230kV TB #12 | Gates 500/230kV TB #11 | Gates 500/230kV TB #11 |  | 0 | 0 | 0 | 0 | 0 | 0 | 120.85 | 383.59 | 251.3788 | Cal Flat-Gates 230 kV line | Cal Flat-Gates 230 kV line | Gates-Arco 230 kV Line |  | 5 | 1 | YES | 2 | 5 | 1 | YES | 2
PG&E NGBA | Calpella | 115 | 0 | 0 | 0 | 0 | 0 | 0 | 0 | 0 | 0 | 0 | 0 | 0 | 0 | 0 | 0 | 0 | 0 | 0 | 0 | 0 | 0 | 0 | 0 | 0 | 0 | 0 | 0 | 0 | 0 | 0 | 0 | 0 | 0 | 0 | 0 | 0 | 0 | 0 | 0 | 1 | 0 | 1 | 0 | 0 | 0 | 0 | 0 | 0 | 0 | 0 | 0 | 0 | 1 | 0 | 1 | 1 | 0 | 0 | 0 | 0 | 0 | 0 | 0 | 0 | 0 | 0 | 1 | 0 | 0 | 0 | 0 | 0 | 0 | 0 | 0 | 0 | 0 | 0 | 0 | 0 | 0 | 0 | 0 | 0 | 0 | 0 | 0 | 0 | 0 | 0 | 0 | 0 | 0 | 0 | 0 | 0 | 0 | 1 |  | 0 | 0 | 0 | 0 | 0 | 0 | 0 | 0 | 0 | 0 | 0 | 0 | 0 | 0 | 0 | 0 | 0 | 0 | 0 | 0 | 0 | 0 | 0 | 4 | 0 | 0 | 0 | 0 | 0 | 1 | 2 | 0 | 2 | 0 | 0 | 0 | -1547.69 | -1002.9112 | 337.0526 | Collinsville-Tesla 500 kV Line | Collinsville-Tesla 500 kV Line | Birds Landing-Contra Costa 230kV Line |  | 0 | 0 | 0 | 0 | 0 | 0 | 504.61 | 771.8 | 337.0526 | Contra Costa- Windmaster 230 kV line | Cortina-Eagle Rock 115 kV line | Birds Landing-Contra Costa 230kV Line |  | 5 | 1 | YES | 2 | 1 | 1 | NO | 1
PG&E GBA | Camanche | 230 | 0 | 0 | 0 | 0 | 0 | 0 | 0 | 0 | 0 | 0 | 0 | 0 | 0 | 0 | 0 | 0 | 0 | 0 | 0 | 0 | 0 | 0 | 0 | 0 | 0 | 0 | 0 | 0 | 0 | 0 | 0 | 0 | 0 | 0 | 0 | 0 | 0 | 0 | 0 | 0 | 0 | 0 | 0 | 0 | 0 | 1 | 0 | 0 | 0 | 0 | 0 | 0 | 0 | 0 | 0 | 0 | 0 | 0 | 0 | 1 | 1 | 0 | 0 | 0 | 0 | 0 | 0 | 0 | 0 | 0 | 0 | 0 | 0 | 0 | 0 | 0 | 0 | 0 | 0 | 0 | 0 | 0 | 0 | 0 | 0 | 0 | 0 | 0 | 0 | 0 | 0 | 0 | 0 | 0 | 0 | 0 | 0 | 0 |  | 0 | 0 | 0 | 0 | 0 | 0 | 0 | 0 | 0 | 0 | 0 | 0 | 0 | 0 | 0 | 0 | 0 | 0 | 0 | 0 | 0 | 0 | 0 | 0 | 0 | 0 | 0 | 0 | 0 | 0 | 1 | 0 | 1 | 0 | 0 | 0 | -364.5 | -312.19 | 978.6798 | Bellota-Weber 230kV line | Bellota-Weber 230kV line | Bellota-Weber 230kV line |  | 0 | 0 | 0 | 0 | 0 | 0 | 95.5 | 147.81 | 978.6798 | Bellota-Weber 230kV line | Bellota-Weber 230kV line | Bellota-Weber 230kV line |  | 5 | 1 | YES | 2 | 1 | 1 | NO | 1
SDGE | Cameron | 69 | 0 | 0 | 0 | 0 | 0 | 0 | 0 | 0 | 0 | 0 | 0 | 0 | 0 | 0 | 0 | 0 | 0 | 0 | 0 | 0 | 0 | 0 | 0 | 0 | 0 | 0 | 0 | 1 | 0 | 1 | 1 | 0 | 1 | 0 | 0 | 0 | 1 | 0 | 0 | 0 | 0 | 0 | 0 | 0 | 0 | 0 | 0 | 0 | 0 | 0 | 0 | 0 | 0 | 0 | 0 | 0 | 0 | 0 | 0 | 0 | 0 | 0 | 0 | 0 | 0 | 0 | 0 | 0 | 0 | 0 | 0 | 0 | 0 | 0 | 0 | 0 | 0 | 0 | 0 | 0 | 0 | 0 | 0 | 0 | 0 | 0 | 0 | 0 | 0 | 0 | 0 | 0 | 0 | 0 | 0 | 0 | 0 | 3 |  | 0 | 0 | 0 | 0 | 0 | 0 | 0 | 0 | 0.84 | 0 | 0 | 0 | 0 | 0 | 1 | 0 | 0 | 0 | 0 | 0 | 0 | 0 | 0 | 0.84 | 0 | 0 | 0 | 0 | 0 | 1 | 0 | 1 | 0 | 2 | 0 | 0 | -99.1 | -698.67 | 216.1064 | San Luis Rey-San Onofre 230 kV line constraint | San Luis Rey-San Onofre 230 kV line constraint | Silvergate-Old Town 230 kV constraint |  | 0 | 1 | 0 | 2 | 0 | 0 | -99.1 | -698.67 | 216.1064 | San Luis Rey-San Onofre 230 kV line constraint | San Luis Rey-San Onofre 230 kV line constraint | Silvergate-Old Town 230 kV constraint |  | 4 | 4 | NO | 4 | 1 | 1 | NO | 1
SDGE | Cannon | 69 | 0 | 0 | 0 | 0 | 0 | 0 | 0 | 0 | 0 | 0 | 0 | 0 | 0 | 0 | 0 | 0 | 0 | 0 | 0 | 0 | 0 | 0 | 0 | 0 | 0 | 0 | 0 | 0 | 0 | 0 | 1 | 0 | 1 | 0 | 0 | 0 | 0 | 0 | 0 | 0 | 0 | 0 | 0 | 0 | 0 | 0 | 0 | 0 | 0 | 0 | 0 | 0 | 0 | 0 | 0 | 0 | 0 | 0 | 0 | 0 | 0 | 0 | 0 | 0 | 0 | 0 | 0 | 0 | 0 | 0 | 0 | 0 | 0 | 0 | 0 | 0 | 0 | 0 | 0 | 0 | 0 | 0 | 0 | 0 | 0 | 0 | 0 | 0 | 0 | 0 | 0 | 0 | 0 | 0 | 0 | 0 | 0 | 2 |  | 0 | 0 | 0 | 0 | 0 | 0 | 0 | 0 | 0 | 0 | 0 | 0 | 0 | 0 | 0 | 0 | 0 | 0 | 0 | 0 | 0 | 0 | 0 | 0 | 0 | 0 | 0 | 0 | 0 | 0 | 0 | 1 | 0 | 1 | 0 | 0 | -99.1 | -698.67 | 1394.7114 | San Luis Rey-San Onofre 230 kV line constraint | San Luis Rey-San Onofre 230 kV line constraint | San Luis Rey-San Onofre 230 kV line constraint |  | 0 | 1 | 0 | 1 | 0 | 0 | -99.1 | -698.67 | 1394.7114 | San Luis Rey-San Onofre 230 kV line constraint | San Luis Rey-San Onofre 230 kV line constraint | San Luis Rey-San Onofre 230 kV line constraint |  | 4 | 4 | NO | 4 | 1 | 1 | NO | 1
PG&E FRESNO | Cantua | 115 | 0 | 0 | 0 | 0 | 0 | 0 | 0 | 0 | 0 | 0 | 0 | 0 | 0 | 0 | 0 | 0 | 0 | 0 | 0 | 0 | 0 | 0 | 0 | 0 | 0 | 0 | 0 | 0 | 0 | 0 | 0 | 0 | 0 | 0 | 0 | 0 | 0 | 0 | 0 | 0 | 0 | 0 | 0 | 0 | 0 | 0 | 0 | 0 | 0 | 0 | 0 | 0 | 0 | 0 | 0 | 0 | 0 | 0 | 0 | 0 | 0 | 0 | 0 | 0 | 0 | 0 | 0 | 0 | 0 | 0 | 0 | 0 | 0 | 0 | 0 | 0 | 0 | 0 | 1 | 0 | 1 | 0 | 1 | 0 | 0 | 1 | 0 | 1 | 0 | 0 | 0 | 0 | 0 | 0 | 0 | 0 | 0 | 1 |  | 0 | 0 | 0 | 0 | 0 | 0 | 0 | 0 | 0 | 0 | 0 | 0 | 0 | 0 | 0 | 0 | 0 | 0 | 0 | 0 | 0 | 0 | 0 | 0 | 100 | 0 | 0 | 0 | 0 | 1 | 0 | 0 | 1 | 1 | 1 | 0 | 119.27 | -3815.842 | -3618.543 | Gates 500/230kV TB #12 | Gates 500/230kV TB #12 | Gates 500/230kV TB #12 |  | 0 | 0 | 0 | 1 | 0 | 0 | 244.55 | -31.24 | 189.524 | Los Banos 500/230kV TB | Los Banos 500/230kV TB | Gates 230/70kV TB #5 |  | 5 | 3 | YES | 3 | 5 | 1 | YES | 2
SDGE | Capistrano | 138 | 0 | 0 | 0 | 0 | 0 | 0 | 0 | 0 | 0 | 0 | 0 | 0 | 0 | 0 | 0 | 0 | 0 | 0 | 0 | 0 | 0 | 0 | 0 | 0 | 0 | 1 | 0 | 0 | 0 | 0 | 0 | 0 | 0 | 0 | 0 | 0 | 0 | 1 | 0 | 0 | 0 | 0 | 0 | 0 | 0 | 0 | 0 | 0 | 0 | 0 | 0 | 0 | 0 | 0 | 0 | 0 | 0 | 0 | 0 | 0 | 0 | 0 | 0 | 0 | 0 | 0 | 0 | 0 | 0 | 0 | 0 | 0 | 0 | 0 | 0 | 0 | 0 | 0 | 0 | 0 | 0 | 0 | 0 | 0 | 0 | 0 | 0 | 0 | 0 | 0 | 0 | 0 | 0 | 0 | 0 | 0 | 0 | 0 |  | 0 | 0 | 0 | 0 | 0 | 0 | 0 | 0 | 0 | 0 | 0 | 0 | 0 | 0 | 0 | 0 | 0 | 0 | 0 | 0 | 0 | 0 | 0 | 0 | 0 | 0 | 0 | 25 | 0 | 1 | 0 | 0 | 0 | 0 | 0 | 0 | 581 | 842.58 | 1191.1 | Capistrano-San Onofre 230 kV constraint | Talega 230 kV constraint | Talega 230 kV constraint |  | 0 | 0 | 0 | 0 | 0 | 0 | 581 | 842.58 | 1191.1 | Capistrano-San Onofre 230 kV constraint | Talega 230 kV constraint | Talega 230 kV constraint |  | 1 | 1 | NO | 1 | 1 | 1 | NO | 1
SDGE | Capistrano | 230 | 0 | 0 | 0 | 0 | 0 | 0 | 0 | 0 | 0 | 0 | 0 | 0 | 0 | 0 | 0 | 0 | 0 | 0 | 0 | 0 | 0 | 0 | 0 | 0 | 0 | 1 | 0 | 0 | 0 | 0 | 0 | 0 | 0 | 0 | 0 | 0 | 0 | 1 | 0 | 0 | 0 | 0 | 0 | 0 | 0 | 0 | 0 | 0 | 0 | 0 | 0 | 0 | 0 | 0 | 0 | 0 | 0 | 0 | 0 | 0 | 0 | 0 | 0 | 0 | 0 | 0 | 0 | 0 | 0 | 0 | 0 | 0 | 0 | 0 | 0 | 0 | 0 | 0 | 0 | 0 | 0 | 0 | 0 | 0 | 0 | 0 | 0 | 0 | 0 | 0 | 0 | 0 | 0 | 0 | 0 | 0 | 0 | 0 |  | 0 | 0 | 0 | 0 | 0 | 0 | 0 | 0 | 0 | 0 | 0 | 0 | 0 | 0 | 0 | 0 | 0 | 0 | 0 | 0 | 0 | 0 | 0 | 0 | 0 | 0 | 0 | 25 | 0 | 1 | 0 | 0 | 0 | 0 | 0 | 0 | 581 | 842.58 | 1191.1 | Capistrano-San Onofre 230 kV constraint | Talega 230 kV constraint | Talega 230 kV constraint |  | 0 | 0 | 0 | 0 | 0 | 0 | 581 | 842.58 | 1191.1 | Capistrano-San Onofre 230 kV constraint | Talega 230 kV constraint | Talega 230 kV constraint |  | 1 | 1 | NO | 1 | 1 | 1 | NO | 1
PG&E NGBA | Carberry | 230 | 0 | 0 | 0 | 0 | 0 | 0 | 0 | 0 | 0 | 0 | 0 | 0 | 0 | 0 | 0 | 0 | 0 | 0 | 0 | 0 | 0 | 0 | 0 | 0 | 0 | 0 | 0 | 0 | 0 | 0 | 0 | 0 | 0 | 0 | 0 | 0 | 0 | 0 | 0 | 1 | 0 | 0 | 0 | 1 | 0 | 0 | 0 | 0 | 0 | 0 | 0 | 0 | 0 | 0 | 0 | 0 | 0 | 0 | 0 | 0 | 0 | 0 | 0 | 0 | 0 | 0 | 0 | 0 | 0 | 0 | 0 | 0 | 0 | 0 | 0 | 0 | 0 | 0 | 0 | 0 | 0 | 0 | 0 | 0 | 0 | 0 | 0 | 0 | 0 | 0 | 0 | 0 | 0 | 0 | 0 | 0 | 0 | 0 |  | 0 | 0 | 0 | 0 | 0 | 0 | 0 | 0 | 0 | 0 | 0 | 0 | 0 | 0 | 0 | 0 | 0 | 0 | 0 | 0 | 0 | 0 | 0 | 0 | 0 | 0 | 0 | 0 | 0 | 0 | 1 | 0 | 1 | 0 | 0 | 0 | -1547.69 | -1002.9112 | 15 | Collinsville-Tesla 500 kV Line | Collinsville-Tesla 500 kV Line | Carberry-Round Mountain 230kV Line |  | 0 | 0 | 0 | 0 | 0 | 0 | 15 | 15 | 15 | Carberry-Round Mountain 230kV Line | Carberry-Round Mountain 230kV Line | Carberry-Round Mountain 230kV Line |  | 5 | 1 | YES | 2 | 1 | 1 | NO | 1
SCE Eastern | Cardiff | 66 | 0 | 0 | 0 | 0 | 0 | 0 | 0 | 0 | 0 | 0 | 0 | 0 | 0 | 0 | 0 | 0 | 0 | 0 | 0 | 1 | 0 | 1 | 0 | 0 | 0 | 0 | 0 | 0 | 0 | 0 | 0 | 0 | 0 | 0 | 0 | 0 | 0 | 0 | 0 | 0 | 0 | 0 | 0 | 0 | 0 | 0 | 0 | 0 | 0 | 0 | 0 | 0 | 0 | 0 | 0 | 0 | 0 | 0 | 0 | 0 | 0 | 0 | 0 | 0 | 0 | 0 | 0 | 0 | 0 | 0 | 0 | 0 | 0 | 0 | 0 | 0 | 0 | 0 | 0 | 0 | 0 | 0 | 0 | 0 | 0 | 0 | 0 | 0 | 0 | 0 | 0 | 0 | 0 | 0 | 0 | 0 | 0 | 1 |  | 0 | 0 | 0 | 0 | 0 | 0 | 0 | 0 | 0 | 0 | 0 | 0 | 0 | 0 | 0 | 0 | 0 | 0 | 0 | 0 | 0 | 0 | 0 | 0 | 0 | 0 | 0 | 0 | 0 | 0 | 1 | 2 | 1 | 2 | 0 | 0 | -3014.166 | -2415.89 | 4051.236 | Serrano-Alberhill-Valley Constraint | Etiwanda-Rancho Vista Constraint | Serrano-Alberhill-Valley Constraint |  | 1 | 3 | 1 | 3 | 0 | 0 | -1492.166 | -2415.89 | 4353.39 | Serrano-Alberhill-Valley Constraint | Etiwanda-Rancho Vista Constraint | Etiwanda-Rancho Vista Constraint |  | 5 | 5 | NO | 5 | 1 | 1 | NO | 1
PG&E NGBA | Caribou | 60 | 0 | 0 | 0 | 0 | 0 | 0 | 0 | 0 | 0 | 0 | 0 | 0 | 0 | 0 | 0 | 0 | 0 | 0 | 0 | 0 | 0 | 0 | 0 | 0 | 0 | 0 | 0 | 0 | 0 | 0 | 0 | 0 | 0 | 0 | 0 | 0 | 0 | 0 | 0 | 1 | 0 | 0 | 1 | 0 | 0 | 1 | 0 | 1 | 0 | 0 | 0 | 0 | 0 | 0 | 0 | 0 | 0 | 0 | 0 | 1 | 1 | 0 | 0 | 0 | 0 | 0 | 0 | 0 | 0 | 0 | 0 | 0 | 0 | 0 | 0 | 0 | 0 | 0 | 0 | 0 | 0 | 0 | 0 | 0 | 0 | 0 | 0 | 0 | 0 | 0 | 0 | 0 | 0 | 0 | 0 | 0 | 0 | 0 |  | 0 | 0 | 0 | 0 | 0 | 0 | 0 | 0 | 0 | 0 | 0 | 0 | 0 | 0 | 0 | 0 | 0 | 0 | 0 | 0 | 0 | 0 | 0 | 0 | 0 | 0 | 0 | 0 | 0 | 0 | 2 | 0 | 2 | 0 | 0 | 0 | -1547.69 | -1002.9112 | 18.3836 | Collinsville-Tesla 500 kV Line | Collinsville-Tesla 500 kV Line | Rio Oso-Lockeford 230kV line |  | 0 | 0 | 0 | 0 | 0 | 0 | 95.5 | 147.81 | 18.3836 | Bellota-Weber 230kV line | Bellota-Weber 230kV line | Rio Oso-Lockeford 230kV line |  | 5 | 1 | YES | 2 | 1 | 1 | NO | 1
PG&E NGBA | Caribou | 115 | 0 | 0 | 0 | 0 | 0 | 0 | 0 | 0 | 0 | 0 | 0 | 0 | 0 | 0 | 0 | 0 | 0 | 0 | 0 | 0 | 0 | 0 | 0 | 0 | 0 | 0 | 0 | 0 | 0 | 0 | 0 | 0 | 0 | 0 | 0 | 0 | 0 | 0 | 0 | 1 | 0 | 0 | 0 | 0 | 0 | 0 | 0 | 0 | 0 | 0 | 0 | 0 | 0 | 0 | 0 | 0 | 0 | 0 | 0 | 1 | 0 | 0 | 0 | 0 | 0 | 0 | 0 | 0 | 0 | 0 | 0 | 0 | 0 | 0 | 0 | 0 | 0 | 0 | 0 | 0 | 0 | 0 | 0 | 0 | 0 | 0 | 0 | 0 | 0 | 0 | 0 | 0 | 0 | 0 | 0 | 0 | 0 | 0 |  | 0 | 0 | 0 | 0 | 0 | 0 | 0 | 0 | 0 | 0 | 0 | 0 | 0 | 0 | 0 | 0 | 0 | 0 | 0 | 0 | 0 | 0 | 0 | 0 | 0 | 0 | 0 | 0 | 0 | 0 | 1 | 0 | 1 | 0 | 0 | 0 | -1547.69 | -1002.9112 | 977.7909 | Collinsville-Tesla 500 kV Line | Collinsville-Tesla 500 kV Line | Collinsville-Tesla 500 kV Line |  | 0 | 0 | 0 | 0 | 0 | 0 | 1539.96 | 1128.4538 | 977.7909 | Tesla-Bellota 230 kV line | Tesla-Bellota 230 kV line | Collinsville-Tesla 500 kV Line |  | 5 | 1 | YES | 2 | 1 | 1 | NO | 1
PG&E NGBA | Caribou | 230 | 0 | 0 | 0 | 0 | 0 | 0 | 0 | 0 | 0 | 0 | 0 | 0 | 0 | 0 | 0 | 0 | 0 | 0 | 0 | 0 | 0 | 0 | 0 | 0 | 0 | 0 | 0 | 0 | 0 | 0 | 0 | 0 | 0 | 0 | 0 | 0 | 0 | 0 | 0 | 1 | 0 | 0 | 0 | 0 | 0 | 0 | 0 | 0 | 0 | 0 | 0 | 0 | 0 | 0 | 0 | 0 | 0 | 0 | 0 | 1 | 0 | 0 | 0 | 0 | 0 | 0 | 0 | 0 | 0 | 0 | 0 | 0 | 0 | 0 | 0 | 0 | 0 | 0 | 0 | 0 | 0 | 0 | 0 | 0 | 0 | 0 | 0 | 0 | 0 | 0 | 0 | 0 | 0 | 0 | 0 | 0 | 0 | 0 |  | 0 | 0 | 0 | 0 | 0 | 0 | 0 | 0 | 0 | 0 | 0 | 0 | 0 | 0 | 0 | 0 | 0 | 0 | 0 | 0 | 0 | 0 | 0 | 0 | 0 | 0 | 0 | 0 | 0 | 0 | 1 | 0 | 1 | 0 | 0 | 0 | -1547.69 | -1002.9112 | 977.7909 | Collinsville-Tesla 500 kV Line | Collinsville-Tesla 500 kV Line | Collinsville-Tesla 500 kV Line |  | 0 | 0 | 0 | 0 | 0 | 0 | 1539.96 | 1128.4538 | 977.7909 | Tesla-Bellota 230 kV line | Tesla-Bellota 230 kV line | Collinsville-Tesla 500 kV Line |  | 5 | 1 | YES | 2 | 1 | 1 | NO | 1
EOP | Carpenter Canyon (fka Gamebird) | 138 | 0 | 0 | 0 | 0 | 0 | 0 | 0 | 0 | 0 | 0 | 0 | 0 | 0 | 0 | 0 | 0 | 0 | 0 | 0 | 0 | 0 | 0 | 1 | 1 | 1 | 0 | 0 | 0 | 0 | 0 | 0 | 0 | 0 | 0 | 0 | 0 | 0 | 0 | 0 | 0 | 0 | 0 | 0 | 0 | 0 | 0 | 0 | 0 | 0 | 0 | 0 | 0 | 0 | 0 | 0 | 0 | 0 | 0 | 0 | 0 | 0 | 0 | 0 | 0 | 0 | 0 | 0 | 0 | 0 | 0 | 0 | 0 | 0 | 0 | 0 | 0 | 0 | 0 | 0 | 0 | 0 | 0 | 0 | 0 | 0 | 0 | 0 | 0 | 0 | 0 | 0 | 0 | 0 | 0 | 0 | 0 | 0 | 2 |  | 0 | 0 | 0 | 0 | 0 | 0 | 0 | 0 | 0 | 0 | 0 | 0 | 0 | 0 | 0 | 0 | 0 | 0 | 0 | 0 | 0 | 0 | 0 | 0 | 0 | 0 | 0 | 0 | 0 | 0 | 1 | 1 | 1 | 0 | 0 | 1 | -4343.191 | -2038.908 | -1396.283 | Lugo - Victorville area constraint | Lugo - Victorville area constraint | Lugo - Victorville area constraint |  | 0 | 1 | 0 | 0 | 0 | 0 | -160.5 | 1398.25 | 3367.55 | Sloan Canyon - Eldorado 500 kV constraint | Sloan Canyon - Eldorado 500 kV constraint | GLW 230kV area constraint |  | 5 | 3 | YES | 3 | 4 | 1 | YES | 2
EOP | Carpenter Canyon (fka Gamebird) | 230 | 0 | 0 | 0 | 0 | 0 | 0 | 0 | 0 | 0 | 0 | 0 | 0 | 0 | 0 | 0 | 0 | 0 | 0 | 0 | 0 | 0 | 0 | 1 | 1 | 1 | 0 | 0 | 0 | 0 | 0 | 0 | 0 | 0 | 0 | 0 | 0 | 0 | 0 | 0 | 0 | 0 | 0 | 0 | 0 | 0 | 0 | 0 | 0 | 0 | 0 | 0 | 0 | 0 | 0 | 0 | 0 | 0 | 0 | 0 | 0 | 0 | 0 | 0 | 0 | 0 | 0 | 0 | 0 | 0 | 0 | 0 | 0 | 0 | 0 | 0 | 0 | 0 | 0 | 0 | 0 | 0 | 0 | 0 | 0 | 0 | 0 | 0 | 0 | 0 | 0 | 0 | 0 | 0 | 0 | 0 | 0 | 0 | 2 |  | 0 | 0 | 0 | 0 | 0 | 0 | 0 | 0 | 0 | 0 | 0 | 0 | 0 | 0 | 0 | 0 | 0 | 0 | 0 | 0 | 0 | 0 | 0 | 0 | 0 | 0 | 0 | 36.5 | 0 | 1 | 1 | 1 | 1 | 0 | 0 | 1 | -4343.191 | -2038.908 | -1396.283 | Lugo - Victorville area constraint | Lugo - Victorville area constraint | Lugo - Victorville area constraint |  | 0 | 1 | 0 | 0 | 0 | 0 | -160.5 | 1398.25 | 3367.55 | Sloan Canyon - Eldorado 500 kV constraint | Sloan Canyon - Eldorado 500 kV constraint | GLW 230kV area constraint |  | 5 | 3 | YES | 3 | 4 | 1 | YES | 2
PG&E NGBA | Carquinez | 115 | 0 | 0 | 0 | 0 | 0 | 0 | 0 | 0 | 0 | 0 | 0 | 0 | 0 | 0 | 0 | 0 | 0 | 0 | 0 | 0 | 0 | 0 | 0 | 0 | 0 | 0 | 0 | 0 | 0 | 0 | 0 | 0 | 0 | 0 | 0 | 0 | 0 | 0 | 0 | 1 | 0 | 0 | 0 | 0 | 0 | 0 | 0 | 0 | 0 | 0 | 0 | 0 | 1 | 0 | 0 | 0 | 0 | 0 | 0 | 0 | 0 | 0 | 0 | 0 | 0 | 0 | 1 | 0 | 0 | 0 | 0 | 0 | 0 | 0 | 0 | 0 | 0 | 0 | 0 | 0 | 0 | 0 | 0 | 0 | 0 | 0 | 0 | 0 | 0 | 0 | 0 | 0 | 0 | 0 | 0 | 0 | 0 | 1 |  | 0 | 0 | 0 | 0 | 0 | 0 | 0 | 0 | 0 | 0 | 0 | 0 | 0 | 0 | 0 | 0 | 0 | 0 | 0 | 0 | 0 | 0 | 0 | 0 | 0 | 0 | 0 | 0 | 0 | 0 | 2 | 0 | 2 | 0 | 0 | 0 | -1547.69 | -1002.9112 | 337.0526 | Collinsville-Tesla 500 kV Line | Collinsville-Tesla 500 kV Line | Birds Landing-Contra Costa 230kV Line |  | 0 | 0 | 0 | 0 | 0 | 0 | 1452.61 | 1744.7038 | 337.0526 | Birds Landing-Contra Costa 230kV Line | Birds Landing-Contra Costa 230kV Line | Birds Landing-Contra Costa 230kV Line |  | 5 | 1 | YES | 2 | 1 | 1 | NO | 1
SDGE | Carrizo Gorge | 138 | 0 | 0 | 0 | 0 | 0 | 0 | 0 | 0 | 0 | 0 | 0 | 0 | 0 | 0 | 0 | 0 | 0 | 0 | 0 | 0 | 0 | 0 | 0 | 0 | 0 | 0 | 0 | 0 | 0 | 0 | 1 | 0 | 1 | 0 | 0 | 1 | 1 | 0 | 0 | 0 | 0 | 0 | 0 | 0 | 0 | 0 | 0 | 0 | 0 | 0 | 0 | 0 | 0 | 0 | 0 | 0 | 0 | 0 | 0 | 0 | 0 | 0 | 0 | 0 | 0 | 0 | 0 | 0 | 0 | 0 | 0 | 0 | 0 | 0 | 0 | 0 | 0 | 0 | 0 | 0 | 0 | 0 | 0 | 0 | 0 | 0 | 0 | 0 | 0 | 0 | 0 | 0 | 0 | 0 | 0 | 0 | 0 | 4 |  | 0 | 0 | 0 | 0 | 0 | 0 | 0 | 0 | 0 | 0 | 90 | 0 | 0 | 0 | 1 | 0 | 0 | 0 | 0 | 0 | 0 | 0 | 0 | 0 | 0 | 90 | 70 | 0 | 0 | 1 | 0 | 1 | 0 | 2 | 0 | 0 | -99.1 | -698.67 | 216.1064 | San Luis Rey-San Onofre 230 kV line constraint | San Luis Rey-San Onofre 230 kV line constraint | Silvergate-Old Town 230 kV constraint |  | 0 | 1 | 0 | 2 | 0 | 0 | -99.1 | -698.67 | 216.1064 | San Luis Rey-San Onofre 230 kV line constraint | San Luis Rey-San Onofre 230 kV line constraint | Silvergate-Old Town 230 kV constraint |  | 4 | 4 | NO | 4 | 1 | 1 | NO | 1
PG&E KERN | Carrizo Plains | 115 | 0 | 0 | 0 | 0 | 0 | 0 | 0 | 0 | 0 | 0 | 0 | 0 | 0 | 0 | 0 | 0 | 0 | 0 | 0 | 0 | 0 | 0 | 0 | 0 | 0 | 0 | 0 | 0 | 0 | 0 | 0 | 0 | 0 | 0 | 0 | 0 | 0 | 0 | 0 | 0 | 0 | 0 | 0 | 0 | 0 | 0 | 0 | 0 | 0 | 0 | 0 | 0 | 0 | 0 | 0 | 0 | 0 | 0 | 0 | 0 | 0 | 0 | 0 | 0 | 0 | 0 | 0 | 1 | 0 | 0 | 0 | 0 | 0 | 0 | 0 | 0 | 0 | 0 | 1 | 1 | 0 | 0 | 0 | 0 | 0 | 0 | 0 | 0 | 0 | 0 | 0 | 0 | 0 | 0 | 1 | 1 | 0 | 0 |  | 0 | 0 | 0 | 0 | 0 | 0 | 0 | 0 | 0 | 0 | 0 | 0 | 0 | 0 | 0 | 0 | 0 | 0 | 0 | 0 | 0 | 0 | 0 | 0 | 0 | 0 | 0 | 0 | 0 | 0 | 0 | 0 | 3 | 0 | 2 | 1 | 119.27 | -4686.972 | -3687.5882 | Gates 500/230kV TB #12 | Gates 500/230kV TB #11 | Gates 500/230kV TB #11 |  | 0 | 0 | 0 | 0 | 0 | 0 | 120.85 | 383.59 | 342.7684 | Cal Flat-Gates 230 kV line | Cal Flat-Gates 230 kV line | Mustang-Henrietta 230 kV line |  | 5 | 1 | YES | 2 | 5 | 1 | YES | 2
PG&E KERN | Casaloma | 230 | 0 | 0 | 0 | 0 | 0 | 0 | 0 | 0 | 0 | 0 | 0 | 0 | 0 | 0 | 0 | 0 | 0 | 0 | 0 | 0 | 0 | 0 | 0 | 0 | 0 | 0 | 0 | 0 | 0 | 0 | 0 | 0 | 0 | 0 | 0 | 0 | 0 | 0 | 0 | 0 | 0 | 0 | 0 | 0 | 0 | 0 | 0 | 0 | 0 | 0 | 0 | 0 | 0 | 0 | 0 | 0 | 0 | 0 | 0 | 0 | 0 | 0 | 0 | 0 | 0 | 0 | 0 | 1 | 1 | 0 | 0 | 0 | 0 | 0 | 0 | 0 | 0 | 0 | 0 | 1 | 0 | 0 | 0 | 0 | 0 | 0 | 0 | 0 | 0 | 0 | 0 | 0 | 0 | 0 | 0 | 0 | 0 | 0 |  | 0 | 0 | 0 | 0 | 0 | 0 | 0 | 0 | 0 | 0 | 0 | 0 | 0 | 0 | 0 | 0 | 0 | 0 | 0 | 0 | 0 | 0 | 0 | 0 | 0 | 0 | 0 | 0 | 0 | 0 | 0 | 0 | 1 | 0 | 1 | 0 | 120.85 | -4686.972 | -3687.5882 | Cal Flat-Gates 230 kV line | Gates 500/230kV TB #11 | Gates 500/230kV TB #11 |  | 0 | 0 | 0 | 0 | 0 | 0 | 120.85 | 383.59 | 251.3788 | Cal Flat-Gates 230 kV line | Cal Flat-Gates 230 kV line | Gates-Arco 230 kV Line |  | 5 | 1 | YES | 2 | 5 | 1 | YES | 2
PG&E GBA | Castro Valley | 230 | 0 | 0 | 0 | 0 | 0 | 0 | 0 | 0 | 0 | 0 | 0 | 0 | 0 | 0 | 0 | 0 | 0 | 0 | 0 | 0 | 0 | 0 | 0 | 0 | 0 | 0 | 0 | 0 | 0 | 0 | 0 | 0 | 0 | 0 | 0 | 0 | 0 | 0 | 0 | 1 | 0 | 0 | 0 | 0 | 0 | 0 | 0 | 0 | 0 | 0 | 0 | 0 | 0 | 0 | 0 | 1 | 0 | 0 | 0 | 1 | 0 | 0 | 0 | 0 | 0 | 0 | 1 | 0 | 0 | 0 | 0 | 0 | 0 | 0 | 0 | 0 | 0 | 0 | 0 | 0 | 0 | 0 | 0 | 0 | 0 | 0 | 0 | 0 | 0 | 0 | 0 | 0 | 0 | 0 | 0 | 0 | 0 | 0 |  | 0 | 0 | 0 | 0 | 0 | 0 | 0 | 0 | 0 | 0 | 0 | 0 | 0 | 0 | 0 | 0 | 0 | 0 | 0 | 0 | 0 | 0 | 0 | 0 | 0 | 0 | 0 | 0 | 0 | 0 | 2 | 0 | 2 | 0 | 0 | 0 | -1547.69 | -1002.9112 | 337.0526 | Collinsville-Tesla 500 kV Line | Collinsville-Tesla 500 kV Line | Birds Landing-Contra Costa 230kV Line |  | 0 | 0 | 0 | 0 | 0 | 0 | 1452.61 | 1128.4538 | 337.0526 | Birds Landing-Contra Costa 230kV Line | Tesla-Bellota 230 kV line | Birds Landing-Contra Costa 230kV Line |  | 5 | 1 | YES | 2 | 1 | 1 | NO | 1
PG&E GBA | Cayetano | 230 | 0 | 0 | 0 | 0 | 0 | 0 | 0 | 0 | 0 | 0 | 0 | 0 | 0 | 0 | 0 | 0 | 0 | 0 | 0 | 0 | 0 | 0 | 0 | 0 | 0 | 0 | 0 | 0 | 0 | 0 | 0 | 0 | 0 | 0 | 0 | 0 | 0 | 0 | 0 | 1 | 0 | 0 | 0 | 0 | 0 | 0 | 0 | 0 | 0 | 0 | 0 | 0 | 0 | 1 | 1 | 1 | 0 | 0 | 1 | 1 | 0 | 0 | 0 | 0 | 0 | 1 | 0 | 0 | 0 | 0 | 0 | 0 | 0 | 0 | 0 | 0 | 0 | 0 | 0 | 0 | 0 | 0 | 0 | 0 | 0 | 0 | 0 | 0 | 0 | 0 | 0 | 0 | 0 | 0 | 0 | 0 | 0 | 0 |  | 0 | 0 | 0 | 0 | 0 | 0 | 0 | 0 | 0 | 0 | 100 | 0 | 0 | 0 | 1 | 0 | 0 | 0 | 0 | 0 | 0 | 0 | 0 | 0 | 0 | 100 | 0 | 0 | 0 | 1 | 2 | 0 | 1 | 0 | 0 | 0 | -1547.69 | -1002.9112 | 977.7909 | Collinsville-Tesla 500 kV Line | Collinsville-Tesla 500 kV Line | Collinsville-Tesla 500 kV Line |  | 0 | 0 | 0 | 0 | 0 | 0 | 504.61 | 796.7038 | 977.7909 | Contra Costa- Windmaster 230 kV line | Contra Costa- Windmaster 230 kV line | Collinsville-Tesla 500 kV Line |  | 5 | 1 | YES | 2 | 1 | 1 | NO | 1
SCE Metro | Center | 230 | 0 | 0 | 0 | 0 | 0 | 0 | 0 | 0 | 0 | 1 | 0 | 0 | 0 | 0 | 0 | 0 | 0 | 0 | 0 | 0 | 0 | 0 | 0 | 0 | 0 | 0 | 0 | 0 | 0 | 0 | 0 | 0 | 0 | 0 | 0 | 0 | 0 | 0 | 0 | 0 | 0 | 0 | 0 | 0 | 0 | 0 | 0 | 0 | 0 | 0 | 0 | 0 | 0 | 0 | 0 | 0 | 0 | 0 | 0 | 0 | 0 | 0 | 0 | 0 | 0 | 0 | 0 | 0 | 0 | 0 | 0 | 0 | 0 | 0 | 0 | 0 | 0 | 0 | 0 | 0 | 0 | 0 | 0 | 0 | 0 | 0 | 0 | 0 | 0 | 0 | 0 | 0 | 0 | 0 | 0 | 0 | 0 | 0 |  | 0 | 0 | 0 | 0 | 0 | 0 | 0 | 0 | 0 | 0 | 0 | 90 | 0 | 0 | 1 | 0 | 0 | 0 | 0 | 0 | 0 | 0 | 0 | 0 | 0 | 0 | 90 | 1000 | 0 | 1 | 0 | 0 | 0 | 0 | 0 | 0 | 3800.7188 | 8091.008 | 21779.8411 | SCE Metro Area Default Constraint | SCE Metro Area Default Constraint | SCE Metro Area Default Constraint |  | 0 | 0 | 0 | 0 | 0 | 0 | 3800.7188 | 8091.008 | 21779.8411 | SCE Metro Area Default Constraint | SCE Metro Area Default Constraint | SCE Metro Area Default Constraint |  | 1 | 1 | NO | 1 | 1 | 1 | NO | 1
PG&E KERN | Charca | 115 | 0 | 0 | 0 | 0 | 0 | 0 | 0 | 0 | 0 | 0 | 0 | 0 | 0 | 0 | 0 | 0 | 0 | 0 | 0 | 0 | 0 | 0 | 0 | 0 | 0 | 0 | 0 | 0 | 0 | 0 | 0 | 0 | 0 | 0 | 0 | 0 | 0 | 0 | 0 | 0 | 0 | 0 | 0 | 0 | 0 | 0 | 0 | 0 | 0 | 0 | 0 | 0 | 0 | 0 | 0 | 0 | 0 | 0 | 0 | 0 | 0 | 0 | 0 | 0 | 0 | 0 | 0 | 1 | 1 | 0 | 0 | 0 | 0 | 0 | 0 | 1 | 0 | 0 | 0 | 1 | 0 | 0 | 0 | 0 | 0 | 0 | 0 | 0 | 0 | 0 | 0 | 0 | 0 | 0 | 0 | 0 | 0 | 0 |  | 0 | 0 | 0 | 0 | 0 | 0 | 0 | 0 | 0 | 0 | 0 | 0 | 0 | 0 | 0 | 0 | 0 | 0 | 0 | 0 | 0 | 0 | 0 | 4.62 | 0 | 0 | 0 | 0 | 0 | 1 | 0 | 0 | 1 | 0 | 1 | 0 | 120.85 | -4686.972 | -3687.5882 | Cal Flat-Gates 230 kV line | Gates 500/230kV TB #11 | Gates 500/230kV TB #11 |  | 0 | 0 | 0 | 0 | 0 | 0 | 120.85 | 201.6 | 233.6988 | Cal Flat-Gates 230 kV line | Semitropic-Midway 115kV Line | Semitropic-Midway 115kV Line |  | 5 | 1 | YES | 2 | 5 | 1 | YES | 2
EOP | Charleston | 138 | 0 | 0 | 0 | 0 | 0 | 0 | 0 | 0 | 0 | 0 | 0 | 0 | 0 | 0 | 0 | 0 | 0 | 0 | 0 | 0 | 0 | 0 | 1 | 1 | 1 | 0 | 0 | 0 | 0 | 0 | 0 | 0 | 0 | 0 | 0 | 0 | 0 | 0 | 0 | 0 | 0 | 0 | 0 | 0 | 0 | 0 | 0 | 0 | 0 | 0 | 0 | 0 | 0 | 0 | 0 | 0 | 0 | 0 | 0 | 0 | 0 | 0 | 0 | 0 | 0 | 0 | 0 | 0 | 0 | 0 | 0 | 0 | 0 | 0 | 0 | 0 | 0 | 0 | 0 | 0 | 0 | 0 | 0 | 0 | 0 | 0 | 0 | 0 | 0 | 0 | 0 | 0 | 0 | 0 | 0 | 0 | 0 | 2 |  | 0 | 0 | 0 | 0 | 0 | 0 | 0 | 0 | 0 | 0 | 0 | 0 | 0 | 0 | 0 | 0 | 0 | 0 | 0 | 0 | 0 | 0 | 0 | 0 | 0 | 0 | 0 | 0 | 0 | 0 | 1 | 1 | 1 | 0 | 0 | 1 | -4343.191 | -2038.908 | -1396.283 | Lugo - Victorville area constraint | Lugo - Victorville area constraint | Lugo - Victorville area constraint |  | 0 | 1 | 0 | 0 | 0 | 0 | -160.5 | 1398.25 | 3367.55 | Sloan Canyon - Eldorado 500 kV constraint | Sloan Canyon - Eldorado 500 kV constraint | GLW 230kV area constraint |  | 5 | 3 | YES | 3 | 4 | 1 | YES | 2
SCE Metro | Chevmain | 230 | 0 | 0 | 0 | 0 | 0 | 0 | 0 | 0 | 0 | 1 | 0 | 0 | 0 | 0 | 0 | 0 | 0 | 0 | 0 | 0 | 0 | 0 | 0 | 0 | 0 | 0 | 0 | 0 | 0 | 0 | 0 | 0 | 0 | 0 | 0 | 0 | 0 | 0 | 0 | 0 | 0 | 0 | 0 | 0 | 0 | 0 | 0 | 0 | 0 | 0 | 0 | 0 | 0 | 0 | 0 | 0 | 0 | 0 | 0 | 0 | 0 | 0 | 0 | 0 | 0 | 0 | 0 | 0 | 0 | 0 | 0 | 0 | 0 | 0 | 0 | 0 | 0 | 0 | 0 | 0 | 0 | 0 | 0 | 0 | 0 | 0 | 0 | 0 | 0 | 0 | 0 | 0 | 0 | 0 | 0 | 0 | 0 | 0 |  | 0 | 0 | 0 | 0 | 0 | 0 | 0 | 0 | 0 | 0 | 0 | 0 | 0 | 0 | 0 | 0 | 0 | 0 | 0 | 0 | 0 | 0 | 0 | 0 | 0 | 0 | 0 | 1000 | 0 | 1 | 0 | 0 | 0 | 0 | 0 | 0 | 3800.7188 | 8091.008 | 21779.8411 | SCE Metro Area Default Constraint | SCE Metro Area Default Constraint | SCE Metro Area Default Constraint |  | 0 | 0 | 0 | 0 | 0 | 0 | 3800.7188 | 8091.008 | 21779.8411 | SCE Metro Area Default Constraint | SCE Metro Area Default Constraint | SCE Metro Area Default Constraint |  | 1 | 1 | NO | 1 | 1 | 1 | NO | 1
SDGE | Chicarita | 138 | 0 | 0 | 0 | 0 | 0 | 0 | 0 | 0 | 0 | 0 | 0 | 0 | 0 | 0 | 0 | 0 | 0 | 0 | 0 | 0 | 0 | 0 | 0 | 0 | 0 | 0 | 0 | 0 | 1 | 0 | 1 | 0 | 1 | 0 | 0 | 0 | 0 | 0 | 0 | 0 | 0 | 0 | 0 | 0 | 0 | 0 | 0 | 0 | 0 | 0 | 0 | 0 | 0 | 0 | 0 | 0 | 0 | 0 | 0 | 0 | 0 | 0 | 0 | 0 | 0 | 0 | 0 | 0 | 0 | 0 | 0 | 0 | 0 | 0 | 0 | 0 | 0 | 0 | 0 | 0 | 0 | 0 | 0 | 0 | 0 | 0 | 0 | 0 | 0 | 0 | 0 | 0 | 0 | 0 | 0 | 0 | 0 | 3 |  | 0 | 0 | 0 | 0 | 0 | 0 | 0 | 0 | 0 | 0 | 0 | 0 | 0 | 0 | 0 | 0 | 0 | 0 | 0 | 0 | 0 | 0 | 0 | 0 | 0 | 0 | 0 | 0 | 0 | 0 | 0 | 1 | 0 | 1 | 0 | 0 | -99.1 | -698.67 | 1394.7114 | San Luis Rey-San Onofre 230 kV line constraint | San Luis Rey-San Onofre 230 kV line constraint | San Luis Rey-San Onofre 230 kV line constraint |  | 0 | 1 | 0 | 1 | 0 | 0 | -99.1 | -698.67 | 1394.7114 | San Luis Rey-San Onofre 230 kV line constraint | San Luis Rey-San Onofre 230 kV line constraint | San Luis Rey-San Onofre 230 kV line constraint |  | 4 | 4 | NO | 4 | 1 | 1 | NO | 1
SCE Metro | Chino | 230 | 0 | 0 | 0 | 0 | 0 | 0 | 0 | 0 | 0 | 1 | 0 | 0 | 0 | 0 | 0 | 0 | 0 | 0 | 0 | 0 | 0 | 0 | 0 | 0 | 0 | 0 | 0 | 0 | 0 | 0 | 0 | 0 | 0 | 0 | 0 | 0 | 0 | 0 | 0 | 0 | 0 | 0 | 0 | 0 | 0 | 0 | 0 | 0 | 0 | 0 | 0 | 0 | 0 | 0 | 0 | 0 | 0 | 0 | 0 | 0 | 0 | 0 | 0 | 0 | 0 | 0 | 0 | 0 | 0 | 0 | 0 | 0 | 0 | 0 | 0 | 0 | 0 | 0 | 0 | 0 | 0 | 0 | 0 | 0 | 0 | 0 | 0 | 0 | 0 | 0 | 0 | 0 | 0 | 0 | 0 | 0 | 0 | 0 |  | 0 | 0 | 0 | 0 | 0 | 0 | 0 | 0 | 0 | 0 | 0 | 0 | 0 | 0 | 0 | 0 | 0 | 0 | 0 | 0 | 0 | 0 | 0 | 0 | 0 | 0 | 225 | 800 | 0 | 1 | 0 | 0 | 0 | 0 | 0 | 0 | 3800.7188 | 8091.008 | 21779.8411 | SCE Metro Area Default Constraint | SCE Metro Area Default Constraint | SCE Metro Area Default Constraint |  | 0 | 0 | 0 | 0 | 0 | 0 | 3800.7188 | 8091.008 | 21779.8411 | SCE Metro Area Default Constraint | SCE Metro Area Default Constraint | SCE Metro Area Default Constraint |  | 1 | 1 | NO | 1 | 1 | 1 | NO | 1
PG&E FRESNO | Chowchilla | 115 | 0 | 0 | 0 | 0 | 0 | 0 | 0 | 0 | 0 | 0 | 0 | 0 | 0 | 0 | 0 | 0 | 0 | 0 | 0 | 0 | 0 | 0 | 0 | 0 | 0 | 0 | 0 | 0 | 0 | 0 | 0 | 0 | 0 | 0 | 0 | 0 | 0 | 0 | 0 | 0 | 0 | 0 | 0 | 0 | 0 | 1 | 0 | 0 | 0 | 0 | 0 | 0 | 0 | 0 | 0 | 0 | 0 | 0 | 0 | 0 | 0 | 0 | 0 | 0 | 0 | 0 | 0 | 0 | 0 | 0 | 0 | 0 | 0 | 0 | 0 | 0 | 0 | 0 | 1 | 1 | 0 | 1 | 1 | 1 | 1 | 1 | 0 | 1 | 1 | 1 | 1 | 0 | 1 | 0 | 0 | 0 | 0 | 2 |  | 0 | 0 | 0 | 0 | 0 | 0 | 0 | 0 | 0 | 0 | 0 | 0 | 0 | 0 | 0 | 0 | 0 | 0 | 0 | 0 | 0 | 0 | 0 | 7.56 | 0 | 0 | 0 | 0 | 0 | 1 | 3 | 0 | 5 | 1 | 3 | 0 | -656.8 | -4686.972 | -3687.5882 | Borden-Storey #1 230kV line | Gates 500/230kV TB #11 | Gates 500/230kV TB #11 |  | 0 | 0 | 0 | 1 | 0 | 0 | 95.5 | -31.24 | 126.1276 | Bellota-Weber 230kV line | Los Banos 500/230kV TB | Oro Loma-El Nido 115kV Line |  | 5 | 3 | YES | 3 | 5 | 1 | YES | 2
PG&E GBA | Christie | 60 | 0 | 0 | 0 | 0 | 0 | 0 | 0 | 0 | 0 | 0 | 0 | 0 | 0 | 0 | 0 | 0 | 0 | 0 | 0 | 0 | 0 | 0 | 0 | 0 | 0 | 0 | 0 | 0 | 0 | 0 | 0 | 0 | 0 | 0 | 0 | 0 | 0 | 0 | 0 | 1 | 0 | 0 | 0 | 0 | 0 | 0 | 0 | 0 | 0 | 1 | 0 | 0 | 1 | 1 | 1 | 1 | 0 | 0 | 1 | 1 | 0 | 1 | 0 | 0 | 0 | 1 | 0 | 0 | 0 | 0 | 0 | 0 | 0 | 0 | 0 | 0 | 0 | 0 | 0 | 0 | 0 | 0 | 0 | 0 | 0 | 0 | 0 | 0 | 0 | 0 | 0 | 0 | 0 | 0 | 0 | 0 | 0 | 2 |  | 0 | 0 | 0 | 0 | 0 | 0 | 0 | 0 | 0 | 0 | 0 | 0 | 0 | 0 | 0 | 0 | 0 | 0 | 0 | 0 | 0 | 0 | 0 | 0 | 0 | 0 | 0 | 0 | 0 | 0 | 2 | 0 | 1 | 0 | 0 | 0 | -1547.69 | -1002.9112 | 977.7909 | Collinsville-Tesla 500 kV Line | Collinsville-Tesla 500 kV Line | Collinsville-Tesla 500 kV Line |  | 0 | 0 | 0 | 0 | 0 | 0 | 504.61 | 796.7038 | 977.7909 | Contra Costa- Windmaster 230 kV line | Contra Costa- Windmaster 230 kV line | Collinsville-Tesla 500 kV Line |  | 5 | 1 | YES | 2 | 1 | 1 | NO | 1
PG&E GBA | Christie | 115 | 0 | 0 | 0 | 0 | 0 | 0 | 0 | 0 | 0 | 0 | 0 | 0 | 0 | 0 | 0 | 0 | 0 | 0 | 0 | 0 | 0 | 0 | 0 | 0 | 0 | 0 | 0 | 0 | 0 | 0 | 0 | 0 | 0 | 0 | 0 | 0 | 0 | 0 | 0 | 1 | 0 | 0 | 0 | 0 | 0 | 0 | 0 | 0 | 0 | 0 | 0 | 0 | 1 | 0 | 0 | 1 | 0 | 0 | 0 | 0 | 0 | 0 | 0 | 0 | 0 | 0 | 0 | 0 | 0 | 0 | 0 | 0 | 0 | 0 | 0 | 0 | 0 | 0 | 0 | 0 | 0 | 0 | 0 | 0 | 0 | 0 | 0 | 0 | 0 | 0 | 0 | 0 | 0 | 0 | 0 | 0 | 0 | 1 |  | 0 | 0 | 0 | 0 | 0 | 0 | 0 | 0 | 0 | 0 | 0 | 0 | 0 | 0 | 0 | 0 | 0 | 0 | 0 | 0 | 0 | 0 | 0 | 0 | 0 | 0 | 0 | 0 | 0 | 0 | 1 | 0 | 1 | 0 | 0 | 0 | -1547.69 | -1002.9112 | 977.7909 | Collinsville-Tesla 500 kV Line | Collinsville-Tesla 500 kV Line | Collinsville-Tesla 500 kV Line |  | 0 | 0 | 0 | 0 | 0 | 0 | 2401.7 | 2386.26 | 977.7909 | Sobrante-Moraga 230 kV line | Sobrante-Moraga 230 kV line | Collinsville-Tesla 500 kV Line |  | 5 | 1 | YES | 2 | 1 | 1 | NO | 1
SCE Eastern | Cielo Azul | 500 | 0 | 0 | 0 | 0 | 0 | 0 | 0 | 0 | 0 | 0 | 0 | 0 | 0 | 0 | 0 | 0 | 1 | 1 | 0 | 0 | 0 | 1 | 0 | 0 | 1 | 0 | 0 | 0 | 0 | 0 | 0 | 0 | 0 | 0 | 0 | 0 | 0 | 0 | 0 | 0 | 0 | 0 | 0 | 0 | 0 | 0 | 0 | 0 | 0 | 0 | 0 | 0 | 0 | 0 | 0 | 0 | 0 | 0 | 0 | 0 | 0 | 0 | 0 | 0 | 0 | 0 | 0 | 0 | 0 | 0 | 0 | 0 | 0 | 0 | 0 | 0 | 0 | 0 | 0 | 0 | 0 | 0 | 0 | 0 | 0 | 0 | 0 | 0 | 0 | 0 | 0 | 0 | 0 | 0 | 0 | 0 | 0 | 2 |  | 0 | 0 | 0 | 0 | 0 | 0 | 0 | 0 | 0 | 0 | 0 | 900 | 0 | 0 | 1 | 0 | 0 | 0 | 0 | 0 | 0 | 0 | 0 | 0 | 0 | 2520 | 1371.516 | 562 | 0 | 1 | 1 | 4 | 1 | 4 | 0 | 2 | -4343.191 | -2038.908 | -1396.283 | Lugo - Victorville area constraint | Lugo - Victorville area constraint | Lugo - Victorville area constraint |  | 0 | 6 | 0 | 3 | 0 | 0 | -1492.166 | -373.998 | 377.596 | Serrano-Alberhill-Valley Constraint | Serrano-Alberhill-Valley Constraint | Devers-Red Bluff Constraint |  | 5 | 4 | YES | 4 | 4 | 1 | YES | 2
PG&E GBA | Clay | 60 | 0 | 0 | 0 | 0 | 0 | 0 | 0 | 0 | 0 | 0 | 0 | 0 | 0 | 0 | 0 | 0 | 0 | 0 | 0 | 0 | 0 | 0 | 0 | 0 | 0 | 0 | 0 | 0 | 0 | 0 | 0 | 0 | 0 | 0 | 0 | 0 | 0 | 0 | 0 | 0 | 0 | 0 | 0 | 0 | 0 | 1 | 0 | 0 | 0 | 0 | 0 | 0 | 0 | 0 | 0 | 0 | 0 | 0 | 0 | 1 | 1 | 0 | 0 | 0 | 0 | 0 | 0 | 0 | 0 | 0 | 0 | 0 | 0 | 0 | 0 | 0 | 0 | 0 | 0 | 0 | 0 | 0 | 0 | 0 | 0 | 0 | 0 | 0 | 0 | 0 | 0 | 0 | 0 | 0 | 0 | 0 | 0 | 0 |  | 0 | 0 | 0 | 0 | 0 | 0 | 0 | 0 | 0 | 0 | 0 | 0 | 0 | 0 | 0 | 0 | 0 | 0 | 0 | 0 | 0 | 0 | 0 | 0 | 0 | 0 | 0 | 0 | 0 | 0 | 1 | 0 | 1 | 0 | 0 | 0 | -364.5 | -312.19 | 978.6798 | Bellota-Weber 230kV line | Bellota-Weber 230kV line | Bellota-Weber 230kV line |  | 0 | 0 | 0 | 0 | 0 | 0 | 95.5 | 147.81 | 978.6798 | Bellota-Weber 230kV line | Bellota-Weber 230kV line | Bellota-Weber 230kV line |  | 5 | 1 | YES | 2 | 1 | 1 | NO | 1
PG&E GBA | Clayton | 115 | 0 | 0 | 0 | 0 | 0 | 0 | 0 | 0 | 0 | 0 | 0 | 0 | 0 | 0 | 0 | 0 | 0 | 0 | 0 | 0 | 0 | 0 | 0 | 0 | 0 | 0 | 0 | 0 | 0 | 0 | 0 | 0 | 0 | 0 | 0 | 0 | 0 | 0 | 0 | 1 | 0 | 0 | 0 | 0 | 0 | 0 | 0 | 0 | 0 | 0 | 0 | 0 | 0 | 0 | 0 | 0 | 0 | 0 | 0 | 0 | 0 | 0 | 0 | 0 | 0 | 0 | 0 | 0 | 0 | 0 | 0 | 0 | 0 | 0 | 0 | 0 | 0 | 0 | 0 | 0 | 0 | 0 | 0 | 0 | 0 | 0 | 0 | 0 | 0 | 0 | 0 | 0 | 0 | 0 | 0 | 0 | 0 | 0 |  | 0 | 0 | 0 | 0 | 0 | 0 | 0 | 0 | 0 | 0 | 0 | 0 | 0 | 0 | 0 | 0 | 0 | 0 | 0 | 0 | 0 | 0 | 0 | 0 | 0 | 0 | 0 | 0 | 0 | 0 | 1 | 0 | 1 | 0 | 0 | 0 | -1547.69 | -1002.9112 | 977.7909 | Collinsville-Tesla 500 kV Line | Collinsville-Tesla 500 kV Line | Collinsville-Tesla 500 kV Line |  | 0 | 0 | 0 | 0 | 0 | 0 | 7097.31 | 7642.0888 | 977.7909 | Collinsville-Tesla 500 kV Line | Collinsville-Tesla 500 kV Line | Collinsville-Tesla 500 kV Line |  | 5 | 1 | YES | 2 | 1 | 1 | NO | 1
PG&E NGBA | Cloverdale | 115 | 0 | 0 | 0 | 0 | 0 | 0 | 0 | 0 | 0 | 0 | 0 | 0 | 0 | 0 | 0 | 0 | 0 | 0 | 0 | 0 | 0 | 0 | 0 | 0 | 0 | 0 | 0 | 0 | 0 | 0 | 0 | 0 | 0 | 0 | 0 | 0 | 0 | 0 | 0 | 1 | 0 | 1 | 0 | 0 | 0 | 0 | 0 | 0 | 0 | 0 | 0 | 0 | 1 | 0 | 1 | 1 | 0 | 0 | 0 | 0 | 0 | 0 | 0 | 0 | 0 | 0 | 1 | 0 | 0 | 0 | 0 | 0 | 0 | 0 | 0 | 0 | 0 | 0 | 0 | 0 | 0 | 0 | 0 | 0 | 0 | 0 | 0 | 0 | 0 | 0 | 0 | 0 | 0 | 0 | 0 | 0 | 0 | 1 |  | 0 | 0 | 0 | 0 | 0 | 0 | 0 | 0 | 0 | 0 | 0 | 0 | 0 | 0 | 0 | 112.2 | 0 | 0 | 0 | 0 | 0 | 0 | 0 | 0 | 0 | 0 | 0 | 0 | 0 | 1 | 2 | 0 | 2 | 0 | 0 | 0 | -1547.69 | -1002.9112 | 337.0526 | Collinsville-Tesla 500 kV Line | Collinsville-Tesla 500 kV Line | Birds Landing-Contra Costa 230kV Line |  | 0 | 0 | 0 | 0 | 0 | 0 | 504.61 | 771.8 | 337.0526 | Contra Costa- Windmaster 230 kV line | Cortina-Eagle Rock 115 kV line | Birds Landing-Contra Costa 230kV Line |  | 5 | 1 | YES | 2 | 1 | 1 | NO | 1
PG&E FRESNO | Clovis | 115 | 0 | 0 | 0 | 0 | 0 | 0 | 0 | 0 | 0 | 0 | 0 | 0 | 0 | 0 | 0 | 0 | 0 | 0 | 0 | 0 | 0 | 0 | 0 | 0 | 0 | 0 | 0 | 0 | 0 | 0 | 0 | 0 | 0 | 0 | 0 | 0 | 0 | 0 | 0 | 0 | 0 | 0 | 0 | 0 | 0 | 0 | 0 | 0 | 0 | 0 | 0 | 0 | 0 | 0 | 0 | 0 | 0 | 0 | 0 | 0 | 0 | 0 | 0 | 0 | 0 | 0 | 0 | 0 | 0 | 0 | 0 | 0 | 0 | 0 | 0 | 0 | 0 | 0 | 0 | 1 | 0 | 1 | 1 | 1 | 0 | 1 | 0 | 1 | 0 | 0 | 0 | 0 | 1 | 0 | 0 | 0 | 0 | 1 |  | 0 | 0 | 0 | 0 | 0 | 0 | 0 | 0 | 0 | 0 | 0 | 0 | 0 | 0 | 0 | 0 | 0 | 0 | 0 | 0 | 0 | 0 | 0 | 0 | 0 | 0 | 0 | 0 | 0 | 0 | 1 | 0 | 2 | 1 | 1 | 0 | -222.55 | -4686.972 | -3687.5882 | Chowchilla-Le grand 115kV Line | Gates 500/230kV TB #11 | Gates 500/230kV TB #11 |  | 0 | 0 | 0 | 1 | 0 | 0 | 244.55 | -31.24 | 126.1276 | Los Banos 500/230kV TB | Los Banos 500/230kV TB | Oro Loma-El Nido 115kV Line |  | 5 | 3 | YES | 3 | 5 | 1 | YES | 2
PG&E GBA | Coburn | 230 | 0 | 0 | 0 | 0 | 0 | 0 | 0 | 0 | 0 | 0 | 0 | 0 | 0 | 0 | 0 | 0 | 0 | 0 | 0 | 0 | 0 | 0 | 0 | 0 | 0 | 0 | 0 | 0 | 0 | 0 | 0 | 0 | 0 | 0 | 0 | 0 | 0 | 0 | 0 | 0 | 0 | 0 | 0 | 0 | 0 | 0 | 0 | 0 | 0 | 0 | 0 | 0 | 0 | 0 | 0 | 1 | 0 | 0 | 0 | 1 | 0 | 0 | 0 | 0 | 0 | 0 | 0 | 0 | 0 | 0 | 0 | 0 | 0 | 0 | 0 | 0 | 0 | 0 | 1 | 1 | 0 | 0 | 0 | 0 | 0 | 1 | 0 | 0 | 0 | 0 | 0 | 0 | 0 | 0 | 0 | 0 | 1 | 1 |  | 0 | 0 | 0 | 0 | 0 | 0 | 0 | 0 | 0 | 0 | 0 | 0 | 0 | 0 | 0 | 0 | 0 | 100 | 0 | 0 | 0 | 0 | 0 | 0 | 1244 | 0 | 0 | 0 | 0 | 1 | 0 | 0 | 2 | 1 | 2 | 0 | 119.27 | -4686.972 | -3687.5882 | Gates 500/230kV TB #12 | Gates 500/230kV TB #11 | Gates 500/230kV TB #11 |  | 0 | 0 | 0 | 1 | 0 | 0 | 244.55 | -31.24 | 1461.1652 | Los Banos 500/230kV TB | Los Banos 500/230kV TB | Tesla-Bellota 230 kV line |  | 5 | 3 | YES | 3 | 5 | 1 | YES | 2
PG&E GBA | Coburn | 60 | 0 | 0 | 0 | 0 | 0 | 0 | 0 | 0 | 0 | 0 | 0 | 0 | 0 | 0 | 0 | 0 | 0 | 0 | 0 | 0 | 0 | 0 | 0 | 0 | 0 | 0 | 0 | 0 | 0 | 0 | 0 | 0 | 0 | 0 | 0 | 0 | 0 | 0 | 0 | 0 | 0 | 0 | 0 | 0 | 0 | 0 | 0 | 0 | 0 | 0 | 0 | 0 | 0 | 0 | 0 | 1 | 0 | 0 | 0 | 1 | 0 | 0 | 0 | 0 | 0 | 0 | 0 | 0 | 0 | 0 | 0 | 0 | 0 | 0 | 0 | 0 | 0 | 0 | 1 | 1 | 0 | 0 | 0 | 0 | 0 | 1 | 0 | 0 | 0 | 0 | 0 | 0 | 0 | 0 | 0 | 0 | 1 | 1 |  | 0 | 0 | 0 | 0 | 0 | 0 | 0 | 0 | 0 | 0 | 0 | 0 | 1.5 | 0 | 1 | 0 | 0 | 0 | 0 | 0 | 0 | 0 | 0 | 0 | 0 | 0 | 0 | 1.5 | 0 | 1 | 0 | 0 | 2 | 1 | 2 | 0 | 119.27 | -4686.972 | -3687.5882 | Gates 500/230kV TB #12 | Gates 500/230kV TB #11 | Gates 500/230kV TB #11 |  | 0 | 0 | 0 | 1 | 0 | 0 | 244.55 | -31.24 | 1461.1652 | Los Banos 500/230kV TB | Los Banos 500/230kV TB | Tesla-Bellota 230 kV line |  | 5 | 3 | YES | 3 | 5 | 1 | YES | 2
PG&E NGBA | Colgate | 230 | 0 | 0 | 0 | 0 | 0 | 0 | 0 | 0 | 0 | 0 | 0 | 0 | 0 | 0 | 0 | 0 | 0 | 0 | 0 | 0 | 0 | 0 | 0 | 0 | 0 | 0 | 0 | 0 | 0 | 0 | 0 | 0 | 0 | 0 | 0 | 0 | 0 | 0 | 0 | 1 | 0 | 0 | 0 | 0 | 1 | 1 | 1 | 1 | 0 | 0 | 0 | 0 | 0 | 0 | 0 | 0 | 0 | 0 | 0 | 1 | 1 | 0 | 0 | 0 | 0 | 0 | 0 | 0 | 0 | 0 | 0 | 0 | 0 | 0 | 0 | 0 | 0 | 0 | 0 | 0 | 0 | 0 | 0 | 0 | 0 | 0 | 0 | 0 | 0 | 0 | 0 | 0 | 0 | 0 | 0 | 0 | 0 | 0 |  | 0 | 0 | 0 | 0 | 0 | 0 | 0 | 0 | 0 | 0 | 0 | 0 | 0 | 0 | 0 | 0 | 0 | 0 | 0 | 0 | 0 | 0 | 0 | 0 | 0 | 0 | 0 | 0 | 0 | 0 | 2 | 0 | 2 | 0 | 0 | 0 | -1547.69 | -1002.9112 | 18.3836 | Collinsville-Tesla 500 kV Line | Collinsville-Tesla 500 kV Line | Rio Oso-Lockeford 230kV line |  | 0 | 0 | 0 | 0 | 0 | 0 | 50 | 50 | 18.3836 | Rocklin-Pleaseant grove 115kV line | Rocklin-Pleaseant grove 115kV line | Rio Oso-Lockeford 230kV line |  | 5 | 1 | YES | 2 | 1 | 1 | NO | 1
PG&E GBA | Collierville | 230 | 0 | 0 | 0 | 0 | 0 | 0 | 0 | 0 | 0 | 0 | 0 | 0 | 0 | 0 | 0 | 0 | 0 | 0 | 0 | 0 | 0 | 0 | 0 | 0 | 0 | 0 | 0 | 0 | 0 | 0 | 0 | 0 | 0 | 0 | 0 | 0 | 0 | 0 | 0 | 0 | 0 | 0 | 0 | 0 | 0 | 1 | 0 | 0 | 0 | 0 | 0 | 0 | 0 | 0 | 0 | 1 | 0 | 1 | 0 | 1 | 0 | 0 | 0 | 0 | 0 | 1 | 0 | 0 | 0 | 0 | 0 | 0 | 0 | 0 | 0 | 0 | 0 | 0 | 0 | 0 | 0 | 0 | 0 | 0 | 0 | 0 | 0 | 0 | 0 | 0 | 0 | 0 | 0 | 0 | 0 | 0 | 0 | 0 |  | 0 | 0 | 0 | 0 | 0 | 0 | 0 | 0 | 0 | 0 | 0 | 0 | 0 | 0 | 0 | 0 | 0 | 0 | 0 | 0 | 0 | 0 | 0 | 0 | 0 | 0 | 0 | 0 | 0 | 0 | 2 | 0 | 1 | 0 | 0 | 0 | -364.5 | -312.19 | 543.909 | Bellota-Weber 230kV line | Bellota-Weber 230kV line | Kasson Jct-Heinz 115 kV line |  | 1 | 0 | 0 | 0 | 0 | 0 | -52.2 | 5.59 | 543.909 | Kasson Jct-Heinz 115 kV line | Kasson Jct-Heinz 115 kV line | Kasson Jct-Heinz 115 kV line |  | 5 | 5 | NO | 5 | 1 | 1 | NO | 1
PG&E GBA | Collinsville | 230 | 0 | 0 | 0 | 0 | 0 | 0 | 0 | 0 | 0 | 0 | 0 | 0 | 0 | 0 | 0 | 0 | 0 | 0 | 0 | 0 | 0 | 0 | 0 | 0 | 0 | 0 | 0 | 0 | 0 | 0 | 0 | 0 | 0 | 0 | 0 | 0 | 0 | 0 | 0 | 1 | 0 | 0 | 0 | 0 | 0 | 0 | 0 | 0 | 0 | 0 | 0 | 0 | 0 | 0 | 0 | 0 | 0 | 0 | 0 | 0 | 0 | 0 | 0 | 0 | 0 | 0 | 0 | 0 | 0 | 0 | 0 | 0 | 0 | 0 | 0 | 0 | 0 | 0 | 0 | 0 | 0 | 0 | 0 | 0 | 0 | 0 | 0 | 0 | 0 | 0 | 0 | 0 | 0 | 0 | 0 | 0 | 0 | 0 |  | 0 | 0 | 0 | 0 | 0 | 0 | 0 | 0 | 0 | 0 | 0 | 0 | 0 | 0 | 0 | 0 | 0 | 0 | 0 | 0 | 0 | 0 | 0 | 0 | 601 | 0 | 0 | 0 | 0 | 1 | 1 | 0 | 1 | 0 | 0 | 0 | -1547.69 | -1002.9112 | 977.7909 | Collinsville-Tesla 500 kV Line | Collinsville-Tesla 500 kV Line | Collinsville-Tesla 500 kV Line |  | 0 | 0 | 0 | 0 | 0 | 0 | 7097.31 | 7642.0888 | 977.7909 | Collinsville-Tesla 500 kV Line | Collinsville-Tesla 500 kV Line | Collinsville-Tesla 500 kV Line |  | 5 | 1 | YES | 2 | 1 | 1 | NO | 1
PG&E GBA | Collinsville | 500 | 0 | 0 | 0 | 0 | 0 | 0 | 0 | 0 | 0 | 0 | 0 | 0 | 0 | 0 | 0 | 0 | 0 | 0 | 0 | 0 | 0 | 0 | 0 | 0 | 0 | 0 | 0 | 0 | 0 | 0 | 0 | 0 | 0 | 0 | 0 | 0 | 0 | 0 | 0 | 1 | 0 | 0 | 0 | 0 | 0 | 0 | 0 | 0 | 0 | 0 | 0 | 0 | 0 | 0 | 0 | 0 | 0 | 0 | 0 | 0 | 0 | 0 | 0 | 0 | 0 | 0 | 0 | 0 | 0 | 0 | 0 | 0 | 0 | 0 | 0 | 0 | 0 | 0 | 0 | 0 | 0 | 0 | 0 | 0 | 0 | 0 | 0 | 0 | 0 | 0 | 0 | 0 | 0 | 0 | 0 | 0 | 0 | 0 |  | 0 | 0 | 0 | 0 | 0 | 0 | 0 | 0 | 0 | 0 | 0 | 0 | 0 | 0 | 0 | 0 | 0 | 0 | 0 | 0 | 0 | 0 | 0 | 0 | 0 | 0 | 0 | 0 | 0 | 0 | 1 | 0 | 1 | 0 | 0 | 0 | -1547.69 | -1002.9112 | 977.7909 | Collinsville-Tesla 500 kV Line | Collinsville-Tesla 500 kV Line | Collinsville-Tesla 500 kV Line |  | 0 | 0 | 0 | 0 | 0 | 0 | 7097.31 | 7642.0888 | 977.7909 | Collinsville-Tesla 500 kV Line | Collinsville-Tesla 500 kV Line | Collinsville-Tesla 500 kV Line |  | 5 | 1 | YES | 2 | 1 | 1 | NO | 1
SCE Eastern | Colorado River | 230 | 0 | 0 | 0 | 0 | 0 | 0 | 0 | 0 | 0 | 0 | 0 | 0 | 0 | 0 | 0 | 1 | 0 | 1 | 0 | 0 | 0 | 1 | 0 | 0 | 0 | 0 | 0 | 0 | 0 | 0 | 0 | 0 | 0 | 0 | 0 | 0 | 0 | 0 | 0 | 0 | 0 | 0 | 0 | 0 | 0 | 0 | 0 | 0 | 0 | 0 | 0 | 0 | 0 | 0 | 0 | 0 | 0 | 0 | 0 | 0 | 0 | 0 | 0 | 0 | 0 | 0 | 0 | 0 | 0 | 0 | 0 | 0 | 0 | 0 | 0 | 0 | 0 | 0 | 0 | 0 | 0 | 0 | 0 | 0 | 0 | 0 | 0 | 0 | 0 | 0 | 0 | 0 | 0 | 0 | 0 | 0 | 0 | 2 |  | 0 | 0 | 0 | 0 | 0 | 0 | 0 | 0 | 0 | 0 | 0 | 0 | 0 | 0 | 0 | 0 | 0 | 0 | 0 | 0 | 0 | 0 | 0 | 0 | 400 | 500 | 30 | 0 | 0 | 1 | 0 | 4 | 0 | 4 | 0 | 1 | -3014.166 | -1895.998 | -154.404 | Serrano-Alberhill-Valley Constraint | Serrano-Alberhill-Valley Constraint | Devers-Red Bluff Constraint |  | 0 | 6 | 0 | 3 | 0 | 0 | -1492.166 | -373.998 | 377.596 | Serrano-Alberhill-Valley Constraint | Serrano-Alberhill-Valley Constraint | Devers-Red Bluff Constraint |  | 4 | 4 | NO | 4 | 3 | 1 | YES | 2
SCE Eastern | Colorado River | 500 | 0 | 0 | 0 | 0 | 0 | 0 | 0 | 0 | 0 | 0 | 0 | 0 | 0 | 0 | 0 | 0 | 0 | 1 | 0 | 0 | 0 | 1 | 0 | 0 | 0 | 0 | 0 | 0 | 0 | 0 | 0 | 0 | 0 | 0 | 0 | 0 | 0 | 0 | 0 | 0 | 0 | 0 | 0 | 0 | 0 | 0 | 0 | 0 | 0 | 0 | 0 | 0 | 0 | 0 | 0 | 0 | 0 | 0 | 0 | 0 | 0 | 0 | 0 | 0 | 0 | 0 | 0 | 0 | 0 | 0 | 0 | 0 | 0 | 0 | 0 | 0 | 0 | 0 | 0 | 0 | 0 | 0 | 0 | 0 | 0 | 0 | 0 | 0 | 0 | 0 | 0 | 0 | 0 | 0 | 0 | 0 | 0 | 2 |  | 0 | 0 | 0 | 0 | 0 | 0 | 0 | 0 | 0 | 0 | 0 | 0 | 0 | 0 | 0 | 0 | 0 | 0 | 0 | 0 | 0 | 0 | 0 | 0 | 0 | 0 | 0 | 0 | 0 | 0 | 0 | 4 | 0 | 4 | 0 | 1 | -3014.166 | -1895.998 | -154.404 | Serrano-Alberhill-Valley Constraint | Serrano-Alberhill-Valley Constraint | Devers-Red Bluff Constraint |  | 0 | 6 | 0 | 3 | 0 | 0 | -1492.166 | -373.998 | 377.596 | Serrano-Alberhill-Valley Constraint | Serrano-Alberhill-Valley Constraint | Devers-Red Bluff Constraint |  | 4 | 4 | NO | 4 | 3 | 1 | YES | 2
PG&E KERN | Columbus | 115 | 0 | 0 | 0 | 0 | 0 | 0 | 0 | 0 | 0 | 0 | 0 | 0 | 0 | 0 | 0 | 0 | 0 | 0 | 0 | 0 | 0 | 0 | 0 | 0 | 0 | 0 | 0 | 0 | 0 | 0 | 0 | 0 | 0 | 0 | 0 | 0 | 0 | 0 | 0 | 0 | 0 | 0 | 0 | 0 | 0 | 0 | 0 | 0 | 0 | 0 | 0 | 0 | 0 | 0 | 0 | 0 | 0 | 0 | 0 | 0 | 0 | 0 | 0 | 0 | 0 | 0 | 0 | 0 | 0 | 0 | 1 | 0 | 0 | 0 | 0 | 0 | 0 | 0 | 1 | 1 | 0 | 0 | 0 | 0 | 0 | 0 | 0 | 0 | 0 | 0 | 0 | 0 | 0 | 0 | 1 | 0 | 0 | 0 |  | 0 | 0 | 0 | 0 | 0 | 0 | 0 | 0 | 0 | 0 | 0 | 0 | 0 | 0 | 0 | 0 | 0 | 0 | 0 | 0 | 0 | 0 | 0 | 0 | 100 | 0 | 0 | 0 | 0 | 1 | 0 | 0 | 3 | 0 | 2 | 1 | 119.27 | -4686.972 | -3687.5882 | Gates 500/230kV TB #12 | Gates 500/230kV TB #11 | Gates 500/230kV TB #11 |  | 0 | 0 | 0 | 0 | 0 | 0 | 1792.55 | 761.488 | 342.7684 | Kern 230/115kV TB #4 | Mustang-Henrietta 230 kV line | Mustang-Henrietta 230 kV line |  | 5 | 1 | YES | 2 | 5 | 1 | YES | 2
PG&E GBA | Contra Costa | 115 | 0 | 0 | 0 | 0 | 0 | 0 | 0 | 0 | 0 | 0 | 0 | 0 | 0 | 0 | 0 | 0 | 0 | 0 | 0 | 0 | 0 | 0 | 0 | 0 | 0 | 0 | 0 | 0 | 0 | 0 | 0 | 0 | 0 | 0 | 0 | 0 | 0 | 0 | 0 | 1 | 0 | 0 | 0 | 0 | 0 | 0 | 0 | 0 | 0 | 0 | 0 | 0 | 0 | 1 | 1 | 1 | 1 | 0 | 1 | 1 | 0 | 0 | 0 | 0 | 0 | 1 | 1 | 0 | 0 | 0 | 0 | 0 | 0 | 0 | 0 | 0 | 0 | 0 | 0 | 0 | 0 | 0 | 0 | 0 | 0 | 0 | 0 | 0 | 0 | 0 | 0 | 0 | 0 | 0 | 0 | 0 | 0 | 0 |  | 0 | 0 | 0 | 0 | 0 | 0 | 0 | 0 | 0 | 0 | 0 | 0 | 0 | 0 | 0 | 0 | 0 | 0 | 0 | 0 | 0 | 0 | 0 | 0 | 0 | 0 | 0 | 0 | 0 | 0 | 3 | 0 | 2 | 0 | 0 | 0 | -1547.69 | -1002.9112 | 77 | Collinsville-Tesla 500 kV Line | Collinsville-Tesla 500 kV Line | Contra Costa #1 115kV Line |  | 0 | 0 | 0 | 0 | 0 | 0 | 32 | 32 | 77 | Contra Costa #1 115kV Line | Contra Costa #1 115kV Line | Contra Costa #1 115kV Line |  | 5 | 1 | YES | 2 | 1 | 1 | NO | 1
PG&E GBA | Contra Costa | 230 | 0 | 0 | 0 | 0 | 0 | 0 | 0 | 0 | 0 | 0 | 0 | 0 | 0 | 0 | 0 | 0 | 0 | 0 | 0 | 0 | 0 | 0 | 0 | 0 | 0 | 0 | 0 | 0 | 0 | 0 | 0 | 0 | 0 | 0 | 0 | 0 | 0 | 0 | 0 | 1 | 0 | 0 | 0 | 0 | 0 | 0 | 0 | 0 | 0 | 0 | 0 | 0 | 0 | 1 | 1 | 1 | 0 | 0 | 1 | 1 | 0 | 0 | 0 | 0 | 0 | 1 | 0 | 0 | 0 | 0 | 0 | 0 | 0 | 0 | 0 | 0 | 0 | 0 | 0 | 0 | 0 | 0 | 0 | 0 | 0 | 0 | 0 | 0 | 0 | 0 | 0 | 0 | 0 | 0 | 0 | 0 | 0 | 0 |  | 0 | 0 | 0 | 0 | 0 | 0 | 0 | 0 | 0 | 0 | 0 | 0 | 0 | 0 | 0 | 0 | 0 | 0 | 0 | 0 | 0 | 0 | 0 | 0 | 0 | 0 | 0 | 0 | 0 | 0 | 2 | 0 | 1 | 0 | 0 | 0 | -1547.69 | -1002.9112 | 977.7909 | Collinsville-Tesla 500 kV Line | Collinsville-Tesla 500 kV Line | Collinsville-Tesla 500 kV Line |  | 0 | 0 | 0 | 0 | 0 | 0 | 504.61 | 796.7038 | 977.7909 | Contra Costa- Windmaster 230 kV line | Contra Costa- Windmaster 230 kV line | Collinsville-Tesla 500 kV Line |  | 5 | 1 | YES | 2 | 1 | 1 | NO | 1
PG&E GBA | Contra Costa PP | 230 | 0 | 0 | 0 | 0 | 0 | 0 | 0 | 0 | 0 | 0 | 0 | 0 | 0 | 0 | 0 | 0 | 0 | 0 | 0 | 0 | 0 | 0 | 0 | 0 | 0 | 0 | 0 | 0 | 0 | 0 | 0 | 0 | 0 | 0 | 0 | 0 | 0 | 0 | 0 | 1 | 0 | 0 | 0 | 0 | 0 | 0 | 0 | 0 | 0 | 0 | 0 | 0 | 0 | 1 | 1 | 1 | 0 | 0 | 1 | 1 | 0 | 0 | 0 | 0 | 0 | 1 | 1 | 0 | 0 | 0 | 0 | 0 | 0 | 0 | 0 | 0 | 0 | 0 | 0 | 0 | 0 | 0 | 0 | 0 | 0 | 0 | 0 | 0 | 0 | 0 | 0 | 0 | 0 | 0 | 0 | 0 | 0 | 0 |  | 0 | 0 | 0 | 0 | 0 | 0 | 0 | 0 | 0 | 0 | 0 | 0 | 0 | 0 | 0 | 0 | 0 | 0 | 0 | 0 | 0 | 0 | 0 | 0 | 0 | 0 | 0 | 0 | 0 | 0 | 3 | 0 | 2 | 0 | 0 | 0 | -1547.69 | -1002.9112 | 337.0526 | Collinsville-Tesla 500 kV Line | Collinsville-Tesla 500 kV Line | Birds Landing-Contra Costa 230kV Line |  | 0 | 0 | 0 | 0 | 0 | 0 | 504.61 | 796.7038 | 337.0526 | Contra Costa- Windmaster 230 kV line | Contra Costa- Windmaster 230 kV line | Birds Landing-Contra Costa 230kV Line |  | 5 | 1 | YES | 2 | 1 | 1 | NO | 1
SCE NOL | Control | 115 | 0 | 0 | 0 | 0 | 0 | 0 | 0 | 0 | 0 | 0 | 1 | 1 | 1 | 1 | 0 | 0 | 0 | 0 | 0 | 0 | 0 | 0 | 0 | 0 | 0 | 0 | 0 | 0 | 0 | 0 | 0 | 0 | 0 | 0 | 0 | 0 | 0 | 0 | 0 | 0 | 0 | 0 | 0 | 0 | 0 | 0 | 0 | 0 | 0 | 0 | 0 | 0 | 0 | 0 | 0 | 0 | 0 | 0 | 0 | 0 | 0 | 0 | 0 | 0 | 0 | 0 | 0 | 0 | 0 | 0 | 0 | 0 | 0 | 0 | 0 | 0 | 0 | 0 | 0 | 0 | 0 | 0 | 0 | 0 | 0 | 0 | 0 | 0 | 0 | 0 | 0 | 0 | 0 | 0 | 0 | 0 | 0 | 3 |  | 0 | 0 | 0 | 0 | 0 | 0 | 0 | 0 | 0 | 0 | 0 | 0 | 0 | 0 | 0 | 177 | 0 | 0 | 0 | 0 | 0 | 0 | 0 | 0 | 0 | 0 | 0 | 0 | 0 | 1 | 1 | 2 | 1 | 4 | 0 | 1 | -280.6 | -177 | -57 | South of Kramer Area Constraint | Control to Inyokern area constraint | Control to Inyokern area constraint |  | 1 | 2 | 1 | 4 | 0 | 1 | -280.6 | -177 | -57 | South of Kramer Area Constraint | Control to Inyokern area constraint | Control to Inyokern area constraint |  | 5 | 5 | NO | 5 | 3 | 3 | NO | 3
SCE NOL | Control | 55 | 0 | 0 | 0 | 0 | 0 | 0 | 0 | 0 | 0 | 0 | 1 | 1 | 1 | 1 | 0 | 0 | 0 | 0 | 0 | 0 | 0 | 0 | 0 | 0 | 0 | 0 | 0 | 0 | 0 | 0 | 0 | 0 | 0 | 0 | 0 | 0 | 0 | 0 | 0 | 0 | 0 | 0 | 0 | 0 | 0 | 0 | 0 | 0 | 0 | 0 | 0 | 0 | 0 | 0 | 0 | 0 | 0 | 0 | 0 | 0 | 0 | 0 | 0 | 0 | 0 | 0 | 0 | 0 | 0 | 0 | 0 | 0 | 0 | 0 | 0 | 0 | 0 | 0 | 0 | 0 | 0 | 0 | 0 | 0 | 0 | 0 | 0 | 0 | 0 | 0 | 0 | 0 | 0 | 0 | 0 | 0 | 0 | 3 |  | 0 | 0 | 0 | 0 | 0 | 0 | 0 | 0 | 0 | 0 | 0 | 0 | 0 | 0 | 0 | 0 | 0 | 0 | 0 | 0 | 0 | 0 | 0 | 0 | 0 | 0 | 0 | 0 | 0 | 0 | 1 | 2 | 1 | 4 | 0 | 1 | -280.6 | -177 | -57 | South of Kramer Area Constraint | Control to Inyokern area constraint | Control to Inyokern area constraint |  | 1 | 2 | 1 | 4 | 0 | 1 | -280.6 | -177 | -57 | South of Kramer Area Constraint | Control to Inyokern area constraint | Control to Inyokern area constraint |  | 5 | 5 | NO | 5 | 3 | 3 | NO | 3
PG&E GBA | Cooley Landing | 115 | 0 | 0 | 0 | 0 | 0 | 0 | 0 | 0 | 0 | 0 | 0 | 0 | 0 | 0 | 0 | 0 | 0 | 0 | 0 | 0 | 0 | 0 | 0 | 0 | 0 | 0 | 0 | 0 | 0 | 0 | 0 | 0 | 0 | 0 | 0 | 0 | 0 | 0 | 0 | 1 | 0 | 0 | 0 | 0 | 0 | 0 | 0 | 0 | 0 | 0 | 0 | 0 | 1 | 0 | 0 | 1 | 0 | 0 | 0 | 0 | 0 | 0 | 0 | 0 | 0 | 0 | 0 | 0 | 0 | 0 | 0 | 0 | 0 | 0 | 0 | 0 | 0 | 0 | 0 | 0 | 0 | 0 | 0 | 0 | 0 | 0 | 0 | 0 | 0 | 0 | 0 | 0 | 0 | 0 | 0 | 0 | 0 | 1 |  | 0 | 0 | 0 | 0 | 0 | 0 | 0 | 0 | 0 | 0 | 0 | 0 | 0 | 0 | 0 | 0 | 0 | 0 | 0 | 0 | 0 | 0 | 0 | 0 | 0 | 100 | 0 | 0 | 0 | 1 | 1 | 0 | 1 | 0 | 0 | 0 | -1547.69 | -1002.9112 | 977.7909 | Collinsville-Tesla 500 kV Line | Collinsville-Tesla 500 kV Line | Collinsville-Tesla 500 kV Line |  | 0 | 0 | 0 | 0 | 0 | 0 | 2401.7 | 2386.26 | 977.7909 | Sobrante-Moraga 230 kV line | Sobrante-Moraga 230 kV line | Collinsville-Tesla 500 kV Line |  | 5 | 1 | YES | 2 | 1 | 1 | NO | 1
PG&E GBA | Cooley Landing | 60 | 0 | 0 | 0 | 0 | 0 | 0 | 0 | 0 | 0 | 0 | 0 | 0 | 0 | 0 | 0 | 0 | 0 | 0 | 0 | 0 | 0 | 0 | 0 | 0 | 0 | 0 | 0 | 0 | 0 | 0 | 0 | 0 | 0 | 0 | 0 | 0 | 0 | 0 | 0 | 0 | 0 | 0 | 0 | 0 | 0 | 0 | 0 | 0 | 0 | 0 | 0 | 0 | 0 | 0 | 0 | 1 | 0 | 0 | 0 | 0 | 0 | 0 | 0 | 0 | 0 | 1 | 0 | 0 | 0 | 0 | 0 | 0 | 0 | 0 | 0 | 0 | 0 | 0 | 0 | 0 | 0 | 0 | 0 | 0 | 0 | 0 | 0 | 0 | 0 | 0 | 0 | 0 | 0 | 0 | 0 | 0 | 0 | 0 |  | 0 | 0 | 0 | 0 | 0 | 0 | 0 | 0 | 0 | 0 | 0 | 0 | 0 | 0 | 0 | 0 | 0 | 0 | 0 | 0 | 0 | 0 | 0 | 0 | 0 | 0 | 0 | 0 | 0 | 0 | 0 | 0 | 0 | 0 | 0 | 0 | 2856.56 | 2425.6138 | 8141.9016 | Tesla-Tracy-Pump 230 kV line #2 | Tesla-Tracy-Pump 230 kV line #2 | Tesla-Tracy-Pump 230 kV line #2 |  | 0 | 0 | 0 | 0 | 0 | 0 | 2856.56 | 2425.6138 | 8141.9016 | Tesla-Tracy-Pump 230 kV line #2 | Tesla-Tracy-Pump 230 kV line #2 | Tesla-Tracy-Pump 230 kV line #2 |  | 1 | 1 | NO | 1 | 1 | 1 | NO | 1
SCE NOL | Coolwater | 230 | 0 | 0 | 0 | 0 | 0 | 0 | 0 | 0 | 0 | 0 | 0 | 1 | 1 | 1 | 0 | 0 | 0 | 0 | 0 | 0 | 0 | 0 | 0 | 0 | 0 | 0 | 0 | 0 | 0 | 0 | 0 | 0 | 0 | 0 | 0 | 0 | 0 | 0 | 0 | 0 | 0 | 0 | 0 | 0 | 0 | 0 | 0 | 0 | 0 | 0 | 0 | 0 | 0 | 0 | 0 | 0 | 0 | 0 | 0 | 0 | 0 | 0 | 0 | 0 | 0 | 0 | 0 | 0 | 0 | 0 | 0 | 0 | 0 | 0 | 0 | 0 | 0 | 0 | 0 | 0 | 0 | 0 | 0 | 0 | 0 | 0 | 0 | 0 | 0 | 0 | 0 | 0 | 0 | 0 | 0 | 0 | 0 | 3 |  | 0 | 0 | 0 | 0 | 0 | 0 | 0 | 0 | 0 | 0 | 0 | 0 | 0 | 0 | 0 | 0 | 0 | 0 | 0 | 0 | 0 | 0 | 0 | 0 | 0 | 0 | 0 | 0 | 0 | 0 | 0 | 2 | 0 | 4 | 0 | 0 | -280.6 | -137.55 | 1093.724 | South of Kramer Area Constraint | Lugo Transformer Area Constraint | South of Kramer Area Constraint |  | 0 | 2 | 0 | 4 | 0 | 0 | -280.6 | -137.55 | 1093.724 | South of Kramer Area Constraint | Lugo Transformer Area Constraint | South of Kramer Area Constraint |  | 4 | 4 | NO | 4 | 1 | 1 | NO | 1
SCE NOL | Coolwater | 115 | 0 | 0 | 0 | 0 | 0 | 0 | 0 | 0 | 0 | 0 | 0 | 1 | 1 | 1 | 0 | 0 | 0 | 0 | 0 | 0 | 0 | 0 | 0 | 0 | 0 | 0 | 0 | 0 | 0 | 0 | 0 | 0 | 0 | 0 | 0 | 0 | 0 | 0 | 0 | 0 | 0 | 0 | 0 | 0 | 0 | 0 | 0 | 0 | 0 | 0 | 0 | 0 | 0 | 0 | 0 | 0 | 0 | 0 | 0 | 0 | 0 | 0 | 0 | 0 | 0 | 0 | 0 | 0 | 0 | 0 | 0 | 0 | 0 | 0 | 0 | 0 | 0 | 0 | 0 | 0 | 0 | 0 | 0 | 0 | 0 | 0 | 0 | 0 | 0 | 0 | 0 | 0 | 0 | 0 | 0 | 0 | 0 | 3 |  | 0 | 0 | 0 | 0 | 0 | 0 | 0 | 0 | 0 | 0 | 0 | 0 | 0 | 0 | 0 | 0 | 0 | 0 | 0 | 0 | 0 | 0 | 0 | 0 | 0 | 0 | 113.5 | 0 | 0 | 1 | 0 | 2 | 0 | 4 | 0 | 0 | -280.6 | -137.55 | 1093.724 | South of Kramer Area Constraint | Lugo Transformer Area Constraint | South of Kramer Area Constraint |  | 0 | 2 | 0 | 4 | 0 | 0 | -280.6 | -137.55 | 1093.724 | South of Kramer Area Constraint | Lugo Transformer Area Constraint | South of Kramer Area Constraint |  | 4 | 4 | NO | 4 | 1 | 1 | NO | 1
PG&E KERN | Copus | 70 | 0 | 0 | 0 | 0 | 0 | 0 | 0 | 0 | 0 | 0 | 0 | 0 | 0 | 0 | 0 | 0 | 0 | 0 | 0 | 0 | 0 | 0 | 0 | 0 | 0 | 0 | 0 | 0 | 0 | 0 | 0 | 0 | 0 | 0 | 0 | 0 | 0 | 0 | 0 | 0 | 0 | 0 | 0 | 0 | 0 | 0 | 0 | 0 | 0 | 0 | 0 | 0 | 0 | 0 | 0 | 0 | 0 | 0 | 0 | 0 | 0 | 0 | 0 | 0 | 0 | 0 | 0 | 0 | 0 | 0 | 1 | 1 | 1 | 0 | 1 | 0 | 0 | 0 | 1 | 1 | 0 | 0 | 0 | 0 | 0 | 0 | 0 | 0 | 0 | 0 | 0 | 0 | 0 | 0 | 1 | 0 | 0 | 0 |  | 0 | 0 | 0 | 0 | 0 | 0 | 0 | 0 | 0 | 0 | 0 | 0 | 0 | 0 | 0 | 0 | 0 | 0 | 0 | 0 | 0 | 0 | 0 | 0 | 0 | 0 | 0 | 0 | 0 | 0 | 0 | 0 | 3 | 0 | 2 | 1 | 17.78 | -4686.972 | -3687.5882 | Midway-Taft 115 kV line | Gates 500/230kV TB #11 | Gates 500/230kV TB #11 |  | 0 | 0 | 0 | 0 | 0 | 0 | 17.78 | 17.78 | 56.104 | Midway-Taft 115 kV line | Midway-Taft 115 kV line | Maricopa-Copus 70 kV line |  | 5 | 1 | YES | 2 | 5 | 1 | YES | 2
PG&E FRESNO | Corcoran | 70 | 0 | 0 | 0 | 0 | 0 | 0 | 0 | 0 | 0 | 0 | 0 | 0 | 0 | 0 | 0 | 0 | 0 | 0 | 0 | 0 | 0 | 0 | 0 | 0 | 0 | 0 | 0 | 0 | 0 | 0 | 0 | 0 | 0 | 0 | 0 | 0 | 0 | 0 | 0 | 0 | 0 | 0 | 0 | 0 | 0 | 1 | 0 | 0 | 0 | 0 | 0 | 0 | 0 | 0 | 0 | 0 | 0 | 0 | 0 | 0 | 0 | 0 | 0 | 0 | 0 | 0 | 0 | 0 | 0 | 0 | 0 | 0 | 0 | 0 | 0 | 0 | 0 | 0 | 1 | 1 | 0 | 1 | 0 | 1 | 1 | 1 | 0 | 0 | 0 | 1 | 0 | 0 | 0 | 0 | 1 | 0 | 0 | 2 |  | 0 | 0 | 0 | 0 | 0 | 0 | 0 | 0 | 0 | 0 | 0 | 0 | 0 | 0 | 0 | 0 | 0 | 0 | 0 | 0 | 0 | 0 | 0 | 0 | 0 | 0 | 0 | 0 | 0 | 0 | 3 | 0 | 6 | 1 | 3 | 1 | -656.8 | -4686.972 | -3687.5882 | Borden-Storey #1 230kV line | Gates 500/230kV TB #11 | Gates 500/230kV TB #11 |  | 0 | 0 | 0 | 1 | 0 | 0 | 95.5 | -31.24 | 342.7684 | Bellota-Weber 230kV line | Los Banos 500/230kV TB | Mustang-Henrietta 230 kV line |  | 5 | 3 | YES | 3 | 5 | 1 | YES | 2
PG&E FRESNO | Corcoran | 115 | 0 | 0 | 0 | 0 | 0 | 0 | 0 | 0 | 0 | 0 | 0 | 0 | 0 | 0 | 0 | 0 | 0 | 0 | 0 | 0 | 0 | 0 | 0 | 0 | 0 | 0 | 0 | 0 | 0 | 0 | 0 | 0 | 0 | 0 | 0 | 0 | 0 | 0 | 0 | 0 | 0 | 0 | 0 | 0 | 0 | 1 | 0 | 0 | 0 | 0 | 0 | 0 | 0 | 0 | 0 | 0 | 0 | 0 | 0 | 0 | 0 | 0 | 0 | 0 | 0 | 0 | 0 | 0 | 0 | 0 | 0 | 0 | 0 | 0 | 0 | 0 | 0 | 0 | 1 | 0 | 0 | 1 | 0 | 1 | 1 | 1 | 0 | 0 | 0 | 1 | 0 | 0 | 0 | 0 | 1 | 0 | 0 | 2 |  | 0 | 0 | 0 | 0 | 0 | 0 | 0 | 0 | 0 | 0 | 0 | 0 | 0 | 0 | 0 | 0 | 0 | 0 | 0 | 0 | 0 | 0 | 0 | 0 | 0 | 0 | 0 | 0 | 0 | 0 | 3 | 0 | 5 | 1 | 2 | 1 | -656.8 | -3815.842 | -3618.543 | Borden-Storey #1 230kV line | Gates 500/230kV TB #12 | Gates 500/230kV TB #12 |  | 0 | 0 | 0 | 1 | 0 | 0 | 95.5 | -31.24 | 342.7684 | Bellota-Weber 230kV line | Los Banos 500/230kV TB | Mustang-Henrietta 230 kV line |  | 5 | 3 | YES | 3 | 5 | 1 | YES | 2
PG&E NGBA | Corona | 115 | 0 | 0 | 0 | 0 | 0 | 0 | 0 | 0 | 0 | 0 | 0 | 0 | 0 | 0 | 0 | 0 | 0 | 0 | 0 | 0 | 0 | 0 | 0 | 0 | 0 | 0 | 0 | 0 | 0 | 0 | 0 | 0 | 0 | 0 | 0 | 0 | 0 | 0 | 0 | 1 | 0 | 0 | 0 | 0 | 0 | 0 | 0 | 0 | 0 | 0 | 0 | 0 | 1 | 0 | 0 | 0 | 0 | 0 | 0 | 0 | 0 | 0 | 0 | 0 | 0 | 0 | 1 | 0 | 0 | 0 | 0 | 0 | 0 | 0 | 0 | 0 | 0 | 0 | 0 | 0 | 0 | 0 | 0 | 0 | 0 | 0 | 0 | 0 | 0 | 0 | 0 | 0 | 0 | 0 | 0 | 0 | 0 | 1 |  | 0 | 0 | 0 | 0 | 0 | 0 | 0 | 0 | 0 | 0 | 0 | 0 | 0 | 0 | 0 | 0 | 0 | 0 | 0 | 0 | 0 | 0 | 0 | 0 | 0 | 0 | 0 | 0 | 0 | 0 | 2 | 0 | 2 | 0 | 0 | 0 | -1547.69 | -1002.9112 | 337.0526 | Collinsville-Tesla 500 kV Line | Collinsville-Tesla 500 kV Line | Birds Landing-Contra Costa 230kV Line |  | 0 | 0 | 0 | 0 | 0 | 0 | 1452.61 | 1744.7038 | 337.0526 | Birds Landing-Contra Costa 230kV Line | Birds Landing-Contra Costa 230kV Line | Birds Landing-Contra Costa 230kV Line |  | 5 | 1 | YES | 2 | 1 | 1 | NO | 1
PG&E NGBA | Cortina | 230 | 0 | 0 | 0 | 0 | 0 | 0 | 0 | 0 | 0 | 0 | 0 | 0 | 0 | 0 | 0 | 0 | 0 | 0 | 0 | 0 | 0 | 0 | 0 | 0 | 0 | 0 | 0 | 0 | 0 | 0 | 0 | 0 | 0 | 0 | 0 | 0 | 0 | 0 | 0 | 1 | 0 | 0 | 0 | 0 | 0 | 0 | 0 | 0 | 0 | 0 | 0 | 0 | 1 | 0 | 0 | 0 | 0 | 0 | 0 | 0 | 0 | 0 | 0 | 0 | 0 | 0 | 1 | 0 | 0 | 0 | 0 | 0 | 0 | 0 | 0 | 0 | 0 | 0 | 0 | 0 | 0 | 0 | 0 | 0 | 0 | 0 | 0 | 0 | 0 | 0 | 0 | 0 | 0 | 0 | 0 | 0 | 0 | 1 |  | 0 | 0 | 0 | 0 | 0 | 0 | 0 | 0 | 0 | 0 | 0 | 0 | 0 | 0 | 0 | 0 | 0 | 0 | 0 | 0 | 0 | 0 | 0 | 0 | 0 | 0 | 0 | 0 | 0 | 0 | 2 | 0 | 2 | 0 | 0 | 0 | -1547.69 | -1002.9112 | 337.0526 | Collinsville-Tesla 500 kV Line | Collinsville-Tesla 500 kV Line | Birds Landing-Contra Costa 230kV Line |  | 0 | 0 | 0 | 0 | 0 | 0 | 1452.61 | 1744.7038 | 337.0526 | Birds Landing-Contra Costa 230kV Line | Birds Landing-Contra Costa 230kV Line | Birds Landing-Contra Costa 230kV Line |  | 5 | 1 | YES | 2 | 1 | 1 | NO | 1
PG&E NGBA | Cortina | 115 | 0 | 0 | 0 | 0 | 0 | 0 | 0 | 0 | 0 | 0 | 0 | 0 | 0 | 0 | 0 | 0 | 0 | 0 | 0 | 0 | 0 | 0 | 0 | 0 | 0 | 0 | 0 | 0 | 0 | 0 | 0 | 0 | 0 | 0 | 0 | 0 | 0 | 0 | 0 | 1 | 0 | 0 | 0 | 0 | 0 | 0 | 0 | 0 | 0 | 0 | 0 | 0 | 0 | 0 | 0 | 1 | 0 | 0 | 0 | 0 | 0 | 0 | 0 | 0 | 0 | 0 | 1 | 0 | 0 | 0 | 0 | 0 | 0 | 0 | 0 | 0 | 0 | 0 | 0 | 0 | 0 | 0 | 0 | 0 | 0 | 0 | 0 | 0 | 0 | 0 | 0 | 0 | 0 | 0 | 0 | 0 | 0 | 0 |  | 0 | 0 | 0 | 0 | 0 | 0 | 0 | 0 | 0 | 0 | 0 | 0 | 0 | 0 | 0 | 0 | 0 | 0 | 0 | 0 | 0 | 0 | 0 | 0 | 0 | 0 | 0 | 0 | 0 | 0 | 2 | 0 | 2 | 0 | 0 | 0 | -1547.69 | -1002.9112 | 337.0526 | Collinsville-Tesla 500 kV Line | Collinsville-Tesla 500 kV Line | Birds Landing-Contra Costa 230kV Line |  | 0 | 0 | 0 | 0 | 0 | 0 | 1452.61 | 1744.7038 | 337.0526 | Birds Landing-Contra Costa 230kV Line | Birds Landing-Contra Costa 230kV Line | Birds Landing-Contra Costa 230kV Line |  | 5 | 1 | YES | 2 | 1 | 1 | NO | 1
PG&E GBA | Cottle | 230 | 0 | 0 | 0 | 0 | 0 | 0 | 0 | 0 | 0 | 0 | 0 | 0 | 0 | 0 | 0 | 0 | 0 | 0 | 0 | 0 | 0 | 0 | 0 | 0 | 0 | 0 | 0 | 0 | 0 | 0 | 0 | 0 | 0 | 0 | 0 | 0 | 0 | 0 | 0 | 0 | 0 | 0 | 0 | 0 | 0 | 1 | 0 | 0 | 0 | 0 | 0 | 0 | 0 | 0 | 0 | 0 | 0 | 0 | 0 | 1 | 1 | 0 | 0 | 0 | 0 | 0 | 0 | 0 | 0 | 0 | 0 | 0 | 0 | 0 | 0 | 0 | 0 | 0 | 1 | 1 | 0 | 1 | 1 | 0 | 1 | 0 | 0 | 1 | 1 | 1 | 0 | 0 | 1 | 0 | 0 | 0 | 0 | 1 |  | 0 | 0 | 0 | 0 | 0 | 0 | 0 | 0 | 0 | 0 | 0 | 0 | 0 | 0 | 0 | 0 | 0 | 0 | 0 | 0 | 0 | 0 | 0 | 0 | 0 | 0 | 0 | 0 | 0 | 0 | 2 | 0 | 4 | 0 | 3 | 0 | -656.8 | -4686.972 | -3687.5882 | Borden-Storey #1 230kV line | Gates 500/230kV TB #11 | Gates 500/230kV TB #11 |  | 0 | 0 | 0 | 0 | 0 | 0 | 95.5 | 147.81 | 126.1276 | Bellota-Weber 230kV line | Bellota-Weber 230kV line | Oro Loma-El Nido 115kV Line |  | 5 | 1 | YES | 2 | 5 | 1 | YES | 2
PG&E NGBA | Cottonwood | 115 | 0 | 0 | 0 | 0 | 0 | 0 | 0 | 0 | 0 | 0 | 0 | 0 | 0 | 0 | 0 | 0 | 0 | 0 | 0 | 0 | 0 | 0 | 0 | 0 | 0 | 0 | 0 | 0 | 0 | 0 | 0 | 0 | 0 | 0 | 0 | 0 | 0 | 0 | 0 | 1 | 0 | 0 | 0 | 0 | 0 | 0 | 0 | 0 | 0 | 0 | 0 | 0 | 0 | 0 | 0 | 0 | 0 | 0 | 0 | 0 | 0 | 0 | 0 | 0 | 0 | 0 | 0 | 0 | 0 | 0 | 0 | 0 | 0 | 0 | 0 | 0 | 0 | 0 | 0 | 0 | 0 | 0 | 0 | 0 | 0 | 0 | 0 | 0 | 0 | 0 | 0 | 0 | 0 | 0 | 0 | 0 | 0 | 0 |  | 0 | 0 | 0 | 0 | 0 | 0 | 0 | 0 | 0 | 0 | 0 | 0 | 0 | 0 | 0 | 0 | 0 | 0 | 0 | 0 | 0 | 0 | 0 | 0 | 0 | 0 | 0 | 0 | 0 | 0 | 1 | 0 | 1 | 0 | 0 | 0 | -1547.69 | -1002.9112 | 977.7909 | Collinsville-Tesla 500 kV Line | Collinsville-Tesla 500 kV Line | Collinsville-Tesla 500 kV Line |  | 0 | 0 | 0 | 0 | 0 | 0 | 7097.31 | 7642.0888 | 977.7909 | Collinsville-Tesla 500 kV Line | Collinsville-Tesla 500 kV Line | Collinsville-Tesla 500 kV Line |  | 5 | 1 | YES | 2 | 1 | 1 | NO | 1
PG&E NGBA | Cottonwood | 230 | 0 | 0 | 0 | 0 | 0 | 0 | 0 | 0 | 0 | 0 | 0 | 0 | 0 | 0 | 0 | 0 | 0 | 0 | 0 | 0 | 0 | 0 | 0 | 0 | 0 | 0 | 0 | 0 | 0 | 0 | 0 | 0 | 0 | 0 | 0 | 0 | 0 | 0 | 0 | 1 | 0 | 0 | 0 | 0 | 0 | 0 | 0 | 0 | 0 | 0 | 0 | 0 | 0 | 0 | 0 | 0 | 0 | 0 | 0 | 0 | 0 | 0 | 0 | 0 | 0 | 0 | 0 | 0 | 0 | 0 | 0 | 0 | 0 | 0 | 0 | 0 | 0 | 0 | 0 | 0 | 0 | 0 | 0 | 0 | 0 | 0 | 0 | 0 | 0 | 0 | 0 | 0 | 0 | 0 | 0 | 0 | 0 | 0 |  | 0 | 0 | 0 | 0 | 0 | 0 | 0 | 0 | 0 | 0 | 0 | 0 | 0 | 0 | 0 | 0 | 0 | 0 | 0 | 0 | 0 | 0 | 0 | 0 | 0 | 0 | 0 | 0 | 0 | 0 | 1 | 0 | 1 | 0 | 0 | 0 | -1547.69 | -1002.9112 | 977.7909 | Collinsville-Tesla 500 kV Line | Collinsville-Tesla 500 kV Line | Collinsville-Tesla 500 kV Line |  | 0 | 0 | 0 | 0 | 0 | 0 | 7097.31 | 7642.0888 | 977.7909 | Collinsville-Tesla 500 kV Line | Collinsville-Tesla 500 kV Line | Collinsville-Tesla 500 kV Line |  | 5 | 1 | YES | 2 | 1 | 1 | NO | 1
PG&E NGBA | Cottonwood | 60 | 0 | 0 | 0 | 0 | 0 | 0 | 0 | 0 | 0 | 0 | 0 | 0 | 0 | 0 | 0 | 0 | 0 | 0 | 0 | 0 | 0 | 0 | 0 | 0 | 0 | 0 | 0 | 0 | 0 | 0 | 0 | 0 | 0 | 0 | 0 | 0 | 0 | 0 | 0 | 1 | 0 | 0 | 0 | 0 | 0 | 0 | 0 | 0 | 0 | 0 | 0 | 0 | 0 | 0 | 0 | 0 | 0 | 0 | 0 | 0 | 0 | 0 | 0 | 0 | 0 | 0 | 0 | 0 | 0 | 0 | 0 | 0 | 0 | 0 | 0 | 0 | 0 | 0 | 0 | 0 | 0 | 0 | 0 | 0 | 0 | 0 | 0 | 0 | 0 | 0 | 0 | 0 | 0 | 0 | 0 | 0 | 0 | 0 |  | 0 | 0 | 0 | 0 | 0 | 0 | 0 | 0 | 0 | 0 | 0 | 0 | 0 | 0 | 0 | 0 | 0 | 0 | 0 | 0 | 0 | 0 | 0 | 0 | 0 | 0 | 0 | 0 | 0 | 0 | 1 | 0 | 1 | 0 | 0 | 0 | -1547.69 | -1002.9112 | 977.7909 | Collinsville-Tesla 500 kV Line | Collinsville-Tesla 500 kV Line | Collinsville-Tesla 500 kV Line |  | 0 | 0 | 0 | 0 | 0 | 0 | 7097.31 | 7642.0888 | 977.7909 | Collinsville-Tesla 500 kV Line | Collinsville-Tesla 500 kV Line | Collinsville-Tesla 500 kV Line |  | 5 | 1 | YES | 2 | 1 | 1 | NO | 1
PG&E NGBA | Cove Road | 230 | 0 | 0 | 0 | 0 | 0 | 0 | 0 | 0 | 0 | 0 | 0 | 0 | 0 | 0 | 0 | 0 | 0 | 0 | 0 | 0 | 0 | 0 | 0 | 0 | 0 | 0 | 0 | 0 | 0 | 0 | 0 | 0 | 0 | 0 | 0 | 0 | 0 | 0 | 0 | 1 | 0 | 0 | 0 | 0 | 0 | 0 | 0 | 0 | 0 | 0 | 0 | 0 | 0 | 0 | 0 | 0 | 0 | 0 | 0 | 0 | 0 | 0 | 0 | 0 | 0 | 0 | 0 | 0 | 0 | 0 | 0 | 0 | 0 | 0 | 0 | 0 | 0 | 0 | 0 | 0 | 0 | 0 | 0 | 0 | 0 | 0 | 0 | 0 | 0 | 0 | 0 | 0 | 0 | 0 | 0 | 0 | 0 | 0 |  | 0 | 0 | 0 | 0 | 0 | 0 | 0 | 0 | 0 | 0 | 0 | 0 | 0 | 0 | 0 | 0 | 0 | 0 | 0 | 0 | 0 | 0 | 0 | 0 | 0 | 0 | 0 | 0 | 0 | 0 | 1 | 0 | 1 | 0 | 0 | 0 | -1547.69 | -1002.9112 | 977.7909 | Collinsville-Tesla 500 kV Line | Collinsville-Tesla 500 kV Line | Collinsville-Tesla 500 kV Line |  | 0 | 0 | 0 | 0 | 0 | 0 | 7097.31 | 7642.0888 | 977.7909 | Collinsville-Tesla 500 kV Line | Collinsville-Tesla 500 kV Line | Collinsville-Tesla 500 kV Line |  | 5 | 1 | YES | 2 | 1 | 1 | NO | 1
PG&E GBA | Coyote | 230 | 0 | 0 | 0 | 0 | 0 | 0 | 0 | 0 | 0 | 0 | 0 | 0 | 0 | 0 | 0 | 0 | 0 | 0 | 0 | 0 | 0 | 0 | 0 | 0 | 0 | 0 | 0 | 0 | 0 | 0 | 0 | 0 | 0 | 0 | 0 | 0 | 0 | 0 | 0 | 0 | 0 | 0 | 0 | 0 | 0 | 0 | 0 | 0 | 0 | 0 | 0 | 0 | 0 | 0 | 0 | 1 | 0 | 0 | 0 | 1 | 0 | 0 | 0 | 0 | 0 | 0 | 0 | 0 | 0 | 0 | 0 | 0 | 0 | 0 | 0 | 0 | 0 | 0 | 0 | 0 | 0 | 0 | 0 | 0 | 0 | 0 | 0 | 0 | 0 | 0 | 0 | 0 | 0 | 0 | 0 | 0 | 0 | 0 |  | 0 | 0 | 0 | 0 | 0 | 0 | 0 | 0 | 0 | 0 | 0 | 0 | 0 | 0 | 0 | 37 | 0 | 0 | 0 | 0 | 0 | 0 | 0 | 0 | 100 | 0 | 0 | 0 | 0 | 1 | 0 | 0 | 0 | 0 | 0 | 0 | 1239.96 | 828.4538 | 1461.1652 | Tesla-Bellota 230 kV line | Tesla-Bellota 230 kV line | Tesla-Bellota 230 kV line |  | 0 | 0 | 0 | 0 | 0 | 0 | 1539.96 | 1128.4538 | 1461.1652 | Tesla-Bellota 230 kV line | Tesla-Bellota 230 kV line | Tesla-Bellota 230 kV line |  | 1 | 1 | NO | 1 | 1 | 1 | NO | 1
PG&E GBA | Crazy Horse Canyon | 115 | 0 | 0 | 0 | 0 | 0 | 0 | 0 | 0 | 0 | 0 | 0 | 0 | 0 | 0 | 0 | 0 | 0 | 0 | 0 | 0 | 0 | 0 | 0 | 0 | 0 | 0 | 0 | 0 | 0 | 0 | 0 | 0 | 0 | 0 | 0 | 0 | 0 | 0 | 0 | 0 | 0 | 0 | 0 | 0 | 0 | 0 | 0 | 0 | 0 | 0 | 0 | 0 | 0 | 0 | 0 | 0 | 0 | 0 | 0 | 0 | 0 | 0 | 0 | 0 | 1 | 0 | 0 | 0 | 0 | 0 | 0 | 0 | 0 | 0 | 0 | 0 | 0 | 0 | 0 | 0 | 0 | 0 | 0 | 0 | 0 | 0 | 0 | 0 | 0 | 0 | 0 | 0 | 0 | 0 | 0 | 0 | 1 | 0 |  | 0 | 0 | 0 | 0 | 0 | 0 | 0 | 0 | 0 | 0 | 0 | 0 | 0 | 0 | 0 | 0 | 0 | 0 | 0 | 0 | 0 | 0 | 0 | 0 | 0 | 0 | 0 | 0 | 0 | 0 | 0 | 0 | 0 | 0 | 0 | 1 | 80 | 133 | -22.5 | Morganhill-Metcalf 115kV Line | Morganhill-Metcalf 115kV Line | Morganhill-Metcalf 115kV Line |  | 0 | 0 | 0 | 0 | 0 | 1 | 80 | 133 | -22.5 | Morganhill-Metcalf 115kV Line | Morganhill-Metcalf 115kV Line | Morganhill-Metcalf 115kV Line |  | 1 | 1 | NO | 1 | 3 | 3 | NO | 3
SDGE | Creelman | 69 | 0 | 0 | 0 | 0 | 0 | 0 | 0 | 0 | 0 | 0 | 0 | 0 | 0 | 0 | 0 | 0 | 0 | 0 | 0 | 0 | 0 | 0 | 0 | 0 | 0 | 1 | 0 | 1 | 0 | 0 | 1 | 0 | 1 | 0 | 0 | 0 | 0 | 1 | 0 | 0 | 0 | 0 | 0 | 0 | 0 | 0 | 0 | 0 | 0 | 0 | 0 | 0 | 0 | 0 | 0 | 0 | 0 | 0 | 0 | 0 | 0 | 0 | 0 | 0 | 0 | 0 | 0 | 0 | 0 | 0 | 0 | 0 | 0 | 0 | 0 | 0 | 0 | 0 | 0 | 0 | 0 | 0 | 0 | 0 | 0 | 0 | 0 | 0 | 0 | 0 | 0 | 0 | 0 | 0 | 0 | 0 | 0 | 2 |  | 0 | 0 | 0 | 0 | 0 | 0 | 0 | 0 | 0 | 0 | 0 | 0 | 0 | 0 | 0 | 0 | 0 | 0 | 0 | 0 | 0 | 0 | 0 | 0 | 0 | 0 | 7.36 | 0 | 0 | 1 | 0 | 1 | 0 | 1 | 0 | 0 | -99.1 | -698.67 | 482.1964 | San Luis Rey-San Onofre 230 kV line constraint | San Luis Rey-San Onofre 230 kV line constraint | El Cajon 69 kV constraint |  | 0 | 1 | 0 | 1 | 0 | 0 | -99.1 | -698.67 | 482.1964 | San Luis Rey-San Onofre 230 kV line constraint | San Luis Rey-San Onofre 230 kV line constraint | El Cajon 69 kV constraint |  | 4 | 4 | NO | 4 | 1 | 1 | NO | 1
PG&E FRESNO | Crescent | 70 | 0 | 0 | 0 | 0 | 0 | 0 | 0 | 0 | 0 | 0 | 0 | 0 | 0 | 0 | 0 | 0 | 0 | 0 | 0 | 0 | 0 | 0 | 0 | 0 | 0 | 0 | 0 | 0 | 0 | 0 | 0 | 0 | 0 | 0 | 0 | 0 | 0 | 0 | 0 | 0 | 0 | 0 | 0 | 0 | 0 | 1 | 0 | 0 | 0 | 0 | 0 | 0 | 0 | 0 | 0 | 0 | 0 | 0 | 0 | 0 | 0 | 0 | 0 | 0 | 0 | 0 | 0 | 0 | 0 | 0 | 0 | 0 | 0 | 0 | 0 | 0 | 0 | 0 | 1 | 1 | 0 | 1 | 0 | 0 | 0 | 1 | 0 | 0 | 0 | 1 | 0 | 1 | 0 | 0 | 0 | 0 | 0 | 1 |  | 0 | 0 | 0 | 0 | 0 | 0 | 0 | 0 | 0 | 0 | 0 | 0 | 0 | 0 | 0 | 0 | 0 | 0 | 0 | 0 | 0 | 0 | 0 | 0 | 0 | 35 | 35 | 0 | 0 | 1 | 2 | 0 | 4 | 1 | 3 | 0 | -656.8 | -4686.972 | -3687.5882 | Borden-Storey #1 230kV line | Gates 500/230kV TB #11 | Gates 500/230kV TB #11 |  | 0 | 0 | 0 | 1 | 0 | 0 | 3 | -31.24 | 135.35 | Helm 230/70kV TB #1 | Los Banos 500/230kV TB | Helm 230/70kV TB #1 |  | 5 | 3 | YES | 3 | 5 | 1 | YES | 2
PG&E FRESNO | Cressey | 115 | 0 | 0 | 0 | 0 | 0 | 0 | 0 | 0 | 0 | 0 | 0 | 0 | 0 | 0 | 0 | 0 | 0 | 0 | 0 | 0 | 0 | 0 | 0 | 0 | 0 | 0 | 0 | 0 | 0 | 0 | 0 | 0 | 0 | 0 | 0 | 0 | 0 | 0 | 0 | 0 | 0 | 0 | 0 | 0 | 0 | 1 | 0 | 0 | 0 | 0 | 0 | 0 | 0 | 0 | 0 | 0 | 0 | 0 | 0 | 1 | 0 | 0 | 0 | 0 | 0 | 0 | 0 | 0 | 0 | 0 | 0 | 0 | 0 | 0 | 0 | 0 | 0 | 0 | 0 | 1 | 0 | 1 | 1 | 1 | 0 | 1 | 0 | 1 | 0 | 0 | 0 | 0 | 1 | 0 | 0 | 0 | 0 | 1 |  | 0 | 0 | 0 | 0 | 0 | 0 | 0 | 0 | 0 | 0 | 0 | 0 | 0 | 0 | 0 | 0 | 0 | 0 | 0 | 0 | 0 | 0 | 0 | 0 | 0 | 0 | 0 | 0 | 0 | 0 | 2 | 0 | 3 | 1 | 1 | 0 | -364.5 | -4686.972 | -3687.5882 | Bellota-Weber 230kV line | Gates 500/230kV TB #11 | Gates 500/230kV TB #11 |  | 0 | 0 | 0 | 1 | 0 | 0 | 95.5 | -31.24 | 126.1276 | Bellota-Weber 230kV line | Los Banos 500/230kV TB | Oro Loma-El Nido 115kV Line |  | 5 | 3 | YES | 3 | 5 | 1 | YES | 2
PG&E NGBA | Cresta | 230 | 0 | 0 | 0 | 0 | 0 | 0 | 0 | 0 | 0 | 0 | 0 | 0 | 0 | 0 | 0 | 0 | 0 | 0 | 0 | 0 | 0 | 0 | 0 | 0 | 0 | 0 | 0 | 0 | 0 | 0 | 0 | 0 | 0 | 0 | 0 | 0 | 0 | 0 | 0 | 1 | 1 | 0 | 1 | 0 | 1 | 1 | 1 | 1 | 0 | 0 | 0 | 0 | 0 | 0 | 0 | 0 | 0 | 0 | 0 | 1 | 1 | 0 | 0 | 0 | 0 | 0 | 0 | 0 | 0 | 0 | 0 | 0 | 0 | 0 | 0 | 0 | 0 | 0 | 0 | 0 | 0 | 0 | 0 | 0 | 0 | 0 | 0 | 0 | 0 | 0 | 0 | 0 | 0 | 0 | 0 | 0 | 0 | 0 |  | 0 | 0 | 0 | 0 | 0 | 0 | 0 | 0 | 0 | 0 | 0 | 0 | 0 | 0 | 0 | 0 | 0 | 0 | 0 | 0 | 0 | 0 | 0 | 0 | 0 | 0 | 0 | 0 | 0 | 0 | 3 | 0 | 2 | 0 | 0 | 1 | -1547.69 | -1002.9112 | -105.76 | Collinsville-Tesla 500 kV Line | Collinsville-Tesla 500 kV Line | Woodland- Davis 115kV line |  | 1 | 0 | 0 | 0 | 0 | 1 | -59.55 | 8.65 | -105.76 | Woodland- Davis 115kV line | Woodland- Davis 115kV line | Woodland- Davis 115kV line |  | 5 | 5 | NO | 5 | 3 | 3 | NO | 3
SDGE | Crestwood | 69 | 0 | 0 | 0 | 0 | 0 | 0 | 0 | 0 | 0 | 0 | 0 | 0 | 0 | 0 | 0 | 0 | 0 | 0 | 0 | 0 | 0 | 0 | 0 | 0 | 0 | 0 | 0 | 1 | 0 | 1 | 1 | 0 | 1 | 0 | 0 | 0 | 1 | 0 | 0 | 0 | 0 | 0 | 0 | 0 | 0 | 0 | 0 | 0 | 0 | 0 | 0 | 0 | 0 | 0 | 0 | 0 | 0 | 0 | 0 | 0 | 0 | 0 | 0 | 0 | 0 | 0 | 0 | 0 | 0 | 0 | 0 | 0 | 0 | 0 | 0 | 0 | 0 | 0 | 0 | 0 | 0 | 0 | 0 | 0 | 0 | 0 | 0 | 0 | 0 | 0 | 0 | 0 | 0 | 0 | 0 | 0 | 0 | 3 |  | 0 | 0 | 0 | 0 | 0 | 0 | 0 | 0 | 0 | 0 | 0 | 0 | 0 | 0 | 0 | 0 | 0 | 0 | 0 | 0 | 0 | 0 | 0 | 0 | 0 | 0 | 0 | 0 | 0 | 0 | 0 | 1 | 0 | 2 | 0 | 0 | -99.1 | -698.67 | 216.1064 | San Luis Rey-San Onofre 230 kV line constraint | San Luis Rey-San Onofre 230 kV line constraint | Silvergate-Old Town 230 kV constraint |  | 0 | 1 | 0 | 2 | 0 | 0 | -99.1 | -698.67 | 216.1064 | San Luis Rey-San Onofre 230 kV line constraint | San Luis Rey-San Onofre 230 kV line constraint | Silvergate-Old Town 230 kV constraint |  | 4 | 4 | NO | 4 | 1 | 1 | NO | 1
PG&E GBA | Crow Creek | 60 | 0 | 0 | 0 | 0 | 0 | 0 | 0 | 0 | 0 | 0 | 0 | 0 | 0 | 0 | 0 | 0 | 0 | 0 | 0 | 0 | 0 | 0 | 0 | 0 | 0 | 0 | 0 | 0 | 0 | 0 | 0 | 0 | 0 | 0 | 0 | 0 | 0 | 0 | 0 | 0 | 0 | 0 | 0 | 0 | 0 | 1 | 0 | 0 | 0 | 0 | 0 | 0 | 0 | 0 | 0 | 1 | 0 | 1 | 0 | 1 | 0 | 0 | 1 | 1 | 0 | 1 | 0 | 0 | 0 | 0 | 0 | 0 | 0 | 0 | 0 | 0 | 0 | 0 | 0 | 0 | 0 | 0 | 0 | 0 | 0 | 0 | 0 | 0 | 0 | 0 | 0 | 0 | 0 | 0 | 0 | 0 | 0 | 0 |  | 0 | 0 | 0 | 0 | 0 | 0 | 0 | 0 | 0 | 6 | 14 | 20 | 0 | 0 | 1 | 0 | 0 | 0 | 0 | 0 | 0 | 0 | 0 | 0 | 6 | 14 | 20 | 0 | 0 | 1 | 2 | 0 | 2 | 0 | 0 | 0 | -364.5 | -312.19 | 100.712 | Bellota-Weber 230kV line | Bellota-Weber 230kV line | Tesla-Salado 115 kV line |  | 1 | 0 | 1 | 0 | 0 | 0 | -52.2 | -4.83 | 100.712 | Kasson Jct-Heinz 115 kV line | Tesla-Salado 115 kV line | Tesla-Salado 115 kV line |  | 5 | 5 | NO | 5 | 1 | 1 | NO | 1
PG&E GBA | Crows Landing | 60 | 0 | 0 | 0 | 0 | 0 | 0 | 0 | 0 | 0 | 0 | 0 | 0 | 0 | 0 | 0 | 0 | 0 | 0 | 0 | 0 | 0 | 0 | 0 | 0 | 0 | 0 | 0 | 0 | 0 | 0 | 0 | 0 | 0 | 0 | 0 | 0 | 0 | 0 | 0 | 0 | 0 | 0 | 0 | 0 | 0 | 1 | 0 | 0 | 0 | 0 | 0 | 0 | 0 | 0 | 0 | 1 | 0 | 1 | 0 | 1 | 0 | 0 | 1 | 1 | 0 | 1 | 0 | 0 | 0 | 0 | 0 | 0 | 0 | 0 | 0 | 0 | 0 | 0 | 0 | 0 | 0 | 0 | 0 | 0 | 0 | 0 | 0 | 0 | 0 | 0 | 0 | 0 | 0 | 0 | 0 | 0 | 0 | 0 |  | 0 | 0 | 0 | 0 | 0 | 0 | 0 | 0 | 0 | 0 | 0 | 0 | 0 | 0 | 0 | 0 | 0 | 0 | 0 | 0 | 0 | 0 | 0 | 0 | 0 | 0 | 0 | 0 | 0 | 0 | 2 | 0 | 2 | 0 | 0 | 0 | -364.5 | -312.19 | 100.712 | Bellota-Weber 230kV line | Bellota-Weber 230kV line | Tesla-Salado 115 kV line |  | 1 | 0 | 1 | 0 | 0 | 0 | -52.2 | -4.83 | 100.712 | Kasson Jct-Heinz 115 kV line | Tesla-Salado 115 kV line | Tesla-Salado 115 kV line |  | 5 | 5 | NO | 5 | 1 | 1 | NO | 1
PG&E GBA | Curtis | 115 | 0 | 0 | 0 | 0 | 0 | 0 | 0 | 0 | 0 | 0 | 0 | 0 | 0 | 0 | 0 | 0 | 0 | 0 | 0 | 0 | 0 | 0 | 0 | 0 | 0 | 0 | 0 | 0 | 0 | 0 | 0 | 0 | 0 | 0 | 0 | 0 | 0 | 0 | 0 | 0 | 0 | 0 | 0 | 0 | 0 | 1 | 0 | 0 | 0 | 0 | 0 | 0 | 0 | 0 | 0 | 1 | 0 | 1 | 0 | 1 | 0 | 0 | 0 | 0 | 0 | 1 | 0 | 0 | 0 | 0 | 0 | 0 | 0 | 0 | 0 | 0 | 0 | 0 | 0 | 0 | 0 | 0 | 0 | 0 | 0 | 0 | 0 | 0 | 0 | 0 | 0 | 0 | 0 | 0 | 0 | 0 | 0 | 0 |  | 0 | 0 | 0 | 0 | 0 | 0 | 0 | 0 | 0 | 0 | 0 | 0 | 0 | 0 | 0 | 0 | 0 | 0 | 0 | 0 | 0 | 0 | 0 | 0 | 0 | 0 | 0 | 0 | 0 | 0 | 2 | 0 | 1 | 0 | 0 | 0 | -364.5 | -312.19 | 543.909 | Bellota-Weber 230kV line | Bellota-Weber 230kV line | Kasson Jct-Heinz 115 kV line |  | 1 | 0 | 0 | 0 | 0 | 0 | -52.2 | 5.59 | 543.909 | Kasson Jct-Heinz 115 kV line | Kasson Jct-Heinz 115 kV line | Kasson Jct-Heinz 115 kV line |  | 5 | 5 | NO | 5 | 1 | 1 | NO | 1
PG&E FRESNO | Dairyland | 115 | 0 | 0 | 0 | 0 | 0 | 0 | 0 | 0 | 0 | 0 | 0 | 0 | 0 | 0 | 0 | 0 | 0 | 0 | 0 | 0 | 0 | 0 | 0 | 0 | 0 | 0 | 0 | 0 | 0 | 0 | 0 | 0 | 0 | 0 | 0 | 0 | 0 | 0 | 0 | 0 | 0 | 0 | 0 | 0 | 0 | 1 | 0 | 0 | 0 | 0 | 0 | 0 | 0 | 0 | 0 | 0 | 0 | 0 | 0 | 0 | 0 | 0 | 0 | 0 | 0 | 0 | 0 | 0 | 0 | 0 | 0 | 0 | 0 | 0 | 0 | 0 | 0 | 0 | 0 | 1 | 0 | 1 | 1 | 1 | 0 | 1 | 0 | 1 | 0 | 0 | 0 | 0 | 1 | 0 | 0 | 0 | 0 | 1 |  | 0 | 0 | 0 | 0 | 0 | 0 | 0 | 0 | 0 | 0 | 0 | 0 | 0 | 0 | 0 | 0 | 0 | 0 | 0 | 0 | 0 | 0 | 0 | 0 | 0 | 0 | 0 | 0 | 0 | 0 | 2 | 0 | 3 | 1 | 1 | 0 | -364.5 | -4686.972 | -3687.5882 | Bellota-Weber 230kV line | Gates 500/230kV TB #11 | Gates 500/230kV TB #11 |  | 0 | 0 | 0 | 1 | 0 | 0 | 95.5 | -31.24 | 126.1276 | Bellota-Weber 230kV line | Los Banos 500/230kV TB | Oro Loma-El Nido 115kV Line |  | 5 | 3 | YES | 3 | 5 | 1 | YES | 2
PG&E NGBA | Davis | 115 | 0 | 0 | 0 | 0 | 0 | 0 | 0 | 0 | 0 | 0 | 0 | 0 | 0 | 0 | 0 | 0 | 0 | 0 | 0 | 0 | 0 | 0 | 0 | 0 | 0 | 0 | 0 | 0 | 0 | 0 | 0 | 0 | 0 | 0 | 0 | 0 | 0 | 0 | 0 | 1 | 0 | 0 | 0 | 0 | 0 | 0 | 0 | 0 | 0 | 0 | 0 | 0 | 0 | 1 | 1 | 1 | 0 | 0 | 0 | 0 | 0 | 0 | 0 | 0 | 0 | 0 | 1 | 0 | 0 | 0 | 0 | 0 | 0 | 0 | 0 | 0 | 0 | 0 | 0 | 0 | 0 | 0 | 0 | 0 | 0 | 0 | 0 | 0 | 0 | 0 | 0 | 0 | 0 | 0 | 0 | 0 | 0 | 0 |  | 0 | 0 | 0 | 0 | 0 | 0 | 0 | 0 | 0 | 0 | 0 | 0 | 0 | 0 | 0 | 0 | 0 | 0 | 0 | 0 | 0 | 0 | 0 | 0 | 0 | 100 | 0 | 0 | 0 | 1 | 3 | 0 | 2 | 0 | 0 | 0 | -1547.69 | -1002.9112 | 337.0526 | Collinsville-Tesla 500 kV Line | Collinsville-Tesla 500 kV Line | Birds Landing-Contra Costa 230kV Line |  | 0 | 0 | 0 | 0 | 0 | 0 | 504.61 | 796.7038 | 337.0526 | Contra Costa- Windmaster 230 kV line | Contra Costa- Windmaster 230 kV line | Birds Landing-Contra Costa 230kV Line |  | 5 | 1 | YES | 2 | 1 | 1 | NO | 1
SCE Metro | Del Amo | 500 | 0 | 0 | 0 | 0 | 0 | 0 | 0 | 0 | 0 | 1 | 0 | 0 | 0 | 0 | 0 | 0 | 0 | 0 | 0 | 0 | 0 | 0 | 0 | 0 | 0 | 0 | 0 | 0 | 0 | 0 | 0 | 0 | 0 | 0 | 0 | 0 | 0 | 0 | 0 | 0 | 0 | 0 | 0 | 0 | 0 | 0 | 0 | 0 | 0 | 0 | 0 | 0 | 0 | 0 | 0 | 0 | 0 | 0 | 0 | 0 | 0 | 0 | 0 | 0 | 0 | 0 | 0 | 0 | 0 | 0 | 0 | 0 | 0 | 0 | 0 | 0 | 0 | 0 | 0 | 0 | 0 | 0 | 0 | 0 | 0 | 0 | 0 | 0 | 0 | 0 | 0 | 0 | 0 | 0 | 0 | 0 | 0 | 0 |  | 0 | 0 | 0 | 0 | 0 | 0 | 0 | 0 | 0 | 0 | 0 | 0 | 0 | 0 | 0 | 0 | 0 | 0 | 0 | 0 | 0 | 0 | 0 | 0 | 0 | 0 | 0 | 912 | 0 | 1 | 0 | 0 | 0 | 0 | 0 | 0 | 3800.7188 | 8091.008 | 21779.8411 | SCE Metro Area Default Constraint | SCE Metro Area Default Constraint | SCE Metro Area Default Constraint |  | 0 | 0 | 0 | 0 | 0 | 0 | 3800.7188 | 8091.008 | 21779.8411 | SCE Metro Area Default Constraint | SCE Metro Area Default Constraint | SCE Metro Area Default Constraint |  | 1 | 1 | NO | 1 | 1 | 1 | NO | 1
SCE Metro | Del Amo | 230 | 0 | 0 | 0 | 0 | 0 | 0 | 0 | 0 | 0 | 1 | 0 | 0 | 0 | 0 | 0 | 0 | 0 | 0 | 0 | 0 | 0 | 0 | 0 | 0 | 0 | 0 | 0 | 0 | 0 | 0 | 0 | 0 | 0 | 0 | 0 | 0 | 0 | 0 | 0 | 0 | 0 | 0 | 0 | 0 | 0 | 0 | 0 | 0 | 0 | 0 | 0 | 0 | 0 | 0 | 0 | 0 | 0 | 0 | 0 | 0 | 0 | 0 | 0 | 0 | 0 | 0 | 0 | 0 | 0 | 0 | 0 | 0 | 0 | 0 | 0 | 0 | 0 | 0 | 0 | 0 | 0 | 0 | 0 | 0 | 0 | 0 | 0 | 0 | 0 | 0 | 0 | 0 | 0 | 0 | 0 | 0 | 0 | 0 |  | 0 | 0 | 0 | 0 | 0 | 0 | 0 | 0 | 0 | 0 | 0 | 0 | 0 | 0 | 0 | 0 | 0 | 0 | 0 | 0 | 0 | 0 | 0 | 0 | 0 | 0 | 0 | 800 | 0 | 1 | 0 | 0 | 0 | 0 | 0 | 0 | 3800.7188 | 8091.008 | 21779.8411 | SCE Metro Area Default Constraint | SCE Metro Area Default Constraint | SCE Metro Area Default Constraint |  | 0 | 0 | 0 | 0 | 0 | 0 | 3800.7188 | 8091.008 | 21779.8411 | SCE Metro Area Default Constraint | SCE Metro Area Default Constraint | SCE Metro Area Default Constraint |  | 1 | 1 | NO | 1 | 1 | 1 | NO | 1
SCE Eastern | Delaney | 500 | 0 | 0 | 0 | 0 | 0 | 0 | 0 | 0 | 0 | 0 | 0 | 0 | 0 | 0 | 0 | 0 | 1 | 1 | 0 | 0 | 0 | 1 | 0 | 0 | 1 | 0 | 0 | 0 | 0 | 0 | 0 | 0 | 0 | 0 | 0 | 0 | 0 | 0 | 0 | 0 | 0 | 0 | 0 | 0 | 0 | 0 | 0 | 0 | 0 | 0 | 0 | 0 | 0 | 0 | 0 | 0 | 0 | 0 | 0 | 0 | 0 | 0 | 0 | 0 | 0 | 0 | 0 | 0 | 0 | 0 | 0 | 0 | 0 | 0 | 0 | 0 | 0 | 0 | 0 | 0 | 0 | 0 | 0 | 0 | 0 | 0 | 0 | 0 | 0 | 0 | 0 | 0 | 0 | 0 | 0 | 0 | 0 | 2 |  | 0 | 0 | 0 | 0 | 0 | 0 | 0 | 0 | 0 | 0 | 0 | 0 | 0 | 0 | 0 | 0 | 0 | 0 | 0 | 0 | 0 | 0 | 0 | 0 | 0 | 1860 | 0 | 340 | 0 | 1 | 1 | 4 | 1 | 4 | 0 | 2 | -4343.191 | -2038.908 | -1396.283 | Lugo - Victorville area constraint | Lugo - Victorville area constraint | Lugo - Victorville area constraint |  | 0 | 6 | 0 | 3 | 0 | 0 | -1492.166 | -373.998 | 377.596 | Serrano-Alberhill-Valley Constraint | Serrano-Alberhill-Valley Constraint | Devers-Red Bluff Constraint |  | 5 | 4 | YES | 4 | 4 | 1 | YES | 2
PG&E NGBA | Delevan | 230 | 0 | 0 | 0 | 0 | 0 | 0 | 0 | 0 | 0 | 0 | 0 | 0 | 0 | 0 | 0 | 0 | 0 | 0 | 0 | 0 | 0 | 0 | 0 | 0 | 0 | 0 | 0 | 0 | 0 | 0 | 0 | 0 | 0 | 0 | 0 | 0 | 0 | 0 | 0 | 1 | 0 | 0 | 0 | 0 | 0 | 0 | 0 | 0 | 0 | 0 | 0 | 0 | 0 | 0 | 0 | 0 | 0 | 0 | 0 | 0 | 0 | 0 | 0 | 0 | 0 | 0 | 1 | 0 | 0 | 0 | 0 | 0 | 0 | 0 | 0 | 0 | 0 | 0 | 0 | 0 | 0 | 0 | 0 | 0 | 0 | 0 | 0 | 0 | 0 | 0 | 0 | 0 | 0 | 0 | 0 | 0 | 0 | 0 |  | 0 | 0 | 0 | 0 | 0 | 0 | 0 | 0 | 0 | 0 | 0 | 0 | 0 | 0 | 0 | 0 | 0 | 0 | 0 | 0 | 0 | 0 | 0 | 0 | 0 | 0 | 0 | 0 | 0 | 0 | 2 | 0 | 2 | 0 | 0 | 0 | -1547.69 | -1002.9112 | 337.0526 | Collinsville-Tesla 500 kV Line | Collinsville-Tesla 500 kV Line | Birds Landing-Contra Costa 230kV Line |  | 0 | 0 | 0 | 0 | 0 | 0 | 1452.61 | 1744.7038 | 337.0526 | Birds Landing-Contra Costa 230kV Line | Birds Landing-Contra Costa 230kV Line | Birds Landing-Contra Costa 230kV Line |  | 5 | 1 | YES | 2 | 1 | 1 | NO | 1
PG&E GBA | Delta PP | 230 | 0 | 0 | 0 | 0 | 0 | 0 | 0 | 0 | 0 | 0 | 0 | 0 | 0 | 0 | 0 | 0 | 0 | 0 | 0 | 0 | 0 | 0 | 0 | 0 | 0 | 0 | 0 | 0 | 0 | 0 | 0 | 0 | 0 | 0 | 0 | 0 | 0 | 0 | 0 | 1 | 0 | 0 | 0 | 0 | 0 | 0 | 0 | 0 | 0 | 0 | 0 | 0 | 0 | 1 | 0 | 1 | 0 | 0 | 0 | 0 | 0 | 0 | 0 | 0 | 0 | 1 | 0 | 0 | 0 | 0 | 0 | 0 | 0 | 0 | 0 | 0 | 0 | 0 | 0 | 0 | 0 | 0 | 0 | 0 | 0 | 0 | 0 | 0 | 0 | 0 | 0 | 0 | 0 | 0 | 0 | 0 | 0 | 0 |  | 0 | 0 | 0 | 0 | 0 | 0 | 0 | 0 | 0 | 0 | 0 | 0 | 0 | 0 | 0 | 0 | 0 | 0 | 0 | 0 | 0 | 0 | 0 | 0 | 0 | 0 | 0 | 0 | 0 | 0 | 2 | 0 | 1 | 0 | 0 | 0 | -1547.69 | -1002.9112 | 977.7909 | Collinsville-Tesla 500 kV Line | Collinsville-Tesla 500 kV Line | Collinsville-Tesla 500 kV Line |  | 0 | 0 | 0 | 0 | 0 | 0 | 2856.56 | 2425.6138 | 977.7909 | Tesla-Tracy-Pump 230 kV line #2 | Tesla-Tracy-Pump 230 kV line #2 | Collinsville-Tesla 500 kV Line |  | 5 | 1 | YES | 2 | 1 | 1 | NO | 1
EOP | Desert View | 230 | 0 | 0 | 0 | 0 | 0 | 0 | 0 | 0 | 0 | 0 | 0 | 0 | 0 | 0 | 0 | 0 | 0 | 0 | 0 | 0 | 0 | 0 | 1 | 1 | 1 | 0 | 0 | 0 | 0 | 0 | 0 | 0 | 0 | 0 | 0 | 0 | 0 | 0 | 0 | 0 | 0 | 0 | 0 | 0 | 0 | 0 | 0 | 0 | 0 | 0 | 0 | 0 | 0 | 0 | 0 | 0 | 0 | 0 | 0 | 0 | 0 | 0 | 0 | 0 | 0 | 0 | 0 | 0 | 0 | 0 | 0 | 0 | 0 | 0 | 0 | 0 | 0 | 0 | 0 | 0 | 0 | 0 | 0 | 0 | 0 | 0 | 0 | 0 | 0 | 0 | 0 | 0 | 0 | 0 | 0 | 0 | 0 | 2 |  | 0 | 0 | 0 | 0 | 0 | 0 | 0 | 0 | 0 | 0 | 0 | 0 | 0 | 0 | 0 | 0 | 0 | 0 | 0 | 0 | 0 | 0 | 0 | 0 | 0 | 0 | 0 | 0 | 0 | 0 | 1 | 1 | 1 | 0 | 0 | 1 | -4343.191 | -2038.908 | -1396.283 | Lugo - Victorville area constraint | Lugo - Victorville area constraint | Lugo - Victorville area constraint |  | 0 | 1 | 0 | 0 | 0 | 0 | -160.5 | 1398.25 | 3367.55 | Sloan Canyon - Eldorado 500 kV constraint | Sloan Canyon - Eldorado 500 kV constraint | GLW 230kV area constraint |  | 5 | 3 | YES | 3 | 4 | 1 | YES | 2
SCE Eastern | Devers | 230 | 0 | 0 | 0 | 0 | 0 | 0 | 0 | 0 | 0 | 0 | 0 | 0 | 0 | 0 | 0 | 0 | 0 | 0 | 0 | 1 | 0 | 1 | 0 | 0 | 0 | 0 | 0 | 0 | 0 | 0 | 0 | 0 | 0 | 0 | 0 | 0 | 0 | 0 | 0 | 0 | 0 | 0 | 0 | 0 | 0 | 0 | 0 | 0 | 0 | 0 | 0 | 0 | 0 | 0 | 0 | 0 | 0 | 0 | 0 | 0 | 0 | 0 | 0 | 0 | 0 | 0 | 0 | 0 | 0 | 0 | 0 | 0 | 0 | 0 | 0 | 0 | 0 | 0 | 0 | 0 | 0 | 0 | 0 | 0 | 0 | 0 | 0 | 0 | 0 | 0 | 0 | 0 | 0 | 0 | 0 | 0 | 0 | 1 |  | 0 | 0 | 57 | 0 | 0 | 0 | 0 | 0 | 0 | 0 | 0 | 345 | 360 | 0 | 1 | 0 | 0 | 57 | 0 | 0 | 0 | 0 | 0 | 0 | 300 | 0 | 545 | 460 | 0 | 1 | 1 | 2 | 1 | 2 | 0 | 0 | -3014.166 | -2415.89 | 4051.236 | Serrano-Alberhill-Valley Constraint | Etiwanda-Rancho Vista Constraint | Serrano-Alberhill-Valley Constraint |  | 1 | 3 | 1 | 3 | 0 | 0 | -1492.166 | -2415.89 | 4353.39 | Serrano-Alberhill-Valley Constraint | Etiwanda-Rancho Vista Constraint | Etiwanda-Rancho Vista Constraint |  | 5 | 5 | NO | 5 | 1 | 1 | NO | 1
SCE Eastern | Devers | 500 | 0 | 0 | 0 | 0 | 0 | 0 | 0 | 0 | 0 | 0 | 0 | 0 | 0 | 0 | 0 | 0 | 0 | 0 | 0 | 1 | 0 | 1 | 0 | 0 | 0 | 0 | 0 | 0 | 0 | 0 | 0 | 0 | 0 | 0 | 0 | 0 | 0 | 0 | 0 | 0 | 0 | 0 | 0 | 0 | 0 | 0 | 0 | 0 | 0 | 0 | 0 | 0 | 0 | 0 | 0 | 0 | 0 | 0 | 0 | 0 | 0 | 0 | 0 | 0 | 0 | 0 | 0 | 0 | 0 | 0 | 0 | 0 | 0 | 0 | 0 | 0 | 0 | 0 | 0 | 0 | 0 | 0 | 0 | 0 | 0 | 0 | 0 | 0 | 0 | 0 | 0 | 0 | 0 | 0 | 0 | 0 | 0 | 1 |  | 0 | 0 | 0 | 0 | 0 | 0 | 0 | 0 | 0 | 0 | 0 | 0 | 0 | 0 | 0 | 0 | 0 | 0 | 0 | 0 | 0 | 0 | 0 | 0 | 0 | 0 | 0 | 0 | 0 | 0 | 1 | 2 | 1 | 2 | 0 | 0 | -3014.166 | -2415.89 | 4051.236 | Serrano-Alberhill-Valley Constraint | Etiwanda-Rancho Vista Constraint | Serrano-Alberhill-Valley Constraint |  | 1 | 3 | 1 | 3 | 0 | 0 | -1492.166 | -2415.89 | 4353.39 | Serrano-Alberhill-Valley Constraint | Etiwanda-Rancho Vista Constraint | Etiwanda-Rancho Vista Constraint |  | 5 | 5 | NO | 5 | 1 | 1 | NO | 1
PG&E KERN | Diablo Canyon | 230 | 0 | 0 | 0 | 0 | 0 | 0 | 0 | 0 | 0 | 0 | 0 | 0 | 0 | 0 | 0 | 0 | 0 | 0 | 0 | 0 | 0 | 0 | 0 | 0 | 0 | 0 | 0 | 0 | 0 | 0 | 0 | 0 | 0 | 0 | 0 | 0 | 0 | 0 | 0 | 0 | 0 | 0 | 0 | 0 | 0 | 0 | 0 | 0 | 0 | 0 | 0 | 0 | 0 | 0 | 0 | 0 | 0 | 0 | 0 | 0 | 0 | 0 | 0 | 0 | 0 | 0 | 0 | 1 | 1 | 0 | 0 | 0 | 0 | 0 | 0 | 0 | 0 | 0 | 0 | 1 | 0 | 0 | 0 | 0 | 0 | 1 | 0 | 0 | 0 | 0 | 0 | 0 | 0 | 0 | 0 | 1 | 0 | 1 |  | 0 | 0 | 0 | 0 | 0 | 0 | 0 | 0 | 0 | 0 | 0 | 0 | 0 | 0 | 0 | 0 | 0 | 0 | 0 | 0 | 0 | 0 | 0 | 0 | 0 | 0 | 0 | 0 | 0 | 0 | 0 | 0 | 1 | 1 | 1 | 0 | 120.85 | -4686.972 | -3687.5882 | Cal Flat-Gates 230 kV line | Gates 500/230kV TB #11 | Gates 500/230kV TB #11 |  | 0 | 0 | 0 | 1 | 0 | 0 | 120.85 | -31.24 | 251.3788 | Cal Flat-Gates 230 kV line | Los Banos 500/230kV TB | Gates-Arco 230 kV Line |  | 5 | 3 | YES | 3 | 5 | 1 | YES | 2
PG&E KERN | Diablo Canyon | 500 | 0 | 0 | 0 | 0 | 0 | 0 | 0 | 0 | 0 | 0 | 0 | 0 | 0 | 0 | 0 | 0 | 0 | 0 | 0 | 0 | 0 | 0 | 0 | 0 | 0 | 0 | 0 | 0 | 0 | 0 | 0 | 0 | 0 | 0 | 0 | 0 | 0 | 0 | 0 | 0 | 0 | 0 | 0 | 0 | 0 | 0 | 0 | 0 | 0 | 0 | 0 | 0 | 0 | 0 | 0 | 0 | 0 | 0 | 0 | 0 | 0 | 0 | 0 | 0 | 0 | 0 | 0 | 0 | 0 | 0 | 0 | 0 | 0 | 0 | 0 | 0 | 0 | 0 | 0 | 0 | 0 | 0 | 0 | 0 | 0 | 0 | 0 | 0 | 0 | 0 | 0 | 0 | 0 | 1 | 1 | 0 | 0 | 0 |  | 0 | 0 | 0 | 0 | 0 | 0 | 0 | 0 | 0 | 0 | 0 | 0 | 0 | 0 | 0 | 0 | 0 | 0 | 0 | 0 | 0 | 0 | 0 | 0 | 0 | 0 | 0 | 0 | 0 | 0 | 0 | 0 | 1 | 0 | 0 | 1 | 2289.77 | -1717.512 | -2136.2316 | Mustang-Henrietta 230 kV line | Mustang-Henrietta 230 kV line | Mustang-Henrietta 230 kV line |  | 0 | 0 | 0 | 0 | 0 | 0 | 4768.77 | 761.488 | 342.7684 | Mustang-Henrietta 230 kV line | Mustang-Henrietta 230 kV line | Mustang-Henrietta 230 kV line |  | 5 | 1 | YES | 2 | 4 | 1 | YES | 2
PG&E KERN | Divide | 115 | 0 | 0 | 0 | 0 | 0 | 0 | 0 | 0 | 0 | 0 | 0 | 0 | 0 | 0 | 0 | 0 | 0 | 0 | 0 | 0 | 0 | 0 | 0 | 0 | 0 | 0 | 0 | 0 | 0 | 0 | 0 | 0 | 0 | 0 | 0 | 0 | 0 | 0 | 0 | 0 | 0 | 0 | 0 | 0 | 0 | 0 | 0 | 0 | 0 | 0 | 0 | 0 | 0 | 0 | 0 | 0 | 0 | 0 | 0 | 0 | 0 | 0 | 0 | 0 | 0 | 0 | 0 | 1 | 1 | 0 | 0 | 0 | 0 | 0 | 0 | 0 | 0 | 0 | 0 | 1 | 0 | 0 | 0 | 0 | 0 | 1 | 0 | 0 | 0 | 0 | 0 | 0 | 0 | 0 | 0 | 1 | 0 | 1 |  | 0 | 0 | 0 | 0 | 0 | 0 | 0 | 0 | 0 | 0 | 0 | 0 | 0 | 0 | 0 | 0 | 0 | 0 | 0 | 0 | 0 | 0 | 0 | 0 | 0 | 0 | 0 | 0 | 0 | 0 | 0 | 0 | 1 | 1 | 1 | 0 | 120.85 | -4686.972 | -3687.5882 | Cal Flat-Gates 230 kV line | Gates 500/230kV TB #11 | Gates 500/230kV TB #11 |  | 0 | 0 | 0 | 1 | 0 | 0 | 120.85 | -31.24 | 251.3788 | Cal Flat-Gates 230 kV line | Los Banos 500/230kV TB | Gates-Arco 230 kV Line |  | 5 | 3 | YES | 3 | 5 | 1 | YES | 2
PG&E GBA | Dixon Landing | 115 | 0 | 0 | 0 | 0 | 0 | 0 | 0 | 0 | 0 | 0 | 0 | 0 | 0 | 0 | 0 | 0 | 0 | 0 | 0 | 0 | 0 | 0 | 0 | 0 | 0 | 0 | 0 | 0 | 0 | 0 | 0 | 0 | 0 | 0 | 0 | 0 | 0 | 0 | 0 | 0 | 0 | 0 | 0 | 0 | 0 | 0 | 0 | 0 | 0 | 0 | 0 | 0 | 0 | 0 | 0 | 1 | 0 | 0 | 0 | 1 | 0 | 0 | 0 | 0 | 0 | 0 | 0 | 0 | 0 | 0 | 0 | 0 | 0 | 0 | 0 | 0 | 0 | 0 | 0 | 0 | 0 | 0 | 0 | 0 | 0 | 0 | 0 | 0 | 0 | 0 | 0 | 0 | 0 | 0 | 0 | 0 | 0 | 0 |  | 0 | 0 | 0 | 0 | 0 | 0 | 0 | 0 | 0 | 0 | 0 | 0 | 0 | 0 | 0 | 23 | 0 | 0 | 0 | 0 | 0 | 0 | 0 | 0 | 0 | 0 | 0 | 0 | 0 | 1 | 0 | 0 | 0 | 0 | 0 | 0 | 1239.96 | 828.4538 | 1461.1652 | Tesla-Bellota 230 kV line | Tesla-Bellota 230 kV line | Tesla-Bellota 230 kV line |  | 0 | 0 | 0 | 0 | 0 | 0 | 1539.96 | 1128.4538 | 1461.1652 | Tesla-Bellota 230 kV line | Tesla-Bellota 230 kV line | Tesla-Bellota 230 kV line |  | 1 | 1 | NO | 1 | 1 | 1 | NO | 1
PG&E FRESNO | Dos Amigos | 230 | 0 | 0 | 0 | 0 | 0 | 0 | 0 | 0 | 0 | 0 | 0 | 0 | 0 | 0 | 0 | 0 | 0 | 0 | 0 | 0 | 0 | 0 | 0 | 0 | 0 | 0 | 0 | 0 | 0 | 0 | 0 | 0 | 0 | 0 | 0 | 0 | 0 | 0 | 0 | 0 | 0 | 0 | 0 | 0 | 0 | 0 | 0 | 0 | 0 | 0 | 0 | 0 | 0 | 0 | 0 | 0 | 0 | 0 | 0 | 0 | 0 | 0 | 0 | 0 | 0 | 0 | 0 | 0 | 0 | 0 | 0 | 0 | 0 | 0 | 0 | 0 | 0 | 0 | 1 | 0 | 0 | 0 | 0 | 0 | 0 | 1 | 0 | 0 | 0 | 0 | 0 | 0 | 0 | 0 | 0 | 0 | 0 | 1 |  | 0 | 0 | 0 | 0 | 0 | 0 | 0 | 0 | 0 | 0 | 0 | 0 | 0 | 0 | 0 | 10 | 0 | 0 | 0 | 0 | 0 | 0 | 0 | 3 | 632 | 0 | 0 | 758 | 0 | 1 | 0 | 0 | 1 | 1 | 1 | 0 | 119.27 | -3815.842 | -3618.543 | Gates 500/230kV TB #12 | Gates 500/230kV TB #12 | Gates 500/230kV TB #12 |  | 0 | 0 | 0 | 1 | 0 | 0 | 244.55 | -31.24 | 3224.457 | Los Banos 500/230kV TB | Los Banos 500/230kV TB | Gates 500/230kV TB #12 |  | 5 | 3 | YES | 3 | 5 | 1 | YES | 2
PG&E NGBA | Drum | 115 | 0 | 0 | 0 | 0 | 0 | 0 | 0 | 0 | 0 | 0 | 0 | 0 | 0 | 0 | 0 | 0 | 0 | 0 | 0 | 0 | 0 | 0 | 0 | 0 | 0 | 0 | 0 | 0 | 0 | 0 | 0 | 0 | 0 | 0 | 0 | 0 | 0 | 0 | 0 | 1 | 1 | 0 | 1 | 0 | 0 | 1 | 1 | 1 | 0 | 0 | 0 | 0 | 0 | 0 | 0 | 0 | 0 | 0 | 0 | 1 | 1 | 0 | 0 | 0 | 0 | 0 | 0 | 0 | 0 | 0 | 0 | 0 | 0 | 0 | 0 | 0 | 0 | 0 | 0 | 0 | 0 | 0 | 0 | 0 | 0 | 0 | 0 | 0 | 0 | 0 | 0 | 0 | 0 | 0 | 0 | 0 | 0 | 0 |  | 0 | 0 | 0 | 0 | 0 | 0 | 0 | 0 | 0 | 0 | 0 | 0 | 0 | 0 | 0 | 0 | 0 | 0 | 0 | 0 | 0 | 0 | 0 | 0 | 0 | 0 | 0 | 0 | 0 | 0 | 3 | 0 | 2 | 0 | 0 | 1 | -1547.69 | -1002.9112 | -105.76 | Collinsville-Tesla 500 kV Line | Collinsville-Tesla 500 kV Line | Woodland- Davis 115kV line |  | 1 | 0 | 0 | 0 | 0 | 1 | -59.55 | 8.65 | -105.76 | Woodland- Davis 115kV line | Woodland- Davis 115kV line | Woodland- Davis 115kV line |  | 5 | 5 | NO | 5 | 3 | 3 | NO | 3
PG&E GBA | Dumbarton | 115 | 0 | 0 | 0 | 0 | 0 | 0 | 0 | 0 | 0 | 0 | 0 | 0 | 0 | 0 | 0 | 0 | 0 | 0 | 0 | 0 | 0 | 0 | 0 | 0 | 0 | 0 | 0 | 0 | 0 | 0 | 0 | 0 | 0 | 0 | 0 | 0 | 0 | 0 | 0 | 1 | 0 | 0 | 0 | 0 | 0 | 0 | 0 | 0 | 0 | 0 | 0 | 0 | 1 | 0 | 0 | 0 | 0 | 0 | 0 | 0 | 0 | 0 | 0 | 0 | 0 | 0 | 0 | 0 | 0 | 0 | 0 | 0 | 0 | 0 | 0 | 0 | 0 | 0 | 0 | 0 | 0 | 0 | 0 | 0 | 0 | 0 | 0 | 0 | 0 | 0 | 0 | 0 | 0 | 0 | 0 | 0 | 0 | 1 |  | 0 | 0 | 0 | 0 | 0 | 0 | 0 | 0 | 0 | 0 | 0 | 0 | 0 | 0 | 0 | 0 | 0 | 0 | 0 | 0 | 0 | 0 | 0 | 0 | 0 | 0 | 0 | 0 | 0 | 0 | 1 | 0 | 1 | 0 | 0 | 0 | -1547.69 | -1002.9112 | 977.7909 | Collinsville-Tesla 500 kV Line | Collinsville-Tesla 500 kV Line | Collinsville-Tesla 500 kV Line |  | 0 | 0 | 0 | 0 | 0 | 0 | 2401.7 | 2386.26 | 977.7909 | Sobrante-Moraga 230 kV line | Sobrante-Moraga 230 kV line | Collinsville-Tesla 500 kV Line |  | 5 | 1 | YES | 2 | 1 | 1 | NO | 1
SCE NOL | Dunn Siding | 115 | 0 | 0 | 0 | 0 | 0 | 0 | 0 | 0 | 0 | 0 | 0 | 1 | 1 | 1 | 0 | 0 | 0 | 0 | 0 | 0 | 0 | 0 | 0 | 0 | 0 | 0 | 0 | 0 | 0 | 0 | 0 | 0 | 0 | 0 | 0 | 0 | 0 | 0 | 0 | 0 | 0 | 0 | 0 | 0 | 0 | 0 | 0 | 0 | 0 | 0 | 0 | 0 | 0 | 0 | 0 | 0 | 0 | 0 | 0 | 0 | 0 | 0 | 0 | 0 | 0 | 0 | 0 | 0 | 0 | 0 | 0 | 0 | 0 | 0 | 0 | 0 | 0 | 0 | 0 | 0 | 0 | 0 | 0 | 0 | 0 | 0 | 0 | 0 | 0 | 0 | 0 | 0 | 0 | 0 | 0 | 0 | 0 | 3 |  | 0 | 0 | 0 | 0 | 0 | 0 | 0 | 0 | 0 | 0 | 0 | 0 | 0 | 0 | 0 | 0 | 0 | 0 | 0 | 0 | 0 | 0 | 0 | 0 | 0 | 0 | 0 | 0 | 0 | 0 | 0 | 2 | 0 | 4 | 0 | 0 | -280.6 | -137.55 | 1093.724 | South of Kramer Area Constraint | Lugo Transformer Area Constraint | South of Kramer Area Constraint |  | 0 | 2 | 0 | 4 | 0 | 0 | -280.6 | -137.55 | 1093.724 | South of Kramer Area Constraint | Lugo Transformer Area Constraint | South of Kramer Area Constraint |  | 4 | 4 | NO | 4 | 1 | 1 | NO | 1
SCE Eastern | Eagle Mountain | 230 | 0 | 0 | 0 | 0 | 0 | 0 | 0 | 0 | 0 | 0 | 0 | 0 | 0 | 0 | 0 | 0 | 0 | 0 | 1 | 1 | 0 | 1 | 0 | 0 | 0 | 0 | 0 | 0 | 0 | 0 | 0 | 0 | 0 | 0 | 0 | 0 | 0 | 0 | 0 | 0 | 0 | 0 | 0 | 0 | 0 | 0 | 0 | 0 | 0 | 0 | 0 | 0 | 0 | 0 | 0 | 0 | 0 | 0 | 0 | 0 | 0 | 0 | 0 | 0 | 0 | 0 | 0 | 0 | 0 | 0 | 0 | 0 | 0 | 0 | 0 | 0 | 0 | 0 | 0 | 0 | 0 | 0 | 0 | 0 | 0 | 0 | 0 | 0 | 0 | 0 | 0 | 0 | 0 | 0 | 0 | 0 | 0 | 1 |  | 0 | 0 | 0 | 0 | 0 | 0 | 0 | 0 | 0 | 0 | 0 | 0 | 0 | 0 | 0 | 0 | 0 | 0 | 0 | 0 | 0 | 0 | 0 | 0 | 0 | 0 | 0 | 0 | 0 | 0 | 2 | 2 | 2 | 2 | 0 | 1 | -3014.166 | -2415.89 | -950.84 | Serrano-Alberhill-Valley Constraint | Etiwanda-Rancho Vista Constraint | Eagle Mountain Constraint |  | 1 | 4 | 1 | 4 | 0 | 1 | -1492.166 | -2415.89 | -950.84 | Serrano-Alberhill-Valley Constraint | Etiwanda-Rancho Vista Constraint | Eagle Mountain Constraint |  | 5 | 5 | NO | 5 | 4 | 4 | NO | 4
PG&E NGBA | Eagle Rock (PGE) | 60 | 0 | 0 | 0 | 0 | 0 | 0 | 0 | 0 | 0 | 0 | 0 | 0 | 0 | 0 | 0 | 0 | 0 | 0 | 0 | 0 | 0 | 0 | 0 | 0 | 0 | 0 | 0 | 0 | 0 | 0 | 0 | 0 | 0 | 0 | 0 | 0 | 0 | 0 | 0 | 1 | 0 | 0 | 0 | 0 | 0 | 0 | 0 | 0 | 0 | 0 | 0 | 0 | 1 | 0 | 0 | 0 | 0 | 0 | 0 | 0 | 0 | 0 | 0 | 0 | 0 | 0 | 1 | 0 | 0 | 0 | 0 | 0 | 0 | 0 | 0 | 0 | 0 | 0 | 0 | 0 | 0 | 0 | 0 | 0 | 0 | 0 | 0 | 0 | 0 | 0 | 0 | 0 | 0 | 0 | 0 | 0 | 0 | 1 |  | 0 | 0 | 0 | 0 | 0 | 0 | 0 | 0 | 0 | 0 | 0 | 0 | 0 | 0 | 0 | 0 | 0 | 0 | 0 | 0 | 0 | 0 | 0 | 0 | 0 | 0 | 0 | 0 | 0 | 0 | 2 | 0 | 2 | 0 | 0 | 0 | -1547.69 | -1002.9112 | 337.0526 | Collinsville-Tesla 500 kV Line | Collinsville-Tesla 500 kV Line | Birds Landing-Contra Costa 230kV Line |  | 0 | 0 | 0 | 0 | 0 | 0 | 1452.61 | 1744.7038 | 337.0526 | Birds Landing-Contra Costa 230kV Line | Birds Landing-Contra Costa 230kV Line | Birds Landing-Contra Costa 230kV Line |  | 5 | 1 | YES | 2 | 1 | 1 | NO | 1
PG&E NGBA | Eagle Rock (PGE) | 115 | 0 | 0 | 0 | 0 | 0 | 0 | 0 | 0 | 0 | 0 | 0 | 0 | 0 | 0 | 0 | 0 | 0 | 0 | 0 | 0 | 0 | 0 | 0 | 0 | 0 | 0 | 0 | 0 | 0 | 0 | 0 | 0 | 0 | 0 | 0 | 0 | 0 | 0 | 0 | 1 | 0 | 1 | 0 | 0 | 0 | 0 | 0 | 0 | 0 | 0 | 0 | 0 | 1 | 0 | 1 | 1 | 0 | 0 | 0 | 0 | 0 | 0 | 0 | 0 | 0 | 0 | 1 | 0 | 0 | 0 | 0 | 0 | 0 | 0 | 0 | 0 | 0 | 0 | 0 | 0 | 0 | 0 | 0 | 0 | 0 | 0 | 0 | 0 | 0 | 0 | 0 | 0 | 0 | 0 | 0 | 0 | 0 | 1 |  | -7 | 0 | 0 | 0 | 0 | 0 | 0 | 0 | 0 | 0 | 0 | 0 | 0 | 0 | 1 | 0 | 0 | 0 | 0 | 0 | 0 | 0 | 0 | 0 | 0 | 0 | 0 | 0 | 0 | 0 | 2 | 0 | 2 | 0 | 0 | 0 | -1547.69 | -1002.9112 | 337.0526 | Collinsville-Tesla 500 kV Line | Collinsville-Tesla 500 kV Line | Birds Landing-Contra Costa 230kV Line |  | 0 | 0 | 0 | 0 | 0 | 0 | 504.61 | 771.8 | 337.0526 | Contra Costa- Windmaster 230 kV line | Cortina-Eagle Rock 115 kV line | Birds Landing-Contra Costa 230kV Line |  | 5 | 1 | YES | 2 | 1 | 1 | NO | 1
SCE Metro | Eagle Rock (SCE) | 230 | 0 | 0 | 0 | 0 | 0 | 0 | 0 | 0 | 0 | 1 | 0 | 0 | 0 | 0 | 0 | 0 | 0 | 0 | 0 | 0 | 0 | 0 | 0 | 0 | 0 | 0 | 0 | 0 | 0 | 0 | 0 | 0 | 0 | 0 | 0 | 0 | 0 | 0 | 0 | 0 | 0 | 0 | 0 | 0 | 0 | 0 | 0 | 0 | 0 | 0 | 0 | 0 | 0 | 0 | 0 | 0 | 0 | 0 | 0 | 0 | 0 | 0 | 0 | 0 | 0 | 0 | 0 | 0 | 0 | 0 | 0 | 0 | 0 | 0 | 0 | 0 | 0 | 0 | 0 | 0 | 0 | 0 | 0 | 0 | 0 | 0 | 0 | 0 | 0 | 0 | 0 | 0 | 0 | 0 | 0 | 0 | 0 | 0 |  | 0 | 0 | 0 | 0 | 0 | 0 | 0 | 0 | 0 | 0 | 0 | 0 | 0 | 0 | 0 | 0 | 0 | 0 | 0 | 0 | 0 | 0 | 0 | 0 | 0 | 0 | 0 | 590 | 0 | 1 | 0 | 0 | 0 | 0 | 0 | 0 | 3800.7188 | 8091.008 | 21779.8411 | SCE Metro Area Default Constraint | SCE Metro Area Default Constraint | SCE Metro Area Default Constraint |  | 0 | 0 | 0 | 0 | 0 | 0 | 3800.7188 | 8091.008 | 21779.8411 | SCE Metro Area Default Constraint | SCE Metro Area Default Constraint | SCE Metro Area Default Constraint |  | 1 | 1 | NO | 1 | 1 | 1 | NO | 1
PG&E NGBA | East Marysville | 115 | 0 | 0 | 0 | 0 | 0 | 0 | 0 | 0 | 0 | 0 | 0 | 0 | 0 | 0 | 0 | 0 | 0 | 0 | 0 | 0 | 0 | 0 | 0 | 0 | 0 | 0 | 0 | 0 | 0 | 0 | 0 | 0 | 0 | 0 | 0 | 0 | 0 | 0 | 0 | 1 | 0 | 0 | 0 | 0 | 0 | 1 | 0 | 1 | 0 | 0 | 0 | 0 | 0 | 0 | 0 | 0 | 0 | 0 | 0 | 1 | 0 | 0 | 0 | 0 | 0 | 0 | 0 | 0 | 0 | 0 | 0 | 0 | 0 | 0 | 0 | 0 | 0 | 0 | 0 | 0 | 0 | 0 | 0 | 0 | 0 | 0 | 0 | 0 | 0 | 0 | 0 | 0 | 0 | 0 | 0 | 0 | 0 | 0 |  | 0 | 0 | 0 | 0 | 0 | 0 | 0 | 0 | 0 | 0 | 0 | 0 | 0 | 0 | 0 | 0 | 0 | 0 | 0 | 0 | 0 | 0 | 0 | 0 | 0 | 0 | 0 | 0 | 0 | 0 | 2 | 0 | 2 | 0 | 0 | 0 | -1547.69 | -1002.9112 | 18.3836 | Collinsville-Tesla 500 kV Line | Collinsville-Tesla 500 kV Line | Rio Oso-Lockeford 230kV line |  | 0 | 0 | 0 | 0 | 0 | 0 | 95.5 | 147.81 | 18.3836 | Bellota-Weber 230kV line | Bellota-Weber 230kV line | Rio Oso-Lockeford 230kV line |  | 5 | 1 | YES | 2 | 1 | 1 | NO | 1
PG&E NGBA | East Nicolaus | 115 | 0 | 0 | 0 | 0 | 0 | 0 | 0 | 0 | 0 | 0 | 0 | 0 | 0 | 0 | 0 | 0 | 0 | 0 | 0 | 0 | 0 | 0 | 0 | 0 | 0 | 0 | 0 | 0 | 0 | 0 | 0 | 0 | 0 | 0 | 0 | 0 | 0 | 0 | 0 | 1 | 0 | 0 | 0 | 0 | 0 | 1 | 0 | 1 | 0 | 0 | 0 | 0 | 0 | 0 | 0 | 0 | 0 | 0 | 0 | 1 | 1 | 0 | 0 | 0 | 0 | 0 | 0 | 0 | 0 | 0 | 0 | 0 | 0 | 0 | 0 | 0 | 0 | 0 | 0 | 0 | 0 | 0 | 0 | 0 | 0 | 0 | 0 | 0 | 0 | 0 | 0 | 0 | 0 | 0 | 0 | 0 | 0 | 0 |  | 0 | 0 | 0 | 0 | 0 | 0 | 0 | 0 | 0 | 0 | 0 | 0 | 0 | 0 | 0 | 0 | 0 | 0 | 0 | 0 | 0 | 0 | 0 | 0 | 0 | 0 | 0 | 0 | 0 | 0 | 2 | 0 | 2 | 0 | 0 | 0 | -1547.69 | -1002.9112 | 18.3836 | Collinsville-Tesla 500 kV Line | Collinsville-Tesla 500 kV Line | Rio Oso-Lockeford 230kV line |  | 0 | 0 | 0 | 0 | 0 | 0 | 95.5 | 147.81 | 18.3836 | Bellota-Weber 230kV line | Bellota-Weber 230kV line | Rio Oso-Lockeford 230kV line |  | 5 | 1 | YES | 2 | 1 | 1 | NO | 1
PG&E NGBA | East Nicolaus | 60 | 0 | 0 | 0 | 0 | 0 | 0 | 0 | 0 | 0 | 0 | 0 | 0 | 0 | 0 | 0 | 0 | 0 | 0 | 0 | 0 | 0 | 0 | 0 | 0 | 0 | 0 | 0 | 0 | 0 | 0 | 0 | 0 | 0 | 0 | 0 | 0 | 0 | 0 | 0 | 1 | 0 | 0 | 0 | 0 | 0 | 1 | 0 | 1 | 0 | 0 | 0 | 0 | 0 | 0 | 0 | 0 | 0 | 0 | 0 | 1 | 1 | 0 | 0 | 0 | 0 | 0 | 0 | 0 | 0 | 0 | 0 | 0 | 0 | 0 | 0 | 0 | 0 | 0 | 0 | 0 | 0 | 0 | 0 | 0 | 0 | 0 | 0 | 0 | 0 | 0 | 0 | 0 | 0 | 0 | 0 | 0 | 0 | 0 |  | 0 | 0 | 0 | 0 | 0 | 0 | 0 | 0 | 0 | 0 | 0 | 0 | 0 | 0 | 0 | 0 | 0 | 0 | 0 | 0 | 0 | 0 | 0 | 0 | 0 | 0 | 0 | 0 | 0 | 0 | 2 | 0 | 2 | 0 | 0 | 0 | -1547.69 | -1002.9112 | 18.3836 | Collinsville-Tesla 500 kV Line | Collinsville-Tesla 500 kV Line | Rio Oso-Lockeford 230kV line |  | 0 | 0 | 0 | 0 | 0 | 0 | 95.5 | 147.81 | 18.3836 | Bellota-Weber 230kV line | Bellota-Weber 230kV line | Rio Oso-Lockeford 230kV line |  | 5 | 1 | YES | 2 | 1 | 1 | NO | 1
PG&E GBA | Eastshore | 115 | 0 | 0 | 0 | 0 | 0 | 0 | 0 | 0 | 0 | 0 | 0 | 0 | 0 | 0 | 0 | 0 | 0 | 0 | 0 | 0 | 0 | 0 | 0 | 0 | 0 | 0 | 0 | 0 | 0 | 0 | 0 | 0 | 0 | 0 | 0 | 0 | 0 | 0 | 0 | 1 | 0 | 0 | 0 | 0 | 0 | 0 | 0 | 0 | 0 | 0 | 0 | 0 | 1 | 0 | 0 | 0 | 0 | 0 | 0 | 0 | 0 | 0 | 0 | 0 | 0 | 0 | 0 | 0 | 0 | 0 | 0 | 0 | 0 | 0 | 0 | 0 | 0 | 0 | 0 | 0 | 0 | 0 | 0 | 0 | 0 | 0 | 0 | 0 | 0 | 0 | 0 | 0 | 0 | 0 | 0 | 0 | 0 | 1 |  | 0 | 0 | 0 | 0 | 0 | 0 | 0 | 0 | 0 | 0 | 0 | 0 | 0 | 0 | 0 | 0 | 0 | 0 | 0 | 0 | 0 | 0 | 0 | 0 | 0 | 0 | 0 | 0 | 0 | 0 | 1 | 0 | 1 | 0 | 0 | 0 | -1547.69 | -1002.9112 | 977.7909 | Collinsville-Tesla 500 kV Line | Collinsville-Tesla 500 kV Line | Collinsville-Tesla 500 kV Line |  | 0 | 0 | 0 | 0 | 0 | 0 | 2401.7 | 2386.26 | 977.7909 | Sobrante-Moraga 230 kV line | Sobrante-Moraga 230 kV line | Collinsville-Tesla 500 kV Line |  | 5 | 1 | YES | 2 | 1 | 1 | NO | 1
PG&E GBA | Eastshore | 230 | 0 | 0 | 0 | 0 | 0 | 0 | 0 | 0 | 0 | 0 | 0 | 0 | 0 | 0 | 0 | 0 | 0 | 0 | 0 | 0 | 0 | 0 | 0 | 0 | 0 | 0 | 0 | 0 | 0 | 0 | 0 | 0 | 0 | 0 | 0 | 0 | 0 | 0 | 0 | 1 | 0 | 0 | 0 | 0 | 0 | 0 | 0 | 0 | 0 | 1 | 1 | 0 | 1 | 0 | 0 | 1 | 0 | 0 | 0 | 0 | 0 | 1 | 0 | 0 | 0 | 1 | 0 | 0 | 0 | 0 | 0 | 0 | 0 | 0 | 0 | 0 | 0 | 0 | 0 | 0 | 0 | 0 | 0 | 0 | 0 | 0 | 0 | 0 | 0 | 0 | 0 | 0 | 0 | 0 | 0 | 0 | 0 | 3 |  | 0 | 0 | 0 | 0 | 0 | 0 | 0 | 0 | 0 | 0 | 0 | 0 | 0 | 0 | 0 | 0 | 0 | 0 | 0 | 0 | 0 | 0 | 0 | 0 | 0 | 0 | 0 | 0 | 0 | 0 | 1 | 0 | 1 | 0 | 0 | 0 | -1547.69 | -1002.9112 | 977.7909 | Collinsville-Tesla 500 kV Line | Collinsville-Tesla 500 kV Line | Collinsville-Tesla 500 kV Line |  | 0 | 0 | 0 | 0 | 0 | 0 | 962.9 | 962.9 | 977.7909 | Grant - Eastshore #2 line 115 kV | Grant - Eastshore #2 line 115 kV | Collinsville-Tesla 500 kV Line |  | 5 | 1 | YES | 2 | 1 | 1 | NO | 1
SDGE | ECO | 138 | 0 | 0 | 0 | 0 | 0 | 0 | 0 | 0 | 0 | 0 | 0 | 0 | 0 | 0 | 0 | 0 | 0 | 0 | 0 | 0 | 0 | 0 | 0 | 0 | 0 | 0 | 0 | 0 | 1 | 0 | 1 | 1 | 1 | 0 | 0 | 1 | 1 | 0 | 0 | 0 | 0 | 0 | 0 | 0 | 0 | 0 | 0 | 0 | 0 | 0 | 0 | 0 | 0 | 0 | 0 | 0 | 0 | 0 | 0 | 0 | 0 | 0 | 0 | 0 | 0 | 0 | 0 | 0 | 0 | 0 | 0 | 0 | 0 | 0 | 0 | 0 | 0 | 0 | 0 | 0 | 0 | 0 | 0 | 0 | 0 | 0 | 0 | 0 | 0 | 0 | 0 | 0 | 0 | 0 | 0 | 0 | 0 | 6 |  | 0 | 0 | 0 | 0 | 0 | 0 | 0 | 0 | 0 | 0 | 0 | 0 | 0 | 0 | 0 | 0 | 0 | 0 | 0 | 0 | 0 | 0 | 0 | 0 | 0 | 100 | 0 | 0 | 0 | 1 | 0 | 1 | 0 | 2 | 0 | 0 | -99.1 | -698.67 | 127.485 | San Luis Rey-San Onofre 230 kV line constraint | San Luis Rey-San Onofre 230 kV line constraint | East of Miguel constraint |  | 0 | 1 | 0 | 2 | 0 | 0 | -99.1 | -698.67 | 127.485 | San Luis Rey-San Onofre 230 kV line constraint | San Luis Rey-San Onofre 230 kV line constraint | East of Miguel constraint |  | 4 | 4 | NO | 4 | 1 | 1 | NO | 1
SDGE | ECO | 230 | 0 | 0 | 0 | 0 | 0 | 0 | 0 | 0 | 0 | 0 | 0 | 0 | 0 | 0 | 0 | 0 | 0 | 0 | 0 | 0 | 0 | 0 | 0 | 0 | 0 | 0 | 0 | 0 | 1 | 0 | 1 | 1 | 1 | 0 | 0 | 1 | 1 | 0 | 0 | 0 | 0 | 0 | 0 | 0 | 0 | 0 | 0 | 0 | 0 | 0 | 0 | 0 | 0 | 0 | 0 | 0 | 0 | 0 | 0 | 0 | 0 | 0 | 0 | 0 | 0 | 0 | 0 | 0 | 0 | 0 | 0 | 0 | 0 | 0 | 0 | 0 | 0 | 0 | 0 | 0 | 0 | 0 | 0 | 0 | 0 | 0 | 0 | 0 | 0 | 0 | 0 | 0 | 0 | 0 | 0 | 0 | 0 | 6 |  | 0 | 0 | 0 | 0 | 0 | 0 | 0 | 0 | 0 | 0 | 0 | 0 | 0 | 0 | 0 | 0 | 0 | 0 | 0 | 0 | 0 | 0 | 0 | 0 | 0 | 0 | 0 | 0 | 0 | 0 | 0 | 1 | 0 | 2 | 0 | 0 | -99.1 | -698.67 | 127.485 | San Luis Rey-San Onofre 230 kV line constraint | San Luis Rey-San Onofre 230 kV line constraint | East of Miguel constraint |  | 0 | 1 | 0 | 2 | 0 | 0 | -99.1 | -698.67 | 127.485 | San Luis Rey-San Onofre 230 kV line constraint | San Luis Rey-San Onofre 230 kV line constraint | East of Miguel constraint |  | 4 | 4 | NO | 4 | 1 | 1 | NO | 1
SDGE | ECO | 500 | 0 | 0 | 0 | 0 | 0 | 0 | 0 | 0 | 0 | 0 | 0 | 0 | 0 | 0 | 0 | 0 | 0 | 0 | 0 | 0 | 0 | 0 | 0 | 0 | 0 | 0 | 0 | 0 | 1 | 0 | 1 | 1 | 1 | 0 | 0 | 1 | 1 | 0 | 0 | 0 | 0 | 0 | 0 | 0 | 0 | 0 | 0 | 0 | 0 | 0 | 0 | 0 | 0 | 0 | 0 | 0 | 0 | 0 | 0 | 0 | 0 | 0 | 0 | 0 | 0 | 0 | 0 | 0 | 0 | 0 | 0 | 0 | 0 | 0 | 0 | 0 | 0 | 0 | 0 | 0 | 0 | 0 | 0 | 0 | 0 | 0 | 0 | 0 | 0 | 0 | 0 | 0 | 0 | 0 | 0 | 0 | 0 | 6 |  | 0 | 0 | 0 | 0 | 0 | 0 | 0 | 0 | 0 | 0 | 0 | 0 | 0 | 0 | 0 | 0 | 0 | 0 | 0 | 0 | 0 | 0 | 0 | 0 | 0 | 0 | 0 | 0 | 0 | 0 | 0 | 1 | 0 | 2 | 0 | 0 | -99.1 | -698.67 | 127.485 | San Luis Rey-San Onofre 230 kV line constraint | San Luis Rey-San Onofre 230 kV line constraint | East of Miguel constraint |  | 0 | 1 | 0 | 2 | 0 | 0 | -99.1 | -698.67 | 127.485 | San Luis Rey-San Onofre 230 kV line constraint | San Luis Rey-San Onofre 230 kV line constraint | East of Miguel constraint |  | 4 | 4 | NO | 4 | 1 | 1 | NO | 1
PG&E GBA | Edenvale | 115 | 0 | 0 | 0 | 0 | 0 | 0 | 0 | 0 | 0 | 0 | 0 | 0 | 0 | 0 | 0 | 0 | 0 | 0 | 0 | 0 | 0 | 0 | 0 | 0 | 0 | 0 | 0 | 0 | 0 | 0 | 0 | 0 | 0 | 0 | 0 | 0 | 0 | 0 | 0 | 0 | 0 | 0 | 0 | 0 | 0 | 0 | 0 | 0 | 0 | 0 | 0 | 0 | 0 | 0 | 0 | 0 | 0 | 0 | 0 | 1 | 0 | 0 | 0 | 0 | 0 | 0 | 0 | 0 | 0 | 0 | 0 | 0 | 0 | 0 | 0 | 0 | 0 | 0 | 0 | 0 | 0 | 0 | 0 | 0 | 0 | 0 | 0 | 0 | 0 | 0 | 0 | 0 | 0 | 0 | 0 | 0 | 1 | 0 |  | 0 | 0 | 0 | 0 | 0 | 0 | 0 | 0 | 0 | 0 | 0 | 0 | 0 | 0 | 0 | 0 | 0 | 0 | 0 | 0 | 0 | 0 | 0 | 0 | 0 | 0 | 0 | 0 | 0 | 0 | 0 | 0 | 0 | 0 | 0 | 0 | 631 | 135.75 | 1461.1652 | NEW-Metcalf-Mosslanding 500kV | NEW-Metcalf-Mosslanding 500kV | Tesla-Bellota 230 kV line |  | 0 | 0 | 0 | 0 | 0 | 0 | 631 | 135.75 | 1461.1652 | NEW-Metcalf-Mosslanding 500kV | NEW-Metcalf-Mosslanding 500kV | Tesla-Bellota 230 kV line |  | 1 | 1 | NO | 1 | 1 | 1 | NO | 1
PG&E GBA | Edes | 115 | 0 | 0 | 0 | 0 | 0 | 0 | 0 | 0 | 0 | 0 | 0 | 0 | 0 | 0 | 0 | 0 | 0 | 0 | 0 | 0 | 0 | 0 | 0 | 0 | 0 | 0 | 0 | 0 | 0 | 0 | 0 | 0 | 0 | 0 | 0 | 0 | 0 | 0 | 0 | 1 | 0 | 0 | 0 | 0 | 0 | 0 | 0 | 0 | 0 | 0 | 0 | 0 | 1 | 0 | 0 | 1 | 0 | 0 | 0 | 0 | 0 | 0 | 0 | 0 | 0 | 0 | 0 | 0 | 0 | 0 | 0 | 0 | 0 | 0 | 0 | 0 | 0 | 0 | 0 | 0 | 0 | 0 | 0 | 0 | 0 | 0 | 0 | 0 | 0 | 0 | 0 | 0 | 0 | 0 | 0 | 0 | 0 | 1 |  | 0 | 0 | 0 | 0 | 0 | 0 | 0 | 0 | 0 | 0 | 0 | 0 | 0 | 0 | 0 | 0 | 0 | 0 | 0 | 0 | 0 | 0 | 0 | 0 | 0 | 0 | 0 | 0 | 0 | 0 | 1 | 0 | 1 | 0 | 0 | 0 | -1547.69 | -1002.9112 | 977.7909 | Collinsville-Tesla 500 kV Line | Collinsville-Tesla 500 kV Line | Collinsville-Tesla 500 kV Line |  | 0 | 0 | 0 | 0 | 0 | 0 | 2401.7 | 2386.26 | 977.7909 | Sobrante-Moraga 230 kV line | Sobrante-Moraga 230 kV line | Collinsville-Tesla 500 kV Line |  | 5 | 1 | YES | 2 | 1 | 1 | NO | 1
PG&E GBA | Eight Mile | 230 | 0 | 0 | 0 | 0 | 0 | 0 | 0 | 0 | 0 | 0 | 0 | 0 | 0 | 0 | 0 | 0 | 0 | 0 | 0 | 0 | 0 | 0 | 0 | 0 | 0 | 0 | 0 | 0 | 0 | 0 | 0 | 0 | 0 | 0 | 0 | 0 | 0 | 0 | 0 | 1 | 0 | 0 | 0 | 0 | 0 | 1 | 0 | 1 | 0 | 0 | 0 | 0 | 0 | 0 | 0 | 0 | 0 | 0 | 0 | 1 | 1 | 0 | 0 | 0 | 0 | 0 | 0 | 0 | 0 | 0 | 0 | 0 | 0 | 0 | 0 | 0 | 0 | 0 | 0 | 0 | 0 | 0 | 0 | 0 | 0 | 0 | 0 | 0 | 0 | 0 | 0 | 0 | 0 | 0 | 0 | 0 | 0 | 0 |  | 0 | 0 | 0 | 0 | 0 | 0 | 0 | 0 | 0 | 0 | 0 | 0 | 0 | 0 | 0 | 0 | 0 | 0 | 0 | 0 | 0 | 0 | 0 | 0 | 0 | 1100 | 0 | 0 | 0 | 1 | 2 | 0 | 2 | 0 | 0 | 0 | -1547.69 | -1002.9112 | 18.3836 | Collinsville-Tesla 500 kV Line | Collinsville-Tesla 500 kV Line | Rio Oso-Lockeford 230kV line |  | 0 | 0 | 0 | 0 | 0 | 0 | 95.5 | 147.81 | 18.3836 | Bellota-Weber 230kV line | Bellota-Weber 230kV line | Rio Oso-Lockeford 230kV line |  | 5 | 1 | YES | 2 | 1 | 1 | NO | 1
SDGE | El Cajon | 69 | 0 | 0 | 0 | 0 | 0 | 0 | 0 | 0 | 0 | 0 | 0 | 0 | 0 | 0 | 0 | 0 | 0 | 0 | 0 | 0 | 0 | 0 | 0 | 0 | 0 | 0 | 0 | 1 | 1 | 0 | 1 | 0 | 1 | 0 | 0 | 0 | 0 | 0 | 0 | 0 | 0 | 0 | 0 | 0 | 0 | 0 | 0 | 0 | 0 | 0 | 0 | 0 | 0 | 0 | 0 | 0 | 0 | 0 | 0 | 0 | 0 | 0 | 0 | 0 | 0 | 0 | 0 | 0 | 0 | 0 | 0 | 0 | 0 | 0 | 0 | 0 | 0 | 0 | 0 | 0 | 0 | 0 | 0 | 0 | 0 | 0 | 0 | 0 | 0 | 0 | 0 | 0 | 0 | 0 | 0 | 0 | 0 | 3 |  | 0 | 0 | 0 | 0 | 0 | 0 | 0 | 0 | 0 | 0 | 0 | 50 | 0 | 0 | 1 | 0 | 0 | 0 | 0 | 0 | 0 | 0 | 0 | 0 | 0 | 0 | 50 | 0 | 0 | 1 | 0 | 1 | 0 | 1 | 0 | 0 | -99.1 | -698.67 | 482.1964 | San Luis Rey-San Onofre 230 kV line constraint | San Luis Rey-San Onofre 230 kV line constraint | El Cajon 69 kV constraint |  | 0 | 1 | 0 | 1 | 0 | 0 | -99.1 | -698.67 | 482.1964 | San Luis Rey-San Onofre 230 kV line constraint | San Luis Rey-San Onofre 230 kV line constraint | El Cajon 69 kV constraint |  | 4 | 4 | NO | 4 | 1 | 1 | NO | 1
SCE Eastern | El Casco | 230 | 0 | 0 | 0 | 0 | 0 | 0 | 0 | 0 | 0 | 0 | 0 | 0 | 0 | 0 | 0 | 0 | 0 | 0 | 0 | 1 | 0 | 1 | 0 | 0 | 0 | 0 | 0 | 0 | 0 | 0 | 0 | 0 | 0 | 0 | 0 | 0 | 0 | 0 | 0 | 0 | 0 | 0 | 0 | 0 | 0 | 0 | 0 | 0 | 0 | 0 | 0 | 0 | 0 | 0 | 0 | 0 | 0 | 0 | 0 | 0 | 0 | 0 | 0 | 0 | 0 | 0 | 0 | 0 | 0 | 0 | 0 | 0 | 0 | 0 | 0 | 0 | 0 | 0 | 0 | 0 | 0 | 0 | 0 | 0 | 0 | 0 | 0 | 0 | 0 | 0 | 0 | 0 | 0 | 0 | 0 | 0 | 0 | 1 |  | 0 | 0 | 0 | 0 | 0 | 0 | 0 | 0 | 0 | 0 | 0 | 165 | 0 | 0 | 1 | 0 | 0 | 0 | 0 | 0 | 0 | 0 | 0 | 0 | 0 | 0 | 165 | 0 | 0 | 1 | 1 | 2 | 1 | 2 | 0 | 0 | -3014.166 | -2415.89 | 4051.236 | Serrano-Alberhill-Valley Constraint | Etiwanda-Rancho Vista Constraint | Serrano-Alberhill-Valley Constraint |  | 1 | 3 | 1 | 3 | 0 | 0 | -1492.166 | -2415.89 | 4353.39 | Serrano-Alberhill-Valley Constraint | Etiwanda-Rancho Vista Constraint | Etiwanda-Rancho Vista Constraint |  | 5 | 5 | NO | 5 | 1 | 1 | NO | 1
PG&E GBA | El Cerrito G | 115 | 0 | 0 | 0 | 0 | 0 | 0 | 0 | 0 | 0 | 0 | 0 | 0 | 0 | 0 | 0 | 0 | 0 | 0 | 0 | 0 | 0 | 0 | 0 | 0 | 0 | 0 | 0 | 0 | 0 | 0 | 0 | 0 | 0 | 0 | 0 | 0 | 0 | 0 | 0 | 1 | 0 | 0 | 0 | 0 | 0 | 0 | 0 | 0 | 0 | 0 | 0 | 0 | 1 | 0 | 0 | 1 | 0 | 0 | 0 | 0 | 0 | 0 | 0 | 0 | 0 | 0 | 0 | 0 | 0 | 0 | 0 | 0 | 0 | 0 | 0 | 0 | 0 | 0 | 0 | 0 | 0 | 0 | 0 | 0 | 0 | 0 | 0 | 0 | 0 | 0 | 0 | 0 | 0 | 0 | 0 | 0 | 0 | 1 |  | 0 | 0 | 0 | 0 | 0 | 0 | 0 | 0 | 0 | 0 | 0 | 0 | 0 | 0 | 0 | 0 | 0 | 0 | 0 | 0 | 0 | 0 | 0 | 0 | 0 | 0 | 0 | 0 | 0 | 0 | 1 | 0 | 1 | 0 | 0 | 0 | -1547.69 | -1002.9112 | 977.7909 | Collinsville-Tesla 500 kV Line | Collinsville-Tesla 500 kV Line | Collinsville-Tesla 500 kV Line |  | 0 | 0 | 0 | 0 | 0 | 0 | 2401.7 | 2386.26 | 977.7909 | Sobrante-Moraga 230 kV line | Sobrante-Moraga 230 kV line | Collinsville-Tesla 500 kV Line |  | 5 | 1 | YES | 2 | 1 | 1 | NO | 1
PG&E NGBA | El Dorado PH | 115 | 0 | 0 | 0 | 0 | 0 | 0 | 0 | 0 | 0 | 0 | 0 | 0 | 0 | 0 | 0 | 0 | 0 | 0 | 0 | 0 | 0 | 0 | 0 | 0 | 0 | 0 | 0 | 0 | 0 | 0 | 0 | 0 | 0 | 0 | 0 | 0 | 0 | 0 | 0 | 1 | 0 | 0 | 0 | 0 | 0 | 1 | 1 | 1 | 0 | 0 | 0 | 0 | 0 | 0 | 0 | 0 | 0 | 0 | 0 | 1 | 1 | 0 | 0 | 0 | 0 | 0 | 0 | 0 | 0 | 0 | 0 | 0 | 0 | 0 | 0 | 0 | 0 | 0 | 0 | 0 | 0 | 0 | 0 | 0 | 0 | 0 | 0 | 0 | 0 | 0 | 0 | 0 | 0 | 0 | 0 | 0 | 0 | 0 |  | 0 | 0 | 0 | 0 | 0 | 0 | 0 | 0 | 0 | 0 | 0 | 0 | 0 | 0 | 0 | 0 | 0 | 0 | 0 | 0 | 0 | 0 | 0 | 0 | 0 | 0 | 0 | 0 | 0 | 0 | 2 | 0 | 2 | 0 | 0 | 0 | -1547.69 | -1002.9112 | 18.3836 | Collinsville-Tesla 500 kV Line | Collinsville-Tesla 500 kV Line | Rio Oso-Lockeford 230kV line |  | 0 | 0 | 0 | 0 | 0 | 0 | 95.5 | 147.81 | 18.3836 | Bellota-Weber 230kV line | Bellota-Weber 230kV line | Rio Oso-Lockeford 230kV line |  | 5 | 1 | YES | 2 | 1 | 1 | NO | 1
PG&E FRESNO | El Nido (PGE) | 115 | 0 | 0 | 0 | 0 | 0 | 0 | 0 | 0 | 0 | 0 | 0 | 0 | 0 | 0 | 0 | 0 | 0 | 0 | 0 | 0 | 0 | 0 | 0 | 0 | 0 | 0 | 0 | 0 | 0 | 0 | 0 | 0 | 0 | 0 | 0 | 0 | 0 | 0 | 0 | 0 | 0 | 0 | 0 | 0 | 0 | 1 | 0 | 0 | 0 | 0 | 0 | 0 | 0 | 0 | 0 | 0 | 0 | 0 | 0 | 1 | 0 | 0 | 0 | 0 | 0 | 0 | 0 | 0 | 0 | 0 | 0 | 0 | 0 | 0 | 0 | 0 | 0 | 0 | 1 | 1 | 0 | 1 | 1 | 0 | 1 | 1 | 0 | 1 | 1 | 1 | 0 | 0 | 1 | 0 | 0 | 0 | 0 | 2 |  | 0 | 0 | 0 | 0 | 0 | 0 | 0 | 0 | 0 | 0 | 0 | 0 | 0 | 0 | 0 | 10 | 0 | 0 | 0 | 0 | 0 | 0 | 0 | 3 | 0 | 0 | 0 | 0 | 0 | 1 | 2 | 0 | 4 | 1 | 3 | 0 | -656.8 | -4686.972 | -3687.5882 | Borden-Storey #1 230kV line | Gates 500/230kV TB #11 | Gates 500/230kV TB #11 |  | 0 | 0 | 0 | 1 | 0 | 0 | 95.5 | -31.24 | 126.1276 | Bellota-Weber 230kV line | Los Banos 500/230kV TB | Oro Loma-El Nido 115kV Line |  | 5 | 3 | YES | 3 | 5 | 1 | YES | 2
SCE Metro | El Nido (SCE) | 230 | 0 | 0 | 0 | 0 | 0 | 0 | 0 | 0 | 1 | 1 | 0 | 0 | 0 | 0 | 0 | 0 | 0 | 0 | 0 | 0 | 0 | 0 | 0 | 0 | 0 | 0 | 0 | 0 | 0 | 0 | 0 | 0 | 0 | 0 | 0 | 0 | 0 | 0 | 0 | 0 | 0 | 0 | 0 | 0 | 0 | 0 | 0 | 0 | 0 | 0 | 0 | 0 | 0 | 0 | 0 | 0 | 0 | 0 | 0 | 0 | 0 | 0 | 0 | 0 | 0 | 0 | 0 | 0 | 0 | 0 | 0 | 0 | 0 | 0 | 0 | 0 | 0 | 0 | 0 | 0 | 0 | 0 | 0 | 0 | 0 | 0 | 0 | 0 | 0 | 0 | 0 | 0 | 0 | 0 | 0 | 0 | 0 | 0 |  | 0 | 0 | 0 | 0 | 0 | 0 | 0 | 0 | 0 | 0 | 0 | 0 | 0 | 0 | 0 | 0 | 0 | 0 | 0 | 0 | 0 | 0 | 0 | 0 | 0 | 0 | 0 | 90 | 0 | 1 | 0 | 0 | 0 | 0 | 0 | 0 | 1847.1684 | 1991.844 | 3202.161 | Hinson - Del Amo Constraint | Hinson - Del Amo Constraint | Hinson - Del Amo Constraint |  | 0 | 0 | 0 | 0 | 0 | 0 | 1847.1684 | 1991.844 | 3202.161 | Hinson - Del Amo Constraint | Hinson - Del Amo Constraint | Hinson - Del Amo Constraint |  | 1 | 1 | NO | 1 | 1 | 1 | NO | 1
PG&E GBA | El Patio | 115 | 0 | 0 | 0 | 0 | 0 | 0 | 0 | 0 | 0 | 0 | 0 | 0 | 0 | 0 | 0 | 0 | 0 | 0 | 0 | 0 | 0 | 0 | 0 | 0 | 0 | 0 | 0 | 0 | 0 | 0 | 0 | 0 | 0 | 0 | 0 | 0 | 0 | 0 | 0 | 0 | 0 | 0 | 0 | 0 | 0 | 0 | 0 | 0 | 0 | 0 | 0 | 0 | 0 | 0 | 0 | 1 | 0 | 0 | 0 | 1 | 0 | 0 | 0 | 0 | 0 | 0 | 0 | 0 | 0 | 0 | 0 | 0 | 0 | 0 | 0 | 0 | 0 | 0 | 0 | 0 | 0 | 0 | 0 | 0 | 0 | 0 | 0 | 0 | 0 | 0 | 0 | 0 | 0 | 0 | 0 | 0 | 1 | 0 |  | 0 | 0 | 0 | 0 | 0 | 0 | 0 | 0 | 0 | 0 | 0 | 0 | 0 | 0 | 0 | 0 | 0 | 0 | 0 | 0 | 0 | 0 | 0 | 0 | 0 | 0 | 0 | 0 | 0 | 0 | 0 | 0 | 0 | 0 | 0 | 0 | 631 | 135.75 | 1461.1652 | NEW-Metcalf-Mosslanding 500kV | NEW-Metcalf-Mosslanding 500kV | Tesla-Bellota 230 kV line |  | 0 | 0 | 0 | 0 | 0 | 0 | 631 | 135.75 | 1461.1652 | NEW-Metcalf-Mosslanding 500kV | NEW-Metcalf-Mosslanding 500kV | Tesla-Bellota 230 kV line |  | 1 | 1 | NO | 1 | 1 | 1 | NO | 1
SCE Metro | El Segundo | 230 | 0 | 0 | 0 | 0 | 0 | 0 | 0 | 0 | 0 | 1 | 0 | 0 | 0 | 0 | 0 | 0 | 0 | 0 | 0 | 0 | 0 | 0 | 0 | 0 | 0 | 0 | 0 | 0 | 0 | 0 | 0 | 0 | 0 | 0 | 0 | 0 | 0 | 0 | 0 | 0 | 0 | 0 | 0 | 0 | 0 | 0 | 0 | 0 | 0 | 0 | 0 | 0 | 0 | 0 | 0 | 0 | 0 | 0 | 0 | 0 | 0 | 0 | 0 | 0 | 0 | 0 | 0 | 0 | 0 | 0 | 0 | 0 | 0 | 0 | 0 | 0 | 0 | 0 | 0 | 0 | 0 | 0 | 0 | 0 | 0 | 0 | 0 | 0 | 0 | 0 | 0 | 0 | 0 | 0 | 0 | 0 | 0 | 0 |  | 0 | 0 | 0 | 0 | 0 | 0 | 0 | 0 | 0 | 0 | 0 | 0 | 0 | 0 | 0 | 0 | 0 | 0 | 0 | 0 | 0 | 0 | 0 | 0 | 0 | 0 | 0 | 0 | 0 | 0 | 0 | 0 | 0 | 0 | 0 | 0 | 3800.7188 | 8091.008 | 21779.8411 | SCE Metro Area Default Constraint | SCE Metro Area Default Constraint | SCE Metro Area Default Constraint |  | 0 | 0 | 0 | 0 | 0 | 0 | 3800.7188 | 8091.008 | 21779.8411 | SCE Metro Area Default Constraint | SCE Metro Area Default Constraint | SCE Metro Area Default Constraint |  | 1 | 1 | NO | 1 | 1 | 1 | NO | 1
EOP | Eldorado | 230 | 0 | 0 | 0 | 0 | 0 | 0 | 0 | 0 | 0 | 0 | 0 | 0 | 0 | 0 | 0 | 0 | 0 | 0 | 0 | 0 | 0 | 0 | 0 | 1 | 1 | 0 | 0 | 0 | 0 | 0 | 0 | 0 | 0 | 0 | 0 | 0 | 0 | 0 | 0 | 0 | 0 | 0 | 0 | 0 | 0 | 0 | 0 | 0 | 0 | 0 | 0 | 0 | 0 | 0 | 0 | 0 | 0 | 0 | 0 | 0 | 0 | 0 | 0 | 0 | 0 | 0 | 0 | 0 | 0 | 0 | 0 | 0 | 0 | 0 | 0 | 0 | 0 | 0 | 0 | 0 | 0 | 0 | 0 | 0 | 0 | 0 | 0 | 0 | 0 | 0 | 0 | 0 | 0 | 0 | 0 | 0 | 0 | 1 |  | 0 | 0 | 0 | 0 | 0 | 0 | 0 | 0 | 0 | 0 | 0 | 279 | 0 | 0 | 1 | 472 | 0 | 0 | 0 | 0 | 0 | 0 | 0 | 0 | 0 | 0 | 279 | 0 | 500 | 1 | 1 | 1 | 1 | 0 | 0 | 1 | -4343.191 | -2038.908 | -1396.283 | Lugo - Victorville area constraint | Lugo - Victorville area constraint | Lugo - Victorville area constraint |  | 0 | 1 | 0 | 0 | 0 | 0 | -160.5 | 1398.25 | 3565.626 | Sloan Canyon - Eldorado 500 kV constraint | Sloan Canyon - Eldorado 500 kV constraint | Sloan Canyon - Eldorado 500 kV constraint |  | 5 | 3 | YES | 3 | 4 | 1 | YES | 2
EOP | Eldorado | 500 | 0 | 0 | 0 | 0 | 0 | 0 | 0 | 0 | 0 | 0 | 0 | 0 | 0 | 0 | 0 | 0 | 0 | 0 | 0 | 0 | 0 | 0 | 0 | 0 | 1 | 0 | 0 | 0 | 0 | 0 | 0 | 0 | 0 | 0 | 0 | 0 | 0 | 0 | 0 | 0 | 0 | 0 | 0 | 0 | 0 | 0 | 0 | 0 | 0 | 0 | 0 | 0 | 0 | 0 | 0 | 0 | 0 | 0 | 0 | 0 | 0 | 0 | 0 | 0 | 0 | 0 | 0 | 0 | 0 | 0 | 0 | 0 | 0 | 0 | 0 | 0 | 0 | 0 | 0 | 0 | 0 | 0 | 0 | 0 | 0 | 0 | 0 | 0 | 0 | 0 | 0 | 0 | 0 | 0 | 0 | 0 | 0 | 0 |  | 0 | 0 | 0 | 0 | 0 | 0 | 0 | 0 | 0 | 0 | 0 | 0 | 0 | 0 | 0 | 741 | 0 | 0 | 0 | 1500 | 0 | 0 | 0 | 0 | 0 | 0 | 0 | 0 | 0 | 1 | 1 | 0 | 1 | 0 | 0 | 1 | -4343.191 | -2038.908 | -1396.283 | Lugo - Victorville area constraint | Lugo - Victorville area constraint | Lugo - Victorville area constraint |  | 0 | 0 | 0 | 0 | 0 | 0 | 2456.809 | 4761.092 | 5403.717 | Lugo - Victorville area constraint | Lugo - Victorville area constraint | Lugo - Victorville area constraint |  | 5 | 1 | YES | 2 | 4 | 1 | YES | 2
SCE Northern | Elizabeth Lake | 66 | 0 | 0 | 1 | 0 | 0 | 0 | 0 | 0 | 0 | 0 | 0 | 0 | 0 | 0 | 0 | 0 | 0 | 0 | 0 | 0 | 0 | 0 | 0 | 0 | 1 | 0 | 0 | 0 | 0 | 0 | 0 | 0 | 0 | 0 | 0 | 0 | 0 | 0 | 0 | 0 | 0 | 0 | 0 | 0 | 0 | 0 | 0 | 0 | 0 | 0 | 0 | 0 | 0 | 0 | 0 | 0 | 0 | 0 | 0 | 0 | 0 | 0 | 0 | 0 | 0 | 0 | 0 | 0 | 0 | 0 | 0 | 0 | 0 | 0 | 0 | 0 | 0 | 0 | 0 | 0 | 0 | 0 | 0 | 0 | 0 | 0 | 0 | 0 | 0 | 0 | 0 | 0 | 0 | 0 | 0 | 0 | 0 | 0 |  | 0 | 0 | 0 | 0 | 0 | 0 | 0 | 0 | 0 | 0 | 0 | 0 | 0 | 0 | 0 | 0 | 0 | 0 | 0 | 0 | 0 | 0 | 0 | 0 | 0 | 0 | 0 | 0 | 0 | 0 | 1 | 0 | 1 | 0 | 0 | 1 | -4343.191 | -2038.908 | -1396.283 | Lugo - Victorville area constraint | Lugo - Victorville area constraint | Lugo - Victorville area constraint |  | 0 | 0 | 0 | 0 | 0 | 0 | 1869 | 1450 | 5403.717 | Pardee-Sylmar Constraint | Pardee-Sylmar Constraint | Lugo - Victorville area constraint |  | 5 | 1 | YES | 2 | 4 | 1 | YES | 2
PG&E KERN | Elk Hills | 230 | 0 | 0 | 0 | 0 | 0 | 0 | 0 | 0 | 0 | 0 | 0 | 0 | 0 | 0 | 0 | 0 | 0 | 0 | 0 | 0 | 0 | 0 | 0 | 0 | 0 | 0 | 0 | 0 | 0 | 0 | 0 | 0 | 0 | 0 | 0 | 0 | 0 | 0 | 0 | 0 | 0 | 0 | 0 | 0 | 0 | 0 | 0 | 0 | 0 | 0 | 0 | 0 | 0 | 0 | 0 | 0 | 0 | 0 | 0 | 0 | 0 | 0 | 0 | 0 | 0 | 0 | 0 | 1 | 1 | 0 | 1 | 0 | 0 | 0 | 1 | 0 | 0 | 0 | 1 | 0 | 0 | 0 | 0 | 0 | 0 | 0 | 0 | 0 | 0 | 0 | 0 | 0 | 0 | 0 | 1 | 0 | 0 | 0 |  | 0 | 0 | 0 | 0 | 0 | 0 | 0 | 0 | 0 | 0 | 0 | 0 | 0 | 0 | 0 | 0 | 0 | 0 | 0 | 0 | 0 | 0 | 0 | 0 | 0 | 0 | 0 | 0 | 0 | 0 | 0 | 0 | 2 | 0 | 1 | 1 | 119.27 | -3815.842 | -3618.543 | Gates 500/230kV TB #12 | Gates 500/230kV TB #12 | Gates 500/230kV TB #12 |  | 0 | 0 | 0 | 0 | 0 | 0 | 120.85 | 383.59 | 251.3788 | Cal Flat-Gates 230 kV line | Cal Flat-Gates 230 kV line | Gates-Arco 230 kV Line |  | 5 | 1 | YES | 2 | 5 | 1 | YES | 2
SDGE | Elliot | 69 | 0 | 0 | 0 | 0 | 0 | 0 | 0 | 0 | 0 | 0 | 0 | 0 | 0 | 0 | 0 | 0 | 0 | 0 | 0 | 0 | 0 | 0 | 0 | 0 | 0 | 0 | 0 | 0 | 1 | 0 | 1 | 0 | 1 | 0 | 0 | 0 | 0 | 0 | 0 | 0 | 0 | 0 | 0 | 0 | 0 | 0 | 0 | 0 | 0 | 0 | 0 | 0 | 0 | 0 | 0 | 0 | 0 | 0 | 0 | 0 | 0 | 0 | 0 | 0 | 0 | 0 | 0 | 0 | 0 | 0 | 0 | 0 | 0 | 0 | 0 | 0 | 0 | 0 | 0 | 0 | 0 | 0 | 0 | 0 | 0 | 0 | 0 | 0 | 0 | 0 | 0 | 0 | 0 | 0 | 0 | 0 | 0 | 3 |  | 0 | 0 | 0 | 0 | 0 | 0 | 0 | 0 | 0 | 0 | 0 | 9.75 | 0 | 0 | 1 | 0 | 0 | 0 | 0 | 0 | 0 | 0 | 0 | 0 | 0 | 0 | 9.75 | 0 | 0 | 1 | 0 | 1 | 0 | 1 | 0 | 0 | -99.1 | -698.67 | 1394.7114 | San Luis Rey-San Onofre 230 kV line constraint | San Luis Rey-San Onofre 230 kV line constraint | San Luis Rey-San Onofre 230 kV line constraint |  | 0 | 1 | 0 | 1 | 0 | 0 | -99.1 | -698.67 | 1394.7114 | San Luis Rey-San Onofre 230 kV line constraint | San Luis Rey-San Onofre 230 kV line constraint | San Luis Rey-San Onofre 230 kV line constraint |  | 4 | 4 | NO | 4 | 1 | 1 | NO | 1
SCE Metro | Ellis | 230 | 0 | 0 | 0 | 0 | 0 | 0 | 0 | 0 | 0 | 1 | 0 | 0 | 0 | 0 | 0 | 0 | 0 | 0 | 0 | 0 | 0 | 0 | 0 | 0 | 0 | 0 | 0 | 0 | 0 | 0 | 0 | 0 | 0 | 0 | 0 | 0 | 0 | 0 | 0 | 0 | 0 | 0 | 0 | 0 | 0 | 0 | 0 | 0 | 0 | 0 | 0 | 0 | 0 | 0 | 0 | 0 | 0 | 0 | 0 | 0 | 0 | 0 | 0 | 0 | 0 | 0 | 0 | 0 | 0 | 0 | 0 | 0 | 0 | 0 | 0 | 0 | 0 | 0 | 0 | 0 | 0 | 0 | 0 | 0 | 0 | 0 | 0 | 0 | 0 | 0 | 0 | 0 | 0 | 0 | 0 | 0 | 0 | 0 |  | 0 | 0 | 0 | 0 | 0 | 0 | 0 | 0 | 0 | 0 | 0 | 0 | 0 | 0 | 0 | 0 | 0 | 0 | 0 | 0 | 0 | 0 | 0 | 0 | 0 | 0 | 0 | 0 | 0 | 0 | 0 | 0 | 0 | 0 | 0 | 0 | 3800.7188 | 8091.008 | 21779.8411 | SCE Metro Area Default Constraint | SCE Metro Area Default Constraint | SCE Metro Area Default Constraint |  | 0 | 0 | 0 | 0 | 0 | 0 | 3800.7188 | 8091.008 | 21779.8411 | SCE Metro Area Default Constraint | SCE Metro Area Default Constraint | SCE Metro Area Default Constraint |  | 1 | 1 | NO | 1 | 1 | 1 | NO | 1
SDGE | Encina | 138 | 0 | 0 | 0 | 0 | 0 | 0 | 0 | 0 | 0 | 0 | 0 | 0 | 0 | 0 | 0 | 0 | 0 | 0 | 0 | 0 | 0 | 0 | 0 | 0 | 0 | 0 | 0 | 0 | 0 | 0 | 1 | 0 | 1 | 0 | 0 | 0 | 0 | 0 | 0 | 0 | 0 | 0 | 0 | 0 | 0 | 0 | 0 | 0 | 0 | 0 | 0 | 0 | 0 | 0 | 0 | 0 | 0 | 0 | 0 | 0 | 0 | 0 | 0 | 0 | 0 | 0 | 0 | 0 | 0 | 0 | 0 | 0 | 0 | 0 | 0 | 0 | 0 | 0 | 0 | 0 | 0 | 0 | 0 | 0 | 0 | 0 | 0 | 0 | 0 | 0 | 0 | 0 | 0 | 0 | 0 | 0 | 0 | 2 |  | 0 | 0 | 0 | 0 | 0 | 0 | 0 | 0 | 0 | 0 | 0 | 0 | 0 | 0 | 0 | 0 | 0 | 0 | 0 | 0 | 0 | 0 | 0 | 0 | 0 | 0 | 0 | 0 | 0 | 0 | 0 | 1 | 0 | 1 | 0 | 0 | -99.1 | -698.67 | 1394.7114 | San Luis Rey-San Onofre 230 kV line constraint | San Luis Rey-San Onofre 230 kV line constraint | San Luis Rey-San Onofre 230 kV line constraint |  | 0 | 1 | 0 | 1 | 0 | 0 | -99.1 | -698.67 | 1394.7114 | San Luis Rey-San Onofre 230 kV line constraint | San Luis Rey-San Onofre 230 kV line constraint | San Luis Rey-San Onofre 230 kV line constraint |  | 4 | 4 | NO | 4 | 1 | 1 | NO | 1
SDGE | Encina | 230 | 0 | 0 | 0 | 0 | 0 | 0 | 0 | 0 | 0 | 0 | 0 | 0 | 0 | 0 | 0 | 0 | 0 | 0 | 0 | 0 | 0 | 0 | 0 | 0 | 0 | 0 | 0 | 0 | 0 | 0 | 1 | 0 | 1 | 0 | 0 | 0 | 0 | 0 | 0 | 0 | 0 | 0 | 0 | 0 | 0 | 0 | 0 | 0 | 0 | 0 | 0 | 0 | 0 | 0 | 0 | 0 | 0 | 0 | 0 | 0 | 0 | 0 | 0 | 0 | 0 | 0 | 0 | 0 | 0 | 0 | 0 | 0 | 0 | 0 | 0 | 0 | 0 | 0 | 0 | 0 | 0 | 0 | 0 | 0 | 0 | 0 | 0 | 0 | 0 | 0 | 0 | 0 | 0 | 0 | 0 | 0 | 0 | 2 |  | 0 | 0 | 0 | 0 | 0 | 0 | 0 | 0 | 0 | 0 | 0 | 0 | 0 | 0 | 0 | 0 | 0 | 0 | 0 | 0 | 0 | 0 | 0 | 0 | 0 | 0 | 0 | 0 | 0 | 0 | 0 | 1 | 0 | 1 | 0 | 0 | -99.1 | -698.67 | 1394.7114 | San Luis Rey-San Onofre 230 kV line constraint | San Luis Rey-San Onofre 230 kV line constraint | San Luis Rey-San Onofre 230 kV line constraint |  | 0 | 1 | 0 | 1 | 0 | 0 | -99.1 | -698.67 | 1394.7114 | San Luis Rey-San Onofre 230 kV line constraint | San Luis Rey-San Onofre 230 kV line constraint | San Luis Rey-San Onofre 230 kV line constraint |  | 4 | 4 | NO | 4 | 1 | 1 | NO | 1
SDGE | Escondido | 230 | 0 | 0 | 0 | 0 | 0 | 0 | 0 | 0 | 0 | 0 | 0 | 0 | 0 | 0 | 0 | 0 | 0 | 0 | 0 | 0 | 0 | 0 | 0 | 0 | 0 | 1 | 0 | 0 | 1 | 0 | 1 | 0 | 1 | 0 | 0 | 0 | 0 | 1 | 0 | 0 | 0 | 0 | 0 | 0 | 0 | 0 | 0 | 0 | 0 | 0 | 0 | 0 | 0 | 0 | 0 | 0 | 0 | 0 | 0 | 0 | 0 | 0 | 0 | 0 | 0 | 0 | 0 | 0 | 0 | 0 | 0 | 0 | 0 | 0 | 0 | 0 | 0 | 0 | 0 | 0 | 0 | 0 | 0 | 0 | 0 | 0 | 0 | 0 | 0 | 0 | 0 | 0 | 0 | 0 | 0 | 0 | 0 | 3 |  | 0 | 0 | 0 | 0 | 0 | 0 | 0 | 0 | 0 | 0 | 0 | 0 | 0 | 0 | 0 | 0 | 0 | 0 | 0 | 0 | 0 | 0 | 0 | 0 | 0 | 0 | 0 | 0 | 0 | 0 | 0 | 1 | 0 | 1 | 0 | 0 | -99.1 | -698.67 | 1191.1 | San Luis Rey-San Onofre 230 kV line constraint | San Luis Rey-San Onofre 230 kV line constraint | Talega 230 kV constraint |  | 0 | 1 | 0 | 1 | 0 | 0 | -99.1 | -698.67 | 1191.1 | San Luis Rey-San Onofre 230 kV line constraint | San Luis Rey-San Onofre 230 kV line constraint | Talega 230 kV constraint |  | 4 | 4 | NO | 4 | 1 | 1 | NO | 1
SDGE | Escondido | 69 | 0 | 0 | 0 | 0 | 0 | 0 | 0 | 0 | 0 | 0 | 0 | 0 | 0 | 0 | 0 | 0 | 0 | 0 | 0 | 0 | 0 | 0 | 0 | 0 | 0 | 1 | 0 | 0 | 0 | 0 | 1 | 0 | 1 | 0 | 0 | 0 | 0 | 1 | 0 | 0 | 0 | 0 | 0 | 0 | 0 | 0 | 0 | 0 | 0 | 0 | 0 | 0 | 0 | 0 | 0 | 0 | 0 | 0 | 0 | 0 | 0 | 0 | 0 | 0 | 0 | 0 | 0 | 0 | 0 | 0 | 0 | 0 | 0 | 0 | 0 | 0 | 0 | 0 | 0 | 0 | 0 | 0 | 0 | 0 | 0 | 0 | 0 | 0 | 0 | 0 | 0 | 0 | 0 | 0 | 0 | 0 | 0 | 2 |  | 0 | 0 | 0 | 0 | 0 | 0 | 0 | 0 | 0 | 0 | 0 | -13 | 0 | 0 | 1 | 0 | 0 | 0 | 0 | 0 | 0 | 0 | 0 | 0 | 0 | 0 | 0 | 0 | 0 | 0 | 0 | 1 | 0 | 1 | 0 | 0 | -99.1 | -698.67 | 1191.1 | San Luis Rey-San Onofre 230 kV line constraint | San Luis Rey-San Onofre 230 kV line constraint | Talega 230 kV constraint |  | 0 | 1 | 0 | 1 | 0 | 0 | -99.1 | -698.67 | 1191.1 | San Luis Rey-San Onofre 230 kV line constraint | San Luis Rey-San Onofre 230 kV line constraint | Talega 230 kV constraint |  | 4 | 4 | NO | 4 | 1 | 1 | NO | 1
PG&E KERN | Estrella | 230 | 0 | 0 | 0 | 0 | 0 | 0 | 0 | 0 | 0 | 0 | 0 | 0 | 0 | 0 | 0 | 0 | 0 | 0 | 0 | 0 | 0 | 0 | 0 | 0 | 0 | 0 | 0 | 0 | 0 | 0 | 0 | 0 | 0 | 0 | 0 | 0 | 0 | 0 | 0 | 0 | 0 | 0 | 0 | 0 | 0 | 0 | 0 | 0 | 0 | 0 | 0 | 0 | 0 | 0 | 0 | 0 | 0 | 0 | 0 | 0 | 0 | 0 | 0 | 0 | 0 | 0 | 0 | 1 | 1 | 0 | 0 | 0 | 0 | 0 | 0 | 0 | 0 | 0 | 0 | 1 | 0 | 0 | 0 | 0 | 0 | 1 | 0 | 0 | 0 | 0 | 0 | 0 | 0 | 0 | 0 | 1 | 0 | 1 |  | 0 | 0 | 0 | 0 | 0 | 0 | 0 | 0 | 0 | 0 | 0 | 0 | 0 | 0 | 0 | 0 | 0 | 0 | 0 | 0 | 0 | 0 | 0 | 0 | 0 | 0 | 0 | 0 | 0 | 0 | 0 | 0 | 1 | 1 | 1 | 0 | 120.85 | -4686.972 | -3687.5882 | Cal Flat-Gates 230 kV line | Gates 500/230kV TB #11 | Gates 500/230kV TB #11 |  | 0 | 0 | 0 | 1 | 0 | 0 | 120.85 | -31.24 | 251.3788 | Cal Flat-Gates 230 kV line | Los Banos 500/230kV TB | Gates-Arco 230 kV Line |  | 5 | 3 | YES | 3 | 5 | 1 | YES | 2
SCE Eastern | Etiwanda | 230 | 0 | 0 | 0 | 0 | 0 | 0 | 0 | 0 | 0 | 0 | 0 | 0 | 0 | 0 | 0 | 0 | 0 | 0 | 0 | 1 | 0 | 0 | 0 | 0 | 0 | 0 | 0 | 0 | 0 | 0 | 0 | 0 | 0 | 0 | 0 | 0 | 0 | 0 | 0 | 0 | 0 | 0 | 0 | 0 | 0 | 0 | 0 | 0 | 0 | 0 | 0 | 0 | 0 | 0 | 0 | 0 | 0 | 0 | 0 | 0 | 0 | 0 | 0 | 0 | 0 | 0 | 0 | 0 | 0 | 0 | 0 | 0 | 0 | 0 | 0 | 0 | 0 | 0 | 0 | 0 | 0 | 0 | 0 | 0 | 0 | 0 | 0 | 0 | 0 | 0 | 0 | 0 | 0 | 0 | 0 | 0 | 0 | 0 |  | 0 | 0 | 0 | 0 | 0 | 0 | 0 | 0 | 0 | 0 | 0 | 100 | 0 | 0 | 1 | 0 | 0 | 0 | 0 | 0 | 0 | 0 | 0 | 0 | 0 | 0 | 170 | 0 | 0 | 1 | 1 | 0 | 1 | 0 | 0 | 0 | -1416.58 | -2415.89 | 4353.39 | Etiwanda-Rancho Vista Constraint | Etiwanda-Rancho Vista Constraint | Etiwanda-Rancho Vista Constraint |  | 1 | 0 | 1 | 0 | 0 | 0 | -1416.58 | -2415.89 | 4353.39 | Etiwanda-Rancho Vista Constraint | Etiwanda-Rancho Vista Constraint | Etiwanda-Rancho Vista Constraint |  | 5 | 5 | NO | 5 | 1 | 1 | NO | 1
PG&E GBA | Evergreen | 115 | 0 | 0 | 0 | 0 | 0 | 0 | 0 | 0 | 0 | 0 | 0 | 0 | 0 | 0 | 0 | 0 | 0 | 0 | 0 | 0 | 0 | 0 | 0 | 0 | 0 | 0 | 0 | 0 | 0 | 0 | 0 | 0 | 0 | 0 | 0 | 0 | 0 | 0 | 0 | 0 | 0 | 0 | 0 | 0 | 0 | 0 | 0 | 0 | 0 | 0 | 0 | 0 | 0 | 0 | 0 | 1 | 0 | 0 | 0 | 1 | 0 | 0 | 0 | 0 | 0 | 0 | 0 | 0 | 0 | 0 | 0 | 0 | 0 | 0 | 0 | 0 | 0 | 0 | 0 | 0 | 0 | 0 | 0 | 0 | 0 | 0 | 0 | 0 | 0 | 0 | 0 | 0 | 0 | 0 | 0 | 0 | 0 | 0 |  | 0 | 0 | 0 | 0 | 0 | 0 | 0 | 0 | 0 | 0 | 0 | 0 | 0 | 0 | 0 | 0 | 0 | 0 | 0 | 0 | 0 | 0 | 0 | 0 | 0 | 0 | 0 | 0 | 0 | 0 | 0 | 0 | 0 | 0 | 0 | 0 | 1239.96 | 828.4538 | 1461.1652 | Tesla-Bellota 230 kV line | Tesla-Bellota 230 kV line | Tesla-Bellota 230 kV line |  | 0 | 0 | 0 | 0 | 0 | 0 | 1539.96 | 1128.4538 | 1461.1652 | Tesla-Bellota 230 kV line | Tesla-Bellota 230 kV line | Tesla-Bellota 230 kV line |  | 1 | 1 | NO | 1 | 1 | 1 | NO | 1
PG&E GBA | Evergreen | 60 | 0 | 0 | 0 | 0 | 0 | 0 | 0 | 0 | 0 | 0 | 0 | 0 | 0 | 0 | 0 | 0 | 0 | 0 | 0 | 0 | 0 | 0 | 0 | 0 | 0 | 0 | 0 | 0 | 0 | 0 | 0 | 0 | 0 | 0 | 0 | 0 | 0 | 0 | 0 | 0 | 0 | 0 | 0 | 0 | 0 | 0 | 0 | 0 | 0 | 0 | 0 | 0 | 0 | 0 | 0 | 0 | 0 | 0 | 0 | 1 | 0 | 0 | 0 | 0 | 0 | 0 | 0 | 0 | 0 | 0 | 0 | 0 | 0 | 0 | 0 | 0 | 0 | 0 | 0 | 0 | 0 | 0 | 0 | 0 | 0 | 0 | 0 | 0 | 0 | 0 | 0 | 0 | 0 | 0 | 0 | 0 | 1 | 0 |  | 0 | 0 | 0 | 0 | 0 | 0 | 0 | 0 | 0 | 0 | 0 | 0 | 0 | 0 | 0 | 0 | 0 | 0 | 0 | 0 | 0 | 0 | 0 | 0 | 0 | 0 | 0 | 0 | 0 | 0 | 0 | 0 | 0 | 0 | 0 | 0 | 631 | 135.75 | 1461.1652 | NEW-Metcalf-Mosslanding 500kV | NEW-Metcalf-Mosslanding 500kV | Tesla-Bellota 230 kV line |  | 0 | 0 | 0 | 0 | 0 | 0 | 631 | 135.75 | 1461.1652 | NEW-Metcalf-Mosslanding 500kV | NEW-Metcalf-Mosslanding 500kV | Tesla-Bellota 230 kV line |  | 1 | 1 | NO | 1 | 1 | 1 | NO | 1
PG&E FRESNO | Excelsior | 115 | 0 | 0 | 0 | 0 | 0 | 0 | 0 | 0 | 0 | 0 | 0 | 0 | 0 | 0 | 0 | 0 | 0 | 0 | 0 | 0 | 0 | 0 | 0 | 0 | 0 | 0 | 0 | 0 | 0 | 0 | 0 | 0 | 0 | 0 | 0 | 0 | 0 | 0 | 0 | 0 | 0 | 0 | 0 | 0 | 0 | 1 | 0 | 0 | 0 | 0 | 0 | 0 | 0 | 0 | 0 | 0 | 0 | 0 | 0 | 0 | 0 | 0 | 0 | 0 | 0 | 0 | 0 | 0 | 0 | 0 | 0 | 0 | 0 | 0 | 0 | 0 | 0 | 0 | 1 | 1 | 1 | 1 | 1 | 0 | 0 | 1 | 1 | 1 | 0 | 0 | 0 | 0 | 0 | 0 | 0 | 0 | 0 | 1 |  | 0 | 0 | 0 | 0 | 0 | 0 | 0 | 0 | 0 | 0 | 0 | 0 | 0 | 0 | 0 | 0 | 0 | 0 | 0 | 0 | 0 | 0 | 0 | 0 | 0 | 0 | 0 | 0 | 0 | 0 | 1 | 0 | 3 | 1 | 2 | 0 | -364.5 | -4686.972 | -3687.5882 | Bellota-Weber 230kV line | Gates 500/230kV TB #11 | Gates 500/230kV TB #11 |  | 0 | 0 | 0 | 1 | 0 | 0 | 0 | -31.24 | 50 | Schindler 115/70kV TB #1 | Los Banos 500/230kV TB | Schindler 115/70kV TB #1 |  | 5 | 3 | YES | 3 | 5 | 1 | YES | 2
PG&E FRESNO | Exchequer | 115 | 0 | 0 | 0 | 0 | 0 | 0 | 0 | 0 | 0 | 0 | 0 | 0 | 0 | 0 | 0 | 0 | 0 | 0 | 0 | 0 | 0 | 0 | 0 | 0 | 0 | 0 | 0 | 0 | 0 | 0 | 0 | 0 | 0 | 0 | 0 | 0 | 0 | 0 | 0 | 0 | 0 | 0 | 0 | 0 | 0 | 1 | 0 | 0 | 0 | 0 | 0 | 0 | 0 | 0 | 0 | 0 | 0 | 0 | 0 | 1 | 0 | 0 | 0 | 0 | 0 | 0 | 0 | 0 | 0 | 0 | 0 | 0 | 0 | 0 | 0 | 0 | 0 | 0 | 1 | 0 | 0 | 1 | 1 | 1 | 1 | 1 | 0 | 1 | 1 | 1 | 1 | 0 | 1 | 0 | 0 | 0 | 0 | 2 |  | 0 | 0 | 0 | 0 | 0 | 0 | 0 | 0 | 0 | 0 | 0 | 0 | 0 | 0 | 0 | 0 | 0 | 0 | 0 | 0 | 0 | 0 | 0 | 0 | 0 | 0 | 0 | 0 | 0 | 0 | 3 | 0 | 4 | 1 | 2 | 0 | -656.8 | -3815.842 | -3618.543 | Borden-Storey #1 230kV line | Gates 500/230kV TB #12 | Gates 500/230kV TB #12 |  | 0 | 0 | 0 | 1 | 0 | 0 | 95.5 | -31.24 | 126.1276 | Bellota-Weber 230kV line | Los Banos 500/230kV TB | Oro Loma-El Nido 115kV Line |  | 5 | 3 | YES | 3 | 5 | 1 | YES | 2
PG&E KERN | Fairway | 115 | 0 | 0 | 0 | 0 | 0 | 0 | 0 | 0 | 0 | 0 | 0 | 0 | 0 | 0 | 0 | 0 | 0 | 0 | 0 | 0 | 0 | 0 | 0 | 0 | 0 | 0 | 0 | 0 | 0 | 0 | 0 | 0 | 0 | 0 | 0 | 0 | 0 | 0 | 0 | 0 | 0 | 0 | 0 | 0 | 0 | 0 | 0 | 0 | 0 | 0 | 0 | 0 | 0 | 0 | 0 | 0 | 0 | 0 | 0 | 0 | 0 | 0 | 0 | 0 | 0 | 0 | 0 | 1 | 1 | 0 | 0 | 0 | 0 | 0 | 0 | 0 | 0 | 0 | 0 | 1 | 0 | 0 | 0 | 0 | 0 | 1 | 0 | 0 | 0 | 0 | 0 | 0 | 0 | 0 | 0 | 1 | 0 | 1 |  | 0 | 0 | 0 | 0 | 0 | 0 | 0 | 0 | 0 | 0 | 0 | 0 | 0 | 0 | 0 | 0 | 0 | 0 | 0 | 0 | 0 | 0 | 0 | 0 | 0 | 0 | 0 | 0 | 0 | 0 | 0 | 0 | 1 | 1 | 1 | 0 | 120.85 | -4686.972 | -3687.5882 | Cal Flat-Gates 230 kV line | Gates 500/230kV TB #11 | Gates 500/230kV TB #11 |  | 0 | 0 | 0 | 1 | 0 | 0 | 120.85 | -31.24 | 251.3788 | Cal Flat-Gates 230 kV line | Los Banos 500/230kV TB | Gates-Arco 230 kV Line |  | 5 | 3 | YES | 3 | 5 | 1 | YES | 2
PG&E KERN | Famoso | 115 | 0 | 0 | 0 | 0 | 0 | 0 | 0 | 0 | 0 | 0 | 0 | 0 | 0 | 0 | 0 | 0 | 0 | 0 | 0 | 0 | 0 | 0 | 0 | 0 | 0 | 0 | 0 | 0 | 0 | 0 | 0 | 0 | 0 | 0 | 0 | 0 | 0 | 0 | 0 | 0 | 0 | 0 | 0 | 0 | 0 | 0 | 0 | 0 | 0 | 0 | 0 | 0 | 0 | 0 | 0 | 0 | 0 | 0 | 0 | 0 | 0 | 0 | 0 | 0 | 0 | 0 | 0 | 1 | 1 | 0 | 0 | 0 | 0 | 0 | 0 | 1 | 0 | 0 | 0 | 1 | 0 | 0 | 0 | 0 | 0 | 0 | 0 | 0 | 0 | 0 | 0 | 0 | 0 | 0 | 0 | 0 | 0 | 0 |  | 0 | 0 | 0 | 0 | 0 | 0 | 0 | 0 | 0 | 0 | 0 | 0 | 0 | 0 | 0 | 0 | 0 | 0 | 0 | 0 | 0 | 0 | 0 | 0 | 0 | 0 | 0 | 0 | 0 | 0 | 0 | 0 | 1 | 0 | 1 | 0 | 120.85 | -4686.972 | -3687.5882 | Cal Flat-Gates 230 kV line | Gates 500/230kV TB #11 | Gates 500/230kV TB #11 |  | 0 | 0 | 0 | 0 | 0 | 0 | 120.85 | 201.6 | 233.6988 | Cal Flat-Gates 230 kV line | Semitropic-Midway 115kV Line | Semitropic-Midway 115kV Line |  | 5 | 1 | YES | 2 | 5 | 1 | YES | 2
PG&E NGBA | Fern Road | 500 | 0 | 0 | 0 | 0 | 0 | 0 | 0 | 0 | 0 | 0 | 0 | 0 | 0 | 0 | 0 | 0 | 0 | 0 | 0 | 0 | 0 | 0 | 0 | 0 | 0 | 0 | 0 | 0 | 0 | 0 | 0 | 0 | 0 | 0 | 0 | 0 | 0 | 0 | 0 | 1 | 0 | 0 | 0 | 0 | 0 | 0 | 0 | 0 | 0 | 0 | 0 | 0 | 0 | 0 | 0 | 0 | 0 | 0 | 0 | 0 | 0 | 0 | 0 | 0 | 0 | 0 | 0 | 0 | 0 | 0 | 0 | 0 | 0 | 0 | 0 | 0 | 0 | 0 | 0 | 0 | 0 | 0 | 0 | 0 | 0 | 0 | 0 | 0 | 0 | 0 | 0 | 0 | 0 | 0 | 0 | 0 | 0 | 0 |  | 0 | 0 | 0 | 0 | 0 | 0 | 0 | 0 | 0 | 0 | 0 | 0 | 0 | 0 | 0 | 0 | 0 | 0 | 0 | 0 | 0 | 0 | 0 | 0 | 0 | 0 | 0 | 0 | 0 | 0 | 1 | 0 | 1 | 0 | 0 | 0 | -1547.69 | -1002.9112 | 977.7909 | Collinsville-Tesla 500 kV Line | Collinsville-Tesla 500 kV Line | Collinsville-Tesla 500 kV Line |  | 0 | 0 | 0 | 0 | 0 | 0 | 7097.31 | 7642.0888 | 977.7909 | Collinsville-Tesla 500 kV Line | Collinsville-Tesla 500 kV Line | Collinsville-Tesla 500 kV Line |  | 5 | 1 | YES | 2 | 1 | 1 | NO | 1
PG&E GBA | Fibreboard (SPI Sonora) | 115 | 0 | 0 | 0 | 0 | 0 | 0 | 0 | 0 | 0 | 0 | 0 | 0 | 0 | 0 | 0 | 0 | 0 | 0 | 0 | 0 | 0 | 0 | 0 | 0 | 0 | 0 | 0 | 0 | 0 | 0 | 0 | 0 | 0 | 0 | 0 | 0 | 0 | 0 | 0 | 0 | 0 | 0 | 0 | 0 | 0 | 1 | 0 | 0 | 0 | 0 | 0 | 0 | 0 | 0 | 0 | 1 | 0 | 1 | 0 | 1 | 0 | 0 | 0 | 0 | 0 | 1 | 0 | 0 | 0 | 0 | 0 | 0 | 0 | 0 | 0 | 0 | 0 | 0 | 0 | 0 | 0 | 0 | 0 | 0 | 0 | 0 | 0 | 0 | 0 | 0 | 0 | 0 | 0 | 0 | 0 | 0 | 0 | 0 |  | 0 | 0 | 0 | 0 | 0 | 0 | 0 | 0 | 0 | 0 | 0 | 0 | 0 | 0 | 0 | 0 | 0 | 0 | 0 | 0 | 0 | 0 | 0 | 0 | 0 | 0 | 0 | 0 | 0 | 0 | 2 | 0 | 1 | 0 | 0 | 0 | -364.5 | -312.19 | 543.909 | Bellota-Weber 230kV line | Bellota-Weber 230kV line | Kasson Jct-Heinz 115 kV line |  | 1 | 0 | 0 | 0 | 0 | 0 | -52.2 | 5.59 | 543.909 | Kasson Jct-Heinz 115 kV line | Kasson Jct-Heinz 115 kV line | Kasson Jct-Heinz 115 kV line |  | 5 | 5 | NO | 5 | 1 | 1 | NO | 1
PG&E FRESNO | Figarden | 230 | 0 | 0 | 0 | 0 | 0 | 0 | 0 | 0 | 0 | 0 | 0 | 0 | 0 | 0 | 0 | 0 | 0 | 0 | 0 | 0 | 0 | 0 | 0 | 0 | 0 | 0 | 0 | 0 | 0 | 0 | 0 | 0 | 0 | 0 | 0 | 0 | 0 | 0 | 0 | 0 | 0 | 0 | 0 | 0 | 0 | 0 | 0 | 0 | 0 | 0 | 0 | 0 | 0 | 0 | 0 | 0 | 0 | 0 | 0 | 1 | 0 | 0 | 0 | 0 | 0 | 0 | 0 | 0 | 0 | 0 | 0 | 0 | 0 | 0 | 0 | 0 | 0 | 0 | 0 | 1 | 0 | 1 | 1 | 1 | 0 | 1 | 0 | 1 | 0 | 0 | 0 | 0 | 1 | 0 | 0 | 0 | 0 | 1 |  | 0 | 0 | 0 | 0 | 0 | 0 | 0 | 0 | 0 | 0 | 0 | 0 | 0 | 0 | 0 | 0 | 0 | 0 | 0 | 0 | 0 | 0 | 0 | 0 | 0 | 0 | 0 | 0 | 0 | 0 | 1 | 0 | 2 | 1 | 1 | 0 | -222.55 | -4686.972 | -3687.5882 | Chowchilla-Le grand 115kV Line | Gates 500/230kV TB #11 | Gates 500/230kV TB #11 |  | 0 | 0 | 0 | 1 | 0 | 0 | 244.55 | -31.24 | 126.1276 | Los Banos 500/230kV TB | Los Banos 500/230kV TB | Oro Loma-El Nido 115kV Line |  | 5 | 3 | YES | 3 | 5 | 1 | YES | 2
PG&E FRESNO | Fink | 230 | 0 | 0 | 0 | 0 | 0 | 0 | 0 | 0 | 0 | 0 | 0 | 0 | 0 | 0 | 0 | 0 | 0 | 0 | 0 | 0 | 0 | 0 | 0 | 0 | 0 | 0 | 0 | 0 | 0 | 0 | 0 | 0 | 0 | 0 | 0 | 0 | 0 | 0 | 0 | 0 | 0 | 0 | 0 | 0 | 0 | 0 | 0 | 0 | 0 | 0 | 0 | 0 | 0 | 0 | 0 | 0 | 0 | 0 | 0 | 0 | 0 | 0 | 0 | 0 | 0 | 0 | 0 | 0 | 0 | 0 | 0 | 0 | 0 | 0 | 0 | 0 | 0 | 0 | 0 | 0 | 0 | 0 | 0 | 0 | 0 | 1 | 0 | 0 | 0 | 0 | 0 | 0 | 0 | 0 | 0 | 0 | 0 | 1 |  | 0 | 0 | 0 | 0 | 0 | 0 | 0 | 0 | 0 | 190 | 0 | 162 | 0 | 0 | 1 | 70 | 0 | 0 | 0 | 0 | 0 | 0 | 0 | 0 | 724 | 0 | 162 | 900 | 0 | 1 | 0 | 0 | 0 | 1 | 0 | 0 | 244.55 | -31.24 | 6075.7036 | Los Banos 500/230kV TB | Los Banos 500/230kV TB | Los Banos 500/230kV TB |  | 0 | 0 | 0 | 1 | 0 | 0 | 244.55 | -31.24 | 6075.7036 | Los Banos 500/230kV TB | Los Banos 500/230kV TB | Los Banos 500/230kV TB |  | 3 | 3 | NO | 3 | 1 | 1 | NO | 1
PG&E NGBA | Fitch Mountain | 60 | 0 | 0 | 0 | 0 | 0 | 0 | 0 | 0 | 0 | 0 | 0 | 0 | 0 | 0 | 0 | 0 | 0 | 0 | 0 | 0 | 0 | 0 | 0 | 0 | 0 | 0 | 0 | 0 | 0 | 0 | 0 | 0 | 0 | 0 | 0 | 0 | 0 | 0 | 0 | 1 | 0 | 0 | 0 | 0 | 0 | 0 | 0 | 0 | 0 | 0 | 0 | 0 | 1 | 0 | 0 | 0 | 0 | 0 | 0 | 0 | 0 | 0 | 0 | 0 | 0 | 0 | 1 | 0 | 0 | 0 | 0 | 0 | 0 | 0 | 0 | 0 | 0 | 0 | 0 | 0 | 0 | 0 | 0 | 0 | 0 | 0 | 0 | 0 | 0 | 0 | 0 | 0 | 0 | 0 | 0 | 0 | 0 | 1 |  | 0 | 0 | 0 | 0 | 0 | 0 | 0 | 0 | 0 | 0 | 0 | 0 | 0 | 0 | 0 | 0 | 0 | 0 | 0 | 0 | 0 | 0 | 0 | 0 | 0 | 0 | 0 | 0 | 0 | 0 | 2 | 0 | 2 | 0 | 0 | 0 | -1547.69 | -1002.9112 | 337.0526 | Collinsville-Tesla 500 kV Line | Collinsville-Tesla 500 kV Line | Birds Landing-Contra Costa 230kV Line |  | 0 | 0 | 0 | 0 | 0 | 0 | 1452.61 | 1744.7038 | 337.0526 | Birds Landing-Contra Costa 230kV Line | Birds Landing-Contra Costa 230kV Line | Birds Landing-Contra Costa 230kV Line |  | 5 | 1 | YES | 2 | 1 | 1 | NO | 1
PG&E GBA | FMC | 115 | 0 | 0 | 0 | 0 | 0 | 0 | 0 | 0 | 0 | 0 | 0 | 0 | 0 | 0 | 0 | 0 | 0 | 0 | 0 | 0 | 0 | 0 | 0 | 0 | 0 | 0 | 0 | 0 | 0 | 0 | 0 | 0 | 0 | 0 | 0 | 0 | 0 | 0 | 0 | 0 | 0 | 0 | 0 | 0 | 0 | 0 | 0 | 0 | 0 | 0 | 0 | 0 | 0 | 0 | 0 | 1 | 0 | 0 | 0 | 1 | 0 | 0 | 0 | 0 | 0 | 0 | 0 | 0 | 0 | 0 | 0 | 0 | 0 | 0 | 0 | 0 | 0 | 0 | 0 | 0 | 0 | 0 | 0 | 0 | 0 | 0 | 0 | 0 | 0 | 0 | 0 | 0 | 0 | 0 | 0 | 0 | 0 | 0 |  | 0 | 0 | 0 | 0 | 0 | 0 | 0 | 0 | 0 | 0 | 0 | 0 | 0 | 0 | 0 | 0 | 0 | 0 | 0 | 0 | 0 | 0 | 0 | 0 | 0 | 0 | 0 | 0 | 0 | 0 | 0 | 0 | 0 | 0 | 0 | 0 | 1239.96 | 828.4538 | 1461.1652 | Tesla-Bellota 230 kV line | Tesla-Bellota 230 kV line | Tesla-Bellota 230 kV line |  | 0 | 0 | 0 | 0 | 0 | 0 | 1539.96 | 1128.4538 | 1461.1652 | Tesla-Bellota 230 kV line | Tesla-Bellota 230 kV line | Tesla-Bellota 230 kV line |  | 1 | 1 | NO | 1 | 1 | 1 | NO | 1
PG&E GBA | Fremont | 115 | 0 | 0 | 0 | 0 | 0 | 0 | 0 | 0 | 0 | 0 | 0 | 0 | 0 | 0 | 0 | 0 | 0 | 0 | 0 | 0 | 0 | 0 | 0 | 0 | 0 | 0 | 0 | 0 | 0 | 0 | 0 | 0 | 0 | 0 | 0 | 0 | 0 | 0 | 0 | 0 | 0 | 0 | 0 | 0 | 0 | 0 | 0 | 0 | 0 | 0 | 0 | 0 | 1 | 0 | 0 | 1 | 0 | 0 | 0 | 0 | 0 | 0 | 0 | 0 | 0 | 0 | 0 | 0 | 0 | 0 | 0 | 0 | 0 | 0 | 0 | 0 | 0 | 0 | 0 | 0 | 0 | 0 | 0 | 0 | 0 | 0 | 0 | 0 | 0 | 0 | 0 | 0 | 0 | 0 | 0 | 0 | 0 | 1 |  | 0 | 0 | 0 | 0 | 0 | 0 | 0 | 0 | 0 | 0 | 0 | 0 | 0 | 0 | 0 | 0 | 0 | 0 | 0 | 0 | 0 | 0 | 0 | 0 | 0 | 0 | 0 | 0 | 0 | 0 | 0 | 0 | 0 | 0 | 0 | 0 | 2401.7 | 2386.26 | 4322.36 | Sobrante-Moraga 230 kV line | Sobrante-Moraga 230 kV line | Sobrante-Moraga 230 kV line |  | 0 | 0 | 0 | 0 | 0 | 0 | 2401.7 | 2386.26 | 4322.36 | Sobrante-Moraga 230 kV line | Sobrante-Moraga 230 kV line | Sobrante-Moraga 230 kV line |  | 1 | 1 | NO | 1 | 1 | 1 | NO | 1
PG&E GBA | French Camp | 60 | 0 | 0 | 0 | 0 | 0 | 0 | 0 | 0 | 0 | 0 | 0 | 0 | 0 | 0 | 0 | 0 | 0 | 0 | 0 | 0 | 0 | 0 | 0 | 0 | 0 | 0 | 0 | 0 | 0 | 0 | 0 | 0 | 0 | 0 | 0 | 0 | 0 | 0 | 0 | 0 | 0 | 0 | 0 | 0 | 0 | 1 | 0 | 0 | 0 | 0 | 0 | 0 | 0 | 0 | 0 | 0 | 0 | 0 | 0 | 1 | 0 | 0 | 0 | 0 | 0 | 0 | 0 | 0 | 0 | 0 | 0 | 0 | 0 | 0 | 0 | 0 | 0 | 0 | 0 | 0 | 0 | 0 | 0 | 0 | 0 | 1 | 0 | 0 | 0 | 0 | 0 | 0 | 0 | 0 | 0 | 0 | 0 | 1 |  | 0 | 0 | 0 | 0 | 0 | 0 | 0 | 0 | 0 | 0 | 0 | 0 | 0 | 0 | 0 | 0 | 0 | 0 | 0 | 0 | 0 | 0 | 0 | 0 | 0 | 0 | 0 | 0 | 0 | 0 | 1 | 0 | 1 | 1 | 0 | 0 | -364.5 | -312.19 | 978.6798 | Bellota-Weber 230kV line | Bellota-Weber 230kV line | Bellota-Weber 230kV line |  | 0 | 0 | 0 | 1 | 0 | 0 | 95.5 | -31.24 | 978.6798 | Bellota-Weber 230kV line | Los Banos 500/230kV TB | Bellota-Weber 230kV line |  | 5 | 3 | YES | 3 | 1 | 1 | NO | 1
PG&E GBA | Frogtown | 115 | 0 | 0 | 0 | 0 | 0 | 0 | 0 | 0 | 0 | 0 | 0 | 0 | 0 | 0 | 0 | 0 | 0 | 0 | 0 | 0 | 0 | 0 | 0 | 0 | 0 | 0 | 0 | 0 | 0 | 0 | 0 | 0 | 0 | 0 | 0 | 0 | 0 | 0 | 0 | 0 | 0 | 0 | 0 | 0 | 0 | 1 | 0 | 0 | 0 | 0 | 0 | 0 | 0 | 0 | 0 | 1 | 0 | 0 | 0 | 1 | 0 | 0 | 0 | 0 | 0 | 0 | 0 | 0 | 0 | 0 | 0 | 0 | 0 | 0 | 0 | 0 | 0 | 0 | 0 | 0 | 0 | 0 | 0 | 0 | 0 | 0 | 0 | 0 | 0 | 0 | 0 | 0 | 0 | 0 | 0 | 0 | 0 | 0 |  | 0 | 0 | 0 | 0 | 0 | 0 | 0 | 0 | 0 | 0 | 0 | 0 | 0 | 0 | 0 | 0 | 0 | 0 | 0 | 0 | 0 | 0 | 0 | 0 | 0 | 0 | 0 | 0 | 0 | 0 | 1 | 0 | 1 | 0 | 0 | 0 | -364.5 | -312.19 | 978.6798 | Bellota-Weber 230kV line | Bellota-Weber 230kV line | Bellota-Weber 230kV line |  | 0 | 0 | 0 | 0 | 0 | 0 | 95.5 | 147.81 | 978.6798 | Bellota-Weber 230kV line | Bellota-Weber 230kV line | Bellota-Weber 230kV line |  | 5 | 1 | YES | 2 | 1 | 1 | NO | 1
PG&E NGBA | Fulton | 115 | 0 | 0 | 0 | 0 | 0 | 0 | 0 | 0 | 0 | 0 | 0 | 0 | 0 | 0 | 0 | 0 | 0 | 0 | 0 | 0 | 0 | 0 | 0 | 0 | 0 | 0 | 0 | 0 | 0 | 0 | 0 | 0 | 0 | 0 | 0 | 0 | 0 | 0 | 0 | 1 | 0 | 1 | 0 | 0 | 0 | 0 | 0 | 0 | 0 | 0 | 0 | 1 | 1 | 1 | 1 | 1 | 0 | 0 | 0 | 1 | 0 | 0 | 0 | 0 | 0 | 1 | 1 | 0 | 0 | 0 | 0 | 0 | 0 | 0 | 0 | 0 | 0 | 0 | 0 | 0 | 0 | 0 | 0 | 0 | 0 | 0 | 0 | 0 | 0 | 0 | 0 | 0 | 0 | 0 | 0 | 0 | 0 | 2 |  | 0 | 0 | 0 | 0 | 0 | 0 | 0 | 0 | 0 | 0 | 0 | 0 | 0 | 0 | 0 | 0 | 0 | 0 | 0 | 0 | 0 | 0 | 0 | 0 | 0 | 0 | 0 | 0 | 0 | 0 | 3 | 0 | 2 | 0 | 0 | 0 | -1547.69 | -1002.9112 | 337.0526 | Collinsville-Tesla 500 kV Line | Collinsville-Tesla 500 kV Line | Birds Landing-Contra Costa 230kV Line |  | 0 | 0 | 0 | 0 | 0 | 0 | 504.61 | 771.8 | 337.0526 | Contra Costa- Windmaster 230 kV line | Cortina-Eagle Rock 115 kV line | Birds Landing-Contra Costa 230kV Line |  | 5 | 1 | YES | 2 | 1 | 1 | NO | 1
PG&E NGBA | Fulton | 230 | 0 | 0 | 0 | 0 | 0 | 0 | 0 | 0 | 0 | 0 | 0 | 0 | 0 | 0 | 0 | 0 | 0 | 0 | 0 | 0 | 0 | 0 | 0 | 0 | 0 | 0 | 0 | 0 | 0 | 0 | 0 | 0 | 0 | 0 | 0 | 0 | 0 | 0 | 0 | 1 | 0 | 1 | 0 | 0 | 0 | 0 | 0 | 0 | 0 | 0 | 0 | 0 | 1 | 1 | 1 | 1 | 0 | 0 | 1 | 1 | 0 | 0 | 0 | 0 | 0 | 1 | 1 | 0 | 0 | 0 | 0 | 0 | 0 | 0 | 0 | 0 | 0 | 0 | 0 | 0 | 0 | 0 | 0 | 0 | 0 | 0 | 0 | 0 | 0 | 0 | 0 | 0 | 0 | 0 | 0 | 0 | 0 | 1 |  | 18 | 0 | 0 | 0 | 0 | 0 | 0 | 0 | 0 | 0 | 0 | 38 | 0 | 0 | 1 | 18 | 0 | 0 | 0 | 0 | 0 | 0 | 0 | 0 | 0 | 0 | 38 | 0 | 0 | 1 | 3 | 0 | 2 | 0 | 0 | 0 | -1547.69 | -1002.9112 | 337.0526 | Collinsville-Tesla 500 kV Line | Collinsville-Tesla 500 kV Line | Birds Landing-Contra Costa 230kV Line |  | 0 | 0 | 0 | 0 | 0 | 0 | 504.61 | 771.8 | 337.0526 | Contra Costa- Windmaster 230 kV line | Cortina-Eagle Rock 115 kV line | Birds Landing-Contra Costa 230kV Line |  | 5 | 1 | YES | 2 | 1 | 1 | NO | 1
PG&E NGBA | Fulton | 60 | 0 | 0 | 0 | 0 | 0 | 0 | 0 | 0 | 0 | 0 | 0 | 0 | 0 | 0 | 0 | 0 | 0 | 0 | 0 | 0 | 0 | 0 | 0 | 0 | 0 | 0 | 0 | 0 | 0 | 0 | 0 | 0 | 0 | 0 | 0 | 0 | 0 | 0 | 0 | 1 | 0 | 0 | 0 | 0 | 0 | 0 | 0 | 0 | 0 | 0 | 0 | 0 | 1 | 0 | 0 | 0 | 0 | 0 | 0 | 0 | 0 | 0 | 0 | 0 | 0 | 0 | 1 | 0 | 0 | 0 | 0 | 0 | 0 | 0 | 0 | 0 | 0 | 0 | 0 | 0 | 0 | 0 | 0 | 0 | 0 | 0 | 0 | 0 | 0 | 0 | 0 | 0 | 0 | 0 | 0 | 0 | 0 | 1 |  | 0 | 0 | 0 | 0 | 0 | 0 | 0 | 0 | 0 | 0 | 0 | 0 | 0 | 0 | 0 | 0 | 0 | 0 | 0 | 0 | 0 | 0 | 0 | 0 | 0 | 0 | 0 | 0 | 0 | 0 | 2 | 0 | 2 | 0 | 0 | 0 | -1547.69 | -1002.9112 | 337.0526 | Collinsville-Tesla 500 kV Line | Collinsville-Tesla 500 kV Line | Birds Landing-Contra Costa 230kV Line |  | 0 | 0 | 0 | 0 | 0 | 0 | 1452.61 | 1744.7038 | 337.0526 | Birds Landing-Contra Costa 230kV Line | Birds Landing-Contra Costa 230kV Line | Birds Landing-Contra Costa 230kV Line |  | 5 | 1 | YES | 2 | 1 | 1 | NO | 1
PG&E KERN | Ganso | 115 | 0 | 0 | 0 | 0 | 0 | 0 | 0 | 0 | 0 | 0 | 0 | 0 | 0 | 0 | 0 | 0 | 0 | 0 | 0 | 0 | 0 | 0 | 0 | 0 | 0 | 0 | 0 | 0 | 0 | 0 | 0 | 0 | 0 | 0 | 0 | 0 | 0 | 0 | 0 | 0 | 0 | 0 | 0 | 0 | 0 | 0 | 0 | 0 | 0 | 0 | 0 | 0 | 0 | 0 | 0 | 0 | 0 | 0 | 0 | 0 | 0 | 0 | 0 | 0 | 0 | 0 | 0 | 1 | 0 | 0 | 0 | 0 | 0 | 0 | 1 | 0 | 0 | 0 | 1 | 1 | 0 | 0 | 0 | 0 | 0 | 0 | 0 | 0 | 0 | 0 | 0 | 0 | 0 | 0 | 0 | 0 | 0 | 0 |  | 0 | 0 | 0 | 0 | 0 | 0 | 0 | 0 | 0 | 0 | 0 | 0 | 0 | 0 | 0 | 0 | 0 | 0 | 0 | 0 | 0 | 0 | 0 | 0 | 0 | 0 | 0 | 0 | 0 | 0 | 0 | 0 | 2 | 0 | 2 | 0 | 119.27 | -4686.972 | -3687.5882 | Gates 500/230kV TB #12 | Gates 500/230kV TB #11 | Gates 500/230kV TB #11 |  | 0 | 0 | 0 | 0 | 0 | 0 | 120.85 | 383.59 | 657.4403 | Cal Flat-Gates 230 kV line | Cal Flat-Gates 230 kV line | Cal Flat-Gates 230 kV line |  | 5 | 1 | YES | 2 | 5 | 1 | YES | 2
PG&E FRESNO | Gates | 230 | 0 | 0 | 0 | 0 | 0 | 0 | 0 | 0 | 0 | 0 | 0 | 0 | 0 | 0 | 0 | 0 | 0 | 0 | 0 | 0 | 0 | 0 | 0 | 0 | 0 | 0 | 0 | 0 | 0 | 0 | 0 | 0 | 0 | 0 | 0 | 0 | 0 | 0 | 0 | 0 | 0 | 0 | 0 | 0 | 0 | 0 | 0 | 0 | 0 | 0 | 0 | 0 | 0 | 0 | 0 | 0 | 0 | 0 | 0 | 0 | 0 | 0 | 0 | 0 | 0 | 0 | 0 | 1 | 0 | 0 | 0 | 0 | 0 | 0 | 0 | 0 | 0 | 0 | 1 | 1 | 0 | 1 | 0 | 0 | 0 | 1 | 0 | 0 | 0 | 0 | 0 | 0 | 0 | 0 | 1 | 1 | 0 | 1 |  | 0 | 0 | 0 | 0 | 0 | 0 | 0 | 0 | 0 | 0 | 0 | 0 | 0 | 0 | 0 | 0 | 0 | 0 | 0 | 0 | 0 | 0 | 0 | 3 | 166 | 477.5 | 0 | 0 | 0 | 1 | 0 | 0 | 3 | 1 | 2 | 1 | 119.27 | -4686.972 | -3687.5882 | Gates 500/230kV TB #12 | Gates 500/230kV TB #11 | Gates 500/230kV TB #11 |  | 0 | 0 | 0 | 1 | 0 | 0 | 120.85 | -31.24 | 342.7684 | Cal Flat-Gates 230 kV line | Los Banos 500/230kV TB | Mustang-Henrietta 230 kV line |  | 5 | 3 | YES | 3 | 5 | 1 | YES | 2
PG&E FRESNO | Gates | 500 | 0 | 0 | 0 | 0 | 0 | 0 | 0 | 0 | 0 | 0 | 0 | 0 | 0 | 0 | 0 | 0 | 0 | 0 | 0 | 0 | 0 | 0 | 0 | 0 | 0 | 0 | 0 | 0 | 0 | 0 | 0 | 0 | 0 | 0 | 0 | 0 | 0 | 0 | 0 | 0 | 0 | 0 | 0 | 0 | 0 | 0 | 0 | 0 | 0 | 0 | 0 | 0 | 0 | 0 | 0 | 0 | 0 | 0 | 0 | 0 | 0 | 0 | 0 | 0 | 0 | 0 | 0 | 0 | 0 | 0 | 0 | 0 | 0 | 0 | 0 | 0 | 0 | 0 | 1 | 1 | 0 | 1 | 0 | 0 | 0 | 1 | 0 | 0 | 0 | 0 | 0 | 0 | 0 | 0 | 1 | 1 | 0 | 1 |  | 0 | 0 | 0 | 0 | 0 | 0 | 0 | 0 | 0 | 0 | 0 | 0 | 0 | 0 | 0 | 0 | 0 | 0 | 0 | 0 | 0 | 0 | 0 | 0 | 0 | 0 | 190 | 35 | 0 | 1 | 0 | 0 | 3 | 1 | 2 | 1 | 119.27 | -4686.972 | -3687.5882 | Gates 500/230kV TB #12 | Gates 500/230kV TB #11 | Gates 500/230kV TB #11 |  | 0 | 0 | 0 | 1 | 0 | 0 | 244.55 | -31.24 | 342.7684 | Los Banos 500/230kV TB | Los Banos 500/230kV TB | Mustang-Henrietta 230 kV line |  | 5 | 3 | YES | 3 | 5 | 1 | YES | 2
PG&E NGBA | Geysers 12 | 230 | 0 | 0 | 0 | 0 | 0 | 0 | 0 | 0 | 0 | 0 | 0 | 0 | 0 | 0 | 0 | 0 | 0 | 0 | 0 | 0 | 0 | 0 | 0 | 0 | 0 | 0 | 0 | 0 | 0 | 0 | 0 | 0 | 0 | 0 | 0 | 0 | 0 | 0 | 0 | 1 | 0 | 1 | 0 | 0 | 0 | 0 | 0 | 0 | 0 | 0 | 0 | 0 | 1 | 1 | 1 | 1 | 0 | 0 | 1 | 1 | 0 | 0 | 0 | 0 | 0 | 1 | 1 | 0 | 0 | 0 | 0 | 0 | 0 | 0 | 0 | 0 | 0 | 0 | 0 | 0 | 0 | 0 | 0 | 0 | 0 | 0 | 0 | 0 | 0 | 0 | 0 | 0 | 0 | 0 | 0 | 0 | 0 | 1 |  | 0 | 0 | 0 | 0 | 0 | 0 | 0 | 0 | 0 | 0 | 0 | 0 | 0 | 0 | 0 | 0 | 0 | 0 | 0 | 0 | 0 | 0 | 0 | 0 | 0 | 0 | 0 | 0 | 0 | 0 | 3 | 0 | 2 | 0 | 0 | 0 | -1547.69 | -1002.9112 | 337.0526 | Collinsville-Tesla 500 kV Line | Collinsville-Tesla 500 kV Line | Birds Landing-Contra Costa 230kV Line |  | 0 | 0 | 0 | 0 | 0 | 0 | 504.61 | 771.8 | 337.0526 | Contra Costa- Windmaster 230 kV line | Cortina-Eagle Rock 115 kV line | Birds Landing-Contra Costa 230kV Line |  | 5 | 1 | YES | 2 | 1 | 1 | NO | 1
PG&E NGBA | Geysers 17 | 230 | 0 | 0 | 0 | 0 | 0 | 0 | 0 | 0 | 0 | 0 | 0 | 0 | 0 | 0 | 0 | 0 | 0 | 0 | 0 | 0 | 0 | 0 | 0 | 0 | 0 | 0 | 0 | 0 | 0 | 0 | 0 | 0 | 0 | 0 | 0 | 0 | 0 | 0 | 0 | 1 | 0 | 1 | 0 | 0 | 0 | 0 | 0 | 0 | 0 | 0 | 0 | 0 | 1 | 1 | 1 | 1 | 0 | 0 | 1 | 1 | 0 | 0 | 0 | 0 | 0 | 1 | 1 | 0 | 0 | 0 | 0 | 0 | 0 | 0 | 0 | 0 | 0 | 0 | 0 | 0 | 0 | 0 | 0 | 0 | 0 | 0 | 0 | 0 | 0 | 0 | 0 | 0 | 0 | 0 | 0 | 0 | 0 | 1 |  | 0 | 0 | 0 | 0 | 0 | 0 | 0 | 0 | 0 | 0 | 0 | 0 | 0 | 0 | 0 | 0 | 0 | 0 | 0 | 0 | 0 | 0 | 0 | 0 | 0 | 0 | 0 | 0 | 0 | 0 | 3 | 0 | 2 | 0 | 0 | 0 | -1547.69 | -1002.9112 | 337.0526 | Collinsville-Tesla 500 kV Line | Collinsville-Tesla 500 kV Line | Birds Landing-Contra Costa 230kV Line |  | 0 | 0 | 0 | 0 | 0 | 0 | 504.61 | 771.8 | 337.0526 | Contra Costa- Windmaster 230 kV line | Cortina-Eagle Rock 115 kV line | Birds Landing-Contra Costa 230kV Line |  | 5 | 1 | YES | 2 | 1 | 1 | NO | 1
PG&E NGBA | Geysers 3 | 115 | 0 | 0 | 0 | 0 | 0 | 0 | 0 | 0 | 0 | 0 | 0 | 0 | 0 | 0 | 0 | 0 | 0 | 0 | 0 | 0 | 0 | 0 | 0 | 0 | 0 | 0 | 0 | 0 | 0 | 0 | 0 | 0 | 0 | 0 | 0 | 0 | 0 | 0 | 0 | 1 | 0 | 1 | 0 | 0 | 0 | 0 | 0 | 0 | 0 | 0 | 0 | 0 | 1 | 0 | 1 | 1 | 0 | 0 | 0 | 0 | 0 | 0 | 0 | 0 | 0 | 0 | 1 | 0 | 0 | 0 | 0 | 0 | 0 | 0 | 0 | 0 | 0 | 0 | 0 | 0 | 0 | 0 | 0 | 0 | 0 | 0 | 0 | 0 | 0 | 0 | 0 | 0 | 0 | 0 | 0 | 0 | 0 | 1 |  | 0 | 0 | 0 | 0 | 0 | 0 | 0 | 0 | 0 | 0 | 0 | 0 | 0 | 0 | 0 | 0 | 0 | 0 | 0 | 0 | 0 | 0 | 0 | 0 | 0 | 0 | 0 | 0 | 0 | 0 | 2 | 0 | 2 | 0 | 0 | 0 | -1547.69 | -1002.9112 | 337.0526 | Collinsville-Tesla 500 kV Line | Collinsville-Tesla 500 kV Line | Birds Landing-Contra Costa 230kV Line |  | 0 | 0 | 0 | 0 | 0 | 0 | 504.61 | 771.8 | 337.0526 | Contra Costa- Windmaster 230 kV line | Cortina-Eagle Rock 115 kV line | Birds Landing-Contra Costa 230kV Line |  | 5 | 1 | YES | 2 | 1 | 1 | NO | 1
PG&E NGBA | Glenn | 230 | 0 | 0 | 0 | 0 | 0 | 0 | 0 | 0 | 0 | 0 | 0 | 0 | 0 | 0 | 0 | 0 | 0 | 0 | 0 | 0 | 0 | 0 | 0 | 0 | 0 | 0 | 0 | 0 | 0 | 0 | 0 | 0 | 0 | 0 | 0 | 0 | 0 | 0 | 0 | 1 | 0 | 0 | 0 | 0 | 0 | 0 | 0 | 0 | 0 | 0 | 0 | 0 | 0 | 0 | 0 | 0 | 0 | 0 | 0 | 0 | 0 | 0 | 0 | 0 | 0 | 0 | 0 | 0 | 0 | 0 | 0 | 0 | 0 | 0 | 0 | 0 | 0 | 0 | 0 | 0 | 0 | 0 | 0 | 0 | 0 | 0 | 0 | 0 | 0 | 0 | 0 | 0 | 0 | 0 | 0 | 0 | 0 | 0 |  | 0 | 0 | 0 | 0 | 0 | 0 | 0 | 0 | 0 | 0 | 0 | 0 | 0 | 0 | 0 | 0 | 0 | 0 | 0 | 0 | 0 | 0 | 0 | 0 | 0 | 0 | 0 | 0 | 0 | 0 | 1 | 0 | 1 | 0 | 0 | 0 | -1547.69 | -1002.9112 | 977.7909 | Collinsville-Tesla 500 kV Line | Collinsville-Tesla 500 kV Line | Collinsville-Tesla 500 kV Line |  | 0 | 0 | 0 | 0 | 0 | 0 | 7097.31 | 7642.0888 | 977.7909 | Collinsville-Tesla 500 kV Line | Collinsville-Tesla 500 kV Line | Collinsville-Tesla 500 kV Line |  | 5 | 1 | YES | 2 | 1 | 1 | NO | 1
PG&E NGBA | Glenn | 60 | 0 | 0 | 0 | 0 | 0 | 0 | 0 | 0 | 0 | 0 | 0 | 0 | 0 | 0 | 0 | 0 | 0 | 0 | 0 | 0 | 0 | 0 | 0 | 0 | 0 | 0 | 0 | 0 | 0 | 0 | 0 | 0 | 0 | 0 | 0 | 0 | 0 | 0 | 0 | 1 | 0 | 0 | 0 | 0 | 0 | 0 | 0 | 0 | 0 | 0 | 0 | 0 | 0 | 0 | 0 | 0 | 0 | 0 | 0 | 0 | 0 | 0 | 0 | 0 | 0 | 0 | 0 | 0 | 0 | 0 | 0 | 0 | 0 | 0 | 0 | 0 | 0 | 0 | 0 | 0 | 0 | 0 | 0 | 0 | 0 | 0 | 0 | 0 | 0 | 0 | 0 | 0 | 0 | 0 | 0 | 0 | 0 | 0 |  | 0 | 0 | 0 | 0 | 0 | 0 | 0 | 0 | 0 | 0 | 0 | 0 | 0 | 0 | 0 | 0 | 0 | 0 | 0 | 0 | 0 | 0 | 0 | 0 | 0 | 0 | 0 | 0 | 0 | 0 | 1 | 0 | 1 | 0 | 0 | 0 | -1547.69 | -1002.9112 | 977.7909 | Collinsville-Tesla 500 kV Line | Collinsville-Tesla 500 kV Line | Collinsville-Tesla 500 kV Line |  | 0 | 0 | 0 | 0 | 0 | 0 | 7097.31 | 7642.0888 | 977.7909 | Collinsville-Tesla 500 kV Line | Collinsville-Tesla 500 kV Line | Collinsville-Tesla 500 kV Line |  | 5 | 1 | YES | 2 | 1 | 1 | NO | 1
PG&E NGBA | Gold Hill | 115 | 0 | 0 | 0 | 0 | 0 | 0 | 0 | 0 | 0 | 0 | 0 | 0 | 0 | 0 | 0 | 0 | 0 | 0 | 0 | 0 | 0 | 0 | 0 | 0 | 0 | 0 | 0 | 0 | 0 | 0 | 0 | 0 | 0 | 0 | 0 | 0 | 0 | 0 | 0 | 1 | 0 | 0 | 0 | 0 | 0 | 1 | 0 | 1 | 0 | 0 | 0 | 0 | 0 | 0 | 0 | 0 | 0 | 0 | 0 | 1 | 1 | 0 | 0 | 0 | 0 | 0 | 0 | 0 | 0 | 0 | 0 | 0 | 0 | 0 | 0 | 0 | 0 | 0 | 0 | 0 | 0 | 0 | 0 | 0 | 0 | 0 | 0 | 0 | 0 | 0 | 0 | 0 | 0 | 0 | 0 | 0 | 0 | 0 |  | 0 | 0 | 0 | 0 | 0 | 0 | 0 | 0 | 0 | 0 | 0 | 0 | 0 | 0 | 0 | 0 | 0 | 0 | 0 | 0 | 0 | 0 | 0 | 0 | 0 | 0 | 0 | 0 | 0 | 0 | 2 | 0 | 2 | 0 | 0 | 0 | -1547.69 | -1002.9112 | 18.3836 | Collinsville-Tesla 500 kV Line | Collinsville-Tesla 500 kV Line | Rio Oso-Lockeford 230kV line |  | 0 | 0 | 0 | 0 | 0 | 0 | 95.5 | 147.81 | 18.3836 | Bellota-Weber 230kV line | Bellota-Weber 230kV line | Rio Oso-Lockeford 230kV line |  | 5 | 1 | YES | 2 | 1 | 1 | NO | 1
PG&E NGBA | Gold Hill | 230 | 0 | 0 | 0 | 0 | 0 | 0 | 0 | 0 | 0 | 0 | 0 | 0 | 0 | 0 | 0 | 0 | 0 | 0 | 0 | 0 | 0 | 0 | 0 | 0 | 0 | 0 | 0 | 0 | 0 | 0 | 0 | 0 | 0 | 0 | 0 | 0 | 0 | 0 | 0 | 1 | 0 | 0 | 0 | 0 | 0 | 1 | 1 | 1 | 0 | 0 | 0 | 0 | 0 | 0 | 0 | 0 | 0 | 0 | 0 | 1 | 1 | 0 | 0 | 0 | 0 | 0 | 0 | 0 | 0 | 0 | 0 | 0 | 0 | 0 | 0 | 0 | 0 | 0 | 0 | 0 | 0 | 0 | 0 | 0 | 0 | 0 | 0 | 0 | 0 | 0 | 0 | 0 | 0 | 0 | 0 | 0 | 0 | 0 |  | 0 | 0 | 0 | 0 | 0 | 0 | 0 | 0 | 0 | 0 | 0 | 0 | 0 | 0 | 0 | 0 | 0 | 0 | 0 | 0 | 0 | 0 | 0 | 0 | 0 | 0 | 0 | 0 | 0 | 0 | 2 | 0 | 2 | 0 | 0 | 0 | -1547.69 | -1002.9112 | 18.3836 | Collinsville-Tesla 500 kV Line | Collinsville-Tesla 500 kV Line | Rio Oso-Lockeford 230kV line |  | 0 | 0 | 0 | 0 | 0 | 0 | 95.5 | 147.81 | 18.3836 | Bellota-Weber 230kV line | Bellota-Weber 230kV line | Rio Oso-Lockeford 230kV line |  | 5 | 1 | YES | 2 | 1 | 1 | NO | 1
SCE Northern | Goleta | 230 | 0 | 0 | 1 | 0 | 1 | 0 | 0 | 0 | 0 | 0 | 0 | 0 | 0 | 0 | 0 | 0 | 0 | 0 | 0 | 0 | 0 | 0 | 0 | 0 | 1 | 0 | 0 | 0 | 0 | 0 | 0 | 0 | 0 | 0 | 0 | 0 | 0 | 0 | 0 | 0 | 0 | 0 | 0 | 0 | 0 | 0 | 0 | 0 | 0 | 0 | 0 | 0 | 0 | 0 | 0 | 0 | 0 | 0 | 0 | 0 | 0 | 0 | 0 | 0 | 0 | 0 | 0 | 0 | 0 | 0 | 0 | 0 | 0 | 0 | 0 | 0 | 0 | 0 | 0 | 0 | 0 | 0 | 0 | 0 | 0 | 0 | 0 | 0 | 0 | 0 | 0 | 0 | 0 | 0 | 0 | 0 | 0 | 0 |  | 0 | 0 | 0 | 0 | 0 | 0 | 0 | 0 | 0 | 0 | 0 | 60 | 0 | 0 | 1 | 0 | 0 | 0 | 0 | 0 | 0 | 0 | 0 | 0 | 0 | 0 | 70 | 0 | 0 | 1 | 1 | 0 | 1 | 0 | 0 | 1 | -4343.191 | -2038.908 | -1396.283 | Lugo - Victorville area constraint | Lugo - Victorville area constraint | Lugo - Victorville area constraint |  | 0 | 0 | 0 | 0 | 0 | 0 | 448 | 554 | 2967 | Moorpark-Pardee Constraint | Moorpark-Pardee Constraint | Moorpark-Pardee Constraint |  | 5 | 1 | YES | 2 | 4 | 1 | YES | 2
SCE Metro | Goodrich | 230 | 0 | 0 | 0 | 0 | 0 | 0 | 0 | 0 | 0 | 1 | 0 | 0 | 0 | 0 | 0 | 0 | 0 | 0 | 0 | 0 | 0 | 0 | 0 | 0 | 0 | 0 | 0 | 0 | 0 | 0 | 0 | 0 | 0 | 0 | 0 | 0 | 0 | 0 | 0 | 0 | 0 | 0 | 0 | 0 | 0 | 0 | 0 | 0 | 0 | 0 | 0 | 0 | 0 | 0 | 0 | 0 | 0 | 0 | 0 | 0 | 0 | 0 | 0 | 0 | 0 | 0 | 0 | 0 | 0 | 0 | 0 | 0 | 0 | 0 | 0 | 0 | 0 | 0 | 0 | 0 | 0 | 0 | 0 | 0 | 0 | 0 | 0 | 0 | 0 | 0 | 0 | 0 | 0 | 0 | 0 | 0 | 0 | 0 |  | 0 | 0 | 0 | 0 | 0 | 0 | 0 | 0 | 0 | 0 | 0 | 0 | 0 | 0 | 0 | 0 | 0 | 0 | 0 | 0 | 0 | 0 | 0 | 0 | 0 | 0 | 0 | 0 | 0 | 0 | 0 | 0 | 0 | 0 | 0 | 0 | 3800.7188 | 8091.008 | 21779.8411 | SCE Metro Area Default Constraint | SCE Metro Area Default Constraint | SCE Metro Area Default Constraint |  | 0 | 0 | 0 | 0 | 0 | 0 | 3800.7188 | 8091.008 | 21779.8411 | SCE Metro Area Default Constraint | SCE Metro Area Default Constraint | SCE Metro Area Default Constraint |  | 1 | 1 | NO | 1 | 1 | 1 | NO | 1
PG&E KERN | Goose Lake | 115 | 0 | 0 | 0 | 0 | 0 | 0 | 0 | 0 | 0 | 0 | 0 | 0 | 0 | 0 | 0 | 0 | 0 | 0 | 0 | 0 | 0 | 0 | 0 | 0 | 0 | 0 | 0 | 0 | 0 | 0 | 0 | 0 | 0 | 0 | 0 | 0 | 0 | 0 | 0 | 0 | 0 | 0 | 0 | 0 | 0 | 0 | 0 | 0 | 0 | 0 | 0 | 0 | 0 | 0 | 0 | 0 | 0 | 0 | 0 | 0 | 0 | 0 | 0 | 0 | 0 | 0 | 0 | 1 | 1 | 0 | 0 | 0 | 0 | 0 | 0 | 1 | 0 | 0 | 0 | 1 | 0 | 0 | 0 | 0 | 0 | 0 | 0 | 0 | 0 | 0 | 0 | 0 | 0 | 0 | 0 | 0 | 0 | 0 |  | 0 | 0 | 0 | 0 | 0 | 0 | 0 | 0 | 0 | 0 | 0 | 0 | 0 | 0 | 0 | 0 | 0 | 0 | 0 | 0 | 0 | 0 | 0 | 0 | 0 | 0 | 0 | 0 | 0 | 0 | 0 | 0 | 1 | 0 | 1 | 0 | 120.85 | -4686.972 | -3687.5882 | Cal Flat-Gates 230 kV line | Gates 500/230kV TB #11 | Gates 500/230kV TB #11 |  | 0 | 0 | 0 | 0 | 0 | 0 | 120.85 | 201.6 | 233.6988 | Cal Flat-Gates 230 kV line | Semitropic-Midway 115kV Line | Semitropic-Midway 115kV Line |  | 5 | 1 | YES | 2 | 5 | 1 | YES | 2
SCE Metro | Gould | 230 | 0 | 0 | 0 | 0 | 0 | 0 | 0 | 0 | 0 | 1 | 0 | 0 | 0 | 0 | 0 | 0 | 0 | 0 | 0 | 0 | 0 | 0 | 0 | 0 | 0 | 0 | 0 | 0 | 0 | 0 | 0 | 0 | 0 | 0 | 0 | 0 | 0 | 0 | 0 | 0 | 0 | 0 | 0 | 0 | 0 | 0 | 0 | 0 | 0 | 0 | 0 | 0 | 0 | 0 | 0 | 0 | 0 | 0 | 0 | 0 | 0 | 0 | 0 | 0 | 0 | 0 | 0 | 0 | 0 | 0 | 0 | 0 | 0 | 0 | 0 | 0 | 0 | 0 | 0 | 0 | 0 | 0 | 0 | 0 | 0 | 0 | 0 | 0 | 0 | 0 | 0 | 0 | 0 | 0 | 0 | 0 | 0 | 0 |  | 0 | 0 | 0 | 0 | 0 | 0 | 0 | 0 | 0 | 0 | 0 | 0 | 0 | 0 | 0 | 0 | 0 | 0 | 0 | 0 | 0 | 0 | 0 | 0 | 0 | 0 | 0 | 0 | 0 | 0 | 0 | 0 | 0 | 0 | 0 | 0 | 3800.7188 | 8091.008 | 21779.8411 | SCE Metro Area Default Constraint | SCE Metro Area Default Constraint | SCE Metro Area Default Constraint |  | 0 | 0 | 0 | 0 | 0 | 0 | 3800.7188 | 8091.008 | 21779.8411 | SCE Metro Area Default Constraint | SCE Metro Area Default Constraint | SCE Metro Area Default Constraint |  | 1 | 1 | NO | 1 | 1 | 1 | NO | 1
PG&E NGBA | Grand Island | 115 | 0 | 0 | 0 | 0 | 0 | 0 | 0 | 0 | 0 | 0 | 0 | 0 | 0 | 0 | 0 | 0 | 0 | 0 | 0 | 0 | 0 | 0 | 0 | 0 | 0 | 0 | 0 | 0 | 0 | 0 | 0 | 0 | 0 | 0 | 0 | 0 | 0 | 0 | 0 | 1 | 0 | 0 | 0 | 0 | 1 | 1 | 0 | 1 | 0 | 0 | 0 | 0 | 0 | 0 | 0 | 0 | 0 | 0 | 0 | 1 | 1 | 0 | 0 | 0 | 0 | 0 | 0 | 0 | 0 | 0 | 0 | 0 | 0 | 0 | 0 | 0 | 0 | 0 | 0 | 0 | 0 | 0 | 0 | 0 | 0 | 0 | 0 | 0 | 0 | 0 | 0 | 0 | 0 | 0 | 0 | 0 | 0 | 0 |  | 0 | 0 | 0 | 0 | 0 | 0 | 0 | 0 | 0 | 0 | 0 | 0 | 0 | 0 | 0 | 0 | 0 | 0 | 0 | 0 | 0 | 0 | 0 | 2.73 | 0 | 0 | 0 | 0 | 0 | 1 | 2 | 0 | 2 | 0 | 0 | 0 | -1547.69 | -1002.9112 | 18.3836 | Collinsville-Tesla 500 kV Line | Collinsville-Tesla 500 kV Line | Rio Oso-Lockeford 230kV line |  | 0 | 0 | 0 | 0 | 0 | 0 | 50 | 50 | 18.3836 | Rocklin-Pleaseant grove 115kV line | Rocklin-Pleaseant grove 115kV line | Rio Oso-Lockeford 230kV line |  | 5 | 1 | YES | 2 | 1 | 1 | NO | 1
SDGE | Granite | 69 | 0 | 0 | 0 | 0 | 0 | 0 | 0 | 0 | 0 | 0 | 0 | 0 | 0 | 0 | 0 | 0 | 0 | 0 | 0 | 0 | 0 | 0 | 0 | 0 | 0 | 0 | 0 | 1 | 0 | 0 | 1 | 0 | 1 | 0 | 0 | 0 | 0 | 0 | 0 | 0 | 0 | 0 | 0 | 0 | 0 | 0 | 0 | 0 | 0 | 0 | 0 | 0 | 0 | 0 | 0 | 0 | 0 | 0 | 0 | 0 | 0 | 0 | 0 | 0 | 0 | 0 | 0 | 0 | 0 | 0 | 0 | 0 | 0 | 0 | 0 | 0 | 0 | 0 | 0 | 0 | 0 | 0 | 0 | 0 | 0 | 0 | 0 | 0 | 0 | 0 | 0 | 0 | 0 | 0 | 0 | 0 | 0 | 2 |  | 0 | 0 | 0 | 0 | 0 | 0 | 0 | 0 | 0 | 0 | 0 | 0 | 0 | 0 | 0 | 0 | 0 | 0 | 0 | 0 | 0 | 0 | 0 | 0 | 0 | 0 | 2.25 | 0 | 0 | 1 | 0 | 1 | 0 | 1 | 0 | 0 | -99.1 | -698.67 | 482.1964 | San Luis Rey-San Onofre 230 kV line constraint | San Luis Rey-San Onofre 230 kV line constraint | El Cajon 69 kV constraint |  | 0 | 1 | 0 | 1 | 0 | 0 | -99.1 | -698.67 | 482.1964 | San Luis Rey-San Onofre 230 kV line constraint | San Luis Rey-San Onofre 230 kV line constraint | El Cajon 69 kV constraint |  | 4 | 4 | NO | 4 | 1 | 1 | NO | 1
PG&E GBA | Grant | 115 | 0 | 0 | 0 | 0 | 0 | 0 | 0 | 0 | 0 | 0 | 0 | 0 | 0 | 0 | 0 | 0 | 0 | 0 | 0 | 0 | 0 | 0 | 0 | 0 | 0 | 0 | 0 | 0 | 0 | 0 | 0 | 0 | 0 | 0 | 0 | 0 | 0 | 0 | 0 | 1 | 0 | 0 | 0 | 0 | 0 | 0 | 0 | 0 | 0 | 0 | 0 | 0 | 1 | 0 | 0 | 0 | 0 | 0 | 0 | 0 | 0 | 0 | 0 | 0 | 0 | 0 | 0 | 0 | 0 | 0 | 0 | 0 | 0 | 0 | 0 | 0 | 0 | 0 | 0 | 0 | 0 | 0 | 0 | 0 | 0 | 0 | 0 | 0 | 0 | 0 | 0 | 0 | 0 | 0 | 0 | 0 | 0 | 1 |  | 0 | 0 | 0 | 0 | 0 | 0 | 0 | 0 | 0 | 0 | 0 | 0 | 0 | 0 | 0 | 0 | 0 | 0 | 0 | 0 | 0 | 0 | 0 | 0 | 0 | 0 | 0 | 0 | 0 | 0 | 1 | 0 | 1 | 0 | 0 | 0 | -1547.69 | -1002.9112 | 977.7909 | Collinsville-Tesla 500 kV Line | Collinsville-Tesla 500 kV Line | Collinsville-Tesla 500 kV Line |  | 0 | 0 | 0 | 0 | 0 | 0 | 2401.7 | 2386.26 | 977.7909 | Sobrante-Moraga 230 kV line | Sobrante-Moraga 230 kV line | Collinsville-Tesla 500 kV Line |  | 5 | 1 | YES | 2 | 1 | 1 | NO | 1
PG&E GBA | Green Valley | 115 | 0 | 0 | 0 | 0 | 0 | 0 | 0 | 0 | 0 | 0 | 0 | 0 | 0 | 0 | 0 | 0 | 0 | 0 | 0 | 0 | 0 | 0 | 0 | 0 | 0 | 0 | 0 | 0 | 0 | 0 | 0 | 0 | 0 | 0 | 0 | 0 | 0 | 0 | 0 | 0 | 0 | 0 | 0 | 0 | 0 | 0 | 0 | 0 | 0 | 0 | 0 | 0 | 1 | 0 | 0 | 1 | 0 | 0 | 0 | 1 | 0 | 0 | 0 | 0 | 1 | 0 | 0 | 0 | 0 | 0 | 0 | 0 | 0 | 0 | 0 | 0 | 0 | 0 | 0 | 0 | 0 | 0 | 0 | 0 | 0 | 0 | 0 | 0 | 0 | 0 | 0 | 0 | 0 | 0 | 0 | 0 | 1 | 1 |  | 0 | 0 | 0 | 0 | 0 | 0 | 0 | 0 | 0 | 0 | 0 | 0 | 0 | 0 | 0 | 0 | 0 | 0 | 0 | 0 | 0 | 0 | 0 | 0 | 0 | 0 | 0 | 0 | 0 | 0 | 0 | 0 | 0 | 0 | 0 | 1 | 80 | 133 | -22.5 | Morganhill-Metcalf 115kV Line | Morganhill-Metcalf 115kV Line | Morganhill-Metcalf 115kV Line |  | 0 | 0 | 0 | 0 | 0 | 1 | 80 | 133 | -22.5 | Morganhill-Metcalf 115kV Line | Morganhill-Metcalf 115kV Line | Morganhill-Metcalf 115kV Line |  | 1 | 1 | NO | 1 | 3 | 3 | NO | 3
PG&E NGBA | Greenleaf 1 | 115 | 0 | 0 | 0 | 0 | 0 | 0 | 0 | 0 | 0 | 0 | 0 | 0 | 0 | 0 | 0 | 0 | 0 | 0 | 0 | 0 | 0 | 0 | 0 | 0 | 0 | 0 | 0 | 0 | 0 | 0 | 0 | 0 | 0 | 0 | 0 | 0 | 0 | 0 | 0 | 1 | 0 | 0 | 0 | 0 | 1 | 1 | 1 | 1 | 0 | 0 | 0 | 0 | 0 | 0 | 0 | 0 | 0 | 0 | 0 | 1 | 1 | 0 | 0 | 0 | 0 | 0 | 0 | 0 | 0 | 0 | 0 | 0 | 0 | 0 | 0 | 0 | 0 | 0 | 0 | 0 | 0 | 0 | 0 | 0 | 0 | 0 | 0 | 0 | 0 | 0 | 0 | 0 | 0 | 0 | 0 | 0 | 0 | 0 |  | 0 | 0 | 0 | 0 | 0 | 0 | 0 | 0 | 0 | 0 | 0 | 0 | 0 | 0 | 0 | 0 | 0 | 0 | 0 | 0 | 0 | 0 | 0 | 0 | 0 | 0 | 0 | 0 | 0 | 0 | 2 | 0 | 2 | 0 | 0 | 0 | -1547.69 | -1002.9112 | 18.3836 | Collinsville-Tesla 500 kV Line | Collinsville-Tesla 500 kV Line | Rio Oso-Lockeford 230kV line |  | 0 | 0 | 0 | 0 | 0 | 0 | 50 | 50 | 18.3836 | Rocklin-Pleaseant grove 115kV line | Rocklin-Pleaseant grove 115kV line | Rio Oso-Lockeford 230kV line |  | 5 | 1 | YES | 2 | 1 | 1 | NO | 1
PG&E FRESNO | Gregg | 230 | 0 | 0 | 0 | 0 | 0 | 0 | 0 | 0 | 0 | 0 | 0 | 0 | 0 | 0 | 0 | 0 | 0 | 0 | 0 | 0 | 0 | 0 | 0 | 0 | 0 | 0 | 0 | 0 | 0 | 0 | 0 | 0 | 0 | 0 | 0 | 0 | 0 | 0 | 0 | 0 | 0 | 0 | 0 | 0 | 0 | 1 | 0 | 0 | 0 | 0 | 0 | 0 | 0 | 0 | 0 | 0 | 0 | 0 | 0 | 0 | 0 | 0 | 0 | 0 | 0 | 0 | 0 | 0 | 0 | 0 | 0 | 0 | 0 | 0 | 0 | 0 | 0 | 0 | 1 | 1 | 0 | 1 | 1 | 1 | 0 | 1 | 0 | 1 | 1 | 1 | 0 | 0 | 0 | 0 | 0 | 0 | 0 | 1 |  | 0 | 0 | 0 | 0 | 0 | 0 | 0 | 0 | 0 | 0 | 0 | 0 | 0 | 0 | 0 | 0 | 0 | 0 | 0 | 0 | 0 | 0 | 0 | 0 | 0 | 0 | 0 | 0 | 140 | 1 | 3 | 0 | 5 | 1 | 3 | 0 | -656.8 | -4686.972 | -3687.5882 | Borden-Storey #1 230kV line | Gates 500/230kV TB #11 | Gates 500/230kV TB #11 |  | 0 | 0 | 0 | 1 | 0 | 0 | 95.5 | -31.24 | 825.2366 | Bellota-Weber 230kV line | Los Banos 500/230kV TB | Tranquility-Helm 230kV Line |  | 5 | 3 | YES | 3 | 5 | 1 | YES | 2
PG&E FRESNO | Grimmway-Malaga | 115 | 0 | 0 | 0 | 0 | 0 | 0 | 0 | 0 | 0 | 0 | 0 | 0 | 0 | 0 | 0 | 0 | 0 | 0 | 0 | 0 | 0 | 0 | 0 | 0 | 0 | 0 | 0 | 0 | 0 | 0 | 0 | 0 | 0 | 0 | 0 | 0 | 0 | 0 | 0 | 0 | 0 | 0 | 0 | 0 | 0 | 1 | 0 | 0 | 0 | 0 | 0 | 0 | 0 | 0 | 0 | 0 | 0 | 0 | 0 | 0 | 0 | 0 | 0 | 0 | 0 | 0 | 0 | 0 | 0 | 0 | 0 | 0 | 0 | 0 | 0 | 0 | 0 | 0 | 1 | 1 | 0 | 1 | 0 | 0 | 0 | 1 | 0 | 0 | 0 | 1 | 0 | 0 | 0 | 0 | 0 | 0 | 0 | 1 |  | 0 | 0 | 0 | 0 | 0 | 0 | 0 | 0 | 0 | 0 | 0 | 0 | 0 | 0 | 0 | 0 | 0 | 0 | 0 | 0 | 0 | 0 | 0 | 0 | 0 | 0 | 0 | 0 | 0 | 0 | 2 | 0 | 4 | 1 | 3 | 0 | -656.8 | -4686.972 | -3687.5882 | Borden-Storey #1 230kV line | Gates 500/230kV TB #11 | Gates 500/230kV TB #11 |  | 0 | 0 | 0 | 1 | 0 | 0 | 95.5 | -31.24 | 825.2366 | Bellota-Weber 230kV line | Los Banos 500/230kV TB | Tranquility-Helm 230kV Line |  | 5 | 3 | YES | 3 | 5 | 1 | YES | 2
PG&E NGBA | Grizzly | 230 | 0 | 0 | 0 | 0 | 0 | 0 | 0 | 0 | 0 | 0 | 0 | 0 | 0 | 0 | 0 | 0 | 0 | 0 | 0 | 0 | 0 | 0 | 0 | 0 | 0 | 0 | 0 | 0 | 0 | 0 | 0 | 0 | 0 | 0 | 0 | 0 | 0 | 0 | 0 | 1 | 1 | 0 | 1 | 0 | 1 | 1 | 1 | 1 | 0 | 0 | 0 | 0 | 0 | 0 | 0 | 0 | 0 | 0 | 0 | 1 | 1 | 0 | 0 | 0 | 0 | 0 | 0 | 0 | 0 | 0 | 0 | 0 | 0 | 0 | 0 | 0 | 0 | 0 | 0 | 0 | 0 | 0 | 0 | 0 | 0 | 0 | 0 | 0 | 0 | 0 | 0 | 0 | 0 | 0 | 0 | 0 | 0 | 0 |  | 0 | 0 | 0 | 0 | 0 | 0 | 0 | 0 | 0 | 0 | 0 | 0 | 0 | 0 | 0 | 0 | 0 | 0 | 0 | 0 | 0 | 0 | 0 | 0 | 0 | 0 | 0 | 0 | 0 | 0 | 3 | 0 | 2 | 0 | 0 | 1 | -1547.69 | -1002.9112 | -105.76 | Collinsville-Tesla 500 kV Line | Collinsville-Tesla 500 kV Line | Woodland- Davis 115kV line |  | 1 | 0 | 0 | 0 | 0 | 1 | -59.55 | 8.65 | -105.76 | Woodland- Davis 115kV line | Woodland- Davis 115kV line | Woodland- Davis 115kV line |  | 5 | 5 | NO | 5 | 3 | 3 | NO | 3
PG&E FRESNO | Guernsey | 70 | 0 | 0 | 0 | 0 | 0 | 0 | 0 | 0 | 0 | 0 | 0 | 0 | 0 | 0 | 0 | 0 | 0 | 0 | 0 | 0 | 0 | 0 | 0 | 0 | 0 | 0 | 0 | 0 | 0 | 0 | 0 | 0 | 0 | 0 | 0 | 0 | 0 | 0 | 0 | 0 | 0 | 0 | 0 | 0 | 0 | 1 | 0 | 0 | 0 | 0 | 0 | 0 | 0 | 0 | 0 | 0 | 0 | 0 | 0 | 0 | 0 | 0 | 0 | 0 | 0 | 0 | 0 | 0 | 0 | 0 | 0 | 0 | 0 | 0 | 0 | 0 | 0 | 0 | 1 | 1 | 0 | 1 | 0 | 0 | 0 | 1 | 0 | 0 | 0 | 1 | 0 | 0 | 0 | 0 | 1 | 0 | 0 | 1 |  | 0 | 0 | 0 | 0 | 0 | 0 | 0 | 0 | 0 | 0 | 0 | 0 | 0 | 0 | 0 | 0 | 0 | 0 | 0 | 0 | 0 | 0 | 0 | 0 | 0 | 0 | 0 | 0 | 0 | 0 | 2 | 0 | 5 | 1 | 3 | 1 | -656.8 | -4686.972 | -3687.5882 | Borden-Storey #1 230kV line | Gates 500/230kV TB #11 | Gates 500/230kV TB #11 |  | 0 | 0 | 0 | 1 | 0 | 0 | 95.5 | -31.24 | 342.7684 | Bellota-Weber 230kV line | Los Banos 500/230kV TB | Mustang-Henrietta 230 kV line |  | 5 | 3 | YES | 3 | 5 | 1 | YES | 2
PG&E FRESNO | GWF Hanford | 115 | 0 | 0 | 0 | 0 | 0 | 0 | 0 | 0 | 0 | 0 | 0 | 0 | 0 | 0 | 0 | 0 | 0 | 0 | 0 | 0 | 0 | 0 | 0 | 0 | 0 | 0 | 0 | 0 | 0 | 0 | 0 | 0 | 0 | 0 | 0 | 0 | 0 | 0 | 0 | 0 | 0 | 0 | 0 | 0 | 0 | 1 | 0 | 0 | 0 | 0 | 0 | 0 | 0 | 0 | 0 | 0 | 0 | 0 | 0 | 0 | 0 | 0 | 0 | 0 | 0 | 0 | 0 | 0 | 0 | 0 | 0 | 0 | 0 | 0 | 0 | 0 | 0 | 0 | 1 | 1 | 0 | 1 | 0 | 1 | 0 | 1 | 0 | 0 | 0 | 1 | 0 | 0 | 0 | 0 | 0 | 0 | 0 | 1 |  | 0 | 0 | 0 | 0 | 0 | 0 | 0 | 0 | 0 | 0 | 0 | -51.4 | 0 | 0 | 1 | 0 | 0 | 0 | 0 | 0 | 0 | 0 | 0 | 0 | 0 | 0 | 80 | 0 | 0 | 1 | 3 | 0 | 5 | 1 | 3 | 0 | -656.8 | -4686.972 | -3687.5882 | Borden-Storey #1 230kV line | Gates 500/230kV TB #11 | Gates 500/230kV TB #11 |  | 0 | 0 | 0 | 1 | 0 | 0 | 95.5 | -31.24 | 825.2366 | Bellota-Weber 230kV line | Los Banos 500/230kV TB | Tranquility-Helm 230kV Line |  | 5 | 3 | YES | 3 | 5 | 1 | YES | 2
PG&E FRESNO | Haas | 230 | 0 | 0 | 0 | 0 | 0 | 0 | 0 | 0 | 0 | 0 | 0 | 0 | 0 | 0 | 0 | 0 | 0 | 0 | 0 | 0 | 0 | 0 | 0 | 0 | 0 | 0 | 0 | 0 | 0 | 0 | 0 | 0 | 0 | 0 | 0 | 0 | 0 | 0 | 0 | 0 | 0 | 0 | 0 | 0 | 0 | 1 | 0 | 0 | 0 | 0 | 0 | 0 | 0 | 0 | 0 | 0 | 0 | 0 | 0 | 0 | 0 | 0 | 0 | 0 | 0 | 0 | 0 | 0 | 0 | 0 | 0 | 0 | 0 | 0 | 0 | 0 | 0 | 0 | 1 | 1 | 0 | 1 | 0 | 0 | 0 | 1 | 0 | 0 | 0 | 1 | 0 | 0 | 0 | 0 | 0 | 0 | 0 | 1 |  | 0 | 0 | 0 | 0 | 0 | 0 | 0 | 0 | 0 | 0 | 0 | 0 | 0 | 0 | 0 | 0 | 0 | 0 | 0 | 0 | 0 | 0 | 0 | 0 | 0 | 0 | 0 | 0 | 0 | 0 | 2 | 0 | 4 | 1 | 3 | 0 | -656.8 | -4686.972 | -3687.5882 | Borden-Storey #1 230kV line | Gates 500/230kV TB #11 | Gates 500/230kV TB #11 |  | 0 | 0 | 0 | 1 | 0 | 0 | 95.5 | -31.24 | 825.2366 | Bellota-Weber 230kV line | Los Banos 500/230kV TB | Tranquility-Helm 230kV Line |  | 5 | 3 | YES | 3 | 5 | 1 | YES | 2
PG&E FRESNO | Hammonds | 115 | 0 | 0 | 0 | 0 | 0 | 0 | 0 | 0 | 0 | 0 | 0 | 0 | 0 | 0 | 0 | 0 | 0 | 0 | 0 | 0 | 0 | 0 | 0 | 0 | 0 | 0 | 0 | 0 | 0 | 0 | 0 | 0 | 0 | 0 | 0 | 0 | 0 | 0 | 0 | 0 | 0 | 0 | 0 | 0 | 0 | 0 | 0 | 0 | 0 | 0 | 0 | 0 | 0 | 0 | 0 | 0 | 0 | 0 | 0 | 0 | 0 | 0 | 0 | 0 | 0 | 0 | 0 | 0 | 0 | 0 | 0 | 0 | 0 | 0 | 0 | 0 | 0 | 0 | 0 | 1 | 0 | 0 | 0 | 0 | 0 | 1 | 0 | 1 | 0 | 0 | 0 | 0 | 1 | 0 | 0 | 0 | 0 | 1 |  | 0 | 0 | 0 | 0 | 0 | 0 | 0 | 0 | 0 | 0 | 0 | 0 | 0 | 0 | 0 | 0 | 0 | 0 | 0 | 0 | 0 | 0 | 0 | 0 | 100 | 0 | 0 | 0 | 0 | 1 | 0 | 0 | 1 | 1 | 1 | 0 | 244.55 | -4686.972 | -3687.5882 | Los Banos 500/230kV TB | Gates 500/230kV TB #11 | Gates 500/230kV TB #11 |  | 0 | 0 | 0 | 1 | 0 | 0 | 244.55 | -31.24 | 126.1276 | Los Banos 500/230kV TB | Los Banos 500/230kV TB | Oro Loma-El Nido 115kV Line |  | 5 | 3 | YES | 3 | 5 | 1 | YES | 2
SCE Metro | HarborGen | 230 | 0 | 0 | 0 | 0 | 0 | 0 | 0 | 0 | 0 | 1 | 0 | 0 | 0 | 0 | 0 | 0 | 0 | 0 | 0 | 0 | 0 | 0 | 0 | 0 | 0 | 0 | 0 | 0 | 0 | 0 | 0 | 0 | 0 | 0 | 0 | 0 | 0 | 0 | 0 | 0 | 0 | 0 | 0 | 0 | 0 | 0 | 0 | 0 | 0 | 0 | 0 | 0 | 0 | 0 | 0 | 0 | 0 | 0 | 0 | 0 | 0 | 0 | 0 | 0 | 0 | 0 | 0 | 0 | 0 | 0 | 0 | 0 | 0 | 0 | 0 | 0 | 0 | 0 | 0 | 0 | 0 | 0 | 0 | 0 | 0 | 0 | 0 | 0 | 0 | 0 | 0 | 0 | 0 | 0 | 0 | 0 | 0 | 0 |  | 0 | 0 | 0 | 0 | 0 | 0 | 0 | 0 | 0 | 0 | 0 | 0 | 0 | 0 | 0 | 0 | 0 | 0 | 0 | 0 | 0 | 0 | 0 | 0 | 0 | 0 | 0 | 0 | 0 | 0 | 0 | 0 | 0 | 0 | 0 | 0 | 3800.7188 | 8091.008 | 21779.8411 | SCE Metro Area Default Constraint | SCE Metro Area Default Constraint | SCE Metro Area Default Constraint |  | 0 | 0 | 0 | 0 | 0 | 0 | 3800.7188 | 8091.008 | 21779.8411 | SCE Metro Area Default Constraint | SCE Metro Area Default Constraint | SCE Metro Area Default Constraint |  | 1 | 1 | NO | 1 | 1 | 1 | NO | 1
PG&E NGBA | Harris | 60 | 0 | 0 | 0 | 0 | 0 | 0 | 0 | 0 | 0 | 0 | 0 | 0 | 0 | 0 | 0 | 0 | 0 | 0 | 0 | 0 | 0 | 0 | 0 | 0 | 0 | 0 | 0 | 0 | 0 | 0 | 0 | 0 | 0 | 0 | 0 | 0 | 0 | 0 | 0 | 1 | 0 | 0 | 0 | 0 | 0 | 0 | 0 | 0 | 0 | 0 | 0 | 0 | 0 | 0 | 0 | 0 | 0 | 0 | 0 | 0 | 0 | 0 | 0 | 0 | 0 | 0 | 0 | 0 | 0 | 0 | 0 | 0 | 0 | 0 | 0 | 0 | 0 | 0 | 0 | 0 | 0 | 0 | 0 | 0 | 0 | 0 | 0 | 0 | 0 | 0 | 0 | 0 | 0 | 0 | 0 | 0 | 0 | 0 |  | 0 | 0 | 0 | 0 | 0 | 0 | 0 | 0 | 0 | 0 | 0 | 0 | 0 | 0 | 0 | 0 | 0 | 0 | 0 | 0 | 0 | 0 | 0 | 0 | 0 | 0 | 0 | 0 | 0 | 0 | 1 | 0 | 1 | 0 | 0 | 0 | -1547.69 | -1002.9112 | 977.7909 | Collinsville-Tesla 500 kV Line | Collinsville-Tesla 500 kV Line | Collinsville-Tesla 500 kV Line |  | 0 | 0 | 0 | 0 | 0 | 0 | 7097.31 | 7642.0888 | 977.7909 | Collinsville-Tesla 500 kV Line | Collinsville-Tesla 500 kV Line | Collinsville-Tesla 500 kV Line |  | 5 | 1 | YES | 2 | 1 | 1 | NO | 1
EOP | Harry Allen | 500 | 0 | 0 | 0 | 0 | 0 | 0 | 0 | 0 | 0 | 0 | 0 | 0 | 0 | 0 | 0 | 0 | 0 | 0 | 0 | 0 | 0 | 0 | 0 | 1 | 1 | 0 | 0 | 0 | 0 | 0 | 0 | 0 | 0 | 0 | 0 | 0 | 0 | 0 | 0 | 0 | 0 | 0 | 0 | 0 | 0 | 0 | 0 | 0 | 0 | 0 | 0 | 0 | 0 | 0 | 0 | 0 | 0 | 0 | 0 | 0 | 0 | 0 | 0 | 0 | 0 | 0 | 0 | 0 | 0 | 0 | 0 | 0 | 0 | 0 | 0 | 0 | 0 | 0 | 0 | 0 | 0 | 0 | 0 | 0 | 0 | 0 | 0 | 0 | 0 | 0 | 0 | 0 | 0 | 0 | 0 | 0 | 0 | 1 |  | 0 | 0 | 0 | 0 | 0 | 0 | 0 | 0 | 0 | 0 | 0 | 0 | 0 | 0 | 0 | 0 | 0 | 0 | 0 | 1100 | 0 | 0 | 0 | 0 | 0 | 301.2 | 0 | 0 | 0 | 1 | 1 | 1 | 1 | 0 | 0 | 1 | -4343.191 | -2038.908 | -1396.283 | Lugo - Victorville area constraint | Lugo - Victorville area constraint | Lugo - Victorville area constraint |  | 0 | 1 | 0 | 0 | 0 | 0 | -160.5 | 1398.25 | 3565.626 | Sloan Canyon - Eldorado 500 kV constraint | Sloan Canyon - Eldorado 500 kV constraint | Sloan Canyon - Eldorado 500 kV constraint |  | 5 | 3 | YES | 3 | 4 | 1 | YES | 2
PG&E NGBA | Hartley | 60 | 0 | 0 | 0 | 0 | 0 | 0 | 0 | 0 | 0 | 0 | 0 | 0 | 0 | 0 | 0 | 0 | 0 | 0 | 0 | 0 | 0 | 0 | 0 | 0 | 0 | 0 | 0 | 0 | 0 | 0 | 0 | 0 | 0 | 0 | 0 | 0 | 0 | 0 | 0 | 1 | 0 | 0 | 0 | 0 | 0 | 0 | 0 | 0 | 0 | 0 | 0 | 0 | 1 | 0 | 0 | 0 | 0 | 0 | 0 | 0 | 0 | 0 | 0 | 0 | 0 | 0 | 1 | 0 | 0 | 0 | 0 | 0 | 0 | 0 | 0 | 0 | 0 | 0 | 0 | 0 | 0 | 0 | 0 | 0 | 0 | 0 | 0 | 0 | 0 | 0 | 0 | 0 | 0 | 0 | 0 | 0 | 0 | 1 |  | 0 | 0 | 0 | 0 | 0 | 0 | 0 | 0 | 0 | 0 | 0 | 0 | 0 | 0 | 0 | 0 | 0 | 0 | 0 | 0 | 0 | 0 | 0 | 0 | 0 | 0 | 0 | 0 | 0 | 0 | 2 | 0 | 2 | 0 | 0 | 0 | -1547.69 | -1002.9112 | 337.0526 | Collinsville-Tesla 500 kV Line | Collinsville-Tesla 500 kV Line | Birds Landing-Contra Costa 230kV Line |  | 0 | 0 | 0 | 0 | 0 | 0 | 1452.61 | 1744.7038 | 337.0526 | Birds Landing-Contra Costa 230kV Line | Birds Landing-Contra Costa 230kV Line | Birds Landing-Contra Costa 230kV Line |  | 5 | 1 | YES | 2 | 1 | 1 | NO | 1
SCE NOL | Harvard | 115 | 0 | 0 | 0 | 0 | 0 | 0 | 0 | 0 | 0 | 0 | 0 | 1 | 1 | 1 | 0 | 0 | 0 | 0 | 0 | 0 | 0 | 0 | 0 | 0 | 0 | 0 | 0 | 0 | 0 | 0 | 0 | 0 | 0 | 0 | 0 | 0 | 0 | 0 | 0 | 0 | 0 | 0 | 0 | 0 | 0 | 0 | 0 | 0 | 0 | 0 | 0 | 0 | 0 | 0 | 0 | 0 | 0 | 0 | 0 | 0 | 0 | 0 | 0 | 0 | 0 | 0 | 0 | 0 | 0 | 0 | 0 | 0 | 0 | 0 | 0 | 0 | 0 | 0 | 0 | 0 | 0 | 0 | 0 | 0 | 0 | 0 | 0 | 0 | 0 | 0 | 0 | 0 | 0 | 0 | 0 | 0 | 0 | 3 |  | 0 | 0 | 0 | 0 | 0 | 0 | 0 | 0 | 0 | 0 | 0 | 0 | 0 | 0 | 0 | 0 | 0 | 0 | 0 | 0 | 0 | 0 | 0 | 0 | 0 | 0 | 0 | 0 | 0 | 0 | 0 | 2 | 0 | 4 | 0 | 0 | -280.6 | -137.55 | 1093.724 | South of Kramer Area Constraint | Lugo Transformer Area Constraint | South of Kramer Area Constraint |  | 0 | 2 | 0 | 4 | 0 | 0 | -280.6 | -137.55 | 1093.724 | South of Kramer Area Constraint | Lugo Transformer Area Constraint | South of Kramer Area Constraint |  | 4 | 4 | NO | 4 | 1 | 1 | NO | 1
SDGE | Hassayampa | 500 | 0 | 0 | 0 | 0 | 0 | 0 | 0 | 0 | 0 | 0 | 0 | 0 | 0 | 0 | 0 | 0 | 0 | 1 | 0 | 0 | 0 | 0 | 0 | 0 | 1 | 0 | 0 | 0 | 0 | 0 | 0 | 1 | 0 | 0 | 0 | 0 | 0 | 0 | 0 | 0 | 0 | 0 | 0 | 0 | 0 | 0 | 0 | 0 | 0 | 0 | 0 | 0 | 0 | 0 | 0 | 0 | 0 | 0 | 0 | 0 | 0 | 0 | 0 | 0 | 0 | 0 | 0 | 0 | 0 | 0 | 0 | 0 | 0 | 0 | 0 | 0 | 0 | 0 | 0 | 0 | 0 | 0 | 0 | 0 | 0 | 0 | 0 | 0 | 0 | 0 | 0 | 0 | 0 | 0 | 0 | 0 | 0 | 2 |  | 0 | 0 | 0 | 0 | 0 | 0 | 0 | 0 | 0 | 52.5 | 0 | 10 | 0 | 0 | 1 | 0 | 0 | 0 | 0 | 0 | 0 | 0 | 0 | 0 | 3687 | 2500 | 95 | 815 | 0 | 1 | 1 | 2 | 1 | 2 | 0 | 2 | -4343.191 | -2038.908 | -1396.283 | Lugo - Victorville area constraint | Lugo - Victorville area constraint | Lugo - Victorville area constraint |  | 0 | 3 | 0 | 0 | 0 | 0 | -647.646 | 80.292 | 127.485 | Devers-Red Bluff Constraint | Devers-Red Bluff Constraint | East of Miguel constraint |  | 5 | 4 | YES | 4 | 4 | 1 | YES | 2
PG&E FRESNO | Helm | 230 | 0 | 0 | 0 | 0 | 0 | 0 | 0 | 0 | 0 | 0 | 0 | 0 | 0 | 0 | 0 | 0 | 0 | 0 | 0 | 0 | 0 | 0 | 0 | 0 | 0 | 0 | 0 | 0 | 0 | 0 | 0 | 0 | 0 | 0 | 0 | 0 | 0 | 0 | 0 | 0 | 0 | 0 | 0 | 0 | 0 | 1 | 0 | 0 | 0 | 0 | 0 | 0 | 0 | 0 | 0 | 0 | 0 | 0 | 0 | 0 | 0 | 0 | 0 | 0 | 0 | 0 | 0 | 0 | 0 | 0 | 0 | 0 | 0 | 0 | 0 | 0 | 0 | 0 | 1 | 1 | 0 | 1 | 0 | 0 | 0 | 1 | 0 | 0 | 0 | 1 | 0 | 0 | 0 | 0 | 0 | 0 | 0 | 1 |  | 0 | 0 | 0 | 0 | 0 | 0 | 0 | 0 | 0 | 0 | 0 | 0 | 0 | 0 | 0 | 0 | 0 | 0 | 0 | 0 | 0 | 0 | 0 | 0 | 749 | 0 | 0 | 0 | 0 | 1 | 2 | 0 | 4 | 1 | 3 | 0 | -656.8 | -4686.972 | -3687.5882 | Borden-Storey #1 230kV line | Gates 500/230kV TB #11 | Gates 500/230kV TB #11 |  | 0 | 0 | 0 | 1 | 0 | 0 | 95.5 | -31.24 | 825.2366 | Bellota-Weber 230kV line | Los Banos 500/230kV TB | Tranquility-Helm 230kV Line |  | 5 | 3 | YES | 3 | 5 | 1 | YES | 2
PG&E FRESNO | Helm | 70 | 0 | 0 | 0 | 0 | 0 | 0 | 0 | 0 | 0 | 0 | 0 | 0 | 0 | 0 | 0 | 0 | 0 | 0 | 0 | 0 | 0 | 0 | 0 | 0 | 0 | 0 | 0 | 0 | 0 | 0 | 0 | 0 | 0 | 0 | 0 | 0 | 0 | 0 | 0 | 0 | 0 | 0 | 0 | 0 | 0 | 0 | 0 | 0 | 0 | 0 | 0 | 0 | 0 | 0 | 0 | 0 | 0 | 0 | 0 | 0 | 0 | 0 | 0 | 0 | 0 | 0 | 0 | 0 | 0 | 0 | 0 | 0 | 0 | 0 | 0 | 0 | 0 | 0 | 0 | 1 | 0 | 1 | 0 | 0 | 0 | 1 | 0 | 0 | 0 | 0 | 0 | 1 | 0 | 0 | 0 | 0 | 0 | 1 |  | 0 | 0 | 0 | 0 | 0 | 0 | 0 | 0 | 0 | 0 | 0 | 0 | 0 | 0 | 0 | 0 | 0 | 0 | 0 | 0 | 0 | 0 | 0 | 0 | 0 | 0 | 0 | 0 | 0 | 0 | 0 | 0 | 1 | 1 | 1 | 0 | 3 | -4686.972 | -3687.5882 | Helm 230/70kV TB #1 | Gates 500/230kV TB #11 | Gates 500/230kV TB #11 |  | 0 | 0 | 0 | 1 | 0 | 0 | 3 | -31.24 | 135.35 | Helm 230/70kV TB #1 | Los Banos 500/230kV TB | Helm 230/70kV TB #1 |  | 5 | 3 | YES | 3 | 5 | 1 | YES | 2
PG&E FRESNO | Henrietta | 115 | 0 | 0 | 0 | 0 | 0 | 0 | 0 | 0 | 0 | 0 | 0 | 0 | 0 | 0 | 0 | 0 | 0 | 0 | 0 | 0 | 0 | 0 | 0 | 0 | 0 | 0 | 0 | 0 | 0 | 0 | 0 | 0 | 0 | 0 | 0 | 0 | 0 | 0 | 0 | 0 | 0 | 0 | 0 | 0 | 0 | 0 | 0 | 0 | 0 | 0 | 0 | 0 | 0 | 0 | 0 | 0 | 0 | 0 | 0 | 0 | 0 | 0 | 0 | 0 | 0 | 0 | 0 | 0 | 1 | 0 | 0 | 0 | 0 | 0 | 0 | 0 | 0 | 0 | 0 | 1 | 0 | 1 | 0 | 0 | 0 | 1 | 0 | 0 | 0 | 0 | 0 | 0 | 0 | 0 | 0 | 0 | 0 | 1 |  | 0 | 0 | 0 | 0 | 0 | 0 | 0 | 0 | 0 | 0 | 0 | 0 | 0 | 0 | 0 | 0 | 0 | 0 | 0 | 0 | 0 | 0 | 0 | 0 | 0 | 0 | 0 | 20 | 0 | 1 | 0 | 0 | 1 | 1 | 1 | 0 | 244.55 | -4686.972 | -3687.5882 | Los Banos 500/230kV TB | Gates 500/230kV TB #11 | Gates 500/230kV TB #11 |  | 0 | 0 | 0 | 1 | 0 | 0 | 244.55 | -31.24 | 251.3788 | Los Banos 500/230kV TB | Los Banos 500/230kV TB | Gates-Arco 230 kV Line |  | 5 | 3 | YES | 3 | 5 | 1 | YES | 2
PG&E FRESNO | Henrietta | 230 | 0 | 0 | 0 | 0 | 0 | 0 | 0 | 0 | 0 | 0 | 0 | 0 | 0 | 0 | 0 | 0 | 0 | 0 | 0 | 0 | 0 | 0 | 0 | 0 | 0 | 0 | 0 | 0 | 0 | 0 | 0 | 0 | 0 | 0 | 0 | 0 | 0 | 0 | 0 | 0 | 0 | 0 | 0 | 0 | 0 | 0 | 0 | 0 | 0 | 0 | 0 | 0 | 0 | 0 | 0 | 0 | 0 | 0 | 0 | 0 | 0 | 0 | 0 | 0 | 0 | 0 | 0 | 0 | 1 | 0 | 0 | 0 | 0 | 0 | 0 | 0 | 0 | 0 | 0 | 1 | 0 | 1 | 0 | 0 | 0 | 0 | 0 | 0 | 0 | 0 | 0 | 0 | 0 | 0 | 0 | 0 | 0 | 0 |  | 0 | 0 | 0 | 0 | 0 | 0 | 0 | 0 | 0 | 0 | 0 | 0 | 0 | 0 | 0 | 0 | 0 | 0 | 0 | 0 | 0 | 0 | 0 | 0 | 1186 | 0 | 0 | 314 | 0 | 1 | 0 | 0 | 1 | 0 | 1 | 0 | 303.82 | -4686.972 | -3687.5882 | Gates 500/230kV TB #11 | Gates 500/230kV TB #11 | Gates 500/230kV TB #11 |  | 0 | 0 | 0 | 0 | 0 | 0 | 1014.85 | 246.7 | 251.3788 | Gates-Arco 230 kV Line | Tranquility-Helm 230kV Line | Gates-Arco 230 kV Line |  | 5 | 1 | YES | 2 | 5 | 1 | YES | 2
PG&E FRESNO | Henrietta | 70 | 0 | 0 | 0 | 0 | 0 | 0 | 0 | 0 | 0 | 0 | 0 | 0 | 0 | 0 | 0 | 0 | 0 | 0 | 0 | 0 | 0 | 0 | 0 | 0 | 0 | 0 | 0 | 0 | 0 | 0 | 0 | 0 | 0 | 0 | 0 | 0 | 0 | 0 | 0 | 0 | 0 | 0 | 0 | 0 | 0 | 1 | 0 | 0 | 0 | 0 | 0 | 0 | 0 | 0 | 0 | 0 | 0 | 0 | 0 | 0 | 0 | 0 | 0 | 0 | 0 | 0 | 0 | 0 | 0 | 0 | 0 | 0 | 0 | 0 | 0 | 0 | 0 | 0 | 1 | 0 | 0 | 1 | 0 | 0 | 0 | 1 | 0 | 0 | 0 | 1 | 0 | 0 | 0 | 0 | 1 | 0 | 0 | 1 |  | 0 | 0 | 0 | 0 | 0 | 0 | 0 | 0 | 3 | 0 | 0 | -99.4 | 0 | 0 | 1 | 0 | 0 | 0 | 0 | 0 | 0 | 0 | 0 | 3 | 0 | 0 | 73.8 | 0 | 0 | 1 | 2 | 0 | 4 | 1 | 2 | 1 | -656.8 | -3815.842 | -3618.543 | Borden-Storey #1 230kV line | Gates 500/230kV TB #12 | Gates 500/230kV TB #12 |  | 0 | 0 | 0 | 1 | 0 | 0 | 95.5 | -31.24 | 342.7684 | Bellota-Weber 230kV line | Los Banos 500/230kV TB | Mustang-Henrietta 230 kV line |  | 5 | 3 | YES | 3 | 5 | 1 | YES | 2
PG&E FRESNO | Herndon | 115 | 0 | 0 | 0 | 0 | 0 | 0 | 0 | 0 | 0 | 0 | 0 | 0 | 0 | 0 | 0 | 0 | 0 | 0 | 0 | 0 | 0 | 0 | 0 | 0 | 0 | 0 | 0 | 0 | 0 | 0 | 0 | 0 | 0 | 0 | 0 | 0 | 0 | 0 | 0 | 0 | 0 | 0 | 0 | 0 | 0 | 0 | 0 | 0 | 0 | 0 | 0 | 0 | 0 | 0 | 0 | 0 | 0 | 0 | 0 | 0 | 0 | 0 | 0 | 0 | 0 | 0 | 0 | 0 | 0 | 0 | 0 | 0 | 0 | 0 | 0 | 0 | 0 | 0 | 0 | 1 | 0 | 1 | 1 | 1 | 0 | 1 | 0 | 1 | 0 | 0 | 0 | 0 | 1 | 0 | 0 | 0 | 0 | 1 |  | 0 | 0 | 0 | 0 | 0 | 0 | 0 | 0 | 0 | 0 | 0 | 0 | 0 | 0 | 0 | 0 | 0 | 0 | 0 | 0 | 0 | 0 | 0 | 0 | 0 | 0 | 0 | 0 | 0 | 0 | 1 | 0 | 2 | 1 | 1 | 0 | -222.55 | -4686.972 | -3687.5882 | Chowchilla-Le grand 115kV Line | Gates 500/230kV TB #11 | Gates 500/230kV TB #11 |  | 0 | 0 | 0 | 1 | 0 | 0 | 244.55 | -31.24 | 126.1276 | Los Banos 500/230kV TB | Los Banos 500/230kV TB | Oro Loma-El Nido 115kV Line |  | 5 | 3 | YES | 3 | 5 | 1 | YES | 2
PG&E FRESNO | Herndon | 230 | 0 | 0 | 0 | 0 | 0 | 0 | 0 | 0 | 0 | 0 | 0 | 0 | 0 | 0 | 0 | 0 | 0 | 0 | 0 | 0 | 0 | 0 | 0 | 0 | 0 | 0 | 0 | 0 | 0 | 0 | 0 | 0 | 0 | 0 | 0 | 0 | 0 | 0 | 0 | 0 | 0 | 0 | 0 | 0 | 0 | 0 | 0 | 0 | 0 | 0 | 0 | 0 | 0 | 0 | 0 | 0 | 0 | 0 | 0 | 1 | 0 | 0 | 0 | 0 | 0 | 0 | 0 | 0 | 0 | 0 | 0 | 0 | 0 | 0 | 0 | 0 | 0 | 0 | 0 | 1 | 0 | 1 | 1 | 1 | 0 | 1 | 0 | 1 | 0 | 0 | 0 | 0 | 1 | 0 | 0 | 0 | 0 | 1 |  | 0 | 2 | 0 | 0 | 0 | 0 | 0 | 0 | 0 | 0 | 0 | 0 | 0 | 0 | 1 | 0 | 2 | 0 | 0 | 0 | 0 | 0 | 0 | 0 | 0 | 0 | 0 | 0 | 0 | 1 | 1 | 0 | 2 | 1 | 1 | 0 | -222.55 | -4686.972 | -3687.5882 | Chowchilla-Le grand 115kV Line | Gates 500/230kV TB #11 | Gates 500/230kV TB #11 |  | 0 | 0 | 0 | 1 | 0 | 0 | 244.55 | -31.24 | 126.1276 | Los Banos 500/230kV TB | Los Banos 500/230kV TB | Oro Loma-El Nido 115kV Line |  | 5 | 3 | YES | 3 | 5 | 1 | YES | 2
PG&E GBA | Hicks | 230 | 0 | 0 | 0 | 0 | 0 | 0 | 0 | 0 | 0 | 0 | 0 | 0 | 0 | 0 | 0 | 0 | 0 | 0 | 0 | 0 | 0 | 0 | 0 | 0 | 0 | 0 | 0 | 0 | 0 | 0 | 0 | 0 | 0 | 0 | 0 | 0 | 0 | 0 | 0 | 0 | 0 | 0 | 0 | 0 | 0 | 0 | 0 | 0 | 0 | 0 | 0 | 0 | 1 | 0 | 0 | 0 | 0 | 0 | 0 | 1 | 0 | 0 | 0 | 0 | 0 | 0 | 0 | 0 | 0 | 0 | 0 | 0 | 0 | 0 | 0 | 0 | 0 | 0 | 0 | 0 | 0 | 0 | 0 | 0 | 0 | 0 | 0 | 0 | 0 | 0 | 0 | 0 | 0 | 0 | 0 | 0 | 1 | 1 |  | 0 | 0 | 0 | 0 | 0 | 0 | 0 | 0 | 0 | 0 | 0 | 0 | 0 | 0 | 0 | 0 | 0 | 0 | 0 | 0 | 0 | 0 | 0 | 0 | 106 | 0 | 0 | 0 | 0 | 1 | 0 | 0 | 0 | 0 | 0 | 0 | 631 | 135.75 | 1461.1652 | NEW-Metcalf-Mosslanding 500kV | NEW-Metcalf-Mosslanding 500kV | Tesla-Bellota 230 kV line |  | 0 | 0 | 0 | 0 | 0 | 0 | 631 | 135.75 | 1461.1652 | NEW-Metcalf-Mosslanding 500kV | NEW-Metcalf-Mosslanding 500kV | Tesla-Bellota 230 kV line |  | 1 | 1 | NO | 1 | 1 | 1 | NO | 1
PG&E NGBA | Higgins | 115 | 0 | 0 | 0 | 0 | 0 | 0 | 0 | 0 | 0 | 0 | 0 | 0 | 0 | 0 | 0 | 0 | 0 | 0 | 0 | 0 | 0 | 0 | 0 | 0 | 0 | 0 | 0 | 0 | 0 | 0 | 0 | 0 | 0 | 0 | 0 | 0 | 0 | 0 | 0 | 1 | 0 | 0 | 1 | 0 | 0 | 1 | 1 | 1 | 0 | 0 | 0 | 0 | 0 | 0 | 0 | 0 | 0 | 0 | 0 | 1 | 1 | 0 | 0 | 0 | 0 | 0 | 0 | 0 | 0 | 0 | 0 | 0 | 0 | 0 | 0 | 0 | 0 | 0 | 0 | 0 | 0 | 0 | 0 | 0 | 0 | 0 | 0 | 0 | 0 | 0 | 0 | 0 | 0 | 0 | 0 | 0 | 0 | 0 |  | 0 | 0 | 0 | 0 | 0 | 0 | 0 | 0 | 0 | 0 | 0 | 0 | 0 | 0 | 0 | 0 | 0 | 0 | 0 | 0 | 0 | 0 | 0 | 0 | 0 | 0 | 0 | 0 | 0 | 0 | 2 | 0 | 2 | 0 | 0 | 0 | -1547.69 | -1002.9112 | 18.3836 | Collinsville-Tesla 500 kV Line | Collinsville-Tesla 500 kV Line | Rio Oso-Lockeford 230kV line |  | 0 | 0 | 0 | 0 | 0 | 0 | 95.5 | 147.81 | 18.3836 | Bellota-Weber 230kV line | Bellota-Weber 230kV line | Rio Oso-Lockeford 230kV line |  | 5 | 1 | YES | 2 | 1 | 1 | NO | 1
PG&E NGBA | Hilltop | 345 | 0 | 0 | 0 | 0 | 0 | 0 | 0 | 0 | 0 | 0 | 0 | 0 | 0 | 0 | 0 | 0 | 0 | 0 | 0 | 0 | 0 | 0 | 0 | 0 | 0 | 0 | 0 | 0 | 0 | 0 | 0 | 0 | 0 | 0 | 0 | 0 | 0 | 0 | 0 | 1 | 0 | 0 | 0 | 0 | 0 | 0 | 0 | 0 | 0 | 0 | 0 | 0 | 0 | 0 | 0 | 0 | 0 | 0 | 0 | 0 | 0 | 0 | 0 | 0 | 0 | 0 | 0 | 0 | 0 | 0 | 0 | 0 | 0 | 0 | 0 | 0 | 0 | 0 | 0 | 0 | 0 | 0 | 0 | 0 | 0 | 0 | 0 | 0 | 0 | 0 | 0 | 0 | 0 | 0 | 0 | 0 | 0 | 0 |  | 0 | 0 | 0 | 0 | 0 | 0 | 0 | 0 | 0 | 0 | 0 | 0 | 0 | 0 | 0 | 909 | 0 | 0 | 0 | 0 | 0 | 0 | 0 | 0 | 0 | 0 | 0 | 0 | 0 | 1 | 1 | 0 | 1 | 0 | 0 | 0 | -1547.69 | -1002.9112 | 977.7909 | Collinsville-Tesla 500 kV Line | Collinsville-Tesla 500 kV Line | Collinsville-Tesla 500 kV Line |  | 0 | 0 | 0 | 0 | 0 | 0 | 7097.31 | 7642.0888 | 977.7909 | Collinsville-Tesla 500 kV Line | Collinsville-Tesla 500 kV Line | Collinsville-Tesla 500 kV Line |  | 5 | 1 | YES | 2 | 1 | 1 | NO | 1
SCE Metro | Hinson | 230 | 0 | 0 | 0 | 0 | 0 | 0 | 0 | 0 | 1 | 1 | 0 | 0 | 0 | 0 | 0 | 0 | 0 | 0 | 0 | 0 | 0 | 0 | 0 | 0 | 0 | 0 | 0 | 0 | 0 | 0 | 0 | 0 | 0 | 0 | 0 | 0 | 0 | 0 | 0 | 0 | 0 | 0 | 0 | 0 | 0 | 0 | 0 | 0 | 0 | 0 | 0 | 0 | 0 | 0 | 0 | 0 | 0 | 0 | 0 | 0 | 0 | 0 | 0 | 0 | 0 | 0 | 0 | 0 | 0 | 0 | 0 | 0 | 0 | 0 | 0 | 0 | 0 | 0 | 0 | 0 | 0 | 0 | 0 | 0 | 0 | 0 | 0 | 0 | 0 | 0 | 0 | 0 | 0 | 0 | 0 | 0 | 0 | 0 |  | 0 | 0 | 0 | 0 | 0 | 0 | 0 | 0 | 2.4 | 0 | 0 | 200 | 0 | 0 | 1 | 0 | 0 | 0 | 0 | 0 | 0 | 0 | 0 | 3.08 | 0 | 0 | 525 | 0 | 0 | 1 | 0 | 0 | 0 | 0 | 0 | 0 | 1847.1684 | 1991.844 | 3202.161 | Hinson - Del Amo Constraint | Hinson - Del Amo Constraint | Hinson - Del Amo Constraint |  | 0 | 0 | 0 | 0 | 0 | 0 | 1847.1684 | 1991.844 | 3202.161 | Hinson - Del Amo Constraint | Hinson - Del Amo Constraint | Hinson - Del Amo Constraint |  | 1 | 1 | NO | 1 | 1 | 1 | NO | 1
PG&E GBA | Hollister | 115 | 0 | 0 | 0 | 0 | 0 | 0 | 0 | 0 | 0 | 0 | 0 | 0 | 0 | 0 | 0 | 0 | 0 | 0 | 0 | 0 | 0 | 0 | 0 | 0 | 0 | 0 | 0 | 0 | 0 | 0 | 0 | 0 | 0 | 0 | 0 | 0 | 0 | 0 | 0 | 0 | 0 | 0 | 0 | 0 | 0 | 0 | 0 | 0 | 0 | 0 | 0 | 0 | 0 | 0 | 0 | 1 | 0 | 0 | 0 | 1 | 0 | 0 | 0 | 0 | 1 | 0 | 0 | 0 | 0 | 0 | 0 | 0 | 0 | 0 | 0 | 0 | 0 | 0 | 0 | 0 | 0 | 0 | 0 | 0 | 0 | 0 | 0 | 0 | 0 | 0 | 0 | 0 | 0 | 0 | 0 | 0 | 1 | 0 |  | 0 | 0 | 0 | 0 | 0 | 0 | 0 | 0 | 0 | 0 | 0 | 0 | 0 | 0 | 0 | 164 | 0 | 0 | 0 | 0 | 0 | 0 | 0 | 0 | 0 | 0 | 0 | 0 | 0 | 1 | 0 | 0 | 0 | 0 | 0 | 1 | 80 | 133 | -22.5 | Morganhill-Metcalf 115kV Line | Morganhill-Metcalf 115kV Line | Morganhill-Metcalf 115kV Line |  | 0 | 0 | 0 | 0 | 0 | 1 | 80 | 133 | -22.5 | Morganhill-Metcalf 115kV Line | Morganhill-Metcalf 115kV Line | Morganhill-Metcalf 115kV Line |  | 1 | 1 | NO | 1 | 3 | 3 | NO | 3
PG&E NGBA | Homestake | 115 | 0 | 0 | 0 | 0 | 0 | 0 | 0 | 0 | 0 | 0 | 0 | 0 | 0 | 0 | 0 | 0 | 0 | 0 | 0 | 0 | 0 | 0 | 0 | 0 | 0 | 0 | 0 | 0 | 0 | 0 | 0 | 0 | 0 | 0 | 0 | 0 | 0 | 0 | 0 | 1 | 0 | 1 | 0 | 0 | 0 | 0 | 0 | 0 | 0 | 0 | 0 | 0 | 1 | 0 | 1 | 1 | 0 | 0 | 0 | 0 | 0 | 0 | 0 | 0 | 0 | 0 | 1 | 0 | 0 | 0 | 0 | 0 | 0 | 0 | 0 | 0 | 0 | 0 | 0 | 0 | 0 | 0 | 0 | 0 | 0 | 0 | 0 | 0 | 0 | 0 | 0 | 0 | 0 | 0 | 0 | 0 | 0 | 1 |  | 0 | 0 | 0 | 0 | 0 | 0 | 0 | 0 | 0 | 0 | 0 | 0 | 0 | 0 | 0 | 0 | 0 | 0 | 0 | 0 | 0 | 0 | 0 | 0 | 0 | 0 | 0 | 0 | 0 | 0 | 2 | 0 | 2 | 0 | 0 | 0 | -1547.69 | -1002.9112 | 337.0526 | Collinsville-Tesla 500 kV Line | Collinsville-Tesla 500 kV Line | Birds Landing-Contra Costa 230kV Line |  | 0 | 0 | 0 | 0 | 0 | 0 | 504.61 | 771.8 | 337.0526 | Contra Costa- Windmaster 230 kV line | Cortina-Eagle Rock 115 kV line | Birds Landing-Contra Costa 230kV Line |  | 5 | 1 | YES | 2 | 1 | 1 | NO | 1
PG&E NGBA | Honcut | 115 | 0 | 0 | 0 | 0 | 0 | 0 | 0 | 0 | 0 | 0 | 0 | 0 | 0 | 0 | 0 | 0 | 0 | 0 | 0 | 0 | 0 | 0 | 0 | 0 | 0 | 0 | 0 | 0 | 0 | 0 | 0 | 0 | 0 | 0 | 0 | 0 | 0 | 0 | 0 | 1 | 0 | 0 | 0 | 0 | 1 | 1 | 1 | 1 | 0 | 0 | 0 | 0 | 0 | 0 | 0 | 0 | 0 | 0 | 0 | 1 | 1 | 0 | 0 | 0 | 0 | 0 | 0 | 0 | 0 | 0 | 0 | 0 | 0 | 0 | 0 | 0 | 0 | 0 | 0 | 0 | 0 | 0 | 0 | 0 | 0 | 0 | 0 | 0 | 0 | 0 | 0 | 0 | 0 | 0 | 0 | 0 | 0 | 0 |  | 0 | 0 | 0 | 0 | 0 | 0 | 0 | 0 | 0 | 0 | 0 | 0 | 0 | 0 | 0 | 0 | 0 | 0 | 0 | 0 | 0 | 0 | 0 | 0 | 0 | 0 | 0 | 0 | 0 | 0 | 2 | 0 | 2 | 0 | 0 | 0 | -1547.69 | -1002.9112 | 18.3836 | Collinsville-Tesla 500 kV Line | Collinsville-Tesla 500 kV Line | Rio Oso-Lockeford 230kV line |  | 0 | 0 | 0 | 0 | 0 | 0 | 50 | 50 | 18.3836 | Rocklin-Pleaseant grove 115kV line | Rocklin-Pleaseant grove 115kV line | Rio Oso-Lockeford 230kV line |  | 5 | 1 | YES | 2 | 1 | 1 | NO | 1
SDGE | Hoodoo Wash | 500 | 0 | 0 | 0 | 0 | 0 | 0 | 0 | 0 | 0 | 0 | 0 | 0 | 0 | 0 | 0 | 0 | 0 | 0 | 0 | 0 | 0 | 0 | 0 | 0 | 1 | 0 | 0 | 0 | 0 | 0 | 0 | 1 | 1 | 0 | 0 | 0 | 0 | 0 | 0 | 0 | 0 | 0 | 0 | 0 | 0 | 0 | 0 | 0 | 0 | 0 | 0 | 0 | 0 | 0 | 0 | 0 | 0 | 0 | 0 | 0 | 0 | 0 | 0 | 0 | 0 | 0 | 0 | 0 | 0 | 0 | 0 | 0 | 0 | 0 | 0 | 0 | 0 | 0 | 0 | 0 | 0 | 0 | 0 | 0 | 0 | 0 | 0 | 0 | 0 | 0 | 0 | 0 | 0 | 0 | 0 | 0 | 0 | 2 |  | 0 | 0 | 0 | 0 | 0 | 0 | 0 | 0 | 0 | 6 | 0 | 0 | 0 | 0 | 1 | 0 | 0 | 0 | 0 | 0 | 0 | 0 | 0 | 0 | 546.5 | 5493 | 297.5 | 365 | 0 | 1 | 1 | 1 | 1 | 1 | 0 | 1 | -4343.191 | -2038.908 | -1396.283 | Lugo - Victorville area constraint | Lugo - Victorville area constraint | Lugo - Victorville area constraint |  | 0 | 1 | 0 | 1 | 0 | 0 | -99.1 | -698.67 | 127.485 | San Luis Rey-San Onofre 230 kV line constraint | San Luis Rey-San Onofre 230 kV line constraint | East of Miguel constraint |  | 5 | 4 | YES | 4 | 4 | 1 | YES | 2
PG&E NGBA | Hopland | 115 | 0 | 0 | 0 | 0 | 0 | 0 | 0 | 0 | 0 | 0 | 0 | 0 | 0 | 0 | 0 | 0 | 0 | 0 | 0 | 0 | 0 | 0 | 0 | 0 | 0 | 0 | 0 | 0 | 0 | 0 | 0 | 0 | 0 | 0 | 0 | 0 | 0 | 0 | 0 | 1 | 0 | 0 | 0 | 0 | 0 | 0 | 0 | 0 | 0 | 0 | 0 | 0 | 1 | 0 | 0 | 0 | 0 | 0 | 0 | 0 | 0 | 0 | 0 | 0 | 0 | 0 | 1 | 0 | 0 | 0 | 0 | 0 | 0 | 0 | 0 | 0 | 0 | 0 | 0 | 0 | 0 | 0 | 0 | 0 | 0 | 0 | 0 | 0 | 0 | 0 | 0 | 0 | 0 | 0 | 0 | 0 | 0 | 1 |  | 0 | 0 | 0 | 0 | 0 | 0 | 0 | 0 | 0 | 0 | 0 | 0 | 0 | 0 | 0 | 0 | 0 | 0 | 0 | 0 | 0 | 0 | 0 | 0 | 0 | 0 | 0 | 0 | 0 | 0 | 2 | 0 | 2 | 0 | 0 | 0 | -1547.69 | -1002.9112 | 337.0526 | Collinsville-Tesla 500 kV Line | Collinsville-Tesla 500 kV Line | Birds Landing-Contra Costa 230kV Line |  | 0 | 0 | 0 | 0 | 0 | 0 | 1452.61 | 1744.7038 | 337.0526 | Birds Landing-Contra Costa 230kV Line | Birds Landing-Contra Costa 230kV Line | Birds Landing-Contra Costa 230kV Line |  | 5 | 1 | YES | 2 | 1 | 1 | NO | 1
PG&E NGBA | Hopland | 60 | 0 | 0 | 0 | 0 | 0 | 0 | 0 | 0 | 0 | 0 | 0 | 0 | 0 | 0 | 0 | 0 | 0 | 0 | 0 | 0 | 0 | 0 | 0 | 0 | 0 | 0 | 0 | 0 | 0 | 0 | 0 | 0 | 0 | 0 | 0 | 0 | 0 | 0 | 0 | 1 | 0 | 0 | 0 | 0 | 0 | 0 | 0 | 0 | 0 | 0 | 0 | 0 | 1 | 0 | 0 | 0 | 0 | 0 | 0 | 0 | 0 | 0 | 0 | 0 | 0 | 0 | 1 | 0 | 0 | 0 | 0 | 0 | 0 | 0 | 0 | 0 | 0 | 0 | 0 | 0 | 0 | 0 | 0 | 0 | 0 | 0 | 0 | 0 | 0 | 0 | 0 | 0 | 0 | 0 | 0 | 0 | 0 | 1 |  | 0 | 0 | 0 | 0 | 0 | 0 | 0 | 0 | 0 | 0 | 0 | 0 | 0 | 0 | 0 | 0 | 0 | 0 | 0 | 0 | 0 | 0 | 0 | 0 | 0 | 0 | 0 | 0 | 0 | 0 | 2 | 0 | 2 | 0 | 0 | 0 | -1547.69 | -1002.9112 | 337.0526 | Collinsville-Tesla 500 kV Line | Collinsville-Tesla 500 kV Line | Birds Landing-Contra Costa 230kV Line |  | 0 | 0 | 0 | 0 | 0 | 0 | 1452.61 | 1744.7038 | 337.0526 | Birds Landing-Contra Costa 230kV Line | Birds Landing-Contra Costa 230kV Line | Birds Landing-Contra Costa 230kV Line |  | 5 | 1 | YES | 2 | 1 | 1 | NO | 1
PG&E NGBA | Humboldt | 115 | 0 | 0 | 0 | 0 | 0 | 0 | 0 | 0 | 0 | 0 | 0 | 0 | 0 | 0 | 0 | 0 | 0 | 0 | 0 | 0 | 0 | 0 | 0 | 0 | 0 | 0 | 0 | 0 | 0 | 0 | 0 | 0 | 0 | 0 | 0 | 0 | 0 | 0 | 0 | 1 | 0 | 0 | 0 | 0 | 0 | 0 | 0 | 0 | 0 | 0 | 0 | 0 | 0 | 0 | 0 | 0 | 0 | 0 | 0 | 0 | 0 | 0 | 0 | 0 | 0 | 0 | 0 | 0 | 0 | 0 | 0 | 0 | 0 | 0 | 0 | 0 | 0 | 0 | 0 | 0 | 0 | 0 | 0 | 0 | 0 | 0 | 0 | 0 | 0 | 0 | 0 | 0 | 0 | 0 | 0 | 0 | 0 | 0 |  | 0 | 0 | 0 | 0 | 0 | 0 | 0 | 0 | 0 | 0 | 0 | 0 | 0 | 0 | 0 | 0 | 0 | 0 | 0 | 0 | 0 | 0 | 0 | 0 | 0 | 0 | 0 | 0 | 0 | 0 | 1 | 0 | 1 | 0 | 0 | 0 | -1547.69 | -1002.9112 | 977.7909 | Collinsville-Tesla 500 kV Line | Collinsville-Tesla 500 kV Line | Collinsville-Tesla 500 kV Line |  | 0 | 0 | 0 | 0 | 0 | 0 | 7097.31 | 7642.0888 | 977.7909 | Collinsville-Tesla 500 kV Line | Collinsville-Tesla 500 kV Line | Collinsville-Tesla 500 kV Line |  | 5 | 1 | YES | 2 | 1 | 1 | NO | 1
PG&E NGBA | Humboldt | 60 | 0 | 0 | 0 | 0 | 0 | 0 | 0 | 0 | 0 | 0 | 0 | 0 | 0 | 0 | 0 | 0 | 0 | 0 | 0 | 0 | 0 | 0 | 0 | 0 | 0 | 0 | 0 | 0 | 0 | 0 | 0 | 0 | 0 | 0 | 0 | 0 | 0 | 0 | 0 | 1 | 0 | 0 | 0 | 0 | 0 | 0 | 0 | 0 | 0 | 0 | 0 | 0 | 0 | 0 | 0 | 0 | 0 | 0 | 0 | 0 | 0 | 0 | 0 | 0 | 0 | 0 | 0 | 0 | 0 | 0 | 0 | 0 | 0 | 0 | 0 | 0 | 0 | 0 | 0 | 0 | 0 | 0 | 0 | 0 | 0 | 0 | 0 | 0 | 0 | 0 | 0 | 0 | 0 | 0 | 0 | 0 | 0 | 0 |  | 0 | 0 | 0 | 0 | 0 | 0 | 0 | 0 | 0 | 0 | 0 | 17.25 | 0 | 0 | 1 | 0 | 0 | 0 | 0 | 0 | 0 | 0 | 0 | 1.999 | 0 | 0 | 17.25 | 0 | 0 | 1 | 1 | 0 | 1 | 0 | 0 | 0 | -1547.69 | -1002.9112 | 977.7909 | Collinsville-Tesla 500 kV Line | Collinsville-Tesla 500 kV Line | Collinsville-Tesla 500 kV Line |  | 0 | 0 | 0 | 0 | 0 | 0 | 7097.31 | 7642.0888 | 977.7909 | Collinsville-Tesla 500 kV Line | Collinsville-Tesla 500 kV Line | Collinsville-Tesla 500 kV Line |  | 5 | 1 | YES | 2 | 1 | 1 | NO | 1
PG&E NGBA | Humboldt | 500 | 0 | 0 | 0 | 0 | 0 | 0 | 0 | 0 | 0 | 0 | 0 | 0 | 0 | 0 | 0 | 0 | 0 | 0 | 0 | 0 | 0 | 0 | 0 | 0 | 0 | 0 | 0 | 0 | 0 | 0 | 0 | 0 | 0 | 0 | 0 | 0 | 0 | 0 | 0 | 1 | 0 | 0 | 0 | 0 | 0 | 0 | 0 | 0 | 1 | 0 | 0 | 0 | 0 | 0 | 0 | 0 | 0 | 0 | 0 | 0 | 0 | 0 | 0 | 0 | 0 | 0 | 0 | 0 | 0 | 0 | 0 | 0 | 0 | 0 | 0 | 0 | 0 | 0 | 0 | 0 | 0 | 0 | 0 | 0 | 0 | 0 | 0 | 0 | 0 | 0 | 0 | 0 | 0 | 0 | 0 | 0 | 0 | 1 |  | 0 | 0 | 0 | 0 | 0 | 0 | 0 | 0 | 0 | 0 | 0 | 0 | 0 | 0 | 0 | 0 | 0 | 100 | 0 | 0 | 0 | 0 | 0 | 0 | 0 | 457.3 | 0 | 0 | 0 | 1 | 1 | 0 | 1 | 0 | 0 | 0 | -1547.69 | -1002.9112 | 977.7909 | Collinsville-Tesla 500 kV Line | Collinsville-Tesla 500 kV Line | Collinsville-Tesla 500 kV Line |  | 0 | 0 | 0 | 0 | 0 | 0 | 2250 | 2281 | 977.7909 | Humboldt Offshore Wind constraint | Humboldt Offshore Wind constraint | Collinsville-Tesla 500 kV Line |  | 5 | 1 | YES | 2 | 1 | 1 | NO | 1
SCE Metro | Huntington Beach | 230 | 0 | 0 | 0 | 0 | 0 | 0 | 0 | 0 | 0 | 1 | 0 | 0 | 0 | 0 | 0 | 0 | 0 | 0 | 0 | 0 | 0 | 0 | 0 | 0 | 0 | 0 | 0 | 0 | 0 | 0 | 0 | 0 | 0 | 0 | 0 | 0 | 0 | 0 | 0 | 0 | 0 | 0 | 0 | 0 | 0 | 0 | 0 | 0 | 0 | 0 | 0 | 0 | 0 | 0 | 0 | 0 | 0 | 0 | 0 | 0 | 0 | 0 | 0 | 0 | 0 | 0 | 0 | 0 | 0 | 0 | 0 | 0 | 0 | 0 | 0 | 0 | 0 | 0 | 0 | 0 | 0 | 0 | 0 | 0 | 0 | 0 | 0 | 0 | 0 | 0 | 0 | 0 | 0 | 0 | 0 | 0 | 0 | 0 |  | 0 | 0 | 0 | 0 | 0 | 0 | 0 | 0 | 0 | 0 | 0 | 0 | 0 | 0 | 0 | 0 | 0 | 0 | 0 | 0 | 0 | 0 | 0 | 0 | 0 | 0 | 0 | 0 | 0 | 0 | 0 | 0 | 0 | 0 | 0 | 0 | 3800.7188 | 8091.008 | 21779.8411 | SCE Metro Area Default Constraint | SCE Metro Area Default Constraint | SCE Metro Area Default Constraint |  | 0 | 0 | 0 | 0 | 0 | 0 | 3800.7188 | 8091.008 | 21779.8411 | SCE Metro Area Default Constraint | SCE Metro Area Default Constraint | SCE Metro Area Default Constraint |  | 1 | 1 | NO | 1 | 1 | 1 | NO | 1
PG&E NGBA | Ignacio | 115 | 0 | 0 | 0 | 0 | 0 | 0 | 0 | 0 | 0 | 0 | 0 | 0 | 0 | 0 | 0 | 0 | 0 | 0 | 0 | 0 | 0 | 0 | 0 | 0 | 0 | 0 | 0 | 0 | 0 | 0 | 0 | 0 | 0 | 0 | 0 | 0 | 0 | 0 | 0 | 1 | 0 | 0 | 0 | 0 | 0 | 0 | 0 | 0 | 0 | 0 | 0 | 0 | 1 | 1 | 1 | 1 | 0 | 0 | 0 | 1 | 0 | 0 | 0 | 0 | 0 | 1 | 0 | 0 | 0 | 0 | 0 | 0 | 0 | 0 | 0 | 0 | 0 | 0 | 0 | 0 | 0 | 0 | 0 | 0 | 0 | 0 | 0 | 0 | 0 | 0 | 0 | 0 | 0 | 0 | 0 | 0 | 0 | 1 |  | 0 | 0 | 0 | 0 | 0 | 0 | 0 | 0 | 0 | 0 | 0 | 0 | 0 | 0 | 0 | 0 | 0 | 0 | 0 | 0 | 0 | 0 | 0 | 0 | 0 | 0 | 0 | 0 | 0 | 0 | 2 | 0 | 1 | 0 | 0 | 0 | -1547.69 | -1002.9112 | 977.7909 | Collinsville-Tesla 500 kV Line | Collinsville-Tesla 500 kV Line | Collinsville-Tesla 500 kV Line |  | 0 | 0 | 0 | 0 | 0 | 0 | 504.61 | 796.7038 | 977.7909 | Contra Costa- Windmaster 230 kV line | Contra Costa- Windmaster 230 kV line | Collinsville-Tesla 500 kV Line |  | 5 | 1 | YES | 2 | 1 | 1 | NO | 1
PG&E NGBA | Ignacio | 230 | 0 | 0 | 0 | 0 | 0 | 0 | 0 | 0 | 0 | 0 | 0 | 0 | 0 | 0 | 0 | 0 | 0 | 0 | 0 | 0 | 0 | 0 | 0 | 0 | 0 | 0 | 0 | 0 | 0 | 0 | 0 | 0 | 0 | 0 | 0 | 0 | 0 | 0 | 0 | 1 | 0 | 0 | 0 | 0 | 0 | 0 | 0 | 0 | 0 | 0 | 0 | 0 | 1 | 0 | 0 | 0 | 0 | 0 | 0 | 0 | 0 | 0 | 0 | 0 | 0 | 0 | 1 | 0 | 0 | 0 | 0 | 0 | 0 | 0 | 0 | 0 | 0 | 0 | 0 | 0 | 0 | 0 | 0 | 0 | 0 | 0 | 0 | 0 | 0 | 0 | 0 | 0 | 0 | 0 | 0 | 0 | 0 | 1 |  | 0 | 0 | 0 | 0 | 0 | 0 | 0 | 0 | 0 | 0 | 0 | 0 | 0 | 0 | 0 | 0 | 0 | 0 | 0 | 0 | 0 | 0 | 0 | 0 | 0 | 0 | 0 | 0 | 0 | 0 | 2 | 0 | 2 | 0 | 0 | 0 | -1547.69 | -1002.9112 | 337.0526 | Collinsville-Tesla 500 kV Line | Collinsville-Tesla 500 kV Line | Birds Landing-Contra Costa 230kV Line |  | 0 | 0 | 0 | 0 | 0 | 0 | 1452.61 | 1744.7038 | 337.0526 | Birds Landing-Contra Costa 230kV Line | Birds Landing-Contra Costa 230kV Line | Birds Landing-Contra Costa 230kV Line |  | 5 | 1 | YES | 2 | 1 | 1 | NO | 1
PG&E NGBA | Ignacio | 60 | 0 | 0 | 0 | 0 | 0 | 0 | 0 | 0 | 0 | 0 | 0 | 0 | 0 | 0 | 0 | 0 | 0 | 0 | 0 | 0 | 0 | 0 | 0 | 0 | 0 | 0 | 0 | 0 | 0 | 0 | 0 | 0 | 0 | 0 | 0 | 0 | 0 | 0 | 0 | 1 | 0 | 0 | 0 | 0 | 0 | 0 | 0 | 0 | 0 | 0 | 0 | 0 | 1 | 0 | 0 | 0 | 0 | 0 | 0 | 0 | 0 | 0 | 0 | 0 | 0 | 0 | 1 | 0 | 0 | 0 | 0 | 0 | 0 | 0 | 0 | 0 | 0 | 0 | 0 | 0 | 0 | 0 | 0 | 0 | 0 | 0 | 0 | 0 | 0 | 0 | 0 | 0 | 0 | 0 | 0 | 0 | 0 | 1 |  | 0 | 0 | 0 | 0 | 0 | 0 | 0 | 0 | 0 | 0 | 0 | 0 | 0 | 0 | 0 | 0 | 0 | 0 | 0 | 0 | 0 | 0 | 0 | 0 | 0 | 0 | 0 | 0 | 0 | 0 | 2 | 0 | 2 | 0 | 0 | 0 | -1547.69 | -1002.9112 | 337.0526 | Collinsville-Tesla 500 kV Line | Collinsville-Tesla 500 kV Line | Birds Landing-Contra Costa 230kV Line |  | 0 | 0 | 0 | 0 | 0 | 0 | 1452.61 | 1744.7038 | 337.0526 | Birds Landing-Contra Costa 230kV Line | Birds Landing-Contra Costa 230kV Line | Birds Landing-Contra Costa 230kV Line |  | 5 | 1 | YES | 2 | 1 | 1 | NO | 1
SDGE | Imperial Beach | 69 | 0 | 0 | 0 | 0 | 0 | 0 | 0 | 0 | 0 | 0 | 0 | 0 | 0 | 0 | 0 | 0 | 0 | 0 | 0 | 0 | 0 | 0 | 0 | 0 | 0 | 0 | 0 | 0 | 0 | 0 | 1 | 0 | 1 | 0 | 0 | 1 | 1 | 0 | 0 | 0 | 0 | 0 | 0 | 0 | 0 | 0 | 0 | 0 | 0 | 0 | 0 | 0 | 0 | 0 | 0 | 0 | 0 | 0 | 0 | 0 | 0 | 0 | 0 | 0 | 0 | 0 | 0 | 0 | 0 | 0 | 0 | 0 | 0 | 0 | 0 | 0 | 0 | 0 | 0 | 0 | 0 | 0 | 0 | 0 | 0 | 0 | 0 | 0 | 0 | 0 | 0 | 0 | 0 | 0 | 0 | 0 | 0 | 4 |  | 0 | 0 | 0 | 0 | 0 | 0 | 0 | 0 | 0 | 0 | 0 | 3 | 0 | 0 | 1 | 0 | 0 | 0 | 0 | 0 | 0 | 0 | 0 | 0 | 0 | 0 | 3 | 0 | 0 | 1 | 0 | 1 | 0 | 2 | 0 | 0 | -99.1 | -698.67 | 216.1064 | San Luis Rey-San Onofre 230 kV line constraint | San Luis Rey-San Onofre 230 kV line constraint | Silvergate-Old Town 230 kV constraint |  | 0 | 1 | 0 | 2 | 0 | 0 | -99.1 | -698.67 | 216.1064 | San Luis Rey-San Onofre 230 kV line constraint | San Luis Rey-San Onofre 230 kV line constraint | Silvergate-Old Town 230 kV constraint |  | 4 | 4 | NO | 4 | 1 | 1 | NO | 1
SDGE | Imperial Valley | 230 | 0 | 0 | 0 | 0 | 0 | 0 | 0 | 0 | 0 | 0 | 0 | 0 | 0 | 0 | 0 | 0 | 0 | 0 | 0 | 0 | 0 | 0 | 0 | 0 | 0 | 0 | 0 | 0 | 1 | 0 | 1 | 1 | 1 | 0 | 0 | 1 | 1 | 0 | 0 | 0 | 0 | 0 | 0 | 0 | 0 | 0 | 0 | 0 | 0 | 0 | 0 | 0 | 0 | 0 | 0 | 0 | 0 | 0 | 0 | 0 | 0 | 0 | 0 | 0 | 0 | 0 | 0 | 0 | 0 | 0 | 0 | 0 | 0 | 0 | 0 | 0 | 0 | 0 | 0 | 0 | 0 | 0 | 0 | 0 | 0 | 0 | 0 | 0 | 0 | 0 | 0 | 0 | 0 | 0 | 0 | 0 | 0 | 6 |  | 0 | 0 | 0 | 0 | 0 | 0 | 0 | 0 | 0 | 0 | 0 | 0 | 0 | 0 | 0 | 1000 | 0 | 0 | 0 | 0 | 0 | 0 | 0 | 0 | 500 | 107 | 528 | 0 | 0 | 1 | 0 | 1 | 0 | 2 | 0 | 0 | -99.1 | -698.67 | 127.485 | San Luis Rey-San Onofre 230 kV line constraint | San Luis Rey-San Onofre 230 kV line constraint | East of Miguel constraint |  | 0 | 1 | 0 | 2 | 0 | 0 | -99.1 | -698.67 | 127.485 | San Luis Rey-San Onofre 230 kV line constraint | San Luis Rey-San Onofre 230 kV line constraint | East of Miguel constraint |  | 4 | 4 | NO | 4 | 1 | 1 | NO | 1
SDGE | Imperial Valley | 500 | 0 | 0 | 0 | 0 | 0 | 0 | 0 | 0 | 0 | 0 | 0 | 0 | 0 | 0 | 0 | 0 | 0 | 0 | 0 | 0 | 0 | 0 | 0 | 0 | 0 | 0 | 0 | 0 | 1 | 0 | 1 | 1 | 1 | 0 | 0 | 1 | 1 | 0 | 0 | 0 | 0 | 0 | 0 | 0 | 0 | 0 | 0 | 0 | 0 | 0 | 0 | 0 | 0 | 0 | 0 | 0 | 0 | 0 | 0 | 0 | 0 | 0 | 0 | 0 | 0 | 0 | 0 | 0 | 0 | 0 | 0 | 0 | 0 | 0 | 0 | 0 | 0 | 0 | 0 | 0 | 0 | 0 | 0 | 0 | 0 | 0 | 0 | 0 | 0 | 0 | 0 | 0 | 0 | 0 | 0 | 0 | 0 | 6 |  | 0 | 0 | 0 | 0 | 0 | 0 | 0 | 0 | 0 | 0 | 0 | 0 | 0 | 0 | 0 | 0 | 0 | 0 | 0 | 0 | 0 | 0 | 0 | 0 | 250 | 250 | 0 | 0 | 0 | 1 | 0 | 1 | 0 | 2 | 0 | 0 | -99.1 | -698.67 | 127.485 | San Luis Rey-San Onofre 230 kV line constraint | San Luis Rey-San Onofre 230 kV line constraint | East of Miguel constraint |  | 0 | 1 | 0 | 2 | 0 | 0 | -99.1 | -698.67 | 127.485 | San Luis Rey-San Onofre 230 kV line constraint | San Luis Rey-San Onofre 230 kV line constraint | East of Miguel constraint |  | 4 | 4 | NO | 4 | 1 | 1 | NO | 1
EOP | Innovation | 138 | 0 | 0 | 0 | 0 | 0 | 0 | 0 | 0 | 0 | 0 | 0 | 0 | 0 | 0 | 0 | 0 | 0 | 0 | 0 | 0 | 0 | 0 | 1 | 1 | 1 | 0 | 0 | 0 | 0 | 0 | 0 | 0 | 0 | 0 | 0 | 0 | 0 | 0 | 0 | 0 | 0 | 0 | 0 | 0 | 0 | 0 | 0 | 0 | 0 | 0 | 0 | 0 | 0 | 0 | 0 | 0 | 0 | 0 | 0 | 0 | 0 | 0 | 0 | 0 | 0 | 0 | 0 | 0 | 0 | 0 | 0 | 0 | 0 | 0 | 0 | 0 | 0 | 0 | 0 | 0 | 0 | 0 | 0 | 0 | 0 | 0 | 0 | 0 | 0 | 0 | 0 | 0 | 0 | 0 | 0 | 0 | 0 | 2 |  | 0 | 0 | 0 | 0 | 0 | 0 | 0 | 0 | 0 | 0 | 0 | 0 | 0 | 0 | 0 | 0 | 0 | 0 | 0 | 0 | 0 | 0 | 0 | 0 | 0 | 0 | 0 | 0 | 0 | 0 | 1 | 1 | 1 | 0 | 0 | 1 | -4343.191 | -2038.908 | -1396.283 | Lugo - Victorville area constraint | Lugo - Victorville area constraint | Lugo - Victorville area constraint |  | 0 | 1 | 0 | 0 | 0 | 0 | -160.5 | 1398.25 | 3367.55 | Sloan Canyon - Eldorado 500 kV constraint | Sloan Canyon - Eldorado 500 kV constraint | GLW 230kV area constraint |  | 5 | 3 | YES | 3 | 4 | 1 | YES | 2
EOP | Innovation | 230 | 0 | 0 | 0 | 0 | 0 | 0 | 0 | 0 | 0 | 0 | 0 | 0 | 0 | 0 | 0 | 0 | 0 | 0 | 0 | 0 | 0 | 0 | 1 | 1 | 1 | 0 | 0 | 0 | 0 | 0 | 0 | 0 | 0 | 0 | 0 | 0 | 0 | 0 | 0 | 0 | 0 | 0 | 0 | 0 | 0 | 0 | 0 | 0 | 0 | 0 | 0 | 0 | 0 | 0 | 0 | 0 | 0 | 0 | 0 | 0 | 0 | 0 | 0 | 0 | 0 | 0 | 0 | 0 | 0 | 0 | 0 | 0 | 0 | 0 | 0 | 0 | 0 | 0 | 0 | 0 | 0 | 0 | 0 | 0 | 0 | 0 | 0 | 0 | 0 | 0 | 0 | 0 | 0 | 0 | 0 | 0 | 0 | 2 |  | 0 | 0 | 0 | 0 | 0 | 0 | 0 | 0 | 0 | 0 | 0 | 0 | 0 | 0 | 0 | 0 | 0 | 0 | 0 | 0 | 0 | 0 | 0 | 0 | 0 | 0 | 0 | 0 | 0 | 0 | 1 | 1 | 1 | 0 | 0 | 1 | -4343.191 | -2038.908 | -1396.283 | Lugo - Victorville area constraint | Lugo - Victorville area constraint | Lugo - Victorville area constraint |  | 0 | 1 | 0 | 0 | 0 | 0 | -160.5 | 1398.25 | 3367.55 | Sloan Canyon - Eldorado 500 kV constraint | Sloan Canyon - Eldorado 500 kV constraint | GLW 230kV area constraint |  | 5 | 3 | YES | 3 | 4 | 1 | YES | 2
SCE NOL | Inyokern | 115 | 0 | 0 | 0 | 0 | 0 | 0 | 0 | 0 | 0 | 0 | 0 | 1 | 1 | 1 | 0 | 0 | 0 | 0 | 0 | 0 | 0 | 0 | 0 | 0 | 0 | 0 | 0 | 0 | 0 | 0 | 0 | 0 | 0 | 0 | 0 | 0 | 0 | 0 | 0 | 0 | 0 | 0 | 0 | 0 | 0 | 0 | 0 | 0 | 0 | 0 | 0 | 0 | 0 | 0 | 0 | 0 | 0 | 0 | 0 | 0 | 0 | 0 | 0 | 0 | 0 | 0 | 0 | 0 | 0 | 0 | 0 | 0 | 0 | 0 | 0 | 0 | 0 | 0 | 0 | 0 | 0 | 0 | 0 | 0 | 0 | 0 | 0 | 0 | 0 | 0 | 0 | 0 | 0 | 0 | 0 | 0 | 0 | 3 |  | 0 | 0 | 0 | 0 | 0 | 0 | 0 | 0 | 0 | 0 | 0 | 25 | 0 | 0 | 1 | 116 | 0 | 0 | 0 | 0 | 0 | 0 | 0 | 0 | 0 | 31.8 | 25 | 0 | 0 | 1 | 0 | 2 | 0 | 4 | 0 | 0 | -280.6 | -137.55 | 1093.724 | South of Kramer Area Constraint | Lugo Transformer Area Constraint | South of Kramer Area Constraint |  | 0 | 2 | 0 | 4 | 0 | 0 | -280.6 | -137.55 | 1093.724 | South of Kramer Area Constraint | Lugo Transformer Area Constraint | South of Kramer Area Constraint |  | 4 | 4 | NO | 4 | 1 | 1 | NO | 1
EOP | IS Tap | 138 | 0 | 0 | 0 | 0 | 0 | 0 | 0 | 0 | 0 | 0 | 0 | 0 | 0 | 0 | 0 | 0 | 0 | 0 | 0 | 0 | 0 | 0 | 1 | 1 | 1 | 0 | 0 | 0 | 0 | 0 | 0 | 0 | 0 | 0 | 0 | 0 | 0 | 0 | 0 | 0 | 0 | 0 | 0 | 0 | 0 | 0 | 0 | 0 | 0 | 0 | 0 | 0 | 0 | 0 | 0 | 0 | 0 | 0 | 0 | 0 | 0 | 0 | 0 | 0 | 0 | 0 | 0 | 0 | 0 | 0 | 0 | 0 | 0 | 0 | 0 | 0 | 0 | 0 | 0 | 0 | 0 | 0 | 0 | 0 | 0 | 0 | 0 | 0 | 0 | 0 | 0 | 0 | 0 | 0 | 0 | 0 | 0 | 2 |  | 0 | 0 | 0 | 0 | 0 | 0 | 0 | 0 | 0 | 0 | 0 | 0 | 0 | 0 | 0 | 0 | 0 | 0 | 0 | 0 | 0 | 0 | 0 | 0 | 0 | 0 | 0 | 0 | 0 | 0 | 1 | 1 | 1 | 0 | 0 | 1 | -4343.191 | -2038.908 | -1396.283 | Lugo - Victorville area constraint | Lugo - Victorville area constraint | Lugo - Victorville area constraint |  | 0 | 1 | 0 | 0 | 0 | 0 | -160.5 | 1398.25 | 3367.55 | Sloan Canyon - Eldorado 500 kV constraint | Sloan Canyon - Eldorado 500 kV constraint | GLW 230kV area constraint |  | 5 | 3 | YES | 3 | 4 | 1 | YES | 2
EOP | Ivanpah | 115 | 0 | 0 | 0 | 0 | 0 | 0 | 0 | 0 | 0 | 0 | 0 | 0 | 0 | 0 | 0 | 0 | 0 | 0 | 0 | 0 | 0 | 0 | 0 | 1 | 1 | 0 | 0 | 0 | 0 | 0 | 0 | 0 | 0 | 0 | 0 | 0 | 0 | 0 | 0 | 0 | 0 | 0 | 0 | 0 | 0 | 0 | 0 | 0 | 0 | 0 | 0 | 0 | 0 | 0 | 0 | 0 | 0 | 0 | 0 | 0 | 0 | 0 | 0 | 0 | 0 | 0 | 0 | 0 | 0 | 0 | 0 | 0 | 0 | 0 | 0 | 0 | 0 | 0 | 0 | 0 | 0 | 0 | 0 | 0 | 0 | 0 | 0 | 0 | 0 | 0 | 0 | 0 | 0 | 0 | 0 | 0 | 0 | 1 |  | 0 | 0 | 0 | 0 | 0 | 0 | 0 | 0 | 0 | 0 | 0 | 0 | 0 | 0 | 0 | 0 | 0 | 0 | 0 | 0 | 0 | 0 | 0 | 0 | 0 | 0 | 0 | 0 | 0 | 0 | 1 | 1 | 1 | 0 | 0 | 1 | -4343.191 | -2038.908 | -1396.283 | Lugo - Victorville area constraint | Lugo - Victorville area constraint | Lugo - Victorville area constraint |  | 0 | 1 | 0 | 0 | 0 | 0 | -160.5 | 1398.25 | 3565.626 | Sloan Canyon - Eldorado 500 kV constraint | Sloan Canyon - Eldorado 500 kV constraint | Sloan Canyon - Eldorado 500 kV constraint |  | 5 | 3 | YES | 3 | 4 | 1 | YES | 2
EOP | Ivanpah | 230 | 0 | 0 | 0 | 0 | 0 | 0 | 0 | 0 | 0 | 0 | 0 | 0 | 0 | 0 | 0 | 0 | 0 | 0 | 0 | 0 | 0 | 0 | 0 | 1 | 1 | 0 | 0 | 0 | 0 | 0 | 0 | 0 | 0 | 0 | 0 | 0 | 0 | 0 | 0 | 0 | 0 | 0 | 0 | 0 | 0 | 0 | 0 | 0 | 0 | 0 | 0 | 0 | 0 | 0 | 0 | 0 | 0 | 0 | 0 | 0 | 0 | 0 | 0 | 0 | 0 | 0 | 0 | 0 | 0 | 0 | 0 | 0 | 0 | 0 | 0 | 0 | 0 | 0 | 0 | 0 | 0 | 0 | 0 | 0 | 0 | 0 | 0 | 0 | 0 | 0 | 0 | 0 | 0 | 0 | 0 | 0 | 0 | 1 |  | 0 | 0 | 0 | 0 | 0 | 0 | 0 | 0 | 0 | 0 | 0 | 0 | 0 | 0 | 0 | 0 | 0 | 0 | 0 | 0 | 0 | 0 | 0 | 0 | 0 | 0 | 0 | 0 | 0 | 0 | 1 | 1 | 1 | 0 | 0 | 1 | -4343.191 | -2038.908 | -1396.283 | Lugo - Victorville area constraint | Lugo - Victorville area constraint | Lugo - Victorville area constraint |  | 0 | 1 | 0 | 0 | 0 | 0 | -160.5 | 1398.25 | 3565.626 | Sloan Canyon - Eldorado 500 kV constraint | Sloan Canyon - Eldorado 500 kV constraint | Sloan Canyon - Eldorado 500 kV constraint |  | 5 | 3 | YES | 3 | 4 | 1 | YES | 2
EOP | Jackass (DOE) | 138 | 0 | 0 | 0 | 0 | 0 | 0 | 0 | 0 | 0 | 0 | 0 | 0 | 0 | 0 | 0 | 0 | 0 | 0 | 0 | 0 | 0 | 0 | 1 | 1 | 1 | 0 | 0 | 0 | 0 | 0 | 0 | 0 | 0 | 0 | 0 | 0 | 0 | 0 | 0 | 0 | 0 | 0 | 0 | 0 | 0 | 0 | 0 | 0 | 0 | 0 | 0 | 0 | 0 | 0 | 0 | 0 | 0 | 0 | 0 | 0 | 0 | 0 | 0 | 0 | 0 | 0 | 0 | 0 | 0 | 0 | 0 | 0 | 0 | 0 | 0 | 0 | 0 | 0 | 0 | 0 | 0 | 0 | 0 | 0 | 0 | 0 | 0 | 0 | 0 | 0 | 0 | 0 | 0 | 0 | 0 | 0 | 0 | 2 |  | 0 | 0 | 0 | 0 | 0 | 0 | 0 | 0 | 0 | 0 | 0 | 0 | 0 | 0 | 0 | 0 | 0 | 0 | 0 | 0 | 0 | 0 | 0 | 0 | 0 | 0 | 0 | 0 | 0 | 0 | 1 | 1 | 1 | 0 | 0 | 1 | -4343.191 | -2038.908 | -1396.283 | Lugo - Victorville area constraint | Lugo - Victorville area constraint | Lugo - Victorville area constraint |  | 0 | 1 | 0 | 0 | 0 | 0 | -160.5 | 1398.25 | 3367.55 | Sloan Canyon - Eldorado 500 kV constraint | Sloan Canyon - Eldorado 500 kV constraint | GLW 230kV area constraint |  | 5 | 3 | YES | 3 | 4 | 1 | YES | 2
PG&E NGBA | James B Black | 230 | 0 | 0 | 0 | 0 | 0 | 0 | 0 | 0 | 0 | 0 | 0 | 0 | 0 | 0 | 0 | 0 | 0 | 0 | 0 | 0 | 0 | 0 | 0 | 0 | 0 | 0 | 0 | 0 | 0 | 0 | 0 | 0 | 0 | 0 | 0 | 0 | 0 | 0 | 0 | 1 | 0 | 0 | 0 | 0 | 0 | 0 | 0 | 0 | 0 | 0 | 0 | 0 | 0 | 0 | 0 | 0 | 0 | 0 | 0 | 0 | 0 | 0 | 0 | 0 | 0 | 0 | 0 | 0 | 0 | 0 | 0 | 0 | 0 | 0 | 0 | 0 | 0 | 0 | 0 | 0 | 0 | 0 | 0 | 0 | 0 | 0 | 0 | 0 | 0 | 0 | 0 | 0 | 0 | 0 | 0 | 0 | 0 | 0 |  | 0 | 0 | 0 | 0 | 0 | 0 | 0 | 0 | 0 | 0 | 0 | 0 | 0 | 0 | 0 | 131 | 0 | 0 | 0 | 0 | 0 | 0 | 0 | 0 | 0 | 0 | 0 | 0 | 0 | 1 | 1 | 0 | 1 | 0 | 0 | 0 | -1547.69 | -1002.9112 | 977.7909 | Collinsville-Tesla 500 kV Line | Collinsville-Tesla 500 kV Line | Collinsville-Tesla 500 kV Line |  | 0 | 0 | 0 | 0 | 0 | 0 | 7097.31 | 7642.0888 | 977.7909 | Collinsville-Tesla 500 kV Line | Collinsville-Tesla 500 kV Line | Collinsville-Tesla 500 kV Line |  | 5 | 1 | YES | 2 | 1 | 1 | NO | 1
PG&E GBA | Jefferson | 230 | 0 | 0 | 0 | 0 | 0 | 0 | 0 | 0 | 0 | 0 | 0 | 0 | 0 | 0 | 0 | 0 | 0 | 0 | 0 | 0 | 0 | 0 | 0 | 0 | 0 | 0 | 0 | 0 | 0 | 0 | 0 | 0 | 0 | 0 | 0 | 0 | 0 | 0 | 0 | 0 | 0 | 0 | 0 | 0 | 0 | 0 | 0 | 0 | 0 | 0 | 0 | 0 | 1 | 0 | 0 | 0 | 0 | 0 | 0 | 1 | 0 | 0 | 0 | 0 | 0 | 0 | 0 | 0 | 0 | 0 | 0 | 0 | 0 | 0 | 0 | 0 | 0 | 0 | 0 | 0 | 0 | 0 | 0 | 0 | 0 | 0 | 0 | 0 | 0 | 0 | 0 | 0 | 0 | 0 | 0 | 0 | 1 | 1 |  | 0 | 0 | 0 | 0 | 0 | 0 | 0 | 0 | 0 | 0 | 0 | 0 | 0 | 0 | 0 | 0 | 0 | 0 | 0 | 0 | 0 | 0 | 0 | 0 | 0 | 0 | 0 | 0 | 0 | 0 | 0 | 0 | 0 | 0 | 0 | 0 | 631 | 135.75 | 1461.1652 | NEW-Metcalf-Mosslanding 500kV | NEW-Metcalf-Mosslanding 500kV | Tesla-Bellota 230 kV line |  | 0 | 0 | 0 | 0 | 0 | 0 | 631 | 135.75 | 1461.1652 | NEW-Metcalf-Mosslanding 500kV | NEW-Metcalf-Mosslanding 500kV | Tesla-Bellota 230 kV line |  | 1 | 1 | NO | 1 | 1 | 1 | NO | 1
PG&E NGBA | Jessup | 115 | 0 | 0 | 0 | 0 | 0 | 0 | 0 | 0 | 0 | 0 | 0 | 0 | 0 | 0 | 0 | 0 | 0 | 0 | 0 | 0 | 0 | 0 | 0 | 0 | 0 | 0 | 0 | 0 | 0 | 0 | 0 | 0 | 0 | 0 | 0 | 0 | 0 | 0 | 0 | 1 | 0 | 0 | 0 | 0 | 0 | 0 | 0 | 0 | 0 | 0 | 0 | 0 | 0 | 0 | 0 | 0 | 0 | 0 | 0 | 0 | 0 | 0 | 0 | 0 | 0 | 0 | 0 | 0 | 0 | 0 | 0 | 0 | 0 | 0 | 0 | 0 | 0 | 0 | 0 | 0 | 0 | 0 | 0 | 0 | 0 | 0 | 0 | 0 | 0 | 0 | 0 | 0 | 0 | 0 | 0 | 0 | 0 | 0 |  | 0 | 0 | 0 | 0 | 0 | 0 | 0 | 0 | 0 | 0 | 0 | 0 | 0 | 0 | 0 | 100 | 0 | 0 | 0 | 0 | 0 | 0 | 0 | 0 | 0 | 0 | 0 | 0 | 0 | 1 | 1 | 0 | 1 | 0 | 0 | 0 | -1547.69 | -1002.9112 | 977.7909 | Collinsville-Tesla 500 kV Line | Collinsville-Tesla 500 kV Line | Collinsville-Tesla 500 kV Line |  | 0 | 0 | 0 | 0 | 0 | 0 | 7097.31 | 7642.0888 | 977.7909 | Collinsville-Tesla 500 kV Line | Collinsville-Tesla 500 kV Line | Collinsville-Tesla 500 kV Line |  | 5 | 1 | YES | 2 | 1 | 1 | NO | 1
SCE Metro | Johanna | 230 | 0 | 0 | 0 | 0 | 0 | 0 | 0 | 0 | 0 | 1 | 0 | 0 | 0 | 0 | 0 | 0 | 0 | 0 | 0 | 0 | 0 | 0 | 0 | 0 | 0 | 0 | 0 | 0 | 0 | 0 | 0 | 0 | 0 | 0 | 0 | 0 | 0 | 0 | 0 | 0 | 0 | 0 | 0 | 0 | 0 | 0 | 0 | 0 | 0 | 0 | 0 | 0 | 0 | 0 | 0 | 0 | 0 | 0 | 0 | 0 | 0 | 0 | 0 | 0 | 0 | 0 | 0 | 0 | 0 | 0 | 0 | 0 | 0 | 0 | 0 | 0 | 0 | 0 | 0 | 0 | 0 | 0 | 0 | 0 | 0 | 0 | 0 | 0 | 0 | 0 | 0 | 0 | 0 | 0 | 0 | 0 | 0 | 0 |  | 0 | 0 | 0 | 0 | 0 | 0 | 0 | 0 | 0 | 0 | 0 | 1.4 | 0 | 0 | 1 | 0 | 0 | 0 | 0 | 0 | 0 | 0 | 0 | 0 | 0 | 0 | 1.4 | 0 | 0 | 1 | 0 | 0 | 0 | 0 | 0 | 0 | 3800.7188 | 8091.008 | 21779.8411 | SCE Metro Area Default Constraint | SCE Metro Area Default Constraint | SCE Metro Area Default Constraint |  | 0 | 0 | 0 | 0 | 0 | 0 | 3800.7188 | 8091.008 | 21779.8411 | SCE Metro Area Default Constraint | SCE Metro Area Default Constraint | SCE Metro Area Default Constraint |  | 1 | 1 | NO | 1 | 1 | 1 | NO | 1
SCE Eastern | Julian Hinds | 230 | 0 | 0 | 0 | 0 | 0 | 0 | 0 | 0 | 0 | 0 | 0 | 0 | 0 | 0 | 0 | 0 | 0 | 0 | 1 | 1 | 0 | 1 | 0 | 0 | 0 | 0 | 0 | 0 | 0 | 0 | 0 | 0 | 0 | 0 | 0 | 0 | 0 | 0 | 0 | 0 | 0 | 0 | 0 | 0 | 0 | 0 | 0 | 0 | 0 | 0 | 0 | 0 | 0 | 0 | 0 | 0 | 0 | 0 | 0 | 0 | 0 | 0 | 0 | 0 | 0 | 0 | 0 | 0 | 0 | 0 | 0 | 0 | 0 | 0 | 0 | 0 | 0 | 0 | 0 | 0 | 0 | 0 | 0 | 0 | 0 | 0 | 0 | 0 | 0 | 0 | 0 | 0 | 0 | 0 | 0 | 0 | 0 | 1 |  | 0 | 0 | 0 | 0 | 0 | 0 | 0 | 0 | 0 | 0 | 0 | 0 | 0 | 0 | 0 | 0 | 0 | 0 | 0 | 0 | 0 | 0 | 0 | 0 | 0 | 0 | 0 | 0 | 0 | 0 | 2 | 2 | 2 | 2 | 0 | 1 | -3014.166 | -2415.89 | -950.84 | Serrano-Alberhill-Valley Constraint | Etiwanda-Rancho Vista Constraint | Eagle Mountain Constraint |  | 1 | 4 | 1 | 4 | 0 | 1 | -1492.166 | -2415.89 | -950.84 | Serrano-Alberhill-Valley Constraint | Etiwanda-Rancho Vista Constraint | Eagle Mountain Constraint |  | 5 | 5 | NO | 5 | 4 | 4 | NO | 4
PG&E GBA | Kasson | 115 | 0 | 0 | 0 | 0 | 0 | 0 | 0 | 0 | 0 | 0 | 0 | 0 | 0 | 0 | 0 | 0 | 0 | 0 | 0 | 0 | 0 | 0 | 0 | 0 | 0 | 0 | 0 | 0 | 0 | 0 | 0 | 0 | 0 | 0 | 0 | 0 | 0 | 0 | 0 | 0 | 0 | 0 | 0 | 0 | 0 | 1 | 0 | 0 | 0 | 0 | 0 | 0 | 0 | 0 | 0 | 1 | 0 | 0 | 0 | 1 | 0 | 0 | 0 | 0 | 0 | 0 | 0 | 0 | 0 | 0 | 0 | 0 | 0 | 0 | 0 | 0 | 0 | 0 | 0 | 0 | 0 | 0 | 0 | 0 | 0 | 0 | 0 | 0 | 0 | 0 | 0 | 0 | 0 | 0 | 0 | 0 | 0 | 0 |  | 0 | 0 | 0 | 0 | 0 | 0 | 0 | 0 | 0 | 0 | 0 | 0 | 0 | 0 | 0 | 0 | 0 | 0 | 0 | 0 | 0 | 0 | 0 | 0 | 0 | 0 | 0 | 0 | 0 | 0 | 1 | 0 | 1 | 0 | 0 | 0 | -364.5 | -312.19 | 978.6798 | Bellota-Weber 230kV line | Bellota-Weber 230kV line | Bellota-Weber 230kV line |  | 0 | 0 | 0 | 0 | 0 | 0 | 95.5 | 147.81 | 978.6798 | Bellota-Weber 230kV line | Bellota-Weber 230kV line | Bellota-Weber 230kV line |  | 5 | 1 | YES | 2 | 1 | 1 | NO | 1
PG&E GBA | Kasson | 60 | 0 | 0 | 0 | 0 | 0 | 0 | 0 | 0 | 0 | 0 | 0 | 0 | 0 | 0 | 0 | 0 | 0 | 0 | 0 | 0 | 0 | 0 | 0 | 0 | 0 | 0 | 0 | 0 | 0 | 0 | 0 | 0 | 0 | 0 | 0 | 0 | 0 | 0 | 0 | 0 | 0 | 0 | 0 | 0 | 0 | 1 | 0 | 0 | 0 | 0 | 0 | 0 | 0 | 0 | 0 | 1 | 0 | 0 | 0 | 1 | 0 | 0 | 0 | 1 | 0 | 0 | 0 | 0 | 0 | 0 | 0 | 0 | 0 | 0 | 0 | 0 | 0 | 0 | 0 | 0 | 0 | 0 | 0 | 0 | 0 | 0 | 0 | 0 | 0 | 0 | 0 | 0 | 0 | 0 | 0 | 0 | 0 | 0 |  | 0 | 0 | 0 | 0 | 0 | 0 | 0 | 0 | 0 | 0 | 0 | 0 | 0 | 0 | 0 | 0 | 0 | 0 | 0 | 0 | 0 | 0 | 0 | 0 | 0 | 0 | 0 | 0 | 0 | 0 | 1 | 0 | 2 | 0 | 0 | 0 | -364.5 | -312.19 | 100.712 | Bellota-Weber 230kV line | Bellota-Weber 230kV line | Tesla-Salado 115 kV line |  | 0 | 0 | 1 | 0 | 0 | 0 | 33.67 | -4.83 | 100.712 | Tesla-Salado 115 kV line | Tesla-Salado 115 kV line | Tesla-Salado 115 kV line |  | 5 | 5 | NO | 5 | 1 | 1 | NO | 1
PG&E FRESNO | Kearney | 230 | 0 | 0 | 0 | 0 | 0 | 0 | 0 | 0 | 0 | 0 | 0 | 0 | 0 | 0 | 0 | 0 | 0 | 0 | 0 | 0 | 0 | 0 | 0 | 0 | 0 | 0 | 0 | 0 | 0 | 0 | 0 | 0 | 0 | 0 | 0 | 0 | 0 | 0 | 0 | 0 | 0 | 0 | 0 | 0 | 0 | 1 | 0 | 0 | 0 | 0 | 0 | 0 | 0 | 0 | 0 | 0 | 0 | 0 | 0 | 0 | 0 | 0 | 0 | 0 | 0 | 0 | 0 | 0 | 0 | 0 | 0 | 0 | 0 | 0 | 0 | 0 | 0 | 0 | 1 | 1 | 0 | 1 | 1 | 1 | 0 | 1 | 0 | 1 | 0 | 1 | 0 | 0 | 0 | 0 | 0 | 0 | 0 | 1 |  | 0 | 0 | 0 | 0 | 0 | 0 | 0 | 0 | 10 | 0 | 0 | 0 | 0 | 0 | 1 | 0 | 0 | 0 | 0 | 0 | 0 | 0 | 0 | 10 | 0 | 0 | 0 | 0 | 0 | 1 | 3 | 0 | 5 | 1 | 3 | 0 | -656.8 | -4686.972 | -3687.5882 | Borden-Storey #1 230kV line | Gates 500/230kV TB #11 | Gates 500/230kV TB #11 |  | 0 | 0 | 0 | 1 | 0 | 0 | 95.5 | -31.24 | 825.2366 | Bellota-Weber 230kV line | Los Banos 500/230kV TB | Tranquility-Helm 230kV Line |  | 5 | 3 | YES | 3 | 5 | 1 | YES | 2
PG&E FRESNO | Kearney | 70 | 0 | 0 | 0 | 0 | 0 | 0 | 0 | 0 | 0 | 0 | 0 | 0 | 0 | 0 | 0 | 0 | 0 | 0 | 0 | 0 | 0 | 0 | 0 | 0 | 0 | 0 | 0 | 0 | 0 | 0 | 0 | 0 | 0 | 0 | 0 | 0 | 0 | 0 | 0 | 0 | 0 | 0 | 0 | 0 | 0 | 1 | 0 | 0 | 0 | 0 | 0 | 0 | 0 | 0 | 0 | 0 | 0 | 0 | 0 | 0 | 0 | 0 | 0 | 0 | 0 | 0 | 0 | 0 | 0 | 0 | 0 | 0 | 0 | 0 | 0 | 0 | 0 | 0 | 1 | 0 | 0 | 1 | 1 | 1 | 1 | 1 | 0 | 1 | 1 | 1 | 0 | 0 | 1 | 0 | 0 | 0 | 0 | 2 |  | 0 | 0.55 | 0 | 0 | 0 | 0 | 0 | 0 | 0 | 0 | 0 | 0 | 0 | 0 | 1 | 0 | 0.55 | 0 | 0 | 0 | 0 | 0 | 0 | 0 | 0 | 0 | 0 | 0 | 0 | 1 | 3 | 0 | 4 | 1 | 2 | 0 | -656.8 | -3815.842 | -3618.543 | Borden-Storey #1 230kV line | Gates 500/230kV TB #12 | Gates 500/230kV TB #12 |  | 0 | 0 | 0 | 1 | 0 | 0 | 95.5 | -31.24 | 126.1276 | Bellota-Weber 230kV line | Los Banos 500/230kV TB | Oro Loma-El Nido 115kV Line |  | 5 | 3 | YES | 3 | 5 | 1 | YES | 2
PG&E GBA | Kelso | 230 | 0 | 0 | 0 | 0 | 0 | 0 | 0 | 0 | 0 | 0 | 0 | 0 | 0 | 0 | 0 | 0 | 0 | 0 | 0 | 0 | 0 | 0 | 0 | 0 | 0 | 0 | 0 | 0 | 0 | 0 | 0 | 0 | 0 | 0 | 0 | 0 | 0 | 0 | 0 | 1 | 0 | 0 | 0 | 0 | 0 | 0 | 0 | 0 | 0 | 0 | 0 | 0 | 0 | 1 | 0 | 1 | 0 | 0 | 0 | 0 | 0 | 0 | 0 | 0 | 0 | 1 | 0 | 0 | 0 | 0 | 0 | 0 | 0 | 0 | 0 | 0 | 0 | 0 | 0 | 0 | 0 | 0 | 0 | 0 | 0 | 0 | 0 | 0 | 0 | 0 | 0 | 0 | 0 | 0 | 0 | 0 | 0 | 0 |  | 0 | 0 | 0 | 0 | 0 | 0 | 0 | 0 | 0 | 0 | 0 | 0 | 0 | 0 | 0 | 0 | 0 | 0 | 0 | 0 | 0 | 0 | 0 | 0 | 0 | 0 | 90.7 | 0 | 0 | 1 | 2 | 0 | 1 | 0 | 0 | 0 | -1547.69 | -1002.9112 | 977.7909 | Collinsville-Tesla 500 kV Line | Collinsville-Tesla 500 kV Line | Collinsville-Tesla 500 kV Line |  | 0 | 0 | 0 | 0 | 0 | 0 | 2856.56 | 2425.6138 | 977.7909 | Tesla-Tracy-Pump 230 kV line #2 | Tesla-Tracy-Pump 230 kV line #2 | Collinsville-Tesla 500 kV Line |  | 5 | 1 | YES | 2 | 1 | 1 | NO | 1
PG&E FRESNO | Kerchoff 1 | 115 | 0 | 0 | 0 | 0 | 0 | 0 | 0 | 0 | 0 | 0 | 0 | 0 | 0 | 0 | 0 | 0 | 0 | 0 | 0 | 0 | 0 | 0 | 0 | 0 | 0 | 0 | 0 | 0 | 0 | 0 | 0 | 0 | 0 | 0 | 0 | 0 | 0 | 0 | 0 | 0 | 0 | 0 | 0 | 0 | 0 | 1 | 0 | 0 | 0 | 0 | 0 | 0 | 0 | 0 | 0 | 0 | 0 | 0 | 0 | 0 | 0 | 0 | 0 | 0 | 0 | 0 | 0 | 0 | 0 | 0 | 0 | 0 | 0 | 0 | 0 | 0 | 0 | 0 | 1 | 0 | 0 | 1 | 1 | 0 | 0 | 1 | 0 | 1 | 0 | 1 | 1 | 0 | 1 | 0 | 0 | 0 | 0 | 1 |  | 0 | 0 | 0 | 0 | 0 | 0 | 0 | 0 | 0 | 0 | 0 | 0 | 0 | 0 | 0 | 0 | 0 | 0 | 0 | 0 | 0 | 0 | 0 | 0 | 0 | 0 | 0 | 0 | 0 | 0 | 2 | 0 | 3 | 1 | 2 | 0 | -656.8 | -3815.842 | -3618.543 | Borden-Storey #1 230kV line | Gates 500/230kV TB #12 | Gates 500/230kV TB #12 |  | 0 | 0 | 0 | 1 | 0 | 0 | 95.5 | -31.24 | 126.1276 | Bellota-Weber 230kV line | Los Banos 500/230kV TB | Oro Loma-El Nido 115kV Line |  | 5 | 3 | YES | 3 | 5 | 1 | YES | 2
PG&E KERN | Kern Oil | 115 | 0 | 0 | 0 | 0 | 0 | 0 | 0 | 0 | 0 | 0 | 0 | 0 | 0 | 0 | 0 | 0 | 0 | 0 | 0 | 0 | 0 | 0 | 0 | 0 | 0 | 0 | 0 | 0 | 0 | 0 | 0 | 0 | 0 | 0 | 0 | 0 | 0 | 0 | 0 | 0 | 0 | 0 | 0 | 0 | 0 | 0 | 0 | 0 | 0 | 0 | 0 | 0 | 0 | 0 | 0 | 0 | 0 | 0 | 0 | 0 | 0 | 0 | 0 | 0 | 0 | 0 | 0 | 0 | 1 | 0 | 1 | 0 | 0 | 0 | 1 | 0 | 0 | 0 | 1 | 0 | 0 | 0 | 0 | 0 | 0 | 0 | 0 | 0 | 0 | 0 | 0 | 0 | 0 | 0 | 1 | 0 | 0 | 0 |  | 0 | 0 | 0 | 0 | 0 | 0 | 0 | 0 | 0 | 0 | 0 | 0 | 0 | 0 | 0 | 0 | 0 | 0 | 0 | 0 | 0 | 0 | 0 | 0 | 0 | 100 | 0 | 0 | 0 | 1 | 0 | 0 | 2 | 0 | 1 | 1 | 119.27 | -3815.842 | -3618.543 | Gates 500/230kV TB #12 | Gates 500/230kV TB #12 | Gates 500/230kV TB #12 |  | 0 | 0 | 0 | 0 | 0 | 0 | 1014.85 | 398.79 | 251.3788 | Gates-Arco 230 kV Line | Gates-Arco 230 kV Line | Gates-Arco 230 kV Line |  | 5 | 1 | YES | 2 | 5 | 1 | YES | 2
PG&E KERN | Kern PP | 115 | 0 | 0 | 0 | 0 | 0 | 0 | 0 | 0 | 0 | 0 | 0 | 0 | 0 | 0 | 0 | 0 | 0 | 0 | 0 | 0 | 0 | 0 | 0 | 0 | 0 | 0 | 0 | 0 | 0 | 0 | 0 | 0 | 0 | 0 | 0 | 0 | 0 | 0 | 0 | 0 | 0 | 0 | 0 | 0 | 0 | 0 | 0 | 0 | 0 | 0 | 0 | 0 | 0 | 0 | 0 | 0 | 0 | 0 | 0 | 0 | 0 | 0 | 0 | 0 | 0 | 0 | 0 | 0 | 1 | 0 | 1 | 0 | 0 | 0 | 0 | 0 | 0 | 0 | 1 | 1 | 0 | 0 | 0 | 0 | 0 | 0 | 0 | 0 | 0 | 0 | 0 | 0 | 0 | 0 | 1 | 0 | 0 | 0 |  | 0 | 0 | 0 | 0 | 0 | 0 | 0 | 0 | 0 | 0 | 0 | 0 | 0 | 0 | 0 | 0 | 0 | 0 | 0 | 0 | 0 | 0 | 0 | 0 | 0 | 50 | 0 | 0 | 0 | 1 | 0 | 0 | 3 | 0 | 2 | 1 | 119.27 | -4686.972 | -3687.5882 | Gates 500/230kV TB #12 | Gates 500/230kV TB #11 | Gates 500/230kV TB #11 |  | 0 | 0 | 0 | 0 | 0 | 0 | 1014.85 | 398.79 | 251.3788 | Gates-Arco 230 kV Line | Gates-Arco 230 kV Line | Gates-Arco 230 kV Line |  | 5 | 1 | YES | 2 | 5 | 1 | YES | 2
PG&E KERN | Kern PP | 230 | 0 | 0 | 0 | 0 | 0 | 0 | 0 | 0 | 0 | 0 | 0 | 0 | 0 | 0 | 0 | 0 | 0 | 0 | 0 | 0 | 0 | 0 | 0 | 0 | 0 | 0 | 0 | 0 | 0 | 0 | 0 | 0 | 0 | 0 | 0 | 0 | 0 | 0 | 0 | 0 | 0 | 0 | 0 | 0 | 0 | 0 | 0 | 0 | 0 | 0 | 0 | 0 | 0 | 0 | 0 | 0 | 0 | 0 | 0 | 0 | 0 | 0 | 0 | 0 | 0 | 0 | 0 | 1 | 0 | 0 | 0 | 0 | 0 | 0 | 0 | 0 | 0 | 0 | 1 | 1 | 0 | 0 | 0 | 0 | 0 | 0 | 0 | 0 | 0 | 0 | 0 | 0 | 0 | 0 | 1 | 0 | 0 | 0 |  | 0 | 0 | 0 | 0 | 0 | 0 | 0 | 0 | 0 | 0 | 0 | 0 | 0 | 0 | 0 | 0 | 0 | 0 | 0 | 0 | 0 | 0 | 0 | 0 | 0 | 0 | 0 | 0 | 0 | 0 | 0 | 0 | 3 | 0 | 2 | 1 | 119.27 | -4686.972 | -3687.5882 | Gates 500/230kV TB #12 | Gates 500/230kV TB #11 | Gates 500/230kV TB #11 |  | 0 | 0 | 0 | 0 | 0 | 0 | 120.85 | 383.59 | 342.7684 | Cal Flat-Gates 230 kV line | Cal Flat-Gates 230 kV line | Mustang-Henrietta 230 kV line |  | 5 | 1 | YES | 2 | 5 | 1 | YES | 2
PG&E KERN | Kern PP | 70 | 0 | 0 | 0 | 0 | 0 | 0 | 0 | 0 | 0 | 0 | 0 | 0 | 0 | 0 | 0 | 0 | 0 | 0 | 0 | 0 | 0 | 0 | 0 | 0 | 0 | 0 | 0 | 0 | 0 | 0 | 0 | 0 | 0 | 0 | 0 | 0 | 0 | 0 | 0 | 0 | 0 | 0 | 0 | 0 | 0 | 0 | 0 | 0 | 0 | 0 | 0 | 0 | 0 | 0 | 0 | 0 | 0 | 0 | 0 | 0 | 0 | 0 | 0 | 0 | 0 | 0 | 0 | 1 | 1 | 0 | 0 | 0 | 0 | 0 | 0 | 0 | 0 | 0 | 0 | 1 | 0 | 0 | 0 | 0 | 0 | 0 | 0 | 0 | 0 | 0 | 0 | 0 | 0 | 0 | 0 | 0 | 0 | 0 |  | 0 | 0 | 0 | 0 | 0 | 0 | 0 | 0 | 0 | 0 | 0 | 0 | 0 | 0 | 0 | 0 | 0 | 0 | 0 | 0 | 0 | 0 | 0 | 0 | 0 | 0 | 0 | 0 | 0 | 0 | 0 | 0 | 1 | 0 | 1 | 0 | 120.85 | -4686.972 | -3687.5882 | Cal Flat-Gates 230 kV line | Gates 500/230kV TB #11 | Gates 500/230kV TB #11 |  | 0 | 0 | 0 | 0 | 0 | 0 | 120.85 | 383.59 | 251.3788 | Cal Flat-Gates 230 kV line | Cal Flat-Gates 230 kV line | Gates-Arco 230 kV Line |  | 5 | 1 | YES | 2 | 5 | 1 | YES | 2
PG&E KERN | Kernridge | 115 | 0 | 0 | 0 | 0 | 0 | 0 | 0 | 0 | 0 | 0 | 0 | 0 | 0 | 0 | 0 | 0 | 0 | 0 | 0 | 0 | 0 | 0 | 0 | 0 | 0 | 0 | 0 | 0 | 0 | 0 | 0 | 0 | 0 | 0 | 0 | 0 | 0 | 0 | 0 | 0 | 0 | 0 | 0 | 0 | 0 | 0 | 0 | 0 | 0 | 0 | 0 | 0 | 0 | 0 | 0 | 0 | 0 | 0 | 0 | 0 | 0 | 0 | 0 | 0 | 0 | 0 | 0 | 1 | 1 | 0 | 0 | 0 | 0 | 0 | 1 | 0 | 0 | 0 | 1 | 0 | 0 | 0 | 0 | 0 | 0 | 0 | 0 | 0 | 0 | 0 | 0 | 0 | 0 | 0 | 1 | 0 | 0 | 0 |  | 0 | 0 | 0 | 0 | 0 | 0 | 0 | 0 | 0 | 0 | 0 | 0 | 0 | 0 | 0 | 0 | 0 | 0 | 0 | 0 | 0 | 0 | 0 | 0 | 0 | 0 | 0 | 0 | 0 | 0 | 0 | 0 | 2 | 0 | 1 | 1 | 119.27 | -3815.842 | -3618.543 | Gates 500/230kV TB #12 | Gates 500/230kV TB #12 | Gates 500/230kV TB #12 |  | 0 | 0 | 0 | 0 | 0 | 0 | 120.85 | 383.59 | 251.3788 | Cal Flat-Gates 230 kV line | Cal Flat-Gates 230 kV line | Gates-Arco 230 kV Line |  | 5 | 1 | YES | 2 | 5 | 1 | YES | 2
PG&E FRESNO | Kingsburg | 115 | 0 | 0 | 0 | 0 | 0 | 0 | 0 | 0 | 0 | 0 | 0 | 0 | 0 | 0 | 0 | 0 | 0 | 0 | 0 | 0 | 0 | 0 | 0 | 0 | 0 | 0 | 0 | 0 | 0 | 0 | 0 | 0 | 0 | 0 | 0 | 0 | 0 | 0 | 0 | 0 | 0 | 0 | 0 | 0 | 0 | 1 | 0 | 0 | 0 | 0 | 0 | 0 | 0 | 0 | 0 | 0 | 0 | 0 | 0 | 0 | 0 | 0 | 0 | 0 | 0 | 0 | 0 | 0 | 0 | 0 | 0 | 0 | 0 | 0 | 0 | 0 | 0 | 0 | 1 | 0 | 0 | 1 | 0 | 1 | 1 | 1 | 0 | 0 | 0 | 1 | 0 | 0 | 0 | 0 | 1 | 0 | 0 | 2 |  | 0 | 0 | 0 | 0 | 0 | 0 | 0 | 0 | 0 | 0 | 0 | 0 | 0 | 0 | 0 | 0 | 0 | 0 | 0 | 0 | 0 | 0 | 0 | 0 | 0 | 0 | 0 | 0 | 0 | 0 | 3 | 0 | 5 | 1 | 2 | 1 | -656.8 | -3815.842 | -3618.543 | Borden-Storey #1 230kV line | Gates 500/230kV TB #12 | Gates 500/230kV TB #12 |  | 0 | 0 | 0 | 1 | 0 | 0 | 95.5 | -31.24 | 342.7684 | Bellota-Weber 230kV line | Los Banos 500/230kV TB | Mustang-Henrietta 230 kV line |  | 5 | 3 | YES | 3 | 5 | 1 | YES | 2
PG&E GBA | Kirker | 115 | 0 | 0 | 0 | 0 | 0 | 0 | 0 | 0 | 0 | 0 | 0 | 0 | 0 | 0 | 0 | 0 | 0 | 0 | 0 | 0 | 0 | 0 | 0 | 0 | 0 | 0 | 0 | 0 | 0 | 0 | 0 | 0 | 0 | 0 | 0 | 0 | 0 | 0 | 0 | 1 | 0 | 0 | 0 | 0 | 0 | 0 | 0 | 0 | 0 | 0 | 0 | 0 | 0 | 0 | 0 | 0 | 0 | 0 | 0 | 0 | 0 | 0 | 0 | 0 | 0 | 0 | 0 | 0 | 0 | 0 | 0 | 0 | 0 | 0 | 0 | 0 | 0 | 0 | 0 | 0 | 0 | 0 | 0 | 0 | 0 | 0 | 0 | 0 | 0 | 0 | 0 | 0 | 0 | 0 | 0 | 0 | 0 | 0 |  | 0 | 0 | 0 | 0 | 0 | 0 | 0 | 0 | 0 | 0 | 0 | 0 | 0 | 0 | 0 | 0 | 0 | 0 | 0 | 0 | 0 | 0 | 0 | 2.9 | 0 | 0 | 0 | 0 | 0 | 1 | 1 | 0 | 1 | 0 | 0 | 0 | -1547.69 | -1002.9112 | 977.7909 | Collinsville-Tesla 500 kV Line | Collinsville-Tesla 500 kV Line | Collinsville-Tesla 500 kV Line |  | 0 | 0 | 0 | 0 | 0 | 0 | 7097.31 | 7642.0888 | 977.7909 | Collinsville-Tesla 500 kV Line | Collinsville-Tesla 500 kV Line | Collinsville-Tesla 500 kV Line |  | 5 | 1 | YES | 2 | 1 | 1 | NO | 1
PG&E NGBA | Knights Landing | 115 | 0 | 0 | 0 | 0 | 0 | 0 | 0 | 0 | 0 | 0 | 0 | 0 | 0 | 0 | 0 | 0 | 0 | 0 | 0 | 0 | 0 | 0 | 0 | 0 | 0 | 0 | 0 | 0 | 0 | 0 | 0 | 0 | 0 | 0 | 0 | 0 | 0 | 0 | 0 | 1 | 1 | 0 | 1 | 0 | 1 | 1 | 0 | 1 | 0 | 0 | 0 | 0 | 0 | 0 | 0 | 0 | 0 | 0 | 0 | 1 | 1 | 0 | 0 | 0 | 0 | 0 | 0 | 0 | 0 | 0 | 0 | 0 | 0 | 0 | 0 | 0 | 0 | 0 | 0 | 0 | 0 | 0 | 0 | 0 | 0 | 0 | 0 | 0 | 0 | 0 | 0 | 0 | 0 | 0 | 0 | 0 | 0 | 0 |  | 0 | 0 | 0 | 0 | 0 | 0 | 0 | 0 | 0 | 0 | 0 | 0 | 0 | 0 | 0 | 0 | 0 | 0 | 0 | 0 | 0 | 0 | 0 | 0 | 0 | 0 | 0 | 0 | 0 | 0 | 3 | 0 | 2 | 0 | 0 | 1 | -1547.69 | -1002.9112 | -105.76 | Collinsville-Tesla 500 kV Line | Collinsville-Tesla 500 kV Line | Woodland- Davis 115kV line |  | 1 | 0 | 0 | 0 | 0 | 1 | -59.55 | 8.65 | -105.76 | Woodland- Davis 115kV line | Woodland- Davis 115kV line | Woodland- Davis 115kV line |  | 5 | 5 | NO | 5 | 3 | 3 | NO | 3
PG&E NGBA | Konocti | 60 | 0 | 0 | 0 | 0 | 0 | 0 | 0 | 0 | 0 | 0 | 0 | 0 | 0 | 0 | 0 | 0 | 0 | 0 | 0 | 0 | 0 | 0 | 0 | 0 | 0 | 0 | 0 | 0 | 0 | 0 | 0 | 0 | 0 | 0 | 0 | 0 | 0 | 0 | 0 | 1 | 0 | 1 | 0 | 0 | 0 | 0 | 0 | 0 | 0 | 0 | 0 | 0 | 1 | 0 | 1 | 1 | 0 | 0 | 0 | 0 | 0 | 0 | 0 | 0 | 0 | 0 | 1 | 0 | 0 | 0 | 0 | 0 | 0 | 0 | 0 | 0 | 0 | 0 | 0 | 0 | 0 | 0 | 0 | 0 | 0 | 0 | 0 | 0 | 0 | 0 | 0 | 0 | 0 | 0 | 0 | 0 | 0 | 1 |  | 0 | 0 | 0 | 0 | 0 | 0 | 0 | 0 | 0 | 0 | 0 | 0 | 0 | 0 | 0 | 0 | 0 | 0 | 0 | 0 | 0 | 0 | 0 | 0 | 0 | 0 | 0 | 0 | 0 | 0 | 2 | 0 | 2 | 0 | 0 | 0 | -1547.69 | -1002.9112 | 337.0526 | Collinsville-Tesla 500 kV Line | Collinsville-Tesla 500 kV Line | Birds Landing-Contra Costa 230kV Line |  | 0 | 0 | 0 | 0 | 0 | 0 | 504.61 | 771.8 | 337.0526 | Contra Costa- Windmaster 230 kV line | Cortina-Eagle Rock 115 kV line | Birds Landing-Contra Costa 230kV Line |  | 5 | 1 | YES | 2 | 1 | 1 | NO | 1
SCE NOL | Kramer | 115 | 0 | 0 | 0 | 0 | 0 | 0 | 0 | 0 | 0 | 0 | 0 | 1 | 1 | 1 | 0 | 0 | 0 | 0 | 0 | 0 | 0 | 0 | 0 | 0 | 0 | 0 | 0 | 0 | 0 | 0 | 0 | 0 | 0 | 0 | 0 | 0 | 0 | 0 | 0 | 0 | 0 | 0 | 0 | 0 | 0 | 0 | 0 | 0 | 0 | 0 | 0 | 0 | 0 | 0 | 0 | 0 | 0 | 0 | 0 | 0 | 0 | 0 | 0 | 0 | 0 | 0 | 0 | 0 | 0 | 0 | 0 | 0 | 0 | 0 | 0 | 0 | 0 | 0 | 0 | 0 | 0 | 0 | 0 | 0 | 0 | 0 | 0 | 0 | 0 | 0 | 0 | 0 | 0 | 0 | 0 | 0 | 0 | 3 |  | 0 | 0 | 0 | 0 | 0 | 0 | 0 | 0 | 0 | 0 | 0 | 0 | 0 | 0 | 0 | 0 | 0 | 0 | 0 | 0 | 0 | 0 | 0 | 0 | 0 | 4 | 0 | 6 | 0 | 1 | 0 | 2 | 0 | 4 | 0 | 0 | -280.6 | -137.55 | 1093.724 | South of Kramer Area Constraint | Lugo Transformer Area Constraint | South of Kramer Area Constraint |  | 0 | 2 | 0 | 4 | 0 | 0 | -280.6 | -137.55 | 1093.724 | South of Kramer Area Constraint | Lugo Transformer Area Constraint | South of Kramer Area Constraint |  | 4 | 4 | NO | 4 | 1 | 1 | NO | 1
SCE NOL | Kramer | 230 | 0 | 0 | 0 | 0 | 0 | 0 | 0 | 0 | 0 | 0 | 0 | 1 | 1 | 1 | 0 | 0 | 0 | 0 | 0 | 0 | 0 | 0 | 0 | 0 | 0 | 0 | 0 | 0 | 0 | 0 | 0 | 0 | 0 | 0 | 0 | 0 | 0 | 0 | 0 | 0 | 0 | 0 | 0 | 0 | 0 | 0 | 0 | 0 | 0 | 0 | 0 | 0 | 0 | 0 | 0 | 0 | 0 | 0 | 0 | 0 | 0 | 0 | 0 | 0 | 0 | 0 | 0 | 0 | 0 | 0 | 0 | 0 | 0 | 0 | 0 | 0 | 0 | 0 | 0 | 0 | 0 | 0 | 0 | 0 | 0 | 0 | 0 | 0 | 0 | 0 | 0 | 0 | 0 | 0 | 0 | 0 | 0 | 3 |  | 0 | 0 | 0 | 0 | 0 | 0 | 0 | 0 | 0 | 0 | 0 | 65 | 0 | 0 | 1 | 0 | 0 | 0 | 0 | 0 | 0 | 0 | 0 | 0 | 70 | 200 | 290 | 0 | 0 | 1 | 0 | 2 | 0 | 4 | 0 | 0 | -280.6 | -137.55 | 1093.724 | South of Kramer Area Constraint | Lugo Transformer Area Constraint | South of Kramer Area Constraint |  | 0 | 2 | 0 | 4 | 0 | 0 | -280.6 | -137.55 | 1093.724 | South of Kramer Area Constraint | Lugo Transformer Area Constraint | South of Kramer Area Constraint |  | 4 | 4 | NO | 4 | 1 | 1 | NO | 1
SCE Metro | La Cienega | 230 | 0 | 0 | 0 | 0 | 0 | 0 | 0 | 0 | 1 | 1 | 0 | 0 | 0 | 0 | 0 | 0 | 0 | 0 | 0 | 0 | 0 | 0 | 0 | 0 | 0 | 0 | 0 | 0 | 0 | 0 | 0 | 0 | 0 | 0 | 0 | 0 | 0 | 0 | 0 | 0 | 0 | 0 | 0 | 0 | 0 | 0 | 0 | 0 | 0 | 0 | 0 | 0 | 0 | 0 | 0 | 0 | 0 | 0 | 0 | 0 | 0 | 0 | 0 | 0 | 0 | 0 | 0 | 0 | 0 | 0 | 0 | 0 | 0 | 0 | 0 | 0 | 0 | 0 | 0 | 0 | 0 | 0 | 0 | 0 | 0 | 0 | 0 | 0 | 0 | 0 | 0 | 0 | 0 | 0 | 0 | 0 | 0 | 0 |  | 0 | 0 | 0 | 0 | 0 | 0 | 0 | 0 | 0 | 0 | 0 | 0 | 0 | 0 | 0 | 0 | 0 | 0 | 0 | 0 | 0 | 0 | 0 | 0 | 0 | 0 | 0 | 0 | 0 | 0 | 0 | 0 | 0 | 0 | 0 | 0 | 1847.1684 | 1991.844 | 3202.161 | Hinson - Del Amo Constraint | Hinson - Del Amo Constraint | Hinson - Del Amo Constraint |  | 0 | 0 | 0 | 0 | 0 | 0 | 1847.1684 | 1991.844 | 3202.161 | Hinson - Del Amo Constraint | Hinson - Del Amo Constraint | Hinson - Del Amo Constraint |  | 1 | 1 | NO | 1 | 1 | 1 | NO | 1
SCE Metro | La Fresa | 230 | 0 | 0 | 0 | 0 | 0 | 0 | 0 | 0 | 1 | 1 | 0 | 0 | 0 | 0 | 0 | 0 | 0 | 0 | 0 | 0 | 0 | 0 | 0 | 0 | 0 | 0 | 0 | 0 | 0 | 0 | 0 | 0 | 0 | 0 | 0 | 0 | 0 | 0 | 0 | 0 | 0 | 0 | 0 | 0 | 0 | 0 | 0 | 0 | 0 | 0 | 0 | 0 | 0 | 0 | 0 | 0 | 0 | 0 | 0 | 0 | 0 | 0 | 0 | 0 | 0 | 0 | 0 | 0 | 0 | 0 | 0 | 0 | 0 | 0 | 0 | 0 | 0 | 0 | 0 | 0 | 0 | 0 | 0 | 0 | 0 | 0 | 0 | 0 | 0 | 0 | 0 | 0 | 0 | 0 | 0 | 0 | 0 | 0 |  | 0 | 0 | 0 | 0 | 0 | 0 | 0 | 0 | 0.64 | 0 | 0 | 0 | 0 | 0 | 1 | 0 | 0 | 0 | 0 | 0 | 0 | 0 | 0 | 0.64 | 0 | 0 | 0 | 0 | 0 | 1 | 0 | 0 | 0 | 0 | 0 | 0 | 1847.1684 | 1991.844 | 3202.161 | Hinson - Del Amo Constraint | Hinson - Del Amo Constraint | Hinson - Del Amo Constraint |  | 0 | 0 | 0 | 0 | 0 | 0 | 1847.1684 | 1991.844 | 3202.161 | Hinson - Del Amo Constraint | Hinson - Del Amo Constraint | Hinson - Del Amo Constraint |  | 1 | 1 | NO | 1 | 1 | 1 | NO | 1
SCE Metro | Laguna Bell | 230 | 0 | 0 | 0 | 0 | 0 | 0 | 0 | 0 | 0 | 1 | 0 | 0 | 0 | 0 | 0 | 0 | 0 | 0 | 0 | 0 | 0 | 0 | 0 | 0 | 0 | 0 | 0 | 0 | 0 | 0 | 0 | 0 | 0 | 0 | 0 | 0 | 0 | 0 | 0 | 0 | 0 | 0 | 0 | 0 | 0 | 0 | 0 | 0 | 0 | 0 | 0 | 0 | 0 | 0 | 0 | 0 | 0 | 0 | 0 | 0 | 0 | 0 | 0 | 0 | 0 | 0 | 0 | 0 | 0 | 0 | 0 | 0 | 0 | 0 | 0 | 0 | 0 | 0 | 0 | 0 | 0 | 0 | 0 | 0 | 0 | 0 | 0 | 0 | 0 | 0 | 0 | 0 | 0 | 0 | 0 | 0 | 0 | 0 |  | 0 | 0 | 0 | 0 | 0 | 0 | 0 | 0 | 1.35 | 0 | 0 | 100 | 0 | 0 | 1 | 0 | 0 | 0 | 0 | 0 | 0 | 0 | 0 | 2.03 | 0 | 0 | 350 | 0 | 0 | 1 | 0 | 0 | 0 | 0 | 0 | 0 | 3800.7188 | 8091.008 | 21779.8411 | SCE Metro Area Default Constraint | SCE Metro Area Default Constraint | SCE Metro Area Default Constraint |  | 0 | 0 | 0 | 0 | 0 | 0 | 3800.7188 | 8091.008 | 21779.8411 | SCE Metro Area Default Constraint | SCE Metro Area Default Constraint | SCE Metro Area Default Constraint |  | 1 | 1 | NO | 1 | 1 | 1 | NO | 1
PG&E KERN | Lakeview | 70 | 0 | 0 | 0 | 0 | 0 | 0 | 0 | 0 | 0 | 0 | 0 | 0 | 0 | 0 | 0 | 0 | 0 | 0 | 0 | 0 | 0 | 0 | 0 | 0 | 0 | 0 | 0 | 0 | 0 | 0 | 0 | 0 | 0 | 0 | 0 | 0 | 0 | 0 | 0 | 0 | 0 | 0 | 0 | 0 | 0 | 0 | 0 | 0 | 0 | 0 | 0 | 0 | 0 | 0 | 0 | 0 | 0 | 0 | 0 | 0 | 0 | 0 | 0 | 0 | 0 | 0 | 0 | 0 | 0 | 0 | 0 | 0 | 0 | 0 | 0 | 0 | 1 | 0 | 1 | 1 | 0 | 0 | 0 | 0 | 0 | 0 | 0 | 0 | 0 | 0 | 0 | 0 | 0 | 0 | 1 | 0 | 0 | 0 |  | 0 | 0 | 0 | 0 | 0 | 0 | 0 | 0 | 0 | 0 | 89 | 0 | 0 | 0 | 1 | 0 | 0 | 0 | 0 | 0 | 0 | 0 | 0 | 0 | 0 | 89 | 65.6 | 0 | 0 | 1 | 0 | 0 | 4 | 0 | 2 | 1 | 119.27 | -4686.972 | -3687.5882 | Gates 500/230kV TB #12 | Gates 500/230kV TB #11 | Gates 500/230kV TB #11 |  | 0 | 0 | 1 | 0 | 0 | 0 | 208.4 | -104.8 | 5.29 | Midway-Buena Vista Jct 230kV Line | Midway-Buena Vista Jct 230kV Line | Midway-Buena Vista Jct 230kV Line |  | 5 | 5 | NO | 5 | 5 | 1 | YES | 2
PG&E NGBA | Lakeville | 230 | 0 | 0 | 0 | 0 | 0 | 0 | 0 | 0 | 0 | 0 | 0 | 0 | 0 | 0 | 0 | 0 | 0 | 0 | 0 | 0 | 0 | 0 | 0 | 0 | 0 | 0 | 0 | 0 | 0 | 0 | 0 | 0 | 0 | 0 | 0 | 0 | 0 | 0 | 0 | 1 | 0 | 0 | 0 | 0 | 0 | 0 | 0 | 0 | 0 | 0 | 0 | 1 | 1 | 1 | 1 | 1 | 0 | 0 | 1 | 1 | 0 | 0 | 0 | 0 | 0 | 1 | 1 | 0 | 0 | 0 | 0 | 0 | 0 | 0 | 0 | 0 | 0 | 0 | 0 | 0 | 0 | 0 | 0 | 0 | 0 | 0 | 0 | 0 | 0 | 0 | 0 | 0 | 0 | 0 | 0 | 0 | 0 | 2 |  | 0 | 0 | 0 | 0 | 0 | 0 | 0 | 0 | 0 | 0 | 0 | 0 | 0 | 0 | 0 | 0 | 0 | 0 | 0 | 0 | 0 | 0 | 0 | 0 | 0 | 0 | 0 | 0 | 0 | 0 | 3 | 0 | 2 | 0 | 0 | 0 | -1547.69 | -1002.9112 | 337.0526 | Collinsville-Tesla 500 kV Line | Collinsville-Tesla 500 kV Line | Birds Landing-Contra Costa 230kV Line |  | 0 | 0 | 0 | 0 | 0 | 0 | 504.61 | 796.7038 | 337.0526 | Contra Costa- Windmaster 230 kV line | Contra Costa- Windmaster 230 kV line | Birds Landing-Contra Costa 230kV Line |  | 5 | 1 | YES | 2 | 1 | 1 | NO | 1
PG&E NGBA | Lakeville | 60 | 0 | 0 | 0 | 0 | 0 | 0 | 0 | 0 | 0 | 0 | 0 | 0 | 0 | 0 | 0 | 0 | 0 | 0 | 0 | 0 | 0 | 0 | 0 | 0 | 0 | 0 | 0 | 0 | 0 | 0 | 0 | 0 | 0 | 0 | 0 | 0 | 0 | 0 | 0 | 1 | 0 | 0 | 0 | 0 | 0 | 0 | 0 | 0 | 0 | 0 | 0 | 1 | 1 | 1 | 1 | 1 | 0 | 0 | 0 | 1 | 0 | 0 | 0 | 0 | 0 | 1 | 1 | 0 | 0 | 0 | 0 | 0 | 0 | 0 | 0 | 0 | 0 | 0 | 0 | 0 | 0 | 0 | 0 | 0 | 0 | 0 | 0 | 0 | 0 | 0 | 0 | 0 | 0 | 0 | 0 | 0 | 0 | 2 |  | 0 | 0 | 0 | 0 | 0 | 0 | 0 | 0 | 0 | 0 | 0 | 0 | 0 | 0 | 0 | 0 | 0 | 0 | 0 | 0 | 0 | 0 | 0 | 0 | 0 | 0 | 0 | 0 | 0 | 0 | 3 | 0 | 2 | 0 | 0 | 0 | -1547.69 | -1002.9112 | 337.0526 | Collinsville-Tesla 500 kV Line | Collinsville-Tesla 500 kV Line | Birds Landing-Contra Costa 230kV Line |  | 0 | 0 | 0 | 0 | 0 | 0 | 504.61 | 796.7038 | 337.0526 | Contra Costa- Windmaster 230 kV line | Contra Costa- Windmaster 230 kV line | Birds Landing-Contra Costa 230kV Line |  | 5 | 1 | YES | 2 | 1 | 1 | NO | 1
PG&E NGBA | Lakeville | 115 | 0 | 0 | 0 | 0 | 0 | 0 | 0 | 0 | 0 | 0 | 0 | 0 | 0 | 0 | 0 | 0 | 0 | 0 | 0 | 0 | 0 | 0 | 0 | 0 | 0 | 0 | 0 | 0 | 0 | 0 | 0 | 0 | 0 | 0 | 0 | 0 | 0 | 0 | 0 | 1 | 0 | 0 | 0 | 0 | 0 | 0 | 0 | 0 | 0 | 0 | 0 | 1 | 1 | 1 | 1 | 1 | 0 | 0 | 0 | 1 | 0 | 0 | 0 | 0 | 0 | 1 | 1 | 0 | 0 | 0 | 0 | 0 | 0 | 0 | 0 | 0 | 0 | 0 | 0 | 0 | 0 | 0 | 0 | 0 | 0 | 0 | 0 | 0 | 0 | 0 | 0 | 0 | 0 | 0 | 0 | 0 | 0 | 2 |  | 0 | 0 | 0 | 0 | 0 | 0 | 0 | 0 | 0 | 0 | 0 | 0 | 0 | 0 | 0 | 0 | 0 | 0 | 0 | 0 | 0 | 0 | 0 | 0 | 0 | 0 | 50 | 0 | 0 | 1 | 3 | 0 | 2 | 0 | 0 | 0 | -1547.69 | -1002.9112 | 337.0526 | Collinsville-Tesla 500 kV Line | Collinsville-Tesla 500 kV Line | Birds Landing-Contra Costa 230kV Line |  | 0 | 0 | 0 | 0 | 0 | 0 | 504.61 | 796.7038 | 337.0526 | Contra Costa- Windmaster 230 kV line | Contra Costa- Windmaster 230 kV line | Birds Landing-Contra Costa 230kV Line |  | 5 | 1 | YES | 2 | 1 | 1 | NO | 1
PG&E GBA | Lakewood | 115 | 0 | 0 | 0 | 0 | 0 | 0 | 0 | 0 | 0 | 0 | 0 | 0 | 0 | 0 | 0 | 0 | 0 | 0 | 0 | 0 | 0 | 0 | 0 | 0 | 0 | 0 | 0 | 0 | 0 | 0 | 0 | 0 | 0 | 0 | 0 | 0 | 0 | 0 | 0 | 1 | 0 | 0 | 0 | 0 | 0 | 0 | 0 | 0 | 0 | 0 | 0 | 0 | 0 | 0 | 0 | 0 | 0 | 0 | 0 | 0 | 0 | 0 | 0 | 0 | 0 | 0 | 0 | 0 | 0 | 0 | 0 | 0 | 0 | 0 | 0 | 0 | 0 | 0 | 0 | 0 | 0 | 0 | 0 | 0 | 0 | 0 | 0 | 0 | 0 | 0 | 0 | 0 | 0 | 0 | 0 | 0 | 0 | 0 |  | 0 | 0 | 0 | 0 | 0 | 0 | 0 | 0 | 0 | 0 | 0 | 0 | 0 | 0 | 0 | 0 | 0 | 0 | 0 | 0 | 0 | 0 | 0 | 0 | 0 | 0 | 0 | 0 | 0 | 0 | 1 | 0 | 1 | 0 | 0 | 0 | -1547.69 | -1002.9112 | 977.7909 | Collinsville-Tesla 500 kV Line | Collinsville-Tesla 500 kV Line | Collinsville-Tesla 500 kV Line |  | 0 | 0 | 0 | 0 | 0 | 0 | 7097.31 | 7642.0888 | 977.7909 | Collinsville-Tesla 500 kV Line | Collinsville-Tesla 500 kV Line | Collinsville-Tesla 500 kV Line |  | 5 | 1 | YES | 2 | 1 | 1 | NO | 1
PG&E NGBA | Lambie | 230 | 0 | 0 | 0 | 0 | 0 | 0 | 0 | 0 | 0 | 0 | 0 | 0 | 0 | 0 | 0 | 0 | 0 | 0 | 0 | 0 | 0 | 0 | 0 | 0 | 0 | 0 | 0 | 0 | 0 | 0 | 0 | 0 | 0 | 0 | 0 | 0 | 0 | 0 | 0 | 1 | 0 | 0 | 0 | 0 | 0 | 0 | 0 | 0 | 0 | 0 | 0 | 0 | 0 | 1 | 1 | 1 | 0 | 0 | 1 | 1 | 0 | 0 | 0 | 0 | 0 | 1 | 1 | 0 | 0 | 0 | 0 | 0 | 0 | 0 | 0 | 0 | 0 | 0 | 0 | 0 | 0 | 0 | 0 | 0 | 0 | 0 | 0 | 0 | 0 | 0 | 0 | 0 | 0 | 0 | 0 | 0 | 0 | 0 |  | 0 | 0 | 0 | 0 | 0 | 0 | 0 | 0 | 0 | 0 | 0 | 0 | 0 | 0 | 0 | 0 | 0 | 0 | 0 | 0 | 0 | 0 | 0 | 0 | 0 | 0 | 0 | 0 | 0 | 0 | 3 | 0 | 2 | 0 | 0 | 0 | -1547.69 | -1002.9112 | 337.0526 | Collinsville-Tesla 500 kV Line | Collinsville-Tesla 500 kV Line | Birds Landing-Contra Costa 230kV Line |  | 0 | 0 | 0 | 0 | 0 | 0 | 504.61 | 796.7038 | 337.0526 | Contra Costa- Windmaster 230 kV line | Contra Costa- Windmaster 230 kV line | Birds Landing-Contra Costa 230kV Line |  | 5 | 1 | YES | 2 | 1 | 1 | NO | 1
PG&E GBA | Lammers | 115 | 0 | 0 | 0 | 0 | 0 | 0 | 0 | 0 | 0 | 0 | 0 | 0 | 0 | 0 | 0 | 0 | 0 | 0 | 0 | 0 | 0 | 0 | 0 | 0 | 0 | 0 | 0 | 0 | 0 | 0 | 0 | 0 | 0 | 0 | 0 | 0 | 0 | 0 | 0 | 0 | 0 | 0 | 0 | 0 | 0 | 1 | 0 | 0 | 0 | 0 | 0 | 0 | 0 | 0 | 0 | 1 | 0 | 1 | 0 | 1 | 0 | 0 | 0 | 0 | 0 | 1 | 0 | 0 | 0 | 0 | 0 | 0 | 0 | 0 | 0 | 0 | 0 | 0 | 0 | 0 | 0 | 0 | 0 | 0 | 0 | 0 | 0 | 0 | 0 | 0 | 0 | 0 | 0 | 0 | 0 | 0 | 0 | 0 |  | 0 | 0 | 0 | 0 | 0 | 0 | 0 | 0 | 0 | 0 | 0 | 0 | 0 | 0 | 0 | 0 | 0 | 0 | 0 | 0 | 0 | 0 | 0 | 0 | 0 | 0 | 0 | 0 | 0 | 0 | 2 | 0 | 1 | 0 | 0 | 0 | -364.5 | -312.19 | 543.909 | Bellota-Weber 230kV line | Bellota-Weber 230kV line | Kasson Jct-Heinz 115 kV line |  | 1 | 0 | 0 | 0 | 0 | 0 | -52.2 | 5.59 | 543.909 | Kasson Jct-Heinz 115 kV line | Kasson Jct-Heinz 115 kV line | Kasson Jct-Heinz 115 kV line |  | 5 | 5 | NO | 5 | 1 | 1 | NO | 1
PG&E KERN | Lamont | 115 | 0 | 0 | 0 | 0 | 0 | 0 | 0 | 0 | 0 | 0 | 0 | 0 | 0 | 0 | 0 | 0 | 0 | 0 | 0 | 0 | 0 | 0 | 0 | 0 | 0 | 0 | 0 | 0 | 0 | 0 | 0 | 0 | 0 | 0 | 0 | 0 | 0 | 0 | 0 | 0 | 0 | 0 | 0 | 0 | 0 | 0 | 0 | 0 | 0 | 0 | 0 | 0 | 0 | 0 | 0 | 0 | 0 | 0 | 0 | 0 | 0 | 0 | 0 | 0 | 0 | 0 | 0 | 0 | 0 | 0 | 1 | 0 | 0 | 1 | 0 | 0 | 0 | 0 | 1 | 1 | 0 | 0 | 0 | 0 | 0 | 0 | 0 | 0 | 0 | 0 | 0 | 0 | 0 | 0 | 1 | 0 | 0 | 0 |  | 0 | 0 | 0 | 0 | 0 | 0 | 0 | 0 | 0 | 0 | 0 | 0 | 0 | 0 | 0 | 0 | 0 | 0 | 0 | 0 | 0 | 0 | 0 | 0 | 100 | 31.2 | 0 | 0 | 0 | 1 | 0 | 0 | 3 | 0 | 2 | 1 | 119.27 | -4686.972 | -3687.5882 | Gates 500/230kV TB #12 | Gates 500/230kV TB #11 | Gates 500/230kV TB #11 |  | 0 | 0 | 0 | 0 | 0 | 0 | 169.8 | 113.8 | 5.352 | Kern-Tevis-Stockdale-Lamont 115kV line | Kern-Tevis-Stockdale-Lamont 115kV line | Kern-Tevis-Stockdale-Lamont 115kV line |  | 5 | 1 | YES | 2 | 5 | 1 | YES | 2
PG&E FRESNO | Las Aguilas | 230 | 0 | 0 | 0 | 0 | 0 | 0 | 0 | 0 | 0 | 0 | 0 | 0 | 0 | 0 | 0 | 0 | 0 | 0 | 0 | 0 | 0 | 0 | 0 | 0 | 0 | 0 | 0 | 0 | 0 | 0 | 0 | 0 | 0 | 0 | 0 | 0 | 0 | 0 | 0 | 0 | 0 | 0 | 0 | 0 | 0 | 0 | 0 | 0 | 0 | 0 | 0 | 0 | 0 | 0 | 0 | 0 | 0 | 0 | 0 | 0 | 0 | 0 | 0 | 0 | 0 | 0 | 0 | 0 | 0 | 0 | 0 | 0 | 0 | 0 | 0 | 0 | 0 | 0 | 1 | 1 | 0 | 1 | 0 | 0 | 0 | 1 | 0 | 0 | 0 | 0 | 0 | 0 | 0 | 0 | 0 | 0 | 1 | 1 |  | 0 | 0 | 0 | 0 | 0 | 0 | 0 | 0 | 0 | 0 | 0 | 0 | 0 | 0 | 0 | 0 | 0 | 0 | 0 | 0 | 0 | 0 | 0 | 0 | 0 | 0 | 0 | 0 | 0 | 0 | 0 | 0 | 2 | 1 | 2 | 0 | 119.27 | -4686.972 | -3687.5882 | Gates 500/230kV TB #12 | Gates 500/230kV TB #11 | Gates 500/230kV TB #11 |  | 0 | 0 | 0 | 1 | 0 | 0 | 244.55 | -31.24 | 825.2366 | Los Banos 500/230kV TB | Los Banos 500/230kV TB | Tranquility-Helm 230kV Line |  | 5 | 3 | YES | 3 | 5 | 1 | YES | 2
EOP | Lathrop | 138 | 0 | 0 | 0 | 0 | 0 | 0 | 0 | 0 | 0 | 0 | 0 | 0 | 0 | 0 | 0 | 0 | 0 | 0 | 0 | 0 | 0 | 0 | 1 | 1 | 1 | 0 | 0 | 0 | 0 | 0 | 0 | 0 | 0 | 0 | 0 | 0 | 0 | 0 | 0 | 0 | 0 | 0 | 0 | 0 | 0 | 0 | 0 | 0 | 0 | 0 | 0 | 0 | 0 | 0 | 0 | 0 | 0 | 0 | 0 | 0 | 0 | 0 | 0 | 0 | 0 | 0 | 0 | 0 | 0 | 0 | 0 | 0 | 0 | 0 | 0 | 0 | 0 | 0 | 0 | 0 | 0 | 0 | 0 | 0 | 0 | 0 | 0 | 0 | 0 | 0 | 0 | 0 | 0 | 0 | 0 | 0 | 0 | 2 |  | 0 | 0 | 0 | 0 | 0 | 0 | 0 | 0 | 0 | 0 | 0 | 0 | 0 | 0 | 0 | 0 | 0 | 0 | 0 | 0 | 0 | 0 | 0 | 0 | 0 | 0 | 0 | 0 | 0 | 0 | 1 | 1 | 1 | 0 | 0 | 1 | -4343.191 | -2038.908 | -1396.283 | Lugo - Victorville area constraint | Lugo - Victorville area constraint | Lugo - Victorville area constraint |  | 0 | 1 | 0 | 0 | 0 | 0 | -160.5 | 1398.25 | 3367.55 | Sloan Canyon - Eldorado 500 kV constraint | Sloan Canyon - Eldorado 500 kV constraint | GLW 230kV area constraint |  | 5 | 3 | YES | 3 | 4 | 1 | YES | 2
EOP | Lathrop | 230 | 0 | 0 | 0 | 0 | 0 | 0 | 0 | 0 | 0 | 0 | 0 | 0 | 0 | 0 | 0 | 0 | 0 | 0 | 0 | 0 | 0 | 0 | 1 | 1 | 1 | 0 | 0 | 0 | 0 | 0 | 0 | 0 | 0 | 0 | 0 | 0 | 0 | 0 | 0 | 0 | 0 | 0 | 0 | 0 | 0 | 0 | 0 | 0 | 0 | 0 | 0 | 0 | 0 | 0 | 0 | 0 | 0 | 0 | 0 | 0 | 0 | 0 | 0 | 0 | 0 | 0 | 0 | 0 | 0 | 0 | 0 | 0 | 0 | 0 | 0 | 0 | 0 | 0 | 0 | 0 | 0 | 0 | 0 | 0 | 0 | 0 | 0 | 0 | 0 | 0 | 0 | 0 | 0 | 0 | 0 | 0 | 0 | 2 |  | 0 | 0 | 0 | 0 | 0 | 0 | 0 | 0 | 0 | 0 | 0 | 0 | 0 | 0 | 0 | 0 | 0 | 150 | 0 | 0 | 0 | 0 | 0 | 0 | 0 | 560 | 0 | 190 | 0 | 1 | 1 | 1 | 1 | 0 | 0 | 1 | -4343.191 | -2038.908 | -1396.283 | Lugo - Victorville area constraint | Lugo - Victorville area constraint | Lugo - Victorville area constraint |  | 0 | 1 | 0 | 0 | 0 | 0 | -160.5 | 1398.25 | 3367.55 | Sloan Canyon - Eldorado 500 kV constraint | Sloan Canyon - Eldorado 500 kV constraint | GLW 230kV area constraint |  | 5 | 3 | YES | 3 | 4 | 1 | YES | 2
PG&E FRESNO | Le Grand | 115 | 0 | 0 | 0 | 0 | 0 | 0 | 0 | 0 | 0 | 0 | 0 | 0 | 0 | 0 | 0 | 0 | 0 | 0 | 0 | 0 | 0 | 0 | 0 | 0 | 0 | 0 | 0 | 0 | 0 | 0 | 0 | 0 | 0 | 0 | 0 | 0 | 0 | 0 | 0 | 0 | 0 | 0 | 0 | 0 | 0 | 1 | 0 | 0 | 0 | 0 | 0 | 0 | 0 | 0 | 0 | 0 | 0 | 0 | 0 | 0 | 0 | 0 | 0 | 0 | 0 | 0 | 0 | 0 | 0 | 0 | 0 | 0 | 0 | 0 | 0 | 0 | 0 | 0 | 1 | 1 | 0 | 1 | 1 | 1 | 1 | 1 | 0 | 1 | 1 | 1 | 1 | 0 | 1 | 0 | 0 | 0 | 0 | 2 |  | 0 | 0 | 0 | 0 | 0 | 0 | 0 | 0 | 0 | 0 | 0 | 0 | 0 | 0 | 0 | 0 | 0 | 0 | 0 | 0 | 0 | 0 | 0 | 0 | 0 | 0 | 0 | 0 | 0 | 0 | 3 | 0 | 5 | 1 | 3 | 0 | -656.8 | -4686.972 | -3687.5882 | Borden-Storey #1 230kV line | Gates 500/230kV TB #11 | Gates 500/230kV TB #11 |  | 0 | 0 | 0 | 1 | 0 | 0 | 95.5 | -31.24 | 126.1276 | Bellota-Weber 230kV line | Los Banos 500/230kV TB | Oro Loma-El Nido 115kV Line |  | 5 | 3 | YES | 3 | 5 | 1 | YES | 2
PG&E FRESNO | Lemoore | 70 | 0 | 0 | 0 | 0 | 0 | 0 | 0 | 0 | 0 | 0 | 0 | 0 | 0 | 0 | 0 | 0 | 0 | 0 | 0 | 0 | 0 | 0 | 0 | 0 | 0 | 0 | 0 | 0 | 0 | 0 | 0 | 0 | 0 | 0 | 0 | 0 | 0 | 0 | 0 | 0 | 0 | 0 | 0 | 0 | 0 | 0 | 0 | 0 | 0 | 0 | 0 | 0 | 0 | 0 | 0 | 0 | 0 | 0 | 0 | 0 | 0 | 0 | 0 | 0 | 0 | 0 | 0 | 0 | 1 | 0 | 0 | 0 | 0 | 0 | 0 | 0 | 0 | 0 | 0 | 1 | 0 | 1 | 0 | 0 | 0 | 0 | 0 | 0 | 0 | 0 | 0 | 0 | 0 | 0 | 0 | 0 | 0 | 0 |  | 0 | 0 | 0 | 0 | 0 | 0 | 0 | 0 | 0 | 0 | 0 | 0 | 0 | 0 | 0 | 0 | 0 | 0 | 0 | 0 | 0 | 0 | 0 | 0 | 0 | 0 | 0 | 0 | 0 | 0 | 0 | 0 | 1 | 0 | 1 | 0 | 303.82 | -4686.972 | -3687.5882 | Gates 500/230kV TB #11 | Gates 500/230kV TB #11 | Gates 500/230kV TB #11 |  | 0 | 0 | 0 | 0 | 0 | 0 | 1014.85 | 246.7 | 251.3788 | Gates-Arco 230 kV Line | Tranquility-Helm 230kV Line | Gates-Arco 230 kV Line |  | 5 | 1 | YES | 2 | 5 | 1 | YES | 2
PG&E KERN | Lerdo | 115 | 0 | 0 | 0 | 0 | 0 | 0 | 0 | 0 | 0 | 0 | 0 | 0 | 0 | 0 | 0 | 0 | 0 | 0 | 0 | 0 | 0 | 0 | 0 | 0 | 0 | 0 | 0 | 0 | 0 | 0 | 0 | 0 | 0 | 0 | 0 | 0 | 0 | 0 | 0 | 0 | 0 | 0 | 0 | 0 | 0 | 0 | 0 | 0 | 0 | 0 | 0 | 0 | 0 | 0 | 0 | 0 | 0 | 0 | 0 | 0 | 0 | 0 | 0 | 0 | 0 | 0 | 0 | 1 | 1 | 0 | 1 | 0 | 0 | 0 | 1 | 0 | 0 | 0 | 1 | 0 | 0 | 0 | 0 | 0 | 0 | 0 | 0 | 0 | 0 | 0 | 0 | 0 | 0 | 0 | 1 | 0 | 0 | 0 |  | 0 | 0 | 0 | 0 | 0 | 0 | 0 | 0 | 0 | 0 | 0 | 0 | 0 | 0 | 0 | 0 | 0 | 0 | 0 | 0 | 0 | 0 | 0 | 0 | 0 | 0 | 0 | 0 | 0 | 0 | 0 | 0 | 2 | 0 | 1 | 1 | 119.27 | -3815.842 | -3618.543 | Gates 500/230kV TB #12 | Gates 500/230kV TB #12 | Gates 500/230kV TB #12 |  | 0 | 0 | 0 | 0 | 0 | 0 | 120.85 | 383.59 | 251.3788 | Cal Flat-Gates 230 kV line | Cal Flat-Gates 230 kV line | Gates-Arco 230 kV Line |  | 5 | 1 | YES | 2 | 5 | 1 | YES | 2
SCE Metro | Lewis | 230 | 0 | 0 | 0 | 0 | 0 | 0 | 0 | 0 | 0 | 1 | 0 | 0 | 0 | 0 | 0 | 0 | 0 | 0 | 0 | 0 | 0 | 0 | 0 | 0 | 0 | 0 | 0 | 0 | 0 | 0 | 0 | 0 | 0 | 0 | 0 | 0 | 0 | 0 | 0 | 0 | 0 | 0 | 0 | 0 | 0 | 0 | 0 | 0 | 0 | 0 | 0 | 0 | 0 | 0 | 0 | 0 | 0 | 0 | 0 | 0 | 0 | 0 | 0 | 0 | 0 | 0 | 0 | 0 | 0 | 0 | 0 | 0 | 0 | 0 | 0 | 0 | 0 | 0 | 0 | 0 | 0 | 0 | 0 | 0 | 0 | 0 | 0 | 0 | 0 | 0 | 0 | 0 | 0 | 0 | 0 | 0 | 0 | 0 |  | 0 | 0 | 0 | 0 | 0 | 0 | 0 | 0 | 0 | 0 | 0 | 0 | 0 | 0 | 0 | 0 | 0 | 0 | 0 | 0 | 0 | 0 | 0 | 0 | 0 | 0 | 0 | 0 | 0 | 0 | 0 | 0 | 0 | 0 | 0 | 0 | 3800.7188 | 8091.008 | 21779.8411 | SCE Metro Area Default Constraint | SCE Metro Area Default Constraint | SCE Metro Area Default Constraint |  | 0 | 0 | 0 | 0 | 0 | 0 | 3800.7188 | 8091.008 | 21779.8411 | SCE Metro Area Default Constraint | SCE Metro Area Default Constraint | SCE Metro Area Default Constraint |  | 1 | 1 | NO | 1 | 1 | 1 | NO | 1
SCE Metro | Lighthipe | 230 | 0 | 0 | 0 | 0 | 0 | 0 | 0 | 0 | 1 | 1 | 0 | 0 | 0 | 0 | 0 | 0 | 0 | 0 | 0 | 0 | 0 | 0 | 0 | 0 | 0 | 0 | 0 | 0 | 0 | 0 | 0 | 0 | 0 | 0 | 0 | 0 | 0 | 0 | 0 | 0 | 0 | 0 | 0 | 0 | 0 | 0 | 0 | 0 | 0 | 0 | 0 | 0 | 0 | 0 | 0 | 0 | 0 | 0 | 0 | 0 | 0 | 0 | 0 | 0 | 0 | 0 | 0 | 0 | 0 | 0 | 0 | 0 | 0 | 0 | 0 | 0 | 0 | 0 | 0 | 0 | 0 | 0 | 0 | 0 | 0 | 0 | 0 | 0 | 0 | 0 | 0 | 0 | 0 | 0 | 0 | 0 | 0 | 0 |  | 0 | 0 | 0 | 0 | 0 | 0 | 0 | 0 | 2.34 | 1.32 | 0 | 0 | 0 | 0 | 1 | 0 | 0 | 0 | 0 | 0 | 0 | 0 | 0 | 3.66 | 1.32 | 0 | 0 | 0 | 0 | 1 | 0 | 0 | 0 | 0 | 0 | 0 | 1847.1684 | 1991.844 | 3202.161 | Hinson - Del Amo Constraint | Hinson - Del Amo Constraint | Hinson - Del Amo Constraint |  | 0 | 0 | 0 | 0 | 0 | 0 | 1847.1684 | 1991.844 | 3202.161 | Hinson - Del Amo Constraint | Hinson - Del Amo Constraint | Hinson - Del Amo Constraint |  | 1 | 1 | NO | 1 | 1 | 1 | NO | 1
SDGE | Lilac | 69 | 0 | 0 | 0 | 0 | 0 | 0 | 0 | 0 | 0 | 0 | 0 | 0 | 0 | 0 | 0 | 0 | 0 | 0 | 0 | 0 | 0 | 0 | 0 | 0 | 0 | 1 | 0 | 0 | 0 | 0 | 1 | 0 | 1 | 1 | 0 | 0 | 0 | 1 | 0 | 0 | 0 | 0 | 0 | 0 | 0 | 0 | 0 | 0 | 0 | 0 | 0 | 0 | 0 | 0 | 0 | 0 | 0 | 0 | 0 | 0 | 0 | 0 | 0 | 0 | 0 | 0 | 0 | 0 | 0 | 0 | 0 | 0 | 0 | 0 | 0 | 0 | 0 | 0 | 0 | 0 | 0 | 0 | 0 | 0 | 0 | 0 | 0 | 0 | 0 | 0 | 0 | 0 | 0 | 0 | 0 | 0 | 0 | 2 |  | 0 | 0 | 0 | 0 | 0 | 0 | 0 | 0 | 0 | 0 | 0 | 0 | 0 | 0 | 0 | 0 | 0 | 0 | 0 | 0 | 0 | 0 | 0 | 0 | 0 | 0 | 0 | 0 | 0 | 0 | 0 | 1 | 0 | 1 | 0 | 0 | -99.1 | -698.67 | 284 | San Luis Rey-San Onofre 230 kV line constraint | San Luis Rey-San Onofre 230 kV line constraint | Ocean Ranch 69 kV constraint |  | 0 | 1 | 0 | 1 | 0 | 0 | -99.1 | -698.67 | 284 | San Luis Rey-San Onofre 230 kV line constraint | San Luis Rey-San Onofre 230 kV line constraint | Ocean Ranch 69 kV constraint |  | 4 | 4 | NO | 4 | 1 | 1 | NO | 1
PG&E NGBA | Lincoln | 115 | 0 | 0 | 0 | 0 | 0 | 0 | 0 | 0 | 0 | 0 | 0 | 0 | 0 | 0 | 0 | 0 | 0 | 0 | 0 | 0 | 0 | 0 | 0 | 0 | 0 | 0 | 0 | 0 | 0 | 0 | 0 | 0 | 0 | 0 | 0 | 0 | 0 | 0 | 0 | 1 | 1 | 0 | 1 | 0 | 1 | 1 | 1 | 1 | 0 | 0 | 0 | 0 | 0 | 0 | 0 | 0 | 0 | 0 | 0 | 1 | 1 | 0 | 0 | 0 | 0 | 0 | 0 | 0 | 0 | 0 | 0 | 0 | 0 | 0 | 0 | 0 | 0 | 0 | 0 | 0 | 0 | 0 | 0 | 0 | 0 | 0 | 0 | 0 | 0 | 0 | 0 | 0 | 0 | 0 | 0 | 0 | 0 | 0 |  | 0 | 0 | 0 | 0 | 0 | 0 | 0 | 0 | 0 | 0 | 0 | 0 | 0 | 0 | 0 | 0 | 0 | 0 | 0 | 0 | 0 | 0 | 0 | 0 | 0 | 0 | 0 | 0 | 0 | 0 | 3 | 0 | 2 | 0 | 0 | 1 | -1547.69 | -1002.9112 | -105.76 | Collinsville-Tesla 500 kV Line | Collinsville-Tesla 500 kV Line | Woodland- Davis 115kV line |  | 1 | 0 | 0 | 0 | 0 | 1 | -59.55 | 8.65 | -105.76 | Woodland- Davis 115kV line | Woodland- Davis 115kV line | Woodland- Davis 115kV line |  | 5 | 5 | NO | 5 | 3 | 3 | NO | 3
PG&E KERN | Live Oak | 115 | 0 | 0 | 0 | 0 | 0 | 0 | 0 | 0 | 0 | 0 | 0 | 0 | 0 | 0 | 0 | 0 | 0 | 0 | 0 | 0 | 0 | 0 | 0 | 0 | 0 | 0 | 0 | 0 | 0 | 0 | 0 | 0 | 0 | 0 | 0 | 0 | 0 | 0 | 0 | 0 | 0 | 0 | 0 | 0 | 0 | 0 | 0 | 0 | 0 | 0 | 0 | 0 | 0 | 0 | 0 | 0 | 0 | 0 | 0 | 0 | 0 | 0 | 0 | 0 | 0 | 0 | 0 | 0 | 1 | 0 | 1 | 0 | 0 | 0 | 0 | 0 | 0 | 0 | 1 | 0 | 0 | 0 | 0 | 0 | 0 | 0 | 0 | 0 | 0 | 0 | 0 | 0 | 0 | 0 | 1 | 0 | 0 | 0 |  | 0 | 0 | 0 | 0 | 0 | 0 | 0 | 0 | 0 | 0 | 0 | 0 | 0 | 0 | 0 | 0 | 0 | 0 | 0 | 0 | 0 | 0 | 0 | 0 | 100 | 0 | 0 | 0 | 0 | 1 | 0 | 0 | 2 | 0 | 1 | 1 | 119.27 | -3815.842 | -3618.543 | Gates 500/230kV TB #12 | Gates 500/230kV TB #12 | Gates 500/230kV TB #12 |  | 0 | 0 | 0 | 0 | 0 | 0 | 1014.85 | 398.79 | 251.3788 | Gates-Arco 230 kV Line | Gates-Arco 230 kV Line | Gates-Arco 230 kV Line |  | 5 | 1 | YES | 2 | 5 | 1 | YES | 2
PG&E GBA | Llagas | 115 | 0 | 0 | 0 | 0 | 0 | 0 | 0 | 0 | 0 | 0 | 0 | 0 | 0 | 0 | 0 | 0 | 0 | 0 | 0 | 0 | 0 | 0 | 0 | 0 | 0 | 0 | 0 | 0 | 0 | 0 | 0 | 0 | 0 | 0 | 0 | 0 | 0 | 0 | 0 | 0 | 0 | 0 | 0 | 0 | 0 | 0 | 0 | 0 | 0 | 0 | 0 | 0 | 1 | 0 | 0 | 1 | 0 | 0 | 0 | 1 | 0 | 0 | 0 | 0 | 1 | 0 | 0 | 0 | 0 | 0 | 0 | 0 | 0 | 0 | 0 | 0 | 0 | 0 | 0 | 0 | 0 | 0 | 0 | 0 | 0 | 0 | 0 | 0 | 0 | 0 | 0 | 0 | 0 | 0 | 0 | 0 | 0 | 1 |  | 0 | 0 | 0 | 0 | 0 | 0 | 0 | 0 | 0 | 0 | 0 | 0 | 0 | 0 | 0 | 0 | 0 | 0 | 0 | 0 | 0 | 0 | 0 | 0 | 0 | 0 | 0 | 0 | 0 | 0 | 0 | 0 | 0 | 0 | 0 | 1 | 80 | 133 | -22.5 | Morganhill-Metcalf 115kV Line | Morganhill-Metcalf 115kV Line | Morganhill-Metcalf 115kV Line |  | 0 | 0 | 0 | 0 | 0 | 1 | 80 | 133 | -22.5 | Morganhill-Metcalf 115kV Line | Morganhill-Metcalf 115kV Line | Morganhill-Metcalf 115kV Line |  | 1 | 1 | NO | 1 | 3 | 3 | NO | 3
PG&E GBA | Lockeford | 115 | 0 | 0 | 0 | 0 | 0 | 0 | 0 | 0 | 0 | 0 | 0 | 0 | 0 | 0 | 0 | 0 | 0 | 0 | 0 | 0 | 0 | 0 | 0 | 0 | 0 | 0 | 0 | 0 | 0 | 0 | 0 | 0 | 0 | 0 | 0 | 0 | 0 | 0 | 0 | 0 | 0 | 0 | 0 | 0 | 0 | 1 | 0 | 0 | 0 | 0 | 0 | 0 | 0 | 0 | 0 | 0 | 0 | 0 | 0 | 1 | 1 | 0 | 0 | 0 | 0 | 0 | 0 | 0 | 0 | 0 | 0 | 0 | 0 | 0 | 0 | 0 | 0 | 0 | 0 | 0 | 0 | 0 | 0 | 0 | 0 | 0 | 0 | 0 | 0 | 0 | 0 | 0 | 0 | 0 | 0 | 0 | 0 | 0 |  | 0 | 0 | 0 | 0 | 0 | 0 | 0 | 0 | 0 | 0 | 0 | 0 | 0 | 0 | 0 | 0 | 0 | 0 | 0 | 0 | 0 | 0 | 0 | 0 | 0 | 0 | 0 | 0 | 0 | 0 | 1 | 0 | 1 | 0 | 0 | 0 | -364.5 | -312.19 | 978.6798 | Bellota-Weber 230kV line | Bellota-Weber 230kV line | Bellota-Weber 230kV line |  | 0 | 0 | 0 | 0 | 0 | 0 | 95.5 | 147.81 | 978.6798 | Bellota-Weber 230kV line | Bellota-Weber 230kV line | Bellota-Weber 230kV line |  | 5 | 1 | YES | 2 | 1 | 1 | NO | 1
PG&E GBA | Lockeford | 230 | 0 | 0 | 0 | 0 | 0 | 0 | 0 | 0 | 0 | 0 | 0 | 0 | 0 | 0 | 0 | 0 | 0 | 0 | 0 | 0 | 0 | 0 | 0 | 0 | 0 | 0 | 0 | 0 | 0 | 0 | 0 | 0 | 0 | 0 | 0 | 0 | 0 | 0 | 0 | 1 | 0 | 0 | 0 | 0 | 0 | 1 | 0 | 0 | 0 | 0 | 0 | 0 | 0 | 0 | 0 | 0 | 0 | 0 | 0 | 1 | 1 | 0 | 0 | 0 | 0 | 0 | 0 | 0 | 0 | 0 | 0 | 0 | 0 | 0 | 0 | 0 | 0 | 0 | 0 | 0 | 0 | 0 | 0 | 0 | 0 | 1 | 0 | 0 | 0 | 0 | 0 | 0 | 0 | 0 | 0 | 0 | 0 | 1 |  | 0 | 0 | 0 | 0 | 0 | 0 | 0 | 0 | 0 | 0 | 0 | 0 | 0 | 0 | 0 | 0 | 0 | 0 | 0 | 0 | 0 | 0 | 0 | 0 | 0 | 200 | 0 | 0 | 0 | 1 | 2 | 0 | 2 | 1 | 0 | 0 | -1547.69 | -1002.9112 | 977.7909 | Collinsville-Tesla 500 kV Line | Collinsville-Tesla 500 kV Line | Collinsville-Tesla 500 kV Line |  | 0 | 0 | 0 | 1 | 0 | 0 | 95.5 | -31.24 | 977.7909 | Bellota-Weber 230kV line | Los Banos 500/230kV TB | Collinsville-Tesla 500 kV Line |  | 5 | 3 | YES | 3 | 1 | 1 | NO | 1
PG&E GBA | Lockeford | 60 | 0 | 0 | 0 | 0 | 0 | 0 | 0 | 0 | 0 | 0 | 0 | 0 | 0 | 0 | 0 | 0 | 0 | 0 | 0 | 0 | 0 | 0 | 0 | 0 | 0 | 0 | 0 | 0 | 0 | 0 | 0 | 0 | 0 | 0 | 0 | 0 | 0 | 0 | 0 | 1 | 0 | 0 | 0 | 0 | 0 | 1 | 0 | 0 | 0 | 0 | 0 | 0 | 0 | 0 | 0 | 0 | 0 | 0 | 0 | 1 | 1 | 0 | 0 | 0 | 0 | 0 | 0 | 0 | 0 | 0 | 0 | 0 | 0 | 0 | 0 | 0 | 0 | 0 | 0 | 0 | 0 | 0 | 0 | 0 | 0 | 1 | 0 | 0 | 0 | 0 | 0 | 0 | 0 | 0 | 0 | 0 | 0 | 1 |  | 0 | 0 | 0 | 0 | 0 | 0 | 0 | 0 | 0 | 0 | 0 | 0 | 0 | 0 | 0 | 0 | 0 | 0 | 0 | 0 | 0 | 0 | 0 | 0 | 0 | 0 | 0 | 0 | 0 | 0 | 2 | 0 | 2 | 1 | 0 | 0 | -1547.69 | -1002.9112 | 977.7909 | Collinsville-Tesla 500 kV Line | Collinsville-Tesla 500 kV Line | Collinsville-Tesla 500 kV Line |  | 0 | 0 | 0 | 1 | 0 | 0 | 95.5 | -31.24 | 977.7909 | Bellota-Weber 230kV line | Los Banos 500/230kV TB | Collinsville-Tesla 500 kV Line |  | 5 | 3 | YES | 3 | 1 | 1 | NO | 1
PG&E GBA | Lodi | 230 | 0 | 0 | 0 | 0 | 0 | 0 | 0 | 0 | 0 | 0 | 0 | 0 | 0 | 0 | 0 | 0 | 0 | 0 | 0 | 0 | 0 | 0 | 0 | 0 | 0 | 0 | 0 | 0 | 0 | 0 | 0 | 0 | 0 | 0 | 0 | 0 | 0 | 0 | 0 | 1 | 0 | 0 | 0 | 0 | 0 | 1 | 0 | 1 | 0 | 0 | 0 | 0 | 0 | 0 | 0 | 0 | 0 | 0 | 0 | 1 | 1 | 0 | 0 | 0 | 0 | 0 | 0 | 0 | 0 | 0 | 0 | 0 | 0 | 0 | 0 | 0 | 0 | 0 | 0 | 0 | 0 | 0 | 0 | 0 | 0 | 0 | 0 | 0 | 0 | 0 | 0 | 0 | 0 | 0 | 0 | 0 | 0 | 0 |  | 0 | 0 | 0 | 0 | 0 | 0 | 0 | 0 | 0 | 0 | 0 | 0 | 0 | 0 | 0 | 0 | 0 | 0 | 0 | 0 | 0 | 0 | 0 | 0 | 0 | 0 | 0 | 0 | 0 | 0 | 2 | 0 | 2 | 0 | 0 | 0 | -1547.69 | -1002.9112 | 18.3836 | Collinsville-Tesla 500 kV Line | Collinsville-Tesla 500 kV Line | Rio Oso-Lockeford 230kV line |  | 0 | 0 | 0 | 0 | 0 | 0 | 95.5 | 147.81 | 18.3836 | Bellota-Weber 230kV line | Bellota-Weber 230kV line | Rio Oso-Lockeford 230kV line |  | 5 | 1 | YES | 2 | 1 | 1 | NO | 1
PG&E NGBA | Logan Creek | 230 | 0 | 0 | 0 | 0 | 0 | 0 | 0 | 0 | 0 | 0 | 0 | 0 | 0 | 0 | 0 | 0 | 0 | 0 | 0 | 0 | 0 | 0 | 0 | 0 | 0 | 0 | 0 | 0 | 0 | 0 | 0 | 0 | 0 | 0 | 0 | 0 | 0 | 0 | 0 | 1 | 0 | 0 | 0 | 0 | 0 | 0 | 0 | 0 | 0 | 0 | 0 | 0 | 0 | 0 | 0 | 0 | 0 | 0 | 0 | 0 | 0 | 0 | 0 | 0 | 0 | 0 | 1 | 0 | 0 | 0 | 0 | 0 | 0 | 0 | 0 | 0 | 0 | 0 | 0 | 0 | 0 | 0 | 0 | 0 | 0 | 0 | 0 | 0 | 0 | 0 | 0 | 0 | 0 | 0 | 0 | 0 | 0 | 0 |  | 0 | 0 | 0 | 0 | 0 | 0 | 0 | 0 | 0 | 0 | 0 | 0 | 0 | 0 | 0 | 0 | 0 | 0 | 0 | 0 | 0 | 0 | 0 | 0 | 0 | 0 | 0 | 0 | 0 | 0 | 2 | 0 | 2 | 0 | 0 | 0 | -1547.69 | -1002.9112 | 337.0526 | Collinsville-Tesla 500 kV Line | Collinsville-Tesla 500 kV Line | Birds Landing-Contra Costa 230kV Line |  | 0 | 0 | 0 | 0 | 0 | 0 | 1452.61 | 1744.7038 | 337.0526 | Birds Landing-Contra Costa 230kV Line | Birds Landing-Contra Costa 230kV Line | Birds Landing-Contra Costa 230kV Line |  | 5 | 1 | YES | 2 | 1 | 1 | NO | 1
PG&E GBA | Lone Tree | 230 | 0 | 0 | 0 | 0 | 0 | 0 | 0 | 0 | 0 | 0 | 0 | 0 | 0 | 0 | 0 | 0 | 0 | 0 | 0 | 0 | 0 | 0 | 0 | 0 | 0 | 0 | 0 | 0 | 0 | 0 | 0 | 0 | 0 | 0 | 0 | 0 | 0 | 0 | 0 | 1 | 0 | 0 | 0 | 0 | 0 | 0 | 0 | 0 | 0 | 0 | 0 | 0 | 0 | 0 | 0 | 1 | 0 | 0 | 0 | 0 | 0 | 0 | 0 | 0 | 0 | 0 | 1 | 0 | 0 | 0 | 0 | 0 | 0 | 0 | 0 | 0 | 0 | 0 | 0 | 0 | 0 | 0 | 0 | 0 | 0 | 0 | 0 | 0 | 0 | 0 | 0 | 0 | 0 | 0 | 0 | 0 | 0 | 0 |  | 0 | 0 | 0 | 0 | 0 | 0 | 0 | 0 | 0 | 0 | 0 | 0 | 0 | 0 | 0 | 0 | 0 | 0 | 0 | 0 | 0 | 0 | 0 | 0 | 0 | 0 | 0 | 0 | 0 | 0 | 2 | 0 | 2 | 0 | 0 | 0 | -1547.69 | -1002.9112 | 337.0526 | Collinsville-Tesla 500 kV Line | Collinsville-Tesla 500 kV Line | Birds Landing-Contra Costa 230kV Line |  | 0 | 0 | 0 | 0 | 0 | 0 | 1452.61 | 1744.7038 | 337.0526 | Birds Landing-Contra Costa 230kV Line | Birds Landing-Contra Costa 230kV Line | Birds Landing-Contra Costa 230kV Line |  | 5 | 1 | YES | 2 | 1 | 1 | NO | 1
PG&E FRESNO | Los Banos | 230 | 0 | 0 | 0 | 0 | 0 | 0 | 0 | 0 | 0 | 0 | 0 | 0 | 0 | 0 | 0 | 0 | 0 | 0 | 0 | 0 | 0 | 0 | 0 | 0 | 0 | 0 | 0 | 0 | 0 | 0 | 0 | 0 | 0 | 0 | 0 | 0 | 0 | 0 | 0 | 0 | 0 | 0 | 0 | 0 | 0 | 0 | 0 | 0 | 0 | 0 | 0 | 0 | 0 | 0 | 0 | 0 | 0 | 0 | 0 | 0 | 0 | 0 | 0 | 0 | 0 | 0 | 0 | 0 | 0 | 0 | 0 | 0 | 0 | 0 | 0 | 0 | 0 | 0 | 1 | 1 | 0 | 0 | 0 | 0 | 0 | 1 | 0 | 0 | 0 | 0 | 0 | 0 | 0 | 0 | 0 | 0 | 0 | 1 |  | 0 | 0 | 0 | 0 | 0 | 0 | 0 | 0 | 0 | 0 | 0 | 0 | 0 | 0 | 0 | 10 | 0 | 0 | 69.3 | 0 | 0 | 0 | 0 | 5.9 | 100 | 0 | 0 | 300 | 0 | 1 | 0 | 0 | 2 | 1 | 2 | 0 | 119.27 | -4686.972 | -3687.5882 | Gates 500/230kV TB #12 | Gates 500/230kV TB #11 | Gates 500/230kV TB #11 |  | 0 | 0 | 0 | 1 | 0 | 0 | 244.55 | -31.24 | 2655.4118 | Los Banos 500/230kV TB | Los Banos 500/230kV TB | Gates 500/230kV TB #11 |  | 5 | 3 | YES | 3 | 5 | 1 | YES | 2
PG&E FRESNO | Los Banos | 500 | 0 | 0 | 0 | 0 | 0 | 0 | 0 | 0 | 0 | 0 | 0 | 0 | 0 | 0 | 0 | 0 | 0 | 0 | 0 | 0 | 0 | 0 | 0 | 0 | 0 | 0 | 0 | 0 | 0 | 0 | 0 | 0 | 0 | 0 | 0 | 0 | 0 | 0 | 0 | 0 | 0 | 0 | 0 | 0 | 0 | 0 | 0 | 0 | 0 | 0 | 0 | 0 | 0 | 0 | 0 | 0 | 0 | 0 | 0 | 0 | 0 | 0 | 0 | 0 | 0 | 0 | 0 | 0 | 0 | 0 | 0 | 0 | 0 | 0 | 0 | 0 | 0 | 0 | 0 | 0 | 0 | 0 | 0 | 0 | 0 | 0 | 0 | 0 | 0 | 0 | 0 | 0 | 0 | 0 | 0 | 0 | 1 | 0 |  | 0 | 0 | 0 | 0 | 0 | 0 | 0 | 0 | 0 | 0 | 0 | 0 | 0 | 0 | 0 | 0 | 0 | 0 | 0 | 0 | 0 | 0 | 0 | 0 | 100 | 0 | 0 | 477 | 0 | 1 | 0 | 0 | 0 | 0 | 0 | 0 | 631 | 135.75 | 5092 | NEW-Metcalf-Mosslanding 500kV | NEW-Metcalf-Mosslanding 500kV | NEW-Metcalf-Mosslanding 500kV |  | 0 | 0 | 0 | 0 | 0 | 0 | 631 | 135.75 | 5092 | NEW-Metcalf-Mosslanding 500kV | NEW-Metcalf-Mosslanding 500kV | NEW-Metcalf-Mosslanding 500kV |  | 1 | 1 | NO | 1 | 1 | 1 | NO | 1
SDGE | Los Coches | 138 | 0 | 0 | 0 | 0 | 0 | 0 | 0 | 0 | 0 | 0 | 0 | 0 | 0 | 0 | 0 | 0 | 0 | 0 | 0 | 0 | 0 | 0 | 0 | 0 | 0 | 0 | 1 | 1 | 0 | 0 | 1 | 0 | 1 | 0 | 0 | 0 | 0 | 0 | 0 | 0 | 0 | 0 | 0 | 0 | 0 | 0 | 0 | 0 | 0 | 0 | 0 | 0 | 0 | 0 | 0 | 0 | 0 | 0 | 0 | 0 | 0 | 0 | 0 | 0 | 0 | 0 | 0 | 0 | 0 | 0 | 0 | 0 | 0 | 0 | 0 | 0 | 0 | 0 | 0 | 0 | 0 | 0 | 0 | 0 | 0 | 0 | 0 | 0 | 0 | 0 | 0 | 0 | 0 | 0 | 0 | 0 | 0 | 2 |  | 0 | 0 | 0 | 0 | 0 | 0 | 0 | 0 | 0 | 0 | 0 | 0 | 0 | 0 | 0 | 0 | 0 | 0 | 0 | 0 | 0 | 0 | 0 | 0 | 0 | 0 | 0 | 0 | 0 | 0 | 0 | 1 | 0 | 1 | 0 | 0 | -99.1 | -698.67 | 234 | San Luis Rey-San Onofre 230 kV line constraint | San Luis Rey-San Onofre 230 kV line constraint | Chicarita 138 kV constraint |  | 0 | 1 | 0 | 1 | 0 | 0 | -99.1 | -698.67 | 234 | San Luis Rey-San Onofre 230 kV line constraint | San Luis Rey-San Onofre 230 kV line constraint | Chicarita 138 kV constraint |  | 4 | 4 | NO | 4 | 1 | 1 | NO | 1
SDGE | Los Coches | 69 | 0 | 0 | 0 | 0 | 0 | 0 | 0 | 0 | 0 | 0 | 0 | 0 | 0 | 0 | 0 | 0 | 0 | 0 | 0 | 0 | 0 | 0 | 0 | 0 | 0 | 0 | 0 | 1 | 0 | 0 | 1 | 0 | 1 | 0 | 0 | 0 | 0 | 0 | 0 | 0 | 0 | 0 | 0 | 0 | 0 | 0 | 0 | 0 | 0 | 0 | 0 | 0 | 0 | 0 | 0 | 0 | 0 | 0 | 0 | 0 | 0 | 0 | 0 | 0 | 0 | 0 | 0 | 0 | 0 | 0 | 0 | 0 | 0 | 0 | 0 | 0 | 0 | 0 | 0 | 0 | 0 | 0 | 0 | 0 | 0 | 0 | 0 | 0 | 0 | 0 | 0 | 0 | 0 | 0 | 0 | 0 | 0 | 2 |  | 0 | 0 | 0 | 0 | 0 | 0 | 0 | 0 | 0 | 0 | 0 | 1.5 | 0 | 0 | 1 | 0 | 0 | 0 | 0 | 0 | 0 | 0 | 0 | 0 | 0 | 0 | 1.5 | 0 | 0 | 1 | 0 | 1 | 0 | 1 | 0 | 0 | -99.1 | -698.67 | 482.1964 | San Luis Rey-San Onofre 230 kV line constraint | San Luis Rey-San Onofre 230 kV line constraint | El Cajon 69 kV constraint |  | 0 | 1 | 0 | 1 | 0 | 0 | -99.1 | -698.67 | 482.1964 | San Luis Rey-San Onofre 230 kV line constraint | San Luis Rey-San Onofre 230 kV line constraint | El Cajon 69 kV constraint |  | 4 | 4 | NO | 4 | 1 | 1 | NO | 1
PG&E GBA | Los Esteros | 115 | 0 | 0 | 0 | 0 | 0 | 0 | 0 | 0 | 0 | 0 | 0 | 0 | 0 | 0 | 0 | 0 | 0 | 0 | 0 | 0 | 0 | 0 | 0 | 0 | 0 | 0 | 0 | 0 | 0 | 0 | 0 | 0 | 0 | 0 | 0 | 0 | 0 | 0 | 0 | 0 | 0 | 0 | 0 | 0 | 0 | 0 | 0 | 0 | 0 | 0 | 0 | 0 | 0 | 0 | 0 | 1 | 0 | 0 | 0 | 1 | 0 | 0 | 0 | 0 | 0 | 1 | 0 | 0 | 0 | 0 | 0 | 0 | 0 | 0 | 0 | 0 | 0 | 0 | 0 | 0 | 0 | 0 | 0 | 0 | 0 | 0 | 0 | 0 | 0 | 0 | 0 | 0 | 0 | 0 | 0 | 0 | 0 | 0 |  | 0 | 0 | 0 | 0 | 0 | 0 | 0 | 0 | 0 | 0 | 0 | 0 | 0 | 0 | 0 | 0 | 0 | 0 | 0 | 0 | 0 | 0 | 0 | 0 | 0 | 0 | 0 | 0 | 0 | 0 | 0 | 0 | 0 | 0 | 0 | 0 | 1239.96 | 828.4538 | 1461.1652 | Tesla-Bellota 230 kV line | Tesla-Bellota 230 kV line | Tesla-Bellota 230 kV line |  | 0 | 0 | 0 | 0 | 0 | 0 | 1539.96 | 1128.4538 | 1461.1652 | Tesla-Bellota 230 kV line | Tesla-Bellota 230 kV line | Tesla-Bellota 230 kV line |  | 1 | 1 | NO | 1 | 1 | 1 | NO | 1
PG&E GBA | Los Esteros | 230 | 0 | 0 | 0 | 0 | 0 | 0 | 0 | 0 | 0 | 0 | 0 | 0 | 0 | 0 | 0 | 0 | 0 | 0 | 0 | 0 | 0 | 0 | 0 | 0 | 0 | 0 | 0 | 0 | 0 | 0 | 0 | 0 | 0 | 0 | 0 | 0 | 0 | 0 | 0 | 0 | 0 | 0 | 0 | 0 | 0 | 0 | 0 | 0 | 0 | 0 | 0 | 0 | 0 | 0 | 0 | 1 | 0 | 0 | 0 | 1 | 0 | 0 | 0 | 0 | 0 | 1 | 0 | 0 | 0 | 0 | 0 | 0 | 0 | 0 | 0 | 0 | 0 | 0 | 0 | 0 | 0 | 0 | 0 | 0 | 0 | 0 | 0 | 0 | 0 | 0 | 0 | 0 | 0 | 0 | 0 | 0 | 0 | 0 |  | 0 | 0 | 0 | 0 | 0 | 0 | 0 | 0 | 0 | 0 | 0 | 0 | 0 | 0 | 0 | 0 | 0 | 0 | 0 | 0 | 0 | 0 | 0 | 0 | 0 | 0 | 0 | 0 | 0 | 0 | 0 | 0 | 0 | 0 | 0 | 0 | 1239.96 | 828.4538 | 1461.1652 | Tesla-Bellota 230 kV line | Tesla-Bellota 230 kV line | Tesla-Bellota 230 kV line |  | 0 | 0 | 0 | 0 | 0 | 0 | 1539.96 | 1128.4538 | 1461.1652 | Tesla-Bellota 230 kV line | Tesla-Bellota 230 kV line | Tesla-Bellota 230 kV line |  | 1 | 1 | NO | 1 | 1 | 1 | NO | 1
PG&E GBA | Los Positas | 230 | 0 | 0 | 0 | 0 | 0 | 0 | 0 | 0 | 0 | 0 | 0 | 0 | 0 | 0 | 0 | 0 | 0 | 0 | 0 | 0 | 0 | 0 | 0 | 0 | 0 | 0 | 0 | 0 | 0 | 0 | 0 | 0 | 0 | 0 | 0 | 0 | 0 | 0 | 0 | 1 | 0 | 0 | 0 | 0 | 0 | 0 | 0 | 0 | 0 | 0 | 0 | 0 | 0 | 0 | 0 | 1 | 0 | 0 | 0 | 1 | 0 | 0 | 0 | 0 | 0 | 0 | 1 | 0 | 0 | 0 | 0 | 0 | 0 | 0 | 0 | 0 | 0 | 0 | 0 | 0 | 0 | 0 | 0 | 0 | 0 | 0 | 0 | 0 | 0 | 0 | 0 | 0 | 0 | 0 | 0 | 0 | 0 | 0 |  | 0 | 0 | 0 | 0 | 0 | 0 | 0 | 0 | 0 | 0 | 0 | 0 | 0 | 0 | 0 | 0 | 0 | 0 | 0 | 0 | 0 | 0 | 0 | 0 | 0 | 0 | 0 | 0 | 0 | 0 | 2 | 0 | 2 | 0 | 0 | 0 | -1547.69 | -1002.9112 | 337.0526 | Collinsville-Tesla 500 kV Line | Collinsville-Tesla 500 kV Line | Birds Landing-Contra Costa 230kV Line |  | 0 | 0 | 0 | 0 | 0 | 0 | 1452.61 | 1128.4538 | 337.0526 | Birds Landing-Contra Costa 230kV Line | Tesla-Bellota 230 kV line | Birds Landing-Contra Costa 230kV Line |  | 5 | 1 | YES | 2 | 1 | 1 | NO | 1
PG&E GBA | Los Positas | 60 | 0 | 0 | 0 | 0 | 0 | 0 | 0 | 0 | 0 | 0 | 0 | 0 | 0 | 0 | 0 | 0 | 0 | 0 | 0 | 0 | 0 | 0 | 0 | 0 | 0 | 0 | 0 | 0 | 0 | 0 | 0 | 0 | 0 | 0 | 0 | 0 | 0 | 0 | 0 | 1 | 0 | 0 | 0 | 0 | 0 | 0 | 0 | 0 | 0 | 0 | 0 | 0 | 0 | 0 | 0 | 1 | 0 | 0 | 0 | 0 | 0 | 0 | 0 | 0 | 0 | 0 | 1 | 0 | 0 | 0 | 0 | 0 | 0 | 0 | 0 | 0 | 0 | 0 | 0 | 0 | 0 | 0 | 0 | 0 | 0 | 0 | 0 | 0 | 0 | 0 | 0 | 0 | 0 | 0 | 0 | 0 | 0 | 0 |  | 0 | 0 | 0 | 0 | 0 | 0 | 0 | 0 | 0 | 0 | 0 | 0 | 0 | 0 | 0 | 0 | 0 | 0 | 0 | 0 | 0 | 0 | 0 | 0 | 0 | 0 | 0 | 0 | 0 | 0 | 2 | 0 | 2 | 0 | 0 | 0 | -1547.69 | -1002.9112 | 337.0526 | Collinsville-Tesla 500 kV Line | Collinsville-Tesla 500 kV Line | Birds Landing-Contra Costa 230kV Line |  | 0 | 0 | 0 | 0 | 0 | 0 | 1452.61 | 1744.7038 | 337.0526 | Birds Landing-Contra Costa 230kV Line | Birds Landing-Contra Costa 230kV Line | Birds Landing-Contra Costa 230kV Line |  | 5 | 1 | YES | 2 | 1 | 1 | NO | 1
SDGE | Loveland | 69 | 0 | 0 | 0 | 0 | 0 | 0 | 0 | 0 | 0 | 0 | 0 | 0 | 0 | 0 | 0 | 0 | 0 | 0 | 0 | 0 | 0 | 0 | 0 | 0 | 0 | 0 | 0 | 1 | 0 | 1 | 1 | 0 | 1 | 0 | 0 | 0 | 1 | 0 | 0 | 0 | 0 | 0 | 0 | 0 | 0 | 0 | 0 | 0 | 0 | 0 | 0 | 0 | 0 | 0 | 0 | 0 | 0 | 0 | 0 | 0 | 0 | 0 | 0 | 0 | 0 | 0 | 0 | 0 | 0 | 0 | 0 | 0 | 0 | 0 | 0 | 0 | 0 | 0 | 0 | 0 | 0 | 0 | 0 | 0 | 0 | 0 | 0 | 0 | 0 | 0 | 0 | 0 | 0 | 0 | 0 | 0 | 0 | 3 |  | 0 | 0 | 0 | 0 | 0 | 0 | 0 | 0 | 0 | 0 | 0 | 0 | 0 | 0 | 0 | 0 | 0 | 0 | 0 | 0 | 0 | 0 | 0 | 0 | 0 | 0 | 0 | 0 | 0 | 0 | 0 | 1 | 0 | 2 | 0 | 0 | -99.1 | -698.67 | 216.1064 | San Luis Rey-San Onofre 230 kV line constraint | San Luis Rey-San Onofre 230 kV line constraint | Silvergate-Old Town 230 kV constraint |  | 0 | 1 | 0 | 2 | 0 | 0 | -99.1 | -698.67 | 216.1064 | San Luis Rey-San Onofre 230 kV line constraint | San Luis Rey-San Onofre 230 kV line constraint | Silvergate-Old Town 230 kV constraint |  | 4 | 4 | NO | 4 | 1 | 1 | NO | 1
SCE NOL | Lugo | 230 | 0 | 0 | 0 | 0 | 0 | 0 | 0 | 0 | 0 | 0 | 0 | 0 | 0 | 1 | 0 | 0 | 0 | 0 | 0 | 0 | 0 | 0 | 0 | 0 | 0 | 0 | 0 | 0 | 0 | 0 | 0 | 0 | 0 | 0 | 0 | 0 | 0 | 0 | 0 | 0 | 0 | 0 | 0 | 0 | 0 | 0 | 0 | 0 | 0 | 0 | 0 | 0 | 0 | 0 | 0 | 0 | 0 | 0 | 0 | 0 | 0 | 0 | 0 | 0 | 0 | 0 | 0 | 0 | 0 | 0 | 0 | 0 | 0 | 0 | 0 | 0 | 0 | 0 | 0 | 0 | 0 | 0 | 0 | 0 | 0 | 0 | 0 | 0 | 0 | 0 | 0 | 0 | 0 | 0 | 0 | 0 | 0 | 1 |  | 0 | 0 | 0 | 0 | 0 | 0 | 0 | 0 | 0 | 0 | 0 | 0 | 0 | 0 | 0 | 0 | 0 | 0 | 0 | 0 | 0 | 0 | 0 | 0 | 165 | 0 | 0 | 0 | 362 | 1 | 0 | 0 | 0 | 2 | 0 | 0 | 43.77 | -137.55 | 1870.674 | Lugo Transformer Area Constraint | Lugo Transformer Area Constraint | Lugo Transformer Area Constraint |  | 0 | 0 | 0 | 2 | 0 | 0 | 43.77 | -137.55 | 1870.674 | Lugo Transformer Area Constraint | Lugo Transformer Area Constraint | Lugo Transformer Area Constraint |  | 3 | 3 | NO | 3 | 1 | 1 | NO | 1
SCE Metro | Lugo | 500 | 0 | 0 | 0 | 0 | 0 | 0 | 0 | 0 | 0 | 1 | 0 | 0 | 0 | 0 | 0 | 0 | 0 | 0 | 0 | 0 | 0 | 0 | 0 | 0 | 0 | 0 | 0 | 0 | 0 | 0 | 0 | 0 | 0 | 0 | 0 | 0 | 0 | 0 | 0 | 0 | 0 | 0 | 0 | 0 | 0 | 0 | 0 | 0 | 0 | 0 | 0 | 0 | 0 | 0 | 0 | 0 | 0 | 0 | 0 | 0 | 0 | 0 | 0 | 0 | 0 | 0 | 0 | 0 | 0 | 0 | 0 | 0 | 0 | 0 | 0 | 0 | 0 | 0 | 0 | 0 | 0 | 0 | 0 | 0 | 0 | 0 | 0 | 0 | 0 | 0 | 0 | 0 | 0 | 0 | 0 | 0 | 0 | 0 |  | 320 | 0 | 0 | 0 | 0 | 0 | 0 | 0 | 0 | 0 | 0 | 0 | 0 | 0 | 1 | 523 | 0 | 0 | 0 | 0 | 0 | 0 | 0 | 0 | 0 | 0 | 0 | 0 | 0 | 1 | 0 | 0 | 0 | 0 | 0 | 0 | 3800.7188 | 8091.008 | 21779.8411 | SCE Metro Area Default Constraint | SCE Metro Area Default Constraint | SCE Metro Area Default Constraint |  | 0 | 0 | 0 | 0 | 0 | 0 | 3800.7188 | 8091.008 | 21779.8411 | SCE Metro Area Default Constraint | SCE Metro Area Default Constraint | SCE Metro Area Default Constraint |  | 1 | 1 | NO | 1 | 1 | 1 | NO | 1
PG&E FRESNO | Madera | 70 | 0 | 0 | 0 | 0 | 0 | 0 | 0 | 0 | 0 | 0 | 0 | 0 | 0 | 0 | 0 | 0 | 0 | 0 | 0 | 0 | 0 | 0 | 0 | 0 | 0 | 0 | 0 | 0 | 0 | 0 | 0 | 0 | 0 | 0 | 0 | 0 | 0 | 0 | 0 | 0 | 0 | 0 | 0 | 0 | 0 | 1 | 0 | 0 | 0 | 0 | 0 | 0 | 0 | 0 | 0 | 0 | 0 | 0 | 0 | 1 | 0 | 0 | 0 | 0 | 0 | 0 | 0 | 0 | 0 | 0 | 0 | 0 | 0 | 0 | 0 | 0 | 0 | 0 | 0 | 1 | 0 | 1 | 1 | 1 | 0 | 1 | 0 | 1 | 0 | 0 | 0 | 0 | 1 | 0 | 0 | 0 | 0 | 1 |  | 0 | 0 | 0 | 0 | 0 | 0 | 0 | 0 | 0 | 0 | 0 | 0 | 0 | 0 | 0 | 0 | 0 | 0 | 0 | 0 | 0 | 0 | 0 | 0 | 0 | 0 | 0 | 0 | 0 | 0 | 2 | 0 | 3 | 1 | 1 | 0 | -364.5 | -4686.972 | -3687.5882 | Bellota-Weber 230kV line | Gates 500/230kV TB #11 | Gates 500/230kV TB #11 |  | 0 | 0 | 0 | 1 | 0 | 0 | 95.5 | -31.24 | 126.1276 | Bellota-Weber 230kV line | Los Banos 500/230kV TB | Oro Loma-El Nido 115kV Line |  | 5 | 3 | YES | 3 | 5 | 1 | YES | 2
PG&E NGBA | Madison | 115 | 0 | 0 | 0 | 0 | 0 | 0 | 0 | 0 | 0 | 0 | 0 | 0 | 0 | 0 | 0 | 0 | 0 | 0 | 0 | 0 | 0 | 0 | 0 | 0 | 0 | 0 | 0 | 0 | 0 | 0 | 0 | 0 | 0 | 0 | 0 | 0 | 0 | 0 | 0 | 1 | 0 | 0 | 0 | 0 | 0 | 0 | 0 | 0 | 0 | 0 | 0 | 0 | 0 | 1 | 1 | 1 | 0 | 0 | 0 | 0 | 0 | 0 | 0 | 0 | 0 | 0 | 1 | 0 | 0 | 0 | 0 | 0 | 0 | 0 | 0 | 0 | 0 | 0 | 0 | 0 | 0 | 0 | 0 | 0 | 0 | 0 | 0 | 0 | 0 | 0 | 0 | 0 | 0 | 0 | 0 | 0 | 0 | 0 |  | 0 | 0 | 0 | 0 | 0 | 0 | 0 | 0 | 0 | 0 | 0 | 0 | 0 | 0 | 0 | 0 | 0 | 0 | 0 | 0 | 0 | 0 | 0 | 0 | 0 | 13 | 10.2 | 0 | 0 | 1 | 3 | 0 | 2 | 0 | 0 | 0 | -1547.69 | -1002.9112 | 337.0526 | Collinsville-Tesla 500 kV Line | Collinsville-Tesla 500 kV Line | Birds Landing-Contra Costa 230kV Line |  | 0 | 0 | 0 | 0 | 0 | 0 | 504.61 | 796.7038 | 337.0526 | Contra Costa- Windmaster 230 kV line | Contra Costa- Windmaster 230 kV line | Birds Landing-Contra Costa 230kV Line |  | 5 | 1 | YES | 2 | 1 | 1 | NO | 1
PG&E KERN | Magunden | 115 | 0 | 0 | 0 | 0 | 0 | 0 | 0 | 0 | 0 | 0 | 0 | 0 | 0 | 0 | 0 | 0 | 0 | 0 | 0 | 0 | 0 | 0 | 0 | 0 | 0 | 0 | 0 | 0 | 0 | 0 | 0 | 0 | 0 | 0 | 0 | 0 | 0 | 0 | 0 | 0 | 0 | 0 | 0 | 0 | 0 | 0 | 0 | 0 | 0 | 0 | 0 | 0 | 0 | 0 | 0 | 0 | 0 | 0 | 0 | 0 | 0 | 0 | 0 | 0 | 0 | 0 | 0 | 0 | 0 | 0 | 1 | 0 | 0 | 0 | 0 | 0 | 0 | 0 | 1 | 1 | 0 | 0 | 0 | 0 | 0 | 0 | 0 | 0 | 0 | 0 | 0 | 0 | 0 | 0 | 1 | 0 | 0 | 0 |  | 0 | 0 | 0 | 0 | 0 | 0 | 0 | 0 | 0 | 0 | 0 | 0 | 0 | 0 | 0 | 0 | 0 | 0 | 0 | 0 | 0 | 0 | 0 | 0 | 100 | 0 | 0 | 0 | 0 | 1 | 0 | 0 | 3 | 0 | 2 | 1 | 119.27 | -4686.972 | -3687.5882 | Gates 500/230kV TB #12 | Gates 500/230kV TB #11 | Gates 500/230kV TB #11 |  | 0 | 0 | 0 | 0 | 0 | 0 | 1792.55 | 761.488 | 342.7684 | Kern 230/115kV TB #4 | Mustang-Henrietta 230 kV line | Mustang-Henrietta 230 kV line |  | 5 | 1 | YES | 2 | 5 | 1 | YES | 2
SCE Northern | Magunden | 230 | 1 | 0 | 1 | 0 | 0 | 0 | 1 | 0 | 0 | 0 | 0 | 0 | 0 | 0 | 0 | 0 | 0 | 0 | 0 | 0 | 0 | 0 | 0 | 0 | 0 | 0 | 0 | 0 | 0 | 0 | 0 | 0 | 0 | 0 | 0 | 0 | 0 | 0 | 0 | 0 | 0 | 0 | 0 | 0 | 0 | 0 | 0 | 0 | 0 | 0 | 0 | 0 | 0 | 0 | 0 | 0 | 0 | 0 | 0 | 0 | 0 | 0 | 0 | 0 | 0 | 0 | 0 | 0 | 0 | 0 | 0 | 0 | 0 | 0 | 0 | 0 | 0 | 0 | 0 | 0 | 0 | 0 | 0 | 0 | 0 | 0 | 0 | 0 | 0 | 0 | 0 | 0 | 0 | 0 | 0 | 0 | 0 | 0 |  | 0 | 0 | 0 | 0 | 0 | 0 | 0 | 0 | 0 | 0 | 0 | 0 | 0 | 0 | 0 | 0 | 0 | 0 | 0 | 0 | 0 | 0 | 0 | 0 | 100 | 0 | 0 | 0 | 0 | 1 | 1 | 0 | 1 | 0 | 0 | 0 | -568.88 | -811.38 | 2003.79 | Antelope-Vincent Constraint | Antelope-Vincent Constraint | South of Magunden Constraint |  | 1 | 0 | 1 | 0 | 0 | 0 | -568.88 | -811.38 | 2003.79 | Antelope-Vincent Constraint | Antelope-Vincent Constraint | South of Magunden Constraint |  | 5 | 5 | NO | 5 | 1 | 1 | NO | 1
PG&E FRESNO | Malaga | 115 | 0 | 0 | 0 | 0 | 0 | 0 | 0 | 0 | 0 | 0 | 0 | 0 | 0 | 0 | 0 | 0 | 0 | 0 | 0 | 0 | 0 | 0 | 0 | 0 | 0 | 0 | 0 | 0 | 0 | 0 | 0 | 0 | 0 | 0 | 0 | 0 | 0 | 0 | 0 | 0 | 0 | 0 | 0 | 0 | 0 | 1 | 0 | 0 | 0 | 0 | 0 | 0 | 0 | 0 | 0 | 0 | 0 | 0 | 0 | 0 | 0 | 0 | 0 | 0 | 0 | 0 | 0 | 0 | 0 | 0 | 0 | 0 | 0 | 0 | 0 | 0 | 0 | 0 | 1 | 0 | 0 | 1 | 0 | 1 | 1 | 1 | 0 | 0 | 0 | 1 | 0 | 0 | 0 | 0 | 1 | 0 | 0 | 2 |  | 0 | 0 | 0 | 0 | 0 | 0 | 0 | 0 | 0 | 0 | 0 | 0 | 0 | 0 | 0 | 0 | 0 | 0 | 0 | 0 | 0 | 0 | 0 | 0 | 0 | 0 | 0 | 0 | 0 | 0 | 3 | 0 | 5 | 1 | 2 | 1 | -656.8 | -3815.842 | -3618.543 | Borden-Storey #1 230kV line | Gates 500/230kV TB #12 | Gates 500/230kV TB #12 |  | 0 | 0 | 0 | 1 | 0 | 0 | 95.5 | -31.24 | 342.7684 | Bellota-Weber 230kV line | Los Banos 500/230kV TB | Mustang-Henrietta 230 kV line |  | 5 | 3 | YES | 3 | 5 | 1 | YES | 2
PG&E NGBA | Malin | 500 | 0 | 0 | 0 | 0 | 0 | 0 | 0 | 0 | 0 | 0 | 0 | 0 | 0 | 0 | 0 | 0 | 0 | 0 | 0 | 0 | 0 | 0 | 0 | 0 | 0 | 0 | 0 | 0 | 0 | 0 | 0 | 0 | 0 | 0 | 0 | 0 | 0 | 0 | 0 | 1 | 0 | 0 | 0 | 0 | 0 | 0 | 0 | 0 | 0 | 0 | 0 | 0 | 0 | 0 | 0 | 0 | 0 | 0 | 0 | 0 | 0 | 0 | 0 | 0 | 0 | 0 | 0 | 0 | 0 | 0 | 0 | 0 | 0 | 0 | 0 | 0 | 0 | 0 | 0 | 0 | 0 | 0 | 0 | 0 | 0 | 0 | 0 | 0 | 0 | 0 | 0 | 0 | 0 | 0 | 0 | 0 | 0 | 0 |  | 0 | 0 | 0 | 0 | 0 | 0 | 0 | 0 | 0 | 0 | 0 | 0 | 0 | 0 | 0 | 1383.8 | 0 | 0 | 0 | 0 | 0 | 0 | 0 | 0 | 0 | 0 | 0 | 0 | 0 | 1 | 1 | 0 | 1 | 0 | 0 | 0 | -1547.69 | -1002.9112 | 977.7909 | Collinsville-Tesla 500 kV Line | Collinsville-Tesla 500 kV Line | Collinsville-Tesla 500 kV Line |  | 0 | 0 | 0 | 0 | 0 | 0 | 7097.31 | 7642.0888 | 977.7909 | Collinsville-Tesla 500 kV Line | Collinsville-Tesla 500 kV Line | Collinsville-Tesla 500 kV Line |  | 5 | 1 | YES | 2 | 1 | 1 | NO | 1
SCE Northern | Mandalay | 230 | 0 | 0 | 1 | 0 | 1 | 0 | 0 | 0 | 0 | 0 | 0 | 0 | 0 | 0 | 0 | 0 | 0 | 0 | 0 | 0 | 0 | 0 | 0 | 0 | 1 | 0 | 0 | 0 | 0 | 0 | 0 | 0 | 0 | 0 | 0 | 0 | 0 | 0 | 0 | 0 | 0 | 0 | 0 | 0 | 0 | 0 | 0 | 0 | 0 | 0 | 0 | 0 | 0 | 0 | 0 | 0 | 0 | 0 | 0 | 0 | 0 | 0 | 0 | 0 | 0 | 0 | 0 | 0 | 0 | 0 | 0 | 0 | 0 | 0 | 0 | 0 | 0 | 0 | 0 | 0 | 0 | 0 | 0 | 0 | 0 | 0 | 0 | 0 | 0 | 0 | 0 | 0 | 0 | 0 | 0 | 0 | 0 | 0 |  | 0 | 0 | 0 | 0 | 0 | 0 | 0 | 0 | 0 | 0 | 0 | 0 | 0 | 0 | 0 | 0 | 0 | 0 | 0 | 0 | 0 | 0 | 0 | 0 | 0 | 0 | 0 | 0 | 0 | 0 | 1 | 0 | 1 | 0 | 0 | 1 | -4343.191 | -2038.908 | -1396.283 | Lugo - Victorville area constraint | Lugo - Victorville area constraint | Lugo - Victorville area constraint |  | 0 | 0 | 0 | 0 | 0 | 0 | 448 | 554 | 2967 | Moorpark-Pardee Constraint | Moorpark-Pardee Constraint | Moorpark-Pardee Constraint |  | 5 | 1 | YES | 2 | 4 | 1 | YES | 2
PG&E FRESNO | Manning | 230 | 0 | 0 | 0 | 0 | 0 | 0 | 0 | 0 | 0 | 0 | 0 | 0 | 0 | 0 | 0 | 0 | 0 | 0 | 0 | 0 | 0 | 0 | 0 | 0 | 0 | 0 | 0 | 0 | 0 | 0 | 0 | 0 | 0 | 0 | 0 | 0 | 0 | 0 | 0 | 0 | 0 | 0 | 0 | 0 | 0 | 0 | 0 | 0 | 0 | 0 | 0 | 0 | 0 | 0 | 0 | 0 | 0 | 0 | 0 | 0 | 0 | 0 | 0 | 0 | 0 | 0 | 0 | 0 | 0 | 0 | 0 | 0 | 0 | 0 | 0 | 0 | 0 | 0 | 0 | 1 | 0 | 1 | 0 | 0 | 0 | 0 | 0 | 0 | 0 | 0 | 0 | 0 | 0 | 0 | 0 | 0 | 0 | 0 |  | 0 | 0 | 0 | 0 | 0 | 0 | 0 | 0 | 0 | 0 | 0 | 0 | 0 | 0 | 0 | 0 | 0 | 0 | 0 | 0 | 0 | 0 | 0 | 0 | 100 | 0 | 0 | 0 | 0 | 1 | 0 | 0 | 1 | 0 | 1 | 0 | 303.82 | -4686.972 | -3687.5882 | Gates 500/230kV TB #11 | Gates 500/230kV TB #11 | Gates 500/230kV TB #11 |  | 0 | 0 | 0 | 0 | 0 | 0 | 1058.4 | 246.7 | 825.2366 | Tranquility-Helm 230kV Line | Tranquility-Helm 230kV Line | Tranquility-Helm 230kV Line |  | 5 | 1 | YES | 2 | 5 | 1 | YES | 2
PG&E FRESNO | Manning | 500 | 0 | 0 | 0 | 0 | 0 | 0 | 0 | 0 | 0 | 0 | 0 | 0 | 0 | 0 | 0 | 0 | 0 | 0 | 0 | 0 | 0 | 0 | 0 | 0 | 0 | 0 | 0 | 0 | 0 | 0 | 0 | 0 | 0 | 0 | 0 | 0 | 0 | 0 | 0 | 0 | 0 | 0 | 0 | 0 | 0 | 0 | 0 | 0 | 0 | 0 | 0 | 0 | 0 | 0 | 0 | 0 | 0 | 0 | 0 | 0 | 0 | 0 | 0 | 0 | 0 | 0 | 0 | 0 | 0 | 0 | 0 | 0 | 0 | 0 | 0 | 0 | 0 | 1 | 0 | 0 | 0 | 0 | 0 | 0 | 0 | 0 | 0 | 0 | 0 | 0 | 0 | 0 | 0 | 0 | 0 | 0 | 0 | 0 |  | 0 | 0 | 0 | 0 | 0 | 0 | 0 | 0 | 0 | 0 | 0 | 0 | 0 | 0 | 0 | 0 | 0 | 0 | 0 | 0 | 0 | 0 | 0 | 0 | 1591 | 278.6 | 0 | 800 | 0 | 1 | 0 | 0 | 0 | 0 | 0 | 0 | 1241.35 | 750.39 | 1603.016 | Manning 500kV | Manning 500kV | Manning 500kV |  | 0 | 0 | 0 | 0 | 0 | 0 | 1241.35 | 750.39 | 1603.016 | Manning 500kV | Manning 500kV | Manning 500kV |  | 1 | 1 | NO | 1 | 1 | 1 | NO | 1
PG&E GBA | Manteca | 115 | 0 | 0 | 0 | 0 | 0 | 0 | 0 | 0 | 0 | 0 | 0 | 0 | 0 | 0 | 0 | 0 | 0 | 0 | 0 | 0 | 0 | 0 | 0 | 0 | 0 | 0 | 0 | 0 | 0 | 0 | 0 | 0 | 0 | 0 | 0 | 0 | 0 | 0 | 0 | 0 | 0 | 0 | 0 | 0 | 0 | 1 | 0 | 0 | 0 | 0 | 0 | 0 | 0 | 0 | 0 | 1 | 0 | 1 | 0 | 1 | 0 | 0 | 0 | 0 | 0 | 1 | 0 | 1 | 0 | 0 | 0 | 0 | 0 | 0 | 0 | 0 | 0 | 0 | 1 | 1 | 0 | 0 | 0 | 0 | 0 | 0 | 0 | 0 | 0 | 0 | 0 | 0 | 0 | 0 | 1 | 1 | 0 | 0 |  | 0 | 0 | 0 | 0 | 0 | 0 | 0 | 0 | 0 | 0 | 0 | 0 | 0 | 0 | 0 | 0 | 0 | 0 | 0 | 0 | 0 | 0 | 0 | 0 | 0 | 0 | 0 | 0 | 0 | 0 | 2 | 0 | 4 | 0 | 2 | 1 | -364.5 | -4686.972 | -3687.5882 | Bellota-Weber 230kV line | Gates 500/230kV TB #11 | Gates 500/230kV TB #11 |  | 1 | 0 | 0 | 0 | 0 | 0 | -52.2 | 5.59 | 342.7684 | Kasson Jct-Heinz 115 kV line | Kasson Jct-Heinz 115 kV line | Mustang-Henrietta 230 kV line |  | 5 | 5 | NO | 5 | 5 | 1 | YES | 2
SDGE | Margarita | 138 | 0 | 0 | 0 | 0 | 0 | 0 | 0 | 0 | 0 | 0 | 0 | 0 | 0 | 0 | 0 | 0 | 0 | 0 | 0 | 0 | 0 | 0 | 0 | 0 | 0 | 1 | 0 | 0 | 0 | 0 | 0 | 0 | 0 | 0 | 0 | 0 | 0 | 1 | 1 | 0 | 0 | 0 | 0 | 0 | 0 | 0 | 0 | 0 | 0 | 0 | 0 | 0 | 0 | 0 | 0 | 0 | 0 | 0 | 0 | 0 | 0 | 0 | 0 | 0 | 0 | 0 | 0 | 0 | 0 | 0 | 0 | 0 | 0 | 0 | 0 | 0 | 0 | 0 | 0 | 0 | 0 | 0 | 0 | 0 | 0 | 0 | 0 | 0 | 0 | 0 | 0 | 0 | 0 | 0 | 0 | 0 | 0 | 0 |  | 0 | 0 | 0 | 0 | 0 | 0 | 0 | 0 | 0 | 0 | 0 | 0 | 0 | 0 | 0 | 0 | 0 | 0 | 0 | 0 | 0 | 0 | 0 | 0 | 94 | 0 | 0 | 0 | 0 | 1 | 0 | 0 | 0 | 0 | 0 | 0 | 495.36 | 434.26 | 426.74 | Trabuco-Capistrano 138 kV constraint | Trabuco-Capistrano 138 kV constraint | Trabuco-Capistrano 138 kV constraint |  | 0 | 0 | 0 | 0 | 0 | 0 | 495.36 | 434.26 | 426.74 | Trabuco-Capistrano 138 kV constraint | Trabuco-Capistrano 138 kV constraint | Trabuco-Capistrano 138 kV constraint |  | 1 | 1 | NO | 1 | 1 | 1 | NO | 1
PG&E GBA | Martin | 230 | 0 | 0 | 0 | 0 | 0 | 0 | 0 | 0 | 0 | 0 | 0 | 0 | 0 | 0 | 0 | 0 | 0 | 0 | 0 | 0 | 0 | 0 | 0 | 0 | 0 | 0 | 0 | 0 | 0 | 0 | 0 | 0 | 0 | 0 | 0 | 0 | 0 | 0 | 0 | 1 | 0 | 0 | 0 | 0 | 0 | 0 | 0 | 0 | 0 | 0 | 0 | 0 | 1 | 0 | 0 | 0 | 0 | 0 | 0 | 0 | 0 | 0 | 0 | 0 | 0 | 0 | 0 | 0 | 0 | 0 | 0 | 0 | 0 | 0 | 0 | 0 | 0 | 0 | 0 | 0 | 0 | 0 | 0 | 0 | 0 | 0 | 0 | 0 | 0 | 0 | 0 | 0 | 0 | 0 | 0 | 0 | 0 | 1 |  | 0 | 0 | 0 | 0 | 0 | 0 | 0 | 0 | 0 | 0 | 0 | 0 | 0 | 0 | 0 | 0 | 0 | 0 | 0 | 0 | 0 | 0 | 0 | 0 | 0 | 0 | 0 | 0 | 0 | 0 | 1 | 0 | 1 | 0 | 0 | 0 | -1547.69 | -1002.9112 | 977.7909 | Collinsville-Tesla 500 kV Line | Collinsville-Tesla 500 kV Line | Collinsville-Tesla 500 kV Line |  | 0 | 0 | 0 | 0 | 0 | 0 | 2401.7 | 2386.26 | 977.7909 | Sobrante-Moraga 230 kV line | Sobrante-Moraga 230 kV line | Collinsville-Tesla 500 kV Line |  | 5 | 1 | YES | 2 | 1 | 1 | NO | 1
PG&E GBA | Martin | 115 | 0 | 0 | 0 | 0 | 0 | 0 | 0 | 0 | 0 | 0 | 0 | 0 | 0 | 0 | 0 | 0 | 0 | 0 | 0 | 0 | 0 | 0 | 0 | 0 | 0 | 0 | 0 | 0 | 0 | 0 | 0 | 0 | 0 | 0 | 0 | 0 | 0 | 0 | 0 | 0 | 0 | 0 | 0 | 0 | 0 | 0 | 0 | 0 | 0 | 0 | 0 | 0 | 1 | 0 | 0 | 1 | 0 | 0 | 0 | 0 | 0 | 0 | 0 | 0 | 0 | 1 | 0 | 0 | 0 | 0 | 0 | 0 | 0 | 0 | 0 | 0 | 0 | 0 | 0 | 0 | 0 | 0 | 0 | 0 | 0 | 0 | 0 | 0 | 0 | 0 | 0 | 0 | 0 | 0 | 0 | 0 | 0 | 1 |  | 0 | 0 | 0 | 0 | 0 | 0 | 0 | 0 | 0 | 0 | 0 | 0 | 0 | 0 | 0 | 0 | 0 | 0 | 0 | 0 | 0 | 0 | 0 | 0 | 0 | 0 | 188 | 0 | 0 | 1 | 0 | 0 | 0 | 0 | 0 | 0 | 2401.7 | 2386.26 | 4322.36 | Sobrante-Moraga 230 kV line | Sobrante-Moraga 230 kV line | Sobrante-Moraga 230 kV line |  | 0 | 0 | 0 | 0 | 0 | 0 | 2401.7 | 2386.26 | 4322.36 | Sobrante-Moraga 230 kV line | Sobrante-Moraga 230 kV line | Sobrante-Moraga 230 kV line |  | 1 | 1 | NO | 1 | 1 | 1 | NO | 1
PG&E GBA | Martinez | 115 | 0 | 0 | 0 | 0 | 0 | 0 | 0 | 0 | 0 | 0 | 0 | 0 | 0 | 0 | 0 | 0 | 0 | 0 | 0 | 0 | 0 | 0 | 0 | 0 | 0 | 0 | 0 | 0 | 0 | 0 | 0 | 0 | 0 | 0 | 0 | 0 | 0 | 0 | 0 | 1 | 0 | 0 | 0 | 0 | 0 | 0 | 0 | 0 | 0 | 1 | 0 | 0 | 1 | 1 | 1 | 1 | 0 | 0 | 1 | 1 | 0 | 0 | 0 | 0 | 0 | 1 | 0 | 0 | 0 | 0 | 0 | 0 | 0 | 0 | 0 | 0 | 0 | 0 | 0 | 0 | 0 | 0 | 0 | 0 | 0 | 0 | 0 | 0 | 0 | 0 | 0 | 0 | 0 | 0 | 0 | 0 | 0 | 2 |  | 0 | 0 | 0 | 0 | 0 | 0 | 0 | 0 | 0 | 0 | 0 | 0 | 0 | 0 | 0 | 0 | 0 | 0 | 0 | 0 | 0 | 0 | 0 | 0 | 0 | 0 | 0 | 0 | 0 | 0 | 2 | 0 | 1 | 0 | 0 | 0 | -1547.69 | -1002.9112 | 977.7909 | Collinsville-Tesla 500 kV Line | Collinsville-Tesla 500 kV Line | Collinsville-Tesla 500 kV Line |  | 0 | 0 | 0 | 0 | 0 | 0 | 504.61 | 796.7038 | 977.7909 | Contra Costa- Windmaster 230 kV line | Contra Costa- Windmaster 230 kV line | Collinsville-Tesla 500 kV Line |  | 5 | 1 | YES | 2 | 1 | 1 | NO | 1
PG&E FRESNO | Mc Mullin | 230 | 0 | 0 | 0 | 0 | 0 | 0 | 0 | 0 | 0 | 0 | 0 | 0 | 0 | 0 | 0 | 0 | 0 | 0 | 0 | 0 | 0 | 0 | 0 | 0 | 0 | 0 | 0 | 0 | 0 | 0 | 0 | 0 | 0 | 0 | 0 | 0 | 0 | 0 | 0 | 0 | 0 | 0 | 0 | 0 | 0 | 1 | 0 | 0 | 0 | 0 | 0 | 0 | 0 | 0 | 0 | 0 | 0 | 0 | 0 | 0 | 0 | 0 | 0 | 0 | 0 | 0 | 0 | 0 | 0 | 0 | 0 | 0 | 0 | 0 | 0 | 0 | 0 | 0 | 1 | 1 | 0 | 1 | 0 | 0 | 0 | 1 | 0 | 0 | 0 | 1 | 0 | 0 | 0 | 0 | 0 | 0 | 0 | 1 |  | 0 | 0 | 0 | 0 | 0 | 0 | 0 | 0 | 0 | 0 | 0 | 0 | 0 | 0 | 0 | 0 | 0 | 0 | 0 | 0 | 0 | 0 | 0 | 0 | 0 | 0 | 0 | 0 | 0 | 0 | 2 | 0 | 4 | 1 | 3 | 0 | -656.8 | -4686.972 | -3687.5882 | Borden-Storey #1 230kV line | Gates 500/230kV TB #11 | Gates 500/230kV TB #11 |  | 0 | 0 | 0 | 1 | 0 | 0 | 95.5 | -31.24 | 825.2366 | Bellota-Weber 230kV line | Los Banos 500/230kV TB | Tranquility-Helm 230kV Line |  | 5 | 3 | YES | 3 | 5 | 1 | YES | 2
PG&E FRESNO | McCall | 115 | 0 | 0 | 0 | 0 | 0 | 0 | 0 | 0 | 0 | 0 | 0 | 0 | 0 | 0 | 0 | 0 | 0 | 0 | 0 | 0 | 0 | 0 | 0 | 0 | 0 | 0 | 0 | 0 | 0 | 0 | 0 | 0 | 0 | 0 | 0 | 0 | 0 | 0 | 0 | 0 | 0 | 0 | 0 | 0 | 0 | 1 | 0 | 0 | 0 | 0 | 0 | 0 | 0 | 0 | 0 | 0 | 0 | 0 | 0 | 0 | 0 | 0 | 0 | 0 | 0 | 0 | 0 | 0 | 0 | 0 | 0 | 0 | 0 | 0 | 0 | 0 | 0 | 0 | 1 | 0 | 0 | 1 | 0 | 1 | 0 | 1 | 0 | 0 | 0 | 1 | 0 | 0 | 0 | 0 | 0 | 0 | 0 | 1 |  | 0 | 0 | 0 | 0 | 0 | 0 | 0 | 0 | 0 | 0 | 0 | 0 | 0 | 0 | 0 | 0 | 0 | 0 | 0 | 0 | 0 | 0 | 0 | 0 | 0 | 0 | 0 | 0 | 0 | 0 | 3 | 0 | 4 | 1 | 2 | 0 | -656.8 | -3815.842 | -3618.543 | Borden-Storey #1 230kV line | Gates 500/230kV TB #12 | Gates 500/230kV TB #12 |  | 0 | 0 | 0 | 1 | 0 | 0 | 95.5 | -31.24 | 825.2366 | Bellota-Weber 230kV line | Los Banos 500/230kV TB | Tranquility-Helm 230kV Line |  | 5 | 3 | YES | 3 | 5 | 1 | YES | 2
PG&E FRESNO | McCall | 230 | 0 | 0 | 0 | 0 | 0 | 0 | 0 | 0 | 0 | 0 | 0 | 0 | 0 | 0 | 0 | 0 | 0 | 0 | 0 | 0 | 0 | 0 | 0 | 0 | 0 | 0 | 0 | 0 | 0 | 0 | 0 | 0 | 0 | 0 | 0 | 0 | 0 | 0 | 0 | 0 | 0 | 0 | 0 | 0 | 0 | 1 | 0 | 0 | 0 | 0 | 0 | 0 | 0 | 0 | 0 | 0 | 0 | 0 | 0 | 0 | 0 | 0 | 0 | 0 | 0 | 0 | 0 | 0 | 0 | 0 | 0 | 0 | 0 | 0 | 0 | 0 | 0 | 0 | 1 | 1 | 0 | 1 | 0 | 0 | 0 | 1 | 0 | 0 | 0 | 1 | 0 | 0 | 0 | 0 | 0 | 0 | 0 | 1 |  | 0 | 0 | 0 | 0 | 0 | 0 | 0 | 0 | 0 | 0 | 0 | 0 | 0 | 0 | 0 | 0 | 0 | 0 | 0 | 0 | 0 | 0 | 0 | 0 | 0 | 0 | 0 | 0 | 0 | 0 | 2 | 0 | 4 | 1 | 3 | 0 | -656.8 | -4686.972 | -3687.5882 | Borden-Storey #1 230kV line | Gates 500/230kV TB #11 | Gates 500/230kV TB #11 |  | 0 | 0 | 0 | 1 | 0 | 0 | 95.5 | -31.24 | 825.2366 | Bellota-Weber 230kV line | Los Banos 500/230kV TB | Tranquility-Helm 230kV Line |  | 5 | 3 | YES | 3 | 5 | 1 | YES | 2
PG&E GBA | Meadow Lane | 115 | 0 | 0 | 0 | 0 | 0 | 0 | 0 | 0 | 0 | 0 | 0 | 0 | 0 | 0 | 0 | 0 | 0 | 0 | 0 | 0 | 0 | 0 | 0 | 0 | 0 | 0 | 0 | 0 | 0 | 0 | 0 | 0 | 0 | 0 | 0 | 0 | 0 | 0 | 0 | 1 | 0 | 0 | 0 | 0 | 0 | 0 | 0 | 0 | 0 | 0 | 0 | 0 | 0 | 0 | 0 | 0 | 0 | 0 | 0 | 0 | 0 | 0 | 0 | 0 | 0 | 0 | 0 | 0 | 0 | 0 | 0 | 0 | 0 | 0 | 0 | 0 | 0 | 0 | 0 | 0 | 0 | 0 | 0 | 0 | 0 | 0 | 0 | 0 | 0 | 0 | 0 | 0 | 0 | 0 | 0 | 0 | 0 | 0 |  | 0 | 0 | 0 | 0 | 0 | 0 | 0 | 0 | 0 | 0 | 0 | 0 | 0 | 0 | 0 | 0 | 0 | 0 | 0 | 0 | 0 | 0 | 0 | 0 | 0 | 0 | 0 | 0 | 0 | 0 | 1 | 0 | 1 | 0 | 0 | 0 | -1547.69 | -1002.9112 | 977.7909 | Collinsville-Tesla 500 kV Line | Collinsville-Tesla 500 kV Line | Collinsville-Tesla 500 kV Line |  | 0 | 0 | 0 | 0 | 0 | 0 | 7097.31 | 7642.0888 | 977.7909 | Collinsville-Tesla 500 kV Line | Collinsville-Tesla 500 kV Line | Collinsville-Tesla 500 kV Line |  | 5 | 1 | YES | 2 | 1 | 1 | NO | 1
PG&E GBA | Melones | 115 | 0 | 0 | 0 | 0 | 0 | 0 | 0 | 0 | 0 | 0 | 0 | 0 | 0 | 0 | 0 | 0 | 0 | 0 | 0 | 0 | 0 | 0 | 0 | 0 | 0 | 0 | 0 | 0 | 0 | 0 | 0 | 0 | 0 | 0 | 0 | 0 | 0 | 0 | 0 | 0 | 0 | 0 | 0 | 0 | 0 | 1 | 0 | 0 | 0 | 0 | 0 | 0 | 0 | 0 | 0 | 1 | 0 | 1 | 0 | 1 | 0 | 0 | 0 | 0 | 0 | 1 | 0 | 0 | 0 | 0 | 0 | 0 | 0 | 0 | 0 | 0 | 0 | 0 | 0 | 0 | 0 | 0 | 0 | 0 | 0 | 0 | 0 | 0 | 0 | 0 | 0 | 0 | 0 | 0 | 0 | 0 | 0 | 0 |  | 0 | 0 | 0 | 0 | 0 | 0 | 0 | 0 | 0 | 0 | 0 | 0 | 0 | 0 | 0 | 0 | 0 | 0 | 0 | 0 | 0 | 0 | 0 | 0 | 0 | 0 | 0 | 0 | 0 | 0 | 2 | 0 | 1 | 0 | 0 | 0 | -364.5 | -312.19 | 543.909 | Bellota-Weber 230kV line | Bellota-Weber 230kV line | Kasson Jct-Heinz 115 kV line |  | 1 | 0 | 0 | 0 | 0 | 0 | -52.2 | 5.59 | 543.909 | Kasson Jct-Heinz 115 kV line | Kasson Jct-Heinz 115 kV line | Kasson Jct-Heinz 115 kV line |  | 5 | 5 | NO | 5 | 1 | 1 | NO | 1
PG&E GBA | Melones | 230 | 0 | 0 | 0 | 0 | 0 | 0 | 0 | 0 | 0 | 0 | 0 | 0 | 0 | 0 | 0 | 0 | 0 | 0 | 0 | 0 | 0 | 0 | 0 | 0 | 0 | 0 | 0 | 0 | 0 | 0 | 0 | 0 | 0 | 0 | 0 | 0 | 0 | 0 | 0 | 0 | 0 | 0 | 0 | 0 | 0 | 1 | 0 | 0 | 0 | 0 | 0 | 0 | 0 | 0 | 0 | 1 | 0 | 1 | 0 | 1 | 0 | 0 | 0 | 0 | 0 | 1 | 0 | 0 | 0 | 0 | 0 | 0 | 0 | 0 | 0 | 0 | 0 | 0 | 0 | 0 | 0 | 0 | 0 | 0 | 0 | 0 | 0 | 0 | 0 | 0 | 0 | 0 | 0 | 0 | 0 | 0 | 0 | 0 |  | 0 | 0 | 0 | 0 | 0 | 0 | 0 | 0 | 0 | 0 | 0 | 0 | 0 | 0 | 0 | 0 | 0 | 0 | 0 | 0 | 0 | 0 | 0 | 0 | 0 | 0 | 0 | 0 | 0 | 0 | 2 | 0 | 1 | 0 | 0 | 0 | -364.5 | -312.19 | 543.909 | Bellota-Weber 230kV line | Bellota-Weber 230kV line | Kasson Jct-Heinz 115 kV line |  | 1 | 0 | 0 | 0 | 0 | 0 | -52.2 | 5.59 | 543.909 | Kasson Jct-Heinz 115 kV line | Kasson Jct-Heinz 115 kV line | Kasson Jct-Heinz 115 kV line |  | 5 | 5 | NO | 5 | 1 | 1 | NO | 1
SDGE | Melrose | 69 | 0 | 0 | 0 | 0 | 0 | 0 | 0 | 0 | 0 | 0 | 0 | 0 | 0 | 0 | 0 | 0 | 0 | 0 | 0 | 0 | 0 | 0 | 0 | 0 | 0 | 1 | 0 | 0 | 0 | 0 | 0 | 0 | 1 | 1 | 0 | 0 | 0 | 1 | 0 | 0 | 0 | 0 | 0 | 0 | 0 | 0 | 0 | 0 | 0 | 0 | 0 | 0 | 0 | 0 | 0 | 0 | 0 | 0 | 0 | 0 | 0 | 0 | 0 | 0 | 0 | 0 | 0 | 0 | 0 | 0 | 0 | 0 | 0 | 0 | 0 | 0 | 0 | 0 | 0 | 0 | 0 | 0 | 0 | 0 | 0 | 0 | 0 | 0 | 0 | 0 | 0 | 0 | 0 | 0 | 0 | 0 | 0 | 1 |  | 0 | 0 | 0 | 0 | 0 | 0 | 0 | 0 | 0 | 0 | 0 | 20 | 0 | 0 | 1 | 0 | 0 | 0 | 0 | 0 | 0 | 0 | 0 | 0 | 0 | 0 | 20 | 0 | 0 | 1 | 0 | 1 | 0 | 1 | 0 | 0 | -99.1 | -698.67 | 284 | San Luis Rey-San Onofre 230 kV line constraint | San Luis Rey-San Onofre 230 kV line constraint | Ocean Ranch 69 kV constraint |  | 0 | 1 | 0 | 1 | 0 | 0 | -99.1 | -698.67 | 284 | San Luis Rey-San Onofre 230 kV line constraint | San Luis Rey-San Onofre 230 kV line constraint | Ocean Ranch 69 kV constraint |  | 4 | 4 | NO | 4 | 1 | 1 | NO | 1
PG&E NGBA | Mendocino | 115 | 0 | 0 | 0 | 0 | 0 | 0 | 0 | 0 | 0 | 0 | 0 | 0 | 0 | 0 | 0 | 0 | 0 | 0 | 0 | 0 | 0 | 0 | 0 | 0 | 0 | 0 | 0 | 0 | 0 | 0 | 0 | 0 | 0 | 0 | 0 | 0 | 0 | 0 | 0 | 1 | 0 | 0 | 0 | 0 | 0 | 0 | 0 | 0 | 0 | 0 | 0 | 0 | 1 | 0 | 0 | 0 | 0 | 0 | 0 | 0 | 0 | 0 | 0 | 0 | 0 | 0 | 1 | 0 | 0 | 0 | 0 | 0 | 0 | 0 | 0 | 0 | 0 | 0 | 0 | 0 | 0 | 0 | 0 | 0 | 0 | 0 | 0 | 0 | 0 | 0 | 0 | 0 | 0 | 0 | 0 | 0 | 0 | 1 |  | 0 | 0 | 0 | 0 | 0 | 0 | 0 | 0 | 0 | 0 | 0 | 0 | 0 | 0 | 0 | 0 | 0 | 0 | 0 | 0 | 0 | 0 | 0 | 5 | 0 | 0 | 0 | 0 | 0 | 1 | 2 | 0 | 2 | 0 | 0 | 0 | -1547.69 | -1002.9112 | 337.0526 | Collinsville-Tesla 500 kV Line | Collinsville-Tesla 500 kV Line | Birds Landing-Contra Costa 230kV Line |  | 0 | 0 | 0 | 0 | 0 | 0 | 1452.61 | 1744.7038 | 337.0526 | Birds Landing-Contra Costa 230kV Line | Birds Landing-Contra Costa 230kV Line | Birds Landing-Contra Costa 230kV Line |  | 5 | 1 | YES | 2 | 1 | 1 | NO | 1
PG&E NGBA | Mendocino | 60 | 0 | 0 | 0 | 0 | 0 | 0 | 0 | 0 | 0 | 0 | 0 | 0 | 0 | 0 | 0 | 0 | 0 | 0 | 0 | 0 | 0 | 0 | 0 | 0 | 0 | 0 | 0 | 0 | 0 | 0 | 0 | 0 | 0 | 0 | 0 | 0 | 0 | 0 | 0 | 1 | 0 | 1 | 0 | 0 | 0 | 0 | 0 | 0 | 0 | 0 | 0 | 0 | 1 | 0 | 1 | 1 | 0 | 0 | 0 | 0 | 0 | 0 | 0 | 0 | 0 | 0 | 1 | 0 | 0 | 0 | 0 | 0 | 0 | 0 | 0 | 0 | 0 | 0 | 0 | 0 | 0 | 0 | 0 | 0 | 0 | 0 | 0 | 0 | 0 | 0 | 0 | 0 | 0 | 0 | 0 | 0 | 0 | 1 |  | 0 | 0 | 0 | 0 | 0 | 0 | 0 | 0 | 0 | 0 | 0 | 0 | 0 | 0 | 0 | 0 | 0 | 0 | 0 | 0 | 0 | 0 | 0 | 0 | 0 | 0 | 0 | 0 | 0 | 0 | 2 | 0 | 2 | 0 | 0 | 0 | -1547.69 | -1002.9112 | 337.0526 | Collinsville-Tesla 500 kV Line | Collinsville-Tesla 500 kV Line | Birds Landing-Contra Costa 230kV Line |  | 0 | 0 | 0 | 0 | 0 | 0 | 504.61 | 771.8 | 337.0526 | Contra Costa- Windmaster 230 kV line | Cortina-Eagle Rock 115 kV line | Birds Landing-Contra Costa 230kV Line |  | 5 | 1 | YES | 2 | 1 | 1 | NO | 1
PG&E FRESNO | Mendota | 115 | 0 | 0 | 0 | 0 | 0 | 0 | 0 | 0 | 0 | 0 | 0 | 0 | 0 | 0 | 0 | 0 | 0 | 0 | 0 | 0 | 0 | 0 | 0 | 0 | 0 | 0 | 0 | 0 | 0 | 0 | 0 | 0 | 0 | 0 | 0 | 0 | 0 | 0 | 0 | 0 | 0 | 0 | 0 | 0 | 0 | 1 | 0 | 0 | 0 | 0 | 0 | 0 | 0 | 0 | 0 | 0 | 0 | 0 | 0 | 0 | 0 | 0 | 0 | 0 | 0 | 0 | 0 | 0 | 0 | 0 | 0 | 0 | 0 | 0 | 0 | 0 | 0 | 0 | 1 | 1 | 1 | 1 | 1 | 1 | 1 | 1 | 0 | 1 | 0 | 1 | 1 | 0 | 1 | 0 | 0 | 0 | 0 | 2 |  | 0 | 0 | 0 | 0 | 0 | 0 | 0 | 0 | 0 | 0 | 0 | 0 | 0 | 0 | 0 | 0 | 0 | 0 | 0 | 0 | 0 | 0 | 0 | 0 | 0 | 0 | 0 | 0 | 0 | 0 | 3 | 0 | 5 | 1 | 3 | 0 | -656.8 | -4686.972 | -3687.5882 | Borden-Storey #1 230kV line | Gates 500/230kV TB #11 | Gates 500/230kV TB #11 |  | 0 | 0 | 0 | 1 | 0 | 0 | 95.5 | -31.24 | 126.1276 | Bellota-Weber 230kV line | Los Banos 500/230kV TB | Oro Loma-El Nido 115kV Line |  | 5 | 3 | YES | 3 | 5 | 1 | YES | 2
PG&E GBA | Menlo | 60 | 0 | 0 | 0 | 0 | 0 | 0 | 0 | 0 | 0 | 0 | 0 | 0 | 0 | 0 | 0 | 0 | 0 | 0 | 0 | 0 | 0 | 0 | 0 | 0 | 0 | 0 | 0 | 0 | 0 | 0 | 0 | 0 | 0 | 0 | 0 | 0 | 0 | 0 | 0 | 1 | 0 | 0 | 0 | 0 | 0 | 0 | 0 | 0 | 0 | 0 | 0 | 0 | 1 | 0 | 0 | 1 | 0 | 0 | 0 | 0 | 0 | 0 | 0 | 0 | 0 | 0 | 0 | 0 | 0 | 0 | 0 | 0 | 0 | 0 | 0 | 0 | 0 | 0 | 0 | 0 | 0 | 0 | 0 | 0 | 0 | 0 | 0 | 0 | 0 | 0 | 0 | 0 | 0 | 0 | 0 | 0 | 0 | 1 |  | 0 | 0 | 0 | 0 | 0 | 0 | 0 | 0 | 0 | 0 | 0 | 0 | 0 | 0 | 0 | 0 | 0 | 0 | 0 | 0 | 0 | 0 | 0 | 0 | 0 | 0 | 0 | 0 | 0 | 0 | 1 | 0 | 1 | 0 | 0 | 0 | -1547.69 | -1002.9112 | 977.7909 | Collinsville-Tesla 500 kV Line | Collinsville-Tesla 500 kV Line | Collinsville-Tesla 500 kV Line |  | 0 | 0 | 0 | 0 | 0 | 0 | 2401.7 | 2386.26 | 977.7909 | Sobrante-Moraga 230 kV line | Sobrante-Moraga 230 kV line | Collinsville-Tesla 500 kV Line |  | 5 | 1 | YES | 2 | 1 | 1 | NO | 1
PG&E FRESNO | Merced | 115 | 0 | 0 | 0 | 0 | 0 | 0 | 0 | 0 | 0 | 0 | 0 | 0 | 0 | 0 | 0 | 0 | 0 | 0 | 0 | 0 | 0 | 0 | 0 | 0 | 0 | 0 | 0 | 0 | 0 | 0 | 0 | 0 | 0 | 0 | 0 | 0 | 0 | 0 | 0 | 0 | 0 | 0 | 0 | 0 | 0 | 1 | 0 | 0 | 0 | 0 | 0 | 0 | 0 | 0 | 0 | 0 | 0 | 0 | 0 | 1 | 0 | 0 | 0 | 0 | 0 | 0 | 0 | 0 | 0 | 0 | 0 | 0 | 0 | 0 | 0 | 0 | 0 | 0 | 1 | 1 | 0 | 1 | 1 | 1 | 1 | 1 | 0 | 1 | 1 | 1 | 0 | 0 | 1 | 0 | 0 | 0 | 0 | 2 |  | 0 | 0 | 0 | 0 | 0 | 0 | 0 | 0 | 0 | 0 | 0 | 0 | 0 | 0 | 0 | 0 | 0 | 0 | 0 | 0 | 0 | 0 | 0 | 0 | 0 | 0 | 0 | 0 | 0 | 0 | 3 | 0 | 5 | 1 | 3 | 0 | -656.8 | -4686.972 | -3687.5882 | Borden-Storey #1 230kV line | Gates 500/230kV TB #11 | Gates 500/230kV TB #11 |  | 0 | 0 | 0 | 1 | 0 | 0 | 95.5 | -31.24 | 126.1276 | Bellota-Weber 230kV line | Los Banos 500/230kV TB | Oro Loma-El Nido 115kV Line |  | 5 | 3 | YES | 3 | 5 | 1 | YES | 2
EOP | Mercury | 138 | 0 | 0 | 0 | 0 | 0 | 0 | 0 | 0 | 0 | 0 | 0 | 0 | 0 | 0 | 0 | 0 | 0 | 0 | 0 | 0 | 0 | 0 | 1 | 1 | 1 | 0 | 0 | 0 | 0 | 0 | 0 | 0 | 0 | 0 | 0 | 0 | 0 | 0 | 0 | 0 | 0 | 0 | 0 | 0 | 0 | 0 | 0 | 0 | 0 | 0 | 0 | 0 | 0 | 0 | 0 | 0 | 0 | 0 | 0 | 0 | 0 | 0 | 0 | 0 | 0 | 0 | 0 | 0 | 0 | 0 | 0 | 0 | 0 | 0 | 0 | 0 | 0 | 0 | 0 | 0 | 0 | 0 | 0 | 0 | 0 | 0 | 0 | 0 | 0 | 0 | 0 | 0 | 0 | 0 | 0 | 0 | 0 | 2 |  | 0 | 0 | 0 | 0 | 0 | 0 | 0 | 0 | 0 | 0 | 0 | 0 | 0 | 0 | 0 | 0 | 0 | 0 | 0 | 0 | 0 | 0 | 0 | 0 | 0 | 0 | 0 | 0 | 0 | 0 | 1 | 1 | 1 | 0 | 0 | 1 | -4343.191 | -2038.908 | -1396.283 | Lugo - Victorville area constraint | Lugo - Victorville area constraint | Lugo - Victorville area constraint |  | 0 | 1 | 0 | 0 | 0 | 0 | -160.5 | 1398.25 | 3367.55 | Sloan Canyon - Eldorado 500 kV constraint | Sloan Canyon - Eldorado 500 kV constraint | GLW 230kV area constraint |  | 5 | 3 | YES | 3 | 4 | 1 | YES | 2
PG&E FRESNO | Mercy Springs | 70 | 0 | 0 | 0 | 0 | 0 | 0 | 0 | 0 | 0 | 0 | 0 | 0 | 0 | 0 | 0 | 0 | 0 | 0 | 0 | 0 | 0 | 0 | 0 | 0 | 0 | 0 | 0 | 0 | 0 | 0 | 0 | 0 | 0 | 0 | 0 | 0 | 0 | 0 | 0 | 0 | 0 | 0 | 0 | 0 | 0 | 0 | 0 | 0 | 0 | 0 | 0 | 0 | 0 | 0 | 0 | 0 | 0 | 0 | 0 | 0 | 0 | 0 | 0 | 0 | 0 | 0 | 0 | 0 | 0 | 0 | 0 | 0 | 0 | 0 | 0 | 0 | 0 | 0 | 1 | 1 | 0 | 0 | 0 | 0 | 0 | 1 | 0 | 0 | 0 | 0 | 0 | 0 | 0 | 0 | 0 | 0 | 0 | 1 |  | 0 | 0 | 0 | 0 | 0 | 0 | 0 | 0 | 0 | 0 | 0 | 0 | 0 | 0 | 0 | 0 | 0 | 0 | 0 | 0 | 0 | 0 | 0 | 0 | 0 | 75 | 78 | 0 | 0 | 1 | 0 | 0 | 2 | 1 | 2 | 0 | 119.27 | -4686.972 | -3687.5882 | Gates 500/230kV TB #12 | Gates 500/230kV TB #11 | Gates 500/230kV TB #11 |  | 0 | 0 | 0 | 1 | 0 | 0 | 244.55 | -31.24 | 2655.4118 | Los Banos 500/230kV TB | Los Banos 500/230kV TB | Gates 500/230kV TB #11 |  | 5 | 3 | YES | 3 | 5 | 1 | YES | 2
PG&E NGBA | Meridian | 60 | 0 | 0 | 0 | 0 | 0 | 0 | 0 | 0 | 0 | 0 | 0 | 0 | 0 | 0 | 0 | 0 | 0 | 0 | 0 | 0 | 0 | 0 | 0 | 0 | 0 | 0 | 0 | 0 | 0 | 0 | 0 | 0 | 0 | 0 | 0 | 0 | 0 | 0 | 0 | 1 | 0 | 0 | 0 | 0 | 0 | 0 | 0 | 0 | 0 | 0 | 0 | 0 | 1 | 0 | 0 | 0 | 0 | 0 | 0 | 0 | 0 | 0 | 0 | 0 | 0 | 0 | 1 | 0 | 0 | 0 | 0 | 0 | 0 | 0 | 0 | 0 | 0 | 0 | 0 | 0 | 0 | 0 | 0 | 0 | 0 | 0 | 0 | 0 | 0 | 0 | 0 | 0 | 0 | 0 | 0 | 0 | 0 | 1 |  | 0 | 0 | 0 | 0 | 0 | 0 | 0 | 0 | 0 | 0 | 0 | 0 | 0 | 0 | 0 | 0 | 0 | 0 | 0 | 0 | 0 | 0 | 0 | 0 | 0 | 0 | 0 | 0 | 0 | 0 | 2 | 0 | 2 | 0 | 0 | 0 | -1547.69 | -1002.9112 | 337.0526 | Collinsville-Tesla 500 kV Line | Collinsville-Tesla 500 kV Line | Birds Landing-Contra Costa 230kV Line |  | 0 | 0 | 0 | 0 | 0 | 0 | 1452.61 | 1744.7038 | 337.0526 | Birds Landing-Contra Costa 230kV Line | Birds Landing-Contra Costa 230kV Line | Birds Landing-Contra Costa 230kV Line |  | 5 | 1 | YES | 2 | 1 | 1 | NO | 1
PG&E KERN | Mesa (PGE) | 115 | 0 | 0 | 0 | 0 | 0 | 0 | 0 | 0 | 0 | 0 | 0 | 0 | 0 | 0 | 0 | 0 | 0 | 0 | 0 | 0 | 0 | 0 | 0 | 0 | 0 | 0 | 0 | 0 | 0 | 0 | 0 | 0 | 0 | 0 | 0 | 0 | 0 | 0 | 0 | 0 | 0 | 0 | 0 | 0 | 0 | 0 | 0 | 0 | 0 | 0 | 0 | 0 | 0 | 0 | 0 | 0 | 0 | 0 | 0 | 0 | 0 | 0 | 0 | 0 | 0 | 0 | 0 | 1 | 1 | 0 | 0 | 0 | 0 | 0 | 0 | 0 | 0 | 0 | 0 | 1 | 0 | 0 | 0 | 0 | 0 | 1 | 0 | 0 | 0 | 0 | 0 | 0 | 0 | 0 | 0 | 1 | 0 | 1 |  | 0 | 0 | 0 | 0 | 0 | 0 | 0 | 0 | 0 | 0 | 0 | 0 | 0 | 0 | 0 | 0 | 0 | 0 | 0 | 0 | 0 | 0 | 0 | 0 | 0 | 0 | 0 | 0 | 0 | 0 | 0 | 0 | 1 | 1 | 1 | 0 | 120.85 | -4686.972 | -3687.5882 | Cal Flat-Gates 230 kV line | Gates 500/230kV TB #11 | Gates 500/230kV TB #11 |  | 0 | 0 | 0 | 1 | 0 | 0 | 120.85 | -31.24 | 251.3788 | Cal Flat-Gates 230 kV line | Los Banos 500/230kV TB | Gates-Arco 230 kV Line |  | 5 | 3 | YES | 3 | 5 | 1 | YES | 2
PG&E KERN | Mesa (PGE) | 230 | 0 | 0 | 0 | 0 | 0 | 0 | 0 | 0 | 0 | 0 | 0 | 0 | 0 | 0 | 0 | 0 | 0 | 0 | 0 | 0 | 0 | 0 | 0 | 0 | 0 | 0 | 0 | 0 | 0 | 0 | 0 | 0 | 0 | 0 | 0 | 0 | 0 | 0 | 0 | 0 | 0 | 0 | 0 | 0 | 0 | 0 | 0 | 0 | 0 | 0 | 0 | 0 | 0 | 0 | 0 | 0 | 0 | 0 | 0 | 0 | 0 | 0 | 0 | 0 | 0 | 0 | 0 | 1 | 0 | 0 | 0 | 0 | 0 | 0 | 0 | 0 | 0 | 0 | 1 | 1 | 0 | 0 | 0 | 0 | 0 | 0 | 0 | 0 | 0 | 0 | 0 | 0 | 0 | 0 | 1 | 1 | 0 | 0 |  | 0 | 0 | 0 | 0 | 0 | 0 | 0 | 0 | 0 | 0 | 0 | 0 | 0 | 0 | 0 | 0 | 0 | 0 | 0 | 0 | 0 | 0 | 0 | 0 | 0 | 0 | 0 | 0 | 250 | 1 | 0 | 0 | 3 | 0 | 2 | 1 | 119.27 | -4686.972 | -3687.5882 | Gates 500/230kV TB #12 | Gates 500/230kV TB #11 | Gates 500/230kV TB #11 |  | 0 | 0 | 0 | 0 | 0 | 0 | 120.85 | 383.59 | 342.7684 | Cal Flat-Gates 230 kV line | Cal Flat-Gates 230 kV line | Mustang-Henrietta 230 kV line |  | 5 | 1 | YES | 2 | 5 | 1 | YES | 2
SCE Metro | Mesa (SCE) | 230 | 0 | 0 | 0 | 0 | 0 | 0 | 0 | 0 | 0 | 1 | 0 | 0 | 0 | 0 | 0 | 0 | 0 | 0 | 0 | 0 | 0 | 0 | 0 | 0 | 0 | 0 | 0 | 0 | 0 | 0 | 0 | 0 | 0 | 0 | 0 | 0 | 0 | 0 | 0 | 0 | 0 | 0 | 0 | 0 | 0 | 0 | 0 | 0 | 0 | 0 | 0 | 0 | 0 | 0 | 0 | 0 | 0 | 0 | 0 | 0 | 0 | 0 | 0 | 0 | 0 | 0 | 0 | 0 | 0 | 0 | 0 | 0 | 0 | 0 | 0 | 0 | 0 | 0 | 0 | 0 | 0 | 0 | 0 | 0 | 0 | 0 | 0 | 0 | 0 | 0 | 0 | 0 | 0 | 0 | 0 | 0 | 0 | 0 |  | 0 | 0 | 0 | 0 | 0 | 0 | 0 | 0 | 0 | 1.92 | 0 | 106.2 | 0 | 0 | 1 | 0 | 0 | 0 | 0 | 0 | 0 | 0 | 0 | 1.92 | 1.92 | 0 | 106.2 | 0 | 0 | 1 | 0 | 0 | 0 | 0 | 0 | 0 | 3800.7188 | 8091.008 | 21779.8411 | SCE Metro Area Default Constraint | SCE Metro Area Default Constraint | SCE Metro Area Default Constraint |  | 0 | 0 | 0 | 0 | 0 | 0 | 3800.7188 | 8091.008 | 21779.8411 | SCE Metro Area Default Constraint | SCE Metro Area Default Constraint | SCE Metro Area Default Constraint |  | 1 | 1 | NO | 1 | 1 | 1 | NO | 1
SCE Metro | Mesa (SCE) | 500 | 0 | 0 | 0 | 0 | 0 | 0 | 0 | 0 | 0 | 1 | 0 | 0 | 0 | 0 | 0 | 0 | 0 | 0 | 0 | 0 | 0 | 0 | 0 | 0 | 0 | 0 | 0 | 0 | 0 | 0 | 0 | 0 | 0 | 0 | 0 | 0 | 0 | 0 | 0 | 0 | 0 | 0 | 0 | 0 | 0 | 0 | 0 | 0 | 0 | 0 | 0 | 0 | 0 | 0 | 0 | 0 | 0 | 0 | 0 | 0 | 0 | 0 | 0 | 0 | 0 | 0 | 0 | 0 | 0 | 0 | 0 | 0 | 0 | 0 | 0 | 0 | 0 | 0 | 0 | 0 | 0 | 0 | 0 | 0 | 0 | 0 | 0 | 0 | 0 | 0 | 0 | 0 | 0 | 0 | 0 | 0 | 0 | 0 |  | 0 | 0 | 0 | 0 | 0 | 0 | 0 | 0 | 0 | 0 | 0 | 0 | 0 | 0 | 0 | 0 | 0 | 0 | 0 | 0 | 0 | 0 | 0 | 0 | 0 | 0 | 0 | 0 | 0 | 0 | 0 | 0 | 0 | 0 | 0 | 0 | 3800.7188 | 8091.008 | 21779.8411 | SCE Metro Area Default Constraint | SCE Metro Area Default Constraint | SCE Metro Area Default Constraint |  | 0 | 0 | 0 | 0 | 0 | 0 | 3800.7188 | 8091.008 | 21779.8411 | SCE Metro Area Default Constraint | SCE Metro Area Default Constraint | SCE Metro Area Default Constraint |  | 1 | 1 | NO | 1 | 1 | 1 | NO | 1
SDGE | Mesa Heights | 69 | 0 | 0 | 0 | 0 | 0 | 0 | 0 | 0 | 0 | 0 | 0 | 0 | 0 | 0 | 0 | 0 | 0 | 0 | 0 | 0 | 0 | 0 | 0 | 0 | 0 | 0 | 0 | 0 | 0 | 0 | 0 | 0 | 1 | 0 | 0 | 0 | 0 | 0 | 0 | 0 | 0 | 0 | 0 | 0 | 0 | 0 | 0 | 0 | 0 | 0 | 0 | 0 | 0 | 0 | 0 | 0 | 0 | 0 | 0 | 0 | 0 | 0 | 0 | 0 | 0 | 0 | 0 | 0 | 0 | 0 | 0 | 0 | 0 | 0 | 0 | 0 | 0 | 0 | 0 | 0 | 0 | 0 | 0 | 0 | 0 | 0 | 0 | 0 | 0 | 0 | 0 | 0 | 0 | 0 | 0 | 0 | 0 | 1 |  | 0 | 0 | 0 | 0 | 0 | 0 | 0 | 0 | 0 | 0 | 0 | 9 | 0 | 0 | 1 | 0 | 0 | 0 | 0 | 0 | 0 | 0 | 0 | 0 | 0 | 0 | 9 | 0 | 0 | 1 | 0 | 1 | 0 | 1 | 0 | 0 | -99.1 | -698.67 | 1394.7114 | San Luis Rey-San Onofre 230 kV line constraint | San Luis Rey-San Onofre 230 kV line constraint | San Luis Rey-San Onofre 230 kV line constraint |  | 0 | 1 | 0 | 1 | 0 | 0 | -99.1 | -698.67 | 1394.7114 | San Luis Rey-San Onofre 230 kV line constraint | San Luis Rey-San Onofre 230 kV line constraint | San Luis Rey-San Onofre 230 kV line constraint |  | 4 | 4 | NO | 4 | 1 | 1 | NO | 1
PG&E GBA | Metcalf | 115 | 0 | 0 | 0 | 0 | 0 | 0 | 0 | 0 | 0 | 0 | 0 | 0 | 0 | 0 | 0 | 0 | 0 | 0 | 0 | 0 | 0 | 0 | 0 | 0 | 0 | 0 | 0 | 0 | 0 | 0 | 0 | 0 | 0 | 0 | 0 | 0 | 0 | 0 | 0 | 0 | 0 | 0 | 0 | 0 | 0 | 0 | 0 | 0 | 0 | 0 | 0 | 0 | 0 | 0 | 0 | 1 | 0 | 0 | 0 | 1 | 0 | 0 | 0 | 0 | 0 | 0 | 0 | 0 | 0 | 0 | 0 | 0 | 0 | 0 | 0 | 0 | 0 | 0 | 0 | 0 | 0 | 0 | 0 | 0 | 0 | 0 | 0 | 0 | 0 | 0 | 0 | 0 | 0 | 0 | 0 | 0 | 0 | 0 |  | 0 | 0 | 0 | 0 | 0 | 0 | 0 | 0 | 0 | 0 | 0 | 0 | 0 | 0 | 0 | 0 | 0 | 0 | 0 | 0 | 0 | 0 | 0 | 0 | 0 | 0 | 0 | 0 | 0 | 0 | 0 | 0 | 0 | 0 | 0 | 0 | 1239.96 | 828.4538 | 1461.1652 | Tesla-Bellota 230 kV line | Tesla-Bellota 230 kV line | Tesla-Bellota 230 kV line |  | 0 | 0 | 0 | 0 | 0 | 0 | 1539.96 | 1128.4538 | 1461.1652 | Tesla-Bellota 230 kV line | Tesla-Bellota 230 kV line | Tesla-Bellota 230 kV line |  | 1 | 1 | NO | 1 | 1 | 1 | NO | 1
PG&E GBA | Metcalf | 230 | 0 | 0 | 0 | 0 | 0 | 0 | 0 | 0 | 0 | 0 | 0 | 0 | 0 | 0 | 0 | 0 | 0 | 0 | 0 | 0 | 0 | 0 | 0 | 0 | 0 | 0 | 0 | 0 | 0 | 0 | 0 | 0 | 0 | 0 | 0 | 0 | 0 | 0 | 0 | 0 | 0 | 0 | 0 | 0 | 0 | 0 | 0 | 0 | 0 | 0 | 0 | 0 | 0 | 0 | 0 | 1 | 0 | 0 | 0 | 1 | 0 | 0 | 0 | 0 | 0 | 0 | 0 | 0 | 0 | 0 | 0 | 0 | 0 | 0 | 0 | 0 | 0 | 0 | 0 | 0 | 0 | 0 | 0 | 0 | 0 | 0 | 0 | 0 | 0 | 0 | 0 | 0 | 0 | 0 | 0 | 0 | 0 | 0 |  | 0 | 0 | 0 | 0 | 0 | 0 | 0 | 0 | 0 | 0 | 0 | 0 | 0 | 0 | 0 | 0 | 0 | 0 | 0 | 0 | 0 | 0 | 0 | 0 | 0 | 0 | 0 | 0 | 0 | 0 | 0 | 0 | 0 | 0 | 0 | 0 | 1239.96 | 828.4538 | 1461.1652 | Tesla-Bellota 230 kV line | Tesla-Bellota 230 kV line | Tesla-Bellota 230 kV line |  | 0 | 0 | 0 | 0 | 0 | 0 | 1539.96 | 1128.4538 | 1461.1652 | Tesla-Bellota 230 kV line | Tesla-Bellota 230 kV line | Tesla-Bellota 230 kV line |  | 1 | 1 | NO | 1 | 1 | 1 | NO | 1
PG&E GBA | Metcalf | 500 | 0 | 0 | 0 | 0 | 0 | 0 | 0 | 0 | 0 | 0 | 0 | 0 | 0 | 0 | 0 | 0 | 0 | 0 | 0 | 0 | 0 | 0 | 0 | 0 | 0 | 0 | 0 | 0 | 0 | 0 | 0 | 0 | 0 | 0 | 0 | 0 | 0 | 0 | 0 | 0 | 0 | 0 | 0 | 0 | 0 | 0 | 0 | 0 | 0 | 0 | 0 | 0 | 0 | 0 | 0 | 0 | 0 | 0 | 0 | 0 | 0 | 0 | 0 | 0 | 0 | 0 | 0 | 0 | 0 | 0 | 0 | 0 | 0 | 0 | 0 | 0 | 0 | 0 | 0 | 0 | 0 | 0 | 0 | 0 | 0 | 0 | 0 | 0 | 0 | 0 | 0 | 0 | 0 | 0 | 0 | 0 | 1 | 0 |  | 0 | 0 | 0 | 0 | 0 | 0 | 0 | 0 | 0 | 0 | 0 | 0 | 0 | 0 | 0 | 0 | 0 | 0 | 0 | 0 | 0 | 0 | 0 | 0 | 0 | 0 | 0 | 0 | 0 | 0 | 0 | 0 | 0 | 0 | 0 | 0 | 631 | 135.75 | 5092 | NEW-Metcalf-Mosslanding 500kV | NEW-Metcalf-Mosslanding 500kV | NEW-Metcalf-Mosslanding 500kV |  | 0 | 0 | 0 | 0 | 0 | 0 | 631 | 135.75 | 5092 | NEW-Metcalf-Mosslanding 500kV | NEW-Metcalf-Mosslanding 500kV | NEW-Metcalf-Mosslanding 500kV |  | 1 | 1 | NO | 1 | 1 | 1 | NO | 1
PG&E KERN | Midway | 115 | 0 | 0 | 0 | 0 | 0 | 0 | 0 | 0 | 0 | 0 | 0 | 0 | 0 | 0 | 0 | 0 | 0 | 0 | 0 | 0 | 0 | 0 | 0 | 0 | 0 | 0 | 0 | 0 | 0 | 0 | 0 | 0 | 0 | 0 | 0 | 0 | 0 | 0 | 0 | 0 | 0 | 0 | 0 | 0 | 0 | 0 | 0 | 0 | 0 | 0 | 0 | 0 | 0 | 0 | 0 | 0 | 0 | 0 | 0 | 0 | 0 | 0 | 0 | 0 | 0 | 0 | 0 | 1 | 1 | 0 | 0 | 0 | 0 | 0 | 1 | 0 | 0 | 0 | 1 | 1 | 0 | 0 | 0 | 0 | 0 | 0 | 0 | 0 | 0 | 0 | 0 | 0 | 0 | 0 | 1 | 0 | 0 | 0 |  | 0 | 0 | 0 | 0 | 0 | 0 | 0 | 0 | 0 | 0 | 0 | 0 | 0 | 0 | 0 | 0 | 0 | 0 | 0 | 0 | 0 | 0 | 0 | 0 | 0 | 0 | 0 | 0 | 0 | 0 | 0 | 0 | 3 | 0 | 2 | 1 | 119.27 | -4686.972 | -3687.5882 | Gates 500/230kV TB #12 | Gates 500/230kV TB #11 | Gates 500/230kV TB #11 |  | 0 | 0 | 0 | 0 | 0 | 0 | 120.85 | 383.59 | 251.3788 | Cal Flat-Gates 230 kV line | Cal Flat-Gates 230 kV line | Gates-Arco 230 kV Line |  | 5 | 1 | YES | 2 | 5 | 1 | YES | 2
PG&E KERN | Midway | 230 | 0 | 0 | 0 | 0 | 0 | 0 | 0 | 0 | 0 | 0 | 0 | 0 | 0 | 0 | 0 | 0 | 0 | 0 | 0 | 0 | 0 | 0 | 0 | 0 | 0 | 0 | 0 | 0 | 0 | 0 | 0 | 0 | 0 | 0 | 0 | 0 | 0 | 0 | 0 | 0 | 0 | 0 | 0 | 0 | 0 | 0 | 0 | 0 | 0 | 0 | 0 | 0 | 0 | 0 | 0 | 0 | 0 | 0 | 0 | 0 | 0 | 0 | 0 | 0 | 0 | 0 | 0 | 1 | 1 | 0 | 0 | 0 | 0 | 0 | 0 | 0 | 0 | 0 | 1 | 1 | 0 | 0 | 0 | 0 | 0 | 0 | 0 | 0 | 0 | 0 | 0 | 0 | 0 | 0 | 1 | 0 | 0 | 0 |  | 0 | 0 | 0 | 0 | 0 | 0 | 0 | 0 | 0 | 0 | 0 | 0 | 0 | 0 | 0 | 0 | 0 | 0 | 0 | 0 | 0 | 0 | 0 | 0 | 0 | 0 | 0 | 0 | 0 | 0 | 0 | 0 | 3 | 0 | 2 | 1 | 119.27 | -4686.972 | -3687.5882 | Gates 500/230kV TB #12 | Gates 500/230kV TB #11 | Gates 500/230kV TB #11 |  | 0 | 0 | 0 | 0 | 0 | 0 | 120.85 | 383.59 | 251.3788 | Cal Flat-Gates 230 kV line | Cal Flat-Gates 230 kV line | Gates-Arco 230 kV Line |  | 5 | 1 | YES | 2 | 5 | 1 | YES | 2
PG&E KERN | Midway | 500 | 0 | 0 | 0 | 0 | 0 | 0 | 0 | 0 | 0 | 0 | 0 | 0 | 0 | 0 | 0 | 0 | 0 | 0 | 0 | 0 | 0 | 0 | 0 | 0 | 0 | 0 | 0 | 0 | 0 | 0 | 0 | 0 | 0 | 0 | 0 | 0 | 0 | 0 | 0 | 0 | 0 | 0 | 0 | 0 | 0 | 0 | 0 | 0 | 0 | 0 | 0 | 0 | 0 | 0 | 0 | 0 | 0 | 0 | 0 | 0 | 0 | 0 | 0 | 0 | 0 | 0 | 0 | 0 | 0 | 0 | 0 | 0 | 0 | 0 | 0 | 0 | 0 | 0 | 0 | 0 | 0 | 0 | 0 | 0 | 0 | 0 | 0 | 0 | 0 | 0 | 0 | 0 | 0 | 0 | 1 | 0 | 0 | 0 |  | 0 | 0 | 0 | 0 | 0 | 0 | 0 | 0 | 0 | 0 | 0 | 0 | 0 | 0 | 0 | 0 | 0 | 0 | 0 | 0 | 0 | 0 | 0 | 0 | 400 | 160 | 0 | 0 | 0 | 1 | 0 | 0 | 1 | 0 | 0 | 1 | 2289.77 | -1717.512 | -2136.2316 | Mustang-Henrietta 230 kV line | Mustang-Henrietta 230 kV line | Mustang-Henrietta 230 kV line |  | 0 | 0 | 0 | 0 | 0 | 0 | 4768.77 | 761.488 | 342.7684 | Mustang-Henrietta 230 kV line | Mustang-Henrietta 230 kV line | Mustang-Henrietta 230 kV line |  | 5 | 1 | YES | 2 | 4 | 1 | YES | 2
SDGE | Miguel | 230 | 0 | 0 | 0 | 0 | 0 | 0 | 0 | 0 | 0 | 0 | 0 | 0 | 0 | 0 | 0 | 0 | 0 | 0 | 0 | 0 | 0 | 0 | 0 | 0 | 0 | 0 | 0 | 0 | 1 | 0 | 1 | 0 | 1 | 0 | 0 | 1 | 1 | 0 | 0 | 0 | 0 | 0 | 0 | 0 | 0 | 0 | 0 | 0 | 0 | 0 | 0 | 0 | 0 | 0 | 0 | 0 | 0 | 0 | 0 | 0 | 0 | 0 | 0 | 0 | 0 | 0 | 0 | 0 | 0 | 0 | 0 | 0 | 0 | 0 | 0 | 0 | 0 | 0 | 0 | 0 | 0 | 0 | 0 | 0 | 0 | 0 | 0 | 0 | 0 | 0 | 0 | 0 | 0 | 0 | 0 | 0 | 0 | 5 |  | 0 | 0 | 0 | 0 | 0 | 0 | 0 | 0 | 0 | 0 | 0 | 0 | 0 | 0 | 0 | 0 | 0 | 0 | 0 | 0 | 0 | 0 | 0 | 0 | 0 | 0 | 0 | 0 | 0 | 0 | 0 | 1 | 0 | 2 | 0 | 0 | -99.1 | -698.67 | 216.1064 | San Luis Rey-San Onofre 230 kV line constraint | San Luis Rey-San Onofre 230 kV line constraint | Silvergate-Old Town 230 kV constraint |  | 0 | 1 | 0 | 2 | 0 | 0 | -99.1 | -698.67 | 216.1064 | San Luis Rey-San Onofre 230 kV line constraint | San Luis Rey-San Onofre 230 kV line constraint | Silvergate-Old Town 230 kV constraint |  | 4 | 4 | NO | 4 | 1 | 1 | NO | 1
SDGE | Miguel | 500 | 0 | 0 | 0 | 0 | 0 | 0 | 0 | 0 | 0 | 0 | 0 | 0 | 0 | 0 | 0 | 0 | 0 | 0 | 0 | 0 | 0 | 0 | 0 | 0 | 0 | 0 | 0 | 0 | 1 | 0 | 1 | 0 | 1 | 0 | 0 | 1 | 1 | 0 | 0 | 0 | 0 | 0 | 0 | 0 | 0 | 0 | 0 | 0 | 0 | 0 | 0 | 0 | 0 | 0 | 0 | 0 | 0 | 0 | 0 | 0 | 0 | 0 | 0 | 0 | 0 | 0 | 0 | 0 | 0 | 0 | 0 | 0 | 0 | 0 | 0 | 0 | 0 | 0 | 0 | 0 | 0 | 0 | 0 | 0 | 0 | 0 | 0 | 0 | 0 | 0 | 0 | 0 | 0 | 0 | 0 | 0 | 0 | 5 |  | 0 | 0 | 0 | 0 | 0 | 0 | 0 | 0 | 0 | 0 | 0 | 0 | 0 | 0 | 0 | 0 | 0 | 0 | 0 | 0 | 0 | 0 | 0 | 0 | 0 | 0 | 0 | 0 | 0 | 0 | 0 | 1 | 0 | 2 | 0 | 0 | -99.1 | -698.67 | 216.1064 | San Luis Rey-San Onofre 230 kV line constraint | San Luis Rey-San Onofre 230 kV line constraint | Silvergate-Old Town 230 kV constraint |  | 0 | 1 | 0 | 2 | 0 | 0 | -99.1 | -698.67 | 216.1064 | San Luis Rey-San Onofre 230 kV line constraint | San Luis Rey-San Onofre 230 kV line constraint | Silvergate-Old Town 230 kV constraint |  | 4 | 4 | NO | 4 | 1 | 1 | NO | 1
SDGE | Miguel | 69 | 0 | 0 | 0 | 0 | 0 | 0 | 0 | 0 | 0 | 0 | 0 | 0 | 0 | 0 | 0 | 0 | 0 | 0 | 0 | 0 | 0 | 0 | 0 | 0 | 0 | 0 | 0 | 1 | 0 | 1 | 1 | 0 | 1 | 0 | 0 | 1 | 1 | 0 | 0 | 0 | 0 | 0 | 0 | 0 | 0 | 0 | 0 | 0 | 0 | 0 | 0 | 0 | 0 | 0 | 0 | 0 | 0 | 0 | 0 | 0 | 0 | 0 | 0 | 0 | 0 | 0 | 0 | 0 | 0 | 0 | 0 | 0 | 0 | 0 | 0 | 0 | 0 | 0 | 0 | 0 | 0 | 0 | 0 | 0 | 0 | 0 | 0 | 0 | 0 | 0 | 0 | 0 | 0 | 0 | 0 | 0 | 0 | 4 |  | 0 | 0 | 0 | 0 | 0 | 0 | 0 | 0 | 0 | 0 | 0 | 9.75 | 0 | 0 | 1 | 0 | 0 | 0 | 0 | 0 | 0 | 0 | 0 | 0 | 0 | 0 | 9.75 | 0 | 0 | 1 | 0 | 1 | 0 | 2 | 0 | 0 | -99.1 | -698.67 | 216.1064 | San Luis Rey-San Onofre 230 kV line constraint | San Luis Rey-San Onofre 230 kV line constraint | Silvergate-Old Town 230 kV constraint |  | 0 | 1 | 0 | 2 | 0 | 0 | -99.1 | -698.67 | 216.1064 | San Luis Rey-San Onofre 230 kV line constraint | San Luis Rey-San Onofre 230 kV line constraint | Silvergate-Old Town 230 kV constraint |  | 4 | 4 | NO | 4 | 1 | 1 | NO | 1
PG&E GBA | Millbrae | 115 | 0 | 0 | 0 | 0 | 0 | 0 | 0 | 0 | 0 | 0 | 0 | 0 | 0 | 0 | 0 | 0 | 0 | 0 | 0 | 0 | 0 | 0 | 0 | 0 | 0 | 0 | 0 | 0 | 0 | 0 | 0 | 0 | 0 | 0 | 0 | 0 | 0 | 0 | 0 | 0 | 0 | 0 | 0 | 0 | 0 | 0 | 0 | 0 | 0 | 0 | 0 | 0 | 1 | 0 | 0 | 1 | 0 | 0 | 0 | 0 | 0 | 0 | 0 | 0 | 0 | 1 | 0 | 0 | 0 | 0 | 0 | 0 | 0 | 0 | 0 | 0 | 0 | 0 | 0 | 0 | 0 | 0 | 0 | 0 | 0 | 0 | 0 | 0 | 0 | 0 | 0 | 0 | 0 | 0 | 0 | 0 | 0 | 1 |  | 0 | 0 | 0 | 0 | 0 | 0 | 0 | 0 | 0 | 0 | 0 | 0 | 0 | 0 | 0 | 0 | 0 | 0 | 0 | 0 | 0 | 0 | 0 | 0 | 0 | 0 | 0 | 0 | 0 | 0 | 0 | 0 | 0 | 0 | 0 | 0 | 2401.7 | 2386.26 | 4322.36 | Sobrante-Moraga 230 kV line | Sobrante-Moraga 230 kV line | Sobrante-Moraga 230 kV line |  | 0 | 0 | 0 | 0 | 0 | 0 | 2401.7 | 2386.26 | 4322.36 | Sobrante-Moraga 230 kV line | Sobrante-Moraga 230 kV line | Sobrante-Moraga 230 kV line |  | 1 | 1 | NO | 1 | 1 | 1 | NO | 1
PG&E GBA | Miller | 115 | 0 | 0 | 0 | 0 | 0 | 0 | 0 | 0 | 0 | 0 | 0 | 0 | 0 | 0 | 0 | 0 | 0 | 0 | 0 | 0 | 0 | 0 | 0 | 0 | 0 | 0 | 0 | 0 | 0 | 0 | 0 | 0 | 0 | 0 | 0 | 0 | 0 | 0 | 0 | 0 | 0 | 0 | 0 | 0 | 0 | 1 | 0 | 0 | 0 | 0 | 0 | 0 | 0 | 0 | 0 | 1 | 0 | 1 | 0 | 1 | 0 | 0 | 0 | 0 | 0 | 1 | 0 | 0 | 0 | 0 | 0 | 0 | 0 | 0 | 0 | 0 | 0 | 0 | 0 | 0 | 0 | 0 | 0 | 0 | 0 | 0 | 0 | 0 | 0 | 0 | 0 | 0 | 0 | 0 | 0 | 0 | 0 | 0 |  | 0 | 0 | 0 | 0 | 0 | 0 | 0 | 0 | 0 | 0 | 0 | 0 | 0 | 0 | 0 | 100 | 0 | 0 | 0 | 0 | 0 | 0 | 0 | 0 | 0 | 0 | 0 | 0 | 0 | 1 | 2 | 0 | 1 | 0 | 0 | 0 | -364.5 | -312.19 | 543.909 | Bellota-Weber 230kV line | Bellota-Weber 230kV line | Kasson Jct-Heinz 115 kV line |  | 1 | 0 | 0 | 0 | 0 | 0 | -52.2 | 5.59 | 543.909 | Kasson Jct-Heinz 115 kV line | Kasson Jct-Heinz 115 kV line | Kasson Jct-Heinz 115 kV line |  | 5 | 5 | NO | 5 | 1 | 1 | NO | 1
SCE Metro | Mira Loma | 230 | 0 | 0 | 0 | 0 | 0 | 0 | 0 | 0 | 0 | 1 | 0 | 0 | 0 | 0 | 0 | 0 | 0 | 0 | 0 | 0 | 0 | 0 | 0 | 0 | 0 | 0 | 0 | 0 | 0 | 0 | 0 | 0 | 0 | 0 | 0 | 0 | 0 | 0 | 0 | 0 | 0 | 0 | 0 | 0 | 0 | 0 | 0 | 0 | 0 | 0 | 0 | 0 | 0 | 0 | 0 | 0 | 0 | 0 | 0 | 0 | 0 | 0 | 0 | 0 | 0 | 0 | 0 | 0 | 0 | 0 | 0 | 0 | 0 | 0 | 0 | 0 | 0 | 0 | 0 | 0 | 0 | 0 | 0 | 0 | 0 | 0 | 0 | 0 | 0 | 0 | 0 | 0 | 0 | 0 | 0 | 0 | 0 | 0 |  | 0 | 0 | 0 | 0 | 0 | 0 | 0 | 0 | 0 | 0 | 0 | 0 | 0 | 0 | 0 | 0 | 0 | 0 | 0 | 0 | 0 | 0 | 0 | 0 | 0 | 0 | 42 | 0 | 0 | 1 | 0 | 0 | 0 | 0 | 0 | 0 | 3800.7188 | 8091.008 | 21779.8411 | SCE Metro Area Default Constraint | SCE Metro Area Default Constraint | SCE Metro Area Default Constraint |  | 0 | 0 | 0 | 0 | 0 | 0 | 3800.7188 | 8091.008 | 21779.8411 | SCE Metro Area Default Constraint | SCE Metro Area Default Constraint | SCE Metro Area Default Constraint |  | 1 | 1 | NO | 1 | 1 | 1 | NO | 1
SCE Metro | Mira Loma | 500 | 0 | 0 | 0 | 0 | 0 | 0 | 0 | 0 | 0 | 1 | 0 | 0 | 0 | 0 | 0 | 0 | 0 | 0 | 0 | 0 | 0 | 0 | 0 | 0 | 0 | 0 | 0 | 0 | 0 | 0 | 0 | 0 | 0 | 0 | 0 | 0 | 0 | 0 | 0 | 0 | 0 | 0 | 0 | 0 | 0 | 0 | 0 | 0 | 0 | 0 | 0 | 0 | 0 | 0 | 0 | 0 | 0 | 0 | 0 | 0 | 0 | 0 | 0 | 0 | 0 | 0 | 0 | 0 | 0 | 0 | 0 | 0 | 0 | 0 | 0 | 0 | 0 | 0 | 0 | 0 | 0 | 0 | 0 | 0 | 0 | 0 | 0 | 0 | 0 | 0 | 0 | 0 | 0 | 0 | 0 | 0 | 0 | 0 |  | 0 | 0 | 0 | 0 | 0 | 0 | 0 | 0 | 0 | 0 | 0 | 0 | 0 | 0 | 0 | 0 | 0 | 0 | 0 | 0 | 0 | 0 | 0 | 0 | 0 | 0 | 0 | 0 | 0 | 0 | 0 | 0 | 0 | 0 | 0 | 0 | 3800.7188 | 8091.008 | 21779.8411 | SCE Metro Area Default Constraint | SCE Metro Area Default Constraint | SCE Metro Area Default Constraint |  | 0 | 0 | 0 | 0 | 0 | 0 | 3800.7188 | 8091.008 | 21779.8411 | SCE Metro Area Default Constraint | SCE Metro Area Default Constraint | SCE Metro Area Default Constraint |  | 1 | 1 | NO | 1 | 1 | 1 | NO | 1
SCE Eastern | Mirage | 115 | 0 | 0 | 0 | 0 | 0 | 0 | 0 | 0 | 0 | 0 | 0 | 0 | 0 | 0 | 0 | 0 | 0 | 0 | 1 | 1 | 0 | 1 | 0 | 0 | 0 | 0 | 0 | 0 | 0 | 0 | 0 | 0 | 0 | 0 | 0 | 0 | 0 | 0 | 0 | 0 | 0 | 0 | 0 | 0 | 0 | 0 | 0 | 0 | 0 | 0 | 0 | 0 | 0 | 0 | 0 | 0 | 0 | 0 | 0 | 0 | 0 | 0 | 0 | 0 | 0 | 0 | 0 | 0 | 0 | 0 | 0 | 0 | 0 | 0 | 0 | 0 | 0 | 0 | 0 | 0 | 0 | 0 | 0 | 0 | 0 | 0 | 0 | 0 | 0 | 0 | 0 | 0 | 0 | 0 | 0 | 0 | 0 | 1 |  | 0 | 0 | 0 | 0 | 0 | 0 | 0 | 0 | 0 | 0 | 0 | 0 | 0 | 0 | 0 | 0 | 0 | 0 | 0 | 0 | 0 | 0 | 0 | 0 | 0 | 0 | 0 | 0 | 0 | 0 | 2 | 2 | 2 | 2 | 0 | 1 | -3014.166 | -2415.89 | -950.84 | Serrano-Alberhill-Valley Constraint | Etiwanda-Rancho Vista Constraint | Eagle Mountain Constraint |  | 1 | 4 | 1 | 4 | 0 | 1 | -1492.166 | -2415.89 | -950.84 | Serrano-Alberhill-Valley Constraint | Etiwanda-Rancho Vista Constraint | Eagle Mountain Constraint |  | 5 | 5 | NO | 5 | 4 | 4 | NO | 4
SCE Eastern | Mirage | 230 | 0 | 0 | 0 | 0 | 0 | 0 | 0 | 0 | 0 | 0 | 0 | 0 | 0 | 0 | 0 | 0 | 0 | 0 | 1 | 1 | 0 | 1 | 0 | 0 | 0 | 0 | 0 | 0 | 0 | 0 | 0 | 0 | 0 | 0 | 0 | 0 | 0 | 0 | 0 | 0 | 0 | 0 | 0 | 0 | 0 | 0 | 0 | 0 | 0 | 0 | 0 | 0 | 0 | 0 | 0 | 0 | 0 | 0 | 0 | 0 | 0 | 0 | 0 | 0 | 0 | 0 | 0 | 0 | 0 | 0 | 0 | 0 | 0 | 0 | 0 | 0 | 0 | 0 | 0 | 0 | 0 | 0 | 0 | 0 | 0 | 0 | 0 | 0 | 0 | 0 | 0 | 0 | 0 | 0 | 0 | 0 | 0 | 1 |  | 0 | 0 | 0 | 0 | 0 | 0 | 0 | 0 | 0 | 0 | 132 | 150 | 0 | 0 | 1 | 1347 | 0 | 0 | 0 | 0 | 0 | 0 | 0 | 0 | 0 | 132 | 150 | 0 | 0 | 1 | 2 | 2 | 2 | 2 | 0 | 1 | -3014.166 | -2415.89 | -950.84 | Serrano-Alberhill-Valley Constraint | Etiwanda-Rancho Vista Constraint | Eagle Mountain Constraint |  | 1 | 4 | 1 | 4 | 0 | 1 | -1492.166 | -2415.89 | -950.84 | Serrano-Alberhill-Valley Constraint | Etiwanda-Rancho Vista Constraint | Eagle Mountain Constraint |  | 5 | 5 | NO | 5 | 4 | 4 | NO | 4
SDGE | Mission | 138 | 0 | 0 | 0 | 0 | 0 | 0 | 0 | 0 | 0 | 0 | 0 | 0 | 0 | 0 | 0 | 0 | 0 | 0 | 0 | 0 | 0 | 0 | 0 | 0 | 0 | 0 | 0 | 0 | 0 | 0 | 1 | 0 | 1 | 0 | 0 | 0 | 0 | 0 | 0 | 0 | 0 | 0 | 0 | 0 | 0 | 0 | 0 | 0 | 0 | 0 | 0 | 0 | 0 | 0 | 0 | 0 | 0 | 0 | 0 | 0 | 0 | 0 | 0 | 0 | 0 | 0 | 0 | 0 | 0 | 0 | 0 | 0 | 0 | 0 | 0 | 0 | 0 | 0 | 0 | 0 | 0 | 0 | 0 | 0 | 0 | 0 | 0 | 0 | 0 | 0 | 0 | 0 | 0 | 0 | 0 | 0 | 0 | 2 |  | 0 | 0 | 0 | 0 | 0 | 0 | 0 | 0 | 0 | 0 | 0 | 0 | 0 | 0 | 0 | 0 | 0 | 0 | 0 | 0 | 0 | 0 | 0 | 0 | 0 | 0 | 0 | 0 | 0 | 0 | 0 | 1 | 0 | 1 | 0 | 0 | -99.1 | -698.67 | 1394.7114 | San Luis Rey-San Onofre 230 kV line constraint | San Luis Rey-San Onofre 230 kV line constraint | San Luis Rey-San Onofre 230 kV line constraint |  | 0 | 1 | 0 | 1 | 0 | 0 | -99.1 | -698.67 | 1394.7114 | San Luis Rey-San Onofre 230 kV line constraint | San Luis Rey-San Onofre 230 kV line constraint | San Luis Rey-San Onofre 230 kV line constraint |  | 4 | 4 | NO | 4 | 1 | 1 | NO | 1
SDGE | Mission | 230 | 0 | 0 | 0 | 0 | 0 | 0 | 0 | 0 | 0 | 0 | 0 | 0 | 0 | 0 | 0 | 0 | 0 | 0 | 0 | 0 | 0 | 0 | 0 | 0 | 0 | 0 | 0 | 0 | 1 | 0 | 1 | 0 | 1 | 0 | 0 | 0 | 0 | 0 | 0 | 0 | 0 | 0 | 0 | 0 | 0 | 0 | 0 | 0 | 0 | 0 | 0 | 0 | 0 | 0 | 0 | 0 | 0 | 0 | 0 | 0 | 0 | 0 | 0 | 0 | 0 | 0 | 0 | 0 | 0 | 0 | 0 | 0 | 0 | 0 | 0 | 0 | 0 | 0 | 0 | 0 | 0 | 0 | 0 | 0 | 0 | 0 | 0 | 0 | 0 | 0 | 0 | 0 | 0 | 0 | 0 | 0 | 0 | 3 |  | 0 | 0 | 0 | 0 | 0 | 0 | 0 | 0 | 0 | 0 | 0 | 0 | 0 | 0 | 0 | 0 | 0 | 0 | 0 | 0 | 0 | 0 | 0 | 0 | 0 | 0 | 0 | 0 | 0 | 0 | 0 | 1 | 0 | 1 | 0 | 0 | -99.1 | -698.67 | 1394.7114 | San Luis Rey-San Onofre 230 kV line constraint | San Luis Rey-San Onofre 230 kV line constraint | San Luis Rey-San Onofre 230 kV line constraint |  | 0 | 1 | 0 | 1 | 0 | 0 | -99.1 | -698.67 | 1394.7114 | San Luis Rey-San Onofre 230 kV line constraint | San Luis Rey-San Onofre 230 kV line constraint | San Luis Rey-San Onofre 230 kV line constraint |  | 4 | 4 | NO | 4 | 1 | 1 | NO | 1
SDGE | Mission | 69 | 0 | 0 | 0 | 0 | 0 | 0 | 0 | 0 | 0 | 0 | 0 | 0 | 0 | 0 | 0 | 0 | 0 | 0 | 0 | 0 | 0 | 0 | 0 | 0 | 0 | 0 | 0 | 0 | 0 | 0 | 1 | 0 | 1 | 0 | 0 | 0 | 0 | 0 | 0 | 0 | 0 | 0 | 0 | 0 | 0 | 0 | 0 | 0 | 0 | 0 | 0 | 0 | 0 | 0 | 0 | 0 | 0 | 0 | 0 | 0 | 0 | 0 | 0 | 0 | 0 | 0 | 0 | 0 | 0 | 0 | 0 | 0 | 0 | 0 | 0 | 0 | 0 | 0 | 0 | 0 | 0 | 0 | 0 | 0 | 0 | 0 | 0 | 0 | 0 | 0 | 0 | 0 | 0 | 0 | 0 | 0 | 0 | 2 |  | 0 | 0 | 0 | 0 | 0 | 0 | 0 | 0 | 0 | 0 | 0 | 0 | 0 | 0 | 0 | 0 | 0 | 0 | 0 | 0 | 0 | 0 | 0 | 0 | 0 | 0 | 0 | 0 | 0 | 0 | 0 | 1 | 0 | 1 | 0 | 0 | -99.1 | -698.67 | 1394.7114 | San Luis Rey-San Onofre 230 kV line constraint | San Luis Rey-San Onofre 230 kV line constraint | San Luis Rey-San Onofre 230 kV line constraint |  | 0 | 1 | 0 | 1 | 0 | 0 | -99.1 | -698.67 | 1394.7114 | San Luis Rey-San Onofre 230 kV line constraint | San Luis Rey-San Onofre 230 kV line constraint | San Luis Rey-San Onofre 230 kV line constraint |  | 4 | 4 | NO | 4 | 1 | 1 | NO | 1
PG&E GBA | Mi-Wuk | 115 | 0 | 0 | 0 | 0 | 0 | 0 | 0 | 0 | 0 | 0 | 0 | 0 | 0 | 0 | 0 | 0 | 0 | 0 | 0 | 0 | 0 | 0 | 0 | 0 | 0 | 0 | 0 | 0 | 0 | 0 | 0 | 0 | 0 | 0 | 0 | 0 | 0 | 0 | 0 | 0 | 0 | 0 | 0 | 0 | 0 | 1 | 0 | 0 | 0 | 0 | 0 | 0 | 0 | 0 | 0 | 1 | 0 | 1 | 0 | 1 | 0 | 0 | 0 | 0 | 0 | 1 | 0 | 0 | 0 | 0 | 0 | 0 | 0 | 0 | 0 | 0 | 0 | 0 | 0 | 0 | 0 | 0 | 0 | 0 | 0 | 0 | 0 | 0 | 0 | 0 | 0 | 0 | 0 | 0 | 0 | 0 | 0 | 0 |  | 0 | 0 | 0 | 0 | 0 | 0 | 0 | 0 | 0 | 0 | 0 | 0 | 0 | 0 | 0 | 0 | 0 | 0 | 0 | 0 | 0 | 0 | 0 | 0 | 0 | 0 | 0 | 0 | 0 | 0 | 2 | 0 | 1 | 0 | 0 | 0 | -364.5 | -312.19 | 543.909 | Bellota-Weber 230kV line | Bellota-Weber 230kV line | Kasson Jct-Heinz 115 kV line |  | 1 | 0 | 0 | 0 | 0 | 0 | -52.2 | 5.59 | 543.909 | Kasson Jct-Heinz 115 kV line | Kasson Jct-Heinz 115 kV line | Kasson Jct-Heinz 115 kV line |  | 5 | 5 | NO | 5 | 1 | 1 | NO | 1
EOP | Mohave | 500 | 0 | 0 | 0 | 0 | 0 | 0 | 0 | 0 | 0 | 0 | 0 | 0 | 0 | 0 | 0 | 0 | 0 | 0 | 0 | 0 | 0 | 0 | 0 | 0 | 1 | 0 | 0 | 0 | 0 | 0 | 0 | 0 | 0 | 0 | 0 | 0 | 0 | 0 | 0 | 0 | 0 | 0 | 0 | 0 | 0 | 0 | 0 | 0 | 0 | 0 | 0 | 0 | 0 | 0 | 0 | 0 | 0 | 0 | 0 | 0 | 0 | 0 | 0 | 0 | 0 | 0 | 0 | 0 | 0 | 0 | 0 | 0 | 0 | 0 | 0 | 0 | 0 | 0 | 0 | 0 | 0 | 0 | 0 | 0 | 0 | 0 | 0 | 0 | 0 | 0 | 0 | 0 | 0 | 0 | 0 | 0 | 0 | 0 |  | 0 | 0 | 0 | 0 | 0 | 0 | 0 | 0 | 0 | 0 | 0 | 0 | 0 | 0 | 0 | 0 | 0 | 100 | 0 | 0 | 0 | 0 | 0 | 0 | 0 | 0 | 0 | 0 | 0 | 1 | 1 | 0 | 1 | 0 | 0 | 1 | -4343.191 | -2038.908 | -1396.283 | Lugo - Victorville area constraint | Lugo - Victorville area constraint | Lugo - Victorville area constraint |  | 0 | 0 | 0 | 0 | 0 | 0 | 2456.809 | 4761.092 | 5403.717 | Lugo - Victorville area constraint | Lugo - Victorville area constraint | Lugo - Victorville area constraint |  | 5 | 1 | YES | 2 | 4 | 1 | YES | 2
PG&E NGBA | Monroe | 115 | 0 | 0 | 0 | 0 | 0 | 0 | 0 | 0 | 0 | 0 | 0 | 0 | 0 | 0 | 0 | 0 | 0 | 0 | 0 | 0 | 0 | 0 | 0 | 0 | 0 | 0 | 0 | 0 | 0 | 0 | 0 | 0 | 0 | 0 | 0 | 0 | 0 | 0 | 0 | 1 | 0 | 0 | 0 | 0 | 0 | 0 | 0 | 0 | 0 | 0 | 0 | 0 | 1 | 0 | 0 | 0 | 0 | 0 | 0 | 0 | 0 | 0 | 0 | 0 | 0 | 0 | 1 | 0 | 0 | 0 | 0 | 0 | 0 | 0 | 0 | 0 | 0 | 0 | 0 | 0 | 0 | 0 | 0 | 0 | 0 | 0 | 0 | 0 | 0 | 0 | 0 | 0 | 0 | 0 | 0 | 0 | 0 | 1 |  | 0 | 0 | 0 | 0 | 0 | 0 | 0 | 0 | 0 | 0 | 0 | 0 | 0 | 0 | 0 | 0 | 0 | 0 | 0 | 0 | 0 | 0 | 0 | 0 | 0 | 0 | 0 | 0 | 0 | 0 | 2 | 0 | 2 | 0 | 0 | 0 | -1547.69 | -1002.9112 | 337.0526 | Collinsville-Tesla 500 kV Line | Collinsville-Tesla 500 kV Line | Birds Landing-Contra Costa 230kV Line |  | 0 | 0 | 0 | 0 | 0 | 0 | 1452.61 | 1744.7038 | 337.0526 | Birds Landing-Contra Costa 230kV Line | Birds Landing-Contra Costa 230kV Line | Birds Landing-Contra Costa 230kV Line |  | 5 | 1 | YES | 2 | 1 | 1 | NO | 1
SDGE | Monserate | 69 | 0 | 0 | 0 | 0 | 0 | 0 | 0 | 0 | 0 | 0 | 0 | 0 | 0 | 0 | 0 | 0 | 0 | 0 | 0 | 0 | 0 | 0 | 0 | 0 | 0 | 1 | 0 | 0 | 0 | 0 | 0 | 0 | 1 | 1 | 0 | 0 | 0 | 1 | 0 | 0 | 0 | 0 | 0 | 0 | 0 | 0 | 0 | 0 | 0 | 0 | 0 | 0 | 0 | 0 | 0 | 0 | 0 | 0 | 0 | 0 | 0 | 0 | 0 | 0 | 0 | 0 | 0 | 0 | 0 | 0 | 0 | 0 | 0 | 0 | 0 | 0 | 0 | 0 | 0 | 0 | 0 | 0 | 0 | 0 | 0 | 0 | 0 | 0 | 0 | 0 | 0 | 0 | 0 | 0 | 0 | 0 | 0 | 1 |  | 0 | 0 | 0 | 0 | 0 | 0 | 0 | 0 | 0 | 0 | 0 | 0 | 0 | 0 | 0 | 0 | 0 | 0 | 0 | 0 | 0 | 0 | 0 | 0 | 0 | 0 | 0 | 0 | 0 | 0 | 0 | 1 | 0 | 1 | 0 | 0 | -99.1 | -698.67 | 284 | San Luis Rey-San Onofre 230 kV line constraint | San Luis Rey-San Onofre 230 kV line constraint | Ocean Ranch 69 kV constraint |  | 0 | 1 | 0 | 1 | 0 | 0 | -99.1 | -698.67 | 284 | San Luis Rey-San Onofre 230 kV line constraint | San Luis Rey-San Onofre 230 kV line constraint | Ocean Ranch 69 kV constraint |  | 4 | 4 | NO | 4 | 1 | 1 | NO | 1
PG&E GBA | Monta Vista | 115 | 0 | 0 | 0 | 0 | 0 | 0 | 0 | 0 | 0 | 0 | 0 | 0 | 0 | 0 | 0 | 0 | 0 | 0 | 0 | 0 | 0 | 0 | 0 | 0 | 0 | 0 | 0 | 0 | 0 | 0 | 0 | 0 | 0 | 0 | 0 | 0 | 0 | 0 | 0 | 0 | 0 | 0 | 0 | 0 | 0 | 0 | 0 | 0 | 0 | 0 | 0 | 0 | 1 | 0 | 0 | 0 | 0 | 0 | 0 | 1 | 0 | 0 | 0 | 0 | 0 | 0 | 0 | 0 | 0 | 0 | 0 | 0 | 0 | 0 | 0 | 0 | 0 | 0 | 0 | 0 | 0 | 0 | 0 | 0 | 0 | 0 | 0 | 0 | 0 | 0 | 0 | 0 | 0 | 0 | 0 | 0 | 1 | 1 |  | 0 | 0 | 0 | 0 | 0 | 0 | 0 | 0 | 0 | 0 | 0 | 0 | 0 | 0 | 0 | 0 | 0 | 0 | 0 | 0 | 0 | 0 | 0 | 0 | 0 | 0 | 0 | 0 | 0 | 0 | 0 | 0 | 0 | 0 | 0 | 0 | 631 | 135.75 | 1461.1652 | NEW-Metcalf-Mosslanding 500kV | NEW-Metcalf-Mosslanding 500kV | Tesla-Bellota 230 kV line |  | 0 | 0 | 0 | 0 | 0 | 0 | 631 | 135.75 | 1461.1652 | NEW-Metcalf-Mosslanding 500kV | NEW-Metcalf-Mosslanding 500kV | Tesla-Bellota 230 kV line |  | 1 | 1 | NO | 1 | 1 | 1 | NO | 1
PG&E GBA | Monta Vista | 230 | 0 | 0 | 0 | 0 | 0 | 0 | 0 | 0 | 0 | 0 | 0 | 0 | 0 | 0 | 0 | 0 | 0 | 0 | 0 | 0 | 0 | 0 | 0 | 0 | 0 | 0 | 0 | 0 | 0 | 0 | 0 | 0 | 0 | 0 | 0 | 0 | 0 | 0 | 0 | 0 | 0 | 0 | 0 | 0 | 0 | 0 | 0 | 0 | 0 | 0 | 0 | 0 | 1 | 0 | 0 | 0 | 0 | 0 | 0 | 1 | 0 | 0 | 0 | 0 | 0 | 0 | 0 | 0 | 0 | 0 | 0 | 0 | 0 | 0 | 0 | 0 | 0 | 0 | 0 | 0 | 0 | 0 | 0 | 0 | 0 | 0 | 0 | 0 | 0 | 0 | 0 | 0 | 0 | 0 | 0 | 0 | 0 | 1 |  | 0 | 0 | 0 | 0 | 0 | 0 | 0 | 0 | 0 | 0 | 0 | 0 | 0 | 0 | 0 | 0 | 0 | 0 | 0 | 0 | 0 | 0 | 0 | 0 | 0 | 0 | 0 | 0 | 0 | 0 | 0 | 0 | 0 | 0 | 0 | 0 | 1239.96 | 828.4538 | 1461.1652 | Tesla-Bellota 230 kV line | Tesla-Bellota 230 kV line | Tesla-Bellota 230 kV line |  | 0 | 0 | 0 | 0 | 0 | 0 | 1539.96 | 1128.4538 | 1461.1652 | Tesla-Bellota 230 kV line | Tesla-Bellota 230 kV line | Tesla-Bellota 230 kV line |  | 1 | 1 | NO | 1 | 1 | 1 | NO | 1
PG&E GBA | Monta Vista | 60 | 0 | 0 | 0 | 0 | 0 | 0 | 0 | 0 | 0 | 0 | 0 | 0 | 0 | 0 | 0 | 0 | 0 | 0 | 0 | 0 | 0 | 0 | 0 | 0 | 0 | 0 | 0 | 0 | 0 | 0 | 0 | 0 | 0 | 0 | 0 | 0 | 0 | 0 | 0 | 0 | 0 | 0 | 0 | 0 | 0 | 0 | 0 | 0 | 0 | 0 | 0 | 0 | 1 | 0 | 0 | 0 | 0 | 0 | 0 | 1 | 0 | 0 | 0 | 0 | 0 | 0 | 0 | 0 | 0 | 0 | 0 | 0 | 0 | 0 | 0 | 0 | 0 | 0 | 0 | 0 | 0 | 0 | 0 | 0 | 0 | 0 | 0 | 0 | 0 | 0 | 0 | 0 | 0 | 0 | 0 | 0 | 1 | 1 |  | 0 | 0 | 0 | 0 | 0 | 0 | 0 | 0 | 0 | 0 | 0 | 0 | 0 | 0 | 0 | 0 | 0 | 0 | 0 | 0 | 0 | 0 | 0 | 0 | 0 | 0 | 0 | 0 | 0 | 0 | 0 | 0 | 0 | 0 | 0 | 0 | 631 | 135.75 | 1461.1652 | NEW-Metcalf-Mosslanding 500kV | NEW-Metcalf-Mosslanding 500kV | Tesla-Bellota 230 kV line |  | 0 | 0 | 0 | 0 | 0 | 0 | 631 | 135.75 | 1461.1652 | NEW-Metcalf-Mosslanding 500kV | NEW-Metcalf-Mosslanding 500kV | Tesla-Bellota 230 kV line |  | 1 | 1 | NO | 1 | 1 | 1 | NO | 1
PG&E NGBA | Monticello | 115 | 0 | 0 | 0 | 0 | 0 | 0 | 0 | 0 | 0 | 0 | 0 | 0 | 0 | 0 | 0 | 0 | 0 | 0 | 0 | 0 | 0 | 0 | 0 | 0 | 0 | 0 | 0 | 0 | 0 | 0 | 0 | 0 | 0 | 0 | 0 | 0 | 0 | 0 | 0 | 1 | 0 | 1 | 0 | 0 | 0 | 0 | 0 | 0 | 0 | 0 | 0 | 1 | 1 | 1 | 1 | 1 | 0 | 0 | 0 | 0 | 0 | 0 | 0 | 0 | 0 | 1 | 1 | 0 | 0 | 0 | 0 | 0 | 0 | 0 | 0 | 0 | 0 | 0 | 0 | 0 | 0 | 0 | 0 | 0 | 0 | 0 | 0 | 0 | 0 | 0 | 0 | 0 | 0 | 0 | 0 | 0 | 0 | 2 |  | 0 | 0 | 0 | 0 | 0 | 0 | 0 | 0 | 0 | 0 | 0 | 0 | 0 | 0 | 0 | 0 | 0 | 0 | 0 | 0 | 0 | 0 | 0 | 0 | 0 | 0 | 0 | 0 | 0 | 0 | 3 | 0 | 2 | 0 | 0 | 0 | -1547.69 | -1002.9112 | 337.0526 | Collinsville-Tesla 500 kV Line | Collinsville-Tesla 500 kV Line | Birds Landing-Contra Costa 230kV Line |  | 0 | 0 | 0 | 0 | 0 | 0 | 504.61 | 771.8 | 337.0526 | Contra Costa- Windmaster 230 kV line | Cortina-Eagle Rock 115 kV line | Birds Landing-Contra Costa 230kV Line |  | 5 | 1 | YES | 2 | 1 | 1 | NO | 1
SCE Northern | Moorpark | 230 | 0 | 0 | 1 | 0 | 1 | 0 | 0 | 0 | 0 | 0 | 0 | 0 | 0 | 0 | 0 | 0 | 0 | 0 | 0 | 0 | 0 | 0 | 0 | 0 | 1 | 0 | 0 | 0 | 0 | 0 | 0 | 0 | 0 | 0 | 0 | 0 | 0 | 0 | 0 | 0 | 0 | 0 | 0 | 0 | 0 | 0 | 0 | 0 | 0 | 0 | 0 | 0 | 0 | 0 | 0 | 0 | 0 | 0 | 0 | 0 | 0 | 0 | 0 | 0 | 0 | 0 | 0 | 0 | 0 | 0 | 0 | 0 | 0 | 0 | 0 | 0 | 0 | 0 | 0 | 0 | 0 | 0 | 0 | 0 | 0 | 0 | 0 | 0 | 0 | 0 | 0 | 0 | 0 | 0 | 0 | 0 | 0 | 0 |  | 0 | 0 | 0 | 0 | 0 | 0 | 0 | 0 | 0 | 0 | 0 | 0 | 0 | 0 | 0 | 0 | 0 | 0 | 0 | 0 | 0 | 0 | 0 | 0 | 0 | 0 | 350 | 0 | 0 | 1 | 1 | 0 | 1 | 0 | 0 | 1 | -4343.191 | -2038.908 | -1396.283 | Lugo - Victorville area constraint | Lugo - Victorville area constraint | Lugo - Victorville area constraint |  | 0 | 0 | 0 | 0 | 0 | 0 | 448 | 554 | 2967 | Moorpark-Pardee Constraint | Moorpark-Pardee Constraint | Moorpark-Pardee Constraint |  | 5 | 1 | YES | 2 | 4 | 1 | YES | 2
SCE Northern | Moorpark | 66 | 0 | 0 | 1 | 0 | 1 | 0 | 0 | 0 | 0 | 0 | 0 | 0 | 0 | 0 | 0 | 0 | 0 | 0 | 0 | 0 | 0 | 0 | 0 | 0 | 1 | 0 | 0 | 0 | 0 | 0 | 0 | 0 | 0 | 0 | 0 | 0 | 0 | 0 | 0 | 0 | 0 | 0 | 0 | 0 | 0 | 0 | 0 | 0 | 0 | 0 | 0 | 0 | 0 | 0 | 0 | 0 | 0 | 0 | 0 | 0 | 0 | 0 | 0 | 0 | 0 | 0 | 0 | 0 | 0 | 0 | 0 | 0 | 0 | 0 | 0 | 0 | 0 | 0 | 0 | 0 | 0 | 0 | 0 | 0 | 0 | 0 | 0 | 0 | 0 | 0 | 0 | 0 | 0 | 0 | 0 | 0 | 0 | 0 |  | 0 | 0 | 0 | 0 | 0 | 0 | 0 | 0 | 0 | 0 | 0 | 0 | 0 | 0 | 0 | 0 | 0 | 0 | 0 | 0 | 0 | 0 | 0 | 0 | 0 | 0 | 0 | 0 | 0 | 0 | 1 | 0 | 1 | 0 | 0 | 1 | -4343.191 | -2038.908 | -1396.283 | Lugo - Victorville area constraint | Lugo - Victorville area constraint | Lugo - Victorville area constraint |  | 0 | 0 | 0 | 0 | 0 | 0 | 448 | 554 | 2967 | Moorpark-Pardee Constraint | Moorpark-Pardee Constraint | Moorpark-Pardee Constraint |  | 5 | 1 | YES | 2 | 4 | 1 | YES | 2
PG&E GBA | Moraga | 115 | 0 | 0 | 0 | 0 | 0 | 0 | 0 | 0 | 0 | 0 | 0 | 0 | 0 | 0 | 0 | 0 | 0 | 0 | 0 | 0 | 0 | 0 | 0 | 0 | 0 | 0 | 0 | 0 | 0 | 0 | 0 | 0 | 0 | 0 | 0 | 0 | 0 | 0 | 0 | 1 | 0 | 0 | 0 | 0 | 0 | 0 | 0 | 0 | 0 | 0 | 0 | 0 | 1 | 0 | 0 | 1 | 0 | 0 | 0 | 0 | 0 | 0 | 0 | 0 | 0 | 0 | 0 | 0 | 0 | 0 | 0 | 0 | 0 | 0 | 0 | 0 | 0 | 0 | 0 | 0 | 0 | 0 | 0 | 0 | 0 | 0 | 0 | 0 | 0 | 0 | 0 | 0 | 0 | 0 | 0 | 0 | 0 | 1 |  | 0 | 0 | 0 | 0 | 0 | 0 | 0 | 0 | 0 | 0 | 0 | 0 | 0 | 0 | 0 | 0 | 0 | 0 | 0 | 0 | 0 | 0 | 0 | 0 | 0 | 0 | 0 | 0 | 0 | 0 | 1 | 0 | 1 | 0 | 0 | 0 | -1547.69 | -1002.9112 | 977.7909 | Collinsville-Tesla 500 kV Line | Collinsville-Tesla 500 kV Line | Collinsville-Tesla 500 kV Line |  | 0 | 0 | 0 | 0 | 0 | 0 | 2401.7 | 2386.26 | 977.7909 | Sobrante-Moraga 230 kV line | Sobrante-Moraga 230 kV line | Collinsville-Tesla 500 kV Line |  | 5 | 1 | YES | 2 | 1 | 1 | NO | 1
PG&E GBA | Moraga | 230 | 0 | 0 | 0 | 0 | 0 | 0 | 0 | 0 | 0 | 0 | 0 | 0 | 0 | 0 | 0 | 0 | 0 | 0 | 0 | 0 | 0 | 0 | 0 | 0 | 0 | 0 | 0 | 0 | 0 | 0 | 0 | 0 | 0 | 0 | 0 | 0 | 0 | 0 | 0 | 1 | 0 | 0 | 0 | 0 | 0 | 0 | 0 | 0 | 0 | 0 | 0 | 0 | 1 | 1 | 1 | 1 | 0 | 0 | 0 | 1 | 0 | 1 | 0 | 0 | 0 | 1 | 0 | 0 | 0 | 0 | 0 | 0 | 0 | 0 | 0 | 0 | 0 | 0 | 0 | 0 | 0 | 0 | 0 | 0 | 0 | 0 | 0 | 0 | 0 | 0 | 0 | 0 | 0 | 0 | 0 | 0 | 0 | 1 |  | 0 | 0 | 0 | 0 | 0 | 0 | 0 | 0 | 0 | 0 | 0 | 0 | 0 | 0 | 0 | 0 | 0 | 0 | 0 | 0 | 0 | 0 | 0 | 0 | 0 | 0 | 0 | 0 | 0 | 0 | 2 | 0 | 1 | 0 | 0 | 0 | -1547.69 | -1002.9112 | 977.7909 | Collinsville-Tesla 500 kV Line | Collinsville-Tesla 500 kV Line | Collinsville-Tesla 500 kV Line |  | 0 | 0 | 0 | 0 | 0 | 0 | 504.61 | 796.7038 | 977.7909 | Contra Costa- Windmaster 230 kV line | Contra Costa- Windmaster 230 kV line | Collinsville-Tesla 500 kV Line |  | 5 | 1 | YES | 2 | 1 | 1 | NO | 1
PG&E GBA | Morgan Hill | 115 | 0 | 0 | 0 | 0 | 0 | 0 | 0 | 0 | 0 | 0 | 0 | 0 | 0 | 0 | 0 | 0 | 0 | 0 | 0 | 0 | 0 | 0 | 0 | 0 | 0 | 0 | 0 | 0 | 0 | 0 | 0 | 0 | 0 | 0 | 0 | 0 | 0 | 0 | 0 | 0 | 0 | 0 | 0 | 0 | 0 | 0 | 0 | 0 | 0 | 0 | 0 | 0 | 1 | 0 | 0 | 1 | 0 | 0 | 0 | 1 | 0 | 0 | 0 | 0 | 1 | 0 | 0 | 0 | 0 | 0 | 0 | 0 | 0 | 0 | 0 | 0 | 0 | 0 | 0 | 0 | 0 | 0 | 0 | 0 | 0 | 0 | 0 | 0 | 0 | 0 | 0 | 0 | 0 | 0 | 0 | 0 | 0 | 1 |  | 0 | 0 | 0 | 0 | 0 | 0 | 0 | 0 | 0 | 0 | 0 | 0 | 0 | 0 | 0 | 0 | 0 | 0 | 0 | 0 | 0 | 0 | 0 | 0 | 0 | 0 | 0 | 0 | 0 | 0 | 0 | 0 | 0 | 0 | 0 | 1 | 80 | 133 | -22.5 | Morganhill-Metcalf 115kV Line | Morganhill-Metcalf 115kV Line | Morganhill-Metcalf 115kV Line |  | 0 | 0 | 0 | 0 | 0 | 1 | 80 | 133 | -22.5 | Morganhill-Metcalf 115kV Line | Morganhill-Metcalf 115kV Line | Morganhill-Metcalf 115kV Line |  | 1 | 1 | NO | 1 | 3 | 3 | NO | 3
PG&E KERN | Morro Bay | 115 | 0 | 0 | 0 | 0 | 0 | 0 | 0 | 0 | 0 | 0 | 0 | 0 | 0 | 0 | 0 | 0 | 0 | 0 | 0 | 0 | 0 | 0 | 0 | 0 | 0 | 0 | 0 | 0 | 0 | 0 | 0 | 0 | 0 | 0 | 0 | 0 | 0 | 0 | 0 | 0 | 0 | 0 | 0 | 0 | 0 | 0 | 0 | 0 | 0 | 0 | 0 | 0 | 0 | 0 | 0 | 0 | 0 | 0 | 0 | 0 | 0 | 0 | 0 | 0 | 0 | 0 | 0 | 1 | 1 | 0 | 0 | 0 | 0 | 0 | 0 | 0 | 0 | 0 | 0 | 1 | 0 | 0 | 0 | 0 | 0 | 1 | 0 | 0 | 0 | 0 | 0 | 0 | 0 | 0 | 0 | 1 | 0 | 1 |  | 0 | 0 | 0 | 0 | 0 | 0 | 0 | 0 | 0 | 0 | 0 | 0 | 0 | 0 | 0 | 0 | 0 | 0 | 0 | 0 | 0 | 0 | 0 | 0 | 0 | 0 | 0 | 0 | 0 | 0 | 0 | 0 | 1 | 1 | 1 | 0 | 120.85 | -4686.972 | -3687.5882 | Cal Flat-Gates 230 kV line | Gates 500/230kV TB #11 | Gates 500/230kV TB #11 |  | 0 | 0 | 0 | 1 | 0 | 0 | 120.85 | -31.24 | 251.3788 | Cal Flat-Gates 230 kV line | Los Banos 500/230kV TB | Gates-Arco 230 kV Line |  | 5 | 3 | YES | 3 | 5 | 1 | YES | 2
PG&E KERN | Morro Bay | 230 | 0 | 0 | 0 | 0 | 0 | 0 | 0 | 0 | 0 | 0 | 0 | 0 | 0 | 0 | 0 | 0 | 0 | 0 | 0 | 0 | 0 | 0 | 0 | 0 | 0 | 0 | 0 | 0 | 0 | 0 | 0 | 0 | 0 | 0 | 0 | 0 | 0 | 0 | 0 | 0 | 0 | 0 | 0 | 0 | 0 | 0 | 0 | 0 | 0 | 0 | 0 | 0 | 0 | 0 | 0 | 0 | 0 | 0 | 0 | 0 | 0 | 0 | 0 | 0 | 0 | 0 | 0 | 1 | 0 | 0 | 0 | 0 | 0 | 0 | 0 | 0 | 0 | 0 | 1 | 1 | 0 | 0 | 0 | 0 | 0 | 0 | 0 | 0 | 0 | 0 | 0 | 0 | 0 | 0 | 1 | 1 | 0 | 0 |  | 0 | 0 | 0 | 0 | 0 | 0 | 0 | 0 | 0 | 0 | 0 | 0 | 0 | 0 | 0 | 0 | 0 | 0 | 0 | 0 | 0 | 0 | 0 | 0 | 0 | 0 | 0 | 0 | 500 | 1 | 0 | 0 | 3 | 0 | 2 | 1 | 119.27 | -4686.972 | -3687.5882 | Gates 500/230kV TB #12 | Gates 500/230kV TB #11 | Gates 500/230kV TB #11 |  | 0 | 0 | 0 | 0 | 0 | 0 | 120.85 | 383.59 | 342.7684 | Cal Flat-Gates 230 kV line | Cal Flat-Gates 230 kV line | Mustang-Henrietta 230 kV line |  | 5 | 1 | YES | 2 | 5 | 1 | YES | 2
PG&E KERN | Morro Bay | 500 | 0 | 0 | 0 | 0 | 0 | 0 | 0 | 0 | 0 | 0 | 0 | 0 | 0 | 0 | 0 | 0 | 0 | 0 | 0 | 0 | 0 | 0 | 0 | 0 | 0 | 0 | 0 | 0 | 0 | 0 | 0 | 0 | 0 | 0 | 0 | 0 | 0 | 0 | 0 | 0 | 0 | 0 | 0 | 0 | 0 | 0 | 0 | 0 | 0 | 0 | 0 | 0 | 0 | 0 | 0 | 0 | 0 | 0 | 0 | 0 | 0 | 0 | 0 | 0 | 0 | 0 | 0 | 0 | 0 | 0 | 0 | 0 | 0 | 0 | 0 | 0 | 0 | 0 | 0 | 0 | 0 | 0 | 0 | 0 | 0 | 0 | 0 | 0 | 0 | 0 | 0 | 0 | 0 | 1 | 1 | 0 | 0 | 0 |  | 0 | 0 | 0 | 0 | 0 | 0 | 0 | 0 | 0 | 0 | 0 | 0 | 0 | 0 | 0 | 0 | 0 | 0 | 0 | 0 | 0 | 0 | 0 | 0 | 600 | 1110 | 0 | 0 | 0 | 1 | 0 | 0 | 1 | 0 | 0 | 1 | 2289.77 | -1717.512 | -2136.2316 | Mustang-Henrietta 230 kV line | Mustang-Henrietta 230 kV line | Mustang-Henrietta 230 kV line |  | 0 | 0 | 0 | 0 | 0 | 0 | 4768.77 | 761.488 | 342.7684 | Mustang-Henrietta 230 kV line | Mustang-Henrietta 230 kV line | Mustang-Henrietta 230 kV line |  | 5 | 1 | YES | 2 | 4 | 1 | YES | 2
PG&E GBA | Moss Landing | 115 | 0 | 0 | 0 | 0 | 0 | 0 | 0 | 0 | 0 | 0 | 0 | 0 | 0 | 0 | 0 | 0 | 0 | 0 | 0 | 0 | 0 | 0 | 0 | 0 | 0 | 0 | 0 | 0 | 0 | 0 | 0 | 0 | 0 | 0 | 0 | 0 | 0 | 0 | 0 | 0 | 0 | 0 | 0 | 0 | 0 | 0 | 0 | 0 | 0 | 0 | 0 | 0 | 0 | 0 | 0 | 1 | 0 | 0 | 0 | 1 | 0 | 0 | 0 | 0 | 1 | 0 | 0 | 0 | 0 | 0 | 0 | 0 | 0 | 0 | 0 | 0 | 0 | 0 | 0 | 0 | 0 | 0 | 0 | 0 | 0 | 0 | 0 | 0 | 0 | 0 | 0 | 0 | 0 | 0 | 0 | 0 | 1 | 0 |  | 0 | 0 | 0 | 0 | 0 | 0 | 0 | 0 | 0 | 0 | 0 | 0 | 0 | 0 | 0 | 50 | 0 | 0 | 0 | 0 | 0 | 0 | 0 | 0 | 0 | 0 | 0 | 0 | 0 | 1 | 0 | 0 | 0 | 0 | 0 | 1 | 80 | 133 | -22.5 | Morganhill-Metcalf 115kV Line | Morganhill-Metcalf 115kV Line | Morganhill-Metcalf 115kV Line |  | 0 | 0 | 0 | 0 | 0 | 1 | 80 | 133 | -22.5 | Morganhill-Metcalf 115kV Line | Morganhill-Metcalf 115kV Line | Morganhill-Metcalf 115kV Line |  | 1 | 1 | NO | 1 | 3 | 3 | NO | 3
PG&E GBA | Moss Landing | 230 | 0 | 0 | 0 | 0 | 0 | 0 | 0 | 0 | 0 | 0 | 0 | 0 | 0 | 0 | 0 | 0 | 0 | 0 | 0 | 0 | 0 | 0 | 0 | 0 | 0 | 0 | 0 | 0 | 0 | 0 | 0 | 0 | 0 | 0 | 0 | 0 | 0 | 0 | 0 | 0 | 0 | 0 | 0 | 0 | 0 | 0 | 0 | 0 | 0 | 0 | 0 | 0 | 0 | 0 | 0 | 1 | 0 | 0 | 0 | 1 | 0 | 0 | 0 | 0 | 1 | 0 | 0 | 0 | 0 | 0 | 0 | 0 | 0 | 0 | 0 | 0 | 0 | 0 | 0 | 0 | 0 | 0 | 0 | 0 | 0 | 0 | 0 | 0 | 0 | 0 | 0 | 0 | 0 | 0 | 0 | 0 | 1 | 0 |  | 0 | 0 | 0 | 0 | 0 | 0 | 0 | 0 | 0 | 0 | 0 | 0 | 0 | 0 | 0 | 0 | 0 | 0 | 0 | 0 | 0 | 0 | 0 | 0 | 0 | 0 | 0 | 0 | 0 | 0 | 0 | 0 | 0 | 0 | 0 | 1 | 80 | 133 | -22.5 | Morganhill-Metcalf 115kV Line | Morganhill-Metcalf 115kV Line | Morganhill-Metcalf 115kV Line |  | 0 | 0 | 0 | 0 | 0 | 1 | 80 | 133 | -22.5 | Morganhill-Metcalf 115kV Line | Morganhill-Metcalf 115kV Line | Morganhill-Metcalf 115kV Line |  | 1 | 1 | NO | 1 | 3 | 3 | NO | 3
PG&E GBA | Moss Landing | 500 | 0 | 0 | 0 | 0 | 0 | 0 | 0 | 0 | 0 | 0 | 0 | 0 | 0 | 0 | 0 | 0 | 0 | 0 | 0 | 0 | 0 | 0 | 0 | 0 | 0 | 0 | 0 | 0 | 0 | 0 | 0 | 0 | 0 | 0 | 0 | 0 | 0 | 0 | 0 | 1 | 0 | 0 | 0 | 0 | 0 | 0 | 0 | 0 | 0 | 0 | 0 | 0 | 0 | 0 | 0 | 1 | 0 | 0 | 0 | 1 | 0 | 0 | 0 | 0 | 0 | 0 | 0 | 0 | 0 | 0 | 0 | 0 | 0 | 0 | 0 | 0 | 0 | 0 | 0 | 0 | 0 | 0 | 0 | 0 | 0 | 0 | 0 | 0 | 0 | 0 | 0 | 0 | 0 | 0 | 0 | 0 | 1 | 0 |  | 0 | 0 | 0 | 0 | 0 | 0 | 0 | 0 | 0 | 0 | 0 | 0 | 0 | 0 | 0 | 0 | 0 | 0 | 0 | 0 | 0 | 0 | 0 | 0 | 0 | 0 | 0 | 0 | 0 | 0 | 1 | 0 | 1 | 0 | 0 | 0 | -1547.69 | -1002.9112 | 977.7909 | Collinsville-Tesla 500 kV Line | Collinsville-Tesla 500 kV Line | Collinsville-Tesla 500 kV Line |  | 0 | 0 | 0 | 0 | 0 | 0 | 631 | 135.75 | 977.7909 | NEW-Metcalf-Mosslanding 500kV | NEW-Metcalf-Mosslanding 500kV | Collinsville-Tesla 500 kV Line |  | 5 | 1 | YES | 2 | 1 | 1 | NO | 1
EOP | Mountain Pass | 115 | 0 | 0 | 0 | 0 | 0 | 0 | 0 | 0 | 0 | 0 | 0 | 0 | 0 | 0 | 0 | 0 | 0 | 0 | 0 | 0 | 0 | 0 | 0 | 1 | 1 | 0 | 0 | 0 | 0 | 0 | 0 | 0 | 0 | 0 | 0 | 0 | 0 | 0 | 0 | 0 | 0 | 0 | 0 | 0 | 0 | 0 | 0 | 0 | 0 | 0 | 0 | 0 | 0 | 0 | 0 | 0 | 0 | 0 | 0 | 0 | 0 | 0 | 0 | 0 | 0 | 0 | 0 | 0 | 0 | 0 | 0 | 0 | 0 | 0 | 0 | 0 | 0 | 0 | 0 | 0 | 0 | 0 | 0 | 0 | 0 | 0 | 0 | 0 | 0 | 0 | 0 | 0 | 0 | 0 | 0 | 0 | 0 | 1 |  | 0 | 0 | 0 | 0 | 0 | 0 | 0 | 0 | 0 | 0 | 0 | 0 | 0 | 0 | 0 | 0 | 0 | 0 | 0 | 0 | 0 | 0 | 0 | 0 | 0 | 0 | 0 | 0 | 0 | 0 | 1 | 1 | 1 | 0 | 0 | 1 | -4343.191 | -2038.908 | -1396.283 | Lugo - Victorville area constraint | Lugo - Victorville area constraint | Lugo - Victorville area constraint |  | 0 | 1 | 0 | 0 | 0 | 0 | -160.5 | 1398.25 | 3565.626 | Sloan Canyon - Eldorado 500 kV constraint | Sloan Canyon - Eldorado 500 kV constraint | Sloan Canyon - Eldorado 500 kV constraint |  | 5 | 3 | YES | 3 | 4 | 1 | YES | 2
PG&E GBA | Mountain View | 115 | 0 | 0 | 0 | 0 | 0 | 0 | 0 | 0 | 0 | 0 | 0 | 0 | 0 | 0 | 0 | 0 | 0 | 0 | 0 | 0 | 0 | 0 | 0 | 0 | 0 | 0 | 0 | 0 | 0 | 0 | 0 | 0 | 0 | 0 | 0 | 0 | 0 | 0 | 0 | 0 | 0 | 0 | 0 | 0 | 0 | 0 | 0 | 0 | 0 | 0 | 0 | 0 | 1 | 0 | 0 | 1 | 0 | 0 | 0 | 0 | 0 | 0 | 0 | 0 | 0 | 0 | 0 | 0 | 0 | 0 | 0 | 0 | 0 | 0 | 0 | 0 | 0 | 0 | 0 | 0 | 0 | 0 | 0 | 0 | 0 | 0 | 0 | 0 | 0 | 0 | 0 | 0 | 0 | 0 | 0 | 0 | 1 | 1 |  | 0 | 0 | 0 | 0 | 0 | 0 | 0 | 0 | 0 | 0 | 0 | 0 | 0 | 0 | 0 | 0 | 0 | 0 | 0 | 0 | 0 | 0 | 0 | 0 | 0 | 0 | 0 | 0 | 0 | 0 | 0 | 0 | 0 | 0 | 0 | 0 | 631 | 135.75 | 4322.36 | NEW-Metcalf-Mosslanding 500kV | NEW-Metcalf-Mosslanding 500kV | Sobrante-Moraga 230 kV line |  | 0 | 0 | 0 | 0 | 0 | 0 | 631 | 135.75 | 4322.36 | NEW-Metcalf-Mosslanding 500kV | NEW-Metcalf-Mosslanding 500kV | Sobrante-Moraga 230 kV line |  | 1 | 1 | NO | 1 | 1 | 1 | NO | 1
PG&E GBA | Mt Eden | 115 | 0 | 0 | 0 | 0 | 0 | 0 | 0 | 0 | 0 | 0 | 0 | 0 | 0 | 0 | 0 | 0 | 0 | 0 | 0 | 0 | 0 | 0 | 0 | 0 | 0 | 0 | 0 | 0 | 0 | 0 | 0 | 0 | 0 | 0 | 0 | 0 | 0 | 0 | 0 | 1 | 0 | 0 | 0 | 0 | 0 | 0 | 0 | 0 | 0 | 0 | 0 | 0 | 1 | 0 | 0 | 0 | 0 | 0 | 0 | 0 | 0 | 0 | 0 | 0 | 0 | 0 | 0 | 0 | 0 | 0 | 0 | 0 | 0 | 0 | 0 | 0 | 0 | 0 | 0 | 0 | 0 | 0 | 0 | 0 | 0 | 0 | 0 | 0 | 0 | 0 | 0 | 0 | 0 | 0 | 0 | 0 | 0 | 1 |  | 0 | 0 | 0 | 0 | 0 | 0 | 0 | 0 | 0 | 0 | 0 | 0 | 0 | 0 | 0 | 0 | 0 | 0 | 0 | 0 | 0 | 0 | 0 | 0 | 0 | 0 | 0 | 0 | 0 | 0 | 1 | 0 | 1 | 0 | 0 | 0 | -1547.69 | -1002.9112 | 977.7909 | Collinsville-Tesla 500 kV Line | Collinsville-Tesla 500 kV Line | Collinsville-Tesla 500 kV Line |  | 0 | 0 | 0 | 0 | 0 | 0 | 2401.7 | 2386.26 | 977.7909 | Sobrante-Moraga 230 kV line | Sobrante-Moraga 230 kV line | Collinsville-Tesla 500 kV Line |  | 5 | 1 | YES | 2 | 1 | 1 | NO | 1
PG&E KERN | Mt Poso | 115 | 0 | 0 | 0 | 0 | 0 | 0 | 0 | 0 | 0 | 0 | 0 | 0 | 0 | 0 | 0 | 0 | 0 | 0 | 0 | 0 | 0 | 0 | 0 | 0 | 0 | 0 | 0 | 0 | 0 | 0 | 0 | 0 | 0 | 0 | 0 | 0 | 0 | 0 | 0 | 0 | 0 | 0 | 0 | 0 | 0 | 0 | 0 | 0 | 0 | 0 | 0 | 0 | 0 | 0 | 0 | 0 | 0 | 0 | 0 | 0 | 0 | 0 | 0 | 0 | 0 | 0 | 0 | 1 | 1 | 0 | 0 | 0 | 0 | 0 | 0 | 1 | 0 | 0 | 0 | 1 | 0 | 0 | 0 | 0 | 0 | 0 | 0 | 0 | 0 | 0 | 0 | 0 | 0 | 0 | 0 | 0 | 0 | 0 |  | 0 | 0 | 0 | 0 | 0 | 0 | 0 | 0 | 0 | 0 | 0 | 0 | 0 | 0 | 0 | 0 | 0 | 0 | 0 | 0 | 0 | 0 | 0 | 0 | 0 | 0 | 0 | 0 | 0 | 0 | 0 | 0 | 1 | 0 | 1 | 0 | 120.85 | -4686.972 | -3687.5882 | Cal Flat-Gates 230 kV line | Gates 500/230kV TB #11 | Gates 500/230kV TB #11 |  | 0 | 0 | 0 | 0 | 0 | 0 | 120.85 | 201.6 | 233.6988 | Cal Flat-Gates 230 kV line | Semitropic-Midway 115kV Line | Semitropic-Midway 115kV Line |  | 5 | 1 | YES | 2 | 5 | 1 | YES | 2
SDGE | Murray | 69 | 0 | 0 | 0 | 0 | 0 | 0 | 0 | 0 | 0 | 0 | 0 | 0 | 0 | 0 | 0 | 0 | 0 | 0 | 0 | 0 | 0 | 0 | 0 | 0 | 0 | 0 | 0 | 0 | 0 | 0 | 1 | 0 | 1 | 0 | 0 | 0 | 0 | 0 | 0 | 0 | 0 | 0 | 0 | 0 | 0 | 0 | 0 | 0 | 0 | 0 | 0 | 0 | 0 | 0 | 0 | 0 | 0 | 0 | 0 | 0 | 0 | 0 | 0 | 0 | 0 | 0 | 0 | 0 | 0 | 0 | 0 | 0 | 0 | 0 | 0 | 0 | 0 | 0 | 0 | 0 | 0 | 0 | 0 | 0 | 0 | 0 | 0 | 0 | 0 | 0 | 0 | 0 | 0 | 0 | 0 | 0 | 0 | 2 |  | 0 | 0 | 0 | 0 | 0 | 0 | 0 | 0 | 0 | 0 | 0 | 0 | 0 | 0 | 0 | 0 | 0 | 0 | 0 | 0 | 0 | 0 | 0 | 0 | 0 | 0 | 0 | 0 | 0 | 0 | 0 | 1 | 0 | 1 | 0 | 0 | -99.1 | -698.67 | 1394.7114 | San Luis Rey-San Onofre 230 kV line constraint | San Luis Rey-San Onofre 230 kV line constraint | San Luis Rey-San Onofre 230 kV line constraint |  | 0 | 1 | 0 | 1 | 0 | 0 | -99.1 | -698.67 | 1394.7114 | San Luis Rey-San Onofre 230 kV line constraint | San Luis Rey-San Onofre 230 kV line constraint | San Luis Rey-San Onofre 230 kV line constraint |  | 4 | 4 | NO | 4 | 1 | 1 | NO | 1
PG&E FRESNO | Mustang | 230 | 0 | 0 | 0 | 0 | 0 | 0 | 0 | 0 | 0 | 0 | 0 | 0 | 0 | 0 | 0 | 0 | 0 | 0 | 0 | 0 | 0 | 0 | 0 | 0 | 0 | 0 | 0 | 0 | 0 | 0 | 0 | 0 | 0 | 0 | 0 | 0 | 0 | 0 | 0 | 0 | 0 | 0 | 0 | 0 | 0 | 0 | 0 | 0 | 0 | 0 | 0 | 0 | 0 | 0 | 0 | 0 | 0 | 0 | 0 | 0 | 0 | 0 | 0 | 0 | 0 | 0 | 0 | 0 | 0 | 0 | 0 | 0 | 0 | 0 | 0 | 0 | 0 | 0 | 1 | 1 | 0 | 1 | 0 | 0 | 0 | 1 | 0 | 0 | 0 | 1 | 0 | 0 | 0 | 0 | 1 | 1 | 0 | 1 |  | 0 | 0 | 0 | 0 | 0 | 0 | 0 | 0 | 0 | 0 | 0 | 0 | 0 | 0 | 0 | 0 | 0 | 0 | 0 | 0 | 0 | 0 | 0 | 0 | 0 | 0 | 0 | 0 | 0 | 0 | 1 | 0 | 4 | 1 | 3 | 1 | -656.8 | -4686.972 | -3687.5882 | Borden-Storey #1 230kV line | Gates 500/230kV TB #11 | Gates 500/230kV TB #11 |  | 0 | 0 | 0 | 1 | 0 | 0 | 244.55 | -31.24 | 342.7684 | Los Banos 500/230kV TB | Los Banos 500/230kV TB | Mustang-Henrietta 230 kV line |  | 5 | 3 | YES | 3 | 5 | 1 | YES | 2
SCE Northern | Neenach | 66 | 1 | 0 | 1 | 0 | 0 | 0 | 0 | 1 | 0 | 0 | 0 | 0 | 0 | 0 | 0 | 0 | 0 | 0 | 0 | 0 | 0 | 0 | 0 | 0 | 0 | 0 | 0 | 0 | 0 | 0 | 0 | 0 | 0 | 0 | 0 | 0 | 0 | 0 | 0 | 0 | 0 | 0 | 0 | 0 | 0 | 0 | 0 | 0 | 0 | 0 | 0 | 0 | 0 | 0 | 0 | 0 | 0 | 0 | 0 | 0 | 0 | 0 | 0 | 0 | 0 | 0 | 0 | 0 | 0 | 0 | 0 | 0 | 0 | 0 | 0 | 0 | 0 | 0 | 0 | 0 | 0 | 0 | 0 | 0 | 0 | 0 | 0 | 0 | 0 | 0 | 0 | 0 | 0 | 0 | 0 | 0 | 0 | 0 |  | 0 | 0 | 0 | 0 | 0 | 0 | 0 | 0 | 0 | 0 | 0 | 0 | 0 | 0 | 0 | 0 | 0 | 0 | 0 | 0 | 0 | 0 | 0 | 0 | 0 | 0 | 0 | 0 | 0 | 0 | 1 | 0 | 1 | 0 | 0 | 0 | -568.88 | -811.38 | 0 | Antelope-Vincent Constraint | Antelope-Vincent Constraint | Antelope-Neenach Constraint |  | 1 | 0 | 1 | 0 | 0 | 0 | -568.88 | -811.38 | 0 | Antelope-Vincent Constraint | Antelope-Vincent Constraint | Antelope-Neenach Constraint |  | 5 | 5 | NO | 5 | 1 | 1 | NO | 1
PG&E KERN | New Sub - Gates - Midway (Proposed) | 230 | 0 | 0 | 0 | 0 | 0 | 0 | 0 | 0 | 0 | 0 | 0 | 0 | 0 | 0 | 0 | 0 | 0 | 0 | 0 | 0 | 0 | 0 | 0 | 0 | 0 | 0 | 0 | 0 | 0 | 0 | 0 | 0 | 0 | 0 | 0 | 0 | 0 | 0 | 0 | 0 | 0 | 0 | 0 | 0 | 0 | 0 | 0 | 0 | 0 | 0 | 0 | 0 | 0 | 0 | 0 | 0 | 0 | 0 | 0 | 0 | 0 | 0 | 0 | 0 | 0 | 0 | 0 | 0 | 0 | 0 | 0 | 0 | 0 | 0 | 0 | 0 | 0 | 0 | 1 | 1 | 0 | 0 | 0 | 0 | 0 | 0 | 0 | 0 | 0 | 0 | 0 | 0 | 0 | 0 | 1 | 0 | 0 | 0 |  | 0 | 0 | 0 | 0 | 0 | 0 | 0 | 0 | 0 | 0 | 0 | 0 | 0 | 0 | 0 | 0 | 0 | 0 | 0 | 0 | 0 | 0 | 0 | 0 | 1900 | 440 | 238.5 | 0 | 0 | 1 | 0 | 0 | 3 | 0 | 2 | 1 | 119.27 | -4686.972 | -3687.5882 | Gates 500/230kV TB #12 | Gates 500/230kV TB #11 | Gates 500/230kV TB #11 |  | 0 | 0 | 0 | 0 | 0 | 0 | 4768.77 | 761.488 | 342.7684 | Mustang-Henrietta 230 kV line | Mustang-Henrietta 230 kV line | Mustang-Henrietta 230 kV line |  | 5 | 1 | YES | 2 | 5 | 1 | YES | 2
PG&E KERN | New Sub - Gates - Templeton (Proposed) | 230 | 0 | 0 | 0 | 0 | 0 | 0 | 0 | 0 | 0 | 0 | 0 | 0 | 0 | 0 | 0 | 0 | 0 | 0 | 0 | 0 | 0 | 0 | 0 | 0 | 0 | 0 | 0 | 0 | 0 | 0 | 0 | 0 | 0 | 0 | 0 | 0 | 0 | 0 | 0 | 0 | 0 | 0 | 0 | 0 | 0 | 0 | 0 | 0 | 0 | 0 | 0 | 0 | 0 | 0 | 0 | 0 | 0 | 0 | 0 | 0 | 0 | 0 | 0 | 0 | 0 | 0 | 0 | 1 | 0 | 0 | 0 | 0 | 0 | 0 | 0 | 0 | 0 | 0 | 1 | 1 | 0 | 0 | 0 | 0 | 0 | 1 | 0 | 0 | 0 | 0 | 0 | 0 | 0 | 0 | 1 | 1 | 0 | 1 |  | 0 | 0 | 0 | 0 | 0 | 0 | 0 | 0 | 0 | 0 | 0 | 0 | 0 | 0 | 0 | 0 | 0 | 0 | 0 | 0 | 0 | 0 | 0 | 0 | 0 | 600 | 0 | 0 | 0 | 1 | 0 | 0 | 3 | 1 | 2 | 1 | 119.27 | -4686.972 | -3687.5882 | Gates 500/230kV TB #12 | Gates 500/230kV TB #11 | Gates 500/230kV TB #11 |  | 0 | 0 | 0 | 1 | 0 | 0 | 120.85 | -31.24 | 342.7684 | Cal Flat-Gates 230 kV line | Los Banos 500/230kV TB | Mustang-Henrietta 230 kV line |  | 5 | 3 | YES | 3 | 5 | 1 | YES | 2
SCE NOL | New Sub - Kramer - Lugo (Proposed) | 230 | 0 | 0 | 0 | 0 | 0 | 0 | 0 | 0 | 0 | 0 | 0 | 1 | 1 | 1 | 0 | 0 | 0 | 0 | 0 | 0 | 0 | 0 | 0 | 0 | 0 | 0 | 0 | 0 | 0 | 0 | 0 | 0 | 0 | 0 | 0 | 0 | 0 | 0 | 0 | 0 | 0 | 0 | 0 | 0 | 0 | 0 | 0 | 0 | 0 | 0 | 0 | 0 | 0 | 0 | 0 | 0 | 0 | 0 | 0 | 0 | 0 | 0 | 0 | 0 | 0 | 0 | 0 | 0 | 0 | 0 | 0 | 0 | 0 | 0 | 0 | 0 | 0 | 0 | 0 | 0 | 0 | 0 | 0 | 0 | 0 | 0 | 0 | 0 | 0 | 0 | 0 | 0 | 0 | 0 | 0 | 0 | 0 | 3 |  | 0 | 0 | 0 | 0 | 0 | 0 | 0 | 0 | 0 | 0 | 0 | 0 | 0 | 0 | 0 | 0 | 0 | 0 | 0 | 0 | 0 | 0 | 0 | 0 | 0 | 0 | 0 | 0 | 0 | 0 | 0 | 2 | 0 | 4 | 0 | 0 | -280.6 | -137.55 | 1093.724 | South of Kramer Area Constraint | Lugo Transformer Area Constraint | South of Kramer Area Constraint |  | 0 | 2 | 0 | 4 | 0 | 0 | -280.6 | -137.55 | 1093.724 | South of Kramer Area Constraint | Lugo Transformer Area Constraint | South of Kramer Area Constraint |  | 4 | 4 | NO | 4 | 1 | 1 | NO | 1
PG&E FRESNO | New Sub - Los Banos - Midway (Proposed) | 500 | 0 | 0 | 0 | 0 | 0 | 0 | 0 | 0 | 0 | 0 | 0 | 0 | 0 | 0 | 0 | 0 | 0 | 0 | 0 | 0 | 0 | 0 | 0 | 0 | 0 | 0 | 0 | 0 | 0 | 0 | 0 | 0 | 0 | 0 | 0 | 0 | 0 | 0 | 0 | 0 | 0 | 0 | 0 | 0 | 0 | 0 | 0 | 0 | 0 | 0 | 0 | 0 | 0 | 0 | 0 | 0 | 0 | 0 | 0 | 0 | 0 | 0 | 0 | 0 | 0 | 0 | 0 | 0 | 0 | 0 | 0 | 0 | 0 | 0 | 0 | 0 | 0 | 0 | 0 | 0 | 0 | 0 | 0 | 0 | 0 | 0 | 0 | 0 | 0 | 0 | 0 | 0 | 0 | 0 | 1 | 0 | 0 | 0 |  | 0 | 0 | 0 | 0 | 0 | 0 | 0 | 0 | 0 | 0 | 0 | 0 | 0 | 0 | 0 | 0 | 0 | 0 | 0 | 0 | 0 | 0 | 0 | 0 | 816 | 0 | 0 | 246 | 0 | 1 | 0 | 0 | 1 | 0 | 0 | 1 | 2289.77 | -1717.512 | -2136.2316 | Mustang-Henrietta 230 kV line | Mustang-Henrietta 230 kV line | Mustang-Henrietta 230 kV line |  | 0 | 0 | 0 | 0 | 0 | 0 | 4768.77 | 761.488 | 342.7684 | Mustang-Henrietta 230 kV line | Mustang-Henrietta 230 kV line | Mustang-Henrietta 230 kV line |  | 5 | 1 | YES | 2 | 4 | 1 | YES | 2
SCE NOL | New Sub - Lugo - Pisgah (Proposed) | 230 | 0 | 0 | 0 | 0 | 0 | 0 | 0 | 0 | 0 | 0 | 0 | 0 | 0 | 1 | 1 | 0 | 0 | 0 | 0 | 0 | 0 | 0 | 0 | 0 | 0 | 0 | 0 | 0 | 0 | 0 | 0 | 0 | 0 | 0 | 0 | 0 | 0 | 0 | 0 | 0 | 0 | 0 | 0 | 0 | 0 | 0 | 0 | 0 | 0 | 0 | 0 | 0 | 0 | 0 | 0 | 0 | 0 | 0 | 0 | 0 | 0 | 0 | 0 | 0 | 0 | 0 | 0 | 0 | 0 | 0 | 0 | 0 | 0 | 0 | 0 | 0 | 0 | 0 | 0 | 0 | 0 | 0 | 0 | 0 | 0 | 0 | 0 | 0 | 0 | 0 | 0 | 0 | 0 | 0 | 0 | 0 | 0 | 1 |  | 0 | 0 | 0 | 0 | 0 | 0 | 0 | 0 | 0 | 0 | 0 | 0 | 0 | 0 | 0 | 0 | 0 | 0 | 0 | 0 | 0 | 0 | 0 | 0 | 0 | 0 | 0 | 0 | 0 | 0 | 0 | 0 | 1 | 2 | 0 | 0 | 43.77 | -137.55 | 26.86 | Lugo Transformer Area Constraint | Lugo Transformer Area Constraint | Calcite to Lugo Area Constraint |  | 0 | 0 | 1 | 2 | 0 | 0 | 43.77 | -137.55 | 26.86 | Lugo Transformer Area Constraint | Lugo Transformer Area Constraint | Calcite to Lugo Area Constraint |  | 5 | 5 | NO | 5 | 1 | 1 | NO | 1
PG&E KERN | New Sub - Midway - Wheeler Ridge (Proposed) | 230 | 0 | 0 | 0 | 0 | 0 | 0 | 0 | 0 | 0 | 0 | 0 | 0 | 0 | 0 | 0 | 0 | 0 | 0 | 0 | 0 | 0 | 0 | 0 | 0 | 0 | 0 | 0 | 0 | 0 | 0 | 0 | 0 | 0 | 0 | 0 | 0 | 0 | 0 | 0 | 0 | 0 | 0 | 0 | 0 | 0 | 0 | 0 | 0 | 0 | 0 | 0 | 0 | 0 | 0 | 0 | 0 | 0 | 0 | 0 | 0 | 0 | 0 | 0 | 0 | 0 | 0 | 0 | 0 | 0 | 0 | 0 | 0 | 0 | 0 | 0 | 0 | 0 | 0 | 1 | 1 | 0 | 0 | 0 | 0 | 0 | 0 | 0 | 0 | 0 | 0 | 0 | 0 | 0 | 0 | 1 | 0 | 0 | 0 |  | 0 | 0 | 0 | 0 | 0 | 0 | 0 | 0 | 0 | 150 | 0 | 150 | 0 | 0 | 1 | 0 | 0 | 0 | 0 | 0 | 0 | 0 | 0 | 0 | 2050 | 0 | 150 | 0 | 0 | 1 | 0 | 0 | 3 | 0 | 2 | 1 | 119.27 | -4686.972 | -3687.5882 | Gates 500/230kV TB #12 | Gates 500/230kV TB #11 | Gates 500/230kV TB #11 |  | 0 | 0 | 0 | 0 | 0 | 0 | 4768.77 | 761.488 | 342.7684 | Mustang-Henrietta 230 kV line | Mustang-Henrietta 230 kV line | Mustang-Henrietta 230 kV line |  | 5 | 1 | YES | 2 | 5 | 1 | YES | 2
PG&E NGBA | New Sub - Near existing Leavitt (PSREC) | 345 | 0 | 0 | 0 | 0 | 0 | 0 | 0 | 0 | 0 | 0 | 0 | 0 | 0 | 0 | 0 | 0 | 0 | 0 | 0 | 0 | 0 | 0 | 0 | 0 | 0 | 0 | 0 | 0 | 0 | 0 | 0 | 0 | 0 | 0 | 0 | 0 | 0 | 0 | 0 | 1 | 0 | 0 | 0 | 0 | 0 | 0 | 0 | 0 | 0 | 0 | 0 | 0 | 0 | 0 | 0 | 0 | 0 | 0 | 0 | 0 | 0 | 0 | 0 | 0 | 0 | 0 | 0 | 0 | 0 | 0 | 0 | 0 | 0 | 0 | 0 | 0 | 0 | 0 | 0 | 0 | 0 | 0 | 0 | 0 | 0 | 0 | 0 | 0 | 0 | 0 | 0 | 0 | 0 | 0 | 0 | 0 | 0 | 0 |  | 0 | 0 | 0 | 0 | 0 | 0 | 0 | 0 | 0 | 0 | 0 | 0 | 0 | 0 | 0 | 9 | 0 | 448 | 0 | 0 | 0 | 0 | 0 | 0 | 0 | 0 | 0 | 0 | 0 | 1 | 1 | 0 | 1 | 0 | 0 | 0 | -1547.69 | -1002.9112 | 977.7909 | Collinsville-Tesla 500 kV Line | Collinsville-Tesla 500 kV Line | Collinsville-Tesla 500 kV Line |  | 0 | 0 | 0 | 0 | 0 | 0 | 7097.31 | 7642.0888 | 977.7909 | Collinsville-Tesla 500 kV Line | Collinsville-Tesla 500 kV Line | Collinsville-Tesla 500 kV Line |  | 5 | 1 | YES | 2 | 1 | 1 | NO | 1
PG&E NGBA | New Sub - Near existing Madeline (NVE) | 345 | 0 | 0 | 0 | 0 | 0 | 0 | 0 | 0 | 0 | 0 | 0 | 0 | 0 | 0 | 0 | 0 | 0 | 0 | 0 | 0 | 0 | 0 | 0 | 0 | 0 | 0 | 0 | 0 | 0 | 0 | 0 | 0 | 0 | 0 | 0 | 0 | 0 | 0 | 0 | 1 | 0 | 0 | 0 | 0 | 0 | 0 | 0 | 0 | 0 | 0 | 0 | 0 | 0 | 0 | 0 | 0 | 0 | 0 | 0 | 0 | 0 | 0 | 0 | 0 | 0 | 0 | 0 | 0 | 0 | 0 | 0 | 0 | 0 | 0 | 0 | 0 | 0 | 0 | 0 | 0 | 0 | 0 | 0 | 0 | 0 | 0 | 0 | 0 | 0 | 0 | 0 | 0 | 0 | 0 | 0 | 0 | 0 | 0 |  | 0 | 0 | 0 | 0 | 0 | 0 | 0 | 0 | 0 | 0 | 0 | 0 | 0 | 0 | 0 | 0 | 0 | 700 | 0 | 0 | 0 | 0 | 0 | 0 | 0 | 0 | 0 | 0 | 0 | 1 | 1 | 0 | 1 | 0 | 0 | 0 | -1547.69 | -1002.9112 | 977.7909 | Collinsville-Tesla 500 kV Line | Collinsville-Tesla 500 kV Line | Collinsville-Tesla 500 kV Line |  | 0 | 0 | 0 | 0 | 0 | 0 | 7097.31 | 7642.0888 | 977.7909 | Collinsville-Tesla 500 kV Line | Collinsville-Tesla 500 kV Line | Collinsville-Tesla 500 kV Line |  | 5 | 1 | YES | 2 | 1 | 1 | NO | 1
SDGE | New Sub - North Gila - IV (Proposed) | 500 | 0 | 0 | 0 | 0 | 0 | 0 | 0 | 0 | 0 | 0 | 0 | 0 | 0 | 0 | 0 | 0 | 0 | 0 | 0 | 0 | 0 | 0 | 0 | 0 | 0 | 0 | 0 | 0 | 0 | 0 | 1 | 1 | 1 | 0 | 0 | 0 | 1 | 0 | 0 | 0 | 0 | 0 | 0 | 0 | 0 | 0 | 0 | 0 | 0 | 0 | 0 | 0 | 0 | 0 | 0 | 0 | 0 | 0 | 0 | 0 | 0 | 0 | 0 | 0 | 0 | 0 | 0 | 0 | 0 | 0 | 0 | 0 | 0 | 0 | 0 | 0 | 0 | 0 | 0 | 0 | 0 | 0 | 0 | 0 | 0 | 0 | 0 | 0 | 0 | 0 | 0 | 0 | 0 | 0 | 0 | 0 | 0 | 4 |  | 0 | 0 | 0 | 0 | 0 | 0 | 0 | 0 | 0 | 0 | 0 | 0 | 0 | 0 | 0 | 0 | 0 | 0 | 0 | 0 | 0 | 0 | 0 | 0 | 750 | 250 | 0 | 0 | 0 | 1 | 0 | 1 | 0 | 2 | 0 | 0 | -99.1 | -698.67 | 127.485 | San Luis Rey-San Onofre 230 kV line constraint | San Luis Rey-San Onofre 230 kV line constraint | East of Miguel constraint |  | 0 | 1 | 0 | 2 | 0 | 0 | -99.1 | -698.67 | 127.485 | San Luis Rey-San Onofre 230 kV line constraint | San Luis Rey-San Onofre 230 kV line constraint | East of Miguel constraint |  | 4 | 4 | NO | 4 | 1 | 1 | NO | 1
PG&E NGBA | New Sub - Pit 1 - Cottonwood (Proposed) | 230 | 0 | 0 | 0 | 0 | 0 | 0 | 0 | 0 | 0 | 0 | 0 | 0 | 0 | 0 | 0 | 0 | 0 | 0 | 0 | 0 | 0 | 0 | 0 | 0 | 0 | 0 | 0 | 0 | 0 | 0 | 0 | 0 | 0 | 0 | 0 | 0 | 0 | 0 | 0 | 1 | 0 | 0 | 0 | 1 | 0 | 0 | 0 | 0 | 0 | 0 | 0 | 0 | 0 | 0 | 0 | 0 | 0 | 0 | 0 | 0 | 0 | 0 | 0 | 0 | 0 | 0 | 0 | 0 | 0 | 0 | 0 | 0 | 0 | 0 | 0 | 0 | 0 | 0 | 0 | 0 | 0 | 0 | 0 | 0 | 0 | 0 | 0 | 0 | 0 | 0 | 0 | 0 | 0 | 0 | 0 | 0 | 0 | 0 |  | 0 | 0 | 0 | 0 | 0 | 0 | 0 | 0 | 0 | 0 | 0 | 0 | 0 | 0 | 0 | 0 | 0 | 0 | 0 | 0 | 0 | 0 | 0 | 0 | 0 | 0 | 0 | 0 | 0 | 0 | 1 | 0 | 1 | 0 | 0 | 0 | -1547.69 | -1002.9112 | 15 | Collinsville-Tesla 500 kV Line | Collinsville-Tesla 500 kV Line | Carberry-Round Mountain 230kV Line |  | 0 | 0 | 0 | 0 | 0 | 0 | 15 | 15 | 15 | Carberry-Round Mountain 230kV Line | Carberry-Round Mountain 230kV Line | Carberry-Round Mountain 230kV Line |  | 5 | 1 | YES | 2 | 1 | 1 | NO | 1
PG&E GBA | New Sub - Rancho Seco - Bellota (Proposed) | 230 | 0 | 0 | 0 | 0 | 0 | 0 | 0 | 0 | 0 | 0 | 0 | 0 | 0 | 0 | 0 | 0 | 0 | 0 | 0 | 0 | 0 | 0 | 0 | 0 | 0 | 0 | 0 | 0 | 0 | 0 | 0 | 0 | 0 | 0 | 0 | 0 | 0 | 0 | 0 | 0 | 0 | 0 | 0 | 0 | 0 | 1 | 0 | 0 | 0 | 0 | 0 | 0 | 0 | 0 | 0 | 0 | 0 | 0 | 0 | 1 | 1 | 0 | 0 | 0 | 0 | 0 | 0 | 0 | 0 | 0 | 0 | 0 | 0 | 0 | 0 | 0 | 0 | 0 | 0 | 0 | 0 | 0 | 0 | 0 | 0 | 0 | 0 | 0 | 0 | 0 | 0 | 0 | 0 | 0 | 0 | 0 | 0 | 0 |  | 0 | 0 | 0 | 0 | 0 | 0 | 0 | 0 | 0 | 0 | 0 | 0 | 0 | 0 | 0 | 0 | 0 | 0 | 0 | 0 | 0 | 0 | 0 | 0 | 0 | 0 | 0 | 0 | 0 | 0 | 1 | 0 | 1 | 0 | 0 | 0 | -364.5 | -312.19 | 978.6798 | Bellota-Weber 230kV line | Bellota-Weber 230kV line | Bellota-Weber 230kV line |  | 0 | 0 | 0 | 0 | 0 | 0 | 95.5 | 147.81 | 978.6798 | Bellota-Weber 230kV line | Bellota-Weber 230kV line | Bellota-Weber 230kV line |  | 5 | 1 | YES | 2 | 1 | 1 | NO | 1
SDGE | New Sub - Suncrest - Ocotillo (Proposed) | 500 | 0 | 0 | 0 | 0 | 0 | 0 | 0 | 0 | 0 | 0 | 0 | 0 | 0 | 0 | 0 | 0 | 0 | 0 | 0 | 0 | 0 | 0 | 0 | 0 | 0 | 0 | 0 | 0 | 0 | 0 | 1 | 1 | 1 | 0 | 0 | 1 | 0 | 0 | 0 | 0 | 0 | 0 | 0 | 0 | 0 | 0 | 0 | 0 | 0 | 0 | 0 | 0 | 0 | 0 | 0 | 0 | 0 | 0 | 0 | 0 | 0 | 0 | 0 | 0 | 0 | 0 | 0 | 0 | 0 | 0 | 0 | 0 | 0 | 0 | 0 | 0 | 0 | 0 | 0 | 0 | 0 | 0 | 0 | 0 | 0 | 0 | 0 | 0 | 0 | 0 | 0 | 0 | 0 | 0 | 0 | 0 | 0 | 4 |  | 0 | 0 | 0 | 0 | 0 | 0 | 0 | 0 | 0 | 0 | 0 | 0 | 0 | 0 | 0 | 0 | 0 | 0 | 0 | 0 | 0 | 0 | 0 | 0 | 0 | 0 | 0 | 0 | 0 | 0 | 0 | 1 | 0 | 1 | 0 | 0 | -99.1 | -698.67 | 127.485 | San Luis Rey-San Onofre 230 kV line constraint | San Luis Rey-San Onofre 230 kV line constraint | East of Miguel constraint |  | 0 | 1 | 0 | 1 | 0 | 0 | -99.1 | -698.67 | 127.485 | San Luis Rey-San Onofre 230 kV line constraint | San Luis Rey-San Onofre 230 kV line constraint | East of Miguel constraint |  | 4 | 4 | NO | 4 | 1 | 1 | NO | 1
PG&E FRESNO | New Sub - Westley - Quinto (Proposed) | 230 | 0 | 0 | 0 | 0 | 0 | 0 | 0 | 0 | 0 | 0 | 0 | 0 | 0 | 0 | 0 | 0 | 0 | 0 | 0 | 0 | 0 | 0 | 0 | 0 | 0 | 0 | 0 | 0 | 0 | 0 | 0 | 0 | 0 | 0 | 0 | 0 | 0 | 0 | 0 | 0 | 0 | 0 | 0 | 0 | 0 | 0 | 0 | 0 | 0 | 0 | 0 | 0 | 0 | 0 | 0 | 0 | 0 | 0 | 0 | 0 | 0 | 0 | 0 | 0 | 0 | 0 | 0 | 0 | 0 | 0 | 0 | 0 | 0 | 0 | 0 | 0 | 0 | 0 | 0 | 0 | 0 | 0 | 0 | 0 | 0 | 1 | 0 | 0 | 0 | 0 | 0 | 0 | 0 | 0 | 0 | 0 | 0 | 1 |  | 0 | 0 | 0 | 0 | 0 | 0 | 0 | 0 | 0 | 0 | 0 | 0 | 0 | 0 | 0 | 80 | 0 | 0 | 0 | 0 | 0 | 0 | 0 | 0 | 0 | 0 | 0 | 900 | 0 | 1 | 0 | 0 | 0 | 1 | 0 | 0 | 244.55 | -31.24 | 6075.7036 | Los Banos 500/230kV TB | Los Banos 500/230kV TB | Los Banos 500/230kV TB |  | 0 | 0 | 0 | 1 | 0 | 0 | 244.55 | -31.24 | 6075.7036 | Los Banos 500/230kV TB | Los Banos 500/230kV TB | Los Banos 500/230kV TB |  | 3 | 3 | NO | 3 | 1 | 1 | NO | 1
PG&E GBA | Newark | 115 | 0 | 0 | 0 | 0 | 0 | 0 | 0 | 0 | 0 | 0 | 0 | 0 | 0 | 0 | 0 | 0 | 0 | 0 | 0 | 0 | 0 | 0 | 0 | 0 | 0 | 0 | 0 | 0 | 0 | 0 | 0 | 0 | 0 | 0 | 0 | 0 | 0 | 0 | 0 | 0 | 0 | 0 | 0 | 0 | 0 | 0 | 0 | 0 | 0 | 0 | 0 | 0 | 0 | 0 | 0 | 1 | 0 | 0 | 0 | 1 | 0 | 0 | 0 | 0 | 0 | 1 | 0 | 0 | 0 | 0 | 0 | 0 | 0 | 0 | 0 | 0 | 0 | 0 | 0 | 0 | 0 | 0 | 0 | 0 | 0 | 0 | 0 | 0 | 0 | 0 | 0 | 0 | 0 | 0 | 0 | 0 | 0 | 0 |  | 0 | 0 | 0 | 0 | 0 | 0 | 0 | 0 | 0 | 0 | 0 | 0 | 0 | 0 | 0 | 0 | 0 | 0 | 0 | 0 | 0 | 0 | 0 | 0 | 0 | 0 | 0 | 0 | 0 | 0 | 0 | 0 | 0 | 0 | 0 | 0 | 1239.96 | 828.4538 | 1461.1652 | Tesla-Bellota 230 kV line | Tesla-Bellota 230 kV line | Tesla-Bellota 230 kV line |  | 0 | 0 | 0 | 0 | 0 | 0 | 1539.96 | 1128.4538 | 1461.1652 | Tesla-Bellota 230 kV line | Tesla-Bellota 230 kV line | Tesla-Bellota 230 kV line |  | 1 | 1 | NO | 1 | 1 | 1 | NO | 1
PG&E GBA | Newark | 230 | 0 | 0 | 0 | 0 | 0 | 0 | 0 | 0 | 0 | 0 | 0 | 0 | 0 | 0 | 0 | 0 | 0 | 0 | 0 | 0 | 0 | 0 | 0 | 0 | 0 | 0 | 0 | 0 | 0 | 0 | 0 | 0 | 0 | 0 | 0 | 0 | 0 | 0 | 0 | 0 | 0 | 0 | 0 | 0 | 0 | 0 | 0 | 0 | 0 | 0 | 0 | 0 | 0 | 0 | 0 | 1 | 0 | 0 | 1 | 1 | 0 | 0 | 0 | 0 | 0 | 1 | 0 | 0 | 0 | 0 | 0 | 0 | 0 | 0 | 0 | 0 | 0 | 0 | 0 | 0 | 0 | 0 | 0 | 0 | 0 | 0 | 0 | 0 | 0 | 0 | 0 | 0 | 0 | 0 | 0 | 0 | 0 | 0 |  | 0 | 0 | 0 | 0 | 0 | 0 | 0 | 0 | 0 | 0 | 0 | 0 | 0 | 0 | 0 | 0 | 0 | 0 | 0 | 0 | 0 | 0 | 0 | 0 | 0 | 0 | 0 | 0 | 0 | 0 | 0 | 0 | 0 | 0 | 0 | 0 | 1239.96 | 828.4538 | 1461.1652 | Tesla-Bellota 230 kV line | Tesla-Bellota 230 kV line | Tesla-Bellota 230 kV line |  | 0 | 0 | 0 | 0 | 0 | 0 | 1539.96 | 1128.4538 | 1461.1652 | Tesla-Bellota 230 kV line | Tesla-Bellota 230 kV line | Tesla-Bellota 230 kV line |  | 1 | 1 | NO | 1 | 1 | 1 | NO | 1
PG&E GBA | Newark | 60 | 0 | 0 | 0 | 0 | 0 | 0 | 0 | 0 | 0 | 0 | 0 | 0 | 0 | 0 | 0 | 0 | 0 | 0 | 0 | 0 | 0 | 0 | 0 | 0 | 0 | 0 | 0 | 0 | 0 | 0 | 0 | 0 | 0 | 0 | 0 | 0 | 0 | 0 | 0 | 1 | 0 | 0 | 0 | 0 | 0 | 0 | 0 | 0 | 0 | 0 | 0 | 0 | 0 | 0 | 0 | 1 | 0 | 0 | 0 | 0 | 0 | 0 | 0 | 0 | 0 | 0 | 1 | 0 | 0 | 0 | 0 | 0 | 0 | 0 | 0 | 0 | 0 | 0 | 0 | 0 | 0 | 0 | 0 | 0 | 0 | 0 | 0 | 0 | 0 | 0 | 0 | 0 | 0 | 0 | 0 | 0 | 0 | 0 |  | 0 | 0 | 0 | 0 | 0 | 0 | 0 | 0 | 0 | 0 | 0 | 0 | 0 | 0 | 0 | 0 | 0 | 0 | 0 | 0 | 0 | 0 | 0 | 0 | 0 | 0 | 0 | 0 | 0 | 0 | 2 | 0 | 2 | 0 | 0 | 0 | -1547.69 | -1002.9112 | 337.0526 | Collinsville-Tesla 500 kV Line | Collinsville-Tesla 500 kV Line | Birds Landing-Contra Costa 230kV Line |  | 0 | 0 | 0 | 0 | 0 | 0 | 1452.61 | 1744.7038 | 337.0526 | Birds Landing-Contra Costa 230kV Line | Birds Landing-Contra Costa 230kV Line | Birds Landing-Contra Costa 230kV Line |  | 5 | 1 | YES | 2 | 1 | 1 | NO | 1
PG&E FRESNO | Newhall | 115 | 0 | 0 | 0 | 0 | 0 | 0 | 0 | 0 | 0 | 0 | 0 | 0 | 0 | 0 | 0 | 0 | 0 | 0 | 0 | 0 | 0 | 0 | 0 | 0 | 0 | 0 | 0 | 0 | 0 | 0 | 0 | 0 | 0 | 0 | 0 | 0 | 0 | 0 | 0 | 0 | 0 | 0 | 0 | 0 | 0 | 1 | 0 | 0 | 0 | 0 | 0 | 0 | 0 | 0 | 0 | 0 | 0 | 0 | 0 | 0 | 0 | 0 | 0 | 0 | 0 | 0 | 0 | 0 | 0 | 0 | 0 | 0 | 0 | 0 | 0 | 0 | 0 | 0 | 0 | 1 | 0 | 1 | 1 | 1 | 0 | 1 | 0 | 1 | 0 | 0 | 0 | 0 | 1 | 0 | 0 | 0 | 0 | 1 |  | 0 | 0 | 0 | 0 | 0 | 0 | 0 | 0 | 0 | 0 | 0 | 0 | 0 | 0 | 0 | 0 | 0 | 0 | 0 | 0 | 0 | 0 | 0 | 0 | 0 | 0 | 0 | 0 | 0 | 0 | 2 | 0 | 3 | 1 | 1 | 0 | -364.5 | -4686.972 | -3687.5882 | Bellota-Weber 230kV line | Gates 500/230kV TB #11 | Gates 500/230kV TB #11 |  | 0 | 0 | 0 | 1 | 0 | 0 | 95.5 | -31.24 | 126.1276 | Bellota-Weber 230kV line | Los Banos 500/230kV TB | Oro Loma-El Nido 115kV Line |  | 5 | 3 | YES | 3 | 5 | 1 | YES | 2
PG&E KERN | Norco | 115 | 0 | 0 | 0 | 0 | 0 | 0 | 0 | 0 | 0 | 0 | 0 | 0 | 0 | 0 | 0 | 0 | 0 | 0 | 0 | 0 | 0 | 0 | 0 | 0 | 0 | 0 | 0 | 0 | 0 | 0 | 0 | 0 | 0 | 0 | 0 | 0 | 0 | 0 | 0 | 0 | 0 | 0 | 0 | 0 | 0 | 0 | 0 | 0 | 0 | 0 | 0 | 0 | 0 | 0 | 0 | 0 | 0 | 0 | 0 | 0 | 0 | 0 | 0 | 0 | 0 | 0 | 0 | 1 | 0 | 0 | 0 | 0 | 0 | 0 | 1 | 0 | 0 | 0 | 1 | 0 | 0 | 0 | 0 | 0 | 0 | 0 | 0 | 0 | 0 | 0 | 0 | 0 | 0 | 0 | 1 | 0 | 0 | 0 |  | 0 | 0 | 0 | 0 | 0 | 0 | 0 | 0 | 0 | 0 | 0 | 0 | 0 | 0 | 0 | 0 | 0 | 0 | 0 | 0 | 0 | 0 | 0 | 0 | 0 | 0 | 0 | 0 | 0 | 0 | 0 | 0 | 2 | 0 | 1 | 1 | 119.27 | -3815.842 | -3618.543 | Gates 500/230kV TB #12 | Gates 500/230kV TB #12 | Gates 500/230kV TB #12 |  | 0 | 0 | 0 | 0 | 0 | 0 | 120.85 | 383.59 | 342.7684 | Cal Flat-Gates 230 kV line | Cal Flat-Gates 230 kV line | Mustang-Henrietta 230 kV line |  | 5 | 1 | YES | 2 | 5 | 1 | YES | 2
PG&E GBA | Nortech | 115 | 0 | 0 | 0 | 0 | 0 | 0 | 0 | 0 | 0 | 0 | 0 | 0 | 0 | 0 | 0 | 0 | 0 | 0 | 0 | 0 | 0 | 0 | 0 | 0 | 0 | 0 | 0 | 0 | 0 | 0 | 0 | 0 | 0 | 0 | 0 | 0 | 0 | 0 | 0 | 0 | 0 | 0 | 0 | 0 | 0 | 0 | 0 | 0 | 0 | 0 | 0 | 0 | 1 | 0 | 0 | 1 | 0 | 0 | 0 | 1 | 0 | 0 | 0 | 0 | 0 | 0 | 0 | 0 | 0 | 0 | 0 | 0 | 0 | 0 | 0 | 0 | 0 | 0 | 0 | 0 | 0 | 0 | 0 | 0 | 0 | 0 | 0 | 0 | 0 | 0 | 0 | 0 | 0 | 0 | 0 | 0 | 0 | 1 |  | 0 | 0 | 0 | 0 | 0 | 0 | 0 | 0 | 0 | 0 | 0 | 0 | 0 | 0 | 0 | 0 | 0 | 0 | 0 | 0 | 0 | 0 | 0 | 0 | 80 | 0 | 0 | 0 | 0 | 1 | 0 | 0 | 0 | 0 | 0 | 0 | 1239.96 | 828.4538 | 1461.1652 | Tesla-Bellota 230 kV line | Tesla-Bellota 230 kV line | Tesla-Bellota 230 kV line |  | 0 | 0 | 0 | 0 | 0 | 0 | 1539.96 | 1128.4538 | 1461.1652 | Tesla-Bellota 230 kV line | Tesla-Bellota 230 kV line | Tesla-Bellota 230 kV line |  | 1 | 1 | NO | 1 | 1 | 1 | NO | 1
SDGE | North City Metering | 138 | 0 | 0 | 0 | 0 | 0 | 0 | 0 | 0 | 0 | 0 | 0 | 0 | 0 | 0 | 0 | 0 | 0 | 0 | 0 | 0 | 0 | 0 | 0 | 0 | 0 | 0 | 0 | 0 | 1 | 0 | 1 | 0 | 1 | 0 | 0 | 0 | 0 | 0 | 0 | 0 | 0 | 0 | 0 | 0 | 0 | 0 | 0 | 0 | 0 | 0 | 0 | 0 | 0 | 0 | 0 | 0 | 0 | 0 | 0 | 0 | 0 | 0 | 0 | 0 | 0 | 0 | 0 | 0 | 0 | 0 | 0 | 0 | 0 | 0 | 0 | 0 | 0 | 0 | 0 | 0 | 0 | 0 | 0 | 0 | 0 | 0 | 0 | 0 | 0 | 0 | 0 | 0 | 0 | 0 | 0 | 0 | 0 | 3 |  | 0 | 0 | 0 | 0 | 0 | 0 | 0 | 0 | 0 | 0 | 0 | 0 | 0 | 0 | 0 | 0 | 0 | 0 | 0 | 0 | 0 | 0 | 0 | 0 | 0 | 0 | 0 | 0 | 0 | 0 | 0 | 1 | 0 | 1 | 0 | 0 | -99.1 | -698.67 | 1394.7114 | San Luis Rey-San Onofre 230 kV line constraint | San Luis Rey-San Onofre 230 kV line constraint | San Luis Rey-San Onofre 230 kV line constraint |  | 0 | 1 | 0 | 1 | 0 | 0 | -99.1 | -698.67 | 1394.7114 | San Luis Rey-San Onofre 230 kV line constraint | San Luis Rey-San Onofre 230 kV line constraint | San Luis Rey-San Onofre 230 kV line constraint |  | 4 | 4 | NO | 4 | 1 | 1 | NO | 1
PG&E GBA | North Dublin | 230 | 0 | 0 | 0 | 0 | 0 | 0 | 0 | 0 | 0 | 0 | 0 | 0 | 0 | 0 | 0 | 0 | 0 | 0 | 0 | 0 | 0 | 0 | 0 | 0 | 0 | 0 | 0 | 0 | 0 | 0 | 0 | 0 | 0 | 0 | 0 | 0 | 0 | 0 | 0 | 1 | 0 | 0 | 0 | 0 | 0 | 0 | 0 | 0 | 0 | 0 | 0 | 0 | 0 | 0 | 0 | 1 | 0 | 0 | 0 | 1 | 0 | 0 | 0 | 0 | 0 | 0 | 1 | 0 | 0 | 0 | 0 | 0 | 0 | 0 | 0 | 0 | 0 | 0 | 0 | 0 | 0 | 0 | 0 | 0 | 0 | 0 | 0 | 0 | 0 | 0 | 0 | 0 | 0 | 0 | 0 | 0 | 0 | 0 |  | 0 | 0 | 0 | 0 | 0 | 0 | 0 | 0 | 0 | 0 | 0 | 0 | 0 | 0 | 0 | 0 | 0 | 0 | 0 | 0 | 0 | 0 | 0 | 0 | 0 | 0 | 0 | 0 | 0 | 0 | 2 | 0 | 2 | 0 | 0 | 0 | -1547.69 | -1002.9112 | 337.0526 | Collinsville-Tesla 500 kV Line | Collinsville-Tesla 500 kV Line | Birds Landing-Contra Costa 230kV Line |  | 0 | 0 | 0 | 0 | 0 | 0 | 1452.61 | 1128.4538 | 337.0526 | Birds Landing-Contra Costa 230kV Line | Tesla-Bellota 230 kV line | Birds Landing-Contra Costa 230kV Line |  | 5 | 1 | YES | 2 | 1 | 1 | NO | 1
SDGE | North Gila | 500 | 0 | 0 | 0 | 0 | 0 | 0 | 0 | 0 | 0 | 0 | 0 | 0 | 0 | 0 | 0 | 0 | 0 | 0 | 0 | 0 | 0 | 0 | 0 | 0 | 0 | 0 | 0 | 0 | 0 | 0 | 1 | 1 | 1 | 0 | 0 | 0 | 0 | 0 | 0 | 0 | 0 | 0 | 0 | 0 | 0 | 0 | 0 | 0 | 0 | 0 | 0 | 0 | 0 | 0 | 0 | 0 | 0 | 0 | 0 | 0 | 0 | 0 | 0 | 0 | 0 | 0 | 0 | 0 | 0 | 0 | 0 | 0 | 0 | 0 | 0 | 0 | 0 | 0 | 0 | 0 | 0 | 0 | 0 | 0 | 0 | 0 | 0 | 0 | 0 | 0 | 0 | 0 | 0 | 0 | 0 | 0 | 0 | 3 |  | 0 | 0 | 0 | 0 | 0 | 0 | 0 | 0 | 0 | 0 | 0 | 0 | 0 | 0 | 0 | 0 | 0 | 0 | 0 | 0 | 0 | 0 | 0 | 0 | 750 | 500 | 0 | 94.35 | 0 | 1 | 0 | 1 | 0 | 1 | 0 | 0 | -99.1 | -698.67 | 127.485 | San Luis Rey-San Onofre 230 kV line constraint | San Luis Rey-San Onofre 230 kV line constraint | East of Miguel constraint |  | 0 | 1 | 0 | 1 | 0 | 0 | -99.1 | -698.67 | 127.485 | San Luis Rey-San Onofre 230 kV line constraint | San Luis Rey-San Onofre 230 kV line constraint | East of Miguel constraint |  | 4 | 4 | NO | 4 | 1 | 1 | NO | 1
SCE Metro | North of SONGS | 230 | 0 | 0 | 0 | 0 | 0 | 0 | 0 | 0 | 0 | 1 | 0 | 0 | 0 | 0 | 0 | 0 | 0 | 0 | 0 | 0 | 0 | 0 | 0 | 0 | 0 | 0 | 0 | 0 | 0 | 0 | 0 | 0 | 0 | 0 | 0 | 0 | 0 | 0 | 0 | 0 | 0 | 0 | 0 | 0 | 0 | 0 | 0 | 0 | 0 | 0 | 0 | 0 | 0 | 0 | 0 | 0 | 0 | 0 | 0 | 0 | 0 | 0 | 0 | 0 | 0 | 0 | 0 | 0 | 0 | 0 | 0 | 0 | 0 | 0 | 0 | 0 | 0 | 0 | 0 | 0 | 0 | 0 | 0 | 0 | 0 | 0 | 0 | 0 | 0 | 0 | 0 | 0 | 0 | 0 | 0 | 0 | 0 | 0 |  | 0 | 0 | 0 | 0 | 0 | 0 | 0 | 0 | 0 | 0 | 0 | 0 | 0 | 0 | 0 | 0 | 0 | 0 | 0 | 0 | 0 | 0 | 0 | 0 | 0 | 0 | 0 | 0 | 0 | 0 | 0 | 0 | 0 | 0 | 0 | 0 | 3800.7188 | 8091.008 | 21779.8411 | SCE Metro Area Default Constraint | SCE Metro Area Default Constraint | SCE Metro Area Default Constraint |  | 0 | 0 | 0 | 0 | 0 | 0 | 3800.7188 | 8091.008 | 21779.8411 | SCE Metro Area Default Constraint | SCE Metro Area Default Constraint | SCE Metro Area Default Constraint |  | 1 | 1 | NO | 1 | 1 | 1 | NO | 1
SCE Metro | North of SONGS | 500 | 0 | 0 | 0 | 0 | 0 | 0 | 0 | 0 | 0 | 1 | 0 | 0 | 0 | 0 | 0 | 0 | 0 | 0 | 0 | 0 | 0 | 0 | 0 | 0 | 0 | 0 | 0 | 0 | 0 | 0 | 0 | 0 | 0 | 0 | 0 | 0 | 0 | 0 | 0 | 0 | 0 | 0 | 0 | 0 | 0 | 0 | 0 | 0 | 0 | 0 | 0 | 0 | 0 | 0 | 0 | 0 | 0 | 0 | 0 | 0 | 0 | 0 | 0 | 0 | 0 | 0 | 0 | 0 | 0 | 0 | 0 | 0 | 0 | 0 | 0 | 0 | 0 | 0 | 0 | 0 | 0 | 0 | 0 | 0 | 0 | 0 | 0 | 0 | 0 | 0 | 0 | 0 | 0 | 0 | 0 | 0 | 0 | 0 |  | 0 | 0 | 0 | 0 | 0 | 0 | 0 | 0 | 0 | 0 | 0 | 0 | 0 | 0 | 0 | 0 | 0 | 0 | 0 | 0 | 0 | 0 | 0 | 0 | 0 | 0 | 0 | 0 | 0 | 0 | 0 | 0 | 0 | 0 | 0 | 0 | 3800.7188 | 8091.008 | 21779.8411 | SCE Metro Area Default Constraint | SCE Metro Area Default Constraint | SCE Metro Area Default Constraint |  | 0 | 0 | 0 | 0 | 0 | 0 | 3800.7188 | 8091.008 | 21779.8411 | SCE Metro Area Default Constraint | SCE Metro Area Default Constraint | SCE Metro Area Default Constraint |  | 1 | 1 | NO | 1 | 1 | 1 | NO | 1
PG&E NGBA | Notre Dame | 115 | 0 | 0 | 0 | 0 | 0 | 0 | 0 | 0 | 0 | 0 | 0 | 0 | 0 | 0 | 0 | 0 | 0 | 0 | 0 | 0 | 0 | 0 | 0 | 0 | 0 | 0 | 0 | 0 | 0 | 0 | 0 | 0 | 0 | 0 | 0 | 0 | 0 | 0 | 0 | 1 | 0 | 0 | 0 | 0 | 0 | 0 | 0 | 0 | 0 | 0 | 0 | 0 | 0 | 0 | 0 | 0 | 0 | 0 | 0 | 0 | 0 | 0 | 0 | 0 | 0 | 0 | 0 | 0 | 0 | 0 | 0 | 0 | 0 | 0 | 0 | 0 | 0 | 0 | 0 | 0 | 0 | 0 | 0 | 0 | 0 | 0 | 0 | 0 | 0 | 0 | 0 | 0 | 0 | 0 | 0 | 0 | 0 | 0 |  | 0 | 0 | 0 | 0 | 0 | 0 | 0 | 0 | 0 | 0 | 0 | 0 | 0 | 0 | 0 | 0 | 0 | 0 | 0 | 0 | 0 | 0 | 0 | 0 | 0 | 0 | 0 | 0 | 0 | 0 | 1 | 0 | 1 | 0 | 0 | 0 | -1547.69 | -1002.9112 | 977.7909 | Collinsville-Tesla 500 kV Line | Collinsville-Tesla 500 kV Line | Collinsville-Tesla 500 kV Line |  | 0 | 0 | 0 | 0 | 0 | 0 | 7097.31 | 7642.0888 | 977.7909 | Collinsville-Tesla 500 kV Line | Collinsville-Tesla 500 kV Line | Collinsville-Tesla 500 kV Line |  | 5 | 1 | YES | 2 | 1 | 1 | NO | 1
PG&E GBA | Oakland C | 115 | 0 | 0 | 0 | 0 | 0 | 0 | 0 | 0 | 0 | 0 | 0 | 0 | 0 | 0 | 0 | 0 | 0 | 0 | 0 | 0 | 0 | 0 | 0 | 0 | 0 | 0 | 0 | 0 | 0 | 0 | 0 | 0 | 0 | 0 | 0 | 0 | 0 | 0 | 0 | 1 | 0 | 0 | 0 | 0 | 0 | 0 | 0 | 0 | 0 | 1 | 0 | 0 | 1 | 1 | 1 | 1 | 0 | 0 | 1 | 1 | 0 | 1 | 0 | 0 | 0 | 1 | 0 | 0 | 0 | 0 | 0 | 0 | 0 | 0 | 0 | 0 | 0 | 0 | 0 | 0 | 0 | 0 | 0 | 0 | 0 | 0 | 0 | 0 | 0 | 0 | 0 | 0 | 0 | 0 | 0 | 0 | 0 | 2 |  | 0 | 0 | 0 | 0 | 0 | 0 | 0 | 0 | 0 | 0 | 0 | 0 | 0 | 0 | 0 | 0 | 0 | 0 | 0 | 0 | 0 | 0 | 0 | 0 | 0 | 200 | 0 | 0 | 0 | 1 | 2 | 0 | 1 | 0 | 0 | 0 | -1547.69 | -1002.9112 | 977.7909 | Collinsville-Tesla 500 kV Line | Collinsville-Tesla 500 kV Line | Collinsville-Tesla 500 kV Line |  | 0 | 0 | 0 | 0 | 0 | 0 | 504.61 | 796.7038 | 977.7909 | Contra Costa- Windmaster 230 kV line | Contra Costa- Windmaster 230 kV line | Collinsville-Tesla 500 kV Line |  | 5 | 1 | YES | 2 | 1 | 1 | NO | 1
PG&E GBA | Oakland J | 115 | 0 | 0 | 0 | 0 | 0 | 0 | 0 | 0 | 0 | 0 | 0 | 0 | 0 | 0 | 0 | 0 | 0 | 0 | 0 | 0 | 0 | 0 | 0 | 0 | 0 | 0 | 0 | 0 | 0 | 0 | 0 | 0 | 0 | 0 | 0 | 0 | 0 | 0 | 0 | 1 | 0 | 0 | 0 | 0 | 0 | 0 | 0 | 0 | 0 | 0 | 0 | 0 | 1 | 0 | 0 | 1 | 0 | 0 | 0 | 0 | 0 | 0 | 0 | 0 | 0 | 0 | 0 | 0 | 0 | 0 | 0 | 0 | 0 | 0 | 0 | 0 | 0 | 0 | 0 | 0 | 0 | 0 | 0 | 0 | 0 | 0 | 0 | 0 | 0 | 0 | 0 | 0 | 0 | 0 | 0 | 0 | 0 | 1 |  | 0 | 0 | 0 | 0 | 0 | 0 | 0 | 0 | 0 | 0 | 0 | 0 | 0 | 0 | 0 | 0 | 0 | 0 | 0 | 0 | 0 | 0 | 0 | 0 | 0 | 0 | 0 | 0 | 0 | 0 | 1 | 0 | 1 | 0 | 0 | 0 | -1547.69 | -1002.9112 | 977.7909 | Collinsville-Tesla 500 kV Line | Collinsville-Tesla 500 kV Line | Collinsville-Tesla 500 kV Line |  | 0 | 0 | 0 | 0 | 0 | 0 | 2401.7 | 2386.26 | 977.7909 | Sobrante-Moraga 230 kV line | Sobrante-Moraga 230 kV line | Collinsville-Tesla 500 kV Line |  | 5 | 1 | YES | 2 | 1 | 1 | NO | 1
PG&E GBA | Oakland L | 115 | 0 | 0 | 0 | 0 | 0 | 0 | 0 | 0 | 0 | 0 | 0 | 0 | 0 | 0 | 0 | 0 | 0 | 0 | 0 | 0 | 0 | 0 | 0 | 0 | 0 | 0 | 0 | 0 | 0 | 0 | 0 | 0 | 0 | 0 | 0 | 0 | 0 | 0 | 0 | 1 | 0 | 0 | 0 | 0 | 0 | 0 | 0 | 0 | 0 | 0 | 0 | 0 | 1 | 0 | 0 | 1 | 0 | 0 | 0 | 0 | 0 | 0 | 0 | 0 | 0 | 0 | 0 | 0 | 0 | 0 | 0 | 0 | 0 | 0 | 0 | 0 | 0 | 0 | 0 | 0 | 0 | 0 | 0 | 0 | 0 | 0 | 0 | 0 | 0 | 0 | 0 | 0 | 0 | 0 | 0 | 0 | 0 | 1 |  | 0 | 0 | 0 | 0 | 0 | 0 | 0 | 0 | 0 | 0 | 0 | 0 | 0 | 0 | 0 | 0 | 0 | 0 | 0 | 0 | 0 | 0 | 0 | 0 | 0 | 0 | 0 | 0 | 0 | 0 | 1 | 0 | 1 | 0 | 0 | 0 | -1547.69 | -1002.9112 | 977.7909 | Collinsville-Tesla 500 kV Line | Collinsville-Tesla 500 kV Line | Collinsville-Tesla 500 kV Line |  | 0 | 0 | 0 | 0 | 0 | 0 | 2401.7 | 2386.26 | 977.7909 | Sobrante-Moraga 230 kV line | Sobrante-Moraga 230 kV line | Collinsville-Tesla 500 kV Line |  | 5 | 1 | YES | 2 | 1 | 1 | NO | 1
PG&E GBA | Oakland X | 115 | 0 | 0 | 0 | 0 | 0 | 0 | 0 | 0 | 0 | 0 | 0 | 0 | 0 | 0 | 0 | 0 | 0 | 0 | 0 | 0 | 0 | 0 | 0 | 0 | 0 | 0 | 0 | 0 | 0 | 0 | 0 | 0 | 0 | 0 | 0 | 0 | 0 | 0 | 0 | 1 | 0 | 0 | 0 | 0 | 0 | 0 | 0 | 0 | 0 | 0 | 0 | 0 | 1 | 0 | 0 | 1 | 0 | 0 | 0 | 0 | 0 | 0 | 0 | 0 | 0 | 0 | 0 | 0 | 0 | 0 | 0 | 0 | 0 | 0 | 0 | 0 | 0 | 0 | 0 | 0 | 0 | 0 | 0 | 0 | 0 | 0 | 0 | 0 | 0 | 0 | 0 | 0 | 0 | 0 | 0 | 0 | 0 | 1 |  | 0 | 0 | 0 | 0 | 0 | 0 | 0 | 0 | 0 | 0 | 0 | 0 | 0 | 0 | 0 | 0 | 0 | 0 | 0 | 0 | 0 | 0 | 0 | 0 | 0 | 100 | 0 | 0 | 0 | 1 | 1 | 0 | 1 | 0 | 0 | 0 | -1547.69 | -1002.9112 | 977.7909 | Collinsville-Tesla 500 kV Line | Collinsville-Tesla 500 kV Line | Collinsville-Tesla 500 kV Line |  | 0 | 0 | 0 | 0 | 0 | 0 | 2401.7 | 2386.26 | 977.7909 | Sobrante-Moraga 230 kV line | Sobrante-Moraga 230 kV line | Collinsville-Tesla 500 kV Line |  | 5 | 1 | YES | 2 | 1 | 1 | NO | 1
SDGE | Ocean Ranch | 69 | 0 | 0 | 0 | 0 | 0 | 0 | 0 | 0 | 0 | 0 | 0 | 0 | 0 | 0 | 0 | 0 | 0 | 0 | 0 | 0 | 0 | 0 | 0 | 0 | 0 | 1 | 0 | 0 | 0 | 0 | 0 | 0 | 1 | 1 | 0 | 0 | 0 | 1 | 0 | 0 | 0 | 0 | 0 | 0 | 0 | 0 | 0 | 0 | 0 | 0 | 0 | 0 | 0 | 0 | 0 | 0 | 0 | 0 | 0 | 0 | 0 | 0 | 0 | 0 | 0 | 0 | 0 | 0 | 0 | 0 | 0 | 0 | 0 | 0 | 0 | 0 | 0 | 0 | 0 | 0 | 0 | 0 | 0 | 0 | 0 | 0 | 0 | 0 | 0 | 0 | 0 | 0 | 0 | 0 | 0 | 0 | 0 | 1 |  | 0 | 0 | 0 | 0 | 0 | 0 | 0 | 0 | 0 | 0 | 0 | 0 | 0 | 0 | 0 | 0 | 0 | 0 | 0 | 0 | 0 | 0 | 0 | 0 | 0 | 0 | 0 | 0 | 0 | 0 | 0 | 1 | 0 | 1 | 0 | 0 | -99.1 | -698.67 | 284 | San Luis Rey-San Onofre 230 kV line constraint | San Luis Rey-San Onofre 230 kV line constraint | Ocean Ranch 69 kV constraint |  | 0 | 1 | 0 | 1 | 0 | 0 | -99.1 | -698.67 | 284 | San Luis Rey-San Onofre 230 kV line constraint | San Luis Rey-San Onofre 230 kV line constraint | Ocean Ranch 69 kV constraint |  | 4 | 4 | NO | 4 | 1 | 1 | NO | 1
PG&E KERN | Oceano | 115 | 0 | 0 | 0 | 0 | 0 | 0 | 0 | 0 | 0 | 0 | 0 | 0 | 0 | 0 | 0 | 0 | 0 | 0 | 0 | 0 | 0 | 0 | 0 | 0 | 0 | 0 | 0 | 0 | 0 | 0 | 0 | 0 | 0 | 0 | 0 | 0 | 0 | 0 | 0 | 0 | 0 | 0 | 0 | 0 | 0 | 0 | 0 | 0 | 0 | 0 | 0 | 0 | 0 | 0 | 0 | 0 | 0 | 0 | 0 | 0 | 0 | 0 | 0 | 0 | 0 | 0 | 0 | 1 | 1 | 0 | 0 | 0 | 0 | 0 | 0 | 0 | 0 | 0 | 0 | 1 | 0 | 0 | 0 | 0 | 0 | 1 | 0 | 0 | 0 | 0 | 0 | 0 | 0 | 0 | 0 | 1 | 0 | 1 |  | 0 | 0 | 0 | 0 | 0 | 0 | 0 | 0 | 0 | 0 | 0 | 0 | 0 | 0 | 0 | 0 | 0 | 0 | 0 | 0 | 0 | 0 | 0 | 0 | 0 | 0 | 0 | 0 | 0 | 0 | 0 | 0 | 1 | 1 | 1 | 0 | 120.85 | -4686.972 | -3687.5882 | Cal Flat-Gates 230 kV line | Gates 500/230kV TB #11 | Gates 500/230kV TB #11 |  | 0 | 0 | 0 | 1 | 0 | 0 | 120.85 | -31.24 | 251.3788 | Cal Flat-Gates 230 kV line | Los Banos 500/230kV TB | Gates-Arco 230 kV Line |  | 5 | 3 | YES | 3 | 5 | 1 | YES | 2
SDGE | Ocotillo Express | 500 | 0 | 0 | 0 | 0 | 0 | 0 | 0 | 0 | 0 | 0 | 0 | 0 | 0 | 0 | 0 | 0 | 0 | 0 | 0 | 0 | 0 | 0 | 0 | 0 | 0 | 0 | 0 | 0 | 0 | 0 | 1 | 1 | 1 | 0 | 0 | 1 | 0 | 0 | 0 | 0 | 0 | 0 | 0 | 0 | 0 | 0 | 0 | 0 | 0 | 0 | 0 | 0 | 0 | 0 | 0 | 0 | 0 | 0 | 0 | 0 | 0 | 0 | 0 | 0 | 0 | 0 | 0 | 0 | 0 | 0 | 0 | 0 | 0 | 0 | 0 | 0 | 0 | 0 | 0 | 0 | 0 | 0 | 0 | 0 | 0 | 0 | 0 | 0 | 0 | 0 | 0 | 0 | 0 | 0 | 0 | 0 | 0 | 4 |  | 0 | 0 | 0 | 0 | 0 | 0 | 0 | 0 | 0 | 0 | 0 | 0 | 0 | 0 | 0 | 0 | 0 | 0 | 0 | 0 | 0 | 0 | 0 | 0 | 0 | 0 | 0 | 0 | 0 | 0 | 0 | 1 | 0 | 1 | 0 | 0 | -99.1 | -698.67 | 127.485 | San Luis Rey-San Onofre 230 kV line constraint | San Luis Rey-San Onofre 230 kV line constraint | East of Miguel constraint |  | 0 | 1 | 0 | 1 | 0 | 0 | -99.1 | -698.67 | 127.485 | San Luis Rey-San Onofre 230 kV line constraint | San Luis Rey-San Onofre 230 kV line constraint | East of Miguel constraint |  | 4 | 4 | NO | 4 | 1 | 1 | NO | 1
PG&E KERN | Old River | 70 | 0 | 0 | 0 | 0 | 0 | 0 | 0 | 0 | 0 | 0 | 0 | 0 | 0 | 0 | 0 | 0 | 0 | 0 | 0 | 0 | 0 | 0 | 0 | 0 | 0 | 0 | 0 | 0 | 0 | 0 | 0 | 0 | 0 | 0 | 0 | 0 | 0 | 0 | 0 | 0 | 0 | 0 | 0 | 0 | 0 | 0 | 0 | 0 | 0 | 0 | 0 | 0 | 0 | 0 | 0 | 0 | 0 | 0 | 0 | 0 | 0 | 0 | 0 | 0 | 0 | 0 | 0 | 1 | 0 | 0 | 1 | 1 | 1 | 0 | 1 | 0 | 0 | 0 | 1 | 0 | 0 | 0 | 0 | 0 | 0 | 0 | 0 | 0 | 0 | 0 | 0 | 0 | 0 | 0 | 1 | 0 | 0 | 0 |  | 0 | 0 | 0 | 0 | 0 | 0 | 0 | 0 | 0 | 0 | 0 | 0 | 0 | 0 | 0 | 0 | 0 | 0 | 0 | 0 | 0 | 0 | 0 | 2.4 | 0 | 0 | 0 | 0 | 0 | 1 | 0 | 0 | 2 | 0 | 1 | 1 | 17.78 | -3815.842 | -3618.543 | Midway-Taft 115 kV line | Gates 500/230kV TB #12 | Gates 500/230kV TB #12 |  | 0 | 0 | 0 | 0 | 0 | 0 | 17.78 | 17.78 | 56.104 | Midway-Taft 115 kV line | Midway-Taft 115 kV line | Maricopa-Copus 70 kV line |  | 5 | 1 | YES | 2 | 5 | 1 | YES | 2
SDGE | Old Town | 230 | 0 | 0 | 0 | 0 | 0 | 0 | 0 | 0 | 0 | 0 | 0 | 0 | 0 | 0 | 0 | 0 | 0 | 0 | 0 | 0 | 0 | 0 | 0 | 0 | 0 | 0 | 0 | 0 | 0 | 0 | 1 | 0 | 1 | 0 | 0 | 0 | 0 | 0 | 0 | 0 | 0 | 0 | 0 | 0 | 0 | 0 | 0 | 0 | 0 | 0 | 0 | 0 | 0 | 0 | 0 | 0 | 0 | 0 | 0 | 0 | 0 | 0 | 0 | 0 | 0 | 0 | 0 | 0 | 0 | 0 | 0 | 0 | 0 | 0 | 0 | 0 | 0 | 0 | 0 | 0 | 0 | 0 | 0 | 0 | 0 | 0 | 0 | 0 | 0 | 0 | 0 | 0 | 0 | 0 | 0 | 0 | 0 | 2 |  | 0 | 0 | 0 | 0 | 0 | 0 | 0 | 0 | 0 | 0 | 0 | 0 | 0 | 0 | 0 | 0 | 0 | 0 | 0 | 0 | 0 | 0 | 0 | 0 | 0 | 0 | 0 | 0 | 0 | 0 | 0 | 1 | 0 | 1 | 0 | 0 | -99.1 | -698.67 | 1394.7114 | San Luis Rey-San Onofre 230 kV line constraint | San Luis Rey-San Onofre 230 kV line constraint | San Luis Rey-San Onofre 230 kV line constraint |  | 0 | 1 | 0 | 1 | 0 | 0 | -99.1 | -698.67 | 1394.7114 | San Luis Rey-San Onofre 230 kV line constraint | San Luis Rey-San Onofre 230 kV line constraint | San Luis Rey-San Onofre 230 kV line constraint |  | 4 | 4 | NO | 4 | 1 | 1 | NO | 1
SCE Metro | Olinda | 230 | 0 | 0 | 0 | 0 | 0 | 0 | 0 | 0 | 0 | 1 | 0 | 0 | 0 | 0 | 0 | 0 | 0 | 0 | 0 | 0 | 0 | 0 | 0 | 0 | 0 | 0 | 0 | 0 | 0 | 0 | 0 | 0 | 0 | 0 | 0 | 0 | 0 | 0 | 0 | 0 | 0 | 0 | 0 | 0 | 0 | 0 | 0 | 0 | 0 | 0 | 0 | 0 | 0 | 0 | 0 | 0 | 0 | 0 | 0 | 0 | 0 | 0 | 0 | 0 | 0 | 0 | 0 | 0 | 0 | 0 | 0 | 0 | 0 | 0 | 0 | 0 | 0 | 0 | 0 | 0 | 0 | 0 | 0 | 0 | 0 | 0 | 0 | 0 | 0 | 0 | 0 | 0 | 0 | 0 | 0 | 0 | 0 | 0 |  | 0 | 0 | 0 | 0 | 0 | 0 | 0 | 0 | 0 | 0 | 0 | 0 | 0 | 0 | 0 | 0 | 0 | 0 | 0 | 0 | 0 | 0 | 0 | 0 | 0 | 0 | 0 | 0 | 0 | 0 | 0 | 0 | 0 | 0 | 0 | 0 | 3800.7188 | 8091.008 | 21779.8411 | SCE Metro Area Default Constraint | SCE Metro Area Default Constraint | SCE Metro Area Default Constraint |  | 0 | 0 | 0 | 0 | 0 | 0 | 3800.7188 | 8091.008 | 21779.8411 | SCE Metro Area Default Constraint | SCE Metro Area Default Constraint | SCE Metro Area Default Constraint |  | 1 | 1 | NO | 1 | 1 | 1 | NO | 1
PG&E FRESNO | Olive | 115 | 0 | 0 | 0 | 0 | 0 | 0 | 0 | 0 | 0 | 0 | 0 | 0 | 0 | 0 | 0 | 0 | 0 | 0 | 0 | 0 | 0 | 0 | 0 | 0 | 0 | 0 | 0 | 0 | 0 | 0 | 0 | 0 | 0 | 0 | 0 | 0 | 0 | 0 | 0 | 0 | 0 | 0 | 0 | 0 | 0 | 0 | 0 | 0 | 0 | 0 | 0 | 0 | 0 | 0 | 0 | 0 | 0 | 0 | 0 | 0 | 0 | 0 | 0 | 0 | 0 | 0 | 0 | 1 | 0 | 1 | 1 | 0 | 0 | 0 | 1 | 1 | 0 | 0 | 1 | 1 | 0 | 0 | 0 | 0 | 0 | 0 | 0 | 0 | 0 | 0 | 0 | 0 | 0 | 0 | 1 | 0 | 0 | 0 |  | 0 | 0 | 0 | 0 | 0 | 0 | 0 | 0 | 0 | 40 | 0 | 0 | 0 | 0 | 1 | 0 | 0 | 0 | 0 | 0 | 0 | 0 | 0 | 0 | 40 | 0 | 20 | 0 | 0 | 1 | 0 | 0 | 3 | 0 | 2 | 1 | 119.27 | -4686.972 | -3687.5882 | Gates 500/230kV TB #12 | Gates 500/230kV TB #11 | Gates 500/230kV TB #11 |  | 0 | 0 | 0 | 0 | 0 | 0 | 120.85 | 192.6 | 130.03 | Cal Flat-Gates 230 kV line | Smyrna-Atwell Jct 115kV Line | Smyrna-Atwell Jct 115kV Line |  | 5 | 1 | YES | 2 | 5 | 1 | YES | 2
PG&E NGBA | Olivehurst | 115 | 0 | 0 | 0 | 0 | 0 | 0 | 0 | 0 | 0 | 0 | 0 | 0 | 0 | 0 | 0 | 0 | 0 | 0 | 0 | 0 | 0 | 0 | 0 | 0 | 0 | 0 | 0 | 0 | 0 | 0 | 0 | 0 | 0 | 0 | 0 | 0 | 0 | 0 | 0 | 1 | 0 | 0 | 0 | 0 | 1 | 1 | 1 | 1 | 0 | 0 | 0 | 0 | 0 | 0 | 0 | 0 | 0 | 0 | 0 | 1 | 1 | 0 | 0 | 0 | 0 | 0 | 0 | 0 | 0 | 0 | 0 | 0 | 0 | 0 | 0 | 0 | 0 | 0 | 0 | 0 | 0 | 0 | 0 | 0 | 0 | 0 | 0 | 0 | 0 | 0 | 0 | 0 | 0 | 0 | 0 | 0 | 0 | 0 |  | 0 | 0 | 0 | 0 | 0 | 0 | 0 | 0 | 0 | 0 | 0 | 0 | 0 | 0 | 0 | 0 | 0 | 0 | 0 | 0 | 0 | 0 | 0 | 0 | 0 | 0 | 0 | 0 | 0 | 0 | 2 | 0 | 2 | 0 | 0 | 0 | -1547.69 | -1002.9112 | 18.3836 | Collinsville-Tesla 500 kV Line | Collinsville-Tesla 500 kV Line | Rio Oso-Lockeford 230kV line |  | 0 | 0 | 0 | 0 | 0 | 0 | 50 | 50 | 18.3836 | Rocklin-Pleaseant grove 115kV line | Rocklin-Pleaseant grove 115kV line | Rio Oso-Lockeford 230kV line |  | 5 | 1 | YES | 2 | 1 | 1 | NO | 1
PG&E NGBA | Oregon Trail | 60 | 0 | 0 | 0 | 0 | 0 | 0 | 0 | 0 | 0 | 0 | 0 | 0 | 0 | 0 | 0 | 0 | 0 | 0 | 0 | 0 | 0 | 0 | 0 | 0 | 0 | 0 | 0 | 0 | 0 | 0 | 0 | 0 | 0 | 0 | 0 | 0 | 0 | 0 | 0 | 1 | 0 | 0 | 0 | 0 | 0 | 0 | 0 | 0 | 0 | 0 | 0 | 0 | 0 | 0 | 0 | 0 | 0 | 0 | 0 | 0 | 0 | 0 | 0 | 0 | 0 | 0 | 0 | 0 | 0 | 0 | 0 | 0 | 0 | 0 | 0 | 0 | 0 | 0 | 0 | 0 | 0 | 0 | 0 | 0 | 0 | 0 | 0 | 0 | 0 | 0 | 0 | 0 | 0 | 0 | 0 | 0 | 0 | 0 |  | 0 | 0 | 0 | 0 | 0 | 0 | 0 | 0 | 0 | 0 | 0 | 0 | 0 | 0 | 0 | 0 | 0 | 0 | 0 | 0 | 0 | 0 | 0 | 0 | 0 | 0 | 0 | 0 | 0 | 0 | 1 | 0 | 1 | 0 | 0 | 0 | -1547.69 | -1002.9112 | 977.7909 | Collinsville-Tesla 500 kV Line | Collinsville-Tesla 500 kV Line | Collinsville-Tesla 500 kV Line |  | 0 | 0 | 0 | 0 | 0 | 0 | 7097.31 | 7642.0888 | 977.7909 | Collinsville-Tesla 500 kV Line | Collinsville-Tesla 500 kV Line | Collinsville-Tesla 500 kV Line |  | 5 | 1 | YES | 2 | 1 | 1 | NO | 1
SCE Northern | Ormond Beach | 230 | 0 | 0 | 1 | 0 | 1 | 0 | 0 | 0 | 0 | 0 | 0 | 0 | 0 | 0 | 0 | 0 | 0 | 0 | 0 | 0 | 0 | 0 | 0 | 0 | 1 | 0 | 0 | 0 | 0 | 0 | 0 | 0 | 0 | 0 | 0 | 0 | 0 | 0 | 0 | 0 | 0 | 0 | 0 | 0 | 0 | 0 | 0 | 0 | 0 | 0 | 0 | 0 | 0 | 0 | 0 | 0 | 0 | 0 | 0 | 0 | 0 | 0 | 0 | 0 | 0 | 0 | 0 | 0 | 0 | 0 | 0 | 0 | 0 | 0 | 0 | 0 | 0 | 0 | 0 | 0 | 0 | 0 | 0 | 0 | 0 | 0 | 0 | 0 | 0 | 0 | 0 | 0 | 0 | 0 | 0 | 0 | 0 | 0 |  | 0 | 0 | 0 | 0 | 0 | 0 | 0 | 0 | 0 | 0 | 0 | 0 | 0 | 0 | 0 | 0 | 0 | 0 | 0 | 0 | 0 | 0 | 0 | 0 | 0 | 0 | 0 | 0 | 0 | 0 | 1 | 0 | 1 | 0 | 0 | 1 | -4343.191 | -2038.908 | -1396.283 | Lugo - Victorville area constraint | Lugo - Victorville area constraint | Lugo - Victorville area constraint |  | 0 | 0 | 0 | 0 | 0 | 0 | 448 | 554 | 2967 | Moorpark-Pardee Constraint | Moorpark-Pardee Constraint | Moorpark-Pardee Constraint |  | 5 | 1 | YES | 2 | 4 | 1 | YES | 2
PG&E FRESNO | Oro Loma | 115 | 0 | 0 | 0 | 0 | 0 | 0 | 0 | 0 | 0 | 0 | 0 | 0 | 0 | 0 | 0 | 0 | 0 | 0 | 0 | 0 | 0 | 0 | 0 | 0 | 0 | 0 | 0 | 0 | 0 | 0 | 0 | 0 | 0 | 0 | 0 | 0 | 0 | 0 | 0 | 0 | 0 | 0 | 0 | 0 | 0 | 0 | 0 | 0 | 0 | 0 | 0 | 0 | 0 | 0 | 0 | 0 | 0 | 0 | 0 | 0 | 0 | 0 | 0 | 0 | 0 | 0 | 0 | 0 | 0 | 0 | 0 | 0 | 0 | 0 | 0 | 0 | 0 | 0 | 0 | 1 | 0 | 1 | 0 | 0 | 0 | 1 | 0 | 1 | 0 | 0 | 0 | 0 | 1 | 0 | 0 | 0 | 0 | 1 |  | 0 | 0 | 0 | 0 | 0 | 0 | 0 | 0 | 0 | 0 | 0 | 0 | 0 | 0 | 0 | 0 | 0 | 0 | 0 | 0 | 0 | 0 | 0 | 0 | 100 | 0 | 0 | 0 | 0 | 1 | 0 | 0 | 1 | 1 | 1 | 0 | 244.55 | -4686.972 | -3687.5882 | Los Banos 500/230kV TB | Gates 500/230kV TB #11 | Gates 500/230kV TB #11 |  | 0 | 0 | 0 | 1 | 0 | 0 | 244.55 | -31.24 | 126.1276 | Los Banos 500/230kV TB | Los Banos 500/230kV TB | Oro Loma-El Nido 115kV Line |  | 5 | 3 | YES | 3 | 5 | 1 | YES | 2
PG&E FRESNO | Oro Loma | 70 | 0 | 0 | 0 | 0 | 0 | 0 | 0 | 0 | 0 | 0 | 0 | 0 | 0 | 0 | 0 | 0 | 0 | 0 | 0 | 0 | 0 | 0 | 0 | 0 | 0 | 0 | 0 | 0 | 0 | 0 | 0 | 0 | 0 | 0 | 0 | 0 | 0 | 0 | 0 | 0 | 0 | 0 | 0 | 0 | 0 | 0 | 0 | 0 | 0 | 0 | 0 | 0 | 0 | 0 | 0 | 0 | 0 | 0 | 0 | 0 | 0 | 0 | 0 | 0 | 0 | 0 | 0 | 0 | 0 | 0 | 0 | 0 | 0 | 0 | 0 | 0 | 0 | 0 | 0 | 1 | 0 | 0 | 0 | 0 | 0 | 1 | 0 | 1 | 0 | 0 | 0 | 0 | 1 | 0 | 0 | 0 | 0 | 1 |  | 0 | 0 | 0 | 0 | 0 | 0 | 0 | 0 | 0 | 0 | 0 | 0 | 0 | 0 | 0 | 0 | 0 | 0 | 0 | 0 | 0 | 0 | 0 | 5 | 0 | 0 | 0 | 0 | 0 | 1 | 0 | 0 | 1 | 1 | 1 | 0 | 244.55 | -4686.972 | -3687.5882 | Los Banos 500/230kV TB | Gates 500/230kV TB #11 | Gates 500/230kV TB #11 |  | 0 | 0 | 0 | 1 | 0 | 0 | 244.55 | -31.24 | 126.1276 | Los Banos 500/230kV TB | Los Banos 500/230kV TB | Oro Loma-El Nido 115kV Line |  | 5 | 3 | YES | 3 | 5 | 1 | YES | 2
PG&E FRESNO | Orosi | 70 | 0 | 0 | 0 | 0 | 0 | 0 | 0 | 0 | 0 | 0 | 0 | 0 | 0 | 0 | 0 | 0 | 0 | 0 | 0 | 0 | 0 | 0 | 0 | 0 | 0 | 0 | 0 | 0 | 0 | 0 | 0 | 0 | 0 | 0 | 0 | 0 | 0 | 0 | 0 | 0 | 0 | 0 | 0 | 0 | 0 | 0 | 0 | 0 | 0 | 0 | 0 | 0 | 0 | 0 | 0 | 0 | 0 | 0 | 0 | 0 | 0 | 0 | 0 | 0 | 0 | 0 | 0 | 0 | 1 | 0 | 0 | 0 | 0 | 0 | 0 | 0 | 0 | 0 | 0 | 1 | 0 | 1 | 0 | 1 | 0 | 1 | 0 | 0 | 0 | 0 | 0 | 0 | 0 | 0 | 0 | 0 | 0 | 1 |  | 0 | 0 | 0 | 0 | 0 | 0 | 0 | 0 | 0 | 0 | 0 | 0 | 0 | 0 | 0 | 0 | 0 | 0 | 0 | 0 | 0 | 0 | 0 | 0 | 0 | 0 | 0 | 0 | 0 | 0 | 1 | 0 | 2 | 1 | 1 | 0 | -222.55 | -4686.972 | -3687.5882 | Chowchilla-Le grand 115kV Line | Gates 500/230kV TB #11 | Gates 500/230kV TB #11 |  | 0 | 0 | 0 | 1 | 0 | 0 | 244.55 | -31.24 | 251.3788 | Los Banos 500/230kV TB | Los Banos 500/230kV TB | Gates-Arco 230 kV Line |  | 5 | 3 | YES | 3 | 5 | 1 | YES | 2
SDGE | Otay | 69 | 0 | 0 | 0 | 0 | 0 | 0 | 0 | 0 | 0 | 0 | 0 | 0 | 0 | 0 | 0 | 0 | 0 | 0 | 0 | 0 | 0 | 0 | 0 | 0 | 0 | 0 | 0 | 0 | 0 | 1 | 1 | 0 | 1 | 0 | 0 | 1 | 1 | 0 | 0 | 0 | 0 | 0 | 0 | 0 | 0 | 0 | 0 | 0 | 0 | 0 | 0 | 0 | 0 | 0 | 0 | 0 | 0 | 0 | 0 | 0 | 0 | 0 | 0 | 0 | 0 | 0 | 0 | 0 | 0 | 0 | 0 | 0 | 0 | 0 | 0 | 0 | 0 | 0 | 0 | 0 | 0 | 0 | 0 | 0 | 0 | 0 | 0 | 0 | 0 | 0 | 0 | 0 | 0 | 0 | 0 | 0 | 0 | 4 |  | 0 | 0 | 0 | 0 | 0 | 0 | 0 | 0 | 0 | 0 | 0 | 6 | 0 | 0 | 1 | 0 | 0 | 0 | 0 | 0 | 0 | 0 | 0 | 0 | 0 | 0 | 55.7 | 0 | 0 | 1 | 0 | 1 | 0 | 2 | 0 | 0 | -99.1 | -698.67 | 216.1064 | San Luis Rey-San Onofre 230 kV line constraint | San Luis Rey-San Onofre 230 kV line constraint | Silvergate-Old Town 230 kV constraint |  | 0 | 1 | 0 | 2 | 0 | 0 | -99.1 | -698.67 | 216.1064 | San Luis Rey-San Onofre 230 kV line constraint | San Luis Rey-San Onofre 230 kV line constraint | Silvergate-Old Town 230 kV constraint |  | 4 | 4 | NO | 4 | 1 | 1 | NO | 1
SDGE | Otay Mesa | 230 | 0 | 0 | 0 | 0 | 0 | 0 | 0 | 0 | 0 | 0 | 0 | 0 | 0 | 0 | 0 | 0 | 0 | 0 | 0 | 0 | 0 | 0 | 0 | 0 | 0 | 0 | 0 | 0 | 1 | 0 | 1 | 0 | 1 | 0 | 1 | 1 | 1 | 0 | 0 | 0 | 0 | 0 | 0 | 0 | 0 | 0 | 0 | 0 | 0 | 0 | 0 | 0 | 0 | 0 | 0 | 0 | 0 | 0 | 0 | 0 | 0 | 0 | 0 | 0 | 0 | 0 | 0 | 0 | 0 | 0 | 0 | 0 | 0 | 0 | 0 | 0 | 0 | 0 | 0 | 0 | 0 | 0 | 0 | 0 | 0 | 0 | 0 | 0 | 0 | 0 | 0 | 0 | 0 | 0 | 0 | 0 | 0 | 5 |  | 0 | 0 | 0 | 0 | 0 | 0 | 0 | 0 | 0 | 0 | 0 | -65 | 0 | 0 | 1 | 0 | 0 | 0 | 0 | 0 | 0 | 0 | 0 | 0 | 0 | 0 | 0 | 0 | 0 | 0 | 0 | 1 | 0 | 2 | 0 | 0 | -99.1 | -698.67 | 216.1064 | San Luis Rey-San Onofre 230 kV line constraint | San Luis Rey-San Onofre 230 kV line constraint | Silvergate-Old Town 230 kV constraint |  | 0 | 1 | 0 | 2 | 0 | 0 | -99.1 | -698.67 | 216.1064 | San Luis Rey-San Onofre 230 kV line constraint | San Luis Rey-San Onofre 230 kV line constraint | Silvergate-Old Town 230 kV constraint |  | 4 | 4 | NO | 4 | 1 | 1 | NO | 1
PG&E FRESNO | Padre Flats SW STA | 230 | 0 | 0 | 0 | 0 | 0 | 0 | 0 | 0 | 0 | 0 | 0 | 0 | 0 | 0 | 0 | 0 | 0 | 0 | 0 | 0 | 0 | 0 | 0 | 0 | 0 | 0 | 0 | 0 | 0 | 0 | 0 | 0 | 0 | 0 | 0 | 0 | 0 | 0 | 0 | 0 | 0 | 0 | 0 | 0 | 0 | 0 | 0 | 0 | 0 | 0 | 0 | 0 | 0 | 0 | 0 | 0 | 0 | 0 | 0 | 0 | 0 | 0 | 0 | 0 | 0 | 0 | 0 | 0 | 0 | 0 | 0 | 0 | 0 | 0 | 0 | 0 | 0 | 0 | 0 | 1 | 0 | 0 | 0 | 0 | 0 | 1 | 0 | 0 | 0 | 0 | 0 | 0 | 0 | 0 | 0 | 0 | 0 | 1 |  | 0 | 0 | 0 | 0 | 0 | 0 | 0 | 0 | 0 | 0 | 0 | 0 | 0 | 0 | 0 | 20 | 0 | 0 | 0 | 0 | 0 | 0 | 0 | 0 | 400 | 0 | 0 | 0 | 0 | 1 | 0 | 0 | 1 | 1 | 1 | 0 | 244.55 | -4686.972 | -3687.5882 | Los Banos 500/230kV TB | Gates 500/230kV TB #11 | Gates 500/230kV TB #11 |  | 0 | 0 | 0 | 1 | 0 | 0 | 244.55 | -31.24 | 2655.4118 | Los Banos 500/230kV TB | Los Banos 500/230kV TB | Gates 500/230kV TB #11 |  | 5 | 3 | YES | 3 | 5 | 1 | YES | 2
EOP | Pahrump | 138 | 0 | 0 | 0 | 0 | 0 | 0 | 0 | 0 | 0 | 0 | 0 | 0 | 0 | 0 | 0 | 0 | 0 | 0 | 0 | 0 | 0 | 0 | 1 | 1 | 1 | 0 | 0 | 0 | 0 | 0 | 0 | 0 | 0 | 0 | 0 | 0 | 0 | 0 | 0 | 0 | 0 | 0 | 0 | 0 | 0 | 0 | 0 | 0 | 0 | 0 | 0 | 0 | 0 | 0 | 0 | 0 | 0 | 0 | 0 | 0 | 0 | 0 | 0 | 0 | 0 | 0 | 0 | 0 | 0 | 0 | 0 | 0 | 0 | 0 | 0 | 0 | 0 | 0 | 0 | 0 | 0 | 0 | 0 | 0 | 0 | 0 | 0 | 0 | 0 | 0 | 0 | 0 | 0 | 0 | 0 | 0 | 0 | 2 |  | 0 | 0 | 0 | 0 | 0 | 0 | 0 | 0 | 0 | 0 | 0 | 0 | 0 | 0 | 0 | 0 | 0 | 0 | 0 | 0 | 0 | 0 | 0 | 0 | 0 | 0 | 0 | 0 | 0 | 0 | 1 | 1 | 1 | 0 | 0 | 1 | -4343.191 | -2038.908 | -1396.283 | Lugo - Victorville area constraint | Lugo - Victorville area constraint | Lugo - Victorville area constraint |  | 0 | 1 | 0 | 0 | 0 | 0 | -160.5 | 1398.25 | 3367.55 | Sloan Canyon - Eldorado 500 kV constraint | Sloan Canyon - Eldorado 500 kV constraint | GLW 230kV area constraint |  | 5 | 3 | YES | 3 | 4 | 1 | YES | 2
EOP | Pahrump | 230 | 0 | 0 | 0 | 0 | 0 | 0 | 0 | 0 | 0 | 0 | 0 | 0 | 0 | 0 | 0 | 0 | 0 | 0 | 0 | 0 | 0 | 0 | 1 | 1 | 1 | 0 | 0 | 0 | 0 | 0 | 0 | 0 | 0 | 0 | 0 | 0 | 0 | 0 | 0 | 0 | 0 | 0 | 0 | 0 | 0 | 0 | 0 | 0 | 0 | 0 | 0 | 0 | 0 | 0 | 0 | 0 | 0 | 0 | 0 | 0 | 0 | 0 | 0 | 0 | 0 | 0 | 0 | 0 | 0 | 0 | 0 | 0 | 0 | 0 | 0 | 0 | 0 | 0 | 0 | 0 | 0 | 0 | 0 | 0 | 0 | 0 | 0 | 0 | 0 | 0 | 0 | 0 | 0 | 0 | 0 | 0 | 0 | 2 |  | 0 | 0 | 0 | 0 | 0 | 0 | 0 | 0 | 0 | 0 | 0 | 0 | 0 | 0 | 0 | 0 | 0 | 0 | 0 | 0 | 0 | 0 | 0 | 0 | 0 | 0 | 0 | 0 | 0 | 0 | 1 | 1 | 1 | 0 | 0 | 1 | -4343.191 | -2038.908 | -1396.283 | Lugo - Victorville area constraint | Lugo - Victorville area constraint | Lugo - Victorville area constraint |  | 0 | 1 | 0 | 0 | 0 | 0 | -160.5 | 1398.25 | 3367.55 | Sloan Canyon - Eldorado 500 kV constraint | Sloan Canyon - Eldorado 500 kV constraint | GLW 230kV area constraint |  | 5 | 3 | YES | 3 | 4 | 1 | YES | 2
SDGE | Pala | 69 | 0 | 0 | 0 | 0 | 0 | 0 | 0 | 0 | 0 | 0 | 0 | 0 | 0 | 0 | 0 | 0 | 0 | 0 | 0 | 0 | 0 | 0 | 0 | 0 | 0 | 1 | 0 | 0 | 1 | 0 | 1 | 0 | 1 | 1 | 0 | 0 | 0 | 1 | 0 | 0 | 0 | 0 | 0 | 0 | 0 | 0 | 0 | 0 | 0 | 0 | 0 | 0 | 0 | 0 | 0 | 0 | 0 | 0 | 0 | 0 | 0 | 0 | 0 | 0 | 0 | 0 | 0 | 0 | 0 | 0 | 0 | 0 | 0 | 0 | 0 | 0 | 0 | 0 | 0 | 0 | 0 | 0 | 0 | 0 | 0 | 0 | 0 | 0 | 0 | 0 | 0 | 0 | 0 | 0 | 0 | 0 | 0 | 3 |  | 0 | 0 | 0 | 0 | 0 | 0 | 0 | 0 | 0 | 0 | 0 | 10 | 0 | 0 | 1 | 0 | 0 | 0 | 0 | 0 | 0 | 0 | 0 | 0 | 0 | 0 | 10 | 0 | 0 | 1 | 0 | 1 | 0 | 1 | 0 | 0 | -99.1 | -698.67 | 284 | San Luis Rey-San Onofre 230 kV line constraint | San Luis Rey-San Onofre 230 kV line constraint | Ocean Ranch 69 kV constraint |  | 0 | 1 | 0 | 1 | 0 | 0 | -99.1 | -698.67 | 284 | San Luis Rey-San Onofre 230 kV line constraint | San Luis Rey-San Onofre 230 kV line constraint | Ocean Ranch 69 kV constraint |  | 4 | 4 | NO | 4 | 1 | 1 | NO | 1
PG&E NGBA | Palermo | 115 | 0 | 0 | 0 | 0 | 0 | 0 | 0 | 0 | 0 | 0 | 0 | 0 | 0 | 0 | 0 | 0 | 0 | 0 | 0 | 0 | 0 | 0 | 0 | 0 | 0 | 0 | 0 | 0 | 0 | 0 | 0 | 0 | 0 | 0 | 0 | 0 | 0 | 0 | 0 | 1 | 0 | 0 | 0 | 0 | 1 | 1 | 1 | 1 | 0 | 0 | 0 | 0 | 0 | 0 | 0 | 0 | 0 | 0 | 0 | 1 | 1 | 0 | 0 | 0 | 0 | 0 | 0 | 0 | 0 | 0 | 0 | 0 | 0 | 0 | 0 | 0 | 0 | 0 | 0 | 0 | 0 | 0 | 0 | 0 | 0 | 0 | 0 | 0 | 0 | 0 | 0 | 0 | 0 | 0 | 0 | 0 | 0 | 0 |  | 0 | 0 | 0 | 0 | 0 | 0 | 0 | 0 | 0 | 0 | 0 | 0 | 0 | 0 | 0 | 0 | 0 | 0 | 0 | 0 | 0 | 0 | 0 | 0 | 0 | 0 | 0 | 0 | 0 | 0 | 2 | 0 | 2 | 0 | 0 | 0 | -1547.69 | -1002.9112 | 18.3836 | Collinsville-Tesla 500 kV Line | Collinsville-Tesla 500 kV Line | Rio Oso-Lockeford 230kV line |  | 0 | 0 | 0 | 0 | 0 | 0 | 50 | 50 | 18.3836 | Rocklin-Pleaseant grove 115kV line | Rocklin-Pleaseant grove 115kV line | Rio Oso-Lockeford 230kV line |  | 5 | 1 | YES | 2 | 1 | 1 | NO | 1
PG&E NGBA | Palermo | 230 | 0 | 0 | 0 | 0 | 0 | 0 | 0 | 0 | 0 | 0 | 0 | 0 | 0 | 0 | 0 | 0 | 0 | 0 | 0 | 0 | 0 | 0 | 0 | 0 | 0 | 0 | 0 | 0 | 0 | 0 | 0 | 0 | 0 | 0 | 0 | 0 | 0 | 0 | 0 | 1 | 0 | 0 | 0 | 0 | 0 | 1 | 1 | 1 | 0 | 0 | 0 | 0 | 0 | 0 | 0 | 0 | 0 | 0 | 0 | 1 | 1 | 0 | 0 | 0 | 0 | 0 | 0 | 0 | 0 | 0 | 0 | 0 | 0 | 0 | 0 | 0 | 0 | 0 | 0 | 0 | 0 | 0 | 0 | 0 | 0 | 0 | 0 | 0 | 0 | 0 | 0 | 0 | 0 | 0 | 0 | 0 | 0 | 0 |  | 0 | 0 | 0 | 0 | 0 | 0 | 0 | 0 | 0 | 0 | 0 | 0 | 0 | 0 | 0 | 20 | 0 | 0 | 0 | 0 | 0 | 0 | 0 | 0 | 0 | 0 | 0 | 0 | 0 | 1 | 2 | 0 | 2 | 0 | 0 | 0 | -1547.69 | -1002.9112 | 18.3836 | Collinsville-Tesla 500 kV Line | Collinsville-Tesla 500 kV Line | Rio Oso-Lockeford 230kV line |  | 0 | 0 | 0 | 0 | 0 | 0 | 95.5 | 147.81 | 18.3836 | Bellota-Weber 230kV line | Bellota-Weber 230kV line | Rio Oso-Lockeford 230kV line |  | 5 | 1 | YES | 2 | 1 | 1 | NO | 1
SCE Eastern | Palo Verde | 500 | 0 | 0 | 0 | 0 | 0 | 0 | 0 | 0 | 0 | 0 | 0 | 0 | 0 | 0 | 0 | 0 | 0 | 1 | 0 | 0 | 0 | 1 | 0 | 0 | 1 | 0 | 0 | 0 | 0 | 0 | 0 | 0 | 0 | 0 | 0 | 0 | 0 | 0 | 0 | 0 | 0 | 0 | 0 | 0 | 0 | 0 | 0 | 0 | 0 | 0 | 0 | 0 | 0 | 0 | 0 | 0 | 0 | 0 | 0 | 0 | 0 | 0 | 0 | 0 | 0 | 0 | 0 | 0 | 0 | 0 | 0 | 0 | 0 | 0 | 0 | 0 | 0 | 0 | 0 | 0 | 0 | 0 | 0 | 0 | 0 | 0 | 0 | 0 | 0 | 0 | 0 | 0 | 0 | 0 | 0 | 0 | 0 | 2 |  | 0 | 0 | 0 | 0 | 1585 | 0 | 0 | 0 | 0 | 0 | 0 | 0 | 0 | 0 | 1 | 0 | 0 | 0 | 0 | 4121 | 0 | 0 | 0 | 0 | 0 | 0 | 0 | 0 | 0 | 1 | 1 | 4 | 1 | 4 | 0 | 2 | -4343.191 | -2038.908 | -1396.283 | Lugo - Victorville area constraint | Lugo - Victorville area constraint | Lugo - Victorville area constraint |  | 0 | 6 | 0 | 3 | 0 | 0 | -1492.166 | -373.998 | 377.596 | Serrano-Alberhill-Valley Constraint | Serrano-Alberhill-Valley Constraint | Devers-Red Bluff Constraint |  | 5 | 4 | YES | 4 | 4 | 1 | YES | 2
SDGE | Palomar Energy | 230 | 0 | 0 | 0 | 0 | 0 | 0 | 0 | 0 | 0 | 0 | 0 | 0 | 0 | 0 | 0 | 0 | 0 | 0 | 0 | 0 | 0 | 0 | 0 | 0 | 0 | 1 | 0 | 0 | 1 | 0 | 1 | 0 | 1 | 0 | 0 | 0 | 0 | 1 | 0 | 0 | 0 | 0 | 0 | 0 | 0 | 0 | 0 | 0 | 0 | 0 | 0 | 0 | 0 | 0 | 0 | 0 | 0 | 0 | 0 | 0 | 0 | 0 | 0 | 0 | 0 | 0 | 0 | 0 | 0 | 0 | 0 | 0 | 0 | 0 | 0 | 0 | 0 | 0 | 0 | 0 | 0 | 0 | 0 | 0 | 0 | 0 | 0 | 0 | 0 | 0 | 0 | 0 | 0 | 0 | 0 | 0 | 0 | 3 |  | 0 | 0 | 0 | 0 | 0 | 0 | 0 | 0 | 0 | 0 | 0 | 0 | 0 | 0 | 0 | 0 | 0 | 0 | 0 | 0 | 0 | 0 | 0 | 0 | 0 | 0 | 0 | 0 | 0 | 0 | 0 | 1 | 0 | 1 | 0 | 0 | -99.1 | -698.67 | 1191.1 | San Luis Rey-San Onofre 230 kV line constraint | San Luis Rey-San Onofre 230 kV line constraint | Talega 230 kV constraint |  | 0 | 1 | 0 | 1 | 0 | 0 | -99.1 | -698.67 | 1191.1 | San Luis Rey-San Onofre 230 kV line constraint | San Luis Rey-San Onofre 230 kV line constraint | Talega 230 kV constraint |  | 4 | 4 | NO | 4 | 1 | 1 | NO | 1
PG&E KERN | Panama | 70 | 0 | 0 | 0 | 0 | 0 | 0 | 0 | 0 | 0 | 0 | 0 | 0 | 0 | 0 | 0 | 0 | 0 | 0 | 0 | 0 | 0 | 0 | 0 | 0 | 0 | 0 | 0 | 0 | 0 | 0 | 0 | 0 | 0 | 0 | 0 | 0 | 0 | 0 | 0 | 0 | 0 | 0 | 0 | 0 | 0 | 0 | 0 | 0 | 0 | 0 | 0 | 0 | 0 | 0 | 0 | 0 | 0 | 0 | 0 | 0 | 0 | 0 | 0 | 0 | 0 | 0 | 0 | 1 | 1 | 0 | 0 | 0 | 0 | 0 | 0 | 0 | 0 | 0 | 0 | 1 | 0 | 0 | 0 | 0 | 0 | 0 | 0 | 0 | 0 | 0 | 0 | 0 | 0 | 0 | 0 | 0 | 0 | 0 |  | 0 | 0 | 0 | 0 | 0 | 0 | 0 | 0 | 0 | 0 | 0 | 0 | 0 | 0 | 0 | 0 | 0 | 0 | 0 | 0 | 0 | 0 | 0 | 0 | 0 | 0 | 0 | 0 | 0 | 0 | 0 | 0 | 1 | 0 | 1 | 0 | 120.85 | -4686.972 | -3687.5882 | Cal Flat-Gates 230 kV line | Gates 500/230kV TB #11 | Gates 500/230kV TB #11 |  | 0 | 0 | 0 | 0 | 0 | 0 | 120.85 | 383.59 | 251.3788 | Cal Flat-Gates 230 kV line | Cal Flat-Gates 230 kV line | Gates-Arco 230 kV Line |  | 5 | 1 | YES | 2 | 5 | 1 | YES | 2
PG&E FRESNO | Panoche | 115 | 0 | 0 | 0 | 0 | 0 | 0 | 0 | 0 | 0 | 0 | 0 | 0 | 0 | 0 | 0 | 0 | 0 | 0 | 0 | 0 | 0 | 0 | 0 | 0 | 0 | 0 | 0 | 0 | 0 | 0 | 0 | 0 | 0 | 0 | 0 | 0 | 0 | 0 | 0 | 0 | 0 | 0 | 0 | 0 | 0 | 1 | 0 | 0 | 0 | 0 | 0 | 0 | 0 | 0 | 0 | 0 | 0 | 0 | 0 | 0 | 0 | 0 | 0 | 0 | 0 | 0 | 0 | 0 | 0 | 0 | 0 | 0 | 0 | 0 | 0 | 0 | 0 | 0 | 1 | 1 | 1 | 1 | 1 | 0 | 0 | 1 | 0 | 1 | 0 | 0 | 0 | 0 | 0 | 0 | 0 | 0 | 0 | 1 |  | 0 | 0 | 0 | 0 | 0 | 0 | 0 | 0 | 0 | 0 | 0 | 0 | 0 | 0 | 0 | 0 | 0 | 0 | 0 | 0 | 0 | 0 | 0 | 4.4 | 0 | 0 | 0 | 0 | 0 | 1 | 1 | 0 | 3 | 1 | 2 | 0 | -364.5 | -4686.972 | -3687.5882 | Bellota-Weber 230kV line | Gates 500/230kV TB #11 | Gates 500/230kV TB #11 |  | 0 | 0 | 0 | 1 | 0 | 0 | 95.5 | -31.24 | 189.524 | Bellota-Weber 230kV line | Los Banos 500/230kV TB | Gates 230/70kV TB #5 |  | 5 | 3 | YES | 3 | 5 | 1 | YES | 2
PG&E FRESNO | Panoche | 230 | 0 | 0 | 0 | 0 | 0 | 0 | 0 | 0 | 0 | 0 | 0 | 0 | 0 | 0 | 0 | 0 | 0 | 0 | 0 | 0 | 0 | 0 | 0 | 0 | 0 | 0 | 0 | 0 | 0 | 0 | 0 | 0 | 0 | 0 | 0 | 0 | 0 | 0 | 0 | 0 | 0 | 0 | 0 | 0 | 0 | 0 | 0 | 0 | 0 | 0 | 0 | 0 | 0 | 0 | 0 | 0 | 0 | 0 | 0 | 0 | 0 | 0 | 0 | 0 | 0 | 0 | 0 | 0 | 0 | 0 | 0 | 0 | 0 | 0 | 0 | 0 | 0 | 0 | 1 | 1 | 0 | 1 | 0 | 0 | 0 | 1 | 0 | 0 | 0 | 0 | 0 | 0 | 0 | 0 | 0 | 0 | 0 | 1 |  | 0 | 0 | 0 | 0 | 0 | 0 | 0 | 0 | 0 | 0 | 0 | 0 | 0 | 0 | 0 | 0 | 0 | 0 | 0 | 0 | 0 | 0 | 0 | 0 | 0 | 0 | 0 | 0 | 0 | 0 | 0 | 0 | 2 | 1 | 2 | 0 | 119.27 | -4686.972 | -3687.5882 | Gates 500/230kV TB #12 | Gates 500/230kV TB #11 | Gates 500/230kV TB #11 |  | 0 | 0 | 0 | 1 | 0 | 0 | 244.55 | -31.24 | 825.2366 | Los Banos 500/230kV TB | Los Banos 500/230kV TB | Tranquility-Helm 230kV Line |  | 5 | 3 | YES | 3 | 5 | 1 | YES | 2
SCE Northern | Pardee | 230 | 0 | 0 | 1 | 0 | 0 | 0 | 0 | 0 | 0 | 0 | 0 | 0 | 0 | 0 | 0 | 0 | 0 | 0 | 0 | 0 | 0 | 0 | 0 | 0 | 1 | 0 | 0 | 0 | 0 | 0 | 0 | 0 | 0 | 0 | 0 | 0 | 0 | 0 | 0 | 0 | 0 | 0 | 0 | 0 | 0 | 0 | 0 | 0 | 0 | 0 | 0 | 0 | 0 | 0 | 0 | 0 | 0 | 0 | 0 | 0 | 0 | 0 | 0 | 0 | 0 | 0 | 0 | 0 | 0 | 0 | 0 | 0 | 0 | 0 | 0 | 0 | 0 | 0 | 0 | 0 | 0 | 0 | 0 | 0 | 0 | 0 | 0 | 0 | 0 | 0 | 0 | 0 | 0 | 0 | 0 | 0 | 0 | 0 |  | 0 | 0 | 0 | 0 | 0 | 0 | 0 | 0 | 0 | 0 | 0 | 80 | 0 | 0 | 1 | 0 | 0 | 0 | 0 | 0 | 0 | 0 | 0 | 0 | 700 | 0 | 95 | 0 | 250 | 1 | 1 | 0 | 1 | 0 | 0 | 1 | -4343.191 | -2038.908 | -1396.283 | Lugo - Victorville area constraint | Lugo - Victorville area constraint | Lugo - Victorville area constraint |  | 0 | 0 | 0 | 0 | 0 | 0 | 1869 | 1450 | 5403.717 | Pardee-Sylmar Constraint | Pardee-Sylmar Constraint | Lugo - Victorville area constraint |  | 5 | 1 | YES | 2 | 4 | 1 | YES | 2
PG&E NGBA | Parkway | 230 | 0 | 0 | 0 | 0 | 0 | 0 | 0 | 0 | 0 | 0 | 0 | 0 | 0 | 0 | 0 | 0 | 0 | 0 | 0 | 0 | 0 | 0 | 0 | 0 | 0 | 0 | 0 | 0 | 0 | 0 | 0 | 0 | 0 | 0 | 0 | 0 | 0 | 0 | 0 | 1 | 0 | 0 | 0 | 0 | 0 | 0 | 0 | 0 | 0 | 0 | 0 | 0 | 0 | 0 | 0 | 1 | 0 | 0 | 0 | 0 | 0 | 0 | 0 | 0 | 0 | 0 | 1 | 0 | 0 | 0 | 0 | 0 | 0 | 0 | 0 | 0 | 0 | 0 | 0 | 0 | 0 | 0 | 0 | 0 | 0 | 0 | 0 | 0 | 0 | 0 | 0 | 0 | 0 | 0 | 0 | 0 | 0 | 0 |  | 0 | 0 | 0 | 0 | 0 | 0 | 0 | 0 | 0 | 0 | 0 | 0 | 0 | 0 | 0 | 0 | 0 | 0 | 0 | 0 | 0 | 0 | 0 | 0 | 0 | 0 | 0 | 0 | 0 | 0 | 2 | 0 | 2 | 0 | 0 | 0 | -1547.69 | -1002.9112 | 337.0526 | Collinsville-Tesla 500 kV Line | Collinsville-Tesla 500 kV Line | Birds Landing-Contra Costa 230kV Line |  | 0 | 0 | 0 | 0 | 0 | 0 | 1452.61 | 1744.7038 | 337.0526 | Birds Landing-Contra Costa 230kV Line | Birds Landing-Contra Costa 230kV Line | Birds Landing-Contra Costa 230kV Line |  | 5 | 1 | YES | 2 | 1 | 1 | NO | 1
SCE Northern | Pastoria | 230 | 0 | 0 | 1 | 0 | 0 | 0 | 1 | 0 | 0 | 0 | 0 | 0 | 0 | 0 | 0 | 0 | 0 | 0 | 0 | 0 | 0 | 0 | 0 | 0 | 1 | 0 | 0 | 0 | 0 | 0 | 0 | 0 | 0 | 0 | 0 | 0 | 0 | 0 | 0 | 0 | 0 | 0 | 0 | 0 | 0 | 0 | 0 | 0 | 0 | 0 | 0 | 0 | 0 | 0 | 0 | 0 | 0 | 0 | 0 | 0 | 0 | 0 | 0 | 0 | 0 | 0 | 0 | 0 | 0 | 0 | 0 | 0 | 0 | 0 | 0 | 0 | 0 | 0 | 0 | 0 | 0 | 0 | 0 | 0 | 0 | 0 | 0 | 0 | 0 | 0 | 0 | 0 | 0 | 0 | 0 | 0 | 0 | 0 |  | 0 | 0 | 0 | 0 | 0 | 0 | 0 | 0 | 0 | 0 | 0 | 0 | 0 | 0 | 0 | 0 | 0 | 0 | 0 | 0 | 0 | 0 | 0 | 0 | 0 | 105 | 80 | 0 | 0 | 1 | 1 | 0 | 1 | 0 | 0 | 1 | -4343.191 | -2038.908 | -1396.283 | Lugo - Victorville area constraint | Lugo - Victorville area constraint | Lugo - Victorville area constraint |  | 0 | 0 | 0 | 0 | 0 | 0 | 258 | 29.5 | 2003.79 | South of Magunden Constraint | South of Magunden Constraint | South of Magunden Constraint |  | 5 | 1 | YES | 2 | 4 | 1 | YES | 2
SCE Metro | Pauda | 230 | 0 | 0 | 0 | 0 | 0 | 0 | 0 | 0 | 0 | 1 | 0 | 0 | 0 | 0 | 0 | 0 | 0 | 0 | 0 | 0 | 0 | 0 | 0 | 0 | 0 | 0 | 0 | 0 | 0 | 0 | 0 | 0 | 0 | 0 | 0 | 0 | 0 | 0 | 0 | 0 | 0 | 0 | 0 | 0 | 0 | 0 | 0 | 0 | 0 | 0 | 0 | 0 | 0 | 0 | 0 | 0 | 0 | 0 | 0 | 0 | 0 | 0 | 0 | 0 | 0 | 0 | 0 | 0 | 0 | 0 | 0 | 0 | 0 | 0 | 0 | 0 | 0 | 0 | 0 | 0 | 0 | 0 | 0 | 0 | 0 | 0 | 0 | 0 | 0 | 0 | 0 | 0 | 0 | 0 | 0 | 0 | 0 | 0 |  | 0 | 0 | 0 | 0 | 0 | 0 | 0 | 0 | 0 | 0 | 0 | 120 | 0 | 0 | 1 | 0 | 0 | 0 | 0 | 0 | 0 | 0 | 0 | 0 | 0 | 0 | 120 | 0 | 0 | 1 | 0 | 0 | 0 | 0 | 0 | 0 | 3800.7188 | 8091.008 | 21779.8411 | SCE Metro Area Default Constraint | SCE Metro Area Default Constraint | SCE Metro Area Default Constraint |  | 0 | 0 | 0 | 0 | 0 | 0 | 3800.7188 | 8091.008 | 21779.8411 | SCE Metro Area Default Constraint | SCE Metro Area Default Constraint | SCE Metro Area Default Constraint |  | 1 | 1 | NO | 1 | 1 | 1 | NO | 1
PG&E GBA | Paul Sweet | 115 | 0 | 0 | 0 | 0 | 0 | 0 | 0 | 0 | 0 | 0 | 0 | 0 | 0 | 0 | 0 | 0 | 0 | 0 | 0 | 0 | 0 | 0 | 0 | 0 | 0 | 0 | 0 | 0 | 0 | 0 | 0 | 0 | 0 | 0 | 0 | 0 | 0 | 0 | 0 | 0 | 0 | 0 | 0 | 0 | 0 | 0 | 0 | 0 | 0 | 0 | 0 | 0 | 0 | 0 | 0 | 0 | 0 | 0 | 0 | 0 | 0 | 0 | 0 | 0 | 1 | 0 | 0 | 0 | 0 | 0 | 0 | 0 | 0 | 0 | 0 | 0 | 0 | 0 | 0 | 0 | 0 | 0 | 0 | 0 | 0 | 0 | 0 | 0 | 0 | 0 | 0 | 0 | 0 | 0 | 0 | 0 | 0 | 0 |  | 0 | 0 | 0 | 0 | 0 | 0 | 0 | 0 | 0 | 0 | 0 | 0 | 0 | 0 | 0 | 0 | 0 | 0 | 0 | 0 | 0 | 0 | 0 | 0 | 0 | 0 | 0 | 13 | 0 | 1 | 0 | 0 | 0 | 0 | 0 | 1 | 80 | 133 | -22.5 | Morganhill-Metcalf 115kV Line | Morganhill-Metcalf 115kV Line | Morganhill-Metcalf 115kV Line |  | 0 | 0 | 0 | 0 | 0 | 1 | 80 | 133 | -22.5 | Morganhill-Metcalf 115kV Line | Morganhill-Metcalf 115kV Line | Morganhill-Metcalf 115kV Line |  | 1 | 1 | NO | 1 | 3 | 3 | NO | 3
PG&E NGBA | Peabody | 230 | 0 | 0 | 0 | 0 | 0 | 0 | 0 | 0 | 0 | 0 | 0 | 0 | 0 | 0 | 0 | 0 | 0 | 0 | 0 | 0 | 0 | 0 | 0 | 0 | 0 | 0 | 0 | 0 | 0 | 0 | 0 | 0 | 0 | 0 | 0 | 0 | 0 | 0 | 0 | 1 | 0 | 0 | 0 | 0 | 0 | 0 | 0 | 0 | 0 | 0 | 0 | 0 | 0 | 1 | 1 | 1 | 0 | 0 | 0 | 0 | 0 | 0 | 0 | 0 | 0 | 1 | 1 | 0 | 0 | 0 | 0 | 0 | 0 | 0 | 0 | 0 | 0 | 0 | 0 | 0 | 0 | 0 | 0 | 0 | 0 | 0 | 0 | 0 | 0 | 0 | 0 | 0 | 0 | 0 | 0 | 0 | 0 | 0 |  | 0 | 0 | 0 | 0 | 0 | 0 | 0 | 0 | 0 | 0 | 0 | 0 | 0 | 0 | 0 | 0 | 0 | 0 | 0 | 0 | 0 | 0 | 0 | 0 | 0 | 0 | 0 | 0 | 0 | 0 | 3 | 0 | 2 | 0 | 0 | 0 | -1547.69 | -1002.9112 | 337.0526 | Collinsville-Tesla 500 kV Line | Collinsville-Tesla 500 kV Line | Birds Landing-Contra Costa 230kV Line |  | 0 | 0 | 0 | 0 | 0 | 0 | 504.61 | 796.7038 | 337.0526 | Contra Costa- Windmaster 230 kV line | Contra Costa- Windmaster 230 kV line | Birds Landing-Contra Costa 230kV Line |  | 5 | 1 | YES | 2 | 1 | 1 | NO | 1
PG&E NGBA | Pease | 115 | 0 | 0 | 0 | 0 | 0 | 0 | 0 | 0 | 0 | 0 | 0 | 0 | 0 | 0 | 0 | 0 | 0 | 0 | 0 | 0 | 0 | 0 | 0 | 0 | 0 | 0 | 0 | 0 | 0 | 0 | 0 | 0 | 0 | 0 | 0 | 0 | 0 | 0 | 0 | 1 | 0 | 0 | 0 | 0 | 1 | 1 | 1 | 1 | 0 | 0 | 0 | 0 | 0 | 0 | 0 | 0 | 0 | 0 | 0 | 1 | 1 | 0 | 0 | 0 | 0 | 0 | 0 | 0 | 0 | 0 | 0 | 0 | 0 | 0 | 0 | 0 | 0 | 0 | 0 | 0 | 0 | 0 | 0 | 0 | 0 | 0 | 0 | 0 | 0 | 0 | 0 | 0 | 0 | 0 | 0 | 0 | 0 | 0 |  | 0 | 0 | 0 | 0 | 0 | 0 | 0 | 0 | 0 | 0 | 0 | 0 | 0 | 0 | 0 | 0 | 0 | 0 | 0 | 0 | 0 | 0 | 0 | 0 | 0 | 0 | 0 | 0 | 0 | 0 | 2 | 0 | 2 | 0 | 0 | 0 | -1547.69 | -1002.9112 | 18.3836 | Collinsville-Tesla 500 kV Line | Collinsville-Tesla 500 kV Line | Rio Oso-Lockeford 230kV line |  | 0 | 0 | 0 | 0 | 0 | 0 | 50 | 50 | 18.3836 | Rocklin-Pleaseant grove 115kV line | Rocklin-Pleaseant grove 115kV line | Rio Oso-Lockeford 230kV line |  | 5 | 1 | YES | 2 | 1 | 1 | NO | 1
PG&E NGBA | Pease | 60 | 0 | 0 | 0 | 0 | 0 | 0 | 0 | 0 | 0 | 0 | 0 | 0 | 0 | 0 | 0 | 0 | 0 | 0 | 0 | 0 | 0 | 0 | 0 | 0 | 0 | 0 | 0 | 0 | 0 | 0 | 0 | 0 | 0 | 0 | 0 | 0 | 0 | 0 | 0 | 1 | 0 | 0 | 0 | 0 | 1 | 1 | 1 | 1 | 0 | 0 | 0 | 0 | 0 | 0 | 0 | 0 | 0 | 0 | 0 | 1 | 1 | 0 | 0 | 0 | 0 | 0 | 0 | 0 | 0 | 0 | 0 | 0 | 0 | 0 | 0 | 0 | 0 | 0 | 0 | 0 | 0 | 0 | 0 | 0 | 0 | 0 | 0 | 0 | 0 | 0 | 0 | 0 | 0 | 0 | 0 | 0 | 0 | 0 |  | 0 | 0 | 0 | 0 | 0 | 0 | 0 | 0 | 0 | 0 | 0 | 0 | 0 | 0 | 0 | 0 | 0 | 0 | 0 | 0 | 0 | 0 | 0 | 0 | 0 | 0 | 0 | 0 | 0 | 0 | 2 | 0 | 2 | 0 | 0 | 0 | -1547.69 | -1002.9112 | 18.3836 | Collinsville-Tesla 500 kV Line | Collinsville-Tesla 500 kV Line | Rio Oso-Lockeford 230kV line |  | 0 | 0 | 0 | 0 | 0 | 0 | 50 | 50 | 18.3836 | Rocklin-Pleaseant grove 115kV line | Rocklin-Pleaseant grove 115kV line | Rio Oso-Lockeford 230kV line |  | 5 | 1 | YES | 2 | 1 | 1 | NO | 1
SDGE | Penasquitos | 138 | 0 | 0 | 0 | 0 | 0 | 0 | 0 | 0 | 0 | 0 | 0 | 0 | 0 | 0 | 0 | 0 | 0 | 0 | 0 | 0 | 0 | 0 | 0 | 0 | 0 | 0 | 0 | 0 | 0 | 0 | 1 | 0 | 1 | 0 | 0 | 0 | 0 | 0 | 0 | 0 | 0 | 0 | 0 | 0 | 0 | 0 | 0 | 0 | 0 | 0 | 0 | 0 | 0 | 0 | 0 | 0 | 0 | 0 | 0 | 0 | 0 | 0 | 0 | 0 | 0 | 0 | 0 | 0 | 0 | 0 | 0 | 0 | 0 | 0 | 0 | 0 | 0 | 0 | 0 | 0 | 0 | 0 | 0 | 0 | 0 | 0 | 0 | 0 | 0 | 0 | 0 | 0 | 0 | 0 | 0 | 0 | 0 | 2 |  | 0 | 0 | 0 | 0 | 0 | 0 | 0 | 0 | 0 | 0 | 0 | 0 | 0 | 0 | 0 | 0 | 0 | 0 | 0 | 0 | 0 | 0 | 0 | 0 | 0 | 0 | 0 | 0 | 0 | 0 | 0 | 1 | 0 | 1 | 0 | 0 | -99.1 | -698.67 | 1394.7114 | San Luis Rey-San Onofre 230 kV line constraint | San Luis Rey-San Onofre 230 kV line constraint | San Luis Rey-San Onofre 230 kV line constraint |  | 0 | 1 | 0 | 1 | 0 | 0 | -99.1 | -698.67 | 1394.7114 | San Luis Rey-San Onofre 230 kV line constraint | San Luis Rey-San Onofre 230 kV line constraint | San Luis Rey-San Onofre 230 kV line constraint |  | 4 | 4 | NO | 4 | 1 | 1 | NO | 1
SDGE | Penasquitos | 230 | 0 | 0 | 0 | 0 | 0 | 0 | 0 | 0 | 0 | 0 | 0 | 0 | 0 | 0 | 0 | 0 | 0 | 0 | 0 | 0 | 0 | 0 | 0 | 0 | 0 | 0 | 0 | 0 | 0 | 0 | 1 | 0 | 1 | 0 | 0 | 0 | 0 | 0 | 0 | 0 | 0 | 0 | 0 | 0 | 0 | 0 | 0 | 0 | 0 | 0 | 0 | 0 | 0 | 0 | 0 | 0 | 0 | 0 | 0 | 0 | 0 | 0 | 0 | 0 | 0 | 0 | 0 | 0 | 0 | 0 | 0 | 0 | 0 | 0 | 0 | 0 | 0 | 0 | 0 | 0 | 0 | 0 | 0 | 0 | 0 | 0 | 0 | 0 | 0 | 0 | 0 | 0 | 0 | 0 | 0 | 0 | 0 | 2 |  | 0 | 0 | 0 | 0 | 0 | 0 | 0 | 0 | 0 | 0 | 0 | 0 | 0 | 0 | 0 | 0 | 0 | 0 | 0 | 0 | 0 | 0 | 0 | 0 | 0 | 0 | 0 | 0 | 0 | 0 | 0 | 1 | 0 | 1 | 0 | 0 | -99.1 | -698.67 | 1394.7114 | San Luis Rey-San Onofre 230 kV line constraint | San Luis Rey-San Onofre 230 kV line constraint | San Luis Rey-San Onofre 230 kV line constraint |  | 0 | 1 | 0 | 1 | 0 | 0 | -99.1 | -698.67 | 1394.7114 | San Luis Rey-San Onofre 230 kV line constraint | San Luis Rey-San Onofre 230 kV line constraint | San Luis Rey-San Onofre 230 kV line constraint |  | 4 | 4 | NO | 4 | 1 | 1 | NO | 1
SDGE | Penasquitos | 69 | 0 | 0 | 0 | 0 | 0 | 0 | 0 | 0 | 0 | 0 | 0 | 0 | 0 | 0 | 0 | 0 | 0 | 0 | 0 | 0 | 0 | 0 | 0 | 0 | 0 | 0 | 0 | 0 | 0 | 0 | 1 | 0 | 1 | 0 | 0 | 0 | 0 | 0 | 0 | 0 | 0 | 0 | 0 | 0 | 0 | 0 | 0 | 0 | 0 | 0 | 0 | 0 | 0 | 0 | 0 | 0 | 0 | 0 | 0 | 0 | 0 | 0 | 0 | 0 | 0 | 0 | 0 | 0 | 0 | 0 | 0 | 0 | 0 | 0 | 0 | 0 | 0 | 0 | 0 | 0 | 0 | 0 | 0 | 0 | 0 | 0 | 0 | 0 | 0 | 0 | 0 | 0 | 0 | 0 | 0 | 0 | 0 | 2 |  | 0 | 0 | 0 | 0 | 0 | 0 | 0 | 0 | 0 | 0 | 0 | 0 | 0 | 0 | 0 | 0 | 0 | 0 | 0 | 0 | 0 | 0 | 0 | 0 | 0 | 0 | 0 | 0 | 0 | 0 | 0 | 1 | 0 | 1 | 0 | 0 | -99.1 | -698.67 | 1394.7114 | San Luis Rey-San Onofre 230 kV line constraint | San Luis Rey-San Onofre 230 kV line constraint | San Luis Rey-San Onofre 230 kV line constraint |  | 0 | 1 | 0 | 1 | 0 | 0 | -99.1 | -698.67 | 1394.7114 | San Luis Rey-San Onofre 230 kV line constraint | San Luis Rey-San Onofre 230 kV line constraint | San Luis Rey-San Onofre 230 kV line constraint |  | 4 | 4 | NO | 4 | 1 | 1 | NO | 1
SDGE | Pendleton | 69 | 0 | 0 | 0 | 0 | 0 | 0 | 0 | 0 | 0 | 0 | 0 | 0 | 0 | 0 | 0 | 0 | 0 | 0 | 0 | 0 | 0 | 0 | 0 | 0 | 0 | 1 | 0 | 0 | 0 | 0 | 0 | 0 | 1 | 1 | 0 | 0 | 0 | 1 | 0 | 0 | 0 | 0 | 0 | 0 | 0 | 0 | 0 | 0 | 0 | 0 | 0 | 0 | 0 | 0 | 0 | 0 | 0 | 0 | 0 | 0 | 0 | 0 | 0 | 0 | 0 | 0 | 0 | 0 | 0 | 0 | 0 | 0 | 0 | 0 | 0 | 0 | 0 | 0 | 0 | 0 | 0 | 0 | 0 | 0 | 0 | 0 | 0 | 0 | 0 | 0 | 0 | 0 | 0 | 0 | 0 | 0 | 0 | 1 |  | 0 | 0 | 0 | 0 | 0 | 0 | 0 | 0 | 0 | 0 | 0 | 0 | 0 | 0 | 0 | 0 | 0 | 0 | 0 | 0 | 0 | 0 | 0 | 0 | 0 | 0 | 0 | 50 | 0 | 1 | 0 | 1 | 0 | 1 | 0 | 0 | -99.1 | -698.67 | 284 | San Luis Rey-San Onofre 230 kV line constraint | San Luis Rey-San Onofre 230 kV line constraint | Ocean Ranch 69 kV constraint |  | 0 | 1 | 0 | 1 | 0 | 0 | -99.1 | -698.67 | 284 | San Luis Rey-San Onofre 230 kV line constraint | San Luis Rey-San Onofre 230 kV line constraint | Ocean Ranch 69 kV constraint |  | 4 | 4 | NO | 4 | 1 | 1 | NO | 1
PG&E NGBA | Penngrove | 115 | 0 | 0 | 0 | 0 | 0 | 0 | 0 | 0 | 0 | 0 | 0 | 0 | 0 | 0 | 0 | 0 | 0 | 0 | 0 | 0 | 0 | 0 | 0 | 0 | 0 | 0 | 0 | 0 | 0 | 0 | 0 | 0 | 0 | 0 | 0 | 0 | 0 | 0 | 0 | 1 | 0 | 0 | 0 | 0 | 0 | 0 | 0 | 0 | 0 | 0 | 0 | 0 | 1 | 0 | 0 | 0 | 0 | 0 | 0 | 0 | 0 | 0 | 0 | 0 | 0 | 0 | 1 | 0 | 0 | 0 | 0 | 0 | 0 | 0 | 0 | 0 | 0 | 0 | 0 | 0 | 0 | 0 | 0 | 0 | 0 | 0 | 0 | 0 | 0 | 0 | 0 | 0 | 0 | 0 | 0 | 0 | 0 | 1 |  | 0 | 0 | 0 | 0 | 0 | 0 | 0 | 0 | 0 | 0 | 0 | 0 | 0 | 0 | 0 | 0 | 0 | 0 | 0 | 0 | 0 | 0 | 0 | 0 | 0 | 0 | 0 | 0 | 0 | 0 | 2 | 0 | 2 | 0 | 0 | 0 | -1547.69 | -1002.9112 | 337.0526 | Collinsville-Tesla 500 kV Line | Collinsville-Tesla 500 kV Line | Birds Landing-Contra Costa 230kV Line |  | 0 | 0 | 0 | 0 | 0 | 0 | 1452.61 | 1744.7038 | 337.0526 | Birds Landing-Contra Costa 230kV Line | Birds Landing-Contra Costa 230kV Line | Birds Landing-Contra Costa 230kV Line |  | 5 | 1 | YES | 2 | 1 | 1 | NO | 1
PG&E GBA | Peoria | 115 | 0 | 0 | 0 | 0 | 0 | 0 | 0 | 0 | 0 | 0 | 0 | 0 | 0 | 0 | 0 | 0 | 0 | 0 | 0 | 0 | 0 | 0 | 0 | 0 | 0 | 0 | 0 | 0 | 0 | 0 | 0 | 0 | 0 | 0 | 0 | 0 | 0 | 0 | 0 | 0 | 0 | 0 | 0 | 0 | 0 | 1 | 0 | 0 | 0 | 0 | 0 | 0 | 0 | 0 | 0 | 1 | 0 | 1 | 0 | 1 | 0 | 0 | 0 | 0 | 0 | 1 | 0 | 0 | 0 | 0 | 0 | 0 | 0 | 0 | 0 | 0 | 0 | 0 | 0 | 0 | 0 | 0 | 0 | 0 | 0 | 0 | 0 | 0 | 0 | 0 | 0 | 0 | 0 | 0 | 0 | 0 | 0 | 0 |  | 0 | 0 | 0 | 0 | 0 | 0 | 0 | 0 | 0 | 0 | 0 | 10 | 0 | 0 | 1 | 0 | 0 | 0 | 0 | 0 | 0 | 0 | 0 | 0 | 0 | 0 | 10 | 0 | 0 | 1 | 2 | 0 | 1 | 0 | 0 | 0 | -364.5 | -312.19 | 543.909 | Bellota-Weber 230kV line | Bellota-Weber 230kV line | Kasson Jct-Heinz 115 kV line |  | 1 | 0 | 0 | 0 | 0 | 0 | -52.2 | 5.59 | 543.909 | Kasson Jct-Heinz 115 kV line | Kasson Jct-Heinz 115 kV line | Kasson Jct-Heinz 115 kV line |  | 5 | 5 | NO | 5 | 1 | 1 | NO | 1
PG&E GBA | Piercy | 115 | 0 | 0 | 0 | 0 | 0 | 0 | 0 | 0 | 0 | 0 | 0 | 0 | 0 | 0 | 0 | 0 | 0 | 0 | 0 | 0 | 0 | 0 | 0 | 0 | 0 | 0 | 0 | 0 | 0 | 0 | 0 | 0 | 0 | 0 | 0 | 0 | 0 | 0 | 0 | 0 | 0 | 0 | 0 | 0 | 0 | 0 | 0 | 0 | 0 | 0 | 0 | 0 | 0 | 0 | 0 | 1 | 0 | 0 | 0 | 1 | 0 | 0 | 0 | 0 | 0 | 0 | 0 | 0 | 0 | 0 | 0 | 0 | 0 | 0 | 0 | 0 | 0 | 0 | 0 | 0 | 0 | 0 | 0 | 0 | 0 | 0 | 0 | 0 | 0 | 0 | 0 | 0 | 0 | 0 | 0 | 0 | 0 | 0 |  | 0 | 0 | 0 | 0 | 0 | 0 | 0 | 0 | 0 | 0 | 0 | 0 | 0 | 0 | 0 | 0 | 0 | 0 | 0 | 0 | 0 | 0 | 0 | 0 | 0 | 0 | 0 | 0 | 0 | 0 | 0 | 0 | 0 | 0 | 0 | 0 | 1239.96 | 828.4538 | 1461.1652 | Tesla-Bellota 230 kV line | Tesla-Bellota 230 kV line | Tesla-Bellota 230 kV line |  | 0 | 0 | 0 | 0 | 0 | 0 | 1539.96 | 1128.4538 | 1461.1652 | Tesla-Bellota 230 kV line | Tesla-Bellota 230 kV line | Tesla-Bellota 230 kV line |  | 1 | 1 | NO | 1 | 1 | 1 | NO | 1
PG&E FRESNO | Pine Flat | 230 | 0 | 0 | 0 | 0 | 0 | 0 | 0 | 0 | 0 | 0 | 0 | 0 | 0 | 0 | 0 | 0 | 0 | 0 | 0 | 0 | 0 | 0 | 0 | 0 | 0 | 0 | 0 | 0 | 0 | 0 | 0 | 0 | 0 | 0 | 0 | 0 | 0 | 0 | 0 | 0 | 0 | 0 | 0 | 0 | 0 | 1 | 0 | 0 | 0 | 0 | 0 | 0 | 0 | 0 | 0 | 0 | 0 | 0 | 0 | 0 | 0 | 0 | 0 | 0 | 0 | 0 | 0 | 0 | 0 | 0 | 0 | 0 | 0 | 0 | 0 | 0 | 0 | 0 | 1 | 1 | 0 | 1 | 0 | 0 | 0 | 1 | 0 | 0 | 0 | 1 | 0 | 0 | 0 | 0 | 0 | 0 | 0 | 1 |  | 0 | 0 | 0 | 0 | 0 | 0 | 0 | 0 | 0 | 0 | 0 | 0 | 0 | 0 | 0 | 0 | 0 | 0 | 0 | 0 | 0 | 0 | 0 | 0 | 0 | 0 | 0 | 0 | 0 | 0 | 2 | 0 | 4 | 1 | 3 | 0 | -656.8 | -4686.972 | -3687.5882 | Borden-Storey #1 230kV line | Gates 500/230kV TB #11 | Gates 500/230kV TB #11 |  | 0 | 0 | 0 | 1 | 0 | 0 | 95.5 | -31.24 | 825.2366 | Bellota-Weber 230kV line | Los Banos 500/230kV TB | Tranquility-Helm 230kV Line |  | 5 | 3 | YES | 3 | 5 | 1 | YES | 2
SCE NOL | Pisgah | 230 | 0 | 0 | 0 | 0 | 0 | 0 | 0 | 0 | 0 | 0 | 0 | 0 | 0 | 1 | 1 | 0 | 0 | 0 | 0 | 0 | 0 | 0 | 0 | 0 | 0 | 0 | 0 | 0 | 0 | 0 | 0 | 0 | 0 | 0 | 0 | 0 | 0 | 0 | 0 | 0 | 0 | 0 | 0 | 0 | 0 | 0 | 0 | 0 | 0 | 0 | 0 | 0 | 0 | 0 | 0 | 0 | 0 | 0 | 0 | 0 | 0 | 0 | 0 | 0 | 0 | 0 | 0 | 0 | 0 | 0 | 0 | 0 | 0 | 0 | 0 | 0 | 0 | 0 | 0 | 0 | 0 | 0 | 0 | 0 | 0 | 0 | 0 | 0 | 0 | 0 | 0 | 0 | 0 | 0 | 0 | 0 | 0 | 1 |  | 0 | 0 | 0 | 0 | 0 | 0 | 0 | 0 | 0 | 0 | 0 | 0 | 0 | 0 | 0 | 0 | 0 | 0 | 0 | 0 | 0 | 0 | 0 | 0 | 217 | 0 | 0 | 0 | 0 | 1 | 0 | 0 | 1 | 2 | 0 | 0 | 43.77 | -137.55 | 26.86 | Lugo Transformer Area Constraint | Lugo Transformer Area Constraint | Calcite to Lugo Area Constraint |  | 0 | 0 | 1 | 2 | 0 | 0 | 43.77 | -137.55 | 26.86 | Lugo Transformer Area Constraint | Lugo Transformer Area Constraint | Calcite to Lugo Area Constraint |  | 5 | 5 | NO | 5 | 1 | 1 | NO | 1
PG&E NGBA | Pit 1 | 230 | 0 | 0 | 0 | 0 | 0 | 0 | 0 | 0 | 0 | 0 | 0 | 0 | 0 | 0 | 0 | 0 | 0 | 0 | 0 | 0 | 0 | 0 | 0 | 0 | 0 | 0 | 0 | 0 | 0 | 0 | 0 | 0 | 0 | 0 | 0 | 0 | 0 | 0 | 0 | 1 | 0 | 0 | 0 | 1 | 0 | 0 | 0 | 0 | 0 | 0 | 0 | 0 | 0 | 0 | 0 | 0 | 0 | 0 | 0 | 0 | 0 | 0 | 0 | 0 | 0 | 0 | 0 | 0 | 0 | 0 | 0 | 0 | 0 | 0 | 0 | 0 | 0 | 0 | 0 | 0 | 0 | 0 | 0 | 0 | 0 | 0 | 0 | 0 | 0 | 0 | 0 | 0 | 0 | 0 | 0 | 0 | 0 | 0 |  | 0 | 0 | 0 | 0 | 0 | 0 | 0 | 0 | 0 | 0 | 0 | 0 | 0 | 0 | 0 | 0 | 0 | 0 | 0 | 0 | 0 | 0 | 0 | 0 | 0 | 0 | 0 | 0 | 0 | 0 | 1 | 0 | 1 | 0 | 0 | 0 | -1547.69 | -1002.9112 | 15 | Collinsville-Tesla 500 kV Line | Collinsville-Tesla 500 kV Line | Carberry-Round Mountain 230kV Line |  | 0 | 0 | 0 | 0 | 0 | 0 | 15 | 15 | 15 | Carberry-Round Mountain 230kV Line | Carberry-Round Mountain 230kV Line | Carberry-Round Mountain 230kV Line |  | 5 | 1 | YES | 2 | 1 | 1 | NO | 1
PG&E NGBA | Pit 1 | 60 | 0 | 0 | 0 | 0 | 0 | 0 | 0 | 0 | 0 | 0 | 0 | 0 | 0 | 0 | 0 | 0 | 0 | 0 | 0 | 0 | 0 | 0 | 0 | 0 | 0 | 0 | 0 | 0 | 0 | 0 | 0 | 0 | 0 | 0 | 0 | 0 | 0 | 0 | 0 | 1 | 0 | 0 | 0 | 1 | 0 | 0 | 0 | 0 | 0 | 0 | 0 | 0 | 0 | 0 | 0 | 0 | 0 | 0 | 0 | 0 | 0 | 0 | 0 | 0 | 0 | 0 | 0 | 0 | 0 | 0 | 0 | 0 | 0 | 0 | 0 | 0 | 0 | 0 | 0 | 0 | 0 | 0 | 0 | 0 | 0 | 0 | 0 | 0 | 0 | 0 | 0 | 0 | 0 | 0 | 0 | 0 | 0 | 0 |  | 0 | 0 | 0 | 0 | 0 | 0 | 0 | 0 | 0 | 0 | 0 | 0 | 0 | 0 | 0 | 0 | 0 | 0 | 0 | 0 | 0 | 0 | 0 | 0 | 0 | 0 | 0 | 0 | 0 | 0 | 1 | 0 | 1 | 0 | 0 | 0 | -1547.69 | -1002.9112 | 15 | Collinsville-Tesla 500 kV Line | Collinsville-Tesla 500 kV Line | Carberry-Round Mountain 230kV Line |  | 0 | 0 | 0 | 0 | 0 | 0 | 15 | 15 | 15 | Carberry-Round Mountain 230kV Line | Carberry-Round Mountain 230kV Line | Carberry-Round Mountain 230kV Line |  | 5 | 1 | YES | 2 | 1 | 1 | NO | 1
PG&E NGBA | Pit 3 | 230 | 0 | 0 | 0 | 0 | 0 | 0 | 0 | 0 | 0 | 0 | 0 | 0 | 0 | 0 | 0 | 0 | 0 | 0 | 0 | 0 | 0 | 0 | 0 | 0 | 0 | 0 | 0 | 0 | 0 | 0 | 0 | 0 | 0 | 0 | 0 | 0 | 0 | 0 | 0 | 1 | 0 | 0 | 0 | 1 | 0 | 0 | 0 | 0 | 0 | 0 | 0 | 0 | 0 | 0 | 0 | 0 | 0 | 0 | 0 | 0 | 0 | 0 | 0 | 0 | 0 | 0 | 0 | 0 | 0 | 0 | 0 | 0 | 0 | 0 | 0 | 0 | 0 | 0 | 0 | 0 | 0 | 0 | 0 | 0 | 0 | 0 | 0 | 0 | 0 | 0 | 0 | 0 | 0 | 0 | 0 | 0 | 0 | 0 |  | 0 | 0 | 0 | 0 | 0 | 0 | 0 | 0 | 0 | 0 | 0 | 0 | 0 | 0 | 0 | 0 | 0 | 0 | 0 | 0 | 0 | 0 | 0 | 0 | 0 | 0 | 0 | 0 | 0 | 0 | 1 | 0 | 1 | 0 | 0 | 0 | -1547.69 | -1002.9112 | 15 | Collinsville-Tesla 500 kV Line | Collinsville-Tesla 500 kV Line | Carberry-Round Mountain 230kV Line |  | 0 | 0 | 0 | 0 | 0 | 0 | 15 | 15 | 15 | Carberry-Round Mountain 230kV Line | Carberry-Round Mountain 230kV Line | Carberry-Round Mountain 230kV Line |  | 5 | 1 | YES | 2 | 1 | 1 | NO | 1
PG&E NGBA | Pit 4 | 230 | 0 | 0 | 0 | 0 | 0 | 0 | 0 | 0 | 0 | 0 | 0 | 0 | 0 | 0 | 0 | 0 | 0 | 0 | 0 | 0 | 0 | 0 | 0 | 0 | 0 | 0 | 0 | 0 | 0 | 0 | 0 | 0 | 0 | 0 | 0 | 0 | 0 | 0 | 0 | 1 | 0 | 0 | 0 | 0 | 0 | 0 | 0 | 0 | 0 | 0 | 0 | 0 | 0 | 0 | 0 | 0 | 0 | 0 | 0 | 0 | 0 | 0 | 0 | 0 | 0 | 0 | 0 | 0 | 0 | 0 | 0 | 0 | 0 | 0 | 0 | 0 | 0 | 0 | 0 | 0 | 0 | 0 | 0 | 0 | 0 | 0 | 0 | 0 | 0 | 0 | 0 | 0 | 0 | 0 | 0 | 0 | 0 | 0 |  | 0 | 0 | 0 | 0 | 0 | 0 | 0 | 0 | 0 | 0 | 0 | 0 | 0 | 0 | 0 | 0 | 0 | 0 | 0 | 0 | 0 | 0 | 0 | 0 | 0 | 0 | 0 | 0 | 0 | 0 | 1 | 0 | 1 | 0 | 0 | 0 | -1547.69 | -1002.9112 | 977.7909 | Collinsville-Tesla 500 kV Line | Collinsville-Tesla 500 kV Line | Collinsville-Tesla 500 kV Line |  | 0 | 0 | 0 | 0 | 0 | 0 | 7097.31 | 7642.0888 | 977.7909 | Collinsville-Tesla 500 kV Line | Collinsville-Tesla 500 kV Line | Collinsville-Tesla 500 kV Line |  | 5 | 1 | YES | 2 | 1 | 1 | NO | 1
PG&E GBA | Pittsburg | 115 | 0 | 0 | 0 | 0 | 0 | 0 | 0 | 0 | 0 | 0 | 0 | 0 | 0 | 0 | 0 | 0 | 0 | 0 | 0 | 0 | 0 | 0 | 0 | 0 | 0 | 0 | 0 | 0 | 0 | 0 | 0 | 0 | 0 | 0 | 0 | 0 | 0 | 0 | 0 | 1 | 0 | 0 | 0 | 0 | 0 | 0 | 0 | 0 | 0 | 1 | 0 | 0 | 1 | 1 | 0 | 1 | 0 | 0 | 1 | 1 | 0 | 0 | 0 | 0 | 0 | 1 | 0 | 0 | 0 | 0 | 0 | 0 | 0 | 0 | 0 | 0 | 0 | 0 | 0 | 0 | 0 | 0 | 0 | 0 | 0 | 0 | 0 | 0 | 0 | 0 | 0 | 0 | 0 | 0 | 0 | 0 | 0 | 2 |  | 0 | 0 | 0 | 0 | 0 | 0 | 0 | 0 | 0 | 0 | 0 | 0 | 0 | 0 | 0 | 0 | 0 | 0 | 0 | 0 | 0 | 0 | 0 | 0 | 0 | 0 | 0 | 0 | 0 | 0 | 2 | 0 | 1 | 0 | 0 | 0 | -1547.69 | -1002.9112 | 977.7909 | Collinsville-Tesla 500 kV Line | Collinsville-Tesla 500 kV Line | Collinsville-Tesla 500 kV Line |  | 0 | 0 | 0 | 0 | 0 | 0 | 1290 | 1128.4538 | 977.7909 | Dumbarton-Newark 115 kV line | Tesla-Bellota 230 kV line | Collinsville-Tesla 500 kV Line |  | 5 | 1 | YES | 2 | 1 | 1 | NO | 1
PG&E GBA | Pittsburg | 230 | 0 | 0 | 0 | 0 | 0 | 0 | 0 | 0 | 0 | 0 | 0 | 0 | 0 | 0 | 0 | 0 | 0 | 0 | 0 | 0 | 0 | 0 | 0 | 0 | 0 | 0 | 0 | 0 | 0 | 0 | 0 | 0 | 0 | 0 | 0 | 0 | 0 | 0 | 0 | 1 | 0 | 0 | 0 | 0 | 0 | 0 | 0 | 0 | 0 | 1 | 0 | 0 | 1 | 1 | 1 | 1 | 0 | 0 | 1 | 1 | 0 | 0 | 0 | 0 | 0 | 1 | 0 | 0 | 0 | 0 | 0 | 0 | 0 | 0 | 0 | 0 | 0 | 0 | 0 | 0 | 0 | 0 | 0 | 0 | 0 | 0 | 0 | 0 | 0 | 0 | 0 | 0 | 0 | 0 | 0 | 0 | 0 | 2 |  | 0 | 0 | 0 | 0 | 0 | 0 | 0 | 0 | 0 | 0 | 0 | 0 | 0 | 0 | 0 | 0 | 0 | 0 | 0 | 0 | 0 | 0 | 0 | 0 | 0 | 0 | 0 | 0 | 0 | 0 | 2 | 0 | 1 | 0 | 0 | 0 | -1547.69 | -1002.9112 | 977.7909 | Collinsville-Tesla 500 kV Line | Collinsville-Tesla 500 kV Line | Collinsville-Tesla 500 kV Line |  | 0 | 0 | 0 | 0 | 0 | 0 | 504.61 | 796.7038 | 977.7909 | Contra Costa- Windmaster 230 kV line | Contra Costa- Windmaster 230 kV line | Collinsville-Tesla 500 kV Line |  | 5 | 1 | YES | 2 | 1 | 1 | NO | 1
PG&E NGBA | Pleasant Grove | 115 | 0 | 0 | 0 | 0 | 0 | 0 | 0 | 0 | 0 | 0 | 0 | 0 | 0 | 0 | 0 | 0 | 0 | 0 | 0 | 0 | 0 | 0 | 0 | 0 | 0 | 0 | 0 | 0 | 0 | 0 | 0 | 0 | 0 | 0 | 0 | 0 | 0 | 0 | 0 | 1 | 0 | 0 | 1 | 0 | 1 | 1 | 1 | 1 | 0 | 0 | 0 | 0 | 0 | 0 | 0 | 0 | 0 | 0 | 0 | 1 | 1 | 0 | 0 | 0 | 0 | 0 | 0 | 0 | 0 | 0 | 0 | 0 | 0 | 0 | 0 | 0 | 0 | 0 | 0 | 0 | 0 | 0 | 0 | 0 | 0 | 0 | 0 | 0 | 0 | 0 | 0 | 0 | 0 | 0 | 0 | 0 | 0 | 0 |  | 0 | 0 | 0 | 0 | 0 | 0 | 0 | 0 | 0 | 0 | 0 | 0 | 0 | 0 | 0 | 0 | 0 | 0 | 0 | 0 | 0 | 0 | 0 | 0 | 0 | 0 | 0 | 0 | 0 | 0 | 2 | 0 | 2 | 0 | 0 | 0 | -1547.69 | -1002.9112 | 18.3836 | Collinsville-Tesla 500 kV Line | Collinsville-Tesla 500 kV Line | Rio Oso-Lockeford 230kV line |  | 0 | 0 | 0 | 0 | 0 | 0 | 50 | 50 | 18.3836 | Rocklin-Pleaseant grove 115kV line | Rocklin-Pleaseant grove 115kV line | Rio Oso-Lockeford 230kV line |  | 5 | 1 | YES | 2 | 1 | 1 | NO | 1
PG&E NGBA | POE | 230 | 0 | 0 | 0 | 0 | 0 | 0 | 0 | 0 | 0 | 0 | 0 | 0 | 0 | 0 | 0 | 0 | 0 | 0 | 0 | 0 | 0 | 0 | 0 | 0 | 0 | 0 | 0 | 0 | 0 | 0 | 0 | 0 | 0 | 0 | 0 | 0 | 0 | 0 | 0 | 1 | 1 | 0 | 1 | 0 | 1 | 1 | 1 | 1 | 0 | 0 | 0 | 0 | 0 | 0 | 0 | 0 | 0 | 0 | 0 | 1 | 1 | 0 | 0 | 0 | 0 | 0 | 0 | 0 | 0 | 0 | 0 | 0 | 0 | 0 | 0 | 0 | 0 | 0 | 0 | 0 | 0 | 0 | 0 | 0 | 0 | 0 | 0 | 0 | 0 | 0 | 0 | 0 | 0 | 0 | 0 | 0 | 0 | 0 |  | 0 | 0 | 0 | 0 | 0 | 0 | 0 | 0 | 0 | 0 | 0 | 0 | 0 | 0 | 0 | 0 | 0 | 0 | 0 | 0 | 0 | 0 | 0 | 0 | 0 | 0 | 0 | 0 | 0 | 0 | 3 | 0 | 2 | 0 | 0 | 1 | -1547.69 | -1002.9112 | -105.76 | Collinsville-Tesla 500 kV Line | Collinsville-Tesla 500 kV Line | Woodland- Davis 115kV line |  | 1 | 0 | 0 | 0 | 0 | 1 | -59.55 | 8.65 | -105.76 | Woodland- Davis 115kV line | Woodland- Davis 115kV line | Woodland- Davis 115kV line |  | 5 | 5 | NO | 5 | 3 | 3 | NO | 3
SDGE | Point Loma | 69 | 0 | 0 | 0 | 0 | 0 | 0 | 0 | 0 | 0 | 0 | 0 | 0 | 0 | 0 | 0 | 0 | 0 | 0 | 0 | 0 | 0 | 0 | 0 | 0 | 0 | 0 | 0 | 0 | 1 | 0 | 1 | 0 | 1 | 0 | 0 | 0 | 0 | 0 | 0 | 0 | 0 | 0 | 0 | 0 | 0 | 0 | 0 | 0 | 0 | 0 | 0 | 0 | 0 | 0 | 0 | 0 | 0 | 0 | 0 | 0 | 0 | 0 | 0 | 0 | 0 | 0 | 0 | 0 | 0 | 0 | 0 | 0 | 0 | 0 | 0 | 0 | 0 | 0 | 0 | 0 | 0 | 0 | 0 | 0 | 0 | 0 | 0 | 0 | 0 | 0 | 0 | 0 | 0 | 0 | 0 | 0 | 0 | 3 |  | 0 | 0 | 0 | 0 | 0 | 0 | 0 | 0 | 0 | 0 | 0 | 0 | 0 | 0 | 0 | 0 | 0 | 0 | 0 | 0 | 0 | 0 | 0 | 0 | 0 | 0 | 0 | 0 | 0 | 0 | 0 | 1 | 0 | 1 | 0 | 0 | -99.1 | -698.67 | 1394.7114 | San Luis Rey-San Onofre 230 kV line constraint | San Luis Rey-San Onofre 230 kV line constraint | San Luis Rey-San Onofre 230 kV line constraint |  | 0 | 1 | 0 | 1 | 0 | 0 | -99.1 | -698.67 | 1394.7114 | San Luis Rey-San Onofre 230 kV line constraint | San Luis Rey-San Onofre 230 kV line constraint | San Luis Rey-San Onofre 230 kV line constraint |  | 4 | 4 | NO | 4 | 1 | 1 | NO | 1
SDGE | Pomerado | 69 | 0 | 0 | 0 | 0 | 0 | 0 | 0 | 0 | 0 | 0 | 0 | 0 | 0 | 0 | 0 | 0 | 0 | 0 | 0 | 0 | 0 | 0 | 0 | 0 | 0 | 1 | 0 | 0 | 1 | 0 | 1 | 0 | 1 | 0 | 0 | 0 | 0 | 1 | 0 | 0 | 0 | 0 | 0 | 0 | 0 | 0 | 0 | 0 | 0 | 0 | 0 | 0 | 0 | 0 | 0 | 0 | 0 | 0 | 0 | 0 | 0 | 0 | 0 | 0 | 0 | 0 | 0 | 0 | 0 | 0 | 0 | 0 | 0 | 0 | 0 | 0 | 0 | 0 | 0 | 0 | 0 | 0 | 0 | 0 | 0 | 0 | 0 | 0 | 0 | 0 | 0 | 0 | 0 | 0 | 0 | 0 | 0 | 3 |  | 0 | 0 | 0 | 0 | 0 | 0 | 0 | 0 | 0 | 0 | 0 | 0 | 0 | 0 | 0 | 0 | 0 | 0 | 0 | 0 | 0 | 0 | 0 | 0 | 0 | 0 | 100 | 0 | 0 | 1 | 0 | 1 | 0 | 1 | 0 | 0 | -99.1 | -698.67 | 1191.1 | San Luis Rey-San Onofre 230 kV line constraint | San Luis Rey-San Onofre 230 kV line constraint | Talega 230 kV constraint |  | 0 | 1 | 0 | 1 | 0 | 0 | -99.1 | -698.67 | 1191.1 | San Luis Rey-San Onofre 230 kV line constraint | San Luis Rey-San Onofre 230 kV line constraint | Talega 230 kV constraint |  | 4 | 4 | NO | 4 | 1 | 1 | NO | 1
PG&E KERN | Poso Mountain | 115 | 0 | 0 | 0 | 0 | 0 | 0 | 0 | 0 | 0 | 0 | 0 | 0 | 0 | 0 | 0 | 0 | 0 | 0 | 0 | 0 | 0 | 0 | 0 | 0 | 0 | 0 | 0 | 0 | 0 | 0 | 0 | 0 | 0 | 0 | 0 | 0 | 0 | 0 | 0 | 0 | 0 | 0 | 0 | 0 | 0 | 0 | 0 | 0 | 0 | 0 | 0 | 0 | 0 | 0 | 0 | 0 | 0 | 0 | 0 | 0 | 0 | 0 | 0 | 0 | 0 | 0 | 0 | 0 | 1 | 0 | 1 | 0 | 0 | 0 | 1 | 0 | 0 | 0 | 1 | 0 | 0 | 0 | 0 | 0 | 0 | 0 | 0 | 0 | 0 | 0 | 0 | 0 | 0 | 0 | 1 | 0 | 0 | 0 |  | 0 | 0 | 0 | 0 | 0 | 0 | 0 | 0 | 0 | 0 | 0 | 0 | 0 | 0 | 0 | 0 | 0 | 0 | 0 | 0 | 0 | 0 | 0 | 0 | 100 | 100 | 0 | 0 | 0 | 1 | 0 | 0 | 2 | 0 | 1 | 1 | 119.27 | -3815.842 | -3618.543 | Gates 500/230kV TB #12 | Gates 500/230kV TB #12 | Gates 500/230kV TB #12 |  | 0 | 0 | 0 | 0 | 0 | 0 | 1014.85 | 398.79 | 251.3788 | Gates-Arco 230 kV Line | Gates-Arco 230 kV Line | Gates-Arco 230 kV Line |  | 5 | 1 | YES | 2 | 5 | 1 | YES | 2
EOP | Primm | 230 | 0 | 0 | 0 | 0 | 0 | 0 | 0 | 0 | 0 | 0 | 0 | 0 | 0 | 0 | 0 | 0 | 0 | 0 | 0 | 0 | 0 | 0 | 0 | 1 | 1 | 0 | 0 | 0 | 0 | 0 | 0 | 0 | 0 | 0 | 0 | 0 | 0 | 0 | 0 | 0 | 0 | 0 | 0 | 0 | 0 | 0 | 0 | 0 | 0 | 0 | 0 | 0 | 0 | 0 | 0 | 0 | 0 | 0 | 0 | 0 | 0 | 0 | 0 | 0 | 0 | 0 | 0 | 0 | 0 | 0 | 0 | 0 | 0 | 0 | 0 | 0 | 0 | 0 | 0 | 0 | 0 | 0 | 0 | 0 | 0 | 0 | 0 | 0 | 0 | 0 | 0 | 0 | 0 | 0 | 0 | 0 | 0 | 1 |  | 0 | 0 | 0 | 0 | 0 | 0 | 0 | 0 | 0 | 0 | 0 | 0 | 0 | 0 | 0 | 0 | 0 | 0 | 0 | 0 | 0 | 0 | 0 | 0 | 0 | 0 | 200 | 0 | 0 | 1 | 1 | 1 | 1 | 0 | 0 | 1 | -4343.191 | -2038.908 | -1396.283 | Lugo - Victorville area constraint | Lugo - Victorville area constraint | Lugo - Victorville area constraint |  | 0 | 1 | 0 | 0 | 0 | 0 | -160.5 | 1398.25 | 3565.626 | Sloan Canyon - Eldorado 500 kV constraint | Sloan Canyon - Eldorado 500 kV constraint | Sloan Canyon - Eldorado 500 kV constraint |  | 5 | 3 | YES | 3 | 4 | 1 | YES | 2
PG&E NGBA | Putah Creek | 115 | 0 | 0 | 0 | 0 | 0 | 0 | 0 | 0 | 0 | 0 | 0 | 0 | 0 | 0 | 0 | 0 | 0 | 0 | 0 | 0 | 0 | 0 | 0 | 0 | 0 | 0 | 0 | 0 | 0 | 0 | 0 | 0 | 0 | 0 | 0 | 0 | 0 | 0 | 0 | 1 | 0 | 0 | 0 | 0 | 0 | 0 | 0 | 0 | 0 | 0 | 0 | 0 | 0 | 1 | 1 | 1 | 0 | 0 | 0 | 0 | 0 | 0 | 0 | 0 | 0 | 0 | 1 | 0 | 0 | 0 | 0 | 0 | 0 | 0 | 0 | 0 | 0 | 0 | 0 | 0 | 0 | 0 | 0 | 0 | 0 | 0 | 0 | 0 | 0 | 0 | 0 | 0 | 0 | 0 | 0 | 0 | 0 | 0 |  | 0 | 0 | 0 | 0 | 0 | 0 | 0 | 0 | 0 | 0 | 0 | 0 | 0 | 0 | 0 | 0 | 0 | 0 | 0 | 0 | 0 | 0 | 0 | 0 | 0 | 0 | 0 | 0 | 0 | 0 | 3 | 0 | 2 | 0 | 0 | 0 | -1547.69 | -1002.9112 | 337.0526 | Collinsville-Tesla 500 kV Line | Collinsville-Tesla 500 kV Line | Birds Landing-Contra Costa 230kV Line |  | 0 | 0 | 0 | 0 | 0 | 0 | 504.61 | 796.7038 | 337.0526 | Contra Costa- Windmaster 230 kV line | Contra Costa- Windmaster 230 kV line | Birds Landing-Contra Costa 230kV Line |  | 5 | 1 | YES | 2 | 1 | 1 | NO | 1
SDGE | Q1806 | 138 | 0 | 0 | 0 | 0 | 0 | 0 | 0 | 0 | 0 | 0 | 0 | 0 | 0 | 0 | 0 | 0 | 0 | 0 | 0 | 0 | 0 | 0 | 0 | 0 | 0 | 0 | 0 | 0 | 0 | 0 | 0 | 0 | 0 | 0 | 0 | 0 | 0 | 1 | 1 | 0 | 0 | 0 | 0 | 0 | 0 | 0 | 0 | 0 | 0 | 0 | 0 | 0 | 0 | 0 | 0 | 0 | 0 | 0 | 0 | 0 | 0 | 0 | 0 | 0 | 0 | 0 | 0 | 0 | 0 | 0 | 0 | 0 | 0 | 0 | 0 | 0 | 0 | 0 | 0 | 0 | 0 | 0 | 0 | 0 | 0 | 0 | 0 | 0 | 0 | 0 | 0 | 0 | 0 | 0 | 0 | 0 | 0 | 0 |  | 0 | 0 | 0 | 0 | 0 | 0 | 0 | 0 | 0 | 0 | 0 | 0 | 0 | 0 | 0 | 0 | 0 | 0 | 0 | 0 | 0 | 0 | 0 | 0 | 0 | 0 | 0 | 0 | 0 | 0 | 0 | 0 | 0 | 0 | 0 | 0 | 495.36 | 434.26 | 426.74 | Trabuco-Capistrano 138 kV constraint | Trabuco-Capistrano 138 kV constraint | Trabuco-Capistrano 138 kV constraint |  | 0 | 0 | 0 | 0 | 0 | 0 | 495.36 | 434.26 | 426.74 | Trabuco-Capistrano 138 kV constraint | Trabuco-Capistrano 138 kV constraint | Trabuco-Capistrano 138 kV constraint |  | 1 | 1 | NO | 1 | 1 | 1 | NO | 1
PG&E FRESNO | Quinto | 230 | 0 | 0 | 0 | 0 | 0 | 0 | 0 | 0 | 0 | 0 | 0 | 0 | 0 | 0 | 0 | 0 | 0 | 0 | 0 | 0 | 0 | 0 | 0 | 0 | 0 | 0 | 0 | 0 | 0 | 0 | 0 | 0 | 0 | 0 | 0 | 0 | 0 | 0 | 0 | 0 | 0 | 0 | 0 | 0 | 0 | 0 | 0 | 0 | 0 | 0 | 0 | 0 | 0 | 0 | 0 | 0 | 0 | 0 | 0 | 0 | 0 | 0 | 0 | 0 | 0 | 0 | 0 | 0 | 0 | 0 | 0 | 0 | 0 | 0 | 0 | 0 | 0 | 0 | 0 | 1 | 0 | 0 | 0 | 0 | 0 | 1 | 0 | 0 | 0 | 0 | 0 | 0 | 0 | 0 | 0 | 0 | 0 | 1 |  | 0 | 0 | 0 | 0 | 0 | 0 | 0 | 0 | 0 | 0 | 0 | 0 | 0 | 0 | 0 | 20 | 0 | 0 | 0 | 0 | 0 | 0 | 0 | 0 | 375 | 0 | 0 | 0 | 0 | 1 | 0 | 0 | 1 | 1 | 1 | 0 | 244.55 | -4686.972 | -3687.5882 | Los Banos 500/230kV TB | Gates 500/230kV TB #11 | Gates 500/230kV TB #11 |  | 0 | 0 | 0 | 1 | 0 | 0 | 244.55 | -31.24 | 2655.4118 | Los Banos 500/230kV TB | Los Banos 500/230kV TB | Gates 500/230kV TB #11 |  | 5 | 3 | YES | 3 | 5 | 1 | YES | 2
PG&E GBA | Race Track | 115 | 0 | 0 | 0 | 0 | 0 | 0 | 0 | 0 | 0 | 0 | 0 | 0 | 0 | 0 | 0 | 0 | 0 | 0 | 0 | 0 | 0 | 0 | 0 | 0 | 0 | 0 | 0 | 0 | 0 | 0 | 0 | 0 | 0 | 0 | 0 | 0 | 0 | 0 | 0 | 0 | 0 | 0 | 0 | 0 | 0 | 1 | 0 | 0 | 0 | 0 | 0 | 0 | 0 | 0 | 0 | 1 | 0 | 1 | 0 | 1 | 0 | 0 | 0 | 0 | 0 | 1 | 0 | 0 | 0 | 0 | 0 | 0 | 0 | 0 | 0 | 0 | 0 | 0 | 0 | 0 | 0 | 0 | 0 | 0 | 0 | 0 | 0 | 0 | 0 | 0 | 0 | 0 | 0 | 0 | 0 | 0 | 0 | 0 |  | 0 | 0 | 0 | 0 | 0 | 0 | 0 | 0 | 0 | 0 | 0 | 0 | 0 | 0 | 0 | 0 | 0 | 0 | 0 | 0 | 0 | 0 | 0 | 0 | 0 | 0 | 0 | 0 | 0 | 0 | 2 | 0 | 1 | 0 | 0 | 0 | -364.5 | -312.19 | 543.909 | Bellota-Weber 230kV line | Bellota-Weber 230kV line | Kasson Jct-Heinz 115 kV line |  | 1 | 0 | 0 | 0 | 0 | 0 | -52.2 | 5.59 | 543.909 | Kasson Jct-Heinz 115 kV line | Kasson Jct-Heinz 115 kV line | Kasson Jct-Heinz 115 kV line |  | 5 | 5 | NO | 5 | 1 | 1 | NO | 1
SDGE | Rancho Mission Viejo | 138 | 0 | 0 | 0 | 0 | 0 | 0 | 0 | 0 | 0 | 0 | 0 | 0 | 0 | 0 | 0 | 0 | 0 | 0 | 0 | 0 | 0 | 0 | 0 | 0 | 0 | 1 | 0 | 0 | 0 | 0 | 0 | 0 | 0 | 0 | 0 | 0 | 0 | 1 | 1 | 0 | 0 | 0 | 0 | 0 | 0 | 0 | 0 | 0 | 0 | 0 | 0 | 0 | 0 | 0 | 0 | 0 | 0 | 0 | 0 | 0 | 0 | 0 | 0 | 0 | 0 | 0 | 0 | 0 | 0 | 0 | 0 | 0 | 0 | 0 | 0 | 0 | 0 | 0 | 0 | 0 | 0 | 0 | 0 | 0 | 0 | 0 | 0 | 0 | 0 | 0 | 0 | 0 | 0 | 0 | 0 | 0 | 0 | 0 |  | 0 | 0 | 0 | 0 | 0 | 0 | 0 | 0 | 0 | 0 | 0 | 0 | 0 | 0 | 0 | 0 | 0 | 0 | 0 | 0 | 0 | 0 | 0 | 0 | 0 | 0 | 0 | 0 | 0 | 0 | 0 | 0 | 0 | 0 | 0 | 0 | 495.36 | 434.26 | 426.74 | Trabuco-Capistrano 138 kV constraint | Trabuco-Capistrano 138 kV constraint | Trabuco-Capistrano 138 kV constraint |  | 0 | 0 | 0 | 0 | 0 | 0 | 495.36 | 434.26 | 426.74 | Trabuco-Capistrano 138 kV constraint | Trabuco-Capistrano 138 kV constraint | Trabuco-Capistrano 138 kV constraint |  | 1 | 1 | NO | 1 | 1 | 1 | NO | 1
PG&E GBA | Rancho Seco | 230 | 0 | 0 | 0 | 0 | 0 | 0 | 0 | 0 | 0 | 0 | 0 | 0 | 0 | 0 | 0 | 0 | 0 | 0 | 0 | 0 | 0 | 0 | 0 | 0 | 0 | 0 | 0 | 0 | 0 | 0 | 0 | 0 | 0 | 0 | 0 | 0 | 0 | 0 | 0 | 0 | 0 | 0 | 0 | 0 | 0 | 1 | 0 | 0 | 0 | 0 | 0 | 0 | 0 | 0 | 0 | 0 | 0 | 0 | 0 | 1 | 1 | 0 | 0 | 0 | 0 | 0 | 0 | 0 | 0 | 0 | 0 | 0 | 0 | 0 | 0 | 0 | 0 | 0 | 0 | 0 | 0 | 0 | 0 | 0 | 0 | 0 | 0 | 0 | 0 | 0 | 0 | 0 | 0 | 0 | 0 | 0 | 0 | 0 |  | 0 | 0 | 0 | 0 | 0 | 0 | 0 | 0 | 0 | 0 | 0 | 0 | 0 | 0 | 0 | 0 | 0 | 0 | 0 | 0 | 0 | 0 | 0 | 0 | 0 | 0 | 0 | 0 | 0 | 0 | 1 | 0 | 1 | 0 | 0 | 0 | -364.5 | -312.19 | 978.6798 | Bellota-Weber 230kV line | Bellota-Weber 230kV line | Bellota-Weber 230kV line |  | 0 | 0 | 0 | 0 | 0 | 0 | 95.5 | 147.81 | 978.6798 | Bellota-Weber 230kV line | Bellota-Weber 230kV line | Bellota-Weber 230kV line |  | 5 | 1 | YES | 2 | 1 | 1 | NO | 1
SCE Metro | Rancho Vista | 230 | 0 | 0 | 0 | 0 | 0 | 0 | 0 | 0 | 0 | 1 | 0 | 0 | 0 | 0 | 0 | 0 | 0 | 0 | 0 | 0 | 0 | 0 | 0 | 0 | 0 | 0 | 0 | 0 | 0 | 0 | 0 | 0 | 0 | 0 | 0 | 0 | 0 | 0 | 0 | 0 | 0 | 0 | 0 | 0 | 0 | 0 | 0 | 0 | 0 | 0 | 0 | 0 | 0 | 0 | 0 | 0 | 0 | 0 | 0 | 0 | 0 | 0 | 0 | 0 | 0 | 0 | 0 | 0 | 0 | 0 | 0 | 0 | 0 | 0 | 0 | 0 | 0 | 0 | 0 | 0 | 0 | 0 | 0 | 0 | 0 | 0 | 0 | 0 | 0 | 0 | 0 | 0 | 0 | 0 | 0 | 0 | 0 | 0 |  | 0 | 0 | 0 | 0 | 0 | 0 | 0 | 0 | 0 | 0 | 0 | 0 | 0 | 0 | 0 | 0 | 0 | 0 | 0 | 0 | 0 | 0 | 0 | 0 | 0 | 0 | 0 | 0 | 0 | 0 | 0 | 0 | 0 | 0 | 0 | 0 | 3800.7188 | 8091.008 | 21779.8411 | SCE Metro Area Default Constraint | SCE Metro Area Default Constraint | SCE Metro Area Default Constraint |  | 0 | 0 | 0 | 0 | 0 | 0 | 3800.7188 | 8091.008 | 21779.8411 | SCE Metro Area Default Constraint | SCE Metro Area Default Constraint | SCE Metro Area Default Constraint |  | 1 | 1 | NO | 1 | 1 | 1 | NO | 1
SCE Metro | Rancho Vista | 500 | 0 | 0 | 0 | 0 | 0 | 0 | 0 | 0 | 0 | 1 | 0 | 0 | 0 | 0 | 0 | 0 | 0 | 0 | 0 | 0 | 0 | 0 | 0 | 0 | 0 | 0 | 0 | 0 | 0 | 0 | 0 | 0 | 0 | 0 | 0 | 0 | 0 | 0 | 0 | 0 | 0 | 0 | 0 | 0 | 0 | 0 | 0 | 0 | 0 | 0 | 0 | 0 | 0 | 0 | 0 | 0 | 0 | 0 | 0 | 0 | 0 | 0 | 0 | 0 | 0 | 0 | 0 | 0 | 0 | 0 | 0 | 0 | 0 | 0 | 0 | 0 | 0 | 0 | 0 | 0 | 0 | 0 | 0 | 0 | 0 | 0 | 0 | 0 | 0 | 0 | 0 | 0 | 0 | 0 | 0 | 0 | 0 | 0 |  | 0 | 0 | 0 | 0 | 0 | 0 | 0 | 0 | 0 | 0 | 0 | 0 | 0 | 0 | 0 | 0 | 0 | 0 | 0 | 0 | 0 | 0 | 0 | 0 | 0 | 0 | 0 | 0 | 0 | 0 | 0 | 0 | 0 | 0 | 0 | 0 | 3800.7188 | 8091.008 | 21779.8411 | SCE Metro Area Default Constraint | SCE Metro Area Default Constraint | SCE Metro Area Default Constraint |  | 0 | 0 | 0 | 0 | 0 | 0 | 3800.7188 | 8091.008 | 21779.8411 | SCE Metro Area Default Constraint | SCE Metro Area Default Constraint | SCE Metro Area Default Constraint |  | 1 | 1 | NO | 1 | 1 | 1 | NO | 1
SCE NOL | Ransburg | 115 | 0 | 0 | 0 | 0 | 0 | 0 | 0 | 0 | 0 | 0 | 0 | 1 | 1 | 1 | 0 | 0 | 0 | 0 | 0 | 0 | 0 | 0 | 0 | 0 | 0 | 0 | 0 | 0 | 0 | 0 | 0 | 0 | 0 | 0 | 0 | 0 | 0 | 0 | 0 | 0 | 0 | 0 | 0 | 0 | 0 | 0 | 0 | 0 | 0 | 0 | 0 | 0 | 0 | 0 | 0 | 0 | 0 | 0 | 0 | 0 | 0 | 0 | 0 | 0 | 0 | 0 | 0 | 0 | 0 | 0 | 0 | 0 | 0 | 0 | 0 | 0 | 0 | 0 | 0 | 0 | 0 | 0 | 0 | 0 | 0 | 0 | 0 | 0 | 0 | 0 | 0 | 0 | 0 | 0 | 0 | 0 | 0 | 3 |  | 0 | 0 | 0 | 0 | 0 | 0 | 0 | 0 | 0 | 0 | 0 | 0 | 0 | 0 | 0 | 0 | 0 | 0 | 0 | 0 | 0 | 0 | 0 | 0 | 0 | 0 | 0 | 0 | 0 | 0 | 0 | 2 | 0 | 4 | 0 | 0 | -280.6 | -137.55 | 1093.724 | South of Kramer Area Constraint | Lugo Transformer Area Constraint | South of Kramer Area Constraint |  | 0 | 2 | 0 | 4 | 0 | 0 | -280.6 | -137.55 | 1093.724 | South of Kramer Area Constraint | Lugo Transformer Area Constraint | South of Kramer Area Constraint |  | 4 | 4 | NO | 4 | 1 | 1 | NO | 1
PG&E GBA | Ravenswood | 115 | 0 | 0 | 0 | 0 | 0 | 0 | 0 | 0 | 0 | 0 | 0 | 0 | 0 | 0 | 0 | 0 | 0 | 0 | 0 | 0 | 0 | 0 | 0 | 0 | 0 | 0 | 0 | 0 | 0 | 0 | 0 | 0 | 0 | 0 | 0 | 0 | 0 | 0 | 0 | 1 | 0 | 0 | 0 | 0 | 0 | 0 | 0 | 0 | 0 | 0 | 0 | 0 | 1 | 0 | 0 | 1 | 0 | 0 | 0 | 0 | 0 | 0 | 0 | 0 | 0 | 0 | 0 | 0 | 0 | 0 | 0 | 0 | 0 | 0 | 0 | 0 | 0 | 0 | 0 | 0 | 0 | 0 | 0 | 0 | 0 | 0 | 0 | 0 | 0 | 0 | 0 | 0 | 0 | 0 | 0 | 0 | 0 | 1 |  | 0 | 0 | 0 | 0 | 0 | 0 | 0 | 0 | 0 | 0 | 0 | 0 | 0 | 0 | 0 | 0 | 0 | 0 | 0 | 0 | 0 | 0 | 0 | 0 | 0 | 0 | 0 | 0 | 0 | 0 | 1 | 0 | 1 | 0 | 0 | 0 | -1547.69 | -1002.9112 | 977.7909 | Collinsville-Tesla 500 kV Line | Collinsville-Tesla 500 kV Line | Collinsville-Tesla 500 kV Line |  | 0 | 0 | 0 | 0 | 0 | 0 | 2401.7 | 2386.26 | 977.7909 | Sobrante-Moraga 230 kV line | Sobrante-Moraga 230 kV line | Collinsville-Tesla 500 kV Line |  | 5 | 1 | YES | 2 | 1 | 1 | NO | 1
PG&E GBA | Ravenswood | 230 | 0 | 0 | 0 | 0 | 0 | 0 | 0 | 0 | 0 | 0 | 0 | 0 | 0 | 0 | 0 | 0 | 0 | 0 | 0 | 0 | 0 | 0 | 0 | 0 | 0 | 0 | 0 | 0 | 0 | 0 | 0 | 0 | 0 | 0 | 0 | 0 | 0 | 0 | 0 | 1 | 0 | 0 | 0 | 0 | 0 | 0 | 0 | 0 | 0 | 0 | 0 | 0 | 1 | 0 | 0 | 1 | 0 | 0 | 0 | 0 | 0 | 0 | 0 | 0 | 0 | 0 | 0 | 0 | 0 | 0 | 0 | 0 | 0 | 0 | 0 | 0 | 0 | 0 | 0 | 0 | 0 | 0 | 0 | 0 | 0 | 0 | 0 | 0 | 0 | 0 | 0 | 0 | 0 | 0 | 0 | 0 | 0 | 1 |  | 0 | 0 | 0 | 0 | 0 | 0 | 0 | 0 | 0 | 0 | 0 | 0 | 0 | 0 | 0 | 0 | 0 | 0 | 0 | 0 | 0 | 0 | 0 | 0 | 0 | 100 | 0 | 0 | 0 | 1 | 1 | 0 | 1 | 0 | 0 | 0 | -1547.69 | -1002.9112 | 977.7909 | Collinsville-Tesla 500 kV Line | Collinsville-Tesla 500 kV Line | Collinsville-Tesla 500 kV Line |  | 0 | 0 | 0 | 0 | 0 | 0 | 2401.7 | 2386.26 | 977.7909 | Sobrante-Moraga 230 kV line | Sobrante-Moraga 230 kV line | Collinsville-Tesla 500 kV Line |  | 5 | 1 | YES | 2 | 1 | 1 | NO | 1
SCE Northern | Rector | 230 | 1 | 0 | 1 | 0 | 0 | 1 | 1 | 0 | 0 | 0 | 0 | 0 | 0 | 0 | 0 | 0 | 0 | 0 | 0 | 0 | 0 | 0 | 0 | 0 | 0 | 0 | 0 | 0 | 0 | 0 | 0 | 0 | 0 | 0 | 0 | 0 | 0 | 0 | 0 | 0 | 0 | 0 | 0 | 0 | 0 | 0 | 0 | 0 | 0 | 0 | 0 | 0 | 0 | 0 | 0 | 0 | 0 | 0 | 0 | 0 | 0 | 0 | 0 | 0 | 0 | 0 | 0 | 0 | 0 | 0 | 0 | 0 | 0 | 0 | 0 | 0 | 0 | 0 | 0 | 0 | 0 | 0 | 0 | 0 | 0 | 0 | 0 | 0 | 0 | 0 | 0 | 0 | 0 | 0 | 0 | 0 | 0 | 0 |  | 0 | 0 | 0 | 0 | 0 | 0 | 0 | 0 | 3 | 0 | 0 | 0 | 0 | 0 | 1 | 0 | 0 | 0 | 0 | 0 | 0 | 0 | 0 | 15 | 0 | 0 | 0 | 0 | 0 | 1 | 1 | 0 | 1 | 0 | 0 | 0 | -568.88 | -811.38 | 1470.64 | Antelope-Vincent Constraint | Antelope-Vincent Constraint | North of Magunden Constraint |  | 1 | 0 | 1 | 0 | 0 | 0 | -568.88 | -811.38 | 1470.64 | Antelope-Vincent Constraint | Antelope-Vincent Constraint | North of Magunden Constraint |  | 5 | 5 | NO | 5 | 1 | 1 | NO | 1
SCE Eastern | Red Bluff | 230 | 0 | 0 | 0 | 0 | 0 | 0 | 0 | 0 | 0 | 0 | 0 | 0 | 0 | 0 | 0 | 0 | 0 | 1 | 0 | 1 | 1 | 1 | 0 | 0 | 0 | 0 | 0 | 0 | 0 | 0 | 0 | 0 | 0 | 0 | 0 | 0 | 0 | 0 | 0 | 0 | 0 | 0 | 0 | 0 | 0 | 0 | 0 | 0 | 0 | 0 | 0 | 0 | 0 | 0 | 0 | 0 | 0 | 0 | 0 | 0 | 0 | 0 | 0 | 0 | 0 | 0 | 0 | 0 | 0 | 0 | 0 | 0 | 0 | 0 | 0 | 0 | 0 | 0 | 0 | 0 | 0 | 0 | 0 | 0 | 0 | 0 | 0 | 0 | 0 | 0 | 0 | 0 | 0 | 0 | 0 | 0 | 0 | 2 |  | 0 | 0 | 0 | 0 | 0 | 0 | 0 | 0 | 0 | 0 | 463 | 416 | 0 | 0 | 1 | 0 | 0 | 0 | 0 | 0 | 0 | 0 | 0 | 0 | 0 | 663 | 416 | 0 | 0 | 1 | 1 | 4 | 1 | 4 | 0 | 1 | -3014.166 | -2415.89 | -154.404 | Serrano-Alberhill-Valley Constraint | Etiwanda-Rancho Vista Constraint | Devers-Red Bluff Constraint |  | 1 | 6 | 1 | 3 | 0 | 0 | -1492.166 | -2415.89 | 377.596 | Serrano-Alberhill-Valley Constraint | Etiwanda-Rancho Vista Constraint | Devers-Red Bluff Constraint |  | 5 | 5 | NO | 5 | 3 | 1 | YES | 2
SCE Eastern | Red Bluff | 500 | 0 | 0 | 0 | 0 | 0 | 0 | 0 | 0 | 0 | 0 | 0 | 0 | 0 | 0 | 0 | 0 | 0 | 1 | 0 | 1 | 0 | 1 | 0 | 0 | 0 | 0 | 0 | 0 | 0 | 0 | 0 | 0 | 0 | 0 | 0 | 0 | 0 | 0 | 0 | 0 | 0 | 0 | 0 | 0 | 0 | 0 | 0 | 0 | 0 | 0 | 0 | 0 | 0 | 0 | 0 | 0 | 0 | 0 | 0 | 0 | 0 | 0 | 0 | 0 | 0 | 0 | 0 | 0 | 0 | 0 | 0 | 0 | 0 | 0 | 0 | 0 | 0 | 0 | 0 | 0 | 0 | 0 | 0 | 0 | 0 | 0 | 0 | 0 | 0 | 0 | 0 | 0 | 0 | 0 | 0 | 0 | 0 | 2 |  | 0 | 0 | 0 | 0 | 0 | 0 | 0 | 0 | 0 | 0 | 0 | 0 | 0 | 0 | 0 | 0 | 0 | 0 | 0 | 0 | 0 | 0 | 0 | 0 | 175 | 400 | 100 | 0 | 800 | 1 | 1 | 4 | 1 | 4 | 0 | 1 | -3014.166 | -2415.89 | -154.404 | Serrano-Alberhill-Valley Constraint | Etiwanda-Rancho Vista Constraint | Devers-Red Bluff Constraint |  | 1 | 6 | 1 | 3 | 0 | 0 | -1492.166 | -2415.89 | 377.596 | Serrano-Alberhill-Valley Constraint | Etiwanda-Rancho Vista Constraint | Devers-Red Bluff Constraint |  | 5 | 5 | NO | 5 | 3 | 1 | YES | 2
PG&E NGBA | Redbud | 115 | 0 | 0 | 0 | 0 | 0 | 0 | 0 | 0 | 0 | 0 | 0 | 0 | 0 | 0 | 0 | 0 | 0 | 0 | 0 | 0 | 0 | 0 | 0 | 0 | 0 | 0 | 0 | 0 | 0 | 0 | 0 | 0 | 0 | 0 | 0 | 0 | 0 | 0 | 0 | 1 | 0 | 0 | 0 | 0 | 0 | 0 | 0 | 0 | 0 | 0 | 0 | 0 | 1 | 0 | 0 | 0 | 0 | 0 | 0 | 0 | 0 | 0 | 0 | 0 | 0 | 0 | 1 | 0 | 0 | 0 | 0 | 0 | 0 | 0 | 0 | 0 | 0 | 0 | 0 | 0 | 0 | 0 | 0 | 0 | 0 | 0 | 0 | 0 | 0 | 0 | 0 | 0 | 0 | 0 | 0 | 0 | 0 | 1 |  | 0 | 0 | 0 | 0 | 0 | 0 | 0 | 0 | 0 | 0 | 0 | 0 | 0 | 0 | 0 | 241 | 0 | 0 | 0 | 0 | 0 | 0 | 0 | 0 | 0 | 0 | 0 | 0 | 0 | 1 | 2 | 0 | 2 | 0 | 0 | 0 | -1547.69 | -1002.9112 | 337.0526 | Collinsville-Tesla 500 kV Line | Collinsville-Tesla 500 kV Line | Birds Landing-Contra Costa 230kV Line |  | 0 | 0 | 0 | 0 | 0 | 0 | 1452.61 | 1744.7038 | 337.0526 | Birds Landing-Contra Costa 230kV Line | Birds Landing-Contra Costa 230kV Line | Birds Landing-Contra Costa 230kV Line |  | 5 | 1 | YES | 2 | 1 | 1 | NO | 1
SCE Metro | Redondo | 230 | 0 | 0 | 0 | 0 | 0 | 0 | 0 | 0 | 0 | 1 | 0 | 0 | 0 | 0 | 0 | 0 | 0 | 0 | 0 | 0 | 0 | 0 | 0 | 0 | 0 | 0 | 0 | 0 | 0 | 0 | 0 | 0 | 0 | 0 | 0 | 0 | 0 | 0 | 0 | 0 | 0 | 0 | 0 | 0 | 0 | 0 | 0 | 0 | 0 | 0 | 0 | 0 | 0 | 0 | 0 | 0 | 0 | 0 | 0 | 0 | 0 | 0 | 0 | 0 | 0 | 0 | 0 | 0 | 0 | 0 | 0 | 0 | 0 | 0 | 0 | 0 | 0 | 0 | 0 | 0 | 0 | 0 | 0 | 0 | 0 | 0 | 0 | 0 | 0 | 0 | 0 | 0 | 0 | 0 | 0 | 0 | 0 | 0 |  | 0 | 0 | 0 | 0 | 0 | 0 | 0 | 0 | 0 | 0 | 0 | 0 | 0 | 0 | 0 | 0 | 0 | 0 | 0 | 0 | 0 | 0 | 0 | 0 | 0 | 0 | 0 | 0 | 0 | 0 | 0 | 0 | 0 | 0 | 0 | 0 | 3800.7188 | 8091.008 | 21779.8411 | SCE Metro Area Default Constraint | SCE Metro Area Default Constraint | SCE Metro Area Default Constraint |  | 0 | 0 | 0 | 0 | 0 | 0 | 3800.7188 | 8091.008 | 21779.8411 | SCE Metro Area Default Constraint | SCE Metro Area Default Constraint | SCE Metro Area Default Constraint |  | 1 | 1 | NO | 1 | 1 | 1 | NO | 1
PG&E FRESNO | Reedley | 115 | 0 | 0 | 0 | 0 | 0 | 0 | 0 | 0 | 0 | 0 | 0 | 0 | 0 | 0 | 0 | 0 | 0 | 0 | 0 | 0 | 0 | 0 | 0 | 0 | 0 | 0 | 0 | 0 | 0 | 0 | 0 | 0 | 0 | 0 | 0 | 0 | 0 | 0 | 0 | 0 | 0 | 0 | 0 | 0 | 0 | 1 | 0 | 0 | 0 | 0 | 0 | 0 | 0 | 0 | 0 | 0 | 0 | 0 | 0 | 0 | 0 | 0 | 0 | 0 | 0 | 0 | 0 | 0 | 0 | 0 | 0 | 0 | 0 | 0 | 0 | 0 | 0 | 0 | 1 | 0 | 0 | 1 | 0 | 0 | 1 | 1 | 0 | 0 | 0 | 1 | 0 | 0 | 0 | 0 | 1 | 0 | 0 | 2 |  | 0 | 0 | 0 | 0 | 0 | 0 | 0 | 0 | 0 | 0 | 0 | 0 | 0 | 0 | 0 | 0 | 0 | 0 | 0 | 0 | 0 | 0 | 0 | 0 | 0 | 0 | 0 | 0 | 0 | 0 | 2 | 0 | 4 | 1 | 2 | 1 | -656.8 | -3815.842 | -3618.543 | Borden-Storey #1 230kV line | Gates 500/230kV TB #12 | Gates 500/230kV TB #12 |  | 0 | 0 | 0 | 1 | 0 | 0 | 95.5 | -31.24 | 342.7684 | Bellota-Weber 230kV line | Los Banos 500/230kV TB | Mustang-Henrietta 230 kV line |  | 5 | 3 | YES | 3 | 5 | 1 | YES | 2
PG&E KERN | Renfro | 115 | 0 | 0 | 0 | 0 | 0 | 0 | 0 | 0 | 0 | 0 | 0 | 0 | 0 | 0 | 0 | 0 | 0 | 0 | 0 | 0 | 0 | 0 | 0 | 0 | 0 | 0 | 0 | 0 | 0 | 0 | 0 | 0 | 0 | 0 | 0 | 0 | 0 | 0 | 0 | 0 | 0 | 0 | 0 | 0 | 0 | 0 | 0 | 0 | 0 | 0 | 0 | 0 | 0 | 0 | 0 | 0 | 0 | 0 | 0 | 0 | 0 | 0 | 0 | 0 | 0 | 0 | 0 | 1 | 0 | 0 | 0 | 0 | 0 | 0 | 1 | 0 | 0 | 0 | 1 | 1 | 0 | 0 | 0 | 0 | 0 | 0 | 0 | 0 | 0 | 0 | 0 | 0 | 0 | 0 | 0 | 0 | 0 | 0 |  | 0 | 0 | 0 | 0 | 0 | 0 | 0 | 0 | 0 | 0 | 0 | 0 | 0 | 0 | 0 | 0 | 0 | 0 | 0 | 0 | 0 | 0 | 0 | 0 | 0 | 0 | 0 | 0 | 0 | 0 | 0 | 0 | 2 | 0 | 2 | 0 | 119.27 | -4686.972 | -3687.5882 | Gates 500/230kV TB #12 | Gates 500/230kV TB #11 | Gates 500/230kV TB #11 |  | 0 | 0 | 0 | 0 | 0 | 0 | 120.85 | 383.59 | 657.4403 | Cal Flat-Gates 230 kV line | Cal Flat-Gates 230 kV line | Cal Flat-Gates 230 kV line |  | 5 | 1 | YES | 2 | 5 | 1 | YES | 2
PG&E GBA | Richmond R | 115 | 0 | 0 | 0 | 0 | 0 | 0 | 0 | 0 | 0 | 0 | 0 | 0 | 0 | 0 | 0 | 0 | 0 | 0 | 0 | 0 | 0 | 0 | 0 | 0 | 0 | 0 | 0 | 0 | 0 | 0 | 0 | 0 | 0 | 0 | 0 | 0 | 0 | 0 | 0 | 1 | 0 | 0 | 0 | 0 | 0 | 0 | 0 | 0 | 0 | 1 | 0 | 0 | 1 | 1 | 1 | 1 | 0 | 0 | 1 | 1 | 0 | 1 | 0 | 0 | 0 | 1 | 0 | 0 | 0 | 0 | 0 | 0 | 0 | 0 | 0 | 0 | 0 | 0 | 0 | 0 | 0 | 0 | 0 | 0 | 0 | 0 | 0 | 0 | 0 | 0 | 0 | 0 | 0 | 0 | 0 | 0 | 0 | 2 |  | 0 | 0 | 0 | 0 | 0 | 0 | 0 | 0 | 0 | 0 | 0 | 0 | 0 | 0 | 0 | 0 | 0 | 0 | 0 | 0 | 0 | 0 | 0 | 0 | 0 | 0 | 0 | 0 | 0 | 0 | 2 | 0 | 1 | 0 | 0 | 0 | -1547.69 | -1002.9112 | 977.7909 | Collinsville-Tesla 500 kV Line | Collinsville-Tesla 500 kV Line | Collinsville-Tesla 500 kV Line |  | 0 | 0 | 0 | 0 | 0 | 0 | 504.61 | 796.7038 | 977.7909 | Contra Costa- Windmaster 230 kV line | Contra Costa- Windmaster 230 kV line | Collinsville-Tesla 500 kV Line |  | 5 | 1 | YES | 2 | 1 | 1 | NO | 1
PG&E NGBA | Rincon | 115 | 0 | 0 | 0 | 0 | 0 | 0 | 0 | 0 | 0 | 0 | 0 | 0 | 0 | 0 | 0 | 0 | 0 | 0 | 0 | 0 | 0 | 0 | 0 | 0 | 0 | 0 | 0 | 0 | 0 | 0 | 0 | 0 | 0 | 0 | 0 | 0 | 0 | 0 | 0 | 1 | 0 | 1 | 0 | 0 | 0 | 0 | 0 | 0 | 0 | 0 | 0 | 1 | 1 | 1 | 1 | 1 | 0 | 0 | 0 | 0 | 0 | 0 | 0 | 0 | 0 | 1 | 1 | 0 | 0 | 0 | 0 | 0 | 0 | 0 | 0 | 0 | 0 | 0 | 0 | 0 | 0 | 0 | 0 | 0 | 0 | 0 | 0 | 0 | 0 | 0 | 0 | 0 | 0 | 0 | 0 | 0 | 0 | 2 |  | 0 | 0 | 0 | 0 | 0 | 0 | 0 | 0 | 0 | 0 | 0 | 0 | 0 | 0 | 0 | 50 | 0 | 0 | 0 | 0 | 0 | 0 | 0 | 0 | 0 | 0 | 0 | 0 | 0 | 1 | 3 | 0 | 2 | 0 | 0 | 0 | -1547.69 | -1002.9112 | 337.0526 | Collinsville-Tesla 500 kV Line | Collinsville-Tesla 500 kV Line | Birds Landing-Contra Costa 230kV Line |  | 0 | 0 | 0 | 0 | 0 | 0 | 504.61 | 771.8 | 337.0526 | Contra Costa- Windmaster 230 kV line | Cortina-Eagle Rock 115 kV line | Birds Landing-Contra Costa 230kV Line |  | 5 | 1 | YES | 2 | 1 | 1 | NO | 1
PG&E KERN | Rio Bravo | 115 | 0 | 0 | 0 | 0 | 0 | 0 | 0 | 0 | 0 | 0 | 0 | 0 | 0 | 0 | 0 | 0 | 0 | 0 | 0 | 0 | 0 | 0 | 0 | 0 | 0 | 0 | 0 | 0 | 0 | 0 | 0 | 0 | 0 | 0 | 0 | 0 | 0 | 0 | 0 | 0 | 0 | 0 | 0 | 0 | 0 | 0 | 0 | 0 | 0 | 0 | 0 | 0 | 0 | 0 | 0 | 0 | 0 | 0 | 0 | 0 | 0 | 0 | 0 | 0 | 0 | 0 | 0 | 1 | 0 | 0 | 0 | 0 | 0 | 0 | 1 | 0 | 0 | 0 | 1 | 1 | 0 | 0 | 0 | 0 | 0 | 0 | 0 | 0 | 0 | 0 | 0 | 0 | 0 | 0 | 0 | 0 | 0 | 0 |  | 0 | 0 | 0 | 0 | 0 | 0 | 0 | 0 | 0 | 0 | 0 | 0 | 0 | 0 | 0 | 0 | 0 | 0 | 0 | 0 | 0 | 0 | 0 | 0 | 0 | 0 | 0 | 0 | 0 | 0 | 0 | 0 | 2 | 0 | 2 | 0 | 119.27 | -4686.972 | -3687.5882 | Gates 500/230kV TB #12 | Gates 500/230kV TB #11 | Gates 500/230kV TB #11 |  | 0 | 0 | 0 | 0 | 0 | 0 | 120.85 | 383.59 | 657.4403 | Cal Flat-Gates 230 kV line | Cal Flat-Gates 230 kV line | Cal Flat-Gates 230 kV line |  | 5 | 1 | YES | 2 | 5 | 1 | YES | 2
SCE Metro | Rio Hondo | 230 | 0 | 0 | 0 | 0 | 0 | 0 | 0 | 0 | 0 | 1 | 0 | 0 | 0 | 0 | 0 | 0 | 0 | 0 | 0 | 0 | 0 | 0 | 0 | 0 | 0 | 0 | 0 | 0 | 0 | 0 | 0 | 0 | 0 | 0 | 0 | 0 | 0 | 0 | 0 | 0 | 0 | 0 | 0 | 0 | 0 | 0 | 0 | 0 | 0 | 0 | 0 | 0 | 0 | 0 | 0 | 0 | 0 | 0 | 0 | 0 | 0 | 0 | 0 | 0 | 0 | 0 | 0 | 0 | 0 | 0 | 0 | 0 | 0 | 0 | 0 | 0 | 0 | 0 | 0 | 0 | 0 | 0 | 0 | 0 | 0 | 0 | 0 | 0 | 0 | 0 | 0 | 0 | 0 | 0 | 0 | 0 | 0 | 0 |  | 0 | 0 | 0 | 0 | 0 | 0 | 0 | 0 | 0 | 0 | 0 | 0 | 0 | 0 | 0 | 0 | 0 | 0 | 0 | 0 | 0 | 0 | 0 | 0 | 0 | 0 | 265 | 10 | 0 | 1 | 0 | 0 | 0 | 0 | 0 | 0 | 3800.7188 | 8091.008 | 21779.8411 | SCE Metro Area Default Constraint | SCE Metro Area Default Constraint | SCE Metro Area Default Constraint |  | 0 | 0 | 0 | 0 | 0 | 0 | 3800.7188 | 8091.008 | 21779.8411 | SCE Metro Area Default Constraint | SCE Metro Area Default Constraint | SCE Metro Area Default Constraint |  | 1 | 1 | NO | 1 | 1 | 1 | NO | 1
PG&E NGBA | Rio Oso | 115 | 0 | 0 | 0 | 0 | 0 | 0 | 0 | 0 | 0 | 0 | 0 | 0 | 0 | 0 | 0 | 0 | 0 | 0 | 0 | 0 | 0 | 0 | 0 | 0 | 0 | 0 | 0 | 0 | 0 | 0 | 0 | 0 | 0 | 0 | 0 | 0 | 0 | 0 | 0 | 1 | 1 | 0 | 1 | 0 | 1 | 1 | 1 | 1 | 0 | 0 | 0 | 0 | 0 | 0 | 0 | 0 | 0 | 0 | 0 | 1 | 1 | 0 | 0 | 0 | 0 | 0 | 0 | 0 | 0 | 0 | 0 | 0 | 0 | 0 | 0 | 0 | 0 | 0 | 0 | 0 | 0 | 0 | 0 | 0 | 0 | 0 | 0 | 0 | 0 | 0 | 0 | 0 | 0 | 0 | 0 | 0 | 0 | 0 |  | 0 | 0 | 0 | 0 | 0 | 0 | 0 | 0 | 0 | 0 | 0 | 0 | 0 | 0 | 0 | 0 | 0 | 0 | 0 | 0 | 0 | 0 | 0 | 0 | 0 | 0 | 0 | 0 | 0 | 0 | 3 | 0 | 2 | 0 | 0 | 1 | -1547.69 | -1002.9112 | -105.76 | Collinsville-Tesla 500 kV Line | Collinsville-Tesla 500 kV Line | Woodland- Davis 115kV line |  | 1 | 0 | 0 | 0 | 0 | 1 | -59.55 | 8.65 | -105.76 | Woodland- Davis 115kV line | Woodland- Davis 115kV line | Woodland- Davis 115kV line |  | 5 | 5 | NO | 5 | 3 | 3 | NO | 3
PG&E NGBA | Rio Oso | 230 | 0 | 0 | 0 | 0 | 0 | 0 | 0 | 0 | 0 | 0 | 0 | 0 | 0 | 0 | 0 | 0 | 0 | 0 | 0 | 0 | 0 | 0 | 0 | 0 | 0 | 0 | 0 | 0 | 0 | 0 | 0 | 0 | 0 | 0 | 0 | 0 | 0 | 0 | 0 | 1 | 1 | 0 | 1 | 0 | 1 | 1 | 1 | 1 | 0 | 0 | 0 | 0 | 0 | 0 | 0 | 0 | 0 | 0 | 0 | 1 | 1 | 0 | 0 | 0 | 0 | 0 | 0 | 0 | 0 | 0 | 0 | 0 | 0 | 0 | 0 | 0 | 0 | 0 | 0 | 0 | 0 | 0 | 0 | 0 | 0 | 0 | 0 | 0 | 0 | 0 | 0 | 0 | 0 | 0 | 0 | 0 | 0 | 0 |  | 0 | 0 | 0 | 0 | 0 | 0 | 0 | 0 | 0 | 0 | 0 | 0 | 0 | 0 | 0 | 0 | 0 | 0 | 0 | 0 | 0 | 0 | 0 | 0 | 0 | 0 | 0 | 0 | 0 | 0 | 3 | 0 | 2 | 0 | 0 | 1 | -1547.69 | -1002.9112 | -105.76 | Collinsville-Tesla 500 kV Line | Collinsville-Tesla 500 kV Line | Woodland- Davis 115kV line |  | 1 | 0 | 0 | 0 | 0 | 1 | -59.55 | 8.65 | -105.76 | Woodland- Davis 115kV line | Woodland- Davis 115kV line | Woodland- Davis 115kV line |  | 5 | 5 | NO | 5 | 3 | 3 | NO | 3
PG&E GBA | Ripon | 115 | 0 | 0 | 0 | 0 | 0 | 0 | 0 | 0 | 0 | 0 | 0 | 0 | 0 | 0 | 0 | 0 | 0 | 0 | 0 | 0 | 0 | 0 | 0 | 0 | 0 | 0 | 0 | 0 | 0 | 0 | 0 | 0 | 0 | 0 | 0 | 0 | 0 | 0 | 0 | 0 | 0 | 0 | 0 | 0 | 0 | 1 | 0 | 0 | 0 | 0 | 0 | 0 | 0 | 0 | 0 | 1 | 0 | 1 | 0 | 1 | 0 | 0 | 0 | 1 | 0 | 1 | 0 | 0 | 0 | 0 | 0 | 0 | 0 | 0 | 0 | 0 | 0 | 0 | 0 | 0 | 0 | 0 | 0 | 0 | 0 | 0 | 0 | 0 | 0 | 0 | 0 | 0 | 0 | 0 | 0 | 0 | 0 | 0 |  | 0 | 0 | 0 | 0 | 0 | 0 | 0 | 0 | 0 | 0 | 0 | 0 | 0 | 0 | 0 | 0 | 0 | 0 | 0 | 0 | 0 | 0 | 0 | 2.6 | 0 | 0 | 99 | 0 | 0 | 1 | 2 | 0 | 2 | 0 | 0 | 0 | -364.5 | -312.19 | 100.712 | Bellota-Weber 230kV line | Bellota-Weber 230kV line | Tesla-Salado 115 kV line |  | 1 | 0 | 1 | 0 | 0 | 0 | -52.2 | -4.83 | 100.712 | Kasson Jct-Heinz 115 kV line | Tesla-Salado 115 kV line | Tesla-Salado 115 kV line |  | 5 | 5 | NO | 5 | 1 | 1 | NO | 1
PG&E GBA | Riverbank | 115 | 0 | 0 | 0 | 0 | 0 | 0 | 0 | 0 | 0 | 0 | 0 | 0 | 0 | 0 | 0 | 0 | 0 | 0 | 0 | 0 | 0 | 0 | 0 | 0 | 0 | 0 | 0 | 0 | 0 | 0 | 0 | 0 | 0 | 0 | 0 | 0 | 0 | 0 | 0 | 0 | 0 | 0 | 0 | 0 | 0 | 1 | 0 | 0 | 0 | 0 | 0 | 0 | 0 | 0 | 0 | 1 | 0 | 1 | 0 | 1 | 0 | 0 | 0 | 0 | 0 | 1 | 0 | 0 | 0 | 0 | 0 | 0 | 0 | 0 | 0 | 0 | 0 | 0 | 0 | 0 | 0 | 0 | 0 | 0 | 0 | 0 | 0 | 0 | 0 | 0 | 0 | 0 | 0 | 0 | 0 | 0 | 0 | 0 |  | 0 | 0 | 0 | 0 | 0 | 0 | 0 | 0 | 0 | 0 | 0 | 0 | 0 | 0 | 0 | 0 | 0 | 0 | 0 | 0 | 0 | 0 | 0 | 0 | 0 | 0 | 0 | 0 | 0 | 0 | 2 | 0 | 1 | 0 | 0 | 0 | -364.5 | -312.19 | 543.909 | Bellota-Weber 230kV line | Bellota-Weber 230kV line | Kasson Jct-Heinz 115 kV line |  | 1 | 0 | 0 | 0 | 0 | 0 | -52.2 | 5.59 | 543.909 | Kasson Jct-Heinz 115 kV line | Kasson Jct-Heinz 115 kV line | Kasson Jct-Heinz 115 kV line |  | 5 | 5 | NO | 5 | 1 | 1 | NO | 1
SCE NOL | Roadway | 115 | 0 | 0 | 0 | 0 | 0 | 0 | 0 | 0 | 0 | 0 | 0 | 0 | 1 | 1 | 0 | 0 | 0 | 0 | 0 | 0 | 0 | 0 | 0 | 0 | 0 | 0 | 0 | 0 | 0 | 0 | 0 | 0 | 0 | 0 | 0 | 0 | 0 | 0 | 0 | 0 | 0 | 0 | 0 | 0 | 0 | 0 | 0 | 0 | 0 | 0 | 0 | 0 | 0 | 0 | 0 | 0 | 0 | 0 | 0 | 0 | 0 | 0 | 0 | 0 | 0 | 0 | 0 | 0 | 0 | 0 | 0 | 0 | 0 | 0 | 0 | 0 | 0 | 0 | 0 | 0 | 0 | 0 | 0 | 0 | 0 | 0 | 0 | 0 | 0 | 0 | 0 | 0 | 0 | 0 | 0 | 0 | 0 | 2 |  | 0 | 0 | 0 | 0 | 0 | 0 | 0 | 0 | 2 | 150 | 0 | 75 | 0 | 0 | 1 | 0 | 0 | 0 | 0 | 0 | 0 | 0 | 0 | 2 | 150 | 0 | 75 | 0 | 0 | 1 | 0 | 0 | 0 | 2 | 0 | 0 | 43.77 | -137.55 | 1611.864 | Lugo Transformer Area Constraint | Lugo Transformer Area Constraint | Victor to Lugo Area Constraint |  | 0 | 0 | 0 | 2 | 0 | 0 | 43.77 | -137.55 | 1611.864 | Lugo Transformer Area Constraint | Lugo Transformer Area Constraint | Victor to Lugo Area Constraint |  | 3 | 3 | NO | 3 | 1 | 1 | NO | 1
PG&E NGBA | Rock Creek 1 | 230 | 0 | 0 | 0 | 0 | 0 | 0 | 0 | 0 | 0 | 0 | 0 | 0 | 0 | 0 | 0 | 0 | 0 | 0 | 0 | 0 | 0 | 0 | 0 | 0 | 0 | 0 | 0 | 0 | 0 | 0 | 0 | 0 | 0 | 0 | 0 | 0 | 0 | 0 | 0 | 1 | 0 | 0 | 0 | 0 | 0 | 1 | 0 | 1 | 0 | 0 | 0 | 0 | 0 | 0 | 0 | 0 | 0 | 0 | 0 | 1 | 1 | 0 | 0 | 0 | 0 | 0 | 0 | 0 | 0 | 0 | 0 | 0 | 0 | 0 | 0 | 0 | 0 | 0 | 0 | 0 | 0 | 0 | 0 | 0 | 0 | 0 | 0 | 0 | 0 | 0 | 0 | 0 | 0 | 0 | 0 | 0 | 0 | 0 |  | 0 | 0 | 0 | 0 | 0 | 0 | 0 | 0 | 0 | 0 | 0 | 0 | 0 | 0 | 0 | 0 | 0 | 0 | 0 | 0 | 0 | 0 | 0 | 0 | 0 | 0 | 0 | 0 | 0 | 0 | 2 | 0 | 2 | 0 | 0 | 0 | -1547.69 | -1002.9112 | 18.3836 | Collinsville-Tesla 500 kV Line | Collinsville-Tesla 500 kV Line | Rio Oso-Lockeford 230kV line |  | 0 | 0 | 0 | 0 | 0 | 0 | 95.5 | 147.81 | 18.3836 | Bellota-Weber 230kV line | Bellota-Weber 230kV line | Rio Oso-Lockeford 230kV line |  | 5 | 1 | YES | 2 | 1 | 1 | NO | 1
SCE Northern | Rosamond | 66 | 1 | 0 | 1 | 0 | 0 | 0 | 0 | 0 | 0 | 0 | 0 | 0 | 0 | 0 | 0 | 0 | 0 | 0 | 0 | 0 | 0 | 0 | 0 | 0 | 0 | 0 | 0 | 0 | 0 | 0 | 0 | 0 | 0 | 0 | 0 | 0 | 0 | 0 | 0 | 0 | 0 | 0 | 0 | 0 | 0 | 0 | 0 | 0 | 0 | 0 | 0 | 0 | 0 | 0 | 0 | 0 | 0 | 0 | 0 | 0 | 0 | 0 | 0 | 0 | 0 | 0 | 0 | 0 | 0 | 0 | 0 | 0 | 0 | 0 | 0 | 0 | 0 | 0 | 0 | 0 | 0 | 0 | 0 | 0 | 0 | 0 | 0 | 0 | 0 | 0 | 0 | 0 | 0 | 0 | 0 | 0 | 0 | 0 |  | 0 | 0 | 0 | 0 | 0 | 0 | 0 | 0 | 0 | 0 | 0 | 0 | 0 | 0 | 0 | 0 | 0 | 0 | 0 | 0 | 0 | 0 | 0 | 0 | 0 | 0 | 0 | 0 | 0 | 0 | 1 | 0 | 1 | 0 | 0 | 0 | -568.88 | -811.38 | 6423.79 | Antelope-Vincent Constraint | Antelope-Vincent Constraint | Pardee-Sylmar Constraint |  | 1 | 0 | 1 | 0 | 0 | 0 | -568.88 | -811.38 | 6423.79 | Antelope-Vincent Constraint | Antelope-Vincent Constraint | Pardee-Sylmar Constraint |  | 5 | 5 | NO | 5 | 1 | 1 | NO | 1
PG&E GBA | Rossmoor | 230 | 0 | 0 | 0 | 0 | 0 | 0 | 0 | 0 | 0 | 0 | 0 | 0 | 0 | 0 | 0 | 0 | 0 | 0 | 0 | 0 | 0 | 0 | 0 | 0 | 0 | 0 | 0 | 0 | 0 | 0 | 0 | 0 | 0 | 0 | 0 | 0 | 0 | 0 | 0 | 1 | 0 | 0 | 0 | 0 | 0 | 0 | 0 | 0 | 0 | 0 | 0 | 0 | 0 | 0 | 0 | 1 | 0 | 0 | 0 | 0 | 0 | 0 | 0 | 0 | 0 | 0 | 1 | 0 | 0 | 0 | 0 | 0 | 0 | 0 | 0 | 0 | 0 | 0 | 0 | 0 | 0 | 0 | 0 | 0 | 0 | 0 | 0 | 0 | 0 | 0 | 0 | 0 | 0 | 0 | 0 | 0 | 0 | 0 |  | 0 | 0 | 0 | 0 | 0 | 0 | 0 | 0 | 0 | 0 | 0 | 0 | 0 | 0 | 0 | 0 | 0 | 0 | 0 | 0 | 0 | 0 | 0 | 0 | 0 | 0 | 0 | 0 | 0 | 0 | 2 | 0 | 2 | 0 | 0 | 0 | -1547.69 | -1002.9112 | 337.0526 | Collinsville-Tesla 500 kV Line | Collinsville-Tesla 500 kV Line | Birds Landing-Contra Costa 230kV Line |  | 0 | 0 | 0 | 0 | 0 | 0 | 1452.61 | 1744.7038 | 337.0526 | Birds Landing-Contra Costa 230kV Line | Birds Landing-Contra Costa 230kV Line | Birds Landing-Contra Costa 230kV Line |  | 5 | 1 | YES | 2 | 1 | 1 | NO | 1
PG&E NGBA | Round Mountain | 230 | 0 | 0 | 0 | 0 | 0 | 0 | 0 | 0 | 0 | 0 | 0 | 0 | 0 | 0 | 0 | 0 | 0 | 0 | 0 | 0 | 0 | 0 | 0 | 0 | 0 | 0 | 0 | 0 | 0 | 0 | 0 | 0 | 0 | 0 | 0 | 0 | 0 | 0 | 0 | 1 | 0 | 0 | 0 | 0 | 0 | 0 | 0 | 0 | 0 | 0 | 0 | 0 | 0 | 0 | 0 | 0 | 0 | 0 | 0 | 0 | 0 | 0 | 0 | 0 | 0 | 0 | 0 | 0 | 0 | 0 | 0 | 0 | 0 | 0 | 0 | 0 | 0 | 0 | 0 | 0 | 0 | 0 | 0 | 0 | 0 | 0 | 0 | 0 | 0 | 0 | 0 | 0 | 0 | 0 | 0 | 0 | 0 | 0 |  | 0 | 0 | 0 | 0 | 0 | 0 | 0 | 0 | 0 | 0 | 0 | 0 | 0 | 0 | 0 | 0 | 0 | 0 | 0 | 0 | 0 | 0 | 0 | 0 | 0 | 0 | 0 | 0 | 0 | 0 | 1 | 0 | 1 | 0 | 0 | 0 | -1547.69 | -1002.9112 | 977.7909 | Collinsville-Tesla 500 kV Line | Collinsville-Tesla 500 kV Line | Collinsville-Tesla 500 kV Line |  | 0 | 0 | 0 | 0 | 0 | 0 | 7097.31 | 7642.0888 | 977.7909 | Collinsville-Tesla 500 kV Line | Collinsville-Tesla 500 kV Line | Collinsville-Tesla 500 kV Line |  | 5 | 1 | YES | 2 | 1 | 1 | NO | 1
PG&E NGBA | Round Mountain | 500 | 0 | 0 | 0 | 0 | 0 | 0 | 0 | 0 | 0 | 0 | 0 | 0 | 0 | 0 | 0 | 0 | 0 | 0 | 0 | 0 | 0 | 0 | 0 | 0 | 0 | 0 | 0 | 0 | 0 | 0 | 0 | 0 | 0 | 0 | 0 | 0 | 0 | 0 | 0 | 1 | 0 | 0 | 0 | 0 | 0 | 0 | 0 | 0 | 0 | 0 | 0 | 0 | 0 | 0 | 0 | 0 | 0 | 0 | 0 | 0 | 0 | 0 | 0 | 0 | 0 | 0 | 0 | 0 | 0 | 0 | 0 | 0 | 0 | 0 | 0 | 0 | 0 | 0 | 0 | 0 | 0 | 0 | 0 | 0 | 0 | 0 | 0 | 0 | 0 | 0 | 0 | 0 | 0 | 0 | 0 | 0 | 0 | 0 |  | 0 | 0 | 0 | 0 | 0 | 0 | 0 | 0 | 0 | 0 | 0 | 0 | 0 | 0 | 0 | 0 | 0 | 0 | 0 | 0 | 0 | 0 | 0 | 0 | 0 | 0 | 0 | 0 | 0 | 0 | 1 | 0 | 1 | 0 | 0 | 0 | -1547.69 | -1002.9112 | 977.7909 | Collinsville-Tesla 500 kV Line | Collinsville-Tesla 500 kV Line | Collinsville-Tesla 500 kV Line |  | 0 | 0 | 0 | 0 | 0 | 0 | 7097.31 | 7642.0888 | 977.7909 | Collinsville-Tesla 500 kV Line | Collinsville-Tesla 500 kV Line | Collinsville-Tesla 500 kV Line |  | 5 | 1 | YES | 2 | 1 | 1 | NO | 1
PG&E GBA | Salado | 115 | 0 | 0 | 0 | 0 | 0 | 0 | 0 | 0 | 0 | 0 | 0 | 0 | 0 | 0 | 0 | 0 | 0 | 0 | 0 | 0 | 0 | 0 | 0 | 0 | 0 | 0 | 0 | 0 | 0 | 0 | 0 | 0 | 0 | 0 | 0 | 0 | 0 | 0 | 0 | 0 | 0 | 0 | 0 | 0 | 0 | 0 | 0 | 0 | 0 | 0 | 0 | 0 | 0 | 0 | 0 | 1 | 0 | 0 | 0 | 1 | 0 | 0 | 0 | 1 | 0 | 0 | 0 | 0 | 0 | 0 | 0 | 0 | 0 | 0 | 0 | 0 | 0 | 0 | 0 | 0 | 0 | 0 | 0 | 0 | 0 | 0 | 0 | 0 | 0 | 0 | 0 | 0 | 0 | 0 | 0 | 0 | 0 | 0 |  | 0 | 0 | 0 | 0 | 0 | 0 | 0 | 0 | 0 | 0 | 0 | 0 | 0 | 0 | 0 | 0 | 0 | 0 | 0 | 0 | 0 | 0 | 0 | 0 | 69 | 0 | 0 | 0 | 0 | 1 | 0 | 0 | 1 | 0 | 0 | 0 | 33.67 | -4.83 | 100.712 | Tesla-Salado 115 kV line | Tesla-Salado 115 kV line | Tesla-Salado 115 kV line |  | 0 | 0 | 1 | 0 | 0 | 0 | 33.67 | -4.83 | 100.712 | Tesla-Salado 115 kV line | Tesla-Salado 115 kV line | Tesla-Salado 115 kV line |  | 5 | 5 | NO | 5 | 1 | 1 | NO | 1
PG&E GBA | Salado | 60 | 0 | 0 | 0 | 0 | 0 | 0 | 0 | 0 | 0 | 0 | 0 | 0 | 0 | 0 | 0 | 0 | 0 | 0 | 0 | 0 | 0 | 0 | 0 | 0 | 0 | 0 | 0 | 0 | 0 | 0 | 0 | 0 | 0 | 0 | 0 | 0 | 0 | 0 | 0 | 0 | 0 | 0 | 0 | 0 | 0 | 0 | 0 | 0 | 0 | 0 | 0 | 0 | 0 | 0 | 0 | 1 | 0 | 0 | 0 | 1 | 0 | 0 | 0 | 1 | 0 | 0 | 0 | 0 | 0 | 0 | 0 | 0 | 0 | 0 | 0 | 0 | 0 | 0 | 0 | 0 | 0 | 0 | 0 | 0 | 0 | 0 | 0 | 0 | 0 | 0 | 0 | 0 | 0 | 0 | 0 | 0 | 0 | 0 |  | 0 | 0 | 0 | 0 | 0 | 0 | 0 | 0 | 0 | 0 | 0 | 0 | 0 | 0 | 0 | 0 | 0 | 0 | 0 | 0 | 0 | 0 | 0 | 0 | 0 | 0 | 0 | 0 | 0 | 0 | 0 | 0 | 1 | 0 | 0 | 0 | 33.67 | -4.83 | 100.712 | Tesla-Salado 115 kV line | Tesla-Salado 115 kV line | Tesla-Salado 115 kV line |  | 0 | 0 | 1 | 0 | 0 | 0 | 33.67 | -4.83 | 100.712 | Tesla-Salado 115 kV line | Tesla-Salado 115 kV line | Tesla-Salado 115 kV line |  | 5 | 5 | NO | 5 | 1 | 1 | NO | 1
PG&E GBA | Salinas | 115 | 0 | 0 | 0 | 0 | 0 | 0 | 0 | 0 | 0 | 0 | 0 | 0 | 0 | 0 | 0 | 0 | 0 | 0 | 0 | 0 | 0 | 0 | 0 | 0 | 0 | 0 | 0 | 0 | 0 | 0 | 0 | 0 | 0 | 0 | 0 | 0 | 0 | 0 | 0 | 0 | 0 | 0 | 0 | 0 | 0 | 0 | 0 | 0 | 0 | 0 | 0 | 0 | 0 | 0 | 0 | 0 | 0 | 0 | 0 | 0 | 0 | 0 | 0 | 0 | 1 | 0 | 0 | 0 | 0 | 0 | 0 | 0 | 0 | 0 | 0 | 0 | 0 | 0 | 0 | 0 | 0 | 0 | 0 | 0 | 0 | 0 | 0 | 0 | 0 | 0 | 0 | 0 | 0 | 0 | 0 | 0 | 1 | 0 |  | 0 | 0 | 0 | 0 | 0 | 0 | 0 | 0 | 0 | 0 | 0 | 0 | 0 | 0 | 0 | 0 | 0 | 0 | 0 | 0 | 0 | 0 | 0 | 0 | 0 | 0 | 0 | 0 | 0 | 0 | 0 | 0 | 0 | 0 | 0 | 1 | 80 | 133 | -22.5 | Morganhill-Metcalf 115kV Line | Morganhill-Metcalf 115kV Line | Morganhill-Metcalf 115kV Line |  | 0 | 0 | 0 | 0 | 0 | 1 | 80 | 133 | -22.5 | Morganhill-Metcalf 115kV Line | Morganhill-Metcalf 115kV Line | Morganhill-Metcalf 115kV Line |  | 1 | 1 | NO | 1 | 3 | 3 | NO | 3
SDGE | Salt Creek | 69 | 0 | 0 | 0 | 0 | 0 | 0 | 0 | 0 | 0 | 0 | 0 | 0 | 0 | 0 | 0 | 0 | 0 | 0 | 0 | 0 | 0 | 0 | 0 | 0 | 0 | 0 | 0 | 1 | 1 | 1 | 1 | 0 | 1 | 0 | 0 | 1 | 1 | 0 | 0 | 0 | 0 | 0 | 0 | 0 | 0 | 0 | 0 | 0 | 0 | 0 | 0 | 0 | 0 | 0 | 0 | 0 | 0 | 0 | 0 | 0 | 0 | 0 | 0 | 0 | 0 | 0 | 0 | 0 | 0 | 0 | 0 | 0 | 0 | 0 | 0 | 0 | 0 | 0 | 0 | 0 | 0 | 0 | 0 | 0 | 0 | 0 | 0 | 0 | 0 | 0 | 0 | 0 | 0 | 0 | 0 | 0 | 0 | 5 |  | 0 | 0 | 0 | 0 | 0 | 0 | 0 | 0 | 0 | 0 | 0 | 0 | 0 | 0 | 0 | 0 | 0 | 0 | 0 | 0 | 0 | 0 | 0 | 0 | 0 | 0 | 0 | 0 | 0 | 0 | 0 | 1 | 0 | 2 | 0 | 0 | -99.1 | -698.67 | 216.1064 | San Luis Rey-San Onofre 230 kV line constraint | San Luis Rey-San Onofre 230 kV line constraint | Silvergate-Old Town 230 kV constraint |  | 0 | 1 | 0 | 2 | 0 | 0 | -99.1 | -698.67 | 216.1064 | San Luis Rey-San Onofre 230 kV line constraint | San Luis Rey-San Onofre 230 kV line constraint | Silvergate-Old Town 230 kV constraint |  | 4 | 4 | NO | 4 | 1 | 1 | NO | 1
SCE Eastern | San Bernardino | 230 | 0 | 0 | 0 | 0 | 0 | 0 | 0 | 0 | 0 | 0 | 0 | 0 | 0 | 0 | 0 | 0 | 0 | 0 | 0 | 1 | 0 | 1 | 0 | 0 | 0 | 0 | 0 | 0 | 0 | 0 | 0 | 0 | 0 | 0 | 0 | 0 | 0 | 0 | 0 | 0 | 0 | 0 | 0 | 0 | 0 | 0 | 0 | 0 | 0 | 0 | 0 | 0 | 0 | 0 | 0 | 0 | 0 | 0 | 0 | 0 | 0 | 0 | 0 | 0 | 0 | 0 | 0 | 0 | 0 | 0 | 0 | 0 | 0 | 0 | 0 | 0 | 0 | 0 | 0 | 0 | 0 | 0 | 0 | 0 | 0 | 0 | 0 | 0 | 0 | 0 | 0 | 0 | 0 | 0 | 0 | 0 | 0 | 1 |  | 0 | 0 | 0 | 0 | 0 | 0 | 0 | 0 | 0 | 0 | 0 | 0 | 0 | 0 | 0 | 0 | 0 | 0 | 0 | 0 | 0 | 0 | 0 | 0 | 0 | 0 | 0 | 0 | 0 | 0 | 1 | 2 | 1 | 2 | 0 | 0 | -3014.166 | -2415.89 | 4051.236 | Serrano-Alberhill-Valley Constraint | Etiwanda-Rancho Vista Constraint | Serrano-Alberhill-Valley Constraint |  | 1 | 3 | 1 | 3 | 0 | 0 | -1492.166 | -2415.89 | 4353.39 | Serrano-Alberhill-Valley Constraint | Etiwanda-Rancho Vista Constraint | Etiwanda-Rancho Vista Constraint |  | 5 | 5 | NO | 5 | 1 | 1 | NO | 1
PG&E GBA | SAN FRAN A (POTRERO PP) | 115 | 0 | 0 | 0 | 0 | 0 | 0 | 0 | 0 | 0 | 0 | 0 | 0 | 0 | 0 | 0 | 0 | 0 | 0 | 0 | 0 | 0 | 0 | 0 | 0 | 0 | 0 | 0 | 0 | 0 | 0 | 0 | 0 | 0 | 0 | 0 | 0 | 0 | 0 | 0 | 1 | 0 | 0 | 0 | 0 | 0 | 0 | 0 | 0 | 0 | 0 | 0 | 0 | 1 | 0 | 0 | 0 | 0 | 0 | 0 | 0 | 0 | 0 | 0 | 0 | 0 | 0 | 0 | 0 | 0 | 0 | 0 | 0 | 0 | 0 | 0 | 0 | 0 | 0 | 0 | 0 | 0 | 0 | 0 | 0 | 0 | 0 | 0 | 0 | 0 | 0 | 0 | 0 | 0 | 0 | 0 | 0 | 0 | 1 |  | 0 | 0 | 0 | 0 | 0 | 0 | 0 | 0 | 0 | 0 | 0 | 0 | 0 | 0 | 0 | 0 | 0 | 0 | 0 | 0 | 0 | 0 | 0 | 0 | 0 | 0 | 0 | 0 | 0 | 0 | 1 | 0 | 1 | 0 | 0 | 0 | -1547.69 | -1002.9112 | 977.7909 | Collinsville-Tesla 500 kV Line | Collinsville-Tesla 500 kV Line | Collinsville-Tesla 500 kV Line |  | 0 | 0 | 0 | 0 | 0 | 0 | 2401.7 | 2386.26 | 977.7909 | Sobrante-Moraga 230 kV line | Sobrante-Moraga 230 kV line | Collinsville-Tesla 500 kV Line |  | 5 | 1 | YES | 2 | 1 | 1 | NO | 1
PG&E GBA | SAN FRAN A (POTRERO PP) | 230 | 0 | 0 | 0 | 0 | 0 | 0 | 0 | 0 | 0 | 0 | 0 | 0 | 0 | 0 | 0 | 0 | 0 | 0 | 0 | 0 | 0 | 0 | 0 | 0 | 0 | 0 | 0 | 0 | 0 | 0 | 0 | 0 | 0 | 0 | 0 | 0 | 0 | 0 | 0 | 1 | 0 | 0 | 0 | 0 | 0 | 0 | 0 | 0 | 0 | 0 | 0 | 0 | 1 | 0 | 0 | 0 | 0 | 0 | 0 | 0 | 0 | 0 | 0 | 0 | 0 | 0 | 0 | 0 | 0 | 0 | 0 | 0 | 0 | 0 | 0 | 0 | 0 | 0 | 0 | 0 | 0 | 0 | 0 | 0 | 0 | 0 | 0 | 0 | 0 | 0 | 0 | 0 | 0 | 0 | 0 | 0 | 0 | 1 |  | 0 | 0 | 0 | 0 | 0 | 0 | 0 | 0 | 0 | 0 | 0 | 0 | 0 | 0 | 0 | 0 | 0 | 0 | 0 | 0 | 0 | 0 | 0 | 0 | 0 | 0 | 0 | 0 | 0 | 0 | 1 | 0 | 1 | 0 | 0 | 0 | -1547.69 | -1002.9112 | 977.7909 | Collinsville-Tesla 500 kV Line | Collinsville-Tesla 500 kV Line | Collinsville-Tesla 500 kV Line |  | 0 | 0 | 0 | 0 | 0 | 0 | 2401.7 | 2386.26 | 977.7909 | Sobrante-Moraga 230 kV line | Sobrante-Moraga 230 kV line | Collinsville-Tesla 500 kV Line |  | 5 | 1 | YES | 2 | 1 | 1 | NO | 1
PG&E GBA | San Jose A | 115 | 0 | 0 | 0 | 0 | 0 | 0 | 0 | 0 | 0 | 0 | 0 | 0 | 0 | 0 | 0 | 0 | 0 | 0 | 0 | 0 | 0 | 0 | 0 | 0 | 0 | 0 | 0 | 0 | 0 | 0 | 0 | 0 | 0 | 0 | 0 | 0 | 0 | 0 | 0 | 0 | 0 | 0 | 0 | 0 | 0 | 0 | 0 | 0 | 0 | 0 | 0 | 0 | 0 | 0 | 0 | 1 | 0 | 0 | 0 | 1 | 0 | 0 | 0 | 0 | 0 | 0 | 0 | 0 | 0 | 0 | 0 | 0 | 0 | 0 | 0 | 0 | 0 | 0 | 0 | 0 | 0 | 0 | 0 | 0 | 0 | 0 | 0 | 0 | 0 | 0 | 0 | 0 | 0 | 0 | 0 | 0 | 1 | 0 |  | 0 | 0 | 0 | 0 | 0 | 0 | 0 | 0 | 0 | 0 | 0 | 0 | 0 | 0 | 0 | 0 | 0 | 0 | 0 | 0 | 0 | 0 | 0 | 0 | 0 | 0 | 0 | 0 | 0 | 0 | 0 | 0 | 0 | 0 | 0 | 0 | 631 | 135.75 | 1461.1652 | NEW-Metcalf-Mosslanding 500kV | NEW-Metcalf-Mosslanding 500kV | Tesla-Bellota 230 kV line |  | 0 | 0 | 0 | 0 | 0 | 0 | 631 | 135.75 | 1461.1652 | NEW-Metcalf-Mosslanding 500kV | NEW-Metcalf-Mosslanding 500kV | Tesla-Bellota 230 kV line |  | 1 | 1 | NO | 1 | 1 | 1 | NO | 1
PG&E GBA | San Jose B | 115 | 0 | 0 | 0 | 0 | 0 | 0 | 0 | 0 | 0 | 0 | 0 | 0 | 0 | 0 | 0 | 0 | 0 | 0 | 0 | 0 | 0 | 0 | 0 | 0 | 0 | 0 | 0 | 0 | 0 | 0 | 0 | 0 | 0 | 0 | 0 | 0 | 0 | 0 | 0 | 0 | 0 | 0 | 0 | 0 | 0 | 0 | 0 | 0 | 0 | 0 | 0 | 0 | 0 | 0 | 0 | 1 | 0 | 0 | 0 | 1 | 0 | 0 | 0 | 0 | 0 | 0 | 0 | 0 | 0 | 0 | 0 | 0 | 0 | 0 | 0 | 0 | 0 | 0 | 0 | 0 | 0 | 0 | 0 | 0 | 0 | 0 | 0 | 0 | 0 | 0 | 0 | 0 | 0 | 0 | 0 | 0 | 0 | 0 |  | 0 | 0 | 0 | 0 | 0 | 0 | 0 | 0 | 0 | 0 | 0 | 0 | 0 | 0 | 0 | 0 | 0 | 0 | 0 | 0 | 0 | 0 | 0 | 0 | 0 | 0 | 0 | 0 | 0 | 0 | 0 | 0 | 0 | 0 | 0 | 0 | 1239.96 | 828.4538 | 1461.1652 | Tesla-Bellota 230 kV line | Tesla-Bellota 230 kV line | Tesla-Bellota 230 kV line |  | 0 | 0 | 0 | 0 | 0 | 0 | 1539.96 | 1128.4538 | 1461.1652 | Tesla-Bellota 230 kV line | Tesla-Bellota 230 kV line | Tesla-Bellota 230 kV line |  | 1 | 1 | NO | 1 | 1 | 1 | NO | 1
PG&E GBA | San Leandro U | 115 | 0 | 0 | 0 | 0 | 0 | 0 | 0 | 0 | 0 | 0 | 0 | 0 | 0 | 0 | 0 | 0 | 0 | 0 | 0 | 0 | 0 | 0 | 0 | 0 | 0 | 0 | 0 | 0 | 0 | 0 | 0 | 0 | 0 | 0 | 0 | 0 | 0 | 0 | 0 | 1 | 0 | 0 | 0 | 0 | 0 | 0 | 0 | 0 | 0 | 0 | 0 | 0 | 1 | 0 | 0 | 1 | 0 | 0 | 0 | 0 | 0 | 0 | 0 | 0 | 0 | 0 | 0 | 0 | 0 | 0 | 0 | 0 | 0 | 0 | 0 | 0 | 0 | 0 | 0 | 0 | 0 | 0 | 0 | 0 | 0 | 0 | 0 | 0 | 0 | 0 | 0 | 0 | 0 | 0 | 0 | 0 | 0 | 1 |  | 0 | 0 | 0 | 0 | 0 | 0 | 0 | 0 | 0 | 0 | 0 | 0 | 0 | 0 | 0 | 0 | 0 | 0 | 0 | 0 | 0 | 0 | 0 | 0 | 0 | 0 | 0 | 0 | 0 | 0 | 1 | 0 | 1 | 0 | 0 | 0 | -1547.69 | -1002.9112 | 977.7909 | Collinsville-Tesla 500 kV Line | Collinsville-Tesla 500 kV Line | Collinsville-Tesla 500 kV Line |  | 0 | 0 | 0 | 0 | 0 | 0 | 2401.7 | 2386.26 | 977.7909 | Sobrante-Moraga 230 kV line | Sobrante-Moraga 230 kV line | Collinsville-Tesla 500 kV Line |  | 5 | 1 | YES | 2 | 1 | 1 | NO | 1
PG&E KERN | San Luis Obispo | 115 | 0 | 0 | 0 | 0 | 0 | 0 | 0 | 0 | 0 | 0 | 0 | 0 | 0 | 0 | 0 | 0 | 0 | 0 | 0 | 0 | 0 | 0 | 0 | 0 | 0 | 0 | 0 | 0 | 0 | 0 | 0 | 0 | 0 | 0 | 0 | 0 | 0 | 0 | 0 | 0 | 0 | 0 | 0 | 0 | 0 | 0 | 0 | 0 | 0 | 0 | 0 | 0 | 0 | 0 | 0 | 0 | 0 | 0 | 0 | 0 | 0 | 0 | 0 | 0 | 0 | 0 | 0 | 1 | 1 | 0 | 0 | 0 | 0 | 0 | 0 | 0 | 0 | 0 | 0 | 1 | 0 | 0 | 0 | 0 | 0 | 1 | 0 | 0 | 0 | 0 | 0 | 0 | 0 | 0 | 0 | 1 | 0 | 1 |  | 0 | 0 | 0 | 0 | 0 | 0 | 0 | 0 | 0 | 0 | 0 | 0 | 0 | 0 | 0 | 0 | 0 | 0 | 0 | 0 | 0 | 0 | 0 | 0 | 0 | 0 | 0 | 0 | 0 | 0 | 0 | 0 | 1 | 1 | 1 | 0 | 120.85 | -4686.972 | -3687.5882 | Cal Flat-Gates 230 kV line | Gates 500/230kV TB #11 | Gates 500/230kV TB #11 |  | 0 | 0 | 0 | 1 | 0 | 0 | 120.85 | -31.24 | 251.3788 | Cal Flat-Gates 230 kV line | Los Banos 500/230kV TB | Gates-Arco 230 kV Line |  | 5 | 3 | YES | 3 | 5 | 1 | YES | 2
PG&E KERN | San Luis Obispo | 70 | 0 | 0 | 0 | 0 | 0 | 0 | 0 | 0 | 0 | 0 | 0 | 0 | 0 | 0 | 0 | 0 | 0 | 0 | 0 | 0 | 0 | 0 | 0 | 0 | 0 | 0 | 0 | 0 | 0 | 0 | 0 | 0 | 0 | 0 | 0 | 0 | 0 | 0 | 0 | 0 | 0 | 0 | 0 | 0 | 0 | 0 | 0 | 0 | 0 | 0 | 0 | 0 | 0 | 0 | 0 | 0 | 0 | 0 | 0 | 0 | 0 | 0 | 0 | 0 | 0 | 0 | 0 | 1 | 1 | 0 | 0 | 0 | 0 | 0 | 0 | 0 | 0 | 0 | 0 | 1 | 0 | 0 | 0 | 0 | 0 | 1 | 0 | 0 | 0 | 0 | 0 | 0 | 0 | 0 | 0 | 1 | 0 | 1 |  | 0 | 0 | 0 | 0 | 0 | 0 | 0 | 0 | 0 | 0 | 0 | 0 | 0 | 0 | 0 | 0 | 0 | 0 | 0 | 0 | 0 | 0 | 0 | 0 | 0 | 0 | 0 | 0 | 0 | 0 | 0 | 0 | 1 | 1 | 1 | 0 | 120.85 | -4686.972 | -3687.5882 | Cal Flat-Gates 230 kV line | Gates 500/230kV TB #11 | Gates 500/230kV TB #11 |  | 0 | 0 | 0 | 1 | 0 | 0 | 120.85 | -31.24 | 251.3788 | Cal Flat-Gates 230 kV line | Los Banos 500/230kV TB | Gates-Arco 230 kV Line |  | 5 | 3 | YES | 3 | 5 | 1 | YES | 2
SDGE | San Luis Rey | 230 | 0 | 0 | 0 | 0 | 0 | 0 | 0 | 0 | 0 | 0 | 0 | 0 | 0 | 0 | 0 | 0 | 0 | 0 | 0 | 0 | 0 | 0 | 0 | 0 | 0 | 0 | 0 | 0 | 0 | 0 | 0 | 0 | 1 | 0 | 0 | 0 | 0 | 0 | 0 | 0 | 0 | 0 | 0 | 0 | 0 | 0 | 0 | 0 | 0 | 0 | 0 | 0 | 0 | 0 | 0 | 0 | 0 | 0 | 0 | 0 | 0 | 0 | 0 | 0 | 0 | 0 | 0 | 0 | 0 | 0 | 0 | 0 | 0 | 0 | 0 | 0 | 0 | 0 | 0 | 0 | 0 | 0 | 0 | 0 | 0 | 0 | 0 | 0 | 0 | 0 | 0 | 0 | 0 | 0 | 0 | 0 | 0 | 1 |  | 0 | 0 | 0 | 0 | 0 | 0 | 0 | 0 | 0 | 0 | 0 | 0 | 0 | 0 | 0 | 0 | 0 | 0 | 0 | 0 | 0 | 0 | 0 | 0 | 0 | 0 | 0 | 0 | 0 | 0 | 0 | 1 | 0 | 1 | 0 | 0 | -99.1 | -698.67 | 1394.7114 | San Luis Rey-San Onofre 230 kV line constraint | San Luis Rey-San Onofre 230 kV line constraint | San Luis Rey-San Onofre 230 kV line constraint |  | 0 | 1 | 0 | 1 | 0 | 0 | -99.1 | -698.67 | 1394.7114 | San Luis Rey-San Onofre 230 kV line constraint | San Luis Rey-San Onofre 230 kV line constraint | San Luis Rey-San Onofre 230 kV line constraint |  | 4 | 4 | NO | 4 | 1 | 1 | NO | 1
SDGE | San Luis Rey | 69 | 0 | 0 | 0 | 0 | 0 | 0 | 0 | 0 | 0 | 0 | 0 | 0 | 0 | 0 | 0 | 0 | 0 | 0 | 0 | 0 | 0 | 0 | 0 | 0 | 0 | 1 | 0 | 0 | 0 | 0 | 0 | 0 | 1 | 0 | 0 | 0 | 0 | 1 | 0 | 0 | 0 | 0 | 0 | 0 | 0 | 0 | 0 | 0 | 0 | 0 | 0 | 0 | 0 | 0 | 0 | 0 | 0 | 0 | 0 | 0 | 0 | 0 | 0 | 0 | 0 | 0 | 0 | 0 | 0 | 0 | 0 | 0 | 0 | 0 | 0 | 0 | 0 | 0 | 0 | 0 | 0 | 0 | 0 | 0 | 0 | 0 | 0 | 0 | 0 | 0 | 0 | 0 | 0 | 0 | 0 | 0 | 0 | 1 |  | 0 | 0 | 0 | 0 | 0 | 0 | 0 | 0 | 0 | 0 | 0 | 0 | 0 | 0 | 0 | 0 | 0 | 0 | 0 | 0 | 0 | 0 | 0 | 0 | 0 | 0 | 0 | 0 | 0 | 0 | 0 | 1 | 0 | 1 | 0 | 0 | -99.1 | -698.67 | 1191.1 | San Luis Rey-San Onofre 230 kV line constraint | San Luis Rey-San Onofre 230 kV line constraint | Talega 230 kV constraint |  | 0 | 1 | 0 | 1 | 0 | 0 | -99.1 | -698.67 | 1191.1 | San Luis Rey-San Onofre 230 kV line constraint | San Luis Rey-San Onofre 230 kV line constraint | Talega 230 kV constraint |  | 4 | 4 | NO | 4 | 1 | 1 | NO | 1
SDGE | San Marcos | 69 | 0 | 0 | 0 | 0 | 0 | 0 | 0 | 0 | 0 | 0 | 0 | 0 | 0 | 0 | 0 | 0 | 0 | 0 | 0 | 0 | 0 | 0 | 0 | 0 | 0 | 1 | 0 | 0 | 0 | 0 | 1 | 0 | 1 | 1 | 0 | 0 | 0 | 1 | 0 | 0 | 0 | 0 | 0 | 0 | 0 | 0 | 0 | 0 | 0 | 0 | 0 | 0 | 0 | 0 | 0 | 0 | 0 | 0 | 0 | 0 | 0 | 0 | 0 | 0 | 0 | 0 | 0 | 0 | 0 | 0 | 0 | 0 | 0 | 0 | 0 | 0 | 0 | 0 | 0 | 0 | 0 | 0 | 0 | 0 | 0 | 0 | 0 | 0 | 0 | 0 | 0 | 0 | 0 | 0 | 0 | 0 | 0 | 2 |  | 0 | 0 | 0 | 0 | 0 | 0 | 0 | 0 | 0 | 0 | 0 | 0 | 0 | 0 | 0 | 0 | 0 | 0 | 0 | 0 | 0 | 0 | 0 | 0 | 0 | 0 | 0 | 0 | 0 | 0 | 0 | 1 | 0 | 1 | 0 | 0 | -99.1 | -698.67 | 284 | San Luis Rey-San Onofre 230 kV line constraint | San Luis Rey-San Onofre 230 kV line constraint | Ocean Ranch 69 kV constraint |  | 0 | 1 | 0 | 1 | 0 | 0 | -99.1 | -698.67 | 284 | San Luis Rey-San Onofre 230 kV line constraint | San Luis Rey-San Onofre 230 kV line constraint | Ocean Ranch 69 kV constraint |  | 4 | 4 | NO | 4 | 1 | 1 | NO | 1
SCE Metro | San Onofre | 230 | 0 | 0 | 0 | 0 | 0 | 0 | 0 | 0 | 0 | 1 | 0 | 0 | 0 | 0 | 0 | 0 | 0 | 0 | 0 | 0 | 0 | 0 | 0 | 0 | 0 | 0 | 0 | 0 | 0 | 0 | 0 | 0 | 0 | 0 | 0 | 0 | 0 | 0 | 0 | 0 | 0 | 0 | 0 | 0 | 0 | 0 | 0 | 0 | 0 | 0 | 0 | 0 | 0 | 0 | 0 | 0 | 0 | 0 | 0 | 0 | 0 | 0 | 0 | 0 | 0 | 0 | 0 | 0 | 0 | 0 | 0 | 0 | 0 | 0 | 0 | 0 | 0 | 0 | 0 | 0 | 0 | 0 | 0 | 0 | 0 | 0 | 0 | 0 | 0 | 0 | 0 | 0 | 0 | 0 | 0 | 0 | 0 | 0 |  | 0 | 0 | 0 | 0 | 0 | 0 | 0 | 0 | 0 | 0 | 0 | 0 | 0 | 0 | 0 | 0 | 0 | 0 | 0 | 0 | 0 | 0 | 0 | 0 | 0 | 0 | 0 | 0 | 0 | 0 | 0 | 0 | 0 | 0 | 0 | 0 | 3800.7188 | 8091.008 | 21779.8411 | SCE Metro Area Default Constraint | SCE Metro Area Default Constraint | SCE Metro Area Default Constraint |  | 0 | 0 | 0 | 0 | 0 | 0 | 3800.7188 | 8091.008 | 21779.8411 | SCE Metro Area Default Constraint | SCE Metro Area Default Constraint | SCE Metro Area Default Constraint |  | 1 | 1 | NO | 1 | 1 | 1 | NO | 1
PG&E GBA | San Pablo | 115 | 0 | 0 | 0 | 0 | 0 | 0 | 0 | 0 | 0 | 0 | 0 | 0 | 0 | 0 | 0 | 0 | 0 | 0 | 0 | 0 | 0 | 0 | 0 | 0 | 0 | 0 | 0 | 0 | 0 | 0 | 0 | 0 | 0 | 0 | 0 | 0 | 0 | 0 | 0 | 1 | 0 | 0 | 0 | 0 | 0 | 0 | 0 | 0 | 0 | 1 | 0 | 0 | 1 | 1 | 1 | 1 | 0 | 0 | 1 | 1 | 0 | 1 | 0 | 0 | 0 | 1 | 0 | 0 | 0 | 0 | 0 | 0 | 0 | 0 | 0 | 0 | 0 | 0 | 0 | 0 | 0 | 0 | 0 | 0 | 0 | 0 | 0 | 0 | 0 | 0 | 0 | 0 | 0 | 0 | 0 | 0 | 0 | 2 |  | 0 | 0 | 0 | 0 | 0 | 0 | 0 | 0 | 0 | 0 | 0 | 0 | 0 | 0 | 0 | 0 | 0 | 0 | 0 | 0 | 0 | 0 | 0 | 0 | 0 | 0 | 0 | 0 | 0 | 0 | 2 | 0 | 1 | 0 | 0 | 0 | -1547.69 | -1002.9112 | 977.7909 | Collinsville-Tesla 500 kV Line | Collinsville-Tesla 500 kV Line | Collinsville-Tesla 500 kV Line |  | 0 | 0 | 0 | 0 | 0 | 0 | 504.61 | 796.7038 | 977.7909 | Contra Costa- Windmaster 230 kV line | Contra Costa- Windmaster 230 kV line | Collinsville-Tesla 500 kV Line |  | 5 | 1 | YES | 2 | 1 | 1 | NO | 1
PG&E GBA | San Ramon | 230 | 0 | 0 | 0 | 0 | 0 | 0 | 0 | 0 | 0 | 0 | 0 | 0 | 0 | 0 | 0 | 0 | 0 | 0 | 0 | 0 | 0 | 0 | 0 | 0 | 0 | 0 | 0 | 0 | 0 | 0 | 0 | 0 | 0 | 0 | 0 | 0 | 0 | 0 | 0 | 1 | 0 | 0 | 0 | 0 | 0 | 0 | 0 | 0 | 0 | 0 | 0 | 0 | 0 | 0 | 0 | 1 | 0 | 0 | 0 | 0 | 0 | 0 | 0 | 0 | 0 | 0 | 0 | 0 | 0 | 0 | 0 | 0 | 0 | 0 | 0 | 0 | 0 | 0 | 0 | 0 | 0 | 0 | 0 | 0 | 0 | 0 | 0 | 0 | 0 | 0 | 0 | 0 | 0 | 0 | 0 | 0 | 0 | 0 |  | 0 | 0 | 0 | 0 | 0 | 0 | 0 | 0 | 0 | 0 | 0 | 0 | 0 | 0 | 0 | 0 | 0 | 0 | 0 | 0 | 0 | 0 | 0 | 0 | 0 | 0 | 0 | 0 | 0 | 0 | 1 | 0 | 1 | 0 | 0 | 0 | -1547.69 | -1002.9112 | 977.7909 | Collinsville-Tesla 500 kV Line | Collinsville-Tesla 500 kV Line | Collinsville-Tesla 500 kV Line |  | 0 | 0 | 0 | 0 | 0 | 0 | 2856.56 | 2425.6138 | 977.7909 | Tesla-Tracy-Pump 230 kV line #2 | Tesla-Tracy-Pump 230 kV line #2 | Collinsville-Tesla 500 kV Line |  | 5 | 1 | YES | 2 | 1 | 1 | NO | 1
SDGE | San Ysidro | 69 | 0 | 0 | 0 | 0 | 0 | 0 | 0 | 0 | 0 | 0 | 0 | 0 | 0 | 0 | 0 | 0 | 0 | 0 | 0 | 0 | 0 | 0 | 0 | 0 | 0 | 0 | 0 | 0 | 0 | 1 | 1 | 0 | 1 | 0 | 0 | 1 | 1 | 0 | 0 | 0 | 0 | 0 | 0 | 0 | 0 | 0 | 0 | 0 | 0 | 0 | 0 | 0 | 0 | 0 | 0 | 0 | 0 | 0 | 0 | 0 | 0 | 0 | 0 | 0 | 0 | 0 | 0 | 0 | 0 | 0 | 0 | 0 | 0 | 0 | 0 | 0 | 0 | 0 | 0 | 0 | 0 | 0 | 0 | 0 | 0 | 0 | 0 | 0 | 0 | 0 | 0 | 0 | 0 | 0 | 0 | 0 | 0 | 4 |  | 0 | 0 | 0 | 0 | 0 | 0 | 0 | 0 | 0 | 0 | 0 | 0 | 0 | 0 | 0 | 0 | 0 | 0 | 0 | 0 | 0 | 0 | 0 | 0 | 0 | 0 | 0 | 0 | 0 | 0 | 0 | 1 | 0 | 2 | 0 | 0 | -99.1 | -698.67 | 216.1064 | San Luis Rey-San Onofre 230 kV line constraint | San Luis Rey-San Onofre 230 kV line constraint | Silvergate-Old Town 230 kV constraint |  | 0 | 1 | 0 | 2 | 0 | 0 | -99.1 | -698.67 | 216.1064 | San Luis Rey-San Onofre 230 kV line constraint | San Luis Rey-San Onofre 230 kV line constraint | Silvergate-Old Town 230 kV constraint |  | 4 | 4 | NO | 4 | 1 | 1 | NO | 1
SCE NOL | Sandlot | 230 | 0 | 0 | 0 | 0 | 0 | 0 | 0 | 0 | 0 | 0 | 0 | 1 | 1 | 1 | 0 | 0 | 0 | 0 | 0 | 0 | 0 | 0 | 0 | 0 | 0 | 0 | 0 | 0 | 0 | 0 | 0 | 0 | 0 | 0 | 0 | 0 | 0 | 0 | 0 | 0 | 0 | 0 | 0 | 0 | 0 | 0 | 0 | 0 | 0 | 0 | 0 | 0 | 0 | 0 | 0 | 0 | 0 | 0 | 0 | 0 | 0 | 0 | 0 | 0 | 0 | 0 | 0 | 0 | 0 | 0 | 0 | 0 | 0 | 0 | 0 | 0 | 0 | 0 | 0 | 0 | 0 | 0 | 0 | 0 | 0 | 0 | 0 | 0 | 0 | 0 | 0 | 0 | 0 | 0 | 0 | 0 | 0 | 3 |  | 0 | 0 | 0 | 0 | 0 | 0 | 0 | 0 | 0 | 0 | 0 | 0 | 0 | 0 | 0 | 0 | 0 | 0 | 0 | 0 | 0 | 0 | 0 | 0 | 0 | 0 | 0 | 0 | 0 | 0 | 0 | 2 | 0 | 4 | 0 | 0 | -280.6 | -137.55 | 1093.724 | South of Kramer Area Constraint | Lugo Transformer Area Constraint | South of Kramer Area Constraint |  | 0 | 2 | 0 | 4 | 0 | 0 | -280.6 | -137.55 | 1093.724 | South of Kramer Area Constraint | Lugo Transformer Area Constraint | South of Kramer Area Constraint |  | 4 | 4 | NO | 4 | 1 | 1 | NO | 1
EOP | Sandy | 138 | 0 | 0 | 0 | 0 | 0 | 0 | 0 | 0 | 0 | 0 | 0 | 0 | 0 | 0 | 0 | 0 | 0 | 0 | 0 | 0 | 0 | 0 | 1 | 1 | 1 | 0 | 0 | 0 | 0 | 0 | 0 | 0 | 0 | 0 | 0 | 0 | 0 | 0 | 0 | 0 | 0 | 0 | 0 | 0 | 0 | 0 | 0 | 0 | 0 | 0 | 0 | 0 | 0 | 0 | 0 | 0 | 0 | 0 | 0 | 0 | 0 | 0 | 0 | 0 | 0 | 0 | 0 | 0 | 0 | 0 | 0 | 0 | 0 | 0 | 0 | 0 | 0 | 0 | 0 | 0 | 0 | 0 | 0 | 0 | 0 | 0 | 0 | 0 | 0 | 0 | 0 | 0 | 0 | 0 | 0 | 0 | 0 | 2 |  | 0 | 0 | 0 | 0 | 0 | 0 | 0 | 0 | 0 | 0 | 0 | 0 | 0 | 0 | 0 | 0 | 0 | 0 | 0 | 0 | 0 | 0 | 0 | 0 | 0 | 0 | 0 | 0 | 0 | 0 | 1 | 1 | 1 | 0 | 0 | 1 | -4343.191 | -2038.908 | -1396.283 | Lugo - Victorville area constraint | Lugo - Victorville area constraint | Lugo - Victorville area constraint |  | 0 | 1 | 0 | 0 | 0 | 0 | -160.5 | 1398.25 | 3367.55 | Sloan Canyon - Eldorado 500 kV constraint | Sloan Canyon - Eldorado 500 kV constraint | GLW 230kV area constraint |  | 5 | 3 | YES | 3 | 4 | 1 | YES | 2
PG&E FRESNO | Sanger | 115 | 0 | 0 | 0 | 0 | 0 | 0 | 0 | 0 | 0 | 0 | 0 | 0 | 0 | 0 | 0 | 0 | 0 | 0 | 0 | 0 | 0 | 0 | 0 | 0 | 0 | 0 | 0 | 0 | 0 | 0 | 0 | 0 | 0 | 0 | 0 | 0 | 0 | 0 | 0 | 0 | 0 | 0 | 0 | 0 | 0 | 1 | 0 | 0 | 0 | 0 | 0 | 0 | 0 | 0 | 0 | 0 | 0 | 0 | 0 | 0 | 0 | 0 | 0 | 0 | 0 | 0 | 0 | 0 | 0 | 0 | 0 | 0 | 0 | 0 | 0 | 0 | 0 | 0 | 1 | 1 | 0 | 1 | 0 | 1 | 1 | 1 | 0 | 0 | 0 | 1 | 0 | 0 | 0 | 0 | 1 | 0 | 0 | 2 |  | 0 | 0 | 0 | 0 | 0 | 0 | 0 | 0 | 0 | 0 | 0 | 0 | 0 | 0 | 0 | 0 | 0 | 0 | 0 | 0 | 0 | 0 | 0 | 0 | 0 | 0 | 0 | 0 | 0 | 0 | 3 | 0 | 6 | 1 | 3 | 1 | -656.8 | -4686.972 | -3687.5882 | Borden-Storey #1 230kV line | Gates 500/230kV TB #11 | Gates 500/230kV TB #11 |  | 0 | 0 | 0 | 1 | 0 | 0 | 95.5 | -31.24 | 342.7684 | Bellota-Weber 230kV line | Los Banos 500/230kV TB | Mustang-Henrietta 230 kV line |  | 5 | 3 | YES | 3 | 5 | 1 | YES | 2
SCE Northern | Santa Clara | 230 | 0 | 0 | 1 | 0 | 1 | 0 | 0 | 0 | 0 | 0 | 0 | 0 | 0 | 0 | 0 | 0 | 0 | 0 | 0 | 0 | 0 | 0 | 0 | 0 | 1 | 0 | 0 | 0 | 0 | 0 | 0 | 0 | 0 | 0 | 0 | 0 | 0 | 0 | 0 | 0 | 0 | 0 | 0 | 0 | 0 | 0 | 0 | 0 | 0 | 0 | 0 | 0 | 0 | 0 | 0 | 0 | 0 | 0 | 0 | 0 | 0 | 0 | 0 | 0 | 0 | 0 | 0 | 0 | 0 | 0 | 0 | 0 | 0 | 0 | 0 | 0 | 0 | 0 | 0 | 0 | 0 | 0 | 0 | 0 | 0 | 0 | 0 | 0 | 0 | 0 | 0 | 0 | 0 | 0 | 0 | 0 | 0 | 0 |  | 0 | 0 | 0 | 0 | 0 | 0 | 0 | 0 | 0 | 0 | 0 | 0 | 0 | 0 | 0 | 0 | 0 | 0 | 0 | 0 | 0 | 0 | 0 | 0 | 0 | 0 | 0 | 0 | 0 | 0 | 1 | 0 | 1 | 0 | 0 | 1 | -4343.191 | -2038.908 | -1396.283 | Lugo - Victorville area constraint | Lugo - Victorville area constraint | Lugo - Victorville area constraint |  | 0 | 0 | 0 | 0 | 0 | 0 | 448 | 554 | 2967 | Moorpark-Pardee Constraint | Moorpark-Pardee Constraint | Moorpark-Pardee Constraint |  | 5 | 1 | YES | 2 | 4 | 1 | YES | 2
PG&E NGBA | Santa Rosa A | 115 | 0 | 0 | 0 | 0 | 0 | 0 | 0 | 0 | 0 | 0 | 0 | 0 | 0 | 0 | 0 | 0 | 0 | 0 | 0 | 0 | 0 | 0 | 0 | 0 | 0 | 0 | 0 | 0 | 0 | 0 | 0 | 0 | 0 | 0 | 0 | 0 | 0 | 0 | 0 | 1 | 0 | 0 | 0 | 0 | 0 | 0 | 0 | 0 | 0 | 0 | 0 | 0 | 1 | 0 | 0 | 0 | 0 | 0 | 0 | 0 | 0 | 0 | 0 | 0 | 0 | 0 | 1 | 0 | 0 | 0 | 0 | 0 | 0 | 0 | 0 | 0 | 0 | 0 | 0 | 0 | 0 | 0 | 0 | 0 | 0 | 0 | 0 | 0 | 0 | 0 | 0 | 0 | 0 | 0 | 0 | 0 | 0 | 1 |  | 0 | 0 | 0 | 0 | 0 | 0 | 0 | 0 | 0 | 0 | 0 | 0 | 0 | 0 | 0 | 0 | 0 | 0 | 0 | 0 | 0 | 0 | 0 | 0 | 0 | 0 | 0 | 0 | 0 | 0 | 2 | 0 | 2 | 0 | 0 | 0 | -1547.69 | -1002.9112 | 337.0526 | Collinsville-Tesla 500 kV Line | Collinsville-Tesla 500 kV Line | Birds Landing-Contra Costa 230kV Line |  | 0 | 0 | 0 | 0 | 0 | 0 | 1452.61 | 1744.7038 | 337.0526 | Birds Landing-Contra Costa 230kV Line | Birds Landing-Contra Costa 230kV Line | Birds Landing-Contra Costa 230kV Line |  | 5 | 1 | YES | 2 | 1 | 1 | NO | 1
PG&E GBA | Santa Teresa | 115 | 0 | 0 | 0 | 0 | 0 | 0 | 0 | 0 | 0 | 0 | 0 | 0 | 0 | 0 | 0 | 0 | 0 | 0 | 0 | 0 | 0 | 0 | 0 | 0 | 0 | 0 | 0 | 0 | 0 | 0 | 0 | 0 | 0 | 0 | 0 | 0 | 0 | 0 | 0 | 0 | 0 | 0 | 0 | 0 | 0 | 0 | 0 | 0 | 0 | 0 | 0 | 0 | 0 | 0 | 0 | 1 | 0 | 0 | 0 | 1 | 0 | 0 | 0 | 0 | 0 | 0 | 0 | 0 | 0 | 0 | 0 | 0 | 0 | 0 | 0 | 0 | 0 | 0 | 0 | 0 | 0 | 0 | 0 | 0 | 0 | 0 | 0 | 0 | 0 | 0 | 0 | 0 | 0 | 0 | 0 | 0 | 1 | 0 |  | 0 | 0 | 0 | 0 | 0 | 0 | 0 | 0 | 0 | 0 | 0 | 0 | 0 | 0 | 0 | 0 | 0 | 0 | 0 | 0 | 0 | 0 | 0 | 0 | 0 | 0 | 0 | 0 | 0 | 0 | 0 | 0 | 0 | 0 | 0 | 0 | 631 | 135.75 | 1461.1652 | NEW-Metcalf-Mosslanding 500kV | NEW-Metcalf-Mosslanding 500kV | Tesla-Bellota 230 kV line |  | 0 | 0 | 0 | 0 | 0 | 0 | 631 | 135.75 | 1461.1652 | NEW-Metcalf-Mosslanding 500kV | NEW-Metcalf-Mosslanding 500kV | Tesla-Bellota 230 kV line |  | 1 | 1 | NO | 1 | 1 | 1 | NO | 1
SDGE | Santee | 138 | 0 | 0 | 0 | 0 | 0 | 0 | 0 | 0 | 0 | 0 | 0 | 0 | 0 | 0 | 0 | 0 | 0 | 0 | 0 | 0 | 0 | 0 | 0 | 0 | 0 | 0 | 1 | 0 | 1 | 0 | 1 | 0 | 1 | 0 | 0 | 0 | 0 | 0 | 0 | 0 | 0 | 0 | 0 | 0 | 0 | 0 | 0 | 0 | 0 | 0 | 0 | 0 | 0 | 0 | 0 | 0 | 0 | 0 | 0 | 0 | 0 | 0 | 0 | 0 | 0 | 0 | 0 | 0 | 0 | 0 | 0 | 0 | 0 | 0 | 0 | 0 | 0 | 0 | 0 | 0 | 0 | 0 | 0 | 0 | 0 | 0 | 0 | 0 | 0 | 0 | 0 | 0 | 0 | 0 | 0 | 0 | 0 | 3 |  | 0 | 0 | 0 | 0 | 0 | 0 | 0 | 0 | 0 | 0 | 0 | 0 | 0 | 0 | 0 | 0 | 0 | 0 | 0 | 0 | 0 | 0 | 0 | 0 | 0 | 0 | 10 | 0 | 0 | 1 | 0 | 1 | 0 | 1 | 0 | 0 | -99.1 | -698.67 | 234 | San Luis Rey-San Onofre 230 kV line constraint | San Luis Rey-San Onofre 230 kV line constraint | Chicarita 138 kV constraint |  | 0 | 1 | 0 | 1 | 0 | 0 | -99.1 | -698.67 | 234 | San Luis Rey-San Onofre 230 kV line constraint | San Luis Rey-San Onofre 230 kV line constraint | Chicarita 138 kV constraint |  | 4 | 4 | NO | 4 | 1 | 1 | NO | 1
SCE Metro | Santiago | 230 | 0 | 0 | 0 | 0 | 0 | 0 | 0 | 0 | 0 | 1 | 0 | 0 | 0 | 0 | 0 | 0 | 0 | 0 | 0 | 0 | 0 | 0 | 0 | 0 | 0 | 0 | 0 | 0 | 0 | 0 | 0 | 0 | 0 | 0 | 0 | 0 | 0 | 0 | 0 | 0 | 0 | 0 | 0 | 0 | 0 | 0 | 0 | 0 | 0 | 0 | 0 | 0 | 0 | 0 | 0 | 0 | 0 | 0 | 0 | 0 | 0 | 0 | 0 | 0 | 0 | 0 | 0 | 0 | 0 | 0 | 0 | 0 | 0 | 0 | 0 | 0 | 0 | 0 | 0 | 0 | 0 | 0 | 0 | 0 | 0 | 0 | 0 | 0 | 0 | 0 | 0 | 0 | 0 | 0 | 0 | 0 | 0 | 0 |  | 0 | 0 | 0 | 0 | 0 | 0 | 0 | 0 | 0 | 0 | 0 | 0 | 0 | 0 | 0 | 0 | 0 | 0 | 0 | 0 | 0 | 0 | 0 | 0 | 0 | 0 | 0 | 0 | 0 | 0 | 0 | 0 | 0 | 0 | 0 | 0 | 3800.7188 | 8091.008 | 21779.8411 | SCE Metro Area Default Constraint | SCE Metro Area Default Constraint | SCE Metro Area Default Constraint |  | 0 | 0 | 0 | 0 | 0 | 0 | 3800.7188 | 8091.008 | 21779.8411 | SCE Metro Area Default Constraint | SCE Metro Area Default Constraint | SCE Metro Area Default Constraint |  | 1 | 1 | NO | 1 | 1 | 1 | NO | 1
PG&E GBA | Saratoga | 230 | 0 | 0 | 0 | 0 | 0 | 0 | 0 | 0 | 0 | 0 | 0 | 0 | 0 | 0 | 0 | 0 | 0 | 0 | 0 | 0 | 0 | 0 | 0 | 0 | 0 | 0 | 0 | 0 | 0 | 0 | 0 | 0 | 0 | 0 | 0 | 0 | 0 | 0 | 0 | 0 | 0 | 0 | 0 | 0 | 0 | 0 | 0 | 0 | 0 | 0 | 0 | 0 | 1 | 0 | 0 | 1 | 0 | 0 | 0 | 1 | 0 | 0 | 0 | 0 | 0 | 0 | 0 | 0 | 0 | 0 | 0 | 0 | 0 | 0 | 0 | 0 | 0 | 0 | 0 | 0 | 0 | 0 | 0 | 0 | 0 | 0 | 0 | 0 | 0 | 0 | 0 | 0 | 0 | 0 | 0 | 0 | 0 | 1 |  | 0 | 0 | 0 | 0 | 0 | 0 | 0 | 0 | 0 | 0 | 0 | 0 | 0 | 0 | 0 | 0 | 0 | 0 | 0 | 0 | 0 | 0 | 0 | 0 | 0 | 0 | 0 | 0 | 0 | 0 | 0 | 0 | 0 | 0 | 0 | 0 | 1239.96 | 828.4538 | 1461.1652 | Tesla-Bellota 230 kV line | Tesla-Bellota 230 kV line | Tesla-Bellota 230 kV line |  | 0 | 0 | 0 | 0 | 0 | 0 | 1539.96 | 1128.4538 | 1461.1652 | Tesla-Bellota 230 kV line | Tesla-Bellota 230 kV line | Tesla-Bellota 230 kV line |  | 1 | 1 | NO | 1 | 1 | 1 | NO | 1
SCE Northern | Saugus | 230 | 0 | 0 | 0 | 0 | 0 | 0 | 0 | 0 | 0 | 0 | 0 | 0 | 0 | 0 | 0 | 0 | 0 | 0 | 0 | 0 | 0 | 0 | 0 | 0 | 1 | 0 | 0 | 0 | 0 | 0 | 0 | 0 | 0 | 0 | 0 | 0 | 0 | 0 | 0 | 0 | 0 | 0 | 0 | 0 | 0 | 0 | 0 | 0 | 0 | 0 | 0 | 0 | 0 | 0 | 0 | 0 | 0 | 0 | 0 | 0 | 0 | 0 | 0 | 0 | 0 | 0 | 0 | 0 | 0 | 0 | 0 | 0 | 0 | 0 | 0 | 0 | 0 | 0 | 0 | 0 | 0 | 0 | 0 | 0 | 0 | 0 | 0 | 0 | 0 | 0 | 0 | 0 | 0 | 0 | 0 | 0 | 0 | 0 |  | 0 | 0 | 0 | 0 | 0 | 0 | 0 | 0 | 0 | 0 | 0 | 0 | 0 | 0 | 0 | 0 | 0 | 0 | 0 | 0 | 0 | 0 | 0 | 0 | 0 | 0 | 0 | 0 | 0 | 0 | 1 | 0 | 1 | 0 | 0 | 1 | -4343.191 | -2038.908 | -1396.283 | Lugo - Victorville area constraint | Lugo - Victorville area constraint | Lugo - Victorville area constraint |  | 0 | 0 | 0 | 0 | 0 | 0 | 2456.809 | 4761.092 | 5403.717 | Lugo - Victorville area constraint | Lugo - Victorville area constraint | Lugo - Victorville area constraint |  | 5 | 1 | YES | 2 | 4 | 1 | YES | 2
PG&E FRESNO | Schindler | 115 | 0 | 0 | 0 | 0 | 0 | 0 | 0 | 0 | 0 | 0 | 0 | 0 | 0 | 0 | 0 | 0 | 0 | 0 | 0 | 0 | 0 | 0 | 0 | 0 | 0 | 0 | 0 | 0 | 0 | 0 | 0 | 0 | 0 | 0 | 0 | 0 | 0 | 0 | 0 | 0 | 0 | 0 | 0 | 0 | 0 | 0 | 0 | 0 | 0 | 0 | 0 | 0 | 0 | 0 | 0 | 0 | 0 | 0 | 0 | 0 | 0 | 0 | 0 | 0 | 0 | 0 | 0 | 0 | 0 | 0 | 0 | 0 | 0 | 0 | 0 | 0 | 0 | 0 | 0 | 1 | 0 | 0 | 0 | 0 | 0 | 0 | 0 | 1 | 0 | 0 | 0 | 0 | 0 | 0 | 0 | 0 | 0 | 0 |  | 0 | 0 | 0 | 0 | 0 | 0 | 0 | 0 | 0 | 0 | 0 | 0 | 0 | 0 | 0 | 0 | 0 | 0 | 0 | 0 | 0 | 0 | 0 | 0 | 100 | 0 | 0 | 0 | 0 | 1 | 0 | 0 | 1 | 0 | 1 | 0 | 303.82 | -4686.972 | -3687.5882 | Gates 500/230kV TB #11 | Gates 500/230kV TB #11 | Gates 500/230kV TB #11 |  | 0 | 0 | 0 | 0 | 0 | 0 | 1772.45 | 1618.45 | 1004.7516 | Panoche- Mendota 115 kV line | Panoche- Mendota 115 kV line | Panoche- Mendota 115 kV line |  | 5 | 1 | YES | 2 | 5 | 1 | YES | 2
PG&E FRESNO | Schindler | 70 | 0 | 0 | 0 | 0 | 0 | 0 | 0 | 0 | 0 | 0 | 0 | 0 | 0 | 0 | 0 | 0 | 0 | 0 | 0 | 0 | 0 | 0 | 0 | 0 | 0 | 0 | 0 | 0 | 0 | 0 | 0 | 0 | 0 | 0 | 0 | 0 | 0 | 0 | 0 | 0 | 0 | 0 | 0 | 0 | 0 | 0 | 0 | 0 | 0 | 0 | 0 | 0 | 0 | 0 | 0 | 0 | 0 | 0 | 0 | 0 | 0 | 0 | 0 | 0 | 0 | 0 | 0 | 0 | 0 | 0 | 0 | 0 | 0 | 0 | 0 | 0 | 0 | 0 | 1 | 0 | 1 | 1 | 1 | 0 | 0 | 1 | 0 | 1 | 0 | 0 | 0 | 0 | 0 | 0 | 0 | 0 | 0 | 1 |  | 0 | 0 | 0 | 0 | 0 | 0 | 0 | 0 | 0 | 0 | 0 | 0 | 0 | 0 | 0 | 0 | 0 | 0 | 0 | 0 | 0 | 0 | 0 | 0 | 0 | 0 | 0 | 0 | 0 | 0 | 0 | 0 | 1 | 1 | 1 | 0 | 119.27 | -3815.842 | -3618.543 | Gates 500/230kV TB #12 | Gates 500/230kV TB #12 | Gates 500/230kV TB #12 |  | 0 | 0 | 0 | 1 | 0 | 0 | 244.55 | -31.24 | 189.524 | Los Banos 500/230kV TB | Los Banos 500/230kV TB | Gates 230/70kV TB #5 |  | 5 | 3 | YES | 3 | 5 | 1 | YES | 2
PG&E GBA | Schulte | 115 | 0 | 0 | 0 | 0 | 0 | 0 | 0 | 0 | 0 | 0 | 0 | 0 | 0 | 0 | 0 | 0 | 0 | 0 | 0 | 0 | 0 | 0 | 0 | 0 | 0 | 0 | 0 | 0 | 0 | 0 | 0 | 0 | 0 | 0 | 0 | 0 | 0 | 0 | 0 | 0 | 0 | 0 | 0 | 0 | 0 | 1 | 0 | 0 | 0 | 0 | 0 | 0 | 0 | 0 | 0 | 0 | 0 | 1 | 0 | 1 | 0 | 0 | 0 | 0 | 0 | 1 | 0 | 0 | 0 | 0 | 0 | 0 | 0 | 0 | 0 | 0 | 0 | 0 | 0 | 0 | 0 | 0 | 0 | 0 | 0 | 0 | 0 | 0 | 0 | 0 | 0 | 0 | 0 | 0 | 0 | 0 | 0 | 0 |  | 0 | 0 | 0 | 0 | 0 | 0 | 0 | 0 | 0 | 0 | 0 | 0 | 0 | 0 | 0 | 0 | 0 | 0 | 0 | 0 | 0 | 0 | 0 | 0 | 100 | 0 | 13.3 | 0 | 0 | 1 | 2 | 0 | 1 | 0 | 0 | 0 | -364.5 | -312.19 | 543.909 | Bellota-Weber 230kV line | Bellota-Weber 230kV line | Kasson Jct-Heinz 115 kV line |  | 1 | 0 | 0 | 0 | 0 | 0 | -52.2 | 5.59 | 543.909 | Kasson Jct-Heinz 115 kV line | Kasson Jct-Heinz 115 kV line | Kasson Jct-Heinz 115 kV line |  | 5 | 5 | NO | 5 | 1 | 1 | NO | 1
SDGE | Scripps | 69 | 0 | 0 | 0 | 0 | 0 | 0 | 0 | 0 | 0 | 0 | 0 | 0 | 0 | 0 | 0 | 0 | 0 | 0 | 0 | 0 | 0 | 0 | 0 | 0 | 0 | 1 | 0 | 0 | 0 | 0 | 1 | 0 | 1 | 0 | 0 | 0 | 0 | 0 | 0 | 0 | 0 | 0 | 0 | 0 | 0 | 0 | 0 | 0 | 0 | 0 | 0 | 0 | 0 | 0 | 0 | 0 | 0 | 0 | 0 | 0 | 0 | 0 | 0 | 0 | 0 | 0 | 0 | 0 | 0 | 0 | 0 | 0 | 0 | 0 | 0 | 0 | 0 | 0 | 0 | 0 | 0 | 0 | 0 | 0 | 0 | 0 | 0 | 0 | 0 | 0 | 0 | 0 | 0 | 0 | 0 | 0 | 0 | 2 |  | 0 | 0 | 0 | 0 | 0 | 0 | 0 | 0 | 0 | 0 | 0 | 0 | 0 | 0 | 0 | 0 | 0 | 0 | 0 | 0 | 0 | 0 | 0 | 0 | 0 | 0 | 0 | 0 | 0 | 0 | 0 | 1 | 0 | 1 | 0 | 0 | -99.1 | -698.67 | 1394.7114 | San Luis Rey-San Onofre 230 kV line constraint | San Luis Rey-San Onofre 230 kV line constraint | San Luis Rey-San Onofre 230 kV line constraint |  | 0 | 1 | 0 | 1 | 0 | 0 | -99.1 | -698.67 | 1394.7114 | San Luis Rey-San Onofre 230 kV line constraint | San Luis Rey-San Onofre 230 kV line constraint | San Luis Rey-San Onofre 230 kV line constraint |  | 4 | 4 | NO | 4 | 1 | 1 | NO | 1
PG&E KERN | Semitropic | 115 | 0 | 0 | 0 | 0 | 0 | 0 | 0 | 0 | 0 | 0 | 0 | 0 | 0 | 0 | 0 | 0 | 0 | 0 | 0 | 0 | 0 | 0 | 0 | 0 | 0 | 0 | 0 | 0 | 0 | 0 | 0 | 0 | 0 | 0 | 0 | 0 | 0 | 0 | 0 | 0 | 0 | 0 | 0 | 0 | 0 | 0 | 0 | 0 | 0 | 0 | 0 | 0 | 0 | 0 | 0 | 0 | 0 | 0 | 0 | 0 | 0 | 0 | 0 | 0 | 0 | 0 | 0 | 1 | 1 | 0 | 0 | 0 | 0 | 0 | 0 | 1 | 0 | 0 | 0 | 1 | 0 | 0 | 0 | 0 | 0 | 0 | 0 | 0 | 0 | 0 | 0 | 0 | 0 | 0 | 0 | 0 | 0 | 0 |  | 0 | 0 | 0 | 0 | 0 | 0 | 0 | 0 | 0 | 0 | 0 | 0 | 0 | 0 | 0 | 0 | 0 | 0 | 0 | 0 | 0 | 0 | 0 | 4.66 | 0 | 0 | 0 | 0 | 0 | 1 | 0 | 0 | 1 | 0 | 1 | 0 | 120.85 | -4686.972 | -3687.5882 | Cal Flat-Gates 230 kV line | Gates 500/230kV TB #11 | Gates 500/230kV TB #11 |  | 0 | 0 | 0 | 0 | 0 | 0 | 120.85 | 201.6 | 233.6988 | Cal Flat-Gates 230 kV line | Semitropic-Midway 115kV Line | Semitropic-Midway 115kV Line |  | 5 | 1 | YES | 2 | 5 | 1 | YES | 2
SCE Metro | Serrano | 230 | 0 | 0 | 0 | 0 | 0 | 0 | 0 | 0 | 0 | 1 | 0 | 0 | 0 | 0 | 0 | 0 | 0 | 0 | 0 | 0 | 0 | 0 | 0 | 0 | 0 | 0 | 0 | 0 | 0 | 0 | 0 | 0 | 0 | 0 | 0 | 0 | 0 | 0 | 0 | 0 | 0 | 0 | 0 | 0 | 0 | 0 | 0 | 0 | 0 | 0 | 0 | 0 | 0 | 0 | 0 | 0 | 0 | 0 | 0 | 0 | 0 | 0 | 0 | 0 | 0 | 0 | 0 | 0 | 0 | 0 | 0 | 0 | 0 | 0 | 0 | 0 | 0 | 0 | 0 | 0 | 0 | 0 | 0 | 0 | 0 | 0 | 0 | 0 | 0 | 0 | 0 | 0 | 0 | 0 | 0 | 0 | 0 | 0 |  | 0 | 0 | 0 | 0 | 0 | 0 | 0 | 0 | 0 | 0 | 0 | 0 | 0 | 0 | 0 | 0 | 0 | 0 | 0 | 0 | 0 | 0 | 0 | 0 | 0 | 0 | 0 | 0 | 0 | 0 | 0 | 0 | 0 | 0 | 0 | 0 | 3800.7188 | 8091.008 | 21779.8411 | SCE Metro Area Default Constraint | SCE Metro Area Default Constraint | SCE Metro Area Default Constraint |  | 0 | 0 | 0 | 0 | 0 | 0 | 3800.7188 | 8091.008 | 21779.8411 | SCE Metro Area Default Constraint | SCE Metro Area Default Constraint | SCE Metro Area Default Constraint |  | 1 | 1 | NO | 1 | 1 | 1 | NO | 1
SCE Metro | Serrano | 500 | 0 | 0 | 0 | 0 | 0 | 0 | 0 | 0 | 0 | 1 | 0 | 0 | 0 | 0 | 0 | 0 | 0 | 0 | 0 | 0 | 0 | 0 | 0 | 0 | 0 | 0 | 0 | 0 | 0 | 0 | 0 | 0 | 0 | 0 | 0 | 0 | 0 | 0 | 0 | 0 | 0 | 0 | 0 | 0 | 0 | 0 | 0 | 0 | 0 | 0 | 0 | 0 | 0 | 0 | 0 | 0 | 0 | 0 | 0 | 0 | 0 | 0 | 0 | 0 | 0 | 0 | 0 | 0 | 0 | 0 | 0 | 0 | 0 | 0 | 0 | 0 | 0 | 0 | 0 | 0 | 0 | 0 | 0 | 0 | 0 | 0 | 0 | 0 | 0 | 0 | 0 | 0 | 0 | 0 | 0 | 0 | 0 | 0 |  | 0 | 0 | 0 | 0 | 0 | 0 | 0 | 0 | 0 | 0 | 0 | 0 | 0 | 0 | 0 | 0 | 0 | 0 | 0 | 0 | 0 | 0 | 0 | 0 | 0 | 0 | 0 | 0 | 0 | 0 | 0 | 0 | 0 | 0 | 0 | 0 | 3800.7188 | 8091.008 | 21779.8411 | SCE Metro Area Default Constraint | SCE Metro Area Default Constraint | SCE Metro Area Default Constraint |  | 0 | 0 | 0 | 0 | 0 | 0 | 3800.7188 | 8091.008 | 21779.8411 | SCE Metro Area Default Constraint | SCE Metro Area Default Constraint | SCE Metro Area Default Constraint |  | 1 | 1 | NO | 1 | 1 | 1 | NO | 1
SDGE | Shadowridge | 138 | 0 | 0 | 0 | 0 | 0 | 0 | 0 | 0 | 0 | 0 | 0 | 0 | 0 | 0 | 0 | 0 | 0 | 0 | 0 | 0 | 0 | 0 | 0 | 0 | 0 | 0 | 0 | 0 | 1 | 0 | 1 | 0 | 1 | 0 | 0 | 0 | 0 | 0 | 0 | 0 | 0 | 0 | 0 | 0 | 0 | 0 | 0 | 0 | 0 | 0 | 0 | 0 | 0 | 0 | 0 | 0 | 0 | 0 | 0 | 0 | 0 | 0 | 0 | 0 | 0 | 0 | 0 | 0 | 0 | 0 | 0 | 0 | 0 | 0 | 0 | 0 | 0 | 0 | 0 | 0 | 0 | 0 | 0 | 0 | 0 | 0 | 0 | 0 | 0 | 0 | 0 | 0 | 0 | 0 | 0 | 0 | 0 | 3 |  | 0 | 0 | 0 | 0 | 0 | 0 | 0 | 0 | 0 | 0 | 0 | 0 | 0 | 0 | 0 | 0 | 0 | 0 | 0 | 0 | 0 | 0 | 0 | 0 | 0 | 0 | 0 | 0 | 0 | 0 | 0 | 1 | 0 | 1 | 0 | 0 | -99.1 | -698.67 | 1394.7114 | San Luis Rey-San Onofre 230 kV line constraint | San Luis Rey-San Onofre 230 kV line constraint | San Luis Rey-San Onofre 230 kV line constraint |  | 0 | 1 | 0 | 1 | 0 | 0 | -99.1 | -698.67 | 1394.7114 | San Luis Rey-San Onofre 230 kV line constraint | San Luis Rey-San Onofre 230 kV line constraint | San Luis Rey-San Onofre 230 kV line constraint |  | 4 | 4 | NO | 4 | 1 | 1 | NO | 1
PG&E KERN | Shafter | 115 | 0 | 0 | 0 | 0 | 0 | 0 | 0 | 0 | 0 | 0 | 0 | 0 | 0 | 0 | 0 | 0 | 0 | 0 | 0 | 0 | 0 | 0 | 0 | 0 | 0 | 0 | 0 | 0 | 0 | 0 | 0 | 0 | 0 | 0 | 0 | 0 | 0 | 0 | 0 | 0 | 0 | 0 | 0 | 0 | 0 | 0 | 0 | 0 | 0 | 0 | 0 | 0 | 0 | 0 | 0 | 0 | 0 | 0 | 0 | 0 | 0 | 0 | 0 | 0 | 0 | 0 | 0 | 1 | 0 | 0 | 0 | 0 | 0 | 0 | 1 | 0 | 0 | 0 | 1 | 1 | 0 | 0 | 0 | 0 | 0 | 0 | 0 | 0 | 0 | 0 | 0 | 0 | 0 | 0 | 1 | 0 | 0 | 0 |  | 0 | 0 | 0 | 0 | 0 | 0 | 0 | 0 | 0 | 0 | 0 | 0 | 0 | 0 | 0 | 0 | 0 | 0 | 0 | 0 | 0 | 0 | 0 | 2.25 | 0 | 100 | 0 | 0 | 0 | 1 | 0 | 0 | 3 | 0 | 2 | 1 | 119.27 | -4686.972 | -3687.5882 | Gates 500/230kV TB #12 | Gates 500/230kV TB #11 | Gates 500/230kV TB #11 |  | 0 | 0 | 0 | 0 | 0 | 0 | 120.85 | 383.59 | 342.7684 | Cal Flat-Gates 230 kV line | Cal Flat-Gates 230 kV line | Mustang-Henrietta 230 kV line |  | 5 | 1 | YES | 2 | 5 | 1 | YES | 2
PG&E NGBA | Silverado | 115 | 0 | 0 | 0 | 0 | 0 | 0 | 0 | 0 | 0 | 0 | 0 | 0 | 0 | 0 | 0 | 0 | 0 | 0 | 0 | 0 | 0 | 0 | 0 | 0 | 0 | 0 | 0 | 0 | 0 | 0 | 0 | 0 | 0 | 0 | 0 | 0 | 0 | 0 | 0 | 1 | 0 | 1 | 0 | 0 | 0 | 0 | 0 | 0 | 0 | 0 | 0 | 1 | 1 | 1 | 1 | 1 | 0 | 0 | 0 | 0 | 0 | 0 | 0 | 0 | 0 | 1 | 1 | 0 | 0 | 0 | 0 | 0 | 0 | 0 | 0 | 0 | 0 | 0 | 0 | 0 | 0 | 0 | 0 | 0 | 0 | 0 | 0 | 0 | 0 | 0 | 0 | 0 | 0 | 0 | 0 | 0 | 0 | 2 |  | 0 | 0 | 0 | 0 | 0 | 0 | 0 | 0 | 0 | 0 | 0 | 0 | 0 | 0 | 0 | 0 | 0 | 0 | 0 | 0 | 0 | 0 | 0 | 0 | 0 | 0 | 0 | 0 | 0 | 0 | 3 | 0 | 2 | 0 | 0 | 0 | -1547.69 | -1002.9112 | 337.0526 | Collinsville-Tesla 500 kV Line | Collinsville-Tesla 500 kV Line | Birds Landing-Contra Costa 230kV Line |  | 0 | 0 | 0 | 0 | 0 | 0 | 504.61 | 771.8 | 337.0526 | Contra Costa- Windmaster 230 kV line | Cortina-Eagle Rock 115 kV line | Birds Landing-Contra Costa 230kV Line |  | 5 | 1 | YES | 2 | 1 | 1 | NO | 1
SDGE | Silvergate | 230 | 0 | 0 | 0 | 0 | 0 | 0 | 0 | 0 | 0 | 0 | 0 | 0 | 0 | 0 | 0 | 0 | 0 | 0 | 0 | 0 | 0 | 0 | 0 | 0 | 0 | 0 | 0 | 0 | 1 | 0 | 1 | 0 | 1 | 0 | 0 | 0 | 1 | 0 | 0 | 0 | 0 | 0 | 0 | 0 | 0 | 0 | 0 | 0 | 0 | 0 | 0 | 0 | 0 | 0 | 0 | 0 | 0 | 0 | 0 | 0 | 0 | 0 | 0 | 0 | 0 | 0 | 0 | 0 | 0 | 0 | 0 | 0 | 0 | 0 | 0 | 0 | 0 | 0 | 0 | 0 | 0 | 0 | 0 | 0 | 0 | 0 | 0 | 0 | 0 | 0 | 0 | 0 | 0 | 0 | 0 | 0 | 0 | 4 |  | 0 | 0 | 0 | 0 | 0 | 0 | 0 | 0 | 0 | 0 | 0 | 200 | 0 | 0 | 1 | 0 | 0 | 0 | 0 | 0 | 0 | 0 | 0 | 0 | 0 | 100 | 200 | 0 | 0 | 1 | 0 | 1 | 0 | 2 | 0 | 0 | -99.1 | -698.67 | 216.1064 | San Luis Rey-San Onofre 230 kV line constraint | San Luis Rey-San Onofre 230 kV line constraint | Silvergate-Old Town 230 kV constraint |  | 0 | 1 | 0 | 2 | 0 | 0 | -99.1 | -698.67 | 216.1064 | San Luis Rey-San Onofre 230 kV line constraint | San Luis Rey-San Onofre 230 kV line constraint | Silvergate-Old Town 230 kV constraint |  | 4 | 4 | NO | 4 | 1 | 1 | NO | 1
SDGE | Silvergate | 69 | 0 | 0 | 0 | 0 | 0 | 0 | 0 | 0 | 0 | 0 | 0 | 0 | 0 | 0 | 0 | 0 | 0 | 0 | 0 | 0 | 0 | 0 | 0 | 0 | 0 | 0 | 0 | 0 | 0 | 0 | 1 | 0 | 1 | 0 | 0 | 0 | 1 | 0 | 0 | 0 | 0 | 0 | 0 | 0 | 0 | 0 | 0 | 0 | 0 | 0 | 0 | 0 | 0 | 0 | 0 | 0 | 0 | 0 | 0 | 0 | 0 | 0 | 0 | 0 | 0 | 0 | 0 | 0 | 0 | 0 | 0 | 0 | 0 | 0 | 0 | 0 | 0 | 0 | 0 | 0 | 0 | 0 | 0 | 0 | 0 | 0 | 0 | 0 | 0 | 0 | 0 | 0 | 0 | 0 | 0 | 0 | 0 | 3 |  | 0 | 0 | 0 | 0 | 0 | 0 | 0 | 0 | 0 | 0 | 0 | 0 | 0 | 0 | 0 | 0 | 0 | 0 | 0 | 0 | 0 | 0 | 0 | 0 | 0 | 0 | 0 | 0 | 0 | 0 | 0 | 1 | 0 | 2 | 0 | 0 | -99.1 | -698.67 | 216.1064 | San Luis Rey-San Onofre 230 kV line constraint | San Luis Rey-San Onofre 230 kV line constraint | Silvergate-Old Town 230 kV constraint |  | 0 | 1 | 0 | 2 | 0 | 0 | -99.1 | -698.67 | 216.1064 | San Luis Rey-San Onofre 230 kV line constraint | San Luis Rey-San Onofre 230 kV line constraint | Silvergate-Old Town 230 kV constraint |  | 4 | 4 | NO | 4 | 1 | 1 | NO | 1
PG&E KERN | Sisquoc | 115 | 0 | 0 | 0 | 0 | 0 | 0 | 0 | 0 | 0 | 0 | 0 | 0 | 0 | 0 | 0 | 0 | 0 | 0 | 0 | 0 | 0 | 0 | 0 | 0 | 0 | 0 | 0 | 0 | 0 | 0 | 0 | 0 | 0 | 0 | 0 | 0 | 0 | 0 | 0 | 0 | 0 | 0 | 0 | 0 | 0 | 0 | 0 | 0 | 0 | 0 | 0 | 0 | 0 | 0 | 0 | 0 | 0 | 0 | 0 | 0 | 0 | 0 | 0 | 0 | 0 | 0 | 0 | 1 | 1 | 0 | 0 | 0 | 0 | 0 | 0 | 0 | 0 | 0 | 0 | 1 | 0 | 0 | 0 | 0 | 0 | 1 | 0 | 0 | 0 | 0 | 0 | 0 | 0 | 0 | 0 | 1 | 0 | 1 |  | 0 | 0 | 0 | 0 | 0 | 0 | 0 | 0 | 0 | 0 | 0 | 0 | 0 | 0 | 0 | 0 | 0 | 0 | 0 | 0 | 0 | 0 | 0 | 0 | 0 | 0 | 0 | 0 | 0 | 0 | 0 | 0 | 1 | 1 | 1 | 0 | 120.85 | -4686.972 | -3687.5882 | Cal Flat-Gates 230 kV line | Gates 500/230kV TB #11 | Gates 500/230kV TB #11 |  | 0 | 0 | 0 | 1 | 0 | 0 | 120.85 | -31.24 | 251.3788 | Cal Flat-Gates 230 kV line | Los Banos 500/230kV TB | Gates-Arco 230 kV Line |  | 5 | 3 | YES | 3 | 5 | 1 | YES | 2
EOP | Sloan Canyon | 230 | 0 | 0 | 0 | 0 | 0 | 0 | 0 | 0 | 0 | 0 | 0 | 0 | 0 | 0 | 0 | 0 | 0 | 0 | 0 | 0 | 0 | 0 | 0 | 1 | 1 | 0 | 0 | 0 | 0 | 0 | 0 | 0 | 0 | 0 | 0 | 0 | 0 | 0 | 0 | 0 | 0 | 0 | 0 | 0 | 0 | 0 | 0 | 0 | 0 | 0 | 0 | 0 | 0 | 0 | 0 | 0 | 0 | 0 | 0 | 0 | 0 | 0 | 0 | 0 | 0 | 0 | 0 | 0 | 0 | 0 | 0 | 0 | 0 | 0 | 0 | 0 | 0 | 0 | 0 | 0 | 0 | 0 | 0 | 0 | 0 | 0 | 0 | 0 | 0 | 0 | 0 | 0 | 0 | 0 | 0 | 0 | 0 | 1 |  | 0 | 0 | 0 | 0 | 0 | 0 | 0 | 0 | 0 | 0 | 0 | 0 | 0 | 0 | 0 | 0 | 0 | 0 | 0 | 0 | 0 | 0 | 0 | 0 | 0 | 0 | 0 | 0 | 0 | 0 | 1 | 1 | 1 | 0 | 0 | 1 | -4343.191 | -2038.908 | -1396.283 | Lugo - Victorville area constraint | Lugo - Victorville area constraint | Lugo - Victorville area constraint |  | 0 | 1 | 0 | 0 | 0 | 0 | -160.5 | 1398.25 | 3565.626 | Sloan Canyon - Eldorado 500 kV constraint | Sloan Canyon - Eldorado 500 kV constraint | Sloan Canyon - Eldorado 500 kV constraint |  | 5 | 3 | YES | 3 | 4 | 1 | YES | 2
EOP | Sloan Canyon | 500 | 0 | 0 | 0 | 0 | 0 | 0 | 0 | 0 | 0 | 0 | 0 | 0 | 0 | 0 | 0 | 0 | 0 | 0 | 0 | 0 | 0 | 0 | 0 | 1 | 1 | 0 | 0 | 0 | 0 | 0 | 0 | 0 | 0 | 0 | 0 | 0 | 0 | 0 | 0 | 0 | 0 | 0 | 0 | 0 | 0 | 0 | 0 | 0 | 0 | 0 | 0 | 0 | 0 | 0 | 0 | 0 | 0 | 0 | 0 | 0 | 0 | 0 | 0 | 0 | 0 | 0 | 0 | 0 | 0 | 0 | 0 | 0 | 0 | 0 | 0 | 0 | 0 | 0 | 0 | 0 | 0 | 0 | 0 | 0 | 0 | 0 | 0 | 0 | 0 | 0 | 0 | 0 | 0 | 0 | 0 | 0 | 0 | 1 |  | 0 | 0 | 0 | 0 | 0 | 0 | 0 | 0 | 0 | 0 | 0 | 0 | 0 | 0 | 0 | 0 | 0 | 0 | 0 | 0 | 0 | 0 | 0 | 0 | 0 | 0 | 0 | 0 | 0 | 0 | 1 | 1 | 1 | 0 | 0 | 1 | -4343.191 | -2038.908 | -1396.283 | Lugo - Victorville area constraint | Lugo - Victorville area constraint | Lugo - Victorville area constraint |  | 0 | 1 | 0 | 0 | 0 | 0 | -160.5 | 1398.25 | 3565.626 | Sloan Canyon - Eldorado 500 kV constraint | Sloan Canyon - Eldorado 500 kV constraint | Sloan Canyon - Eldorado 500 kV constraint |  | 5 | 3 | YES | 3 | 4 | 1 | YES | 2
PG&E KERN | Smyrna | 115 | 0 | 0 | 0 | 0 | 0 | 0 | 0 | 0 | 0 | 0 | 0 | 0 | 0 | 0 | 0 | 0 | 0 | 0 | 0 | 0 | 0 | 0 | 0 | 0 | 0 | 0 | 0 | 0 | 0 | 0 | 0 | 0 | 0 | 0 | 0 | 0 | 0 | 0 | 0 | 0 | 0 | 0 | 0 | 0 | 0 | 0 | 0 | 0 | 0 | 0 | 0 | 0 | 0 | 0 | 0 | 0 | 0 | 0 | 0 | 0 | 0 | 0 | 0 | 0 | 0 | 0 | 0 | 1 | 0 | 1 | 1 | 0 | 0 | 0 | 1 | 1 | 0 | 0 | 1 | 0 | 0 | 0 | 0 | 0 | 0 | 0 | 0 | 0 | 0 | 0 | 0 | 0 | 0 | 0 | 1 | 0 | 0 | 0 |  | 0 | 0 | 0 | 0 | 0 | 0 | 0 | 0 | 0 | 0 | 0 | 0 | 0 | 0 | 0 | 0 | 0 | 0 | 0 | 0 | 0 | 0 | 0 | 0 | 0 | 0 | 0 | 0 | 0 | 0 | 0 | 0 | 2 | 0 | 1 | 1 | 119.27 | -3815.842 | -3618.543 | Gates 500/230kV TB #12 | Gates 500/230kV TB #12 | Gates 500/230kV TB #12 |  | 0 | 0 | 0 | 0 | 0 | 0 | 120.85 | 192.6 | 130.03 | Cal Flat-Gates 230 kV line | Smyrna-Atwell Jct 115kV Line | Smyrna-Atwell Jct 115kV Line |  | 5 | 1 | YES | 2 | 5 | 1 | YES | 2
PG&E GBA | Sobrante | 115 | 0 | 0 | 0 | 0 | 0 | 0 | 0 | 0 | 0 | 0 | 0 | 0 | 0 | 0 | 0 | 0 | 0 | 0 | 0 | 0 | 0 | 0 | 0 | 0 | 0 | 0 | 0 | 0 | 0 | 0 | 0 | 0 | 0 | 0 | 0 | 0 | 0 | 0 | 0 | 1 | 0 | 0 | 0 | 0 | 0 | 0 | 0 | 0 | 0 | 1 | 0 | 0 | 1 | 1 | 1 | 1 | 0 | 0 | 1 | 1 | 0 | 1 | 0 | 0 | 0 | 1 | 0 | 0 | 0 | 0 | 0 | 0 | 0 | 0 | 0 | 0 | 0 | 0 | 0 | 0 | 0 | 0 | 0 | 0 | 0 | 0 | 0 | 0 | 0 | 0 | 0 | 0 | 0 | 0 | 0 | 0 | 0 | 2 |  | 0 | 0 | 0 | 0 | 0 | 0 | 0 | 0 | 0 | 0 | 0 | 0 | 0 | 0 | 0 | 0 | 0 | 0 | 0 | 0 | 0 | 0 | 0 | 0 | 0 | 0 | 0 | 0 | 0 | 0 | 2 | 0 | 1 | 0 | 0 | 0 | -1547.69 | -1002.9112 | 977.7909 | Collinsville-Tesla 500 kV Line | Collinsville-Tesla 500 kV Line | Collinsville-Tesla 500 kV Line |  | 0 | 0 | 0 | 0 | 0 | 0 | 504.61 | 796.7038 | 977.7909 | Contra Costa- Windmaster 230 kV line | Contra Costa- Windmaster 230 kV line | Collinsville-Tesla 500 kV Line |  | 5 | 1 | YES | 2 | 1 | 1 | NO | 1
PG&E GBA | Sobrante | 230 | 0 | 0 | 0 | 0 | 0 | 0 | 0 | 0 | 0 | 0 | 0 | 0 | 0 | 0 | 0 | 0 | 0 | 0 | 0 | 0 | 0 | 0 | 0 | 0 | 0 | 0 | 0 | 0 | 0 | 0 | 0 | 0 | 0 | 0 | 0 | 0 | 0 | 0 | 0 | 1 | 0 | 0 | 0 | 0 | 0 | 0 | 0 | 0 | 0 | 1 | 0 | 0 | 1 | 1 | 1 | 1 | 0 | 0 | 1 | 1 | 0 | 0 | 0 | 0 | 0 | 1 | 0 | 0 | 0 | 0 | 0 | 0 | 0 | 0 | 0 | 0 | 0 | 0 | 0 | 0 | 0 | 0 | 0 | 0 | 0 | 0 | 0 | 0 | 0 | 0 | 0 | 0 | 0 | 0 | 0 | 0 | 0 | 2 |  | 0 | 0 | 0 | 0 | 0 | 0 | 0 | 0 | 0 | 0 | 0 | 0 | 0 | 0 | 0 | 0 | 0 | 0 | 0 | 0 | 0 | 0 | 0 | 0 | 0 | 0 | 0 | 0 | 0 | 0 | 2 | 0 | 1 | 0 | 0 | 0 | -1547.69 | -1002.9112 | 977.7909 | Collinsville-Tesla 500 kV Line | Collinsville-Tesla 500 kV Line | Collinsville-Tesla 500 kV Line |  | 0 | 0 | 0 | 0 | 0 | 0 | 504.61 | 796.7038 | 977.7909 | Contra Costa- Windmaster 230 kV line | Contra Costa- Windmaster 230 kV line | Collinsville-Tesla 500 kV Line |  | 5 | 1 | YES | 2 | 1 | 1 | NO | 1
PG&E KERN | Solar | 230 | 0 | 0 | 0 | 0 | 0 | 0 | 0 | 0 | 0 | 0 | 0 | 0 | 0 | 0 | 0 | 0 | 0 | 0 | 0 | 0 | 0 | 0 | 0 | 0 | 0 | 0 | 0 | 0 | 0 | 0 | 0 | 0 | 0 | 0 | 0 | 0 | 0 | 0 | 0 | 0 | 0 | 0 | 0 | 0 | 0 | 0 | 0 | 0 | 0 | 0 | 0 | 0 | 0 | 0 | 0 | 0 | 0 | 0 | 0 | 0 | 0 | 0 | 0 | 0 | 0 | 0 | 0 | 1 | 0 | 0 | 0 | 0 | 0 | 0 | 0 | 0 | 0 | 0 | 1 | 1 | 0 | 0 | 0 | 0 | 0 | 0 | 0 | 0 | 0 | 0 | 0 | 0 | 0 | 0 | 1 | 1 | 0 | 0 |  | 0 | 0 | 0 | 0 | 0 | 0 | 0 | 0 | 0 | 0 | 0 | 0 | 0 | 0 | 0 | 0 | 0 | 0 | 0 | 0 | 0 | 0 | 0 | 0 | 0 | 0 | 0 | 0 | 0 | 0 | 0 | 0 | 3 | 0 | 2 | 1 | 119.27 | -4686.972 | -3687.5882 | Gates 500/230kV TB #12 | Gates 500/230kV TB #11 | Gates 500/230kV TB #11 |  | 0 | 0 | 0 | 0 | 0 | 0 | 120.85 | 383.59 | 342.7684 | Cal Flat-Gates 230 kV line | Cal Flat-Gates 230 kV line | Mustang-Henrietta 230 kV line |  | 5 | 1 | YES | 2 | 5 | 1 | YES | 2
PG&E GBA | Soledad | 115 | 0 | 0 | 0 | 0 | 0 | 0 | 0 | 0 | 0 | 0 | 0 | 0 | 0 | 0 | 0 | 0 | 0 | 0 | 0 | 0 | 0 | 0 | 0 | 0 | 0 | 0 | 0 | 0 | 0 | 0 | 0 | 0 | 0 | 0 | 0 | 0 | 0 | 0 | 0 | 0 | 0 | 0 | 0 | 0 | 0 | 0 | 0 | 0 | 0 | 0 | 0 | 0 | 0 | 0 | 0 | 0 | 0 | 0 | 0 | 0 | 0 | 0 | 0 | 0 | 1 | 0 | 0 | 0 | 0 | 0 | 0 | 0 | 0 | 0 | 0 | 0 | 0 | 0 | 0 | 0 | 0 | 0 | 0 | 0 | 0 | 0 | 0 | 0 | 0 | 0 | 0 | 0 | 0 | 0 | 0 | 0 | 1 | 0 |  | 0 | 0 | 0 | 0 | 0 | 0 | 0 | 0 | 0 | 0 | 0 | 0 | 0 | 0 | 0 | 0 | 0 | 150 | 0 | 0 | 0 | 0 | 0 | 0 | 0 | 0 | 0 | 0 | 0 | 1 | 0 | 0 | 0 | 0 | 0 | 1 | 80 | 133 | -22.5 | Morganhill-Metcalf 115kV Line | Morganhill-Metcalf 115kV Line | Morganhill-Metcalf 115kV Line |  | 0 | 0 | 0 | 0 | 0 | 1 | 80 | 133 | -22.5 | Morganhill-Metcalf 115kV Line | Morganhill-Metcalf 115kV Line | Morganhill-Metcalf 115kV Line |  | 1 | 1 | NO | 1 | 3 | 3 | NO | 3
PG&E GBA | Soledad | 60 | 0 | 0 | 0 | 0 | 0 | 0 | 0 | 0 | 0 | 0 | 0 | 0 | 0 | 0 | 0 | 0 | 0 | 0 | 0 | 0 | 0 | 0 | 0 | 0 | 0 | 0 | 0 | 0 | 0 | 0 | 0 | 0 | 0 | 0 | 0 | 0 | 0 | 0 | 0 | 0 | 0 | 0 | 0 | 0 | 0 | 0 | 0 | 0 | 0 | 0 | 0 | 0 | 0 | 0 | 0 | 1 | 0 | 0 | 0 | 1 | 0 | 0 | 0 | 0 | 1 | 0 | 0 | 0 | 0 | 0 | 0 | 0 | 0 | 0 | 0 | 0 | 0 | 0 | 0 | 0 | 0 | 0 | 0 | 0 | 0 | 0 | 0 | 0 | 0 | 0 | 0 | 0 | 0 | 0 | 0 | 0 | 1 | 0 |  | 0 | 0 | 0 | 0 | 0 | 0 | 0 | 0 | 0 | 0 | 0 | 0 | 0 | 0 | 0 | 0 | 0 | 0 | 0 | 0 | 0 | 0 | 0 | 0 | 0 | 0 | 0 | 0 | 0 | 0 | 0 | 0 | 0 | 0 | 0 | 1 | 80 | 133 | -22.5 | Morganhill-Metcalf 115kV Line | Morganhill-Metcalf 115kV Line | Morganhill-Metcalf 115kV Line |  | 0 | 0 | 0 | 0 | 0 | 1 | 80 | 133 | -22.5 | Morganhill-Metcalf 115kV Line | Morganhill-Metcalf 115kV Line | Morganhill-Metcalf 115kV Line |  | 1 | 1 | NO | 1 | 3 | 3 | NO | 3
SDGE | Spring Valley | 69 | 0 | 0 | 0 | 0 | 0 | 0 | 0 | 0 | 0 | 0 | 0 | 0 | 0 | 0 | 0 | 0 | 0 | 0 | 0 | 0 | 0 | 0 | 0 | 0 | 0 | 0 | 0 | 1 | 0 | 0 | 1 | 0 | 1 | 0 | 0 | 0 | 1 | 0 | 0 | 0 | 0 | 0 | 0 | 0 | 0 | 0 | 0 | 0 | 0 | 0 | 0 | 0 | 0 | 0 | 0 | 0 | 0 | 0 | 0 | 0 | 0 | 0 | 0 | 0 | 0 | 0 | 0 | 0 | 0 | 0 | 0 | 0 | 0 | 0 | 0 | 0 | 0 | 0 | 0 | 0 | 0 | 0 | 0 | 0 | 0 | 0 | 0 | 0 | 0 | 0 | 0 | 0 | 0 | 0 | 0 | 0 | 0 | 3 |  | 0 | 0 | 0 | 0 | 0 | 0 | 0 | 0 | 0 | 0 | 0 | 0 | 0 | 0 | 0 | 0 | 0 | 0 | 0 | 0 | 0 | 0 | 0 | 0 | 0 | 0 | 0 | 0 | 0 | 0 | 0 | 1 | 0 | 2 | 0 | 0 | -99.1 | -698.67 | 216.1064 | San Luis Rey-San Onofre 230 kV line constraint | San Luis Rey-San Onofre 230 kV line constraint | Silvergate-Old Town 230 kV constraint |  | 0 | 1 | 0 | 2 | 0 | 0 | -99.1 | -698.67 | 216.1064 | San Luis Rey-San Onofre 230 kV line constraint | San Luis Rey-San Onofre 230 kV line constraint | Silvergate-Old Town 230 kV constraint |  | 4 | 4 | NO | 4 | 1 | 1 | NO | 1
SCE Northern | Springville | 230 | 1 | 0 | 1 | 0 | 0 | 1 | 1 | 0 | 0 | 0 | 0 | 0 | 0 | 0 | 0 | 0 | 0 | 0 | 0 | 0 | 0 | 0 | 0 | 0 | 0 | 0 | 0 | 0 | 0 | 0 | 0 | 0 | 0 | 0 | 0 | 0 | 0 | 0 | 0 | 0 | 0 | 0 | 0 | 0 | 0 | 0 | 0 | 0 | 0 | 0 | 0 | 0 | 0 | 0 | 0 | 0 | 0 | 0 | 0 | 0 | 0 | 0 | 0 | 0 | 0 | 0 | 0 | 0 | 0 | 0 | 0 | 0 | 0 | 0 | 0 | 0 | 0 | 0 | 0 | 0 | 0 | 0 | 0 | 0 | 0 | 0 | 0 | 0 | 0 | 0 | 0 | 0 | 0 | 0 | 0 | 0 | 0 | 0 |  | 0 | 0 | 0 | 0 | 0 | 0 | 0 | 0 | 0 | 0 | 0 | 0 | 0 | 0 | 0 | 0 | 0 | 0 | 0 | 0 | 0 | 0 | 0 | 3 | 0 | 0 | 225 | 0 | 0 | 1 | 1 | 0 | 1 | 0 | 0 | 0 | -568.88 | -811.38 | 1470.64 | Antelope-Vincent Constraint | Antelope-Vincent Constraint | North of Magunden Constraint |  | 1 | 0 | 1 | 0 | 0 | 0 | -568.88 | -811.38 | 1470.64 | Antelope-Vincent Constraint | Antelope-Vincent Constraint | North of Magunden Constraint |  | 5 | 5 | NO | 5 | 1 | 1 | NO | 1
PG&E GBA | Stagg | 230 | 0 | 0 | 0 | 0 | 0 | 0 | 0 | 0 | 0 | 0 | 0 | 0 | 0 | 0 | 0 | 0 | 0 | 0 | 0 | 0 | 0 | 0 | 0 | 0 | 0 | 0 | 0 | 0 | 0 | 0 | 0 | 0 | 0 | 0 | 0 | 0 | 0 | 0 | 0 | 1 | 0 | 0 | 0 | 0 | 0 | 1 | 0 | 0 | 0 | 0 | 0 | 0 | 0 | 0 | 0 | 0 | 0 | 0 | 0 | 1 | 1 | 0 | 0 | 0 | 0 | 1 | 0 | 0 | 0 | 0 | 0 | 0 | 0 | 0 | 0 | 0 | 0 | 0 | 0 | 0 | 0 | 0 | 0 | 0 | 0 | 0 | 0 | 0 | 0 | 0 | 0 | 0 | 0 | 0 | 0 | 0 | 0 | 0 |  | 0 | 0 | 0 | 0 | 0 | 0 | 0 | 0 | 0 | 0 | 0 | 0 | 0 | 0 | 0 | 0 | 0 | 0 | 0 | 0 | 0 | 0 | 0 | 0 | 0 | 0 | 0 | 0 | 0 | 0 | 2 | 0 | 2 | 0 | 0 | 0 | -1547.69 | -1002.9112 | 977.7909 | Collinsville-Tesla 500 kV Line | Collinsville-Tesla 500 kV Line | Collinsville-Tesla 500 kV Line |  | 0 | 0 | 0 | 0 | 0 | 0 | 95.5 | 147.81 | 977.7909 | Bellota-Weber 230kV line | Bellota-Weber 230kV line | Collinsville-Tesla 500 kV Line |  | 5 | 1 | YES | 2 | 1 | 1 | NO | 1
PG&E GBA | Standard Oil | 115 | 0 | 0 | 0 | 0 | 0 | 0 | 0 | 0 | 0 | 0 | 0 | 0 | 0 | 0 | 0 | 0 | 0 | 0 | 0 | 0 | 0 | 0 | 0 | 0 | 0 | 0 | 0 | 0 | 0 | 0 | 0 | 0 | 0 | 0 | 0 | 0 | 0 | 0 | 0 | 1 | 0 | 0 | 0 | 0 | 0 | 0 | 0 | 0 | 0 | 1 | 0 | 0 | 1 | 1 | 1 | 1 | 0 | 0 | 1 | 1 | 0 | 1 | 0 | 0 | 0 | 1 | 0 | 0 | 0 | 0 | 0 | 0 | 0 | 0 | 0 | 0 | 0 | 0 | 0 | 0 | 0 | 0 | 0 | 0 | 0 | 0 | 0 | 0 | 0 | 0 | 0 | 0 | 0 | 0 | 0 | 0 | 0 | 2 |  | 0 | 0 | 0 | 0 | 0 | 0 | 0 | 0 | 0 | 0 | 0 | 0 | 0 | 0 | 0 | 0 | 0 | 0 | 0 | 0 | 0 | 0 | 0 | 0 | 0 | 0 | 0 | 0 | 0 | 0 | 2 | 0 | 1 | 0 | 0 | 0 | -1547.69 | -1002.9112 | 977.7909 | Collinsville-Tesla 500 kV Line | Collinsville-Tesla 500 kV Line | Collinsville-Tesla 500 kV Line |  | 0 | 0 | 0 | 0 | 0 | 0 | 504.61 | 796.7038 | 977.7909 | Contra Costa- Windmaster 230 kV line | Contra Costa- Windmaster 230 kV line | Collinsville-Tesla 500 kV Line |  | 5 | 1 | YES | 2 | 1 | 1 | NO | 1
PG&E GBA | Stanislaus | 115 | 0 | 0 | 0 | 0 | 0 | 0 | 0 | 0 | 0 | 0 | 0 | 0 | 0 | 0 | 0 | 0 | 0 | 0 | 0 | 0 | 0 | 0 | 0 | 0 | 0 | 0 | 0 | 0 | 0 | 0 | 0 | 0 | 0 | 0 | 0 | 0 | 0 | 0 | 0 | 0 | 0 | 0 | 0 | 0 | 0 | 1 | 0 | 0 | 0 | 0 | 0 | 0 | 0 | 0 | 0 | 1 | 0 | 1 | 0 | 1 | 0 | 0 | 0 | 0 | 0 | 1 | 0 | 0 | 0 | 0 | 0 | 0 | 0 | 0 | 0 | 0 | 0 | 0 | 0 | 0 | 0 | 0 | 0 | 0 | 0 | 0 | 0 | 0 | 0 | 0 | 0 | 0 | 0 | 0 | 0 | 0 | 0 | 0 |  | 0 | 0 | 0 | 0 | 0 | 0 | 0 | 0 | 0 | 0 | 0 | 0 | 0 | 0 | 0 | 0 | 0 | 0 | 0 | 0 | 0 | 0 | 0 | 0 | 0 | 0 | 0 | 0 | 0 | 0 | 2 | 0 | 1 | 0 | 0 | 0 | -364.5 | -312.19 | 543.909 | Bellota-Weber 230kV line | Bellota-Weber 230kV line | Kasson Jct-Heinz 115 kV line |  | 1 | 0 | 0 | 0 | 0 | 0 | -52.2 | 5.59 | 543.909 | Kasson Jct-Heinz 115 kV line | Kasson Jct-Heinz 115 kV line | Kasson Jct-Heinz 115 kV line |  | 5 | 5 | NO | 5 | 1 | 1 | NO | 1
PG&E KERN | Stockdale | 115 | 0 | 0 | 0 | 0 | 0 | 0 | 0 | 0 | 0 | 0 | 0 | 0 | 0 | 0 | 0 | 0 | 0 | 0 | 0 | 0 | 0 | 0 | 0 | 0 | 0 | 0 | 0 | 0 | 0 | 0 | 0 | 0 | 0 | 0 | 0 | 0 | 0 | 0 | 0 | 0 | 0 | 0 | 0 | 0 | 0 | 0 | 0 | 0 | 0 | 0 | 0 | 0 | 0 | 0 | 0 | 0 | 0 | 0 | 0 | 0 | 0 | 0 | 0 | 0 | 0 | 0 | 0 | 1 | 1 | 0 | 0 | 0 | 0 | 1 | 0 | 0 | 0 | 0 | 0 | 1 | 0 | 0 | 0 | 0 | 0 | 0 | 0 | 0 | 0 | 0 | 0 | 0 | 0 | 0 | 0 | 0 | 0 | 0 |  | 0 | 0 | 0 | 0 | 0 | 0 | 0 | 0 | 0 | 0 | 0 | 0 | 0 | 0 | 0 | 0 | 0 | 0 | 0 | 0 | 0 | 0 | 0 | 0 | 0 | 0 | 0 | 0 | 0 | 0 | 0 | 0 | 1 | 0 | 1 | 0 | 120.85 | -4686.972 | -3687.5882 | Cal Flat-Gates 230 kV line | Gates 500/230kV TB #11 | Gates 500/230kV TB #11 |  | 0 | 0 | 0 | 0 | 0 | 0 | 120.85 | 113.8 | 5.352 | Cal Flat-Gates 230 kV line | Kern-Tevis-Stockdale-Lamont 115kV line | Kern-Tevis-Stockdale-Lamont 115kV line |  | 5 | 1 | YES | 2 | 5 | 1 | YES | 2
PG&E KERN | Stockdale | 230 | 0 | 0 | 0 | 0 | 0 | 0 | 0 | 0 | 0 | 0 | 0 | 0 | 0 | 0 | 0 | 0 | 0 | 0 | 0 | 0 | 0 | 0 | 0 | 0 | 0 | 0 | 0 | 0 | 0 | 0 | 0 | 0 | 0 | 0 | 0 | 0 | 0 | 0 | 0 | 0 | 0 | 0 | 0 | 0 | 0 | 0 | 0 | 0 | 0 | 0 | 0 | 0 | 0 | 0 | 0 | 0 | 0 | 0 | 0 | 0 | 0 | 0 | 0 | 0 | 0 | 0 | 0 | 1 | 1 | 0 | 0 | 0 | 0 | 0 | 0 | 0 | 0 | 0 | 0 | 1 | 0 | 0 | 0 | 0 | 0 | 0 | 0 | 0 | 0 | 0 | 0 | 0 | 0 | 0 | 0 | 0 | 0 | 0 |  | 0 | 0 | 0 | 0 | 0 | 0 | 0 | 0 | 0 | 0 | 0 | 0 | 0 | 0 | 0 | 0 | 0 | 0 | 0 | 0 | 0 | 0 | 0 | 0 | 12 | 0 | 0 | 0 | 0 | 1 | 0 | 0 | 1 | 0 | 1 | 0 | 120.85 | -4686.972 | -3687.5882 | Cal Flat-Gates 230 kV line | Gates 500/230kV TB #11 | Gates 500/230kV TB #11 |  | 0 | 0 | 0 | 0 | 0 | 0 | 120.85 | 383.59 | 251.3788 | Cal Flat-Gates 230 kV line | Cal Flat-Gates 230 kV line | Gates-Arco 230 kV Line |  | 5 | 1 | YES | 2 | 5 | 1 | YES | 2
PG&E GBA | Stockton A | 115 | 0 | 0 | 0 | 0 | 0 | 0 | 0 | 0 | 0 | 0 | 0 | 0 | 0 | 0 | 0 | 0 | 0 | 0 | 0 | 0 | 0 | 0 | 0 | 0 | 0 | 0 | 0 | 0 | 0 | 0 | 0 | 0 | 0 | 0 | 0 | 0 | 0 | 0 | 0 | 0 | 0 | 0 | 0 | 0 | 0 | 1 | 0 | 0 | 0 | 0 | 0 | 0 | 0 | 0 | 0 | 0 | 0 | 0 | 0 | 1 | 1 | 0 | 0 | 0 | 0 | 0 | 0 | 0 | 0 | 0 | 0 | 0 | 0 | 0 | 0 | 0 | 0 | 0 | 0 | 0 | 0 | 0 | 0 | 0 | 0 | 1 | 0 | 0 | 0 | 0 | 0 | 0 | 0 | 0 | 0 | 0 | 0 | 1 |  | 0 | 0 | 0 | 0 | 0 | 0 | 0 | 0 | 0 | 0 | 0 | 0 | 0 | 0 | 0 | 0 | 0 | 0 | 0 | 0 | 0 | 0 | 0 | 0 | 0 | 0 | 0 | 0 | 0 | 0 | 1 | 0 | 1 | 1 | 0 | 0 | -364.5 | -312.19 | 978.6798 | Bellota-Weber 230kV line | Bellota-Weber 230kV line | Bellota-Weber 230kV line |  | 0 | 0 | 0 | 1 | 0 | 0 | 95.5 | -31.24 | 978.6798 | Bellota-Weber 230kV line | Los Banos 500/230kV TB | Bellota-Weber 230kV line |  | 5 | 3 | YES | 3 | 1 | 1 | NO | 1
PG&E GBA | Stone | 115 | 0 | 0 | 0 | 0 | 0 | 0 | 0 | 0 | 0 | 0 | 0 | 0 | 0 | 0 | 0 | 0 | 0 | 0 | 0 | 0 | 0 | 0 | 0 | 0 | 0 | 0 | 0 | 0 | 0 | 0 | 0 | 0 | 0 | 0 | 0 | 0 | 0 | 0 | 0 | 0 | 0 | 0 | 0 | 0 | 0 | 0 | 0 | 0 | 0 | 0 | 0 | 0 | 0 | 0 | 0 | 0 | 0 | 0 | 0 | 1 | 0 | 0 | 0 | 0 | 0 | 0 | 0 | 0 | 0 | 0 | 0 | 0 | 0 | 0 | 0 | 0 | 0 | 0 | 0 | 0 | 0 | 0 | 0 | 0 | 0 | 0 | 0 | 0 | 0 | 0 | 0 | 0 | 0 | 0 | 0 | 0 | 1 | 0 |  | 0 | 0 | 0 | 0 | 0 | 0 | 0 | 0 | 0 | 0 | 0 | 0 | 0 | 0 | 0 | 0 | 0 | 0 | 0 | 0 | 0 | 0 | 0 | 0 | 0 | 0 | 0 | 0 | 0 | 0 | 0 | 0 | 0 | 0 | 0 | 0 | 631 | 135.75 | 1461.1652 | NEW-Metcalf-Mosslanding 500kV | NEW-Metcalf-Mosslanding 500kV | Tesla-Bellota 230 kV line |  | 0 | 0 | 0 | 0 | 0 | 0 | 631 | 135.75 | 1461.1652 | NEW-Metcalf-Mosslanding 500kV | NEW-Metcalf-Mosslanding 500kV | Tesla-Bellota 230 kV line |  | 1 | 1 | NO | 1 | 1 | 1 | NO | 1
PG&E FRESNO | Storey | 230 | 0 | 0 | 0 | 0 | 0 | 0 | 0 | 0 | 0 | 0 | 0 | 0 | 0 | 0 | 0 | 0 | 0 | 0 | 0 | 0 | 0 | 0 | 0 | 0 | 0 | 0 | 0 | 0 | 0 | 0 | 0 | 0 | 0 | 0 | 0 | 0 | 0 | 0 | 0 | 0 | 0 | 0 | 0 | 0 | 0 | 1 | 0 | 0 | 0 | 0 | 0 | 0 | 0 | 0 | 0 | 0 | 0 | 0 | 0 | 0 | 0 | 0 | 0 | 0 | 0 | 0 | 0 | 0 | 0 | 0 | 0 | 0 | 0 | 0 | 0 | 0 | 0 | 0 | 1 | 1 | 0 | 1 | 1 | 1 | 1 | 1 | 0 | 1 | 1 | 1 | 0 | 0 | 1 | 0 | 1 | 0 | 0 | 2 |  | 0 | 0 | 0 | 0 | 0 | 0 | 0 | 0 | 0 | 0 | 0 | 0 | 0 | 0 | 0 | 0 | 0 | 0 | 0 | 0 | 0 | 0 | 0 | 0 | 0 | 0 | 0 | 0 | 0 | 0 | 3 | 0 | 6 | 1 | 3 | 1 | -656.8 | -4686.972 | -3687.5882 | Borden-Storey #1 230kV line | Gates 500/230kV TB #11 | Gates 500/230kV TB #11 |  | 0 | 0 | 0 | 1 | 0 | 0 | 95.5 | -31.24 | 126.1276 | Bellota-Weber 230kV line | Los Banos 500/230kV TB | Oro Loma-El Nido 115kV Line |  | 5 | 3 | YES | 3 | 5 | 1 | YES | 2
PG&E NGBA | Summit | 115 | 0 | 0 | 0 | 0 | 0 | 0 | 0 | 0 | 0 | 0 | 0 | 0 | 0 | 0 | 0 | 0 | 0 | 0 | 0 | 0 | 0 | 0 | 0 | 0 | 0 | 0 | 0 | 0 | 0 | 0 | 0 | 0 | 0 | 0 | 0 | 0 | 0 | 0 | 0 | 1 | 1 | 0 | 1 | 0 | 0 | 1 | 1 | 1 | 0 | 0 | 0 | 0 | 0 | 0 | 0 | 0 | 0 | 0 | 0 | 1 | 1 | 0 | 0 | 0 | 0 | 0 | 0 | 0 | 0 | 0 | 0 | 0 | 0 | 0 | 0 | 0 | 0 | 0 | 0 | 0 | 0 | 0 | 0 | 0 | 0 | 0 | 0 | 0 | 0 | 0 | 0 | 0 | 0 | 0 | 0 | 0 | 0 | 0 |  | 0 | 0 | 0 | 0 | 0 | 0 | 0 | 0 | 0 | 0 | 0 | 0 | 0 | 0 | 0 | 40 | 0 | 220 | 0 | 0 | 0 | 0 | 0 | 0 | 0 | 0 | 0 | 0 | 0 | 1 | 3 | 0 | 2 | 0 | 0 | 1 | -1547.69 | -1002.9112 | -105.76 | Collinsville-Tesla 500 kV Line | Collinsville-Tesla 500 kV Line | Woodland- Davis 115kV line |  | 1 | 0 | 0 | 0 | 0 | 1 | -59.55 | 8.65 | -105.76 | Woodland- Davis 115kV line | Woodland- Davis 115kV line | Woodland- Davis 115kV line |  | 5 | 5 | NO | 5 | 3 | 3 | NO | 3
SDGE | Suncrest | 230 | 0 | 0 | 0 | 0 | 0 | 0 | 0 | 0 | 0 | 0 | 0 | 0 | 0 | 0 | 0 | 0 | 0 | 0 | 0 | 0 | 0 | 0 | 0 | 0 | 0 | 0 | 0 | 0 | 0 | 0 | 1 | 0 | 1 | 0 | 0 | 1 | 0 | 0 | 0 | 0 | 0 | 0 | 0 | 0 | 0 | 0 | 0 | 0 | 0 | 0 | 0 | 0 | 0 | 0 | 0 | 0 | 0 | 0 | 0 | 0 | 0 | 0 | 0 | 0 | 0 | 0 | 0 | 0 | 0 | 0 | 0 | 0 | 0 | 0 | 0 | 0 | 0 | 0 | 0 | 0 | 0 | 0 | 0 | 0 | 0 | 0 | 0 | 0 | 0 | 0 | 0 | 0 | 0 | 0 | 0 | 0 | 0 | 3 |  | 0 | 0 | 0 | 0 | 0 | 0 | 0 | 0 | 0 | 0 | 0 | 0 | 0 | 0 | 0 | 0 | 0 | 0 | 0 | 0 | 0 | 0 | 0 | 0 | 0 | 0 | 0 | 0 | 0 | 0 | 0 | 1 | 0 | 1 | 0 | 0 | -99.1 | -698.67 | 1394.7114 | San Luis Rey-San Onofre 230 kV line constraint | San Luis Rey-San Onofre 230 kV line constraint | San Luis Rey-San Onofre 230 kV line constraint |  | 0 | 1 | 0 | 1 | 0 | 0 | -99.1 | -698.67 | 1394.7114 | San Luis Rey-San Onofre 230 kV line constraint | San Luis Rey-San Onofre 230 kV line constraint | San Luis Rey-San Onofre 230 kV line constraint |  | 4 | 4 | NO | 4 | 1 | 1 | NO | 1
SDGE | Suncrest | 500 | 0 | 0 | 0 | 0 | 0 | 0 | 0 | 0 | 0 | 0 | 0 | 0 | 0 | 0 | 0 | 0 | 0 | 0 | 0 | 0 | 0 | 0 | 0 | 0 | 0 | 0 | 0 | 0 | 0 | 0 | 1 | 0 | 1 | 0 | 0 | 1 | 0 | 0 | 0 | 0 | 0 | 0 | 0 | 0 | 0 | 0 | 0 | 0 | 0 | 0 | 0 | 0 | 0 | 0 | 0 | 0 | 0 | 0 | 0 | 0 | 0 | 0 | 0 | 0 | 0 | 0 | 0 | 0 | 0 | 0 | 0 | 0 | 0 | 0 | 0 | 0 | 0 | 0 | 0 | 0 | 0 | 0 | 0 | 0 | 0 | 0 | 0 | 0 | 0 | 0 | 0 | 0 | 0 | 0 | 0 | 0 | 0 | 3 |  | 0 | 0 | 0 | 0 | 0 | 0 | 0 | 0 | 0 | 0 | 0 | 0 | 0 | 0 | 0 | 0 | 0 | 0 | 0 | 0 | 0 | 0 | 0 | 0 | 0 | 0 | 0 | 0 | 0 | 0 | 0 | 1 | 0 | 1 | 0 | 0 | -99.1 | -698.67 | 1394.7114 | San Luis Rey-San Onofre 230 kV line constraint | San Luis Rey-San Onofre 230 kV line constraint | San Luis Rey-San Onofre 230 kV line constraint |  | 0 | 1 | 0 | 1 | 0 | 0 | -99.1 | -698.67 | 1394.7114 | San Luis Rey-San Onofre 230 kV line constraint | San Luis Rey-San Onofre 230 kV line constraint | San Luis Rey-San Onofre 230 kV line constraint |  | 4 | 4 | NO | 4 | 1 | 1 | NO | 1
PG&E KERN | Sunrise | 230 | 0 | 0 | 0 | 0 | 0 | 0 | 0 | 0 | 0 | 0 | 0 | 0 | 0 | 0 | 0 | 0 | 0 | 0 | 0 | 0 | 0 | 0 | 0 | 0 | 0 | 0 | 0 | 0 | 0 | 0 | 0 | 0 | 0 | 0 | 0 | 0 | 0 | 0 | 0 | 0 | 0 | 0 | 0 | 0 | 0 | 0 | 0 | 0 | 0 | 0 | 0 | 0 | 0 | 0 | 0 | 0 | 0 | 0 | 0 | 0 | 0 | 0 | 0 | 0 | 0 | 0 | 0 | 1 | 1 | 0 | 0 | 0 | 0 | 0 | 1 | 0 | 0 | 0 | 1 | 0 | 0 | 0 | 0 | 0 | 0 | 0 | 0 | 0 | 0 | 0 | 0 | 0 | 0 | 0 | 1 | 0 | 0 | 0 |  | 0 | 0 | 0 | 0 | 0 | 0 | 0 | 0 | 0 | 0 | 0 | 0 | 0 | 0 | 0 | 0 | 0 | 0 | 0 | 0 | 0 | 0 | 0 | 0 | 0 | 0 | 0 | 0 | 0 | 0 | 0 | 0 | 2 | 0 | 1 | 1 | 119.27 | -3815.842 | -3618.543 | Gates 500/230kV TB #12 | Gates 500/230kV TB #12 | Gates 500/230kV TB #12 |  | 0 | 0 | 0 | 0 | 0 | 0 | 120.85 | 383.59 | 251.3788 | Cal Flat-Gates 230 kV line | Cal Flat-Gates 230 kV line | Gates-Arco 230 kV Line |  | 5 | 1 | YES | 2 | 5 | 1 | YES | 2
PG&E KERN | Sunset | 230 | 0 | 0 | 0 | 0 | 0 | 0 | 0 | 0 | 0 | 0 | 0 | 0 | 0 | 0 | 0 | 0 | 0 | 0 | 0 | 0 | 0 | 0 | 0 | 0 | 0 | 0 | 0 | 0 | 0 | 0 | 0 | 0 | 0 | 0 | 0 | 0 | 0 | 0 | 0 | 0 | 0 | 0 | 0 | 0 | 0 | 0 | 0 | 0 | 0 | 0 | 0 | 0 | 0 | 0 | 0 | 0 | 0 | 0 | 0 | 0 | 0 | 0 | 0 | 0 | 0 | 0 | 0 | 1 | 1 | 0 | 1 | 0 | 0 | 0 | 1 | 0 | 0 | 0 | 1 | 0 | 0 | 0 | 0 | 0 | 0 | 0 | 0 | 0 | 0 | 0 | 0 | 0 | 0 | 0 | 1 | 0 | 0 | 0 |  | 0 | 0 | 0 | 0 | 0 | 0 | 0 | 0 | 0 | 0 | 0 | 0 | 0 | 0 | 0 | 0 | 0 | 0 | 0 | 0 | 0 | 0 | 0 | 0 | 0 | 0 | 0 | 0 | 0 | 0 | 0 | 0 | 2 | 0 | 1 | 1 | 119.27 | -3815.842 | -3618.543 | Gates 500/230kV TB #12 | Gates 500/230kV TB #12 | Gates 500/230kV TB #12 |  | 0 | 0 | 0 | 0 | 0 | 0 | 120.85 | 383.59 | 251.3788 | Cal Flat-Gates 230 kV line | Cal Flat-Gates 230 kV line | Gates-Arco 230 kV Line |  | 5 | 1 | YES | 2 | 5 | 1 | YES | 2
PG&E GBA | Swift | 115 | 0 | 0 | 0 | 0 | 0 | 0 | 0 | 0 | 0 | 0 | 0 | 0 | 0 | 0 | 0 | 0 | 0 | 0 | 0 | 0 | 0 | 0 | 0 | 0 | 0 | 0 | 0 | 0 | 0 | 0 | 0 | 0 | 0 | 0 | 0 | 0 | 0 | 0 | 0 | 0 | 0 | 0 | 0 | 0 | 0 | 0 | 0 | 0 | 0 | 0 | 0 | 0 | 0 | 0 | 0 | 1 | 0 | 0 | 0 | 1 | 0 | 0 | 0 | 0 | 0 | 0 | 0 | 0 | 0 | 0 | 0 | 0 | 0 | 0 | 0 | 0 | 0 | 0 | 0 | 0 | 0 | 0 | 0 | 0 | 0 | 0 | 0 | 0 | 0 | 0 | 0 | 0 | 0 | 0 | 0 | 0 | 0 | 0 |  | 0 | 0 | 0 | 0 | 0 | 0 | 0 | 0 | 0 | 0 | 0 | 0 | 0 | 0 | 0 | 34 | 0 | 0 | 0 | 0 | 0 | 0 | 0 | 0 | 0 | 0 | 0 | 0 | 0 | 1 | 0 | 0 | 0 | 0 | 0 | 0 | 1239.96 | 828.4538 | 1461.1652 | Tesla-Bellota 230 kV line | Tesla-Bellota 230 kV line | Tesla-Bellota 230 kV line |  | 0 | 0 | 0 | 0 | 0 | 0 | 1539.96 | 1128.4538 | 1461.1652 | Tesla-Bellota 230 kV line | Tesla-Bellota 230 kV line | Tesla-Bellota 230 kV line |  | 1 | 1 | NO | 1 | 1 | 1 | NO | 1
SDGE | Sycamore Canyon | 138 | 0 | 0 | 0 | 0 | 0 | 0 | 0 | 0 | 0 | 0 | 0 | 0 | 0 | 0 | 0 | 0 | 0 | 0 | 0 | 0 | 0 | 0 | 0 | 0 | 0 | 0 | 1 | 0 | 1 | 0 | 1 | 0 | 1 | 0 | 0 | 0 | 0 | 0 | 0 | 0 | 0 | 0 | 0 | 0 | 0 | 0 | 0 | 0 | 0 | 0 | 0 | 0 | 0 | 0 | 0 | 0 | 0 | 0 | 0 | 0 | 0 | 0 | 0 | 0 | 0 | 0 | 0 | 0 | 0 | 0 | 0 | 0 | 0 | 0 | 0 | 0 | 0 | 0 | 0 | 0 | 0 | 0 | 0 | 0 | 0 | 0 | 0 | 0 | 0 | 0 | 0 | 0 | 0 | 0 | 0 | 0 | 0 | 3 |  | 0 | 0 | 0 | 0 | 0 | 0 | 0 | 0 | 0 | 0 | 0 | 0 | 0 | 0 | 0 | 0 | 0 | 0 | 0 | 0 | 0 | 0 | 0 | 0 | 0 | 0 | 0 | 0 | 0 | 0 | 0 | 1 | 0 | 1 | 0 | 0 | -99.1 | -698.67 | 234 | San Luis Rey-San Onofre 230 kV line constraint | San Luis Rey-San Onofre 230 kV line constraint | Chicarita 138 kV constraint |  | 0 | 1 | 0 | 1 | 0 | 0 | -99.1 | -698.67 | 234 | San Luis Rey-San Onofre 230 kV line constraint | San Luis Rey-San Onofre 230 kV line constraint | Chicarita 138 kV constraint |  | 4 | 4 | NO | 4 | 1 | 1 | NO | 1
SDGE | Sycamore Canyon | 230 | 0 | 0 | 0 | 0 | 0 | 0 | 0 | 0 | 0 | 0 | 0 | 0 | 0 | 0 | 0 | 0 | 0 | 0 | 0 | 0 | 0 | 0 | 0 | 0 | 0 | 1 | 0 | 0 | 1 | 0 | 1 | 0 | 1 | 0 | 0 | 0 | 0 | 0 | 0 | 0 | 0 | 0 | 0 | 0 | 0 | 0 | 0 | 0 | 0 | 0 | 0 | 0 | 0 | 0 | 0 | 0 | 0 | 0 | 0 | 0 | 0 | 0 | 0 | 0 | 0 | 0 | 0 | 0 | 0 | 0 | 0 | 0 | 0 | 0 | 0 | 0 | 0 | 0 | 0 | 0 | 0 | 0 | 0 | 0 | 0 | 0 | 0 | 0 | 0 | 0 | 0 | 0 | 0 | 0 | 0 | 0 | 0 | 3 |  | 0 | 0 | 0 | 0 | 0 | 0 | 0 | 0 | 0 | 0 | 0 | 0 | 0 | 0 | 0 | 0 | 0 | 0 | 0 | 0 | 0 | 0 | 0 | 0 | 0 | 0 | 0 | 0 | 500 | 1 | 0 | 1 | 0 | 1 | 0 | 0 | -99.1 | -698.67 | 1394.7114 | San Luis Rey-San Onofre 230 kV line constraint | San Luis Rey-San Onofre 230 kV line constraint | San Luis Rey-San Onofre 230 kV line constraint |  | 0 | 1 | 0 | 1 | 0 | 0 | -99.1 | -698.67 | 1394.7114 | San Luis Rey-San Onofre 230 kV line constraint | San Luis Rey-San Onofre 230 kV line constraint | San Luis Rey-San Onofre 230 kV line constraint |  | 4 | 4 | NO | 4 | 1 | 1 | NO | 1
SDGE | Sycamore Canyon | 69 | 0 | 0 | 0 | 0 | 0 | 0 | 0 | 0 | 0 | 0 | 0 | 0 | 0 | 0 | 0 | 0 | 0 | 0 | 0 | 0 | 0 | 0 | 0 | 0 | 0 | 1 | 0 | 0 | 0 | 0 | 1 | 0 | 1 | 0 | 0 | 0 | 0 | 0 | 0 | 0 | 0 | 0 | 0 | 0 | 0 | 0 | 0 | 0 | 0 | 0 | 0 | 0 | 0 | 0 | 0 | 0 | 0 | 0 | 0 | 0 | 0 | 0 | 0 | 0 | 0 | 0 | 0 | 0 | 0 | 0 | 0 | 0 | 0 | 0 | 0 | 0 | 0 | 0 | 0 | 0 | 0 | 0 | 0 | 0 | 0 | 0 | 0 | 0 | 0 | 0 | 0 | 0 | 0 | 0 | 0 | 0 | 0 | 2 |  | 0 | 0 | 0 | 0 | 0 | 0 | 0 | 0 | 0 | 0 | 0 | 0 | 0 | 0 | 0 | 0 | 0 | 0 | 0 | 0 | 0 | 0 | 0 | 0 | 0 | 0 | 0 | 0 | 0 | 0 | 0 | 1 | 0 | 1 | 0 | 0 | -99.1 | -698.67 | 1394.7114 | San Luis Rey-San Onofre 230 kV line constraint | San Luis Rey-San Onofre 230 kV line constraint | San Luis Rey-San Onofre 230 kV line constraint |  | 0 | 1 | 0 | 1 | 0 | 0 | -99.1 | -698.67 | 1394.7114 | San Luis Rey-San Onofre 230 kV line constraint | San Luis Rey-San Onofre 230 kV line constraint | San Luis Rey-San Onofre 230 kV line constraint |  | 4 | 4 | NO | 4 | 1 | 1 | NO | 1
SCE Northern | Sylmar | 230 | 0 | 0 | 0 | 0 | 0 | 0 | 0 | 0 | 0 | 0 | 0 | 0 | 0 | 0 | 0 | 0 | 0 | 0 | 0 | 0 | 0 | 0 | 0 | 0 | 1 | 0 | 0 | 0 | 0 | 0 | 0 | 0 | 0 | 0 | 0 | 0 | 0 | 0 | 0 | 0 | 0 | 0 | 0 | 0 | 0 | 0 | 0 | 0 | 0 | 0 | 0 | 0 | 0 | 0 | 0 | 0 | 0 | 0 | 0 | 0 | 0 | 0 | 0 | 0 | 0 | 0 | 0 | 0 | 0 | 0 | 0 | 0 | 0 | 0 | 0 | 0 | 0 | 0 | 0 | 0 | 0 | 0 | 0 | 0 | 0 | 0 | 0 | 0 | 0 | 0 | 0 | 0 | 0 | 0 | 0 | 0 | 0 | 0 |  | 0 | 0 | 0 | 0 | 0 | 0 | 0 | 0 | 0 | 0 | 0 | 0 | 0 | 0 | 0 | 0 | 0 | 0 | 0 | 0 | 0 | 0 | 0 | 0 | 200 | 0 | 0 | 0 | 250 | 1 | 1 | 0 | 1 | 0 | 0 | 1 | -4343.191 | -2038.908 | -1396.283 | Lugo - Victorville area constraint | Lugo - Victorville area constraint | Lugo - Victorville area constraint |  | 0 | 0 | 0 | 0 | 0 | 0 | 2456.809 | 4761.092 | 5403.717 | Lugo - Victorville area constraint | Lugo - Victorville area constraint | Lugo - Victorville area constraint |  | 5 | 1 | YES | 2 | 4 | 1 | YES | 2
PG&E NGBA | Table Mountain | 115 | 0 | 0 | 0 | 0 | 0 | 0 | 0 | 0 | 0 | 0 | 0 | 0 | 0 | 0 | 0 | 0 | 0 | 0 | 0 | 0 | 0 | 0 | 0 | 0 | 0 | 0 | 0 | 0 | 0 | 0 | 0 | 0 | 0 | 0 | 0 | 0 | 0 | 0 | 0 | 1 | 0 | 0 | 0 | 0 | 0 | 0 | 0 | 0 | 0 | 0 | 0 | 0 | 0 | 0 | 0 | 0 | 0 | 0 | 0 | 0 | 0 | 0 | 0 | 0 | 0 | 0 | 0 | 0 | 0 | 0 | 0 | 0 | 0 | 0 | 0 | 0 | 0 | 0 | 0 | 0 | 0 | 0 | 0 | 0 | 0 | 0 | 0 | 0 | 0 | 0 | 0 | 0 | 0 | 0 | 0 | 0 | 0 | 0 |  | 0 | 0 | 0 | 0 | 0 | 0 | 0 | 0 | 0 | 0 | 0 | 0 | 0 | 0 | 0 | 0 | 0 | 0 | 0 | 0 | 0 | 0 | 0 | 0 | 0 | 0 | 0 | 0 | 0 | 0 | 1 | 0 | 1 | 0 | 0 | 0 | -1547.69 | -1002.9112 | 977.7909 | Collinsville-Tesla 500 kV Line | Collinsville-Tesla 500 kV Line | Collinsville-Tesla 500 kV Line |  | 0 | 0 | 0 | 0 | 0 | 0 | 7097.31 | 7642.0888 | 977.7909 | Collinsville-Tesla 500 kV Line | Collinsville-Tesla 500 kV Line | Collinsville-Tesla 500 kV Line |  | 5 | 1 | YES | 2 | 1 | 1 | NO | 1
PG&E NGBA | Table Mountain | 230 | 0 | 0 | 0 | 0 | 0 | 0 | 0 | 0 | 0 | 0 | 0 | 0 | 0 | 0 | 0 | 0 | 0 | 0 | 0 | 0 | 0 | 0 | 0 | 0 | 0 | 0 | 0 | 0 | 0 | 0 | 0 | 0 | 0 | 0 | 0 | 0 | 0 | 0 | 0 | 1 | 0 | 0 | 0 | 0 | 0 | 1 | 0 | 0 | 0 | 0 | 0 | 0 | 0 | 0 | 0 | 0 | 0 | 0 | 0 | 1 | 0 | 0 | 0 | 0 | 0 | 0 | 0 | 0 | 0 | 0 | 0 | 0 | 0 | 0 | 0 | 0 | 0 | 0 | 0 | 0 | 0 | 0 | 0 | 0 | 0 | 0 | 0 | 0 | 0 | 0 | 0 | 0 | 0 | 0 | 0 | 0 | 0 | 0 |  | 0 | 0 | 0 | 0 | 0 | 0 | 0 | 0 | 0 | 0 | 0 | 0 | 0 | 0 | 0 | 0 | 0 | 0 | 0 | 0 | 0 | 0 | 0 | 0 | 0 | 200 | 0 | 0 | 0 | 1 | 2 | 0 | 2 | 0 | 0 | 0 | -1547.69 | -1002.9112 | 977.7909 | Collinsville-Tesla 500 kV Line | Collinsville-Tesla 500 kV Line | Collinsville-Tesla 500 kV Line |  | 0 | 0 | 0 | 0 | 0 | 0 | 95.5 | 147.81 | 977.7909 | Bellota-Weber 230kV line | Bellota-Weber 230kV line | Collinsville-Tesla 500 kV Line |  | 5 | 1 | YES | 2 | 1 | 1 | NO | 1
PG&E NGBA | Table Mountain | 500 | 0 | 0 | 0 | 0 | 0 | 0 | 0 | 0 | 0 | 0 | 0 | 0 | 0 | 0 | 0 | 0 | 0 | 0 | 0 | 0 | 0 | 0 | 0 | 0 | 0 | 0 | 0 | 0 | 0 | 0 | 0 | 0 | 0 | 0 | 0 | 0 | 0 | 0 | 0 | 1 | 0 | 0 | 0 | 0 | 0 | 0 | 0 | 0 | 0 | 0 | 0 | 0 | 0 | 0 | 0 | 0 | 0 | 0 | 0 | 0 | 0 | 0 | 0 | 0 | 0 | 0 | 0 | 0 | 0 | 0 | 0 | 0 | 0 | 0 | 0 | 0 | 0 | 0 | 0 | 0 | 0 | 0 | 0 | 0 | 0 | 0 | 0 | 0 | 0 | 0 | 0 | 0 | 0 | 0 | 0 | 0 | 0 | 0 |  | 0 | 0 | 0 | 0 | 0 | 0 | 0 | 0 | 0 | 0 | 0 | 0 | 0 | 0 | 0 | 0 | 0 | 0 | 0 | 0 | 0 | 0 | 0 | 0 | 0 | 0 | 0 | 0 | 0 | 0 | 1 | 0 | 1 | 0 | 0 | 0 | -1547.69 | -1002.9112 | 977.7909 | Collinsville-Tesla 500 kV Line | Collinsville-Tesla 500 kV Line | Collinsville-Tesla 500 kV Line |  | 0 | 0 | 0 | 0 | 0 | 0 | 7097.31 | 7642.0888 | 977.7909 | Collinsville-Tesla 500 kV Line | Collinsville-Tesla 500 kV Line | Collinsville-Tesla 500 kV Line |  | 5 | 1 | YES | 2 | 1 | 1 | NO | 1
PG&E NGBA | Table Mountain | 60 | 0 | 0 | 0 | 0 | 0 | 0 | 0 | 0 | 0 | 0 | 0 | 0 | 0 | 0 | 0 | 0 | 0 | 0 | 0 | 0 | 0 | 0 | 0 | 0 | 0 | 0 | 0 | 0 | 0 | 0 | 0 | 0 | 0 | 0 | 0 | 0 | 0 | 0 | 0 | 1 | 0 | 0 | 0 | 0 | 0 | 1 | 0 | 0 | 0 | 0 | 0 | 0 | 0 | 0 | 0 | 0 | 0 | 0 | 0 | 1 | 0 | 0 | 0 | 0 | 0 | 0 | 0 | 0 | 0 | 0 | 0 | 0 | 0 | 0 | 0 | 0 | 0 | 0 | 0 | 0 | 0 | 0 | 0 | 0 | 0 | 0 | 0 | 0 | 0 | 0 | 0 | 0 | 0 | 0 | 0 | 0 | 0 | 0 |  | 0 | 0 | 0 | 0 | 0 | 0 | 0 | 0 | 0 | 0 | 0 | 0 | 0 | 0 | 0 | 0 | 0 | 0 | 0 | 0 | 0 | 0 | 0 | 0 | 0 | 0 | 0 | 0 | 0 | 0 | 2 | 0 | 2 | 0 | 0 | 0 | -1547.69 | -1002.9112 | 977.7909 | Collinsville-Tesla 500 kV Line | Collinsville-Tesla 500 kV Line | Collinsville-Tesla 500 kV Line |  | 0 | 0 | 0 | 0 | 0 | 0 | 95.5 | 147.81 | 977.7909 | Bellota-Weber 230kV line | Bellota-Weber 230kV line | Collinsville-Tesla 500 kV Line |  | 5 | 1 | YES | 2 | 1 | 1 | NO | 1
PG&E KERN | Taft | 115 | 0 | 0 | 0 | 0 | 0 | 0 | 0 | 0 | 0 | 0 | 0 | 0 | 0 | 0 | 0 | 0 | 0 | 0 | 0 | 0 | 0 | 0 | 0 | 0 | 0 | 0 | 0 | 0 | 0 | 0 | 0 | 0 | 0 | 0 | 0 | 0 | 0 | 0 | 0 | 0 | 0 | 0 | 0 | 0 | 0 | 0 | 0 | 0 | 0 | 0 | 0 | 0 | 0 | 0 | 0 | 0 | 0 | 0 | 0 | 0 | 0 | 0 | 0 | 0 | 0 | 0 | 0 | 1 | 1 | 0 | 1 | 0 | 0 | 0 | 1 | 0 | 0 | 0 | 1 | 0 | 0 | 0 | 0 | 0 | 0 | 0 | 0 | 0 | 0 | 0 | 0 | 0 | 0 | 0 | 1 | 0 | 0 | 0 |  | 0 | 0 | 0 | 0 | 0 | 0 | 0 | 0 | 0 | 3 | 0 | 0 | 3 | 0 | 1 | 0 | 0 | 0 | 0 | 0 | 0 | 0 | 0 | 0 | 3 | 0 | 0 | 3 | 0 | 1 | 0 | 0 | 2 | 0 | 1 | 1 | 119.27 | -3815.842 | -3618.543 | Gates 500/230kV TB #12 | Gates 500/230kV TB #12 | Gates 500/230kV TB #12 |  | 0 | 0 | 0 | 0 | 0 | 0 | 120.85 | 383.59 | 251.3788 | Cal Flat-Gates 230 kV line | Cal Flat-Gates 230 kV line | Gates-Arco 230 kV Line |  | 5 | 1 | YES | 2 | 5 | 1 | YES | 2
SDGE | Talega | 138 | 0 | 0 | 0 | 0 | 0 | 0 | 0 | 0 | 0 | 0 | 0 | 0 | 0 | 0 | 0 | 0 | 0 | 0 | 0 | 0 | 0 | 0 | 0 | 0 | 0 | 1 | 0 | 0 | 0 | 0 | 0 | 0 | 0 | 0 | 0 | 0 | 0 | 1 | 1 | 0 | 0 | 0 | 0 | 0 | 0 | 0 | 0 | 0 | 0 | 0 | 0 | 0 | 0 | 0 | 0 | 0 | 0 | 0 | 0 | 0 | 0 | 0 | 0 | 0 | 0 | 0 | 0 | 0 | 0 | 0 | 0 | 0 | 0 | 0 | 0 | 0 | 0 | 0 | 0 | 0 | 0 | 0 | 0 | 0 | 0 | 0 | 0 | 0 | 0 | 0 | 0 | 0 | 0 | 0 | 0 | 0 | 0 | 0 |  | 0 | 0 | 0 | 0 | 0 | 0 | 0 | 0 | 0 | 0 | 0 | 0 | 0 | 0 | 0 | 0 | 0 | 0 | 0 | 0 | 0 | 0 | 0 | 0 | 0 | 0 | 0 | 0 | 0 | 0 | 0 | 0 | 0 | 0 | 0 | 0 | 495.36 | 434.26 | 426.74 | Trabuco-Capistrano 138 kV constraint | Trabuco-Capistrano 138 kV constraint | Trabuco-Capistrano 138 kV constraint |  | 0 | 0 | 0 | 0 | 0 | 0 | 495.36 | 434.26 | 426.74 | Trabuco-Capistrano 138 kV constraint | Trabuco-Capistrano 138 kV constraint | Trabuco-Capistrano 138 kV constraint |  | 1 | 1 | NO | 1 | 1 | 1 | NO | 1
SDGE | Talega | 230 | 0 | 0 | 0 | 0 | 0 | 0 | 0 | 0 | 0 | 0 | 0 | 0 | 0 | 0 | 0 | 0 | 0 | 0 | 0 | 0 | 0 | 0 | 0 | 0 | 0 | 1 | 0 | 0 | 0 | 0 | 0 | 0 | 0 | 0 | 0 | 0 | 0 | 1 | 0 | 0 | 0 | 0 | 0 | 0 | 0 | 0 | 0 | 0 | 0 | 0 | 0 | 0 | 0 | 0 | 0 | 0 | 0 | 0 | 0 | 0 | 0 | 0 | 0 | 0 | 0 | 0 | 0 | 0 | 0 | 0 | 0 | 0 | 0 | 0 | 0 | 0 | 0 | 0 | 0 | 0 | 0 | 0 | 0 | 0 | 0 | 0 | 0 | 0 | 0 | 0 | 0 | 0 | 0 | 0 | 0 | 0 | 0 | 0 |  | 0 | 0 | 0 | 0 | 0 | 0 | 0 | 0 | 0 | 0 | 0 | 0 | 0 | 0 | 0 | 0 | 0 | 0 | 0 | 0 | 0 | 0 | 0 | 0 | 0 | 0 | 0 | 0 | 0 | 0 | 0 | 0 | 0 | 0 | 0 | 0 | 581 | 842.58 | 1191.1 | Capistrano-San Onofre 230 kV constraint | Talega 230 kV constraint | Talega 230 kV constraint |  | 0 | 0 | 0 | 0 | 0 | 0 | 581 | 842.58 | 1191.1 | Capistrano-San Onofre 230 kV constraint | Talega 230 kV constraint | Talega 230 kV constraint |  | 1 | 1 | NO | 1 | 1 | 1 | NO | 1
PG&E GBA | Tassajara | 230 | 0 | 0 | 0 | 0 | 0 | 0 | 0 | 0 | 0 | 0 | 0 | 0 | 0 | 0 | 0 | 0 | 0 | 0 | 0 | 0 | 0 | 0 | 0 | 0 | 0 | 0 | 0 | 0 | 0 | 0 | 0 | 0 | 0 | 0 | 0 | 0 | 0 | 0 | 0 | 1 | 0 | 0 | 0 | 0 | 0 | 0 | 0 | 0 | 0 | 0 | 0 | 0 | 0 | 0 | 0 | 0 | 0 | 0 | 0 | 0 | 0 | 0 | 0 | 0 | 0 | 0 | 0 | 0 | 0 | 0 | 0 | 0 | 0 | 0 | 0 | 0 | 0 | 0 | 0 | 0 | 0 | 0 | 0 | 0 | 0 | 0 | 0 | 0 | 0 | 0 | 0 | 0 | 0 | 0 | 0 | 0 | 0 | 0 |  | 0 | 0 | 0 | 0 | 0 | 0 | 0 | 0 | 0 | 0 | 0 | 0 | 0 | 0 | 0 | 0 | 0 | 0 | 0 | 0 | 0 | 0 | 0 | 0 | 0 | 0 | 0 | 0 | 0 | 0 | 1 | 0 | 1 | 0 | 0 | 0 | -1547.69 | -1002.9112 | 977.7909 | Collinsville-Tesla 500 kV Line | Collinsville-Tesla 500 kV Line | Collinsville-Tesla 500 kV Line |  | 0 | 0 | 0 | 0 | 0 | 0 | 7097.31 | 7642.0888 | 977.7909 | Collinsville-Tesla 500 kV Line | Collinsville-Tesla 500 kV Line | Collinsville-Tesla 500 kV Line |  | 5 | 1 | YES | 2 | 1 | 1 | NO | 1
PG&E KERN | Tejon | 70 | 0 | 0 | 0 | 0 | 0 | 0 | 0 | 0 | 0 | 0 | 0 | 0 | 0 | 0 | 0 | 0 | 0 | 0 | 0 | 0 | 0 | 0 | 0 | 0 | 0 | 0 | 0 | 0 | 0 | 0 | 0 | 0 | 0 | 0 | 0 | 0 | 0 | 0 | 0 | 0 | 0 | 0 | 0 | 0 | 0 | 0 | 0 | 0 | 0 | 0 | 0 | 0 | 0 | 0 | 0 | 0 | 0 | 0 | 0 | 0 | 0 | 0 | 0 | 0 | 0 | 0 | 0 | 1 | 1 | 0 | 0 | 0 | 0 | 0 | 0 | 0 | 0 | 0 | 0 | 1 | 0 | 0 | 0 | 0 | 0 | 0 | 0 | 0 | 0 | 0 | 0 | 0 | 0 | 0 | 0 | 0 | 0 | 0 |  | 0 | 0 | 0 | 0 | 0 | 0 | 0 | 0 | 0 | 0 | 0 | 0 | 0 | 0 | 0 | 0 | 0 | 0 | 0 | 0 | 0 | 0 | 0 | 0 | 0 | 0 | 0 | 0 | 0 | 0 | 0 | 0 | 1 | 0 | 1 | 0 | 120.85 | -4686.972 | -3687.5882 | Cal Flat-Gates 230 kV line | Gates 500/230kV TB #11 | Gates 500/230kV TB #11 |  | 0 | 0 | 0 | 0 | 0 | 0 | 120.85 | 383.59 | 251.3788 | Cal Flat-Gates 230 kV line | Cal Flat-Gates 230 kV line | Gates-Arco 230 kV Line |  | 5 | 1 | YES | 2 | 5 | 1 | YES | 2
SDGE | Telegraph Canyon | 138 | 0 | 0 | 0 | 0 | 0 | 0 | 0 | 0 | 0 | 0 | 0 | 0 | 0 | 0 | 0 | 0 | 0 | 0 | 0 | 0 | 0 | 0 | 0 | 0 | 0 | 0 | 0 | 0 | 0 | 0 | 1 | 0 | 1 | 0 | 0 | 1 | 1 | 0 | 0 | 0 | 0 | 0 | 0 | 0 | 0 | 0 | 0 | 0 | 0 | 0 | 0 | 0 | 0 | 0 | 0 | 0 | 0 | 0 | 0 | 0 | 0 | 0 | 0 | 0 | 0 | 0 | 0 | 0 | 0 | 0 | 0 | 0 | 0 | 0 | 0 | 0 | 0 | 0 | 0 | 0 | 0 | 0 | 0 | 0 | 0 | 0 | 0 | 0 | 0 | 0 | 0 | 0 | 0 | 0 | 0 | 0 | 0 | 4 |  | 0 | 0 | 0 | 0 | 0 | 0 | 0 | 0 | 0 | 0 | 0 | 0 | 0 | 0 | 0 | 0 | 0 | 0 | 0 | 0 | 0 | 0 | 0 | 0 | 0 | 0 | 0 | 0 | 0 | 0 | 0 | 1 | 0 | 2 | 0 | 0 | -99.1 | -698.67 | 216.1064 | San Luis Rey-San Onofre 230 kV line constraint | San Luis Rey-San Onofre 230 kV line constraint | Silvergate-Old Town 230 kV constraint |  | 0 | 1 | 0 | 2 | 0 | 0 | -99.1 | -698.67 | 216.1064 | San Luis Rey-San Onofre 230 kV line constraint | San Luis Rey-San Onofre 230 kV line constraint | Silvergate-Old Town 230 kV constraint |  | 4 | 4 | NO | 4 | 1 | 1 | NO | 1
PG&E KERN | Temblor | 115 | 0 | 0 | 0 | 0 | 0 | 0 | 0 | 0 | 0 | 0 | 0 | 0 | 0 | 0 | 0 | 0 | 0 | 0 | 0 | 0 | 0 | 0 | 0 | 0 | 0 | 0 | 0 | 0 | 0 | 0 | 0 | 0 | 0 | 0 | 0 | 0 | 0 | 0 | 0 | 0 | 0 | 0 | 0 | 0 | 0 | 0 | 0 | 0 | 0 | 0 | 0 | 0 | 0 | 0 | 0 | 0 | 0 | 0 | 0 | 0 | 0 | 0 | 0 | 0 | 0 | 0 | 0 | 1 | 1 | 0 | 0 | 0 | 0 | 0 | 1 | 0 | 0 | 0 | 1 | 0 | 0 | 0 | 0 | 0 | 0 | 0 | 0 | 0 | 0 | 0 | 0 | 0 | 0 | 0 | 1 | 0 | 0 | 0 |  | 0 | 0 | 0 | 0 | 0 | 0 | 0 | 0 | 0 | 0 | 0 | 0 | 0 | 0 | 0 | 0 | 0 | 0 | 0 | 0 | 0 | 0 | 0 | 0 | 0 | 0 | 0 | 0 | 0 | 0 | 0 | 0 | 2 | 0 | 1 | 1 | 119.27 | -3815.842 | -3618.543 | Gates 500/230kV TB #12 | Gates 500/230kV TB #12 | Gates 500/230kV TB #12 |  | 0 | 0 | 0 | 0 | 0 | 0 | 120.85 | 383.59 | 251.3788 | Cal Flat-Gates 230 kV line | Cal Flat-Gates 230 kV line | Gates-Arco 230 kV Line |  | 5 | 1 | YES | 2 | 5 | 1 | YES | 2
PG&E KERN | Templeton | 230 | 0 | 0 | 0 | 0 | 0 | 0 | 0 | 0 | 0 | 0 | 0 | 0 | 0 | 0 | 0 | 0 | 0 | 0 | 0 | 0 | 0 | 0 | 0 | 0 | 0 | 0 | 0 | 0 | 0 | 0 | 0 | 0 | 0 | 0 | 0 | 0 | 0 | 0 | 0 | 0 | 0 | 0 | 0 | 0 | 0 | 0 | 0 | 0 | 0 | 0 | 0 | 0 | 0 | 0 | 0 | 0 | 0 | 0 | 0 | 0 | 0 | 0 | 0 | 0 | 0 | 0 | 0 | 1 | 0 | 0 | 0 | 0 | 0 | 0 | 0 | 0 | 0 | 0 | 1 | 1 | 0 | 0 | 0 | 0 | 0 | 0 | 0 | 0 | 0 | 0 | 0 | 0 | 0 | 0 | 1 | 1 | 0 | 0 |  | 0 | 0 | 0 | 0 | 0 | 0 | 0 | 0 | 0 | 0 | 0 | 0 | 0 | 0 | 0 | 0 | 0 | 0 | 0 | 0 | 0 | 0 | 0 | 0 | 0 | 0 | 0 | 0 | 0 | 0 | 0 | 0 | 3 | 0 | 2 | 1 | 119.27 | -4686.972 | -3687.5882 | Gates 500/230kV TB #12 | Gates 500/230kV TB #11 | Gates 500/230kV TB #11 |  | 0 | 0 | 0 | 0 | 0 | 0 | 120.85 | 383.59 | 342.7684 | Cal Flat-Gates 230 kV line | Cal Flat-Gates 230 kV line | Mustang-Henrietta 230 kV line |  | 5 | 1 | YES | 2 | 5 | 1 | YES | 2
PG&E KERN | Templeton | 70 | 0 | 0 | 0 | 0 | 0 | 0 | 0 | 0 | 0 | 0 | 0 | 0 | 0 | 0 | 0 | 0 | 0 | 0 | 0 | 0 | 0 | 0 | 0 | 0 | 0 | 0 | 0 | 0 | 0 | 0 | 0 | 0 | 0 | 0 | 0 | 0 | 0 | 0 | 0 | 0 | 0 | 0 | 0 | 0 | 0 | 0 | 0 | 0 | 0 | 0 | 0 | 0 | 0 | 0 | 0 | 0 | 0 | 0 | 0 | 0 | 0 | 0 | 0 | 0 | 0 | 0 | 0 | 1 | 1 | 0 | 0 | 0 | 0 | 0 | 0 | 0 | 0 | 0 | 0 | 1 | 0 | 0 | 0 | 0 | 0 | 1 | 0 | 0 | 0 | 0 | 0 | 0 | 0 | 0 | 0 | 1 | 0 | 1 |  | 0 | 0 | 0 | 0 | 0 | 0 | 0 | 0 | 0 | 0 | 0 | 0 | 0 | 0 | 0 | 0 | 0 | 0 | 0 | 0 | 0 | 0 | 0 | 0 | 0 | 0 | 0 | 0 | 0 | 0 | 0 | 0 | 1 | 1 | 1 | 0 | 120.85 | -4686.972 | -3687.5882 | Cal Flat-Gates 230 kV line | Gates 500/230kV TB #11 | Gates 500/230kV TB #11 |  | 0 | 0 | 0 | 1 | 0 | 0 | 120.85 | -31.24 | 251.3788 | Cal Flat-Gates 230 kV line | Los Banos 500/230kV TB | Gates-Arco 230 kV Line |  | 5 | 3 | YES | 3 | 5 | 1 | YES | 2
PG&E GBA | Tesla | 115 | 0 | 0 | 0 | 0 | 0 | 0 | 0 | 0 | 0 | 0 | 0 | 0 | 0 | 0 | 0 | 0 | 0 | 0 | 0 | 0 | 0 | 0 | 0 | 0 | 0 | 0 | 0 | 0 | 0 | 0 | 0 | 0 | 0 | 0 | 0 | 0 | 0 | 0 | 0 | 0 | 0 | 0 | 0 | 0 | 0 | 0 | 0 | 0 | 0 | 0 | 0 | 0 | 0 | 0 | 0 | 1 | 0 | 0 | 0 | 1 | 0 | 0 | 0 | 0 | 0 | 1 | 0 | 0 | 0 | 0 | 0 | 0 | 0 | 0 | 0 | 0 | 0 | 0 | 0 | 0 | 0 | 0 | 0 | 0 | 0 | 0 | 0 | 0 | 0 | 0 | 0 | 0 | 0 | 0 | 0 | 0 | 0 | 0 |  | 0 | 0 | 0 | 0 | 0 | 0 | 0 | 0 | 0 | 0 | 0 | 0 | 0 | 0 | 0 | 0 | 0 | 0 | 0 | 0 | 0 | 0 | 0 | 0 | 0 | 0 | 0 | 0 | 0 | 0 | 0 | 0 | 0 | 0 | 0 | 0 | 1239.96 | 828.4538 | 1461.1652 | Tesla-Bellota 230 kV line | Tesla-Bellota 230 kV line | Tesla-Bellota 230 kV line |  | 0 | 0 | 0 | 0 | 0 | 0 | 1539.96 | 1128.4538 | 1461.1652 | Tesla-Bellota 230 kV line | Tesla-Bellota 230 kV line | Tesla-Bellota 230 kV line |  | 1 | 1 | NO | 1 | 1 | 1 | NO | 1
PG&E GBA | Tesla | 230 | 0 | 0 | 0 | 0 | 0 | 0 | 0 | 0 | 0 | 0 | 0 | 0 | 0 | 0 | 0 | 0 | 0 | 0 | 0 | 0 | 0 | 0 | 0 | 0 | 0 | 0 | 0 | 0 | 0 | 0 | 0 | 0 | 0 | 0 | 0 | 0 | 0 | 0 | 0 | 1 | 0 | 0 | 0 | 0 | 0 | 0 | 0 | 0 | 0 | 0 | 0 | 0 | 0 | 1 | 0 | 1 | 0 | 0 | 1 | 1 | 0 | 0 | 0 | 0 | 0 | 1 | 0 | 0 | 0 | 0 | 0 | 0 | 0 | 0 | 0 | 0 | 0 | 0 | 0 | 0 | 0 | 0 | 0 | 0 | 0 | 0 | 0 | 0 | 0 | 0 | 0 | 0 | 0 | 0 | 0 | 0 | 0 | 0 |  | 0 | 0 | 0 | 0 | 0 | 0 | 0 | 0 | 0 | 0 | 0 | 0 | 0 | 0 | 0 | 0 | 0 | 0 | 0 | 0 | 0 | 0 | 0 | 0 | 0 | 0 | 125 | 0 | 0 | 1 | 2 | 0 | 1 | 0 | 0 | 0 | -1547.69 | -1002.9112 | 977.7909 | Collinsville-Tesla 500 kV Line | Collinsville-Tesla 500 kV Line | Collinsville-Tesla 500 kV Line |  | 0 | 0 | 0 | 0 | 0 | 0 | 1539.96 | 1128.4538 | 977.7909 | Tesla-Bellota 230 kV line | Tesla-Bellota 230 kV line | Collinsville-Tesla 500 kV Line |  | 5 | 1 | YES | 2 | 1 | 1 | NO | 1
PG&E GBA | Tesla | 500 | 0 | 0 | 0 | 0 | 0 | 0 | 0 | 0 | 0 | 0 | 0 | 0 | 0 | 0 | 0 | 0 | 0 | 0 | 0 | 0 | 0 | 0 | 0 | 0 | 0 | 0 | 0 | 0 | 0 | 0 | 0 | 0 | 0 | 0 | 0 | 0 | 0 | 0 | 0 | 0 | 0 | 0 | 0 | 0 | 0 | 0 | 0 | 0 | 0 | 0 | 0 | 0 | 0 | 0 | 0 | 1 | 0 | 0 | 1 | 1 | 0 | 0 | 0 | 0 | 0 | 1 | 0 | 0 | 0 | 0 | 0 | 0 | 0 | 0 | 0 | 0 | 0 | 0 | 0 | 0 | 0 | 0 | 0 | 0 | 0 | 0 | 0 | 0 | 0 | 0 | 0 | 0 | 0 | 0 | 0 | 0 | 0 | 0 |  | 0 | 0 | 0 | 0 | 0 | 0 | 0 | 0 | 0 | 0 | 0 | 0 | 0 | 0 | 0 | 0 | 0 | 0 | 0 | 0 | 0 | 0 | 0 | 0 | 0 | 0 | 0 | 0 | 0 | 0 | 0 | 0 | 0 | 0 | 0 | 0 | 1239.96 | 828.4538 | 1461.1652 | Tesla-Bellota 230 kV line | Tesla-Bellota 230 kV line | Tesla-Bellota 230 kV line |  | 0 | 0 | 0 | 0 | 0 | 0 | 1539.96 | 1128.4538 | 1461.1652 | Tesla-Bellota 230 kV line | Tesla-Bellota 230 kV line | Tesla-Bellota 230 kV line |  | 1 | 1 | NO | 1 | 1 | 1 | NO | 1
PG&E KERN | Tevis | 115 | 0 | 0 | 0 | 0 | 0 | 0 | 0 | 0 | 0 | 0 | 0 | 0 | 0 | 0 | 0 | 0 | 0 | 0 | 0 | 0 | 0 | 0 | 0 | 0 | 0 | 0 | 0 | 0 | 0 | 0 | 0 | 0 | 0 | 0 | 0 | 0 | 0 | 0 | 0 | 0 | 0 | 0 | 0 | 0 | 0 | 0 | 0 | 0 | 0 | 0 | 0 | 0 | 0 | 0 | 0 | 0 | 0 | 0 | 0 | 0 | 0 | 0 | 0 | 0 | 0 | 0 | 0 | 0 | 0 | 0 | 1 | 0 | 0 | 0 | 0 | 0 | 0 | 0 | 1 | 1 | 0 | 0 | 0 | 0 | 0 | 0 | 0 | 0 | 0 | 0 | 0 | 0 | 0 | 0 | 1 | 0 | 0 | 0 |  | 0 | 0 | 0 | 0 | 0 | 0 | 0 | 0 | 0 | 0 | 0 | 0 | 0 | 0 | 0 | 0 | 0 | 0 | 0 | 0 | 0 | 0 | 0 | 0 | 100 | 0 | 0 | 0 | 0 | 1 | 0 | 0 | 3 | 0 | 2 | 1 | 119.27 | -4686.972 | -3687.5882 | Gates 500/230kV TB #12 | Gates 500/230kV TB #11 | Gates 500/230kV TB #11 |  | 0 | 0 | 0 | 0 | 0 | 0 | 1792.55 | 761.488 | 342.7684 | Kern 230/115kV TB #4 | Mustang-Henrietta 230 kV line | Mustang-Henrietta 230 kV line |  | 5 | 1 | YES | 2 | 5 | 1 | YES | 2
EOP | Thousandaire | 138 | 0 | 0 | 0 | 0 | 0 | 0 | 0 | 0 | 0 | 0 | 0 | 0 | 0 | 0 | 0 | 0 | 0 | 0 | 0 | 0 | 0 | 0 | 1 | 1 | 1 | 0 | 0 | 0 | 0 | 0 | 0 | 0 | 0 | 0 | 0 | 0 | 0 | 0 | 0 | 0 | 0 | 0 | 0 | 0 | 0 | 0 | 0 | 0 | 0 | 0 | 0 | 0 | 0 | 0 | 0 | 0 | 0 | 0 | 0 | 0 | 0 | 0 | 0 | 0 | 0 | 0 | 0 | 0 | 0 | 0 | 0 | 0 | 0 | 0 | 0 | 0 | 0 | 0 | 0 | 0 | 0 | 0 | 0 | 0 | 0 | 0 | 0 | 0 | 0 | 0 | 0 | 0 | 0 | 0 | 0 | 0 | 0 | 2 |  | 0 | 0 | 0 | 0 | 0 | 0 | 0 | 0 | 0 | 0 | 0 | 0 | 0 | 0 | 0 | 0 | 0 | 0 | 0 | 0 | 0 | 0 | 0 | 0 | 0 | 0 | 0 | 0 | 0 | 0 | 1 | 1 | 1 | 0 | 0 | 1 | -4343.191 | -2038.908 | -1396.283 | Lugo - Victorville area constraint | Lugo - Victorville area constraint | Lugo - Victorville area constraint |  | 0 | 1 | 0 | 0 | 0 | 0 | -160.5 | 1398.25 | 3367.55 | Sloan Canyon - Eldorado 500 kV constraint | Sloan Canyon - Eldorado 500 kV constraint | GLW 230kV area constraint |  | 5 | 3 | YES | 3 | 4 | 1 | YES | 2
PG&E KERN | Topaz | 230 | 0 | 0 | 0 | 0 | 0 | 0 | 0 | 0 | 0 | 0 | 0 | 0 | 0 | 0 | 0 | 0 | 0 | 0 | 0 | 0 | 0 | 0 | 0 | 0 | 0 | 0 | 0 | 0 | 0 | 0 | 0 | 0 | 0 | 0 | 0 | 0 | 0 | 0 | 0 | 0 | 0 | 0 | 0 | 0 | 0 | 0 | 0 | 0 | 0 | 0 | 0 | 0 | 0 | 0 | 0 | 0 | 0 | 0 | 0 | 0 | 0 | 0 | 0 | 0 | 0 | 0 | 0 | 1 | 0 | 0 | 0 | 0 | 0 | 0 | 0 | 0 | 0 | 0 | 1 | 1 | 0 | 0 | 0 | 0 | 0 | 0 | 0 | 0 | 0 | 0 | 0 | 0 | 0 | 0 | 1 | 1 | 0 | 0 |  | 0 | 0 | 0 | 0 | 0 | 0 | 0 | 0 | 0 | 0 | 0 | 0 | 0 | 0 | 0 | 0 | 0 | 0 | 0 | 0 | 0 | 0 | 0 | 0 | 0 | 0 | 0 | 0 | 0 | 0 | 0 | 0 | 3 | 0 | 2 | 1 | 119.27 | -4686.972 | -3687.5882 | Gates 500/230kV TB #12 | Gates 500/230kV TB #11 | Gates 500/230kV TB #11 |  | 0 | 0 | 0 | 0 | 0 | 0 | 120.85 | 383.59 | 342.7684 | Cal Flat-Gates 230 kV line | Cal Flat-Gates 230 kV line | Mustang-Henrietta 230 kV line |  | 5 | 1 | YES | 2 | 5 | 1 | YES | 2
SCE NOL | Tortilla | 115 | 0 | 0 | 0 | 0 | 0 | 0 | 0 | 0 | 0 | 0 | 0 | 1 | 1 | 1 | 0 | 0 | 0 | 0 | 0 | 0 | 0 | 0 | 0 | 0 | 0 | 0 | 0 | 0 | 0 | 0 | 0 | 0 | 0 | 0 | 0 | 0 | 0 | 0 | 0 | 0 | 0 | 0 | 0 | 0 | 0 | 0 | 0 | 0 | 0 | 0 | 0 | 0 | 0 | 0 | 0 | 0 | 0 | 0 | 0 | 0 | 0 | 0 | 0 | 0 | 0 | 0 | 0 | 0 | 0 | 0 | 0 | 0 | 0 | 0 | 0 | 0 | 0 | 0 | 0 | 0 | 0 | 0 | 0 | 0 | 0 | 0 | 0 | 0 | 0 | 0 | 0 | 0 | 0 | 0 | 0 | 0 | 0 | 3 |  | 0 | 0 | 0 | 0 | 0 | 0 | 0 | 0 | 0 | 0 | 0 | 0 | 0 | 0 | 0 | 0 | 0 | 0 | 0 | 0 | 0 | 0 | 0 | 3 | 0 | 0 | 0 | 0 | 0 | 1 | 0 | 2 | 0 | 4 | 0 | 0 | -280.6 | -137.55 | 1093.724 | South of Kramer Area Constraint | Lugo Transformer Area Constraint | South of Kramer Area Constraint |  | 0 | 2 | 0 | 4 | 0 | 0 | -280.6 | -137.55 | 1093.724 | South of Kramer Area Constraint | Lugo Transformer Area Constraint | South of Kramer Area Constraint |  | 4 | 4 | NO | 4 | 1 | 1 | NO | 1
SDGE | Trabuco | 138 | 0 | 0 | 0 | 0 | 0 | 0 | 0 | 0 | 0 | 0 | 0 | 0 | 0 | 0 | 0 | 0 | 0 | 0 | 0 | 0 | 0 | 0 | 0 | 0 | 0 | 1 | 0 | 0 | 0 | 0 | 0 | 0 | 0 | 0 | 0 | 0 | 0 | 1 | 1 | 0 | 0 | 0 | 0 | 0 | 0 | 0 | 0 | 0 | 0 | 0 | 0 | 0 | 0 | 0 | 0 | 0 | 0 | 0 | 0 | 0 | 0 | 0 | 0 | 0 | 0 | 0 | 0 | 0 | 0 | 0 | 0 | 0 | 0 | 0 | 0 | 0 | 0 | 0 | 0 | 0 | 0 | 0 | 0 | 0 | 0 | 0 | 0 | 0 | 0 | 0 | 0 | 0 | 0 | 0 | 0 | 0 | 0 | 0 |  | 0 | 0 | 0 | 0 | 0 | 0 | 0 | 0 | 0 | 0 | 0 | 0 | 0 | 0 | 0 | 0 | 0 | 0 | 0 | 0 | 0 | 0 | 0 | 0 | 0 | 0 | 0 | 0 | 0 | 0 | 0 | 0 | 0 | 0 | 0 | 0 | 495.36 | 434.26 | 426.74 | Trabuco-Capistrano 138 kV constraint | Trabuco-Capistrano 138 kV constraint | Trabuco-Capistrano 138 kV constraint |  | 0 | 0 | 0 | 0 | 0 | 0 | 495.36 | 434.26 | 426.74 | Trabuco-Capistrano 138 kV constraint | Trabuco-Capistrano 138 kV constraint | Trabuco-Capistrano 138 kV constraint |  | 1 | 1 | NO | 1 | 1 | 1 | NO | 1
PG&E GBA | Tracy | 115 | 0 | 0 | 0 | 0 | 0 | 0 | 0 | 0 | 0 | 0 | 0 | 0 | 0 | 0 | 0 | 0 | 0 | 0 | 0 | 0 | 0 | 0 | 0 | 0 | 0 | 0 | 0 | 0 | 0 | 0 | 0 | 0 | 0 | 0 | 0 | 0 | 0 | 0 | 0 | 0 | 0 | 0 | 0 | 0 | 0 | 1 | 0 | 0 | 0 | 0 | 0 | 0 | 0 | 0 | 0 | 1 | 0 | 0 | 0 | 1 | 0 | 0 | 0 | 0 | 0 | 0 | 0 | 0 | 0 | 0 | 0 | 0 | 0 | 0 | 0 | 0 | 0 | 0 | 0 | 0 | 0 | 0 | 0 | 0 | 0 | 0 | 0 | 0 | 0 | 0 | 0 | 0 | 0 | 0 | 0 | 0 | 0 | 0 |  | 0 | 0 | 0 | 0 | 0 | 0 | 0 | 0 | 0 | 0 | 0 | 0 | 0 | 0 | 0 | 0 | 0 | 0 | 0 | 0 | 0 | 0 | 0 | 0 | 0 | 0 | 0 | 0 | 0 | 0 | 1 | 0 | 1 | 0 | 0 | 0 | -364.5 | -312.19 | 978.6798 | Bellota-Weber 230kV line | Bellota-Weber 230kV line | Bellota-Weber 230kV line |  | 0 | 0 | 0 | 0 | 0 | 0 | 95.5 | 147.81 | 978.6798 | Bellota-Weber 230kV line | Bellota-Weber 230kV line | Bellota-Weber 230kV line |  | 5 | 1 | YES | 2 | 1 | 1 | NO | 1
PG&E FRESNO | Tranquility | 230 | 0 | 0 | 0 | 0 | 0 | 0 | 0 | 0 | 0 | 0 | 0 | 0 | 0 | 0 | 0 | 0 | 0 | 0 | 0 | 0 | 0 | 0 | 0 | 0 | 0 | 0 | 0 | 0 | 0 | 0 | 0 | 0 | 0 | 0 | 0 | 0 | 0 | 0 | 0 | 0 | 0 | 0 | 0 | 0 | 0 | 1 | 0 | 0 | 0 | 0 | 0 | 0 | 0 | 0 | 0 | 0 | 0 | 0 | 0 | 0 | 0 | 0 | 0 | 0 | 0 | 0 | 0 | 0 | 0 | 0 | 0 | 0 | 0 | 0 | 0 | 0 | 0 | 0 | 1 | 1 | 0 | 1 | 0 | 0 | 0 | 1 | 0 | 0 | 0 | 1 | 0 | 0 | 0 | 0 | 0 | 0 | 0 | 1 |  | 0 | 0 | 0 | 0 | 0 | 0 | 0 | 0 | 0 | 0 | 400 | 200 | 0 | 0 | 1 | 0 | 0 | 0 | 0 | 0 | 0 | 0 | 0 | 0 | 434 | 1000 | 552 | 0 | 0 | 1 | 2 | 0 | 4 | 1 | 3 | 0 | -656.8 | -4686.972 | -3687.5882 | Borden-Storey #1 230kV line | Gates 500/230kV TB #11 | Gates 500/230kV TB #11 |  | 0 | 0 | 0 | 1 | 0 | 0 | 95.5 | -31.24 | 825.2366 | Bellota-Weber 230kV line | Los Banos 500/230kV TB | Tranquility-Helm 230kV Line |  | 5 | 3 | YES | 3 | 5 | 1 | YES | 2
PG&E GBA | Trimble | 115 | 0 | 0 | 0 | 0 | 0 | 0 | 0 | 0 | 0 | 0 | 0 | 0 | 0 | 0 | 0 | 0 | 0 | 0 | 0 | 0 | 0 | 0 | 0 | 0 | 0 | 0 | 0 | 0 | 0 | 0 | 0 | 0 | 0 | 0 | 0 | 0 | 0 | 0 | 0 | 0 | 0 | 0 | 0 | 0 | 0 | 0 | 0 | 0 | 0 | 0 | 0 | 0 | 0 | 0 | 0 | 1 | 0 | 0 | 0 | 1 | 0 | 0 | 0 | 0 | 0 | 0 | 0 | 0 | 0 | 0 | 0 | 0 | 0 | 0 | 0 | 0 | 0 | 0 | 0 | 0 | 0 | 0 | 0 | 0 | 0 | 0 | 0 | 0 | 0 | 0 | 0 | 0 | 0 | 0 | 0 | 0 | 1 | 0 |  | 0 | 0 | 0 | 0 | 0 | 0 | 0 | 0 | 0 | 0 | 0 | 0 | 0 | 0 | 0 | 0 | 0 | 0 | 0 | 0 | 0 | 0 | 0 | 0 | 0 | 0 | 0 | 0 | 0 | 0 | 0 | 0 | 0 | 0 | 0 | 0 | 631 | 135.75 | 1461.1652 | NEW-Metcalf-Mosslanding 500kV | NEW-Metcalf-Mosslanding 500kV | Tesla-Bellota 230 kV line |  | 0 | 0 | 0 | 0 | 0 | 0 | 631 | 135.75 | 1461.1652 | NEW-Metcalf-Mosslanding 500kV | NEW-Metcalf-Mosslanding 500kV | Tesla-Bellota 230 kV line |  | 1 | 1 | NO | 1 | 1 | 1 | NO | 1
EOP | Trout Canyon | 230 | 0 | 0 | 0 | 0 | 0 | 0 | 0 | 0 | 0 | 0 | 0 | 0 | 0 | 0 | 0 | 0 | 0 | 0 | 0 | 0 | 0 | 0 | 1 | 1 | 1 | 0 | 0 | 0 | 0 | 0 | 0 | 0 | 0 | 0 | 0 | 0 | 0 | 0 | 0 | 0 | 0 | 0 | 0 | 0 | 0 | 0 | 0 | 0 | 0 | 0 | 0 | 0 | 0 | 0 | 0 | 0 | 0 | 0 | 0 | 0 | 0 | 0 | 0 | 0 | 0 | 0 | 0 | 0 | 0 | 0 | 0 | 0 | 0 | 0 | 0 | 0 | 0 | 0 | 0 | 0 | 0 | 0 | 0 | 0 | 0 | 0 | 0 | 0 | 0 | 0 | 0 | 0 | 0 | 0 | 0 | 0 | 0 | 2 |  | 0 | 0 | 0 | 0 | 0 | 0 | 0 | 0 | 0 | 60 | 0 | 25 | 0 | 0 | 1 | 0 | 0 | 0 | 0 | 0 | 0 | 0 | 0 | 0 | 125 | 650 | 510 | 0 | 0 | 1 | 1 | 1 | 1 | 0 | 0 | 1 | -4343.191 | -2038.908 | -1396.283 | Lugo - Victorville area constraint | Lugo - Victorville area constraint | Lugo - Victorville area constraint |  | 0 | 1 | 0 | 0 | 0 | 0 | -160.5 | 1398.25 | 3367.55 | Sloan Canyon - Eldorado 500 kV constraint | Sloan Canyon - Eldorado 500 kV constraint | GLW 230kV area constraint |  | 5 | 3 | YES | 3 | 4 | 1 | YES | 2
EOP | Trout Canyon | 500 | 0 | 0 | 0 | 0 | 0 | 0 | 0 | 0 | 0 | 0 | 0 | 0 | 0 | 0 | 0 | 0 | 0 | 0 | 0 | 0 | 0 | 0 | 1 | 1 | 1 | 0 | 0 | 0 | 0 | 0 | 0 | 0 | 0 | 0 | 0 | 0 | 0 | 0 | 0 | 0 | 0 | 0 | 0 | 0 | 0 | 0 | 0 | 0 | 0 | 0 | 0 | 0 | 0 | 0 | 0 | 0 | 0 | 0 | 0 | 0 | 0 | 0 | 0 | 0 | 0 | 0 | 0 | 0 | 0 | 0 | 0 | 0 | 0 | 0 | 0 | 0 | 0 | 0 | 0 | 0 | 0 | 0 | 0 | 0 | 0 | 0 | 0 | 0 | 0 | 0 | 0 | 0 | 0 | 0 | 0 | 0 | 0 | 2 |  | 0 | 0 | 0 | 0 | 0 | 0 | 0 | 0 | 0 | 0 | 0 | 0 | 0 | 0 | 0 | 0 | 0 | 0 | 0 | 0 | 0 | 0 | 0 | 0 | 0 | 300 | 0 | 80 | 0 | 1 | 1 | 1 | 1 | 0 | 0 | 1 | -4343.191 | -2038.908 | -1396.283 | Lugo - Victorville area constraint | Lugo - Victorville area constraint | Lugo - Victorville area constraint |  | 0 | 1 | 0 | 0 | 0 | 0 | -160.5 | 1398.25 | 3367.55 | Sloan Canyon - Eldorado 500 kV constraint | Sloan Canyon - Eldorado 500 kV constraint | GLW 230kV area constraint |  | 5 | 3 | YES | 3 | 4 | 1 | YES | 2
PG&E NGBA | Tulucay | 230 | 0 | 0 | 0 | 0 | 0 | 0 | 0 | 0 | 0 | 0 | 0 | 0 | 0 | 0 | 0 | 0 | 0 | 0 | 0 | 0 | 0 | 0 | 0 | 0 | 0 | 0 | 0 | 0 | 0 | 0 | 0 | 0 | 0 | 0 | 0 | 0 | 0 | 0 | 0 | 1 | 0 | 0 | 0 | 0 | 0 | 0 | 0 | 0 | 0 | 0 | 0 | 0 | 1 | 0 | 0 | 0 | 0 | 0 | 0 | 0 | 0 | 0 | 0 | 0 | 0 | 0 | 1 | 0 | 0 | 0 | 0 | 0 | 0 | 0 | 0 | 0 | 0 | 0 | 0 | 0 | 0 | 0 | 0 | 0 | 0 | 0 | 0 | 0 | 0 | 0 | 0 | 0 | 0 | 0 | 0 | 0 | 0 | 1 |  | 0 | 0 | 0 | 0 | 0 | 0 | 0 | 0 | 0 | 0 | 0 | 0 | 0 | 0 | 0 | 0 | 0 | 0 | 0 | 0 | 0 | 0 | 0 | 0 | 0 | 0 | 0 | 0 | 0 | 0 | 2 | 0 | 2 | 0 | 0 | 0 | -1547.69 | -1002.9112 | 337.0526 | Collinsville-Tesla 500 kV Line | Collinsville-Tesla 500 kV Line | Birds Landing-Contra Costa 230kV Line |  | 0 | 0 | 0 | 0 | 0 | 0 | 1452.61 | 1744.7038 | 337.0526 | Birds Landing-Contra Costa 230kV Line | Birds Landing-Contra Costa 230kV Line | Birds Landing-Contra Costa 230kV Line |  | 5 | 1 | YES | 2 | 1 | 1 | NO | 1
PG&E NGBA | Tulucay | 60 | 0 | 0 | 0 | 0 | 0 | 0 | 0 | 0 | 0 | 0 | 0 | 0 | 0 | 0 | 0 | 0 | 0 | 0 | 0 | 0 | 0 | 0 | 0 | 0 | 0 | 0 | 0 | 0 | 0 | 0 | 0 | 0 | 0 | 0 | 0 | 0 | 0 | 0 | 0 | 1 | 0 | 0 | 0 | 0 | 0 | 0 | 0 | 0 | 0 | 0 | 0 | 1 | 1 | 1 | 1 | 1 | 0 | 0 | 0 | 0 | 0 | 0 | 0 | 0 | 0 | 1 | 1 | 0 | 0 | 0 | 0 | 0 | 0 | 0 | 0 | 0 | 0 | 0 | 0 | 0 | 0 | 0 | 0 | 0 | 0 | 0 | 0 | 0 | 0 | 0 | 0 | 0 | 0 | 0 | 0 | 0 | 0 | 2 |  | 0 | 0 | 0 | 0 | 0 | 0 | 0 | 0 | 0 | 0 | 0 | 0 | 0 | 0 | 0 | 0 | 0 | 0 | 0 | 0 | 0 | 0 | 0 | 0 | 0 | 0 | 0 | 0 | 0 | 0 | 3 | 0 | 2 | 0 | 0 | 0 | -1547.69 | -1002.9112 | 337.0526 | Collinsville-Tesla 500 kV Line | Collinsville-Tesla 500 kV Line | Birds Landing-Contra Costa 230kV Line |  | 0 | 0 | 0 | 0 | 0 | 0 | 504.61 | 796.7038 | 337.0526 | Contra Costa- Windmaster 230 kV line | Contra Costa- Windmaster 230 kV line | Birds Landing-Contra Costa 230kV Line |  | 5 | 1 | YES | 2 | 1 | 1 | NO | 1
PG&E KERN | Tupman | 115 | 0 | 0 | 0 | 0 | 0 | 0 | 0 | 0 | 0 | 0 | 0 | 0 | 0 | 0 | 0 | 0 | 0 | 0 | 0 | 0 | 0 | 0 | 0 | 0 | 0 | 0 | 0 | 0 | 0 | 0 | 0 | 0 | 0 | 0 | 0 | 0 | 0 | 0 | 0 | 0 | 0 | 0 | 0 | 0 | 0 | 0 | 0 | 0 | 0 | 0 | 0 | 0 | 0 | 0 | 0 | 0 | 0 | 0 | 0 | 0 | 0 | 0 | 0 | 0 | 0 | 0 | 0 | 1 | 0 | 0 | 0 | 0 | 0 | 0 | 1 | 0 | 0 | 0 | 1 | 0 | 0 | 0 | 0 | 0 | 0 | 0 | 0 | 0 | 0 | 0 | 0 | 0 | 0 | 0 | 1 | 0 | 0 | 0 |  | 0 | 0 | 0 | 0 | 0 | 0 | 0 | 0 | 0 | 0 | 0 | 0 | 0 | 0 | 0 | 0 | 0 | 0 | 0 | 0 | 0 | 0 | 0 | 0 | 0 | 0 | 0 | 0 | 0 | 0 | 0 | 0 | 2 | 0 | 1 | 1 | 119.27 | -3815.842 | -3618.543 | Gates 500/230kV TB #12 | Gates 500/230kV TB #12 | Gates 500/230kV TB #12 |  | 0 | 0 | 0 | 0 | 0 | 0 | 120.85 | 383.59 | 342.7684 | Cal Flat-Gates 230 kV line | Cal Flat-Gates 230 kV line | Mustang-Henrietta 230 kV line |  | 5 | 1 | YES | 2 | 5 | 1 | YES | 2
PG&E NGBA | Ukiah | 115 | 0 | 0 | 0 | 0 | 0 | 0 | 0 | 0 | 0 | 0 | 0 | 0 | 0 | 0 | 0 | 0 | 0 | 0 | 0 | 0 | 0 | 0 | 0 | 0 | 0 | 0 | 0 | 0 | 0 | 0 | 0 | 0 | 0 | 0 | 0 | 0 | 0 | 0 | 0 | 1 | 0 | 1 | 0 | 0 | 0 | 0 | 0 | 0 | 0 | 0 | 0 | 0 | 1 | 0 | 1 | 1 | 0 | 0 | 0 | 0 | 0 | 0 | 0 | 0 | 0 | 0 | 1 | 0 | 0 | 0 | 0 | 0 | 0 | 0 | 0 | 0 | 0 | 0 | 0 | 0 | 0 | 0 | 0 | 0 | 0 | 0 | 0 | 0 | 0 | 0 | 0 | 0 | 0 | 0 | 0 | 0 | 0 | 1 |  | 0 | 0 | 0 | 0 | 0 | 0 | 0 | 0 | 0 | 0 | 0 | 0 | 0 | 0 | 0 | 0 | 0 | 0 | 0 | 0 | 0 | 0 | 0 | 0 | 0 | 0 | 0 | 0 | 0 | 0 | 2 | 0 | 2 | 0 | 0 | 0 | -1547.69 | -1002.9112 | 337.0526 | Collinsville-Tesla 500 kV Line | Collinsville-Tesla 500 kV Line | Birds Landing-Contra Costa 230kV Line |  | 0 | 0 | 0 | 0 | 0 | 0 | 504.61 | 771.8 | 337.0526 | Contra Costa- Windmaster 230 kV line | Cortina-Eagle Rock 115 kV line | Birds Landing-Contra Costa 230kV Line |  | 5 | 1 | YES | 2 | 1 | 1 | NO | 1
PG&E KERN | Union (Estrella) | 70 | 0 | 0 | 0 | 0 | 0 | 0 | 0 | 0 | 0 | 0 | 0 | 0 | 0 | 0 | 0 | 0 | 0 | 0 | 0 | 0 | 0 | 0 | 0 | 0 | 0 | 0 | 0 | 0 | 0 | 0 | 0 | 0 | 0 | 0 | 0 | 0 | 0 | 0 | 0 | 0 | 0 | 0 | 0 | 0 | 0 | 0 | 0 | 0 | 0 | 0 | 0 | 0 | 0 | 0 | 0 | 0 | 0 | 0 | 0 | 0 | 0 | 0 | 0 | 0 | 0 | 0 | 0 | 1 | 1 | 0 | 0 | 0 | 0 | 0 | 0 | 0 | 0 | 0 | 0 | 1 | 0 | 0 | 0 | 0 | 0 | 1 | 0 | 0 | 0 | 0 | 0 | 0 | 0 | 0 | 0 | 1 | 0 | 1 |  | 0 | 0 | 0 | 0 | 0 | 0 | 0 | 0 | 0 | 0 | 0 | 0 | 0 | 0 | 0 | 0 | 0 | 0 | 0 | 0 | 0 | 0 | 0 | 0 | 0 | 0 | 0 | 0 | 0 | 0 | 0 | 0 | 1 | 1 | 1 | 0 | 120.85 | -4686.972 | -3687.5882 | Cal Flat-Gates 230 kV line | Gates 500/230kV TB #11 | Gates 500/230kV TB #11 |  | 0 | 0 | 0 | 1 | 0 | 0 | 120.85 | -31.24 | 251.3788 | Cal Flat-Gates 230 kV line | Los Banos 500/230kV TB | Gates-Arco 230 kV Line |  | 5 | 3 | YES | 3 | 5 | 1 | YES | 2
PG&E NGBA | Vaca Dixon | 115 | 0 | 0 | 0 | 0 | 0 | 0 | 0 | 0 | 0 | 0 | 0 | 0 | 0 | 0 | 0 | 0 | 0 | 0 | 0 | 0 | 0 | 0 | 0 | 0 | 0 | 0 | 0 | 0 | 0 | 0 | 0 | 0 | 0 | 0 | 0 | 0 | 0 | 0 | 0 | 1 | 0 | 0 | 0 | 0 | 0 | 0 | 0 | 0 | 0 | 0 | 0 | 0 | 0 | 1 | 1 | 1 | 0 | 0 | 0 | 0 | 0 | 0 | 0 | 0 | 0 | 0 | 1 | 0 | 0 | 0 | 0 | 0 | 0 | 0 | 0 | 0 | 0 | 0 | 0 | 0 | 0 | 0 | 0 | 0 | 0 | 0 | 0 | 0 | 0 | 0 | 0 | 0 | 0 | 0 | 0 | 0 | 0 | 0 |  | 0 | 0 | 0 | 0 | 0 | 0 | 0 | 0 | 0 | 0 | 0 | 0 | 0 | 0 | 0 | 0 | 0 | 0 | 0 | 0 | 0 | 0 | 0 | 0 | 0 | 0 | 0 | 0 | 0 | 0 | 3 | 0 | 2 | 0 | 0 | 0 | -1547.69 | -1002.9112 | 337.0526 | Collinsville-Tesla 500 kV Line | Collinsville-Tesla 500 kV Line | Birds Landing-Contra Costa 230kV Line |  | 0 | 0 | 0 | 0 | 0 | 0 | 504.61 | 796.7038 | 337.0526 | Contra Costa- Windmaster 230 kV line | Contra Costa- Windmaster 230 kV line | Birds Landing-Contra Costa 230kV Line |  | 5 | 1 | YES | 2 | 1 | 1 | NO | 1
PG&E NGBA | Vaca Dixon | 230 | 0 | 0 | 0 | 0 | 0 | 0 | 0 | 0 | 0 | 0 | 0 | 0 | 0 | 0 | 0 | 0 | 0 | 0 | 0 | 0 | 0 | 0 | 0 | 0 | 0 | 0 | 0 | 0 | 0 | 0 | 0 | 0 | 0 | 0 | 0 | 0 | 0 | 0 | 0 | 1 | 0 | 0 | 0 | 0 | 0 | 0 | 0 | 0 | 0 | 0 | 0 | 0 | 0 | 1 | 1 | 0 | 0 | 0 | 0 | 0 | 0 | 0 | 0 | 0 | 0 | 0 | 1 | 0 | 0 | 0 | 0 | 0 | 0 | 0 | 0 | 0 | 0 | 0 | 0 | 0 | 0 | 0 | 0 | 0 | 0 | 0 | 0 | 0 | 0 | 0 | 0 | 0 | 0 | 0 | 0 | 0 | 0 | 0 |  | 0 | 0 | 0 | 0 | 0 | 0 | 0 | 0 | 0 | 0 | 0 | 0 | 0 | 0 | 0 | 0 | 0 | 70 | 0 | 0 | 0 | 0 | 0 | 0 | 0 | 200 | 300 | 0 | 0 | 1 | 3 | 0 | 2 | 0 | 0 | 0 | -1547.69 | -1002.9112 | 337.0526 | Collinsville-Tesla 500 kV Line | Collinsville-Tesla 500 kV Line | Birds Landing-Contra Costa 230kV Line |  | 0 | 0 | 0 | 0 | 0 | 0 | 504.61 | 796.7038 | 337.0526 | Contra Costa- Windmaster 230 kV line | Contra Costa- Windmaster 230 kV line | Birds Landing-Contra Costa 230kV Line |  | 5 | 1 | YES | 2 | 1 | 1 | NO | 1
PG&E NGBA | Vaca Dixon | 500 | 0 | 0 | 0 | 0 | 0 | 0 | 0 | 0 | 0 | 0 | 0 | 0 | 0 | 0 | 0 | 0 | 0 | 0 | 0 | 0 | 0 | 0 | 0 | 0 | 0 | 0 | 0 | 0 | 0 | 0 | 0 | 0 | 0 | 0 | 0 | 0 | 0 | 0 | 0 | 1 | 0 | 0 | 0 | 0 | 0 | 0 | 0 | 0 | 0 | 0 | 0 | 0 | 0 | 0 | 1 | 0 | 0 | 0 | 0 | 0 | 0 | 0 | 0 | 0 | 0 | 0 | 1 | 0 | 0 | 0 | 0 | 0 | 0 | 0 | 0 | 0 | 0 | 0 | 0 | 0 | 0 | 0 | 0 | 0 | 0 | 0 | 0 | 0 | 0 | 0 | 0 | 0 | 0 | 0 | 0 | 0 | 0 | 0 |  | 0 | 0 | 0 | 0 | 0 | 0 | 0 | 0 | 0 | 0 | 0 | 0 | 0 | 0 | 0 | 0 | 0 | 0 | 0 | 0 | 0 | 0 | 0 | 0 | 0 | 300 | 0 | 0 | 0 | 1 | 2 | 0 | 2 | 0 | 0 | 0 | -1547.69 | -1002.9112 | 337.0526 | Collinsville-Tesla 500 kV Line | Collinsville-Tesla 500 kV Line | Birds Landing-Contra Costa 230kV Line |  | 0 | 0 | 0 | 0 | 0 | 0 | 504.61 | 796.7038 | 337.0526 | Contra Costa- Windmaster 230 kV line | Contra Costa- Windmaster 230 kV line | Birds Landing-Contra Costa 230kV Line |  | 5 | 1 | YES | 2 | 1 | 1 | NO | 1
PG&E NGBA | Vaca Dixon | 60 | 0 | 0 | 0 | 0 | 0 | 0 | 0 | 0 | 0 | 0 | 0 | 0 | 0 | 0 | 0 | 0 | 0 | 0 | 0 | 0 | 0 | 0 | 0 | 0 | 0 | 0 | 0 | 0 | 0 | 0 | 0 | 0 | 0 | 0 | 0 | 0 | 0 | 0 | 0 | 1 | 0 | 0 | 0 | 0 | 0 | 0 | 0 | 0 | 0 | 0 | 0 | 0 | 0 | 1 | 1 | 1 | 0 | 0 | 0 | 0 | 0 | 0 | 0 | 0 | 0 | 0 | 1 | 0 | 0 | 0 | 0 | 0 | 0 | 0 | 0 | 0 | 0 | 0 | 0 | 0 | 0 | 0 | 0 | 0 | 0 | 0 | 0 | 0 | 0 | 0 | 0 | 0 | 0 | 0 | 0 | 0 | 0 | 0 |  | 0 | 0 | 0 | 0 | 0 | 0 | 0 | 0 | 0 | 0 | 0 | 0 | 0 | 0 | 0 | 0 | 0 | 0 | 0 | 0 | 0 | 0 | 0 | 0 | 0 | 0 | 0 | 0 | 0 | 0 | 3 | 0 | 2 | 0 | 0 | 0 | -1547.69 | -1002.9112 | 337.0526 | Collinsville-Tesla 500 kV Line | Collinsville-Tesla 500 kV Line | Birds Landing-Contra Costa 230kV Line |  | 0 | 0 | 0 | 0 | 0 | 0 | 504.61 | 796.7038 | 337.0526 | Contra Costa- Windmaster 230 kV line | Contra Costa- Windmaster 230 kV line | Birds Landing-Contra Costa 230kV Line |  | 5 | 1 | YES | 2 | 1 | 1 | NO | 1
SCE Eastern | Valley (SCE) | 500 | 0 | 0 | 0 | 0 | 0 | 0 | 0 | 0 | 0 | 0 | 0 | 0 | 0 | 0 | 0 | 0 | 0 | 0 | 0 | 1 | 0 | 1 | 0 | 0 | 0 | 0 | 0 | 0 | 0 | 0 | 0 | 0 | 0 | 0 | 0 | 0 | 0 | 0 | 0 | 0 | 0 | 0 | 0 | 0 | 0 | 0 | 0 | 0 | 0 | 0 | 0 | 0 | 0 | 0 | 0 | 0 | 0 | 0 | 0 | 0 | 0 | 0 | 0 | 0 | 0 | 0 | 0 | 0 | 0 | 0 | 0 | 0 | 0 | 0 | 0 | 0 | 0 | 0 | 0 | 0 | 0 | 0 | 0 | 0 | 0 | 0 | 0 | 0 | 0 | 0 | 0 | 0 | 0 | 0 | 0 | 0 | 0 | 1 |  | 0 | 0 | 0 | 0 | 0 | 0 | 0 | 0 | 0 | 0 | 0 | 640 | 0 | 0 | 1 | 0 | 0 | 0 | 0 | 0 | 0 | 0 | 0 | 0 | 500 | 700 | 950 | 0 | 0 | 1 | 1 | 2 | 1 | 2 | 0 | 0 | -3014.166 | -2415.89 | 4051.236 | Serrano-Alberhill-Valley Constraint | Etiwanda-Rancho Vista Constraint | Serrano-Alberhill-Valley Constraint |  | 1 | 3 | 1 | 3 | 0 | 0 | -1492.166 | -2415.89 | 4353.39 | Serrano-Alberhill-Valley Constraint | Etiwanda-Rancho Vista Constraint | Etiwanda-Rancho Vista Constraint |  | 5 | 5 | NO | 5 | 1 | 1 | NO | 1
EOP | Valley (VEA) | 138 | 0 | 0 | 0 | 0 | 0 | 0 | 0 | 0 | 0 | 0 | 0 | 0 | 0 | 0 | 0 | 0 | 0 | 0 | 0 | 0 | 0 | 0 | 1 | 1 | 1 | 0 | 0 | 0 | 0 | 0 | 0 | 0 | 0 | 0 | 0 | 0 | 0 | 0 | 0 | 0 | 0 | 0 | 0 | 0 | 0 | 0 | 0 | 0 | 0 | 0 | 0 | 0 | 0 | 0 | 0 | 0 | 0 | 0 | 0 | 0 | 0 | 0 | 0 | 0 | 0 | 0 | 0 | 0 | 0 | 0 | 0 | 0 | 0 | 0 | 0 | 0 | 0 | 0 | 0 | 0 | 0 | 0 | 0 | 0 | 0 | 0 | 0 | 0 | 0 | 0 | 0 | 0 | 0 | 0 | 0 | 0 | 0 | 2 |  | 0 | 0 | 0 | 0 | 0 | 0 | 0 | 0 | 0 | 0 | 0 | 0 | 0 | 0 | 0 | 0 | 0 | 0 | 0 | 0 | 0 | 0 | 0 | 0 | 0 | 0 | 0 | 0 | 0 | 0 | 1 | 1 | 1 | 0 | 0 | 1 | -4343.191 | -2038.908 | -1396.283 | Lugo - Victorville area constraint | Lugo - Victorville area constraint | Lugo - Victorville area constraint |  | 0 | 1 | 0 | 0 | 0 | 0 | -160.5 | 1398.25 | 3367.55 | Sloan Canyon - Eldorado 500 kV constraint | Sloan Canyon - Eldorado 500 kV constraint | GLW 230kV area constraint |  | 5 | 3 | YES | 3 | 4 | 1 | YES | 2
SDGE | Valley Center | 69 | 0 | 0 | 0 | 0 | 0 | 0 | 0 | 0 | 0 | 0 | 0 | 0 | 0 | 0 | 0 | 0 | 0 | 0 | 0 | 0 | 0 | 0 | 0 | 0 | 0 | 1 | 0 | 0 | 0 | 0 | 1 | 0 | 1 | 0 | 0 | 0 | 0 | 1 | 0 | 0 | 0 | 0 | 0 | 0 | 0 | 0 | 0 | 0 | 0 | 0 | 0 | 0 | 0 | 0 | 0 | 0 | 0 | 0 | 0 | 0 | 0 | 0 | 0 | 0 | 0 | 0 | 0 | 0 | 0 | 0 | 0 | 0 | 0 | 0 | 0 | 0 | 0 | 0 | 0 | 0 | 0 | 0 | 0 | 0 | 0 | 0 | 0 | 0 | 0 | 0 | 0 | 0 | 0 | 0 | 0 | 0 | 0 | 2 |  | 0 | 0 | 0 | 0 | 0 | 0 | 0 | 0 | 0 | 0 | 0 | 0 | 0 | 0 | 0 | 0 | 0 | 0 | 0 | 0 | 0 | 0 | 0 | 0 | 0 | 0 | 0 | 0 | 0 | 0 | 0 | 1 | 0 | 1 | 0 | 0 | -99.1 | -698.67 | 1191.1 | San Luis Rey-San Onofre 230 kV line constraint | San Luis Rey-San Onofre 230 kV line constraint | Talega 230 kV constraint |  | 0 | 1 | 0 | 1 | 0 | 0 | -99.1 | -698.67 | 1191.1 | San Luis Rey-San Onofre 230 kV line constraint | San Luis Rey-San Onofre 230 kV line constraint | Talega 230 kV constraint |  | 4 | 4 | NO | 4 | 1 | 1 | NO | 1
PG&E GBA | Valley Home | 115 | 0 | 0 | 0 | 0 | 0 | 0 | 0 | 0 | 0 | 0 | 0 | 0 | 0 | 0 | 0 | 0 | 0 | 0 | 0 | 0 | 0 | 0 | 0 | 0 | 0 | 0 | 0 | 0 | 0 | 0 | 0 | 0 | 0 | 0 | 0 | 0 | 0 | 0 | 0 | 0 | 0 | 0 | 0 | 0 | 0 | 1 | 0 | 0 | 0 | 0 | 0 | 0 | 0 | 0 | 0 | 1 | 0 | 0 | 0 | 1 | 0 | 0 | 0 | 1 | 0 | 0 | 0 | 0 | 0 | 0 | 0 | 0 | 0 | 0 | 0 | 0 | 0 | 0 | 0 | 0 | 0 | 0 | 0 | 0 | 0 | 0 | 0 | 0 | 0 | 0 | 0 | 0 | 0 | 0 | 0 | 0 | 0 | 0 |  | 0 | 0 | 0 | 0 | 0 | 0 | 0 | 0 | 0 | 0 | 0 | 0 | 0 | 0 | 0 | 0 | 0 | 0 | 0 | 0 | 0 | 0 | 0 | 0 | 0 | 100 | 0 | 0 | 0 | 1 | 1 | 0 | 2 | 0 | 0 | 0 | -364.5 | -312.19 | 100.712 | Bellota-Weber 230kV line | Bellota-Weber 230kV line | Tesla-Salado 115 kV line |  | 0 | 0 | 1 | 0 | 0 | 0 | 33.67 | -4.83 | 100.712 | Tesla-Salado 115 kV line | Tesla-Salado 115 kV line | Tesla-Salado 115 kV line |  | 5 | 5 | NO | 5 | 1 | 1 | NO | 1
PG&E GBA | Valley Springs | 230 | 0 | 0 | 0 | 0 | 0 | 0 | 0 | 0 | 0 | 0 | 0 | 0 | 0 | 0 | 0 | 0 | 0 | 0 | 0 | 0 | 0 | 0 | 0 | 0 | 0 | 0 | 0 | 0 | 0 | 0 | 0 | 0 | 0 | 0 | 0 | 0 | 0 | 0 | 0 | 0 | 0 | 0 | 0 | 0 | 0 | 1 | 0 | 0 | 0 | 0 | 0 | 0 | 0 | 0 | 0 | 0 | 0 | 0 | 0 | 1 | 1 | 0 | 0 | 0 | 0 | 0 | 0 | 0 | 0 | 0 | 0 | 0 | 0 | 0 | 0 | 0 | 0 | 0 | 0 | 0 | 0 | 0 | 0 | 0 | 0 | 1 | 0 | 0 | 0 | 0 | 0 | 0 | 0 | 0 | 0 | 0 | 0 | 1 |  | 0 | 0 | 0 | 0 | 0 | 0 | 0 | 0 | 0 | 0 | 0 | 0 | 0 | 0 | 0 | 0 | 0 | 0 | 0 | 0 | 0 | 0 | 0 | 0 | 0 | 0 | 0 | 0 | 0 | 0 | 1 | 0 | 1 | 1 | 0 | 0 | -364.5 | -312.19 | 978.6798 | Bellota-Weber 230kV line | Bellota-Weber 230kV line | Bellota-Weber 230kV line |  | 0 | 0 | 0 | 1 | 0 | 0 | 95.5 | -31.24 | 978.6798 | Bellota-Weber 230kV line | Los Banos 500/230kV TB | Bellota-Weber 230kV line |  | 5 | 3 | YES | 3 | 1 | 1 | NO | 1
PG&E GBA | Valley Springs | 60 | 0 | 0 | 0 | 0 | 0 | 0 | 0 | 0 | 0 | 0 | 0 | 0 | 0 | 0 | 0 | 0 | 0 | 0 | 0 | 0 | 0 | 0 | 0 | 0 | 0 | 0 | 0 | 0 | 0 | 0 | 0 | 0 | 0 | 0 | 0 | 0 | 0 | 0 | 0 | 0 | 0 | 0 | 0 | 0 | 0 | 1 | 0 | 0 | 0 | 0 | 0 | 0 | 0 | 0 | 0 | 0 | 0 | 0 | 0 | 1 | 1 | 0 | 0 | 0 | 0 | 0 | 0 | 0 | 0 | 0 | 0 | 0 | 0 | 0 | 0 | 0 | 0 | 0 | 0 | 0 | 0 | 0 | 0 | 0 | 0 | 0 | 0 | 0 | 0 | 0 | 0 | 0 | 0 | 0 | 0 | 0 | 0 | 0 |  | 0 | 0 | 0 | 0 | 0 | 0 | 0 | 0 | 0 | 0 | 0 | 0 | 0 | 0 | 0 | 0 | 0 | 0 | 0 | 0 | 0 | 0 | 0 | 0 | 0 | 0 | 0 | 0 | 0 | 0 | 1 | 0 | 1 | 0 | 0 | 0 | -364.5 | -312.19 | 978.6798 | Bellota-Weber 230kV line | Bellota-Weber 230kV line | Bellota-Weber 230kV line |  | 0 | 0 | 0 | 0 | 0 | 0 | 95.5 | 147.81 | 978.6798 | Bellota-Weber 230kV line | Bellota-Weber 230kV line | Bellota-Weber 230kV line |  | 5 | 1 | YES | 2 | 1 | 1 | NO | 1
EOP | Valley Switch | 138 | 0 | 0 | 0 | 0 | 0 | 0 | 0 | 0 | 0 | 0 | 0 | 0 | 0 | 0 | 0 | 0 | 0 | 0 | 0 | 0 | 0 | 0 | 1 | 1 | 1 | 0 | 0 | 0 | 0 | 0 | 0 | 0 | 0 | 0 | 0 | 0 | 0 | 0 | 0 | 0 | 0 | 0 | 0 | 0 | 0 | 0 | 0 | 0 | 0 | 0 | 0 | 0 | 0 | 0 | 0 | 0 | 0 | 0 | 0 | 0 | 0 | 0 | 0 | 0 | 0 | 0 | 0 | 0 | 0 | 0 | 0 | 0 | 0 | 0 | 0 | 0 | 0 | 0 | 0 | 0 | 0 | 0 | 0 | 0 | 0 | 0 | 0 | 0 | 0 | 0 | 0 | 0 | 0 | 0 | 0 | 0 | 0 | 2 |  | 0 | 0 | 0 | 0 | 0 | 0 | 0 | 0 | 0 | 0 | 0 | 0 | 0 | 0 | 0 | 0 | 0 | 0 | 0 | 0 | 0 | 0 | 0 | 0 | 0 | 0 | 0 | 0 | 0 | 0 | 1 | 1 | 1 | 0 | 0 | 1 | -4343.191 | -2038.908 | -1396.283 | Lugo - Victorville area constraint | Lugo - Victorville area constraint | Lugo - Victorville area constraint |  | 0 | 1 | 0 | 0 | 0 | 0 | -160.5 | 1398.25 | 3367.55 | Sloan Canyon - Eldorado 500 kV constraint | Sloan Canyon - Eldorado 500 kV constraint | GLW 230kV area constraint |  | 5 | 3 | YES | 3 | 4 | 1 | YES | 2
EOP | Valley Switch | 230 | 0 | 0 | 0 | 0 | 0 | 0 | 0 | 0 | 0 | 0 | 0 | 0 | 0 | 0 | 0 | 0 | 0 | 0 | 0 | 0 | 0 | 0 | 1 | 1 | 1 | 0 | 0 | 0 | 0 | 0 | 0 | 0 | 0 | 0 | 0 | 0 | 0 | 0 | 0 | 0 | 0 | 0 | 0 | 0 | 0 | 0 | 0 | 0 | 0 | 0 | 0 | 0 | 0 | 0 | 0 | 0 | 0 | 0 | 0 | 0 | 0 | 0 | 0 | 0 | 0 | 0 | 0 | 0 | 0 | 0 | 0 | 0 | 0 | 0 | 0 | 0 | 0 | 0 | 0 | 0 | 0 | 0 | 0 | 0 | 0 | 0 | 0 | 0 | 0 | 0 | 0 | 0 | 0 | 0 | 0 | 0 | 0 | 2 |  | 0 | 0 | 0 | 0 | 0 | 0 | 0 | 0 | 0 | 0 | 0 | 0 | 0 | 0 | 0 | 0 | 0 | 0 | 0 | 0 | 0 | 0 | 0 | 0 | 0 | 0 | 0 | 0 | 0 | 0 | 1 | 1 | 1 | 0 | 0 | 1 | -4343.191 | -2038.908 | -1396.283 | Lugo - Victorville area constraint | Lugo - Victorville area constraint | Lugo - Victorville area constraint |  | 0 | 1 | 0 | 0 | 0 | 0 | -160.5 | 1398.25 | 3367.55 | Sloan Canyon - Eldorado 500 kV constraint | Sloan Canyon - Eldorado 500 kV constraint | GLW 230kV area constraint |  | 5 | 3 | YES | 3 | 4 | 1 | YES | 2
PG&E GBA | Vasco | 230 | 0 | 0 | 0 | 0 | 0 | 0 | 0 | 0 | 0 | 0 | 0 | 0 | 0 | 0 | 0 | 0 | 0 | 0 | 0 | 0 | 0 | 0 | 0 | 0 | 0 | 0 | 0 | 0 | 0 | 0 | 0 | 0 | 0 | 0 | 0 | 0 | 0 | 0 | 0 | 1 | 0 | 0 | 0 | 0 | 0 | 0 | 0 | 0 | 0 | 0 | 0 | 0 | 0 | 0 | 0 | 1 | 0 | 0 | 0 | 1 | 0 | 0 | 0 | 0 | 0 | 0 | 1 | 0 | 0 | 0 | 0 | 0 | 0 | 0 | 0 | 0 | 0 | 0 | 0 | 0 | 0 | 0 | 0 | 0 | 0 | 0 | 0 | 0 | 0 | 0 | 0 | 0 | 0 | 0 | 0 | 0 | 0 | 0 |  | 0 | 0 | 0 | 0 | 0 | 0 | 0 | 0 | 0 | 0 | 0 | 0 | 0 | 0 | 0 | 0 | 0 | 0 | 0 | 0 | 0 | 0 | 0 | 0 | 0 | 0 | 0 | 0 | 0 | 0 | 2 | 0 | 2 | 0 | 0 | 0 | -1547.69 | -1002.9112 | 337.0526 | Collinsville-Tesla 500 kV Line | Collinsville-Tesla 500 kV Line | Birds Landing-Contra Costa 230kV Line |  | 0 | 0 | 0 | 0 | 0 | 0 | 1452.61 | 1128.4538 | 337.0526 | Birds Landing-Contra Costa 230kV Line | Tesla-Bellota 230 kV line | Birds Landing-Contra Costa 230kV Line |  | 5 | 1 | YES | 2 | 1 | 1 | NO | 1
PG&E GBA | Vasona | 230 | 0 | 0 | 0 | 0 | 0 | 0 | 0 | 0 | 0 | 0 | 0 | 0 | 0 | 0 | 0 | 0 | 0 | 0 | 0 | 0 | 0 | 0 | 0 | 0 | 0 | 0 | 0 | 0 | 0 | 0 | 0 | 0 | 0 | 0 | 0 | 0 | 0 | 0 | 0 | 0 | 0 | 0 | 0 | 0 | 0 | 0 | 0 | 0 | 0 | 0 | 0 | 0 | 1 | 0 | 0 | 0 | 0 | 0 | 0 | 1 | 0 | 0 | 0 | 0 | 0 | 0 | 0 | 0 | 0 | 0 | 0 | 0 | 0 | 0 | 0 | 0 | 0 | 0 | 0 | 0 | 0 | 0 | 0 | 0 | 0 | 0 | 0 | 0 | 0 | 0 | 0 | 0 | 0 | 0 | 0 | 0 | 1 | 1 |  | 0 | 0 | 0 | 0 | 0 | 0 | 0 | 0 | 0 | 0 | 0 | 0 | 0 | 0 | 0 | 0 | 0 | 0 | 0 | 0 | 0 | 0 | 0 | 0 | 0 | 0 | 0 | 0 | 0 | 0 | 0 | 0 | 0 | 0 | 0 | 0 | 631 | 135.75 | 1461.1652 | NEW-Metcalf-Mosslanding 500kV | NEW-Metcalf-Mosslanding 500kV | Tesla-Bellota 230 kV line |  | 0 | 0 | 0 | 0 | 0 | 0 | 631 | 135.75 | 1461.1652 | NEW-Metcalf-Mosslanding 500kV | NEW-Metcalf-Mosslanding 500kV | Tesla-Bellota 230 kV line |  | 1 | 1 | NO | 1 | 1 | 1 | NO | 1
SCE Northern | Vestal | 230 | 1 | 0 | 1 | 0 | 0 | 1 | 1 | 0 | 0 | 0 | 0 | 0 | 0 | 0 | 0 | 0 | 0 | 0 | 0 | 0 | 0 | 0 | 0 | 0 | 0 | 0 | 0 | 0 | 0 | 0 | 0 | 0 | 0 | 0 | 0 | 0 | 0 | 0 | 0 | 0 | 0 | 0 | 0 | 0 | 0 | 0 | 0 | 0 | 0 | 0 | 0 | 0 | 0 | 0 | 0 | 0 | 0 | 0 | 0 | 0 | 0 | 0 | 0 | 0 | 0 | 0 | 0 | 0 | 0 | 0 | 0 | 0 | 0 | 0 | 0 | 0 | 0 | 0 | 0 | 0 | 0 | 0 | 0 | 0 | 0 | 0 | 0 | 0 | 0 | 0 | 0 | 0 | 0 | 0 | 0 | 0 | 0 | 0 |  | 0 | 0 | 0 | 0 | 0 | 0 | 0 | 0 | 0 | 300 | 0 | 180 | 0 | 0 | 1 | 0 | 0 | 0 | 0 | 0 | 0 | 0 | 0 | 0 | 500 | 50 | 230 | 0 | 0 | 1 | 1 | 0 | 1 | 0 | 0 | 0 | -568.88 | -811.38 | 1470.64 | Antelope-Vincent Constraint | Antelope-Vincent Constraint | North of Magunden Constraint |  | 1 | 0 | 1 | 0 | 0 | 0 | -568.88 | -811.38 | 1470.64 | Antelope-Vincent Constraint | Antelope-Vincent Constraint | North of Magunden Constraint |  | 5 | 5 | NO | 5 | 1 | 1 | NO | 1
SCE Northern | Vestal | 66 | 1 | 0 | 1 | 0 | 0 | 1 | 1 | 0 | 0 | 0 | 0 | 0 | 0 | 0 | 0 | 0 | 0 | 0 | 0 | 0 | 0 | 0 | 0 | 0 | 0 | 0 | 0 | 0 | 0 | 0 | 0 | 0 | 0 | 0 | 0 | 0 | 0 | 0 | 0 | 0 | 0 | 0 | 0 | 0 | 0 | 0 | 0 | 0 | 0 | 0 | 0 | 0 | 0 | 0 | 0 | 0 | 0 | 0 | 0 | 0 | 0 | 0 | 0 | 0 | 0 | 0 | 0 | 0 | 0 | 0 | 0 | 0 | 0 | 0 | 0 | 0 | 0 | 0 | 0 | 0 | 0 | 0 | 0 | 0 | 0 | 0 | 0 | 0 | 0 | 0 | 0 | 0 | 0 | 0 | 0 | 0 | 0 | 0 |  | 0 | 0 | 0 | 0 | 0 | 0 | 0 | 0 | 0 | 0 | 0 | 80 | 0 | 0 | 1 | 0 | 0 | 0 | 0 | 0 | 0 | 0 | 0 | 0 | 0 | 0 | 80 | 0 | 0 | 1 | 1 | 0 | 1 | 0 | 0 | 0 | -568.88 | -811.38 | 1470.64 | Antelope-Vincent Constraint | Antelope-Vincent Constraint | North of Magunden Constraint |  | 1 | 0 | 1 | 0 | 0 | 0 | -568.88 | -811.38 | 1470.64 | Antelope-Vincent Constraint | Antelope-Vincent Constraint | North of Magunden Constraint |  | 5 | 5 | NO | 5 | 1 | 1 | NO | 1
SCE NOL | Victor | 115 | 0 | 0 | 0 | 0 | 0 | 0 | 0 | 0 | 0 | 0 | 0 | 0 | 1 | 1 | 0 | 0 | 0 | 0 | 0 | 0 | 0 | 0 | 0 | 0 | 0 | 0 | 0 | 0 | 0 | 0 | 0 | 0 | 0 | 0 | 0 | 0 | 0 | 0 | 0 | 0 | 0 | 0 | 0 | 0 | 0 | 0 | 0 | 0 | 0 | 0 | 0 | 0 | 0 | 0 | 0 | 0 | 0 | 0 | 0 | 0 | 0 | 0 | 0 | 0 | 0 | 0 | 0 | 0 | 0 | 0 | 0 | 0 | 0 | 0 | 0 | 0 | 0 | 0 | 0 | 0 | 0 | 0 | 0 | 0 | 0 | 0 | 0 | 0 | 0 | 0 | 0 | 0 | 0 | 0 | 0 | 0 | 0 | 2 |  | 0 | 0 | 0 | 0 | 0 | 0 | 0 | 0 | 0 | 0 | 0 | 0 | 0 | 0 | 0 | 0 | 0 | 0 | 0 | 0 | 0 | 0 | 0 | 7 | 154 | 0 | 0 | 0 | 0 | 1 | 0 | 0 | 0 | 2 | 0 | 0 | 43.77 | -137.55 | 1611.864 | Lugo Transformer Area Constraint | Lugo Transformer Area Constraint | Victor to Lugo Area Constraint |  | 0 | 0 | 0 | 2 | 0 | 0 | 43.77 | -137.55 | 1611.864 | Lugo Transformer Area Constraint | Lugo Transformer Area Constraint | Victor to Lugo Area Constraint |  | 3 | 3 | NO | 3 | 1 | 1 | NO | 1
SCE NOL | Victor | 230 | 0 | 0 | 0 | 0 | 0 | 0 | 0 | 0 | 0 | 0 | 0 | 0 | 1 | 1 | 0 | 0 | 0 | 0 | 0 | 0 | 0 | 0 | 0 | 0 | 0 | 0 | 0 | 0 | 0 | 0 | 0 | 0 | 0 | 0 | 0 | 0 | 0 | 0 | 0 | 0 | 0 | 0 | 0 | 0 | 0 | 0 | 0 | 0 | 0 | 0 | 0 | 0 | 0 | 0 | 0 | 0 | 0 | 0 | 0 | 0 | 0 | 0 | 0 | 0 | 0 | 0 | 0 | 0 | 0 | 0 | 0 | 0 | 0 | 0 | 0 | 0 | 0 | 0 | 0 | 0 | 0 | 0 | 0 | 0 | 0 | 0 | 0 | 0 | 0 | 0 | 0 | 0 | 0 | 0 | 0 | 0 | 0 | 2 |  | 0 | 0 | 0 | 0 | 0 | 0 | 0 | 0 | 5 | 0 | 0 | 0 | 0 | 0 | 1 | 0 | 0 | 0 | 0 | 0 | 0 | 0 | 0 | 5 | 0 | 0 | 0 | 0 | 0 | 1 | 0 | 0 | 0 | 2 | 0 | 0 | 43.77 | -137.55 | 1611.864 | Lugo Transformer Area Constraint | Lugo Transformer Area Constraint | Victor to Lugo Area Constraint |  | 0 | 0 | 0 | 2 | 0 | 0 | 43.77 | -137.55 | 1611.864 | Lugo Transformer Area Constraint | Lugo Transformer Area Constraint | Victor to Lugo Area Constraint |  | 3 | 3 | NO | 3 | 1 | 1 | NO | 1
SCE Metro | Viejo | 230 | 0 | 0 | 0 | 0 | 0 | 0 | 0 | 0 | 0 | 1 | 0 | 0 | 0 | 0 | 0 | 0 | 0 | 0 | 0 | 0 | 0 | 0 | 0 | 0 | 0 | 0 | 0 | 0 | 0 | 0 | 0 | 0 | 0 | 0 | 0 | 0 | 0 | 0 | 0 | 0 | 0 | 0 | 0 | 0 | 0 | 0 | 0 | 0 | 0 | 0 | 0 | 0 | 0 | 0 | 0 | 0 | 0 | 0 | 0 | 0 | 0 | 0 | 0 | 0 | 0 | 0 | 0 | 0 | 0 | 0 | 0 | 0 | 0 | 0 | 0 | 0 | 0 | 0 | 0 | 0 | 0 | 0 | 0 | 0 | 0 | 0 | 0 | 0 | 0 | 0 | 0 | 0 | 0 | 0 | 0 | 0 | 0 | 0 |  | 0 | 0 | 0 | 0 | 0 | 0 | 0 | 0 | 0 | 0 | 0 | 0 | 0 | 0 | 0 | 0 | 0 | 0 | 0 | 0 | 0 | 0 | 0 | 0 | 0 | 0 | 0 | 0 | 0 | 0 | 0 | 0 | 0 | 0 | 0 | 0 | 3800.7188 | 8091.008 | 21779.8411 | SCE Metro Area Default Constraint | SCE Metro Area Default Constraint | SCE Metro Area Default Constraint |  | 0 | 0 | 0 | 0 | 0 | 0 | 3800.7188 | 8091.008 | 21779.8411 | SCE Metro Area Default Constraint | SCE Metro Area Default Constraint | SCE Metro Area Default Constraint |  | 1 | 1 | NO | 1 | 1 | 1 | NO | 1
PG&E GBA | Vierra | 115 | 0 | 0 | 0 | 0 | 0 | 0 | 0 | 0 | 0 | 0 | 0 | 0 | 0 | 0 | 0 | 0 | 0 | 0 | 0 | 0 | 0 | 0 | 0 | 0 | 0 | 0 | 0 | 0 | 0 | 0 | 0 | 0 | 0 | 0 | 0 | 0 | 0 | 0 | 0 | 0 | 0 | 0 | 0 | 0 | 0 | 1 | 0 | 0 | 0 | 0 | 0 | 0 | 0 | 0 | 0 | 1 | 0 | 1 | 0 | 1 | 0 | 0 | 0 | 0 | 0 | 1 | 0 | 0 | 0 | 0 | 0 | 0 | 0 | 0 | 0 | 0 | 0 | 0 | 0 | 0 | 0 | 0 | 0 | 0 | 0 | 0 | 0 | 0 | 0 | 0 | 0 | 0 | 0 | 0 | 0 | 0 | 0 | 0 |  | 0 | 0 | 0 | 0 | 0 | 0 | 0 | 0 | 0 | 0 | 0 | 0 | 0 | 0 | 0 | 0 | 0 | 0 | 0 | 0 | 0 | 0 | 0 | 2.975 | 0 | 0 | 92 | 0 | 0 | 1 | 2 | 0 | 1 | 0 | 0 | 0 | -364.5 | -312.19 | 543.909 | Bellota-Weber 230kV line | Bellota-Weber 230kV line | Kasson Jct-Heinz 115 kV line |  | 1 | 0 | 0 | 0 | 0 | 0 | -52.2 | 5.59 | 543.909 | Kasson Jct-Heinz 115 kV line | Kasson Jct-Heinz 115 kV line | Kasson Jct-Heinz 115 kV line |  | 5 | 5 | NO | 5 | 1 | 1 | NO | 1
SCE Metro | Villa Park | 230 | 0 | 0 | 0 | 0 | 0 | 0 | 0 | 0 | 0 | 1 | 0 | 0 | 0 | 0 | 0 | 0 | 0 | 0 | 0 | 0 | 0 | 0 | 0 | 0 | 0 | 0 | 0 | 0 | 0 | 0 | 0 | 0 | 0 | 0 | 0 | 0 | 0 | 0 | 0 | 0 | 0 | 0 | 0 | 0 | 0 | 0 | 0 | 0 | 0 | 0 | 0 | 0 | 0 | 0 | 0 | 0 | 0 | 0 | 0 | 0 | 0 | 0 | 0 | 0 | 0 | 0 | 0 | 0 | 0 | 0 | 0 | 0 | 0 | 0 | 0 | 0 | 0 | 0 | 0 | 0 | 0 | 0 | 0 | 0 | 0 | 0 | 0 | 0 | 0 | 0 | 0 | 0 | 0 | 0 | 0 | 0 | 0 | 0 |  | 0 | 0 | 0 | 0 | 0 | 0 | 0 | 0 | 0 | 0 | 0 | 0 | 0 | 0 | 0 | 0 | 0 | 0 | 0 | 0 | 0 | 0 | 0 | 0 | 0 | 0 | 0 | 0 | 0 | 0 | 0 | 0 | 0 | 0 | 0 | 0 | 3800.7188 | 8091.008 | 21779.8411 | SCE Metro Area Default Constraint | SCE Metro Area Default Constraint | SCE Metro Area Default Constraint |  | 0 | 0 | 0 | 0 | 0 | 0 | 3800.7188 | 8091.008 | 21779.8411 | SCE Metro Area Default Constraint | SCE Metro Area Default Constraint | SCE Metro Area Default Constraint |  | 1 | 1 | NO | 1 | 1 | 1 | NO | 1
SCE Northern | Vincent | 230 | 0 | 1 | 0 | 0 | 0 | 0 | 0 | 0 | 0 | 0 | 0 | 0 | 0 | 0 | 0 | 0 | 0 | 0 | 0 | 0 | 0 | 0 | 0 | 0 | 0 | 0 | 0 | 0 | 0 | 0 | 0 | 0 | 0 | 0 | 0 | 0 | 0 | 0 | 0 | 0 | 0 | 0 | 0 | 0 | 0 | 0 | 0 | 0 | 0 | 0 | 0 | 0 | 0 | 0 | 0 | 0 | 0 | 0 | 0 | 0 | 0 | 0 | 0 | 0 | 0 | 0 | 0 | 0 | 0 | 0 | 0 | 0 | 0 | 0 | 0 | 0 | 0 | 0 | 0 | 0 | 0 | 0 | 0 | 0 | 0 | 0 | 0 | 0 | 0 | 0 | 0 | 0 | 0 | 0 | 0 | 0 | 0 | 0 |  | 0 | 0 | 0 | 0 | 0 | 0 | 0 | 0 | 0 | 0 | 0 | 340 | 0 | 0 | 1 | 0 | 0 | 0 | 0 | 0 | 0 | 0 | 0 | 0 | 0 | 0 | 399 | 0 | 0 | 1 | 0 | 0 | 0 | 0 | 0 | 0 | 1256.28 | 252.14 | 7690.34 | Vincent-Lugo Constraint | Vincent-Lugo Constraint | Vincent-Lugo Constraint |  | 0 | 0 | 0 | 0 | 0 | 0 | 1256.28 | 252.14 | 7690.34 | Vincent-Lugo Constraint | Vincent-Lugo Constraint | Vincent-Lugo Constraint |  | 1 | 1 | NO | 1 | 1 | 1 | NO | 1
SCE Northern | Vincent | 500 | 0 | 1 | 0 | 0 | 0 | 0 | 0 | 0 | 0 | 0 | 0 | 0 | 0 | 0 | 0 | 0 | 0 | 0 | 0 | 0 | 0 | 0 | 0 | 0 | 0 | 0 | 0 | 0 | 0 | 0 | 0 | 0 | 0 | 0 | 0 | 0 | 0 | 0 | 0 | 0 | 0 | 0 | 0 | 0 | 0 | 0 | 0 | 0 | 0 | 0 | 0 | 0 | 0 | 0 | 0 | 0 | 0 | 0 | 0 | 0 | 0 | 0 | 0 | 0 | 0 | 0 | 0 | 0 | 0 | 0 | 0 | 0 | 0 | 0 | 0 | 0 | 0 | 0 | 0 | 0 | 0 | 0 | 0 | 0 | 0 | 0 | 0 | 0 | 0 | 0 | 0 | 0 | 0 | 0 | 0 | 0 | 0 | 0 |  | 0 | 0 | 0 | 0 | 0 | 0 | 0 | 0 | 0 | 0 | 0 | 0 | 0 | 0 | 0 | 0 | 0 | 0 | 0 | 0 | 0 | 0 | 0 | 0 | 2050 | 0 | 0 | 0 | 0 | 1 | 0 | 0 | 0 | 0 | 0 | 0 | 1256.28 | 252.14 | 7690.34 | Vincent-Lugo Constraint | Vincent-Lugo Constraint | Vincent-Lugo Constraint |  | 0 | 0 | 0 | 0 | 0 | 0 | 1256.28 | 252.14 | 7690.34 | Vincent-Lugo Constraint | Vincent-Lugo Constraint | Vincent-Lugo Constraint |  | 1 | 1 | NO | 1 | 1 | 1 | NO | 1
PG&E GBA | Vineyard | 230 | 0 | 0 | 0 | 0 | 0 | 0 | 0 | 0 | 0 | 0 | 0 | 0 | 0 | 0 | 0 | 0 | 0 | 0 | 0 | 0 | 0 | 0 | 0 | 0 | 0 | 0 | 0 | 0 | 0 | 0 | 0 | 0 | 0 | 0 | 0 | 0 | 0 | 0 | 0 | 1 | 0 | 0 | 0 | 0 | 0 | 0 | 0 | 0 | 0 | 0 | 0 | 0 | 0 | 0 | 0 | 1 | 0 | 0 | 0 | 1 | 0 | 0 | 0 | 0 | 0 | 0 | 1 | 0 | 0 | 0 | 0 | 0 | 0 | 0 | 0 | 0 | 0 | 0 | 0 | 0 | 0 | 0 | 0 | 0 | 0 | 0 | 0 | 0 | 0 | 0 | 0 | 0 | 0 | 0 | 0 | 0 | 0 | 0 |  | 0 | 0 | 0 | 0 | 0 | 0 | 0 | 0 | 0 | 0 | 0 | 0 | 0 | 0 | 0 | 0 | 0 | 0 | 0 | 0 | 0 | 0 | 0 | 0 | 0 | 0 | 0 | 0 | 0 | 0 | 2 | 0 | 2 | 0 | 0 | 0 | -1547.69 | -1002.9112 | 337.0526 | Collinsville-Tesla 500 kV Line | Collinsville-Tesla 500 kV Line | Birds Landing-Contra Costa 230kV Line |  | 0 | 0 | 0 | 0 | 0 | 0 | 1452.61 | 1128.4538 | 337.0526 | Birds Landing-Contra Costa 230kV Line | Tesla-Bellota 230 kV line | Birds Landing-Contra Costa 230kV Line |  | 5 | 1 | YES | 2 | 1 | 1 | NO | 1
SDGE | Vineyard | 69 | 0 | 0 | 0 | 0 | 0 | 0 | 0 | 0 | 0 | 0 | 0 | 0 | 0 | 0 | 0 | 0 | 0 | 0 | 0 | 0 | 0 | 0 | 0 | 0 | 0 | 0 | 0 | 0 | 0 | 0 | 1 | 0 | 1 | 0 | 0 | 0 | 1 | 0 | 0 | 0 | 0 | 0 | 0 | 0 | 0 | 0 | 0 | 0 | 0 | 0 | 0 | 0 | 0 | 0 | 0 | 0 | 0 | 0 | 0 | 0 | 0 | 0 | 0 | 0 | 0 | 0 | 0 | 0 | 0 | 0 | 0 | 0 | 0 | 0 | 0 | 0 | 0 | 0 | 0 | 0 | 0 | 0 | 0 | 0 | 0 | 0 | 0 | 0 | 0 | 0 | 0 | 0 | 0 | 0 | 0 | 0 | 0 | 3 |  | 0 | 0 | 0 | 0 | 0 | 0 | 0 | 0 | 0 | 0 | 0 | 0 | 0 | 0 | 0 | 0 | 0 | 0 | 0 | 0 | 0 | 0 | 0 | 0 | 0 | 0 | 0 | 0 | 0 | 0 | 0 | 1 | 0 | 2 | 0 | 0 | -99.1 | -698.67 | 216.1064 | San Luis Rey-San Onofre 230 kV line constraint | San Luis Rey-San Onofre 230 kV line constraint | Silvergate-Old Town 230 kV constraint |  | 0 | 1 | 0 | 2 | 0 | 0 | -99.1 | -698.67 | 216.1064 | San Luis Rey-San Onofre 230 kV line constraint | San Luis Rey-San Onofre 230 kV line constraint | Silvergate-Old Town 230 kV constraint |  | 4 | 4 | NO | 4 | 1 | 1 | NO | 1
SCE Eastern | Vista (SCE) | 230 | 0 | 0 | 0 | 0 | 0 | 0 | 0 | 0 | 0 | 0 | 0 | 0 | 0 | 0 | 0 | 0 | 0 | 0 | 0 | 1 | 0 | 1 | 0 | 0 | 0 | 0 | 0 | 0 | 0 | 0 | 0 | 0 | 0 | 0 | 0 | 0 | 0 | 0 | 0 | 0 | 0 | 0 | 0 | 0 | 0 | 0 | 0 | 0 | 0 | 0 | 0 | 0 | 0 | 0 | 0 | 0 | 0 | 0 | 0 | 0 | 0 | 0 | 0 | 0 | 0 | 0 | 0 | 0 | 0 | 0 | 0 | 0 | 0 | 0 | 0 | 0 | 0 | 0 | 0 | 0 | 0 | 0 | 0 | 0 | 0 | 0 | 0 | 0 | 0 | 0 | 0 | 0 | 0 | 0 | 0 | 0 | 0 | 1 |  | 0 | 0 | 0 | 0 | 0 | 0 | 0 | 0 | 0 | 0 | 0 | 0 | 0 | 0 | 0 | 0 | 0 | 0 | 0 | 0 | 0 | 0 | 0 | 0 | 300 | 0 | 0 | 0 | 0 | 1 | 1 | 2 | 1 | 2 | 0 | 0 | -3014.166 | -2415.89 | 4051.236 | Serrano-Alberhill-Valley Constraint | Etiwanda-Rancho Vista Constraint | Serrano-Alberhill-Valley Constraint |  | 1 | 3 | 1 | 3 | 0 | 0 | -1492.166 | -2415.89 | 4353.39 | Serrano-Alberhill-Valley Constraint | Etiwanda-Rancho Vista Constraint | Etiwanda-Rancho Vista Constraint |  | 5 | 5 | NO | 5 | 1 | 1 | NO | 1
EOP | Vista (VEA) | 138 | 0 | 0 | 0 | 0 | 0 | 0 | 0 | 0 | 0 | 0 | 0 | 0 | 0 | 0 | 0 | 0 | 0 | 0 | 0 | 0 | 0 | 0 | 1 | 1 | 1 | 0 | 0 | 0 | 0 | 0 | 0 | 0 | 0 | 0 | 0 | 0 | 0 | 0 | 0 | 0 | 0 | 0 | 0 | 0 | 0 | 0 | 0 | 0 | 0 | 0 | 0 | 0 | 0 | 0 | 0 | 0 | 0 | 0 | 0 | 0 | 0 | 0 | 0 | 0 | 0 | 0 | 0 | 0 | 0 | 0 | 0 | 0 | 0 | 0 | 0 | 0 | 0 | 0 | 0 | 0 | 0 | 0 | 0 | 0 | 0 | 0 | 0 | 0 | 0 | 0 | 0 | 0 | 0 | 0 | 0 | 0 | 0 | 2 |  | 0 | 0 | 0 | 0 | 0 | 0 | 0 | 0 | 0 | 0 | 0 | 0 | 0 | 0 | 0 | 0 | 0 | 0 | 0 | 0 | 0 | 0 | 0 | 0 | 0 | 0 | 0 | 0 | 0 | 0 | 1 | 1 | 1 | 0 | 0 | 1 | -4343.191 | -2038.908 | -1396.283 | Lugo - Victorville area constraint | Lugo - Victorville area constraint | Lugo - Victorville area constraint |  | 0 | 1 | 0 | 0 | 0 | 0 | -160.5 | 1398.25 | 3367.55 | Sloan Canyon - Eldorado 500 kV constraint | Sloan Canyon - Eldorado 500 kV constraint | GLW 230kV area constraint |  | 5 | 3 | YES | 3 | 4 | 1 | YES | 2
EOP | Vista (VEA) | 230 | 0 | 0 | 0 | 0 | 0 | 0 | 0 | 0 | 0 | 0 | 0 | 0 | 0 | 0 | 0 | 0 | 0 | 0 | 0 | 0 | 0 | 0 | 1 | 1 | 1 | 0 | 0 | 0 | 0 | 0 | 0 | 0 | 0 | 0 | 0 | 0 | 0 | 0 | 0 | 0 | 0 | 0 | 0 | 0 | 0 | 0 | 0 | 0 | 0 | 0 | 0 | 0 | 0 | 0 | 0 | 0 | 0 | 0 | 0 | 0 | 0 | 0 | 0 | 0 | 0 | 0 | 0 | 0 | 0 | 0 | 0 | 0 | 0 | 0 | 0 | 0 | 0 | 0 | 0 | 0 | 0 | 0 | 0 | 0 | 0 | 0 | 0 | 0 | 0 | 0 | 0 | 0 | 0 | 0 | 0 | 0 | 0 | 2 |  | 0 | 0 | 0 | 0 | 0 | 0 | 0 | 0 | 0 | 0 | 0 | 0 | 0 | 0 | 0 | 0 | 0 | 0 | 0 | 0 | 0 | 0 | 0 | 0 | 0 | 0 | 0 | 0 | 0 | 0 | 1 | 1 | 1 | 0 | 0 | 1 | -4343.191 | -2038.908 | -1396.283 | Lugo - Victorville area constraint | Lugo - Victorville area constraint | Lugo - Victorville area constraint |  | 0 | 1 | 0 | 0 | 0 | 0 | -160.5 | 1398.25 | 3367.55 | Sloan Canyon - Eldorado 500 kV constraint | Sloan Canyon - Eldorado 500 kV constraint | GLW 230kV area constraint |  | 5 | 3 | YES | 3 | 4 | 1 | YES | 2
PG&E FRESNO | Wahtoke | 115 | 0 | 0 | 0 | 0 | 0 | 0 | 0 | 0 | 0 | 0 | 0 | 0 | 0 | 0 | 0 | 0 | 0 | 0 | 0 | 0 | 0 | 0 | 0 | 0 | 0 | 0 | 0 | 0 | 0 | 0 | 0 | 0 | 0 | 0 | 0 | 0 | 0 | 0 | 0 | 0 | 0 | 0 | 0 | 0 | 0 | 0 | 0 | 0 | 0 | 0 | 0 | 0 | 0 | 0 | 0 | 0 | 0 | 0 | 0 | 0 | 0 | 0 | 0 | 0 | 0 | 0 | 0 | 0 | 1 | 0 | 0 | 0 | 0 | 0 | 0 | 0 | 0 | 0 | 0 | 1 | 0 | 1 | 0 | 1 | 0 | 1 | 0 | 0 | 0 | 0 | 0 | 0 | 0 | 0 | 0 | 0 | 0 | 1 |  | 0 | 0 | 0 | 0 | 0 | 0 | 0 | 0 | 0 | 0 | 0 | 0 | 0 | 0 | 0 | 0 | 0 | 0 | 0 | 0 | 0 | 0 | 0 | 0 | 0 | 0 | 0 | 0 | 0 | 0 | 1 | 0 | 2 | 1 | 1 | 0 | -222.55 | -4686.972 | -3687.5882 | Chowchilla-Le grand 115kV Line | Gates 500/230kV TB #11 | Gates 500/230kV TB #11 |  | 0 | 0 | 0 | 1 | 0 | 0 | 244.55 | -31.24 | 251.3788 | Los Banos 500/230kV TB | Los Banos 500/230kV TB | Gates-Arco 230 kV Line |  | 5 | 3 | YES | 3 | 5 | 1 | YES | 2
SCE Northern | Wakefield | 66 | 0 | 0 | 1 | 0 | 1 | 0 | 0 | 0 | 0 | 0 | 0 | 0 | 0 | 0 | 0 | 0 | 0 | 0 | 0 | 0 | 0 | 0 | 0 | 0 | 1 | 0 | 0 | 0 | 0 | 0 | 0 | 0 | 0 | 0 | 0 | 0 | 0 | 0 | 0 | 0 | 0 | 0 | 0 | 0 | 0 | 0 | 0 | 0 | 0 | 0 | 0 | 0 | 0 | 0 | 0 | 0 | 0 | 0 | 0 | 0 | 0 | 0 | 0 | 0 | 0 | 0 | 0 | 0 | 0 | 0 | 0 | 0 | 0 | 0 | 0 | 0 | 0 | 0 | 0 | 0 | 0 | 0 | 0 | 0 | 0 | 0 | 0 | 0 | 0 | 0 | 0 | 0 | 0 | 0 | 0 | 0 | 0 | 0 |  | 0 | 0 | 0 | 0 | 0 | 0 | 0 | 0 | 0 | 0 | 0 | 30 | 0 | 0 | 1 | 0 | 0 | 0 | 0 | 0 | 0 | 0 | 0 | 0 | 200 | 0 | 60 | 0 | 0 | 1 | 1 | 0 | 1 | 0 | 0 | 1 | -4343.191 | -2038.908 | -1396.283 | Lugo - Victorville area constraint | Lugo - Victorville area constraint | Lugo - Victorville area constraint |  | 0 | 0 | 0 | 0 | 0 | 0 | 448 | 554 | 2967 | Moorpark-Pardee Constraint | Moorpark-Pardee Constraint | Moorpark-Pardee Constraint |  | 5 | 1 | YES | 2 | 4 | 1 | YES | 2
SCE Metro | Walnut | 230 | 0 | 0 | 0 | 0 | 0 | 0 | 0 | 0 | 0 | 1 | 0 | 0 | 0 | 0 | 0 | 0 | 0 | 0 | 0 | 0 | 0 | 0 | 0 | 0 | 0 | 0 | 0 | 0 | 0 | 0 | 0 | 0 | 0 | 0 | 0 | 0 | 0 | 0 | 0 | 0 | 0 | 0 | 0 | 0 | 0 | 0 | 0 | 0 | 0 | 0 | 0 | 0 | 0 | 0 | 0 | 0 | 0 | 0 | 0 | 0 | 0 | 0 | 0 | 0 | 0 | 0 | 0 | 0 | 0 | 0 | 0 | 0 | 0 | 0 | 0 | 0 | 0 | 0 | 0 | 0 | 0 | 0 | 0 | 0 | 0 | 0 | 0 | 0 | 0 | 0 | 0 | 0 | 0 | 0 | 0 | 0 | 0 | 0 |  | 0 | 0 | 0 | 0 | 0 | 0 | 0 | 0 | 0 | 0 | 0 | 0 | 0 | 0 | 0 | 0 | 0 | 0 | 0 | 0 | 0 | 0 | 0 | 0 | 0 | 0 | 400 | 0 | 0 | 1 | 0 | 0 | 0 | 0 | 0 | 0 | 3800.7188 | 8091.008 | 21779.8411 | SCE Metro Area Default Constraint | SCE Metro Area Default Constraint | SCE Metro Area Default Constraint |  | 0 | 0 | 0 | 0 | 0 | 0 | 3800.7188 | 8091.008 | 21779.8411 | SCE Metro Area Default Constraint | SCE Metro Area Default Constraint | SCE Metro Area Default Constraint |  | 1 | 1 | NO | 1 | 1 | 1 | NO | 1
SCE Northern | Warne | 230 | 0 | 0 | 1 | 0 | 0 | 0 | 1 | 0 | 0 | 0 | 0 | 0 | 0 | 0 | 0 | 0 | 0 | 0 | 0 | 0 | 0 | 0 | 0 | 0 | 1 | 0 | 0 | 0 | 0 | 0 | 0 | 0 | 0 | 0 | 0 | 0 | 0 | 0 | 0 | 0 | 0 | 0 | 0 | 0 | 0 | 0 | 0 | 0 | 0 | 0 | 0 | 0 | 0 | 0 | 0 | 0 | 0 | 0 | 0 | 0 | 0 | 0 | 0 | 0 | 0 | 0 | 0 | 0 | 0 | 0 | 0 | 0 | 0 | 0 | 0 | 0 | 0 | 0 | 0 | 0 | 0 | 0 | 0 | 0 | 0 | 0 | 0 | 0 | 0 | 0 | 0 | 0 | 0 | 0 | 0 | 0 | 0 | 0 |  | 0 | 0 | 0 | 0 | 0 | 0 | 0 | 0 | 0 | 0 | 0 | 0 | 0 | 0 | 0 | 0 | 0 | 0 | 0 | 0 | 0 | 0 | 0 | 0 | 0 | 0 | 0 | 0 | 0 | 0 | 1 | 0 | 1 | 0 | 0 | 1 | -4343.191 | -2038.908 | -1396.283 | Lugo - Victorville area constraint | Lugo - Victorville area constraint | Lugo - Victorville area constraint |  | 0 | 0 | 0 | 0 | 0 | 0 | 258 | 29.5 | 2003.79 | South of Magunden Constraint | South of Magunden Constraint | South of Magunden Constraint |  | 5 | 1 | YES | 2 | 4 | 1 | YES | 2
PG&E GBA | Warnerville | 230 | 0 | 0 | 0 | 0 | 0 | 0 | 0 | 0 | 0 | 0 | 0 | 0 | 0 | 0 | 0 | 0 | 0 | 0 | 0 | 0 | 0 | 0 | 0 | 0 | 0 | 0 | 0 | 0 | 0 | 0 | 0 | 0 | 0 | 0 | 0 | 0 | 0 | 0 | 0 | 0 | 0 | 0 | 0 | 0 | 0 | 1 | 0 | 0 | 0 | 0 | 0 | 0 | 0 | 0 | 0 | 0 | 0 | 0 | 0 | 1 | 1 | 0 | 0 | 0 | 0 | 0 | 0 | 0 | 0 | 0 | 0 | 0 | 0 | 0 | 0 | 0 | 0 | 0 | 1 | 1 | 0 | 1 | 1 | 0 | 1 | 0 | 0 | 1 | 1 | 1 | 0 | 0 | 1 | 0 | 0 | 0 | 0 | 1 |  | 0 | 0 | 0 | 0 | 0 | 0 | 0 | 0 | 0 | 0 | 0 | 0 | 0 | 0 | 0 | 0 | 0 | 0 | 0 | 0 | 0 | 0 | 0 | 0 | 0 | 0 | 0 | 0 | 0 | 0 | 2 | 0 | 4 | 0 | 3 | 0 | -656.8 | -4686.972 | -3687.5882 | Borden-Storey #1 230kV line | Gates 500/230kV TB #11 | Gates 500/230kV TB #11 |  | 0 | 0 | 0 | 0 | 0 | 0 | 95.5 | 147.81 | 126.1276 | Bellota-Weber 230kV line | Bellota-Weber 230kV line | Oro Loma-El Nido 115kV Line |  | 5 | 1 | YES | 2 | 5 | 1 | YES | 2
PG&E FRESNO | Waukena | 115 | 0 | 0 | 0 | 0 | 0 | 0 | 0 | 0 | 0 | 0 | 0 | 0 | 0 | 0 | 0 | 0 | 0 | 0 | 0 | 0 | 0 | 0 | 0 | 0 | 0 | 0 | 0 | 0 | 0 | 0 | 0 | 0 | 0 | 0 | 0 | 0 | 0 | 0 | 0 | 0 | 0 | 0 | 0 | 0 | 0 | 0 | 0 | 0 | 0 | 0 | 0 | 0 | 0 | 0 | 0 | 0 | 0 | 0 | 0 | 0 | 0 | 0 | 0 | 0 | 0 | 0 | 0 | 0 | 1 | 0 | 0 | 0 | 0 | 0 | 0 | 0 | 0 | 0 | 0 | 1 | 0 | 1 | 0 | 1 | 0 | 1 | 0 | 0 | 0 | 0 | 0 | 0 | 0 | 0 | 0 | 0 | 0 | 1 |  | 0 | 0 | 0 | 0 | 0 | 0 | 0 | 0 | 0 | 0 | 0 | 0 | 0 | 0 | 0 | 0 | 0 | 0 | 0 | 0 | 0 | 0 | 0 | 0 | 0 | 0 | 0 | 0 | 0 | 0 | 1 | 0 | 2 | 1 | 1 | 0 | -222.55 | -4686.972 | -3687.5882 | Chowchilla-Le grand 115kV Line | Gates 500/230kV TB #11 | Gates 500/230kV TB #11 |  | 0 | 0 | 0 | 1 | 0 | 0 | 244.55 | -31.24 | 251.3788 | Los Banos 500/230kV TB | Los Banos 500/230kV TB | Gates-Arco 230 kV Line |  | 5 | 3 | YES | 3 | 5 | 1 | YES | 2
PG&E GBA | Weber | 230 | 0 | 0 | 0 | 0 | 0 | 0 | 0 | 0 | 0 | 0 | 0 | 0 | 0 | 0 | 0 | 0 | 0 | 0 | 0 | 0 | 0 | 0 | 0 | 0 | 0 | 0 | 0 | 0 | 0 | 0 | 0 | 0 | 0 | 0 | 0 | 0 | 0 | 0 | 0 | 0 | 0 | 0 | 0 | 0 | 0 | 1 | 0 | 0 | 0 | 0 | 0 | 0 | 0 | 0 | 0 | 0 | 0 | 0 | 0 | 1 | 1 | 0 | 0 | 0 | 0 | 0 | 0 | 0 | 0 | 0 | 0 | 0 | 0 | 0 | 0 | 0 | 0 | 0 | 0 | 0 | 0 | 0 | 0 | 0 | 0 | 0 | 0 | 0 | 0 | 0 | 0 | 0 | 0 | 0 | 0 | 0 | 0 | 0 |  | 0 | 0 | 0 | 0 | 0 | 0 | 0 | 0 | 0 | 0 | 0 | 0 | 0 | 0 | 0 | 0 | 0 | 0 | 0 | 0 | 0 | 0 | 0 | 0 | 0 | 0 | 0 | 0 | 0 | 0 | 1 | 0 | 1 | 0 | 0 | 0 | -364.5 | -312.19 | 978.6798 | Bellota-Weber 230kV line | Bellota-Weber 230kV line | Bellota-Weber 230kV line |  | 0 | 0 | 0 | 0 | 0 | 0 | 95.5 | 147.81 | 978.6798 | Bellota-Weber 230kV line | Bellota-Weber 230kV line | Bellota-Weber 230kV line |  | 5 | 1 | YES | 2 | 1 | 1 | NO | 1
PG&E GBA | Weber | 60 | 0 | 0 | 0 | 0 | 0 | 0 | 0 | 0 | 0 | 0 | 0 | 0 | 0 | 0 | 0 | 0 | 0 | 0 | 0 | 0 | 0 | 0 | 0 | 0 | 0 | 0 | 0 | 0 | 0 | 0 | 0 | 0 | 0 | 0 | 0 | 0 | 0 | 0 | 0 | 0 | 0 | 0 | 0 | 0 | 0 | 1 | 0 | 0 | 0 | 0 | 0 | 0 | 0 | 0 | 0 | 0 | 0 | 0 | 0 | 1 | 1 | 0 | 0 | 0 | 0 | 0 | 0 | 0 | 0 | 0 | 0 | 0 | 0 | 0 | 0 | 0 | 0 | 0 | 0 | 0 | 0 | 0 | 0 | 0 | 0 | 0 | 0 | 0 | 0 | 0 | 0 | 0 | 0 | 0 | 0 | 0 | 0 | 0 |  | 0 | 0 | 0 | 0 | 0 | 0 | 0 | 0 | 0 | 0 | 0 | 0 | 0 | 0 | 0 | 0 | 0 | 0 | 0 | 0 | 0 | 0 | 0 | 0 | 0 | 0 | 20 | 0 | 0 | 1 | 1 | 0 | 1 | 0 | 0 | 0 | -364.5 | -312.19 | 978.6798 | Bellota-Weber 230kV line | Bellota-Weber 230kV line | Bellota-Weber 230kV line |  | 0 | 0 | 0 | 0 | 0 | 0 | 95.5 | 147.81 | 978.6798 | Bellota-Weber 230kV line | Bellota-Weber 230kV line | Bellota-Weber 230kV line |  | 5 | 1 | YES | 2 | 1 | 1 | NO | 1
PG&E FRESNO | West Fresno | 115 | 0 | 0 | 0 | 0 | 0 | 0 | 0 | 0 | 0 | 0 | 0 | 0 | 0 | 0 | 0 | 0 | 0 | 0 | 0 | 0 | 0 | 0 | 0 | 0 | 0 | 0 | 0 | 0 | 0 | 0 | 0 | 0 | 0 | 0 | 0 | 0 | 0 | 0 | 0 | 0 | 0 | 0 | 0 | 0 | 0 | 1 | 0 | 0 | 0 | 0 | 0 | 0 | 0 | 0 | 0 | 0 | 0 | 0 | 0 | 0 | 0 | 0 | 0 | 0 | 0 | 0 | 0 | 0 | 0 | 0 | 0 | 0 | 0 | 0 | 0 | 0 | 0 | 0 | 1 | 1 | 0 | 1 | 0 | 0 | 0 | 1 | 0 | 0 | 0 | 1 | 0 | 0 | 0 | 0 | 0 | 0 | 0 | 1 |  | 0 | 0 | 0 | 0 | 0 | 0 | 0 | 0 | 0 | 0 | 0 | 0 | 0 | 0 | 0 | 0 | 0 | 0 | 0 | 0 | 0 | 0 | 0 | 0 | 0 | 0 | 0 | 0 | 0 | 0 | 2 | 0 | 4 | 1 | 3 | 0 | -656.8 | -4686.972 | -3687.5882 | Borden-Storey #1 230kV line | Gates 500/230kV TB #11 | Gates 500/230kV TB #11 |  | 0 | 0 | 0 | 1 | 0 | 0 | 95.5 | -31.24 | 825.2366 | Bellota-Weber 230kV line | Los Banos 500/230kV TB | Tranquility-Helm 230kV Line |  | 5 | 3 | YES | 3 | 5 | 1 | YES | 2
PG&E FRESNO | Westley | 230 | 0 | 0 | 0 | 0 | 0 | 0 | 0 | 0 | 0 | 0 | 0 | 0 | 0 | 0 | 0 | 0 | 0 | 0 | 0 | 0 | 0 | 0 | 0 | 0 | 0 | 0 | 0 | 0 | 0 | 0 | 0 | 0 | 0 | 0 | 0 | 0 | 0 | 0 | 0 | 0 | 0 | 0 | 0 | 0 | 0 | 0 | 0 | 0 | 0 | 0 | 0 | 0 | 0 | 0 | 0 | 0 | 0 | 0 | 0 | 0 | 0 | 0 | 0 | 0 | 0 | 0 | 0 | 0 | 0 | 0 | 0 | 0 | 0 | 0 | 0 | 0 | 0 | 0 | 0 | 0 | 0 | 0 | 0 | 0 | 0 | 1 | 0 | 0 | 0 | 0 | 0 | 0 | 0 | 0 | 0 | 0 | 0 | 1 |  | 0 | 0 | 0 | 0 | 0 | 0 | 0 | 0 | 0 | 0 | 0 | 0 | 0 | 0 | 0 | 0 | 0 | 0 | 0 | 0 | 0 | 0 | 0 | 0 | 0 | 0 | 0 | 900 | 0 | 1 | 0 | 0 | 0 | 1 | 0 | 0 | 244.55 | -31.24 | 6075.7036 | Los Banos 500/230kV TB | Los Banos 500/230kV TB | Los Banos 500/230kV TB |  | 0 | 0 | 0 | 1 | 0 | 0 | 244.55 | -31.24 | 6075.7036 | Los Banos 500/230kV TB | Los Banos 500/230kV TB | Los Banos 500/230kV TB |  | 3 | 3 | NO | 3 | 1 | 1 | NO | 1
PG&E KERN | Westpark | 115 | 0 | 0 | 0 | 0 | 0 | 0 | 0 | 0 | 0 | 0 | 0 | 0 | 0 | 0 | 0 | 0 | 0 | 0 | 0 | 0 | 0 | 0 | 0 | 0 | 0 | 0 | 0 | 0 | 0 | 0 | 0 | 0 | 0 | 0 | 0 | 0 | 0 | 0 | 0 | 0 | 0 | 0 | 0 | 0 | 0 | 0 | 0 | 0 | 0 | 0 | 0 | 0 | 0 | 0 | 0 | 0 | 0 | 0 | 0 | 0 | 0 | 0 | 0 | 0 | 0 | 0 | 0 | 1 | 1 | 0 | 0 | 0 | 0 | 0 | 0 | 0 | 0 | 0 | 0 | 1 | 0 | 0 | 0 | 0 | 0 | 0 | 0 | 0 | 0 | 0 | 0 | 0 | 0 | 0 | 0 | 0 | 0 | 0 |  | 0 | 0 | 0 | 0 | 0 | 0 | 0 | 0 | 0 | 0 | 0 | 0 | 0 | 0 | 0 | 0 | 0 | 0 | 0 | 0 | 0 | 0 | 0 | 0 | 0 | 0 | 0 | 0 | 0 | 0 | 0 | 0 | 1 | 0 | 1 | 0 | 120.85 | -4686.972 | -3687.5882 | Cal Flat-Gates 230 kV line | Gates 500/230kV TB #11 | Gates 500/230kV TB #11 |  | 0 | 0 | 0 | 0 | 0 | 0 | 120.85 | 383.59 | 251.3788 | Cal Flat-Gates 230 kV line | Cal Flat-Gates 230 kV line | Gates-Arco 230 kV Line |  | 5 | 1 | YES | 2 | 5 | 1 | YES | 2
PG&E KERN | Wheeler Ridge | 230 | 0 | 0 | 0 | 0 | 0 | 0 | 0 | 0 | 0 | 0 | 0 | 0 | 0 | 0 | 0 | 0 | 0 | 0 | 0 | 0 | 0 | 0 | 0 | 0 | 0 | 0 | 0 | 0 | 0 | 0 | 0 | 0 | 0 | 0 | 0 | 0 | 0 | 0 | 0 | 0 | 0 | 0 | 0 | 0 | 0 | 0 | 0 | 0 | 0 | 0 | 0 | 0 | 0 | 0 | 0 | 0 | 0 | 0 | 0 | 0 | 0 | 0 | 0 | 0 | 0 | 0 | 0 | 0 | 0 | 0 | 0 | 0 | 0 | 0 | 0 | 0 | 1 | 0 | 1 | 1 | 0 | 0 | 0 | 0 | 0 | 0 | 0 | 0 | 0 | 0 | 0 | 0 | 0 | 0 | 1 | 0 | 0 | 0 |  | 0 | 0 | 0 | 0 | 0 | 0 | 0 | 0 | 0 | 100 | 0 | 0 | 0 | 0 | 1 | 0 | 0 | 0 | 0 | 0 | 0 | 0 | 0 | 0 | 600 | 0 | 0 | 0 | 0 | 1 | 0 | 0 | 4 | 0 | 2 | 1 | 119.27 | -4686.972 | -3687.5882 | Gates 500/230kV TB #12 | Gates 500/230kV TB #11 | Gates 500/230kV TB #11 |  | 0 | 0 | 1 | 0 | 0 | 0 | 208.4 | -104.8 | 5.29 | Midway-Buena Vista Jct 230kV Line | Midway-Buena Vista Jct 230kV Line | Midway-Buena Vista Jct 230kV Line |  | 5 | 5 | NO | 5 | 5 | 1 | YES | 2
PG&E KERN | Wheeler Ridge | 115 | 0 | 0 | 0 | 0 | 0 | 0 | 0 | 0 | 0 | 0 | 0 | 0 | 0 | 0 | 0 | 0 | 0 | 0 | 0 | 0 | 0 | 0 | 0 | 0 | 0 | 0 | 0 | 0 | 0 | 0 | 0 | 0 | 0 | 0 | 0 | 0 | 0 | 0 | 0 | 0 | 0 | 0 | 0 | 0 | 0 | 0 | 0 | 0 | 0 | 0 | 0 | 0 | 0 | 0 | 0 | 0 | 0 | 0 | 0 | 0 | 0 | 0 | 0 | 0 | 0 | 0 | 0 | 1 | 1 | 0 | 0 | 0 | 0 | 0 | 0 | 0 | 0 | 0 | 0 | 1 | 0 | 0 | 0 | 0 | 0 | 0 | 0 | 0 | 0 | 0 | 0 | 0 | 0 | 0 | 0 | 0 | 0 | 0 |  | 0 | 0 | 0 | 0 | 0 | 0 | 0 | 0 | 0 | 0 | 0 | 0 | 0 | 0 | 0 | 0 | 0 | 0 | 0 | 0 | 0 | 0 | 0 | 0 | 0 | 0 | 0 | 0 | 0 | 0 | 0 | 0 | 1 | 0 | 1 | 0 | 120.85 | -4686.972 | -3687.5882 | Cal Flat-Gates 230 kV line | Gates 500/230kV TB #11 | Gates 500/230kV TB #11 |  | 0 | 0 | 0 | 0 | 0 | 0 | 120.85 | 383.59 | 251.3788 | Cal Flat-Gates 230 kV line | Cal Flat-Gates 230 kV line | Gates-Arco 230 kV Line |  | 5 | 1 | YES | 2 | 5 | 1 | YES | 2
PG&E KERN | Wheeler Ridge | 70 | 0 | 0 | 0 | 0 | 0 | 0 | 0 | 0 | 0 | 0 | 0 | 0 | 0 | 0 | 0 | 0 | 0 | 0 | 0 | 0 | 0 | 0 | 0 | 0 | 0 | 0 | 0 | 0 | 0 | 0 | 0 | 0 | 0 | 0 | 0 | 0 | 0 | 0 | 0 | 0 | 0 | 0 | 0 | 0 | 0 | 0 | 0 | 0 | 0 | 0 | 0 | 0 | 0 | 0 | 0 | 0 | 0 | 0 | 0 | 0 | 0 | 0 | 0 | 0 | 0 | 0 | 0 | 0 | 0 | 0 | 0 | 0 | 0 | 0 | 0 | 0 | 1 | 0 | 1 | 1 | 0 | 0 | 0 | 0 | 0 | 0 | 0 | 0 | 0 | 0 | 0 | 0 | 0 | 0 | 1 | 0 | 0 | 0 |  | 0 | 0 | 0 | 0 | 0 | 0 | 0 | 0 | 0 | 100 | 0 | 0 | 0 | 0 | 1 | 0 | 0 | 0 | 0 | 0 | 0 | 0 | 0 | 0 | 100 | 0 | 92 | 0 | 0 | 1 | 0 | 0 | 4 | 0 | 2 | 1 | 119.27 | -4686.972 | -3687.5882 | Gates 500/230kV TB #12 | Gates 500/230kV TB #11 | Gates 500/230kV TB #11 |  | 0 | 0 | 1 | 0 | 0 | 0 | 208.4 | -104.8 | 5.29 | Midway-Buena Vista Jct 230kV Line | Midway-Buena Vista Jct 230kV Line | Midway-Buena Vista Jct 230kV Line |  | 5 | 5 | NO | 5 | 5 | 1 | YES | 2
SCE Northern | Whirlwind | 230 | 1 | 1 | 0 | 0 | 0 | 0 | 0 | 0 | 0 | 0 | 0 | 0 | 0 | 0 | 0 | 0 | 0 | 0 | 0 | 0 | 0 | 0 | 0 | 0 | 0 | 0 | 0 | 0 | 0 | 0 | 0 | 0 | 0 | 0 | 0 | 0 | 0 | 0 | 0 | 0 | 0 | 0 | 0 | 0 | 0 | 0 | 0 | 0 | 0 | 0 | 0 | 0 | 0 | 0 | 0 | 0 | 0 | 0 | 0 | 0 | 0 | 0 | 0 | 0 | 0 | 0 | 0 | 0 | 0 | 0 | 0 | 0 | 0 | 0 | 0 | 0 | 0 | 0 | 0 | 0 | 0 | 0 | 0 | 0 | 0 | 0 | 0 | 0 | 0 | 0 | 0 | 0 | 0 | 0 | 0 | 0 | 0 | 0 |  | 0 | 0 | 0 | 0 | 0 | 0 | 0 | 0 | 0 | 174 | 0 | 235 | 0 | 200 | 1 | 0 | 0 | 0 | 0 | 0 | 0 | 0 | 0 | 0 | 1574 | 188 | 785 | 523 | 500 | 1 | 1 | 0 | 1 | 0 | 0 | 0 | -568.88 | -811.38 | 7690.34 | Antelope-Vincent Constraint | Antelope-Vincent Constraint | Vincent-Lugo Constraint |  | 1 | 0 | 1 | 0 | 0 | 0 | -568.88 | -811.38 | 7690.34 | Antelope-Vincent Constraint | Antelope-Vincent Constraint | Vincent-Lugo Constraint |  | 5 | 5 | NO | 5 | 1 | 1 | NO | 1
SCE Northern | Whirlwind | 500 | 1 | 1 | 0 | 0 | 0 | 0 | 0 | 0 | 0 | 0 | 0 | 0 | 0 | 0 | 0 | 0 | 0 | 0 | 0 | 0 | 0 | 0 | 0 | 0 | 0 | 0 | 0 | 0 | 0 | 0 | 0 | 0 | 0 | 0 | 0 | 0 | 0 | 0 | 0 | 0 | 0 | 0 | 0 | 0 | 0 | 0 | 0 | 0 | 0 | 0 | 0 | 0 | 0 | 0 | 0 | 0 | 0 | 0 | 0 | 0 | 0 | 0 | 0 | 0 | 0 | 0 | 0 | 0 | 0 | 0 | 0 | 0 | 0 | 0 | 0 | 0 | 0 | 0 | 0 | 0 | 0 | 0 | 0 | 0 | 0 | 0 | 0 | 0 | 0 | 0 | 0 | 0 | 0 | 0 | 0 | 0 | 0 | 0 |  | 0 | 0 | 0 | 0 | 0 | 0 | 0 | 0 | 0 | 0 | 0 | 0 | 0 | 0 | 0 | 0 | 0 | 0 | 0 | 0 | 0 | 0 | 0 | 0 | 1247 | 0 | 0 | 0 | 906 | 1 | 1 | 0 | 1 | 0 | 0 | 0 | -568.88 | -811.38 | 7690.34 | Antelope-Vincent Constraint | Antelope-Vincent Constraint | Vincent-Lugo Constraint |  | 1 | 0 | 1 | 0 | 0 | 0 | -568.88 | -811.38 | 7690.34 | Antelope-Vincent Constraint | Antelope-Vincent Constraint | Vincent-Lugo Constraint |  | 5 | 5 | NO | 5 | 1 | 1 | NO | 1
PG&E GBA | Whisman | 115 | 0 | 0 | 0 | 0 | 0 | 0 | 0 | 0 | 0 | 0 | 0 | 0 | 0 | 0 | 0 | 0 | 0 | 0 | 0 | 0 | 0 | 0 | 0 | 0 | 0 | 0 | 0 | 0 | 0 | 0 | 0 | 0 | 0 | 0 | 0 | 0 | 0 | 0 | 0 | 0 | 0 | 0 | 0 | 0 | 0 | 0 | 0 | 0 | 0 | 0 | 0 | 0 | 1 | 0 | 0 | 1 | 0 | 0 | 0 | 0 | 0 | 0 | 0 | 0 | 0 | 0 | 0 | 0 | 0 | 0 | 0 | 0 | 0 | 0 | 0 | 0 | 0 | 0 | 0 | 0 | 0 | 0 | 0 | 0 | 0 | 0 | 0 | 0 | 0 | 0 | 0 | 0 | 0 | 0 | 0 | 0 | 1 | 1 |  | 0 | 0 | 0 | 0 | 0 | 0 | 0 | 0 | 0 | 0 | 0 | 0 | 0 | 0 | 0 | 0 | 0 | 0 | 0 | 0 | 0 | 0 | 0 | 0 | 0 | 0 | 0 | 0 | 0 | 0 | 0 | 0 | 0 | 0 | 0 | 0 | 631 | 135.75 | 4322.36 | NEW-Metcalf-Mosslanding 500kV | NEW-Metcalf-Mosslanding 500kV | Sobrante-Moraga 230 kV line |  | 0 | 0 | 0 | 0 | 0 | 0 | 631 | 135.75 | 4322.36 | NEW-Metcalf-Mosslanding 500kV | NEW-Metcalf-Mosslanding 500kV | Sobrante-Moraga 230 kV line |  | 1 | 1 | NO | 1 | 1 | 1 | NO | 1
SCE Eastern | Wildlife | 230 | 0 | 0 | 0 | 0 | 0 | 0 | 0 | 0 | 0 | 0 | 0 | 0 | 0 | 0 | 0 | 0 | 0 | 0 | 0 | 1 | 0 | 1 | 0 | 0 | 0 | 0 | 0 | 0 | 0 | 0 | 0 | 0 | 0 | 0 | 0 | 0 | 0 | 0 | 0 | 0 | 0 | 0 | 0 | 0 | 0 | 0 | 0 | 0 | 0 | 0 | 0 | 0 | 0 | 0 | 0 | 0 | 0 | 0 | 0 | 0 | 0 | 0 | 0 | 0 | 0 | 0 | 0 | 0 | 0 | 0 | 0 | 0 | 0 | 0 | 0 | 0 | 0 | 0 | 0 | 0 | 0 | 0 | 0 | 0 | 0 | 0 | 0 | 0 | 0 | 0 | 0 | 0 | 0 | 0 | 0 | 0 | 0 | 1 |  | 0 | 0 | 0 | 0 | 0 | 0 | 0 | 0 | 0 | 0 | 0 | 0 | 0 | 0 | 0 | 0 | 0 | 0 | 0 | 0 | 0 | 0 | 0 | 0 | 0 | 0 | 0 | 0 | 0 | 0 | 1 | 2 | 1 | 2 | 0 | 0 | -3014.166 | -2415.89 | 4051.236 | Serrano-Alberhill-Valley Constraint | Etiwanda-Rancho Vista Constraint | Serrano-Alberhill-Valley Constraint |  | 1 | 3 | 1 | 3 | 0 | 0 | -1492.166 | -2415.89 | 4353.39 | Serrano-Alberhill-Valley Constraint | Etiwanda-Rancho Vista Constraint | Etiwanda-Rancho Vista Constraint |  | 5 | 5 | NO | 5 | 1 | 1 | NO | 1
PG&E FRESNO | Wilson | 115 | 0 | 0 | 0 | 0 | 0 | 0 | 0 | 0 | 0 | 0 | 0 | 0 | 0 | 0 | 0 | 0 | 0 | 0 | 0 | 0 | 0 | 0 | 0 | 0 | 0 | 0 | 0 | 0 | 0 | 0 | 0 | 0 | 0 | 0 | 0 | 0 | 0 | 0 | 0 | 0 | 0 | 0 | 0 | 0 | 0 | 1 | 0 | 0 | 0 | 0 | 0 | 0 | 0 | 0 | 0 | 0 | 0 | 0 | 0 | 1 | 0 | 0 | 0 | 0 | 0 | 0 | 0 | 0 | 0 | 0 | 0 | 0 | 0 | 0 | 0 | 0 | 0 | 0 | 1 | 1 | 0 | 1 | 1 | 0 | 1 | 1 | 0 | 1 | 1 | 1 | 0 | 0 | 1 | 0 | 0 | 0 | 0 | 2 |  | 0 | 0 | 0 | 0 | 0 | 0 | 0 | 0 | 0 | 0 | 0 | 0 | 0 | 0 | 0 | 0 | 0 | 0 | 0 | 0 | 0 | 0 | 0 | 0 | 0 | 0 | 0 | 0 | 0 | 0 | 2 | 0 | 4 | 1 | 3 | 0 | -656.8 | -4686.972 | -3687.5882 | Borden-Storey #1 230kV line | Gates 500/230kV TB #11 | Gates 500/230kV TB #11 |  | 0 | 0 | 0 | 1 | 0 | 0 | 95.5 | -31.24 | 126.1276 | Bellota-Weber 230kV line | Los Banos 500/230kV TB | Oro Loma-El Nido 115kV Line |  | 5 | 3 | YES | 3 | 5 | 1 | YES | 2
PG&E FRESNO | Wilson | 230 | 0 | 0 | 0 | 0 | 0 | 0 | 0 | 0 | 0 | 0 | 0 | 0 | 0 | 0 | 0 | 0 | 0 | 0 | 0 | 0 | 0 | 0 | 0 | 0 | 0 | 0 | 0 | 0 | 0 | 0 | 0 | 0 | 0 | 0 | 0 | 0 | 0 | 0 | 0 | 0 | 0 | 0 | 0 | 0 | 0 | 1 | 0 | 0 | 0 | 0 | 0 | 0 | 0 | 0 | 0 | 0 | 0 | 0 | 0 | 1 | 0 | 0 | 0 | 0 | 0 | 0 | 0 | 0 | 0 | 0 | 0 | 0 | 0 | 0 | 0 | 0 | 0 | 0 | 1 | 1 | 0 | 1 | 1 | 1 | 1 | 1 | 0 | 1 | 1 | 1 | 0 | 0 | 1 | 0 | 1 | 0 | 0 | 2 |  | 0 | 0 | 0 | 0 | 0 | 0 | 0 | 0 | 0 | 0 | 0 | 0 | 0 | 0 | 0 | 0 | 0 | 0 | 0 | 0 | 0 | 0 | 0 | 0 | 0 | 0 | 0 | 0 | 0 | 0 | 3 | 0 | 6 | 1 | 3 | 1 | -656.8 | -4686.972 | -3687.5882 | Borden-Storey #1 230kV line | Gates 500/230kV TB #11 | Gates 500/230kV TB #11 |  | 0 | 0 | 0 | 1 | 0 | 0 | 95.5 | -31.24 | 126.1276 | Bellota-Weber 230kV line | Los Banos 500/230kV TB | Oro Loma-El Nido 115kV Line |  | 5 | 3 | YES | 3 | 5 | 1 | YES | 2
SCE Northern | Windhub | 230 | 1 | 1 | 0 | 1 | 0 | 0 | 0 | 0 | 0 | 0 | 0 | 0 | 0 | 0 | 0 | 0 | 0 | 0 | 0 | 0 | 0 | 0 | 0 | 0 | 0 | 0 | 0 | 0 | 0 | 0 | 0 | 0 | 0 | 0 | 0 | 0 | 0 | 0 | 0 | 0 | 0 | 0 | 0 | 0 | 0 | 0 | 0 | 0 | 0 | 0 | 0 | 0 | 0 | 0 | 0 | 0 | 0 | 0 | 0 | 0 | 0 | 0 | 0 | 0 | 0 | 0 | 0 | 0 | 0 | 0 | 0 | 0 | 0 | 0 | 0 | 0 | 0 | 0 | 0 | 0 | 0 | 0 | 0 | 0 | 0 | 0 | 0 | 0 | 0 | 0 | 0 | 0 | 0 | 0 | 0 | 0 | 0 | 0 |  | 0 | 0 | 0 | 0 | 0 | 0 | 0 | 0 | 0 | 68 | 0 | 547 | 0 | 0 | 1 | 0 | 0 | 0 | 0 | 0 | 0 | 0 | 0 | 0 | 68 | 1020 | 1047 | 0 | 0 | 1 | 1 | 0 | 1 | 0 | 0 | 0 | -568.88 | -811.38 | 3200.73 | Antelope-Vincent Constraint | Antelope-Vincent Constraint | Windhub Constraint |  | 1 | 0 | 1 | 0 | 0 | 0 | -568.88 | -811.38 | 3200.73 | Antelope-Vincent Constraint | Antelope-Vincent Constraint | Windhub Constraint |  | 5 | 5 | NO | 5 | 1 | 1 | NO | 1
SCE Northern | Windhub | 500 | 1 | 1 | 0 | 1 | 0 | 0 | 0 | 0 | 0 | 0 | 0 | 0 | 0 | 0 | 0 | 0 | 0 | 0 | 0 | 0 | 0 | 0 | 0 | 0 | 0 | 0 | 0 | 0 | 0 | 0 | 0 | 0 | 0 | 0 | 0 | 0 | 0 | 0 | 0 | 0 | 0 | 0 | 0 | 0 | 0 | 0 | 0 | 0 | 0 | 0 | 0 | 0 | 0 | 0 | 0 | 0 | 0 | 0 | 0 | 0 | 0 | 0 | 0 | 0 | 0 | 0 | 0 | 0 | 0 | 0 | 0 | 0 | 0 | 0 | 0 | 0 | 0 | 0 | 0 | 0 | 0 | 0 | 0 | 0 | 0 | 0 | 0 | 0 | 0 | 0 | 0 | 0 | 0 | 0 | 0 | 0 | 0 | 0 |  | 0 | 0 | 0 | 0 | 0 | 0 | 0 | 0 | 0 | 0 | 0 | 0 | 0 | 0 | 0 | 0 | 0 | 0 | 0 | 0 | 0 | 0 | 0 | 0 | 153 | 0 | 15 | 0 | 480 | 1 | 1 | 0 | 1 | 0 | 0 | 0 | -568.88 | -811.38 | 3200.73 | Antelope-Vincent Constraint | Antelope-Vincent Constraint | Windhub Constraint |  | 1 | 0 | 1 | 0 | 0 | 0 | -568.88 | -811.38 | 3200.73 | Antelope-Vincent Constraint | Antelope-Vincent Constraint | Windhub Constraint |  | 5 | 5 | NO | 5 | 1 | 1 | NO | 1
PG&E GBA | Windmaster | 230 | 0 | 0 | 0 | 0 | 0 | 0 | 0 | 0 | 0 | 0 | 0 | 0 | 0 | 0 | 0 | 0 | 0 | 0 | 0 | 0 | 0 | 0 | 0 | 0 | 0 | 0 | 0 | 0 | 0 | 0 | 0 | 0 | 0 | 0 | 0 | 0 | 0 | 0 | 0 | 1 | 0 | 0 | 0 | 0 | 0 | 0 | 0 | 0 | 0 | 0 | 0 | 0 | 0 | 1 | 0 | 1 | 0 | 0 | 0 | 0 | 0 | 0 | 0 | 0 | 0 | 1 | 0 | 0 | 0 | 0 | 0 | 0 | 0 | 0 | 0 | 0 | 0 | 0 | 0 | 0 | 0 | 0 | 0 | 0 | 0 | 0 | 0 | 0 | 0 | 0 | 0 | 0 | 0 | 0 | 0 | 0 | 0 | 0 |  | 0 | 0 | 0 | 0 | 0 | 0 | 0 | 0 | 0 | 0 | 0 | 0 | 0 | 0 | 0 | 0 | 0 | 0 | 0 | 0 | 0 | 0 | 0 | 0 | 0 | 0 | 0 | 0 | 0 | 0 | 2 | 0 | 1 | 0 | 0 | 0 | -1547.69 | -1002.9112 | 977.7909 | Collinsville-Tesla 500 kV Line | Collinsville-Tesla 500 kV Line | Collinsville-Tesla 500 kV Line |  | 0 | 0 | 0 | 0 | 0 | 0 | 2856.56 | 2425.6138 | 977.7909 | Tesla-Tracy-Pump 230 kV line #2 | Tesla-Tracy-Pump 230 kV line #2 | Collinsville-Tesla 500 kV Line |  | 5 | 1 | YES | 2 | 1 | 1 | NO | 1
PG&E NGBA | Windsor | 60 | 0 | 0 | 0 | 0 | 0 | 0 | 0 | 0 | 0 | 0 | 0 | 0 | 0 | 0 | 0 | 0 | 0 | 0 | 0 | 0 | 0 | 0 | 0 | 0 | 0 | 0 | 0 | 0 | 0 | 0 | 0 | 0 | 0 | 0 | 0 | 0 | 0 | 0 | 0 | 1 | 0 | 0 | 0 | 0 | 0 | 0 | 0 | 0 | 0 | 0 | 0 | 0 | 1 | 0 | 0 | 0 | 0 | 0 | 0 | 0 | 0 | 0 | 0 | 0 | 0 | 0 | 1 | 0 | 0 | 0 | 0 | 0 | 0 | 0 | 0 | 0 | 0 | 0 | 0 | 0 | 0 | 0 | 0 | 0 | 0 | 0 | 0 | 0 | 0 | 0 | 0 | 0 | 0 | 0 | 0 | 0 | 0 | 1 |  | 0 | 0 | 0 | 0 | 0 | 0 | 0 | 0 | 0 | 0 | 0 | 0 | 0 | 0 | 0 | 0 | 0 | 0 | 0 | 0 | 0 | 0 | 0 | 0 | 0 | 0 | 0 | 0 | 0 | 0 | 2 | 0 | 2 | 0 | 0 | 0 | -1547.69 | -1002.9112 | 337.0526 | Collinsville-Tesla 500 kV Line | Collinsville-Tesla 500 kV Line | Birds Landing-Contra Costa 230kV Line |  | 0 | 0 | 0 | 0 | 0 | 0 | 1452.61 | 1744.7038 | 337.0526 | Birds Landing-Contra Costa 230kV Line | Birds Landing-Contra Costa 230kV Line | Birds Landing-Contra Costa 230kV Line |  | 5 | 1 | YES | 2 | 1 | 1 | NO | 1
PG&E NGBA | Woodland | 115 | 0 | 0 | 0 | 0 | 0 | 0 | 0 | 0 | 0 | 0 | 0 | 0 | 0 | 0 | 0 | 0 | 0 | 0 | 0 | 0 | 0 | 0 | 0 | 0 | 0 | 0 | 0 | 0 | 0 | 0 | 0 | 0 | 0 | 0 | 0 | 0 | 0 | 0 | 0 | 1 | 1 | 0 | 1 | 0 | 1 | 1 | 0 | 1 | 0 | 0 | 0 | 0 | 0 | 0 | 0 | 0 | 0 | 0 | 0 | 1 | 1 | 0 | 0 | 0 | 0 | 0 | 0 | 0 | 0 | 0 | 0 | 0 | 0 | 0 | 0 | 0 | 0 | 0 | 0 | 0 | 0 | 0 | 0 | 0 | 0 | 0 | 0 | 0 | 0 | 0 | 0 | 0 | 0 | 0 | 0 | 0 | 0 | 0 |  | 0 | 0 | 0 | 0 | 0 | 0 | 0 | 0 | 0 | 0 | 0 | 0 | 0 | 0 | 0 | 0 | 0 | 0 | 0 | 0 | 0 | 0 | 0 | 0 | 0 | 12 | 0 | 0 | 0 | 1 | 3 | 0 | 2 | 0 | 0 | 1 | -1547.69 | -1002.9112 | -105.76 | Collinsville-Tesla 500 kV Line | Collinsville-Tesla 500 kV Line | Woodland- Davis 115kV line |  | 1 | 0 | 0 | 0 | 0 | 1 | -59.55 | 8.65 | -105.76 | Woodland- Davis 115kV line | Woodland- Davis 115kV line | Woodland- Davis 115kV line |  | 5 | 5 | NO | 5 | 3 | 3 | NO | 3
PG&E FRESNO | Woodward | 115 | 0 | 0 | 0 | 0 | 0 | 0 | 0 | 0 | 0 | 0 | 0 | 0 | 0 | 0 | 0 | 0 | 0 | 0 | 0 | 0 | 0 | 0 | 0 | 0 | 0 | 0 | 0 | 0 | 0 | 0 | 0 | 0 | 0 | 0 | 0 | 0 | 0 | 0 | 0 | 0 | 0 | 0 | 0 | 0 | 0 | 0 | 0 | 0 | 0 | 0 | 0 | 0 | 0 | 0 | 0 | 0 | 0 | 0 | 0 | 0 | 0 | 0 | 0 | 0 | 0 | 0 | 0 | 0 | 0 | 0 | 0 | 0 | 0 | 0 | 0 | 0 | 0 | 0 | 0 | 1 | 0 | 1 | 1 | 1 | 0 | 1 | 0 | 1 | 0 | 0 | 0 | 0 | 1 | 0 | 0 | 0 | 0 | 1 |  | 0 | 0 | 0 | 0 | 0 | 0 | 0 | 0 | 0 | 0 | 0 | 0 | 0 | 0 | 0 | 0 | 0 | 0 | 0 | 0 | 0 | 0 | 0 | 0 | 0 | 0 | 0 | 0 | 0 | 0 | 1 | 0 | 2 | 1 | 1 | 0 | -222.55 | -4686.972 | -3687.5882 | Chowchilla-Le grand 115kV Line | Gates 500/230kV TB #11 | Gates 500/230kV TB #11 |  | 0 | 0 | 0 | 1 | 0 | 0 | 244.55 | -31.24 | 126.1276 | Los Banos 500/230kV TB | Los Banos 500/230kV TB | Oro Loma-El Nido 115kV Line |  | 5 | 3 | YES | 3 | 5 | 1 | YES | 2
PG&E NGBA | Wyandotte | 115 | 0 | 0 | 0 | 0 | 0 | 0 | 0 | 0 | 0 | 0 | 0 | 0 | 0 | 0 | 0 | 0 | 0 | 0 | 0 | 0 | 0 | 0 | 0 | 0 | 0 | 0 | 0 | 0 | 0 | 0 | 0 | 0 | 0 | 0 | 0 | 0 | 0 | 0 | 0 | 1 | 0 | 0 | 0 | 0 | 1 | 1 | 1 | 1 | 0 | 0 | 0 | 0 | 0 | 0 | 0 | 0 | 0 | 0 | 0 | 1 | 1 | 0 | 0 | 0 | 0 | 0 | 0 | 0 | 0 | 0 | 0 | 0 | 0 | 0 | 0 | 0 | 0 | 0 | 0 | 0 | 0 | 0 | 0 | 0 | 0 | 0 | 0 | 0 | 0 | 0 | 0 | 0 | 0 | 0 | 0 | 0 | 0 | 0 |  | 0 | 0 | 0 | 0 | 0 | 0 | 0 | 0 | 0 | 0 | 0 | 0 | 0 | 0 | 0 | 0 | 0 | 0 | 0 | 0 | 0 | 0 | 0 | 0 | 0 | 0 | 0 | 0 | 0 | 0 | 2 | 0 | 2 | 0 | 0 | 0 | -1547.69 | -1002.9112 | 18.3836 | Collinsville-Tesla 500 kV Line | Collinsville-Tesla 500 kV Line | Rio Oso-Lockeford 230kV line |  | 0 | 0 | 0 | 0 | 0 | 0 | 50 | 50 | 18.3836 | Rocklin-Pleaseant grove 115kV line | Rocklin-Pleaseant grove 115kV line | Rio Oso-Lockeford 230kV line |  | 5 | 1 | YES | 2 | 1 | 1 | NO | 1

## Tx_Calculator_2041
|  | CAISO Study Area | SCE Northern Area | [7 empty] | SCE Metro Area |  | SCE North of Lugo Area |  |  |  |  | SCE Eastern Area | [6 empty] | East of Pisgah Area |  |  | SDG&E Study Area | [13 empty] | PG&E North of Greater Bay Area | [9 empty] | PG&E Greater Bay Area | [17 empty] | PG&E Kern Area | [9 empty] | PG&E Fresno Area
White Paper Constraint Info |  | White Paper Name | Antelope-Vincent Constraint | Vincent-Lugo Constraint | Pardee-Sylmar Constraint | Windhub Constraint | Moorpark-Pardee Constraint | North of Magunden Constraint | South of Magunden Constraint | Antelope-Neenach Constraint | Hinson - Del Amo Constraint | SCE Metro Area Default Constraint | Control to Inyokern area constraint | South of Kramer Area Constraint | Victor to Lugo Area Constraint | Lugo Transformer Area Constraint | Calcite to Lugo Area Constraint | Colorado River 500/230 kV Constraint | DCRT Constraint | Devers-Red Bluff Constraint | Eagle Mountain Constraint | Etiwanda-Rancho Vista Constraint | Red Bluff 500/230 kV Constraint | Serrano-Alberhill-Valley Constraint | GLW 230kV area constraint | Sloan Canyon - Eldorado 500 kV constraint | Lugo - Victorville area constraint | Capistrano-San Onofre 230 kV constraint | Chicarita 138 kV constraint | El Cajon 69 kV constraint | Internal San Diego Area constraint | Miguel 69 kV constraint | Encina - San Luis Rey 230 kV constraint | East of Miguel constraint | San Luis Rey-San Onofre 230 kV line constraint | Ocean Ranch 69 kV constraint | Otay Mesa 230 kV constraint | Silvergate - Bay Blvd 230 kV constraint | Silvergate-Old Town 230 kV constraint | Talega 230 kV constraint | Trabuco-Capistrano 138 kV constraint | Collinsville-Tesla 500 kV Line | Woodland- Davis 115kV line | Cortina-Eagle Rock 115 kV line | Bell-Placer 115kV Line | Carberry-Round Mountain 230kV Line | Rocklin-Pleaseant grove 115kV line | Bellota-Weber 230kV line | Rio Oso-Brighton 230kV line | Rio Oso-Lockeford 230kV line | Humboldt Offshore Wind constraint | Dumbarton-Newark 115 kV line | Eastshore-San Mateo 230 kV line | Lakeville-Ignacio 230 kV line | Sobrante-Moraga 230 kV line | Windmaster-Delta pumps 230 kV line | Contra Costa- Windmaster 230 kV line | Tesla-Tracy-Pump 230 kV line #2 | Contra Costa #1 115kV Line | Kasson Jct-Heinz 115 kV line | Newark-Newark Distribution 115 kV line | Tesla-Bellota 230 kV line | Eight Mile-Tesla 230 kV line | Grant - Eastshore #2 line 115 kV | Salado-Crow Creek Sw Sta 60 kV line | Tesla-Salado 115 kV line | Morganhill-Metcalf 115kV Line | Tesla-Tracy Pump 230 kV Line #1 | Birds Landing-Contra Costa 230kV Line | Cal Flat-Gates 230 kV line | Gates-Arco 230 kV Line | Smyrna-Atwell Jct 115kV Line | Kern 230/115kV TB #4 | Maricopa-Copus 70 kV line | Midway-Taft 115 kV line | Kern-Tevis-Stockdale-Lamont 115kV line | Midway 230/115kV TB #3 | Semitropic-Midway 115kV Line | Midway-Buena Vista Jct 230kV Line | Manning 500kV | Gates 500/230kV TB #12 | Gates 500/230kV TB #11 | Gates 230/70kV TB #5 | Tranquility-Helm 230kV Line | Dairyland-Chowchilla 115kV Line | Chowchilla-Le grand 115kV Line | NEW- Melones-Cottle 230kV line | Los Banos 500/230kV TB | Schindler 115/70kV TB #1 | Panoche- Mendota 115 kV line | Panoche-Oro Loma 115kV Line | Borden-Storey #1 230kV line | Merced 115/70kV TB#2 | Helm 230/70kV TB #1 | Oro Loma-El Nido 115kV Line | Diablo-Gates 500 kV line | Mustang-Henrietta 230 kV line | Gates-Panoche 230 kV #1 and #2 Lines | NEW-Metcalf-Mosslanding 500kV
|  | CAISO Study Area | SCE Northern Area | SCE Northern Area | SCE Northern Area | SCE Northern Area | SCE Northern Area | SCE Northern Area | SCE Northern Area | SCE Northern Area | SCE Metro Area | SCE Metro Area | SCE North of Lugo Area | SCE North of Lugo Area | SCE North of Lugo Area | SCE North of Lugo Area | SCE North of Lugo Area | SCE Eastern Area | SCE Eastern Area | SCE Eastern Area | SCE Eastern Area | SCE Eastern Area | SCE Eastern Area | SCE Eastern Area | East of Pisgah Area | East of Pisgah Area | East of Pisgah Area | SDG&E Study Area | SDG&E Study Area | SDG&E Study Area | SDG&E Study Area | SDG&E Study Area | SDG&E Study Area | SDG&E Study Area | SDG&E Study Area | SDG&E Study Area | SDG&E Study Area | SDG&E Study Area | SDG&E Study Area | SDG&E Study Area | SDG&E Study Area | PG&E North of Greater Bay Area | PG&E North of Greater Bay Area | PG&E North of Greater Bay Area | PG&E North of Greater Bay Area | PG&E North of Greater Bay Area | PG&E North of Greater Bay Area | PG&E North of Greater Bay Area | PG&E North of Greater Bay Area | PG&E North of Greater Bay Area | PG&E North of Greater Bay Area | PG&E Greater Bay Area | PG&E Greater Bay Area | PG&E Greater Bay Area | PG&E Greater Bay Area | PG&E Greater Bay Area | PG&E Greater Bay Area | PG&E Greater Bay Area | PG&E Greater Bay Area | PG&E Greater Bay Area | PG&E Greater Bay Area | PG&E Greater Bay Area | PG&E Greater Bay Area | PG&E Greater Bay Area | PG&E Greater Bay Area | PG&E Greater Bay Area | PG&E Greater Bay Area | PG&E Greater Bay Area | PG&E Greater Bay Area | PG&E Kern Area | PG&E Kern Area | PG&E Kern Area | PG&E Kern Area | PG&E Kern Area | PG&E Kern Area | PG&E Kern Area | PG&E Kern Area | PG&E Kern Area | PG&E Kern Area | PG&E Fresno Area | PG&E Fresno Area | PG&E Fresno Area | PG&E Fresno Area | PG&E Fresno Area | PG&E Fresno Area | PG&E Fresno Area | PG&E Fresno Area | PG&E Fresno Area | PG&E Fresno Area | PG&E Fresno Area | PG&E Fresno Area | PG&E Fresno Area | PG&E Fresno Area | PG&E Fresno Area | PG&E Fresno Area | PG&E Fresno Area | PG&E Fresno Area | PG&E Fresno Area | PG&E Fresno Area
|  | PTO area | SCE | SCE | SCE | SCE | SCE | SCE | SCE | SCE | SCE | SCE | SCE | SCE | SCE | SCE | SCE | SCE | SCE | SCE | SCE | SCE | SCE | SCE | VEA | VEA | SCE | SDGE | SDGE | SDGE | SDGE | SDGE | SDGE | SDGE | SDGE | SDGE | SDGE | SDGE | SDGE | SDGE | SDGE | PGE | PGE | PGE | PGE | PGE | PGE | PGE | PGE | PGE | PGE | PGE | PGE | PGE | PGE | PGE | PGE | PGE | PGE | PGE | PGE | PGE | PGE | PGE | PGE | PGE | PGE | PGE | PGE | PGE | PGE | PGE | PGE | PGE | PGE | PGE | PGE | PGE | PGE | PGE | PGE | PGE | PGE | PGE | PGE | PGE | PGE | PGE | PGE | PGE | PGE | PGE | PGE | PGE | PGE | PGE | PGE | PGE | PGE
|  | Wind/Solar Designation Area | Solar | Solar | Solar | Solar | Solar | Solar | Solar | Solar | Solar | Solar | Solar | Solar | Solar | Solar | Solar | Solar | Solar | Solar | Solar | Solar | Solar | Solar | Solar | Solar | Solar | Solar | Solar | Solar | Solar | Solar | Solar | Solar | Solar | Solar | Solar | Solar | Solar | Solar | Solar | Wind | Wind | Wind | Wind | Wind | Wind | Wind | Wind | Wind | Wind | Wind | Wind | Wind | Wind | Wind | Wind | Wind | Wind | Wind | Wind | Wind | Wind | Wind | Wind | Wind | Wind | Wind | Wind | Solar | Solar | Solar | Solar | Solar | Solar | Solar | Solar | Solar | Solar | Solar | Solar | Solar | Solar | Solar | Solar | Solar | Solar | Solar | Solar | Solar | Solar | Solar | Solar | Solar | Solar | Solar | Solar | Solar | Solar
White Paper Constraint Initial Capacity |  | FCDS | 6149.12 | 6733.24 | 3530 | 2400 | 954 | 876 | 977 | 0 | 2700 | 13500 | 0 | 256 | 1034 | 1328 | 297 | 1160 | 2300 | 6133 | 0 | 4824 | 1450 | 6651 | 3372 | 4032 | 10105 | 1324 | 224 | 406 | 602 | 231 | 1832.4 | 1035 | 1677.4 | 204 | 1175 | 2169.2 | 682.4 | 1028 | 501 | 3379 | 90.45 | 971 | 347 | 15 | 50 | 1661 | 423 | 1042 | 0 | 1290 | 2146 | 2257 | 3140 | 546 | 1233 | 4574 | 32 | 298 | 8054 | 3154 | 926 | 962.9 | 102.97 | 178.92 | 382 | 9287 | 656 | 927 | 1562 | 231 | 1912 | 94.45 | 17.78 | 184.8 | 1592 | 240 | 471 | 2280 | 5406 | 5336.9 | 300.67 | 2921 | 1110.5 | 0 | 687 | 6411 | 0 | 1985 | 1782 | 412 | 122 | 38 | 528 | 5161 | 5581 | 4562 | 1666
|  | FCDS Limit Type | Actual | Actual | Actual | Actual | Actual | Actual | Actual | Actual | Actual | Default | Actual | Default | Default | Default | Actual | Actual | Actual | Default | Actual | Actual | Actual | Default | Actual | Actual | Actual | Actual | Actual | Actual | Actual | Actual | Actual | Actual | Actual | Actual | Actual | Actual | Actual | Actual | Actual | Actual | Actual | Actual | Actual | Actual | Actual | Actual | Actual | Actual | Actual | Actual | Actual | Actual | Actual | Actual | Actual | Actual | Actual | Actual | Actual | Actual | Actual | Actual | Actual | Actual | Actual | Actual | Actual | Actual | Actual | Actual | Actual | Actual | Actual | Actual | Actual | Actual | Actual | Default | Actual | Actual | Actual | Actual | Actual | Actual | Actual | Actual | Actual | Actual | Actual | Actual | Actual | Actual | Actual | Actual | Actual | Actual | Default
|  | EODS | 8920.36 | 8496.34 | 6426 | 2614.3 | 2641 | 1527 | 2138 | 0 | 2700 | 13500 | 120 | 1190 | 1878 | 2427 | 552 | 2202 | 2300 | 7328 | 392 | 7313 | 1603 | 10182 | 3642 | 4302 | 12605 | 1324 | 224 | 406 | 602 | 231 | 5579 | 1377 | 5624 | 204 | 1175 | 2169.2 | 2369 | 1028 | 501 | 7706 | 81 | 1422 | 379 | 15 | 96 | 2539 | 463 | 975 | 0 | 3728 | 4811 | 768 | 5136 | 3673 | 3667 | 10136 | 77 | 495 | 7290 | 4254 | 3909 | 1220 | 102.97 | 180 | 273 | 9538 | 1176 | 1005 | 1226 | 144 | 1928 | 58 | 270 | 109 | 1377 | 255 | 471 | 2280 | 3581 | 5027 | 272 | 2777 | 1066 | 158 | 945 | 7216 | 50 | 1216 | 1903 | 780 | 156 | 128 | 308 | 5581 | 5617 | 4589 | 6083
|  | EODS Limit Type | Default | Default | Default | Default | Default | Default | Actual | Actual | Default | Default | Default | Default | Default | Default | Default | Actual | Default | Default | Default | Default | Actual | Default | Actual | Actual | Default | Default | Default | Default | Actual | Default | Actual | Actual | Actual | Default | Default | Actual | Default | Default | Default | Default | Default | Default | Default | Default | Default | Default | Default | Default | Actual | Default | Default | Default | Default | Default | Default | Default | Default | Default | Default | Default | Default | Default | Default | Default | Default | Default | Default | Actual | Actual | Actual | Default | Actual | Default | Actual | Actual | Actual | Default | Default | Actual | Actual | Actual | Actual | Actual | Actual | Actual | Actual | Actual | Actual | Default | Actual | Actual | Actual | Actual | Actual | Default | Default | Actual
White Paper Transmission Upgrade Info |  | FCDS AMOUNT | 1500 | 2000 | 1800 | 2500 | 900 | 500 | 2000 | 2000 | 800 | N/A | 186 | 200 | N/A | N/A | 1046 | 1370 | 3000 | 532 | 600 | 3350 | 1200 | 1522 | N/A | N/A | 6800 | 920 | 700 | 547 | 9999 | 431 | 2047.6 | 9999 | 2208.6 | 692 | 2189 | 548 | 1686.8 | 2201 | 556 | 8645 | 109 | 50 | 480 | 26 | 707 | 460 | 574 | 485 | 2300 | N/A | N/A | N/A | N/A | 6034 | 5601 | 3521 | 131 | 1255 | 831 | 300 | 163 | 290 | 74 | 70 | 712 | 4344 | 1766 | 1418 | 16891 | 687 | 179 | 206 | 9 | 367 | 784 | 637 | 234 | N/A | 14825 | 10038 | 47 | 2274 | 1211 | 1211 | N/A | N/A | 3160 | 2019 | 588 | 1247 | 358 | 60 | 3192 | 4125 | 2479 | 8379 | N/A
|  | Est. Cost (millions): | 13.2 | 85.9 | 660 | 612 | 600 | 1253 | 4358 | 100 | 28 | - | 329 | N/A | N/A | N/A | 239 | 67 | 463 | N/A | 1182 | 89 | 69 | N/A | N/A | N/A | 2165 | 58.1 | 100 | 14.7 | N/A | 671.05 | N/A | N/A | N/A | 28.3 | 79.91 | N/A | N/A | 210.6 | 103.37 | 2851.85 | 9.33 | 50 | 185 | 180 | 125 | 400 | 0 | 0 | N/A | N/A | 0 | 0 | 0 | 417.33 | 0 | 0 | 185 | 1700 | 0 | 0 | 0 | 125 | 400 | 0 | 380 | 25 | 700 | 1008.03 | 940 | 220 | 30 | 620 | 0 | 120 | 150 | 760 | 100 | N/A | 35 | 0 | 110 | 1500 | 250 | 550 | N/A | N/A | 370 | 0 | 0 | 50 | 125 | 135 | 330 | 830 | 0 | 214 | 200
|  | Est. In Service Date: | 2028 | 2030 | 2035 | 2035 | 2035 | 2035 | 2035 | 2028 | 2028 | 0 | 2035 | 2033 | 0 | 0 | 2035 | 2030 | 2032 | 2034 | 2036 | 2029 | 2030 | 2034 | 0 | 0 | 2036 | 2031 | 2030 | 2030 | 2032 | 2030 | 2034 | 2034 | 2034 | 2030 | 2031 | 2034 | 2034 | 2031 | 2030 | 2038 | 2031 | 2031 | 2036 | 2033 | 2033 | 2036 | 2036 | 2036 | 2034 | 2028 | 2028 | 2028 | 2028 | 2033 | 2033 | 2033 | 2036 | 2044 | 2044 | 2044 | 2044 | 2033 | 2038 | 2038 | 2038 | 2031 | 2038 | 2034 | 2038 | 2034 | 2031 | 2037 | 2037 | 2033 | 2034 | 2038 | 2032 | 0 | 2030 | 2030 | 2034 | 2041 | 2036 | 2041 | 2028 | 2028 | 2036 | 2036 | 2033 | 2033 | 2038 | 2033 | 2036 | 2034 | 2034 | 2033 | 0
|  | EODS AMOUNT | N/A | N/A | N/A | N/A | N/A | N/A | 2000 | 15 | N/A | N/A | N/A | N/A | N/A | N/A | N/A | 1299 | N/A | 532 | N/A | N/A | 1200 | 1522 | N/A | N/A | 6800 | N/A | N/A | N/A | 9999 | N/A | 2048 | 9999 | 2209 | N/A | N/A | 2724.8 | N/A | N/A | N/A | N/A | N/A | N/A | N/A | 25 | N/A | N/A | N/A | N/A | 2300 | N/A | N/A | N/A | N/A | N/A | N/A | N/A | N/A | N/A | N/A | N/A | N/A | N/A | N/A | N/A | N/A | N/A | N/A | 230 | 962 | 632 | N/A | 67.7 | N/A | 106.58 | 1477 | 475 | N/A | N/A | 6843 | 6343 | 390 | 607 | 122 | 546 | N/A | N/A | 87 | 302 | N/A | 2047 | 291 | 226 | 65 | 4125 | 2479 | N/A | N/A
|  | Est. Cost (millions): | N/A | N/A | N/A | N/A | N/A | N/A | 66 | 45 | N/A | N/A | N/A | N/A | N/A | N/A | N/A | 67 | N/A | N/A | N/A | N/A | 69 | N/A | N/A | N/A | 2165 | N/A | N/A | N/A | N/A | N/A | N/A | N/A | N/A | N/A | N/A | N/A | N/A | N/A | N/A | N/A | N/A | N/A | N/A | 180 | N/A | N/A | N/A | N/A | N/A | N/A | N/A | N/A | N/A | N/A | N/A | N/A | N/A | N/A | N/A | N/A | N/A | N/A | N/A | N/A | N/A | N/A | N/A | 1008.03 | 940 | 220 | N/A | 620 | 0 | 120 | 150 | 760 | 100 | N/A | 35 | 0 | 110 | 1500 | 250 | 550 | N/A | N/A | 370 | 0 | N/A | N/A | 125 | 135 | 330 | 830 | 0 | N/A | N/A
|  | Est. In Service Date: | 0 | 0 | 0 | 0 | 0 | 0 | 2035 | 2029 | 0 | 0 | 0 | 2033 | 0 | 0 | 0 | 2029 | 0 | 2034 | 0 | 0 | 0 | 2034 | 0 | 0 | 2036 | 0 | 0 | 0 | 2032 | 0 | 2034 | 2034 | 2034 | 0 | 0 | 2034 | 0 | 0 | 0 | 0 | 0 | 0 | 0 | 2033 | 0 | 0 | 0 | 0 | 2034 | 0 | 0 | 0 | 0 | 0 | 0 | 0 | 0 | 0 | 0 | 0 | 0 | 0 | 0 | 0 | 0 | 0 | 0 | 2034 | 2038 | 2034 | 0 | 2037 | 2037 | 2033 | 2034 | 2038 | 2032 | 0 | 2030 | 2030 | 2034 | 2041 | 2036 | 2041 | 2028 | 2028 | 2036 | 2036 | 0 | 2033 | 2038 | 2033 | 2036 | 2034 | 2034 | 0 | 0
|  | Upgrades are same | None | None | None | None | None | None | No | No | None | None | None | Yes | None | None | None | Yes | None | Yes | None | None | Yes | Yes | Yes | Yes | Yes | None | None | None | Yes | None | Yes | Yes | YES | None | None | Yes | None | None | None | None | None | None | None | Yes | None | None | None | None | Yes | None | None | None | None | None | None | None | None | None | None | None | None | None | None | None | None | None | None | Yes | Yes | Yes | None | Yes | Yes | Yes | Yes | Yes | Yes | None | Yes | Yes | Yes | Yes | Yes | Yes | Yes | Yes | Yes | Yes | None | Yes | Yes | Yes | Yes | Yes | Yes | None | No
|  | Upgrade approved | No | No | No | No | No | No | No | No | No | No | No | Yes | Yes | Yes | No | No | No | Yes | No | No | No | Yes | Yes | Yes | No | No | No | No | Yes | No | Yes | Yes | Yes | No | No | Yes | Yes | No | No | No | No | No | No | No | No | No | No | No | Yes | Yes | Yes | Yes | Yes | No | No | No | No | No | No | No | No | No | No | No | No | No | No | No | No | No | No | No | No | No | No | No | No | No | No | No | No | No | No | No | Yes | Yes | No | No | No | No | No | No | No | No | No | No | No
Tx Calculations for Mapped Portfolio Resources
FCDS | Mapped MWs
|  | Geothermal | 0 | 0 | 0 | 0 | 0 | 0 | 0 | 0 | 0 | 523 | 177 | 293 | 293 | 293 | 0 | 0 | 0 | 0 | 1347 | 1347 | 0 | 1347 | 436 | 908 | 1649 | 0 | 0 | 0 | 1000 | 0 | 1000 | 1000 | 1000 | 0 | 0 | 1000 | 1000 | 0 | 0 | 3199.7 | 40 | 180.2 | 40 | 0 | 0 | 170 | 60 | 60 | 0 | 0 | 0 | 50 | 421.2 | 68 | 180.2 | 588.2 | 0 | 100 | 18 | 496 | 60 | 0 | 0 | 0 | 214 | 168 | 421.2 | 0 | 0 | 0 | 0 | 0 | 0 | 0 | 0 | 0 | 0 | 0 | 30 | 60 | 0 | 10 | 10 | 0 | 10 | 220 | 0 | 10 | 10 | 10 | 0 | 0 | 10 | 0 | 0 | 0 | 214
|  | Biomass | 0 | 0 | 0 | 0 | 0 | 0 | 0 | 0 | 0 | 0 | 0 | 0 | 0 | 0 | 0 | 0 | 0 | 0 | 0 | 0 | 0 | 0 | 0 | 0 | 0 | 0 | 0 | 0 | 0 | 0 | 0 | 0 | 0 | 0 | 0 | 0 | 0 | 0 | 0 | 0 | 0 | 0 | 0 | 0 | 0 | 0.55 | 0 | 0 | 0 | 0 | 0 | 0 | 0 | 0 | 0 | 0 | 0 | 0 | 0 | 2 | 0 | 0 | 0 | 0 | 0 | 0 | 0 | 0 | 0 | 0 | 0 | 0 | 0 | 0 | 0 | 0 | 0 | 0 | 0.55 | 2 | 0 | 2.55 | 2.55 | 2.55 | 0.55 | 2.55 | 0 | 2.55 | 0.55 | 0.55 | 0 | 0 | 2.55 | 0 | 0 | 0 | 0
|  | Wind | 0 | 0 | 0 | 0 | 0 | 0 | 0 | 0 | 0 | 0 | 0 | 0 | 0 | 0 | 0 | 0 | 0 | 0 | 0 | 57 | 0 | 57 | 150 | 150 | 250 | 0 | 0 | 0 | 0 | 0 | 180 | 0 | 180 | 0 | 0 | 180 | 180 | 0 | 0 | 1979.98 | 220 | 0 | 220 | 0 | 0 | 220 | 220 | 220 | 100 | 0 | 0 | 0 | 0 | 299.98 | 299.98 | 329.98 | 0 | 0 | 229.98 | 549.98 | 220 | 0 | 0 | 0 | 150 | 229.98 | 299.98 | 0 | 0 | 0 | 0 | 0 | 0 | 0 | 0 | 0 | 0 | 0 | 100 | 100 | 0 | 0 | 0 | 0 | 0 | 100 | 0 | 0 | 0 | 0 | 0 | 0 | 0 | 0 | 0 | 0 | 250
|  | OOS Wind | 0 | 0 | 0 | 0 | 0 | 0 | 0 | 0 | 0 | 0 | 0 | 0 | 0 | 0 | 0 | 0 | 0 | 4121 | 0 | 0 | 0 | 4121 | 0 | 1100 | 6721 | 0 | 0 | 0 | 0 | 0 | 0 | 0 | 0 | 0 | 0 | 0 | 0 | 0 | 0 | 0 | 0 | 0 | 0 | 0 | 0 | 0 | 0 | 0 | 0 | 0 | 0 | 0 | 0 | 0 | 0 | 0 | 0 | 0 | 0 | 0 | 0 | 0 | 0 | 0 | 0 | 0 | 0 | 0 | 0 | 0 | 0 | 0 | 0 | 0 | 0 | 0 | 0 | 0 | 0 | 0 | 0 | 0 | 0 | 0 | 0 | 0 | 0 | 0 | 0 | 0 | 0 | 0 | 0 | 0 | 0 | 0 | 0
|  | Offshore Wind | 0 | 0 | 0 | 0 | 0 | 0 | 0 | 0 | 0 | 0 | 0 | 0 | 0 | 0 | 0 | 0 | 0 | 0 | 0 | 0 | 0 | 0 | 0 | 0 | 0 | 0 | 0 | 0 | 0 | 0 | 0 | 0 | 0 | 0 | 0 | 0 | 0 | 0 | 0 | 0 | 0 | 0 | 0 | 0 | 0 | 0 | 0 | 0 | 0 | 0 | 0 | 0 | 0 | 0 | 0 | 0 | 0 | 0 | 0 | 0 | 0 | 0 | 0 | 0 | 0 | 0 | 0 | 0 | 0 | 0 | 0 | 0 | 0 | 0 | 0 | 0 | 0 | 0 | 0 | 0 | 0 | 0 | 0 | 0 | 0 | 0 | 0 | 0 | 0 | 0 | 0 | 0 | 0 | 0 | 0 | 0 | 0
|  | Solar | 4900 | 5092 | 1700 | 221 | 200 | 700 | 800 | 0 | 383.32 | 405.24 | 0 | 70 | 374 | 921 | 382 | 400 | 0 | 4262 | 300 | 4694 | 0 | 5094 | 125 | 125 | 5458.5 | 94 | 0 | 0 | 750 | 0 | 2250 | 6783.5 | 3096.5 | 0 | 0 | 750 | 1500 | 94 | 94 | 689 | 0 | 0 | 0 | 0 | 0 | 1399 | 0 | 0 | 0 | 0 | 0 | 0 | 274 | 0 | 0 | 1599 | 0 | 106 | 0 | 1815 | 10 | 0 | 6 | 175 | 0 | 106 | 0 | 221 | 1401 | 40 | 643 | 0 | 0 | 100 | 143 | 40 | 700 | 1591 | 10345.2 | 11783.2 | 100 | 2735 | 100 | 0 | 0 | 5124 | 0 | 400 | 0 | 1183 | 0 | 0 | 200 | 600 | 8902.2 | 166 | 1450
|  | Battery_4hr | 2462 | 2246 | 1190 | 1062 | 480 | 535 | 615 | 0 | 525 | 2124.6 | 0 | 428.5 | 503.5 | 503.5 | 0 | 30 | 1371.516 | 2012.516 | 460 | 2496 | 416 | 3727.516 | 510 | 989 | 3408.016 | 137.36 | 10 | 76.86 | 907.75 | 71.45 | 1090.46 | 1230.5 | 1726.96 | 30 | 0 | 693.6 | 899.6 | 137.36 | 0 | 633.65 | 0 | 38 | 0 | 0 | 0 | 995.1 | 0 | 0 | 0 | 0 | 0 | 50 | 276 | 613.9 | 398.2 | 722.9 | 0 | 234.3 | 163 | 467.3 | 20 | 0 | 20 | 119 | 0 | 726 | 398.2 | 20 | 0 | 20 | 20 | 0 | 0 | 0 | 20 | 20 | 157.6 | 0 | 1656.9 | 1583.1 | 0 | 930.8 | 0 | 80 | 0 | 1170.8 | 0 | 0 | 0 | 740.8 | 0 | 35 | 0 | 0 | 911.9 | 190 | 0
|  | Battery_8hr | 833 | 683 | 0 | 0 | 0 | 0 | 0 | 0 | 278 | 6999 | 0 | 6 | 6 | 6 | 0 | 0 | 902 | 1717 | 0 | 460 | 0 | 1362 | 476.5 | 476.5 | 2558.5 | 100 | 0 | 0 | 0 | 0 | 94.35 | 1274.35 | 509.35 | 50 | 0 | 0 | 0 | 100 | 0 | 0 | 0 | 0 | 0 | 0 | 0 | 0 | 0 | 0 | 0 | 0 | 0 | 0 | 0 | 0 | 0 | 1.5 | 0 | 0 | 0 | 1.5 | 0 | 0 | 0 | 0 | 13 | 0 | 0 | 3 | 337 | 0 | 3 | 0 | 0 | 0 | 3 | 0 | 0 | 800 | 1097.5 | 670.5 | 0 | 369 | 0 | 0 | 0 | 3814.5 | 0 | 0 | 0 | 0 | 0 | 0 | 0 | 0 | 284 | 35 | 478.5
|  | LDES | 2786 | 1886 | 250 | 480 | 0 | 0 | 0 | 0 | 0 | 0 | 0 | 0 | 0 | 362 | 0 | 0 | 0 | 800 | 0 | 1300 | 0 | 1300 | 500 | 1000 | 1500 | 500 | 0 | 0 | 500 | 0 | 500 | 0 | 500 | 0 | 0 | 0 | 0 | 0 | 0 | 0 | 0 | 0 | 0 | 0 | 0 | 540 | 0 | 0 | 0 | 0 | 0 | 0 | 0 | 0 | 0 | 0 | 0 | 0 | 0 | 400 | 400 | 0 | 0 | 0 | 0 | 0 | 0 | 750 | 0 | 0 | 0 | 0 | 0 | 0 | 0 | 0 | 0 | 0 | 900 | 900 | 0 | 140 | 140 | 140 | 0 | 140 | 0 | 140 | 140 | 140 | 0 | 0 | 0 | 0 | 760 | 750 | 0
EODS | Mapped MWs
|  | Wind | 0 | 0 | 0 | 0 | 0 | 0 | 0 | 0 | 0 | 0 | 0 | 0 | 0 | 0 | 0 | 0 | 0 | 0 | 0 | 0 | 0 | 0 | 0 | 0 | 0 | 0 | 0 | 0 | 0 | 0 | 0 | 0 | 0 | 0 | 0 | 0 | 0 | 0 | 0 | 0 | 0 | 0 | 0 | 0 | 0 | 0 | 0 | 0 | 0 | 0 | 0 | 0 | 0 | 0 | 0 | 0 | 0 | 0 | 0 | 0 | 0 | 0 | 0 | 0 | 0 | 0 | 0 | 0 | 0 | 0 | 0 | 0 | 0 | 0 | 0 | 0 | 0 | 0 | 69.3 | 69.3 | 0 | 0 | 0 | 0 | 0 | 69.3 | 0 | 0 | 0 | 0 | 0 | 0 | 0 | 0 | 0 | 0 | 0
|  | OOS Wind | 0 | 0 | 0 | 0 | 0 | 0 | 0 | 0 | 0 | 0 | 0 | 0 | 0 | 0 | 0 | 0 | 0 | 0 | 0 | 0 | 0 | 0 | 0 | 0 | 0 | 0 | 0 | 0 | 0 | 0 | 0 | 0 | 0 | 0 | 0 | 0 | 0 | 0 | 0 | 0 | 0 | 0 | 0 | 0 | 0 | 0 | 0 | 0 | 0 | 0 | 0 | 0 | 0 | 0 | 0 | 0 | 0 | 0 | 0 | 0 | 0 | 0 | 0 | 0 | 0 | 0 | 0 | 0 | 0 | 0 | 0 | 0 | 0 | 0 | 0 | 0 | 0 | 0 | 0 | 0 | 0 | 0 | 0 | 0 | 0 | 0 | 0 | 0 | 0 | 0 | 0 | 0 | 0 | 0 | 0 | 0 | 0
|  | Offshore Wind | 0 | 0 | 0 | 0 | 0 | 0 | 0 | 0 | 0 | 0 | 0 | 0 | 0 | 0 | 0 | 0 | 0 | 0 | 0 | 0 | 0 | 0 | 0 | 0 | 0 | 0 | 0 | 0 | 0 | 0 | 0 | 0 | 0 | 0 | 0 | 0 | 0 | 0 | 0 | 0 | 0 | 0 | 0 | 0 | 0 | 0 | 0 | 0 | 0 | 0 | 0 | 0 | 0 | 0 | 0 | 0 | 0 | 0 | 0 | 0 | 0 | 0 | 0 | 0 | 0 | 0 | 0 | 0 | 0 | 0 | 0 | 0 | 0 | 0 | 0 | 0 | 0 | 0 | 0 | 0 | 0 | 0 | 0 | 0 | 0 | 0 | 0 | 0 | 0 | 0 | 0 | 0 | 0 | 0 | 0 | 0 | 0
|  | Distributed Solar | 31.5 | 0 | 18 | 0 | 0 | 18 | 18 | 0 | 7.38 | 11.33 | 0 | 3 | 17 | 17 | 0 | 0 | 0 | 0 | 0 | 0 | 0 | 0 | 0 | 0 | 0 | 0 | 0 | 0.84 | 0 | 0.84 | 0.84 | 0 | 0.84 | 0 | 0 | 0 | 0.84 | 0 | 0 | 25.629 | 0 | 4 | 0 | 0 | 2.73 | 38.265 | 0 | 2.73 | 0 | 0 | 0 | 0 | 9 | 2 | 6 | 11.575 | 0 | 5.575 | 2 | 15.305 | 2.73 | 0 | 0 | 2.6 | 0 | 7.575 | 9 | 19.93 | 9.28 | 3 | 5.4 | 2.4 | 2.4 | 0 | 7.65 | 12.28 | 0 | 0 | 52.3 | 60.18 | 4.4 | 32.96 | 26.96 | 19.56 | 10.56 | 46.86 | 0 | 31.96 | 10.56 | 23.56 | 7.56 | 0 | 17.56 | 0 | 18.44 | 3 | 0
|  | Solar | 2708 | 2208 | 155 | 1020 | 0 | 50 | 155 | 0 | 0 | 0 | 0 | 235.8 | 235.8 | 535.8 | 300 | 500 | 4380 | 8443 | 292 | 2895 | 663 | 7775 | 1510 | 1811.2 | 14289.2 | 0 | 0 | 0 | 557 | 0 | 1497 | 9360 | 7150 | 0 | 0 | 647 | 997 | 0 | 0 | 3571.8 | 12 | 0 | 12 | 0 | 12 | 2661 | 0 | 1112 | 457.3 | 200 | 0 | 0 | 700 | 1002.5 | 1302.5 | 1216.5 | 0 | 14 | 689.5 | 2315.5 | 1312 | 200 | 14 | 114 | 0 | 703.5 | 913 | 1177.5 | 250 | 0 | 371.2 | 0 | 0 | 31.2 | 390 | 0 | 89 | 278.6 | 3209.4 | 3009.4 | 0 | 1512.5 | 0 | 0 | 0 | 2387.5 | 0 | 0 | 0 | 1035 | 0 | 35 | 0 | 1110 | 3369.4 | 1077.5 | 0
| HSN Output | HSN
|  | Geothermal | 0 | 0 | 0 | 0 | 0 | 0 | 0 | 0 | 0 | 523 | 177 | 293 | 293 | 293 | 0 | 0 | 0 | 0 | 1347 | 1347 | 0 | 1347 | 436 | 908 | 1649 | 0 | 0 | 0 | 1000 | 0 | 1000 | 1000 | 1000 | 0 | 0 | 1000 | 1000 | 0 | 0 | 3199.7 | 40 | 180.2 | 40 | 0 | 0 | 170 | 60 | 60 | 0 | 0 | 0 | 50 | 421.2 | 68 | 180.2 | 588.2 | 0 | 100 | 18 | 496 | 60 | 0 | 0 | 0 | 214 | 168 | 421.2 | 0 | 0 | 0 | 0 | 0 | 0 | 0 | 0 | 0 | 0 | 0 | 30 | 60 | 0 | 10 | 10 | 0 | 10 | 220 | 0 | 10 | 10 | 10 | 0 | 0 | 10 | 0 | 0 | 0 | 214
|  | Biomass | 0 | 0 | 0 | 0 | 0 | 0 | 0 | 0 | 0 | 0 | 0 | 0 | 0 | 0 | 0 | 0 | 0 | 0 | 0 | 0 | 0 | 0 | 0 | 0 | 0 | 0 | 0 | 0 | 0 | 0 | 0 | 0 | 0 | 0 | 0 | 0 | 0 | 0 | 0 | 0 | 0 | 0 | 0 | 0 | 0 | 0.55 | 0 | 0 | 0 | 0 | 0 | 0 | 0 | 0 | 0 | 0 | 0 | 0 | 0 | 2 | 0 | 0 | 0 | 0 | 0 | 0 | 0 | 0 | 0 | 0 | 0 | 0 | 0 | 0 | 0 | 0 | 0 | 0 | 0.55 | 2 | 0 | 2.55 | 2.55 | 2.55 | 0.55 | 2.55 | 0 | 2.55 | 0.55 | 0.55 | 0 | 0 | 2.55 | 0 | 0 | 0 | 0
|  | Wind | 0 | 0 | 0 | 0 | 0 | 0 | 0 | 0 | 0 | 0 | 0 | 0 | 0 | 0 | 0 | 0 | 0 | 0 | 0 | 27.36 | 0 | 27.36 | 72 | 72 | 120 | 0 | 0 | 0 | 0 | 0 | 63 | 0 | 63 | 0 | 0 | 63 | 63 | 0 | 0 | 989.99 | 110 | 0 | 110 | 0 | 0 | 110 | 110 | 110 | 50 | 0 | 0 | 0 | 0 | 149.99 | 149.99 | 164.99 | 0 | 0 | 114.99 | 274.99 | 110 | 0 | 0 | 0 | 75 | 114.99 | 149.99 | 0 | 0 | 0 | 0 | 0 | 0 | 0 | 0 | 0 | 0 | 0 | 50 | 50 | 0 | 0 | 0 | 0 | 0 | 50 | 0 | 0 | 0 | 0 | 0 | 0 | 0 | 0 | 0 | 0 | 125
|  | OOS Wind | 0 | 0 | 0 | 0 | 0 | 0 | 0 | 0 | 0 | 0 | 0 | 0 | 0 | 0 | 0 | 0 | 0 | 2761.07 | 0 | 0 | 0 | 2761.07 | 0 | 737 | 4503.07 | 0 | 0 | 0 | 0 | 0 | 0 | 0 | 0 | 0 | 0 | 0 | 0 | 0 | 0 | 0 | 0 | 0 | 0 | 0 | 0 | 0 | 0 | 0 | 0 | 0 | 0 | 0 | 0 | 0 | 0 | 0 | 0 | 0 | 0 | 0 | 0 | 0 | 0 | 0 | 0 | 0 | 0 | 0 | 0 | 0 | 0 | 0 | 0 | 0 | 0 | 0 | 0 | 0 | 0 | 0 | 0 | 0 | 0 | 0 | 0 | 0 | 0 | 0 | 0 | 0 | 0 | 0 | 0 | 0 | 0 | 0 | 0
|  | Offshore Wind | 0 | 0 | 0 | 0 | 0 | 0 | 0 | 0 | 0 | 0 | 0 | 0 | 0 | 0 | 0 | 0 | 0 | 0 | 0 | 0 | 0 | 0 | 0 | 0 | 0 | 0 | 0 | 0 | 0 | 0 | 0 | 0 | 0 | 0 | 0 | 0 | 0 | 0 | 0 | 0 | 0 | 0 | 0 | 0 | 0 | 0 | 0 | 0 | 0 | 0 | 0 | 0 | 0 | 0 | 0 | 0 | 0 | 0 | 0 | 0 | 0 | 0 | 0 | 0 | 0 | 0 | 0 | 0 | 0 | 0 | 0 | 0 | 0 | 0 | 0 | 0 | 0 | 0 | 0 | 0 | 0 | 0 | 0 | 0 | 0 | 0 | 0 | 0 | 0 | 0 | 0 | 0 | 0 | 0 | 0 | 0 | 0
|  | Solar | 637 | 661.96 | 221 | 28.73 | 26 | 91 | 104 | 0 | 49.8316 | 52.6812 | 0 | 9.1 | 48.62 | 119.73 | 49.66 | 52 | 0 | 554.06 | 39 | 610.22 | 0 | 662.22 | 10 | 10 | 709.605 | 5.64 | 0 | 0 | 45 | 0 | 135 | 407.01 | 185.79 | 0 | 0 | 45 | 90 | 5.64 | 5.64 | 103.35 | 0 | 0 | 0 | 0 | 0 | 209.85 | 0 | 0 | 0 | 0 | 0 | 0 | 41.1 | 0 | 0 | 239.85 | 0 | 15.9 | 0 | 272.25 | 1.5 | 0 | 0.9 | 26.25 | 0 | 15.9 | 0 | 33.15 | 210.15 | 6 | 96.45 | 0 | 0 | 15 | 21.45 | 6 | 105 | 238.65 | 1551.78 | 1767.48 | 15 | 410.25 | 15 | 0 | 0 | 768.6 | 0 | 60 | 0 | 177.45 | 0 | 0 | 30 | 90 | 1335.33 | 24.9 | 217.5
|  | Battery_4hr | 2462 | 2246 | 1190 | 1062 | 480 | 535 | 615 | 0 | 525 | 2124.6 | 0 | 428.5 | 503.5 | 503.5 | 0 | 30 | 1371.516 | 2012.516 | 460 | 2496 | 416 | 3727.516 | 510 | 989 | 3408.016 | 137.36 | 10 | 76.86 | 907.75 | 71.45 | 1090.46 | 1230.5 | 1726.96 | 30 | 0 | 693.6 | 899.6 | 137.36 | 0 | 633.65 | 0 | 38 | 0 | 0 | 0 | 995.1 | 0 | 0 | 0 | 0 | 0 | 50 | 276 | 613.9 | 398.2 | 722.9 | 0 | 234.3 | 163 | 467.3 | 20 | 0 | 20 | 119 | 0 | 726 | 398.2 | 20 | 0 | 20 | 20 | 0 | 0 | 0 | 20 | 20 | 157.6 | 0 | 1656.9 | 1583.1 | 0 | 930.8 | 0 | 80 | 0 | 1170.8 | 0 | 0 | 0 | 740.8 | 0 | 35 | 0 | 0 | 911.9 | 190 | 0
|  | Battery_8hr | 833 | 683 | 0 | 0 | 0 | 0 | 0 | 0 | 278 | 6999 | 0 | 6 | 6 | 6 | 0 | 0 | 902 | 1717 | 0 | 460 | 0 | 1362 | 476.5 | 476.5 | 2558.5 | 100 | 0 | 0 | 0 | 0 | 94.35 | 1274.35 | 509.35 | 50 | 0 | 0 | 0 | 100 | 0 | 0 | 0 | 0 | 0 | 0 | 0 | 0 | 0 | 0 | 0 | 0 | 0 | 0 | 0 | 0 | 0 | 1.5 | 0 | 0 | 0 | 1.5 | 0 | 0 | 0 | 0 | 13 | 0 | 0 | 3 | 337 | 0 | 3 | 0 | 0 | 0 | 3 | 0 | 0 | 800 | 1097.5 | 670.5 | 0 | 369 | 0 | 0 | 0 | 3814.5 | 0 | 0 | 0 | 0 | 0 | 0 | 0 | 0 | 284 | 35 | 478.5
|  | LDES | 2786 | 1886 | 250 | 480 | 0 | 0 | 0 | 0 | 0 | 0 | 0 | 0 | 0 | 362 | 0 | 0 | 0 | 800 | 0 | 1300 | 0 | 1300 | 500 | 1000 | 1500 | 500 | 0 | 0 | 500 | 0 | 500 | 0 | 500 | 0 | 0 | 0 | 0 | 0 | 0 | 0 | 0 | 0 | 0 | 0 | 0 | 540 | 0 | 0 | 0 | 0 | 0 | 0 | 0 | 0 | 0 | 0 | 0 | 0 | 0 | 400 | 400 | 0 | 0 | 0 | 0 | 0 | 0 | 750 | 0 | 0 | 0 | 0 | 0 | 0 | 0 | 0 | 0 | 0 | 900 | 900 | 0 | 140 | 140 | 140 | 0 | 140 | 0 | 140 | 140 | 140 | 0 | 0 | 0 | 0 | 760 | 750 | 0
|  | Total | 6718 | 5476.96 | 1661 | 1570.73 | 506 | 626 | 719 | 0 | 852.8316 | 9699.2812 | 177 | 736.6 | 851.12 | 1284.23 | 49.66 | 82 | 2273.516 | 7844.646 | 1846 | 6240.58 | 416 | 11187.166 | 2004.5 | 4192.5 | 14448.191 | 743 | 10 | 76.86 | 2452.75 | 71.45 | 2882.81 | 3911.86 | 3985.1 | 80 | 0 | 1801.6 | 2052.6 | 243 | 5.64 | 4926.69 | 150 | 218.2 | 150 | 0 | 0 | 2025.5 | 170 | 170 | 50 | 0 | 0 | 100 | 738.3 | 831.89 | 728.39 | 1717.44 | 0 | 350.2 | 295.99 | 1914.04 | 591.5 | 0 | 20.9 | 145.25 | 302 | 1024.89 | 969.39 | 806.15 | 547.15 | 26 | 119.45 | 0 | 0 | 15 | 44.45 | 26 | 262.6 | 1038.65 | 5286.73 | 5033.08 | 15 | 1862.6 | 167.55 | 222.55 | 10.55 | 6166.45 | 0 | 212.55 | 150.55 | 1068.8 | 0 | 35 | 42.55 | 90 | 3291.23 | 999.9 | 1035
| SSN Output | SSN
|  | Geothermal | 0 | 0 | 0 | 0 | 0 | 0 | 0 | 0 | 0 | 523 | 177 | 293 | 293 | 293 | 0 | 0 | 0 | 0 | 1347 | 1347 | 0 | 1347 | 436 | 908 | 1649 | 0 | 0 | 0 | 1000 | 0 | 1000 | 1000 | 1000 | 0 | 0 | 1000 | 1000 | 0 | 0 | 3199.7 | 40 | 180.2 | 40 | 0 | 0 | 170 | 60 | 60 | 0 | 0 | 0 | 50 | 421.2 | 68 | 180.2 | 588.2 | 0 | 100 | 18 | 496 | 60 | 0 | 0 | 0 | 214 | 168 | 421.2 | 0 | 0 | 0 | 0 | 0 | 0 | 0 | 0 | 0 | 0 | 0 | 30 | 60 | 0 | 10 | 10 | 0 | 10 | 220 | 0 | 10 | 10 | 10 | 0 | 0 | 10 | 0 | 0 | 0 | 214
|  | Biomass | 0 | 0 | 0 | 0 | 0 | 0 | 0 | 0 | 0 | 0 | 0 | 0 | 0 | 0 | 0 | 0 | 0 | 0 | 0 | 0 | 0 | 0 | 0 | 0 | 0 | 0 | 0 | 0 | 0 | 0 | 0 | 0 | 0 | 0 | 0 | 0 | 0 | 0 | 0 | 0 | 0 | 0 | 0 | 0 | 0 | 0.55 | 0 | 0 | 0 | 0 | 0 | 0 | 0 | 0 | 0 | 0 | 0 | 0 | 0 | 2 | 0 | 0 | 0 | 0 | 0 | 0 | 0 | 0 | 0 | 0 | 0 | 0 | 0 | 0 | 0 | 0 | 0 | 0 | 0.55 | 2 | 0 | 2.55 | 2.55 | 2.55 | 0.55 | 2.55 | 0 | 2.55 | 0.55 | 0.55 | 0 | 0 | 2.55 | 0 | 0 | 0 | 0
|  | Wind | 0 | 0 | 0 | 0 | 0 | 0 | 0 | 0 | 0 | 0 | 0 | 0 | 0 | 0 | 0 | 0 | 0 | 0 | 0 | 9.69 | 0 | 9.69 | 25.5 | 25.5 | 42.5 | 0 | 0 | 0 | 0 | 0 | 18 | 0 | 18 | 0 | 0 | 18 | 18 | 0 | 0 | 376.1962 | 41.8 | 0 | 41.8 | 0 | 0 | 41.8 | 41.8 | 41.8 | 19 | 0 | 0 | 0 | 0 | 56.9962 | 56.9962 | 62.6962 | 0 | 0 | 43.6962 | 104.4962 | 41.8 | 0 | 0 | 0 | 28.5 | 43.6962 | 56.9962 | 0 | 0 | 0 | 0 | 0 | 0 | 0 | 0 | 0 | 0 | 0 | 19 | 19 | 0 | 0 | 0 | 0 | 0 | 19 | 0 | 0 | 0 | 0 | 0 | 0 | 0 | 0 | 0 | 0 | 47.5
|  | OOS Wind | 0 | 0 | 0 | 0 | 0 | 0 | 0 | 0 | 0 | 0 | 0 | 0 | 0 | 0 | 0 | 0 | 0 | 1442.35 | 0 | 0 | 0 | 1442.35 | 0 | 385 | 2352.35 | 0 | 0 | 0 | 0 | 0 | 0 | 0 | 0 | 0 | 0 | 0 | 0 | 0 | 0 | 0 | 0 | 0 | 0 | 0 | 0 | 0 | 0 | 0 | 0 | 0 | 0 | 0 | 0 | 0 | 0 | 0 | 0 | 0 | 0 | 0 | 0 | 0 | 0 | 0 | 0 | 0 | 0 | 0 | 0 | 0 | 0 | 0 | 0 | 0 | 0 | 0 | 0 | 0 | 0 | 0 | 0 | 0 | 0 | 0 | 0 | 0 | 0 | 0 | 0 | 0 | 0 | 0 | 0 | 0 | 0 | 0 | 0
|  | Offshore Wind | 0 | 0 | 0 | 0 | 0 | 0 | 0 | 0 | 0 | 0 | 0 | 0 | 0 | 0 | 0 | 0 | 0 | 0 | 0 | 0 | 0 | 0 | 0 | 0 | 0 | 0 | 0 | 0 | 0 | 0 | 0 | 0 | 0 | 0 | 0 | 0 | 0 | 0 | 0 | 0 | 0 | 0 | 0 | 0 | 0 | 0 | 0 | 0 | 0 | 0 | 0 | 0 | 0 | 0 | 0 | 0 | 0 | 0 | 0 | 0 | 0 | 0 | 0 | 0 | 0 | 0 | 0 | 0 | 0 | 0 | 0 | 0 | 0 | 0 | 0 | 0 | 0 | 0 | 0 | 0 | 0 | 0 | 0 | 0 | 0 | 0 | 0 | 0 | 0 | 0 | 0 | 0 | 0 | 0 | 0 | 0 | 0
|  | Solar | 3920 | 4073.6 | 1360 | 176.8 | 160 | 560 | 640 | 0 | 306.656 | 324.192 | 0 | 56 | 299.2 | 736.8 | 305.6 | 320 | 0 | 3409.6 | 240 | 3755.2 | 0 | 4075.2 | 82.5 | 82.5 | 4366.8 | 66.74 | 0 | 0 | 532.5 | 0 | 1597.5 | 4816.285 | 2198.515 | 0 | 0 | 532.5 | 1065 | 66.74 | 66.74 | 489.19 | 0 | 0 | 0 | 0 | 0 | 993.29 | 0 | 0 | 0 | 0 | 0 | 0 | 194.54 | 0 | 0 | 1135.29 | 0 | 75.26 | 0 | 1288.65 | 7.1 | 0 | 4.26 | 124.25 | 0 | 75.26 | 0 | 156.91 | 994.71 | 28.4 | 456.53 | 0 | 0 | 71 | 101.53 | 28.4 | 497 | 1129.61 | 7345.092 | 8366.072 | 71 | 1941.85 | 71 | 0 | 0 | 3638.04 | 0 | 284 | 0 | 839.93 | 0 | 0 | 142 | 426 | 6320.562 | 117.86 | 1029.5
|  | Battery_4hr | 1231 | 1123 | 595 | 531 | 240 | 267.5 | 307.5 | 0 | 262.5 | 1062.3 | 0 | 214.25 | 251.75 | 251.75 | 0 | 15 | 685.758 | 1006.258 | 230 | 1248 | 208 | 1863.758 | 255 | 494.5 | 1704.008 | 68.68 | 5 | 38.43 | 453.875 | 35.725 | 545.23 | 615.25 | 863.48 | 15 | 0 | 346.8 | 449.8 | 68.68 | 0 | 316.825 | 0 | 19 | 0 | 0 | 0 | 497.55 | 0 | 0 | 0 | 0 | 0 | 25 | 138 | 306.95 | 199.1 | 361.45 | 0 | 117.15 | 81.5 | 233.65 | 10 | 0 | 10 | 59.5 | 0 | 363 | 199.1 | 10 | 0 | 10 | 10 | 0 | 0 | 0 | 10 | 10 | 78.8 | 0 | 828.45 | 791.55 | 0 | 465.4 | 0 | 40 | 0 | 585.4 | 0 | 0 | 0 | 370.4 | 0 | 17.5 | 0 | 0 | 455.95 | 95 | 0
|  | Battery_8hr | 416.5 | 341.5 | 0 | 0 | 0 | 0 | 0 | 0 | 139 | 3499.5 | 0 | 3 | 3 | 3 | 0 | 0 | 451 | 858.5 | 0 | 230 | 0 | 681 | 238.25 | 238.25 | 1279.25 | 50 | 0 | 0 | 0 | 0 | 47.175 | 637.175 | 254.675 | 25 | 0 | 0 | 0 | 50 | 0 | 0 | 0 | 0 | 0 | 0 | 0 | 0 | 0 | 0 | 0 | 0 | 0 | 0 | 0 | 0 | 0 | 0.75 | 0 | 0 | 0 | 0.75 | 0 | 0 | 0 | 0 | 6.5 | 0 | 0 | 1.5 | 168.5 | 0 | 1.5 | 0 | 0 | 0 | 1.5 | 0 | 0 | 400 | 548.75 | 335.25 | 0 | 184.5 | 0 | 0 | 0 | 1907.25 | 0 | 0 | 0 | 0 | 0 | 0 | 0 | 0 | 142 | 17.5 | 239.25
|  | LDES | 1393 | 943 | 125 | 240 | 0 | 0 | 0 | 0 | 0 | 0 | 0 | 0 | 0 | 181 | 0 | 0 | 0 | 400 | 0 | 650 | 0 | 650 | 250 | 500 | 750 | 250 | 0 | 0 | 250 | 0 | 250 | 0 | 250 | 0 | 0 | 0 | 0 | 0 | 0 | 0 | 0 | 0 | 0 | 0 | 0 | 270 | 0 | 0 | 0 | 0 | 0 | 0 | 0 | 0 | 0 | 0 | 0 | 0 | 0 | 200 | 200 | 0 | 0 | 0 | 0 | 0 | 0 | 375 | 0 | 0 | 0 | 0 | 0 | 0 | 0 | 0 | 0 | 0 | 450 | 450 | 0 | 70 | 70 | 70 | 0 | 70 | 0 | 70 | 70 | 70 | 0 | 0 | 0 | 0 | 380 | 375 | 0
|  | Total | 6960.5 | 6481.1 | 2080 | 947.8 | 400 | 827.5 | 947.5 | 0 | 708.156 | 5408.992 | 177 | 566.25 | 846.95 | 1465.55 | 305.6 | 335 | 1136.758 | 7116.708 | 1817 | 7239.89 | 208 | 10068.998 | 1287.25 | 2633.75 | 12143.908 | 435.42 | 5 | 38.43 | 2236.375 | 35.725 | 3457.905 | 7068.71 | 4584.67 | 40 | 0 | 1897.3 | 2532.8 | 185.42 | 66.74 | 4381.9112 | 81.8 | 199.2 | 81.8 | 0 | 0 | 1973.19 | 101.8 | 101.8 | 19 | 0 | 0 | 75 | 753.74 | 431.9462 | 436.2962 | 2148.3862 | 0 | 292.41 | 143.1962 | 2325.5462 | 318.9 | 0 | 14.26 | 183.75 | 249 | 649.9562 | 677.2962 | 543.41 | 1163.21 | 38.4 | 468.03 | 0 | 0 | 71 | 113.03 | 38.4 | 575.8 | 1529.61 | 9221.842 | 10023.872 | 71 | 2674.3 | 153.55 | 112.55 | 10.55 | 6442.24 | 0 | 366.55 | 80.55 | 1290.88 | 0 | 17.5 | 154.55 | 426 | 7298.512 | 605.36 | 1530.25
| EODS Output | EODS
|  | Geothermal | 0 | 0 | 0 | 0 | 0 | 0 | 0 | 0 | 0 | 523 | 177 | 293 | 293 | 293 | 0 | 0 | 0 | 0 | 1347 | 1347 | 0 | 1347 | 436 | 908 | 1649 | 0 | 0 | 0 | 1000 | 0 | 1000 | 1000 | 1000 | 0 | 0 | 1000 | 1000 | 0 | 0 | 3199.7 | 40 | 180.2 | 40 | 0 | 0 | 170 | 60 | 60 | 0 | 0 | 0 | 50 | 421.2 | 68 | 180.2 | 588.2 | 0 | 100 | 18 | 496 | 60 | 0 | 0 | 0 | 214 | 168 | 421.2 | 0 | 0 | 0 | 0 | 0 | 0 | 0 | 0 | 0 | 0 | 0 | 30 | 60 | 0 | 10 | 10 | 0 | 10 | 220 | 0 | 10 | 10 | 10 | 0 | 0 | 10 | 0 | 0 | 0 | 214
|  | Biomass | 0 | 0 | 0 | 0 | 0 | 0 | 0 | 0 | 0 | 0 | 0 | 0 | 0 | 0 | 0 | 0 | 0 | 0 | 0 | 0 | 0 | 0 | 0 | 0 | 0 | 0 | 0 | 0 | 0 | 0 | 0 | 0 | 0 | 0 | 0 | 0 | 0 | 0 | 0 | 0 | 0 | 0 | 0 | 0 | 0 | 0 | 0 | 0 | 0 | 0 | 0 | 0 | 0 | 0 | 0 | 0 | 0 | 0 | 0 | 0 | 0 | 0 | 0 | 0 | 0 | 0 | 0 | 0 | 0 | 0 | 0 | 0 | 0 | 0 | 0 | 0 | 0 | 0 | 0 | 0 | 0 | 0 | 0 | 0 | 0 | 0 | 0 | 0 | 0 | 0 | 0 | 0 | 0 | 0 | 0 | 0 | 0
|  | Wind | 0 | 0 | 0 | 0 | 0 | 0 | 0 | 0 | 0 | 0 | 0 | 0 | 0 | 0 | 0 | 0 | 0 | 0 | 0 | 25.08 | 0 | 25.08 | 66 | 66 | 110 | 0 | 0 | 0 | 0 | 0 | 79.2 | 0 | 79.2 | 0 | 0 | 79.2 | 79.2 | 0 | 0 | 1247.3874 | 138.6 | 0 | 138.6 | 0 | 0 | 138.6 | 138.6 | 138.6 | 63 | 0 | 0 | 0 | 0 | 188.9874 | 188.9874 | 207.8874 | 0 | 0 | 144.8874 | 346.4874 | 138.6 | 0 | 0 | 0 | 94.5 | 144.8874 | 188.9874 | 0 | 0 | 0 | 0 | 0 | 0 | 0 | 0 | 0 | 0 | 0 | 74.492 | 74.492 | 0 | 0 | 0 | 0 | 0 | 74.492 | 0 | 0 | 0 | 0 | 0 | 0 | 0 | 0 | 0 | 0 | 110
|  | OOS Wind | 0 | 0 | 0 | 0 | 0 | 0 | 0 | 0 | 0 | 0 | 0 | 0 | 0 | 0 | 0 | 0 | 0 | 2761.07 | 0 | 0 | 0 | 2761.07 | 0 | 737 | 4503.07 | 0 | 0 | 0 | 0 | 0 | 0 | 0 | 0 | 0 | 0 | 0 | 0 | 0 | 0 | 0 | 0 | 0 | 0 | 0 | 0 | 0 | 0 | 0 | 0 | 0 | 0 | 0 | 0 | 0 | 0 | 0 | 0 | 0 | 0 | 0 | 0 | 0 | 0 | 0 | 0 | 0 | 0 | 0 | 0 | 0 | 0 | 0 | 0 | 0 | 0 | 0 | 0 | 0 | 0 | 0 | 0 | 0 | 0 | 0 | 0 | 0 | 0 | 0 | 0 | 0 | 0 | 0 | 0 | 0 | 0 | 0 | 0
|  | Offshore Wind | 0 | 0 | 0 | 0 | 0 | 0 | 0 | 0 | 0 | 0 | 0 | 0 | 0 | 0 | 0 | 0 | 0 | 0 | 0 | 0 | 0 | 0 | 0 | 0 | 0 | 0 | 0 | 0 | 0 | 0 | 0 | 0 | 0 | 0 | 0 | 0 | 0 | 0 | 0 | 0 | 0 | 0 | 0 | 0 | 0 | 0 | 0 | 0 | 0 | 0 | 0 | 0 | 0 | 0 | 0 | 0 | 0 | 0 | 0 | 0 | 0 | 0 | 0 | 0 | 0 | 0 | 0 | 0 | 0 | 0 | 0 | 0 | 0 | 0 | 0 | 0 | 0 | 0 | 0 | 0 | 0 | 0 | 0 | 0 | 0 | 0 | 0 | 0 | 0 | 0 | 0 | 0 | 0 | 0 | 0 | 0 | 0
|  | Distributed Solar | 24.255 | 0 | 13.86 | 0 | 0 | 13.86 | 13.86 | 0 | 5.6826 | 8.7241 | 0 | 2.31 | 13.09 | 13.09 | 0 | 0 | 0 | 0 | 0 | 0 | 0 | 0 | 0 | 0 | 0 | 0 | 0 | 0.6636 | 0 | 0.6636 | 0.6636 | 0 | 0.6636 | 0 | 0 | 0 | 0.6636 | 0 | 0 | 17.4277 | 0 | 2.72 | 0 | 0 | 1.8564 | 26.0202 | 0 | 1.8564 | 0 | 0 | 0 | 0 | 6.12 | 1.36 | 4.08 | 7.871 | 0 | 3.791 | 1.36 | 10.4074 | 1.8564 | 0 | 0 | 1.768 | 0 | 5.151 | 6.12 | 15.7447 | 7.3312 | 2.37 | 4.266 | 1.896 | 1.896 | 0 | 6.0435 | 9.7012 | 0 | 0 | 41.317 | 47.5422 | 3.476 | 26.0384 | 21.2984 | 15.4524 | 8.3424 | 37.0194 | 0 | 25.2484 | 8.3424 | 18.6124 | 5.9724 | 0 | 13.8724 | 0 | 14.5676 | 2.37 | 0
|  | Solar | 5858.16 | 5621 | 1428.35 | 955.57 | 154 | 577.5 | 735.35 | 0 | 295.1564 | 312.0348 | 0 | 235.466 | 469.546 | 1121.736 | 525.14 | 693 | 3372.6 | 9782.85 | 455.84 | 5843.53 | 510.51 | 9909.13 | 1258.95 | 1490.874 | 15205.729 | 74.26 | 0 | 0 | 1032.53 | 0 | 2960.13 | 12753.365 | 8094.735 | 0 | 0 | 1103.63 | 1972.63 | 74.26 | 74.26 | 2897.344 | 8.16 | 0 | 8.16 | 0 | 8.16 | 2760.8 | 0 | 756.16 | 310.964 | 136 | 0 | 0 | 662.32 | 681.7 | 885.7 | 1914.54 | 0 | 81.6 | 468.86 | 2808.74 | 898.96 | 136 | 13.6 | 196.52 | 0 | 550.46 | 620.84 | 1104.815 | 1304.29 | 31.6 | 801.218 | 0 | 0 | 103.648 | 421.07 | 31.6 | 623.31 | 1476.984 | 10708.134 | 11686.154 | 79 | 3355.525 | 79 | 0 | 0 | 5934.085 | 0 | 316 | 0 | 1752.22 | 0 | 27.65 | 158 | 1350.9 | 9694.564 | 982.365 | 1145.5
|  | Battery_4hr | -2462 | -2246 | -1190 | -1062 | -480 | -535 | -615 | 0 | -525 | -2124.6 | 0 | -428.5 | -503.5 | -503.5 | 0 | -30 | -1371.516 | -2012.516 | -460 | -2496 | -416 | -3727.516 | -510 | -989 | -3408.016 | -137.36 | -10 | -76.86 | -907.75 | -71.45 | -1090.46 | -1230.5 | -1726.96 | -30 | 0 | -693.6 | -899.6 | -137.36 | 0 | -633.65 | 0 | -38 | 0 | 0 | 0 | -995.1 | 0 | 0 | 0 | 0 | 0 | -50 | -276 | -613.9 | -398.2 | -722.9 | 0 | -234.3 | -163 | -467.3 | -20 | 0 | -20 | -119 | 0 | -726 | -398.2 | -20 | 0 | -20 | -20 | 0 | 0 | 0 | -20 | -20 | -157.6 | 0 | -1656.9 | -1583.1 | 0 | -930.8 | 0 | -80 | 0 | -1170.8 | 0 | 0 | 0 | -740.8 | 0 | -35 | 0 | 0 | -911.9 | -190 | 0
|  | Battery_8hr | -833 | -683 | 0 | 0 | 0 | 0 | 0 | 0 | -278 | -6999 | 0 | -6 | -6 | -6 | 0 | 0 | -902 | -1717 | 0 | -460 | 0 | -1362 | -476.5 | -476.5 | -2558.5 | -100 | 0 | 0 | 0 | 0 | -94.35 | -1274.35 | -509.35 | -50 | 0 | 0 | 0 | -100 | 0 | 0 | 0 | 0 | 0 | 0 | 0 | 0 | 0 | 0 | 0 | 0 | 0 | 0 | 0 | 0 | 0 | -1.5 | 0 | 0 | 0 | -1.5 | 0 | 0 | 0 | 0 | -13 | 0 | 0 | -3 | -337 | 0 | -3 | 0 | 0 | 0 | -3 | 0 | 0 | -800 | -1097.5 | -670.5 | 0 | -369 | 0 | 0 | 0 | -3814.5 | 0 | 0 | 0 | 0 | 0 | 0 | 0 | 0 | -284 | -35 | -478.5
|  | LDES | -2786 | -1886 | -250 | -480 | 0 | 0 | 0 | 0 | 0 | 0 | 0 | 0 | 0 | -362 | 0 | 0 | 0 | -800 | 0 | -1300 | 0 | -1300 | -500 | -1000 | -1500 | -500 | 0 | 0 | -500 | 0 | -500 | 0 | -500 | 0 | 0 | 0 | 0 | 0 | 0 | 0 | 0 | 0 | 0 | 0 | 0 | -540 | 0 | 0 | 0 | 0 | 0 | 0 | 0 | 0 | 0 | 0 | 0 | 0 | 0 | -400 | -400 | 0 | 0 | 0 | 0 | 0 | 0 | -750 | 0 | 0 | 0 | 0 | 0 | 0 | 0 | 0 | 0 | 0 | -900 | -900 | 0 | -140 | -140 | -140 | 0 | -140 | 0 | -140 | -140 | -140 | 0 | 0 | 0 | 0 | -760 | -750 | 0
|  | Total | -198.585 | 806 | 2.21 | -586.43 | -326 | 56.36 | 134.21 | 0 | -502.161 | -8279.8411 | 177 | 96.276 | 266.136 | 556.326 | 525.14 | 663 | 1099.084 | 8014.404 | 1342.84 | 2959.61 | 94.51 | 7652.764 | 274.45 | 736.374 | 14001.283 | -663.1 | -10 | -76.1964 | 624.78 | -70.7864 | 2355.1836 | 11248.515 | 6438.2886 | -80 | 0 | 1489.23 | 2152.8936 | -163.1 | 74.26 | 6728.2091 | 186.76 | 144.92 | 186.76 | 0 | 10.0164 | 1560.3202 | 198.6 | 956.6164 | 373.964 | 136 | 0 | 0 | 813.64 | 326.1474 | 860.7674 | 1994.0984 | 0 | -48.909 | 470.1074 | 2792.8348 | 679.4164 | 136 | -6.4 | 79.288 | 295.5 | 142.4984 | 838.9474 | 347.5597 | 974.6212 | 13.97 | 782.484 | 1.896 | 1.896 | 103.648 | 404.1135 | 21.3012 | 465.71 | 676.984 | 7199.543 | 8714.5882 | 82.476 | 1951.7634 | -29.7016 | -204.5476 | 18.3424 | 1140.2964 | 0 | 211.2484 | -121.6576 | 900.0324 | 5.9724 | -7.35 | 181.8724 | 1350.9 | 7753.2316 | 9.735 | 991
Incorporates Approved Upgrades
| Remaining Tx Headroom | HSN | -568.88 | 1256.28 | 1869 | 829.27 | 448 | 250 | 258 | 0 | 1847.1684 | 3800.7188 | -177 | -280.6 | 182.88 | 43.77 | 247.34 | 1078 | 26.484 | -1179.646 | -1846 | -1416.58 | 1034 | -3014.166 | 1367.5 | -160.5 | -4343.191 | 581 | 214 | 329.14 | 8148.25 | 159.55 | 997.19 | 7122.14 | -99.1 | 124 | 1175 | 915.6 | 316.6 | 785 | 495.36 | -1547.69 | -59.55 | 752.8 | 197 | 15 | 50 | -364.5 | 253 | 872 | 2250 | 1290 | 2146 | 2157 | 2401.7 | -285.89 | 504.61 | 2856.56 | 32 | -52.2 | 7758.01 | 1239.96 | 334.5 | 962.9 | 82.07 | 33.67 | 80 | 8262.11 | -313.39 | 120.85 | 1014.85 | 205 | 1792.55 | 94.45 | 17.78 | 169.8 | 1547.55 | 214 | 208.4 | 1241.35 | 119.27 | 303.82 | 285.67 | 1058.4 | 942.95 | -222.55 | 676.45 | 244.55 | 0 | 1772.45 | 1631.45 | -656.8 | 122 | 3 | 485.45 | 5071 | 2289.77 | 3562.1 | 631
|  | SSN | -811.38 | 252.14 | 1450 | 1452.2 | 554 | 48.5 | 29.5 | 0 | 1991.844 | 8091.008 | -177 | -110.25 | 187.05 | -137.55 | -8.6 | 825 | 1163.242 | -451.708 | -1817 | -2415.89 | 1242 | -1895.998 | 2084.75 | 1398.25 | -2038.908 | 888.58 | 219 | 367.57 | 8364.625 | 195.275 | 422.095 | 3965.29 | -698.67 | 164 | 1175 | 819.9 | -163.6 | 842.58 | 434.26 | -1002.9112 | 8.65 | 771.8 | 265.2 | 15 | 50 | -312.19 | 321.2 | 940.2 | 2281 | 1290 | 2146 | 2182 | 2386.26 | 114.0538 | 796.7038 | 2425.6138 | 32 | 5.59 | 7910.8038 | 828.4538 | 607.1 | 962.9 | 88.71 | -4.83 | 133 | 8637.0438 | -21.2962 | 383.59 | 398.79 | 192.6 | 1443.97 | 94.45 | 17.78 | 113.8 | 1478.97 | 201.6 | -104.8 | 750.39 | -3815.842 | -4686.972 | 229.67 | 246.7 | 956.95 | -112.55 | 676.45 | -31.24 | 0 | 1618.45 | 1701.45 | -878.88 | 122 | 20.5 | 373.45 | 4735 | -1717.512 | 3956.64 | 135.75
|  | EODS | 9118.945 | 7690.34 | 6423.79 | 3200.73 | 2967 | 1470.64 | 2003.79 | 0 | 3202.161 | 21779.8411 | -57 | 1093.724 | 1611.864 | 1870.674 | 26.86 | 1539 | 1200.916 | -154.404 | -950.84 | 4353.39 | 1508.49 | 4051.236 | 3367.55 | 3565.626 | -1396.283 | 1987.1 | 234 | 482.1964 | 9976.22 | 301.7864 | 5271.8164 | 127.485 | 1394.7114 | 284 | 1175 | 3404.77 | 216.1064 | 1191.1 | 426.74 | 977.7909 | -105.76 | 1277.08 | 192.24 | 15 | 85.9836 | 978.6798 | 264.4 | 18.3836 | 1926.036 | 3592 | 4811 | 768 | 4322.36 | 3346.8526 | 2806.2326 | 8141.9016 | 77 | 543.909 | 6819.8926 | 1461.1652 | 3229.5836 | 1084 | 109.37 | 100.712 | -22.5 | 9395.5016 | 337.0526 | 657.4403 | 251.3788 | 130.03 | 1145.516 | 56.104 | 268.104 | 5.352 | 972.8865 | 233.6988 | 5.29 | 1603.016 | -3618.543 | -3687.5882 | 189.524 | 825.2366 | 1095.7016 | 362.5476 | 926.6576 | 6075.7036 | 50 | 1004.7516 | 2024.6576 | -120.0324 | 150.0276 | 135.35 | 126.1276 | 4230.1 | -2136.2316 | 4579.265 | 5092
|  | Trigger FCDS Upgrade | Yes: YES; None: YES; Yes: YES; Yes: YES; None: YES; None: YES; None: YES; None: YES; None: YES; Yes: YES; Yes: YES; Yes: YES; Yes: YES
|  | Trigger EODS Upgrade | Yes: YES; Yes: YES; Yes: YES; Yes: YES; Yes: YES
Final Tx Exceedances
Incorporates Triggered Upgrades
| Remaining Tx Headroom | HSN | -568.88 | 1256.28 | 1869 | 829.27 | 448 | 250 | 258 | 0 | 1847.1684 | 3800.7188 | -177 | -280.6 | 182.88 | 43.77 | 247.34 | 1078 | 26.484 | -647.646 | -1246 | -1416.58 | 1034 | -1492.166 | 1367.5 | -160.5 | 2456.809 | 581 | 214 | 329.14 | 8148.25 | 159.55 | 997.19 | 7122.14 | -99.1 | 124 | 1175 | 915.6 | 316.6 | 785 | 495.36 | 7097.31 | -59.55 | 752.8 | 197 | 15 | 50 | 95.5 | 253 | 872 | 2250 | 1290 | 2146 | 2157 | 2401.7 | 5748.11 | 504.61 | 2856.56 | 32 | -52.2 | 7758.01 | 1539.96 | 334.5 | 962.9 | 82.07 | 33.67 | 80 | 8262.11 | 1452.61 | 120.85 | 1014.85 | 205 | 1792.55 | 94.45 | 17.78 | 169.8 | 1547.55 | 214 | 208.4 | 1241.35 | 14944.27 | 10341.82 | 285.67 | 1058.4 | 942.95 | 988.45 | 676.45 | 244.55 | 0 | 1772.45 | 1631.45 | 590.2 | 122 | 3 | 485.45 | 5071 | 4768.77 | 3562.1 | 631
|  | SSN | -811.38 | 252.14 | 1450 | 1452.2 | 554 | 48.5 | 29.5 | 0 | 1991.844 | 8091.008 | -177 | -110.25 | 187.05 | -137.55 | -8.6 | 825 | 1163.242 | 80.292 | -1217 | -2415.89 | 1242 | -373.998 | 2084.75 | 1398.25 | 4761.092 | 888.58 | 219 | 367.57 | 8364.625 | 195.275 | 422.095 | 3965.29 | -698.67 | 164 | 1175 | 819.9 | -163.6 | 842.58 | 434.26 | 7642.0888 | 8.65 | 771.8 | 265.2 | 15 | 50 | 147.81 | 321.2 | 940.2 | 2281 | 1290 | 2146 | 2182 | 2386.26 | 6148.0538 | 796.7038 | 2425.6138 | 32 | 5.59 | 7910.8038 | 1128.4538 | 607.1 | 962.9 | 88.71 | -4.83 | 133 | 8637.0438 | 1744.7038 | 383.59 | 398.79 | 192.6 | 1443.97 | 94.45 | 17.78 | 113.8 | 1478.97 | 201.6 | -104.8 | 750.39 | 11009.158 | 5351.028 | 229.67 | 246.7 | 956.95 | 1098.45 | 676.45 | -31.24 | 0 | 1618.45 | 1701.45 | 368.12 | 122 | 20.5 | 373.45 | 4735 | 761.488 | 3956.64 | 135.75
|  | EODS | 9118.945 | 7690.34 | 6423.79 | 3200.73 | 2967 | 1470.64 | 2003.79 | 0 | 3202.161 | 21779.8411 | -57 | 1093.724 | 1611.864 | 1870.674 | 26.86 | 1539 | 1200.916 | 377.596 | -950.84 | 4353.39 | 1508.49 | 5573.236 | 3367.55 | 3565.626 | 5403.717 | 1987.1 | 234 | 482.1964 | 9976.22 | 301.7864 | 5271.8164 | 127.485 | 1394.7114 | 284 | 1175 | 3404.77 | 216.1064 | 1191.1 | 426.74 | 977.7909 | -105.76 | 1277.08 | 192.24 | 15 | 85.9836 | 978.6798 | 264.4 | 18.3836 | 1926.036 | 3592 | 4811 | 768 | 4322.36 | 3346.8526 | 2806.2326 | 8141.9016 | 77 | 543.909 | 6819.8926 | 1461.1652 | 3229.5836 | 1084 | 109.37 | 100.712 | -22.5 | 9395.5016 | 337.0526 | 657.4403 | 251.3788 | 130.03 | 1145.516 | 56.104 | 268.104 | 5.352 | 972.8865 | 233.6988 | 5.29 | 1603.016 | 3224.457 | 2655.4118 | 189.524 | 825.2366 | 1095.7016 | 908.5476 | 926.6576 | 6075.7036 | 50 | 1004.7516 | 2024.6576 | 1926.9676 | 150.0276 | 135.35 | 126.1276 | 4230.1 | 342.7684 | 4579.265 | 5092
|  | Exceedance Discussion | None: This exceedance is driven by several GW of solar and was mapped for its cost-effectiveness by CPUC staff.; None: This modest exceedance was mapped to give CAISO a chance to study upgrades for this constraint.; None: This small exceedance would likely not trigger an upgrade were it observed in the Base Case portfolio and has been mapped in the sensitivity to give CAISO a chance to further study cost-effective ways to meet the high solar levels that would be necessitated by a "limited wind" future.; None: This large exceedance has been mapped in the sensitivity to give CAISO a chance to further study the transmission implications of a "limited wind" future where large imports of solar and geothermal are needed to meet state emissions targets.; Yes: CPUC staff note that this is a small exceedance of the already approved set of upgrades to the GLW-VEA system and may not require additional transmission solutions; however, as always, the full TPP analysis is necessary to confirm if any upgrades would be needed and the scope of such upgrades.; YES: This exceedance is a consequence of high amounts of solar that were mapped to SDG&E Arizona substations where they were optimally selected by RESOLVE. These same selections were remapped to avoid likely costly but unstudied upgrades in SDG&E Arizona. The selections have been restored in the sensitivity portfolio to understand the transmission implications of a likely necessary build out of large amounts of solar in Arizona in a limited wind future.; None: This exceedance is driven by the placement of over 10 GW of RESOLVE-selected solar in SDG&E. Large imports of solar from Arizona into SDG&E would be necessary to meet emissions targets in a "limited wind" future, yet the upgrades that would be needed to cost-effectively supply that generation have not been rigorously studied. With CAISO's approval, CPUC staff have restored large amounts of Arizona solar to SDG&E to allow for more informed transmission planning in future TPP cycles.; None: This small exceedance would likely not trigger an upgrade were it observed in the Base Case portfolio and has been mapped in the sensitivity to give CAISO a chance to further study cost-effective ways to meet the high solar levels that would be necessitated by a "limited wind" future.; None: The 25-26 sensitivity mapping also exceeded this constraint with CPUC staff noting that this was a cost-effective upgrade.; None: This small exceedance would likely not trigger an upgrade were it observed in the Base Case portfolio and has been mapped in the sensitivity to give CAISO a chance to further study cost-effective ways to meet the high solar levels that would be necessitated by a "limited wind" future.; None: This small exceedance would likely not trigger an upgrade were it observed in the Base Case portfolio and has been mapped in the sensitivity to give CAISO a chance to further study cost-effective ways to meet the high solar levels that would be necessitated by a "limited wind" future.; Yes: This small exceedance would likely not trigger an upgrade were it observed in the Base Case portfolio and has been mapped in the sensitivity to give CAISO a chance to further study cost-effective ways to meet the high solar levels that would be necessitated by a "limited wind" future.
|  | Likelihood | None: High; None: Low; None: Low; None: High; Yes: Low; YES: High; None: High; None: Low; None: Medium; None: Low; None: Low; Yes: Low

## UnaccountedFor_TPD_README
Unaccounted for TPD Analysis
Purpose | "Unaccounted for TPD" refers to transmission plan deliverability (TPD) that has been awarded by CAISO to specific interconnection requests, but for which there is no corresponding resource in these portfolios at the same point of interconnection. The busbar mapping process does not include all interconnection requests in the CAISO queue as resources in the base case, only as a factor in determining commercial interest. This analysis is designed to keep track of when that unaccounted for TPD results in an inability to reserve deliverability for LLTs, then transmit that deficiency to CAISO for resolution. The Unaccounted for TPD analysis reports the incremental impact of TPD allocations not reflected in the mapped portfolio on transmission constraint exceedances in the CAISO system.
Application | The information provided in this section is used by CAISO to understand TPD availability for LLT resources at specific POIs, as well as to inform the approval of new transmission projects to accommodate new generic resources from the mapped portfolio that are incremental to previous TPD allocations.
Definition | Unaccounted for TPD is calculated as the leftover (delta) between the allocated TPD (HSN MW) at each busbar and the mapped portfolio resources (HSN MW). If only non-LLT portfolio resources (solar, in-state wind, batteries) are included in the calculation, this delta represents the remaining unaccounted for TPD that could be available for the interconnection of LLT resources. If all mapped portfolio resources are included, this delta represents the incremental allocated TPD that is not captured in the mapped portfolio, but otherwise reserved by CAISO.
Tabs for Analysis
UnaccountedFor_TPD_Summary |  | Summarizes the results of the Unaccounted for TPD analysis, including tallys by CAISO Study Area and transmission constraints with exceedances affected by Unaccounted for TPD.
Tx_Calculator_2036_TPD |  | Performs the transmission constraint calculations with inclusion of Unaccounted for TPD.
Tx_Calculator_2041_TPD |  | Performs the transmission constraint calculations with inclusion of Unaccounted for TPD.
UnaccountedFor_TPD_Calculator |  | Calculates the Unaccounted for TPD by busbar by taking the difference between CAISO's TPD allocations and the mapped portfolio
TPD_Allocations_by_Sub |  | Reports the CAISO TPD allocations by busbar, as calculated in the upstream workbook "TPD_Allocations_byBusbar_2627TPP.xlsx"

## UnaccountedFor_TPD_Summary
This worksheet summarizes the results of the Unaccounted for TPD analysis. The top table reports the TPD allocations, portfolio mapped resources, and Unaccounted for TPD by CAISO Study Area as a sum over all busbars. Below, transmission constraint exceedance data (HSN) is reported, with the impacts of Unaccounted for TPD included for comparison. Four columns of HSN exceedances (prior to any triggered upgrades) with different accounting of capacity reservations are reported: (1) entire mapped portfolio (without Unaccounted for TPD), (2) entire mapped portfolio, excluding LLT resources ("Non-LLT"), (3) Non-LLT resources with Unaccounted for TPD included, (4) entire mapped portfolio with Unaccounted for TPD included.
|  |  | Sensitivity Summary of Unaccounted for TPD, 2036 |  | Sensitivity Summary of Unaccounted for TPD, 2041
|  | TPD Allocations | Portfolio Mapped Resources (Non-LLT) | Unaccounted for TPD (Non-LLT) | Portfolio Mapped Resources (Non-LLT) | Unaccounted for TPD (Non-LLT)
| CAISO Study Area | HSN MW | HSN MW | HSN MW | HSN MW | HSN MW
| PG&E NGBA | 655.575 | 563.7 | 91.875 | 1237.7 | -582.125
| PG&E GBA | 7480.176 | 686 | 6794.176 | 1140.7 | 6339.476
| PG&E FRESNO | 7488.1697 | 6992 | 496.1697 | 7767.05 | -278.8803
| PG&E KERN | 2735.0165 | 1520.7 | 1214.3165 | 1522.5 | 1212.5165
| SCE Northern | 10621.2434 | 3589 | 7032.2434 | 3976.79 | 6644.4534
| SCE NOL | 2063.0944 | 396.5 | 1666.5944 | 444.73 | 1618.3644
| SCE Metro | 4400 | 8588 | -4188 | 8637.66 | -4237.66
| SCE Eastern | 8095.0842 | 2702.316 | 5392.7682 | 3005.736 | 5089.3482
| SCE EOP | 5235.5234 | 1286.7 | 3948.8234 | 1286.7 | 3948.8234
| SDGE | 3828.7569 | 3010.88 | 817.8769 | 3079.7 | 749.0569
| TOTAL | 52602.6394 | 29335.796 | 23266.8434 | 32099.266 | 20503.3734
| Sensitivity Portfolio Transmission Constraint Exceedances 2036 (Negative Values Indicate Exceedances) | [9 empty] | Sensitivity Portfolio Transmission Constraint Exceedances 2041 (Negative Values Indicate Exceedances)
| CAISO Study Area | Constraint Name | On-Peak Capability (MW) | Mapped Resources (HSN MW) | Unaccounted for TPD (HSN MW) | Calculated HSN Exceedance (Mapped Portfolio) | Calculated HSN Exceedance (Non-LLT) | Calculated HSN Exceedance (Non-LLT w/ Unaccounted for TPD) | Calculated HSN Exceedance (Mapped Portfolio w/ Unaccounted for TPD) | Upgrade Capability (MW) | CAISO Study Area | Constraint Name | On-Peak Capability (MW) | Mapped Resources (HSN MW) | Unaccounted for TPD (HSN MW) | Calculated HSN Exceedance (Mapped Portfolio) | Calculated HSN Exceedance (Non-LLT) | Calculated HSN Exceedance (Non-LLT w/ Unaccounted for TPD) | Calculated HSN Exceedance (Mapped Portfolio w/ Unaccounted for TPD) | Upgrade Capability (MW)
| SCE North of Lugo Area | Control to Inyokern area constraint | 0 | 177 | 0 | -177 | 0 | 0 | -177 | 186 | SCE Northern Area | Antelope-Vincent Constraint | 6149.12 | 6718 | 3756.6552 | -568.88 | 2217.12 | -1539.5352 | -4325.5352 | 1500
| SCE North of Lugo Area | South of Kramer Area Constraint | 256 | 736.6 | 663.0544 | -280.6 | 12.4 | -650.6544 | -943.6544 | 200 | SCE North of Lugo Area | Control to Inyokern area constraint | 0 | 177 | 0 | -177 | 0 | 0 | -177 | 186
| SCE Eastern Area | Devers-Red Bluff Constraint | 6133 | 7896.146 | 2505.2355 | -1231.146 | 2335.924 | -169.3115 | -3736.3815 | 532 | SCE North of Lugo Area | South of Kramer Area Constraint | 256 | 736.6 | 663.0544 | -280.6 | 12.4 | -650.6544 | -943.6544 | 200
| SCE Eastern Area | Eagle Mountain Constraint | 0 | 529 | 0 | -529 | -499 | -499 | -529 | 600 | SCE Eastern Area | Devers-Red Bluff Constraint | 6133 | 7844.646 | 2550.7355 | -1179.646 | 2381.424 | -169.3115 | -3730.3815 | 532
| SCE Eastern Area | Serrano-Alberhill-Valley Constraint | 6651 | 9566.746 | 5007.7682 | -1393.746 | 2697.324 | -2310.4442 | -6401.5142 | 1522 | SCE Eastern Area | Eagle Mountain Constraint | 0 | 1846 | 0 | -1846 | -499 | -499 | -1846 | 600
| East of Pisgah Area | Lugo - Victorville area constraint | 10105 | 13671.801 | 4594.257 | -3566.801 | 3348.269 | -1245.988 | -8161.058 | 6800 | SCE Eastern Area | Etiwanda-Rancho Vista Constraint | 4824 | 6240.58 | 3878.5927 | -1416.58 | 1230.42 | -2648.1727 | -5295.1727 | 3350
| SDG&E Study Area | San Luis Rey-San Onofre 230 kV line constraint | 1677.4 | 3921.92 | 1462.7969 | -35.92 | 1464.08 | 1.2831 | -1498.7169 | 2208.6 | SCE Eastern Area | Serrano-Alberhill-Valley Constraint | 6651 | 11187.166 | 4704.3482 | -3014.166 | 2393.904 | -2310.4442 | -7718.5142 | 1522
| PG&E North of Greater Bay Area | Collinsville-Tesla 500 kV Line | 3379 | 4149.34 | 3571.447 | -770.34 | 2429.36 | -1142.087 | -4341.787 | 8645 | East of Pisgah Area | Sloan Canyon - Eldorado 500 kV constraint | 4032 | 4192.5 | 2226.8234 | -160.5 | 2484.5 | 257.6766 | -2387.3234 | N/A
| PG&E North of Greater Bay Area | Bellota-Weber 230kV line | 1661 | 1801.65 | 1883.3953 | -140.65 | 569.9 | -1313.4953 | -2024.0453 | 460 | East of Pisgah Area | Lugo - Victorville area constraint | 10105 | 14448.191 | 4576.077 | -4343.191 | 3308.879 | -1267.198 | -8919.268 | 6800
| PG&E Greater Bay Area | Windmaster-Delta pumps 230 kV line | 546 | 796.89 | 1961.047 | -250.89 | -182.89 | -2143.937 | -2211.937 | 6034 | SDG&E Study Area | San Luis Rey-San Onofre 230 kV line constraint | 1677.4 | 3985.1 | 1399.6169 | -99.1 | 1400.9 | 1.2831 | -1498.7169 | 2208.6
| PG&E Greater Bay Area | Kasson Jct-Heinz 115 kV line | 298 | 350.2 | 0 | -52.2 | 47.8 | 47.8 | -52.2 | 1255 | PG&E North of Greater Bay Area | Collinsville-Tesla 500 kV Line | 3379 | 4926.69 | 2794.097 | -1547.69 | 1652.01 | -1142.087 | -4341.787 | 8645
| PG&E Greater Bay Area | Birds Landing-Contra Costa 230kV Line | 656 | 934.39 | 253.672 | -278.39 | 142.81 | -110.862 | -532.062 | 1766 | PG&E North of Greater Bay Area | Woodland- Davis 115kV line | 90.45 | 150 | 0 | -59.55 | -19.55 | -19.55 | -59.55 | 109
| PG&E Fresno Area | Chowchilla-Le grand 115kV Line | 0 | 222.55 | 238.6 | -222.55 | -80 | -318.6 | -461.15 | 1211 | PG&E North of Greater Bay Area | Bellota-Weber 230kV line | 1661 | 2025.5 | 1659.5453 | -364.5 | 346.05 | -1313.4953 | -2024.0453 | 460
| PG&E Fresno Area | Borden-Storey #1 230kV line | 412 | 956.45 | 1236.3913 | -544.45 | -393.9 | -1630.2913 | -1780.8413 | 1247 | PG&E Greater Bay Area | Windmaster-Delta pumps 230 kV line | 546 | 831.89 | 1926.047 | -285.89 | -217.89 | -2143.937 | -2211.937 | 6034
| SCE Northern Area | Antelope-Vincent Constraint | 6149.12 | 4790.71 | 3877.9452 | 1358.41 | 2338.41 | -1539.5352 | -2519.5352 | 1500 | PG&E Greater Bay Area | Kasson Jct-Heinz 115 kV line | 298 | 350.2 | 0 | -52.2 | 47.8 | 47.8 | -52.2 | 1255
| SCE Northern Area | Vincent-Lugo Constraint | 6733.24 | 4304.46 | 4406.0752 | 2428.78 | 3408.78 | -997.2952 | -1977.2952 | 2000 | PG&E Greater Bay Area | Birds Landing-Contra Costa 230kV Line | 656 | 969.39 | 218.672 | -313.39 | 107.81 | -110.862 | -532.062 | 1766
| SCE Northern Area | Windhub Constraint | 2400 | 1570.73 | 1628.49 | 829.27 | 1309.27 | -319.22 | -799.22 | 2500 | PG&E Fresno Area | Chowchilla-Le grand 115kV Line | 0 | 222.55 | 238.6 | -222.55 | -80 | -318.6 | -461.15 | 1211
| SCE North of Lugo Area | Victor to Lugo Area Constraint | 1034 | 831.1 | 1228.4944 | 202.9 | 495.9 | -732.5944 | -1025.5944 | N/A | PG&E Fresno Area | Borden-Storey #1 230kV line | 412 | 1068.8 | 1124.0413 | -656.8 | -506.25 | -1630.2913 | -1780.8413 | 1247
| SCE North of Lugo Area | Lugo Transformer Area Constraint | 1328 | 1236 | 1666.5944 | 92 | 747 | -919.5944 | -1574.5944 | N/A | SCE Northern Area | Vincent-Lugo Constraint | 6733.24 | 5476.96 | 4139.5752 | 1256.28 | 3142.28 | -997.2952 | -2883.2952 | 2000
| SCE Eastern Area | Etiwanda-Rancho Vista Constraint | 4824 | 4574.66 | 4227.5127 | 249.34 | 1579.34 | -2648.1727 | -3978.1727 | 3350 | SCE Northern Area | Windhub Constraint | 2400 | 1570.73 | 1628.49 | 829.27 | 1309.27 | -319.22 | -799.22 | 2500
| PG&E Greater Bay Area | Contra Costa- Windmaster 230 kV line | 1233 | 693.39 | 867.672 | 539.61 | 719.81 | -147.862 | -328.062 | 5601 | SCE North of Lugo Area | Victor to Lugo Area Constraint | 1034 | 851.12 | 1208.4744 | 182.88 | 475.88 | -732.5944 | -1025.5944 | N/A
| PG&E Greater Bay Area | Tesla-Tracy-Pump 230 kV line #2 | 4574 | 1458.49 | 6110.751 | 3115.51 | 3703.71 | -2407.041 | -2995.241 | 3521 | SCE North of Lugo Area | Lugo Transformer Area Constraint | 1328 | 1284.23 | 1618.3644 | 43.77 | 698.77 | -919.5944 | -1574.5944 | N/A
| PG&E Greater Bay Area | Tesla-Bellota 230 kV line | 3154 | 1527.69 | 6515.951 | 1626.31 | 2524.31 | -3991.641 | -4889.641 | 300 | PG&E Greater Bay Area | Contra Costa- Windmaster 230 kV line | 1233 | 728.39 | 832.672 | 504.61 | 684.81 | -147.862 | -328.062 | 5601
| PG&E Greater Bay Area | Morganhill-Metcalf 115kV Line | 382 | 227 | 417 | 155 | 369 | -48 | -262 | 712 | PG&E Greater Bay Area | Tesla-Tracy-Pump 230 kV line #2 | 4574 | 1717.44 | 5851.801 | 2856.56 | 3444.76 | -2407.041 | -2995.241 | 3521
| PG&E Kern Area | Cal Flat-Gates 230 kV line | 927 | 804.35 | 1487.862 | 122.65 | 872.65 | -615.212 | -1365.212 | 1418 | PG&E Greater Bay Area | Tesla-Bellota 230 kV line | 3154 | 1914.04 | 6129.601 | 1239.96 | 2137.96 | -3991.641 | -4889.641 | 300
| PG&E Fresno Area | Gates 500/230kV TB #12 | 5406 | 4827.98 | 2196.4598 | 578.02 | 1508.57 | -687.8898 | -1618.4398 | 14825 | PG&E Greater Bay Area | Morganhill-Metcalf 115kV Line | 382 | 302 | 342 | 80 | 294 | -48 | -262 | 712
| PG&E Fresno Area | Gates 500/230kV TB #11 | 5336.9 | 4448.18 | 2761.4098 | 888.72 | 1850.72 | -910.6898 | -1872.6898 | 10038 | PG&E Kern Area | Cal Flat-Gates 230 kV line | 927 | 806.15 | 1486.062 | 120.85 | 870.85 | -615.212 | -1365.212 | 1418
| PG&E Fresno Area | Tranquility-Helm 230kV Line | 2921 | 1572.35 | 2625.6633 | 1348.65 | 1501.2 | -1124.4633 | -1277.0133 | 2274 | PG&E Fresno Area | Gates 500/230kV TB #12 | 5406 | 5286.73 | 1737.7098 | 119.27 | 1049.82 | -687.8898 | -1618.4398 | 14825
| PG&E Fresno Area | NEW-Metcalf-Mosslanding 500kV | 1666 | 707.5 | 2568 | 958.5 | 1172.5 | -1395.5 | -1609.5 | N/A | PG&E Fresno Area | Gates 500/230kV TB #11 | 5336.9 | 5033.08 | 2176.5098 | 303.82 | 1265.82 | -910.6898 | -1872.6898 | 10038
| East of Pisgah Area | GLW 230kV area constraint | 3372 | 2004.5 | 1771.23 | 1367.5 | 2303.5 | 532.27 | -403.73 | N/A | PG&E Fresno Area | Tranquility-Helm 230kV Line | 2921 | 1862.6 | 2335.4133 | 1058.4 | 1210.95 | -1124.4633 | -1277.0133 | 2274
| East of Pisgah Area | Sloan Canyon - Eldorado 500 kV constraint | 4032 | 3455.5 | 2226.8234 | 576.5 | 2484.5 | 257.6766 | -1650.3234 | N/A | PG&E Fresno Area | NEW-Metcalf-Mosslanding 500kV | 1666 | 1035 | 2240.5 | 631 | 845 | -1395.5 | -1609.5 | N/A
| SDG&E Study Area | Capistrano-San Onofre 230 kV constraint | 1324 | 737.36 | 659.1515 | 586.64 | 1086.64 | 427.4885 | -72.5115 | 920 | East of Pisgah Area | GLW 230kV area constraint | 3372 | 2004.5 | 1771.23 | 1367.5 | 2303.5 | 532.27 | -403.73 | N/A
| SDG&E Study Area | Encina - San Luis Rey 230 kV constraint | 1832.4 | 2837.81 | 1745.6469 | 1042.19 | 2542.19 | 796.5431 | -703.4569 | 2047.6 | SDG&E Study Area | Capistrano-San Onofre 230 kV constraint | 1324 | 743 | 653.5115 | 581 | 1081 | 427.4885 | -72.5115 | 920
| PG&E Greater Bay Area | Eight Mile-Tesla 230 kV line | 926 | 480 | 793.9 | 446 | 906 | 112.1 | -347.9 | 163 | SDG&E Study Area | Encina - San Luis Rey 230 kV constraint | 1832.4 | 2882.81 | 1700.6469 | 997.19 | 2497.19 | 796.5431 | -703.4569 | 2047.6
| PG&E Fresno Area | Mustang-Henrietta 230 kV line | 5581 | 3291.23 | 2791.6385 | 2289.77 | 3049.77 | 258.1315 | -501.8685 | 2479 | PG&E Greater Bay Area | Eight Mile-Tesla 230 kV line | 926 | 591.5 | 682.4 | 334.5 | 794.5 | 112.1 | -347.9 | 163
[11 empty] | PG&E Fresno Area | Mustang-Henrietta 230 kV line | 5581 | 3291.23 | 2791.6385 | 2289.77 | 3049.77 | 258.1315 | -501.8685 | 2479

## Tx_Calculator_2036_TPD
|  | CAISO Study Area | SCE Northern Area | [7 empty] | SCE Metro Area |  | SCE North of Lugo Area |  |  |  |  | SCE Eastern Area | [6 empty] | East of Pisgah Area |  |  | SDG&E Study Area | [13 empty] | PG&E North of Greater Bay Area | [9 empty] | PG&E Greater Bay Area | [17 empty] | PG&E Kern Area | [9 empty] | PG&E Fresno Area
White Paper Constraint Info |  | White Paper Name | Antelope-Vincent Constraint | Vincent-Lugo Constraint | Pardee-Sylmar Constraint | Windhub Constraint | Moorpark-Pardee Constraint | North of Magunden Constraint | South of Magunden Constraint | Antelope-Neenach Constraint | Hinson - Del Amo Constraint | SCE Metro Area Default Constraint | Control to Inyokern area constraint | South of Kramer Area Constraint | Victor to Lugo Area Constraint | Lugo Transformer Area Constraint | Calcite to Lugo Area Constraint | Colorado River 500/230 kV Constraint | DCRT Constraint | Devers-Red Bluff Constraint | Eagle Mountain Constraint | Etiwanda-Rancho Vista Constraint | Red Bluff 500/230 kV Constraint | Serrano-Alberhill-Valley Constraint | GLW 230kV area constraint | Sloan Canyon - Eldorado 500 kV constraint | Lugo - Victorville area constraint | Capistrano-San Onofre 230 kV constraint | Chicarita 138 kV constraint | El Cajon 69 kV constraint | Internal San Diego Area constraint | Miguel 69 kV constraint | Encina - San Luis Rey 230 kV constraint | East of Miguel constraint | San Luis Rey-San Onofre 230 kV line constraint | Ocean Ranch 69 kV constraint | Otay Mesa 230 kV constraint | Silvergate - Bay Blvd 230 kV constraint | Silvergate-Old Town 230 kV constraint | Talega 230 kV constraint | Trabuco-Capistrano 138 kV constraint | Collinsville-Tesla 500 kV Line | Woodland- Davis 115kV line | Cortina-Eagle Rock 115 kV line | Bell-Placer 115kV Line | Carberry-Round Mountain 230kV Line | Rocklin-Pleaseant grove 115kV line | Bellota-Weber 230kV line | Rio Oso-Brighton 230kV line | Rio Oso-Lockeford 230kV line | Humboldt Offshore Wind constraint | Dumbarton-Newark 115 kV line | Eastshore-San Mateo 230 kV line | Lakeville-Ignacio 230 kV line | Sobrante-Moraga 230 kV line | Windmaster-Delta pumps 230 kV line | Contra Costa- Windmaster 230 kV line | Tesla-Tracy-Pump 230 kV line #2 | Contra Costa #1 115kV Line | Kasson Jct-Heinz 115 kV line | Newark-Newark Distribution 115 kV line | Tesla-Bellota 230 kV line | Eight Mile-Tesla 230 kV line | Grant - Eastshore #2 line 115 kV | Salado-Crow Creek Sw Sta 60 kV line | Tesla-Salado 115 kV line | Morganhill-Metcalf 115kV Line | Tesla-Tracy Pump 230 kV Line #1 | Birds Landing-Contra Costa 230kV Line | Cal Flat-Gates 230 kV line | Gates-Arco 230 kV Line | Smyrna-Atwell Jct 115kV Line | Kern 230/115kV TB #4 | Maricopa-Copus 70 kV line | Midway-Taft 115 kV line | Kern-Tevis-Stockdale-Lamont 115kV line | Midway 230/115kV TB #3 | Semitropic-Midway 115kV Line | Midway-Buena Vista Jct 230kV Line | Manning 500kV | Gates 500/230kV TB #12 | Gates 500/230kV TB #11 | Gates 230/70kV TB #5 | Tranquility-Helm 230kV Line | Dairyland-Chowchilla 115kV Line | Chowchilla-Le grand 115kV Line | NEW- Melones-Cottle 230kV line | Los Banos 500/230kV TB | Schindler 115/70kV TB #1 | Panoche- Mendota 115 kV line | Panoche-Oro Loma 115kV Line | Borden-Storey #1 230kV line | Merced 115/70kV TB#2 | Helm 230/70kV TB #1 | Oro Loma-El Nido 115kV Line | Diablo-Gates 500 kV line | Mustang-Henrietta 230 kV line | Gates-Panoche 230 kV #1 and #2 Lines | NEW-Metcalf-Mosslanding 500kV
|  | CAISO Study Area | SCE Northern Area | SCE Northern Area | SCE Northern Area | SCE Northern Area | SCE Northern Area | SCE Northern Area | SCE Northern Area | SCE Northern Area | SCE Metro Area | SCE Metro Area | SCE North of Lugo Area | SCE North of Lugo Area | SCE North of Lugo Area | SCE North of Lugo Area | SCE North of Lugo Area | SCE Eastern Area | SCE Eastern Area | SCE Eastern Area | SCE Eastern Area | SCE Eastern Area | SCE Eastern Area | SCE Eastern Area | East of Pisgah Area | East of Pisgah Area | East of Pisgah Area | SDG&E Study Area | SDG&E Study Area | SDG&E Study Area | SDG&E Study Area | SDG&E Study Area | SDG&E Study Area | SDG&E Study Area | SDG&E Study Area | SDG&E Study Area | SDG&E Study Area | SDG&E Study Area | SDG&E Study Area | SDG&E Study Area | SDG&E Study Area | PG&E North of Greater Bay Area | PG&E North of Greater Bay Area | PG&E North of Greater Bay Area | PG&E North of Greater Bay Area | PG&E North of Greater Bay Area | PG&E North of Greater Bay Area | PG&E North of Greater Bay Area | PG&E North of Greater Bay Area | PG&E North of Greater Bay Area | PG&E North of Greater Bay Area | PG&E Greater Bay Area | PG&E Greater Bay Area | PG&E Greater Bay Area | PG&E Greater Bay Area | PG&E Greater Bay Area | PG&E Greater Bay Area | PG&E Greater Bay Area | PG&E Greater Bay Area | PG&E Greater Bay Area | PG&E Greater Bay Area | PG&E Greater Bay Area | PG&E Greater Bay Area | PG&E Greater Bay Area | PG&E Greater Bay Area | PG&E Greater Bay Area | PG&E Greater Bay Area | PG&E Greater Bay Area | PG&E Greater Bay Area | PG&E Kern Area | PG&E Kern Area | PG&E Kern Area | PG&E Kern Area | PG&E Kern Area | PG&E Kern Area | PG&E Kern Area | PG&E Kern Area | PG&E Kern Area | PG&E Kern Area | PG&E Fresno Area | PG&E Fresno Area | PG&E Fresno Area | PG&E Fresno Area | PG&E Fresno Area | PG&E Fresno Area | PG&E Fresno Area | PG&E Fresno Area | PG&E Fresno Area | PG&E Fresno Area | PG&E Fresno Area | PG&E Fresno Area | PG&E Fresno Area | PG&E Fresno Area | PG&E Fresno Area | PG&E Fresno Area | PG&E Fresno Area | PG&E Fresno Area | PG&E Fresno Area | PG&E Fresno Area
|  | PTO area | SCE | SCE | SCE | SCE | SCE | SCE | SCE | SCE | SCE | SCE | SCE | SCE | SCE | SCE | SCE | SCE | SCE | SCE | SCE | SCE | SCE | SCE | VEA | VEA | SCE | SDGE | SDGE | SDGE | SDGE | SDGE | SDGE | SDGE | SDGE | SDGE | SDGE | SDGE | SDGE | SDGE | SDGE | PGE | PGE | PGE | PGE | PGE | PGE | PGE | PGE | PGE | PGE | PGE | PGE | PGE | PGE | PGE | PGE | PGE | PGE | PGE | PGE | PGE | PGE | PGE | PGE | PGE | PGE | PGE | PGE | PGE | PGE | PGE | PGE | PGE | PGE | PGE | PGE | PGE | PGE | PGE | PGE | PGE | PGE | PGE | PGE | PGE | PGE | PGE | PGE | PGE | PGE | PGE | PGE | PGE | PGE | PGE | PGE | PGE | PGE
|  | Wind/Solar Designation Area | Solar | Solar | Solar | Solar | Solar | Solar | Solar | Solar | Solar | Solar | Solar | Solar | Solar | Solar | Solar | Solar | Solar | Solar | Solar | Solar | Solar | Solar | Solar | Solar | Solar | Solar | Solar | Solar | Solar | Solar | Solar | Solar | Solar | Solar | Solar | Solar | Solar | Solar | Solar | Wind | Wind | Wind | Wind | Wind | Wind | Wind | Wind | Wind | Wind | Wind | Wind | Wind | Wind | Wind | Wind | Wind | Wind | Wind | Wind | Wind | Wind | Wind | Wind | Wind | Wind | Wind | Wind | Solar | Solar | Solar | Solar | Solar | Solar | Solar | Solar | Solar | Solar | Solar | Solar | Solar | Solar | Solar | Solar | Solar | Solar | Solar | Solar | Solar | Solar | Solar | Solar | Solar | Solar | Solar | Solar | Solar | Solar
White Paper Constraint Initial Capacity |  | FCDS | 6149.12 | 6733.24 | 3530 | 2400 | 954 | 876 | 977 | 0 | 2700 | 13500 | 0 | 256 | 1034 | 1328 | 297 | 1160 | 2300 | 6133 | 0 | 4824 | 1450 | 6651 | 3372 | 4032 | 10105 | 1324 | 224 | 406 | 602 | 231 | 1832.4 | 1035 | 1677.4 | 204 | 1175 | 2169.2 | 682.4 | 1028 | 501 | 3379 | 90.45 | 971 | 347 | 15 | 50 | 1661 | 423 | 1042 | 0 | 1290 | 2146 | 2257 | 3140 | 546 | 1233 | 4574 | 32 | 298 | 8054 | 3154 | 926 | 962.9 | 102.97 | 178.92 | 382 | 9287 | 656 | 927 | 1562 | 231 | 1912 | 94.45 | 17.78 | 184.8 | 1592 | 240 | 471 | 2280 | 5406 | 5336.9 | 300.67 | 2921 | 1110.5 | 0 | 687 | 6411 | 0 | 1985 | 1782 | 412 | 122 | 38 | 528 | 5161 | 5581 | 4562 | 1666
|  | FCDS Limit Type | Actual | Actual | Actual | Actual | Actual | Actual | Actual | Actual | Actual | Default | Actual | Default | Default | Default | Actual | Actual | Actual | Default | Actual | Actual | Actual | Default | Actual | Actual | Actual | Actual | Actual | Actual | Actual | Actual | Actual | Actual | Actual | Actual | Actual | Actual | Actual | Actual | Actual | Actual | Actual | Actual | Actual | Actual | Actual | Actual | Actual | Actual | Actual | Actual | Actual | Actual | Actual | Actual | Actual | Actual | Actual | Actual | Actual | Actual | Actual | Actual | Actual | Actual | Actual | Actual | Actual | Actual | Actual | Actual | Actual | Actual | Actual | Actual | Actual | Actual | Actual | Default | Actual | Actual | Actual | Actual | Actual | Actual | Actual | Actual | Actual | Actual | Actual | Actual | Actual | Actual | Actual | Actual | Actual | Actual | Default
|  | EODS | 8920.36 | 8496.34 | 6426 | 2614.3 | 2641 | 1527 | 2138 | 0 | 2700 | 13500 | 120 | 1190 | 1878 | 2427 | 552 | 2202 | 2300 | 7328 | 392 | 7313 | 1603 | 10182 | 3642 | 4302 | 12605 | 1324 | 224 | 406 | 602 | 231 | 5579 | 1377 | 5624 | 204 | 1175 | 2169.2 | 2369 | 1028 | 501 | 7706 | 81 | 1422 | 379 | 15 | 96 | 2539 | 463 | 975 | 0 | 3728 | 4811 | 768 | 5136 | 3673 | 3667 | 10136 | 77 | 495 | 7290 | 4254 | 3909 | 1220 | 102.97 | 180 | 273 | 9538 | 1176 | 1005 | 1226 | 144 | 1928 | 58 | 270 | 109 | 1377 | 255 | 471 | 2280 | 3581 | 5027 | 272 | 2777 | 1066 | 158 | 945 | 7216 | 50 | 1216 | 1903 | 780 | 156 | 128 | 308 | 5581 | 5617 | 4589 | 6083
|  | EODS Limit Type | Default | Default | Default | Default | Default | Default | Actual | Actual | Default | Default | Default | Default | Default | Default | Default | Actual | Default | Default | Default | Default | Actual | Default | Actual | Actual | Default | Default | Default | Default | Actual | Default | Actual | Actual | Actual | Default | Default | Actual | Default | Default | Default | Default | Default | Default | Default | Default | Default | Default | Default | Default | Actual | Default | Default | Default | Default | Default | Default | Default | Default | Default | Default | Default | Default | Default | Default | Default | Default | Default | Default | Actual | Actual | Actual | Default | Actual | Default | Actual | Actual | Actual | Default | Default | Actual | Actual | Actual | Actual | Actual | Actual | Actual | Actual | Actual | Actual | Default | Actual | Actual | Actual | Actual | Actual | Default | Default | Actual
White Paper Transmission Upgrade Info |  | FCDS AMOUNT | 1500 | 2000 | 1800 | 2500 | 900 | 500 | 2000 | 2000 | 800 | N/A | 186 | 200 | N/A | N/A | 1046 | 1370 | 3000 | 532 | 600 | 3350 | 1200 | 1522 | N/A | N/A | 6800 | 920 | 700 | 547 | 9999 | 431 | 2047.6 | 9999 | 2208.6 | 692 | 2189 | 548 | 1686.8 | 2201 | 556 | 8645 | 109 | 50 | 480 | 26 | 707 | 460 | 574 | 485 | 2300 | N/A | N/A | N/A | N/A | 6034 | 5601 | 3521 | 131 | 1255 | 831 | 300 | 163 | 290 | 74 | 70 | 712 | 4344 | 1766 | 1418 | 16891 | 687 | 179 | 206 | 9 | 367 | 784 | 637 | 234 | N/A | 14825 | 10038 | 47 | 2274 | 1211 | 1211 | N/A | N/A | 3160 | 2019 | 588 | 1247 | 358 | 60 | 3192 | 4125 | 2479 | 8379 | N/A
|  | Est. Cost (millions): | 13.2 | 85.9 | 660 | 612 | 600 | 1253 | 4358 | 100 | 28 | - | 329 | N/A | N/A | N/A | 239 | 67 | 463 | N/A | 1182 | 89 | 69 | N/A | N/A | N/A | 2165 | 58.1 | 100 | 14.7 | N/A | 671.05 | N/A | N/A | N/A | 28.3 | 79.91 | N/A | N/A | 210.6 | 103.37 | 2851.85 | 9.33 | 50 | 185 | 180 | 125 | 400 | 0 | 0 | N/A | N/A | 0 | 0 | 0 | 417.33 | 0 | 0 | 185 | 1700 | 0 | 0 | 0 | 125 | 400 | 0 | 380 | 25 | 700 | 1008.03 | 940 | 220 | 30 | 620 | 0 | 120 | 150 | 760 | 100 | N/A | 35 | 0 | 110 | 1500 | 250 | 550 | N/A | N/A | 370 | 0 | 0 | 50 | 125 | 135 | 330 | 830 | 0 | 214 | 200
|  | Est. In Service Date: | 2028 | 2030 | 2035 | 2035 | 2035 | 2035 | 2035 | 2028 | 2028 | 0 | 2035 | 2033 | 0 | 0 | 2035 | 2030 | 2032 | 2034 | 2036 | 2029 | 2030 | 2034 | 0 | 0 | 2036 | 2031 | 2030 | 2030 | 2032 | 2030 | 2034 | 2034 | 2034 | 2030 | 2031 | 2034 | 2034 | 2031 | 2030 | 2038 | 2031 | 2031 | 2036 | 2033 | 2033 | 2036 | 2036 | 2036 | 2034 | 2028 | 2028 | 2028 | 2028 | 2033 | 2033 | 2033 | 2036 | 2044 | 2044 | 2044 | 2044 | 2033 | 2038 | 2038 | 2038 | 2031 | 2038 | 2034 | 2038 | 2034 | 2031 | 2037 | 2037 | 2033 | 2034 | 2038 | 2032 | 0 | 2030 | 2030 | 2034 | 2041 | 2036 | 2041 | 2028 | 2028 | 2036 | 2036 | 2033 | 2033 | 2038 | 2033 | 2036 | 2034 | 2034 | 2033 | 0
|  | EODS AMOUNT | N/A | N/A | N/A | N/A | N/A | N/A | 2000 | 15 | N/A | N/A | N/A | N/A | N/A | N/A | N/A | 1299 | N/A | 532 | N/A | N/A | 1200 | 1522 | N/A | N/A | 6800 | N/A | N/A | N/A | 9999 | N/A | 2048 | 9999 | 2209 | N/A | N/A | 2724.8 | N/A | N/A | N/A | N/A | N/A | N/A | N/A | 25 | N/A | N/A | N/A | N/A | 2300 | N/A | N/A | N/A | N/A | N/A | N/A | N/A | N/A | N/A | N/A | N/A | N/A | N/A | N/A | N/A | N/A | N/A | N/A | 230 | 962 | 632 | N/A | 67.7 | N/A | 106.58 | 1477 | 475 | N/A | N/A | 6843 | 6343 | 390 | 607 | 122 | 546 | N/A | N/A | 87 | 302 | N/A | 2047 | 291 | 226 | 65 | 4125 | 2479 | N/A | N/A
|  | Est. Cost (millions): | N/A | N/A | N/A | N/A | N/A | N/A | 66 | 45 | N/A | N/A | N/A | N/A | N/A | N/A | N/A | 67 | N/A | N/A | N/A | N/A | 69 | N/A | N/A | N/A | 2165 | N/A | N/A | N/A | N/A | N/A | N/A | N/A | N/A | N/A | N/A | N/A | N/A | N/A | N/A | N/A | N/A | N/A | N/A | 180 | N/A | N/A | N/A | N/A | N/A | N/A | N/A | N/A | N/A | N/A | N/A | N/A | N/A | N/A | N/A | N/A | N/A | N/A | N/A | N/A | N/A | N/A | N/A | 1008.03 | 940 | 220 | N/A | 620 | 0 | 120 | 150 | 760 | 100 | N/A | 35 | 0 | 110 | 1500 | 250 | 550 | N/A | N/A | 370 | 0 | N/A | N/A | 125 | 135 | 330 | 830 | 0 | N/A | N/A
|  | Est. In Service Date: | 0 | 0 | 0 | 0 | 0 | 0 | 2035 | 2029 | 0 | 0 | 0 | 2033 | 0 | 0 | 0 | 2029 | 0 | 2034 | 0 | 0 | 0 | 2034 | 0 | 0 | 2036 | 0 | 0 | 0 | 2032 | 0 | 2034 | 2034 | 2034 | 0 | 0 | 2034 | 0 | 0 | 0 | 0 | 0 | 0 | 0 | 2033 | 0 | 0 | 0 | 0 | 2034 | 0 | 0 | 0 | 0 | 0 | 0 | 0 | 0 | 0 | 0 | 0 | 0 | 0 | 0 | 0 | 0 | 0 | 0 | 2034 | 2038 | 2034 | 0 | 2037 | 2037 | 2033 | 2034 | 2038 | 2032 | 0 | 2030 | 2030 | 2034 | 2041 | 2036 | 2041 | 2028 | 2028 | 2036 | 2036 | 0 | 2033 | 2038 | 2033 | 2036 | 2034 | 2034 | 0 | 0
|  | Upgrades are same | None | None | None | None | None | None | No | No | None | None | None | Yes | None | None | None | Yes | None | Yes | None | None | Yes | Yes | Yes | Yes | Yes | None | None | None | Yes | None | Yes | Yes | YES | None | None | Yes | None | None | None | None | None | None | None | Yes | None | None | None | None | Yes | None | None | None | None | None | None | None | None | None | None | None | None | None | None | None | None | None | None | Yes | Yes | Yes | None | Yes | Yes | Yes | Yes | Yes | Yes | None | Yes | Yes | Yes | Yes | Yes | Yes | Yes | Yes | Yes | Yes | None | Yes | Yes | Yes | Yes | Yes | Yes | None | No
|  | Upgrade approved | No | No | No | No | No | No | No | No | No | No | No | Yes | Yes | Yes | No | No | No | Yes | No | No | No | Yes | Yes | Yes | No | No | No | No | Yes | No | Yes | Yes | Yes | No | No | Yes | Yes | No | No | No | No | No | No | No | No | No | No | No | Yes | Yes | Yes | Yes | Yes | No | No | No | No | No | No | No | No | No | No | No | No | No | No | No | No | No | No | No | No | No | No | No | No | No | No | No | No | No | No | No | Yes | Yes | No | No | No | No | No | No | No | No | No | No | No
Tx Calculations for Mapped Portfolio Resources
FCDS | Mapped MWs
|  | Geothermal | 0 | 0 | 0 | 0 | 0 | 0 | 0 | 0 | 0 | 523 | 177 | 293 | 293 | 293 | 0 | 0 | 0 | 6 | 30 | 30 | 0 | 30 | 436 | 908 | 1649 | 0 | 0 | 0 | 1000 | 0 | 1000 | 1000 | 1000 | 0 | 0 | 1000 | 1000 | 0 | 0 | 3199.7 | 40 | 180.2 | 40 | 0 | 0 | 170 | 60 | 60 | 0 | 0 | 0 | 50 | 421.2 | 68 | 180.2 | 588.2 | 0 | 100 | 18 | 496 | 60 | 0 | 0 | 0 | 214 | 168 | 421.2 | 0 | 0 | 0 | 0 | 0 | 0 | 0 | 0 | 0 | 0 | 0 | 30 | 60 | 0 | 10 | 10 | 0 | 10 | 220 | 0 | 10 | 10 | 10 | 0 | 0 | 10 | 0 | 0 | 0 | 214
|  | Biomass | 0 | 0 | 0 | 0 | 0 | 0 | 0 | 0 | 0 | 0 | 0 | 0 | 0 | 0 | 0 | 0 | 0 | 0 | 0 | 0 | 0 | 0 | 0 | 0 | 0 | 0 | 0 | 0 | 0 | 0 | 0 | 0 | 0 | 0 | 0 | 0 | 0 | 0 | 0 | 0 | 0 | 0 | 0 | 0 | 0 | 0.55 | 0 | 0 | 0 | 0 | 0 | 0 | 0 | 0 | 0 | 0 | 0 | 0 | 0 | 2 | 0 | 0 | 0 | 0 | 0 | 0 | 0 | 0 | 0 | 0 | 0 | 0 | 0 | 0 | 0 | 0 | 0 | 0 | 0.55 | 2 | 0 | 2.55 | 2.55 | 2.55 | 0.55 | 2.55 | 0 | 2.55 | 0.55 | 0.55 | 0 | 0 | 2.55 | 0 | 0 | 0 | 0
|  | Wind | 0 | 0 | 0 | 0 | 0 | 0 | 0 | 0 | 0 | 0 | 0 | 0 | 0 | 0 | 0 | 0 | 0 | 0 | 0 | 57 | 0 | 57 | 150 | 150 | 250 | 0 | 0 | 0 | 0 | 0 | 180 | 0 | 180 | 0 | 0 | 180 | 180 | 0 | 0 | 631.98 | 0 | 0 | 0 | 0 | 0 | 0 | 0 | 0 | 0 | 0 | 0 | 0 | 0 | 229.98 | 229.98 | 229.98 | 0 | 0 | 229.98 | 229.98 | 0 | 0 | 0 | 0 | 0 | 229.98 | 229.98 | 0 | 0 | 0 | 0 | 0 | 0 | 0 | 0 | 0 | 0 | 0 | 0 | 0 | 0 | 0 | 0 | 0 | 0 | 0 | 0 | 0 | 0 | 0 | 0 | 0 | 0 | 0 | 0 | 0 | 0
|  | OOS Wind | 0 | 0 | 0 | 0 | 0 | 0 | 0 | 0 | 0 | 0 | 0 | 0 | 0 | 0 | 0 | 0 | 0 | 4121 | 0 | 0 | 0 | 4121 | 0 | 0 | 5621 | 0 | 0 | 0 | 0 | 0 | 0 | 0 | 0 | 0 | 0 | 0 | 0 | 0 | 0 | 0 | 0 | 0 | 0 | 0 | 0 | 0 | 0 | 0 | 0 | 0 | 0 | 0 | 0 | 0 | 0 | 0 | 0 | 0 | 0 | 0 | 0 | 0 | 0 | 0 | 0 | 0 | 0 | 0 | 0 | 0 | 0 | 0 | 0 | 0 | 0 | 0 | 0 | 0 | 0 | 0 | 0 | 0 | 0 | 0 | 0 | 0 | 0 | 0 | 0 | 0 | 0 | 0 | 0 | 0 | 0 | 0 | 0
|  | Offshore Wind | 0 | 0 | 0 | 0 | 0 | 0 | 0 | 0 | 0 | 0 | 0 | 0 | 0 | 0 | 0 | 0 | 0 | 0 | 0 | 0 | 0 | 0 | 0 | 0 | 0 | 0 | 0 | 0 | 0 | 0 | 0 | 0 | 0 | 0 | 0 | 0 | 0 | 0 | 0 | 0 | 0 | 0 | 0 | 0 | 0 | 0 | 0 | 0 | 0 | 0 | 0 | 0 | 0 | 0 | 0 | 0 | 0 | 0 | 0 | 0 | 0 | 0 | 0 | 0 | 0 | 0 | 0 | 0 | 0 | 0 | 0 | 0 | 0 | 0 | 0 | 0 | 0 | 0 | 0 | 0 | 0 | 0 | 0 | 0 | 0 | 0 | 0 | 0 | 0 | 0 | 0 | 0 | 0 | 0 | 0 | 0 | 0
|  | Solar | 3967 | 3042 | 1700 | 221 | 200 | 700 | 800 | 0 | 1.32 | 23.24 | 0 | 70 | 220 | 550 | 165 | 400 | 0 | 4612 | 300 | 2010 | 0 | 2760 | 125 | 125 | 5155.5 | 0 | 0 | 0 | 500 | 0 | 1500 | 5730.5 | 2043.5 | 0 | 0 | 500 | 1000 | 0 | 0 | 0 | 0 | 0 | 0 | 0 | 0 | 640 | 0 | 0 | 0 | 0 | 0 | 0 | 0 | 0 | 0 | 206 | 0 | 106 | 0 | 306 | 0 | 0 | 6 | 106 | 0 | 106 | 0 | 209 | 203 | 40 | 643 | 0 | 0 | 100 | 143 | 40 | 700 | 0 | 7620.2 | 8217.2 | 0 | 800 | 0 | 0 | 0 | 1490 | 0 | 300 | 0 | 434 | 0 | 0 | 200 | 600 | 8902.2 | 166 | 100
|  | Battery_4hr | 2462 | 2246 | 1190 | 1062 | 480 | 535 | 615 | 0 | 525 | 2124.6 | 0 | 428.5 | 503.5 | 503.5 | 0 | 30 | 1371.516 | 2012.516 | 460 | 2496 | 416 | 3727.516 | 510 | 989 | 3408.016 | 137.36 | 10 | 76.86 | 907.75 | 71.45 | 1090.46 | 1230.5 | 1726.96 | 30 | 0 | 693.6 | 899.6 | 137.36 | 0 | 633.65 | 0 | 38 | 0 | 0 | 0 | 995.1 | 0 | 0 | 0 | 0 | 0 | 50 | 276 | 613.9 | 398.2 | 722.9 | 0 | 234.3 | 163 | 467.3 | 20 | 0 | 20 | 119 | 0 | 726 | 398.2 | 20 | 0 | 20 | 20 | 0 | 0 | 0 | 20 | 20 | 157.6 | 0 | 1656.9 | 1583.1 | 0 | 930.8 | 0 | 80 | 0 | 1170.8 | 0 | 0 | 0 | 740.8 | 0 | 35 | 0 | 0 | 911.9 | 190 | 0
|  | Battery_8hr | 833 | 683 | 0 | 0 | 0 | 0 | 0 | 0 | 278 | 6999 | 0 | 6 | 6 | 6 | 0 | 0 | 902 | 1717 | 0 | 460 | 0 | 1362 | 476.5 | 476.5 | 2558.5 | 100 | 0 | 0 | 0 | 0 | 94.35 | 1274.35 | 509.35 | 50 | 0 | 0 | 0 | 100 | 0 | 0 | 0 | 0 | 0 | 0 | 0 | 0 | 0 | 0 | 0 | 0 | 0 | 0 | 0 | 0 | 0 | 1.5 | 0 | 0 | 0 | 1.5 | 0 | 0 | 0 | 0 | 13 | 0 | 0 | 3 | 337 | 0 | 3 | 0 | 0 | 0 | 3 | 0 | 0 | 800 | 1097.5 | 670.5 | 0 | 369 | 0 | 0 | 0 | 3814.5 | 0 | 0 | 0 | 0 | 0 | 0 | 0 | 0 | 284 | 35 | 478.5
|  | LDES | 980 | 980 | 250 | 480 | 0 | 0 | 0 | 0 | 0 | 0 | 0 | 0 | 0 | 362 | 0 | 0 | 0 | 800 | 0 | 1300 | 0 | 1300 | 500 | 1000 | 1500 | 500 | 0 | 0 | 500 | 0 | 500 | 0 | 500 | 0 | 0 | 0 | 0 | 0 | 0 | 0 | 0 | 0 | 0 | 0 | 0 | 540 | 0 | 0 | 0 | 0 | 0 | 0 | 0 | 0 | 0 | 0 | 0 | 0 | 0 | 400 | 400 | 0 | 0 | 0 | 0 | 0 | 0 | 750 | 0 | 0 | 0 | 0 | 0 | 0 | 0 | 0 | 0 | 0 | 900 | 900 | 0 | 140 | 140 | 140 | 0 | 140 | 0 | 140 | 140 | 140 | 0 | 0 | 0 | 0 | 760 | 750 | 0
EODS | Mapped MWs | Has LLT? | TRUE | TRUE | TRUE | TRUE | FALSE | FALSE | FALSE | FALSE | FALSE | TRUE | TRUE | TRUE | TRUE | TRUE | FALSE | FALSE | FALSE | TRUE | TRUE | TRUE | FALSE | TRUE | TRUE | TRUE | TRUE | TRUE | FALSE | FALSE | TRUE | FALSE | TRUE | TRUE | TRUE | FALSE | FALSE | TRUE | TRUE | FALSE | FALSE | TRUE | TRUE | TRUE | TRUE | FALSE | FALSE | TRUE | TRUE | TRUE | FALSE | FALSE | FALSE | TRUE | TRUE | TRUE | TRUE | TRUE | FALSE | TRUE | TRUE | TRUE | TRUE | FALSE | FALSE | FALSE | TRUE | TRUE | TRUE | TRUE | FALSE | FALSE | FALSE | FALSE | FALSE | FALSE | FALSE | FALSE | FALSE | FALSE | TRUE | TRUE | FALSE | TRUE | TRUE | TRUE | TRUE | TRUE | FALSE | TRUE | TRUE | TRUE | FALSE | FALSE | TRUE | FALSE | TRUE | TRUE | TRUE
|  | Wind | 0 | 0 | 0 | 0 | 0 | 0 | 0 | 0 | 0 | 0 | 0 | 0 | 0 | 0 | 0 | 0 | 0 | 0 | 0 | 0 | 0 | 0 | 0 | 0 | 0 | 0 | 0 | 0 | 0 | 0 | 0 | 0 | 0 | 0 | 0 | 0 | 0 | 0 | 0 | 0 | 0 | 0 | 0 | 0 | 0 | 0 | 0 | 0 | 0 | 0 | 0 | 0 | 0 | 0 | 0 | 0 | 0 | 0 | 0 | 0 | 0 | 0 | 0 | 0 | 0 | 0 | 0 | 0 | 0 | 0 | 0 | 0 | 0 | 0 | 0 | 0 | 0 | 0 | 69.3 | 69.3 | 0 | 0 | 0 | 0 | 0 | 69.3 | 0 | 0 | 0 | 0 | 0 | 0 | 0 | 0 | 0 | 0 | 0
|  | OOS Wind | 0 | 0 | 0 | 0 | 0 | 0 | 0 | 0 | 0 | 0 | 0 | 0 | 0 | 0 | 0 | 0 | 0 | 0 | 0 | 0 | 0 | 0 | 0 | 0 | 0 | 0 | 0 | 0 | 0 | 0 | 0 | 0 | 0 | 0 | 0 | 0 | 0 | 0 | 0 | 0 | 0 | 0 | 0 | 0 | 0 | 0 | 0 | 0 | 0 | 0 | 0 | 0 | 0 | 0 | 0 | 0 | 0 | 0 | 0 | 0 | 0 | 0 | 0 | 0 | 0 | 0 | 0 | 0 | 0 | 0 | 0 | 0 | 0 | 0 | 0 | 0 | 0 | 0 | 0 | 0 | 0 | 0 | 0 | 0 | 0 | 0 | 0 | 0 | 0 | 0 | 0 | 0 | 0 | 0 | 0 | 0 | 0
|  | Offshore Wind | 0 | 0 | 0 | 0 | 0 | 0 | 0 | 0 | 0 | 0 | 0 | 0 | 0 | 0 | 0 | 0 | 0 | 0 | 0 | 0 | 0 | 0 | 0 | 0 | 0 | 0 | 0 | 0 | 0 | 0 | 0 | 0 | 0 | 0 | 0 | 0 | 0 | 0 | 0 | 0 | 0 | 0 | 0 | 0 | 0 | 0 | 0 | 0 | 0 | 0 | 0 | 0 | 0 | 0 | 0 | 0 | 0 | 0 | 0 | 0 | 0 | 0 | 0 | 0 | 0 | 0 | 0 | 0 | 0 | 0 | 0 | 0 | 0 | 0 | 0 | 0 | 0 | 0 | 0 | 0 | 0 | 0 | 0 | 0 | 0 | 0 | 0 | 0 | 0 | 0 | 0 | 0 | 0 | 0 | 0 | 0 | 0
|  | Distributed Solar | 31.5 | 0 | 18 | 0 | 0 | 18 | 18 | 0 | 7.38 | 11.33 | 0 | 3 | 17 | 17 | 0 | 0 | 0 | 0 | 0 | 0 | 0 | 0 | 0 | 0 | 0 | 0 | 0 | 0.84 | 0 | 0.84 | 0.84 | 0 | 0.84 | 0 | 0 | 0 | 0.84 | 0 | 0 | 25.629 | 0 | 4 | 0 | 0 | 2.73 | 38.265 | 0 | 2.73 | 0 | 0 | 0 | 0 | 9 | 2 | 6 | 11.575 | 0 | 5.575 | 2 | 15.305 | 2.73 | 0 | 0 | 2.6 | 0 | 7.575 | 9 | 19.93 | 9.28 | 3 | 5.4 | 2.4 | 2.4 | 0 | 7.65 | 12.28 | 0 | 0 | 52.3 | 60.18 | 4.4 | 32.96 | 26.96 | 19.56 | 10.56 | 46.86 | 0 | 31.96 | 10.56 | 23.56 | 7.56 | 0 | 17.56 | 0 | 18.44 | 3 | 0
|  | Solar | 2708 | 2208 | 155 | 1020 | 0 | 1100 | 155 | 0 | 0 | 0 | 0 | 235.8 | 235.8 | 235.8 | 0 | 500 | 4380 | 8293 | 292 | 1195 | 663 | 6425 | 1510 | 1811.2 | 13289.2 | 0 | 0 | 0 | 207 | 0 | 397 | 7260 | 5550 | 0 | 0 | 297 | 397 | 0 | 0 | 3571.8 | 12 | 0 | 12 | 0 | 12 | 2661 | 0 | 1112 | 457.3 | 200 | 0 | 0 | 700 | 1002.5 | 1302.5 | 1216.5 | 0 | 14 | 689.5 | 2315.5 | 1312 | 200 | 14 | 114 | 0 | 703.5 | 913 | 1177.5 | 250 | 0 | 371.2 | 0 | 0 | 31.2 | 390 | 0 | 89 | 278.6 | 3209.4 | 3009.4 | 0 | 1512.5 | 0 | 0 | 0 | 2387.5 | 0 | 0 | 0 | 1035 | 0 | 35 | 0 | 1110 | 3369.4 | 1077.5 | 0
| HSN Output | HSN
|  | Geothermal | 0 | 0 | 0 | 0 | 0 | 0 | 0 | 0 | 0 | 523 | 177 | 293 | 293 | 293 | 0 | 0 | 0 | 6 | 30 | 30 | 0 | 30 | 436 | 908 | 1649 | 0 | 0 | 0 | 1000 | 0 | 1000 | 1000 | 1000 | 0 | 0 | 1000 | 1000 | 0 | 0 | 3199.7 | 40 | 180.2 | 40 | 0 | 0 | 170 | 60 | 60 | 0 | 0 | 0 | 50 | 421.2 | 68 | 180.2 | 588.2 | 0 | 100 | 18 | 496 | 60 | 0 | 0 | 0 | 214 | 168 | 421.2 | 0 | 0 | 0 | 0 | 0 | 0 | 0 | 0 | 0 | 0 | 0 | 30 | 60 | 0 | 10 | 10 | 0 | 10 | 220 | 0 | 10 | 10 | 10 | 0 | 0 | 10 | 0 | 0 | 0 | 214
|  | Biomass | 0 | 0 | 0 | 0 | 0 | 0 | 0 | 0 | 0 | 0 | 0 | 0 | 0 | 0 | 0 | 0 | 0 | 0 | 0 | 0 | 0 | 0 | 0 | 0 | 0 | 0 | 0 | 0 | 0 | 0 | 0 | 0 | 0 | 0 | 0 | 0 | 0 | 0 | 0 | 0 | 0 | 0 | 0 | 0 | 0 | 0.55 | 0 | 0 | 0 | 0 | 0 | 0 | 0 | 0 | 0 | 0 | 0 | 0 | 0 | 2 | 0 | 0 | 0 | 0 | 0 | 0 | 0 | 0 | 0 | 0 | 0 | 0 | 0 | 0 | 0 | 0 | 0 | 0 | 0.55 | 2 | 0 | 2.55 | 2.55 | 2.55 | 0.55 | 2.55 | 0 | 2.55 | 0.55 | 0.55 | 0 | 0 | 2.55 | 0 | 0 | 0 | 0
|  | Wind | 0 | 0 | 0 | 0 | 0 | 0 | 0 | 0 | 0 | 0 | 0 | 0 | 0 | 0 | 0 | 0 | 0 | 0 | 0 | 27.36 | 0 | 27.36 | 72 | 72 | 120 | 0 | 0 | 0 | 0 | 0 | 63 | 0 | 63 | 0 | 0 | 63 | 63 | 0 | 0 | 315.99 | 0 | 0 | 0 | 0 | 0 | 0 | 0 | 0 | 0 | 0 | 0 | 0 | 0 | 114.99 | 114.99 | 114.99 | 0 | 0 | 114.99 | 114.99 | 0 | 0 | 0 | 0 | 0 | 114.99 | 114.99 | 0 | 0 | 0 | 0 | 0 | 0 | 0 | 0 | 0 | 0 | 0 | 0 | 0 | 0 | 0 | 0 | 0 | 0 | 0 | 0 | 0 | 0 | 0 | 0 | 0 | 0 | 0 | 0 | 0 | 0
|  | OOS Wind | 0 | 0 | 0 | 0 | 0 | 0 | 0 | 0 | 0 | 0 | 0 | 0 | 0 | 0 | 0 | 0 | 0 | 2761.07 | 0 | 0 | 0 | 2761.07 | 0 | 0 | 3766.07 | 0 | 0 | 0 | 0 | 0 | 0 | 0 | 0 | 0 | 0 | 0 | 0 | 0 | 0 | 0 | 0 | 0 | 0 | 0 | 0 | 0 | 0 | 0 | 0 | 0 | 0 | 0 | 0 | 0 | 0 | 0 | 0 | 0 | 0 | 0 | 0 | 0 | 0 | 0 | 0 | 0 | 0 | 0 | 0 | 0 | 0 | 0 | 0 | 0 | 0 | 0 | 0 | 0 | 0 | 0 | 0 | 0 | 0 | 0 | 0 | 0 | 0 | 0 | 0 | 0 | 0 | 0 | 0 | 0 | 0 | 0 | 0
|  | Offshore Wind | 0 | 0 | 0 | 0 | 0 | 0 | 0 | 0 | 0 | 0 | 0 | 0 | 0 | 0 | 0 | 0 | 0 | 0 | 0 | 0 | 0 | 0 | 0 | 0 | 0 | 0 | 0 | 0 | 0 | 0 | 0 | 0 | 0 | 0 | 0 | 0 | 0 | 0 | 0 | 0 | 0 | 0 | 0 | 0 | 0 | 0 | 0 | 0 | 0 | 0 | 0 | 0 | 0 | 0 | 0 | 0 | 0 | 0 | 0 | 0 | 0 | 0 | 0 | 0 | 0 | 0 | 0 | 0 | 0 | 0 | 0 | 0 | 0 | 0 | 0 | 0 | 0 | 0 | 0 | 0 | 0 | 0 | 0 | 0 | 0 | 0 | 0 | 0 | 0 | 0 | 0 | 0 | 0 | 0 | 0 | 0 | 0
|  | Solar | 515.71 | 395.46 | 221 | 28.73 | 26 | 91 | 104 | 0 | 0.1716 | 3.0212 | 0 | 9.1 | 28.6 | 71.5 | 21.45 | 52 | 0 | 599.56 | 39 | 261.3 | 0 | 358.8 | 10 | 10 | 670.215 | 0 | 0 | 0 | 30 | 0 | 90 | 343.83 | 122.61 | 0 | 0 | 30 | 60 | 0 | 0 | 0 | 0 | 0 | 0 | 0 | 0 | 96 | 0 | 0 | 0 | 0 | 0 | 0 | 0 | 0 | 0 | 30.9 | 0 | 15.9 | 0 | 45.9 | 0 | 0 | 0.9 | 15.9 | 0 | 15.9 | 0 | 31.35 | 30.45 | 6 | 96.45 | 0 | 0 | 15 | 21.45 | 6 | 105 | 0 | 1143.03 | 1232.58 | 0 | 120 | 0 | 0 | 0 | 223.5 | 0 | 45 | 0 | 65.1 | 0 | 0 | 30 | 90 | 1335.33 | 24.9 | 15
|  | Battery_4hr | 2462 | 2246 | 1190 | 1062 | 480 | 535 | 615 | 0 | 525 | 2124.6 | 0 | 428.5 | 503.5 | 503.5 | 0 | 30 | 1371.516 | 2012.516 | 460 | 2496 | 416 | 3727.516 | 510 | 989 | 3408.016 | 137.36 | 10 | 76.86 | 907.75 | 71.45 | 1090.46 | 1230.5 | 1726.96 | 30 | 0 | 693.6 | 899.6 | 137.36 | 0 | 633.65 | 0 | 38 | 0 | 0 | 0 | 995.1 | 0 | 0 | 0 | 0 | 0 | 50 | 276 | 613.9 | 398.2 | 722.9 | 0 | 234.3 | 163 | 467.3 | 20 | 0 | 20 | 119 | 0 | 726 | 398.2 | 20 | 0 | 20 | 20 | 0 | 0 | 0 | 20 | 20 | 157.6 | 0 | 1656.9 | 1583.1 | 0 | 930.8 | 0 | 80 | 0 | 1170.8 | 0 | 0 | 0 | 740.8 | 0 | 35 | 0 | 0 | 911.9 | 190 | 0
|  | Battery_8hr | 833 | 683 | 0 | 0 | 0 | 0 | 0 | 0 | 278 | 6999 | 0 | 6 | 6 | 6 | 0 | 0 | 902 | 1717 | 0 | 460 | 0 | 1362 | 476.5 | 476.5 | 2558.5 | 100 | 0 | 0 | 0 | 0 | 94.35 | 1274.35 | 509.35 | 50 | 0 | 0 | 0 | 100 | 0 | 0 | 0 | 0 | 0 | 0 | 0 | 0 | 0 | 0 | 0 | 0 | 0 | 0 | 0 | 0 | 0 | 1.5 | 0 | 0 | 0 | 1.5 | 0 | 0 | 0 | 0 | 13 | 0 | 0 | 3 | 337 | 0 | 3 | 0 | 0 | 0 | 3 | 0 | 0 | 800 | 1097.5 | 670.5 | 0 | 369 | 0 | 0 | 0 | 3814.5 | 0 | 0 | 0 | 0 | 0 | 0 | 0 | 0 | 284 | 35 | 478.5
|  | LDES | 980 | 980 | 250 | 480 | 0 | 0 | 0 | 0 | 0 | 0 | 0 | 0 | 0 | 362 | 0 | 0 | 0 | 800 | 0 | 1300 | 0 | 1300 | 500 | 1000 | 1500 | 500 | 0 | 0 | 500 | 0 | 500 | 0 | 500 | 0 | 0 | 0 | 0 | 0 | 0 | 0 | 0 | 0 | 0 | 0 | 0 | 540 | 0 | 0 | 0 | 0 | 0 | 0 | 0 | 0 | 0 | 0 | 0 | 0 | 0 | 400 | 400 | 0 | 0 | 0 | 0 | 0 | 0 | 750 | 0 | 0 | 0 | 0 | 0 | 0 | 0 | 0 | 0 | 0 | 900 | 900 | 0 | 140 | 140 | 140 | 0 | 140 | 0 | 140 | 140 | 140 | 0 | 0 | 0 | 0 | 760 | 750 | 0
|  | Total | 4790.71 | 4304.46 | 1661 | 1570.73 | 506 | 626 | 719 | 0 | 803.1716 | 9649.6212 | 177 | 736.6 | 831.1 | 1236 | 21.45 | 82 | 2273.516 | 7896.146 | 529 | 4574.66 | 416 | 9566.746 | 2004.5 | 3455.5 | 13671.801 | 737.36 | 10 | 76.86 | 2437.75 | 71.45 | 2837.81 | 3848.68 | 3921.92 | 80 | 0 | 1786.6 | 2022.6 | 237.36 | 0 | 4149.34 | 40 | 218.2 | 40 | 0 | 0 | 1801.65 | 60 | 60 | 0 | 0 | 0 | 100 | 697.2 | 796.89 | 693.39 | 1458.49 | 0 | 350.2 | 295.99 | 1527.69 | 480 | 0 | 20.9 | 134.9 | 227 | 1024.89 | 934.39 | 804.35 | 367.45 | 26 | 119.45 | 0 | 0 | 15 | 44.45 | 26 | 262.6 | 800 | 4827.98 | 4448.18 | 0 | 1572.35 | 152.55 | 222.55 | 10.55 | 5571.35 | 0 | 197.55 | 150.55 | 956.45 | 0 | 35 | 42.55 | 90 | 3291.23 | 999.9 | 707.5
|  | Unaccounted for TPD | 3877.9452 | 4406.0752 | 1320.2982 | 1628.49 | 0 | 0 | 0 | 0 | 0 | 0 | 0 | 663.0544 | 1228.4944 | 1666.5944 | 0 | 0 | 0 | 2505.2355 | 0 | 4227.5127 | 0 | 5007.7682 | 1771.23 | 2226.8234 | 4594.257 | 659.1515 | 0 | 0 | 521.7696 | 0 | 1745.6469 | 0 | 1462.7969 | 0 | 0 | 21.6954 | 0 | 0 | 0 | 3571.447 | 0 | 38 | 0 | 0 | 0 | 1883.3953 | 0 | 49.9 | 0 | 0 | 0 | 0 | 1623.675 | 1961.047 | 867.672 | 6110.751 | 0 | 0 | 3055.447 | 6515.951 | 793.9 | 0 | 0 | 0 | 417 | 3629.851 | 253.672 | 1487.862 | 0 | 0 | 0 | 0 | 0 | 0 | 0 | 0 | 0 | 0 | 2196.4598 | 2761.4098 | 0 | 2625.6633 | 517.5 | 238.6 | 624 | 213.6697 | 0 | 472.5 | 254 | 1236.3913 | 0 | 0 | 384 | 0 | 2791.6385 | 1939.472 | 2568
| SSN Output | SSN
|  | Geothermal | 0 | 0 | 0 | 0 | 0 | 0 | 0 | 0 | 0 | 523 | 177 | 293 | 293 | 293 | 0 | 0 | 0 | 6 | 30 | 30 | 0 | 30 | 436 | 908 | 1649 | 0 | 0 | 0 | 1000 | 0 | 1000 | 1000 | 1000 | 0 | 0 | 1000 | 1000 | 0 | 0 | 3199.7 | 40 | 180.2 | 40 | 0 | 0 | 170 | 60 | 60 | 0 | 0 | 0 | 50 | 421.2 | 68 | 180.2 | 588.2 | 0 | 100 | 18 | 496 | 60 | 0 | 0 | 0 | 214 | 168 | 421.2 | 0 | 0 | 0 | 0 | 0 | 0 | 0 | 0 | 0 | 0 | 0 | 30 | 60 | 0 | 10 | 10 | 0 | 10 | 220 | 0 | 10 | 10 | 10 | 0 | 0 | 10 | 0 | 0 | 0 | 214
|  | Biomass | 0 | 0 | 0 | 0 | 0 | 0 | 0 | 0 | 0 | 0 | 0 | 0 | 0 | 0 | 0 | 0 | 0 | 0 | 0 | 0 | 0 | 0 | 0 | 0 | 0 | 0 | 0 | 0 | 0 | 0 | 0 | 0 | 0 | 0 | 0 | 0 | 0 | 0 | 0 | 0 | 0 | 0 | 0 | 0 | 0 | 0.55 | 0 | 0 | 0 | 0 | 0 | 0 | 0 | 0 | 0 | 0 | 0 | 0 | 0 | 2 | 0 | 0 | 0 | 0 | 0 | 0 | 0 | 0 | 0 | 0 | 0 | 0 | 0 | 0 | 0 | 0 | 0 | 0 | 0.55 | 2 | 0 | 2.55 | 2.55 | 2.55 | 0.55 | 2.55 | 0 | 2.55 | 0.55 | 0.55 | 0 | 0 | 2.55 | 0 | 0 | 0 | 0
|  | Wind | 0 | 0 | 0 | 0 | 0 | 0 | 0 | 0 | 0 | 0 | 0 | 0 | 0 | 0 | 0 | 0 | 0 | 0 | 0 | 9.69 | 0 | 9.69 | 25.5 |  | 42.5 | 0 | 0 | 0 | 0 | 0 | 18 | 0 | 18 | 0 | 0 | 18 | 18 | 0 | 0 | 120.0762 | 0 | 0 | 0 | 0 | 0 | 0 | 0 | 0 | 0 | 0 | 0 | 0 | 0 | 43.6962 | 43.6962 | 43.6962 | 0 | 0 | 43.6962 | 43.6962 | 0 | 0 | 0 | 0 | 0 | 43.6962 | 43.6962 | 0 | 0 | 0 | 0 | 0 | 0 | 0 | 0 | 0 | 0 | 0 | 0 | 0 | 0 | 0 | 0 | 0 | 0 | 0 | 0 | 0 | 0 | 0 | 0 | 0 | 0 | 0 | 0 | 0 | 0
|  | OOS Wind | 0 | 0 | 0 | 0 | 0 | 0 | 0 | 0 | 0 | 0 | 0 | 0 | 0 | 0 | 0 | 0 | 0 | 1442.35 | 0 | 0 | 0 | 1442.35 | 0 | 0 | 1967.35 | 0 | 0 | 0 | 0 | 0 | 0 | 0 | 0 | 0 | 0 | 0 | 0 | 0 | 0 | 0 | 0 | 0 | 0 | 0 | 0 | 0 | 0 | 0 | 0 | 0 | 0 | 0 | 0 | 0 | 0 | 0 | 0 | 0 | 0 | 0 | 0 | 0 | 0 | 0 | 0 | 0 | 0 | 0 | 0 | 0 | 0 | 0 | 0 | 0 | 0 | 0 | 0 | 0 | 0 | 0 | 0 | 0 | 0 | 0 | 0 | 0 | 0 | 0 | 0 | 0 | 0 | 0 | 0 | 0 | 0 | 0 | 0
|  | Offshore Wind | 0 | 0 | 0 | 0 | 0 | 0 | 0 | 0 | 0 | 0 | 0 | 0 | 0 | 0 | 0 | 0 | 0 | 0 | 0 | 0 | 0 | 0 | 0 | 0 | 0 | 0 | 0 | 0 | 0 | 0 | 0 | 0 | 0 | 0 | 0 | 0 | 0 | 0 | 0 | 0 | 0 | 0 | 0 | 0 | 0 | 0 | 0 | 0 | 0 | 0 | 0 | 0 | 0 | 0 | 0 | 0 | 0 | 0 | 0 | 0 | 0 | 0 | 0 | 0 | 0 | 0 | 0 | 0 | 0 | 0 | 0 | 0 | 0 | 0 | 0 | 0 | 0 | 0 | 0 | 0 | 0 | 0 | 0 | 0 | 0 | 0 | 0 | 0 | 0 | 0 | 0 | 0 | 0 | 0 | 0 | 0 | 0
|  | Solar | 3173.6 | 2433.6 | 1360 | 176.8 | 160 | 560 | 640 | 0 | 1.056 | 18.592 | 0 | 56 | 176 | 440 | 132 | 320 | 0 | 3689.6 | 240 | 1608 | 0 | 2208 | 82.5 | 82.5 | 4124.4 | 0 | 0 | 0 | 355 | 0 | 1065 | 4068.655 | 1450.885 | 0 | 0 | 355 | 710 | 0 | 0 | 0 | 0 | 0 | 0 | 0 | 0 | 454.4 | 0 | 0 | 0 | 0 | 0 | 0 | 0 | 0 | 0 | 146.26 | 0 | 75.26 | 0 | 217.26 | 0 | 0 | 4.26 | 75.26 | 0 | 75.26 | 0 | 148.39 | 144.13 | 28.4 | 456.53 | 0 | 0 | 71 | 101.53 | 28.4 | 497 | 0 | 5410.342 | 5834.212 | 0 | 568 | 0 | 0 | 0 | 1057.9 | 0 | 213 | 0 | 308.14 | 0 | 0 | 142 | 426 | 6320.562 | 117.86 | 71
|  | Battery_4hr | 1231 | 1123 | 595 | 531 | 240 | 267.5 | 307.5 | 0 | 262.5 | 1062.3 | 0 | 214.25 | 251.75 | 251.75 | 0 | 15 | 685.758 | 1006.258 | 230 | 1248 | 208 | 1863.758 | 255 | 494.5 | 1704.008 | 68.68 | 5 | 38.43 | 453.875 | 35.725 | 545.23 | 615.25 | 863.48 | 15 | 0 | 346.8 | 449.8 | 68.68 | 0 | 316.825 | 0 | 19 | 0 | 0 | 0 | 497.55 | 0 | 0 | 0 | 0 | 0 | 25 | 138 | 306.95 | 199.1 | 361.45 | 0 | 117.15 | 81.5 | 233.65 | 10 | 0 | 10 | 59.5 | 0 | 363 | 199.1 | 10 | 0 | 10 | 10 | 0 | 0 | 0 | 10 | 10 | 78.8 | 0 | 828.45 | 791.55 | 0 | 465.4 | 0 | 40 | 0 | 585.4 | 0 | 0 | 0 | 370.4 | 0 | 17.5 | 0 | 0 | 455.95 | 95 | 0
|  | Battery_8hr | 416.5 | 341.5 | 0 | 0 | 0 | 0 | 0 | 0 | 139 | 3499.5 | 0 | 3 | 3 | 3 | 0 | 0 | 451 | 858.5 | 0 | 230 | 0 | 681 | 238.25 | 238.25 | 1279.25 | 50 | 0 | 0 | 0 | 0 | 47.175 | 637.175 | 254.675 | 25 | 0 | 0 | 0 | 50 | 0 | 0 | 0 | 0 | 0 | 0 | 0 | 0 | 0 | 0 | 0 | 0 | 0 | 0 | 0 | 0 | 0 | 0.75 | 0 | 0 | 0 | 0.75 | 0 | 0 | 0 | 0 | 6.5 | 0 | 0 | 1.5 | 168.5 | 0 | 1.5 | 0 | 0 | 0 | 1.5 | 0 | 0 | 400 | 548.75 | 335.25 | 0 | 184.5 | 0 | 0 | 0 | 1907.25 | 0 | 0 | 0 | 0 | 0 | 0 | 0 | 0 | 142 | 17.5 | 239.25
|  | LDES | 490 | 490 | 125 | 240 | 0 | 0 | 0 | 0 | 0 | 0 | 0 | 0 | 0 | 181 | 0 | 0 | 0 | 400 | 0 | 650 | 0 | 650 | 250 | 500 | 750 | 250 | 0 | 0 | 250 | 0 | 250 | 0 | 250 | 0 | 0 | 0 | 0 | 0 | 0 | 0 | 0 | 0 | 0 | 0 | 0 | 270 | 0 | 0 | 0 | 0 | 0 | 0 | 0 | 0 | 0 | 0 | 0 | 0 | 0 | 200 | 200 | 0 | 0 | 0 | 0 | 0 | 0 | 375 | 0 | 0 | 0 | 0 | 0 | 0 | 0 | 0 | 0 | 0 | 450 | 450 | 0 | 70 | 70 | 70 | 0 | 70 | 0 | 70 | 70 | 70 | 0 | 0 | 0 | 0 | 380 | 375 | 0
|  | Total | 5311.1 | 4388.1 | 2080 | 947.8 | 400 | 827.5 | 947.5 | 0 | 402.556 | 5103.392 | 177 | 566.25 | 723.75 | 1168.75 | 132 | 335 | 1136.758 | 7402.708 | 500 | 3775.69 | 208 | 6884.798 | 1287.25 | 2223.25 | 11516.508 | 368.68 | 5 | 38.43 | 2058.875 | 35.725 | 2925.405 | 6321.08 | 3837.04 | 40 | 0 | 1719.8 | 2177.8 | 118.68 | 0 | 3636.6012 | 40 | 199.2 | 40 | 0 | 0 | 1392.5 | 60 | 60 | 0 | 0 | 0 | 75 | 559.2 | 418.6462 | 422.9962 | 1140.3562 | 0 | 292.41 | 143.1962 | 1193.3562 | 270 | 0 | 14.26 | 134.76 | 220.5 | 649.9562 | 663.9962 | 534.89 | 312.63 | 38.4 | 468.03 | 0 | 0 | 71 | 113.03 | 38.4 | 575.8 | 400 | 7268.092 | 7473.012 | 0 | 1300.45 | 82.55 | 112.55 | 10.55 | 3843.1 | 0 | 295.55 | 80.55 | 759.09 | 0 | 17.5 | 154.55 | 426 | 7298.512 | 605.36 | 524.25
| EODS Output | EODS
|  | Geothermal | 0 | 0 | 0 | 0 | 0 | 0 | 0 | 0 | 0 | 523 | 177 | 293 | 293 | 293 | 0 | 0 | 0 | 6 | 30 | 30 | 0 | 30 | 436 | 908 | 1649 | 0 | 0 | 0 | 1000 | 0 | 1000 | 1000 | 1000 | 0 | 0 | 1000 | 1000 | 0 | 0 | 3199.7 | 40 | 180.2 | 40 | 0 | 0 | 170 | 60 | 60 | 0 | 0 | 0 | 50 | 421.2 | 68 | 180.2 | 588.2 | 0 | 100 | 18 | 496 | 60 | 0 | 0 | 0 | 214 | 168 | 421.2 | 0 | 0 | 0 | 0 | 0 | 0 | 0 | 0 | 0 | 0 | 0 | 30 | 60 | 0 | 10 | 10 | 0 | 10 | 220 | 0 | 10 | 10 | 10 | 0 | 0 | 10 | 0 | 0 | 0 | 214
|  | Biomass | 0 | 0 | 0 | 0 | 0 | 0 | 0 | 0 | 0 | 0 | 0 | 0 | 0 | 0 | 0 | 0 | 0 | 0 | 0 | 0 | 0 | 0 | 0 | 0 | 0 | 0 | 0 | 0 | 0 | 0 | 0 | 0 | 0 | 0 | 0 | 0 | 0 | 0 | 0 | 0 | 0 | 0 | 0 | 0 | 0 | 0 | 0 | 0 | 0 | 0 | 0 | 0 | 0 | 0 | 0 | 0 | 0 | 0 | 0 | 0 | 0 | 0 | 0 | 0 | 0 | 0 | 0 | 0 | 0 | 0 | 0 | 0 | 0 | 0 | 0 | 0 | 0 | 0 | 0 | 0 | 0 | 0 | 0 | 0 | 0 | 0 | 0 | 0 | 0 | 0 | 0 | 0 | 0 | 0 | 0 | 0 | 0
|  | Wind | 0 | 0 | 0 | 0 | 0 | 0 | 0 | 0 | 0 | 0 | 0 | 0 | 0 | 0 | 0 | 0 | 0 | 0 | 0 | 25.08 | 0 | 25.08 | 66 | 66 | 110 | 0 | 0 | 0 | 0 | 0 | 79.2 | 0 | 79.2 | 0 | 0 | 79.2 | 79.2 | 0 | 0 | 398.1474 | 0 | 0 | 0 | 0 | 0 | 0 | 0 | 0 | 0 | 0 | 0 | 0 | 0 | 144.8874 | 144.8874 | 144.8874 | 0 | 0 | 144.8874 | 144.8874 | 0 | 0 | 0 | 0 | 0 | 144.8874 | 144.8874 | 0 | 0 | 0 | 0 | 0 | 0 | 0 | 0 | 0 | 0 | 0 | 30.492 | 30.492 | 0 | 0 | 0 | 0 | 0 | 30.492 | 0 | 0 | 0 | 0 | 0 | 0 | 0 | 0 | 0 | 0 | 0
|  | OOS Wind | 0 | 0 | 0 | 0 | 0 | 0 | 0 | 0 | 0 | 0 | 0 | 0 | 0 | 0 | 0 | 0 | 0 | 2761.07 | 0 | 0 | 0 | 2761.07 | 0 | 0 | 3766.07 | 0 | 0 | 0 | 0 | 0 | 0 | 0 | 0 | 0 | 0 | 0 | 0 | 0 | 0 | 0 | 0 | 0 | 0 | 0 | 0 | 0 | 0 | 0 | 0 | 0 | 0 | 0 | 0 | 0 | 0 | 0 | 0 | 0 | 0 | 0 | 0 | 0 | 0 | 0 | 0 | 0 | 0 | 0 | 0 | 0 | 0 | 0 | 0 | 0 | 0 | 0 | 0 | 0 | 0 | 0 | 0 | 0 | 0 | 0 | 0 | 0 | 0 | 0 | 0 | 0 | 0 | 0 | 0 | 0 | 0 | 0 | 0
|  | Offshore Wind | 0 | 0 | 0 | 0 | 0 | 0 | 0 | 0 | 0 | 0 | 0 | 0 | 0 | 0 | 0 | 0 | 0 | 0 | 0 | 0 | 0 | 0 | 0 | 0 | 0 | 0 | 0 | 0 | 0 | 0 | 0 | 0 | 0 | 0 | 0 | 0 | 0 | 0 | 0 | 0 | 0 | 0 | 0 | 0 | 0 | 0 | 0 | 0 | 0 | 0 | 0 | 0 | 0 | 0 | 0 | 0 | 0 | 0 | 0 | 0 | 0 | 0 | 0 | 0 | 0 | 0 | 0 | 0 | 0 | 0 | 0 | 0 | 0 | 0 | 0 | 0 | 0 | 0 | 0 | 0 | 0 | 0 | 0 | 0 | 0 | 0 | 0 | 0 | 0 | 0 | 0 | 0 | 0 | 0 | 0 | 0 | 0
|  | Distributed Solar | 24.255 | 0 | 13.86 | 0 | 0 | 13.86 | 13.86 | 0 | 5.6826 | 8.7241 | 0 | 2.31 | 13.09 | 13.09 | 0 | 0 | 0 | 0 | 0 | 0 | 0 | 0 | 0 | 0 | 0 | 0 | 0 | 0.6636 | 0 | 0.6636 | 0.6636 | 0 | 0.6636 | 0 | 0 | 0 | 0.6636 | 0 | 0 | 17.4277 | 0 | 2.72 | 0 | 0 | 1.8564 | 26.0202 | 0 | 1.8564 | 0 | 0 | 0 | 0 | 6.12 | 1.36 | 4.08 | 7.871 | 0 | 3.791 | 1.36 | 10.4074 | 1.8564 | 0 | 0 | 1.768 | 0 | 5.151 | 6.12 | 15.7447 | 7.3312 | 2.37 | 4.266 | 1.896 | 1.896 | 0 | 6.0435 | 9.7012 | 0 | 0 | 41.317 | 47.5422 | 3.476 | 26.0384 | 21.2984 | 15.4524 | 8.3424 | 37.0194 | 0 | 25.2484 | 8.3424 | 18.6124 | 5.9724 | 0 | 13.8724 | 0 | 14.5676 | 2.37 | 0
|  | Solar | 5139.75 | 4042.5 | 1428.35 | 955.57 | 154 | 1386 | 735.35 | 0 | 1.0164 | 17.8948 | 0 | 235.466 | 350.966 | 605.066 | 127.05 | 693 | 3372.6 | 9936.85 | 455.84 | 2467.85 | 510.51 | 7072.45 | 1258.95 | 1490.874 | 14202.419 | 0 | 0 | 0 | 558.53 | 0 | 1498.63 | 10262.495 | 5998.865 | 0 | 0 | 629.63 | 1103.63 | 0 | 0 | 2428.824 | 8.16 | 0 | 8.16 | 0 | 8.16 | 2244.68 | 0 | 756.16 | 310.964 | 136 | 0 | 0 | 476 | 681.7 | 885.7 | 967.3 | 0 | 81.6 | 468.86 | 1782.62 | 892.16 | 136 | 13.6 | 149.6 | 0 | 550.46 | 620.84 | 1095.335 | 357.87 | 31.6 | 801.218 | 0 | 0 | 103.648 | 421.07 | 31.6 | 623.31 | 220.094 | 8555.384 | 8869.014 | 0 | 1826.875 | 0 | 0 | 0 | 3063.225 | 0 | 237 | 0 | 1160.51 | 0 | 27.65 | 158 | 1350.9 | 9694.564 | 982.365 | 79
|  | Battery_4hr | -2462 | -2246 | -1190 | -1062 | -480 | -535 | -615 | 0 | -525 | -2124.6 | 0 | -428.5 | -503.5 | -503.5 | 0 | -30 | -1371.516 | -2012.516 | -460 | -2496 | -416 | -3727.516 | -510 | -989 | -3408.016 | -137.36 | -10 | -76.86 | -907.75 | -71.45 | -1090.46 | -1230.5 | -1726.96 | -30 | 0 | -693.6 | -899.6 | -137.36 | 0 | -633.65 | 0 | -38 | 0 | 0 | 0 | -995.1 | 0 | 0 | 0 | 0 | 0 | -50 | -276 | -613.9 | -398.2 | -722.9 | 0 | -234.3 | -163 | -467.3 | -20 | 0 | -20 | -119 | 0 | -726 | -398.2 | -20 | 0 | -20 | -20 | 0 | 0 | 0 | -20 | -20 | -157.6 | 0 | -1656.9 | -1583.1 | 0 | -930.8 | 0 | -80 | 0 | -1170.8 | 0 | 0 | 0 | -740.8 | 0 | -35 | 0 | 0 | -911.9 | -190 | 0
|  | Battery_8hr | -833 | -683 | 0 | 0 | 0 | 0 | 0 | 0 | -278 | -6999 | 0 | -6 | -6 | -6 | 0 | 0 | -902 | -1717 | 0 | -460 | 0 | -1362 | -476.5 | -476.5 | -2558.5 | -100 | 0 | 0 | 0 | 0 | -94.35 | -1274.35 | -509.35 | -50 | 0 | 0 | 0 | -100 | 0 | 0 | 0 | 0 | 0 | 0 | 0 | 0 | 0 | 0 | 0 | 0 | 0 | 0 | 0 | 0 | 0 | -1.5 | 0 | 0 | 0 | -1.5 | 0 | 0 | 0 | 0 | -13 | 0 | 0 | -3 | -337 | 0 | -3 | 0 | 0 | 0 | -3 | 0 | 0 | -800 | -1097.5 | -670.5 | 0 | -369 | 0 | 0 | 0 | -3814.5 | 0 | 0 | 0 | 0 | 0 | 0 | 0 | 0 | -284 | -35 | -478.5
|  | LDES | -980 | -980 | -250 | -480 | 0 | 0 | 0 | 0 | 0 | 0 | 0 | 0 | 0 | -362 | 0 | 0 | 0 | -800 | 0 | -1300 | 0 | -1300 | -500 | -1000 | -1500 | -500 | 0 | 0 | -500 | 0 | -500 | 0 | -500 | 0 | 0 | 0 | 0 | 0 | 0 | 0 | 0 | 0 | 0 | 0 | 0 | -540 | 0 | 0 | 0 | 0 | 0 | 0 | 0 | 0 | 0 | 0 | 0 | 0 | 0 | -400 | -400 | 0 | 0 | 0 | 0 | 0 | 0 | -750 | 0 | 0 | 0 | 0 | 0 | 0 | 0 | 0 | 0 | 0 | -900 | -900 | 0 | -140 | -140 | -140 | 0 | -140 | 0 | -140 | -140 | -140 | 0 | 0 | 0 | 0 | -760 | -750 | 0
|  | Total | 889.005 | 133.5 | 2.21 | -586.43 | -326 | 864.86 | 134.21 | 0 | -796.301 | -8573.9811 | 177 | 96.276 | 147.556 | 39.656 | 127.05 | 663 | 1099.084 | 8174.404 | 25.84 | -1733.07 | 94.51 | 3499.084 | 274.45 | -0.626 | 12260.973 | -737.36 | -10 | -76.1964 | 150.78 | -70.7864 | 893.6836 | 8757.645 | 4342.4186 | -80 | 0 | 1015.23 | 1283.8936 | -237.36 | 0 | 5410.4491 | 48.16 | 144.92 | 48.16 | 0 | 10.0164 | 905.6002 | 60 | 818.0164 | 310.964 | 136 | 0 | 0 | 627.32 | 282.0474 | 816.6674 | 983.8584 | 0 | -48.909 | 470.1074 | 1565.1148 | 534.0164 | 136 | -6.4 | 32.368 | 201 | 142.4984 | 794.8474 | 338.0797 | 28.2012 | 13.97 | 782.484 | 1.896 | 1.896 | 103.648 | 404.1135 | 21.3012 | 465.71 | -579.906 | 5002.793 | 5853.4482 | 3.476 | 423.1134 | -108.7016 | -204.5476 | 18.3424 | -1774.5636 | 0 | 132.2484 | -121.6576 | 308.3224 | 5.9724 | -7.35 | 181.8724 | 1350.9 | 7753.2316 | 9.735 | -185.5
Incorporates Approved Upgrades | bar: None
| Remaining Tx Headroom | HSN | 2338.41 | 3408.78 | 2119 | 1309.27 | 448 | 250 | 258 | 0 | 1896.8284 | 4373.3788 | 0 | 12.4 | 495.9 | 747 | 275.55 | 1078 | 26.484 | 2335.924 | -499 | 1579.34 | 1034 | 2697.324 | 2303.5 | 2484.5 | 3348.269 | 1086.64 | 214 | 329.14 | 9663.25 | 159.55 | 2542.19 | 8185.32 | 1464.08 | 124 | 1175 | 1930.6 | 1346.6 | 790.64 | 501 | 2429.36 | 90.45 | 933 | 347 | 15 | 50 | 569.9 | 423 | 1042 | 2300 | 1290 | 2146 | 2207 | 2864 | -182.89 | 719.81 | 3703.71 | 32 | 47.8 | 7776.01 | 2524.31 | 906 | 962.9 | 82.07 | 44.02 | 369 | 8430.11 | 142.81 | 872.65 | 1194.55 | 205 | 1792.55 | 94.45 | 17.78 | 169.8 | 1547.55 | 214 | 208.4 | 1480 | 1508.57 | 1850.72 | 300.67 | 1501.2 | 1110.5 | -80 | 687 | 1202.2 | 0 | 1940 | 1782 | -393.9 | 122 | 3 | 498 | 5071 | 3049.77 | 4312.1 | 1172.5
|  | SSN | #VALUE! | 0 | 0 | 0 | 0 | 0 | 0 | 0 | #VALUE! | 0 | #VALUE! | #VALUE! | 0 | 0 | 0 | #VALUE! | 0 | #VALUE! | 0 | 0 | 0 | #VALUE! | #VALUE! | 0 | 0 | #VALUE! | 0 | 0 | #VALUE! | 0 | #VALUE! | #VALUE! | #VALUE! | 0 | 0 | #VALUE! | #VALUE! | 0 | 0 | #VALUE! | 0 | 0 | 0 | 0 | 0 | 0 | 0 | 0 | #VALUE! | #VALUE! | 0 | 0 | 0 | 0 | 0 | 0 | 0 | 0 | 0 | 0 | 0 | 0 | 0 | 0 | 0 | 0 | 0 | #VALUE! | 0 | 0 | 0 | 0 | 0 | 0 | 0 | 0 | 0 | #VALUE! | 0 | 0 | 0 | 0 | 0 | 0 | 0 | 0 | 0 | 0 | 0 | 0 | 0 | 0 | 0 | 0 | 0 | 0 | 0
|  | EODS | #VALUE! | #VALUE! | #VALUE! | #VALUE! | #VALUE! | #VALUE! | #VALUE! | #VALUE! | #VALUE! | #VALUE! | #VALUE! | #VALUE! | #VALUE! | #VALUE! | #VALUE! | #VALUE! | #VALUE! | #VALUE! | #VALUE! | #VALUE! | #VALUE! | #VALUE! | #VALUE! | #VALUE! | #VALUE! | #VALUE! | #VALUE! | #VALUE! | #VALUE! | #VALUE! | #VALUE! | #VALUE! | #VALUE! | #VALUE! | #VALUE! | #VALUE! | #VALUE! | #VALUE! | #VALUE! | #VALUE! | #VALUE! | #VALUE! | #VALUE! | #VALUE! | #VALUE! | #VALUE! | #VALUE! | #VALUE! | #VALUE! | #VALUE! | #VALUE! | #VALUE! | #VALUE! | #VALUE! | #VALUE! | #VALUE! | #VALUE! | #VALUE! | #VALUE! | #VALUE! | #VALUE! | #VALUE! | #VALUE! | #VALUE! | #VALUE! | #VALUE! | #VALUE! | #VALUE! | #VALUE! | #VALUE! | #VALUE! | #VALUE! | #VALUE! | #VALUE! | #VALUE! | #VALUE! | #VALUE! | #VALUE! | #VALUE! | #VALUE! | #VALUE! | #VALUE! | #VALUE! | #VALUE! | #VALUE! | #VALUE! | #VALUE! | #VALUE! | #VALUE! | #VALUE! | #VALUE! | #VALUE! | #VALUE! | #VALUE! | #VALUE! | #VALUE! | #VALUE!
Incorporates Approved Upgrades | bar: None
| Remaining Tx Headroom | HSN | -1539.5352 | -997.2952 | 798.7018 | -319.22 | 448 | 250 | 258 | 0 | 1896.8284 | 4373.3788 | 0 | -650.6544 | -732.5944 | -919.5944 | 275.55 | 1078 | 26.484 | -169.3115 | -499 | -2648.1727 | 1034 | -2310.4442 | 532.27 | 257.6766 | -1245.988 | 427.4885 | 214 | 329.14 | 9141.4804 | 159.55 | 796.5431 | 8185.32 | 1.2831 | 124 | 1175 | 1908.9046 | 1346.6 | 790.64 | 501 | -1142.087 | 90.45 | 895 | 347 | 15 | 50 | -1313.4953 | 423 | 992.1 | 2300 | 1290 | 2146 | 2207 | 1240.325 | -2143.937 | -147.862 | -2407.041 | 32 | 47.8 | 4720.563 | -3991.641 | 112.1 | 962.9 | 82.07 | 44.02 | -48 | 4800.259 | -110.862 | -615.212 | 1194.55 | 205 | 1792.55 | 94.45 | 17.78 | 169.8 | 1547.55 | 214 | 208.4 | 1480 | -687.8898 | -910.6898 | 300.67 | -1124.4633 | 593 | -318.6 | 63 | 988.5303 | 0 | 1467.5 | 1528 | -1630.2913 | 122 | 3 | 114 | 5071 | 258.1315 | 2372.628 | -1395.5
|  | SSN | 838.02 | 2345.14 | 1450 | 1452.2 | 554 | 48.5 | 29.5 | 0 | 2297.444 | 8396.608 | -177 | -110.25 | 310.25 | 159.25 | 165 | 825 | 1163.242 | -737.708 | -500 | 1048.31 | 1242 | 1288.202 | 2084.75 | 1808.75 | -1411.508 | 955.32 | 219 | 367.57 | 8542.125 | 195.275 | 954.595 | 4712.92 | 48.96 | 164 | 1175 | 997.4 | 191.4 | 909.32 | 501 | -257.6012 | 50.45 | 771.8 | 307 | 15 | 50 | 268.5 | 363 | 982 | 2300 | 1290 | 2146 | 2182 | 2580.8 | 127.3538 | 810.0038 | 3433.6438 | 32 | 5.59 | 7910.8038 | 1960.6438 | 656 | 962.9 | 88.71 | 44.16 | 161.5 | 8637.0438 | -7.9962 | 392.11 | 1249.37 | 192.6 | 1443.97 | 94.45 | 17.78 | 113.8 | 1478.97 | 201.6 | -104.8 | 1880 | -1862.092 | -2136.112 | 300.67 | 1620.55 | 1027.95 | -112.55 | 676.45 | 2567.9 | 0 | 1689.45 | 1701.45 | -347.09 | 122 | 20.5 | 373.45 | 4735 | -1717.512 | 3956.64 | 1141.75
|  | EODS | 8031.355 | 8362.84 | 6423.79 | 3200.73 | 2967 | 662.14 | 2003.79 | 0 | 3496.301 | 22073.9811 | -57 | 1093.724 | 1730.444 | 2387.344 | 424.95 | 1539 | 1200.916 | -314.404 | 366.16 | 9046.07 | 1508.49 | 8204.916 | 3367.55 | 4302.626 | 344.027 | 2061.36 | 234 | 482.1964 | 10450.22 | 301.7864 | 6733.3164 | 2618.355 | 3490.5814 | 284 | 1175 | 3878.77 | 1085.1064 | 1265.36 | 501 | 2295.5509 | 32.84 | 1277.08 | 330.84 | 15 | 85.9836 | 1633.3998 | 403 | 156.9836 | 1989.036 | 3592 | 4811 | 768 | 4508.68 | 3390.9526 | 2850.3326 | 9152.1416 | 77 | 543.909 | 6819.8926 | 2688.8852 | 3374.9836 | 1084 | 109.37 | 147.632 | 72 | 9395.5016 | 381.1526 | 666.9203 | 1197.7988 | 130.03 | 1145.516 | 56.104 | 268.104 | 5.352 | 972.8865 | 233.6988 | 5.29 | 2859.906 | -1421.793 | -826.4482 | 268.524 | 2353.8866 | 1174.7016 | 362.5476 | 926.6576 | 8990.5636 | 50 | 1083.7516 | 2024.6576 | 471.6776 | 150.0276 | 135.35 | 126.1276 | 4230.1 | -2136.2316 | 4579.265 | 6268.5
Incorporates Approved Upgrades | bar: None
| Remaining Tx Headroom | HSN | -2519.5352 | -1977.2952 | 548.7018 | -799.22 | 448 | 250 | 258 | 0 | 1896.8284 | 3850.3788 | -177 | -943.6544 | -1025.5944 | -1574.5944 | 275.55 | 1078 | 26.484 | -3736.3815 | -529 | -3978.1727 | 1034 | -6401.5142 | -403.73 | -1650.3234 | -8161.058 | -72.5115 | 214 | 329.14 | 7641.4804 | 159.55 | -703.4569 | 7185.32 | -1498.7169 | 124 | 1175 | 908.9046 | 346.6 | 790.64 | 501 | -4341.787 | 50.45 | 714.8 | 307 | 15 | 50 | -2024.0453 | 363 | 932.1 | 2300 | 1290 | 2146 | 2157 | 819.125 | -2211.937 | -328.062 | -2995.241 | 32 | -52.2 | 4702.563 | -4889.641 | -347.9 | 962.9 | 82.07 | 44.02 | -262 | 4632.259 | -532.062 | -1365.212 | 1194.55 | 205 | 1792.55 | 94.45 | 17.78 | 169.8 | 1547.55 | 214 | 208.4 | 1480 | -1618.4398 | -1872.6898 | 300.67 | -1277.0133 | 440.45 | -461.15 | 52.45 | 625.9803 | 0 | 1314.95 | 1377.45 | -1780.8413 | 122 | 3 | 101.45 | 5071 | -501.8685 | 1622.628 | -1609.5
|  | SSN | 13.2 | 85.9 | 660 | 612 | 600 | 1253 | 4358 | 100 | 28 | #VALUE! | 329 | #VALUE! | #VALUE! | #VALUE! | 239 | 67 | 463 | #VALUE! | 1182 | 63.92 | 69 | #VALUE! | #VALUE! | #VALUE! | 2055 | 58.1 | 100 | 14.7 | #VALUE! | 671.054 | #VALUE! | #VALUE! | #VALUE! | 28.3 | 79.91 | #VALUE! | #VALUE! | 210.6 | 103.366 | 2453.7006 | 9.329 | 50 | 185 | 180 | 125 | 400 | 0 | 0 | #VALUE! | #VALUE! | 0 | 0 | 0 | 272.4446 | -144.8874 | -144.8874 | 185 | 1700 | -144.8874 | -144.8874 | 0 | 125 | 400 | 0 | 380 | -119.8874 | 555.1126 | 1008.032 | 940 | 220 | 30 | 620 | 0 | 120 | 150 | 760 | 100 | #VALUE! | 4.508 | -30.492 | 110 | 1500 | 250 | 550 | #VALUE! | #VALUE! | 370 | 0 | 0 | 50 | 125 | 135 | 330 | 830 | 0 | 214 | 200
|  | EODS | #VALUE! | #VALUE! | #VALUE! | #VALUE! | #VALUE! | #VALUE! | -3.79 | 15 | #VALUE! | #VALUE! | #VALUE! | #VALUE! | #VALUE! | #VALUE! | #VALUE! | -240 | #VALUE! | 846.404 | #VALUE! | #VALUE! | -308.49 | -6682.916 | #VALUE! | #VALUE! | 6455.973 | #VALUE! | #VALUE! | #VALUE! | -451.22 | #VALUE! | -4685.3164 | 7380.645 | -1281.5814 | #VALUE! | #VALUE! | -1153.97 | #VALUE! | #VALUE! | #VALUE! | #VALUE! | #VALUE! | #VALUE! | #VALUE! | 10 | #VALUE! | #VALUE! | #VALUE! | #VALUE! | 310.964 | #VALUE! | #VALUE! | #VALUE! | #VALUE! | #VALUE! | #VALUE! | #VALUE! | #VALUE! | #VALUE! | #VALUE! | #VALUE! | #VALUE! | #VALUE! | #VALUE! | #VALUE! | #VALUE! | #VALUE! | #VALUE! | -436.9203 | -235.7988 | 501.97 | #VALUE! | 11.596 | #VALUE! | 101.228 | 504.1135 | 241.3012 | #VALUE! | #VALUE! | 8264.793 | 7169.4482 | 121.476 | -1746.8866 | -1052.7016 | 183.4524 | #VALUE! | #VALUE! | 37 | -781.7516 | #VALUE! | 1575.3224 | 140.9724 | 90.65 | -61.1276 | -105.1 | 4615.2316 | #VALUE! | #VALUE!
|  | Trigger FCDS Upgrade Flag | None: YES; None: YES; Yes: YES; None: YES; None: YES; Yes: YES; Yes: YES; Yes: YES; Yes: YES
|  | Trigger EODS Upgrade Flag | None: YES; Yes: YES; Yes: YES; Yes: YES
Final Tx Exceedances
Incorporates Upgrades Amounts if Flagged
| Remaining Tx Headroom | HSN | -1539.5352 | -997.2952 | 798.7018 | -319.22 | 448 | 250 | 258 | 0 | 1896.8284 | 4373.3788 | 186 | -650.6544 | -732.5944 | -919.5944 | 275.55 | 1078 | 26.484 | -169.3115 | 101 | -2648.1727 | 1034 | -2310.4442 | 532.27 | 257.6766 | 5554.012 | 427.4885 | 214 | 329.14 | 9141.4804 | 159.55 | 796.5431 | 8185.32 | 1.2831 | 124 | 1175 | 1908.9046 | 1346.6 | 790.64 | 501 | 7502.913 | 90.45 | 895 | 347 | 15 | 50 | -1313.4953 | 423 | 992.1 | 2300 | 1290 | 2146 | 2207 | 1240.325 | 3890.063 | -147.862 | -2407.041 | 32 | 47.8 | 4720.563 | -3991.641 | 112.1 | 962.9 | 82.07 | 44.02 | -48 | 4800.259 | -110.862 | -615.212 | 1194.55 | 205 | 1792.55 | 94.45 | 17.78 | 169.8 | 1547.55 | 214 | 208.4 | 1480 | 14137.1102 | 9127.3102 | 300.67 | -1124.4633 | 593 | 892.4 | 63 | 988.5303 | 0 | 1467.5 | 1528 | -383.2913 | 122 | 3 | 114 | 5071 | 2737.1315 | 2372.628 | -1395.5
|  | SSN | 838.02 | 2345.14 | 1450 | 1452.2 | 554 | 48.5 | 29.5 | 0 | 2297.444 | 8396.608 | 9 | -110.25 | 310.25 | 159.25 | 165 | 825 | 1163.242 | -737.708 | 100 | 1048.31 | 1242 | 1288.202 | 2084.75 | 1808.75 | 5388.492 | 955.32 | 219 | 367.57 | 8542.125 | 195.275 | 954.595 | 4712.92 | 48.96 | 164 | 1175 | 997.4 | 191.4 | 909.32 | 501 | 8387.3988 | 50.45 | 771.8 | 307 | 15 | 50 | 268.5 | 363 | 982 | 2300 | 1290 | 2146 | 2182 | 2580.8 | 6161.3538 | 810.0038 | 3433.6438 | 32 | 5.59 | 7910.8038 | 1960.6438 | 656 | 962.9 | 88.71 | 44.16 | 161.5 | 8637.0438 | -7.9962 | 392.11 | 1249.37 | 192.6 | 1443.97 | 94.45 | 17.78 | 113.8 | 1478.97 | 201.6 | -104.8 | 1880 | 12962.908 | 7901.888 | 300.67 | 1620.55 | 1027.95 | 1098.45 | 676.45 | 2567.9 | 0 | 1689.45 | 1701.45 | 899.91 | 122 | 20.5 | 373.45 | 4735 | 761.488 | 3956.64 | 1141.75
|  | EODS | 8031.355 | 8362.84 | 6423.79 | 3200.73 | 2967 | 662.14 | 2003.79 | 0 | 3496.301 | 22073.9811 | -57 | 1093.724 | 1730.444 | 2387.344 | 424.95 | 1539 | 1200.916 | -314.404 | 366.16 | 9046.07 | 1508.49 | 8204.916 | 3367.55 | 4302.626 | 7144.027 | 2061.36 | 234 | 482.1964 | 10450.22 | 301.7864 | 6733.3164 | 2618.355 | 3490.5814 | 284 | 1175 | 3878.77 | 1085.1064 | 1265.36 | 501 | 2295.5509 | 32.84 | 1277.08 | 330.84 | 15 | 85.9836 | 1633.3998 | 403 | 156.9836 | 1989.036 | 3592 | 4811 | 768 | 4508.68 | 3390.9526 | 2850.3326 | 9152.1416 | 77 | 543.909 | 6819.8926 | 2688.8852 | 3374.9836 | 1084 | 109.37 | 147.632 | 72 | 9395.5016 | 381.1526 | 666.9203 | 1197.7988 | 130.03 | 1145.516 | 56.104 | 268.104 | 5.352 | 972.8865 | 233.6988 | 5.29 | 2859.906 | 5421.207 | 5516.5518 | 268.524 | 2353.8866 | 1174.7016 | 908.5476 | 926.6576 | 8990.5636 | 50 | 1083.7516 | 2024.6576 | 2518.6776 | 150.0276 | 135.35 | 126.1276 | 4230.1 | 342.7684 | 4579.265 | 6268.5

## Tx_Calculator_2041_TPD
|  | CAISO Study Area | SCE Northern Area | [7 empty] | SCE Metro Area |  | SCE North of Lugo Area |  |  |  |  | SCE Eastern Area | [6 empty] | East of Pisgah Area |  |  | SDG&E Study Area | [13 empty] | PG&E North of Greater Bay Area | [9 empty] | PG&E Greater Bay Area | [17 empty] | PG&E Kern Area | [9 empty] | PG&E Fresno Area
White Paper Constraint Info |  | White Paper Name | Antelope-Vincent Constraint | Vincent-Lugo Constraint | Pardee-Sylmar Constraint | Windhub Constraint | Moorpark-Pardee Constraint | North of Magunden Constraint | South of Magunden Constraint | Antelope-Neenach Constraint | Hinson - Del Amo Constraint | SCE Metro Area Default Constraint | Control to Inyokern area constraint | South of Kramer Area Constraint | Victor to Lugo Area Constraint | Lugo Transformer Area Constraint | Calcite to Lugo Area Constraint | Colorado River 500/230 kV Constraint | DCRT Constraint | Devers-Red Bluff Constraint | Eagle Mountain Constraint | Etiwanda-Rancho Vista Constraint | Red Bluff 500/230 kV Constraint | Serrano-Alberhill-Valley Constraint | GLW 230kV area constraint | Sloan Canyon - Eldorado 500 kV constraint | Lugo - Victorville area constraint | Capistrano-San Onofre 230 kV constraint | Chicarita 138 kV constraint | El Cajon 69 kV constraint | Internal San Diego Area constraint | Miguel 69 kV constraint | Encina - San Luis Rey 230 kV constraint | East of Miguel constraint | San Luis Rey-San Onofre 230 kV line constraint | Ocean Ranch 69 kV constraint | Otay Mesa 230 kV constraint | Silvergate - Bay Blvd 230 kV constraint | Silvergate-Old Town 230 kV constraint | Talega 230 kV constraint | Trabuco-Capistrano 138 kV constraint | Collinsville-Tesla 500 kV Line | Woodland- Davis 115kV line | Cortina-Eagle Rock 115 kV line | Bell-Placer 115kV Line | Carberry-Round Mountain 230kV Line | Rocklin-Pleaseant grove 115kV line | Bellota-Weber 230kV line | Rio Oso-Brighton 230kV line | Rio Oso-Lockeford 230kV line | Humboldt Offshore Wind constraint | Dumbarton-Newark 115 kV line | Eastshore-San Mateo 230 kV line | Lakeville-Ignacio 230 kV line | Sobrante-Moraga 230 kV line | Windmaster-Delta pumps 230 kV line | Contra Costa- Windmaster 230 kV line | Tesla-Tracy-Pump 230 kV line #2 | Contra Costa #1 115kV Line | Kasson Jct-Heinz 115 kV line | Newark-Newark Distribution 115 kV line | Tesla-Bellota 230 kV line | Eight Mile-Tesla 230 kV line | Grant - Eastshore #2 line 115 kV | Salado-Crow Creek Sw Sta 60 kV line | Tesla-Salado 115 kV line | Morganhill-Metcalf 115kV Line | Tesla-Tracy Pump 230 kV Line #1 | Birds Landing-Contra Costa 230kV Line | Cal Flat-Gates 230 kV line | Gates-Arco 230 kV Line | Smyrna-Atwell Jct 115kV Line | Kern 230/115kV TB #4 | Maricopa-Copus 70 kV line | Midway-Taft 115 kV line | Kern-Tevis-Stockdale-Lamont 115kV line | Midway 230/115kV TB #3 | Semitropic-Midway 115kV Line | Midway-Buena Vista Jct 230kV Line | Manning 500kV | Gates 500/230kV TB #12 | Gates 500/230kV TB #11 | Gates 230/70kV TB #5 | Tranquility-Helm 230kV Line | Dairyland-Chowchilla 115kV Line | Chowchilla-Le grand 115kV Line | NEW- Melones-Cottle 230kV line | Los Banos 500/230kV TB | Schindler 115/70kV TB #1 | Panoche- Mendota 115 kV line | Panoche-Oro Loma 115kV Line | Borden-Storey #1 230kV line | Merced 115/70kV TB#2 | Helm 230/70kV TB #1 | Oro Loma-El Nido 115kV Line | Diablo-Gates 500 kV line | Mustang-Henrietta 230 kV line | Gates-Panoche 230 kV #1 and #2 Lines | NEW-Metcalf-Mosslanding 500kV
|  | CAISO Study Area | SCE Northern Area | SCE Northern Area | SCE Northern Area | SCE Northern Area | SCE Northern Area | SCE Northern Area | SCE Northern Area | SCE Northern Area | SCE Metro Area | SCE Metro Area | SCE North of Lugo Area | SCE North of Lugo Area | SCE North of Lugo Area | SCE North of Lugo Area | SCE North of Lugo Area | SCE Eastern Area | SCE Eastern Area | SCE Eastern Area | SCE Eastern Area | SCE Eastern Area | SCE Eastern Area | SCE Eastern Area | East of Pisgah Area | East of Pisgah Area | East of Pisgah Area | SDG&E Study Area | SDG&E Study Area | SDG&E Study Area | SDG&E Study Area | SDG&E Study Area | SDG&E Study Area | SDG&E Study Area | SDG&E Study Area | SDG&E Study Area | SDG&E Study Area | SDG&E Study Area | SDG&E Study Area | SDG&E Study Area | SDG&E Study Area | PG&E North of Greater Bay Area | PG&E North of Greater Bay Area | PG&E North of Greater Bay Area | PG&E North of Greater Bay Area | PG&E North of Greater Bay Area | PG&E North of Greater Bay Area | PG&E North of Greater Bay Area | PG&E North of Greater Bay Area | PG&E North of Greater Bay Area | PG&E North of Greater Bay Area | PG&E Greater Bay Area | PG&E Greater Bay Area | PG&E Greater Bay Area | PG&E Greater Bay Area | PG&E Greater Bay Area | PG&E Greater Bay Area | PG&E Greater Bay Area | PG&E Greater Bay Area | PG&E Greater Bay Area | PG&E Greater Bay Area | PG&E Greater Bay Area | PG&E Greater Bay Area | PG&E Greater Bay Area | PG&E Greater Bay Area | PG&E Greater Bay Area | PG&E Greater Bay Area | PG&E Greater Bay Area | PG&E Greater Bay Area | PG&E Kern Area | PG&E Kern Area | PG&E Kern Area | PG&E Kern Area | PG&E Kern Area | PG&E Kern Area | PG&E Kern Area | PG&E Kern Area | PG&E Kern Area | PG&E Kern Area | PG&E Fresno Area | PG&E Fresno Area | PG&E Fresno Area | PG&E Fresno Area | PG&E Fresno Area | PG&E Fresno Area | PG&E Fresno Area | PG&E Fresno Area | PG&E Fresno Area | PG&E Fresno Area | PG&E Fresno Area | PG&E Fresno Area | PG&E Fresno Area | PG&E Fresno Area | PG&E Fresno Area | PG&E Fresno Area | PG&E Fresno Area | PG&E Fresno Area | PG&E Fresno Area | PG&E Fresno Area
|  | PTO area | SCE | SCE | SCE | SCE | SCE | SCE | SCE | SCE | SCE | SCE | SCE | SCE | SCE | SCE | SCE | SCE | SCE | SCE | SCE | SCE | SCE | SCE | VEA | VEA | SCE | SDGE | SDGE | SDGE | SDGE | SDGE | SDGE | SDGE | SDGE | SDGE | SDGE | SDGE | SDGE | SDGE | SDGE | PGE | PGE | PGE | PGE | PGE | PGE | PGE | PGE | PGE | PGE | PGE | PGE | PGE | PGE | PGE | PGE | PGE | PGE | PGE | PGE | PGE | PGE | PGE | PGE | PGE | PGE | PGE | PGE | PGE | PGE | PGE | PGE | PGE | PGE | PGE | PGE | PGE | PGE | PGE | PGE | PGE | PGE | PGE | PGE | PGE | PGE | PGE | PGE | PGE | PGE | PGE | PGE | PGE | PGE | PGE | PGE | PGE | PGE
|  | Wind/Solar Designation Area | Solar | Solar | Solar | Solar | Solar | Solar | Solar | Solar | Solar | Solar | Solar | Solar | Solar | Solar | Solar | Solar | Solar | Solar | Solar | Solar | Solar | Solar | Solar | Solar | Solar | Solar | Solar | Solar | Solar | Solar | Solar | Solar | Solar | Solar | Solar | Solar | Solar | Solar | Solar | Wind | Wind | Wind | Wind | Wind | Wind | Wind | Wind | Wind | Wind | Wind | Wind | Wind | Wind | Wind | Wind | Wind | Wind | Wind | Wind | Wind | Wind | Wind | Wind | Wind | Wind | Wind | Wind | Solar | Solar | Solar | Solar | Solar | Solar | Solar | Solar | Solar | Solar | Solar | Solar | Solar | Solar | Solar | Solar | Solar | Solar | Solar | Solar | Solar | Solar | Solar | Solar | Solar | Solar | Solar | Solar | Solar | Solar
White Paper Constraint Initial Capacity |  | FCDS | 6149.12 | 6733.24 | 3530 | 2400 | 954 | 876 | 977 | 0 | 2700 | 13500 | 0 | 256 | 1034 | 1328 | 297 | 1160 | 2300 | 6133 | 0 | 4824 | 1450 | 6651 | 3372 | 4032 | 10105 | 1324 | 224 | 406 | 602 | 231 | 1832.4 | 1035 | 1677.4 | 204 | 1175 | 2169.2 | 682.4 | 1028 | 501 | 3379 | 90.45 | 971 | 347 | 15 | 50 | 1661 | 423 | 1042 | 0 | 1290 | 2146 | 2257 | 3140 | 546 | 1233 | 4574 | 32 | 298 | 8054 | 3154 | 926 | 962.9 | 102.97 | 178.92 | 382 | 9287 | 656 | 927 | 1562 | 231 | 1912 | 94.45 | 17.78 | 184.8 | 1592 | 240 | 471 | 2280 | 5406 | 5336.9 | 300.67 | 2921 | 1110.5 | 0 | 687 | 6411 | 0 | 1985 | 1782 | 412 | 122 | 38 | 528 | 5161 | 5581 | 4562 | 1666
|  | FCDS Limit Type | Actual | Actual | Actual | Actual | Actual | Actual | Actual | Actual | Actual | Default | Actual | Default | Default | Default | Actual | Actual | Actual | Default | Actual | Actual | Actual | Default | Actual | Actual | Actual | Actual | Actual | Actual | Actual | Actual | Actual | Actual | Actual | Actual | Actual | Actual | Actual | Actual | Actual | Actual | Actual | Actual | Actual | Actual | Actual | Actual | Actual | Actual | Actual | Actual | Actual | Actual | Actual | Actual | Actual | Actual | Actual | Actual | Actual | Actual | Actual | Actual | Actual | Actual | Actual | Actual | Actual | Actual | Actual | Actual | Actual | Actual | Actual | Actual | Actual | Actual | Actual | Default | Actual | Actual | Actual | Actual | Actual | Actual | Actual | Actual | Actual | Actual | Actual | Actual | Actual | Actual | Actual | Actual | Actual | Actual | Default
|  | EODS | 8920.36 | 8496.34 | 6426 | 2614.3 | 2641 | 1527 | 2138 | 0 | 2700 | 13500 | 120 | 1190 | 1878 | 2427 | 552 | 2202 | 2300 | 7328 | 392 | 7313 | 1603 | 10182 | 3642 | 4302 | 12605 | 1324 | 224 | 406 | 602 | 231 | 5579 | 1377 | 5624 | 204 | 1175 | 2169.2 | 2369 | 1028 | 501 | 7706 | 81 | 1422 | 379 | 15 | 96 | 2539 | 463 | 975 | 0 | 3728 | 4811 | 768 | 5136 | 3673 | 3667 | 10136 | 77 | 495 | 7290 | 4254 | 3909 | 1220 | 102.97 | 180 | 273 | 9538 | 1176 | 1005 | 1226 | 144 | 1928 | 58 | 270 | 109 | 1377 | 255 | 471 | 2280 | 3581 | 5027 | 272 | 2777 | 1066 | 158 | 945 | 7216 | 50 | 1216 | 1903 | 780 | 156 | 128 | 308 | 5581 | 5617 | 4589 | 6083
|  | EODS Limit Type | Default | Default | Default | Default | Default | Default | Actual | Actual | Default | Default | Default | Default | Default | Default | Default | Actual | Default | Default | Default | Default | Actual | Default | Actual | Actual | Default | Default | Default | Default | Actual | Default | Actual | Actual | Actual | Default | Default | Actual | Default | Default | Default | Default | Default | Default | Default | Default | Default | Default | Default | Default | Actual | Default | Default | Default | Default | Default | Default | Default | Default | Default | Default | Default | Default | Default | Default | Default | Default | Default | Default | Actual | Actual | Actual | Default | Actual | Default | Actual | Actual | Actual | Default | Default | Actual | Actual | Actual | Actual | Actual | Actual | Actual | Actual | Actual | Actual | Default | Actual | Actual | Actual | Actual | Actual | Default | Default | Actual
White Paper Transmission Upgrade Info |  | FCDS AMOUNT | 1500 | 2000 | 1800 | 2500 | 900 | 500 | 2000 | 2000 | 800 | N/A | 186 | 200 | N/A | N/A | 1046 | 1370 | 3000 | 532 | 600 | 3350 | 1200 | 1522 | N/A | N/A | 6800 | 920 | 700 | 547 | 9999 | 431 | 2047.6 | 9999 | 2208.6 | 692 | 2189 | 548 | 1686.8 | 2201 | 556 | 8645 | 109 | 50 | 480 | 26 | 707 | 460 | 574 | 485 | 2300 | N/A | N/A | N/A | N/A | 6034 | 5601 | 3521 | 131 | 1255 | 831 | 300 | 163 | 290 | 74 | 70 | 712 | 4344 | 1766 | 1418 | 16891 | 687 | 179 | 206 | 9 | 367 | 784 | 637 | 234 | N/A | 14825 | 10038 | 47 | 2274 | 1211 | 1211 | N/A | N/A | 3160 | 2019 | 588 | 1247 | 358 | 60 | 3192 | 4125 | 2479 | 8379 | N/A
|  | Est. Cost (millions): | 13.2 | 85.9 | 660 | 612 | 600 | 1253 | 4358 | 100 | 28 | - | 329 | N/A | N/A | N/A | 239 | 67 | 463 | N/A | 1182 | 89 | 69 | N/A | N/A | N/A | 2165 | 58.1 | 100 | 14.7 | N/A | 671.05 | N/A | N/A | N/A | 28.3 | 79.91 | N/A | N/A | 210.6 | 103.37 | 2851.85 | 9.33 | 50 | 185 | 180 | 125 | 400 | 0 | 0 | N/A | N/A | 0 | 0 | 0 | 417.33 | 0 | 0 | 185 | 1700 | 0 | 0 | 0 | 125 | 400 | 0 | 380 | 25 | 700 | 1008.03 | 940 | 220 | 30 | 620 | 0 | 120 | 150 | 760 | 100 | N/A | 35 | 0 | 110 | 1500 | 250 | 550 | N/A | N/A | 370 | 0 | 0 | 50 | 125 | 135 | 330 | 830 | 0 | 214 | 200
|  | Est. In Service Date: | 2028 | 2030 | 2035 | 2035 | 2035 | 2035 | 2035 | 2028 | 2028 | 0 | 2035 | 2033 | 0 | 0 | 2035 | 2030 | 2032 | 2034 | 2036 | 2029 | 2030 | 2034 | 0 | 0 | 2036 | 2031 | 2030 | 2030 | 2032 | 2030 | 2034 | 2034 | 2034 | 2030 | 2031 | 2034 | 2034 | 2031 | 2030 | 2038 | 2031 | 2031 | 2036 | 2033 | 2033 | 2036 | 2036 | 2036 | 2034 | 2028 | 2028 | 2028 | 2028 | 2033 | 2033 | 2033 | 2036 | 2044 | 2044 | 2044 | 2044 | 2033 | 2038 | 2038 | 2038 | 2031 | 2038 | 2034 | 2038 | 2034 | 2031 | 2037 | 2037 | 2033 | 2034 | 2038 | 2032 | 0 | 2030 | 2030 | 2034 | 2041 | 2036 | 2041 | 2028 | 2028 | 2036 | 2036 | 2033 | 2033 | 2038 | 2033 | 2036 | 2034 | 2034 | 2033 | 0
|  | EODS AMOUNT | N/A | N/A | N/A | N/A | N/A | N/A | 2000 | 15 | N/A | N/A | N/A | N/A | N/A | N/A | N/A | 1299 | N/A | 532 | N/A | N/A | 1200 | 1522 | N/A | N/A | 6800 | N/A | N/A | N/A | 9999 | N/A | 2048 | 9999 | 2209 | N/A | N/A | 2724.8 | N/A | N/A | N/A | N/A | N/A | N/A | N/A | 25 | N/A | N/A | N/A | N/A | 2300 | N/A | N/A | N/A | N/A | N/A | N/A | N/A | N/A | N/A | N/A | N/A | N/A | N/A | N/A | N/A | N/A | N/A | N/A | 230 | 962 | 632 | N/A | 67.7 | N/A | 106.58 | 1477 | 475 | N/A | N/A | 6843 | 6343 | 390 | 607 | 122 | 546 | N/A | N/A | 87 | 302 | N/A | 2047 | 291 | 226 | 65 | 4125 | 2479 | N/A | N/A
|  | Est. Cost (millions): | N/A | N/A | N/A | N/A | N/A | N/A | 66 | 45 | N/A | N/A | N/A | N/A | N/A | N/A | N/A | 67 | N/A | N/A | N/A | N/A | 69 | N/A | N/A | N/A | 2165 | N/A | N/A | N/A | N/A | N/A | N/A | N/A | N/A | N/A | N/A | N/A | N/A | N/A | N/A | N/A | N/A | N/A | N/A | 180 | N/A | N/A | N/A | N/A | N/A | N/A | N/A | N/A | N/A | N/A | N/A | N/A | N/A | N/A | N/A | N/A | N/A | N/A | N/A | N/A | N/A | N/A | N/A | 1008.03 | 940 | 220 | N/A | 620 | 0 | 120 | 150 | 760 | 100 | N/A | 35 | 0 | 110 | 1500 | 250 | 550 | N/A | N/A | 370 | 0 | N/A | N/A | 125 | 135 | 330 | 830 | 0 | N/A | N/A
|  | Est. In Service Date: | 0 | 0 | 0 | 0 | 0 | 0 | 2035 | 2029 | 0 | 0 | 0 | 2033 | 0 | 0 | 0 | 2029 | 0 | 2034 | 0 | 0 | 0 | 2034 | 0 | 0 | 2036 | 0 | 0 | 0 | 2032 | 0 | 2034 | 2034 | 2034 | 0 | 0 | 2034 | 0 | 0 | 0 | 0 | 0 | 0 | 0 | 2033 | 0 | 0 | 0 | 0 | 2034 | 0 | 0 | 0 | 0 | 0 | 0 | 0 | 0 | 0 | 0 | 0 | 0 | 0 | 0 | 0 | 0 | 0 | 0 | 2034 | 2038 | 2034 | 0 | 2037 | 2037 | 2033 | 2034 | 2038 | 2032 | 0 | 2030 | 2030 | 2034 | 2041 | 2036 | 2041 | 2028 | 2028 | 2036 | 2036 | 0 | 2033 | 2038 | 2033 | 2036 | 2034 | 2034 | 0 | 0
|  | Upgrades are same | None | None | None | None | None | None | No | No | None | None | None | Yes | None | None | None | Yes | None | Yes | None | None | Yes | Yes | Yes | Yes | Yes | None | None | None | Yes | None | Yes | Yes | YES | None | None | Yes | None | None | None | None | None | None | None | Yes | None | None | None | None | Yes | None | None | None | None | None | None | None | None | None | None | None | None | None | None | None | None | None | None | Yes | Yes | Yes | None | Yes | Yes | Yes | Yes | Yes | Yes | None | Yes | Yes | Yes | Yes | Yes | Yes | Yes | Yes | Yes | Yes | None | Yes | Yes | Yes | Yes | Yes | Yes | None | No
|  | Upgrade approved | No | No | No | No | No | No | No | No | No | No | No | Yes | Yes | Yes | No | No | No | Yes | No | No | No | Yes | Yes | Yes | No | No | No | No | Yes | No | Yes | Yes | Yes | No | No | Yes | Yes | No | No | No | No | No | No | No | No | No | No | No | Yes | Yes | Yes | Yes | Yes | No | No | No | No | No | No | No | No | No | No | No | No | No | No | No | No | No | No | No | No | No | No | No | No | No | No | No | No | No | No | No | Yes | Yes | No | No | No | No | No | No | No | No | No | No | No
Tx Calculations for Mapped Portfolio Resources
FCDS | Mapped MWs
|  | Geothermal | 0 | 0 | 0 | 0 | 0 | 0 | 0 | 0 | 0 | 523 | 177 | 293 | 293 | 293 | 0 | 0 | 0 | 0 | 1347 | 1347 | 0 | 1347 | 436 | 908 | 1649 | 0 | 0 | 0 | 1000 | 0 | 1000 | 1000 | 1000 | 0 | 0 | 1000 | 1000 | 0 | 0 | 3199.7 | 40 | 180.2 | 40 | 0 | 0 | 170 | 60 | 60 | 0 | 0 | 0 | 50 | 421.2 | 68 | 180.2 | 588.2 | 0 | 100 | 18 | 496 | 60 | 0 | 0 | 0 | 214 | 168 | 421.2 | 0 | 0 | 0 | 0 | 0 | 0 | 0 | 0 | 0 | 0 | 0 | 30 | 60 | 0 | 10 | 10 | 0 | 10 | 220 | 0 | 10 | 10 | 10 | 0 | 0 | 10 | 0 | 0 | 0 | 214
|  | Biomass | 0 | 0 | 0 | 0 | 0 | 0 | 0 | 0 | 0 | 0 | 0 | 0 | 0 | 0 | 0 | 0 | 0 | 0 | 0 | 0 | 0 | 0 | 0 | 0 | 0 | 0 | 0 | 0 | 0 | 0 | 0 | 0 | 0 | 0 | 0 | 0 | 0 | 0 | 0 | 0 | 0 | 0 | 0 | 0 | 0 | 0.55 | 0 | 0 | 0 | 0 | 0 | 0 | 0 | 0 | 0 | 0 | 0 | 0 | 0 | 2 | 0 | 0 | 0 | 0 | 0 | 0 | 0 | 0 | 0 | 0 | 0 | 0 | 0 | 0 | 0 | 0 | 0 | 0 | 0.55 | 2 | 0 | 2.55 | 2.55 | 2.55 | 0.55 | 2.55 | 0 | 2.55 | 0.55 | 0.55 | 0 | 0 | 2.55 | 0 | 0 | 0 | 0
|  | Wind | 0 | 0 | 0 | 0 | 0 | 0 | 0 | 0 | 0 | 0 | 0 | 0 | 0 | 0 | 0 | 0 | 0 | 0 | 0 | 57 | 0 | 57 | 150 | 150 | 250 | 0 | 0 | 0 | 0 | 0 | 180 | 0 | 180 | 0 | 0 | 180 | 180 | 0 | 0 | 1979.98 | 220 | 0 | 220 | 0 | 0 | 220 | 220 | 220 | 100 | 0 | 0 | 0 | 0 | 299.98 | 299.98 | 329.98 | 0 | 0 | 229.98 | 549.98 | 220 | 0 | 0 | 0 | 150 | 229.98 | 299.98 | 0 | 0 | 0 | 0 | 0 | 0 | 0 | 0 | 0 | 0 | 0 | 100 | 100 | 0 | 0 | 0 | 0 | 0 | 100 | 0 | 0 | 0 | 0 | 0 | 0 | 0 | 0 | 0 | 0 | 250
|  | OOS Wind | 0 | 0 | 0 | 0 | 0 | 0 | 0 | 0 | 0 | 0 | 0 | 0 | 0 | 0 | 0 | 0 | 0 | 4121 | 0 | 0 | 0 | 4121 | 0 | 1100 | 6721 | 0 | 0 | 0 | 0 | 0 | 0 | 0 | 0 | 0 | 0 | 0 | 0 | 0 | 0 | 0 | 0 | 0 | 0 | 0 | 0 | 0 | 0 | 0 | 0 | 0 | 0 | 0 | 0 | 0 | 0 | 0 | 0 | 0 | 0 | 0 | 0 | 0 | 0 | 0 | 0 | 0 | 0 | 0 | 0 | 0 | 0 | 0 | 0 | 0 | 0 | 0 | 0 | 0 | 0 | 0 | 0 | 0 | 0 | 0 | 0 | 0 | 0 | 0 | 0 | 0 | 0 | 0 | 0 | 0 | 0 | 0 | 0
|  | Offshore Wind | 0 | 0 | 0 | 0 | 0 | 0 | 0 | 0 | 0 | 0 | 0 | 0 | 0 | 0 | 0 | 0 | 0 | 0 | 0 | 0 | 0 | 0 | 0 | 0 | 0 | 0 | 0 | 0 | 0 | 0 | 0 | 0 | 0 | 0 | 0 | 0 | 0 | 0 | 0 | 0 | 0 | 0 | 0 | 0 | 0 | 0 | 0 | 0 | 0 | 0 | 0 | 0 | 0 | 0 | 0 | 0 | 0 | 0 | 0 | 0 | 0 | 0 | 0 | 0 | 0 | 0 | 0 | 0 | 0 | 0 | 0 | 0 | 0 | 0 | 0 | 0 | 0 | 0 | 0 | 0 | 0 | 0 | 0 | 0 | 0 | 0 | 0 | 0 | 0 | 0 | 0 | 0 | 0 | 0 | 0 | 0 | 0
|  | Solar | 4900 | 5092 | 1700 | 221 | 200 | 700 | 800 | 0 | 383.32 | 405.24 | 0 | 70 | 374 | 921 | 382 | 400 | 0 | 4262 | 300 | 4694 | 0 | 5094 | 125 | 125 | 5458.5 | 94 | 0 | 0 | 750 | 0 | 2250 | 6783.5 | 3096.5 | 0 | 0 | 750 | 1500 | 94 | 94 | 689 | 0 | 0 | 0 | 0 | 0 | 1399 | 0 | 0 | 0 | 0 | 0 | 0 | 274 | 0 | 0 | 1599 | 0 | 106 | 0 | 1815 | 10 | 0 | 6 | 175 | 0 | 106 | 0 | 221 | 1401 | 40 | 643 | 0 | 0 | 100 | 143 | 40 | 700 | 1591 | 10345.2 | 11783.2 | 100 | 2735 | 100 | 0 | 0 | 5124 | 0 | 400 | 0 | 1183 | 0 | 0 | 200 | 600 | 8902.2 | 166 | 1450
|  | Battery_4hr | 2462 | 2246 | 1190 | 1062 | 480 | 535 | 615 | 0 | 525 | 2124.6 | 0 | 428.5 | 503.5 | 503.5 | 0 | 30 | 1371.516 | 2012.516 | 460 | 2496 | 416 | 3727.516 | 510 | 989 | 3408.016 | 137.36 | 10 | 76.86 | 907.75 | 71.45 | 1090.46 | 1230.5 | 1726.96 | 30 | 0 | 693.6 | 899.6 | 137.36 | 0 | 633.65 | 0 | 38 | 0 | 0 | 0 | 995.1 | 0 | 0 | 0 | 0 | 0 | 50 | 276 | 613.9 | 398.2 | 722.9 | 0 | 234.3 | 163 | 467.3 | 20 | 0 | 20 | 119 | 0 | 726 | 398.2 | 20 | 0 | 20 | 20 | 0 | 0 | 0 | 20 | 20 | 157.6 | 0 | 1656.9 | 1583.1 | 0 | 930.8 | 0 | 80 | 0 | 1170.8 | 0 | 0 | 0 | 740.8 | 0 | 35 | 0 | 0 | 911.9 | 190 | 0
|  | Battery_8hr | 833 | 683 | 0 | 0 | 0 | 0 | 0 | 0 | 278 | 6999 | 0 | 6 | 6 | 6 | 0 | 0 | 902 | 1717 | 0 | 460 | 0 | 1362 | 476.5 | 476.5 | 2558.5 | 100 | 0 | 0 | 0 | 0 | 94.35 | 1274.35 | 509.35 | 50 | 0 | 0 | 0 | 100 | 0 | 0 | 0 | 0 | 0 | 0 | 0 | 0 | 0 | 0 | 0 | 0 | 0 | 0 | 0 | 0 | 0 | 1.5 | 0 | 0 | 0 | 1.5 | 0 | 0 | 0 | 0 | 13 | 0 | 0 | 3 | 337 | 0 | 3 | 0 | 0 | 0 | 3 | 0 | 0 | 800 | 1097.5 | 670.5 | 0 | 369 | 0 | 0 | 0 | 3814.5 | 0 | 0 | 0 | 0 | 0 | 0 | 0 | 0 | 284 | 35 | 478.5
|  | LDES | 2786 | 1886 | 250 | 480 | 0 | 0 | 0 | 0 | 0 | 0 | 0 | 0 | 0 | 362 | 0 | 0 | 0 | 800 | 0 | 1300 | 0 | 1300 | 500 | 1000 | 1500 | 500 | 0 | 0 | 500 | 0 | 500 | 0 | 500 | 0 | 0 | 0 | 0 | 0 | 0 | 0 | 0 | 0 | 0 | 0 | 0 | 540 | 0 | 0 | 0 | 0 | 0 | 0 | 0 | 0 | 0 | 0 | 0 | 0 | 0 | 400 | 400 | 0 | 0 | 0 | 0 | 0 | 0 | 750 | 0 | 0 | 0 | 0 | 0 | 0 | 0 | 0 | 0 | 0 | 900 | 900 | 0 | 140 | 140 | 140 | 0 | 140 | 0 | 140 | 140 | 140 | 0 | 0 | 0 | 0 | 760 | 750 | 0
EODS | Mapped MWs | Has LLT? | TRUE | TRUE | TRUE | TRUE | FALSE | FALSE | FALSE | FALSE | FALSE | TRUE | TRUE | TRUE | TRUE | TRUE | FALSE | FALSE | FALSE | TRUE | TRUE | TRUE | FALSE | TRUE | TRUE | TRUE | TRUE | TRUE | FALSE | FALSE | TRUE | FALSE | TRUE | TRUE | TRUE | FALSE | FALSE | TRUE | TRUE | FALSE | FALSE | TRUE | TRUE | TRUE | TRUE | FALSE | FALSE | TRUE | TRUE | TRUE | FALSE | FALSE | FALSE | TRUE | TRUE | TRUE | TRUE | TRUE | FALSE | TRUE | TRUE | TRUE | TRUE | FALSE | FALSE | FALSE | TRUE | TRUE | TRUE | TRUE | FALSE | FALSE | FALSE | FALSE | FALSE | FALSE | FALSE | FALSE | FALSE | FALSE | TRUE | TRUE | FALSE | TRUE | TRUE | TRUE | TRUE | TRUE | FALSE | TRUE | TRUE | TRUE | FALSE | FALSE | TRUE | FALSE | TRUE | TRUE | TRUE
|  | Wind | 0 | 0 | 0 | 0 | 0 | 0 | 0 | 0 | 0 | 0 | 0 | 0 | 0 | 0 | 0 | 0 | 0 | 0 | 0 | 0 | 0 | 0 | 0 | 0 | 0 | 0 | 0 | 0 | 0 | 0 | 0 | 0 | 0 | 0 | 0 | 0 | 0 | 0 | 0 | 0 | 0 | 0 | 0 | 0 | 0 | 0 | 0 | 0 | 0 | 0 | 0 | 0 | 0 | 0 | 0 | 0 | 0 | 0 | 0 | 0 | 0 | 0 | 0 | 0 | 0 | 0 | 0 | 0 | 0 | 0 | 0 | 0 | 0 | 0 | 0 | 0 | 0 | 0 | 69.3 | 69.3 | 0 | 0 | 0 | 0 | 0 | 69.3 | 0 | 0 | 0 | 0 | 0 | 0 | 0 | 0 | 0 | 0 | 0
|  | OOS Wind | 0 | 0 | 0 | 0 | 0 | 0 | 0 | 0 | 0 | 0 | 0 | 0 | 0 | 0 | 0 | 0 | 0 | 0 | 0 | 0 | 0 | 0 | 0 | 0 | 0 | 0 | 0 | 0 | 0 | 0 | 0 | 0 | 0 | 0 | 0 | 0 | 0 | 0 | 0 | 0 | 0 | 0 | 0 | 0 | 0 | 0 | 0 | 0 | 0 | 0 | 0 | 0 | 0 | 0 | 0 | 0 | 0 | 0 | 0 | 0 | 0 | 0 | 0 | 0 | 0 | 0 | 0 | 0 | 0 | 0 | 0 | 0 | 0 | 0 | 0 | 0 | 0 | 0 | 0 | 0 | 0 | 0 | 0 | 0 | 0 | 0 | 0 | 0 | 0 | 0 | 0 | 0 | 0 | 0 | 0 | 0 | 0
|  | Offshore Wind | 0 | 0 | 0 | 0 | 0 | 0 | 0 | 0 | 0 | 0 | 0 | 0 | 0 | 0 | 0 | 0 | 0 | 0 | 0 | 0 | 0 | 0 | 0 | 0 | 0 | 0 | 0 | 0 | 0 | 0 | 0 | 0 | 0 | 0 | 0 | 0 | 0 | 0 | 0 | 0 | 0 | 0 | 0 | 0 | 0 | 0 | 0 | 0 | 0 | 0 | 0 | 0 | 0 | 0 | 0 | 0 | 0 | 0 | 0 | 0 | 0 | 0 | 0 | 0 | 0 | 0 | 0 | 0 | 0 | 0 | 0 | 0 | 0 | 0 | 0 | 0 | 0 | 0 | 0 | 0 | 0 | 0 | 0 | 0 | 0 | 0 | 0 | 0 | 0 | 0 | 0 | 0 | 0 | 0 | 0 | 0 | 0
|  | Distributed Solar | 31.5 | 0 | 18 | 0 | 0 | 18 | 18 | 0 | 7.38 | 11.33 | 0 | 3 | 17 | 17 | 0 | 0 | 0 | 0 | 0 | 0 | 0 | 0 | 0 | 0 | 0 | 0 | 0 | 0.84 | 0 | 0.84 | 0.84 | 0 | 0.84 | 0 | 0 | 0 | 0.84 | 0 | 0 | 25.629 | 0 | 4 | 0 | 0 | 2.73 | 38.265 | 0 | 2.73 | 0 | 0 | 0 | 0 | 9 | 2 | 6 | 11.575 | 0 | 5.575 | 2 | 15.305 | 2.73 | 0 | 0 | 2.6 | 0 | 7.575 | 9 | 19.93 | 9.28 | 3 | 5.4 | 2.4 | 2.4 | 0 | 7.65 | 12.28 | 0 | 0 | 52.3 | 60.18 | 4.4 | 32.96 | 26.96 | 19.56 | 10.56 | 46.86 | 0 | 31.96 | 10.56 | 23.56 | 7.56 | 0 | 17.56 | 0 | 18.44 | 3 | 0
|  | Solar | 2708 | 2208 | 155 | 1020 | 0 | 50 | 155 | 0 | 0 | 0 | 0 | 235.8 | 235.8 | 535.8 | 300 | 500 | 4380 | 8443 | 292 | 2895 | 663 | 7775 | 1510 | 1811.2 | 14289.2 | 0 | 0 | 0 | 557 | 0 | 1497 | 9360 | 7150 | 0 | 0 | 647 | 997 | 0 | 0 | 3571.8 | 12 | 0 | 12 | 0 | 12 | 2661 | 0 | 1112 | 457.3 | 200 | 0 | 0 | 700 | 1002.5 | 1302.5 | 1216.5 | 0 | 14 | 689.5 | 2315.5 | 1312 | 200 | 14 | 114 | 0 | 703.5 | 913 | 1177.5 | 250 | 0 | 371.2 | 0 | 0 | 31.2 | 390 | 0 | 89 | 278.6 | 3209.4 | 3009.4 | 0 | 1512.5 | 0 | 0 | 0 | 2387.5 | 0 | 0 | 0 | 1035 | 0 | 35 | 0 | 1110 | 3369.4 | 1077.5 | 0
| HSN Output | HSN
|  | Geothermal | 0 | 0 | 0 | 0 | 0 | 0 | 0 | 0 | 0 | 523 | 177 | 293 | 293 | 293 | 0 | 0 | 0 | 0 | 1347 | 1347 | 0 | 1347 | 436 | 908 | 1649 | 0 | 0 | 0 | 1000 | 0 | 1000 | 1000 | 1000 | 0 | 0 | 1000 | 1000 | 0 | 0 | 3199.7 | 40 | 180.2 | 40 | 0 | 0 | 170 | 60 | 60 | 0 | 0 | 0 | 50 | 421.2 | 68 | 180.2 | 588.2 | 0 | 100 | 18 | 496 | 60 | 0 | 0 | 0 | 214 | 168 | 421.2 | 0 | 0 | 0 | 0 | 0 | 0 | 0 | 0 | 0 | 0 | 0 | 30 | 60 | 0 | 10 | 10 | 0 | 10 | 220 | 0 | 10 | 10 | 10 | 0 | 0 | 10 | 0 | 0 | 0 | 214
|  | Biomass | 0 | 0 | 0 | 0 | 0 | 0 | 0 | 0 | 0 | 0 | 0 | 0 | 0 | 0 | 0 | 0 | 0 | 0 | 0 | 0 | 0 | 0 | 0 | 0 | 0 | 0 | 0 | 0 | 0 | 0 | 0 | 0 | 0 | 0 | 0 | 0 | 0 | 0 | 0 | 0 | 0 | 0 | 0 | 0 | 0 | 0.55 | 0 | 0 | 0 | 0 | 0 | 0 | 0 | 0 | 0 | 0 | 0 | 0 | 0 | 2 | 0 | 0 | 0 | 0 | 0 | 0 | 0 | 0 | 0 | 0 | 0 | 0 | 0 | 0 | 0 | 0 | 0 | 0 | 0.55 | 2 | 0 | 2.55 | 2.55 | 2.55 | 0.55 | 2.55 | 0 | 2.55 | 0.55 | 0.55 | 0 | 0 | 2.55 | 0 | 0 | 0 | 0
|  | Wind | 0 | 0 | 0 | 0 | 0 | 0 | 0 | 0 | 0 | 0 | 0 | 0 | 0 | 0 | 0 | 0 | 0 | 0 | 0 | 27.36 | 0 | 27.36 | 72 | 72 | 120 | 0 | 0 | 0 | 0 | 0 | 63 | 0 | 63 | 0 | 0 | 63 | 63 | 0 | 0 | 989.99 | 110 | 0 | 110 | 0 | 0 | 110 | 110 | 110 | 50 | 0 | 0 | 0 | 0 | 149.99 | 149.99 | 164.99 | 0 | 0 | 114.99 | 274.99 | 110 | 0 | 0 | 0 | 75 | 114.99 | 149.99 | 0 | 0 | 0 | 0 | 0 | 0 | 0 | 0 | 0 | 0 | 0 | 50 | 50 | 0 | 0 | 0 | 0 | 0 | 50 | 0 | 0 | 0 | 0 | 0 | 0 | 0 | 0 | 0 | 0 | 125
|  | OOS Wind | 0 | 0 | 0 | 0 | 0 | 0 | 0 | 0 | 0 | 0 | 0 | 0 | 0 | 0 | 0 | 0 | 0 | 2761.07 | 0 | 0 | 0 | 2761.07 | 0 | 737 | 4503.07 | 0 | 0 | 0 | 0 | 0 | 0 | 0 | 0 | 0 | 0 | 0 | 0 | 0 | 0 | 0 | 0 | 0 | 0 | 0 | 0 | 0 | 0 | 0 | 0 | 0 | 0 | 0 | 0 | 0 | 0 | 0 | 0 | 0 | 0 | 0 | 0 | 0 | 0 | 0 | 0 | 0 | 0 | 0 | 0 | 0 | 0 | 0 | 0 | 0 | 0 | 0 | 0 | 0 | 0 | 0 | 0 | 0 | 0 | 0 | 0 | 0 | 0 | 0 | 0 | 0 | 0 | 0 | 0 | 0 | 0 | 0 | 0
|  | Offshore Wind | 0 | 0 | 0 | 0 | 0 | 0 | 0 | 0 | 0 | 0 | 0 | 0 | 0 | 0 | 0 | 0 | 0 | 0 | 0 | 0 | 0 | 0 | 0 | 0 | 0 | 0 | 0 | 0 | 0 | 0 | 0 | 0 | 0 | 0 | 0 | 0 | 0 | 0 | 0 | 0 | 0 | 0 | 0 | 0 | 0 | 0 | 0 | 0 | 0 | 0 | 0 | 0 | 0 | 0 | 0 | 0 | 0 | 0 | 0 | 0 | 0 | 0 | 0 | 0 | 0 | 0 | 0 | 0 | 0 | 0 | 0 | 0 | 0 | 0 | 0 | 0 | 0 | 0 | 0 | 0 | 0 | 0 | 0 | 0 | 0 | 0 | 0 | 0 | 0 | 0 | 0 | 0 | 0 | 0 | 0 | 0 | 0
|  | Solar | 637 | 661.96 | 221 | 28.73 | 26 | 91 | 104 | 0 | 49.8316 | 52.6812 | 0 | 9.1 | 48.62 | 119.73 | 49.66 | 52 | 0 | 554.06 | 39 | 610.22 | 0 | 662.22 | 10 | 10 | 709.605 | 5.64 | 0 | 0 | 45 | 0 | 135 | 407.01 | 185.79 | 0 | 0 | 45 | 90 | 5.64 | 5.64 | 103.35 | 0 | 0 | 0 | 0 | 0 | 209.85 | 0 | 0 | 0 | 0 | 0 | 0 | 41.1 | 0 | 0 | 239.85 | 0 | 15.9 | 0 | 272.25 | 1.5 | 0 | 0.9 | 26.25 | 0 | 15.9 | 0 | 33.15 | 210.15 | 6 | 96.45 | 0 | 0 | 15 | 21.45 | 6 | 105 | 238.65 | 1551.78 | 1767.48 | 15 | 410.25 | 15 | 0 | 0 | 768.6 | 0 | 60 | 0 | 177.45 | 0 | 0 | 30 | 90 | 1335.33 | 24.9 | 217.5
|  | Battery_4hr | 2462 | 2246 | 1190 | 1062 | 480 | 535 | 615 | 0 | 525 | 2124.6 | 0 | 428.5 | 503.5 | 503.5 | 0 | 30 | 1371.516 | 2012.516 | 460 | 2496 | 416 | 3727.516 | 510 | 989 | 3408.016 | 137.36 | 10 | 76.86 | 907.75 | 71.45 | 1090.46 | 1230.5 | 1726.96 | 30 | 0 | 693.6 | 899.6 | 137.36 | 0 | 633.65 | 0 | 38 | 0 | 0 | 0 | 995.1 | 0 | 0 | 0 | 0 | 0 | 50 | 276 | 613.9 | 398.2 | 722.9 | 0 | 234.3 | 163 | 467.3 | 20 | 0 | 20 | 119 | 0 | 726 | 398.2 | 20 | 0 | 20 | 20 | 0 | 0 | 0 | 20 | 20 | 157.6 | 0 | 1656.9 | 1583.1 | 0 | 930.8 | 0 | 80 | 0 | 1170.8 | 0 | 0 | 0 | 740.8 | 0 | 35 | 0 | 0 | 911.9 | 190 | 0
|  | Battery_8hr | 833 | 683 | 0 | 0 | 0 | 0 | 0 | 0 | 278 | 6999 | 0 | 6 | 6 | 6 | 0 | 0 | 902 | 1717 | 0 | 460 | 0 | 1362 | 476.5 | 476.5 | 2558.5 | 100 | 0 | 0 | 0 | 0 | 94.35 | 1274.35 | 509.35 | 50 | 0 | 0 | 0 | 100 | 0 | 0 | 0 | 0 | 0 | 0 | 0 | 0 | 0 | 0 | 0 | 0 | 0 | 0 | 0 | 0 | 0 | 1.5 | 0 | 0 | 0 | 1.5 | 0 | 0 | 0 | 0 | 13 | 0 | 0 | 3 | 337 | 0 | 3 | 0 | 0 | 0 | 3 | 0 | 0 | 800 | 1097.5 | 670.5 | 0 | 369 | 0 | 0 | 0 | 3814.5 | 0 | 0 | 0 | 0 | 0 | 0 | 0 | 0 | 284 | 35 | 478.5
|  | LDES | 2786 | 1886 | 250 | 480 | 0 | 0 | 0 | 0 | 0 | 0 | 0 | 0 | 0 | 362 | 0 | 0 | 0 | 800 | 0 | 1300 | 0 | 1300 | 500 | 1000 | 1500 | 500 | 0 | 0 | 500 | 0 | 500 | 0 | 500 | 0 | 0 | 0 | 0 | 0 | 0 | 0 | 0 | 0 | 0 | 0 | 0 | 540 | 0 | 0 | 0 | 0 | 0 | 0 | 0 | 0 | 0 | 0 | 0 | 0 | 0 | 400 | 400 | 0 | 0 | 0 | 0 | 0 | 0 | 750 | 0 | 0 | 0 | 0 | 0 | 0 | 0 | 0 | 0 | 0 | 900 | 900 | 0 | 140 | 140 | 140 | 0 | 140 | 0 | 140 | 140 | 140 | 0 | 0 | 0 | 0 | 760 | 750 | 0
|  | Total | 6718 | 5476.96 | 1661 | 1570.73 | 506 | 626 | 719 | 0 | 852.8316 | 9699.2812 | 177 | 736.6 | 851.12 | 1284.23 | 49.66 | 82 | 2273.516 | 7844.646 | 1846 | 6240.58 | 416 | 11187.166 | 2004.5 | 4192.5 | 14448.191 | 743 | 10 | 76.86 | 2452.75 | 71.45 | 2882.81 | 3911.86 | 3985.1 | 80 | 0 | 1801.6 | 2052.6 | 243 | 5.64 | 4926.69 | 150 | 218.2 | 150 | 0 | 0 | 2025.5 | 170 | 170 | 50 | 0 | 0 | 100 | 738.3 | 831.89 | 728.39 | 1717.44 | 0 | 350.2 | 295.99 | 1914.04 | 591.5 | 0 | 20.9 | 145.25 | 302 | 1024.89 | 969.39 | 806.15 | 547.15 | 26 | 119.45 | 0 | 0 | 15 | 44.45 | 26 | 262.6 | 1038.65 | 5286.73 | 5033.08 | 15 | 1862.6 | 167.55 | 222.55 | 10.55 | 6166.45 | 0 | 212.55 | 150.55 | 1068.8 | 0 | 35 | 42.55 | 90 | 3291.23 | 999.9 | 1035
|  | Unaccounted for TPD | 3756.6552 | 4139.5752 | 1320.2982 | 1628.49 | 0 | 0 | 0 | 0 | 0 | 0 | 0 | 663.0544 | 1208.4744 | 1618.3644 | 0 | 0 | 0 | 2550.7355 | 0 | 3878.5927 | 0 | 4704.3482 | 1771.23 | 2226.8234 | 4576.077 | 653.5115 | 0 | 0 | 506.7696 | 0 | 1700.6469 | 0 | 1399.6169 | 0 | 0 | 6.6954 | 0 | 0 | 0 | 2794.097 | 0 | 38 | 0 | 0 | 0 | 1659.5453 | 0 | 0 | 0 | 0 | 0 | 0 | 1582.575 | 1926.047 | 832.672 | 5851.801 | 0 | 0 | 3055.447 | 6129.601 | 682.4 | 0 | 0 | 0 | 342 | 3629.851 | 218.672 | 1486.062 | 0 | 0 | 0 | 0 | 0 | 0 | 0 | 0 | 0 | 0 | 1737.7098 | 2176.5098 | 0 | 2335.4133 | 502.5 | 238.6 | 624 | 0 | 0 | 457.5 | 254 | 1124.0413 | 0 | 0 | 384 | 0 | 2791.6385 | 1939.472 | 2240.5
| SSN Output | SSN
|  | Geothermal | 0 | 0 | 0 | 0 | 0 | 0 | 0 | 0 | 0 | 523 | 177 | 293 | 293 | 293 | 0 | 0 | 0 | 0 | 1347 | 1347 | 0 | 1347 | 436 | 908 | 1649 | 0 | 0 | 0 | 1000 | 0 | 1000 | 1000 | 1000 | 0 | 0 | 1000 | 1000 | 0 | 0 | 3199.7 | 40 | 180.2 | 40 | 0 | 0 | 170 | 60 | 60 | 0 | 0 | 0 | 50 | 421.2 | 68 | 180.2 | 588.2 | 0 | 100 | 18 | 496 | 60 | 0 | 0 | 0 | 214 | 168 | 421.2 | 0 | 0 | 0 | 0 | 0 | 0 | 0 | 0 | 0 | 0 | 0 | 30 | 60 | 0 | 10 | 10 | 0 | 10 | 220 | 0 | 10 | 10 | 10 | 0 | 0 | 10 | 0 | 0 | 0 | 214
|  | Biomass | 0 | 0 | 0 | 0 | 0 | 0 | 0 | 0 | 0 | 0 | 0 | 0 | 0 | 0 | 0 | 0 | 0 | 0 | 0 | 0 | 0 | 0 | 0 | 0 | 0 | 0 | 0 | 0 | 0 | 0 | 0 | 0 | 0 | 0 | 0 | 0 | 0 | 0 | 0 | 0 | 0 | 0 | 0 | 0 | 0 | 0.55 | 0 | 0 | 0 | 0 | 0 | 0 | 0 | 0 | 0 | 0 | 0 | 0 | 0 | 2 | 0 | 0 | 0 | 0 | 0 | 0 | 0 | 0 | 0 | 0 | 0 | 0 | 0 | 0 | 0 | 0 | 0 | 0 | 0.55 | 2 | 0 | 2.55 | 2.55 | 2.55 | 0.55 | 2.55 | 0 | 2.55 | 0.55 | 0.55 | 0 | 0 | 2.55 | 0 | 0 | 0 | 0
|  | Wind | 0 | 0 | 0 | 0 | 0 | 0 | 0 | 0 | 0 | 0 | 0 | 0 | 0 | 0 | 0 | 0 | 0 | 0 | 0 | 9.69 | 0 | 9.69 | 25.5 | 25.5 | 42.5 | 0 | 0 | 0 | 0 | 0 | 18 | 0 | 18 | 0 | 0 | 18 | 18 | 0 | 0 | 376.1962 | 41.8 | 0 | 41.8 | 0 | 0 | 41.8 | 41.8 | 41.8 | 19 | 0 | 0 | 0 | 0 | 56.9962 | 56.9962 | 62.6962 | 0 | 0 | 43.6962 | 104.4962 | 41.8 | 0 | 0 | 0 | 28.5 | 43.6962 | 56.9962 | 0 | 0 | 0 | 0 | 0 | 0 | 0 | 0 | 0 | 0 | 0 | 19 | 19 | 0 | 0 | 0 | 0 | 0 | 19 | 0 | 0 | 0 | 0 | 0 | 0 | 0 | 0 | 0 | 0 | 47.5
|  | OOS Wind | 0 | 0 | 0 | 0 | 0 | 0 | 0 | 0 | 0 | 0 | 0 | 0 | 0 | 0 | 0 | 0 | 0 | 1442.35 | 0 | 0 | 0 | 1442.35 | 0 | 385 | 2352.35 | 0 | 0 | 0 | 0 | 0 | 0 | 0 | 0 | 0 | 0 | 0 | 0 | 0 | 0 | 0 | 0 | 0 | 0 | 0 | 0 | 0 | 0 | 0 | 0 | 0 | 0 | 0 | 0 | 0 | 0 | 0 | 0 | 0 | 0 | 0 | 0 | 0 | 0 | 0 | 0 | 0 | 0 | 0 | 0 | 0 | 0 | 0 | 0 | 0 | 0 | 0 | 0 | 0 | 0 | 0 | 0 | 0 | 0 | 0 | 0 | 0 | 0 | 0 | 0 | 0 | 0 | 0 | 0 | 0 | 0 | 0 | 0
|  | Offshore Wind | 0 | 0 | 0 | 0 | 0 | 0 | 0 | 0 | 0 | 0 | 0 | 0 | 0 | 0 | 0 | 0 | 0 | 0 | 0 | 0 | 0 | 0 | 0 | 0 | 0 | 0 | 0 | 0 | 0 | 0 | 0 | 0 | 0 | 0 | 0 | 0 | 0 | 0 | 0 | 0 | 0 | 0 | 0 | 0 | 0 | 0 | 0 | 0 | 0 | 0 | 0 | 0 | 0 | 0 | 0 | 0 | 0 | 0 | 0 | 0 | 0 | 0 | 0 | 0 | 0 | 0 | 0 | 0 | 0 | 0 | 0 | 0 | 0 | 0 | 0 | 0 | 0 | 0 | 0 | 0 | 0 | 0 | 0 | 0 | 0 | 0 | 0 | 0 | 0 | 0 | 0 | 0 | 0 | 0 | 0 | 0 | 0
|  | Solar | 3920 | 4073.6 | 1360 | 176.8 | 160 | 560 | 640 | 0 | 306.656 | 324.192 | 0 | 56 | 299.2 | 736.8 | 305.6 | 320 | 0 | 3409.6 | 240 | 3755.2 | 0 | 4075.2 | 82.5 | 82.5 | 4366.8 | 66.74 | 0 | 0 | 532.5 | 0 | 1597.5 | 4816.285 | 2198.515 | 0 | 0 | 532.5 | 1065 | 66.74 | 66.74 | 489.19 | 0 | 0 | 0 | 0 | 0 | 993.29 | 0 | 0 | 0 | 0 | 0 | 0 | 194.54 | 0 | 0 | 1135.29 | 0 | 75.26 | 0 | 1288.65 | 7.1 | 0 | 4.26 | 124.25 | 0 | 75.26 | 0 | 156.91 | 994.71 | 28.4 | 456.53 | 0 | 0 | 71 | 101.53 | 28.4 | 497 | 1129.61 | 7345.092 | 8366.072 | 71 | 1941.85 | 71 | 0 | 0 | 3638.04 | 0 | 284 | 0 | 839.93 | 0 | 0 | 142 | 426 | 6320.562 | 117.86 | 1029.5
|  | Battery_4hr | 1231 | 1123 | 595 | 531 | 240 | 267.5 | 307.5 | 0 | 262.5 | 1062.3 | 0 | 214.25 | 251.75 | 251.75 | 0 | 15 | 685.758 | 1006.258 | 230 | 1248 | 208 | 1863.758 | 255 | 494.5 | 1704.008 | 68.68 | 5 | 38.43 | 453.875 | 35.725 | 545.23 | 615.25 | 863.48 | 15 | 0 | 346.8 | 449.8 | 68.68 | 0 | 316.825 | 0 | 19 | 0 | 0 | 0 | 497.55 | 0 | 0 | 0 | 0 | 0 | 25 | 138 | 306.95 | 199.1 | 361.45 | 0 | 117.15 | 81.5 | 233.65 | 10 | 0 | 10 | 59.5 | 0 | 363 | 199.1 | 10 | 0 | 10 | 10 | 0 | 0 | 0 | 10 | 10 | 78.8 | 0 | 828.45 | 791.55 | 0 | 465.4 | 0 | 40 | 0 | 585.4 | 0 | 0 | 0 | 370.4 | 0 | 17.5 | 0 | 0 | 455.95 | 95 | 0
|  | Battery_8hr | 416.5 | 341.5 | 0 | 0 | 0 | 0 | 0 | 0 | 139 | 3499.5 | 0 | 3 | 3 | 3 | 0 | 0 | 451 | 858.5 | 0 | 230 | 0 | 681 | 238.25 | 238.25 | 1279.25 | 50 | 0 | 0 | 0 | 0 | 47.175 | 637.175 | 254.675 | 25 | 0 | 0 | 0 | 50 | 0 | 0 | 0 | 0 | 0 | 0 | 0 | 0 | 0 | 0 | 0 | 0 | 0 | 0 | 0 | 0 | 0 | 0.75 | 0 | 0 | 0 | 0.75 | 0 | 0 | 0 | 0 | 6.5 | 0 | 0 | 1.5 | 168.5 | 0 | 1.5 | 0 | 0 | 0 | 1.5 | 0 | 0 | 400 | 548.75 | 335.25 | 0 | 184.5 | 0 | 0 | 0 | 1907.25 | 0 | 0 | 0 | 0 | 0 | 0 | 0 | 0 | 142 | 17.5 | 239.25
|  | LDES | 1393 | 943 | 125 | 240 | 0 | 0 | 0 | 0 | 0 | 0 | 0 | 0 | 0 | 181 | 0 | 0 | 0 | 400 | 0 | 650 | 0 | 650 | 250 | 500 | 750 | 250 | 0 | 0 | 250 | 0 | 250 | 0 | 250 | 0 | 0 | 0 | 0 | 0 | 0 | 0 | 0 | 0 | 0 | 0 | 0 | 270 | 0 | 0 | 0 | 0 | 0 | 0 | 0 | 0 | 0 | 0 | 0 | 0 | 0 | 200 | 200 | 0 | 0 | 0 | 0 | 0 | 0 | 375 | 0 | 0 | 0 | 0 | 0 | 0 | 0 | 0 | 0 | 0 | 450 | 450 | 0 | 70 | 70 | 70 | 0 | 70 | 0 | 70 | 70 | 70 | 0 | 0 | 0 | 0 | 380 | 375 | 0
|  | Total | 6960.5 | 6481.1 | 2080 | 947.8 | 400 | 827.5 | 947.5 | 0 | 708.156 | 5408.992 | 177 | 566.25 | 846.95 | 1465.55 | 305.6 | 335 | 1136.758 | 7116.708 | 1817 | 7239.89 | 208 | 10068.998 | 1287.25 | 2633.75 | 12143.908 | 435.42 | 5 | 38.43 | 2236.375 | 35.725 | 3457.905 | 7068.71 | 4584.67 | 40 | 0 | 1897.3 | 2532.8 | 185.42 | 66.74 | 4381.9112 | 81.8 | 199.2 | 81.8 | 0 | 0 | 1973.19 | 101.8 | 101.8 | 19 | 0 | 0 | 75 | 753.74 | 431.9462 | 436.2962 | 2148.3862 | 0 | 292.41 | 143.1962 | 2325.5462 | 318.9 | 0 | 14.26 | 183.75 | 249 | 649.9562 | 677.2962 | 543.41 | 1163.21 | 38.4 | 468.03 | 0 | 0 | 71 | 113.03 | 38.4 | 575.8 | 1529.61 | 9221.842 | 10023.872 | 71 | 2674.3 | 153.55 | 112.55 | 10.55 | 6442.24 | 0 | 366.55 | 80.55 | 1290.88 | 0 | 17.5 | 154.55 | 426 | 7298.512 | 605.36 | 1530.25
| EODS Output | EODS
|  | Geothermal | 0 | 0 | 0 | 0 | 0 | 0 | 0 | 0 | 0 | 523 | 177 | 293 | 293 | 293 | 0 | 0 | 0 | 0 | 1347 | 1347 | 0 | 1347 | 436 | 908 | 1649 | 0 | 0 | 0 | 1000 | 0 | 1000 | 1000 | 1000 | 0 | 0 | 1000 | 1000 | 0 | 0 | 3199.7 | 40 | 180.2 | 40 | 0 | 0 | 170 | 60 | 60 | 0 | 0 | 0 | 50 | 421.2 | 68 | 180.2 | 588.2 | 0 | 100 | 18 | 496 | 60 | 0 | 0 | 0 | 214 | 168 | 421.2 | 0 | 0 | 0 | 0 | 0 | 0 | 0 | 0 | 0 | 0 | 0 | 30 | 60 | 0 | 10 | 10 | 0 | 10 | 220 | 0 | 10 | 10 | 10 | 0 | 0 | 10 | 0 | 0 | 0 | 214
|  | Biomass | 0 | 0 | 0 | 0 | 0 | 0 | 0 | 0 | 0 | 0 | 0 | 0 | 0 | 0 | 0 | 0 | 0 | 0 | 0 | 0 | 0 | 0 | 0 | 0 | 0 | 0 | 0 | 0 | 0 | 0 | 0 | 0 | 0 | 0 | 0 | 0 | 0 | 0 | 0 | 0 | 0 | 0 | 0 | 0 | 0 | 0 | 0 | 0 | 0 | 0 | 0 | 0 | 0 | 0 | 0 | 0 | 0 | 0 | 0 | 0 | 0 | 0 | 0 | 0 | 0 | 0 | 0 | 0 | 0 | 0 | 0 | 0 | 0 | 0 | 0 | 0 | 0 | 0 | 0 | 0 | 0 | 0 | 0 | 0 | 0 | 0 | 0 | 0 | 0 | 0 | 0 | 0 | 0 | 0 | 0 | 0 | 0
|  | Wind | 0 | 0 | 0 | 0 | 0 | 0 | 0 | 0 | 0 | 0 | 0 | 0 | 0 | 0 | 0 | 0 | 0 | 0 | 0 | 25.08 | 0 | 25.08 | 66 | 66 | 110 | 0 | 0 | 0 | 0 | 0 | 79.2 | 0 | 79.2 | 0 | 0 | 79.2 | 79.2 | 0 | 0 | 1247.3874 | 138.6 | 0 | 138.6 | 0 | 0 | 138.6 | 138.6 | 138.6 | 63 | 0 | 0 | 0 | 0 | 188.9874 | 188.9874 | 207.8874 | 0 | 0 | 144.8874 | 346.4874 | 138.6 | 0 | 0 | 0 | 94.5 | 144.8874 | 188.9874 | 0 | 0 | 0 | 0 | 0 | 0 | 0 | 0 | 0 | 0 | 0 | 74.492 | 74.492 | 0 | 0 | 0 | 0 | 0 | 74.492 | 0 | 0 | 0 | 0 | 0 | 0 | 0 | 0 | 0 | 0 | 110
|  | OOS Wind | 0 | 0 | 0 | 0 | 0 | 0 | 0 | 0 | 0 | 0 | 0 | 0 | 0 | 0 | 0 | 0 | 0 | 2761.07 | 0 | 0 | 0 | 2761.07 | 0 | 737 | 4503.07 | 0 | 0 | 0 | 0 | 0 | 0 | 0 | 0 | 0 | 0 | 0 | 0 | 0 | 0 | 0 | 0 | 0 | 0 | 0 | 0 | 0 | 0 | 0 | 0 | 0 | 0 | 0 | 0 | 0 | 0 | 0 | 0 | 0 | 0 | 0 | 0 | 0 | 0 | 0 | 0 | 0 | 0 | 0 | 0 | 0 | 0 | 0 | 0 | 0 | 0 | 0 | 0 | 0 | 0 | 0 | 0 | 0 | 0 | 0 | 0 | 0 | 0 | 0 | 0 | 0 | 0 | 0 | 0 | 0 | 0 | 0 | 0
|  | Offshore Wind | 0 | 0 | 0 | 0 | 0 | 0 | 0 | 0 | 0 | 0 | 0 | 0 | 0 | 0 | 0 | 0 | 0 | 0 | 0 | 0 | 0 | 0 | 0 | 0 | 0 | 0 | 0 | 0 | 0 | 0 | 0 | 0 | 0 | 0 | 0 | 0 | 0 | 0 | 0 | 0 | 0 | 0 | 0 | 0 | 0 | 0 | 0 | 0 | 0 | 0 | 0 | 0 | 0 | 0 | 0 | 0 | 0 | 0 | 0 | 0 | 0 | 0 | 0 | 0 | 0 | 0 | 0 | 0 | 0 | 0 | 0 | 0 | 0 | 0 | 0 | 0 | 0 | 0 | 0 | 0 | 0 | 0 | 0 | 0 | 0 | 0 | 0 | 0 | 0 | 0 | 0 | 0 | 0 | 0 | 0 | 0 | 0
|  | Distributed Solar | 24.255 | 0 | 13.86 | 0 | 0 | 13.86 | 13.86 | 0 | 5.6826 | 8.7241 | 0 | 2.31 | 13.09 | 13.09 | 0 | 0 | 0 | 0 | 0 | 0 | 0 | 0 | 0 | 0 | 0 | 0 | 0 | 0.6636 | 0 | 0.6636 | 0.6636 | 0 | 0.6636 | 0 | 0 | 0 | 0.6636 | 0 | 0 | 17.4277 | 0 | 2.72 | 0 | 0 | 1.8564 | 26.0202 | 0 | 1.8564 | 0 | 0 | 0 | 0 | 6.12 | 1.36 | 4.08 | 7.871 | 0 | 3.791 | 1.36 | 10.4074 | 1.8564 | 0 | 0 | 1.768 | 0 | 5.151 | 6.12 | 15.7447 | 7.3312 | 2.37 | 4.266 | 1.896 | 1.896 | 0 | 6.0435 | 9.7012 | 0 | 0 | 41.317 | 47.5422 | 3.476 | 26.0384 | 21.2984 | 15.4524 | 8.3424 | 37.0194 | 0 | 25.2484 | 8.3424 | 18.6124 | 5.9724 | 0 | 13.8724 | 0 | 14.5676 | 2.37 | 0
|  | Solar | 5858.16 | 5621 | 1428.35 | 955.57 | 154 | 577.5 | 735.35 | 0 | 295.1564 | 312.0348 | 0 | 235.466 | 469.546 | 1121.736 | 525.14 | 693 | 3372.6 | 9782.85 | 455.84 | 5843.53 | 510.51 | 9909.13 | 1258.95 | 1490.874 | 15205.729 | 74.26 | 0 | 0 | 1032.53 | 0 | 2960.13 | 12753.365 | 8094.735 | 0 | 0 | 1103.63 | 1972.63 | 74.26 | 74.26 | 2897.344 | 8.16 | 0 | 8.16 | 0 | 8.16 | 2760.8 | 0 | 756.16 | 310.964 | 136 | 0 | 0 | 662.32 | 681.7 | 885.7 | 1914.54 | 0 | 81.6 | 468.86 | 2808.74 | 898.96 | 136 | 13.6 | 196.52 | 0 | 550.46 | 620.84 | 1104.815 | 1304.29 | 31.6 | 801.218 | 0 | 0 | 103.648 | 421.07 | 31.6 | 623.31 | 1476.984 | 10708.134 | 11686.154 | 79 | 3355.525 | 79 | 0 | 0 | 5934.085 | 0 | 316 | 0 | 1752.22 | 0 | 27.65 | 158 | 1350.9 | 9694.564 | 982.365 | 1145.5
|  | Battery_4hr | -2462 | -2246 | -1190 | -1062 | -480 | -535 | -615 | 0 | -525 | -2124.6 | 0 | -428.5 | -503.5 | -503.5 | 0 | -30 | -1371.516 | -2012.516 | -460 | -2496 | -416 | -3727.516 | -510 | -989 | -3408.016 | -137.36 | -10 | -76.86 | -907.75 | -71.45 | -1090.46 | -1230.5 | -1726.96 | -30 | 0 | -693.6 | -899.6 | -137.36 | 0 | -633.65 | 0 | -38 | 0 | 0 | 0 | -995.1 | 0 | 0 | 0 | 0 | 0 | -50 | -276 | -613.9 | -398.2 | -722.9 | 0 | -234.3 | -163 | -467.3 | -20 | 0 | -20 | -119 | 0 | -726 | -398.2 | -20 | 0 | -20 | -20 | 0 | 0 | 0 | -20 | -20 | -157.6 | 0 | -1656.9 | -1583.1 | 0 | -930.8 | 0 | -80 | 0 | -1170.8 | 0 | 0 | 0 | -740.8 | 0 | -35 | 0 | 0 | -911.9 | -190 | 0
|  | Battery_8hr | -833 | -683 | 0 | 0 | 0 | 0 | 0 | 0 | -278 | -6999 | 0 | -6 | -6 | -6 | 0 | 0 | -902 | -1717 | 0 | -460 | 0 | -1362 | -476.5 | -476.5 | -2558.5 | -100 | 0 | 0 | 0 | 0 | -94.35 | -1274.35 | -509.35 | -50 | 0 | 0 | 0 | -100 | 0 | 0 | 0 | 0 | 0 | 0 | 0 | 0 | 0 | 0 | 0 | 0 | 0 | 0 | 0 | 0 | 0 | -1.5 | 0 | 0 | 0 | -1.5 | 0 | 0 | 0 | 0 | -13 | 0 | 0 | -3 | -337 | 0 | -3 | 0 | 0 | 0 | -3 | 0 | 0 | -800 | -1097.5 | -670.5 | 0 | -369 | 0 | 0 | 0 | -3814.5 | 0 | 0 | 0 | 0 | 0 | 0 | 0 | 0 | -284 | -35 | -478.5
|  | LDES | -2786 | -1886 | -250 | -480 | 0 | 0 | 0 | 0 | 0 | 0 | 0 | 0 | 0 | -362 | 0 | 0 | 0 | -800 | 0 | -1300 | 0 | -1300 | -500 | -1000 | -1500 | -500 | 0 | 0 | -500 | 0 | -500 | 0 | -500 | 0 | 0 | 0 | 0 | 0 | 0 | 0 | 0 | 0 | 0 | 0 | 0 | -540 | 0 | 0 | 0 | 0 | 0 | 0 | 0 | 0 | 0 | 0 | 0 | 0 | 0 | -400 | -400 | 0 | 0 | 0 | 0 | 0 | 0 | -750 | 0 | 0 | 0 | 0 | 0 | 0 | 0 | 0 | 0 | 0 | -900 | -900 | 0 | -140 | -140 | -140 | 0 | -140 | 0 | -140 | -140 | -140 | 0 | 0 | 0 | 0 | -760 | -750 | 0
|  | Total | -198.585 | 806 | 2.21 | -586.43 | -326 | 56.36 | 134.21 | 0 | -502.161 | -8279.8411 | 177 | 96.276 | 266.136 | 556.326 | 525.14 | 663 | 1099.084 | 8014.404 | 1342.84 | 2959.61 | 94.51 | 7652.764 | 274.45 | 736.374 | 14001.283 | -663.1 | -10 | -76.1964 | 624.78 | -70.7864 | 2355.1836 | 11248.515 | 6438.2886 | -80 | 0 | 1489.23 | 2152.8936 | -163.1 | 74.26 | 6728.2091 | 186.76 | 144.92 | 186.76 | 0 | 10.0164 | 1560.3202 | 198.6 | 956.6164 | 373.964 | 136 | 0 | 0 | 813.64 | 326.1474 | 860.7674 | 1994.0984 | 0 | -48.909 | 470.1074 | 2792.8348 | 679.4164 | 136 | -6.4 | 79.288 | 295.5 | 142.4984 | 838.9474 | 347.5597 | 974.6212 | 13.97 | 782.484 | 1.896 | 1.896 | 103.648 | 404.1135 | 21.3012 | 465.71 | 676.984 | 7199.543 | 8714.5882 | 82.476 | 1951.7634 | -29.7016 | -204.5476 | 18.3424 | 1140.2964 | 0 | 211.2484 | -121.6576 | 900.0324 | 5.9724 | -7.35 | 181.8724 | 1350.9 | 7753.2316 | 9.735 | 991
Incorporates Approved Upgrades, Does Not Incorporate Unaccounted for TPD or Mapped LLT Resources
| Remaining Tx Headroom | HSN | 2217.12 | 3142.28 | 2119 | 1309.27 | 448 | 250 | 258 | 0 | 1847.1684 | 4323.7188 | 0 | 12.4 | 475.88 | 698.77 | 247.34 | 1078 | 26.484 | 2381.424 | -499 | 1230.42 | 1034 | 2393.904 | 2303.5 | 2484.5 | 3308.879 | 1081 | 214 | 329.14 | 9648.25 | 159.55 | 2497.19 | 8122.14 | 1400.9 | 124 | 1175 | 1915.6 | 1316.6 | 785 | 495.36 | 1652.01 | -19.55 | 933 | 237 | 15 | 50 | 346.05 | 313 | 932 | 2250 | 1290 | 2146 | 2207 | 2822.9 | -217.89 | 684.81 | 3444.76 | 32 | 47.8 | 7776.01 | 2137.96 | 794.5 | 962.9 | 82.07 | 33.67 | 294 | 8430.11 | 107.81 | 870.85 | 1014.85 | 205 | 1792.55 | 94.45 | 17.78 | 169.8 | 1547.55 | 214 | 208.4 | 1241.35 | 1049.82 | 1265.82 | 285.67 | 1210.95 | 1095.5 | -80 | 687 | 607.1 | 0 | 1925 | 1782 | -506.25 | 122 | 3 | 498 | 5071 | 3049.77 | 4312.1 | 845
|  | SSN | #VALUE! | 0 | 0 | 0 | 0 | 0 | 0 | 0 | #VALUE! | 0 | #VALUE! | #VALUE! | 0 | 0 | 0 | #VALUE! | 0 | #VALUE! | 0 | 0 | 0 | #VALUE! | #VALUE! | 0 | 0 | #VALUE! | 0 | 0 | #VALUE! | 0 | #VALUE! | #VALUE! | #VALUE! | 0 | 0 | #VALUE! | #VALUE! | 0 | 0 | #VALUE! | 0 | 0 | 0 | 0 | 0 | 0 | 0 | 0 | #VALUE! | #VALUE! | 0 | 0 | 0 | 0 | 0 | 0 | 0 | 0 | 0 | 0 | 0 | 0 | 0 | 0 | 0 | 0 | 0 | #VALUE! | 0 | 0 | 0 | 0 | 0 | 0 | 0 | 0 | 0 | #VALUE! | 0 | 0 | 0 | 0 | 0 | 0 | 0 | 0 | 0 | 0 | 0 | 0 | 0 | 0 | 0 | 0 | 0 | 0 | 0
|  | EODS | #VALUE! | #VALUE! | #VALUE! | #VALUE! | #VALUE! | #VALUE! | #VALUE! | #VALUE! | #VALUE! | #VALUE! | #VALUE! | #VALUE! | #VALUE! | #VALUE! | #VALUE! | #VALUE! | #VALUE! | #VALUE! | #VALUE! | #VALUE! | #VALUE! | #VALUE! | #VALUE! | #VALUE! | #VALUE! | #VALUE! | #VALUE! | #VALUE! | #VALUE! | #VALUE! | #VALUE! | #VALUE! | #VALUE! | #VALUE! | #VALUE! | #VALUE! | #VALUE! | #VALUE! | #VALUE! | #VALUE! | #VALUE! | #VALUE! | #VALUE! | #VALUE! | #VALUE! | #VALUE! | #VALUE! | #VALUE! | #VALUE! | #VALUE! | #VALUE! | #VALUE! | #VALUE! | #VALUE! | #VALUE! | #VALUE! | #VALUE! | #VALUE! | #VALUE! | #VALUE! | #VALUE! | #VALUE! | #VALUE! | #VALUE! | #VALUE! | #VALUE! | #VALUE! | #VALUE! | #VALUE! | #VALUE! | #VALUE! | #VALUE! | #VALUE! | #VALUE! | #VALUE! | #VALUE! | #VALUE! | #VALUE! | #VALUE! | #VALUE! | #VALUE! | #VALUE! | #VALUE! | #VALUE! | #VALUE! | #VALUE! | #VALUE! | #VALUE! | #VALUE! | #VALUE! | #VALUE! | #VALUE! | #VALUE! | #VALUE! | #VALUE! | #VALUE! | #VALUE!
Incorporates Approved Upgrades and Unaccounted for TPD, Does Not Incorporate Mapped LLT Resources
| Remaining Tx Headroom | HSN | -1539.5352 | -997.2952 | 798.7018 | -319.22 | 448 | 250 | 258 | 0 | 1847.1684 | 4323.7188 | 0 | -650.6544 | -732.5944 | -919.5944 | 247.34 | 1078 | 26.484 | -169.3115 | -499 | -2648.1727 | 1034 | -2310.4442 | 532.27 | 257.6766 | -1267.198 | 427.4885 | 214 | 329.14 | 9141.4804 | 159.55 | 796.5431 | 8122.14 | 1.2831 | 124 | 1175 | 1908.9046 | 1316.6 | 785 | 495.36 | -1142.087 | -19.55 | 895 | 237 | 15 | 50 | -1313.4953 | 313 | 932 | 2250 | 1290 | 2146 | 2207 | 1240.325 | -2143.937 | -147.862 | -2407.041 | 32 | 47.8 | 4720.563 | -3991.641 | 112.1 | 962.9 | 82.07 | 33.67 | -48 | 4800.259 | -110.862 | -615.212 | 1014.85 | 205 | 1792.55 | 94.45 | 17.78 | 169.8 | 1547.55 | 214 | 208.4 | 1241.35 | -687.8898 | -910.6898 | 285.67 | -1124.4633 | 593 | -318.6 | 63 | 607.1 | 0 | 1467.5 | 1528 | -1630.2913 | 122 | 3 | 114 | 5071 | 258.1315 | 2372.628 | -1395.5
|  | SSN | -811.38 | 252.14 | 1450 | 1452.2 | 554 | 48.5 | 29.5 | 0 | 1991.844 | 8091.008 | -177 | -110.25 | 187.05 | -137.55 | -8.6 | 825 | 1163.242 | -451.708 | -1817 | -2415.89 | 1242 | -1895.998 | 2084.75 | 1398.25 | -2038.908 | 888.58 | 219 | 367.57 | 8364.625 | 195.275 | 422.095 | 3965.29 | -698.67 | 164 | 1175 | 819.9 | -163.6 | 842.58 | 434.26 | -1002.9112 | 8.65 | 771.8 | 265.2 | 15 | 50 | -312.19 | 321.2 | 940.2 | 2281 | 1290 | 2146 | 2182 | 2386.26 | 114.0538 | 796.7038 | 2425.6138 | 32 | 5.59 | 7910.8038 | 828.4538 | 607.1 | 962.9 | 88.71 | -4.83 | 133 | 8637.0438 | -21.2962 | 383.59 | 398.79 | 192.6 | 1443.97 | 94.45 | 17.78 | 113.8 | 1478.97 | 201.6 | -104.8 | 750.39 | -3815.842 | -4686.972 | 229.67 | 246.7 | 956.95 | -112.55 | 676.45 | -31.24 | 0 | 1618.45 | 1701.45 | -878.88 | 122 | 20.5 | 373.45 | 4735 | -1717.512 | 3956.64 | 135.75
|  | EODS | 9118.945 | 7690.34 | 6423.79 | 3200.73 | 2967 | 1470.64 | 2003.79 | 0 | 3202.161 | 21779.8411 | -57 | 1093.724 | 1611.864 | 1870.674 | 26.86 | 1539 | 1200.916 | -154.404 | -950.84 | 4353.39 | 1508.49 | 4051.236 | 3367.55 | 3565.626 | -1396.283 | 1987.1 | 234 | 482.1964 | 9976.22 | 301.7864 | 5271.8164 | 127.485 | 1394.7114 | 284 | 1175 | 3404.77 | 216.1064 | 1191.1 | 426.74 | 977.7909 | -105.76 | 1277.08 | 192.24 | 15 | 85.9836 | 978.6798 | 264.4 | 18.3836 | 1926.036 | 3592 | 4811 | 768 | 4322.36 | 3346.8526 | 2806.2326 | 8141.9016 | 77 | 543.909 | 6819.8926 | 1461.1652 | 3229.5836 | 1084 | 109.37 | 100.712 | -22.5 | 9395.5016 | 337.0526 | 657.4403 | 251.3788 | 130.03 | 1145.516 | 56.104 | 268.104 | 5.352 | 972.8865 | 233.6988 | 5.29 | 1603.016 | -3618.543 | -3687.5882 | 189.524 | 825.2366 | 1095.7016 | 362.5476 | 926.6576 | 6075.7036 | 50 | 1004.7516 | 2024.6576 | -120.0324 | 150.0276 | 135.35 | 126.1276 | 4230.1 | -2136.2316 | 4579.265 | 5092
Incorporates Approved Upgrades, Unaccounted for TPD, and Mapped LLT Resources
| Remaining Tx Headroom | HSN | -4325.5352 | -2883.2952 | 548.7018 | -799.22 | 448 | 250 | 258 | 0 | 1847.1684 | 3800.7188 | -177 | -943.6544 | -1025.5944 | -1574.5944 | 247.34 | 1078 | 26.484 | -3730.3815 | -1846 | -5295.1727 | 1034 | -7718.5142 | -403.73 | -2387.3234 | -8919.268 | -72.5115 | 214 | 329.14 | 7641.4804 | 159.55 | -703.4569 | 7122.14 | -1498.7169 | 124 | 1175 | 908.9046 | 316.6 | 785 | 495.36 | -4341.787 | -59.55 | 714.8 | 197 | 15 | 50 | -2024.0453 | 253 | 872 | 2250 | 1290 | 2146 | 2157 | 819.125 | -2211.937 | -328.062 | -2995.241 | 32 | -52.2 | 4702.563 | -4889.641 | -347.9 | 962.9 | 82.07 | 33.67 | -262 | 4632.259 | -532.062 | -1365.212 | 1014.85 | 205 | 1792.55 | 94.45 | 17.78 | 169.8 | 1547.55 | 214 | 208.4 | 1241.35 | -1618.4398 | -1872.6898 | 285.67 | -1277.0133 | 440.45 | -461.15 | 52.45 | 244.55 | 0 | 1314.95 | 1377.45 | -1780.8413 | 122 | 3 | 101.45 | 5071 | -501.8685 | 1622.628 | -1609.5
|  | SSN | 13.2 | 85.9 | 660 | 612 | 600 | 1253 | 4358 | 100 | 28 | #VALUE! | 329 | #VALUE! | #VALUE! | #VALUE! | 239 | 67 | 463 | #VALUE! | 1182 | 63.92 | 69 | #VALUE! | #VALUE! | #VALUE! | 2055 | 58.1 | 100 | 14.7 | #VALUE! | 671.054 | #VALUE! | #VALUE! | #VALUE! | 28.3 | 79.91 | #VALUE! | #VALUE! | 210.6 | 103.366 | 1604.4606 | -129.271 | 50 | 46.4 | 180 | 125 | 261.4 | -138.6 | -138.6 | #VALUE! | #VALUE! | 0 | 0 | 0 | 228.3446 | -188.9874 | -207.8874 | 185 | 1700 | -144.8874 | -346.4874 | -138.6 | 125 | 400 | 0 | 285.5 | -119.8874 | 511.0126 | 1008.032 | 940 | 220 | 30 | 620 | 0 | 120 | 150 | 760 | 100 | #VALUE! | -39.492 | -74.492 | 110 | 1500 | 250 | 550 | #VALUE! | #VALUE! | 370 | 0 | 0 | 50 | 125 | 135 | 330 | 830 | 0 | 214 | 90
|  | EODS | #VALUE! | #VALUE! | #VALUE! | #VALUE! | #VALUE! | #VALUE! | -3.79 | 15 | #VALUE! | #VALUE! | #VALUE! | #VALUE! | #VALUE! | #VALUE! | #VALUE! | -240 | #VALUE! | 686.404 | #VALUE! | #VALUE! | -308.49 | -2529.236 | #VALUE! | #VALUE! | 8196.283 | #VALUE! | #VALUE! | #VALUE! | 22.78 | #VALUE! | -3223.8164 | 9871.515 | 814.2886 | #VALUE! | #VALUE! | -679.97 | #VALUE! | #VALUE! | #VALUE! | #VALUE! | #VALUE! | #VALUE! | #VALUE! | 10 | #VALUE! | #VALUE! | #VALUE! | #VALUE! | 373.964 | #VALUE! | #VALUE! | #VALUE! | #VALUE! | #VALUE! | #VALUE! | #VALUE! | #VALUE! | #VALUE! | #VALUE! | #VALUE! | #VALUE! | #VALUE! | #VALUE! | #VALUE! | #VALUE! | #VALUE! | #VALUE! | -427.4403 | 710.6212 | 501.97 | #VALUE! | 11.596 | #VALUE! | 101.228 | 504.1135 | 241.3012 | #VALUE! | #VALUE! | 10461.543 | 10030.5882 | 200.476 | -218.2366 | -973.7016 | 183.4524 | #VALUE! | #VALUE! | 37 | -702.7516 | #VALUE! | 2167.0324 | 140.9724 | 90.65 | -61.1276 | -105.1 | 4615.2316 | #VALUE! | #VALUE!
|  | Trigger FCDS Upgrade | Yes: YES; None: YES; Yes: YES; Yes: YES; None: YES; None: YES; None: YES; None: YES; None: YES; Yes: YES; Yes: YES; Yes: YES; Yes: YES
|  | Trigger EODS Upgrade | Yes: YES; Yes: YES; Yes: YES; Yes: YES; Yes: YES
Final Tx Exceedances
Incorporates Triggered Upgrades
| Remaining Tx Headroom | HSN | -1539.5352 | -997.2952 | 798.7018 | -319.22 | 448 | 250 | 258 | 0 | 1847.1684 | 4323.7188 | 0 | -650.6544 | -732.5944 | -919.5944 | 247.34 | 1078 | 26.484 | 362.6885 | 101 | -2648.1727 | 1034 | -788.4442 | 532.27 | 257.6766 | 5532.802 | 427.4885 | 214 | 329.14 | 9141.4804 | 159.55 | 796.5431 | 8122.14 | 1.2831 | 124 | 1175 | 1908.9046 | 1316.6 | 785 | 495.36 | 7502.913 | -19.55 | 895 | 237 | 15 | 50 | -853.4953 | 313 | 932 | 2250 | 1290 | 2146 | 2207 | 1240.325 | 3890.063 | -147.862 | -2407.041 | 32 | 47.8 | 4720.563 | -3691.641 | 112.1 | 962.9 | 82.07 | 33.67 | -48 | 4800.259 | 1655.138 | -615.212 | 1014.85 | 205 | 1792.55 | 94.45 | 17.78 | 169.8 | 1547.55 | 214 | 208.4 | 1241.35 | 14137.1102 | 9127.3102 | 285.67 | -1124.4633 | 593 | 892.4 | 63 | 607.1 | 0 | 1467.5 | 1528 | -383.2913 | 122 | 3 | 114 | 5071 | 2737.1315 | 2372.628 | -1395.5
|  | SSN | -811.38 | 252.14 | 1450 | 1452.2 | 554 | 48.5 | 29.5 | 0 | 1991.844 | 8091.008 | -177 | -110.25 | 187.05 | -137.55 | -8.6 | 825 | 1163.242 | 80.292 | -1217 | -2415.89 | 1242 | -373.998 | 2084.75 | 1398.25 | 4761.092 | 888.58 | 219 | 367.57 | 8364.625 | 195.275 | 422.095 | 3965.29 | -698.67 | 164 | 1175 | 819.9 | -163.6 | 842.58 | 434.26 | 7642.0888 | 8.65 | 771.8 | 265.2 | 15 | 50 | 147.81 | 321.2 | 940.2 | 2281 | 1290 | 2146 | 2182 | 2386.26 | 6148.0538 | 796.7038 | 2425.6138 | 32 | 5.59 | 7910.8038 | 1128.4538 | 607.1 | 962.9 | 88.71 | -4.83 | 133 | 8637.0438 | 1744.7038 | 383.59 | 398.79 | 192.6 | 1443.97 | 94.45 | 17.78 | 113.8 | 1478.97 | 201.6 | -104.8 | 750.39 | 11009.158 | 5351.028 | 229.67 | 246.7 | 956.95 | 1098.45 | 676.45 | -31.24 | 0 | 1618.45 | 1701.45 | 368.12 | 122 | 20.5 | 373.45 | 4735 | 761.488 | 3956.64 | 135.75
|  | EODS | 9118.945 | 7690.34 | 6423.79 | 3200.73 | 2967 | 1470.64 | 2003.79 | 0 | 3202.161 | 21779.8411 | -57 | 1093.724 | 1611.864 | 1870.674 | 26.86 | 1539 | 1200.916 | 377.596 | -950.84 | 4353.39 | 1508.49 | 5573.236 | 3367.55 | 3565.626 | 5403.717 | 1987.1 | 234 | 482.1964 | 9976.22 | 301.7864 | 5271.8164 | 127.485 | 1394.7114 | 284 | 1175 | 3404.77 | 216.1064 | 1191.1 | 426.74 | 977.7909 | -105.76 | 1277.08 | 192.24 | 15 | 85.9836 | 978.6798 | 264.4 | 18.3836 | 1926.036 | 3592 | 4811 | 768 | 4322.36 | 3346.8526 | 2806.2326 | 8141.9016 | 77 | 543.909 | 6819.8926 | 1461.1652 | 3229.5836 | 1084 | 109.37 | 100.712 | -22.5 | 9395.5016 | 337.0526 | 657.4403 | 251.3788 | 130.03 | 1145.516 | 56.104 | 268.104 | 5.352 | 972.8865 | 233.6988 | 5.29 | 1603.016 | 3224.457 | 2655.4118 | 189.524 | 825.2366 | 1095.7016 | 908.5476 | 926.6576 | 6075.7036 | 50 | 1004.7516 | 2024.6576 | 1926.9676 | 150.0276 | 135.35 | 126.1276 | 4230.1 | 342.7684 | 4579.265 | 5092

## UnaccountedFor_TPD_Calculator
Unaccounted for TPD is calculated as the leftover (delta) between the allocated TPD (HSN MW) at each busbar and the mapped portfolio resources (HSN MW). If only non-LLT portfolio resources (solar, in-state wind, batteries) are included in the calculation, this delta represents the remaining unaccounted for TPD that could be available for the interconnection of LLT resources. If all mapped portfolio resources are included, this delta represents the incremental allocated TPD that is not captured in the mapped portfolio, but otherwise reserved by CAISO.
[7 empty] | Sensitivity Total (Generic & In-Dev) Resources 2036 (FCDS) | [8 empty] | Sensitivity Total (Generic & In-Dev) Resources 2036 (HSN MW) | [8 empty] | Sensitivity Total Unaccounted for TPD 2036 (HSN MW) |  |  | Sensitivity Total (Generic & In-Dev) Resources 2041 (FCDS) | [8 empty] | Sensitivity Total (Generic & In-Dev) Resources 2041 (HSN MW) | [8 empty] | Sensitivity Total Unaccounted for TPD 2041 (HSN MW)
[5 empty] | Sub in Constraint with LLT? | TPD Allocations | Geothermal | Biomass | Wind | OOS Wind | Offshore Wind | Solar | Battery_4hr | Battery_8hr | LDES | Geothermal | Biomass | Wind | OOS Wind | Offshore Wind | Solar | Battery_4hr | Battery_8hr | LDES | Additional Reservations | Portfolio Total (Non-LLT) | Unaccounted for TPD | Geothermal | Biomass | Wind | OOS Wind | Offshore Wind | Solar | Battery_4hr | Battery_8hr | LDES | Geothermal | Biomass | Wind | OOS Wind | Offshore Wind | Solar | Battery_4hr | Battery_8hr | LDES | Additional Reservations | Portfolio Total (Non-LLT) | Unaccounted for TPD
CAISO Study Area | Substation | Voltage | Busbar Name | PTO |  | HSN MW | FCDS | FCDS | FCDS | FCDS | FCDS | FCDS | FCDS | FCDS | FCDS | HSN MW | HSN MW | HSN MW | HSN MW | HSN MW | HSN MW | HSN MW | HSN MW | HSN MW | HSN MW | HSN MW | HSN MW | FCDS | FCDS | FCDS | FCDS | FCDS | FCDS | FCDS | FCDS | FCDS | HSN MW | HSN MW | HSN MW | HSN MW | HSN MW | HSN MW | HSN MW | HSN MW | HSN MW | HSN MW | HSN MW | HSN MW
PG&E KERN | 7th Standard | 115 | 7th Standard_115_kV | PGE | TRUE | 0 | 0 | 0 | 0 | 0 | 0 | 0 | 0 | 0 | 0 | 0 | 0 | 0 | 0 | 0 | 0 | 0 | 0 | 0 |  | 0 | 0 | 0 | 0 | 0 | 0 | 0 | 0 | 0 | 0 | 0 | 0 | 0 | 0 | 0 | 0 | 0 | 0 | 0 | 0 |  | 0 | 0
SCE Metro | Alamitos | 230 | Alamitos_230_kV | SCE | TRUE | 0 | 0 | 0 | 0 | 0 | 0 | 0 | 82 | 188 | 0 | 0 | 0 | 0 | 0 | 0 | 0 | 82 | 188 | 0 |  | 270 | -270 | 0 | 0 | 0 | 0 | 0 | 382 | 82 | 188 | 0 | 0 | 0 | 0 | 0 | 0 | 49.66 | 82 | 188 | 0 |  | 319.66 | -319.66
SCE Eastern | Alberhill | 115 | Alberhill_115_kV | SCE | TRUE | 0 | 0 | 0 | 0 | 0 | 0 | 300 | 0 | 0 | 0 | 0 | 0 | 0 | 0 | 0 | 39 | 0 | 0 | 0 |  | 39 | -39 | 0 | 0 | 0 | 0 | 0 | 2984 | 0 | 0 | 0 | 0 | 0 | 0 | 0 | 0 | 387.92 | 0 | 0 | 0 |  | 387.92 | -387.92
SCE Eastern | Alberhill | 500 | Alberhill_500_kV | SCE | TRUE | 0 | 0 | 0 | 0 | 0 | 0 | 435 | 0 | 0 | 500 | 0 | 0 | 0 | 0 | 0 | 56.55 | 0 | 0 | 500 |  | 56.55 | -56.55 | 0 | 0 | 0 | 0 | 0 | 435 | 0 | 0 | 500 | 0 | 0 | 0 | 0 | 0 | 56.55 | 0 | 0 | 500 |  | 56.55 | -56.55
PG&E GBA | Alhambra | 115 | Alhambra_115_kV | PGE | TRUE | 0 | 0 | 0 | 0 | 0 | 0 | 0 | 0 | 0 | 0 | 0 | 0 | 0 | 0 | 0 | 0 | 0 | 0 | 0 |  | 0 | 0 | 0 | 0 | 0 | 0 | 0 | 0 | 0 | 0 | 0 | 0 | 0 | 0 | 0 | 0 | 0 | 0 | 0 | 0 |  | 0 | 0
PG&E FRESNO | Alpaugh | 115 | Alpaugh_115_kV | PGE | TRUE | 0 | 0 | 0 | 0 | 0 | 0 | 0 | 0 | 0 | 0 | 0 | 0 | 0 | 0 | 0 | 0 | 0 | 0 | 0 |  | 0 | 0 | 0 | 0 | 0 | 0 | 0 | 0 | 0 | 0 | 0 | 0 | 0 | 0 | 0 | 0 | 0 | 0 | 0 | 0 |  | 0 | 0
SDGE | Alpine | 69 | Alpine_69_kV | SDGE | TRUE | 7 | 0 | 0 | 0 | 0 | 0 | 0 | 6 | 0 | 0 | 0 | 0 | 0 | 0 | 0 | 0 | 6 | 0 | 0 |  | 6 | 1 | 0 | 0 | 0 | 0 | 0 | 0 | 6 | 0 | 0 | 0 | 0 | 0 | 0 | 0 | 0 | 6 | 0 | 0 |  | 6 | 1
PG&E GBA | Altamont Midway (Sandhill) | 230 | Altamont Midway (Sandhill)_230_kV | PGE | TRUE | 0 | 0 | 0 | 0 | 0 | 0 | 0 | 0 | 0 | 0 | 0 | 0 | 0 | 0 | 0 | 0 | 0 | 0 | 0 |  | 0 | 0 | 0 | 0 | 0 | 0 | 0 | 0 | 0 | 0 | 0 | 0 | 0 | 0 | 0 | 0 | 0 | 0 | 0 | 0 |  | 0 | 0
SCE Northern | Antelope | 66 | Antelope_66_kV | SCE | TRUE | 0 | 0 | 0 | 0 | 0 | 0 | 0 | 0 | 0 | 0 | 0 | 0 | 0 | 0 | 0 | 0 | 0 | 0 | 0 |  | 0 | 0 | 0 | 0 | 0 | 0 | 0 | 0 | 0 | 0 | 0 | 0 | 0 | 0 | 0 | 0 | 0 | 0 | 0 | 0 |  | 0 | 0
SCE Northern | Antelope | 230 | Antelope_230_kV | SCE | TRUE | 1406.87 | 0 | 0 | 0 | 0 | 0 | 0 | 0 | 150 | 0 | 0 | 0 | 0 | 0 | 0 | 0 | 0 | 150 | 0 |  | 150 | 1256.87 | 0 | 0 | 0 | 0 | 0 | 933 | 0 | 150 | 900 | 0 | 0 | 0 | 0 | 0 | 121.29 | 0 | 150 | 900 |  | 271.29 | 1135.58
SCE Northern | Antelope | 500 | Antelope_500_kV | SCE | TRUE | 0 | 0 | 0 | 0 | 0 | 0 | 0 | 0 | 160 | 0 | 0 | 0 | 0 | 0 | 0 | 0 | 0 | 160 | 0 |  | 160 | -160 | 0 | 0 | 0 | 0 | 0 | 0 | 0 | 160 | 0 | 0 | 0 | 0 | 0 | 0 | 0 | 0 | 160 | 0 |  | 160 | -160
PG&E NGBA | Arcata | 60 | Arcata_60_kV | PGE | TRUE | 0 | 0 | 0 | 0 | 0 | 0 | 0 | 2.5 | 0 | 0 | 0 | 0 | 0 | 0 | 0 | 0 | 2.5 | 0 | 0 |  | 2.5 | -2.5 | 0 | 0 | 0 | 0 | 0 | 0 | 2.5 | 0 | 0 | 0 | 0 | 0 | 0 | 0 | 0 | 2.5 | 0 | 0 |  | 2.5 | -2.5
PG&E KERN | Arco | 230 | Arco_230_kV | PGE | TRUE | 423.065 | 0 | 0 | 0 | 0 | 0 | 1524 | 0 | 0 | 10 | 0 | 0 | 0 | 0 | 0 | 228.6 | 0 | 0 | 10 |  | 228.6 | 194.465 | 0 | 0 | 0 | 0 | 0 | 1524 | 0 | 0 | 10 | 0 | 0 | 0 | 0 | 0 | 228.6 | 0 | 0 | 10 |  | 228.6 | 194.465
PG&E KERN | Arco | 70 | Arco_70_kV | PGE | TRUE | 33.0365 | 0 | 0 | 0 | 0 | 0 | 60 | 2 | 0 | 0 | 0 | 0 | 0 | 0 | 0 | 9 | 2 | 0 | 0 |  | 11 | 22.0365 | 0 | 0 | 0 | 0 | 0 | 60 | 2 | 0 | 0 | 0 | 0 | 0 | 0 | 0 | 9 | 2 | 0 | 0 |  | 11 | 22.0365
SCE Metro | ArcoGen | 230 | ArcoGen_230_kV | SCE | TRUE | 0 | 0 | 0 | 0 | 0 | 0 | 0 | 0 | 674 | 0 | 0 | 0 | 0 | 0 | 0 | 0 | 0 | 674 | 0 |  | 674 | -674 | 0 | 0 | 0 | 0 | 0 | 0 | 0 | 674 | 0 | 0 | 0 | 0 | 0 | 0 | 0 | 0 | 674 | 0 |  | 674 | -674
SDGE | Artesian | 230 | Artesian_230_kV | SDGE | TRUE | 0 | 0 | 0 | 0 | 0 | 0 | 0 | 0 | 0 | 0 | 0 | 0 | 0 | 0 | 0 | 0 | 0 | 0 | 0 |  | 0 | 0 | 0 | 0 | 0 | 0 | 0 | 0 | 0 | 0 | 0 | 0 | 0 | 0 | 0 | 0 | 0 | 0 | 0 | 0 |  | 0 | 0
SDGE | Artesian | 69 | Artesian_69_kV | SDGE | TRUE | 0 | 0 | 0 | 0 | 0 | 0 | 0 | 0 | 0 | 0 | 0 | 0 | 0 | 0 | 0 | 0 | 0 | 0 | 0 |  | 0 | 0 | 0 | 0 | 0 | 0 | 0 | 0 | 0 | 0 | 0 | 0 | 0 | 0 | 0 | 0 | 0 | 0 | 0 | 0 |  | 0 | 0
PG&E FRESNO | Ashlan | 230 | Ashlan_230_kV | PGE | TRUE | 0 | 0 | 0 | 0 | 0 | 0 | 0 | 0 | 0 | 0 | 0 | 0 | 0 | 0 | 0 | 0 | 0 | 0 | 0 |  | 0 | 0 | 0 | 0 | 0 | 0 | 0 | 0 | 0 | 0 | 0 | 0 | 0 | 0 | 0 | 0 | 0 | 0 | 0 | 0 |  | 0 | 0
PG&E NGBA | Atlantic | 115 | Atlantic_115_kV | PGE | TRUE | 0 | 0 | 0 | 0 | 0 | 0 | 0 | 0 | 0 | 0 | 0 | 0 | 0 | 0 | 0 | 0 | 0 | 0 | 0 |  | 0 | 0 | 0 | 0 | 0 | 0 | 0 | 0 | 0 | 0 | 0 | 0 | 0 | 0 | 0 | 0 | 0 | 0 | 0 | 0 |  | 0 | 0
PG&E NGBA | Atlantic | 230 | Atlantic_230_kV | PGE | TRUE | 0 | 0 | 0 | 0 | 0 | 0 | 0 | 0 | 0 | 0 | 0 | 0 | 0 | 0 | 0 | 0 | 0 | 0 | 0 |  | 0 | 0 | 0 | 0 | 0 | 0 | 0 | 0 | 0 | 0 | 0 | 0 | 0 | 0 | 0 | 0 | 0 | 0 | 0 | 0 |  | 0 | 0
PG&E NGBA | Atlantic | 60 | Atlantic_60_kV | PGE | TRUE | 0 | 0 | 0 | 0 | 0 | 0 | 0 | 0 | 0 | 0 | 0 | 0 | 0 | 0 | 0 | 0 | 0 | 0 | 0 |  | 0 | 0 | 0 | 0 | 0 | 0 | 0 | 0 | 0 | 0 | 0 | 0 | 0 | 0 | 0 | 0 | 0 | 0 | 0 | 0 |  | 0 | 0
PG&E FRESNO | Atwater | 115 | Atwater_115_kV | PGE | TRUE | 0 | 0 | 0 | 0 | 0 | 0 | 0 | 0 | 0 | 0 | 0 | 0 | 0 | 0 | 0 | 0 | 0 | 0 | 0 |  | 0 | 0 | 0 | 0 | 0 | 0 | 0 | 0 | 0 | 0 | 0 | 0 | 0 | 0 | 0 | 0 | 0 | 0 | 0 | 0 |  | 0 | 0
PG&E GBA | Avena | 115 | Avena_115_kV | PGE | TRUE | 0 | 0 | 0 | 0 | 0 | 0 | 100 | 0 | 0 | 0 | 0 | 0 | 0 | 0 | 0 | 15 | 0 | 0 | 0 |  | 15 | -15 | 0 | 0 | 0 | 0 | 0 | 100 | 0 | 0 | 0 | 0 | 0 | 0 | 0 | 0 | 15 | 0 | 0 | 0 |  | 15 | -15
SDGE | Avocado | 69 | Avocado_69_kV | SDGE | TRUE | 69.6 | 0 | 0 | 0 | 0 | 0 | 0 | 0 | 0 | 0 | 0 | 0 | 0 | 0 | 0 | 0 | 0 | 0 | 0 |  | 0 | 69.6 | 0 | 0 | 0 | 0 | 0 | 0 | 0 | 0 | 0 | 0 | 0 | 0 | 0 | 0 | 0 | 0 | 0 | 0 |  | 0 | 69.6
PG&E NGBA | Bahia | 230 | Bahia_230_kV | PGE | TRUE | 0 | 0 | 0 | 0 | 0 | 0 | 0 | 0 | 0 | 0 | 0 | 0 | 0 | 0 | 0 | 0 | 0 | 0 | 0 |  | 0 | 0 | 0 | 0 | 0 | 0 | 0 | 0 | 0 | 0 | 0 | 0 | 0 | 0 | 0 | 0 | 0 | 0 | 0 | 0 |  | 0 | 0
SCE Northern | Bailey | 230 | Bailey_230_kV | SCE | TRUE | 0 | 0 | 0 | 0 | 0 | 0 | 0 | 0 | 0 | 0 | 0 | 0 | 0 | 0 | 0 | 0 | 0 | 0 | 0 |  | 0 | 0 | 0 | 0 | 0 | 0 | 0 | 0 | 0 | 0 | 0 | 0 | 0 | 0 | 0 | 0 | 0 | 0 | 0 | 0 |  | 0 | 0
SCE NOL | Baker | 115 | Baker_115_kV | SCE | TRUE | 0 | 0 | 0 | 0 | 0 | 0 | 0 | 0 | 0 | 0 | 0 | 0 | 0 | 0 | 0 | 0 | 0 | 0 | 0 |  | 0 | 0 | 0 | 0 | 0 | 0 | 0 | 0 | 0 | 0 | 0 | 0 | 0 | 0 | 0 | 0 | 0 | 0 | 0 | 0 |  | 0 | 0
PG&E KERN | Bakersfield | 230 | Bakersfield_230_kV | PGE | TRUE | 0 | 0 | 0 | 0 | 0 | 0 | 0 | 0 | 0 | 0 | 0 | 0 | 0 | 0 | 0 | 0 | 0 | 0 | 0 |  | 0 | 0 | 0 | 0 | 0 | 0 | 0 | 0 | 0 | 0 | 0 | 0 | 0 | 0 | 0 | 0 | 0 | 0 | 0 | 0 |  | 0 | 0
PG&E FRESNO | Balch | 230 | Balch_230_kV | PGE | TRUE | 0 | 0 | 0 | 0 | 0 | 0 | 0 | 0 | 0 | 0 | 0 | 0 | 0 | 0 | 0 | 0 | 0 | 0 | 0 |  | 0 | 0 | 0 | 0 | 0 | 0 | 0 | 0 | 0 | 0 | 0 | 0 | 0 | 0 | 0 | 0 | 0 | 0 | 0 | 0 |  | 0 | 0
SCE Eastern | Bannister | 230 | Bannister_230_kV | SCE | TRUE | 0 | 0 | 0 | 0 | 0 | 0 | 0 | 0 | 0 | 0 | 0 | 0 | 0 | 0 | 0 | 0 | 0 | 0 | 0 |  | 0 | 0 | 0 | 0 | 0 | 0 | 0 | 0 | 0 | 0 | 0 | 0 | 0 | 0 | 0 | 0 | 0 | 0 | 0 | 0 |  | 0 | 0
SCE Metro | Barre | 230 | Barre_230_kV | SCE | TRUE | 0 | 0 | 0 | 0 | 0 | 0 | 0 | 0 | 935 | 0 | 0 | 0 | 0 | 0 | 0 | 0 | 0 | 935 | 0 |  | 935 | -935 | 0 | 0 | 0 | 0 | 0 | 0 | 0 | 935 | 0 | 0 | 0 | 0 | 0 | 0 | 0 | 0 | 935 | 0 |  | 935 | -935
SDGE | Bay Boulevard | 69 | Bay Boulevard_69_kV | SDGE | TRUE | 0 | 0 | 0 | 0 | 0 | 0 | 0 | 0 | 0 | 0 | 0 | 0 | 0 | 0 | 0 | 0 | 0 | 0 | 0 |  | 0 | 0 | 0 | 0 | 0 | 0 | 0 | 0 | 0 | 0 | 0 | 0 | 0 | 0 | 0 | 0 | 0 | 0 | 0 | 0 |  | 0 | 0
SDGE | Bay Boulevard | 230 | Bay Boulevard_230_kV | SDGE | TRUE | 0 | 0 | 0 | 0 | 0 | 0 | 0 | 0 | 0 | 0 | 0 | 0 | 0 | 0 | 0 | 0 | 0 | 0 | 0 |  | 0 | 0 | 0 | 0 | 0 | 0 | 0 | 0 | 0 | 0 | 0 | 0 | 0 | 0 | 0 | 0 | 0 | 0 | 0 | 0 |  | 0 | 0
SCE EOP | Beatty | 138 | Beatty_138_kV | VEA | TRUE | 0 | 0 | 0 | 0 | 0 | 0 | 0 | 0 | 0 | 0 | 0 | 0 | 0 | 0 | 0 | 0 | 0 | 0 | 0 |  | 0 | 0 | 0 | 0 | 0 | 0 | 0 | 0 | 0 | 0 | 0 | 0 | 0 | 0 | 0 | 0 | 0 | 0 | 0 | 0 |  | 0 | 0
SCE EOP | Beatty | 230 | Beatty_230_kV | VEA | TRUE | 0 | 436 | 0 | 0 | 0 | 0 | 0 | 0 | 170 | 500 | 436 | 0 | 0 | 0 | 0 | 0 | 0 | 170 | 500 |  | 170 | -170 | 436 | 0 | 0 | 0 | 0 | 0 | 0 | 170 | 500 | 436 | 0 | 0 | 0 | 0 | 0 | 0 | 170 | 500 |  | 170 | -170
PG&E NGBA | Belden | 230 | Belden_230_kV | PGE | TRUE | 0 | 0 | 0 | 0 | 0 | 0 | 0 | 0 | 0 | 0 | 0 | 0 | 0 | 0 | 0 | 0 | 0 | 0 | 0 |  | 0 | 0 | 0 | 0 | 0 | 0 | 0 | 0 | 0 | 0 | 0 | 0 | 0 | 0 | 0 | 0 | 0 | 0 | 0 | 0 |  | 0 | 0
PG&E NGBA | Bell | 115 | Bell_115_kV | PGE | TRUE | 0 | 0 | 0 | 0 | 0 | 0 | 0 | 0 | 0 | 0 | 0 | 0 | 0 | 0 | 0 | 0 | 0 | 0 | 0 |  | 0 | 0 | 0 | 0 | 0 | 0 | 0 | 0 | 0 | 0 | 0 | 0 | 0 | 0 | 0 | 0 | 0 | 0 | 0 | 0 |  | 0 | 0
PG&E NGBA | Bellevue | 115 | Bellevue_115_kV | PGE | TRUE | 0 | 0 | 0 | 0 | 0 | 0 | 0 | 0 | 0 | 0 | 0 | 0 | 0 | 0 | 0 | 0 | 0 | 0 | 0 |  | 0 | 0 | 0 | 0 | 0 | 0 | 0 | 0 | 0 | 0 | 0 | 0 | 0 | 0 | 0 | 0 | 0 | 0 | 0 | 0 |  | 0 | 0
PG&E GBA | Bellota | 115 | Bellota_115_kV | PGE | TRUE | 0 | 0 | 0 | 0 | 0 | 0 | 0 | 0 | 0 | 0 | 0 | 0 | 0 | 0 | 0 | 0 | 0 | 0 | 0 |  | 0 | 0 | 0 | 0 | 0 | 0 | 0 | 0 | 0 | 0 | 0 | 0 | 0 | 0 | 0 | 0 | 0 | 0 | 0 | 0 |  | 0 | 0
PG&E GBA | Bellota | 230 | Bellota_230_kV | PGE | TRUE | 0 | 0 | 0 | 0 | 0 | 0 | 0 | 0 | 0 | 400 | 0 | 0 | 0 | 0 | 0 | 0 | 0 | 0 | 400 |  | 0 | 0 | 0 | 0 | 0 | 0 | 0 | 10 | 0 | 0 | 400 | 0 | 0 | 0 | 0 | 0 | 1.5 | 0 | 0 | 400 |  | 1.5 | -1.5
SCE Northern | Big Creek | 230 | Big Creek_230_kV | SCE | TRUE | 0 | 0 | 0 | 0 | 0 | 0 | 200 | 0 | 0 | 0 | 0 | 0 | 0 | 0 | 0 | 26 | 0 | 0 | 0 |  | 26 | -26 | 0 | 0 | 0 | 0 | 0 | 200 | 0 | 0 | 0 | 0 | 0 | 0 | 0 | 0 | 26 | 0 | 0 | 0 |  | 26 | -26
PG&E FRESNO | Biola | 70 | Biola_70_kV | PGE | TRUE | 0 | 0 | 0 | 0 | 0 | 0 | 0 | 0 | 0 | 0 | 0 | 0 | 0 | 0 | 0 | 0 | 0 | 0 | 0 |  | 0 | 0 | 0 | 0 | 0 | 0 | 0 | 0 | 0 | 0 | 0 | 0 | 0 | 0 | 0 | 0 | 0 | 0 | 0 | 0 |  | 0 | 0
PG&E GBA | Birds Landing | 230 | Birds Landing_230_kV | PGE | TRUE | 111.197 | 0 | 0 | 0 | 0 | 0 | 0 | 0 | 0 | 0 | 0 | 0 | 0 | 0 | 0 | 0 | 0 | 0 | 0 |  | 0 | 111.197 | 0 | 0 | 0 | 0 | 0 | 0 | 0 | 0 | 0 | 0 | 0 | 0 | 0 | 0 | 0 | 0 | 0 | 0 |  | 0 | 111.197
SCE Northern | Bliss | 66 | Bliss_66_kV | SCE | TRUE | 0 | 0 | 0 | 0 | 0 | 0 | 0 | 0 | 0 | 0 | 0 | 0 | 0 | 0 | 0 | 0 | 0 | 0 | 0 |  | 0 | 0 | 0 | 0 | 0 | 0 | 0 | 0 | 0 | 0 | 0 | 0 | 0 | 0 | 0 | 0 | 0 | 0 | 0 | 0 |  | 0 | 0
SCE Eastern | Blythe | 161 | Blythe_161_kV | SCE | TRUE | 0 | 0 | 0 | 0 | 0 | 0 | 0 | 160 | 0 | 0 | 0 | 0 | 0 | 0 | 0 | 0 | 160 | 0 | 0 |  | 160 | -160 | 0 | 0 | 0 | 0 | 0 | 0 | 160 | 0 | 0 | 0 | 0 | 0 | 0 | 0 | 0 | 160 | 0 | 0 |  | 160 | -160
PG&E NGBA | Bogue | 115 | Bogue_115_kV | PGE | TRUE | 0 | 0 | 0 | 0 | 0 | 0 | 0 | 0 | 0 | 0 | 0 | 0 | 0 | 0 | 0 | 0 | 0 | 0 | 0 |  | 0 | 0 | 0 | 0 | 0 | 0 | 0 | 0 | 0 | 0 | 0 | 0 | 0 | 0 | 0 | 0 | 0 | 0 | 0 | 0 |  | 0 | 0
PG&E FRESNO | Borden | 230 | Borden_230_kV | PGE | TRUE | 0 | 0 | 0 | 0 | 0 | 0 | 0 | 0 | 0 | 0 | 0 | 0 | 0 | 0 | 0 | 0 | 0 | 0 | 0 |  | 0 | 0 | 0 | 0 | 0 | 0 | 0 | 0 | 0 | 0 | 0 | 0 | 0 | 0 | 0 | 0 | 0 | 0 | 0 | 0 |  | 0 | 0
PG&E FRESNO | Borden | 70 | Borden_70_kV | PGE | TRUE | 0 | 0 | 0 | 0 | 0 | 0 | 0 | 0 | 0 | 0 | 0 | 0 | 0 | 0 | 0 | 0 | 0 | 0 | 0 |  | 0 | 0 | 0 | 0 | 0 | 0 | 0 | 0 | 0 | 0 | 0 | 0 | 0 | 0 | 0 | 0 | 0 | 0 | 0 | 0 |  | 0 | 0
SDGE | Boulevard East | 138 | Boulevard East_138_kV | SDGE | TRUE | 240.5398 | 0 | 0 | 180 | 0 | 0 | 0 | 0 | 0 | 0 | 0 | 0 | 63 | 0 | 0 | 0 | 0 | 0 | 0 |  | 63 | 177.5398 | 0 | 0 | 180 | 0 | 0 | 0 | 0 | 0 | 0 | 0 | 0 | 63 | 0 | 0 | 0 | 0 | 0 | 0 |  | 63 | 177.5398
SDGE | Boulevard East | 69 | Boulevard East_69_kV | SDGE | TRUE | 16.182 | 0 | 0 | 0 | 0 | 0 | 0 | 17.4 | 0 | 0 | 0 | 0 | 0 | 0 | 0 | 0 | 17.4 | 0 | 0 |  | 17.4 | -1.218 | 0 | 0 | 0 | 0 | 0 | 0 | 17.4 | 0 | 0 | 0 | 0 | 0 | 0 | 0 | 0 | 17.4 | 0 | 0 |  | 17.4 | -1.218
PG&E GBA | Brentwood | 230 | Brentwood_230_kV | PGE | TRUE | 0 | 0 | 0 | 0 | 0 | 0 | 0 | 0 | 0 | 0 | 0 | 0 | 0 | 0 | 0 | 0 | 0 | 0 | 0 |  | 0 | 0 | 0 | 0 | 0 | 0 | 0 | 0 | 0 | 0 | 0 | 0 | 0 | 0 | 0 | 0 | 0 | 0 | 0 | 0 |  | 0 | 0
PG&E NGBA | Bridgeville | 115 | Bridgeville_115_kV | PGE | TRUE | 0 | 185.7 | 0 | 0 | 0 | 0 | 0 | 0 | 0 | 0 | 185.7 | 0 | 0 | 0 | 0 | 0 | 0 | 0 | 0 |  | 0 | 0 | 185.7 | 0 | 212 | 0 | 0 | 0 | 0 | 0 | 0 | 185.7 | 0 | 106 | 0 | 0 | 0 | 0 | 0 | 0 |  | 106 | -106
PG&E NGBA | Brighton | 115 | Brighton_115_kV | PGE | TRUE | 0 | 0 | 0 | 0 | 0 | 0 | 0 | 0 | 0 | 0 | 0 | 0 | 0 | 0 | 0 | 0 | 0 | 0 | 0 |  | 0 | 0 | 0 | 0 | 0 | 0 | 0 | 0 | 0 | 0 | 0 | 0 | 0 | 0 | 0 | 0 | 0 | 0 | 0 | 0 |  | 0 | 0
PG&E NGBA | Brighton | 230 | Brighton_230_kV | PGE | TRUE | 0 | 0 | 0 | 0 | 0 | 0 | 0 | 0 | 0 | 0 | 0 | 0 | 0 | 0 | 0 | 0 | 0 | 0 | 0 |  | 0 | 0 | 0 | 0 | 0 | 0 | 0 | 0 | 0 | 0 | 0 | 0 | 0 | 0 | 0 | 0 | 0 | 0 | 0 | 0 |  | 0 | 0
PG&E NGBA | Brunswick | 115 | Brunswick_115_kV | PGE | TRUE | 0 | 0 | 0 | 0 | 0 | 0 | 0 | 0 | 0 | 0 | 0 | 0 | 0 | 0 | 0 | 0 | 0 | 0 | 0 |  | 0 | 0 | 0 | 0 | 0 | 0 | 0 | 0 | 0 | 0 | 0 | 0 | 0 | 0 | 0 | 0 | 0 | 0 | 0 | 0 |  | 0 | 0
PG&E NGBA | Bucks Creek | 230 | Bucks Creek_230_kV | PGE | TRUE | 0 | 0 | 0 | 0 | 0 | 0 | 0 | 0 | 0 | 0 | 0 | 0 | 0 | 0 | 0 | 0 | 0 | 0 | 0 |  | 0 | 0 | 0 | 0 | 0 | 0 | 0 | 0 | 0 | 0 | 0 | 0 | 0 | 0 | 0 | 0 | 0 | 0 | 0 | 0 |  | 0 | 0
PG&E KERN | Buena Vista | 230 | Buena Vista_230_kV | PGE | TRUE | 0 | 0 | 0 | 0 | 0 | 0 | 0 | 0 | 0 | 0 | 0 | 0 | 0 | 0 | 0 | 0 | 0 | 0 | 0 |  | 0 | 0 | 0 | 0 | 0 | 0 | 0 | 0 | 0 | 0 | 0 | 0 | 0 | 0 | 0 | 0 | 0 | 0 | 0 | 0 |  | 0 | 0
PG&E FRESNO | Bullard | 115 | Bullard_115_kV | PGE | TRUE | 0 | 0 | 0 | 0 | 0 | 0 | 0 | 0 | 0 | 0 | 0 | 0 | 0 | 0 | 0 | 0 | 0 | 0 | 0 |  | 0 | 0 | 0 | 0 | 0 | 0 | 0 | 0 | 0 | 0 | 0 | 0 | 0 | 0 | 0 | 0 | 0 | 0 | 0 | 0 |  | 0 | 0
PG&E GBA | Burlingame | 115 | Burlingame_115_kV | PGE | TRUE | 0 | 0 | 0 | 0 | 0 | 0 | 0 | 0 | 0 | 0 | 0 | 0 | 0 | 0 | 0 | 0 | 0 | 0 | 0 |  | 0 | 0 | 0 | 0 | 0 | 0 | 0 | 88 | 0 | 0 | 0 | 0 | 0 | 0 | 0 | 0 | 13.2 | 0 | 0 | 0 |  | 13.2 | -13.2
PG&E NGBA | Burney Forest | 230 | Burney Forest_230_kV | PGE | TRUE | 0 | 0 | 0 | 0 | 0 | 0 | 0 | 0 | 0 | 0 | 0 | 0 | 0 | 0 | 0 | 0 | 0 | 0 | 0 |  | 0 | 0 | 0 | 0 | 0 | 0 | 0 | 0 | 0 | 0 | 0 | 0 | 0 | 0 | 0 | 0 | 0 | 0 | 0 | 0 |  | 0 | 0
PG&E NGBA | Butte | 115 | Butte_115_kV | PGE | TRUE | 0 | 0 | 0 | 0 | 0 | 0 | 0 | 0 | 0 | 0 | 0 | 0 | 0 | 0 | 0 | 0 | 0 | 0 | 0 |  | 0 | 0 | 0 | 0 | 0 | 0 | 0 | 0 | 0 | 0 | 0 | 0 | 0 | 0 | 0 | 0 | 0 | 0 | 0 | 0 |  | 0 | 0
PG&E KERN | Cabrillo | 115 | Cabrillo_115_kV | PGE | TRUE | 0 | 0 | 0 | 0 | 0 | 0 | 0 | 0 | 0 | 0 | 0 | 0 | 0 | 0 | 0 | 0 | 0 | 0 | 0 |  | 0 | 0 | 0 | 0 | 0 | 0 | 0 | 0 | 0 | 0 | 0 | 0 | 0 | 0 | 0 | 0 | 0 | 0 | 0 | 0 |  | 0 | 0
PG&E FRESNO | Cal Flats | 230 | Cal Flats_230_kV | PGE | TRUE | 0 | 0 | 0 | 0 | 0 | 0 | 0 | 0 | 0 | 0 | 0 | 0 | 0 | 0 | 0 | 0 | 0 | 0 | 0 |  | 0 | 0 | 0 | 0 | 0 | 0 | 0 | 0 | 0 | 0 | 0 | 0 | 0 | 0 | 0 | 0 | 0 | 0 | 0 | 0 |  | 0 | 0
SCE NOL | Calcite | 230 | Calcite_230_kV | SCE | TRUE | 241 | 0 | 0 | 0 | 0 | 0 | 165 | 0 | 0 | 0 | 0 | 0 | 0 | 0 | 0 | 21.45 | 0 | 0 | 0 |  | 21.45 | 219.55 | 0 | 0 | 0 | 0 | 0 | 165 | 0 | 0 | 0 | 0 | 0 | 0 | 0 | 0 | 21.45 | 0 | 0 | 0 |  | 21.45 | 219.55
PG&E KERN | Caliente | 230 | Caliente_230_kV | PGE | TRUE | 0 | 0 | 0 | 0 | 0 | 0 | 0 | 0 | 0 | 0 | 0 | 0 | 0 | 0 | 0 | 0 | 0 | 0 | 0 |  | 0 | 0 | 0 | 0 | 0 | 0 | 0 | 0 | 0 | 0 | 0 | 0 | 0 | 0 | 0 | 0 | 0 | 0 | 0 | 0 |  | 0 | 0
PG&E FRESNO | California Ave | 115 | California Ave_115_kV | PGE | TRUE | 0 | 0 | 0 | 0 | 0 | 0 | 0 | 0 | 0 | 0 | 0 | 0 | 0 | 0 | 0 | 0 | 0 | 0 | 0 |  | 0 | 0 | 0 | 0 | 0 | 0 | 0 | 0 | 0 | 0 | 0 | 0 | 0 | 0 | 0 | 0 | 0 | 0 | 0 | 0 |  | 0 | 0
PG&E KERN | Callender | 115 | Callender_115_kV | PGE | TRUE | 0 | 0 | 0 | 0 | 0 | 0 | 0 | 0 | 0 | 0 | 0 | 0 | 0 | 0 | 0 | 0 | 0 | 0 | 0 |  | 0 | 0 | 0 | 0 | 0 | 0 | 0 | 0 | 0 | 0 | 0 | 0 | 0 | 0 | 0 | 0 | 0 | 0 | 0 | 0 |  | 0 | 0
PG&E NGBA | Calpella | 115 | Calpella_115_kV | PGE | TRUE | 0 | 0 | 0 | 0 | 0 | 0 | 0 | 0 | 0 | 0 | 0 | 0 | 0 | 0 | 0 | 0 | 0 | 0 | 0 |  | 0 | 0 | 0 | 0 | 0 | 0 | 0 | 0 | 0 | 0 | 0 | 0 | 0 | 0 | 0 | 0 | 0 | 0 | 0 | 0 |  | 0 | 0
PG&E GBA | Camanche | 230 | Camanche_230_kV | PGE | TRUE | 0 | 0 | 0 | 0 | 0 | 0 | 0 | 0 | 0 | 0 | 0 | 0 | 0 | 0 | 0 | 0 | 0 | 0 | 0 |  | 0 | 0 | 0 | 0 | 0 | 0 | 0 | 0 | 0 | 0 | 0 | 0 | 0 | 0 | 0 | 0 | 0 | 0 | 0 | 0 |  | 0 | 0
SDGE | Cameron | 69 | Cameron_69_kV | SDGE | TRUE | 0 | 0 | 0 | 0 | 0 | 0 | 0 | 0 | 0 | 0 | 0 | 0 | 0 | 0 | 0 | 0 | 0 | 0 | 0 |  | 0 | 0 | 0 | 0 | 0 | 0 | 0 | 0 | 0 | 0 | 0 | 0 | 0 | 0 | 0 | 0 | 0 | 0 | 0 | 0 |  | 0 | 0
SDGE | Cannon | 69 | Cannon_69_kV | SDGE | TRUE | 0 | 0 | 0 | 0 | 0 | 0 | 0 | 0 | 0 | 0 | 0 | 0 | 0 | 0 | 0 | 0 | 0 | 0 | 0 |  | 0 | 0 | 0 | 0 | 0 | 0 | 0 | 0 | 0 | 0 | 0 | 0 | 0 | 0 | 0 | 0 | 0 | 0 | 0 | 0 |  | 0 | 0
PG&E FRESNO | Cantua | 115 | Cantua_115_kV | PGE | TRUE | 0 | 0 | 0 | 0 | 0 | 0 | 0 | 0 | 0 | 0 | 0 | 0 | 0 | 0 | 0 | 0 | 0 | 0 | 0 |  | 0 | 0 | 0 | 0 | 0 | 0 | 0 | 100 | 0 | 0 | 0 | 0 | 0 | 0 | 0 | 0 | 15 | 0 | 0 | 0 |  | 15 | -15
SDGE | Capistrano | 138 | Capistrano_138_kV | SDGE | TRUE | 0 | 0 | 0 | 0 | 0 | 0 | 0 | 0 | 25 | 0 | 0 | 0 | 0 | 0 | 0 | 0 | 0 | 25 | 0 |  | 25 | -25 | 0 | 0 | 0 | 0 | 0 | 0 | 0 | 25 | 0 | 0 | 0 | 0 | 0 | 0 | 0 | 0 | 25 | 0 |  | 25 | -25
SDGE | Capistrano | 230 | Capistrano_230_kV | SDGE | TRUE | 0 | 0 | 0 | 0 | 0 | 0 | 0 | 0 | 25 | 0 | 0 | 0 | 0 | 0 | 0 | 0 | 0 | 25 | 0 |  | 25 | -25 | 0 | 0 | 0 | 0 | 0 | 0 | 0 | 25 | 0 | 0 | 0 | 0 | 0 | 0 | 0 | 0 | 25 | 0 |  | 25 | -25
PG&E NGBA | Carberry | 230 | Carberry_230_kV | PGE | TRUE | 0 | 0 | 0 | 0 | 0 | 0 | 0 | 0 | 0 | 0 | 0 | 0 | 0 | 0 | 0 | 0 | 0 | 0 | 0 |  | 0 | 0 | 0 | 0 | 0 | 0 | 0 | 0 | 0 | 0 | 0 | 0 | 0 | 0 | 0 | 0 | 0 | 0 | 0 | 0 |  | 0 | 0
SCE Eastern | Cardiff | 66 | Cardiff_66_kV | SCE | TRUE | 0 | 0 | 0 | 0 | 0 | 0 | 0 | 0 | 0 | 0 | 0 | 0 | 0 | 0 | 0 | 0 | 0 | 0 | 0 |  | 0 | 0 | 0 | 0 | 0 | 0 | 0 | 0 | 0 | 0 | 0 | 0 | 0 | 0 | 0 | 0 | 0 | 0 | 0 | 0 |  | 0 | 0
PG&E NGBA | Caribou | 60 | Caribou_60_kV | PGE | TRUE | 0 | 0 | 0 | 0 | 0 | 0 | 0 | 0 | 0 | 0 | 0 | 0 | 0 | 0 | 0 | 0 | 0 | 0 | 0 |  | 0 | 0 | 0 | 0 | 0 | 0 | 0 | 0 | 0 | 0 | 0 | 0 | 0 | 0 | 0 | 0 | 0 | 0 | 0 | 0 |  | 0 | 0
PG&E NGBA | Caribou | 115 | Caribou_115_kV | PGE | TRUE | 0 | 0 | 0 | 0 | 0 | 0 | 0 | 0 | 0 | 0 | 0 | 0 | 0 | 0 | 0 | 0 | 0 | 0 | 0 |  | 0 | 0 | 0 | 0 | 0 | 0 | 0 | 0 | 0 | 0 | 0 | 0 | 0 | 0 | 0 | 0 | 0 | 0 | 0 | 0 |  | 0 | 0
PG&E NGBA | Caribou | 230 | Caribou_230_kV | PGE | TRUE | 0 | 0 | 0 | 0 | 0 | 0 | 0 | 0 | 0 | 0 | 0 | 0 | 0 | 0 | 0 | 0 | 0 | 0 | 0 |  | 0 | 0 | 0 | 0 | 0 | 0 | 0 | 0 | 0 | 0 | 0 | 0 | 0 | 0 | 0 | 0 | 0 | 0 | 0 | 0 |  | 0 | 0
SCE EOP | Carpenter Canyon (fka Gamebird) | 138 | Carpenter Canyon (fka Gamebird)_138_kV | VEA | TRUE | 0 | 0 | 0 | 0 | 0 | 0 | 0 | 0 | 0 | 0 | 0 | 0 | 0 | 0 | 0 | 0 | 0 | 0 | 0 |  | 0 | 0 | 0 | 0 | 0 | 0 | 0 | 0 | 0 | 0 | 0 | 0 | 0 | 0 | 0 | 0 | 0 | 0 | 0 | 0 |  | 0 | 0
SCE EOP | Carpenter Canyon (fka Gamebird) | 230 | Carpenter Canyon (fka Gamebird)_230_kV | VEA | TRUE | 200 | 0 | 0 | 0 | 0 | 0 | 0 | 0 | 36.5 | 0 | 0 | 0 | 0 | 0 | 0 | 0 | 0 | 36.5 | 0 |  | 36.5 | 163.5 | 0 | 0 | 0 | 0 | 0 | 0 | 0 | 36.5 | 0 | 0 | 0 | 0 | 0 | 0 | 0 | 0 | 36.5 | 0 |  | 36.5 | 163.5
PG&E NGBA | Carquinez | 115 | Carquinez_115_kV | PGE | TRUE | 0 | 0 | 0 | 0 | 0 | 0 | 0 | 0 | 0 | 0 | 0 | 0 | 0 | 0 | 0 | 0 | 0 | 0 | 0 |  | 0 | 0 | 0 | 0 | 0 | 0 | 0 | 0 | 0 | 0 | 0 | 0 | 0 | 0 | 0 | 0 | 0 | 0 | 0 | 0 |  | 0 | 0
SDGE | Carrizo Gorge | 138 | Carrizo Gorge_138_kV | SDGE | TRUE | 90 | 0 | 0 | 0 | 0 | 0 | 0 | 70 | 0 | 0 | 0 | 0 | 0 | 0 | 0 | 0 | 70 | 0 | 0 |  | 70 | 20 | 0 | 0 | 0 | 0 | 0 | 0 | 70 | 0 | 0 | 0 | 0 | 0 | 0 | 0 | 0 | 70 | 0 | 0 |  | 70 | 20
PG&E KERN | Carrizo Plains | 115 | Carrizo Plains_115_kV | PGE | TRUE | 0 | 0 | 0 | 0 | 0 | 0 | 0 | 0 | 0 | 0 | 0 | 0 | 0 | 0 | 0 | 0 | 0 | 0 | 0 |  | 0 | 0 | 0 | 0 | 0 | 0 | 0 | 0 | 0 | 0 | 0 | 0 | 0 | 0 | 0 | 0 | 0 | 0 | 0 | 0 |  | 0 | 0
PG&E KERN | Casaloma | 230 | Casaloma_230_kV | PGE | TRUE | 0 | 0 | 0 | 0 | 0 | 0 | 0 | 0 | 0 | 0 | 0 | 0 | 0 | 0 | 0 | 0 | 0 | 0 | 0 |  | 0 | 0 | 0 | 0 | 0 | 0 | 0 | 0 | 0 | 0 | 0 | 0 | 0 | 0 | 0 | 0 | 0 | 0 | 0 | 0 |  | 0 | 0
PG&E GBA | Castro Valley | 230 | Castro Valley_230_kV | PGE | TRUE | 0 | 0 | 0 | 0 | 0 | 0 | 0 | 0 | 0 | 0 | 0 | 0 | 0 | 0 | 0 | 0 | 0 | 0 | 0 |  | 0 | 0 | 0 | 0 | 0 | 0 | 0 | 0 | 0 | 0 | 0 | 0 | 0 | 0 | 0 | 0 | 0 | 0 | 0 | 0 |  | 0 | 0
PG&E GBA | Cayetano | 230 | Cayetano_230_kV | PGE | TRUE | 100 | 0 | 0 | 0 | 0 | 0 | 0 | 0 | 0 | 0 | 0 | 0 | 0 | 0 | 0 | 0 | 0 | 0 | 0 |  | 0 | 100 | 0 | 0 | 0 | 0 | 0 | 0 | 0 | 0 | 0 | 0 | 0 | 0 | 0 | 0 | 0 | 0 | 0 | 0 |  | 0 | 100
SCE Metro | Center | 230 | Center_230_kV | SCE | TRUE | 0 | 0 | 0 | 0 | 0 | 0 | 0 | 0 | 1000 | 0 | 0 | 0 | 0 | 0 | 0 | 0 | 0 | 1000 | 0 |  | 1000 | -1000 | 0 | 0 | 0 | 0 | 0 | 0 | 0 | 1000 | 0 | 0 | 0 | 0 | 0 | 0 | 0 | 0 | 1000 | 0 |  | 1000 | -1000
PG&E KERN | Charca | 115 | Charca_115_kV | PGE | TRUE | 0 | 0 | 0 | 0 | 0 | 0 | 0 | 0 | 0 | 0 | 0 | 0 | 0 | 0 | 0 | 0 | 0 | 0 | 0 |  | 0 | 0 | 0 | 0 | 0 | 0 | 0 | 0 | 0 | 0 | 0 | 0 | 0 | 0 | 0 | 0 | 0 | 0 | 0 | 0 |  | 0 | 0
SCE EOP | Charleston | 138 | Charleston_138_kV | VEA | TRUE | 0 | 0 | 0 | 0 | 0 | 0 | 0 | 0 | 0 | 0 | 0 | 0 | 0 | 0 | 0 | 0 | 0 | 0 | 0 |  | 0 | 0 | 0 | 0 | 0 | 0 | 0 | 0 | 0 | 0 | 0 | 0 | 0 | 0 | 0 | 0 | 0 | 0 | 0 | 0 |  | 0 | 0
SCE Metro | Chevmain | 230 | Chevmain_230_kV | SCE | TRUE | 0 | 0 | 0 | 0 | 0 | 0 | 0 | 0 | 1000 | 0 | 0 | 0 | 0 | 0 | 0 | 0 | 0 | 1000 | 0 |  | 1000 | -1000 | 0 | 0 | 0 | 0 | 0 | 0 | 0 | 1000 | 0 | 0 | 0 | 0 | 0 | 0 | 0 | 0 | 1000 | 0 |  | 1000 | -1000
SDGE | Chicarita | 138 | Chicarita_138_kV | SDGE | TRUE | 0 | 0 | 0 | 0 | 0 | 0 | 0 | 0 | 0 | 0 | 0 | 0 | 0 | 0 | 0 | 0 | 0 | 0 | 0 |  | 0 | 0 | 0 | 0 | 0 | 0 | 0 | 0 | 0 | 0 | 0 | 0 | 0 | 0 | 0 | 0 | 0 | 0 | 0 | 0 |  | 0 | 0
SCE Metro | Chino | 230 | Chino_230_kV | SCE | TRUE | 400 | 0 | 0 | 0 | 0 | 0 | 0 | 225 | 800 | 0 | 0 | 0 | 0 | 0 | 0 | 0 | 225 | 800 | 0 |  | 1025 | -625 | 0 | 0 | 0 | 0 | 0 | 0 | 225 | 800 | 0 | 0 | 0 | 0 | 0 | 0 | 0 | 225 | 800 | 0 |  | 1025 | -625
PG&E FRESNO | Chowchilla | 115 | Chowchilla_115_kV | PGE | TRUE | 0 | 0 | 0 | 0 | 0 | 0 | 0 | 0 | 0 | 0 | 0 | 0 | 0 | 0 | 0 | 0 | 0 | 0 | 0 |  | 0 | 0 | 0 | 0 | 0 | 0 | 0 | 0 | 0 | 0 | 0 | 0 | 0 | 0 | 0 | 0 | 0 | 0 | 0 | 0 |  | 0 | 0
PG&E GBA | Christie | 60 | Christie_60_kV | PGE | TRUE | 0 | 0 | 0 | 0 | 0 | 0 | 0 | 0 | 0 | 0 | 0 | 0 | 0 | 0 | 0 | 0 | 0 | 0 | 0 |  | 0 | 0 | 0 | 0 | 0 | 0 | 0 | 0 | 0 | 0 | 0 | 0 | 0 | 0 | 0 | 0 | 0 | 0 | 0 | 0 |  | 0 | 0
PG&E GBA | Christie | 115 | Christie_115_kV | PGE | TRUE | 0 | 0 | 0 | 0 | 0 | 0 | 0 | 0 | 0 | 0 | 0 | 0 | 0 | 0 | 0 | 0 | 0 | 0 | 0 |  | 0 | 0 | 0 | 0 | 0 | 0 | 0 | 0 | 0 | 0 | 0 | 0 | 0 | 0 | 0 | 0 | 0 | 0 | 0 | 0 |  | 0 | 0
SCE Eastern | Cielo Azul | 500 | Cielo Azul_500_kV | SCE | TRUE | 0 | 0 | 0 | 0 | 0 | 0 | 0 | 471.516 | 562 | 0 | 0 | 0 | 0 | 0 | 0 | 0 | 471.516 | 562 | 0 |  | 1033.516 | -1033.516 | 0 | 0 | 0 | 0 | 0 | 0 | 471.516 | 562 | 0 | 0 | 0 | 0 | 0 | 0 | 0 | 471.516 | 562 | 0 |  | 1033.516 | -1033.516
PG&E GBA | Clay | 60 | Clay_60_kV | PGE | TRUE | 0 | 0 | 0 | 0 | 0 | 0 | 0 | 0 | 0 | 0 | 0 | 0 | 0 | 0 | 0 | 0 | 0 | 0 | 0 |  | 0 | 0 | 0 | 0 | 0 | 0 | 0 | 0 | 0 | 0 | 0 | 0 | 0 | 0 | 0 | 0 | 0 | 0 | 0 | 0 |  | 0 | 0
PG&E GBA | Clayton | 115 | Clayton_115_kV | PGE | TRUE | 0 | 0 | 0 | 0 | 0 | 0 | 0 | 0 | 0 | 0 | 0 | 0 | 0 | 0 | 0 | 0 | 0 | 0 | 0 |  | 0 | 0 | 0 | 0 | 0 | 0 | 0 | 0 | 0 | 0 | 0 | 0 | 0 | 0 | 0 | 0 | 0 | 0 | 0 | 0 |  | 0 | 0
PG&E NGBA | Cloverdale | 115 | Cloverdale_115_kV | PGE | TRUE | 0 | 112.2 | 0 | 0 | 0 | 0 | 0 | 0 | 0 | 0 | 112.2 | 0 | 0 | 0 | 0 | 0 | 0 | 0 | 0 |  | 0 | 0 | 112.2 | 0 | 0 | 0 | 0 | 0 | 0 | 0 | 0 | 112.2 | 0 | 0 | 0 | 0 | 0 | 0 | 0 | 0 |  | 0 | 0
PG&E FRESNO | Clovis | 115 | Clovis_115_kV | PGE | TRUE | 0 | 0 | 0 | 0 | 0 | 0 | 0 | 0 | 0 | 0 | 0 | 0 | 0 | 0 | 0 | 0 | 0 | 0 | 0 |  | 0 | 0 | 0 | 0 | 0 | 0 | 0 | 0 | 0 | 0 | 0 | 0 | 0 | 0 | 0 | 0 | 0 | 0 | 0 | 0 |  | 0 | 0
PG&E GBA | Coburn | 230 | Coburn_230_kV | PGE | TRUE | 0 | 0 | 0 | 0 | 0 | 0 | 0 | 0 | 0 | 0 | 0 | 0 | 0 | 0 | 0 | 0 | 0 | 0 | 0 |  | 0 | 0 | 0 | 0 | 100 | 0 | 0 | 1244 | 0 | 0 | 0 | 0 | 0 | 50 | 0 | 0 | 186.6 | 0 | 0 | 0 |  | 236.6 | -236.6
PG&E GBA | Coburn | 60 | Coburn_60_kV | PGE | TRUE | 0 | 0 | 0 | 0 | 0 | 0 | 0 | 0 | 0 | 0 | 0 | 0 | 0 | 0 | 0 | 0 | 0 | 0 | 0 |  | 0 | 0 | 0 | 0 | 0 | 0 | 0 | 0 | 0 | 0 | 0 | 0 | 0 | 0 | 0 | 0 | 0 | 0 | 0 | 0 |  | 0 | 0
PG&E NGBA | Colgate | 230 | Colgate_230_kV | PGE | TRUE | 0 | 0 | 0 | 0 | 0 | 0 | 0 | 0 | 0 | 0 | 0 | 0 | 0 | 0 | 0 | 0 | 0 | 0 | 0 |  | 0 | 0 | 0 | 0 | 0 | 0 | 0 | 0 | 0 | 0 | 0 | 0 | 0 | 0 | 0 | 0 | 0 | 0 | 0 | 0 |  | 0 | 0
PG&E GBA | Collierville | 230 | Collierville_230_kV | PGE | TRUE | 0 | 0 | 0 | 0 | 0 | 0 | 0 | 0 | 0 | 0 | 0 | 0 | 0 | 0 | 0 | 0 | 0 | 0 | 0 |  | 0 | 0 | 0 | 0 | 0 | 0 | 0 | 0 | 0 | 0 | 0 | 0 | 0 | 0 | 0 | 0 | 0 | 0 | 0 | 0 |  | 0 | 0
PG&E GBA | Collinsville | 230 | Collinsville_230_kV | PGE | TRUE | 0 | 0 | 0 | 0 | 0 | 0 | 0 | 0 | 0 | 0 | 0 | 0 | 0 | 0 | 0 | 0 | 0 | 0 | 0 |  | 0 | 0 | 0 | 0 | 0 | 0 | 0 | 601 | 0 | 0 | 0 | 0 | 0 | 0 | 0 | 0 | 90.15 | 0 | 0 | 0 |  | 90.15 | -90.15
PG&E GBA | Collinsville | 500 | Collinsville_500_kV | PGE | TRUE | 0 | 0 | 0 | 0 | 0 | 0 | 0 | 0 | 0 | 0 | 0 | 0 | 0 | 0 | 0 | 0 | 0 | 0 | 0 |  | 0 | 0 | 0 | 0 | 0 | 0 | 0 | 0 | 0 | 0 | 0 | 0 | 0 | 0 | 0 | 0 | 0 | 0 | 0 | 0 |  | 0 | 0
SCE Eastern | Colorado River | 230 | Colorado River_230_kV | SCE | TRUE | 521.25 | 0 | 0 | 0 | 0 | 0 | 400 | 30 | 0 | 0 | 0 | 0 | 0 | 0 | 0 | 52 | 30 | 0 | 0 |  | 82 | 439.25 | 0 | 0 | 0 | 0 | 0 | 400 | 30 | 0 | 0 | 0 | 0 | 0 | 0 | 0 | 52 | 30 | 0 | 0 |  | 82 | 439.25
SCE Eastern | Colorado River | 500 | Colorado River_500_kV | SCE | TRUE | 0 | 0 | 0 | 0 | 0 | 0 | 350 | 0 | 0 | 0 | 0 | 0 | 0 | 0 | 0 | 45.5 | 0 | 0 | 0 |  | 45.5 | -45.5 | 0 | 0 | 0 | 0 | 0 | 0 | 0 | 0 | 0 | 0 | 0 | 0 | 0 | 0 | 0 | 0 | 0 | 0 |  | 0 | 0
PG&E KERN | Columbus | 115 | Columbus_115_kV | PGE | TRUE | 0 | 0 | 0 | 0 | 0 | 0 | 100 | 0 | 0 | 0 | 0 | 0 | 0 | 0 | 0 | 15 | 0 | 0 | 0 |  | 15 | -15 | 0 | 0 | 0 | 0 | 0 | 100 | 0 | 0 | 0 | 0 | 0 | 0 | 0 | 0 | 15 | 0 | 0 | 0 |  | 15 | -15
PG&E GBA | Contra Costa | 115 | Contra Costa_115_kV | PGE | TRUE | 0 | 0 | 0 | 0 | 0 | 0 | 0 | 0 | 0 | 0 | 0 | 0 | 0 | 0 | 0 | 0 | 0 | 0 | 0 |  | 0 | 0 | 0 | 0 | 0 | 0 | 0 | 0 | 0 | 0 | 0 | 0 | 0 | 0 | 0 | 0 | 0 | 0 | 0 | 0 |  | 0 | 0
PG&E GBA | Contra Costa | 230 | Contra Costa_230_kV | PGE | TRUE | 0 | 0 | 0 | 0 | 0 | 0 | 0 | 0 | 0 | 0 | 0 | 0 | 0 | 0 | 0 | 0 | 0 | 0 | 0 |  | 0 | 0 | 0 | 0 | 0 | 0 | 0 | 0 | 0 | 0 | 0 | 0 | 0 | 0 | 0 | 0 | 0 | 0 | 0 | 0 |  | 0 | 0
PG&E GBA | Contra Costa PP | 230 | Contra Costa PP_230_kV | PGE | TRUE | 0 | 0 | 0 | 0 | 0 | 0 | 0 | 0 | 0 | 0 | 0 | 0 | 0 | 0 | 0 | 0 | 0 | 0 | 0 |  | 0 | 0 | 0 | 0 | 0 | 0 | 0 | 0 | 0 | 0 | 0 | 0 | 0 | 0 | 0 | 0 | 0 | 0 | 0 | 0 |  | 0 | 0
SCE NOL | Control | 115 | Control_115_kV | SCE | TRUE | 0 | 177 | 0 | 0 | 0 | 0 | 0 | 0 | 0 | 0 | 177 | 0 | 0 | 0 | 0 | 0 | 0 | 0 | 0 |  | 0 | 0 | 177 | 0 | 0 | 0 | 0 | 0 | 0 | 0 | 0 | 177 | 0 | 0 | 0 | 0 | 0 | 0 | 0 | 0 |  | 0 | 0
SCE NOL | Control | 55 | Control_55_kV | SCE | TRUE | 0 | 0 | 0 | 0 | 0 | 0 | 0 | 0 | 0 | 0 | 0 | 0 | 0 | 0 | 0 | 0 | 0 | 0 | 0 |  | 0 | 0 | 0 | 0 | 0 | 0 | 0 | 0 | 0 | 0 | 0 | 0 | 0 | 0 | 0 | 0 | 0 | 0 | 0 | 0 |  | 0 | 0
PG&E GBA | Cooley Landing | 115 | Cooley Landing_115_kV | PGE | TRUE | 0 | 0 | 0 | 0 | 0 | 0 | 0 | 0 | 0 | 0 | 0 | 0 | 0 | 0 | 0 | 0 | 0 | 0 | 0 |  | 0 | 0 | 0 | 0 | 0 | 0 | 0 | 0 | 0 | 0 | 0 | 0 | 0 | 0 | 0 | 0 | 0 | 0 | 0 | 0 |  | 0 | 0
PG&E GBA | Cooley Landing | 60 | Cooley Landing_60_kV | PGE | TRUE | 65 | 0 | 0 | 0 | 0 | 0 | 0 | 0 | 0 | 0 | 0 | 0 | 0 | 0 | 0 | 0 | 0 | 0 | 0 |  | 0 | 65 | 0 | 0 | 0 | 0 | 0 | 0 | 0 | 0 | 0 | 0 | 0 | 0 | 0 | 0 | 0 | 0 | 0 | 0 |  | 0 | 65
SCE NOL | Coolwater | 230 | Coolwater_230_kV | SCE | TRUE | 0 | 0 | 0 | 0 | 0 | 0 | 0 | 0 | 0 | 0 | 0 | 0 | 0 | 0 | 0 | 0 | 0 | 0 | 0 |  | 0 | 0 | 0 | 0 | 0 | 0 | 0 | 0 | 0 | 0 | 0 | 0 | 0 | 0 | 0 | 0 | 0 | 0 | 0 | 0 |  | 0 | 0
SCE NOL | Coolwater | 115 | Coolwater_115_kV | SCE | TRUE | 113.5 | 0 | 0 | 0 | 0 | 0 | 0 | 113.5 | 0 | 0 | 0 | 0 | 0 | 0 | 0 | 0 | 113.5 | 0 | 0 |  | 113.5 | 0 | 0 | 0 | 0 | 0 | 0 | 0 | 113.5 | 0 | 0 | 0 | 0 | 0 | 0 | 0 | 0 | 113.5 | 0 | 0 |  | 113.5 | 0
PG&E KERN | Copus | 70 | Copus_70_kV | PGE | TRUE | 0 | 0 | 0 | 0 | 0 | 0 | 0 | 0 | 0 | 0 | 0 | 0 | 0 | 0 | 0 | 0 | 0 | 0 | 0 |  | 0 | 0 | 0 | 0 | 0 | 0 | 0 | 0 | 0 | 0 | 0 | 0 | 0 | 0 | 0 | 0 | 0 | 0 | 0 | 0 |  | 0 | 0
PG&E FRESNO | Corcoran | 70 | Corcoran_70_kV | PGE | TRUE | 0 | 0 | 0 | 0 | 0 | 0 | 0 | 0 | 0 | 0 | 0 | 0 | 0 | 0 | 0 | 0 | 0 | 0 | 0 |  | 0 | 0 | 0 | 0 | 0 | 0 | 0 | 0 | 0 | 0 | 0 | 0 | 0 | 0 | 0 | 0 | 0 | 0 | 0 | 0 |  | 0 | 0
PG&E FRESNO | Corcoran | 115 | Corcoran_115_kV | PGE | TRUE | 10 | 0 | 0 | 0 | 0 | 0 | 0 | 0 | 0 | 0 | 0 | 0 | 0 | 0 | 0 | 0 | 0 | 0 | 0 |  | 0 | 10 | 0 | 0 | 0 | 0 | 0 | 0 | 0 | 0 | 0 | 0 | 0 | 0 | 0 | 0 | 0 | 0 | 0 | 0 |  | 0 | 10
PG&E NGBA | Corona | 115 | Corona_115_kV | PGE | TRUE | 0 | 0 | 0 | 0 | 0 | 0 | 0 | 0 | 0 | 0 | 0 | 0 | 0 | 0 | 0 | 0 | 0 | 0 | 0 |  | 0 | 0 | 0 | 0 | 0 | 0 | 0 | 0 | 0 | 0 | 0 | 0 | 0 | 0 | 0 | 0 | 0 | 0 | 0 | 0 |  | 0 | 0
PG&E NGBA | Cortina | 230 | Cortina_230_kV | PGE | TRUE | 0 | 0 | 0 | 0 | 0 | 0 | 0 | 0 | 0 | 0 | 0 | 0 | 0 | 0 | 0 | 0 | 0 | 0 | 0 |  | 0 | 0 | 0 | 0 | 0 | 0 | 0 | 0 | 0 | 0 | 0 | 0 | 0 | 0 | 0 | 0 | 0 | 0 | 0 | 0 |  | 0 | 0
PG&E NGBA | Cortina | 115 | Cortina_115_kV | PGE | TRUE | 161 | 0 | 0 | 0 | 0 | 0 | 0 | 0 | 0 | 0 | 0 | 0 | 0 | 0 | 0 | 0 | 0 | 0 | 0 |  | 0 | 161 | 0 | 0 | 0 | 0 | 0 | 0 | 0 | 0 | 0 | 0 | 0 | 0 | 0 | 0 | 0 | 0 | 0 | 0 |  | 0 | 161
PG&E GBA | Cottle | 230 | Cottle_230_kV | PGE | TRUE | 54 | 0 | 0 | 0 | 0 | 0 | 0 | 0 | 0 | 0 | 0 | 0 | 0 | 0 | 0 | 0 | 0 | 0 | 0 |  | 0 | 54 | 0 | 0 | 0 | 0 | 0 | 0 | 0 | 0 | 0 | 0 | 0 | 0 | 0 | 0 | 0 | 0 | 0 | 0 |  | 0 | 54
PG&E NGBA | Cottonwood | 115 | Cottonwood_115_kV | PGE | TRUE | 0 | 0 | 0 | 0 | 0 | 0 | 0 | 0 | 0 | 0 | 0 | 0 | 0 | 0 | 0 | 0 | 0 | 0 | 0 |  | 0 | 0 | 0 | 0 | 0 | 0 | 0 | 0 | 0 | 0 | 0 | 0 | 0 | 0 | 0 | 0 | 0 | 0 | 0 | 0 |  | 0 | 0
PG&E NGBA | Cottonwood | 230 | Cottonwood_230_kV | PGE | TRUE | 0 | 0 | 0 | 0 | 0 | 0 | 0 | 0 | 0 | 0 | 0 | 0 | 0 | 0 | 0 | 0 | 0 | 0 | 0 |  | 0 | 0 | 0 | 0 | 0 | 0 | 0 | 0 | 0 | 0 | 0 | 0 | 0 | 0 | 0 | 0 | 0 | 0 | 0 | 0 |  | 0 | 0
PG&E NGBA | Cottonwood | 60 | Cottonwood_60_kV | PGE | TRUE | 0 | 0 | 0 | 0 | 0 | 0 | 0 | 0 | 0 | 0 | 0 | 0 | 0 | 0 | 0 | 0 | 0 | 0 | 0 |  | 0 | 0 | 0 | 0 | 0 | 0 | 0 | 0 | 0 | 0 | 0 | 0 | 0 | 0 | 0 | 0 | 0 | 0 | 0 | 0 |  | 0 | 0
PG&E NGBA | Cove Road | 230 | Cove Road_230_kV | PGE | TRUE | 0 | 0 | 0 | 0 | 0 | 0 | 0 | 0 | 0 | 0 | 0 | 0 | 0 | 0 | 0 | 0 | 0 | 0 | 0 |  | 0 | 0 | 0 | 0 | 0 | 0 | 0 | 0 | 0 | 0 | 0 | 0 | 0 | 0 | 0 | 0 | 0 | 0 | 0 | 0 |  | 0 | 0
PG&E GBA | Coyote | 230 | Coyote_230_kV | PGE | TRUE | 0 | 37 | 0 | 0 | 0 | 0 | 100 | 0 | 0 | 0 | 37 | 0 | 0 | 0 | 0 | 15 | 0 | 0 | 0 |  | 15 | -15 | 37 | 0 | 0 | 0 | 0 | 100 | 0 | 0 | 0 | 37 | 0 | 0 | 0 | 0 | 15 | 0 | 0 | 0 |  | 15 | -15
PG&E GBA | Crazy Horse Canyon | 115 | Crazy Horse Canyon_115_kV | PGE | TRUE | 110 | 0 | 0 | 0 | 0 | 0 | 0 | 0 | 0 | 0 | 0 | 0 | 0 | 0 | 0 | 0 | 0 | 0 | 0 |  | 0 | 110 | 0 | 0 | 0 | 0 | 0 | 0 | 0 | 0 | 0 | 0 | 0 | 0 | 0 | 0 | 0 | 0 | 0 | 0 |  | 0 | 110
SDGE | Creelman | 69 | Creelman_69_kV | SDGE | TRUE | 8 | 0 | 0 | 0 | 0 | 0 | 0 | 7.36 | 0 | 0 | 0 | 0 | 0 | 0 | 0 | 0 | 7.36 | 0 | 0 |  | 7.36 | 0.64 | 0 | 0 | 0 | 0 | 0 | 0 | 7.36 | 0 | 0 | 0 | 0 | 0 | 0 | 0 | 0 | 7.36 | 0 | 0 |  | 7.36 | 0.64
PG&E FRESNO | Crescent | 70 | Crescent_70_kV | PGE | TRUE | 70 | 0 | 0 | 0 | 0 | 0 | 0 | 35 | 0 | 0 | 0 | 0 | 0 | 0 | 0 | 0 | 35 | 0 | 0 |  | 35 | 35 | 0 | 0 | 0 | 0 | 0 | 0 | 35 | 0 | 0 | 0 | 0 | 0 | 0 | 0 | 0 | 35 | 0 | 0 |  | 35 | 35
PG&E FRESNO | Cressey | 115 | Cressey_115_kV | PGE | TRUE | 0 | 0 | 0 | 0 | 0 | 0 | 0 | 0 | 0 | 0 | 0 | 0 | 0 | 0 | 0 | 0 | 0 | 0 | 0 |  | 0 | 0 | 0 | 0 | 0 | 0 | 0 | 0 | 0 | 0 | 0 | 0 | 0 | 0 | 0 | 0 | 0 | 0 | 0 | 0 |  | 0 | 0
PG&E NGBA | Cresta | 230 | Cresta_230_kV | PGE | TRUE | 0 | 0 | 0 | 0 | 0 | 0 | 0 | 0 | 0 | 0 | 0 | 0 | 0 | 0 | 0 | 0 | 0 | 0 | 0 |  | 0 | 0 | 0 | 0 | 0 | 0 | 0 | 0 | 0 | 0 | 0 | 0 | 0 | 0 | 0 | 0 | 0 | 0 | 0 | 0 |  | 0 | 0
SDGE | Crestwood | 69 | Crestwood_69_kV | SDGE | TRUE | 0 | 0 | 0 | 0 | 0 | 0 | 0 | 0 | 0 | 0 | 0 | 0 | 0 | 0 | 0 | 0 | 0 | 0 | 0 |  | 0 | 0 | 0 | 0 | 0 | 0 | 0 | 0 | 0 | 0 | 0 | 0 | 0 | 0 | 0 | 0 | 0 | 0 | 0 | 0 |  | 0 | 0
PG&E GBA | Crow Creek | 60 | Crow Creek_60_kV | PGE | TRUE | 12.6 | 0 | 0 | 0 | 0 | 0 | 0 | 0 | 0 | 0 | 0 | 0 | 0 | 0 | 0 | 0 | 0 | 0 | 0 |  | 0 | 12.6 | 0 | 0 | 0 | 0 | 0 | 0 | 0 | 0 | 0 | 0 | 0 | 0 | 0 | 0 | 0 | 0 | 0 | 0 |  | 0 | 12.6
PG&E GBA | Crows Landing | 60 | Crows Landing_60_kV | PGE | TRUE | 0 | 0 | 0 | 0 | 0 | 0 | 0 | 0 | 0 | 0 | 0 | 0 | 0 | 0 | 0 | 0 | 0 | 0 | 0 |  | 0 | 0 | 0 | 0 | 0 | 0 | 0 | 0 | 0 | 0 | 0 | 0 | 0 | 0 | 0 | 0 | 0 | 0 | 0 | 0 |  | 0 | 0
PG&E GBA | Curtis | 115 | Curtis_115_kV | PGE | TRUE | 0 | 0 | 0 | 0 | 0 | 0 | 0 | 0 | 0 | 0 | 0 | 0 | 0 | 0 | 0 | 0 | 0 | 0 | 0 |  | 0 | 0 | 0 | 0 | 0 | 0 | 0 | 0 | 0 | 0 | 0 | 0 | 0 | 0 | 0 | 0 | 0 | 0 | 0 | 0 |  | 0 | 0
PG&E FRESNO | Dairyland | 115 | Dairyland_115_kV | PGE | TRUE | 0 | 0 | 0 | 0 | 0 | 0 | 0 | 0 | 0 | 0 | 0 | 0 | 0 | 0 | 0 | 0 | 0 | 0 | 0 |  | 0 | 0 | 0 | 0 | 0 | 0 | 0 | 0 | 0 | 0 | 0 | 0 | 0 | 0 | 0 | 0 | 0 | 0 | 0 | 0 |  | 0 | 0
PG&E NGBA | Davis | 115 | Davis_115_kV | PGE | TRUE | 0 | 0 | 0 | 0 | 0 | 0 | 0 | 0 | 0 | 0 | 0 | 0 | 0 | 0 | 0 | 0 | 0 | 0 | 0 |  | 0 | 0 | 0 | 0 | 0 | 0 | 0 | 0 | 0 | 0 | 0 | 0 | 0 | 0 | 0 | 0 | 0 | 0 | 0 | 0 |  | 0 | 0
SCE Metro | Del Amo | 500 | Del Amo_500_kV | SCE | TRUE | 0 | 0 | 0 | 0 | 0 | 0 | 0 | 0 | 912 | 0 | 0 | 0 | 0 | 0 | 0 | 0 | 0 | 912 | 0 |  | 912 | -912 | 0 | 0 | 0 | 0 | 0 | 0 | 0 | 912 | 0 | 0 | 0 | 0 | 0 | 0 | 0 | 0 | 912 | 0 |  | 912 | -912
SCE Metro | Del Amo | 230 | Del Amo_230_kV | SCE | TRUE | 0 | 0 | 0 | 0 | 0 | 0 | 0 | 0 | 800 | 0 | 0 | 0 | 0 | 0 | 0 | 0 | 0 | 800 | 0 |  | 800 | -800 | 0 | 0 | 0 | 0 | 0 | 0 | 0 | 800 | 0 | 0 | 0 | 0 | 0 | 0 | 0 | 0 | 800 | 0 |  | 800 | -800
SCE Eastern | Delaney | 500 | Delaney_500_kV | SCE | TRUE | 2305.0215 | 0 | 0 | 0 | 0 | 0 | 0 | 0 | 340 | 0 | 0 | 0 | 0 | 0 | 0 | 0 | 0 | 340 | 0 |  | 340 | 1965.0215 | 0 | 0 | 0 | 0 | 0 | 0 | 0 | 340 | 0 | 0 | 0 | 0 | 0 | 0 | 0 | 0 | 340 | 0 |  | 340 | 1965.0215
PG&E NGBA | Delevan | 230 | Delevan_230_kV | PGE | TRUE | 0 | 0 | 0 | 0 | 0 | 0 | 0 | 0 | 0 | 0 | 0 | 0 | 0 | 0 | 0 | 0 | 0 | 0 | 0 |  | 0 | 0 | 0 | 0 | 0 | 0 | 0 | 0 | 0 | 0 | 0 | 0 | 0 | 0 | 0 | 0 | 0 | 0 | 0 | 0 |  | 0 | 0
PG&E GBA | Delta PP | 230 | Delta PP_230_kV | PGE | TRUE | 42.125 | 0 | 0 | 0 | 0 | 0 | 0 | 0 | 0 | 0 | 0 | 0 | 0 | 0 | 0 | 0 | 0 | 0 | 0 |  | 0 | 42.125 | 0 | 0 | 0 | 0 | 0 | 0 | 0 | 0 | 0 | 0 | 0 | 0 | 0 | 0 | 0 | 0 | 0 | 0 |  | 0 | 42.125
SCE EOP | Desert View | 230 | Desert View_230_kV | VEA | TRUE | 0 | 0 | 0 | 0 | 0 | 0 | 0 | 0 | 0 | 0 | 0 | 0 | 0 | 0 | 0 | 0 | 0 | 0 | 0 |  | 0 | 0 | 0 | 0 | 0 | 0 | 0 | 0 | 0 | 0 | 0 | 0 | 0 | 0 | 0 | 0 | 0 | 0 | 0 | 0 |  | 0 | 0
SCE Eastern | Devers | 230 | Devers_230_kV | SCE | TRUE | 736.1627 | 0 | 0 | 0 | 0 | 0 | 300 | 200 | 100 | 0 | 0 | 0 | 0 | 0 | 0 | 39 | 200 | 100 | 0 |  | 339 | 397.1627 | 0 | 0 | 0 | 0 | 0 | 300 | 200 | 100 | 0 | 0 | 0 | 0 | 0 | 0 | 39 | 200 | 100 | 0 |  | 339 | 397.1627
SCE Eastern | Devers | 500 | Devers_500_kV | SCE | TRUE | 0 | 0 | 0 | 0 | 0 | 0 | 0 | 0 | 0 | 0 | 0 | 0 | 0 | 0 | 0 | 0 | 0 | 0 | 0 |  | 0 | 0 | 0 | 0 | 0 | 0 | 0 | 0 | 0 | 0 | 0 | 0 | 0 | 0 | 0 | 0 | 0 | 0 | 0 | 0 |  | 0 | 0
PG&E KERN | Diablo Canyon | 230 | Diablo Canyon_230_kV | PGE | TRUE | 0 | 0 | 0 | 0 | 0 | 0 | 0 | 0 | 0 | 0 | 0 | 0 | 0 | 0 | 0 | 0 | 0 | 0 | 0 |  | 0 | 0 | 0 | 0 | 0 | 0 | 0 | 0 | 0 | 0 | 0 | 0 | 0 | 0 | 0 | 0 | 0 | 0 | 0 | 0 |  | 0 | 0
PG&E KERN | Diablo Canyon | 500 | Diablo Canyon_500_kV | PGE | TRUE | 514.47 | 0 | 0 | 0 | 0 | 0 | 0 | 0 | 0 | 0 | 0 | 0 | 0 | 0 | 0 | 0 | 0 | 0 | 0 |  | 0 | 514.47 | 0 | 0 | 0 | 0 | 0 | 0 | 0 | 0 | 0 | 0 | 0 | 0 | 0 | 0 | 0 | 0 | 0 | 0 |  | 0 | 514.47
PG&E KERN | Divide | 115 | Divide_115_kV | PGE | TRUE | 0 | 0 | 0 | 0 | 0 | 0 | 0 | 0 | 0 | 0 | 0 | 0 | 0 | 0 | 0 | 0 | 0 | 0 | 0 |  | 0 | 0 | 0 | 0 | 0 | 0 | 0 | 0 | 0 | 0 | 0 | 0 | 0 | 0 | 0 | 0 | 0 | 0 | 0 | 0 |  | 0 | 0
PG&E GBA | Dixon Landing | 115 | Dixon Landing_115_kV | PGE | TRUE | 0 | 23 | 0 | 0 | 0 | 0 | 0 | 0 | 0 | 0 | 23 | 0 | 0 | 0 | 0 | 0 | 0 | 0 | 0 |  | 0 | 0 | 23 | 0 | 0 | 0 | 0 | 0 | 0 | 0 | 0 | 23 | 0 | 0 | 0 | 0 | 0 | 0 | 0 | 0 |  | 0 | 0
PG&E FRESNO | Dos Amigos | 230 | Dos Amigos_230_kV | PGE | TRUE | 0 | 10 | 0 | 0 | 0 | 0 | 0 | 0 | 758 | 0 | 10 | 0 | 0 | 0 | 0 | 0 | 0 | 758 | 0 |  | 758 | -758 | 10 | 0 | 0 | 0 | 0 | 632 | 0 | 758 | 0 | 10 | 0 | 0 | 0 | 0 | 94.8 | 0 | 758 | 0 |  | 852.8 | -852.8
PG&E NGBA | Drum | 115 | Drum_115_kV | PGE | TRUE | 0 | 0 | 0 | 0 | 0 | 0 | 0 | 0 | 0 | 0 | 0 | 0 | 0 | 0 | 0 | 0 | 0 | 0 | 0 |  | 0 | 0 | 0 | 0 | 0 | 0 | 0 | 0 | 0 | 0 | 0 | 0 | 0 | 0 | 0 | 0 | 0 | 0 | 0 | 0 |  | 0 | 0
PG&E GBA | Dumbarton | 115 | Dumbarton_115_kV | PGE | TRUE | 0 | 0 | 0 | 0 | 0 | 0 | 0 | 0 | 0 | 0 | 0 | 0 | 0 | 0 | 0 | 0 | 0 | 0 | 0 |  | 0 | 0 | 0 | 0 | 0 | 0 | 0 | 0 | 0 | 0 | 0 | 0 | 0 | 0 | 0 | 0 | 0 | 0 | 0 | 0 |  | 0 | 0
SCE NOL | Dunn Siding | 115 | Dunn Siding_115_kV | SCE | TRUE | 0 | 0 | 0 | 0 | 0 | 0 | 0 | 0 | 0 | 0 | 0 | 0 | 0 | 0 | 0 | 0 | 0 | 0 | 0 |  | 0 | 0 | 0 | 0 | 0 | 0 | 0 | 0 | 0 | 0 | 0 | 0 | 0 | 0 | 0 | 0 | 0 | 0 | 0 | 0 |  | 0 | 0
SCE Eastern | Eagle Mountain | 230 | Eagle Mountain_230_kV | SCE | TRUE | 0 | 0 | 0 | 0 | 0 | 0 | 0 | 0 | 0 | 0 | 0 | 0 | 0 | 0 | 0 | 0 | 0 | 0 | 0 |  | 0 | 0 | 0 | 0 | 0 | 0 | 0 | 0 | 0 | 0 | 0 | 0 | 0 | 0 | 0 | 0 | 0 | 0 | 0 | 0 |  | 0 | 0
PG&E NGBA | Eagle Rock (PGE) | 60 | Eagle Rock (PGE)_60_kV | PGE | TRUE | 0 | 0 | 0 | 0 | 0 | 0 | 0 | 0 | 0 | 0 | 0 | 0 | 0 | 0 | 0 | 0 | 0 | 0 | 0 |  | 0 | 0 | 0 | 0 | 0 | 0 | 0 | 0 | 0 | 0 | 0 | 0 | 0 | 0 | 0 | 0 | 0 | 0 | 0 | 0 |  | 0 | 0
PG&E NGBA | Eagle Rock (PGE) | 115 | Eagle Rock (PGE)_115_kV | PGE | TRUE | 0 | 7 | 0 | 0 | 0 | 0 | 0 | 0 | 0 | 0 | 7 | 0 | 0 | 0 | 0 | 0 | 0 | 0 | 0 |  | 0 | 0 | 7 | 0 | 0 | 0 | 0 | 0 | 0 | 0 | 0 | 7 | 0 | 0 | 0 | 0 | 0 | 0 | 0 | 0 |  | 0 | 0
SCE Metro | Eagle Rock (SCE) | 230 | Eagle Rock (SCE)_230_kV | SCE | TRUE | 0 | 0 | 0 | 0 | 0 | 0 | 0 | 0 | 590 | 0 | 0 | 0 | 0 | 0 | 0 | 0 | 0 | 590 | 0 |  | 590 | -590 | 0 | 0 | 0 | 0 | 0 | 0 | 0 | 590 | 0 | 0 | 0 | 0 | 0 | 0 | 0 | 0 | 590 | 0 |  | 590 | -590
PG&E NGBA | East Marysville | 115 | East Marysville_115_kV | PGE | TRUE | 0 | 0 | 0 | 0 | 0 | 0 | 0 | 0 | 0 | 0 | 0 | 0 | 0 | 0 | 0 | 0 | 0 | 0 | 0 |  | 0 | 0 | 0 | 0 | 0 | 0 | 0 | 0 | 0 | 0 | 0 | 0 | 0 | 0 | 0 | 0 | 0 | 0 | 0 | 0 |  | 0 | 0
PG&E NGBA | East Nicolaus | 115 | East Nicolaus_115_kV | PGE | TRUE | 0 | 0 | 0 | 0 | 0 | 0 | 0 | 0 | 0 | 0 | 0 | 0 | 0 | 0 | 0 | 0 | 0 | 0 | 0 |  | 0 | 0 | 0 | 0 | 0 | 0 | 0 | 0 | 0 | 0 | 0 | 0 | 0 | 0 | 0 | 0 | 0 | 0 | 0 | 0 |  | 0 | 0
PG&E NGBA | East Nicolaus | 60 | East Nicolaus_60_kV | PGE | TRUE | 0 | 0 | 0 | 0 | 0 | 0 | 0 | 0 | 0 | 0 | 0 | 0 | 0 | 0 | 0 | 0 | 0 | 0 | 0 |  | 0 | 0 | 0 | 0 | 0 | 0 | 0 | 0 | 0 | 0 | 0 | 0 | 0 | 0 | 0 | 0 | 0 | 0 | 0 | 0 |  | 0 | 0
PG&E GBA | Eastshore | 115 | Eastshore_115_kV | PGE | TRUE | 0 | 0 | 0 | 0 | 0 | 0 | 0 | 0 | 0 | 0 | 0 | 0 | 0 | 0 | 0 | 0 | 0 | 0 | 0 |  | 0 | 0 | 0 | 0 | 0 | 0 | 0 | 0 | 0 | 0 | 0 | 0 | 0 | 0 | 0 | 0 | 0 | 0 | 0 | 0 |  | 0 | 0
PG&E GBA | Eastshore | 230 | Eastshore_230_kV | PGE | TRUE | 0 | 0 | 0 | 0 | 0 | 0 | 0 | 0 | 0 | 0 | 0 | 0 | 0 | 0 | 0 | 0 | 0 | 0 | 0 |  | 0 | 0 | 0 | 0 | 0 | 0 | 0 | 0 | 0 | 0 | 0 | 0 | 0 | 0 | 0 | 0 | 0 | 0 | 0 | 0 |  | 0 | 0
SDGE | ECO | 138 | ECO_138_kV | SDGE | TRUE | 0 | 0 | 0 | 0 | 0 | 0 | 0 | 0 | 0 | 0 | 0 | 0 | 0 | 0 | 0 | 0 | 0 | 0 | 0 |  | 0 | 0 | 0 | 0 | 0 | 0 | 0 | 0 | 0 | 0 | 0 | 0 | 0 | 0 | 0 | 0 | 0 | 0 | 0 | 0 |  | 0 | 0
SDGE | ECO | 230 | ECO_230_kV | SDGE | TRUE | 105 | 0 | 0 | 0 | 0 | 0 | 0 | 0 | 0 | 0 | 0 | 0 | 0 | 0 | 0 | 0 | 0 | 0 | 0 |  | 0 | 105 | 0 | 0 | 0 | 0 | 0 | 0 | 0 | 0 | 0 | 0 | 0 | 0 | 0 | 0 | 0 | 0 | 0 | 0 |  | 0 | 105
SDGE | ECO | 500 | ECO_500_kV | SDGE | TRUE | 0 | 0 | 0 | 0 | 0 | 0 | 0 | 0 | 0 | 0 | 0 | 0 | 0 | 0 | 0 | 0 | 0 | 0 | 0 |  | 0 | 0 | 0 | 0 | 0 | 0 | 0 | 0 | 0 | 0 | 0 | 0 | 0 | 0 | 0 | 0 | 0 | 0 | 0 | 0 |  | 0 | 0
PG&E GBA | Edenvale | 115 | Edenvale_115_kV | PGE | TRUE | 0 | 0 | 0 | 0 | 0 | 0 | 0 | 0 | 0 | 0 | 0 | 0 | 0 | 0 | 0 | 0 | 0 | 0 | 0 |  | 0 | 0 | 0 | 0 | 0 | 0 | 0 | 0 | 0 | 0 | 0 | 0 | 0 | 0 | 0 | 0 | 0 | 0 | 0 | 0 |  | 0 | 0
PG&E GBA | Edes | 115 | Edes_115_kV | PGE | TRUE | 0 | 0 | 0 | 0 | 0 | 0 | 0 | 0 | 0 | 0 | 0 | 0 | 0 | 0 | 0 | 0 | 0 | 0 | 0 |  | 0 | 0 | 0 | 0 | 0 | 0 | 0 | 0 | 0 | 0 | 0 | 0 | 0 | 0 | 0 | 0 | 0 | 0 | 0 | 0 |  | 0 | 0
PG&E GBA | Eight Mile | 230 | Eight Mile_230_kV | PGE | TRUE | 0 | 0 | 0 | 0 | 0 | 0 | 0 | 0 | 0 | 0 | 0 | 0 | 0 | 0 | 0 | 0 | 0 | 0 | 0 |  | 0 | 0 | 0 | 0 | 0 | 0 | 0 | 0 | 0 | 0 | 0 | 0 | 0 | 0 | 0 | 0 | 0 | 0 | 0 | 0 |  | 0 | 0
SDGE | El Cajon | 69 | El Cajon_69_kV | SDGE | TRUE | 100 | 0 | 0 | 0 | 0 | 0 | 0 | 0 | 0 | 0 | 0 | 0 | 0 | 0 | 0 | 0 | 0 | 0 | 0 |  | 0 | 100 | 0 | 0 | 0 | 0 | 0 | 0 | 0 | 0 | 0 | 0 | 0 | 0 | 0 | 0 | 0 | 0 | 0 | 0 |  | 0 | 100
SCE Eastern | El Casco | 230 | El Casco_230_kV | SCE | TRUE | 0 | 0 | 0 | 0 | 0 | 0 | 0 | 0 | 0 | 0 | 0 | 0 | 0 | 0 | 0 | 0 | 0 | 0 | 0 |  | 0 | 0 | 0 | 0 | 0 | 0 | 0 | 0 | 0 | 0 | 0 | 0 | 0 | 0 | 0 | 0 | 0 | 0 | 0 | 0 |  | 0 | 0
PG&E GBA | El Cerrito G | 115 | El Cerrito G_115_kV | PGE | TRUE | 0 | 0 | 0 | 0 | 0 | 0 | 0 | 0 | 0 | 0 | 0 | 0 | 0 | 0 | 0 | 0 | 0 | 0 | 0 |  | 0 | 0 | 0 | 0 | 0 | 0 | 0 | 0 | 0 | 0 | 0 | 0 | 0 | 0 | 0 | 0 | 0 | 0 | 0 | 0 |  | 0 | 0
PG&E NGBA | El Dorado PH | 115 | El Dorado PH_115_kV | PGE | TRUE | 0 | 0 | 0 | 0 | 0 | 0 | 0 | 0 | 0 | 0 | 0 | 0 | 0 | 0 | 0 | 0 | 0 | 0 | 0 |  | 0 | 0 | 0 | 0 | 0 | 0 | 0 | 0 | 0 | 0 | 0 | 0 | 0 | 0 | 0 | 0 | 0 | 0 | 0 | 0 |  | 0 | 0
PG&E FRESNO | El Nido (PGE) | 115 | El Nido (PGE)_115_kV | PGE | TRUE | 0 | 10 | 0 | 0 | 0 | 0 | 0 | 0 | 0 | 0 | 10 | 0 | 0 | 0 | 0 | 0 | 0 | 0 | 0 |  | 0 | 0 | 10 | 0 | 0 | 0 | 0 | 0 | 0 | 0 | 0 | 10 | 0 | 0 | 0 | 0 | 0 | 0 | 0 | 0 |  | 0 | 0
SCE Metro | El Nido (SCE) | 230 | El Nido (SCE)_230_kV | SCE | TRUE | 0 | 0 | 0 | 0 | 0 | 0 | 0 | 0 | 90 | 0 | 0 | 0 | 0 | 0 | 0 | 0 | 0 | 90 | 0 |  | 90 | -90 | 0 | 0 | 0 | 0 | 0 | 0 | 0 | 90 | 0 | 0 | 0 | 0 | 0 | 0 | 0 | 0 | 90 | 0 |  | 90 | -90
PG&E GBA | El Patio | 115 | El Patio_115_kV | PGE | TRUE | 0 | 0 | 0 | 0 | 0 | 0 | 0 | 0 | 0 | 0 | 0 | 0 | 0 | 0 | 0 | 0 | 0 | 0 | 0 |  | 0 | 0 | 0 | 0 | 0 | 0 | 0 | 0 | 0 | 0 | 0 | 0 | 0 | 0 | 0 | 0 | 0 | 0 | 0 | 0 |  | 0 | 0
SCE Metro | El Segundo | 230 | El Segundo_230_kV | SCE | TRUE | 0 | 0 | 0 | 0 | 0 | 0 | 0 | 0 | 0 | 0 | 0 | 0 | 0 | 0 | 0 | 0 | 0 | 0 | 0 |  | 0 | 0 | 0 | 0 | 0 | 0 | 0 | 0 | 0 | 0 | 0 | 0 | 0 | 0 | 0 | 0 | 0 | 0 | 0 | 0 |  | 0 | 0
SCE EOP | Eldorado | 230 | Eldorado_230_kV | VEA | TRUE | 529 | 472 | 0 | 0 | 0 | 0 | 0 | 0 | 0 | 500 | 472 | 0 | 0 | 0 | 0 | 0 | 0 | 0 | 500 |  | 0 | 529 | 472 | 0 | 0 | 0 | 0 | 0 | 0 | 0 | 500 | 472 | 0 | 0 | 0 | 0 | 0 | 0 | 0 | 500 |  | 0 | 529
SCE EOP | Eldorado | 500 | Eldorado_500_kV | VEA | TRUE | 0 | 741 | 0 | 0 | 1500 | 0 | 0 | 0 | 0 | 0 | 741 | 0 | 0 | 1005 | 0 | 0 | 0 | 0 | 0 |  | 0 | 0 | 741 | 0 | 0 | 1500 | 0 | 0 | 0 | 0 | 0 | 741 | 0 | 0 | 1005 | 0 | 0 | 0 | 0 | 0 |  | 0 | 0
SCE Northern | Elizabeth Lake | 66 | Elizabeth Lake_66_kV | SCE | TRUE | 0 | 0 | 0 | 0 | 0 | 0 | 0 | 0 | 0 | 0 | 0 | 0 | 0 | 0 | 0 | 0 | 0 | 0 | 0 |  | 0 | 0 | 0 | 0 | 0 | 0 | 0 | 0 | 0 | 0 | 0 | 0 | 0 | 0 | 0 | 0 | 0 | 0 | 0 | 0 |  | 0 | 0
PG&E KERN | Elk Hills | 230 | Elk Hills_230_kV | PGE | TRUE | 0 | 0 | 0 | 0 | 0 | 0 | 0 | 0 | 0 | 0 | 0 | 0 | 0 | 0 | 0 | 0 | 0 | 0 | 0 |  | 0 | 0 | 0 | 0 | 0 | 0 | 0 | 0 | 0 | 0 | 0 | 0 | 0 | 0 | 0 | 0 | 0 | 0 | 0 | 0 |  | 0 | 0
SDGE | Elliot | 69 | Elliot_69_kV | SDGE | TRUE | 0 | 0 | 0 | 0 | 0 | 0 | 0 | 0 | 0 | 0 | 0 | 0 | 0 | 0 | 0 | 0 | 0 | 0 | 0 |  | 0 | 0 | 0 | 0 | 0 | 0 | 0 | 0 | 0 | 0 | 0 | 0 | 0 | 0 | 0 | 0 | 0 | 0 | 0 | 0 |  | 0 | 0
SCE Metro | Ellis | 230 | Ellis_230_kV | SCE | TRUE | 0 | 0 | 0 | 0 | 0 | 0 | 0 | 0 | 0 | 0 | 0 | 0 | 0 | 0 | 0 | 0 | 0 | 0 | 0 |  | 0 | 0 | 0 | 0 | 0 | 0 | 0 | 0 | 0 | 0 | 0 | 0 | 0 | 0 | 0 | 0 | 0 | 0 | 0 | 0 |  | 0 | 0
SDGE | Encina | 138 | Encina_138_kV | SDGE | TRUE | 0 | 0 | 0 | 0 | 0 | 0 | 0 | 0 | 0 | 0 | 0 | 0 | 0 | 0 | 0 | 0 | 0 | 0 | 0 |  | 0 | 0 | 0 | 0 | 0 | 0 | 0 | 0 | 0 | 0 | 0 | 0 | 0 | 0 | 0 | 0 | 0 | 0 | 0 | 0 |  | 0 | 0
SDGE | Encina | 230 | Encina_230_kV | SDGE | TRUE | 0 | 0 | 0 | 0 | 0 | 0 | 0 | 0 | 0 | 0 | 0 | 0 | 0 | 0 | 0 | 0 | 0 | 0 | 0 |  | 0 | 0 | 0 | 0 | 0 | 0 | 0 | 0 | 0 | 0 | 0 | 0 | 0 | 0 | 0 | 0 | 0 | 0 | 0 | 0 |  | 0 | 0
SDGE | Escondido | 230 | Escondido_230_kV | SDGE | TRUE | 320 | 0 | 0 | 0 | 0 | 0 | 0 | 0 | 0 | 0 | 0 | 0 | 0 | 0 | 0 | 0 | 0 | 0 | 0 |  | 0 | 320 | 0 | 0 | 0 | 0 | 0 | 0 | 0 | 0 | 0 | 0 | 0 | 0 | 0 | 0 | 0 | 0 | 0 | 0 |  | 0 | 320
SDGE | Escondido | 69 | Escondido_69_kV | SDGE | TRUE | 21.9115 | 0 | 0 | 0 | 0 | 0 | 0 | 13 | 0 | 0 | 0 | 0 | 0 | 0 | 0 | 0 | 13 | 0 | 0 |  | 13 | 8.9115 | 0 | 0 | 0 | 0 | 0 | 0 | 13 | 0 | 0 | 0 | 0 | 0 | 0 | 0 | 0 | 13 | 0 | 0 |  | 13 | 8.9115
PG&E KERN | Estrella | 230 | Estrella_230_kV | PGE | TRUE | 0 | 0 | 0 | 0 | 0 | 0 | 0 | 0 | 0 | 0 | 0 | 0 | 0 | 0 | 0 | 0 | 0 | 0 | 0 |  | 0 | 0 | 0 | 0 | 0 | 0 | 0 | 0 | 0 | 0 | 0 | 0 | 0 | 0 | 0 | 0 | 0 | 0 | 0 | 0 |  | 0 | 0
SCE Eastern | Etiwanda | 230 | Etiwanda_230_kV | SCE | TRUE | 615 | 0 | 0 | 0 | 0 | 0 | 0 | 70 | 0 | 0 | 0 | 0 | 0 | 0 | 0 | 0 | 70 | 0 | 0 |  | 70 | 545 | 0 | 0 | 0 | 0 | 0 | 0 | 70 | 0 | 0 | 0 | 0 | 0 | 0 | 0 | 0 | 70 | 0 | 0 |  | 70 | 545
PG&E GBA | Evergreen | 115 | Evergreen_115_kV | PGE | TRUE | 0 | 0 | 0 | 0 | 0 | 0 | 0 | 0 | 0 | 0 | 0 | 0 | 0 | 0 | 0 | 0 | 0 | 0 | 0 |  | 0 | 0 | 0 | 0 | 0 | 0 | 0 | 0 | 0 | 0 | 0 | 0 | 0 | 0 | 0 | 0 | 0 | 0 | 0 | 0 |  | 0 | 0
PG&E GBA | Evergreen | 60 | Evergreen_60_kV | PGE | TRUE | 0 | 0 | 0 | 0 | 0 | 0 | 0 | 0 | 0 | 0 | 0 | 0 | 0 | 0 | 0 | 0 | 0 | 0 | 0 |  | 0 | 0 | 0 | 0 | 0 | 0 | 0 | 0 | 0 | 0 | 0 | 0 | 0 | 0 | 0 | 0 | 0 | 0 | 0 | 0 |  | 0 | 0
PG&E FRESNO | Excelsior | 115 | Excelsior_115_kV | PGE | TRUE | 97.5 | 0 | 0 | 0 | 0 | 0 | 0 | 0 | 0 | 0 | 0 | 0 | 0 | 0 | 0 | 0 | 0 | 0 | 0 |  | 0 | 97.5 | 0 | 0 | 0 | 0 | 0 | 0 | 0 | 0 | 0 | 0 | 0 | 0 | 0 | 0 | 0 | 0 | 0 | 0 |  | 0 | 97.5
PG&E FRESNO | Exchequer | 115 | Exchequer_115_kV | PGE | TRUE | 0 | 0 | 0 | 0 | 0 | 0 | 0 | 0 | 0 | 0 | 0 | 0 | 0 | 0 | 0 | 0 | 0 | 0 | 0 |  | 0 | 0 | 0 | 0 | 0 | 0 | 0 | 0 | 0 | 0 | 0 | 0 | 0 | 0 | 0 | 0 | 0 | 0 | 0 | 0 |  | 0 | 0
PG&E KERN | Fairway | 115 | Fairway_115_kV | PGE | TRUE | 10 | 0 | 0 | 0 | 0 | 0 | 0 | 0 | 0 | 0 | 0 | 0 | 0 | 0 | 0 | 0 | 0 | 0 | 0 |  | 0 | 10 | 0 | 0 | 0 | 0 | 0 | 0 | 0 | 0 | 0 | 0 | 0 | 0 | 0 | 0 | 0 | 0 | 0 | 0 |  | 0 | 10
PG&E KERN | Famoso | 115 | Famoso_115_kV | PGE | TRUE | 0 | 0 | 0 | 0 | 0 | 0 | 0 | 0 | 0 | 0 | 0 | 0 | 0 | 0 | 0 | 0 | 0 | 0 | 0 |  | 0 | 0 | 0 | 0 | 0 | 0 | 0 | 0 | 0 | 0 | 0 | 0 | 0 | 0 | 0 | 0 | 0 | 0 | 0 | 0 |  | 0 | 0
PG&E NGBA | Fern Road | 500 | Fern Road_500_kV | PGE | TRUE | 0 | 0 | 0 | 0 | 0 | 0 | 0 | 0 | 0 | 0 | 0 | 0 | 0 | 0 | 0 | 0 | 0 | 0 | 0 |  | 0 | 0 | 0 | 0 | 0 | 0 | 0 | 0 | 0 | 0 | 0 | 0 | 0 | 0 | 0 | 0 | 0 | 0 | 0 | 0 |  | 0 | 0
PG&E GBA | Fibreboard (SPI Sonora) | 115 | Fibreboard (SPI Sonora)_115_kV | PGE | TRUE | 0 | 0 | 0 | 0 | 0 | 0 | 0 | 0 | 0 | 0 | 0 | 0 | 0 | 0 | 0 | 0 | 0 | 0 | 0 |  | 0 | 0 | 0 | 0 | 0 | 0 | 0 | 0 | 0 | 0 | 0 | 0 | 0 | 0 | 0 | 0 | 0 | 0 | 0 | 0 |  | 0 | 0
PG&E FRESNO | Figarden | 230 | Figarden_230_kV | PGE | TRUE | 0 | 0 | 0 | 0 | 0 | 0 | 0 | 0 | 0 | 0 | 0 | 0 | 0 | 0 | 0 | 0 | 0 | 0 | 0 |  | 0 | 0 | 0 | 0 | 0 | 0 | 0 | 0 | 0 | 0 | 0 | 0 | 0 | 0 | 0 | 0 | 0 | 0 | 0 | 0 |  | 0 | 0
PG&E FRESNO | Fink | 230 | Fink_230_kV | PGE | TRUE | 107.9564 | 70 | 0 | 0 | 0 | 0 | 0 | 0 | 900 | 0 | 70 | 0 | 0 | 0 | 0 | 0 | 0 | 900 | 0 |  | 900 | -792.0436 | 70 | 0 | 0 | 0 | 0 | 534 | 0 | 900 | 0 | 70 | 0 | 0 | 0 | 0 | 80.1 | 0 | 900 | 0 |  | 980.1 | -872.1436
PG&E NGBA | Fitch Mountain | 60 | Fitch Mountain_60_kV | PGE | TRUE | 0 | 0 | 0 | 0 | 0 | 0 | 0 | 0 | 0 | 0 | 0 | 0 | 0 | 0 | 0 | 0 | 0 | 0 | 0 |  | 0 | 0 | 0 | 0 | 0 | 0 | 0 | 0 | 0 | 0 | 0 | 0 | 0 | 0 | 0 | 0 | 0 | 0 | 0 | 0 |  | 0 | 0
PG&E GBA | FMC | 115 | FMC_115_kV | PGE | TRUE | 0 | 0 | 0 | 0 | 0 | 0 | 0 | 0 | 0 | 0 | 0 | 0 | 0 | 0 | 0 | 0 | 0 | 0 | 0 |  | 0 | 0 | 0 | 0 | 0 | 0 | 0 | 0 | 0 | 0 | 0 | 0 | 0 | 0 | 0 | 0 | 0 | 0 | 0 | 0 |  | 0 | 0
PG&E GBA | Fremont | 115 | Fremont_115_kV | PGE | TRUE | 0 | 0 | 0 | 0 | 0 | 0 | 0 | 0 | 0 | 0 | 0 | 0 | 0 | 0 | 0 | 0 | 0 | 0 | 0 |  | 0 | 0 | 0 | 0 | 0 | 0 | 0 | 0 | 0 | 0 | 0 | 0 | 0 | 0 | 0 | 0 | 0 | 0 | 0 | 0 |  | 0 | 0
PG&E GBA | French Camp | 60 | French Camp_60_kV | PGE | TRUE | 0 | 0 | 0 | 0 | 0 | 0 | 0 | 0 | 0 | 0 | 0 | 0 | 0 | 0 | 0 | 0 | 0 | 0 | 0 |  | 0 | 0 | 0 | 0 | 0 | 0 | 0 | 0 | 0 | 0 | 0 | 0 | 0 | 0 | 0 | 0 | 0 | 0 | 0 | 0 |  | 0 | 0
PG&E GBA | Frogtown | 115 | Frogtown_115_kV | PGE | TRUE | 0 | 0 | 0 | 0 | 0 | 0 | 0 | 0 | 0 | 0 | 0 | 0 | 0 | 0 | 0 | 0 | 0 | 0 | 0 |  | 0 | 0 | 0 | 0 | 0 | 0 | 0 | 0 | 0 | 0 | 0 | 0 | 0 | 0 | 0 | 0 | 0 | 0 | 0 | 0 |  | 0 | 0
PG&E NGBA | Fulton | 115 | Fulton_115_kV | PGE | TRUE | 0 | 0 | 0 | 0 | 0 | 0 | 0 | 0 | 0 | 0 | 0 | 0 | 0 | 0 | 0 | 0 | 0 | 0 | 0 |  | 0 | 0 | 0 | 0 | 0 | 0 | 0 | 0 | 0 | 0 | 0 | 0 | 0 | 0 | 0 | 0 | 0 | 0 | 0 | 0 |  | 0 | 0
PG&E NGBA | Fulton | 230 | Fulton_230_kV | PGE | TRUE | 25 | 0 | 0 | 0 | 0 | 0 | 0 | 0 | 0 | 0 | 0 | 0 | 0 | 0 | 0 | 0 | 0 | 0 | 0 |  | 0 | 25 | 0 | 0 | 0 | 0 | 0 | 0 | 0 | 0 | 0 | 0 | 0 | 0 | 0 | 0 | 0 | 0 | 0 | 0 |  | 0 | 25
PG&E NGBA | Fulton | 60 | Fulton_60_kV | PGE | TRUE | 0 | 0 | 0 | 0 | 0 | 0 | 0 | 0 | 0 | 0 | 0 | 0 | 0 | 0 | 0 | 0 | 0 | 0 | 0 |  | 0 | 0 | 0 | 0 | 0 | 0 | 0 | 0 | 0 | 0 | 0 | 0 | 0 | 0 | 0 | 0 | 0 | 0 | 0 | 0 |  | 0 | 0
PG&E KERN | Ganso | 115 | Ganso_115_kV | PGE | TRUE | 0 | 0 | 0 | 0 | 0 | 0 | 0 | 0 | 0 | 0 | 0 | 0 | 0 | 0 | 0 | 0 | 0 | 0 | 0 |  | 0 | 0 | 0 | 0 | 0 | 0 | 0 | 0 | 0 | 0 | 0 | 0 | 0 | 0 | 0 | 0 | 0 | 0 | 0 | 0 |  | 0 | 0
PG&E FRESNO | Gates | 230 | Gates_230_kV | PGE | TRUE | 1099.562 | 0 | 0 | 0 | 0 | 0 | 166 | 0 | 0 | 0 | 0 | 0 | 0 | 0 | 0 | 24.9 | 0 | 0 | 0 |  | 24.9 | 1074.662 | 0 | 0 | 0 | 0 | 0 | 166 | 0 | 0 | 0 | 0 | 0 | 0 | 0 | 0 | 24.9 | 0 | 0 | 0 |  | 24.9 | 1074.662
PG&E FRESNO | Gates | 500 | Gates_500_kV | PGE | TRUE | 800.11 | 0 | 0 | 0 | 0 | 0 | 0 | 190 | 35 | 0 | 0 | 0 | 0 | 0 | 0 | 0 | 190 | 35 | 0 |  | 225 | 575.11 | 0 | 0 | 0 | 0 | 0 | 0 | 190 | 35 | 0 | 0 | 0 | 0 | 0 | 0 | 0 | 190 | 35 | 0 |  | 225 | 575.11
PG&E NGBA | Geysers 12 | 230 | Geysers 12_230_kV | PGE | TRUE | 13 | 0 | 0 | 0 | 0 | 0 | 0 | 0 | 0 | 0 | 0 | 0 | 0 | 0 | 0 | 0 | 0 | 0 | 0 |  | 0 | 13 | 0 | 0 | 0 | 0 | 0 | 0 | 0 | 0 | 0 | 0 | 0 | 0 | 0 | 0 | 0 | 0 | 0 | 0 |  | 0 | 13
PG&E NGBA | Geysers 17 | 230 | Geysers 17_230_kV | PGE | TRUE | 0 | 0 | 0 | 0 | 0 | 0 | 0 | 0 | 0 | 0 | 0 | 0 | 0 | 0 | 0 | 0 | 0 | 0 | 0 |  | 0 | 0 | 0 | 0 | 0 | 0 | 0 | 0 | 0 | 0 | 0 | 0 | 0 | 0 | 0 | 0 | 0 | 0 | 0 | 0 |  | 0 | 0
PG&E NGBA | Geysers 3 | 115 | Geysers 3_115_kV | PGE | TRUE | 0 | 0 | 0 | 0 | 0 | 0 | 0 | 0 | 0 | 0 | 0 | 0 | 0 | 0 | 0 | 0 | 0 | 0 | 0 |  | 0 | 0 | 0 | 0 | 0 | 0 | 0 | 0 | 0 | 0 | 0 | 0 | 0 | 0 | 0 | 0 | 0 | 0 | 0 | 0 |  | 0 | 0
PG&E NGBA | Glenn | 230 | Glenn_230_kV | PGE | TRUE | 0 | 0 | 0 | 0 | 0 | 0 | 0 | 0 | 0 | 0 | 0 | 0 | 0 | 0 | 0 | 0 | 0 | 0 | 0 |  | 0 | 0 | 0 | 0 | 0 | 0 | 0 | 0 | 0 | 0 | 0 | 0 | 0 | 0 | 0 | 0 | 0 | 0 | 0 | 0 |  | 0 | 0
PG&E NGBA | Glenn | 60 | Glenn_60_kV | PGE | TRUE | 0 | 0 | 0 | 0 | 0 | 0 | 0 | 0 | 0 | 0 | 0 | 0 | 0 | 0 | 0 | 0 | 0 | 0 | 0 |  | 0 | 0 | 0 | 0 | 0 | 0 | 0 | 0 | 0 | 0 | 0 | 0 | 0 | 0 | 0 | 0 | 0 | 0 | 0 | 0 |  | 0 | 0
PG&E NGBA | Gold Hill | 115 | Gold Hill_115_kV | PGE | TRUE | 49.9 | 0 | 0 | 0 | 0 | 0 | 0 | 0 | 0 | 0 | 0 | 0 | 0 | 0 | 0 | 0 | 0 | 0 | 0 |  | 0 | 49.9 | 0 | 0 | 0 | 0 | 0 | 0 | 0 | 0 | 0 | 0 | 0 | 0 | 0 | 0 | 0 | 0 | 0 | 0 |  | 0 | 49.9
PG&E NGBA | Gold Hill | 230 | Gold Hill_230_kV | PGE | TRUE | 0 | 0 | 0 | 0 | 0 | 0 | 0 | 0 | 0 | 0 | 0 | 0 | 0 | 0 | 0 | 0 | 0 | 0 | 0 |  | 0 | 0 | 0 | 0 | 0 | 0 | 0 | 0 | 0 | 0 | 0 | 0 | 0 | 0 | 0 | 0 | 0 | 0 | 0 | 0 |  | 0 | 0
SCE Northern | Goleta | 230 | Goleta_230_kV | SCE | TRUE | 0 | 0 | 0 | 0 | 0 | 0 | 0 | 10 | 0 | 0 | 0 | 0 | 0 | 0 | 0 | 0 | 10 | 0 | 0 |  | 10 | -10 | 0 | 0 | 0 | 0 | 0 | 0 | 10 | 0 | 0 | 0 | 0 | 0 | 0 | 0 | 0 | 10 | 0 | 0 |  | 10 | -10
SCE Metro | Goodrich | 230 | Goodrich_230_kV | SCE | TRUE | 0 | 0 | 0 | 0 | 0 | 0 | 0 | 0 | 0 | 0 | 0 | 0 | 0 | 0 | 0 | 0 | 0 | 0 | 0 |  | 0 | 0 | 0 | 0 | 0 | 0 | 0 | 0 | 0 | 0 | 0 | 0 | 0 | 0 | 0 | 0 | 0 | 0 | 0 | 0 |  | 0 | 0
PG&E KERN | Goose Lake | 115 | Goose Lake_115_kV | PGE | TRUE | 0 | 0 | 0 | 0 | 0 | 0 | 0 | 0 | 0 | 0 | 0 | 0 | 0 | 0 | 0 | 0 | 0 | 0 | 0 |  | 0 | 0 | 0 | 0 | 0 | 0 | 0 | 0 | 0 | 0 | 0 | 0 | 0 | 0 | 0 | 0 | 0 | 0 | 0 | 0 |  | 0 | 0
SCE Metro | Gould | 230 | Gould_230_kV | SCE | TRUE | 0 | 0 | 0 | 0 | 0 | 0 | 0 | 0 | 0 | 0 | 0 | 0 | 0 | 0 | 0 | 0 | 0 | 0 | 0 |  | 0 | 0 | 0 | 0 | 0 | 0 | 0 | 0 | 0 | 0 | 0 | 0 | 0 | 0 | 0 | 0 | 0 | 0 | 0 | 0 |  | 0 | 0
PG&E NGBA | Grand Island | 115 | Grand Island_115_kV | PGE | TRUE | 0 | 0 | 0 | 0 | 0 | 0 | 0 | 0 | 0 | 0 | 0 | 0 | 0 | 0 | 0 | 0 | 0 | 0 | 0 |  | 0 | 0 | 0 | 0 | 0 | 0 | 0 | 0 | 0 | 0 | 0 | 0 | 0 | 0 | 0 | 0 | 0 | 0 | 0 | 0 |  | 0 | 0
SDGE | Granite | 69 | Granite_69_kV | SDGE | TRUE | 0 | 0 | 0 | 0 | 0 | 0 | 0 | 2.25 | 0 | 0 | 0 | 0 | 0 | 0 | 0 | 0 | 2.25 | 0 | 0 |  | 2.25 | -2.25 | 0 | 0 | 0 | 0 | 0 | 0 | 2.25 | 0 | 0 | 0 | 0 | 0 | 0 | 0 | 0 | 2.25 | 0 | 0 |  | 2.25 | -2.25
PG&E GBA | Grant | 115 | Grant_115_kV | PGE | TRUE | 0 | 0 | 0 | 0 | 0 | 0 | 0 | 0 | 0 | 0 | 0 | 0 | 0 | 0 | 0 | 0 | 0 | 0 | 0 |  | 0 | 0 | 0 | 0 | 0 | 0 | 0 | 0 | 0 | 0 | 0 | 0 | 0 | 0 | 0 | 0 | 0 | 0 | 0 | 0 |  | 0 | 0
PG&E GBA | Green Valley | 115 | Green Valley_115_kV | PGE | TRUE | 200 | 0 | 0 | 0 | 0 | 0 | 0 | 0 | 0 | 0 | 0 | 0 | 0 | 0 | 0 | 0 | 0 | 0 | 0 |  | 0 | 200 | 0 | 0 | 0 | 0 | 0 | 0 | 0 | 0 | 0 | 0 | 0 | 0 | 0 | 0 | 0 | 0 | 0 | 0 |  | 0 | 200
PG&E NGBA | Greenleaf 1 | 115 | Greenleaf 1_115_kV | PGE | TRUE | 0 | 0 | 0 | 0 | 0 | 0 | 0 | 0 | 0 | 0 | 0 | 0 | 0 | 0 | 0 | 0 | 0 | 0 | 0 |  | 0 | 0 | 0 | 0 | 0 | 0 | 0 | 0 | 0 | 0 | 0 | 0 | 0 | 0 | 0 | 0 | 0 | 0 | 0 | 0 |  | 0 | 0
PG&E FRESNO | Gregg | 230 | Gregg_230_kV | PGE | TRUE | 0 | 0 | 0 | 0 | 0 | 0 | 0 | 0 | 0 | 140 | 0 | 0 | 0 | 0 | 0 | 0 | 0 | 0 | 140 |  | 0 | 0 | 0 | 0 | 0 | 0 | 0 | 0 | 0 | 0 | 140 | 0 | 0 | 0 | 0 | 0 | 0 | 0 | 0 | 140 |  | 0 | 0
PG&E FRESNO | Grimmway-Malaga | 115 | Grimmway-Malaga_115_kV | PGE | TRUE | 0 | 0 | 0 | 0 | 0 | 0 | 0 | 0 | 0 | 0 | 0 | 0 | 0 | 0 | 0 | 0 | 0 | 0 | 0 |  | 0 | 0 | 0 | 0 | 0 | 0 | 0 | 0 | 0 | 0 | 0 | 0 | 0 | 0 | 0 | 0 | 0 | 0 | 0 | 0 |  | 0 | 0
PG&E NGBA | Grizzly | 230 | Grizzly_230_kV | PGE | TRUE | 0 | 0 | 0 | 0 | 0 | 0 | 0 | 0 | 0 | 0 | 0 | 0 | 0 | 0 | 0 | 0 | 0 | 0 | 0 |  | 0 | 0 | 0 | 0 | 0 | 0 | 0 | 0 | 0 | 0 | 0 | 0 | 0 | 0 | 0 | 0 | 0 | 0 | 0 | 0 |  | 0 | 0
PG&E FRESNO | Guernsey | 70 | Guernsey_70_kV | PGE | TRUE | 0 | 0 | 0 | 0 | 0 | 0 | 0 | 0 | 0 | 0 | 0 | 0 | 0 | 0 | 0 | 0 | 0 | 0 | 0 |  | 0 | 0 | 0 | 0 | 0 | 0 | 0 | 0 | 0 | 0 | 0 | 0 | 0 | 0 | 0 | 0 | 0 | 0 | 0 | 0 |  | 0 | 0
PG&E FRESNO | GWF Hanford | 115 | GWF Hanford_115_kV | PGE | TRUE | 0 | 0 | 0 | 0 | 0 | 0 | 0 | 131.4 | 0 | 0 | 0 | 0 | 0 | 0 | 0 | 0 | 131.4 | 0 | 0 |  | 131.4 | -131.4 | 0 | 0 | 0 | 0 | 0 | 0 | 131.4 | 0 | 0 | 0 | 0 | 0 | 0 | 0 | 0 | 131.4 | 0 | 0 |  | 131.4 | -131.4
PG&E FRESNO | Haas | 230 | Haas_230_kV | PGE | TRUE | 0 | 0 | 0 | 0 | 0 | 0 | 0 | 0 | 0 | 0 | 0 | 0 | 0 | 0 | 0 | 0 | 0 | 0 | 0 |  | 0 | 0 | 0 | 0 | 0 | 0 | 0 | 0 | 0 | 0 | 0 | 0 | 0 | 0 | 0 | 0 | 0 | 0 | 0 | 0 |  | 0 | 0
PG&E FRESNO | Hammonds | 115 | Hammonds_115_kV | PGE | TRUE | 0 | 0 | 0 | 0 | 0 | 0 | 100 | 0 | 0 | 0 | 0 | 0 | 0 | 0 | 0 | 15 | 0 | 0 | 0 |  | 15 | -15 | 0 | 0 | 0 | 0 | 0 | 100 | 0 | 0 | 0 | 0 | 0 | 0 | 0 | 0 | 15 | 0 | 0 | 0 |  | 15 | -15
SCE Metro | HarborGen | 230 | HarborGen_230_kV | SCE | TRUE | 0 | 0 | 0 | 0 | 0 | 0 | 0 | 0 | 0 | 0 | 0 | 0 | 0 | 0 | 0 | 0 | 0 | 0 | 0 |  | 0 | 0 | 0 | 0 | 0 | 0 | 0 | 0 | 0 | 0 | 0 | 0 | 0 | 0 | 0 | 0 | 0 | 0 | 0 | 0 |  | 0 | 0
PG&E NGBA | Harris | 60 | Harris_60_kV | PGE | TRUE | 0 | 0 | 0 | 0 | 0 | 0 | 0 | 0 | 0 | 0 | 0 | 0 | 0 | 0 | 0 | 0 | 0 | 0 | 0 |  | 0 | 0 | 0 | 0 | 0 | 0 | 0 | 0 | 0 | 0 | 0 | 0 | 0 | 0 | 0 | 0 | 0 | 0 | 0 | 0 |  | 0 | 0
SCE EOP | Harry Allen | 500 | Harry Allen_500_kV | VEA | TRUE | 0 | 0 | 0 | 0 | 0 | 0 | 0 | 0 | 0 | 0 | 0 | 0 | 0 | 0 | 0 | 0 | 0 | 0 | 0 |  | 0 | 0 | 0 | 0 | 0 | 1100 | 0 | 0 | 0 | 0 | 0 | 0 | 0 | 0 | 737 | 0 | 0 | 0 | 0 | 0 |  | 0 | 0
PG&E NGBA | Hartley | 60 | Hartley_60_kV | PGE | TRUE | 0 | 0 | 0 | 0 | 0 | 0 | 0 | 0 | 0 | 0 | 0 | 0 | 0 | 0 | 0 | 0 | 0 | 0 | 0 |  | 0 | 0 | 0 | 0 | 0 | 0 | 0 | 0 | 0 | 0 | 0 | 0 | 0 | 0 | 0 | 0 | 0 | 0 | 0 | 0 |  | 0 | 0
SCE NOL | Harvard | 115 | Harvard_115_kV | SCE | TRUE | 0 | 0 | 0 | 0 | 0 | 0 | 0 | 0 | 0 | 0 | 0 | 0 | 0 | 0 | 0 | 0 | 0 | 0 | 0 |  | 0 | 0 | 0 | 0 | 0 | 0 | 0 | 0 | 0 | 0 | 0 | 0 | 0 | 0 | 0 | 0 | 0 | 0 | 0 | 0 |  | 0 | 0
SDGE | Hassayampa | 500 | Hassayampa_500_kV | SDGE | TRUE | 13.15 | 0 | 0 | 0 | 0 | 0 | 3634.5 | 85 | 815 | 0 | 0 | 0 | 0 | 0 | 0 | 218.07 | 85 | 815 | 0 |  | 1118.07 | -1104.92 | 0 | 0 | 0 | 0 | 0 | 3634.5 | 85 | 815 | 0 | 0 | 0 | 0 | 0 | 0 | 218.07 | 85 | 815 | 0 |  | 1118.07 | -1104.92
PG&E FRESNO | Helm | 230 | Helm_230_kV | PGE | TRUE | 0 | 0 | 0 | 0 | 0 | 0 | 0 | 0 | 0 | 0 | 0 | 0 | 0 | 0 | 0 | 0 | 0 | 0 | 0 |  | 0 | 0 | 0 | 0 | 0 | 0 | 0 | 749 | 0 | 0 | 0 | 0 | 0 | 0 | 0 | 0 | 112.35 | 0 | 0 | 0 |  | 112.35 | -112.35
PG&E FRESNO | Helm | 70 | Helm_70_kV | PGE | TRUE | 3.3569e-06 | 0 | 0 | 0 | 0 | 0 | 0 | 0 | 0 | 0 | 0 | 0 | 0 | 0 | 0 | 0 | 0 | 0 | 0 |  | 0 | 3.3569e-06 | 0 | 0 | 0 | 0 | 0 | 0 | 0 | 0 | 0 | 0 | 0 | 0 | 0 | 0 | 0 | 0 | 0 | 0 |  | 0 | 3.3569e-06
PG&E FRESNO | Henrietta | 115 | Henrietta_115_kV | PGE | TRUE | 0 | 0 | 0 | 0 | 0 | 0 | 0 | 0 | 20 | 0 | 0 | 0 | 0 | 0 | 0 | 0 | 0 | 20 | 0 |  | 20 | -20 | 0 | 0 | 0 | 0 | 0 | 0 | 0 | 20 | 0 | 0 | 0 | 0 | 0 | 0 | 0 | 0 | 20 | 0 |  | 20 | -20
PG&E FRESNO | Henrietta | 230 | Henrietta_230_kV | PGE | TRUE | 0 | 0 | 0 | 0 | 0 | 0 | 0 | 0 | 314 | 0 | 0 | 0 | 0 | 0 | 0 | 0 | 0 | 314 | 0 |  | 314 | -314 | 0 | 0 | 0 | 0 | 0 | 1186 | 0 | 314 | 0 | 0 | 0 | 0 | 0 | 0 | 177.9 | 0 | 314 | 0 |  | 491.9 | -491.9
PG&E FRESNO | Henrietta | 70 | Henrietta_70_kV | PGE | TRUE | 92.25 | 0 | 0 | 0 | 0 | 0 | 0 | 173.2 | 0 | 0 | 0 | 0 | 0 | 0 | 0 | 0 | 173.2 | 0 | 0 |  | 173.2 | -80.95 | 0 | 0 | 0 | 0 | 0 | 0 | 173.2 | 0 | 0 | 0 | 0 | 0 | 0 | 0 | 0 | 173.2 | 0 | 0 |  | 173.2 | -80.95
PG&E FRESNO | Herndon | 115 | Herndon_115_kV | PGE | TRUE | 0 | 0 | 0 | 0 | 0 | 0 | 0 | 0 | 0 | 0 | 0 | 0 | 0 | 0 | 0 | 0 | 0 | 0 | 0 |  | 0 | 0 | 0 | 0 | 0 | 0 | 0 | 0 | 0 | 0 | 0 | 0 | 0 | 0 | 0 | 0 | 0 | 0 | 0 | 0 |  | 0 | 0
PG&E FRESNO | Herndon | 230 | Herndon_230_kV | PGE | TRUE | 0 | 0 | 0 | 0 | 0 | 0 | 0 | 0 | 0 | 0 | 0 | 0 | 0 | 0 | 0 | 0 | 0 | 0 | 0 |  | 0 | 0 | 0 | 0 | 0 | 0 | 0 | 0 | 0 | 0 | 0 | 0 | 0 | 0 | 0 | 0 | 0 | 0 | 0 | 0 |  | 0 | 0
PG&E GBA | Hicks | 230 | Hicks_230_kV | PGE | TRUE | 0 | 0 | 0 | 0 | 0 | 0 | 0 | 0 | 0 | 0 | 0 | 0 | 0 | 0 | 0 | 0 | 0 | 0 | 0 |  | 0 | 0 | 0 | 0 | 0 | 0 | 0 | 106 | 0 | 0 | 0 | 0 | 0 | 0 | 0 | 0 | 15.9 | 0 | 0 | 0 |  | 15.9 | -15.9
PG&E NGBA | Higgins | 115 | Higgins_115_kV | PGE | TRUE | 0 | 0 | 0 | 0 | 0 | 0 | 0 | 0 | 0 | 0 | 0 | 0 | 0 | 0 | 0 | 0 | 0 | 0 | 0 |  | 0 | 0 | 0 | 0 | 0 | 0 | 0 | 0 | 0 | 0 | 0 | 0 | 0 | 0 | 0 | 0 | 0 | 0 | 0 | 0 |  | 0 | 0
PG&E NGBA | Hilltop | 345 | Hilltop_345_kV | PGE | TRUE | 0 | 909 | 0 | 0 | 0 | 0 | 0 | 0 | 0 | 0 | 909 | 0 | 0 | 0 | 0 | 0 | 0 | 0 | 0 |  | 0 | 0 | 909 | 0 | 0 | 0 | 0 | 0 | 0 | 0 | 0 | 909 | 0 | 0 | 0 | 0 | 0 | 0 | 0 | 0 |  | 0 | 0
SCE Metro | Hinson | 230 | Hinson_230_kV | SCE | TRUE | 200 | 0 | 0 | 0 | 0 | 0 | 0 | 325 | 0 | 0 | 0 | 0 | 0 | 0 | 0 | 0 | 325 | 0 | 0 |  | 325 | -125 | 0 | 0 | 0 | 0 | 0 | 0 | 325 | 0 | 0 | 0 | 0 | 0 | 0 | 0 | 0 | 325 | 0 | 0 |  | 325 | -125
PG&E GBA | Hollister | 115 | Hollister_115_kV | PGE | TRUE | 0 | 164 | 0 | 0 | 0 | 0 | 0 | 0 | 0 | 0 | 164 | 0 | 0 | 0 | 0 | 0 | 0 | 0 | 0 |  | 0 | 0 | 164 | 0 | 0 | 0 | 0 | 0 | 0 | 0 | 0 | 164 | 0 | 0 | 0 | 0 | 0 | 0 | 0 | 0 |  | 0 | 0
PG&E NGBA | Homestake | 115 | Homestake_115_kV | PGE | TRUE | 0 | 0 | 0 | 0 | 0 | 0 | 0 | 0 | 0 | 0 | 0 | 0 | 0 | 0 | 0 | 0 | 0 | 0 | 0 |  | 0 | 0 | 0 | 0 | 0 | 0 | 0 | 0 | 0 | 0 | 0 | 0 | 0 | 0 | 0 | 0 | 0 | 0 | 0 | 0 |  | 0 | 0
PG&E NGBA | Honcut | 115 | Honcut_115_kV | PGE | TRUE | 0 | 0 | 0 | 0 | 0 | 0 | 0 | 0 | 0 | 0 | 0 | 0 | 0 | 0 | 0 | 0 | 0 | 0 | 0 |  | 0 | 0 | 0 | 0 | 0 | 0 | 0 | 0 | 0 | 0 | 0 | 0 | 0 | 0 | 0 | 0 | 0 | 0 | 0 | 0 |  | 0 | 0
SDGE | Hoodoo Wash | 500 | Hoodoo Wash_500_kV | SDGE | TRUE | 531.3 | 0 | 0 | 0 | 0 | 0 | 237.5 | 297.5 | 365 | 0 | 0 | 0 | 0 | 0 | 0 | 14.25 | 297.5 | 365 | 0 |  | 676.75 | -145.45 | 0 | 0 | 0 | 0 | 0 | 540.5 | 297.5 | 365 | 0 | 0 | 0 | 0 | 0 | 0 | 32.43 | 297.5 | 365 | 0 |  | 694.93 | -163.63
PG&E NGBA | Hopland | 115 | Hopland_115_kV | PGE | TRUE | 0 | 0 | 0 | 0 | 0 | 0 | 0 | 0 | 0 | 0 | 0 | 0 | 0 | 0 | 0 | 0 | 0 | 0 | 0 |  | 0 | 0 | 0 | 0 | 0 | 0 | 0 | 0 | 0 | 0 | 0 | 0 | 0 | 0 | 0 | 0 | 0 | 0 | 0 | 0 |  | 0 | 0
PG&E NGBA | Hopland | 60 | Hopland_60_kV | PGE | TRUE | 0 | 0 | 0 | 0 | 0 | 0 | 0 | 0 | 0 | 0 | 0 | 0 | 0 | 0 | 0 | 0 | 0 | 0 | 0 |  | 0 | 0 | 0 | 0 | 0 | 0 | 0 | 0 | 0 | 0 | 0 | 0 | 0 | 0 | 0 | 0 | 0 | 0 | 0 | 0 |  | 0 | 0
PG&E NGBA | Humboldt | 115 | Humboldt_115_kV | PGE | TRUE | 0 | 0 | 0 | 0 | 0 | 0 | 0 | 0 | 0 | 0 | 0 | 0 | 0 | 0 | 0 | 0 | 0 | 0 | 0 |  | 0 | 0 | 0 | 0 | 0 | 0 | 0 | 0 | 0 | 0 | 0 | 0 | 0 | 0 | 0 | 0 | 0 | 0 | 0 | 0 |  | 0 | 0
PG&E NGBA | Humboldt | 60 | Humboldt_60_kV | PGE | TRUE | 0 | 0 | 0 | 0 | 0 | 0 | 0 | 0 | 0 | 0 | 0 | 0 | 0 | 0 | 0 | 0 | 0 | 0 | 0 |  | 0 | 0 | 0 | 0 | 0 | 0 | 0 | 0 | 0 | 0 | 0 | 0 | 0 | 0 | 0 | 0 | 0 | 0 | 0 | 0 |  | 0 | 0
PG&E NGBA | Humboldt | 500 | Humboldt_500_kV | PGE | TRUE | 0 | 0 | 0 | 0 | 0 | 0 | 0 | 0 | 0 | 0 | 0 | 0 | 0 | 0 | 0 | 0 | 0 | 0 | 0 |  | 0 | 0 | 0 | 0 | 100 | 0 | 0 | 0 | 0 | 0 | 0 | 0 | 0 | 50 | 0 | 0 | 0 | 0 | 0 | 0 |  | 50 | -50
SCE Metro | Huntington Beach | 230 | Huntington Beach_230_kV | SCE | TRUE | 0 | 0 | 0 | 0 | 0 | 0 | 0 | 0 | 0 | 0 | 0 | 0 | 0 | 0 | 0 | 0 | 0 | 0 | 0 |  | 0 | 0 | 0 | 0 | 0 | 0 | 0 | 0 | 0 | 0 | 0 | 0 | 0 | 0 | 0 | 0 | 0 | 0 | 0 | 0 |  | 0 | 0
PG&E NGBA | Ignacio | 115 | Ignacio_115_kV | PGE | TRUE | 0 | 0 | 0 | 0 | 0 | 0 | 0 | 0 | 0 | 0 | 0 | 0 | 0 | 0 | 0 | 0 | 0 | 0 | 0 |  | 0 | 0 | 0 | 0 | 0 | 0 | 0 | 0 | 0 | 0 | 0 | 0 | 0 | 0 | 0 | 0 | 0 | 0 | 0 | 0 |  | 0 | 0
PG&E NGBA | Ignacio | 230 | Ignacio_230_kV | PGE | TRUE | 0 | 0 | 0 | 0 | 0 | 0 | 0 | 0 | 0 | 0 | 0 | 0 | 0 | 0 | 0 | 0 | 0 | 0 | 0 |  | 0 | 0 | 0 | 0 | 0 | 0 | 0 | 0 | 0 | 0 | 0 | 0 | 0 | 0 | 0 | 0 | 0 | 0 | 0 | 0 |  | 0 | 0
PG&E NGBA | Ignacio | 60 | Ignacio_60_kV | PGE | TRUE | 0 | 0 | 0 | 0 | 0 | 0 | 0 | 0 | 0 | 0 | 0 | 0 | 0 | 0 | 0 | 0 | 0 | 0 | 0 |  | 0 | 0 | 0 | 0 | 0 | 0 | 0 | 0 | 0 | 0 | 0 | 0 | 0 | 0 | 0 | 0 | 0 | 0 | 0 | 0 |  | 0 | 0
SDGE | Imperial Beach | 69 | Imperial Beach_69_kV | SDGE | TRUE | 0 | 0 | 0 | 0 | 0 | 0 | 0 | 0 | 0 | 0 | 0 | 0 | 0 | 0 | 0 | 0 | 0 | 0 | 0 |  | 0 | 0 | 0 | 0 | 0 | 0 | 0 | 0 | 0 | 0 | 0 | 0 | 0 | 0 | 0 | 0 | 0 | 0 | 0 | 0 |  | 0 | 0
SDGE | Imperial Valley | 230 | Imperial Valley_230_kV | SDGE | TRUE | 250.1696 | 1000 | 0 | 0 | 0 | 0 | 500 | 528 | 0 | 0 | 1000 | 0 | 0 | 0 | 0 | 30 | 528 | 0 | 0 |  | 558 | -307.8304 | 1000 | 0 | 0 | 0 | 0 | 500 | 528 | 0 | 0 | 1000 | 0 | 0 | 0 | 0 | 30 | 528 | 0 | 0 |  | 558 | -307.8304
SDGE | Imperial Valley | 500 | Imperial Valley_500_kV | SDGE | TRUE | 0 | 0 | 0 | 0 | 0 | 0 | 0 | 0 | 0 | 0 | 0 | 0 | 0 | 0 | 0 | 0 | 0 | 0 | 0 |  | 0 | 0 | 0 | 0 | 0 | 0 | 0 | 250 | 0 | 0 | 0 | 0 | 0 | 0 | 0 | 0 | 15 | 0 | 0 | 0 |  | 15 | -15
SCE EOP | Innovation | 138 | Innovation_138_kV | VEA | TRUE | 0 | 0 | 0 | 0 | 0 | 0 | 0 | 0 | 0 | 0 | 0 | 0 | 0 | 0 | 0 | 0 | 0 | 0 | 0 |  | 0 | 0 | 0 | 0 | 0 | 0 | 0 | 0 | 0 | 0 | 0 | 0 | 0 | 0 | 0 | 0 | 0 | 0 | 0 | 0 |  | 0 | 0
SCE EOP | Innovation | 230 | Innovation_230_kV | VEA | TRUE | 571.13 | 0 | 0 | 0 | 0 | 0 | 0 | 0 | 0 | 0 | 0 | 0 | 0 | 0 | 0 | 0 | 0 | 0 | 0 |  | 0 | 571.13 | 0 | 0 | 0 | 0 | 0 | 0 | 0 | 0 | 0 | 0 | 0 | 0 | 0 | 0 | 0 | 0 | 0 | 0 |  | 0 | 571.13
SCE NOL | Inyokern | 115 | Inyokern_115_kV | SCE | TRUE | 0 | 116 | 0 | 0 | 0 | 0 | 0 | 0 | 0 | 0 | 116 | 0 | 0 | 0 | 0 | 0 | 0 | 0 | 0 |  | 0 | 0 | 116 | 0 | 0 | 0 | 0 | 0 | 0 | 0 | 0 | 116 | 0 | 0 | 0 | 0 | 0 | 0 | 0 | 0 |  | 0 | 0
SCE EOP | IS Tap | 138 | IS Tap_138_kV | VEA | TRUE | 0 | 0 | 0 | 0 | 0 | 0 | 0 | 0 | 0 | 0 | 0 | 0 | 0 | 0 | 0 | 0 | 0 | 0 | 0 |  | 0 | 0 | 0 | 0 | 0 | 0 | 0 | 0 | 0 | 0 | 0 | 0 | 0 | 0 | 0 | 0 | 0 | 0 | 0 | 0 |  | 0 | 0
SCE EOP | Ivanpah | 115 | Ivanpah_115_kV | VEA | TRUE | 0 | 0 | 0 | 0 | 0 | 0 | 0 | 0 | 0 | 0 | 0 | 0 | 0 | 0 | 0 | 0 | 0 | 0 | 0 |  | 0 | 0 | 0 | 0 | 0 | 0 | 0 | 0 | 0 | 0 | 0 | 0 | 0 | 0 | 0 | 0 | 0 | 0 | 0 | 0 |  | 0 | 0
SCE EOP | Ivanpah | 230 | Ivanpah_230_kV | VEA | TRUE | 0 | 0 | 0 | 0 | 0 | 0 | 0 | 0 | 0 | 0 | 0 | 0 | 0 | 0 | 0 | 0 | 0 | 0 | 0 |  | 0 | 0 | 0 | 0 | 0 | 0 | 0 | 0 | 0 | 0 | 0 | 0 | 0 | 0 | 0 | 0 | 0 | 0 | 0 | 0 |  | 0 | 0
SCE EOP | Jackass (DOE) | 138 | Jackass (DOE)_138_kV | VEA | TRUE | 0 | 0 | 0 | 0 | 0 | 0 | 0 | 0 | 0 | 0 | 0 | 0 | 0 | 0 | 0 | 0 | 0 | 0 | 0 |  | 0 | 0 | 0 | 0 | 0 | 0 | 0 | 0 | 0 | 0 | 0 | 0 | 0 | 0 | 0 | 0 | 0 | 0 | 0 | 0 |  | 0 | 0
PG&E NGBA | James B Black | 230 | James B Black_230_kV | PGE | TRUE | 0 | 131 | 0 | 0 | 0 | 0 | 0 | 0 | 0 | 0 | 131 | 0 | 0 | 0 | 0 | 0 | 0 | 0 | 0 |  | 0 | 0 | 131 | 0 | 0 | 0 | 0 | 0 | 0 | 0 | 0 | 131 | 0 | 0 | 0 | 0 | 0 | 0 | 0 | 0 |  | 0 | 0
PG&E GBA | Jefferson | 230 | Jefferson_230_kV | PGE | TRUE | 0 | 0 | 0 | 0 | 0 | 0 | 0 | 0 | 0 | 0 | 0 | 0 | 0 | 0 | 0 | 0 | 0 | 0 | 0 |  | 0 | 0 | 0 | 0 | 0 | 0 | 0 | 0 | 0 | 0 | 0 | 0 | 0 | 0 | 0 | 0 | 0 | 0 | 0 | 0 |  | 0 | 0
PG&E NGBA | Jessup | 115 | Jessup_115_kV | PGE | TRUE | 0 | 100 | 0 | 0 | 0 | 0 | 0 | 0 | 0 | 0 | 100 | 0 | 0 | 0 | 0 | 0 | 0 | 0 | 0 |  | 0 | 0 | 100 | 0 | 0 | 0 | 0 | 0 | 0 | 0 | 0 | 100 | 0 | 0 | 0 | 0 | 0 | 0 | 0 | 0 |  | 0 | 0
SCE Metro | Johanna | 230 | Johanna_230_kV | SCE | TRUE | 100 | 0 | 0 | 0 | 0 | 0 | 0 | 0 | 0 | 0 | 0 | 0 | 0 | 0 | 0 | 0 | 0 | 0 | 0 |  | 0 | 100 | 0 | 0 | 0 | 0 | 0 | 0 | 0 | 0 | 0 | 0 | 0 | 0 | 0 | 0 | 0 | 0 | 0 | 0 |  | 0 | 100
SCE Eastern | Julian Hinds | 230 | Julian Hinds_230_kV | SCE | TRUE | 0 | 0 | 0 | 0 | 0 | 0 | 0 | 0 | 0 | 0 | 0 | 0 | 0 | 0 | 0 | 0 | 0 | 0 | 0 |  | 0 | 0 | 0 | 0 | 0 | 0 | 0 | 0 | 0 | 0 | 0 | 0 | 0 | 0 | 0 | 0 | 0 | 0 | 0 | 0 |  | 0 | 0
PG&E GBA | Kasson | 115 | Kasson_115_kV | PGE | TRUE | 0 | 0 | 0 | 0 | 0 | 0 | 0 | 0 | 0 | 0 | 0 | 0 | 0 | 0 | 0 | 0 | 0 | 0 | 0 |  | 0 | 0 | 0 | 0 | 0 | 0 | 0 | 0 | 0 | 0 | 0 | 0 | 0 | 0 | 0 | 0 | 0 | 0 | 0 | 0 |  | 0 | 0
PG&E GBA | Kasson | 60 | Kasson_60_kV | PGE | TRUE | 0 | 0 | 0 | 0 | 0 | 0 | 0 | 0 | 0 | 0 | 0 | 0 | 0 | 0 | 0 | 0 | 0 | 0 | 0 |  | 0 | 0 | 0 | 0 | 0 | 0 | 0 | 0 | 0 | 0 | 0 | 0 | 0 | 0 | 0 | 0 | 0 | 0 | 0 | 0 |  | 0 | 0
PG&E FRESNO | Kearney | 230 | Kearney_230_kV | PGE | TRUE | 0 | 0 | 0 | 0 | 0 | 0 | 0 | 0 | 0 | 0 | 0 | 0 | 0 | 0 | 0 | 0 | 0 | 0 | 0 |  | 0 | 0 | 0 | 0 | 0 | 0 | 0 | 0 | 0 | 0 | 0 | 0 | 0 | 0 | 0 | 0 | 0 | 0 | 0 | 0 |  | 0 | 0
PG&E FRESNO | Kearney | 70 | Kearney_70_kV | PGE | TRUE | 0 | 0 | 0 | 0 | 0 | 0 | 0 | 0 | 0 | 0 | 0 | 0 | 0 | 0 | 0 | 0 | 0 | 0 | 0 |  | 0 | 0 | 0 | 0 | 0 | 0 | 0 | 0 | 0 | 0 | 0 | 0 | 0 | 0 | 0 | 0 | 0 | 0 | 0 | 0 |  | 0 | 0
PG&E GBA | Kelso | 230 | Kelso_230_kV | PGE | TRUE | 90.7 | 0 | 0 | 0 | 0 | 0 | 0 | 90.7 | 0 | 0 | 0 | 0 | 0 | 0 | 0 | 0 | 90.7 | 0 | 0 |  | 90.7 | 0 | 0 | 0 | 0 | 0 | 0 | 0 | 90.7 | 0 | 0 | 0 | 0 | 0 | 0 | 0 | 0 | 90.7 | 0 | 0 |  | 90.7 | 0
PG&E FRESNO | Kerchoff 1 | 115 | Kerchoff 1_115_kV | PGE | TRUE | 0 | 0 | 0 | 0 | 0 | 0 | 0 | 0 | 0 | 0 | 0 | 0 | 0 | 0 | 0 | 0 | 0 | 0 | 0 |  | 0 | 0 | 0 | 0 | 0 | 0 | 0 | 0 | 0 | 0 | 0 | 0 | 0 | 0 | 0 | 0 | 0 | 0 | 0 | 0 |  | 0 | 0
PG&E KERN | Kern Oil | 115 | Kern Oil_115_kV | PGE | TRUE | 0 | 0 | 0 | 0 | 0 | 0 | 0 | 0 | 0 | 0 | 0 | 0 | 0 | 0 | 0 | 0 | 0 | 0 | 0 |  | 0 | 0 | 0 | 0 | 0 | 0 | 0 | 0 | 0 | 0 | 0 | 0 | 0 | 0 | 0 | 0 | 0 | 0 | 0 | 0 |  | 0 | 0
PG&E KERN | Kern PP | 115 | Kern PP_115_kV | PGE | TRUE | 0 | 0 | 0 | 0 | 0 | 0 | 0 | 0 | 0 | 0 | 0 | 0 | 0 | 0 | 0 | 0 | 0 | 0 | 0 |  | 0 | 0 | 0 | 0 | 0 | 0 | 0 | 0 | 0 | 0 | 0 | 0 | 0 | 0 | 0 | 0 | 0 | 0 | 0 | 0 |  | 0 | 0
PG&E KERN | Kern PP | 230 | Kern PP_230_kV | PGE | TRUE | 110 | 0 | 0 | 0 | 0 | 0 | 0 | 0 | 0 | 0 | 0 | 0 | 0 | 0 | 0 | 0 | 0 | 0 | 0 |  | 0 | 110 | 0 | 0 | 0 | 0 | 0 | 0 | 0 | 0 | 0 | 0 | 0 | 0 | 0 | 0 | 0 | 0 | 0 | 0 |  | 0 | 110
PG&E KERN | Kern PP | 70 | Kern PP_70_kV | PGE | TRUE | 0 | 0 | 0 | 0 | 0 | 0 | 0 | 0 | 0 | 0 | 0 | 0 | 0 | 0 | 0 | 0 | 0 | 0 | 0 |  | 0 | 0 | 0 | 0 | 0 | 0 | 0 | 0 | 0 | 0 | 0 | 0 | 0 | 0 | 0 | 0 | 0 | 0 | 0 | 0 |  | 0 | 0
PG&E KERN | Kernridge | 115 | Kernridge_115_kV | PGE | TRUE | 0 | 0 | 0 | 0 | 0 | 0 | 0 | 0 | 0 | 0 | 0 | 0 | 0 | 0 | 0 | 0 | 0 | 0 | 0 |  | 0 | 0 | 0 | 0 | 0 | 0 | 0 | 0 | 0 | 0 | 0 | 0 | 0 | 0 | 0 | 0 | 0 | 0 | 0 | 0 |  | 0 | 0
PG&E FRESNO | Kingsburg | 115 | Kingsburg_115_kV | PGE | TRUE | 0 | 0 | 0 | 0 | 0 | 0 | 0 | 0 | 0 | 0 | 0 | 0 | 0 | 0 | 0 | 0 | 0 | 0 | 0 |  | 0 | 0 | 0 | 0 | 0 | 0 | 0 | 0 | 0 | 0 | 0 | 0 | 0 | 0 | 0 | 0 | 0 | 0 | 0 | 0 |  | 0 | 0
PG&E GBA | Kirker | 115 | Kirker_115_kV | PGE | TRUE | 0 | 0 | 0 | 0 | 0 | 0 | 0 | 0 | 0 | 0 | 0 | 0 | 0 | 0 | 0 | 0 | 0 | 0 | 0 |  | 0 | 0 | 0 | 0 | 0 | 0 | 0 | 0 | 0 | 0 | 0 | 0 | 0 | 0 | 0 | 0 | 0 | 0 | 0 | 0 |  | 0 | 0
PG&E NGBA | Knights Landing | 115 | Knights Landing_115_kV | PGE | TRUE | 0 | 0 | 0 | 0 | 0 | 0 | 0 | 0 | 0 | 0 | 0 | 0 | 0 | 0 | 0 | 0 | 0 | 0 | 0 |  | 0 | 0 | 0 | 0 | 0 | 0 | 0 | 0 | 0 | 0 | 0 | 0 | 0 | 0 | 0 | 0 | 0 | 0 | 0 | 0 |  | 0 | 0
PG&E NGBA | Konocti | 60 | Konocti_60_kV | PGE | TRUE | 0 | 0 | 0 | 0 | 0 | 0 | 0 | 0 | 0 | 0 | 0 | 0 | 0 | 0 | 0 | 0 | 0 | 0 | 0 |  | 0 | 0 | 0 | 0 | 0 | 0 | 0 | 0 | 0 | 0 | 0 | 0 | 0 | 0 | 0 | 0 | 0 | 0 | 0 | 0 |  | 0 | 0
SCE NOL | Kramer | 115 | Kramer_115_kV | SCE | TRUE | 0 | 0 | 0 | 0 | 0 | 0 | 0 | 0 | 6 | 0 | 0 | 0 | 0 | 0 | 0 | 0 | 0 | 6 | 0 |  | 6 | -6 | 0 | 0 | 0 | 0 | 0 | 0 | 0 | 6 | 0 | 0 | 0 | 0 | 0 | 0 | 0 | 0 | 6 | 0 |  | 6 | -6
SCE NOL | Kramer | 230 | Kramer_230_kV | SCE | TRUE | 903.1544 | 0 | 0 | 0 | 0 | 0 | 70 | 225 | 0 | 0 | 0 | 0 | 0 | 0 | 0 | 9.1 | 225 | 0 | 0 |  | 234.1 | 669.0544 | 0 | 0 | 0 | 0 | 0 | 70 | 225 | 0 | 0 | 0 | 0 | 0 | 0 | 0 | 9.1 | 225 | 0 | 0 |  | 234.1 | 669.0544
SCE Metro | La Cienega | 230 | La Cienega_230_kV | SCE | TRUE | 0 | 0 | 0 | 0 | 0 | 0 | 0 | 0 | 0 | 0 | 0 | 0 | 0 | 0 | 0 | 0 | 0 | 0 | 0 |  | 0 | 0 | 0 | 0 | 0 | 0 | 0 | 0 | 0 | 0 | 0 | 0 | 0 | 0 | 0 | 0 | 0 | 0 | 0 | 0 |  | 0 | 0
SCE Metro | La Fresa | 230 | La Fresa_230_kV | SCE | TRUE | 0 | 0 | 0 | 0 | 0 | 0 | 0 | 0 | 0 | 0 | 0 | 0 | 0 | 0 | 0 | 0 | 0 | 0 | 0 |  | 0 | 0 | 0 | 0 | 0 | 0 | 0 | 0 | 0 | 0 | 0 | 0 | 0 | 0 | 0 | 0 | 0 | 0 | 0 | 0 |  | 0 | 0
SCE Metro | Laguna Bell | 230 | Laguna Bell_230_kV | SCE | TRUE | 750 | 0 | 0 | 0 | 0 | 0 | 0 | 250 | 0 | 0 | 0 | 0 | 0 | 0 | 0 | 0 | 250 | 0 | 0 |  | 250 | 500 | 0 | 0 | 0 | 0 | 0 | 0 | 250 | 0 | 0 | 0 | 0 | 0 | 0 | 0 | 0 | 250 | 0 | 0 |  | 250 | 500
PG&E KERN | Lakeview | 70 | Lakeview_70_kV | PGE | TRUE | 64.4 | 0 | 0 | 0 | 0 | 0 | 0 | 65.6 | 0 | 0 | 0 | 0 | 0 | 0 | 0 | 0 | 65.6 | 0 | 0 |  | 65.6 | -1.2 | 0 | 0 | 0 | 0 | 0 | 0 | 65.6 | 0 | 0 | 0 | 0 | 0 | 0 | 0 | 0 | 65.6 | 0 | 0 |  | 65.6 | -1.2
PG&E NGBA | Lakeville | 230 | Lakeville_230_kV | PGE | TRUE | 0 | 0 | 0 | 0 | 0 | 0 | 0 | 0 | 0 | 0 | 0 | 0 | 0 | 0 | 0 | 0 | 0 | 0 | 0 |  | 0 | 0 | 0 | 0 | 0 | 0 | 0 | 0 | 0 | 0 | 0 | 0 | 0 | 0 | 0 | 0 | 0 | 0 | 0 | 0 |  | 0 | 0
PG&E NGBA | Lakeville | 60 | Lakeville_60_kV | PGE | TRUE | 0 | 0 | 0 | 0 | 0 | 0 | 0 | 0 | 0 | 0 | 0 | 0 | 0 | 0 | 0 | 0 | 0 | 0 | 0 |  | 0 | 0 | 0 | 0 | 0 | 0 | 0 | 0 | 0 | 0 | 0 | 0 | 0 | 0 | 0 | 0 | 0 | 0 | 0 | 0 |  | 0 | 0
PG&E NGBA | Lakeville | 115 | Lakeville_115_kV | PGE | TRUE | 0 | 0 | 0 | 0 | 0 | 0 | 0 | 50 | 0 | 0 | 0 | 0 | 0 | 0 | 0 | 0 | 50 | 0 | 0 |  | 50 | -50 | 0 | 0 | 0 | 0 | 0 | 0 | 50 | 0 | 0 | 0 | 0 | 0 | 0 | 0 | 0 | 50 | 0 | 0 |  | 50 | -50
PG&E GBA | Lakewood | 115 | Lakewood_115_kV | PGE | TRUE | 0 | 0 | 0 | 0 | 0 | 0 | 0 | 0 | 0 | 0 | 0 | 0 | 0 | 0 | 0 | 0 | 0 | 0 | 0 |  | 0 | 0 | 0 | 0 | 0 | 0 | 0 | 0 | 0 | 0 | 0 | 0 | 0 | 0 | 0 | 0 | 0 | 0 | 0 | 0 |  | 0 | 0
PG&E NGBA | Lambie | 230 | Lambie_230_kV | PGE | TRUE | 0 | 0 | 0 | 0 | 0 | 0 | 0 | 0 | 0 | 0 | 0 | 0 | 0 | 0 | 0 | 0 | 0 | 0 | 0 |  | 0 | 0 | 0 | 0 | 0 | 0 | 0 | 0 | 0 | 0 | 0 | 0 | 0 | 0 | 0 | 0 | 0 | 0 | 0 | 0 |  | 0 | 0
PG&E GBA | Lammers | 115 | Lammers_115_kV | PGE | TRUE | 0 | 0 | 0 | 0 | 0 | 0 | 0 | 0 | 0 | 0 | 0 | 0 | 0 | 0 | 0 | 0 | 0 | 0 | 0 |  | 0 | 0 | 0 | 0 | 0 | 0 | 0 | 0 | 0 | 0 | 0 | 0 | 0 | 0 | 0 | 0 | 0 | 0 | 0 | 0 |  | 0 | 0
PG&E KERN | Lamont | 115 | Lamont_115_kV | PGE | TRUE | 11.745 | 0 | 0 | 0 | 0 | 0 | 100 | 0 | 0 | 0 | 0 | 0 | 0 | 0 | 0 | 15 | 0 | 0 | 0 |  | 15 | -3.255 | 0 | 0 | 0 | 0 | 0 | 100 | 0 | 0 | 0 | 0 | 0 | 0 | 0 | 0 | 15 | 0 | 0 | 0 |  | 15 | -3.255
PG&E FRESNO | Las Aguilas | 230 | Las Aguilas_230_kV | PGE | TRUE | 0 | 0 | 0 | 0 | 0 | 0 | 0 | 0 | 0 | 0 | 0 | 0 | 0 | 0 | 0 | 0 | 0 | 0 | 0 |  | 0 | 0 | 0 | 0 | 0 | 0 | 0 | 0 | 0 | 0 | 0 | 0 | 0 | 0 | 0 | 0 | 0 | 0 | 0 | 0 |  | 0 | 0
SCE EOP | Lathrop | 138 | Lathrop_138_kV | VEA | TRUE | 0 | 0 | 0 | 0 | 0 | 0 | 0 | 0 | 0 | 0 | 0 | 0 | 0 | 0 | 0 | 0 | 0 | 0 | 0 |  | 0 | 0 | 0 | 0 | 0 | 0 | 0 | 0 | 0 | 0 | 0 | 0 | 0 | 0 | 0 | 0 | 0 | 0 | 0 | 0 |  | 0 | 0
SCE EOP | Lathrop | 230 | Lathrop_230_kV | VEA | TRUE | 0 | 0 | 0 | 150 | 0 | 0 | 0 | 0 | 190 | 0 | 0 | 0 | 72 | 0 | 0 | 0 | 0 | 190 | 0 |  | 262 | -262 | 0 | 0 | 150 | 0 | 0 | 0 | 0 | 190 | 0 | 0 | 0 | 72 | 0 | 0 | 0 | 0 | 190 | 0 |  | 262 | -262
PG&E FRESNO | Le Grand | 115 | Le Grand_115_kV | PGE | TRUE | 0 | 0 | 0 | 0 | 0 | 0 | 0 | 0 | 0 | 0 | 0 | 0 | 0 | 0 | 0 | 0 | 0 | 0 | 0 |  | 0 | 0 | 0 | 0 | 0 | 0 | 0 | 0 | 0 | 0 | 0 | 0 | 0 | 0 | 0 | 0 | 0 | 0 | 0 | 0 |  | 0 | 0
PG&E FRESNO | Lemoore | 70 | Lemoore_70_kV | PGE | TRUE | 0 | 0 | 0 | 0 | 0 | 0 | 0 | 0 | 0 | 0 | 0 | 0 | 0 | 0 | 0 | 0 | 0 | 0 | 0 |  | 0 | 0 | 0 | 0 | 0 | 0 | 0 | 0 | 0 | 0 | 0 | 0 | 0 | 0 | 0 | 0 | 0 | 0 | 0 | 0 |  | 0 | 0
PG&E KERN | Lerdo | 115 | Lerdo_115_kV | PGE | TRUE | 0 | 0 | 0 | 0 | 0 | 0 | 0 | 0 | 0 | 0 | 0 | 0 | 0 | 0 | 0 | 0 | 0 | 0 | 0 |  | 0 | 0 | 0 | 0 | 0 | 0 | 0 | 0 | 0 | 0 | 0 | 0 | 0 | 0 | 0 | 0 | 0 | 0 | 0 | 0 |  | 0 | 0
SCE Metro | Lewis | 230 | Lewis_230_kV | SCE | TRUE | 0 | 0 | 0 | 0 | 0 | 0 | 0 | 0 | 0 | 0 | 0 | 0 | 0 | 0 | 0 | 0 | 0 | 0 | 0 |  | 0 | 0 | 0 | 0 | 0 | 0 | 0 | 0 | 0 | 0 | 0 | 0 | 0 | 0 | 0 | 0 | 0 | 0 | 0 | 0 |  | 0 | 0
SCE Metro | Lighthipe | 230 | Lighthipe_230_kV | SCE | TRUE | 0 | 0 | 0 | 0 | 0 | 0 | 0 | 0 | 0 | 0 | 0 | 0 | 0 | 0 | 0 | 0 | 0 | 0 | 0 |  | 0 | 0 | 0 | 0 | 0 | 0 | 0 | 0 | 0 | 0 | 0 | 0 | 0 | 0 | 0 | 0 | 0 | 0 | 0 | 0 |  | 0 | 0
SDGE | Lilac | 69 | Lilac_69_kV | SDGE | TRUE | 0 | 0 | 0 | 0 | 0 | 0 | 0 | 0 | 0 | 0 | 0 | 0 | 0 | 0 | 0 | 0 | 0 | 0 | 0 |  | 0 | 0 | 0 | 0 | 0 | 0 | 0 | 0 | 0 | 0 | 0 | 0 | 0 | 0 | 0 | 0 | 0 | 0 | 0 | 0 |  | 0 | 0
PG&E NGBA | Lincoln | 115 | Lincoln_115_kV | PGE | TRUE | 0 | 0 | 0 | 0 | 0 | 0 | 0 | 0 | 0 | 0 | 0 | 0 | 0 | 0 | 0 | 0 | 0 | 0 | 0 |  | 0 | 0 | 0 | 0 | 0 | 0 | 0 | 0 | 0 | 0 | 0 | 0 | 0 | 0 | 0 | 0 | 0 | 0 | 0 | 0 |  | 0 | 0
PG&E KERN | Live Oak | 115 | Live Oak_115_kV | PGE | TRUE | 0 | 0 | 0 | 0 | 0 | 0 | 100 | 0 | 0 | 0 | 0 | 0 | 0 | 0 | 0 | 15 | 0 | 0 | 0 |  | 15 | -15 | 0 | 0 | 0 | 0 | 0 | 100 | 0 | 0 | 0 | 0 | 0 | 0 | 0 | 0 | 15 | 0 | 0 | 0 |  | 15 | -15
PG&E GBA | Llagas | 115 | Llagas_115_kV | PGE | TRUE | 120 | 0 | 0 | 0 | 0 | 0 | 0 | 0 | 0 | 0 | 0 | 0 | 0 | 0 | 0 | 0 | 0 | 0 | 0 |  | 0 | 120 | 0 | 0 | 0 | 0 | 0 | 0 | 0 | 0 | 0 | 0 | 0 | 0 | 0 | 0 | 0 | 0 | 0 | 0 |  | 0 | 120
PG&E GBA | Lockeford | 115 | Lockeford_115_kV | PGE | TRUE | 0 | 0 | 0 | 0 | 0 | 0 | 0 | 0 | 0 | 0 | 0 | 0 | 0 | 0 | 0 | 0 | 0 | 0 | 0 |  | 0 | 0 | 0 | 0 | 0 | 0 | 0 | 0 | 0 | 0 | 0 | 0 | 0 | 0 | 0 | 0 | 0 | 0 | 0 | 0 |  | 0 | 0
PG&E GBA | Lockeford | 230 | Lockeford_230_kV | PGE | TRUE | 0 | 0 | 0 | 0 | 0 | 0 | 0 | 0 | 0 | 0 | 0 | 0 | 0 | 0 | 0 | 0 | 0 | 0 | 0 |  | 0 | 0 | 0 | 0 | 0 | 0 | 0 | 0 | 0 | 0 | 0 | 0 | 0 | 0 | 0 | 0 | 0 | 0 | 0 | 0 |  | 0 | 0
PG&E GBA | Lockeford | 60 | Lockeford_60_kV | PGE | TRUE | 0 | 0 | 0 | 0 | 0 | 0 | 0 | 0 | 0 | 0 | 0 | 0 | 0 | 0 | 0 | 0 | 0 | 0 | 0 |  | 0 | 0 | 0 | 0 | 0 | 0 | 0 | 0 | 0 | 0 | 0 | 0 | 0 | 0 | 0 | 0 | 0 | 0 | 0 | 0 |  | 0 | 0
PG&E GBA | Lodi | 230 | Lodi_230_kV | PGE | TRUE | 0 | 0 | 0 | 0 | 0 | 0 | 0 | 0 | 0 | 0 | 0 | 0 | 0 | 0 | 0 | 0 | 0 | 0 | 0 |  | 0 | 0 | 0 | 0 | 0 | 0 | 0 | 0 | 0 | 0 | 0 | 0 | 0 | 0 | 0 | 0 | 0 | 0 | 0 | 0 |  | 0 | 0
PG&E NGBA | Logan Creek | 230 | Logan Creek_230_kV | PGE | TRUE | 0 | 0 | 0 | 0 | 0 | 0 | 0 | 0 | 0 | 0 | 0 | 0 | 0 | 0 | 0 | 0 | 0 | 0 | 0 |  | 0 | 0 | 0 | 0 | 0 | 0 | 0 | 0 | 0 | 0 | 0 | 0 | 0 | 0 | 0 | 0 | 0 | 0 | 0 | 0 |  | 0 | 0
PG&E GBA | Lone Tree | 230 | Lone Tree_230_kV | PGE | TRUE | 0 | 0 | 0 | 0 | 0 | 0 | 0 | 0 | 0 | 0 | 0 | 0 | 0 | 0 | 0 | 0 | 0 | 0 | 0 |  | 0 | 0 | 0 | 0 | 0 | 0 | 0 | 0 | 0 | 0 | 0 | 0 | 0 | 0 | 0 | 0 | 0 | 0 | 0 | 0 |  | 0 | 0
PG&E FRESNO | Los Banos | 230 | Los Banos_230_kV | PGE | TRUE | 596.05 | 10 | 0 | 0 | 0 | 0 | 100 | 0 | 300 | 0 | 10 | 0 | 0 | 0 | 0 | 15 | 0 | 300 | 0 |  | 315 | 281.05 | 10 | 0 | 0 | 0 | 0 | 100 | 0 | 300 | 0 | 10 | 0 | 0 | 0 | 0 | 15 | 0 | 300 | 0 |  | 315 | 281.05
PG&E FRESNO | Los Banos | 500 | Los Banos_500_kV | PGE | TRUE | 1150 | 0 | 0 | 0 | 0 | 0 | 100 | 0 | 477 | 0 | 0 | 0 | 0 | 0 | 0 | 15 | 0 | 477 | 0 |  | 492 | 658 | 0 | 0 | 0 | 0 | 0 | 100 | 0 | 477 | 0 | 0 | 0 | 0 | 0 | 0 | 15 | 0 | 477 | 0 |  | 492 | 658
SDGE | Los Coches | 138 | Los Coches_138_kV | SDGE | TRUE | 0 | 0 | 0 | 0 | 0 | 0 | 0 | 0 | 0 | 0 | 0 | 0 | 0 | 0 | 0 | 0 | 0 | 0 | 0 |  | 0 | 0 | 0 | 0 | 0 | 0 | 0 | 0 | 0 | 0 | 0 | 0 | 0 | 0 | 0 | 0 | 0 | 0 | 0 | 0 |  | 0 | 0
SDGE | Los Coches | 69 | Los Coches_69_kV | SDGE | TRUE | 0 | 0 | 0 | 0 | 0 | 0 | 0 | 0 | 0 | 0 | 0 | 0 | 0 | 0 | 0 | 0 | 0 | 0 | 0 |  | 0 | 0 | 0 | 0 | 0 | 0 | 0 | 0 | 0 | 0 | 0 | 0 | 0 | 0 | 0 | 0 | 0 | 0 | 0 | 0 |  | 0 | 0
PG&E GBA | Los Esteros | 115 | Los Esteros_115_kV | PGE | TRUE | 3 | 0 | 0 | 0 | 0 | 0 | 0 | 0 | 0 | 0 | 0 | 0 | 0 | 0 | 0 | 0 | 0 | 0 | 0 |  | 0 | 3 | 0 | 0 | 0 | 0 | 0 | 0 | 0 | 0 | 0 | 0 | 0 | 0 | 0 | 0 | 0 | 0 | 0 | 0 |  | 0 | 3
PG&E GBA | Los Esteros | 230 | Los Esteros_230_kV | PGE | TRUE | 200 | 0 | 0 | 0 | 0 | 0 | 0 | 0 | 0 | 0 | 0 | 0 | 0 | 0 | 0 | 0 | 0 | 0 | 0 |  | 0 | 200 | 0 | 0 | 0 | 0 | 0 | 0 | 0 | 0 | 0 | 0 | 0 | 0 | 0 | 0 | 0 | 0 | 0 | 0 |  | 0 | 200
PG&E GBA | Los Positas | 230 | Los Positas_230_kV | PGE | TRUE | 0 | 0 | 0 | 0 | 0 | 0 | 0 | 0 | 0 | 0 | 0 | 0 | 0 | 0 | 0 | 0 | 0 | 0 | 0 |  | 0 | 0 | 0 | 0 | 0 | 0 | 0 | 0 | 0 | 0 | 0 | 0 | 0 | 0 | 0 | 0 | 0 | 0 | 0 | 0 |  | 0 | 0
PG&E GBA | Los Positas | 60 | Los Positas_60_kV | PGE | TRUE | 0 | 0 | 0 | 0 | 0 | 0 | 0 | 0 | 0 | 0 | 0 | 0 | 0 | 0 | 0 | 0 | 0 | 0 | 0 |  | 0 | 0 | 0 | 0 | 0 | 0 | 0 | 0 | 0 | 0 | 0 | 0 | 0 | 0 | 0 | 0 | 0 | 0 | 0 | 0 |  | 0 | 0
SDGE | Loveland | 69 | Loveland_69_kV | SDGE | TRUE | 0 | 0 | 0 | 0 | 0 | 0 | 0 | 0 | 0 | 0 | 0 | 0 | 0 | 0 | 0 | 0 | 0 | 0 | 0 |  | 0 | 0 | 0 | 0 | 0 | 0 | 0 | 0 | 0 | 0 | 0 | 0 | 0 | 0 | 0 | 0 | 0 | 0 | 0 | 0 |  | 0 | 0
SCE NOL | Lugo | 230 | Lugo_230_kV | SCE | TRUE | 0 | 0 | 0 | 0 | 0 | 0 | 165 | 0 | 0 | 362 | 0 | 0 | 0 | 0 | 0 | 21.45 | 0 | 0 | 362 |  | 21.45 | -21.45 | 0 | 0 | 0 | 0 | 0 | 165 | 0 | 0 | 362 | 0 | 0 | 0 | 0 | 0 | 21.45 | 0 | 0 | 362 |  | 21.45 | -21.45
SCE Metro | Lugo | 500 | Lugo_500_kV | SCE | TRUE | 500 | 203 | 0 | 0 | 0 | 0 | 0 | 0 | 0 | 0 | 203 | 0 | 0 | 0 | 0 | 0 | 0 | 0 | 0 |  | 0 | 500 | 203 | 0 | 0 | 0 | 0 | 0 | 0 | 0 | 0 | 203 | 0 | 0 | 0 | 0 | 0 | 0 | 0 | 0 |  | 0 | 500
PG&E FRESNO | Madera | 70 | Madera_70_kV | PGE | TRUE | 0 | 0 | 0 | 0 | 0 | 0 | 0 | 0 | 0 | 0 | 0 | 0 | 0 | 0 | 0 | 0 | 0 | 0 | 0 |  | 0 | 0 | 0 | 0 | 0 | 0 | 0 | 0 | 0 | 0 | 0 | 0 | 0 | 0 | 0 | 0 | 0 | 0 | 0 | 0 |  | 0 | 0
PG&E NGBA | Madison | 115 | Madison_115_kV | PGE | TRUE | 0 | 0 | 0 | 0 | 0 | 0 | 0 | 10.2 | 0 | 0 | 0 | 0 | 0 | 0 | 0 | 0 | 10.2 | 0 | 0 |  | 10.2 | -10.2 | 0 | 0 | 0 | 0 | 0 | 0 | 10.2 | 0 | 0 | 0 | 0 | 0 | 0 | 0 | 0 | 10.2 | 0 | 0 |  | 10.2 | -10.2
PG&E KERN | Magunden | 115 | Magunden_115_kV | PGE | TRUE | 0 | 0 | 0 | 0 | 0 | 0 | 100 | 0 | 0 | 0 | 0 | 0 | 0 | 0 | 0 | 15 | 0 | 0 | 0 |  | 15 | -15 | 0 | 0 | 0 | 0 | 0 | 100 | 0 | 0 | 0 | 0 | 0 | 0 | 0 | 0 | 15 | 0 | 0 | 0 |  | 15 | -15
SCE Northern | Magunden | 230 | Magunden_230_kV | SCE | TRUE | 0 | 0 | 0 | 0 | 0 | 0 | 100 | 0 | 0 | 0 | 0 | 0 | 0 | 0 | 0 | 13 | 0 | 0 | 0 |  | 13 | -13 | 0 | 0 | 0 | 0 | 0 | 100 | 0 | 0 | 0 | 0 | 0 | 0 | 0 | 0 | 13 | 0 | 0 | 0 |  | 13 | -13
PG&E FRESNO | Malaga | 115 | Malaga_115_kV | PGE | TRUE | 0 | 0 | 0 | 0 | 0 | 0 | 0 | 0 | 0 | 0 | 0 | 0 | 0 | 0 | 0 | 0 | 0 | 0 | 0 |  | 0 | 0 | 0 | 0 | 0 | 0 | 0 | 0 | 0 | 0 | 0 | 0 | 0 | 0 | 0 | 0 | 0 | 0 | 0 | 0 |  | 0 | 0
PG&E NGBA | Malin | 500 | Malin_500_kV | PGE | TRUE | 0 | 1383.8 | 0 | 0 | 0 | 0 | 0 | 0 | 0 | 0 | 1383.8 | 0 | 0 | 0 | 0 | 0 | 0 | 0 | 0 |  | 0 | 0 | 1383.8 | 0 | 0 | 0 | 0 | 0 | 0 | 0 | 0 | 1383.8 | 0 | 0 | 0 | 0 | 0 | 0 | 0 | 0 |  | 0 | 0
SCE Northern | Mandalay | 230 | Mandalay_230_kV | SCE | TRUE | 400 | 0 | 0 | 0 | 0 | 0 | 0 | 0 | 0 | 0 | 0 | 0 | 0 | 0 | 0 | 0 | 0 | 0 | 0 |  | 0 | 400 | 0 | 0 | 0 | 0 | 0 | 0 | 0 | 0 | 0 | 0 | 0 | 0 | 0 | 0 | 0 | 0 | 0 | 0 |  | 0 | 400
PG&E FRESNO | Manning | 230 | Manning_230_kV | PGE | TRUE | 0 | 0 | 0 | 0 | 0 | 0 | 100 | 0 | 0 | 0 | 0 | 0 | 0 | 0 | 0 | 15 | 0 | 0 | 0 |  | 15 | -15 | 0 | 0 | 0 | 0 | 0 | 100 | 0 | 0 | 0 | 0 | 0 | 0 | 0 | 0 | 15 | 0 | 0 | 0 |  | 15 | -15
PG&E FRESNO | Manning | 500 | Manning_500_kV | PGE | TRUE | 1150 | 0 | 0 | 0 | 0 | 0 | 0 | 0 | 800 | 0 | 0 | 0 | 0 | 0 | 0 | 0 | 0 | 800 | 0 |  | 800 | 350 | 0 | 0 | 0 | 0 | 0 | 1591 | 0 | 800 | 0 | 0 | 0 | 0 | 0 | 0 | 238.65 | 0 | 800 | 0 |  | 1038.65 | 111.35
PG&E GBA | Manteca | 115 | Manteca_115_kV | PGE | TRUE | 0 | 0 | 0 | 0 | 0 | 0 | 0 | 0 | 0 | 0 | 0 | 0 | 0 | 0 | 0 | 0 | 0 | 0 | 0 |  | 0 | 0 | 0 | 0 | 0 | 0 | 0 | 0 | 0 | 0 | 0 | 0 | 0 | 0 | 0 | 0 | 0 | 0 | 0 | 0 |  | 0 | 0
SDGE | Margarita | 138 | Margarita_138_kV | SDGE | TRUE | 0 | 0 | 0 | 0 | 0 | 0 | 0 | 0 | 0 | 0 | 0 | 0 | 0 | 0 | 0 | 0 | 0 | 0 | 0 |  | 0 | 0 | 0 | 0 | 0 | 0 | 0 | 94 | 0 | 0 | 0 | 0 | 0 | 0 | 0 | 0 | 5.64 | 0 | 0 | 0 |  | 5.64 | -5.64
PG&E GBA | Martin | 230 | Martin_230_kV | PGE | TRUE | 0 | 0 | 0 | 0 | 0 | 0 | 0 | 0 | 0 | 0 | 0 | 0 | 0 | 0 | 0 | 0 | 0 | 0 | 0 |  | 0 | 0 | 0 | 0 | 0 | 0 | 0 | 0 | 0 | 0 | 0 | 0 | 0 | 0 | 0 | 0 | 0 | 0 | 0 | 0 |  | 0 | 0
PG&E GBA | Martin | 115 | Martin_115_kV | PGE | TRUE | 500 | 0 | 0 | 0 | 0 | 0 | 0 | 188 | 0 | 0 | 0 | 0 | 0 | 0 | 0 | 0 | 188 | 0 | 0 |  | 188 | 312 | 0 | 0 | 0 | 0 | 0 | 0 | 188 | 0 | 0 | 0 | 0 | 0 | 0 | 0 | 0 | 188 | 0 | 0 |  | 188 | 312
PG&E GBA | Martinez | 115 | Martinez_115_kV | PGE | TRUE | 0 | 0 | 0 | 0 | 0 | 0 | 0 | 0 | 0 | 0 | 0 | 0 | 0 | 0 | 0 | 0 | 0 | 0 | 0 |  | 0 | 0 | 0 | 0 | 0 | 0 | 0 | 0 | 0 | 0 | 0 | 0 | 0 | 0 | 0 | 0 | 0 | 0 | 0 | 0 |  | 0 | 0
PG&E FRESNO | Mc Mullin | 230 | Mc Mullin_230_kV | PGE | TRUE | 0 | 0 | 0 | 0 | 0 | 0 | 0 | 0 | 0 | 0 | 0 | 0 | 0 | 0 | 0 | 0 | 0 | 0 | 0 |  | 0 | 0 | 0 | 0 | 0 | 0 | 0 | 0 | 0 | 0 | 0 | 0 | 0 | 0 | 0 | 0 | 0 | 0 | 0 | 0 |  | 0 | 0
PG&E FRESNO | McCall | 115 | McCall_115_kV | PGE | TRUE | 0 | 0 | 0 | 0 | 0 | 0 | 0 | 0 | 0 | 0 | 0 | 0 | 0 | 0 | 0 | 0 | 0 | 0 | 0 |  | 0 | 0 | 0 | 0 | 0 | 0 | 0 | 0 | 0 | 0 | 0 | 0 | 0 | 0 | 0 | 0 | 0 | 0 | 0 | 0 |  | 0 | 0
PG&E FRESNO | McCall | 230 | McCall_230_kV | PGE | TRUE | 0 | 0 | 0 | 0 | 0 | 0 | 0 | 0 | 0 | 0 | 0 | 0 | 0 | 0 | 0 | 0 | 0 | 0 | 0 |  | 0 | 0 | 0 | 0 | 0 | 0 | 0 | 0 | 0 | 0 | 0 | 0 | 0 | 0 | 0 | 0 | 0 | 0 | 0 | 0 |  | 0 | 0
PG&E GBA | Meadow Lane | 115 | Meadow Lane_115_kV | PGE | TRUE | 0 | 0 | 0 | 0 | 0 | 0 | 0 | 0 | 0 | 0 | 0 | 0 | 0 | 0 | 0 | 0 | 0 | 0 | 0 |  | 0 | 0 | 0 | 0 | 0 | 0 | 0 | 0 | 0 | 0 | 0 | 0 | 0 | 0 | 0 | 0 | 0 | 0 | 0 | 0 |  | 0 | 0
PG&E GBA | Melones | 115 | Melones_115_kV | PGE | TRUE | 0 | 0 | 0 | 0 | 0 | 0 | 0 | 0 | 0 | 0 | 0 | 0 | 0 | 0 | 0 | 0 | 0 | 0 | 0 |  | 0 | 0 | 0 | 0 | 0 | 0 | 0 | 0 | 0 | 0 | 0 | 0 | 0 | 0 | 0 | 0 | 0 | 0 | 0 | 0 |  | 0 | 0
PG&E GBA | Melones | 230 | Melones_230_kV | PGE | TRUE | 0 | 0 | 0 | 0 | 0 | 0 | 0 | 0 | 0 | 0 | 0 | 0 | 0 | 0 | 0 | 0 | 0 | 0 | 0 |  | 0 | 0 | 0 | 0 | 0 | 0 | 0 | 0 | 0 | 0 | 0 | 0 | 0 | 0 | 0 | 0 | 0 | 0 | 0 | 0 |  | 0 | 0
SDGE | Melrose | 69 | Melrose_69_kV | SDGE | TRUE | 0 | 0 | 0 | 0 | 0 | 0 | 0 | 0 | 0 | 0 | 0 | 0 | 0 | 0 | 0 | 0 | 0 | 0 | 0 |  | 0 | 0 | 0 | 0 | 0 | 0 | 0 | 0 | 0 | 0 | 0 | 0 | 0 | 0 | 0 | 0 | 0 | 0 | 0 | 0 |  | 0 | 0
PG&E NGBA | Mendocino | 115 | Mendocino_115_kV | PGE | TRUE | 0 | 0 | 0 | 0 | 0 | 0 | 0 | 0 | 0 | 0 | 0 | 0 | 0 | 0 | 0 | 0 | 0 | 0 | 0 |  | 0 | 0 | 0 | 0 | 0 | 0 | 0 | 0 | 0 | 0 | 0 | 0 | 0 | 0 | 0 | 0 | 0 | 0 | 0 | 0 |  | 0 | 0
PG&E NGBA | Mendocino | 60 | Mendocino_60_kV | PGE | TRUE | 0 | 0 | 0 | 0 | 0 | 0 | 0 | 0 | 0 | 0 | 0 | 0 | 0 | 0 | 0 | 0 | 0 | 0 | 0 |  | 0 | 0 | 0 | 0 | 0 | 0 | 0 | 0 | 0 | 0 | 0 | 0 | 0 | 0 | 0 | 0 | 0 | 0 | 0 | 0 |  | 0 | 0
PG&E FRESNO | Mendota | 115 | Mendota_115_kV | PGE | TRUE | 160 | 0 | 0 | 0 | 0 | 0 | 0 | 0 | 0 | 0 | 0 | 0 | 0 | 0 | 0 | 0 | 0 | 0 | 0 |  | 0 | 160 | 0 | 0 | 0 | 0 | 0 | 0 | 0 | 0 | 0 | 0 | 0 | 0 | 0 | 0 | 0 | 0 | 0 | 0 |  | 0 | 160
PG&E GBA | Menlo | 60 | Menlo_60_kV | PGE | TRUE | 0 | 0 | 0 | 0 | 0 | 0 | 0 | 0 | 0 | 0 | 0 | 0 | 0 | 0 | 0 | 0 | 0 | 0 | 0 |  | 0 | 0 | 0 | 0 | 0 | 0 | 0 | 0 | 0 | 0 | 0 | 0 | 0 | 0 | 0 | 0 | 0 | 0 | 0 | 0 |  | 0 | 0
PG&E FRESNO | Merced | 115 | Merced_115_kV | PGE | TRUE | 0 | 0 | 0 | 0 | 0 | 0 | 0 | 0 | 0 | 0 | 0 | 0 | 0 | 0 | 0 | 0 | 0 | 0 | 0 |  | 0 | 0 | 0 | 0 | 0 | 0 | 0 | 0 | 0 | 0 | 0 | 0 | 0 | 0 | 0 | 0 | 0 | 0 | 0 | 0 |  | 0 | 0
SCE EOP | Mercury | 138 | Mercury_138_kV | VEA | TRUE | 0 | 0 | 0 | 0 | 0 | 0 | 0 | 0 | 0 | 0 | 0 | 0 | 0 | 0 | 0 | 0 | 0 | 0 | 0 |  | 0 | 0 | 0 | 0 | 0 | 0 | 0 | 0 | 0 | 0 | 0 | 0 | 0 | 0 | 0 | 0 | 0 | 0 | 0 | 0 |  | 0 | 0
PG&E FRESNO | Mercy Springs | 70 | Mercy Springs_70_kV | PGE | TRUE | 75 | 0 | 0 | 0 | 0 | 0 | 0 | 78 | 0 | 0 | 0 | 0 | 0 | 0 | 0 | 0 | 78 | 0 | 0 |  | 78 | -3 | 0 | 0 | 0 | 0 | 0 | 0 | 78 | 0 | 0 | 0 | 0 | 0 | 0 | 0 | 0 | 78 | 0 | 0 |  | 78 | -3
PG&E NGBA | Meridian | 60 | Meridian_60_kV | PGE | TRUE | 0 | 0 | 0 | 0 | 0 | 0 | 0 | 0 | 0 | 0 | 0 | 0 | 0 | 0 | 0 | 0 | 0 | 0 | 0 |  | 0 | 0 | 0 | 0 | 0 | 0 | 0 | 0 | 0 | 0 | 0 | 0 | 0 | 0 | 0 | 0 | 0 | 0 | 0 | 0 |  | 0 | 0
PG&E KERN | Mesa (PGE) | 115 | Mesa (PGE)_115_kV | PGE | TRUE | 0 | 0 | 0 | 0 | 0 | 0 | 0 | 0 | 0 | 0 | 0 | 0 | 0 | 0 | 0 | 0 | 0 | 0 | 0 |  | 0 | 0 | 0 | 0 | 0 | 0 | 0 | 0 | 0 | 0 | 0 | 0 | 0 | 0 | 0 | 0 | 0 | 0 | 0 | 0 |  | 0 | 0
PG&E KERN | Mesa (PGE) | 230 | Mesa (PGE)_230_kV | PGE | TRUE | 99.7 | 0 | 0 | 0 | 0 | 0 | 0 | 0 | 0 | 250 | 0 | 0 | 0 | 0 | 0 | 0 | 0 | 0 | 250 |  | 0 | 99.7 | 0 | 0 | 0 | 0 | 0 | 0 | 0 | 0 | 250 | 0 | 0 | 0 | 0 | 0 | 0 | 0 | 0 | 250 |  | 0 | 99.7
SCE Metro | Mesa (SCE) | 230 | Mesa (SCE)_230_kV | SCE | TRUE | 0 | 0 | 0 | 0 | 0 | 0 | 0 | 0 | 0 | 0 | 0 | 0 | 0 | 0 | 0 | 0 | 0 | 0 | 0 |  | 0 | 0 | 0 | 0 | 0 | 0 | 0 | 0 | 0 | 0 | 0 | 0 | 0 | 0 | 0 | 0 | 0 | 0 | 0 | 0 |  | 0 | 0
SCE Metro | Mesa (SCE) | 500 | Mesa (SCE)_500_kV | SCE | TRUE | 250 | 0 | 0 | 0 | 0 | 0 | 0 | 0 | 0 | 0 | 0 | 0 | 0 | 0 | 0 | 0 | 0 | 0 | 0 |  | 0 | 250 | 0 | 0 | 0 | 0 | 0 | 0 | 0 | 0 | 0 | 0 | 0 | 0 | 0 | 0 | 0 | 0 | 0 | 0 |  | 0 | 250
SDGE | Mesa Heights | 69 | Mesa Heights_69_kV | SDGE | TRUE | 3 | 0 | 0 | 0 | 0 | 0 | 0 | 0 | 0 | 0 | 0 | 0 | 0 | 0 | 0 | 0 | 0 | 0 | 0 |  | 0 | 3 | 0 | 0 | 0 | 0 | 0 | 0 | 0 | 0 | 0 | 0 | 0 | 0 | 0 | 0 | 0 | 0 | 0 | 0 |  | 0 | 3
PG&E GBA | Metcalf | 115 | Metcalf_115_kV | PGE | TRUE | 75 | 0 | 0 | 0 | 0 | 0 | 0 | 0 | 0 | 0 | 0 | 0 | 0 | 0 | 0 | 0 | 0 | 0 | 0 |  | 0 | 75 | 0 | 0 | 0 | 0 | 0 | 0 | 0 | 0 | 0 | 0 | 0 | 0 | 0 | 0 | 0 | 0 | 0 | 0 |  | 0 | 75
PG&E GBA | Metcalf | 230 | Metcalf_230_kV | PGE | TRUE | 350 | 0 | 0 | 0 | 0 | 0 | 0 | 0 | 0 | 0 | 0 | 0 | 0 | 0 | 0 | 0 | 0 | 0 | 0 |  | 0 | 350 | 0 | 0 | 0 | 0 | 0 | 0 | 0 | 0 | 0 | 0 | 0 | 0 | 0 | 0 | 0 | 0 | 0 | 0 |  | 0 | 350
PG&E GBA | Metcalf | 500 | Metcalf_500_kV | PGE | TRUE | 0 | 0 | 0 | 0 | 0 | 0 | 0 | 0 | 0 | 0 | 0 | 0 | 0 | 0 | 0 | 0 | 0 | 0 | 0 |  | 0 | 0 | 0 | 0 | 0 | 0 | 0 | 0 | 0 | 0 | 0 | 0 | 0 | 0 | 0 | 0 | 0 | 0 | 0 | 0 |  | 0 | 0
PG&E KERN | Midway | 115 | Midway_115_kV | PGE | TRUE | 136.6 | 0 | 0 | 0 | 0 | 0 | 0 | 0 | 0 | 0 | 0 | 0 | 0 | 0 | 0 | 0 | 0 | 0 | 0 |  | 0 | 136.6 | 0 | 0 | 0 | 0 | 0 | 0 | 0 | 0 | 0 | 0 | 0 | 0 | 0 | 0 | 0 | 0 | 0 | 0 |  | 0 | 136.6
PG&E KERN | Midway | 230 | Midway_230_kV | PGE | TRUE | 60 | 0 | 0 | 0 | 0 | 0 | 0 | 0 | 0 | 0 | 0 | 0 | 0 | 0 | 0 | 0 | 0 | 0 | 0 |  | 0 | 60 | 0 | 0 | 0 | 0 | 0 | 0 | 0 | 0 | 0 | 0 | 0 | 0 | 0 | 0 | 0 | 0 | 0 | 0 |  | 0 | 60
PG&E KERN | Midway | 500 | Midway_500_kV | PGE | TRUE | 1150 | 0 | 0 | 0 | 0 | 0 | 400 | 0 | 0 | 0 | 0 | 0 | 0 | 0 | 0 | 60 | 0 | 0 | 0 |  | 60 | 1090 | 0 | 0 | 0 | 0 | 0 | 400 | 0 | 0 | 0 | 0 | 0 | 0 | 0 | 0 | 60 | 0 | 0 | 0 |  | 60 | 1090
SDGE | Miguel | 230 | Miguel_230_kV | SDGE | TRUE | 0 | 0 | 0 | 0 | 0 | 0 | 0 | 0 | 0 | 0 | 0 | 0 | 0 | 0 | 0 | 0 | 0 | 0 | 0 |  | 0 | 0 | 0 | 0 | 0 | 0 | 0 | 0 | 0 | 0 | 0 | 0 | 0 | 0 | 0 | 0 | 0 | 0 | 0 | 0 |  | 0 | 0
SDGE | Miguel | 500 | Miguel_500_kV | SDGE | TRUE | 0 | 0 | 0 | 0 | 0 | 0 | 0 | 0 | 0 | 0 | 0 | 0 | 0 | 0 | 0 | 0 | 0 | 0 | 0 |  | 0 | 0 | 0 | 0 | 0 | 0 | 0 | 0 | 0 | 0 | 0 | 0 | 0 | 0 | 0 | 0 | 0 | 0 | 0 | 0 |  | 0 | 0
SDGE | Miguel | 69 | Miguel_69_kV | SDGE | TRUE | 0 | 0 | 0 | 0 | 0 | 0 | 0 | 0 | 0 | 0 | 0 | 0 | 0 | 0 | 0 | 0 | 0 | 0 | 0 |  | 0 | 0 | 0 | 0 | 0 | 0 | 0 | 0 | 0 | 0 | 0 | 0 | 0 | 0 | 0 | 0 | 0 | 0 | 0 | 0 |  | 0 | 0
PG&E GBA | Millbrae | 115 | Millbrae_115_kV | PGE | TRUE | 0 | 0 | 0 | 0 | 0 | 0 | 0 | 0 | 0 | 0 | 0 | 0 | 0 | 0 | 0 | 0 | 0 | 0 | 0 |  | 0 | 0 | 0 | 0 | 0 | 0 | 0 | 0 | 0 | 0 | 0 | 0 | 0 | 0 | 0 | 0 | 0 | 0 | 0 | 0 |  | 0 | 0
PG&E GBA | Miller | 115 | Miller_115_kV | PGE | TRUE | 0 | 100 | 0 | 0 | 0 | 0 | 0 | 0 | 0 | 0 | 100 | 0 | 0 | 0 | 0 | 0 | 0 | 0 | 0 |  | 0 | 0 | 100 | 0 | 0 | 0 | 0 | 0 | 0 | 0 | 0 | 100 | 0 | 0 | 0 | 0 | 0 | 0 | 0 | 0 |  | 0 | 0
SCE Metro | Mira Loma | 230 | Mira Loma_230_kV | SCE | TRUE | 300 | 0 | 0 | 0 | 0 | 0 | 0 | 42 | 0 | 0 | 0 | 0 | 0 | 0 | 0 | 0 | 42 | 0 | 0 |  | 42 | 258 | 0 | 0 | 0 | 0 | 0 | 0 | 42 | 0 | 0 | 0 | 0 | 0 | 0 | 0 | 0 | 42 | 0 | 0 |  | 42 | 258
SCE Metro | Mira Loma | 500 | Mira Loma_500_kV | SCE | TRUE | 0 | 0 | 0 | 0 | 0 | 0 | 0 | 0 | 0 | 0 | 0 | 0 | 0 | 0 | 0 | 0 | 0 | 0 | 0 |  | 0 | 0 | 0 | 0 | 0 | 0 | 0 | 0 | 0 | 0 | 0 | 0 | 0 | 0 | 0 | 0 | 0 | 0 | 0 | 0 |  | 0 | 0
SCE Eastern | Mirage | 115 | Mirage_115_kV | SCE | TRUE | 0 | 0 | 0 | 0 | 0 | 0 | 0 | 0 | 0 | 0 | 0 | 0 | 0 | 0 | 0 | 0 | 0 | 0 | 0 |  | 0 | 0 | 0 | 0 | 0 | 0 | 0 | 0 | 0 | 0 | 0 | 0 | 0 | 0 | 0 | 0 | 0 | 0 | 0 | 0 |  | 0 | 0
SCE Eastern | Mirage | 230 | Mirage_230_kV | SCE | TRUE | 0 | 30 | 0 | 0 | 0 | 0 | 0 | 0 | 0 | 0 | 30 | 0 | 0 | 0 | 0 | 0 | 0 | 0 | 0 |  | 0 | 0 | 1347 | 0 | 0 | 0 | 0 | 0 | 0 | 0 | 0 | 1347 | 0 | 0 | 0 | 0 | 0 | 0 | 0 | 0 |  | 0 | 0
SDGE | Mission | 138 | Mission_138_kV | SDGE | TRUE | 0 | 0 | 0 | 0 | 0 | 0 | 0 | 0 | 0 | 0 | 0 | 0 | 0 | 0 | 0 | 0 | 0 | 0 | 0 |  | 0 | 0 | 0 | 0 | 0 | 0 | 0 | 0 | 0 | 0 | 0 | 0 | 0 | 0 | 0 | 0 | 0 | 0 | 0 | 0 |  | 0 | 0
SDGE | Mission | 230 | Mission_230_kV | SDGE | TRUE | 0 | 0 | 0 | 0 | 0 | 0 | 0 | 0 | 0 | 0 | 0 | 0 | 0 | 0 | 0 | 0 | 0 | 0 | 0 |  | 0 | 0 | 0 | 0 | 0 | 0 | 0 | 0 | 0 | 0 | 0 | 0 | 0 | 0 | 0 | 0 | 0 | 0 | 0 | 0 |  | 0 | 0
SDGE | Mission | 69 | Mission_69_kV | SDGE | TRUE | 0 | 0 | 0 | 0 | 0 | 0 | 0 | 0 | 0 | 0 | 0 | 0 | 0 | 0 | 0 | 0 | 0 | 0 | 0 |  | 0 | 0 | 0 | 0 | 0 | 0 | 0 | 0 | 0 | 0 | 0 | 0 | 0 | 0 | 0 | 0 | 0 | 0 | 0 | 0 |  | 0 | 0
PG&E GBA | Mi-Wuk | 115 | Mi-Wuk_115_kV | PGE | TRUE | 0 | 0 | 0 | 0 | 0 | 0 | 0 | 0 | 0 | 0 | 0 | 0 | 0 | 0 | 0 | 0 | 0 | 0 | 0 |  | 0 | 0 | 0 | 0 | 0 | 0 | 0 | 0 | 0 | 0 | 0 | 0 | 0 | 0 | 0 | 0 | 0 | 0 | 0 | 0 |  | 0 | 0
SCE EOP | Mohave | 500 | Mohave_500_kV | VEA | TRUE | 1770 | 0 | 0 | 100 | 0 | 0 | 0 | 0 | 0 | 0 | 0 | 0 | 48 | 0 | 0 | 0 | 0 | 0 | 0 |  | 48 | 1722 | 0 | 0 | 100 | 0 | 0 | 0 | 0 | 0 | 0 | 0 | 0 | 48 | 0 | 0 | 0 | 0 | 0 | 0 |  | 48 | 1722
PG&E NGBA | Monroe | 115 | Monroe_115_kV | PGE | TRUE | 0 | 0 | 0 | 0 | 0 | 0 | 0 | 0 | 0 | 0 | 0 | 0 | 0 | 0 | 0 | 0 | 0 | 0 | 0 |  | 0 | 0 | 0 | 0 | 0 | 0 | 0 | 0 | 0 | 0 | 0 | 0 | 0 | 0 | 0 | 0 | 0 | 0 | 0 | 0 |  | 0 | 0
SDGE | Monserate | 69 | Monserate_69_kV | SDGE | TRUE | 0 | 0 | 0 | 0 | 0 | 0 | 0 | 0 | 0 | 0 | 0 | 0 | 0 | 0 | 0 | 0 | 0 | 0 | 0 |  | 0 | 0 | 0 | 0 | 0 | 0 | 0 | 0 | 0 | 0 | 0 | 0 | 0 | 0 | 0 | 0 | 0 | 0 | 0 | 0 |  | 0 | 0
PG&E GBA | Monta Vista | 115 | Monta Vista_115_kV | PGE | TRUE | 0 | 0 | 0 | 0 | 0 | 0 | 0 | 0 | 0 | 0 | 0 | 0 | 0 | 0 | 0 | 0 | 0 | 0 | 0 |  | 0 | 0 | 0 | 0 | 0 | 0 | 0 | 0 | 0 | 0 | 0 | 0 | 0 | 0 | 0 | 0 | 0 | 0 | 0 | 0 |  | 0 | 0
PG&E GBA | Monta Vista | 230 | Monta Vista_230_kV | PGE | TRUE | 0 | 0 | 0 | 0 | 0 | 0 | 0 | 0 | 0 | 0 | 0 | 0 | 0 | 0 | 0 | 0 | 0 | 0 | 0 |  | 0 | 0 | 0 | 0 | 0 | 0 | 0 | 0 | 0 | 0 | 0 | 0 | 0 | 0 | 0 | 0 | 0 | 0 | 0 | 0 |  | 0 | 0
PG&E GBA | Monta Vista | 60 | Monta Vista_60_kV | PGE | TRUE | 0 | 0 | 0 | 0 | 0 | 0 | 0 | 0 | 0 | 0 | 0 | 0 | 0 | 0 | 0 | 0 | 0 | 0 | 0 |  | 0 | 0 | 0 | 0 | 0 | 0 | 0 | 0 | 0 | 0 | 0 | 0 | 0 | 0 | 0 | 0 | 0 | 0 | 0 | 0 |  | 0 | 0
PG&E NGBA | Monticello | 115 | Monticello_115_kV | PGE | TRUE | 0 | 0 | 0 | 0 | 0 | 0 | 0 | 0 | 0 | 0 | 0 | 0 | 0 | 0 | 0 | 0 | 0 | 0 | 0 |  | 0 | 0 | 0 | 0 | 0 | 0 | 0 | 0 | 0 | 0 | 0 | 0 | 0 | 0 | 0 | 0 | 0 | 0 | 0 | 0 |  | 0 | 0
SCE Northern | Moorpark | 230 | Moorpark_230_kV | SCE | TRUE | 1000 | 0 | 0 | 0 | 0 | 0 | 0 | 350 | 0 | 0 | 0 | 0 | 0 | 0 | 0 | 0 | 350 | 0 | 0 |  | 350 | 650 | 0 | 0 | 0 | 0 | 0 | 0 | 350 | 0 | 0 | 0 | 0 | 0 | 0 | 0 | 0 | 350 | 0 | 0 |  | 350 | 650
SCE Northern | Moorpark | 66 | Moorpark_66_kV | SCE | TRUE | 0 | 0 | 0 | 0 | 0 | 0 | 0 | 0 | 0 | 0 | 0 | 0 | 0 | 0 | 0 | 0 | 0 | 0 | 0 |  | 0 | 0 | 0 | 0 | 0 | 0 | 0 | 0 | 0 | 0 | 0 | 0 | 0 | 0 | 0 | 0 | 0 | 0 | 0 | 0 |  | 0 | 0
PG&E GBA | Moraga | 115 | Moraga_115_kV | PGE | TRUE | 0 | 0 | 0 | 0 | 0 | 0 | 0 | 0 | 0 | 0 | 0 | 0 | 0 | 0 | 0 | 0 | 0 | 0 | 0 |  | 0 | 0 | 0 | 0 | 0 | 0 | 0 | 0 | 0 | 0 | 0 | 0 | 0 | 0 | 0 | 0 | 0 | 0 | 0 | 0 |  | 0 | 0
PG&E GBA | Moraga | 230 | Moraga_230_kV | PGE | TRUE | 0 | 0 | 0 | 0 | 0 | 0 | 0 | 0 | 0 | 0 | 0 | 0 | 0 | 0 | 0 | 0 | 0 | 0 | 0 |  | 0 | 0 | 0 | 0 | 0 | 0 | 0 | 0 | 0 | 0 | 0 | 0 | 0 | 0 | 0 | 0 | 0 | 0 | 0 | 0 |  | 0 | 0
PG&E GBA | Morgan Hill | 115 | Morgan Hill_115_kV | PGE | TRUE | 0 | 0 | 0 | 0 | 0 | 0 | 0 | 0 | 0 | 0 | 0 | 0 | 0 | 0 | 0 | 0 | 0 | 0 | 0 |  | 0 | 0 | 0 | 0 | 0 | 0 | 0 | 0 | 0 | 0 | 0 | 0 | 0 | 0 | 0 | 0 | 0 | 0 | 0 | 0 |  | 0 | 0
PG&E KERN | Morro Bay | 115 | Morro Bay_115_kV | PGE | TRUE | 0 | 0 | 0 | 0 | 0 | 0 | 0 | 0 | 0 | 0 | 0 | 0 | 0 | 0 | 0 | 0 | 0 | 0 | 0 |  | 0 | 0 | 0 | 0 | 0 | 0 | 0 | 0 | 0 | 0 | 0 | 0 | 0 | 0 | 0 | 0 | 0 | 0 | 0 | 0 |  | 0 | 0
PG&E KERN | Morro Bay | 230 | Morro Bay_230_kV | PGE | TRUE | 0 | 0 | 0 | 0 | 0 | 0 | 0 | 0 | 0 | 500 | 0 | 0 | 0 | 0 | 0 | 0 | 0 | 0 | 500 |  | 0 | 0 | 0 | 0 | 0 | 0 | 0 | 0 | 0 | 0 | 500 | 0 | 0 | 0 | 0 | 0 | 0 | 0 | 0 | 500 |  | 0 | 0
PG&E KERN | Morro Bay | 500 | Morro Bay_500_kV | PGE | TRUE | 0 | 0 | 0 | 0 | 0 | 0 | 600 | 0 | 0 | 0 | 0 | 0 | 0 | 0 | 0 | 90 | 0 | 0 | 0 |  | 90 | -90 | 0 | 0 | 0 | 0 | 0 | 600 | 0 | 0 | 0 | 0 | 0 | 0 | 0 | 0 | 90 | 0 | 0 | 0 |  | 90 | -90
PG&E GBA | Moss Landing | 115 | Moss Landing_115_kV | PGE | TRUE | 0 | 50 | 0 | 0 | 0 | 0 | 0 | 0 | 0 | 0 | 50 | 0 | 0 | 0 | 0 | 0 | 0 | 0 | 0 |  | 0 | 0 | 50 | 0 | 0 | 0 | 0 | 0 | 0 | 0 | 0 | 50 | 0 | 0 | 0 | 0 | 0 | 0 | 0 | 0 |  | 0 | 0
PG&E GBA | Moss Landing | 230 | Moss Landing_230_kV | PGE | TRUE | 0 | 0 | 0 | 0 | 0 | 0 | 0 | 0 | 0 | 0 | 0 | 0 | 0 | 0 | 0 | 0 | 0 | 0 | 0 |  | 0 | 0 | 0 | 0 | 0 | 0 | 0 | 0 | 0 | 0 | 0 | 0 | 0 | 0 | 0 | 0 | 0 | 0 | 0 | 0 |  | 0 | 0
PG&E GBA | Moss Landing | 500 | Moss Landing_500_kV | PGE | TRUE | 1500 | 0 | 0 | 0 | 0 | 0 | 0 | 0 | 0 | 0 | 0 | 0 | 0 | 0 | 0 | 0 | 0 | 0 | 0 |  | 0 | 1500 | 0 | 0 | 0 | 0 | 0 | 0 | 0 | 0 | 0 | 0 | 0 | 0 | 0 | 0 | 0 | 0 | 0 | 0 |  | 0 | 1500
SCE EOP | Mountain Pass | 115 | Mountain Pass_115_kV | VEA | TRUE | 0 | 0 | 0 | 0 | 0 | 0 | 0 | 0 | 0 | 0 | 0 | 0 | 0 | 0 | 0 | 0 | 0 | 0 | 0 |  | 0 | 0 | 0 | 0 | 0 | 0 | 0 | 0 | 0 | 0 | 0 | 0 | 0 | 0 | 0 | 0 | 0 | 0 | 0 | 0 |  | 0 | 0
PG&E GBA | Mountain View | 115 | Mountain View_115_kV | PGE | TRUE | 0 | 0 | 0 | 0 | 0 | 0 | 0 | 0 | 0 | 0 | 0 | 0 | 0 | 0 | 0 | 0 | 0 | 0 | 0 |  | 0 | 0 | 0 | 0 | 0 | 0 | 0 | 0 | 0 | 0 | 0 | 0 | 0 | 0 | 0 | 0 | 0 | 0 | 0 | 0 |  | 0 | 0
PG&E GBA | Mt Eden | 115 | Mt Eden_115_kV | PGE | TRUE | 0 | 0 | 0 | 0 | 0 | 0 | 0 | 0 | 0 | 0 | 0 | 0 | 0 | 0 | 0 | 0 | 0 | 0 | 0 |  | 0 | 0 | 0 | 0 | 0 | 0 | 0 | 0 | 0 | 0 | 0 | 0 | 0 | 0 | 0 | 0 | 0 | 0 | 0 | 0 |  | 0 | 0
PG&E KERN | Mt Poso | 115 | Mt Poso_115_kV | PGE | TRUE | 0 | 0 | 0 | 0 | 0 | 0 | 0 | 0 | 0 | 0 | 0 | 0 | 0 | 0 | 0 | 0 | 0 | 0 | 0 |  | 0 | 0 | 0 | 0 | 0 | 0 | 0 | 0 | 0 | 0 | 0 | 0 | 0 | 0 | 0 | 0 | 0 | 0 | 0 | 0 |  | 0 | 0
SDGE | Murray | 69 | Murray_69_kV | SDGE | TRUE | 0 | 0 | 0 | 0 | 0 | 0 | 0 | 0 | 0 | 0 | 0 | 0 | 0 | 0 | 0 | 0 | 0 | 0 | 0 |  | 0 | 0 | 0 | 0 | 0 | 0 | 0 | 0 | 0 | 0 | 0 | 0 | 0 | 0 | 0 | 0 | 0 | 0 | 0 | 0 |  | 0 | 0
PG&E FRESNO | Mustang | 230 | Mustang_230_kV | PGE | TRUE | 180 | 0 | 0 | 0 | 0 | 0 | 0 | 0 | 0 | 0 | 0 | 0 | 0 | 0 | 0 | 0 | 0 | 0 | 0 |  | 0 | 180 | 0 | 0 | 0 | 0 | 0 | 0 | 0 | 0 | 0 | 0 | 0 | 0 | 0 | 0 | 0 | 0 | 0 | 0 |  | 0 | 180
SCE Northern | Neenach | 66 | Neenach_66_kV | SCE | TRUE | 66 | 0 | 0 | 0 | 0 | 0 | 0 | 0 | 0 | 0 | 0 | 0 | 0 | 0 | 0 | 0 | 0 | 0 | 0 |  | 0 | 66 | 0 | 0 | 0 | 0 | 0 | 0 | 0 | 0 | 0 | 0 | 0 | 0 | 0 | 0 | 0 | 0 | 0 | 0 |  | 0 | 66
PG&E KERN | New Sub - Gates - Midway (Proposed) | 230 | New Sub - Gates - Midway (Proposed)_230_kV | PGE | TRUE | 0 | 0 | 0 | 0 | 0 | 0 | 1900 | 238.5 | 0 | 0 | 0 | 0 | 0 | 0 | 0 | 285 | 238.5 | 0 | 0 |  | 523.5 | -523.5 | 0 | 0 | 0 | 0 | 0 | 1900 | 238.5 | 0 | 0 | 0 | 0 | 0 | 0 | 0 | 285 | 238.5 | 0 | 0 |  | 523.5 | -523.5
PG&E KERN | New Sub - Gates - Templeton (Proposed) | 230 | New Sub - Gates - Templeton (Proposed)_230_kV | PGE | TRUE | 0 | 0 | 0 | 0 | 0 | 0 | 0 | 0 | 0 | 0 | 0 | 0 | 0 | 0 | 0 | 0 | 0 | 0 | 0 |  | 0 | 0 | 0 | 0 | 0 | 0 | 0 | 0 | 0 | 0 | 0 | 0 | 0 | 0 | 0 | 0 | 0 | 0 | 0 | 0 |  | 0 | 0
SCE NOL | New Sub - Kramer - Lugo (Proposed) | 230 | New Sub - Kramer - Lugo (Proposed)_230_kV | SCE | TRUE | 0 | 0 | 0 | 0 | 0 | 0 | 0 | 0 | 0 | 0 | 0 | 0 | 0 | 0 | 0 | 0 | 0 | 0 | 0 |  | 0 | 0 | 0 | 0 | 0 | 0 | 0 | 0 | 0 | 0 | 0 | 0 | 0 | 0 | 0 | 0 | 0 | 0 | 0 | 0 |  | 0 | 0
PG&E FRESNO | New Sub - Los Banos - Midway (Proposed) | 500 | New Sub - Los Banos - Midway (Proposed)_500_kV | PGE | TRUE | 0 | 0 | 0 | 0 | 0 | 0 | 816 | 0 | 246 | 0 | 0 | 0 | 0 | 0 | 0 | 122.4 | 0 | 246 | 0 |  | 368.4 | -368.4 | 0 | 0 | 0 | 0 | 0 | 816 | 0 | 246 | 0 | 0 | 0 | 0 | 0 | 0 | 122.4 | 0 | 246 | 0 |  | 368.4 | -368.4
SCE NOL | New Sub - Lugo - Pisgah (Proposed) | 230 | New Sub - Lugo - Pisgah (Proposed)_230_kV | SCE | TRUE | 0 | 0 | 0 | 0 | 0 | 0 | 0 | 0 | 0 | 0 | 0 | 0 | 0 | 0 | 0 | 0 | 0 | 0 | 0 |  | 0 | 0 | 0 | 0 | 0 | 0 | 0 | 0 | 0 | 0 | 0 | 0 | 0 | 0 | 0 | 0 | 0 | 0 | 0 | 0 |  | 0 | 0
PG&E KERN | New Sub - Midway - Wheeler Ridge (Proposed) | 230 | New Sub - Midway - Wheeler Ridge (Proposed)_230_kV | PGE | TRUE | 0 | 0 | 0 | 0 | 0 | 0 | 1900 | 0 | 0 | 0 | 0 | 0 | 0 | 0 | 0 | 285 | 0 | 0 | 0 |  | 285 | -285 | 0 | 0 | 0 | 0 | 0 | 1900 | 0 | 0 | 0 | 0 | 0 | 0 | 0 | 0 | 285 | 0 | 0 | 0 |  | 285 | -285
PG&E NGBA | New Sub - Near existing Leavitt (PSREC) | 345 | New Sub - Near existing Leavitt (PSREC)_345_kV | PGE | TRUE | 0 | 9 | 0 | 102 | 0 | 0 | 0 | 0 | 0 | 0 | 9 | 0 | 51 | 0 | 0 | 0 | 0 | 0 | 0 |  | 51 | -51 | 9 | 0 | 448 | 0 | 0 | 0 | 0 | 0 | 0 | 9 | 0 | 224 | 0 | 0 | 0 | 0 | 0 | 0 |  | 224 | -224
PG&E NGBA | New Sub - Near existing Madeline (NVE) | 345 | New Sub - Near existing Madeline (NVE)_345_kV | PGE | TRUE | 0 | 0 | 0 | 300 | 0 | 0 | 0 | 0 | 0 | 0 | 0 | 0 | 150 | 0 | 0 | 0 | 0 | 0 | 0 |  | 150 | -150 | 0 | 0 | 700 | 0 | 0 | 0 | 0 | 0 | 0 | 0 | 0 | 350 | 0 | 0 | 0 | 0 | 0 | 0 |  | 350 | -350
SDGE | New Sub - North Gila - IV (Proposed) | 500 | New Sub - North Gila - IV (Proposed)_500_kV | SDGE | TRUE | 0 | 0 | 0 | 0 | 0 | 0 | 500 | 0 | 0 | 0 | 0 | 0 | 0 | 0 | 0 | 30 | 0 | 0 | 0 |  | 30 | -30 | 0 | 0 | 0 | 0 | 0 | 750 | 0 | 0 | 0 | 0 | 0 | 0 | 0 | 0 | 45 | 0 | 0 | 0 |  | 45 | -45
PG&E NGBA | New Sub - Pit 1 - Cottonwood (Proposed) | 230 | New Sub - Pit 1 - Cottonwood (Proposed)_230_kV | PGE | TRUE | 0 | 0 | 0 | 0 | 0 | 0 | 0 | 0 | 0 | 0 | 0 | 0 | 0 | 0 | 0 | 0 | 0 | 0 | 0 |  | 0 | 0 | 0 | 0 | 0 | 0 | 0 | 0 | 0 | 0 | 0 | 0 | 0 | 0 | 0 | 0 | 0 | 0 | 0 | 0 |  | 0 | 0
PG&E GBA | New Sub - Rancho Seco - Bellota (Proposed) | 230 | New Sub - Rancho Seco - Bellota (Proposed)_230_kV | PGE | TRUE | 0 | 0 | 0 | 0 | 0 | 0 | 0 | 0 | 0 | 0 | 0 | 0 | 0 | 0 | 0 | 0 | 0 | 0 | 0 |  | 0 | 0 | 0 | 0 | 0 | 0 | 0 | 0 | 0 | 0 | 0 | 0 | 0 | 0 | 0 | 0 | 0 | 0 | 0 | 0 |  | 0 | 0
SDGE | New Sub - Suncrest - Ocotillo (Proposed) | 500 | New Sub - Suncrest - Ocotillo (Proposed)_500_kV | SDGE | TRUE | 0 | 0 | 0 | 0 | 0 | 0 | 0 | 0 | 0 | 0 | 0 | 0 | 0 | 0 | 0 | 0 | 0 | 0 | 0 |  | 0 | 0 | 0 | 0 | 0 | 0 | 0 | 0 | 0 | 0 | 0 | 0 | 0 | 0 | 0 | 0 | 0 | 0 | 0 | 0 |  | 0 | 0
PG&E FRESNO | New Sub - Westley - Quinto (Proposed) | 230 | New Sub - Westley - Quinto (Proposed)_230_kV | PGE | TRUE | 0 | 80 | 0 | 0 | 0 | 0 | 0 | 0 | 900 | 0 | 80 | 0 | 0 | 0 | 0 | 0 | 0 | 900 | 0 |  | 900 | -900 | 80 | 0 | 0 | 0 | 0 | 0 | 0 | 900 | 0 | 80 | 0 | 0 | 0 | 0 | 0 | 0 | 900 | 0 |  | 900 | -900
PG&E GBA | Newark | 115 | Newark_115_kV | PGE | TRUE | 0 | 0 | 0 | 0 | 0 | 0 | 0 | 0 | 0 | 0 | 0 | 0 | 0 | 0 | 0 | 0 | 0 | 0 | 0 |  | 0 | 0 | 0 | 0 | 0 | 0 | 0 | 0 | 0 | 0 | 0 | 0 | 0 | 0 | 0 | 0 | 0 | 0 | 0 | 0 |  | 0 | 0
PG&E GBA | Newark | 230 | Newark_230_kV | PGE | TRUE | 180 | 0 | 0 | 0 | 0 | 0 | 0 | 0 | 0 | 0 | 0 | 0 | 0 | 0 | 0 | 0 | 0 | 0 | 0 |  | 0 | 180 | 0 | 0 | 0 | 0 | 0 | 0 | 0 | 0 | 0 | 0 | 0 | 0 | 0 | 0 | 0 | 0 | 0 | 0 |  | 0 | 180
PG&E GBA | Newark | 60 | Newark_60_kV | PGE | TRUE | 0 | 0 | 0 | 0 | 0 | 0 | 0 | 0 | 0 | 0 | 0 | 0 | 0 | 0 | 0 | 0 | 0 | 0 | 0 |  | 0 | 0 | 0 | 0 | 0 | 0 | 0 | 0 | 0 | 0 | 0 | 0 | 0 | 0 | 0 | 0 | 0 | 0 | 0 | 0 |  | 0 | 0
PG&E FRESNO | Newhall | 115 | Newhall_115_kV | PGE | TRUE | 0 | 0 | 0 | 0 | 0 | 0 | 0 | 0 | 0 | 0 | 0 | 0 | 0 | 0 | 0 | 0 | 0 | 0 | 0 |  | 0 | 0 | 0 | 0 | 0 | 0 | 0 | 0 | 0 | 0 | 0 | 0 | 0 | 0 | 0 | 0 | 0 | 0 | 0 | 0 |  | 0 | 0
PG&E KERN | Norco | 115 | Norco_115_kV | PGE | TRUE | 0 | 0 | 0 | 0 | 0 | 0 | 0 | 0 | 0 | 0 | 0 | 0 | 0 | 0 | 0 | 0 | 0 | 0 | 0 |  | 0 | 0 | 0 | 0 | 0 | 0 | 0 | 0 | 0 | 0 | 0 | 0 | 0 | 0 | 0 | 0 | 0 | 0 | 0 | 0 |  | 0 | 0
PG&E GBA | Nortech | 115 | Nortech_115_kV | PGE | TRUE | 0 | 0 | 0 | 0 | 0 | 0 | 0 | 0 | 0 | 0 | 0 | 0 | 0 | 0 | 0 | 0 | 0 | 0 | 0 |  | 0 | 0 | 0 | 0 | 0 | 0 | 0 | 80 | 0 | 0 | 0 | 0 | 0 | 0 | 0 | 0 | 12 | 0 | 0 | 0 |  | 12 | -12
SDGE | North City Metering | 138 | North City Metering_138_kV | SDGE | TRUE | 0 | 0 | 0 | 0 | 0 | 0 | 0 | 0 | 0 | 0 | 0 | 0 | 0 | 0 | 0 | 0 | 0 | 0 | 0 |  | 0 | 0 | 0 | 0 | 0 | 0 | 0 | 0 | 0 | 0 | 0 | 0 | 0 | 0 | 0 | 0 | 0 | 0 | 0 | 0 |  | 0 | 0
PG&E GBA | North Dublin | 230 | North Dublin_230_kV | PGE | TRUE | 0 | 0 | 0 | 0 | 0 | 0 | 0 | 0 | 0 | 0 | 0 | 0 | 0 | 0 | 0 | 0 | 0 | 0 | 0 |  | 0 | 0 | 0 | 0 | 0 | 0 | 0 | 0 | 0 | 0 | 0 | 0 | 0 | 0 | 0 | 0 | 0 | 0 | 0 | 0 |  | 0 | 0
SDGE | North Gila | 500 | North Gila_500_kV | SDGE | TRUE | 1150 | 0 | 0 | 0 | 0 | 0 | 500 | 0 | 94.35 | 0 | 0 | 0 | 0 | 0 | 0 | 30 | 0 | 94.35 | 0 |  | 124.35 | 1025.65 | 0 | 0 | 0 | 0 | 0 | 750 | 0 | 94.35 | 0 | 0 | 0 | 0 | 0 | 0 | 45 | 0 | 94.35 | 0 |  | 139.35 | 1010.65
SCE Metro | North of SONGS | 230 | North of SONGS_230_kV | SCE | TRUE | 0 | 0 | 0 | 0 | 0 | 0 | 0 | 0 | 0 | 0 | 0 | 0 | 0 | 0 | 0 | 0 | 0 | 0 | 0 |  | 0 | 0 | 0 | 0 | 0 | 0 | 0 | 0 | 0 | 0 | 0 | 0 | 0 | 0 | 0 | 0 | 0 | 0 | 0 | 0 |  | 0 | 0
SCE Metro | North of SONGS | 500 | North of SONGS_500_kV | SCE | TRUE | 0 | 0 | 0 | 0 | 0 | 0 | 0 | 0 | 0 | 0 | 0 | 0 | 0 | 0 | 0 | 0 | 0 | 0 | 0 |  | 0 | 0 | 0 | 0 | 0 | 0 | 0 | 0 | 0 | 0 | 0 | 0 | 0 | 0 | 0 | 0 | 0 | 0 | 0 | 0 |  | 0 | 0
PG&E NGBA | Notre Dame | 115 | Notre Dame_115_kV | PGE | TRUE | 0 | 0 | 0 | 0 | 0 | 0 | 0 | 0 | 0 | 0 | 0 | 0 | 0 | 0 | 0 | 0 | 0 | 0 | 0 |  | 0 | 0 | 0 | 0 | 0 | 0 | 0 | 0 | 0 | 0 | 0 | 0 | 0 | 0 | 0 | 0 | 0 | 0 | 0 | 0 |  | 0 | 0
PG&E GBA | Oakland C | 115 | Oakland C_115_kV | PGE | TRUE | 0 | 0 | 0 | 0 | 0 | 0 | 0 | 0 | 0 | 0 | 0 | 0 | 0 | 0 | 0 | 0 | 0 | 0 | 0 |  | 0 | 0 | 0 | 0 | 0 | 0 | 0 | 0 | 0 | 0 | 0 | 0 | 0 | 0 | 0 | 0 | 0 | 0 | 0 | 0 |  | 0 | 0
PG&E GBA | Oakland J | 115 | Oakland J_115_kV | PGE | TRUE | 0 | 0 | 0 | 0 | 0 | 0 | 0 | 0 | 0 | 0 | 0 | 0 | 0 | 0 | 0 | 0 | 0 | 0 | 0 |  | 0 | 0 | 0 | 0 | 0 | 0 | 0 | 0 | 0 | 0 | 0 | 0 | 0 | 0 | 0 | 0 | 0 | 0 | 0 | 0 |  | 0 | 0
PG&E GBA | Oakland L | 115 | Oakland L_115_kV | PGE | TRUE | 0 | 0 | 0 | 0 | 0 | 0 | 0 | 0 | 0 | 0 | 0 | 0 | 0 | 0 | 0 | 0 | 0 | 0 | 0 |  | 0 | 0 | 0 | 0 | 0 | 0 | 0 | 0 | 0 | 0 | 0 | 0 | 0 | 0 | 0 | 0 | 0 | 0 | 0 | 0 |  | 0 | 0
PG&E GBA | Oakland X | 115 | Oakland X_115_kV | PGE | TRUE | 0 | 0 | 0 | 0 | 0 | 0 | 0 | 0 | 0 | 0 | 0 | 0 | 0 | 0 | 0 | 0 | 0 | 0 | 0 |  | 0 | 0 | 0 | 0 | 0 | 0 | 0 | 0 | 0 | 0 | 0 | 0 | 0 | 0 | 0 | 0 | 0 | 0 | 0 | 0 |  | 0 | 0
SDGE | Ocean Ranch | 69 | Ocean Ranch_69_kV | SDGE | TRUE | 0 | 0 | 0 | 0 | 0 | 0 | 0 | 0 | 0 | 0 | 0 | 0 | 0 | 0 | 0 | 0 | 0 | 0 | 0 |  | 0 | 0 | 0 | 0 | 0 | 0 | 0 | 0 | 0 | 0 | 0 | 0 | 0 | 0 | 0 | 0 | 0 | 0 | 0 | 0 |  | 0 | 0
PG&E KERN | Oceano | 115 | Oceano_115_kV | PGE | TRUE | 0 | 0 | 0 | 0 | 0 | 0 | 0 | 0 | 0 | 0 | 0 | 0 | 0 | 0 | 0 | 0 | 0 | 0 | 0 |  | 0 | 0 | 0 | 0 | 0 | 0 | 0 | 0 | 0 | 0 | 0 | 0 | 0 | 0 | 0 | 0 | 0 | 0 | 0 | 0 |  | 0 | 0
SDGE | Ocotillo Express | 500 | Ocotillo Express_500_kV | SDGE | TRUE | 92.904 | 0 | 0 | 0 | 0 | 0 | 0 | 0 | 0 | 0 | 0 | 0 | 0 | 0 | 0 | 0 | 0 | 0 | 0 |  | 0 | 92.904 | 0 | 0 | 0 | 0 | 0 | 0 | 0 | 0 | 0 | 0 | 0 | 0 | 0 | 0 | 0 | 0 | 0 | 0 |  | 0 | 92.904
PG&E KERN | Old River | 70 | Old River_70_kV | PGE | TRUE | 0 | 0 | 0 | 0 | 0 | 0 | 0 | 0 | 0 | 0 | 0 | 0 | 0 | 0 | 0 | 0 | 0 | 0 | 0 |  | 0 | 0 | 0 | 0 | 0 | 0 | 0 | 0 | 0 | 0 | 0 | 0 | 0 | 0 | 0 | 0 | 0 | 0 | 0 | 0 |  | 0 | 0
SDGE | Old Town | 230 | Old Town_230_kV | SDGE | TRUE | 0 | 0 | 0 | 0 | 0 | 0 | 0 | 0 | 0 | 0 | 0 | 0 | 0 | 0 | 0 | 0 | 0 | 0 | 0 |  | 0 | 0 | 0 | 0 | 0 | 0 | 0 | 0 | 0 | 0 | 0 | 0 | 0 | 0 | 0 | 0 | 0 | 0 | 0 | 0 |  | 0 | 0
SCE Metro | Olinda | 230 | Olinda_230_kV | SCE | TRUE | 0 | 0 | 0 | 0 | 0 | 0 | 0 | 0 | 0 | 0 | 0 | 0 | 0 | 0 | 0 | 0 | 0 | 0 | 0 |  | 0 | 0 | 0 | 0 | 0 | 0 | 0 | 0 | 0 | 0 | 0 | 0 | 0 | 0 | 0 | 0 | 0 | 0 | 0 | 0 |  | 0 | 0
PG&E FRESNO | Olive | 115 | Olive_115_kV | PGE | TRUE | 16.9 | 0 | 0 | 0 | 0 | 0 | 0 | 20 | 0 | 0 | 0 | 0 | 0 | 0 | 0 | 0 | 20 | 0 | 0 |  | 20 | -3.1 | 0 | 0 | 0 | 0 | 0 | 0 | 20 | 0 | 0 | 0 | 0 | 0 | 0 | 0 | 0 | 20 | 0 | 0 |  | 20 | -3.1
PG&E NGBA | Olivehurst | 115 | Olivehurst_115_kV | PGE | TRUE | 0 | 0 | 0 | 0 | 0 | 0 | 0 | 0 | 0 | 0 | 0 | 0 | 0 | 0 | 0 | 0 | 0 | 0 | 0 |  | 0 | 0 | 0 | 0 | 0 | 0 | 0 | 0 | 0 | 0 | 0 | 0 | 0 | 0 | 0 | 0 | 0 | 0 | 0 | 0 |  | 0 | 0
PG&E NGBA | Oregon Trail | 60 | Oregon Trail_60_kV | PGE | TRUE | 0 | 0 | 0 | 0 | 0 | 0 | 0 | 0 | 0 | 0 | 0 | 0 | 0 | 0 | 0 | 0 | 0 | 0 | 0 |  | 0 | 0 | 0 | 0 | 0 | 0 | 0 | 0 | 0 | 0 | 0 | 0 | 0 | 0 | 0 | 0 | 0 | 0 | 0 | 0 |  | 0 | 0
SCE Northern | Ormond Beach | 230 | Ormond Beach_230_kV | SCE | TRUE | 0 | 0 | 0 | 0 | 0 | 0 | 0 | 0 | 0 | 0 | 0 | 0 | 0 | 0 | 0 | 0 | 0 | 0 | 0 |  | 0 | 0 | 0 | 0 | 0 | 0 | 0 | 0 | 0 | 0 | 0 | 0 | 0 | 0 | 0 | 0 | 0 | 0 | 0 | 0 |  | 0 | 0
PG&E FRESNO | Oro Loma | 115 | Oro Loma_115_kV | PGE | TRUE | 0 | 0 | 0 | 0 | 0 | 0 | 100 | 0 | 0 | 0 | 0 | 0 | 0 | 0 | 0 | 15 | 0 | 0 | 0 |  | 15 | -15 | 0 | 0 | 0 | 0 | 0 | 100 | 0 | 0 | 0 | 0 | 0 | 0 | 0 | 0 | 15 | 0 | 0 | 0 |  | 15 | -15
PG&E FRESNO | Oro Loma | 70 | Oro Loma_70_kV | PGE | TRUE | 0 | 0 | 0 | 0 | 0 | 0 | 0 | 0 | 0 | 0 | 0 | 0 | 0 | 0 | 0 | 0 | 0 | 0 | 0 |  | 0 | 0 | 0 | 0 | 0 | 0 | 0 | 0 | 0 | 0 | 0 | 0 | 0 | 0 | 0 | 0 | 0 | 0 | 0 | 0 |  | 0 | 0
PG&E FRESNO | Orosi | 70 | Orosi_70_kV | PGE | TRUE | 0 | 0 | 0 | 0 | 0 | 0 | 0 | 0 | 0 | 0 | 0 | 0 | 0 | 0 | 0 | 0 | 0 | 0 | 0 |  | 0 | 0 | 0 | 0 | 0 | 0 | 0 | 0 | 0 | 0 | 0 | 0 | 0 | 0 | 0 | 0 | 0 | 0 | 0 | 0 |  | 0 | 0
SDGE | Otay | 69 | Otay_69_kV | SDGE | TRUE | 50 | 0 | 0 | 0 | 0 | 0 | 0 | 49.7 | 0 | 0 | 0 | 0 | 0 | 0 | 0 | 0 | 49.7 | 0 | 0 |  | 49.7 | 0.3 | 0 | 0 | 0 | 0 | 0 | 0 | 49.7 | 0 | 0 | 0 | 0 | 0 | 0 | 0 | 0 | 49.7 | 0 | 0 |  | 49.7 | 0.3
SDGE | Otay Mesa | 230 | Otay Mesa_230_kV | SDGE | TRUE | 0 | 0 | 0 | 0 | 0 | 0 | 0 | 65 | 0 | 0 | 0 | 0 | 0 | 0 | 0 | 0 | 65 | 0 | 0 |  | 65 | -65 | 0 | 0 | 0 | 0 | 0 | 0 | 65 | 0 | 0 | 0 | 0 | 0 | 0 | 0 | 0 | 65 | 0 | 0 |  | 65 | -65
PG&E FRESNO | Padre Flats SW STA | 230 | Padre Flats SW STA_230_kV | PGE | TRUE | 0 | 20 | 0 | 0 | 0 | 0 | 400 | 0 | 0 | 0 | 20 | 0 | 0 | 0 | 0 | 60 | 0 | 0 | 0 |  | 60 | -60 | 20 | 0 | 0 | 0 | 0 | 400 | 0 | 0 | 0 | 20 | 0 | 0 | 0 | 0 | 60 | 0 | 0 | 0 |  | 60 | -60
SCE EOP | Pahrump | 138 | Pahrump_138_kV | VEA | TRUE | 0 | 0 | 0 | 0 | 0 | 0 | 0 | 0 | 0 | 0 | 0 | 0 | 0 | 0 | 0 | 0 | 0 | 0 | 0 |  | 0 | 0 | 0 | 0 | 0 | 0 | 0 | 0 | 0 | 0 | 0 | 0 | 0 | 0 | 0 | 0 | 0 | 0 | 0 | 0 |  | 0 | 0
SCE EOP | Pahrump | 230 | Pahrump_230_kV | VEA | TRUE | 0 | 0 | 0 | 0 | 0 | 0 | 0 | 0 | 0 | 0 | 0 | 0 | 0 | 0 | 0 | 0 | 0 | 0 | 0 |  | 0 | 0 | 0 | 0 | 0 | 0 | 0 | 0 | 0 | 0 | 0 | 0 | 0 | 0 | 0 | 0 | 0 | 0 | 0 | 0 |  | 0 | 0
SDGE | Pala | 69 | Pala_69_kV | SDGE | TRUE | 10 | 0 | 0 | 0 | 0 | 0 | 0 | 0 | 0 | 0 | 0 | 0 | 0 | 0 | 0 | 0 | 0 | 0 | 0 |  | 0 | 10 | 0 | 0 | 0 | 0 | 0 | 0 | 0 | 0 | 0 | 0 | 0 | 0 | 0 | 0 | 0 | 0 | 0 | 0 |  | 0 | 10
PG&E NGBA | Palermo | 115 | Palermo_115_kV | PGE | TRUE | 0 | 0 | 0 | 0 | 0 | 0 | 0 | 0 | 0 | 0 | 0 | 0 | 0 | 0 | 0 | 0 | 0 | 0 | 0 |  | 0 | 0 | 0 | 0 | 0 | 0 | 0 | 0 | 0 | 0 | 0 | 0 | 0 | 0 | 0 | 0 | 0 | 0 | 0 | 0 |  | 0 | 0
PG&E NGBA | Palermo | 230 | Palermo_230_kV | PGE | TRUE | 0 | 20 | 0 | 0 | 0 | 0 | 0 | 0 | 0 | 0 | 20 | 0 | 0 | 0 | 0 | 0 | 0 | 0 | 0 |  | 0 | 0 | 20 | 0 | 0 | 0 | 0 | 0 | 0 | 0 | 0 | 20 | 0 | 0 | 0 | 0 | 0 | 0 | 0 | 0 |  | 0 | 0
SCE Eastern | Palo Verde | 500 | Palo Verde_500_kV | SCE | TRUE | 0 | 0 | 0 | 0 | 2536 | 0 | 0 | 0 | 0 | 0 | 0 | 0 | 0 | 1699.12 | 0 | 0 | 0 | 0 | 0 |  | 0 | 0 | 0 | 0 | 0 | 2536 | 0 | 0 | 0 | 0 | 0 | 0 | 0 | 0 | 1699.12 | 0 | 0 | 0 | 0 | 0 |  | 0 | 0
SDGE | Palomar Energy | 230 | Palomar Energy_230_kV | SDGE | TRUE | 0 | 0 | 0 | 0 | 0 | 0 | 0 | 0 | 0 | 0 | 0 | 0 | 0 | 0 | 0 | 0 | 0 | 0 | 0 |  | 0 | 0 | 0 | 0 | 0 | 0 | 0 | 0 | 0 | 0 | 0 | 0 | 0 | 0 | 0 | 0 | 0 | 0 | 0 | 0 |  | 0 | 0
PG&E KERN | Panama | 70 | Panama_70_kV | PGE | TRUE | 0 | 0 | 0 | 0 | 0 | 0 | 0 | 0 | 0 | 0 | 0 | 0 | 0 | 0 | 0 | 0 | 0 | 0 | 0 |  | 0 | 0 | 0 | 0 | 0 | 0 | 0 | 0 | 0 | 0 | 0 | 0 | 0 | 0 | 0 | 0 | 0 | 0 | 0 | 0 |  | 0 | 0
PG&E FRESNO | Panoche | 115 | Panoche_115_kV | PGE | TRUE | 6 | 0 | 0 | 0 | 0 | 0 | 0 | 0 | 0 | 0 | 0 | 0 | 0 | 0 | 0 | 0 | 0 | 0 | 0 |  | 0 | 6 | 0 | 0 | 0 | 0 | 0 | 0 | 0 | 0 | 0 | 0 | 0 | 0 | 0 | 0 | 0 | 0 | 0 | 0 |  | 0 | 6
PG&E FRESNO | Panoche | 230 | Panoche_230_kV | PGE | TRUE | 0 | 0 | 0 | 0 | 0 | 0 | 0 | 0 | 0 | 0 | 0 | 0 | 0 | 0 | 0 | 0 | 0 | 0 | 0 |  | 0 | 0 | 0 | 0 | 0 | 0 | 0 | 0 | 0 | 0 | 0 | 0 | 0 | 0 | 0 | 0 | 0 | 0 | 0 | 0 |  | 0 | 0
SCE Northern | Pardee | 230 | Pardee_230_kV | SCE | TRUE | 0 | 0 | 0 | 0 | 0 | 0 | 700 | 15 | 0 | 250 | 0 | 0 | 0 | 0 | 0 | 91 | 15 | 0 | 250 |  | 106 | -106 | 0 | 0 | 0 | 0 | 0 | 700 | 15 | 0 | 250 | 0 | 0 | 0 | 0 | 0 | 91 | 15 | 0 | 250 |  | 106 | -106
PG&E NGBA | Parkway | 230 | Parkway_230_kV | PGE | TRUE | 0 | 0 | 0 | 0 | 0 | 0 | 0 | 0 | 0 | 0 | 0 | 0 | 0 | 0 | 0 | 0 | 0 | 0 | 0 |  | 0 | 0 | 0 | 0 | 0 | 0 | 0 | 0 | 0 | 0 | 0 | 0 | 0 | 0 | 0 | 0 | 0 | 0 | 0 | 0 |  | 0 | 0
SCE Northern | Pastoria | 230 | Pastoria_230_kV | SCE | TRUE | 72.2982 | 0 | 0 | 0 | 0 | 0 | 0 | 80 | 0 | 0 | 0 | 0 | 0 | 0 | 0 | 0 | 80 | 0 | 0 |  | 80 | -7.7018 | 0 | 0 | 0 | 0 | 0 | 0 | 80 | 0 | 0 | 0 | 0 | 0 | 0 | 0 | 0 | 80 | 0 | 0 |  | 80 | -7.7018
SCE Metro | Pauda | 230 | Pauda_230_kV | SCE | TRUE | 0 | 0 | 0 | 0 | 0 | 0 | 0 | 0 | 0 | 0 | 0 | 0 | 0 | 0 | 0 | 0 | 0 | 0 | 0 |  | 0 | 0 | 0 | 0 | 0 | 0 | 0 | 0 | 0 | 0 | 0 | 0 | 0 | 0 | 0 | 0 | 0 | 0 | 0 | 0 |  | 0 | 0
PG&E GBA | Paul Sweet | 115 | Paul Sweet_115_kV | PGE | TRUE | 0 | 0 | 0 | 0 | 0 | 0 | 0 | 0 | 13 | 0 | 0 | 0 | 0 | 0 | 0 | 0 | 0 | 13 | 0 |  | 13 | -13 | 0 | 0 | 0 | 0 | 0 | 0 | 0 | 13 | 0 | 0 | 0 | 0 | 0 | 0 | 0 | 0 | 13 | 0 |  | 13 | -13
PG&E NGBA | Peabody | 230 | Peabody_230_kV | PGE | TRUE | 0 | 0 | 0 | 0 | 0 | 0 | 0 | 0 | 0 | 0 | 0 | 0 | 0 | 0 | 0 | 0 | 0 | 0 | 0 |  | 0 | 0 | 0 | 0 | 0 | 0 | 0 | 0 | 0 | 0 | 0 | 0 | 0 | 0 | 0 | 0 | 0 | 0 | 0 | 0 |  | 0 | 0
PG&E NGBA | Pease | 115 | Pease_115_kV | PGE | TRUE | 0 | 0 | 0 | 0 | 0 | 0 | 0 | 0 | 0 | 0 | 0 | 0 | 0 | 0 | 0 | 0 | 0 | 0 | 0 |  | 0 | 0 | 0 | 0 | 0 | 0 | 0 | 0 | 0 | 0 | 0 | 0 | 0 | 0 | 0 | 0 | 0 | 0 | 0 | 0 |  | 0 | 0
PG&E NGBA | Pease | 60 | Pease_60_kV | PGE | TRUE | 0 | 0 | 0 | 0 | 0 | 0 | 0 | 0 | 0 | 0 | 0 | 0 | 0 | 0 | 0 | 0 | 0 | 0 | 0 |  | 0 | 0 | 0 | 0 | 0 | 0 | 0 | 0 | 0 | 0 | 0 | 0 | 0 | 0 | 0 | 0 | 0 | 0 | 0 | 0 |  | 0 | 0
SDGE | Penasquitos | 138 | Penasquitos_138_kV | SDGE | TRUE | 0 | 0 | 0 | 0 | 0 | 0 | 0 | 0 | 0 | 0 | 0 | 0 | 0 | 0 | 0 | 0 | 0 | 0 | 0 |  | 0 | 0 | 0 | 0 | 0 | 0 | 0 | 0 | 0 | 0 | 0 | 0 | 0 | 0 | 0 | 0 | 0 | 0 | 0 | 0 |  | 0 | 0
SDGE | Penasquitos | 230 | Penasquitos_230_kV | SDGE | TRUE | 0 | 0 | 0 | 0 | 0 | 0 | 0 | 0 | 0 | 0 | 0 | 0 | 0 | 0 | 0 | 0 | 0 | 0 | 0 |  | 0 | 0 | 0 | 0 | 0 | 0 | 0 | 0 | 0 | 0 | 0 | 0 | 0 | 0 | 0 | 0 | 0 | 0 | 0 | 0 |  | 0 | 0
SDGE | Penasquitos | 69 | Penasquitos_69_kV | SDGE | TRUE | 0 | 0 | 0 | 0 | 0 | 0 | 0 | 0 | 0 | 0 | 0 | 0 | 0 | 0 | 0 | 0 | 0 | 0 | 0 |  | 0 | 0 | 0 | 0 | 0 | 0 | 0 | 0 | 0 | 0 | 0 | 0 | 0 | 0 | 0 | 0 | 0 | 0 | 0 | 0 |  | 0 | 0
SDGE | Pendleton | 69 | Pendleton_69_kV | SDGE | TRUE | 0 | 0 | 0 | 0 | 0 | 0 | 0 | 0 | 50 | 0 | 0 | 0 | 0 | 0 | 0 | 0 | 0 | 50 | 0 |  | 50 | -50 | 0 | 0 | 0 | 0 | 0 | 0 | 0 | 50 | 0 | 0 | 0 | 0 | 0 | 0 | 0 | 0 | 50 | 0 |  | 50 | -50
PG&E NGBA | Penngrove | 115 | Penngrove_115_kV | PGE | TRUE | 0 | 0 | 0 | 0 | 0 | 0 | 0 | 0 | 0 | 0 | 0 | 0 | 0 | 0 | 0 | 0 | 0 | 0 | 0 |  | 0 | 0 | 0 | 0 | 0 | 0 | 0 | 0 | 0 | 0 | 0 | 0 | 0 | 0 | 0 | 0 | 0 | 0 | 0 | 0 |  | 0 | 0
PG&E GBA | Peoria | 115 | Peoria_115_kV | PGE | TRUE | 0 | 0 | 0 | 0 | 0 | 0 | 0 | 0 | 0 | 0 | 0 | 0 | 0 | 0 | 0 | 0 | 0 | 0 | 0 |  | 0 | 0 | 0 | 0 | 0 | 0 | 0 | 0 | 0 | 0 | 0 | 0 | 0 | 0 | 0 | 0 | 0 | 0 | 0 | 0 |  | 0 | 0
PG&E GBA | Piercy | 115 | Piercy_115_kV | PGE | TRUE | 0 | 0 | 0 | 0 | 0 | 0 | 0 | 0 | 0 | 0 | 0 | 0 | 0 | 0 | 0 | 0 | 0 | 0 | 0 |  | 0 | 0 | 0 | 0 | 0 | 0 | 0 | 0 | 0 | 0 | 0 | 0 | 0 | 0 | 0 | 0 | 0 | 0 | 0 | 0 |  | 0 | 0
PG&E FRESNO | Pine Flat | 230 | Pine Flat_230_kV | PGE | TRUE | 0 | 0 | 0 | 0 | 0 | 0 | 0 | 0 | 0 | 0 | 0 | 0 | 0 | 0 | 0 | 0 | 0 | 0 | 0 |  | 0 | 0 | 0 | 0 | 0 | 0 | 0 | 0 | 0 | 0 | 0 | 0 | 0 | 0 | 0 | 0 | 0 | 0 | 0 | 0 |  | 0 | 0
SCE NOL | Pisgah | 230 | Pisgah_230_kV | SCE | TRUE | 240 | 0 | 0 | 0 | 0 | 0 | 0 | 0 | 0 | 0 | 0 | 0 | 0 | 0 | 0 | 0 | 0 | 0 | 0 |  | 0 | 240 | 0 | 0 | 0 | 0 | 0 | 217 | 0 | 0 | 0 | 0 | 0 | 0 | 0 | 0 | 28.21 | 0 | 0 | 0 |  | 28.21 | 211.79
PG&E NGBA | Pit 1 | 230 | Pit 1_230_kV | PGE | TRUE | 103 | 0 | 0 | 0 | 0 | 0 | 0 | 0 | 0 | 0 | 0 | 0 | 0 | 0 | 0 | 0 | 0 | 0 | 0 |  | 0 | 103 | 0 | 0 | 0 | 0 | 0 | 0 | 0 | 0 | 0 | 0 | 0 | 0 | 0 | 0 | 0 | 0 | 0 | 0 |  | 0 | 103
PG&E NGBA | Pit 1 | 60 | Pit 1_60_kV | PGE | TRUE | 0 | 0 | 0 | 0 | 0 | 0 | 0 | 0 | 0 | 0 | 0 | 0 | 0 | 0 | 0 | 0 | 0 | 0 | 0 |  | 0 | 0 | 0 | 0 | 0 | 0 | 0 | 0 | 0 | 0 | 0 | 0 | 0 | 0 | 0 | 0 | 0 | 0 | 0 | 0 |  | 0 | 0
PG&E NGBA | Pit 3 | 230 | Pit 3_230_kV | PGE | TRUE | 0 | 0 | 0 | 0 | 0 | 0 | 0 | 0 | 0 | 0 | 0 | 0 | 0 | 0 | 0 | 0 | 0 | 0 | 0 |  | 0 | 0 | 0 | 0 | 0 | 0 | 0 | 0 | 0 | 0 | 0 | 0 | 0 | 0 | 0 | 0 | 0 | 0 | 0 | 0 |  | 0 | 0
PG&E NGBA | Pit 4 | 230 | Pit 4_230_kV | PGE | TRUE | 0 | 0 | 0 | 0 | 0 | 0 | 0 | 0 | 0 | 0 | 0 | 0 | 0 | 0 | 0 | 0 | 0 | 0 | 0 |  | 0 | 0 | 0 | 0 | 0 | 0 | 0 | 0 | 0 | 0 | 0 | 0 | 0 | 0 | 0 | 0 | 0 | 0 | 0 | 0 |  | 0 | 0
PG&E GBA | Pittsburg | 115 | Pittsburg_115_kV | PGE | TRUE | 325 | 0 | 0 | 0 | 0 | 0 | 0 | 0 | 0 | 0 | 0 | 0 | 0 | 0 | 0 | 0 | 0 | 0 | 0 |  | 0 | 325 | 0 | 0 | 0 | 0 | 0 | 0 | 0 | 0 | 0 | 0 | 0 | 0 | 0 | 0 | 0 | 0 | 0 | 0 |  | 0 | 325
PG&E GBA | Pittsburg | 230 | Pittsburg_230_kV | PGE | TRUE | 675 | 0 | 0 | 0 | 0 | 0 | 0 | 0 | 0 | 0 | 0 | 0 | 0 | 0 | 0 | 0 | 0 | 0 | 0 |  | 0 | 675 | 0 | 0 | 0 | 0 | 0 | 0 | 0 | 0 | 0 | 0 | 0 | 0 | 0 | 0 | 0 | 0 | 0 | 0 |  | 0 | 675
PG&E NGBA | Pleasant Grove | 115 | Pleasant Grove_115_kV | PGE | TRUE | 0 | 0 | 0 | 0 | 0 | 0 | 0 | 0 | 0 | 0 | 0 | 0 | 0 | 0 | 0 | 0 | 0 | 0 | 0 |  | 0 | 0 | 0 | 0 | 0 | 0 | 0 | 0 | 0 | 0 | 0 | 0 | 0 | 0 | 0 | 0 | 0 | 0 | 0 | 0 |  | 0 | 0
PG&E NGBA | POE | 230 | POE_230_kV | PGE | TRUE | 0 | 0 | 0 | 0 | 0 | 0 | 0 | 0 | 0 | 0 | 0 | 0 | 0 | 0 | 0 | 0 | 0 | 0 | 0 |  | 0 | 0 | 0 | 0 | 0 | 0 | 0 | 0 | 0 | 0 | 0 | 0 | 0 | 0 | 0 | 0 | 0 | 0 | 0 | 0 |  | 0 | 0
SDGE | Point Loma | 69 | Point Loma_69_kV | SDGE | TRUE | 0 | 0 | 0 | 0 | 0 | 0 | 0 | 0 | 0 | 0 | 0 | 0 | 0 | 0 | 0 | 0 | 0 | 0 | 0 |  | 0 | 0 | 0 | 0 | 0 | 0 | 0 | 0 | 0 | 0 | 0 | 0 | 0 | 0 | 0 | 0 | 0 | 0 | 0 | 0 |  | 0 | 0
SDGE | Pomerado | 69 | Pomerado_69_kV | SDGE | TRUE | 100 | 0 | 0 | 0 | 0 | 0 | 0 | 100 | 0 | 0 | 0 | 0 | 0 | 0 | 0 | 0 | 100 | 0 | 0 |  | 100 | 0 | 0 | 0 | 0 | 0 | 0 | 0 | 100 | 0 | 0 | 0 | 0 | 0 | 0 | 0 | 0 | 100 | 0 | 0 |  | 100 | 0
PG&E KERN | Poso Mountain | 115 | Poso Mountain_115_kV | PGE | TRUE | 0 | 0 | 0 | 0 | 0 | 0 | 100 | 0 | 0 | 0 | 0 | 0 | 0 | 0 | 0 | 15 | 0 | 0 | 0 |  | 15 | -15 | 0 | 0 | 0 | 0 | 0 | 100 | 0 | 0 | 0 | 0 | 0 | 0 | 0 | 0 | 15 | 0 | 0 | 0 |  | 15 | -15
SCE EOP | Primm | 230 | Primm_230_kV | VEA | TRUE | 0 | 0 | 0 | 0 | 0 | 0 | 0 | 200 | 0 | 0 | 0 | 0 | 0 | 0 | 0 | 0 | 200 | 0 | 0 |  | 200 | -200 | 0 | 0 | 0 | 0 | 0 | 0 | 200 | 0 | 0 | 0 | 0 | 0 | 0 | 0 | 0 | 200 | 0 | 0 |  | 200 | -200
PG&E NGBA | Putah Creek | 115 | Putah Creek_115_kV | PGE | TRUE | 0 | 0 | 0 | 0 | 0 | 0 | 0 | 0 | 0 | 0 | 0 | 0 | 0 | 0 | 0 | 0 | 0 | 0 | 0 |  | 0 | 0 | 0 | 0 | 0 | 0 | 0 | 0 | 0 | 0 | 0 | 0 | 0 | 0 | 0 | 0 | 0 | 0 | 0 | 0 |  | 0 | 0
SDGE | Q1806 | 138 | Q1806_138_kV | SDGE | TRUE | 0 | 0 | 0 | 0 | 0 | 0 | 0 | 0 | 0 | 0 | 0 | 0 | 0 | 0 | 0 | 0 | 0 | 0 | 0 |  | 0 | 0 | 0 | 0 | 0 | 0 | 0 | 0 | 0 | 0 | 0 | 0 | 0 | 0 | 0 | 0 | 0 | 0 | 0 | 0 |  | 0 | 0
PG&E FRESNO | Quinto | 230 | Quinto_230_kV | PGE | TRUE | 150 | 20 | 0 | 0 | 0 | 0 | 0 | 0 | 0 | 0 | 20 | 0 | 0 | 0 | 0 | 0 | 0 | 0 | 0 |  | 0 | 150 | 20 | 0 | 0 | 0 | 0 | 375 | 0 | 0 | 0 | 20 | 0 | 0 | 0 | 0 | 56.25 | 0 | 0 | 0 |  | 56.25 | 93.75
PG&E GBA | Race Track | 115 | Race Track_115_kV | PGE | TRUE | 0 | 0 | 0 | 0 | 0 | 0 | 0 | 0 | 0 | 0 | 0 | 0 | 0 | 0 | 0 | 0 | 0 | 0 | 0 |  | 0 | 0 | 0 | 0 | 0 | 0 | 0 | 0 | 0 | 0 | 0 | 0 | 0 | 0 | 0 | 0 | 0 | 0 | 0 | 0 |  | 0 | 0
SDGE | Rancho Mission Viejo | 138 | Rancho Mission Viejo_138_kV | SDGE | TRUE | 0 | 0 | 0 | 0 | 0 | 0 | 0 | 0 | 0 | 0 | 0 | 0 | 0 | 0 | 0 | 0 | 0 | 0 | 0 |  | 0 | 0 | 0 | 0 | 0 | 0 | 0 | 0 | 0 | 0 | 0 | 0 | 0 | 0 | 0 | 0 | 0 | 0 | 0 | 0 |  | 0 | 0
PG&E GBA | Rancho Seco | 230 | Rancho Seco_230_kV | PGE | TRUE | 350 | 0 | 0 | 0 | 0 | 0 | 0 | 0 | 0 | 0 | 0 | 0 | 0 | 0 | 0 | 0 | 0 | 0 | 0 |  | 0 | 350 | 0 | 0 | 0 | 0 | 0 | 0 | 0 | 0 | 0 | 0 | 0 | 0 | 0 | 0 | 0 | 0 | 0 | 0 |  | 0 | 350
SCE Metro | Rancho Vista | 230 | Rancho Vista_230_kV | SCE | TRUE | 0 | 0 | 0 | 0 | 0 | 0 | 0 | 0 | 0 | 0 | 0 | 0 | 0 | 0 | 0 | 0 | 0 | 0 | 0 |  | 0 | 0 | 0 | 0 | 0 | 0 | 0 | 0 | 0 | 0 | 0 | 0 | 0 | 0 | 0 | 0 | 0 | 0 | 0 | 0 |  | 0 | 0
SCE Metro | Rancho Vista | 500 | Rancho Vista_500_kV | SCE | TRUE | 0 | 0 | 0 | 0 | 0 | 0 | 0 | 0 | 0 | 0 | 0 | 0 | 0 | 0 | 0 | 0 | 0 | 0 | 0 |  | 0 | 0 | 0 | 0 | 0 | 0 | 0 | 0 | 0 | 0 | 0 | 0 | 0 | 0 | 0 | 0 | 0 | 0 | 0 | 0 |  | 0 | 0
SCE NOL | Ransburg | 115 | Ransburg_115_kV | SCE | TRUE | 0 | 0 | 0 | 0 | 0 | 0 | 0 | 0 | 0 | 0 | 0 | 0 | 0 | 0 | 0 | 0 | 0 | 0 | 0 |  | 0 | 0 | 0 | 0 | 0 | 0 | 0 | 0 | 0 | 0 | 0 | 0 | 0 | 0 | 0 | 0 | 0 | 0 | 0 | 0 |  | 0 | 0
PG&E GBA | Ravenswood | 115 | Ravenswood_115_kV | PGE | TRUE | 0 | 0 | 0 | 0 | 0 | 0 | 0 | 0 | 0 | 0 | 0 | 0 | 0 | 0 | 0 | 0 | 0 | 0 | 0 |  | 0 | 0 | 0 | 0 | 0 | 0 | 0 | 0 | 0 | 0 | 0 | 0 | 0 | 0 | 0 | 0 | 0 | 0 | 0 | 0 |  | 0 | 0
PG&E GBA | Ravenswood | 230 | Ravenswood_230_kV | PGE | TRUE | 0 | 0 | 0 | 0 | 0 | 0 | 0 | 0 | 0 | 0 | 0 | 0 | 0 | 0 | 0 | 0 | 0 | 0 | 0 |  | 0 | 0 | 0 | 0 | 0 | 0 | 0 | 0 | 0 | 0 | 0 | 0 | 0 | 0 | 0 | 0 | 0 | 0 | 0 | 0 |  | 0 | 0
SCE Northern | Rector | 230 | Rector_230_kV | SCE | TRUE | 0 | 0 | 0 | 0 | 0 | 0 | 0 | 0 | 0 | 0 | 0 | 0 | 0 | 0 | 0 | 0 | 0 | 0 | 0 |  | 0 | 0 | 0 | 0 | 0 | 0 | 0 | 0 | 0 | 0 | 0 | 0 | 0 | 0 | 0 | 0 | 0 | 0 | 0 | 0 |  | 0 | 0
SCE Eastern | Red Bluff | 230 | Red Bluff_230_kV | SCE | TRUE | 1259.15 | 0 | 0 | 0 | 0 | 0 | 0 | 0 | 0 | 0 | 0 | 0 | 0 | 0 | 0 | 0 | 0 | 0 | 0 |  | 0 | 1259.15 | 0 | 0 | 0 | 0 | 0 | 0 | 0 | 0 | 0 | 0 | 0 | 0 | 0 | 0 | 0 | 0 | 0 | 0 |  | 0 | 1259.15
SCE Eastern | Red Bluff | 500 | Red Bluff_500_kV | SCE | TRUE | 1148.5 | 0 | 0 | 0 | 0 | 0 | 175 | 100 | 0 | 800 | 0 | 0 | 0 | 0 | 0 | 22.75 | 100 | 0 | 800 |  | 122.75 | 1025.75 | 0 | 0 | 0 | 0 | 0 | 175 | 100 | 0 | 800 | 0 | 0 | 0 | 0 | 0 | 22.75 | 100 | 0 | 800 |  | 122.75 | 1025.75
PG&E NGBA | Redbud | 115 | Redbud_115_kV | PGE | TRUE | 0 | 241 | 0 | 0 | 0 | 0 | 0 | 0 | 0 | 0 | 241 | 0 | 0 | 0 | 0 | 0 | 0 | 0 | 0 |  | 0 | 0 | 241 | 0 | 0 | 0 | 0 | 0 | 0 | 0 | 0 | 241 | 0 | 0 | 0 | 0 | 0 | 0 | 0 | 0 |  | 0 | 0
SCE Metro | Redondo | 230 | Redondo_230_kV | SCE | TRUE | 0 | 0 | 0 | 0 | 0 | 0 | 0 | 0 | 0 | 0 | 0 | 0 | 0 | 0 | 0 | 0 | 0 | 0 | 0 |  | 0 | 0 | 0 | 0 | 0 | 0 | 0 | 0 | 0 | 0 | 0 | 0 | 0 | 0 | 0 | 0 | 0 | 0 | 0 | 0 |  | 0 | 0
PG&E FRESNO | Reedley | 115 | Reedley_115_kV | PGE | TRUE | 0 | 0 | 0 | 0 | 0 | 0 | 0 | 0 | 0 | 0 | 0 | 0 | 0 | 0 | 0 | 0 | 0 | 0 | 0 |  | 0 | 0 | 0 | 0 | 0 | 0 | 0 | 0 | 0 | 0 | 0 | 0 | 0 | 0 | 0 | 0 | 0 | 0 | 0 | 0 |  | 0 | 0
PG&E KERN | Renfro | 115 | Renfro_115_kV | PGE | TRUE | 0 | 0 | 0 | 0 | 0 | 0 | 0 | 0 | 0 | 0 | 0 | 0 | 0 | 0 | 0 | 0 | 0 | 0 | 0 |  | 0 | 0 | 0 | 0 | 0 | 0 | 0 | 0 | 0 | 0 | 0 | 0 | 0 | 0 | 0 | 0 | 0 | 0 | 0 | 0 |  | 0 | 0
PG&E GBA | Richmond R | 115 | Richmond R_115_kV | PGE | TRUE | 0 | 0 | 0 | 0 | 0 | 0 | 0 | 0 | 0 | 0 | 0 | 0 | 0 | 0 | 0 | 0 | 0 | 0 | 0 |  | 0 | 0 | 0 | 0 | 0 | 0 | 0 | 0 | 0 | 0 | 0 | 0 | 0 | 0 | 0 | 0 | 0 | 0 | 0 | 0 |  | 0 | 0
PG&E NGBA | Rincon | 115 | Rincon_115_kV | PGE | TRUE | 0 | 50 | 0 | 0 | 0 | 0 | 0 | 0 | 0 | 0 | 50 | 0 | 0 | 0 | 0 | 0 | 0 | 0 | 0 |  | 0 | 0 | 50 | 0 | 0 | 0 | 0 | 0 | 0 | 0 | 0 | 50 | 0 | 0 | 0 | 0 | 0 | 0 | 0 | 0 |  | 0 | 0
PG&E KERN | Rio Bravo | 115 | Rio Bravo_115_kV | PGE | TRUE | 0 | 0 | 0 | 0 | 0 | 0 | 0 | 0 | 0 | 0 | 0 | 0 | 0 | 0 | 0 | 0 | 0 | 0 | 0 |  | 0 | 0 | 0 | 0 | 0 | 0 | 0 | 0 | 0 | 0 | 0 | 0 | 0 | 0 | 0 | 0 | 0 | 0 | 0 | 0 |  | 0 | 0
SCE Metro | Rio Hondo | 230 | Rio Hondo_230_kV | SCE | TRUE | 1000 | 0 | 0 | 0 | 0 | 0 | 0 | 265 | 10 | 0 | 0 | 0 | 0 | 0 | 0 | 0 | 265 | 10 | 0 |  | 275 | 725 | 0 | 0 | 0 | 0 | 0 | 0 | 265 | 10 | 0 | 0 | 0 | 0 | 0 | 0 | 0 | 265 | 10 | 0 |  | 275 | 725
PG&E NGBA | Rio Oso | 115 | Rio Oso_115_kV | PGE | TRUE | 0 | 0 | 0 | 0 | 0 | 0 | 0 | 0 | 0 | 0 | 0 | 0 | 0 | 0 | 0 | 0 | 0 | 0 | 0 |  | 0 | 0 | 0 | 0 | 0 | 0 | 0 | 0 | 0 | 0 | 0 | 0 | 0 | 0 | 0 | 0 | 0 | 0 | 0 | 0 |  | 0 | 0
PG&E NGBA | Rio Oso | 230 | Rio Oso_230_kV | PGE | TRUE | 0 | 0 | 0 | 0 | 0 | 0 | 0 | 0 | 0 | 0 | 0 | 0 | 0 | 0 | 0 | 0 | 0 | 0 | 0 |  | 0 | 0 | 0 | 0 | 0 | 0 | 0 | 0 | 0 | 0 | 0 | 0 | 0 | 0 | 0 | 0 | 0 | 0 | 0 | 0 |  | 0 | 0
PG&E GBA | Ripon | 115 | Ripon_115_kV | PGE | TRUE | 99 | 0 | 0 | 0 | 0 | 0 | 0 | 99 | 0 | 0 | 0 | 0 | 0 | 0 | 0 | 0 | 99 | 0 | 0 |  | 99 | 0 | 0 | 0 | 0 | 0 | 0 | 0 | 99 | 0 | 0 | 0 | 0 | 0 | 0 | 0 | 0 | 99 | 0 | 0 |  | 99 | 0
PG&E GBA | Riverbank | 115 | Riverbank_115_kV | PGE | TRUE | 0 | 0 | 0 | 0 | 0 | 0 | 0 | 0 | 0 | 0 | 0 | 0 | 0 | 0 | 0 | 0 | 0 | 0 | 0 |  | 0 | 0 | 0 | 0 | 0 | 0 | 0 | 0 | 0 | 0 | 0 | 0 | 0 | 0 | 0 | 0 | 0 | 0 | 0 | 0 |  | 0 | 0
SCE NOL | Roadway | 115 | Roadway_115_kV | SCE | TRUE | 165.44 | 0 | 0 | 0 | 0 | 0 | 0 | 0 | 0 | 0 | 0 | 0 | 0 | 0 | 0 | 0 | 0 | 0 | 0 |  | 0 | 165.44 | 0 | 0 | 0 | 0 | 0 | 0 | 0 | 0 | 0 | 0 | 0 | 0 | 0 | 0 | 0 | 0 | 0 | 0 |  | 0 | 165.44
PG&E NGBA | Rock Creek 1 | 230 | Rock Creek 1_230_kV | PGE | TRUE | 0 | 0 | 0 | 0 | 0 | 0 | 0 | 0 | 0 | 0 | 0 | 0 | 0 | 0 | 0 | 0 | 0 | 0 | 0 |  | 0 | 0 | 0 | 0 | 0 | 0 | 0 | 0 | 0 | 0 | 0 | 0 | 0 | 0 | 0 | 0 | 0 | 0 | 0 | 0 |  | 0 | 0
SCE Northern | Rosamond | 66 | Rosamond_66_kV | SCE | TRUE | 0 | 0 | 0 | 0 | 0 | 0 | 0 | 0 | 0 | 0 | 0 | 0 | 0 | 0 | 0 | 0 | 0 | 0 | 0 |  | 0 | 0 | 0 | 0 | 0 | 0 | 0 | 0 | 0 | 0 | 0 | 0 | 0 | 0 | 0 | 0 | 0 | 0 | 0 | 0 |  | 0 | 0
PG&E GBA | Rossmoor | 230 | Rossmoor_230_kV | PGE | TRUE | 0 | 0 | 0 | 0 | 0 | 0 | 0 | 0 | 0 | 0 | 0 | 0 | 0 | 0 | 0 | 0 | 0 | 0 | 0 |  | 0 | 0 | 0 | 0 | 0 | 0 | 0 | 0 | 0 | 0 | 0 | 0 | 0 | 0 | 0 | 0 | 0 | 0 | 0 | 0 |  | 0 | 0
PG&E NGBA | Round Mountain | 230 | Round Mountain_230_kV | PGE | TRUE | 0 | 0 | 0 | 0 | 0 | 0 | 0 | 0 | 0 | 0 | 0 | 0 | 0 | 0 | 0 | 0 | 0 | 0 | 0 |  | 0 | 0 | 0 | 0 | 0 | 0 | 0 | 0 | 0 | 0 | 0 | 0 | 0 | 0 | 0 | 0 | 0 | 0 | 0 | 0 |  | 0 | 0
PG&E NGBA | Round Mountain | 500 | Round Mountain_500_kV | PGE | TRUE | 0 | 0 | 0 | 0 | 0 | 0 | 0 | 0 | 0 | 0 | 0 | 0 | 0 | 0 | 0 | 0 | 0 | 0 | 0 |  | 0 | 0 | 0 | 0 | 0 | 0 | 0 | 0 | 0 | 0 | 0 | 0 | 0 | 0 | 0 | 0 | 0 | 0 | 0 | 0 |  | 0 | 0
PG&E GBA | Salado | 115 | Salado_115_kV | PGE | TRUE | 0 | 0 | 0 | 0 | 0 | 0 | 0 | 0 | 0 | 0 | 0 | 0 | 0 | 0 | 0 | 0 | 0 | 0 | 0 |  | 0 | 0 | 0 | 0 | 0 | 0 | 0 | 69 | 0 | 0 | 0 | 0 | 0 | 0 | 0 | 0 | 10.35 | 0 | 0 | 0 |  | 10.35 | -10.35
PG&E GBA | Salado | 60 | Salado_60_kV | PGE | TRUE | 0 | 0 | 0 | 0 | 0 | 0 | 0 | 0 | 0 | 0 | 0 | 0 | 0 | 0 | 0 | 0 | 0 | 0 | 0 |  | 0 | 0 | 0 | 0 | 0 | 0 | 0 | 0 | 0 | 0 | 0 | 0 | 0 | 0 | 0 | 0 | 0 | 0 | 0 | 0 |  | 0 | 0
PG&E GBA | Salinas | 115 | Salinas_115_kV | PGE | TRUE | 0 | 0 | 0 | 0 | 0 | 0 | 0 | 0 | 0 | 0 | 0 | 0 | 0 | 0 | 0 | 0 | 0 | 0 | 0 |  | 0 | 0 | 0 | 0 | 0 | 0 | 0 | 0 | 0 | 0 | 0 | 0 | 0 | 0 | 0 | 0 | 0 | 0 | 0 | 0 |  | 0 | 0
SDGE | Salt Creek | 69 | Salt Creek_69_kV | SDGE | TRUE | 0 | 0 | 0 | 0 | 0 | 0 | 0 | 0 | 0 | 0 | 0 | 0 | 0 | 0 | 0 | 0 | 0 | 0 | 0 |  | 0 | 0 | 0 | 0 | 0 | 0 | 0 | 0 | 0 | 0 | 0 | 0 | 0 | 0 | 0 | 0 | 0 | 0 | 0 | 0 |  | 0 | 0
SCE Eastern | San Bernardino | 230 | San Bernardino_230_kV | SCE | TRUE | 0 | 0 | 0 | 0 | 0 | 0 | 0 | 0 | 0 | 0 | 0 | 0 | 0 | 0 | 0 | 0 | 0 | 0 | 0 |  | 0 | 0 | 0 | 0 | 0 | 0 | 0 | 0 | 0 | 0 | 0 | 0 | 0 | 0 | 0 | 0 | 0 | 0 | 0 | 0 |  | 0 | 0
PG&E GBA | SAN FRAN A (POTRERO PP) | 115 | SAN FRAN A (POTRERO PP)_115_kV | PGE | TRUE | 0 | 0 | 0 | 0 | 0 | 0 | 0 | 0 | 0 | 0 | 0 | 0 | 0 | 0 | 0 | 0 | 0 | 0 | 0 |  | 0 | 0 | 0 | 0 | 0 | 0 | 0 | 0 | 0 | 0 | 0 | 0 | 0 | 0 | 0 | 0 | 0 | 0 | 0 | 0 |  | 0 | 0
PG&E GBA | SAN FRAN A (POTRERO PP) | 230 | SAN FRAN A (POTRERO PP)_230_kV | PGE | TRUE | 0 | 0 | 0 | 0 | 0 | 0 | 0 | 0 | 0 | 0 | 0 | 0 | 0 | 0 | 0 | 0 | 0 | 0 | 0 |  | 0 | 0 | 0 | 0 | 0 | 0 | 0 | 0 | 0 | 0 | 0 | 0 | 0 | 0 | 0 | 0 | 0 | 0 | 0 | 0 |  | 0 | 0
PG&E GBA | San Jose A | 115 | San Jose A_115_kV | PGE | TRUE | 0 | 0 | 0 | 0 | 0 | 0 | 0 | 0 | 0 | 0 | 0 | 0 | 0 | 0 | 0 | 0 | 0 | 0 | 0 |  | 0 | 0 | 0 | 0 | 0 | 0 | 0 | 0 | 0 | 0 | 0 | 0 | 0 | 0 | 0 | 0 | 0 | 0 | 0 | 0 |  | 0 | 0
PG&E GBA | San Jose B | 115 | San Jose B_115_kV | PGE | TRUE | 0 | 0 | 0 | 0 | 0 | 0 | 0 | 0 | 0 | 0 | 0 | 0 | 0 | 0 | 0 | 0 | 0 | 0 | 0 |  | 0 | 0 | 0 | 0 | 0 | 0 | 0 | 0 | 0 | 0 | 0 | 0 | 0 | 0 | 0 | 0 | 0 | 0 | 0 | 0 |  | 0 | 0
PG&E GBA | San Leandro U | 115 | San Leandro U_115_kV | PGE | TRUE | 0 | 0 | 0 | 0 | 0 | 0 | 0 | 0 | 0 | 0 | 0 | 0 | 0 | 0 | 0 | 0 | 0 | 0 | 0 |  | 0 | 0 | 0 | 0 | 0 | 0 | 0 | 0 | 0 | 0 | 0 | 0 | 0 | 0 | 0 | 0 | 0 | 0 | 0 | 0 |  | 0 | 0
PG&E KERN | San Luis Obispo | 115 | San Luis Obispo_115_kV | PGE | TRUE | 0 | 0 | 0 | 0 | 0 | 0 | 0 | 0 | 0 | 0 | 0 | 0 | 0 | 0 | 0 | 0 | 0 | 0 | 0 |  | 0 | 0 | 0 | 0 | 0 | 0 | 0 | 0 | 0 | 0 | 0 | 0 | 0 | 0 | 0 | 0 | 0 | 0 | 0 | 0 |  | 0 | 0
PG&E KERN | San Luis Obispo | 70 | San Luis Obispo_70_kV | PGE | TRUE | 0 | 0 | 0 | 0 | 0 | 0 | 0 | 0 | 0 | 0 | 0 | 0 | 0 | 0 | 0 | 0 | 0 | 0 | 0 |  | 0 | 0 | 0 | 0 | 0 | 0 | 0 | 0 | 0 | 0 | 0 | 0 | 0 | 0 | 0 | 0 | 0 | 0 | 0 | 0 |  | 0 | 0
SDGE | San Luis Rey | 230 | San Luis Rey_230_kV | SDGE | TRUE | 0 | 0 | 0 | 0 | 0 | 0 | 0 | 0 | 0 | 0 | 0 | 0 | 0 | 0 | 0 | 0 | 0 | 0 | 0 |  | 0 | 0 | 0 | 0 | 0 | 0 | 0 | 0 | 0 | 0 | 0 | 0 | 0 | 0 | 0 | 0 | 0 | 0 | 0 | 0 |  | 0 | 0
SDGE | San Luis Rey | 69 | San Luis Rey_69_kV | SDGE | TRUE | 0 | 0 | 0 | 0 | 0 | 0 | 0 | 0 | 0 | 0 | 0 | 0 | 0 | 0 | 0 | 0 | 0 | 0 | 0 |  | 0 | 0 | 0 | 0 | 0 | 0 | 0 | 0 | 0 | 0 | 0 | 0 | 0 | 0 | 0 | 0 | 0 | 0 | 0 | 0 |  | 0 | 0
SDGE | San Marcos | 69 | San Marcos_69_kV | SDGE | TRUE | 0 | 0 | 0 | 0 | 0 | 0 | 0 | 0 | 0 | 0 | 0 | 0 | 0 | 0 | 0 | 0 | 0 | 0 | 0 |  | 0 | 0 | 0 | 0 | 0 | 0 | 0 | 0 | 0 | 0 | 0 | 0 | 0 | 0 | 0 | 0 | 0 | 0 | 0 | 0 |  | 0 | 0
SCE Metro | San Onofre | 230 | San Onofre_230_kV | SCE | TRUE | 0 | 0 | 0 | 0 | 0 | 0 | 0 | 0 | 0 | 0 | 0 | 0 | 0 | 0 | 0 | 0 | 0 | 0 | 0 |  | 0 | 0 | 0 | 0 | 0 | 0 | 0 | 0 | 0 | 0 | 0 | 0 | 0 | 0 | 0 | 0 | 0 | 0 | 0 | 0 |  | 0 | 0
PG&E GBA | San Pablo | 115 | San Pablo_115_kV | PGE | TRUE | 0 | 0 | 0 | 0 | 0 | 0 | 0 | 0 | 0 | 0 | 0 | 0 | 0 | 0 | 0 | 0 | 0 | 0 | 0 |  | 0 | 0 | 0 | 0 | 0 | 0 | 0 | 0 | 0 | 0 | 0 | 0 | 0 | 0 | 0 | 0 | 0 | 0 | 0 | 0 |  | 0 | 0
PG&E GBA | San Ramon | 230 | San Ramon_230_kV | PGE | TRUE | 0 | 0 | 0 | 0 | 0 | 0 | 0 | 0 | 0 | 0 | 0 | 0 | 0 | 0 | 0 | 0 | 0 | 0 | 0 |  | 0 | 0 | 0 | 0 | 0 | 0 | 0 | 0 | 0 | 0 | 0 | 0 | 0 | 0 | 0 | 0 | 0 | 0 | 0 | 0 |  | 0 | 0
SDGE | San Ysidro | 69 | San Ysidro_69_kV | SDGE | TRUE | 0 | 0 | 0 | 0 | 0 | 0 | 0 | 0 | 0 | 0 | 0 | 0 | 0 | 0 | 0 | 0 | 0 | 0 | 0 |  | 0 | 0 | 0 | 0 | 0 | 0 | 0 | 0 | 0 | 0 | 0 | 0 | 0 | 0 | 0 | 0 | 0 | 0 | 0 | 0 |  | 0 | 0
SCE NOL | Sandlot | 230 | Sandlot_230_kV | SCE | TRUE | 0 | 0 | 0 | 0 | 0 | 0 | 0 | 0 | 0 | 0 | 0 | 0 | 0 | 0 | 0 | 0 | 0 | 0 | 0 |  | 0 | 0 | 0 | 0 | 0 | 0 | 0 | 0 | 0 | 0 | 0 | 0 | 0 | 0 | 0 | 0 | 0 | 0 | 0 | 0 |  | 0 | 0
SCE EOP | Sandy | 138 | Sandy_138_kV | VEA | TRUE | 0 | 0 | 0 | 0 | 0 | 0 | 0 | 0 | 0 | 0 | 0 | 0 | 0 | 0 | 0 | 0 | 0 | 0 | 0 |  | 0 | 0 | 0 | 0 | 0 | 0 | 0 | 0 | 0 | 0 | 0 | 0 | 0 | 0 | 0 | 0 | 0 | 0 | 0 | 0 |  | 0 | 0
PG&E FRESNO | Sanger | 115 | Sanger_115_kV | PGE | TRUE | 200 | 0 | 0 | 0 | 0 | 0 | 0 | 0 | 0 | 0 | 0 | 0 | 0 | 0 | 0 | 0 | 0 | 0 | 0 |  | 0 | 200 | 0 | 0 | 0 | 0 | 0 | 0 | 0 | 0 | 0 | 0 | 0 | 0 | 0 | 0 | 0 | 0 | 0 | 0 |  | 0 | 200
SCE Northern | Santa Clara | 230 | Santa Clara_230_kV | SCE | TRUE | 45 | 0 | 0 | 0 | 0 | 0 | 0 | 0 | 0 | 0 | 0 | 0 | 0 | 0 | 0 | 0 | 0 | 0 | 0 |  | 0 | 45 | 0 | 0 | 0 | 0 | 0 | 0 | 0 | 0 | 0 | 0 | 0 | 0 | 0 | 0 | 0 | 0 | 0 | 0 |  | 0 | 45
PG&E NGBA | Santa Rosa A | 115 | Santa Rosa A_115_kV | PGE | TRUE | 0 | 0 | 0 | 0 | 0 | 0 | 0 | 0 | 0 | 0 | 0 | 0 | 0 | 0 | 0 | 0 | 0 | 0 | 0 |  | 0 | 0 | 0 | 0 | 0 | 0 | 0 | 0 | 0 | 0 | 0 | 0 | 0 | 0 | 0 | 0 | 0 | 0 | 0 | 0 |  | 0 | 0
PG&E GBA | Santa Teresa | 115 | Santa Teresa_115_kV | PGE | TRUE | 100 | 0 | 0 | 0 | 0 | 0 | 0 | 0 | 0 | 0 | 0 | 0 | 0 | 0 | 0 | 0 | 0 | 0 | 0 |  | 0 | 100 | 0 | 0 | 0 | 0 | 0 | 0 | 0 | 0 | 0 | 0 | 0 | 0 | 0 | 0 | 0 | 0 | 0 | 0 |  | 0 | 100
SDGE | Santee | 138 | Santee_138_kV | SDGE | TRUE | 0 | 0 | 0 | 0 | 0 | 0 | 0 | 10 | 0 | 0 | 0 | 0 | 0 | 0 | 0 | 0 | 10 | 0 | 0 |  | 10 | -10 | 0 | 0 | 0 | 0 | 0 | 0 | 10 | 0 | 0 | 0 | 0 | 0 | 0 | 0 | 0 | 10 | 0 | 0 |  | 10 | -10
SCE Metro | Santiago | 230 | Santiago_230_kV | SCE | TRUE | 0 | 0 | 0 | 0 | 0 | 0 | 0 | 0 | 0 | 0 | 0 | 0 | 0 | 0 | 0 | 0 | 0 | 0 | 0 |  | 0 | 0 | 0 | 0 | 0 | 0 | 0 | 0 | 0 | 0 | 0 | 0 | 0 | 0 | 0 | 0 | 0 | 0 | 0 | 0 |  | 0 | 0
PG&E GBA | Saratoga | 230 | Saratoga_230_kV | PGE | TRUE | 0 | 0 | 0 | 0 | 0 | 0 | 0 | 0 | 0 | 0 | 0 | 0 | 0 | 0 | 0 | 0 | 0 | 0 | 0 |  | 0 | 0 | 0 | 0 | 0 | 0 | 0 | 0 | 0 | 0 | 0 | 0 | 0 | 0 | 0 | 0 | 0 | 0 | 0 | 0 |  | 0 | 0
SCE Northern | Saugus | 230 | Saugus_230_kV | SCE | TRUE | 75 | 0 | 0 | 0 | 0 | 0 | 0 | 0 | 0 | 0 | 0 | 0 | 0 | 0 | 0 | 0 | 0 | 0 | 0 |  | 0 | 75 | 0 | 0 | 0 | 0 | 0 | 0 | 0 | 0 | 0 | 0 | 0 | 0 | 0 | 0 | 0 | 0 | 0 | 0 |  | 0 | 75
PG&E FRESNO | Schindler | 115 | Schindler_115_kV | PGE | TRUE | 0 | 0 | 0 | 0 | 0 | 0 | 100 | 0 | 0 | 0 | 0 | 0 | 0 | 0 | 0 | 15 | 0 | 0 | 0 |  | 15 | -15 | 0 | 0 | 0 | 0 | 0 | 100 | 0 | 0 | 0 | 0 | 0 | 0 | 0 | 0 | 15 | 0 | 0 | 0 |  | 15 | -15
PG&E FRESNO | Schindler | 70 | Schindler_70_kV | PGE | TRUE | 0 | 0 | 0 | 0 | 0 | 0 | 0 | 0 | 0 | 0 | 0 | 0 | 0 | 0 | 0 | 0 | 0 | 0 | 0 |  | 0 | 0 | 0 | 0 | 0 | 0 | 0 | 0 | 0 | 0 | 0 | 0 | 0 | 0 | 0 | 0 | 0 | 0 | 0 | 0 |  | 0 | 0
PG&E GBA | Schulte | 115 | Schulte_115_kV | PGE | TRUE | 13.2 | 0 | 0 | 0 | 0 | 0 | 100 | 13.3 | 0 | 0 | 0 | 0 | 0 | 0 | 0 | 15 | 13.3 | 0 | 0 |  | 28.3 | -15.1 | 0 | 0 | 0 | 0 | 0 | 100 | 13.3 | 0 | 0 | 0 | 0 | 0 | 0 | 0 | 15 | 13.3 | 0 | 0 |  | 28.3 | -15.1
SDGE | Scripps | 69 | Scripps_69_kV | SDGE | TRUE | 0 | 0 | 0 | 0 | 0 | 0 | 0 | 0 | 0 | 0 | 0 | 0 | 0 | 0 | 0 | 0 | 0 | 0 | 0 |  | 0 | 0 | 0 | 0 | 0 | 0 | 0 | 0 | 0 | 0 | 0 | 0 | 0 | 0 | 0 | 0 | 0 | 0 | 0 | 0 |  | 0 | 0
PG&E KERN | Semitropic | 115 | Semitropic_115_kV | PGE | TRUE | 0 | 0 | 0 | 0 | 0 | 0 | 0 | 0 | 0 | 0 | 0 | 0 | 0 | 0 | 0 | 0 | 0 | 0 | 0 |  | 0 | 0 | 0 | 0 | 0 | 0 | 0 | 0 | 0 | 0 | 0 | 0 | 0 | 0 | 0 | 0 | 0 | 0 | 0 | 0 |  | 0 | 0
SCE Metro | Serrano | 230 | Serrano_230_kV | SCE | TRUE | 0 | 0 | 0 | 0 | 0 | 0 | 0 | 0 | 0 | 0 | 0 | 0 | 0 | 0 | 0 | 0 | 0 | 0 | 0 |  | 0 | 0 | 0 | 0 | 0 | 0 | 0 | 0 | 0 | 0 | 0 | 0 | 0 | 0 | 0 | 0 | 0 | 0 | 0 | 0 |  | 0 | 0
SCE Metro | Serrano | 500 | Serrano_500_kV | SCE | TRUE | 0 | 0 | 0 | 0 | 0 | 0 | 0 | 0 | 0 | 0 | 0 | 0 | 0 | 0 | 0 | 0 | 0 | 0 | 0 |  | 0 | 0 | 0 | 0 | 0 | 0 | 0 | 0 | 0 | 0 | 0 | 0 | 0 | 0 | 0 | 0 | 0 | 0 | 0 | 0 |  | 0 | 0
SDGE | Shadowridge | 138 | Shadowridge_138_kV | SDGE | TRUE | 0 | 0 | 0 | 0 | 0 | 0 | 0 | 0 | 0 | 0 | 0 | 0 | 0 | 0 | 0 | 0 | 0 | 0 | 0 |  | 0 | 0 | 0 | 0 | 0 | 0 | 0 | 0 | 0 | 0 | 0 | 0 | 0 | 0 | 0 | 0 | 0 | 0 | 0 | 0 |  | 0 | 0
PG&E KERN | Shafter | 115 | Shafter_115_kV | PGE | TRUE | 0 | 0 | 0 | 0 | 0 | 0 | 0 | 0 | 0 | 0 | 0 | 0 | 0 | 0 | 0 | 0 | 0 | 0 | 0 |  | 0 | 0 | 0 | 0 | 0 | 0 | 0 | 0 | 0 | 0 | 0 | 0 | 0 | 0 | 0 | 0 | 0 | 0 | 0 | 0 |  | 0 | 0
PG&E NGBA | Silverado | 115 | Silverado_115_kV | PGE | TRUE | 0 | 0 | 0 | 0 | 0 | 0 | 0 | 0 | 0 | 0 | 0 | 0 | 0 | 0 | 0 | 0 | 0 | 0 | 0 |  | 0 | 0 | 0 | 0 | 0 | 0 | 0 | 0 | 0 | 0 | 0 | 0 | 0 | 0 | 0 | 0 | 0 | 0 | 0 | 0 |  | 0 | 0
SDGE | Silvergate | 230 | Silvergate_230_kV | SDGE | TRUE | 0 | 0 | 0 | 0 | 0 | 0 | 0 | 0 | 0 | 0 | 0 | 0 | 0 | 0 | 0 | 0 | 0 | 0 | 0 |  | 0 | 0 | 0 | 0 | 0 | 0 | 0 | 0 | 0 | 0 | 0 | 0 | 0 | 0 | 0 | 0 | 0 | 0 | 0 | 0 |  | 0 | 0
SDGE | Silvergate | 69 | Silvergate_69_kV | SDGE | TRUE | 0 | 0 | 0 | 0 | 0 | 0 | 0 | 0 | 0 | 0 | 0 | 0 | 0 | 0 | 0 | 0 | 0 | 0 | 0 |  | 0 | 0 | 0 | 0 | 0 | 0 | 0 | 0 | 0 | 0 | 0 | 0 | 0 | 0 | 0 | 0 | 0 | 0 | 0 | 0 |  | 0 | 0
PG&E KERN | Sisquoc | 115 | Sisquoc_115_kV | PGE | TRUE | 0 | 0 | 0 | 0 | 0 | 0 | 0 | 0 | 0 | 0 | 0 | 0 | 0 | 0 | 0 | 0 | 0 | 0 | 0 |  | 0 | 0 | 0 | 0 | 0 | 0 | 0 | 0 | 0 | 0 | 0 | 0 | 0 | 0 | 0 | 0 | 0 | 0 | 0 | 0 |  | 0 | 0
SCE EOP | Sloan Canyon | 230 | Sloan Canyon_230_kV | VEA | TRUE | 126.5934 | 0 | 0 | 0 | 0 | 0 | 0 | 0 | 0 | 0 | 0 | 0 | 0 | 0 | 0 | 0 | 0 | 0 | 0 |  | 0 | 126.5934 | 0 | 0 | 0 | 0 | 0 | 0 | 0 | 0 | 0 | 0 | 0 | 0 | 0 | 0 | 0 | 0 | 0 | 0 |  | 0 | 126.5934
SCE EOP | Sloan Canyon | 500 | Sloan Canyon_500_kV | VEA | TRUE | 0 | 0 | 0 | 0 | 0 | 0 | 0 | 0 | 0 | 0 | 0 | 0 | 0 | 0 | 0 | 0 | 0 | 0 | 0 |  | 0 | 0 | 0 | 0 | 0 | 0 | 0 | 0 | 0 | 0 | 0 | 0 | 0 | 0 | 0 | 0 | 0 | 0 | 0 | 0 |  | 0 | 0
PG&E KERN | Smyrna | 115 | Smyrna_115_kV | PGE | TRUE | 0 | 0 | 0 | 0 | 0 | 0 | 0 | 0 | 0 | 0 | 0 | 0 | 0 | 0 | 0 | 0 | 0 | 0 | 0 |  | 0 | 0 | 0 | 0 | 0 | 0 | 0 | 0 | 0 | 0 | 0 | 0 | 0 | 0 | 0 | 0 | 0 | 0 | 0 | 0 |  | 0 | 0
PG&E GBA | Sobrante | 115 | Sobrante_115_kV | PGE | TRUE | 0 | 0 | 0 | 0 | 0 | 0 | 0 | 0 | 0 | 0 | 0 | 0 | 0 | 0 | 0 | 0 | 0 | 0 | 0 |  | 0 | 0 | 0 | 0 | 0 | 0 | 0 | 0 | 0 | 0 | 0 | 0 | 0 | 0 | 0 | 0 | 0 | 0 | 0 | 0 |  | 0 | 0
PG&E GBA | Sobrante | 230 | Sobrante_230_kV | PGE | TRUE | 0 | 0 | 0 | 0 | 0 | 0 | 0 | 0 | 0 | 0 | 0 | 0 | 0 | 0 | 0 | 0 | 0 | 0 | 0 |  | 0 | 0 | 0 | 0 | 0 | 0 | 0 | 0 | 0 | 0 | 0 | 0 | 0 | 0 | 0 | 0 | 0 | 0 | 0 | 0 |  | 0 | 0
PG&E KERN | Solar | 230 | Solar_230_kV | PGE | TRUE | 0 | 0 | 0 | 0 | 0 | 0 | 0 | 0 | 0 | 0 | 0 | 0 | 0 | 0 | 0 | 0 | 0 | 0 | 0 |  | 0 | 0 | 0 | 0 | 0 | 0 | 0 | 0 | 0 | 0 | 0 | 0 | 0 | 0 | 0 | 0 | 0 | 0 | 0 | 0 |  | 0 | 0
PG&E GBA | Soledad | 115 | Soledad_115_kV | PGE | TRUE | 0 | 0 | 0 | 0 | 0 | 0 | 0 | 0 | 0 | 0 | 0 | 0 | 0 | 0 | 0 | 0 | 0 | 0 | 0 |  | 0 | 0 | 0 | 0 | 150 | 0 | 0 | 0 | 0 | 0 | 0 | 0 | 0 | 75 | 0 | 0 | 0 | 0 | 0 | 0 |  | 75 | -75
PG&E GBA | Soledad | 60 | Soledad_60_kV | PGE | TRUE | 0 | 0 | 0 | 0 | 0 | 0 | 0 | 0 | 0 | 0 | 0 | 0 | 0 | 0 | 0 | 0 | 0 | 0 | 0 |  | 0 | 0 | 0 | 0 | 0 | 0 | 0 | 0 | 0 | 0 | 0 | 0 | 0 | 0 | 0 | 0 | 0 | 0 | 0 | 0 |  | 0 | 0
SDGE | Spring Valley | 69 | Spring Valley_69_kV | SDGE | TRUE | 0 | 0 | 0 | 0 | 0 | 0 | 0 | 0 | 0 | 0 | 0 | 0 | 0 | 0 | 0 | 0 | 0 | 0 | 0 |  | 0 | 0 | 0 | 0 | 0 | 0 | 0 | 0 | 0 | 0 | 0 | 0 | 0 | 0 | 0 | 0 | 0 | 0 | 0 | 0 |  | 0 | 0
SCE Northern | Springville | 230 | Springville_230_kV | SCE | TRUE | 0 | 0 | 0 | 0 | 0 | 0 | 0 | 225 | 0 | 0 | 0 | 0 | 0 | 0 | 0 | 0 | 225 | 0 | 0 |  | 225 | -225 | 0 | 0 | 0 | 0 | 0 | 0 | 225 | 0 | 0 | 0 | 0 | 0 | 0 | 0 | 0 | 225 | 0 | 0 |  | 225 | -225
PG&E GBA | Stagg | 230 | Stagg_230_kV | PGE | TRUE | 0 | 0 | 0 | 0 | 0 | 0 | 0 | 0 | 0 | 0 | 0 | 0 | 0 | 0 | 0 | 0 | 0 | 0 | 0 |  | 0 | 0 | 0 | 0 | 0 | 0 | 0 | 0 | 0 | 0 | 0 | 0 | 0 | 0 | 0 | 0 | 0 | 0 | 0 | 0 |  | 0 | 0
PG&E GBA | Standard Oil | 115 | Standard Oil_115_kV | PGE | TRUE | 0 | 0 | 0 | 0 | 0 | 0 | 0 | 0 | 0 | 0 | 0 | 0 | 0 | 0 | 0 | 0 | 0 | 0 | 0 |  | 0 | 0 | 0 | 0 | 0 | 0 | 0 | 0 | 0 | 0 | 0 | 0 | 0 | 0 | 0 | 0 | 0 | 0 | 0 | 0 |  | 0 | 0
PG&E GBA | Stanislaus | 115 | Stanislaus_115_kV | PGE | TRUE | 0 | 0 | 0 | 0 | 0 | 0 | 0 | 0 | 0 | 0 | 0 | 0 | 0 | 0 | 0 | 0 | 0 | 0 | 0 |  | 0 | 0 | 0 | 0 | 0 | 0 | 0 | 0 | 0 | 0 | 0 | 0 | 0 | 0 | 0 | 0 | 0 | 0 | 0 | 0 |  | 0 | 0
PG&E KERN | Stockdale | 115 | Stockdale_115_kV | PGE | TRUE | 0 | 0 | 0 | 0 | 0 | 0 | 0 | 0 | 0 | 0 | 0 | 0 | 0 | 0 | 0 | 0 | 0 | 0 | 0 |  | 0 | 0 | 0 | 0 | 0 | 0 | 0 | 0 | 0 | 0 | 0 | 0 | 0 | 0 | 0 | 0 | 0 | 0 | 0 | 0 |  | 0 | 0
PG&E KERN | Stockdale | 230 | Stockdale_230_kV | PGE | TRUE | 0 | 0 | 0 | 0 | 0 | 0 | 0 | 0 | 0 | 0 | 0 | 0 | 0 | 0 | 0 | 0 | 0 | 0 | 0 |  | 0 | 0 | 0 | 0 | 0 | 0 | 0 | 12 | 0 | 0 | 0 | 0 | 0 | 0 | 0 | 0 | 1.8 | 0 | 0 | 0 |  | 1.8 | -1.8
PG&E GBA | Stockton A | 115 | Stockton A_115_kV | PGE | TRUE | 0 | 0 | 0 | 0 | 0 | 0 | 0 | 0 | 0 | 0 | 0 | 0 | 0 | 0 | 0 | 0 | 0 | 0 | 0 |  | 0 | 0 | 0 | 0 | 0 | 0 | 0 | 0 | 0 | 0 | 0 | 0 | 0 | 0 | 0 | 0 | 0 | 0 | 0 | 0 |  | 0 | 0
PG&E GBA | Stone | 115 | Stone_115_kV | PGE | TRUE | 0 | 0 | 0 | 0 | 0 | 0 | 0 | 0 | 0 | 0 | 0 | 0 | 0 | 0 | 0 | 0 | 0 | 0 | 0 |  | 0 | 0 | 0 | 0 | 0 | 0 | 0 | 0 | 0 | 0 | 0 | 0 | 0 | 0 | 0 | 0 | 0 | 0 | 0 | 0 |  | 0 | 0
PG&E FRESNO | Storey | 230 | Storey_230_kV | PGE | TRUE | 0 | 0 | 0 | 0 | 0 | 0 | 0 | 0 | 0 | 0 | 0 | 0 | 0 | 0 | 0 | 0 | 0 | 0 | 0 |  | 0 | 0 | 0 | 0 | 0 | 0 | 0 | 0 | 0 | 0 | 0 | 0 | 0 | 0 | 0 | 0 | 0 | 0 | 0 | 0 |  | 0 | 0
PG&E NGBA | Summit | 115 | Summit_115_kV | PGE | TRUE | 0 | 40 | 0 | 0 | 0 | 0 | 0 | 0 | 0 | 0 | 40 | 0 | 0 | 0 | 0 | 0 | 0 | 0 | 0 |  | 0 | 0 | 40 | 0 | 220 | 0 | 0 | 0 | 0 | 0 | 0 | 40 | 0 | 110 | 0 | 0 | 0 | 0 | 0 | 0 |  | 110 | -110
SDGE | Suncrest | 230 | Suncrest_230_kV | SDGE | TRUE | 0 | 0 | 0 | 0 | 0 | 0 | 0 | 0 | 0 | 0 | 0 | 0 | 0 | 0 | 0 | 0 | 0 | 0 | 0 |  | 0 | 0 | 0 | 0 | 0 | 0 | 0 | 0 | 0 | 0 | 0 | 0 | 0 | 0 | 0 | 0 | 0 | 0 | 0 | 0 |  | 0 | 0
SDGE | Suncrest | 500 | Suncrest_500_kV | SDGE | TRUE | 0 | 0 | 0 | 0 | 0 | 0 | 0 | 0 | 0 | 0 | 0 | 0 | 0 | 0 | 0 | 0 | 0 | 0 | 0 |  | 0 | 0 | 0 | 0 | 0 | 0 | 0 | 0 | 0 | 0 | 0 | 0 | 0 | 0 | 0 | 0 | 0 | 0 | 0 | 0 |  | 0 | 0
PG&E KERN | Sunrise | 230 | Sunrise_230_kV | PGE | TRUE | 0 | 0 | 0 | 0 | 0 | 0 | 0 | 0 | 0 | 0 | 0 | 0 | 0 | 0 | 0 | 0 | 0 | 0 | 0 |  | 0 | 0 | 0 | 0 | 0 | 0 | 0 | 0 | 0 | 0 | 0 | 0 | 0 | 0 | 0 | 0 | 0 | 0 | 0 | 0 |  | 0 | 0
PG&E KERN | Sunset | 230 | Sunset_230_kV | PGE | TRUE | 0 | 0 | 0 | 0 | 0 | 0 | 0 | 0 | 0 | 0 | 0 | 0 | 0 | 0 | 0 | 0 | 0 | 0 | 0 |  | 0 | 0 | 0 | 0 | 0 | 0 | 0 | 0 | 0 | 0 | 0 | 0 | 0 | 0 | 0 | 0 | 0 | 0 | 0 | 0 |  | 0 | 0
PG&E GBA | Swift | 115 | Swift_115_kV | PGE | TRUE | 0 | 34 | 0 | 0 | 0 | 0 | 0 | 0 | 0 | 0 | 34 | 0 | 0 | 0 | 0 | 0 | 0 | 0 | 0 |  | 0 | 0 | 34 | 0 | 0 | 0 | 0 | 0 | 0 | 0 | 0 | 34 | 0 | 0 | 0 | 0 | 0 | 0 | 0 | 0 |  | 0 | 0
SDGE | Sycamore Canyon | 138 | Sycamore Canyon_138_kV | SDGE | TRUE | 300 | 0 | 0 | 0 | 0 | 0 | 0 | 0 | 0 | 0 | 0 | 0 | 0 | 0 | 0 | 0 | 0 | 0 | 0 |  | 0 | 300 | 0 | 0 | 0 | 0 | 0 | 0 | 0 | 0 | 0 | 0 | 0 | 0 | 0 | 0 | 0 | 0 | 0 | 0 |  | 0 | 300
SDGE | Sycamore Canyon | 230 | Sycamore Canyon_230_kV | SDGE | TRUE | 0 | 0 | 0 | 0 | 0 | 0 | 0 | 0 | 0 | 500 | 0 | 0 | 0 | 0 | 0 | 0 | 0 | 0 | 500 |  | 0 | 0 | 0 | 0 | 0 | 0 | 0 | 0 | 0 | 0 | 500 | 0 | 0 | 0 | 0 | 0 | 0 | 0 | 0 | 500 |  | 0 | 0
SDGE | Sycamore Canyon | 69 | Sycamore Canyon_69_kV | SDGE | TRUE | 0 | 0 | 0 | 0 | 0 | 0 | 0 | 0 | 0 | 0 | 0 | 0 | 0 | 0 | 0 | 0 | 0 | 0 | 0 |  | 0 | 0 | 0 | 0 | 0 | 0 | 0 | 0 | 0 | 0 | 0 | 0 | 0 | 0 | 0 | 0 | 0 | 0 | 0 | 0 |  | 0 | 0
SCE Northern | Sylmar | 230 | Sylmar_230_kV | SCE | TRUE | 0 | 0 | 0 | 0 | 0 | 0 | 200 | 0 | 0 | 250 | 0 | 0 | 0 | 0 | 0 | 26 | 0 | 0 | 250 |  | 26 | -26 | 0 | 0 | 0 | 0 | 0 | 200 | 0 | 0 | 250 | 0 | 0 | 0 | 0 | 0 | 26 | 0 | 0 | 250 |  | 26 | -26
PG&E NGBA | Table Mountain | 115 | Table Mountain_115_kV | PGE | TRUE | 0 | 0 | 0 | 0 | 0 | 0 | 0 | 0 | 0 | 0 | 0 | 0 | 0 | 0 | 0 | 0 | 0 | 0 | 0 |  | 0 | 0 | 0 | 0 | 0 | 0 | 0 | 0 | 0 | 0 | 0 | 0 | 0 | 0 | 0 | 0 | 0 | 0 | 0 | 0 |  | 0 | 0
PG&E NGBA | Table Mountain | 230 | Table Mountain_230_kV | PGE | TRUE | 0 | 0 | 0 | 0 | 0 | 0 | 0 | 0 | 0 | 0 | 0 | 0 | 0 | 0 | 0 | 0 | 0 | 0 | 0 |  | 0 | 0 | 0 | 0 | 0 | 0 | 0 | 0 | 0 | 0 | 0 | 0 | 0 | 0 | 0 | 0 | 0 | 0 | 0 | 0 |  | 0 | 0
PG&E NGBA | Table Mountain | 500 | Table Mountain_500_kV | PGE | TRUE | 0 | 0 | 0 | 0 | 0 | 0 | 0 | 0 | 0 | 0 | 0 | 0 | 0 | 0 | 0 | 0 | 0 | 0 | 0 |  | 0 | 0 | 0 | 0 | 0 | 0 | 0 | 0 | 0 | 0 | 0 | 0 | 0 | 0 | 0 | 0 | 0 | 0 | 0 | 0 |  | 0 | 0
PG&E NGBA | Table Mountain | 60 | Table Mountain_60_kV | PGE | TRUE | 0 | 0 | 0 | 0 | 0 | 0 | 0 | 0 | 0 | 0 | 0 | 0 | 0 | 0 | 0 | 0 | 0 | 0 | 0 |  | 0 | 0 | 0 | 0 | 0 | 0 | 0 | 0 | 0 | 0 | 0 | 0 | 0 | 0 | 0 | 0 | 0 | 0 | 0 | 0 |  | 0 | 0
PG&E KERN | Taft | 115 | Taft_115_kV | PGE | TRUE | 0 | 0 | 0 | 0 | 0 | 0 | 0 | 0 | 0 | 0 | 0 | 0 | 0 | 0 | 0 | 0 | 0 | 0 | 0 |  | 0 | 0 | 0 | 0 | 0 | 0 | 0 | 0 | 0 | 0 | 0 | 0 | 0 | 0 | 0 | 0 | 0 | 0 | 0 | 0 |  | 0 | 0
SDGE | Talega | 138 | Talega_138_kV | SDGE | TRUE | 100 | 0 | 0 | 0 | 0 | 0 | 0 | 0 | 0 | 0 | 0 | 0 | 0 | 0 | 0 | 0 | 0 | 0 | 0 |  | 0 | 100 | 0 | 0 | 0 | 0 | 0 | 0 | 0 | 0 | 0 | 0 | 0 | 0 | 0 | 0 | 0 | 0 | 0 | 0 |  | 0 | 100
SDGE | Talega | 230 | Talega_230_kV | SDGE | TRUE | 0 | 0 | 0 | 0 | 0 | 0 | 0 | 0 | 0 | 0 | 0 | 0 | 0 | 0 | 0 | 0 | 0 | 0 | 0 |  | 0 | 0 | 0 | 0 | 0 | 0 | 0 | 0 | 0 | 0 | 0 | 0 | 0 | 0 | 0 | 0 | 0 | 0 | 0 | 0 |  | 0 | 0
PG&E GBA | Tassajara | 230 | Tassajara_230_kV | PGE | TRUE | 0 | 0 | 0 | 0 | 0 | 0 | 0 | 0 | 0 | 0 | 0 | 0 | 0 | 0 | 0 | 0 | 0 | 0 | 0 |  | 0 | 0 | 0 | 0 | 0 | 0 | 0 | 0 | 0 | 0 | 0 | 0 | 0 | 0 | 0 | 0 | 0 | 0 | 0 | 0 |  | 0 | 0
PG&E KERN | Tejon | 70 | Tejon_70_kV | PGE | TRUE | 0 | 0 | 0 | 0 | 0 | 0 | 0 | 0 | 0 | 0 | 0 | 0 | 0 | 0 | 0 | 0 | 0 | 0 | 0 |  | 0 | 0 | 0 | 0 | 0 | 0 | 0 | 0 | 0 | 0 | 0 | 0 | 0 | 0 | 0 | 0 | 0 | 0 | 0 | 0 |  | 0 | 0
SDGE | Telegraph Canyon | 138 | Telegraph Canyon_138_kV | SDGE | TRUE | 0 | 0 | 0 | 0 | 0 | 0 | 0 | 0 | 0 | 0 | 0 | 0 | 0 | 0 | 0 | 0 | 0 | 0 | 0 |  | 0 | 0 | 0 | 0 | 0 | 0 | 0 | 0 | 0 | 0 | 0 | 0 | 0 | 0 | 0 | 0 | 0 | 0 | 0 | 0 |  | 0 | 0
PG&E KERN | Temblor | 115 | Temblor_115_kV | PGE | TRUE | 0 | 0 | 0 | 0 | 0 | 0 | 0 | 0 | 0 | 0 | 0 | 0 | 0 | 0 | 0 | 0 | 0 | 0 | 0 |  | 0 | 0 | 0 | 0 | 0 | 0 | 0 | 0 | 0 | 0 | 0 | 0 | 0 | 0 | 0 | 0 | 0 | 0 | 0 | 0 |  | 0 | 0
PG&E KERN | Templeton | 230 | Templeton_230_kV | PGE | TRUE | 0 | 0 | 0 | 0 | 0 | 0 | 0 | 0 | 0 | 0 | 0 | 0 | 0 | 0 | 0 | 0 | 0 | 0 | 0 |  | 0 | 0 | 0 | 0 | 0 | 0 | 0 | 0 | 0 | 0 | 0 | 0 | 0 | 0 | 0 | 0 | 0 | 0 | 0 | 0 |  | 0 | 0
PG&E KERN | Templeton | 70 | Templeton_70_kV | PGE | TRUE | 0 | 0 | 0 | 0 | 0 | 0 | 0 | 0 | 0 | 0 | 0 | 0 | 0 | 0 | 0 | 0 | 0 | 0 | 0 |  | 0 | 0 | 0 | 0 | 0 | 0 | 0 | 0 | 0 | 0 | 0 | 0 | 0 | 0 | 0 | 0 | 0 | 0 | 0 | 0 |  | 0 | 0
PG&E GBA | Tesla | 115 | Tesla_115_kV | PGE | TRUE | 0 | 0 | 0 | 0 | 0 | 0 | 0 | 0 | 0 | 0 | 0 | 0 | 0 | 0 | 0 | 0 | 0 | 0 | 0 |  | 0 | 0 | 0 | 0 | 0 | 0 | 0 | 0 | 0 | 0 | 0 | 0 | 0 | 0 | 0 | 0 | 0 | 0 | 0 | 0 |  | 0 | 0
PG&E GBA | Tesla | 230 | Tesla_230_kV | PGE | TRUE | 851.25 | 0 | 0 | 0 | 0 | 0 | 0 | 125 | 0 | 0 | 0 | 0 | 0 | 0 | 0 | 0 | 125 | 0 | 0 |  | 125 | 726.25 | 0 | 0 | 0 | 0 | 0 | 0 | 125 | 0 | 0 | 0 | 0 | 0 | 0 | 0 | 0 | 125 | 0 | 0 |  | 125 | 726.25
PG&E GBA | Tesla | 500 | Tesla_500_kV | PGE | TRUE | 900 | 0 | 0 | 0 | 0 | 0 | 0 | 0 | 0 | 0 | 0 | 0 | 0 | 0 | 0 | 0 | 0 | 0 | 0 |  | 0 | 900 | 0 | 0 | 0 | 0 | 0 | 0 | 0 | 0 | 0 | 0 | 0 | 0 | 0 | 0 | 0 | 0 | 0 | 0 |  | 0 | 900
PG&E KERN | Tevis | 115 | Tevis_115_kV | PGE | TRUE | 0 | 0 | 0 | 0 | 0 | 0 | 100 | 0 | 0 | 0 | 0 | 0 | 0 | 0 | 0 | 15 | 0 | 0 | 0 |  | 15 | -15 | 0 | 0 | 0 | 0 | 0 | 100 | 0 | 0 | 0 | 0 | 0 | 0 | 0 | 0 | 15 | 0 | 0 | 0 |  | 15 | -15
SCE EOP | Thousandaire | 138 | Thousandaire_138_kV | VEA | TRUE | 0 | 0 | 0 | 0 | 0 | 0 | 0 | 0 | 0 | 0 | 0 | 0 | 0 | 0 | 0 | 0 | 0 | 0 | 0 |  | 0 | 0 | 0 | 0 | 0 | 0 | 0 | 0 | 0 | 0 | 0 | 0 | 0 | 0 | 0 | 0 | 0 | 0 | 0 | 0 |  | 0 | 0
PG&E KERN | Topaz | 230 | Topaz_230_kV | PGE | TRUE | 0 | 0 | 0 | 0 | 0 | 0 | 0 | 0 | 0 | 0 | 0 | 0 | 0 | 0 | 0 | 0 | 0 | 0 | 0 |  | 0 | 0 | 0 | 0 | 0 | 0 | 0 | 0 | 0 | 0 | 0 | 0 | 0 | 0 | 0 | 0 | 0 | 0 | 0 | 0 |  | 0 | 0
SCE NOL | Tortilla | 115 | Tortilla_115_kV | SCE | TRUE | 0 | 0 | 0 | 0 | 0 | 0 | 0 | 0 | 0 | 0 | 0 | 0 | 0 | 0 | 0 | 0 | 0 | 0 | 0 |  | 0 | 0 | 0 | 0 | 0 | 0 | 0 | 0 | 0 | 0 | 0 | 0 | 0 | 0 | 0 | 0 | 0 | 0 | 0 | 0 |  | 0 | 0
SDGE | Trabuco | 138 | Trabuco_138_kV | SDGE | TRUE | 250 | 0 | 0 | 0 | 0 | 0 | 0 | 0 | 0 | 0 | 0 | 0 | 0 | 0 | 0 | 0 | 0 | 0 | 0 |  | 0 | 250 | 0 | 0 | 0 | 0 | 0 | 0 | 0 | 0 | 0 | 0 | 0 | 0 | 0 | 0 | 0 | 0 | 0 | 0 |  | 0 | 250
PG&E GBA | Tracy | 115 | Tracy_115_kV | PGE | TRUE | 0 | 0 | 0 | 0 | 0 | 0 | 0 | 0 | 0 | 0 | 0 | 0 | 0 | 0 | 0 | 0 | 0 | 0 | 0 |  | 0 | 0 | 0 | 0 | 0 | 0 | 0 | 0 | 0 | 0 | 0 | 0 | 0 | 0 | 0 | 0 | 0 | 0 | 0 | 0 |  | 0 | 0
PG&E FRESNO | Tranquility | 230 | Tranquility_230_kV | PGE | TRUE | 1026.8413 | 0 | 0 | 0 | 0 | 0 | 434 | 352 | 0 | 0 | 0 | 0 | 0 | 0 | 0 | 65.1 | 352 | 0 | 0 |  | 417.1 | 609.7413 | 0 | 0 | 0 | 0 | 0 | 434 | 352 | 0 | 0 | 0 | 0 | 0 | 0 | 0 | 65.1 | 352 | 0 | 0 |  | 417.1 | 609.7413
PG&E GBA | Trimble | 115 | Trimble_115_kV | PGE | TRUE | 0 | 0 | 0 | 0 | 0 | 0 | 0 | 0 | 0 | 0 | 0 | 0 | 0 | 0 | 0 | 0 | 0 | 0 | 0 |  | 0 | 0 | 0 | 0 | 0 | 0 | 0 | 0 | 0 | 0 | 0 | 0 | 0 | 0 | 0 | 0 | 0 | 0 | 0 | 0 |  | 0 | 0
SCE EOP | Trout Canyon | 230 | Trout Canyon_230_kV | VEA | TRUE | 2035.28 | 0 | 0 | 0 | 0 | 0 | 65 | 485 | 0 | 0 | 0 | 0 | 0 | 0 | 0 | 5.2 | 485 | 0 | 0 |  | 490.2 | 1545.08 | 0 | 0 | 0 | 0 | 0 | 65 | 485 | 0 | 0 | 0 | 0 | 0 | 0 | 0 | 5.2 | 485 | 0 | 0 |  | 490.2 | 1545.08
SCE EOP | Trout Canyon | 500 | Trout Canyon_500_kV | VEA | TRUE | 0 | 0 | 0 | 0 | 0 | 0 | 0 | 0 | 80 | 0 | 0 | 0 | 0 | 0 | 0 | 0 | 0 | 80 | 0 |  | 80 | -80 | 0 | 0 | 0 | 0 | 0 | 0 | 0 | 80 | 0 | 0 | 0 | 0 | 0 | 0 | 0 | 0 | 80 | 0 |  | 80 | -80
PG&E NGBA | Tulucay | 230 | Tulucay_230_kV | PGE | TRUE | 0 | 0 | 0 | 0 | 0 | 0 | 0 | 0 | 0 | 0 | 0 | 0 | 0 | 0 | 0 | 0 | 0 | 0 | 0 |  | 0 | 0 | 0 | 0 | 0 | 0 | 0 | 0 | 0 | 0 | 0 | 0 | 0 | 0 | 0 | 0 | 0 | 0 | 0 | 0 |  | 0 | 0
PG&E NGBA | Tulucay | 60 | Tulucay_60_kV | PGE | TRUE | 3.675 | 0 | 0 | 0 | 0 | 0 | 0 | 0 | 0 | 0 | 0 | 0 | 0 | 0 | 0 | 0 | 0 | 0 | 0 |  | 0 | 3.675 | 0 | 0 | 0 | 0 | 0 | 0 | 0 | 0 | 0 | 0 | 0 | 0 | 0 | 0 | 0 | 0 | 0 | 0 |  | 0 | 3.675
PG&E KERN | Tupman | 115 | Tupman_115_kV | PGE | TRUE | 0 | 0 | 0 | 0 | 0 | 0 | 0 | 0 | 0 | 0 | 0 | 0 | 0 | 0 | 0 | 0 | 0 | 0 | 0 |  | 0 | 0 | 0 | 0 | 0 | 0 | 0 | 0 | 0 | 0 | 0 | 0 | 0 | 0 | 0 | 0 | 0 | 0 | 0 | 0 |  | 0 | 0
PG&E NGBA | Ukiah | 115 | Ukiah_115_kV | PGE | TRUE | 0 | 0 | 0 | 0 | 0 | 0 | 0 | 0 | 0 | 0 | 0 | 0 | 0 | 0 | 0 | 0 | 0 | 0 | 0 |  | 0 | 0 | 0 | 0 | 0 | 0 | 0 | 0 | 0 | 0 | 0 | 0 | 0 | 0 | 0 | 0 | 0 | 0 | 0 | 0 |  | 0 | 0
PG&E KERN | Union (Estrella) | 70 | Union (Estrella)_70_kV | PGE | TRUE | 0 | 0 | 0 | 0 | 0 | 0 | 0 | 0 | 0 | 0 | 0 | 0 | 0 | 0 | 0 | 0 | 0 | 0 | 0 |  | 0 | 0 | 0 | 0 | 0 | 0 | 0 | 0 | 0 | 0 | 0 | 0 | 0 | 0 | 0 | 0 | 0 | 0 | 0 | 0 |  | 0 | 0
PG&E NGBA | Vaca Dixon | 115 | Vaca Dixon_115_kV | PGE | TRUE | 0 | 0 | 0 | 0 | 0 | 0 | 0 | 0 | 0 | 0 | 0 | 0 | 0 | 0 | 0 | 0 | 0 | 0 | 0 |  | 0 | 0 | 0 | 0 | 0 | 0 | 0 | 0 | 0 | 0 | 0 | 0 | 0 | 0 | 0 | 0 | 0 | 0 | 0 | 0 |  | 0 | 0
PG&E NGBA | Vaca Dixon | 230 | Vaca Dixon_230_kV | PGE | TRUE | 300 | 0 | 0 | 0 | 0 | 0 | 0 | 300 | 0 | 0 | 0 | 0 | 0 | 0 | 0 | 0 | 300 | 0 | 0 |  | 300 | 0 | 0 | 0 | 70 | 0 | 0 | 0 | 300 | 0 | 0 | 0 | 0 | 35 | 0 | 0 | 0 | 300 | 0 | 0 |  | 335 | -35
PG&E NGBA | Vaca Dixon | 500 | Vaca Dixon_500_kV | PGE | TRUE | 0 | 0 | 0 | 0 | 0 | 0 | 0 | 0 | 0 | 0 | 0 | 0 | 0 | 0 | 0 | 0 | 0 | 0 | 0 |  | 0 | 0 | 0 | 0 | 0 | 0 | 0 | 0 | 0 | 0 | 0 | 0 | 0 | 0 | 0 | 0 | 0 | 0 | 0 | 0 |  | 0 | 0
PG&E NGBA | Vaca Dixon | 60 | Vaca Dixon_60_kV | PGE | TRUE | 0 | 0 | 0 | 0 | 0 | 0 | 0 | 0 | 0 | 0 | 0 | 0 | 0 | 0 | 0 | 0 | 0 | 0 | 0 |  | 0 | 0 | 0 | 0 | 0 | 0 | 0 | 0 | 0 | 0 | 0 | 0 | 0 | 0 | 0 | 0 | 0 | 0 | 0 | 0 |  | 0 | 0
SCE Eastern | Valley (SCE) | 500 | Valley (SCE)_500_kV | SCE | TRUE | 1510 | 0 | 0 | 0 | 0 | 0 | 500 | 310 | 0 | 0 | 0 | 0 | 0 | 0 | 0 | 65 | 310 | 0 | 0 |  | 375 | 1135 | 0 | 0 | 0 | 0 | 0 | 500 | 310 | 0 | 0 | 0 | 0 | 0 | 0 | 0 | 65 | 310 | 0 | 0 |  | 375 | 1135
SCE EOP | Valley (VEA) | 138 | Valley (VEA)_138_kV | VEA | TRUE | 3.52 | 0 | 0 | 0 | 0 | 0 | 0 | 0 | 0 | 0 | 0 | 0 | 0 | 0 | 0 | 0 | 0 | 0 | 0 |  | 0 | 3.52 | 0 | 0 | 0 | 0 | 0 | 0 | 0 | 0 | 0 | 0 | 0 | 0 | 0 | 0 | 0 | 0 | 0 | 0 |  | 0 | 3.52
SDGE | Valley Center | 69 | Valley Center_69_kV | SDGE | TRUE | 0 | 0 | 0 | 0 | 0 | 0 | 0 | 0 | 0 | 0 | 0 | 0 | 0 | 0 | 0 | 0 | 0 | 0 | 0 |  | 0 | 0 | 0 | 0 | 0 | 0 | 0 | 0 | 0 | 0 | 0 | 0 | 0 | 0 | 0 | 0 | 0 | 0 | 0 | 0 |  | 0 | 0
PG&E GBA | Valley Home | 115 | Valley Home_115_kV | PGE | TRUE | 0 | 0 | 0 | 0 | 0 | 0 | 0 | 0 | 0 | 0 | 0 | 0 | 0 | 0 | 0 | 0 | 0 | 0 | 0 |  | 0 | 0 | 0 | 0 | 0 | 0 | 0 | 0 | 0 | 0 | 0 | 0 | 0 | 0 | 0 | 0 | 0 | 0 | 0 | 0 |  | 0 | 0
PG&E GBA | Valley Springs | 230 | Valley Springs_230_kV | PGE | TRUE | 0 | 0 | 0 | 0 | 0 | 0 | 0 | 0 | 0 | 0 | 0 | 0 | 0 | 0 | 0 | 0 | 0 | 0 | 0 |  | 0 | 0 | 0 | 0 | 0 | 0 | 0 | 0 | 0 | 0 | 0 | 0 | 0 | 0 | 0 | 0 | 0 | 0 | 0 | 0 |  | 0 | 0
PG&E GBA | Valley Springs | 60 | Valley Springs_60_kV | PGE | TRUE | 100 | 0 | 0 | 0 | 0 | 0 | 0 | 0 | 0 | 0 | 0 | 0 | 0 | 0 | 0 | 0 | 0 | 0 | 0 |  | 0 | 100 | 0 | 0 | 0 | 0 | 0 | 0 | 0 | 0 | 0 | 0 | 0 | 0 | 0 | 0 | 0 | 0 | 0 | 0 |  | 0 | 100
SCE EOP | Valley Switch | 138 | Valley Switch_138_kV | VEA | TRUE | 0 | 0 | 0 | 0 | 0 | 0 | 0 | 0 | 0 | 0 | 0 | 0 | 0 | 0 | 0 | 0 | 0 | 0 | 0 |  | 0 | 0 | 0 | 0 | 0 | 0 | 0 | 0 | 0 | 0 | 0 | 0 | 0 | 0 | 0 | 0 | 0 | 0 | 0 | 0 |  | 0 | 0
SCE EOP | Valley Switch | 230 | Valley Switch_230_kV | VEA | TRUE | 0 | 0 | 0 | 0 | 0 | 0 | 0 | 0 | 0 | 0 | 0 | 0 | 0 | 0 | 0 | 0 | 0 | 0 | 0 |  | 0 | 0 | 0 | 0 | 0 | 0 | 0 | 0 | 0 | 0 | 0 | 0 | 0 | 0 | 0 | 0 | 0 | 0 | 0 | 0 |  | 0 | 0
PG&E GBA | Vasco | 230 | Vasco_230_kV | PGE | TRUE | 0 | 0 | 0 | 0 | 0 | 0 | 0 | 0 | 0 | 0 | 0 | 0 | 0 | 0 | 0 | 0 | 0 | 0 | 0 |  | 0 | 0 | 0 | 0 | 0 | 0 | 0 | 0 | 0 | 0 | 0 | 0 | 0 | 0 | 0 | 0 | 0 | 0 | 0 | 0 |  | 0 | 0
PG&E GBA | Vasona | 230 | Vasona_230_kV | PGE | TRUE | 0 | 0 | 0 | 0 | 0 | 0 | 0 | 0 | 0 | 0 | 0 | 0 | 0 | 0 | 0 | 0 | 0 | 0 | 0 |  | 0 | 0 | 0 | 0 | 0 | 0 | 0 | 0 | 0 | 0 | 0 | 0 | 0 | 0 | 0 | 0 | 0 | 0 | 0 | 0 |  | 0 | 0
SCE Northern | Vestal | 230 | Vestal_230_kV | SCE | TRUE | 679 | 0 | 0 | 0 | 0 | 0 | 200 | 50 | 0 | 0 | 0 | 0 | 0 | 0 | 0 | 26 | 50 | 0 | 0 |  | 76 | 603 | 0 | 0 | 0 | 0 | 0 | 200 | 50 | 0 | 0 | 0 | 0 | 0 | 0 | 0 | 26 | 50 | 0 | 0 |  | 76 | 603
SCE Northern | Vestal | 66 | Vestal_66_kV | SCE | TRUE | 0 | 0 | 0 | 0 | 0 | 0 | 0 | 0 | 0 | 0 | 0 | 0 | 0 | 0 | 0 | 0 | 0 | 0 | 0 |  | 0 | 0 | 0 | 0 | 0 | 0 | 0 | 0 | 0 | 0 | 0 | 0 | 0 | 0 | 0 | 0 | 0 | 0 | 0 | 0 |  | 0 | 0
SCE NOL | Victor | 115 | Victor_115_kV | SCE | TRUE | 0 | 0 | 0 | 0 | 0 | 0 | 0 | 0 | 0 | 0 | 0 | 0 | 0 | 0 | 0 | 0 | 0 | 0 | 0 |  | 0 | 0 | 0 | 0 | 0 | 0 | 0 | 154 | 0 | 0 | 0 | 0 | 0 | 0 | 0 | 0 | 20.02 | 0 | 0 | 0 |  | 20.02 | -20.02
SCE NOL | Victor | 230 | Victor_230_kV | SCE | TRUE | 400 | 0 | 0 | 0 | 0 | 0 | 0 | 0 | 0 | 0 | 0 | 0 | 0 | 0 | 0 | 0 | 0 | 0 | 0 |  | 0 | 400 | 0 | 0 | 0 | 0 | 0 | 0 | 0 | 0 | 0 | 0 | 0 | 0 | 0 | 0 | 0 | 0 | 0 | 0 |  | 0 | 400
SCE Metro | Viejo | 230 | Viejo_230_kV | SCE | TRUE | 300 | 0 | 0 | 0 | 0 | 0 | 0 | 0 | 0 | 0 | 0 | 0 | 0 | 0 | 0 | 0 | 0 | 0 | 0 |  | 0 | 300 | 0 | 0 | 0 | 0 | 0 | 0 | 0 | 0 | 0 | 0 | 0 | 0 | 0 | 0 | 0 | 0 | 0 | 0 |  | 0 | 300
PG&E GBA | Vierra | 115 | Vierra_115_kV | PGE | TRUE | 93.104 | 0 | 0 | 0 | 0 | 0 | 0 | 92 | 0 | 0 | 0 | 0 | 0 | 0 | 0 | 0 | 92 | 0 | 0 |  | 92 | 1.104 | 0 | 0 | 0 | 0 | 0 | 0 | 92 | 0 | 0 | 0 | 0 | 0 | 0 | 0 | 0 | 92 | 0 | 0 |  | 92 | 1.104
SCE Metro | Villa Park | 230 | Villa Park_230_kV | SCE | TRUE | 0 | 0 | 0 | 0 | 0 | 0 | 0 | 0 | 0 | 0 | 0 | 0 | 0 | 0 | 0 | 0 | 0 | 0 | 0 |  | 0 | 0 | 0 | 0 | 0 | 0 | 0 | 0 | 0 | 0 | 0 | 0 | 0 | 0 | 0 | 0 | 0 | 0 | 0 | 0 |  | 0 | 0
SCE Northern | Vincent | 230 | Vincent_230_kV | SCE | TRUE | 1099 | 0 | 0 | 0 | 0 | 0 | 0 | 59 | 0 | 0 | 0 | 0 | 0 | 0 | 0 | 0 | 59 | 0 | 0 |  | 59 | 1040 | 0 | 0 | 0 | 0 | 0 | 0 | 59 | 0 | 0 | 0 | 0 | 0 | 0 | 0 | 0 | 59 | 0 | 0 |  | 59 | 1040
SCE Northern | Vincent | 500 | Vincent_500_kV | SCE | TRUE | 1150 | 0 | 0 | 0 | 0 | 0 | 0 | 0 | 0 | 0 | 0 | 0 | 0 | 0 | 0 | 0 | 0 | 0 | 0 |  | 0 | 1150 | 0 | 0 | 0 | 0 | 0 | 2050 | 0 | 0 | 0 | 0 | 0 | 0 | 0 | 0 | 266.5 | 0 | 0 | 0 |  | 266.5 | 883.5
PG&E GBA | Vineyard | 230 | Vineyard_230_kV | PGE | TRUE | 0 | 0 | 0 | 0 | 0 | 0 | 0 | 0 | 0 | 0 | 0 | 0 | 0 | 0 | 0 | 0 | 0 | 0 | 0 |  | 0 | 0 | 0 | 0 | 0 | 0 | 0 | 0 | 0 | 0 | 0 | 0 | 0 | 0 | 0 | 0 | 0 | 0 | 0 | 0 |  | 0 | 0
SDGE | Vineyard | 69 | Vineyard_69_kV | SDGE | TRUE | 0 | 0 | 0 | 0 | 0 | 0 | 0 | 0 | 0 | 0 | 0 | 0 | 0 | 0 | 0 | 0 | 0 | 0 | 0 |  | 0 | 0 | 0 | 0 | 0 | 0 | 0 | 0 | 0 | 0 | 0 | 0 | 0 | 0 | 0 | 0 | 0 | 0 | 0 | 0 |  | 0 | 0
SCE Eastern | Vista (SCE) | 230 | Vista (SCE)_230_kV | SCE | TRUE | 0 | 0 | 0 | 0 | 0 | 0 | 300 | 0 | 0 | 0 | 0 | 0 | 0 | 0 | 0 | 39 | 0 | 0 | 0 |  | 39 | -39 | 0 | 0 | 0 | 0 | 0 | 300 | 0 | 0 | 0 | 0 | 0 | 0 | 0 | 0 | 39 | 0 | 0 | 0 |  | 39 | -39
SCE EOP | Vista (VEA) | 138 | Vista (VEA)_138_kV | VEA | TRUE | 0 | 0 | 0 | 0 | 0 | 0 | 0 | 0 | 0 | 0 | 0 | 0 | 0 | 0 | 0 | 0 | 0 | 0 | 0 |  | 0 | 0 | 0 | 0 | 0 | 0 | 0 | 0 | 0 | 0 | 0 | 0 | 0 | 0 | 0 | 0 | 0 | 0 | 0 | 0 |  | 0 | 0
SCE EOP | Vista (VEA) | 230 | Vista (VEA)_230_kV | VEA | TRUE | 0 | 0 | 0 | 0 | 0 | 0 | 0 | 0 | 0 | 0 | 0 | 0 | 0 | 0 | 0 | 0 | 0 | 0 | 0 |  | 0 | 0 | 0 | 0 | 0 | 0 | 0 | 0 | 0 | 0 | 0 | 0 | 0 | 0 | 0 | 0 | 0 | 0 | 0 | 0 |  | 0 | 0
PG&E FRESNO | Wahtoke | 115 | Wahtoke_115_kV | PGE | TRUE | 0 | 0 | 0 | 0 | 0 | 0 | 0 | 0 | 0 | 0 | 0 | 0 | 0 | 0 | 0 | 0 | 0 | 0 | 0 |  | 0 | 0 | 0 | 0 | 0 | 0 | 0 | 0 | 0 | 0 | 0 | 0 | 0 | 0 | 0 | 0 | 0 | 0 | 0 | 0 |  | 0 | 0
SCE Northern | Wakefield | 66 | Wakefield_66_kV | SCE | TRUE | 0 | 0 | 0 | 0 | 0 | 0 | 200 | 30 | 0 | 0 | 0 | 0 | 0 | 0 | 0 | 26 | 30 | 0 | 0 |  | 56 | -56 | 0 | 0 | 0 | 0 | 0 | 200 | 30 | 0 | 0 | 0 | 0 | 0 | 0 | 0 | 26 | 30 | 0 | 0 |  | 56 | -56
SCE Metro | Walnut | 230 | Walnut_230_kV | SCE | TRUE | 600 | 0 | 0 | 0 | 0 | 0 | 0 | 400 | 0 | 0 | 0 | 0 | 0 | 0 | 0 | 0 | 400 | 0 | 0 |  | 400 | 200 | 0 | 0 | 0 | 0 | 0 | 0 | 400 | 0 | 0 | 0 | 0 | 0 | 0 | 0 | 0 | 400 | 0 | 0 |  | 400 | 200
SCE Northern | Warne | 230 | Warne_230_kV | SCE | TRUE | 0 | 0 | 0 | 0 | 0 | 0 | 0 | 0 | 0 | 0 | 0 | 0 | 0 | 0 | 0 | 0 | 0 | 0 | 0 |  | 0 | 0 | 0 | 0 | 0 | 0 | 0 | 0 | 0 | 0 | 0 | 0 | 0 | 0 | 0 | 0 | 0 | 0 | 0 | 0 |  | 0 | 0
PG&E GBA | Warnerville | 230 | Warnerville_230_kV | PGE | TRUE | 0 | 0 | 0 | 0 | 0 | 0 | 0 | 0 | 0 | 0 | 0 | 0 | 0 | 0 | 0 | 0 | 0 | 0 | 0 |  | 0 | 0 | 0 | 0 | 0 | 0 | 0 | 0 | 0 | 0 | 0 | 0 | 0 | 0 | 0 | 0 | 0 | 0 | 0 | 0 |  | 0 | 0
PG&E FRESNO | Waukena | 115 | Waukena_115_kV | PGE | TRUE | 0 | 0 | 0 | 0 | 0 | 0 | 0 | 0 | 0 | 0 | 0 | 0 | 0 | 0 | 0 | 0 | 0 | 0 | 0 |  | 0 | 0 | 0 | 0 | 0 | 0 | 0 | 0 | 0 | 0 | 0 | 0 | 0 | 0 | 0 | 0 | 0 | 0 | 0 | 0 |  | 0 | 0
PG&E GBA | Weber | 230 | Weber_230_kV | PGE | TRUE | 0 | 0 | 0 | 0 | 0 | 0 | 0 | 0 | 0 | 0 | 0 | 0 | 0 | 0 | 0 | 0 | 0 | 0 | 0 |  | 0 | 0 | 0 | 0 | 0 | 0 | 0 | 0 | 0 | 0 | 0 | 0 | 0 | 0 | 0 | 0 | 0 | 0 | 0 | 0 |  | 0 | 0
PG&E GBA | Weber | 60 | Weber_60_kV | PGE | TRUE | 260 | 0 | 0 | 0 | 0 | 0 | 0 | 20 | 0 | 0 | 0 | 0 | 0 | 0 | 0 | 0 | 20 | 0 | 0 |  | 20 | 240 | 0 | 0 | 0 | 0 | 0 | 0 | 20 | 0 | 0 | 0 | 0 | 0 | 0 | 0 | 0 | 20 | 0 | 0 |  | 20 | 240
PG&E FRESNO | West Fresno | 115 | West Fresno_115_kV | PGE | TRUE | 0 | 0 | 0 | 0 | 0 | 0 | 0 | 0 | 0 | 0 | 0 | 0 | 0 | 0 | 0 | 0 | 0 | 0 | 0 |  | 0 | 0 | 0 | 0 | 0 | 0 | 0 | 0 | 0 | 0 | 0 | 0 | 0 | 0 | 0 | 0 | 0 | 0 | 0 | 0 |  | 0 | 0
PG&E FRESNO | Westley | 230 | Westley_230_kV | PGE | TRUE | 300 | 0 | 0 | 0 | 0 | 0 | 0 | 0 | 900 | 0 | 0 | 0 | 0 | 0 | 0 | 0 | 0 | 900 | 0 |  | 900 | -600 | 0 | 0 | 0 | 0 | 0 | 0 | 0 | 900 | 0 | 0 | 0 | 0 | 0 | 0 | 0 | 0 | 900 | 0 |  | 900 | -600
PG&E KERN | Westpark | 115 | Westpark_115_kV | PGE | TRUE | 0 | 0 | 0 | 0 | 0 | 0 | 0 | 0 | 0 | 0 | 0 | 0 | 0 | 0 | 0 | 0 | 0 | 0 | 0 |  | 0 | 0 | 0 | 0 | 0 | 0 | 0 | 0 | 0 | 0 | 0 | 0 | 0 | 0 | 0 | 0 | 0 | 0 | 0 | 0 |  | 0 | 0
PG&E KERN | Wheeler Ridge | 230 | Wheeler Ridge_230_kV | PGE | TRUE | 30 | 0 | 0 | 0 | 0 | 0 | 500 | 0 | 0 | 0 | 0 | 0 | 0 | 0 | 0 | 75 | 0 | 0 | 0 |  | 75 | -45 | 0 | 0 | 0 | 0 | 0 | 500 | 0 | 0 | 0 | 0 | 0 | 0 | 0 | 0 | 75 | 0 | 0 | 0 |  | 75 | -45
PG&E KERN | Wheeler Ridge | 115 | Wheeler Ridge_115_kV | PGE | TRUE | 0 | 0 | 0 | 0 | 0 | 0 | 0 | 0 | 0 | 0 | 0 | 0 | 0 | 0 | 0 | 0 | 0 | 0 | 0 |  | 0 | 0 | 0 | 0 | 0 | 0 | 0 | 0 | 0 | 0 | 0 | 0 | 0 | 0 | 0 | 0 | 0 | 0 | 0 | 0 |  | 0 | 0
PG&E KERN | Wheeler Ridge | 70 | Wheeler Ridge_70_kV | PGE | TRUE | 92 | 0 | 0 | 0 | 0 | 0 | 0 | 92 | 0 | 0 | 0 | 0 | 0 | 0 | 0 | 0 | 92 | 0 | 0 |  | 92 | 0 | 0 | 0 | 0 | 0 | 0 | 0 | 92 | 0 | 0 | 0 | 0 | 0 | 0 | 0 | 0 | 92 | 0 | 0 |  | 92 | 0
SCE Northern | Whirlwind | 230 | Whirlwind_230_kV | SCE | TRUE | 1964.6952 | 0 | 0 | 0 | 0 | 0 | 1400 | 550 | 523 | 300 | 0 | 0 | 0 | 0 | 0 | 182 | 550 | 523 | 300 |  | 1255 | 709.6952 | 0 | 0 | 0 | 0 | 0 | 1400 | 550 | 523 | 300 | 0 | 0 | 0 | 0 | 0 | 182 | 550 | 523 | 300 |  | 1255 | 709.6952
SCE Northern | Whirlwind | 500 | Whirlwind_500_kV | SCE | TRUE | 500 | 0 | 0 | 0 | 0 | 0 | 1247 | 0 | 0 | 0 | 0 | 0 | 0 | 0 | 0 | 162.11 | 0 | 0 | 0 | 300 | 462.11 | 37.89 | 0 | 0 | 0 | 0 | 0 | 1247 | 0 | 0 | 906 | 0 | 0 | 0 | 0 | 0 | 162.11 | 0 | 0 | 906 | 300 | 462.11 | 37.89
PG&E GBA | Whisman | 115 | Whisman_115_kV | PGE | TRUE | 0 | 0 | 0 | 0 | 0 | 0 | 0 | 0 | 0 | 0 | 0 | 0 | 0 | 0 | 0 | 0 | 0 | 0 | 0 |  | 0 | 0 | 0 | 0 | 0 | 0 | 0 | 0 | 0 | 0 | 0 | 0 | 0 | 0 | 0 | 0 | 0 | 0 | 0 | 0 |  | 0 | 0
SCE Eastern | Wildlife | 230 | Wildlife_230_kV | SCE | TRUE | 0 | 0 | 0 | 0 | 0 | 0 | 0 | 0 | 0 | 0 | 0 | 0 | 0 | 0 | 0 | 0 | 0 | 0 | 0 |  | 0 | 0 | 0 | 0 | 0 | 0 | 0 | 0 | 0 | 0 | 0 | 0 | 0 | 0 | 0 | 0 | 0 | 0 | 0 | 0 |  | 0 | 0
PG&E FRESNO | Wilson | 115 | Wilson_115_kV | PGE | TRUE | 200 | 0 | 0 | 0 | 0 | 0 | 0 | 0 | 0 | 0 | 0 | 0 | 0 | 0 | 0 | 0 | 0 | 0 | 0 |  | 0 | 200 | 0 | 0 | 0 | 0 | 0 | 0 | 0 | 0 | 0 | 0 | 0 | 0 | 0 | 0 | 0 | 0 | 0 | 0 |  | 0 | 200
PG&E FRESNO | Wilson | 230 | Wilson_230_kV | PGE | TRUE | 0 | 0 | 0 | 0 | 0 | 0 | 0 | 0 | 0 | 0 | 0 | 0 | 0 | 0 | 0 | 0 | 0 | 0 | 0 |  | 0 | 0 | 0 | 0 | 0 | 0 | 0 | 0 | 0 | 0 | 0 | 0 | 0 | 0 | 0 | 0 | 0 | 0 | 0 | 0 |  | 0 | 0
SCE Northern | Windhub | 230 | Windhub_230_kV | SCE | TRUE | 1415.92 | 0 | 0 | 0 | 0 | 0 | 0 | 500 | 0 | 0 | 0 | 0 | 0 | 0 | 0 | 0 | 500 | 0 | 0 |  | 500 | 915.92 | 0 | 0 | 0 | 0 | 0 | 0 | 500 | 0 | 0 | 0 | 0 | 0 | 0 | 0 | 0 | 500 | 0 | 0 |  | 500 | 915.92
SCE Northern | Windhub | 500 | Windhub_500_kV | SCE | TRUE | 747.46 | 0 | 0 | 0 | 0 | 0 | 153 | 15 | 0 | 480 | 0 | 0 | 0 | 0 | 0 | 19.89 | 15 | 0 | 480 |  | 34.89 | 712.57 | 0 | 0 | 0 | 0 | 0 | 153 | 15 | 0 | 480 | 0 | 0 | 0 | 0 | 0 | 19.89 | 15 | 0 | 480 |  | 34.89 | 712.57
PG&E GBA | Windmaster | 230 | Windmaster_230_kV | PGE | TRUE | 0 | 0 | 0 | 0 | 0 | 0 | 0 | 0 | 0 | 0 | 0 | 0 | 0 | 0 | 0 | 0 | 0 | 0 | 0 |  | 0 | 0 | 0 | 0 | 0 | 0 | 0 | 0 | 0 | 0 | 0 | 0 | 0 | 0 | 0 | 0 | 0 | 0 | 0 | 0 |  | 0 | 0
PG&E NGBA | Windsor | 60 | Windsor_60_kV | PGE | TRUE | 0 | 0 | 0 | 0 | 0 | 0 | 0 | 0 | 0 | 0 | 0 | 0 | 0 | 0 | 0 | 0 | 0 | 0 | 0 |  | 0 | 0 | 0 | 0 | 0 | 0 | 0 | 0 | 0 | 0 | 0 | 0 | 0 | 0 | 0 | 0 | 0 | 0 | 0 | 0 |  | 0 | 0
PG&E NGBA | Woodland | 115 | Woodland_115_kV | PGE | TRUE | 0 | 0 | 0 | 0 | 0 | 0 | 0 | 0 | 0 | 0 | 0 | 0 | 0 | 0 | 0 | 0 | 0 | 0 | 0 |  | 0 | 0 | 0 | 0 | 0 | 0 | 0 | 0 | 0 | 0 | 0 | 0 | 0 | 0 | 0 | 0 | 0 | 0 | 0 | 0 |  | 0 | 0
PG&E FRESNO | Woodward | 115 | Woodward_115_kV | PGE | TRUE | 0 | 0 | 0 | 0 | 0 | 0 | 0 | 0 | 0 | 0 | 0 | 0 | 0 | 0 | 0 | 0 | 0 | 0 | 0 |  | 0 | 0 | 0 | 0 | 0 | 0 | 0 | 0 | 0 | 0 | 0 | 0 | 0 | 0 | 0 | 0 | 0 | 0 | 0 | 0 |  | 0 | 0
PG&E NGBA | Wyandotte | 115 | Wyandotte_115_kV | PGE | TRUE | 0 | 0 | 0 | 0 | 0 | 0 | 0 | 0 | 0 | 0 | 0 | 0 | 0 | 0 | 0 | 0 | 0 | 0 | 0 |  | 0 | 0 | 0 | 0 | 0 | 0 | 0 | 0 | 0 | 0 | 0 | 0 | 0 | 0 | 0 | 0 | 0 | 0 | 0 | 0 |  | 0 | 0

## TPD_Allocations_by_Sub
Data taken from TPD_Allocations_byBusbar_2627TPP.xlsx workbook. Summarizes by busbar the TPD allocations from individual projects in (1) CAISO Generator Interconnection Queue, (2) 2024 TPD Allocation Report, with includes allocations made for Cluster 14 projects and select projects from WDAT queues. Allocated TPD totals for non-LLT projects are calculated as the sum of battery, wind, and solar resource types. | [10 empty] | Total
52602.6394
TPD Allocations by Resource Type (HSN MW) and Busbar
|  |  |  | Natural Gas | Geothermal | Hydro | LDES | Battery | Wind | Solar | Non-LLT TPD Allocations
CAISO Study Area | Substation | Voltage | Busbar Name | FCDS | FCDS | FCDS | FCDS | FCDS | FCDS | FCDS | FCDS
PG&E KERN | 7th Standard | 115 | 7th Standard_115_kV | 0 | 0 | 0 | 0 | 0 | 0 | 0 | 0
SCE Metro | Alamitos | 230 | Alamitos_230_kV | 0 | 0 | 0 | 0 | 0 | 0 | 0 | 0
SCE Eastern | Alberhill | 115 | Alberhill_115_kV | 0 | 0 | 0 | 0 | 0 | 0 | 0 | 0
SCE Eastern | Alberhill | 500 | Alberhill_500_kV | 0 | 0 | 0 | 500 | 0 | 0 | 0 | 0
PG&E GBA | Alhambra | 115 | Alhambra_115_kV | 0 | 0 | 0 | 0 | 0 | 0 | 0 | 0
PG&E FRESNO | Alpaugh | 115 | Alpaugh_115_kV | 0 | 0 | 0 | 0 | 0 | 0 | 0 | 0
SDGE | Alpine | 69 | Alpine_69_kV | 0 | 0 | 0 | 0 | 0 | 0 | 7 | 7
PG&E GBA | Altamont Midway (Sandhill) | 230 | Altamont Midway (Sandhill)_230_kV | 0 | 0 | 0 | 0 | 0 | 0 | 0 | 0
SCE Northern | Antelope | 66 | Antelope_66_kV | 0 | 0 | 0 | 0 | 0 | 0 | 0 | 0
SCE Northern | Antelope | 230 | Antelope_230_kV | 0 | 0 | 0 | 0 | 1310.28 | 0 | 96.59 | 1406.87
SCE Northern | Antelope | 500 | Antelope_500_kV | 0 | 0 | 0 | 0 | 0 | 0 | 0 | 0
PG&E NGBA | Arcata | 60 | Arcata_60_kV | 0 | 0 | 0 | 0 | 0 | 0 | 0 | 0
PG&E KERN | Arco | 230 | Arco_230_kV | 0 | 0 | 0 | 0 | 413.075 | 0 | 9.99 | 423.065
PG&E KERN | Arco | 70 | Arco_70_kV | 0 | 0 | 0 | 0 | 33.0365 | 0 | 0 | 33.0365
SCE Metro | ArcoGen | 230 | ArcoGen_230_kV | 0 | 0 | 0 | 0 | 0 | 0 | 0 | 0
SDGE | Artesian | 230 | Artesian_230_kV | 0 | 0 | 0 | 0 | 0 | 0 | 0 | 0
SDGE | Artesian | 69 | Artesian_69_kV | 0 | 0 | 0 | 0 | 0 | 0 | 0 | 0
PG&E FRESNO | Ashlan | 230 | Ashlan_230_kV | 0 | 0 | 0 | 0 | 0 | 0 | 0 | 0
PG&E NGBA | Atlantic | 115 | Atlantic_115_kV | 0 | 0 | 0 | 0 | 0 | 0 | 0 | 0
PG&E NGBA | Atlantic | 230 | Atlantic_230_kV | 0 | 0 | 0 | 0 | 0 | 0 | 0 | 0
PG&E NGBA | Atlantic | 60 | Atlantic_60_kV | 0 | 0 | 0 | 0 | 0 | 0 | 0 | 0
PG&E FRESNO | Atwater | 115 | Atwater_115_kV | 0 | 0 | 0 | 0 | 0 | 0 | 0 | 0
PG&E GBA | Avena | 115 | Avena_115_kV | 0 | 0 | 0 | 0 | 0 | 0 | 0 | 0
SDGE | Avocado | 69 | Avocado_69_kV | 0 | 0 | 0 | 0 | 69.6 | 0 | 0 | 69.6
PG&E NGBA | Bahia | 230 | Bahia_230_kV | 0 | 0 | 0 | 0 | 0 | 0 | 0 | 0
SCE Northern | Bailey | 230 | Bailey_230_kV | 0 | 0 | 0 | 0 | 0 | 0 | 0 | 0
SCE NOL | Baker | 115 | Baker_115_kV | 0 | 0 | 0 | 0 | 0 | 0 | 0 | 0
PG&E KERN | Bakersfield | 230 | Bakersfield_230_kV | 0 | 0 | 0 | 0 | 0 | 0 | 0 | 0
PG&E FRESNO | Balch | 230 | Balch_230_kV | 0 | 0 | 0 | 0 | 0 | 0 | 0 | 0
SCE Eastern | Bannister | 230 | Bannister_230_kV | 0 | 0 | 0 | 0 | 0 | 0 | 0 | 0
SCE Metro | Barre | 230 | Barre_230_kV | 0 | 0 | 0 | 0 | 0 | 0 | 0 | 0
SDGE | Bay Boulevard | 69 | Bay Boulevard_69_kV | 0 | 0 | 0 | 0 | 0 | 0 | 0 | 0
SDGE | Bay Boulevard | 230 | Bay Boulevard_230_kV | 0 | 0 | 0 | 0 | 0 | 0 | 0 | 0
SCE EOP | Beatty | 138 | Beatty_138_kV | 0 | 0 | 0 | 0 | 0 | 0 | 0 | 0
SCE EOP | Beatty | 230 | Beatty_230_kV | 0 | 0 | 0 | 0 | 0 | 0 | 0 | 0
PG&E NGBA | Belden | 230 | Belden_230_kV | 0 | 0 | 0 | 0 | 0 | 0 | 0 | 0
PG&E NGBA | Bell | 115 | Bell_115_kV | 0 | 0 | 0 | 0 | 0 | 0 | 0 | 0
PG&E NGBA | Bellevue | 115 | Bellevue_115_kV | 0 | 0 | 0 | 0 | 0 | 0 | 0 | 0
PG&E GBA | Bellota | 115 | Bellota_115_kV | 0 | 0 | 0 | 0 | 0 | 0 | 0 | 0
PG&E GBA | Bellota | 230 | Bellota_230_kV | 0 | 0 | 0 | 0 | 0 | 0 | 0 | 0
SCE Northern | Big Creek | 230 | Big Creek_230_kV | 0 | 0 | 0 | 0 | 0 | 0 | 0 | 0
PG&E FRESNO | Biola | 70 | Biola_70_kV | 0 | 0 | 0 | 0 | 0 | 0 | 0 | 0
PG&E GBA | Birds Landing | 230 | Birds Landing_230_kV | 0 | 0 | 0 | 0 | 65.02 | 46.177 | 0 | 111.197
SCE Northern | Bliss | 66 | Bliss_66_kV | 0 | 0 | 0 | 0 | 0 | 0 | 0 | 0
SCE Eastern | Blythe | 161 | Blythe_161_kV | 0 | 0 | 0 | 0 | 0 | 0 | 0 | 0
PG&E NGBA | Bogue | 115 | Bogue_115_kV | 0 | 0 | 0 | 0 | 0 | 0 | 0 | 0
PG&E FRESNO | Borden | 230 | Borden_230_kV | 0 | 0 | 0 | 0 | 0 | 0 | 0 | 0
PG&E FRESNO | Borden | 70 | Borden_70_kV | 0 | 0 | 0 | 0 | 0 | 0 | 0 | 0
SDGE | Boulevard East | 138 | Boulevard East_138_kV | 0 | 0 | 0 | 0 | 240.5398 | 0 | 0 | 240.5398
SDGE | Boulevard East | 69 | Boulevard East_69_kV | 0 | 0 | 0 | 0 | 16.182 | 0 | 0 | 16.182
PG&E GBA | Brentwood | 230 | Brentwood_230_kV | 0 | 0 | 0 | 0 | 0 | 0 | 0 | 0
PG&E NGBA | Bridgeville | 115 | Bridgeville_115_kV | 0 | 0 | 0 | 0 | 0 | 0 | 0 | 0
PG&E NGBA | Brighton | 115 | Brighton_115_kV | 0 | 0 | 0 | 0 | 0 | 0 | 0 | 0
PG&E NGBA | Brighton | 230 | Brighton_230_kV | 0 | 0 | 0 | 0 | 0 | 0 | 0 | 0
PG&E NGBA | Brunswick | 115 | Brunswick_115_kV | 0 | 0 | 0 | 0 | 0 | 0 | 0 | 0
PG&E NGBA | Bucks Creek | 230 | Bucks Creek_230_kV | 0 | 0 | 0 | 0 | 0 | 0 | 0 | 0
PG&E KERN | Buena Vista | 230 | Buena Vista_230_kV | 0 | 0 | 0 | 0 | 0 | 0 | 0 | 0
PG&E FRESNO | Bullard | 115 | Bullard_115_kV | 0 | 0 | 0 | 0 | 0 | 0 | 0 | 0
PG&E GBA | Burlingame | 115 | Burlingame_115_kV | 0 | 0 | 0 | 0 | 0 | 0 | 0 | 0
PG&E NGBA | Burney Forest | 230 | Burney Forest_230_kV | 0 | 0 | 0 | 0 | 0 | 0 | 0 | 0
PG&E NGBA | Butte | 115 | Butte_115_kV | 0 | 0 | 0 | 0 | 0 | 0 | 0 | 0
PG&E KERN | Cabrillo | 115 | Cabrillo_115_kV | 0 | 0 | 0 | 0 | 0 | 0 | 0 | 0
PG&E FRESNO | Cal Flats | 230 | Cal Flats_230_kV | 0 | 0 | 0 | 0 | 0 | 0 | 0 | 0
SCE NOL | Calcite | 230 | Calcite_230_kV | 0 | 0 | 0 | 0 | 241 | 0 | 0 | 241
PG&E KERN | Caliente | 230 | Caliente_230_kV | 0 | 0 | 0 | 0 | 0 | 0 | 0 | 0
PG&E FRESNO | California Ave | 115 | California Ave_115_kV | 0 | 0 | 0 | 0 | 0 | 0 | 0 | 0
PG&E KERN | Callender | 115 | Callender_115_kV | 0 | 0 | 0 | 0 | 0 | 0 | 0 | 0
PG&E NGBA | Calpella | 115 | Calpella_115_kV | 0 | 0 | 0 | 0 | 0 | 0 | 0 | 0
PG&E GBA | Camanche | 230 | Camanche_230_kV | 0 | 0 | 0 | 0 | 0 | 0 | 0 | 0
SDGE | Cameron | 69 | Cameron_69_kV | 0 | 0 | 0 | 0 | 0 | 0 | 0 | 0
SDGE | Cannon | 69 | Cannon_69_kV | 0 | 0 | 0 | 0 | 0 | 0 | 0 | 0
PG&E FRESNO | Cantua | 115 | Cantua_115_kV | 0 | 0 | 0 | 0 | 0 | 0 | 0 | 0
SDGE | Capistrano | 138 | Capistrano_138_kV | 0 | 0 | 0 | 0 | 0 | 0 | 0 | 0
SDGE | Capistrano | 230 | Capistrano_230_kV | 0 | 0 | 0 | 0 | 0 | 0 | 0 | 0
PG&E NGBA | Carberry | 230 | Carberry_230_kV | 0 | 0 | 0 | 0 | 0 | 0 | 0 | 0
SCE Eastern | Cardiff | 66 | Cardiff_66_kV | 0 | 0 | 0 | 0 | 0 | 0 | 0 | 0
PG&E NGBA | Caribou | 60 | Caribou_60_kV | 0 | 0 | 0 | 0 | 0 | 0 | 0 | 0
PG&E NGBA | Caribou | 115 | Caribou_115_kV | 0 | 0 | 0 | 0 | 0 | 0 | 0 | 0
PG&E NGBA | Caribou | 230 | Caribou_230_kV | 0 | 0 | 0 | 0 | 0 | 0 | 0 | 0
SCE EOP | Carpenter Canyon (fka Gamebird) | 138 | Carpenter Canyon (fka Gamebird)_138_kV | 0 | 0 | 0 | 0 | 0 | 0 | 0 | 0
SCE EOP | Carpenter Canyon (fka Gamebird) | 230 | Carpenter Canyon (fka Gamebird)_230_kV | 0 | 0 | 0 | 0 | 200 | 0 | 0 | 200
PG&E NGBA | Carquinez | 115 | Carquinez_115_kV | 0 | 0 | 0 | 0 | 0 | 0 | 0 | 0
SDGE | Carrizo Gorge | 138 | Carrizo Gorge_138_kV | 0 | 0 | 0 | 0 | 90 | 0 | 0 | 90
PG&E KERN | Carrizo Plains | 115 | Carrizo Plains_115_kV | 0 | 0 | 0 | 0 | 0 | 0 | 0 | 0
PG&E KERN | Casaloma | 230 | Casaloma_230_kV | 0 | 0 | 0 | 0 | 0 | 0 | 0 | 0
PG&E GBA | Castro Valley | 230 | Castro Valley_230_kV | 0 | 0 | 0 | 0 | 0 | 0 | 0 | 0
PG&E GBA | Cayetano | 230 | Cayetano_230_kV | 0 | 0 | 0 | 0 | 100 | 0 | 0 | 100
SCE Metro | Center | 230 | Center_230_kV | 0 | 0 | 0 | 0 | 0 | 0 | 0 | 0
PG&E KERN | Charca | 115 | Charca_115_kV | 0 | 0 | 0 | 0 | 0 | 0 | 0 | 0
SCE EOP | Charleston | 138 | Charleston_138_kV | 0 | 0 | 0 | 0 | 0 | 0 | 0 | 0
SCE Metro | Chevmain | 230 | Chevmain_230_kV | 0 | 0 | 0 | 0 | 0 | 0 | 0 | 0
SDGE | Chicarita | 138 | Chicarita_138_kV | 0 | 0 | 0 | 0 | 0 | 0 | 0 | 0
SCE Metro | Chino | 230 | Chino_230_kV | 0 | 0 | 0 | 0 | 400 | 0 | 0 | 400
PG&E FRESNO | Chowchilla | 115 | Chowchilla_115_kV | 0 | 0 | 0 | 0 | 0 | 0 | 0 | 0
PG&E GBA | Christie | 60 | Christie_60_kV | 0 | 0 | 0 | 0 | 0 | 0 | 0 | 0
PG&E GBA | Christie | 115 | Christie_115_kV | 0 | 0 | 0 | 0 | 0 | 0 | 0 | 0
SCE Eastern | Cielo Azul | 500 | Cielo Azul_500_kV | 0 | 0 | 0 | 0 | 0 | 0 | 0 | 0
PG&E GBA | Clay | 60 | Clay_60_kV | 0 | 0 | 0 | 0 | 0 | 0 | 0 | 0
PG&E GBA | Clayton | 115 | Clayton_115_kV | 0 | 0 | 0 | 0 | 0 | 0 | 0 | 0
PG&E NGBA | Cloverdale | 115 | Cloverdale_115_kV | 0 | 0 | 0 | 0 | 0 | 0 | 0 | 0
PG&E FRESNO | Clovis | 115 | Clovis_115_kV | 0 | 0 | 0 | 0 | 0 | 0 | 0 | 0
PG&E GBA | Coburn | 230 | Coburn_230_kV | 0 | 0 | 0 | 0 | 0 | 0 | 0 | 0
PG&E GBA | Coburn | 60 | Coburn_60_kV | 0 | 0 | 0 | 0 | 0 | 0 | 0 | 0
PG&E NGBA | Colgate | 230 | Colgate_230_kV | 0 | 0 | 0 | 0 | 0 | 0 | 0 | 0
PG&E GBA | Collierville | 230 | Collierville_230_kV | 0 | 0 | 0 | 0 | 0 | 0 | 0 | 0
PG&E GBA | Collinsville | 230 | Collinsville_230_kV | 0 | 0 | 0 | 0 | 0 | 0 | 0 | 0
PG&E GBA | Collinsville | 500 | Collinsville_500_kV | 0 | 0 | 0 | 0 | 0 | 0 | 0 | 0
SCE Eastern | Colorado River | 230 | Colorado River_230_kV | 0 | 0 | 0 | 0 | 482.25 | 0 | 39 | 521.25
SCE Eastern | Colorado River | 500 | Colorado River_500_kV | 0 | 0 | 0 | 0 | 0 | 0 | 0 | 0
PG&E KERN | Columbus | 115 | Columbus_115_kV | 0 | 0 | 0 | 0 | 0 | 0 | 0 | 0
PG&E GBA | Contra Costa | 115 | Contra Costa_115_kV | 0 | 0 | 0 | 0 | 0 | 0 | 0 | 0
PG&E GBA | Contra Costa | 230 | Contra Costa_230_kV | 0 | 0 | 0 | 0 | 0 | 0 | 0 | 0
PG&E GBA | Contra Costa PP | 230 | Contra Costa PP_230_kV | 0 | 0 | 0 | 0 | 0 | 0 | 0 | 0
SCE NOL | Control | 115 | Control_115_kV | 0 | 15 | 0 | 0 | 0 | 0 | 0 | 0
SCE NOL | Control | 55 | Control_55_kV | 0 | 0 | 0 | 0 | 0 | 0 | 0 | 0
PG&E GBA | Cooley Landing | 115 | Cooley Landing_115_kV | 0 | 0 | 0 | 0 | 0 | 0 | 0 | 0
PG&E GBA | Cooley Landing | 60 | Cooley Landing_60_kV | 0 | 0 | 0 | 0 | 65 | 0 | 0 | 65
SCE NOL | Coolwater | 230 | Coolwater_230_kV | 0 | 0 | 0 | 0 | 0 | 0 | 0 | 0
SCE NOL | Coolwater | 115 | Coolwater_115_kV | 0 | 0 | 0 | 0 | 113.5 | 0 | 0 | 113.5
PG&E KERN | Copus | 70 | Copus_70_kV | 0 | 0 | 0 | 0 | 0 | 0 | 0 | 0
PG&E FRESNO | Corcoran | 70 | Corcoran_70_kV | 0 | 0 | 0 | 0 | 0 | 0 | 0 | 0
PG&E FRESNO | Corcoran | 115 | Corcoran_115_kV | 0 | 0 | 0 | 0 | 10 | 0 | 0 | 10
PG&E NGBA | Corona | 115 | Corona_115_kV | 0 | 0 | 0 | 0 | 0 | 0 | 0 | 0
PG&E NGBA | Cortina | 230 | Cortina_230_kV | 0 | 0 | 0 | 0 | 0 | 0 | 0 | 0
PG&E NGBA | Cortina | 115 | Cortina_115_kV | 0 | 0 | 0 | 0 | 161 | 0 | 0 | 161
PG&E GBA | Cottle | 230 | Cottle_230_kV | 0 | 0 | 0 | 0 | 54 | 0 | 0 | 54
PG&E NGBA | Cottonwood | 115 | Cottonwood_115_kV | 0 | 0 | 0 | 0 | 0 | 0 | 0 | 0
PG&E NGBA | Cottonwood | 230 | Cottonwood_230_kV | 0 | 0 | 0 | 0 | 0 | 0 | 0 | 0
PG&E NGBA | Cottonwood | 60 | Cottonwood_60_kV | 0 | 0 | 0 | 0 | 0 | 0 | 0 | 0
PG&E NGBA | Cove Road | 230 | Cove Road_230_kV | 0 | 0 | 0 | 0 | 0 | 0 | 0 | 0
PG&E GBA | Coyote | 230 | Coyote_230_kV | 0 | 0 | 0 | 0 | 0 | 0 | 0 | 0
PG&E GBA | Crazy Horse Canyon | 115 | Crazy Horse Canyon_115_kV | 0 | 0 | 0 | 0 | 110 | 0 | 0 | 110
SDGE | Creelman | 69 | Creelman_69_kV | 0 | 0 | 0 | 0 | 8 | 0 | 0 | 8
PG&E FRESNO | Crescent | 70 | Crescent_70_kV | 0 | 0 | 0 | 0 | 70 | 0 | 0 | 70
PG&E FRESNO | Cressey | 115 | Cressey_115_kV | 0 | 0 | 0 | 0 | 0 | 0 | 0 | 0
PG&E NGBA | Cresta | 230 | Cresta_230_kV | 0 | 0 | 0 | 0 | 0 | 0 | 0 | 0
SDGE | Crestwood | 69 | Crestwood_69_kV | 0 | 0 | 0 | 0 | 0 | 0 | 0 | 0
PG&E GBA | Crow Creek | 60 | Crow Creek_60_kV | 0 | 0 | 0 | 0 | 12.6 | 0 | 0 | 12.6
PG&E GBA | Crows Landing | 60 | Crows Landing_60_kV | 0 | 0 | 0 | 0 | 0 | 0 | 0 | 0
PG&E GBA | Curtis | 115 | Curtis_115_kV | 0 | 0 | 0 | 0 | 0 | 0 | 0 | 0
PG&E FRESNO | Dairyland | 115 | Dairyland_115_kV | 0 | 0 | 0 | 0 | 0 | 0 | 0 | 0
PG&E NGBA | Davis | 115 | Davis_115_kV | 0 | 0 | 0 | 0 | 0 | 0 | 0 | 0
SCE Metro | Del Amo | 500 | Del Amo_500_kV | 0 | 0 | 0 | 0 | 0 | 0 | 0 | 0
SCE Metro | Del Amo | 230 | Del Amo_230_kV | 0 | 0 | 0 | 0 | 0 | 0 | 0 | 0
SCE Eastern | Delaney | 500 | Delaney_500_kV | 0 | 0 | 0 | 0 | 2294.9343 | 0 | 10.0872 | 2305.0215
PG&E NGBA | Delevan | 230 | Delevan_230_kV | 0 | 0 | 0 | 0 | 0 | 0 | 0 | 0
PG&E GBA | Delta PP | 230 | Delta PP_230_kV | 0 | 0 | 0 | 0 | 0 | 42.125 | 0 | 42.125
SCE EOP | Desert View | 230 | Desert View_230_kV | 0 | 0 | 0 | 0 | 0 | 0 | 0 | 0
SCE Eastern | Devers | 230 | Devers_230_kV | 0 | 0 | 0 | 0 | 736.1627 | 0 | 0 | 736.1627
SCE Eastern | Devers | 500 | Devers_500_kV | 0 | 0 | 0 | 0 | 0 | 0 | 0 | 0
PG&E KERN | Diablo Canyon | 230 | Diablo Canyon_230_kV | 0 | 0 | 0 | 0 | 0 | 0 | 0 | 0
PG&E KERN | Diablo Canyon | 500 | Diablo Canyon_500_kV | 0 | 0 | 0 | 0 | 0 | 514.47 | 0 | 514.47
PG&E KERN | Divide | 115 | Divide_115_kV | 0 | 0 | 0 | 0 | 0 | 0 | 0 | 0
PG&E GBA | Dixon Landing | 115 | Dixon Landing_115_kV | 0 | 0 | 0 | 0 | 0 | 0 | 0 | 0
PG&E FRESNO | Dos Amigos | 230 | Dos Amigos_230_kV | 0 | 0 | 0 | 0 | 0 | 0 | 0 | 0
PG&E NGBA | Drum | 115 | Drum_115_kV | 0 | 0 | 0 | 0 | 0 | 0 | 0 | 0
PG&E GBA | Dumbarton | 115 | Dumbarton_115_kV | 0 | 0 | 0 | 0 | 0 | 0 | 0 | 0
SCE NOL | Dunn Siding | 115 | Dunn Siding_115_kV | 0 | 0 | 0 | 0 | 0 | 0 | 0 | 0
SCE Eastern | Eagle Mountain | 230 | Eagle Mountain_230_kV | 0 | 0 | 0 | 0 | 0 | 0 | 0 | 0
PG&E NGBA | Eagle Rock (PGE) | 60 | Eagle Rock (PGE)_60_kV | 0 | 0 | 0 | 0 | 0 | 0 | 0 | 0
PG&E NGBA | Eagle Rock (PGE) | 115 | Eagle Rock (PGE)_115_kV | 0 | 0 | 0 | 0 | 0 | 0 | 0 | 0
SCE Metro | Eagle Rock (SCE) | 230 | Eagle Rock (SCE)_230_kV | 0 | 0 | 0 | 0 | 0 | 0 | 0 | 0
PG&E NGBA | East Marysville | 115 | East Marysville_115_kV | 0 | 0 | 0 | 0 | 0 | 0 | 0 | 0
PG&E NGBA | East Nicolaus | 115 | East Nicolaus_115_kV | 0 | 0 | 0 | 0 | 0 | 0 | 0 | 0
PG&E NGBA | East Nicolaus | 60 | East Nicolaus_60_kV | 0 | 0 | 0 | 0 | 0 | 0 | 0 | 0
PG&E GBA | Eastshore | 115 | Eastshore_115_kV | 0 | 0 | 0 | 0 | 0 | 0 | 0 | 0
PG&E GBA | Eastshore | 230 | Eastshore_230_kV | 0 | 0 | 0 | 0 | 0 | 0 | 0 | 0
SDGE | ECO | 138 | ECO_138_kV | 0 | 0 | 0 | 0 | 0 | 0 | 0 | 0
SDGE | ECO | 230 | ECO_230_kV | 0 | 0 | 0 | 0 | 0 | 105 | 0 | 105
SDGE | ECO | 500 | ECO_500_kV | 0 | 0 | 0 | 0 | 0 | 0 | 0 | 0
PG&E GBA | Edenvale | 115 | Edenvale_115_kV | 0 | 0 | 0 | 0 | 0 | 0 | 0 | 0
PG&E GBA | Edes | 115 | Edes_115_kV | 0 | 0 | 0 | 0 | 0 | 0 | 0 | 0
PG&E GBA | Eight Mile | 230 | Eight Mile_230_kV | 0 | 0 | 0 | 0 | 0 | 0 | 0 | 0
SDGE | El Cajon | 69 | El Cajon_69_kV | 0 | 0 | 0 | 0 | 100 | 0 | 0 | 100
SCE Eastern | El Casco | 230 | El Casco_230_kV | 0 | 0 | 0 | 0 | 0 | 0 | 0 | 0
PG&E GBA | El Cerrito G | 115 | El Cerrito G_115_kV | 0 | 0 | 0 | 0 | 0 | 0 | 0 | 0
PG&E NGBA | El Dorado PH | 115 | El Dorado PH_115_kV | 0 | 0 | 0 | 0 | 0 | 0 | 0 | 0
PG&E FRESNO | El Nido (PGE) | 115 | El Nido (PGE)_115_kV | 0 | 0 | 0 | 0 | 0 | 0 | 0 | 0
SCE Metro | El Nido (SCE) | 230 | El Nido (SCE)_230_kV | 0 | 0 | 0 | 0 | 0 | 0 | 0 | 0
PG&E GBA | El Patio | 115 | El Patio_115_kV | 0 | 0 | 0 | 0 | 0 | 0 | 0 | 0
SCE Metro | El Segundo | 230 | El Segundo_230_kV | 0 | 0 | 0 | 0 | 0 | 0 | 0 | 0
SCE EOP | Eldorado | 230 | Eldorado_230_kV | 0 | 0 | 0 | 0 | 529 | 0 | 0 | 529
SCE EOP | Eldorado | 500 | Eldorado_500_kV | 0 | 0 | 0 | 0 | 0 | 0 | 0 | 0
SCE Northern | Elizabeth Lake | 66 | Elizabeth Lake_66_kV | 0 | 0 | 0 | 0 | 0 | 0 | 0 | 0
PG&E KERN | Elk Hills | 230 | Elk Hills_230_kV | 0 | 0 | 0 | 0 | 0 | 0 | 0 | 0
SDGE | Elliot | 69 | Elliot_69_kV | 0 | 0 | 0 | 0 | 0 | 0 | 0 | 0
SCE Metro | Ellis | 230 | Ellis_230_kV | 0 | 0 | 0 | 0 | 0 | 0 | 0 | 0
SDGE | Encina | 138 | Encina_138_kV | 0 | 0 | 0 | 0 | 0 | 0 | 0 | 0
SDGE | Encina | 230 | Encina_230_kV | 0 | 0 | 0 | 0 | 0 | 0 | 0 | 0
SDGE | Escondido | 230 | Escondido_230_kV | 0 | 0 | 0 | 0 | 320 | 0 | 0 | 320
SDGE | Escondido | 69 | Escondido_69_kV | 0 | 0 | 0 | 0 | 21.9115 | 0 | 0 | 21.9115
PG&E KERN | Estrella | 230 | Estrella_230_kV | 0 | 0 | 0 | 0 | 0 | 0 | 0 | 0
SCE Eastern | Etiwanda | 230 | Etiwanda_230_kV | 0 | 0 | 0 | 0 | 615 | 0 | 0 | 615
PG&E GBA | Evergreen | 115 | Evergreen_115_kV | 0 | 0 | 0 | 0 | 0 | 0 | 0 | 0
PG&E GBA | Evergreen | 60 | Evergreen_60_kV | 0 | 0 | 0 | 0 | 0 | 0 | 0 | 0
PG&E FRESNO | Excelsior | 115 | Excelsior_115_kV | 0 | 0 | 0 | 0 | 97.5 | 0 | 0 | 97.5
PG&E FRESNO | Exchequer | 115 | Exchequer_115_kV | 0 | 0 | 0 | 0 | 0 | 0 | 0 | 0
PG&E KERN | Fairway | 115 | Fairway_115_kV | 0 | 0 | 0 | 0 | 10 | 0 | 0 | 10
PG&E KERN | Famoso | 115 | Famoso_115_kV | 0 | 0 | 0 | 0 | 0 | 0 | 0 | 0
PG&E NGBA | Fern Road | 500 | Fern Road_500_kV | 0 | 0 | 0 | 0 | 0 | 0 | 0 | 0
PG&E GBA | Fibreboard (SPI Sonora) | 115 | Fibreboard (SPI Sonora)_115_kV | 0 | 0 | 0 | 0 | 0 | 0 | 0 | 0
PG&E FRESNO | Figarden | 230 | Figarden_230_kV | 0 | 0 | 0 | 0 | 0 | 0 | 0 | 0
PG&E FRESNO | Fink | 230 | Fink_230_kV | 0 | 0 | 0 | 0 | 107.9564 | 0 | 0 | 107.9564
PG&E NGBA | Fitch Mountain | 60 | Fitch Mountain_60_kV | 0 | 0 | 0 | 0 | 0 | 0 | 0 | 0
PG&E GBA | FMC | 115 | FMC_115_kV | 0 | 0 | 0 | 0 | 0 | 0 | 0 | 0
PG&E GBA | Fremont | 115 | Fremont_115_kV | 0 | 0 | 0 | 0 | 0 | 0 | 0 | 0
PG&E GBA | French Camp | 60 | French Camp_60_kV | 0 | 0 | 0 | 0 | 0 | 0 | 0 | 0
PG&E GBA | Frogtown | 115 | Frogtown_115_kV | 0 | 0 | 0 | 0 | 0 | 0 | 0 | 0
PG&E NGBA | Fulton | 115 | Fulton_115_kV | 0 | 0 | 0 | 0 | 0 | 0 | 0 | 0
PG&E NGBA | Fulton | 230 | Fulton_230_kV | 0 | 0 | 0 | 0 | 25 | 0 | 0 | 25
PG&E NGBA | Fulton | 60 | Fulton_60_kV | 0 | 0 | 0 | 0 | 0 | 0 | 0 | 0
PG&E KERN | Ganso | 115 | Ganso_115_kV | 0 | 0 | 0 | 0 | 0 | 0 | 0 | 0
PG&E FRESNO | Gates | 230 | Gates_230_kV | 0 | 0 | 0 | 0 | 1055.626 | 0 | 43.936 | 1099.562
PG&E FRESNO | Gates | 500 | Gates_500_kV | 0 | 0 | 0 | 0 | 800.11 | 0 | 0 | 800.11
PG&E NGBA | Geysers 12 | 230 | Geysers 12_230_kV | 0 | 0 | 0 | 0 | 13 | 0 | 0 | 13
PG&E NGBA | Geysers 17 | 230 | Geysers 17_230_kV | 0 | 0 | 0 | 0 | 0 | 0 | 0 | 0
PG&E NGBA | Geysers 3 | 115 | Geysers 3_115_kV | 0 | 53 | 0 | 0 | 0 | 0 | 0 | 0
PG&E NGBA | Glenn | 230 | Glenn_230_kV | 0 | 0 | 0 | 0 | 0 | 0 | 0 | 0
PG&E NGBA | Glenn | 60 | Glenn_60_kV | 0 | 0 | 0 | 0 | 0 | 0 | 0 | 0
PG&E NGBA | Gold Hill | 115 | Gold Hill_115_kV | 0 | 0 | 0 | 0 | 49.9 | 0 | 0 | 49.9
PG&E NGBA | Gold Hill | 230 | Gold Hill_230_kV | 0 | 0 | 0 | 0 | 0 | 0 | 0 | 0
SCE Northern | Goleta | 230 | Goleta_230_kV | 0 | 0 | 0 | 0 | 0 | 0 | 0 | 0
SCE Metro | Goodrich | 230 | Goodrich_230_kV | 0 | 0 | 0 | 0 | 0 | 0 | 0 | 0
PG&E KERN | Goose Lake | 115 | Goose Lake_115_kV | 0 | 0 | 0 | 0 | 0 | 0 | 0 | 0
SCE Metro | Gould | 230 | Gould_230_kV | 0 | 0 | 0 | 0 | 0 | 0 | 0 | 0
PG&E NGBA | Grand Island | 115 | Grand Island_115_kV | 0 | 0 | 0 | 0 | 0 | 0 | 0 | 0
SDGE | Granite | 69 | Granite_69_kV | 0 | 0 | 0 | 0 | 0 | 0 | 0 | 0
PG&E GBA | Grant | 115 | Grant_115_kV | 0 | 0 | 0 | 0 | 0 | 0 | 0 | 0
PG&E GBA | Green Valley | 115 | Green Valley_115_kV | 0 | 0 | 0 | 0 | 200 | 0 | 0 | 200
PG&E NGBA | Greenleaf 1 | 115 | Greenleaf 1_115_kV | 0 | 0 | 0 | 0 | 0 | 0 | 0 | 0
PG&E FRESNO | Gregg | 230 | Gregg_230_kV | 0 | 0 | 0 | 0 | 0 | 0 | 0 | 0
PG&E FRESNO | Grimmway-Malaga | 115 | Grimmway-Malaga_115_kV | 0 | 0 | 0 | 0 | 0 | 0 | 0 | 0
PG&E NGBA | Grizzly | 230 | Grizzly_230_kV | 0 | 0 | 0 | 0 | 0 | 0 | 0 | 0
PG&E FRESNO | Guernsey | 70 | Guernsey_70_kV | 0 | 0 | 0 | 0 | 0 | 0 | 0 | 0
PG&E FRESNO | GWF Hanford | 115 | GWF Hanford_115_kV | 0 | 0 | 0 | 0 | 0 | 0 | 0 | 0
PG&E FRESNO | Haas | 230 | Haas_230_kV | 0 | 0 | 0 | 0 | 0 | 0 | 0 | 0
PG&E FRESNO | Hammonds | 115 | Hammonds_115_kV | 0 | 0 | 0 | 0 | 0 | 0 | 0 | 0
SCE Metro | HarborGen | 230 | HarborGen_230_kV | 0 | 0 | 0 | 0 | 0 | 0 | 0 | 0
PG&E NGBA | Harris | 60 | Harris_60_kV | 0 | 0 | 0 | 0 | 0 | 0 | 0 | 0
SCE EOP | Harry Allen | 500 | Harry Allen_500_kV | 0 | 0 | 0 | 0 | 0 | 0 | 0 | 0
PG&E NGBA | Hartley | 60 | Hartley_60_kV | 0 | 0 | 0 | 0 | 0 | 0 | 0 | 0
SCE NOL | Harvard | 115 | Harvard_115_kV | 0 | 0 | 0 | 0 | 0 | 0 | 0 | 0
SDGE | Hassayampa | 500 | Hassayampa_500_kV | 0 | 0 | 0 | 0 | 10 | 0 | 3.15 | 13.15
PG&E FRESNO | Helm | 230 | Helm_230_kV | 0 | 0 | 0 | 0 | 0 | 0 | 0 | 0
PG&E FRESNO | Helm | 70 | Helm_70_kV | 73.27 | 0 | 0 | 0 | 3.3569e-06 | 0 | 0 | 3.3569e-06
PG&E FRESNO | Henrietta | 115 | Henrietta_115_kV | 0 | 0 | 0 | 0 | 0 | 0 | 0 | 0
PG&E FRESNO | Henrietta | 230 | Henrietta_230_kV | 0 | 0 | 0 | 0 | 0 | 0 | 0 | 0
PG&E FRESNO | Henrietta | 70 | Henrietta_70_kV | 0 | 0 | 0 | 0 | 73.8 | 0 | 18.45 | 92.25
PG&E FRESNO | Herndon | 115 | Herndon_115_kV | 0 | 0 | 0 | 0 | 0 | 0 | 0 | 0
PG&E FRESNO | Herndon | 230 | Herndon_230_kV | 0 | 0 | 0 | 0 | 0 | 0 | 0 | 0
PG&E GBA | Hicks | 230 | Hicks_230_kV | 0 | 0 | 0 | 0 | 0 | 0 | 0 | 0
PG&E NGBA | Higgins | 115 | Higgins_115_kV | 0 | 0 | 0 | 0 | 0 | 0 | 0 | 0
PG&E NGBA | Hilltop | 345 | Hilltop_345_kV | 0 | 0 | 0 | 0 | 0 | 0 | 0 | 0
SCE Metro | Hinson | 230 | Hinson_230_kV | 0 | 0 | 0 | 0 | 200 | 0 | 0 | 200
PG&E GBA | Hollister | 115 | Hollister_115_kV | 0 | 0 | 0 | 0 | 0 | 0 | 0 | 0
PG&E NGBA | Homestake | 115 | Homestake_115_kV | 0 | 0 | 0 | 0 | 0 | 0 | 0 | 0
PG&E NGBA | Honcut | 115 | Honcut_115_kV | 0 | 0 | 0 | 0 | 0 | 0 | 0 | 0
SDGE | Hoodoo Wash | 500 | Hoodoo Wash_500_kV | 0 | 0 | 0 | 0 | 517.05 | 0 | 14.25 | 531.3
PG&E NGBA | Hopland | 115 | Hopland_115_kV | 0 | 0 | 0 | 0 | 0 | 0 | 0 | 0
PG&E NGBA | Hopland | 60 | Hopland_60_kV | 0 | 0 | 0 | 0 | 0 | 0 | 0 | 0
PG&E NGBA | Humboldt | 115 | Humboldt_115_kV | 0 | 0 | 0 | 0 | 0 | 0 | 0 | 0
PG&E NGBA | Humboldt | 60 | Humboldt_60_kV | 0 | 0 | 0 | 0 | 0 | 0 | 0 | 0
PG&E NGBA | Humboldt | 500 | Humboldt_500_kV | 0 | 0 | 0 | 0 | 0 | 0 | 0 | 0
SCE Metro | Huntington Beach | 230 | Huntington Beach_230_kV | 0 | 0 | 0 | 0 | 0 | 0 | 0 | 0
PG&E NGBA | Ignacio | 115 | Ignacio_115_kV | 0 | 0 | 0 | 0 | 0 | 0 | 0 | 0
PG&E NGBA | Ignacio | 230 | Ignacio_230_kV | 0 | 0 | 0 | 0 | 0 | 0 | 0 | 0
PG&E NGBA | Ignacio | 60 | Ignacio_60_kV | 0 | 0 | 0 | 0 | 0 | 0 | 0 | 0
SDGE | Imperial Beach | 69 | Imperial Beach_69_kV | 0 | 0 | 0 | 0 | 0 | 0 | 0 | 0
SDGE | Imperial Valley | 230 | Imperial Valley_230_kV | 0 | 0 | 0 | 0 | 250.1696 | 0 | 0 | 250.1696
SDGE | Imperial Valley | 500 | Imperial Valley_500_kV | 0 | 0 | 0 | 0 | 0 | 0 | 0 | 0
SCE EOP | Innovation | 138 | Innovation_138_kV | 0 | 0 | 0 | 0 | 0 | 0 | 0 | 0
SCE EOP | Innovation | 230 | Innovation_230_kV | 0 | 0 | 0 | 0 | 571.13 | 0 | 0 | 571.13
SCE NOL | Inyokern | 115 | Inyokern_115_kV | 0 | 0 | 0 | 0 | 0 | 0 | 0 | 0
SCE EOP | IS Tap | 138 | IS Tap_138_kV | 0 | 0 | 0 | 0 | 0 | 0 | 0 | 0
SCE EOP | Ivanpah | 115 | Ivanpah_115_kV | 0 | 0 | 0 | 0 | 0 | 0 | 0 | 0
SCE EOP | Ivanpah | 230 | Ivanpah_230_kV | 0 | 0 | 0 | 0 | 0 | 0 | 0 | 0
SCE EOP | Jackass (DOE) | 138 | Jackass (DOE)_138_kV | 0 | 0 | 0 | 0 | 0 | 0 | 0 | 0
PG&E NGBA | James B Black | 230 | James B Black_230_kV | 0 | 0 | 0 | 0 | 0 | 0 | 0 | 0
PG&E GBA | Jefferson | 230 | Jefferson_230_kV | 0 | 0 | 0 | 0 | 0 | 0 | 0 | 0
PG&E NGBA | Jessup | 115 | Jessup_115_kV | 0 | 0 | 0 | 0 | 0 | 0 | 0 | 0
SCE Metro | Johanna | 230 | Johanna_230_kV | 0 | 0 | 0 | 0 | 100 | 0 | 0 | 100
SCE Eastern | Julian Hinds | 230 | Julian Hinds_230_kV | 0 | 0 | 0 | 0 | 0 | 0 | 0 | 0
PG&E GBA | Kasson | 115 | Kasson_115_kV | 0 | 0 | 0 | 0 | 0 | 0 | 0 | 0
PG&E GBA | Kasson | 60 | Kasson_60_kV | 0 | 0 | 0 | 0 | 0 | 0 | 0 | 0
PG&E FRESNO | Kearney | 230 | Kearney_230_kV | 0 | 0 | 0 | 0 | 0 | 0 | 0 | 0
PG&E FRESNO | Kearney | 70 | Kearney_70_kV | 0 | 0 | 0 | 0 | 0 | 0 | 0 | 0
PG&E GBA | Kelso | 230 | Kelso_230_kV | 0 | 0 | 0 | 0 | 90.7 | 0 | 0 | 90.7
PG&E FRESNO | Kerchoff 1 | 115 | Kerchoff 1_115_kV | 0 | 0 | 0 | 0 | 0 | 0 | 0 | 0
PG&E KERN | Kern Oil | 115 | Kern Oil_115_kV | 0 | 0 | 0 | 0 | 0 | 0 | 0 | 0
PG&E KERN | Kern PP | 115 | Kern PP_115_kV | 0 | 0 | 0 | 0 | 0 | 0 | 0 | 0
PG&E KERN | Kern PP | 230 | Kern PP_230_kV | 0 | 0 | 0 | 0 | 110 | 0 | 0 | 110
PG&E KERN | Kern PP | 70 | Kern PP_70_kV | 0 | 0 | 0 | 0 | 0 | 0 | 0 | 0
PG&E KERN | Kernridge | 115 | Kernridge_115_kV | 0 | 0 | 0 | 0 | 0 | 0 | 0 | 0
PG&E FRESNO | Kingsburg | 115 | Kingsburg_115_kV | 0 | 0 | 0 | 0 | 0 | 0 | 0 | 0
PG&E GBA | Kirker | 115 | Kirker_115_kV | 0 | 0 | 0 | 0 | 0 | 0 | 0 | 0
PG&E NGBA | Knights Landing | 115 | Knights Landing_115_kV | 0 | 0 | 0 | 0 | 0 | 0 | 0 | 0
PG&E NGBA | Konocti | 60 | Konocti_60_kV | 0 | 0 | 0 | 0 | 0 | 0 | 0 | 0
SCE NOL | Kramer | 115 | Kramer_115_kV | 0 | 0 | 0 | 0 | 0 | 0 | 0 | 0
SCE NOL | Kramer | 230 | Kramer_230_kV | 0 | 0 | 0 | 0 | 848.7 | 0 | 54.4544 | 903.1544
SCE Metro | La Cienega | 230 | La Cienega_230_kV | 0 | 0 | 0 | 0 | 0 | 0 | 0 | 0
SCE Metro | La Fresa | 230 | La Fresa_230_kV | 0 | 0 | 0 | 0 | 0 | 0 | 0 | 0
SCE Metro | Laguna Bell | 230 | Laguna Bell_230_kV | 0 | 0 | 0 | 0 | 750 | 0 | 0 | 750
PG&E KERN | Lakeview | 70 | Lakeview_70_kV | 0 | 0 | 0 | 0 | 64.4 | 0 | 0 | 64.4
PG&E NGBA | Lakeville | 230 | Lakeville_230_kV | 0 | 0 | 0 | 0 | 0 | 0 | 0 | 0
PG&E NGBA | Lakeville | 60 | Lakeville_60_kV | 0 | 0 | 0 | 0 | 0 | 0 | 0 | 0
PG&E NGBA | Lakeville | 115 | Lakeville_115_kV | 0 | 0 | 0 | 0 | 0 | 0 | 0 | 0
PG&E GBA | Lakewood | 115 | Lakewood_115_kV | 0 | 0 | 0 | 0 | 0 | 0 | 0 | 0
PG&E NGBA | Lambie | 230 | Lambie_230_kV | 0 | 0 | 0 | 0 | 0 | 0 | 0 | 0
PG&E GBA | Lammers | 115 | Lammers_115_kV | 0 | 0 | 0 | 0 | 0 | 0 | 0 | 0
PG&E KERN | Lamont | 115 | Lamont_115_kV | 0 | 0 | 0 | 0 | 0 | 0 | 11.745 | 11.745
PG&E FRESNO | Las Aguilas | 230 | Las Aguilas_230_kV | 0 | 0 | 0 | 0 | 0 | 0 | 0 | 0
SCE EOP | Lathrop | 138 | Lathrop_138_kV | 0 | 0 | 0 | 0 | 0 | 0 | 0 | 0
SCE EOP | Lathrop | 230 | Lathrop_230_kV | 0 | 0 | 0 | 0 | 0 | 0 | 0 | 0
PG&E FRESNO | Le Grand | 115 | Le Grand_115_kV | 0 | 0 | 0 | 0 | 0 | 0 | 0 | 0
PG&E FRESNO | Lemoore | 70 | Lemoore_70_kV | 0 | 0 | 0 | 0 | 0 | 0 | 0 | 0
PG&E KERN | Lerdo | 115 | Lerdo_115_kV | 0 | 0 | 0 | 0 | 0 | 0 | 0 | 0
SCE Metro | Lewis | 230 | Lewis_230_kV | 0 | 0 | 0 | 0 | 0 | 0 | 0 | 0
SCE Metro | Lighthipe | 230 | Lighthipe_230_kV | 0 | 0 | 0 | 0 | 0 | 0 | 0 | 0
SDGE | Lilac | 69 | Lilac_69_kV | 0 | 0 | 0 | 0 | 0 | 0 | 0 | 0
PG&E NGBA | Lincoln | 115 | Lincoln_115_kV | 0 | 0 | 0 | 0 | 0 | 0 | 0 | 0
PG&E KERN | Live Oak | 115 | Live Oak_115_kV | 0 | 0 | 0 | 0 | 0 | 0 | 0 | 0
PG&E GBA | Llagas | 115 | Llagas_115_kV | 0 | 0 | 0 | 0 | 120 | 0 | 0 | 120
PG&E GBA | Lockeford | 115 | Lockeford_115_kV | 0 | 0 | 0 | 0 | 0 | 0 | 0 | 0
PG&E GBA | Lockeford | 230 | Lockeford_230_kV | 0 | 0 | 0 | 0 | 0 | 0 | 0 | 0
PG&E GBA | Lockeford | 60 | Lockeford_60_kV | 0 | 0 | 0 | 0 | 0 | 0 | 0 | 0
PG&E GBA | Lodi | 230 | Lodi_230_kV | 0 | 0 | 0 | 0 | 0 | 0 | 0 | 0
PG&E NGBA | Logan Creek | 230 | Logan Creek_230_kV | 0 | 0 | 0 | 0 | 0 | 0 | 0 | 0
PG&E GBA | Lone Tree | 230 | Lone Tree_230_kV | 0 | 0 | 0 | 0 | 0 | 0 | 0 | 0
PG&E FRESNO | Los Banos | 230 | Los Banos_230_kV | 0 | 0 | 0 | 0 | 539.225 | 56.825 | 0 | 596.05
PG&E FRESNO | Los Banos | 500 | Los Banos_500_kV | 0 | 0 | 0 | 0 | 1150 | 0 | 0 | 1150
SDGE | Los Coches | 138 | Los Coches_138_kV | 0 | 0 | 0 | 0 | 0 | 0 | 0 | 0
SDGE | Los Coches | 69 | Los Coches_69_kV | 0 | 0 | 0 | 0 | 0 | 0 | 0 | 0
PG&E GBA | Los Esteros | 115 | Los Esteros_115_kV | 120 | 0 | 0 | 0 | 3 | 0 | 0 | 3
PG&E GBA | Los Esteros | 230 | Los Esteros_230_kV | 0 | 0 | 0 | 0 | 200 | 0 | 0 | 200
PG&E GBA | Los Positas | 230 | Los Positas_230_kV | 0 | 0 | 0 | 0 | 0 | 0 | 0 | 0
PG&E GBA | Los Positas | 60 | Los Positas_60_kV | 0 | 0 | 0 | 0 | 0 | 0 | 0 | 0
SDGE | Loveland | 69 | Loveland_69_kV | 0 | 0 | 0 | 0 | 0 | 0 | 0 | 0
SCE NOL | Lugo | 230 | Lugo_230_kV | 0 | 0 | 0 | 0 | 0 | 0 | 0 | 0
SCE Metro | Lugo | 500 | Lugo_500_kV | 0 | 0 | 0 | 0 | 500 | 0 | 0 | 500
PG&E FRESNO | Madera | 70 | Madera_70_kV | 0 | 0 | 0 | 0 | 0 | 0 | 0 | 0
PG&E NGBA | Madison | 115 | Madison_115_kV | 0 | 0 | 0 | 0 | 0 | 0 | 0 | 0
PG&E KERN | Magunden | 115 | Magunden_115_kV | 0 | 0 | 0 | 0 | 0 | 0 | 0 | 0
SCE Northern | Magunden | 230 | Magunden_230_kV | 0 | 0 | 0 | 0 | 0 | 0 | 0 | 0
PG&E FRESNO | Malaga | 115 | Malaga_115_kV | 0 | 0 | 0 | 0 | 0 | 0 | 0 | 0
PG&E NGBA | Malin | 500 | Malin_500_kV | 0 | 0 | 0 | 0 | 0 | 0 | 0 | 0
SCE Northern | Mandalay | 230 | Mandalay_230_kV | 0 | 0 | 0 | 0 | 400 | 0 | 0 | 400
PG&E FRESNO | Manning | 230 | Manning_230_kV | 0 | 0 | 0 | 0 | 0 | 0 | 0 | 0
PG&E FRESNO | Manning | 500 | Manning_500_kV | 0 | 0 | 0 | 0 | 1150 | 0 | 0 | 1150
PG&E GBA | Manteca | 115 | Manteca_115_kV | 0 | 0 | 0 | 0 | 0 | 0 | 0 | 0
SDGE | Margarita | 138 | Margarita_138_kV | 0 | 0 | 0 | 0 | 0 | 0 | 0 | 0
PG&E GBA | Martin | 230 | Martin_230_kV | 0 | 0 | 0 | 0 | 0 | 0 | 0 | 0
PG&E GBA | Martin | 115 | Martin_115_kV | 0 | 0 | 0 | 0 | 500 | 0 | 0 | 500
PG&E GBA | Martinez | 115 | Martinez_115_kV | 0 | 0 | 0 | 0 | 0 | 0 | 0 | 0
PG&E FRESNO | Mc Mullin | 230 | Mc Mullin_230_kV | 0 | 0 | 0 | 0 | 0 | 0 | 0 | 0
PG&E FRESNO | McCall | 115 | McCall_115_kV | 0 | 0 | 0 | 0 | 0 | 0 | 0 | 0
PG&E FRESNO | McCall | 230 | McCall_230_kV | 0 | 0 | 0 | 0 | 0 | 0 | 0 | 0
PG&E GBA | Meadow Lane | 115 | Meadow Lane_115_kV | 0 | 0 | 0 | 0 | 0 | 0 | 0 | 0
PG&E GBA | Melones | 115 | Melones_115_kV | 0 | 0 | 0 | 0 | 0 | 0 | 0 | 0
PG&E GBA | Melones | 230 | Melones_230_kV | 0 | 0 | 0 | 0 | 0 | 0 | 0 | 0
SDGE | Melrose | 69 | Melrose_69_kV | 0 | 0 | 0 | 0 | 0 | 0 | 0 | 0
PG&E NGBA | Mendocino | 115 | Mendocino_115_kV | 0 | 0 | 0 | 0 | 0 | 0 | 0 | 0
PG&E NGBA | Mendocino | 60 | Mendocino_60_kV | 0 | 0 | 0 | 0 | 0 | 0 | 0 | 0
PG&E FRESNO | Mendota | 115 | Mendota_115_kV | 0 | 0 | 0 | 0 | 160 | 0 | 0 | 160
PG&E GBA | Menlo | 60 | Menlo_60_kV | 0 | 0 | 0 | 0 | 0 | 0 | 0 | 0
PG&E FRESNO | Merced | 115 | Merced_115_kV | 0 | 0 | 0 | 0 | 0 | 0 | 0 | 0
SCE EOP | Mercury | 138 | Mercury_138_kV | 0 | 0 | 0 | 0 | 0 | 0 | 0 | 0
PG&E FRESNO | Mercy Springs | 70 | Mercy Springs_70_kV | 0 | 0 | 0 | 0 | 75 | 0 | 0 | 75
PG&E NGBA | Meridian | 60 | Meridian_60_kV | 0 | 0 | 0 | 0 | 0 | 0 | 0 | 0
PG&E KERN | Mesa (PGE) | 115 | Mesa (PGE)_115_kV | 0 | 0 | 0 | 0 | 0 | 0 | 0 | 0
PG&E KERN | Mesa (PGE) | 230 | Mesa (PGE)_230_kV | 0 | 0 | 0 | 0 | 99.7 | 0 | 0 | 99.7
SCE Metro | Mesa (SCE) | 230 | Mesa (SCE)_230_kV | 0 | 0 | 0 | 0 | 0 | 0 | 0 | 0
SCE Metro | Mesa (SCE) | 500 | Mesa (SCE)_500_kV | 0 | 0 | 0 | 0 | 250 | 0 | 0 | 250
SDGE | Mesa Heights | 69 | Mesa Heights_69_kV | 0 | 0 | 0 | 0 | 3 | 0 | 0 | 3
PG&E GBA | Metcalf | 115 | Metcalf_115_kV | 0 | 0 | 0 | 0 | 75 | 0 | 0 | 75
PG&E GBA | Metcalf | 230 | Metcalf_230_kV | 0 | 0 | 0 | 0 | 350 | 0 | 0 | 350
PG&E GBA | Metcalf | 500 | Metcalf_500_kV | 0 | 0 | 0 | 0 | 0 | 0 | 0 | 0
PG&E KERN | Midway | 115 | Midway_115_kV | 0 | 0 | 0 | 0 | 106 | 0 | 30.6 | 136.6
PG&E KERN | Midway | 230 | Midway_230_kV | 0 | 0 | 0 | 0 | 60 | 0 | 0 | 60
PG&E KERN | Midway | 500 | Midway_500_kV | 0 | 0 | 0 | 0 | 1150 | 0 | 0 | 1150
SDGE | Miguel | 230 | Miguel_230_kV | 0 | 0 | 0 | 0 | 0 | 0 | 0 | 0
SDGE | Miguel | 500 | Miguel_500_kV | 0 | 0 | 0 | 0 | 0 | 0 | 0 | 0
SDGE | Miguel | 69 | Miguel_69_kV | 0 | 0 | 0 | 0 | 0 | 0 | 0 | 0
PG&E GBA | Millbrae | 115 | Millbrae_115_kV | 0 | 0 | 0 | 0 | 0 | 0 | 0 | 0
PG&E GBA | Miller | 115 | Miller_115_kV | 0 | 0 | 0 | 0 | 0 | 0 | 0 | 0
SCE Metro | Mira Loma | 230 | Mira Loma_230_kV | 0 | 0 | 0 | 0 | 300 | 0 | 0 | 300
SCE Metro | Mira Loma | 500 | Mira Loma_500_kV | 0 | 0 | 0 | 0 | 0 | 0 | 0 | 0
SCE Eastern | Mirage | 115 | Mirage_115_kV | 0 | 0 | 0 | 0 | 0 | 0 | 0 | 0
SCE Eastern | Mirage | 230 | Mirage_230_kV | 0 | 0 | 0 | 0 | 0 | 0 | 0 | 0
SDGE | Mission | 138 | Mission_138_kV | 0 | 0 | 0 | 0 | 0 | 0 | 0 | 0
SDGE | Mission | 230 | Mission_230_kV | 0 | 0 | 0 | 0 | 0 | 0 | 0 | 0
SDGE | Mission | 69 | Mission_69_kV | 0 | 0 | 0 | 0 | 0 | 0 | 0 | 0
PG&E GBA | Mi-Wuk | 115 | Mi-Wuk_115_kV | 0 | 0 | 0 | 0 | 0 | 0 | 0 | 0
SCE EOP | Mohave | 500 | Mohave_500_kV | 0 | 0 | 0 | 0 | 1770 | 0 | 0 | 1770
PG&E NGBA | Monroe | 115 | Monroe_115_kV | 0 | 0 | 0 | 0 | 0 | 0 | 0 | 0
SDGE | Monserate | 69 | Monserate_69_kV | 0 | 0 | 0 | 0 | 0 | 0 | 0 | 0
PG&E GBA | Monta Vista | 115 | Monta Vista_115_kV | 0 | 0 | 0 | 0 | 0 | 0 | 0 | 0
PG&E GBA | Monta Vista | 230 | Monta Vista_230_kV | 0 | 0 | 0 | 0 | 0 | 0 | 0 | 0
PG&E GBA | Monta Vista | 60 | Monta Vista_60_kV | 0 | 0 | 0 | 0 | 0 | 0 | 0 | 0
PG&E NGBA | Monticello | 115 | Monticello_115_kV | 0 | 0 | 0 | 0 | 0 | 0 | 0 | 0
SCE Northern | Moorpark | 230 | Moorpark_230_kV | 0 | 0 | 0 | 0 | 1000 | 0 | 0 | 1000
SCE Northern | Moorpark | 66 | Moorpark_66_kV | 0 | 0 | 0 | 0 | 0 | 0 | 0 | 0
PG&E GBA | Moraga | 115 | Moraga_115_kV | 0 | 0 | 0 | 0 | 0 | 0 | 0 | 0
PG&E GBA | Moraga | 230 | Moraga_230_kV | 0 | 0 | 0 | 0 | 0 | 0 | 0 | 0
PG&E GBA | Morgan Hill | 115 | Morgan Hill_115_kV | 0 | 0 | 0 | 0 | 0 | 0 | 0 | 0
PG&E KERN | Morro Bay | 115 | Morro Bay_115_kV | 0 | 0 | 0 | 0 | 0 | 0 | 0 | 0
PG&E KERN | Morro Bay | 230 | Morro Bay_230_kV | 0 | 0 | 0 | 0 | 0 | 0 | 0 | 0
PG&E KERN | Morro Bay | 500 | Morro Bay_500_kV | 0 | 0 | 0 | 0 | 0 | 0 | 0 | 0
PG&E GBA | Moss Landing | 115 | Moss Landing_115_kV | 0 | 0 | 0 | 0 | 0 | 0 | 0 | 0
PG&E GBA | Moss Landing | 230 | Moss Landing_230_kV | 0 | 0 | 0 | 0 | 0 | 0 | 0 | 0
PG&E GBA | Moss Landing | 500 | Moss Landing_500_kV | 0 | 0 | 0 | 0 | 1500 | 0 | 0 | 1500
SCE EOP | Mountain Pass | 115 | Mountain Pass_115_kV | 0 | 0 | 0 | 0 | 0 | 0 | 0 | 0
PG&E GBA | Mountain View | 115 | Mountain View_115_kV | 0 | 0 | 0 | 0 | 0 | 0 | 0 | 0
PG&E GBA | Mt Eden | 115 | Mt Eden_115_kV | 0 | 0 | 0 | 0 | 0 | 0 | 0 | 0
PG&E KERN | Mt Poso | 115 | Mt Poso_115_kV | 0 | 0 | 0 | 0 | 0 | 0 | 0 | 0
SDGE | Murray | 69 | Murray_69_kV | 0 | 0 | 0 | 0 | 0 | 0 | 0 | 0
PG&E FRESNO | Mustang | 230 | Mustang_230_kV | 0 | 0 | 0 | 0 | 180 | 0 | 0 | 180
SCE Northern | Neenach | 66 | Neenach_66_kV | 0 | 0 | 0 | 0 | 66 | 0 | 0 | 66
PG&E KERN | New Sub - Gates - Midway (Proposed) | 230 | New Sub - Gates - Midway (Proposed)_230_kV | 0 | 0 | 0 | 0 | 0 | 0 | 0 | 0
PG&E KERN | New Sub - Gates - Templeton (Proposed) | 230 | New Sub - Gates - Templeton (Proposed)_230_kV | 0 | 0 | 0 | 0 | 0 | 0 | 0 | 0
SCE NOL | New Sub - Kramer - Lugo (Proposed) | 230 | New Sub - Kramer - Lugo (Proposed)_230_kV | 0 | 0 | 0 | 0 | 0 | 0 | 0 | 0
PG&E FRESNO | New Sub - Los Banos - Midway (Proposed) | 500 | New Sub - Los Banos - Midway (Proposed)_500_kV | 0 | 0 | 0 | 0 | 0 | 0 | 0 | 0
SCE NOL | New Sub - Lugo - Pisgah (Proposed) | 230 | New Sub - Lugo - Pisgah (Proposed)_230_kV | 0 | 0 | 0 | 0 | 0 | 0 | 0 | 0
PG&E KERN | New Sub - Midway - Wheeler Ridge (Proposed) | 230 | New Sub - Midway - Wheeler Ridge (Proposed)_230_kV | 0 | 0 | 0 | 0 | 0 | 0 | 0 | 0
PG&E NGBA | New Sub - Near existing Leavitt (PSREC) | 345 | New Sub - Near existing Leavitt (PSREC)_345_kV | 0 | 0 | 0 | 0 | 0 | 0 | 0 | 0
PG&E NGBA | New Sub - Near existing Madeline (NVE) | 345 | New Sub - Near existing Madeline (NVE)_345_kV | 0 | 0 | 0 | 0 | 0 | 0 | 0 | 0
SDGE | New Sub - North Gila - IV (Proposed) | 500 | New Sub - North Gila - IV (Proposed)_500_kV | 0 | 0 | 0 | 0 | 0 | 0 | 0 | 0
PG&E NGBA | New Sub - Pit 1 - Cottonwood (Proposed) | 230 | New Sub - Pit 1 - Cottonwood (Proposed)_230_kV | 0 | 0 | 0 | 0 | 0 | 0 | 0 | 0
PG&E GBA | New Sub - Rancho Seco - Bellota (Proposed) | 230 | New Sub - Rancho Seco - Bellota (Proposed)_230_kV | 0 | 0 | 0 | 0 | 0 | 0 | 0 | 0
SDGE | New Sub - Suncrest - Ocotillo (Proposed) | 500 | New Sub - Suncrest - Ocotillo (Proposed)_500_kV | 0 | 0 | 0 | 0 | 0 | 0 | 0 | 0
PG&E FRESNO | New Sub - Westley - Quinto (Proposed) | 230 | New Sub - Westley - Quinto (Proposed)_230_kV | 0 | 0 | 0 | 0 | 0 | 0 | 0 | 0
PG&E GBA | Newark | 115 | Newark_115_kV | 0 | 0 | 0 | 0 | 0 | 0 | 0 | 0
PG&E GBA | Newark | 230 | Newark_230_kV | 0 | 0 | 0 | 0 | 180 | 0 | 0 | 180
PG&E GBA | Newark | 60 | Newark_60_kV | 0 | 0 | 0 | 0 | 0 | 0 | 0 | 0
PG&E FRESNO | Newhall | 115 | Newhall_115_kV | 0 | 0 | 0 | 0 | 0 | 0 | 0 | 0
PG&E KERN | Norco | 115 | Norco_115_kV | 0 | 0 | 0 | 0 | 0 | 0 | 0 | 0
PG&E GBA | Nortech | 115 | Nortech_115_kV | 0 | 0 | 0 | 0 | 0 | 0 | 0 | 0
SDGE | North City Metering | 138 | North City Metering_138_kV | 0 | 0 | 0 | 0 | 0 | 0 | 0 | 0
PG&E GBA | North Dublin | 230 | North Dublin_230_kV | 0 | 0 | 0 | 0 | 0 | 0 | 0 | 0
SDGE | North Gila | 500 | North Gila_500_kV | 0 | 0 | 0 | 0 | 1150 | 0 | 0 | 1150
SCE Metro | North of SONGS | 230 | North of SONGS_230_kV | 0 | 0 | 0 | 0 | 0 | 0 | 0 | 0
SCE Metro | North of SONGS | 500 | North of SONGS_500_kV | 0 | 0 | 0 | 0 | 0 | 0 | 0 | 0
PG&E NGBA | Notre Dame | 115 | Notre Dame_115_kV | 0 | 0 | 0 | 0 | 0 | 0 | 0 | 0
PG&E GBA | Oakland C | 115 | Oakland C_115_kV | 0 | 0 | 0 | 0 | 0 | 0 | 0 | 0
PG&E GBA | Oakland J | 115 | Oakland J_115_kV | 0 | 0 | 0 | 0 | 0 | 0 | 0 | 0
PG&E GBA | Oakland L | 115 | Oakland L_115_kV | 0 | 0 | 0 | 0 | 0 | 0 | 0 | 0
PG&E GBA | Oakland X | 115 | Oakland X_115_kV | 0 | 0 | 0 | 0 | 0 | 0 | 0 | 0
SDGE | Ocean Ranch | 69 | Ocean Ranch_69_kV | 0 | 0 | 0 | 0 | 0 | 0 | 0 | 0
PG&E KERN | Oceano | 115 | Oceano_115_kV | 0 | 0 | 0 | 0 | 0 | 0 | 0 | 0
SDGE | Ocotillo Express | 500 | Ocotillo Express_500_kV | 0 | 0 | 0 | 0 | 92.904 | 0 | 0 | 92.904
PG&E KERN | Old River | 70 | Old River_70_kV | 0 | 0 | 0 | 0 | 0 | 0 | 0 | 0
SDGE | Old Town | 230 | Old Town_230_kV | 0 | 0 | 0 | 0 | 0 | 0 | 0 | 0
SCE Metro | Olinda | 230 | Olinda_230_kV | 0 | 0 | 0 | 0 | 0 | 0 | 0 | 0
PG&E FRESNO | Olive | 115 | Olive_115_kV | 0 | 0 | 0 | 0 | 16.9 | 0 | 0 | 16.9
PG&E NGBA | Olivehurst | 115 | Olivehurst_115_kV | 0 | 0 | 0 | 0 | 0 | 0 | 0 | 0
PG&E NGBA | Oregon Trail | 60 | Oregon Trail_60_kV | 0 | 0 | 0 | 0 | 0 | 0 | 0 | 0
SCE Northern | Ormond Beach | 230 | Ormond Beach_230_kV | 0 | 0 | 0 | 0 | 0 | 0 | 0 | 0
PG&E FRESNO | Oro Loma | 115 | Oro Loma_115_kV | 0 | 0 | 0 | 0 | 0 | 0 | 0 | 0
PG&E FRESNO | Oro Loma | 70 | Oro Loma_70_kV | 0 | 0 | 0 | 0 | 0 | 0 | 0 | 0
PG&E FRESNO | Orosi | 70 | Orosi_70_kV | 0 | 0 | 0 | 0 | 0 | 0 | 0 | 0
SDGE | Otay | 69 | Otay_69_kV | 0 | 0 | 0 | 0 | 50 | 0 | 0 | 50
SDGE | Otay Mesa | 230 | Otay Mesa_230_kV | 0 | 0 | 0 | 0 | 0 | 0 | 0 | 0
PG&E FRESNO | Padre Flats SW STA | 230 | Padre Flats SW STA_230_kV | 0 | 0 | 0 | 0 | 0 | 0 | 0 | 0
SCE EOP | Pahrump | 138 | Pahrump_138_kV | 0 | 0 | 0 | 0 | 0 | 0 | 0 | 0
SCE EOP | Pahrump | 230 | Pahrump_230_kV | 0 | 0 | 0 | 0 | 0 | 0 | 0 | 0
SDGE | Pala | 69 | Pala_69_kV | 0 | 0 | 0 | 0 | 10 | 0 | 0 | 10
PG&E NGBA | Palermo | 115 | Palermo_115_kV | 0 | 0 | 0 | 0 | 0 | 0 | 0 | 0
PG&E NGBA | Palermo | 230 | Palermo_230_kV | 0 | 0 | 0 | 0 | 0 | 0 | 0 | 0
SCE Eastern | Palo Verde | 500 | Palo Verde_500_kV | 0 | 0 | 0 | 0 | 0 | 0 | 0 | 0
SDGE | Palomar Energy | 230 | Palomar Energy_230_kV | 0 | 0 | 0 | 0 | 0 | 0 | 0 | 0
PG&E KERN | Panama | 70 | Panama_70_kV | 0 | 0 | 0 | 0 | 0 | 0 | 0 | 0
PG&E FRESNO | Panoche | 115 | Panoche_115_kV | 0 | 0 | 0 | 0 | 6 | 0 | 0 | 6
PG&E FRESNO | Panoche | 230 | Panoche_230_kV | 546.9 | 0 | 0 | 0 | 0 | 0 | 0 | 0
SCE Northern | Pardee | 230 | Pardee_230_kV | 0 | 0 | 0 | 0 | 0 | 0 | 0 | 0
PG&E NGBA | Parkway | 230 | Parkway_230_kV | 0 | 0 | 0 | 0 | 0 | 0 | 0 | 0
SCE Northern | Pastoria | 230 | Pastoria_230_kV | 0 | 0 | 0 | 0 | 72.2982 | 0 | 0 | 72.2982
SCE Metro | Pauda | 230 | Pauda_230_kV | 0 | 0 | 0 | 0 | 0 | 0 | 0 | 0
PG&E GBA | Paul Sweet | 115 | Paul Sweet_115_kV | 0 | 0 | 0 | 0 | 0 | 0 | 0 | 0
PG&E NGBA | Peabody | 230 | Peabody_230_kV | 0 | 0 | 0 | 0 | 0 | 0 | 0 | 0
PG&E NGBA | Pease | 115 | Pease_115_kV | 0 | 0 | 0 | 0 | 0 | 0 | 0 | 0
PG&E NGBA | Pease | 60 | Pease_60_kV | 0 | 0 | 0 | 0 | 0 | 0 | 0 | 0
SDGE | Penasquitos | 138 | Penasquitos_138_kV | 0 | 0 | 0 | 0 | 0 | 0 | 0 | 0
SDGE | Penasquitos | 230 | Penasquitos_230_kV | 0 | 0 | 0 | 0 | 0 | 0 | 0 | 0
SDGE | Penasquitos | 69 | Penasquitos_69_kV | 0 | 0 | 0 | 0 | 0 | 0 | 0 | 0
SDGE | Pendleton | 69 | Pendleton_69_kV | 0 | 0 | 0 | 0 | 0 | 0 | 0 | 0
PG&E NGBA | Penngrove | 115 | Penngrove_115_kV | 0 | 0 | 0 | 0 | 0 | 0 | 0 | 0
PG&E GBA | Peoria | 115 | Peoria_115_kV | 0 | 0 | 0 | 0 | 0 | 0 | 0 | 0
PG&E GBA | Piercy | 115 | Piercy_115_kV | 0 | 0 | 0 | 0 | 0 | 0 | 0 | 0
PG&E FRESNO | Pine Flat | 230 | Pine Flat_230_kV | 0 | 0 | 0 | 0 | 0 | 0 | 0 | 0
SCE NOL | Pisgah | 230 | Pisgah_230_kV | 0 | 0 | 0 | 0 | 240 | 0 | 0 | 240
PG&E NGBA | Pit 1 | 230 | Pit 1_230_kV | 0 | 0 | 0 | 0 | 0 | 103 | 0 | 103
PG&E NGBA | Pit 1 | 60 | Pit 1_60_kV | 0 | 0 | 0 | 0 | 0 | 0 | 0 | 0
PG&E NGBA | Pit 3 | 230 | Pit 3_230_kV | 0 | 0 | 0 | 0 | 0 | 0 | 0 | 0
PG&E NGBA | Pit 4 | 230 | Pit 4_230_kV | 0 | 0 | 0 | 0 | 0 | 0 | 0 | 0
PG&E GBA | Pittsburg | 115 | Pittsburg_115_kV | 0 | 0 | 0 | 0 | 325 | 0 | 0 | 325
PG&E GBA | Pittsburg | 230 | Pittsburg_230_kV | 0 | 0 | 0 | 0 | 675 | 0 | 0 | 675
PG&E NGBA | Pleasant Grove | 115 | Pleasant Grove_115_kV | 0 | 0 | 0 | 0 | 0 | 0 | 0 | 0
PG&E NGBA | POE | 230 | POE_230_kV | 0 | 0 | 0 | 0 | 0 | 0 | 0 | 0
SDGE | Point Loma | 69 | Point Loma_69_kV | 0 | 0 | 0 | 0 | 0 | 0 | 0 | 0
SDGE | Pomerado | 69 | Pomerado_69_kV | 0 | 0 | 0 | 0 | 100 | 0 | 0 | 100
PG&E KERN | Poso Mountain | 115 | Poso Mountain_115_kV | 0 | 0 | 0 | 0 | 0 | 0 | 0 | 0
SCE EOP | Primm | 230 | Primm_230_kV | 0 | 0 | 0 | 0 | 0 | 0 | 0 | 0
PG&E NGBA | Putah Creek | 115 | Putah Creek_115_kV | 0 | 0 | 0 | 0 | 0 | 0 | 0 | 0
SDGE | Q1806 | 138 | Q1806_138_kV | 0 | 0 | 0 | 0 | 0 | 0 | 0 | 0
PG&E FRESNO | Quinto | 230 | Quinto_230_kV | 0 | 0 | 0 | 0 | 150 | 0 | 0 | 150
PG&E GBA | Race Track | 115 | Race Track_115_kV | 0 | 0 | 0 | 0 | 0 | 0 | 0 | 0
SDGE | Rancho Mission Viejo | 138 | Rancho Mission Viejo_138_kV | 0 | 0 | 0 | 0 | 0 | 0 | 0 | 0
PG&E GBA | Rancho Seco | 230 | Rancho Seco_230_kV | 0 | 0 | 0 | 0 | 350 | 0 | 0 | 350
SCE Metro | Rancho Vista | 230 | Rancho Vista_230_kV | 0 | 0 | 0 | 0 | 0 | 0 | 0 | 0
SCE Metro | Rancho Vista | 500 | Rancho Vista_500_kV | 0 | 0 | 0 | 0 | 0 | 0 | 0 | 0
SCE NOL | Ransburg | 115 | Ransburg_115_kV | 0 | 0 | 0 | 0 | 0 | 0 | 0 | 0
PG&E GBA | Ravenswood | 115 | Ravenswood_115_kV | 0 | 0 | 0 | 0 | 0 | 0 | 0 | 0
PG&E GBA | Ravenswood | 230 | Ravenswood_230_kV | 0 | 0 | 0 | 0 | 0 | 0 | 0 | 0
SCE Northern | Rector | 230 | Rector_230_kV | 0 | 0 | 0 | 0 | 0 | 0 | 0 | 0
SCE Eastern | Red Bluff | 230 | Red Bluff_230_kV | 0 | 0 | 0 | 0 | 1259.15 | 0 | 0 | 1259.15
SCE Eastern | Red Bluff | 500 | Red Bluff_500_kV | 0 | 0 | 0 | 0 | 1148.5 | 0 | 0 | 1148.5
PG&E NGBA | Redbud | 115 | Redbud_115_kV | 0 | 0 | 0 | 0 | 0 | 0 | 0 | 0
SCE Metro | Redondo | 230 | Redondo_230_kV | 0 | 0 | 0 | 0 | 0 | 0 | 0 | 0
PG&E FRESNO | Reedley | 115 | Reedley_115_kV | 0 | 0 | 0 | 0 | 0 | 0 | 0 | 0
PG&E KERN | Renfro | 115 | Renfro_115_kV | 0 | 0 | 0 | 0 | 0 | 0 | 0 | 0
PG&E GBA | Richmond R | 115 | Richmond R_115_kV | 0 | 0 | 0 | 0 | 0 | 0 | 0 | 0
PG&E NGBA | Rincon | 115 | Rincon_115_kV | 0 | 0 | 0 | 0 | 0 | 0 | 0 | 0
PG&E KERN | Rio Bravo | 115 | Rio Bravo_115_kV | 0 | 0 | 0 | 0 | 0 | 0 | 0 | 0
SCE Metro | Rio Hondo | 230 | Rio Hondo_230_kV | 0 | 0 | 0 | 0 | 1000 | 0 | 0 | 1000
PG&E NGBA | Rio Oso | 115 | Rio Oso_115_kV | 0 | 0 | 0 | 0 | 0 | 0 | 0 | 0
PG&E NGBA | Rio Oso | 230 | Rio Oso_230_kV | 0 | 0 | 0 | 0 | 0 | 0 | 0 | 0
PG&E GBA | Ripon | 115 | Ripon_115_kV | 0 | 0 | 0 | 0 | 99 | 0 | 0 | 99
PG&E GBA | Riverbank | 115 | Riverbank_115_kV | 0 | 0 | 0 | 0 | 0 | 0 | 0 | 0
SCE NOL | Roadway | 115 | Roadway_115_kV | 0 | 0 | 0 | 0 | 150 | 0 | 15.44 | 165.44
PG&E NGBA | Rock Creek 1 | 230 | Rock Creek 1_230_kV | 0 | 0 | 0 | 0 | 0 | 0 | 0 | 0
SCE Northern | Rosamond | 66 | Rosamond_66_kV | 0 | 0 | 0 | 0 | 0 | 0 | 0 | 0
PG&E GBA | Rossmoor | 230 | Rossmoor_230_kV | 0 | 0 | 0 | 0 | 0 | 0 | 0 | 0
PG&E NGBA | Round Mountain | 230 | Round Mountain_230_kV | 0 | 0 | 0 | 0 | 0 | 0 | 0 | 0
PG&E NGBA | Round Mountain | 500 | Round Mountain_500_kV | 0 | 0 | 0 | 0 | 0 | 0 | 0 | 0
PG&E GBA | Salado | 115 | Salado_115_kV | 0 | 0 | 0 | 0 | 0 | 0 | 0 | 0
PG&E GBA | Salado | 60 | Salado_60_kV | 0 | 0 | 0 | 0 | 0 | 0 | 0 | 0
PG&E GBA | Salinas | 115 | Salinas_115_kV | 0 | 0 | 0 | 0 | 0 | 0 | 0 | 0
SDGE | Salt Creek | 69 | Salt Creek_69_kV | 0 | 0 | 0 | 0 | 0 | 0 | 0 | 0
SCE Eastern | San Bernardino | 230 | San Bernardino_230_kV | 0 | 0 | 0 | 0 | 0 | 0 | 0 | 0
PG&E GBA | SAN FRAN A (POTRERO PP) | 115 | SAN FRAN A (POTRERO PP)_115_kV | 0 | 0 | 0 | 0 | 0 | 0 | 0 | 0
PG&E GBA | SAN FRAN A (POTRERO PP) | 230 | SAN FRAN A (POTRERO PP)_230_kV | 0 | 0 | 0 | 0 | 0 | 0 | 0 | 0
PG&E GBA | San Jose A | 115 | San Jose A_115_kV | 0 | 0 | 0 | 0 | 0 | 0 | 0 | 0
PG&E GBA | San Jose B | 115 | San Jose B_115_kV | 0 | 0 | 0 | 0 | 0 | 0 | 0 | 0
PG&E GBA | San Leandro U | 115 | San Leandro U_115_kV | 0 | 0 | 0 | 0 | 0 | 0 | 0 | 0
PG&E KERN | San Luis Obispo | 115 | San Luis Obispo_115_kV | 0 | 0 | 0 | 0 | 0 | 0 | 0 | 0
PG&E KERN | San Luis Obispo | 70 | San Luis Obispo_70_kV | 0 | 0 | 0 | 0 | 0 | 0 | 0 | 0
SDGE | San Luis Rey | 230 | San Luis Rey_230_kV | 0 | 0 | 0 | 0 | 0 | 0 | 0 | 0
SDGE | San Luis Rey | 69 | San Luis Rey_69_kV | 0 | 0 | 0 | 0 | 0 | 0 | 0 | 0
SDGE | San Marcos | 69 | San Marcos_69_kV | 0 | 0 | 0 | 0 | 0 | 0 | 0 | 0
SCE Metro | San Onofre | 230 | San Onofre_230_kV | 0 | 0 | 0 | 0 | 0 | 0 | 0 | 0
PG&E GBA | San Pablo | 115 | San Pablo_115_kV | 0 | 0 | 0 | 0 | 0 | 0 | 0 | 0
PG&E GBA | San Ramon | 230 | San Ramon_230_kV | 0 | 0 | 0 | 0 | 0 | 0 | 0 | 0
SDGE | San Ysidro | 69 | San Ysidro_69_kV | 0 | 0 | 0 | 0 | 0 | 0 | 0 | 0
SCE NOL | Sandlot | 230 | Sandlot_230_kV | 0 | 0 | 0 | 0 | 0 | 0 | 0 | 0
SCE EOP | Sandy | 138 | Sandy_138_kV | 0 | 0 | 0 | 0 | 0 | 0 | 0 | 0
PG&E FRESNO | Sanger | 115 | Sanger_115_kV | 0 | 0 | 0 | 0 | 200 | 0 | 0 | 200
SCE Northern | Santa Clara | 230 | Santa Clara_230_kV | 0 | 0 | 0 | 0 | 45 | 0 | 0 | 45
PG&E NGBA | Santa Rosa A | 115 | Santa Rosa A_115_kV | 0 | 0 | 0 | 0 | 0 | 0 | 0 | 0
PG&E GBA | Santa Teresa | 115 | Santa Teresa_115_kV | 0 | 0 | 0 | 0 | 100 | 0 | 0 | 100
SDGE | Santee | 138 | Santee_138_kV | 0 | 0 | 0 | 0 | 0 | 0 | 0 | 0
SCE Metro | Santiago | 230 | Santiago_230_kV | 0 | 0 | 0 | 0 | 0 | 0 | 0 | 0
PG&E GBA | Saratoga | 230 | Saratoga_230_kV | 0 | 0 | 0 | 0 | 0 | 0 | 0 | 0
SCE Northern | Saugus | 230 | Saugus_230_kV | 0 | 0 | 0 | 0 | 75 | 0 | 0 | 75
PG&E FRESNO | Schindler | 115 | Schindler_115_kV | 0 | 0 | 0 | 0 | 0 | 0 | 0 | 0
PG&E FRESNO | Schindler | 70 | Schindler_70_kV | 0 | 0 | 0 | 0 | 0 | 0 | 0 | 0
PG&E GBA | Schulte | 115 | Schulte_115_kV | 145 | 0 | 0 | 0 | 13.2 | 0 | 0 | 13.2
SDGE | Scripps | 69 | Scripps_69_kV | 0 | 0 | 0 | 0 | 0 | 0 | 0 | 0
PG&E KERN | Semitropic | 115 | Semitropic_115_kV | 0 | 0 | 0 | 0 | 0 | 0 | 0 | 0
SCE Metro | Serrano | 230 | Serrano_230_kV | 0 | 0 | 0 | 0 | 0 | 0 | 0 | 0
SCE Metro | Serrano | 500 | Serrano_500_kV | 0 | 0 | 0 | 0 | 0 | 0 | 0 | 0
SDGE | Shadowridge | 138 | Shadowridge_138_kV | 0 | 0 | 0 | 0 | 0 | 0 | 0 | 0
PG&E KERN | Shafter | 115 | Shafter_115_kV | 0 | 0 | 0 | 0 | 0 | 0 | 0 | 0
PG&E NGBA | Silverado | 115 | Silverado_115_kV | 0 | 0 | 0 | 0 | 0 | 0 | 0 | 0
SDGE | Silvergate | 230 | Silvergate_230_kV | 0 | 0 | 0 | 0 | 0 | 0 | 0 | 0
SDGE | Silvergate | 69 | Silvergate_69_kV | 0 | 0 | 0 | 0 | 0 | 0 | 0 | 0
PG&E KERN | Sisquoc | 115 | Sisquoc_115_kV | 0 | 0 | 0 | 0 | 0 | 0 | 0 | 0
SCE EOP | Sloan Canyon | 230 | Sloan Canyon_230_kV | 0 | 0 | 0 | 0 | 126.5934 | 0 | 0 | 126.5934
SCE EOP | Sloan Canyon | 500 | Sloan Canyon_500_kV | 0 | 0 | 0 | 0 | 0 | 0 | 0 | 0
PG&E KERN | Smyrna | 115 | Smyrna_115_kV | 0 | 0 | 0 | 0 | 0 | 0 | 0 | 0
PG&E GBA | Sobrante | 115 | Sobrante_115_kV | 0 | 0 | 0 | 0 | 0 | 0 | 0 | 0
PG&E GBA | Sobrante | 230 | Sobrante_230_kV | 0 | 0 | 0 | 0 | 0 | 0 | 0 | 0
PG&E KERN | Solar | 230 | Solar_230_kV | 0 | 0 | 0 | 0 | 0 | 0 | 0 | 0
PG&E GBA | Soledad | 115 | Soledad_115_kV | 0 | 0 | 0 | 0 | 0 | 0 | 0 | 0
PG&E GBA | Soledad | 60 | Soledad_60_kV | 0 | 0 | 0 | 0 | 0 | 0 | 0 | 0
SDGE | Spring Valley | 69 | Spring Valley_69_kV | 0 | 0 | 0 | 0 | 0 | 0 | 0 | 0
SCE Northern | Springville | 230 | Springville_230_kV | 0 | 0 | 0 | 0 | 0 | 0 | 0 | 0
PG&E GBA | Stagg | 230 | Stagg_230_kV | 0 | 0 | 0 | 0 | 0 | 0 | 0 | 0
PG&E GBA | Standard Oil | 115 | Standard Oil_115_kV | 0 | 0 | 0 | 0 | 0 | 0 | 0 | 0
PG&E GBA | Stanislaus | 115 | Stanislaus_115_kV | 0 | 0 | 0 | 0 | 0 | 0 | 0 | 0
PG&E KERN | Stockdale | 115 | Stockdale_115_kV | 0 | 0 | 0 | 0 | 0 | 0 | 0 | 0
PG&E KERN | Stockdale | 230 | Stockdale_230_kV | 0 | 0 | 0 | 0 | 0 | 0 | 0 | 0
PG&E GBA | Stockton A | 115 | Stockton A_115_kV | 0 | 0 | 0 | 0 | 0 | 0 | 0 | 0
PG&E GBA | Stone | 115 | Stone_115_kV | 0 | 0 | 0 | 0 | 0 | 0 | 0 | 0
PG&E FRESNO | Storey | 230 | Storey_230_kV | 0 | 0 | 0 | 0 | 0 | 0 | 0 | 0
PG&E NGBA | Summit | 115 | Summit_115_kV | 0 | 0 | 0 | 0 | 0 | 0 | 0 | 0
SDGE | Suncrest | 230 | Suncrest_230_kV | 0 | 0 | 0 | 0 | 0 | 0 | 0 | 0
SDGE | Suncrest | 500 | Suncrest_500_kV | 0 | 0 | 0 | 0 | 0 | 0 | 0 | 0
PG&E KERN | Sunrise | 230 | Sunrise_230_kV | 0 | 0 | 0 | 0 | 0 | 0 | 0 | 0
PG&E KERN | Sunset | 230 | Sunset_230_kV | 0 | 0 | 0 | 0 | 0 | 0 | 0 | 0
PG&E GBA | Swift | 115 | Swift_115_kV | 0 | 0 | 0 | 0 | 0 | 0 | 0 | 0
SDGE | Sycamore Canyon | 138 | Sycamore Canyon_138_kV | 0 | 0 | 0 | 0 | 300 | 0 | 0 | 300
SDGE | Sycamore Canyon | 230 | Sycamore Canyon_230_kV | 0 | 0 | 0 | 0 | 0 | 0 | 0 | 0
SDGE | Sycamore Canyon | 69 | Sycamore Canyon_69_kV | 0 | 0 | 0 | 0 | 0 | 0 | 0 | 0
SCE Northern | Sylmar | 230 | Sylmar_230_kV | 0 | 0 | 0 | 0 | 0 | 0 | 0 | 0
PG&E NGBA | Table Mountain | 115 | Table Mountain_115_kV | 0 | 0 | 0 | 0 | 0 | 0 | 0 | 0
PG&E NGBA | Table Mountain | 230 | Table Mountain_230_kV | 0 | 0 | 0 | 0 | 0 | 0 | 0 | 0
PG&E NGBA | Table Mountain | 500 | Table Mountain_500_kV | 0 | 0 | 0 | 0 | 0 | 0 | 0 | 0
PG&E NGBA | Table Mountain | 60 | Table Mountain_60_kV | 0 | 0 | 0 | 0 | 0 | 0 | 0 | 0
PG&E KERN | Taft | 115 | Taft_115_kV | 0 | 0 | 0 | 0 | 0 | 0 | 0 | 0
SDGE | Talega | 138 | Talega_138_kV | 0 | 0 | 0 | 0 | 100 | 0 | 0 | 100
SDGE | Talega | 230 | Talega_230_kV | 0 | 0 | 0 | 0 | 0 | 0 | 0 | 0
PG&E GBA | Tassajara | 230 | Tassajara_230_kV | 0 | 0 | 0 | 0 | 0 | 0 | 0 | 0
PG&E KERN | Tejon | 70 | Tejon_70_kV | 0 | 0 | 0 | 0 | 0 | 0 | 0 | 0
SDGE | Telegraph Canyon | 138 | Telegraph Canyon_138_kV | 0 | 0 | 0 | 0 | 0 | 0 | 0 | 0
PG&E KERN | Temblor | 115 | Temblor_115_kV | 0 | 0 | 0 | 0 | 0 | 0 | 0 | 0
PG&E KERN | Templeton | 230 | Templeton_230_kV | 0 | 0 | 0 | 0 | 0 | 0 | 0 | 0
PG&E KERN | Templeton | 70 | Templeton_70_kV | 0 | 0 | 0 | 0 | 0 | 0 | 0 | 0
PG&E GBA | Tesla | 115 | Tesla_115_kV | 0 | 0 | 0 | 0 | 0 | 0 | 0 | 0
PG&E GBA | Tesla | 230 | Tesla_230_kV | 0 | 0 | 0 | 0 | 800 | 51.25 | 0 | 851.25
PG&E GBA | Tesla | 500 | Tesla_500_kV | 0 | 0 | 0 | 0 | 900 | 0 | 0 | 900
PG&E KERN | Tevis | 115 | Tevis_115_kV | 0 | 0 | 0 | 0 | 0 | 0 | 0 | 0
SCE EOP | Thousandaire | 138 | Thousandaire_138_kV | 0 | 0 | 0 | 0 | 0 | 0 | 0 | 0
PG&E KERN | Topaz | 230 | Topaz_230_kV | 0 | 0 | 0 | 0 | 0 | 0 | 0 | 0
SCE NOL | Tortilla | 115 | Tortilla_115_kV | 0 | 0 | 0 | 0 | 0 | 0 | 0 | 0
SDGE | Trabuco | 138 | Trabuco_138_kV | 0 | 0 | 0 | 0 | 250 | 0 | 0 | 250
PG&E GBA | Tracy | 115 | Tracy_115_kV | 0 | 0 | 0 | 0 | 0 | 0 | 0 | 0
PG&E FRESNO | Tranquility | 230 | Tranquility_230_kV | 0 | 0 | 0 | 0 | 1026.8413 | 0 | 0 | 1026.8413
PG&E GBA | Trimble | 115 | Trimble_115_kV | 0 | 0 | 0 | 0 | 0 | 0 | 0 | 0
SCE EOP | Trout Canyon | 230 | Trout Canyon_230_kV | 0 | 0 | 0 | 0 | 2000 | 0 | 35.28 | 2035.28
SCE EOP | Trout Canyon | 500 | Trout Canyon_500_kV | 0 | 0 | 0 | 0 | 0 | 0 | 0 | 0
PG&E NGBA | Tulucay | 230 | Tulucay_230_kV | 0 | 0 | 0 | 0 | 0 | 0 | 0 | 0
PG&E NGBA | Tulucay | 60 | Tulucay_60_kV | 0 | 0 | 0 | 0 | 0 | 0 | 3.675 | 3.675
PG&E KERN | Tupman | 115 | Tupman_115_kV | 0 | 0 | 0 | 0 | 0 | 0 | 0 | 0
PG&E NGBA | Ukiah | 115 | Ukiah_115_kV | 0 | 0 | 0 | 0 | 0 | 0 | 0 | 0
PG&E KERN | Union (Estrella) | 70 | Union (Estrella)_70_kV | 0 | 0 | 0 | 0 | 0 | 0 | 0 | 0
PG&E NGBA | Vaca Dixon | 115 | Vaca Dixon_115_kV | 0 | 0 | 0 | 0 | 0 | 0 | 0 | 0
PG&E NGBA | Vaca Dixon | 230 | Vaca Dixon_230_kV | 0 | 0 | 0 | 0 | 300 | 0 | 0 | 300
PG&E NGBA | Vaca Dixon | 500 | Vaca Dixon_500_kV | 0 | 0 | 0 | 0 | 0 | 0 | 0 | 0
PG&E NGBA | Vaca Dixon | 60 | Vaca Dixon_60_kV | 0 | 0 | 0 | 0 | 0 | 0 | 0 | 0
SCE Eastern | Valley (SCE) | 500 | Valley (SCE)_500_kV | 0 | 0 | 0 | 0 | 1510 | 0 | 0 | 1510
SCE EOP | Valley (VEA) | 138 | Valley (VEA)_138_kV | 0 | 0 | 0 | 0 | 3.52 | 0 | 0 | 3.52
SDGE | Valley Center | 69 | Valley Center_69_kV | 0 | 0 | 0 | 0 | 0 | 0 | 0 | 0
PG&E GBA | Valley Home | 115 | Valley Home_115_kV | 0 | 0 | 0 | 0 | 0 | 0 | 0 | 0
PG&E GBA | Valley Springs | 230 | Valley Springs_230_kV | 0 | 0 | 0 | 0 | 0 | 0 | 0 | 0
PG&E GBA | Valley Springs | 60 | Valley Springs_60_kV | 0 | 0 | 0 | 0 | 100 | 0 | 0 | 100
SCE EOP | Valley Switch | 138 | Valley Switch_138_kV | 0 | 0 | 0 | 0 | 0 | 0 | 0 | 0
SCE EOP | Valley Switch | 230 | Valley Switch_230_kV | 0 | 0 | 0 | 0 | 0 | 0 | 0 | 0
PG&E GBA | Vasco | 230 | Vasco_230_kV | 0 | 0 | 0 | 0 | 0 | 0 | 0 | 0
PG&E GBA | Vasona | 230 | Vasona_230_kV | 0 | 0 | 0 | 0 | 0 | 0 | 0 | 0
SCE Northern | Vestal | 230 | Vestal_230_kV | 0 | 0 | 0 | 0 | 640 | 0 | 39 | 679
SCE Northern | Vestal | 66 | Vestal_66_kV | 0 | 0 | 0 | 0 | 0 | 0 | 0 | 0
SCE NOL | Victor | 115 | Victor_115_kV | 0 | 0 | 0 | 0 | 0 | 0 | 0 | 0
SCE NOL | Victor | 230 | Victor_230_kV | 0 | 0 | 0 | 0 | 400 | 0 | 0 | 400
SCE Metro | Viejo | 230 | Viejo_230_kV | 0 | 0 | 0 | 0 | 300 | 0 | 0 | 300
PG&E GBA | Vierra | 115 | Vierra_115_kV | 0 | 0 | 0 | 0 | 93.104 | 0 | 0 | 93.104
SCE Metro | Villa Park | 230 | Villa Park_230_kV | 0 | 0 | 0 | 0 | 0 | 0 | 0 | 0
SCE Northern | Vincent | 230 | Vincent_230_kV | 0 | 0 | 0 | 0 | 1099 | 0 | 0 | 1099
SCE Northern | Vincent | 500 | Vincent_500_kV | 0 | 0 | 0 | 0 | 1150 | 0 | 0 | 1150
PG&E GBA | Vineyard | 230 | Vineyard_230_kV | 0 | 0 | 0 | 0 | 0 | 0 | 0 | 0
SDGE | Vineyard | 69 | Vineyard_69_kV | 0 | 0 | 0 | 0 | 0 | 0 | 0 | 0
SCE Eastern | Vista (SCE) | 230 | Vista (SCE)_230_kV | 0 | 0 | 0 | 0 | 0 | 0 | 0 | 0
SCE EOP | Vista (VEA) | 138 | Vista (VEA)_138_kV | 0 | 0 | 0 | 0 | 0 | 0 | 0 | 0
SCE EOP | Vista (VEA) | 230 | Vista (VEA)_230_kV | 0 | 0 | 0 | 0 | 0 | 0 | 0 | 0
PG&E FRESNO | Wahtoke | 115 | Wahtoke_115_kV | 0 | 0 | 0 | 0 | 0 | 0 | 0 | 0
SCE Northern | Wakefield | 66 | Wakefield_66_kV | 0 | 0 | 0 | 0 | 0 | 0 | 0 | 0
SCE Metro | Walnut | 230 | Walnut_230_kV | 0 | 0 | 0 | 0 | 600 | 0 | 0 | 600
SCE Northern | Warne | 230 | Warne_230_kV | 0 | 0 | 0 | 0 | 0 | 0 | 0 | 0
PG&E GBA | Warnerville | 230 | Warnerville_230_kV | 0 | 0 | 0 | 0 | 0 | 0 | 0 | 0
PG&E FRESNO | Waukena | 115 | Waukena_115_kV | 0 | 0 | 0 | 0 | 0 | 0 | 0 | 0
PG&E GBA | Weber | 230 | Weber_230_kV | 0 | 0 | 0 | 0 | 0 | 0 | 0 | 0
PG&E GBA | Weber | 60 | Weber_60_kV | 0 | 0 | 0 | 0 | 260 | 0 | 0 | 260
PG&E FRESNO | West Fresno | 115 | West Fresno_115_kV | 0 | 0 | 0 | 0 | 0 | 0 | 0 | 0
PG&E FRESNO | Westley | 230 | Westley_230_kV | 0 | 0 | 0 | 0 | 300 | 0 | 0 | 300
PG&E KERN | Westpark | 115 | Westpark_115_kV | 0 | 0 | 0 | 0 | 0 | 0 | 0 | 0
PG&E KERN | Wheeler Ridge | 230 | Wheeler Ridge_230_kV | 0 | 0 | 0 | 0 | 0 | 0 | 30 | 30
PG&E KERN | Wheeler Ridge | 115 | Wheeler Ridge_115_kV | 0 | 0 | 0 | 0 | 0 | 0 | 0 | 0
PG&E KERN | Wheeler Ridge | 70 | Wheeler Ridge_70_kV | 0 | 0 | 0 | 0 | 92 | 0 | 0 | 92
SCE Northern | Whirlwind | 230 | Whirlwind_230_kV | 0 | 0 | 0 | 500 | 1802.402 | 99.3888 | 62.9044 | 1964.6952
SCE Northern | Whirlwind | 500 | Whirlwind_500_kV | 0 | 0 | 0 | 0 | 500 | 0 | 0 | 500
PG&E GBA | Whisman | 115 | Whisman_115_kV | 0 | 0 | 0 | 0 | 0 | 0 | 0 | 0
SCE Eastern | Wildlife | 230 | Wildlife_230_kV | 0 | 0 | 0 | 0 | 0 | 0 | 0 | 0
PG&E FRESNO | Wilson | 115 | Wilson_115_kV | 0 | 0 | 0 | 0 | 200 | 0 | 0 | 200
PG&E FRESNO | Wilson | 230 | Wilson_230_kV | 0 | 0 | 0 | 0 | 0 | 0 | 0 | 0
SCE Northern | Windhub | 230 | Windhub_230_kV | 0 | 0 | 0 | 0 | 1372.5 | 0 | 43.42 | 1415.92
SCE Northern | Windhub | 500 | Windhub_500_kV | 0 | 0 | 0 | 0 | 747.46 | 0 | 0 | 747.46
PG&E GBA | Windmaster | 230 | Windmaster_230_kV | 0 | 0 | 0 | 0 | 0 | 0 | 0 | 0
PG&E NGBA | Windsor | 60 | Windsor_60_kV | 0 | 0 | 0 | 0 | 0 | 0 | 0 | 0
PG&E NGBA | Woodland | 115 | Woodland_115_kV | 0 | 0 | 0 | 0 | 0 | 0 | 0 | 0
PG&E FRESNO | Woodward | 115 | Woodward_115_kV | 0 | 0 | 0 | 0 | 0 | 0 | 0 | 0
PG&E NGBA | Wyandotte | 115 | Wyandotte_115_kV | 0 | 0 | 0 | 0 | 0 | 0 | 0 | 0

## TxCapabilityEstimates_2024
CAISO 2024 White Paper: Transmission capability estimates for use in the CPUC's IRP process - Revised 8/28/2024
Transmission Constraint | Affected Resource Locations | Condition Under Which Constraint is Binding (On-peak and/or Off-peak) | Estimated FCDS Capability Based on On-peak Study Resource Output (MW)* |  | ADNU & Cost Estimate ($million) |  | Estimated EODS Capability Based on Off-peak Study Resource Output (MW)* |  | AOPNU & Cost Estimate ($million) |  | Wind/Solar Area Designation | Type of FCDS Limit (Actual or Default) | Type of OPDS Limit (Actual or Default) | PTO Area | EODS Upgrade Same as FCDS | Project Already Approved | FCDS Estimated ISD | EODS Estimated ISD
|  |  | Transmission Plan Capability** | Incremental due to ADNU | ADNU (Time to Construct or ISD) | Cost (2022$) | Transmission Plan Capability** | Incremental due to AOPNU | AOPNU (Time to Construct) | Cost (2022$)
SCE Northern Interconnection Area Constraints
Antelope-Vincent Constraint | Tehachapi, Big Creek | On-Peak | 6149.12 | 1500 | Upgrade Antelope-Vincent No.1 and 2 500 kV Lines (2 yrs) | 13.2 | 8920.36 | N/A | N/A | N/A | Solar | Actual | Default | SCE | None | No | 2028
Vincent-Lugo Constraint | Tehachapi | On-Peak | 6733.24 | 2000 | Upgrade Vincent-Lugo No.1 and 2 500 kV Lines (4 yrs) | 85.9 | 8496.34 | N/A | N/A | N/A | Solar | Actual | Default | SCE | None | No | 2030
Pardee-Sylmar Constraint | Big Creek, Ventura | On-Peak | 3530 | 1800 | Install Phase Shifters at Pardee on the Pardee-Sylmar No. 1 and No. 2 230 kV Lines, Reconductor Pardee-Vincent No. 2 220 kV line (9 yrs) | 660 | 6426 | N/A | N/A | N/A | Solar | Actual | Default | SCE | None | No | 2035
Windhub Constraint | Tehachapi | On-Peak | 1333.6 | 2500 | New 500 kV Transmission Line from Whirlwind to Windhub 500 kV (9 yrs) | 612 | 2614.3 | N/A | N/A | N/A | Solar | Actual | Default | SCE | None | No | 2035
Moorpark-Pardee Constraint | Ventura | On-Peak | 954 | 900 | Upgrade the Moorpark-Pardee #2 and #3 220 kV and Santa Clara-Vincent 220 kV lines (9 yrs) | 600 | 2641 | N/A | N/A | N/A | Solar | Actual | Default | SCE | None | No | 2035
North of Magunden Constraint | Big Creek | On-Peak | 876 | 500 | Rebuild Magunden - Vestal No.2 230 kV and Magunden - Springville No.2 230 kV Lines (9 yrs) | 1253 | 1527 | N/A | N/A | N/A | Solar | Actual | Default | SCE | None | No | 2035
South of Magunden Constraint | Big Creek, Ventura | On-Peak, Off-Peak | 977 | 2000 | Rebuild various SOM lines (9 yrs) | 4358 | 2138 | 2000 | Rebuild Magunden-Pastoria 230 kV line (9 yrs) | 66 | Solar | Actual | Actual | SCE | No | No | 2035 | 2035
Antelope-Neenach Constraint | Antelope/Bailey/Pastoria area | On-Peak, Off-Peak | 0 | 2000 | Reconductor Antelope-Bailey 66 kV lines (2 yrs) | 100 | 0 | 15 | Bailey-Neenach-Westpac 66 kV line upgrade | 45 | Solar | Actual | Actual | SCE | No | No | 2028 | 2029
SCE Metro Interconnection Area Constraints
Hinson - Del Amo Constraint | LA Basin | On-Peak | 2700 | 800 | Upgrade the Hinson - Del Amo 220 kV Transmission Line (27 months) | 28 | 2700 | N/A | N/A | N/A | Solar | Actual | Default | SCE | None | No | 2028
SCE Metro Area Default Constraint | LA Basin | None | 13500 | N/A | N/A | - | 13500 | N/A | N/A | N/A | Solar | Default | Default | SCE | None | No
SCE North of Lugo (NOL) Interconnection Area Constraints
Control to Inyokern area constraint | Inyokern_North | On-Peak | 0 | 186 | Build a new, series compensated Control-Inyokern 115 kV line and upgrade Inyo Phase Shifter (105 months) | 329 | 120 | N/A | N/A | N/A | Solar | Actual | Default | SCE | None | No | 2035
South of Kramer Area Constraint | Inyokern_North_Kramer Victor | On-Peak | 256 | 200 | Approved Project: Convert Kramer - Victor 115 kV lines to 230 kV (120 months) | N/A | 1190 | N/A | N/A | N/A | Solar | Default | Default | SCE | Yes | Yes | 2033 | 2033
Victor to Lugo Area Constraint | Inyokern_North_Kramer Victor | On-Peak | 1034 | N/A | Approved project:Re-conductor the four Lugo-Victor 230 kV lines (54 months) | N/A | 1878 | N/A | N/A | N/A | Solar | Default | Default | SCE | None | Yes
Lugo Transformer Area Constraint | Inyokern_North_Kramer, Victor, Pisgah | On-Peak | 1328 | N/A | Approved project: Add a third 500/230 kV transformer at Lugo Substation (54 months) | N/A | 2427 | N/A | N/A | N/A | Solar | Default | Default | SCE | None | Yes
Calcite to Lugo Area Constraint | Pisgah | On-Peak | 297 | 1046 | Rebuild Calcite-Lugo 220 kV Transmission Line (105 months) | 239 | 552 | N/A | N/A | N/A | Solar | Actual | Default | SCE | None | No | 2035
SCE Eastern Interconnection Area Constraints
Colorado River 500/230 kV Constraint | Colorado River 230 kV | On-Peak, Off-Peak | 1160 | 1370 | New Colorado River No. 3 500/230 kV transformer (4 years) | 67 | 2202 | 1299 | Same as ADNU | 67 | Solar | Actual | Actual | SCE | Yes | No | 2030 | 2029
DCRT Constraint | Cielo Azul, Delaney | On-Peak | 2300 | 3000 | New Cielo Azul - Colorado River No. 2 500 kV line, Upgrade the series cap on Cielo Azul - Colorado River No.1 500 kV line to match the conductor rating (6 years) | 463 | 2300 | N/A | N/A | N/A | Solar | Actual | Default | SCE | None | No | 2032
Devers-Red Bluff Constraint | SCE Eastern (east of Red Bluff), East of Pisgah, and SDG&E areas | On-Peak, Off-Peak | 6133 | 532 | Approved projects: Devers-Red Bluff 500 kV 1 and 2 Line Upgrade (2028) and Southern Area Reinforcement Project (2034) | N/A | 7328 | 532 | Same as ADNU | N/A | Solar | Default | Default | SCE | Yes | Yes | 2034 | 2034
Eagle Mountain Constraint | Eagle Mountain, Julian Hinds, Mirage | On-Peak | 0 | 600 | New Devers-Julian Hinds 220 kV line (10 years) | 1182 | 392 | N/A | N/A | N/A | Solar | Actual | Default | SCE | None | No | 2036
Etiwanda-Rancho Vista Constraint | SCE Eastern area | On-Peak | 4824 | 3350 | Upgrade Etiwanda-Rancho Vista No. 1 & No. 2 220 kV lines, New Etiwanda-Rancho Vista No. 3 220 kV line (3 years) | 89 | 7313 | N/A | N/A | N/A | Solar | Actual | Default | SCE | None | No | 2029
Red Bluff 500/230 kV Constraint | Red Bluff 230 kV | On-Peak, Off-Peak | 1450 | 1200 | New Red Bluff No. 3 500/230 kV transformer (4 years) | 69 | 1603 | 1200 | Same as ADNU | 69 | Solar | Actual | Actual | SCE | Yes | No | 2030
Serrano-Alberhill-Valley Constraint | SCE Eastern and SDG&E areas | On-Peak, Off-Peak | 6651 | 1522 | Approved projects: • Southern California Transmission Reinforcement Project (2034) • Serrano-Alberhill-Valley 500 kV 1 Line Upgrade (2028) • Mira Loma-Mesa 500kV UG Cable Upgrade (2026) • Devers-Valley 500 kV 1 Line Upgrade (2028) • San Bernardino-Etiwanda 230 kV 1 Line Upgrade (2031) • San Bernardino-Vista 230 kV 1 Line Upgrade (2026) • Vista-Etiwanda 230 kV 1 Line Upgrade (2031) | N/A | 10182 | 1522 | Approved projects: • Southern Area Reinforcement Project (2034) • Devers-Valley 500 kV 1 Line Upgrade (2028) • Serrano-Alberhill-Valley 500 kV 1 Line Upgrade (2028) • San Bernardino-Etiwanda 230 kV 1 Line Upgrade (2031) • San Bernardino-Vista 230 kV 1 Line Upgrade (2028) • Vista-Etiwanda 230 kV 1 Line Upgrade (2031) • Mira Loma-Mesa 500kV Underground Third Cable (2026) | N/A | Solar | Default | Default | SCE | Yes | Yes | 2034 | 2034
East of Pisgah (EOP) Interconnection Area Constraints (SCE, GLW, VEA)
GLW 230kV area constraint | VEA 138kV and GLW 230kV buses | On-Peak, Off-Peak | 3372 | N/A | GLW Core Upgrade and Beatty 230kV Project (2022-23 TPP) (2027) | N/A | 3642 | N/A | N/A | N/A | Solar | Actual | Actual | VEA | Yes | Yes
Sloan Canyon - Eldorado 500 kV constraint | VEA 138kV, GLW 230kV and Eldorado 230kV buses | On-Peak, Off-Peak | 4032 | N/A | N/A | N/A | 4302 | N/A | N/A | N/A | Solar | Actual | Actual | VEA | Yes | Yes
Lugo - Victorville area constraint | East of Pisgah, SCE Eastern,SDG&E and SCE Northern areas | On-peak | 10105 | 6800 | Eldorado - Lugo 500kV No.2 line (10 years) | 2165 | 12605 | 6800 | Same as ADNU | 2165 | Solar | Actual | Default | SCE | Yes | No | 2036 | 2036
SDG&E Interconnection Area Constraints
Capistrano-San Onofre 230 kV constraint | SDGE local area | On-peak | 1324 | 920 | Capistrano-San Onofre 230 kV upgrade (60 months) | 58.1 | 1324 | N/A | N/A | N/A | Solar | Actual | Default | SDGE | None | No | 2031
Chicarita 138 kV constraint | Baja, Imperial, SDGE local area | On-peak | 224 | 700 | Chicarita 138 kV Upgrades (48 months) | 100 | 224 | N/A | N/A | N/A | Solar | Actual | Default | SDGE | None | No | 2030
El Cajon 69 kV constraint | SDGE local area | On-peak | 406 | 547 | El Cajon 69 kV Upgrade (48 months) | 14.7 | 406 | N/A | N/A | N/A | Solar | Actual | Default | SDGE | None | No | 2030
Internal San Diego Area constraint | Baja, Imperial, SDGE local area | On-Peak, Off-Peak | 602 | 9999 | Approved project: Rearrange TL23013 PQ-OT and TL6959 PQ-Mira Sorrento; Reconductor TLC680C San Marcos-Melrose Tap (ISD - 2032) | N/A | 602 | 9999 | Same as ADNU | N/A | Solar | Actual | Actual | SDGE | Yes | Yes | 2032 | 2032
Miguel 69 kV constraint | SDGE local area | On-peak | 231 | 431 | Miguel 69 kV upgrades (48 months) | 671.05 | 231 | N/A | N/A | N/A | Solar | Actual | Default | SDGE | None | No | 2030
Encina - San Luis Rey 230 kV constraint | Baja, Imperial, Arizona, SDGE local area | On-Peak, Off-Peak | 1832.4 | 2047.6 | Approved project: Southern California 500 kV Transmission Reinforcement Project; 30 minute emergency rating on Encina Tap-San Luis Rey 230 kV Line (ISD - 2034) | N/A | 5579 | 2048 | Same as ADNU | N/A | Solar | Actual | Actual | SDGE | Yes | Yes | 2034 | 2034
|  |  |  | 3914 | New Encina - San Luis Rey 230 kV line (120 months) | 84.1 |  | 5879.6 | Same as ADNU | 84.1 | Solar |  |  |  | Yes | No | 2036 | 2036
East of Miguel constraint | Baja, Imperial, Arizona, Riverside East | On-Peak, Off-Peak | 1035 | 9999 | Approved Project: Southern California 500 kV Transmission Reinforcement (ISD - 2034) | N/A | 1377 | 9999 | Same as ADNU | N/A | Solar | Actual | Actual | SDGE | Yes | Yes | 2034 | 2034
San Luis Rey-San Onofre 230 kV line constraint | Baja, Imperial, Arizona, SDGE local area | On-Peak, Off-Peak | 1677.4 | 2208.6 | Approved Project: Southern California 500 kV Transmission Reinforcement (ISD - 2034) | N/A | 5624 | 2209 | Same as ADNU | N/A | Solar | Actual | Actual | SDGE | YES | Yes | 2034 | 2034
|  |  |  | 3435 | New San Luis Rey-San Onofre 230 kV line (120 months) | 106.64 |  | 4254 | New San Luis Rey-San Onofre 230 kV line (120 months) | 106.64 | Solar |  |  |  | Yes | No | 2036 | 2036
Ocean Ranch 69 kV constraint | SDGE local area | On-peak | 204 | 692 | Ocean Ranch 69 kV upgrade (48 months) | 28.3 | 204 | N/A | N/A | N/A | Solar | Actual | Default | SDGE | None | No | 2030
Otay Mesa 230 kV constraint | Imperial, SDGE local area | On-peak | 1175 | 2189 | Otay Mesa 230 kV upgrade (60 months) | 79.91 | 1175 | N/A | N/A | N/A | Solar | Actual | Default | SDGE | None | No | 2031
Silvergate - Bay Blvd 230 kV constraint | Baja, Imperial, SDGE local area | On-Peak, Off-Peak | 2169.2 | 548 | Approved Project: Southern California 500 kV Transmission Reinforcement (ISD - 2034); 2 hour emergency rating on Silvergate-Bay Boulevard 230 kV line | N/A | 2169.2 | 2724.8 | Same as ADNU | N/A | Solar | Actual | Actual | SDGE | Yes | Yes | 2034 | 2034
Silvergate-Old Town 230 kV constraint | Baja, Imperial, SDGE local area | On-peak | 682.4 | 1686.8 | Approved Project: Southern California 500 kV Transmission Reinforcement (ISD - 2034); 30 min emergency rating for Silvergate-Old Town and Silvergate-Old Town Tap 230 kV lines | N/A | 2369 | N/A | N/A | N/A | Solar | Actual | Default | SDGE | None | Yes | 2034
Talega 230 kV constraint | SDGE local area | On-peak | 1028 | 2201 | Talega 230 kV Upgrades (60 months) | 210.6 | 1028 | N/A | N/A | N/A | Solar | Actual | Default | SDGE | None | No | 2031
Trabuco-Capistrano 138 kV constraint | SDGE local area | On-peak | 501 | 556 | Trabuco-Capistrano 138 kV upgrade (48 months) | 103.37 | 501 | N/A | N/A | N/A | Solar | Actual | Default | SDGE | None | No | 2030
PG&E North of Greater Bay Interconnection Area Constraints
Collinsville-Tesla 500 kV Line | Greater Bay Area, North of Greater Bay Area and PG&E South 500 kV | On-Peak | 3379 | 8645 | 500kV Delevan (144 months) | 2851.85 | 7706 | N/A | N/A | N/A | Wind | Actual | Default | PGE | None | No | 2038
Woodland- Davis 115kV line | North of Greater Bay Area | On-Peak | 90.45 | 109 | Reconductor Q653F-Davis 115 kV Line (60 months) | 9.33 | 81 | N/A | N/A | N/A | Wind | Actual | Default | PGE | None | No | 2031
Cortina-Eagle Rock 115 kV line | North of Greater Bay Area | On-Peak | 971 | 50 | Re-conductor Q1284 Sw Sta-Lower Lake Sw Sta/Eagle Rock 115 kV Line (Q1284 Sw Sta-Cache Jct 1) (60 months) | 50 | 1422 | N/A | N/A | N/A | Wind | Actual | Default | PGE | None | No | 2031
Bell-Placer 115kV Line | North of Greater Bay Area | On-Peak | 347 | 480 | Re-conductor Higgins-Bell and Bell-Placer 115 kV Lines (120 months) | 185 | 379 | N/A | N/A | N/A | Wind | Actual | Default | PGE | None | No | 2036
Carberry-Round Mountain 230kV Line | North of Greater Bay Area | On-Peak, Off-Peak | 15 | 26 | Re-conductor Pit 3-Carberry and Carberry-Round mountain 230 kV Lines (84 months) | 180 | 15 | 25 | Same as ADNU | 180 | Wind | Actual | Default | PGE | Yes | No | 2033 | 2033
Rocklin-Pleaseant grove 115kV line | North of Greater Bay Area | On-Peak | 50 | 707 | Re-conductor Rio Oso-Lincoln 115 kV Line and Lincoln-Pleasant Grove 115 kV Line (72 months) | 125 | 96 | N/A | N/A | N/A | Wind | Actual | Default | PGE | None | No | 2033
Bellota-Weber 230kV line | Greater Bay Area, North of Greater Bay Area and Fresno | On-Peak | 1661 | 460 | Subacco (120 months) | 400 | 2539 | N/A | N/A | N/A | Wind | Actual | Default | PGE | None | No | 2036
Rio Oso-Brighton 230kV line |  | On-Peak | 423 | 574 |  |  | 463 | N/A | N/A | N/A | Wind | Actual | Default | PGE | None | No | 2036
Rio Oso-Lockeford 230kV line |  | On-Peak | 1042 | 485 |  |  | 975 | N/A | N/A | N/A | Wind | Actual | Default | PGE | None | No | 2036
Humboldt Offshore Wind constraint | North of Greater Bay Area | On-Peak | 0 | 2300 | Approved in 23-24 TPP: New Transmission Lines to North Coast (120 months) | N/A | 0 | 2300 | Same as ADNU | N/A | Wind | Actual | Actual | PGE | Yes | Yes | 2034 | 2034
PG&E Greater Bay Interconnection Area Constraints
Dumbarton-Newark 115 kV line | Greater Bay Area and North of Greater Bay Area | On-Peak | 1290 | N/A | Approved New Collinsville 500/230 kV Substation Project (2028) | N/A | 3728 | N/A | N/A | N/A | Wind | Actual | Default | PGE | None | Yes | 2028
Eastshore-San Mateo 230 kV line |  | On-Peak | 2146 | N/A |  |  | 4811 | N/A | N/A | N/A | Wind | Actual | Default | PGE | None | Yes | 2028
Lakeville-Ignacio 230 kV line |  | On-Peak | 2257 | N/A |  |  | 768 | N/A | N/A | N/A | Wind | Actual | Default | PGE | None | Yes | 2028
Sobrante-Moraga 230 kV line |  | On-Peak | 3140 | N/A |  |  | 5136 | N/A | N/A | N/A | Wind | Actual | Default | PGE | None | Yes | 2028
Windmaster-Delta pumps 230 kV line | Greater Bay Area and North of Greater Bay Area | On-Peak | 546 | 6034 | Contra Costa to Tesla and Newark 230 kV lines and Birds Landing series reactors( Bay Area ADNU) (86 months) | 417.33 | 3673 | N/A | N/A | N/A | Wind | Actual | Default | PGE | None | No | 2033
Contra Costa- Windmaster 230 kV line |  | On-Peak | 1233 | 5601 |  |  | 3667 | N/A | N/A | N/A | Wind | Actual | Default | PGE | None | No | 2033
Tesla-Tracy-Pump 230 kV line #2 |  | On-Peak | 4574 | 3521 |  |  | 10136 | N/A | N/A | N/A | Wind | Actual | Default | PGE | None | No | 2033
Contra Costa #1 115kV Line | Greater Bay Area | On-Peak | 32 | 131 | Contra Costa 115kV, 60kV reconductors and Bank Replacement (120 months) | 185 | 77 | N/A | N/A | N/A | Wind | Actual | Default | PGE | None | No | 2036
Kasson Jct-Heinz 115 kV line | Greater Bay Area, North of Greater Bay Area and Fresno | On-Peak | 298 | 1255 | Nikola (216 months) | 1700 | 495 | N/A | N/A | N/A | Wind | Actual | Default | PGE | None | No | 2044
Newark-Newark Distribution 115 kV line |  | On-Peak | 8054 | 831 |  |  | 7290 | N/A | N/A | N/A | Wind | Actual | Default | PGE | None | No | 2044
Tesla-Bellota 230 kV line |  | On-Peak | 3154 | 300 |  |  | 4254 | N/A | N/A | N/A | Wind | Actual | Default | PGE | None | No | 2044
Eight Mile-Tesla 230 kV line |  | On-Peak | 926 | 163 |  |  | 3909 | N/A | N/A | N/A | Wind | Actual | Default | PGE | None | No | 2044
Grant - Eastshore #2 line 115 kV | Greater Bay Area | On-Peak | 962.9 | 290 | Reconductor 1869-Eastshore #1 and #2 115 kV lines (84 months) | 125 | 1220 | N/A | N/A | N/A | Wind | Actual | Default | PGE | None | No | 2033
Salado-Crow Creek Sw Sta 60 kV line | Greater Bay Area | On-Peak | 102.97 | 74 | Reconductor Salado 115kV and 60kV Area (144 months) | 400 | 102.97 | N/A | N/A | N/A | Wind | Actual | Default | PGE | None | No | 2038
Tesla-Salado 115 kV line |  | On-Peak | 178.92 | 70 |  |  | 180 | N/A | N/A | N/A | Wind | Actual | Default | PGE | None | No | 2038
Morganhill-Metcalf 115kV Line | Greater Bay Area | On-Peak | 382 | 712 | Metcalf-Morgan Hill 115kV reconductoring (144 months) | 380 | 273 | N/A | N/A | N/A | Wind | Actual | Default | PGE | None | No | 2038
Tesla-Tracy Pump 230 kV Line #1 | Greater Bay Area and North of Greater Bay Area | On-Peak | 9287 | 4344 | Re-conductor 1883 Sw Sta-Tracy Pmp (2.9 miles) (60 months) | 25 | 9538 | N/A | N/A | N/A | Wind | Actual | Default | PGE | None | No | 2031
Birds Landing-Contra Costa 230kV Line | Greater Bay Area and North of Greater Bay Area | On-Peak | 656 | 1766 | New double circuit line from Vaca-Contra Costa 230 kV (144 months) | 700 | 1176 | N/A | N/A | N/A | Wind | Actual | Default | PGE | None | No | 2038
PG&E Kern Interconnection Area Constraints
Cal Flat-Gates 230 kV line | Kern, Los Padres | On-Peak, Off-Peak | 927 | 1418 | Morro Bay Looping (98 months) | 1008.03 | 1005 | 230 | Same as ADNU | 1008.03 | Solar | Actual | Actual | PGE | Yes | No | 2034 | 2034
Gates-Arco 230 kV Line | Kern | On-Peak, Off-Peak | 1562 | 16891 | Re-conductor and reconfigure Gates-Arco-Midway 230 kV Lines (144 months) | 940 | 1226 | 962 | Same as ADNU | 940 | Solar | Actual | Actual | PGE | Yes | No | 2038 | 2038
Smyrna-Atwell Jct 115kV Line | Kern | On-Peak, Off-Peak | 231 | 687 | Alpaugh-Semitropic Reconductor(96 months) | 220 | 144 | 632 | Same as ADNU | 220 | Solar | Actual | Actual | PGE | Yes | No | 2034 | 2034
Kern 230/115kV TB #4 | Kern | On-Peak | 1912 | 179 | Add New Kern 230/115kV Transformer Bank ( 54 months) | 30 | 1928 | N/A | N/A | N/A | Solar | Actual | Default | PGE | None | No | 2031
Maricopa-Copus 70 kV line | Kern | On-Peak, Off-Peak | 94.45 | 206 | Reconductor Kern-Old River 115 and 70 kV (132 months) | 620 | 58 | 67.7 | Same as ADNU | 620 | Solar | Actual | Actual | PGE | Yes | No | 2037 | 2037
Midway-Taft 115 kV line | Kern | On-Peak | 17.78 | 9 |  |  | 270 | N/A |  |  | Solar | Actual | Default | PGE | Yes | No | 2037 | 2037
Kern-Tevis-Stockdale-Lamont 115kV line | Kern | On-Peak, Off-Peak | 184.8 | 367 | Reconductor Kern-Stockdale-Lamont 115 kV (84 months) | 120 | 109 | 106.58 | Same as ADNU | 120 | Solar | Actual | Actual | PGE | Yes | No | 2033 | 2033
Midway 230/115kV TB #3 | Kern | On-Peak, Off-Peak | 1592 | 784 | Add new Midway 230/115 kV Transformer Bank (96 months) | 150 | 1377 | 1477 | Same as ADNU | 150 | Solar | Actual | Actual | PGE | Yes | No | 2034 | 2034
Semitropic-Midway 115kV Line | Kern | On-Peak, Off-Peak | 240 | 637 | Reconductor Semitropic-Midway-Kern 115 kV and 70 kV Lines (144 months) | 760 | 255 | 475 | Same as ADNU | 760 | Solar | Actual | Actual | PGE | Yes | No | 2038 | 2038
Midway-Buena Vista Jct 230kV Line | Kern | On-Peak | 471 | 234 | Reconductor Midway-Q2011 230 kV Line (72 months) | 100 | 471 | N/A | Same as ADNU | 100 | Solar | Actual | Default | PGE | Yes | No | 2032 | 2032
PG&E Fresno Interconnection Area Constraints
Manning 500kV | Fresno | On-Peak, Off-Peak | 2280 | N/A | N/A | N/A | 2280 | N/A | N/A | N/A | Solar | Default | Default | PGE | None | No
Gates 500/230kV TB #12 | Fresno, Kern | On-Peak, Off-Peak | 5406 | 14825 | Gates Bank 500/230kV Bank #13 (48 months) | 35 | 3581 | 6843 | Same as ADNU | 35 | Solar | Actual | Actual | PGE | Yes | No | 2030 | 2030
Gates 500/230kV TB #11 | Fresno, Kern | On-Peak, Off-Peak | 5336.9 | 10038 |  |  | 5027 | 6343 |  |  | Solar | Actual | Actual | PGE | Yes | No | 2030 | 2030
Gates 230/70kV TB #5 | Fresno | On-Peak, Off-Peak | 300.67 | 47 | New Gates #6 230/70kV (96 months) | 110 | 272 | 390 | Same as ADNU | 110 | Solar | Actual | Actual | PGE | Yes | No | 2034 | 2034
Tranquility-Helm 230kV Line | Fresno | On-Peak, Off-Peak | 2921 | 2274 | Gregg 500kV (180 months) | 1500 | 2777 | 607 | Same as ADNU | 1500 | Solar | Actual | Actual | PGE | Yes | No | 2041 | 2041
Dairyland-Chowchilla 115kV Line | Fresno | On-Peak, Off-Peak | 1110.5 | 1211 | Mendota 230 kV Conversion (120 months) | 250 | 1066 | 122 | Same as ADNU | 250 | Solar | Actual | Actual | PGE | Yes | No | 2036 | 2036
Chowchilla-Le grand 115kV Line | Fresno | On-Peak, Off-Peak | 0 | 1211 | Le Grand 230 kV Station Conversion (180 months) | 550 | 158 | 546 | Same as ADNU | 550 | Solar | Actual | Actual | PGE | Yes | No | 2041 | 2041
NEW- Melones-Cottle 230kV line | Fresno | On Peak | 687 | N/A | Approved New Manning 500/230 kV Substation Project (2028) | N/A | 945 | N/A | N/A | N/A | Solar | Actual | Actual | PGE | Yes | Yes | 2028 | 2028
Los Banos 500/230kV TB | Fresno | On-Peak, Off-Peak | 6411 | N/A |  | N/A | 7216 | N/A | N/A | N/A | Solar | Actual | Actual | PGE | Yes | Yes | 2028 | 2028
Schindler 115/70kV TB #1 | Fresno | On-Peak, Off-Peak | 0 | 3160 | Manning 115 kV Addition (120 months) | 370 | 50 | 87 | Same as ADNU | 370 | Solar | Actual | Actual | PGE | Yes | No | 2036 | 2036
Panoche- Mendota 115 kV line | Fresno | On-Peak, Off-Peak | 1985 | 2019 |  |  | 1216 | 302 |  |  | Solar | Actual | Actual | PGE | Yes | No | 2036 | 2036
Panoche-Oro Loma 115kV Line | Fresno | On-Peak | 1782 | 588 | Reconductor Oro Loma-Panoche 115 kV Lines (86 months) | 0 | 1903 | N/A | N/A | N/A | Solar | Actual | Default | PGE | None | No | 2033
Borden-Storey #1 230kV line | Fresno | On-Peak, Off-Peak | 412 | 1247 | Reconductor Wilson-Storey 230 kV Lines (86 months) | 50 | 780 | 2047 | Reconductor Wilson-Storey 230 kV Lines (86 months) | N/A | Solar | Actual | Actual | PGE | Yes | No | 2033 | 2033
Merced 115/70kV TB#2 | Fresno | On-Peak, Off-Peak | 122 | 358 | Replace Bank, and Reconductor Lines at Merced (144 months) | 125 | 156 | 291 | Same as ADNU | 125 | Solar | Actual | Actual | PGE | Yes | No | 2038 | 2038
Helm 230/70kV TB #1 | Fresno | On-Peak, Off-Peak | 38 | 60 | Helm 230/70 kV Transformer Bank replacement (84 months) | 135 | 128 | 226 | Same as ADNU | 135 | Solar | Actual | Actual | PGE | Yes | No | 2033 | 2033
Oro Loma-El Nido 115kV Line | Fresno | On-Peak, Off-Peak | 528 | 3192 | Oro-loma- El nido-Wilson Reconductor (120 months) | 330 | 308 | 65 | Same as ADNU | 330 | Solar | Actual | Actual | PGE | Yes | No | 2036 | 2036
Diablo-Gates 500 kV line | Kern, Fresno | On-Peak, Off-Peak | 5161 | 4125 | New Diablo-Midway #4 500 kV Line (98 months) | 830 | 5581 | 4125 | Same as ADNU | 830 | Solar | Actual | Actual | PGE | Yes | No | 2034 | 2034
Mustang-Henrietta 230 kV line | Fresno | On-Peak | 5581 | 2479 |  |  | 5617 | 2479 |  |  | Solar | Actual | Default | PGE | Yes | No | 2034 | 2034
Gates-Panoche 230 kV #1 and #2 Lines | Fresno | On-Peak | 4562 | 8379 | Reconductor Gates-Panoche #1 and #2 230 kV Lines (86 months) | 214 | 4589 | N/A | N/A | N/A | Solar | Actual | Default | PGE | None | No | 2033
NEW-Metcalf-Mosslanding 500kV | Fresno | On-Peak | 1666 | N/A | (72 months) | 200 | 6083 | N/A | N/A | N/A | Solar | Default | Actual | PGE | No | No
* The transmission capability estimates are based on the resource-type specific output assumptions that are used in deliverbility studies rather than the resources’ installed capacity. The values can be translated into any combination of resource types by applying the currently applicable deliverability study resource output factor.
**The transmission capability estimates are over and above the resource amounts that were online as at January 1, 2024. The CPUC will need to adjust the estimates to account for resources that came online since then. Retirement of Diablo Canyon is accounted for in the estimates assuming the replacements are at the same or similar location
For already approved upgrades with CODs after 2030, CPUC staff attempted to keep the upgrades and their capacity expansion amounts from applying to the constraint's Tx capacity before it's scheduled online date. CPUC staff used the CAISO's 2024 TPD Report's Study Amount TPD in 2030 number as the available transmision capacity prior to the year of the last Tx upgrade's COD.

## CAISO_Output_Factors
Summary of output factors from the CAISO's 2024 Transmission Capability Estimates White Paper for use in the transmission constraint calculations.
FCDS Output Factors used in FCDS capability estimates
FCDS output table | [8 empty] | FCDS Output Factors
Resource Type | HSN | HSN | HSN | HSN | SSN | SSN | SSN | SSN | Resource type | HSN |  |  |  | SSN
| SDGE | SCE | PGE | VEA | SDGE | SCE | PGE | VEA |  | SDG&E | SCE | PG&E | VEA | SDG&E | SCE | PG&E | VEA
Solar | 0.06 | 0.13 | 0.15 | 0.08 | 0.71 | 0.8 | 0.71 | 0.66 | Solar | 6% | 13% | 15% | 8% | 71% | 80% | 71% | 66%
Distributed Solar | 0.06 | 0.13 | 0.15 | 0.08 | 0.71 | 0.8 | 0.71 | 0.66 | Wind | 35% | 48% | 50% | 48% | 10% | 17% | 19% | 17%
Wind | 0.35 | 0.48 | 0.5 | 0.48 | 0.1 | 0.17 | 0.19 | 0.17 | Non-Intermittent resources | 100%
Biomass | [8 empty] | Energy storage | 100% if duration is ≥ 4-hour or ISC*(duration/4) if duration is < 4-hour |  |  |  | 50% if duration is ≥ 4-hour or ISC*(duration/4) if duration is < 4-hour | bar: SDGE to VEA
Geothermal | [8 empty] | Hybrid | The lesser of 100% of combined ISC or (100% of 4-hour storage capacity plus study amount of paired resource)/ISC | bar: SDGE to VEA
Battery_4hr | 1 | 1 | 1 | 1 | 0.5 | 0.5 | 0.5 | 0.5 | New Mexico Wind | 67% |  |  |  | 35%
Battery_8hr | 1 | 1 | 1 | 1 | 0.5 | 0.5 | 0.5 | 0.5 | Wyoming/Idaho Wind | 67% |  |  |  | 35%
LDES | 1 | 1 | 1 | 1 | 0.5 | 0.5 | 0.5 | 0.5 | Diablo OSW | 85% |  |  |  | 45%
OOS Wind | 0.67 | 0.67 | 0.67 | 0.67 | 0.35 | 0.35 | 0.35 | 0.35 | Morro Bay OSW | 85% |  |  |  | 45%
Offshore Wind | 0.85 | 0.85 | 0.85 | 0.85 | 0.45 | 0.45 | 0.45 | 0.45 | Humboldt Bay OSW | 85% |  |  |  | 45%
EODS output table | [8 empty] | Resource output factors used in EODS capability estimates
Resource type | Wind | Wind | Wind | Wind | Solar | Solar | Solar | Solar | Resource type | Wind Area |  |  |  | Solar Area
| SDGE | SCE | PGE | VEA | SDGE | SCE | PGE | VEA |  | SDG&E | SCE | PG&E | VEA | SDG&E | SCE | PG&E | VEA
Solar | 0.68 | 0.68 | 0.68 | 0.68 | 0.79 | 0.77 | 0.79 | 0.77 | Solar | 68% |  |  |  | 79% | 77% | 79% | 77%
Distributed Solar | 0.68 | 0.68 | 0.68 | 0.68 | 0.79 | 0.77 | 0.79 | 0.77 | Wind | 69% | 64% | 63% | 64% | 44%
Wind | 0.69 | 0.64 | 0.63 | 0.64 | 0.44 | 0.44 | 0.44 | 0.44 | Hydro | 30%
Biomass | 0 | 0 | 0 | 0 | 0 | 0 | 0 | 0 | Offshore Wind | 100%
Geothermal | [8 empty] | New Mexico Wind | 67% | bar: SDGE to VEA
Battery_4hr | [8 empty] | Wyoming/Idaho Wind | 67% | bar: SDGE to VEA
Battery_8hr | [8 empty] | Thermal | 0%5 | bar: SDGE to VEA
PSH | [8 empty] | Energy storage | 100% in charging mode if duration is ≥ 4-hour or 4-hour equivalent if duration is less than 4-hour6 | bar: SDGE to VEA
OOS Wind | 0.67 | 0.67 | 0.67 | 0.67 | 0.67 | 0.67 | 0.67 | 0.67 | 5 Thermal resources are initially dispatched at 15% in off-peak deliverability assessments but can be reduced to 0% to mitigate constraints
Offshore Wind | [8 empty] | 6 Energy storage is initially initially swiched off in off-peak deliverability assessments but can be dispatched incharging mode at 100% of its capacity if duration is ≥ 4-hour or 4-hour equivalent capacity if duration is less than 4-hour to mitigate constraints. | bar: SDGE to VEA
Ouput Factor Tables taken the CAISO 2024 Transmission Capability Estimates White Paper issued August 28, 2024.
SSN values taken from Deliverability Assessment Dispatch Methodology Update for Solar and Wind 06/24/24 Stakeholder Call

## Tx_Baseline_Reconcile
Data taken from BaselineReconcilation_26-27TPP_PD.xlsx workbook. Summarizes by substation, 1) resources in baseline that need to be included in Tx calculations because they have online dates after 1/1/2024; 2) resources not in baseline with online dates before 1/1/2024, these are mapped in the portfolio but not included in Tx calculations. | [17 empty] | Updated MRM 10/3/2025
|  |  | IRP baseline resources online after 1/1/2024 so not included in Tx constraints baseline | [14 empty] | Rresources not in IRP baseline but in transmission constraints baseline (e.g., resources online before 1/1/24 or in-development resources using existing interconnection deliverability)
|  |  | These Resources need to be included in transmission utilization calculations | [14 empty] | These resources are included in the portfolio mapping but need to be excluded from transmission utlization calculations
|  |  | Geothermal | Biomass | Wind | Wind | OOS Wind | OOS Wind | Offshore Wind | Offshore Wind | Distributed Solar | Solar | Solar | Battery_4hr | Battery_8hr | LDES | Has | Geothermal | Biomass | Wind | Wind | OOS Wind | OOS Wind | Offshore Wind | Offshore Wind | Distributed Solar | Solar | Solar | Battery_4hr | Battery_8hr | LDES | Has
CAISO Study Area | Substation | Voltage | FCDS | FCDS | FCDS | EODS | FCDS | EODS | FCDS | EODS | EODS | FCDS | EODS | FCDS | FCDS | FCDS | Res | FCDS | FCDS | FCDS | EODS | FCDS | EODS | FCDS | EODS | EODS | FCDS | EODS | FCDS | FCDS | FCDS | Res
PG&E KERN | 7th Standard | 115 | 0 | 0 | 0 | 0 | 0 |  |  |  | 0 | 0 | 0 | 0 | 0 | 0 |  | 0 | 0 | 0 | 0 | 0 |  |  |  | 0 | 0 | 0 | 0 | 0 | 0
SCE Metro | Alamitos | 230 | 0 | 0 | 0 | 0 | 0 |  |  |  | 0 | 0 | 0 | 0 | 0 | 0 |  | 0 | 0 | 0 | 0 | 0 |  |  |  | 0 | 0 | 0 | 82 | 0 | 0
SCE Eastern | Alberhill | 115 | 0 | 0 | 0 | 0 | 0 |  |  |  | 0 | 0 | 0 | 0 | 0 | 0 |  | 0 | 0 | 0 | 0 | 0 |  |  |  | 0 | 0 | 0 | 0 | 0 | 0
SCE Eastern | Alberhill | 500 | 0 | 0 | 0 | 0 | 0 |  |  |  | 0 | 0 | 0 | 0 | 0 | 0 |  | 0 | 0 | 0 | 0 | 0 |  |  |  | 0 | 0 | 0 | 0 | 0 | 0
PG&E GBA | Alhambra | 115 | 0 | 0 | 0 | 0 | 0 |  |  |  | 0 | 0 | 0 | 0 | 0 | 0 |  | 0 | 0 | 0 | 0 | 0 |  |  |  | 0 | 0 | 0 | 0 | 0 | 0
PG&E FRESNO | Alpaugh | 115 | 0 | 0 | 0 | 0 | 0 |  |  |  | 3 | 0 | 0 | 0 | 0 | 0 |  | 0 | 0 | 0 | 0 | 0 |  |  |  | 0 | 0 | 0 | 0 | 0 | 0
SDGE | Alpine | 69 | 0 | 0 | 0 | 0 | 0 |  |  |  | 0 | 0 | 0 | 0 | 0 | 0 |  | 0 | 0 | 0 | 0 | 0 |  |  |  | 0 | 0 | 0 | 0 | 0 | 0
PG&E GBA | Altamont Midway (Sandhill) | 230 | 0 | 0 | 0 | 0 | 0 |  |  |  | 0 | 0 | 0 | 0 | 0 | 0 |  | 0 | 0 | 0 | 0 | 0 |  |  |  | 0 | 0 | 0 | 0 | 0 | 0
SCE Northern | Antelope | 66 | 0 | 0 | 0 | 0 | 0 |  |  |  | 7.5 | 0 | 0 | 0 | 0 | 0 |  | 0 | 0 | 0 | 0 | 0 |  |  |  | 0 | 0 | 0 | 0 | 0 | 0
SCE Northern | Antelope | 230 | 0 | 0 | 0 | 0 | 0 |  |  |  | 0 | 125 | 0 | 80 | 0 | 0 |  | 0 | 0 | 0 | 0 | 0 |  |  |  | 0 | 0 | 0 | 0 | 0 | 0
SCE Northern | Antelope | 500 | 0 | 0 | 0 | 0 | 0 |  |  |  | 0 | 0 | 0 | 0 | 0 | 0 |  | 0 | 0 | 0 | 0 | 0 |  |  |  | 0 | 0 | 0 | 0 | 0 | 0
PG&E NGBA | Arcata | 60 | 0 | 0 | 0 | 0 | 0 |  |  |  | 3 | 0 | 0 | 0 | 0 | 0 |  | 0 | 0 | 0 | 0 | 0 |  |  |  | 0 | 0 | 0 | 0 | 0 | 0
PG&E KERN | Arco | 230 | 0 | 0 | 0 | 0 | 0 |  |  |  | 0 | 43.2 | 21.7 | 25 | 0 | 0 |  | 0 | 0 | 0 | 0 | 0 |  |  |  | 0 | 0 | 0 | 0 | 0 | 0
PG&E KERN | Arco | 70 | 0 | 0 | 0 | 0 | 0 |  |  |  | 0 | 0 | 0 | 55 | 0 | 0 |  | 0 | 0 | 0 | 0 | 0 |  |  |  | 0 | 0 | 0 | 0 | 0 | 0
SCE Metro | ArcoGen | 230 | 0 | 0 | 0 | 0 | 0 |  |  |  | 0 | 0 | 0 | 0 | 0 | 0 |  | 0 | 0 | 0 | 0 | 0 |  |  |  | 0 | 0 | 0 | 0 | 0 | 0
SDGE | Artesian | 230 | 0 | 0 | 0 | 0 | 0 |  |  |  | 0 | 0 | 0 | 0 | 0 | 0 |  | 0 | 0 | 0 | 0 | 0 |  |  |  | 0 | 0 | 0 | 0 | 0 | 0
SDGE | Artesian | 69 | 0 | 0 | 0 | 0 | 0 |  |  |  | 0 | 0 | 0 | 0 | 0 | 0 |  | 0 | 0 | 0 | 0 | 0 |  |  |  | 0 | 0 | 0 | 0 | 0 | 0
PG&E FRESNO | Ashlan | 230 | 0 | 0 | 0 | 0 | 0 |  |  |  | 0 | 0 | 0 | 0 | 0 | 0 |  | 0 | 0 | 0 | 0 | 0 |  |  |  | 0 | 0 | 0 | 0 | 0 | 0
PG&E NGBA | Atlantic | 115 | 0 | 0 | 0 | 0 | 0 |  |  |  | 0 | 0 | 0 | 0 | 0 | 0 |  | 0 | 0 | 0 | 0 | 0 |  |  |  | 0 | 0 | 0 | 0 | 0 | 0
PG&E NGBA | Atlantic | 230 | 0 | 0 | 0 | 0 | 0 |  |  |  | 0 | 0 | 0 | 0 | 0 | 0 |  | 0 | 0 | 0 | 0 | 0 |  |  |  | 0 | 0 | 0 | 0 | 0 | 0
PG&E NGBA | Atlantic | 60 | 0 | 0 | 0 | 0 | 0 |  |  |  | 0 | 0 | 0 | 0 | 0 | 0 |  | 0 | 0 | 0 | 0 | 0 |  |  |  | 0 | 0 | 0 | 0 | 0 | 0
PG&E FRESNO | Atwater | 115 | 0 | 0 | 0 | 0 | 0 |  |  |  | 0 | 0 | 0 | 0 | 0 | 0 |  | 0 | 0 | 0 | 0 | 0 |  |  |  | 0 | 0 | 0 | 0 | 0 | 0
PG&E GBA | Avena | 115 | 0 | 0 | 0 | 0 | 0 |  |  |  | 0 | 0 | 0 | 0 | 0 | 0 |  | 0 | 0 | 0 | 0 | 0 |  |  |  | 0 | 0 | 0 | 0 | 0 | 0
SDGE | Avocado | 69 | 0 | 0 | 0 | 0 | 0 |  |  |  | 0 | 0 | 0 | 0 | 0 | 0 |  | 0 | 0 | 0 | 0 | 0 |  |  |  | 0 | 0 | 0 | 0 | 0 | 0
PG&E NGBA | Bahia | 230 | 0 | 0 | 0 | 0 | 0 |  |  |  | 0 | 0 | 0 | 0 | 0 | 0 |  | 0 | 0 | 0 | 0 | 0 |  |  |  | 0 | 0 | 0 | 0 | 0 | 0
SCE Northern | Bailey | 230 | 0 | 0 | 0 | 0 | 0 |  |  |  | 0 | 0 | 0 | 0 | 0 | 0 |  | 0 | 0 | 0 | 0 | 0 |  |  |  | 0 | 0 | 0 | 0 | 0 | 0
SCE NOL | Baker | 115 | 0 | 0 | 0 | 0 | 0 |  |  |  | 0 | 0 | 0 | 0 | 0 | 0 |  | 0 | 0 | 0 | 0 | 0 |  |  |  | 0 | 0 | 0 | 0 | 0 | 0
PG&E KERN | Bakersfield | 230 | 0 | 0 | 0 | 0 | 0 |  |  |  | 0 | 0 | 0 | 0 | 0 | 0 |  | 0 | 0 | 0 | 0 | 0 |  |  |  | 0 | 0 | 0 | 0 | 0 | 0
PG&E FRESNO | Balch | 230 | 0 | 0 | 0 | 0 | 0 |  |  |  | 0 | 0 | 0 | 0 | 0 | 0 |  | 0 | 0 | 0 | 0 | 0 |  |  |  | 0 | 0 | 0 | 0 | 0 | 0
SCE Eastern | Bannister | 230 | 0 | 0 | 0 | 0 | 0 |  |  |  | 0 | 0 | 0 | 0 | 0 | 0 |  | 0 | 0 | 0 | 0 | 0 |  |  |  | 0 | 0 | 0 | 0 | 0 | 0
SCE Metro | Barre | 230 | 0 | 0 | 0 | 0 | 0 |  |  |  | 0 | 20 | 0 | 0 | 0 | 0 |  | 0 | 0 | 0 | 0 | 0 |  |  |  | 0 | 0 | 0 | 0 | 0 | 0
SDGE | Bay Boulevard | 69 | 0 | 0 | 0 | 0 | 0 |  |  |  | 0 | 0 | 0 | 0 | 0 | 0 |  | 0 | 0 | 0 | 0 | 0 |  |  |  | 0 | 0 | 0 | 0 | 0 | 0
SDGE | Bay Boulevard | 230 | 0 | 0 | 0 | 0 | 0 |  |  |  | 0 | 0 | 0 | 0 | 0 | 0 |  | 0 | 0 | 0 | 0 | 0 |  |  |  | 0 | 0 | 0 | 0 | 0 | 0
SCE EOP | Beatty | 138 | 0 | 0 | 0 | 0 | 0 |  |  |  | 0 | 0 | 0 | 0 | 0 | 0 |  | 0 | 0 | 0 | 0 | 0 |  |  |  | 0 | 0 | 0 | 0 | 0 | 0
SCE EOP | Beatty | 230 | 0 | 0 | 0 | 0 | 0 |  |  |  | 0 | 0 | 0 | 0 | 0 | 0 |  | 0 | 0 | 0 | 0 | 0 |  |  |  | 0 | 0 | 0 | 0 | 0 | 0
PG&E NGBA | Belden | 230 | 0 | 0 | 0 | 0 | 0 |  |  |  | 0 | 0 | 0 | 0 | 0 | 0 |  | 0 | 0 | 0 | 0 | 0 |  |  |  | 0 | 0 | 0 | 0 | 0 | 0
PG&E NGBA | Bell | 115 | 0 | 0 | 0 | 0 | 0 |  |  |  | 0 | 0 | 0 | 0 | 0 | 0 |  | 0 | 0 | 0 | 0 | 0 |  |  |  | 0 | 0 | 0 | 0 | 0 | 0
PG&E NGBA | Bellevue | 115 | 0 | 0 | 0 | 0 | 0 |  |  |  | 0 | 0 | 0 | 0 | 0 | 0 |  | 0 | 0 | 0 | 0 | 0 |  |  |  | 0 | 0 | 0 | 0 | 0 | 0
PG&E GBA | Bellota | 115 | 0 | 0 | 0 | 0 | 0 |  |  |  | 0 | 0 | 0 | 0 | 0 | 0 |  | 0 | 0 | 0 | 0 | 0 |  |  |  | 0 | 0 | 0 | 0 | 0 | 0
PG&E GBA | Bellota | 230 | 0 | 0 | 0 | 0 | 0 |  |  |  | 0 | 0 | 0 | 0 | 0 | 0 |  | 0 | 0 | 0 | 0 | 0 |  |  |  | 0 | 0 | 0 | 0 | 0 | 0
SCE Northern | Big Creek | 230 | 0 | 0 | 0 | 0 | 0 |  |  |  | 0 | 0 | 0 | 0 | 0 | 0 |  | 0 | 0 | 0 | 0 | 0 |  |  |  | 0 | 0 | 0 | 0 | 0 | 0
PG&E FRESNO | Biola | 70 | 0 | 0 | 0 | 0 | 0 |  |  |  | 0 | 0 | 0 | 0 | 0 | 0 |  | 0 | 0 | 0 | 0 | 0 |  |  |  | 0 | 0 | 0 | 0 | 0 | 0
PG&E GBA | Birds Landing | 230 | 0 | 0 | 229.98 | 0 | 0 |  |  |  | 0 | 0 | 0 | 0 | 0 | 0 |  | 0 | 0 | 0 | 0 | 0 |  |  |  | 0 | 0 | 0 | 0 | 0 | 0
SCE Northern | Bliss | 66 | 0 | 0 | 0 | 0 | 0 |  |  |  | 0 | 0 | 0 | 0 | 0 | 0 |  | 0 | 0 | 0 | 0 | 0 |  |  |  | 0 | 0 | 0 | 0 | 0 | 0
SCE Eastern | Blythe | 161 | 0 | 0 | 0 | 0 | 0 |  |  |  | 0 | 300 | 0 | 150 | 0 | 0 |  | 0 | 0 | 0 | 0 | 0 |  |  |  | 0 | 0 | 0 | 0 | 0 | 0
PG&E NGBA | Bogue | 115 | 0 | 0 | 0 | 0 | 0 |  |  |  | 0 | 0 | 0 | 0 | 0 | 0 |  | 0 | 0 | 0 | 0 | 0 |  |  |  | 0 | 0 | 0 | 0 | 0 | 0
PG&E FRESNO | Borden | 230 | 0 | 0 | 0 | 0 | 0 |  |  |  | 0 | 0 | 0 | 0 | 0 | 0 |  | 0 | 0 | 0 | 0 | 0 |  |  |  | 0 | 0 | 0 | 0 | 0 | 0
PG&E FRESNO | Borden | 70 | 0 | 0 | 0 | 0 | 0 |  |  |  | 0 | 0 | 0 | 0 | 0 | 0 |  | 0 | 0 | 0 | 0 | 0 |  |  |  | 0 | 0 | 0 | 0 | 0 | 0
SDGE | Boulevard East | 138 | 0 | 0 | 0 | 0 | 0 |  |  |  | 0 | 0 | 0 | 0 | 0 | 0 |  | 0 | 0 | 0 | 0 | 0 |  |  |  | 0 | 0 | 0 | 0 | 0 | 0
SDGE | Boulevard East | 69 | 0 | 0 | 0 | 0 | 0 |  |  |  | 0 | 0 | 0 | 9.75 | 0 | 0 |  | 0 | 0 | 0 | 0 | 0 |  |  |  | 0 | 0 | 0 | 0 | 0 | 0
PG&E GBA | Brentwood | 230 | 0 | 0 | 0 | 0 | 0 |  |  |  | 0 | 0 | 0 | 0 | 0 | 0 |  | 0 | 0 | 0 | 0 | 0 |  |  |  | 0 | 0 | 0 | 0 | 0 | 0
PG&E NGBA | Bridgeville | 115 | 0 | 0 | 0 | 0 | 0 |  |  |  | 0 | 0 | 0 | 0 | 0 | 0 |  | 0 | 0 | 0 | 0 | 0 |  |  |  | 0 | 0 | 0 | 0 | 0 | 0
PG&E NGBA | Brighton | 115 | 0 | 0 | 0 | 0 | 0 |  |  |  | 0 | 0 | 0 | 0 | 0 | 0 |  | 0 | 0 | 0 | 0 | 0 |  |  |  | 0 | 0 | 0 | 0 | 0 | 0
PG&E NGBA | Brighton | 230 | 0 | 0 | 0 | 0 | 0 |  |  |  | 0 | 0 | 0 | 0 | 0 | 0 |  | 0 | 0 | 0 | 0 | 0 |  |  |  | 0 | 0 | 0 | 0 | 0 | 0
PG&E NGBA | Brunswick | 115 | 0 | 0 | 0 | 0 | 0 |  |  |  | 0 | 0 | 0 | 0 | 0 | 0 |  | 0 | 0 | 0 | 0 | 0 |  |  |  | 0 | 0 | 0 | 0 | 0 | 0
PG&E NGBA | Bucks Creek | 230 | 0 | 0 | 0 | 0 | 0 |  |  |  | 0 | 0 | 0 | 0 | 0 | 0 |  | 0 | 0 | 0 | 0 | 0 |  |  |  | 0 | 0 | 0 | 0 | 0 | 0
PG&E KERN | Buena Vista | 230 | 0 | 0 | 0 | 0 | 0 |  |  |  | 0 | 0 | 0 | 0 | 0 | 0 |  | 0 | 0 | 0 | 0 | 0 |  |  |  | 0 | 0 | 0 | 0 | 0 | 0
PG&E FRESNO | Bullard | 115 | 0 | 0 | 0 | 0 | 0 |  |  |  | 0 | 0 | 0 | 0 | 0 | 0 |  | 0 | 0 | 0 | 0 | 0 |  |  |  | 0 | 0 | 0 | 0 | 0 | 0
PG&E GBA | Burlingame | 115 | 0 | 0 | 0 | 0 | 0 |  |  |  | 0 | 0 | 0 | 0 | 0 | 0 |  | 0 | 0 | 0 | 0 | 0 |  |  |  | 0 | 0 | 0 | 0 | 0 | 0
PG&E NGBA | Burney Forest | 230 | 0 | 0 | 0 | 0 | 0 |  |  |  | 0 | 0 | 0 | 0 | 0 | 0 |  | 0 | 0 | 0 | 0 | 0 |  |  |  | 0 | 0 | 0 | 0 | 0 | 0
PG&E NGBA | Butte | 115 | 0 | 0 | 0 | 0 | 0 |  |  |  | 0 | 0 | 0 | 0 | 0 | 0 |  | 0 | 0 | 0 | 0 | 0 |  |  |  | 0 | 0 | 0 | 0 | 0 | 0
PG&E KERN | Cabrillo | 115 | 0 | 0 | 0 | 0 | 0 |  |  |  | 0 | 0 | 0 | 0 | 0 | 0 |  | 0 | 0 | 0 | 0 | 0 |  |  |  | 0 | 0 | 0 | 0 | 0 | 0
PG&E FRESNO | Cal Flats | 230 | 0 | 0 | 0 | 0 | 0 |  |  |  | 0 | 0 | 0 | 0 | 0 | 0 |  | 0 | 0 | 0 | 0 | 0 |  |  |  | 0 | 0 | 0 | 0 | 0 | 0
SCE NOL | Calcite | 230 | 0 | 0 | 0 | 0 | 0 |  |  |  | 0 | 0 | 0 | 0 | 0 | 0 |  | 0 | 0 | 0 | 0 | 0 |  |  |  | 0 | 0 | 0 | 0 | 0 | 0
PG&E KERN | Caliente | 230 | 0 | 0 | 0 | 0 | 0 |  |  |  | 0 | 0 | 0 | 0 | 0 | 0 |  | 0 | 0 | 0 | 0 | 0 |  |  |  | 0 | 0 | 0 | 0 | 0 | 0
PG&E FRESNO | California Ave | 115 | 0 | 0 | 0 | 0 | 0 |  |  |  | 0 | 0 | 0 | 0 | 0 | 0 |  | 0 | 0 | 0 | 0 | 0 |  |  |  | 0 | 0 | 0 | 0 | 0 | 0
PG&E KERN | Callender | 115 | 0 | 0 | 0 | 0 | 0 |  |  |  | 0 | 0 | 0 | 0 | 0 | 0 |  | 0 | 0 | 0 | 0 | 0 |  |  |  | 0 | 0 | 0 | 0 | 0 | 0
PG&E NGBA | Calpella | 115 | 0 | 0 | 0 | 0 | 0 |  |  |  | 0 | 0 | 0 | 0 | 0 | 0 |  | 0 | 0 | 0 | 0 | 0 |  |  |  | 0 | 0 | 0 | 0 | 0 | 0
PG&E GBA | Camanche | 230 | 0 | 0 | 0 | 0 | 0 |  |  |  | 0 | 0 | 0 | 0 | 0 | 0 |  | 0 | 0 | 0 | 0 | 0 |  |  |  | 0 | 0 | 0 | 0 | 0 | 0
SDGE | Cameron | 69 | 0 | 0 | 0 | 0 | 0 |  |  |  | 0.84 | 0 | 0 | 0 | 0 | 0 |  | 0 | 0 | 0 | 0 | 0 |  |  |  | 0 | 0 | 0 | 0 | 0 | 0
SDGE | Cannon | 69 | 0 | 0 | 0 | 0 | 0 |  |  |  | 0 | 0 | 0 | 0 | 0 | 0 |  | 0 | 0 | 0 | 0 | 0 |  |  |  | 0 | 0 | 0 | 0 | 0 | 0
PG&E FRESNO | Cantua | 115 | 0 | 0 | 0 | 0 | 0 |  |  |  | 0 | 0 | 0 | 0 | 0 | 0 |  | 0 | 0 | 0 | 0 | 0 |  |  |  | 0 | 0 | 0 | 0 | 0 | 0
SDGE | Capistrano | 138 | 0 | 0 | 0 | 0 | 0 |  |  |  | 0 | 0 | 0 | 0 | 0 | 0 |  | 0 | 0 | 0 | 0 | 0 |  |  |  | 0 | 0 | 0 | 0 | 0 | 0
SDGE | Capistrano | 230 | 0 | 0 | 0 | 0 | 0 |  |  |  | 0 | 0 | 0 | 0 | 0 | 0 |  | 0 | 0 | 0 | 0 | 0 |  |  |  | 0 | 0 | 0 | 0 | 0 | 0
PG&E NGBA | Carberry | 230 | 0 | 0 | 0 | 0 | 0 |  |  |  | 0 | 0 | 0 | 0 | 0 | 0 |  | 0 | 0 | 0 | 0 | 0 |  |  |  | 0 | 0 | 0 | 0 | 0 | 0
SCE Eastern | Cardiff | 66 | 0 | 0 | 0 | 0 | 0 |  |  |  | 0 | 0 | 0 | 0 | 0 | 0 |  | 0 | 0 | 0 | 0 | 0 |  |  |  | 0 | 0 | 0 | 0 | 0 | 0
PG&E NGBA | Caribou | 60 | 0 | 0 | 0 | 0 | 0 |  |  |  | 0 | 0 | 0 | 0 | 0 | 0 |  | 0 | 0 | 0 | 0 | 0 |  |  |  | 0 | 0 | 0 | 0 | 0 | 0
PG&E NGBA | Caribou | 115 | 0 | 0 | 0 | 0 | 0 |  |  |  | 0 | 0 | 0 | 0 | 0 | 0 |  | 0 | 0 | 0 | 0 | 0 |  |  |  | 0 | 0 | 0 | 0 | 0 | 0
PG&E NGBA | Caribou | 230 | 0 | 0 | 0 | 0 | 0 |  |  |  | 0 | 0 | 0 | 0 | 0 | 0 |  | 0 | 0 | 0 | 0 | 0 |  |  |  | 0 | 0 | 0 | 0 | 0 | 0
SCE EOP | Carpenter Canyon (fka Gamebird) | 138 | 0 | 0 | 0 | 0 | 0 |  |  |  | 0 | 0 | 0 | 0 | 0 | 0 |  | 0 | 0 | 0 | 0 | 0 |  |  |  | 0 | 0 | 0 | 0 | 0 | 0
SCE EOP | Carpenter Canyon (fka Gamebird) | 230 | 0 | 0 | 0 | 0 | 0 |  |  |  | 0 | 0 | 0 | 0 | 0 | 0 |  | 0 | 0 | 0 | 0 | 0 |  |  |  | 0 | 0 | 0 | 0 | 0 | 0
PG&E NGBA | Carquinez | 115 | 0 | 0 | 0 | 0 | 0 |  |  |  | 0 | 0 | 0 | 0 | 0 | 0 |  | 0 | 0 | 0 | 0 | 0 |  |  |  | 0 | 0 | 0 | 0 | 0 | 0
SDGE | Carrizo Gorge | 138 | 0 | 0 | 0 | 0 | 0 |  |  |  | 0 | 0 | 90 | 0 | 0 | 0 |  | 0 | 0 | 0 | 0 | 0 |  |  |  | 0 | 0 | 0 | 0 | 0 | 0
PG&E KERN | Carrizo Plains | 115 | 0 | 0 | 0 | 0 | 0 |  |  |  | 0 | 0 | 0 | 0 | 0 | 0 |  | 0 | 0 | 0 | 0 | 0 |  |  |  | 0 | 0 | 0 | 0 | 0 | 0
PG&E KERN | Casaloma | 230 | 0 | 0 | 0 | 0 | 0 |  |  |  | 0 | 0 | 0 | 0 | 0 | 0 |  | 0 | 0 | 0 | 0 | 0 |  |  |  | 0 | 0 | 0 | 0 | 0 | 0
PG&E GBA | Castro Valley | 230 | 0 | 0 | 0 | 0 | 0 |  |  |  | 0 | 0 | 0 | 0 | 0 | 0 |  | 0 | 0 | 0 | 0 | 0 |  |  |  | 0 | 0 | 0 | 0 | 0 | 0
PG&E GBA | Cayetano | 230 | 0 | 0 | 0 | 0 | 0 |  |  |  | 0 | 0 | 100 | 0 | 0 | 0 |  | 0 | 0 | 0 | 0 | 0 |  |  |  | 0 | 0 | 0 | 0 | 0 | 0
SCE Metro | Center | 230 | 0 | 0 | 0 | 0 | 0 |  |  |  | 0 | 0 | 0 | 90 | 0 | 0 |  | 0 | 0 | 0 | 0 | 0 |  |  |  | 0 | 0 | 0 | 0 | 0 | 0
PG&E KERN | Charca | 115 | 0 | 0 | 0 | 0 | 0 |  |  |  | 0 | 0 | 0 | 0 | 0 | 0 |  | 0 | 0 | 0 | 0 | 0 |  |  |  | 0 | 0 | 0 | 0 | 0 | 0
SCE EOP | Charleston | 138 | 0 | 0 | 0 | 0 | 0 |  |  |  | 0 | 0 | 0 | 0 | 0 | 0 |  | 0 | 0 | 0 | 0 | 0 |  |  |  | 0 | 0 | 0 | 0 | 0 | 0
SCE Metro | Chevmain | 230 | 0 | 0 | 0 | 0 | 0 |  |  |  | 0 | 0 | 0 | 0 | 0 | 0 |  | 0 | 0 | 0 | 0 | 0 |  |  |  | 0 | 0 | 0 | 0 | 0 | 0
SDGE | Chicarita | 138 | 0 | 0 | 0 | 0 | 0 |  |  |  | 0 | 0 | 0 | 0 | 0 | 0 |  | 0 | 0 | 0 | 0 | 0 |  |  |  | 0 | 0 | 0 | 0 | 0 | 0
SCE Metro | Chino | 230 | 0 | 0 | 0 | 0 | 0 |  |  |  | 0 | 0 | 0 | 0 | 0 | 0 |  | 0 | 0 | 0 | 0 | 0 |  |  |  | 0 | 0 | 0 | 0 | 0 | 0
PG&E FRESNO | Chowchilla | 115 | 0 | 0 | 0 | 0 | 0 |  |  |  | 0 | 0 | 0 | 0 | 0 | 0 |  | 0 | 0 | 0 | 0 | 0 |  |  |  | 0 | 0 | 0 | 0 | 0 | 0
PG&E GBA | Christie | 60 | 0 | 0 | 0 | 0 | 0 |  |  |  | 0 | 0 | 0 | 0 | 0 | 0 |  | 0 | 0 | 0 | 0 | 0 |  |  |  | 0 | 0 | 0 | 0 | 0 | 0
PG&E GBA | Christie | 115 | 0 | 0 | 0 | 0 | 0 |  |  |  | 0 | 0 | 0 | 0 | 0 | 0 |  | 0 | 0 | 0 | 0 | 0 |  |  |  | 0 | 0 | 0 | 0 | 0 | 0
SCE Eastern | Cielo Azul | 500 | 0 | 0 | 0 | 0 | 0 |  |  |  | 0 | 0 | 0 | 900 | 0 | 0 |  | 0 | 0 | 0 | 0 | 0 |  |  |  | 0 | 0 | 0 | 0 | 0 | 0
PG&E GBA | Clay | 60 | 0 | 0 | 0 | 0 | 0 |  |  |  | 0 | 0 | 0 | 0 | 0 | 0 |  | 0 | 0 | 0 | 0 | 0 |  |  |  | 0 | 0 | 0 | 0 | 0 | 0
PG&E GBA | Clayton | 115 | 0 | 0 | 0 | 0 | 0 |  |  |  | 0 | 0 | 0 | 0 | 0 | 0 |  | 0 | 0 | 0 | 0 | 0 |  |  |  | 0 | 0 | 0 | 0 | 0 | 0
PG&E NGBA | Cloverdale | 115 | 0 | 0 | 0 | 0 | 0 |  |  |  | 0 | 0 | 0 | 0 | 0 | 0 |  | 0 | 0 | 0 | 0 | 0 |  |  |  | 0 | 0 | 0 | 0 | 0 | 0
PG&E FRESNO | Clovis | 115 | 0 | 0 | 0 | 0 | 0 |  |  |  | 0 | 0 | 0 | 0 | 0 | 0 |  | 0 | 0 | 0 | 0 | 0 |  |  |  | 0 | 0 | 0 | 0 | 0 | 0
PG&E GBA | Coburn | 230 | 0 | 0 | 0 | 0 | 0 |  |  |  | 0 | 0 | 0 | 0 | 0 | 0 |  | 0 | 0 | 0 | 0 | 0 |  |  |  | 0 | 0 | 0 | 0 | 0 | 0
PG&E GBA | Coburn | 60 | 0 | 0 | 0 | 0 | 0 |  |  |  | 0 | 0 | 0 | 0 | 1.5 | 0 |  | 0 | 0 | 0 | 0 | 0 |  |  |  | 0 | 0 | 0 | 0 | 0 | 0
PG&E NGBA | Colgate | 230 | 0 | 0 | 0 | 0 | 0 |  |  |  | 0 | 0 | 0 | 0 | 0 | 0 |  | 0 | 0 | 0 | 0 | 0 |  |  |  | 0 | 0 | 0 | 0 | 0 | 0
PG&E GBA | Collierville | 230 | 0 | 0 | 0 | 0 | 0 |  |  |  | 0 | 0 | 0 | 0 | 0 | 0 |  | 0 | 0 | 0 | 0 | 0 |  |  |  | 0 | 0 | 0 | 0 | 0 | 0
PG&E GBA | Collinsville | 230 | 0 | 0 | 0 | 0 | 0 |  |  |  | 0 | 0 | 0 | 0 | 0 | 0 |  | 0 | 0 | 0 | 0 | 0 |  |  |  | 0 | 0 | 0 | 0 | 0 | 0
PG&E GBA | Collinsville | 500 | 0 | 0 | 0 | 0 | 0 |  |  |  | 0 | 0 | 0 | 0 | 0 | 0 |  | 0 | 0 | 0 | 0 | 0 |  |  |  | 0 | 0 | 0 | 0 | 0 | 0
SCE Eastern | Colorado River | 230 | 0 | 0 | 0 | 0 | 0 |  |  |  | 0 | 0 | 0 | 0 | 0 | 0 |  | 0 | 0 | 0 | 0 | 0 |  |  |  | 0 | 0 | 0 | 0 | 0 | 0
SCE Eastern | Colorado River | 500 | 0 | 0 | 0 | 0 | 0 |  |  |  | 0 | 0 | 0 | 0 | 0 | 0 |  | 0 | 0 | 0 | 0 | 0 |  |  |  | 0 | 0 | 0 | 0 | 0 | 0
PG&E KERN | Columbus | 115 | 0 | 0 | 0 | 0 | 0 |  |  |  | 0 | 0 | 0 | 0 | 0 | 0 |  | 0 | 0 | 0 | 0 | 0 |  |  |  | 0 | 0 | 0 | 0 | 0 | 0
PG&E GBA | Contra Costa | 115 | 0 | 0 | 0 | 0 | 0 |  |  |  | 0 | 0 | 0 | 0 | 0 | 0 |  | 0 | 0 | 0 | 0 | 0 |  |  |  | 0 | 0 | 0 | 0 | 0 | 0
PG&E GBA | Contra Costa | 230 | 0 | 0 | 0 | 0 | 0 |  |  |  | 0 | 0 | 0 | 0 | 0 | 0 |  | 0 | 0 | 0 | 0 | 0 |  |  |  | 0 | 0 | 0 | 0 | 0 | 0
PG&E GBA | Contra Costa PP | 230 | 0 | 0 | 0 | 0 | 0 |  |  |  | 0 | 0 | 0 | 0 | 0 | 0 |  | 0 | 0 | 0 | 0 | 0 |  |  |  | 0 | 0 | 0 | 0 | 0 | 0
SCE NOL | Control | 115 | 0 | 0 | 0 | 0 | 0 |  |  |  | 0 | 0 | 0 | 0 | 0 | 0 |  | 0 | 0 | 0 | 0 | 0 |  |  |  | 0 | 0 | 0 | 0 | 0 | 0
SCE NOL | Control | 55 | 0 | 0 | 0 | 0 | 0 |  |  |  | 0 | 0 | 0 | 0 | 0 | 0 |  | 0 | 0 | 0 | 0 | 0 |  |  |  | 0 | 0 | 0 | 0 | 0 | 0
PG&E GBA | Cooley Landing | 115 | 0 | 0 | 0 | 0 | 0 |  |  |  | 0 | 0 | 0 | 0 | 0 | 0 |  | 0 | 0 | 0 | 0 | 0 |  |  |  | 0 | 0 | 0 | 0 | 0 | 0
PG&E GBA | Cooley Landing | 60 | 0 | 0 | 0 | 0 | 0 |  |  |  | 0 | 0 | 0 | 0 | 0 | 0 |  | 0 | 0 | 0 | 0 | 0 |  |  |  | 0 | 0 | 0 | 0 | 0 | 0
SCE NOL | Coolwater | 230 | 0 | 0 | 0 | 0 | 0 |  |  |  | 0 | 0 | 0 | 0 | 0 | 0 |  | 0 | 0 | 0 | 0 | 0 |  |  |  | 0 | 0 | 0 | 0 | 0 | 0
SCE NOL | Coolwater | 115 | 0 | 0 | 0 | 0 | 0 |  |  |  | 0 | 0 | 0 | 0 | 0 | 0 |  | 0 | 0 | 0 | 0 | 0 |  |  |  | 0 | 0 | 0 | 0 | 0 | 0
PG&E KERN | Copus | 70 | 0 | 0 | 0 | 0 | 0 |  |  |  | 0 | 0 | 0 | 0 | 0 | 0 |  | 0 | 0 | 0 | 0 | 0 |  |  |  | 0 | 0 | 0 | 0 | 0 | 0
PG&E FRESNO | Corcoran | 70 | 0 | 0 | 0 | 0 | 0 |  |  |  | 0 | 0 | 0 | 0 | 0 | 0 |  | 0 | 0 | 0 | 0 | 0 |  |  |  | 0 | 0 | 0 | 0 | 0 | 0
PG&E FRESNO | Corcoran | 115 | 0 | 0 | 0 | 0 | 0 |  |  |  | 0 | 0 | 0 | 0 | 0 | 0 |  | 0 | 0 | 0 | 0 | 0 |  |  |  | 0 | 0 | 0 | 0 | 0 | 0
PG&E NGBA | Corona | 115 | 0 | 0 | 0 | 0 | 0 |  |  |  | 0 | 0 | 0 | 0 | 0 | 0 |  | 0 | 0 | 0 | 0 | 0 |  |  |  | 0 | 0 | 0 | 0 | 0 | 0
PG&E NGBA | Cortina | 230 | 0 | 0 | 0 | 0 | 0 |  |  |  | 0 | 0 | 0 | 0 | 0 | 0 |  | 0 | 0 | 0 | 0 | 0 |  |  |  | 0 | 0 | 0 | 0 | 0 | 0
PG&E NGBA | Cortina | 115 | 0 | 0 | 0 | 0 | 0 |  |  |  | 0 | 0 | 0 | 0 | 0 | 0 |  | 0 | 0 | 0 | 0 | 0 |  |  |  | 0 | 0 | 0 | 0 | 0 | 0
PG&E GBA | Cottle | 230 | 0 | 0 | 0 | 0 | 0 |  |  |  | 0 | 0 | 0 | 0 | 0 | 0 |  | 0 | 0 | 0 | 0 | 0 |  |  |  | 0 | 0 | 0 | 0 | 0 | 0
PG&E NGBA | Cottonwood | 115 | 0 | 0 | 0 | 0 | 0 |  |  |  | 0 | 0 | 0 | 0 | 0 | 0 |  | 0 | 0 | 0 | 0 | 0 |  |  |  | 0 | 0 | 0 | 0 | 0 | 0
PG&E NGBA | Cottonwood | 230 | 0 | 0 | 0 | 0 | 0 |  |  |  | 0 | 0 | 0 | 0 | 0 | 0 |  | 0 | 0 | 0 | 0 | 0 |  |  |  | 0 | 0 | 0 | 0 | 0 | 0
PG&E NGBA | Cottonwood | 60 | 0 | 0 | 0 | 0 | 0 |  |  |  | 0 | 0 | 0 | 0 | 0 | 0 |  | 0 | 0 | 0 | 0 | 0 |  |  |  | 0 | 0 | 0 | 0 | 0 | 0
PG&E NGBA | Cove Road | 230 | 0 | 0 | 0 | 0 | 0 |  |  |  | 0 | 0 | 0 | 0 | 0 | 0 |  | 0 | 0 | 0 | 0 | 0 |  |  |  | 0 | 0 | 0 | 0 | 0 | 0
PG&E GBA | Coyote | 230 | 0 | 0 | 0 | 0 | 0 |  |  |  | 0 | 0 | 0 | 0 | 0 | 0 |  | 0 | 0 | 0 | 0 | 0 |  |  |  | 0 | 0 | 0 | 0 | 0 | 0
PG&E GBA | Crazy Horse Canyon | 115 | 0 | 0 | 0 | 0 | 0 |  |  |  | 0 | 0 | 0 | 0 | 0 | 0 |  | 0 | 0 | 0 | 0 | 0 |  |  |  | 0 | 0 | 0 | 0 | 0 | 0
SDGE | Creelman | 69 | 0 | 0 | 0 | 0 | 0 |  |  |  | 0 | 0 | 0 | 0 | 0 | 0 |  | 0 | 0 | 0 | 0 | 0 |  |  |  | 0 | 0 | 0 | 0 | 0 | 0
PG&E FRESNO | Crescent | 70 | 0 | 0 | 0 | 0 | 0 |  |  |  | 0 | 0 | 0 | 0 | 0 | 0 |  | 0 | 0 | 0 | 0 | 0 |  |  |  | 0 | 0 | 0 | 0 | 0 | 0
PG&E FRESNO | Cressey | 115 | 0 | 0 | 0 | 0 | 0 |  |  |  | 0 | 0 | 0 | 0 | 0 | 0 |  | 0 | 0 | 0 | 0 | 0 |  |  |  | 0 | 0 | 0 | 0 | 0 | 0
PG&E NGBA | Cresta | 230 | 0 | 0 | 0 | 0 | 0 |  |  |  | 0 | 0 | 0 | 0 | 0 | 0 |  | 0 | 0 | 0 | 0 | 0 |  |  |  | 0 | 0 | 0 | 0 | 0 | 0
SDGE | Crestwood | 69 | 0 | 0 | 0 | 0 | 0 |  |  |  | 0 | 0 | 0 | 0 | 0 | 0 |  | 0 | 0 | 0 | 0 | 0 |  |  |  | 0 | 0 | 0 | 0 | 0 | 0
PG&E GBA | Crow Creek | 60 | 0 | 0 | 0 | 0 | 0 |  |  |  | 0 | 6 | 14 | 20 | 0 | 0 |  | 0 | 0 | 0 | 0 | 0 |  |  |  | 0 | 0 | 0 | 0 | 0 | 0
PG&E GBA | Crows Landing | 60 | 0 | 0 | 0 | 0 | 0 |  |  |  | 0 | 0 | 0 | 0 | 0 | 0 |  | 0 | 0 | 0 | 0 | 0 |  |  |  | 0 | 0 | 0 | 0 | 0 | 0
PG&E GBA | Curtis | 115 | 0 | 0 | 0 | 0 | 0 |  |  |  | 0 | 0 | 0 | 0 | 0 | 0 |  | 0 | 0 | 0 | 0 | 0 |  |  |  | 0 | 0 | 0 | 0 | 0 | 0
PG&E FRESNO | Dairyland | 115 | 0 | 0 | 0 | 0 | 0 |  |  |  | 0 | 0 | 0 | 0 | 0 | 0 |  | 0 | 0 | 0 | 0 | 0 |  |  |  | 0 | 0 | 0 | 0 | 0 | 0
PG&E NGBA | Davis | 115 | 0 | 0 | 0 | 0 | 0 |  |  |  | 0 | 0 | 0 | 0 | 0 | 0 |  | 0 | 0 | 0 | 0 | 0 |  |  |  | 0 | 0 | 0 | 0 | 0 | 0
SCE Metro | Del Amo | 500 | 0 | 0 | 0 | 0 | 0 |  |  |  | 0 | 0 | 0 | 0 | 0 | 0 |  | 0 | 0 | 0 | 0 | 0 |  |  |  | 0 | 0 | 0 | 0 | 0 | 0
SCE Metro | Del Amo | 230 | 0 | 0 | 0 | 0 | 0 |  |  |  | 0 | 0 | 0 | 0 | 0 | 0 |  | 0 | 0 | 0 | 0 | 0 |  |  |  | 0 | 0 | 0 | 0 | 0 | 0
SCE Eastern | Delaney | 500 | 0 | 0 | 0 | 0 | 0 |  |  |  | 0 | 0 | 0 | 0 | 0 | 0 |  | 0 | 0 | 0 | 0 | 0 |  |  |  | 0 | 0 | 0 | 0 | 0 | 0
PG&E NGBA | Delevan | 230 | 0 | 0 | 0 | 0 | 0 |  |  |  | 0 | 0 | 0 | 0 | 0 | 0 |  | 0 | 0 | 0 | 0 | 0 |  |  |  | 0 | 0 | 0 | 0 | 0 | 0
PG&E GBA | Delta PP | 230 | 0 | 0 | 0 | 0 | 0 |  |  |  | 0 | 0 | 0 | 0 | 0 | 0 |  | 0 | 0 | 0 | 0 | 0 |  |  |  | 0 | 0 | 0 | 0 | 0 | 0
SCE EOP | Desert View | 230 | 0 | 0 | 0 | 0 | 0 |  |  |  | 0 | 0 | 0 | 0 | 0 | 0 |  | 0 | 0 | 0 | 0 | 0 |  |  |  | 0 | 0 | 0 | 0 | 0 | 0
SCE Eastern | Devers | 230 | 0 | 0 | 57 | 0 | 0 |  |  |  | 0 | 0 | 0 | 345 | 360 | 0 |  | 0 | 0 | 0 | 0 | 0 |  |  |  | 0 | 0 | 0 | 0 | 0 | 0
SCE Eastern | Devers | 500 | 0 | 0 | 0 | 0 | 0 |  |  |  | 0 | 0 | 0 | 0 | 0 | 0 |  | 0 | 0 | 0 | 0 | 0 |  |  |  | 0 | 0 | 0 | 0 | 0 | 0
PG&E KERN | Diablo Canyon | 230 | 0 | 0 | 0 | 0 | 0 |  |  |  | 0 | 0 | 0 | 0 | 0 | 0 |  | 0 | 0 | 0 | 0 | 0 |  |  |  | 0 | 0 | 0 | 0 | 0 | 0
PG&E KERN | Diablo Canyon | 500 | 0 | 0 | 0 | 0 | 0 |  |  |  | 0 | 0 | 0 | 0 | 0 | 0 |  | 0 | 0 | 0 | 0 | 0 |  |  |  | 0 | 0 | 0 | 0 | 0 | 0
PG&E KERN | Divide | 115 | 0 | 0 | 0 | 0 | 0 |  |  |  | 0 | 0 | 0 | 0 | 0 | 0 |  | 0 | 0 | 0 | 0 | 0 |  |  |  | 0 | 0 | 0 | 0 | 0 | 0
PG&E GBA | Dixon Landing | 115 | 0 | 0 | 0 | 0 | 0 |  |  |  | 0 | 0 | 0 | 0 | 0 | 0 |  | 0 | 0 | 0 | 0 | 0 |  |  |  | 0 | 0 | 0 | 0 | 0 | 0
PG&E FRESNO | Dos Amigos | 230 | 0 | 0 | 0 | 0 | 0 |  |  |  | 0 | 0 | 0 | 0 | 0 | 0 |  | 0 | 0 | 0 | 0 | 0 |  |  |  | 0 | 0 | 0 | 0 | 0 | 0
PG&E NGBA | Drum | 115 | 0 | 0 | 0 | 0 | 0 |  |  |  | 0 | 0 | 0 | 0 | 0 | 0 |  | 0 | 0 | 0 | 0 | 0 |  |  |  | 0 | 0 | 0 | 0 | 0 | 0
PG&E GBA | Dumbarton | 115 | 0 | 0 | 0 | 0 | 0 |  |  |  | 0 | 0 | 0 | 0 | 0 | 0 |  | 0 | 0 | 0 | 0 | 0 |  |  |  | 0 | 0 | 0 | 0 | 0 | 0
SCE NOL | Dunn Siding | 115 | 0 | 0 | 0 | 0 | 0 |  |  |  | 0 | 0 | 0 | 0 | 0 | 0 |  | 0 | 0 | 0 | 0 | 0 |  |  |  | 0 | 0 | 0 | 0 | 0 | 0
SCE Eastern | Eagle Mountain | 230 | 0 | 0 | 0 | 0 | 0 |  |  |  | 0 | 0 | 0 | 0 | 0 | 0 |  | 0 | 0 | 0 | 0 | 0 |  |  |  | 0 | 0 | 0 | 0 | 0 | 0
PG&E NGBA | Eagle Rock (PGE) | 60 | 0 | 0 | 0 | 0 | 0 |  |  |  | 0 | 0 | 0 | 0 | 0 | 0 |  | 0 | 0 | 0 | 0 | 0 |  |  |  | 0 | 0 | 0 | 0 | 0 | 0
PG&E NGBA | Eagle Rock (PGE) | 115 | 0 | 0 | 0 | 0 | 0 |  |  |  | 0 | 0 | 0 | 0 | 0 | 0 |  | 7 | 0 | 0 | 0 | 0 |  |  |  | 0 | 0 | 0 | 0 | 0 | 0
SCE Metro | Eagle Rock (SCE) | 230 | 0 | 0 | 0 | 0 | 0 |  |  |  | 0 | 0 | 0 | 0 | 0 | 0 |  | 0 | 0 | 0 | 0 | 0 |  |  |  | 0 | 0 | 0 | 0 | 0 | 0
PG&E NGBA | East Marysville | 115 | 0 | 0 | 0 | 0 | 0 |  |  |  | 0 | 0 | 0 | 0 | 0 | 0 |  | 0 | 0 | 0 | 0 | 0 |  |  |  | 0 | 0 | 0 | 0 | 0 | 0
PG&E NGBA | East Nicolaus | 115 | 0 | 0 | 0 | 0 | 0 |  |  |  | 0 | 0 | 0 | 0 | 0 | 0 |  | 0 | 0 | 0 | 0 | 0 |  |  |  | 0 | 0 | 0 | 0 | 0 | 0
PG&E NGBA | East Nicolaus | 60 | 0 | 0 | 0 | 0 | 0 |  |  |  | 0 | 0 | 0 | 0 | 0 | 0 |  | 0 | 0 | 0 | 0 | 0 |  |  |  | 0 | 0 | 0 | 0 | 0 | 0
PG&E GBA | Eastshore | 115 | 0 | 0 | 0 | 0 | 0 |  |  |  | 0 | 0 | 0 | 0 | 0 | 0 |  | 0 | 0 | 0 | 0 | 0 |  |  |  | 0 | 0 | 0 | 0 | 0 | 0
PG&E GBA | Eastshore | 230 | 0 | 0 | 0 | 0 | 0 |  |  |  | 0 | 0 | 0 | 0 | 0 | 0 |  | 0 | 0 | 0 | 0 | 0 |  |  |  | 0 | 0 | 0 | 0 | 0 | 0
SDGE | ECO | 138 | 0 | 0 | 0 | 0 | 0 |  |  |  | 0 | 0 | 0 | 0 | 0 | 0 |  | 0 | 0 | 0 | 0 | 0 |  |  |  | 0 | 0 | 0 | 0 | 0 | 0
SDGE | ECO | 230 | 0 | 0 | 0 | 0 | 0 |  |  |  | 0 | 0 | 0 | 0 | 0 | 0 |  | 0 | 0 | 0 | 0 | 0 |  |  |  | 0 | 0 | 0 | 0 | 0 | 0
SDGE | ECO | 500 | 0 | 0 | 0 | 0 | 0 |  |  |  | 0 | 0 | 0 | 0 | 0 | 0 |  | 0 | 0 | 0 | 0 | 0 |  |  |  | 0 | 0 | 0 | 0 | 0 | 0
PG&E GBA | Edenvale | 115 | 0 | 0 | 0 | 0 | 0 |  |  |  | 0 | 0 | 0 | 0 | 0 | 0 |  | 0 | 0 | 0 | 0 | 0 |  |  |  | 0 | 0 | 0 | 0 | 0 | 0
PG&E GBA | Edes | 115 | 0 | 0 | 0 | 0 | 0 |  |  |  | 0 | 0 | 0 | 0 | 0 | 0 |  | 0 | 0 | 0 | 0 | 0 |  |  |  | 0 | 0 | 0 | 0 | 0 | 0
PG&E GBA | Eight Mile | 230 | 0 | 0 | 0 | 0 | 0 |  |  |  | 0 | 0 | 0 | 0 | 0 | 0 |  | 0 | 0 | 0 | 0 | 0 |  |  |  | 0 | 0 | 0 | 0 | 0 | 0
SDGE | El Cajon | 69 | 0 | 0 | 0 | 0 | 0 |  |  |  | 0 | 0 | 0 | 50 | 0 | 0 |  | 0 | 0 | 0 | 0 | 0 |  |  |  | 0 | 0 | 0 | 0 | 0 | 0
SCE Eastern | El Casco | 230 | 0 | 0 | 0 | 0 | 0 |  |  |  | 0 | 0 | 0 | 165 | 0 | 0 |  | 0 | 0 | 0 | 0 | 0 |  |  |  | 0 | 0 | 0 | 0 | 0 | 0
PG&E GBA | El Cerrito G | 115 | 0 | 0 | 0 | 0 | 0 |  |  |  | 0 | 0 | 0 | 0 | 0 | 0 |  | 0 | 0 | 0 | 0 | 0 |  |  |  | 0 | 0 | 0 | 0 | 0 | 0
PG&E NGBA | El Dorado PH | 115 | 0 | 0 | 0 | 0 | 0 |  |  |  | 0 | 0 | 0 | 0 | 0 | 0 |  | 0 | 0 | 0 | 0 | 0 |  |  |  | 0 | 0 | 0 | 0 | 0 | 0
PG&E FRESNO | El Nido (PGE) | 115 | 0 | 0 | 0 | 0 | 0 |  |  |  | 0 | 0 | 0 | 0 | 0 | 0 |  | 0 | 0 | 0 | 0 | 0 |  |  |  | 0 | 0 | 0 | 0 | 0 | 0
SCE Metro | El Nido (SCE) | 230 | 0 | 0 | 0 | 0 | 0 |  |  |  | 0 | 0 | 0 | 0 | 0 | 0 |  | 0 | 0 | 0 | 0 | 0 |  |  |  | 0 | 0 | 0 | 0 | 0 | 0
PG&E GBA | El Patio | 115 | 0 | 0 | 0 | 0 | 0 |  |  |  | 0 | 0 | 0 | 0 | 0 | 0 |  | 0 | 0 | 0 | 0 | 0 |  |  |  | 0 | 0 | 0 | 0 | 0 | 0
SCE Metro | El Segundo | 230 | 0 | 0 | 0 | 0 | 0 |  |  |  | 0 | 0 | 0 | 0 | 0 | 0 |  | 0 | 0 | 0 | 0 | 0 |  |  |  | 0 | 0 | 0 | 0 | 0 | 0
SCE EOP | Eldorado | 230 | 0 | 0 | 0 | 0 | 0 |  |  |  | 0 | 0 | 0 | 279 | 0 | 0 |  | 0 | 0 | 0 | 0 | 0 |  |  |  | 0 | 0 | 0 | 0 | 0 | 0
SCE EOP | Eldorado | 500 | 0 | 0 | 0 | 0 | 0 |  |  |  | 0 | 0 | 0 | 0 | 0 | 0 |  | 0 | 0 | 0 | 0 | 0 |  |  |  | 0 | 0 | 0 | 0 | 0 | 0
SCE Northern | Elizabeth Lake | 66 | 0 | 0 | 0 | 0 | 0 |  |  |  | 0 | 0 | 0 | 0 | 0 | 0 |  | 0 | 0 | 0 | 0 | 0 |  |  |  | 0 | 0 | 0 | 0 | 0 | 0
PG&E KERN | Elk Hills | 230 | 0 | 0 | 0 | 0 | 0 |  |  |  | 0 | 0 | 0 | 0 | 0 | 0 |  | 0 | 0 | 0 | 0 | 0 |  |  |  | 0 | 0 | 0 | 0 | 0 | 0
SDGE | Elliot | 69 | 0 | 0 | 0 | 0 | 0 |  |  |  | 0 | 0 | 0 | 9.75 | 0 | 0 |  | 0 | 0 | 0 | 0 | 0 |  |  |  | 0 | 0 | 0 | 0 | 0 | 0
SCE Metro | Ellis | 230 | 0 | 0 | 0 | 0 | 0 |  |  |  | 0 | 0 | 0 | 0 | 0 | 0 |  | 0 | 0 | 0 | 0 | 0 |  |  |  | 0 | 0 | 0 | 0 | 0 | 0
SDGE | Encina | 138 | 0 | 0 | 0 | 0 | 0 |  |  |  | 0 | 0 | 0 | 0 | 0 | 0 |  | 0 | 0 | 0 | 0 | 0 |  |  |  | 0 | 0 | 0 | 0 | 0 | 0
SDGE | Encina | 230 | 0 | 0 | 0 | 0 | 0 |  |  |  | 0 | 0 | 0 | 0 | 0 | 0 |  | 0 | 0 | 0 | 0 | 0 |  |  |  | 0 | 0 | 0 | 0 | 0 | 0
SDGE | Escondido | 230 | 0 | 0 | 0 | 0 | 0 |  |  |  | 0 | 0 | 0 | 0 | 0 | 0 |  | 0 | 0 | 0 | 0 | 0 |  |  |  | 0 | 0 | 0 | 0 | 0 | 0
SDGE | Escondido | 69 | 0 | 0 | 0 | 0 | 0 |  |  |  | 0 | 0 | 0 | 0 | 0 | 0 |  | 0 | 0 | 0 | 0 | 0 |  |  |  | 0 | 0 | 0 | 13 | 0 | 0
PG&E KERN | Estrella | 230 | 0 | 0 | 0 | 0 | 0 |  |  |  | 0 | 0 | 0 | 0 | 0 | 0 |  | 0 | 0 | 0 | 0 | 0 |  |  |  | 0 | 0 | 0 | 0 | 0 | 0
SCE Eastern | Etiwanda | 230 | 0 | 0 | 0 | 0 | 0 |  |  |  | 0 | 0 | 0 | 100 | 0 | 0 |  | 0 | 0 | 0 | 0 | 0 |  |  |  | 0 | 0 | 0 | 0 | 0 | 0
PG&E GBA | Evergreen | 115 | 0 | 0 | 0 | 0 | 0 |  |  |  | 0 | 0 | 0 | 0 | 0 | 0 |  | 0 | 0 | 0 | 0 | 0 |  |  |  | 0 | 0 | 0 | 0 | 0 | 0
PG&E GBA | Evergreen | 60 | 0 | 0 | 0 | 0 | 0 |  |  |  | 0 | 0 | 0 | 0 | 0 | 0 |  | 0 | 0 | 0 | 0 | 0 |  |  |  | 0 | 0 | 0 | 0 | 0 | 0
PG&E FRESNO | Excelsior | 115 | 0 | 0 | 0 | 0 | 0 |  |  |  | 0 | 0 | 0 | 0 | 0 | 0 |  | 0 | 0 | 0 | 0 | 0 |  |  |  | 0 | 0 | 0 | 0 | 0 | 0
PG&E FRESNO | Exchequer | 115 | 0 | 0 | 0 | 0 | 0 |  |  |  | 0 | 0 | 0 | 0 | 0 | 0 |  | 0 | 0 | 0 | 0 | 0 |  |  |  | 0 | 0 | 0 | 0 | 0 | 0
PG&E KERN | Fairway | 115 | 0 | 0 | 0 | 0 | 0 |  |  |  | 0 | 0 | 0 | 0 | 0 | 0 |  | 0 | 0 | 0 | 0 | 0 |  |  |  | 0 | 0 | 0 | 0 | 0 | 0
PG&E KERN | Famoso | 115 | 0 | 0 | 0 | 0 | 0 |  |  |  | 0 | 0 | 0 | 0 | 0 | 0 |  | 0 | 0 | 0 | 0 | 0 |  |  |  | 0 | 0 | 0 | 0 | 0 | 0
PG&E NGBA | Fern Road | 500 | 0 | 0 | 0 | 0 | 0 |  |  |  | 0 | 0 | 0 | 0 | 0 | 0 |  | 0 | 0 | 0 | 0 | 0 |  |  |  | 0 | 0 | 0 | 0 | 0 | 0
PG&E GBA | Fibreboard (SPI Sonora) | 115 | 0 | 0 | 0 | 0 | 0 |  |  |  | 0 | 0 | 0 | 0 | 0 | 0 |  | 0 | 0 | 0 | 0 | 0 |  |  |  | 0 | 0 | 0 | 0 | 0 | 0
PG&E FRESNO | Figarden | 230 | 0 | 0 | 0 | 0 | 0 |  |  |  | 0 | 0 | 0 | 0 | 0 | 0 |  | 0 | 0 | 0 | 0 | 0 |  |  |  | 0 | 0 | 0 | 0 | 0 | 0
PG&E FRESNO | Fink | 230 | 0 | 0 | 0 | 0 | 0 |  |  |  | 0 | 190 | 0 | 162 | 0 | 0 |  | 0 | 0 | 0 | 0 | 0 |  |  |  | 0 | 0 | 0 | 0 | 0 | 0
PG&E NGBA | Fitch Mountain | 60 | 0 | 0 | 0 | 0 | 0 |  |  |  | 0 | 0 | 0 | 0 | 0 | 0 |  | 0 | 0 | 0 | 0 | 0 |  |  |  | 0 | 0 | 0 | 0 | 0 | 0
PG&E GBA | FMC | 115 | 0 | 0 | 0 | 0 | 0 |  |  |  | 0 | 0 | 0 | 0 | 0 | 0 |  | 0 | 0 | 0 | 0 | 0 |  |  |  | 0 | 0 | 0 | 0 | 0 | 0
PG&E GBA | Fremont | 115 | 0 | 0 | 0 | 0 | 0 |  |  |  | 0 | 0 | 0 | 0 | 0 | 0 |  | 0 | 0 | 0 | 0 | 0 |  |  |  | 0 | 0 | 0 | 0 | 0 | 0
PG&E GBA | French Camp | 60 | 0 | 0 | 0 | 0 | 0 |  |  |  | 0 | 0 | 0 | 0 | 0 | 0 |  | 0 | 0 | 0 | 0 | 0 |  |  |  | 0 | 0 | 0 | 0 | 0 | 0
PG&E GBA | Frogtown | 115 | 0 | 0 | 0 | 0 | 0 |  |  |  | 0 | 0 | 0 | 0 | 0 | 0 |  | 0 | 0 | 0 | 0 | 0 |  |  |  | 0 | 0 | 0 | 0 | 0 | 0
PG&E NGBA | Fulton | 115 | 0 | 0 | 0 | 0 | 0 |  |  |  | 0 | 0 | 0 | 0 | 0 | 0 |  | 0 | 0 | 0 | 0 | 0 |  |  |  | 0 | 0 | 0 | 0 | 0 | 0
PG&E NGBA | Fulton | 230 | 18 | 0 | 0 | 0 | 0 |  |  |  | 0 | 0 | 0 | 38 | 0 | 0 |  | 0 | 0 | 0 | 0 | 0 |  |  |  | 0 | 0 | 0 | 0 | 0 | 0
PG&E NGBA | Fulton | 60 | 0 | 0 | 0 | 0 | 0 |  |  |  | 0 | 0 | 0 | 0 | 0 | 0 |  | 0 | 0 | 0 | 0 | 0 |  |  |  | 0 | 0 | 0 | 0 | 0 | 0
PG&E KERN | Ganso | 115 | 0 | 0 | 0 | 0 | 0 |  |  |  | 0 | 0 | 0 | 0 | 0 | 0 |  | 0 | 0 | 0 | 0 | 0 |  |  |  | 0 | 0 | 0 | 0 | 0 | 0
PG&E FRESNO | Gates | 230 | 0 | 0 | 0 | 0 | 0 |  |  |  | 0 | 0 | 0 | 0 | 0 | 0 |  | 0 | 0 | 0 | 0 | 0 |  |  |  | 0 | 0 | 0 | 0 | 0 | 0
PG&E FRESNO | Gates | 500 | 0 | 0 | 0 | 0 | 0 |  |  |  | 0 | 0 | 0 | 0 | 0 | 0 |  | 0 | 0 | 0 | 0 | 0 |  |  |  | 0 | 0 | 0 | 0 | 0 | 0
PG&E NGBA | Geysers 12 | 230 | 0 | 0 | 0 | 0 | 0 |  |  |  | 0 | 0 | 0 | 0 | 0 | 0 |  | 0 | 0 | 0 | 0 | 0 |  |  |  | 0 | 0 | 0 | 0 | 0 | 0
PG&E NGBA | Geysers 17 | 230 | 0 | 0 | 0 | 0 | 0 |  |  |  | 0 | 0 | 0 | 0 | 0 | 0 |  | 0 | 0 | 0 | 0 | 0 |  |  |  | 0 | 0 | 0 | 0 | 0 | 0
PG&E NGBA | Geysers 3 | 115 | 0 | 0 | 0 | 0 | 0 |  |  |  | 0 | 0 | 0 | 0 | 0 | 0 |  | 0 | 0 | 0 | 0 | 0 |  |  |  | 0 | 0 | 0 | 0 | 0 | 0
PG&E NGBA | Glenn | 230 | 0 | 0 | 0 | 0 | 0 |  |  |  | 0 | 0 | 0 | 0 | 0 | 0 |  | 0 | 0 | 0 | 0 | 0 |  |  |  | 0 | 0 | 0 | 0 | 0 | 0
PG&E NGBA | Glenn | 60 | 0 | 0 | 0 | 0 | 0 |  |  |  | 0 | 0 | 0 | 0 | 0 | 0 |  | 0 | 0 | 0 | 0 | 0 |  |  |  | 0 | 0 | 0 | 0 | 0 | 0
PG&E NGBA | Gold Hill | 115 | 0 | 0 | 0 | 0 | 0 |  |  |  | 0 | 0 | 0 | 0 | 0 | 0 |  | 0 | 0 | 0 | 0 | 0 |  |  |  | 0 | 0 | 0 | 0 | 0 | 0
PG&E NGBA | Gold Hill | 230 | 0 | 0 | 0 | 0 | 0 |  |  |  | 0 | 0 | 0 | 0 | 0 | 0 |  | 0 | 0 | 0 | 0 | 0 |  |  |  | 0 | 0 | 0 | 0 | 0 | 0
SCE Northern | Goleta | 230 | 0 | 0 | 0 | 0 | 0 |  |  |  | 0 | 0 | 0 | 60 | 0 | 0 |  | 0 | 0 | 0 | 0 | 0 |  |  |  | 0 | 0 | 0 | 0 | 0 | 0
SCE Metro | Goodrich | 230 | 0 | 0 | 0 | 0 | 0 |  |  |  | 0 | 0 | 0 | 0 | 0 | 0 |  | 0 | 0 | 0 | 0 | 0 |  |  |  | 0 | 0 | 0 | 0 | 0 | 0
PG&E KERN | Goose Lake | 115 | 0 | 0 | 0 | 0 | 0 |  |  |  | 0 | 0 | 0 | 0 | 0 | 0 |  | 0 | 0 | 0 | 0 | 0 |  |  |  | 0 | 0 | 0 | 0 | 0 | 0
SCE Metro | Gould | 230 | 0 | 0 | 0 | 0 | 0 |  |  |  | 0 | 0 | 0 | 0 | 0 | 0 |  | 0 | 0 | 0 | 0 | 0 |  |  |  | 0 | 0 | 0 | 0 | 0 | 0
PG&E NGBA | Grand Island | 115 | 0 | 0 | 0 | 0 | 0 |  |  |  | 0 | 0 | 0 | 0 | 0 | 0 |  | 0 | 0 | 0 | 0 | 0 |  |  |  | 0 | 0 | 0 | 0 | 0 | 0
SDGE | Granite | 69 | 0 | 0 | 0 | 0 | 0 |  |  |  | 0 | 0 | 0 | 0 | 0 | 0 |  | 0 | 0 | 0 | 0 | 0 |  |  |  | 0 | 0 | 0 | 0 | 0 | 0
PG&E GBA | Grant | 115 | 0 | 0 | 0 | 0 | 0 |  |  |  | 0 | 0 | 0 | 0 | 0 | 0 |  | 0 | 0 | 0 | 0 | 0 |  |  |  | 0 | 0 | 0 | 0 | 0 | 0
PG&E GBA | Green Valley | 115 | 0 | 0 | 0 | 0 | 0 |  |  |  | 0 | 0 | 0 | 0 | 0 | 0 |  | 0 | 0 | 0 | 0 | 0 |  |  |  | 0 | 0 | 0 | 0 | 0 | 0
PG&E NGBA | Greenleaf 1 | 115 | 0 | 0 | 0 | 0 | 0 |  |  |  | 0 | 0 | 0 | 0 | 0 | 0 |  | 0 | 0 | 0 | 0 | 0 |  |  |  | 0 | 0 | 0 | 0 | 0 | 0
PG&E FRESNO | Gregg | 230 | 0 | 0 | 0 | 0 | 0 |  |  |  | 0 | 0 | 0 | 0 | 0 | 0 |  | 0 | 0 | 0 | 0 | 0 |  |  |  | 0 | 0 | 0 | 0 | 0 | 0
PG&E FRESNO | Grimmway-Malaga | 115 | 0 | 0 | 0 | 0 | 0 |  |  |  | 0 | 0 | 0 | 0 | 0 | 0 |  | 0 | 0 | 0 | 0 | 0 |  |  |  | 0 | 0 | 0 | 0 | 0 | 0
PG&E NGBA | Grizzly | 230 | 0 | 0 | 0 | 0 | 0 |  |  |  | 0 | 0 | 0 | 0 | 0 | 0 |  | 0 | 0 | 0 | 0 | 0 |  |  |  | 0 | 0 | 0 | 0 | 0 | 0
PG&E FRESNO | Guernsey | 70 | 0 | 0 | 0 | 0 | 0 |  |  |  | 0 | 0 | 0 | 0 | 0 | 0 |  | 0 | 0 | 0 | 0 | 0 |  |  |  | 0 | 0 | 0 | 0 | 0 | 0
PG&E FRESNO | GWF Hanford | 115 | 0 | 0 | 0 | 0 | 0 |  |  |  | 0 | 0 | 0 | 48 | 0 | 0 |  | 0 | 0 | 0 | 0 | 0 |  |  |  | 0 | 0 | 0 | 99.4 | 0 | 0
PG&E FRESNO | Haas | 230 | 0 | 0 | 0 | 0 | 0 |  |  |  | 0 | 0 | 0 | 0 | 0 | 0 |  | 0 | 0 | 0 | 0 | 0 |  |  |  | 0 | 0 | 0 | 0 | 0 | 0
PG&E FRESNO | Hammonds | 115 | 0 | 0 | 0 | 0 | 0 |  |  |  | 0 | 0 | 0 | 0 | 0 | 0 |  | 0 | 0 | 0 | 0 | 0 |  |  |  | 0 | 0 | 0 | 0 | 0 | 0
SCE Metro | HarborGen | 230 | 0 | 0 | 0 | 0 | 0 |  |  |  | 0 | 0 | 0 | 0 | 0 | 0 |  | 0 | 0 | 0 | 0 | 0 |  |  |  | 0 | 0 | 0 | 0 | 0 | 0
PG&E NGBA | Harris | 60 | 0 | 0 | 0 | 0 | 0 |  |  |  | 0 | 0 | 0 | 0 | 0 | 0 |  | 0 | 0 | 0 | 0 | 0 |  |  |  | 0 | 0 | 0 | 0 | 0 | 0
SCE EOP | Harry Allen | 500 | 0 | 0 | 0 | 0 | 0 |  |  |  | 0 | 0 | 0 | 0 | 0 | 0 |  | 0 | 0 | 0 | 0 | 0 |  |  |  | 0 | 0 | 0 | 0 | 0 | 0
PG&E NGBA | Hartley | 60 | 0 | 0 | 0 | 0 | 0 |  |  |  | 0 | 0 | 0 | 0 | 0 | 0 |  | 0 | 0 | 0 | 0 | 0 |  |  |  | 0 | 0 | 0 | 0 | 0 | 0
SCE NOL | Harvard | 115 | 0 | 0 | 0 | 0 | 0 |  |  |  | 0 | 0 | 0 | 0 | 0 | 0 |  | 0 | 0 | 0 | 0 | 0 |  |  |  | 0 | 0 | 0 | 0 | 0 | 0
SDGE | Hassayampa | 500 | 0 | 0 | 0 | 0 | 0 |  |  |  | 0 | 52.5 | 0 | 10 | 0 | 0 |  | 0 | 0 | 0 | 0 | 0 |  |  |  | 0 | 0 | 0 | 0 | 0 | 0
PG&E FRESNO | Helm | 230 | 0 | 0 | 0 | 0 | 0 |  |  |  | 0 | 0 | 0 | 0 | 0 | 0 |  | 0 | 0 | 0 | 0 | 0 |  |  |  | 0 | 0 | 0 | 0 | 0 | 0
PG&E FRESNO | Helm | 70 | 0 | 0 | 0 | 0 | 0 |  |  |  | 0 | 0 | 0 | 0 | 0 | 0 |  | 0 | 0 | 0 | 0 | 0 |  |  |  | 0 | 0 | 0 | 0 | 0 | 0
PG&E FRESNO | Henrietta | 115 | 0 | 0 | 0 | 0 | 0 |  |  |  | 0 | 0 | 0 | 0 | 0 | 0 |  | 0 | 0 | 0 | 0 | 0 |  |  |  | 0 | 0 | 0 | 0 | 0 | 0
PG&E FRESNO | Henrietta | 230 | 0 | 0 | 0 | 0 | 0 |  |  |  | 0 | 0 | 0 | 0 | 0 | 0 |  | 0 | 0 | 0 | 0 | 0 |  |  |  | 0 | 0 | 0 | 0 | 0 | 0
PG&E FRESNO | Henrietta | 70 | 0 | 0 | 0 | 0 | 0 |  |  |  | 3 | 0 | 0 | 0 | 0 | 0 |  | 0 | 0 | 0 | 0 | 0 |  |  |  | 0 | 0 | 0 | 99.4 | 0 | 0
PG&E FRESNO | Herndon | 115 | 0 | 0 | 0 | 0 | 0 |  |  |  | 0 | 0 | 0 | 0 | 0 | 0 |  | 0 | 0 | 0 | 0 | 0 |  |  |  | 0 | 0 | 0 | 0 | 0 | 0
PG&E FRESNO | Herndon | 230 | 0 | 2 | 0 | 0 | 0 |  |  |  | 0 | 0 | 0 | 0 | 0 | 0 |  | 0 | 0 | 0 | 0 | 0 |  |  |  | 0 | 0 | 0 | 0 | 0 | 0
PG&E GBA | Hicks | 230 | 0 | 0 | 0 | 0 | 0 |  |  |  | 0 | 0 | 0 | 0 | 0 | 0 |  | 0 | 0 | 0 | 0 | 0 |  |  |  | 0 | 0 | 0 | 0 | 0 | 0
PG&E NGBA | Higgins | 115 | 0 | 0 | 0 | 0 | 0 |  |  |  | 0 | 0 | 0 | 0 | 0 | 0 |  | 0 | 0 | 0 | 0 | 0 |  |  |  | 0 | 0 | 0 | 0 | 0 | 0
PG&E NGBA | Hilltop | 345 | 0 | 0 | 0 | 0 | 0 |  |  |  | 0 | 0 | 0 | 0 | 0 | 0 |  | 0 | 0 | 0 | 0 | 0 |  |  |  | 0 | 0 | 0 | 0 | 0 | 0
SCE Metro | Hinson | 230 | 0 | 0 | 0 | 0 | 0 |  |  |  | 2.4 | 0 | 0 | 200 | 0 | 0 |  | 0 | 0 | 0 | 0 | 0 |  |  |  | 0 | 0 | 0 | 0 | 0 | 0
PG&E GBA | Hollister | 115 | 0 | 0 | 0 | 0 | 0 |  |  |  | 0 | 0 | 0 | 0 | 0 | 0 |  | 0 | 0 | 0 | 0 | 0 |  |  |  | 0 | 0 | 0 | 0 | 0 | 0
PG&E NGBA | Homestake | 115 | 0 | 0 | 0 | 0 | 0 |  |  |  | 0 | 0 | 0 | 0 | 0 | 0 |  | 0 | 0 | 0 | 0 | 0 |  |  |  | 0 | 0 | 0 | 0 | 0 | 0
PG&E NGBA | Honcut | 115 | 0 | 0 | 0 | 0 | 0 |  |  |  | 0 | 0 | 0 | 0 | 0 | 0 |  | 0 | 0 | 0 | 0 | 0 |  |  |  | 0 | 0 | 0 | 0 | 0 | 0
SDGE | Hoodoo Wash | 500 | 0 | 0 | 0 | 0 | 0 |  |  |  | 0 | 6 | 0 | 0 | 0 | 0 |  | 0 | 0 | 0 | 0 | 0 |  |  |  | 0 | 0 | 0 | 0 | 0 | 0
PG&E NGBA | Hopland | 115 | 0 | 0 | 0 | 0 | 0 |  |  |  | 0 | 0 | 0 | 0 | 0 | 0 |  | 0 | 0 | 0 | 0 | 0 |  |  |  | 0 | 0 | 0 | 0 | 0 | 0
PG&E NGBA | Hopland | 60 | 0 | 0 | 0 | 0 | 0 |  |  |  | 0 | 0 | 0 | 0 | 0 | 0 |  | 0 | 0 | 0 | 0 | 0 |  |  |  | 0 | 0 | 0 | 0 | 0 | 0
PG&E NGBA | Humboldt | 115 | 0 | 0 | 0 | 0 | 0 |  |  |  | 0 | 0 | 0 | 0 | 0 | 0 |  | 0 | 0 | 0 | 0 | 0 |  |  |  | 0 | 0 | 0 | 0 | 0 | 0
PG&E NGBA | Humboldt | 60 | 0 | 0 | 0 | 0 | 0 |  |  |  | 0 | 0 | 0 | 17.25 | 0 | 0 |  | 0 | 0 | 0 | 0 | 0 |  |  |  | 0 | 0 | 0 | 0 | 0 | 0
PG&E NGBA | Humboldt | 500 | 0 | 0 | 0 | 0 | 0 |  |  |  | 0 | 0 | 0 | 0 | 0 | 0 |  | 0 | 0 | 0 | 0 | 0 |  |  |  | 0 | 0 | 0 | 0 | 0 | 0
SCE Metro | Huntington Beach | 230 | 0 | 0 | 0 | 0 | 0 |  |  |  | 0 | 0 | 0 | 0 | 0 | 0 |  | 0 | 0 | 0 | 0 | 0 |  |  |  | 0 | 0 | 0 | 0 | 0 | 0
PG&E NGBA | Ignacio | 115 | 0 | 0 | 0 | 0 | 0 |  |  |  | 0 | 0 | 0 | 0 | 0 | 0 |  | 0 | 0 | 0 | 0 | 0 |  |  |  | 0 | 0 | 0 | 0 | 0 | 0
PG&E NGBA | Ignacio | 230 | 0 | 0 | 0 | 0 | 0 |  |  |  | 0 | 0 | 0 | 0 | 0 | 0 |  | 0 | 0 | 0 | 0 | 0 |  |  |  | 0 | 0 | 0 | 0 | 0 | 0
PG&E NGBA | Ignacio | 60 | 0 | 0 | 0 | 0 | 0 |  |  |  | 0 | 0 | 0 | 0 | 0 | 0 |  | 0 | 0 | 0 | 0 | 0 |  |  |  | 0 | 0 | 0 | 0 | 0 | 0
SDGE | Imperial Beach | 69 | 0 | 0 | 0 | 0 | 0 |  |  |  | 0 | 0 | 0 | 3 | 0 | 0 |  | 0 | 0 | 0 | 0 | 0 |  |  |  | 0 | 0 | 0 | 0 | 0 | 0
SDGE | Imperial Valley | 230 | 0 | 0 | 0 | 0 | 0 |  |  |  | 0 | 0 | 0 | 0 | 0 | 0 |  | 0 | 0 | 0 | 0 | 0 |  |  |  | 0 | 0 | 0 | 0 | 0 | 0
SDGE | Imperial Valley | 500 | 0 | 0 | 0 | 0 | 0 |  |  |  | 0 | 0 | 0 | 0 | 0 | 0 |  | 0 | 0 | 0 | 0 | 0 |  |  |  | 0 | 0 | 0 | 0 | 0 | 0
SCE EOP | Innovation | 138 | 0 | 0 | 0 | 0 | 0 |  |  |  | 0 | 0 | 0 | 0 | 0 | 0 |  | 0 | 0 | 0 | 0 | 0 |  |  |  | 0 | 0 | 0 | 0 | 0 | 0
SCE EOP | Innovation | 230 | 0 | 0 | 0 | 0 | 0 |  |  |  | 0 | 0 | 0 | 0 | 0 | 0 |  | 0 | 0 | 0 | 0 | 0 |  |  |  | 0 | 0 | 0 | 0 | 0 | 0
SCE NOL | Inyokern | 115 | 0 | 0 | 0 | 0 | 0 |  |  |  | 0 | 0 | 0 | 25 | 0 | 0 |  | 0 | 0 | 0 | 0 | 0 |  |  |  | 0 | 0 | 0 | 0 | 0 | 0
SCE EOP | IS Tap | 138 | 0 | 0 | 0 | 0 | 0 |  |  |  | 0 | 0 | 0 | 0 | 0 | 0 |  | 0 | 0 | 0 | 0 | 0 |  |  |  | 0 | 0 | 0 | 0 | 0 | 0
SCE EOP | Ivanpah | 115 | 0 | 0 | 0 | 0 | 0 |  |  |  | 0 | 0 | 0 | 0 | 0 | 0 |  | 0 | 0 | 0 | 0 | 0 |  |  |  | 0 | 0 | 0 | 0 | 0 | 0
SCE EOP | Ivanpah | 230 | 0 | 0 | 0 | 0 | 0 |  |  |  | 0 | 0 | 0 | 0 | 0 | 0 |  | 0 | 0 | 0 | 0 | 0 |  |  |  | 0 | 0 | 0 | 0 | 0 | 0
SCE EOP | Jackass (DOE) | 138 | 0 | 0 | 0 | 0 | 0 |  |  |  | 0 | 0 | 0 | 0 | 0 | 0 |  | 0 | 0 | 0 | 0 | 0 |  |  |  | 0 | 0 | 0 | 0 | 0 | 0
PG&E NGBA | James B Black | 230 | 0 | 0 | 0 | 0 | 0 |  |  |  | 0 | 0 | 0 | 0 | 0 | 0 |  | 0 | 0 | 0 | 0 | 0 |  |  |  | 0 | 0 | 0 | 0 | 0 | 0
PG&E GBA | Jefferson | 230 | 0 | 0 | 0 | 0 | 0 |  |  |  | 0 | 0 | 0 | 0 | 0 | 0 |  | 0 | 0 | 0 | 0 | 0 |  |  |  | 0 | 0 | 0 | 0 | 0 | 0
PG&E NGBA | Jessup | 115 | 0 | 0 | 0 | 0 | 0 |  |  |  | 0 | 0 | 0 | 0 | 0 | 0 |  | 0 | 0 | 0 | 0 | 0 |  |  |  | 0 | 0 | 0 | 0 | 0 | 0
SCE Metro | Johanna | 230 | 0 | 0 | 0 | 0 | 0 |  |  |  | 0 | 0 | 0 | 1.4 | 0 | 0 |  | 0 | 0 | 0 | 0 | 0 |  |  |  | 0 | 0 | 0 | 0 | 0 | 0
SCE Eastern | Julian Hinds | 230 | 0 | 0 | 0 | 0 | 0 |  |  |  | 0 | 0 | 0 | 0 | 0 | 0 |  | 0 | 0 | 0 | 0 | 0 |  |  |  | 0 | 0 | 0 | 0 | 0 | 0
PG&E GBA | Kasson | 115 | 0 | 0 | 0 | 0 | 0 |  |  |  | 0 | 0 | 0 | 0 | 0 | 0 |  | 0 | 0 | 0 | 0 | 0 |  |  |  | 0 | 0 | 0 | 0 | 0 | 0
PG&E GBA | Kasson | 60 | 0 | 0 | 0 | 0 | 0 |  |  |  | 0 | 0 | 0 | 0 | 0 | 0 |  | 0 | 0 | 0 | 0 | 0 |  |  |  | 0 | 0 | 0 | 0 | 0 | 0
PG&E FRESNO | Kearney | 230 | 0 | 0 | 0 | 0 | 0 |  |  |  | 10 | 0 | 0 | 0 | 0 | 0 |  | 0 | 0 | 0 | 0 | 0 |  |  |  | 0 | 0 | 0 | 0 | 0 | 0
PG&E FRESNO | Kearney | 70 | 0 | 0.55 | 0 | 0 | 0 |  |  |  | 0 | 0 | 0 | 0 | 0 | 0 |  | 0 | 0 | 0 | 0 | 0 |  |  |  | 0 | 0 | 0 | 0 | 0 | 0
PG&E GBA | Kelso | 230 | 0 | 0 | 0 | 0 | 0 |  |  |  | 0 | 0 | 0 | 0 | 0 | 0 |  | 0 | 0 | 0 | 0 | 0 |  |  |  | 0 | 0 | 0 | 0 | 0 | 0
PG&E FRESNO | Kerchoff 1 | 115 | 0 | 0 | 0 | 0 | 0 |  |  |  | 0 | 0 | 0 | 0 | 0 | 0 |  | 0 | 0 | 0 | 0 | 0 |  |  |  | 0 | 0 | 0 | 0 | 0 | 0
PG&E KERN | Kern Oil | 115 | 0 | 0 | 0 | 0 | 0 |  |  |  | 0 | 0 | 0 | 0 | 0 | 0 |  | 0 | 0 | 0 | 0 | 0 |  |  |  | 0 | 0 | 0 | 0 | 0 | 0
PG&E KERN | Kern PP | 115 | 0 | 0 | 0 | 0 | 0 |  |  |  | 0 | 0 | 0 | 0 | 0 | 0 |  | 0 | 0 | 0 | 0 | 0 |  |  |  | 0 | 0 | 0 | 0 | 0 | 0
PG&E KERN | Kern PP | 230 | 0 | 0 | 0 | 0 | 0 |  |  |  | 0 | 0 | 0 | 0 | 0 | 0 |  | 0 | 0 | 0 | 0 | 0 |  |  |  | 0 | 0 | 0 | 0 | 0 | 0
PG&E KERN | Kern PP | 70 | 0 | 0 | 0 | 0 | 0 |  |  |  | 0 | 0 | 0 | 0 | 0 | 0 |  | 0 | 0 | 0 | 0 | 0 |  |  |  | 0 | 0 | 0 | 0 | 0 | 0
PG&E KERN | Kernridge | 115 | 0 | 0 | 0 | 0 | 0 |  |  |  | 0 | 0 | 0 | 0 | 0 | 0 |  | 0 | 0 | 0 | 0 | 0 |  |  |  | 0 | 0 | 0 | 0 | 0 | 0
PG&E FRESNO | Kingsburg | 115 | 0 | 0 | 0 | 0 | 0 |  |  |  | 0 | 0 | 0 | 0 | 0 | 0 |  | 0 | 0 | 0 | 0 | 0 |  |  |  | 0 | 0 | 0 | 0 | 0 | 0
PG&E GBA | Kirker | 115 | 0 | 0 | 0 | 0 | 0 |  |  |  | 0 | 0 | 0 | 0 | 0 | 0 |  | 0 | 0 | 0 | 0 | 0 |  |  |  | 0 | 0 | 0 | 0 | 0 | 0
PG&E NGBA | Knights Landing | 115 | 0 | 0 | 0 | 0 | 0 |  |  |  | 0 | 0 | 0 | 0 | 0 | 0 |  | 0 | 0 | 0 | 0 | 0 |  |  |  | 0 | 0 | 0 | 0 | 0 | 0
PG&E NGBA | Konocti | 60 | 0 | 0 | 0 | 0 | 0 |  |  |  | 0 | 0 | 0 | 0 | 0 | 0 |  | 0 | 0 | 0 | 0 | 0 |  |  |  | 0 | 0 | 0 | 0 | 0 | 0
SCE NOL | Kramer | 115 | 0 | 0 | 0 | 0 | 0 |  |  |  | 0 | 0 | 0 | 0 | 0 | 0 |  | 0 | 0 | 0 | 0 | 0 |  |  |  | 0 | 0 | 0 | 0 | 0 | 0
SCE NOL | Kramer | 230 | 0 | 0 | 0 | 0 | 0 |  |  |  | 0 | 0 | 0 | 65 | 0 | 0 |  | 0 | 0 | 0 | 0 | 0 |  |  |  | 0 | 0 | 0 | 0 | 0 | 0
SCE Metro | La Cienega | 230 | 0 | 0 | 0 | 0 | 0 |  |  |  | 0 | 0 | 0 | 0 | 0 | 0 |  | 0 | 0 | 0 | 0 | 0 |  |  |  | 0 | 0 | 0 | 0 | 0 | 0
SCE Metro | La Fresa | 230 | 0 | 0 | 0 | 0 | 0 |  |  |  | 0.64 | 0 | 0 | 0 | 0 | 0 |  | 0 | 0 | 0 | 0 | 0 |  |  |  | 0 | 0 | 0 | 0 | 0 | 0
SCE Metro | Laguna Bell | 230 | 0 | 0 | 0 | 0 | 0 |  |  |  | 1.35 | 0 | 0 | 100 | 0 | 0 |  | 0 | 0 | 0 | 0 | 0 |  |  |  | 0 | 0 | 0 | 0 | 0 | 0
PG&E KERN | Lakeview | 70 | 0 | 0 | 0 | 0 | 0 |  |  |  | 0 | 0 | 89 | 0 | 0 | 0 |  | 0 | 0 | 0 | 0 | 0 |  |  |  | 0 | 0 | 0 | 0 | 0 | 0
PG&E NGBA | Lakeville | 230 | 0 | 0 | 0 | 0 | 0 |  |  |  | 0 | 0 | 0 | 0 | 0 | 0 |  | 0 | 0 | 0 | 0 | 0 |  |  |  | 0 | 0 | 0 | 0 | 0 | 0
PG&E NGBA | Lakeville | 60 | 0 | 0 | 0 | 0 | 0 |  |  |  | 0 | 0 | 0 | 0 | 0 | 0 |  | 0 | 0 | 0 | 0 | 0 |  |  |  | 0 | 0 | 0 | 0 | 0 | 0
PG&E NGBA | Lakeville | 115 | 0 | 0 | 0 | 0 | 0 |  |  |  | 0 | 0 | 0 | 0 | 0 | 0 |  | 0 | 0 | 0 | 0 | 0 |  |  |  | 0 | 0 | 0 | 0 | 0 | 0
PG&E GBA | Lakewood | 115 | 0 | 0 | 0 | 0 | 0 |  |  |  | 0 | 0 | 0 | 0 | 0 | 0 |  | 0 | 0 | 0 | 0 | 0 |  |  |  | 0 | 0 | 0 | 0 | 0 | 0
PG&E NGBA | Lambie | 230 | 0 | 0 | 0 | 0 | 0 |  |  |  | 0 | 0 | 0 | 0 | 0 | 0 |  | 0 | 0 | 0 | 0 | 0 |  |  |  | 0 | 0 | 0 | 0 | 0 | 0
PG&E GBA | Lammers | 115 | 0 | 0 | 0 | 0 | 0 |  |  |  | 0 | 0 | 0 | 0 | 0 | 0 |  | 0 | 0 | 0 | 0 | 0 |  |  |  | 0 | 0 | 0 | 0 | 0 | 0
PG&E KERN | Lamont | 115 | 0 | 0 | 0 | 0 | 0 |  |  |  | 0 | 0 | 0 | 0 | 0 | 0 |  | 0 | 0 | 0 | 0 | 0 |  |  |  | 0 | 0 | 0 | 0 | 0 | 0
PG&E FRESNO | Las Aguilas | 230 | 0 | 0 | 0 | 0 | 0 |  |  |  | 0 | 0 | 0 | 0 | 0 | 0 |  | 0 | 0 | 0 | 0 | 0 |  |  |  | 0 | 0 | 0 | 0 | 0 | 0
SCE EOP | Lathrop | 138 | 0 | 0 | 0 | 0 | 0 |  |  |  | 0 | 0 | 0 | 0 | 0 | 0 |  | 0 | 0 | 0 | 0 | 0 |  |  |  | 0 | 0 | 0 | 0 | 0 | 0
SCE EOP | Lathrop | 230 | 0 | 0 | 0 | 0 | 0 |  |  |  | 0 | 0 | 0 | 0 | 0 | 0 |  | 0 | 0 | 0 | 0 | 0 |  |  |  | 0 | 0 | 0 | 0 | 0 | 0
PG&E FRESNO | Le Grand | 115 | 0 | 0 | 0 | 0 | 0 |  |  |  | 0 | 0 | 0 | 0 | 0 | 0 |  | 0 | 0 | 0 | 0 | 0 |  |  |  | 0 | 0 | 0 | 0 | 0 | 0
PG&E FRESNO | Lemoore | 70 | 0 | 0 | 0 | 0 | 0 |  |  |  | 0 | 0 | 0 | 0 | 0 | 0 |  | 0 | 0 | 0 | 0 | 0 |  |  |  | 0 | 0 | 0 | 0 | 0 | 0
PG&E KERN | Lerdo | 115 | 0 | 0 | 0 | 0 | 0 |  |  |  | 0 | 0 | 0 | 0 | 0 | 0 |  | 0 | 0 | 0 | 0 | 0 |  |  |  | 0 | 0 | 0 | 0 | 0 | 0
SCE Metro | Lewis | 230 | 0 | 0 | 0 | 0 | 0 |  |  |  | 0 | 0 | 0 | 0 | 0 | 0 |  | 0 | 0 | 0 | 0 | 0 |  |  |  | 0 | 0 | 0 | 0 | 0 | 0
SCE Metro | Lighthipe | 230 | 0 | 0 | 0 | 0 | 0 |  |  |  | 2.34 | 1.32 | 0 | 0 | 0 | 0 |  | 0 | 0 | 0 | 0 | 0 |  |  |  | 0 | 0 | 0 | 0 | 0 | 0
SDGE | Lilac | 69 | 0 | 0 | 0 | 0 | 0 |  |  |  | 0 | 0 | 0 | 0 | 0 | 0 |  | 0 | 0 | 0 | 0 | 0 |  |  |  | 0 | 0 | 0 | 0 | 0 | 0
PG&E NGBA | Lincoln | 115 | 0 | 0 | 0 | 0 | 0 |  |  |  | 0 | 0 | 0 | 0 | 0 | 0 |  | 0 | 0 | 0 | 0 | 0 |  |  |  | 0 | 0 | 0 | 0 | 0 | 0
PG&E KERN | Live Oak | 115 | 0 | 0 | 0 | 0 | 0 |  |  |  | 0 | 0 | 0 | 0 | 0 | 0 |  | 0 | 0 | 0 | 0 | 0 |  |  |  | 0 | 0 | 0 | 0 | 0 | 0
PG&E GBA | Llagas | 115 | 0 | 0 | 0 | 0 | 0 |  |  |  | 0 | 0 | 0 | 0 | 0 | 0 |  | 0 | 0 | 0 | 0 | 0 |  |  |  | 0 | 0 | 0 | 0 | 0 | 0
PG&E GBA | Lockeford | 115 | 0 | 0 | 0 | 0 | 0 |  |  |  | 0 | 0 | 0 | 0 | 0 | 0 |  | 0 | 0 | 0 | 0 | 0 |  |  |  | 0 | 0 | 0 | 0 | 0 | 0
PG&E GBA | Lockeford | 230 | 0 | 0 | 0 | 0 | 0 |  |  |  | 0 | 0 | 0 | 0 | 0 | 0 |  | 0 | 0 | 0 | 0 | 0 |  |  |  | 0 | 0 | 0 | 0 | 0 | 0
PG&E GBA | Lockeford | 60 | 0 | 0 | 0 | 0 | 0 |  |  |  | 0 | 0 | 0 | 0 | 0 | 0 |  | 0 | 0 | 0 | 0 | 0 |  |  |  | 0 | 0 | 0 | 0 | 0 | 0
PG&E GBA | Lodi | 230 | 0 | 0 | 0 | 0 | 0 |  |  |  | 0 | 0 | 0 | 0 | 0 | 0 |  | 0 | 0 | 0 | 0 | 0 |  |  |  | 0 | 0 | 0 | 0 | 0 | 0
PG&E NGBA | Logan Creek | 230 | 0 | 0 | 0 | 0 | 0 |  |  |  | 0 | 0 | 0 | 0 | 0 | 0 |  | 0 | 0 | 0 | 0 | 0 |  |  |  | 0 | 0 | 0 | 0 | 0 | 0
PG&E GBA | Lone Tree | 230 | 0 | 0 | 0 | 0 | 0 |  |  |  | 0 | 0 | 0 | 0 | 0 | 0 |  | 0 | 0 | 0 | 0 | 0 |  |  |  | 0 | 0 | 0 | 0 | 0 | 0
PG&E FRESNO | Los Banos | 230 | 0 | 0 | 0 | 0 | 0 |  |  |  | 0 | 0 | 0 | 0 | 0 | 0 |  | 0 | 0 | 0 | 0 | 0 |  |  |  | 0 | 0 | 0 | 0 | 0 | 0
PG&E FRESNO | Los Banos | 500 | 0 | 0 | 0 | 0 | 0 |  |  |  | 0 | 0 | 0 | 0 | 0 | 0 |  | 0 | 0 | 0 | 0 | 0 |  |  |  | 0 | 0 | 0 | 0 | 0 | 0
SDGE | Los Coches | 138 | 0 | 0 | 0 | 0 | 0 |  |  |  | 0 | 0 | 0 | 0 | 0 | 0 |  | 0 | 0 | 0 | 0 | 0 |  |  |  | 0 | 0 | 0 | 0 | 0 | 0
SDGE | Los Coches | 69 | 0 | 0 | 0 | 0 | 0 |  |  |  | 0 | 0 | 0 | 1.5 | 0 | 0 |  | 0 | 0 | 0 | 0 | 0 |  |  |  | 0 | 0 | 0 | 0 | 0 | 0
PG&E GBA | Los Esteros | 115 | 0 | 0 | 0 | 0 | 0 |  |  |  | 0 | 0 | 0 | 0 | 0 | 0 |  | 0 | 0 | 0 | 0 | 0 |  |  |  | 0 | 0 | 0 | 0 | 0 | 0
PG&E GBA | Los Esteros | 230 | 0 | 0 | 0 | 0 | 0 |  |  |  | 0 | 0 | 0 | 0 | 0 | 0 |  | 0 | 0 | 0 | 0 | 0 |  |  |  | 0 | 0 | 0 | 0 | 0 | 0
PG&E GBA | Los Positas | 230 | 0 | 0 | 0 | 0 | 0 |  |  |  | 0 | 0 | 0 | 0 | 0 | 0 |  | 0 | 0 | 0 | 0 | 0 |  |  |  | 0 | 0 | 0 | 0 | 0 | 0
PG&E GBA | Los Positas | 60 | 0 | 0 | 0 | 0 | 0 |  |  |  | 0 | 0 | 0 | 0 | 0 | 0 |  | 0 | 0 | 0 | 0 | 0 |  |  |  | 0 | 0 | 0 | 0 | 0 | 0
SDGE | Loveland | 69 | 0 | 0 | 0 | 0 | 0 |  |  |  | 0 | 0 | 0 | 0 | 0 | 0 |  | 0 | 0 | 0 | 0 | 0 |  |  |  | 0 | 0 | 0 | 0 | 0 | 0
SCE NOL | Lugo | 230 | 0 | 0 | 0 | 0 | 0 |  |  |  | 0 | 0 | 0 | 0 | 0 | 0 |  | 0 | 0 | 0 | 0 | 0 |  |  |  | 0 | 0 | 0 | 0 | 0 | 0
SCE Metro | Lugo | 500 | 320 | 0 | 0 | 0 | 0 |  |  |  | 0 | 0 | 0 | 0 | 0 | 0 |  | 0 | 0 | 0 | 0 | 0 |  |  |  | 0 | 0 | 0 | 0 | 0 | 0
PG&E FRESNO | Madera | 70 | 0 | 0 | 0 | 0 | 0 |  |  |  | 0 | 0 | 0 | 0 | 0 | 0 |  | 0 | 0 | 0 | 0 | 0 |  |  |  | 0 | 0 | 0 | 0 | 0 | 0
PG&E NGBA | Madison | 115 | 0 | 0 | 0 | 0 | 0 |  |  |  | 0 | 0 | 0 | 0 | 0 | 0 |  | 0 | 0 | 0 | 0 | 0 |  |  |  | 0 | 0 | 0 | 0 | 0 | 0
PG&E KERN | Magunden | 115 | 0 | 0 | 0 | 0 | 0 |  |  |  | 0 | 0 | 0 | 0 | 0 | 0 |  | 0 | 0 | 0 | 0 | 0 |  |  |  | 0 | 0 | 0 | 0 | 0 | 0
SCE Northern | Magunden | 230 | 0 | 0 | 0 | 0 | 0 |  |  |  | 0 | 0 | 0 | 0 | 0 | 0 |  | 0 | 0 | 0 | 0 | 0 |  |  |  | 0 | 0 | 0 | 0 | 0 | 0
PG&E FRESNO | Malaga | 115 | 0 | 0 | 0 | 0 | 0 |  |  |  | 0 | 0 | 0 | 0 | 0 | 0 |  | 0 | 0 | 0 | 0 | 0 |  |  |  | 0 | 0 | 0 | 0 | 0 | 0
PG&E NGBA | Malin | 500 | 0 | 0 | 0 | 0 | 0 |  |  |  | 0 | 0 | 0 | 0 | 0 | 0 |  | 0 | 0 | 0 | 0 | 0 |  |  |  | 0 | 0 | 0 | 0 | 0 | 0
SCE Northern | Mandalay | 230 | 0 | 0 | 0 | 0 | 0 |  |  |  | 0 | 0 | 0 | 0 | 0 | 0 |  | 0 | 0 | 0 | 0 | 0 |  |  |  | 0 | 0 | 0 | 0 | 0 | 0
PG&E FRESNO | Manning | 230 | 0 | 0 | 0 | 0 | 0 |  |  |  | 0 | 0 | 0 | 0 | 0 | 0 |  | 0 | 0 | 0 | 0 | 0 |  |  |  | 0 | 0 | 0 | 0 | 0 | 0
PG&E FRESNO | Manning | 500 | 0 | 0 | 0 | 0 | 0 |  |  |  | 0 | 0 | 0 | 0 | 0 | 0 |  | 0 | 0 | 0 | 0 | 0 |  |  |  | 0 | 0 | 0 | 0 | 0 | 0
PG&E GBA | Manteca | 115 | 0 | 0 | 0 | 0 | 0 |  |  |  | 0 | 0 | 0 | 0 | 0 | 0 |  | 0 | 0 | 0 | 0 | 0 |  |  |  | 0 | 0 | 0 | 0 | 0 | 0
SDGE | Margarita | 138 | 0 | 0 | 0 | 0 | 0 |  |  |  | 0 | 0 | 0 | 0 | 0 | 0 |  | 0 | 0 | 0 | 0 | 0 |  |  |  | 0 | 0 | 0 | 0 | 0 | 0
PG&E GBA | Martin | 230 | 0 | 0 | 0 | 0 | 0 |  |  |  | 0 | 0 | 0 | 0 | 0 | 0 |  | 0 | 0 | 0 | 0 | 0 |  |  |  | 0 | 0 | 0 | 0 | 0 | 0
PG&E GBA | Martin | 115 | 0 | 0 | 0 | 0 | 0 |  |  |  | 0 | 0 | 0 | 0 | 0 | 0 |  | 0 | 0 | 0 | 0 | 0 |  |  |  | 0 | 0 | 0 | 0 | 0 | 0
PG&E GBA | Martinez | 115 | 0 | 0 | 0 | 0 | 0 |  |  |  | 0 | 0 | 0 | 0 | 0 | 0 |  | 0 | 0 | 0 | 0 | 0 |  |  |  | 0 | 0 | 0 | 0 | 0 | 0
PG&E FRESNO | Mc Mullin | 230 | 0 | 0 | 0 | 0 | 0 |  |  |  | 0 | 0 | 0 | 0 | 0 | 0 |  | 0 | 0 | 0 | 0 | 0 |  |  |  | 0 | 0 | 0 | 0 | 0 | 0
PG&E FRESNO | McCall | 115 | 0 | 0 | 0 | 0 | 0 |  |  |  | 0 | 0 | 0 | 0 | 0 | 0 |  | 0 | 0 | 0 | 0 | 0 |  |  |  | 0 | 0 | 0 | 0 | 0 | 0
PG&E FRESNO | McCall | 230 | 0 | 0 | 0 | 0 | 0 |  |  |  | 0 | 0 | 0 | 0 | 0 | 0 |  | 0 | 0 | 0 | 0 | 0 |  |  |  | 0 | 0 | 0 | 0 | 0 | 0
PG&E GBA | Meadow Lane | 115 | 0 | 0 | 0 | 0 | 0 |  |  |  | 0 | 0 | 0 | 0 | 0 | 0 |  | 0 | 0 | 0 | 0 | 0 |  |  |  | 0 | 0 | 0 | 0 | 0 | 0
PG&E GBA | Melones | 115 | 0 | 0 | 0 | 0 | 0 |  |  |  | 0 | 0 | 0 | 0 | 0 | 0 |  | 0 | 0 | 0 | 0 | 0 |  |  |  | 0 | 0 | 0 | 0 | 0 | 0
PG&E GBA | Melones | 230 | 0 | 0 | 0 | 0 | 0 |  |  |  | 0 | 0 | 0 | 0 | 0 | 0 |  | 0 | 0 | 0 | 0 | 0 |  |  |  | 0 | 0 | 0 | 0 | 0 | 0
SDGE | Melrose | 69 | 0 | 0 | 0 | 0 | 0 |  |  |  | 0 | 0 | 0 | 20 | 0 | 0 |  | 0 | 0 | 0 | 0 | 0 |  |  |  | 0 | 0 | 0 | 0 | 0 | 0
PG&E NGBA | Mendocino | 115 | 0 | 0 | 0 | 0 | 0 |  |  |  | 0 | 0 | 0 | 0 | 0 | 0 |  | 0 | 0 | 0 | 0 | 0 |  |  |  | 0 | 0 | 0 | 0 | 0 | 0
PG&E NGBA | Mendocino | 60 | 0 | 0 | 0 | 0 | 0 |  |  |  | 0 | 0 | 0 | 0 | 0 | 0 |  | 0 | 0 | 0 | 0 | 0 |  |  |  | 0 | 0 | 0 | 0 | 0 | 0
PG&E FRESNO | Mendota | 115 | 0 | 0 | 0 | 0 | 0 |  |  |  | 0 | 0 | 0 | 0 | 0 | 0 |  | 0 | 0 | 0 | 0 | 0 |  |  |  | 0 | 0 | 0 | 0 | 0 | 0
PG&E GBA | Menlo | 60 | 0 | 0 | 0 | 0 | 0 |  |  |  | 0 | 0 | 0 | 0 | 0 | 0 |  | 0 | 0 | 0 | 0 | 0 |  |  |  | 0 | 0 | 0 | 0 | 0 | 0
PG&E FRESNO | Merced | 115 | 0 | 0 | 0 | 0 | 0 |  |  |  | 0 | 0 | 0 | 0 | 0 | 0 |  | 0 | 0 | 0 | 0 | 0 |  |  |  | 0 | 0 | 0 | 0 | 0 | 0
SCE EOP | Mercury | 138 | 0 | 0 | 0 | 0 | 0 |  |  |  | 0 | 0 | 0 | 0 | 0 | 0 |  | 0 | 0 | 0 | 0 | 0 |  |  |  | 0 | 0 | 0 | 0 | 0 | 0
PG&E FRESNO | Mercy Springs | 70 | 0 | 0 | 0 | 0 | 0 |  |  |  | 0 | 0 | 0 | 0 | 0 | 0 |  | 0 | 0 | 0 | 0 | 0 |  |  |  | 0 | 0 | 0 | 0 | 0 | 0
PG&E NGBA | Meridian | 60 | 0 | 0 | 0 | 0 | 0 |  |  |  | 0 | 0 | 0 | 0 | 0 | 0 |  | 0 | 0 | 0 | 0 | 0 |  |  |  | 0 | 0 | 0 | 0 | 0 | 0
PG&E KERN | Mesa (PGE) | 115 | 0 | 0 | 0 | 0 | 0 |  |  |  | 0 | 0 | 0 | 0 | 0 | 0 |  | 0 | 0 | 0 | 0 | 0 |  |  |  | 0 | 0 | 0 | 0 | 0 | 0
PG&E KERN | Mesa (PGE) | 230 | 0 | 0 | 0 | 0 | 0 |  |  |  | 0 | 0 | 0 | 0 | 0 | 0 |  | 0 | 0 | 0 | 0 | 0 |  |  |  | 0 | 0 | 0 | 0 | 0 | 0
SCE Metro | Mesa (SCE) | 230 | 0 | 0 | 0 | 0 | 0 |  |  |  | 0 | 1.92 | 0 | 106.2 | 0 | 0 |  | 0 | 0 | 0 | 0 | 0 |  |  |  | 0 | 0 | 0 | 0 | 0 | 0
SCE Metro | Mesa (SCE) | 500 | 0 | 0 | 0 | 0 | 0 |  |  |  | 0 | 0 | 0 | 0 | 0 | 0 |  | 0 | 0 | 0 | 0 | 0 |  |  |  | 0 | 0 | 0 | 0 | 0 | 0
SDGE | Mesa Heights | 69 | 0 | 0 | 0 | 0 | 0 |  |  |  | 0 | 0 | 0 | 9 | 0 | 0 |  | 0 | 0 | 0 | 0 | 0 |  |  |  | 0 | 0 | 0 | 0 | 0 | 0
PG&E GBA | Metcalf | 115 | 0 | 0 | 0 | 0 | 0 |  |  |  | 0 | 0 | 0 | 0 | 0 | 0 |  | 0 | 0 | 0 | 0 | 0 |  |  |  | 0 | 0 | 0 | 0 | 0 | 0
PG&E GBA | Metcalf | 230 | 0 | 0 | 0 | 0 | 0 |  |  |  | 0 | 0 | 0 | 0 | 0 | 0 |  | 0 | 0 | 0 | 0 | 0 |  |  |  | 0 | 0 | 0 | 0 | 0 | 0
PG&E GBA | Metcalf | 500 | 0 | 0 | 0 | 0 | 0 |  |  |  | 0 | 0 | 0 | 0 | 0 | 0 |  | 0 | 0 | 0 | 0 | 0 |  |  |  | 0 | 0 | 0 | 0 | 0 | 0
PG&E KERN | Midway | 115 | 0 | 0 | 0 | 0 | 0 |  |  |  | 0 | 0 | 0 | 0 | 0 | 0 |  | 0 | 0 | 0 | 0 | 0 |  |  |  | 0 | 0 | 0 | 0 | 0 | 0
PG&E KERN | Midway | 230 | 0 | 0 | 0 | 0 | 0 |  |  |  | 0 | 0 | 0 | 0 | 0 | 0 |  | 0 | 0 | 0 | 0 | 0 |  |  |  | 0 | 0 | 0 | 0 | 0 | 0
PG&E KERN | Midway | 500 | 0 | 0 | 0 | 0 | 0 |  |  |  | 0 | 0 | 0 | 0 | 0 | 0 |  | 0 | 0 | 0 | 0 | 0 |  |  |  | 0 | 0 | 0 | 0 | 0 | 0
SDGE | Miguel | 230 | 0 | 0 | 0 | 0 | 0 |  |  |  | 0 | 0 | 0 | 0 | 0 | 0 |  | 0 | 0 | 0 | 0 | 0 |  |  |  | 0 | 0 | 0 | 0 | 0 | 0
SDGE | Miguel | 500 | 0 | 0 | 0 | 0 | 0 |  |  |  | 0 | 0 | 0 | 0 | 0 | 0 |  | 0 | 0 | 0 | 0 | 0 |  |  |  | 0 | 0 | 0 | 0 | 0 | 0
SDGE | Miguel | 69 | 0 | 0 | 0 | 0 | 0 |  |  |  | 0 | 0 | 0 | 9.75 | 0 | 0 |  | 0 | 0 | 0 | 0 | 0 |  |  |  | 0 | 0 | 0 | 0 | 0 | 0
PG&E GBA | Millbrae | 115 | 0 | 0 | 0 | 0 | 0 |  |  |  | 0 | 0 | 0 | 0 | 0 | 0 |  | 0 | 0 | 0 | 0 | 0 |  |  |  | 0 | 0 | 0 | 0 | 0 | 0
PG&E GBA | Miller | 115 | 0 | 0 | 0 | 0 | 0 |  |  |  | 0 | 0 | 0 | 0 | 0 | 0 |  | 0 | 0 | 0 | 0 | 0 |  |  |  | 0 | 0 | 0 | 0 | 0 | 0
SCE Metro | Mira Loma | 230 | 0 | 0 | 0 | 0 | 0 |  |  |  | 0 | 0 | 0 | 0 | 0 | 0 |  | 0 | 0 | 0 | 0 | 0 |  |  |  | 0 | 0 | 0 | 0 | 0 | 0
SCE Metro | Mira Loma | 500 | 0 | 0 | 0 | 0 | 0 |  |  |  | 0 | 0 | 0 | 0 | 0 | 0 |  | 0 | 0 | 0 | 0 | 0 |  |  |  | 0 | 0 | 0 | 0 | 0 | 0
SCE Eastern | Mirage | 115 | 0 | 0 | 0 | 0 | 0 |  |  |  | 0 | 0 | 0 | 0 | 0 | 0 |  | 0 | 0 | 0 | 0 | 0 |  |  |  | 0 | 0 | 0 | 0 | 0 | 0
SCE Eastern | Mirage | 230 | 0 | 0 | 0 | 0 | 0 |  |  |  | 0 | 0 | 132 | 150 | 0 | 0 |  | 0 | 0 | 0 | 0 | 0 |  |  |  | 0 | 0 | 0 | 0 | 0 | 0
SDGE | Mission | 138 | 0 | 0 | 0 | 0 | 0 |  |  |  | 0 | 0 | 0 | 0 | 0 | 0 |  | 0 | 0 | 0 | 0 | 0 |  |  |  | 0 | 0 | 0 | 0 | 0 | 0
SDGE | Mission | 230 | 0 | 0 | 0 | 0 | 0 |  |  |  | 0 | 0 | 0 | 0 | 0 | 0 |  | 0 | 0 | 0 | 0 | 0 |  |  |  | 0 | 0 | 0 | 0 | 0 | 0
SDGE | Mission | 69 | 0 | 0 | 0 | 0 | 0 |  |  |  | 0 | 0 | 0 | 0 | 0 | 0 |  | 0 | 0 | 0 | 0 | 0 |  |  |  | 0 | 0 | 0 | 0 | 0 | 0
PG&E GBA | Mi-Wuk | 115 | 0 | 0 | 0 | 0 | 0 |  |  |  | 0 | 0 | 0 | 0 | 0 | 0 |  | 0 | 0 | 0 | 0 | 0 |  |  |  | 0 | 0 | 0 | 0 | 0 | 0
SCE EOP | Mohave | 500 | 0 | 0 | 0 | 0 | 0 |  |  |  | 0 | 0 | 0 | 0 | 0 | 0 |  | 0 | 0 | 0 | 0 | 0 |  |  |  | 0 | 0 | 0 | 0 | 0 | 0
PG&E NGBA | Monroe | 115 | 0 | 0 | 0 | 0 | 0 |  |  |  | 0 | 0 | 0 | 0 | 0 | 0 |  | 0 | 0 | 0 | 0 | 0 |  |  |  | 0 | 0 | 0 | 0 | 0 | 0
SDGE | Monserate | 69 | 0 | 0 | 0 | 0 | 0 |  |  |  | 0 | 0 | 0 | 0 | 0 | 0 |  | 0 | 0 | 0 | 0 | 0 |  |  |  | 0 | 0 | 0 | 0 | 0 | 0
PG&E GBA | Monta Vista | 115 | 0 | 0 | 0 | 0 | 0 |  |  |  | 0 | 0 | 0 | 0 | 0 | 0 |  | 0 | 0 | 0 | 0 | 0 |  |  |  | 0 | 0 | 0 | 0 | 0 | 0
PG&E GBA | Monta Vista | 230 | 0 | 0 | 0 | 0 | 0 |  |  |  | 0 | 0 | 0 | 0 | 0 | 0 |  | 0 | 0 | 0 | 0 | 0 |  |  |  | 0 | 0 | 0 | 0 | 0 | 0
PG&E GBA | Monta Vista | 60 | 0 | 0 | 0 | 0 | 0 |  |  |  | 0 | 0 | 0 | 0 | 0 | 0 |  | 0 | 0 | 0 | 0 | 0 |  |  |  | 0 | 0 | 0 | 0 | 0 | 0
PG&E NGBA | Monticello | 115 | 0 | 0 | 0 | 0 | 0 |  |  |  | 0 | 0 | 0 | 0 | 0 | 0 |  | 0 | 0 | 0 | 0 | 0 |  |  |  | 0 | 0 | 0 | 0 | 0 | 0
SCE Northern | Moorpark | 230 | 0 | 0 | 0 | 0 | 0 |  |  |  | 0 | 0 | 0 | 0 | 0 | 0 |  | 0 | 0 | 0 | 0 | 0 |  |  |  | 0 | 0 | 0 | 0 | 0 | 0
SCE Northern | Moorpark | 66 | 0 | 0 | 0 | 0 | 0 |  |  |  | 0 | 0 | 0 | 0 | 0 | 0 |  | 0 | 0 | 0 | 0 | 0 |  |  |  | 0 | 0 | 0 | 0 | 0 | 0
PG&E GBA | Moraga | 115 | 0 | 0 | 0 | 0 | 0 |  |  |  | 0 | 0 | 0 | 0 | 0 | 0 |  | 0 | 0 | 0 | 0 | 0 |  |  |  | 0 | 0 | 0 | 0 | 0 | 0
PG&E GBA | Moraga | 230 | 0 | 0 | 0 | 0 | 0 |  |  |  | 0 | 0 | 0 | 0 | 0 | 0 |  | 0 | 0 | 0 | 0 | 0 |  |  |  | 0 | 0 | 0 | 0 | 0 | 0
PG&E GBA | Morgan Hill | 115 | 0 | 0 | 0 | 0 | 0 |  |  |  | 0 | 0 | 0 | 0 | 0 | 0 |  | 0 | 0 | 0 | 0 | 0 |  |  |  | 0 | 0 | 0 | 0 | 0 | 0
PG&E KERN | Morro Bay | 115 | 0 | 0 | 0 | 0 | 0 |  |  |  | 0 | 0 | 0 | 0 | 0 | 0 |  | 0 | 0 | 0 | 0 | 0 |  |  |  | 0 | 0 | 0 | 0 | 0 | 0
PG&E KERN | Morro Bay | 230 | 0 | 0 | 0 | 0 | 0 |  |  |  | 0 | 0 | 0 | 0 | 0 | 0 |  | 0 | 0 | 0 | 0 | 0 |  |  |  | 0 | 0 | 0 | 0 | 0 | 0
PG&E KERN | Morro Bay | 500 | 0 | 0 | 0 | 0 | 0 |  |  |  | 0 | 0 | 0 | 0 | 0 | 0 |  | 0 | 0 | 0 | 0 | 0 |  |  |  | 0 | 0 | 0 | 0 | 0 | 0
PG&E GBA | Moss Landing | 115 | 0 | 0 | 0 | 0 | 0 |  |  |  | 0 | 0 | 0 | 0 | 0 | 0 |  | 0 | 0 | 0 | 0 | 0 |  |  |  | 0 | 0 | 0 | 0 | 0 | 0
PG&E GBA | Moss Landing | 230 | 0 | 0 | 0 | 0 | 0 |  |  |  | 0 | 0 | 0 | 0 | 0 | 0 |  | 0 | 0 | 0 | 0 | 0 |  |  |  | 0 | 0 | 0 | 0 | 0 | 0
PG&E GBA | Moss Landing | 500 | 0 | 0 | 0 | 0 | 0 |  |  |  | 0 | 0 | 0 | 0 | 0 | 0 |  | 0 | 0 | 0 | 0 | 0 |  |  |  | 0 | 0 | 0 | 0 | 0 | 0
SCE EOP | Mountain Pass | 115 | 0 | 0 | 0 | 0 | 0 |  |  |  | 0 | 0 | 0 | 0 | 0 | 0 |  | 0 | 0 | 0 | 0 | 0 |  |  |  | 0 | 0 | 0 | 0 | 0 | 0
PG&E GBA | Mountain View | 115 | 0 | 0 | 0 | 0 | 0 |  |  |  | 0 | 0 | 0 | 0 | 0 | 0 |  | 0 | 0 | 0 | 0 | 0 |  |  |  | 0 | 0 | 0 | 0 | 0 | 0
PG&E GBA | Mt Eden | 115 | 0 | 0 | 0 | 0 | 0 |  |  |  | 0 | 0 | 0 | 0 | 0 | 0 |  | 0 | 0 | 0 | 0 | 0 |  |  |  | 0 | 0 | 0 | 0 | 0 | 0
PG&E KERN | Mt Poso | 115 | 0 | 0 | 0 | 0 | 0 |  |  |  | 0 | 0 | 0 | 0 | 0 | 0 |  | 0 | 0 | 0 | 0 | 0 |  |  |  | 0 | 0 | 0 | 0 | 0 | 0
SDGE | Murray | 69 | 0 | 0 | 0 | 0 | 0 |  |  |  | 0 | 0 | 0 | 0 | 0 | 0 |  | 0 | 0 | 0 | 0 | 0 |  |  |  | 0 | 0 | 0 | 0 | 0 | 0
PG&E FRESNO | Mustang | 230 | 0 | 0 | 0 | 0 | 0 |  |  |  | 0 | 0 | 0 | 0 | 0 | 0 |  | 0 | 0 | 0 | 0 | 0 |  |  |  | 0 | 0 | 0 | 0 | 0 | 0
SCE Northern | Neenach | 66 | 0 | 0 | 0 | 0 | 0 |  |  |  | 0 | 0 | 0 | 0 | 0 | 0 |  | 0 | 0 | 0 | 0 | 0 |  |  |  | 0 | 0 | 0 | 0 | 0 | 0
PG&E KERN | New Sub - Gates - Midway (Proposed) | 230 | 0 | 0 | 0 | 0 | 0 |  |  |  | 0 | 0 | 0 | 0 | 0 | 0 |  | 0 | 0 | 0 | 0 | 0 |  |  |  | 0 | 0 | 0 | 0 | 0 | 0
PG&E KERN | New Sub - Gates - Templeton (Proposed) | 230 | 0 | 0 | 0 | 0 | 0 |  |  |  | 0 | 0 | 0 | 0 | 0 | 0 |  | 0 | 0 | 0 | 0 | 0 |  |  |  | 0 | 0 | 0 | 0 | 0 | 0
SCE NOL | New Sub - Kramer - Lugo (Proposed) | 230 | 0 | 0 | 0 | 0 | 0 |  |  |  | 0 | 0 | 0 | 0 | 0 | 0 |  | 0 | 0 | 0 | 0 | 0 |  |  |  | 0 | 0 | 0 | 0 | 0 | 0
PG&E FRESNO | New Sub - Los Banos - Midway (Proposed) | 500 | 0 | 0 | 0 | 0 | 0 |  |  |  | 0 | 0 | 0 | 0 | 0 | 0 |  | 0 | 0 | 0 | 0 | 0 |  |  |  | 0 | 0 | 0 | 0 | 0 | 0
SCE NOL | New Sub - Lugo - Pisgah (Proposed) | 230 | 0 | 0 | 0 | 0 | 0 |  |  |  | 0 | 0 | 0 | 0 | 0 | 0 |  | 0 | 0 | 0 | 0 | 0 |  |  |  | 0 | 0 | 0 | 0 | 0 | 0
PG&E KERN | New Sub - Midway - Wheeler Ridge (Proposed) | 230 | 0 | 0 | 0 | 0 | 0 |  |  |  | 0 | 150 | 0 | 150 | 0 | 0 |  | 0 | 0 | 0 | 0 | 0 |  |  |  | 0 | 0 | 0 | 0 | 0 | 0
PG&E NGBA | New Sub - Near existing Leavitt (PSREC) | 345 | 0 | 0 | 0 | 0 | 0 |  |  |  | 0 | 0 | 0 | 0 | 0 | 0 |  | 0 | 0 | 0 | 0 | 0 |  |  |  | 0 | 0 | 0 | 0 | 0 | 0
PG&E NGBA | New Sub - Near existing Madeline (NVE) | 345 | 0 | 0 | 0 | 0 | 0 |  |  |  | 0 | 0 | 0 | 0 | 0 | 0 |  | 0 | 0 | 0 | 0 | 0 |  |  |  | 0 | 0 | 0 | 0 | 0 | 0
SDGE | New Sub - North Gila - IV (Proposed) | 500 | 0 | 0 | 0 | 0 | 0 |  |  |  | 0 | 0 | 0 | 0 | 0 | 0 |  | 0 | 0 | 0 | 0 | 0 |  |  |  | 0 | 0 | 0 | 0 | 0 | 0
PG&E NGBA | New Sub - Pit 1 - Cottonwood (Proposed) | 230 | 0 | 0 | 0 | 0 | 0 |  |  |  | 0 | 0 | 0 | 0 | 0 | 0 |  | 0 | 0 | 0 | 0 | 0 |  |  |  | 0 | 0 | 0 | 0 | 0 | 0
PG&E GBA | New Sub - Rancho Seco - Bellota (Proposed) | 230 | 0 | 0 | 0 | 0 | 0 |  |  |  | 0 | 0 | 0 | 0 | 0 | 0 |  | 0 | 0 | 0 | 0 | 0 |  |  |  | 0 | 0 | 0 | 0 | 0 | 0
SDGE | New Sub - Suncrest - Ocotillo (Proposed) | 500 | 0 | 0 | 0 | 0 | 0 |  |  |  | 0 | 0 | 0 | 0 | 0 | 0 |  | 0 | 0 | 0 | 0 | 0 |  |  |  | 0 | 0 | 0 | 0 | 0 | 0
PG&E FRESNO | New Sub - Westley - Quinto (Proposed) | 230 | 0 | 0 | 0 | 0 | 0 |  |  |  | 0 | 0 | 0 | 0 | 0 | 0 |  | 0 | 0 | 0 | 0 | 0 |  |  |  | 0 | 0 | 0 | 0 | 0 | 0
PG&E GBA | Newark | 115 | 0 | 0 | 0 | 0 | 0 |  |  |  | 0 | 0 | 0 | 0 | 0 | 0 |  | 0 | 0 | 0 | 0 | 0 |  |  |  | 0 | 0 | 0 | 0 | 0 | 0
PG&E GBA | Newark | 230 | 0 | 0 | 0 | 0 | 0 |  |  |  | 0 | 0 | 0 | 0 | 0 | 0 |  | 0 | 0 | 0 | 0 | 0 |  |  |  | 0 | 0 | 0 | 0 | 0 | 0
PG&E GBA | Newark | 60 | 0 | 0 | 0 | 0 | 0 |  |  |  | 0 | 0 | 0 | 0 | 0 | 0 |  | 0 | 0 | 0 | 0 | 0 |  |  |  | 0 | 0 | 0 | 0 | 0 | 0
PG&E FRESNO | Newhall | 115 | 0 | 0 | 0 | 0 | 0 |  |  |  | 0 | 0 | 0 | 0 | 0 | 0 |  | 0 | 0 | 0 | 0 | 0 |  |  |  | 0 | 0 | 0 | 0 | 0 | 0
PG&E KERN | Norco | 115 | 0 | 0 | 0 | 0 | 0 |  |  |  | 0 | 0 | 0 | 0 | 0 | 0 |  | 0 | 0 | 0 | 0 | 0 |  |  |  | 0 | 0 | 0 | 0 | 0 | 0
PG&E GBA | Nortech | 115 | 0 | 0 | 0 | 0 | 0 |  |  |  | 0 | 0 | 0 | 0 | 0 | 0 |  | 0 | 0 | 0 | 0 | 0 |  |  |  | 0 | 0 | 0 | 0 | 0 | 0
SDGE | North City Metering | 138 | 0 | 0 | 0 | 0 | 0 |  |  |  | 0 | 0 | 0 | 0 | 0 | 0 |  | 0 | 0 | 0 | 0 | 0 |  |  |  | 0 | 0 | 0 | 0 | 0 | 0
PG&E GBA | North Dublin | 230 | 0 | 0 | 0 | 0 | 0 |  |  |  | 0 | 0 | 0 | 0 | 0 | 0 |  | 0 | 0 | 0 | 0 | 0 |  |  |  | 0 | 0 | 0 | 0 | 0 | 0
SDGE | North Gila | 500 | 0 | 0 | 0 | 0 | 0 |  |  |  | 0 | 0 | 0 | 0 | 0 | 0 |  | 0 | 0 | 0 | 0 | 0 |  |  |  | 0 | 0 | 0 | 0 | 0 | 0
SCE Metro | North of SONGS | 230 | 0 | 0 | 0 | 0 | 0 |  |  |  | 0 | 0 | 0 | 0 | 0 | 0 |  | 0 | 0 | 0 | 0 | 0 |  |  |  | 0 | 0 | 0 | 0 | 0 | 0
SCE Metro | North of SONGS | 500 | 0 | 0 | 0 | 0 | 0 |  |  |  | 0 | 0 | 0 | 0 | 0 | 0 |  | 0 | 0 | 0 | 0 | 0 |  |  |  | 0 | 0 | 0 | 0 | 0 | 0
PG&E NGBA | Notre Dame | 115 | 0 | 0 | 0 | 0 | 0 |  |  |  | 0 | 0 | 0 | 0 | 0 | 0 |  | 0 | 0 | 0 | 0 | 0 |  |  |  | 0 | 0 | 0 | 0 | 0 | 0
PG&E GBA | Oakland C | 115 | 0 | 0 | 0 | 0 | 0 |  |  |  | 0 | 0 | 0 | 0 | 0 | 0 |  | 0 | 0 | 0 | 0 | 0 |  |  |  | 0 | 0 | 0 | 0 | 0 | 0
PG&E GBA | Oakland J | 115 | 0 | 0 | 0 | 0 | 0 |  |  |  | 0 | 0 | 0 | 0 | 0 | 0 |  | 0 | 0 | 0 | 0 | 0 |  |  |  | 0 | 0 | 0 | 0 | 0 | 0
PG&E GBA | Oakland L | 115 | 0 | 0 | 0 | 0 | 0 |  |  |  | 0 | 0 | 0 | 0 | 0 | 0 |  | 0 | 0 | 0 | 0 | 0 |  |  |  | 0 | 0 | 0 | 0 | 0 | 0
PG&E GBA | Oakland X | 115 | 0 | 0 | 0 | 0 | 0 |  |  |  | 0 | 0 | 0 | 0 | 0 | 0 |  | 0 | 0 | 0 | 0 | 0 |  |  |  | 0 | 0 | 0 | 0 | 0 | 0
SDGE | Ocean Ranch | 69 | 0 | 0 | 0 | 0 | 0 |  |  |  | 0 | 0 | 0 | 0 | 0 | 0 |  | 0 | 0 | 0 | 0 | 0 |  |  |  | 0 | 0 | 0 | 0 | 0 | 0
PG&E KERN | Oceano | 115 | 0 | 0 | 0 | 0 | 0 |  |  |  | 0 | 0 | 0 | 0 | 0 | 0 |  | 0 | 0 | 0 | 0 | 0 |  |  |  | 0 | 0 | 0 | 0 | 0 | 0
SDGE | Ocotillo Express | 500 | 0 | 0 | 0 | 0 | 0 |  |  |  | 0 | 0 | 0 | 0 | 0 | 0 |  | 0 | 0 | 0 | 0 | 0 |  |  |  | 0 | 0 | 0 | 0 | 0 | 0
PG&E KERN | Old River | 70 | 0 | 0 | 0 | 0 | 0 |  |  |  | 0 | 0 | 0 | 0 | 0 | 0 |  | 0 | 0 | 0 | 0 | 0 |  |  |  | 0 | 0 | 0 | 0 | 0 | 0
SDGE | Old Town | 230 | 0 | 0 | 0 | 0 | 0 |  |  |  | 0 | 0 | 0 | 0 | 0 | 0 |  | 0 | 0 | 0 | 0 | 0 |  |  |  | 0 | 0 | 0 | 0 | 0 | 0
SCE Metro | Olinda | 230 | 0 | 0 | 0 | 0 | 0 |  |  |  | 0 | 0 | 0 | 0 | 0 | 0 |  | 0 | 0 | 0 | 0 | 0 |  |  |  | 0 | 0 | 0 | 0 | 0 | 0
PG&E FRESNO | Olive | 115 | 0 | 0 | 0 | 0 | 0 |  |  |  | 0 | 40 | 0 | 0 | 0 | 0 |  | 0 | 0 | 0 | 0 | 0 |  |  |  | 0 | 0 | 0 | 0 | 0 | 0
PG&E NGBA | Olivehurst | 115 | 0 | 0 | 0 | 0 | 0 |  |  |  | 0 | 0 | 0 | 0 | 0 | 0 |  | 0 | 0 | 0 | 0 | 0 |  |  |  | 0 | 0 | 0 | 0 | 0 | 0
PG&E NGBA | Oregon Trail | 60 | 0 | 0 | 0 | 0 | 0 |  |  |  | 0 | 0 | 0 | 0 | 0 | 0 |  | 0 | 0 | 0 | 0 | 0 |  |  |  | 0 | 0 | 0 | 0 | 0 | 0
SCE Northern | Ormond Beach | 230 | 0 | 0 | 0 | 0 | 0 |  |  |  | 0 | 0 | 0 | 0 | 0 | 0 |  | 0 | 0 | 0 | 0 | 0 |  |  |  | 0 | 0 | 0 | 0 | 0 | 0
PG&E FRESNO | Oro Loma | 115 | 0 | 0 | 0 | 0 | 0 |  |  |  | 0 | 0 | 0 | 0 | 0 | 0 |  | 0 | 0 | 0 | 0 | 0 |  |  |  | 0 | 0 | 0 | 0 | 0 | 0
PG&E FRESNO | Oro Loma | 70 | 0 | 0 | 0 | 0 | 0 |  |  |  | 0 | 0 | 0 | 0 | 0 | 0 |  | 0 | 0 | 0 | 0 | 0 |  |  |  | 0 | 0 | 0 | 0 | 0 | 0
PG&E FRESNO | Orosi | 70 | 0 | 0 | 0 | 0 | 0 |  |  |  | 0 | 0 | 0 | 0 | 0 | 0 |  | 0 | 0 | 0 | 0 | 0 |  |  |  | 0 | 0 | 0 | 0 | 0 | 0
SDGE | Otay | 69 | 0 | 0 | 0 | 0 | 0 |  |  |  | 0 | 0 | 0 | 6 | 0 | 0 |  | 0 | 0 | 0 | 0 | 0 |  |  |  | 0 | 0 | 0 | 0 | 0 | 0
SDGE | Otay Mesa | 230 | 0 | 0 | 0 | 0 | 0 |  |  |  | 0 | 0 | 0 | 0 | 0 | 0 |  | 0 | 0 | 0 | 0 | 0 |  |  |  | 0 | 0 | 0 | 65 | 0 | 0
PG&E FRESNO | Padre Flats SW STA | 230 | 0 | 0 | 0 | 0 | 0 |  |  |  | 0 | 0 | 0 | 0 | 0 | 0 |  | 0 | 0 | 0 | 0 | 0 |  |  |  | 0 | 0 | 0 | 0 | 0 | 0
SCE EOP | Pahrump | 138 | 0 | 0 | 0 | 0 | 0 |  |  |  | 0 | 0 | 0 | 0 | 0 | 0 |  | 0 | 0 | 0 | 0 | 0 |  |  |  | 0 | 0 | 0 | 0 | 0 | 0
SCE EOP | Pahrump | 230 | 0 | 0 | 0 | 0 | 0 |  |  |  | 0 | 0 | 0 | 0 | 0 | 0 |  | 0 | 0 | 0 | 0 | 0 |  |  |  | 0 | 0 | 0 | 0 | 0 | 0
SDGE | Pala | 69 | 0 | 0 | 0 | 0 | 0 |  |  |  | 0 | 0 | 0 | 10 | 0 | 0 |  | 0 | 0 | 0 | 0 | 0 |  |  |  | 0 | 0 | 0 | 0 | 0 | 0
PG&E NGBA | Palermo | 115 | 0 | 0 | 0 | 0 | 0 |  |  |  | 0 | 0 | 0 | 0 | 0 | 0 |  | 0 | 0 | 0 | 0 | 0 |  |  |  | 0 | 0 | 0 | 0 | 0 | 0
PG&E NGBA | Palermo | 230 | 0 | 0 | 0 | 0 | 0 |  |  |  | 0 | 0 | 0 | 0 | 0 | 0 |  | 0 | 0 | 0 | 0 | 0 |  |  |  | 0 | 0 | 0 | 0 | 0 | 0
SCE Eastern | Palo Verde | 500 | 0 | 0 | 0 | 0 | 1585 |  |  |  | 0 | 0 | 0 | 0 | 0 | 0 |  | 0 | 0 | 0 | 0 | 0 |  |  |  | 0 | 0 | 0 | 0 | 0 | 0
SDGE | Palomar Energy | 230 | 0 | 0 | 0 | 0 | 0 |  |  |  | 0 | 0 | 0 | 0 | 0 | 0 |  | 0 | 0 | 0 | 0 | 0 |  |  |  | 0 | 0 | 0 | 0 | 0 | 0
PG&E KERN | Panama | 70 | 0 | 0 | 0 | 0 | 0 |  |  |  | 0 | 0 | 0 | 0 | 0 | 0 |  | 0 | 0 | 0 | 0 | 0 |  |  |  | 0 | 0 | 0 | 0 | 0 | 0
PG&E FRESNO | Panoche | 115 | 0 | 0 | 0 | 0 | 0 |  |  |  | 0 | 0 | 0 | 0 | 0 | 0 |  | 0 | 0 | 0 | 0 | 0 |  |  |  | 0 | 0 | 0 | 0 | 0 | 0
PG&E FRESNO | Panoche | 230 | 0 | 0 | 0 | 0 | 0 |  |  |  | 0 | 0 | 0 | 0 | 0 | 0 |  | 0 | 0 | 0 | 0 | 0 |  |  |  | 0 | 0 | 0 | 0 | 0 | 0
SCE Northern | Pardee | 230 | 0 | 0 | 0 | 0 | 0 |  |  |  | 0 | 0 | 0 | 80 | 0 | 0 |  | 0 | 0 | 0 | 0 | 0 |  |  |  | 0 | 0 | 0 | 0 | 0 | 0
PG&E NGBA | Parkway | 230 | 0 | 0 | 0 | 0 | 0 |  |  |  | 0 | 0 | 0 | 0 | 0 | 0 |  | 0 | 0 | 0 | 0 | 0 |  |  |  | 0 | 0 | 0 | 0 | 0 | 0
SCE Northern | Pastoria | 230 | 0 | 0 | 0 | 0 | 0 |  |  |  | 0 | 0 | 0 | 0 | 0 | 0 |  | 0 | 0 | 0 | 0 | 0 |  |  |  | 0 | 0 | 0 | 0 | 0 | 0
SCE Metro | Pauda | 230 | 0 | 0 | 0 | 0 | 0 |  |  |  | 0 | 0 | 0 | 120 | 0 | 0 |  | 0 | 0 | 0 | 0 | 0 |  |  |  | 0 | 0 | 0 | 0 | 0 | 0
PG&E GBA | Paul Sweet | 115 | 0 | 0 | 0 | 0 | 0 |  |  |  | 0 | 0 | 0 | 0 | 0 | 0 |  | 0 | 0 | 0 | 0 | 0 |  |  |  | 0 | 0 | 0 | 0 | 0 | 0
PG&E NGBA | Peabody | 230 | 0 | 0 | 0 | 0 | 0 |  |  |  | 0 | 0 | 0 | 0 | 0 | 0 |  | 0 | 0 | 0 | 0 | 0 |  |  |  | 0 | 0 | 0 | 0 | 0 | 0
PG&E NGBA | Pease | 115 | 0 | 0 | 0 | 0 | 0 |  |  |  | 0 | 0 | 0 | 0 | 0 | 0 |  | 0 | 0 | 0 | 0 | 0 |  |  |  | 0 | 0 | 0 | 0 | 0 | 0
PG&E NGBA | Pease | 60 | 0 | 0 | 0 | 0 | 0 |  |  |  | 0 | 0 | 0 | 0 | 0 | 0 |  | 0 | 0 | 0 | 0 | 0 |  |  |  | 0 | 0 | 0 | 0 | 0 | 0
SDGE | Penasquitos | 138 | 0 | 0 | 0 | 0 | 0 |  |  |  | 0 | 0 | 0 | 0 | 0 | 0 |  | 0 | 0 | 0 | 0 | 0 |  |  |  | 0 | 0 | 0 | 0 | 0 | 0
SDGE | Penasquitos | 230 | 0 | 0 | 0 | 0 | 0 |  |  |  | 0 | 0 | 0 | 0 | 0 | 0 |  | 0 | 0 | 0 | 0 | 0 |  |  |  | 0 | 0 | 0 | 0 | 0 | 0
SDGE | Penasquitos | 69 | 0 | 0 | 0 | 0 | 0 |  |  |  | 0 | 0 | 0 | 0 | 0 | 0 |  | 0 | 0 | 0 | 0 | 0 |  |  |  | 0 | 0 | 0 | 0 | 0 | 0
SDGE | Pendleton | 69 | 0 | 0 | 0 | 0 | 0 |  |  |  | 0 | 0 | 0 | 0 | 0 | 0 |  | 0 | 0 | 0 | 0 | 0 |  |  |  | 0 | 0 | 0 | 0 | 0 | 0
PG&E NGBA | Penngrove | 115 | 0 | 0 | 0 | 0 | 0 |  |  |  | 0 | 0 | 0 | 0 | 0 | 0 |  | 0 | 0 | 0 | 0 | 0 |  |  |  | 0 | 0 | 0 | 0 | 0 | 0
PG&E GBA | Peoria | 115 | 0 | 0 | 0 | 0 | 0 |  |  |  | 0 | 0 | 0 | 10 | 0 | 0 |  | 0 | 0 | 0 | 0 | 0 |  |  |  | 0 | 0 | 0 | 0 | 0 | 0
PG&E GBA | Piercy | 115 | 0 | 0 | 0 | 0 | 0 |  |  |  | 0 | 0 | 0 | 0 | 0 | 0 |  | 0 | 0 | 0 | 0 | 0 |  |  |  | 0 | 0 | 0 | 0 | 0 | 0
PG&E FRESNO | Pine Flat | 230 | 0 | 0 | 0 | 0 | 0 |  |  |  | 0 | 0 | 0 | 0 | 0 | 0 |  | 0 | 0 | 0 | 0 | 0 |  |  |  | 0 | 0 | 0 | 0 | 0 | 0
SCE NOL | Pisgah | 230 | 0 | 0 | 0 | 0 | 0 |  |  |  | 0 | 0 | 0 | 0 | 0 | 0 |  | 0 | 0 | 0 | 0 | 0 |  |  |  | 0 | 0 | 0 | 0 | 0 | 0
PG&E NGBA | Pit 1 | 230 | 0 | 0 | 0 | 0 | 0 |  |  |  | 0 | 0 | 0 | 0 | 0 | 0 |  | 0 | 0 | 0 | 0 | 0 |  |  |  | 0 | 0 | 0 | 0 | 0 | 0
PG&E NGBA | Pit 1 | 60 | 0 | 0 | 0 | 0 | 0 |  |  |  | 0 | 0 | 0 | 0 | 0 | 0 |  | 0 | 0 | 0 | 0 | 0 |  |  |  | 0 | 0 | 0 | 0 | 0 | 0
PG&E NGBA | Pit 3 | 230 | 0 | 0 | 0 | 0 | 0 |  |  |  | 0 | 0 | 0 | 0 | 0 | 0 |  | 0 | 0 | 0 | 0 | 0 |  |  |  | 0 | 0 | 0 | 0 | 0 | 0
PG&E NGBA | Pit 4 | 230 | 0 | 0 | 0 | 0 | 0 |  |  |  | 0 | 0 | 0 | 0 | 0 | 0 |  | 0 | 0 | 0 | 0 | 0 |  |  |  | 0 | 0 | 0 | 0 | 0 | 0
PG&E GBA | Pittsburg | 115 | 0 | 0 | 0 | 0 | 0 |  |  |  | 0 | 0 | 0 | 0 | 0 | 0 |  | 0 | 0 | 0 | 0 | 0 |  |  |  | 0 | 0 | 0 | 0 | 0 | 0
PG&E GBA | Pittsburg | 230 | 0 | 0 | 0 | 0 | 0 |  |  |  | 0 | 0 | 0 | 0 | 0 | 0 |  | 0 | 0 | 0 | 0 | 0 |  |  |  | 0 | 0 | 0 | 0 | 0 | 0
PG&E NGBA | Pleasant Grove | 115 | 0 | 0 | 0 | 0 | 0 |  |  |  | 0 | 0 | 0 | 0 | 0 | 0 |  | 0 | 0 | 0 | 0 | 0 |  |  |  | 0 | 0 | 0 | 0 | 0 | 0
PG&E NGBA | POE | 230 | 0 | 0 | 0 | 0 | 0 |  |  |  | 0 | 0 | 0 | 0 | 0 | 0 |  | 0 | 0 | 0 | 0 | 0 |  |  |  | 0 | 0 | 0 | 0 | 0 | 0
SDGE | Point Loma | 69 | 0 | 0 | 0 | 0 | 0 |  |  |  | 0 | 0 | 0 | 0 | 0 | 0 |  | 0 | 0 | 0 | 0 | 0 |  |  |  | 0 | 0 | 0 | 0 | 0 | 0
SDGE | Pomerado | 69 | 0 | 0 | 0 | 0 | 0 |  |  |  | 0 | 0 | 0 | 0 | 0 | 0 |  | 0 | 0 | 0 | 0 | 0 |  |  |  | 0 | 0 | 0 | 0 | 0 | 0
PG&E KERN | Poso Mountain | 115 | 0 | 0 | 0 | 0 | 0 |  |  |  | 0 | 0 | 0 | 0 | 0 | 0 |  | 0 | 0 | 0 | 0 | 0 |  |  |  | 0 | 0 | 0 | 0 | 0 | 0
SCE EOP | Primm | 230 | 0 | 0 | 0 | 0 | 0 |  |  |  | 0 | 0 | 0 | 0 | 0 | 0 |  | 0 | 0 | 0 | 0 | 0 |  |  |  | 0 | 0 | 0 | 0 | 0 | 0
PG&E NGBA | Putah Creek | 115 | 0 | 0 | 0 | 0 | 0 |  |  |  | 0 | 0 | 0 | 0 | 0 | 0 |  | 0 | 0 | 0 | 0 | 0 |  |  |  | 0 | 0 | 0 | 0 | 0 | 0
SDGE | Q1806 | 138 | 0 | 0 | 0 | 0 | 0 |  |  |  | 0 | 0 | 0 | 0 | 0 | 0 |  | 0 | 0 | 0 | 0 | 0 |  |  |  | 0 | 0 | 0 | 0 | 0 | 0
PG&E FRESNO | Quinto | 230 | 0 | 0 | 0 | 0 | 0 |  |  |  | 0 | 0 | 0 | 0 | 0 | 0 |  | 0 | 0 | 0 | 0 | 0 |  |  |  | 0 | 0 | 0 | 0 | 0 | 0
PG&E GBA | Race Track | 115 | 0 | 0 | 0 | 0 | 0 |  |  |  | 0 | 0 | 0 | 0 | 0 | 0 |  | 0 | 0 | 0 | 0 | 0 |  |  |  | 0 | 0 | 0 | 0 | 0 | 0
SDGE | Rancho Mission Viejo | 138 | 0 | 0 | 0 | 0 | 0 |  |  |  | 0 | 0 | 0 | 0 | 0 | 0 |  | 0 | 0 | 0 | 0 | 0 |  |  |  | 0 | 0 | 0 | 0 | 0 | 0
PG&E GBA | Rancho Seco | 230 | 0 | 0 | 0 | 0 | 0 |  |  |  | 0 | 0 | 0 | 0 | 0 | 0 |  | 0 | 0 | 0 | 0 | 0 |  |  |  | 0 | 0 | 0 | 0 | 0 | 0
SCE Metro | Rancho Vista | 230 | 0 | 0 | 0 | 0 | 0 |  |  |  | 0 | 0 | 0 | 0 | 0 | 0 |  | 0 | 0 | 0 | 0 | 0 |  |  |  | 0 | 0 | 0 | 0 | 0 | 0
SCE Metro | Rancho Vista | 500 | 0 | 0 | 0 | 0 | 0 |  |  |  | 0 | 0 | 0 | 0 | 0 | 0 |  | 0 | 0 | 0 | 0 | 0 |  |  |  | 0 | 0 | 0 | 0 | 0 | 0
SCE NOL | Ransburg | 115 | 0 | 0 | 0 | 0 | 0 |  |  |  | 0 | 0 | 0 | 0 | 0 | 0 |  | 0 | 0 | 0 | 0 | 0 |  |  |  | 0 | 0 | 0 | 0 | 0 | 0
PG&E GBA | Ravenswood | 115 | 0 | 0 | 0 | 0 | 0 |  |  |  | 0 | 0 | 0 | 0 | 0 | 0 |  | 0 | 0 | 0 | 0 | 0 |  |  |  | 0 | 0 | 0 | 0 | 0 | 0
PG&E GBA | Ravenswood | 230 | 0 | 0 | 0 | 0 | 0 |  |  |  | 0 | 0 | 0 | 0 | 0 | 0 |  | 0 | 0 | 0 | 0 | 0 |  |  |  | 0 | 0 | 0 | 0 | 0 | 0
SCE Northern | Rector | 230 | 0 | 0 | 0 | 0 | 0 |  |  |  | 3 | 0 | 0 | 0 | 0 | 0 |  | 0 | 0 | 0 | 0 | 0 |  |  |  | 0 | 0 | 0 | 0 | 0 | 0
SCE Eastern | Red Bluff | 230 | 0 | 0 | 0 | 0 | 0 |  |  |  | 0 | 0 | 463 | 416 | 0 | 0 |  | 0 | 0 | 0 | 0 | 0 |  |  |  | 0 | 0 | 0 | 0 | 0 | 0
SCE Eastern | Red Bluff | 500 | 0 | 0 | 0 | 0 | 0 |  |  |  | 0 | 0 | 0 | 0 | 0 | 0 |  | 0 | 0 | 0 | 0 | 0 |  |  |  | 0 | 0 | 0 | 0 | 0 | 0
PG&E NGBA | Redbud | 115 | 0 | 0 | 0 | 0 | 0 |  |  |  | 0 | 0 | 0 | 0 | 0 | 0 |  | 0 | 0 | 0 | 0 | 0 |  |  |  | 0 | 0 | 0 | 0 | 0 | 0
SCE Metro | Redondo | 230 | 0 | 0 | 0 | 0 | 0 |  |  |  | 0 | 0 | 0 | 0 | 0 | 0 |  | 0 | 0 | 0 | 0 | 0 |  |  |  | 0 | 0 | 0 | 0 | 0 | 0
PG&E FRESNO | Reedley | 115 | 0 | 0 | 0 | 0 | 0 |  |  |  | 0 | 0 | 0 | 0 | 0 | 0 |  | 0 | 0 | 0 | 0 | 0 |  |  |  | 0 | 0 | 0 | 0 | 0 | 0
PG&E KERN | Renfro | 115 | 0 | 0 | 0 | 0 | 0 |  |  |  | 0 | 0 | 0 | 0 | 0 | 0 |  | 0 | 0 | 0 | 0 | 0 |  |  |  | 0 | 0 | 0 | 0 | 0 | 0
PG&E GBA | Richmond R | 115 | 0 | 0 | 0 | 0 | 0 |  |  |  | 0 | 0 | 0 | 0 | 0 | 0 |  | 0 | 0 | 0 | 0 | 0 |  |  |  | 0 | 0 | 0 | 0 | 0 | 0
PG&E NGBA | Rincon | 115 | 0 | 0 | 0 | 0 | 0 |  |  |  | 0 | 0 | 0 | 0 | 0 | 0 |  | 0 | 0 | 0 | 0 | 0 |  |  |  | 0 | 0 | 0 | 0 | 0 | 0
PG&E KERN | Rio Bravo | 115 | 0 | 0 | 0 | 0 | 0 |  |  |  | 0 | 0 | 0 | 0 | 0 | 0 |  | 0 | 0 | 0 | 0 | 0 |  |  |  | 0 | 0 | 0 | 0 | 0 | 0
SCE Metro | Rio Hondo | 230 | 0 | 0 | 0 | 0 | 0 |  |  |  | 0 | 0 | 0 | 0 | 0 | 0 |  | 0 | 0 | 0 | 0 | 0 |  |  |  | 0 | 0 | 0 | 0 | 0 | 0
PG&E NGBA | Rio Oso | 115 | 0 | 0 | 0 | 0 | 0 |  |  |  | 0 | 0 | 0 | 0 | 0 | 0 |  | 0 | 0 | 0 | 0 | 0 |  |  |  | 0 | 0 | 0 | 0 | 0 | 0
PG&E NGBA | Rio Oso | 230 | 0 | 0 | 0 | 0 | 0 |  |  |  | 0 | 0 | 0 | 0 | 0 | 0 |  | 0 | 0 | 0 | 0 | 0 |  |  |  | 0 | 0 | 0 | 0 | 0 | 0
PG&E GBA | Ripon | 115 | 0 | 0 | 0 | 0 | 0 |  |  |  | 0 | 0 | 0 | 0 | 0 | 0 |  | 0 | 0 | 0 | 0 | 0 |  |  |  | 0 | 0 | 0 | 0 | 0 | 0
PG&E GBA | Riverbank | 115 | 0 | 0 | 0 | 0 | 0 |  |  |  | 0 | 0 | 0 | 0 | 0 | 0 |  | 0 | 0 | 0 | 0 | 0 |  |  |  | 0 | 0 | 0 | 0 | 0 | 0
SCE NOL | Roadway | 115 | 0 | 0 | 0 | 0 | 0 |  |  |  | 2 | 150 | 0 | 75 | 0 | 0 |  | 0 | 0 | 0 | 0 | 0 |  |  |  | 0 | 0 | 0 | 0 | 0 | 0
PG&E NGBA | Rock Creek 1 | 230 | 0 | 0 | 0 | 0 | 0 |  |  |  | 0 | 0 | 0 | 0 | 0 | 0 |  | 0 | 0 | 0 | 0 | 0 |  |  |  | 0 | 0 | 0 | 0 | 0 | 0
SCE Northern | Rosamond | 66 | 0 | 0 | 0 | 0 | 0 |  |  |  | 0 | 0 | 0 | 0 | 0 | 0 |  | 0 | 0 | 0 | 0 | 0 |  |  |  | 0 | 0 | 0 | 0 | 0 | 0
PG&E GBA | Rossmoor | 230 | 0 | 0 | 0 | 0 | 0 |  |  |  | 0 | 0 | 0 | 0 | 0 | 0 |  | 0 | 0 | 0 | 0 | 0 |  |  |  | 0 | 0 | 0 | 0 | 0 | 0
PG&E NGBA | Round Mountain | 230 | 0 | 0 | 0 | 0 | 0 |  |  |  | 0 | 0 | 0 | 0 | 0 | 0 |  | 0 | 0 | 0 | 0 | 0 |  |  |  | 0 | 0 | 0 | 0 | 0 | 0
PG&E NGBA | Round Mountain | 500 | 0 | 0 | 0 | 0 | 0 |  |  |  | 0 | 0 | 0 | 0 | 0 | 0 |  | 0 | 0 | 0 | 0 | 0 |  |  |  | 0 | 0 | 0 | 0 | 0 | 0
PG&E GBA | Salado | 115 | 0 | 0 | 0 | 0 | 0 |  |  |  | 0 | 0 | 0 | 0 | 0 | 0 |  | 0 | 0 | 0 | 0 | 0 |  |  |  | 0 | 0 | 0 | 0 | 0 | 0
PG&E GBA | Salado | 60 | 0 | 0 | 0 | 0 | 0 |  |  |  | 0 | 0 | 0 | 0 | 0 | 0 |  | 0 | 0 | 0 | 0 | 0 |  |  |  | 0 | 0 | 0 | 0 | 0 | 0
PG&E GBA | Salinas | 115 | 0 | 0 | 0 | 0 | 0 |  |  |  | 0 | 0 | 0 | 0 | 0 | 0 |  | 0 | 0 | 0 | 0 | 0 |  |  |  | 0 | 0 | 0 | 0 | 0 | 0
SDGE | Salt Creek | 69 | 0 | 0 | 0 | 0 | 0 |  |  |  | 0 | 0 | 0 | 0 | 0 | 0 |  | 0 | 0 | 0 | 0 | 0 |  |  |  | 0 | 0 | 0 | 0 | 0 | 0
SCE Eastern | San Bernardino | 230 | 0 | 0 | 0 | 0 | 0 |  |  |  | 0 | 0 | 0 | 0 | 0 | 0 |  | 0 | 0 | 0 | 0 | 0 |  |  |  | 0 | 0 | 0 | 0 | 0 | 0
PG&E GBA | SAN FRAN A (POTRERO PP) | 115 | 0 | 0 | 0 | 0 | 0 |  |  |  | 0 | 0 | 0 | 0 | 0 | 0 |  | 0 | 0 | 0 | 0 | 0 |  |  |  | 0 | 0 | 0 | 0 | 0 | 0
PG&E GBA | SAN FRAN A (POTRERO PP) | 230 | 0 | 0 | 0 | 0 | 0 |  |  |  | 0 | 0 | 0 | 0 | 0 | 0 |  | 0 | 0 | 0 | 0 | 0 |  |  |  | 0 | 0 | 0 | 0 | 0 | 0
PG&E GBA | San Jose A | 115 | 0 | 0 | 0 | 0 | 0 |  |  |  | 0 | 0 | 0 | 0 | 0 | 0 |  | 0 | 0 | 0 | 0 | 0 |  |  |  | 0 | 0 | 0 | 0 | 0 | 0
PG&E GBA | San Jose B | 115 | 0 | 0 | 0 | 0 | 0 |  |  |  | 0 | 0 | 0 | 0 | 0 | 0 |  | 0 | 0 | 0 | 0 | 0 |  |  |  | 0 | 0 | 0 | 0 | 0 | 0
PG&E GBA | San Leandro U | 115 | 0 | 0 | 0 | 0 | 0 |  |  |  | 0 | 0 | 0 | 0 | 0 | 0 |  | 0 | 0 | 0 | 0 | 0 |  |  |  | 0 | 0 | 0 | 0 | 0 | 0
PG&E KERN | San Luis Obispo | 115 | 0 | 0 | 0 | 0 | 0 |  |  |  | 0 | 0 | 0 | 0 | 0 | 0 |  | 0 | 0 | 0 | 0 | 0 |  |  |  | 0 | 0 | 0 | 0 | 0 | 0
PG&E KERN | San Luis Obispo | 70 | 0 | 0 | 0 | 0 | 0 |  |  |  | 0 | 0 | 0 | 0 | 0 | 0 |  | 0 | 0 | 0 | 0 | 0 |  |  |  | 0 | 0 | 0 | 0 | 0 | 0
SDGE | San Luis Rey | 230 | 0 | 0 | 0 | 0 | 0 |  |  |  | 0 | 0 | 0 | 0 | 0 | 0 |  | 0 | 0 | 0 | 0 | 0 |  |  |  | 0 | 0 | 0 | 0 | 0 | 0
SDGE | San Luis Rey | 69 | 0 | 0 | 0 | 0 | 0 |  |  |  | 0 | 0 | 0 | 0 | 0 | 0 |  | 0 | 0 | 0 | 0 | 0 |  |  |  | 0 | 0 | 0 | 0 | 0 | 0
SDGE | San Marcos | 69 | 0 | 0 | 0 | 0 | 0 |  |  |  | 0 | 0 | 0 | 0 | 0 | 0 |  | 0 | 0 | 0 | 0 | 0 |  |  |  | 0 | 0 | 0 | 0 | 0 | 0
SCE Metro | San Onofre | 230 | 0 | 0 | 0 | 0 | 0 |  |  |  | 0 | 0 | 0 | 0 | 0 | 0 |  | 0 | 0 | 0 | 0 | 0 |  |  |  | 0 | 0 | 0 | 0 | 0 | 0
PG&E GBA | San Pablo | 115 | 0 | 0 | 0 | 0 | 0 |  |  |  | 0 | 0 | 0 | 0 | 0 | 0 |  | 0 | 0 | 0 | 0 | 0 |  |  |  | 0 | 0 | 0 | 0 | 0 | 0
PG&E GBA | San Ramon | 230 | 0 | 0 | 0 | 0 | 0 |  |  |  | 0 | 0 | 0 | 0 | 0 | 0 |  | 0 | 0 | 0 | 0 | 0 |  |  |  | 0 | 0 | 0 | 0 | 0 | 0
SDGE | San Ysidro | 69 | 0 | 0 | 0 | 0 | 0 |  |  |  | 0 | 0 | 0 | 0 | 0 | 0 |  | 0 | 0 | 0 | 0 | 0 |  |  |  | 0 | 0 | 0 | 0 | 0 | 0
SCE NOL | Sandlot | 230 | 0 | 0 | 0 | 0 | 0 |  |  |  | 0 | 0 | 0 | 0 | 0 | 0 |  | 0 | 0 | 0 | 0 | 0 |  |  |  | 0 | 0 | 0 | 0 | 0 | 0
SCE EOP | Sandy | 138 | 0 | 0 | 0 | 0 | 0 |  |  |  | 0 | 0 | 0 | 0 | 0 | 0 |  | 0 | 0 | 0 | 0 | 0 |  |  |  | 0 | 0 | 0 | 0 | 0 | 0
PG&E FRESNO | Sanger | 115 | 0 | 0 | 0 | 0 | 0 |  |  |  | 0 | 0 | 0 | 0 | 0 | 0 |  | 0 | 0 | 0 | 0 | 0 |  |  |  | 0 | 0 | 0 | 0 | 0 | 0
SCE Northern | Santa Clara | 230 | 0 | 0 | 0 | 0 | 0 |  |  |  | 0 | 0 | 0 | 0 | 0 | 0 |  | 0 | 0 | 0 | 0 | 0 |  |  |  | 0 | 0 | 0 | 0 | 0 | 0
PG&E NGBA | Santa Rosa A | 115 | 0 | 0 | 0 | 0 | 0 |  |  |  | 0 | 0 | 0 | 0 | 0 | 0 |  | 0 | 0 | 0 | 0 | 0 |  |  |  | 0 | 0 | 0 | 0 | 0 | 0
PG&E GBA | Santa Teresa | 115 | 0 | 0 | 0 | 0 | 0 |  |  |  | 0 | 0 | 0 | 0 | 0 | 0 |  | 0 | 0 | 0 | 0 | 0 |  |  |  | 0 | 0 | 0 | 0 | 0 | 0
SDGE | Santee | 138 | 0 | 0 | 0 | 0 | 0 |  |  |  | 0 | 0 | 0 | 0 | 0 | 0 |  | 0 | 0 | 0 | 0 | 0 |  |  |  | 0 | 0 | 0 | 0 | 0 | 0
SCE Metro | Santiago | 230 | 0 | 0 | 0 | 0 | 0 |  |  |  | 0 | 0 | 0 | 0 | 0 | 0 |  | 0 | 0 | 0 | 0 | 0 |  |  |  | 0 | 0 | 0 | 0 | 0 | 0
PG&E GBA | Saratoga | 230 | 0 | 0 | 0 | 0 | 0 |  |  |  | 0 | 0 | 0 | 0 | 0 | 0 |  | 0 | 0 | 0 | 0 | 0 |  |  |  | 0 | 0 | 0 | 0 | 0 | 0
SCE Northern | Saugus | 230 | 0 | 0 | 0 | 0 | 0 |  |  |  | 0 | 0 | 0 | 0 | 0 | 0 |  | 0 | 0 | 0 | 0 | 0 |  |  |  | 0 | 0 | 0 | 0 | 0 | 0
PG&E FRESNO | Schindler | 115 | 0 | 0 | 0 | 0 | 0 |  |  |  | 0 | 0 | 0 | 0 | 0 | 0 |  | 0 | 0 | 0 | 0 | 0 |  |  |  | 0 | 0 | 0 | 0 | 0 | 0
PG&E FRESNO | Schindler | 70 | 0 | 0 | 0 | 0 | 0 |  |  |  | 0 | 0 | 0 | 0 | 0 | 0 |  | 0 | 0 | 0 | 0 | 0 |  |  |  | 0 | 0 | 0 | 0 | 0 | 0
PG&E GBA | Schulte | 115 | 0 | 0 | 0 | 0 | 0 |  |  |  | 0 | 0 | 0 | 0 | 0 | 0 |  | 0 | 0 | 0 | 0 | 0 |  |  |  | 0 | 0 | 0 | 0 | 0 | 0
SDGE | Scripps | 69 | 0 | 0 | 0 | 0 | 0 |  |  |  | 0 | 0 | 0 | 0 | 0 | 0 |  | 0 | 0 | 0 | 0 | 0 |  |  |  | 0 | 0 | 0 | 0 | 0 | 0
PG&E KERN | Semitropic | 115 | 0 | 0 | 0 | 0 | 0 |  |  |  | 0 | 0 | 0 | 0 | 0 | 0 |  | 0 | 0 | 0 | 0 | 0 |  |  |  | 0 | 0 | 0 | 0 | 0 | 0
SCE Metro | Serrano | 230 | 0 | 0 | 0 | 0 | 0 |  |  |  | 0 | 0 | 0 | 0 | 0 | 0 |  | 0 | 0 | 0 | 0 | 0 |  |  |  | 0 | 0 | 0 | 0 | 0 | 0
SCE Metro | Serrano | 500 | 0 | 0 | 0 | 0 | 0 |  |  |  | 0 | 0 | 0 | 0 | 0 | 0 |  | 0 | 0 | 0 | 0 | 0 |  |  |  | 0 | 0 | 0 | 0 | 0 | 0
SDGE | Shadowridge | 138 | 0 | 0 | 0 | 0 | 0 |  |  |  | 0 | 0 | 0 | 0 | 0 | 0 |  | 0 | 0 | 0 | 0 | 0 |  |  |  | 0 | 0 | 0 | 0 | 0 | 0
PG&E KERN | Shafter | 115 | 0 | 0 | 0 | 0 | 0 |  |  |  | 0 | 0 | 0 | 0 | 0 | 0 |  | 0 | 0 | 0 | 0 | 0 |  |  |  | 0 | 0 | 0 | 0 | 0 | 0
PG&E NGBA | Silverado | 115 | 0 | 0 | 0 | 0 | 0 |  |  |  | 0 | 0 | 0 | 0 | 0 | 0 |  | 0 | 0 | 0 | 0 | 0 |  |  |  | 0 | 0 | 0 | 0 | 0 | 0
SDGE | Silvergate | 230 | 0 | 0 | 0 | 0 | 0 |  |  |  | 0 | 0 | 0 | 200 | 0 | 0 |  | 0 | 0 | 0 | 0 | 0 |  |  |  | 0 | 0 | 0 | 0 | 0 | 0
SDGE | Silvergate | 69 | 0 | 0 | 0 | 0 | 0 |  |  |  | 0 | 0 | 0 | 0 | 0 | 0 |  | 0 | 0 | 0 | 0 | 0 |  |  |  | 0 | 0 | 0 | 0 | 0 | 0
PG&E KERN | Sisquoc | 115 | 0 | 0 | 0 | 0 | 0 |  |  |  | 0 | 0 | 0 | 0 | 0 | 0 |  | 0 | 0 | 0 | 0 | 0 |  |  |  | 0 | 0 | 0 | 0 | 0 | 0
SCE EOP | Sloan Canyon | 230 | 0 | 0 | 0 | 0 | 0 |  |  |  | 0 | 0 | 0 | 0 | 0 | 0 |  | 0 | 0 | 0 | 0 | 0 |  |  |  | 0 | 0 | 0 | 0 | 0 | 0
SCE EOP | Sloan Canyon | 500 | 0 | 0 | 0 | 0 | 0 |  |  |  | 0 | 0 | 0 | 0 | 0 | 0 |  | 0 | 0 | 0 | 0 | 0 |  |  |  | 0 | 0 | 0 | 0 | 0 | 0
PG&E KERN | Smyrna | 115 | 0 | 0 | 0 | 0 | 0 |  |  |  | 0 | 0 | 0 | 0 | 0 | 0 |  | 0 | 0 | 0 | 0 | 0 |  |  |  | 0 | 0 | 0 | 0 | 0 | 0
PG&E GBA | Sobrante | 115 | 0 | 0 | 0 | 0 | 0 |  |  |  | 0 | 0 | 0 | 0 | 0 | 0 |  | 0 | 0 | 0 | 0 | 0 |  |  |  | 0 | 0 | 0 | 0 | 0 | 0
PG&E GBA | Sobrante | 230 | 0 | 0 | 0 | 0 | 0 |  |  |  | 0 | 0 | 0 | 0 | 0 | 0 |  | 0 | 0 | 0 | 0 | 0 |  |  |  | 0 | 0 | 0 | 0 | 0 | 0
PG&E KERN | Solar | 230 | 0 | 0 | 0 | 0 | 0 |  |  |  | 0 | 0 | 0 | 0 | 0 | 0 |  | 0 | 0 | 0 | 0 | 0 |  |  |  | 0 | 0 | 0 | 0 | 0 | 0
PG&E GBA | Soledad | 115 | 0 | 0 | 0 | 0 | 0 |  |  |  | 0 | 0 | 0 | 0 | 0 | 0 |  | 0 | 0 | 0 | 0 | 0 |  |  |  | 0 | 0 | 0 | 0 | 0 | 0
PG&E GBA | Soledad | 60 | 0 | 0 | 0 | 0 | 0 |  |  |  | 0 | 0 | 0 | 0 | 0 | 0 |  | 0 | 0 | 0 | 0 | 0 |  |  |  | 0 | 0 | 0 | 0 | 0 | 0
SDGE | Spring Valley | 69 | 0 | 0 | 0 | 0 | 0 |  |  |  | 0 | 0 | 0 | 0 | 0 | 0 |  | 0 | 0 | 0 | 0 | 0 |  |  |  | 0 | 0 | 0 | 0 | 0 | 0
SCE Northern | Springville | 230 | 0 | 0 | 0 | 0 | 0 |  |  |  | 0 | 0 | 0 | 0 | 0 | 0 |  | 0 | 0 | 0 | 0 | 0 |  |  |  | 0 | 0 | 0 | 0 | 0 | 0
PG&E GBA | Stagg | 230 | 0 | 0 | 0 | 0 | 0 |  |  |  | 0 | 0 | 0 | 0 | 0 | 0 |  | 0 | 0 | 0 | 0 | 0 |  |  |  | 0 | 0 | 0 | 0 | 0 | 0
PG&E GBA | Standard Oil | 115 | 0 | 0 | 0 | 0 | 0 |  |  |  | 0 | 0 | 0 | 0 | 0 | 0 |  | 0 | 0 | 0 | 0 | 0 |  |  |  | 0 | 0 | 0 | 0 | 0 | 0
PG&E GBA | Stanislaus | 115 | 0 | 0 | 0 | 0 | 0 |  |  |  | 0 | 0 | 0 | 0 | 0 | 0 |  | 0 | 0 | 0 | 0 | 0 |  |  |  | 0 | 0 | 0 | 0 | 0 | 0
PG&E KERN | Stockdale | 115 | 0 | 0 | 0 | 0 | 0 |  |  |  | 0 | 0 | 0 | 0 | 0 | 0 |  | 0 | 0 | 0 | 0 | 0 |  |  |  | 0 | 0 | 0 | 0 | 0 | 0
PG&E KERN | Stockdale | 230 | 0 | 0 | 0 | 0 | 0 |  |  |  | 0 | 0 | 0 | 0 | 0 | 0 |  | 0 | 0 | 0 | 0 | 0 |  |  |  | 0 | 0 | 0 | 0 | 0 | 0
PG&E GBA | Stockton A | 115 | 0 | 0 | 0 | 0 | 0 |  |  |  | 0 | 0 | 0 | 0 | 0 | 0 |  | 0 | 0 | 0 | 0 | 0 |  |  |  | 0 | 0 | 0 | 0 | 0 | 0
PG&E GBA | Stone | 115 | 0 | 0 | 0 | 0 | 0 |  |  |  | 0 | 0 | 0 | 0 | 0 | 0 |  | 0 | 0 | 0 | 0 | 0 |  |  |  | 0 | 0 | 0 | 0 | 0 | 0
PG&E FRESNO | Storey | 230 | 0 | 0 | 0 | 0 | 0 |  |  |  | 0 | 0 | 0 | 0 | 0 | 0 |  | 0 | 0 | 0 | 0 | 0 |  |  |  | 0 | 0 | 0 | 0 | 0 | 0
PG&E NGBA | Summit | 115 | 0 | 0 | 0 | 0 | 0 |  |  |  | 0 | 0 | 0 | 0 | 0 | 0 |  | 0 | 0 | 0 | 0 | 0 |  |  |  | 0 | 0 | 0 | 0 | 0 | 0
SDGE | Suncrest | 230 | 0 | 0 | 0 | 0 | 0 |  |  |  | 0 | 0 | 0 | 0 | 0 | 0 |  | 0 | 0 | 0 | 0 | 0 |  |  |  | 0 | 0 | 0 | 0 | 0 | 0
SDGE | Suncrest | 500 | 0 | 0 | 0 | 0 | 0 |  |  |  | 0 | 0 | 0 | 0 | 0 | 0 |  | 0 | 0 | 0 | 0 | 0 |  |  |  | 0 | 0 | 0 | 0 | 0 | 0
PG&E KERN | Sunrise | 230 | 0 | 0 | 0 | 0 | 0 |  |  |  | 0 | 0 | 0 | 0 | 0 | 0 |  | 0 | 0 | 0 | 0 | 0 |  |  |  | 0 | 0 | 0 | 0 | 0 | 0
PG&E KERN | Sunset | 230 | 0 | 0 | 0 | 0 | 0 |  |  |  | 0 | 0 | 0 | 0 | 0 | 0 |  | 0 | 0 | 0 | 0 | 0 |  |  |  | 0 | 0 | 0 | 0 | 0 | 0
PG&E GBA | Swift | 115 | 0 | 0 | 0 | 0 | 0 |  |  |  | 0 | 0 | 0 | 0 | 0 | 0 |  | 0 | 0 | 0 | 0 | 0 |  |  |  | 0 | 0 | 0 | 0 | 0 | 0
SDGE | Sycamore Canyon | 138 | 0 | 0 | 0 | 0 | 0 |  |  |  | 0 | 0 | 0 | 0 | 0 | 0 |  | 0 | 0 | 0 | 0 | 0 |  |  |  | 0 | 0 | 0 | 0 | 0 | 0
SDGE | Sycamore Canyon | 230 | 0 | 0 | 0 | 0 | 0 |  |  |  | 0 | 0 | 0 | 0 | 0 | 0 |  | 0 | 0 | 0 | 0 | 0 |  |  |  | 0 | 0 | 0 | 0 | 0 | 0
SDGE | Sycamore Canyon | 69 | 0 | 0 | 0 | 0 | 0 |  |  |  | 0 | 0 | 0 | 0 | 0 | 0 |  | 0 | 0 | 0 | 0 | 0 |  |  |  | 0 | 0 | 0 | 0 | 0 | 0
SCE Northern | Sylmar | 230 | 0 | 0 | 0 | 0 | 0 |  |  |  | 0 | 0 | 0 | 0 | 0 | 0 |  | 0 | 0 | 0 | 0 | 0 |  |  |  | 0 | 0 | 0 | 0 | 0 | 0
PG&E NGBA | Table Mountain | 115 | 0 | 0 | 0 | 0 | 0 |  |  |  | 0 | 0 | 0 | 0 | 0 | 0 |  | 0 | 0 | 0 | 0 | 0 |  |  |  | 0 | 0 | 0 | 0 | 0 | 0
PG&E NGBA | Table Mountain | 230 | 0 | 0 | 0 | 0 | 0 |  |  |  | 0 | 0 | 0 | 0 | 0 | 0 |  | 0 | 0 | 0 | 0 | 0 |  |  |  | 0 | 0 | 0 | 0 | 0 | 0
PG&E NGBA | Table Mountain | 500 | 0 | 0 | 0 | 0 | 0 |  |  |  | 0 | 0 | 0 | 0 | 0 | 0 |  | 0 | 0 | 0 | 0 | 0 |  |  |  | 0 | 0 | 0 | 0 | 0 | 0
PG&E NGBA | Table Mountain | 60 | 0 | 0 | 0 | 0 | 0 |  |  |  | 0 | 0 | 0 | 0 | 0 | 0 |  | 0 | 0 | 0 | 0 | 0 |  |  |  | 0 | 0 | 0 | 0 | 0 | 0
PG&E KERN | Taft | 115 | 0 | 0 | 0 | 0 | 0 |  |  |  | 0 | 3 | 0 | 0 | 3 | 0 |  | 0 | 0 | 0 | 0 | 0 |  |  |  | 0 | 0 | 0 | 0 | 0 | 0
SDGE | Talega | 138 | 0 | 0 | 0 | 0 | 0 |  |  |  | 0 | 0 | 0 | 0 | 0 | 0 |  | 0 | 0 | 0 | 0 | 0 |  |  |  | 0 | 0 | 0 | 0 | 0 | 0
SDGE | Talega | 230 | 0 | 0 | 0 | 0 | 0 |  |  |  | 0 | 0 | 0 | 0 | 0 | 0 |  | 0 | 0 | 0 | 0 | 0 |  |  |  | 0 | 0 | 0 | 0 | 0 | 0
PG&E GBA | Tassajara | 230 | 0 | 0 | 0 | 0 | 0 |  |  |  | 0 | 0 | 0 | 0 | 0 | 0 |  | 0 | 0 | 0 | 0 | 0 |  |  |  | 0 | 0 | 0 | 0 | 0 | 0
PG&E KERN | Tejon | 70 | 0 | 0 | 0 | 0 | 0 |  |  |  | 0 | 0 | 0 | 0 | 0 | 0 |  | 0 | 0 | 0 | 0 | 0 |  |  |  | 0 | 0 | 0 | 0 | 0 | 0
SDGE | Telegraph Canyon | 138 | 0 | 0 | 0 | 0 | 0 |  |  |  | 0 | 0 | 0 | 0 | 0 | 0 |  | 0 | 0 | 0 | 0 | 0 |  |  |  | 0 | 0 | 0 | 0 | 0 | 0
PG&E KERN | Temblor | 115 | 0 | 0 | 0 | 0 | 0 |  |  |  | 0 | 0 | 0 | 0 | 0 | 0 |  | 0 | 0 | 0 | 0 | 0 |  |  |  | 0 | 0 | 0 | 0 | 0 | 0
PG&E KERN | Templeton | 230 | 0 | 0 | 0 | 0 | 0 |  |  |  | 0 | 0 | 0 | 0 | 0 | 0 |  | 0 | 0 | 0 | 0 | 0 |  |  |  | 0 | 0 | 0 | 0 | 0 | 0
PG&E KERN | Templeton | 70 | 0 | 0 | 0 | 0 | 0 |  |  |  | 0 | 0 | 0 | 0 | 0 | 0 |  | 0 | 0 | 0 | 0 | 0 |  |  |  | 0 | 0 | 0 | 0 | 0 | 0
PG&E GBA | Tesla | 115 | 0 | 0 | 0 | 0 | 0 |  |  |  | 0 | 0 | 0 | 0 | 0 | 0 |  | 0 | 0 | 0 | 0 | 0 |  |  |  | 0 | 0 | 0 | 0 | 0 | 0
PG&E GBA | Tesla | 230 | 0 | 0 | 0 | 0 | 0 |  |  |  | 0 | 0 | 0 | 0 | 0 | 0 |  | 0 | 0 | 0 | 0 | 0 |  |  |  | 0 | 0 | 0 | 0 | 0 | 0
PG&E GBA | Tesla | 500 | 0 | 0 | 0 | 0 | 0 |  |  |  | 0 | 0 | 0 | 0 | 0 | 0 |  | 0 | 0 | 0 | 0 | 0 |  |  |  | 0 | 0 | 0 | 0 | 0 | 0
PG&E KERN | Tevis | 115 | 0 | 0 | 0 | 0 | 0 |  |  |  | 0 | 0 | 0 | 0 | 0 | 0 |  | 0 | 0 | 0 | 0 | 0 |  |  |  | 0 | 0 | 0 | 0 | 0 | 0
SCE EOP | Thousandaire | 138 | 0 | 0 | 0 | 0 | 0 |  |  |  | 0 | 0 | 0 | 0 | 0 | 0 |  | 0 | 0 | 0 | 0 | 0 |  |  |  | 0 | 0 | 0 | 0 | 0 | 0
PG&E KERN | Topaz | 230 | 0 | 0 | 0 | 0 | 0 |  |  |  | 0 | 0 | 0 | 0 | 0 | 0 |  | 0 | 0 | 0 | 0 | 0 |  |  |  | 0 | 0 | 0 | 0 | 0 | 0
SCE NOL | Tortilla | 115 | 0 | 0 | 0 | 0 | 0 |  |  |  | 0 | 0 | 0 | 0 | 0 | 0 |  | 0 | 0 | 0 | 0 | 0 |  |  |  | 0 | 0 | 0 | 0 | 0 | 0
SDGE | Trabuco | 138 | 0 | 0 | 0 | 0 | 0 |  |  |  | 0 | 0 | 0 | 0 | 0 | 0 |  | 0 | 0 | 0 | 0 | 0 |  |  |  | 0 | 0 | 0 | 0 | 0 | 0
PG&E GBA | Tracy | 115 | 0 | 0 | 0 | 0 | 0 |  |  |  | 0 | 0 | 0 | 0 | 0 | 0 |  | 0 | 0 | 0 | 0 | 0 |  |  |  | 0 | 0 | 0 | 0 | 0 | 0
PG&E FRESNO | Tranquility | 230 | 0 | 0 | 0 | 0 | 0 |  |  |  | 0 | 0 | 400 | 200 | 0 | 0 |  | 0 | 0 | 0 | 0 | 0 |  |  |  | 0 | 0 | 0 | 0 | 0 | 0
PG&E GBA | Trimble | 115 | 0 | 0 | 0 | 0 | 0 |  |  |  | 0 | 0 | 0 | 0 | 0 | 0 |  | 0 | 0 | 0 | 0 | 0 |  |  |  | 0 | 0 | 0 | 0 | 0 | 0
SCE EOP | Trout Canyon | 230 | 0 | 0 | 0 | 0 | 0 |  |  |  | 0 | 60 | 0 | 25 | 0 | 0 |  | 0 | 0 | 0 | 0 | 0 |  |  |  | 0 | 0 | 0 | 0 | 0 | 0
SCE EOP | Trout Canyon | 500 | 0 | 0 | 0 | 0 | 0 |  |  |  | 0 | 0 | 0 | 0 | 0 | 0 |  | 0 | 0 | 0 | 0 | 0 |  |  |  | 0 | 0 | 0 | 0 | 0 | 0
PG&E NGBA | Tulucay | 230 | 0 | 0 | 0 | 0 | 0 |  |  |  | 0 | 0 | 0 | 0 | 0 | 0 |  | 0 | 0 | 0 | 0 | 0 |  |  |  | 0 | 0 | 0 | 0 | 0 | 0
PG&E NGBA | Tulucay | 60 | 0 | 0 | 0 | 0 | 0 |  |  |  | 0 | 0 | 0 | 0 | 0 | 0 |  | 0 | 0 | 0 | 0 | 0 |  |  |  | 0 | 0 | 0 | 0 | 0 | 0
PG&E KERN | Tupman | 115 | 0 | 0 | 0 | 0 | 0 |  |  |  | 0 | 0 | 0 | 0 | 0 | 0 |  | 0 | 0 | 0 | 0 | 0 |  |  |  | 0 | 0 | 0 | 0 | 0 | 0
PG&E NGBA | Ukiah | 115 | 0 | 0 | 0 | 0 | 0 |  |  |  | 0 | 0 | 0 | 0 | 0 | 0 |  | 0 | 0 | 0 | 0 | 0 |  |  |  | 0 | 0 | 0 | 0 | 0 | 0
PG&E KERN | Union (Estrella) | 70 | 0 | 0 | 0 | 0 | 0 |  |  |  | 0 | 0 | 0 | 0 | 0 | 0 |  | 0 | 0 | 0 | 0 | 0 |  |  |  | 0 | 0 | 0 | 0 | 0 | 0
PG&E NGBA | Vaca Dixon | 115 | 0 | 0 | 0 | 0 | 0 |  |  |  | 0 | 0 | 0 | 0 | 0 | 0 |  | 0 | 0 | 0 | 0 | 0 |  |  |  | 0 | 0 | 0 | 0 | 0 | 0
PG&E NGBA | Vaca Dixon | 230 | 0 | 0 | 0 | 0 | 0 |  |  |  | 0 | 0 | 0 | 0 | 0 | 0 |  | 0 | 0 | 0 | 0 | 0 |  |  |  | 0 | 0 | 0 | 0 | 0 | 0
PG&E NGBA | Vaca Dixon | 500 | 0 | 0 | 0 | 0 | 0 |  |  |  | 0 | 0 | 0 | 0 | 0 | 0 |  | 0 | 0 | 0 | 0 | 0 |  |  |  | 0 | 0 | 0 | 0 | 0 | 0
PG&E NGBA | Vaca Dixon | 60 | 0 | 0 | 0 | 0 | 0 |  |  |  | 0 | 0 | 0 | 0 | 0 | 0 |  | 0 | 0 | 0 | 0 | 0 |  |  |  | 0 | 0 | 0 | 0 | 0 | 0
SCE Eastern | Valley (SCE) | 500 | 0 | 0 | 0 | 0 | 0 |  |  |  | 0 | 0 | 0 | 640 | 0 | 0 |  | 0 | 0 | 0 | 0 | 0 |  |  |  | 0 | 0 | 0 | 0 | 0 | 0
SCE EOP | Valley (VEA) | 138 | 0 | 0 | 0 | 0 | 0 |  |  |  | 0 | 0 | 0 | 0 | 0 | 0 |  | 0 | 0 | 0 | 0 | 0 |  |  |  | 0 | 0 | 0 | 0 | 0 | 0
SDGE | Valley Center | 69 | 0 | 0 | 0 | 0 | 0 |  |  |  | 0 | 0 | 0 | 0 | 0 | 0 |  | 0 | 0 | 0 | 0 | 0 |  |  |  | 0 | 0 | 0 | 0 | 0 | 0
PG&E GBA | Valley Home | 115 | 0 | 0 | 0 | 0 | 0 |  |  |  | 0 | 0 | 0 | 0 | 0 | 0 |  | 0 | 0 | 0 | 0 | 0 |  |  |  | 0 | 0 | 0 | 0 | 0 | 0
PG&E GBA | Valley Springs | 230 | 0 | 0 | 0 | 0 | 0 |  |  |  | 0 | 0 | 0 | 0 | 0 | 0 |  | 0 | 0 | 0 | 0 | 0 |  |  |  | 0 | 0 | 0 | 0 | 0 | 0
PG&E GBA | Valley Springs | 60 | 0 | 0 | 0 | 0 | 0 |  |  |  | 0 | 0 | 0 | 0 | 0 | 0 |  | 0 | 0 | 0 | 0 | 0 |  |  |  | 0 | 0 | 0 | 0 | 0 | 0
SCE EOP | Valley Switch | 138 | 0 | 0 | 0 | 0 | 0 |  |  |  | 0 | 0 | 0 | 0 | 0 | 0 |  | 0 | 0 | 0 | 0 | 0 |  |  |  | 0 | 0 | 0 | 0 | 0 | 0
SCE EOP | Valley Switch | 230 | 0 | 0 | 0 | 0 | 0 |  |  |  | 0 | 0 | 0 | 0 | 0 | 0 |  | 0 | 0 | 0 | 0 | 0 |  |  |  | 0 | 0 | 0 | 0 | 0 | 0
PG&E GBA | Vasco | 230 | 0 | 0 | 0 | 0 | 0 |  |  |  | 0 | 0 | 0 | 0 | 0 | 0 |  | 0 | 0 | 0 | 0 | 0 |  |  |  | 0 | 0 | 0 | 0 | 0 | 0
PG&E GBA | Vasona | 230 | 0 | 0 | 0 | 0 | 0 |  |  |  | 0 | 0 | 0 | 0 | 0 | 0 |  | 0 | 0 | 0 | 0 | 0 |  |  |  | 0 | 0 | 0 | 0 | 0 | 0
SCE Northern | Vestal | 230 | 0 | 0 | 0 | 0 | 0 |  |  |  | 0 | 300 | 0 | 180 | 0 | 0 |  | 0 | 0 | 0 | 0 | 0 |  |  |  | 0 | 0 | 0 | 0 | 0 | 0
SCE Northern | Vestal | 66 | 0 | 0 | 0 | 0 | 0 |  |  |  | 0 | 0 | 0 | 80 | 0 | 0 |  | 0 | 0 | 0 | 0 | 0 |  |  |  | 0 | 0 | 0 | 0 | 0 | 0
SCE NOL | Victor | 115 | 0 | 0 | 0 | 0 | 0 |  |  |  | 0 | 0 | 0 | 0 | 0 | 0 |  | 0 | 0 | 0 | 0 | 0 |  |  |  | 0 | 0 | 0 | 0 | 0 | 0
SCE NOL | Victor | 230 | 0 | 0 | 0 | 0 | 0 |  |  |  | 5 | 0 | 0 | 0 | 0 | 0 |  | 0 | 0 | 0 | 0 | 0 |  |  |  | 0 | 0 | 0 | 0 | 0 | 0
SCE Metro | Viejo | 230 | 0 | 0 | 0 | 0 | 0 |  |  |  | 0 | 0 | 0 | 0 | 0 | 0 |  | 0 | 0 | 0 | 0 | 0 |  |  |  | 0 | 0 | 0 | 0 | 0 | 0
PG&E GBA | Vierra | 115 | 0 | 0 | 0 | 0 | 0 |  |  |  | 0 | 0 | 0 | 0 | 0 | 0 |  | 0 | 0 | 0 | 0 | 0 |  |  |  | 0 | 0 | 0 | 0 | 0 | 0
SCE Metro | Villa Park | 230 | 0 | 0 | 0 | 0 | 0 |  |  |  | 0 | 0 | 0 | 0 | 0 | 0 |  | 0 | 0 | 0 | 0 | 0 |  |  |  | 0 | 0 | 0 | 0 | 0 | 0
SCE Northern | Vincent | 230 | 0 | 0 | 0 | 0 | 0 |  |  |  | 0 | 0 | 0 | 340 | 0 | 0 |  | 0 | 0 | 0 | 0 | 0 |  |  |  | 0 | 0 | 0 | 0 | 0 | 0
SCE Northern | Vincent | 500 | 0 | 0 | 0 | 0 | 0 |  |  |  | 0 | 0 | 0 | 0 | 0 | 0 |  | 0 | 0 | 0 | 0 | 0 |  |  |  | 0 | 0 | 0 | 0 | 0 | 0
PG&E GBA | Vineyard | 230 | 0 | 0 | 0 | 0 | 0 |  |  |  | 0 | 0 | 0 | 0 | 0 | 0 |  | 0 | 0 | 0 | 0 | 0 |  |  |  | 0 | 0 | 0 | 0 | 0 | 0
SDGE | Vineyard | 69 | 0 | 0 | 0 | 0 | 0 |  |  |  | 0 | 0 | 0 | 0 | 0 | 0 |  | 0 | 0 | 0 | 0 | 0 |  |  |  | 0 | 0 | 0 | 0 | 0 | 0
SCE Eastern | Vista (SCE) | 230 | 0 | 0 | 0 | 0 | 0 |  |  |  | 0 | 0 | 0 | 0 | 0 | 0 |  | 0 | 0 | 0 | 0 | 0 |  |  |  | 0 | 0 | 0 | 0 | 0 | 0
SCE EOP | Vista (VEA) | 138 | 0 | 0 | 0 | 0 | 0 |  |  |  | 0 | 0 | 0 | 0 | 0 | 0 |  | 0 | 0 | 0 | 0 | 0 |  |  |  | 0 | 0 | 0 | 0 | 0 | 0
SCE EOP | Vista (VEA) | 230 | 0 | 0 | 0 | 0 | 0 |  |  |  | 0 | 0 | 0 | 0 | 0 | 0 |  | 0 | 0 | 0 | 0 | 0 |  |  |  | 0 | 0 | 0 | 0 | 0 | 0
PG&E FRESNO | Wahtoke | 115 | 0 | 0 | 0 | 0 | 0 |  |  |  | 0 | 0 | 0 | 0 | 0 | 0 |  | 0 | 0 | 0 | 0 | 0 |  |  |  | 0 | 0 | 0 | 0 | 0 | 0
SCE Northern | Wakefield | 66 | 0 | 0 | 0 | 0 | 0 |  |  |  | 0 | 0 | 0 | 30 | 0 | 0 |  | 0 | 0 | 0 | 0 | 0 |  |  |  | 0 | 0 | 0 | 0 | 0 | 0
SCE Metro | Walnut | 230 | 0 | 0 | 0 | 0 | 0 |  |  |  | 0 | 0 | 0 | 0 | 0 | 0 |  | 0 | 0 | 0 | 0 | 0 |  |  |  | 0 | 0 | 0 | 0 | 0 | 0
SCE Northern | Warne | 230 | 0 | 0 | 0 | 0 | 0 |  |  |  | 0 | 0 | 0 | 0 | 0 | 0 |  | 0 | 0 | 0 | 0 | 0 |  |  |  | 0 | 0 | 0 | 0 | 0 | 0
PG&E GBA | Warnerville | 230 | 0 | 0 | 0 | 0 | 0 |  |  |  | 0 | 0 | 0 | 0 | 0 | 0 |  | 0 | 0 | 0 | 0 | 0 |  |  |  | 0 | 0 | 0 | 0 | 0 | 0
PG&E FRESNO | Waukena | 115 | 0 | 0 | 0 | 0 | 0 |  |  |  | 0 | 0 | 0 | 0 | 0 | 0 |  | 0 | 0 | 0 | 0 | 0 |  |  |  | 0 | 0 | 0 | 0 | 0 | 0
PG&E GBA | Weber | 230 | 0 | 0 | 0 | 0 | 0 |  |  |  | 0 | 0 | 0 | 0 | 0 | 0 |  | 0 | 0 | 0 | 0 | 0 |  |  |  | 0 | 0 | 0 | 0 | 0 | 0
PG&E GBA | Weber | 60 | 0 | 0 | 0 | 0 | 0 |  |  |  | 0 | 0 | 0 | 0 | 0 | 0 |  | 0 | 0 | 0 | 0 | 0 |  |  |  | 0 | 0 | 0 | 0 | 0 | 0
PG&E FRESNO | West Fresno | 115 | 0 | 0 | 0 | 0 | 0 |  |  |  | 0 | 0 | 0 | 0 | 0 | 0 |  | 0 | 0 | 0 | 0 | 0 |  |  |  | 0 | 0 | 0 | 0 | 0 | 0
PG&E FRESNO | Westley | 230 | 0 | 0 | 0 | 0 | 0 |  |  |  | 0 | 0 | 0 | 0 | 0 | 0 |  | 0 | 0 | 0 | 0 | 0 |  |  |  | 0 | 0 | 0 | 0 | 0 | 0
PG&E KERN | Westpark | 115 | 0 | 0 | 0 | 0 | 0 |  |  |  | 0 | 0 | 0 | 0 | 0 | 0 |  | 0 | 0 | 0 | 0 | 0 |  |  |  | 0 | 0 | 0 | 0 | 0 | 0
PG&E KERN | Wheeler Ridge | 230 | 0 | 0 | 0 | 0 | 0 |  |  |  | 0 | 100 | 0 | 0 | 0 | 0 |  | 0 | 0 | 0 | 0 | 0 |  |  |  | 0 | 0 | 0 | 0 | 0 | 0
PG&E KERN | Wheeler Ridge | 115 | 0 | 0 | 0 | 0 | 0 |  |  |  | 0 | 0 | 0 | 0 | 0 | 0 |  | 0 | 0 | 0 | 0 | 0 |  |  |  | 0 | 0 | 0 | 0 | 0 | 0
PG&E KERN | Wheeler Ridge | 70 | 0 | 0 | 0 | 0 | 0 |  |  |  | 0 | 100 | 0 | 0 | 0 | 0 |  | 0 | 0 | 0 | 0 | 0 |  |  |  | 0 | 0 | 0 | 0 | 0 | 0
SCE Northern | Whirlwind | 230 | 0 | 0 | 0 | 0 | 0 |  |  |  | 0 | 174 | 0 | 235 | 0 | 200 |  | 0 | 0 | 0 | 0 | 0 |  |  |  | 0 | 0 | 0 | 0 | 0 | 0
SCE Northern | Whirlwind | 500 | 0 | 0 | 0 | 0 | 0 |  |  |  | 0 | 0 | 0 | 0 | 0 | 0 |  | 0 | 0 | 0 | 0 | 0 |  |  |  | 0 | 0 | 0 | 0 | 0 | 0
PG&E GBA | Whisman | 115 | 0 | 0 | 0 | 0 | 0 |  |  |  | 0 | 0 | 0 | 0 | 0 | 0 |  | 0 | 0 | 0 | 0 | 0 |  |  |  | 0 | 0 | 0 | 0 | 0 | 0
SCE Eastern | Wildlife | 230 | 0 | 0 | 0 | 0 | 0 |  |  |  | 0 | 0 | 0 | 0 | 0 | 0 |  | 0 | 0 | 0 | 0 | 0 |  |  |  | 0 | 0 | 0 | 0 | 0 | 0
PG&E FRESNO | Wilson | 115 | 0 | 0 | 0 | 0 | 0 |  |  |  | 0 | 0 | 0 | 0 | 0 | 0 |  | 0 | 0 | 0 | 0 | 0 |  |  |  | 0 | 0 | 0 | 0 | 0 | 0
PG&E FRESNO | Wilson | 230 | 0 | 0 | 0 | 0 | 0 |  |  |  | 0 | 0 | 0 | 0 | 0 | 0 |  | 0 | 0 | 0 | 0 | 0 |  |  |  | 0 | 0 | 0 | 0 | 0 | 0
SCE Northern | Windhub | 230 | 0 | 0 | 0 | 0 | 0 |  |  |  | 0 | 68 | 0 | 547 | 0 | 0 |  | 0 | 0 | 0 | 0 | 0 |  |  |  | 0 | 0 | 0 | 0 | 0 | 0
SCE Northern | Windhub | 500 | 0 | 0 | 0 | 0 | 0 |  |  |  | 0 | 0 | 0 | 0 | 0 | 0 |  | 0 | 0 | 0 | 0 | 0 |  |  |  | 0 | 0 | 0 | 0 | 0 | 0
PG&E GBA | Windmaster | 230 | 0 | 0 | 0 | 0 | 0 |  |  |  | 0 | 0 | 0 | 0 | 0 | 0 |  | 0 | 0 | 0 | 0 | 0 |  |  |  | 0 | 0 | 0 | 0 | 0 | 0
PG&E NGBA | Windsor | 60 | 0 | 0 | 0 | 0 | 0 |  |  |  | 0 | 0 | 0 | 0 | 0 | 0 |  | 0 | 0 | 0 | 0 | 0 |  |  |  | 0 | 0 | 0 | 0 | 0 | 0
PG&E NGBA | Woodland | 115 | 0 | 0 | 0 | 0 | 0 |  |  |  | 0 | 0 | 0 | 0 | 0 | 0 |  | 0 | 0 | 0 | 0 | 0 |  |  |  | 0 | 0 | 0 | 0 | 0 | 0
PG&E FRESNO | Woodward | 115 | 0 | 0 | 0 | 0 | 0 |  |  |  | 0 | 0 | 0 | 0 | 0 | 0 |  | 0 | 0 | 0 | 0 | 0 |  |  |  | 0 | 0 | 0 | 0 | 0 | 0
PG&E NGBA | Wyandotte | 115 | 0 | 0 | 0 | 0 | 0 |  |  |  | 0 | 0 | 0 | 0 | 0 | 0 |  | 0 | 0 | 0 | 0 | 0 |  |  |  | 0 | 0 | 0 | 0 | 0 | 0

## Interconnection_Criteria_README
2. Substation level interconnection viability
Criteria Purpose | Mapped candidate resources should fall within a viable distance of transmission, from economic, land-use, and environmental perspectives and be able to interconnect to transmission of an appropriate voltage in a viable and cost-effective manner.
Application of Criteria | Staff have only implemented the Distance to interconnection point and Interconnection voltage criteria analysis, currently. Staff will be working with CAISO and PTO staff to assess additional interconnection feasibility information for key substations with significant amounts of mapped resources, including fault duty limits, availability of interconnection bays, ability/options/limitations for substation expansion.
Criteria Definition | See pages 31 and 32 of the Busbar Mapping Methodology document (see README tab) for detail on criteria alignment levels for substation level interconnection viability, including both Distance to interconnection point (page 31) and Interconnection Voltage (page 32).
Criteria Alignment levels for Distance to interconnection |  |  |  |  | Criteria Alignment MW amount of Resources per substation voltage level. For high voltage sub, lower limit is per resources (e.g. 50 MW of wind) while upper limit is for total interconnection to bus (e.g. 50 MW, 400 MW solar, 200 MW storage)
| Wind &Geothermal |  | Solar
Level | < 200 MW | 200 MW or more | < 400 MW | 400 MW or more | Level | Less than 100 kV | 100 - 200 kV | 230 or 345 kV | 500 kV
1 | <10 mi | <10 mi | <5 mi | <5 mi | 1 | - | <50 MW | >200 MW & <1,500 MW | >400 MW & <2,000 MW
2 | <15 mi | <20 mi | <10 mi | <15 mi | 2 | - | <100 MW | >50 MW & <2,000 MW | >200 MW & <3,000 MW
3 | <15 mi | <20 mi | <15 mi | <20 mi | 3 | <50 MW | <200 MW | >50 MW & <3,000 MW | >200 MW & <4,000 MW
4 | <30 mi | >30 mi | <20 mi | <30 mi | 4 | <100 MW | <400 MW | >3,000 MW | <200 MW or >4,000 MW
5 | >30 mi | - | >20 mi | >30 mi | 5 | >100 MW | >400 MW | <50 MW | <100 MW
Tabs for Analysis
Ix_Summary_byArea |  |  | Summary of final mapping results for solar, wind, and geothermal by RESOLVE resource area and distance to interconnection
Distance_to_Tx |  |  | Calculates alignment with Distance to transmission for mapped solar, wind, and geothermal resources.
Voltage_Ix |  |  | Calculates Interconnection voltage alignment for mapped solar, wind, and battery.

## Ix_Summary_byArea
Interconnection viability criteria summmary by CAISO study areas for the 2041 portfolio. Shows the criteria alignment for the distance to transmission and interconnection to bus of appropriate voltage.
|  | 5 | 10 | 15 | 20 | 1 | 2 | 3 | 4 |  | 100 | 200 | 500 | 500 | 1 | 2 | 3 | 4 | 5
| Interconnection Distance Criteria | Maximum Distance from Substation |  |  |  | Criteria Alignment Flag |  |  |  | Interconnection Voltage Criteria | Interconnection Bus Voltage |  |  |  | Criteria Alignment Flag |  |  |  |  | Interconnection Upgrade Criteria | Upgrade | [5 empty] | Criteria Alignment Flag
| Solar Generic MWs Mapped (2041) | 5 mi | 10 mi | 15 mi | 20 mi | 1 | 2 | 3 | 4 | Solar & Battery Generic MWs Mapped (2041) | <100 kV | 100-200 kV | 230 kV /345 kV | 500 kV | 1 | 2 | 3 | 4 | 5 | Solar Generic MWs Mapped (2041) | Info not Available | Low | Mid | High | Short Circuit Duty Limit | New Substation | 1 | 2 | 3 | 4 | 5
PG&E NGBA | PG&E North of Greater Bay Study Area | 0 | 1457.3 | 0 | 0 | 457.3 | 1000 | 0 | 0 | PG&E North of Greater Bay Study Area | 0 | 100 | 600 | 757.3 | 1057.3 | 300 | 100 | 0 | 0 | PG&E North of Greater Bay Study Area | 1357.3 | 0 | 0 | 0 | 0 | 100 | 0 | 0 | 100 | 0 | 0
PG&E GBA | PG&E Greater Bay Study Area | 0 | 4587.5 | 0 | 0 | 2945 | 1642.5 | 0 | 0 | PG&E Greater Bay Study Area | 0 | 950 | 3650.5 | 0 | 814 | 3076.5 | 500 | 200 | 10 | PG&E Greater Bay Study Area | 4177.5 | 0 | 0 | 0 | 0 | 410 | 0 | 0 | 410 | 0 | 0
PG&E FRESNO | PG&E Fresno Study Area | 0 | 7895.6 | 0 | 0 | 6820.6 | 1075 | 0 | 0 | PG&E Fresno Study Area | 0 | 420 | 8782 | 4308.6 | 5383 | 7727.6 | 400 | 0 | 0 | PG&E Fresno Study Area | 2241 | 2069.6 | 0 | 2202 | 0 | 1383 | 100 | 1969.6 | 2769 | 0 | 816
PG&E KERN | PG&E Kern Study Area | 0 | 9217.2 | 560 | 0 | 8134 | 1643.2 | 0 | 0 | PG&E Kern Study Area | 0 | 1071.2 | 6436 | 2270 | 3370 | 3564 | 2631.2 | 200 | 12 | PG&E Kern Study Area | 5062 | 500 | 0 | 3555.2 | 660 | 0 | 500 | 0 | 3555.2 | 100 | 560
SCE Northern | SCE Northern Area | 0 | 8636 | 0 | 0 | 7736 | 900 | 0 | 0 | SCE Northern Area | 200 | 0 | 4289 | 4457 | 3707 | 3683 | 1356 | 0 | 200 | SCE Northern Area | 2500 | 0 | 0 | 0 | 1356 | 4680 | 0 | 0 | 0 | 1383 | 4653
SCE Metro | SCE Metro Study Area | 0 | 382 | 0 | 0 | 0 | 382 | 0 | 0 | SCE Metro Study Area | 0 | 0 | 6459 | 912 | 4481 | 2890 | 0 | 0 | 0 | SCE Metro Study Area | 382 | 0 | 0 | 0 | 0 | 0 | 0 | 0 | 0 | 0 | 0
SCE NOL | SCE North of Lugo Study Area | 0 | 1001 | 0 | 0 | 465 | 536 | 0 | 0 | SCE North of Lugo Study Area | 0 | 154 | 847 | 0 | 682 | 165 | 154 | 0 | 0 | SCE North of Lugo Study Area | 165 | 0 | 465 | 0 | 0 | 371 | 0 | 0 | 619 | 217 | 0
EOP | East of Pisgah Study Area | 0 | 1161.2 | 0 | 0 | 560 | 601.2 | 0 | 0 | East of Pisgah Study Area | 0 | 0 | 956.5 | 681.2 | 750 | 851.2 | 0 | 0 | 36.5 | East of Pisgah Study Area | 1161.2 | 0 | 0 | 0 | 0 | 0 | 0 | 0 | 0 | 0 | 0
SCE Eastern | SCE Eastern Study Area | 0 | 8574 | 1000 | 0 | 7974 | 1400 | 200 | 0 | SCE Eastern Study Area | 0 | 3984 | 1200 | 5292 | 3235 | 2200 | 1057 | 0 | 3984 | SCE Eastern Study Area | 8274 | 200 | 0 | 0 | 300 | 800 | 200 | 0 | 0 | 400 | 700
SDGE | SDG&E Study Area | 500 | 14793.1 | 0 | 0 | 14916.5 | 376.6 | 0 | 0 | SDG&E Study Area | 0 | 301.6 | 625 | 15690.85 | 2869.35 | 694 | 100 | 12929.1 | 25 | SDG&E Study Area | 14110.5 | 82.6 | 100 | 0 | 0 | 1000 | 82.6 | 0 | 100 | 500 | 500
| Total Generic | 500 | 57704.9 | 1560 | 0 | 50008.4 | 9556.5 | 200 | 0 | Total Generic | 200 | 6980.8 | 33845 | 34368.95 | 26348.65 | 25151.3 | 6298.2 | 13329.1 | 4267.5 | Total Generic | 39430.5 | 2852.2 | 565 | 5757.2 | 2316 | 8744 | 882.6 | 1969.6 | 7553.2 | 2600 | 7229
|  | 10 | 15 | 20 | 30 | [15 empty] | 10 | 10 | 15 | 20 | 30 | 30
| Interconnection Distance Criteria | Maximum Distance from Substation |  |  |  | Criteria Alignment Flag |  |  |  | Interconnection Voltage Criteria | Interconnection Bus Voltage |  |  |  | Criteria Alignment Flag
| In-CAISO Wind Generic MWs Mapped (2041) | 10 mi | 15 mi | 20 mi | 30 mi | 1 | 2 | 3 | 4 | In-CAISO Wind Generic MWs Mapped (2041) | <100 kV | 100-200 kV | 230 kV /345 kV | 500 kV | 1 | 2 | 3 | 4 | 5 | Interconnection Upgrade Criteria | Upgrade | [5 empty] | Criteria Alignment Flag
PG&E NGBA | PG&E North of Greater Bay Study Area | 0 | 0 | 290 | 1460 | 0 | 220 | 1430 | 100 | PG&E North of Greater Bay Study Area | 0 | 432 | 1218 | 100 | 1148 | 70 | 0 | 532 | 0 | In-CAISO Wind Generic MWs Mapped (2041) | Info not Available | Low | Mid | High | Short Circuit Duty Limit | New Substation | 1 | 2 | 3 | 4 | 5
PG&E GBA | PG&E Greater Bay Study Area | 0 | 0 | 150 | 100 | 0 | 0 | 150 | 100 | PG&E Greater Bay Study Area | 0 | 150 | 100 | 0 | 0 | 100 | 150 | 0 | 0 | PG&E North of Greater Bay Study Area | 250 | 0 | 0 | 0 | 0 | 0 | 0 | 0 | 0 | 0 | 0
PG&E FRESNO | PG&E Fresno Study Area | 0 | 0 | 0 | 0 | 0 | 0 | 0 | 0 | PG&E Fresno Study Area | 0 | 0 | 0 | 0 | 0 | 0 | 0 | 0 | 0 | PG&E Greater Bay Study Area | 0 | 0 | 0 | 0 | 0 | 0 | 0 | 0 | 0 | 0 | 0
PG&E KERN | PG&E Kern Study Area | 0 | 0 | 0 | 0 | 0 | 0 | 0 | 0 | PG&E Kern Study Area | 0 | 0 | 0 | 0 | 0 | 0 | 0 | 0 | 0 | PG&E Fresno Study Area | 0 | 0 | 0 | 0 | 0 | 0 | 0 | 0 | 0 | 0 | 0
SCE Northern | SCE Northern Area | 0 | 0 | 0 | 0 | 0 | 0 | 0 | 0 | SCE Northern Area | 0 | 0 | 0 | 0 | 0 | 0 | 0 | 0 | 0 | PG&E Kern Study Area | 0 | 0 | 0 | 0 | 0 | 0 | 0 | 0 | 0 | 0 | 0
SCE Metro | SCE Metro Study Area | 0 | 0 | 0 | 0 | 0 | 0 | 0 | 0 | SCE Metro Study Area | 0 | 0 | 0 | 0 | 0 | 0 | 0 | 0 | 0 | SCE Northern Area | 0 | 0 | 0 | 0 | 0 | 0 | 0 | 0 | 0 | 0 | 0
SCE NOL | SCE North of Lugo Study Area | 0 | 0 | 0 | 0 | 0 | 0 | 0 | 0 | SCE North of Lugo Study Area | 0 | 0 | 0 | 0 | 0 | 0 | 0 | 0 | 0 | SCE Metro Study Area | 0 | 0 | 0 | 0 | 0 | 0 | 0 | 0 | 0 | 0 | 0
EOP | East of Pisgah Study Area | 0 | 0 | 250 | 0 | 0 | 0 | 250 | 0 | East of Pisgah Study Area | 0 | 0 | 150 | 100 | 0 | 150 | 0 | 100 | 0 | SCE North of Lugo Study Area | 150 | 0 | 100 | 0 | 0 | 0 | 0 | 0 | 0 | 0 | 100
SCE Eastern | SCE Eastern Study Area | 0 | 0 | 0 | 0 | 0 | 0 | 0 | 0 | SCE Eastern Study Area | 0 | 0 | 0 | 0 | 0 | 0 | 0 | 0 | 0 | East of Pisgah Study Area | 0 | 0 | 0 | 0 | 0 | 0 | 0 | 0 | 0 | 0 | 0
SDGE | SDG&E Study Area | 180 | 0 | 0 | 0 | 180 | 0 | 0 | 0 | SDG&E Study Area | 0 | 180 | 0 | 0 | 0 | 0 | 0 | 180 | 0 | SCE Eastern Study Area | 0 | 180 | 0 | 0 | 0 | 0 | 180 | 0 | 0 | 0 | 0
| Total Generic | 180 | 0 | 690 | 1560 | 180 | 220 | 1830 | 200 | Total Generic | 0 | 762 | 1468 | 200 | 1148 | 320 | 150 | 812 | 0 | SDG&E Study Area | 0 | 0 | 0 | 0 | 0 | 0 | 0 | 0 | 0 | 0 | 0
|  | 10 | 15 | 20 | >30 | [14 empty] | Total Generic | 400 | 180 | 100 | 0 | 0 | 0 | 180 | 0 | 0 | 0 | 100
| Interconnection Distance Criteria | Maximum Distance from Substation |  |  |  | Criteria Alignment Flag | [14 empty] | 10 | 10 | 15 | 20 | >30 | >30
| Geothermal Generic MWs Mapped (2041) | 10 mi | 15 mi | 20 mi | >30 mi | 1 | 2 | 3 | 4
PG&E NGBA | PG&E North of Greater Bay Study Area | 0 | 108 | 0 | 0 | 0 | 108 | 0 | 0 | [10 empty] | Interconnection Upgrade Criteria | Upgrade | [5 empty] | Criteria Alignment Flag
PG&E GBA | PG&E Greater Bay Study Area | 0 | 0 | 0 | 0 | 0 | 0 | 0 | 0 | [10 empty] | Geothermal Generic MWs Mapped (2041) | Info not Available | Low | Mid | High | Short Circuit Duty Limit | New Substation | 1 | 2 | 3 | 4 | 5
PG&E FRESNO | PG&E Fresno Study Area | 0 | 0 | 0 | 0 | 0 | 0 | 0 | 0 | [10 empty] | PG&E North of Greater Bay Study Area | 210 | 0 | 0 | 10 | 0 | 0 | 0 | 0 | 10 | 0 | 0
PG&E KERN | PG&E Kern Study Area | 0 | 0 | 0 | 0 | 0 | 0 | 0 | 0 | [10 empty] | PG&E Greater Bay Study Area | 0 | 0 | 0 | 0 | 0 | 0 | 0 | 0 | 0 | 0 | 0
SCE Northern | SCE Northern Area | 0 | 0 | 0 | 0 | 0 | 0 | 0 | 0 | [10 empty] | PG&E Fresno Study Area | 0 | 0 | 0 | 0 | 0 | 0 | 0 | 0 | 0 | 0 | 0
SCE Metro | SCE Metro Study Area | 0 | 0 | 0 | 0 | 0 | 0 | 0 | 0 | [10 empty] | PG&E Kern Study Area | 0 | 0 | 0 | 0 | 0 | 0 | 0 | 0 | 0 | 0 | 0
SCE NOL | SCE North of Lugo Study Area | 0 | 0 | 0 | 0 | 0 | 0 | 0 | 0 | [10 empty] | SCE Northern Area | 293 | 0 | 0 | 0 | 0 | 0 | 0 | 0 | 0 | 0 | 0
EOP | East of Pisgah Study Area | 0 | 0 | 0 | 436 | 0 | 0 | 0 | 436 | [10 empty] | SCE Metro Study Area | 436 | 0 | 0 | 427 | 741 | 0 | 0 | 0 | 0 | 427 | 741
SCE Eastern | SCE Eastern Study Area | 1317 | 0 | 0 | 0 | 1317 | 0 | 0 | 0 | [10 empty] | SCE North of Lugo Study Area | 1317 | 0 | 0 | 0 | 0 | 0 | 0 | 0 | 0 | 0 | 0
SDGE | SDG&E Study Area | 975 | 0 | 0 | 0 | 975 | 0 | 0 | 0 | [10 empty] | East of Pisgah Study Area | 0 | 0 | 0 | 0 | 0 | 975 | 0 | 0 | 0 | 975 | 0
| Total Generic | 2292 | 108 | 0 | 436 | 2292 | 108 | 0 | 436 | [10 empty] | SCE Eastern Study Area | 0 | 0 | 0 | 0 | 0 | 0 | 0 | 0 | 0 | 0 | 0
[20 empty] | SDG&E Study Area | 0 | 0 | 0 | 0 | 0 | 0 | 0 | 0 | 0 | 0 | 0
[20 empty] | Total Generic | 2256 | 0 | 0 | 437 | 741 | 975 | 0 | 0 | 10 | 1402 | 741

## Distance_to_Tx
Distance to interconnection analysis for onshore wind, solar, and geothermal resources mapped to in-CAISO substations in both the 2036 and 2041 mapped portfolios.
|  |  | 2036 - Mapped Generic Resources | [13 empty] | 2041 - Mapped Generic Resources | [13 empty] | Criteria Flags Table
|  |  | Wind | Wind | Onshore Wind | Solar | Solar | Solar | Geothermal | Has | Wind Distance | Wind | Solar Distance | Solar | Geothermal Distance | Geothermal Flag | Wind | Wind | Onshore Wind | Solar | Solar | Solar | Geothermal | Has | Wind Distance | Wind | Solar Distance | Solar | Geothermal Distance | Geothermal Flag | Flag | Wind &Geothermal |  | Solar
CAISO Study Area | Substation | Voltage | FCDS | EODS | Total | FCDS | EODS | Total | FCDS | Res | < miles | Flag | < miles | Flag | < miles | Flag | FCDS | EODS | Total | FCDS | EODS | Total | FCDS | Res | < miles | Flag | < miles | Flag | < miles | Flag |  | < 200MW | 200 or more | < 400 MW | 400 or more
PG&E KERN | 7th Standard | 115 | 0 | 0 | 0 | 0 | 90 | 90 | 0 | 1 | 0 | 1 | 10 | 2 |  |  | 0 | 0 | 0 | 0 | 90 | 90 | 0 | 1 | 0 | 1 | 10 | 2 |  |  | 1 | <10 mi | <10 mi | <5 | <10
SCE Metro | Alamitos | 230 | 0 | 0 | 0 | 0 | 0 | 0 | 0 | 0 | 0 | 1 | 10 | 2 |  |  | 0 | 0 | 0 | 382 | 0 | 382 | 0 | 1 | 0 | 1 | 10 | 2 |  |  | 2 | <15 | <20 | <10 | <15
SCE Eastern | Alberhill | 115 | 0 | 0 | 0 | 300 | 0 | 300 | 0 | 1 | 0 | 1 | 10 | 2 |  |  | 0 | 0 | 0 | 2984 | 1000 | 3984 | 0 | 1 | 0 | 1 | 10 | 1 |  |  | 3 | <20 | <30 | <15 | <20
SCE Eastern | Alberhill | 500 | 0 | 0 | 0 | 435 | 0 | 435 | 0 | 1 | 0 | 1 | 10 | 1 |  |  | 0 | 0 | 0 | 435 | 0 | 435 | 0 | 1 | 0 | 1 | 10 | 1 |  |  | 4 | <30 | >30 | <20 | <30
PG&E GBA | Alhambra | 115 | 0 | 0 | 0 | 0 | 0 | 0 | 0 | 0 | 0 | 1 | 10 | 2 |  |  | 0 | 0 | 0 | 0 | 0 | 0 | 0 | 0 | 0 | 1 | 10 | 2 |  |  | 5 | >30 | 0 | >20 | >30
PG&E FRESNO | Alpaugh | 115 | 0 | 0 | 0 | 0 | 0 | 0 | 0 | 0 | 10 | 1 | 10 | 2 |  |  | 0 | 0 | 0 | 0 | 0 | 0 | 0 | 0 | 10 | 1 | 10 | 2
SDGE | Alpine | 69 | 0 | 0 | 0 | 0 | 0 | 0 | 0 | 0 | 0 | 1 | 10 | 2 |  |  | 0 | 0 | 0 | 0 | 0 | 0 | 0 | 0 | 0 | 1 | 10 | 2
PG&E GBA | Altamont Midway (Sandhill) | 230 | 0 | 0 | 0 | 0 | 0 | 0 | 0 | 0 | 10 | 1 | 10 | 2 |  |  | 0 | 0 | 0 | 0 | 0 | 0 | 0 | 0 | 10 | 1 | 10 | 2
SCE Northern | Antelope | 66 | 0 | 0 | 0 | 0 | 0 | 0 | 0 | 0 | 0 | 1 | 10 | 2 |  |  | 0 | 0 | 0 | 0 | 0 | 0 | 0 | 0 | 10 | 1 | 10 | 2
SCE Northern | Antelope | 230 | 0 | 0 | 0 | 0 | 450 | 450 | 0 | 1 | 10 | 1 | 10 | 1 |  |  | 0 | 0 | 0 | 933 | 450 | 1383 | 0 | 1 | 10 | 1 | 10 | 1
SCE Northern | Antelope | 500 | 0 | 0 | 0 | 0 | 1000 | 1000 | 0 | 1 | 0 | 1 | 10 | 1 |  |  | 0 | 0 | 0 | 0 | 1000 | 1000 | 0 | 1 | 10 | 1 | 10 | 1
PG&E NGBA | Arcata | 60 | 0 | 0 | 0 | 0 | 0 | 0 | 0 | 0 | 0 | 1 | 10 | 2 |  |  | 0 | 0 | 0 | 0 | 0 | 0 | 0 | 0 | 0 | 1 | 10 | 2
PG&E KERN | Arco | 230 | 0 | 0 | 0 | 1524 | 0 | 1524 | 0 | 1 | 0 | 1 | 10 | 1 |  |  | 0 | 0 | 0 | 1524 | 0 | 1524 | 0 | 1 | 0 | 1 | 10 | 1
PG&E KERN | Arco | 70 | 0 | 0 | 0 | 0 | 0 | 0 | 0 | 0 | 0 | 1 | 10 | 2 |  |  | 0 | 0 | 0 | 0 | 0 | 0 | 0 | 0 | 0 | 1 | 10 | 2
SCE Metro | ArcoGen | 230 | 0 | 0 | 0 | 0 | 0 | 0 | 0 | 0 | 0 | 1 | 10 | 2 |  |  | 0 | 0 | 0 | 0 | 0 | 0 | 0 | 0 | 0 | 1 | 10 | 2
SDGE | Artesian | 230 | 0 | 0 | 0 | 0 | 0 | 0 | 0 | 0 | 0 | 1 | 10 | 2 |  |  | 0 | 0 | 0 | 0 | 0 | 0 | 0 | 0 | 0 | 1 | 10 | 2
SDGE | Artesian | 69 | 0 | 0 | 0 | 0 | 0 | 0 | 0 | 0 | 0 | 1 | 10 | 2 |  |  | 0 | 0 | 0 | 0 | 0 | 0 | 0 | 0 | 0 | 1 | 10 | 2
PG&E FRESNO | Ashlan | 230 | 0 | 0 | 0 | 0 | 0 | 0 | 0 | 0 | 0 | 1 | 10 | 2 |  |  | 0 | 0 | 0 | 0 | 0 | 0 | 0 | 0 | 0 | 1 | 10 | 2
PG&E NGBA | Atlantic | 115 | 0 | 0 | 0 | 0 | 0 | 0 | 0 | 0 | 0 | 1 | 10 | 2 |  |  | 0 | 0 | 0 | 0 | 0 | 0 | 0 | 0 | 0 | 1 | 10 | 2
PG&E NGBA | Atlantic | 230 | 0 | 0 | 0 | 0 | 0 | 0 | 0 | 0 | 0 | 1 | 10 | 2 |  |  | 0 | 0 | 0 | 0 | 0 | 0 | 0 | 0 | 0 | 1 | 10 | 2
PG&E NGBA | Atlantic | 60 | 0 | 0 | 0 | 0 | 0 | 0 | 0 | 0 | 0 | 1 | 10 | 2 |  |  | 0 | 0 | 0 | 0 | 0 | 0 | 0 | 0 | 0 | 1 | 10 | 2
PG&E FRESNO | Atwater | 115 | 0 | 0 | 0 | 0 | 0 | 0 | 0 | 0 | 0 | 1 | 10 | 2 |  |  | 0 | 0 | 0 | 0 | 0 | 0 | 0 | 0 | 0 | 1 | 10 | 2
PG&E GBA | Avena | 115 | 0 | 0 | 0 | 100 | 0 | 100 | 0 | 1 | 0 | 1 | 10 | 2 |  |  | 0 | 0 | 0 | 100 | 0 | 100 | 0 | 1 | 0 | 1 | 10 | 2
SDGE | Avocado | 69 | 0 | 0 | 0 | 0 | 0 | 0 | 0 | 0 | 0 | 1 | 10 | 2 |  |  | 0 | 0 | 0 | 0 | 0 | 0 | 0 | 0 | 0 | 1 | 10 | 2
PG&E NGBA | Bahia | 230 | 0 | 0 | 0 | 0 | 200 | 200 | 0 | 1 | 0 | 1 | 10 | 2 |  |  | 0 | 0 | 0 | 0 | 200 | 200 | 0 | 1 | 0 | 1 | 10 | 2
SCE Northern | Bailey | 230 | 0 | 0 | 0 | 0 | 0 | 0 | 0 | 0 | 0 | 1 | 10 | 2 |  |  | 0 | 0 | 0 | 0 | 0 | 0 | 0 | 0 | 0 | 1 | 10 | 2
SCE NOL | Baker | 115 | 0 | 0 | 0 | 0 | 0 | 0 | 0 | 0 | 0 | 1 | 10 | 2 |  |  | 0 | 0 | 0 | 0 | 0 | 0 | 0 | 0 | 0 | 1 | 10 | 2
PG&E KERN | Bakersfield | 230 | 0 | 0 | 0 | 0 | 0 | 0 | 0 | 0 | 0 | 1 | 10 | 2 |  |  | 0 | 0 | 0 | 0 | 0 | 0 | 0 | 0 | 0 | 1 | 10 | 2
PG&E FRESNO | Balch | 230 | 0 | 0 | 0 | 0 | 0 | 0 | 0 | 0 | 15 | 2 | 10 | 2 |  |  | 0 | 0 | 0 | 0 | 0 | 0 | 0 | 0 | 15 | 2 | 10 | 2
SCE Eastern | Bannister | 230 | 0 | 0 | 0 | 0 | 0 | 0 | 0 | 0 | 0 | 1 | 10 | 2 |  |  | 0 | 0 | 0 | 0 | 0 | 0 | 0 | 0 | 0 | 1 | 10 | 2
SCE Metro | Barre | 230 | 0 | 0 | 0 | 0 | 0 | 0 | 0 | 0 | 0 | 1 | 10 | 2 |  |  | 0 | 0 | 0 | 0 | 0 | 0 | 0 | 0 | 0 | 1 | 10 | 2
SDGE | Bay Boulevard | 69 | 0 | 0 | 0 | 0 | 0 | 0 | 0 | 0 | 0 | 1 | 10 | 2 |  |  | 0 | 0 | 0 | 0 | 0 | 0 | 0 | 0 | 0 | 1 | 10 | 2
SDGE | Bay Boulevard | 230 | 0 | 0 | 0 | 0 | 0 | 0 | 0 | 0 | 0 | 1 | 10 | 2 |  |  | 0 | 0 | 0 | 0 | 0 | 0 | 0 | 0 | 0 | 1 | 10 | 2
EOP | Beatty | 138 | 0 | 0 | 0 | 0 | 0 | 0 | 0 | 0 | 0 | 1 | 10 | 2 |  |  | 0 | 0 | 0 | 0 | 0 | 0 | 0 | 0 | 0 | 1 | 10 | 2
EOP | Beatty | 230 | 0 | 0 | 0 | 0 | 0 | 0 | 436 | 1 | 0 | 1 | 10 | 2 | 80 | 4 | 0 | 0 | 0 | 0 | 0 | 0 | 436 | 1 | 0 | 1 | 10 | 2 | 80 | 4
PG&E NGBA | Belden | 230 | 0 | 0 | 0 | 0 | 0 | 0 | 0 | 0 | 0 | 1 | 10 | 2 |  |  | 0 | 0 | 0 | 0 | 0 | 0 | 0 | 0 | 0 | 1 | 10 | 2
PG&E NGBA | Bell | 115 | 0 | 0 | 0 | 0 | 0 | 0 | 0 | 0 | 0 | 1 | 10 | 2 |  |  | 0 | 0 | 0 | 0 | 0 | 0 | 0 | 0 | 0 | 1 | 10 | 2
PG&E NGBA | Bellevue | 115 | 0 | 0 | 0 | 0 | 0 | 0 | 0 | 0 | 0 | 1 | 10 | 2 |  |  | 0 | 0 | 0 | 0 | 0 | 0 | 0 | 0 | 0 | 1 | 10 | 2
PG&E GBA | Bellota | 115 | 0 | 0 | 0 | 0 | 0 | 0 | 0 | 0 | 15 | 2 | 10 | 2 |  |  | 0 | 0 | 0 | 0 | 0 | 0 | 0 | 0 | 15 | 2 | 10 | 2
PG&E GBA | Bellota | 230 | 0 | 0 | 0 | 0 | 0 | 0 | 0 | 0 | 0 | 1 | 10 | 2 |  |  | 0 | 0 | 0 | 10 | 0 | 10 | 0 | 1 | 0 | 1 | 10 | 2
SCE Northern | Big Creek | 230 | 0 | 0 | 0 | 200 | 0 | 200 | 0 | 1 | 0 | 1 | 10 | 2 |  |  | 0 | 0 | 0 | 200 | 0 | 200 | 0 | 1 | 0 | 1 | 10 | 2
PG&E FRESNO | Biola | 70 | 0 | 0 | 0 | 0 | 0 | 0 | 0 | 0 | 0 | 1 | 10 | 2 |  |  | 0 | 0 | 0 | 0 | 0 | 0 | 0 | 0 | 0 | 1 | 10 | 2
PG&E GBA | Birds Landing | 230 | 0 | 0 | 0 | 0 | 100 | 100 | 0 | 1 | 15 | 2 | 10 | 2 |  |  | 0 | 0 | 0 | 0 | 100 | 100 | 0 | 1 | 15 | 2 | 10 | 2
SCE Northern | Bliss | 66 | 0 | 0 | 0 | 0 | 0 | 0 | 0 | 0 | 0 | 1 | 10 | 2 |  |  | 0 | 0 | 0 | 0 | 0 | 0 | 0 | 0 | 0 | 1 | 10 | 2
SCE Eastern | Blythe | 161 | 0 | 0 | 0 | 0 | 0 | 0 | 0 | 0 | 0 | 1 | 10 | 2 |  |  | 0 | 0 | 0 | 0 | 0 | 0 | 0 | 0 | 0 | 1 | 10 | 2
PG&E NGBA | Bogue | 115 | 0 | 0 | 0 | 0 | 0 | 0 | 0 | 0 | 0 | 1 | 10 | 2 |  |  | 0 | 0 | 0 | 0 | 0 | 0 | 0 | 0 | 0 | 1 | 10 | 2
PG&E FRESNO | Borden | 230 | 0 | 0 | 0 | 0 | 0 | 0 | 0 | 0 | 0 | 1 | 10 | 2 |  |  | 0 | 0 | 0 | 0 | 0 | 0 | 0 | 0 | 0 | 1 | 10 | 2
PG&E FRESNO | Borden | 70 | 0 | 0 | 0 | 0 | 0 | 0 | 0 | 0 | 0 | 1 | 10 | 2 |  |  | 0 | 0 | 0 | 0 | 0 | 0 | 0 | 0 | 0 | 1 | 10 | 2
SDGE | Boulevard East | 138 | 180 | 0 | 180 | 0 | 82.6 | 82.6 | 0 | 1 | 10 | 1 | 10 | 2 |  |  | 180 | 0 | 180 | 0 | 82.6 | 82.6 | 0 | 1 | 10 | 1 | 10 | 2
SDGE | Boulevard East | 69 | 0 | 0 | 0 | 0 | 0 | 0 | 0 | 0 | 0 | 1 | 10 | 2 |  |  | 0 | 0 | 0 | 0 | 0 | 0 | 0 | 0 | 0 | 1 | 10 | 2
PG&E GBA | Brentwood | 230 | 0 | 0 | 0 | 0 | 89.5 | 89.5 | 0 | 1 | 0 | 1 | 10 | 2 |  |  | 0 | 0 | 0 | 0 | 89.5 | 89.5 | 0 | 1 | 0 | 1 | 10 | 2
PG&E NGBA | Bridgeville | 115 | 0 | 0 | 0 | 0 | 0 | 0 | 185.7 | 1 | 0 | 1 | 10 | 2 |  |  | 212 | 0 | 212 | 0 | 0 | 0 | 185.7 | 1 | 30 | 3 | 10 | 2
PG&E NGBA | Brighton | 115 | 0 | 0 | 0 | 0 | 0 | 0 | 0 | 0 | 0 | 1 | 10 | 2 |  |  | 0 | 0 | 0 | 0 | 0 | 0 | 0 | 0 | 0 | 1 | 10 | 2
PG&E NGBA | Brighton | 230 | 0 | 0 | 0 | 0 | 0 | 0 | 0 | 0 | 0 | 1 | 10 | 2 |  |  | 0 | 0 | 0 | 0 | 0 | 0 | 0 | 0 | 0 | 1 | 10 | 2
PG&E NGBA | Brunswick | 115 | 0 | 0 | 0 | 0 | 0 | 0 | 0 | 0 | 0 | 1 | 10 | 2 |  |  | 0 | 0 | 0 | 0 | 0 | 0 | 0 | 0 | 0 | 1 | 10 | 2
PG&E NGBA | Bucks Creek | 230 | 0 | 0 | 0 | 0 | 0 | 0 | 0 | 0 | 0 | 1 | 10 | 2 |  |  | 0 | 0 | 0 | 0 | 0 | 0 | 0 | 0 | 0 | 1 | 10 | 2
PG&E KERN | Buena Vista | 230 | 0 | 0 | 0 | 0 | 0 | 0 | 0 | 0 | 0 | 1 | 10 | 2 |  |  | 0 | 0 | 0 | 0 | 0 | 0 | 0 | 0 | 0 | 1 | 10 | 2
PG&E FRESNO | Bullard | 115 | 0 | 0 | 0 | 0 | 0 | 0 | 0 | 0 | 0 | 1 | 10 | 2 |  |  | 0 | 0 | 0 | 0 | 0 | 0 | 0 | 0 | 0 | 1 | 10 | 2
PG&E GBA | Burlingame | 115 | 0 | 0 | 0 | 0 | 0 | 0 | 0 | 0 | 0 | 1 | 10 | 2 |  |  | 0 | 0 | 0 | 88 | 0 | 88 | 0 | 1 | 0 | 1 | 10 | 2
PG&E NGBA | Burney Forest | 230 | 0 | 0 | 0 | 0 | 0 | 0 | 0 | 0 | 0 | 1 | 10 | 2 |  |  | 0 | 0 | 0 | 0 | 0 | 0 | 0 | 0 | 0 | 1 | 10 | 2
PG&E NGBA | Butte | 115 | 0 | 0 | 0 | 0 | 0 | 0 | 0 | 0 | 0 | 1 | 10 | 2 |  |  | 0 | 0 | 0 | 0 | 0 | 0 | 0 | 0 | 0 | 1 | 10 | 2
PG&E KERN | Cabrillo | 115 | 0 | 0 | 0 | 0 | 0 | 0 | 0 | 0 | 30 | 4 | 10 | 2 |  |  | 0 | 0 | 0 | 0 | 0 | 0 | 0 | 0 | 30 | 4 | 10 | 2
PG&E FRESNO | Cal Flats | 230 | 0 | 0 | 0 | 0 | 0 | 0 | 0 | 0 | 0 | 1 | 10 | 2 |  |  | 0 | 0 | 0 | 0 | 0 | 0 | 0 | 0 | 0 | 1 | 10 | 2
SCE NOL | Calcite | 230 | 0 | 0 | 0 | 165 | 0 | 165 | 0 | 1 | 0 | 1 | 10 | 2 |  |  | 0 | 0 | 0 | 165 | 300 | 465 | 0 | 1 | 0 | 1 | 10 | 1
PG&E KERN | Caliente | 230 | 0 | 0 | 0 | 0 | 0 | 0 | 0 | 0 | 10 | 1 | 10 | 2 |  |  | 0 | 0 | 0 | 0 | 0 | 0 | 0 | 0 | 10 | 1 | 10 | 2
PG&E FRESNO | California Ave | 115 | 0 | 0 | 0 | 0 | 0 | 0 | 0 | 0 | 10 | 1 | 10 | 2 |  |  | 0 | 0 | 0 | 0 | 0 | 0 | 0 | 0 | 10 | 1 | 10 | 2
PG&E KERN | Callender | 115 | 0 | 0 | 0 | 0 | 0 | 0 | 0 | 0 | 0 | 1 | 10 | 2 |  |  | 0 | 0 | 0 | 0 | 0 | 0 | 0 | 0 | 0 | 1 | 10 | 2
PG&E NGBA | Calpella | 115 | 0 | 0 | 0 | 0 | 0 | 0 | 0 | 0 | 0 | 1 | 10 | 2 |  |  | 0 | 0 | 0 | 0 | 0 | 0 | 0 | 0 | 0 | 1 | 10 | 2
PG&E GBA | Camanche | 230 | 0 | 0 | 0 | 0 | 0 | 0 | 0 | 0 | 0 | 1 | 10 | 2 |  |  | 0 | 0 | 0 | 0 | 0 | 0 | 0 | 0 | 0 | 1 | 10 | 2
SDGE | Cameron | 69 | 0 | 0 | 0 | 0 | 0 | 0 | 0 | 0 | 0 | 1 | 10 | 2 |  |  | 0 | 0 | 0 | 0 | 0 | 0 | 0 | 0 | 0 | 1 | 10 | 2
SDGE | Cannon | 69 | 0 | 0 | 0 | 0 | 0 | 0 | 0 | 0 | 0 | 1 | 10 | 2 |  |  | 0 | 0 | 0 | 0 | 0 | 0 | 0 | 0 | 0 | 1 | 10 | 2
PG&E FRESNO | Cantua | 115 | 0 | 0 | 0 | 0 | 0 | 0 | 0 | 0 | 0 | 1 | 10 | 2 |  |  | 0 | 0 | 0 | 100 | 0 | 100 | 0 | 1 | 0 | 1 | 10 | 2
SDGE | Capistrano | 138 | 0 | 0 | 0 | 0 | 0 | 0 | 0 | 0 | 0 | 1 | 10 | 2 |  |  | 0 | 0 | 0 | 0 | 0 | 0 | 0 | 0 | 0 | 1 | 10 | 2
SDGE | Capistrano | 230 | 0 | 0 | 0 | 0 | 0 | 0 | 0 | 0 | 0 | 1 | 10 | 2 |  |  | 0 | 0 | 0 | 0 | 0 | 0 | 0 | 0 | 0 | 1 | 10 | 2
PG&E NGBA | Carberry | 230 | 0 | 0 | 0 | 0 | 0 | 0 | 0 | 0 | 0 | 1 | 10 | 2 |  |  | 0 | 0 | 0 | 0 | 0 | 0 | 0 | 0 | 0 | 1 | 10 | 2
SCE Eastern | Cardiff | 66 | 0 | 0 | 0 | 0 | 0 | 0 | 0 | 0 | 0 | 1 | 10 | 2 |  |  | 0 | 0 | 0 | 0 | 0 | 0 | 0 | 0 | 0 | 1 | 10 | 2
PG&E NGBA | Caribou | 60 | 0 | 0 | 0 | 0 | 0 | 0 | 0 | 0 | 15 | 2 | 10 | 2 |  |  | 0 | 0 | 0 | 0 | 0 | 0 | 0 | 0 | 15 | 2 | 10 | 2
PG&E NGBA | Caribou | 115 | 0 | 0 | 0 | 0 | 0 | 0 | 0 | 0 | 0 | 1 | 10 | 2 |  |  | 0 | 0 | 0 | 0 | 0 | 0 | 0 | 0 | 15 | 2 | 10 | 2
PG&E NGBA | Caribou | 230 | 0 | 0 | 0 | 0 | 0 | 0 | 0 | 0 | 0 | 1 | 10 | 2 |  |  | 0 | 0 | 0 | 0 | 0 | 0 | 0 | 0 | 15 | 2 | 10 | 2
EOP | Carpenter Canyon (fka Gamebird) | 138 | 0 | 0 | 0 | 0 | 0 | 0 | 0 | 0 | 0 | 1 | 10 | 2 |  |  | 0 | 0 | 0 | 0 | 0 | 0 | 0 | 0 | 0 | 1 | 10 | 2
EOP | Carpenter Canyon (fka Gamebird) | 230 | 0 | 0 | 0 | 0 | 0 | 0 | 0 | 0 | 0 | 1 | 10 | 2 |  |  | 0 | 0 | 0 | 0 | 0 | 0 | 0 | 0 | 0 | 1 | 10 | 2
PG&E NGBA | Carquinez | 115 | 0 | 0 | 0 | 0 | 0 | 0 | 0 | 0 | 0 | 1 | 10 | 2 |  |  | 0 | 0 | 0 | 0 | 0 | 0 | 0 | 0 | 0 | 1 | 10 | 2
SDGE | Carrizo Gorge | 138 | 0 | 0 | 0 | 0 | 0 | 0 | 0 | 0 | 0 | 1 | 10 | 2 |  |  | 0 | 0 | 0 | 0 | 0 | 0 | 0 | 0 | 0 | 1 | 10 | 2
PG&E KERN | Carrizo Plains | 115 | 0 | 0 | 0 | 0 | 0 | 0 | 0 | 0 | 0 | 1 | 10 | 2 |  |  | 0 | 0 | 0 | 0 | 0 | 0 | 0 | 0 | 0 | 1 | 10 | 2
PG&E KERN | Casaloma | 230 | 0 | 0 | 0 | 0 | 0 | 0 | 0 | 0 | 0 | 1 | 10 | 2 |  |  | 0 | 0 | 0 | 0 | 0 | 0 | 0 | 0 | 0 | 1 | 10 | 2
PG&E GBA | Castro Valley | 230 | 0 | 0 | 0 | 0 | 0 | 0 | 0 | 0 | 0 | 1 | 10 | 2 |  |  | 0 | 0 | 0 | 0 | 0 | 0 | 0 | 0 | 0 | 1 | 10 | 2
PG&E GBA | Cayetano | 230 | 0 | 0 | 0 | 0 | 0 | 0 | 0 | 0 | 0 | 1 | 10 | 2 |  |  | 0 | 0 | 0 | 0 | 0 | 0 | 0 | 0 | 0 | 1 | 10 | 2
SCE Metro | Center | 230 | 0 | 0 | 0 | 0 | 0 | 0 | 0 | 0 | 0 | 1 | 10 | 2 |  |  | 0 | 0 | 0 | 0 | 0 | 0 | 0 | 0 | 0 | 1 | 10 | 2
PG&E KERN | Charca | 115 | 0 | 0 | 0 | 0 | 0 | 0 | 0 | 0 | 0 | 1 | 10 | 2 |  |  | 0 | 0 | 0 | 0 | 0 | 0 | 0 | 0 | 0 | 1 | 10 | 2
EOP | Charleston | 138 | 0 | 0 | 0 | 0 | 0 | 0 | 0 | 0 | 0 | 1 | 10 | 2 |  |  | 0 | 0 | 0 | 0 | 0 | 0 | 0 | 0 | 0 | 1 | 10 | 2
SCE Metro | Chevmain | 230 | 0 | 0 | 0 | 0 | 0 | 0 | 0 | 0 | 0 | 1 | 10 | 2 |  |  | 0 | 0 | 0 | 0 | 0 | 0 | 0 | 0 | 0 | 1 | 10 | 2
SDGE | Chicarita | 138 | 0 | 0 | 0 | 0 | 0 | 0 | 0 | 0 | 0 | 1 | 10 | 2 |  |  | 0 | 0 | 0 | 0 | 0 | 0 | 0 | 0 | 0 | 1 | 10 | 2
SCE Metro | Chino | 230 | 0 | 0 | 0 | 0 | 0 | 0 | 0 | 0 | 10 | 1 | 10 | 2 |  |  | 0 | 0 | 0 | 0 | 0 | 0 | 0 | 0 | 10 | 1 | 10 | 2
PG&E FRESNO | Chowchilla | 115 | 0 | 0 | 0 | 0 | 0 | 0 | 0 | 0 | 0 | 1 | 10 | 2 |  |  | 0 | 0 | 0 | 0 | 0 | 0 | 0 | 0 | 0 | 1 | 10 | 2
PG&E GBA | Christie | 60 | 0 | 0 | 0 | 0 | 0 | 0 | 0 | 0 | 0 | 1 | 10 | 2 |  |  | 0 | 0 | 0 | 0 | 0 | 0 | 0 | 0 | 20 | 3 | 10 | 2
PG&E GBA | Christie | 115 | 0 | 0 | 0 | 0 | 0 | 0 | 0 | 0 | 20 | 3 | 10 | 2 |  |  | 0 | 0 | 0 | 0 | 0 | 0 | 0 | 0 | 20 | 3 | 10 | 2
SCE Eastern | Cielo Azul | 500 | 0 | 0 | 0 | 0 | 495 | 495 | 0 | 1 | 0 | 1 | 15 | 2 |  |  | 0 | 0 | 0 | 0 | 495 | 495 | 0 | 1 | 0 | 1 | 10 | 1
PG&E GBA | Clay | 60 | 0 | 0 | 0 | 0 | 0 | 0 | 0 | 0 | 0 | 1 | 10 | 2 |  |  | 0 | 0 | 0 | 0 | 0 | 0 | 0 | 0 | 0 | 1 | 10 | 2
PG&E GBA | Clayton | 115 | 0 | 0 | 0 | 0 | 0 | 0 | 0 | 0 | 0 | 1 | 10 | 2 |  |  | 0 | 0 | 0 | 0 | 0 | 0 | 0 | 0 | 0 | 1 | 10 | 2
PG&E NGBA | Cloverdale | 115 | 0 | 0 | 0 | 0 | 0 | 0 | 108 | 1 | 0 | 1 | 10 | 2 | 15 | 2 | 0 | 0 | 0 | 0 | 0 | 0 | 108 | 1 | 0 | 1 | 10 | 2 | 15 | 2
PG&E FRESNO | Clovis | 115 | 0 | 0 | 0 | 0 | 0 | 0 | 0 | 0 | 0 | 1 | 10 | 2 |  |  | 0 | 0 | 0 | 0 | 0 | 0 | 0 | 0 | 0 | 1 | 10 | 2
PG&E GBA | Coburn | 230 | 0 | 0 | 0 | 0 | 0 | 0 | 0 | 0 | 10 | 1 | 10 | 2 |  |  | 100 | 0 | 100 | 1244 | 0 | 1244 | 0 | 1 | 30 | 4 | 10 | 1
PG&E GBA | Coburn | 60 | 0 | 0 | 0 | 0 | 0 | 0 | 0 | 0 | 0 | 1 | 10 | 2 |  |  | 0 | 0 | 0 | 0 | 0 | 0 | 0 | 0 | 30 | 4 | 10 | 2
PG&E NGBA | Colgate | 230 | 0 | 0 | 0 | 0 | 0 | 0 | 0 | 0 | 0 | 1 | 10 | 2 |  |  | 0 | 0 | 0 | 0 | 0 | 0 | 0 | 0 | 0 | 1 | 10 | 2
PG&E GBA | Collierville | 230 | 0 | 0 | 0 | 0 | 0 | 0 | 0 | 0 | 15 | 2 | 10 | 2 |  |  | 0 | 0 | 0 | 0 | 0 | 0 | 0 | 0 | 15 | 2 | 10 | 2
PG&E GBA | Collinsville | 230 | 0 | 0 | 0 | 0 | 0 | 0 | 0 | 0 | 0 | 1 | 10 | 2 |  |  | 0 | 0 | 0 | 601 | 0 | 601 | 0 | 1 | 0 | 1 | 10 | 1
PG&E GBA | Collinsville | 500 | 0 | 0 | 0 | 0 | 0 | 0 | 0 | 0 | 0 | 1 | 10 | 2 |  |  | 0 | 0 | 0 | 0 | 0 | 0 | 0 | 0 | 0 | 1 | 10 | 2
SCE Eastern | Colorado River | 230 | 0 | 0 | 0 | 400 | 0 | 400 | 0 | 1 | 0 | 1 | 15 | 2 |  |  | 0 | 0 | 0 | 400 | 0 | 400 | 0 | 1 | 0 | 1 | 15 | 2
SCE Eastern | Colorado River | 500 | 0 | 0 | 0 | 0 | 0 | 0 | 0 | 0 | 0 | 1 | 10 | 2 |  |  | 0 | 0 | 0 | 0 | 0 | 0 | 0 | 0 | 0 | 1 | 10 | 2
PG&E KERN | Columbus | 115 | 0 | 0 | 0 | 100 | 0 | 100 | 0 | 1 | 15 | 2 | 10 | 2 |  |  | 0 | 0 | 0 | 100 | 0 | 100 | 0 | 1 | 15 | 2 | 10 | 2
PG&E GBA | Contra Costa | 115 | 0 | 0 | 0 | 0 | 0 | 0 | 0 | 0 | 15 | 2 | 10 | 2 |  |  | 0 | 0 | 0 | 0 | 0 | 0 | 0 | 0 | 15 | 2 | 10 | 2
PG&E GBA | Contra Costa | 230 | 0 | 0 | 0 | 0 | 0 | 0 | 0 | 0 | 15 | 2 | 10 | 2 |  |  | 0 | 0 | 0 | 0 | 0 | 0 | 0 | 0 | 15 | 2 | 10 | 2
PG&E GBA | Contra Costa PP | 230 | 0 | 0 | 0 | 0 | 0 | 0 | 0 | 0 | 0 | 1 | 10 | 2 |  |  | 0 | 0 | 0 | 0 | 0 | 0 | 0 | 0 | 0 | 1 | 10 | 2
SCE NOL | Control | 115 | 0 | 0 | 0 | 0 | 0 | 0 | 177 | 1 | 0 | 1 | 10 | 2 |  |  | 0 | 0 | 0 | 0 | 0 | 0 | 177 | 1 | 0 | 1 | 10 | 2
SCE NOL | Control | 55 | 0 | 0 | 0 | 0 | 0 | 0 | 0 | 0 | 0 | 1 | 10 | 2 |  |  | 0 | 0 | 0 | 0 | 0 | 0 | 0 | 0 | 0 | 1 | 10 | 2
PG&E GBA | Cooley Landing | 115 | 0 | 0 | 0 | 0 | 100 | 100 | 0 | 1 | 20 | 3 | 10 | 2 |  |  | 0 | 0 | 0 | 0 | 100 | 100 | 0 | 1 | 20 | 3 | 10 | 2
PG&E GBA | Cooley Landing | 60 | 0 | 0 | 0 | 0 | 0 | 0 | 0 | 0 | 0 | 1 | 10 | 2 |  |  | 0 | 0 | 0 | 0 | 0 | 0 | 0 | 0 | 20 | 3 | 10 | 2
SCE NOL | Coolwater | 230 | 0 | 0 | 0 | 0 | 0 | 0 | 0 | 0 | 0 | 1 | 10 | 2 |  |  | 0 | 0 | 0 | 0 | 0 | 0 | 0 | 0 | 20 | 3 | 10 | 2
SCE NOL | Coolwater | 115 | 0 | 0 | 0 | 0 | 0 | 0 | 0 | 0 | 20 | 3 | 10 | 2 |  |  | 0 | 0 | 0 | 0 | 0 | 0 | 0 | 0 | 20 | 3 | 10 | 2
PG&E KERN | Copus | 70 | 0 | 0 | 0 | 0 | 0 | 0 | 0 | 0 | 0 | 1 | 10 | 2 |  |  | 0 | 0 | 0 | 0 | 0 | 0 | 0 | 0 | 0 | 1 | 10 | 2
PG&E FRESNO | Corcoran | 70 | 0 | 0 | 0 | 0 | 0 | 0 | 0 | 0 | 0 | 1 | 10 | 2 |  |  | 0 | 0 | 0 | 0 | 0 | 0 | 0 | 0 | 0 | 1 | 10 | 2
PG&E FRESNO | Corcoran | 115 | 0 | 0 | 0 | 0 | 0 | 0 | 0 | 0 | 0 | 1 | 10 | 2 |  |  | 0 | 0 | 0 | 0 | 0 | 0 | 0 | 0 | 0 | 1 | 10 | 2
PG&E NGBA | Corona | 115 | 0 | 0 | 0 | 0 | 0 | 0 | 0 | 0 | 0 | 1 | 10 | 2 |  |  | 0 | 0 | 0 | 0 | 0 | 0 | 0 | 0 | 0 | 1 | 10 | 2
PG&E NGBA | Cortina | 230 | 0 | 0 | 0 | 0 | 0 | 0 | 0 | 0 | 0 | 1 | 10 | 2 |  |  | 0 | 0 | 0 | 0 | 0 | 0 | 0 | 0 | 0 | 1 | 10 | 2
PG&E NGBA | Cortina | 115 | 0 | 0 | 0 | 0 | 0 | 0 | 0 | 0 | 0 | 1 | 5 | 1 |  |  | 0 | 0 | 0 | 0 | 0 | 0 | 0 | 0 | 0 | 1 | 5 | 1
PG&E GBA | Cottle | 230 | 0 | 0 | 0 | 0 | 0 | 0 | 0 | 0 | 0 | 1 | 10 | 2 |  |  | 0 | 0 | 0 | 0 | 0 | 0 | 0 | 0 | 0 | 1 | 10 | 2
PG&E NGBA | Cottonwood | 115 | 0 | 0 | 0 | 0 | 0 | 0 | 0 | 0 | 0 | 1 | 10 | 2 |  |  | 0 | 0 | 0 | 0 | 0 | 0 | 0 | 0 | 30 | 4 | 10 | 2
PG&E NGBA | Cottonwood | 230 | 0 | 0 | 0 | 0 | 0 | 0 | 0 | 0 | 0 | 1 | 10 | 2 |  |  | 0 | 0 | 0 | 0 | 0 | 0 | 0 | 0 | 30 | 4 | 10 | 2
PG&E NGBA | Cottonwood | 60 | 0 | 0 | 0 | 0 | 0 | 0 | 0 | 0 | 0 | 1 | 10 | 2 |  |  | 0 | 0 | 0 | 0 | 0 | 0 | 0 | 0 | 30 | 4 | 10 | 2
PG&E NGBA | Cove Road | 230 | 0 | 0 | 0 | 0 | 0 | 0 | 0 | 0 | 0 | 1 | 10 | 2 |  |  | 0 | 0 | 0 | 0 | 0 | 0 | 0 | 0 | 0 | 1 | 10 | 2
PG&E GBA | Coyote | 230 | 0 | 0 | 0 | 100 | 0 | 100 | 37 | 1 | 0 | 1 | 10 | 2 |  |  | 0 | 0 | 0 | 100 | 0 | 100 | 37 | 1 | 0 | 1 | 10 | 2
PG&E GBA | Crazy Horse Canyon | 115 | 0 | 0 | 0 | 0 | 0 | 0 | 0 | 0 | 0 | 1 | 10 | 2 |  |  | 0 | 0 | 0 | 0 | 0 | 0 | 0 | 0 | 0 | 1 | 10 | 2
SDGE | Creelman | 69 | 0 | 0 | 0 | 0 | 0 | 0 | 0 | 0 | 0 | 1 | 10 | 2 |  |  | 0 | 0 | 0 | 0 | 0 | 0 | 0 | 0 | 0 | 1 | 10 | 2
PG&E FRESNO | Crescent | 70 | 0 | 0 | 0 | 0 | 0 | 0 | 0 | 0 | 0 | 1 | 10 | 2 |  |  | 0 | 0 | 0 | 0 | 0 | 0 | 0 | 0 | 0 | 1 | 10 | 2
PG&E FRESNO | Cressey | 115 | 0 | 0 | 0 | 0 | 0 | 0 | 0 | 0 | 0 | 1 | 10 | 2 |  |  | 0 | 0 | 0 | 0 | 0 | 0 | 0 | 0 | 0 | 1 | 10 | 2
PG&E NGBA | Cresta | 230 | 0 | 0 | 0 | 0 | 0 | 0 | 0 | 0 | 0 | 1 | 10 | 2 |  |  | 0 | 0 | 0 | 0 | 0 | 0 | 0 | 0 | 0 | 1 | 10 | 2
SDGE | Crestwood | 69 | 0 | 0 | 0 | 0 | 0 | 0 | 0 | 0 | 0 | 1 | 10 | 2 |  |  | 0 | 0 | 0 | 0 | 0 | 0 | 0 | 0 | 0 | 1 | 10 | 2
PG&E GBA | Crow Creek | 60 | 0 | 0 | 0 | 0 | 0 | 0 | 0 | 0 | 0 | 1 | 10 | 2 |  |  | 0 | 0 | 0 | 0 | 0 | 0 | 0 | 0 | 0 | 1 | 10 | 2
PG&E GBA | Crows Landing | 60 | 0 | 0 | 0 | 0 | 0 | 0 | 0 | 0 | 0 | 1 | 10 | 2 |  |  | 0 | 0 | 0 | 0 | 0 | 0 | 0 | 0 | 0 | 1 | 10 | 2
PG&E GBA | Curtis | 115 | 0 | 0 | 0 | 0 | 0 | 0 | 0 | 0 | 0 | 1 | 10 | 2 |  |  | 0 | 0 | 0 | 0 | 0 | 0 | 0 | 0 | 0 | 1 | 10 | 2
PG&E FRESNO | Dairyland | 115 | 0 | 0 | 0 | 0 | 0 | 0 | 0 | 0 | 0 | 1 | 10 | 2 |  |  | 0 | 0 | 0 | 0 | 0 | 0 | 0 | 0 | 0 | 1 | 10 | 2
PG&E NGBA | Davis | 115 | 0 | 0 | 0 | 0 | 100 | 100 | 0 | 1 | 0 | 1 | 10 | 2 |  |  | 0 | 0 | 0 | 0 | 100 | 100 | 0 | 1 | 0 | 1 | 10 | 2
SCE Metro | Del Amo | 500 | 0 | 0 | 0 | 0 | 0 | 0 | 0 | 0 | 0 | 1 | 10 | 2 |  |  | 0 | 0 | 0 | 0 | 0 | 0 | 0 | 0 | 0 | 1 | 10 | 2
SCE Metro | Del Amo | 230 | 0 | 0 | 0 | 0 | 0 | 0 | 0 | 0 | 0 | 1 | 10 | 2 |  |  | 0 | 0 | 0 | 0 | 0 | 0 | 0 | 0 | 0 | 1 | 10 | 2
SCE Eastern | Delaney | 500 | 0 | 0 | 0 | 0 | 1860 | 1860 | 0 | 1 | 0 | 1 | 10 | 1 |  |  | 0 | 0 | 0 | 0 | 1860 | 1860 | 0 | 1 | 0 | 1 | 10 | 1
PG&E NGBA | Delevan | 230 | 0 | 0 | 0 | 0 | 0 | 0 | 0 | 0 | 0 | 1 | 10 | 2 |  |  | 0 | 0 | 0 | 0 | 0 | 0 | 0 | 0 | 0 | 1 | 10 | 2
PG&E GBA | Delta PP | 230 | 0 | 0 | 0 | 0 | 0 | 0 | 0 | 0 | 0 | 1 | 10 | 2 |  |  | 0 | 0 | 0 | 0 | 0 | 0 | 0 | 0 | 0 | 1 | 10 | 2
EOP | Desert View | 230 | 0 | 0 | 0 | 0 | 0 | 0 | 0 | 0 | 0 | 1 | 10 | 2 |  |  | 0 | 0 | 0 | 0 | 0 | 0 | 0 | 0 | 0 | 1 | 10 | 2
SCE Eastern | Devers | 230 | 0 | 0 | 0 | 300 | 0 | 300 | 0 | 1 | 30 | 4 | 10 | 2 |  |  | 0 | 0 | 0 | 300 | 0 | 300 | 0 | 1 | 30 | 4 | 10 | 2
SCE Eastern | Devers | 500 | 0 | 0 | 0 | 0 | 0 | 0 | 0 | 0 | 0 | 1 | 10 | 2 |  |  | 0 | 0 | 0 | 0 | 0 | 0 | 0 | 0 | 30 | 4 | 10 | 2
PG&E KERN | Diablo Canyon | 230 | 0 | 0 | 0 | 0 | 0 | 0 | 0 | 0 | 0 | 1 | 10 | 2 |  |  | 0 | 0 | 0 | 0 | 0 | 0 | 0 | 0 | 0 | 1 | 10 | 2
PG&E KERN | Diablo Canyon | 500 | 0 | 0 | 0 | 0 | 0 | 0 | 0 | 0 | 0 | 1 | 10 | 2 |  |  | 0 | 0 | 0 | 0 | 0 | 0 | 0 | 0 | 0 | 1 | 10 | 2
PG&E KERN | Divide | 115 | 0 | 0 | 0 | 0 | 0 | 0 | 0 | 0 | 10 | 1 | 10 | 2 |  |  | 0 | 0 | 0 | 0 | 0 | 0 | 0 | 0 | 10 | 1 | 10 | 2
PG&E GBA | Dixon Landing | 115 | 0 | 0 | 0 | 0 | 0 | 0 | 23 | 1 | 0 | 1 | 10 | 2 |  |  | 0 | 0 | 0 | 0 | 0 | 0 | 23 | 1 | 0 | 1 | 10 | 2
PG&E FRESNO | Dos Amigos | 230 | 0 | 0 | 0 | 0 | 0 | 0 | 10 | 1 | 0 | 1 | 10 | 2 |  |  | 0 | 0 | 0 | 632 | 0 | 632 | 10 | 1 | 0 | 1 | 10 | 1
PG&E NGBA | Drum | 115 | 0 | 0 | 0 | 0 | 0 | 0 | 0 | 0 | 0 | 1 | 10 | 2 |  |  | 0 | 0 | 0 | 0 | 0 | 0 | 0 | 0 | 0 | 1 | 10 | 2
PG&E GBA | Dumbarton | 115 | 0 | 0 | 0 | 0 | 0 | 0 | 0 | 0 | 0 | 1 | 10 | 2 |  |  | 0 | 0 | 0 | 0 | 0 | 0 | 0 | 0 | 0 | 1 | 10 | 2
SCE NOL | Dunn Siding | 115 | 0 | 0 | 0 | 0 | 0 | 0 | 0 | 0 | 0 | 1 | 10 | 2 |  |  | 0 | 0 | 0 | 0 | 0 | 0 | 0 | 0 | 0 | 1 | 10 | 2
SCE Eastern | Eagle Mountain | 230 | 0 | 0 | 0 | 0 | 0 | 0 | 0 | 0 | 0 | 1 | 10 | 2 |  |  | 0 | 0 | 0 | 0 | 0 | 0 | 0 | 0 | 0 | 1 | 10 | 2
PG&E NGBA | Eagle Rock (PGE) | 60 | 0 | 0 | 0 | 0 | 0 | 0 | 0 | 0 | 0 | 1 | 10 | 2 |  |  | 0 | 0 | 0 | 0 | 0 | 0 | 0 | 0 | 15 | 2 | 10 | 2
PG&E NGBA | Eagle Rock (PGE) | 115 | 0 | 0 | 0 | 0 | 0 | 0 | 0 | 0 | 15 | 2 | 10 | 2 | 15 | 2 | 0 | 0 | 0 | 0 | 0 | 0 | 0 | 0 | 15 | 2 | 10 | 2 | 15 | 2
SCE Metro | Eagle Rock (SCE) | 230 | 0 | 0 | 0 | 0 | 0 | 0 | 0 | 0 | 10 | 1 | 10 | 2 |  |  | 0 | 0 | 0 | 0 | 0 | 0 | 0 | 0 | 10 | 1 | 10 | 2
PG&E NGBA | East Marysville | 115 | 0 | 0 | 0 | 0 | 0 | 0 | 0 | 0 | 0 | 1 | 10 | 2 |  |  | 0 | 0 | 0 | 0 | 0 | 0 | 0 | 0 | 0 | 1 | 10 | 2
PG&E NGBA | East Nicolaus | 115 | 0 | 0 | 0 | 0 | 0 | 0 | 0 | 0 | 0 | 1 | 10 | 2 |  |  | 0 | 0 | 0 | 0 | 0 | 0 | 0 | 0 | 0 | 1 | 10 | 2
PG&E NGBA | East Nicolaus | 60 | 0 | 0 | 0 | 0 | 0 | 0 | 0 | 0 | 0 | 1 | 10 | 2 |  |  | 0 | 0 | 0 | 0 | 0 | 0 | 0 | 0 | 0 | 1 | 10 | 2
PG&E GBA | Eastshore | 115 | 0 | 0 | 0 | 0 | 0 | 0 | 0 | 0 | 0 | 1 | 10 | 2 |  |  | 0 | 0 | 0 | 0 | 0 | 0 | 0 | 0 | 30 | 4 | 10 | 2
PG&E GBA | Eastshore | 230 | 0 | 0 | 0 | 0 | 0 | 0 | 0 | 0 | 0 | 1 | 10 | 2 |  |  | 0 | 0 | 0 | 0 | 0 | 0 | 0 | 0 | 30 | 4 | 10 | 2
SDGE | ECO | 138 | 0 | 0 | 0 | 0 | 0 | 0 | 0 | 0 | 20 | 3 | 10 | 2 |  |  | 0 | 0 | 0 | 0 | 100 | 100 | 0 | 1 | 20 | 3 | 10 | 2
SDGE | ECO | 230 | 0 | 0 | 0 | 0 | 0 | 0 | 0 | 0 | 20 | 3 | 10 | 2 |  |  | 0 | 0 | 0 | 0 | 0 | 0 | 0 | 0 | 20 | 3 | 10 | 2
SDGE | ECO | 500 | 0 | 0 | 0 | 0 | 0 | 0 | 0 | 0 | 20 | 3 | 10 | 2 |  |  | 0 | 0 | 0 | 0 | 0 | 0 | 0 | 0 | 20 | 3 | 10 | 2
PG&E GBA | Edenvale | 115 | 0 | 0 | 0 | 0 | 0 | 0 | 0 | 0 | 0 | 1 | 10 | 2 |  |  | 0 | 0 | 0 | 0 | 0 | 0 | 0 | 0 | 0 | 1 | 10 | 2
PG&E GBA | Edes | 115 | 0 | 0 | 0 | 0 | 0 | 0 | 0 | 0 | 0 | 1 | 10 | 2 |  |  | 0 | 0 | 0 | 0 | 0 | 0 | 0 | 0 | 0 | 1 | 10 | 2
PG&E GBA | Eight Mile | 230 | 0 | 0 | 0 | 0 | 1100 | 1100 | 0 | 1 | 0 | 1 | 10 | 1 |  |  | 0 | 0 | 0 | 0 | 1100 | 1100 | 0 | 1 | 0 | 1 | 10 | 1
SDGE | El Cajon | 69 | 0 | 0 | 0 | 0 | 0 | 0 | 0 | 0 | 0 | 1 | 10 | 2 |  |  | 0 | 0 | 0 | 0 | 0 | 0 | 0 | 0 | 0 | 1 | 10 | 2
SCE Eastern | El Casco | 230 | 0 | 0 | 0 | 0 | 0 | 0 | 0 | 0 | 0 | 1 | 10 | 2 |  |  | 0 | 0 | 0 | 0 | 0 | 0 | 0 | 0 | 0 | 1 | 10 | 2
PG&E GBA | El Cerrito G | 115 | 0 | 0 | 0 | 0 | 0 | 0 | 0 | 0 | 0 | 1 | 10 | 2 |  |  | 0 | 0 | 0 | 0 | 0 | 0 | 0 | 0 | 0 | 1 | 10 | 2
PG&E NGBA | El Dorado PH | 115 | 0 | 0 | 0 | 0 | 0 | 0 | 0 | 0 | 0 | 1 | 10 | 2 |  |  | 0 | 0 | 0 | 0 | 0 | 0 | 0 | 0 | 0 | 1 | 10 | 2
PG&E FRESNO | El Nido (PGE) | 115 | 0 | 0 | 0 | 0 | 0 | 0 | 10 | 1 | 0 | 1 | 10 | 2 |  |  | 0 | 0 | 0 | 0 | 0 | 0 | 10 | 1 | 0 | 1 | 10 | 2
SCE Metro | El Nido (SCE) | 230 | 0 | 0 | 0 | 0 | 0 | 0 | 0 | 0 | 0 | 1 | 10 | 2 |  |  | 0 | 0 | 0 | 0 | 0 | 0 | 0 | 0 | 0 | 1 | 10 | 2
PG&E GBA | El Patio | 115 | 0 | 0 | 0 | 0 | 0 | 0 | 0 | 0 | 0 | 1 | 10 | 2 |  |  | 0 | 0 | 0 | 0 | 0 | 0 | 0 | 0 | 0 | 1 | 10 | 2
SCE Metro | El Segundo | 230 | 0 | 0 | 0 | 0 | 0 | 0 | 0 | 0 | 0 | 1 | 10 | 2 |  |  | 0 | 0 | 0 | 0 | 0 | 0 | 0 | 0 | 0 | 1 | 10 | 2
EOP | Eldorado | 230 | 0 | 0 | 0 | 0 | 0 | 0 | 427 | 1 | 0 | 1 | 10 | 2 | N/A | N/A | 0 | 0 | 0 | 0 | 0 | 0 | 427 | 1 | 0 | 1 | 10 | 2 | N/A | N/A
EOP | Eldorado | 500 | 0 | 0 | 0 | 0 | 0 | 0 | 741 | 1 | 0 | 1 | 10 | 2 |  |  | 0 | 0 | 0 | 0 | 0 | 0 | 741 | 1 | 0 | 1 | 10 | 2
SCE Northern | Elizabeth Lake | 66 | 0 | 0 | 0 | 0 | 0 | 0 | 0 | 0 | 0 | 1 | 10 | 2 |  |  | 0 | 0 | 0 | 0 | 0 | 0 | 0 | 0 | 0 | 1 | 10 | 2
PG&E KERN | Elk Hills | 230 | 0 | 0 | 0 | 0 | 0 | 0 | 0 | 0 | 0 | 1 | 10 | 2 |  |  | 0 | 0 | 0 | 0 | 0 | 0 | 0 | 0 | 0 | 1 | 10 | 2
SDGE | Elliot | 69 | 0 | 0 | 0 | 0 | 0 | 0 | 0 | 0 | 0 | 1 | 10 | 2 |  |  | 0 | 0 | 0 | 0 | 0 | 0 | 0 | 0 | 0 | 1 | 10 | 2
SCE Metro | Ellis | 230 | 0 | 0 | 0 | 0 | 0 | 0 | 0 | 0 | 0 | 1 | 10 | 2 |  |  | 0 | 0 | 0 | 0 | 0 | 0 | 0 | 0 | 0 | 1 | 10 | 2
SDGE | Encina | 138 | 0 | 0 | 0 | 0 | 0 | 0 | 0 | 0 | 0 | 1 | 10 | 2 |  |  | 0 | 0 | 0 | 0 | 0 | 0 | 0 | 0 | 10 | 1 | 10 | 2
SDGE | Encina | 230 | 0 | 0 | 0 | 0 | 0 | 0 | 0 | 0 | 10 | 1 | 10 | 2 |  |  | 0 | 0 | 0 | 0 | 0 | 0 | 0 | 0 | 10 | 1 | 10 | 2
SDGE | Escondido | 230 | 0 | 0 | 0 | 0 | 0 | 0 | 0 | 0 | 0 | 1 | 10 | 2 |  |  | 0 | 0 | 0 | 0 | 0 | 0 | 0 | 0 | 0 | 1 | 10 | 2
SDGE | Escondido | 69 | 0 | 0 | 0 | 0 | 0 | 0 | 0 | 0 | 0 | 1 | 10 | 2 |  |  | 0 | 0 | 0 | 0 | 0 | 0 | 0 | 0 | 0 | 1 | 10 | 2
PG&E KERN | Estrella | 230 | 0 | 0 | 0 | 0 | 0 | 0 | 0 | 0 | 0 | 1 | 10 | 2 |  |  | 0 | 0 | 0 | 0 | 0 | 0 | 0 | 0 | 0 | 1 | 10 | 2
SCE Eastern | Etiwanda | 230 | 0 | 0 | 0 | 0 | 0 | 0 | 0 | 0 | 0 | 1 | 10 | 2 |  |  | 0 | 0 | 0 | 0 | 0 | 0 | 0 | 0 | 0 | 1 | 10 | 2
PG&E GBA | Evergreen | 115 | 0 | 0 | 0 | 0 | 0 | 0 | 0 | 0 | 0 | 1 | 10 | 2 |  |  | 0 | 0 | 0 | 0 | 0 | 0 | 0 | 0 | 0 | 1 | 10 | 2
PG&E GBA | Evergreen | 60 | 0 | 0 | 0 | 0 | 0 | 0 | 0 | 0 | 0 | 1 | 10 | 2 |  |  | 0 | 0 | 0 | 0 | 0 | 0 | 0 | 0 | 0 | 1 | 10 | 2
PG&E FRESNO | Excelsior | 115 | 0 | 0 | 0 | 0 | 0 | 0 | 0 | 0 | 0 | 1 | 10 | 2 |  |  | 0 | 0 | 0 | 0 | 0 | 0 | 0 | 0 | 0 | 1 | 10 | 2
PG&E FRESNO | Exchequer | 115 | 0 | 0 | 0 | 0 | 0 | 0 | 0 | 0 | 0 | 1 | 10 | 2 |  |  | 0 | 0 | 0 | 0 | 0 | 0 | 0 | 0 | 0 | 1 | 10 | 2
PG&E KERN | Fairway | 115 | 0 | 0 | 0 | 0 | 0 | 0 | 0 | 0 | 0 | 1 | 10 | 2 |  |  | 0 | 0 | 0 | 0 | 0 | 0 | 0 | 0 | 0 | 1 | 10 | 2
PG&E KERN | Famoso | 115 | 0 | 0 | 0 | 0 | 0 | 0 | 0 | 0 | 0 | 1 | 10 | 2 |  |  | 0 | 0 | 0 | 0 | 0 | 0 | 0 | 0 | 0 | 1 | 10 | 2
PG&E NGBA | Fern Road | 500 | 0 | 0 | 0 | 0 | 0 | 0 | 0 | 0 | 0 | 1 | 10 | 2 |  |  | 0 | 0 | 0 | 0 | 0 | 0 | 0 | 0 | 30 | 4 | 10 | 2
PG&E GBA | Fibreboard (SPI Sonora) | 115 | 0 | 0 | 0 | 0 | 0 | 0 | 0 | 0 | 15 | 2 | 10 | 2 |  |  | 0 | 0 | 0 | 0 | 0 | 0 | 0 | 0 | 15 | 2 | 10 | 2
PG&E FRESNO | Figarden | 230 | 0 | 0 | 0 | 0 | 0 | 0 | 0 | 0 | 0 | 1 | 10 | 2 |  |  | 0 | 0 | 0 | 0 | 0 | 0 | 0 | 0 | 0 | 1 | 10 | 2
PG&E FRESNO | Fink | 230 | 0 | 0 | 0 | 0 | 0 | 0 | 70 | 1 | 0 | 1 | 10 | 2 |  |  | 0 | 0 | 0 | 534 | 0 | 534 | 70 | 1 | 0 | 1 | 10 | 1
PG&E NGBA | Fitch Mountain | 60 | 0 | 0 | 0 | 0 | 0 | 0 | 0 | 0 | 0 | 1 | 10 | 2 |  |  | 0 | 0 | 0 | 0 | 0 | 0 | 0 | 0 | 0 | 1 | 10 | 2
PG&E GBA | FMC | 115 | 0 | 0 | 0 | 0 | 0 | 0 | 0 | 0 | 0 | 1 | 10 | 2 |  |  | 0 | 0 | 0 | 0 | 0 | 0 | 0 | 0 | 0 | 1 | 10 | 2
PG&E GBA | Fremont | 115 | 0 | 0 | 0 | 0 | 0 | 0 | 0 | 0 | 0 | 1 | 10 | 2 |  |  | 0 | 0 | 0 | 0 | 0 | 0 | 0 | 0 | 0 | 1 | 10 | 2
PG&E GBA | French Camp | 60 | 0 | 0 | 0 | 0 | 0 | 0 | 0 | 0 | 0 | 1 | 10 | 2 |  |  | 0 | 0 | 0 | 0 | 0 | 0 | 0 | 0 | 0 | 1 | 10 | 2
PG&E GBA | Frogtown | 115 | 0 | 0 | 0 | 0 | 0 | 0 | 0 | 0 | 0 | 1 | 10 | 2 |  |  | 0 | 0 | 0 | 0 | 0 | 0 | 0 | 0 | 0 | 1 | 10 | 2
PG&E NGBA | Fulton | 115 | 0 | 0 | 0 | 0 | 0 | 0 | 0 | 0 | 0 | 1 | 10 | 2 |  |  | 0 | 0 | 0 | 0 | 0 | 0 | 0 | 0 | 0 | 1 | 10 | 2
PG&E NGBA | Fulton | 230 | 0 | 0 | 0 | 0 | 0 | 0 | 0 | 0 | 0 | 1 | 10 | 2 | 15 | 2 | 0 | 0 | 0 | 0 | 0 | 0 | 0 | 0 | 0 | 1 | 10 | 2 | 15 | 2
PG&E NGBA | Fulton | 60 | 0 | 0 | 0 | 0 | 0 | 0 | 0 | 0 | 0 | 1 | 10 | 2 |  |  | 0 | 0 | 0 | 0 | 0 | 0 | 0 | 0 | 0 | 1 | 10 | 2
PG&E KERN | Ganso | 115 | 0 | 0 | 0 | 0 | 0 | 0 | 0 | 0 | 0 | 1 | 10 | 2 |  |  | 0 | 0 | 0 | 0 | 0 | 0 | 0 | 0 | 0 | 1 | 10 | 2
PG&E FRESNO | Gates | 230 | 0 | 0 | 0 | 0 | 0 | 0 | 0 | 0 | 0 | 1 | 10 | 2 |  |  | 0 | 0 | 0 | 0 | 0 | 0 | 0 | 0 | 0 | 1 | 10 | 2
PG&E FRESNO | Gates | 500 | 0 | 0 | 0 | 0 | 0 | 0 | 0 | 0 | 0 | 1 | 10 | 2 |  |  | 0 | 0 | 0 | 0 | 0 | 0 | 0 | 0 | 0 | 1 | 10 | 2
PG&E NGBA | Geysers 12 | 230 | 0 | 0 | 0 | 0 | 0 | 0 | 0 | 0 | 0 | 1 | 10 | 2 |  |  | 0 | 0 | 0 | 0 | 0 | 0 | 0 | 0 | 0 | 1 | 10 | 2
PG&E NGBA | Geysers 17 | 230 | 0 | 0 | 0 | 0 | 0 | 0 | 0 | 0 | 0 | 1 | 10 | 2 | 15 | 2 | 0 | 0 | 0 | 0 | 0 | 0 | 0 | 0 | 0 | 1 | 10 | 2 | 15 | 2
PG&E NGBA | Geysers 3 | 115 | 0 | 0 | 0 | 0 | 0 | 0 | 0 | 0 | 0 | 1 | 10 | 2 |  |  | 0 | 0 | 0 | 0 | 0 | 0 | 0 | 0 | 0 | 1 | 10 | 2
PG&E NGBA | Glenn | 230 | 0 | 0 | 0 | 0 | 0 | 0 | 0 | 0 | 10 | 1 | 10 | 2 |  |  | 0 | 0 | 0 | 0 | 0 | 0 | 0 | 0 | 10 | 1 | 10 | 2
PG&E NGBA | Glenn | 60 | 0 | 0 | 0 | 0 | 0 | 0 | 0 | 0 | 0 | 1 | 10 | 2 |  |  | 0 | 0 | 0 | 0 | 0 | 0 | 0 | 0 | 10 | 1 | 10 | 2
PG&E NGBA | Gold Hill | 115 | 0 | 0 | 0 | 0 | 0 | 0 | 0 | 0 | 0 | 1 | 10 | 2 |  |  | 0 | 0 | 0 | 0 | 0 | 0 | 0 | 0 | 10 | 1 | 10 | 2
PG&E NGBA | Gold Hill | 230 | 0 | 0 | 0 | 0 | 0 | 0 | 0 | 0 | 10 | 1 | 10 | 2 |  |  | 0 | 0 | 0 | 0 | 0 | 0 | 0 | 0 | 10 | 1 | 10 | 2
SCE Northern | Goleta | 230 | 0 | 0 | 0 | 0 | 0 | 0 | 0 | 0 | 0 | 1 | 10 | 2 |  |  | 0 | 0 | 0 | 0 | 0 | 0 | 0 | 0 | 0 | 1 | 10 | 2
SCE Metro | Goodrich | 230 | 0 | 0 | 0 | 0 | 0 | 0 | 0 | 0 | 0 | 1 | 10 | 2 |  |  | 0 | 0 | 0 | 0 | 0 | 0 | 0 | 0 | 0 | 1 | 10 | 2
PG&E KERN | Goose Lake | 115 | 0 | 0 | 0 | 0 | 0 | 0 | 0 | 0 | 0 | 1 | 10 | 2 |  |  | 0 | 0 | 0 | 0 | 0 | 0 | 0 | 0 | 0 | 1 | 10 | 2
SCE Metro | Gould | 230 | 0 | 0 | 0 | 0 | 0 | 0 | 0 | 0 | 0 | 1 | 10 | 2 |  |  | 0 | 0 | 0 | 0 | 0 | 0 | 0 | 0 | 0 | 1 | 10 | 2
PG&E NGBA | Grand Island | 115 | 0 | 0 | 0 | 0 | 0 | 0 | 0 | 0 | 0 | 1 | 10 | 2 |  |  | 0 | 0 | 0 | 0 | 0 | 0 | 0 | 0 | 0 | 1 | 10 | 2
SDGE | Granite | 69 | 0 | 0 | 0 | 0 | 0 | 0 | 0 | 0 | 0 | 1 | 10 | 2 |  |  | 0 | 0 | 0 | 0 | 0 | 0 | 0 | 0 | 0 | 1 | 10 | 2
PG&E GBA | Grant | 115 | 0 | 0 | 0 | 0 | 0 | 0 | 0 | 0 | 0 | 1 | 10 | 2 |  |  | 0 | 0 | 0 | 0 | 0 | 0 | 0 | 0 | 0 | 1 | 10 | 2
PG&E GBA | Green Valley | 115 | 0 | 0 | 0 | 0 | 0 | 0 | 0 | 0 | 0 | 1 | 10 | 2 |  |  | 0 | 0 | 0 | 0 | 0 | 0 | 0 | 0 | 0 | 1 | 10 | 2
PG&E NGBA | Greenleaf 1 | 115 | 0 | 0 | 0 | 0 | 0 | 0 | 0 | 0 | 0 | 1 | 10 | 2 |  |  | 0 | 0 | 0 | 0 | 0 | 0 | 0 | 0 | 0 | 1 | 10 | 2
PG&E FRESNO | Gregg | 230 | 0 | 0 | 0 | 0 | 0 | 0 | 0 | 0 | 10 | 1 | 10 | 2 |  |  | 0 | 0 | 0 | 0 | 0 | 0 | 0 | 0 | 10 | 1 | 10 | 2
PG&E FRESNO | Grimmway-Malaga | 115 | 0 | 0 | 0 | 0 | 0 | 0 | 0 | 0 | 0 | 1 | 10 | 2 |  |  | 0 | 0 | 0 | 0 | 0 | 0 | 0 | 0 | 0 | 1 | 10 | 2
PG&E NGBA | Grizzly | 230 | 0 | 0 | 0 | 0 | 0 | 0 | 0 | 0 | 15 | 2 | 10 | 2 |  |  | 0 | 0 | 0 | 0 | 0 | 0 | 0 | 0 | 15 | 2 | 10 | 2
PG&E FRESNO | Guernsey | 70 | 0 | 0 | 0 | 0 | 0 | 0 | 0 | 0 | 0 | 1 | 10 | 2 |  |  | 0 | 0 | 0 | 0 | 0 | 0 | 0 | 0 | 0 | 1 | 10 | 2
PG&E FRESNO | GWF Hanford | 115 | 0 | 0 | 0 | 0 | 0 | 0 | 0 | 0 | 0 | 1 | 10 | 2 |  |  | 0 | 0 | 0 | 0 | 0 | 0 | 0 | 0 | 0 | 1 | 10 | 2
PG&E FRESNO | Haas | 230 | 0 | 0 | 0 | 0 | 0 | 0 | 0 | 0 | 0 | 1 | 10 | 2 |  |  | 0 | 0 | 0 | 0 | 0 | 0 | 0 | 0 | 0 | 1 | 10 | 2
PG&E FRESNO | Hammonds | 115 | 0 | 0 | 0 | 100 | 0 | 100 | 0 | 1 | 0 | 1 | 10 | 2 |  |  | 0 | 0 | 0 | 100 | 0 | 100 | 0 | 1 | 0 | 1 | 10 | 2
SCE Metro | HarborGen | 230 | 0 | 0 | 0 | 0 | 0 | 0 | 0 | 0 | 0 | 1 | 10 | 2 |  |  | 0 | 0 | 0 | 0 | 0 | 0 | 0 | 0 | 0 | 1 | 10 | 2
PG&E NGBA | Harris | 60 | 0 | 0 | 0 | 0 | 0 | 0 | 0 | 0 | 0 | 1 | 10 | 2 |  |  | 0 | 0 | 0 | 0 | 0 | 0 | 0 | 0 | 0 | 1 | 10 | 2
EOP | Harry Allen | 500 | 0 | 0 | 0 | 0 | 301.2 | 301.2 | 0 | 1 | 0 | 1 | 10 | 2 |  |  | 0 | 0 | 0 | 0 | 301.2 | 301.2 | 0 | 1 | 0 | 1 | 10 | 2
PG&E NGBA | Hartley | 60 | 0 | 0 | 0 | 0 | 0 | 0 | 0 | 0 | 10 | 1 | 10 | 2 |  |  | 0 | 0 | 0 | 0 | 0 | 0 | 0 | 0 | 10 | 1 | 10 | 2
SCE NOL | Harvard | 115 | 0 | 0 | 0 | 0 | 0 | 0 | 0 | 0 | 0 | 1 | 10 | 2 |  |  | 0 | 0 | 0 | 0 | 0 | 0 | 0 | 0 | 0 | 1 | 10 | 2
SDGE | Hassayampa | 500 | 0 | 0 | 0 | 3634.5 | 1915 | 5549.5 | 0 | 1 | 0 | 1 | 10 | 1 |  |  | 0 | 0 | 0 | 3634.5 | 2415 | 6049.5 | 0 | 1 | 0 | 1 | 10 | 1
PG&E FRESNO | Helm | 230 | 0 | 0 | 0 | 0 | 0 | 0 | 0 | 0 | 0 | 1 | 10 | 2 |  |  | 0 | 0 | 0 | 749 | 0 | 749 | 0 | 1 | 0 | 1 | 10 | 1
PG&E FRESNO | Helm | 70 | 0 | 0 | 0 | 0 | 0 | 0 | 0 | 0 | 0 | 1 | 10 | 2 |  |  | 0 | 0 | 0 | 0 | 0 | 0 | 0 | 0 | 0 | 1 | 10 | 2
PG&E FRESNO | Henrietta | 115 | 0 | 0 | 0 | 0 | 0 | 0 | 0 | 0 | 0 | 1 | 10 | 2 |  |  | 0 | 0 | 0 | 0 | 0 | 0 | 0 | 0 | 0 | 1 | 10 | 2
PG&E FRESNO | Henrietta | 230 | 0 | 0 | 0 | 0 | 0 | 0 | 0 | 0 | 0 | 1 | 10 | 2 |  |  | 0 | 0 | 0 | 1186 | 0 | 1186 | 0 | 1 | 0 | 1 | 10 | 1
PG&E FRESNO | Henrietta | 70 | 0 | 0 | 0 | 0 | 0 | 0 | 0 | 0 | 0 | 1 | 10 | 2 |  |  | 0 | 0 | 0 | 0 | 0 | 0 | 0 | 0 | 0 | 1 | 10 | 2
PG&E FRESNO | Herndon | 115 | 0 | 0 | 0 | 0 | 0 | 0 | 0 | 0 | 0 | 1 | 10 | 2 |  |  | 0 | 0 | 0 | 0 | 0 | 0 | 0 | 0 | 0 | 1 | 10 | 2
PG&E FRESNO | Herndon | 230 | 0 | 0 | 0 | 0 | 0 | 0 | 0 | 0 | 0 | 1 | 10 | 2 |  |  | 0 | 0 | 0 | 0 | 0 | 0 | 0 | 0 | 0 | 1 | 10 | 2
PG&E GBA | Hicks | 230 | 0 | 0 | 0 | 0 | 0 | 0 | 0 | 0 | 0 | 1 | 10 | 2 |  |  | 0 | 0 | 0 | 106 | 0 | 106 | 0 | 1 | 0 | 1 | 10 | 2
PG&E NGBA | Higgins | 115 | 0 | 0 | 0 | 0 | 0 | 0 | 0 | 0 | 0 | 1 | 10 | 2 |  |  | 0 | 0 | 0 | 0 | 0 | 0 | 0 | 0 | 0 | 1 | 10 | 2
PG&E NGBA | Hilltop | 345 | 0 | 0 | 0 | 0 | 0 | 0 | 909 | 1 | 20 | 3 | 10 | 2 |  |  | 0 | 0 | 0 | 0 | 0 | 0 | 909 | 1 | 20 | 3 | 10 | 2
SCE Metro | Hinson | 230 | 0 | 0 | 0 | 0 | 0 | 0 | 0 | 0 | 0 | 1 | 10 | 2 |  |  | 0 | 0 | 0 | 0 | 0 | 0 | 0 | 0 | 0 | 1 | 10 | 2
PG&E GBA | Hollister | 115 | 0 | 0 | 0 | 0 | 0 | 0 | 164 | 1 | 0 | 1 | 10 | 2 |  |  | 0 | 0 | 0 | 0 | 0 | 0 | 164 | 1 | 0 | 1 | 10 | 2
PG&E NGBA | Homestake | 115 | 0 | 0 | 0 | 0 | 0 | 0 | 0 | 0 | 0 | 1 | 10 | 2 |  |  | 0 | 0 | 0 | 0 | 0 | 0 | 0 | 0 | 0 | 1 | 10 | 2
PG&E NGBA | Honcut | 115 | 0 | 0 | 0 | 0 | 0 | 0 | 0 | 0 | 0 | 1 | 10 | 2 |  |  | 0 | 0 | 0 | 0 | 0 | 0 | 0 | 0 | 0 | 1 | 10 | 2
SDGE | Hoodoo Wash | 500 | 0 | 0 | 0 | 0 | 4814 | 4814 | 0 | 1 | 0 | 1 | 10 | 1 |  |  | 0 | 0 | 0 | 303 | 5314 | 5617 | 0 | 1 | 0 | 1 | 10 | 1
PG&E NGBA | Hopland | 115 | 0 | 0 | 0 | 0 | 0 | 0 | 0 | 0 | 0 | 1 | 10 | 2 |  |  | 0 | 0 | 0 | 0 | 0 | 0 | 0 | 0 | 0 | 1 | 10 | 2
PG&E NGBA | Hopland | 60 | 0 | 0 | 0 | 0 | 0 | 0 | 0 | 0 | 0 | 1 | 10 | 2 |  |  | 0 | 0 | 0 | 0 | 0 | 0 | 0 | 0 | 0 | 1 | 10 | 2
PG&E NGBA | Humboldt | 115 | 0 | 0 | 0 | 0 | 0 | 0 | 0 | 0 | 0 | 1 | 10 | 2 |  |  | 0 | 0 | 0 | 0 | 0 | 0 | 0 | 0 | 30 | 4 | 10 | 2
PG&E NGBA | Humboldt | 60 | 0 | 0 | 0 | 0 | 0 | 0 | 0 | 0 | 0 | 1 | 10 | 2 |  |  | 0 | 0 | 0 | 0 | 0 | 0 | 0 | 0 | 30 | 4 | 10 | 2
PG&E NGBA | Humboldt | 500 | 0 | 0 | 0 | 0 | 457.3 | 457.3 | 0 | 1 | 0 | 1 | 10 | 1 |  |  | 100 | 0 | 100 | 0 | 457.3 | 457.3 | 0 | 1 | 30 | 4 | 10 | 1
SCE Metro | Huntington Beach | 230 | 0 | 0 | 0 | 0 | 0 | 0 | 0 | 0 | 0 | 1 | 10 | 2 |  |  | 0 | 0 | 0 | 0 | 0 | 0 | 0 | 0 | 0 | 1 | 10 | 2
PG&E NGBA | Ignacio | 115 | 0 | 0 | 0 | 0 | 0 | 0 | 0 | 0 | 0 | 1 | 10 | 2 |  |  | 0 | 0 | 0 | 0 | 0 | 0 | 0 | 0 | 0 | 1 | 10 | 2
PG&E NGBA | Ignacio | 230 | 0 | 0 | 0 | 0 | 0 | 0 | 0 | 0 | 0 | 1 | 10 | 2 |  |  | 0 | 0 | 0 | 0 | 0 | 0 | 0 | 0 | 0 | 1 | 10 | 2
PG&E NGBA | Ignacio | 60 | 0 | 0 | 0 | 0 | 0 | 0 | 0 | 0 | 0 | 1 | 10 | 2 |  |  | 0 | 0 | 0 | 0 | 0 | 0 | 0 | 0 | 0 | 1 | 10 | 2
SDGE | Imperial Beach | 69 | 0 | 0 | 0 | 0 | 0 | 0 | 0 | 0 | 0 | 1 | 10 | 2 |  |  | 0 | 0 | 0 | 0 | 0 | 0 | 0 | 0 | 0 | 1 | 10 | 2
SDGE | Imperial Valley | 230 | 0 | 0 | 0 | 500 | 0 | 500 | 975 | 1 | 0 | 1 | 5 | 1 | 10 | 1 | 0 | 0 | 0 | 500 | 0 | 500 | 975 | 1 | 30 | 4 | 5 | 1 | 10 | 1
SDGE | Imperial Valley | 500 | 0 | 0 | 0 | 0 | 0 | 0 | 0 | 0 | 30 | 4 | 10 | 2 |  |  | 0 | 0 | 0 | 250 | 250 | 500 | 0 | 1 | 30 | 4 | 10 | 1
EOP | Innovation | 138 | 0 | 0 | 0 | 0 | 0 | 0 | 0 | 0 | 0 | 1 | 10 | 2 |  |  | 0 | 0 | 0 | 0 | 0 | 0 | 0 | 0 | 0 | 1 | 10 | 2
EOP | Innovation | 230 | 0 | 0 | 0 | 0 | 0 | 0 | 0 | 0 | 0 | 1 | 5 | 1 |  |  | 0 | 0 | 0 | 0 | 0 | 0 | 0 | 0 | 0 | 1 | 5 | 1
SCE NOL | Inyokern | 115 | 0 | 0 | 0 | 0 | 0 | 0 | 116 | 1 | 0 | 1 | 10 | 2 |  |  | 0 | 0 | 0 | 0 | 0 | 0 | 116 | 1 | 0 | 1 | 10 | 2
EOP | IS Tap | 138 | 0 | 0 | 0 | 0 | 0 | 0 | 0 | 0 | 0 | 1 | 10 | 2 |  |  | 0 | 0 | 0 | 0 | 0 | 0 | 0 | 0 | 0 | 1 | 10 | 2
EOP | Ivanpah | 115 | 0 | 0 | 0 | 0 | 0 | 0 | 0 | 0 | 0 | 1 | 10 | 2 |  |  | 0 | 0 | 0 | 0 | 0 | 0 | 0 | 0 | 0 | 1 | 10 | 2
EOP | Ivanpah | 230 | 0 | 0 | 0 | 0 | 0 | 0 | 0 | 0 | 0 | 1 | 10 | 2 |  |  | 0 | 0 | 0 | 0 | 0 | 0 | 0 | 0 | 0 | 1 | 10 | 2
EOP | Jackass (DOE) | 138 | 0 | 0 | 0 | 0 | 0 | 0 | 0 | 0 | 0 | 1 | 10 | 2 |  |  | 0 | 0 | 0 | 0 | 0 | 0 | 0 | 0 | 0 | 1 | 10 | 2
PG&E NGBA | James B Black | 230 | 0 | 0 | 0 | 0 | 0 | 0 | 131 | 1 | 0 | 1 | 10 | 2 |  |  | 0 | 0 | 0 | 0 | 0 | 0 | 131 | 1 | 30 | 4 | 10 | 2
PG&E GBA | Jefferson | 230 | 0 | 0 | 0 | 0 | 0 | 0 | 0 | 0 | 0 | 1 | 10 | 2 |  |  | 0 | 0 | 0 | 0 | 0 | 0 | 0 | 0 | 0 | 1 | 10 | 2
PG&E NGBA | Jessup | 115 | 0 | 0 | 0 | 0 | 0 | 0 | 100 | 1 | 0 | 1 | 10 | 2 |  |  | 0 | 0 | 0 | 0 | 0 | 0 | 100 | 1 | 0 | 1 | 10 | 2
SCE Metro | Johanna | 230 | 0 | 0 | 0 | 0 | 0 | 0 | 0 | 0 | 0 | 1 | 10 | 2 |  |  | 0 | 0 | 0 | 0 | 0 | 0 | 0 | 0 | 0 | 1 | 10 | 2
SCE Eastern | Julian Hinds | 230 | 0 | 0 | 0 | 0 | 0 | 0 | 0 | 0 | 20 | 3 | 10 | 2 |  |  | 0 | 0 | 0 | 0 | 0 | 0 | 0 | 0 | 20 | 3 | 10 | 2
PG&E GBA | Kasson | 115 | 0 | 0 | 0 | 0 | 0 | 0 | 0 | 0 | 0 | 1 | 10 | 2 |  |  | 0 | 0 | 0 | 0 | 0 | 0 | 0 | 0 | 0 | 1 | 10 | 2
PG&E GBA | Kasson | 60 | 0 | 0 | 0 | 0 | 0 | 0 | 0 | 0 | 0 | 1 | 10 | 2 |  |  | 0 | 0 | 0 | 0 | 0 | 0 | 0 | 0 | 0 | 1 | 10 | 2
PG&E FRESNO | Kearney | 230 | 0 | 0 | 0 | 0 | 0 | 0 | 0 | 0 | 0 | 1 | 10 | 2 |  |  | 0 | 0 | 0 | 0 | 0 | 0 | 0 | 0 | 0 | 1 | 10 | 2
PG&E FRESNO | Kearney | 70 | 0 | 0 | 0 | 0 | 0 | 0 | 0 | 0 | 0 | 1 | 10 | 2 |  |  | 0 | 0 | 0 | 0 | 0 | 0 | 0 | 0 | 0 | 1 | 10 | 2
PG&E GBA | Kelso | 230 | 0 | 0 | 0 | 0 | 0 | 0 | 0 | 0 | 10 | 1 | 10 | 2 |  |  | 0 | 0 | 0 | 0 | 0 | 0 | 0 | 0 | 10 | 1 | 10 | 2
PG&E FRESNO | Kerchoff 1 | 115 | 0 | 0 | 0 | 0 | 0 | 0 | 0 | 0 | 0 | 1 | 10 | 2 |  |  | 0 | 0 | 0 | 0 | 0 | 0 | 0 | 0 | 0 | 1 | 10 | 2
PG&E KERN | Kern Oil | 115 | 0 | 0 | 0 | 0 | 100 | 100 | 0 | 1 | 0 | 1 | 10 | 2 |  |  | 0 | 0 | 0 | 0 | 100 | 100 | 0 | 1 | 0 | 1 | 10 | 2
PG&E KERN | Kern PP | 115 | 0 | 0 | 0 | 0 | 50 | 50 | 0 | 1 | 0 | 1 | 10 | 2 |  |  | 0 | 0 | 0 | 0 | 50 | 50 | 0 | 1 | 0 | 1 | 10 | 2
PG&E KERN | Kern PP | 230 | 0 | 0 | 0 | 0 | 0 | 0 | 0 | 0 | 0 | 1 | 10 | 2 |  |  | 0 | 0 | 0 | 0 | 0 | 0 | 0 | 0 | 0 | 1 | 10 | 2
PG&E KERN | Kern PP | 70 | 0 | 0 | 0 | 0 | 0 | 0 | 0 | 0 | 0 | 1 | 10 | 2 |  |  | 0 | 0 | 0 | 0 | 0 | 0 | 0 | 0 | 0 | 1 | 10 | 2
PG&E KERN | Kernridge | 115 | 0 | 0 | 0 | 0 | 0 | 0 | 0 | 0 | 0 | 1 | 10 | 2 |  |  | 0 | 0 | 0 | 0 | 0 | 0 | 0 | 0 | 0 | 1 | 10 | 2
PG&E FRESNO | Kingsburg | 115 | 0 | 0 | 0 | 0 | 0 | 0 | 0 | 0 | 0 | 1 | 10 | 2 |  |  | 0 | 0 | 0 | 0 | 0 | 0 | 0 | 0 | 0 | 1 | 10 | 2
PG&E GBA | Kirker | 115 | 0 | 0 | 0 | 0 | 0 | 0 | 0 | 0 | 0 | 1 | 10 | 2 |  |  | 0 | 0 | 0 | 0 | 0 | 0 | 0 | 0 | 0 | 1 | 10 | 2
PG&E NGBA | Knights Landing | 115 | 0 | 0 | 0 | 0 | 0 | 0 | 0 | 0 | 0 | 1 | 10 | 2 |  |  | 0 | 0 | 0 | 0 | 0 | 0 | 0 | 0 | 0 | 1 | 10 | 2
PG&E NGBA | Konocti | 60 | 0 | 0 | 0 | 0 | 0 | 0 | 0 | 0 | 0 | 1 | 10 | 2 |  |  | 0 | 0 | 0 | 0 | 0 | 0 | 0 | 0 | 0 | 1 | 10 | 2
SCE NOL | Kramer | 115 | 0 | 0 | 0 | 0 | 0 | 0 | 0 | 0 | 0 | 1 | 10 | 2 |  |  | 0 | 0 | 0 | 0 | 0 | 0 | 0 | 0 | 0 | 1 | 10 | 2
SCE NOL | Kramer | 230 | 0 | 0 | 0 | 0 | 0 | 0 | 0 | 0 | 0 | 1 | 10 | 2 |  |  | 0 | 0 | 0 | 0 | 0 | 0 | 0 | 0 | 0 | 1 | 10 | 2
SCE Metro | La Cienega | 230 | 0 | 0 | 0 | 0 | 0 | 0 | 0 | 0 | 0 | 1 | 10 | 2 |  |  | 0 | 0 | 0 | 0 | 0 | 0 | 0 | 0 | 0 | 1 | 10 | 2
SCE Metro | La Fresa | 230 | 0 | 0 | 0 | 0 | 0 | 0 | 0 | 0 | 0 | 1 | 10 | 2 |  |  | 0 | 0 | 0 | 0 | 0 | 0 | 0 | 0 | 0 | 1 | 10 | 2
SCE Metro | Laguna Bell | 230 | 0 | 0 | 0 | 0 | 0 | 0 | 0 | 0 | 0 | 1 | 10 | 2 |  |  | 0 | 0 | 0 | 0 | 0 | 0 | 0 | 0 | 0 | 1 | 10 | 2
PG&E KERN | Lakeview | 70 | 0 | 0 | 0 | 0 | 0 | 0 | 0 | 0 | 0 | 1 | 10 | 2 |  |  | 0 | 0 | 0 | 0 | 0 | 0 | 0 | 0 | 0 | 1 | 10 | 2
PG&E NGBA | Lakeville | 230 | 0 | 0 | 0 | 0 | 0 | 0 | 0 | 0 | 0 | 1 | 10 | 2 |  |  | 0 | 0 | 0 | 0 | 0 | 0 | 0 | 0 | 0 | 1 | 10 | 2
PG&E NGBA | Lakeville | 60 | 0 | 0 | 0 | 0 | 0 | 0 | 0 | 0 | 0 | 1 | 10 | 2 |  |  | 0 | 0 | 0 | 0 | 0 | 0 | 0 | 0 | 0 | 1 | 10 | 2
PG&E NGBA | Lakeville | 115 | 0 | 0 | 0 | 0 | 0 | 0 | 0 | 0 | 0 | 1 | 10 | 2 |  |  | 0 | 0 | 0 | 0 | 0 | 0 | 0 | 0 | 0 | 1 | 10 | 2
PG&E GBA | Lakewood | 115 | 0 | 0 | 0 | 0 | 0 | 0 | 0 | 0 | 0 | 1 | 10 | 2 |  |  | 0 | 0 | 0 | 0 | 0 | 0 | 0 | 0 | 0 | 1 | 10 | 2
PG&E NGBA | Lambie | 230 | 0 | 0 | 0 | 0 | 0 | 0 | 0 | 0 | 0 | 1 | 10 | 2 |  |  | 0 | 0 | 0 | 0 | 0 | 0 | 0 | 0 | 0 | 1 | 10 | 2
PG&E GBA | Lammers | 115 | 0 | 0 | 0 | 0 | 0 | 0 | 0 | 0 | 0 | 1 | 10 | 2 |  |  | 0 | 0 | 0 | 0 | 0 | 0 | 0 | 0 | 0 | 1 | 10 | 2
PG&E KERN | Lamont | 115 | 0 | 0 | 0 | 100 | 31.2 | 131.2 | 0 | 1 | 0 | 1 | 10 | 2 |  |  | 0 | 0 | 0 | 100 | 31.2 | 131.2 | 0 | 1 | 0 | 1 | 10 | 2
PG&E FRESNO | Las Aguilas | 230 | 0 | 0 | 0 | 0 | 0 | 0 | 0 | 0 | 0 | 1 | 10 | 2 |  |  | 0 | 0 | 0 | 0 | 0 | 0 | 0 | 0 | 0 | 1 | 10 | 2
EOP | Lathrop | 138 | 0 | 0 | 0 | 0 | 0 | 0 | 0 | 0 | 20 | 3 | 10 | 2 |  |  | 0 | 0 | 0 | 0 | 0 | 0 | 0 | 0 | 20 | 3 | 10 | 2
EOP | Lathrop | 230 | 150 | 0 | 150 | 0 | 560 | 560 | 0 | 1 | 20 | 3 | 10 | 1 |  |  | 150 | 0 | 150 | 0 | 560 | 560 | 0 | 1 | 20 | 3 | 10 | 1
PG&E FRESNO | Le Grand | 115 | 0 | 0 | 0 | 0 | 0 | 0 | 0 | 0 | 0 | 1 | 10 | 2 |  |  | 0 | 0 | 0 | 0 | 0 | 0 | 0 | 0 | 0 | 1 | 10 | 2
PG&E FRESNO | Lemoore | 70 | 0 | 0 | 0 | 0 | 0 | 0 | 0 | 0 | 0 | 1 | 10 | 2 |  |  | 0 | 0 | 0 | 0 | 0 | 0 | 0 | 0 | 0 | 1 | 10 | 2
PG&E KERN | Lerdo | 115 | 0 | 0 | 0 | 0 | 0 | 0 | 0 | 0 | 0 | 1 | 10 | 2 |  |  | 0 | 0 | 0 | 0 | 0 | 0 | 0 | 0 | 0 | 1 | 10 | 2
SCE Metro | Lewis | 230 | 0 | 0 | 0 | 0 | 0 | 0 | 0 | 0 | 0 | 1 | 10 | 2 |  |  | 0 | 0 | 0 | 0 | 0 | 0 | 0 | 0 | 0 | 1 | 10 | 2
SCE Metro | Lighthipe | 230 | 0 | 0 | 0 | 0 | 0 | 0 | 0 | 0 | 0 | 1 | 10 | 2 |  |  | 0 | 0 | 0 | 0 | 0 | 0 | 0 | 0 | 0 | 1 | 10 | 2
SDGE | Lilac | 69 | 0 | 0 | 0 | 0 | 0 | 0 | 0 | 0 | 0 | 1 | 10 | 2 |  |  | 0 | 0 | 0 | 0 | 0 | 0 | 0 | 0 | 0 | 1 | 10 | 2
PG&E NGBA | Lincoln | 115 | 0 | 0 | 0 | 0 | 0 | 0 | 0 | 0 | 0 | 1 | 10 | 2 |  |  | 0 | 0 | 0 | 0 | 0 | 0 | 0 | 0 | 0 | 1 | 10 | 2
PG&E KERN | Live Oak | 115 | 0 | 0 | 0 | 100 | 0 | 100 | 0 | 1 | 0 | 1 | 10 | 2 |  |  | 0 | 0 | 0 | 100 | 0 | 100 | 0 | 1 | 0 | 1 | 10 | 2
PG&E GBA | Llagas | 115 | 0 | 0 | 0 | 0 | 0 | 0 | 0 | 0 | 0 | 1 | 10 | 2 |  |  | 0 | 0 | 0 | 0 | 0 | 0 | 0 | 0 | 0 | 1 | 10 | 2
PG&E GBA | Lockeford | 115 | 0 | 0 | 0 | 0 | 0 | 0 | 0 | 0 | 0 | 1 | 10 | 2 |  |  | 0 | 0 | 0 | 0 | 0 | 0 | 0 | 0 | 0 | 1 | 10 | 2
PG&E GBA | Lockeford | 230 | 0 | 0 | 0 | 0 | 200 | 200 | 0 | 1 | 0 | 1 | 10 | 2 |  |  | 0 | 0 | 0 | 0 | 200 | 200 | 0 | 1 | 0 | 1 | 10 | 2
PG&E GBA | Lockeford | 60 | 0 | 0 | 0 | 0 | 0 | 0 | 0 | 0 | 0 | 1 | 10 | 2 |  |  | 0 | 0 | 0 | 0 | 0 | 0 | 0 | 0 | 0 | 1 | 10 | 2
PG&E GBA | Lodi | 230 | 0 | 0 | 0 | 0 | 0 | 0 | 0 | 0 | 0 | 1 | 10 | 2 |  |  | 0 | 0 | 0 | 0 | 0 | 0 | 0 | 0 | 0 | 1 | 10 | 2
PG&E NGBA | Logan Creek | 230 | 0 | 0 | 0 | 0 | 0 | 0 | 0 | 0 | 0 | 1 | 10 | 2 |  |  | 0 | 0 | 0 | 0 | 0 | 0 | 0 | 0 | 0 | 1 | 10 | 2
PG&E GBA | Lone Tree | 230 | 0 | 0 | 0 | 0 | 0 | 0 | 0 | 0 | 0 | 1 | 10 | 2 |  |  | 0 | 0 | 0 | 0 | 0 | 0 | 0 | 0 | 0 | 1 | 10 | 2
PG&E FRESNO | Los Banos | 230 | 0 | 0 | 0 | 100 | 0 | 100 | 10 | 1 | 30 | 4 | 10 | 2 |  |  | 0 | 0 | 0 | 100 | 0 | 100 | 10 | 1 | 30 | 4 | 10 | 2
PG&E FRESNO | Los Banos | 500 | 0 | 0 | 0 | 100 | 0 | 100 | 0 | 1 | 0 | 1 | 10 | 2 |  |  | 0 | 0 | 0 | 100 | 0 | 100 | 0 | 1 | 30 | 4 | 10 | 2
SDGE | Los Coches | 138 | 0 | 0 | 0 | 0 | 0 | 0 | 0 | 0 | 0 | 1 | 10 | 2 |  |  | 0 | 0 | 0 | 0 | 0 | 0 | 0 | 0 | 0 | 1 | 10 | 2
SDGE | Los Coches | 69 | 0 | 0 | 0 | 0 | 0 | 0 | 0 | 0 | 0 | 1 | 10 | 2 |  |  | 0 | 0 | 0 | 0 | 0 | 0 | 0 | 0 | 0 | 1 | 10 | 2
PG&E GBA | Los Esteros | 115 | 0 | 0 | 0 | 0 | 0 | 0 | 0 | 0 | 0 | 1 | 10 | 2 |  |  | 0 | 0 | 0 | 0 | 0 | 0 | 0 | 0 | 0 | 1 | 10 | 2
PG&E GBA | Los Esteros | 230 | 0 | 0 | 0 | 0 | 0 | 0 | 0 | 0 | 0 | 1 | 10 | 2 |  |  | 0 | 0 | 0 | 0 | 0 | 0 | 0 | 0 | 0 | 1 | 10 | 2
PG&E GBA | Los Positas | 230 | 0 | 0 | 0 | 0 | 0 | 0 | 0 | 0 | 0 | 1 | 10 | 2 |  |  | 0 | 0 | 0 | 0 | 0 | 0 | 0 | 0 | 0 | 1 | 10 | 2
PG&E GBA | Los Positas | 60 | 0 | 0 | 0 | 0 | 0 | 0 | 0 | 0 | 0 | 1 | 10 | 2 |  |  | 0 | 0 | 0 | 0 | 0 | 0 | 0 | 0 | 0 | 1 | 10 | 2
SDGE | Loveland | 69 | 0 | 0 | 0 | 0 | 0 | 0 | 0 | 0 | 0 | 1 | 10 | 2 |  |  | 0 | 0 | 0 | 0 | 0 | 0 | 0 | 0 | 0 | 1 | 10 | 2
SCE NOL | Lugo | 230 | 0 | 0 | 0 | 165 | 0 | 165 | 0 | 1 | 0 | 1 | 10 | 2 |  |  | 0 | 0 | 0 | 165 | 0 | 165 | 0 | 1 | 20 | 3 | 10 | 2
SCE Metro | Lugo | 500 | 0 | 0 | 0 | 0 | 0 | 0 | 0 | 0 | 20 | 3 | 10 | 2 | N/A | N/A | 0 | 0 | 0 | 0 | 0 | 0 | 0 | 0 | 20 | 3 | 10 | 2 | N/A | N/A
PG&E FRESNO | Madera | 70 | 0 | 0 | 0 | 0 | 0 | 0 | 0 | 0 | 0 | 1 | 10 | 2 |  |  | 0 | 0 | 0 | 0 | 0 | 0 | 0 | 0 | 0 | 1 | 10 | 2
PG&E NGBA | Madison | 115 | 0 | 0 | 0 | 0 | 0 | 0 | 0 | 0 | 20 | 3 | 5 | 1 |  |  | 0 | 0 | 0 | 0 | 0 | 0 | 0 | 0 | 20 | 3 | 5 | 1
PG&E KERN | Magunden | 115 | 0 | 0 | 0 | 100 | 0 | 100 | 0 | 1 | 0 | 1 | 10 | 2 |  |  | 0 | 0 | 0 | 100 | 0 | 100 | 0 | 1 | 0 | 1 | 10 | 2
SCE Northern | Magunden | 230 | 0 | 0 | 0 | 100 | 0 | 100 | 0 | 1 | 0 | 1 | 10 | 2 |  |  | 0 | 0 | 0 | 100 | 0 | 100 | 0 | 1 | 0 | 1 | 10 | 2
PG&E FRESNO | Malaga | 115 | 0 | 0 | 0 | 0 | 0 | 0 | 0 | 0 | 0 | 1 | 10 | 2 |  |  | 0 | 0 | 0 | 0 | 0 | 0 | 0 | 0 | 0 | 1 | 10 | 2
PG&E NGBA | Malin | 500 | 0 | 0 | 0 | 0 | 0 | 0 | 1383.8 | 1 | 0 | 1 | 10 | 2 |  |  | 0 | 0 | 0 | 0 | 0 | 0 | 1383.8 | 1 | 0 | 1 | 10 | 2
SCE Northern | Mandalay | 230 | 0 | 0 | 0 | 0 | 0 | 0 | 0 | 0 | 0 | 1 | 10 | 2 |  |  | 0 | 0 | 0 | 0 | 0 | 0 | 0 | 0 | 0 | 1 | 10 | 2
PG&E FRESNO | Manning | 230 | 0 | 0 | 0 | 100 | 0 | 100 | 0 | 1 | 0 | 1 | 10 | 2 |  |  | 0 | 0 | 0 | 100 | 0 | 100 | 0 | 1 | 0 | 1 | 10 | 2
PG&E FRESNO | Manning | 500 | 0 | 0 | 0 | 0 | 278.6 | 278.6 | 0 | 1 | 0 | 1 | 10 | 2 |  |  | 0 | 0 | 0 | 1591 | 278.6 | 1869.6 | 0 | 1 | 0 | 1 | 10 | 1
PG&E GBA | Manteca | 115 | 0 | 0 | 0 | 0 | 0 | 0 | 0 | 0 | 0 | 1 | 10 | 2 |  |  | 0 | 0 | 0 | 0 | 0 | 0 | 0 | 0 | 0 | 1 | 10 | 2
SDGE | Margarita | 138 | 0 | 0 | 0 | 0 | 0 | 0 | 0 | 0 | 0 | 1 | 10 | 2 |  |  | 0 | 0 | 0 | 94 | 0 | 94 | 0 | 1 | 0 | 1 | 10 | 2
PG&E GBA | Martin | 230 | 0 | 0 | 0 | 0 | 0 | 0 | 0 | 0 | 0 | 1 | 10 | 2 |  |  | 0 | 0 | 0 | 0 | 0 | 0 | 0 | 0 | 0 | 1 | 10 | 2
PG&E GBA | Martin | 115 | 0 | 0 | 0 | 0 | 0 | 0 | 0 | 0 | 0 | 1 | 10 | 2 |  |  | 0 | 0 | 0 | 0 | 0 | 0 | 0 | 0 | 0 | 1 | 10 | 2
PG&E GBA | Martinez | 115 | 0 | 0 | 0 | 0 | 0 | 0 | 0 | 0 | 0 | 1 | 10 | 2 |  |  | 0 | 0 | 0 | 0 | 0 | 0 | 0 | 0 | 0 | 1 | 10 | 2
PG&E FRESNO | Mc Mullin | 230 | 0 | 0 | 0 | 0 | 0 | 0 | 0 | 0 | 0 | 1 | 10 | 2 |  |  | 0 | 0 | 0 | 0 | 0 | 0 | 0 | 0 | 0 | 1 | 10 | 2
PG&E FRESNO | McCall | 115 | 0 | 0 | 0 | 0 | 0 | 0 | 0 | 0 | 0 | 1 | 10 | 2 |  |  | 0 | 0 | 0 | 0 | 0 | 0 | 0 | 0 | 0 | 1 | 10 | 2
PG&E FRESNO | McCall | 230 | 0 | 0 | 0 | 0 | 0 | 0 | 0 | 0 | 0 | 1 | 10 | 2 |  |  | 0 | 0 | 0 | 0 | 0 | 0 | 0 | 0 | 0 | 1 | 10 | 2
PG&E GBA | Meadow Lane | 115 | 0 | 0 | 0 | 0 | 0 | 0 | 0 | 0 | 0 | 1 | 10 | 2 |  |  | 0 | 0 | 0 | 0 | 0 | 0 | 0 | 0 | 0 | 1 | 10 | 2
PG&E GBA | Melones | 115 | 0 | 0 | 0 | 0 | 0 | 0 | 0 | 0 | 0 | 1 | 10 | 2 |  |  | 0 | 0 | 0 | 0 | 0 | 0 | 0 | 0 | 0 | 1 | 10 | 2
PG&E GBA | Melones | 230 | 0 | 0 | 0 | 0 | 0 | 0 | 0 | 0 | 0 | 1 | 10 | 2 |  |  | 0 | 0 | 0 | 0 | 0 | 0 | 0 | 0 | 0 | 1 | 10 | 2
SDGE | Melrose | 69 | 0 | 0 | 0 | 0 | 0 | 0 | 0 | 0 | 0 | 1 | 10 | 2 |  |  | 0 | 0 | 0 | 0 | 0 | 0 | 0 | 0 | 0 | 1 | 10 | 2
PG&E NGBA | Mendocino | 115 | 0 | 0 | 0 | 0 | 0 | 0 | 0 | 0 | 0 | 1 | 10 | 2 |  |  | 0 | 0 | 0 | 0 | 0 | 0 | 0 | 0 | 0 | 1 | 10 | 2
PG&E NGBA | Mendocino | 60 | 0 | 0 | 0 | 0 | 0 | 0 | 0 | 0 | 0 | 1 | 10 | 2 |  |  | 0 | 0 | 0 | 0 | 0 | 0 | 0 | 0 | 0 | 1 | 10 | 2
PG&E FRESNO | Mendota | 115 | 0 | 0 | 0 | 0 | 0 | 0 | 0 | 0 | 0 | 1 | 10 | 2 |  |  | 0 | 0 | 0 | 0 | 0 | 0 | 0 | 0 | 0 | 1 | 10 | 2
PG&E GBA | Menlo | 60 | 0 | 0 | 0 | 0 | 0 | 0 | 0 | 0 | 0 | 1 | 10 | 2 |  |  | 0 | 0 | 0 | 0 | 0 | 0 | 0 | 0 | 0 | 1 | 10 | 2
PG&E FRESNO | Merced | 115 | 0 | 0 | 0 | 0 | 0 | 0 | 0 | 0 | 0 | 1 | 10 | 2 |  |  | 0 | 0 | 0 | 0 | 0 | 0 | 0 | 0 | 0 | 1 | 10 | 2
EOP | Mercury | 138 | 0 | 0 | 0 | 0 | 0 | 0 | 0 | 0 | 0 | 1 | 10 | 2 |  |  | 0 | 0 | 0 | 0 | 0 | 0 | 0 | 0 | 0 | 1 | 10 | 2
PG&E FRESNO | Mercy Springs | 70 | 0 | 0 | 0 | 0 | 0 | 0 | 0 | 0 | 0 | 1 | 5 | 1 |  |  | 0 | 0 | 0 | 0 | 0 | 0 | 0 | 0 | 0 | 1 | 5 | 1
PG&E NGBA | Meridian | 60 | 0 | 0 | 0 | 0 | 0 | 0 | 0 | 0 | 0 | 1 | 10 | 2 |  |  | 0 | 0 | 0 | 0 | 0 | 0 | 0 | 0 | 0 | 1 | 10 | 2
PG&E KERN | Mesa (PGE) | 115 | 0 | 0 | 0 | 0 | 0 | 0 | 0 | 0 | 0 | 1 | 10 | 2 |  |  | 0 | 0 | 0 | 0 | 0 | 0 | 0 | 0 | 0 | 1 | 10 | 2
PG&E KERN | Mesa (PGE) | 230 | 0 | 0 | 0 | 0 | 0 | 0 | 0 | 0 | 0 | 1 | 10 | 2 |  |  | 0 | 0 | 0 | 0 | 0 | 0 | 0 | 0 | 0 | 1 | 10 | 2
SCE Metro | Mesa (SCE) | 230 | 0 | 0 | 0 | 0 | 0 | 0 | 0 | 0 | 0 | 1 | 10 | 2 |  |  | 0 | 0 | 0 | 0 | 0 | 0 | 0 | 0 | 0 | 1 | 10 | 2
SCE Metro | Mesa (SCE) | 500 | 0 | 0 | 0 | 0 | 0 | 0 | 0 | 0 | 0 | 1 | 10 | 2 |  |  | 0 | 0 | 0 | 0 | 0 | 0 | 0 | 0 | 0 | 1 | 10 | 2
SDGE | Mesa Heights | 69 | 0 | 0 | 0 | 0 | 0 | 0 | 0 | 0 | 0 | 1 | 10 | 2 |  |  | 0 | 0 | 0 | 0 | 0 | 0 | 0 | 0 | 0 | 1 | 10 | 2
PG&E GBA | Metcalf | 115 | 0 | 0 | 0 | 0 | 0 | 0 | 0 | 0 | 0 | 1 | 10 | 2 |  |  | 0 | 0 | 0 | 0 | 0 | 0 | 0 | 0 | 0 | 1 | 10 | 2
PG&E GBA | Metcalf | 230 | 0 | 0 | 0 | 0 | 0 | 0 | 0 | 0 | 0 | 1 | 10 | 2 |  |  | 0 | 0 | 0 | 0 | 0 | 0 | 0 | 0 | 0 | 1 | 10 | 2
PG&E GBA | Metcalf | 500 | 0 | 0 | 0 | 0 | 0 | 0 | 0 | 0 | 0 | 1 | 10 | 2 |  |  | 0 | 0 | 0 | 0 | 0 | 0 | 0 | 0 | 0 | 1 | 10 | 2
PG&E KERN | Midway | 115 | 0 | 0 | 0 | 0 | 0 | 0 | 0 | 0 | 20 | 3 | 15 | 3 |  |  | 0 | 0 | 0 | 0 | 0 | 0 | 0 | 0 | 20 | 3 | 15 | 3
PG&E KERN | Midway | 230 | 0 | 0 | 0 | 0 | 0 | 0 | 0 | 0 | 0 | 1 | 10 | 2 |  |  | 0 | 0 | 0 | 0 | 0 | 0 | 0 | 0 | 20 | 3 | 10 | 2
PG&E KERN | Midway | 500 | 0 | 0 | 0 | 400 | 160 | 560 | 0 | 1 | 0 | 1 | 15 | 2 |  |  | 0 | 0 | 0 | 400 | 160 | 560 | 0 | 1 | 20 | 3 | 15 | 2
SDGE | Miguel | 230 | 0 | 0 | 0 | 0 | 0 | 0 | 0 | 0 | 0 | 1 | 10 | 2 |  |  | 0 | 0 | 0 | 0 | 0 | 0 | 0 | 0 | 0 | 1 | 10 | 2
SDGE | Miguel | 500 | 0 | 0 | 0 | 0 | 0 | 0 | 0 | 0 | 0 | 1 | 10 | 2 |  |  | 0 | 0 | 0 | 0 | 0 | 0 | 0 | 0 | 0 | 1 | 10 | 2
SDGE | Miguel | 69 | 0 | 0 | 0 | 0 | 0 | 0 | 0 | 0 | 0 | 1 | 10 | 2 |  |  | 0 | 0 | 0 | 0 | 0 | 0 | 0 | 0 | 0 | 1 | 10 | 2
PG&E GBA | Millbrae | 115 | 0 | 0 | 0 | 0 | 0 | 0 | 0 | 0 | 0 | 1 | 10 | 2 |  |  | 0 | 0 | 0 | 0 | 0 | 0 | 0 | 0 | 0 | 1 | 10 | 2
PG&E GBA | Miller | 115 | 0 | 0 | 0 | 0 | 0 | 0 | 100 | 1 | 0 | 1 | 10 | 2 |  |  | 0 | 0 | 0 | 0 | 0 | 0 | 100 | 1 | 0 | 1 | 10 | 2
SCE Metro | Mira Loma | 230 | 0 | 0 | 0 | 0 | 0 | 0 | 0 | 0 | 0 | 1 | 10 | 2 |  |  | 0 | 0 | 0 | 0 | 0 | 0 | 0 | 0 | 0 | 1 | 10 | 2
SCE Metro | Mira Loma | 500 | 0 | 0 | 0 | 0 | 0 | 0 | 0 | 0 | 0 | 1 | 10 | 2 |  |  | 0 | 0 | 0 | 0 | 0 | 0 | 0 | 0 | 0 | 1 | 10 | 2
SCE Eastern | Mirage | 115 | 0 | 0 | 0 | 0 | 0 | 0 | 0 | 0 | 0 | 1 | 10 | 2 |  |  | 0 | 0 | 0 | 0 | 0 | 0 | 0 | 0 | 0 | 1 | 10 | 2
SCE Eastern | Mirage | 230 | 0 | 0 | 0 | 0 | 0 | 0 | 0 | 0 | 10 | 1 | 10 | 2 | 10 | 1 | 0 | 0 | 0 | 0 | 0 | 0 | 1317 | 1 | 10 | 1 | 10 | 2 | 10 | 1
SDGE | Mission | 138 | 0 | 0 | 0 | 0 | 0 | 0 | 0 | 0 | 0 | 1 | 10 | 2 |  |  | 0 | 0 | 0 | 0 | 0 | 0 | 0 | 0 | 0 | 1 | 10 | 2
SDGE | Mission | 230 | 0 | 0 | 0 | 0 | 0 | 0 | 0 | 0 | 0 | 1 | 10 | 2 |  |  | 0 | 0 | 0 | 0 | 0 | 0 | 0 | 0 | 0 | 1 | 10 | 2
SDGE | Mission | 69 | 0 | 0 | 0 | 0 | 0 | 0 | 0 | 0 | 0 | 1 | 10 | 2 |  |  | 0 | 0 | 0 | 0 | 0 | 0 | 0 | 0 | 0 | 1 | 10 | 2
PG&E GBA | Mi-Wuk | 115 | 0 | 0 | 0 | 0 | 0 | 0 | 0 | 0 | 0 | 1 | 10 | 2 |  |  | 0 | 0 | 0 | 0 | 0 | 0 | 0 | 0 | 0 | 1 | 10 | 2
EOP | Mohave | 500 | 100 | 0 | 100 | 0 | 0 | 0 | 0 | 1 | 20 | 3 | 10 | 2 |  |  | 100 | 0 | 100 | 0 | 0 | 0 | 0 | 1 | 20 | 3 | 10 | 2
PG&E NGBA | Monroe | 115 | 0 | 0 | 0 | 0 | 0 | 0 | 0 | 0 | 0 | 1 | 10 | 2 |  |  | 0 | 0 | 0 | 0 | 0 | 0 | 0 | 0 | 0 | 1 | 10 | 2
SDGE | Monserate | 69 | 0 | 0 | 0 | 0 | 0 | 0 | 0 | 0 | 0 | 1 | 10 | 2 |  |  | 0 | 0 | 0 | 0 | 0 | 0 | 0 | 0 | 0 | 1 | 10 | 2
PG&E GBA | Monta Vista | 115 | 0 | 0 | 0 | 0 | 0 | 0 | 0 | 0 | 0 | 1 | 10 | 2 |  |  | 0 | 0 | 0 | 0 | 0 | 0 | 0 | 0 | 0 | 1 | 10 | 2
PG&E GBA | Monta Vista | 230 | 0 | 0 | 0 | 0 | 0 | 0 | 0 | 0 | 0 | 1 | 10 | 2 |  |  | 0 | 0 | 0 | 0 | 0 | 0 | 0 | 0 | 0 | 1 | 10 | 2
PG&E GBA | Monta Vista | 60 | 0 | 0 | 0 | 0 | 0 | 0 | 0 | 0 | 0 | 1 | 10 | 2 |  |  | 0 | 0 | 0 | 0 | 0 | 0 | 0 | 0 | 0 | 1 | 10 | 2
PG&E NGBA | Monticello | 115 | 0 | 0 | 0 | 0 | 0 | 0 | 0 | 0 | 0 | 1 | 10 | 2 |  |  | 0 | 0 | 0 | 0 | 0 | 0 | 0 | 0 | 0 | 1 | 10 | 2
SCE Northern | Moorpark | 230 | 0 | 0 | 0 | 0 | 0 | 0 | 0 | 0 | 0 | 1 | 10 | 2 |  |  | 0 | 0 | 0 | 0 | 0 | 0 | 0 | 0 | 0 | 1 | 10 | 2
SCE Northern | Moorpark | 66 | 0 | 0 | 0 | 0 | 0 | 0 | 0 | 0 | 0 | 1 | 10 | 2 |  |  | 0 | 0 | 0 | 0 | 0 | 0 | 0 | 0 | 0 | 1 | 10 | 2
PG&E GBA | Moraga | 115 | 0 | 0 | 0 | 0 | 0 | 0 | 0 | 0 | 0 | 1 | 10 | 2 |  |  | 0 | 0 | 0 | 0 | 0 | 0 | 0 | 0 | 0 | 1 | 10 | 2
PG&E GBA | Moraga | 230 | 0 | 0 | 0 | 0 | 0 | 0 | 0 | 0 | 0 | 1 | 10 | 2 |  |  | 0 | 0 | 0 | 0 | 0 | 0 | 0 | 0 | 0 | 1 | 10 | 2
PG&E GBA | Morgan Hill | 115 | 0 | 0 | 0 | 0 | 0 | 0 | 0 | 0 | 0 | 1 | 10 | 2 |  |  | 0 | 0 | 0 | 0 | 0 | 0 | 0 | 0 | 0 | 1 | 10 | 2
PG&E KERN | Morro Bay | 115 | 0 | 0 | 0 | 0 | 0 | 0 | 0 | 0 | 0 | 1 | 10 | 2 |  |  | 0 | 0 | 0 | 0 | 0 | 0 | 0 | 0 | 0 | 1 | 10 | 2
PG&E KERN | Morro Bay | 230 | 0 | 0 | 0 | 0 | 0 | 0 | 0 | 0 | 0 | 1 | 10 | 2 |  |  | 0 | 0 | 0 | 0 | 0 | 0 | 0 | 0 | 0 | 1 | 10 | 2
PG&E KERN | Morro Bay | 500 | 0 | 0 | 0 | 600 | 1110 | 1710 | 0 | 1 | 0 | 1 | 10 | 1 |  |  | 0 | 0 | 0 | 600 | 1110 | 1710 | 0 | 1 | 0 | 1 | 10 | 1
PG&E GBA | Moss Landing | 115 | 0 | 0 | 0 | 0 | 0 | 0 | 50 | 1 | 0 | 1 | 10 | 2 |  |  | 0 | 0 | 0 | 0 | 0 | 0 | 50 | 1 | 20 | 3 | 10 | 2
PG&E GBA | Moss Landing | 230 | 0 | 0 | 0 | 0 | 0 | 0 | 0 | 0 | 20 | 3 | 10 | 2 |  |  | 0 | 0 | 0 | 0 | 0 | 0 | 0 | 0 | 20 | 3 | 10 | 2
PG&E GBA | Moss Landing | 500 | 0 | 0 | 0 | 0 | 0 | 0 | 0 | 0 | 0 | 1 | 10 | 2 |  |  | 0 | 0 | 0 | 0 | 0 | 0 | 0 | 0 | 20 | 3 | 10 | 2
EOP | Mountain Pass | 115 | 0 | 0 | 0 | 0 | 0 | 0 | 0 | 0 | 0 | 1 | 10 | 2 |  |  | 0 | 0 | 0 | 0 | 0 | 0 | 0 | 0 | 0 | 1 | 10 | 2
PG&E GBA | Mountain View | 115 | 0 | 0 | 0 | 0 | 0 | 0 | 0 | 0 | 0 | 1 | 10 | 2 |  |  | 0 | 0 | 0 | 0 | 0 | 0 | 0 | 0 | 0 | 1 | 10 | 2
PG&E GBA | Mt Eden | 115 | 0 | 0 | 0 | 0 | 0 | 0 | 0 | 0 | 0 | 1 | 10 | 2 |  |  | 0 | 0 | 0 | 0 | 0 | 0 | 0 | 0 | 0 | 1 | 10 | 2
PG&E KERN | Mt Poso | 115 | 0 | 0 | 0 | 0 | 0 | 0 | 0 | 0 | 0 | 1 | 10 | 2 |  |  | 0 | 0 | 0 | 0 | 0 | 0 | 0 | 0 | 0 | 1 | 10 | 2
SDGE | Murray | 69 | 0 | 0 | 0 | 0 | 0 | 0 | 0 | 0 | 0 | 1 | 10 | 2 |  |  | 0 | 0 | 0 | 0 | 0 | 0 | 0 | 0 | 0 | 1 | 10 | 2
PG&E FRESNO | Mustang | 230 | 0 | 0 | 0 | 0 | 0 | 0 | 0 | 0 | 0 | 1 | 10 | 2 |  |  | 0 | 0 | 0 | 0 | 0 | 0 | 0 | 0 | 0 | 1 | 10 | 2
SCE Northern | Neenach | 66 | 0 | 0 | 0 | 0 | 0 | 0 | 0 | 0 | 0 | 1 | 10 | 2 |  |  | 0 | 0 | 0 | 0 | 0 | 0 | 0 | 0 | 0 | 1 | 10 | 2
PG&E KERN | New Sub - Gates - Midway (Proposed) | 230 | 0 | 0 | 0 | 1900 | 0 | 1900 | 0 | 1 | 0 | 1 | 10 | 1 |  |  | 0 | 0 | 0 | 1900 | 0 | 1900 | 0 | 1 | 0 | 1 | 10 | 1
PG&E KERN | New Sub - Gates - Templeton (Proposed) | 230 | 0 | 0 | 0 | 0 | 600 | 600 | 0 | 1 | 0 | 1 | 10 | 1 |  |  | 0 | 0 | 0 | 0 | 600 | 600 | 0 | 1 | 0 | 1 | 10 | 1
SCE NOL | New Sub - Kramer - Lugo (Proposed) | 230 | 0 | 0 | 0 | 0 | 0 | 0 | 0 | 0 | 0 | 1 | 10 | 2 |  |  | 0 | 0 | 0 | 0 | 0 | 0 | 0 | 0 | 0 | 1 | 10 | 2
PG&E FRESNO | New Sub - Los Banos - Midway (Proposed) | 500 | 0 | 0 | 0 | 816 | 0 | 816 | 0 | 1 | 0 | 1 | 10 | 1 |  |  | 0 | 0 | 0 | 816 | 0 | 816 | 0 | 1 | 0 | 1 | 10 | 1
SCE NOL | New Sub - Lugo - Pisgah (Proposed) | 230 | 0 | 0 | 0 | 0 | 0 | 0 | 0 | 0 | 15 | 2 | 10 | 2 |  |  | 0 | 0 | 0 | 0 | 0 | 0 | 0 | 0 | 15 | 2 | 10 | 2
PG&E KERN | New Sub - Midway - Wheeler Ridge (Proposed) | 230 | 0 | 0 | 0 | 1900 | 0 | 1900 | 0 | 1 | 0 | 1 | 10 | 1 |  |  | 0 | 0 | 0 | 1900 | 0 | 1900 | 0 | 1 | 0 | 1 | 10 | 1
PG&E NGBA | New Sub - Near existing Leavitt (PSREC) | 345 | 102 | 0 | 102 | 0 | 0 | 0 | 9 | 1 | 30 | 4 | 10 | 2 |  |  | 448 | 0 | 448 | 0 | 0 | 0 | 9 | 1 | 30 | 3 | 10 | 2
PG&E NGBA | New Sub - Near existing Madeline (NVE) | 345 | 300 | 0 | 300 | 0 | 0 | 0 | 0 | 1 | 30 | 3 | 10 | 2 |  |  | 700 | 0 | 700 | 0 | 0 | 0 | 0 | 1 | 30 | 3 | 10 | 2
SDGE | New Sub - North Gila - IV (Proposed) | 500 | 0 | 0 | 0 | 500 | 0 | 500 | 0 | 1 | 0 | 1 | 10 | 1 |  |  | 0 | 0 | 0 | 750 | 250 | 1000 | 0 | 1 | 0 | 1 | 10 | 1
PG&E NGBA | New Sub - Pit 1 - Cottonwood (Proposed) | 230 | 0 | 0 | 0 | 0 | 0 | 0 | 0 | 0 | 15 | 2 | 10 | 2 |  |  | 0 | 0 | 0 | 0 | 0 | 0 | 0 | 0 | 15 | 2 | 10 | 2
PG&E GBA | New Sub - Rancho Seco - Bellota (Proposed) | 230 | 0 | 0 | 0 | 0 | 0 | 0 | 0 | 0 | 0 | 1 | 10 | 2 |  |  | 0 | 0 | 0 | 0 | 0 | 0 | 0 | 0 | 0 | 1 | 10 | 2
SDGE | New Sub - Suncrest - Ocotillo (Proposed) | 500 | 0 | 0 | 0 | 0 | 0 | 0 | 0 | 0 | 20 | 3 | 10 | 2 |  |  | 0 | 0 | 0 | 0 | 0 | 0 | 0 | 0 | 30 | 4 | 10 | 2
PG&E FRESNO | New Sub - Westley - Quinto (Proposed) | 230 | 0 | 0 | 0 | 0 | 0 | 0 | 80 | 1 | 0 | 1 | 10 | 2 |  |  | 0 | 0 | 0 | 0 | 0 | 0 | 80 | 1 | 0 | 1 | 10 | 2
PG&E GBA | Newark | 115 | 0 | 0 | 0 | 0 | 0 | 0 | 0 | 0 | 0 | 1 | 10 | 2 |  |  | 0 | 0 | 0 | 0 | 0 | 0 | 0 | 0 | 0 | 1 | 10 | 2
PG&E GBA | Newark | 230 | 0 | 0 | 0 | 0 | 0 | 0 | 0 | 0 | 0 | 1 | 10 | 2 |  |  | 0 | 0 | 0 | 0 | 0 | 0 | 0 | 0 | 0 | 1 | 10 | 2
PG&E GBA | Newark | 60 | 0 | 0 | 0 | 0 | 0 | 0 | 0 | 0 | 0 | 1 | 10 | 2 |  |  | 0 | 0 | 0 | 0 | 0 | 0 | 0 | 0 | 0 | 1 | 10 | 2
PG&E FRESNO | Newhall | 115 | 0 | 0 | 0 | 0 | 0 | 0 | 0 | 0 | 0 | 1 | 10 | 2 |  |  | 0 | 0 | 0 | 0 | 0 | 0 | 0 | 0 | 0 | 1 | 10 | 2
PG&E KERN | Norco | 115 | 0 | 0 | 0 | 0 | 0 | 0 | 0 | 0 | 15 | 2 | 10 | 2 |  |  | 0 | 0 | 0 | 0 | 0 | 0 | 0 | 0 | 15 | 2 | 10 | 2
PG&E GBA | Nortech | 115 | 0 | 0 | 0 | 0 | 0 | 0 | 0 | 0 | 15 | 2 | 10 | 2 |  |  | 0 | 0 | 0 | 80 | 0 | 80 | 0 | 1 | 15 | 2 | 10 | 2
SDGE | North City Metering | 138 | 0 | 0 | 0 | 0 | 0 | 0 | 0 | 0 | 15 | 2 | 10 | 2 |  |  | 0 | 0 | 0 | 0 | 0 | 0 | 0 | 0 | 15 | 2 | 10 | 2
PG&E GBA | North Dublin | 230 | 0 | 0 | 0 | 0 | 0 | 0 | 0 | 0 | 0 | 1 | 10 | 2 |  |  | 0 | 0 | 0 | 0 | 0 | 0 | 0 | 0 | 0 | 1 | 10 | 2
SDGE | North Gila | 500 | 0 | 0 | 0 | 500 | 0 | 500 | 0 | 1 | 0 | 1 | 10 | 1 |  |  | 0 | 0 | 0 | 750 | 500 | 1250 | 0 | 1 | 0 | 1 | 10 | 1
SCE Metro | North of SONGS | 230 | 0 | 0 | 0 | 0 | 0 | 0 | 0 | 0 | 0 | 1 | 10 | 2 |  |  | 0 | 0 | 0 | 0 | 0 | 0 | 0 | 0 | 0 | 1 | 10 | 2
SCE Metro | North of SONGS | 500 | 0 | 0 | 0 | 0 | 0 | 0 | 0 | 0 | 0 | 1 | 10 | 2 |  |  | 0 | 0 | 0 | 0 | 0 | 0 | 0 | 0 | 0 | 1 | 10 | 2
PG&E NGBA | Notre Dame | 115 | 0 | 0 | 0 | 0 | 0 | 0 | 0 | 0 | 0 | 1 | 10 | 2 |  |  | 0 | 0 | 0 | 0 | 0 | 0 | 0 | 0 | 0 | 1 | 10 | 2
PG&E GBA | Oakland C | 115 | 0 | 0 | 0 | 0 | 200 | 200 | 0 | 1 | 0 | 1 | 10 | 2 |  |  | 0 | 0 | 0 | 0 | 200 | 200 | 0 | 1 | 0 | 1 | 10 | 2
PG&E GBA | Oakland J | 115 | 0 | 0 | 0 | 0 | 0 | 0 | 0 | 0 | 10 | 1 | 10 | 2 |  |  | 0 | 0 | 0 | 0 | 0 | 0 | 0 | 0 | 10 | 1 | 10 | 2
PG&E GBA | Oakland L | 115 | 0 | 0 | 0 | 0 | 0 | 0 | 0 | 0 | 0 | 1 | 10 | 2 |  |  | 0 | 0 | 0 | 0 | 0 | 0 | 0 | 0 | 0 | 1 | 10 | 2
PG&E GBA | Oakland X | 115 | 0 | 0 | 0 | 0 | 100 | 100 | 0 | 1 | 0 | 1 | 10 | 2 |  |  | 0 | 0 | 0 | 0 | 100 | 100 | 0 | 1 | 0 | 1 | 10 | 2
SDGE | Ocean Ranch | 69 | 0 | 0 | 0 | 0 | 0 | 0 | 0 | 0 | 0 | 1 | 10 | 2 |  |  | 0 | 0 | 0 | 0 | 0 | 0 | 0 | 0 | 0 | 1 | 10 | 2
PG&E KERN | Oceano | 115 | 0 | 0 | 0 | 0 | 0 | 0 | 0 | 0 | 0 | 1 | 10 | 2 |  |  | 0 | 0 | 0 | 0 | 0 | 0 | 0 | 0 | 0 | 1 | 10 | 2
SDGE | Ocotillo Express | 500 | 0 | 0 | 0 | 0 | 0 | 0 | 0 | 0 | 20 | 3 | 10 | 2 |  |  | 0 | 0 | 0 | 0 | 0 | 0 | 0 | 0 | 30 | 4 | 10 | 2
PG&E KERN | Old River | 70 | 0 | 0 | 0 | 0 | 0 | 0 | 0 | 0 | 0 | 1 | 10 | 2 |  |  | 0 | 0 | 0 | 0 | 0 | 0 | 0 | 0 | 0 | 1 | 10 | 2
SDGE | Old Town | 230 | 0 | 0 | 0 | 0 | 0 | 0 | 0 | 0 | 0 | 1 | 10 | 2 |  |  | 0 | 0 | 0 | 0 | 0 | 0 | 0 | 0 | 0 | 1 | 10 | 2
SCE Metro | Olinda | 230 | 0 | 0 | 0 | 0 | 0 | 0 | 0 | 0 | 0 | 1 | 10 | 2 |  |  | 0 | 0 | 0 | 0 | 0 | 0 | 0 | 0 | 0 | 1 | 10 | 2
PG&E FRESNO | Olive | 115 | 0 | 0 | 0 | 0 | 0 | 0 | 0 | 0 | 0 | 1 | 5 | 1 |  |  | 0 | 0 | 0 | 0 | 0 | 0 | 0 | 0 | 0 | 1 | 5 | 1
PG&E NGBA | Olivehurst | 115 | 0 | 0 | 0 | 0 | 0 | 0 | 0 | 0 | 0 | 1 | 10 | 2 |  |  | 0 | 0 | 0 | 0 | 0 | 0 | 0 | 0 | 0 | 1 | 10 | 2
PG&E NGBA | Oregon Trail | 60 | 0 | 0 | 0 | 0 | 0 | 0 | 0 | 0 | 0 | 1 | 10 | 2 |  |  | 0 | 0 | 0 | 0 | 0 | 0 | 0 | 0 | 0 | 1 | 10 | 2
SCE Northern | Ormond Beach | 230 | 0 | 0 | 0 | 0 | 0 | 0 | 0 | 0 | 0 | 1 | 10 | 2 |  |  | 0 | 0 | 0 | 0 | 0 | 0 | 0 | 0 | 0 | 1 | 10 | 2
PG&E FRESNO | Oro Loma | 115 | 0 | 0 | 0 | 100 | 0 | 100 | 0 | 1 | 0 | 1 | 10 | 2 |  |  | 0 | 0 | 0 | 100 | 0 | 100 | 0 | 1 | 0 | 1 | 10 | 2
PG&E FRESNO | Oro Loma | 70 | 0 | 0 | 0 | 0 | 0 | 0 | 0 | 0 | 0 | 1 | 10 | 2 |  |  | 0 | 0 | 0 | 0 | 0 | 0 | 0 | 0 | 0 | 1 | 10 | 2
PG&E FRESNO | Orosi | 70 | 0 | 0 | 0 | 0 | 0 | 0 | 0 | 0 | 0 | 1 | 10 | 2 |  |  | 0 | 0 | 0 | 0 | 0 | 0 | 0 | 0 | 0 | 1 | 10 | 2
SDGE | Otay | 69 | 0 | 0 | 0 | 0 | 0 | 0 | 0 | 0 | 0 | 1 | 10 | 2 |  |  | 0 | 0 | 0 | 0 | 0 | 0 | 0 | 0 | 0 | 1 | 10 | 2
SDGE | Otay Mesa | 230 | 0 | 0 | 0 | 0 | 0 | 0 | 0 | 0 | 0 | 1 | 10 | 2 |  |  | 0 | 0 | 0 | 0 | 0 | 0 | 0 | 0 | 0 | 1 | 10 | 2
PG&E FRESNO | Padre Flats SW STA | 230 | 0 | 0 | 0 | 400 | 0 | 400 | 20 | 1 | 0 | 1 | 10 | 1 |  |  | 0 | 0 | 0 | 400 | 0 | 400 | 20 | 1 | 0 | 1 | 10 | 1
EOP | Pahrump | 138 | 0 | 0 | 0 | 0 | 0 | 0 | 0 | 0 | 0 | 1 | 10 | 2 |  |  | 0 | 0 | 0 | 0 | 0 | 0 | 0 | 0 | 0 | 1 | 10 | 2
EOP | Pahrump | 230 | 0 | 0 | 0 | 0 | 0 | 0 | 0 | 0 | 0 | 1 | 10 | 2 |  |  | 0 | 0 | 0 | 0 | 0 | 0 | 0 | 0 | 0 | 1 | 10 | 2
SDGE | Pala | 69 | 0 | 0 | 0 | 0 | 0 | 0 | 0 | 0 | 0 | 1 | 10 | 2 |  |  | 0 | 0 | 0 | 0 | 0 | 0 | 0 | 0 | 0 | 1 | 10 | 2
PG&E NGBA | Palermo | 115 | 0 | 0 | 0 | 0 | 0 | 0 | 0 | 0 | 0 | 1 | 10 | 2 |  |  | 0 | 0 | 0 | 0 | 0 | 0 | 0 | 0 | 0 | 1 | 10 | 2
PG&E NGBA | Palermo | 230 | 0 | 0 | 0 | 0 | 0 | 0 | 20 | 1 | 0 | 1 | 10 | 2 |  |  | 0 | 0 | 0 | 0 | 0 | 0 | 20 | 1 | 0 | 1 | 10 | 2
SCE Eastern | Palo Verde | 500 | 0 | 0 | 0 | 0 | 0 | 0 | 0 | 0 | 0 | 1 | 10 | 2 |  |  | 0 | 0 | 0 | 0 | 0 | 0 | 0 | 0 | 0 | 1 | 10 | 2
SDGE | Palomar Energy | 230 | 0 | 0 | 0 | 0 | 0 | 0 | 0 | 0 | 0 | 1 | 10 | 2 |  |  | 0 | 0 | 0 | 0 | 0 | 0 | 0 | 0 | 0 | 1 | 10 | 2
PG&E KERN | Panama | 70 | 0 | 0 | 0 | 0 | 0 | 0 | 0 | 0 | 0 | 1 | 10 | 2 |  |  | 0 | 0 | 0 | 0 | 0 | 0 | 0 | 0 | 0 | 1 | 10 | 2
PG&E FRESNO | Panoche | 115 | 0 | 0 | 0 | 0 | 0 | 0 | 0 | 0 | 0 | 1 | 10 | 2 |  |  | 0 | 0 | 0 | 0 | 0 | 0 | 0 | 0 | 0 | 1 | 10 | 2
PG&E FRESNO | Panoche | 230 | 0 | 0 | 0 | 0 | 0 | 0 | 0 | 0 | 0 | 1 | 10 | 2 |  |  | 0 | 0 | 0 | 0 | 0 | 0 | 0 | 0 | 0 | 1 | 10 | 2
SCE Northern | Pardee | 230 | 0 | 0 | 0 | 700 | 0 | 700 | 0 | 1 | 0 | 1 | 10 | 1 |  |  | 0 | 0 | 0 | 700 | 0 | 700 | 0 | 1 | 0 | 1 | 10 | 1
PG&E NGBA | Parkway | 230 | 0 | 0 | 0 | 0 | 0 | 0 | 0 | 0 | 0 | 1 | 10 | 2 |  |  | 0 | 0 | 0 | 0 | 0 | 0 | 0 | 0 | 0 | 1 | 10 | 2
SCE Northern | Pastoria | 230 | 0 | 0 | 0 | 0 | 0 | 0 | 0 | 0 | 0 | 1 | 10 | 2 |  |  | 0 | 0 | 0 | 0 | 0 | 0 | 0 | 0 | 0 | 1 | 10 | 2
SCE Metro | Pauda | 230 | 0 | 0 | 0 | 0 | 0 | 0 | 0 | 0 | 0 | 1 | 10 | 2 |  |  | 0 | 0 | 0 | 0 | 0 | 0 | 0 | 0 | 0 | 1 | 10 | 2
PG&E GBA | Paul Sweet | 115 | 0 | 0 | 0 | 0 | 0 | 0 | 0 | 0 | 0 | 1 | 10 | 2 |  |  | 0 | 0 | 0 | 0 | 0 | 0 | 0 | 0 | 0 | 1 | 10 | 2
PG&E NGBA | Peabody | 230 | 0 | 0 | 0 | 0 | 0 | 0 | 0 | 0 | 0 | 1 | 10 | 2 |  |  | 0 | 0 | 0 | 0 | 0 | 0 | 0 | 0 | 0 | 1 | 10 | 2
PG&E NGBA | Pease | 115 | 0 | 0 | 0 | 0 | 0 | 0 | 0 | 0 | 0 | 1 | 10 | 2 |  |  | 0 | 0 | 0 | 0 | 0 | 0 | 0 | 0 | 0 | 1 | 10 | 2
PG&E NGBA | Pease | 60 | 0 | 0 | 0 | 0 | 0 | 0 | 0 | 0 | 0 | 1 | 10 | 2 |  |  | 0 | 0 | 0 | 0 | 0 | 0 | 0 | 0 | 0 | 1 | 10 | 2
SDGE | Penasquitos | 138 | 0 | 0 | 0 | 0 | 0 | 0 | 0 | 0 | 10 | 1 | 10 | 2 |  |  | 0 | 0 | 0 | 0 | 0 | 0 | 0 | 0 | 10 | 1 | 10 | 2
SDGE | Penasquitos | 230 | 0 | 0 | 0 | 0 | 0 | 0 | 0 | 0 | 0 | 1 | 10 | 2 |  |  | 0 | 0 | 0 | 0 | 0 | 0 | 0 | 0 | 10 | 1 | 10 | 2
SDGE | Penasquitos | 69 | 0 | 0 | 0 | 0 | 0 | 0 | 0 | 0 | 30 | 4 | 10 | 2 |  |  | 0 | 0 | 0 | 0 | 0 | 0 | 0 | 0 | 10 | 1 | 10 | 2
SDGE | Pendleton | 69 | 0 | 0 | 0 | 0 | 0 | 0 | 0 | 0 | 0 | 1 | 10 | 2 |  |  | 0 | 0 | 0 | 0 | 0 | 0 | 0 | 0 | 0 | 1 | 10 | 2
PG&E NGBA | Penngrove | 115 | 0 | 0 | 0 | 0 | 0 | 0 | 0 | 0 | 0 | 1 | 10 | 2 |  |  | 0 | 0 | 0 | 0 | 0 | 0 | 0 | 0 | 0 | 1 | 10 | 2
PG&E GBA | Peoria | 115 | 0 | 0 | 0 | 0 | 0 | 0 | 0 | 0 | 15 | 2 | 10 | 2 |  |  | 0 | 0 | 0 | 0 | 0 | 0 | 0 | 0 | 15 | 2 | 10 | 2
PG&E GBA | Piercy | 115 | 0 | 0 | 0 | 0 | 0 | 0 | 0 | 0 | 0 | 1 | 10 | 2 |  |  | 0 | 0 | 0 | 0 | 0 | 0 | 0 | 0 | 0 | 1 | 10 | 2
PG&E FRESNO | Pine Flat | 230 | 0 | 0 | 0 | 0 | 0 | 0 | 0 | 0 | 0 | 1 | 10 | 2 |  |  | 0 | 0 | 0 | 0 | 0 | 0 | 0 | 0 | 0 | 1 | 10 | 2
SCE NOL | Pisgah | 230 | 0 | 0 | 0 | 0 | 0 | 0 | 0 | 0 | 0 | 1 | 10 | 2 |  |  | 0 | 0 | 0 | 217 | 0 | 217 | 0 | 1 | 0 | 1 | 10 | 2
PG&E NGBA | Pit 1 | 230 | 0 | 0 | 0 | 0 | 0 | 0 | 0 | 0 | 0 | 1 | 10 | 2 |  |  | 0 | 0 | 0 | 0 | 0 | 0 | 0 | 0 | 0 | 1 | 10 | 2
PG&E NGBA | Pit 1 | 60 | 0 | 0 | 0 | 0 | 0 | 0 | 0 | 0 | 0 | 1 | 10 | 2 |  |  | 0 | 0 | 0 | 0 | 0 | 0 | 0 | 0 | 0 | 1 | 10 | 2
PG&E NGBA | Pit 3 | 230 | 0 | 0 | 0 | 0 | 0 | 0 | 0 | 0 | 0 | 1 | 10 | 2 |  |  | 0 | 0 | 0 | 0 | 0 | 0 | 0 | 0 | 0 | 1 | 10 | 2
PG&E NGBA | Pit 4 | 230 | 0 | 0 | 0 | 0 | 0 | 0 | 0 | 0 | 0 | 1 | 10 | 2 |  |  | 0 | 0 | 0 | 0 | 0 | 0 | 0 | 0 | 0 | 1 | 10 | 2
PG&E GBA | Pittsburg | 115 | 0 | 0 | 0 | 0 | 0 | 0 | 0 | 0 | 0 | 1 | 10 | 2 |  |  | 0 | 0 | 0 | 0 | 0 | 0 | 0 | 0 | 0 | 1 | 10 | 2
PG&E GBA | Pittsburg | 230 | 0 | 0 | 0 | 0 | 0 | 0 | 0 | 0 | 0 | 1 | 10 | 2 |  |  | 0 | 0 | 0 | 0 | 0 | 0 | 0 | 0 | 0 | 1 | 10 | 2
PG&E NGBA | Pleasant Grove | 115 | 0 | 0 | 0 | 0 | 0 | 0 | 0 | 0 | 0 | 1 | 10 | 2 |  |  | 0 | 0 | 0 | 0 | 0 | 0 | 0 | 0 | 0 | 1 | 10 | 2
PG&E NGBA | POE | 230 | 0 | 0 | 0 | 0 | 0 | 0 | 0 | 0 | 0 | 1 | 10 | 2 |  |  | 0 | 0 | 0 | 0 | 0 | 0 | 0 | 0 | 0 | 1 | 10 | 2
SDGE | Point Loma | 69 | 0 | 0 | 0 | 0 | 0 | 0 | 0 | 0 | 0 | 1 | 10 | 2 |  |  | 0 | 0 | 0 | 0 | 0 | 0 | 0 | 0 | 0 | 1 | 10 | 2
SDGE | Pomerado | 69 | 0 | 0 | 0 | 0 | 0 | 0 | 0 | 0 | 0 | 1 | 10 | 2 |  |  | 0 | 0 | 0 | 0 | 0 | 0 | 0 | 0 | 0 | 1 | 10 | 2
PG&E KERN | Poso Mountain | 115 | 0 | 0 | 0 | 100 | 100 | 200 | 0 | 1 | 0 | 1 | 10 | 2 |  |  | 0 | 0 | 0 | 100 | 100 | 200 | 0 | 1 | 0 | 1 | 10 | 2
EOP | Primm | 230 | 0 | 0 | 0 | 0 | 0 | 0 | 0 | 0 | 0 | 1 | 10 | 2 |  |  | 0 | 0 | 0 | 0 | 0 | 0 | 0 | 0 | 0 | 1 | 10 | 2
PG&E NGBA | Putah Creek | 115 | 0 | 0 | 0 | 0 | 0 | 0 | 0 | 0 | 0 | 1 | 5 | 1 |  |  | 0 | 0 | 0 | 0 | 0 | 0 | 0 | 0 | 0 | 1 | 5 | 1
SDGE | Q1806 | 138 | 0 | 0 | 0 | 0 | 0 | 0 | 0 | 0 | 0 | 1 | 10 | 2 |  |  | 0 | 0 | 0 | 0 | 0 | 0 | 0 | 0 | 0 | 1 | 10 | 2
PG&E FRESNO | Quinto | 230 | 0 | 0 | 0 | 0 | 0 | 0 | 20 | 1 | 0 | 1 | 10 | 2 |  |  | 0 | 0 | 0 | 375 | 0 | 375 | 20 | 1 | 0 | 1 | 10 | 2
PG&E GBA | Race Track | 115 | 0 | 0 | 0 | 0 | 0 | 0 | 0 | 0 | 0 | 1 | 10 | 2 |  |  | 0 | 0 | 0 | 0 | 0 | 0 | 0 | 0 | 0 | 1 | 10 | 2
SDGE | Rancho Mission Viejo | 138 | 0 | 0 | 0 | 0 | 0 | 0 | 0 | 0 | 0 | 1 | 10 | 2 |  |  | 0 | 0 | 0 | 0 | 0 | 0 | 0 | 0 | 0 | 1 | 10 | 2
PG&E GBA | Rancho Seco | 230 | 0 | 0 | 0 | 0 | 0 | 0 | 0 | 0 | 0 | 1 | 10 | 2 |  |  | 0 | 0 | 0 | 0 | 0 | 0 | 0 | 0 | 0 | 1 | 10 | 2
SCE Metro | Rancho Vista | 230 | 0 | 0 | 0 | 0 | 0 | 0 | 0 | 0 | 0 | 1 | 10 | 2 |  |  | 0 | 0 | 0 | 0 | 0 | 0 | 0 | 0 | 0 | 1 | 10 | 2
SCE Metro | Rancho Vista | 500 | 0 | 0 | 0 | 0 | 0 | 0 | 0 | 0 | 0 | 1 | 10 | 2 |  |  | 0 | 0 | 0 | 0 | 0 | 0 | 0 | 0 | 0 | 1 | 10 | 2
SCE NOL | Ransburg | 115 | 0 | 0 | 0 | 0 | 0 | 0 | 0 | 0 | 0 | 1 | 10 | 2 |  |  | 0 | 0 | 0 | 0 | 0 | 0 | 0 | 0 | 0 | 1 | 10 | 2
PG&E GBA | Ravenswood | 115 | 0 | 0 | 0 | 0 | 0 | 0 | 0 | 0 | 0 | 1 | 10 | 2 |  |  | 0 | 0 | 0 | 0 | 0 | 0 | 0 | 0 | 0 | 1 | 10 | 2
PG&E GBA | Ravenswood | 230 | 0 | 0 | 0 | 0 | 100 | 100 | 0 | 1 | 0 | 1 | 10 | 2 |  |  | 0 | 0 | 0 | 0 | 100 | 100 | 0 | 1 | 0 | 1 | 10 | 2
SCE Northern | Rector | 230 | 0 | 0 | 0 | 0 | 0 | 0 | 0 | 0 | 0 | 1 | 10 | 2 |  |  | 0 | 0 | 0 | 0 | 0 | 0 | 0 | 0 | 0 | 1 | 10 | 2
SCE Eastern | Red Bluff | 230 | 0 | 0 | 0 | 0 | 200 | 200 | 0 | 1 | 0 | 1 | 15 | 3 |  |  | 0 | 0 | 0 | 0 | 200 | 200 | 0 | 1 | 0 | 1 | 15 | 3
SCE Eastern | Red Bluff | 500 | 0 | 0 | 0 | 0 | 400 | 400 | 0 | 1 | 0 | 1 | 15 | 2 |  |  | 0 | 0 | 0 | 0 | 400 | 400 | 0 | 1 | 0 | 1 | 15 | 2
PG&E NGBA | Redbud | 115 | 0 | 0 | 0 | 0 | 0 | 0 | 241 | 1 | 0 | 1 | 10 | 2 |  |  | 0 | 0 | 0 | 0 | 0 | 0 | 241 | 1 | 0 | 1 | 10 | 2
SCE Metro | Redondo | 230 | 0 | 0 | 0 | 0 | 0 | 0 | 0 | 0 | 0 | 1 | 10 | 2 |  |  | 0 | 0 | 0 | 0 | 0 | 0 | 0 | 0 | 0 | 1 | 10 | 2
PG&E FRESNO | Reedley | 115 | 0 | 0 | 0 | 0 | 0 | 0 | 0 | 0 | 0 | 1 | 10 | 2 |  |  | 0 | 0 | 0 | 0 | 0 | 0 | 0 | 0 | 0 | 1 | 10 | 2
PG&E KERN | Renfro | 115 | 0 | 0 | 0 | 0 | 0 | 0 | 0 | 0 | 0 | 1 | 10 | 2 |  |  | 0 | 0 | 0 | 0 | 0 | 0 | 0 | 0 | 0 | 1 | 10 | 2
PG&E GBA | Richmond R | 115 | 0 | 0 | 0 | 0 | 0 | 0 | 0 | 0 | 0 | 1 | 10 | 2 |  |  | 0 | 0 | 0 | 0 | 0 | 0 | 0 | 0 | 0 | 1 | 10 | 2
PG&E NGBA | Rincon | 115 | 0 | 0 | 0 | 0 | 0 | 0 | 50 | 1 | 0 | 1 | 10 | 2 |  |  | 0 | 0 | 0 | 0 | 0 | 0 | 50 | 1 | 0 | 1 | 10 | 2
PG&E KERN | Rio Bravo | 115 | 0 | 0 | 0 | 0 | 0 | 0 | 0 | 0 | 0 | 1 | 10 | 2 |  |  | 0 | 0 | 0 | 0 | 0 | 0 | 0 | 0 | 0 | 1 | 10 | 2
SCE Metro | Rio Hondo | 230 | 0 | 0 | 0 | 0 | 0 | 0 | 0 | 0 | 0 | 1 | 10 | 2 |  |  | 0 | 0 | 0 | 0 | 0 | 0 | 0 | 0 | 0 | 1 | 10 | 2
PG&E NGBA | Rio Oso | 115 | 0 | 0 | 0 | 0 | 0 | 0 | 0 | 0 | 0 | 1 | 10 | 2 |  |  | 0 | 0 | 0 | 0 | 0 | 0 | 0 | 0 | 0 | 1 | 10 | 2
PG&E NGBA | Rio Oso | 230 | 0 | 0 | 0 | 0 | 0 | 0 | 0 | 0 | 0 | 1 | 10 | 2 |  |  | 0 | 0 | 0 | 0 | 0 | 0 | 0 | 0 | 0 | 1 | 10 | 2
PG&E GBA | Ripon | 115 | 0 | 0 | 0 | 0 | 0 | 0 | 0 | 0 | 0 | 1 | 10 | 2 |  |  | 0 | 0 | 0 | 0 | 0 | 0 | 0 | 0 | 0 | 1 | 10 | 2
PG&E GBA | Riverbank | 115 | 0 | 0 | 0 | 0 | 0 | 0 | 0 | 0 | 0 | 1 | 10 | 2 |  |  | 0 | 0 | 0 | 0 | 0 | 0 | 0 | 0 | 0 | 1 | 10 | 2
SCE NOL | Roadway | 115 | 0 | 0 | 0 | 0 | 0 | 0 | 0 | 0 | 0 | 1 | 10 | 2 |  |  | 0 | 0 | 0 | 0 | 0 | 0 | 0 | 0 | 0 | 1 | 10 | 2
PG&E NGBA | Rock Creek 1 | 230 | 0 | 0 | 0 | 0 | 0 | 0 | 0 | 0 | 0 | 1 | 10 | 2 |  |  | 0 | 0 | 0 | 0 | 0 | 0 | 0 | 0 | 0 | 1 | 10 | 2
SCE Northern | Rosamond | 66 | 0 | 0 | 0 | 0 | 0 | 0 | 0 | 0 | 0 | 1 | 10 | 2 |  |  | 0 | 0 | 0 | 0 | 0 | 0 | 0 | 0 | 0 | 1 | 10 | 2
PG&E GBA | Rossmoor | 230 | 0 | 0 | 0 | 0 | 0 | 0 | 0 | 0 | 0 | 1 | 10 | 2 |  |  | 0 | 0 | 0 | 0 | 0 | 0 | 0 | 0 | 0 | 1 | 10 | 2
PG&E NGBA | Round Mountain | 230 | 0 | 0 | 0 | 0 | 0 | 0 | 0 | 0 | 10 | 1 | 10 | 2 |  |  | 0 | 0 | 0 | 0 | 0 | 0 | 0 | 0 | 10 | 1 | 10 | 2
PG&E NGBA | Round Mountain | 500 | 0 | 0 | 0 | 0 | 0 | 0 | 0 | 0 | 0 | 1 | 10 | 2 |  |  | 0 | 0 | 0 | 0 | 0 | 0 | 0 | 0 | 10 | 1 | 10 | 2
PG&E GBA | Salado | 115 | 0 | 0 | 0 | 0 | 0 | 0 | 0 | 0 | 0 | 1 | 10 | 2 |  |  | 0 | 0 | 0 | 69 | 0 | 69 | 0 | 1 | 0 | 1 | 10 | 2
PG&E GBA | Salado | 60 | 0 | 0 | 0 | 0 | 0 | 0 | 0 | 0 | 0 | 1 | 10 | 2 |  |  | 0 | 0 | 0 | 0 | 0 | 0 | 0 | 0 | 0 | 1 | 10 | 2
PG&E GBA | Salinas | 115 | 0 | 0 | 0 | 0 | 0 | 0 | 0 | 0 | 0 | 1 | 10 | 2 |  |  | 0 | 0 | 0 | 0 | 0 | 0 | 0 | 0 | 0 | 1 | 10 | 2
SDGE | Salt Creek | 69 | 0 | 0 | 0 | 0 | 0 | 0 | 0 | 0 | 0 | 1 | 10 | 2 |  |  | 0 | 0 | 0 | 0 | 0 | 0 | 0 | 0 | 0 | 1 | 10 | 2
SCE Eastern | San Bernardino | 230 | 0 | 0 | 0 | 0 | 0 | 0 | 0 | 0 | 0 | 1 | 10 | 2 |  |  | 0 | 0 | 0 | 0 | 0 | 0 | 0 | 0 | 0 | 1 | 10 | 2
PG&E GBA | SAN FRAN A (POTRERO PP) | 115 | 0 | 0 | 0 | 0 | 0 | 0 | 0 | 0 | 0 | 1 | 10 | 2 |  |  | 0 | 0 | 0 | 0 | 0 | 0 | 0 | 0 | 0 | 1 | 10 | 2
PG&E GBA | SAN FRAN A (POTRERO PP) | 230 | 0 | 0 | 0 | 0 | 0 | 0 | 0 | 0 | 0 | 1 | 10 | 2 |  |  | 0 | 0 | 0 | 0 | 0 | 0 | 0 | 0 | 0 | 1 | 10 | 2
PG&E GBA | San Jose A | 115 | 0 | 0 | 0 | 0 | 0 | 0 | 0 | 0 | 0 | 1 | 10 | 2 |  |  | 0 | 0 | 0 | 0 | 0 | 0 | 0 | 0 | 0 | 1 | 10 | 2
PG&E GBA | San Jose B | 115 | 0 | 0 | 0 | 0 | 0 | 0 | 0 | 0 | 0 | 1 | 10 | 2 |  |  | 0 | 0 | 0 | 0 | 0 | 0 | 0 | 0 | 0 | 1 | 10 | 2
PG&E GBA | San Leandro U | 115 | 0 | 0 | 0 | 0 | 0 | 0 | 0 | 0 | 0 | 1 | 10 | 2 |  |  | 0 | 0 | 0 | 0 | 0 | 0 | 0 | 0 | 0 | 1 | 10 | 2
PG&E KERN | San Luis Obispo | 115 | 0 | 0 | 0 | 0 | 0 | 0 | 0 | 0 | 0 | 1 | 10 | 2 |  |  | 0 | 0 | 0 | 0 | 0 | 0 | 0 | 0 | 0 | 1 | 10 | 2
PG&E KERN | San Luis Obispo | 70 | 0 | 0 | 0 | 0 | 0 | 0 | 0 | 0 | 0 | 1 | 10 | 2 |  |  | 0 | 0 | 0 | 0 | 0 | 0 | 0 | 0 | 0 | 1 | 10 | 2
SDGE | San Luis Rey | 230 | 0 | 0 | 0 | 0 | 0 | 0 | 0 | 0 | 0 | 1 | 10 | 2 |  |  | 0 | 0 | 0 | 0 | 0 | 0 | 0 | 0 | 0 | 1 | 10 | 2
SDGE | San Luis Rey | 69 | 0 | 0 | 0 | 0 | 0 | 0 | 0 | 0 | 0 | 1 | 10 | 2 |  |  | 0 | 0 | 0 | 0 | 0 | 0 | 0 | 0 | 0 | 1 | 10 | 2
SDGE | San Marcos | 69 | 0 | 0 | 0 | 0 | 0 | 0 | 0 | 0 | 0 | 1 | 10 | 2 |  |  | 0 | 0 | 0 | 0 | 0 | 0 | 0 | 0 | 0 | 1 | 10 | 2
SCE Metro | San Onofre | 230 | 0 | 0 | 0 | 0 | 0 | 0 | 0 | 0 | 0 | 1 | 10 | 2 |  |  | 0 | 0 | 0 | 0 | 0 | 0 | 0 | 0 | 0 | 1 | 10 | 2
PG&E GBA | San Pablo | 115 | 0 | 0 | 0 | 0 | 0 | 0 | 0 | 0 | 0 | 1 | 10 | 2 |  |  | 0 | 0 | 0 | 0 | 0 | 0 | 0 | 0 | 0 | 1 | 10 | 2
PG&E GBA | San Ramon | 230 | 0 | 0 | 0 | 0 | 0 | 0 | 0 | 0 | 0 | 1 | 10 | 2 |  |  | 0 | 0 | 0 | 0 | 0 | 0 | 0 | 0 | 0 | 1 | 10 | 2
SDGE | San Ysidro | 69 | 0 | 0 | 0 | 0 | 0 | 0 | 0 | 0 | 0 | 1 | 10 | 2 |  |  | 0 | 0 | 0 | 0 | 0 | 0 | 0 | 0 | 0 | 1 | 10 | 2
SCE NOL | Sandlot | 230 | 0 | 0 | 0 | 0 | 0 | 0 | 0 | 0 | 0 | 1 | 10 | 2 |  |  | 0 | 0 | 0 | 0 | 0 | 0 | 0 | 0 | 0 | 1 | 10 | 2
EOP | Sandy | 138 | 0 | 0 | 0 | 0 | 0 | 0 | 0 | 0 | 0 | 1 | 10 | 2 |  |  | 0 | 0 | 0 | 0 | 0 | 0 | 0 | 0 | 0 | 1 | 10 | 2
PG&E FRESNO | Sanger | 115 | 0 | 0 | 0 | 0 | 0 | 0 | 0 | 0 | 0 | 1 | 10 | 2 |  |  | 0 | 0 | 0 | 0 | 0 | 0 | 0 | 0 | 0 | 1 | 10 | 2
SCE Northern | Santa Clara | 230 | 0 | 0 | 0 | 0 | 0 | 0 | 0 | 0 | 0 | 1 | 10 | 2 |  |  | 0 | 0 | 0 | 0 | 0 | 0 | 0 | 0 | 0 | 1 | 10 | 2
PG&E NGBA | Santa Rosa A | 115 | 0 | 0 | 0 | 0 | 0 | 0 | 0 | 0 | 0 | 1 | 10 | 2 |  |  | 0 | 0 | 0 | 0 | 0 | 0 | 0 | 0 | 0 | 1 | 10 | 2
PG&E GBA | Santa Teresa | 115 | 0 | 0 | 0 | 0 | 0 | 0 | 0 | 0 | 0 | 1 | 10 | 2 |  |  | 0 | 0 | 0 | 0 | 0 | 0 | 0 | 0 | 0 | 1 | 10 | 2
SDGE | Santee | 138 | 0 | 0 | 0 | 0 | 0 | 0 | 0 | 0 | 0 | 1 | 10 | 2 |  |  | 0 | 0 | 0 | 0 | 0 | 0 | 0 | 0 | 0 | 1 | 10 | 2
SCE Metro | Santiago | 230 | 0 | 0 | 0 | 0 | 0 | 0 | 0 | 0 | 0 | 1 | 10 | 2 |  |  | 0 | 0 | 0 | 0 | 0 | 0 | 0 | 0 | 0 | 1 | 10 | 2
PG&E GBA | Saratoga | 230 | 0 | 0 | 0 | 0 | 0 | 0 | 0 | 0 | 0 | 1 | 10 | 2 |  |  | 0 | 0 | 0 | 0 | 0 | 0 | 0 | 0 | 0 | 1 | 10 | 2
SCE Northern | Saugus | 230 | 0 | 0 | 0 | 0 | 0 | 0 | 0 | 0 | 0 | 1 | 10 | 2 |  |  | 0 | 0 | 0 | 0 | 0 | 0 | 0 | 0 | 0 | 1 | 10 | 2
PG&E FRESNO | Schindler | 115 | 0 | 0 | 0 | 100 | 0 | 100 | 0 | 1 | 0 | 1 | 10 | 2 |  |  | 0 | 0 | 0 | 100 | 0 | 100 | 0 | 1 | 0 | 1 | 10 | 2
PG&E FRESNO | Schindler | 70 | 0 | 0 | 0 | 0 | 0 | 0 | 0 | 0 | 0 | 1 | 10 | 2 |  |  | 0 | 0 | 0 | 0 | 0 | 0 | 0 | 0 | 0 | 1 | 10 | 2
PG&E GBA | Schulte | 115 | 0 | 0 | 0 | 100 | 0 | 100 | 0 | 1 | 0 | 1 | 10 | 2 |  |  | 0 | 0 | 0 | 100 | 0 | 100 | 0 | 1 | 0 | 1 | 10 | 2
SDGE | Scripps | 69 | 0 | 0 | 0 | 0 | 0 | 0 | 0 | 0 | 0 | 1 | 10 | 2 |  |  | 0 | 0 | 0 | 0 | 0 | 0 | 0 | 0 | 0 | 1 | 10 | 2
PG&E KERN | Semitropic | 115 | 0 | 0 | 0 | 0 | 0 | 0 | 0 | 0 | 0 | 1 | 10 | 2 |  |  | 0 | 0 | 0 | 0 | 0 | 0 | 0 | 0 | 0 | 1 | 10 | 2
SCE Metro | Serrano | 230 | 0 | 0 | 0 | 0 | 0 | 0 | 0 | 0 | 0 | 1 | 10 | 2 |  |  | 0 | 0 | 0 | 0 | 0 | 0 | 0 | 0 | 0 | 1 | 10 | 2
SCE Metro | Serrano | 500 | 0 | 0 | 0 | 0 | 0 | 0 | 0 | 0 | 0 | 1 | 10 | 2 |  |  | 0 | 0 | 0 | 0 | 0 | 0 | 0 | 0 | 0 | 1 | 10 | 2
SDGE | Shadowridge | 138 | 0 | 0 | 0 | 0 | 0 | 0 | 0 | 0 | 0 | 1 | 10 | 2 |  |  | 0 | 0 | 0 | 0 | 0 | 0 | 0 | 0 | 0 | 1 | 10 | 2
PG&E KERN | Shafter | 115 | 0 | 0 | 0 | 0 | 100 | 100 | 0 | 1 | 0 | 1 | 10 | 2 |  |  | 0 | 0 | 0 | 0 | 100 | 100 | 0 | 1 | 0 | 1 | 10 | 2
PG&E NGBA | Silverado | 115 | 0 | 0 | 0 | 0 | 0 | 0 | 0 | 0 | 0 | 1 | 10 | 2 |  |  | 0 | 0 | 0 | 0 | 0 | 0 | 0 | 0 | 0 | 1 | 10 | 2
SDGE | Silvergate | 230 | 0 | 0 | 0 | 0 | 100 | 100 | 0 | 1 | 0 | 1 | 10 | 2 |  |  | 0 | 0 | 0 | 0 | 100 | 100 | 0 | 1 | 0 | 1 | 10 | 2
SDGE | Silvergate | 69 | 0 | 0 | 0 | 0 | 0 | 0 | 0 | 0 | 0 | 1 | 10 | 2 |  |  | 0 | 0 | 0 | 0 | 0 | 0 | 0 | 0 | 0 | 1 | 10 | 2
PG&E KERN | Sisquoc | 115 | 0 | 0 | 0 | 0 | 0 | 0 | 0 | 0 | 0 | 1 | 10 | 2 |  |  | 0 | 0 | 0 | 0 | 0 | 0 | 0 | 0 | 0 | 1 | 10 | 2
EOP | Sloan Canyon | 230 | 0 | 0 | 0 | 0 | 0 | 0 | 0 | 0 | 20 | 3 | 10 | 2 |  |  | 0 | 0 | 0 | 0 | 0 | 0 | 0 | 0 | 20 | 3 | 10 | 2
EOP | Sloan Canyon | 500 | 0 | 0 | 0 | 0 | 0 | 0 | 0 | 0 | 0 | 1 | 10 | 2 |  |  | 0 | 0 | 0 | 0 | 0 | 0 | 0 | 0 | 20 | 3 | 10 | 2
PG&E KERN | Smyrna | 115 | 0 | 0 | 0 | 0 | 0 | 0 | 0 | 0 | 0 | 1 | 10 | 2 |  |  | 0 | 0 | 0 | 0 | 0 | 0 | 0 | 0 | 0 | 1 | 10 | 2
PG&E GBA | Sobrante | 115 | 0 | 0 | 0 | 0 | 0 | 0 | 0 | 0 | 0 | 1 | 10 | 2 |  |  | 0 | 0 | 0 | 0 | 0 | 0 | 0 | 0 | 0 | 1 | 10 | 2
PG&E GBA | Sobrante | 230 | 0 | 0 | 0 | 0 | 0 | 0 | 0 | 0 | 0 | 1 | 10 | 2 |  |  | 0 | 0 | 0 | 0 | 0 | 0 | 0 | 0 | 0 | 1 | 10 | 2
PG&E KERN | Solar | 230 | 0 | 0 | 0 | 0 | 0 | 0 | 0 | 0 | 0 | 1 | 10 | 2 |  |  | 0 | 0 | 0 | 0 | 0 | 0 | 0 | 0 | 0 | 1 | 10 | 2
PG&E GBA | Soledad | 115 | 0 | 0 | 0 | 0 | 0 | 0 | 0 | 0 | 0 | 1 | 10 | 2 |  |  | 150 | 0 | 150 | 0 | 0 | 0 | 0 | 1 | 20 | 3 | 10 | 2
PG&E GBA | Soledad | 60 | 0 | 0 | 0 | 0 | 0 | 0 | 0 | 0 | 10 | 1 | 10 | 2 |  |  | 0 | 0 | 0 | 0 | 0 | 0 | 0 | 0 | 10 | 1 | 10 | 2
SDGE | Spring Valley | 69 | 0 | 0 | 0 | 0 | 0 | 0 | 0 | 0 | 0 | 1 | 10 | 2 |  |  | 0 | 0 | 0 | 0 | 0 | 0 | 0 | 0 | 0 | 1 | 10 | 2
SCE Northern | Springville | 230 | 0 | 0 | 0 | 0 | 0 | 0 | 0 | 0 | 0 | 1 | 10 | 2 |  |  | 0 | 0 | 0 | 0 | 0 | 0 | 0 | 0 | 0 | 1 | 10 | 2
PG&E GBA | Stagg | 230 | 0 | 0 | 0 | 0 | 0 | 0 | 0 | 0 | 0 | 1 | 10 | 2 |  |  | 0 | 0 | 0 | 0 | 0 | 0 | 0 | 0 | 0 | 1 | 10 | 2
PG&E GBA | Standard Oil | 115 | 0 | 0 | 0 | 0 | 0 | 0 | 0 | 0 | 0 | 1 | 10 | 2 |  |  | 0 | 0 | 0 | 0 | 0 | 0 | 0 | 0 | 0 | 1 | 10 | 2
PG&E GBA | Stanislaus | 115 | 0 | 0 | 0 | 0 | 0 | 0 | 0 | 0 | 0 | 1 | 10 | 2 |  |  | 0 | 0 | 0 | 0 | 0 | 0 | 0 | 0 | 0 | 1 | 10 | 2
PG&E KERN | Stockdale | 115 | 0 | 0 | 0 | 0 | 0 | 0 | 0 | 0 | 0 | 1 | 10 | 2 |  |  | 0 | 0 | 0 | 0 | 0 | 0 | 0 | 0 | 0 | 1 | 10 | 2
PG&E KERN | Stockdale | 230 | 0 | 0 | 0 | 0 | 0 | 0 | 0 | 0 | 0 | 1 | 10 | 2 |  |  | 0 | 0 | 0 | 12 | 0 | 12 | 0 | 1 | 0 | 1 | 10 | 2
PG&E GBA | Stockton A | 115 | 0 | 0 | 0 | 0 | 0 | 0 | 0 | 0 | 0 | 1 | 10 | 2 |  |  | 0 | 0 | 0 | 0 | 0 | 0 | 0 | 0 | 0 | 1 | 10 | 2
PG&E GBA | Stone | 115 | 0 | 0 | 0 | 0 | 0 | 0 | 0 | 0 | 0 | 1 | 10 | 2 |  |  | 0 | 0 | 0 | 0 | 0 | 0 | 0 | 0 | 0 | 1 | 10 | 2
PG&E FRESNO | Storey | 230 | 0 | 0 | 0 | 0 | 0 | 0 | 0 | 0 | 0 | 1 | 10 | 2 |  |  | 0 | 0 | 0 | 0 | 0 | 0 | 0 | 0 | 0 | 1 | 10 | 2
PG&E NGBA | Summit | 115 | 0 | 0 | 0 | 0 | 0 | 0 | 0 | 0 | 20 | 3 | 10 | 2 |  |  | 220 | 0 | 220 | 0 | 0 | 0 | 0 | 1 | 20 | 2 | 10 | 2
SDGE | Suncrest | 230 | 0 | 0 | 0 | 0 | 0 | 0 | 0 | 0 | 0 | 1 | 10 | 2 |  |  | 0 | 0 | 0 | 0 | 0 | 0 | 0 | 0 | 0 | 1 | 10 | 2
SDGE | Suncrest | 500 | 0 | 0 | 0 | 0 | 0 | 0 | 0 | 0 | 0 | 1 | 10 | 2 |  |  | 0 | 0 | 0 | 0 | 0 | 0 | 0 | 0 | 0 | 1 | 10 | 2
PG&E KERN | Sunrise | 230 | 0 | 0 | 0 | 0 | 0 | 0 | 0 | 0 | 0 | 1 | 10 | 2 |  |  | 0 | 0 | 0 | 0 | 0 | 0 | 0 | 0 | 0 | 1 | 10 | 2
PG&E KERN | Sunset | 230 | 0 | 0 | 0 | 0 | 0 | 0 | 0 | 0 | 0 | 1 | 10 | 2 |  |  | 0 | 0 | 0 | 0 | 0 | 0 | 0 | 0 | 0 | 1 | 10 | 2
PG&E GBA | Swift | 115 | 0 | 0 | 0 | 0 | 0 | 0 | 34 | 1 | 0 | 1 | 10 | 2 |  |  | 0 | 0 | 0 | 0 | 0 | 0 | 34 | 1 | 0 | 1 | 10 | 2
SDGE | Sycamore Canyon | 138 | 0 | 0 | 0 | 0 | 0 | 0 | 0 | 0 | 0 | 1 | 10 | 2 |  |  | 0 | 0 | 0 | 0 | 0 | 0 | 0 | 0 | 0 | 1 | 10 | 2
SDGE | Sycamore Canyon | 230 | 0 | 0 | 0 | 0 | 0 | 0 | 0 | 0 | 0 | 1 | 10 | 2 |  |  | 0 | 0 | 0 | 0 | 0 | 0 | 0 | 0 | 0 | 1 | 10 | 2
SDGE | Sycamore Canyon | 69 | 0 | 0 | 0 | 0 | 0 | 0 | 0 | 0 | 0 | 1 | 10 | 2 |  |  | 0 | 0 | 0 | 0 | 0 | 0 | 0 | 0 | 0 | 1 | 10 | 2
SCE Northern | Sylmar | 230 | 0 | 0 | 0 | 200 | 0 | 200 | 0 | 1 | 0 | 1 | 10 | 2 |  |  | 0 | 0 | 0 | 200 | 0 | 200 | 0 | 1 | 0 | 1 | 10 | 2
PG&E NGBA | Table Mountain | 115 | 0 | 0 | 0 | 0 | 0 | 0 | 0 | 0 | 0 | 1 | 10 | 2 |  |  | 0 | 0 | 0 | 0 | 0 | 0 | 0 | 0 | 10 | 1 | 10 | 2
PG&E NGBA | Table Mountain | 230 | 0 | 0 | 0 | 0 | 200 | 200 | 0 | 1 | 10 | 1 | 10 | 2 |  |  | 0 | 0 | 0 | 0 | 200 | 200 | 0 | 1 | 10 | 1 | 10 | 2
PG&E NGBA | Table Mountain | 500 | 0 | 0 | 0 | 0 | 0 | 0 | 0 | 0 | 0 | 1 | 10 | 2 |  |  | 0 | 0 | 0 | 0 | 0 | 0 | 0 | 0 | 10 | 1 | 10 | 2
PG&E NGBA | Table Mountain | 60 | 0 | 0 | 0 | 0 | 0 | 0 | 0 | 0 | 0 | 1 | 10 | 2 |  |  | 0 | 0 | 0 | 0 | 0 | 0 | 0 | 0 | 0 | 1 | 10 | 2
PG&E KERN | Taft | 115 | 0 | 0 | 0 | 0 | 0 | 0 | 0 | 0 | 0 | 1 | 10 | 2 |  |  | 0 | 0 | 0 | 0 | 0 | 0 | 0 | 0 | 0 | 1 | 10 | 2
SDGE | Talega | 138 | 0 | 0 | 0 | 0 | 0 | 0 | 0 | 0 | 0 | 1 | 10 | 2 |  |  | 0 | 0 | 0 | 0 | 0 | 0 | 0 | 0 | 0 | 1 | 10 | 2
SDGE | Talega | 230 | 0 | 0 | 0 | 0 | 0 | 0 | 0 | 0 | 0 | 1 | 10 | 2 |  |  | 0 | 0 | 0 | 0 | 0 | 0 | 0 | 0 | 0 | 1 | 10 | 2
PG&E GBA | Tassajara | 230 | 0 | 0 | 0 | 0 | 0 | 0 | 0 | 0 | 0 | 1 | 10 | 2 |  |  | 0 | 0 | 0 | 0 | 0 | 0 | 0 | 0 | 0 | 1 | 10 | 2
PG&E KERN | Tejon | 70 | 0 | 0 | 0 | 0 | 0 | 0 | 0 | 0 | 0 | 1 | 10 | 2 |  |  | 0 | 0 | 0 | 0 | 0 | 0 | 0 | 0 | 0 | 1 | 10 | 2
SDGE | Telegraph Canyon | 138 | 0 | 0 | 0 | 0 | 0 | 0 | 0 | 0 | 0 | 1 | 10 | 2 |  |  | 0 | 0 | 0 | 0 | 0 | 0 | 0 | 0 | 0 | 1 | 10 | 2
PG&E KERN | Temblor | 115 | 0 | 0 | 0 | 0 | 0 | 0 | 0 | 0 | 0 | 1 | 10 | 2 |  |  | 0 | 0 | 0 | 0 | 0 | 0 | 0 | 0 | 0 | 1 | 10 | 2
PG&E KERN | Templeton | 230 | 0 | 0 | 0 | 0 | 0 | 0 | 0 | 0 | 10 | 1 | 10 | 2 |  |  | 0 | 0 | 0 | 0 | 0 | 0 | 0 | 0 | 10 | 1 | 10 | 2
PG&E KERN | Templeton | 70 | 0 | 0 | 0 | 0 | 0 | 0 | 0 | 0 | 0 | 1 | 10 | 2 |  |  | 0 | 0 | 0 | 0 | 0 | 0 | 0 | 0 | 10 | 1 | 10 | 2
PG&E GBA | Tesla | 115 | 0 | 0 | 0 | 0 | 0 | 0 | 0 | 0 | 0 | 1 | 10 | 2 |  |  | 0 | 0 | 0 | 0 | 0 | 0 | 0 | 0 | 15 | 2 | 10 | 2
PG&E GBA | Tesla | 230 | 0 | 0 | 0 | 0 | 0 | 0 | 0 | 0 | 15 | 2 | 10 | 2 |  |  | 0 | 0 | 0 | 0 | 0 | 0 | 0 | 0 | 15 | 2 | 10 | 2
PG&E GBA | Tesla | 500 | 0 | 0 | 0 | 0 | 0 | 0 | 0 | 0 | 15 | 2 | 10 | 2 |  |  | 0 | 0 | 0 | 0 | 0 | 0 | 0 | 0 | 15 | 2 | 10 | 2
PG&E KERN | Tevis | 115 | 0 | 0 | 0 | 100 | 0 | 100 | 0 | 1 | 0 | 1 | 10 | 2 |  |  | 0 | 0 | 0 | 100 | 0 | 100 | 0 | 1 | 0 | 1 | 10 | 2
EOP | Thousandaire | 138 | 0 | 0 | 0 | 0 | 0 | 0 | 0 | 0 | 0 | 1 | 10 | 2 |  |  | 0 | 0 | 0 | 0 | 0 | 0 | 0 | 0 | 0 | 1 | 10 | 2
PG&E KERN | Topaz | 230 | 0 | 0 | 0 | 0 | 0 | 0 | 0 | 0 | 0 | 1 | 10 | 2 |  |  | 0 | 0 | 0 | 0 | 0 | 0 | 0 | 0 | 0 | 1 | 10 | 2
SCE NOL | Tortilla | 115 | 0 | 0 | 0 | 0 | 0 | 0 | 0 | 0 | 0 | 1 | 10 | 2 |  |  | 0 | 0 | 0 | 0 | 0 | 0 | 0 | 0 | 0 | 1 | 10 | 2
SDGE | Trabuco | 138 | 0 | 0 | 0 | 0 | 0 | 0 | 0 | 0 | 0 | 1 | 10 | 2 |  |  | 0 | 0 | 0 | 0 | 0 | 0 | 0 | 0 | 0 | 1 | 10 | 2
PG&E GBA | Tracy | 115 | 0 | 0 | 0 | 0 | 0 | 0 | 0 | 0 | 0 | 1 | 10 | 2 |  |  | 0 | 0 | 0 | 0 | 0 | 0 | 0 | 0 | 0 | 1 | 10 | 2
PG&E FRESNO | Tranquility | 230 | 0 | 0 | 0 | 434 | 200 | 634 | 0 | 1 | 0 | 1 | 10 | 1 |  |  | 0 | 0 | 0 | 434 | 200 | 634 | 0 | 1 | 0 | 1 | 10 | 1
PG&E GBA | Trimble | 115 | 0 | 0 | 0 | 0 | 0 | 0 | 0 | 0 | 0 | 1 | 10 | 2 |  |  | 0 | 0 | 0 | 0 | 0 | 0 | 0 | 0 | 0 | 1 | 10 | 2
EOP | Trout Canyon | 230 | 0 | 0 | 0 | 0 | 0 | 0 | 0 | 0 | 20 | 3 | 15 | 3 |  |  | 0 | 0 | 0 | 0 | 0 | 0 | 0 | 0 | 20 | 3 | 15 | 3
EOP | Trout Canyon | 500 | 0 | 0 | 0 | 0 | 300 | 300 | 0 | 1 | 0 | 1 | 10 | 2 |  |  | 0 | 0 | 0 | 0 | 300 | 300 | 0 | 1 | 20 | 3 | 10 | 2
PG&E NGBA | Tulucay | 230 | 0 | 0 | 0 | 0 | 0 | 0 | 0 | 0 | 0 | 1 | 10 | 2 |  |  | 0 | 0 | 0 | 0 | 0 | 0 | 0 | 0 | 0 | 1 | 10 | 2
PG&E NGBA | Tulucay | 60 | 0 | 0 | 0 | 0 | 0 | 0 | 0 | 0 | 0 | 1 | 10 | 2 |  |  | 0 | 0 | 0 | 0 | 0 | 0 | 0 | 0 | 0 | 1 | 10 | 2
PG&E KERN | Tupman | 115 | 0 | 0 | 0 | 0 | 0 | 0 | 0 | 0 | 0 | 1 | 10 | 2 |  |  | 0 | 0 | 0 | 0 | 0 | 0 | 0 | 0 | 0 | 1 | 10 | 2
PG&E NGBA | Ukiah | 115 | 0 | 0 | 0 | 0 | 0 | 0 | 0 | 0 | 0 | 1 | 10 | 2 |  |  | 0 | 0 | 0 | 0 | 0 | 0 | 0 | 0 | 0 | 1 | 10 | 2
PG&E KERN | Union (Estrella) | 70 | 0 | 0 | 0 | 0 | 0 | 0 | 0 | 0 | 0 | 1 | 10 | 2 |  |  | 0 | 0 | 0 | 0 | 0 | 0 | 0 | 0 | 0 | 1 | 10 | 2
PG&E NGBA | Vaca Dixon | 115 | 0 | 0 | 0 | 0 | 0 | 0 | 0 | 0 | 0 | 1 | 10 | 2 |  |  | 0 | 0 | 0 | 0 | 0 | 0 | 0 | 0 | 20 | 3 | 10 | 2
PG&E NGBA | Vaca Dixon | 230 | 0 | 0 | 0 | 0 | 200 | 200 | 0 | 1 | 0 | 1 | 10 | 2 |  |  | 70 | 0 | 70 | 0 | 200 | 200 | 0 | 1 | 20 | 3 | 10 | 2
PG&E NGBA | Vaca Dixon | 500 | 0 | 0 | 0 | 0 | 300 | 300 | 0 | 1 | 0 | 1 | 10 | 2 |  |  | 0 | 0 | 0 | 0 | 300 | 300 | 0 | 1 | 20 | 3 | 10 | 2
PG&E NGBA | Vaca Dixon | 60 | 0 | 0 | 0 | 0 | 0 | 0 | 0 | 0 | 0 | 1 | 10 | 2 |  |  | 0 | 0 | 0 | 0 | 0 | 0 | 0 | 0 | 0 | 1 | 10 | 2
SCE Eastern | Valley (SCE) | 500 | 0 | 0 | 0 | 500 | 0 | 500 | 0 | 1 | 0 | 1 | 10 | 1 |  |  | 0 | 0 | 0 | 500 | 700 | 1200 | 0 | 1 | 0 | 1 | 10 | 1
EOP | Valley (VEA) | 138 | 0 | 0 | 0 | 0 | 0 | 0 | 0 | 0 | 0 | 1 | 10 | 2 |  |  | 0 | 0 | 0 | 0 | 0 | 0 | 0 | 0 | 0 | 1 | 10 | 2
SDGE | Valley Center | 69 | 0 | 0 | 0 | 0 | 0 | 0 | 0 | 0 | 0 | 1 | 10 | 2 |  |  | 0 | 0 | 0 | 0 | 0 | 0 | 0 | 0 | 0 | 1 | 10 | 2
PG&E GBA | Valley Home | 115 | 0 | 0 | 0 | 0 | 100 | 100 | 0 | 1 | 0 | 1 | 10 | 2 |  |  | 0 | 0 | 0 | 0 | 100 | 100 | 0 | 1 | 0 | 1 | 10 | 2
PG&E GBA | Valley Springs | 230 | 0 | 0 | 0 | 0 | 0 | 0 | 0 | 0 | 0 | 1 | 10 | 2 |  |  | 0 | 0 | 0 | 0 | 0 | 0 | 0 | 0 | 0 | 1 | 10 | 2
PG&E GBA | Valley Springs | 60 | 0 | 0 | 0 | 0 | 0 | 0 | 0 | 0 | 0 | 1 | 10 | 2 |  |  | 0 | 0 | 0 | 0 | 0 | 0 | 0 | 0 | 0 | 1 | 10 | 2
EOP | Valley Switch | 138 | 0 | 0 | 0 | 0 | 0 | 0 | 0 | 0 | 0 | 1 | 10 | 2 |  |  | 0 | 0 | 0 | 0 | 0 | 0 | 0 | 0 | 0 | 1 | 10 | 2
EOP | Valley Switch | 230 | 0 | 0 | 0 | 0 | 0 | 0 | 0 | 0 | 0 | 1 | 10 | 2 |  |  | 0 | 0 | 0 | 0 | 0 | 0 | 0 | 0 | 0 | 1 | 10 | 2
PG&E GBA | Vasco | 230 | 0 | 0 | 0 | 0 | 0 | 0 | 0 | 0 | 0 | 1 | 10 | 2 |  |  | 0 | 0 | 0 | 0 | 0 | 0 | 0 | 0 | 0 | 1 | 10 | 2
PG&E GBA | Vasona | 230 | 0 | 0 | 0 | 0 | 0 | 0 | 0 | 0 | 0 | 1 | 10 | 2 |  |  | 0 | 0 | 0 | 0 | 0 | 0 | 0 | 0 | 0 | 1 | 10 | 2
SCE Northern | Vestal | 230 | 0 | 0 | 0 | 200 | 0 | 200 | 0 | 1 | 0 | 1 | 10 | 2 |  |  | 0 | 0 | 0 | 200 | 0 | 200 | 0 | 1 | 0 | 1 | 10 | 2
SCE Northern | Vestal | 66 | 0 | 0 | 0 | 0 | 0 | 0 | 0 | 0 | 0 | 1 | 10 | 2 |  |  | 0 | 0 | 0 | 0 | 0 | 0 | 0 | 0 | 0 | 1 | 10 | 2
SCE NOL | Victor | 115 | 0 | 0 | 0 | 0 | 0 | 0 | 0 | 0 | 0 | 1 | 10 | 2 |  |  | 0 | 0 | 0 | 154 | 0 | 154 | 0 | 1 | 0 | 1 | 10 | 2
SCE NOL | Victor | 230 | 0 | 0 | 0 | 0 | 0 | 0 | 0 | 0 | 0 | 1 | 10 | 2 |  |  | 0 | 0 | 0 | 0 | 0 | 0 | 0 | 0 | 0 | 1 | 10 | 2
SCE Metro | Viejo | 230 | 0 | 0 | 0 | 0 | 0 | 0 | 0 | 0 | 0 | 1 | 10 | 2 |  |  | 0 | 0 | 0 | 0 | 0 | 0 | 0 | 0 | 0 | 1 | 10 | 2
PG&E GBA | Vierra | 115 | 0 | 0 | 0 | 0 | 0 | 0 | 0 | 0 | 0 | 1 | 10 | 2 |  |  | 0 | 0 | 0 | 0 | 0 | 0 | 0 | 0 | 0 | 1 | 10 | 2
SCE Metro | Villa Park | 230 | 0 | 0 | 0 | 0 | 0 | 0 | 0 | 0 | 0 | 1 | 10 | 2 |  |  | 0 | 0 | 0 | 0 | 0 | 0 | 0 | 0 | 0 | 1 | 10 | 2
SCE Northern | Vincent | 230 | 0 | 0 | 0 | 0 | 0 | 0 | 0 | 0 | 0 | 1 | 10 | 2 |  |  | 0 | 0 | 0 | 0 | 0 | 0 | 0 | 0 | 0 | 1 | 10 | 2
SCE Northern | Vincent | 500 | 0 | 0 | 0 | 0 | 0 | 0 | 0 | 0 | 0 | 1 | 10 | 2 |  |  | 0 | 0 | 0 | 2050 | 0 | 2050 | 0 | 1 | 0 | 1 | 10 | 1
PG&E GBA | Vineyard | 230 | 0 | 0 | 0 | 0 | 0 | 0 | 0 | 0 | 0 | 1 | 10 | 2 |  |  | 0 | 0 | 0 | 0 | 0 | 0 | 0 | 0 | 0 | 1 | 10 | 2
SDGE | Vineyard | 69 | 0 | 0 | 0 | 0 | 0 | 0 | 0 | 0 | 0 | 1 | 10 | 2 |  |  | 0 | 0 | 0 | 0 | 0 | 0 | 0 | 0 | 0 | 1 | 10 | 2
SCE Eastern | Vista (SCE) | 230 | 0 | 0 | 0 | 300 | 0 | 300 | 0 | 1 | 0 | 1 | 10 | 2 |  |  | 0 | 0 | 0 | 300 | 0 | 300 | 0 | 1 | 0 | 1 | 10 | 2
EOP | Vista (VEA) | 138 | 0 | 0 | 0 | 0 | 0 | 0 | 0 | 0 | 0 | 1 | 10 | 2 |  |  | 0 | 0 | 0 | 0 | 0 | 0 | 0 | 0 | 0 | 1 | 10 | 2
EOP | Vista (VEA) | 230 | 0 | 0 | 0 | 0 | 0 | 0 | 0 | 0 | 0 | 1 | 10 | 2 |  |  | 0 | 0 | 0 | 0 | 0 | 0 | 0 | 0 | 0 | 1 | 10 | 2
PG&E FRESNO | Wahtoke | 115 | 0 | 0 | 0 | 0 | 0 | 0 | 0 | 0 | 0 | 1 | 10 | 2 |  |  | 0 | 0 | 0 | 0 | 0 | 0 | 0 | 0 | 0 | 1 | 10 | 2
SCE Northern | Wakefield | 66 | 0 | 0 | 0 | 200 | 0 | 200 | 0 | 1 | 0 | 1 | 10 | 2 |  |  | 0 | 0 | 0 | 200 | 0 | 200 | 0 | 1 | 0 | 1 | 10 | 2
SCE Metro | Walnut | 230 | 0 | 0 | 0 | 0 | 0 | 0 | 0 | 0 | 0 | 1 | 10 | 2 |  |  | 0 | 0 | 0 | 0 | 0 | 0 | 0 | 0 | 0 | 1 | 10 | 2
SCE Northern | Warne | 230 | 0 | 0 | 0 | 0 | 0 | 0 | 0 | 0 | 0 | 1 | 10 | 2 |  |  | 0 | 0 | 0 | 0 | 0 | 0 | 0 | 0 | 0 | 1 | 10 | 2
PG&E GBA | Warnerville | 230 | 0 | 0 | 0 | 0 | 0 | 0 | 0 | 0 | 0 | 1 | 10 | 2 |  |  | 0 | 0 | 0 | 0 | 0 | 0 | 0 | 0 | 0 | 1 | 10 | 2
PG&E FRESNO | Waukena | 115 | 0 | 0 | 0 | 0 | 0 | 0 | 0 | 0 | 0 | 1 | 10 | 2 |  |  | 0 | 0 | 0 | 0 | 0 | 0 | 0 | 0 | 0 | 1 | 10 | 2
PG&E GBA | Weber | 230 | 0 | 0 | 0 | 0 | 0 | 0 | 0 | 0 | 0 | 1 | 10 | 2 |  |  | 0 | 0 | 0 | 0 | 0 | 0 | 0 | 0 | 0 | 1 | 10 | 2
PG&E GBA | Weber | 60 | 0 | 0 | 0 | 0 | 0 | 0 | 0 | 0 | 0 | 1 | 10 | 2 |  |  | 0 | 0 | 0 | 0 | 0 | 0 | 0 | 0 | 0 | 1 | 10 | 2
PG&E FRESNO | West Fresno | 115 | 0 | 0 | 0 | 0 | 0 | 0 | 0 | 0 | 0 | 1 | 10 | 2 |  |  | 0 | 0 | 0 | 0 | 0 | 0 | 0 | 0 | 0 | 1 | 10 | 2
PG&E FRESNO | Westley | 230 | 0 | 0 | 0 | 0 | 0 | 0 | 0 | 0 | 0 | 1 | 10 | 2 |  |  | 0 | 0 | 0 | 0 | 0 | 0 | 0 | 0 | 0 | 1 | 10 | 2
PG&E KERN | Westpark | 115 | 0 | 0 | 0 | 0 | 0 | 0 | 0 | 0 | 0 | 1 | 10 | 2 |  |  | 0 | 0 | 0 | 0 | 0 | 0 | 0 | 0 | 0 | 1 | 10 | 2
PG&E KERN | Wheeler Ridge | 230 | 0 | 0 | 0 | 500 | 0 | 500 | 0 | 1 | 0 | 1 | 10 | 1 |  |  | 0 | 0 | 0 | 500 | 0 | 500 | 0 | 1 | 0 | 1 | 10 | 1
PG&E KERN | Wheeler Ridge | 115 | 0 | 0 | 0 | 0 | 0 | 0 | 0 | 0 | 0 | 1 | 10 | 2 |  |  | 0 | 0 | 0 | 0 | 0 | 0 | 0 | 0 | 0 | 1 | 10 | 2
PG&E KERN | Wheeler Ridge | 70 | 0 | 0 | 0 | 0 | 0 | 0 | 0 | 0 | 0 | 1 | 10 | 2 |  |  | 0 | 0 | 0 | 0 | 0 | 0 | 0 | 0 | 0 | 1 | 10 | 2
SCE Northern | Whirlwind | 230 | 0 | 0 | 0 | 1356 | 0 | 1356 | 0 | 1 | 10 | 1 | 10 | 1 |  |  | 0 | 0 | 0 | 1356 | 0 | 1356 | 0 | 1 | 10 | 1 | 10 | 1
SCE Northern | Whirlwind | 500 | 0 | 0 | 0 | 1247 | 0 | 1247 | 0 | 1 | 0 | 1 | 10 | 1 |  |  | 0 | 0 | 0 | 1247 | 0 | 1247 | 0 | 1 | 10 | 1 | 10 | 1
PG&E GBA | Whisman | 115 | 0 | 0 | 0 | 0 | 0 | 0 | 0 | 0 | 0 | 1 | 10 | 2 |  |  | 0 | 0 | 0 | 0 | 0 | 0 | 0 | 0 | 0 | 1 | 10 | 2
SCE Eastern | Wildlife | 230 | 0 | 0 | 0 | 0 | 0 | 0 | 0 | 0 | 0 | 1 | 10 | 2 |  |  | 0 | 0 | 0 | 0 | 0 | 0 | 0 | 0 | 0 | 1 | 10 | 2
PG&E FRESNO | Wilson | 115 | 0 | 0 | 0 | 0 | 0 | 0 | 0 | 0 | 0 | 1 | 10 | 2 |  |  | 0 | 0 | 0 | 0 | 0 | 0 | 0 | 0 | 20 | 3 | 10 | 2
PG&E FRESNO | Wilson | 230 | 0 | 0 | 0 | 0 | 0 | 0 | 0 | 0 | 20 | 3 | 10 | 2 |  |  | 0 | 0 | 0 | 0 | 0 | 0 | 0 | 0 | 20 | 3 | 10 | 2
SCE Northern | Windhub | 230 | 0 | 0 | 0 | 0 | 0 | 0 | 0 | 0 | 10 | 1 | 15 | 3 |  |  | 0 | 0 | 0 | 0 | 0 | 0 | 0 | 0 | 10 | 1 | 15 | 3
SCE Northern | Windhub | 500 | 0 | 0 | 0 | 0 | 0 | 0 | 0 | 0 | 0 | 1 | 15 | 3 |  |  | 0 | 0 | 0 | 0 | 0 | 0 | 0 | 0 | 30 | 4 | 15 | 3
PG&E GBA | Windmaster | 230 | 0 | 0 | 0 | 0 | 0 | 0 | 0 | 0 | 0 | 1 | 10 | 2 |  |  | 0 | 0 | 0 | 0 | 0 | 0 | 0 | 0 | 0 | 1 | 10 | 2
PG&E NGBA | Windsor | 60 | 0 | 0 | 0 | 0 | 0 | 0 | 0 | 0 | 0 | 1 | 10 | 2 |  |  | 0 | 0 | 0 | 0 | 0 | 0 | 0 | 0 | 0 | 1 | 10 | 2
PG&E NGBA | Woodland | 115 | 0 | 0 | 0 | 0 | 0 | 0 | 0 | 0 | 0 | 1 | 5 | 1 |  |  | 0 | 0 | 0 | 0 | 0 | 0 | 0 | 0 | 0 | 1 | 5 | 1
PG&E FRESNO | Woodward | 115 | 0 | 0 | 0 | 0 | 0 | 0 | 0 | 0 | 0 | 1 | 10 | 2 |  |  | 0 | 0 | 0 | 0 | 0 | 0 | 0 | 0 | 0 | 1 | 10 | 2
PG&E NGBA | Wyandotte | 115 | 0 | 0 | 0 | 0 | 0 | 0 | 0 | 0 | 0 | 1 | 10 | 2 |  |  | 0 | 0 | 0 | 0 | 0 | 0 | 0 | 0 | 0 | 1 | 10 | 2

## Voltage_Ix
Interconnection voltage analysis for onshore wind, solar, and battery storage mapped to in-CAISO substations in both the 2036 and 2041 mapped portfolios.
|  |  | 2036 In-Dev and Generic | [11 empty] | 2040 Generic Only | [8 empty] | 2041 In-Dev and Generic
|  |  | Wind | Wind | Wind | Solar | Solar | Battery_4hr | Battery_8hr | Solar&Battery | All Resources | Total MW Voltage | Wind Voltage | Solar & Storage Voltage | Wind | Wind | Wind | Solar | Solar | Battery_4hr | Battery_8hr | Solar&Battery | All Resources | Wind | Wind | Wind | Solar | Solar | Battery_4hr | Battery_8hr | Solar&Battery | All Resources | Total MW (Res Max)Voltage | Wind Only Voltage | Solar & Storage Only Voltage |  | <100 KV |  | 100-200 kV | 230 or 345 kV (Res Min) | 230 or 345 kV total Max | 500 kV (Res Min) | 500 kV (Total Max)
CAISO Study Area | Substation | Voltage | FCDS | EODS | Total | FCDS | EODS | FCDS | FCDS | Total | Total | Flag | Flag | Flag | FCDS | EODS | Total | FCDS | EODS | FCDS | FCDS | Total | Total | FCDS | EODS | Total | FCDS | EODS | FCDS | FCDS | Total | Total | Flag | Flag | Flag | 1 |  | 1. less than | 50 | 200 | 1000 | 400 | 2000
PG&E KERN | 7th Standard | 115 | 0 | 0 | 0 | 0 | 90 | 0 | 0 | 90 | 90 | 2 | 1 | 2 | 0 | 0 | 0 | 0 | 90 | 0 | 0 | 90 | 90 | 0 | 0 | 0 | 0 | 90 | 0 | 0 | 90 | 90 | 2 | 1 | 2 | 2 |  | 2. less than | 100 | 50 | 2000 | 200 | 3000
SCE Metro | Alamitos | 230 | 0 | 0 | 0 | 0 | 0 | 82 | 188 | 270 | 270 | 1 | 1 | 1 | 0 | 0 | 0 | 382 | 0 | 0 | 188 | 570 | 570 | 0 | 0 | 0 | 382 | 0 | 82 | 188 | 652 | 652 | 1 | 1 | 1 | 3. Less than | 50 | 3. less than | 200 | 50 | 3000 | 200 | 4000
SCE Eastern | Alberhill | 115 | 0 | 0 | 0 | 300 | 0 | 0 | 0 | 300 | 300 | 4 | 1 | 4 | 0 | 0 | 0 | 2984 | 1000 | 0 | 0 | 3984 | 3984 | 0 | 0 | 0 | 2984 | 1000 | 0 | 0 | 3984 | 3984 | 5 | 1 | 5 | 4. less than | 100 | 4. less than | 400 |  | 3000 | 100 | 4000
SCE Eastern | Alberhill | 500 | 0 | 0 | 0 | 435 | 0 | 0 | 0 | 435 | 435 | 1 | 1 | 1 | 0 | 0 | 0 | 435 | 0 | 0 | 0 | 435 | 435 | 0 | 0 | 0 | 435 | 0 | 0 | 0 | 435 | 435 | 1 | 1 | 1 | 5. greater than | 100 | 5. greater than | 400 | 50 |  | 100
PG&E GBA | Alhambra | 115 | 0 | 0 | 0 | 0 | 0 | 0 | 0 | 0 | 0 | 1 | 1 | 1 | 0 | 0 | 0 | 0 | 0 | 0 | 0 | 0 | 0 | 0 | 0 | 0 | 0 | 0 | 0 | 0 | 0 | 0 | 1 | 1 | 1
PG&E FRESNO | Alpaugh | 115 | 0 | 0 | 0 | 0 | 0 | 0 | 0 | 0 | 0 | 1 | 1 | 1 | 0 | 0 | 0 | 0 | 0 | 0 | 0 | 0 | 0 | 0 | 0 | 0 | 0 | 0 | 0 | 0 | 0 | 0 | 1 | 1 | 1
SDGE | Alpine | 69 | 0 | 0 | 0 | 0 | 0 | 6 | 0 | 6 | 6 | 3 | 1 | 3 | 0 | 0 | 0 | 0 | 0 | 0 | 0 | 0 | 0 | 0 | 0 | 0 | 0 | 0 | 6 | 0 | 6 | 6 | 3 | 1 | 3
PG&E GBA | Altamont Midway (Sandhill) | 230 | 0 | 0 | 0 | 0 | 0 | 0 | 0 | 0 | 0 | 1 | 1 | 1 | 0 | 0 | 0 | 0 | 0 | 0 | 0 | 0 | 0 | 0 | 0 | 0 | 0 | 0 | 0 | 0 | 0 | 0 | 1 | 1 | 1
SCE Northern | Antelope | 66 | 0 | 0 | 0 | 0 | 0 | 0 | 0 | 0 | 0 | 1 | 1 | 1 | 0 | 0 | 0 | 0 | 0 | 0 | 0 | 0 | 0 | 0 | 0 | 0 | 0 | 0 | 0 | 0 | 0 | 0 | 1 | 1 | 1
SCE Northern | Antelope | 230 | 0 | 0 | 0 | 0 | 450 | 0 | 150 | 600 | 600 | 1 | 1 | 1 | 0 | 0 | 0 | 933 | 450 | 0 | 150 | 1533 | 1533 | 0 | 0 | 0 | 933 | 450 | 0 | 150 | 1533 | 1533 | 2 | 1 | 2
SCE Northern | Antelope | 500 | 0 | 0 | 0 | 0 | 1000 | 0 | 160 | 1160 | 1160 | 1 | 1 | 1 | 0 | 0 | 0 | 0 | 1000 | 0 | 160 | 1160 | 1160 | 0 | 0 | 0 | 0 | 1000 | 0 | 160 | 1160 | 1160 | 1 | 1 | 1
PG&E NGBA | Arcata | 60 | 0 | 0 | 0 | 0 | 0 | 2.5 | 0 | 2.5 | 2.5 | 3 | 1 | 3 | 0 | 0 | 0 | 0 | 0 | 0 | 0 | 0 | 0 | 0 | 0 | 0 | 0 | 0 | 2.5 | 0 | 2.5 | 2.5 | 3 | 1 | 3
PG&E KERN | Arco | 230 | 0 | 0 | 0 | 1524 | 0 | 0 | 0 | 1524 | 1524 | 2 | 1 | 2 | 0 | 0 | 0 | 1524 | 0 | 0 | 0 | 1524 | 1524 | 0 | 0 | 0 | 1524 | 0 | 0 | 0 | 1524 | 1524 | 2 | 1 | 2
PG&E KERN | Arco | 70 | 0 | 0 | 0 | 60 | 0 | 2 | 0 | 62 | 62 | 4 | 1 | 4 | 0 | 0 | 0 | 0 | 0 | 0 | 0 | 0 | 0 | 0 | 0 | 0 | 60 | 0 | 2 | 0 | 62 | 62 | 4 | 1 | 4
SCE Metro | ArcoGen | 230 | 0 | 0 | 0 | 0 | 0 | 0 | 674 | 674 | 674 | 1 | 1 | 1 | 0 | 0 | 0 | 0 | 0 | 0 | 674 | 674 | 674 | 0 | 0 | 0 | 0 | 0 | 0 | 674 | 674 | 674 | 1 | 1 | 1
SDGE | Artesian | 230 | 0 | 0 | 0 | 0 | 0 | 0 | 0 | 0 | 0 | 1 | 1 | 1 | 0 | 0 | 0 | 0 | 0 | 0 | 0 | 0 | 0 | 0 | 0 | 0 | 0 | 0 | 0 | 0 | 0 | 0 | 1 | 1 | 1
SDGE | Artesian | 69 | 0 | 0 | 0 | 0 | 0 | 0 | 0 | 0 | 0 | 1 | 1 | 1 | 0 | 0 | 0 | 0 | 0 | 0 | 0 | 0 | 0 | 0 | 0 | 0 | 0 | 0 | 0 | 0 | 0 | 0 | 1 | 1 | 1
PG&E FRESNO | Ashlan | 230 | 0 | 0 | 0 | 0 | 0 | 0 | 0 | 0 | 0 | 1 | 1 | 1 | 0 | 0 | 0 | 0 | 0 | 0 | 0 | 0 | 0 | 0 | 0 | 0 | 0 | 0 | 0 | 0 | 0 | 0 | 1 | 1 | 1
PG&E NGBA | Atlantic | 115 | 0 | 0 | 0 | 0 | 0 | 0 | 0 | 0 | 0 | 1 | 1 | 1 | 0 | 0 | 0 | 0 | 0 | 0 | 0 | 0 | 0 | 0 | 0 | 0 | 0 | 0 | 0 | 0 | 0 | 0 | 1 | 1 | 1
PG&E NGBA | Atlantic | 230 | 0 | 0 | 0 | 0 | 0 | 0 | 0 | 0 | 0 | 1 | 1 | 1 | 0 | 0 | 0 | 0 | 0 | 0 | 0 | 0 | 0 | 0 | 0 | 0 | 0 | 0 | 0 | 0 | 0 | 0 | 1 | 1 | 1
PG&E NGBA | Atlantic | 60 | 0 | 0 | 0 | 0 | 0 | 0 | 0 | 0 | 0 | 1 | 1 | 1 | 0 | 0 | 0 | 0 | 0 | 0 | 0 | 0 | 0 | 0 | 0 | 0 | 0 | 0 | 0 | 0 | 0 | 0 | 1 | 1 | 1
PG&E FRESNO | Atwater | 115 | 0 | 0 | 0 | 0 | 0 | 0 | 0 | 0 | 0 | 1 | 1 | 1 | 0 | 0 | 0 | 0 | 0 | 0 | 0 | 0 | 0 | 0 | 0 | 0 | 0 | 0 | 0 | 0 | 0 | 0 | 1 | 1 | 1
PG&E GBA | Avena | 115 | 0 | 0 | 0 | 100 | 0 | 0 | 0 | 100 | 100 | 3 | 1 | 3 | 0 | 0 | 0 | 100 | 0 | 0 | 0 | 100 | 100 | 0 | 0 | 0 | 100 | 0 | 0 | 0 | 100 | 100 | 3 | 1 | 3
SDGE | Avocado | 69 | 0 | 0 | 0 | 0 | 0 | 0 | 0 | 0 | 0 | 1 | 1 | 1 | 0 | 0 | 0 | 0 | 0 | 0 | 0 | 0 | 0 | 0 | 0 | 0 | 0 | 0 | 0 | 0 | 0 | 0 | 1 | 1 | 1
PG&E NGBA | Bahia | 230 | 0 | 0 | 0 | 0 | 200 | 0 | 0 | 200 | 200 | 1 | 1 | 1 | 0 | 0 | 0 | 0 | 200 | 0 | 0 | 200 | 200 | 0 | 0 | 0 | 0 | 200 | 0 | 0 | 200 | 200 | 1 | 1 | 1
SCE Northern | Bailey | 230 | 0 | 0 | 0 | 0 | 0 | 0 | 0 | 0 | 0 | 1 | 1 | 1 | 0 | 0 | 0 | 0 | 0 | 0 | 0 | 0 | 0 | 0 | 0 | 0 | 0 | 0 | 0 | 0 | 0 | 0 | 1 | 1 | 1
SCE NOL | Baker | 115 | 0 | 0 | 0 | 0 | 0 | 0 | 0 | 0 | 0 | 1 | 1 | 1 | 0 | 0 | 0 | 0 | 0 | 0 | 0 | 0 | 0 | 0 | 0 | 0 | 0 | 0 | 0 | 0 | 0 | 0 | 1 | 1 | 1
PG&E KERN | Bakersfield | 230 | 0 | 0 | 0 | 0 | 0 | 0 | 0 | 0 | 0 | 1 | 1 | 1 | 0 | 0 | 0 | 0 | 0 | 0 | 0 | 0 | 0 | 0 | 0 | 0 | 0 | 0 | 0 | 0 | 0 | 0 | 1 | 1 | 1
PG&E FRESNO | Balch | 230 | 0 | 0 | 0 | 0 | 0 | 0 | 0 | 0 | 0 | 1 | 1 | 1 | 0 | 0 | 0 | 0 | 0 | 0 | 0 | 0 | 0 | 0 | 0 | 0 | 0 | 0 | 0 | 0 | 0 | 0 | 1 | 1 | 1
SCE Eastern | Bannister | 230 | 0 | 0 | 0 | 0 | 0 | 0 | 0 | 0 | 0 | 1 | 1 | 1 | 0 | 0 | 0 | 0 | 0 | 0 | 0 | 0 | 0 | 0 | 0 | 0 | 0 | 0 | 0 | 0 | 0 | 0 | 1 | 1 | 1
SCE Metro | Barre | 230 | 0 | 0 | 0 | 0 | 0 | 0 | 935 | 935 | 935 | 1 | 1 | 1 | 0 | 0 | 0 | 0 | 0 | 0 | 935 | 935 | 935 | 0 | 0 | 0 | 0 | 0 | 0 | 935 | 935 | 935 | 1 | 1 | 1
SDGE | Bay Boulevard | 69 | 0 | 0 | 0 | 0 | 0 | 0 | 0 | 0 | 0 | 1 | 1 | 1 | 0 | 0 | 0 | 0 | 0 | 0 | 0 | 0 | 0 | 0 | 0 | 0 | 0 | 0 | 0 | 0 | 0 | 0 | 1 | 1 | 1
SDGE | Bay Boulevard | 230 | 0 | 0 | 0 | 0 | 0 | 0 | 0 | 0 | 0 | 1 | 1 | 1 | 0 | 0 | 0 | 0 | 0 | 0 | 0 | 0 | 0 | 0 | 0 | 0 | 0 | 0 | 0 | 0 | 0 | 0 | 1 | 1 | 1
EOP | Beatty | 138 | 0 | 0 | 0 | 0 | 0 | 0 | 0 | 0 | 0 | 1 | 1 | 1 | 0 | 0 | 0 | 0 | 0 | 0 | 0 | 0 | 0 | 0 | 0 | 0 | 0 | 0 | 0 | 0 | 0 | 0 | 1 | 1 | 1
EOP | Beatty | 230 | 0 | 0 | 0 | 0 | 0 | 0 | 170 | 170 | 170 | 1 | 1 | 2 | 0 | 0 | 0 | 0 | 0 | 0 | 170 | 170 | 170 | 0 | 0 | 0 | 0 | 0 | 0 | 170 | 170 | 170 | 1 | 1 | 2
PG&E NGBA | Belden | 230 | 0 | 0 | 0 | 0 | 0 | 0 | 0 | 0 | 0 | 1 | 1 | 1 | 0 | 0 | 0 | 0 | 0 | 0 | 0 | 0 | 0 | 0 | 0 | 0 | 0 | 0 | 0 | 0 | 0 | 0 | 1 | 1 | 1
PG&E NGBA | Bell | 115 | 0 | 0 | 0 | 0 | 0 | 0 | 0 | 0 | 0 | 1 | 1 | 1 | 0 | 0 | 0 | 0 | 0 | 0 | 0 | 0 | 0 | 0 | 0 | 0 | 0 | 0 | 0 | 0 | 0 | 0 | 1 | 1 | 1
PG&E NGBA | Bellevue | 115 | 0 | 0 | 0 | 0 | 0 | 0 | 0 | 0 | 0 | 1 | 1 | 1 | 0 | 0 | 0 | 0 | 0 | 0 | 0 | 0 | 0 | 0 | 0 | 0 | 0 | 0 | 0 | 0 | 0 | 0 | 1 | 1 | 1
PG&E GBA | Bellota | 115 | 0 | 0 | 0 | 0 | 0 | 0 | 0 | 0 | 0 | 1 | 1 | 1 | 0 | 0 | 0 | 0 | 0 | 0 | 0 | 0 | 0 | 0 | 0 | 0 | 0 | 0 | 0 | 0 | 0 | 0 | 1 | 1 | 1
PG&E GBA | Bellota | 230 | 0 | 0 | 0 | 0 | 0 | 0 | 0 | 0 | 0 | 1 | 1 | 1 | 0 | 0 | 0 | 10 | 0 | 0 | 0 | 10 | 10 | 0 | 0 | 0 | 10 | 0 | 0 | 0 | 10 | 10 | 1 | 1 | 5
SCE Northern | Big Creek | 230 | 0 | 0 | 0 | 200 | 0 | 0 | 0 | 200 | 200 | 1 | 1 | 1 | 0 | 0 | 0 | 200 | 0 | 0 | 0 | 200 | 200 | 0 | 0 | 0 | 200 | 0 | 0 | 0 | 200 | 200 | 1 | 1 | 1
PG&E FRESNO | Biola | 70 | 0 | 0 | 0 | 0 | 0 | 0 | 0 | 0 | 0 | 1 | 1 | 1 | 0 | 0 | 0 | 0 | 0 | 0 | 0 | 0 | 0 | 0 | 0 | 0 | 0 | 0 | 0 | 0 | 0 | 0 | 1 | 1 | 1
PG&E GBA | Birds Landing | 230 | 0 | 0 | 0 | 0 | 100 | 0 | 0 | 100 | 100 | 1 | 1 | 2 | 0 | 0 | 0 | 0 | 100 | 0 | 0 | 100 | 100 | 0 | 0 | 0 | 0 | 100 | 0 | 0 | 100 | 100 | 1 | 1 | 2
SCE Northern | Bliss | 66 | 0 | 0 | 0 | 0 | 0 | 0 | 0 | 0 | 0 | 1 | 1 | 1 | 0 | 0 | 0 | 0 | 0 | 0 | 0 | 0 | 0 | 0 | 0 | 0 | 0 | 0 | 0 | 0 | 0 | 0 | 1 | 1 | 1
SCE Eastern | Blythe | 161 | 0 | 0 | 0 | 0 | 160 | 160 | 0 | 320 | 320 | 4 | 1 | 4 | 0 | 0 | 0 | 0 | 0 | 0 | 0 | 0 | 0 | 0 | 0 | 0 | 0 | 160 | 160 | 0 | 320 | 320 | 4 | 1 | 4
PG&E NGBA | Bogue | 115 | 0 | 0 | 0 | 0 | 0 | 0 | 0 | 0 | 0 | 1 | 1 | 1 | 0 | 0 | 0 | 0 | 0 | 0 | 0 | 0 | 0 | 0 | 0 | 0 | 0 | 0 | 0 | 0 | 0 | 0 | 1 | 1 | 1
PG&E FRESNO | Borden | 230 | 0 | 0 | 0 | 0 | 0 | 0 | 0 | 0 | 0 | 1 | 1 | 1 | 0 | 0 | 0 | 0 | 0 | 0 | 0 | 0 | 0 | 0 | 0 | 0 | 0 | 0 | 0 | 0 | 0 | 0 | 1 | 1 | 1
PG&E FRESNO | Borden | 70 | 0 | 0 | 0 | 0 | 0 | 0 | 0 | 0 | 0 | 1 | 1 | 1 | 0 | 0 | 0 | 0 | 0 | 0 | 0 | 0 | 0 | 0 | 0 | 0 | 0 | 0 | 0 | 0 | 0 | 0 | 1 | 1 | 1
SDGE | Boulevard East | 138 | 180 | 0 | 180 | 0 | 82.6 | 0 | 0 | 82.6 | 262.6 | 4 | 4 | 4 | 180 | 0 | 180 | 0 | 82.6 | 0 | 0 | 82.6 | 262.6 | 180 | 0 | 180 | 0 | 82.6 | 0 | 0 | 82.6 | 262.6 | 4 | 4 | 4
SDGE | Boulevard East | 69 | 0 | 0 | 0 | 0 | 17.4 | 17.4 | 0 | 34.8 | 34.8 | 3 | 1 | 3 | 0 | 0 | 0 | 0 | 0 | 0 | 0 | 0 | 0 | 0 | 0 | 0 | 0 | 17.4 | 17.4 | 0 | 34.8 | 34.8 | 3 | 1 | 3
PG&E GBA | Brentwood | 230 | 0 | 0 | 0 | 0 | 89.5 | 0 | 0 | 89.5 | 89.5 | 1 | 1 | 2 | 0 | 0 | 0 | 0 | 89.5 | 0 | 0 | 89.5 | 89.5 | 0 | 0 | 0 | 0 | 89.5 | 0 | 0 | 89.5 | 89.5 | 1 | 1 | 2
PG&E NGBA | Bridgeville | 115 | 0 | 0 | 0 | 0 | 0 | 0 | 0 | 0 | 0 | 1 | 1 | 1 | 212 | 0 | 212 | 0 | 0 | 0 | 0 | 0 | 212 | 212 | 0 | 212 | 0 | 0 | 0 | 0 | 0 | 212 | 4 | 4 | 1
PG&E NGBA | Brighton | 115 | 0 | 0 | 0 | 0 | 0 | 0 | 0 | 0 | 0 | 1 | 1 | 1 | 0 | 0 | 0 | 0 | 0 | 0 | 0 | 0 | 0 | 0 | 0 | 0 | 0 | 0 | 0 | 0 | 0 | 0 | 1 | 1 | 1
PG&E NGBA | Brighton | 230 | 0 | 0 | 0 | 0 | 0 | 0 | 0 | 0 | 0 | 1 | 1 | 1 | 0 | 0 | 0 | 0 | 0 | 0 | 0 | 0 | 0 | 0 | 0 | 0 | 0 | 0 | 0 | 0 | 0 | 0 | 1 | 1 | 1
PG&E NGBA | Brunswick | 115 | 0 | 0 | 0 | 0 | 0 | 0 | 0 | 0 | 0 | 1 | 1 | 1 | 0 | 0 | 0 | 0 | 0 | 0 | 0 | 0 | 0 | 0 | 0 | 0 | 0 | 0 | 0 | 0 | 0 | 0 | 1 | 1 | 1
PG&E NGBA | Bucks Creek | 230 | 0 | 0 | 0 | 0 | 0 | 0 | 0 | 0 | 0 | 1 | 1 | 1 | 0 | 0 | 0 | 0 | 0 | 0 | 0 | 0 | 0 | 0 | 0 | 0 | 0 | 0 | 0 | 0 | 0 | 0 | 1 | 1 | 1
PG&E KERN | Buena Vista | 230 | 0 | 0 | 0 | 0 | 0 | 0 | 0 | 0 | 0 | 1 | 1 | 1 | 0 | 0 | 0 | 0 | 0 | 0 | 0 | 0 | 0 | 0 | 0 | 0 | 0 | 0 | 0 | 0 | 0 | 0 | 1 | 1 | 1
PG&E FRESNO | Bullard | 115 | 0 | 0 | 0 | 0 | 0 | 0 | 0 | 0 | 0 | 1 | 1 | 1 | 0 | 0 | 0 | 0 | 0 | 0 | 0 | 0 | 0 | 0 | 0 | 0 | 0 | 0 | 0 | 0 | 0 | 0 | 1 | 1 | 1
PG&E GBA | Burlingame | 115 | 0 | 0 | 0 | 0 | 0 | 0 | 0 | 0 | 0 | 1 | 1 | 1 | 0 | 0 | 0 | 88 | 0 | 0 | 0 | 88 | 88 | 0 | 0 | 0 | 88 | 0 | 0 | 0 | 88 | 88 | 2 | 1 | 2
PG&E NGBA | Burney Forest | 230 | 0 | 0 | 0 | 0 | 0 | 0 | 0 | 0 | 0 | 1 | 1 | 1 | 0 | 0 | 0 | 0 | 0 | 0 | 0 | 0 | 0 | 0 | 0 | 0 | 0 | 0 | 0 | 0 | 0 | 0 | 1 | 1 | 1
PG&E NGBA | Butte | 115 | 0 | 0 | 0 | 0 | 0 | 0 | 0 | 0 | 0 | 1 | 1 | 1 | 0 | 0 | 0 | 0 | 0 | 0 | 0 | 0 | 0 | 0 | 0 | 0 | 0 | 0 | 0 | 0 | 0 | 0 | 1 | 1 | 1
PG&E KERN | Cabrillo | 115 | 0 | 0 | 0 | 0 | 0 | 0 | 0 | 0 | 0 | 1 | 1 | 1 | 0 | 0 | 0 | 0 | 0 | 0 | 0 | 0 | 0 | 0 | 0 | 0 | 0 | 0 | 0 | 0 | 0 | 0 | 1 | 1 | 1
PG&E FRESNO | Cal Flats | 230 | 0 | 0 | 0 | 0 | 0 | 0 | 0 | 0 | 0 | 1 | 1 | 1 | 0 | 0 | 0 | 0 | 0 | 0 | 0 | 0 | 0 | 0 | 0 | 0 | 0 | 0 | 0 | 0 | 0 | 0 | 1 | 1 | 1
SCE NOL | Calcite | 230 | 0 | 0 | 0 | 165 | 0 | 0 | 0 | 165 | 165 | 1 | 1 | 2 | 0 | 0 | 0 | 165 | 300 | 0 | 0 | 465 | 465 | 0 | 0 | 0 | 165 | 300 | 0 | 0 | 465 | 465 | 1 | 1 | 1
PG&E KERN | Caliente | 230 | 0 | 0 | 0 | 0 | 0 | 0 | 0 | 0 | 0 | 1 | 1 | 1 | 0 | 0 | 0 | 0 | 0 | 0 | 0 | 0 | 0 | 0 | 0 | 0 | 0 | 0 | 0 | 0 | 0 | 0 | 1 | 1 | 1
PG&E FRESNO | California Ave | 115 | 0 | 0 | 0 | 0 | 0 | 0 | 0 | 0 | 0 | 1 | 1 | 1 | 0 | 0 | 0 | 0 | 0 | 0 | 0 | 0 | 0 | 0 | 0 | 0 | 0 | 0 | 0 | 0 | 0 | 0 | 1 | 1 | 1
PG&E KERN | Callender | 115 | 0 | 0 | 0 | 0 | 0 | 0 | 0 | 0 | 0 | 1 | 1 | 1 | 0 | 0 | 0 | 0 | 0 | 0 | 0 | 0 | 0 | 0 | 0 | 0 | 0 | 0 | 0 | 0 | 0 | 0 | 1 | 1 | 1
PG&E NGBA | Calpella | 115 | 0 | 0 | 0 | 0 | 0 | 0 | 0 | 0 | 0 | 1 | 1 | 1 | 0 | 0 | 0 | 0 | 0 | 0 | 0 | 0 | 0 | 0 | 0 | 0 | 0 | 0 | 0 | 0 | 0 | 0 | 1 | 1 | 1
PG&E GBA | Camanche | 230 | 0 | 0 | 0 | 0 | 0 | 0 | 0 | 0 | 0 | 1 | 1 | 1 | 0 | 0 | 0 | 0 | 0 | 0 | 0 | 0 | 0 | 0 | 0 | 0 | 0 | 0 | 0 | 0 | 0 | 0 | 1 | 1 | 1
SDGE | Cameron | 69 | 0 | 0 | 0 | 0 | 0 | 0 | 0 | 0 | 0 | 1 | 1 | 1 | 0 | 0 | 0 | 0 | 0 | 0 | 0 | 0 | 0 | 0 | 0 | 0 | 0 | 0 | 0 | 0 | 0 | 0 | 1 | 1 | 1
SDGE | Cannon | 69 | 0 | 0 | 0 | 0 | 0 | 0 | 0 | 0 | 0 | 1 | 1 | 1 | 0 | 0 | 0 | 0 | 0 | 0 | 0 | 0 | 0 | 0 | 0 | 0 | 0 | 0 | 0 | 0 | 0 | 0 | 1 | 1 | 1
PG&E FRESNO | Cantua | 115 | 0 | 0 | 0 | 0 | 0 | 0 | 0 | 0 | 0 | 1 | 1 | 1 | 0 | 0 | 0 | 100 | 0 | 0 | 0 | 100 | 100 | 0 | 0 | 0 | 100 | 0 | 0 | 0 | 100 | 100 | 3 | 1 | 3
SDGE | Capistrano | 138 | 0 | 0 | 0 | 0 | 0 | 0 | 25 | 25 | 25 | 1 | 1 | 1 | 0 | 0 | 0 | 0 | 0 | 0 | 25 | 25 | 25 | 0 | 0 | 0 | 0 | 0 | 0 | 25 | 25 | 25 | 1 | 1 | 1
SDGE | Capistrano | 230 | 0 | 0 | 0 | 0 | 0 | 0 | 25 | 25 | 25 | 1 | 1 | 5 | 0 | 0 | 0 | 0 | 0 | 0 | 25 | 25 | 25 | 0 | 0 | 0 | 0 | 0 | 0 | 25 | 25 | 25 | 1 | 1 | 5
PG&E NGBA | Carberry | 230 | 0 | 0 | 0 | 0 | 0 | 0 | 0 | 0 | 0 | 1 | 1 | 1 | 0 | 0 | 0 | 0 | 0 | 0 | 0 | 0 | 0 | 0 | 0 | 0 | 0 | 0 | 0 | 0 | 0 | 0 | 1 | 1 | 1
SCE Eastern | Cardiff | 66 | 0 | 0 | 0 | 0 | 0 | 0 | 0 | 0 | 0 | 1 | 1 | 1 | 0 | 0 | 0 | 0 | 0 | 0 | 0 | 0 | 0 | 0 | 0 | 0 | 0 | 0 | 0 | 0 | 0 | 0 | 1 | 1 | 1
PG&E NGBA | Caribou | 60 | 0 | 0 | 0 | 0 | 0 | 0 | 0 | 0 | 0 | 1 | 1 | 1 | 0 | 0 | 0 | 0 | 0 | 0 | 0 | 0 | 0 | 0 | 0 | 0 | 0 | 0 | 0 | 0 | 0 | 0 | 1 | 1 | 1
PG&E NGBA | Caribou | 115 | 0 | 0 | 0 | 0 | 0 | 0 | 0 | 0 | 0 | 1 | 1 | 1 | 0 | 0 | 0 | 0 | 0 | 0 | 0 | 0 | 0 | 0 | 0 | 0 | 0 | 0 | 0 | 0 | 0 | 0 | 1 | 1 | 1
PG&E NGBA | Caribou | 230 | 0 | 0 | 0 | 0 | 0 | 0 | 0 | 0 | 0 | 1 | 1 | 1 | 0 | 0 | 0 | 0 | 0 | 0 | 0 | 0 | 0 | 0 | 0 | 0 | 0 | 0 | 0 | 0 | 0 | 0 | 1 | 1 | 1
EOP | Carpenter Canyon (fka Gamebird) | 138 | 0 | 0 | 0 | 0 | 0 | 0 | 0 | 0 | 0 | 1 | 1 | 1 | 0 | 0 | 0 | 0 | 0 | 0 | 0 | 0 | 0 | 0 | 0 | 0 | 0 | 0 | 0 | 0 | 0 | 0 | 1 | 1 | 1
EOP | Carpenter Canyon (fka Gamebird) | 230 | 0 | 0 | 0 | 0 | 0 | 0 | 36.5 | 36.5 | 36.5 | 1 | 1 | 5 | 0 | 0 | 0 | 0 | 0 | 0 | 36.5 | 36.5 | 36.5 | 0 | 0 | 0 | 0 | 0 | 0 | 36.5 | 36.5 | 36.5 | 1 | 1 | 5
PG&E NGBA | Carquinez | 115 | 0 | 0 | 0 | 0 | 0 | 0 | 0 | 0 | 0 | 1 | 1 | 1 | 0 | 0 | 0 | 0 | 0 | 0 | 0 | 0 | 0 | 0 | 0 | 0 | 0 | 0 | 0 | 0 | 0 | 0 | 1 | 1 | 1
SDGE | Carrizo Gorge | 138 | 0 | 0 | 0 | 0 | 0 | 70 | 0 | 70 | 70 | 2 | 1 | 2 | 0 | 0 | 0 | 0 | 0 | 0 | 0 | 0 | 0 | 0 | 0 | 0 | 0 | 0 | 70 | 0 | 70 | 70 | 2 | 1 | 2
PG&E KERN | Carrizo Plains | 115 | 0 | 0 | 0 | 0 | 0 | 0 | 0 | 0 | 0 | 1 | 1 | 1 | 0 | 0 | 0 | 0 | 0 | 0 | 0 | 0 | 0 | 0 | 0 | 0 | 0 | 0 | 0 | 0 | 0 | 0 | 1 | 1 | 1
PG&E KERN | Casaloma | 230 | 0 | 0 | 0 | 0 | 0 | 0 | 0 | 0 | 0 | 1 | 1 | 1 | 0 | 0 | 0 | 0 | 0 | 0 | 0 | 0 | 0 | 0 | 0 | 0 | 0 | 0 | 0 | 0 | 0 | 0 | 1 | 1 | 1
PG&E GBA | Castro Valley | 230 | 0 | 0 | 0 | 0 | 0 | 0 | 0 | 0 | 0 | 1 | 1 | 1 | 0 | 0 | 0 | 0 | 0 | 0 | 0 | 0 | 0 | 0 | 0 | 0 | 0 | 0 | 0 | 0 | 0 | 0 | 1 | 1 | 1
PG&E GBA | Cayetano | 230 | 0 | 0 | 0 | 0 | 0 | 0 | 0 | 0 | 0 | 1 | 1 | 1 | 0 | 0 | 0 | 0 | 0 | 0 | 0 | 0 | 0 | 0 | 0 | 0 | 0 | 0 | 0 | 0 | 0 | 0 | 1 | 1 | 1
SCE Metro | Center | 230 | 0 | 0 | 0 | 0 | 0 | 0 | 1000 | 1000 | 1000 | 2 | 1 | 2 | 0 | 0 | 0 | 0 | 0 | 0 | 1000 | 1000 | 1000 | 0 | 0 | 0 | 0 | 0 | 0 | 1000 | 1000 | 1000 | 2 | 1 | 2
PG&E KERN | Charca | 115 | 0 | 0 | 0 | 0 | 0 | 0 | 0 | 0 | 0 | 1 | 1 | 1 | 0 | 0 | 0 | 0 | 0 | 0 | 0 | 0 | 0 | 0 | 0 | 0 | 0 | 0 | 0 | 0 | 0 | 0 | 1 | 1 | 1
EOP | Charleston | 138 | 0 | 0 | 0 | 0 | 0 | 0 | 0 | 0 | 0 | 1 | 1 | 1 | 0 | 0 | 0 | 0 | 0 | 0 | 0 | 0 | 0 | 0 | 0 | 0 | 0 | 0 | 0 | 0 | 0 | 0 | 1 | 1 | 1
SCE Metro | Chevmain | 230 | 0 | 0 | 0 | 0 | 0 | 0 | 1000 | 1000 | 1000 | 2 | 1 | 2 | 0 | 0 | 0 | 0 | 0 | 0 | 1000 | 1000 | 1000 | 0 | 0 | 0 | 0 | 0 | 0 | 1000 | 1000 | 1000 | 2 | 1 | 2
SDGE | Chicarita | 138 | 0 | 0 | 0 | 0 | 0 | 0 | 0 | 0 | 0 | 1 | 1 | 1 | 0 | 0 | 0 | 0 | 0 | 0 | 0 | 0 | 0 | 0 | 0 | 0 | 0 | 0 | 0 | 0 | 0 | 0 | 1 | 1 | 1
SCE Metro | Chino | 230 | 0 | 0 | 0 | 0 | 0 | 225 | 800 | 1025 | 1025 | 2 | 1 | 2 | 0 | 0 | 0 | 0 | 0 | 0 | 800 | 800 | 800 | 0 | 0 | 0 | 0 | 0 | 225 | 800 | 1025 | 1025 | 2 | 1 | 2
PG&E FRESNO | Chowchilla | 115 | 0 | 0 | 0 | 0 | 0 | 0 | 0 | 0 | 0 | 1 | 1 | 1 | 0 | 0 | 0 | 0 | 0 | 0 | 0 | 0 | 0 | 0 | 0 | 0 | 0 | 0 | 0 | 0 | 0 | 0 | 1 | 1 | 1
PG&E GBA | Christie | 60 | 0 | 0 | 0 | 0 | 0 | 0 | 0 | 0 | 0 | 1 | 1 | 1 | 0 | 0 | 0 | 0 | 0 | 0 | 0 | 0 | 0 | 0 | 0 | 0 | 0 | 0 | 0 | 0 | 0 | 0 | 1 | 1 | 1
PG&E GBA | Christie | 115 | 0 | 0 | 0 | 0 | 0 | 0 | 0 | 0 | 0 | 1 | 1 | 1 | 0 | 0 | 0 | 0 | 0 | 0 | 0 | 0 | 0 | 0 | 0 | 0 | 0 | 0 | 0 | 0 | 0 | 0 | 1 | 1 | 1
SCE Eastern | Cielo Azul | 500 | 0 | 0 | 0 | 0 | 2520 | 471.516 | 562 | 3553.516 | 3553.516 | 3 | 1 | 3 | 0 | 0 | 0 | 0 | 495 | 0 | 562 | 1057 | 1057 | 0 | 0 | 0 | 0 | 2520 | 471.516 | 562 | 3553.516 | 3553.516 | 3 | 1 | 3
PG&E GBA | Clay | 60 | 0 | 0 | 0 | 0 | 0 | 0 | 0 | 0 | 0 | 1 | 1 | 1 | 0 | 0 | 0 | 0 | 0 | 0 | 0 | 0 | 0 | 0 | 0 | 0 | 0 | 0 | 0 | 0 | 0 | 0 | 1 | 1 | 1
PG&E GBA | Clayton | 115 | 0 | 0 | 0 | 0 | 0 | 0 | 0 | 0 | 0 | 1 | 1 | 1 | 0 | 0 | 0 | 0 | 0 | 0 | 0 | 0 | 0 | 0 | 0 | 0 | 0 | 0 | 0 | 0 | 0 | 0 | 1 | 1 | 1
PG&E NGBA | Cloverdale | 115 | 0 | 0 | 0 | 0 | 0 | 0 | 0 | 0 | 0 | 1 | 1 | 1 | 0 | 0 | 0 | 0 | 0 | 0 | 0 | 0 | 0 | 0 | 0 | 0 | 0 | 0 | 0 | 0 | 0 | 0 | 1 | 1 | 1
PG&E FRESNO | Clovis | 115 | 0 | 0 | 0 | 0 | 0 | 0 | 0 | 0 | 0 | 1 | 1 | 1 | 0 | 0 | 0 | 0 | 0 | 0 | 0 | 0 | 0 | 0 | 0 | 0 | 0 | 0 | 0 | 0 | 0 | 0 | 1 | 1 | 1
PG&E GBA | Coburn | 230 | 0 | 0 | 0 | 0 | 0 | 0 | 0 | 0 | 0 | 1 | 1 | 1 | 100 | 0 | 100 | 1244 | 0 | 0 | 0 | 1244 | 1344 | 100 | 0 | 100 | 1244 | 0 | 0 | 0 | 1244 | 1344 | 2 | 2 | 2
PG&E GBA | Coburn | 60 | 0 | 0 | 0 | 0 | 0 | 0 | 0 | 0 | 0 | 1 | 1 | 1 | 0 | 0 | 0 | 0 | 0 | 0 | 0 | 0 | 0 | 0 | 0 | 0 | 0 | 0 | 0 | 0 | 0 | 0 | 1 | 1 | 1
PG&E NGBA | Colgate | 230 | 0 | 0 | 0 | 0 | 0 | 0 | 0 | 0 | 0 | 1 | 1 | 1 | 0 | 0 | 0 | 0 | 0 | 0 | 0 | 0 | 0 | 0 | 0 | 0 | 0 | 0 | 0 | 0 | 0 | 0 | 1 | 1 | 1
PG&E GBA | Collierville | 230 | 0 | 0 | 0 | 0 | 0 | 0 | 0 | 0 | 0 | 1 | 1 | 1 | 0 | 0 | 0 | 0 | 0 | 0 | 0 | 0 | 0 | 0 | 0 | 0 | 0 | 0 | 0 | 0 | 0 | 0 | 1 | 1 | 1
PG&E GBA | Collinsville | 230 | 0 | 0 | 0 | 0 | 0 | 0 | 0 | 0 | 0 | 1 | 1 | 1 | 0 | 0 | 0 | 601 | 0 | 0 | 0 | 601 | 601 | 0 | 0 | 0 | 601 | 0 | 0 | 0 | 601 | 601 | 1 | 1 | 1
PG&E GBA | Collinsville | 500 | 0 | 0 | 0 | 0 | 0 | 0 | 0 | 0 | 0 | 1 | 1 | 1 | 0 | 0 | 0 | 0 | 0 | 0 | 0 | 0 | 0 | 0 | 0 | 0 | 0 | 0 | 0 | 0 | 0 | 0 | 1 | 1 | 1
SCE Eastern | Colorado River | 230 | 0 | 0 | 0 | 400 | 500 | 30 | 0 | 930 | 930 | 1 | 1 | 1 | 0 | 0 | 0 | 400 | 0 | 0 | 0 | 400 | 400 | 0 | 0 | 0 | 400 | 500 | 30 | 0 | 930 | 930 | 1 | 1 | 1
SCE Eastern | Colorado River | 500 | 0 | 0 | 0 | 350 | 350 | 0 | 0 | 700 | 700 | 1 | 1 | 1 | 0 | 0 | 0 | 0 | 0 | 0 | 0 | 0 | 0 | 0 | 0 | 0 | 0 | 0 | 0 | 0 | 0 | 0 | 1 | 1 | 1
PG&E KERN | Columbus | 115 | 0 | 0 | 0 | 100 | 0 | 0 | 0 | 100 | 100 | 3 | 1 | 3 | 0 | 0 | 0 | 100 | 0 | 0 | 0 | 100 | 100 | 0 | 0 | 0 | 100 | 0 | 0 | 0 | 100 | 100 | 3 | 1 | 3
PG&E GBA | Contra Costa | 115 | 0 | 0 | 0 | 0 | 0 | 0 | 0 | 0 | 0 | 1 | 1 | 1 | 0 | 0 | 0 | 0 | 0 | 0 | 0 | 0 | 0 | 0 | 0 | 0 | 0 | 0 | 0 | 0 | 0 | 0 | 1 | 1 | 1
PG&E GBA | Contra Costa | 230 | 0 | 0 | 0 | 0 | 0 | 0 | 0 | 0 | 0 | 1 | 1 | 1 | 0 | 0 | 0 | 0 | 0 | 0 | 0 | 0 | 0 | 0 | 0 | 0 | 0 | 0 | 0 | 0 | 0 | 0 | 1 | 1 | 1
PG&E GBA | Contra Costa PP | 230 | 0 | 0 | 0 | 0 | 0 | 0 | 0 | 0 | 0 | 1 | 1 | 1 | 0 | 0 | 0 | 0 | 0 | 0 | 0 | 0 | 0 | 0 | 0 | 0 | 0 | 0 | 0 | 0 | 0 | 0 | 1 | 1 | 1
SCE NOL | Control | 115 | 0 | 0 | 0 | 0 | 0 | 0 | 0 | 0 | 0 | 1 | 1 | 1 | 0 | 0 | 0 | 0 | 0 | 0 | 0 | 0 | 0 | 0 | 0 | 0 | 0 | 0 | 0 | 0 | 0 | 0 | 1 | 1 | 1
SCE NOL | Control | 55 | 0 | 0 | 0 | 0 | 0 | 0 | 0 | 0 | 0 | 1 | 1 | 1 | 0 | 0 | 0 | 0 | 0 | 0 | 0 | 0 | 0 | 0 | 0 | 0 | 0 | 0 | 0 | 0 | 0 | 0 | 1 | 1 | 1
PG&E GBA | Cooley Landing | 115 | 0 | 0 | 0 | 0 | 100 | 0 | 0 | 100 | 100 | 3 | 1 | 3 | 0 | 0 | 0 | 0 | 100 | 0 | 0 | 100 | 100 | 0 | 0 | 0 | 0 | 100 | 0 | 0 | 100 | 100 | 3 | 1 | 3
PG&E GBA | Cooley Landing | 60 | 0 | 0 | 0 | 0 | 0 | 0 | 0 | 0 | 0 | 1 | 1 | 1 | 0 | 0 | 0 | 0 | 0 | 0 | 0 | 0 | 0 | 0 | 0 | 0 | 0 | 0 | 0 | 0 | 0 | 0 | 1 | 1 | 1
SCE NOL | Coolwater | 230 | 0 | 0 | 0 | 0 | 0 | 0 | 0 | 0 | 0 | 1 | 1 | 1 | 0 | 0 | 0 | 0 | 0 | 0 | 0 | 0 | 0 | 0 | 0 | 0 | 0 | 0 | 0 | 0 | 0 | 0 | 1 | 1 | 1
SCE NOL | Coolwater | 115 | 0 | 0 | 0 | 0 | 0 | 113.5 | 0 | 113.5 | 113.5 | 3 | 1 | 3 | 0 | 0 | 0 | 0 | 0 | 0 | 0 | 0 | 0 | 0 | 0 | 0 | 0 | 0 | 113.5 | 0 | 113.5 | 113.5 | 3 | 1 | 3
PG&E KERN | Copus | 70 | 0 | 0 | 0 | 0 | 0 | 0 | 0 | 0 | 0 | 1 | 1 | 1 | 0 | 0 | 0 | 0 | 0 | 0 | 0 | 0 | 0 | 0 | 0 | 0 | 0 | 0 | 0 | 0 | 0 | 0 | 1 | 1 | 1
PG&E FRESNO | Corcoran | 70 | 0 | 0 | 0 | 0 | 0 | 0 | 0 | 0 | 0 | 1 | 1 | 1 | 0 | 0 | 0 | 0 | 0 | 0 | 0 | 0 | 0 | 0 | 0 | 0 | 0 | 0 | 0 | 0 | 0 | 0 | 1 | 1 | 1
PG&E FRESNO | Corcoran | 115 | 0 | 0 | 0 | 0 | 0 | 0 | 0 | 0 | 0 | 1 | 1 | 1 | 0 | 0 | 0 | 0 | 0 | 0 | 0 | 0 | 0 | 0 | 0 | 0 | 0 | 0 | 0 | 0 | 0 | 0 | 1 | 1 | 1
PG&E NGBA | Corona | 115 | 0 | 0 | 0 | 0 | 0 | 0 | 0 | 0 | 0 | 1 | 1 | 1 | 0 | 0 | 0 | 0 | 0 | 0 | 0 | 0 | 0 | 0 | 0 | 0 | 0 | 0 | 0 | 0 | 0 | 0 | 1 | 1 | 1
PG&E NGBA | Cortina | 230 | 0 | 0 | 0 | 0 | 0 | 0 | 0 | 0 | 0 | 1 | 1 | 1 | 0 | 0 | 0 | 0 | 0 | 0 | 0 | 0 | 0 | 0 | 0 | 0 | 0 | 0 | 0 | 0 | 0 | 0 | 1 | 1 | 1
PG&E NGBA | Cortina | 115 | 0 | 0 | 0 | 0 | 0 | 0 | 0 | 0 | 0 | 1 | 1 | 1 | 0 | 0 | 0 | 0 | 0 | 0 | 0 | 0 | 0 | 0 | 0 | 0 | 0 | 0 | 0 | 0 | 0 | 0 | 1 | 1 | 1
PG&E GBA | Cottle | 230 | 0 | 0 | 0 | 0 | 0 | 0 | 0 | 0 | 0 | 1 | 1 | 1 | 0 | 0 | 0 | 0 | 0 | 0 | 0 | 0 | 0 | 0 | 0 | 0 | 0 | 0 | 0 | 0 | 0 | 0 | 1 | 1 | 1
PG&E NGBA | Cottonwood | 115 | 0 | 0 | 0 | 0 | 0 | 0 | 0 | 0 | 0 | 1 | 1 | 1 | 0 | 0 | 0 | 0 | 0 | 0 | 0 | 0 | 0 | 0 | 0 | 0 | 0 | 0 | 0 | 0 | 0 | 0 | 1 | 1 | 1
PG&E NGBA | Cottonwood | 230 | 0 | 0 | 0 | 0 | 0 | 0 | 0 | 0 | 0 | 1 | 1 | 1 | 0 | 0 | 0 | 0 | 0 | 0 | 0 | 0 | 0 | 0 | 0 | 0 | 0 | 0 | 0 | 0 | 0 | 0 | 1 | 1 | 1
PG&E NGBA | Cottonwood | 60 | 0 | 0 | 0 | 0 | 0 | 0 | 0 | 0 | 0 | 1 | 1 | 1 | 0 | 0 | 0 | 0 | 0 | 0 | 0 | 0 | 0 | 0 | 0 | 0 | 0 | 0 | 0 | 0 | 0 | 0 | 1 | 1 | 1
PG&E NGBA | Cove Road | 230 | 0 | 0 | 0 | 0 | 0 | 0 | 0 | 0 | 0 | 1 | 1 | 1 | 0 | 0 | 0 | 0 | 0 | 0 | 0 | 0 | 0 | 0 | 0 | 0 | 0 | 0 | 0 | 0 | 0 | 0 | 1 | 1 | 1
PG&E GBA | Coyote | 230 | 0 | 0 | 0 | 100 | 0 | 0 | 0 | 100 | 100 | 1 | 1 | 2 | 0 | 0 | 0 | 100 | 0 | 0 | 0 | 100 | 100 | 0 | 0 | 0 | 100 | 0 | 0 | 0 | 100 | 100 | 1 | 1 | 2
PG&E GBA | Crazy Horse Canyon | 115 | 0 | 0 | 0 | 0 | 0 | 0 | 0 | 0 | 0 | 1 | 1 | 1 | 0 | 0 | 0 | 0 | 0 | 0 | 0 | 0 | 0 | 0 | 0 | 0 | 0 | 0 | 0 | 0 | 0 | 0 | 1 | 1 | 1
SDGE | Creelman | 69 | 0 | 0 | 0 | 0 | 0 | 7.36 | 0 | 7.36 | 7.36 | 3 | 1 | 3 | 0 | 0 | 0 | 0 | 0 | 0 | 0 | 0 | 0 | 0 | 0 | 0 | 0 | 0 | 7.36 | 0 | 7.36 | 7.36 | 3 | 1 | 3
PG&E FRESNO | Crescent | 70 | 0 | 0 | 0 | 0 | 35 | 35 | 0 | 70 | 70 | 4 | 1 | 4 | 0 | 0 | 0 | 0 | 0 | 0 | 0 | 0 | 0 | 0 | 0 | 0 | 0 | 35 | 35 | 0 | 70 | 70 | 4 | 1 | 4
PG&E FRESNO | Cressey | 115 | 0 | 0 | 0 | 0 | 0 | 0 | 0 | 0 | 0 | 1 | 1 | 1 | 0 | 0 | 0 | 0 | 0 | 0 | 0 | 0 | 0 | 0 | 0 | 0 | 0 | 0 | 0 | 0 | 0 | 0 | 1 | 1 | 1
PG&E NGBA | Cresta | 230 | 0 | 0 | 0 | 0 | 0 | 0 | 0 | 0 | 0 | 1 | 1 | 1 | 0 | 0 | 0 | 0 | 0 | 0 | 0 | 0 | 0 | 0 | 0 | 0 | 0 | 0 | 0 | 0 | 0 | 0 | 1 | 1 | 1
SDGE | Crestwood | 69 | 0 | 0 | 0 | 0 | 0 | 0 | 0 | 0 | 0 | 1 | 1 | 1 | 0 | 0 | 0 | 0 | 0 | 0 | 0 | 0 | 0 | 0 | 0 | 0 | 0 | 0 | 0 | 0 | 0 | 0 | 1 | 1 | 1
PG&E GBA | Crow Creek | 60 | 0 | 0 | 0 | 0 | 0 | 0 | 0 | 0 | 0 | 1 | 1 | 1 | 0 | 0 | 0 | 0 | 0 | 0 | 0 | 0 | 0 | 0 | 0 | 0 | 0 | 0 | 0 | 0 | 0 | 0 | 1 | 1 | 1
PG&E GBA | Crows Landing | 60 | 0 | 0 | 0 | 0 | 0 | 0 | 0 | 0 | 0 | 1 | 1 | 1 | 0 | 0 | 0 | 0 | 0 | 0 | 0 | 0 | 0 | 0 | 0 | 0 | 0 | 0 | 0 | 0 | 0 | 0 | 1 | 1 | 1
PG&E GBA | Curtis | 115 | 0 | 0 | 0 | 0 | 0 | 0 | 0 | 0 | 0 | 1 | 1 | 1 | 0 | 0 | 0 | 0 | 0 | 0 | 0 | 0 | 0 | 0 | 0 | 0 | 0 | 0 | 0 | 0 | 0 | 0 | 1 | 1 | 1
PG&E FRESNO | Dairyland | 115 | 0 | 0 | 0 | 0 | 0 | 0 | 0 | 0 | 0 | 1 | 1 | 1 | 0 | 0 | 0 | 0 | 0 | 0 | 0 | 0 | 0 | 0 | 0 | 0 | 0 | 0 | 0 | 0 | 0 | 0 | 1 | 1 | 1
PG&E NGBA | Davis | 115 | 0 | 0 | 0 | 0 | 100 | 0 | 0 | 100 | 100 | 3 | 1 | 3 | 0 | 0 | 0 | 0 | 100 | 0 | 0 | 100 | 100 | 0 | 0 | 0 | 0 | 100 | 0 | 0 | 100 | 100 | 3 | 1 | 3
SCE Metro | Del Amo | 500 | 0 | 0 | 0 | 0 | 0 | 0 | 912 | 912 | 912 | 1 | 1 | 1 | 0 | 0 | 0 | 0 | 0 | 0 | 912 | 912 | 912 | 0 | 0 | 0 | 0 | 0 | 0 | 912 | 912 | 912 | 1 | 1 | 1
SCE Metro | Del Amo | 230 | 0 | 0 | 0 | 0 | 0 | 0 | 800 | 800 | 800 | 1 | 1 | 1 | 0 | 0 | 0 | 0 | 0 | 0 | 800 | 800 | 800 | 0 | 0 | 0 | 0 | 0 | 0 | 800 | 800 | 800 | 1 | 1 | 1
SCE Eastern | Delaney | 500 | 0 | 0 | 0 | 0 | 1860 | 0 | 340 | 2200 | 2200 | 2 | 1 | 2 | 0 | 0 | 0 | 0 | 1860 | 0 | 340 | 2200 | 2200 | 0 | 0 | 0 | 0 | 1860 | 0 | 340 | 2200 | 2200 | 2 | 1 | 2
PG&E NGBA | Delevan | 230 | 0 | 0 | 0 | 0 | 0 | 0 | 0 | 0 | 0 | 1 | 1 | 1 | 0 | 0 | 0 | 0 | 0 | 0 | 0 | 0 | 0 | 0 | 0 | 0 | 0 | 0 | 0 | 0 | 0 | 0 | 1 | 1 | 1
PG&E GBA | Delta PP | 230 | 0 | 0 | 0 | 0 | 0 | 0 | 0 | 0 | 0 | 1 | 1 | 1 | 0 | 0 | 0 | 0 | 0 | 0 | 0 | 0 | 0 | 0 | 0 | 0 | 0 | 0 | 0 | 0 | 0 | 0 | 1 | 1 | 1
EOP | Desert View | 230 | 0 | 0 | 0 | 0 | 0 | 0 | 0 | 0 | 0 | 1 | 1 | 1 | 0 | 0 | 0 | 0 | 0 | 0 | 0 | 0 | 0 | 0 | 0 | 0 | 0 | 0 | 0 | 0 | 0 | 0 | 1 | 1 | 1
SCE Eastern | Devers | 230 | 0 | 0 | 0 | 300 | 0 | 200 | 100 | 600 | 600 | 1 | 1 | 1 | 0 | 0 | 0 | 300 | 0 | 0 | 0 | 300 | 300 | 0 | 0 | 0 | 300 | 0 | 200 | 100 | 600 | 600 | 1 | 1 | 1
SCE Eastern | Devers | 500 | 0 | 0 | 0 | 0 | 0 | 0 | 0 | 0 | 0 | 1 | 1 | 1 | 0 | 0 | 0 | 0 | 0 | 0 | 0 | 0 | 0 | 0 | 0 | 0 | 0 | 0 | 0 | 0 | 0 | 0 | 1 | 1 | 1
PG&E KERN | Diablo Canyon | 230 | 0 | 0 | 0 | 0 | 0 | 0 | 0 | 0 | 0 | 1 | 1 | 1 | 0 | 0 | 0 | 0 | 0 | 0 | 0 | 0 | 0 | 0 | 0 | 0 | 0 | 0 | 0 | 0 | 0 | 0 | 1 | 1 | 1
PG&E KERN | Diablo Canyon | 500 | 0 | 0 | 0 | 0 | 0 | 0 | 0 | 0 | 0 | 1 | 1 | 1 | 0 | 0 | 0 | 0 | 0 | 0 | 0 | 0 | 0 | 0 | 0 | 0 | 0 | 0 | 0 | 0 | 0 | 0 | 1 | 1 | 1
PG&E KERN | Divide | 115 | 0 | 0 | 0 | 0 | 0 | 0 | 0 | 0 | 0 | 1 | 1 | 1 | 0 | 0 | 0 | 0 | 0 | 0 | 0 | 0 | 0 | 0 | 0 | 0 | 0 | 0 | 0 | 0 | 0 | 0 | 1 | 1 | 1
PG&E GBA | Dixon Landing | 115 | 0 | 0 | 0 | 0 | 0 | 0 | 0 | 0 | 0 | 1 | 1 | 1 | 0 | 0 | 0 | 0 | 0 | 0 | 0 | 0 | 0 | 0 | 0 | 0 | 0 | 0 | 0 | 0 | 0 | 0 | 1 | 1 | 1
PG&E FRESNO | Dos Amigos | 230 | 0 | 0 | 0 | 0 | 0 | 0 | 758 | 758 | 758 | 1 | 1 | 1 | 0 | 0 | 0 | 632 | 0 | 0 | 758 | 1390 | 1390 | 0 | 0 | 0 | 632 | 0 | 0 | 758 | 1390 | 1390 | 2 | 1 | 2
PG&E NGBA | Drum | 115 | 0 | 0 | 0 | 0 | 0 | 0 | 0 | 0 | 0 | 1 | 1 | 1 | 0 | 0 | 0 | 0 | 0 | 0 | 0 | 0 | 0 | 0 | 0 | 0 | 0 | 0 | 0 | 0 | 0 | 0 | 1 | 1 | 1
PG&E GBA | Dumbarton | 115 | 0 | 0 | 0 | 0 | 0 | 0 | 0 | 0 | 0 | 1 | 1 | 1 | 0 | 0 | 0 | 0 | 0 | 0 | 0 | 0 | 0 | 0 | 0 | 0 | 0 | 0 | 0 | 0 | 0 | 0 | 1 | 1 | 1
SCE NOL | Dunn Siding | 115 | 0 | 0 | 0 | 0 | 0 | 0 | 0 | 0 | 0 | 1 | 1 | 1 | 0 | 0 | 0 | 0 | 0 | 0 | 0 | 0 | 0 | 0 | 0 | 0 | 0 | 0 | 0 | 0 | 0 | 0 | 1 | 1 | 1
SCE Eastern | Eagle Mountain | 230 | 0 | 0 | 0 | 0 | 0 | 0 | 0 | 0 | 0 | 1 | 1 | 1 | 0 | 0 | 0 | 0 | 0 | 0 | 0 | 0 | 0 | 0 | 0 | 0 | 0 | 0 | 0 | 0 | 0 | 0 | 1 | 1 | 1
PG&E NGBA | Eagle Rock (PGE) | 60 | 0 | 0 | 0 | 0 | 0 | 0 | 0 | 0 | 0 | 1 | 1 | 1 | 0 | 0 | 0 | 0 | 0 | 0 | 0 | 0 | 0 | 0 | 0 | 0 | 0 | 0 | 0 | 0 | 0 | 0 | 1 | 1 | 1
PG&E NGBA | Eagle Rock (PGE) | 115 | 0 | 0 | 0 | 0 | 0 | 0 | 0 | 0 | 0 | 1 | 1 | 1 | 0 | 0 | 0 | 0 | 0 | 0 | 0 | 0 | 0 | 0 | 0 | 0 | 0 | 0 | 0 | 0 | 0 | 0 | 1 | 1 | 1
SCE Metro | Eagle Rock (SCE) | 230 | 0 | 0 | 0 | 0 | 0 | 0 | 590 | 590 | 590 | 1 | 1 | 1 | 0 | 0 | 0 | 0 | 0 | 0 | 590 | 590 | 590 | 0 | 0 | 0 | 0 | 0 | 0 | 590 | 590 | 590 | 1 | 1 | 1
PG&E NGBA | East Marysville | 115 | 0 | 0 | 0 | 0 | 0 | 0 | 0 | 0 | 0 | 1 | 1 | 1 | 0 | 0 | 0 | 0 | 0 | 0 | 0 | 0 | 0 | 0 | 0 | 0 | 0 | 0 | 0 | 0 | 0 | 0 | 1 | 1 | 1
PG&E NGBA | East Nicolaus | 115 | 0 | 0 | 0 | 0 | 0 | 0 | 0 | 0 | 0 | 1 | 1 | 1 | 0 | 0 | 0 | 0 | 0 | 0 | 0 | 0 | 0 | 0 | 0 | 0 | 0 | 0 | 0 | 0 | 0 | 0 | 1 | 1 | 1
PG&E NGBA | East Nicolaus | 60 | 0 | 0 | 0 | 0 | 0 | 0 | 0 | 0 | 0 | 1 | 1 | 1 | 0 | 0 | 0 | 0 | 0 | 0 | 0 | 0 | 0 | 0 | 0 | 0 | 0 | 0 | 0 | 0 | 0 | 0 | 1 | 1 | 1
PG&E GBA | Eastshore | 115 | 0 | 0 | 0 | 0 | 0 | 0 | 0 | 0 | 0 | 1 | 1 | 1 | 0 | 0 | 0 | 0 | 0 | 0 | 0 | 0 | 0 | 0 | 0 | 0 | 0 | 0 | 0 | 0 | 0 | 0 | 1 | 1 | 1
PG&E GBA | Eastshore | 230 | 0 | 0 | 0 | 0 | 0 | 0 | 0 | 0 | 0 | 1 | 1 | 1 | 0 | 0 | 0 | 0 | 0 | 0 | 0 | 0 | 0 | 0 | 0 | 0 | 0 | 0 | 0 | 0 | 0 | 0 | 1 | 1 | 1
SDGE | ECO | 138 | 0 | 0 | 0 | 0 | 0 | 0 | 0 | 0 | 0 | 1 | 1 | 1 | 0 | 0 | 0 | 0 | 100 | 0 | 0 | 100 | 100 | 0 | 0 | 0 | 0 | 100 | 0 | 0 | 100 | 100 | 3 | 1 | 3
SDGE | ECO | 230 | 0 | 0 | 0 | 0 | 0 | 0 | 0 | 0 | 0 | 1 | 1 | 1 | 0 | 0 | 0 | 0 | 0 | 0 | 0 | 0 | 0 | 0 | 0 | 0 | 0 | 0 | 0 | 0 | 0 | 0 | 1 | 1 | 1
SDGE | ECO | 500 | 0 | 0 | 0 | 0 | 0 | 0 | 0 | 0 | 0 | 1 | 1 | 1 | 0 | 0 | 0 | 0 | 0 | 0 | 0 | 0 | 0 | 0 | 0 | 0 | 0 | 0 | 0 | 0 | 0 | 0 | 1 | 1 | 1
PG&E GBA | Edenvale | 115 | 0 | 0 | 0 | 0 | 0 | 0 | 0 | 0 | 0 | 1 | 1 | 1 | 0 | 0 | 0 | 0 | 0 | 0 | 0 | 0 | 0 | 0 | 0 | 0 | 0 | 0 | 0 | 0 | 0 | 0 | 1 | 1 | 1
PG&E GBA | Edes | 115 | 0 | 0 | 0 | 0 | 0 | 0 | 0 | 0 | 0 | 1 | 1 | 1 | 0 | 0 | 0 | 0 | 0 | 0 | 0 | 0 | 0 | 0 | 0 | 0 | 0 | 0 | 0 | 0 | 0 | 0 | 1 | 1 | 1
PG&E GBA | Eight Mile | 230 | 0 | 0 | 0 | 0 | 1100 | 0 | 0 | 1100 | 1100 | 2 | 1 | 2 | 0 | 0 | 0 | 0 | 1100 | 0 | 0 | 1100 | 1100 | 0 | 0 | 0 | 0 | 1100 | 0 | 0 | 1100 | 1100 | 2 | 1 | 2
SDGE | El Cajon | 69 | 0 | 0 | 0 | 0 | 0 | 0 | 0 | 0 | 0 | 1 | 1 | 1 | 0 | 0 | 0 | 0 | 0 | 0 | 0 | 0 | 0 | 0 | 0 | 0 | 0 | 0 | 0 | 0 | 0 | 0 | 1 | 1 | 1
SCE Eastern | El Casco | 230 | 0 | 0 | 0 | 0 | 0 | 0 | 0 | 0 | 0 | 1 | 1 | 1 | 0 | 0 | 0 | 0 | 0 | 0 | 0 | 0 | 0 | 0 | 0 | 0 | 0 | 0 | 0 | 0 | 0 | 0 | 1 | 1 | 1
PG&E GBA | El Cerrito G | 115 | 0 | 0 | 0 | 0 | 0 | 0 | 0 | 0 | 0 | 1 | 1 | 1 | 0 | 0 | 0 | 0 | 0 | 0 | 0 | 0 | 0 | 0 | 0 | 0 | 0 | 0 | 0 | 0 | 0 | 0 | 1 | 1 | 1
PG&E NGBA | El Dorado PH | 115 | 0 | 0 | 0 | 0 | 0 | 0 | 0 | 0 | 0 | 1 | 1 | 1 | 0 | 0 | 0 | 0 | 0 | 0 | 0 | 0 | 0 | 0 | 0 | 0 | 0 | 0 | 0 | 0 | 0 | 0 | 1 | 1 | 1
PG&E FRESNO | El Nido (PGE) | 115 | 0 | 0 | 0 | 0 | 0 | 0 | 0 | 0 | 0 | 1 | 1 | 1 | 0 | 0 | 0 | 0 | 0 | 0 | 0 | 0 | 0 | 0 | 0 | 0 | 0 | 0 | 0 | 0 | 0 | 0 | 1 | 1 | 1
SCE Metro | El Nido (SCE) | 230 | 0 | 0 | 0 | 0 | 0 | 0 | 90 | 90 | 90 | 1 | 1 | 2 | 0 | 0 | 0 | 0 | 0 | 0 | 90 | 90 | 90 | 0 | 0 | 0 | 0 | 0 | 0 | 90 | 90 | 90 | 1 | 1 | 2
PG&E GBA | El Patio | 115 | 0 | 0 | 0 | 0 | 0 | 0 | 0 | 0 | 0 | 1 | 1 | 1 | 0 | 0 | 0 | 0 | 0 | 0 | 0 | 0 | 0 | 0 | 0 | 0 | 0 | 0 | 0 | 0 | 0 | 0 | 1 | 1 | 1
SCE Metro | El Segundo | 230 | 0 | 0 | 0 | 0 | 0 | 0 | 0 | 0 | 0 | 1 | 1 | 1 | 0 | 0 | 0 | 0 | 0 | 0 | 0 | 0 | 0 | 0 | 0 | 0 | 0 | 0 | 0 | 0 | 0 | 0 | 1 | 1 | 1
EOP | Eldorado | 230 | 0 | 0 | 0 | 0 | 0 | 0 | 0 | 0 | 0 | 1 | 1 | 1 | 0 | 0 | 0 | 0 | 0 | 0 | 0 | 0 | 0 | 0 | 0 | 0 | 0 | 0 | 0 | 0 | 0 | 0 | 1 | 1 | 1
EOP | Eldorado | 500 | 0 | 0 | 0 | 0 | 0 | 0 | 0 | 0 | 0 | 1 | 1 | 1 | 0 | 0 | 0 | 0 | 0 | 0 | 0 | 0 | 0 | 0 | 0 | 0 | 0 | 0 | 0 | 0 | 0 | 0 | 1 | 1 | 1
SCE Northern | Elizabeth Lake | 66 | 0 | 0 | 0 | 0 | 0 | 0 | 0 | 0 | 0 | 1 | 1 | 1 | 0 | 0 | 0 | 0 | 0 | 0 | 0 | 0 | 0 | 0 | 0 | 0 | 0 | 0 | 0 | 0 | 0 | 0 | 1 | 1 | 1
PG&E KERN | Elk Hills | 230 | 0 | 0 | 0 | 0 | 0 | 0 | 0 | 0 | 0 | 1 | 1 | 1 | 0 | 0 | 0 | 0 | 0 | 0 | 0 | 0 | 0 | 0 | 0 | 0 | 0 | 0 | 0 | 0 | 0 | 0 | 1 | 1 | 1
SDGE | Elliot | 69 | 0 | 0 | 0 | 0 | 0 | 0 | 0 | 0 | 0 | 1 | 1 | 1 | 0 | 0 | 0 | 0 | 0 | 0 | 0 | 0 | 0 | 0 | 0 | 0 | 0 | 0 | 0 | 0 | 0 | 0 | 1 | 1 | 1
SCE Metro | Ellis | 230 | 0 | 0 | 0 | 0 | 0 | 0 | 0 | 0 | 0 | 1 | 1 | 1 | 0 | 0 | 0 | 0 | 0 | 0 | 0 | 0 | 0 | 0 | 0 | 0 | 0 | 0 | 0 | 0 | 0 | 0 | 1 | 1 | 1
SDGE | Encina | 138 | 0 | 0 | 0 | 0 | 0 | 0 | 0 | 0 | 0 | 1 | 1 | 1 | 0 | 0 | 0 | 0 | 0 | 0 | 0 | 0 | 0 | 0 | 0 | 0 | 0 | 0 | 0 | 0 | 0 | 0 | 1 | 1 | 1
SDGE | Encina | 230 | 0 | 0 | 0 | 0 | 0 | 0 | 0 | 0 | 0 | 1 | 1 | 1 | 0 | 0 | 0 | 0 | 0 | 0 | 0 | 0 | 0 | 0 | 0 | 0 | 0 | 0 | 0 | 0 | 0 | 0 | 1 | 1 | 1
SDGE | Escondido | 230 | 0 | 0 | 0 | 0 | 0 | 0 | 0 | 0 | 0 | 1 | 1 | 1 | 0 | 0 | 0 | 0 | 0 | 0 | 0 | 0 | 0 | 0 | 0 | 0 | 0 | 0 | 0 | 0 | 0 | 0 | 1 | 1 | 1
SDGE | Escondido | 69 | 0 | 0 | 0 | 0 | 0 | 13 | 0 | 13 | 13 | 3 | 1 | 3 | 0 | 0 | 0 | 0 | 0 | 0 | 0 | 0 | 0 | 0 | 0 | 0 | 0 | 0 | 13 | 0 | 13 | 13 | 3 | 1 | 3
PG&E KERN | Estrella | 230 | 0 | 0 | 0 | 0 | 0 | 0 | 0 | 0 | 0 | 1 | 1 | 1 | 0 | 0 | 0 | 0 | 0 | 0 | 0 | 0 | 0 | 0 | 0 | 0 | 0 | 0 | 0 | 0 | 0 | 0 | 1 | 1 | 1
SCE Eastern | Etiwanda | 230 | 0 | 0 | 0 | 0 | 0 | 70 | 0 | 70 | 70 | 1 | 1 | 2 | 0 | 0 | 0 | 0 | 0 | 0 | 0 | 0 | 0 | 0 | 0 | 0 | 0 | 0 | 70 | 0 | 70 | 70 | 1 | 1 | 2
PG&E GBA | Evergreen | 115 | 0 | 0 | 0 | 0 | 0 | 0 | 0 | 0 | 0 | 1 | 1 | 1 | 0 | 0 | 0 | 0 | 0 | 0 | 0 | 0 | 0 | 0 | 0 | 0 | 0 | 0 | 0 | 0 | 0 | 0 | 1 | 1 | 1
PG&E GBA | Evergreen | 60 | 0 | 0 | 0 | 0 | 0 | 0 | 0 | 0 | 0 | 1 | 1 | 1 | 0 | 0 | 0 | 0 | 0 | 0 | 0 | 0 | 0 | 0 | 0 | 0 | 0 | 0 | 0 | 0 | 0 | 0 | 1 | 1 | 1
PG&E FRESNO | Excelsior | 115 | 0 | 0 | 0 | 0 | 0 | 0 | 0 | 0 | 0 | 1 | 1 | 1 | 0 | 0 | 0 | 0 | 0 | 0 | 0 | 0 | 0 | 0 | 0 | 0 | 0 | 0 | 0 | 0 | 0 | 0 | 1 | 1 | 1
PG&E FRESNO | Exchequer | 115 | 0 | 0 | 0 | 0 | 0 | 0 | 0 | 0 | 0 | 1 | 1 | 1 | 0 | 0 | 0 | 0 | 0 | 0 | 0 | 0 | 0 | 0 | 0 | 0 | 0 | 0 | 0 | 0 | 0 | 0 | 1 | 1 | 1
PG&E KERN | Fairway | 115 | 0 | 0 | 0 | 0 | 0 | 0 | 0 | 0 | 0 | 1 | 1 | 1 | 0 | 0 | 0 | 0 | 0 | 0 | 0 | 0 | 0 | 0 | 0 | 0 | 0 | 0 | 0 | 0 | 0 | 0 | 1 | 1 | 1
PG&E KERN | Famoso | 115 | 0 | 0 | 0 | 0 | 0 | 0 | 0 | 0 | 0 | 1 | 1 | 1 | 0 | 0 | 0 | 0 | 0 | 0 | 0 | 0 | 0 | 0 | 0 | 0 | 0 | 0 | 0 | 0 | 0 | 0 | 1 | 1 | 1
PG&E NGBA | Fern Road | 500 | 0 | 0 | 0 | 0 | 0 | 0 | 0 | 0 | 0 | 1 | 1 | 1 | 0 | 0 | 0 | 0 | 0 | 0 | 0 | 0 | 0 | 0 | 0 | 0 | 0 | 0 | 0 | 0 | 0 | 0 | 1 | 1 | 1
PG&E GBA | Fibreboard (SPI Sonora) | 115 | 0 | 0 | 0 | 0 | 0 | 0 | 0 | 0 | 0 | 1 | 1 | 1 | 0 | 0 | 0 | 0 | 0 | 0 | 0 | 0 | 0 | 0 | 0 | 0 | 0 | 0 | 0 | 0 | 0 | 0 | 1 | 1 | 1
PG&E FRESNO | Figarden | 230 | 0 | 0 | 0 | 0 | 0 | 0 | 0 | 0 | 0 | 1 | 1 | 1 | 0 | 0 | 0 | 0 | 0 | 0 | 0 | 0 | 0 | 0 | 0 | 0 | 0 | 0 | 0 | 0 | 0 | 0 | 1 | 1 | 1
PG&E FRESNO | Fink | 230 | 0 | 0 | 0 | 0 | 0 | 0 | 900 | 900 | 900 | 1 | 1 | 1 | 0 | 0 | 0 | 534 | 0 | 0 | 900 | 1434 | 1434 | 0 | 0 | 0 | 534 | 0 | 0 | 900 | 1434 | 1434 | 2 | 1 | 2
PG&E NGBA | Fitch Mountain | 60 | 0 | 0 | 0 | 0 | 0 | 0 | 0 | 0 | 0 | 1 | 1 | 1 | 0 | 0 | 0 | 0 | 0 | 0 | 0 | 0 | 0 | 0 | 0 | 0 | 0 | 0 | 0 | 0 | 0 | 0 | 1 | 1 | 1
PG&E GBA | FMC | 115 | 0 | 0 | 0 | 0 | 0 | 0 | 0 | 0 | 0 | 1 | 1 | 1 | 0 | 0 | 0 | 0 | 0 | 0 | 0 | 0 | 0 | 0 | 0 | 0 | 0 | 0 | 0 | 0 | 0 | 0 | 1 | 1 | 1
PG&E GBA | Fremont | 115 | 0 | 0 | 0 | 0 | 0 | 0 | 0 | 0 | 0 | 1 | 1 | 1 | 0 | 0 | 0 | 0 | 0 | 0 | 0 | 0 | 0 | 0 | 0 | 0 | 0 | 0 | 0 | 0 | 0 | 0 | 1 | 1 | 1
PG&E GBA | French Camp | 60 | 0 | 0 | 0 | 0 | 0 | 0 | 0 | 0 | 0 | 1 | 1 | 1 | 0 | 0 | 0 | 0 | 0 | 0 | 0 | 0 | 0 | 0 | 0 | 0 | 0 | 0 | 0 | 0 | 0 | 0 | 1 | 1 | 1
PG&E GBA | Frogtown | 115 | 0 | 0 | 0 | 0 | 0 | 0 | 0 | 0 | 0 | 1 | 1 | 1 | 0 | 0 | 0 | 0 | 0 | 0 | 0 | 0 | 0 | 0 | 0 | 0 | 0 | 0 | 0 | 0 | 0 | 0 | 1 | 1 | 1
PG&E NGBA | Fulton | 115 | 0 | 0 | 0 | 0 | 0 | 0 | 0 | 0 | 0 | 1 | 1 | 1 | 0 | 0 | 0 | 0 | 0 | 0 | 0 | 0 | 0 | 0 | 0 | 0 | 0 | 0 | 0 | 0 | 0 | 0 | 1 | 1 | 1
PG&E NGBA | Fulton | 230 | 0 | 0 | 0 | 0 | 0 | 0 | 0 | 0 | 0 | 1 | 1 | 1 | 0 | 0 | 0 | 0 | 0 | 0 | 0 | 0 | 0 | 0 | 0 | 0 | 0 | 0 | 0 | 0 | 0 | 0 | 1 | 1 | 1
PG&E NGBA | Fulton | 60 | 0 | 0 | 0 | 0 | 0 | 0 | 0 | 0 | 0 | 1 | 1 | 1 | 0 | 0 | 0 | 0 | 0 | 0 | 0 | 0 | 0 | 0 | 0 | 0 | 0 | 0 | 0 | 0 | 0 | 0 | 1 | 1 | 1
PG&E KERN | Ganso | 115 | 0 | 0 | 0 | 0 | 0 | 0 | 0 | 0 | 0 | 1 | 1 | 1 | 0 | 0 | 0 | 0 | 0 | 0 | 0 | 0 | 0 | 0 | 0 | 0 | 0 | 0 | 0 | 0 | 0 | 0 | 1 | 1 | 1
PG&E FRESNO | Gates | 230 | 0 | 0 | 0 | 166 | 477.5 | 0 | 0 | 643.5 | 643.5 | 1 | 1 | 1 | 0 | 0 | 0 | 0 | 0 | 0 | 0 | 0 | 0 | 0 | 0 | 0 | 166 | 477.5 | 0 | 0 | 643.5 | 643.5 | 1 | 1 | 1
PG&E FRESNO | Gates | 500 | 0 | 0 | 0 | 0 | 0 | 190 | 35 | 225 | 225 | 1 | 1 | 2 | 0 | 0 | 0 | 0 | 0 | 0 | 0 | 0 | 0 | 0 | 0 | 0 | 0 | 0 | 190 | 35 | 225 | 225 | 1 | 1 | 2
PG&E NGBA | Geysers 12 | 230 | 0 | 0 | 0 | 0 | 0 | 0 | 0 | 0 | 0 | 1 | 1 | 1 | 0 | 0 | 0 | 0 | 0 | 0 | 0 | 0 | 0 | 0 | 0 | 0 | 0 | 0 | 0 | 0 | 0 | 0 | 1 | 1 | 1
PG&E NGBA | Geysers 17 | 230 | 0 | 0 | 0 | 0 | 0 | 0 | 0 | 0 | 0 | 1 | 1 | 1 | 0 | 0 | 0 | 0 | 0 | 0 | 0 | 0 | 0 | 0 | 0 | 0 | 0 | 0 | 0 | 0 | 0 | 0 | 1 | 1 | 1
PG&E NGBA | Geysers 3 | 115 | 0 | 0 | 0 | 0 | 0 | 0 | 0 | 0 | 0 | 1 | 1 | 1 | 0 | 0 | 0 | 0 | 0 | 0 | 0 | 0 | 0 | 0 | 0 | 0 | 0 | 0 | 0 | 0 | 0 | 0 | 1 | 1 | 1
PG&E NGBA | Glenn | 230 | 0 | 0 | 0 | 0 | 0 | 0 | 0 | 0 | 0 | 1 | 1 | 1 | 0 | 0 | 0 | 0 | 0 | 0 | 0 | 0 | 0 | 0 | 0 | 0 | 0 | 0 | 0 | 0 | 0 | 0 | 1 | 1 | 1
PG&E NGBA | Glenn | 60 | 0 | 0 | 0 | 0 | 0 | 0 | 0 | 0 | 0 | 1 | 1 | 1 | 0 | 0 | 0 | 0 | 0 | 0 | 0 | 0 | 0 | 0 | 0 | 0 | 0 | 0 | 0 | 0 | 0 | 0 | 1 | 1 | 1
PG&E NGBA | Gold Hill | 115 | 0 | 0 | 0 | 0 | 0 | 0 | 0 | 0 | 0 | 1 | 1 | 1 | 0 | 0 | 0 | 0 | 0 | 0 | 0 | 0 | 0 | 0 | 0 | 0 | 0 | 0 | 0 | 0 | 0 | 0 | 1 | 1 | 1
PG&E NGBA | Gold Hill | 230 | 0 | 0 | 0 | 0 | 0 | 0 | 0 | 0 | 0 | 1 | 1 | 1 | 0 | 0 | 0 | 0 | 0 | 0 | 0 | 0 | 0 | 0 | 0 | 0 | 0 | 0 | 0 | 0 | 0 | 0 | 1 | 1 | 1
SCE Northern | Goleta | 230 | 0 | 0 | 0 | 0 | 0 | 10 | 0 | 10 | 10 | 1 | 1 | 5 | 0 | 0 | 0 | 0 | 0 | 0 | 0 | 0 | 0 | 0 | 0 | 0 | 0 | 0 | 10 | 0 | 10 | 10 | 1 | 1 | 5
SCE Metro | Goodrich | 230 | 0 | 0 | 0 | 0 | 0 | 0 | 0 | 0 | 0 | 1 | 1 | 1 | 0 | 0 | 0 | 0 | 0 | 0 | 0 | 0 | 0 | 0 | 0 | 0 | 0 | 0 | 0 | 0 | 0 | 0 | 1 | 1 | 1
PG&E KERN | Goose Lake | 115 | 0 | 0 | 0 | 0 | 0 | 0 | 0 | 0 | 0 | 1 | 1 | 1 | 0 | 0 | 0 | 0 | 0 | 0 | 0 | 0 | 0 | 0 | 0 | 0 | 0 | 0 | 0 | 0 | 0 | 0 | 1 | 1 | 1
SCE Metro | Gould | 230 | 0 | 0 | 0 | 0 | 0 | 0 | 0 | 0 | 0 | 1 | 1 | 1 | 0 | 0 | 0 | 0 | 0 | 0 | 0 | 0 | 0 | 0 | 0 | 0 | 0 | 0 | 0 | 0 | 0 | 0 | 1 | 1 | 1
PG&E NGBA | Grand Island | 115 | 0 | 0 | 0 | 0 | 0 | 0 | 0 | 0 | 0 | 1 | 1 | 1 | 0 | 0 | 0 | 0 | 0 | 0 | 0 | 0 | 0 | 0 | 0 | 0 | 0 | 0 | 0 | 0 | 0 | 0 | 1 | 1 | 1
SDGE | Granite | 69 | 0 | 0 | 0 | 0 | 0 | 2.25 | 0 | 2.25 | 2.25 | 3 | 1 | 3 | 0 | 0 | 0 | 0 | 0 | 0 | 0 | 0 | 0 | 0 | 0 | 0 | 0 | 0 | 2.25 | 0 | 2.25 | 2.25 | 3 | 1 | 3
PG&E GBA | Grant | 115 | 0 | 0 | 0 | 0 | 0 | 0 | 0 | 0 | 0 | 1 | 1 | 1 | 0 | 0 | 0 | 0 | 0 | 0 | 0 | 0 | 0 | 0 | 0 | 0 | 0 | 0 | 0 | 0 | 0 | 0 | 1 | 1 | 1
PG&E GBA | Green Valley | 115 | 0 | 0 | 0 | 0 | 0 | 0 | 0 | 0 | 0 | 1 | 1 | 1 | 0 | 0 | 0 | 0 | 0 | 0 | 0 | 0 | 0 | 0 | 0 | 0 | 0 | 0 | 0 | 0 | 0 | 0 | 1 | 1 | 1
PG&E NGBA | Greenleaf 1 | 115 | 0 | 0 | 0 | 0 | 0 | 0 | 0 | 0 | 0 | 1 | 1 | 1 | 0 | 0 | 0 | 0 | 0 | 0 | 0 | 0 | 0 | 0 | 0 | 0 | 0 | 0 | 0 | 0 | 0 | 0 | 1 | 1 | 1
PG&E FRESNO | Gregg | 230 | 0 | 0 | 0 | 0 | 0 | 0 | 0 | 0 | 0 | 1 | 1 | 1 | 0 | 0 | 0 | 0 | 0 | 0 | 0 | 0 | 0 | 0 | 0 | 0 | 0 | 0 | 0 | 0 | 0 | 0 | 1 | 1 | 1
PG&E FRESNO | Grimmway-Malaga | 115 | 0 | 0 | 0 | 0 | 0 | 0 | 0 | 0 | 0 | 1 | 1 | 1 | 0 | 0 | 0 | 0 | 0 | 0 | 0 | 0 | 0 | 0 | 0 | 0 | 0 | 0 | 0 | 0 | 0 | 0 | 1 | 1 | 1
PG&E NGBA | Grizzly | 230 | 0 | 0 | 0 | 0 | 0 | 0 | 0 | 0 | 0 | 1 | 1 | 1 | 0 | 0 | 0 | 0 | 0 | 0 | 0 | 0 | 0 | 0 | 0 | 0 | 0 | 0 | 0 | 0 | 0 | 0 | 1 | 1 | 1
PG&E FRESNO | Guernsey | 70 | 0 | 0 | 0 | 0 | 0 | 0 | 0 | 0 | 0 | 1 | 1 | 1 | 0 | 0 | 0 | 0 | 0 | 0 | 0 | 0 | 0 | 0 | 0 | 0 | 0 | 0 | 0 | 0 | 0 | 0 | 1 | 1 | 1
PG&E FRESNO | GWF Hanford | 115 | 0 | 0 | 0 | 0 | 0 | 131.4 | 0 | 131.4 | 131.4 | 3 | 1 | 3 | 0 | 0 | 0 | 0 | 0 | 0 | 0 | 0 | 0 | 0 | 0 | 0 | 0 | 0 | 131.4 | 0 | 131.4 | 131.4 | 3 | 1 | 3
PG&E FRESNO | Haas | 230 | 0 | 0 | 0 | 0 | 0 | 0 | 0 | 0 | 0 | 1 | 1 | 1 | 0 | 0 | 0 | 0 | 0 | 0 | 0 | 0 | 0 | 0 | 0 | 0 | 0 | 0 | 0 | 0 | 0 | 0 | 1 | 1 | 1
PG&E FRESNO | Hammonds | 115 | 0 | 0 | 0 | 100 | 0 | 0 | 0 | 100 | 100 | 3 | 1 | 3 | 0 | 0 | 0 | 100 | 0 | 0 | 0 | 100 | 100 | 0 | 0 | 0 | 100 | 0 | 0 | 0 | 100 | 100 | 3 | 1 | 3
SCE Metro | HarborGen | 230 | 0 | 0 | 0 | 0 | 0 | 0 | 0 | 0 | 0 | 1 | 1 | 1 | 0 | 0 | 0 | 0 | 0 | 0 | 0 | 0 | 0 | 0 | 0 | 0 | 0 | 0 | 0 | 0 | 0 | 0 | 1 | 1 | 1
PG&E NGBA | Harris | 60 | 0 | 0 | 0 | 0 | 0 | 0 | 0 | 0 | 0 | 1 | 1 | 1 | 0 | 0 | 0 | 0 | 0 | 0 | 0 | 0 | 0 | 0 | 0 | 0 | 0 | 0 | 0 | 0 | 0 | 0 | 1 | 1 | 1
EOP | Harry Allen | 500 | 0 | 0 | 0 | 0 | 301.2 | 0 | 0 | 301.2 | 301.2 | 1 | 1 | 2 | 0 | 0 | 0 | 0 | 301.2 | 0 | 0 | 301.2 | 301.2 | 0 | 0 | 0 | 0 | 301.2 | 0 | 0 | 301.2 | 301.2 | 1 | 1 | 2
PG&E NGBA | Hartley | 60 | 0 | 0 | 0 | 0 | 0 | 0 | 0 | 0 | 0 | 1 | 1 | 1 | 0 | 0 | 0 | 0 | 0 | 0 | 0 | 0 | 0 | 0 | 0 | 0 | 0 | 0 | 0 | 0 | 0 | 0 | 1 | 1 | 1
SCE NOL | Harvard | 115 | 0 | 0 | 0 | 0 | 0 | 0 | 0 | 0 | 0 | 1 | 1 | 1 | 0 | 0 | 0 | 0 | 0 | 0 | 0 | 0 | 0 | 0 | 0 | 0 | 0 | 0 | 0 | 0 | 0 | 0 | 1 | 1 | 1
SDGE | Hassayampa | 500 | 0 | 0 | 0 | 3634.5 | 2000 | 85 | 815 | 6534.5 | 6534.5 | 4 | 1 | 4 | 0 | 0 | 0 | 3634.5 | 2415 | 0 | 815 | 6864.5 | 6864.5 | 0 | 0 | 0 | 3634.5 | 2500 | 85 | 815 | 7034.5 | 7034.5 | 4 | 1 | 4
PG&E FRESNO | Helm | 230 | 0 | 0 | 0 | 0 | 0 | 0 | 0 | 0 | 0 | 1 | 1 | 1 | 0 | 0 | 0 | 749 | 0 | 0 | 0 | 749 | 749 | 0 | 0 | 0 | 749 | 0 | 0 | 0 | 749 | 749 | 1 | 1 | 1
PG&E FRESNO | Helm | 70 | 0 | 0 | 0 | 0 | 0 | 0 | 0 | 0 | 0 | 1 | 1 | 1 | 0 | 0 | 0 | 0 | 0 | 0 | 0 | 0 | 0 | 0 | 0 | 0 | 0 | 0 | 0 | 0 | 0 | 0 | 1 | 1 | 1
PG&E FRESNO | Henrietta | 115 | 0 | 0 | 0 | 0 | 0 | 0 | 20 | 20 | 20 | 1 | 1 | 1 | 0 | 0 | 0 | 0 | 0 | 0 | 20 | 20 | 20 | 0 | 0 | 0 | 0 | 0 | 0 | 20 | 20 | 20 | 1 | 1 | 1
PG&E FRESNO | Henrietta | 230 | 0 | 0 | 0 | 0 | 0 | 0 | 314 | 314 | 314 | 1 | 1 | 1 | 0 | 0 | 0 | 1186 | 0 | 0 | 314 | 1500 | 1500 | 0 | 0 | 0 | 1186 | 0 | 0 | 314 | 1500 | 1500 | 2 | 1 | 2
PG&E FRESNO | Henrietta | 70 | 0 | 0 | 0 | 0 | 0 | 173.2 | 0 | 173.2 | 173.2 | 5 | 1 | 5 | 0 | 0 | 0 | 0 | 0 | 0 | 0 | 0 | 0 | 0 | 0 | 0 | 0 | 0 | 173.2 | 0 | 173.2 | 173.2 | 5 | 1 | 5
PG&E FRESNO | Herndon | 115 | 0 | 0 | 0 | 0 | 0 | 0 | 0 | 0 | 0 | 1 | 1 | 1 | 0 | 0 | 0 | 0 | 0 | 0 | 0 | 0 | 0 | 0 | 0 | 0 | 0 | 0 | 0 | 0 | 0 | 0 | 1 | 1 | 1
PG&E FRESNO | Herndon | 230 | 0 | 0 | 0 | 0 | 0 | 0 | 0 | 0 | 0 | 1 | 1 | 1 | 0 | 0 | 0 | 0 | 0 | 0 | 0 | 0 | 0 | 0 | 0 | 0 | 0 | 0 | 0 | 0 | 0 | 0 | 1 | 1 | 1
PG&E GBA | Hicks | 230 | 0 | 0 | 0 | 0 | 0 | 0 | 0 | 0 | 0 | 1 | 1 | 1 | 0 | 0 | 0 | 106 | 0 | 0 | 0 | 106 | 106 | 0 | 0 | 0 | 106 | 0 | 0 | 0 | 106 | 106 | 1 | 1 | 2
PG&E NGBA | Higgins | 115 | 0 | 0 | 0 | 0 | 0 | 0 | 0 | 0 | 0 | 1 | 1 | 1 | 0 | 0 | 0 | 0 | 0 | 0 | 0 | 0 | 0 | 0 | 0 | 0 | 0 | 0 | 0 | 0 | 0 | 0 | 1 | 1 | 1
PG&E NGBA | Hilltop | 345 | 0 | 0 | 0 | 0 | 0 | 0 | 0 | 0 | 0 | 1 | 1 | 1 | 0 | 0 | 0 | 0 | 0 | 0 | 0 | 0 | 0 | 0 | 0 | 0 | 0 | 0 | 0 | 0 | 0 | 0 | 1 | 1 | 1
SCE Metro | Hinson | 230 | 0 | 0 | 0 | 0 | 0 | 325 | 0 | 325 | 325 | 1 | 1 | 1 | 0 | 0 | 0 | 0 | 0 | 0 | 0 | 0 | 0 | 0 | 0 | 0 | 0 | 0 | 325 | 0 | 325 | 325 | 1 | 1 | 1
PG&E GBA | Hollister | 115 | 0 | 0 | 0 | 0 | 0 | 0 | 0 | 0 | 0 | 1 | 1 | 1 | 0 | 0 | 0 | 0 | 0 | 0 | 0 | 0 | 0 | 0 | 0 | 0 | 0 | 0 | 0 | 0 | 0 | 0 | 1 | 1 | 1
PG&E NGBA | Homestake | 115 | 0 | 0 | 0 | 0 | 0 | 0 | 0 | 0 | 0 | 1 | 1 | 1 | 0 | 0 | 0 | 0 | 0 | 0 | 0 | 0 | 0 | 0 | 0 | 0 | 0 | 0 | 0 | 0 | 0 | 0 | 1 | 1 | 1
PG&E NGBA | Honcut | 115 | 0 | 0 | 0 | 0 | 0 | 0 | 0 | 0 | 0 | 1 | 1 | 1 | 0 | 0 | 0 | 0 | 0 | 0 | 0 | 0 | 0 | 0 | 0 | 0 | 0 | 0 | 0 | 0 | 0 | 0 | 1 | 1 | 1
SDGE | Hoodoo Wash | 500 | 0 | 0 | 0 | 237.5 | 4993 | 297.5 | 365 | 5893 | 5893 | 4 | 1 | 4 | 0 | 0 | 0 | 303 | 5314 | 0 | 365 | 5982 | 5982 | 0 | 0 | 0 | 540.5 | 5493 | 297.5 | 365 | 6696 | 6696 | 4 | 1 | 4
PG&E NGBA | Hopland | 115 | 0 | 0 | 0 | 0 | 0 | 0 | 0 | 0 | 0 | 1 | 1 | 1 | 0 | 0 | 0 | 0 | 0 | 0 | 0 | 0 | 0 | 0 | 0 | 0 | 0 | 0 | 0 | 0 | 0 | 0 | 1 | 1 | 1
PG&E NGBA | Hopland | 60 | 0 | 0 | 0 | 0 | 0 | 0 | 0 | 0 | 0 | 1 | 1 | 1 | 0 | 0 | 0 | 0 | 0 | 0 | 0 | 0 | 0 | 0 | 0 | 0 | 0 | 0 | 0 | 0 | 0 | 0 | 1 | 1 | 1
PG&E NGBA | Humboldt | 115 | 0 | 0 | 0 | 0 | 0 | 0 | 0 | 0 | 0 | 1 | 1 | 1 | 0 | 0 | 0 | 0 | 0 | 0 | 0 | 0 | 0 | 0 | 0 | 0 | 0 | 0 | 0 | 0 | 0 | 0 | 1 | 1 | 1
PG&E NGBA | Humboldt | 60 | 0 | 0 | 0 | 0 | 0 | 0 | 0 | 0 | 0 | 1 | 1 | 1 | 0 | 0 | 0 | 0 | 0 | 0 | 0 | 0 | 0 | 0 | 0 | 0 | 0 | 0 | 0 | 0 | 0 | 0 | 1 | 1 | 1
PG&E NGBA | Humboldt | 500 | 0 | 0 | 0 | 0 | 457.3 | 0 | 0 | 457.3 | 457.3 | 1 | 1 | 1 | 100 | 0 | 100 | 0 | 457.3 | 0 | 0 | 457.3 | 557.3 | 100 | 0 | 100 | 0 | 457.3 | 0 | 0 | 457.3 | 557.3 | 1 | 4 | 1
SCE Metro | Huntington Beach | 230 | 0 | 0 | 0 | 0 | 0 | 0 | 0 | 0 | 0 | 1 | 1 | 1 | 0 | 0 | 0 | 0 | 0 | 0 | 0 | 0 | 0 | 0 | 0 | 0 | 0 | 0 | 0 | 0 | 0 | 0 | 1 | 1 | 1
PG&E NGBA | Ignacio | 115 | 0 | 0 | 0 | 0 | 0 | 0 | 0 | 0 | 0 | 1 | 1 | 1 | 0 | 0 | 0 | 0 | 0 | 0 | 0 | 0 | 0 | 0 | 0 | 0 | 0 | 0 | 0 | 0 | 0 | 0 | 1 | 1 | 1
PG&E NGBA | Ignacio | 230 | 0 | 0 | 0 | 0 | 0 | 0 | 0 | 0 | 0 | 1 | 1 | 1 | 0 | 0 | 0 | 0 | 0 | 0 | 0 | 0 | 0 | 0 | 0 | 0 | 0 | 0 | 0 | 0 | 0 | 0 | 1 | 1 | 1
PG&E NGBA | Ignacio | 60 | 0 | 0 | 0 | 0 | 0 | 0 | 0 | 0 | 0 | 1 | 1 | 1 | 0 | 0 | 0 | 0 | 0 | 0 | 0 | 0 | 0 | 0 | 0 | 0 | 0 | 0 | 0 | 0 | 0 | 0 | 1 | 1 | 1
SDGE | Imperial Beach | 69 | 0 | 0 | 0 | 0 | 0 | 0 | 0 | 0 | 0 | 1 | 1 | 1 | 0 | 0 | 0 | 0 | 0 | 0 | 0 | 0 | 0 | 0 | 0 | 0 | 0 | 0 | 0 | 0 | 0 | 0 | 1 | 1 | 1
SDGE | Imperial Valley | 230 | 0 | 0 | 0 | 500 | 107 | 528 | 0 | 1135 | 1135 | 2 | 1 | 2 | 0 | 0 | 0 | 500 | 0 | 0 | 0 | 500 | 500 | 0 | 0 | 0 | 500 | 107 | 528 | 0 | 1135 | 1135 | 2 | 1 | 2
SDGE | Imperial Valley | 500 | 0 | 0 | 0 | 0 | 0 | 0 | 0 | 0 | 0 | 1 | 1 | 1 | 0 | 0 | 0 | 250 | 250 | 0 | 0 | 500 | 500 | 0 | 0 | 0 | 250 | 250 | 0 | 0 | 500 | 500 | 1 | 1 | 1
EOP | Innovation | 138 | 0 | 0 | 0 | 0 | 0 | 0 | 0 | 0 | 0 | 1 | 1 | 1 | 0 | 0 | 0 | 0 | 0 | 0 | 0 | 0 | 0 | 0 | 0 | 0 | 0 | 0 | 0 | 0 | 0 | 0 | 1 | 1 | 1
EOP | Innovation | 230 | 0 | 0 | 0 | 0 | 0 | 0 | 0 | 0 | 0 | 1 | 1 | 1 | 0 | 0 | 0 | 0 | 0 | 0 | 0 | 0 | 0 | 0 | 0 | 0 | 0 | 0 | 0 | 0 | 0 | 0 | 1 | 1 | 1
SCE NOL | Inyokern | 115 | 0 | 0 | 0 | 0 | 31.8 | 0 | 0 | 31.8 | 31.8 | 1 | 1 | 1 | 0 | 0 | 0 | 0 | 0 | 0 | 0 | 0 | 0 | 0 | 0 | 0 | 0 | 31.8 | 0 | 0 | 31.8 | 31.8 | 1 | 1 | 1
EOP | IS Tap | 138 | 0 | 0 | 0 | 0 | 0 | 0 | 0 | 0 | 0 | 1 | 1 | 1 | 0 | 0 | 0 | 0 | 0 | 0 | 0 | 0 | 0 | 0 | 0 | 0 | 0 | 0 | 0 | 0 | 0 | 0 | 1 | 1 | 1
EOP | Ivanpah | 115 | 0 | 0 | 0 | 0 | 0 | 0 | 0 | 0 | 0 | 1 | 1 | 1 | 0 | 0 | 0 | 0 | 0 | 0 | 0 | 0 | 0 | 0 | 0 | 0 | 0 | 0 | 0 | 0 | 0 | 0 | 1 | 1 | 1
EOP | Ivanpah | 230 | 0 | 0 | 0 | 0 | 0 | 0 | 0 | 0 | 0 | 1 | 1 | 1 | 0 | 0 | 0 | 0 | 0 | 0 | 0 | 0 | 0 | 0 | 0 | 0 | 0 | 0 | 0 | 0 | 0 | 0 | 1 | 1 | 1
EOP | Jackass (DOE) | 138 | 0 | 0 | 0 | 0 | 0 | 0 | 0 | 0 | 0 | 1 | 1 | 1 | 0 | 0 | 0 | 0 | 0 | 0 | 0 | 0 | 0 | 0 | 0 | 0 | 0 | 0 | 0 | 0 | 0 | 0 | 1 | 1 | 1
PG&E NGBA | James B Black | 230 | 0 | 0 | 0 | 0 | 0 | 0 | 0 | 0 | 0 | 1 | 1 | 1 | 0 | 0 | 0 | 0 | 0 | 0 | 0 | 0 | 0 | 0 | 0 | 0 | 0 | 0 | 0 | 0 | 0 | 0 | 1 | 1 | 1
PG&E GBA | Jefferson | 230 | 0 | 0 | 0 | 0 | 0 | 0 | 0 | 0 | 0 | 1 | 1 | 1 | 0 | 0 | 0 | 0 | 0 | 0 | 0 | 0 | 0 | 0 | 0 | 0 | 0 | 0 | 0 | 0 | 0 | 0 | 1 | 1 | 1
PG&E NGBA | Jessup | 115 | 0 | 0 | 0 | 0 | 0 | 0 | 0 | 0 | 0 | 1 | 1 | 1 | 0 | 0 | 0 | 0 | 0 | 0 | 0 | 0 | 0 | 0 | 0 | 0 | 0 | 0 | 0 | 0 | 0 | 0 | 1 | 1 | 1
SCE Metro | Johanna | 230 | 0 | 0 | 0 | 0 | 0 | 0 | 0 | 0 | 0 | 1 | 1 | 1 | 0 | 0 | 0 | 0 | 0 | 0 | 0 | 0 | 0 | 0 | 0 | 0 | 0 | 0 | 0 | 0 | 0 | 0 | 1 | 1 | 1
SCE Eastern | Julian Hinds | 230 | 0 | 0 | 0 | 0 | 0 | 0 | 0 | 0 | 0 | 1 | 1 | 1 | 0 | 0 | 0 | 0 | 0 | 0 | 0 | 0 | 0 | 0 | 0 | 0 | 0 | 0 | 0 | 0 | 0 | 0 | 1 | 1 | 1
PG&E GBA | Kasson | 115 | 0 | 0 | 0 | 0 | 0 | 0 | 0 | 0 | 0 | 1 | 1 | 1 | 0 | 0 | 0 | 0 | 0 | 0 | 0 | 0 | 0 | 0 | 0 | 0 | 0 | 0 | 0 | 0 | 0 | 0 | 1 | 1 | 1
PG&E GBA | Kasson | 60 | 0 | 0 | 0 | 0 | 0 | 0 | 0 | 0 | 0 | 1 | 1 | 1 | 0 | 0 | 0 | 0 | 0 | 0 | 0 | 0 | 0 | 0 | 0 | 0 | 0 | 0 | 0 | 0 | 0 | 0 | 1 | 1 | 1
PG&E FRESNO | Kearney | 230 | 0 | 0 | 0 | 0 | 0 | 0 | 0 | 0 | 0 | 1 | 1 | 1 | 0 | 0 | 0 | 0 | 0 | 0 | 0 | 0 | 0 | 0 | 0 | 0 | 0 | 0 | 0 | 0 | 0 | 0 | 1 | 1 | 1
PG&E FRESNO | Kearney | 70 | 0 | 0 | 0 | 0 | 0 | 0 | 0 | 0 | 0 | 1 | 1 | 1 | 0 | 0 | 0 | 0 | 0 | 0 | 0 | 0 | 0 | 0 | 0 | 0 | 0 | 0 | 0 | 0 | 0 | 0 | 1 | 1 | 1
PG&E GBA | Kelso | 230 | 0 | 0 | 0 | 0 | 0 | 90.7 | 0 | 90.7 | 90.7 | 1 | 1 | 2 | 0 | 0 | 0 | 0 | 0 | 0 | 0 | 0 | 0 | 0 | 0 | 0 | 0 | 0 | 90.7 | 0 | 90.7 | 90.7 | 1 | 1 | 2
PG&E FRESNO | Kerchoff 1 | 115 | 0 | 0 | 0 | 0 | 0 | 0 | 0 | 0 | 0 | 1 | 1 | 1 | 0 | 0 | 0 | 0 | 0 | 0 | 0 | 0 | 0 | 0 | 0 | 0 | 0 | 0 | 0 | 0 | 0 | 0 | 1 | 1 | 1
PG&E KERN | Kern Oil | 115 | 0 | 0 | 0 | 0 | 100 | 0 | 0 | 100 | 100 | 3 | 1 | 3 | 0 | 0 | 0 | 0 | 100 | 0 | 0 | 100 | 100 | 0 | 0 | 0 | 0 | 100 | 0 | 0 | 100 | 100 | 3 | 1 | 3
PG&E KERN | Kern PP | 115 | 0 | 0 | 0 | 0 | 50 | 0 | 0 | 50 | 50 | 2 | 1 | 2 | 0 | 0 | 0 | 0 | 50 | 0 | 0 | 50 | 50 | 0 | 0 | 0 | 0 | 50 | 0 | 0 | 50 | 50 | 2 | 1 | 2
PG&E KERN | Kern PP | 230 | 0 | 0 | 0 | 0 | 0 | 0 | 0 | 0 | 0 | 1 | 1 | 1 | 0 | 0 | 0 | 0 | 0 | 0 | 0 | 0 | 0 | 0 | 0 | 0 | 0 | 0 | 0 | 0 | 0 | 0 | 1 | 1 | 1
PG&E KERN | Kern PP | 70 | 0 | 0 | 0 | 0 | 0 | 0 | 0 | 0 | 0 | 1 | 1 | 1 | 0 | 0 | 0 | 0 | 0 | 0 | 0 | 0 | 0 | 0 | 0 | 0 | 0 | 0 | 0 | 0 | 0 | 0 | 1 | 1 | 1
PG&E KERN | Kernridge | 115 | 0 | 0 | 0 | 0 | 0 | 0 | 0 | 0 | 0 | 1 | 1 | 1 | 0 | 0 | 0 | 0 | 0 | 0 | 0 | 0 | 0 | 0 | 0 | 0 | 0 | 0 | 0 | 0 | 0 | 0 | 1 | 1 | 1
PG&E FRESNO | Kingsburg | 115 | 0 | 0 | 0 | 0 | 0 | 0 | 0 | 0 | 0 | 1 | 1 | 1 | 0 | 0 | 0 | 0 | 0 | 0 | 0 | 0 | 0 | 0 | 0 | 0 | 0 | 0 | 0 | 0 | 0 | 0 | 1 | 1 | 1
PG&E GBA | Kirker | 115 | 0 | 0 | 0 | 0 | 0 | 0 | 0 | 0 | 0 | 1 | 1 | 1 | 0 | 0 | 0 | 0 | 0 | 0 | 0 | 0 | 0 | 0 | 0 | 0 | 0 | 0 | 0 | 0 | 0 | 0 | 1 | 1 | 1
PG&E NGBA | Knights Landing | 115 | 0 | 0 | 0 | 0 | 0 | 0 | 0 | 0 | 0 | 1 | 1 | 1 | 0 | 0 | 0 | 0 | 0 | 0 | 0 | 0 | 0 | 0 | 0 | 0 | 0 | 0 | 0 | 0 | 0 | 0 | 1 | 1 | 1
PG&E NGBA | Konocti | 60 | 0 | 0 | 0 | 0 | 0 | 0 | 0 | 0 | 0 | 1 | 1 | 1 | 0 | 0 | 0 | 0 | 0 | 0 | 0 | 0 | 0 | 0 | 0 | 0 | 0 | 0 | 0 | 0 | 0 | 0 | 1 | 1 | 1
SCE NOL | Kramer | 115 | 0 | 0 | 0 | 0 | 4 | 0 | 6 | 10 | 10 | 1 | 1 | 1 | 0 | 0 | 0 | 0 | 0 | 0 | 0 | 0 | 0 | 0 | 0 | 0 | 0 | 4 | 0 | 6 | 10 | 10 | 1 | 1 | 1
SCE NOL | Kramer | 230 | 0 | 0 | 0 | 70 | 200 | 225 | 0 | 495 | 495 | 1 | 1 | 1 | 0 | 0 | 0 | 0 | 0 | 0 | 0 | 0 | 0 | 0 | 0 | 0 | 70 | 200 | 225 | 0 | 495 | 495 | 1 | 1 | 1
SCE Metro | La Cienega | 230 | 0 | 0 | 0 | 0 | 0 | 0 | 0 | 0 | 0 | 1 | 1 | 1 | 0 | 0 | 0 | 0 | 0 | 0 | 0 | 0 | 0 | 0 | 0 | 0 | 0 | 0 | 0 | 0 | 0 | 0 | 1 | 1 | 1
SCE Metro | La Fresa | 230 | 0 | 0 | 0 | 0 | 0 | 0 | 0 | 0 | 0 | 1 | 1 | 1 | 0 | 0 | 0 | 0 | 0 | 0 | 0 | 0 | 0 | 0 | 0 | 0 | 0 | 0 | 0 | 0 | 0 | 0 | 1 | 1 | 1
SCE Metro | Laguna Bell | 230 | 0 | 0 | 0 | 0 | 0 | 250 | 0 | 250 | 250 | 1 | 1 | 1 | 0 | 0 | 0 | 0 | 0 | 0 | 0 | 0 | 0 | 0 | 0 | 0 | 0 | 0 | 250 | 0 | 250 | 250 | 1 | 1 | 1
PG&E KERN | Lakeview | 70 | 0 | 0 | 0 | 0 | 0 | 65.6 | 0 | 65.6 | 65.6 | 4 | 1 | 4 | 0 | 0 | 0 | 0 | 0 | 0 | 0 | 0 | 0 | 0 | 0 | 0 | 0 | 0 | 65.6 | 0 | 65.6 | 65.6 | 4 | 1 | 4
PG&E NGBA | Lakeville | 230 | 0 | 0 | 0 | 0 | 0 | 0 | 0 | 0 | 0 | 1 | 1 | 1 | 0 | 0 | 0 | 0 | 0 | 0 | 0 | 0 | 0 | 0 | 0 | 0 | 0 | 0 | 0 | 0 | 0 | 0 | 1 | 1 | 1
PG&E NGBA | Lakeville | 60 | 0 | 0 | 0 | 0 | 0 | 0 | 0 | 0 | 0 | 1 | 1 | 1 | 0 | 0 | 0 | 0 | 0 | 0 | 0 | 0 | 0 | 0 | 0 | 0 | 0 | 0 | 0 | 0 | 0 | 0 | 1 | 1 | 1
PG&E NGBA | Lakeville | 115 | 0 | 0 | 0 | 0 | 0 | 50 | 0 | 50 | 50 | 2 | 1 | 2 | 0 | 0 | 0 | 0 | 0 | 0 | 0 | 0 | 0 | 0 | 0 | 0 | 0 | 0 | 50 | 0 | 50 | 50 | 2 | 1 | 2
PG&E GBA | Lakewood | 115 | 0 | 0 | 0 | 0 | 0 | 0 | 0 | 0 | 0 | 1 | 1 | 1 | 0 | 0 | 0 | 0 | 0 | 0 | 0 | 0 | 0 | 0 | 0 | 0 | 0 | 0 | 0 | 0 | 0 | 0 | 1 | 1 | 1
PG&E NGBA | Lambie | 230 | 0 | 0 | 0 | 0 | 0 | 0 | 0 | 0 | 0 | 1 | 1 | 1 | 0 | 0 | 0 | 0 | 0 | 0 | 0 | 0 | 0 | 0 | 0 | 0 | 0 | 0 | 0 | 0 | 0 | 0 | 1 | 1 | 1
PG&E GBA | Lammers | 115 | 0 | 0 | 0 | 0 | 0 | 0 | 0 | 0 | 0 | 1 | 1 | 1 | 0 | 0 | 0 | 0 | 0 | 0 | 0 | 0 | 0 | 0 | 0 | 0 | 0 | 0 | 0 | 0 | 0 | 0 | 1 | 1 | 1
PG&E KERN | Lamont | 115 | 0 | 0 | 0 | 100 | 31.2 | 0 | 0 | 131.2 | 131.2 | 3 | 1 | 3 | 0 | 0 | 0 | 100 | 31.2 | 0 | 0 | 131.2 | 131.2 | 0 | 0 | 0 | 100 | 31.2 | 0 | 0 | 131.2 | 131.2 | 3 | 1 | 3
PG&E FRESNO | Las Aguilas | 230 | 0 | 0 | 0 | 0 | 0 | 0 | 0 | 0 | 0 | 1 | 1 | 1 | 0 | 0 | 0 | 0 | 0 | 0 | 0 | 0 | 0 | 0 | 0 | 0 | 0 | 0 | 0 | 0 | 0 | 0 | 1 | 1 | 1
EOP | Lathrop | 138 | 0 | 0 | 0 | 0 | 0 | 0 | 0 | 0 | 0 | 1 | 1 | 1 | 0 | 0 | 0 | 0 | 0 | 0 | 0 | 0 | 0 | 0 | 0 | 0 | 0 | 0 | 0 | 0 | 0 | 0 | 1 | 1 | 1
EOP | Lathrop | 230 | 150 | 0 | 150 | 0 | 560 | 0 | 190 | 750 | 900 | 1 | 2 | 1 | 150 | 0 | 150 | 0 | 560 | 0 | 190 | 750 | 900 | 150 | 0 | 150 | 0 | 560 | 0 | 190 | 750 | 900 | 1 | 2 | 1
PG&E FRESNO | Le Grand | 115 | 0 | 0 | 0 | 0 | 0 | 0 | 0 | 0 | 0 | 1 | 1 | 1 | 0 | 0 | 0 | 0 | 0 | 0 | 0 | 0 | 0 | 0 | 0 | 0 | 0 | 0 | 0 | 0 | 0 | 0 | 1 | 1 | 1
PG&E FRESNO | Lemoore | 70 | 0 | 0 | 0 | 0 | 0 | 0 | 0 | 0 | 0 | 1 | 1 | 1 | 0 | 0 | 0 | 0 | 0 | 0 | 0 | 0 | 0 | 0 | 0 | 0 | 0 | 0 | 0 | 0 | 0 | 0 | 1 | 1 | 1
PG&E KERN | Lerdo | 115 | 0 | 0 | 0 | 0 | 0 | 0 | 0 | 0 | 0 | 1 | 1 | 1 | 0 | 0 | 0 | 0 | 0 | 0 | 0 | 0 | 0 | 0 | 0 | 0 | 0 | 0 | 0 | 0 | 0 | 0 | 1 | 1 | 1
SCE Metro | Lewis | 230 | 0 | 0 | 0 | 0 | 0 | 0 | 0 | 0 | 0 | 1 | 1 | 1 | 0 | 0 | 0 | 0 | 0 | 0 | 0 | 0 | 0 | 0 | 0 | 0 | 0 | 0 | 0 | 0 | 0 | 0 | 1 | 1 | 1
SCE Metro | Lighthipe | 230 | 0 | 0 | 0 | 0 | 0 | 0 | 0 | 0 | 0 | 1 | 1 | 1 | 0 | 0 | 0 | 0 | 0 | 0 | 0 | 0 | 0 | 0 | 0 | 0 | 0 | 0 | 0 | 0 | 0 | 0 | 1 | 1 | 1
SDGE | Lilac | 69 | 0 | 0 | 0 | 0 | 0 | 0 | 0 | 0 | 0 | 1 | 1 | 1 | 0 | 0 | 0 | 0 | 0 | 0 | 0 | 0 | 0 | 0 | 0 | 0 | 0 | 0 | 0 | 0 | 0 | 0 | 1 | 1 | 1
PG&E NGBA | Lincoln | 115 | 0 | 0 | 0 | 0 | 0 | 0 | 0 | 0 | 0 | 1 | 1 | 1 | 0 | 0 | 0 | 0 | 0 | 0 | 0 | 0 | 0 | 0 | 0 | 0 | 0 | 0 | 0 | 0 | 0 | 0 | 1 | 1 | 1
PG&E KERN | Live Oak | 115 | 0 | 0 | 0 | 100 | 0 | 0 | 0 | 100 | 100 | 3 | 1 | 3 | 0 | 0 | 0 | 100 | 0 | 0 | 0 | 100 | 100 | 0 | 0 | 0 | 100 | 0 | 0 | 0 | 100 | 100 | 3 | 1 | 3
PG&E GBA | Llagas | 115 | 0 | 0 | 0 | 0 | 0 | 0 | 0 | 0 | 0 | 1 | 1 | 1 | 0 | 0 | 0 | 0 | 0 | 0 | 0 | 0 | 0 | 0 | 0 | 0 | 0 | 0 | 0 | 0 | 0 | 0 | 1 | 1 | 1
PG&E GBA | Lockeford | 115 | 0 | 0 | 0 | 0 | 0 | 0 | 0 | 0 | 0 | 1 | 1 | 1 | 0 | 0 | 0 | 0 | 0 | 0 | 0 | 0 | 0 | 0 | 0 | 0 | 0 | 0 | 0 | 0 | 0 | 0 | 1 | 1 | 1
PG&E GBA | Lockeford | 230 | 0 | 0 | 0 | 0 | 200 | 0 | 0 | 200 | 200 | 1 | 1 | 1 | 0 | 0 | 0 | 0 | 200 | 0 | 0 | 200 | 200 | 0 | 0 | 0 | 0 | 200 | 0 | 0 | 200 | 200 | 1 | 1 | 1
PG&E GBA | Lockeford | 60 | 0 | 0 | 0 | 0 | 0 | 0 | 0 | 0 | 0 | 1 | 1 | 1 | 0 | 0 | 0 | 0 | 0 | 0 | 0 | 0 | 0 | 0 | 0 | 0 | 0 | 0 | 0 | 0 | 0 | 0 | 1 | 1 | 1
PG&E GBA | Lodi | 230 | 0 | 0 | 0 | 0 | 0 | 0 | 0 | 0 | 0 | 1 | 1 | 1 | 0 | 0 | 0 | 0 | 0 | 0 | 0 | 0 | 0 | 0 | 0 | 0 | 0 | 0 | 0 | 0 | 0 | 0 | 1 | 1 | 1
PG&E NGBA | Logan Creek | 230 | 0 | 0 | 0 | 0 | 0 | 0 | 0 | 0 | 0 | 1 | 1 | 1 | 0 | 0 | 0 | 0 | 0 | 0 | 0 | 0 | 0 | 0 | 0 | 0 | 0 | 0 | 0 | 0 | 0 | 0 | 1 | 1 | 1
PG&E GBA | Lone Tree | 230 | 0 | 0 | 0 | 0 | 0 | 0 | 0 | 0 | 0 | 1 | 1 | 1 | 0 | 0 | 0 | 0 | 0 | 0 | 0 | 0 | 0 | 0 | 0 | 0 | 0 | 0 | 0 | 0 | 0 | 0 | 1 | 1 | 1
PG&E FRESNO | Los Banos | 230 | 0 | 69.3 | 69.3 | 100 | 0 | 0 | 300 | 400 | 469.3 | 1 | 2 | 1 | 0 | 0 | 0 | 100 | 0 | 0 | 300 | 400 | 400 | 0 | 69.3 | 69.3 | 100 | 0 | 0 | 300 | 400 | 469.3 | 1 | 2 | 1
PG&E FRESNO | Los Banos | 500 | 0 | 0 | 0 | 100 | 0 | 0 | 477 | 577 | 577 | 1 | 1 | 1 | 0 | 0 | 0 | 100 | 0 | 0 | 477 | 577 | 577 | 0 | 0 | 0 | 100 | 0 | 0 | 477 | 577 | 577 | 1 | 1 | 1
SDGE | Los Coches | 138 | 0 | 0 | 0 | 0 | 0 | 0 | 0 | 0 | 0 | 1 | 1 | 1 | 0 | 0 | 0 | 0 | 0 | 0 | 0 | 0 | 0 | 0 | 0 | 0 | 0 | 0 | 0 | 0 | 0 | 0 | 1 | 1 | 1
SDGE | Los Coches | 69 | 0 | 0 | 0 | 0 | 0 | 0 | 0 | 0 | 0 | 1 | 1 | 1 | 0 | 0 | 0 | 0 | 0 | 0 | 0 | 0 | 0 | 0 | 0 | 0 | 0 | 0 | 0 | 0 | 0 | 0 | 1 | 1 | 1
PG&E GBA | Los Esteros | 115 | 0 | 0 | 0 | 0 | 0 | 0 | 0 | 0 | 0 | 1 | 1 | 1 | 0 | 0 | 0 | 0 | 0 | 0 | 0 | 0 | 0 | 0 | 0 | 0 | 0 | 0 | 0 | 0 | 0 | 0 | 1 | 1 | 1
PG&E GBA | Los Esteros | 230 | 0 | 0 | 0 | 0 | 0 | 0 | 0 | 0 | 0 | 1 | 1 | 1 | 0 | 0 | 0 | 0 | 0 | 0 | 0 | 0 | 0 | 0 | 0 | 0 | 0 | 0 | 0 | 0 | 0 | 0 | 1 | 1 | 1
PG&E GBA | Los Positas | 230 | 0 | 0 | 0 | 0 | 0 | 0 | 0 | 0 | 0 | 1 | 1 | 1 | 0 | 0 | 0 | 0 | 0 | 0 | 0 | 0 | 0 | 0 | 0 | 0 | 0 | 0 | 0 | 0 | 0 | 0 | 1 | 1 | 1
PG&E GBA | Los Positas | 60 | 0 | 0 | 0 | 0 | 0 | 0 | 0 | 0 | 0 | 1 | 1 | 1 | 0 | 0 | 0 | 0 | 0 | 0 | 0 | 0 | 0 | 0 | 0 | 0 | 0 | 0 | 0 | 0 | 0 | 0 | 1 | 1 | 1
SDGE | Loveland | 69 | 0 | 0 | 0 | 0 | 0 | 0 | 0 | 0 | 0 | 1 | 1 | 1 | 0 | 0 | 0 | 0 | 0 | 0 | 0 | 0 | 0 | 0 | 0 | 0 | 0 | 0 | 0 | 0 | 0 | 0 | 1 | 1 | 1
SCE NOL | Lugo | 230 | 0 | 0 | 0 | 165 | 0 | 0 | 0 | 165 | 165 | 1 | 1 | 2 | 0 | 0 | 0 | 165 | 0 | 0 | 0 | 165 | 165 | 0 | 0 | 0 | 165 | 0 | 0 | 0 | 165 | 165 | 1 | 1 | 2
SCE Metro | Lugo | 500 | 0 | 0 | 0 | 0 | 0 | 0 | 0 | 0 | 0 | 1 | 1 | 1 | 0 | 0 | 0 | 0 | 0 | 0 | 0 | 0 | 0 | 0 | 0 | 0 | 0 | 0 | 0 | 0 | 0 | 0 | 1 | 1 | 1
PG&E FRESNO | Madera | 70 | 0 | 0 | 0 | 0 | 0 | 0 | 0 | 0 | 0 | 1 | 1 | 1 | 0 | 0 | 0 | 0 | 0 | 0 | 0 | 0 | 0 | 0 | 0 | 0 | 0 | 0 | 0 | 0 | 0 | 0 | 1 | 1 | 1
PG&E NGBA | Madison | 115 | 0 | 0 | 0 | 0 | 13 | 10.2 | 0 | 23.2 | 23.2 | 1 | 1 | 1 | 0 | 0 | 0 | 0 | 0 | 0 | 0 | 0 | 0 | 0 | 0 | 0 | 0 | 13 | 10.2 | 0 | 23.2 | 23.2 | 1 | 1 | 1
PG&E KERN | Magunden | 115 | 0 | 0 | 0 | 100 | 0 | 0 | 0 | 100 | 100 | 3 | 1 | 3 | 0 | 0 | 0 | 100 | 0 | 0 | 0 | 100 | 100 | 0 | 0 | 0 | 100 | 0 | 0 | 0 | 100 | 100 | 3 | 1 | 3
SCE Northern | Magunden | 230 | 0 | 0 | 0 | 100 | 0 | 0 | 0 | 100 | 100 | 1 | 1 | 2 | 0 | 0 | 0 | 100 | 0 | 0 | 0 | 100 | 100 | 0 | 0 | 0 | 100 | 0 | 0 | 0 | 100 | 100 | 1 | 1 | 2
PG&E FRESNO | Malaga | 115 | 0 | 0 | 0 | 0 | 0 | 0 | 0 | 0 | 0 | 1 | 1 | 1 | 0 | 0 | 0 | 0 | 0 | 0 | 0 | 0 | 0 | 0 | 0 | 0 | 0 | 0 | 0 | 0 | 0 | 0 | 1 | 1 | 1
PG&E NGBA | Malin | 500 | 0 | 0 | 0 | 0 | 0 | 0 | 0 | 0 | 0 | 1 | 1 | 1 | 0 | 0 | 0 | 0 | 0 | 0 | 0 | 0 | 0 | 0 | 0 | 0 | 0 | 0 | 0 | 0 | 0 | 0 | 1 | 1 | 1
SCE Northern | Mandalay | 230 | 0 | 0 | 0 | 0 | 0 | 0 | 0 | 0 | 0 | 1 | 1 | 1 | 0 | 0 | 0 | 0 | 0 | 0 | 0 | 0 | 0 | 0 | 0 | 0 | 0 | 0 | 0 | 0 | 0 | 0 | 1 | 1 | 1
PG&E FRESNO | Manning | 230 | 0 | 0 | 0 | 100 | 0 | 0 | 0 | 100 | 100 | 1 | 1 | 2 | 0 | 0 | 0 | 100 | 0 | 0 | 0 | 100 | 100 | 0 | 0 | 0 | 100 | 0 | 0 | 0 | 100 | 100 | 1 | 1 | 2
PG&E FRESNO | Manning | 500 | 0 | 0 | 0 | 0 | 278.6 | 0 | 800 | 1078.6 | 1078.6 | 1 | 1 | 1 | 0 | 0 | 0 | 1591 | 278.6 | 0 | 800 | 2669.6 | 2669.6 | 0 | 0 | 0 | 1591 | 278.6 | 0 | 800 | 2669.6 | 2669.6 | 2 | 1 | 2
PG&E GBA | Manteca | 115 | 0 | 0 | 0 | 0 | 0 | 0 | 0 | 0 | 0 | 1 | 1 | 1 | 0 | 0 | 0 | 0 | 0 | 0 | 0 | 0 | 0 | 0 | 0 | 0 | 0 | 0 | 0 | 0 | 0 | 0 | 1 | 1 | 1
SDGE | Margarita | 138 | 0 | 0 | 0 | 0 | 0 | 0 | 0 | 0 | 0 | 1 | 1 | 1 | 0 | 0 | 0 | 94 | 0 | 0 | 0 | 94 | 94 | 0 | 0 | 0 | 94 | 0 | 0 | 0 | 94 | 94 | 2 | 1 | 2
PG&E GBA | Martin | 230 | 0 | 0 | 0 | 0 | 0 | 0 | 0 | 0 | 0 | 1 | 1 | 1 | 0 | 0 | 0 | 0 | 0 | 0 | 0 | 0 | 0 | 0 | 0 | 0 | 0 | 0 | 0 | 0 | 0 | 0 | 1 | 1 | 1
PG&E GBA | Martin | 115 | 0 | 0 | 0 | 0 | 0 | 188 | 0 | 188 | 188 | 3 | 1 | 3 | 0 | 0 | 0 | 0 | 0 | 0 | 0 | 0 | 0 | 0 | 0 | 0 | 0 | 0 | 188 | 0 | 188 | 188 | 3 | 1 | 3
PG&E GBA | Martinez | 115 | 0 | 0 | 0 | 0 | 0 | 0 | 0 | 0 | 0 | 1 | 1 | 1 | 0 | 0 | 0 | 0 | 0 | 0 | 0 | 0 | 0 | 0 | 0 | 0 | 0 | 0 | 0 | 0 | 0 | 0 | 1 | 1 | 1
PG&E FRESNO | Mc Mullin | 230 | 0 | 0 | 0 | 0 | 0 | 0 | 0 | 0 | 0 | 1 | 1 | 1 | 0 | 0 | 0 | 0 | 0 | 0 | 0 | 0 | 0 | 0 | 0 | 0 | 0 | 0 | 0 | 0 | 0 | 0 | 1 | 1 | 1
PG&E FRESNO | McCall | 115 | 0 | 0 | 0 | 0 | 0 | 0 | 0 | 0 | 0 | 1 | 1 | 1 | 0 | 0 | 0 | 0 | 0 | 0 | 0 | 0 | 0 | 0 | 0 | 0 | 0 | 0 | 0 | 0 | 0 | 0 | 1 | 1 | 1
PG&E FRESNO | McCall | 230 | 0 | 0 | 0 | 0 | 0 | 0 | 0 | 0 | 0 | 1 | 1 | 1 | 0 | 0 | 0 | 0 | 0 | 0 | 0 | 0 | 0 | 0 | 0 | 0 | 0 | 0 | 0 | 0 | 0 | 0 | 1 | 1 | 1
PG&E GBA | Meadow Lane | 115 | 0 | 0 | 0 | 0 | 0 | 0 | 0 | 0 | 0 | 1 | 1 | 1 | 0 | 0 | 0 | 0 | 0 | 0 | 0 | 0 | 0 | 0 | 0 | 0 | 0 | 0 | 0 | 0 | 0 | 0 | 1 | 1 | 1
PG&E GBA | Melones | 115 | 0 | 0 | 0 | 0 | 0 | 0 | 0 | 0 | 0 | 1 | 1 | 1 | 0 | 0 | 0 | 0 | 0 | 0 | 0 | 0 | 0 | 0 | 0 | 0 | 0 | 0 | 0 | 0 | 0 | 0 | 1 | 1 | 1
PG&E GBA | Melones | 230 | 0 | 0 | 0 | 0 | 0 | 0 | 0 | 0 | 0 | 1 | 1 | 1 | 0 | 0 | 0 | 0 | 0 | 0 | 0 | 0 | 0 | 0 | 0 | 0 | 0 | 0 | 0 | 0 | 0 | 0 | 1 | 1 | 1
SDGE | Melrose | 69 | 0 | 0 | 0 | 0 | 0 | 0 | 0 | 0 | 0 | 1 | 1 | 1 | 0 | 0 | 0 | 0 | 0 | 0 | 0 | 0 | 0 | 0 | 0 | 0 | 0 | 0 | 0 | 0 | 0 | 0 | 1 | 1 | 1
PG&E NGBA | Mendocino | 115 | 0 | 0 | 0 | 0 | 0 | 0 | 0 | 0 | 0 | 1 | 1 | 1 | 0 | 0 | 0 | 0 | 0 | 0 | 0 | 0 | 0 | 0 | 0 | 0 | 0 | 0 | 0 | 0 | 0 | 0 | 1 | 1 | 1
PG&E NGBA | Mendocino | 60 | 0 | 0 | 0 | 0 | 0 | 0 | 0 | 0 | 0 | 1 | 1 | 1 | 0 | 0 | 0 | 0 | 0 | 0 | 0 | 0 | 0 | 0 | 0 | 0 | 0 | 0 | 0 | 0 | 0 | 0 | 1 | 1 | 1
PG&E FRESNO | Mendota | 115 | 0 | 0 | 0 | 0 | 0 | 0 | 0 | 0 | 0 | 1 | 1 | 1 | 0 | 0 | 0 | 0 | 0 | 0 | 0 | 0 | 0 | 0 | 0 | 0 | 0 | 0 | 0 | 0 | 0 | 0 | 1 | 1 | 1
PG&E GBA | Menlo | 60 | 0 | 0 | 0 | 0 | 0 | 0 | 0 | 0 | 0 | 1 | 1 | 1 | 0 | 0 | 0 | 0 | 0 | 0 | 0 | 0 | 0 | 0 | 0 | 0 | 0 | 0 | 0 | 0 | 0 | 0 | 1 | 1 | 1
PG&E FRESNO | Merced | 115 | 0 | 0 | 0 | 0 | 0 | 0 | 0 | 0 | 0 | 1 | 1 | 1 | 0 | 0 | 0 | 0 | 0 | 0 | 0 | 0 | 0 | 0 | 0 | 0 | 0 | 0 | 0 | 0 | 0 | 0 | 1 | 1 | 1
EOP | Mercury | 138 | 0 | 0 | 0 | 0 | 0 | 0 | 0 | 0 | 0 | 1 | 1 | 1 | 0 | 0 | 0 | 0 | 0 | 0 | 0 | 0 | 0 | 0 | 0 | 0 | 0 | 0 | 0 | 0 | 0 | 0 | 1 | 1 | 1
PG&E FRESNO | Mercy Springs | 70 | 0 | 0 | 0 | 0 | 75 | 78 | 0 | 153 | 153 | 5 | 1 | 5 | 0 | 0 | 0 | 0 | 0 | 0 | 0 | 0 | 0 | 0 | 0 | 0 | 0 | 75 | 78 | 0 | 153 | 153 | 5 | 1 | 5
PG&E NGBA | Meridian | 60 | 0 | 0 | 0 | 0 | 0 | 0 | 0 | 0 | 0 | 1 | 1 | 1 | 0 | 0 | 0 | 0 | 0 | 0 | 0 | 0 | 0 | 0 | 0 | 0 | 0 | 0 | 0 | 0 | 0 | 0 | 1 | 1 | 1
PG&E KERN | Mesa (PGE) | 115 | 0 | 0 | 0 | 0 | 0 | 0 | 0 | 0 | 0 | 1 | 1 | 1 | 0 | 0 | 0 | 0 | 0 | 0 | 0 | 0 | 0 | 0 | 0 | 0 | 0 | 0 | 0 | 0 | 0 | 0 | 1 | 1 | 1
PG&E KERN | Mesa (PGE) | 230 | 0 | 0 | 0 | 0 | 0 | 0 | 0 | 0 | 0 | 1 | 1 | 1 | 0 | 0 | 0 | 0 | 0 | 0 | 0 | 0 | 0 | 0 | 0 | 0 | 0 | 0 | 0 | 0 | 0 | 0 | 1 | 1 | 1
SCE Metro | Mesa (SCE) | 230 | 0 | 0 | 0 | 0 | 0 | 0 | 0 | 0 | 0 | 1 | 1 | 1 | 0 | 0 | 0 | 0 | 0 | 0 | 0 | 0 | 0 | 0 | 0 | 0 | 0 | 0 | 0 | 0 | 0 | 0 | 1 | 1 | 1
SCE Metro | Mesa (SCE) | 500 | 0 | 0 | 0 | 0 | 0 | 0 | 0 | 0 | 0 | 1 | 1 | 1 | 0 | 0 | 0 | 0 | 0 | 0 | 0 | 0 | 0 | 0 | 0 | 0 | 0 | 0 | 0 | 0 | 0 | 0 | 1 | 1 | 1
SDGE | Mesa Heights | 69 | 0 | 0 | 0 | 0 | 0 | 0 | 0 | 0 | 0 | 1 | 1 | 1 | 0 | 0 | 0 | 0 | 0 | 0 | 0 | 0 | 0 | 0 | 0 | 0 | 0 | 0 | 0 | 0 | 0 | 0 | 1 | 1 | 1
PG&E GBA | Metcalf | 115 | 0 | 0 | 0 | 0 | 0 | 0 | 0 | 0 | 0 | 1 | 1 | 1 | 0 | 0 | 0 | 0 | 0 | 0 | 0 | 0 | 0 | 0 | 0 | 0 | 0 | 0 | 0 | 0 | 0 | 0 | 1 | 1 | 1
PG&E GBA | Metcalf | 230 | 0 | 0 | 0 | 0 | 0 | 0 | 0 | 0 | 0 | 1 | 1 | 1 | 0 | 0 | 0 | 0 | 0 | 0 | 0 | 0 | 0 | 0 | 0 | 0 | 0 | 0 | 0 | 0 | 0 | 0 | 1 | 1 | 1
PG&E GBA | Metcalf | 500 | 0 | 0 | 0 | 0 | 0 | 0 | 0 | 0 | 0 | 1 | 1 | 1 | 0 | 0 | 0 | 0 | 0 | 0 | 0 | 0 | 0 | 0 | 0 | 0 | 0 | 0 | 0 | 0 | 0 | 0 | 1 | 1 | 1
PG&E KERN | Midway | 115 | 0 | 0 | 0 | 0 | 0 | 0 | 0 | 0 | 0 | 1 | 1 | 1 | 0 | 0 | 0 | 0 | 0 | 0 | 0 | 0 | 0 | 0 | 0 | 0 | 0 | 0 | 0 | 0 | 0 | 0 | 1 | 1 | 1
PG&E KERN | Midway | 230 | 0 | 0 | 0 | 0 | 0 | 0 | 0 | 0 | 0 | 1 | 1 | 1 | 0 | 0 | 0 | 0 | 0 | 0 | 0 | 0 | 0 | 0 | 0 | 0 | 0 | 0 | 0 | 0 | 0 | 0 | 1 | 1 | 1
PG&E KERN | Midway | 500 | 0 | 0 | 0 | 400 | 160 | 0 | 0 | 560 | 560 | 1 | 1 | 1 | 0 | 0 | 0 | 400 | 160 | 0 | 0 | 560 | 560 | 0 | 0 | 0 | 400 | 160 | 0 | 0 | 560 | 560 | 1 | 1 | 1
SDGE | Miguel | 230 | 0 | 0 | 0 | 0 | 0 | 0 | 0 | 0 | 0 | 1 | 1 | 1 | 0 | 0 | 0 | 0 | 0 | 0 | 0 | 0 | 0 | 0 | 0 | 0 | 0 | 0 | 0 | 0 | 0 | 0 | 1 | 1 | 1
SDGE | Miguel | 500 | 0 | 0 | 0 | 0 | 0 | 0 | 0 | 0 | 0 | 1 | 1 | 1 | 0 | 0 | 0 | 0 | 0 | 0 | 0 | 0 | 0 | 0 | 0 | 0 | 0 | 0 | 0 | 0 | 0 | 0 | 1 | 1 | 1
SDGE | Miguel | 69 | 0 | 0 | 0 | 0 | 0 | 0 | 0 | 0 | 0 | 1 | 1 | 1 | 0 | 0 | 0 | 0 | 0 | 0 | 0 | 0 | 0 | 0 | 0 | 0 | 0 | 0 | 0 | 0 | 0 | 0 | 1 | 1 | 1
PG&E GBA | Millbrae | 115 | 0 | 0 | 0 | 0 | 0 | 0 | 0 | 0 | 0 | 1 | 1 | 1 | 0 | 0 | 0 | 0 | 0 | 0 | 0 | 0 | 0 | 0 | 0 | 0 | 0 | 0 | 0 | 0 | 0 | 0 | 1 | 1 | 1
PG&E GBA | Miller | 115 | 0 | 0 | 0 | 0 | 0 | 0 | 0 | 0 | 0 | 1 | 1 | 1 | 0 | 0 | 0 | 0 | 0 | 0 | 0 | 0 | 0 | 0 | 0 | 0 | 0 | 0 | 0 | 0 | 0 | 0 | 1 | 1 | 1
SCE Metro | Mira Loma | 230 | 0 | 0 | 0 | 0 | 0 | 42 | 0 | 42 | 42 | 1 | 1 | 5 | 0 | 0 | 0 | 0 | 0 | 0 | 0 | 0 | 0 | 0 | 0 | 0 | 0 | 0 | 42 | 0 | 42 | 42 | 1 | 1 | 5
SCE Metro | Mira Loma | 500 | 0 | 0 | 0 | 0 | 0 | 0 | 0 | 0 | 0 | 1 | 1 | 1 | 0 | 0 | 0 | 0 | 0 | 0 | 0 | 0 | 0 | 0 | 0 | 0 | 0 | 0 | 0 | 0 | 0 | 0 | 1 | 1 | 1
SCE Eastern | Mirage | 115 | 0 | 0 | 0 | 0 | 0 | 0 | 0 | 0 | 0 | 1 | 1 | 1 | 0 | 0 | 0 | 0 | 0 | 0 | 0 | 0 | 0 | 0 | 0 | 0 | 0 | 0 | 0 | 0 | 0 | 0 | 1 | 1 | 1
SCE Eastern | Mirage | 230 | 0 | 0 | 0 | 0 | 0 | 0 | 0 | 0 | 0 | 1 | 1 | 1 | 0 | 0 | 0 | 0 | 0 | 0 | 0 | 0 | 0 | 0 | 0 | 0 | 0 | 0 | 0 | 0 | 0 | 0 | 1 | 1 | 1
SDGE | Mission | 138 | 0 | 0 | 0 | 0 | 0 | 0 | 0 | 0 | 0 | 1 | 1 | 1 | 0 | 0 | 0 | 0 | 0 | 0 | 0 | 0 | 0 | 0 | 0 | 0 | 0 | 0 | 0 | 0 | 0 | 0 | 1 | 1 | 1
SDGE | Mission | 230 | 0 | 0 | 0 | 0 | 0 | 0 | 0 | 0 | 0 | 1 | 1 | 1 | 0 | 0 | 0 | 0 | 0 | 0 | 0 | 0 | 0 | 0 | 0 | 0 | 0 | 0 | 0 | 0 | 0 | 0 | 1 | 1 | 1
SDGE | Mission | 69 | 0 | 0 | 0 | 0 | 0 | 0 | 0 | 0 | 0 | 1 | 1 | 1 | 0 | 0 | 0 | 0 | 0 | 0 | 0 | 0 | 0 | 0 | 0 | 0 | 0 | 0 | 0 | 0 | 0 | 0 | 1 | 1 | 1
PG&E GBA | Mi-Wuk | 115 | 0 | 0 | 0 | 0 | 0 | 0 | 0 | 0 | 0 | 1 | 1 | 1 | 0 | 0 | 0 | 0 | 0 | 0 | 0 | 0 | 0 | 0 | 0 | 0 | 0 | 0 | 0 | 0 | 0 | 0 | 1 | 1 | 1
EOP | Mohave | 500 | 100 | 0 | 100 | 0 | 0 | 0 | 0 | 0 | 100 | 1 | 4 | 1 | 100 | 0 | 100 | 0 | 0 | 0 | 0 | 0 | 100 | 100 | 0 | 100 | 0 | 0 | 0 | 0 | 0 | 100 | 1 | 4 | 1
PG&E NGBA | Monroe | 115 | 0 | 0 | 0 | 0 | 0 | 0 | 0 | 0 | 0 | 1 | 1 | 1 | 0 | 0 | 0 | 0 | 0 | 0 | 0 | 0 | 0 | 0 | 0 | 0 | 0 | 0 | 0 | 0 | 0 | 0 | 1 | 1 | 1
SDGE | Monserate | 69 | 0 | 0 | 0 | 0 | 0 | 0 | 0 | 0 | 0 | 1 | 1 | 1 | 0 | 0 | 0 | 0 | 0 | 0 | 0 | 0 | 0 | 0 | 0 | 0 | 0 | 0 | 0 | 0 | 0 | 0 | 1 | 1 | 1
PG&E GBA | Monta Vista | 115 | 0 | 0 | 0 | 0 | 0 | 0 | 0 | 0 | 0 | 1 | 1 | 1 | 0 | 0 | 0 | 0 | 0 | 0 | 0 | 0 | 0 | 0 | 0 | 0 | 0 | 0 | 0 | 0 | 0 | 0 | 1 | 1 | 1
PG&E GBA | Monta Vista | 230 | 0 | 0 | 0 | 0 | 0 | 0 | 0 | 0 | 0 | 1 | 1 | 1 | 0 | 0 | 0 | 0 | 0 | 0 | 0 | 0 | 0 | 0 | 0 | 0 | 0 | 0 | 0 | 0 | 0 | 0 | 1 | 1 | 1
PG&E GBA | Monta Vista | 60 | 0 | 0 | 0 | 0 | 0 | 0 | 0 | 0 | 0 | 1 | 1 | 1 | 0 | 0 | 0 | 0 | 0 | 0 | 0 | 0 | 0 | 0 | 0 | 0 | 0 | 0 | 0 | 0 | 0 | 0 | 1 | 1 | 1
PG&E NGBA | Monticello | 115 | 0 | 0 | 0 | 0 | 0 | 0 | 0 | 0 | 0 | 1 | 1 | 1 | 0 | 0 | 0 | 0 | 0 | 0 | 0 | 0 | 0 | 0 | 0 | 0 | 0 | 0 | 0 | 0 | 0 | 0 | 1 | 1 | 1
SCE Northern | Moorpark | 230 | 0 | 0 | 0 | 0 | 0 | 350 | 0 | 350 | 350 | 1 | 1 | 1 | 0 | 0 | 0 | 0 | 0 | 0 | 0 | 0 | 0 | 0 | 0 | 0 | 0 | 0 | 350 | 0 | 350 | 350 | 1 | 1 | 1
SCE Northern | Moorpark | 66 | 0 | 0 | 0 | 0 | 0 | 0 | 0 | 0 | 0 | 1 | 1 | 1 | 0 | 0 | 0 | 0 | 0 | 0 | 0 | 0 | 0 | 0 | 0 | 0 | 0 | 0 | 0 | 0 | 0 | 0 | 1 | 1 | 1
PG&E GBA | Moraga | 115 | 0 | 0 | 0 | 0 | 0 | 0 | 0 | 0 | 0 | 1 | 1 | 1 | 0 | 0 | 0 | 0 | 0 | 0 | 0 | 0 | 0 | 0 | 0 | 0 | 0 | 0 | 0 | 0 | 0 | 0 | 1 | 1 | 1
PG&E GBA | Moraga | 230 | 0 | 0 | 0 | 0 | 0 | 0 | 0 | 0 | 0 | 1 | 1 | 1 | 0 | 0 | 0 | 0 | 0 | 0 | 0 | 0 | 0 | 0 | 0 | 0 | 0 | 0 | 0 | 0 | 0 | 0 | 1 | 1 | 1
PG&E GBA | Morgan Hill | 115 | 0 | 0 | 0 | 0 | 0 | 0 | 0 | 0 | 0 | 1 | 1 | 1 | 0 | 0 | 0 | 0 | 0 | 0 | 0 | 0 | 0 | 0 | 0 | 0 | 0 | 0 | 0 | 0 | 0 | 0 | 1 | 1 | 1
PG&E KERN | Morro Bay | 115 | 0 | 0 | 0 | 0 | 0 | 0 | 0 | 0 | 0 | 1 | 1 | 1 | 0 | 0 | 0 | 0 | 0 | 0 | 0 | 0 | 0 | 0 | 0 | 0 | 0 | 0 | 0 | 0 | 0 | 0 | 1 | 1 | 1
PG&E KERN | Morro Bay | 230 | 0 | 0 | 0 | 0 | 0 | 0 | 0 | 0 | 0 | 1 | 1 | 1 | 0 | 0 | 0 | 0 | 0 | 0 | 0 | 0 | 0 | 0 | 0 | 0 | 0 | 0 | 0 | 0 | 0 | 0 | 1 | 1 | 1
PG&E KERN | Morro Bay | 500 | 0 | 0 | 0 | 600 | 1110 | 0 | 0 | 1710 | 1710 | 1 | 1 | 1 | 0 | 0 | 0 | 600 | 1110 | 0 | 0 | 1710 | 1710 | 0 | 0 | 0 | 600 | 1110 | 0 | 0 | 1710 | 1710 | 1 | 1 | 1
PG&E GBA | Moss Landing | 115 | 0 | 0 | 0 | 0 | 0 | 0 | 0 | 0 | 0 | 1 | 1 | 1 | 0 | 0 | 0 | 0 | 0 | 0 | 0 | 0 | 0 | 0 | 0 | 0 | 0 | 0 | 0 | 0 | 0 | 0 | 1 | 1 | 1
PG&E GBA | Moss Landing | 230 | 0 | 0 | 0 | 0 | 0 | 0 | 0 | 0 | 0 | 1 | 1 | 1 | 0 | 0 | 0 | 0 | 0 | 0 | 0 | 0 | 0 | 0 | 0 | 0 | 0 | 0 | 0 | 0 | 0 | 0 | 1 | 1 | 1
PG&E GBA | Moss Landing | 500 | 0 | 0 | 0 | 0 | 0 | 0 | 0 | 0 | 0 | 1 | 1 | 1 | 0 | 0 | 0 | 0 | 0 | 0 | 0 | 0 | 0 | 0 | 0 | 0 | 0 | 0 | 0 | 0 | 0 | 0 | 1 | 1 | 1
EOP | Mountain Pass | 115 | 0 | 0 | 0 | 0 | 0 | 0 | 0 | 0 | 0 | 1 | 1 | 1 | 0 | 0 | 0 | 0 | 0 | 0 | 0 | 0 | 0 | 0 | 0 | 0 | 0 | 0 | 0 | 0 | 0 | 0 | 1 | 1 | 1
PG&E GBA | Mountain View | 115 | 0 | 0 | 0 | 0 | 0 | 0 | 0 | 0 | 0 | 1 | 1 | 1 | 0 | 0 | 0 | 0 | 0 | 0 | 0 | 0 | 0 | 0 | 0 | 0 | 0 | 0 | 0 | 0 | 0 | 0 | 1 | 1 | 1
PG&E GBA | Mt Eden | 115 | 0 | 0 | 0 | 0 | 0 | 0 | 0 | 0 | 0 | 1 | 1 | 1 | 0 | 0 | 0 | 0 | 0 | 0 | 0 | 0 | 0 | 0 | 0 | 0 | 0 | 0 | 0 | 0 | 0 | 0 | 1 | 1 | 1
PG&E KERN | Mt Poso | 115 | 0 | 0 | 0 | 0 | 0 | 0 | 0 | 0 | 0 | 1 | 1 | 1 | 0 | 0 | 0 | 0 | 0 | 0 | 0 | 0 | 0 | 0 | 0 | 0 | 0 | 0 | 0 | 0 | 0 | 0 | 1 | 1 | 1
SDGE | Murray | 69 | 0 | 0 | 0 | 0 | 0 | 0 | 0 | 0 | 0 | 1 | 1 | 1 | 0 | 0 | 0 | 0 | 0 | 0 | 0 | 0 | 0 | 0 | 0 | 0 | 0 | 0 | 0 | 0 | 0 | 0 | 1 | 1 | 1
PG&E FRESNO | Mustang | 230 | 0 | 0 | 0 | 0 | 0 | 0 | 0 | 0 | 0 | 1 | 1 | 1 | 0 | 0 | 0 | 0 | 0 | 0 | 0 | 0 | 0 | 0 | 0 | 0 | 0 | 0 | 0 | 0 | 0 | 0 | 1 | 1 | 1
SCE Northern | Neenach | 66 | 0 | 0 | 0 | 0 | 0 | 0 | 0 | 0 | 0 | 1 | 1 | 1 | 0 | 0 | 0 | 0 | 0 | 0 | 0 | 0 | 0 | 0 | 0 | 0 | 0 | 0 | 0 | 0 | 0 | 0 | 1 | 1 | 1
PG&E KERN | New Sub - Gates - Midway (Proposed) | 230 | 0 | 0 | 0 | 1900 | 440 | 238.5 | 0 | 2578.5 | 2578.5 | 3 | 1 | 3 | 0 | 0 | 0 | 1900 | 0 | 0 | 0 | 1900 | 1900 | 0 | 0 | 0 | 1900 | 440 | 238.5 | 0 | 2578.5 | 2578.5 | 3 | 1 | 3
PG&E KERN | New Sub - Gates - Templeton (Proposed) | 230 | 0 | 0 | 0 | 0 | 600 | 0 | 0 | 600 | 600 | 1 | 1 | 1 | 0 | 0 | 0 | 0 | 600 | 0 | 0 | 600 | 600 | 0 | 0 | 0 | 0 | 600 | 0 | 0 | 600 | 600 | 1 | 1 | 1
SCE NOL | New Sub - Kramer - Lugo (Proposed) | 230 | 0 | 0 | 0 | 0 | 0 | 0 | 0 | 0 | 0 | 1 | 1 | 1 | 0 | 0 | 0 | 0 | 0 | 0 | 0 | 0 | 0 | 0 | 0 | 0 | 0 | 0 | 0 | 0 | 0 | 0 | 1 | 1 | 1
PG&E FRESNO | New Sub - Los Banos - Midway (Proposed) | 500 | 0 | 0 | 0 | 816 | 0 | 0 | 246 | 1062 | 1062 | 1 | 1 | 1 | 0 | 0 | 0 | 816 | 0 | 0 | 246 | 1062 | 1062 | 0 | 0 | 0 | 816 | 0 | 0 | 246 | 1062 | 1062 | 1 | 1 | 1
SCE NOL | New Sub - Lugo - Pisgah (Proposed) | 230 | 0 | 0 | 0 | 0 | 0 | 0 | 0 | 0 | 0 | 1 | 1 | 1 | 0 | 0 | 0 | 0 | 0 | 0 | 0 | 0 | 0 | 0 | 0 | 0 | 0 | 0 | 0 | 0 | 0 | 0 | 1 | 1 | 1
PG&E KERN | New Sub - Midway - Wheeler Ridge (Proposed) | 230 | 0 | 0 | 0 | 1900 | 0 | 0 | 0 | 1900 | 1900 | 2 | 1 | 2 | 0 | 0 | 0 | 1900 | 0 | 0 | 0 | 1900 | 1900 | 0 | 0 | 0 | 1900 | 0 | 0 | 0 | 1900 | 1900 | 2 | 1 | 2
PG&E NGBA | New Sub - Near existing Leavitt (PSREC) | 345 | 102 | 0 | 102 | 0 | 0 | 0 | 0 | 0 | 102 | 1 | 2 | 1 | 448 | 0 | 448 | 0 | 0 | 0 | 0 | 0 | 448 | 448 | 0 | 448 | 0 | 0 | 0 | 0 | 0 | 448 | 1 | 1 | 1
PG&E NGBA | New Sub - Near existing Madeline (NVE) | 345 | 300 | 0 | 300 | 0 | 0 | 0 | 0 | 0 | 300 | 1 | 1 | 1 | 700 | 0 | 700 | 0 | 0 | 0 | 0 | 0 | 700 | 700 | 0 | 700 | 0 | 0 | 0 | 0 | 0 | 700 | 1 | 1 | 1
SDGE | New Sub - North Gila - IV (Proposed) | 500 | 0 | 0 | 0 | 500 | 0 | 0 | 0 | 500 | 500 | 1 | 1 | 1 | 0 | 0 | 0 | 750 | 250 | 0 | 0 | 1000 | 1000 | 0 | 0 | 0 | 750 | 250 | 0 | 0 | 1000 | 1000 | 1 | 1 | 1
PG&E NGBA | New Sub - Pit 1 - Cottonwood (Proposed) | 230 | 0 | 0 | 0 | 0 | 0 | 0 | 0 | 0 | 0 | 1 | 1 | 1 | 0 | 0 | 0 | 0 | 0 | 0 | 0 | 0 | 0 | 0 | 0 | 0 | 0 | 0 | 0 | 0 | 0 | 0 | 1 | 1 | 1
PG&E GBA | New Sub - Rancho Seco - Bellota (Proposed) | 230 | 0 | 0 | 0 | 0 | 0 | 0 | 0 | 0 | 0 | 1 | 1 | 1 | 0 | 0 | 0 | 0 | 0 | 0 | 0 | 0 | 0 | 0 | 0 | 0 | 0 | 0 | 0 | 0 | 0 | 0 | 1 | 1 | 1
SDGE | New Sub - Suncrest - Ocotillo (Proposed) | 500 | 0 | 0 | 0 | 0 | 0 | 0 | 0 | 0 | 0 | 1 | 1 | 1 | 0 | 0 | 0 | 0 | 0 | 0 | 0 | 0 | 0 | 0 | 0 | 0 | 0 | 0 | 0 | 0 | 0 | 0 | 1 | 1 | 1
PG&E FRESNO | New Sub - Westley - Quinto (Proposed) | 230 | 0 | 0 | 0 | 0 | 0 | 0 | 900 | 900 | 900 | 1 | 1 | 1 | 0 | 0 | 0 | 0 | 0 | 0 | 900 | 900 | 900 | 0 | 0 | 0 | 0 | 0 | 0 | 900 | 900 | 900 | 1 | 1 | 1
PG&E GBA | Newark | 115 | 0 | 0 | 0 | 0 | 0 | 0 | 0 | 0 | 0 | 1 | 1 | 1 | 0 | 0 | 0 | 0 | 0 | 0 | 0 | 0 | 0 | 0 | 0 | 0 | 0 | 0 | 0 | 0 | 0 | 0 | 1 | 1 | 1
PG&E GBA | Newark | 230 | 0 | 0 | 0 | 0 | 0 | 0 | 0 | 0 | 0 | 1 | 1 | 1 | 0 | 0 | 0 | 0 | 0 | 0 | 0 | 0 | 0 | 0 | 0 | 0 | 0 | 0 | 0 | 0 | 0 | 0 | 1 | 1 | 1
PG&E GBA | Newark | 60 | 0 | 0 | 0 | 0 | 0 | 0 | 0 | 0 | 0 | 1 | 1 | 1 | 0 | 0 | 0 | 0 | 0 | 0 | 0 | 0 | 0 | 0 | 0 | 0 | 0 | 0 | 0 | 0 | 0 | 0 | 1 | 1 | 1
PG&E FRESNO | Newhall | 115 | 0 | 0 | 0 | 0 | 0 | 0 | 0 | 0 | 0 | 1 | 1 | 1 | 0 | 0 | 0 | 0 | 0 | 0 | 0 | 0 | 0 | 0 | 0 | 0 | 0 | 0 | 0 | 0 | 0 | 0 | 1 | 1 | 1
PG&E KERN | Norco | 115 | 0 | 0 | 0 | 0 | 0 | 0 | 0 | 0 | 0 | 1 | 1 | 1 | 0 | 0 | 0 | 0 | 0 | 0 | 0 | 0 | 0 | 0 | 0 | 0 | 0 | 0 | 0 | 0 | 0 | 0 | 1 | 1 | 1
PG&E GBA | Nortech | 115 | 0 | 0 | 0 | 0 | 0 | 0 | 0 | 0 | 0 | 1 | 1 | 1 | 0 | 0 | 0 | 80 | 0 | 0 | 0 | 80 | 80 | 0 | 0 | 0 | 80 | 0 | 0 | 0 | 80 | 80 | 2 | 1 | 2
SDGE | North City Metering | 138 | 0 | 0 | 0 | 0 | 0 | 0 | 0 | 0 | 0 | 1 | 1 | 1 | 0 | 0 | 0 | 0 | 0 | 0 | 0 | 0 | 0 | 0 | 0 | 0 | 0 | 0 | 0 | 0 | 0 | 0 | 1 | 1 | 1
PG&E GBA | North Dublin | 230 | 0 | 0 | 0 | 0 | 0 | 0 | 0 | 0 | 0 | 1 | 1 | 1 | 0 | 0 | 0 | 0 | 0 | 0 | 0 | 0 | 0 | 0 | 0 | 0 | 0 | 0 | 0 | 0 | 0 | 0 | 1 | 1 | 1
SDGE | North Gila | 500 | 0 | 0 | 0 | 500 | 0 | 0 | 94.35 | 594.35 | 594.35 | 1 | 1 | 1 | 0 | 0 | 0 | 750 | 500 | 0 | 94.35 | 1344.35 | 1344.35 | 0 | 0 | 0 | 750 | 500 | 0 | 94.35 | 1344.35 | 1344.35 | 1 | 1 | 1
SCE Metro | North of SONGS | 230 | 0 | 0 | 0 | 0 | 0 | 0 | 0 | 0 | 0 | 1 | 1 | 1 | 0 | 0 | 0 | 0 | 0 | 0 | 0 | 0 | 0 | 0 | 0 | 0 | 0 | 0 | 0 | 0 | 0 | 0 | 1 | 1 | 1
SCE Metro | North of SONGS | 500 | 0 | 0 | 0 | 0 | 0 | 0 | 0 | 0 | 0 | 1 | 1 | 1 | 0 | 0 | 0 | 0 | 0 | 0 | 0 | 0 | 0 | 0 | 0 | 0 | 0 | 0 | 0 | 0 | 0 | 0 | 1 | 1 | 1
PG&E NGBA | Notre Dame | 115 | 0 | 0 | 0 | 0 | 0 | 0 | 0 | 0 | 0 | 1 | 1 | 1 | 0 | 0 | 0 | 0 | 0 | 0 | 0 | 0 | 0 | 0 | 0 | 0 | 0 | 0 | 0 | 0 | 0 | 0 | 1 | 1 | 1
PG&E GBA | Oakland C | 115 | 0 | 0 | 0 | 0 | 200 | 0 | 0 | 200 | 200 | 4 | 1 | 4 | 0 | 0 | 0 | 0 | 200 | 0 | 0 | 200 | 200 | 0 | 0 | 0 | 0 | 200 | 0 | 0 | 200 | 200 | 4 | 1 | 4
PG&E GBA | Oakland J | 115 | 0 | 0 | 0 | 0 | 0 | 0 | 0 | 0 | 0 | 1 | 1 | 1 | 0 | 0 | 0 | 0 | 0 | 0 | 0 | 0 | 0 | 0 | 0 | 0 | 0 | 0 | 0 | 0 | 0 | 0 | 1 | 1 | 1
PG&E GBA | Oakland L | 115 | 0 | 0 | 0 | 0 | 0 | 0 | 0 | 0 | 0 | 1 | 1 | 1 | 0 | 0 | 0 | 0 | 0 | 0 | 0 | 0 | 0 | 0 | 0 | 0 | 0 | 0 | 0 | 0 | 0 | 0 | 1 | 1 | 1
PG&E GBA | Oakland X | 115 | 0 | 0 | 0 | 0 | 100 | 0 | 0 | 100 | 100 | 3 | 1 | 3 | 0 | 0 | 0 | 0 | 100 | 0 | 0 | 100 | 100 | 0 | 0 | 0 | 0 | 100 | 0 | 0 | 100 | 100 | 3 | 1 | 3
SDGE | Ocean Ranch | 69 | 0 | 0 | 0 | 0 | 0 | 0 | 0 | 0 | 0 | 1 | 1 | 1 | 0 | 0 | 0 | 0 | 0 | 0 | 0 | 0 | 0 | 0 | 0 | 0 | 0 | 0 | 0 | 0 | 0 | 0 | 1 | 1 | 1
PG&E KERN | Oceano | 115 | 0 | 0 | 0 | 0 | 0 | 0 | 0 | 0 | 0 | 1 | 1 | 1 | 0 | 0 | 0 | 0 | 0 | 0 | 0 | 0 | 0 | 0 | 0 | 0 | 0 | 0 | 0 | 0 | 0 | 0 | 1 | 1 | 1
SDGE | Ocotillo Express | 500 | 0 | 0 | 0 | 0 | 0 | 0 | 0 | 0 | 0 | 1 | 1 | 1 | 0 | 0 | 0 | 0 | 0 | 0 | 0 | 0 | 0 | 0 | 0 | 0 | 0 | 0 | 0 | 0 | 0 | 0 | 1 | 1 | 1
PG&E KERN | Old River | 70 | 0 | 0 | 0 | 0 | 0 | 0 | 0 | 0 | 0 | 1 | 1 | 1 | 0 | 0 | 0 | 0 | 0 | 0 | 0 | 0 | 0 | 0 | 0 | 0 | 0 | 0 | 0 | 0 | 0 | 0 | 1 | 1 | 1
SDGE | Old Town | 230 | 0 | 0 | 0 | 0 | 0 | 0 | 0 | 0 | 0 | 1 | 1 | 1 | 0 | 0 | 0 | 0 | 0 | 0 | 0 | 0 | 0 | 0 | 0 | 0 | 0 | 0 | 0 | 0 | 0 | 0 | 1 | 1 | 1
SCE Metro | Olinda | 230 | 0 | 0 | 0 | 0 | 0 | 0 | 0 | 0 | 0 | 1 | 1 | 1 | 0 | 0 | 0 | 0 | 0 | 0 | 0 | 0 | 0 | 0 | 0 | 0 | 0 | 0 | 0 | 0 | 0 | 0 | 1 | 1 | 1
PG&E FRESNO | Olive | 115 | 0 | 0 | 0 | 0 | 0 | 20 | 0 | 20 | 20 | 1 | 1 | 1 | 0 | 0 | 0 | 0 | 0 | 0 | 0 | 0 | 0 | 0 | 0 | 0 | 0 | 0 | 20 | 0 | 20 | 20 | 1 | 1 | 1
PG&E NGBA | Olivehurst | 115 | 0 | 0 | 0 | 0 | 0 | 0 | 0 | 0 | 0 | 1 | 1 | 1 | 0 | 0 | 0 | 0 | 0 | 0 | 0 | 0 | 0 | 0 | 0 | 0 | 0 | 0 | 0 | 0 | 0 | 0 | 1 | 1 | 1
PG&E NGBA | Oregon Trail | 60 | 0 | 0 | 0 | 0 | 0 | 0 | 0 | 0 | 0 | 1 | 1 | 1 | 0 | 0 | 0 | 0 | 0 | 0 | 0 | 0 | 0 | 0 | 0 | 0 | 0 | 0 | 0 | 0 | 0 | 0 | 1 | 1 | 1
SCE Northern | Ormond Beach | 230 | 0 | 0 | 0 | 0 | 0 | 0 | 0 | 0 | 0 | 1 | 1 | 1 | 0 | 0 | 0 | 0 | 0 | 0 | 0 | 0 | 0 | 0 | 0 | 0 | 0 | 0 | 0 | 0 | 0 | 0 | 1 | 1 | 1
PG&E FRESNO | Oro Loma | 115 | 0 | 0 | 0 | 100 | 0 | 0 | 0 | 100 | 100 | 3 | 1 | 3 | 0 | 0 | 0 | 100 | 0 | 0 | 0 | 100 | 100 | 0 | 0 | 0 | 100 | 0 | 0 | 0 | 100 | 100 | 3 | 1 | 3
PG&E FRESNO | Oro Loma | 70 | 0 | 0 | 0 | 0 | 0 | 0 | 0 | 0 | 0 | 1 | 1 | 1 | 0 | 0 | 0 | 0 | 0 | 0 | 0 | 0 | 0 | 0 | 0 | 0 | 0 | 0 | 0 | 0 | 0 | 0 | 1 | 1 | 1
PG&E FRESNO | Orosi | 70 | 0 | 0 | 0 | 0 | 0 | 0 | 0 | 0 | 0 | 1 | 1 | 1 | 0 | 0 | 0 | 0 | 0 | 0 | 0 | 0 | 0 | 0 | 0 | 0 | 0 | 0 | 0 | 0 | 0 | 0 | 1 | 1 | 1
SDGE | Otay | 69 | 0 | 0 | 0 | 0 | 0 | 49.7 | 0 | 49.7 | 49.7 | 3 | 1 | 3 | 0 | 0 | 0 | 0 | 0 | 0 | 0 | 0 | 0 | 0 | 0 | 0 | 0 | 0 | 49.7 | 0 | 49.7 | 49.7 | 3 | 1 | 3
SDGE | Otay Mesa | 230 | 0 | 0 | 0 | 0 | 0 | 65 | 0 | 65 | 65 | 1 | 1 | 2 | 0 | 0 | 0 | 0 | 0 | 0 | 0 | 0 | 0 | 0 | 0 | 0 | 0 | 0 | 65 | 0 | 65 | 65 | 1 | 1 | 2
PG&E FRESNO | Padre Flats SW STA | 230 | 0 | 0 | 0 | 400 | 0 | 0 | 0 | 400 | 400 | 1 | 1 | 1 | 0 | 0 | 0 | 400 | 0 | 0 | 0 | 400 | 400 | 0 | 0 | 0 | 400 | 0 | 0 | 0 | 400 | 400 | 1 | 1 | 1
EOP | Pahrump | 138 | 0 | 0 | 0 | 0 | 0 | 0 | 0 | 0 | 0 | 1 | 1 | 1 | 0 | 0 | 0 | 0 | 0 | 0 | 0 | 0 | 0 | 0 | 0 | 0 | 0 | 0 | 0 | 0 | 0 | 0 | 1 | 1 | 1
EOP | Pahrump | 230 | 0 | 0 | 0 | 0 | 0 | 0 | 0 | 0 | 0 | 1 | 1 | 1 | 0 | 0 | 0 | 0 | 0 | 0 | 0 | 0 | 0 | 0 | 0 | 0 | 0 | 0 | 0 | 0 | 0 | 0 | 1 | 1 | 1
SDGE | Pala | 69 | 0 | 0 | 0 | 0 | 0 | 0 | 0 | 0 | 0 | 1 | 1 | 1 | 0 | 0 | 0 | 0 | 0 | 0 | 0 | 0 | 0 | 0 | 0 | 0 | 0 | 0 | 0 | 0 | 0 | 0 | 1 | 1 | 1
PG&E NGBA | Palermo | 115 | 0 | 0 | 0 | 0 | 0 | 0 | 0 | 0 | 0 | 1 | 1 | 1 | 0 | 0 | 0 | 0 | 0 | 0 | 0 | 0 | 0 | 0 | 0 | 0 | 0 | 0 | 0 | 0 | 0 | 0 | 1 | 1 | 1
PG&E NGBA | Palermo | 230 | 0 | 0 | 0 | 0 | 0 | 0 | 0 | 0 | 0 | 1 | 1 | 1 | 0 | 0 | 0 | 0 | 0 | 0 | 0 | 0 | 0 | 0 | 0 | 0 | 0 | 0 | 0 | 0 | 0 | 0 | 1 | 1 | 1
SCE Eastern | Palo Verde | 500 | 0 | 0 | 0 | 0 | 0 | 0 | 0 | 0 | 0 | 1 | 1 | 1 | 0 | 0 | 0 | 0 | 0 | 0 | 0 | 0 | 0 | 0 | 0 | 0 | 0 | 0 | 0 | 0 | 0 | 0 | 1 | 1 | 1
SDGE | Palomar Energy | 230 | 0 | 0 | 0 | 0 | 0 | 0 | 0 | 0 | 0 | 1 | 1 | 1 | 0 | 0 | 0 | 0 | 0 | 0 | 0 | 0 | 0 | 0 | 0 | 0 | 0 | 0 | 0 | 0 | 0 | 0 | 1 | 1 | 1
PG&E KERN | Panama | 70 | 0 | 0 | 0 | 0 | 0 | 0 | 0 | 0 | 0 | 1 | 1 | 1 | 0 | 0 | 0 | 0 | 0 | 0 | 0 | 0 | 0 | 0 | 0 | 0 | 0 | 0 | 0 | 0 | 0 | 0 | 1 | 1 | 1
PG&E FRESNO | Panoche | 115 | 0 | 0 | 0 | 0 | 0 | 0 | 0 | 0 | 0 | 1 | 1 | 1 | 0 | 0 | 0 | 0 | 0 | 0 | 0 | 0 | 0 | 0 | 0 | 0 | 0 | 0 | 0 | 0 | 0 | 0 | 1 | 1 | 1
PG&E FRESNO | Panoche | 230 | 0 | 0 | 0 | 0 | 0 | 0 | 0 | 0 | 0 | 1 | 1 | 1 | 0 | 0 | 0 | 0 | 0 | 0 | 0 | 0 | 0 | 0 | 0 | 0 | 0 | 0 | 0 | 0 | 0 | 0 | 1 | 1 | 1
SCE Northern | Pardee | 230 | 0 | 0 | 0 | 700 | 0 | 15 | 0 | 715 | 715 | 1 | 1 | 1 | 0 | 0 | 0 | 700 | 0 | 0 | 0 | 700 | 700 | 0 | 0 | 0 | 700 | 0 | 15 | 0 | 715 | 715 | 1 | 1 | 1
PG&E NGBA | Parkway | 230 | 0 | 0 | 0 | 0 | 0 | 0 | 0 | 0 | 0 | 1 | 1 | 1 | 0 | 0 | 0 | 0 | 0 | 0 | 0 | 0 | 0 | 0 | 0 | 0 | 0 | 0 | 0 | 0 | 0 | 0 | 1 | 1 | 1
SCE Northern | Pastoria | 230 | 0 | 0 | 0 | 0 | 105 | 80 | 0 | 185 | 185 | 1 | 1 | 2 | 0 | 0 | 0 | 0 | 0 | 0 | 0 | 0 | 0 | 0 | 0 | 0 | 0 | 105 | 80 | 0 | 185 | 185 | 1 | 1 | 2
SCE Metro | Pauda | 230 | 0 | 0 | 0 | 0 | 0 | 0 | 0 | 0 | 0 | 1 | 1 | 1 | 0 | 0 | 0 | 0 | 0 | 0 | 0 | 0 | 0 | 0 | 0 | 0 | 0 | 0 | 0 | 0 | 0 | 0 | 1 | 1 | 1
PG&E GBA | Paul Sweet | 115 | 0 | 0 | 0 | 0 | 0 | 0 | 13 | 13 | 13 | 1 | 1 | 1 | 0 | 0 | 0 | 0 | 0 | 0 | 13 | 13 | 13 | 0 | 0 | 0 | 0 | 0 | 0 | 13 | 13 | 13 | 1 | 1 | 1
PG&E NGBA | Peabody | 230 | 0 | 0 | 0 | 0 | 0 | 0 | 0 | 0 | 0 | 1 | 1 | 1 | 0 | 0 | 0 | 0 | 0 | 0 | 0 | 0 | 0 | 0 | 0 | 0 | 0 | 0 | 0 | 0 | 0 | 0 | 1 | 1 | 1
PG&E NGBA | Pease | 115 | 0 | 0 | 0 | 0 | 0 | 0 | 0 | 0 | 0 | 1 | 1 | 1 | 0 | 0 | 0 | 0 | 0 | 0 | 0 | 0 | 0 | 0 | 0 | 0 | 0 | 0 | 0 | 0 | 0 | 0 | 1 | 1 | 1
PG&E NGBA | Pease | 60 | 0 | 0 | 0 | 0 | 0 | 0 | 0 | 0 | 0 | 1 | 1 | 1 | 0 | 0 | 0 | 0 | 0 | 0 | 0 | 0 | 0 | 0 | 0 | 0 | 0 | 0 | 0 | 0 | 0 | 0 | 1 | 1 | 1
SDGE | Penasquitos | 138 | 0 | 0 | 0 | 0 | 0 | 0 | 0 | 0 | 0 | 1 | 1 | 1 | 0 | 0 | 0 | 0 | 0 | 0 | 0 | 0 | 0 | 0 | 0 | 0 | 0 | 0 | 0 | 0 | 0 | 0 | 1 | 1 | 1
SDGE | Penasquitos | 230 | 0 | 0 | 0 | 0 | 0 | 0 | 0 | 0 | 0 | 1 | 1 | 1 | 0 | 0 | 0 | 0 | 0 | 0 | 0 | 0 | 0 | 0 | 0 | 0 | 0 | 0 | 0 | 0 | 0 | 0 | 1 | 1 | 1
SDGE | Penasquitos | 69 | 0 | 0 | 0 | 0 | 0 | 0 | 0 | 0 | 0 | 1 | 1 | 1 | 0 | 0 | 0 | 0 | 0 | 0 | 0 | 0 | 0 | 0 | 0 | 0 | 0 | 0 | 0 | 0 | 0 | 0 | 1 | 1 | 1
SDGE | Pendleton | 69 | 0 | 0 | 0 | 0 | 0 | 0 | 50 | 50 | 50 | 4 | 1 | 4 | 0 | 0 | 0 | 0 | 0 | 0 | 0 | 0 | 0 | 0 | 0 | 0 | 0 | 0 | 0 | 50 | 50 | 50 | 4 | 1 | 4
PG&E NGBA | Penngrove | 115 | 0 | 0 | 0 | 0 | 0 | 0 | 0 | 0 | 0 | 1 | 1 | 1 | 0 | 0 | 0 | 0 | 0 | 0 | 0 | 0 | 0 | 0 | 0 | 0 | 0 | 0 | 0 | 0 | 0 | 0 | 1 | 1 | 1
PG&E GBA | Peoria | 115 | 0 | 0 | 0 | 0 | 0 | 0 | 0 | 0 | 0 | 1 | 1 | 1 | 0 | 0 | 0 | 0 | 0 | 0 | 0 | 0 | 0 | 0 | 0 | 0 | 0 | 0 | 0 | 0 | 0 | 0 | 1 | 1 | 1
PG&E GBA | Piercy | 115 | 0 | 0 | 0 | 0 | 0 | 0 | 0 | 0 | 0 | 1 | 1 | 1 | 0 | 0 | 0 | 0 | 0 | 0 | 0 | 0 | 0 | 0 | 0 | 0 | 0 | 0 | 0 | 0 | 0 | 0 | 1 | 1 | 1
PG&E FRESNO | Pine Flat | 230 | 0 | 0 | 0 | 0 | 0 | 0 | 0 | 0 | 0 | 1 | 1 | 1 | 0 | 0 | 0 | 0 | 0 | 0 | 0 | 0 | 0 | 0 | 0 | 0 | 0 | 0 | 0 | 0 | 0 | 0 | 1 | 1 | 1
SCE NOL | Pisgah | 230 | 0 | 0 | 0 | 0 | 0 | 0 | 0 | 0 | 0 | 1 | 1 | 1 | 0 | 0 | 0 | 217 | 0 | 0 | 0 | 217 | 217 | 0 | 0 | 0 | 217 | 0 | 0 | 0 | 217 | 217 | 1 | 1 | 1
PG&E NGBA | Pit 1 | 230 | 0 | 0 | 0 | 0 | 0 | 0 | 0 | 0 | 0 | 1 | 1 | 1 | 0 | 0 | 0 | 0 | 0 | 0 | 0 | 0 | 0 | 0 | 0 | 0 | 0 | 0 | 0 | 0 | 0 | 0 | 1 | 1 | 1
PG&E NGBA | Pit 1 | 60 | 0 | 0 | 0 | 0 | 0 | 0 | 0 | 0 | 0 | 1 | 1 | 1 | 0 | 0 | 0 | 0 | 0 | 0 | 0 | 0 | 0 | 0 | 0 | 0 | 0 | 0 | 0 | 0 | 0 | 0 | 1 | 1 | 1
PG&E NGBA | Pit 3 | 230 | 0 | 0 | 0 | 0 | 0 | 0 | 0 | 0 | 0 | 1 | 1 | 1 | 0 | 0 | 0 | 0 | 0 | 0 | 0 | 0 | 0 | 0 | 0 | 0 | 0 | 0 | 0 | 0 | 0 | 0 | 1 | 1 | 1
PG&E NGBA | Pit 4 | 230 | 0 | 0 | 0 | 0 | 0 | 0 | 0 | 0 | 0 | 1 | 1 | 1 | 0 | 0 | 0 | 0 | 0 | 0 | 0 | 0 | 0 | 0 | 0 | 0 | 0 | 0 | 0 | 0 | 0 | 0 | 1 | 1 | 1
PG&E GBA | Pittsburg | 115 | 0 | 0 | 0 | 0 | 0 | 0 | 0 | 0 | 0 | 1 | 1 | 1 | 0 | 0 | 0 | 0 | 0 | 0 | 0 | 0 | 0 | 0 | 0 | 0 | 0 | 0 | 0 | 0 | 0 | 0 | 1 | 1 | 1
PG&E GBA | Pittsburg | 230 | 0 | 0 | 0 | 0 | 0 | 0 | 0 | 0 | 0 | 1 | 1 | 1 | 0 | 0 | 0 | 0 | 0 | 0 | 0 | 0 | 0 | 0 | 0 | 0 | 0 | 0 | 0 | 0 | 0 | 0 | 1 | 1 | 1
PG&E NGBA | Pleasant Grove | 115 | 0 | 0 | 0 | 0 | 0 | 0 | 0 | 0 | 0 | 1 | 1 | 1 | 0 | 0 | 0 | 0 | 0 | 0 | 0 | 0 | 0 | 0 | 0 | 0 | 0 | 0 | 0 | 0 | 0 | 0 | 1 | 1 | 1
PG&E NGBA | POE | 230 | 0 | 0 | 0 | 0 | 0 | 0 | 0 | 0 | 0 | 1 | 1 | 1 | 0 | 0 | 0 | 0 | 0 | 0 | 0 | 0 | 0 | 0 | 0 | 0 | 0 | 0 | 0 | 0 | 0 | 0 | 1 | 1 | 1
SDGE | Point Loma | 69 | 0 | 0 | 0 | 0 | 0 | 0 | 0 | 0 | 0 | 1 | 1 | 1 | 0 | 0 | 0 | 0 | 0 | 0 | 0 | 0 | 0 | 0 | 0 | 0 | 0 | 0 | 0 | 0 | 0 | 0 | 1 | 1 | 1
SDGE | Pomerado | 69 | 0 | 0 | 0 | 0 | 0 | 100 | 0 | 100 | 100 | 5 | 1 | 5 | 0 | 0 | 0 | 0 | 0 | 0 | 0 | 0 | 0 | 0 | 0 | 0 | 0 | 0 | 100 | 0 | 100 | 100 | 5 | 1 | 5
PG&E KERN | Poso Mountain | 115 | 0 | 0 | 0 | 100 | 100 | 0 | 0 | 200 | 200 | 4 | 1 | 4 | 0 | 0 | 0 | 100 | 100 | 0 | 0 | 200 | 200 | 0 | 0 | 0 | 100 | 100 | 0 | 0 | 200 | 200 | 4 | 1 | 4
EOP | Primm | 230 | 0 | 0 | 0 | 0 | 0 | 200 | 0 | 200 | 200 | 1 | 1 | 1 | 0 | 0 | 0 | 0 | 0 | 0 | 0 | 0 | 0 | 0 | 0 | 0 | 0 | 0 | 200 | 0 | 200 | 200 | 1 | 1 | 1
PG&E NGBA | Putah Creek | 115 | 0 | 0 | 0 | 0 | 0 | 0 | 0 | 0 | 0 | 1 | 1 | 1 | 0 | 0 | 0 | 0 | 0 | 0 | 0 | 0 | 0 | 0 | 0 | 0 | 0 | 0 | 0 | 0 | 0 | 0 | 1 | 1 | 1
SDGE | Q1806 | 138 | 0 | 0 | 0 | 0 | 0 | 0 | 0 | 0 | 0 | 1 | 1 | 1 | 0 | 0 | 0 | 0 | 0 | 0 | 0 | 0 | 0 | 0 | 0 | 0 | 0 | 0 | 0 | 0 | 0 | 0 | 1 | 1 | 1
PG&E FRESNO | Quinto | 230 | 0 | 0 | 0 | 0 | 0 | 0 | 0 | 0 | 0 | 1 | 1 | 1 | 0 | 0 | 0 | 375 | 0 | 0 | 0 | 375 | 375 | 0 | 0 | 0 | 375 | 0 | 0 | 0 | 375 | 375 | 1 | 1 | 1
PG&E GBA | Race Track | 115 | 0 | 0 | 0 | 0 | 0 | 0 | 0 | 0 | 0 | 1 | 1 | 1 | 0 | 0 | 0 | 0 | 0 | 0 | 0 | 0 | 0 | 0 | 0 | 0 | 0 | 0 | 0 | 0 | 0 | 0 | 1 | 1 | 1
SDGE | Rancho Mission Viejo | 138 | 0 | 0 | 0 | 0 | 0 | 0 | 0 | 0 | 0 | 1 | 1 | 1 | 0 | 0 | 0 | 0 | 0 | 0 | 0 | 0 | 0 | 0 | 0 | 0 | 0 | 0 | 0 | 0 | 0 | 0 | 1 | 1 | 1
PG&E GBA | Rancho Seco | 230 | 0 | 0 | 0 | 0 | 0 | 0 | 0 | 0 | 0 | 1 | 1 | 1 | 0 | 0 | 0 | 0 | 0 | 0 | 0 | 0 | 0 | 0 | 0 | 0 | 0 | 0 | 0 | 0 | 0 | 0 | 1 | 1 | 1
SCE Metro | Rancho Vista | 230 | 0 | 0 | 0 | 0 | 0 | 0 | 0 | 0 | 0 | 1 | 1 | 1 | 0 | 0 | 0 | 0 | 0 | 0 | 0 | 0 | 0 | 0 | 0 | 0 | 0 | 0 | 0 | 0 | 0 | 0 | 1 | 1 | 1
SCE Metro | Rancho Vista | 500 | 0 | 0 | 0 | 0 | 0 | 0 | 0 | 0 | 0 | 1 | 1 | 1 | 0 | 0 | 0 | 0 | 0 | 0 | 0 | 0 | 0 | 0 | 0 | 0 | 0 | 0 | 0 | 0 | 0 | 0 | 1 | 1 | 1
SCE NOL | Ransburg | 115 | 0 | 0 | 0 | 0 | 0 | 0 | 0 | 0 | 0 | 1 | 1 | 1 | 0 | 0 | 0 | 0 | 0 | 0 | 0 | 0 | 0 | 0 | 0 | 0 | 0 | 0 | 0 | 0 | 0 | 0 | 1 | 1 | 1
PG&E GBA | Ravenswood | 115 | 0 | 0 | 0 | 0 | 0 | 0 | 0 | 0 | 0 | 1 | 1 | 1 | 0 | 0 | 0 | 0 | 0 | 0 | 0 | 0 | 0 | 0 | 0 | 0 | 0 | 0 | 0 | 0 | 0 | 0 | 1 | 1 | 1
PG&E GBA | Ravenswood | 230 | 0 | 0 | 0 | 0 | 100 | 0 | 0 | 100 | 100 | 1 | 1 | 2 | 0 | 0 | 0 | 0 | 100 | 0 | 0 | 100 | 100 | 0 | 0 | 0 | 0 | 100 | 0 | 0 | 100 | 100 | 1 | 1 | 2
SCE Northern | Rector | 230 | 0 | 0 | 0 | 0 | 0 | 0 | 0 | 0 | 0 | 1 | 1 | 1 | 0 | 0 | 0 | 0 | 0 | 0 | 0 | 0 | 0 | 0 | 0 | 0 | 0 | 0 | 0 | 0 | 0 | 0 | 1 | 1 | 1
SCE Eastern | Red Bluff | 230 | 0 | 0 | 0 | 0 | 200 | 0 | 0 | 200 | 200 | 1 | 1 | 1 | 0 | 0 | 0 | 0 | 200 | 0 | 0 | 200 | 200 | 0 | 0 | 0 | 0 | 200 | 0 | 0 | 200 | 200 | 1 | 1 | 1
SCE Eastern | Red Bluff | 500 | 0 | 0 | 0 | 175 | 400 | 100 | 0 | 675 | 675 | 1 | 1 | 1 | 0 | 0 | 0 | 0 | 400 | 0 | 0 | 400 | 400 | 0 | 0 | 0 | 175 | 400 | 100 | 0 | 675 | 675 | 1 | 1 | 1
PG&E NGBA | Redbud | 115 | 0 | 0 | 0 | 0 | 0 | 0 | 0 | 0 | 0 | 1 | 1 | 1 | 0 | 0 | 0 | 0 | 0 | 0 | 0 | 0 | 0 | 0 | 0 | 0 | 0 | 0 | 0 | 0 | 0 | 0 | 1 | 1 | 1
SCE Metro | Redondo | 230 | 0 | 0 | 0 | 0 | 0 | 0 | 0 | 0 | 0 | 1 | 1 | 1 | 0 | 0 | 0 | 0 | 0 | 0 | 0 | 0 | 0 | 0 | 0 | 0 | 0 | 0 | 0 | 0 | 0 | 0 | 1 | 1 | 1
PG&E FRESNO | Reedley | 115 | 0 | 0 | 0 | 0 | 0 | 0 | 0 | 0 | 0 | 1 | 1 | 1 | 0 | 0 | 0 | 0 | 0 | 0 | 0 | 0 | 0 | 0 | 0 | 0 | 0 | 0 | 0 | 0 | 0 | 0 | 1 | 1 | 1
PG&E KERN | Renfro | 115 | 0 | 0 | 0 | 0 | 0 | 0 | 0 | 0 | 0 | 1 | 1 | 1 | 0 | 0 | 0 | 0 | 0 | 0 | 0 | 0 | 0 | 0 | 0 | 0 | 0 | 0 | 0 | 0 | 0 | 0 | 1 | 1 | 1
PG&E GBA | Richmond R | 115 | 0 | 0 | 0 | 0 | 0 | 0 | 0 | 0 | 0 | 1 | 1 | 1 | 0 | 0 | 0 | 0 | 0 | 0 | 0 | 0 | 0 | 0 | 0 | 0 | 0 | 0 | 0 | 0 | 0 | 0 | 1 | 1 | 1
PG&E NGBA | Rincon | 115 | 0 | 0 | 0 | 0 | 0 | 0 | 0 | 0 | 0 | 1 | 1 | 1 | 0 | 0 | 0 | 0 | 0 | 0 | 0 | 0 | 0 | 0 | 0 | 0 | 0 | 0 | 0 | 0 | 0 | 0 | 1 | 1 | 1
PG&E KERN | Rio Bravo | 115 | 0 | 0 | 0 | 0 | 0 | 0 | 0 | 0 | 0 | 1 | 1 | 1 | 0 | 0 | 0 | 0 | 0 | 0 | 0 | 0 | 0 | 0 | 0 | 0 | 0 | 0 | 0 | 0 | 0 | 0 | 1 | 1 | 1
SCE Metro | Rio Hondo | 230 | 0 | 0 | 0 | 0 | 0 | 265 | 10 | 275 | 275 | 1 | 1 | 1 | 0 | 0 | 0 | 0 | 0 | 0 | 0 | 0 | 0 | 0 | 0 | 0 | 0 | 0 | 265 | 10 | 275 | 275 | 1 | 1 | 1
PG&E NGBA | Rio Oso | 115 | 0 | 0 | 0 | 0 | 0 | 0 | 0 | 0 | 0 | 1 | 1 | 1 | 0 | 0 | 0 | 0 | 0 | 0 | 0 | 0 | 0 | 0 | 0 | 0 | 0 | 0 | 0 | 0 | 0 | 0 | 1 | 1 | 1
PG&E NGBA | Rio Oso | 230 | 0 | 0 | 0 | 0 | 0 | 0 | 0 | 0 | 0 | 1 | 1 | 1 | 0 | 0 | 0 | 0 | 0 | 0 | 0 | 0 | 0 | 0 | 0 | 0 | 0 | 0 | 0 | 0 | 0 | 0 | 1 | 1 | 1
PG&E GBA | Ripon | 115 | 0 | 0 | 0 | 0 | 0 | 99 | 0 | 99 | 99 | 2 | 1 | 2 | 0 | 0 | 0 | 0 | 0 | 0 | 0 | 0 | 0 | 0 | 0 | 0 | 0 | 0 | 99 | 0 | 99 | 99 | 2 | 1 | 2
PG&E GBA | Riverbank | 115 | 0 | 0 | 0 | 0 | 0 | 0 | 0 | 0 | 0 | 1 | 1 | 1 | 0 | 0 | 0 | 0 | 0 | 0 | 0 | 0 | 0 | 0 | 0 | 0 | 0 | 0 | 0 | 0 | 0 | 0 | 1 | 1 | 1
SCE NOL | Roadway | 115 | 0 | 0 | 0 | 0 | 0 | 0 | 0 | 0 | 0 | 1 | 1 | 1 | 0 | 0 | 0 | 0 | 0 | 0 | 0 | 0 | 0 | 0 | 0 | 0 | 0 | 0 | 0 | 0 | 0 | 0 | 1 | 1 | 1
PG&E NGBA | Rock Creek 1 | 230 | 0 | 0 | 0 | 0 | 0 | 0 | 0 | 0 | 0 | 1 | 1 | 1 | 0 | 0 | 0 | 0 | 0 | 0 | 0 | 0 | 0 | 0 | 0 | 0 | 0 | 0 | 0 | 0 | 0 | 0 | 1 | 1 | 1
SCE Northern | Rosamond | 66 | 0 | 0 | 0 | 0 | 0 | 0 | 0 | 0 | 0 | 1 | 1 | 1 | 0 | 0 | 0 | 0 | 0 | 0 | 0 | 0 | 0 | 0 | 0 | 0 | 0 | 0 | 0 | 0 | 0 | 0 | 1 | 1 | 1
PG&E GBA | Rossmoor | 230 | 0 | 0 | 0 | 0 | 0 | 0 | 0 | 0 | 0 | 1 | 1 | 1 | 0 | 0 | 0 | 0 | 0 | 0 | 0 | 0 | 0 | 0 | 0 | 0 | 0 | 0 | 0 | 0 | 0 | 0 | 1 | 1 | 1
PG&E NGBA | Round Mountain | 230 | 0 | 0 | 0 | 0 | 0 | 0 | 0 | 0 | 0 | 1 | 1 | 1 | 0 | 0 | 0 | 0 | 0 | 0 | 0 | 0 | 0 | 0 | 0 | 0 | 0 | 0 | 0 | 0 | 0 | 0 | 1 | 1 | 1
PG&E NGBA | Round Mountain | 500 | 0 | 0 | 0 | 0 | 0 | 0 | 0 | 0 | 0 | 1 | 1 | 1 | 0 | 0 | 0 | 0 | 0 | 0 | 0 | 0 | 0 | 0 | 0 | 0 | 0 | 0 | 0 | 0 | 0 | 0 | 1 | 1 | 1
PG&E GBA | Salado | 115 | 0 | 0 | 0 | 0 | 0 | 0 | 0 | 0 | 0 | 1 | 1 | 1 | 0 | 0 | 0 | 69 | 0 | 0 | 0 | 69 | 69 | 0 | 0 | 0 | 69 | 0 | 0 | 0 | 69 | 69 | 2 | 1 | 2
PG&E GBA | Salado | 60 | 0 | 0 | 0 | 0 | 0 | 0 | 0 | 0 | 0 | 1 | 1 | 1 | 0 | 0 | 0 | 0 | 0 | 0 | 0 | 0 | 0 | 0 | 0 | 0 | 0 | 0 | 0 | 0 | 0 | 0 | 1 | 1 | 1
PG&E GBA | Salinas | 115 | 0 | 0 | 0 | 0 | 0 | 0 | 0 | 0 | 0 | 1 | 1 | 1 | 0 | 0 | 0 | 0 | 0 | 0 | 0 | 0 | 0 | 0 | 0 | 0 | 0 | 0 | 0 | 0 | 0 | 0 | 1 | 1 | 1
SDGE | Salt Creek | 69 | 0 | 0 | 0 | 0 | 0 | 0 | 0 | 0 | 0 | 1 | 1 | 1 | 0 | 0 | 0 | 0 | 0 | 0 | 0 | 0 | 0 | 0 | 0 | 0 | 0 | 0 | 0 | 0 | 0 | 0 | 1 | 1 | 1
SCE Eastern | San Bernardino | 230 | 0 | 0 | 0 | 0 | 0 | 0 | 0 | 0 | 0 | 1 | 1 | 1 | 0 | 0 | 0 | 0 | 0 | 0 | 0 | 0 | 0 | 0 | 0 | 0 | 0 | 0 | 0 | 0 | 0 | 0 | 1 | 1 | 1
PG&E GBA | SAN FRAN A (POTRERO PP) | 115 | 0 | 0 | 0 | 0 | 0 | 0 | 0 | 0 | 0 | 1 | 1 | 1 | 0 | 0 | 0 | 0 | 0 | 0 | 0 | 0 | 0 | 0 | 0 | 0 | 0 | 0 | 0 | 0 | 0 | 0 | 1 | 1 | 1
PG&E GBA | SAN FRAN A (POTRERO PP) | 230 | 0 | 0 | 0 | 0 | 0 | 0 | 0 | 0 | 0 | 1 | 1 | 1 | 0 | 0 | 0 | 0 | 0 | 0 | 0 | 0 | 0 | 0 | 0 | 0 | 0 | 0 | 0 | 0 | 0 | 0 | 1 | 1 | 1
PG&E GBA | San Jose A | 115 | 0 | 0 | 0 | 0 | 0 | 0 | 0 | 0 | 0 | 1 | 1 | 1 | 0 | 0 | 0 | 0 | 0 | 0 | 0 | 0 | 0 | 0 | 0 | 0 | 0 | 0 | 0 | 0 | 0 | 0 | 1 | 1 | 1
PG&E GBA | San Jose B | 115 | 0 | 0 | 0 | 0 | 0 | 0 | 0 | 0 | 0 | 1 | 1 | 1 | 0 | 0 | 0 | 0 | 0 | 0 | 0 | 0 | 0 | 0 | 0 | 0 | 0 | 0 | 0 | 0 | 0 | 0 | 1 | 1 | 1
PG&E GBA | San Leandro U | 115 | 0 | 0 | 0 | 0 | 0 | 0 | 0 | 0 | 0 | 1 | 1 | 1 | 0 | 0 | 0 | 0 | 0 | 0 | 0 | 0 | 0 | 0 | 0 | 0 | 0 | 0 | 0 | 0 | 0 | 0 | 1 | 1 | 1
PG&E KERN | San Luis Obispo | 115 | 0 | 0 | 0 | 0 | 0 | 0 | 0 | 0 | 0 | 1 | 1 | 1 | 0 | 0 | 0 | 0 | 0 | 0 | 0 | 0 | 0 | 0 | 0 | 0 | 0 | 0 | 0 | 0 | 0 | 0 | 1 | 1 | 1
PG&E KERN | San Luis Obispo | 70 | 0 | 0 | 0 | 0 | 0 | 0 | 0 | 0 | 0 | 1 | 1 | 1 | 0 | 0 | 0 | 0 | 0 | 0 | 0 | 0 | 0 | 0 | 0 | 0 | 0 | 0 | 0 | 0 | 0 | 0 | 1 | 1 | 1
SDGE | San Luis Rey | 230 | 0 | 0 | 0 | 0 | 0 | 0 | 0 | 0 | 0 | 1 | 1 | 1 | 0 | 0 | 0 | 0 | 0 | 0 | 0 | 0 | 0 | 0 | 0 | 0 | 0 | 0 | 0 | 0 | 0 | 0 | 1 | 1 | 1
SDGE | San Luis Rey | 69 | 0 | 0 | 0 | 0 | 0 | 0 | 0 | 0 | 0 | 1 | 1 | 1 | 0 | 0 | 0 | 0 | 0 | 0 | 0 | 0 | 0 | 0 | 0 | 0 | 0 | 0 | 0 | 0 | 0 | 0 | 1 | 1 | 1
SDGE | San Marcos | 69 | 0 | 0 | 0 | 0 | 0 | 0 | 0 | 0 | 0 | 1 | 1 | 1 | 0 | 0 | 0 | 0 | 0 | 0 | 0 | 0 | 0 | 0 | 0 | 0 | 0 | 0 | 0 | 0 | 0 | 0 | 1 | 1 | 1
SCE Metro | San Onofre | 230 | 0 | 0 | 0 | 0 | 0 | 0 | 0 | 0 | 0 | 1 | 1 | 1 | 0 | 0 | 0 | 0 | 0 | 0 | 0 | 0 | 0 | 0 | 0 | 0 | 0 | 0 | 0 | 0 | 0 | 0 | 1 | 1 | 1
PG&E GBA | San Pablo | 115 | 0 | 0 | 0 | 0 | 0 | 0 | 0 | 0 | 0 | 1 | 1 | 1 | 0 | 0 | 0 | 0 | 0 | 0 | 0 | 0 | 0 | 0 | 0 | 0 | 0 | 0 | 0 | 0 | 0 | 0 | 1 | 1 | 1
PG&E GBA | San Ramon | 230 | 0 | 0 | 0 | 0 | 0 | 0 | 0 | 0 | 0 | 1 | 1 | 1 | 0 | 0 | 0 | 0 | 0 | 0 | 0 | 0 | 0 | 0 | 0 | 0 | 0 | 0 | 0 | 0 | 0 | 0 | 1 | 1 | 1
SDGE | San Ysidro | 69 | 0 | 0 | 0 | 0 | 0 | 0 | 0 | 0 | 0 | 1 | 1 | 1 | 0 | 0 | 0 | 0 | 0 | 0 | 0 | 0 | 0 | 0 | 0 | 0 | 0 | 0 | 0 | 0 | 0 | 0 | 1 | 1 | 1
SCE NOL | Sandlot | 230 | 0 | 0 | 0 | 0 | 0 | 0 | 0 | 0 | 0 | 1 | 1 | 1 | 0 | 0 | 0 | 0 | 0 | 0 | 0 | 0 | 0 | 0 | 0 | 0 | 0 | 0 | 0 | 0 | 0 | 0 | 1 | 1 | 1
EOP | Sandy | 138 | 0 | 0 | 0 | 0 | 0 | 0 | 0 | 0 | 0 | 1 | 1 | 1 | 0 | 0 | 0 | 0 | 0 | 0 | 0 | 0 | 0 | 0 | 0 | 0 | 0 | 0 | 0 | 0 | 0 | 0 | 1 | 1 | 1
PG&E FRESNO | Sanger | 115 | 0 | 0 | 0 | 0 | 0 | 0 | 0 | 0 | 0 | 1 | 1 | 1 | 0 | 0 | 0 | 0 | 0 | 0 | 0 | 0 | 0 | 0 | 0 | 0 | 0 | 0 | 0 | 0 | 0 | 0 | 1 | 1 | 1
SCE Northern | Santa Clara | 230 | 0 | 0 | 0 | 0 | 0 | 0 | 0 | 0 | 0 | 1 | 1 | 1 | 0 | 0 | 0 | 0 | 0 | 0 | 0 | 0 | 0 | 0 | 0 | 0 | 0 | 0 | 0 | 0 | 0 | 0 | 1 | 1 | 1
PG&E NGBA | Santa Rosa A | 115 | 0 | 0 | 0 | 0 | 0 | 0 | 0 | 0 | 0 | 1 | 1 | 1 | 0 | 0 | 0 | 0 | 0 | 0 | 0 | 0 | 0 | 0 | 0 | 0 | 0 | 0 | 0 | 0 | 0 | 0 | 1 | 1 | 1
PG&E GBA | Santa Teresa | 115 | 0 | 0 | 0 | 0 | 0 | 0 | 0 | 0 | 0 | 1 | 1 | 1 | 0 | 0 | 0 | 0 | 0 | 0 | 0 | 0 | 0 | 0 | 0 | 0 | 0 | 0 | 0 | 0 | 0 | 0 | 1 | 1 | 1
SDGE | Santee | 138 | 0 | 0 | 0 | 0 | 0 | 10 | 0 | 10 | 10 | 1 | 1 | 1 | 0 | 0 | 0 | 0 | 0 | 0 | 0 | 0 | 0 | 0 | 0 | 0 | 0 | 0 | 10 | 0 | 10 | 10 | 1 | 1 | 1
SCE Metro | Santiago | 230 | 0 | 0 | 0 | 0 | 0 | 0 | 0 | 0 | 0 | 1 | 1 | 1 | 0 | 0 | 0 | 0 | 0 | 0 | 0 | 0 | 0 | 0 | 0 | 0 | 0 | 0 | 0 | 0 | 0 | 0 | 1 | 1 | 1
PG&E GBA | Saratoga | 230 | 0 | 0 | 0 | 0 | 0 | 0 | 0 | 0 | 0 | 1 | 1 | 1 | 0 | 0 | 0 | 0 | 0 | 0 | 0 | 0 | 0 | 0 | 0 | 0 | 0 | 0 | 0 | 0 | 0 | 0 | 1 | 1 | 1
SCE Northern | Saugus | 230 | 0 | 0 | 0 | 0 | 0 | 0 | 0 | 0 | 0 | 1 | 1 | 1 | 0 | 0 | 0 | 0 | 0 | 0 | 0 | 0 | 0 | 0 | 0 | 0 | 0 | 0 | 0 | 0 | 0 | 0 | 1 | 1 | 1
PG&E FRESNO | Schindler | 115 | 0 | 0 | 0 | 100 | 0 | 0 | 0 | 100 | 100 | 3 | 1 | 3 | 0 | 0 | 0 | 100 | 0 | 0 | 0 | 100 | 100 | 0 | 0 | 0 | 100 | 0 | 0 | 0 | 100 | 100 | 3 | 1 | 3
PG&E FRESNO | Schindler | 70 | 0 | 0 | 0 | 0 | 0 | 0 | 0 | 0 | 0 | 1 | 1 | 1 | 0 | 0 | 0 | 0 | 0 | 0 | 0 | 0 | 0 | 0 | 0 | 0 | 0 | 0 | 0 | 0 | 0 | 0 | 1 | 1 | 1
PG&E GBA | Schulte | 115 | 0 | 0 | 0 | 100 | 0 | 13.3 | 0 | 113.3 | 113.3 | 3 | 1 | 3 | 0 | 0 | 0 | 100 | 0 | 0 | 0 | 100 | 100 | 0 | 0 | 0 | 100 | 0 | 13.3 | 0 | 113.3 | 113.3 | 3 | 1 | 3
SDGE | Scripps | 69 | 0 | 0 | 0 | 0 | 0 | 0 | 0 | 0 | 0 | 1 | 1 | 1 | 0 | 0 | 0 | 0 | 0 | 0 | 0 | 0 | 0 | 0 | 0 | 0 | 0 | 0 | 0 | 0 | 0 | 0 | 1 | 1 | 1
PG&E KERN | Semitropic | 115 | 0 | 0 | 0 | 0 | 0 | 0 | 0 | 0 | 0 | 1 | 1 | 1 | 0 | 0 | 0 | 0 | 0 | 0 | 0 | 0 | 0 | 0 | 0 | 0 | 0 | 0 | 0 | 0 | 0 | 0 | 1 | 1 | 1
SCE Metro | Serrano | 230 | 0 | 0 | 0 | 0 | 0 | 0 | 0 | 0 | 0 | 1 | 1 | 1 | 0 | 0 | 0 | 0 | 0 | 0 | 0 | 0 | 0 | 0 | 0 | 0 | 0 | 0 | 0 | 0 | 0 | 0 | 1 | 1 | 1
SCE Metro | Serrano | 500 | 0 | 0 | 0 | 0 | 0 | 0 | 0 | 0 | 0 | 1 | 1 | 1 | 0 | 0 | 0 | 0 | 0 | 0 | 0 | 0 | 0 | 0 | 0 | 0 | 0 | 0 | 0 | 0 | 0 | 0 | 1 | 1 | 1
SDGE | Shadowridge | 138 | 0 | 0 | 0 | 0 | 0 | 0 | 0 | 0 | 0 | 1 | 1 | 1 | 0 | 0 | 0 | 0 | 0 | 0 | 0 | 0 | 0 | 0 | 0 | 0 | 0 | 0 | 0 | 0 | 0 | 0 | 1 | 1 | 1
PG&E KERN | Shafter | 115 | 0 | 0 | 0 | 0 | 100 | 0 | 0 | 100 | 100 | 3 | 1 | 3 | 0 | 0 | 0 | 0 | 100 | 0 | 0 | 100 | 100 | 0 | 0 | 0 | 0 | 100 | 0 | 0 | 100 | 100 | 3 | 1 | 3
PG&E NGBA | Silverado | 115 | 0 | 0 | 0 | 0 | 0 | 0 | 0 | 0 | 0 | 1 | 1 | 1 | 0 | 0 | 0 | 0 | 0 | 0 | 0 | 0 | 0 | 0 | 0 | 0 | 0 | 0 | 0 | 0 | 0 | 0 | 1 | 1 | 1
SDGE | Silvergate | 230 | 0 | 0 | 0 | 0 | 100 | 0 | 0 | 100 | 100 | 1 | 1 | 2 | 0 | 0 | 0 | 0 | 100 | 0 | 0 | 100 | 100 | 0 | 0 | 0 | 0 | 100 | 0 | 0 | 100 | 100 | 1 | 1 | 2
SDGE | Silvergate | 69 | 0 | 0 | 0 | 0 | 0 | 0 | 0 | 0 | 0 | 1 | 1 | 1 | 0 | 0 | 0 | 0 | 0 | 0 | 0 | 0 | 0 | 0 | 0 | 0 | 0 | 0 | 0 | 0 | 0 | 0 | 1 | 1 | 1
PG&E KERN | Sisquoc | 115 | 0 | 0 | 0 | 0 | 0 | 0 | 0 | 0 | 0 | 1 | 1 | 1 | 0 | 0 | 0 | 0 | 0 | 0 | 0 | 0 | 0 | 0 | 0 | 0 | 0 | 0 | 0 | 0 | 0 | 0 | 1 | 1 | 1
EOP | Sloan Canyon | 230 | 0 | 0 | 0 | 0 | 0 | 0 | 0 | 0 | 0 | 1 | 1 | 1 | 0 | 0 | 0 | 0 | 0 | 0 | 0 | 0 | 0 | 0 | 0 | 0 | 0 | 0 | 0 | 0 | 0 | 0 | 1 | 1 | 1
EOP | Sloan Canyon | 500 | 0 | 0 | 0 | 0 | 0 | 0 | 0 | 0 | 0 | 1 | 1 | 1 | 0 | 0 | 0 | 0 | 0 | 0 | 0 | 0 | 0 | 0 | 0 | 0 | 0 | 0 | 0 | 0 | 0 | 0 | 1 | 1 | 1
PG&E KERN | Smyrna | 115 | 0 | 0 | 0 | 0 | 0 | 0 | 0 | 0 | 0 | 1 | 1 | 1 | 0 | 0 | 0 | 0 | 0 | 0 | 0 | 0 | 0 | 0 | 0 | 0 | 0 | 0 | 0 | 0 | 0 | 0 | 1 | 1 | 1
PG&E GBA | Sobrante | 115 | 0 | 0 | 0 | 0 | 0 | 0 | 0 | 0 | 0 | 1 | 1 | 1 | 0 | 0 | 0 | 0 | 0 | 0 | 0 | 0 | 0 | 0 | 0 | 0 | 0 | 0 | 0 | 0 | 0 | 0 | 1 | 1 | 1
PG&E GBA | Sobrante | 230 | 0 | 0 | 0 | 0 | 0 | 0 | 0 | 0 | 0 | 1 | 1 | 1 | 0 | 0 | 0 | 0 | 0 | 0 | 0 | 0 | 0 | 0 | 0 | 0 | 0 | 0 | 0 | 0 | 0 | 0 | 1 | 1 | 1
PG&E KERN | Solar | 230 | 0 | 0 | 0 | 0 | 0 | 0 | 0 | 0 | 0 | 1 | 1 | 1 | 0 | 0 | 0 | 0 | 0 | 0 | 0 | 0 | 0 | 0 | 0 | 0 | 0 | 0 | 0 | 0 | 0 | 0 | 1 | 1 | 1
PG&E GBA | Soledad | 115 | 0 | 0 | 0 | 0 | 0 | 0 | 0 | 0 | 0 | 1 | 1 | 1 | 150 | 0 | 150 | 0 | 0 | 0 | 0 | 0 | 150 | 150 | 0 | 150 | 0 | 0 | 0 | 0 | 0 | 150 | 3 | 3 | 1
PG&E GBA | Soledad | 60 | 0 | 0 | 0 | 0 | 0 | 0 | 0 | 0 | 0 | 1 | 1 | 1 | 0 | 0 | 0 | 0 | 0 | 0 | 0 | 0 | 0 | 0 | 0 | 0 | 0 | 0 | 0 | 0 | 0 | 0 | 1 | 1 | 1
SDGE | Spring Valley | 69 | 0 | 0 | 0 | 0 | 0 | 0 | 0 | 0 | 0 | 1 | 1 | 1 | 0 | 0 | 0 | 0 | 0 | 0 | 0 | 0 | 0 | 0 | 0 | 0 | 0 | 0 | 0 | 0 | 0 | 0 | 1 | 1 | 1
SCE Northern | Springville | 230 | 0 | 0 | 0 | 0 | 0 | 225 | 0 | 225 | 225 | 1 | 1 | 1 | 0 | 0 | 0 | 0 | 0 | 0 | 0 | 0 | 0 | 0 | 0 | 0 | 0 | 0 | 225 | 0 | 225 | 225 | 1 | 1 | 1
PG&E GBA | Stagg | 230 | 0 | 0 | 0 | 0 | 0 | 0 | 0 | 0 | 0 | 1 | 1 | 1 | 0 | 0 | 0 | 0 | 0 | 0 | 0 | 0 | 0 | 0 | 0 | 0 | 0 | 0 | 0 | 0 | 0 | 0 | 1 | 1 | 1
PG&E GBA | Standard Oil | 115 | 0 | 0 | 0 | 0 | 0 | 0 | 0 | 0 | 0 | 1 | 1 | 1 | 0 | 0 | 0 | 0 | 0 | 0 | 0 | 0 | 0 | 0 | 0 | 0 | 0 | 0 | 0 | 0 | 0 | 0 | 1 | 1 | 1
PG&E GBA | Stanislaus | 115 | 0 | 0 | 0 | 0 | 0 | 0 | 0 | 0 | 0 | 1 | 1 | 1 | 0 | 0 | 0 | 0 | 0 | 0 | 0 | 0 | 0 | 0 | 0 | 0 | 0 | 0 | 0 | 0 | 0 | 0 | 1 | 1 | 1
PG&E KERN | Stockdale | 115 | 0 | 0 | 0 | 0 | 0 | 0 | 0 | 0 | 0 | 1 | 1 | 1 | 0 | 0 | 0 | 0 | 0 | 0 | 0 | 0 | 0 | 0 | 0 | 0 | 0 | 0 | 0 | 0 | 0 | 0 | 1 | 1 | 1
PG&E KERN | Stockdale | 230 | 0 | 0 | 0 | 0 | 0 | 0 | 0 | 0 | 0 | 1 | 1 | 1 | 0 | 0 | 0 | 12 | 0 | 0 | 0 | 12 | 12 | 0 | 0 | 0 | 12 | 0 | 0 | 0 | 12 | 12 | 1 | 1 | 5
PG&E GBA | Stockton A | 115 | 0 | 0 | 0 | 0 | 0 | 0 | 0 | 0 | 0 | 1 | 1 | 1 | 0 | 0 | 0 | 0 | 0 | 0 | 0 | 0 | 0 | 0 | 0 | 0 | 0 | 0 | 0 | 0 | 0 | 0 | 1 | 1 | 1
PG&E GBA | Stone | 115 | 0 | 0 | 0 | 0 | 0 | 0 | 0 | 0 | 0 | 1 | 1 | 1 | 0 | 0 | 0 | 0 | 0 | 0 | 0 | 0 | 0 | 0 | 0 | 0 | 0 | 0 | 0 | 0 | 0 | 0 | 1 | 1 | 1
PG&E FRESNO | Storey | 230 | 0 | 0 | 0 | 0 | 0 | 0 | 0 | 0 | 0 | 1 | 1 | 1 | 0 | 0 | 0 | 0 | 0 | 0 | 0 | 0 | 0 | 0 | 0 | 0 | 0 | 0 | 0 | 0 | 0 | 0 | 1 | 1 | 1
PG&E NGBA | Summit | 115 | 0 | 0 | 0 | 0 | 0 | 0 | 0 | 0 | 0 | 1 | 1 | 1 | 220 | 0 | 220 | 0 | 0 | 0 | 0 | 0 | 220 | 220 | 0 | 220 | 0 | 0 | 0 | 0 | 0 | 220 | 4 | 4 | 1
SDGE | Suncrest | 230 | 0 | 0 | 0 | 0 | 0 | 0 | 0 | 0 | 0 | 1 | 1 | 1 | 0 | 0 | 0 | 0 | 0 | 0 | 0 | 0 | 0 | 0 | 0 | 0 | 0 | 0 | 0 | 0 | 0 | 0 | 1 | 1 | 1
SDGE | Suncrest | 500 | 0 | 0 | 0 | 0 | 0 | 0 | 0 | 0 | 0 | 1 | 1 | 1 | 0 | 0 | 0 | 0 | 0 | 0 | 0 | 0 | 0 | 0 | 0 | 0 | 0 | 0 | 0 | 0 | 0 | 0 | 1 | 1 | 1
PG&E KERN | Sunrise | 230 | 0 | 0 | 0 | 0 | 0 | 0 | 0 | 0 | 0 | 1 | 1 | 1 | 0 | 0 | 0 | 0 | 0 | 0 | 0 | 0 | 0 | 0 | 0 | 0 | 0 | 0 | 0 | 0 | 0 | 0 | 1 | 1 | 1
PG&E KERN | Sunset | 230 | 0 | 0 | 0 | 0 | 0 | 0 | 0 | 0 | 0 | 1 | 1 | 1 | 0 | 0 | 0 | 0 | 0 | 0 | 0 | 0 | 0 | 0 | 0 | 0 | 0 | 0 | 0 | 0 | 0 | 0 | 1 | 1 | 1
PG&E GBA | Swift | 115 | 0 | 0 | 0 | 0 | 0 | 0 | 0 | 0 | 0 | 1 | 1 | 1 | 0 | 0 | 0 | 0 | 0 | 0 | 0 | 0 | 0 | 0 | 0 | 0 | 0 | 0 | 0 | 0 | 0 | 0 | 1 | 1 | 1
SDGE | Sycamore Canyon | 138 | 0 | 0 | 0 | 0 | 0 | 0 | 0 | 0 | 0 | 1 | 1 | 1 | 0 | 0 | 0 | 0 | 0 | 0 | 0 | 0 | 0 | 0 | 0 | 0 | 0 | 0 | 0 | 0 | 0 | 0 | 1 | 1 | 1
SDGE | Sycamore Canyon | 230 | 0 | 0 | 0 | 0 | 0 | 0 | 0 | 0 | 0 | 1 | 1 | 1 | 0 | 0 | 0 | 0 | 0 | 0 | 0 | 0 | 0 | 0 | 0 | 0 | 0 | 0 | 0 | 0 | 0 | 0 | 1 | 1 | 1
SDGE | Sycamore Canyon | 69 | 0 | 0 | 0 | 0 | 0 | 0 | 0 | 0 | 0 | 1 | 1 | 1 | 0 | 0 | 0 | 0 | 0 | 0 | 0 | 0 | 0 | 0 | 0 | 0 | 0 | 0 | 0 | 0 | 0 | 0 | 1 | 1 | 1
SCE Northern | Sylmar | 230 | 0 | 0 | 0 | 200 | 0 | 0 | 0 | 200 | 200 | 1 | 1 | 1 | 0 | 0 | 0 | 200 | 0 | 0 | 0 | 200 | 200 | 0 | 0 | 0 | 200 | 0 | 0 | 0 | 200 | 200 | 1 | 1 | 1
PG&E NGBA | Table Mountain | 115 | 0 | 0 | 0 | 0 | 0 | 0 | 0 | 0 | 0 | 1 | 1 | 1 | 0 | 0 | 0 | 0 | 0 | 0 | 0 | 0 | 0 | 0 | 0 | 0 | 0 | 0 | 0 | 0 | 0 | 0 | 1 | 1 | 1
PG&E NGBA | Table Mountain | 230 | 0 | 0 | 0 | 0 | 200 | 0 | 0 | 200 | 200 | 1 | 1 | 1 | 0 | 0 | 0 | 0 | 200 | 0 | 0 | 200 | 200 | 0 | 0 | 0 | 0 | 200 | 0 | 0 | 200 | 200 | 1 | 1 | 1
PG&E NGBA | Table Mountain | 500 | 0 | 0 | 0 | 0 | 0 | 0 | 0 | 0 | 0 | 1 | 1 | 1 | 0 | 0 | 0 | 0 | 0 | 0 | 0 | 0 | 0 | 0 | 0 | 0 | 0 | 0 | 0 | 0 | 0 | 0 | 1 | 1 | 1
PG&E NGBA | Table Mountain | 60 | 0 | 0 | 0 | 0 | 0 | 0 | 0 | 0 | 0 | 1 | 1 | 1 | 0 | 0 | 0 | 0 | 0 | 0 | 0 | 0 | 0 | 0 | 0 | 0 | 0 | 0 | 0 | 0 | 0 | 0 | 1 | 1 | 1
PG&E KERN | Taft | 115 | 0 | 0 | 0 | 0 | 0 | 0 | 0 | 0 | 0 | 1 | 1 | 1 | 0 | 0 | 0 | 0 | 0 | 0 | 0 | 0 | 0 | 0 | 0 | 0 | 0 | 0 | 0 | 0 | 0 | 0 | 1 | 1 | 1
SDGE | Talega | 138 | 0 | 0 | 0 | 0 | 0 | 0 | 0 | 0 | 0 | 1 | 1 | 1 | 0 | 0 | 0 | 0 | 0 | 0 | 0 | 0 | 0 | 0 | 0 | 0 | 0 | 0 | 0 | 0 | 0 | 0 | 1 | 1 | 1
SDGE | Talega | 230 | 0 | 0 | 0 | 0 | 0 | 0 | 0 | 0 | 0 | 1 | 1 | 1 | 0 | 0 | 0 | 0 | 0 | 0 | 0 | 0 | 0 | 0 | 0 | 0 | 0 | 0 | 0 | 0 | 0 | 0 | 1 | 1 | 1
PG&E GBA | Tassajara | 230 | 0 | 0 | 0 | 0 | 0 | 0 | 0 | 0 | 0 | 1 | 1 | 1 | 0 | 0 | 0 | 0 | 0 | 0 | 0 | 0 | 0 | 0 | 0 | 0 | 0 | 0 | 0 | 0 | 0 | 0 | 1 | 1 | 1
PG&E KERN | Tejon | 70 | 0 | 0 | 0 | 0 | 0 | 0 | 0 | 0 | 0 | 1 | 1 | 1 | 0 | 0 | 0 | 0 | 0 | 0 | 0 | 0 | 0 | 0 | 0 | 0 | 0 | 0 | 0 | 0 | 0 | 0 | 1 | 1 | 1
SDGE | Telegraph Canyon | 138 | 0 | 0 | 0 | 0 | 0 | 0 | 0 | 0 | 0 | 1 | 1 | 1 | 0 | 0 | 0 | 0 | 0 | 0 | 0 | 0 | 0 | 0 | 0 | 0 | 0 | 0 | 0 | 0 | 0 | 0 | 1 | 1 | 1
PG&E KERN | Temblor | 115 | 0 | 0 | 0 | 0 | 0 | 0 | 0 | 0 | 0 | 1 | 1 | 1 | 0 | 0 | 0 | 0 | 0 | 0 | 0 | 0 | 0 | 0 | 0 | 0 | 0 | 0 | 0 | 0 | 0 | 0 | 1 | 1 | 1
PG&E KERN | Templeton | 230 | 0 | 0 | 0 | 0 | 0 | 0 | 0 | 0 | 0 | 1 | 1 | 1 | 0 | 0 | 0 | 0 | 0 | 0 | 0 | 0 | 0 | 0 | 0 | 0 | 0 | 0 | 0 | 0 | 0 | 0 | 1 | 1 | 1
PG&E KERN | Templeton | 70 | 0 | 0 | 0 | 0 | 0 | 0 | 0 | 0 | 0 | 1 | 1 | 1 | 0 | 0 | 0 | 0 | 0 | 0 | 0 | 0 | 0 | 0 | 0 | 0 | 0 | 0 | 0 | 0 | 0 | 0 | 1 | 1 | 1
PG&E GBA | Tesla | 115 | 0 | 0 | 0 | 0 | 0 | 0 | 0 | 0 | 0 | 1 | 1 | 1 | 0 | 0 | 0 | 0 | 0 | 0 | 0 | 0 | 0 | 0 | 0 | 0 | 0 | 0 | 0 | 0 | 0 | 0 | 1 | 1 | 1
PG&E GBA | Tesla | 230 | 0 | 0 | 0 | 0 | 0 | 125 | 0 | 125 | 125 | 1 | 1 | 2 | 0 | 0 | 0 | 0 | 0 | 0 | 0 | 0 | 0 | 0 | 0 | 0 | 0 | 0 | 125 | 0 | 125 | 125 | 1 | 1 | 2
PG&E GBA | Tesla | 500 | 0 | 0 | 0 | 0 | 0 | 0 | 0 | 0 | 0 | 1 | 1 | 1 | 0 | 0 | 0 | 0 | 0 | 0 | 0 | 0 | 0 | 0 | 0 | 0 | 0 | 0 | 0 | 0 | 0 | 0 | 1 | 1 | 1
PG&E KERN | Tevis | 115 | 0 | 0 | 0 | 100 | 0 | 0 | 0 | 100 | 100 | 3 | 1 | 3 | 0 | 0 | 0 | 100 | 0 | 0 | 0 | 100 | 100 | 0 | 0 | 0 | 100 | 0 | 0 | 0 | 100 | 100 | 3 | 1 | 3
EOP | Thousandaire | 138 | 0 | 0 | 0 | 0 | 0 | 0 | 0 | 0 | 0 | 1 | 1 | 1 | 0 | 0 | 0 | 0 | 0 | 0 | 0 | 0 | 0 | 0 | 0 | 0 | 0 | 0 | 0 | 0 | 0 | 0 | 1 | 1 | 1
PG&E KERN | Topaz | 230 | 0 | 0 | 0 | 0 | 0 | 0 | 0 | 0 | 0 | 1 | 1 | 1 | 0 | 0 | 0 | 0 | 0 | 0 | 0 | 0 | 0 | 0 | 0 | 0 | 0 | 0 | 0 | 0 | 0 | 0 | 1 | 1 | 1
SCE NOL | Tortilla | 115 | 0 | 0 | 0 | 0 | 0 | 0 | 0 | 0 | 0 | 1 | 1 | 1 | 0 | 0 | 0 | 0 | 0 | 0 | 0 | 0 | 0 | 0 | 0 | 0 | 0 | 0 | 0 | 0 | 0 | 0 | 1 | 1 | 1
SDGE | Trabuco | 138 | 0 | 0 | 0 | 0 | 0 | 0 | 0 | 0 | 0 | 1 | 1 | 1 | 0 | 0 | 0 | 0 | 0 | 0 | 0 | 0 | 0 | 0 | 0 | 0 | 0 | 0 | 0 | 0 | 0 | 0 | 1 | 1 | 1
PG&E GBA | Tracy | 115 | 0 | 0 | 0 | 0 | 0 | 0 | 0 | 0 | 0 | 1 | 1 | 1 | 0 | 0 | 0 | 0 | 0 | 0 | 0 | 0 | 0 | 0 | 0 | 0 | 0 | 0 | 0 | 0 | 0 | 0 | 1 | 1 | 1
PG&E FRESNO | Tranquility | 230 | 0 | 0 | 0 | 434 | 600 | 352 | 0 | 1386 | 1386 | 2 | 1 | 2 | 0 | 0 | 0 | 434 | 200 | 0 | 0 | 634 | 634 | 0 | 0 | 0 | 434 | 600 | 352 | 0 | 1386 | 1386 | 2 | 1 | 2
PG&E GBA | Trimble | 115 | 0 | 0 | 0 | 0 | 0 | 0 | 0 | 0 | 0 | 1 | 1 | 1 | 0 | 0 | 0 | 0 | 0 | 0 | 0 | 0 | 0 | 0 | 0 | 0 | 0 | 0 | 0 | 0 | 0 | 0 | 1 | 1 | 1
EOP | Trout Canyon | 230 | 0 | 0 | 0 | 65 | 650 | 485 | 0 | 1200 | 1200 | 2 | 1 | 2 | 0 | 0 | 0 | 0 | 0 | 0 | 0 | 0 | 0 | 0 | 0 | 0 | 65 | 650 | 485 | 0 | 1200 | 1200 | 2 | 1 | 2
EOP | Trout Canyon | 500 | 0 | 0 | 0 | 0 | 300 | 0 | 80 | 380 | 380 | 1 | 1 | 2 | 0 | 0 | 0 | 0 | 300 | 0 | 80 | 380 | 380 | 0 | 0 | 0 | 0 | 300 | 0 | 80 | 380 | 380 | 1 | 1 | 2
PG&E NGBA | Tulucay | 230 | 0 | 0 | 0 | 0 | 0 | 0 | 0 | 0 | 0 | 1 | 1 | 1 | 0 | 0 | 0 | 0 | 0 | 0 | 0 | 0 | 0 | 0 | 0 | 0 | 0 | 0 | 0 | 0 | 0 | 0 | 1 | 1 | 1
PG&E NGBA | Tulucay | 60 | 0 | 0 | 0 | 0 | 0 | 0 | 0 | 0 | 0 | 1 | 1 | 1 | 0 | 0 | 0 | 0 | 0 | 0 | 0 | 0 | 0 | 0 | 0 | 0 | 0 | 0 | 0 | 0 | 0 | 0 | 1 | 1 | 1
PG&E KERN | Tupman | 115 | 0 | 0 | 0 | 0 | 0 | 0 | 0 | 0 | 0 | 1 | 1 | 1 | 0 | 0 | 0 | 0 | 0 | 0 | 0 | 0 | 0 | 0 | 0 | 0 | 0 | 0 | 0 | 0 | 0 | 0 | 1 | 1 | 1
PG&E NGBA | Ukiah | 115 | 0 | 0 | 0 | 0 | 0 | 0 | 0 | 0 | 0 | 1 | 1 | 1 | 0 | 0 | 0 | 0 | 0 | 0 | 0 | 0 | 0 | 0 | 0 | 0 | 0 | 0 | 0 | 0 | 0 | 0 | 1 | 1 | 1
PG&E KERN | Union (Estrella) | 70 | 0 | 0 | 0 | 0 | 0 | 0 | 0 | 0 | 0 | 1 | 1 | 1 | 0 | 0 | 0 | 0 | 0 | 0 | 0 | 0 | 0 | 0 | 0 | 0 | 0 | 0 | 0 | 0 | 0 | 0 | 1 | 1 | 1
PG&E NGBA | Vaca Dixon | 115 | 0 | 0 | 0 | 0 | 0 | 0 | 0 | 0 | 0 | 1 | 1 | 1 | 0 | 0 | 0 | 0 | 0 | 0 | 0 | 0 | 0 | 0 | 0 | 0 | 0 | 0 | 0 | 0 | 0 | 0 | 1 | 1 | 1
PG&E NGBA | Vaca Dixon | 230 | 0 | 0 | 0 | 0 | 200 | 300 | 0 | 500 | 500 | 1 | 1 | 1 | 70 | 0 | 70 | 0 | 200 | 0 | 0 | 200 | 270 | 70 | 0 | 70 | 0 | 200 | 300 | 0 | 500 | 570 | 1 | 2 | 1
PG&E NGBA | Vaca Dixon | 500 | 0 | 0 | 0 | 0 | 300 | 0 | 0 | 300 | 300 | 1 | 1 | 2 | 0 | 0 | 0 | 0 | 300 | 0 | 0 | 300 | 300 | 0 | 0 | 0 | 0 | 300 | 0 | 0 | 300 | 300 | 1 | 1 | 2
PG&E NGBA | Vaca Dixon | 60 | 0 | 0 | 0 | 0 | 0 | 0 | 0 | 0 | 0 | 1 | 1 | 1 | 0 | 0 | 0 | 0 | 0 | 0 | 0 | 0 | 0 | 0 | 0 | 0 | 0 | 0 | 0 | 0 | 0 | 0 | 1 | 1 | 1
SCE Eastern | Valley (SCE) | 500 | 0 | 0 | 0 | 500 | 0 | 310 | 0 | 810 | 810 | 1 | 1 | 1 | 0 | 0 | 0 | 500 | 700 | 0 | 0 | 1200 | 1200 | 0 | 0 | 0 | 500 | 700 | 310 | 0 | 1510 | 1510 | 1 | 1 | 1
EOP | Valley (VEA) | 138 | 0 | 0 | 0 | 0 | 0 | 0 | 0 | 0 | 0 | 1 | 1 | 1 | 0 | 0 | 0 | 0 | 0 | 0 | 0 | 0 | 0 | 0 | 0 | 0 | 0 | 0 | 0 | 0 | 0 | 0 | 1 | 1 | 1
SDGE | Valley Center | 69 | 0 | 0 | 0 | 0 | 0 | 0 | 0 | 0 | 0 | 1 | 1 | 1 | 0 | 0 | 0 | 0 | 0 | 0 | 0 | 0 | 0 | 0 | 0 | 0 | 0 | 0 | 0 | 0 | 0 | 0 | 1 | 1 | 1
PG&E GBA | Valley Home | 115 | 0 | 0 | 0 | 0 | 100 | 0 | 0 | 100 | 100 | 3 | 1 | 3 | 0 | 0 | 0 | 0 | 100 | 0 | 0 | 100 | 100 | 0 | 0 | 0 | 0 | 100 | 0 | 0 | 100 | 100 | 3 | 1 | 3
PG&E GBA | Valley Springs | 230 | 0 | 0 | 0 | 0 | 0 | 0 | 0 | 0 | 0 | 1 | 1 | 1 | 0 | 0 | 0 | 0 | 0 | 0 | 0 | 0 | 0 | 0 | 0 | 0 | 0 | 0 | 0 | 0 | 0 | 0 | 1 | 1 | 1
PG&E GBA | Valley Springs | 60 | 0 | 0 | 0 | 0 | 0 | 0 | 0 | 0 | 0 | 1 | 1 | 1 | 0 | 0 | 0 | 0 | 0 | 0 | 0 | 0 | 0 | 0 | 0 | 0 | 0 | 0 | 0 | 0 | 0 | 0 | 1 | 1 | 1
EOP | Valley Switch | 138 | 0 | 0 | 0 | 0 | 0 | 0 | 0 | 0 | 0 | 1 | 1 | 1 | 0 | 0 | 0 | 0 | 0 | 0 | 0 | 0 | 0 | 0 | 0 | 0 | 0 | 0 | 0 | 0 | 0 | 0 | 1 | 1 | 1
EOP | Valley Switch | 230 | 0 | 0 | 0 | 0 | 0 | 0 | 0 | 0 | 0 | 1 | 1 | 1 | 0 | 0 | 0 | 0 | 0 | 0 | 0 | 0 | 0 | 0 | 0 | 0 | 0 | 0 | 0 | 0 | 0 | 0 | 1 | 1 | 1
PG&E GBA | Vasco | 230 | 0 | 0 | 0 | 0 | 0 | 0 | 0 | 0 | 0 | 1 | 1 | 1 | 0 | 0 | 0 | 0 | 0 | 0 | 0 | 0 | 0 | 0 | 0 | 0 | 0 | 0 | 0 | 0 | 0 | 0 | 1 | 1 | 1
PG&E GBA | Vasona | 230 | 0 | 0 | 0 | 0 | 0 | 0 | 0 | 0 | 0 | 1 | 1 | 1 | 0 | 0 | 0 | 0 | 0 | 0 | 0 | 0 | 0 | 0 | 0 | 0 | 0 | 0 | 0 | 0 | 0 | 0 | 1 | 1 | 1
SCE Northern | Vestal | 230 | 0 | 0 | 0 | 200 | 50 | 50 | 0 | 300 | 300 | 1 | 1 | 1 | 0 | 0 | 0 | 200 | 0 | 0 | 0 | 200 | 200 | 0 | 0 | 0 | 200 | 50 | 50 | 0 | 300 | 300 | 1 | 1 | 1
SCE Northern | Vestal | 66 | 0 | 0 | 0 | 0 | 0 | 0 | 0 | 0 | 0 | 1 | 1 | 1 | 0 | 0 | 0 | 0 | 0 | 0 | 0 | 0 | 0 | 0 | 0 | 0 | 0 | 0 | 0 | 0 | 0 | 0 | 1 | 1 | 1
SCE NOL | Victor | 115 | 0 | 0 | 0 | 0 | 0 | 0 | 0 | 0 | 0 | 1 | 1 | 1 | 0 | 0 | 0 | 154 | 0 | 0 | 0 | 154 | 154 | 0 | 0 | 0 | 154 | 0 | 0 | 0 | 154 | 154 | 3 | 1 | 3
SCE NOL | Victor | 230 | 0 | 0 | 0 | 0 | 0 | 0 | 0 | 0 | 0 | 1 | 1 | 1 | 0 | 0 | 0 | 0 | 0 | 0 | 0 | 0 | 0 | 0 | 0 | 0 | 0 | 0 | 0 | 0 | 0 | 0 | 1 | 1 | 1
SCE Metro | Viejo | 230 | 0 | 0 | 0 | 0 | 0 | 0 | 0 | 0 | 0 | 1 | 1 | 1 | 0 | 0 | 0 | 0 | 0 | 0 | 0 | 0 | 0 | 0 | 0 | 0 | 0 | 0 | 0 | 0 | 0 | 0 | 1 | 1 | 1
PG&E GBA | Vierra | 115 | 0 | 0 | 0 | 0 | 0 | 92 | 0 | 92 | 92 | 2 | 1 | 2 | 0 | 0 | 0 | 0 | 0 | 0 | 0 | 0 | 0 | 0 | 0 | 0 | 0 | 0 | 92 | 0 | 92 | 92 | 2 | 1 | 2
SCE Metro | Villa Park | 230 | 0 | 0 | 0 | 0 | 0 | 0 | 0 | 0 | 0 | 1 | 1 | 1 | 0 | 0 | 0 | 0 | 0 | 0 | 0 | 0 | 0 | 0 | 0 | 0 | 0 | 0 | 0 | 0 | 0 | 0 | 1 | 1 | 1
SCE Northern | Vincent | 230 | 0 | 0 | 0 | 0 | 0 | 59 | 0 | 59 | 59 | 1 | 1 | 2 | 0 | 0 | 0 | 0 | 0 | 0 | 0 | 0 | 0 | 0 | 0 | 0 | 0 | 0 | 59 | 0 | 59 | 59 | 1 | 1 | 2
SCE Northern | Vincent | 500 | 0 | 0 | 0 | 0 | 0 | 0 | 0 | 0 | 0 | 1 | 1 | 1 | 0 | 0 | 0 | 2050 | 0 | 0 | 0 | 2050 | 2050 | 0 | 0 | 0 | 2050 | 0 | 0 | 0 | 2050 | 2050 | 2 | 1 | 2
PG&E GBA | Vineyard | 230 | 0 | 0 | 0 | 0 | 0 | 0 | 0 | 0 | 0 | 1 | 1 | 1 | 0 | 0 | 0 | 0 | 0 | 0 | 0 | 0 | 0 | 0 | 0 | 0 | 0 | 0 | 0 | 0 | 0 | 0 | 1 | 1 | 1
SDGE | Vineyard | 69 | 0 | 0 | 0 | 0 | 0 | 0 | 0 | 0 | 0 | 1 | 1 | 1 | 0 | 0 | 0 | 0 | 0 | 0 | 0 | 0 | 0 | 0 | 0 | 0 | 0 | 0 | 0 | 0 | 0 | 0 | 1 | 1 | 1
SCE Eastern | Vista (SCE) | 230 | 0 | 0 | 0 | 300 | 0 | 0 | 0 | 300 | 300 | 1 | 1 | 1 | 0 | 0 | 0 | 300 | 0 | 0 | 0 | 300 | 300 | 0 | 0 | 0 | 300 | 0 | 0 | 0 | 300 | 300 | 1 | 1 | 1
EOP | Vista (VEA) | 138 | 0 | 0 | 0 | 0 | 0 | 0 | 0 | 0 | 0 | 1 | 1 | 1 | 0 | 0 | 0 | 0 | 0 | 0 | 0 | 0 | 0 | 0 | 0 | 0 | 0 | 0 | 0 | 0 | 0 | 0 | 1 | 1 | 1
EOP | Vista (VEA) | 230 | 0 | 0 | 0 | 0 | 0 | 0 | 0 | 0 | 0 | 1 | 1 | 1 | 0 | 0 | 0 | 0 | 0 | 0 | 0 | 0 | 0 | 0 | 0 | 0 | 0 | 0 | 0 | 0 | 0 | 0 | 1 | 1 | 1
PG&E FRESNO | Wahtoke | 115 | 0 | 0 | 0 | 0 | 0 | 0 | 0 | 0 | 0 | 1 | 1 | 1 | 0 | 0 | 0 | 0 | 0 | 0 | 0 | 0 | 0 | 0 | 0 | 0 | 0 | 0 | 0 | 0 | 0 | 0 | 1 | 1 | 1
SCE Northern | Wakefield | 66 | 0 | 0 | 0 | 200 | 0 | 30 | 0 | 230 | 230 | 5 | 1 | 5 | 0 | 0 | 0 | 200 | 0 | 0 | 0 | 200 | 200 | 0 | 0 | 0 | 200 | 0 | 30 | 0 | 230 | 230 | 5 | 1 | 5
SCE Metro | Walnut | 230 | 0 | 0 | 0 | 0 | 0 | 400 | 0 | 400 | 400 | 1 | 1 | 1 | 0 | 0 | 0 | 0 | 0 | 0 | 0 | 0 | 0 | 0 | 0 | 0 | 0 | 0 | 400 | 0 | 400 | 400 | 1 | 1 | 1
SCE Northern | Warne | 230 | 0 | 0 | 0 | 0 | 0 | 0 | 0 | 0 | 0 | 1 | 1 | 1 | 0 | 0 | 0 | 0 | 0 | 0 | 0 | 0 | 0 | 0 | 0 | 0 | 0 | 0 | 0 | 0 | 0 | 0 | 1 | 1 | 1
PG&E GBA | Warnerville | 230 | 0 | 0 | 0 | 0 | 0 | 0 | 0 | 0 | 0 | 1 | 1 | 1 | 0 | 0 | 0 | 0 | 0 | 0 | 0 | 0 | 0 | 0 | 0 | 0 | 0 | 0 | 0 | 0 | 0 | 0 | 1 | 1 | 1
PG&E FRESNO | Waukena | 115 | 0 | 0 | 0 | 0 | 0 | 0 | 0 | 0 | 0 | 1 | 1 | 1 | 0 | 0 | 0 | 0 | 0 | 0 | 0 | 0 | 0 | 0 | 0 | 0 | 0 | 0 | 0 | 0 | 0 | 0 | 1 | 1 | 1
PG&E GBA | Weber | 230 | 0 | 0 | 0 | 0 | 0 | 0 | 0 | 0 | 0 | 1 | 1 | 1 | 0 | 0 | 0 | 0 | 0 | 0 | 0 | 0 | 0 | 0 | 0 | 0 | 0 | 0 | 0 | 0 | 0 | 0 | 1 | 1 | 1
PG&E GBA | Weber | 60 | 0 | 0 | 0 | 0 | 0 | 20 | 0 | 20 | 20 | 3 | 1 | 3 | 0 | 0 | 0 | 0 | 0 | 0 | 0 | 0 | 0 | 0 | 0 | 0 | 0 | 0 | 20 | 0 | 20 | 20 | 3 | 1 | 3
PG&E FRESNO | West Fresno | 115 | 0 | 0 | 0 | 0 | 0 | 0 | 0 | 0 | 0 | 1 | 1 | 1 | 0 | 0 | 0 | 0 | 0 | 0 | 0 | 0 | 0 | 0 | 0 | 0 | 0 | 0 | 0 | 0 | 0 | 0 | 1 | 1 | 1
PG&E FRESNO | Westley | 230 | 0 | 0 | 0 | 0 | 0 | 0 | 900 | 900 | 900 | 1 | 1 | 1 | 0 | 0 | 0 | 0 | 0 | 0 | 900 | 900 | 900 | 0 | 0 | 0 | 0 | 0 | 0 | 900 | 900 | 900 | 1 | 1 | 1
PG&E KERN | Westpark | 115 | 0 | 0 | 0 | 0 | 0 | 0 | 0 | 0 | 0 | 1 | 1 | 1 | 0 | 0 | 0 | 0 | 0 | 0 | 0 | 0 | 0 | 0 | 0 | 0 | 0 | 0 | 0 | 0 | 0 | 0 | 1 | 1 | 1
PG&E KERN | Wheeler Ridge | 230 | 0 | 0 | 0 | 500 | 0 | 0 | 0 | 500 | 500 | 1 | 1 | 1 | 0 | 0 | 0 | 500 | 0 | 0 | 0 | 500 | 500 | 0 | 0 | 0 | 500 | 0 | 0 | 0 | 500 | 500 | 1 | 1 | 1
PG&E KERN | Wheeler Ridge | 115 | 0 | 0 | 0 | 0 | 0 | 0 | 0 | 0 | 0 | 1 | 1 | 1 | 0 | 0 | 0 | 0 | 0 | 0 | 0 | 0 | 0 | 0 | 0 | 0 | 0 | 0 | 0 | 0 | 0 | 0 | 1 | 1 | 1
PG&E KERN | Wheeler Ridge | 70 | 0 | 0 | 0 | 0 | 0 | 92 | 0 | 92 | 92 | 4 | 1 | 4 | 0 | 0 | 0 | 0 | 0 | 0 | 0 | 0 | 0 | 0 | 0 | 0 | 0 | 0 | 92 | 0 | 92 | 92 | 4 | 1 | 4
SCE Northern | Whirlwind | 230 | 0 | 0 | 0 | 1400 | 188 | 550 | 523 | 2661 | 2661 | 3 | 1 | 3 | 0 | 0 | 0 | 1356 | 0 | 0 | 0 | 1356 | 1356 | 0 | 0 | 0 | 1400 | 188 | 550 | 523 | 2661 | 2661 | 3 | 1 | 3
SCE Northern | Whirlwind | 500 | 0 | 0 | 0 | 1247 | 0 | 0 | 0 | 1247 | 1247 | 1 | 1 | 1 | 0 | 0 | 0 | 1247 | 0 | 0 | 0 | 1247 | 1247 | 0 | 0 | 0 | 1247 | 0 | 0 | 0 | 1247 | 1247 | 1 | 1 | 1
PG&E GBA | Whisman | 115 | 0 | 0 | 0 | 0 | 0 | 0 | 0 | 0 | 0 | 1 | 1 | 1 | 0 | 0 | 0 | 0 | 0 | 0 | 0 | 0 | 0 | 0 | 0 | 0 | 0 | 0 | 0 | 0 | 0 | 0 | 1 | 1 | 1
SCE Eastern | Wildlife | 230 | 0 | 0 | 0 | 0 | 0 | 0 | 0 | 0 | 0 | 1 | 1 | 1 | 0 | 0 | 0 | 0 | 0 | 0 | 0 | 0 | 0 | 0 | 0 | 0 | 0 | 0 | 0 | 0 | 0 | 0 | 1 | 1 | 1
PG&E FRESNO | Wilson | 115 | 0 | 0 | 0 | 0 | 0 | 0 | 0 | 0 | 0 | 1 | 1 | 1 | 0 | 0 | 0 | 0 | 0 | 0 | 0 | 0 | 0 | 0 | 0 | 0 | 0 | 0 | 0 | 0 | 0 | 0 | 1 | 1 | 1
PG&E FRESNO | Wilson | 230 | 0 | 0 | 0 | 0 | 0 | 0 | 0 | 0 | 0 | 1 | 1 | 1 | 0 | 0 | 0 | 0 | 0 | 0 | 0 | 0 | 0 | 0 | 0 | 0 | 0 | 0 | 0 | 0 | 0 | 0 | 1 | 1 | 1
SCE Northern | Windhub | 230 | 0 | 0 | 0 | 0 | 1020 | 500 | 0 | 1520 | 1520 | 2 | 1 | 2 | 0 | 0 | 0 | 0 | 0 | 0 | 0 | 0 | 0 | 0 | 0 | 0 | 0 | 1020 | 500 | 0 | 1520 | 1520 | 2 | 1 | 2
SCE Northern | Windhub | 500 | 0 | 0 | 0 | 153 | 0 | 15 | 0 | 168 | 168 | 1 | 1 | 4 | 0 | 0 | 0 | 0 | 0 | 0 | 0 | 0 | 0 | 0 | 0 | 0 | 153 | 0 | 15 | 0 | 168 | 168 | 1 | 1 | 4
PG&E GBA | Windmaster | 230 | 0 | 0 | 0 | 0 | 0 | 0 | 0 | 0 | 0 | 1 | 1 | 1 | 0 | 0 | 0 | 0 | 0 | 0 | 0 | 0 | 0 | 0 | 0 | 0 | 0 | 0 | 0 | 0 | 0 | 0 | 1 | 1 | 1
PG&E NGBA | Windsor | 60 | 0 | 0 | 0 | 0 | 0 | 0 | 0 | 0 | 0 | 1 | 1 | 1 | 0 | 0 | 0 | 0 | 0 | 0 | 0 | 0 | 0 | 0 | 0 | 0 | 0 | 0 | 0 | 0 | 0 | 0 | 1 | 1 | 1
PG&E NGBA | Woodland | 115 | 0 | 0 | 0 | 0 | 12 | 0 | 0 | 12 | 12 | 1 | 1 | 1 | 0 | 0 | 0 | 0 | 0 | 0 | 0 | 0 | 0 | 0 | 0 | 0 | 0 | 12 | 0 | 0 | 12 | 12 | 1 | 1 | 1
PG&E FRESNO | Woodward | 115 | 0 | 0 | 0 | 0 | 0 | 0 | 0 | 0 | 0 | 1 | 1 | 1 | 0 | 0 | 0 | 0 | 0 | 0 | 0 | 0 | 0 | 0 | 0 | 0 | 0 | 0 | 0 | 0 | 0 | 0 | 1 | 1 | 1
PG&E NGBA | Wyandotte | 115 | 0 | 0 | 0 | 0 | 0 | 0 | 0 | 0 | 0 | 1 | 1 | 1 | 0 | 0 | 0 | 0 | 0 | 0 | 0 | 0 | 0 | 0 | 0 | 0 | 0 | 0 | 0 | 0 | 0 | 0 | 1 | 1 | 1

## Upgrades_Ix
[9 empty] | Substation Prioritization |  |  |  | Available Positions | [6 empty] | Logic Flags |  |  |  | Upgrade Criteria | [5 empty] | Upgrade Results
2041 - Mapped Generic Resources
|  | Wind | Wind | Onshore Wind | Solar | Solar | Solar | Geothermal | Busbar | PTO | Default Capacity | Have info from IOU | Current Open Bay | Future Open Bay | No Current or Future Open Bay | Position Available | High Availability | Mid Availability | Low Availability | Expansion available beyond existing footprint | Expansion available within existing footprint | Cannot accept due to SCD | New Substation | Info Not Available | Short Circuit Duty Limit | New Substation | High | Mid | Low | Upgrade Assignment | Crtieria Alignment Score
CAISO Study Area |  | FCDS | EODS | Total | FCDS | EODS | Total | FCDS |  |  | MW |  | PGE | PGE | PGE | SDGE | SCE | SCE | SCE | SDGE
PG&E KERN | 7th Standard | 0 | 0 | 0 | 0 | 90 | 90 | 0 | 7th Standard | 115 | 100 | FALSE | FALSE | FALSE | TRUE | FALSE | FALSE | FALSE | FALSE | FALSE | FALSE | FALSE | TRUE | TRUE | FALSE | FALSE | FALSE | FALSE | FALSE | Info Not Available
SCE Metro | Alamitos | 0 | 0 | 0 | 382 | 0 | 382 | 0 | Alamitos | 230 | 1500 | FALSE | FALSE | FALSE | TRUE | FALSE | FALSE | FALSE | FALSE | FALSE | FALSE | FALSE | TRUE | TRUE | FALSE | FALSE | FALSE | FALSE | FALSE | Info Not Available
SCE Eastern | Alberhill | 0 | 0 | 0 | 2984 | 1000 | 3984 | 0 | Alberhill | 115 | 100 | FALSE | FALSE | FALSE | TRUE | FALSE | FALSE | FALSE | FALSE | FALSE | FALSE | FALSE | TRUE | TRUE | FALSE | FALSE | FALSE | FALSE | FALSE | Info Not Available
SCE Eastern | Alberhill | 0 | 0 | 0 | 435 | 0 | 435 | 0 | Alberhill | 500 | 3000 | FALSE | FALSE | FALSE | TRUE | FALSE | FALSE | FALSE | FALSE | FALSE | FALSE | FALSE | TRUE | TRUE | FALSE | FALSE | FALSE | FALSE | FALSE | Info Not Available
PG&E GBA | Alhambra | 0 | 0 | 0 | 0 | 0 | 0 | 0 | Alhambra | 115 | 100 | FALSE | FALSE | FALSE | TRUE | FALSE | FALSE | FALSE | FALSE | FALSE | FALSE | FALSE | TRUE | TRUE | FALSE | FALSE | FALSE | FALSE | FALSE | Info Not Available
PG&E FRESNO | Alpaugh | 0 | 0 | 0 | 0 | 0 | 0 | 0 | Alpaugh | 115 | 100 | TRUE | FALSE | FALSE | TRUE | FALSE | FALSE | FALSE | FALSE | FALSE | TRUE | FALSE | FALSE | FALSE | FALSE | FALSE | TRUE | FALSE | FALSE | High | 3
SDGE | Alpine | 0 | 0 | 0 | 0 | 0 | 0 | 0 | Alpine | 69 | 0 | FALSE | FALSE | FALSE | TRUE | FALSE | FALSE | FALSE | FALSE | FALSE | FALSE | FALSE | TRUE | TRUE | FALSE | FALSE | FALSE | FALSE | FALSE | Info Not Available
PG&E GBA | Altamont Midway (Sandhill) | 0 | 0 | 0 | 0 | 0 | 0 | 0 | Altamont Midway (Sandhill) | 230 | 1500 | FALSE | FALSE | FALSE | TRUE | FALSE | FALSE | FALSE | FALSE | FALSE | FALSE | FALSE | TRUE | TRUE | FALSE | FALSE | FALSE | FALSE | FALSE | Info Not Available
SCE Northern | Antelope | 0 | 0 | 0 | 0 | 0 | 0 | 0 | Antelope | 66 | 0 | FALSE | FALSE | FALSE | TRUE | FALSE | FALSE | FALSE | FALSE | FALSE | FALSE | FALSE | TRUE | TRUE | FALSE | FALSE | FALSE | FALSE | FALSE | Info Not Available
SCE Northern | Antelope | 0 | 0 | 0 | 933 | 450 | 1383 | 0 | Antelope | 230 | 1500 | TRUE | FALSE | FALSE | TRUE | FALSE | FALSE | FALSE | TRUE | FALSE | FALSE | FALSE | TRUE | FALSE | FALSE | TRUE | FALSE | FALSE | FALSE | New Substation | 4
SCE Northern | Antelope | 0 | 0 | 0 | 0 | 1000 | 1000 | 0 | Antelope | 500 | 3000 | FALSE | FALSE | FALSE | TRUE | FALSE | FALSE | FALSE | FALSE | FALSE | FALSE | FALSE | TRUE | TRUE | FALSE | FALSE | FALSE | FALSE | FALSE | Info Not Available
PG&E NGBA | Arcata | 0 | 0 | 0 | 0 | 0 | 0 | 0 | Arcata | 60 | 0 | FALSE | FALSE | FALSE | TRUE | FALSE | FALSE | FALSE | FALSE | FALSE | FALSE | FALSE | TRUE | TRUE | FALSE | FALSE | FALSE | FALSE | FALSE | Info Not Available
PG&E KERN | Arco | 0 | 0 | 0 | 1524 | 0 | 1524 | 0 | Arco | 230 | 1500 | TRUE | FALSE | TRUE | TRUE | FALSE | FALSE | FALSE | FALSE | FALSE | TRUE | FALSE | FALSE | FALSE | FALSE | FALSE | TRUE | TRUE | FALSE | High | 3
PG&E KERN | Arco | 0 | 0 | 0 | 0 | 0 | 0 | 0 | Arco | 70 | 0 | FALSE | FALSE | FALSE | TRUE | FALSE | FALSE | FALSE | FALSE | FALSE | FALSE | FALSE | TRUE | TRUE | FALSE | FALSE | FALSE | FALSE | FALSE | Info Not Available
SCE Metro | ArcoGen | 0 | 0 | 0 | 0 | 0 | 0 | 0 | ArcoGen | 230 | 1500 | FALSE | FALSE | FALSE | TRUE | FALSE | FALSE | FALSE | FALSE | FALSE | FALSE | FALSE | TRUE | TRUE | FALSE | FALSE | FALSE | FALSE | FALSE | Info Not Available
SDGE | Artesian | 0 | 0 | 0 | 0 | 0 | 0 | 0 | Artesian | 230 | 1500 | FALSE | FALSE | FALSE | TRUE | FALSE | FALSE | FALSE | FALSE | FALSE | FALSE | FALSE | TRUE | TRUE | FALSE | FALSE | FALSE | FALSE | FALSE | Info Not Available
SDGE | Artesian | 0 | 0 | 0 | 0 | 0 | 0 | 0 | Artesian | 69 | 0 | FALSE | FALSE | FALSE | TRUE | FALSE | FALSE | FALSE | FALSE | FALSE | FALSE | FALSE | TRUE | TRUE | FALSE | FALSE | FALSE | FALSE | FALSE | Info Not Available
PG&E FRESNO | Ashlan | 0 | 0 | 0 | 0 | 0 | 0 | 0 | Ashlan | 230 | 1500 | FALSE | FALSE | FALSE | TRUE | FALSE | FALSE | FALSE | FALSE | FALSE | FALSE | FALSE | TRUE | TRUE | FALSE | FALSE | FALSE | FALSE | FALSE | Info Not Available
PG&E NGBA | Atlantic | 0 | 0 | 0 | 0 | 0 | 0 | 0 | Atlantic | 115 | 100 | FALSE | FALSE | FALSE | TRUE | FALSE | FALSE | FALSE | FALSE | FALSE | FALSE | FALSE | TRUE | TRUE | FALSE | FALSE | FALSE | FALSE | FALSE | Info Not Available
PG&E NGBA | Atlantic | 0 | 0 | 0 | 0 | 0 | 0 | 0 | Atlantic | 230 | 1500 | FALSE | FALSE | FALSE | TRUE | FALSE | FALSE | FALSE | FALSE | FALSE | FALSE | FALSE | TRUE | TRUE | FALSE | FALSE | FALSE | FALSE | FALSE | Info Not Available
PG&E NGBA | Atlantic | 0 | 0 | 0 | 0 | 0 | 0 | 0 | Atlantic | 60 | 0 | FALSE | FALSE | FALSE | TRUE | FALSE | FALSE | FALSE | FALSE | FALSE | FALSE | FALSE | TRUE | TRUE | FALSE | FALSE | FALSE | FALSE | FALSE | Info Not Available
PG&E FRESNO | Atwater | 0 | 0 | 0 | 0 | 0 | 0 | 0 | Atwater | 115 | 100 | FALSE | FALSE | FALSE | TRUE | FALSE | FALSE | FALSE | FALSE | FALSE | FALSE | FALSE | TRUE | TRUE | FALSE | FALSE | FALSE | FALSE | FALSE | Info Not Available
PG&E GBA | Avena | 0 | 0 | 0 | 100 | 0 | 100 | 0 | Avena | 115 | 100 | FALSE | FALSE | FALSE | TRUE | FALSE | FALSE | FALSE | FALSE | FALSE | FALSE | FALSE | TRUE | TRUE | FALSE | FALSE | FALSE | FALSE | FALSE | Info Not Available
SDGE | Avocado | 0 | 0 | 0 | 0 | 0 | 0 | 0 | Avocado | 69 | 0 | FALSE | FALSE | FALSE | TRUE | FALSE | FALSE | FALSE | FALSE | FALSE | FALSE | FALSE | TRUE | TRUE | FALSE | FALSE | FALSE | FALSE | FALSE | Info Not Available
PG&E NGBA | Bahia | 0 | 0 | 0 | 0 | 200 | 200 | 0 | Bahia | 230 | 1500 | FALSE | FALSE | FALSE | TRUE | FALSE | FALSE | FALSE | FALSE | FALSE | FALSE | FALSE | TRUE | TRUE | FALSE | FALSE | FALSE | FALSE | FALSE | Info Not Available
SCE Northern | Bailey | 0 | 0 | 0 | 0 | 0 | 0 | 0 | Bailey | 230 | 1500 | FALSE | FALSE | FALSE | TRUE | FALSE | FALSE | FALSE | FALSE | FALSE | FALSE | FALSE | TRUE | TRUE | FALSE | FALSE | FALSE | FALSE | FALSE | Info Not Available
SCE NOL | Baker | 0 | 0 | 0 | 0 | 0 | 0 | 0 | Baker | 115 | 100 | FALSE | FALSE | FALSE | TRUE | FALSE | FALSE | FALSE | FALSE | FALSE | FALSE | FALSE | TRUE | TRUE | FALSE | FALSE | FALSE | FALSE | FALSE | Info Not Available
PG&E KERN | Bakersfield | 0 | 0 | 0 | 0 | 0 | 0 | 0 | Bakersfield | 230 | 1500 | FALSE | FALSE | FALSE | TRUE | FALSE | FALSE | FALSE | FALSE | FALSE | FALSE | FALSE | TRUE | TRUE | FALSE | FALSE | FALSE | FALSE | FALSE | Info Not Available
PG&E FRESNO | Balch | 0 | 0 | 0 | 0 | 0 | 0 | 0 | Balch | 230 | 1500 | FALSE | FALSE | FALSE | TRUE | FALSE | FALSE | FALSE | FALSE | FALSE | FALSE | FALSE | TRUE | TRUE | FALSE | FALSE | FALSE | FALSE | FALSE | Info Not Available
SCE Eastern | Bannister | 0 | 0 | 0 | 0 | 0 | 0 | 0 | Bannister | 230 | 1500 | FALSE | FALSE | FALSE | TRUE | FALSE | FALSE | FALSE | FALSE | FALSE | FALSE | FALSE | FALSE | TRUE | FALSE | FALSE | FALSE | FALSE | FALSE | Info Not Available
SCE Metro | Barre | 0 | 0 | 0 | 0 | 0 | 0 | 0 | Barre | 230 | 1500 | FALSE | FALSE | FALSE | TRUE | FALSE | FALSE | FALSE | FALSE | FALSE | FALSE | FALSE | TRUE | TRUE | FALSE | FALSE | FALSE | FALSE | FALSE | Info Not Available
SDGE | Bay Boulevard | 0 | 0 | 0 | 0 | 0 | 0 | 0 | Bay Boulevard | 69 | 0 | FALSE | FALSE | FALSE | TRUE | FALSE | FALSE | FALSE | FALSE | FALSE | FALSE | FALSE | TRUE | TRUE | FALSE | FALSE | FALSE | FALSE | FALSE | Info Not Available
SDGE | Bay Boulevard | 0 | 0 | 0 | 0 | 0 | 0 | 0 | Bay Boulevard | 230 | 1500 | FALSE | FALSE | FALSE | TRUE | FALSE | FALSE | FALSE | FALSE | FALSE | FALSE | FALSE | TRUE | TRUE | FALSE | FALSE | FALSE | FALSE | FALSE | Info Not Available
EOP | Beatty | 0 | 0 | 0 | 0 | 0 | 0 | 0 | Beatty | 138 | 100 | FALSE | FALSE | FALSE | TRUE | FALSE | FALSE | FALSE | FALSE | FALSE | FALSE | FALSE | FALSE | TRUE | FALSE | FALSE | FALSE | FALSE | FALSE | Info Not Available
EOP | Beatty | 0 | 0 | 0 | 0 | 0 | 0 | 436 | Beatty | 230 | 1500 | FALSE | FALSE | FALSE | TRUE | FALSE | FALSE | FALSE | FALSE | FALSE | FALSE | FALSE | TRUE | TRUE | FALSE | FALSE | FALSE | FALSE | FALSE | Info Not Available
PG&E NGBA | Belden | 0 | 0 | 0 | 0 | 0 | 0 | 0 | Belden | 230 | 1500 | FALSE | FALSE | FALSE | TRUE | FALSE | FALSE | FALSE | FALSE | FALSE | FALSE | FALSE | TRUE | TRUE | FALSE | FALSE | FALSE | FALSE | FALSE | Info Not Available
PG&E NGBA | Bell | 0 | 0 | 0 | 0 | 0 | 0 | 0 | Bell | 115 | 100 | FALSE | FALSE | FALSE | TRUE | FALSE | FALSE | FALSE | FALSE | FALSE | FALSE | FALSE | TRUE | TRUE | FALSE | FALSE | FALSE | FALSE | FALSE | Info Not Available
PG&E NGBA | Bellevue | 0 | 0 | 0 | 0 | 0 | 0 | 0 | Bellevue | 115 | 100 | FALSE | FALSE | FALSE | TRUE | FALSE | FALSE | FALSE | FALSE | FALSE | FALSE | FALSE | TRUE | TRUE | FALSE | FALSE | FALSE | FALSE | FALSE | Info Not Available
PG&E GBA | Bellota | 0 | 0 | 0 | 0 | 0 | 0 | 0 | Bellota | 115 | 100 | TRUE | FALSE | TRUE | TRUE | FALSE | FALSE | FALSE | FALSE | FALSE | TRUE | FALSE | FALSE | FALSE | FALSE | FALSE | TRUE | TRUE | FALSE | High | 3
PG&E GBA | Bellota | 0 | 0 | 0 | 10 | 0 | 10 | 0 | Bellota | 230 | 1500 | TRUE | FALSE | FALSE | TRUE | FALSE | FALSE | FALSE | FALSE | FALSE | FALSE | FALSE | TRUE | FALSE | FALSE | TRUE | FALSE | FALSE | FALSE | New Substation | 3
SCE Northern | Big Creek | 0 | 0 | 0 | 200 | 0 | 200 | 0 | Big Creek | 230 | 1500 | FALSE | FALSE | FALSE | TRUE | FALSE | FALSE | FALSE | FALSE | FALSE | FALSE | FALSE | TRUE | TRUE | FALSE | FALSE | FALSE | FALSE | FALSE | Info Not Available
PG&E FRESNO | Biola | 0 | 0 | 0 | 0 | 0 | 0 | 0 | Biola | 70 | 0 | FALSE | FALSE | FALSE | TRUE | FALSE | FALSE | FALSE | FALSE | FALSE | FALSE | FALSE | TRUE | TRUE | FALSE | FALSE | FALSE | FALSE | FALSE | Info Not Available
PG&E GBA | Birds Landing | 0 | 0 | 0 | 0 | 100 | 100 | 0 | Birds Landing | 230 | 1500 | TRUE | FALSE | FALSE | TRUE | FALSE | FALSE | FALSE | FALSE | FALSE | FALSE | FALSE | TRUE | FALSE | FALSE | TRUE | FALSE | FALSE | FALSE | New Substation | 3
SCE Northern | Bliss | 0 | 0 | 0 | 0 | 0 | 0 | 0 | Bliss | 66 | 0 | FALSE | FALSE | FALSE | TRUE | FALSE | FALSE | FALSE | FALSE | FALSE | FALSE | FALSE | TRUE | TRUE | FALSE | FALSE | FALSE | FALSE | FALSE | Info Not Available
SCE Eastern | Blythe | 0 | 0 | 0 | 0 | 0 | 0 | 0 | Blythe | 161 | 100 | TRUE | FALSE | FALSE | TRUE | FALSE | FALSE | FALSE | TRUE | FALSE | FALSE | FALSE | TRUE | FALSE | FALSE | TRUE | FALSE | FALSE | FALSE | New Substation | 3
PG&E NGBA | Bogue | 0 | 0 | 0 | 0 | 0 | 0 | 0 | Bogue | 115 | 100 | FALSE | FALSE | FALSE | TRUE | FALSE | FALSE | FALSE | FALSE | FALSE | FALSE | FALSE | TRUE | TRUE | FALSE | FALSE | FALSE | FALSE | FALSE | Info Not Available
PG&E FRESNO | Borden | 0 | 0 | 0 | 0 | 0 | 0 | 0 | Borden | 230 | 1500 | TRUE | TRUE | TRUE | FALSE | FALSE | FALSE | FALSE | FALSE | FALSE | TRUE | FALSE | FALSE | FALSE | FALSE | FALSE | FALSE | FALSE | TRUE | Low | 1
PG&E FRESNO | Borden | 0 | 0 | 0 | 0 | 0 | 0 | 0 | Borden | 70 | 0 | FALSE | FALSE | FALSE | TRUE | FALSE | FALSE | FALSE | FALSE | FALSE | FALSE | FALSE | TRUE | TRUE | FALSE | FALSE | FALSE | FALSE | FALSE | Info Not Available
SDGE | Boulevard East | 180 | 0 | 180 | 0 | 82.6 | 82.6 | 0 | Boulevard East | 138 | 100 | TRUE | FALSE | FALSE | TRUE | TRUE | FALSE | FALSE | FALSE | TRUE | TRUE | FALSE | FALSE | FALSE | FALSE | FALSE | FALSE | FALSE | TRUE | Low | 1
SDGE | Boulevard East | 0 | 0 | 0 | 0 | 0 | 0 | 0 | Boulevard East | 69 | 0 | FALSE | FALSE | FALSE | TRUE | FALSE | FALSE | FALSE | FALSE | FALSE | FALSE | FALSE | TRUE | TRUE | FALSE | FALSE | FALSE | FALSE | FALSE | Info Not Available
PG&E GBA | Brentwood | 0 | 0 | 0 | 0 | 89.5 | 89.5 | 0 | Brentwood | 230 | 1500 | FALSE | FALSE | FALSE | TRUE | FALSE | FALSE | FALSE | FALSE | FALSE | FALSE | FALSE | TRUE | TRUE | FALSE | FALSE | FALSE | FALSE | FALSE | Info Not Available
PG&E NGBA | Bridgeville | 212 | 0 | 212 | 0 | 0 | 0 | 185.7 | Bridgeville | 115 | 100 | FALSE | FALSE | FALSE | TRUE | FALSE | FALSE | FALSE | FALSE | FALSE | FALSE | FALSE | TRUE | TRUE | FALSE | FALSE | FALSE | FALSE | FALSE | Info Not Available
PG&E NGBA | Brighton | 0 | 0 | 0 | 0 | 0 | 0 | 0 | Brighton | 115 | 100 | FALSE | FALSE | FALSE | TRUE | FALSE | FALSE | FALSE | FALSE | FALSE | FALSE | FALSE | TRUE | TRUE | FALSE | FALSE | FALSE | FALSE | FALSE | Info Not Available
PG&E NGBA | Brighton | 0 | 0 | 0 | 0 | 0 | 0 | 0 | Brighton | 230 | 1500 | FALSE | FALSE | FALSE | TRUE | FALSE | FALSE | FALSE | FALSE | FALSE | FALSE | FALSE | TRUE | TRUE | FALSE | FALSE | FALSE | FALSE | FALSE | Info Not Available
PG&E NGBA | Brunswick | 0 | 0 | 0 | 0 | 0 | 0 | 0 | Brunswick | 115 | 100 | FALSE | FALSE | FALSE | TRUE | FALSE | FALSE | FALSE | FALSE | FALSE | FALSE | FALSE | TRUE | TRUE | FALSE | FALSE | FALSE | FALSE | FALSE | Info Not Available
PG&E NGBA | Bucks Creek | 0 | 0 | 0 | 0 | 0 | 0 | 0 | Bucks Creek | 230 | 1500 | FALSE | FALSE | FALSE | TRUE | FALSE | FALSE | FALSE | FALSE | FALSE | FALSE | FALSE | TRUE | TRUE | FALSE | FALSE | FALSE | FALSE | FALSE | Info Not Available
PG&E KERN | Buena Vista Pumps | 0 | 0 | 0 | 0 | 0 | 0 | 0 | Buena Vista | 230 | 1500 | FALSE | FALSE | FALSE | TRUE | FALSE | FALSE | FALSE | FALSE | FALSE | FALSE | FALSE | TRUE | TRUE | FALSE | FALSE | FALSE | FALSE | FALSE | Info Not Available
PG&E FRESNO | Bullard | 0 | 0 | 0 | 0 | 0 | 0 | 0 | Bullard | 115 | 100 | FALSE | FALSE | FALSE | TRUE | FALSE | FALSE | FALSE | FALSE | FALSE | FALSE | FALSE | TRUE | TRUE | FALSE | FALSE | FALSE | FALSE | FALSE | Info Not Available
PG&E GBA | Burlingame | 0 | 0 | 0 | 88 | 0 | 88 | 0 | Burlingame | 115 | 100 | FALSE | FALSE | FALSE | TRUE | FALSE | FALSE | FALSE | FALSE | FALSE | FALSE | FALSE | TRUE | TRUE | FALSE | FALSE | FALSE | FALSE | FALSE | Info Not Available
PG&E NGBA | Burney Forest | 0 | 0 | 0 | 0 | 0 | 0 | 0 | Burney Forest | 230 | 1500 | FALSE | FALSE | FALSE | TRUE | FALSE | FALSE | FALSE | FALSE | FALSE | FALSE | FALSE | TRUE | TRUE | FALSE | FALSE | FALSE | FALSE | FALSE | Info Not Available
PG&E NGBA | Butte | 0 | 0 | 0 | 0 | 0 | 0 | 0 | Butte | 115 | 100 | FALSE | FALSE | FALSE | TRUE | FALSE | FALSE | FALSE | FALSE | FALSE | FALSE | FALSE | TRUE | TRUE | FALSE | FALSE | FALSE | FALSE | FALSE | Info Not Available
PG&E KERN | Cabrillo | 0 | 0 | 0 | 0 | 0 | 0 | 0 | Cabrillo | 115 | 100 | FALSE | FALSE | FALSE | TRUE | FALSE | FALSE | FALSE | FALSE | FALSE | FALSE | FALSE | TRUE | TRUE | FALSE | FALSE | FALSE | FALSE | FALSE | Info Not Available
PG&E FRESNO | Cal Flats | 0 | 0 | 0 | 0 | 0 | 0 | 0 | Cal Flats | 230 | 1500 | FALSE | FALSE | FALSE | TRUE | FALSE | FALSE | FALSE | FALSE | FALSE | FALSE | FALSE | TRUE | TRUE | FALSE | FALSE | FALSE | FALSE | FALSE | Info Not Available
SCE NOL | Calcite | 0 | 0 | 0 | 165 | 300 | 465 | 0 | Calcite | 230 | 1500 | TRUE | FALSE | FALSE | TRUE | FALSE | FALSE | TRUE | FALSE | FALSE | TRUE | FALSE | FALSE | FALSE | FALSE | FALSE | FALSE | TRUE | FALSE | Mid | 3
PG&E KERN | Caliente | 0 | 0 | 0 | 0 | 0 | 0 | 0 | Caliente | 230 | 1500 | TRUE | TRUE | TRUE | FALSE | FALSE | FALSE | FALSE | FALSE | FALSE | TRUE | FALSE | FALSE | FALSE | FALSE | FALSE | FALSE | FALSE | TRUE | Low | 1
PG&E FRESNO | California Ave | 0 | 0 | 0 | 0 | 0 | 0 | 0 | California Ave | 115 | 100 | FALSE | FALSE | FALSE | TRUE | FALSE | FALSE | FALSE | FALSE | FALSE | FALSE | FALSE | TRUE | TRUE | FALSE | FALSE | FALSE | FALSE | FALSE | Info Not Available
PG&E KERN | Callender | 0 | 0 | 0 | 0 | 0 | 0 | 0 | Callender | 115 | 100 | FALSE | FALSE | FALSE | TRUE | FALSE | FALSE | FALSE | FALSE | FALSE | FALSE | FALSE | TRUE | TRUE | FALSE | FALSE | FALSE | FALSE | FALSE | Info Not Available
PG&E NGBA | Calpella | 0 | 0 | 0 | 0 | 0 | 0 | 0 | Calpella | 115 | 100 | FALSE | FALSE | FALSE | TRUE | FALSE | FALSE | FALSE | FALSE | FALSE | FALSE | FALSE | TRUE | TRUE | FALSE | FALSE | FALSE | FALSE | FALSE | Info Not Available
PG&E GBA | Camanche | 0 | 0 | 0 | 0 | 0 | 0 | 0 | Camanche | 230 | 1500 | FALSE | FALSE | FALSE | TRUE | FALSE | FALSE | FALSE | FALSE | FALSE | FALSE | FALSE | TRUE | TRUE | FALSE | FALSE | FALSE | FALSE | FALSE | Info Not Available
SDGE | Cameron | 0 | 0 | 0 | 0 | 0 | 0 | 0 | Cameron | 69 | 0 | FALSE | FALSE | FALSE | TRUE | FALSE | FALSE | FALSE | FALSE | FALSE | FALSE | FALSE | TRUE | TRUE | FALSE | FALSE | FALSE | FALSE | FALSE | Info Not Available
SDGE | Cannon | 0 | 0 | 0 | 0 | 0 | 0 | 0 | Cannon | 69 | 0 | FALSE | FALSE | FALSE | TRUE | FALSE | FALSE | FALSE | FALSE | FALSE | FALSE | FALSE | TRUE | TRUE | FALSE | FALSE | FALSE | FALSE | FALSE | Info Not Available
PG&E FRESNO | Cantua | 0 | 0 | 0 | 100 | 0 | 100 | 0 | Cantua | 115 | 100 | FALSE | FALSE | FALSE | TRUE | FALSE | FALSE | FALSE | FALSE | FALSE | FALSE | FALSE | TRUE | TRUE | FALSE | FALSE | FALSE | FALSE | FALSE | Info Not Available
SDGE | Capistrano | 0 | 0 | 0 | 0 | 0 | 0 | 0 | Capistrano | 138 | 100 | FALSE | FALSE | FALSE | TRUE | FALSE | FALSE | FALSE | FALSE | FALSE | FALSE | FALSE | TRUE | TRUE | FALSE | FALSE | FALSE | FALSE | FALSE | Info Not Available
SDGE | Capistrano | 0 | 0 | 0 | 0 | 0 | 0 | 0 | Capistrano | 230 | 1500 | FALSE | FALSE | FALSE | TRUE | FALSE | FALSE | FALSE | FALSE | FALSE | FALSE | FALSE | TRUE | TRUE | FALSE | FALSE | FALSE | FALSE | FALSE | Info Not Available
PG&E NGBA | Carberry | 0 | 0 | 0 | 0 | 0 | 0 | 0 | Carberry | 230 | 1500 | FALSE | FALSE | FALSE | TRUE | FALSE | FALSE | FALSE | FALSE | FALSE | FALSE | FALSE | TRUE | TRUE | FALSE | FALSE | FALSE | FALSE | FALSE | Info Not Available
SCE Eastern | Cardiff | 0 | 0 | 0 | 0 | 0 | 0 | 0 | Cardiff | 66 | 0 | FALSE | FALSE | FALSE | TRUE | FALSE | FALSE | FALSE | FALSE | FALSE | FALSE | FALSE | TRUE | TRUE | FALSE | FALSE | FALSE | FALSE | FALSE | Info Not Available
PG&E NGBA | Caribou | 0 | 0 | 0 | 0 | 0 | 0 | 0 | Caribou | 60 | 0 | FALSE | FALSE | FALSE | TRUE | FALSE | FALSE | FALSE | FALSE | FALSE | FALSE | FALSE | TRUE | TRUE | FALSE | FALSE | FALSE | FALSE | FALSE | Info Not Available
PG&E NGBA | Caribou | 0 | 0 | 0 | 0 | 0 | 0 | 0 | Caribou | 115 | 100 | FALSE | FALSE | FALSE | TRUE | FALSE | FALSE | FALSE | FALSE | FALSE | FALSE | FALSE | TRUE | TRUE | FALSE | FALSE | FALSE | FALSE | FALSE | Info Not Available
PG&E NGBA | Caribou | 0 | 0 | 0 | 0 | 0 | 0 | 0 | Caribou | 230 | 1500 | FALSE | FALSE | FALSE | TRUE | FALSE | FALSE | FALSE | FALSE | FALSE | FALSE | FALSE | TRUE | TRUE | FALSE | FALSE | FALSE | FALSE | FALSE | Info Not Available
EOP | Carpenter Canyon (fka Gamebird) | 0 | 0 | 0 | 0 | 0 | 0 | 0 | Carpenter Canyon (fka Gamebird) | 138 | 100 | FALSE | FALSE | FALSE | TRUE | FALSE | FALSE | FALSE | FALSE | FALSE | FALSE | FALSE | TRUE | TRUE | FALSE | FALSE | FALSE | FALSE | FALSE | Info Not Available
EOP | Carpenter Canyon (fka Gamebird) | 0 | 0 | 0 | 0 | 0 | 0 | 0 | Carpenter Canyon (fka Gamebird) | 230 | 1500 | FALSE | FALSE | FALSE | TRUE | FALSE | FALSE | FALSE | FALSE | FALSE | FALSE | FALSE | TRUE | TRUE | FALSE | FALSE | FALSE | FALSE | FALSE | Info Not Available
PG&E NGBA | Carquinez | 0 | 0 | 0 | 0 | 0 | 0 | 0 | Carquinez | 115 | 100 | FALSE | FALSE | FALSE | TRUE | FALSE | FALSE | FALSE | FALSE | FALSE | FALSE | FALSE | TRUE | TRUE | FALSE | FALSE | FALSE | FALSE | FALSE | Info Not Available
SDGE | Carrizo Gorge | 0 | 0 | 0 | 0 | 0 | 0 | 0 | Carrizo Gorge | 138 | 100 | FALSE | FALSE | FALSE | TRUE | FALSE | FALSE | FALSE | FALSE | FALSE | FALSE | FALSE | TRUE | TRUE | FALSE | FALSE | FALSE | FALSE | FALSE | Info Not Available
PG&E KERN | Carrizo Plains | 0 | 0 | 0 | 0 | 0 | 0 | 0 | Carrizo Plains | 115 | 100 | FALSE | FALSE | FALSE | TRUE | FALSE | FALSE | FALSE | FALSE | FALSE | FALSE | FALSE | TRUE | TRUE | FALSE | FALSE | FALSE | FALSE | FALSE | Info Not Available
PG&E KERN | Casaloma | 0 | 0 | 0 | 0 | 0 | 0 | 0 | Casaloma | 230 | 1500 | FALSE | FALSE | FALSE | TRUE | FALSE | FALSE | FALSE | FALSE | FALSE | FALSE | FALSE | TRUE | TRUE | FALSE | FALSE | FALSE | FALSE | FALSE | Info Not Available
PG&E GBA | Castro Valley | 0 | 0 | 0 | 0 | 0 | 0 | 0 | Castro Valley | 230 | 1500 | FALSE | FALSE | FALSE | TRUE | FALSE | FALSE | FALSE | FALSE | FALSE | FALSE | FALSE | TRUE | TRUE | FALSE | FALSE | FALSE | FALSE | FALSE | Info Not Available
PG&E GBA | Cayetano | 0 | 0 | 0 | 0 | 0 | 0 | 0 | Cayetano | 230 | 1500 | FALSE | FALSE | FALSE | TRUE | FALSE | FALSE | FALSE | FALSE | FALSE | FALSE | FALSE | TRUE | TRUE | FALSE | FALSE | FALSE | FALSE | FALSE | Info Not Available
SCE Metro | Center | 0 | 0 | 0 | 0 | 0 | 0 | 0 | Center | 230 | 1500 | FALSE | FALSE | FALSE | TRUE | FALSE | FALSE | FALSE | FALSE | FALSE | FALSE | FALSE | TRUE | TRUE | FALSE | FALSE | FALSE | FALSE | FALSE | Info Not Available
PG&E KERN | Charca | 0 | 0 | 0 | 0 | 0 | 0 | 0 | Charca | 115 | 100 | FALSE | FALSE | FALSE | TRUE | FALSE | FALSE | FALSE | FALSE | FALSE | FALSE | FALSE | TRUE | TRUE | FALSE | FALSE | FALSE | FALSE | FALSE | Info Not Available
EOP | Charleston | 0 | 0 | 0 | 0 | 0 | 0 | 0 | Charleston | 138 | 100 | FALSE | FALSE | FALSE | TRUE | FALSE | FALSE | FALSE | FALSE | FALSE | FALSE | FALSE | TRUE | TRUE | FALSE | FALSE | FALSE | FALSE | FALSE | Info Not Available
SCE Metro | Chevmain | 0 | 0 | 0 | 0 | 0 | 0 | 0 | Chevmain | 230 | 1500 | FALSE | FALSE | FALSE | TRUE | FALSE | FALSE | FALSE | FALSE | FALSE | FALSE | FALSE | TRUE | TRUE | FALSE | FALSE | FALSE | FALSE | FALSE | Info Not Available
SDGE | Chicarita | 0 | 0 | 0 | 0 | 0 | 0 | 0 | Chicarita | 138 | 100 | FALSE | FALSE | FALSE | TRUE | FALSE | FALSE | FALSE | FALSE | FALSE | FALSE | FALSE | TRUE | TRUE | FALSE | FALSE | FALSE | FALSE | FALSE | Info Not Available
SCE Metro | Chino | 0 | 0 | 0 | 0 | 0 | 0 | 0 | Chino | 230 | 1500 | FALSE | FALSE | FALSE | TRUE | FALSE | FALSE | FALSE | FALSE | FALSE | FALSE | FALSE | TRUE | TRUE | FALSE | FALSE | FALSE | FALSE | FALSE | Info Not Available
PG&E FRESNO | Chowchilla | 0 | 0 | 0 | 0 | 0 | 0 | 0 | Chowchilla | 115 | 100 | FALSE | FALSE | FALSE | TRUE | FALSE | FALSE | FALSE | FALSE | FALSE | FALSE | FALSE | TRUE | TRUE | FALSE | FALSE | FALSE | FALSE | FALSE | Info Not Available
PG&E GBA | Christie | 0 | 0 | 0 | 0 | 0 | 0 | 0 | Christie | 60 | 0 | FALSE | FALSE | FALSE | TRUE | FALSE | FALSE | FALSE | FALSE | FALSE | FALSE | FALSE | TRUE | TRUE | FALSE | FALSE | FALSE | FALSE | FALSE | Info Not Available
PG&E GBA | Christie | 0 | 0 | 0 | 0 | 0 | 0 | 0 | Christie | 115 | 100 | FALSE | FALSE | FALSE | TRUE | FALSE | FALSE | FALSE | FALSE | FALSE | FALSE | FALSE | TRUE | TRUE | FALSE | FALSE | FALSE | FALSE | FALSE | Info Not Available
SCE Eastern | Cielo Azul | 0 | 0 | 0 | 0 | 495 | 495 | 0 | Cielo Azul | 500 | 3000 | FALSE | FALSE | FALSE | TRUE | FALSE | FALSE | FALSE | FALSE | FALSE | FALSE | FALSE | TRUE | TRUE | FALSE | FALSE | FALSE | FALSE | FALSE | Info Not Available
PG&E GBA | Clay | 0 | 0 | 0 | 0 | 0 | 0 | 0 | Clay | 60 | 0 | FALSE | FALSE | FALSE | TRUE | FALSE | FALSE | FALSE | FALSE | FALSE | FALSE | FALSE | TRUE | TRUE | FALSE | FALSE | FALSE | FALSE | FALSE | Info Not Available
PG&E GBA | Clayton | 0 | 0 | 0 | 0 | 0 | 0 | 0 | Clayton | 115 | 100 | FALSE | FALSE | FALSE | TRUE | FALSE | FALSE | FALSE | FALSE | FALSE | FALSE | FALSE | TRUE | TRUE | FALSE | FALSE | FALSE | FALSE | FALSE | Info Not Available
PG&E NGBA | Cloverdale | 0 | 0 | 0 | 0 | 0 | 0 | 108 | Cloverdale | 115 | 100 | FALSE | FALSE | FALSE | TRUE | FALSE | FALSE | FALSE | FALSE | FALSE | FALSE | FALSE | TRUE | TRUE | FALSE | FALSE | FALSE | FALSE | FALSE | Info Not Available
PG&E FRESNO | Clovis | 0 | 0 | 0 | 0 | 0 | 0 | 0 | Clovis | 115 | 100 | FALSE | FALSE | FALSE | TRUE | FALSE | FALSE | FALSE | FALSE | FALSE | FALSE | FALSE | TRUE | TRUE | FALSE | FALSE | FALSE | FALSE | FALSE | Info Not Available
PG&E GBA | Coburn | 100 | 0 | 100 | 1244 | 0 | 1244 | 0 | Coburn | 230 | 1500 | FALSE | FALSE | FALSE | TRUE | FALSE | FALSE | FALSE | FALSE | FALSE | FALSE | FALSE | TRUE | TRUE | FALSE | FALSE | FALSE | FALSE | FALSE | Info Not Available
PG&E GBA | Coburn | 0 | 0 | 0 | 0 | 0 | 0 | 0 | Coburn | 60 | 0 | FALSE | FALSE | FALSE | TRUE | FALSE | FALSE | FALSE | FALSE | FALSE | FALSE | FALSE | TRUE | TRUE | FALSE | FALSE | FALSE | FALSE | FALSE | Info Not Available
PG&E NGBA | Colgate | 0 | 0 | 0 | 0 | 0 | 0 | 0 | Colgate | 230 | 1500 | FALSE | FALSE | FALSE | TRUE | FALSE | FALSE | FALSE | FALSE | FALSE | FALSE | FALSE | TRUE | TRUE | FALSE | FALSE | FALSE | FALSE | FALSE | Info Not Available
PG&E GBA | Collierville | 0 | 0 | 0 | 0 | 0 | 0 | 0 | Collierville | 230 | 1500 | FALSE | FALSE | FALSE | TRUE | FALSE | FALSE | FALSE | FALSE | FALSE | FALSE | FALSE | TRUE | TRUE | FALSE | FALSE | FALSE | FALSE | FALSE | Info Not Available
PG&E GBA | Collinsville | 0 | 0 | 0 | 601 | 0 | 601 | 0 | Collinsville | 230 | 1500 | FALSE | FALSE | FALSE | TRUE | FALSE | FALSE | FALSE | FALSE | FALSE | FALSE | FALSE | TRUE | TRUE | FALSE | FALSE | FALSE | FALSE | FALSE | Info Not Available
PG&E GBA | Collinsville | 0 | 0 | 0 | 0 | 0 | 0 | 0 | Collinsville | 500 | 3000 | FALSE | FALSE | FALSE | TRUE | FALSE | FALSE | FALSE | FALSE | FALSE | FALSE | FALSE | TRUE | TRUE | FALSE | FALSE | FALSE | FALSE | FALSE | Info Not Available
SCE Eastern | Colorado River | 0 | 0 | 0 | 400 | 0 | 400 | 0 | Colorado River | 230 | 1500 | TRUE | FALSE | FALSE | TRUE | FALSE | TRUE | FALSE | FALSE | FALSE | FALSE | FALSE | TRUE | FALSE | FALSE | TRUE | FALSE | FALSE | TRUE | New Substation | 4
SCE Eastern | Colorado River | 0 | 0 | 0 | 0 | 0 | 0 | 0 | Colorado River | 500 | 3000 | TRUE | FALSE | FALSE | TRUE | FALSE | TRUE | FALSE | FALSE | FALSE | TRUE | FALSE | FALSE | FALSE | FALSE | FALSE | FALSE | FALSE | TRUE | Low | 2
PG&E KERN | Columbus | 0 | 0 | 0 | 100 | 0 | 100 | 0 | Columbus | 115 | 100 | FALSE | FALSE | FALSE | TRUE | FALSE | FALSE | FALSE | FALSE | FALSE | FALSE | FALSE | TRUE | TRUE | FALSE | FALSE | FALSE | FALSE | FALSE | Info Not Available
PG&E GBA | Contra Costa | 0 | 0 | 0 | 0 | 0 | 0 | 0 | Contra Costa | 115 | 100 | FALSE | FALSE | FALSE | TRUE | FALSE | FALSE | FALSE | FALSE | FALSE | FALSE | FALSE | TRUE | TRUE | FALSE | FALSE | FALSE | FALSE | FALSE | Info Not Available
PG&E GBA | Contra Costa | 0 | 0 | 0 | 0 | 0 | 0 | 0 | Contra Costa | 230 | 1500 | FALSE | FALSE | FALSE | TRUE | FALSE | FALSE | FALSE | FALSE | FALSE | FALSE | FALSE | TRUE | TRUE | FALSE | FALSE | FALSE | FALSE | FALSE | Info Not Available
PG&E GBA | Contra Costa PP | 0 | 0 | 0 | 0 | 0 | 0 | 0 | Contra Costa PP | 230 | 1500 | FALSE | FALSE | FALSE | TRUE | FALSE | FALSE | FALSE | FALSE | FALSE | FALSE | FALSE | TRUE | TRUE | FALSE | FALSE | FALSE | FALSE | FALSE | Info Not Available
SCE NOL | Control | 0 | 0 | 0 | 0 | 0 | 0 | 177 | Control | 115 | 100 | FALSE | FALSE | FALSE | TRUE | FALSE | FALSE | FALSE | FALSE | FALSE | FALSE | FALSE | TRUE | TRUE | FALSE | FALSE | FALSE | FALSE | FALSE | Info Not Available
SCE NOL | Control | 0 | 0 | 0 | 0 | 0 | 0 | 0 | Control | 55 | 0 | FALSE | FALSE | FALSE | TRUE | FALSE | FALSE | FALSE | FALSE | FALSE | FALSE | FALSE | TRUE | TRUE | FALSE | FALSE | FALSE | FALSE | FALSE | Info Not Available
PG&E GBA | Cooley Landing | 0 | 0 | 0 | 0 | 100 | 100 | 0 | Cooley Landing | 115 | 100 | FALSE | FALSE | FALSE | TRUE | FALSE | FALSE | FALSE | FALSE | FALSE | FALSE | FALSE | TRUE | TRUE | FALSE | FALSE | FALSE | FALSE | FALSE | Info Not Available
PG&E GBA | Cooley Landing | 0 | 0 | 0 | 0 | 0 | 0 | 0 | Cooley Landing | 60 | 0 | FALSE | FALSE | FALSE | TRUE | FALSE | FALSE | FALSE | FALSE | FALSE | FALSE | FALSE | TRUE | TRUE | FALSE | FALSE | FALSE | FALSE | FALSE | Info Not Available
SCE NOL | Coolwater | 0 | 0 | 0 | 0 | 0 | 0 | 0 | Coolwater | 230 | 1500 | FALSE | FALSE | FALSE | TRUE | FALSE | FALSE | FALSE | FALSE | FALSE | FALSE | FALSE | TRUE | TRUE | FALSE | FALSE | FALSE | FALSE | FALSE | Info Not Available
SCE NOL | Coolwater | 0 | 0 | 0 | 0 | 0 | 0 | 0 | Coolwater | 115 | 100 | TRUE | FALSE | FALSE | TRUE | FALSE | FALSE | FALSE | TRUE | FALSE | FALSE | FALSE | TRUE | FALSE | FALSE | TRUE | FALSE | FALSE | FALSE | New Substation | 3
PG&E KERN | Copus | 0 | 0 | 0 | 0 | 0 | 0 | 0 | Copus | 70 | 0 | FALSE | FALSE | FALSE | TRUE | FALSE | FALSE | FALSE | FALSE | FALSE | FALSE | FALSE | TRUE | TRUE | FALSE | FALSE | FALSE | FALSE | FALSE | Info Not Available
PG&E FRESNO | Corcoran | 0 | 0 | 0 | 0 | 0 | 0 | 0 | Corcoran | 70 | 0 | FALSE | FALSE | FALSE | TRUE | FALSE | FALSE | FALSE | FALSE | FALSE | FALSE | FALSE | TRUE | TRUE | FALSE | FALSE | FALSE | FALSE | FALSE | Info Not Available
PG&E FRESNO | Corcoran | 0 | 0 | 0 | 0 | 0 | 0 | 0 | Corcoran | 115 | 100 | FALSE | FALSE | FALSE | TRUE | FALSE | FALSE | FALSE | FALSE | FALSE | FALSE | FALSE | TRUE | TRUE | FALSE | FALSE | FALSE | FALSE | FALSE | Info Not Available
PG&E NGBA | Corona | 0 | 0 | 0 | 0 | 0 | 0 | 0 | Corona | 115 | 100 | FALSE | FALSE | FALSE | TRUE | FALSE | FALSE | FALSE | FALSE | FALSE | FALSE | FALSE | TRUE | TRUE | FALSE | FALSE | FALSE | FALSE | FALSE | Info Not Available
PG&E NGBA | Cortina | 0 | 0 | 0 | 0 | 0 | 0 | 0 | Cortina | 230 | 1500 | TRUE | FALSE | FALSE | TRUE | FALSE | FALSE | FALSE | FALSE | FALSE | FALSE | FALSE | TRUE | FALSE | FALSE | TRUE | FALSE | FALSE | FALSE | New Substation | 3
PG&E NGBA | Cortina | 0 | 0 | 0 | 0 | 0 | 0 | 0 | Cortina | 115 | 100 | TRUE | TRUE | FALSE | TRUE | FALSE | FALSE | FALSE | FALSE | FALSE | TRUE | FALSE | FALSE | FALSE | FALSE | FALSE | FALSE | FALSE | TRUE | Low | 1
PG&E GBA | Cottle | 0 | 0 | 0 | 0 | 0 | 0 | 0 | Cottle | 230 | 1500 | TRUE | FALSE | FALSE | TRUE | FALSE | FALSE | FALSE | FALSE | FALSE | FALSE | FALSE | TRUE | FALSE | FALSE | TRUE | FALSE | FALSE | FALSE | New Substation | 3
PG&E NGBA | Cottonwood | 0 | 0 | 0 | 0 | 0 | 0 | 0 | Cottonwood | 115 | 100 | FALSE | FALSE | FALSE | TRUE | FALSE | FALSE | FALSE | FALSE | FALSE | FALSE | FALSE | TRUE | TRUE | FALSE | FALSE | FALSE | FALSE | FALSE | Info Not Available
PG&E NGBA | Cottonwood | 0 | 0 | 0 | 0 | 0 | 0 | 0 | Cottonwood | 230 | 1500 | FALSE | FALSE | FALSE | TRUE | FALSE | FALSE | FALSE | FALSE | FALSE | FALSE | FALSE | TRUE | TRUE | FALSE | FALSE | FALSE | FALSE | FALSE | Info Not Available
PG&E NGBA | Cottonwood | 0 | 0 | 0 | 0 | 0 | 0 | 0 | Cottonwood | 60 | 0 | FALSE | FALSE | FALSE | TRUE | FALSE | FALSE | FALSE | FALSE | FALSE | FALSE | FALSE | TRUE | TRUE | FALSE | FALSE | FALSE | FALSE | FALSE | Info Not Available
PG&E NGBA | Cove Road | 0 | 0 | 0 | 0 | 0 | 0 | 0 | Cove Road | 230 | 1500 | FALSE | FALSE | FALSE | TRUE | FALSE | FALSE | FALSE | FALSE | FALSE | FALSE | FALSE | TRUE | TRUE | FALSE | FALSE | FALSE | FALSE | FALSE | Info Not Available
PG&E GBA | Coyote | 0 | 0 | 0 | 100 | 0 | 100 | 37 | Coyote | 230 | 1500 | FALSE | FALSE | FALSE | TRUE | FALSE | FALSE | FALSE | FALSE | FALSE | FALSE | FALSE | TRUE | TRUE | FALSE | FALSE | FALSE | FALSE | FALSE | Info Not Available
PG&E GBA | Crazy Horse Canyon | 0 | 0 | 0 | 0 | 0 | 0 | 0 | Crazy Horse Canyon | 115 | 100 | FALSE | FALSE | FALSE | TRUE | FALSE | FALSE | FALSE | FALSE | FALSE | FALSE | FALSE | TRUE | TRUE | FALSE | FALSE | FALSE | FALSE | FALSE | Info Not Available
SDGE | Creelman | 0 | 0 | 0 | 0 | 0 | 0 | 0 | Creelman | 69 | 0 | FALSE | FALSE | FALSE | TRUE | FALSE | FALSE | FALSE | FALSE | FALSE | FALSE | FALSE | TRUE | TRUE | FALSE | FALSE | FALSE | FALSE | FALSE | Info Not Available
PG&E FRESNO | Crescent | 0 | 0 | 0 | 0 | 0 | 0 | 0 | Crescent | 70 | 0 | FALSE | FALSE | FALSE | TRUE | FALSE | FALSE | FALSE | FALSE | FALSE | FALSE | FALSE | TRUE | TRUE | FALSE | FALSE | FALSE | FALSE | FALSE | Info Not Available
PG&E FRESNO | Cressey | 0 | 0 | 0 | 0 | 0 | 0 | 0 | Cressey | 115 | 100 | FALSE | FALSE | FALSE | TRUE | FALSE | FALSE | FALSE | FALSE | FALSE | FALSE | FALSE | TRUE | TRUE | FALSE | FALSE | FALSE | FALSE | FALSE | Info Not Available
PG&E NGBA | Cresta | 0 | 0 | 0 | 0 | 0 | 0 | 0 | Cresta | 230 | 1500 | FALSE | FALSE | FALSE | TRUE | FALSE | FALSE | FALSE | FALSE | FALSE | FALSE | FALSE | TRUE | TRUE | FALSE | FALSE | FALSE | FALSE | FALSE | Info Not Available
SDGE | Crestwood | 0 | 0 | 0 | 0 | 0 | 0 | 0 | Crestwood | 69 | 0 | FALSE | FALSE | FALSE | TRUE | FALSE | FALSE | FALSE | FALSE | FALSE | FALSE | FALSE | TRUE | TRUE | FALSE | FALSE | FALSE | FALSE | FALSE | Info Not Available
PG&E GBA | Crow Creek | 0 | 0 | 0 | 0 | 0 | 0 | 0 | Crow Creek | 60 | 0 | FALSE | FALSE | FALSE | TRUE | FALSE | FALSE | FALSE | FALSE | FALSE | FALSE | FALSE | TRUE | TRUE | FALSE | FALSE | FALSE | FALSE | FALSE | Info Not Available
PG&E GBA | Crows Landing | 0 | 0 | 0 | 0 | 0 | 0 | 0 | Crows Landing | 60 | 0 | FALSE | FALSE | FALSE | TRUE | FALSE | FALSE | FALSE | FALSE | FALSE | FALSE | FALSE | TRUE | TRUE | FALSE | FALSE | FALSE | FALSE | FALSE | Info Not Available
PG&E GBA | Curtis | 0 | 0 | 0 | 0 | 0 | 0 | 0 | Curtis | 115 | 100 | FALSE | FALSE | FALSE | TRUE | FALSE | FALSE | FALSE | FALSE | FALSE | FALSE | FALSE | TRUE | TRUE | FALSE | FALSE | FALSE | FALSE | FALSE | Info Not Available
PG&E FRESNO | Dairyland | 0 | 0 | 0 | 0 | 0 | 0 | 0 | Dairyland | 115 | 100 | FALSE | FALSE | FALSE | TRUE | FALSE | FALSE | FALSE | FALSE | FALSE | FALSE | FALSE | TRUE | TRUE | FALSE | FALSE | FALSE | FALSE | FALSE | Info Not Available
PG&E NGBA | Davis | 0 | 0 | 0 | 0 | 100 | 100 | 0 | Davis | 115 | 100 | TRUE | FALSE | FALSE | TRUE | FALSE | FALSE | FALSE | FALSE | FALSE | FALSE | FALSE | TRUE | FALSE | FALSE | TRUE | FALSE | FALSE | FALSE | New Substation | 3
SCE Metro | Del Amo | 0 | 0 | 0 | 0 | 0 | 0 | 0 | Del Amo | 500 | 3000 | FALSE | FALSE | FALSE | TRUE | FALSE | FALSE | FALSE | FALSE | FALSE | FALSE | FALSE | TRUE | TRUE | FALSE | FALSE | FALSE | FALSE | FALSE | Info Not Available
SCE Metro | Del Amo | 0 | 0 | 0 | 0 | 0 | 0 | 0 | Del Amo | 230 | 1500 | FALSE | FALSE | FALSE | TRUE | FALSE | FALSE | FALSE | FALSE | FALSE | FALSE | FALSE | TRUE | TRUE | FALSE | FALSE | FALSE | FALSE | FALSE | Info Not Available
SCE Eastern | Delaney | 0 | 0 | 0 | 0 | 1860 | 1860 | 0 | Delaney | 500 | 3000 | FALSE | FALSE | FALSE | TRUE | FALSE | FALSE | FALSE | FALSE | FALSE | FALSE | FALSE | TRUE | TRUE | FALSE | FALSE | FALSE | FALSE | FALSE | Info Not Available
PG&E NGBA | Delevan | 0 | 0 | 0 | 0 | 0 | 0 | 0 | Delevan | 230 | 1500 | TRUE | FALSE | FALSE | TRUE | FALSE | FALSE | FALSE | FALSE | FALSE | FALSE | FALSE | TRUE | FALSE | FALSE | TRUE | FALSE | FALSE | FALSE | New Substation | 3
PG&E GBA | Delta PP | 0 | 0 | 0 | 0 | 0 | 0 | 0 | Delta PP | 230 | 1500 | FALSE | FALSE | FALSE | TRUE | FALSE | FALSE | FALSE | FALSE | FALSE | FALSE | FALSE | TRUE | TRUE | FALSE | FALSE | FALSE | FALSE | FALSE | Info Not Available
EOP | Desert View | 0 | 0 | 0 | 0 | 0 | 0 | 0 | Desert View | 230 | 1500 | FALSE | FALSE | FALSE | TRUE | FALSE | FALSE | FALSE | FALSE | FALSE | FALSE | FALSE | TRUE | TRUE | FALSE | FALSE | FALSE | FALSE | FALSE | Info Not Available
SCE Eastern | Devers | 0 | 0 | 0 | 300 | 0 | 300 | 0 | Devers | 230 | 1500 | TRUE | FALSE | FALSE | TRUE | FALSE | FALSE | TRUE | FALSE | FALSE | FALSE | TRUE | TRUE | FALSE | TRUE | TRUE | FALSE | TRUE | FALSE | Short Circuit Duty Limit | 5
SCE Eastern | Devers | 0 | 0 | 0 | 0 | 0 | 0 | 0 | Devers | 500 | 3000 | FALSE | FALSE | FALSE | TRUE | FALSE | FALSE | FALSE | FALSE | FALSE | FALSE | FALSE | TRUE | TRUE | FALSE | FALSE | FALSE | FALSE | FALSE | Info Not Available
PG&E KERN | Diablo Canyon | 0 | 0 | 0 | 0 | 0 | 0 | 0 | Diablo Canyon | 230 | 1500 | TRUE | FALSE | FALSE | TRUE | FALSE | FALSE | FALSE | FALSE | FALSE | FALSE | FALSE | TRUE | FALSE | FALSE | TRUE | FALSE | FALSE | FALSE | New Substation | 3
PG&E KERN | Diablo Canyon | 0 | 0 | 0 | 0 | 0 | 0 | 0 | Diablo Canyon | 500 | 3000 | TRUE | FALSE | FALSE | TRUE | FALSE | FALSE | FALSE | FALSE | FALSE | FALSE | FALSE | TRUE | FALSE | FALSE | TRUE | FALSE | FALSE | FALSE | New Substation | 5
PG&E KERN | Divide | 0 | 0 | 0 | 0 | 0 | 0 | 0 | Divide | 115 | 100 | FALSE | FALSE | FALSE | TRUE | FALSE | FALSE | FALSE | FALSE | FALSE | FALSE | FALSE | TRUE | TRUE | FALSE | FALSE | FALSE | FALSE | FALSE | Info Not Available
PG&E GBA | Dixon Landing | 0 | 0 | 0 | 0 | 0 | 0 | 23 | Dixon Landing | 115 | 100 | FALSE | FALSE | FALSE | TRUE | FALSE | FALSE | FALSE | FALSE | FALSE | FALSE | FALSE | TRUE | TRUE | FALSE | FALSE | FALSE | FALSE | FALSE | Info Not Available
PG&E FRESNO | Dos Amigos | 0 | 0 | 0 | 632 | 0 | 632 | 10 | Dos Amigos | 230 | 1500 | FALSE | FALSE | FALSE | TRUE | FALSE | FALSE | FALSE | FALSE | FALSE | FALSE | FALSE | TRUE | TRUE | FALSE | FALSE | FALSE | FALSE | FALSE | Info Not Available
PG&E NGBA | Drum | 0 | 0 | 0 | 0 | 0 | 0 | 0 | Drum | 115 | 100 | FALSE | FALSE | FALSE | TRUE | FALSE | FALSE | FALSE | FALSE | FALSE | FALSE | FALSE | TRUE | TRUE | FALSE | FALSE | FALSE | FALSE | FALSE | Info Not Available
PG&E GBA | Dumbarton | 0 | 0 | 0 | 0 | 0 | 0 | 0 | Dumbarton | 115 | 100 | FALSE | FALSE | FALSE | TRUE | FALSE | FALSE | FALSE | FALSE | FALSE | FALSE | FALSE | TRUE | TRUE | FALSE | FALSE | FALSE | FALSE | FALSE | Info Not Available
SCE NOL | Dunn Siding | 0 | 0 | 0 | 0 | 0 | 0 | 0 | Dunn Siding | 115 | 100 | FALSE | FALSE | FALSE | TRUE | FALSE | FALSE | FALSE | FALSE | FALSE | FALSE | FALSE | TRUE | TRUE | FALSE | FALSE | FALSE | FALSE | FALSE | Info Not Available
SCE Eastern | Eagle Mountain | 0 | 0 | 0 | 0 | 0 | 0 | 0 | Eagle Mountain | 230 | 1500 | FALSE | FALSE | FALSE | TRUE | FALSE | FALSE | FALSE | FALSE | FALSE | FALSE | FALSE | TRUE | TRUE | FALSE | FALSE | FALSE | FALSE | FALSE | Info Not Available
PG&E NGBA | Eagle Rock (PGE) | 0 | 0 | 0 | 0 | 0 | 0 | 0 | Eagle Rock (PGE) | 60 | 0 | FALSE | FALSE | FALSE | TRUE | FALSE | FALSE | FALSE | FALSE | FALSE | FALSE | FALSE | TRUE | TRUE | FALSE | FALSE | FALSE | FALSE | FALSE | Info Not Available
PG&E NGBA | Eagle Rock (PGE) | 0 | 0 | 0 | 0 | 0 | 0 | 0 | Eagle Rock (PGE) | 115 | 100 | TRUE | FALSE | TRUE | TRUE | FALSE | FALSE | FALSE | FALSE | FALSE | TRUE | FALSE | FALSE | FALSE | FALSE | FALSE | TRUE | TRUE | FALSE | High | 3
SCE Metro | Eagle Rock (SCE) | 0 | 0 | 0 | 0 | 0 | 0 | 0 | Eagle Rock (SCE) | 230 | 1500 | FALSE | FALSE | FALSE | TRUE | FALSE | FALSE | FALSE | FALSE | FALSE | FALSE | FALSE | TRUE | TRUE | FALSE | FALSE | FALSE | FALSE | FALSE | Info Not Available
PG&E NGBA | East Marysville | 0 | 0 | 0 | 0 | 0 | 0 | 0 | East Marysville | 115 | 100 | FALSE | FALSE | FALSE | TRUE | FALSE | FALSE | FALSE | FALSE | FALSE | FALSE | FALSE | TRUE | TRUE | FALSE | FALSE | FALSE | FALSE | FALSE | Info Not Available
PG&E NGBA | East Nicolaus | 0 | 0 | 0 | 0 | 0 | 0 | 0 | East Nicolaus | 115 | 100 | FALSE | FALSE | FALSE | TRUE | FALSE | FALSE | FALSE | FALSE | FALSE | FALSE | FALSE | TRUE | TRUE | FALSE | FALSE | FALSE | FALSE | FALSE | Info Not Available
PG&E NGBA | East Nicolaus | 0 | 0 | 0 | 0 | 0 | 0 | 0 | East Nicolaus | 60 | 0 | FALSE | FALSE | FALSE | TRUE | FALSE | FALSE | FALSE | FALSE | FALSE | FALSE | FALSE | TRUE | TRUE | FALSE | FALSE | FALSE | FALSE | FALSE | Info Not Available
PG&E GBA | Eastshore | 0 | 0 | 0 | 0 | 0 | 0 | 0 | Eastshore | 115 | 100 | TRUE | FALSE | FALSE | TRUE | FALSE | FALSE | FALSE | FALSE | FALSE | FALSE | TRUE | TRUE | FALSE | TRUE | TRUE | FALSE | FALSE | FALSE | Short Circuit Duty Limit | 4
PG&E GBA | Eastshore | 0 | 0 | 0 | 0 | 0 | 0 | 0 | Eastshore | 230 | 1500 | FALSE | FALSE | FALSE | TRUE | FALSE | FALSE | FALSE | FALSE | FALSE | FALSE | FALSE | TRUE | TRUE | FALSE | FALSE | FALSE | FALSE | FALSE | Info Not Available
SDGE | ECO | 0 | 0 | 0 | 0 | 100 | 100 | 0 | ECO | 138 | 100 | TRUE | FALSE | FALSE | TRUE | TRUE | FALSE | FALSE | FALSE | FALSE | TRUE | FALSE | FALSE | FALSE | FALSE | FALSE | FALSE | TRUE | FALSE | Mid | 3
SDGE | ECO | 0 | 0 | 0 | 0 | 0 | 0 | 0 | ECO | 230 | 1500 | FALSE | FALSE | FALSE | TRUE | FALSE | FALSE | FALSE | FALSE | FALSE | FALSE | FALSE | TRUE | TRUE | FALSE | FALSE | FALSE | FALSE | FALSE | Info Not Available
SDGE | ECO | 0 | 0 | 0 | 0 | 0 | 0 | 0 | ECO | 500 | 3000 | FALSE | FALSE | FALSE | TRUE | FALSE | FALSE | FALSE | FALSE | FALSE | FALSE | FALSE | TRUE | TRUE | FALSE | FALSE | FALSE | FALSE | FALSE | Info Not Available
PG&E GBA | Edenvale | 0 | 0 | 0 | 0 | 0 | 0 | 0 | Edenvale | 115 | 100 | FALSE | FALSE | FALSE | TRUE | FALSE | FALSE | FALSE | FALSE | FALSE | FALSE | FALSE | TRUE | TRUE | FALSE | FALSE | FALSE | FALSE | FALSE | Info Not Available
PG&E GBA | Edes | 0 | 0 | 0 | 0 | 0 | 0 | 0 | Edes | 115 | 100 | FALSE | FALSE | FALSE | TRUE | FALSE | FALSE | FALSE | FALSE | FALSE | FALSE | FALSE | TRUE | TRUE | FALSE | FALSE | FALSE | FALSE | FALSE | Info Not Available
PG&E GBA | Eight Mile | 0 | 0 | 0 | 0 | 1100 | 1100 | 0 | Eight Mile | 230 | 1500 | FALSE | FALSE | FALSE | TRUE | FALSE | FALSE | FALSE | FALSE | FALSE | FALSE | FALSE | TRUE | TRUE | FALSE | FALSE | FALSE | FALSE | FALSE | Info Not Available
SDGE | El Cajon | 0 | 0 | 0 | 0 | 0 | 0 | 0 | El Cajon | 69 | 0 | FALSE | FALSE | FALSE | TRUE | FALSE | FALSE | FALSE | FALSE | FALSE | FALSE | FALSE | TRUE | TRUE | FALSE | FALSE | FALSE | FALSE | FALSE | Info Not Available
SCE Eastern | El Casco | 0 | 0 | 0 | 0 | 0 | 0 | 0 | El Casco | 230 | 1500 | FALSE | FALSE | FALSE | TRUE | FALSE | FALSE | FALSE | FALSE | FALSE | FALSE | FALSE | TRUE | TRUE | FALSE | FALSE | FALSE | FALSE | FALSE | Info Not Available
PG&E GBA | El Cerrito G | 0 | 0 | 0 | 0 | 0 | 0 | 0 | El Cerrito G | 115 | 100 | FALSE | FALSE | FALSE | TRUE | FALSE | FALSE | FALSE | FALSE | FALSE | FALSE | FALSE | TRUE | TRUE | FALSE | FALSE | FALSE | FALSE | FALSE | Info Not Available
PG&E NGBA | El Dorado PH | 0 | 0 | 0 | 0 | 0 | 0 | 0 | El Dorado PH | 115 | 100 | FALSE | FALSE | FALSE | TRUE | FALSE | FALSE | FALSE | FALSE | FALSE | FALSE | FALSE | TRUE | TRUE | FALSE | FALSE | FALSE | FALSE | FALSE | Info Not Available
PG&E FRESNO | El Nido (PGE) | 0 | 0 | 0 | 0 | 0 | 0 | 10 | El Nido (PGE) | 115 | 100 | FALSE | FALSE | FALSE | TRUE | FALSE | FALSE | FALSE | FALSE | FALSE | FALSE | FALSE | TRUE | TRUE | FALSE | FALSE | FALSE | FALSE | FALSE | Info Not Available
SCE Metro | El Nido (SCE) | 0 | 0 | 0 | 0 | 0 | 0 | 0 | El Nido (SCE) | 230 | 1500 | FALSE | FALSE | FALSE | TRUE | FALSE | FALSE | FALSE | FALSE | FALSE | FALSE | FALSE | TRUE | TRUE | FALSE | FALSE | FALSE | FALSE | FALSE | Info Not Available
PG&E GBA | El Patio | 0 | 0 | 0 | 0 | 0 | 0 | 0 | El Patio | 115 | 100 | FALSE | FALSE | FALSE | TRUE | FALSE | FALSE | FALSE | FALSE | FALSE | FALSE | FALSE | TRUE | TRUE | FALSE | FALSE | FALSE | FALSE | FALSE | Info Not Available
SCE Metro | El Segundo | 0 | 0 | 0 | 0 | 0 | 0 | 0 | El Segundo | 230 | 1500 | FALSE | FALSE | FALSE | TRUE | FALSE | FALSE | FALSE | FALSE | FALSE | FALSE | FALSE | TRUE | TRUE | FALSE | FALSE | FALSE | FALSE | FALSE | Info Not Available
EOP | Eldorado | 0 | 0 | 0 | 0 | 0 | 0 | 427 | Eldorado | 230 | 1500 | TRUE | FALSE | FALSE | TRUE | FALSE | FALSE | FALSE | TRUE | FALSE | TRUE | FALSE | FALSE | FALSE | FALSE | FALSE | TRUE | FALSE | FALSE | High | 4
EOP | Eldorado | 0 | 0 | 0 | 0 | 0 | 0 | 741 | Eldorado | 500 | 3000 | TRUE | FALSE | FALSE | TRUE | FALSE | FALSE | FALSE | TRUE | FALSE | TRUE | TRUE | FALSE | FALSE | TRUE | FALSE | TRUE | FALSE | FALSE | Short Circuit Duty Limit | 5
SCE Northern | Elizabeth Lake | 0 | 0 | 0 | 0 | 0 | 0 | 0 | Elizabeth Lake | 66 | 0 | FALSE | FALSE | FALSE | TRUE | FALSE | FALSE | FALSE | FALSE | FALSE | FALSE | FALSE | TRUE | TRUE | FALSE | FALSE | FALSE | FALSE | FALSE | Info Not Available
PG&E KERN | Elk Hills | 0 | 0 | 0 | 0 | 0 | 0 | 0 | Elk Hills | 230 | 1500 | FALSE | FALSE | FALSE | TRUE | FALSE | FALSE | FALSE | FALSE | FALSE | FALSE | FALSE | TRUE | TRUE | FALSE | FALSE | FALSE | FALSE | FALSE | Info Not Available
SDGE | Elliott | 0 | 0 | 0 | 0 | 0 | 0 | 0 | Elliot | 69 | 0 | FALSE | FALSE | FALSE | TRUE | FALSE | FALSE | FALSE | FALSE | FALSE | FALSE | FALSE | TRUE | TRUE | FALSE | FALSE | FALSE | FALSE | FALSE | Info Not Available
SCE Metro | Ellis | 0 | 0 | 0 | 0 | 0 | 0 | 0 | Ellis | 230 | 1500 | FALSE | FALSE | FALSE | TRUE | FALSE | FALSE | FALSE | FALSE | FALSE | FALSE | FALSE | TRUE | TRUE | FALSE | FALSE | FALSE | FALSE | FALSE | Info Not Available
SDGE | Encina | 0 | 0 | 0 | 0 | 0 | 0 | 0 | Encina | 138 | 100 | TRUE | FALSE | FALSE | TRUE | FALSE | FALSE | FALSE | FALSE | FALSE | FALSE | FALSE | TRUE | FALSE | FALSE | TRUE | FALSE | FALSE | FALSE | New Substation | 3
SDGE | Encina | 0 | 0 | 0 | 0 | 0 | 0 | 0 | Encina | 230 | 1500 | FALSE | FALSE | FALSE | TRUE | FALSE | FALSE | FALSE | FALSE | FALSE | FALSE | FALSE | TRUE | TRUE | FALSE | FALSE | FALSE | FALSE | FALSE | Info Not Available
SDGE | Escondido | 0 | 0 | 0 | 0 | 0 | 0 | 0 | Escondido | 230 | 1500 | FALSE | FALSE | FALSE | TRUE | FALSE | FALSE | FALSE | FALSE | FALSE | FALSE | FALSE | TRUE | TRUE | FALSE | FALSE | FALSE | FALSE | FALSE | Info Not Available
SDGE | Escondido | 0 | 0 | 0 | 0 | 0 | 0 | 0 | Escondido | 69 | 0 | FALSE | FALSE | FALSE | TRUE | FALSE | FALSE | FALSE | FALSE | FALSE | FALSE | FALSE | TRUE | TRUE | FALSE | FALSE | FALSE | FALSE | FALSE | Info Not Available
PG&E KERN | Estrella | 0 | 0 | 0 | 0 | 0 | 0 | 0 | Estrella | 230 | 1500 | FALSE | FALSE | FALSE | TRUE | FALSE | FALSE | FALSE | FALSE | FALSE | FALSE | FALSE | TRUE | TRUE | FALSE | FALSE | FALSE | FALSE | FALSE | Info Not Available
SCE Eastern | Etiwanda | 0 | 0 | 0 | 0 | 0 | 0 | 0 | Etiwanda | 230 | 1500 | TRUE | FALSE | FALSE | TRUE | FALSE | FALSE | TRUE | FALSE | FALSE | TRUE | TRUE | FALSE | FALSE | TRUE | FALSE | FALSE | TRUE | FALSE | Short Circuit Duty Limit | 5
PG&E GBA | Evergreen | 0 | 0 | 0 | 0 | 0 | 0 | 0 | Evergreen | 115 | 100 | FALSE | FALSE | FALSE | TRUE | FALSE | FALSE | FALSE | FALSE | FALSE | FALSE | FALSE | TRUE | TRUE | FALSE | FALSE | FALSE | FALSE | FALSE | Info Not Available
PG&E GBA | Evergreen | 0 | 0 | 0 | 0 | 0 | 0 | 0 | Evergreen | 60 | 0 | FALSE | FALSE | FALSE | TRUE | FALSE | FALSE | FALSE | FALSE | FALSE | FALSE | FALSE | TRUE | TRUE | FALSE | FALSE | FALSE | FALSE | FALSE | Info Not Available
PG&E FRESNO | Excelsior | 0 | 0 | 0 | 0 | 0 | 0 | 0 | Excelsior | 115 | 100 | TRUE | TRUE | TRUE | FALSE | FALSE | FALSE | FALSE | FALSE | FALSE | TRUE | FALSE | FALSE | FALSE | FALSE | FALSE | FALSE | FALSE | TRUE | Low | 1
PG&E FRESNO | Exchequer | 0 | 0 | 0 | 0 | 0 | 0 | 0 | Exchequer | 115 | 100 | FALSE | FALSE | FALSE | TRUE | FALSE | FALSE | FALSE | FALSE | FALSE | FALSE | FALSE | TRUE | TRUE | FALSE | FALSE | FALSE | FALSE | FALSE | Info Not Available
PG&E KERN | Fairway | 0 | 0 | 0 | 0 | 0 | 0 | 0 | Fairway | 115 | 100 | FALSE | FALSE | FALSE | TRUE | FALSE | FALSE | FALSE | FALSE | FALSE | FALSE | FALSE | TRUE | TRUE | FALSE | FALSE | FALSE | FALSE | FALSE | Info Not Available
PG&E KERN | Famoso | 0 | 0 | 0 | 0 | 0 | 0 | 0 | Famoso | 115 | 100 | FALSE | FALSE | FALSE | TRUE | FALSE | FALSE | FALSE | FALSE | FALSE | FALSE | FALSE | TRUE | TRUE | FALSE | FALSE | FALSE | FALSE | FALSE | Info Not Available
PG&E NGBA | Fern Road | 0 | 0 | 0 | 0 | 0 | 0 | 0 | Fern Road | 500 | 3000 | FALSE | FALSE | FALSE | TRUE | FALSE | FALSE | FALSE | FALSE | FALSE | FALSE | FALSE | TRUE | TRUE | FALSE | FALSE | FALSE | FALSE | FALSE | Info Not Available
PG&E GBA | Fibreboard (SPI Sonora) | 0 | 0 | 0 | 0 | 0 | 0 | 0 | Fibreboard (SPI Sonora) | 115 | 100 | FALSE | FALSE | FALSE | TRUE | FALSE | FALSE | FALSE | FALSE | FALSE | FALSE | FALSE | TRUE | TRUE | FALSE | FALSE | FALSE | FALSE | FALSE | Info Not Available
PG&E FRESNO | Figarden | 0 | 0 | 0 | 0 | 0 | 0 | 0 | Figarden | 230 | 1500 | FALSE | FALSE | FALSE | TRUE | FALSE | FALSE | FALSE | FALSE | FALSE | FALSE | FALSE | TRUE | TRUE | FALSE | FALSE | FALSE | FALSE | FALSE | Info Not Available
PG&E FRESNO | Fink | 0 | 0 | 0 | 534 | 0 | 534 | 70 | Fink | 230 | 1500 | FALSE | FALSE | FALSE | TRUE | FALSE | FALSE | FALSE | FALSE | FALSE | FALSE | FALSE | TRUE | TRUE | FALSE | FALSE | FALSE | FALSE | FALSE | Info Not Available
PG&E NGBA | Fitch Mountain | 0 | 0 | 0 | 0 | 0 | 0 | 0 | Fitch Mountain | 60 | 0 | FALSE | FALSE | FALSE | TRUE | FALSE | FALSE | FALSE | FALSE | FALSE | FALSE | FALSE | TRUE | TRUE | FALSE | FALSE | FALSE | FALSE | FALSE | Info Not Available
PG&E GBA | FMC | 0 | 0 | 0 | 0 | 0 | 0 | 0 | FMC | 115 | 100 | FALSE | FALSE | FALSE | TRUE | FALSE | FALSE | FALSE | FALSE | FALSE | FALSE | FALSE | TRUE | TRUE | FALSE | FALSE | FALSE | FALSE | FALSE | Info Not Available
PG&E GBA | Fremont | 0 | 0 | 0 | 0 | 0 | 0 | 0 | Fremont | 115 | 100 | FALSE | FALSE | FALSE | TRUE | FALSE | FALSE | FALSE | FALSE | FALSE | FALSE | FALSE | TRUE | TRUE | FALSE | FALSE | FALSE | FALSE | FALSE | Info Not Available
PG&E GBA | French Camp | 0 | 0 | 0 | 0 | 0 | 0 | 0 | French Camp | 60 | 0 | FALSE | FALSE | FALSE | TRUE | FALSE | FALSE | FALSE | FALSE | FALSE | FALSE | FALSE | TRUE | TRUE | FALSE | FALSE | FALSE | FALSE | FALSE | Info Not Available
PG&E GBA | Frogtown | 0 | 0 | 0 | 0 | 0 | 0 | 0 | Frogtown | 115 | 100 | FALSE | FALSE | FALSE | TRUE | FALSE | FALSE | FALSE | FALSE | FALSE | FALSE | FALSE | TRUE | TRUE | FALSE | FALSE | FALSE | FALSE | FALSE | Info Not Available
PG&E NGBA | Fulton | 0 | 0 | 0 | 0 | 0 | 0 | 0 | Fulton | 115 | 100 | TRUE | TRUE | FALSE | TRUE | FALSE | FALSE | FALSE | FALSE | FALSE | TRUE | FALSE | FALSE | FALSE | FALSE | FALSE | FALSE | FALSE | TRUE | Low | 1
PG&E NGBA | Fulton | 0 | 0 | 0 | 0 | 0 | 0 | 0 | Fulton | 230 | 1500 | FALSE | FALSE | FALSE | TRUE | FALSE | FALSE | FALSE | FALSE | FALSE | FALSE | FALSE | TRUE | TRUE | FALSE | FALSE | FALSE | FALSE | FALSE | Info Not Available
PG&E NGBA | Fulton | 0 | 0 | 0 | 0 | 0 | 0 | 0 | Fulton | 60 | 0 | FALSE | FALSE | FALSE | TRUE | FALSE | FALSE | FALSE | FALSE | FALSE | FALSE | FALSE | TRUE | TRUE | FALSE | FALSE | FALSE | FALSE | FALSE | Info Not Available
PG&E KERN | Ganso | 0 | 0 | 0 | 0 | 0 | 0 | 0 | Ganso | 115 | 100 | FALSE | FALSE | FALSE | TRUE | FALSE | FALSE | FALSE | FALSE | FALSE | FALSE | FALSE | TRUE | TRUE | FALSE | FALSE | FALSE | FALSE | FALSE | Info Not Available
PG&E FRESNO | Gates | 0 | 0 | 0 | 0 | 0 | 0 | 0 | Gates | 230 | 1500 | TRUE | FALSE | FALSE | TRUE | FALSE | FALSE | FALSE | FALSE | FALSE | FALSE | TRUE | TRUE | FALSE | TRUE | TRUE | FALSE | FALSE | FALSE | Short Circuit Duty Limit | 4
PG&E FRESNO | Gates | 0 | 0 | 0 | 0 | 0 | 0 | 0 | Gates | 500 | 3000 | TRUE | FALSE | FALSE | TRUE | FALSE | FALSE | FALSE | FALSE | FALSE | FALSE | FALSE | TRUE | FALSE | FALSE | TRUE | FALSE | FALSE | FALSE | New Substation | 5
PG&E NGBA | Geysers 12 | 0 | 0 | 0 | 0 | 0 | 0 | 0 | Geysers 12 | 230 | 1500 | FALSE | FALSE | FALSE | TRUE | FALSE | FALSE | FALSE | FALSE | FALSE | FALSE | FALSE | TRUE | TRUE | FALSE | FALSE | FALSE | FALSE | FALSE | Info Not Available
PG&E NGBA | Geysers 17 | 0 | 0 | 0 | 0 | 0 | 0 | 0 | Geysers 17 | 230 | 1500 | FALSE | FALSE | FALSE | TRUE | FALSE | FALSE | FALSE | FALSE | FALSE | FALSE | FALSE | TRUE | TRUE | FALSE | FALSE | FALSE | FALSE | FALSE | Info Not Available
PG&E NGBA | Geysers 3 | 0 | 0 | 0 | 0 | 0 | 0 | 0 | Geysers 3 | 115 | 100 | FALSE | FALSE | FALSE | TRUE | FALSE | FALSE | FALSE | FALSE | FALSE | FALSE | FALSE | TRUE | TRUE | FALSE | FALSE | FALSE | FALSE | FALSE | Info Not Available
PG&E NGBA | Glenn | 0 | 0 | 0 | 0 | 0 | 0 | 0 | Glenn | 230 | 1500 | TRUE | FALSE | FALSE | TRUE | FALSE | FALSE | FALSE | FALSE | FALSE | FALSE | FALSE | TRUE | FALSE | FALSE | TRUE | FALSE | FALSE | FALSE | New Substation | 3
PG&E NGBA | Glenn | 0 | 0 | 0 | 0 | 0 | 0 | 0 | Glenn | 60 | 0 | FALSE | FALSE | FALSE | TRUE | FALSE | FALSE | FALSE | FALSE | FALSE | FALSE | FALSE | TRUE | TRUE | FALSE | FALSE | FALSE | FALSE | FALSE | Info Not Available
PG&E NGBA | Gold Hill | 0 | 0 | 0 | 0 | 0 | 0 | 0 | Gold Hill | 115 | 100 | FALSE | FALSE | FALSE | TRUE | FALSE | FALSE | FALSE | FALSE | FALSE | FALSE | FALSE | TRUE | TRUE | FALSE | FALSE | FALSE | FALSE | FALSE | Info Not Available
PG&E NGBA | Gold Hill | 0 | 0 | 0 | 0 | 0 | 0 | 0 | Gold Hill | 230 | 1500 | FALSE | FALSE | FALSE | TRUE | FALSE | FALSE | FALSE | FALSE | FALSE | FALSE | FALSE | TRUE | TRUE | FALSE | FALSE | FALSE | FALSE | FALSE | Info Not Available
SCE Northern | Goleta | 0 | 0 | 0 | 0 | 0 | 0 | 0 | Goleta | 230 | 1500 | FALSE | FALSE | FALSE | TRUE | FALSE | FALSE | FALSE | FALSE | FALSE | FALSE | FALSE | TRUE | TRUE | FALSE | FALSE | FALSE | FALSE | FALSE | Info Not Available
SCE Metro | Goodrich | 0 | 0 | 0 | 0 | 0 | 0 | 0 | Goodrich | 230 | 1500 | FALSE | FALSE | FALSE | TRUE | FALSE | FALSE | FALSE | FALSE | FALSE | FALSE | FALSE | TRUE | TRUE | FALSE | FALSE | FALSE | FALSE | FALSE | Info Not Available
PG&E KERN | Goose Lake | 0 | 0 | 0 | 0 | 0 | 0 | 0 | Goose Lake | 115 | 100 | FALSE | FALSE | FALSE | TRUE | FALSE | FALSE | FALSE | FALSE | FALSE | FALSE | FALSE | TRUE | TRUE | FALSE | FALSE | FALSE | FALSE | FALSE | Info Not Available
SCE Metro | Gould | 0 | 0 | 0 | 0 | 0 | 0 | 0 | Gould | 230 | 1500 | FALSE | FALSE | FALSE | TRUE | FALSE | FALSE | FALSE | FALSE | FALSE | FALSE | FALSE | TRUE | TRUE | FALSE | FALSE | FALSE | FALSE | FALSE | Info Not Available
PG&E NGBA | Grand Island | 0 | 0 | 0 | 0 | 0 | 0 | 0 | Grand Island | 115 | 100 | FALSE | FALSE | FALSE | TRUE | FALSE | FALSE | FALSE | FALSE | FALSE | FALSE | FALSE | TRUE | TRUE | FALSE | FALSE | FALSE | FALSE | FALSE | Info Not Available
SDGE | Granite Hills | 0 | 0 | 0 | 0 | 0 | 0 | 0 | Granite | 69 | 0 | FALSE | FALSE | FALSE | TRUE | FALSE | FALSE | FALSE | FALSE | FALSE | FALSE | FALSE | TRUE | TRUE | FALSE | FALSE | FALSE | FALSE | FALSE | Info Not Available
PG&E GBA | Grant | 0 | 0 | 0 | 0 | 0 | 0 | 0 | Grant | 115 | 100 | FALSE | FALSE | FALSE | TRUE | FALSE | FALSE | FALSE | FALSE | FALSE | FALSE | FALSE | TRUE | TRUE | FALSE | FALSE | FALSE | FALSE | FALSE | Info Not Available
PG&E GBA | Green Valley | 0 | 0 | 0 | 0 | 0 | 0 | 0 | Green Valley | 115 | 100 | TRUE | TRUE | FALSE | TRUE | FALSE | FALSE | FALSE | FALSE | FALSE | TRUE | FALSE | FALSE | FALSE | FALSE | FALSE | FALSE | FALSE | TRUE | Low | 1
PG&E NGBA | Greenleaf 1 | 0 | 0 | 0 | 0 | 0 | 0 | 0 | Greenleaf 1 | 115 | 100 | FALSE | FALSE | FALSE | TRUE | FALSE | FALSE | FALSE | FALSE | FALSE | FALSE | FALSE | TRUE | TRUE | FALSE | FALSE | FALSE | FALSE | FALSE | Info Not Available
PG&E FRESNO | Gregg | 0 | 0 | 0 | 0 | 0 | 0 | 0 | Gregg | 230 | 1500 | FALSE | FALSE | FALSE | TRUE | FALSE | FALSE | FALSE | FALSE | FALSE | FALSE | FALSE | TRUE | TRUE | FALSE | FALSE | FALSE | FALSE | FALSE | Info Not Available
PG&E FRESNO | Grimmway-Malaga | 0 | 0 | 0 | 0 | 0 | 0 | 0 | Grimmway-Malaga | 115 | 100 | FALSE | FALSE | FALSE | TRUE | FALSE | FALSE | FALSE | FALSE | FALSE | FALSE | FALSE | TRUE | TRUE | FALSE | FALSE | FALSE | FALSE | FALSE | Info Not Available
PG&E NGBA | Grizzly | 0 | 0 | 0 | 0 | 0 | 0 | 0 | Grizzly | 230 | 1500 | FALSE | FALSE | FALSE | TRUE | FALSE | FALSE | FALSE | FALSE | FALSE | FALSE | FALSE | TRUE | TRUE | FALSE | FALSE | FALSE | FALSE | FALSE | Info Not Available
PG&E FRESNO | Guernsey | 0 | 0 | 0 | 0 | 0 | 0 | 0 | Guernsey | 70 | 0 | FALSE | FALSE | FALSE | TRUE | FALSE | FALSE | FALSE | FALSE | FALSE | FALSE | FALSE | TRUE | TRUE | FALSE | FALSE | FALSE | FALSE | FALSE | Info Not Available
PG&E FRESNO | GWF Hanford | 0 | 0 | 0 | 0 | 0 | 0 | 0 | GWF Hanford | 115 | 100 | FALSE | FALSE | FALSE | TRUE | FALSE | FALSE | FALSE | FALSE | FALSE | FALSE | FALSE | TRUE | TRUE | FALSE | FALSE | FALSE | FALSE | FALSE | Info Not Available
PG&E FRESNO | Haas | 0 | 0 | 0 | 0 | 0 | 0 | 0 | Haas | 230 | 1500 | FALSE | FALSE | FALSE | TRUE | FALSE | FALSE | FALSE | FALSE | FALSE | FALSE | FALSE | TRUE | TRUE | FALSE | FALSE | FALSE | FALSE | FALSE | Info Not Available
PG&E FRESNO | Hammonds | 0 | 0 | 0 | 100 | 0 | 100 | 0 | Hammonds | 115 | 100 | FALSE | FALSE | FALSE | TRUE | FALSE | FALSE | FALSE | FALSE | FALSE | FALSE | FALSE | TRUE | TRUE | FALSE | FALSE | FALSE | FALSE | FALSE | Info Not Available
SCE Metro | HarborGen | 0 | 0 | 0 | 0 | 0 | 0 | 0 | HarborGen | 230 | 1500 | FALSE | FALSE | FALSE | TRUE | FALSE | FALSE | FALSE | FALSE | FALSE | FALSE | FALSE | TRUE | TRUE | FALSE | FALSE | FALSE | FALSE | FALSE | Info Not Available
PG&E NGBA | Harris | 0 | 0 | 0 | 0 | 0 | 0 | 0 | Harris | 60 | 0 | FALSE | FALSE | FALSE | TRUE | FALSE | FALSE | FALSE | FALSE | FALSE | FALSE | FALSE | TRUE | TRUE | FALSE | FALSE | FALSE | FALSE | FALSE | Info Not Available
EOP | Harry Allen | 0 | 0 | 0 | 0 | 301.2 | 301.2 | 0 | Harry Allen | 500 | 3000 | FALSE | FALSE | FALSE | TRUE | FALSE | FALSE | FALSE | FALSE | FALSE | FALSE | FALSE | TRUE | TRUE | FALSE | FALSE | FALSE | FALSE | FALSE | Info Not Available
PG&E NGBA | Hartley | 0 | 0 | 0 | 0 | 0 | 0 | 0 | Hartley | 60 | 0 | FALSE | FALSE | FALSE | TRUE | FALSE | FALSE | FALSE | FALSE | FALSE | FALSE | FALSE | TRUE | TRUE | FALSE | FALSE | FALSE | FALSE | FALSE | Info Not Available
SCE NOL | Harvard | 0 | 0 | 0 | 0 | 0 | 0 | 0 | Harvard | 115 | 100 | FALSE | FALSE | FALSE | TRUE | FALSE | FALSE | FALSE | FALSE | FALSE | FALSE | FALSE | TRUE | TRUE | FALSE | FALSE | FALSE | FALSE | FALSE | Info Not Available
SDGE | Hassayampa | 0 | 0 | 0 | 3634.5 | 2415 | 6049.5 | 0 | Hassayampa | 500 | 3000 | FALSE | FALSE | FALSE | TRUE | FALSE | FALSE | FALSE | FALSE | FALSE | FALSE | FALSE | TRUE | TRUE | FALSE | FALSE | FALSE | FALSE | FALSE | Info Not Available
PG&E FRESNO | Helm | 0 | 0 | 0 | 749 | 0 | 749 | 0 | Helm | 230 | 1500 | TRUE | FALSE | FALSE | TRUE | FALSE | FALSE | FALSE | FALSE | FALSE | FALSE | FALSE | TRUE | FALSE | FALSE | TRUE | FALSE | FALSE | FALSE | New Substation | 3
PG&E FRESNO | Helm | 0 | 0 | 0 | 0 | 0 | 0 | 0 | Helm | 70 | 0 | FALSE | FALSE | FALSE | TRUE | FALSE | FALSE | FALSE | FALSE | FALSE | FALSE | FALSE | TRUE | TRUE | FALSE | FALSE | FALSE | FALSE | FALSE | Info Not Available
PG&E FRESNO | Henrietta | 0 | 0 | 0 | 0 | 0 | 0 | 0 | Henrietta | 115 | 100 | TRUE | FALSE | FALSE | TRUE | FALSE | FALSE | FALSE | FALSE | FALSE | TRUE | FALSE | FALSE | FALSE | FALSE | FALSE | TRUE | FALSE | FALSE | High | 3
PG&E FRESNO | Henrietta | 0 | 0 | 0 | 1186 | 0 | 1186 | 0 | Henrietta | 230 | 1500 | TRUE | FALSE | FALSE | TRUE | FALSE | FALSE | FALSE | FALSE | FALSE | TRUE | FALSE | FALSE | FALSE | FALSE | FALSE | TRUE | FALSE | FALSE | High | 3
PG&E FRESNO | Henrietta | 0 | 0 | 0 | 0 | 0 | 0 | 0 | Henrietta | 70 | 0 | FALSE | FALSE | FALSE | TRUE | FALSE | FALSE | FALSE | FALSE | FALSE | FALSE | FALSE | TRUE | TRUE | FALSE | FALSE | FALSE | FALSE | FALSE | Info Not Available
PG&E FRESNO | Herndon | 0 | 0 | 0 | 0 | 0 | 0 | 0 | Herndon | 115 | 100 | FALSE | FALSE | FALSE | TRUE | FALSE | FALSE | FALSE | FALSE | FALSE | FALSE | FALSE | TRUE | TRUE | FALSE | FALSE | FALSE | FALSE | FALSE | Info Not Available
PG&E FRESNO | Herndon | 0 | 0 | 0 | 0 | 0 | 0 | 0 | Herndon | 230 | 1500 | FALSE | FALSE | FALSE | TRUE | FALSE | FALSE | FALSE | FALSE | FALSE | FALSE | FALSE | TRUE | TRUE | FALSE | FALSE | FALSE | FALSE | FALSE | Info Not Available
PG&E GBA | Hicks | 0 | 0 | 0 | 106 | 0 | 106 | 0 | Hicks | 230 | 1500 | FALSE | FALSE | FALSE | TRUE | FALSE | FALSE | FALSE | FALSE | FALSE | FALSE | FALSE | TRUE | TRUE | FALSE | FALSE | FALSE | FALSE | FALSE | Info Not Available
PG&E NGBA | Higgins | 0 | 0 | 0 | 0 | 0 | 0 | 0 | Higgins | 115 | 100 | FALSE | FALSE | FALSE | TRUE | FALSE | FALSE | FALSE | FALSE | FALSE | FALSE | FALSE | TRUE | TRUE | FALSE | FALSE | FALSE | FALSE | FALSE | Info Not Available
PG&E NGBA | Hilltop | 0 | 0 | 0 | 0 | 0 | 0 | 909 | Hilltop | 345 | 3000 | FALSE | FALSE | FALSE | TRUE | FALSE | FALSE | FALSE | FALSE | FALSE | FALSE | FALSE | FALSE | TRUE | FALSE | FALSE | FALSE | FALSE | FALSE | Info Not Available
SCE Metro | Hinson | 0 | 0 | 0 | 0 | 0 | 0 | 0 | Hinson | 230 | 1500 | FALSE | FALSE | FALSE | TRUE | FALSE | FALSE | FALSE | FALSE | FALSE | FALSE | FALSE | TRUE | TRUE | FALSE | FALSE | FALSE | FALSE | FALSE | Info Not Available
PG&E GBA | Hollister | 0 | 0 | 0 | 0 | 0 | 0 | 164 | Hollister | 115 | 100 | TRUE | FALSE | FALSE | TRUE | FALSE | FALSE | FALSE | FALSE | FALSE | FALSE | FALSE | TRUE | FALSE | FALSE | TRUE | FALSE | FALSE | FALSE | New Substation | 3
PG&E NGBA | Homestake | 0 | 0 | 0 | 0 | 0 | 0 | 0 | Homestake | 115 | 100 | FALSE | FALSE | FALSE | TRUE | FALSE | FALSE | FALSE | FALSE | FALSE | FALSE | FALSE | TRUE | TRUE | FALSE | FALSE | FALSE | FALSE | FALSE | Info Not Available
PG&E NGBA | Honcut | 0 | 0 | 0 | 0 | 0 | 0 | 0 | Honcut | 115 | 100 | FALSE | FALSE | FALSE | TRUE | FALSE | FALSE | FALSE | FALSE | FALSE | FALSE | FALSE | TRUE | TRUE | FALSE | FALSE | FALSE | FALSE | FALSE | Info Not Available
SDGE | Hoodoo Wash | 0 | 0 | 0 | 303 | 5314 | 5617 | 0 | Hoodoo Wash | 500 | 3000 | FALSE | FALSE | FALSE | TRUE | FALSE | FALSE | FALSE | FALSE | FALSE | FALSE | FALSE | TRUE | TRUE | FALSE | FALSE | FALSE | FALSE | FALSE | Info Not Available
PG&E NGBA | Hopland | 0 | 0 | 0 | 0 | 0 | 0 | 0 | Hopland | 115 | 100 | FALSE | FALSE | FALSE | TRUE | FALSE | FALSE | FALSE | FALSE | FALSE | FALSE | FALSE | TRUE | TRUE | FALSE | FALSE | FALSE | FALSE | FALSE | Info Not Available
PG&E NGBA | Hopland | 0 | 0 | 0 | 0 | 0 | 0 | 0 | Hopland | 60 | 0 | FALSE | FALSE | FALSE | TRUE | FALSE | FALSE | FALSE | FALSE | FALSE | FALSE | FALSE | TRUE | TRUE | FALSE | FALSE | FALSE | FALSE | FALSE | Info Not Available
PG&E NGBA | Humboldt | 0 | 0 | 0 | 0 | 0 | 0 | 0 | Humboldt | 115 | 100 | TRUE | FALSE | FALSE | TRUE | FALSE | FALSE | FALSE | FALSE | FALSE | FALSE | FALSE | TRUE | FALSE | FALSE | TRUE | FALSE | FALSE | FALSE | New Substation | 3
PG&E NGBA | Humboldt | 0 | 0 | 0 | 0 | 0 | 0 | 0 | Humboldt | 60 | 0 | FALSE | FALSE | FALSE | TRUE | FALSE | FALSE | FALSE | FALSE | FALSE | FALSE | FALSE | TRUE | TRUE | FALSE | FALSE | FALSE | FALSE | FALSE | Info Not Available
PG&E NGBA | Humboldt | 100 | 0 | 100 | 0 | 457.3 | 457.3 | 0 | Humboldt | 500 | 3000 | FALSE | FALSE | FALSE | TRUE | FALSE | FALSE | FALSE | FALSE | FALSE | FALSE | FALSE | TRUE | TRUE | FALSE | FALSE | FALSE | FALSE | FALSE | Info Not Available
SCE Metro | Huntington Beach | 0 | 0 | 0 | 0 | 0 | 0 | 0 | Huntington Beach | 230 | 1500 | FALSE | FALSE | FALSE | TRUE | FALSE | FALSE | FALSE | FALSE | FALSE | FALSE | FALSE | TRUE | TRUE | FALSE | FALSE | FALSE | FALSE | FALSE | Info Not Available
PG&E NGBA | Ignacio | 0 | 0 | 0 | 0 | 0 | 0 | 0 | Ignacio | 115 | 100 | TRUE | FALSE | FALSE | TRUE | FALSE | FALSE | FALSE | FALSE | FALSE | FALSE | FALSE | TRUE | FALSE | FALSE | TRUE | FALSE | FALSE | FALSE | New Substation | 3
PG&E NGBA | Ignacio | 0 | 0 | 0 | 0 | 0 | 0 | 0 | Ignacio | 230 | 1500 | TRUE | FALSE | FALSE | TRUE | FALSE | FALSE | FALSE | FALSE | FALSE | FALSE | FALSE | TRUE | FALSE | FALSE | TRUE | FALSE | FALSE | FALSE | New Substation | 3
PG&E NGBA | Ignacio | 0 | 0 | 0 | 0 | 0 | 0 | 0 | Ignacio | 60 | 0 | TRUE | FALSE | FALSE | TRUE | FALSE | FALSE | FALSE | FALSE | FALSE | FALSE | FALSE | TRUE | FALSE | FALSE | TRUE | FALSE | FALSE | FALSE | New Substation | 3
SDGE | Imperial Beach | 0 | 0 | 0 | 0 | 0 | 0 | 0 | Imperial Beach | 69 | 0 | FALSE | FALSE | FALSE | TRUE | FALSE | FALSE | FALSE | FALSE | FALSE | FALSE | FALSE | TRUE | TRUE | FALSE | FALSE | FALSE | FALSE | FALSE | Info Not Available
SDGE | Imperial Valley | 0 | 0 | 0 | 500 | 0 | 500 | 975 | Imperial Valley | 230 | 1500 | TRUE | FALSE | FALSE | TRUE | FALSE | FALSE | FALSE | FALSE | FALSE | FALSE | FALSE | TRUE | FALSE | FALSE | TRUE | FALSE | FALSE | FALSE | New Substation | 4
SDGE | Imperial Valley | 0 | 0 | 0 | 250 | 250 | 500 | 0 | Imperial Valley | 500 | 3000 | TRUE | FALSE | FALSE | TRUE | FALSE | FALSE | FALSE | FALSE | FALSE | FALSE | FALSE | TRUE | FALSE | FALSE | TRUE | FALSE | FALSE | FALSE | New Substation | 5
EOP | Innovation | 0 | 0 | 0 | 0 | 0 | 0 | 0 | Innovation | 138 | 100 | FALSE | FALSE | FALSE | TRUE | FALSE | FALSE | FALSE | FALSE | FALSE | FALSE | FALSE | TRUE | TRUE | FALSE | FALSE | FALSE | FALSE | FALSE | Info Not Available
EOP | Innovation | 0 | 0 | 0 | 0 | 0 | 0 | 0 | Innovation | 230 | 1500 | FALSE | FALSE | FALSE | TRUE | FALSE | FALSE | FALSE | FALSE | FALSE | FALSE | FALSE | TRUE | TRUE | FALSE | FALSE | FALSE | FALSE | FALSE | Info Not Available
SCE NOL | Inyokern | 0 | 0 | 0 | 0 | 0 | 0 | 116 | Inyokern | 115 | 100 | FALSE | FALSE | FALSE | TRUE | FALSE | FALSE | FALSE | FALSE | FALSE | FALSE | FALSE | TRUE | TRUE | FALSE | FALSE | FALSE | FALSE | FALSE | Info Not Available
EOP | IS Tap | 0 | 0 | 0 | 0 | 0 | 0 | 0 | IS Tap | 138 | 100 | FALSE | FALSE | FALSE | TRUE | FALSE | FALSE | FALSE | FALSE | FALSE | FALSE | FALSE | FALSE | TRUE | FALSE | FALSE | FALSE | FALSE | FALSE | Info Not Available
EOP | Ivanpah | 0 | 0 | 0 | 0 | 0 | 0 | 0 | Ivanpah | 115 | 100 | FALSE | FALSE | FALSE | TRUE | FALSE | FALSE | FALSE | FALSE | FALSE | FALSE | FALSE | TRUE | TRUE | FALSE | FALSE | FALSE | FALSE | FALSE | Info Not Available
EOP | Ivanpah | 0 | 0 | 0 | 0 | 0 | 0 | 0 | Ivanpah | 230 | 1500 | FALSE | FALSE | FALSE | TRUE | FALSE | FALSE | FALSE | FALSE | FALSE | FALSE | FALSE | TRUE | TRUE | FALSE | FALSE | FALSE | FALSE | FALSE | Info Not Available
EOP | Jackass (DOE) | 0 | 0 | 0 | 0 | 0 | 0 | 0 | Jackass (DOE) | 138 | 100 | FALSE | FALSE | FALSE | TRUE | FALSE | FALSE | FALSE | FALSE | FALSE | FALSE | FALSE | FALSE | TRUE | FALSE | FALSE | FALSE | FALSE | FALSE | Info Not Available
PG&E NGBA | James B Black | 0 | 0 | 0 | 0 | 0 | 0 | 131 | James B Black | 230 | 1500 | FALSE | FALSE | FALSE | TRUE | FALSE | FALSE | FALSE | FALSE | FALSE | FALSE | FALSE | TRUE | TRUE | FALSE | FALSE | FALSE | FALSE | FALSE | Info Not Available
PG&E GBA | Jefferson | 0 | 0 | 0 | 0 | 0 | 0 | 0 | Jefferson | 230 | 1500 | FALSE | FALSE | FALSE | TRUE | FALSE | FALSE | FALSE | FALSE | FALSE | FALSE | FALSE | TRUE | TRUE | FALSE | FALSE | FALSE | FALSE | FALSE | Info Not Available
PG&E NGBA | Jessup | 0 | 0 | 0 | 0 | 0 | 0 | 100 | Jessup | 115 | 100 | FALSE | FALSE | FALSE | TRUE | FALSE | FALSE | FALSE | FALSE | FALSE | FALSE | FALSE | TRUE | TRUE | FALSE | FALSE | FALSE | FALSE | FALSE | Info Not Available
SCE Metro | Johanna | 0 | 0 | 0 | 0 | 0 | 0 | 0 | Johanna | 230 | 1500 | FALSE | FALSE | FALSE | TRUE | FALSE | FALSE | FALSE | FALSE | FALSE | FALSE | FALSE | TRUE | TRUE | FALSE | FALSE | FALSE | FALSE | FALSE | Info Not Available
SCE Eastern | Julian Hinds | 0 | 0 | 0 | 0 | 0 | 0 | 0 | Julian Hinds | 230 | 1500 | FALSE | FALSE | FALSE | TRUE | FALSE | FALSE | FALSE | FALSE | FALSE | FALSE | FALSE | TRUE | TRUE | FALSE | FALSE | FALSE | FALSE | FALSE | Info Not Available
PG&E GBA | Kasson | 0 | 0 | 0 | 0 | 0 | 0 | 0 | Kasson | 115 | 100 | FALSE | FALSE | FALSE | TRUE | FALSE | FALSE | FALSE | FALSE | FALSE | FALSE | FALSE | TRUE | TRUE | FALSE | FALSE | FALSE | FALSE | FALSE | Info Not Available
PG&E GBA | Kasson | 0 | 0 | 0 | 0 | 0 | 0 | 0 | Kasson | 60 | 0 | FALSE | FALSE | FALSE | TRUE | FALSE | FALSE | FALSE | FALSE | FALSE | FALSE | FALSE | TRUE | TRUE | FALSE | FALSE | FALSE | FALSE | FALSE | Info Not Available
PG&E FRESNO | Kearney | 0 | 0 | 0 | 0 | 0 | 0 | 0 | Kearney | 230 | 1500 | FALSE | FALSE | FALSE | TRUE | FALSE | FALSE | FALSE | FALSE | FALSE | FALSE | FALSE | TRUE | TRUE | FALSE | FALSE | FALSE | FALSE | FALSE | Info Not Available
PG&E FRESNO | Kearney | 0 | 0 | 0 | 0 | 0 | 0 | 0 | Kearney | 70 | 0 | FALSE | FALSE | FALSE | TRUE | FALSE | FALSE | FALSE | FALSE | FALSE | FALSE | FALSE | TRUE | TRUE | FALSE | FALSE | FALSE | FALSE | FALSE | Info Not Available
PG&E GBA | Kelso | 0 | 0 | 0 | 0 | 0 | 0 | 0 | Kelso | 230 | 1500 | FALSE | FALSE | FALSE | TRUE | FALSE | FALSE | FALSE | FALSE | FALSE | FALSE | FALSE | TRUE | TRUE | FALSE | FALSE | FALSE | FALSE | FALSE | Info Not Available
PG&E FRESNO | Kerchoff 1 | 0 | 0 | 0 | 0 | 0 | 0 | 0 | Kerchoff 1 | 115 | 100 | FALSE | FALSE | FALSE | TRUE | FALSE | FALSE | FALSE | FALSE | FALSE | FALSE | FALSE | TRUE | TRUE | FALSE | FALSE | FALSE | FALSE | FALSE | Info Not Available
PG&E KERN | Kern Oil | 0 | 0 | 0 | 0 | 100 | 100 | 0 | Kern Oil | 115 | 100 | FALSE | FALSE | FALSE | TRUE | FALSE | FALSE | FALSE | FALSE | FALSE | FALSE | FALSE | TRUE | TRUE | FALSE | FALSE | FALSE | FALSE | FALSE | Info Not Available
PG&E KERN | Kern PP | 0 | 0 | 0 | 0 | 50 | 50 | 0 | Kern PP | 115 | 100 | FALSE | FALSE | FALSE | TRUE | FALSE | FALSE | FALSE | FALSE | FALSE | FALSE | FALSE | TRUE | TRUE | FALSE | FALSE | FALSE | FALSE | FALSE | Info Not Available
PG&E KERN | Kern PP | 0 | 0 | 0 | 0 | 0 | 0 | 0 | Kern PP | 230 | 1500 | FALSE | FALSE | FALSE | TRUE | FALSE | FALSE | FALSE | FALSE | FALSE | FALSE | FALSE | TRUE | TRUE | FALSE | FALSE | FALSE | FALSE | FALSE | Info Not Available
PG&E KERN | Kern PP | 0 | 0 | 0 | 0 | 0 | 0 | 0 | Kern PP | 70 | 0 | FALSE | FALSE | FALSE | TRUE | FALSE | FALSE | FALSE | FALSE | FALSE | FALSE | FALSE | TRUE | TRUE | FALSE | FALSE | FALSE | FALSE | FALSE | Info Not Available
PG&E KERN | Kernridge | 0 | 0 | 0 | 0 | 0 | 0 | 0 | Kernridge | 115 | 100 | FALSE | FALSE | FALSE | TRUE | FALSE | FALSE | FALSE | FALSE | FALSE | FALSE | FALSE | TRUE | TRUE | FALSE | FALSE | FALSE | FALSE | FALSE | Info Not Available
PG&E FRESNO | Kingsburg | 0 | 0 | 0 | 0 | 0 | 0 | 0 | Kingsburg | 115 | 100 | FALSE | FALSE | FALSE | TRUE | FALSE | FALSE | FALSE | FALSE | FALSE | FALSE | FALSE | TRUE | TRUE | FALSE | FALSE | FALSE | FALSE | FALSE | Info Not Available
PG&E GBA | Kirker | 0 | 0 | 0 | 0 | 0 | 0 | 0 | Kirker | 115 | 100 | FALSE | FALSE | FALSE | TRUE | FALSE | FALSE | FALSE | FALSE | FALSE | FALSE | FALSE | TRUE | TRUE | FALSE | FALSE | FALSE | FALSE | FALSE | Info Not Available
PG&E NGBA | Knights Landing | 0 | 0 | 0 | 0 | 0 | 0 | 0 | Knights Landing | 115 | 100 | FALSE | FALSE | FALSE | TRUE | FALSE | FALSE | FALSE | FALSE | FALSE | FALSE | FALSE | TRUE | TRUE | FALSE | FALSE | FALSE | FALSE | FALSE | Info Not Available
PG&E NGBA | Konocti | 0 | 0 | 0 | 0 | 0 | 0 | 0 | Konocti | 60 | 0 | FALSE | FALSE | FALSE | TRUE | FALSE | FALSE | FALSE | FALSE | FALSE | FALSE | FALSE | TRUE | TRUE | FALSE | FALSE | FALSE | FALSE | FALSE | Info Not Available
SCE NOL | Kramer | 0 | 0 | 0 | 0 | 0 | 0 | 0 | Kramer | 115 | 100 | TRUE | FALSE | FALSE | TRUE | FALSE | FALSE | FALSE | TRUE | FALSE | FALSE | FALSE | TRUE | FALSE | FALSE | TRUE | FALSE | FALSE | FALSE | New Substation | 3
SCE NOL | Kramer | 0 | 0 | 0 | 0 | 0 | 0 | 0 | Kramer | 230 | 1500 | TRUE | FALSE | FALSE | TRUE | FALSE | FALSE | FALSE | TRUE | FALSE | FALSE | FALSE | TRUE | FALSE | FALSE | TRUE | FALSE | FALSE | FALSE | New Substation | 4
SCE Metro | La Cienega | 0 | 0 | 0 | 0 | 0 | 0 | 0 | La Cienega | 230 | 1500 | FALSE | FALSE | FALSE | TRUE | FALSE | FALSE | FALSE | FALSE | FALSE | FALSE | FALSE | TRUE | TRUE | FALSE | FALSE | FALSE | FALSE | FALSE | Info Not Available
SCE Metro | La Fresa | 0 | 0 | 0 | 0 | 0 | 0 | 0 | La Fresa | 230 | 1500 | FALSE | FALSE | FALSE | TRUE | FALSE | FALSE | FALSE | FALSE | FALSE | FALSE | FALSE | TRUE | TRUE | FALSE | FALSE | FALSE | FALSE | FALSE | Info Not Available
SCE Metro | Laguna Bell | 0 | 0 | 0 | 0 | 0 | 0 | 0 | Laguna Bell | 230 | 1500 | TRUE | FALSE | FALSE | TRUE | FALSE | FALSE | TRUE | FALSE | FALSE | TRUE | TRUE | FALSE | FALSE | TRUE | FALSE | FALSE | TRUE | FALSE | Short Circuit Duty Limit | 5
PG&E KERN | Lakeview | 0 | 0 | 0 | 0 | 0 | 0 | 0 | Lakeview | 70 | 0 | FALSE | FALSE | FALSE | TRUE | FALSE | FALSE | FALSE | FALSE | FALSE | FALSE | FALSE | TRUE | TRUE | FALSE | FALSE | FALSE | FALSE | FALSE | Info Not Available
PG&E NGBA | Lakeville | 0 | 0 | 0 | 0 | 0 | 0 | 0 | Lakeville | 230 | 1500 | TRUE | FALSE | FALSE | TRUE | FALSE | FALSE | FALSE | FALSE | FALSE | FALSE | FALSE | TRUE | FALSE | FALSE | TRUE | FALSE | FALSE | FALSE | New Substation | 3
PG&E NGBA | Lakeville | 0 | 0 | 0 | 0 | 0 | 0 | 0 | Lakeville | 60 | 0 | FALSE | FALSE | FALSE | TRUE | FALSE | FALSE | FALSE | FALSE | FALSE | FALSE | FALSE | TRUE | TRUE | FALSE | FALSE | FALSE | FALSE | FALSE | Info Not Available
PG&E NGBA | Lakeville | 0 | 0 | 0 | 0 | 0 | 0 | 0 | Lakeville | 115 | 100 | TRUE | FALSE | FALSE | TRUE | FALSE | FALSE | FALSE | FALSE | FALSE | FALSE | FALSE | TRUE | FALSE | FALSE | TRUE | FALSE | FALSE | FALSE | New Substation | 3
PG&E GBA | Lakewood | 0 | 0 | 0 | 0 | 0 | 0 | 0 | Lakewood | 115 | 100 | FALSE | FALSE | FALSE | TRUE | FALSE | FALSE | FALSE | FALSE | FALSE | FALSE | FALSE | TRUE | TRUE | FALSE | FALSE | FALSE | FALSE | FALSE | Info Not Available
PG&E NGBA | Lambie | 0 | 0 | 0 | 0 | 0 | 0 | 0 | Lambie | 230 | 1500 | FALSE | FALSE | FALSE | TRUE | FALSE | FALSE | FALSE | FALSE | FALSE | FALSE | FALSE | TRUE | TRUE | FALSE | FALSE | FALSE | FALSE | FALSE | Info Not Available
PG&E GBA | Lammers | 0 | 0 | 0 | 0 | 0 | 0 | 0 | Lammers | 115 | 100 | TRUE | FALSE | FALSE | TRUE | FALSE | FALSE | FALSE | FALSE | FALSE | FALSE | FALSE | TRUE | FALSE | FALSE | TRUE | FALSE | FALSE | FALSE | New Substation | 3
PG&E KERN | Lamont | 0 | 0 | 0 | 100 | 31.2 | 131.2 | 0 | Lamont | 115 | 100 | TRUE | FALSE | TRUE | TRUE | FALSE | FALSE | FALSE | FALSE | FALSE | TRUE | FALSE | FALSE | FALSE | FALSE | FALSE | TRUE | TRUE | FALSE | High | 3
PG&E FRESNO | Las Aguilas | 0 | 0 | 0 | 0 | 0 | 0 | 0 | Las Aguilas | 230 | 1500 | FALSE | FALSE | FALSE | TRUE | FALSE | FALSE | FALSE | FALSE | FALSE | FALSE | FALSE | TRUE | TRUE | FALSE | FALSE | FALSE | FALSE | FALSE | Info Not Available
EOP | Lathrop | 0 | 0 | 0 | 0 | 0 | 0 | 0 | Lathrop | 138 | 100 | FALSE | FALSE | FALSE | TRUE | FALSE | FALSE | FALSE | FALSE | FALSE | FALSE | FALSE | FALSE | TRUE | FALSE | FALSE | FALSE | FALSE | FALSE | Info Not Available
EOP | Lathrop | 150 | 0 | 150 | 0 | 560 | 560 | 0 | Lathrop | 230 | 1500 | FALSE | FALSE | FALSE | TRUE | FALSE | FALSE | FALSE | FALSE | FALSE | FALSE | FALSE | TRUE | TRUE | FALSE | FALSE | FALSE | FALSE | FALSE | Info Not Available
PG&E FRESNO | Le Grand | 0 | 0 | 0 | 0 | 0 | 0 | 0 | Le Grand | 115 | 100 | TRUE | FALSE | TRUE | TRUE | FALSE | FALSE | FALSE | FALSE | FALSE | TRUE | FALSE | FALSE | FALSE | FALSE | FALSE | TRUE | TRUE | FALSE | High | 3
PG&E FRESNO | Lemoore | 0 | 0 | 0 | 0 | 0 | 0 | 0 | Lemoore | 70 | 0 | FALSE | FALSE | FALSE | TRUE | FALSE | FALSE | FALSE | FALSE | FALSE | FALSE | FALSE | TRUE | TRUE | FALSE | FALSE | FALSE | FALSE | FALSE | Info Not Available
PG&E KERN | Lerdo | 0 | 0 | 0 | 0 | 0 | 0 | 0 | Lerdo | 115 | 100 | FALSE | FALSE | FALSE | TRUE | FALSE | FALSE | FALSE | FALSE | FALSE | FALSE | FALSE | TRUE | TRUE | FALSE | FALSE | FALSE | FALSE | FALSE | Info Not Available
SCE Metro | Lewis | 0 | 0 | 0 | 0 | 0 | 0 | 0 | Lewis | 230 | 1500 | FALSE | FALSE | FALSE | TRUE | FALSE | FALSE | FALSE | FALSE | FALSE | FALSE | FALSE | TRUE | TRUE | FALSE | FALSE | FALSE | FALSE | FALSE | Info Not Available
SCE Metro | Lighthipe | 0 | 0 | 0 | 0 | 0 | 0 | 0 | Lighthipe | 230 | 1500 | FALSE | FALSE | FALSE | TRUE | FALSE | FALSE | FALSE | FALSE | FALSE | FALSE | FALSE | TRUE | TRUE | FALSE | FALSE | FALSE | FALSE | FALSE | Info Not Available
SDGE | Lilac | 0 | 0 | 0 | 0 | 0 | 0 | 0 | Lilac | 69 | 0 | FALSE | FALSE | FALSE | TRUE | FALSE | FALSE | FALSE | FALSE | FALSE | FALSE | FALSE | TRUE | TRUE | FALSE | FALSE | FALSE | FALSE | FALSE | Info Not Available
PG&E NGBA | Lincoln | 0 | 0 | 0 | 0 | 0 | 0 | 0 | Lincoln | 115 | 100 | FALSE | FALSE | FALSE | TRUE | FALSE | FALSE | FALSE | FALSE | FALSE | FALSE | FALSE | TRUE | TRUE | FALSE | FALSE | FALSE | FALSE | FALSE | Info Not Available
PG&E KERN | Live Oak | 0 | 0 | 0 | 100 | 0 | 100 | 0 | Live Oak | 115 | 100 | FALSE | FALSE | FALSE | TRUE | FALSE | FALSE | FALSE | FALSE | FALSE | FALSE | FALSE | TRUE | TRUE | FALSE | FALSE | FALSE | FALSE | FALSE | Info Not Available
PG&E GBA | Llagas | 0 | 0 | 0 | 0 | 0 | 0 | 0 | Llagas | 115 | 100 | FALSE | FALSE | FALSE | TRUE | FALSE | FALSE | FALSE | FALSE | FALSE | FALSE | FALSE | TRUE | TRUE | FALSE | FALSE | FALSE | FALSE | FALSE | Info Not Available
PG&E GBA | Lockeford | 0 | 0 | 0 | 0 | 0 | 0 | 0 | Lockeford | 115 | 100 | FALSE | FALSE | FALSE | TRUE | FALSE | FALSE | FALSE | FALSE | FALSE | FALSE | FALSE | TRUE | TRUE | FALSE | FALSE | FALSE | FALSE | FALSE | Info Not Available
PG&E GBA | Lockeford | 0 | 0 | 0 | 0 | 200 | 200 | 0 | Lockeford | 230 | 1500 | FALSE | FALSE | FALSE | TRUE | FALSE | FALSE | FALSE | FALSE | FALSE | FALSE | FALSE | TRUE | TRUE | FALSE | FALSE | FALSE | FALSE | FALSE | Info Not Available
PG&E GBA | Lockeford | 0 | 0 | 0 | 0 | 0 | 0 | 0 | Lockeford | 60 | 0 | FALSE | FALSE | FALSE | TRUE | FALSE | FALSE | FALSE | FALSE | FALSE | FALSE | FALSE | TRUE | TRUE | FALSE | FALSE | FALSE | FALSE | FALSE | Info Not Available
PG&E GBA | Lodi | 0 | 0 | 0 | 0 | 0 | 0 | 0 | Lodi | 230 | 1500 | FALSE | FALSE | FALSE | TRUE | FALSE | FALSE | FALSE | FALSE | FALSE | FALSE | FALSE | TRUE | TRUE | FALSE | FALSE | FALSE | FALSE | FALSE | Info Not Available
PG&E NGBA | Logan Creek | 0 | 0 | 0 | 0 | 0 | 0 | 0 | Logan Creek | 230 | 1500 | FALSE | FALSE | FALSE | TRUE | FALSE | FALSE | FALSE | FALSE | FALSE | FALSE | FALSE | TRUE | TRUE | FALSE | FALSE | FALSE | FALSE | FALSE | Info Not Available
PG&E GBA | Lone Tree | 0 | 0 | 0 | 0 | 0 | 0 | 0 | Lone Tree | 230 | 1500 | FALSE | FALSE | FALSE | TRUE | FALSE | FALSE | FALSE | FALSE | FALSE | FALSE | FALSE | TRUE | TRUE | FALSE | FALSE | FALSE | FALSE | FALSE | Info Not Available
PG&E FRESNO | Los Banos | 0 | 0 | 0 | 100 | 0 | 100 | 10 | Los Banos | 230 | 1500 | TRUE | FALSE | TRUE | TRUE | FALSE | FALSE | FALSE | FALSE | FALSE | TRUE | FALSE | FALSE | FALSE | FALSE | FALSE | TRUE | TRUE | FALSE | High | 3
PG&E FRESNO | Los Banos | 0 | 0 | 0 | 100 | 0 | 100 | 0 | Los Banos | 500 | 3000 | TRUE | TRUE | TRUE | FALSE | FALSE | FALSE | FALSE | FALSE | FALSE | TRUE | FALSE | FALSE | FALSE | FALSE | FALSE | FALSE | FALSE | TRUE | Low | 2
SDGE | Los Coches | 0 | 0 | 0 | 0 | 0 | 0 | 0 | Los Coches | 138 | 100 | FALSE | FALSE | FALSE | TRUE | FALSE | FALSE | FALSE | FALSE | FALSE | FALSE | FALSE | TRUE | TRUE | FALSE | FALSE | FALSE | FALSE | FALSE | Info Not Available
SDGE | Los Coches | 0 | 0 | 0 | 0 | 0 | 0 | 0 | Los Coches | 69 | 0 | FALSE | FALSE | FALSE | TRUE | FALSE | FALSE | FALSE | FALSE | FALSE | FALSE | FALSE | TRUE | TRUE | FALSE | FALSE | FALSE | FALSE | FALSE | Info Not Available
PG&E GBA | Los Esteros | 0 | 0 | 0 | 0 | 0 | 0 | 0 | Los Esteros | 115 | 100 | TRUE | FALSE | FALSE | TRUE | FALSE | FALSE | FALSE | FALSE | FALSE | FALSE | TRUE | TRUE | FALSE | TRUE | TRUE | FALSE | FALSE | FALSE | Short Circuit Duty Limit | 4
PG&E GBA | Los Esteros | 0 | 0 | 0 | 0 | 0 | 0 | 0 | Los Esteros | 230 | 1500 | FALSE | FALSE | FALSE | TRUE | FALSE | FALSE | FALSE | FALSE | FALSE | FALSE | FALSE | TRUE | TRUE | FALSE | FALSE | FALSE | FALSE | FALSE | Info Not Available
PG&E GBA | Las Positas | 0 | 0 | 0 | 0 | 0 | 0 | 0 | Los Positas | 230 | 1500 | TRUE | FALSE | FALSE | TRUE | FALSE | FALSE | FALSE | FALSE | FALSE | FALSE | FALSE | TRUE | FALSE | FALSE | TRUE | FALSE | FALSE | FALSE | New Substation | 3
PG&E GBA | Las Positas | 0 | 0 | 0 | 0 | 0 | 0 | 0 | Los Positas | 60 | 0 | TRUE | FALSE | FALSE | TRUE | FALSE | FALSE | FALSE | FALSE | FALSE | FALSE | FALSE | TRUE | FALSE | FALSE | TRUE | FALSE | FALSE | FALSE | New Substation | 3
SDGE | Loveland | 0 | 0 | 0 | 0 | 0 | 0 | 0 | Loveland | 69 | 0 | FALSE | FALSE | FALSE | TRUE | FALSE | FALSE | FALSE | FALSE | FALSE | FALSE | FALSE | TRUE | TRUE | FALSE | FALSE | FALSE | FALSE | FALSE | Info Not Available
SCE NOL | Lugo | 0 | 0 | 0 | 165 | 0 | 165 | 0 | Lugo | 230 | 1500 | FALSE | FALSE | FALSE | TRUE | FALSE | FALSE | FALSE | FALSE | FALSE | FALSE | FALSE | TRUE | TRUE | FALSE | FALSE | FALSE | FALSE | FALSE | Info Not Available
SCE NOL | Lugo | 0 | 0 | 0 | 0 | 0 | 0 | 0 | Lugo | 500 | 3000 | TRUE | FALSE | FALSE | TRUE | FALSE | FALSE | TRUE | FALSE | FALSE | TRUE | FALSE | FALSE | FALSE | FALSE | FALSE | FALSE | TRUE | FALSE | Mid | 5
PG&E FRESNO | Madera | 0 | 0 | 0 | 0 | 0 | 0 | 0 | Madera | 70 | 0 | FALSE | FALSE | FALSE | TRUE | FALSE | FALSE | FALSE | FALSE | FALSE | FALSE | FALSE | TRUE | TRUE | FALSE | FALSE | FALSE | FALSE | FALSE | Info Not Available
PG&E NGBA | Madison | 0 | 0 | 0 | 0 | 0 | 0 | 0 | Madison | 115 | 100 | FALSE | FALSE | FALSE | TRUE | FALSE | FALSE | FALSE | FALSE | FALSE | FALSE | FALSE | TRUE | TRUE | FALSE | FALSE | FALSE | FALSE | FALSE | Info Not Available
PG&E KERN | Magunden | 0 | 0 | 0 | 100 | 0 | 100 | 0 | Magunden | 115 | 100 | FALSE | FALSE | FALSE | TRUE | FALSE | FALSE | FALSE | FALSE | FALSE | FALSE | FALSE | TRUE | TRUE | FALSE | FALSE | FALSE | FALSE | FALSE | Info Not Available
PG&E KERN | Magunden | 0 | 0 | 0 | 0 | 0 | 0 | 0 | Magunden | 230 | 1500 | FALSE | FALSE | FALSE | TRUE | FALSE | FALSE | FALSE | FALSE | FALSE | FALSE | FALSE | TRUE | TRUE | FALSE | FALSE | FALSE | FALSE | FALSE | Info Not Available
PG&E FRESNO | Malaga | 0 | 0 | 0 | 0 | 0 | 0 | 0 | Malaga | 115 | 100 | FALSE | FALSE | FALSE | TRUE | FALSE | FALSE | FALSE | FALSE | FALSE | FALSE | FALSE | TRUE | TRUE | FALSE | FALSE | FALSE | FALSE | FALSE | Info Not Available
PG&E NGBA | Malin | 0 | 0 | 0 | 0 | 0 | 0 | 1383.8 | Malin | 500 | 3000 | FALSE | FALSE | FALSE | TRUE | FALSE | FALSE | FALSE | FALSE | FALSE | FALSE | FALSE | TRUE | TRUE | FALSE | FALSE | FALSE | FALSE | FALSE | Info Not Available
SCE Northern | Mandalay | 0 | 0 | 0 | 0 | 0 | 0 | 0 | Mandalay | 230 | 1500 | FALSE | FALSE | FALSE | TRUE | FALSE | FALSE | FALSE | FALSE | FALSE | FALSE | FALSE | TRUE | TRUE | FALSE | FALSE | FALSE | FALSE | FALSE | Info Not Available
PG&E FRESNO | Manning | 0 | 0 | 0 | 100 | 0 | 100 | 0 | Manning | 230 | 1500 | TRUE | TRUE | TRUE | FALSE | TRUE | TRUE | FALSE | FALSE | TRUE | FALSE | FALSE | FALSE | FALSE | FALSE | FALSE | FALSE | FALSE | TRUE | Low | 1 | MANUAL CHANGE
PG&E FRESNO | Manning | 0 | 0 | 0 | 1591 | 278.6 | 1869.6 | 0 | Manning | 500 | 3000 | TRUE | TRUE | TRUE | FALSE | TRUE | TRUE | FALSE | FALSE | TRUE | FALSE | FALSE | FALSE | FALSE | FALSE | FALSE | FALSE | FALSE | TRUE | Low | 2 | MANUAL CHANGE
PG&E GBA | Manteca | 0 | 0 | 0 | 0 | 0 | 0 | 0 | Manteca | 115 | 100 | FALSE | FALSE | FALSE | TRUE | FALSE | FALSE | FALSE | FALSE | FALSE | FALSE | FALSE | TRUE | TRUE | FALSE | FALSE | FALSE | FALSE | FALSE | Info Not Available
SDGE | Margarita | 0 | 0 | 0 | 94 | 0 | 94 | 0 | Margarita | 138 | 100 | FALSE | FALSE | FALSE | TRUE | FALSE | FALSE | FALSE | FALSE | FALSE | FALSE | FALSE | TRUE | TRUE | FALSE | FALSE | FALSE | FALSE | FALSE | Info Not Available
PG&E GBA | Martin | 0 | 0 | 0 | 0 | 0 | 0 | 0 | Martin | 230 | 1500 | TRUE | FALSE | FALSE | TRUE | FALSE | FALSE | FALSE | FALSE | FALSE | FALSE | FALSE | TRUE | FALSE | FALSE | TRUE | FALSE | FALSE | FALSE | New Substation | 3
PG&E GBA | Martin | 0 | 0 | 0 | 0 | 0 | 0 | 0 | Martin | 115 | 100 | TRUE | TRUE | FALSE | TRUE | FALSE | FALSE | FALSE | FALSE | FALSE | TRUE | TRUE | FALSE | FALSE | TRUE | FALSE | FALSE | FALSE | TRUE | Short Circuit Duty Limit | 4
PG&E GBA | Martinez | 0 | 0 | 0 | 0 | 0 | 0 | 0 | Martinez | 115 | 100 | FALSE | FALSE | FALSE | TRUE | FALSE | FALSE | FALSE | FALSE | FALSE | FALSE | FALSE | TRUE | TRUE | FALSE | FALSE | FALSE | FALSE | FALSE | Info Not Available
PG&E FRESNO | Mc Mullin | 0 | 0 | 0 | 0 | 0 | 0 | 0 | Mc Mullin | 230 | 1500 | FALSE | FALSE | FALSE | TRUE | FALSE | FALSE | FALSE | FALSE | FALSE | FALSE | FALSE | TRUE | TRUE | FALSE | FALSE | FALSE | FALSE | FALSE | Info Not Available
PG&E FRESNO | McCall | 0 | 0 | 0 | 0 | 0 | 0 | 0 | McCall | 115 | 100 | FALSE | FALSE | FALSE | TRUE | FALSE | FALSE | FALSE | FALSE | FALSE | FALSE | FALSE | TRUE | TRUE | FALSE | FALSE | FALSE | FALSE | FALSE | Info Not Available
PG&E FRESNO | McCall | 0 | 0 | 0 | 0 | 0 | 0 | 0 | McCall | 230 | 1500 | FALSE | FALSE | FALSE | TRUE | FALSE | FALSE | FALSE | FALSE | FALSE | FALSE | FALSE | TRUE | TRUE | FALSE | FALSE | FALSE | FALSE | FALSE | Info Not Available
PG&E GBA | Meadow Lane | 0 | 0 | 0 | 0 | 0 | 0 | 0 | Meadow Lane | 115 | 100 | FALSE | FALSE | FALSE | TRUE | FALSE | FALSE | FALSE | FALSE | FALSE | FALSE | FALSE | TRUE | TRUE | FALSE | FALSE | FALSE | FALSE | FALSE | Info Not Available
PG&E GBA | Melones | 0 | 0 | 0 | 0 | 0 | 0 | 0 | Melones | 115 | 100 | FALSE | FALSE | FALSE | TRUE | FALSE | FALSE | FALSE | FALSE | FALSE | FALSE | FALSE | TRUE | TRUE | FALSE | FALSE | FALSE | FALSE | FALSE | Info Not Available
PG&E GBA | Melones | 0 | 0 | 0 | 0 | 0 | 0 | 0 | Melones | 230 | 1500 | FALSE | FALSE | FALSE | TRUE | FALSE | FALSE | FALSE | FALSE | FALSE | FALSE | FALSE | TRUE | TRUE | FALSE | FALSE | FALSE | FALSE | FALSE | Info Not Available
SDGE | Melrose | 0 | 0 | 0 | 0 | 0 | 0 | 0 | Melrose | 69 | 0 | FALSE | FALSE | FALSE | TRUE | FALSE | FALSE | FALSE | FALSE | FALSE | FALSE | FALSE | TRUE | TRUE | FALSE | FALSE | FALSE | FALSE | FALSE | Info Not Available
PG&E NGBA | Mendocino | 0 | 0 | 0 | 0 | 0 | 0 | 0 | Mendocino | 115 | 100 | FALSE | FALSE | FALSE | TRUE | FALSE | FALSE | FALSE | FALSE | FALSE | FALSE | FALSE | TRUE | TRUE | FALSE | FALSE | FALSE | FALSE | FALSE | Info Not Available
PG&E NGBA | Mendocino | 0 | 0 | 0 | 0 | 0 | 0 | 0 | Mendocino | 60 | 0 | FALSE | FALSE | FALSE | TRUE | FALSE | FALSE | FALSE | FALSE | FALSE | FALSE | FALSE | TRUE | TRUE | FALSE | FALSE | FALSE | FALSE | FALSE | Info Not Available
PG&E FRESNO | Mendota | 0 | 0 | 0 | 0 | 0 | 0 | 0 | Mendota | 115 | 100 | TRUE | TRUE | TRUE | FALSE | FALSE | FALSE | FALSE | FALSE | FALSE | TRUE | FALSE | FALSE | FALSE | FALSE | FALSE | FALSE | FALSE | TRUE | Low | 1
PG&E GBA | Menlo | 0 | 0 | 0 | 0 | 0 | 0 | 0 | Menlo | 60 | 0 | FALSE | FALSE | FALSE | TRUE | FALSE | FALSE | FALSE | FALSE | FALSE | FALSE | FALSE | TRUE | TRUE | FALSE | FALSE | FALSE | FALSE | FALSE | Info Not Available
PG&E FRESNO | Merced | 0 | 0 | 0 | 0 | 0 | 0 | 0 | Merced | 115 | 100 | FALSE | FALSE | FALSE | TRUE | FALSE | FALSE | FALSE | FALSE | FALSE | FALSE | FALSE | TRUE | TRUE | FALSE | FALSE | FALSE | FALSE | FALSE | Info Not Available
EOP | Mercury | 0 | 0 | 0 | 0 | 0 | 0 | 0 | Mercury | 138 | 100 | FALSE | FALSE | FALSE | TRUE | FALSE | FALSE | FALSE | FALSE | FALSE | FALSE | FALSE | FALSE | TRUE | FALSE | FALSE | FALSE | FALSE | FALSE | Info Not Available
PG&E FRESNO | Mercy Springs | 0 | 0 | 0 | 0 | 0 | 0 | 0 | Mercy Springs | 70 | 0 | FALSE | FALSE | FALSE | TRUE | FALSE | FALSE | FALSE | FALSE | FALSE | FALSE | FALSE | TRUE | TRUE | FALSE | FALSE | FALSE | FALSE | FALSE | Info Not Available
PG&E NGBA | Meridian | 0 | 0 | 0 | 0 | 0 | 0 | 0 | Meridian | 60 | 0 | FALSE | FALSE | FALSE | TRUE | FALSE | FALSE | FALSE | FALSE | FALSE | FALSE | FALSE | TRUE | TRUE | FALSE | FALSE | FALSE | FALSE | FALSE | Info Not Available
PG&E KERN | Mesa (PGE) | 0 | 0 | 0 | 0 | 0 | 0 | 0 | Mesa (PGE) | 115 | 100 | FALSE | FALSE | FALSE | TRUE | FALSE | FALSE | FALSE | FALSE | FALSE | FALSE | FALSE | TRUE | TRUE | FALSE | FALSE | FALSE | FALSE | FALSE | Info Not Available
PG&E KERN | Mesa (PGE) | 0 | 0 | 0 | 0 | 0 | 0 | 0 | Mesa (PGE) | 230 | 1500 | FALSE | FALSE | FALSE | TRUE | FALSE | FALSE | FALSE | FALSE | FALSE | FALSE | FALSE | TRUE | TRUE | FALSE | FALSE | FALSE | FALSE | FALSE | Info Not Available
SCE Metro | Mesa (SCE) | 0 | 0 | 0 | 0 | 0 | 0 | 0 | Mesa (SCE) | 230 | 1500 | FALSE | FALSE | FALSE | TRUE | FALSE | FALSE | FALSE | FALSE | FALSE | FALSE | FALSE | TRUE | TRUE | FALSE | FALSE | FALSE | FALSE | FALSE | Info Not Available
SCE Metro | Mesa (SCE) | 0 | 0 | 0 | 0 | 0 | 0 | 0 | Mesa (SCE) | 500 | 3000 | FALSE | FALSE | FALSE | TRUE | FALSE | FALSE | FALSE | FALSE | FALSE | FALSE | FALSE | TRUE | TRUE | FALSE | FALSE | FALSE | FALSE | FALSE | Info Not Available
SDGE | Mesa Heights | 0 | 0 | 0 | 0 | 0 | 0 | 0 | Mesa Heights | 69 | 0 | FALSE | FALSE | FALSE | TRUE | FALSE | FALSE | FALSE | FALSE | FALSE | FALSE | FALSE | TRUE | TRUE | FALSE | FALSE | FALSE | FALSE | FALSE | Info Not Available
PG&E GBA | Metcalf | 0 | 0 | 0 | 0 | 0 | 0 | 0 | Metcalf | 115 | 100 | TRUE | FALSE | FALSE | TRUE | FALSE | FALSE | FALSE | FALSE | FALSE | FALSE | TRUE | TRUE | FALSE | TRUE | TRUE | FALSE | FALSE | FALSE | Short Circuit Duty Limit | 4
PG&E GBA | Metcalf | 0 | 0 | 0 | 0 | 0 | 0 | 0 | Metcalf | 230 | 1500 | TRUE | FALSE | FALSE | TRUE | FALSE | FALSE | FALSE | FALSE | FALSE | FALSE | TRUE | TRUE | FALSE | TRUE | TRUE | FALSE | FALSE | FALSE | Short Circuit Duty Limit | 4
PG&E GBA | Metcalf | 0 | 0 | 0 | 0 | 0 | 0 | 0 | Metcalf | 500 | 3000 | TRUE | FALSE | FALSE | TRUE | FALSE | FALSE | FALSE | FALSE | FALSE | FALSE | TRUE | TRUE | FALSE | TRUE | TRUE | FALSE | FALSE | FALSE | Short Circuit Duty Limit | 5
PG&E KERN | Midway | 0 | 0 | 0 | 0 | 0 | 0 | 0 | Midway | 115 | 100 | TRUE | FALSE | TRUE | TRUE | FALSE | FALSE | FALSE | FALSE | FALSE | FALSE | TRUE | TRUE | FALSE | TRUE | TRUE | FALSE | TRUE | FALSE | Short Circuit Duty Limit | 4
PG&E KERN | Midway | 0 | 0 | 0 | 0 | 0 | 0 | 0 | Midway | 230 | 1500 | TRUE | FALSE | FALSE | TRUE | FALSE | FALSE | FALSE | FALSE | FALSE | FALSE | TRUE | TRUE | FALSE | TRUE | TRUE | FALSE | FALSE | FALSE | Short Circuit Duty Limit | 4
PG&E KERN | Midway | 0 | 0 | 0 | 400 | 160 | 560 | 0 | Midway | 500 | 3000 | TRUE | FALSE | FALSE | TRUE | FALSE | FALSE | FALSE | FALSE | FALSE | FALSE | TRUE | TRUE | FALSE | TRUE | TRUE | FALSE | FALSE | FALSE | Short Circuit Duty Limit | 5
SDGE | Miguel | 0 | 0 | 0 | 0 | 0 | 0 | 0 | Miguel | 230 | 1500 | FALSE | FALSE | FALSE | TRUE | FALSE | FALSE | FALSE | FALSE | FALSE | FALSE | FALSE | TRUE | TRUE | FALSE | FALSE | FALSE | FALSE | FALSE | Info Not Available
SDGE | Miguel | 0 | 0 | 0 | 0 | 0 | 0 | 0 | Miguel | 500 | 3000 | FALSE | FALSE | FALSE | TRUE | FALSE | FALSE | FALSE | FALSE | FALSE | FALSE | FALSE | TRUE | TRUE | FALSE | FALSE | FALSE | FALSE | FALSE | Info Not Available
SDGE | Miguel | 0 | 0 | 0 | 0 | 0 | 0 | 0 | Miguel | 69 | 0 | FALSE | FALSE | FALSE | TRUE | FALSE | FALSE | FALSE | FALSE | FALSE | FALSE | FALSE | TRUE | TRUE | FALSE | FALSE | FALSE | FALSE | FALSE | Info Not Available
PG&E GBA | Millbrae | 0 | 0 | 0 | 0 | 0 | 0 | 0 | Millbrae | 115 | 100 | FALSE | FALSE | FALSE | TRUE | FALSE | FALSE | FALSE | FALSE | FALSE | FALSE | FALSE | TRUE | TRUE | FALSE | FALSE | FALSE | FALSE | FALSE | Info Not Available
PG&E GBA | Miller | 0 | 0 | 0 | 0 | 0 | 0 | 100 | Miller | 115 | 100 | FALSE | FALSE | FALSE | TRUE | FALSE | FALSE | FALSE | FALSE | FALSE | FALSE | FALSE | TRUE | TRUE | FALSE | FALSE | FALSE | FALSE | FALSE | Info Not Available
SCE Metro | Mira Loma | 0 | 0 | 0 | 0 | 0 | 0 | 0 | Mira Loma | 230 | 1500 | TRUE | FALSE | FALSE | TRUE | FALSE | TRUE | FALSE | FALSE | FALSE | TRUE | TRUE | FALSE | FALSE | TRUE | FALSE | FALSE | FALSE | TRUE | Short Circuit Duty Limit | 5
SCE Metro | Mira Loma | 0 | 0 | 0 | 0 | 0 | 0 | 0 | Mira Loma | 500 | 3000 | TRUE | FALSE | FALSE | TRUE | FALSE | TRUE | FALSE | FALSE | FALSE | TRUE | TRUE | FALSE | FALSE | TRUE | FALSE | FALSE | FALSE | TRUE | Short Circuit Duty Limit | 5
SCE Eastern | Mirage | 0 | 0 | 0 | 0 | 0 | 0 | 0 | Mirage | 115 | 100 | FALSE | FALSE | FALSE | TRUE | FALSE | FALSE | FALSE | FALSE | FALSE | FALSE | FALSE | TRUE | TRUE | FALSE | FALSE | FALSE | FALSE | FALSE | Info Not Available
SCE Eastern | Mirage | 0 | 0 | 0 | 0 | 0 | 0 | 1317 | Mirage | 230 | 1500 | FALSE | FALSE | FALSE | TRUE | FALSE | FALSE | FALSE | FALSE | FALSE | FALSE | FALSE | TRUE | TRUE | FALSE | FALSE | FALSE | FALSE | FALSE | Info Not Available
SDGE | Mission | 0 | 0 | 0 | 0 | 0 | 0 | 0 | Mission | 138 | 100 | FALSE | FALSE | FALSE | TRUE | FALSE | FALSE | FALSE | FALSE | FALSE | FALSE | FALSE | TRUE | TRUE | FALSE | FALSE | FALSE | FALSE | FALSE | Info Not Available
SDGE | Mission | 0 | 0 | 0 | 0 | 0 | 0 | 0 | Mission | 230 | 1500 | FALSE | FALSE | FALSE | TRUE | FALSE | FALSE | FALSE | FALSE | FALSE | FALSE | FALSE | TRUE | TRUE | FALSE | FALSE | FALSE | FALSE | FALSE | Info Not Available
SDGE | Mission | 0 | 0 | 0 | 0 | 0 | 0 | 0 | Mission | 69 | 0 | FALSE | FALSE | FALSE | TRUE | FALSE | FALSE | FALSE | FALSE | FALSE | FALSE | FALSE | TRUE | TRUE | FALSE | FALSE | FALSE | FALSE | FALSE | Info Not Available
PG&E GBA | Mi-Wuk | 0 | 0 | 0 | 0 | 0 | 0 | 0 | Mi-Wuk | 115 | 100 | FALSE | FALSE | FALSE | TRUE | FALSE | FALSE | FALSE | FALSE | FALSE | FALSE | FALSE | TRUE | TRUE | FALSE | FALSE | FALSE | FALSE | FALSE | Info Not Available
EOP | Mohave | 100 | 0 | 100 | 0 | 0 | 0 | 0 | Mohave | 500 | 3000 | TRUE | FALSE | FALSE | TRUE | FALSE | FALSE | TRUE | FALSE | FALSE | TRUE | FALSE | FALSE | FALSE | FALSE | FALSE | FALSE | TRUE | FALSE | Mid | 5
PG&E NGBA | Monroe | 0 | 0 | 0 | 0 | 0 | 0 | 0 | Monroe | 115 | 100 | FALSE | FALSE | FALSE | TRUE | FALSE | FALSE | FALSE | FALSE | FALSE | FALSE | FALSE | TRUE | TRUE | FALSE | FALSE | FALSE | FALSE | FALSE | Info Not Available
SDGE | Monserate | 0 | 0 | 0 | 0 | 0 | 0 | 0 | Monserate | 69 | 0 | FALSE | FALSE | FALSE | TRUE | FALSE | FALSE | FALSE | FALSE | FALSE | FALSE | FALSE | TRUE | TRUE | FALSE | FALSE | FALSE | FALSE | FALSE | Info Not Available
PG&E GBA | Monta Vista | 0 | 0 | 0 | 0 | 0 | 0 | 0 | Monta Vista | 115 | 100 | FALSE | FALSE | FALSE | TRUE | FALSE | FALSE | FALSE | FALSE | FALSE | FALSE | FALSE | TRUE | TRUE | FALSE | FALSE | FALSE | FALSE | FALSE | Info Not Available
PG&E GBA | Monta Vista | 0 | 0 | 0 | 0 | 0 | 0 | 0 | Monta Vista | 230 | 1500 | FALSE | FALSE | FALSE | TRUE | FALSE | FALSE | FALSE | FALSE | FALSE | FALSE | FALSE | TRUE | TRUE | FALSE | FALSE | FALSE | FALSE | FALSE | Info Not Available
PG&E GBA | Monta Vista | 0 | 0 | 0 | 0 | 0 | 0 | 0 | Monta Vista | 60 | 0 | FALSE | FALSE | FALSE | TRUE | FALSE | FALSE | FALSE | FALSE | FALSE | FALSE | FALSE | TRUE | TRUE | FALSE | FALSE | FALSE | FALSE | FALSE | Info Not Available
PG&E NGBA | Monticello | 0 | 0 | 0 | 0 | 0 | 0 | 0 | Monticello | 115 | 100 | FALSE | FALSE | FALSE | TRUE | FALSE | FALSE | FALSE | FALSE | FALSE | FALSE | FALSE | TRUE | TRUE | FALSE | FALSE | FALSE | FALSE | FALSE | Info Not Available
SCE Northern | Moorpark | 0 | 0 | 0 | 0 | 0 | 0 | 0 | Moorpark | 230 | 1500 | TRUE | FALSE | FALSE | TRUE | FALSE | FALSE | FALSE | TRUE | FALSE | FALSE | FALSE | TRUE | FALSE | FALSE | TRUE | FALSE | FALSE | FALSE | New Substation | 4
SCE Northern | Moorpark | 0 | 0 | 0 | 0 | 0 | 0 | 0 | Moorpark | 66 | 0 | FALSE | FALSE | FALSE | TRUE | FALSE | FALSE | FALSE | FALSE | FALSE | FALSE | FALSE | TRUE | TRUE | FALSE | FALSE | FALSE | FALSE | FALSE | Info Not Available
PG&E GBA | Moraga | 0 | 0 | 0 | 0 | 0 | 0 | 0 | Moraga | 115 | 100 | FALSE | FALSE | FALSE | TRUE | FALSE | FALSE | FALSE | FALSE | FALSE | FALSE | FALSE | TRUE | TRUE | FALSE | FALSE | FALSE | FALSE | FALSE | Info Not Available
PG&E GBA | Moraga | 0 | 0 | 0 | 0 | 0 | 0 | 0 | Moraga | 230 | 1500 | FALSE | FALSE | FALSE | TRUE | FALSE | FALSE | FALSE | FALSE | FALSE | FALSE | FALSE | TRUE | TRUE | FALSE | FALSE | FALSE | FALSE | FALSE | Info Not Available
PG&E GBA | Morgan Hill | 0 | 0 | 0 | 0 | 0 | 0 | 0 | Morgan Hill | 115 | 100 | FALSE | FALSE | FALSE | TRUE | FALSE | FALSE | FALSE | FALSE | FALSE | FALSE | FALSE | TRUE | TRUE | FALSE | FALSE | FALSE | FALSE | FALSE | Info Not Available
PG&E KERN | Morro Bay | 0 | 0 | 0 | 0 | 0 | 0 | 0 | Morro Bay | 115 | 100 | FALSE | FALSE | FALSE | TRUE | FALSE | FALSE | FALSE | FALSE | FALSE | FALSE | FALSE | TRUE | TRUE | FALSE | FALSE | FALSE | FALSE | FALSE | Info Not Available
PG&E KERN | Morro Bay | 0 | 0 | 0 | 0 | 0 | 0 | 0 | Morro Bay | 230 | 1500 | FALSE | FALSE | FALSE | TRUE | FALSE | FALSE | FALSE | FALSE | FALSE | FALSE | FALSE | TRUE | TRUE | FALSE | FALSE | FALSE | FALSE | FALSE | Info Not Available
PG&E KERN | Morro Bay | 0 | 0 | 0 | 600 | 1110 | 1710 | 0 | Morro Bay | 500 | 3000 | FALSE | FALSE | FALSE | TRUE | FALSE | FALSE | FALSE | FALSE | FALSE | FALSE | FALSE | TRUE | TRUE | FALSE | FALSE | FALSE | FALSE | FALSE | Info Not Available
PG&E GBA | Moss Landing | 0 | 0 | 0 | 0 | 0 | 0 | 50 | Moss Landing | 115 | 100 | FALSE | FALSE | FALSE | TRUE | FALSE | FALSE | FALSE | FALSE | FALSE | FALSE | FALSE | TRUE | TRUE | FALSE | FALSE | FALSE | FALSE | FALSE | Info Not Available
PG&E GBA | Moss Landing | 0 | 0 | 0 | 0 | 0 | 0 | 0 | Moss Landing | 230 | 1500 | FALSE | FALSE | FALSE | TRUE | FALSE | FALSE | FALSE | FALSE | FALSE | FALSE | FALSE | TRUE | TRUE | FALSE | FALSE | FALSE | FALSE | FALSE | Info Not Available
PG&E GBA | Moss Landing | 0 | 0 | 0 | 0 | 0 | 0 | 0 | Moss Landing | 500 | 3000 | TRUE | FALSE | FALSE | TRUE | FALSE | FALSE | FALSE | FALSE | FALSE | FALSE | FALSE | TRUE | FALSE | FALSE | TRUE | FALSE | FALSE | FALSE | New Substation | 5
EOP | Mountain Pass | 0 | 0 | 0 | 0 | 0 | 0 | 0 | Mountain Pass | 115 | 100 | FALSE | FALSE | FALSE | TRUE | FALSE | FALSE | FALSE | FALSE | FALSE | FALSE | FALSE | TRUE | TRUE | FALSE | FALSE | FALSE | FALSE | FALSE | Info Not Available
PG&E GBA | Mountain View | 0 | 0 | 0 | 0 | 0 | 0 | 0 | Mountain View | 115 | 100 | FALSE | FALSE | FALSE | TRUE | FALSE | FALSE | FALSE | FALSE | FALSE | FALSE | FALSE | TRUE | TRUE | FALSE | FALSE | FALSE | FALSE | FALSE | Info Not Available
PG&E GBA | Mt Eden | 0 | 0 | 0 | 0 | 0 | 0 | 0 | Mt Eden | 115 | 100 | FALSE | FALSE | FALSE | TRUE | FALSE | FALSE | FALSE | FALSE | FALSE | FALSE | FALSE | TRUE | TRUE | FALSE | FALSE | FALSE | FALSE | FALSE | Info Not Available
PG&E KERN | Mt Poso | 0 | 0 | 0 | 0 | 0 | 0 | 0 | Mt Poso | 115 | 100 | FALSE | FALSE | FALSE | TRUE | FALSE | FALSE | FALSE | FALSE | FALSE | FALSE | FALSE | TRUE | TRUE | FALSE | FALSE | FALSE | FALSE | FALSE | Info Not Available
SDGE | Murray | 0 | 0 | 0 | 0 | 0 | 0 | 0 | Murray | 69 | 0 | FALSE | FALSE | FALSE | TRUE | FALSE | FALSE | FALSE | FALSE | FALSE | FALSE | FALSE | TRUE | TRUE | FALSE | FALSE | FALSE | FALSE | FALSE | Info Not Available
PG&E FRESNO | Mustang | 0 | 0 | 0 | 0 | 0 | 0 | 0 | Mustang | 230 | 1500 | FALSE | FALSE | FALSE | TRUE | FALSE | FALSE | FALSE | FALSE | FALSE | FALSE | FALSE | TRUE | TRUE | FALSE | FALSE | FALSE | FALSE | FALSE | Info Not Available
SCE Northern | Neenach | 0 | 0 | 0 | 0 | 0 | 0 | 0 | Neenach | 66 | 0 | FALSE | FALSE | FALSE | TRUE | FALSE | FALSE | FALSE | FALSE | FALSE | FALSE | FALSE | TRUE | TRUE | FALSE | FALSE | FALSE | FALSE | FALSE | Info Not Available
PG&E KERN | New Sub - Gates - Midway (Proposed) | 0 | 0 | 0 | 1900 | 0 | 1900 | 0 | New Sub - Gates - Midway (Proposed) | 230 | 1500 | TRUE | FALSE | TRUE | TRUE | FALSE | FALSE | FALSE | FALSE | FALSE | TRUE | FALSE | FALSE | FALSE | FALSE | FALSE | TRUE | TRUE | FALSE | High | 3
PG&E KERN | New Sub - Gates - Templeton (Proposed) | 0 | 0 | 0 | 0 | 600 | 600 | 0 | New Sub - Gates - Templeton (Proposed) | 230 | 1500 | FALSE | FALSE | FALSE | TRUE | FALSE | FALSE | FALSE | FALSE | FALSE | FALSE | FALSE | TRUE | TRUE | FALSE | FALSE | FALSE | FALSE | FALSE | Info Not Available
SCE NOL | New Sub - Kramer - Lugo (Proposed) | 0 | 0 | 0 | 0 | 0 | 0 | 0 | New Sub - Kramer - Lugo (Proposed) | 230 | 1500 | FALSE | FALSE | FALSE | TRUE | FALSE | FALSE | FALSE | FALSE | FALSE | FALSE | FALSE | TRUE | TRUE | FALSE | FALSE | FALSE | FALSE | FALSE | Info Not Available
PG&E FRESNO | New Sub - Los Banos - Midway (Proposed) | 0 | 0 | 0 | 816 | 0 | 816 | 0 | New Sub - Los Banos - Midway (Proposed) | 500 | 3000 | TRUE | FALSE | TRUE | TRUE | FALSE | FALSE | FALSE | FALSE | FALSE | TRUE | FALSE | FALSE | FALSE | FALSE | FALSE | TRUE | TRUE | FALSE | High | 5
SCE NOL | New Sub - Lugo - Pisgah (Proposed) | 0 | 0 | 0 | 0 | 0 | 0 | 0 | New Sub - Lugo - Pisgah (Proposed) | 230 | 1500 | FALSE | FALSE | FALSE | TRUE | FALSE | FALSE | FALSE | FALSE | FALSE | FALSE | FALSE | TRUE | TRUE | FALSE | FALSE | FALSE | FALSE | FALSE | Info Not Available
PG&E KERN | New Sub - Midway - Wheeler Ridge (Proposed) | 0 | 0 | 0 | 1900 | 0 | 1900 | 0 | New Sub - Midway - Wheeler Ridge (Proposed) | 230 | 1500 | FALSE | FALSE | FALSE | TRUE | FALSE | FALSE | FALSE | FALSE | FALSE | FALSE | FALSE | TRUE | TRUE | FALSE | FALSE | FALSE | FALSE | FALSE | Info Not Available
PG&E NGBA | New Sub - Near existing Leavitt (PSREC) | 448 | 0 | 448 | 0 | 0 | 0 | 9 | New Sub - Near existing Leavitt (PSREC) | 345 | 100 | FALSE | FALSE | FALSE | TRUE | FALSE | FALSE | FALSE | FALSE | FALSE | FALSE | FALSE | FALSE | TRUE | FALSE | FALSE | FALSE | FALSE | FALSE | Info Not Available
PG&E NGBA | New Sub - Near existing Madeline (NVE) | 700 | 0 | 700 | 0 | 0 | 0 | 0 | New Sub - Near existing Madeline (NVE) | 345 | 0 | FALSE | FALSE | FALSE | TRUE | FALSE | FALSE | FALSE | FALSE | FALSE | FALSE | FALSE | FALSE | TRUE | FALSE | FALSE | FALSE | FALSE | FALSE | Info Not Available
SDGE | New Sub - North Gila - IV (Proposed) | 0 | 0 | 0 | 750 | 250 | 1000 | 0 | New Sub - North Gila - IV (Proposed) | 500 | 3000 | FALSE | FALSE | FALSE | TRUE | FALSE | FALSE | FALSE | FALSE | FALSE | FALSE | FALSE | TRUE | TRUE | FALSE | FALSE | FALSE | FALSE | FALSE | Info Not Available
PG&E NGBA | New Sub - Pit 1 - Cottonwood (Proposed) | 0 | 0 | 0 | 0 | 0 | 0 | 0 | New Sub - Pit 1 - Cottonwood (Proposed) | 230 | 1500 | FALSE | FALSE | FALSE | TRUE | FALSE | FALSE | FALSE | FALSE | FALSE | FALSE | FALSE | TRUE | TRUE | FALSE | FALSE | FALSE | FALSE | FALSE | Info Not Available
PG&E GBA | New Sub - Rancho Seco - Bellota (Proposed) | 0 | 0 | 0 | 0 | 0 | 0 | 0 | New Sub - Rancho Seco - Bellota (Proposed) | 230 | 1500 | FALSE | FALSE | FALSE | TRUE | FALSE | FALSE | FALSE | FALSE | FALSE | FALSE | FALSE | TRUE | TRUE | FALSE | FALSE | FALSE | FALSE | FALSE | Info Not Available
SDGE | New Sub - Suncrest - Ocotillo (Proposed) | 0 | 0 | 0 | 0 | 0 | 0 | 0 | New Sub - Suncrest - Ocotillo (Proposed) | 500 | 3000 | FALSE | FALSE | FALSE | TRUE | FALSE | FALSE | FALSE | FALSE | FALSE | FALSE | FALSE | TRUE | TRUE | FALSE | FALSE | FALSE | FALSE | FALSE | Info Not Available
PG&E FRESNO | New Sub - Westley - Quinto (Proposed) | 0 | 0 | 0 | 0 | 0 | 0 | 80 | New Sub - Westley - Quinto (Proposed) | 230 | 1500 | FALSE | FALSE | FALSE | TRUE | FALSE | FALSE | FALSE | FALSE | FALSE | FALSE | FALSE | TRUE | TRUE | FALSE | FALSE | FALSE | FALSE | FALSE | Info Not Available
PG&E GBA | Newark | 0 | 0 | 0 | 0 | 0 | 0 | 0 | Newark | 115 | 100 | FALSE | FALSE | FALSE | TRUE | FALSE | FALSE | FALSE | FALSE | FALSE | FALSE | FALSE | TRUE | TRUE | FALSE | FALSE | FALSE | FALSE | FALSE | Info Not Available
PG&E GBA | Newark | 0 | 0 | 0 | 0 | 0 | 0 | 0 | Newark | 230 | 1500 | TRUE | FALSE | FALSE | TRUE | FALSE | FALSE | FALSE | FALSE | FALSE | FALSE | TRUE | TRUE | FALSE | TRUE | TRUE | FALSE | FALSE | FALSE | Short Circuit Duty Limit | 4
PG&E GBA | Newark | 0 | 0 | 0 | 0 | 0 | 0 | 0 | Newark | 60 | 0 | TRUE | FALSE | FALSE | TRUE | FALSE | FALSE | FALSE | FALSE | FALSE | FALSE | TRUE | TRUE | FALSE | TRUE | TRUE | FALSE | FALSE | FALSE | Short Circuit Duty Limit | 3
PG&E FRESNO | Newhall | 0 | 0 | 0 | 0 | 0 | 0 | 0 | Newhall | 115 | 100 | FALSE | FALSE | FALSE | TRUE | FALSE | FALSE | FALSE | FALSE | FALSE | FALSE | FALSE | TRUE | TRUE | FALSE | FALSE | FALSE | FALSE | FALSE | Info Not Available
PG&E KERN | Norco | 0 | 0 | 0 | 0 | 0 | 0 | 0 | Norco | 115 | 100 | FALSE | FALSE | FALSE | TRUE | FALSE | FALSE | FALSE | FALSE | FALSE | FALSE | FALSE | TRUE | TRUE | FALSE | FALSE | FALSE | FALSE | FALSE | Info Not Available
PG&E GBA | Nortech | 0 | 0 | 0 | 80 | 0 | 80 | 0 | Nortech | 115 | 100 | FALSE | FALSE | FALSE | TRUE | FALSE | FALSE | FALSE | FALSE | FALSE | FALSE | FALSE | TRUE | TRUE | FALSE | FALSE | FALSE | FALSE | FALSE | Info Not Available
SDGE | North City Metering | 0 | 0 | 0 | 0 | 0 | 0 | 0 | North City Metering | 138 | 100 | FALSE | FALSE | FALSE | TRUE | FALSE | FALSE | FALSE | FALSE | FALSE | FALSE | FALSE | TRUE | TRUE | FALSE | FALSE | FALSE | FALSE | FALSE | Info Not Available
PG&E GBA | North Dublin | 0 | 0 | 0 | 0 | 0 | 0 | 0 | North Dublin | 230 | 1500 | FALSE | FALSE | FALSE | TRUE | FALSE | FALSE | FALSE | FALSE | FALSE | FALSE | FALSE | TRUE | TRUE | FALSE | FALSE | FALSE | FALSE | FALSE | Info Not Available
SDGE | North Gila | 0 | 0 | 0 | 750 | 500 | 1250 | 0 | North Gila | 500 | 3000 | FALSE | FALSE | FALSE | TRUE | FALSE | FALSE | FALSE | FALSE | FALSE | FALSE | FALSE | TRUE | TRUE | FALSE | FALSE | FALSE | FALSE | FALSE | Info Not Available
SCE Metro | North of SONGS | 0 | 0 | 0 | 0 | 0 | 0 | 0 | North of SONGS | 230 | 1500 | FALSE | FALSE | FALSE | TRUE | FALSE | FALSE | FALSE | FALSE | FALSE | FALSE | FALSE | TRUE | TRUE | FALSE | FALSE | FALSE | FALSE | FALSE | Info Not Available
SCE Metro | North of SONGS | 0 | 0 | 0 | 0 | 0 | 0 | 0 | North of SONGS | 500 | 3000 | FALSE | FALSE | FALSE | TRUE | FALSE | FALSE | FALSE | FALSE | FALSE | FALSE | FALSE | TRUE | TRUE | FALSE | FALSE | FALSE | FALSE | FALSE | Info Not Available
PG&E NGBA | Notre Dame | 0 | 0 | 0 | 0 | 0 | 0 | 0 | Notre Dame | 115 | 100 | FALSE | FALSE | FALSE | TRUE | FALSE | FALSE | FALSE | FALSE | FALSE | FALSE | FALSE | TRUE | TRUE | FALSE | FALSE | FALSE | FALSE | FALSE | Info Not Available
PG&E GBA | Oakland C | 0 | 0 | 0 | 0 | 200 | 200 | 0 | Oakland C | 115 | 100 | TRUE | FALSE | FALSE | TRUE | FALSE | FALSE | FALSE | FALSE | FALSE | FALSE | FALSE | TRUE | FALSE | FALSE | TRUE | FALSE | FALSE | FALSE | New Substation | 3
PG&E GBA | Oakland J | 0 | 0 | 0 | 0 | 0 | 0 | 0 | Oakland J | 115 | 100 | FALSE | FALSE | FALSE | TRUE | FALSE | FALSE | FALSE | FALSE | FALSE | FALSE | FALSE | TRUE | TRUE | FALSE | FALSE | FALSE | FALSE | FALSE | Info Not Available
PG&E GBA | Oakland L | 0 | 0 | 0 | 0 | 0 | 0 | 0 | Oakland L | 115 | 100 | FALSE | FALSE | FALSE | TRUE | FALSE | FALSE | FALSE | FALSE | FALSE | FALSE | FALSE | TRUE | TRUE | FALSE | FALSE | FALSE | FALSE | FALSE | Info Not Available
PG&E GBA | Oakland X | 0 | 0 | 0 | 0 | 100 | 100 | 0 | Oakland X | 115 | 100 | FALSE | FALSE | FALSE | TRUE | FALSE | FALSE | FALSE | FALSE | FALSE | FALSE | FALSE | TRUE | TRUE | FALSE | FALSE | FALSE | FALSE | FALSE | Info Not Available
SDGE | Ocean Ranch | 0 | 0 | 0 | 0 | 0 | 0 | 0 | Ocean Ranch | 69 | 0 | FALSE | FALSE | FALSE | TRUE | FALSE | FALSE | FALSE | FALSE | FALSE | FALSE | FALSE | TRUE | TRUE | FALSE | FALSE | FALSE | FALSE | FALSE | Info Not Available
PG&E KERN | Oceano | 0 | 0 | 0 | 0 | 0 | 0 | 0 | Oceano | 115 | 100 | FALSE | FALSE | FALSE | TRUE | FALSE | FALSE | FALSE | FALSE | FALSE | FALSE | FALSE | TRUE | TRUE | FALSE | FALSE | FALSE | FALSE | FALSE | Info Not Available
SDGE | Ocotillo Express | 0 | 0 | 0 | 0 | 0 | 0 | 0 | Ocotillo Express | 500 | 3000 | FALSE | FALSE | FALSE | TRUE | FALSE | FALSE | FALSE | FALSE | FALSE | FALSE | FALSE | TRUE | TRUE | FALSE | FALSE | FALSE | FALSE | FALSE | Info Not Available
PG&E KERN | Old River | 0 | 0 | 0 | 0 | 0 | 0 | 0 | Old River | 70 | 0 | FALSE | FALSE | FALSE | TRUE | FALSE | FALSE | FALSE | FALSE | FALSE | FALSE | FALSE | TRUE | TRUE | FALSE | FALSE | FALSE | FALSE | FALSE | Info Not Available
SDGE | Old Town | 0 | 0 | 0 | 0 | 0 | 0 | 0 | Old Town | 230 | 1500 | FALSE | FALSE | FALSE | TRUE | FALSE | FALSE | FALSE | FALSE | FALSE | FALSE | FALSE | TRUE | TRUE | FALSE | FALSE | FALSE | FALSE | FALSE | Info Not Available
SCE Metro | Olinda | 0 | 0 | 0 | 0 | 0 | 0 | 0 | Olinda | 230 | 1500 | FALSE | FALSE | FALSE | TRUE | FALSE | FALSE | FALSE | FALSE | FALSE | FALSE | FALSE | TRUE | TRUE | FALSE | FALSE | FALSE | FALSE | FALSE | Info Not Available
PG&E FRESNO | Olive | 0 | 0 | 0 | 0 | 0 | 0 | 0 | Olive | 115 | 100 | TRUE | FALSE | TRUE | TRUE | FALSE | FALSE | FALSE | FALSE | FALSE | TRUE | FALSE | FALSE | FALSE | FALSE | FALSE | TRUE | TRUE | FALSE | High | 3
PG&E NGBA | Olivehurst | 0 | 0 | 0 | 0 | 0 | 0 | 0 | Olivehurst | 115 | 100 | FALSE | FALSE | FALSE | TRUE | FALSE | FALSE | FALSE | FALSE | FALSE | FALSE | FALSE | TRUE | TRUE | FALSE | FALSE | FALSE | FALSE | FALSE | Info Not Available
PG&E NGBA | Oregon Trail | 0 | 0 | 0 | 0 | 0 | 0 | 0 | Oregon Trail | 60 | 0 | FALSE | FALSE | FALSE | TRUE | FALSE | FALSE | FALSE | FALSE | FALSE | FALSE | FALSE | TRUE | TRUE | FALSE | FALSE | FALSE | FALSE | FALSE | Info Not Available
SCE Northern | Ormond Beach | 0 | 0 | 0 | 0 | 0 | 0 | 0 | Ormond Beach | 230 | 1500 | FALSE | FALSE | FALSE | TRUE | FALSE | FALSE | FALSE | FALSE | FALSE | FALSE | FALSE | TRUE | TRUE | FALSE | FALSE | FALSE | FALSE | FALSE | Info Not Available
PG&E FRESNO | Oro Loma | 0 | 0 | 0 | 100 | 0 | 100 | 0 | Oro Loma | 115 | 100 | FALSE | FALSE | FALSE | TRUE | FALSE | FALSE | FALSE | FALSE | FALSE | FALSE | FALSE | TRUE | TRUE | FALSE | FALSE | FALSE | FALSE | FALSE | Info Not Available
PG&E FRESNO | Oro Loma | 0 | 0 | 0 | 0 | 0 | 0 | 0 | Oro Loma | 70 | 0 | FALSE | FALSE | FALSE | TRUE | FALSE | FALSE | FALSE | FALSE | FALSE | FALSE | FALSE | TRUE | TRUE | FALSE | FALSE | FALSE | FALSE | FALSE | Info Not Available
PG&E FRESNO | Orosi | 0 | 0 | 0 | 0 | 0 | 0 | 0 | Orosi | 70 | 0 | FALSE | FALSE | FALSE | TRUE | FALSE | FALSE | FALSE | FALSE | FALSE | FALSE | FALSE | TRUE | TRUE | FALSE | FALSE | FALSE | FALSE | FALSE | Info Not Available
SDGE | Otay | 0 | 0 | 0 | 0 | 0 | 0 | 0 | Otay | 69 | 0 | FALSE | FALSE | FALSE | TRUE | FALSE | FALSE | FALSE | FALSE | FALSE | FALSE | FALSE | TRUE | TRUE | FALSE | FALSE | FALSE | FALSE | FALSE | Info Not Available
SDGE | Otay Mesa | 0 | 0 | 0 | 0 | 0 | 0 | 0 | Otay Mesa | 230 | 1500 | FALSE | FALSE | FALSE | TRUE | FALSE | FALSE | FALSE | FALSE | FALSE | FALSE | FALSE | TRUE | TRUE | FALSE | FALSE | FALSE | FALSE | FALSE | Info Not Available
PG&E FRESNO | Padre Flats SW STA | 0 | 0 | 0 | 400 | 0 | 400 | 20 | Padre Flats SW STA | 230 | 1500 | FALSE | FALSE | FALSE | TRUE | FALSE | FALSE | FALSE | FALSE | FALSE | FALSE | FALSE | TRUE | TRUE | FALSE | FALSE | FALSE | FALSE | FALSE | Info Not Available
EOP | Pahrump | 0 | 0 | 0 | 0 | 0 | 0 | 0 | Pahrump | 138 | 100 | FALSE | FALSE | FALSE | TRUE | FALSE | FALSE | FALSE | FALSE | FALSE | FALSE | FALSE | TRUE | TRUE | FALSE | FALSE | FALSE | FALSE | FALSE | Info Not Available
EOP | Pahrump | 0 | 0 | 0 | 0 | 0 | 0 | 0 | Pahrump | 230 | 1500 | FALSE | FALSE | FALSE | TRUE | FALSE | FALSE | FALSE | FALSE | FALSE | FALSE | FALSE | TRUE | TRUE | FALSE | FALSE | FALSE | FALSE | FALSE | Info Not Available
SDGE | Pala | 0 | 0 | 0 | 0 | 0 | 0 | 0 | Pala | 69 | 0 | FALSE | FALSE | FALSE | TRUE | FALSE | FALSE | FALSE | FALSE | FALSE | FALSE | FALSE | TRUE | TRUE | FALSE | FALSE | FALSE | FALSE | FALSE | Info Not Available
PG&E NGBA | Palermo | 0 | 0 | 0 | 0 | 0 | 0 | 0 | Palermo | 115 | 100 | TRUE | FALSE | TRUE | TRUE | FALSE | FALSE | FALSE | FALSE | FALSE | TRUE | TRUE | FALSE | FALSE | TRUE | FALSE | TRUE | TRUE | FALSE | Short Circuit Duty Limit | 4
PG&E NGBA | Palermo | 0 | 0 | 0 | 0 | 0 | 0 | 20 | Palermo | 230 | 1500 | FALSE | FALSE | FALSE | TRUE | FALSE | FALSE | FALSE | FALSE | FALSE | FALSE | FALSE | TRUE | TRUE | FALSE | FALSE | FALSE | FALSE | FALSE | Info Not Available
SCE Eastern | Palo Verde | 0 | 0 | 0 | 0 | 0 | 0 | 0 | Palo Verde | 500 | 3000 | FALSE | FALSE | FALSE | TRUE | FALSE | FALSE | FALSE | FALSE | FALSE | FALSE | FALSE | TRUE | TRUE | FALSE | FALSE | FALSE | FALSE | FALSE | Info Not Available
SDGE | Palomar Energy | 0 | 0 | 0 | 0 | 0 | 0 | 0 | Palomar Energy | 230 | 1500 | FALSE | FALSE | FALSE | TRUE | FALSE | FALSE | FALSE | FALSE | FALSE | FALSE | FALSE | TRUE | TRUE | FALSE | FALSE | FALSE | FALSE | FALSE | Info Not Available
PG&E KERN | Panama | 0 | 0 | 0 | 0 | 0 | 0 | 0 | Panama | 70 | 0 | FALSE | FALSE | FALSE | TRUE | FALSE | FALSE | FALSE | FALSE | FALSE | FALSE | FALSE | TRUE | TRUE | FALSE | FALSE | FALSE | FALSE | FALSE | Info Not Available
PG&E FRESNO | Panoche | 0 | 0 | 0 | 0 | 0 | 0 | 0 | Panoche | 115 | 100 | FALSE | FALSE | FALSE | TRUE | FALSE | FALSE | FALSE | FALSE | FALSE | FALSE | FALSE | TRUE | TRUE | FALSE | FALSE | FALSE | FALSE | FALSE | Info Not Available
PG&E FRESNO | Panoche | 0 | 0 | 0 | 0 | 0 | 0 | 0 | Panoche | 230 | 1500 | TRUE | FALSE | TRUE | TRUE | FALSE | FALSE | FALSE | FALSE | FALSE | TRUE | FALSE | FALSE | FALSE | FALSE | FALSE | TRUE | TRUE | FALSE | High | 3
SCE Northern | Pardee | 0 | 0 | 0 | 700 | 0 | 700 | 0 | Pardee | 230 | 1500 | FALSE | FALSE | FALSE | TRUE | FALSE | FALSE | FALSE | FALSE | FALSE | FALSE | FALSE | TRUE | TRUE | FALSE | FALSE | FALSE | FALSE | FALSE | Info Not Available
PG&E NGBA | Parkway | 0 | 0 | 0 | 0 | 0 | 0 | 0 | Parkway | 230 | 1500 | FALSE | FALSE | FALSE | TRUE | FALSE | FALSE | FALSE | FALSE | FALSE | FALSE | FALSE | TRUE | TRUE | FALSE | FALSE | FALSE | FALSE | FALSE | Info Not Available
SCE Northern | Pastoria | 0 | 0 | 0 | 0 | 0 | 0 | 0 | Pastoria | 230 | 1500 | FALSE | FALSE | FALSE | TRUE | FALSE | FALSE | FALSE | FALSE | FALSE | FALSE | FALSE | TRUE | TRUE | FALSE | FALSE | FALSE | FALSE | FALSE | Info Not Available
SCE Metro | Padua | 0 | 0 | 0 | 0 | 0 | 0 | 0 | Pauda | 230 | 1500 | FALSE | FALSE | FALSE | TRUE | FALSE | FALSE | FALSE | FALSE | FALSE | FALSE | FALSE | TRUE | TRUE | FALSE | FALSE | FALSE | FALSE | FALSE | Info Not Available
PG&E GBA | Paul Sweet | 0 | 0 | 0 | 0 | 0 | 0 | 0 | Paul Sweet | 115 | 100 | FALSE | FALSE | FALSE | TRUE | FALSE | FALSE | FALSE | FALSE | FALSE | FALSE | FALSE | TRUE | TRUE | FALSE | FALSE | FALSE | FALSE | FALSE | Info Not Available
PG&E NGBA | Peabody | 0 | 0 | 0 | 0 | 0 | 0 | 0 | Peabody | 230 | 1500 | FALSE | FALSE | FALSE | TRUE | FALSE | FALSE | FALSE | FALSE | FALSE | FALSE | FALSE | TRUE | TRUE | FALSE | FALSE | FALSE | FALSE | FALSE | Info Not Available
PG&E NGBA | Pease | 0 | 0 | 0 | 0 | 0 | 0 | 0 | Pease | 115 | 100 | FALSE | FALSE | FALSE | TRUE | FALSE | FALSE | FALSE | FALSE | FALSE | FALSE | FALSE | TRUE | TRUE | FALSE | FALSE | FALSE | FALSE | FALSE | Info Not Available
PG&E NGBA | Pease | 0 | 0 | 0 | 0 | 0 | 0 | 0 | Pease | 60 | 0 | FALSE | FALSE | FALSE | TRUE | FALSE | FALSE | FALSE | FALSE | FALSE | FALSE | FALSE | TRUE | TRUE | FALSE | FALSE | FALSE | FALSE | FALSE | Info Not Available
SDGE | Penasquitos | 0 | 0 | 0 | 0 | 0 | 0 | 0 | Penasquitos | 138 | 100 | FALSE | FALSE | FALSE | TRUE | FALSE | FALSE | FALSE | FALSE | FALSE | FALSE | FALSE | TRUE | TRUE | FALSE | FALSE | FALSE | FALSE | FALSE | Info Not Available
SDGE | Penasquitos | 0 | 0 | 0 | 0 | 0 | 0 | 0 | Penasquitos | 230 | 1500 | FALSE | FALSE | FALSE | TRUE | FALSE | FALSE | FALSE | FALSE | FALSE | FALSE | FALSE | TRUE | TRUE | FALSE | FALSE | FALSE | FALSE | FALSE | Info Not Available
SDGE | Penasquitos | 0 | 0 | 0 | 0 | 0 | 0 | 0 | Penasquitos | 69 | 0 | FALSE | FALSE | FALSE | TRUE | FALSE | FALSE | FALSE | FALSE | FALSE | FALSE | FALSE | TRUE | TRUE | FALSE | FALSE | FALSE | FALSE | FALSE | Info Not Available
SDGE | Pendleton | 0 | 0 | 0 | 0 | 0 | 0 | 0 | Pendleton | 69 | 0 | FALSE | FALSE | FALSE | TRUE | FALSE | FALSE | FALSE | FALSE | FALSE | FALSE | FALSE | TRUE | TRUE | FALSE | FALSE | FALSE | FALSE | FALSE | Info Not Available
PG&E NGBA | Penngrove | 0 | 0 | 0 | 0 | 0 | 0 | 0 | Penngrove | 115 | 100 | FALSE | FALSE | FALSE | TRUE | FALSE | FALSE | FALSE | FALSE | FALSE | FALSE | FALSE | TRUE | TRUE | FALSE | FALSE | FALSE | FALSE | FALSE | Info Not Available
PG&E GBA | Peoria | 0 | 0 | 0 | 0 | 0 | 0 | 0 | Peoria | 115 | 100 | FALSE | FALSE | FALSE | TRUE | FALSE | FALSE | FALSE | FALSE | FALSE | FALSE | FALSE | TRUE | TRUE | FALSE | FALSE | FALSE | FALSE | FALSE | Info Not Available
PG&E GBA | Piercy | 0 | 0 | 0 | 0 | 0 | 0 | 0 | Piercy | 115 | 100 | FALSE | FALSE | FALSE | TRUE | FALSE | FALSE | FALSE | FALSE | FALSE | FALSE | FALSE | TRUE | TRUE | FALSE | FALSE | FALSE | FALSE | FALSE | Info Not Available
PG&E FRESNO | Pine Flat | 0 | 0 | 0 | 0 | 0 | 0 | 0 | Pine Flat | 230 | 1500 | FALSE | FALSE | FALSE | TRUE | FALSE | FALSE | FALSE | FALSE | FALSE | FALSE | FALSE | TRUE | TRUE | FALSE | FALSE | FALSE | FALSE | FALSE | Info Not Available
SCE NOL | Pisgah | 0 | 0 | 0 | 217 | 0 | 217 | 0 | Pisgah | 230 | 1500 | TRUE | FALSE | FALSE | TRUE | FALSE | FALSE | FALSE | TRUE | FALSE | FALSE | FALSE | TRUE | FALSE | FALSE | TRUE | FALSE | FALSE | FALSE | New Substation | 4
PG&E NGBA | Pit 1 | 0 | 0 | 0 | 0 | 0 | 0 | 0 | Pit 1 | 230 | 1500 | FALSE | FALSE | FALSE | TRUE | FALSE | FALSE | FALSE | FALSE | FALSE | FALSE | FALSE | TRUE | TRUE | FALSE | FALSE | FALSE | FALSE | FALSE | Info Not Available
PG&E NGBA | Pit 1 | 0 | 0 | 0 | 0 | 0 | 0 | 0 | Pit 1 | 60 | 0 | FALSE | FALSE | FALSE | TRUE | FALSE | FALSE | FALSE | FALSE | FALSE | FALSE | FALSE | TRUE | TRUE | FALSE | FALSE | FALSE | FALSE | FALSE | Info Not Available
PG&E NGBA | Pit 3 | 0 | 0 | 0 | 0 | 0 | 0 | 0 | Pit 3 | 230 | 1500 | FALSE | FALSE | FALSE | TRUE | FALSE | FALSE | FALSE | FALSE | FALSE | FALSE | FALSE | TRUE | TRUE | FALSE | FALSE | FALSE | FALSE | FALSE | Info Not Available
PG&E NGBA | Pit 4 | 0 | 0 | 0 | 0 | 0 | 0 | 0 | Pit 4 | 230 | 1500 | FALSE | FALSE | FALSE | TRUE | FALSE | FALSE | FALSE | FALSE | FALSE | FALSE | FALSE | TRUE | TRUE | FALSE | FALSE | FALSE | FALSE | FALSE | Info Not Available
PG&E GBA | Pittsburg | 0 | 0 | 0 | 0 | 0 | 0 | 0 | Pittsburg | 115 | 100 | TRUE | FALSE | FALSE | TRUE | FALSE | FALSE | FALSE | FALSE | FALSE | FALSE | TRUE | TRUE | FALSE | TRUE | TRUE | FALSE | FALSE | FALSE | Short Circuit Duty Limit | 4
PG&E GBA | Pittsburg | 0 | 0 | 0 | 0 | 0 | 0 | 0 | Pittsburg | 230 | 1500 | TRUE | FALSE | FALSE | TRUE | FALSE | FALSE | FALSE | FALSE | FALSE | FALSE | TRUE | TRUE | FALSE | TRUE | TRUE | FALSE | FALSE | FALSE | Short Circuit Duty Limit | 4
PG&E NGBA | Pleasant Grove | 0 | 0 | 0 | 0 | 0 | 0 | 0 | Pleasant Grove | 115 | 100 | FALSE | FALSE | FALSE | TRUE | FALSE | FALSE | FALSE | FALSE | FALSE | FALSE | FALSE | TRUE | TRUE | FALSE | FALSE | FALSE | FALSE | FALSE | Info Not Available
PG&E NGBA | Poe | 0 | 0 | 0 | 0 | 0 | 0 | 0 | Poe | 230 | 1500 | FALSE | FALSE | FALSE | TRUE | FALSE | FALSE | FALSE | FALSE | FALSE | FALSE | FALSE | TRUE | TRUE | FALSE | FALSE | FALSE | FALSE | FALSE | Info Not Available
SDGE | Point Loma | 0 | 0 | 0 | 0 | 0 | 0 | 0 | Point Loma | 69 | 0 | FALSE | FALSE | FALSE | TRUE | FALSE | FALSE | FALSE | FALSE | FALSE | FALSE | FALSE | TRUE | TRUE | FALSE | FALSE | FALSE | FALSE | FALSE | Info Not Available
SDGE | Pomerado | 0 | 0 | 0 | 0 | 0 | 0 | 0 | Pomerado | 69 | 0 | FALSE | FALSE | FALSE | TRUE | FALSE | FALSE | FALSE | FALSE | FALSE | FALSE | FALSE | TRUE | TRUE | FALSE | FALSE | FALSE | FALSE | FALSE | Info Not Available
PG&E KERN | Poso Mountain | 0 | 0 | 0 | 100 | 100 | 200 | 0 | Poso Mountain | 115 | 100 | FALSE | FALSE | FALSE | TRUE | FALSE | FALSE | FALSE | FALSE | FALSE | FALSE | FALSE | TRUE | TRUE | FALSE | FALSE | FALSE | FALSE | FALSE | Info Not Available
EOP | Primm | 0 | 0 | 0 | 0 | 0 | 0 | 0 | Primm | 230 | 1500 | FALSE | FALSE | FALSE | TRUE | FALSE | FALSE | FALSE | FALSE | FALSE | FALSE | FALSE | TRUE | TRUE | FALSE | FALSE | FALSE | FALSE | FALSE | Info Not Available
PG&E NGBA | Putah Creek | 0 | 0 | 0 | 0 | 0 | 0 | 0 | Putah Creek | 115 | 100 | FALSE | FALSE | FALSE | TRUE | FALSE | FALSE | FALSE | FALSE | FALSE | FALSE | FALSE | TRUE | TRUE | FALSE | FALSE | FALSE | FALSE | FALSE | Info Not Available
SDGE | Q1806 | 0 | 0 | 0 | 0 | 0 | 0 | 0 | Q1806 | 138 | 100 | FALSE | FALSE | FALSE | TRUE | FALSE | FALSE | FALSE | FALSE | FALSE | FALSE | FALSE | TRUE | TRUE | FALSE | FALSE | FALSE | FALSE | FALSE | Info Not Available
PG&E FRESNO | Quinto | 0 | 0 | 0 | 375 | 0 | 375 | 20 | Quinto | 230 | 1500 | FALSE | FALSE | FALSE | TRUE | FALSE | FALSE | FALSE | FALSE | FALSE | FALSE | FALSE | TRUE | TRUE | FALSE | FALSE | FALSE | FALSE | FALSE | Info Not Available
PG&E GBA | Race Track | 0 | 0 | 0 | 0 | 0 | 0 | 0 | Race Track | 115 | 100 | FALSE | FALSE | FALSE | TRUE | FALSE | FALSE | FALSE | FALSE | FALSE | FALSE | FALSE | TRUE | TRUE | FALSE | FALSE | FALSE | FALSE | FALSE | Info Not Available
SDGE | Rancho Mission Viejo | 0 | 0 | 0 | 0 | 0 | 0 | 0 | Rancho Mission Viejo | 138 | 100 | FALSE | FALSE | FALSE | TRUE | FALSE | FALSE | FALSE | FALSE | FALSE | FALSE | FALSE | TRUE | TRUE | FALSE | FALSE | FALSE | FALSE | FALSE | Info Not Available
PG&E GBA | Rancho Seco | 0 | 0 | 0 | 0 | 0 | 0 | 0 | Rancho Seco | 230 | 1500 | FALSE | FALSE | FALSE | TRUE | FALSE | FALSE | FALSE | FALSE | FALSE | FALSE | FALSE | TRUE | TRUE | FALSE | FALSE | FALSE | FALSE | FALSE | Info Not Available
SCE Metro | Rancho Vista | 0 | 0 | 0 | 0 | 0 | 0 | 0 | Rancho Vista | 230 | 1500 | FALSE | FALSE | FALSE | TRUE | FALSE | FALSE | FALSE | FALSE | FALSE | FALSE | FALSE | TRUE | TRUE | FALSE | FALSE | FALSE | FALSE | FALSE | Info Not Available
SCE Metro | Rancho Vista | 0 | 0 | 0 | 0 | 0 | 0 | 0 | Rancho Vista | 500 | 3000 | FALSE | FALSE | FALSE | TRUE | FALSE | FALSE | FALSE | FALSE | FALSE | FALSE | FALSE | TRUE | TRUE | FALSE | FALSE | FALSE | FALSE | FALSE | Info Not Available
SCE NOL | Randsburg | 0 | 0 | 0 | 0 | 0 | 0 | 0 | Ransburg | 115 | 100 | FALSE | FALSE | FALSE | TRUE | FALSE | FALSE | FALSE | FALSE | FALSE | FALSE | FALSE | TRUE | TRUE | FALSE | FALSE | FALSE | FALSE | FALSE | Info Not Available
PG&E GBA | Ravenswood | 0 | 0 | 0 | 0 | 0 | 0 | 0 | Ravenswood | 115 | 100 | FALSE | FALSE | FALSE | TRUE | FALSE | FALSE | FALSE | FALSE | FALSE | FALSE | FALSE | TRUE | TRUE | FALSE | FALSE | FALSE | FALSE | FALSE | Info Not Available
PG&E GBA | Ravenswood | 0 | 0 | 0 | 0 | 100 | 100 | 0 | Ravenswood | 230 | 1500 | FALSE | FALSE | FALSE | TRUE | FALSE | FALSE | FALSE | FALSE | FALSE | FALSE | FALSE | TRUE | TRUE | FALSE | FALSE | FALSE | FALSE | FALSE | Info Not Available
SCE Northern | Rector | 0 | 0 | 0 | 0 | 0 | 0 | 0 | Rector | 230 | 1500 | FALSE | FALSE | FALSE | TRUE | FALSE | FALSE | FALSE | FALSE | FALSE | FALSE | FALSE | TRUE | TRUE | FALSE | FALSE | FALSE | FALSE | FALSE | Info Not Available
SCE Eastern | Red Bluff | 0 | 0 | 0 | 0 | 200 | 200 | 0 | Red Bluff | 230 | 1500 | TRUE | FALSE | FALSE | TRUE | FALSE | TRUE | FALSE | FALSE | FALSE | TRUE | FALSE | FALSE | FALSE | FALSE | FALSE | FALSE | FALSE | TRUE | Low | 1
SCE Eastern | Red Bluff | 0 | 0 | 0 | 0 | 400 | 400 | 0 | Red Bluff | 500 | 3000 | TRUE | FALSE | FALSE | TRUE | FALSE | FALSE | TRUE | FALSE | FALSE | FALSE | FALSE | TRUE | FALSE | FALSE | TRUE | FALSE | TRUE | FALSE | New Substation | 5
PG&E NGBA | Redbud | 0 | 0 | 0 | 0 | 0 | 0 | 241 | Redbud | 115 | 100 | FALSE | FALSE | FALSE | TRUE | FALSE | FALSE | FALSE | FALSE | FALSE | FALSE | FALSE | TRUE | TRUE | FALSE | FALSE | FALSE | FALSE | FALSE | Info Not Available
SCE Metro | Redondo | 0 | 0 | 0 | 0 | 0 | 0 | 0 | Redondo | 230 | 1500 | FALSE | FALSE | FALSE | TRUE | FALSE | FALSE | FALSE | FALSE | FALSE | FALSE | FALSE | TRUE | TRUE | FALSE | FALSE | FALSE | FALSE | FALSE | Info Not Available
PG&E FRESNO | Reedley | 0 | 0 | 0 | 0 | 0 | 0 | 0 | Reedley | 115 | 100 | FALSE | FALSE | FALSE | TRUE | FALSE | FALSE | FALSE | FALSE | FALSE | FALSE | FALSE | TRUE | TRUE | FALSE | FALSE | FALSE | FALSE | FALSE | Info Not Available
PG&E KERN | Renfro | 0 | 0 | 0 | 0 | 0 | 0 | 0 | Renfro | 115 | 100 | FALSE | FALSE | FALSE | TRUE | FALSE | FALSE | FALSE | FALSE | FALSE | FALSE | FALSE | TRUE | TRUE | FALSE | FALSE | FALSE | FALSE | FALSE | Info Not Available
PG&E GBA | Richmond R | 0 | 0 | 0 | 0 | 0 | 0 | 0 | Richmond R | 115 | 100 | FALSE | FALSE | FALSE | TRUE | FALSE | FALSE | FALSE | FALSE | FALSE | FALSE | FALSE | TRUE | TRUE | FALSE | FALSE | FALSE | FALSE | FALSE | Info Not Available
PG&E NGBA | Rincon | 0 | 0 | 0 | 0 | 0 | 0 | 50 | Rincon | 115 | 100 | FALSE | FALSE | FALSE | TRUE | FALSE | FALSE | FALSE | FALSE | FALSE | FALSE | FALSE | TRUE | TRUE | FALSE | FALSE | FALSE | FALSE | FALSE | Info Not Available
PG&E KERN | Rio Bravo | 0 | 0 | 0 | 0 | 0 | 0 | 0 | Rio Bravo | 115 | 100 | TRUE | FALSE | FALSE | TRUE | FALSE | FALSE | FALSE | FALSE | FALSE | TRUE | TRUE | FALSE | FALSE | TRUE | FALSE | TRUE | FALSE | FALSE | Short Circuit Duty Limit | 4
SCE Metro | Rio Hondo | 0 | 0 | 0 | 0 | 0 | 0 | 0 | Rio Hondo | 230 | 1500 | TRUE | FALSE | FALSE | TRUE | FALSE | TRUE | FALSE | FALSE | FALSE | TRUE | FALSE | FALSE | FALSE | FALSE | FALSE | FALSE | FALSE | TRUE | Low | 1
PG&E NGBA | Rio Oso | 0 | 0 | 0 | 0 | 0 | 0 | 0 | Rio Oso | 115 | 100 | FALSE | FALSE | FALSE | TRUE | FALSE | FALSE | FALSE | FALSE | FALSE | FALSE | FALSE | TRUE | TRUE | FALSE | FALSE | FALSE | FALSE | FALSE | Info Not Available
PG&E NGBA | Rio Oso | 0 | 0 | 0 | 0 | 0 | 0 | 0 | Rio Oso | 230 | 1500 | FALSE | FALSE | FALSE | TRUE | FALSE | FALSE | FALSE | FALSE | FALSE | FALSE | FALSE | TRUE | TRUE | FALSE | FALSE | FALSE | FALSE | FALSE | Info Not Available
PG&E GBA | Ripon | 0 | 0 | 0 | 0 | 0 | 0 | 0 | Ripon | 115 | 100 | TRUE | FALSE | FALSE | TRUE | FALSE | FALSE | FALSE | FALSE | FALSE | FALSE | FALSE | TRUE | FALSE | FALSE | TRUE | FALSE | FALSE | FALSE | New Substation | 3
PG&E GBA | Riverbank | 0 | 0 | 0 | 0 | 0 | 0 | 0 | Riverbank | 115 | 100 | FALSE | FALSE | FALSE | TRUE | FALSE | FALSE | FALSE | FALSE | FALSE | FALSE | FALSE | TRUE | TRUE | FALSE | FALSE | FALSE | FALSE | FALSE | Info Not Available
SCE NOL | Roadway | 0 | 0 | 0 | 0 | 0 | 0 | 0 | Roadway | 115 | 100 | TRUE | FALSE | FALSE | TRUE | FALSE | FALSE | FALSE | TRUE | FALSE | FALSE | FALSE | TRUE | FALSE | FALSE | TRUE | FALSE | FALSE | FALSE | New Substation | 3
PG&E NGBA | Rock Creek 1 | 0 | 0 | 0 | 0 | 0 | 0 | 0 | Rock Creek 1 | 230 | 1500 | FALSE | FALSE | FALSE | TRUE | FALSE | FALSE | FALSE | FALSE | FALSE | FALSE | FALSE | TRUE | TRUE | FALSE | FALSE | FALSE | FALSE | FALSE | Info Not Available
SCE Northern | Rosamond | 0 | 0 | 0 | 0 | 0 | 0 | 0 | Rosamond | 66 | 0 | FALSE | FALSE | FALSE | TRUE | FALSE | FALSE | FALSE | FALSE | FALSE | FALSE | FALSE | TRUE | TRUE | FALSE | FALSE | FALSE | FALSE | FALSE | Info Not Available
PG&E GBA | Rossmoor | 0 | 0 | 0 | 0 | 0 | 0 | 0 | Rossmoor | 230 | 1500 | FALSE | FALSE | FALSE | TRUE | FALSE | FALSE | FALSE | FALSE | FALSE | FALSE | FALSE | TRUE | TRUE | FALSE | FALSE | FALSE | FALSE | FALSE | Info Not Available
PG&E NGBA | Round Mountain | 0 | 0 | 0 | 0 | 0 | 0 | 0 | Round Mountain | 230 | 1500 | FALSE | FALSE | FALSE | TRUE | FALSE | FALSE | FALSE | FALSE | FALSE | FALSE | FALSE | TRUE | TRUE | FALSE | FALSE | FALSE | FALSE | FALSE | Info Not Available
PG&E NGBA | Round Mountain | 0 | 0 | 0 | 0 | 0 | 0 | 0 | Round Mountain | 500 | 3000 | FALSE | FALSE | FALSE | TRUE | FALSE | FALSE | FALSE | FALSE | FALSE | FALSE | FALSE | TRUE | TRUE | FALSE | FALSE | FALSE | FALSE | FALSE | Info Not Available
PG&E GBA | Salado | 0 | 0 | 0 | 69 | 0 | 69 | 0 | Salado | 115 | 100 | FALSE | FALSE | FALSE | TRUE | FALSE | FALSE | FALSE | FALSE | FALSE | FALSE | FALSE | TRUE | TRUE | FALSE | FALSE | FALSE | FALSE | FALSE | Info Not Available
PG&E GBA | Salado | 0 | 0 | 0 | 0 | 0 | 0 | 0 | Salado | 60 | 0 | FALSE | FALSE | FALSE | TRUE | FALSE | FALSE | FALSE | FALSE | FALSE | FALSE | FALSE | TRUE | TRUE | FALSE | FALSE | FALSE | FALSE | FALSE | Info Not Available
PG&E GBA | Salinas | 0 | 0 | 0 | 0 | 0 | 0 | 0 | Salinas | 115 | 100 | FALSE | FALSE | FALSE | TRUE | FALSE | FALSE | FALSE | FALSE | FALSE | FALSE | FALSE | TRUE | TRUE | FALSE | FALSE | FALSE | FALSE | FALSE | Info Not Available
SDGE | Salt Creek | 0 | 0 | 0 | 0 | 0 | 0 | 0 | Salt Creek | 69 | 0 | FALSE | FALSE | FALSE | TRUE | FALSE | FALSE | FALSE | FALSE | FALSE | FALSE | FALSE | TRUE | TRUE | FALSE | FALSE | FALSE | FALSE | FALSE | Info Not Available
SCE Eastern | San Bernardino | 0 | 0 | 0 | 0 | 0 | 0 | 0 | San Bernardino | 230 | 1500 | FALSE | FALSE | FALSE | TRUE | FALSE | FALSE | FALSE | FALSE | FALSE | FALSE | FALSE | TRUE | TRUE | FALSE | FALSE | FALSE | FALSE | FALSE | Info Not Available
PG&E GBA | SAN FRAN A (POTRERO PP) | 0 | 0 | 0 | 0 | 0 | 0 | 0 | SAN FRAN A (POTRERO PP) | 115 | 100 | FALSE | FALSE | FALSE | TRUE | FALSE | FALSE | FALSE | FALSE | FALSE | FALSE | FALSE | TRUE | TRUE | FALSE | FALSE | FALSE | FALSE | FALSE | Info Not Available
PG&E GBA | SAN FRAN A (POTRERO PP) | 0 | 0 | 0 | 0 | 0 | 0 | 0 | SAN FRAN A (POTRERO PP) | 230 | 1500 | FALSE | FALSE | FALSE | TRUE | FALSE | FALSE | FALSE | FALSE | FALSE | FALSE | FALSE | TRUE | TRUE | FALSE | FALSE | FALSE | FALSE | FALSE | Info Not Available
PG&E GBA | San Jose A | 0 | 0 | 0 | 0 | 0 | 0 | 0 | San Jose A | 115 | 100 | FALSE | FALSE | FALSE | TRUE | FALSE | FALSE | FALSE | FALSE | FALSE | FALSE | FALSE | TRUE | TRUE | FALSE | FALSE | FALSE | FALSE | FALSE | Info Not Available
PG&E GBA | San Jose B | 0 | 0 | 0 | 0 | 0 | 0 | 0 | San Jose B | 115 | 100 | FALSE | FALSE | FALSE | TRUE | FALSE | FALSE | FALSE | FALSE | FALSE | FALSE | FALSE | TRUE | TRUE | FALSE | FALSE | FALSE | FALSE | FALSE | Info Not Available
PG&E GBA | San Leandro U | 0 | 0 | 0 | 0 | 0 | 0 | 0 | San Leandro U | 115 | 100 | FALSE | FALSE | FALSE | TRUE | FALSE | FALSE | FALSE | FALSE | FALSE | FALSE | FALSE | TRUE | TRUE | FALSE | FALSE | FALSE | FALSE | FALSE | Info Not Available
PG&E KERN | San Luis Obispo | 0 | 0 | 0 | 0 | 0 | 0 | 0 | San Luis Obispo | 115 | 100 | FALSE | FALSE | FALSE | TRUE | FALSE | FALSE | FALSE | FALSE | FALSE | FALSE | FALSE | TRUE | TRUE | FALSE | FALSE | FALSE | FALSE | FALSE | Info Not Available
PG&E KERN | San Luis Obispo | 0 | 0 | 0 | 0 | 0 | 0 | 0 | San Luis Obispo | 70 | 0 | FALSE | FALSE | FALSE | TRUE | FALSE | FALSE | FALSE | FALSE | FALSE | FALSE | FALSE | TRUE | TRUE | FALSE | FALSE | FALSE | FALSE | FALSE | Info Not Available
SDGE | San Luis Rey | 0 | 0 | 0 | 0 | 0 | 0 | 0 | San Luis Rey | 230 | 1500 | FALSE | FALSE | FALSE | TRUE | FALSE | FALSE | FALSE | FALSE | FALSE | FALSE | FALSE | TRUE | TRUE | FALSE | FALSE | FALSE | FALSE | FALSE | Info Not Available
SDGE | San Luis Rey | 0 | 0 | 0 | 0 | 0 | 0 | 0 | San Luis Rey | 69 | 0 | FALSE | FALSE | FALSE | TRUE | FALSE | FALSE | FALSE | FALSE | FALSE | FALSE | FALSE | TRUE | TRUE | FALSE | FALSE | FALSE | FALSE | FALSE | Info Not Available
SDGE | San Marcos | 0 | 0 | 0 | 0 | 0 | 0 | 0 | San Marcos | 69 | 0 | FALSE | FALSE | FALSE | TRUE | FALSE | FALSE | FALSE | FALSE | FALSE | FALSE | FALSE | TRUE | TRUE | FALSE | FALSE | FALSE | FALSE | FALSE | Info Not Available
SCE Metro | San Onofre | 0 | 0 | 0 | 0 | 0 | 0 | 0 | San Onofre | 230 | 1500 | FALSE | FALSE | FALSE | TRUE | FALSE | FALSE | FALSE | FALSE | FALSE | FALSE | FALSE | TRUE | TRUE | FALSE | FALSE | FALSE | FALSE | FALSE | Info Not Available
PG&E GBA | San Pablo | 0 | 0 | 0 | 0 | 0 | 0 | 0 | San Pablo | 115 | 100 | FALSE | FALSE | FALSE | TRUE | FALSE | FALSE | FALSE | FALSE | FALSE | FALSE | FALSE | TRUE | TRUE | FALSE | FALSE | FALSE | FALSE | FALSE | Info Not Available
PG&E GBA | San Ramon | 0 | 0 | 0 | 0 | 0 | 0 | 0 | San Ramon | 230 | 1500 | FALSE | FALSE | FALSE | TRUE | FALSE | FALSE | FALSE | FALSE | FALSE | FALSE | FALSE | TRUE | TRUE | FALSE | FALSE | FALSE | FALSE | FALSE | Info Not Available
SDGE | San Ysidro | 0 | 0 | 0 | 0 | 0 | 0 | 0 | San Ysidro | 69 | 0 | FALSE | FALSE | FALSE | TRUE | FALSE | FALSE | FALSE | FALSE | FALSE | FALSE | FALSE | TRUE | TRUE | FALSE | FALSE | FALSE | FALSE | FALSE | Info Not Available
SCE NOL | Sandlot | 0 | 0 | 0 | 0 | 0 | 0 | 0 | Sandlot | 230 | 1500 | FALSE | FALSE | FALSE | TRUE | FALSE | FALSE | FALSE | FALSE | FALSE | FALSE | FALSE | TRUE | TRUE | FALSE | FALSE | FALSE | FALSE | FALSE | Info Not Available
EOP | Sandy | 0 | 0 | 0 | 0 | 0 | 0 | 0 | Sandy | 138 | 100 | FALSE | FALSE | FALSE | TRUE | FALSE | FALSE | FALSE | FALSE | FALSE | FALSE | FALSE | TRUE | TRUE | FALSE | FALSE | FALSE | FALSE | FALSE | Info Not Available
PG&E FRESNO | Sanger | 0 | 0 | 0 | 0 | 0 | 0 | 0 | Sanger | 115 | 100 | TRUE | FALSE | TRUE | TRUE | FALSE | FALSE | FALSE | FALSE | FALSE | TRUE | FALSE | FALSE | FALSE | FALSE | FALSE | TRUE | TRUE | FALSE | High | 3
SCE Northern | Santa Clara | 0 | 0 | 0 | 0 | 0 | 0 | 0 | Santa Clara | 230 | 1500 | FALSE | FALSE | FALSE | TRUE | FALSE | FALSE | FALSE | FALSE | FALSE | FALSE | FALSE | TRUE | TRUE | FALSE | FALSE | FALSE | FALSE | FALSE | Info Not Available
PG&E NGBA | Santa Rosa A | 0 | 0 | 0 | 0 | 0 | 0 | 0 | Santa Rosa A | 115 | 100 | FALSE | FALSE | FALSE | TRUE | FALSE | FALSE | FALSE | FALSE | FALSE | FALSE | FALSE | TRUE | TRUE | FALSE | FALSE | FALSE | FALSE | FALSE | Info Not Available
PG&E GBA | Santa Teresa | 0 | 0 | 0 | 0 | 0 | 0 | 0 | Santa Teresa | 115 | 100 | TRUE | FALSE | FALSE | TRUE | FALSE | FALSE | FALSE | FALSE | FALSE | FALSE | FALSE | TRUE | FALSE | FALSE | TRUE | FALSE | FALSE | FALSE | New Substation | 3
SDGE | Santee | 0 | 0 | 0 | 0 | 0 | 0 | 0 | Santee | 138 | 100 | FALSE | FALSE | FALSE | TRUE | FALSE | FALSE | FALSE | FALSE | FALSE | FALSE | FALSE | TRUE | TRUE | FALSE | FALSE | FALSE | FALSE | FALSE | Info Not Available
SCE Metro | Santiago | 0 | 0 | 0 | 0 | 0 | 0 | 0 | Santiago | 230 | 1500 | FALSE | FALSE | FALSE | TRUE | FALSE | FALSE | FALSE | FALSE | FALSE | FALSE | FALSE | TRUE | TRUE | FALSE | FALSE | FALSE | FALSE | FALSE | Info Not Available
PG&E GBA | Saratoga | 0 | 0 | 0 | 0 | 0 | 0 | 0 | Saratoga | 230 | 1500 | FALSE | FALSE | FALSE | TRUE | FALSE | FALSE | FALSE | FALSE | FALSE | FALSE | FALSE | TRUE | TRUE | FALSE | FALSE | FALSE | FALSE | FALSE | Info Not Available
SCE Northern | Saugus | 0 | 0 | 0 | 0 | 0 | 0 | 0 | Saugus | 230 | 1500 | FALSE | FALSE | FALSE | TRUE | FALSE | FALSE | FALSE | FALSE | FALSE | FALSE | FALSE | TRUE | TRUE | FALSE | FALSE | FALSE | FALSE | FALSE | Info Not Available
PG&E FRESNO | Schindler | 0 | 0 | 0 | 100 | 0 | 100 | 0 | Schindler | 115 | 100 | TRUE | FALSE | TRUE | TRUE | FALSE | FALSE | FALSE | FALSE | FALSE | TRUE | FALSE | FALSE | FALSE | FALSE | FALSE | TRUE | TRUE | FALSE | High | 3
PG&E FRESNO | Schindler | 0 | 0 | 0 | 0 | 0 | 0 | 0 | Schindler | 70 | 0 | FALSE | FALSE | FALSE | TRUE | FALSE | FALSE | FALSE | FALSE | FALSE | FALSE | FALSE | TRUE | TRUE | FALSE | FALSE | FALSE | FALSE | FALSE | Info Not Available
PG&E GBA | Schulte | 0 | 0 | 0 | 100 | 0 | 100 | 0 | Schulte | 115 | 100 | TRUE | FALSE | FALSE | TRUE | FALSE | FALSE | FALSE | FALSE | FALSE | FALSE | FALSE | TRUE | FALSE | FALSE | TRUE | FALSE | FALSE | FALSE | New Substation | 3
SDGE | Scripps | 0 | 0 | 0 | 0 | 0 | 0 | 0 | Scripps | 69 | 0 | FALSE | FALSE | FALSE | TRUE | FALSE | FALSE | FALSE | FALSE | FALSE | FALSE | FALSE | TRUE | TRUE | FALSE | FALSE | FALSE | FALSE | FALSE | Info Not Available
PG&E KERN | Semitropic | 0 | 0 | 0 | 0 | 0 | 0 | 0 | Semitropic | 115 | 100 | FALSE | FALSE | FALSE | TRUE | FALSE | FALSE | FALSE | FALSE | FALSE | FALSE | FALSE | TRUE | TRUE | FALSE | FALSE | FALSE | FALSE | FALSE | Info Not Available
SCE Metro | Serrano | 0 | 0 | 0 | 0 | 0 | 0 | 0 | Serrano | 230 | 1500 | TRUE | FALSE | FALSE | TRUE | FALSE | FALSE | FALSE | TRUE | FALSE | TRUE | TRUE | FALSE | FALSE | TRUE | FALSE | TRUE | FALSE | FALSE | Short Circuit Duty Limit | 5
SCE Metro | Serrano | 0 | 0 | 0 | 0 | 0 | 0 | 0 | Serrano | 500 | 3000 | TRUE | FALSE | FALSE | TRUE | FALSE | FALSE | FALSE | TRUE | FALSE | TRUE | TRUE | FALSE | FALSE | TRUE | FALSE | TRUE | FALSE | FALSE | Short Circuit Duty Limit | 5
SDGE | Shadowridge | 0 | 0 | 0 | 0 | 0 | 0 | 0 | Shadowridge | 138 | 100 | FALSE | FALSE | FALSE | TRUE | FALSE | FALSE | FALSE | FALSE | FALSE | FALSE | FALSE | TRUE | TRUE | FALSE | FALSE | FALSE | FALSE | FALSE | Info Not Available
PG&E KERN | Shafter | 0 | 0 | 0 | 0 | 100 | 100 | 0 | Shafter | 115 | 100 | FALSE | FALSE | FALSE | TRUE | FALSE | FALSE | FALSE | FALSE | FALSE | FALSE | FALSE | TRUE | TRUE | FALSE | FALSE | FALSE | FALSE | FALSE | Info Not Available
PG&E NGBA | Silverado | 0 | 0 | 0 | 0 | 0 | 0 | 0 | Silverado | 115 | 100 | FALSE | FALSE | FALSE | TRUE | FALSE | FALSE | FALSE | FALSE | FALSE | FALSE | FALSE | TRUE | TRUE | FALSE | FALSE | FALSE | FALSE | FALSE | Info Not Available
SDGE | Silvergate | 0 | 0 | 0 | 0 | 100 | 100 | 0 | Silvergate | 230 | 1500 | FALSE | FALSE | FALSE | TRUE | FALSE | FALSE | FALSE | FALSE | FALSE | FALSE | FALSE | TRUE | TRUE | FALSE | FALSE | FALSE | FALSE | FALSE | Info Not Available
SDGE | Silvergate | 0 | 0 | 0 | 0 | 0 | 0 | 0 | Silvergate | 69 | 0 | FALSE | FALSE | FALSE | TRUE | FALSE | FALSE | FALSE | FALSE | FALSE | FALSE | FALSE | TRUE | TRUE | FALSE | FALSE | FALSE | FALSE | FALSE | Info Not Available
PG&E KERN | Sisquoc | 0 | 0 | 0 | 0 | 0 | 0 | 0 | Sisquoc | 115 | 100 | FALSE | FALSE | FALSE | TRUE | FALSE | FALSE | FALSE | FALSE | FALSE | FALSE | FALSE | TRUE | TRUE | FALSE | FALSE | FALSE | FALSE | FALSE | Info Not Available
EOP | Sloan Canyon | 0 | 0 | 0 | 0 | 0 | 0 | 0 | Sloan Canyon | 230 | 1500 | FALSE | FALSE | FALSE | TRUE | FALSE | FALSE | FALSE | FALSE | FALSE | FALSE | FALSE | TRUE | TRUE | FALSE | FALSE | FALSE | FALSE | FALSE | Info Not Available
EOP | Sloan Canyon | 0 | 0 | 0 | 0 | 0 | 0 | 0 | Sloan Canyon | 500 | 3000 | FALSE | FALSE | FALSE | TRUE | FALSE | FALSE | FALSE | FALSE | FALSE | FALSE | FALSE | TRUE | TRUE | FALSE | FALSE | FALSE | FALSE | FALSE | Info Not Available
PG&E KERN | Smyrna | 0 | 0 | 0 | 0 | 0 | 0 | 0 | Smyrna | 115 | 100 | FALSE | FALSE | FALSE | TRUE | FALSE | FALSE | FALSE | FALSE | FALSE | FALSE | FALSE | TRUE | TRUE | FALSE | FALSE | FALSE | FALSE | FALSE | Info Not Available
PG&E GBA | Sobrante | 0 | 0 | 0 | 0 | 0 | 0 | 0 | Sobrante | 115 | 100 | FALSE | FALSE | FALSE | TRUE | FALSE | FALSE | FALSE | FALSE | FALSE | FALSE | FALSE | TRUE | TRUE | FALSE | FALSE | FALSE | FALSE | FALSE | Info Not Available
PG&E GBA | Sobrante | 0 | 0 | 0 | 0 | 0 | 0 | 0 | Sobrante | 230 | 1500 | FALSE | FALSE | FALSE | TRUE | FALSE | FALSE | FALSE | FALSE | FALSE | FALSE | FALSE | TRUE | TRUE | FALSE | FALSE | FALSE | FALSE | FALSE | Info Not Available
PG&E KERN | Solar | 0 | 0 | 0 | 0 | 0 | 0 | 0 | Solar | 230 | 1500 | FALSE | FALSE | FALSE | TRUE | FALSE | FALSE | FALSE | FALSE | FALSE | FALSE | FALSE | TRUE | TRUE | FALSE | FALSE | FALSE | FALSE | FALSE | Info Not Available
PG&E GBA | Soledad | 150 | 0 | 150 | 0 | 0 | 0 | 0 | Soledad | 115 | 100 | FALSE | FALSE | FALSE | TRUE | FALSE | FALSE | FALSE | FALSE | FALSE | FALSE | FALSE | TRUE | TRUE | FALSE | FALSE | FALSE | FALSE | FALSE | Info Not Available
PG&E GBA | Soledad | 0 | 0 | 0 | 0 | 0 | 0 | 0 | Soledad | 60 | 0 | FALSE | FALSE | FALSE | TRUE | FALSE | FALSE | FALSE | FALSE | FALSE | FALSE | FALSE | TRUE | TRUE | FALSE | FALSE | FALSE | FALSE | FALSE | Info Not Available
SDGE | Spring Valley | 0 | 0 | 0 | 0 | 0 | 0 | 0 | Spring Valley | 69 | 0 | FALSE | FALSE | FALSE | TRUE | FALSE | FALSE | FALSE | FALSE | FALSE | FALSE | FALSE | TRUE | TRUE | FALSE | FALSE | FALSE | FALSE | FALSE | Info Not Available
SCE Northern | Springville | 0 | 0 | 0 | 0 | 0 | 0 | 0 | Springville | 230 | 1500 | TRUE | FALSE | FALSE | TRUE | FALSE | FALSE | TRUE | FALSE | FALSE | FALSE | FALSE | TRUE | FALSE | FALSE | TRUE | FALSE | TRUE | FALSE | New Substation | 4
PG&E GBA | Stagg | 0 | 0 | 0 | 0 | 0 | 0 | 0 | Stagg | 230 | 1500 | FALSE | FALSE | FALSE | TRUE | FALSE | FALSE | FALSE | FALSE | FALSE | FALSE | FALSE | TRUE | TRUE | FALSE | FALSE | FALSE | FALSE | FALSE | Info Not Available
PG&E GBA | Standard Oil | 0 | 0 | 0 | 0 | 0 | 0 | 0 | Standard Oil | 115 | 100 | FALSE | FALSE | FALSE | TRUE | FALSE | FALSE | FALSE | FALSE | FALSE | FALSE | FALSE | TRUE | TRUE | FALSE | FALSE | FALSE | FALSE | FALSE | Info Not Available
PG&E GBA | Stanislaus | 0 | 0 | 0 | 0 | 0 | 0 | 0 | Stanislaus | 115 | 100 | FALSE | FALSE | FALSE | TRUE | FALSE | FALSE | FALSE | FALSE | FALSE | FALSE | FALSE | TRUE | TRUE | FALSE | FALSE | FALSE | FALSE | FALSE | Info Not Available
PG&E KERN | Stockdale | 0 | 0 | 0 | 0 | 0 | 0 | 0 | Stockdale | 115 | 100 | FALSE | FALSE | FALSE | TRUE | FALSE | FALSE | FALSE | FALSE | FALSE | FALSE | FALSE | TRUE | TRUE | FALSE | FALSE | FALSE | FALSE | FALSE | Info Not Available
PG&E KERN | Stockdale | 0 | 0 | 0 | 12 | 0 | 12 | 0 | Stockdale | 230 | 1500 | FALSE | FALSE | FALSE | TRUE | FALSE | FALSE | FALSE | FALSE | FALSE | FALSE | FALSE | TRUE | TRUE | FALSE | FALSE | FALSE | FALSE | FALSE | Info Not Available
PG&E GBA | Stockton A | 0 | 0 | 0 | 0 | 0 | 0 | 0 | Stockton A | 115 | 100 | FALSE | FALSE | FALSE | TRUE | FALSE | FALSE | FALSE | FALSE | FALSE | FALSE | FALSE | TRUE | TRUE | FALSE | FALSE | FALSE | FALSE | FALSE | Info Not Available
PG&E GBA | Stone | 0 | 0 | 0 | 0 | 0 | 0 | 0 | Stone | 115 | 100 | FALSE | FALSE | FALSE | TRUE | FALSE | FALSE | FALSE | FALSE | FALSE | FALSE | FALSE | TRUE | TRUE | FALSE | FALSE | FALSE | FALSE | FALSE | Info Not Available
PG&E FRESNO | Storey | 0 | 0 | 0 | 0 | 0 | 0 | 0 | Storey | 230 | 1500 | FALSE | FALSE | FALSE | TRUE | FALSE | FALSE | FALSE | FALSE | FALSE | FALSE | FALSE | TRUE | TRUE | FALSE | FALSE | FALSE | FALSE | FALSE | Info Not Available
PG&E NGBA | Summit | 220 | 0 | 220 | 0 | 0 | 0 | 0 | Summit | 115 | 100 | FALSE | FALSE | FALSE | TRUE | FALSE | FALSE | FALSE | FALSE | FALSE | FALSE | FALSE | TRUE | TRUE | FALSE | FALSE | FALSE | FALSE | FALSE | Info Not Available
SDGE | Suncrest | 0 | 0 | 0 | 0 | 0 | 0 | 0 | Suncrest | 230 | 1500 | FALSE | FALSE | FALSE | TRUE | FALSE | FALSE | FALSE | FALSE | FALSE | FALSE | FALSE | TRUE | TRUE | FALSE | FALSE | FALSE | FALSE | FALSE | Info Not Available
SDGE | Suncrest | 0 | 0 | 0 | 0 | 0 | 0 | 0 | Suncrest | 500 | 3000 | FALSE | FALSE | FALSE | TRUE | FALSE | FALSE | FALSE | FALSE | FALSE | FALSE | FALSE | TRUE | TRUE | FALSE | FALSE | FALSE | FALSE | FALSE | Info Not Available
PG&E KERN | Sunrise | 0 | 0 | 0 | 0 | 0 | 0 | 0 | Sunrise | 230 | 1500 | FALSE | FALSE | FALSE | TRUE | FALSE | FALSE | FALSE | FALSE | FALSE | FALSE | FALSE | TRUE | TRUE | FALSE | FALSE | FALSE | FALSE | FALSE | Info Not Available
PG&E KERN | Sunset | 0 | 0 | 0 | 0 | 0 | 0 | 0 | Sunset | 230 | 1500 | FALSE | FALSE | FALSE | TRUE | FALSE | FALSE | FALSE | FALSE | FALSE | FALSE | FALSE | TRUE | TRUE | FALSE | FALSE | FALSE | FALSE | FALSE | Info Not Available
PG&E GBA | Swift | 0 | 0 | 0 | 0 | 0 | 0 | 34 | Swift | 115 | 100 | FALSE | FALSE | FALSE | TRUE | FALSE | FALSE | FALSE | FALSE | FALSE | FALSE | FALSE | TRUE | TRUE | FALSE | FALSE | FALSE | FALSE | FALSE | Info Not Available
SDGE | Sycamore Canyon | 0 | 0 | 0 | 0 | 0 | 0 | 0 | Sycamore Canyon | 138 | 100 | TRUE | FALSE | FALSE | TRUE | FALSE | FALSE | FALSE | FALSE | FALSE | FALSE | FALSE | TRUE | FALSE | FALSE | TRUE | FALSE | FALSE | FALSE | New Substation | 3
SDGE | Sycamore Canyon | 0 | 0 | 0 | 0 | 0 | 0 | 0 | Sycamore Canyon | 230 | 1500 | FALSE | FALSE | FALSE | TRUE | FALSE | FALSE | FALSE | FALSE | FALSE | FALSE | FALSE | TRUE | TRUE | FALSE | FALSE | FALSE | FALSE | FALSE | Info Not Available
SDGE | Sycamore Canyon | 0 | 0 | 0 | 0 | 0 | 0 | 0 | Sycamore Canyon | 69 | 0 | FALSE | FALSE | FALSE | TRUE | FALSE | FALSE | FALSE | FALSE | FALSE | FALSE | FALSE | TRUE | TRUE | FALSE | FALSE | FALSE | FALSE | FALSE | Info Not Available
SCE Northern | Sylmar | 0 | 0 | 0 | 200 | 0 | 200 | 0 | Sylmar | 230 | 1500 | FALSE | FALSE | FALSE | TRUE | FALSE | FALSE | FALSE | FALSE | FALSE | FALSE | FALSE | TRUE | TRUE | FALSE | FALSE | FALSE | FALSE | FALSE | Info Not Available
PG&E NGBA | Table Mountain | 0 | 0 | 0 | 0 | 0 | 0 | 0 | Table Mountain | 115 | 100 | FALSE | FALSE | FALSE | TRUE | FALSE | FALSE | FALSE | FALSE | FALSE | FALSE | FALSE | TRUE | TRUE | FALSE | FALSE | FALSE | FALSE | FALSE | Info Not Available
PG&E NGBA | Table Mountain | 0 | 0 | 0 | 0 | 200 | 200 | 0 | Table Mountain | 230 | 1500 | FALSE | FALSE | FALSE | TRUE | FALSE | FALSE | FALSE | FALSE | FALSE | FALSE | FALSE | TRUE | TRUE | FALSE | FALSE | FALSE | FALSE | FALSE | Info Not Available
PG&E NGBA | Table Mountain | 0 | 0 | 0 | 0 | 0 | 0 | 0 | Table Mountain | 500 | 3000 | FALSE | FALSE | FALSE | TRUE | FALSE | FALSE | FALSE | FALSE | FALSE | FALSE | FALSE | TRUE | TRUE | FALSE | FALSE | FALSE | FALSE | FALSE | Info Not Available
PG&E NGBA | Table Mountain | 0 | 0 | 0 | 0 | 0 | 0 | 0 | Table Mountain | 60 | 0 | FALSE | FALSE | FALSE | TRUE | FALSE | FALSE | FALSE | FALSE | FALSE | FALSE | FALSE | TRUE | TRUE | FALSE | FALSE | FALSE | FALSE | FALSE | Info Not Available
PG&E KERN | Taft | 0 | 0 | 0 | 0 | 0 | 0 | 0 | Taft | 115 | 100 | FALSE | FALSE | FALSE | TRUE | FALSE | FALSE | FALSE | FALSE | FALSE | FALSE | FALSE | TRUE | TRUE | FALSE | FALSE | FALSE | FALSE | FALSE | Info Not Available
SDGE | Talega | 0 | 0 | 0 | 0 | 0 | 0 | 0 | Talega | 138 | 100 | TRUE | FALSE | FALSE | TRUE | TRUE | FALSE | FALSE | FALSE | FALSE | TRUE | FALSE | FALSE | FALSE | FALSE | FALSE | FALSE | TRUE | FALSE | Mid | 3
SDGE | Talega | 0 | 0 | 0 | 0 | 0 | 0 | 0 | Talega | 230 | 1500 | FALSE | FALSE | FALSE | TRUE | FALSE | FALSE | FALSE | FALSE | FALSE | FALSE | FALSE | TRUE | TRUE | FALSE | FALSE | FALSE | FALSE | FALSE | Info Not Available
PG&E GBA | Tassajara | 0 | 0 | 0 | 0 | 0 | 0 | 0 | Tassajara | 230 | 1500 | FALSE | FALSE | FALSE | TRUE | FALSE | FALSE | FALSE | FALSE | FALSE | FALSE | FALSE | TRUE | TRUE | FALSE | FALSE | FALSE | FALSE | FALSE | Info Not Available
PG&E KERN | Tejon | 0 | 0 | 0 | 0 | 0 | 0 | 0 | Tejon | 70 | 0 | FALSE | FALSE | FALSE | TRUE | FALSE | FALSE | FALSE | FALSE | FALSE | FALSE | FALSE | TRUE | TRUE | FALSE | FALSE | FALSE | FALSE | FALSE | Info Not Available
SDGE | Telegraph Canyon | 0 | 0 | 0 | 0 | 0 | 0 | 0 | Telegraph Canyon | 138 | 100 | FALSE | FALSE | FALSE | TRUE | FALSE | FALSE | FALSE | FALSE | FALSE | FALSE | FALSE | TRUE | TRUE | FALSE | FALSE | FALSE | FALSE | FALSE | Info Not Available
PG&E KERN | Temblor | 0 | 0 | 0 | 0 | 0 | 0 | 0 | Temblor | 115 | 100 | FALSE | FALSE | FALSE | TRUE | FALSE | FALSE | FALSE | FALSE | FALSE | FALSE | FALSE | TRUE | TRUE | FALSE | FALSE | FALSE | FALSE | FALSE | Info Not Available
PG&E KERN | Templeton | 0 | 0 | 0 | 0 | 0 | 0 | 0 | Templeton | 230 | 1500 | FALSE | FALSE | FALSE | TRUE | FALSE | FALSE | FALSE | FALSE | FALSE | FALSE | FALSE | TRUE | TRUE | FALSE | FALSE | FALSE | FALSE | FALSE | Info Not Available
PG&E KERN | Templeton | 0 | 0 | 0 | 0 | 0 | 0 | 0 | Templeton | 70 | 0 | FALSE | FALSE | FALSE | TRUE | FALSE | FALSE | FALSE | FALSE | FALSE | FALSE | FALSE | TRUE | TRUE | FALSE | FALSE | FALSE | FALSE | FALSE | Info Not Available
PG&E GBA | Tesla | 0 | 0 | 0 | 0 | 0 | 0 | 0 | Tesla | 115 | 100 | FALSE | FALSE | FALSE | TRUE | FALSE | FALSE | FALSE | FALSE | FALSE | FALSE | FALSE | TRUE | TRUE | FALSE | FALSE | FALSE | FALSE | FALSE | Info Not Available
PG&E GBA | Tesla | 0 | 0 | 0 | 0 | 0 | 0 | 0 | Tesla | 230 | 1500 | TRUE | FALSE | FALSE | TRUE | FALSE | FALSE | FALSE | FALSE | FALSE | FALSE | TRUE | TRUE | FALSE | TRUE | TRUE | FALSE | FALSE | FALSE | Short Circuit Duty Limit | 4
PG&E GBA | Tesla | 0 | 0 | 0 | 0 | 0 | 0 | 0 | Tesla | 500 | 3000 | TRUE | FALSE | FALSE | TRUE | FALSE | FALSE | FALSE | FALSE | FALSE | FALSE | TRUE | TRUE | FALSE | TRUE | TRUE | FALSE | FALSE | FALSE | Short Circuit Duty Limit | 5
PG&E KERN | Tevis | 0 | 0 | 0 | 100 | 0 | 100 | 0 | Tevis | 115 | 100 | TRUE | FALSE | FALSE | TRUE | FALSE | FALSE | FALSE | FALSE | FALSE | FALSE | TRUE | TRUE | FALSE | TRUE | TRUE | FALSE | FALSE | FALSE | Short Circuit Duty Limit | 4
EOP | Thousandaire | 0 | 0 | 0 | 0 | 0 | 0 | 0 | Thousandaire | 138 | 100 | FALSE | FALSE | FALSE | TRUE | FALSE | FALSE | FALSE | FALSE | FALSE | FALSE | FALSE | TRUE | TRUE | FALSE | FALSE | FALSE | FALSE | FALSE | Info Not Available
PG&E KERN | Topaz | 0 | 0 | 0 | 0 | 0 | 0 | 0 | Topaz | 230 | 1500 | FALSE | FALSE | FALSE | TRUE | FALSE | FALSE | FALSE | FALSE | FALSE | FALSE | FALSE | TRUE | TRUE | FALSE | FALSE | FALSE | FALSE | FALSE | Info Not Available
SCE NOL | Tortilla | 0 | 0 | 0 | 0 | 0 | 0 | 0 | Tortilla | 115 | 100 | FALSE | FALSE | FALSE | TRUE | FALSE | FALSE | FALSE | FALSE | FALSE | FALSE | FALSE | TRUE | TRUE | FALSE | FALSE | FALSE | FALSE | FALSE | Info Not Available
SDGE | Trabuco | 0 | 0 | 0 | 0 | 0 | 0 | 0 | Trabuco | 138 | 100 | FALSE | FALSE | FALSE | TRUE | FALSE | FALSE | FALSE | FALSE | FALSE | FALSE | FALSE | TRUE | TRUE | FALSE | FALSE | FALSE | FALSE | FALSE | Info Not Available
PG&E GBA | Tracy | 0 | 0 | 0 | 0 | 0 | 0 | 0 | Tracy | 115 | 100 | FALSE | FALSE | FALSE | TRUE | FALSE | FALSE | FALSE | FALSE | FALSE | FALSE | FALSE | TRUE | TRUE | FALSE | FALSE | FALSE | FALSE | FALSE | Info Not Available
PG&E FRESNO | Tranquility | 0 | 0 | 0 | 434 | 200 | 634 | 0 | Tranquility | 230 | 1500 | TRUE | FALSE | FALSE | TRUE | FALSE | FALSE | FALSE | FALSE | FALSE | FALSE | FALSE | TRUE | FALSE | FALSE | TRUE | FALSE | FALSE | FALSE | New Substation | 3
PG&E GBA | Trimble | 0 | 0 | 0 | 0 | 0 | 0 | 0 | Trimble | 115 | 100 | FALSE | FALSE | FALSE | TRUE | FALSE | FALSE | FALSE | FALSE | FALSE | FALSE | FALSE | TRUE | TRUE | FALSE | FALSE | FALSE | FALSE | FALSE | Info Not Available
EOP | Trout Canyon | 0 | 0 | 0 | 0 | 0 | 0 | 0 | Trout Canyon | 230 | 1500 | FALSE | FALSE | FALSE | TRUE | FALSE | FALSE | FALSE | FALSE | FALSE | FALSE | FALSE | TRUE | TRUE | FALSE | FALSE | FALSE | FALSE | FALSE | Info Not Available
EOP | Trout Canyon | 0 | 0 | 0 | 0 | 300 | 300 | 0 | Trout Canyon | 500 | 3000 | FALSE | FALSE | FALSE | TRUE | FALSE | FALSE | FALSE | FALSE | FALSE | FALSE | FALSE | TRUE | TRUE | FALSE | FALSE | FALSE | FALSE | FALSE | Info Not Available
PG&E NGBA | Tulucay | 0 | 0 | 0 | 0 | 0 | 0 | 0 | Tulucay | 230 | 1500 | FALSE | FALSE | FALSE | TRUE | FALSE | FALSE | FALSE | FALSE | FALSE | FALSE | FALSE | TRUE | TRUE | FALSE | FALSE | FALSE | FALSE | FALSE | Info Not Available
PG&E NGBA | Tulucay | 0 | 0 | 0 | 0 | 0 | 0 | 0 | Tulucay | 60 | 0 | FALSE | FALSE | FALSE | TRUE | FALSE | FALSE | FALSE | FALSE | FALSE | FALSE | FALSE | TRUE | TRUE | FALSE | FALSE | FALSE | FALSE | FALSE | Info Not Available
PG&E KERN | Tupman | 0 | 0 | 0 | 0 | 0 | 0 | 0 | Tupman | 115 | 100 | FALSE | FALSE | FALSE | TRUE | FALSE | FALSE | FALSE | FALSE | FALSE | FALSE | FALSE | TRUE | TRUE | FALSE | FALSE | FALSE | FALSE | FALSE | Info Not Available
PG&E NGBA | Ukiah | 0 | 0 | 0 | 0 | 0 | 0 | 0 | Ukiah | 115 | 100 | FALSE | FALSE | FALSE | TRUE | FALSE | FALSE | FALSE | FALSE | FALSE | FALSE | FALSE | TRUE | TRUE | FALSE | FALSE | FALSE | FALSE | FALSE | Info Not Available
PG&E KERN | Union (Estrella) | 0 | 0 | 0 | 0 | 0 | 0 | 0 | Union (Estrella) | 70 | 0 | FALSE | FALSE | FALSE | TRUE | FALSE | FALSE | FALSE | FALSE | FALSE | FALSE | FALSE | TRUE | TRUE | FALSE | FALSE | FALSE | FALSE | FALSE | Info Not Available
PG&E NGBA | Vaca Dixon | 0 | 0 | 0 | 0 | 0 | 0 | 0 | Vaca Dixon | 115 | 100 | TRUE | FALSE | FALSE | TRUE | FALSE | FALSE | FALSE | FALSE | FALSE | FALSE | TRUE | TRUE | FALSE | TRUE | TRUE | FALSE | FALSE | FALSE | Short Circuit Duty Limit | 4
PG&E NGBA | Vaca Dixon | 70 | 0 | 70 | 0 | 200 | 200 | 0 | Vaca Dixon | 230 | 1500 | FALSE | FALSE | FALSE | TRUE | FALSE | FALSE | FALSE | FALSE | FALSE | FALSE | FALSE | TRUE | TRUE | FALSE | FALSE | FALSE | FALSE | FALSE | Info Not Available
PG&E NGBA | Vaca Dixon | 0 | 0 | 0 | 0 | 300 | 300 | 0 | Vaca Dixon | 500 | 3000 | FALSE | FALSE | FALSE | TRUE | FALSE | FALSE | FALSE | FALSE | FALSE | FALSE | FALSE | TRUE | TRUE | FALSE | FALSE | FALSE | FALSE | FALSE | Info Not Available
PG&E NGBA | Vaca Dixon | 0 | 0 | 0 | 0 | 0 | 0 | 0 | Vaca Dixon | 60 | 0 | FALSE | FALSE | FALSE | TRUE | FALSE | FALSE | FALSE | FALSE | FALSE | FALSE | FALSE | TRUE | TRUE | FALSE | FALSE | FALSE | FALSE | FALSE | Info Not Available
SCE Eastern | Valley (SCE) | 0 | 0 | 0 | 500 | 700 | 1200 | 0 | Valley (SCE) | 500 | 3000 | FALSE | FALSE | FALSE | TRUE | FALSE | FALSE | FALSE | FALSE | FALSE | FALSE | FALSE | TRUE | TRUE | FALSE | FALSE | FALSE | FALSE | FALSE | Info Not Available
EOP | Valley (VEA) | 0 | 0 | 0 | 0 | 0 | 0 | 0 | Valley (VEA) | 138 | 100 | FALSE | FALSE | FALSE | TRUE | FALSE | FALSE | FALSE | FALSE | FALSE | FALSE | FALSE | FALSE | TRUE | FALSE | FALSE | FALSE | FALSE | FALSE | Info Not Available
SDGE | Valley Center | 0 | 0 | 0 | 0 | 0 | 0 | 0 | Valley Center | 69 | 0 | FALSE | FALSE | FALSE | TRUE | FALSE | FALSE | FALSE | FALSE | FALSE | FALSE | FALSE | TRUE | TRUE | FALSE | FALSE | FALSE | FALSE | FALSE | Info Not Available
PG&E GBA | Valley Home | 0 | 0 | 0 | 0 | 100 | 100 | 0 | Valley Home | 115 | 100 | FALSE | FALSE | FALSE | TRUE | FALSE | FALSE | FALSE | FALSE | FALSE | FALSE | FALSE | TRUE | TRUE | FALSE | FALSE | FALSE | FALSE | FALSE | Info Not Available
PG&E GBA | Valley Springs | 0 | 0 | 0 | 0 | 0 | 0 | 0 | Valley Springs | 230 | 1500 | FALSE | FALSE | FALSE | TRUE | FALSE | FALSE | FALSE | FALSE | FALSE | FALSE | FALSE | TRUE | TRUE | FALSE | FALSE | FALSE | FALSE | FALSE | Info Not Available
PG&E GBA | Valley Springs | 0 | 0 | 0 | 0 | 0 | 0 | 0 | Valley Springs | 60 | 0 | FALSE | FALSE | FALSE | TRUE | FALSE | FALSE | FALSE | FALSE | FALSE | FALSE | FALSE | TRUE | TRUE | FALSE | FALSE | FALSE | FALSE | FALSE | Info Not Available
EOP | Valley Switch | 0 | 0 | 0 | 0 | 0 | 0 | 0 | Valley Switch | 138 | 100 | FALSE | FALSE | FALSE | TRUE | FALSE | FALSE | FALSE | FALSE | FALSE | FALSE | FALSE | FALSE | TRUE | FALSE | FALSE | FALSE | FALSE | FALSE | Info Not Available
EOP | Valley Switch | 0 | 0 | 0 | 0 | 0 | 0 | 0 | Valley Switch | 230 | 1500 | FALSE | FALSE | FALSE | TRUE | FALSE | FALSE | FALSE | FALSE | FALSE | FALSE | FALSE | TRUE | TRUE | FALSE | FALSE | FALSE | FALSE | FALSE | Info Not Available
PG&E GBA | Vasco | 0 | 0 | 0 | 0 | 0 | 0 | 0 | Vasco | 230 | 1500 | FALSE | FALSE | FALSE | TRUE | FALSE | FALSE | FALSE | FALSE | FALSE | FALSE | FALSE | TRUE | TRUE | FALSE | FALSE | FALSE | FALSE | FALSE | Info Not Available
PG&E GBA | Vasona | 0 | 0 | 0 | 0 | 0 | 0 | 0 | Vasona | 230 | 1500 | FALSE | FALSE | FALSE | TRUE | FALSE | FALSE | FALSE | FALSE | FALSE | FALSE | FALSE | TRUE | TRUE | FALSE | FALSE | FALSE | FALSE | FALSE | Info Not Available
SCE Northern | Vestal | 0 | 0 | 0 | 200 | 0 | 200 | 0 | Vestal | 230 | 1500 | FALSE | FALSE | FALSE | TRUE | FALSE | FALSE | FALSE | FALSE | FALSE | FALSE | FALSE | TRUE | TRUE | FALSE | FALSE | FALSE | FALSE | FALSE | Info Not Available
SCE Northern | Vestal | 0 | 0 | 0 | 0 | 0 | 0 | 0 | Vestal | 66 | 0 | FALSE | FALSE | FALSE | TRUE | FALSE | FALSE | FALSE | FALSE | FALSE | FALSE | FALSE | TRUE | TRUE | FALSE | FALSE | FALSE | FALSE | FALSE | Info Not Available
SCE NOL | Victor | 0 | 0 | 0 | 154 | 0 | 154 | 0 | Victor | 115 | 100 | TRUE | FALSE | FALSE | TRUE | FALSE | FALSE | FALSE | TRUE | FALSE | FALSE | FALSE | TRUE | FALSE | FALSE | TRUE | FALSE | FALSE | FALSE | New Substation | 3
SCE NOL | Victor | 0 | 0 | 0 | 0 | 0 | 0 | 0 | Victor | 230 | 1500 | TRUE | FALSE | FALSE | TRUE | FALSE | FALSE | FALSE | TRUE | FALSE | TRUE | FALSE | FALSE | FALSE | FALSE | FALSE | TRUE | FALSE | FALSE | High | 4
SCE Metro | Viejo | 0 | 0 | 0 | 0 | 0 | 0 | 0 | Viejo | 230 | 1500 | FALSE | FALSE | FALSE | TRUE | FALSE | FALSE | FALSE | FALSE | FALSE | FALSE | FALSE | TRUE | TRUE | FALSE | FALSE | FALSE | FALSE | FALSE | Info Not Available
PG&E GBA | Vierra | 0 | 0 | 0 | 0 | 0 | 0 | 0 | Vierra | 115 | 100 | FALSE | FALSE | FALSE | TRUE | FALSE | FALSE | FALSE | FALSE | FALSE | FALSE | FALSE | TRUE | TRUE | FALSE | FALSE | FALSE | FALSE | FALSE | Info Not Available
SCE Metro | Villa Park | 0 | 0 | 0 | 0 | 0 | 0 | 0 | Villa Park | 230 | 1500 | FALSE | FALSE | FALSE | TRUE | FALSE | FALSE | FALSE | FALSE | FALSE | FALSE | FALSE | TRUE | TRUE | FALSE | FALSE | FALSE | FALSE | FALSE | Info Not Available
SCE Northern | Vincent | 0 | 0 | 0 | 0 | 0 | 0 | 0 | Vincent | 230 | 1500 | TRUE | FALSE | FALSE | TRUE | FALSE | FALSE | FALSE | TRUE | FALSE | FALSE | FALSE | TRUE | FALSE | FALSE | TRUE | FALSE | FALSE | FALSE | New Substation | 4
SCE Northern | Vincent | 0 | 0 | 0 | 2050 | 0 | 2050 | 0 | Vincent | 500 | 3000 | TRUE | FALSE | FALSE | TRUE | FALSE | FALSE | FALSE | TRUE | FALSE | FALSE | FALSE | TRUE | FALSE | FALSE | TRUE | FALSE | FALSE | FALSE | New Substation | 5
PG&E GBA | Vine | 0 | 0 | 0 | 0 | 0 | 0 | 0 | Vineyard | 69 | 0 | FALSE | FALSE | FALSE | TRUE | FALSE | FALSE | FALSE | FALSE | FALSE | FALSE | FALSE | TRUE | TRUE | FALSE | FALSE | FALSE | FALSE | FALSE | Info Not Available
PG&E GBA | Vineyard | 0 | 0 | 0 | 0 | 0 | 0 | 0 | Vineyard | 230 | 1500 | FALSE | FALSE | FALSE | TRUE | FALSE | FALSE | FALSE | FALSE | FALSE | FALSE | FALSE | TRUE | TRUE | FALSE | FALSE | FALSE | FALSE | FALSE | Info Not Available
SCE Eastern | Vista (SCE) | 0 | 0 | 0 | 300 | 0 | 300 | 0 | Vista (SCE) | 230 | 1500 | FALSE | FALSE | FALSE | TRUE | FALSE | FALSE | FALSE | FALSE | FALSE | FALSE | FALSE | TRUE | TRUE | FALSE | FALSE | FALSE | FALSE | FALSE | Info Not Available
EOP | Vista (VEA) | 0 | 0 | 0 | 0 | 0 | 0 | 0 | Vista (VEA) | 138 | 100 | FALSE | FALSE | FALSE | TRUE | FALSE | FALSE | FALSE | FALSE | FALSE | FALSE | FALSE | FALSE | TRUE | FALSE | FALSE | FALSE | FALSE | FALSE | Info Not Available
EOP | Vista (VEA) | 0 | 0 | 0 | 0 | 0 | 0 | 0 | Vista (VEA) | 230 | 1500 | FALSE | FALSE | FALSE | TRUE | FALSE | FALSE | FALSE | FALSE | FALSE | FALSE | FALSE | FALSE | TRUE | FALSE | FALSE | FALSE | FALSE | FALSE | Info Not Available
PG&E FRESNO | Wahtoke | 0 | 0 | 0 | 0 | 0 | 0 | 0 | Wahtoke | 115 | 100 | FALSE | FALSE | FALSE | TRUE | FALSE | FALSE | FALSE | FALSE | FALSE | FALSE | FALSE | TRUE | TRUE | FALSE | FALSE | FALSE | FALSE | FALSE | Info Not Available
SCE Northern | Wakefield | 0 | 0 | 0 | 200 | 0 | 200 | 0 | Wakefield | 66 | 0 | FALSE | FALSE | FALSE | TRUE | FALSE | FALSE | FALSE | FALSE | FALSE | FALSE | FALSE | TRUE | TRUE | FALSE | FALSE | FALSE | FALSE | FALSE | Info Not Available
SCE Metro | Walnut | 0 | 0 | 0 | 0 | 0 | 0 | 0 | Walnut | 230 | 1500 | FALSE | FALSE | FALSE | TRUE | FALSE | FALSE | FALSE | FALSE | FALSE | FALSE | FALSE | TRUE | TRUE | FALSE | FALSE | FALSE | FALSE | FALSE | Info Not Available
SCE Northern | Warne | 0 | 0 | 0 | 0 | 0 | 0 | 0 | Warne | 230 | 1500 | FALSE | FALSE | FALSE | TRUE | FALSE | FALSE | FALSE | FALSE | FALSE | FALSE | FALSE | TRUE | TRUE | FALSE | FALSE | FALSE | FALSE | FALSE | Info Not Available
PG&E GBA | Warnerville | 0 | 0 | 0 | 0 | 0 | 0 | 0 | Warnerville | 230 | 1500 | FALSE | FALSE | FALSE | TRUE | FALSE | FALSE | FALSE | FALSE | FALSE | FALSE | FALSE | TRUE | TRUE | FALSE | FALSE | FALSE | FALSE | FALSE | Info Not Available
PG&E FRESNO | Waukena | 0 | 0 | 0 | 0 | 0 | 0 | 0 | Waukena | 115 | 100 | FALSE | FALSE | FALSE | TRUE | FALSE | FALSE | FALSE | FALSE | FALSE | FALSE | FALSE | TRUE | TRUE | FALSE | FALSE | FALSE | FALSE | FALSE | Info Not Available
PG&E GBA | Weber | 0 | 0 | 0 | 0 | 0 | 0 | 0 | Weber | 230 | 1500 | FALSE | FALSE | FALSE | TRUE | FALSE | FALSE | FALSE | FALSE | FALSE | FALSE | FALSE | TRUE | TRUE | FALSE | FALSE | FALSE | FALSE | FALSE | Info Not Available
PG&E GBA | Weber | 0 | 0 | 0 | 0 | 0 | 0 | 0 | Weber | 60 | 0 | TRUE | FALSE | FALSE | TRUE | FALSE | FALSE | FALSE | FALSE | FALSE | FALSE | FALSE | TRUE | FALSE | FALSE | TRUE | FALSE | FALSE | FALSE | New Substation | 3
PG&E FRESNO | West Fresno | 0 | 0 | 0 | 0 | 0 | 0 | 0 | West Fresno | 115 | 100 | FALSE | FALSE | FALSE | TRUE | FALSE | FALSE | FALSE | FALSE | FALSE | FALSE | FALSE | TRUE | TRUE | FALSE | FALSE | FALSE | FALSE | FALSE | Info Not Available
PG&E FRESNO | Westley | 0 | 0 | 0 | 0 | 0 | 0 | 0 | Westley | 230 | 1500 | FALSE | FALSE | FALSE | TRUE | FALSE | FALSE | FALSE | FALSE | FALSE | FALSE | FALSE | TRUE | TRUE | FALSE | FALSE | FALSE | FALSE | FALSE | Info Not Available
PG&E KERN | Westpark | 0 | 0 | 0 | 0 | 0 | 0 | 0 | Westpark | 115 | 100 | FALSE | FALSE | FALSE | TRUE | FALSE | FALSE | FALSE | FALSE | FALSE | FALSE | FALSE | TRUE | TRUE | FALSE | FALSE | FALSE | FALSE | FALSE | Info Not Available
PG&E KERN | Wheeler Ridge | 0 | 0 | 0 | 500 | 0 | 500 | 0 | Wheeler Ridge | 230 | 1500 | TRUE | TRUE | TRUE | FALSE | FALSE | FALSE | FALSE | FALSE | FALSE | TRUE | FALSE | FALSE | FALSE | FALSE | FALSE | FALSE | FALSE | TRUE | Low | 1
PG&E KERN | Wheeler Ridge | 0 | 0 | 0 | 0 | 0 | 0 | 0 | Wheeler Ridge | 115 | 100 | TRUE | FALSE | FALSE | TRUE | FALSE | FALSE | FALSE | FALSE | FALSE | FALSE | FALSE | TRUE | FALSE | FALSE | TRUE | FALSE | FALSE | FALSE | New Substation | 3
PG&E KERN | Wheeler Ridge | 0 | 0 | 0 | 0 | 0 | 0 | 0 | Wheeler Ridge | 70 | 0 | FALSE | FALSE | FALSE | TRUE | FALSE | FALSE | FALSE | FALSE | FALSE | FALSE | FALSE | TRUE | TRUE | FALSE | FALSE | FALSE | FALSE | FALSE | Info Not Available
SCE Northern | Whirlwind | 0 | 0 | 0 | 1356 | 0 | 1356 | 0 | Whirlwind | 230 | 1500 | TRUE | FALSE | FALSE | TRUE | FALSE | FALSE | FALSE | TRUE | FALSE | FALSE | TRUE | TRUE | FALSE | TRUE | TRUE | FALSE | FALSE | FALSE | Short Circuit Duty Limit | 5
SCE Northern | Whirlwind | 0 | 0 | 0 | 1247 | 0 | 1247 | 0 | Whirlwind | 500 | 3000 | TRUE | FALSE | FALSE | TRUE | FALSE | FALSE | FALSE | TRUE | FALSE | FALSE | FALSE | TRUE | FALSE | FALSE | TRUE | FALSE | FALSE | FALSE | New Substation | 5
PG&E GBA | Whisman | 0 | 0 | 0 | 0 | 0 | 0 | 0 | Whisman | 115 | 100 | FALSE | FALSE | FALSE | TRUE | FALSE | FALSE | FALSE | FALSE | FALSE | FALSE | FALSE | TRUE | TRUE | FALSE | FALSE | FALSE | FALSE | FALSE | Info Not Available
SCE Eastern | Wildlife | 0 | 0 | 0 | 0 | 0 | 0 | 0 | Wildlife | 230 | 1500 | FALSE | FALSE | FALSE | TRUE | FALSE | FALSE | FALSE | FALSE | FALSE | FALSE | FALSE | TRUE | TRUE | FALSE | FALSE | FALSE | FALSE | FALSE | Info Not Available
PG&E FRESNO | Wilson | 0 | 0 | 0 | 0 | 0 | 0 | 0 | Wilson | 115 | 100 | TRUE | FALSE | FALSE | TRUE | FALSE | FALSE | FALSE | FALSE | FALSE | FALSE | TRUE | TRUE | FALSE | TRUE | TRUE | FALSE | FALSE | FALSE | Short Circuit Duty Limit | 4
PG&E FRESNO | Wilson | 0 | 0 | 0 | 0 | 0 | 0 | 0 | Wilson | 230 | 1500 | FALSE | FALSE | FALSE | TRUE | FALSE | FALSE | FALSE | FALSE | FALSE | FALSE | FALSE | TRUE | TRUE | FALSE | FALSE | FALSE | FALSE | FALSE | Info Not Available
SCE Northern | Windhub | 0 | 0 | 0 | 0 | 0 | 0 | 0 | Windhub | 230 | 1500 | TRUE | FALSE | FALSE | TRUE | FALSE | FALSE | FALSE | TRUE | FALSE | FALSE | FALSE | TRUE | FALSE | FALSE | TRUE | FALSE | FALSE | FALSE | New Substation | 4
SCE Northern | Windhub | 0 | 0 | 0 | 0 | 0 | 0 | 0 | Windhub | 500 | 3000 | TRUE | FALSE | FALSE | TRUE | FALSE | FALSE | FALSE | TRUE | FALSE | FALSE | FALSE | TRUE | FALSE | FALSE | TRUE | FALSE | FALSE | FALSE | New Substation | 5
PG&E GBA | Windmaster | 0 | 0 | 0 | 0 | 0 | 0 | 0 | Windmaster | 230 | 1500 | FALSE | FALSE | FALSE | TRUE | FALSE | FALSE | FALSE | FALSE | FALSE | FALSE | FALSE | TRUE | TRUE | FALSE | FALSE | FALSE | FALSE | FALSE | Info Not Available
PG&E NGBA | Windsor | 0 | 0 | 0 | 0 | 0 | 0 | 0 | Windsor | 60 | 0 | FALSE | FALSE | FALSE | TRUE | FALSE | FALSE | FALSE | FALSE | FALSE | FALSE | FALSE | TRUE | TRUE | FALSE | FALSE | FALSE | FALSE | FALSE | Info Not Available
PG&E NGBA | Woodland | 0 | 0 | 0 | 0 | 0 | 0 | 0 | Woodland | 115 | 100 | FALSE | FALSE | FALSE | TRUE | FALSE | FALSE | FALSE | FALSE | FALSE | FALSE | FALSE | TRUE | TRUE | FALSE | FALSE | FALSE | FALSE | FALSE | Info Not Available
PG&E FRESNO | Woodward | 0 | 0 | 0 | 0 | 0 | 0 | 0 | Woodward | 115 | 100 | FALSE | FALSE | FALSE | TRUE | FALSE | FALSE | FALSE | FALSE | FALSE | FALSE | FALSE | TRUE | TRUE | FALSE | FALSE | FALSE | FALSE | FALSE | Info Not Available
PG&E NGBA | Wyandotte | 0 | 0 | 0 | 0 | 0 | 0 | 0 | Wyandotte | 115 | 100 | FALSE | FALSE | FALSE | TRUE | FALSE | FALSE | FALSE | FALSE | FALSE | FALSE | FALSE | TRUE | TRUE | FALSE | FALSE | FALSE | FALSE | FALSE | Info Not Available

## LandUse_Env_Criteria_README
3. Land-use implications and feasibility & 4. Environmental (conservation and biological) impact factors
Criteria Purpose | Resources allocated should not exceed available land area to accommodate the resources within the viable distance of the substation and should limit the potential implications, i.e., potential impacts to or conflicts with existing and future land use applications. Mapping will prioritize areas of lower potential land-use implications and higher feasibility for resource development, while seeking to limit locating resources to areas of high potential implications and likely more difficult development potential.
Criteria Application | 3. & 4. Criteria datasets are applied to mapped utility-scale solar, onshore in-CAISO & in-state wind, and in-state geothermal. Note the parcelization, CEC Cropland, and overdrafted groundwater datasets analysis are only applied to utility-scale solar. For out-of-state resources but in-CAISO, only the WECC environmental and land-use screen is applied. Out-of-CAISO resources are included at their CAISO intertie point but land-use analysis is currently not applied. For resources mapped to Baja California, Mexico, staff also have not applied any land-use analysis.
Distance from Sub | Land-use implications and environmental impacts analysis for onshore wind and solar is done for the resource potential around substations within a series of distances. For solar the analysis currently includes 5, 10, 15, and 20 mile analysis. For on-shore wind analysis includes 10, 15, and 20 mile analysis with select substations also having 30 mile analysis where alternative substations are more than 30 miles away.
In-State Geothermal & PSH Analysis | Land-use and environmental criteria analysis is applied to geothermal and PSH resources mapped to Californian locations. While analysis for onshore wind and solar are calculated based on amounts mapped to substations, for geothermal the analysis is centered on the identified geothermal area.
Including Resources in Baseline not yet Online | The IRP baseline includes resources contracted by LSEs that are not yet online and not yet constructed. Because they are in the baseline, these resources are not included in the mapped portfolio amounts. Environmental and land-use analysis includes work that excludes the footprints of existing solar and wind resource projects from the resource potential to ensure that the portfolio resources are not mapped based on resource potential areas occupied by existing projects. Staff use the USGS USWTDB for existing wind projects and the CEC’s existing solar footprint analysis for solar. Since the baseline resource still in-development, with online dates later than that, will not be captured in the existing footprint data, staff are adding the MW amounts of these baseline resources at their interconnection locations to account for their utilization of land as well. These values are shown in “LandUse_Env_Summary_2036” and “_2041” tabs.
Excluding Already Online Resources in Portfolio And Likely Repowers | Similarly, the portfolio includes in-development resources not in the IRP baseline that have already come online. If these came online before 9/1/24, it is likely that these resource footprints are already captured in the existing resource footprint analysis. Staff, therefore, subtract the MWs of these projects from the total mapped portfolio amounts for this land-use and environmental analysis. Additionally, some of the mapped resources align with identified or likely (based on commercial development interest data) repower projects which utilize existing footprint land. The MW attributed to these potential projects are also subtracted from the MW amount used for analysis.
Resource Density | Staff assume a 10 acres/MW density assumption for utility scale solar, a 40 acres/MW density for on-shore in-CAISO wind, and a 5 acres/MW density for geothermal.
Onshore In-state Wind Resource Potential Spatial Attributes | For mapping analysis, staff have used 6.5 m/s derived from Global Wind Atlas Annual Mean Wind Spin to identify the base wind resource potential to which the land-use and environmental analysis is applied. Staff are not changing any of the environmental, land-use, or protected layer exclusions criteria or application.
Tabs for Analysis
LandUse_Env_SubSummary_2036 |  | Summary of the criteria alignment for mapped solar, wind, and geothermal resources in the 2036 portfolio
LandUse_Env_SubSummary_2041 |  | Summary of the criteria alignment for mapped solar, wind, and geothermal resources in the 2041 portfolio
Land_EnvAnalysis_Solar_2036 |  | Land-use and environmental criteria analysis for in-state mapped solar resources in the 2036 portfolio
Land_OOS_Analysis_Solar_2036 |  | Land-use criteria analysis of out-of-state in-CAISO solar resources in the 2036 portfolio
Land_EnvAnalysis_Wind_2036 |  | Land-use and environmental criteria analysis for in-state mapped onshore wind resources in the 2036 portfolio
Land_OOS_Analysis_Wind_2036 |  | Land-use criteria analysis of out-of-state in-CAISO wind resources in the 2036 portfolio
Land_EnvAnalysis_Solar_2041 |  | Land-use and environmental criteria analysis for in-state mapped solar resources in the 2041 portfolio
Land_OOS_Analysis_Solar_2041 |  | Land-use criteria analysis of out-of-state in-CAISO solar resources in the 2041 portfolio
Land_EnvAnalysis_Wind_2041 |  | Land-use and environmental criteria analysis for in-state mapped onshore wind resources in the 2041 portfolio
Land_OOS_Analysis_Wind_2041 |  | Land-use criteria analysis of out-of-state in-CAISO wind resources in the 2041 portfolio
Land_EnvAnalysis_Geo |  | Land-use and environmental criteria analysis for in-state mapped geothermal for the 2036 and 2041 portfolios
Land_EnvPSH |  | Land-use and environmental criteria analysis for in-state mapped Pumped storage for the 2036 and 2041 portfolios
LandEnv_Solar_Data_5mi |  | CEC developed land-use and environmental data for solar resources within 5 mile radius of substations
LandEnv_Solar_Data_10mi |  | CEC developed land-use and environmental data for solar resources within 10 mile radius of substations
LandEnv_Solar_Data_15mi |  | CEC developed land-use and environmental data for solar resources within 15 mile radius of substations
LandEnv_Solar_Data_20mi |  | CEC developed land-use and environmental data for solar resources within 20 mile radius of substations
LandEnv_Wind_Data_10mi |  | CEC developed land-use and environmental data for onshore wind resources within 10 mile radius of substations
LandEnv_Wind_Data_15mi |  | CEC developed land-use and environmental data for onshore wind resources within 15 mile radius of substations
LandEnv_Wind_Data_20mi |  | CEC developed land-use and environmental data for onshore wind resources within 20 mile radius of substations
LandEnv_Wind_Data_30mi |  | CEC developed land-use and environmental data for onshore wind resources within 30 mile radius of substations
LandEnvData_SolarWind_OOS |  | Onshore wind and solar land-use data for all radii for CAISO substations out-of-state
LandEnvData_Geo |  | CEC developed land-use and environmental data for known geothermal areas
EnvScreens_Reconciliation |  | Summary of resources that need to be reconciled between the IRP baseline and the land-use baseline

## LandUse-Env_Summary_byArea
The tables below summarize the mapping of the 2041 portfolio resulting alignment with land-use feasibility and environmental conservation and biological implications criteria for solar, wind, and geothermal resources.
[20 empty] | ACE Connectivity Criteria Alignment | ACE Biodiversity Criteria Alignment | ACE Irreplaceability Criteria Alignment | All ACE Criteria Alignment | Intactness Criteria Alignment | Wetlands Criteria Alignment
| 2041 Portfolio Mapping | Core Land-use Screen Criteria Alignment |  |  |  | Parcelization Criteria Alignment - Highest Flag |  |  |  | Cropland Index Criteria Alignment - Highest Flag |  |  |  | Overdrafted Groundwater Basin |  | Fire Threat Criteria Alignment - Highest Flag |  |  |  | ACE Connectivity Criteria Alignment - Highest Flag |  |  |  | ACE Biodiversity Criteria Alignment - Highest Flag |  |  |  | ACE Irreplaceability Criteria Alignment - Highest Flag |  |  |  | All ACE Criteria Alignment - Highest Flag |  |  |  | Intactness Criteria Alignment - Highest Flag |  |  |  | Wetlands Criteria Alignment - Highest Flag
| Solar | 1 or 2 | 3 | 4 | 5 | 1 or 2 | 3 | 4 | 5 | 1 or 2 | 3 | 4 | 5 | In | Out | 1 or 2 | 3 | 4 | 5 | 1 or 2 | 3 | 4 | 5 | 1 or 2 | 3 | 4 | 5 | 1 or 2 | 3 | 4 | 5 | 1 or 2 | 3 | 4 | 5 | 1 or 2 | 3 | 4 | 5 | 1 or 2 | 3 | 4 | 5
| PG&E North of Greater Bay Study Area | 1482.3 | 0 | 0 | 0 | 982.3 | 500 | 0 | 0 | 1382.3 | 100 | 0 | 0 | 0 | 1482.3 | 1482.3 | 0 | 0 | 0 | 1269.3 | 213 | 0 | 0 | 1482.3 | 0 | 0 | 0 | 1482.3 | 0 | 0 | 0 | 1069.3 | 213 | 200 | 0 | 1482.3 | 0 | 0 | 0 | 1482.3 | 0 | 0 | 0 | PG&E NGBA
| PG&E Greater Bay Study Area | 2613.5 | 380 | 1394 | 200 | 4193.5 | 194 | 0 | 200 | 3093.5 | 1100 | 394 | 0 | 1679 | 2908.5 | 2362.5 | 1945 | 0 | 280 | 4381.5 | 206 | 0 | 0 | 4387.5 | 200 | 0 | 0 | 4199.5 | 188 | 200 | 0 | 3993.5 | 200 | 394 | 0 | 4587.5 | 0 | 0 | 0 | 4587.5 | 0 | 0 | 0 | PG&E GBA
| PG&E Fresno Study Area | 6402 | 534 | 1969.6 | 0 | 6936 | 1969.6 | 0 | 0 | 6936 | 1969.6 | 0 | 0 | 8905.6 | 0 | 7139.6 | 1766 | 0 | 0 | 8905.6 | 0 | 0 | 0 | 8905.6 | 0 | 0 | 0 | 8905.6 | 0 | 0 | 0 | 8905.6 | 0 | 0 | 0 | 8905.6 | 0 | 0 | 0 | 8905.6 | 0 | 0 | 0 | PG&E FRESNO
| PG&E Kern Study Area | 2838.45 | 3924 | 1900 | 1710 | 8662.45 | 1710 | 0 | 0 | 6978.45 | 1684 | 0 | 1710 | 8567.2 | 1805.25 | 8462.45 | 200 | 0 | 1710 | 8462.45 | 200 | 1710 | 0 | 10372.45 | 0 | 0 | 0 | 8662.45 | 1710 | 0 | 0 | 6783.2 | 1879.25 | 0 | 1710 | 8662.45 | 0 | 1710 | 0 | 10372.45 | 0 | 0 | 0 | PG&E KERN
| SCE Northern Area | 7023.65 | 805 | 2450 | 0 | 3010.65 | 0 | 0 | 7268 | 7828.65 | 0 | 200 | 2250 | 350 | 9928.65 | 5635 | 3743.65 | 0 | 900 | 10278.65 | 0 | 0 | 0 | 8228.65 | 2050 | 0 | 0 | 8228.65 | 2050 | 0 | 0 | 8028.65 | 200 | 2050 | 0 | 8228.65 | 2050 | 0 | 0 | 10278.65 | 0 | 0 | 0 | SCE Northern
| SCE Metro Study Area | 0 | 0 | 0 | 382 | 0 | 0 | 0 | 382 | 382 | 0 | 0 | 0 | 0 | 382 | 382 | 0 | 0 | 0 | 0 | 382 | 0 | 0 | 0 | 382 | 0 | 0 | 0 | 0 | 0 | 382 | 0 | 0 | 0 | 382 | 0 | 382 | 0 | 0 | 0 | 382 | 0 | 0 | SCE Metro
| SCE North of Lugo Study Area | 815.8 | 0 | 491 | 0 | 382 | 459.8 | 0 | 465 | 1306.8 | 0 | 0 | 0 | 31.8 | 1275 | 1141.8 | 165 | 0 | 0 | 1032.8 | 0 | 274 | 0 | 924.8 | 382 | 0 | 0 | 1089.8 | 0 | 217 | 0 | 650.8 | 165 | 217 | 274 | 1306.8 | 0 | 0 | 0 | 1306.8 | 0 | 0 | 0 | SCE NOL
| East of Pisgah Study Area | 1510 | 0 | 300 | 0 | 0 | 0 | 0 | 0 | 0 | 0 | 0 | 0 | 0 | 2111.2 | 0 | 0 | 0 | 0 | 0 | 0 | 0 | 0 | 0 | 0 | 0 | 0 | 0 | 0 | 0 | 0 | 0 | 0 | 0 | 0 | 0 | 0 | 0 | 0 | 0 | 0 | 0 | 0 | EOP
| SCE Eastern Study Area | 5740 | 1200 | 775 | 4719 | 1835 | 300 | 0 | 5919 | 460 | 2100 | 1075 | 4419 | 0 | 12434 | 2135 | 0 | 0 | 5919 | 3635 | 0 | 0 | 4419 | 3335 | 300 | 0 | 4419 | 2135 | 1200 | 300 | 4419 | 2135 | 1200 | 0 | 4719 | 3635 | 0 | 0 | 4419 | 3635 | 0 | 0 | 4419 | SCE Eastern
| SDG&E Study Area | 294 | 0 | 1600 | 14025 | 1394 | 500 | 0 | 607 | 394 | 0 | 0 | 2107 | 0 | 15919 | 2307 | 0 | 0 | 194 | 1894 | 607 | 0 | 0 | 1894 | 0 | 607 | 0 | 1794 | 0 | 707 | 0 | 1700 | 94 | 707 | 0 | 1894 | 607 | 0 | 0 | 1894 | 607 | 0 | 0 | SDGE
| Total: | 28719.7 | 6843 | 10879.6 | 21036 | 27395.9 | 5633.4 | 0 | 14841 | 28761.7 | 6953.6 | 1669 | 10486 | 19533.6 | 48245.9 | 31047.65 | 7819.65 | 0 | 9003 | 39859.3 | 1608 | 1984 | 4419 | 39530.3 | 3314 | 607 | 4419 | 36497.3 | 5148 | 1424 | 4801 | 33266.05 | 3951.25 | 3568 | 7085 | 38702.3 | 3039 | 1710 | 4419 | 42462.3 | 989 | 0 | 4419
Analysis with 6.5 m/s derived from Global Wind Atlas Annual Mean Wind Spin. | 2041 Portfolio Mapping | Core Land-use Screen Criteria Alignment |  |  |  | Fire Threat Criteria Alignment - Highest Flag |  |  |  | ACE Connectivity Criteria Alignment - Highest Flag |  |  |  | ACE Biodiversity Criteria Alignment - Highest Flag |  |  |  | ACE Irreplaceability Criteria Alignment - Highest Flag |  |  |  | All ACE Criteria Alignment - Highest Flag |  |  |  | Intactness Criteria Alignment - Highest Flag |  |  |  | Wetlands Criteria Alignment - Highest Flag | [14 empty] | Initial 2040 Portfolio Mapping | Core Land-use Screen Criteria Alignment |  |  |  | Fire Threat Criteria Alignment - Highest Flag |  |  |  | ACE Connectivity Criteria Alignment - Highest Flag |  |  |  | ACE Biodiversity Criteria Alignment - Highest Flag |  |  |  | ACE Irreplaceability Criteria Alignment - Highest Flag |  |  |  | All ACE Criteria Alignment - Highest Flag |  |  |  | Intactness Criteria Alignment - Highest Flag |  |  |  | Wetlands Criteria Alignment - Highest Flag
| Onshore Wind | 1 or 2 | 3 | 4 | 5 | 1 or 2 | 3 | 4 | 5 | 1 or 2 | 3 | 4 | 5 | 1 or 2 | 3 | 4 | 5 | 1 or 2 | 3 | 4 | 5 | 1 or 2 | 3 | 4 | 5 | 1 or 2 | 3 | 4 | 5 | 1 or 2 | 3 | 4 | 5 | [11 empty] | Onshore Wind | 1 or 2 | 3 | 4 | 5 | 1 or 2 | 3 | 4 | 5 | 1 or 2 | 3 | 4 | 5 | 1 or 2 | 3 | 4 | 5 | 1 or 2 | 3 | 4 | 5 | 1 or 2 | 3 | 4 | 5 | 1 or 2 | 3 | 4 | 5 | 1 or 2 | 3 | 4 | 5
| PG&E North of Greater Bay Study Area | 70 | 100 | 1580 | 0 | 532 | 70 | 0 | 1148 | 1750 | 0 | 0 | 0 | 1750 | 0 | 0 | 0 | 1750 | 0 | 0 | 0 | 1750 | 0 | 0 | 0 | 290 | 1012 | 448 | 0 | 1750 | 0 | 0 | 0 | [10 empty] | PG&E NGBA | PG&E North of Greater Bay | 858.5 | 0 | 944.2 | 0 | 465.5 | 0 | 0 | 1337.2 | 1689.7 | 113 | 0 | 0 | 1802.7 | 0 | 0 | 0 | 1671.5 | 131.2 | 0 | 0 | 1558.5 | 0 | 0 | 244.2 | 746.7 | 1056 | 0 | 0 | 1802.7 | 0 | 0 | 0
| PG&E Greater Bay Study Area | 100 | 0 | 150 | 0 | 0 | 0 | 150 | 100 | 100 | 150 | 0 | 0 | 250 | 0 | 0 | 0 | 100 | 150 | 0 | 0 | 100 | 150 | 0 | 0 | 100 | 150 | 0 | 0 | 250 | 0 | 0 | 0 | [10 empty] | PG&E GBA | PG&E Greater Bay | 109.45 | 0 | 551 | 0 | 660.45 | 0 | 0 | 0 | 660.45 | 0 | 0 | 0 | 660.45 | 0 | 0 | 0 | 660.45 | 0 | 0 | 0 | 660.45 | 0 | 0 | 0 | 660.45 | 0 | 0 | 0 | 660.45 | 0 | 0 | 0
| PG&E Fresno Study Area | 0 | 0 | 0 | 69.3 | 0 | 0 | 0 | 69.3 | 0 | 0 | 0 | 69.3 | 69.3 | 0 | 0 | 0 | 69.3 | 0 | 0 | 0 | 0 | 0 | 0 | 69.3 | 0 | 0 | 0 | 69.3 | 69.3 | 0 | 0 | 0 | [10 empty] | PG&E FRESNO | PG&E Fresno | 500 | 0 | 0 | 0 | 500 | 0 | 0 | 0 | 390 | 110 | 0 | 0 | 500 | 0 | 0 | 0 | 500 | 0 | 0 | 0 | 390 | 110 | 0 | 0 | 500 | 0 | 0 | 0 | 500 | 0 | 0 | 0
| PG&E Kern Study Area | 0 | 0 | 0 | 95.25 | 0 | 0 | 0 | 95.25 | 0 | 95.25 | 0 | 0 | 95.25 | 0 | 0 | 0 | 95.25 | 0 | 0 | 0 | 0 | 0 | 95.25 | 0 | 95.25 | 0 | 0 | 0 | 95.25 | 0 | 0 | 0 | [10 empty] | PG&E KERN | PG&E Kern | 113.07 | 0 | 91.2 | 0 | 0 | 0 | 0 | 204.27 | 204.27 | 0 | 0 | 0 | 204.27 | 0 | 0 | 0 | 204.27 | 0 | 0 | 0 | 113.07 | 91.2 | 0 | 0 | 204.27 | 0 | 0 | 0 | 204.27 | 0 | 0 | 0
| SCE Northern Area | 82.65 | 0 | 0 | 0 | 82.65 | 0 | 0 | 0 | 82.65 | 0 | 0 | 0 | 82.65 | 0 | 0 | 0 | 82.65 | 0 | 0 | 0 | 0 | 82.65 | 0 | 0 | 82.65 | 0 | 0 | 0 | 82.65 | 0 | 0 | 0 | [10 empty] | SCE Northern | SCE Northern Area | 500 | 0 | 174 | 0 | 474 | 0 | 0 | 200 | 674 | 0 | 0 | 0 | 674 | 0 | 0 | 0 | 674 | 0 | 0 | 0 | 500 | 174 | 0 | 0 | 674 | 0 | 0 | 0 | 674 | 0 | 0 | 0
| SCE Metro Study Area | 0 | 0 | 0 | 0 | 0 | 0 | 0 | 0 | 0 | 0 | 0 | 0 | 0 | 0 | 0 | 0 | 0 | 0 | 0 | 0 | 0 | 0 | 0 | 0 | 0 | 0 | 0 | 0 | 0 | 0 | 0 | 0 | [10 empty] | SCE Metro | SCE Metro | 0 | 0 | 0 | 0 | 0 | 0 | 0 | 0 | 0 | 0 | 0 | 0 | 0 | 0 | 0 | 0 | 0 | 0 | 0 | 0 | 0 | 0 | 0 | 0 | 0 | 0 | 0 | 0 | 0 | 0 | 0 | 0
| SCE North of Lugo Study Area | 0 | 0 | 0 | 0 | 0 | 0 | 0 | 0 | 0 | 0 | 0 | 0 | 0 | 0 | 0 | 0 | 0 | 0 | 0 | 0 | 0 | 0 | 0 | 0 | 0 | 0 | 0 | 0 | 0 | 0 | 0 | 0 | [10 empty] | SCE NOL | SCE North of Lugo | 362.18 | 0 | 0 | 0 | 362.18 | 0 | 0 | 0 | 362.18 | 0 | 0 | 0 | 362.18 | 0 | 0 | 0 | 362.18 | 0 | 0 | 0 | 362.18 | 0 | 0 | 0 | 362.18 | 0 | 0 | 0 | 362.18 | 0 | 0 | 0
| East of Pisgah Study Area | 0 | 250 | 0 | 0 | 0 | 0 | 0 | 0 | 0 | 0 | 0 | 0 | 0 | 0 | 0 | 0 | 0 | 0 | 0 | 0 | 0 | 0 | 0 | 0 | 0 | 0 | 0 | 0 | 0 | 0 | 0 | 0 | [10 empty] | EOP | East of Pisgah | 1228.5 | 0 | 0 | 0 | 0 | 0 | 0 | 0 | 0 | 0 | 0 | 0 | 0 | 0 | 0 | 0 | 0 | 0 | 0 | 0 | 0 | 0 | 0 | 0 | 0 | 0 | 0 | 0 | 0 | 0 | 0 | 0
| SCE Eastern Study Area | 0 | 0 | 0 | 0 | 0 | 0 | 0 | 0 | 0 | 0 | 0 | 0 | 0 | 0 | 0 | 0 | 0 | 0 | 0 | 0 | 0 | 0 | 0 | 0 | 0 | 0 | 0 | 0 | 0 | 0 | 0 | 0 | [10 empty] | SCE Eastern | SCE Eastern | 0 | 234.5 | 0 | 0 | 0 | 0 | 0 | 234.5 | 234.5 | 0 | 0 | 0 | 234.5 | 0 | 0 | 0 | 234.5 | 0 | 0 | 0 | 234.5 | 0 | 0 | 0 | 234.5 | 0 | 0 | 0 | 234.5 | 0 | 0 | 0
| SDG&E Study Area | 0 | 180 | 0 | 0 | 0 | 0 | 0 | 180 | 180 | 0 | 0 | 0 | 180 | 0 | 0 | 0 | 180 | 0 | 0 | 0 | 180 | 0 | 0 | 0 | 180 | 0 | 0 | 0 | 180 | 0 | 0 | 0 | [10 empty] | SDGE | SDG&E | 63.3 | 0 | 400 | 0 | 0 | 0 | 0 | 463.3 | 463.3 | 0 | 0 | 0 | 463.3 | 0 | 0 | 0 | 463.3 | 0 | 0 | 0 | 463.3 | 0 | 0 | 0 | 463.3 | 0 | 0 | 0 | 463.3 | 0 | 0 | 0
| Total: | 252.65 | 530 | 1730 | 164.55 | 614.65 | 70 | 150 | 1592.55 | 2112.65 | 245.25 | 0 | 69.3 | 2427.2 | 0 | 0 | 0 | 2277.2 | 150 | 0 | 0 | 2030 | 232.65 | 95.25 | 69.3 | 747.9 | 1162 | 448 | 69.3 | 2427.2 | 0 | 0 | 0 | [11 empty] | Total: | 3735 | 234.5 | 2160.4 | 0 | 2462.13 | 0 | 0 | 2439.27 | 4678.4 | 223 | 0 | 0 | 4901.4 | 0 | 0 | 0 | 4770.2 | 131.2 | 0 | 0 | 4282 | 375.2 | 0 | 244.2 | 3845.4 | 1056 | 0 | 0 | 4901.4 | 0 | 0 | 0
| 2041 Portfolio Mapping | Core Land-use Screen Criteria Alignment 1 or 2: Core Land-use Screen Criteria Alignment; Fire Threat Criteria Alignment - Highest Flag 1 or 2: Fire Threat Criteria Alignment - Highest Flag; ACE Connectivity Criteria Alignment - Highest Flag 1 or 2: ACE Connectivity Criteria Alignment - Highest Flag; ACE Biodiversity Criteria Alignment - Highest Flag 1 or 2: ACE Biodiversity Criteria Alignment - Highest Flag; ACE Irreplaceability Criteria Alignment - Highest Flag 1 or 2: ACE Irreplaceability Criteria Alignment - Highest Flag; All ACE Criteria Alignment - Highest Flag 1 or 2: All ACE Criteria Alignment - Highest Flag; Intactness Criteria Alignment - Highest Flag 1 or 2: Intactness Criteria Alignment - Highest Flag; Wetlands Criteria Alignment - Highest Flag 1 or 2: Wetlands Criteria Alignment - Highest Flag
| Geothermal | 1 or 2 | 3 | 4 | 5 | 1 or 2 | 3 | 4 | 5 | 1 or 2 | 3 | 4 | 5 | 1 or 2 | 3 | 4 | 5 | 1 or 2 | 3 | 4 | 5 | 1 or 2 | 3 | 4 | 5 | 1 or 2 | 3 | 4 | 5 | 1 or 2 | 3 | 4 | 5
| Geysers | 378.2 | 0 | 0 | 0 | 0 | 0 | 0 | 378.2 | 378.2 | 0 | 0 | 0 | 378.2 | 0 | 0 | 0 | 378.2 | 0 | 0 | 0 | 0 | 378.2 | 0 | 0 | 378.2 | 0 | 0 | 0 | 378.2 | 0 | 0 | 0
| Mono - Long Valley | 0 | 0 | 0 | 0 | 0 | 0 | 0 | 0 | 0 | 0 | 0 | 0 | 0 | 0 | 0 | 0 | 0 | 0 | 0 | 0 | 0 | 0 | 0 | 0 | 0 | 0 | 0 | 0 | 0 | 0 | 0 | 0
| Salton Sea | 1347 | 0 | 0 | 0 | 1347 | 0 | 0 | 0 | 1347 | 0 | 0 | 0 | 1347 | 0 | 0 | 0 | 1347 | 0 | 0 | 0 | 1347 | 0 | 0 | 0 | 1347 | 0 | 0 | 0 | 1347 | 0 | 0 | 0
| East Brawley | 1000 | 0 | 0 | 0 | 1000 | 0 | 0 | 0 | 1000 | 0 | 0 | 0 | 1000 | 0 | 0 | 0 | 1000 | 0 | 0 | 0 | 1000 | 0 | 0 | 0 | 1000 | 0 | 0 | 0 | 1000 | 0 | 0 | 0
| Total (MW): | 2725.2 | 0 | 0 | 0 | 2347 | 0 | 0 | 378.2 | 2725.2 | 0 | 0 | 0 | 2725.2 | 0 | 0 | 0 | 2725.2 | 0 | 0 | 0 | 2347 | 378.2 | 0 | 0 | 2725.2 | 0 | 0 | 0 | 2725.2 | 0 | 0 | 0

## LandUse_Env_SubSummary_2036
This tab shows by substation the land-use and environmental criteria for the mapped solar, wind, and geothermal resources for the 2036 portfolio. The MWs mapped, the adjustments for baseline resources, online resources, and likely repower projects, the needed distance from substation for analysis, and the resulting criteria flags for the land-use and environmental impacts criteria are shown by substation and renewable resource type. The mapping info and results are shown for onshore wind in columns F through T, solar in columns V through AM, and geothermal in columns AO through BA.
[6 empty] | Onshore In-CAISO Wind | [14 empty] | Solar Analysis | [17 empty] | Geothermal
[6 empty] | Mapped Resources |  | Adjustments to Analysis |  |  | Analysis Amount | [9 empty] | Mapped Resources |  | Adjustments to Analysis |  |  | Analysis Amount | [12 empty] | Mapped Resources | Adjustments | Analysis Amount
[6 empty] | Wind | Wind | Exclude | Include | Exclude | Onshore Wind | Distance | [8 empty] | Solar | Solar | Exclude | Include | Exclude | Solar | Distance | [11 empty] | Geothermal | Include | Geothermal
CAISO Study Area | Substation | Voltage | Sub Name in Screens Analysis | In or <5 mi from Overdrafted Basin | Is OOS/out-of-CAISO | FCDS | EODS | In-Dev Res. Online & Captured in Land-use Exclusions | Baseline Resources not yet Constructed | Likely Repower (existing project footprints) | Total for Env/Land-Use Analysis | Distance from Substation | Core Screen Criteria Alignment Level | Fire Threat Criteria Alignment Level | ACE Connectivity Criteria Alignment | ACE Biodiversity Criteria Alignment | ACE Irreplaceability Criteria Alignment | All ACE Criteria Alignment | Intactness Criteria Alignment | Wetlands Criteria Alignment | FCDS | EODS | In-Dev Res. Online & Captured in Land-use Exclusions | Baseline Resources not yet Constructed | Likely Repower MWs | Total for Env/Land-Use Analysis | Distance from Substation | Core Screen Criteria Alignment Level | Parcelization Criteria Alignment Level | Cropland Index Criteria Alignment Level | Overdrafted Basin Criteria Alignment Level | Fire Threat Criteria Alignment Level | ACE Connectivity Criteria Alignment | ACE Biodiversity Criteria Alignment | ACE Irreplaceability Criteria Alignment | All ACE Criteria Alignment | Intactness Criteria Alignment | Wetlands Criteria Alignment | FCDS | Baseline Resources not yet constructed | Total for Env/Land-Use Analysis | Geothermal Field | Core Screen Criteria Alignment Level | Fire Threat Criteria Alignment Level | ACE Connectivity Criteria Alignment | ACE Biodiversity Criteria Alignment | ACE Irreplaceability Criteria Alignment | All ACE Criteria Alignment | Intactness Criteria Alignment | Wetlands Criteria Alignment
PG&E KERN | 7th Standard | 115 | 7th Standard | 1 |  | 0 | 0 | 0 | 0 |  | 0 |  | N/A | N/A | N/A | N/A | N/A | N/A | N/A | N/A | 0 | 90 | 0 | 0 |  | 90 | 10 | 1 | 2 | 2 | 1 | 1 | 1 | 1 | 1 | 1 | 1 | 1 | 0 | 0 | 0
SCE Metro | Alamitos | 230 | Alamitos | 2 |  | 0 | 0 | 0 | 0 |  | 0 |  | N/A | N/A | N/A | N/A | N/A | N/A | N/A | N/A | 0 | 0 | 0 | 0 |  | 0 | 10 | 1 | 1 | 1 | 2 | 1 | 1 | 1 | 3 | 3 | 1 | 1 | 0 | 0 | 0
SCE Eastern | Alberhill | 115 | Alberhill | 2 |  | 0 | 0 | 0 | 0 |  | 0 |  | N/A | N/A | N/A | N/A | N/A | N/A | N/A | N/A | 300 | 0 | 0 | 0 |  | 300 | 10 | 4 | 5 | 5 | 2 | 5 | 2 | 2 | 2 | 4 | 2 | 2 | 0 | 0 | 0
SCE Eastern | Alberhill | 500 | Alberhill | 2 |  | 0 | 0 | 0 | 0 |  | 0 |  | N/A | N/A | N/A | N/A | N/A | N/A | N/A | N/A | 435 | 0 | 0 | 0 |  | 435 | 10 | 4 | 5 | 5 | 2 | 5 | 2 | 2 | 2 | 4 | 2 | 2 | 0 | 0 | 0
PG&E GBA | Alhambra | 115 | Alhambra | 2 |  | 0 | 0 | 0 | 0 |  | 0 |  | N/A | N/A | N/A | N/A | N/A | N/A | N/A | N/A | 0 | 0 | 0 | 0 |  | 0 | 10 | 1 | 1 | 1 | 2 | 2 | 1 | 2 | 2 | 3 | 1 | 1 | 0 | 0 | 0
PG&E FRESNO | Alpaugh | 115 | Alpaugh | 1 |  | 0 | 0 | 0 | 0 |  | 0 | 10 | 1 | 1 | 1 | 1 | 1 | 1 | 1 | 1 | 0 | 0 | 0 | 0 |  | 0 | 10 | 1 | 1 | 1 | 1 | 1 | 1 | 1 | 1 | 1 | 1 | 1 | 0 | 0 | 0
SDGE | Alpine | 69 | Alpine | 2 |  | 0 | 0 | 0 | 0 |  | 0 |  | N/A | N/A | N/A | N/A | N/A | N/A | N/A | N/A | 0 | 0 | 0 | 0 |  | 0 | 10 | 1 | 1 | 1 | 2 | 5 | 1 | 1 | 2 | 3 | 2 | 1 | 0 | 0 | 0
PG&E GBA | Altamont Midway (Sandhill) | 230 | Altamont Midway (Sandhill) | 2 |  | 0 | 0 | 0 | 0 |  | 0 | 10 | 1 | 5 | 3 | 3 | 5 | 5 | 1 | 1 | 0 | 0 | 0 | 0 |  | 0 | 10 | 1 | 1 | 1 | 2 | 5 | 2 | 2 | 2 | 3 | 1 | 1 | 0 | 0 | 0
SCE Northern | Antelope | 66 | Antelope | 2 |  | 0 | 0 | 0 | 0 |  | 0 |  | N/A | N/A | N/A | N/A | N/A | N/A | N/A | N/A | 0 | 0 | 0 | 0 |  | 0 | 10 | 2 | 5 | 1 | 2 | 3 | 1 | 1 | 1 | 2 | 1 | 1 | 0 | 0 | 0
SCE Northern | Antelope | 230 | Antelope | 2 |  | 0 | 0 | 0 | 0 |  | 0 | 10 | 1 | 3 | 1 | 1 | 1 | 1 | 1 | 1 | 0 | 450 | 0 | 0 |  | 450 | 10 | 2 | 5 | 1 | 2 | 3 | 1 | 1 | 1 | 2 | 1 | 1 | 0 | 0 | 0
SCE Northern | Antelope | 500 | Antelope | 2 |  | 0 | 0 | 0 | 0 |  | 0 |  | N/A | N/A | N/A | N/A | N/A | N/A | N/A | N/A | 0 | 1000 | 0 | 0 |  | 1000 | 10 | 2 | 5 | 1 | 2 | 3 | 1 | 1 | 1 | 2 | 1 | 1 | 0 | 0 | 0
PG&E NGBA | Arcata | 60 | Arcata | 2 |  | 0 | 0 | 0 | 0 |  | 0 |  | N/A | N/A | N/A | N/A | N/A | N/A | N/A | N/A | 0 | 0 | 0 | 0 |  | 0 | 10 | 1 | 1 | 1 | 2 | 1 | 1 | 1 | 2 | 2 | 1 | 1 | 0 | 0 | 0
PG&E KERN | Arco | 230 | Arco | 1 |  | 0 | 0 | 0 | 0 |  | 0 |  | N/A | N/A | N/A | N/A | N/A | N/A | N/A | N/A | 1524 | 0 | 0 | 0 |  | 1524 | 10 | 3 | 2 | 3 | 1 | 2 | 2 | 1 | 1 | 3 | 1 | 1 | 0 | 0 | 0
PG&E KERN | Arco | 70 | Arco | 1 |  | 0 | 0 | 0 | 0 |  | 0 |  | N/A | N/A | N/A | N/A | N/A | N/A | N/A | N/A | 60 | 0 | 0 | 0 |  | 60 | 10 | 3 | 2 | 3 | 1 | 2 | 2 | 1 | 1 | 3 | 1 | 1 | 0 | 0 | 0
SCE Metro | ArcoGen | 230 | Arcogen | 2 |  | 0 | 0 | 0 | 0 |  | 0 |  | N/A | N/A | N/A | N/A | N/A | N/A | N/A | N/A | 0 | 0 | 0 | 0 |  | 0 | 10 | 1 | 1 | 1 | 2 | 1 | 1 | 1 | 2 | 2 | 1 | 1 | 0 | 0 | 0
SDGE | Artesian | 230 | Artesian | 2 |  | 0 | 0 | 0 | 0 |  | 0 |  | N/A | N/A | N/A | N/A | N/A | N/A | N/A | N/A | 0 | 0 | 0 | 0 |  | 0 | 10 | 1 | 1 | 1 | 2 | 5 | 2 | 2 | 1 | 3 | 1 | 1 | 0 | 0 | 0
SDGE | Artesian | 69 | Artesian | 2 |  | 0 | 0 | 0 | 0 |  | 0 |  | N/A | N/A | N/A | N/A | N/A | N/A | N/A | N/A | 0 | 0 | 0 | 0 |  | 0 | 10 | 1 | 1 | 1 | 2 | 5 | 2 | 2 | 1 | 3 | 1 | 1 | 0 | 0 | 0
PG&E FRESNO | Ashlan | 230 | Ashlan | 1 |  | 0 | 0 | 0 | 0 |  | 0 |  | N/A | N/A | N/A | N/A | N/A | N/A | N/A | N/A | 0 | 0 | 0 | 0 |  | 0 | 10 | 1 | 1 | 2 | 1 | 1 | 1 | 1 | 1 | 1 | 1 | 1 | 0 | 0 | 0
PG&E NGBA | Atlantic | 115 | Atlantic | 2 |  | 0 | 0 | 0 | 0 |  | 0 |  | N/A | N/A | N/A | N/A | N/A | N/A | N/A | N/A | 0 | 0 | 0 | 0 |  | 0 | 10 | 1 | 1 | 1 | 2 | 3 | 1 | 1 | 1 | 1 | 1 | 1 | 0 | 0 | 0
PG&E NGBA | Atlantic | 230 | Atlantic | 2 |  | 0 | 0 | 0 | 0 |  | 0 |  | N/A | N/A | N/A | N/A | N/A | N/A | N/A | N/A | 0 | 0 | 0 | 0 |  | 0 | 10 | 1 | 1 | 1 | 2 | 3 | 1 | 1 | 1 | 1 | 1 | 1 | 0 | 0 | 0
PG&E NGBA | Atlantic | 60 | Atlantic | 2 |  | 0 | 0 | 0 | 0 |  | 0 |  | N/A | N/A | N/A | N/A | N/A | N/A | N/A | N/A | 0 | 0 | 0 | 0 |  | 0 | 10 | 1 | 1 | 1 | 2 | 3 | 1 | 1 | 1 | 1 | 1 | 1 | 0 | 0 | 0
PG&E FRESNO | Atwater | 115 | Atwater | 1 |  | 0 | 0 | 0 | 0 |  | 0 |  | N/A | N/A | N/A | N/A | N/A | N/A | N/A | N/A | 0 | 0 | 0 | 0 |  | 0 | 10 | 1 | 1 | 1 | 1 | 1 | 1 | 1 | 1 | 2 | 1 | 1 | 0 | 0 | 0
PG&E GBA | Avena | 115 | Avena | 1 |  | 0 | 0 | 0 | 0 |  | 0 |  | N/A | N/A | N/A | N/A | N/A | N/A | N/A | N/A | 100 | 0 | 0 | 0 |  | 100 | 10 | 1 | 2 | 1 | 1 | 1 | 1 | 1 | 1 | 1 | 1 | 1 | 0 | 0 | 0
SDGE | Avocado | 69 | Avocado | 2 |  | 0 | 0 | 0 | 0 |  | 0 |  | N/A | N/A | N/A | N/A | N/A | N/A | N/A | N/A | 0 | 0 | 0 | 0 |  | 0 | 10 | 1 | 1 | 1 | 2 | 5 | 3 | 1 | 1 | 3 | 1 | 1 | 0 | 0 | 0
PG&E NGBA | Bahia | 230 | Bahia | 2 |  | 0 | 0 | 0 | 0 |  | 0 |  | N/A | N/A | N/A | N/A | N/A | N/A | N/A | N/A | 0 | 200 | 0 | 0 |  | 200 | 10 | 2 | 2 | 1 | 2 | 2 | 1 | 1 | 1 | 3 | 1 | 1 | 0 | 0 | 0
SCE Northern | Bailey | 230 | Bailey | 2 |  | 0 | 0 | 0 | 0 |  | 0 |  | N/A | N/A | N/A | N/A | N/A | N/A | N/A | N/A | 0 | 0 | 0 | 0 |  | 0 | 10 | 1 | 1 | 1 | 2 | 5 | 2 | 2 | 2 | 5 | 2 | 1 | 0 | 0 | 0
SCE NOL | Baker | 115 | Baker | 2 |  | 0 | 0 | 0 | 0 |  | 0 |  | N/A | N/A | N/A | N/A | N/A | N/A | N/A | N/A | 0 | 0 | 0 | 0 |  | 0 | 10 | 1 | 1 | 1 | 2 | 1 | 1 | 1 | 1 | 1 | 2 | 1 | 0 | 0 | 0
PG&E KERN | Bakersfield | 230 | Bakersfield | 1 |  | 0 | 0 | 0 | 0 |  | 0 |  | N/A | N/A | N/A | N/A | N/A | N/A | N/A | N/A | 0 | 0 | 0 | 0 |  | 0 | 10 | 1 | 1 | 1 | 1 | 2 | 1 | 1 | 1 | 2 | 1 | 1 | 0 | 0 | 0
PG&E FRESNO | Balch | 230 | Balch | 2 |  | 0 | 0 | 0 | 0 |  | 0 | 15 | 1 | 1 | 1 | 1 | 1 | 1 | 1 | 1 | 0 | 0 | 0 | 0 |  | 0 | 10 | 1 | 1 | 1 | 2 | 5 | 1 | 1 | 1 | 2 | 3 | 1 | 0 | 0 | 0
SCE Eastern | Bannister | 230 | Bannister | 2 |  | 0 | 0 | 0 | 0 |  | 0 |  | N/A | N/A | N/A | N/A | N/A | N/A | N/A | N/A | 0 | 0 | 0 | 0 |  | 0 | 10 | 1 | 1 | 1 | 2 | 1 | 1 | 1 | 2 | 2 | 1 | 1 | 0 | 44 | 44 | Truckhaven | 1 | 1 | 1 | 1 | 1 | 1 | 2 | 1
SCE Metro | Barre | 230 | Barre | 2 |  | 0 | 0 | 0 | 0 |  | 0 |  | N/A | N/A | N/A | N/A | N/A | N/A | N/A | N/A | 0 | 0 | 0 | 0 |  | 0 | 10 | 1 | 1 | 1 | 2 | 1 | 1 | 1 | 5 | 5 | 1 | 1 | 0 | 0 | 0
SDGE | Bay Boulevard | 69 | Bay Boulevard | 2 |  | 0 | 0 | 0 | 0 |  | 0 |  | N/A | N/A | N/A | N/A | N/A | N/A | N/A | N/A | 0 | 0 | 0 | 0 |  | 0 | 10 | 1 | 1 | 1 | 2 | 2 | 1 | 2 | 4 | 4 | 1 | 1 | 0 | 0 | 0
SDGE | Bay Boulevard | 230 | Bay Boulevard | 2 |  | 0 | 0 | 0 | 0 |  | 0 |  | N/A | N/A | N/A | N/A | N/A | N/A | N/A | N/A | 0 | 0 | 0 | 0 |  | 0 | 10 | 1 | 1 | 1 | 2 | 2 | 1 | 2 | 4 | 4 | 1 | 1 | 0 | 0 | 0
EOP | Beatty | 138 | Beatty | 2 | OOS | 0 | 0 | 0 | 0 |  | 0 |  | N/A | N/A | N/A | N/A | N/A | N/A | N/A | N/A | 0 | 0 | 0 | 0 |  | 0 | 10 | 1 | N/A | N/A | 2 | N/A | N/A | N/A | N/A | N/A | N/A | N/A | 0 | 0 | 0
EOP | Beatty | 230 | Beatty | 2 | OOS | 0 | 0 | 0 | 0 |  | 0 |  | N/A | N/A | N/A | N/A | N/A | N/A | N/A | N/A | 0 | 0 | 0 | 0 |  | 0 | 10 | 1 | N/A | N/A | 2 | N/A | N/A | N/A | N/A | N/A | N/A | N/A | 436 | 0 | 436 | OOS | N/A | N/A | N/A | N/A | N/A | N/A | N/A | N/A
PG&E NGBA | Belden | 230 | Belden | 2 |  | 0 | 0 | 0 | 0 |  | 0 |  | N/A | N/A | N/A | N/A | N/A | N/A | N/A | N/A | 0 | 0 | 0 | 0 |  | 0 | 10 | 1 | 1 | 1 | 2 | 4 | 1 | 2 | 2 | 3 | 2 | 1 | 0 | 0 | 0
PG&E NGBA | Bell | 115 | Bell | 2 |  | 0 | 0 | 0 | 0 |  | 0 |  | N/A | N/A | N/A | N/A | N/A | N/A | N/A | N/A | 0 | 0 | 0 | 0 |  | 0 | 10 | 1 | 1 | 1 | 2 | 5 | 3 | 1 | 1 | 3 | 1 | 1 | 0 | 0 | 0
PG&E NGBA | Bellevue | 115 | Bellevue | 2 |  | 0 | 0 | 0 | 0 |  | 0 |  | N/A | N/A | N/A | N/A | N/A | N/A | N/A | N/A | 0 | 0 | 0 | 0 |  | 0 | 10 | 1 | 1 | 1 | 2 | 2 | 1 | 1 | 2 | 3 | 1 | 1 | 0 | 0 | 0
PG&E GBA | Bellota | 115 | Bellota | 1 |  | 0 | 0 | 0 | 0 |  | 0 | 15 | 1 | 1 | 1 | 1 | 1 | 1 | 1 | 1 | 0 | 0 | 0 | 0 |  | 0 | 10 | 1 | 1 | 1 | 1 | 2 | 1 | 1 | 1 | 2 | 1 | 1 | 0 | 0 | 0
PG&E GBA | Bellota | 230 | Bellota | 1 |  | 0 | 0 | 0 | 0 |  | 0 |  | N/A | N/A | N/A | N/A | N/A | N/A | N/A | N/A | 0 | 0 | 0 | 0 |  | 0 | 10 | 1 | 1 | 1 | 1 | 2 | 1 | 1 | 1 | 2 | 1 | 1 | 0 | 0 | 0
SCE Northern | Big Creek | 230 | Big Creek | 2 |  | 0 | 0 | 0 | 0 |  | 0 |  | N/A | N/A | N/A | N/A | N/A | N/A | N/A | N/A | 200 | 0 | 0 | 0 |  | 200 | 10 | 4 | 1 | 4 | 2 | 2 | 1 | 2 | 1 | 3 | 2 | 1 | 0 | 0 | 0
PG&E FRESNO | Biola | 70 | Biola | 1 |  | 0 | 0 | 0 | 0 |  | 0 |  | N/A | N/A | N/A | N/A | N/A | N/A | N/A | N/A | 0 | 0 | 0 | 0 |  | 0 | 10 | 1 | 1 | 2 | 1 | 1 | 1 | 1 | 1 | 1 | 1 | 1 | 0 | 0 | 0
PG&E GBA | Birds Landing | 230 | Birds Landing | 2 |  | 0 | 0 | 0 | 0 |  | 0 | 15 | 1 | 2 | 1 | 1 | 1 | 2 | 1 | 1 | 0 | 100 | 0 | 0 |  | 100 | 10 | 1 | 1 | 1 | 2 | 3 | 1 | 1 | 1 | 1 | 1 | 1 | 0 | 0 | 0
SCE Northern | Bliss | 66 | Bliss | 1 |  | 0 | 0 | 0 | 0 |  | 0 |  | N/A | N/A | N/A | N/A | N/A | N/A | N/A | N/A | 0 | 0 | 0 | 0 |  | 0 | 10 | 1 | 1 | 2 | 1 | 1 | 1 | 1 | 1 | 1 | 1 | 1 | 0 | 0 | 0
SCE Eastern | Blythe | 161 | Blythe | 2 |  | 0 | 0 | 0 | 0 |  | 0 |  | N/A | N/A | N/A | N/A | N/A | N/A | N/A | N/A | 0 | 160 | 0 | 0 |  | 160 | 10 | 1 | 1 | 1 | 2 | 1 | 1 | 1 | 1 | 1 | 1 | 1 | 0 | 0 | 0
PG&E NGBA | Bogue | 115 | Bogue | 2 |  | 0 | 0 | 0 | 0 |  | 0 |  | N/A | N/A | N/A | N/A | N/A | N/A | N/A | N/A | 0 | 0 | 0 | 0 |  | 0 | 10 | 1 | 1 | 2 | 2 | 1 | 1 | 1 | 1 | 2 | 1 | 1 | 0 | 0 | 0
PG&E FRESNO | Borden | 230 | Borden | 1 |  | 0 | 0 | 0 | 0 |  | 0 |  | N/A | N/A | N/A | N/A | N/A | N/A | N/A | N/A | 0 | 0 | 0 | 0 |  | 0 | 10 | 1 | 1 | 1 | 1 | 2 | 1 | 1 | 1 | 2 | 1 | 1 | 0 | 0 | 0
PG&E FRESNO | Borden | 70 | Borden | 1 |  | 0 | 0 | 0 | 0 |  | 0 |  | N/A | N/A | N/A | N/A | N/A | N/A | N/A | N/A | 0 | 0 | 0 | 0 |  | 0 | 10 | 1 | 1 | 1 | 1 | 2 | 1 | 1 | 1 | 2 | 1 | 1 | 0 | 0 | 0
SDGE | Boulevard East | 138 | Boulevard East | 2 |  | 180 | 0 | 0 | 0 |  | 180 | 10 | 3 | 5 | 2 | 2 | 2 | 2 | 2 | 2 | 0 | 82.6 | 0 | 0 |  | 82.6 | 10 | 1 | 1 | 1 | 2 | 5 | 1 | 1 | 1 | 1 | 1 | 1 | 0 | 0 | 0
SDGE | Boulevard East | 69 | Boulevard East | 2 |  | 0 | 0 | 0 | 0 |  | 0 |  | N/A | N/A | N/A | N/A | N/A | N/A | N/A | N/A | 0 | 17.4 | 0 | 0 |  | 17.4 | 10 | 1 | 1 | 1 | 2 | 5 | 1 | 1 | 1 | 1 | 1 | 1 | 0 | 0 | 0
PG&E GBA | Brentwood | 230 | Brentwood | 2 |  | 0 | 0 | 0 | 0 |  | 0 |  | N/A | N/A | N/A | N/A | N/A | N/A | N/A | N/A | 0 | 89.5 | 0 | 0 |  | 89.5 | 10 | 2 | 1 | 1 | 2 | 2 | 1 | 1 | 1 | 2 | 1 | 1 | 0 | 0 | 0
PG&E NGBA | Bridgeville | 115 | Bridgeville | 2 |  | 0 | 0 | 0 | 0 |  | 0 |  | N/A | N/A | N/A | N/A | N/A | N/A | N/A | N/A | 0 | 0 | 0 | 0 |  | 0 | 10 | 1 | 1 | 1 | 2 | 1 | 1 | 1 | 1 | 1 | 2 | 1 | 185.7 | 0 | 185.7 | EGS
PG&E NGBA | Brighton | 115 | Brighton | 2 |  | 0 | 0 | 0 | 0 |  | 0 |  | N/A | N/A | N/A | N/A | N/A | N/A | N/A | N/A | 0 | 0 | 0 | 0 |  | 0 | 10 | 1 | 1 | 1 | 2 | 2 | 1 | 1 | 1 | 1 | 1 | 1 | 0 | 0 | 0
PG&E NGBA | Brighton | 230 | Brighton | 2 |  | 0 | 0 | 0 | 0 |  | 0 |  | N/A | N/A | N/A | N/A | N/A | N/A | N/A | N/A | 0 | 0 | 0 | 0 |  | 0 | 10 | 1 | 1 | 1 | 2 | 2 | 1 | 1 | 1 | 1 | 1 | 1 | 0 | 0 | 0
PG&E NGBA | Brunswick | 115 | Brunswick | 2 |  | 0 | 0 | 0 | 0 |  | 0 |  | N/A | N/A | N/A | N/A | N/A | N/A | N/A | N/A | 0 | 0 | 0 | 0 |  | 0 | 10 | 1 | 1 | 1 | 2 | 5 | 3 | 1 | 1 | 3 | 1 | 1 | 0 | 0 | 0
PG&E NGBA | Bucks Creek | 230 | Bucks Creek | 2 |  | 0 | 0 | 0 | 0 |  | 0 |  | N/A | N/A | N/A | N/A | N/A | N/A | N/A | N/A | 0 | 0 | 0 | 0 |  | 0 | 10 | 1 | 1 | 1 | 2 | 5 | 1 | 2 | 2 | 3 | 2 | 1 | 0 | 0 | 0
PG&E KERN | Buena Vista | 230 | Buena Vista | 1 |  | 0 | 0 | 0 | 0 |  | 0 |  | N/A | N/A | N/A | N/A | N/A | N/A | N/A | N/A | 0 | 0 | 0 | 0 |  | 0 | 10 | 1 | 1 | 2 | 1 | 2 | 1 | 1 | 1 | 1 | 1 | 1 | 0 | 0 | 0
PG&E FRESNO | Bullard | 115 | Bullard | 1 |  | 0 | 0 | 0 | 0 |  | 0 |  | N/A | N/A | N/A | N/A | N/A | N/A | N/A | N/A | 0 | 0 | 0 | 0 |  | 0 | 10 | 1 | 1 | 1 | 1 | 2 | 1 | 1 | 1 | 2 | 1 | 1 | 0 | 0 | 0
PG&E GBA | Burlingame | 115 | Burlingame | 2 |  | 0 | 0 | 0 | 0 |  | 0 |  | N/A | N/A | N/A | N/A | N/A | N/A | N/A | N/A | 0 | 0 | 0 | 0 |  | 0 | 10 | 1 | 1 | 1 | 2 | 1 | 1 | 2 | 3 | 4 | 1 | 1 | 0 | 0 | 0
PG&E NGBA | Burney Forest | 230 | Burney Forest | 2 |  | 0 | 0 | 0 | 0 |  | 0 |  | N/A | N/A | N/A | N/A | N/A | N/A | N/A | N/A | 0 | 0 | 0 | 0 |  | 0 | 10 | 1 | 1 | 1 | 2 | 3 | 1 | 1 | 1 | 1 | 1 | 1 | 0 | 0 | 0
PG&E NGBA | Butte | 115 | Butte | 2 |  | 0 | 0 | 0 | 0 |  | 0 |  | N/A | N/A | N/A | N/A | N/A | N/A | N/A | N/A | 0 | 0 | 0 | 0 |  | 0 | 10 | 1 | 1 | 1 | 2 | 2 | 2 | 1 | 1 | 2 | 1 | 1 | 0 | 0 | 0
PG&E KERN | Cabrillo | 115 | Cabrillo | 2 |  | 0 | 0 | 0 | 95.25 |  | 95.25 | 30 | 5 | 5 | 3 | 1 | 1 | 4 | 2 | 1 | 0 | 0 | 0 | 0 |  | 0 | 10 | 1 | 1 | 1 | 2 | 2 | 1 | 1 | 2 | 3 | 1 | 1 | 0 | 0 | 0
PG&E FRESNO | Cal Flats | 230 | Cal Flats | 2 |  | 0 | 0 | 0 | 0 |  | 0 |  | N/A | N/A | N/A | N/A | N/A | N/A | N/A | N/A | 0 | 0 | 0 | 0 |  | 0 | 10 | 1 | 1 | 1 | 2 | 5 | 1 | 1 | 1 | 2 | 3 | 1 | 0 | 0 | 0
SCE NOL | Calcite | 230 | Calcite | 2 |  | 0 | 0 | 0 | 0 |  | 0 |  | N/A | N/A | N/A | N/A | N/A | N/A | N/A | N/A | 165 | 0 | 0 | 0 |  | 165 | 10 | 1 | 3 | 1 | 2 | 1 | 1 | 1 | 1 | 2 | 1 | 1 | 0 | 0 | 0
PG&E KERN | Caliente | 230 | Caliente | 2 |  | 0 | 0 | 0 | 0 |  | 0 | 10 | 1 | 3 | 2 | 1 | 1 | 2 | 2 | 1 | 0 | 0 | 0 | 0 |  | 0 | 10 | 1 | 1 | 1 | 2 | 2 | 2 | 1 | 1 | 3 | 1 | 1 | 0 | 0 | 0
PG&E FRESNO | California Ave | 115 | California Ave | 1 |  | 0 | 0 | 0 | 0 |  | 0 | 10 | 1 | 1 | 1 | 1 | 1 | 1 | 1 | 1 | 0 | 0 | 0 | 0 |  | 0 | 10 | 1 | 1 | 2 | 1 | 1 | 1 | 1 | 1 | 1 | 1 | 1 | 0 | 0 | 0
PG&E KERN | Callender | 115 | Callender | 2 |  | 0 | 0 | 0 | 0 |  | 0 |  | N/A | N/A | N/A | N/A | N/A | N/A | N/A | N/A | 0 | 0 | 0 | 0 |  | 0 | 10 | 1 | 1 | 1 | 2 | 2 | 1 | 1 | 1 | 1 | 1 | 1 | 0 | 0 | 0
PG&E NGBA | Calpella | 115 | Calpella | 2 |  | 0 | 0 | 0 | 0 |  | 0 |  | N/A | N/A | N/A | N/A | N/A | N/A | N/A | N/A | 0 | 0 | 0 | 0 |  | 0 | 10 | 1 | 1 | 1 | 2 | 3 | 1 | 1 | 1 | 2 | 2 | 1 | 0 | 0 | 0
PG&E GBA | Camanche | 230 | Camanche | 1 |  | 0 | 0 | 0 | 0 |  | 0 |  | N/A | N/A | N/A | N/A | N/A | N/A | N/A | N/A | 0 | 0 | 0 | 0 |  | 0 | 10 | 1 | 1 | 1 | 1 | 1 | 2 | 1 | 2 | 3 | 1 | 1 | 0 | 0 | 0
SDGE | Cameron | 69 | Cameron | 2 |  | 0 | 0 | 0 | 0 |  | 0 |  | N/A | N/A | N/A | N/A | N/A | N/A | N/A | N/A | 0 | 0 | 0 | 0 |  | 0 | 10 | 1 | 1 | 1 | 2 | 5 | 1 | 1 | 1 | 1 | 1 | 1 | 0 | 0 | 0
SDGE | Cannon | 69 | Cannon | 2 |  | 0 | 0 | 0 | 0 |  | 0 |  | N/A | N/A | N/A | N/A | N/A | N/A | N/A | N/A | 0 | 0 | 0 | 0 |  | 0 | 10 | 1 | 1 | 1 | 2 | 1 | 1 | 1 | 1 | 2 | 1 | 1 | 0 | 0 | 0
PG&E FRESNO | Cantua | 115 | Cantua | 1 |  | 0 | 0 | 0 | 0 |  | 0 |  | N/A | N/A | N/A | N/A | N/A | N/A | N/A | N/A | 0 | 0 | 0 | 0 |  | 0 | 10 | 1 | 1 | 1 | 1 | 2 | 1 | 1 | 1 | 1 | 1 | 1 | 0 | 0 | 0
SDGE | Capistrano | 138 | Capistrano | 2 |  | 0 | 0 | 0 | 0 |  | 0 |  | N/A | N/A | N/A | N/A | N/A | N/A | N/A | N/A | 0 | 0 | 0 | 0 |  | 0 | 10 | 1 | 1 | 1 | 2 | 5 | 1 | 2 | 3 | 3 | 2 | 1 | 0 | 0 | 0
SDGE | Capistrano | 230 | Capistrano | 2 |  | 0 | 0 | 0 | 0 |  | 0 |  | N/A | N/A | N/A | N/A | N/A | N/A | N/A | N/A | 0 | 0 | 0 | 0 |  | 0 | 10 | 1 | 1 | 1 | 2 | 5 | 1 | 2 | 3 | 3 | 2 | 1 | 0 | 0 | 0
PG&E NGBA | Carberry | 230 | Carberry | 2 |  | 0 | 0 | 0 | 0 |  | 0 |  | N/A | N/A | N/A | N/A | N/A | N/A | N/A | N/A | 0 | 0 | 0 | 0 |  | 0 | 10 | 1 | 1 | 1 | 2 | 3 | 2 | 1 | 1 | 2 | 1 | 1 | 0 | 0 | 0
SCE Eastern | Cardiff | 66 | Cardiff | 2 |  | 0 | 0 | 0 | 0 |  | 0 |  | N/A | N/A | N/A | N/A | N/A | N/A | N/A | N/A | 0 | 0 | 0 | 0 |  | 0 | 10 | 1 | 1 | 1 | 2 | 5 | 1 | 2 | 2 | 3 | 1 | 1 | 0 | 0 | 0
PG&E NGBA | Caribou | 60 | Caribou | 2 |  | 0 | 0 | 0 | 0 |  | 0 | 15 | 1 | 3 | 1 | 3 | 2 | 3 | 3 | 1 | 0 | 0 | 0 | 0 |  | 0 | 10 | 1 | 1 | 1 | 2 | 5 | 1 | 1 | 1 | 2 | 1 | 1 | 0 | 0 | 0
PG&E NGBA | Caribou | 115 | Caribou | 2 |  | 0 | 0 | 0 | 0 |  | 0 |  | N/A | N/A | N/A | N/A | N/A | N/A | N/A | N/A | 0 | 0 | 0 | 0 |  | 0 | 10 | 1 | 1 | 1 | 2 | 5 | 1 | 1 | 1 | 2 | 1 | 1 | 0 | 0 | 0
PG&E NGBA | Caribou | 230 | Caribou | 2 |  | 0 | 0 | 0 | 0 |  | 0 |  | N/A | N/A | N/A | N/A | N/A | N/A | N/A | N/A | 0 | 0 | 0 | 0 |  | 0 | 10 | 1 | 1 | 1 | 2 | 5 | 1 | 1 | 1 | 2 | 1 | 1 | 0 | 0 | 0
EOP | Carpenter Canyon (fka Gamebird) | 138 | Carpenter Canyon (fka Gamebird) | 2 | OOS | 0 | 0 | 0 | 0 |  | 0 |  | N/A | N/A | N/A | N/A | N/A | N/A | N/A | N/A | 0 | 0 | 0 | 0 |  | 0 | 10 | 1 | N/A | N/A | 2 | N/A | N/A | N/A | N/A | N/A | N/A | N/A | 0 | 0 | 0
EOP | Carpenter Canyon (fka Gamebird) | 230 | Carpenter Canyon (fka Gamebird) | 2 | OOS | 0 | 0 | 0 | 0 |  | 0 |  | N/A | N/A | N/A | N/A | N/A | N/A | N/A | N/A | 0 | 0 | 0 | 0 |  | 0 | 10 | 1 | N/A | N/A | 2 | N/A | N/A | N/A | N/A | N/A | N/A | N/A | 0 | 0 | 0
PG&E NGBA | Carquinez | 115 | Carquinez | 2 |  | 0 | 0 | 0 | 0 |  | 0 |  | N/A | N/A | N/A | N/A | N/A | N/A | N/A | N/A | 0 | 0 | 0 | 0 |  | 0 | 10 | 1 | 1 | 1 | 2 | 2 | 1 | 1 | 1 | 3 | 1 | 1 | 0 | 0 | 0
SDGE | Carrizo Gorge | 138 | Carrizo Gorge | 2 |  | 0 | 0 | 0 | 0 |  | 0 |  | N/A | N/A | N/A | N/A | N/A | N/A | N/A | N/A | 0 | 0 | 0 | 0 |  | 0 | 10 | 1 | 1 | 1 | 2 | 5 | 1 | 1 | 1 | 1 | 1 | 1 | 0 | 0 | 0
PG&E KERN | Carrizo Plains | 115 | Carrizo Plains | 1 |  | 0 | 0 | 0 | 0 |  | 0 |  | N/A | N/A | N/A | N/A | N/A | N/A | N/A | N/A | 0 | 0 | 0 | 0 |  | 0 | 10 | 1 | 1 | 1 | 1 | 3 | 1 | 1 | 1 | 2 | 2 | 1 | 0 | 0 | 0
PG&E KERN | Casaloma | 230 | Casaloma | 1 |  | 0 | 0 | 0 | 0 |  | 0 |  | N/A | N/A | N/A | N/A | N/A | N/A | N/A | N/A | 0 | 0 | 0 | 0 |  | 0 | 10 | 1 | 1 | 2 | 1 | 1 | 1 | 1 | 1 | 1 | 1 | 1 | 0 | 0 | 0
PG&E GBA | Castro Valley | 230 | Castro Valley | 2 |  | 0 | 0 | 0 | 0 |  | 0 |  | N/A | N/A | N/A | N/A | N/A | N/A | N/A | N/A | 0 | 0 | 0 | 0 |  | 0 | 10 | 1 | 1 | 1 | 2 | 5 | 3 | 1 | 2 | 4 | 1 | 1 | 0 | 0 | 0
PG&E GBA | Cayetano | 230 | Cayetano | 2 |  | 0 | 0 | 0 | 0 |  | 0 |  | N/A | N/A | N/A | N/A | N/A | N/A | N/A | N/A | 0 | 0 | 0 | 0 |  | 0 | 10 | 1 | 1 | 1 | 2 | 5 | 2 | 2 | 3 | 3 | 1 | 1 | 0 | 0 | 0
SCE Metro | Center | 230 | Center | 2 |  | 0 | 0 | 0 | 0 |  | 0 |  | N/A | N/A | N/A | N/A | N/A | N/A | N/A | N/A | 0 | 0 | 0 | 0 |  | 0 | 10 | 1 | 1 | 1 | 2 | 1 | 1 | 1 | 1 | 1 | 1 | 1 | 0 | 0 | 0
PG&E KERN | Charca | 115 | Charca | 1 |  | 0 | 0 | 0 | 0 |  | 0 |  | N/A | N/A | N/A | N/A | N/A | N/A | N/A | N/A | 0 | 0 | 0 | 0 |  | 0 | 10 | 1 | 1 | 3 | 1 | 1 | 1 | 1 | 1 | 1 | 1 | 1 | 0 | 0 | 0
EOP | Charleston | 138 | Charleston | 2 | OOS | 0 | 0 | 0 | 0 |  | 0 |  | N/A | N/A | N/A | N/A | N/A | N/A | N/A | N/A | 0 | 0 | 0 | 0 |  | 0 | 10 | 1 | N/A | N/A | 2 | N/A | N/A | N/A | N/A | N/A | N/A | N/A | 0 | 0 | 0
SCE Metro | Chevmain | 230 | Chevmain | 2 |  | 0 | 0 | 0 | 0 |  | 0 |  | N/A | N/A | N/A | N/A | N/A | N/A | N/A | N/A | 0 | 0 | 0 | 0 |  | 0 | 10 | 1 | 1 | 1 | 2 | 1 | 1 | 1 | 2 | 3 | 1 | 1 | 0 | 0 | 0
SDGE | Chicarita | 138 | Chicarita | 2 |  | 0 | 0 | 0 | 0 |  | 0 |  | N/A | N/A | N/A | N/A | N/A | N/A | N/A | N/A | 0 | 0 | 0 | 0 |  | 0 | 10 | 1 | 1 | 1 | 2 | 5 | 2 | 2 | 2 | 3 | 1 | 1 | 0 | 0 | 0
SCE Metro | Chino | 230 | Chino | 2 |  | 0 | 0 | 0 | 0 |  | 0 | 10 | 1 | 1 | 1 | 1 | 1 | 1 | 1 | 1 | 0 | 0 | 0 | 0 |  | 0 | 10 | 1 | 1 | 1 | 2 | 3 | 1 | 1 | 1 | 1 | 1 | 1 | 0 | 0 | 0
PG&E FRESNO | Chowchilla | 115 | Chowchilla | 1 |  | 0 | 0 | 0 | 0 |  | 0 |  | N/A | N/A | N/A | N/A | N/A | N/A | N/A | N/A | 0 | 0 | 0 | 0 |  | 0 | 10 | 1 | 1 | 1 | 1 | 2 | 1 | 1 | 1 | 2 | 1 | 1 | 0 | 0 | 0
PG&E GBA | Christie | 60 | Christie | 2 |  | 0 | 0 | 0 | 0 |  | 0 |  | N/A | N/A | N/A | N/A | N/A | N/A | N/A | N/A | 0 | 0 | 0 | 0 |  | 0 | 10 | 1 | 1 | 1 | 2 | 2 | 1 | 1 | 2 | 3 | 1 | 1 | 0 | 0 | 0
PG&E GBA | Christie | 115 | Christie | 2 |  | 0 | 0 | 0 | 0 |  | 0 | 20 | 1 | 2 | 2 | 1 | 1 | 3 | 1 | 1 | 0 | 0 | 0 | 0 |  | 0 | 10 | 1 | 1 | 1 | 2 | 2 | 1 | 1 | 2 | 3 | 1 | 1 | 0 | 0 | 0
SCE Eastern | Cielo Azul | 500 | Cielo Azul | 2 | OOS | 0 | 0 | 0 | 0 |  | 0 |  | N/A | N/A | N/A | N/A | N/A | N/A | N/A | N/A | 0 | 2520 | 0 | 0 |  | 2520 | 15 | 2 | N/A | N/A | 2 | N/A | N/A | N/A | N/A | N/A | N/A | N/A | 0 | 0 | 0
PG&E GBA | Clay | 60 | Clay | 2 |  | 0 | 0 | 0 | 0 |  | 0 |  | N/A | N/A | N/A | N/A | N/A | N/A | N/A | N/A | 0 | 0 | 0 | 0 |  | 0 | 10 | 1 | 1 | 1 | 2 | 3 | 4 | 1 | 2 | 5 | 2 | 1 | 0 | 0 | 0
PG&E GBA | Clayton | 115 | Clayton | 2 |  | 0 | 0 | 0 | 0 |  | 0 |  | N/A | N/A | N/A | N/A | N/A | N/A | N/A | N/A | 0 | 0 | 0 | 0 |  | 0 | 10 | 1 | 1 | 1 | 2 | 5 | 2 | 3 | 2 | 3 | 1 | 1 | 0 | 0 | 0
PG&E NGBA | Cloverdale | 115 | Cloverdale | 2 |  | 0 | 0 | 0 | 0 |  | 0 |  | N/A | N/A | N/A | N/A | N/A | N/A | N/A | N/A | 0 | 0 | 0 | 0 |  | 0 | 10 | 1 | 1 | 1 | 2 | 4 | 2 | 1 | 2 | 3 | 1 | 1 | 112.2 | 0 | 112.2 | Geysers | 1 | 5 | 2 | 1 | 2 | 3 | 1 | 1
PG&E FRESNO | Clovis | 115 | Clovis | 1 |  | 0 | 0 | 0 | 0 |  | 0 |  | N/A | N/A | N/A | N/A | N/A | N/A | N/A | N/A | 0 | 0 | 0 | 0 |  | 0 | 10 | 1 | 1 | 1 | 1 | 3 | 2 | 1 | 1 | 2 | 1 | 1 | 0 | 0 | 0
PG&E GBA | Coburn | 230 | Coburn | 2 |  | 0 | 0 | 0 | 0 |  | 0 | 10 | 1 | 5 | 2 | 1 | 1 | 2 | 1 | 1 | 0 | 0 | 0 | 0 |  | 0 | 10 | 1 | 1 | 1 | 2 | 3 | 1 | 1 | 1 | 1 | 1 | 1 | 0 | 0 | 0
PG&E GBA | Coburn | 60 | Coburn | 2 |  | 0 | 0 | 0 | 0 |  | 0 |  | N/A | N/A | N/A | N/A | N/A | N/A | N/A | N/A | 0 | 0 | 0 | 0 |  | 0 | 10 | 1 | 1 | 1 | 2 | 3 | 1 | 1 | 1 | 1 | 1 | 1 | 0 | 0 | 0
PG&E NGBA | Colgate | 230 | Colgate | 2 |  | 0 | 0 | 0 | 0 |  | 0 |  | N/A | N/A | N/A | N/A | N/A | N/A | N/A | N/A | 0 | 0 | 0 | 0 |  | 0 | 10 | 1 | 1 | 1 | 2 | 5 | 3 | 1 | 1 | 4 | 1 | 1 | 0 | 0 | 0
PG&E GBA | Collierville | 230 | Collierville | 2 |  | 0 | 0 | 0 | 0 |  | 0 | 15 | 1 | 5 | 1 | 1 | 1 | 1 | 1 | 1 | 0 | 0 | 0 | 0 |  | 0 | 10 | 1 | 1 | 1 | 2 | 5 | 1 | 1 | 1 | 2 | 1 | 1 | 0 | 0 | 0
PG&E GBA | Collinsville | 230 | Collinsville | 2 |  | 0 | 0 | 0 | 0 |  | 0 |  | N/A | N/A | N/A | N/A | N/A | N/A | N/A | N/A | 0 | 0 | 0 | 0 |  | 0 | 10 | 1 | 1 | 1 | 2 | 3 | 1 | 1 | 1 | 1 | 1 | 1 | 0 | 0 | 0
PG&E GBA | Collinsville | 500 | Collinsville | 2 |  | 0 | 0 | 0 | 0 |  | 0 |  | N/A | N/A | N/A | N/A | N/A | N/A | N/A | N/A | 0 | 0 | 0 | 0 |  | 0 | 10 | 1 | 1 | 1 | 2 | 3 | 1 | 1 | 1 | 1 | 1 | 1 | 0 | 0 | 0
SCE Eastern | Colorado River | 230 | Colorado River | 2 |  | 0 | 0 | 0 | 0 |  | 0 |  | N/A | N/A | N/A | N/A | N/A | N/A | N/A | N/A | 400 | 500 | 0 | 0 |  | 900 | 15 | 3 | 2 | 5 | 2 | 1 | 1 | 1 | 1 | 2 | 1 | 1 | 0 | 0 | 0
SCE Eastern | Colorado River | 500 | Colorado River | 2 |  | 0 | 0 | 0 | 0 |  | 0 |  | N/A | N/A | N/A | N/A | N/A | N/A | N/A | N/A | 350 | 350 | 0 | 0 |  | 700 | 10 | 4 | 2 | 5 | 2 | 1 | 2 | 2 | 2 | 2 | 2 | 1 | 0 | 0 | 0
PG&E KERN | Columbus | 115 | Columbus | 1 |  | 0 | 0 | 0 | 0 |  | 0 | 15 | 1 | 1 | 1 | 1 | 1 | 1 | 1 | 1 | 100 | 0 | 0 | 0 |  | 100 | 10 | 1 | 1 | 1 | 1 | 2 | 2 | 1 | 1 | 2 | 1 | 1 | 0 | 0 | 0
PG&E GBA | Contra Costa | 115 | Contra Costa | 2 |  | 0 | 0 | 0 | 0 |  | 0 | 15 | 1 | 2 | 1 | 2 | 1 | 2 | 1 | 1 | 0 | 0 | 0 | 0 |  | 0 | 10 | 1 | 1 | 1 | 2 | 3 | 1 | 2 | 1 | 2 | 1 | 1 | 0 | 0 | 0
PG&E GBA | Contra Costa | 230 | Contra Costa | 2 |  | 0 | 0 | 0 | 0 |  | 0 | 15 | 1 | 2 | 1 | 2 | 1 | 2 | 1 | 1 | 0 | 0 | 0 | 0 |  | 0 | 10 | 1 | 1 | 1 | 2 | 3 | 1 | 2 | 1 | 2 | 1 | 1 | 0 | 0 | 0
PG&E GBA | Contra Costa PP | 230 | Contra Costa PP | 2 |  | 0 | 0 | 0 | 0 |  | 0 |  | N/A | N/A | N/A | N/A | N/A | N/A | N/A | N/A | 0 | 0 | 0 | 0 |  | 0 | 10 | 1 | 1 | 1 | 2 | 2 | 1 | 1 | 1 | 1 | 1 | 1 | 0 | 0 | 0
SCE NOL | Control | 115 | Control | 2 |  | 0 | 0 | 0 | 0 |  | 0 |  | N/A | N/A | N/A | N/A | N/A | N/A | N/A | N/A | 0 | 0 | 0 | 0 |  | 0 | 10 | 1 | 1 | 1 | 2 | 1 | 1 | 1 | 1 | 1 | 3 | 1 | 177 | 0 | 177 | OOS | N/A | N/A | N/A | N/A | N/A | N/A | N/A | N/A
SCE NOL | Control | 55 | Control | 2 | OOS | 0 | 0 | 0 | 0 |  | 0 |  | N/A | N/A | N/A | N/A | N/A | N/A | N/A | N/A | 0 | 0 | 0 | 0 |  | 0 | 10 | #N/A | N/A | N/A | 2 | N/A | N/A | N/A | N/A | N/A | N/A | N/A | 0 | 0 | 0
PG&E GBA | Cooley Landing | 115 | Cooley Landing | 2 |  | 0 | 0 | 0 | 0 |  | 0 | 20 | 1 | 1 | 1 | 1 | 1 | 1 | 1 | 1 | 0 | 100 | 0 | 0 |  | 100 | 10 | 5 | 5 | 4 | 2 | 1 | 2 | 3 | 4 | 4 | 1 | 2 | 0 | 0 | 0
PG&E GBA | Cooley Landing | 60 | Cooley Landing | 2 |  | 0 | 0 | 0 | 0 |  | 0 |  | N/A | N/A | N/A | N/A | N/A | N/A | N/A | N/A | 0 | 0 | 0 | 0 |  | 0 | 10 | 5 | 5 | 4 | 2 | 1 | 2 | 3 | 4 | 4 | 1 | 2 | 0 | 0 | 0
SCE NOL | Coolwater | 230 | Coolwater | 2 |  | 0 | 0 | 0 | 0 |  | 0 |  | N/A | N/A | N/A | N/A | N/A | N/A | N/A | N/A | 0 | 0 | 0 | 0 |  | 0 | 10 | 1 | 1 | 1 | 2 | 1 | 3 | 1 | 1 | 3 | 1 | 1 | 0 | 0 | 0
SCE NOL | Coolwater | 115 | Coolwater | 2 |  | 0 | 0 | 0 | 0 |  | 0 | 20 | 1 | 1 | 1 | 1 | 1 | 1 | 2 | 1 | 0 | 0 | 0 | 0 |  | 0 | 10 | 1 | 1 | 1 | 2 | 1 | 3 | 1 | 1 | 3 | 1 | 1 | 0 | 0 | 0
PG&E KERN | Copus | 70 | Copus | 1 |  | 0 | 0 | 0 | 0 |  | 0 |  | N/A | N/A | N/A | N/A | N/A | N/A | N/A | N/A | 0 | 0 | 0 | 0 |  | 0 | 10 | 1 | 1 | 1 | 1 | 1 | 1 | 1 | 1 | 2 | 1 | 1 | 0 | 0 | 0
PG&E FRESNO | Corcoran | 70 | Corcoran | 1 |  | 0 | 0 | 0 | 0 |  | 0 |  | N/A | N/A | N/A | N/A | N/A | N/A | N/A | N/A | 0 | 0 | 0 | 0 |  | 0 | 10 | 1 | 1 | 1 | 1 | 1 | 1 | 1 | 1 | 1 | 1 | 1 | 0 | 0 | 0
PG&E FRESNO | Corcoran | 115 | Corcoran | 1 |  | 0 | 0 | 0 | 0 |  | 0 |  | N/A | N/A | N/A | N/A | N/A | N/A | N/A | N/A | 0 | 0 | 0 | 0 |  | 0 | 10 | 1 | 1 | 1 | 1 | 1 | 1 | 1 | 1 | 1 | 1 | 1 | 0 | 0 | 0
PG&E NGBA | Corona | 115 | Corona | 2 |  | 0 | 0 | 0 | 0 |  | 0 |  | N/A | N/A | N/A | N/A | N/A | N/A | N/A | N/A | 0 | 0 | 0 | 0 |  | 0 | 10 | 1 | 1 | 1 | 2 | 3 | 2 | 1 | 2 | 3 | 1 | 1 | 0 | 0 | 0
PG&E NGBA | Cortina | 230 | Cortina | 2 |  | 0 | 0 | 0 | 0 |  | 0 |  | N/A | N/A | N/A | N/A | N/A | N/A | N/A | N/A | 0 | 0 | 0 | 0 |  | 0 | 10 | 1 | 1 | 1 | 2 | 5 | 1 | 1 | 1 | 3 | 1 | 1 | 0 | 0 | 0
PG&E NGBA | Cortina | 115 | Cortina | 2 |  | 0 | 0 | 0 | 0 |  | 0 |  | N/A | N/A | N/A | N/A | N/A | N/A | N/A | N/A | 0 | 0 | 0 | 0 |  | 0 | 5 | 1 | 1 | 1 | 2 | 4 | 1 | 1 | 1 | 3 | 1 | 1 | 0 | 0 | 0
PG&E GBA | Cottle | 230 | Cottle | 1 |  | 0 | 0 | 0 | 0 |  | 0 |  | N/A | N/A | N/A | N/A | N/A | N/A | N/A | N/A | 0 | 0 | 0 | 0 |  | 0 | 10 | 1 | 1 | 1 | 1 | 2 | 2 | 1 | 1 | 3 | 1 | 1 | 0 | 0 | 0
PG&E NGBA | Cottonwood | 115 | Cottonwood | 2 |  | 0 | 0 | 0 | 0 |  | 0 |  | N/A | N/A | N/A | N/A | N/A | N/A | N/A | N/A | 0 | 0 | 0 | 0 |  | 0 | 10 | 1 | 1 | 1 | 2 | 5 | 1 | 1 | 1 | 2 | 1 | 1 | 0 | 0 | 0
PG&E NGBA | Cottonwood | 230 | Cottonwood | 2 |  | 0 | 0 | 0 | 0 |  | 0 |  | N/A | N/A | N/A | N/A | N/A | N/A | N/A | N/A | 0 | 0 | 0 | 0 |  | 0 | 10 | 1 | 1 | 1 | 2 | 5 | 1 | 1 | 1 | 2 | 1 | 1 | 0 | 0 | 0
PG&E NGBA | Cottonwood | 60 | Cottonwood | 2 |  | 0 | 0 | 0 | 0 |  | 0 |  | N/A | N/A | N/A | N/A | N/A | N/A | N/A | N/A | 0 | 0 | 0 | 0 |  | 0 | 10 | 1 | 1 | 1 | 2 | 5 | 1 | 1 | 1 | 2 | 1 | 1 | 0 | 0 | 0
PG&E NGBA | Cove Road | 230 | Cove Road | 2 |  | 0 | 0 | 0 | 0 |  | 0 |  | N/A | N/A | N/A | N/A | N/A | N/A | N/A | N/A | 0 | 0 | 0 | 0 |  | 0 | 10 | 1 | 1 | 1 | 2 | 5 | 2 | 1 | 1 | 3 | 1 | 1 | 0 | 0 | 0
PG&E GBA | Coyote | 230 | Coyote | 2 |  | 0 | 0 | 0 | 0 |  | 0 |  | N/A | N/A | N/A | N/A | N/A | N/A | N/A | N/A | 100 | 0 | 0 | 0 |  | 100 | 10 | 3 | 1 | 2 | 2 | 5 | 3 | 1 | 1 | 3 | 2 | 1 | 37 | 0 | 37 | EGS
PG&E GBA | Crazy Horse Canyon | 115 | Crazy Horse Canyon | 1 |  | 0 | 0 | 0 | 0 |  | 0 |  | N/A | N/A | N/A | N/A | N/A | N/A | N/A | N/A | 0 | 0 | 0 | 0 |  | 0 | 10 | 1 | 1 | 1 | 1 | 2 | 1 | 1 | 1 | 1 | 1 | 1 | 0 | 0 | 0
SDGE | Creelman | 69 | Creelman | 2 |  | 0 | 0 | 0 | 0 |  | 0 |  | N/A | N/A | N/A | N/A | N/A | N/A | N/A | N/A | 0 | 0 | 0 | 0 |  | 0 | 10 | 1 | 1 | 1 | 2 | 5 | 2 | 1 | 1 | 3 | 1 | 1 | 0 | 0 | 0
PG&E FRESNO | Crescent | 70 | Crescent | 1 |  | 0 | 0 | 0 | 0 |  | 0 |  | N/A | N/A | N/A | N/A | N/A | N/A | N/A | N/A | 0 | 35 | 0 | 0 |  | 35 | 10 | 1 | 1 | 1 | 1 | 1 | 1 | 1 | 1 | 1 | 1 | 1 | 0 | 0 | 0
PG&E FRESNO | Cressey | 115 | Cressey | 1 |  | 0 | 0 | 0 | 0 |  | 0 |  | N/A | N/A | N/A | N/A | N/A | N/A | N/A | N/A | 0 | 0 | 0 | 0 |  | 0 | 10 | 1 | 1 | 1 | 1 | 1 | 1 | 1 | 1 | 1 | 1 | 1 | 0 | 0 | 0
PG&E NGBA | Cresta | 230 | Cresta | 2 |  | 0 | 0 | 0 | 0 |  | 0 |  | N/A | N/A | N/A | N/A | N/A | N/A | N/A | N/A | 0 | 0 | 0 | 0 |  | 0 | 10 | 1 | 1 | 1 | 2 | 5 | 1 | 1 | 3 | 3 | 1 | 1 | 0 | 0 | 0
SDGE | Crestwood | 69 | Crestwood | 2 |  | 0 | 0 | 0 | 0 |  | 0 |  | N/A | N/A | N/A | N/A | N/A | N/A | N/A | N/A | 0 | 0 | 0 | 0 |  | 0 | 10 | 1 | 1 | 1 | 2 | 5 | 1 | 1 | 1 | 1 | 1 | 1 | 0 | 0 | 0
PG&E GBA | Crow Creek | 60 | Crow Creek | 1 |  | 0 | 0 | 0 | 0 |  | 0 |  | N/A | N/A | N/A | N/A | N/A | N/A | N/A | N/A | 0 | 0 | 0 | 0 |  | 0 | 10 | 1 | 1 | 1 | 1 | 2 | 1 | 1 | 1 | 2 | 1 | 1 | 0 | 0 | 0
PG&E GBA | Crows Landing | 60 | Crows Landing | 1 |  | 0 | 0 | 0 | 0 |  | 0 |  | N/A | N/A | N/A | N/A | N/A | N/A | N/A | N/A | 0 | 0 | 0 | 0 |  | 0 | 10 | 1 | 1 | 1 | 1 | 2 | 1 | 1 | 1 | 1 | 1 | 1 | 0 | 0 | 0
PG&E GBA | Curtis | 115 | Curtis | 2 |  | 0 | 0 | 0 | 0 |  | 0 |  | N/A | N/A | N/A | N/A | N/A | N/A | N/A | N/A | 0 | 0 | 0 | 0 |  | 0 | 10 | 1 | 1 | 1 | 2 | 5 | 1 | 1 | 1 | 3 | 1 | 1 | 0 | 0 | 0
PG&E FRESNO | Dairyland | 115 | Dairyland | 1 |  | 0 | 0 | 0 | 0 |  | 0 |  | N/A | N/A | N/A | N/A | N/A | N/A | N/A | N/A | 0 | 0 | 0 | 0 |  | 0 | 10 | 1 | 1 | 1 | 1 | 1 | 1 | 1 | 1 | 1 | 1 | 1 | 0 | 0 | 0
PG&E NGBA | Davis | 115 | Davis | 2 |  | 0 | 0 | 0 | 0 |  | 0 |  | N/A | N/A | N/A | N/A | N/A | N/A | N/A | N/A | 0 | 100 | 0 | 0 |  | 100 | 10 | 1 | 1 | 3 | 2 | 1 | 1 | 1 | 1 | 1 | 1 | 1 | 0 | 0 | 0
SCE Metro | Del Amo | 500 | Del Amo | 2 |  | 0 | 0 | 0 | 0 |  | 0 |  | N/A | N/A | N/A | N/A | N/A | N/A | N/A | N/A | 0 | 0 | 0 | 0 |  | 0 | 10 | 1 | 1 | 1 | 2 | 1 | 1 | 1 | 1 | 1 | 1 | 1 | 0 | 0 | 0
SCE Metro | Del Amo | 230 | Del Amo | 2 |  | 0 | 0 | 0 | 0 |  | 0 |  | N/A | N/A | N/A | N/A | N/A | N/A | N/A | N/A | 0 | 0 | 0 | 0 |  | 0 | 10 | 1 | 1 | 1 | 2 | 1 | 1 | 1 | 1 | 1 | 1 | 1 | 0 | 0 | 0
SCE Eastern | Delaney | 500 | Delaney | 2 | OOS | 0 | 0 | 0 | 0 |  | 0 |  | N/A | N/A | N/A | N/A | N/A | N/A | N/A | N/A | 0 | 1860 | 0 | 0 |  | 1860 | 10 | 2 | N/A | N/A | 2 | N/A | N/A | N/A | N/A | N/A | N/A | N/A | 0 | 0 | 0
PG&E NGBA | Delevan | 230 | Delevan | 2 |  | 0 | 0 | 0 | 0 |  | 0 |  | N/A | N/A | N/A | N/A | N/A | N/A | N/A | N/A | 0 | 0 | 0 | 0 |  | 0 | 10 | 1 | 1 | 1 | 2 | 3 | 1 | 1 | 1 | 2 | 1 | 1 | 0 | 0 | 0
PG&E GBA | Delta PP | 230 | Delta PP | 2 |  | 0 | 0 | 0 | 0 |  | 0 |  | N/A | N/A | N/A | N/A | N/A | N/A | N/A | N/A | 0 | 0 | 0 | 0 |  | 0 | 10 | 1 | 1 | 1 | 2 | 3 | 2 | 1 | 1 | 2 | 1 | 1 | 0 | 0 | 0
EOP | Desert View | 230 | Desert View | 2 | OOS | 0 | 0 | 0 | 0 |  | 0 |  | N/A | N/A | N/A | N/A | N/A | N/A | N/A | N/A | 0 | 0 | 0 | 0 |  | 0 | 10 | 1 | N/A | N/A | 2 | N/A | N/A | N/A | N/A | N/A | N/A | N/A | 0 | 0 | 0
SCE Eastern | Devers | 230 | Devers | 2 |  | 0 | 0 | 0 | 0 |  | 0 | 30 | 1 | 3 | 1 | 1 | 1 | 1 | 2 | 1 | 300 | 0 | 0 | 0 |  | 300 | 10 | 2 | 3 | 1 | 2 | 2 | 1 | 2 | 1 | 2 | 1 | 1 | 0 | 0 | 0
SCE Eastern | Devers | 500 | Devers | 2 |  | 0 | 0 | 0 | 0 |  | 0 |  | N/A | N/A | N/A | N/A | N/A | N/A | N/A | N/A | 0 | 0 | 0 | 0 |  | 0 | 10 | 2 | 3 | 1 | 2 | 2 | 1 | 2 | 1 | 2 | 1 | 1 | 0 | 0 | 0
PG&E KERN | Diablo Canyon | 230 | Diablo Canyon | 2 |  | 0 | 0 | 0 | 0 |  | 0 |  | N/A | N/A | N/A | N/A | N/A | N/A | N/A | N/A | 0 | 0 | 0 | 0 |  | 0 | 10 | 1 | 1 | 1 | 2 | 5 | 1 | 1 | 3 | 3 | 2 | 1 | 0 | 0 | 0
PG&E KERN | Diablo Canyon | 500 | Diablo Canyon | 2 |  | 0 | 0 | 0 | 0 |  | 0 |  | N/A | N/A | N/A | N/A | N/A | N/A | N/A | N/A | 0 | 0 | 0 | 0 |  | 0 | 10 | 1 | 1 | 1 | 2 | 5 | 1 | 1 | 3 | 3 | 2 | 1 | 0 | 0 | 0
PG&E KERN | Divide | 115 | Divide | 2 |  | 0 | 0 | 0 | 0 |  | 0 | 10 | 1 | 1 | 4 | 1 | 1 | 4 | 1 | 1 | 0 | 0 | 0 | 0 |  | 0 | 10 | 1 | 1 | 1 | 2 | 1 | 1 | 1 | 2 | 2 | 1 | 1 | 0 | 0 | 0
PG&E GBA | Dixon Landing | 115 | Dixon Landing | 2 |  | 0 | 0 | 0 | 0 |  | 0 |  | N/A | N/A | N/A | N/A | N/A | N/A | N/A | N/A | 0 | 0 | 0 | 0 |  | 0 | 10 | 1 | 1 | 1 | 2 | 5 | 2 | 1 | 2 | 2 | 2 | 1 | 23 | 0 | 23 | EGS
PG&E FRESNO | Dos Amigos | 230 | Dos Amigos | 1 |  | 0 | 0 | 0 | 0 |  | 0 |  | N/A | N/A | N/A | N/A | N/A | N/A | N/A | N/A | 0 | 0 | 0 | 0 |  | 0 | 10 | 1 | 1 | 1 | 1 | 3 | 2 | 1 | 1 | 2 | 1 | 1 | 10 | 0 | 10 | EGS
PG&E NGBA | Drum | 115 | Drum | 2 |  | 0 | 0 | 0 | 0 |  | 0 |  | N/A | N/A | N/A | N/A | N/A | N/A | N/A | N/A | 0 | 0 | 0 | 0 |  | 0 | 10 | 1 | 1 | 1 | 2 | 5 | 1 | 1 | 1 | 1 | 1 | 1 | 0 | 0 | 0
PG&E GBA | Dumbarton | 115 | Dumbarton | 2 |  | 0 | 0 | 0 | 0 |  | 0 |  | N/A | N/A | N/A | N/A | N/A | N/A | N/A | N/A | 0 | 0 | 0 | 0 |  | 0 | 10 | 1 | 1 | 1 | 2 | 5 | 2 | 1 | 3 | 3 | 1 | 1 | 0 | 0 | 0
SCE NOL | Dunn Siding | 115 | Dunn Siding | 2 |  | 0 | 0 | 0 | 0 |  | 0 |  | N/A | N/A | N/A | N/A | N/A | N/A | N/A | N/A | 0 | 0 | 0 | 0 |  | 0 | 10 | 1 | 1 | 1 | 2 | 1 | 1 | 1 | 1 | 2 | 2 | 1 | 0 | 0 | 0
SCE Eastern | Eagle Mountain | 230 | Eagle Mountain | 2 |  | 0 | 0 | 0 | 0 |  | 0 |  | N/A | N/A | N/A | N/A | N/A | N/A | N/A | N/A | 0 | 0 | 0 | 0 |  | 0 | 10 | 1 | 1 | 1 | 2 | 1 | 1 | 1 | 1 | 1 | 2 | 1 | 0 | 0 | 0
PG&E NGBA | Eagle Rock (PGE) | 60 | Eagle Rock (PGE) | 2 |  | 0 | 0 | 0 | 0 |  | 0 |  | N/A | N/A | N/A | N/A | N/A | N/A | N/A | N/A | 0 | 0 | 0 | 0 |  | 0 | 10 | 1 | 1 | 1 | 2 | 5 | 2 | 2 | 3 | 4 | 1 | 1 | 0 | 0 | 0
PG&E NGBA | Eagle Rock (PGE) | 115 | Eagle Rock (PGE) | 2 |  | 0 | 0 | 0 | 0 |  | 0 | 15 | 1 | 5 | 4 | 1 | 2 | 5 | 1 | 1 | 0 | 0 | 0 | 0 |  | 0 | 10 | 1 | 1 | 1 | 2 | 5 | 2 | 2 | 3 | 4 | 1 | 1 | 7 | 0 | 7 | Geysers | 1 | 5 | 2 | 1 | 2 | 3 | 1 | 1
SCE Metro | Eagle Rock (SCE) | 230 | Eagle Rock (SCE) | 2 |  | 0 | 0 | 0 | 0 |  | 0 | 10 | 1 | 1 | 1 | 1 | 1 | 1 | 1 | 1 | 0 | 0 | 0 | 0 |  | 0 | 10 | 1 | 1 | 1 | 2 | 3 | 1 | 1 | 1 | 1 | 1 | 1 | 0 | 0 | 0
PG&E NGBA | East Marysville | 115 | East Marysville | 2 |  | 0 | 0 | 0 | 0 |  | 0 |  | N/A | N/A | N/A | N/A | N/A | N/A | N/A | N/A | 0 | 0 | 0 | 0 |  | 0 | 10 | 1 | 1 | 1 | 2 | 1 | 1 | 1 | 1 | 2 | 1 | 1 | 0 | 0 | 0
PG&E NGBA | East Nicolaus | 115 | East Nicolaus | 2 |  | 0 | 0 | 0 | 0 |  | 0 |  | N/A | N/A | N/A | N/A | N/A | N/A | N/A | N/A | 0 | 0 | 0 | 0 |  | 0 | 10 | 1 | 1 | 2 | 2 | 1 | 1 | 1 | 1 | 2 | 1 | 1 | 0 | 0 | 0
PG&E NGBA | East Nicolaus | 60 | East Nicolaus | 2 |  | 0 | 0 | 0 | 0 |  | 0 |  | N/A | N/A | N/A | N/A | N/A | N/A | N/A | N/A | 0 | 0 | 0 | 0 |  | 0 | 10 | 1 | 1 | 2 | 2 | 1 | 1 | 1 | 1 | 2 | 1 | 1 | 0 | 0 | 0
PG&E GBA | Eastshore | 115 | Eastshore | 2 |  | 0 | 0 | 0 | 0 |  | 0 |  | N/A | N/A | N/A | N/A | N/A | N/A | N/A | N/A | 0 | 0 | 0 | 0 |  | 0 | 10 | 1 | 1 | 1 | 2 | 3 | 1 | 1 | 2 | 3 | 1 | 1 | 0 | 0 | 0
PG&E GBA | Eastshore | 230 | Eastshore | 2 |  | 0 | 0 | 0 | 0 |  | 0 |  | N/A | N/A | N/A | N/A | N/A | N/A | N/A | N/A | 0 | 0 | 0 | 0 |  | 0 | 10 | 1 | 1 | 1 | 2 | 3 | 1 | 1 | 2 | 3 | 1 | 1 | 0 | 0 | 0
SDGE | ECO | 138 | ECO | 2 |  | 0 | 0 | 0 | 0 |  | 0 | 20 | 1 | 4 | 1 | 1 | 1 | 1 | 1 | 1 | 0 | 0 | 0 | 0 |  | 0 | 10 | 1 | 1 | 1 | 2 | 2 | 1 | 1 | 1 | 2 | 1 | 1 | 0 | 0 | 0
SDGE | ECO | 230 | OOS (Baja Mexico) | 2 | OOS | 0 | 0 | 0 | 0 |  | 0 | 20 | #N/A | N/A | N/A | N/A | N/A | N/A | N/A | N/A | 0 | 0 | 0 | 0 |  | 0 | 10 | #N/A | N/A | N/A | 2 | N/A | N/A | N/A | N/A | N/A | N/A | N/A | 0 | 0 | 0
SDGE | ECO | 500 | OOS (Baja Mexico) | 2 | OOS | 0 | 0 | 0 | 0 |  | 0 | 20 | #N/A | N/A | N/A | N/A | N/A | N/A | N/A | N/A | 0 | 0 | 0 | 0 |  | 0 | 10 | #N/A | N/A | N/A | 2 | N/A | N/A | N/A | N/A | N/A | N/A | N/A | 0 | 0 | 0
PG&E GBA | Edenvale | 115 | Edenvale | 2 |  | 0 | 0 | 0 | 0 |  | 0 |  | N/A | N/A | N/A | N/A | N/A | N/A | N/A | N/A | 0 | 0 | 0 | 0 |  | 0 | 10 | 1 | 1 | 1 | 2 | 5 | 3 | 1 | 1 | 3 | 2 | 1 | 0 | 0 | 0
PG&E GBA | Edes | 115 | Edes | 2 |  | 0 | 0 | 0 | 0 |  | 0 |  | N/A | N/A | N/A | N/A | N/A | N/A | N/A | N/A | 0 | 0 | 0 | 0 |  | 0 | 10 | 1 | 1 | 1 | 2 | 3 | 2 | 1 | 2 | 3 | 1 | 1 | 0 | 0 | 0
PG&E GBA | Eight Mile | 230 | Eight Mile | 1 |  | 0 | 0 | 0 | 0 |  | 0 |  | N/A | N/A | N/A | N/A | N/A | N/A | N/A | N/A | 0 | 1100 | 0 | 0 |  | 1100 | 10 | 4 | 2 | 3 | 1 | 1 | 1 | 1 | 1 | 1 | 1 | 1 | 0 | 0 | 0
SDGE | El Cajon | 69 | El Cajon | 2 |  | 0 | 0 | 0 | 0 |  | 0 |  | N/A | N/A | N/A | N/A | N/A | N/A | N/A | N/A | 0 | 0 | 0 | 0 |  | 0 | 10 | 1 | 1 | 1 | 2 | 5 | 2 | 2 | 2 | 3 | 1 | 1 | 0 | 0 | 0
SCE Eastern | El Casco | 230 | El Casco | 2 |  | 0 | 0 | 0 | 0 |  | 0 |  | N/A | N/A | N/A | N/A | N/A | N/A | N/A | N/A | 0 | 0 | 0 | 0 |  | 0 | 10 | 1 | 1 | 1 | 2 | 5 | 1 | 1 | 2 | 3 | 1 | 1 | 0 | 0 | 0
PG&E GBA | El Cerrito G | 115 | El Cerrito G | 2 |  | 0 | 0 | 0 | 0 |  | 0 |  | N/A | N/A | N/A | N/A | N/A | N/A | N/A | N/A | 0 | 0 | 0 | 0 |  | 0 | 10 | 1 | 1 | 1 | 2 | 2 | 1 | 2 | 3 | 3 | 1 | 1 | 0 | 0 | 0
PG&E NGBA | El Dorado PH | 115 | El Dorado PH | 2 |  | 0 | 0 | 0 | 0 |  | 0 |  | N/A | N/A | N/A | N/A | N/A | N/A | N/A | N/A | 0 | 0 | 0 | 0 |  | 0 | 10 | 1 | 1 | 1 | 2 | 5 | 2 | 1 | 1 | 3 | 1 | 1 | 0 | 0 | 0
PG&E FRESNO | El Nido (PGE) | 115 | El Nido (PGE) | 1 |  | 0 | 0 | 0 | 0 |  | 0 |  | N/A | N/A | N/A | N/A | N/A | N/A | N/A | N/A | 0 | 0 | 0 | 0 |  | 0 | 10 | 1 | 1 | 1 | 1 | 1 | 1 | 1 | 1 | 2 | 1 | 1 | 10 | 0 | 10 | EGS
SCE Metro | El Nido (SCE) | 230 | El Nido (SCE) | 2 |  | 0 | 0 | 0 | 0 |  | 0 |  | N/A | N/A | N/A | N/A | N/A | N/A | N/A | N/A | 0 | 0 | 0 | 0 |  | 0 | 10 | 1 | 1 | 1 | 2 | 1 | 1 | 1 | 2 | 3 | 1 | 1 | 0 | 0 | 0
PG&E GBA | El Patio | 115 | El Patio | 2 |  | 0 | 0 | 0 | 0 |  | 0 |  | N/A | N/A | N/A | N/A | N/A | N/A | N/A | N/A | 0 | 0 | 0 | 0 |  | 0 | 10 | 1 | 1 | 1 | 2 | 2 | 3 | 1 | 3 | 3 | 1 | 1 | 0 | 0 | 0
SCE Metro | El Segundo | 230 | El Segundo | 2 |  | 0 | 0 | 0 | 0 |  | 0 |  | N/A | N/A | N/A | N/A | N/A | N/A | N/A | N/A | 0 | 0 | 0 | 0 |  | 0 | 10 | 1 | 1 | 1 | 2 | 1 | 1 | 1 | 2 | 3 | 1 | 1 | 0 | 0 | 0
EOP | Eldorado | 230 | Eldorado | 2 | OOS | 0 | 0 | 0 | 0 |  | 0 |  | N/A | N/A | N/A | N/A | N/A | N/A | N/A | N/A | 0 | 0 | 0 | 0 |  | 0 | 10 | 1 | N/A | N/A | 2 | N/A | N/A | N/A | N/A | N/A | N/A | N/A | 472 | 0 | 472 | OOS | N/A | N/A | N/A | N/A | N/A | N/A | N/A | N/A
EOP | Eldorado | 500 | Eldorado | 2 | OOS | 0 | 0 | 0 | 0 |  | 0 |  | N/A | N/A | N/A | N/A | N/A | N/A | N/A | N/A | 0 | 0 | 0 | 0 |  | 0 | 10 | 1 | N/A | N/A | 2 | N/A | N/A | N/A | N/A | N/A | N/A | N/A | 741 | 0 | 741 | OOS | N/A | N/A | N/A | N/A | N/A | N/A | N/A | N/A
SCE Northern | Elizabeth Lake | 66 | Elizabeth Lake | 2 |  | 0 | 0 | 0 | 0 |  | 0 |  | N/A | N/A | N/A | N/A | N/A | N/A | N/A | N/A | 0 | 0 | 0 | 0 |  | 0 | 10 | 1 | 1 | 1 | 2 | 5 | 1 | 1 | 1 | 2 | 1 | 1 | 0 | 0 | 0
PG&E KERN | Elk Hills | 230 | Elk Hills | 1 |  | 0 | 0 | 0 | 0 |  | 0 |  | N/A | N/A | N/A | N/A | N/A | N/A | N/A | N/A | 0 | 0 | 0 | 0 |  | 0 | 10 | 1 | 1 | 1 | 1 | 1 | 1 | 2 | 4 | 4 | 1 | 1 | 0 | 0 | 0
SDGE | Elliot | 69 | Elliot | 2 |  | 0 | 0 | 0 | 0 |  | 0 |  | N/A | N/A | N/A | N/A | N/A | N/A | N/A | N/A | 0 | 0 | 0 | 0 |  | 0 | 10 | 1 | 1 | 1 | 2 | 2 | 1 | 1 | 1 | 3 | 1 | 1 | 0 | 0 | 0
SCE Metro | Ellis | 230 | Ellis | 2 |  | 0 | 0 | 0 | 0 |  | 0 |  | N/A | N/A | N/A | N/A | N/A | N/A | N/A | N/A | 0 | 0 | 0 | 0 |  | 0 | 10 | 1 | 1 | 1 | 2 | 1 | 1 | 1 | 5 | 5 | 1 | 1 | 0 | 0 | 0
SDGE | Encina | 138 | Encina | 2 |  | 0 | 0 | 0 | 0 |  | 0 |  | N/A | N/A | N/A | N/A | N/A | N/A | N/A | N/A | 0 | 0 | 0 | 0 |  | 0 | 10 | 1 | 1 | 1 | 2 | 1 | 1 | 2 | 2 | 3 | 1 | 1 | 0 | 0 | 0
SDGE | Encina | 230 | Encina | 2 |  | 0 | 0 | 0 | 0 |  | 0 | 10 | 1 | 1 | 1 | 3 | 3 | 3 | 1 | 1 | 0 | 0 | 0 | 0 |  | 0 | 10 | 1 | 1 | 1 | 2 | 1 | 1 | 2 | 2 | 3 | 1 | 1 | 0 | 0 | 0
SDGE | Escondido | 230 | Escondido | 2 |  | 0 | 0 | 0 | 0 |  | 0 |  | N/A | N/A | N/A | N/A | N/A | N/A | N/A | N/A | 0 | 0 | 0 | 0 |  | 0 | 10 | 1 | 1 | 1 | 2 | 4 | 1 | 1 | 1 | 2 | 1 | 1 | 0 | 0 | 0
SDGE | Escondido | 69 | Escondido | 2 |  | 0 | 0 | 0 | 0 |  | 0 |  | N/A | N/A | N/A | N/A | N/A | N/A | N/A | N/A | 0 | 0 | 0 | 0 |  | 0 | 10 | 1 | 1 | 1 | 2 | 4 | 1 | 1 | 1 | 2 | 1 | 1 | 0 | 0 | 0
PG&E KERN | Estrella | 230 | Estrella | 1 |  | 0 | 0 | 0 | 0 |  | 0 |  | N/A | N/A | N/A | N/A | N/A | N/A | N/A | N/A | 0 | 0 | 0 | 0 |  | 0 | 10 | 1 | 1 | 1 | 1 | 2 | 1 | 1 | 1 | 1 | 1 | 1 | 0 | 0 | 0
SCE Eastern | Etiwanda | 230 | Etiwanda | 2 |  | 0 | 0 | 0 | 0 |  | 0 |  | N/A | N/A | N/A | N/A | N/A | N/A | N/A | N/A | 0 | 0 | 0 | 0 |  | 0 | 10 | 1 | 1 | 1 | 2 | 5 | 1 | 1 | 1 | 1 | 1 | 1 | 0 | 0 | 0
PG&E GBA | Evergreen | 115 | Evergreen | 2 |  | 0 | 0 | 0 | 0 |  | 0 |  | N/A | N/A | N/A | N/A | N/A | N/A | N/A | N/A | 0 | 0 | 0 | 0 |  | 0 | 10 | 1 | 1 | 1 | 2 | 5 | 1 | 1 | 1 | 2 | 2 | 1 | 0 | 0 | 0
PG&E GBA | Evergreen | 60 | Evergreen | 2 |  | 0 | 0 | 0 | 0 |  | 0 |  | N/A | N/A | N/A | N/A | N/A | N/A | N/A | N/A | 0 | 0 | 0 | 0 |  | 0 | 10 | 1 | 1 | 1 | 2 | 5 | 1 | 1 | 1 | 2 | 2 | 1 | 0 | 0 | 0
PG&E FRESNO | Excelsior | 115 | Excelsior | 1 |  | 0 | 0 | 0 | 0 |  | 0 |  | N/A | N/A | N/A | N/A | N/A | N/A | N/A | N/A | 0 | 0 | 0 | 0 |  | 0 | 10 | 1 | 1 | 2 | 1 | 1 | 1 | 1 | 1 | 1 | 1 | 1 | 0 | 0 | 0
PG&E FRESNO | Exchequer | 115 | Exchequer | 1 |  | 0 | 0 | 0 | 0 |  | 0 |  | N/A | N/A | N/A | N/A | N/A | N/A | N/A | N/A | 0 | 0 | 0 | 0 |  | 0 | 10 | 1 | 1 | 1 | 1 | 3 | 3 | 1 | 1 | 4 | 3 | 1 | 0 | 0 | 0
PG&E KERN | Fairway | 115 | Fairway | 2 |  | 0 | 0 | 0 | 0 |  | 0 |  | N/A | N/A | N/A | N/A | N/A | N/A | N/A | N/A | 0 | 0 | 0 | 0 |  | 0 | 10 | 1 | 1 | 1 | 2 | 1 | 1 | 1 | 1 | 1 | 1 | 1 | 0 | 0 | 0
PG&E KERN | Famoso | 115 | Famoso | 1 |  | 0 | 0 | 0 | 0 |  | 0 |  | N/A | N/A | N/A | N/A | N/A | N/A | N/A | N/A | 0 | 0 | 0 | 0 |  | 0 | 10 | 1 | 1 | 3 | 1 | 2 | 1 | 1 | 1 | 1 | 1 | 1 | 0 | 0 | 0
PG&E NGBA | Fern Road | 500 | Fern Road | 2 |  | 0 | 0 | 0 | 0 |  | 0 |  | N/A | N/A | N/A | N/A | N/A | N/A | N/A | N/A | 0 | 0 | 0 | 0 |  | 0 | 10 | 1 | 1 | 1 | 2 | 5 | 3 | 1 | 1 | 4 | 1 | 1 | 0 | 0 | 0
PG&E GBA | Fibreboard (SPI Sonora) | 115 | No Analysis | 2 |  | 0 | 0 | 0 | 0 |  | 0 | 15 | N/A | N/A | N/A | N/A | N/A | N/A | N/A | N/A | 0 | 0 | 0 | 0 |  | 0 | 10 | N/A | N/A | N/A | 2 | N/A | N/A | N/A | N/A | N/A | N/A | N/A | 0 | 0 | 0
PG&E FRESNO | Figarden | 230 | Figarden | 1 |  | 0 | 0 | 0 | 0 |  | 0 |  | N/A | N/A | N/A | N/A | N/A | N/A | N/A | N/A | 0 | 0 | 0 | 0 |  | 0 | 10 | 1 | 1 | 2 | 1 | 1 | 1 | 1 | 1 | 1 | 1 | 1 | 0 | 0 | 0
PG&E FRESNO | Fink | 230 | Fink | 1 |  | 0 | 0 | 0 | 0 |  | 0 |  | N/A | N/A | N/A | N/A | N/A | N/A | N/A | N/A | 0 | 0 | 0 | 0 |  | 0 | 10 | 1 | 1 | 1 | 1 | 3 | 1 | 1 | 1 | 2 | 1 | 1 | 70 | 0 | 70
PG&E NGBA | Fitch Mountain | 60 | Fitch Mountain | 2 |  | 0 | 0 | 0 | 0 |  | 0 |  | N/A | N/A | N/A | N/A | N/A | N/A | N/A | N/A | 0 | 0 | 0 | 0 |  | 0 | 10 | 1 | 1 | 1 | 2 | 1 | 1 | 2 | 3 | 4 | 1 | 1 | 0 | 0 | 0
PG&E GBA | FMC | 115 | FMC | 2 |  | 0 | 0 | 0 | 0 |  | 0 |  | N/A | N/A | N/A | N/A | N/A | N/A | N/A | N/A | 0 | 0 | 0 | 0 |  | 0 | 10 | 1 | 1 | 1 | 2 | 5 | 1 | 1 | 1 | 1 | 2 | 1 | 0 | 0 | 0
PG&E GBA | Fremont | 115 | Fremont | 2 |  | 0 | 0 | 0 | 0 |  | 0 |  | N/A | N/A | N/A | N/A | N/A | N/A | N/A | N/A | 0 | 0 | 0 | 0 |  | 0 | 10 | 1 | 1 | 1 | 2 | 5 | 2 | 1 | 2 | 3 | 2 | 1 | 0 | 0 | 0
PG&E GBA | French Camp | 60 | French Camp | 1 |  | 0 | 0 | 0 | 0 |  | 0 |  | N/A | N/A | N/A | N/A | N/A | N/A | N/A | N/A | 0 | 0 | 0 | 0 |  | 0 | 10 | 1 | 1 | 2 | 1 | 1 | 1 | 1 | 1 | 1 | 1 | 1 | 0 | 0 | 0
PG&E GBA | Frogtown | 115 | Frogtown | 2 |  | 0 | 0 | 0 | 0 |  | 0 |  | N/A | N/A | N/A | N/A | N/A | N/A | N/A | N/A | 0 | 0 | 0 | 0 |  | 0 | 10 | 1 | 1 | 1 | 2 | 5 | 3 | 1 | 1 | 3 | 2 | 1 | 0 | 0 | 0
PG&E NGBA | Fulton | 115 | Fulton | 2 |  | 0 | 0 | 0 | 0 |  | 0 |  | N/A | N/A | N/A | N/A | N/A | N/A | N/A | N/A | 0 | 0 | 0 | 0 |  | 0 | 10 | 1 | 1 | 1 | 2 | 1 | 1 | 2 | 3 | 4 | 1 | 1 | 0 | 0 | 0
PG&E NGBA | Fulton | 230 | Fulton | 2 |  | 0 | 0 | 0 | 0 |  | 0 |  | N/A | N/A | N/A | N/A | N/A | N/A | N/A | N/A | 0 | 0 | 0 | 0 |  | 0 | 10 | 1 | 1 | 1 | 2 | 1 | 1 | 2 | 3 | 4 | 1 | 1 | 0 | 18 | 18 | Geysers | 1 | 5 | 2 | 1 | 2 | 3 | 1 | 1
PG&E NGBA | Fulton | 60 | Fulton | 2 |  | 0 | 0 | 0 | 0 |  | 0 |  | N/A | N/A | N/A | N/A | N/A | N/A | N/A | N/A | 0 | 0 | 0 | 0 |  | 0 | 10 | 1 | 1 | 1 | 2 | 1 | 1 | 2 | 3 | 4 | 1 | 1 | 0 | 0 | 0
PG&E KERN | Ganso | 115 | Ganso | 1 |  | 0 | 0 | 0 | 0 |  | 0 |  | N/A | N/A | N/A | N/A | N/A | N/A | N/A | N/A | 0 | 0 | 0 | 0 |  | 0 | 10 | 1 | 1 | 2 | 1 | 1 | 1 | 1 | 1 | 1 | 1 | 1 | 0 | 0 | 0
PG&E FRESNO | Gates | 230 | Gates | 1 |  | 0 | 0 | 0 | 0 |  | 0 |  | N/A | N/A | N/A | N/A | N/A | N/A | N/A | N/A | 166 | 477.5 | 0 | 0 |  | 643.5 | 10 | 2 | 1 | 2 | 1 | 1 | 1 | 1 | 1 | 1 | 1 | 1 | 0 | 0 | 0
PG&E FRESNO | Gates | 500 | Gates | 1 |  | 0 | 0 | 0 | 0 |  | 0 |  | N/A | N/A | N/A | N/A | N/A | N/A | N/A | N/A | 0 | 0 | 0 | 0 |  | 0 | 10 | 2 | 1 | 2 | 1 | 1 | 1 | 1 | 1 | 1 | 1 | 1 | 0 | 0 | 0
PG&E NGBA | Geysers 12 | 230 | Geysers Tap 12 | 2 |  | 0 | 0 | 0 | 0 |  | 0 |  | N/A | N/A | N/A | N/A | N/A | N/A | N/A | N/A | 0 | 0 | 0 | 0 |  | 0 | 10 | 1 | 1 | 1 | 2 | 3 | 2 | 2 | 3 | 5 | 1 | 1 | 0 | 0 | 0
PG&E NGBA | Geysers 17 | 230 | Geysers Tap 12 | 2 |  | 0 | 0 | 0 | 0 |  | 0 |  | N/A | N/A | N/A | N/A | N/A | N/A | N/A | N/A | 0 | 0 | 0 | 0 |  | 0 | 10 | 1 | 1 | 1 | 2 | 3 | 2 | 2 | 3 | 5 | 1 | 1 | 0 | 0 | 0 | Geysers | 1 | 5 | 2 | 1 | 2 | 3 | 1 | 1
PG&E NGBA | Geysers 3 | 115 | Geysers Tap 12 | 2 |  | 0 | 0 | 0 | 0 |  | 0 |  | N/A | N/A | N/A | N/A | N/A | N/A | N/A | N/A | 0 | 0 | 0 | 0 |  | 0 | 10 | 1 | 1 | 1 | 2 | 3 | 2 | 2 | 3 | 5 | 1 | 1 | 0 | 0 | 0
PG&E NGBA | Glenn | 230 | Glenn | 2 |  | 0 | 0 | 0 | 0 |  | 0 | 10 | 1 | 5 | 5 | 1 | 1 | 5 | 5 | 1 | 0 | 0 | 0 | 0 |  | 0 | 10 | 1 | 1 | 2 | 2 | 1 | 2 | 1 | 1 | 2 | 1 | 1 | 0 | 0 | 0
PG&E NGBA | Glenn | 60 | Glenn | 2 |  | 0 | 0 | 0 | 0 |  | 0 |  | N/A | N/A | N/A | N/A | N/A | N/A | N/A | N/A | 0 | 0 | 0 | 0 |  | 0 | 10 | 1 | 1 | 2 | 2 | 1 | 2 | 1 | 1 | 2 | 1 | 1 | 0 | 0 | 0
PG&E NGBA | Gold Hill | 115 | Gold Hill | 2 |  | 0 | 0 | 0 | 0 |  | 0 |  | N/A | N/A | N/A | N/A | N/A | N/A | N/A | N/A | 0 | 0 | 0 | 0 |  | 0 | 10 | 1 | 1 | 1 | 2 | 2 | 1 | 1 | 1 | 2 | 1 | 1 | 0 | 0 | 0
PG&E NGBA | Gold Hill | 230 | Gold Hill | 2 |  | 0 | 0 | 0 | 0 |  | 0 | 10 | 1 | 1 | 1 | 1 | 1 | 1 | 1 | 1 | 0 | 0 | 0 | 0 |  | 0 | 10 | 1 | 1 | 1 | 2 | 2 | 1 | 1 | 1 | 2 | 1 | 1 | 0 | 0 | 0
SCE Northern | Goleta | 230 | Goleta | 2 |  | 0 | 0 | 0 | 0 |  | 0 |  | N/A | N/A | N/A | N/A | N/A | N/A | N/A | N/A | 0 | 0 | 0 | 0 |  | 0 | 10 | 1 | 1 | 1 | 2 | 5 | 1 | 1 | 1 | 1 | 2 | 1 | 0 | 0 | 0
SCE Metro | Goodrich | 230 | Goodrich | 2 |  | 0 | 0 | 0 | 0 |  | 0 |  | N/A | N/A | N/A | N/A | N/A | N/A | N/A | N/A | 0 | 0 | 0 | 0 |  | 0 | 10 | 1 | 1 | 1 | 2 | 5 | 1 | 2 | 5 | 5 | 5 | 1 | 0 | 0 | 0
PG&E KERN | Goose Lake | 115 | Goose Lake | 1 |  | 0 | 0 | 0 | 0 |  | 0 |  | N/A | N/A | N/A | N/A | N/A | N/A | N/A | N/A | 0 | 0 | 0 | 0 |  | 0 | 10 | 1 | 1 | 2 | 1 | 1 | 1 | 1 | 1 | 2 | 1 | 1 | 0 | 0 | 0
SCE Metro | Gould | 230 | Gould | 2 |  | 0 | 0 | 0 | 0 |  | 0 |  | N/A | N/A | N/A | N/A | N/A | N/A | N/A | N/A | 0 | 0 | 0 | 0 |  | 0 | 10 | 1 | 1 | 1 | 2 | 3 | 1 | 1 | 1 | 1 | 1 | 1 | 0 | 0 | 0
PG&E NGBA | Grand Island | 115 | Grand Island | 1 |  | 0 | 0 | 0 | 0 |  | 0 |  | N/A | N/A | N/A | N/A | N/A | N/A | N/A | N/A | 0 | 0 | 0 | 0 |  | 0 | 10 | 1 | 1 | 1 | 1 | 1 | 1 | 1 | 1 | 1 | 1 | 1 | 0 | 0 | 0
SDGE | Granite | 69 | Granite | 2 |  | 0 | 0 | 0 | 0 |  | 0 |  | N/A | N/A | N/A | N/A | N/A | N/A | N/A | N/A | 0 | 0 | 0 | 0 |  | 0 | 10 | 1 | 1 | 1 | 2 | 2 | 2 | 1 | 1 | 2 | 1 | 1 | 0 | 0 | 0
PG&E GBA | Grant | 115 | Grant | 2 |  | 0 | 0 | 0 | 0 |  | 0 |  | N/A | N/A | N/A | N/A | N/A | N/A | N/A | N/A | 0 | 0 | 0 | 0 |  | 0 | 10 | 1 | 1 | 1 | 2 | 3 | 2 | 1 | 2 | 3 | 1 | 1 | 0 | 0 | 0
PG&E GBA | Green Valley | 115 | Green Valley | 1 |  | 0 | 0 | 0 | 0 |  | 0 |  | N/A | N/A | N/A | N/A | N/A | N/A | N/A | N/A | 0 | 0 | 0 | 0 |  | 0 | 10 | 1 | 1 | 1 | 1 | 2 | 1 | 1 | 1 | 2 | 1 | 1 | 0 | 0 | 0
PG&E NGBA | Greenleaf 1 | 115 | Greenleaf 1 | 2 |  | 0 | 0 | 0 | 0 |  | 0 |  | N/A | N/A | N/A | N/A | N/A | N/A | N/A | N/A | 0 | 0 | 0 | 0 |  | 0 | 10 | 1 | 1 | 2 | 2 | 1 | 1 | 1 | 2 | 2 | 1 | 1 | 0 | 0 | 0
PG&E FRESNO | Gregg | 230 | Gregg | 1 |  | 0 | 0 | 0 | 0 |  | 0 | 10 | 1 | 1 | 1 | 1 | 1 | 1 | 1 | 1 | 0 | 0 | 0 | 0 |  | 0 | 10 | 1 | 1 | 2 | 1 | 2 | 1 | 1 | 1 | 1 | 1 | 1 | 0 | 0 | 0
PG&E FRESNO | Grimmway-Malaga | 115 | Grimmway-Malaga | 1 |  | 0 | 0 | 0 | 0 |  | 0 |  | N/A | N/A | N/A | N/A | N/A | N/A | N/A | N/A | 0 | 0 | 0 | 0 |  | 0 | 10 | 1 | 1 | 2 | 1 | 1 | 1 | 1 | 1 | 1 | 1 | 1 | 0 | 0 | 0
PG&E NGBA | Grizzly | 230 | Grizzly | 2 |  | 0 | 0 | 0 | 0 |  | 0 | 15 | 1 | 3 | 1 | 3 | 3 | 5 | 3 | 1 | 0 | 0 | 0 | 0 |  | 0 | 10 | 1 | 1 | 1 | 2 | 5 | 1 | 1 | 2 | 3 | 2 | 1 | 0 | 0 | 0
PG&E FRESNO | Guernsey | 70 | Guernsey | 1 |  | 0 | 0 | 0 | 0 |  | 0 |  | N/A | N/A | N/A | N/A | N/A | N/A | N/A | N/A | 0 | 0 | 0 | 0 |  | 0 | 10 | 1 | 1 | 1 | 1 | 1 | 1 | 1 | 1 | 1 | 1 | 1 | 0 | 0 | 0
PG&E FRESNO | GWF Hanford | 115 | GWF Hanford | 2 |  | 0 | 0 | 0 | 0 |  | 0 |  | N/A | N/A | N/A | N/A | N/A | N/A | N/A | N/A | 0 | 0 | 0 | 0 |  | 0 | 10 | 1 | 1 | 1 | 2 | 1 | 1 | 1 | 1 | 1 | 1 | 1 | 0 | 0 | 0
PG&E FRESNO | Haas | 230 | Haas | 2 |  | 0 | 0 | 0 | 0 |  | 0 |  | N/A | N/A | N/A | N/A | N/A | N/A | N/A | N/A | 0 | 0 | 0 | 0 |  | 0 | 10 | 1 | 1 | 1 | 2 | 5 | 1 | 2 | 1 | 2 | 3 | 1 | 0 | 0 | 0
PG&E FRESNO | Hammonds | 115 | Hammonds | 1 |  | 0 | 0 | 0 | 0 |  | 0 |  | N/A | N/A | N/A | N/A | N/A | N/A | N/A | N/A | 100 | 0 | 0 | 0 |  | 100 | 10 | 1 | 1 | 2 | 1 | 1 | 1 | 1 | 1 | 1 | 1 | 1 | 0 | 0 | 0
SCE Metro | HarborGen | 230 | Harborgen | 2 |  | 0 | 0 | 0 | 0 |  | 0 |  | N/A | N/A | N/A | N/A | N/A | N/A | N/A | N/A | 0 | 0 | 0 | 0 |  | 0 | 10 | 1 | 1 | 1 | 2 | 1 | 1 | 1 | 2 | 2 | 1 | 1 | 0 | 0 | 0
PG&E NGBA | Harris | 60 | Harris | 2 |  | 0 | 0 | 0 | 0 |  | 0 |  | N/A | N/A | N/A | N/A | N/A | N/A | N/A | N/A | 0 | 0 | 0 | 0 |  | 0 | 10 | 1 | 1 | 1 | 2 | 1 | 1 | 1 | 2 | 2 | 1 | 1 | 0 | 0 | 0
EOP | Harry Allen | 500 | Harry Allen | 2 | OOS | 0 | 0 | 0 | 0 |  | 0 |  | N/A | N/A | N/A | N/A | N/A | N/A | N/A | N/A | 0 | 301.2 | 0 | 0 |  | 301.2 | 10 | #N/A | N/A | N/A | 2 | N/A | N/A | N/A | N/A | N/A | N/A | N/A | 0 | 0 | 0
PG&E NGBA | Hartley | 60 | Hartley | 2 |  | 0 | 0 | 0 | 0 |  | 0 | 10 | 1 | 5 | 3 | 1 | 1 | 3 | 1 | 1 | 0 | 0 | 0 | 0 |  | 0 | 10 | 1 | 1 | 1 | 2 | 5 | 1 | 1 | 1 | 2 | 1 | 1 | 0 | 0 | 0
SCE NOL | Harvard | 115 | Harvard | 2 |  | 0 | 0 | 0 | 0 |  | 0 |  | N/A | N/A | N/A | N/A | N/A | N/A | N/A | N/A | 0 | 0 | 0 | 0 |  | 0 | 10 | 1 | 1 | 1 | 2 | 1 | 1 | 1 | 1 | 1 | 1 | 1 | 0 | 0 | 0
SDGE | Hassayampa | 500 | Hassayampa | 2 | OOS | 0 | 0 | 0 | 0 |  | 0 |  | N/A | N/A | N/A | N/A | N/A | N/A | N/A | N/A | 3634.5 | 2000 | 0 | 0 |  | 5634.5 | 10 | 4 | N/A | N/A | 2 | N/A | N/A | N/A | N/A | N/A | N/A | N/A | 0 | 0 | 0
PG&E FRESNO | Helm | 230 | Helm | 1 |  | 0 | 0 | 0 | 0 |  | 0 |  | N/A | N/A | N/A | N/A | N/A | N/A | N/A | N/A | 0 | 0 | 0 | 0 |  | 0 | 10 | 1 | 1 | 1 | 1 | 1 | 1 | 1 | 1 | 1 | 1 | 1 | 0 | 0 | 0
PG&E FRESNO | Helm | 70 | Helm | 1 |  | 0 | 0 | 0 | 0 |  | 0 |  | N/A | N/A | N/A | N/A | N/A | N/A | N/A | N/A | 0 | 0 | 0 | 0 |  | 0 | 10 | 1 | 1 | 1 | 1 | 1 | 1 | 1 | 1 | 1 | 1 | 1 | 0 | 0 | 0
PG&E FRESNO | Henrietta | 115 | Henrietta | 1 |  | 0 | 0 | 0 | 0 |  | 0 |  | N/A | N/A | N/A | N/A | N/A | N/A | N/A | N/A | 0 | 0 | 0 | 0 |  | 0 | 10 | 1 | 1 | 1 | 1 | 1 | 1 | 1 | 1 | 1 | 1 | 1 | 0 | 0 | 0
PG&E FRESNO | Henrietta | 230 | Henrietta | 1 |  | 0 | 0 | 0 | 0 |  | 0 |  | N/A | N/A | N/A | N/A | N/A | N/A | N/A | N/A | 0 | 0 | 0 | 0 |  | 0 | 10 | 1 | 1 | 1 | 1 | 1 | 1 | 1 | 1 | 1 | 1 | 1 | 0 | 0 | 0
PG&E FRESNO | Henrietta | 70 | Henrietta | 1 |  | 0 | 0 | 0 | 0 |  | 0 |  | N/A | N/A | N/A | N/A | N/A | N/A | N/A | N/A | 0 | 0 | 0 | 0 |  | 0 | 10 | 1 | 1 | 1 | 1 | 1 | 1 | 1 | 1 | 1 | 1 | 1 | 0 | 0 | 0
PG&E FRESNO | Herndon | 115 | Herndon | 1 |  | 0 | 0 | 0 | 0 |  | 0 |  | N/A | N/A | N/A | N/A | N/A | N/A | N/A | N/A | 0 | 0 | 0 | 0 |  | 0 | 10 | 1 | 1 | 2 | 1 | 1 | 1 | 1 | 1 | 1 | 1 | 1 | 0 | 0 | 0
PG&E FRESNO | Herndon | 230 | Herndon | 1 |  | 0 | 0 | 0 | 0 |  | 0 |  | N/A | N/A | N/A | N/A | N/A | N/A | N/A | N/A | 0 | 0 | 0 | 0 |  | 0 | 10 | 1 | 1 | 2 | 1 | 1 | 1 | 1 | 1 | 1 | 1 | 1 | 0 | 0 | 0
PG&E GBA | Hicks | 230 | Hicks | 2 |  | 0 | 0 | 0 | 0 |  | 0 |  | N/A | N/A | N/A | N/A | N/A | N/A | N/A | N/A | 0 | 0 | 0 | 0 |  | 0 | 10 | 1 | 1 | 1 | 2 | 2 | 3 | 1 | 2 | 4 | 1 | 1 | 0 | 0 | 0
PG&E NGBA | Higgins | 115 | Higgins | 2 |  | 0 | 0 | 0 | 0 |  | 0 |  | N/A | N/A | N/A | N/A | N/A | N/A | N/A | N/A | 0 | 0 | 0 | 0 |  | 0 | 10 | 1 | 1 | 1 | 2 | 5 | 3 | 1 | 1 | 3 | 1 | 1 | 0 | 0 | 0
PG&E NGBA | Hilltop | 345 | Hilltop | 2 |  | 0 | 0 | 0 | 0 |  | 0 | 20 | 1 | 2 | 2 | 1 | 1 | 3 | 2 | 1 | 0 | 0 | 0 | 0 |  | 0 | 10 | 1 | 1 | 1 | 2 | 1 | 1 | 1 | 1 | 2 | 2 | 1 | 909 | 0 | 909 | Lake City - Surprise Valley 1 | 1 | 2 | 1 | 1 | 1 | 3 | 1 | 1
SCE Metro | Hinson | 230 | Hinson | 2 |  | 0 | 0 | 0 | 0 |  | 0 |  | N/A | N/A | N/A | N/A | N/A | N/A | N/A | N/A | 0 | 0 | 0 | 0 |  | 0 | 10 | 1 | 1 | 1 | 2 | 1 | 1 | 1 | 2 | 2 | 1 | 1 | 0 | 0 | 0
PG&E GBA | Hollister | 115 | Hollister | 2 |  | 0 | 0 | 0 | 0 |  | 0 |  | N/A | N/A | N/A | N/A | N/A | N/A | N/A | N/A | 0 | 0 | 0 | 0 |  | 0 | 10 | 1 | 1 | 1 | 2 | 3 | 1 | 1 | 1 | 2 | 1 | 1 | 164 | 0 | 164 | EGS
PG&E NGBA | Homestake | 115 | Homestake | 2 |  | 0 | 0 | 0 | 0 |  | 0 |  | N/A | N/A | N/A | N/A | N/A | N/A | N/A | N/A | 0 | 0 | 0 | 0 |  | 0 | 10 | 1 | 1 | 1 | 2 | 5 | 2 | 1 | 1 | 3 | 2 | 1 | 0 | 0 | 0
PG&E NGBA | Honcut | 115 | Honcut | 2 |  | 0 | 0 | 0 | 0 |  | 0 |  | N/A | N/A | N/A | N/A | N/A | N/A | N/A | N/A | 0 | 0 | 0 | 0 |  | 0 | 10 | 1 | 1 | 1 | 2 | 2 | 3 | 1 | 1 | 3 | 1 | 1 | 0 | 0 | 0
SDGE | Hoodoo Wash | 500 | Hoodoo Wash | 2 | OOS | 0 | 0 | 0 | 0 |  | 0 |  | N/A | N/A | N/A | N/A | N/A | N/A | N/A | N/A | 237.5 | 4993 | 0 | 0 |  | 5230.5 | 10 | 5 | N/A | N/A | 2 | N/A | N/A | N/A | N/A | N/A | N/A | N/A | 0 | 0 | 0
PG&E NGBA | Hopland | 115 | Hopland | 2 |  | 0 | 0 | 0 | 0 |  | 0 |  | N/A | N/A | N/A | N/A | N/A | N/A | N/A | N/A | 0 | 0 | 0 | 0 |  | 0 | 10 | 1 | 1 | 1 | 2 | 5 | 3 | 1 | 1 | 3 | 1 | 1 | 0 | 0 | 0
PG&E NGBA | Hopland | 60 | Hopland | 2 |  | 0 | 0 | 0 | 0 |  | 0 |  | N/A | N/A | N/A | N/A | N/A | N/A | N/A | N/A | 0 | 0 | 0 | 0 |  | 0 | 10 | 1 | 1 | 1 | 2 | 5 | 3 | 1 | 1 | 3 | 1 | 1 | 0 | 0 | 0
PG&E NGBA | Humboldt | 115 | Humboldt | 2 |  | 0 | 0 | 0 | 0 |  | 0 |  | N/A | N/A | N/A | N/A | N/A | N/A | N/A | N/A | 0 | 0 | 0 | 0 |  | 0 | 10 | 2 | 1 | 1 | 2 | 1 | 1 | 1 | 2 | 2 | 1 | 1 | 0 | 0 | 0
PG&E NGBA | Humboldt | 60 | Humboldt | 2 |  | 0 | 0 | 0 | 0 |  | 0 |  | N/A | N/A | N/A | N/A | N/A | N/A | N/A | N/A | 0 | 0 | 0 | 0 |  | 0 | 10 | 2 | 1 | 1 | 2 | 1 | 1 | 1 | 2 | 2 | 1 | 1 | 0 | 0 | 0
PG&E NGBA | Humboldt | 500 | Humboldt | 2 |  | 0 | 0 | 0 | 0 |  | 0 |  | N/A | N/A | N/A | N/A | N/A | N/A | N/A | N/A | 0 | 457.3 | 0 | 0 |  | 457.3 | 10 | 2 | 1 | 1 | 2 | 1 | 1 | 1 | 2 | 2 | 1 | 1 | 0 | 0 | 0
SCE Metro | Huntington Beach | 230 | Huntington Beach | 2 |  | 0 | 0 | 0 | 0 |  | 0 |  | N/A | N/A | N/A | N/A | N/A | N/A | N/A | N/A | 0 | 0 | 0 | 0 |  | 0 | 10 | 1 | 1 | 1 | 2 | 1 | 1 | 1 | 5 | 5 | 1 | 1 | 0 | 0 | 0
PG&E NGBA | Ignacio | 115 | Ignacio | 2 |  | 0 | 0 | 0 | 0 |  | 0 |  | N/A | N/A | N/A | N/A | N/A | N/A | N/A | N/A | 0 | 0 | 0 | 0 |  | 0 | 10 | 1 | 1 | 1 | 2 | 2 | 2 | 1 | 1 | 3 | 1 | 1 | 0 | 0 | 0
PG&E NGBA | Ignacio | 230 | Ignacio | 2 |  | 0 | 0 | 0 | 0 |  | 0 |  | N/A | N/A | N/A | N/A | N/A | N/A | N/A | N/A | 0 | 0 | 0 | 0 |  | 0 | 10 | 1 | 1 | 1 | 2 | 2 | 2 | 1 | 1 | 3 | 1 | 1 | 0 | 0 | 0
PG&E NGBA | Ignacio | 60 | Ignacio | 2 |  | 0 | 0 | 0 | 0 |  | 0 |  | N/A | N/A | N/A | N/A | N/A | N/A | N/A | N/A | 0 | 0 | 0 | 0 |  | 0 | 10 | 1 | 1 | 1 | 2 | 2 | 2 | 1 | 1 | 3 | 1 | 1 | 0 | 0 | 0
SDGE | Imperial Beach | 69 | Imperial Beach | 2 |  | 0 | 0 | 0 | 0 |  | 0 |  | N/A | N/A | N/A | N/A | N/A | N/A | N/A | N/A | 0 | 0 | 0 | 0 |  | 0 | 10 | 1 | 1 | 1 | 2 | 2 | 1 | 2 | 4 | 4 | 1 | 1 | 0 | 0 | 0
SDGE | Imperial Valley | 230 | Imperial Valley | 2 |  | 0 | 0 | 0 | 0 |  | 0 |  | N/A | N/A | N/A | N/A | N/A | N/A | N/A | N/A | 500 | 107 | 0 | 0 |  | 607 | 5 | 5 | 5 | 4 | 2 | 1 | 2 | 2 | 2 | 2 | 2 | 2 | 1000 | 0 | 1000 | East Brawley | 1 | 1 | 1 | 1 | 1 | 1 | 1 | 1
SDGE | Imperial Valley | 500 | Imperial Valley | 2 |  | 0 | 0 | 0 | 0 |  | 0 | 30 | 1 | 1 | 1 | 1 | 1 | 1 | 3 | 1 | 0 | 0 | 0 | 0 |  | 0 | 10 | 3 | 3 | 2 | 2 | 1 | 1 | 1 | 1 | 1 | 1 | 1 | 0 | 0 | 0
EOP | Innovation | 138 | Innovation | 2 | OOS | 0 | 0 | 0 | 0 |  | 0 |  | N/A | N/A | N/A | N/A | N/A | N/A | N/A | N/A | 0 | 0 | 0 | 0 |  | 0 | 10 | 1 | N/A | N/A | 2 | N/A | N/A | N/A | N/A | N/A | N/A | N/A | 0 | 0 | 0
EOP | Innovation | 230 | Innovation | 2 | OOS | 0 | 0 | 0 | 0 |  | 0 |  | N/A | N/A | N/A | N/A | N/A | N/A | N/A | N/A | 0 | 0 | 0 | 0 |  | 0 | 5 | 1 | N/A | N/A | 2 | N/A | N/A | N/A | N/A | N/A | N/A | N/A | 0 | 0 | 0
SCE NOL | Inyokern | 115 | Inyokern | 1 |  | 0 | 0 | 0 | 0 |  | 0 |  | N/A | N/A | N/A | N/A | N/A | N/A | N/A | N/A | 0 | 31.8 | 0 | 0 |  | 31.8 | 10 | 1 | 3 | 1 | 1 | 1 | 2 | 1 | 1 | 2 | 1 | 1 | 116 | 0 | 116 | Coso Hot Springs | 1 | 1 | 1 | 1 | 1 | 1 | 4 | 1
EOP | IS Tap | 138 | IS Tap | 2 | OOS | 0 | 0 | 0 | 0 |  | 0 |  | N/A | N/A | N/A | N/A | N/A | N/A | N/A | N/A | 0 | 0 | 0 | 0 |  | 0 | 10 | #N/A | N/A | N/A | 2 | N/A | N/A | N/A | N/A | N/A | N/A | N/A | 0 | 0 | 0
EOP | Ivanpah | 115 | Ivanpah | 2 | OOS | 0 | 0 | 0 | 0 |  | 0 |  | N/A | N/A | N/A | N/A | N/A | N/A | N/A | N/A | 0 | 0 | 0 | 0 |  | 0 | 10 | #N/A | N/A | N/A | 2 | N/A | N/A | N/A | N/A | N/A | N/A | N/A | 0 | 0 | 0
EOP | Ivanpah | 230 | Ivanpah | 2 | OOS | 0 | 0 | 0 | 0 |  | 0 |  | N/A | N/A | N/A | N/A | N/A | N/A | N/A | N/A | 0 | 0 | 0 | 0 |  | 0 | 10 | #N/A | N/A | N/A | 2 | N/A | N/A | N/A | N/A | N/A | N/A | N/A | 0 | 0 | 0
EOP | Jackass (DOE) | 138 | Jackass (DOE) | 2 | OOS | 0 | 0 | 0 | 0 |  | 0 |  | N/A | N/A | N/A | N/A | N/A | N/A | N/A | N/A | 0 | 0 | 0 | 0 |  | 0 | 10 | 1 | N/A | N/A | 2 | N/A | N/A | N/A | N/A | N/A | N/A | N/A | 0 | 0 | 0
PG&E NGBA | James B Black | 230 | James B Black | 2 |  | 0 | 0 | 0 | 0 |  | 0 |  | N/A | N/A | N/A | N/A | N/A | N/A | N/A | N/A | 0 | 0 | 0 | 0 |  | 0 | 10 | 1 | 1 | 1 | 2 | 5 | 1 | 1 | 1 | 1 | 1 | 1 | 131 | 0 | 131 | EGS
PG&E GBA | Jefferson | 230 | Jefferson | 2 |  | 0 | 0 | 0 | 0 |  | 0 |  | N/A | N/A | N/A | N/A | N/A | N/A | N/A | N/A | 0 | 0 | 0 | 0 |  | 0 | 10 | 1 | 1 | 1 | 2 | 1 | 1 | 2 | 2 | 3 | 1 | 1 | 0 | 0 | 0
PG&E NGBA | Jessup | 115 | Jessup | 2 |  | 0 | 0 | 0 | 0 |  | 0 |  | N/A | N/A | N/A | N/A | N/A | N/A | N/A | N/A | 0 | 0 | 0 | 0 |  | 0 | 10 | 1 | 1 | 1 | 2 | 5 | 2 | 1 | 1 | 3 | 1 | 1 | 100 | 0 | 100 | EGS
SCE Metro | Johanna | 230 | Johanna | 2 |  | 0 | 0 | 0 | 0 |  | 0 |  | N/A | N/A | N/A | N/A | N/A | N/A | N/A | N/A | 0 | 0 | 0 | 0 |  | 0 | 10 | 1 | 1 | 1 | 2 | 1 | 1 | 1 | 3 | 3 | 1 | 1 | 0 | 0 | 0
SCE Eastern | Julian Hinds | 230 | Julian Hinds | 2 |  | 0 | 0 | 0 | 0 |  | 0 | 20 | 1 | 1 | 1 | 1 | 1 | 1 | 2 | 1 | 0 | 0 | 0 | 0 |  | 0 | 10 | 1 | 1 | 1 | 2 | 1 | 5 | 1 | 1 | 5 | 1 | 1 | 0 | 0 | 0
PG&E GBA | Kasson | 115 | Kasson | 1 |  | 0 | 0 | 0 | 0 |  | 0 |  | N/A | N/A | N/A | N/A | N/A | N/A | N/A | N/A | 0 | 0 | 0 | 0 |  | 0 | 10 | 1 | 1 | 2 | 1 | 1 | 1 | 1 | 1 | 1 | 1 | 1 | 0 | 0 | 0
PG&E GBA | Kasson | 60 | Kasson | 1 |  | 0 | 0 | 0 | 0 |  | 0 |  | N/A | N/A | N/A | N/A | N/A | N/A | N/A | N/A | 0 | 0 | 0 | 0 |  | 0 | 10 | 1 | 1 | 2 | 1 | 1 | 1 | 1 | 1 | 1 | 1 | 1 | 0 | 0 | 0
PG&E FRESNO | Kearney | 230 | Kearney | 1 |  | 0 | 0 | 0 | 0 |  | 0 |  | N/A | N/A | N/A | N/A | N/A | N/A | N/A | N/A | 0 | 0 | 0 | 0 |  | 0 | 10 | 1 | 1 | 2 | 1 | 1 | 1 | 1 | 1 | 1 | 1 | 1 | 0 | 0 | 0
PG&E FRESNO | Kearney | 70 | Kearney | 1 |  | 0 | 0 | 0 | 0 |  | 0 |  | N/A | N/A | N/A | N/A | N/A | N/A | N/A | N/A | 0 | 0 | 0 | 0 |  | 0 | 10 | 1 | 1 | 2 | 1 | 1 | 1 | 1 | 1 | 1 | 1 | 1 | 0 | 0 | 0
PG&E GBA | Kelso | 230 | Kelso | 2 |  | 0 | 0 | 0 | 0 |  | 0 | 10 | 1 | 5 | 3 | 3 | 5 | 5 | 1 | 1 | 0 | 0 | 0 | 0 |  | 0 | 10 | 1 | 1 | 1 | 2 | 2 | 2 | 1 | 1 | 2 | 1 | 1 | 0 | 0 | 0
PG&E FRESNO | Kerchoff 1 | 115 | Kerchoff 1 | 2 |  | 0 | 0 | 0 | 0 |  | 0 |  | N/A | N/A | N/A | N/A | N/A | N/A | N/A | N/A | 0 | 0 | 0 | 0 |  | 0 | 10 | 1 | 1 | 1 | 2 | 5 | 2 | 1 | 1 | 3 | 1 | 1 | 0 | 0 | 0
PG&E KERN | Kern Oil | 115 | Kern Oil | 1 |  | 0 | 0 | 0 | 0 |  | 0 |  | N/A | N/A | N/A | N/A | N/A | N/A | N/A | N/A | 0 | 100 | 0 | 0 |  | 100 | 10 | 1 | 1 | 1 | 1 | 2 | 2 | 1 | 1 | 2 | 1 | 1 | 0 | 0 | 0
PG&E KERN | Kern PP | 115 | Kern PP | 1 |  | 0 | 0 | 0 | 0 |  | 0 |  | N/A | N/A | N/A | N/A | N/A | N/A | N/A | N/A | 0 | 50 | 0 | 0 |  | 50 | 10 | 1 | 2 | 1 | 1 | 1 | 1 | 1 | 1 | 1 | 1 | 1 | 0 | 0 | 0
PG&E KERN | Kern PP | 230 | Kern PP | 1 |  | 0 | 0 | 0 | 0 |  | 0 |  | N/A | N/A | N/A | N/A | N/A | N/A | N/A | N/A | 0 | 0 | 0 | 0 |  | 0 | 10 | 1 | 2 | 1 | 1 | 1 | 1 | 1 | 1 | 1 | 1 | 1 | 0 | 0 | 0
PG&E KERN | Kern PP | 70 | Kern PP | 1 |  | 0 | 0 | 0 | 0 |  | 0 |  | N/A | N/A | N/A | N/A | N/A | N/A | N/A | N/A | 0 | 0 | 0 | 0 |  | 0 | 10 | 1 | 2 | 1 | 1 | 1 | 1 | 1 | 1 | 1 | 1 | 1 | 0 | 0 | 0
PG&E KERN | Kernridge | 115 | Kernridge | 1 |  | 0 | 0 | 0 | 0 |  | 0 |  | N/A | N/A | N/A | N/A | N/A | N/A | N/A | N/A | 0 | 0 | 0 | 0 |  | 0 | 10 | 1 | 1 | 1 | 1 | 1 | 2 | 1 | 1 | 3 | 1 | 1 | 0 | 0 | 0
PG&E FRESNO | Kingsburg | 115 | Kingsburg | 1 |  | 0 | 0 | 0 | 0 |  | 0 |  | N/A | N/A | N/A | N/A | N/A | N/A | N/A | N/A | 0 | 0 | 0 | 0 |  | 0 | 10 | 1 | 1 | 2 | 1 | 1 | 1 | 1 | 1 | 1 | 1 | 1 | 0 | 0 | 0
PG&E GBA | Kirker | 115 | Kirker | 2 |  | 0 | 0 | 0 | 0 |  | 0 |  | N/A | N/A | N/A | N/A | N/A | N/A | N/A | N/A | 0 | 0 | 0 | 0 |  | 0 | 10 | 1 | 1 | 1 | 2 | 3 | 1 | 1 | 1 | 2 | 1 | 1 | 0 | 0 | 0
PG&E NGBA | Knights Landing | 115 | Knights Landing | 2 |  | 0 | 0 | 0 | 0 |  | 0 |  | N/A | N/A | N/A | N/A | N/A | N/A | N/A | N/A | 0 | 0 | 0 | 0 |  | 0 | 10 | 1 | 1 | 2 | 2 | 1 | 1 | 1 | 2 | 3 | 1 | 1 | 0 | 0 | 0
PG&E NGBA | Konocti | 60 | Konocti | 2 |  | 0 | 0 | 0 | 0 |  | 0 |  | N/A | N/A | N/A | N/A | N/A | N/A | N/A | N/A | 0 | 0 | 0 | 0 |  | 0 | 10 | 1 | 1 | 1 | 2 | 5 | 1 | 1 | 2 | 3 | 1 | 1 | 0 | 0 | 0
SCE NOL | Kramer | 115 | Kramer | 2 |  | 0 | 0 | 0 | 0 |  | 0 |  | N/A | N/A | N/A | N/A | N/A | N/A | N/A | N/A | 0 | 4 | 0 | 0 |  | 4 | 10 | 4 | 3 | 1 | 2 | 1 | 4 | 1 | 1 | 5 | 1 | 1 | 0 | 0 | 0
SCE NOL | Kramer | 230 | Kramer | 2 |  | 0 | 0 | 0 | 0 |  | 0 |  | N/A | N/A | N/A | N/A | N/A | N/A | N/A | N/A | 70 | 200 | 0 | 0 |  | 270 | 10 | 4 | 3 | 1 | 2 | 1 | 4 | 1 | 1 | 5 | 1 | 1 | 0 | 0 | 0
SCE Metro | La Cienega | 230 | La Cienega | 2 |  | 0 | 0 | 0 | 0 |  | 0 |  | N/A | N/A | N/A | N/A | N/A | N/A | N/A | N/A | 0 | 0 | 0 | 0 |  | 0 | 10 | 1 | 1 | 1 | 2 | 5 | 1 | 1 | 1 | 1 | 1 | 1 | 0 | 0 | 0
SCE Metro | La Fresa | 230 | La Fresa | 2 |  | 0 | 0 | 0 | 0 |  | 0 |  | N/A | N/A | N/A | N/A | N/A | N/A | N/A | N/A | 0 | 0 | 0 | 0 |  | 0 | 10 | 1 | 1 | 1 | 2 | 1 | 1 | 1 | 3 | 3 | 1 | 1 | 0 | 0 | 0
SCE Metro | Laguna Bell | 230 | Laguna Bell | 2 |  | 0 | 0 | 0 | 0 |  | 0 |  | N/A | N/A | N/A | N/A | N/A | N/A | N/A | N/A | 0 | 0 | 0 | 0 |  | 0 | 10 | 1 | 1 | 1 | 2 | 1 | 1 | 1 | 1 | 1 | 1 | 1 | 0 | 0 | 0
PG&E KERN | Lakeview | 70 | Lakeview | 1 |  | 0 | 0 | 0 | 0 |  | 0 |  | N/A | N/A | N/A | N/A | N/A | N/A | N/A | N/A | 0 | 0 | 0 | 0 |  | 0 | 10 | 1 | 1 | 2 | 1 | 1 | 1 | 1 | 1 | 1 | 1 | 1 | 0 | 0 | 0
PG&E NGBA | Lakeville | 230 | Lakeville | 2 |  | 0 | 0 | 0 | 0 |  | 0 |  | N/A | N/A | N/A | N/A | N/A | N/A | N/A | N/A | 0 | 0 | 0 | 0 |  | 0 | 10 | 1 | 1 | 1 | 2 | 3 | 3 | 1 | 2 | 3 | 1 | 1 | 0 | 0 | 0
PG&E NGBA | Lakeville | 60 | Lakeville | 2 |  | 0 | 0 | 0 | 0 |  | 0 |  | N/A | N/A | N/A | N/A | N/A | N/A | N/A | N/A | 0 | 0 | 0 | 0 |  | 0 | 10 | 1 | 1 | 1 | 2 | 3 | 3 | 1 | 2 | 3 | 1 | 1 | 0 | 0 | 0
PG&E NGBA | Lakeville | 115 | Lakeville | 2 |  | 0 | 0 | 0 | 0 |  | 0 |  | N/A | N/A | N/A | N/A | N/A | N/A | N/A | N/A | 0 | 0 | 0 | 0 |  | 0 | 10 | 1 | 1 | 1 | 2 | 3 | 3 | 1 | 2 | 3 | 1 | 1 | 0 | 0 | 0 | Boyes HS | 1 | 1 | 1 | 1 | 5 | 5 | 1 | 1
PG&E GBA | Lakewood | 115 | Lakewood | 2 |  | 0 | 0 | 0 | 0 |  | 0 |  | N/A | N/A | N/A | N/A | N/A | N/A | N/A | N/A | 0 | 0 | 0 | 0 |  | 0 | 10 | 1 | 1 | 1 | 2 | 5 | 2 | 2 | 3 | 4 | 1 | 1 | 0 | 0 | 0
PG&E NGBA | Lambie | 230 | Lambie | 2 |  | 0 | 0 | 0 | 0 |  | 0 |  | N/A | N/A | N/A | N/A | N/A | N/A | N/A | N/A | 0 | 0 | 0 | 0 |  | 0 | 10 | 1 | 1 | 1 | 2 | 3 | 1 | 1 | 1 | 2 | 1 | 1 | 0 | 0 | 0
PG&E GBA | Lammers | 115 | Lammers | 1 |  | 0 | 0 | 0 | 0 |  | 0 |  | N/A | N/A | N/A | N/A | N/A | N/A | N/A | N/A | 0 | 0 | 0 | 0 |  | 0 | 10 | 1 | 1 | 1 | 1 | 3 | 2 | 1 | 1 | 2 | 1 | 1 | 0 | 0 | 0
PG&E KERN | Lamont | 115 | Lamont | 1 |  | 0 | 0 | 0 | 0 |  | 0 |  | N/A | N/A | N/A | N/A | N/A | N/A | N/A | N/A | 100 | 31.2 | 0 | 0 |  | 131.2 | 10 | 1 | 1 | 2 | 1 | 1 | 1 | 1 | 1 | 1 | 1 | 1 | 0 | 0 | 0
PG&E FRESNO | Las Aguilas | 230 | Las Aguilas | 2 |  | 0 | 0 | 0 | 0 |  | 0 |  | N/A | N/A | N/A | N/A | N/A | N/A | N/A | N/A | 0 | 0 | 0 | 0 |  | 0 | 10 | 1 | 1 | 1 | 2 | 5 | 3 | 1 | 1 | 3 | 3 | 1 | 0 | 0 | 0
EOP | Lathrop | 138 | Lathrop | 2 | OOS | 0 | 0 | 0 | 0 |  | 0 | 20 | 3 | N/A | N/A | N/A | N/A | N/A | N/A | N/A | 0 | 0 | 0 | 0 |  | 0 | 10 | 1 | N/A | N/A | 2 | N/A | N/A | N/A | N/A | N/A | N/A | N/A | 0 | 0 | 0
EOP | Lathrop | 230 | Lathrop | 2 | OOS | 150 | 0 | 0 | 0 |  | 150 | 20 | 3 | N/A | N/A | N/A | N/A | N/A | N/A | N/A | 0 | 560 | 0 | 0 |  | 560 | 10 | 1 | N/A | N/A | 2 | N/A | N/A | N/A | N/A | N/A | N/A | N/A | 0 | 0 | 0
PG&E FRESNO | Le Grand | 115 | Le Grand | 1 |  | 0 | 0 | 0 | 0 |  | 0 |  | N/A | N/A | N/A | N/A | N/A | N/A | N/A | N/A | 0 | 0 | 0 | 0 |  | 0 | 10 | 1 | 1 | 1 | 1 | 2 | 1 | 1 | 1 | 2 | 1 | 1 | 0 | 0 | 0
PG&E FRESNO | Lemoore | 70 | Lemoore | 1 |  | 0 | 0 | 0 | 0 |  | 0 |  | N/A | N/A | N/A | N/A | N/A | N/A | N/A | N/A | 0 | 0 | 0 | 0 |  | 0 | 10 | 1 | 1 | 1 | 1 | 1 | 1 | 1 | 1 | 1 | 1 | 1 | 0 | 0 | 0
PG&E KERN | Lerdo | 115 | Lerdo | 1 |  | 0 | 0 | 0 | 0 |  | 0 |  | N/A | N/A | N/A | N/A | N/A | N/A | N/A | N/A | 0 | 0 | 0 | 0 |  | 0 | 10 | 1 | 1 | 2 | 1 | 2 | 1 | 1 | 1 | 1 | 1 | 1 | 0 | 0 | 0
SCE Metro | Lewis | 230 | Lewis | 2 |  | 0 | 0 | 0 | 0 |  | 0 |  | N/A | N/A | N/A | N/A | N/A | N/A | N/A | N/A | 0 | 0 | 0 | 0 |  | 0 | 10 | 1 | 1 | 1 | 2 | 2 | 1 | 1 | 1 | 1 | 1 | 1 | 0 | 0 | 0
SCE Metro | Lighthipe | 230 | Lighthipe | 2 |  | 0 | 0 | 0 | 0 |  | 0 |  | N/A | N/A | N/A | N/A | N/A | N/A | N/A | N/A | 0 | 0 | 0 | 0 |  | 0 | 10 | 1 | 1 | 1 | 2 | 1 | 1 | 1 | 1 | 1 | 1 | 1 | 0 | 0 | 0
SDGE | Lilac | 69 | Lilac | 2 |  | 0 | 0 | 0 | 0 |  | 0 |  | N/A | N/A | N/A | N/A | N/A | N/A | N/A | N/A | 0 | 0 | 0 | 0 |  | 0 | 10 | 1 | 1 | 1 | 2 | 5 | 1 | 1 | 1 | 2 | 1 | 1 | 0 | 0 | 0
PG&E NGBA | Lincoln | 115 | Lincoln | 2 |  | 0 | 0 | 0 | 0 |  | 0 |  | N/A | N/A | N/A | N/A | N/A | N/A | N/A | N/A | 0 | 0 | 0 | 0 |  | 0 | 10 | 1 | 1 | 1 | 2 | 3 | 2 | 1 | 1 | 2 | 1 | 1 | 0 | 0 | 0
PG&E KERN | Live Oak | 115 | Live Oak | 1 |  | 0 | 0 | 0 | 0 |  | 0 |  | N/A | N/A | N/A | N/A | N/A | N/A | N/A | N/A | 100 | 0 | 0 | 0 |  | 100 | 10 | 1 | 2 | 1 | 1 | 1 | 1 | 1 | 1 | 1 | 1 | 1 | 0 | 0 | 0
PG&E GBA | Llagas | 115 | Llagas | 2 |  | 0 | 0 | 0 | 0 |  | 0 |  | N/A | N/A | N/A | N/A | N/A | N/A | N/A | N/A | 0 | 0 | 0 | 0 |  | 0 | 10 | 1 | 1 | 1 | 2 | 3 | 2 | 1 | 1 | 2 | 1 | 1 | 0 | 0 | 0
PG&E GBA | Lockeford | 115 | Lockeford | 1 |  | 0 | 0 | 0 | 0 |  | 0 |  | N/A | N/A | N/A | N/A | N/A | N/A | N/A | N/A | 0 | 0 | 0 | 0 |  | 0 | 10 | 1 | 2 | 1 | 1 | 1 | 1 | 1 | 1 | 1 | 1 | 1 | 0 | 0 | 0
PG&E GBA | Lockeford | 230 | Lockeford | 1 |  | 0 | 0 | 0 | 0 |  | 0 |  | N/A | N/A | N/A | N/A | N/A | N/A | N/A | N/A | 0 | 200 | 0 | 0 |  | 200 | 10 | 1 | 2 | 1 | 1 | 1 | 1 | 1 | 1 | 1 | 1 | 1 | 0 | 0 | 0
PG&E GBA | Lockeford | 60 | Lockeford | 1 |  | 0 | 0 | 0 | 0 |  | 0 |  | N/A | N/A | N/A | N/A | N/A | N/A | N/A | N/A | 0 | 0 | 0 | 0 |  | 0 | 10 | 1 | 2 | 1 | 1 | 1 | 1 | 1 | 1 | 1 | 1 | 1 | 0 | 0 | 0
PG&E GBA | Lodi | 230 | Lodi | 1 |  | 0 | 0 | 0 | 0 |  | 0 |  | N/A | N/A | N/A | N/A | N/A | N/A | N/A | N/A | 0 | 0 | 0 | 0 |  | 0 | 10 | 1 | 1 | 2 | 1 | 1 | 1 | 1 | 1 | 1 | 1 | 1 | 0 | 0 | 0
PG&E NGBA | Logan Creek | 230 | Logan Creek | 2 |  | 0 | 0 | 0 | 0 |  | 0 |  | N/A | N/A | N/A | N/A | N/A | N/A | N/A | N/A | 0 | 0 | 0 | 0 |  | 0 | 10 | 1 | 1 | 1 | 2 | 2 | 1 | 1 | 1 | 1 | 1 | 1 | 0 | 0 | 0
PG&E GBA | Lone Tree | 230 | Lone Tree | 2 |  | 0 | 0 | 0 | 0 |  | 0 |  | N/A | N/A | N/A | N/A | N/A | N/A | N/A | N/A | 0 | 0 | 0 | 0 |  | 0 | 10 | 1 | 1 | 1 | 2 | 3 | 1 | 2 | 2 | 2 | 1 | 1 | 0 | 0 | 0
PG&E FRESNO | Los Banos | 230 | Los Banos | 1 |  | 0 | 69.3 | 0 | 0 |  | 69.3 | 30 | 5 | 5 | 5 | 2 | 2 | 5 | 5 | 2 | 100 | 0 | 0 | 0 |  | 100 | 10 | 1 | 1 | 1 | 1 | 3 | 2 | 1 | 1 | 2 | 1 | 1 | 10 | 0 | 10 | EGS
PG&E FRESNO | Los Banos | 500 | Los Banos | 1 |  | 0 | 0 | 0 | 0 |  | 0 |  | N/A | N/A | N/A | N/A | N/A | N/A | N/A | N/A | 100 | 0 | 0 | 0 |  | 100 | 10 | 1 | 1 | 1 | 1 | 3 | 2 | 1 | 1 | 2 | 1 | 1 | 0 | 0 | 0
SDGE | Los Coches | 138 | Los Coches | 2 |  | 0 | 0 | 0 | 0 |  | 0 |  | N/A | N/A | N/A | N/A | N/A | N/A | N/A | N/A | 0 | 0 | 0 | 0 |  | 0 | 10 | 1 | 1 | 1 | 2 | 5 | 2 | 1 | 2 | 3 | 1 | 1 | 0 | 0 | 0
SDGE | Los Coches | 69 | Los Coches | 2 |  | 0 | 0 | 0 | 0 |  | 0 |  | N/A | N/A | N/A | N/A | N/A | N/A | N/A | N/A | 0 | 0 | 0 | 0 |  | 0 | 10 | 1 | 1 | 1 | 2 | 5 | 2 | 1 | 2 | 3 | 1 | 1 | 0 | 0 | 0
PG&E GBA | Los Esteros | 115 | Los Esteros | 2 |  | 0 | 0 | 0 | 0 |  | 0 |  | N/A | N/A | N/A | N/A | N/A | N/A | N/A | N/A | 0 | 0 | 0 | 0 |  | 0 | 10 | 1 | 1 | 1 | 2 | 5 | 1 | 1 | 1 | 2 | 2 | 1 | 0 | 0 | 0
PG&E GBA | Los Esteros | 230 | Los Esteros | 2 |  | 0 | 0 | 0 | 0 |  | 0 |  | N/A | N/A | N/A | N/A | N/A | N/A | N/A | N/A | 0 | 0 | 0 | 0 |  | 0 | 10 | 1 | 1 | 1 | 2 | 5 | 1 | 1 | 1 | 2 | 2 | 1 | 0 | 0 | 0
PG&E GBA | Los Positas | 230 | Los Positas | 2 |  | 0 | 0 | 0 | 0 |  | 0 |  | N/A | N/A | N/A | N/A | N/A | N/A | N/A | N/A | 0 | 0 | 0 | 0 |  | 0 | 10 | 1 | 1 | 1 | 2 | 5 | 2 | 2 | 3 | 3 | 1 | 1 | 0 | 0 | 0
PG&E GBA | Los Positas | 60 | Los Positas | 2 |  | 0 | 0 | 0 | 0 |  | 0 |  | N/A | N/A | N/A | N/A | N/A | N/A | N/A | N/A | 0 | 0 | 0 | 0 |  | 0 | 10 | 1 | 1 | 1 | 2 | 5 | 2 | 2 | 3 | 3 | 1 | 1 | 0 | 0 | 0
SDGE | Loveland | 69 | Loveland | 2 |  | 0 | 0 | 0 | 0 |  | 0 |  | N/A | N/A | N/A | N/A | N/A | N/A | N/A | N/A | 0 | 0 | 0 | 0 |  | 0 | 10 | 1 | 1 | 1 | 2 | 5 | 1 | 1 | 2 | 3 | 1 | 1 | 0 | 0 | 0
SCE NOL | Lugo | 230 | Lugo | 2 |  | 0 | 0 | 0 | 0 |  | 0 |  | N/A | N/A | N/A | N/A | N/A | N/A | N/A | N/A | 165 | 0 | 0 | 0 |  | 165 | 10 | 2 | 1 | 1 | 2 | 3 | 1 | 3 | 2 | 3 | 1 | 1 | 0 | 0 | 0
SCE Metro | Lugo | 500 | Lugo | 2 |  | 0 | 0 | 0 | 0 |  | 0 | 20 | 1 | 3 | 2 | 1 | 1 | 3 | 1 | 1 | 0 | 0 | 0 | 0 |  | 0 | 10 | 2 | 1 | 1 | 2 | 3 | 1 | 3 | 2 | 3 | 1 | 1 | 203 | 0 | 203 | OOS | N/A | N/A | N/A | N/A | N/A | N/A | N/A | N/A
PG&E FRESNO | Madera | 70 | Madera | 1 |  | 0 | 0 | 0 | 0 |  | 0 |  | N/A | N/A | N/A | N/A | N/A | N/A | N/A | N/A | 0 | 0 | 0 | 0 |  | 0 | 10 | 1 | 1 | 2 | 1 | 2 | 1 | 1 | 1 | 1 | 1 | 1 | 0 | 0 | 0
PG&E NGBA | Madison | 115 | Madison | 2 |  | 0 | 0 | 0 | 0 |  | 0 | 20 | 1 | 5 | 3 | 1 | 1 | 3 | 3 | 1 | 0 | 13 | 0 | 0 |  | 13 | 5 | 1 | 1 | 2 | 2 | 1 | 3 | 1 | 1 | 3 | 1 | 1 | 0 | 0 | 0
PG&E KERN | Magunden | 115 | Magunden | 1 |  | 0 | 0 | 0 | 0 |  | 0 |  | N/A | N/A | N/A | N/A | N/A | N/A | N/A | N/A | 100 | 0 | 0 | 0 |  | 100 | 10 | 1 | 2 | 1 | 1 | 2 | 1 | 1 | 1 | 2 | 1 | 1 | 0 | 0 | 0
SCE Northern | Magunden | 230 | Magunden | 1 |  | 0 | 0 | 0 | 0 |  | 0 |  | N/A | N/A | N/A | N/A | N/A | N/A | N/A | N/A | 100 | 0 | 0 | 0 |  | 100 | 10 | 1 | 2 | 1 | 1 | 2 | 1 | 1 | 1 | 2 | 1 | 1 | 0 | 0 | 0
PG&E FRESNO | Malaga | 115 | Malaga | 1 |  | 0 | 0 | 0 | 0 |  | 0 |  | N/A | N/A | N/A | N/A | N/A | N/A | N/A | N/A | 0 | 0 | 0 | 0 |  | 0 | 10 | 1 | 1 | 2 | 1 | 1 | 1 | 1 | 1 | 1 | 1 | 1 | 0 | 0 | 0
PG&E NGBA | Malin | 500 | Malin | 2 |  | 0 | 0 | 0 | 0 |  | 0 |  | N/A | N/A | N/A | N/A | N/A | N/A | N/A | N/A | 0 | 0 | 0 | 0 |  | 0 | 10 | 1 | 1 | 1 | 2 | 1 | 2 | 1 | 1 | 2 | 1 | 1 | 1383.8 | 0 | 1383.8 | Glass Mountain | 1 | 1 | 3 | 1 | 1 | 3 | 5 | 1
SCE Northern | Mandalay | 230 | Mandalay | 1 |  | 0 | 0 | 0 | 0 |  | 0 |  | N/A | N/A | N/A | N/A | N/A | N/A | N/A | N/A | 0 | 0 | 0 | 0 |  | 0 | 10 | 1 | 1 | 1 | 1 | 1 | 1 | 1 | 1 | 1 | 1 | 1 | 0 | 0 | 0
PG&E FRESNO | Manning | 230 | Manning | 1 |  | 0 | 0 | 0 | 0 |  | 0 |  | N/A | N/A | N/A | N/A | N/A | N/A | N/A | N/A | 100 | 0 | 0 | 0 |  | 100 | 10 | 2 | 1 | 2 | 1 | 1 | 1 | 1 | 1 | 1 | 1 | 1 | 0 | 0 | 0
PG&E FRESNO | Manning | 500 | Manning | 1 |  | 0 | 0 | 0 | 0 |  | 0 |  | N/A | N/A | N/A | N/A | N/A | N/A | N/A | N/A | 0 | 278.6 | 0 | 0 |  | 278.6 | 10 | 2 | 1 | 2 | 1 | 1 | 1 | 1 | 1 | 1 | 1 | 1 | 0 | 0 | 0
PG&E GBA | Manteca | 115 | Manteca | 1 |  | 0 | 0 | 0 | 0 |  | 0 |  | N/A | N/A | N/A | N/A | N/A | N/A | N/A | N/A | 0 | 0 | 0 | 0 |  | 0 | 10 | 1 | 1 | 2 | 1 | 1 | 1 | 1 | 1 | 1 | 1 | 1 | 0 | 0 | 0
SDGE | Margarita | 138 | Margarita | 2 |  | 0 | 0 | 0 | 0 |  | 0 |  | N/A | N/A | N/A | N/A | N/A | N/A | N/A | N/A | 0 | 0 | 0 | 0 |  | 0 | 10 | 1 | 1 | 1 | 2 | 5 | 1 | 2 | 2 | 3 | 2 | 1 | 0 | 0 | 0
PG&E GBA | Martin | 230 | Martin | 2 |  | 0 | 0 | 0 | 0 |  | 0 |  | N/A | N/A | N/A | N/A | N/A | N/A | N/A | N/A | 0 | 0 | 0 | 0 |  | 0 | 10 | 1 | 1 | 1 | 2 | 1 | 1 | 1 | 1 | 1 | 1 | 1 | 0 | 0 | 0
PG&E GBA | Martin | 115 | Martin | 2 |  | 0 | 0 | 0 | 0 |  | 0 |  | N/A | N/A | N/A | N/A | N/A | N/A | N/A | N/A | 0 | 0 | 0 | 0 |  | 0 | 10 | 1 | 1 | 1 | 2 | 1 | 1 | 1 | 1 | 1 | 1 | 1 | 0 | 0 | 0
PG&E GBA | Martinez | 115 | Martinez | 2 |  | 0 | 0 | 0 | 0 |  | 0 |  | N/A | N/A | N/A | N/A | N/A | N/A | N/A | N/A | 0 | 0 | 0 | 0 |  | 0 | 10 | 1 | 1 | 1 | 2 | 2 | 1 | 1 | 2 | 3 | 1 | 1 | 0 | 0 | 0
PG&E FRESNO | Mc Mullin | 230 | Mc Mullin | 1 |  | 0 | 0 | 0 | 0 |  | 0 |  | N/A | N/A | N/A | N/A | N/A | N/A | N/A | N/A | 0 | 0 | 0 | 0 |  | 0 | 10 | 1 | 1 | 1 | 1 | 1 | 1 | 1 | 1 | 1 | 1 | 1 | 0 | 0 | 0
PG&E FRESNO | McCall | 115 | McCall | 1 |  | 0 | 0 | 0 | 0 |  | 0 |  | N/A | N/A | N/A | N/A | N/A | N/A | N/A | N/A | 0 | 0 | 0 | 0 |  | 0 | 10 | 1 | 1 | 2 | 1 | 1 | 1 | 1 | 1 | 1 | 1 | 1 | 0 | 0 | 0
PG&E FRESNO | McCall | 230 | McCall | 1 |  | 0 | 0 | 0 | 0 |  | 0 |  | N/A | N/A | N/A | N/A | N/A | N/A | N/A | N/A | 0 | 0 | 0 | 0 |  | 0 | 10 | 1 | 1 | 2 | 1 | 1 | 1 | 1 | 1 | 1 | 1 | 1 | 0 | 0 | 0
PG&E GBA | Meadow Lane | 115 | Meadow Lane | 2 |  | 0 | 0 | 0 | 0 |  | 0 |  | N/A | N/A | N/A | N/A | N/A | N/A | N/A | N/A | 0 | 0 | 0 | 0 |  | 0 | 10 | 1 | 1 | 1 | 2 | 3 | 1 | 2 | 2 | 3 | 1 | 1 | 0 | 0 | 0
PG&E GBA | Melones | 115 | Melones | 2 |  | 0 | 0 | 0 | 0 |  | 0 |  | N/A | N/A | N/A | N/A | N/A | N/A | N/A | N/A | 0 | 0 | 0 | 0 |  | 0 | 10 | 1 | 1 | 1 | 2 | 5 | 2 | 1 | 2 | 3 | 2 | 1 | 0 | 0 | 0
PG&E GBA | Melones | 230 | Melones | 2 |  | 0 | 0 | 0 | 0 |  | 0 |  | N/A | N/A | N/A | N/A | N/A | N/A | N/A | N/A | 0 | 0 | 0 | 0 |  | 0 | 10 | 1 | 1 | 1 | 2 | 5 | 2 | 1 | 2 | 3 | 2 | 1 | 0 | 0 | 0
SDGE | Melrose | 69 | Melrose | 2 |  | 0 | 0 | 0 | 0 |  | 0 |  | N/A | N/A | N/A | N/A | N/A | N/A | N/A | N/A | 0 | 0 | 0 | 0 |  | 0 | 10 | 1 | 1 | 1 | 2 | 2 | 3 | 1 | 2 | 3 | 1 | 1 | 0 | 0 | 0
PG&E NGBA | Mendocino | 115 | Mendocino | 2 |  | 0 | 0 | 0 | 0 |  | 0 |  | N/A | N/A | N/A | N/A | N/A | N/A | N/A | N/A | 0 | 0 | 0 | 0 |  | 0 | 10 | 1 | 1 | 1 | 2 | 3 | 1 | 1 | 1 | 2 | 1 | 1 | 0 | 0 | 0
PG&E NGBA | Mendocino | 60 | Mendocino | 2 |  | 0 | 0 | 0 | 0 |  | 0 |  | N/A | N/A | N/A | N/A | N/A | N/A | N/A | N/A | 0 | 0 | 0 | 0 |  | 0 | 10 | 1 | 1 | 1 | 2 | 3 | 1 | 1 | 1 | 2 | 1 | 1 | 0 | 0 | 0
PG&E FRESNO | Mendota | 115 | Mendota | 1 |  | 0 | 0 | 0 | 0 |  | 0 |  | N/A | N/A | N/A | N/A | N/A | N/A | N/A | N/A | 0 | 0 | 0 | 0 |  | 0 | 10 | 1 | 1 | 1 | 1 | 1 | 1 | 1 | 1 | 1 | 1 | 1 | 0 | 0 | 0
PG&E GBA | Menlo | 60 | Menlo | 2 |  | 0 | 0 | 0 | 0 |  | 0 |  | N/A | N/A | N/A | N/A | N/A | N/A | N/A | N/A | 0 | 0 | 0 | 0 |  | 0 | 10 | 1 | 1 | 1 | 2 | 1 | 3 | 2 | 3 | 5 | 1 | 1 | 0 | 0 | 0
PG&E FRESNO | Merced | 115 | Merced | 1 |  | 0 | 0 | 0 | 0 |  | 0 |  | N/A | N/A | N/A | N/A | N/A | N/A | N/A | N/A | 0 | 0 | 0 | 0 |  | 0 | 10 | 1 | 1 | 1 | 1 | 1 | 2 | 1 | 1 | 3 | 1 | 1 | 0 | 0 | 0
EOP | Mercury | 138 | Mercury | 2 |  | 0 | 0 | 0 | 0 |  | 0 |  | N/A | N/A | N/A | N/A | N/A | N/A | N/A | N/A | 0 | 0 | 0 | 0 |  | 0 | 10 | 1 | 1 | 1 | 2 | 1 | 1 | 1 | 1 | 1 | 1 | 1 | 0 | 0 | 0
PG&E FRESNO | Mercy Springs | 70 | Mercy Springs | 1 |  | 0 | 0 | 0 | 0 |  | 0 |  | N/A | N/A | N/A | N/A | N/A | N/A | N/A | N/A | 0 | 75 | 0 | 0 |  | 75 | 5 | 1 | 1 | 1 | 1 | 2 | 2 | 1 | 1 | 2 | 1 | 1 | 0 | 0 | 0
PG&E NGBA | Meridian | 60 | Meridian | 2 |  | 0 | 0 | 0 | 0 |  | 0 |  | N/A | N/A | N/A | N/A | N/A | N/A | N/A | N/A | 0 | 0 | 0 | 0 |  | 0 | 10 | 1 | 1 | 2 | 2 | 1 | 1 | 1 | 2 | 3 | 1 | 1 | 0 | 0 | 0
PG&E KERN | Mesa (PGE) | 115 | Mesa (PGE) | 2 |  | 0 | 0 | 0 | 0 |  | 0 |  | N/A | N/A | N/A | N/A | N/A | N/A | N/A | N/A | 0 | 0 | 0 | 0 |  | 0 | 10 | 1 | 1 | 1 | 2 | 2 | 1 | 1 | 1 | 1 | 1 | 1 | 0 | 0 | 0
PG&E KERN | Mesa (PGE) | 230 | Mesa (PGE) | 2 |  | 0 | 0 | 0 | 0 |  | 0 |  | N/A | N/A | N/A | N/A | N/A | N/A | N/A | N/A | 0 | 0 | 0 | 0 |  | 0 | 10 | 1 | 1 | 1 | 2 | 2 | 1 | 1 | 1 | 1 | 1 | 1 | 0 | 0 | 0
SCE Metro | Mesa (SCE) | 230 | Mesa (SCE) | 2 |  | 0 | 0 | 0 | 0 |  | 0 |  | N/A | N/A | N/A | N/A | N/A | N/A | N/A | N/A | 0 | 0 | 0 | 0 |  | 0 | 10 | 1 | 1 | 1 | 2 | 1 | 1 | 1 | 1 | 1 | 1 | 1 | 0 | 0 | 0
SCE Metro | Mesa (SCE) | 500 | Mesa (SCE) | 2 |  | 0 | 0 | 0 | 0 |  | 0 |  | N/A | N/A | N/A | N/A | N/A | N/A | N/A | N/A | 0 | 0 | 0 | 0 |  | 0 | 10 | 1 | 1 | 1 | 2 | 1 | 1 | 1 | 1 | 1 | 1 | 1 | 0 | 0 | 0
SDGE | Mesa Heights | 69 | Mesa Heights | 2 |  | 0 | 0 | 0 | 0 |  | 0 |  | N/A | N/A | N/A | N/A | N/A | N/A | N/A | N/A | 0 | 0 | 0 | 0 |  | 0 | 10 | 1 | 1 | 1 | 2 | 1 | 1 | 1 | 2 | 3 | 1 | 1 | 0 | 0 | 0
PG&E GBA | Metcalf | 115 | Metcalf | 2 |  | 0 | 0 | 0 | 0 |  | 0 |  | N/A | N/A | N/A | N/A | N/A | N/A | N/A | N/A | 0 | 0 | 0 | 0 |  | 0 | 10 | 1 | 1 | 1 | 2 | 5 | 3 | 1 | 1 | 3 | 2 | 1 | 0 | 0 | 0
PG&E GBA | Metcalf | 230 | Metcalf | 2 |  | 0 | 0 | 0 | 0 |  | 0 |  | N/A | N/A | N/A | N/A | N/A | N/A | N/A | N/A | 0 | 0 | 0 | 0 |  | 0 | 10 | 1 | 1 | 1 | 2 | 5 | 3 | 1 | 1 | 3 | 2 | 1 | 0 | 0 | 0
PG&E GBA | Metcalf | 500 | Metcalf | 2 |  | 0 | 0 | 0 | 0 |  | 0 |  | N/A | N/A | N/A | N/A | N/A | N/A | N/A | N/A | 0 | 0 | 0 | 0 |  | 0 | 10 | 1 | 1 | 1 | 2 | 5 | 3 | 1 | 1 | 3 | 2 | 1 | 0 | 0 | 0
PG&E KERN | Midway | 115 | Midway | 1 |  | 0 | 0 | 0 | 0 |  | 0 | 20 | 1 | 1 | 1 | 1 | 1 | 1 | 1 | 1 | 0 | 0 | 0 | 0 |  | 0 | 15 | 1 | 1 | 2 | 1 | 1 | 1 | 1 | 2 | 2 | 1 | 1 | 0 | 0 | 0
PG&E KERN | Midway | 230 | Midway | 1 |  | 0 | 0 | 0 | 0 |  | 0 |  | N/A | N/A | N/A | N/A | N/A | N/A | N/A | N/A | 0 | 0 | 0 | 0 |  | 0 | 10 | 2 | 1 | 2 | 1 | 1 | 1 | 1 | 2 | 2 | 1 | 1 | 0 | 0 | 0
PG&E KERN | Midway | 500 | Midway | 1 |  | 0 | 0 | 0 | 0 |  | 0 |  | N/A | N/A | N/A | N/A | N/A | N/A | N/A | N/A | 400 | 160 | 0 | 0 |  | 560 | 15 | 1 | 1 | 2 | 1 | 1 | 1 | 1 | 2 | 2 | 1 | 1 | 0 | 0 | 0
SDGE | Miguel | 230 | Miguel | 2 |  | 0 | 0 | 0 | 0 |  | 0 |  | N/A | N/A | N/A | N/A | N/A | N/A | N/A | N/A | 0 | 0 | 0 | 0 |  | 0 | 10 | 1 | 1 | 1 | 2 | 3 | 1 | 3 | 4 | 5 | 1 | 1 | 0 | 0 | 0
SDGE | Miguel | 500 | Miguel | 2 |  | 0 | 0 | 0 | 0 |  | 0 |  | N/A | N/A | N/A | N/A | N/A | N/A | N/A | N/A | 0 | 0 | 0 | 0 |  | 0 | 10 | 1 | 1 | 1 | 2 | 3 | 1 | 3 | 4 | 5 | 1 | 1 | 0 | 0 | 0
SDGE | Miguel | 69 | Miguel | 2 |  | 0 | 0 | 0 | 0 |  | 0 |  | N/A | N/A | N/A | N/A | N/A | N/A | N/A | N/A | 0 | 0 | 0 | 0 |  | 0 | 10 | 1 | 1 | 1 | 2 | 3 | 1 | 3 | 4 | 5 | 1 | 1 | 0 | 0 | 0
PG&E GBA | Millbrae | 115 | Millbrae | 2 |  | 0 | 0 | 0 | 0 |  | 0 |  | N/A | N/A | N/A | N/A | N/A | N/A | N/A | N/A | 0 | 0 | 0 | 0 |  | 0 | 10 | 1 | 1 | 1 | 2 | 1 | 1 | 2 | 3 | 4 | 1 | 1 | 0 | 0 | 0
PG&E GBA | Miller | 115 | Miller | 1 |  | 0 | 0 | 0 | 0 |  | 0 |  | N/A | N/A | N/A | N/A | N/A | N/A | N/A | N/A | 0 | 0 | 0 | 0 |  | 0 | 10 | 1 | 1 | 1 | 1 | 3 | 1 | 1 | 1 | 1 | 1 | 1 | 100 | 0 | 100 | EGS
SCE Metro | Mira Loma | 230 | Mira Loma | 2 |  | 0 | 0 | 0 | 0 |  | 0 |  | N/A | N/A | N/A | N/A | N/A | N/A | N/A | N/A | 0 | 0 | 0 | 0 |  | 0 | 10 | 1 | 1 | 1 | 2 | 2 | 1 | 1 | 1 | 1 | 1 | 1 | 0 | 0 | 0
SCE Metro | Mira Loma | 500 | Mira Loma | 2 |  | 0 | 0 | 0 | 0 |  | 0 |  | N/A | N/A | N/A | N/A | N/A | N/A | N/A | N/A | 0 | 0 | 0 | 0 |  | 0 | 10 | 1 | 1 | 1 | 2 | 2 | 1 | 1 | 1 | 1 | 1 | 1 | 0 | 0 | 0
SCE Eastern | Mirage | 115 | Mirage | 2 |  | 0 | 0 | 0 | 0 |  | 0 |  | N/A | N/A | N/A | N/A | N/A | N/A | N/A | N/A | 0 | 0 | 0 | 0 |  | 0 | 10 | 1 | 1 | 1 | 2 | 1 | 1 | 1 | 1 | 1 | 1 | 1 | 0 | 0 | 0
SCE Eastern | Mirage | 230 | Mirage | 2 |  | 0 | 0 | 0 | 0 |  | 0 | 10 | 1 | 1 | 1 | 1 | 1 | 1 | 1 | 1 | 0 | 0 | 0 | 0 |  | 0 | 10 | 1 | 1 | 1 | 2 | 1 | 1 | 1 | 1 | 1 | 1 | 1 | 1347 | 0 | 1347 | Salton Sea | 1 | 1 | 1 | 2 | 2 | 2 | 1 | 1
SDGE | Mission | 138 | Mission | 2 |  | 0 | 0 | 0 | 0 |  | 0 |  | N/A | N/A | N/A | N/A | N/A | N/A | N/A | N/A | 0 | 0 | 0 | 0 |  | 0 | 10 | 1 | 1 | 1 | 2 | 1 | 1 | 1 | 2 | 3 | 1 | 1 | 0 | 0 | 0
SDGE | Mission | 230 | Mission | 2 |  | 0 | 0 | 0 | 0 |  | 0 |  | N/A | N/A | N/A | N/A | N/A | N/A | N/A | N/A | 0 | 0 | 0 | 0 |  | 0 | 10 | 1 | 1 | 1 | 2 | 1 | 1 | 1 | 2 | 3 | 1 | 1 | 0 | 0 | 0
SDGE | Mission | 69 | Mission | 2 |  | 0 | 0 | 0 | 0 |  | 0 |  | N/A | N/A | N/A | N/A | N/A | N/A | N/A | N/A | 0 | 0 | 0 | 0 |  | 0 | 10 | 1 | 1 | 1 | 2 | 1 | 1 | 1 | 2 | 3 | 1 | 1 | 0 | 0 | 0
PG&E GBA | Mi-Wuk | 115 | Mi-Wuk | 2 |  | 0 | 0 | 0 | 0 |  | 0 |  | N/A | N/A | N/A | N/A | N/A | N/A | N/A | N/A | 0 | 0 | 0 | 0 |  | 0 | 10 | 1 | 1 | 1 | 2 | 5 | 1 | 1 | 2 | 2 | 1 | 1 | 0 | 0 | 0
EOP | Mohave | 500 | Mohave | 2 | OOS | 100 | 0 | 0 | 0 |  | 100 | 20 | 3 | N/A | N/A | N/A | N/A | N/A | N/A | N/A | 0 | 0 | 0 | 0 |  | 0 | 10 | 1 | N/A | N/A | 2 | N/A | N/A | N/A | N/A | N/A | N/A | N/A | 0 | 0 | 0
PG&E NGBA | Monroe | 115 | Monroe | 2 |  | 0 | 0 | 0 | 0 |  | 0 |  | N/A | N/A | N/A | N/A | N/A | N/A | N/A | N/A | 0 | 0 | 0 | 0 |  | 0 | 10 | 1 | 1 | 1 | 2 | 1 | 1 | 2 | 3 | 3 | 1 | 1 | 0 | 0 | 0
SDGE | Monserate | 69 | Monserate | 2 |  | 0 | 0 | 0 | 0 |  | 0 |  | N/A | N/A | N/A | N/A | N/A | N/A | N/A | N/A | 0 | 0 | 0 | 0 |  | 0 | 10 | 1 | 1 | 1 | 2 | 4 | 3 | 1 | 1 | 3 | 1 | 1 | 0 | 0 | 0
PG&E GBA | Monta Vista | 115 | Monta Vista | 2 |  | 0 | 0 | 0 | 0 |  | 0 |  | N/A | N/A | N/A | N/A | N/A | N/A | N/A | N/A | 0 | 0 | 0 | 0 |  | 0 | 10 | 1 | 1 | 1 | 2 | 1 | 3 | 1 | 2 | 4 | 1 | 1 | 0 | 0 | 0
PG&E GBA | Monta Vista | 230 | Monta Vista | 2 |  | 0 | 0 | 0 | 0 |  | 0 |  | N/A | N/A | N/A | N/A | N/A | N/A | N/A | N/A | 0 | 0 | 0 | 0 |  | 0 | 10 | 1 | 1 | 1 | 2 | 1 | 3 | 1 | 2 | 4 | 1 | 1 | 0 | 0 | 0
PG&E GBA | Monta Vista | 60 | Monta Vista | 2 |  | 0 | 0 | 0 | 0 |  | 0 |  | N/A | N/A | N/A | N/A | N/A | N/A | N/A | N/A | 0 | 0 | 0 | 0 |  | 0 | 10 | 1 | 1 | 1 | 2 | 1 | 3 | 1 | 2 | 4 | 1 | 1 | 0 | 0 | 0
PG&E NGBA | Monticello | 115 | Monticello | 2 |  | 0 | 0 | 0 | 0 |  | 0 |  | N/A | N/A | N/A | N/A | N/A | N/A | N/A | N/A | 0 | 0 | 0 | 0 |  | 0 | 10 | 1 | 1 | 1 | 2 | 3 | 3 | 1 | 1 | 3 | 2 | 1 | 0 | 0 | 0
SCE Northern | Moorpark | 230 | Moorpark | 1 |  | 0 | 0 | 0 | 0 |  | 0 |  | N/A | N/A | N/A | N/A | N/A | N/A | N/A | N/A | 0 | 0 | 0 | 0 |  | 0 | 10 | 1 | 1 | 1 | 1 | 2 | 1 | 1 | 1 | 1 | 1 | 1 | 0 | 0 | 0
SCE Northern | Moorpark | 66 | Moorpark | 1 |  | 0 | 0 | 0 | 0 |  | 0 |  | N/A | N/A | N/A | N/A | N/A | N/A | N/A | N/A | 0 | 0 | 0 | 0 |  | 0 | 10 | 1 | 1 | 1 | 1 | 2 | 1 | 1 | 1 | 1 | 1 | 1 | 0 | 0 | 0
PG&E GBA | Moraga | 115 | Moraga | 2 |  | 0 | 0 | 0 | 0 |  | 0 |  | N/A | N/A | N/A | N/A | N/A | N/A | N/A | N/A | 0 | 0 | 0 | 0 |  | 0 | 10 | 1 | 1 | 1 | 2 | 3 | 2 | 2 | 3 | 4 | 1 | 1 | 0 | 0 | 0
PG&E GBA | Moraga | 230 | Moraga | 2 |  | 0 | 0 | 0 | 0 |  | 0 |  | N/A | N/A | N/A | N/A | N/A | N/A | N/A | N/A | 0 | 0 | 0 | 0 |  | 0 | 10 | 1 | 1 | 1 | 2 | 3 | 2 | 2 | 3 | 4 | 1 | 1 | 0 | 0 | 0
PG&E GBA | Morgan Hill | 115 | Morgan Hill | 2 |  | 0 | 0 | 0 | 0 |  | 0 |  | N/A | N/A | N/A | N/A | N/A | N/A | N/A | N/A | 0 | 0 | 0 | 0 |  | 0 | 10 | 1 | 1 | 1 | 2 | 5 | 3 | 1 | 1 | 3 | 1 | 1 | 0 | 0 | 0
PG&E KERN | Morro Bay | 115 | Morro Bay | 2 |  | 0 | 0 | 0 | 0 |  | 0 |  | N/A | N/A | N/A | N/A | N/A | N/A | N/A | N/A | 0 | 0 | 0 | 0 |  | 0 | 10 | 5 | 3 | 5 | 2 | 5 | 4 | 2 | 3 | 5 | 4 | 2 | 0 | 0 | 0
PG&E KERN | Morro Bay | 230 | Morro Bay | 2 |  | 0 | 0 | 0 | 0 |  | 0 |  | N/A | N/A | N/A | N/A | N/A | N/A | N/A | N/A | 0 | 0 | 0 | 0 |  | 0 | 10 | 5 | 3 | 5 | 2 | 5 | 4 | 2 | 3 | 5 | 4 | 2 | 0 | 0 | 0
PG&E KERN | Morro Bay | 500 | Morro Bay | 2 |  | 0 | 0 | 0 | 0 |  | 0 |  | N/A | N/A | N/A | N/A | N/A | N/A | N/A | N/A | 600 | 1110 | 0 | 0 |  | 1710 | 10 | 5 | 3 | 5 | 2 | 5 | 4 | 2 | 3 | 5 | 4 | 2 | 0 | 0 | 0
PG&E GBA | Moss Landing | 115 | Moss Landing | 1 |  | 0 | 0 | 0 | 0 |  | 0 |  | N/A | N/A | N/A | N/A | N/A | N/A | N/A | N/A | 0 | 0 | 0 | 0 |  | 0 | 10 | 1 | 1 | 1 | 1 | 1 | 1 | 1 | 1 | 1 | 1 | 1 | 50 | 0 | 50 | EGS
PG&E GBA | Moss Landing | 230 | Moss Landing | 1 |  | 0 | 0 | 0 | 0 |  | 0 | 20 | 1 | 1 | 1 | 2 | 2 | 2 | 1 | 1 | 0 | 0 | 0 | 0 |  | 0 | 10 | 1 | 1 | 1 | 1 | 1 | 1 | 1 | 1 | 1 | 1 | 1 | 0 | 0 | 0
PG&E GBA | Moss Landing | 500 | Moss Landing | 1 |  | 0 | 0 | 0 | 0 |  | 0 |  | N/A | N/A | N/A | N/A | N/A | N/A | N/A | N/A | 0 | 0 | 0 | 0 |  | 0 | 10 | 1 | 1 | 1 | 1 | 1 | 1 | 1 | 1 | 1 | 1 | 1 | 0 | 0 | 0
EOP | Mountain Pass | 115 | Mountain Pass | 2 |  | 0 | 0 | 0 | 0 |  | 0 |  | N/A | N/A | N/A | N/A | N/A | N/A | N/A | N/A | 0 | 0 | 0 | 0 |  | 0 | 10 | 1 | 1 | 1 | 2 | 1 | 1 | 2 | 1 | 2 | 2 | 1 | 0 | 0 | 0
PG&E GBA | Mountain View | 115 | Mountain View | 2 |  | 0 | 0 | 0 | 0 |  | 0 |  | N/A | N/A | N/A | N/A | N/A | N/A | N/A | N/A | 0 | 0 | 0 | 0 |  | 0 | 10 | 1 | 1 | 1 | 2 | 1 | 2 | 1 | 3 | 4 | 1 | 1 | 0 | 0 | 0
PG&E GBA | Mt Eden | 115 | Mt Eden | 2 |  | 0 | 0 | 0 | 0 |  | 0 |  | N/A | N/A | N/A | N/A | N/A | N/A | N/A | N/A | 0 | 0 | 0 | 0 |  | 0 | 10 | 1 | 1 | 1 | 2 | 3 | 2 | 1 | 2 | 3 | 1 | 1 | 0 | 0 | 0
PG&E KERN | Mt Poso | 115 | Mt Poso | 1 |  | 0 | 0 | 0 | 0 |  | 0 |  | N/A | N/A | N/A | N/A | N/A | N/A | N/A | N/A | 0 | 0 | 0 | 0 |  | 0 | 10 | 1 | 1 | 1 | 1 | 2 | 1 | 1 | 1 | 1 | 1 | 1 | 0 | 0 | 0
SDGE | Murray | 69 | Murray | 2 |  | 0 | 0 | 0 | 0 |  | 0 |  | N/A | N/A | N/A | N/A | N/A | N/A | N/A | N/A | 0 | 0 | 0 | 0 |  | 0 | 10 | 1 | 1 | 1 | 2 | 5 | 2 | 3 | 2 | 5 | 1 | 1 | 0 | 0 | 0
PG&E FRESNO | Mustang | 230 | Mustang | 1 |  | 0 | 0 | 0 | 0 |  | 0 |  | N/A | N/A | N/A | N/A | N/A | N/A | N/A | N/A | 0 | 0 | 0 | 0 |  | 0 | 10 | 1 | 1 | 1 | 1 | 1 | 1 | 1 | 1 | 1 | 1 | 1 | 0 | 0 | 0
SCE Northern | Neenach | 66 | Neenach | 2 |  | 0 | 0 | 0 | 0 |  | 0 |  | N/A | N/A | N/A | N/A | N/A | N/A | N/A | N/A | 0 | 0 | 0 | 0 |  | 0 | 10 | 1 | 1 | 1 | 2 | 2 | 1 | 1 | 1 | 2 | 1 | 1 | 0 | 0 | 0
PG&E KERN | New Sub - Gates - Midway (Proposed) | 230 | New Sub - Gates - Midway (Proposed) | 1 |  | 0 | 0 | 0 | 0 |  | 0 |  | N/A | N/A | N/A | N/A | N/A | N/A | N/A | N/A | 1900 | 440 | 0 | 0 |  | 2340 | 10 | 3 | 2 | 2 | 1 | 2 | 2 | 1 | 1 | 2 | 1 | 1 | 0 | 0 | 0
PG&E KERN | New Sub - Gates - Templeton (Proposed) | 230 | New Sub - Gates - Templeton (Proposed) | 1 |  | 0 | 0 | 0 | 0 |  | 0 |  | N/A | N/A | N/A | N/A | N/A | N/A | N/A | N/A | 0 | 600 | 0 | 0 |  | 600 | 10 | 2 | 1 | 2 | 1 | 2 | 2 | 1 | 1 | 2 | 1 | 1 | 0 | 0 | 0
SCE NOL | New Sub - Kramer - Lugo (Proposed) | 230 | New Sub - Kramer - Lugo (Proposed) | 2 |  | 0 | 0 | 0 | 0 |  | 0 |  | N/A | N/A | N/A | N/A | N/A | N/A | N/A | N/A | 0 | 0 | 0 | 0 |  | 0 | 10 | 1 | 1 | 1 | 2 | 1 | 1 | 1 | 1 | 2 | 1 | 1 | 0 | 0 | 0
PG&E FRESNO | New Sub - Los Banos - Midway (Proposed) | 500 | New Sub - Los Banos - Midway (Proposed) | 1 |  | 0 | 0 | 0 | 0 |  | 0 |  | N/A | N/A | N/A | N/A | N/A | N/A | N/A | N/A | 816 | 0 | 0 | 0 |  | 816 | 10 | 1 | 1 | 1 | 1 | 1 | 1 | 1 | 1 | 1 | 1 | 1 | 0 | 0 | 0
SCE NOL | New Sub - Lugo - Pisgah (Proposed) | 230 | New Sub - Lugo - Pisgah (Proposed) | 2 |  | 0 | 0 | 0 | 0 |  | 0 | 15 | 1 | 1 | 1 | 1 | 1 | 1 | 3 | 1 | 0 | 0 | 0 | 0 |  | 0 | 10 | 1 | 1 | 1 | 2 | 1 | 1 | 1 | 1 | 1 | 3 | 1 | 0 | 0 | 0
PG&E KERN | New Sub - Midway - Wheeler Ridge (Proposed) | 230 | New Sub - Midway - Wheeler Ridge (Proposed) | 1 |  | 0 | 0 | 0 | 0 |  | 0 |  | N/A | N/A | N/A | N/A | N/A | N/A | N/A | N/A | 1900 | 0 | 0 | 0 |  | 1900 | 10 | 4 | 2 | 2 | 1 | 1 | 1 | 2 | 2 | 2 | 1 | 1 | 0 | 0 | 0
PG&E NGBA | New Sub - Near existing Leavitt (PSREC) | 345 | Leavitt | 2 |  | 102 | 0 | 0 | 0 |  | 102 | 30 | 2 | 5 | 1 | 1 | 1 | 2 | 3 | 1 | 0 | 0 | 0 | 0 |  | 0 | 10 | 1 | 1 | 1 | 2 | 5 | 1 | 1 | 1 | 3 | 1 | 1 | 9 | 0 | 9 | Wendel - Amedee | 1 | 3 | 1 | 2 | 2 | 3 | 1 | 1
PG&E NGBA | New Sub - Near existing Madeline (NVE) | 345 | Madeline | 2 |  | 300 | 0 | 0 | 0 |  | 300 | 30 | 3 | 5 | 1 | 1 | 1 | 2 | 3 | 1 | 0 | 0 | 0 | 0 |  | 0 | 10 | 1 | 1 | 1 | 2 | 5 | 1 | 1 | 1 | 1 | 3 | 1 | 0 | 0 | 0
SDGE | New Sub - North Gila - IV (Proposed) | 500 | New Sub - North Gila - IV (Proposed) | 2 |  | 0 | 0 | 0 | 0 |  | 0 |  | N/A | N/A | N/A | N/A | N/A | N/A | N/A | N/A | 500 | 0 | 0 | 0 |  | 500 | 10 | 3 | 2 | 2 | 2 | 1 | 1 | 1 | 1 | 1 | 1 | 1 | 0 | 0 | 0
PG&E NGBA | New Sub - Pit 1 - Cottonwood (Proposed) | 230 | New Sub - Pit 1 - Cottonwood (Proposed) | 2 |  | 0 | 0 | 0 | 0 |  | 0 | 15 | 1 | 5 | 2 | 1 | 1 | 3 | 1 | 1 | 0 | 0 | 0 | 0 |  | 0 | 10 | 1 | 1 | 1 | 2 | 5 | 2 | 1 | 1 | 2 | 1 | 1 | 0 | 0 | 0
PG&E GBA | New Sub - Rancho Seco - Bellota (Proposed) | 230 | New Sub - Rancho Seco - Bellota (Proposed) | 1 |  | 0 | 0 | 0 | 0 |  | 0 |  | N/A | N/A | N/A | N/A | N/A | N/A | N/A | N/A | 0 | 0 | 0 | 0 |  | 0 | 10 | 1 | 1 | 1 | 1 | 1 | 1 | 1 | 2 | 3 | 1 | 1 | 0 | 0 | 0
SDGE | New Sub - Suncrest - Ocotillo (Proposed) | 500 | New Sub - Suncrest - Ocotillo (Proposed) | 2 |  | 0 | 0 | 0 | 0 |  | 0 | 20 | 1 | 5 | 1 | 1 | 1 | 2 | 1 | 1 | 0 | 0 | 0 | 0 |  | 0 | 10 | 1 | 1 | 1 | 2 | 5 | 1 | 1 | 1 | 2 | 2 | 1 | 0 | 0 | 0
PG&E FRESNO | New Sub - Westley - Quinto (Proposed) | 230 | New Sub - Westley - Quinto (Proposed) | 1 |  | 0 | 0 | 0 | 0 |  | 0 |  | N/A | N/A | N/A | N/A | N/A | N/A | N/A | N/A | 0 | 0 | 0 | 0 |  | 0 | 10 | 1 | 1 | 1 | 1 | 3 | 3 | 1 | 1 | 3 | 1 | 1 | 80 | 0 | 80 | EGS
PG&E GBA | Newark | 115 | Newark | 2 |  | 0 | 0 | 0 | 0 |  | 0 |  | N/A | N/A | N/A | N/A | N/A | N/A | N/A | N/A | 0 | 0 | 0 | 0 |  | 0 | 10 | 1 | 1 | 1 | 2 | 5 | 2 | 1 | 3 | 3 | 1 | 1 | 0 | 0 | 0
PG&E GBA | Newark | 230 | Newark | 2 |  | 0 | 0 | 0 | 0 |  | 0 |  | N/A | N/A | N/A | N/A | N/A | N/A | N/A | N/A | 0 | 0 | 0 | 0 |  | 0 | 10 | 1 | 1 | 1 | 2 | 5 | 2 | 1 | 3 | 3 | 1 | 1 | 0 | 0 | 0
PG&E GBA | Newark | 60 | Newark | 2 |  | 0 | 0 | 0 | 0 |  | 0 |  | N/A | N/A | N/A | N/A | N/A | N/A | N/A | N/A | 0 | 0 | 0 | 0 |  | 0 | 10 | 1 | 1 | 1 | 2 | 5 | 2 | 1 | 3 | 3 | 1 | 1 | 0 | 0 | 0
PG&E FRESNO | Newhall | 115 | Newhall | 1 |  | 0 | 0 | 0 | 0 |  | 0 |  | N/A | N/A | N/A | N/A | N/A | N/A | N/A | N/A | 0 | 0 | 0 | 0 |  | 0 | 10 | 1 | 1 | 1 | 1 | 2 | 2 | 1 | 1 | 2 | 1 | 1 | 0 | 0 | 0
PG&E KERN | Norco | 115 | Norco | 1 |  | 0 | 0 | 0 | 0 |  | 0 | 15 | 1 | 1 | 1 | 1 | 1 | 1 | 1 | 1 | 0 | 0 | 0 | 0 |  | 0 | 10 | 1 | 1 | 1 | 1 | 1 | 1 | 2 | 3 | 3 | 1 | 1 | 0 | 0 | 0
PG&E GBA | Nortech | 115 | Nortech | 2 |  | 0 | 0 | 0 | 0 |  | 0 | 15 | 1 | 5 | 3 | 3 | 3 | 4 | 3 | 1 | 0 | 0 | 0 | 0 |  | 0 | 10 | 1 | 1 | 1 | 2 | 5 | 1 | 1 | 1 | 1 | 2 | 1 | 0 | 0 | 0
SDGE | North City Metering | 138 | North City Metering | 2 |  | 0 | 0 | 0 | 0 |  | 0 | 15 | 1 | 1 | 1 | 1 | 2 | 2 | 1 | 1 | 0 | 0 | 0 | 0 |  | 0 | 10 | 1 | 1 | 1 | 2 | 2 | 1 | 1 | 1 | 2 | 1 | 1 | 0 | 0 | 0
PG&E GBA | North Dublin | 230 | North Dublin | 2 |  | 0 | 0 | 0 | 0 |  | 0 |  | N/A | N/A | N/A | N/A | N/A | N/A | N/A | N/A | 0 | 0 | 0 | 0 |  | 0 | 10 | 1 | 1 | 1 | 2 | 5 | 1 | 1 | 3 | 3 | 1 | 1 | 0 | 0 | 0
SDGE | North Gila | 500 | North Gila | 2 |  | 0 | 0 | 0 | 0 |  | 0 |  | N/A | N/A | N/A | N/A | N/A | N/A | N/A | N/A | 500 | 0 | 0 | 0 |  | 500 | 10 | 4 | 2 | 5 | 2 | 1 | 1 | 1 | 1 | 1 | 1 | 1 | 0 | 0 | 0
SCE Metro | North of SONGS | 230 | North of SONGS | 2 |  | 0 | 0 | 0 | 0 |  | 0 |  | N/A | N/A | N/A | N/A | N/A | N/A | N/A | N/A | 0 | 0 | 0 | 0 |  | 0 | 10 | 1 | 1 | 1 | 2 | 5 | 1 | 2 | 2 | 3 | 2 | 1 | 0 | 0 | 0
SCE Metro | North of SONGS | 500 | North of SONGS | 2 |  | 0 | 0 | 0 | 0 |  | 0 |  | N/A | N/A | N/A | N/A | N/A | N/A | N/A | N/A | 0 | 0 | 0 | 0 |  | 0 | 10 | 1 | 1 | 1 | 2 | 5 | 1 | 2 | 2 | 3 | 2 | 1 | 0 | 0 | 0
PG&E NGBA | Notre Dame | 115 | Notre Dame | 2 |  | 0 | 0 | 0 | 0 |  | 0 |  | N/A | N/A | N/A | N/A | N/A | N/A | N/A | N/A | 0 | 0 | 0 | 0 |  | 0 | 10 | 1 | 1 | 1 | 2 | 2 | 2 | 1 | 1 | 3 | 1 | 1 | 0 | 0 | 0
PG&E GBA | Oakland C | 115 | Oakland C | 2 |  | 0 | 0 | 0 | 0 |  | 0 |  | N/A | N/A | N/A | N/A | N/A | N/A | N/A | N/A | 0 | 200 | 0 | 0 |  | 200 | 10 | 3 | 2 | 1 | 2 | 1 | 2 | 2 | 2 | 2 | 1 | 1 | 0 | 0 | 0
PG&E GBA | Oakland J | 115 | Oakland J | 2 |  | 0 | 0 | 0 | 0 |  | 0 | 10 | 1 | 1 | 1 | 1 | 1 | 1 | 1 | 1 | 0 | 0 | 0 | 0 |  | 0 | 10 | 1 | 1 | 1 | 2 | 2 | 2 | 1 | 2 | 3 | 1 | 1 | 0 | 0 | 0
PG&E GBA | Oakland L | 115 | Oakland L | 2 |  | 0 | 0 | 0 | 0 |  | 0 |  | N/A | N/A | N/A | N/A | N/A | N/A | N/A | N/A | 0 | 0 | 0 | 0 |  | 0 | 10 | 1 | 1 | 1 | 2 | 2 | 1 | 1 | 3 | 3 | 1 | 1 | 0 | 0 | 0
PG&E GBA | Oakland X | 115 | Oakland X | 2 |  | 0 | 0 | 0 | 0 |  | 0 |  | N/A | N/A | N/A | N/A | N/A | N/A | N/A | N/A | 0 | 100 | 0 | 0 |  | 100 | 10 | 2 | 1 | 1 | 2 | 2 | 2 | 1 | 3 | 3 | 1 | 1 | 0 | 0 | 0
SDGE | Ocean Ranch | 69 | Ocean Ranch | 2 |  | 0 | 0 | 0 | 0 |  | 0 |  | N/A | N/A | N/A | N/A | N/A | N/A | N/A | N/A | 0 | 0 | 0 | 0 |  | 0 | 10 | 1 | 1 | 1 | 2 | 1 | 3 | 1 | 2 | 3 | 1 | 1 | 0 | 0 | 0
PG&E KERN | Oceano | 115 | Oceano | 2 |  | 0 | 0 | 0 | 0 |  | 0 |  | N/A | N/A | N/A | N/A | N/A | N/A | N/A | N/A | 0 | 0 | 0 | 0 |  | 0 | 10 | 1 | 1 | 1 | 2 | 2 | 1 | 1 | 1 | 1 | 1 | 1 | 0 | 0 | 0
SDGE | Ocotillo Express | 500 | Ocotillo Express | 2 |  | 0 | 0 | 0 | 0 |  | 0 | 20 | 1 | 4 | 1 | 1 | 1 | 1 | 1 | 1 | 0 | 0 | 0 | 0 |  | 0 | 10 | 1 | 1 | 1 | 2 | 1 | 1 | 1 | 1 | 2 | 1 | 1 | 0 | 0 | 0
PG&E KERN | Old River | 70 | Old River | 1 |  | 0 | 0 | 0 | 0 |  | 0 |  | N/A | N/A | N/A | N/A | N/A | N/A | N/A | N/A | 0 | 0 | 0 | 0 |  | 0 | 10 | 1 | 1 | 2 | 1 | 1 | 1 | 1 | 1 | 1 | 1 | 1 | 0 | 0 | 0
SDGE | Old Town | 230 | Old Town | 2 |  | 0 | 0 | 0 | 0 |  | 0 |  | N/A | N/A | N/A | N/A | N/A | N/A | N/A | N/A | 0 | 0 | 0 | 0 |  | 0 | 10 | 1 | 1 | 1 | 2 | 1 | 1 | 1 | 3 | 3 | 1 | 1 | 0 | 0 | 0
SCE Metro | Olinda | 230 | Olinda | 2 |  | 0 | 0 | 0 | 0 |  | 0 |  | N/A | N/A | N/A | N/A | N/A | N/A | N/A | N/A | 0 | 0 | 0 | 0 |  | 0 | 10 | 1 | 1 | 1 | 2 | 5 | 2 | 1 | 1 | 2 | 1 | 1 | 0 | 0 | 0
PG&E FRESNO | Olive | 115 | Olive | 1 |  | 0 | 0 | 0 | 0 |  | 0 |  | N/A | N/A | N/A | N/A | N/A | N/A | N/A | N/A | 0 | 0 | 0 | 0 |  | 0 | 5 | 1 | 1 | 1 | 1 | 2 | 1 | 1 | 1 | 2 | 1 | 1 | 0 | 0 | 0
PG&E NGBA | Olivehurst | 115 | Olivehurst | 2 |  | 0 | 0 | 0 | 0 |  | 0 |  | N/A | N/A | N/A | N/A | N/A | N/A | N/A | N/A | 0 | 0 | 0 | 0 |  | 0 | 10 | 1 | 1 | 2 | 2 | 1 | 1 | 1 | 1 | 1 | 1 | 1 | 0 | 0 | 0
PG&E NGBA | Oregon Trail | 60 | Oregon Trail | 2 |  | 0 | 0 | 0 | 0 |  | 0 |  | N/A | N/A | N/A | N/A | N/A | N/A | N/A | N/A | 0 | 0 | 0 | 0 |  | 0 | 10 | 1 | 1 | 1 | 2 | 5 | 3 | 1 | 1 | 3 | 1 | 1 | 0 | 0 | 0
SCE Northern | Ormond Beach | 230 | Ormond Beach | 1 |  | 0 | 0 | 0 | 0 |  | 0 |  | N/A | N/A | N/A | N/A | N/A | N/A | N/A | N/A | 0 | 0 | 0 | 0 |  | 0 | 10 | 1 | 1 | 2 | 1 | 1 | 1 | 1 | 1 | 1 | 1 | 1 | 0 | 0 | 0
PG&E FRESNO | Oro Loma | 115 | Oro Loma | 1 |  | 0 | 0 | 0 | 0 |  | 0 |  | N/A | N/A | N/A | N/A | N/A | N/A | N/A | N/A | 100 | 0 | 0 | 0 |  | 100 | 10 | 1 | 1 | 1 | 1 | 1 | 1 | 1 | 1 | 1 | 1 | 1 | 0 | 0 | 0
PG&E FRESNO | Oro Loma | 70 | Oro Loma | 1 |  | 0 | 0 | 0 | 0 |  | 0 |  | N/A | N/A | N/A | N/A | N/A | N/A | N/A | N/A | 0 | 0 | 0 | 0 |  | 0 | 10 | 1 | 1 | 1 | 1 | 1 | 1 | 1 | 1 | 1 | 1 | 1 | 0 | 0 | 0
PG&E FRESNO | Orosi | 70 | Orosi | 1 |  | 0 | 0 | 0 | 0 |  | 0 |  | N/A | N/A | N/A | N/A | N/A | N/A | N/A | N/A | 0 | 0 | 0 | 0 |  | 0 | 10 | 1 | 1 | 1 | 1 | 1 | 1 | 1 | 1 | 2 | 1 | 1 | 0 | 0 | 0
SDGE | Otay | 69 | Otay | 2 |  | 0 | 0 | 0 | 0 |  | 0 |  | N/A | N/A | N/A | N/A | N/A | N/A | N/A | N/A | 0 | 0 | 0 | 0 |  | 0 | 10 | 1 | 1 | 1 | 2 | 2 | 1 | 3 | 4 | 5 | 1 | 1 | 0 | 0 | 0
SDGE | Otay Mesa | 230 | Otay Mesa | 2 |  | 0 | 0 | 0 | 0 |  | 0 |  | N/A | N/A | N/A | N/A | N/A | N/A | N/A | N/A | 0 | 0 | 0 | 0 |  | 0 | 10 | 1 | 1 | 1 | 2 | 5 | 1 | 4 | 4 | 5 | 1 | 1 | 0 | 0 | 0
PG&E FRESNO | Padre Flats SW STA | 230 | Padre Flats SW STA | 1 |  | 0 | 0 | 0 | 0 |  | 0 |  | N/A | N/A | N/A | N/A | N/A | N/A | N/A | N/A | 400 | 0 | 0 | 0 |  | 400 | 10 | 2 | 1 | 1 | 1 | 3 | 2 | 1 | 1 | 2 | 1 | 1 | 20 | 0 | 20 | EGS
EOP | Pahrump | 138 | Pahrump | 2 |  | 0 | 0 | 0 | 0 |  | 0 |  | N/A | N/A | N/A | N/A | N/A | N/A | N/A | N/A | 0 | 0 | 0 | 0 |  | 0 | 10 | 1 | 1 | 1 | 2 | 1 | 1 | 1 | 1 | 1 | 1 | 1 | 0 | 0 | 0
EOP | Pahrump | 230 | Pahrump | 2 |  | 0 | 0 | 0 | 0 |  | 0 |  | N/A | N/A | N/A | N/A | N/A | N/A | N/A | N/A | 0 | 0 | 0 | 0 |  | 0 | 10 | 1 | 1 | 1 | 2 | 1 | 1 | 1 | 1 | 1 | 1 | 1 | 0 | 0 | 0
SDGE | Pala | 69 | Pala | 2 |  | 0 | 0 | 0 | 0 |  | 0 |  | N/A | N/A | N/A | N/A | N/A | N/A | N/A | N/A | 0 | 0 | 0 | 0 |  | 0 | 10 | 1 | 1 | 1 | 2 | 5 | 2 | 1 | 1 | 2 | 1 | 1 | 0 | 0 | 0
PG&E NGBA | Palermo | 115 | Palermo | 2 |  | 0 | 0 | 0 | 0 |  | 0 |  | N/A | N/A | N/A | N/A | N/A | N/A | N/A | N/A | 0 | 0 | 0 | 0 |  | 0 | 10 | 1 | 1 | 1 | 2 | 3 | 3 | 1 | 1 | 4 | 1 | 1 | 0 | 0 | 0
PG&E NGBA | Palermo | 230 | Palermo | 2 |  | 0 | 0 | 0 | 0 |  | 0 |  | N/A | N/A | N/A | N/A | N/A | N/A | N/A | N/A | 0 | 0 | 0 | 0 |  | 0 | 10 | 1 | 1 | 1 | 2 | 3 | 3 | 1 | 1 | 4 | 1 | 1 | 20 | 0 | 20 | Carson River | 2 | 5 | 5 | 2 | 2 | 5 | 5 | 2
SCE Eastern | Palo Verde | 500 | Palo Verde | 2 |  | 0 | 0 | 0 | 0 |  | 0 |  | N/A | N/A | N/A | N/A | N/A | N/A | N/A | N/A | 0 | 0 | 0 | 0 |  | 0 | 10 | 1 | 1 | 1 | 2 | 1 | 1 | 1 | 1 | 1 | 1 | 1 | 0 | 0 | 0
SDGE | Palomar Energy | 230 | Palomar Energy | 2 |  | 0 | 0 | 0 | 0 |  | 0 |  | N/A | N/A | N/A | N/A | N/A | N/A | N/A | N/A | 0 | 0 | 0 | 0 |  | 0 | 10 | 1 | 1 | 1 | 2 | 2 | 1 | 1 | 1 | 2 | 1 | 1 | 0 | 0 | 0
PG&E KERN | Panama | 70 | Panama | 1 |  | 0 | 0 | 0 | 0 |  | 0 |  | N/A | N/A | N/A | N/A | N/A | N/A | N/A | N/A | 0 | 0 | 0 | 0 |  | 0 | 10 | 1 | 1 | 2 | 1 | 1 | 1 | 1 | 1 | 1 | 1 | 1 | 0 | 0 | 0
PG&E FRESNO | Panoche | 115 | Panoche | 1 |  | 0 | 0 | 0 | 0 |  | 0 |  | N/A | N/A | N/A | N/A | N/A | N/A | N/A | N/A | 0 | 0 | 0 | 0 |  | 0 | 10 | 1 | 1 | 2 | 1 | 1 | 1 | 1 | 1 | 1 | 1 | 1 | 0 | 0 | 0
PG&E FRESNO | Panoche | 230 | Panoche | 1 |  | 0 | 0 | 0 | 0 |  | 0 |  | N/A | N/A | N/A | N/A | N/A | N/A | N/A | N/A | 0 | 0 | 0 | 0 |  | 0 | 10 | 1 | 1 | 2 | 1 | 1 | 1 | 1 | 1 | 1 | 1 | 1 | 0 | 0 | 0
SCE Northern | Pardee | 230 | Pardee | 2 |  | 0 | 0 | 0 | 0 |  | 0 |  | N/A | N/A | N/A | N/A | N/A | N/A | N/A | N/A | 700 | 0 | 0 | 0 |  | 700 | 10 | 3 | 2 | 1 | 2 | 5 | 1 | 1 | 1 | 2 | 1 | 1 | 0 | 0 | 0
PG&E NGBA | Parkway | 230 | Parkway | 2 |  | 0 | 0 | 0 | 0 |  | 0 |  | N/A | N/A | N/A | N/A | N/A | N/A | N/A | N/A | 0 | 0 | 0 | 0 |  | 0 | 10 | 1 | 1 | 1 | 2 | 2 | 1 | 1 | 1 | 3 | 1 | 1 | 0 | 0 | 0
SCE Northern | Pastoria | 230 | Pastoria | 2 |  | 0 | 0 | 0 | 0 |  | 0 |  | N/A | N/A | N/A | N/A | N/A | N/A | N/A | N/A | 0 | 105 | 0 | 0 |  | 105 | 10 | 3 | 1 | 2 | 2 | 3 | 2 | 1 | 1 | 2 | 1 | 1 | 0 | 0 | 0
SCE Metro | Pauda | 230 | Pauda | 2 |  | 0 | 0 | 0 | 0 |  | 0 |  | N/A | N/A | N/A | N/A | N/A | N/A | N/A | N/A | 0 | 0 | 0 | 0 |  | 0 | 10 | 1 | 1 | 1 | 2 | 5 | 1 | 1 | 1 | 1 | 1 | 1 | 0 | 0 | 0
PG&E GBA | Paul Sweet | 115 | Paul Sweet | 1 |  | 0 | 0 | 0 | 0 |  | 0 |  | N/A | N/A | N/A | N/A | N/A | N/A | N/A | N/A | 0 | 0 | 0 | 0 |  | 0 | 10 | 1 | 1 | 1 | 1 | 1 | 1 | 1 | 3 | 3 | 1 | 1 | 0 | 0 | 0
PG&E NGBA | Peabody | 230 | Peabody | 2 |  | 0 | 0 | 0 | 0 |  | 0 |  | N/A | N/A | N/A | N/A | N/A | N/A | N/A | N/A | 0 | 0 | 0 | 0 |  | 0 | 10 | 1 | 1 | 1 | 2 | 3 | 1 | 1 | 1 | 2 | 1 | 1 | 0 | 0 | 0
PG&E NGBA | Pease | 115 | Pease | 2 |  | 0 | 0 | 0 | 0 |  | 0 |  | N/A | N/A | N/A | N/A | N/A | N/A | N/A | N/A | 0 | 0 | 0 | 0 |  | 0 | 10 | 1 | 1 | 1 | 2 | 1 | 1 | 1 | 1 | 2 | 1 | 1 | 0 | 0 | 0
PG&E NGBA | Pease | 60 | Pease | 2 |  | 0 | 0 | 0 | 0 |  | 0 |  | N/A | N/A | N/A | N/A | N/A | N/A | N/A | N/A | 0 | 0 | 0 | 0 |  | 0 | 10 | 1 | 1 | 1 | 2 | 1 | 1 | 1 | 1 | 2 | 1 | 1 | 0 | 0 | 0
SDGE | Penasquitos | 138 | Penasquitos | 2 |  | 0 | 0 | 0 | 0 |  | 0 | 10 | 1 | 1 | 1 | 1 | 2 | 2 | 1 | 1 | 0 | 0 | 0 | 0 |  | 0 | 10 | 1 | 1 | 1 | 2 | 1 | 1 | 2 | 2 | 3 | 1 | 1 | 0 | 0 | 0
SDGE | Penasquitos | 230 | Penasquitos | 2 |  | 0 | 0 | 0 | 0 |  | 0 |  | N/A | N/A | N/A | N/A | N/A | N/A | N/A | N/A | 0 | 0 | 0 | 0 |  | 0 | 10 | 1 | 1 | 1 | 2 | 1 | 1 | 2 | 2 | 3 | 1 | 1 | 0 | 0 | 0
SDGE | Penasquitos | 69 | Penasquitos | 2 |  | 0 | 0 | 0 | 0 |  | 0 | 30 | 1 | 1 | 1 | 1 | 2 | 2 | 1 | 1 | 0 | 0 | 0 | 0 |  | 0 | 10 | 1 | 1 | 1 | 2 | 1 | 1 | 2 | 2 | 3 | 1 | 1 | 0 | 0 | 0
SDGE | Pendleton | 69 | Pendleton | 2 |  | 0 | 0 | 0 | 0 |  | 0 |  | N/A | N/A | N/A | N/A | N/A | N/A | N/A | N/A | 0 | 0 | 0 | 0 |  | 0 | 10 | 1 | 1 | 1 | 2 | 5 | 3 | 1 | 1 | 3 | 1 | 1 | 0 | 0 | 0
PG&E NGBA | Penngrove | 115 | Penngrove | 2 |  | 0 | 0 | 0 | 0 |  | 0 |  | N/A | N/A | N/A | N/A | N/A | N/A | N/A | N/A | 0 | 0 | 0 | 0 |  | 0 | 10 | 1 | 1 | 1 | 2 | 3 | 2 | 1 | 2 | 3 | 1 | 1 | 0 | 0 | 0
PG&E GBA | Peoria | 115 | Peoria | 2 |  | 0 | 0 | 0 | 0 |  | 0 | 15 | 1 | 1 | 1 | 1 | 1 | 1 | 1 | 1 | 0 | 0 | 0 | 0 |  | 0 | 10 | 1 | 1 | 1 | 2 | 5 | 2 | 1 | 1 | 3 | 2 | 1 | 0 | 0 | 0
PG&E GBA | Piercy | 115 | Piercy | 2 |  | 0 | 0 | 0 | 0 |  | 0 |  | N/A | N/A | N/A | N/A | N/A | N/A | N/A | N/A | 0 | 0 | 0 | 0 |  | 0 | 10 | 1 | 1 | 1 | 2 | 5 | 3 | 1 | 1 | 3 | 2 | 1 | 0 | 0 | 0
PG&E FRESNO | Pine Flat | 230 | Pine Flat | 1 |  | 0 | 0 | 0 | 0 |  | 0 |  | N/A | N/A | N/A | N/A | N/A | N/A | N/A | N/A | 0 | 0 | 0 | 0 |  | 0 | 10 | 1 | 1 | 1 | 1 | 5 | 3 | 1 | 1 | 3 | 3 | 1 | 0 | 0 | 0
SCE NOL | Pisgah | 230 | Pisgah | 2 |  | 0 | 0 | 0 | 0 |  | 0 |  | N/A | N/A | N/A | N/A | N/A | N/A | N/A | N/A | 0 | 0 | 0 | 0 |  | 0 | 10 | 1 | 1 | 1 | 2 | 1 | 2 | 3 | 3 | 3 | 2 | 1 | 0 | 0 | 0
PG&E NGBA | Pit 1 | 230 | Pit 1 | 2 |  | 0 | 0 | 0 | 0 |  | 0 |  | N/A | N/A | N/A | N/A | N/A | N/A | N/A | N/A | 0 | 0 | 0 | 0 |  | 0 | 10 | 1 | 1 | 1 | 2 | 1 | 1 | 1 | 1 | 2 | 1 | 1 | 0 | 0 | 0
PG&E NGBA | Pit 1 | 60 | Pit 1 | 2 |  | 0 | 0 | 0 | 0 |  | 0 |  | N/A | N/A | N/A | N/A | N/A | N/A | N/A | N/A | 0 | 0 | 0 | 0 |  | 0 | 10 | 1 | 1 | 1 | 2 | 1 | 1 | 1 | 1 | 2 | 1 | 1 | 0 | 0 | 0
PG&E NGBA | Pit 3 | 230 | Pit 3 | 2 |  | 0 | 0 | 0 | 0 |  | 0 |  | N/A | N/A | N/A | N/A | N/A | N/A | N/A | N/A | 0 | 0 | 0 | 0 |  | 0 | 10 | 1 | 1 | 1 | 2 | 3 | 1 | 1 | 1 | 1 | 1 | 1 | 0 | 0 | 0
PG&E NGBA | Pit 4 | 230 | Pit 4 | 2 |  | 0 | 0 | 0 | 0 |  | 0 |  | N/A | N/A | N/A | N/A | N/A | N/A | N/A | N/A | 0 | 0 | 0 | 0 |  | 0 | 10 | 1 | 1 | 1 | 2 | 5 | 1 | 1 | 1 | 1 | 1 | 1 | 0 | 0 | 0
PG&E GBA | Pittsburg | 115 | Pittsburg | 2 |  | 0 | 0 | 0 | 0 |  | 0 |  | N/A | N/A | N/A | N/A | N/A | N/A | N/A | N/A | 0 | 0 | 0 | 0 |  | 0 | 10 | 1 | 1 | 1 | 2 | 3 | 1 | 1 | 1 | 2 | 1 | 1 | 0 | 0 | 0
PG&E GBA | Pittsburg | 230 | Pittsburg | 2 |  | 0 | 0 | 0 | 0 |  | 0 |  | N/A | N/A | N/A | N/A | N/A | N/A | N/A | N/A | 0 | 0 | 0 | 0 |  | 0 | 10 | 1 | 1 | 1 | 2 | 3 | 1 | 1 | 1 | 2 | 1 | 1 | 0 | 0 | 0
PG&E NGBA | Pleasant Grove | 115 | Pleasant Grove | 2 |  | 0 | 0 | 0 | 0 |  | 0 |  | N/A | N/A | N/A | N/A | N/A | N/A | N/A | N/A | 0 | 0 | 0 | 0 |  | 0 | 10 | 1 | 1 | 1 | 2 | 2 | 1 | 1 | 1 | 1 | 1 | 1 | 0 | 0 | 0
PG&E NGBA | POE | 230 | POE | 2 |  | 0 | 0 | 0 | 0 |  | 0 |  | N/A | N/A | N/A | N/A | N/A | N/A | N/A | N/A | 0 | 0 | 0 | 0 |  | 0 | 10 | 1 | 1 | 1 | 2 | 2 | 1 | 1 | 3 | 3 | 1 | 1 | 0 | 0 | 0
SDGE | Point Loma | 69 | Point Loma | 2 |  | 0 | 0 | 0 | 0 |  | 0 |  | N/A | N/A | N/A | N/A | N/A | N/A | N/A | N/A | 0 | 0 | 0 | 0 |  | 0 | 10 | 1 | 1 | 1 | 2 | 1 | 1 | 1 | 3 | 3 | 1 | 1 | 0 | 0 | 0
SDGE | Pomerado | 69 | Pomerado | 2 |  | 0 | 0 | 0 | 0 |  | 0 |  | N/A | N/A | N/A | N/A | N/A | N/A | N/A | N/A | 0 | 0 | 0 | 0 |  | 0 | 10 | 1 | 1 | 1 | 2 | 5 | 3 | 2 | 2 | 5 | 1 | 1 | 0 | 0 | 0
PG&E KERN | Poso Mountain | 115 | Poso Mountain | 1 |  | 0 | 0 | 0 | 0 |  | 0 |  | N/A | N/A | N/A | N/A | N/A | N/A | N/A | N/A | 100 | 100 | 0 | 0 |  | 200 | 10 | 1 | 1 | 1 | 1 | 3 | 3 | 1 | 1 | 3 | 1 | 1 | 0 | 0 | 0
EOP | Primm | 230 | Primm | 2 |  | 0 | 0 | 0 | 0 |  | 0 |  | N/A | N/A | N/A | N/A | N/A | N/A | N/A | N/A | 0 | 0 | 0 | 0 |  | 0 | 10 | 1 | 1 | 1 | 2 | 1 | 1 | 1 | 1 | 1 | 1 | 1 | 0 | 0 | 0
PG&E NGBA | Putah Creek | 115 | Putah Creek | 2 |  | 0 | 0 | 0 | 0 |  | 0 |  | N/A | N/A | N/A | N/A | N/A | N/A | N/A | N/A | 0 | 0 | 0 | 0 |  | 0 | 5 | 1 | 1 | 1 | 2 | 3 | 2 | 1 | 1 | 2 | 1 | 1 | 0 | 0 | 0
SDGE | Q1806 | 138 | Q1806 | 2 |  | 0 | 0 | 0 | 0 |  | 0 |  | N/A | N/A | N/A | N/A | N/A | N/A | N/A | N/A | 0 | 0 | 0 | 0 |  | 0 | 10 | 1 | 1 | 1 | 2 | 5 | 1 | 2 | 3 | 3 | 2 | 1 | 0 | 0 | 0
PG&E FRESNO | Quinto | 230 | Quinto | 1 |  | 0 | 0 | 0 | 0 |  | 0 |  | N/A | N/A | N/A | N/A | N/A | N/A | N/A | N/A | 0 | 0 | 0 | 0 |  | 0 | 10 | 1 | 1 | 1 | 1 | 2 | 2 | 1 | 1 | 2 | 1 | 1 | 20 | 0 | 20 | EGS
PG&E GBA | Race Track | 115 | Race Track | 2 |  | 0 | 0 | 0 | 0 |  | 0 |  | N/A | N/A | N/A | N/A | N/A | N/A | N/A | N/A | 0 | 0 | 0 | 0 |  | 0 | 10 | 1 | 1 | 1 | 2 | 5 | 1 | 1 | 1 | 2 | 1 | 1 | 0 | 0 | 0
SDGE | Rancho Mission Viejo | 138 | Rancho Mission Viejo | 2 |  | 0 | 0 | 0 | 0 |  | 0 |  | N/A | N/A | N/A | N/A | N/A | N/A | N/A | N/A | 0 | 0 | 0 | 0 |  | 0 | 10 | 1 | 1 | 1 | 2 | 5 | 1 | 2 | 2 | 3 | 2 | 1 | 0 | 0 | 0
PG&E GBA | Rancho Seco | 230 | Rancho Seco | 1 |  | 0 | 0 | 0 | 0 |  | 0 |  | N/A | N/A | N/A | N/A | N/A | N/A | N/A | N/A | 0 | 0 | 0 | 0 |  | 0 | 10 | 1 | 1 | 1 | 1 | 1 | 3 | 1 | 2 | 3 | 1 | 1 | 0 | 0 | 0
SCE Metro | Rancho Vista | 230 | Rancho Vista | 2 |  | 0 | 0 | 0 | 0 |  | 0 |  | N/A | N/A | N/A | N/A | N/A | N/A | N/A | N/A | 0 | 0 | 0 | 0 |  | 0 | 10 | 1 | 1 | 1 | 2 | 5 | 1 | 1 | 1 | 1 | 1 | 1 | 0 | 0 | 0
SCE Metro | Rancho Vista | 500 | Rancho Vista | 2 |  | 0 | 0 | 0 | 0 |  | 0 |  | N/A | N/A | N/A | N/A | N/A | N/A | N/A | N/A | 0 | 0 | 0 | 0 |  | 0 | 10 | 1 | 1 | 1 | 2 | 5 | 1 | 1 | 1 | 1 | 1 | 1 | 0 | 0 | 0
SCE NOL | Ransburg | 115 | Ransburg | 2 |  | 0 | 0 | 0 | 0 |  | 0 |  | N/A | N/A | N/A | N/A | N/A | N/A | N/A | N/A | 0 | 0 | 0 | 0 |  | 0 | 10 | 1 | 1 | 1 | 2 | 1 | 1 | 1 | 1 | 1 | 1 | 1 | 0 | 0 | 0
PG&E GBA | Ravenswood | 115 | Ravenswood | 2 |  | 0 | 0 | 0 | 0 |  | 0 |  | N/A | N/A | N/A | N/A | N/A | N/A | N/A | N/A | 0 | 0 | 0 | 0 |  | 0 | 10 | 5 | 5 | 4 | 2 | 1 | 2 | 3 | 4 | 4 | 1 | 2 | 0 | 0 | 0
PG&E GBA | Ravenswood | 230 | Ravenswood | 2 |  | 0 | 0 | 0 | 0 |  | 0 |  | N/A | N/A | N/A | N/A | N/A | N/A | N/A | N/A | 0 | 100 | 0 | 0 |  | 100 | 10 | 5 | 5 | 4 | 2 | 1 | 2 | 3 | 4 | 4 | 1 | 2 | 0 | 0 | 0
SCE Northern | Rector | 230 | Rector | 1 |  | 0 | 0 | 0 | 0 |  | 0 |  | N/A | N/A | N/A | N/A | N/A | N/A | N/A | N/A | 0 | 0 | 0 | 0 |  | 0 | 10 | 1 | 1 | 2 | 1 | 1 | 1 | 1 | 1 | 1 | 1 | 1 | 0 | 0 | 0
SCE Eastern | Red Bluff | 230 | Red Bluff | 2 |  | 0 | 0 | 0 | 0 |  | 0 |  | N/A | N/A | N/A | N/A | N/A | N/A | N/A | N/A | 0 | 200 | 0 | 0 |  | 200 | 15 | 4 | 2 | 4 | 2 | 1 | 2 | 1 | 1 | 2 | 2 | 1 | 0 | 0 | 0
SCE Eastern | Red Bluff | 500 | Red Bluff | 2 |  | 0 | 0 | 0 | 0 |  | 0 |  | N/A | N/A | N/A | N/A | N/A | N/A | N/A | N/A | 175 | 400 | 0 | 0 |  | 575 | 15 | 4 | 2 | 4 | 2 | 1 | 2 | 1 | 1 | 2 | 2 | 1 | 0 | 0 | 0
PG&E NGBA | Redbud | 115 | Redbud | 2 |  | 0 | 0 | 0 | 0 |  | 0 |  | N/A | N/A | N/A | N/A | N/A | N/A | N/A | N/A | 0 | 0 | 0 | 0 |  | 0 | 10 | 1 | 1 | 1 | 2 | 5 | 1 | 1 | 1 | 2 | 1 | 1 | 241 | 0 | 241 | Geysers | 1 | 5 | 2 | 1 | 2 | 3 | 1 | 1
SCE Metro | Redondo | 230 | Redondo | 2 |  | 0 | 0 | 0 | 0 |  | 0 |  | N/A | N/A | N/A | N/A | N/A | N/A | N/A | N/A | 0 | 0 | 0 | 0 |  | 0 | 10 | 1 | 1 | 1 | 2 | 1 | 1 | 1 | 3 | 3 | 1 | 1 | 0 | 0 | 0
PG&E FRESNO | Reedley | 115 | Reedley | 1 |  | 0 | 0 | 0 | 0 |  | 0 |  | N/A | N/A | N/A | N/A | N/A | N/A | N/A | N/A | 0 | 0 | 0 | 0 |  | 0 | 10 | 1 | 1 | 1 | 1 | 1 | 1 | 1 | 1 | 1 | 1 | 1 | 0 | 0 | 0
PG&E KERN | Renfro | 115 | Renfro | 1 |  | 0 | 0 | 0 | 0 |  | 0 |  | N/A | N/A | N/A | N/A | N/A | N/A | N/A | N/A | 0 | 0 | 0 | 0 |  | 0 | 10 | 1 | 1 | 2 | 1 | 1 | 1 | 1 | 1 | 1 | 1 | 1 | 0 | 0 | 0
PG&E GBA | Richmond R | 115 | Richmond R | 2 |  | 0 | 0 | 0 | 0 |  | 0 |  | N/A | N/A | N/A | N/A | N/A | N/A | N/A | N/A | 0 | 0 | 0 | 0 |  | 0 | 10 | 1 | 1 | 1 | 2 | 2 | 1 | 2 | 2 | 2 | 1 | 1 | 0 | 0 | 0
PG&E NGBA | Rincon | 115 | Rincon | 2 |  | 0 | 0 | 0 | 0 |  | 0 |  | N/A | N/A | N/A | N/A | N/A | N/A | N/A | N/A | 0 | 0 | 0 | 0 |  | 0 | 10 | 1 | 1 | 1 | 2 | 1 | 2 | 1 | 3 | 3 | 1 | 1 | 50 | 0 | 50 | Calistoga | 1 | 1 | 2 | 3 | 4 | 5 | 1 | 1
PG&E KERN | Rio Bravo | 115 | Rio Bravo | 1 |  | 0 | 0 | 0 | 0 |  | 0 |  | N/A | N/A | N/A | N/A | N/A | N/A | N/A | N/A | 0 | 0 | 0 | 0 |  | 0 | 10 | 1 | 1 | 2 | 1 | 1 | 1 | 1 | 1 | 1 | 1 | 1 | 0 | 0 | 0
SCE Metro | Rio Hondo | 230 | Rio Hondo | 2 |  | 0 | 0 | 0 | 0 |  | 0 |  | N/A | N/A | N/A | N/A | N/A | N/A | N/A | N/A | 0 | 0 | 0 | 0 |  | 0 | 10 | 1 | 1 | 1 | 2 | 5 | 1 | 1 | 3 | 3 | 3 | 1 | 0 | 0 | 0
PG&E NGBA | Rio Oso | 115 | Rio Oso | 2 |  | 0 | 0 | 0 | 0 |  | 0 |  | N/A | N/A | N/A | N/A | N/A | N/A | N/A | N/A | 0 | 0 | 0 | 0 |  | 0 | 10 | 1 | 1 | 1 | 2 | 1 | 1 | 1 | 1 | 2 | 1 | 1 | 0 | 0 | 0
PG&E NGBA | Rio Oso | 230 | Rio Oso | 2 |  | 0 | 0 | 0 | 0 |  | 0 |  | N/A | N/A | N/A | N/A | N/A | N/A | N/A | N/A | 0 | 0 | 0 | 0 |  | 0 | 10 | 1 | 1 | 1 | 2 | 1 | 1 | 1 | 1 | 2 | 1 | 1 | 0 | 0 | 0
PG&E GBA | Ripon | 115 | Ripon | 1 |  | 0 | 0 | 0 | 0 |  | 0 |  | N/A | N/A | N/A | N/A | N/A | N/A | N/A | N/A | 0 | 0 | 0 | 0 |  | 0 | 10 | 1 | 1 | 2 | 1 | 1 | 1 | 1 | 1 | 1 | 1 | 1 | 0 | 0 | 0
PG&E GBA | Riverbank | 115 | Riverbank | 1 |  | 0 | 0 | 0 | 0 |  | 0 |  | N/A | N/A | N/A | N/A | N/A | N/A | N/A | N/A | 0 | 0 | 0 | 0 |  | 0 | 10 | 1 | 1 | 1 | 1 | 2 | 2 | 1 | 1 | 2 | 1 | 1 | 0 | 0 | 0
SCE NOL | Roadway | 115 | Roadway | 2 |  | 0 | 0 | 0 | 0 |  | 0 |  | N/A | N/A | N/A | N/A | N/A | N/A | N/A | N/A | 0 | 0 | 0 | 0 |  | 0 | 10 | 1 | 1 | 1 | 2 | 1 | 1 | 1 | 1 | 2 | 1 | 1 | 0 | 0 | 0
PG&E NGBA | Rock Creek 1 | 230 | Rock Creek 1 | 2 |  | 0 | 0 | 0 | 0 |  | 0 |  | N/A | N/A | N/A | N/A | N/A | N/A | N/A | N/A | 0 | 0 | 0 | 0 |  | 0 | 10 | 1 | 1 | 1 | 2 | 5 | 1 | 1 | 2 | 3 | 2 | 1 | 0 | 0 | 0
SCE Northern | Rosamond | 66 | Rosamond | 2 |  | 0 | 0 | 0 | 0 |  | 0 |  | N/A | N/A | N/A | N/A | N/A | N/A | N/A | N/A | 0 | 0 | 0 | 0 |  | 0 | 10 | 1 | 1 | 1 | 2 | 1 | 1 | 1 | 1 | 1 | 1 | 1 | 0 | 0 | 0
PG&E GBA | Rossmoor | 230 | Rossmoor | 2 |  | 0 | 0 | 0 | 0 |  | 0 |  | N/A | N/A | N/A | N/A | N/A | N/A | N/A | N/A | 0 | 0 | 0 | 0 |  | 0 | 10 | 1 | 1 | 1 | 2 | 5 | 3 | 2 | 3 | 5 | 1 | 1 | 0 | 0 | 0
PG&E NGBA | Round Mountain | 230 | Round Mountain | 2 |  | 0 | 0 | 0 | 0 |  | 0 | 10 | 1 | 5 | 3 | 1 | 1 | 3 | 1 | 1 | 0 | 0 | 0 | 0 |  | 0 | 10 | 1 | 1 | 1 | 2 | 5 | 3 | 1 | 1 | 3 | 1 | 1 | 0 | 0 | 0
PG&E NGBA | Round Mountain | 500 | Round Mountain | 2 |  | 0 | 0 | 0 | 0 |  | 0 |  | N/A | N/A | N/A | N/A | N/A | N/A | N/A | N/A | 0 | 0 | 0 | 0 |  | 0 | 10 | 1 | 1 | 1 | 2 | 5 | 3 | 1 | 1 | 3 | 1 | 1 | 0 | 0 | 0
PG&E GBA | Salado | 115 | Salado | 1 |  | 0 | 0 | 0 | 0 |  | 0 |  | N/A | N/A | N/A | N/A | N/A | N/A | N/A | N/A | 0 | 0 | 0 | 0 |  | 0 | 10 | 1 | 1 | 1 | 1 | 2 | 2 | 1 | 1 | 2 | 1 | 1 | 0 | 0 | 0
PG&E GBA | Salado | 60 | Salado | 1 |  | 0 | 0 | 0 | 0 |  | 0 |  | N/A | N/A | N/A | N/A | N/A | N/A | N/A | N/A | 0 | 0 | 0 | 0 |  | 0 | 10 | 1 | 1 | 1 | 1 | 2 | 2 | 1 | 1 | 2 | 1 | 1 | 0 | 0 | 0
PG&E GBA | Salinas | 115 | Salinas | 1 |  | 0 | 0 | 0 | 0 |  | 0 |  | N/A | N/A | N/A | N/A | N/A | N/A | N/A | N/A | 0 | 0 | 0 | 0 |  | 0 | 10 | 1 | 1 | 2 | 1 | 2 | 1 | 1 | 1 | 1 | 1 | 1 | 0 | 0 | 0
SDGE | Salt Creek | 69 | Salt Creek | 2 |  | 0 | 0 | 0 | 0 |  | 0 |  | N/A | N/A | N/A | N/A | N/A | N/A | N/A | N/A | 0 | 0 | 0 | 0 |  | 0 | 10 | 1 | 1 | 1 | 2 | 3 | 1 | 3 | 4 | 5 | 1 | 1 | 0 | 0 | 0
SCE Eastern | San Bernardino | 230 | San Bernardino | 2 |  | 0 | 0 | 0 | 0 |  | 0 |  | N/A | N/A | N/A | N/A | N/A | N/A | N/A | N/A | 0 | 0 | 0 | 0 |  | 0 | 10 | 1 | 1 | 1 | 2 | 5 | 1 | 1 | 2 | 3 | 1 | 1 | 0 | 0 | 0
PG&E GBA | SAN FRAN A (POTRERO PP) | 115 | SAN FRAN A (POTRERO PP) | 2 |  | 0 | 0 | 0 | 0 |  | 0 |  | N/A | N/A | N/A | N/A | N/A | N/A | N/A | N/A | 0 | 0 | 0 | 0 |  | 0 | 10 | 1 | 1 | 1 | 2 | 1 | 1 | 1 | 1 | 1 | 1 | 1 | 0 | 0 | 0
PG&E GBA | SAN FRAN A (POTRERO PP) | 230 | SAN FRAN A (POTRERO PP) | 2 |  | 0 | 0 | 0 | 0 |  | 0 |  | N/A | N/A | N/A | N/A | N/A | N/A | N/A | N/A | 0 | 0 | 0 | 0 |  | 0 | 10 | 1 | 1 | 1 | 2 | 1 | 1 | 1 | 1 | 1 | 1 | 1 | 0 | 0 | 0
PG&E GBA | San Jose A | 115 | San Jose A | 2 |  | 0 | 0 | 0 | 0 |  | 0 |  | N/A | N/A | N/A | N/A | N/A | N/A | N/A | N/A | 0 | 0 | 0 | 0 |  | 0 | 10 | 1 | 1 | 1 | 2 | 5 | 1 | 1 | 1 | 1 | 2 | 1 | 0 | 0 | 0
PG&E GBA | San Jose B | 115 | San Jose B | 2 |  | 0 | 0 | 0 | 0 |  | 0 |  | N/A | N/A | N/A | N/A | N/A | N/A | N/A | N/A | 0 | 0 | 0 | 0 |  | 0 | 10 | 1 | 1 | 1 | 2 | 5 | 1 | 1 | 1 | 1 | 2 | 1 | 0 | 0 | 0
PG&E GBA | San Leandro U | 115 | San Leandro U | 2 |  | 0 | 0 | 0 | 0 |  | 0 |  | N/A | N/A | N/A | N/A | N/A | N/A | N/A | N/A | 0 | 0 | 0 | 0 |  | 0 | 10 | 1 | 1 | 1 | 2 | 3 | 3 | 1 | 2 | 4 | 1 | 1 | 0 | 0 | 0
PG&E KERN | San Luis Obispo | 115 | San Luis Obispo | 2 |  | 0 | 0 | 0 | 0 |  | 0 |  | N/A | N/A | N/A | N/A | N/A | N/A | N/A | N/A | 0 | 0 | 0 | 0 |  | 0 | 10 | 1 | 1 | 1 | 2 | 5 | 1 | 1 | 2 | 3 | 1 | 1 | 0 | 0 | 0
PG&E KERN | San Luis Obispo | 70 | San Luis Obispo | 2 |  | 0 | 0 | 0 | 0 |  | 0 |  | N/A | N/A | N/A | N/A | N/A | N/A | N/A | N/A | 0 | 0 | 0 | 0 |  | 0 | 10 | 1 | 1 | 1 | 2 | 5 | 1 | 1 | 2 | 3 | 1 | 1 | 0 | 0 | 0
SDGE | San Luis Rey | 230 | San Luis Rey | 2 |  | 0 | 0 | 0 | 0 |  | 0 |  | N/A | N/A | N/A | N/A | N/A | N/A | N/A | N/A | 0 | 0 | 0 | 0 |  | 0 | 10 | 1 | 1 | 1 | 2 | 1 | 2 | 2 | 2 | 3 | 1 | 1 | 0 | 0 | 0
SDGE | San Luis Rey | 69 | San Luis Rey | 2 |  | 0 | 0 | 0 | 0 |  | 0 |  | N/A | N/A | N/A | N/A | N/A | N/A | N/A | N/A | 0 | 0 | 0 | 0 |  | 0 | 10 | 1 | 1 | 1 | 2 | 1 | 2 | 2 | 2 | 3 | 1 | 1 | 0 | 0 | 0
SDGE | San Marcos | 69 | San Marcos | 2 |  | 0 | 0 | 0 | 0 |  | 0 |  | N/A | N/A | N/A | N/A | N/A | N/A | N/A | N/A | 0 | 0 | 0 | 0 |  | 0 | 10 | 1 | 1 | 1 | 2 | 2 | 2 | 1 | 1 | 3 | 1 | 1 | 0 | 0 | 0
SCE Metro | San Onofre | 230 | San Onofre | 2 |  | 0 | 0 | 0 | 0 |  | 0 |  | N/A | N/A | N/A | N/A | N/A | N/A | N/A | N/A | 0 | 0 | 0 | 0 |  | 0 | 10 | 1 | 1 | 1 | 2 | 5 | 1 | 3 | 3 | 3 | 3 | 1 | 0 | 0 | 0
PG&E GBA | San Pablo | 115 | San Pablo | 2 |  | 0 | 0 | 0 | 0 |  | 0 |  | N/A | N/A | N/A | N/A | N/A | N/A | N/A | N/A | 0 | 0 | 0 | 0 |  | 0 | 10 | 1 | 1 | 1 | 2 | 2 | 1 | 2 | 3 | 3 | 1 | 1 | 0 | 0 | 0
PG&E GBA | San Ramon | 230 | San Ramon | 2 |  | 0 | 0 | 0 | 0 |  | 0 |  | N/A | N/A | N/A | N/A | N/A | N/A | N/A | N/A | 0 | 0 | 0 | 0 |  | 0 | 10 | 1 | 1 | 1 | 2 | 5 | 2 | 1 | 2 | 3 | 1 | 1 | 0 | 0 | 0
SDGE | San Ysidro | 69 | San Ysidro | 2 |  | 0 | 0 | 0 | 0 |  | 0 |  | N/A | N/A | N/A | N/A | N/A | N/A | N/A | N/A | 0 | 0 | 0 | 0 |  | 0 | 10 | 1 | 1 | 1 | 2 | 3 | 1 | 4 | 4 | 5 | 1 | 1 | 0 | 0 | 0
SCE NOL | Sandlot | 230 | Sandlot | 2 |  | 0 | 0 | 0 | 0 |  | 0 |  | N/A | N/A | N/A | N/A | N/A | N/A | N/A | N/A | 0 | 0 | 0 | 0 |  | 0 | 10 | 1 | 1 | 1 | 2 | 1 | 1 | 1 | 1 | 2 | 1 | 1 | 0 | 0 | 0
EOP | Sandy | 138 | Sandy | 2 |  | 0 | 0 | 0 | 0 |  | 0 |  | N/A | N/A | N/A | N/A | N/A | N/A | N/A | N/A | 0 | 0 | 0 | 0 |  | 0 | 10 | 1 | 1 | 1 | 2 | 1 | 1 | 1 | 1 | 1 | 1 | 1 | 0 | 0 | 0
PG&E FRESNO | Sanger | 115 | Sanger | 1 |  | 0 | 0 | 0 | 0 |  | 0 |  | N/A | N/A | N/A | N/A | N/A | N/A | N/A | N/A | 0 | 0 | 0 | 0 |  | 0 | 10 | 1 | 1 | 2 | 1 | 1 | 1 | 1 | 1 | 1 | 1 | 1 | 0 | 0 | 0
SCE Northern | Santa Clara | 230 | Santa Clara | 2 |  | 0 | 0 | 0 | 0 |  | 0 |  | N/A | N/A | N/A | N/A | N/A | N/A | N/A | N/A | 0 | 0 | 0 | 0 |  | 0 | 10 | 1 | 1 | 1 | 2 | 1 | 1 | 1 | 1 | 1 | 1 | 1 | 0 | 0 | 0
PG&E NGBA | Santa Rosa A | 115 | Santa Rosa A | 2 |  | 0 | 0 | 0 | 0 |  | 0 |  | N/A | N/A | N/A | N/A | N/A | N/A | N/A | N/A | 0 | 0 | 0 | 0 |  | 0 | 10 | 1 | 1 | 1 | 2 | 1 | 2 | 1 | 3 | 3 | 1 | 1 | 0 | 0 | 0
PG&E GBA | Santa Teresa | 115 | Santa Teresa | 2 |  | 0 | 0 | 0 | 0 |  | 0 |  | N/A | N/A | N/A | N/A | N/A | N/A | N/A | N/A | 0 | 0 | 0 | 0 |  | 0 | 10 | 1 | 1 | 1 | 2 | 5 | 3 | 1 | 1 | 3 | 2 | 1 | 0 | 0 | 0
SDGE | Santee | 138 | Santee | 2 |  | 0 | 0 | 0 | 0 |  | 0 |  | N/A | N/A | N/A | N/A | N/A | N/A | N/A | N/A | 0 | 0 | 0 | 0 |  | 0 | 10 | 1 | 1 | 1 | 2 | 5 | 3 | 1 | 2 | 4 | 1 | 1 | 0 | 0 | 0
SCE Metro | Santiago | 230 | Santiago | 2 |  | 0 | 0 | 0 | 0 |  | 0 |  | N/A | N/A | N/A | N/A | N/A | N/A | N/A | N/A | 0 | 0 | 0 | 0 |  | 0 | 10 | 1 | 1 | 1 | 2 | 5 | 1 | 1 | 2 | 3 | 1 | 1 | 0 | 0 | 0
PG&E GBA | Saratoga | 230 | Saratoga | 2 |  | 0 | 0 | 0 | 0 |  | 0 |  | N/A | N/A | N/A | N/A | N/A | N/A | N/A | N/A | 0 | 0 | 0 | 0 |  | 0 | 10 | 1 | 1 | 1 | 2 | 1 | 3 | 1 | 2 | 5 | 1 | 1 | 0 | 0 | 0
SCE Northern | Saugus | 230 | Saugus | 2 |  | 0 | 0 | 0 | 0 |  | 0 |  | N/A | N/A | N/A | N/A | N/A | N/A | N/A | N/A | 0 | 0 | 0 | 0 |  | 0 | 10 | 1 | 1 | 1 | 2 | 5 | 1 | 1 | 1 | 2 | 1 | 1 | 0 | 0 | 0
PG&E FRESNO | Schindler | 115 | Schindler | 1 |  | 0 | 0 | 0 | 0 |  | 0 |  | N/A | N/A | N/A | N/A | N/A | N/A | N/A | N/A | 100 | 0 | 0 | 0 |  | 100 | 10 | 1 | 1 | 1 | 1 | 1 | 1 | 1 | 1 | 1 | 1 | 1 | 0 | 0 | 0
PG&E FRESNO | Schindler | 70 | Schindler | 1 |  | 0 | 0 | 0 | 0 |  | 0 |  | N/A | N/A | N/A | N/A | N/A | N/A | N/A | N/A | 0 | 0 | 0 | 0 |  | 0 | 10 | 1 | 1 | 1 | 1 | 1 | 1 | 1 | 1 | 1 | 1 | 1 | 0 | 0 | 0
PG&E GBA | Schulte | 115 | Schulte | 1 |  | 0 | 0 | 0 | 0 |  | 0 |  | N/A | N/A | N/A | N/A | N/A | N/A | N/A | N/A | 100 | 0 | 0 | 0 |  | 100 | 10 | 4 | 2 | 1 | 1 | 5 | 1 | 2 | 2 | 2 | 2 | 1 | 0 | 0 | 0
SDGE | Scripps | 69 | Scripps | 2 |  | 0 | 0 | 0 | 0 |  | 0 |  | N/A | N/A | N/A | N/A | N/A | N/A | N/A | N/A | 0 | 0 | 0 | 0 |  | 0 | 10 | 1 | 1 | 1 | 2 | 5 | 3 | 1 | 2 | 5 | 1 | 1 | 0 | 0 | 0
PG&E KERN | Semitropic | 115 | Semitropic | 1 |  | 0 | 0 | 0 | 0 |  | 0 |  | N/A | N/A | N/A | N/A | N/A | N/A | N/A | N/A | 0 | 0 | 0 | 0 |  | 0 | 10 | 1 | 1 | 2 | 1 | 1 | 1 | 1 | 1 | 2 | 1 | 1 | 0 | 0 | 0
SCE Metro | Serrano | 230 | Serrano | 2 |  | 0 | 0 | 0 | 0 |  | 0 |  | N/A | N/A | N/A | N/A | N/A | N/A | N/A | N/A | 0 | 0 | 0 | 0 |  | 0 | 10 | 1 | 1 | 1 | 2 | 5 | 2 | 1 | 1 | 3 | 2 | 1 | 0 | 0 | 0
SCE Metro | Serrano | 500 | Serrano | 2 |  | 0 | 0 | 0 | 0 |  | 0 |  | N/A | N/A | N/A | N/A | N/A | N/A | N/A | N/A | 0 | 0 | 0 | 0 |  | 0 | 10 | 1 | 1 | 1 | 2 | 5 | 2 | 1 | 1 | 3 | 2 | 1 | 0 | 0 | 0
SDGE | Shadowridge | 138 | Shadowridge | 2 |  | 0 | 0 | 0 | 0 |  | 0 |  | N/A | N/A | N/A | N/A | N/A | N/A | N/A | N/A | 0 | 0 | 0 | 0 |  | 0 | 10 | 1 | 1 | 1 | 2 | 1 | 2 | 1 | 1 | 3 | 1 | 1 | 0 | 0 | 0
PG&E KERN | Shafter | 115 | Shafter | 1 |  | 0 | 0 | 0 | 0 |  | 0 |  | N/A | N/A | N/A | N/A | N/A | N/A | N/A | N/A | 0 | 100 | 0 | 0 |  | 100 | 10 | 1 | 1 | 3 | 1 | 1 | 1 | 1 | 1 | 1 | 1 | 1 | 0 | 0 | 0
PG&E NGBA | Silverado | 115 | Silverado | 2 |  | 0 | 0 | 0 | 0 |  | 0 |  | N/A | N/A | N/A | N/A | N/A | N/A | N/A | N/A | 0 | 0 | 0 | 0 |  | 0 | 10 | 1 | 1 | 1 | 2 | 2 | 3 | 1 | 2 | 4 | 1 | 1 | 0 | 0 | 0
SDGE | Silvergate | 230 | Silvergate | 2 |  | 0 | 0 | 0 | 0 |  | 0 |  | N/A | N/A | N/A | N/A | N/A | N/A | N/A | N/A | 0 | 100 | 0 | 0 |  | 100 | 10 | 4 | 2 | 1 | 2 | 1 | 1 | 2 | 4 | 4 | 1 | 1 | 0 | 0 | 0
SDGE | Silvergate | 69 | Silvergate | 2 |  | 0 | 0 | 0 | 0 |  | 0 |  | N/A | N/A | N/A | N/A | N/A | N/A | N/A | N/A | 0 | 0 | 0 | 0 |  | 0 | 10 | 4 | 2 | 1 | 2 | 1 | 1 | 2 | 4 | 4 | 1 | 1 | 0 | 0 | 0
PG&E KERN | Sisquoc | 115 | Sisquoc | 2 |  | 0 | 0 | 0 | 0 |  | 0 |  | N/A | N/A | N/A | N/A | N/A | N/A | N/A | N/A | 0 | 0 | 0 | 0 |  | 0 | 10 | 1 | 1 | 1 | 2 | 2 | 1 | 1 | 1 | 1 | 1 | 1 | 0 | 0 | 0
EOP | Sloan Canyon | 230 | Sloan Canyon | 2 |  | 0 | 0 | 0 | 0 |  | 0 | 20 | 1 | 1 | 1 | 1 | 1 | 1 | 1 | 1 | 0 | 0 | 0 | 0 |  | 0 | 10 | 1 | 1 | 1 | 2 | 1 | 1 | 1 | 1 | 1 | 1 | 1 | 0 | 0 | 0
EOP | Sloan Canyon | 500 | Sloan Canyon | 2 |  | 0 | 0 | 0 | 0 |  | 0 |  | N/A | N/A | N/A | N/A | N/A | N/A | N/A | N/A | 0 | 0 | 0 | 0 |  | 0 | 10 | 1 | 1 | 1 | 2 | 1 | 1 | 1 | 1 | 1 | 1 | 1 | 0 | 0 | 0
PG&E KERN | Smyrna | 115 | Smyrna | 1 |  | 0 | 0 | 0 | 0 |  | 0 |  | N/A | N/A | N/A | N/A | N/A | N/A | N/A | N/A | 0 | 0 | 0 | 0 |  | 0 | 10 | 1 | 1 | 1 | 1 | 1 | 1 | 1 | 1 | 1 | 1 | 1 | 0 | 0 | 0
PG&E GBA | Sobrante | 115 | Sobrante | 2 |  | 0 | 0 | 0 | 0 |  | 0 |  | N/A | N/A | N/A | N/A | N/A | N/A | N/A | N/A | 0 | 0 | 0 | 0 |  | 0 | 10 | 1 | 1 | 1 | 2 | 3 | 1 | 2 | 3 | 3 | 1 | 1 | 0 | 0 | 0
PG&E GBA | Sobrante | 230 | Sobrante | 2 |  | 0 | 0 | 0 | 0 |  | 0 |  | N/A | N/A | N/A | N/A | N/A | N/A | N/A | N/A | 0 | 0 | 0 | 0 |  | 0 | 10 | 1 | 1 | 1 | 2 | 3 | 1 | 2 | 3 | 3 | 1 | 1 | 0 | 0 | 0
PG&E KERN | Solar | 230 | Solar | 2 |  | 0 | 0 | 0 | 0 |  | 0 |  | N/A | N/A | N/A | N/A | N/A | N/A | N/A | N/A | 0 | 0 | 0 | 0 |  | 0 | 10 | 1 | 1 | 1 | 2 | 5 | 1 | 1 | 1 | 2 | 2 | 1 | 0 | 0 | 0
PG&E GBA | Soledad | 115 | Soledad | 2 |  | 0 | 0 | 0 | 0 |  | 0 |  | N/A | N/A | N/A | N/A | N/A | N/A | N/A | N/A | 0 | 0 | 0 | 0 |  | 0 | 10 | 1 | 1 | 1 | 2 | 5 | 1 | 1 | 1 | 1 | 1 | 1 | 0 | 0 | 0
PG&E GBA | Soledad | 60 | Soledad | 2 |  | 0 | 0 | 0 | 0 |  | 0 | 10 | 1 | 2 | 1 | 1 | 1 | 1 | 1 | 1 | 0 | 0 | 0 | 0 |  | 0 | 10 | 1 | 1 | 1 | 2 | 5 | 1 | 1 | 1 | 1 | 1 | 1 | 0 | 0 | 0
SDGE | Spring Valley | 69 | Spring Valley | 2 |  | 0 | 0 | 0 | 0 |  | 0 |  | N/A | N/A | N/A | N/A | N/A | N/A | N/A | N/A | 0 | 0 | 0 | 0 |  | 0 | 10 | 1 | 1 | 1 | 2 | 5 | 1 | 3 | 3 | 5 | 1 | 1 | 0 | 0 | 0
SCE Northern | Springville | 230 | Springville | 1 |  | 0 | 0 | 0 | 0 |  | 0 |  | N/A | N/A | N/A | N/A | N/A | N/A | N/A | N/A | 0 | 0 | 0 | 0 |  | 0 | 10 | 1 | 1 | 1 | 1 | 2 | 2 | 1 | 1 | 3 | 2 | 1 | 0 | 0 | 0
PG&E GBA | Stagg | 230 | Stagg | 1 |  | 0 | 0 | 0 | 0 |  | 0 |  | N/A | N/A | N/A | N/A | N/A | N/A | N/A | N/A | 0 | 0 | 0 | 0 |  | 0 | 10 | 1 | 1 | 3 | 1 | 1 | 1 | 1 | 1 | 1 | 1 | 1 | 0 | 0 | 0
PG&E GBA | Standard Oil | 115 | Standard Oil | 2 |  | 0 | 0 | 0 | 0 |  | 0 |  | N/A | N/A | N/A | N/A | N/A | N/A | N/A | N/A | 0 | 0 | 0 | 0 |  | 0 | 10 | 1 | 1 | 1 | 2 | 2 | 1 | 2 | 2 | 2 | 1 | 1 | 0 | 0 | 0
PG&E GBA | Stanislaus | 115 | Stanislaus | 2 |  | 0 | 0 | 0 | 0 |  | 0 |  | N/A | N/A | N/A | N/A | N/A | N/A | N/A | N/A | 0 | 0 | 0 | 0 |  | 0 | 10 | 1 | 1 | 1 | 2 | 2 | 2 | 1 | 1 | 2 | 1 | 1 | 0 | 0 | 0
PG&E KERN | Stockdale | 115 | Stockdale | 1 |  | 0 | 0 | 0 | 0 |  | 0 |  | N/A | N/A | N/A | N/A | N/A | N/A | N/A | N/A | 0 | 0 | 0 | 0 |  | 0 | 10 | 1 | 1 | 2 | 1 | 1 | 1 | 1 | 1 | 1 | 1 | 1 | 0 | 0 | 0
PG&E KERN | Stockdale | 230 | Stockdale | 1 |  | 0 | 0 | 0 | 0 |  | 0 |  | N/A | N/A | N/A | N/A | N/A | N/A | N/A | N/A | 0 | 0 | 0 | 0 |  | 0 | 10 | 1 | 1 | 2 | 1 | 1 | 1 | 1 | 1 | 1 | 1 | 1 | 0 | 0 | 0
PG&E GBA | Stockton A | 115 | Stockton A | 1 |  | 0 | 0 | 0 | 0 |  | 0 |  | N/A | N/A | N/A | N/A | N/A | N/A | N/A | N/A | 0 | 0 | 0 | 0 |  | 0 | 10 | 1 | 1 | 3 | 1 | 1 | 1 | 1 | 1 | 1 | 1 | 1 | 0 | 0 | 0
PG&E GBA | Stone | 115 | Stone | 2 |  | 0 | 0 | 0 | 0 |  | 0 |  | N/A | N/A | N/A | N/A | N/A | N/A | N/A | N/A | 0 | 0 | 0 | 0 |  | 0 | 10 | 1 | 1 | 1 | 2 | 5 | 1 | 1 | 1 | 1 | 2 | 1 | 0 | 0 | 0
PG&E FRESNO | Storey | 230 | Storey | 1 |  | 0 | 0 | 0 | 0 |  | 0 |  | N/A | N/A | N/A | N/A | N/A | N/A | N/A | N/A | 0 | 0 | 0 | 0 |  | 0 | 10 | 1 | 1 | 1 | 1 | 2 | 1 | 1 | 1 | 2 | 1 | 1 | 0 | 0 | 0
PG&E NGBA | Summit | 115 | Summit | 2 |  | 0 | 0 | 0 | 0 |  | 0 | 20 | 1 | 2 | 1 | 1 | 1 | 2 | 2 | 1 | 0 | 0 | 0 | 0 |  | 0 | 10 | 1 | 1 | 1 | 2 | 2 | 1 | 1 | 1 | 2 | 2 | 1 | 40 | 0 | 40 | OOS | N/A | N/A | N/A | N/A | N/A | N/A | N/A | N/A
SDGE | Suncrest | 230 | Suncrest | 2 |  | 0 | 0 | 0 | 0 |  | 0 |  | N/A | N/A | N/A | N/A | N/A | N/A | N/A | N/A | 0 | 0 | 0 | 0 |  | 0 | 10 | 1 | 1 | 1 | 2 | 5 | 1 | 1 | 2 | 2 | 2 | 1 | 0 | 0 | 0
SDGE | Suncrest | 500 | Suncrest | 2 |  | 0 | 0 | 0 | 0 |  | 0 |  | N/A | N/A | N/A | N/A | N/A | N/A | N/A | N/A | 0 | 0 | 0 | 0 |  | 0 | 10 | 1 | 1 | 1 | 2 | 5 | 1 | 1 | 2 | 2 | 2 | 1 | 0 | 0 | 0
PG&E KERN | Sunrise | 230 | Sunrise | 1 |  | 0 | 0 | 0 | 0 |  | 0 |  | N/A | N/A | N/A | N/A | N/A | N/A | N/A | N/A | 0 | 0 | 0 | 0 |  | 0 | 10 | 1 | 1 | 1 | 1 | 1 | 1 | 1 | 3 | 3 | 1 | 1 | 0 | 0 | 0
PG&E KERN | Sunset | 230 | Sunset | 1 |  | 0 | 0 | 0 | 0 |  | 0 |  | N/A | N/A | N/A | N/A | N/A | N/A | N/A | N/A | 0 | 0 | 0 | 0 |  | 0 | 10 | 1 | 1 | 1 | 1 | 1 | 1 | 1 | 2 | 2 | 1 | 1 | 0 | 0 | 0
PG&E GBA | Swift | 115 | Swift | 2 |  | 0 | 0 | 0 | 0 |  | 0 |  | N/A | N/A | N/A | N/A | N/A | N/A | N/A | N/A | 0 | 0 | 0 | 0 |  | 0 | 10 | 1 | 1 | 1 | 2 | 5 | 2 | 1 | 1 | 2 | 2 | 1 | 34 | 0 | 34 | EGS
SDGE | Sycamore Canyon | 138 | Sycamore Canyon | 2 |  | 0 | 0 | 0 | 0 |  | 0 |  | N/A | N/A | N/A | N/A | N/A | N/A | N/A | N/A | 0 | 0 | 0 | 0 |  | 0 | 10 | 1 | 1 | 1 | 2 | 5 | 3 | 2 | 2 | 5 | 1 | 1 | 0 | 0 | 0
SDGE | Sycamore Canyon | 230 | Sycamore Canyon | 2 |  | 0 | 0 | 0 | 0 |  | 0 |  | N/A | N/A | N/A | N/A | N/A | N/A | N/A | N/A | 0 | 0 | 0 | 0 |  | 0 | 10 | 1 | 1 | 1 | 2 | 5 | 3 | 2 | 2 | 5 | 1 | 1 | 0 | 0 | 0
SDGE | Sycamore Canyon | 69 | Sycamore Canyon | 2 |  | 0 | 0 | 0 | 0 |  | 0 |  | N/A | N/A | N/A | N/A | N/A | N/A | N/A | N/A | 0 | 0 | 0 | 0 |  | 0 | 10 | 1 | 1 | 1 | 2 | 5 | 3 | 2 | 2 | 5 | 1 | 1 | 0 | 0 | 0
SCE Northern | Sylmar | 230 | Sylmar | 2 |  | 0 | 0 | 0 | 0 |  | 0 |  | N/A | N/A | N/A | N/A | N/A | N/A | N/A | N/A | 200 | 0 | 0 | 0 |  | 200 | 10 | 4 | 2 | 5 | 2 | 5 | 2 | 1 | 2 | 2 | 2 | 2 | 0 | 0 | 0
PG&E NGBA | Table Mountain | 115 | Table Mountain | 2 |  | 0 | 0 | 0 | 0 |  | 0 |  | N/A | N/A | N/A | N/A | N/A | N/A | N/A | N/A | 0 | 0 | 0 | 0 |  | 0 | 10 | 2 | 1 | 1 | 2 | 2 | 3 | 1 | 2 | 4 | 1 | 1 | 0 | 0 | 0
PG&E NGBA | Table Mountain | 230 | Table Mountain | 2 |  | 0 | 0 | 0 | 0 |  | 0 | 10 | 1 | 1 | 1 | 1 | 1 | 1 | 1 | 1 | 0 | 200 | 0 | 0 |  | 200 | 10 | 2 | 1 | 1 | 2 | 2 | 3 | 1 | 2 | 4 | 1 | 1 | 0 | 0 | 0
PG&E NGBA | Table Mountain | 500 | Table Mountain | 2 |  | 0 | 0 | 0 | 0 |  | 0 |  | N/A | N/A | N/A | N/A | N/A | N/A | N/A | N/A | 0 | 0 | 0 | 0 |  | 0 | 10 | 2 | 1 | 1 | 2 | 2 | 3 | 1 | 2 | 4 | 1 | 1 | 0 | 0 | 0
PG&E NGBA | Table Mountain | 60 | Table Mountain | 2 |  | 0 | 0 | 0 | 0 |  | 0 |  | N/A | N/A | N/A | N/A | N/A | N/A | N/A | N/A | 0 | 0 | 0 | 0 |  | 0 | 10 | 2 | 1 | 1 | 2 | 2 | 3 | 1 | 2 | 4 | 1 | 1 | 0 | 0 | 0
PG&E KERN | Taft | 115 | Taft | 1 |  | 0 | 0 | 0 | 0 |  | 0 |  | N/A | N/A | N/A | N/A | N/A | N/A | N/A | N/A | 0 | 0 | 0 | 0 |  | 0 | 10 | 1 | 1 | 1 | 1 | 1 | 1 | 2 | 3 | 4 | 1 | 1 | 0 | 0 | 0
SDGE | Talega | 138 | Talega | 2 |  | 0 | 0 | 0 | 0 |  | 0 |  | N/A | N/A | N/A | N/A | N/A | N/A | N/A | N/A | 0 | 0 | 0 | 0 |  | 0 | 10 | 1 | 1 | 1 | 2 | 5 | 1 | 2 | 2 | 3 | 2 | 1 | 0 | 0 | 0
SDGE | Talega | 230 | Talega | 2 |  | 0 | 0 | 0 | 0 |  | 0 |  | N/A | N/A | N/A | N/A | N/A | N/A | N/A | N/A | 0 | 0 | 0 | 0 |  | 0 | 10 | 1 | 1 | 1 | 2 | 5 | 1 | 2 | 2 | 3 | 2 | 1 | 0 | 0 | 0
PG&E GBA | Tassajara | 230 | Tassajara | 2 |  | 0 | 0 | 0 | 0 |  | 0 |  | N/A | N/A | N/A | N/A | N/A | N/A | N/A | N/A | 0 | 0 | 0 | 0 |  | 0 | 10 | 1 | 1 | 1 | 2 | 5 | 2 | 2 | 3 | 3 | 1 | 1 | 0 | 0 | 0
PG&E KERN | Tejon | 70 | Tejon | 1 |  | 0 | 0 | 0 | 0 |  | 0 |  | N/A | N/A | N/A | N/A | N/A | N/A | N/A | N/A | 0 | 0 | 0 | 0 |  | 0 | 10 | 1 | 1 | 2 | 1 | 2 | 1 | 1 | 1 | 1 | 1 | 1 | 0 | 0 | 0
SDGE | Telegraph Canyon | 138 | Telegraph Canyon | 2 |  | 0 | 0 | 0 | 0 |  | 0 |  | N/A | N/A | N/A | N/A | N/A | N/A | N/A | N/A | 0 | 0 | 0 | 0 |  | 0 | 10 | 1 | 1 | 1 | 2 | 3 | 1 | 3 | 4 | 5 | 1 | 1 | 0 | 0 | 0
PG&E KERN | Temblor | 115 | Temblor | 1 |  | 0 | 0 | 0 | 0 |  | 0 |  | N/A | N/A | N/A | N/A | N/A | N/A | N/A | N/A | 0 | 0 | 0 | 0 |  | 0 | 10 | 1 | 1 | 1 | 1 | 1 | 1 | 1 | 1 | 2 | 1 | 1 | 0 | 0 | 0
PG&E KERN | Templeton | 230 | Templeton | 1 |  | 0 | 0 | 0 | 0 |  | 0 | 10 | 1 | 5 | 3 | 1 | 1 | 3 | 2 | 1 | 0 | 0 | 0 | 0 |  | 0 | 10 | 1 | 1 | 1 | 1 | 3 | 1 | 1 | 1 | 1 | 1 | 1 | 0 | 0 | 0
PG&E KERN | Templeton | 70 | Templeton | 1 |  | 0 | 0 | 0 | 0 |  | 0 |  | N/A | N/A | N/A | N/A | N/A | N/A | N/A | N/A | 0 | 0 | 0 | 0 |  | 0 | 10 | 1 | 1 | 1 | 1 | 3 | 1 | 1 | 1 | 1 | 1 | 1 | 0 | 0 | 0
PG&E GBA | Tesla | 115 | Tesla | 2 |  | 0 | 0 | 0 | 0 |  | 0 |  | N/A | N/A | N/A | N/A | N/A | N/A | N/A | N/A | 0 | 0 | 0 | 0 |  | 0 | 10 | 1 | 1 | 1 | 2 | 3 | 3 | 2 | 2 | 3 | 1 | 1 | 0 | 0 | 0
PG&E GBA | Tesla | 230 | Tesla | 2 |  | 0 | 0 | 0 | 0 |  | 0 | 15 | 1 | 5 | 4 | 3 | 4 | 5 | 1 | 1 | 0 | 0 | 0 | 0 |  | 0 | 10 | 1 | 1 | 1 | 2 | 3 | 3 | 2 | 2 | 3 | 1 | 1 | 0 | 0 | 0
PG&E GBA | Tesla | 500 | Tesla | 2 |  | 0 | 0 | 0 | 0 |  | 0 | 15 | 1 | 5 | 4 | 3 | 4 | 5 | 1 | 1 | 0 | 0 | 0 | 0 |  | 0 | 10 | 1 | 1 | 1 | 2 | 3 | 3 | 2 | 2 | 3 | 1 | 1 | 0 | 0 | 0
PG&E KERN | Tevis | 115 | Tevis | 1 |  | 0 | 0 | 0 | 0 |  | 0 |  | N/A | N/A | N/A | N/A | N/A | N/A | N/A | N/A | 100 | 0 | 0 | 0 |  | 100 | 10 | 1 | 1 | 2 | 1 | 1 | 1 | 1 | 2 | 2 | 1 | 1 | 0 | 0 | 0
EOP | Thousandaire | 138 | Thousandaire | 2 |  | 0 | 0 | 0 | 0 |  | 0 |  | N/A | N/A | N/A | N/A | N/A | N/A | N/A | N/A | 0 | 0 | 0 | 0 |  | 0 | 10 | 1 | 1 | 1 | 2 | 1 | 1 | 1 | 1 | 1 | 1 | 1 | 0 | 0 | 0
PG&E KERN | Topaz | 230 | Topaz | 2 |  | 0 | 0 | 0 | 0 |  | 0 |  | N/A | N/A | N/A | N/A | N/A | N/A | N/A | N/A | 0 | 0 | 0 | 0 |  | 0 | 10 | 1 | 1 | 1 | 2 | 5 | 1 | 1 | 1 | 2 | 2 | 1 | 0 | 0 | 0
SCE NOL | Tortilla | 115 | Tortilla | 2 |  | 0 | 0 | 0 | 0 |  | 0 |  | N/A | N/A | N/A | N/A | N/A | N/A | N/A | N/A | 0 | 0 | 0 | 0 |  | 0 | 10 | 1 | 1 | 1 | 2 | 1 | 2 | 2 | 1 | 3 | 1 | 1 | 0 | 0 | 0
SDGE | Trabuco | 138 | Trabuco | 2 |  | 0 | 0 | 0 | 0 |  | 0 |  | N/A | N/A | N/A | N/A | N/A | N/A | N/A | N/A | 0 | 0 | 0 | 0 |  | 0 | 10 | 1 | 1 | 1 | 2 | 5 | 1 | 2 | 3 | 3 | 2 | 1 | 0 | 0 | 0
PG&E GBA | Tracy | 115 | Tracy | 2 |  | 0 | 0 | 0 | 0 |  | 0 |  | N/A | N/A | N/A | N/A | N/A | N/A | N/A | N/A | 0 | 0 | 0 | 0 |  | 0 | 10 | 1 | 1 | 1 | 2 | 2 | 2 | 1 | 1 | 2 | 1 | 1 | 0 | 0 | 0
PG&E FRESNO | Tranquility | 230 | Tranquility | 1 |  | 0 | 0 | 0 | 0 |  | 0 |  | N/A | N/A | N/A | N/A | N/A | N/A | N/A | N/A | 434 | 600 | 0 | 0 |  | 1034 | 10 | 1 | 2 | 1 | 1 | 1 | 1 | 1 | 1 | 1 | 1 | 1 | 0 | 0 | 0
PG&E GBA | Trimble | 115 | Trimble | 2 |  | 0 | 0 | 0 | 0 |  | 0 |  | N/A | N/A | N/A | N/A | N/A | N/A | N/A | N/A | 0 | 0 | 0 | 0 |  | 0 | 10 | 1 | 1 | 1 | 2 | 5 | 1 | 1 | 1 | 1 | 2 | 1 | 0 | 0 | 0
EOP | Trout Canyon | 230 | Trout Canyon | 2 |  | 0 | 0 | 0 | 0 |  | 0 | 20 | 1 | 1 | 1 | 1 | 1 | 1 | 3 | 1 | 65 | 650 | 0 | 0 |  | 715 | 15 | 2 | 2 | 1 | 2 | 1 | 1 | 1 | 1 | 1 | 1 | 1 | 0 | 0 | 0
EOP | Trout Canyon | 500 | Trout Canyon | 2 |  | 0 | 0 | 0 | 0 |  | 0 |  | N/A | N/A | N/A | N/A | N/A | N/A | N/A | N/A | 0 | 300 | 0 | 0 |  | 300 | 10 | 4 | 5 | 1 | 2 | 1 | 2 | 2 | 2 | 2 | 2 | 2 | 0 | 0 | 0
PG&E NGBA | Tulucay | 230 | Tulucay | 2 |  | 0 | 0 | 0 | 0 |  | 0 |  | N/A | N/A | N/A | N/A | N/A | N/A | N/A | N/A | 0 | 0 | 0 | 0 |  | 0 | 10 | 1 | 1 | 1 | 2 | 2 | 2 | 1 | 1 | 3 | 1 | 1 | 0 | 0 | 0
PG&E NGBA | Tulucay | 60 | Tulucay | 2 |  | 0 | 0 | 0 | 0 |  | 0 |  | N/A | N/A | N/A | N/A | N/A | N/A | N/A | N/A | 0 | 0 | 0 | 0 |  | 0 | 10 | 1 | 1 | 1 | 2 | 2 | 2 | 1 | 1 | 3 | 1 | 1 | 0 | 0 | 0
PG&E KERN | Tupman | 115 | Tupman | 1 |  | 0 | 0 | 0 | 0 |  | 0 |  | N/A | N/A | N/A | N/A | N/A | N/A | N/A | N/A | 0 | 0 | 0 | 0 |  | 0 | 10 | 1 | 1 | 1 | 1 | 1 | 1 | 1 | 2 | 2 | 1 | 1 | 0 | 0 | 0
PG&E NGBA | Ukiah | 115 | Ukiah | 2 |  | 0 | 0 | 0 | 0 |  | 0 |  | N/A | N/A | N/A | N/A | N/A | N/A | N/A | N/A | 0 | 0 | 0 | 0 |  | 0 | 10 | 1 | 1 | 1 | 2 | 5 | 1 | 1 | 2 | 2 | 2 | 1 | 0 | 0 | 0
PG&E KERN | Union (Estrella) | 70 | Union (Estrella) | 1 |  | 0 | 0 | 0 | 0 |  | 0 |  | N/A | N/A | N/A | N/A | N/A | N/A | N/A | N/A | 0 | 0 | 0 | 0 |  | 0 | 10 | 1 | 1 | 1 | 1 | 2 | 1 | 1 | 1 | 1 | 1 | 1 | 0 | 0 | 0
PG&E NGBA | Vaca Dixon | 115 | Vaca Dixon | 2 |  | 0 | 0 | 0 | 0 |  | 0 |  | N/A | N/A | N/A | N/A | N/A | N/A | N/A | N/A | 0 | 0 | 0 | 0 |  | 0 | 10 | 2 | 3 | 2 | 2 | 2 | 1 | 1 | 1 | 1 | 1 | 1 | 0 | 0 | 0
PG&E NGBA | Vaca Dixon | 230 | Vaca Dixon | 2 |  | 0 | 0 | 0 | 0 |  | 0 |  | N/A | N/A | N/A | N/A | N/A | N/A | N/A | N/A | 0 | 200 | 0 | 0 |  | 200 | 10 | 2 | 3 | 2 | 2 | 2 | 1 | 1 | 1 | 1 | 1 | 1 | 0 | 0 | 0
PG&E NGBA | Vaca Dixon | 500 | Vaca Dixon | 2 |  | 0 | 0 | 0 | 0 |  | 0 |  | N/A | N/A | N/A | N/A | N/A | N/A | N/A | N/A | 0 | 300 | 0 | 0 |  | 300 | 10 | 2 | 3 | 2 | 2 | 2 | 1 | 1 | 1 | 1 | 1 | 1 | 0 | 0 | 0
PG&E NGBA | Vaca Dixon | 60 | Vaca Dixon | 2 |  | 0 | 0 | 0 | 0 |  | 0 |  | N/A | N/A | N/A | N/A | N/A | N/A | N/A | N/A | 0 | 0 | 0 | 0 |  | 0 | 10 | 2 | 3 | 2 | 2 | 2 | 1 | 1 | 1 | 1 | 1 | 1 | 0 | 0 | 0
SCE Eastern | Valley (SCE) | 500 | Valley | 2 |  | 0 | 0 | 0 | 0 |  | 0 |  | N/A | N/A | N/A | N/A | N/A | N/A | N/A | N/A | 500 | 0 | 0 | 0 |  | 500 | 10 | 2 | 1 | 1 | 2 | 5 | 1 | 1 | 2 | 2 | 1 | 1 | 0 | 0 | 0
EOP | Valley (VEA) | 138 | Valley (VEA) | 2 |  | 0 | 0 | 0 | 0 |  | 0 |  | N/A | N/A | N/A | N/A | N/A | N/A | N/A | N/A | 0 | 0 | 0 | 0 |  | 0 | 10 | 1 | 1 | 1 | 2 | 1 | 1 | 1 | 1 | 1 | 1 | 1 | 0 | 0 | 0
SDGE | Valley Center | 69 | Valley Center | 2 |  | 0 | 0 | 0 | 0 |  | 0 |  | N/A | N/A | N/A | N/A | N/A | N/A | N/A | N/A | 0 | 0 | 0 | 0 |  | 0 | 10 | 1 | 1 | 1 | 2 | 5 | 1 | 1 | 1 | 2 | 1 | 1 | 0 | 0 | 0
PG&E GBA | Valley Home | 115 | Valley Home | 1 |  | 0 | 0 | 0 | 0 |  | 0 |  | N/A | N/A | N/A | N/A | N/A | N/A | N/A | N/A | 0 | 100 | 0 | 0 |  | 100 | 10 | 1 | 1 | 1 | 1 | 2 | 1 | 1 | 1 | 2 | 1 | 1 | 0 | 0 | 0
PG&E GBA | Valley Springs | 230 | Valley Springs | 1 |  | 0 | 0 | 0 | 0 |  | 0 |  | N/A | N/A | N/A | N/A | N/A | N/A | N/A | N/A | 0 | 0 | 0 | 0 |  | 0 | 10 | 1 | 1 | 1 | 1 | 3 | 4 | 1 | 1 | 5 | 2 | 1 | 0 | 0 | 0
PG&E GBA | Valley Springs | 60 | Valley Springs | 1 |  | 0 | 0 | 0 | 0 |  | 0 |  | N/A | N/A | N/A | N/A | N/A | N/A | N/A | N/A | 0 | 0 | 0 | 0 |  | 0 | 10 | 1 | 1 | 1 | 1 | 3 | 4 | 1 | 1 | 5 | 2 | 1 | 0 | 0 | 0
EOP | Valley Switch | 138 | Valley Switch | 2 |  | 0 | 0 | 0 | 0 |  | 0 |  | N/A | N/A | N/A | N/A | N/A | N/A | N/A | N/A | 0 | 0 | 0 | 0 |  | 0 | 10 | 1 | 1 | 1 | 2 | 1 | 1 | 1 | 1 | 1 | 1 | 1 | 0 | 0 | 0
EOP | Valley Switch | 230 | Valley Switch | 2 |  | 0 | 0 | 0 | 0 |  | 0 |  | N/A | N/A | N/A | N/A | N/A | N/A | N/A | N/A | 0 | 0 | 0 | 0 |  | 0 | 10 | 1 | 1 | 1 | 2 | 1 | 1 | 1 | 1 | 1 | 1 | 1 | 0 | 0 | 0
PG&E GBA | Vasco | 230 | Vasco | 2 |  | 0 | 0 | 0 | 0 |  | 0 |  | N/A | N/A | N/A | N/A | N/A | N/A | N/A | N/A | 0 | 0 | 0 | 0 |  | 0 | 10 | 1 | 1 | 1 | 2 | 5 | 2 | 2 | 3 | 4 | 1 | 1 | 0 | 0 | 0
PG&E GBA | Vasona | 230 | Vasona | 2 |  | 0 | 0 | 0 | 0 |  | 0 |  | N/A | N/A | N/A | N/A | N/A | N/A | N/A | N/A | 0 | 0 | 0 | 0 |  | 0 | 10 | 1 | 1 | 1 | 2 | 1 | 2 | 1 | 3 | 5 | 1 | 1 | 0 | 0 | 0
SCE Northern | Vestal | 230 | Vestal | 1 |  | 0 | 0 | 0 | 0 |  | 0 |  | N/A | N/A | N/A | N/A | N/A | N/A | N/A | N/A | 200 | 50 | 0 | 0 |  | 250 | 10 | 1 | 1 | 1 | 1 | 2 | 1 | 1 | 1 | 1 | 1 | 1 | 0 | 0 | 0
SCE Northern | Vestal | 66 | Vestal | 1 |  | 0 | 0 | 0 | 0 |  | 0 |  | N/A | N/A | N/A | N/A | N/A | N/A | N/A | N/A | 0 | 0 | 0 | 0 |  | 0 | 10 | 1 | 1 | 1 | 1 | 2 | 1 | 1 | 1 | 1 | 1 | 1 | 0 | 0 | 0
SCE NOL | Victor | 115 | Victor | 2 |  | 0 | 0 | 0 | 0 |  | 0 |  | N/A | N/A | N/A | N/A | N/A | N/A | N/A | N/A | 0 | 0 | 0 | 0 |  | 0 | 10 | 1 | 1 | 1 | 2 | 1 | 1 | 1 | 1 | 2 | 1 | 1 | 0 | 0 | 0
SCE NOL | Victor | 230 | Victor | 2 |  | 0 | 0 | 0 | 0 |  | 0 |  | N/A | N/A | N/A | N/A | N/A | N/A | N/A | N/A | 0 | 0 | 0 | 0 |  | 0 | 10 | 1 | 1 | 1 | 2 | 1 | 1 | 1 | 1 | 2 | 1 | 1 | 0 | 0 | 0
SCE Metro | Viejo | 230 | Viejo | 2 |  | 0 | 0 | 0 | 0 |  | 0 |  | N/A | N/A | N/A | N/A | N/A | N/A | N/A | N/A | 0 | 0 | 0 | 0 |  | 0 | 10 | 1 | 1 | 1 | 2 | 5 | 1 | 1 | 2 | 3 | 2 | 1 | 0 | 0 | 0
PG&E GBA | Vierra | 115 | Vierra | 1 |  | 0 | 0 | 0 | 0 |  | 0 |  | N/A | N/A | N/A | N/A | N/A | N/A | N/A | N/A | 0 | 0 | 0 | 0 |  | 0 | 10 | 1 | 1 | 2 | 1 | 1 | 1 | 1 | 1 | 1 | 1 | 1 | 0 | 0 | 0
SCE Metro | Villa Park | 230 | Villa Park | 2 |  | 0 | 0 | 0 | 0 |  | 0 |  | N/A | N/A | N/A | N/A | N/A | N/A | N/A | N/A | 0 | 0 | 0 | 0 |  | 0 | 10 | 1 | 1 | 1 | 2 | 5 | 2 | 1 | 1 | 3 | 1 | 1 | 0 | 0 | 0
SCE Northern | Vincent | 230 | Vincent | 2 |  | 0 | 0 | 0 | 0 |  | 0 |  | N/A | N/A | N/A | N/A | N/A | N/A | N/A | N/A | 0 | 0 | 0 | 0 |  | 0 | 10 | 1 | 1 | 1 | 2 | 2 | 1 | 1 | 1 | 1 | 1 | 1 | 0 | 0 | 0
SCE Northern | Vincent | 500 | Vincent | 2 |  | 0 | 0 | 0 | 0 |  | 0 |  | N/A | N/A | N/A | N/A | N/A | N/A | N/A | N/A | 0 | 0 | 0 | 0 |  | 0 | 10 | 1 | 1 | 1 | 2 | 2 | 1 | 1 | 1 | 1 | 1 | 1 | 0 | 0 | 0
PG&E GBA | Vineyard | 230 | Vineyard | 2 |  | 0 | 0 | 0 | 0 |  | 0 |  | N/A | N/A | N/A | N/A | N/A | N/A | N/A | N/A | 0 | 0 | 0 | 0 |  | 0 | 10 | 1 | 1 | 1 | 2 | 5 | 2 | 1 | 2 | 3 | 1 | 1 | 0 | 0 | 0
SDGE | Vineyard | 69 | Vineyard | 2 |  | 0 | 0 | 0 | 0 |  | 0 |  | N/A | N/A | N/A | N/A | N/A | N/A | N/A | N/A | 0 | 0 | 0 | 0 |  | 0 | 10 | 1 | 1 | 1 | 2 | 5 | 2 | 1 | 2 | 3 | 1 | 1 | 0 | 0 | 0
SCE Eastern | Vista (SCE) | 230 | Vista (SCE) | 2 |  | 0 | 0 | 0 | 0 |  | 0 |  | N/A | N/A | N/A | N/A | N/A | N/A | N/A | N/A | 300 | 0 | 0 | 0 |  | 300 | 10 | 5 | 5 | 4 | 2 | 5 | 2 | 3 | 4 | 5 | 2 | 2 | 0 | 0 | 0
EOP | Vista (VEA) | 138 | Vista (VEA) | 2 |  | 0 | 0 | 0 | 0 |  | 0 |  | N/A | N/A | N/A | N/A | N/A | N/A | N/A | N/A | 0 | 0 | 0 | 0 |  | 0 | 10 | 1 | 1 | 1 | 2 | 1 | 1 | 1 | 1 | 1 | 1 | 1 | 0 | 0 | 0
EOP | Vista (VEA) | 230 | Vista (VEA) | 2 |  | 0 | 0 | 0 | 0 |  | 0 |  | N/A | N/A | N/A | N/A | N/A | N/A | N/A | N/A | 0 | 0 | 0 | 0 |  | 0 | 10 | 1 | 1 | 1 | 2 | 1 | 1 | 1 | 1 | 1 | 1 | 1 | 0 | 0 | 0
PG&E FRESNO | Wahtoke | 115 | Wahtoke | 1 |  | 0 | 0 | 0 | 0 |  | 0 |  | N/A | N/A | N/A | N/A | N/A | N/A | N/A | N/A | 0 | 0 | 0 | 0 |  | 0 | 10 | 1 | 1 | 2 | 1 | 1 | 1 | 1 | 1 | 1 | 1 | 1 | 0 | 0 | 0
SCE Northern | Wakefield | 66 | Wakefield | 2 |  | 0 | 0 | 0 | 0 |  | 0 |  | N/A | N/A | N/A | N/A | N/A | N/A | N/A | N/A | 200 | 0 | 0 | 0 |  | 200 | 10 | 1 | 1 | 1 | 2 | 1 | 1 | 1 | 1 | 1 | 1 | 1 | 0 | 0 | 0
SCE Metro | Walnut | 230 | Walnut | 2 |  | 0 | 0 | 0 | 0 |  | 0 |  | N/A | N/A | N/A | N/A | N/A | N/A | N/A | N/A | 0 | 0 | 0 | 0 |  | 0 | 10 | 1 | 1 | 1 | 2 | 5 | 2 | 1 | 1 | 2 | 2 | 1 | 0 | 0 | 0
SCE Northern | Warne | 230 | Warne | 2 |  | 0 | 0 | 0 | 0 |  | 0 |  | N/A | N/A | N/A | N/A | N/A | N/A | N/A | N/A | 0 | 0 | 0 | 0 |  | 0 | 10 | 1 | 1 | 1 | 2 | 5 | 3 | 1 | 1 | 5 | 2 | 1 | 0 | 0 | 0
PG&E GBA | Warnerville | 230 | Warnerville | 2 |  | 0 | 0 | 0 | 0 |  | 0 |  | N/A | N/A | N/A | N/A | N/A | N/A | N/A | N/A | 0 | 0 | 0 | 0 |  | 0 | 10 | 1 | 1 | 1 | 2 | 2 | 2 | 1 | 1 | 3 | 1 | 1 | 0 | 0 | 0
PG&E FRESNO | Waukena | 115 | Waukena | 1 |  | 0 | 0 | 0 | 0 |  | 0 |  | N/A | N/A | N/A | N/A | N/A | N/A | N/A | N/A | 0 | 0 | 0 | 0 |  | 0 | 10 | 1 | 1 | 1 | 1 | 1 | 1 | 1 | 1 | 1 | 1 | 1 | 0 | 0 | 0
PG&E GBA | Weber | 230 | Weber | 1 |  | 0 | 0 | 0 | 0 |  | 0 |  | N/A | N/A | N/A | N/A | N/A | N/A | N/A | N/A | 0 | 0 | 0 | 0 |  | 0 | 10 | 1 | 1 | 2 | 1 | 1 | 1 | 1 | 1 | 1 | 1 | 1 | 0 | 0 | 0
PG&E GBA | Weber | 60 | Weber | 1 |  | 0 | 0 | 0 | 0 |  | 0 |  | N/A | N/A | N/A | N/A | N/A | N/A | N/A | N/A | 0 | 0 | 0 | 0 |  | 0 | 10 | 1 | 1 | 2 | 1 | 1 | 1 | 1 | 1 | 1 | 1 | 1 | 0 | 0 | 0
PG&E FRESNO | West Fresno | 115 | West Fresno | 1 |  | 0 | 0 | 0 | 0 |  | 0 |  | N/A | N/A | N/A | N/A | N/A | N/A | N/A | N/A | 0 | 0 | 0 | 0 |  | 0 | 10 | 1 | 1 | 2 | 1 | 1 | 1 | 1 | 1 | 1 | 1 | 1 | 0 | 0 | 0
PG&E FRESNO | Westley | 230 | Westley | 1 |  | 0 | 0 | 0 | 0 |  | 0 |  | N/A | N/A | N/A | N/A | N/A | N/A | N/A | N/A | 0 | 0 | 0 | 0 |  | 0 | 10 | 1 | 1 | 1 | 1 | 3 | 3 | 1 | 1 | 3 | 1 | 1 | 0 | 0 | 0
PG&E KERN | Westpark | 115 | Westpark | 1 |  | 0 | 0 | 0 | 0 |  | 0 |  | N/A | N/A | N/A | N/A | N/A | N/A | N/A | N/A | 0 | 0 | 0 | 0 |  | 0 | 10 | 1 | 1 | 1 | 1 | 1 | 1 | 1 | 1 | 1 | 1 | 1 | 0 | 0 | 0
PG&E KERN | Wheeler Ridge | 230 | Wheeler Ridge | 1 |  | 0 | 0 | 0 | 0 |  | 0 |  | N/A | N/A | N/A | N/A | N/A | N/A | N/A | N/A | 500 | 0 | 0 | 0 |  | 500 | 10 | 2 | 2 | 2 | 1 | 1 | 1 | 1 | 1 | 1 | 1 | 1 | 0 | 0 | 0
PG&E KERN | Wheeler Ridge | 115 | Wheeler Ridge | 1 |  | 0 | 0 | 0 | 0 |  | 0 |  | N/A | N/A | N/A | N/A | N/A | N/A | N/A | N/A | 0 | 0 | 0 | 0 |  | 0 | 10 | 2 | 2 | 2 | 1 | 1 | 1 | 1 | 1 | 1 | 1 | 1 | 0 | 0 | 0
PG&E KERN | Wheeler Ridge | 70 | Wheeler Ridge | 1 |  | 0 | 0 | 0 | 0 |  | 0 |  | N/A | N/A | N/A | N/A | N/A | N/A | N/A | N/A | 0 | 0 | 0 | 0 |  | 0 | 10 | 2 | 2 | 2 | 1 | 1 | 1 | 1 | 1 | 1 | 1 | 1 | 0 | 0 | 0
SCE Northern | Whirlwind | 230 | Whirlwind | 2 |  | 0 | 0 | 0 | 0 |  | 0 | 10 | 1 | 1 | 1 | 1 | 1 | 2 | 1 | 1 | 1400 | 188 | 0 | 0 |  | 1588 | 10 | 2 | 5 | 1 | 2 | 1 | 2 | 2 | 2 | 2 | 2 | 1 | 0 | 0 | 0
SCE Northern | Whirlwind | 500 | Whirlwind | 2 |  | 0 | 0 | 0 | 0 |  | 0 |  | N/A | N/A | N/A | N/A | N/A | N/A | N/A | N/A | 1247 | 0 | 0 | 0 |  | 1247 | 10 | 2 | 5 | 1 | 2 | 1 | 2 | 2 | 2 | 2 | 2 | 1 | 0 | 0 | 0
PG&E GBA | Whisman | 115 | Whisman | 2 |  | 0 | 0 | 0 | 0 |  | 0 |  | N/A | N/A | N/A | N/A | N/A | N/A | N/A | N/A | 0 | 0 | 0 | 0 |  | 0 | 10 | 1 | 1 | 1 | 2 | 1 | 2 | 2 | 3 | 4 | 1 | 1 | 0 | 0 | 0
SCE Eastern | Wildlife | 230 | Wildlife | 2 |  | 0 | 0 | 0 | 0 |  | 0 |  | N/A | N/A | N/A | N/A | N/A | N/A | N/A | N/A | 0 | 0 | 0 | 0 |  | 0 | 10 | 1 | 1 | 1 | 2 | 2 | 1 | 1 | 1 | 1 | 1 | 1 | 0 | 0 | 0
PG&E FRESNO | Wilson | 115 | Wilson | 1 |  | 0 | 0 | 0 | 0 |  | 0 |  | N/A | N/A | N/A | N/A | N/A | N/A | N/A | N/A | 0 | 0 | 0 | 0 |  | 0 | 10 | 1 | 1 | 1 | 1 | 2 | 2 | 2 | 2 | 3 | 1 | 1 | 0 | 0 | 0
PG&E FRESNO | Wilson | 230 | Wilson | 1 |  | 0 | 0 | 0 | 0 |  | 0 | 20 | 1 | 1 | 1 | 1 | 1 | 1 | 1 | 1 | 0 | 0 | 0 | 0 |  | 0 | 10 | 1 | 1 | 1 | 1 | 2 | 2 | 2 | 2 | 3 | 1 | 1 | 0 | 0 | 0
SCE Northern | Windhub | 230 | Windhub | 2 |  | 0 | 0 | 0 | 82.65 |  | 82.65 | 10 | 2 | 2 | 1 | 1 | 1 | 3 | 1 | 1 | 0 | 1020 | 0 | 0 |  | 1020 | 15 | 1 | 2 | 1 | 2 | 3 | 1 | 1 | 1 | 2 | 1 | 1 | 0 | 0 | 0
SCE Northern | Windhub | 500 | Windhub | 2 |  | 0 | 0 | 0 | 0 |  | 0 |  | N/A | N/A | N/A | N/A | N/A | N/A | N/A | N/A | 153 | 0 | 0 | 0 |  | 153 | 15 | 1 | 2 | 1 | 2 | 3 | 1 | 1 | 1 | 2 | 1 | 1 | 0 | 0 | 0
PG&E GBA | Windmaster | 230 | Windmaster | 2 |  | 0 | 0 | 0 | 0 |  | 0 |  | N/A | N/A | N/A | N/A | N/A | N/A | N/A | N/A | 0 | 0 | 0 | 0 |  | 0 | 10 | 1 | 1 | 1 | 2 | 3 | 2 | 1 | 2 | 2 | 1 | 1 | 0 | 0 | 0
PG&E NGBA | Windsor | 60 | Windsor | 2 |  | 0 | 0 | 0 | 0 |  | 0 |  | N/A | N/A | N/A | N/A | N/A | N/A | N/A | N/A | 0 | 0 | 0 | 0 |  | 0 | 10 | 1 | 1 | 1 | 2 | 2 | 1 | 2 | 2 | 2 | 1 | 1 | 0 | 0 | 0
PG&E NGBA | Woodland | 115 | Woodland | 2 |  | 0 | 0 | 0 | 0 |  | 0 |  | N/A | N/A | N/A | N/A | N/A | N/A | N/A | N/A | 0 | 12 | 0 | 0 |  | 12 | 5 | 1 | 1 | 2 | 2 | 1 | 2 | 1 | 1 | 2 | 1 | 1 | 0 | 0 | 0
PG&E FRESNO | Woodward | 115 | Woodward | 1 |  | 0 | 0 | 0 | 0 |  | 0 |  | N/A | N/A | N/A | N/A | N/A | N/A | N/A | N/A | 0 | 0 | 0 | 0 |  | 0 | 10 | 1 | 1 | 1 | 1 | 3 | 2 | 2 | 2 | 3 | 1 | 1 | 0 | 0 | 0
PG&E NGBA | Wyandotte | 115 | Wyandotte | 2 |  | 0 | 0 | 0 | 0 |  | 0 |  | N/A | N/A | N/A | N/A | N/A | N/A | N/A | N/A | 0 | 0 | 0 | 0 |  | 0 | 10 | 1 | 1 | 1 | 2 | 3 | 3 | 1 | 1 | 4 | 1 | 1 | 0 | 0 | 0

## LandUse_Env_SubSummary_2041
This tab shows by substation the land-use and environmental criteria for the mapped solar, wind, and geothermal resources for the 2041 portfolio. The MWs mapped, the adjustments for baseline resources, online resources, and likely repower projects, the needed distance from substation for analysis, and the resulting criteria flags for the land-use and environmental impacts criteria are shown by substation and renewable resource type. The mapping info and results are shown for onshore wind in columns G through U, solar in columns W through AN, and geothermal in columns AP through BB.
[6 empty] | Onshore In-CAISO Wind | [14 empty] | Solar Analysis | [17 empty] | Geothermal
[6 empty] | Mapped Resources |  | Adjustments to Analysis |  |  | Analysis Amount | [9 empty] | Mapped Resources |  | Adjustments to Analysis |  |  | Analysis Amount | [12 empty] | Mapped Resources | Adjustments | Analysis Amount
[6 empty] | Wind | Wind | Exclude | Include | Exclude | Onshore Wind | Distance | [8 empty] | Solar | Solar | Exclude | Include | Exclude | Solar | Distance | [11 empty] | Geothermal | Include | Geothermal
CAISO Study Area | Substation | Voltage | Sub Name in Screens Analysis | In or <5 mi from Overdrafted Basin | Is OOS/out-of-CAISO | FCDS | EODS | In-Dev Res. Online & Captured in Land-use Exclusions | Baseline Resources not yet Constructed | Likely Repower (existing project footprints) | Total for Env/Land-Use Analysis | Distance from Substation | Core Screen Criteria Alignment Level | Fire Threat Criteria Alignment Level | ACE Connectivity Criteria Alignment | ACE Biodiversity Criteria Alignment | ACE Irreplaceability Criteria Alignment | All ACE Criteria Alignment | Intactness Criteria Alignment | Wetlands Criteria Alignment | FCDS | EODS | In-Dev Res. Online & Captured in Land-use Exclusions | Baseline Resources not yet Constructed | Likely Repower MWs | Total for Env/Land-Use Analysis | Distance from Substation | Core Screen Criteria Alignment Level | Parcelization Criteria Alignment Level | Cropland Index Criteria Alignment Level | Overdrafted Basin Criteria Alignment Level | Fire Threat Criteria Alignment Level | ACE Connectivity Criteria Alignment | ACE Biodiversity Criteria Alignment | ACE Irreplaceability Criteria Alignment | All ACE Criteria Alignment | Intactness Criteria Alignment | Wetlands Criteria Alignment | FCDS | Baseline Resources not yet in Env Screens | Total for Env/Land-Use Analysis | Geothermal Field | Core Screen Criteria Alignment Level | Fire Threat Criteria Alignment Level | ACE Connectivity Criteria Alignment | ACE Biodiversity Criteria Alignment | ACE Irreplaceability Criteria Alignment | All ACE Criteria Alignment | Intactness Criteria Alignment | Wetlands Criteria Alignment
PG&E KERN | 7th Standard | 115 | 7th Standard | 1 |  | 0 | 0 | 0 | 0 |  | 0 |  | N/A | N/A | N/A | N/A | N/A | N/A | N/A | N/A | 0 | 90 | 0 | 0 |  | 90 | 10 | 1 | 2 | 2 | 1 | 1 | 1 | 1 | 1 | 1 | 1 | 1 | 0 | 0 | 0
SCE Metro | Alamitos | 230 | Alamitos | 2 |  | 0 | 0 | 0 | 0 |  | 0 |  | N/A | N/A | N/A | N/A | N/A | N/A | N/A | N/A | 382 | 0 | 0 | 0 |  | 382 | 10 | 5 | 5 | 1 | 2 | 1 | 3 | 3 | 5 | 5 | 3 | 3 | 0 | 0 | 0
SCE Eastern | Alberhill | 115 | Alberhill | 2 |  | 0 | 0 | 0 | 0 |  | 0 |  | N/A | N/A | N/A | N/A | N/A | N/A | N/A | N/A | 2984 | 1000 | 0 | 0 |  | 3984 | 10 | 5 | 5 | 5 | 2 | 5 | 5 | 5 | 5 | 5 | 5 | 5 | 0 | 0 | 0
SCE Eastern | Alberhill | 500 | Alberhill | 2 |  | 0 | 0 | 0 | 0 |  | 0 |  | N/A | N/A | N/A | N/A | N/A | N/A | N/A | N/A | 435 | 0 | 0 | 0 |  | 435 | 10 | 5 | 5 | 5 | 2 | 5 | 5 | 5 | 5 | 5 | 5 | 5 | 0 | 0 | 0
PG&E GBA | Alhambra | 115 | Alhambra | 2 |  | 0 | 0 | 0 | 0 |  | 0 |  | N/A | N/A | N/A | N/A | N/A | N/A | N/A | N/A | 0 | 0 | 0 | 0 |  | 0 | 10 | 1 | 1 | 1 | 2 | 2 | 1 | 2 | 2 | 3 | 1 | 1 | 0 | 0 | 0
PG&E FRESNO | Alpaugh | 115 | Alpaugh | 1 |  | 0 | 0 | 0 | 0 |  | 0 | 10 | 1 | 1 | 1 | 1 | 1 | 1 | 1 | 1 | 0 | 0 | 0 | 0 |  | 0 | 10 | 1 | 1 | 1 | 1 | 1 | 1 | 1 | 1 | 1 | 1 | 1 | 0 | 0 | 0
SDGE | Alpine | 69 | Alpine | 2 |  | 0 | 0 | 0 | 0 |  | 0 |  | N/A | N/A | N/A | N/A | N/A | N/A | N/A | N/A | 0 | 0 | 0 | 0 |  | 0 | 10 | 1 | 1 | 1 | 2 | 5 | 1 | 1 | 2 | 3 | 2 | 1 | 0 | 0 | 0
PG&E GBA | Altamont Midway (Sandhill) | 230 | Altamont Midway (Sandhill) | 2 |  | 0 | 0 | 0 | 0 |  | 0 | 10 | 1 | 5 | 3 | 3 | 5 | 5 | 1 | 1 | 0 | 0 | 0 | 0 |  | 0 | 10 | 1 | 1 | 1 | 2 | 5 | 2 | 2 | 2 | 3 | 1 | 1 | 0 | 0 | 0
SCE Northern | Antelope | 66 | Antelope | 2 |  | 0 | 0 | 0 | 0 |  | 0 | 10 | 1 | 3 | 1 | 1 | 1 | 1 | 1 | 1 | 0 | 0 | 0 | 0 |  | 0 | 10 | 2 | 5 | 1 | 2 | 3 | 2 | 2 | 2 | 2 | 2 | 2 | 0 | 0 | 0
SCE Northern | Antelope | 230 | Antelope | 2 |  | 0 | 0 | 0 | 0 |  | 0 | 10 | 1 | 3 | 1 | 1 | 1 | 1 | 1 | 1 | 933 | 450 | 0 | 0 |  | 1383 | 10 | 2 | 5 | 1 | 2 | 3 | 2 | 2 | 2 | 2 | 2 | 2 | 0 | 0 | 0
SCE Northern | Antelope | 500 | Antelope | 2 |  | 0 | 0 | 0 | 0 |  | 0 | 10 | 1 | 3 | 1 | 1 | 1 | 1 | 1 | 1 | 0 | 1000 | 0 | 0 |  | 1000 | 10 | 2 | 5 | 1 | 2 | 3 | 2 | 2 | 2 | 2 | 2 | 2 | 0 | 0 | 0
PG&E NGBA | Arcata | 60 | Arcata | 2 |  | 0 | 0 | 0 | 0 |  | 0 |  | N/A | N/A | N/A | N/A | N/A | N/A | N/A | N/A | 0 | 0 | 0 | 0 |  | 0 | 10 | 1 | 1 | 1 | 2 | 1 | 1 | 1 | 2 | 2 | 1 | 1 | 0 | 0 | 0
PG&E KERN | Arco | 230 | Arco | 1 |  | 0 | 0 | 0 | 0 |  | 0 |  | N/A | N/A | N/A | N/A | N/A | N/A | N/A | N/A | 1524 | 0 | 0 | 0 |  | 1524 | 10 | 3 | 2 | 3 | 1 | 2 | 2 | 1 | 1 | 3 | 1 | 1 | 0 | 0 | 0
PG&E KERN | Arco | 70 | Arco | 1 |  | 0 | 0 | 0 | 0 |  | 0 |  | N/A | N/A | N/A | N/A | N/A | N/A | N/A | N/A | 60 | 0 | 0 | 0 |  | 60 | 10 | 3 | 2 | 3 | 1 | 2 | 2 | 1 | 1 | 3 | 1 | 1 | 0 | 0 | 0
SCE Metro | ArcoGen | 230 | Arcogen | 2 |  | 0 | 0 | 0 | 0 |  | 0 |  | N/A | N/A | N/A | N/A | N/A | N/A | N/A | N/A | 0 | 0 | 0 | 0 |  | 0 | 10 | 1 | 1 | 1 | 2 | 1 | 1 | 1 | 2 | 2 | 1 | 1 | 0 | 0 | 0
SDGE | Artesian | 230 | Artesian | 2 |  | 0 | 0 | 0 | 0 |  | 0 |  | N/A | N/A | N/A | N/A | N/A | N/A | N/A | N/A | 0 | 0 | 0 | 0 |  | 0 | 10 | 1 | 1 | 1 | 2 | 5 | 2 | 2 | 1 | 3 | 1 | 1 | 0 | 0 | 0
SDGE | Artesian | 69 | Artesian | 2 |  | 0 | 0 | 0 | 0 |  | 0 |  | N/A | N/A | N/A | N/A | N/A | N/A | N/A | N/A | 0 | 0 | 0 | 0 |  | 0 | 10 | 1 | 1 | 1 | 2 | 5 | 2 | 2 | 1 | 3 | 1 | 1 | 0 | 0 | 0
PG&E FRESNO | Ashlan | 230 | Ashlan | 1 |  | 0 | 0 | 0 | 0 |  | 0 |  | N/A | N/A | N/A | N/A | N/A | N/A | N/A | N/A | 0 | 0 | 0 | 0 |  | 0 | 10 | 1 | 1 | 2 | 1 | 1 | 1 | 1 | 1 | 1 | 1 | 1 | 0 | 0 | 0
PG&E NGBA | Atlantic | 115 | Atlantic | 2 |  | 0 | 0 | 0 | 0 |  | 0 |  | N/A | N/A | N/A | N/A | N/A | N/A | N/A | N/A | 0 | 0 | 0 | 0 |  | 0 | 10 | 1 | 1 | 1 | 2 | 3 | 1 | 1 | 1 | 1 | 1 | 1 | 0 | 0 | 0
PG&E NGBA | Atlantic | 230 | Atlantic | 2 |  | 0 | 0 | 0 | 0 |  | 0 |  | N/A | N/A | N/A | N/A | N/A | N/A | N/A | N/A | 0 | 0 | 0 | 0 |  | 0 | 10 | 1 | 1 | 1 | 2 | 3 | 1 | 1 | 1 | 1 | 1 | 1 | 0 | 0 | 0
PG&E NGBA | Atlantic | 60 | Atlantic | 2 |  | 0 | 0 | 0 | 0 |  | 0 |  | N/A | N/A | N/A | N/A | N/A | N/A | N/A | N/A | 0 | 0 | 0 | 0 |  | 0 | 10 | 1 | 1 | 1 | 2 | 3 | 1 | 1 | 1 | 1 | 1 | 1 | 0 | 0 | 0
PG&E FRESNO | Atwater | 115 | Atwater | 1 |  | 0 | 0 | 0 | 0 |  | 0 |  | N/A | N/A | N/A | N/A | N/A | N/A | N/A | N/A | 0 | 0 | 0 | 0 |  | 0 | 10 | 1 | 1 | 1 | 1 | 1 | 1 | 1 | 1 | 2 | 1 | 1 | 0 | 0 | 0
PG&E GBA | Avena | 115 | Avena | 1 |  | 0 | 0 | 0 | 0 |  | 0 |  | N/A | N/A | N/A | N/A | N/A | N/A | N/A | N/A | 100 | 0 | 0 | 0 |  | 100 | 10 | 1 | 2 | 1 | 1 | 1 | 1 | 1 | 1 | 1 | 1 | 1 | 0 | 0 | 0
SDGE | Avocado | 69 | Avocado | 2 |  | 0 | 0 | 0 | 0 |  | 0 |  | N/A | N/A | N/A | N/A | N/A | N/A | N/A | N/A | 0 | 0 | 0 | 0 |  | 0 | 10 | 1 | 1 | 1 | 2 | 5 | 3 | 1 | 1 | 3 | 1 | 1 | 0 | 0 | 0
PG&E NGBA | Bahia | 230 | Bahia | 2 |  | 0 | 0 | 0 | 0 |  | 0 |  | N/A | N/A | N/A | N/A | N/A | N/A | N/A | N/A | 0 | 200 | 0 | 0 |  | 200 | 10 | 2 | 2 | 1 | 2 | 2 | 1 | 1 | 1 | 3 | 1 | 1 | 0 | 0 | 0
SCE Northern | Bailey | 230 | Bailey | 2 |  | 0 | 0 | 0 | 0 |  | 0 |  | N/A | N/A | N/A | N/A | N/A | N/A | N/A | N/A | 0 | 0 | 0 | 0 |  | 0 | 10 | 1 | 1 | 1 | 2 | 5 | 2 | 2 | 2 | 5 | 2 | 1 | 0 | 0 | 0
SCE NOL | Baker | 115 | Baker | 2 |  | 0 | 0 | 0 | 0 |  | 0 |  | N/A | N/A | N/A | N/A | N/A | N/A | N/A | N/A | 0 | 0 | 0 | 0 |  | 0 | 10 | 1 | 1 | 1 | 2 | 1 | 1 | 1 | 1 | 1 | 2 | 1 | 0 | 0 | 0
PG&E KERN | Bakersfield | 230 | Bakersfield | 1 |  | 0 | 0 | 0 | 0 |  | 0 |  | N/A | N/A | N/A | N/A | N/A | N/A | N/A | N/A | 0 | 0 | 0 | 0 |  | 0 | 10 | 1 | 1 | 1 | 1 | 2 | 1 | 1 | 1 | 2 | 1 | 1 | 0 | 0 | 0
PG&E FRESNO | Balch | 230 | Balch | 2 |  | 0 | 0 | 0 | 0 |  | 0 | 15 | 1 | 1 | 1 | 1 | 1 | 1 | 1 | 1 | 0 | 0 | 0 | 0 |  | 0 | 10 | 1 | 1 | 1 | 2 | 5 | 1 | 1 | 1 | 2 | 3 | 1 | 0 | 0 | 0
SCE Eastern | Bannister | 230 | Bannister | 2 |  | 0 | 0 | 0 | 0 |  | 0 |  | N/A | N/A | N/A | N/A | N/A | N/A | N/A | N/A | 0 | 0 | 0 | 0 |  | 0 | 10 | 1 | 1 | 1 | 2 | 1 | 1 | 1 | 2 | 2 | 1 | 1 | 0 | 44 | 44 | Truckhaven | 1 | 1 | 1 | 1 | 1 | 1 | 2 | 1
SCE Metro | Barre | 230 | Barre | 2 |  | 0 | 0 | 0 | 0 |  | 0 |  | N/A | N/A | N/A | N/A | N/A | N/A | N/A | N/A | 0 | 0 | 0 | 0 |  | 0 | 10 | 1 | 1 | 1 | 2 | 1 | 1 | 1 | 5 | 5 | 1 | 1 | 0 | 0 | 0
SDGE | Bay Boulevard | 69 | Bay Boulevard | 2 |  | 0 | 0 | 0 | 0 |  | 0 |  | N/A | N/A | N/A | N/A | N/A | N/A | N/A | N/A | 0 | 0 | 0 | 0 |  | 0 | 10 | 1 | 1 | 1 | 2 | 2 | 1 | 2 | 4 | 4 | 1 | 1 | 0 | 0 | 0
SDGE | Bay Boulevard | 230 | Bay Boulevard | 2 |  | 0 | 0 | 0 | 0 |  | 0 |  | N/A | N/A | N/A | N/A | N/A | N/A | N/A | N/A | 0 | 0 | 0 | 0 |  | 0 | 10 | 1 | 1 | 1 | 2 | 2 | 1 | 2 | 4 | 4 | 1 | 1 | 0 | 0 | 0
EOP | Beatty | 138 | Beatty | 2 | OOS | 0 | 0 | 0 | 0 |  | 0 |  | N/A | N/A | N/A | N/A | N/A | N/A | N/A | N/A | 0 | 0 | 0 | 0 |  | 0 | 10 | 1 | N/A | N/A | 2 | N/A | N/A | N/A | N/A | N/A | N/A | N/A | 0 | 0 | 0
EOP | Beatty | 230 | Beatty | 2 | OOS | 0 | 0 | 0 | 0 |  | 0 |  | N/A | N/A | N/A | N/A | N/A | N/A | N/A | N/A | 0 | 0 | 0 | 0 |  | 0 | 10 | 1 | N/A | N/A | 2 | N/A | N/A | N/A | N/A | N/A | N/A | N/A | 436 | 0 | 436 | OOS | N/A | N/A | N/A | N/A | N/A | N/A | N/A | N/A
PG&E NGBA | Belden | 230 | Belden | 2 |  | 0 | 0 | 0 | 0 |  | 0 |  | N/A | N/A | N/A | N/A | N/A | N/A | N/A | N/A | 0 | 0 | 0 | 0 |  | 0 | 10 | 1 | 1 | 1 | 2 | 4 | 1 | 2 | 2 | 3 | 2 | 1 | 0 | 0 | 0
PG&E NGBA | Bell | 115 | Bell | 2 |  | 0 | 0 | 0 | 0 |  | 0 |  | N/A | N/A | N/A | N/A | N/A | N/A | N/A | N/A | 0 | 0 | 0 | 0 |  | 0 | 10 | 1 | 1 | 1 | 2 | 5 | 3 | 1 | 1 | 3 | 1 | 1 | 0 | 0 | 0
PG&E NGBA | Bellevue | 115 | Bellevue | 2 |  | 0 | 0 | 0 | 0 |  | 0 |  | N/A | N/A | N/A | N/A | N/A | N/A | N/A | N/A | 0 | 0 | 0 | 0 |  | 0 | 10 | 1 | 1 | 1 | 2 | 2 | 1 | 1 | 2 | 3 | 1 | 1 | 0 | 0 | 0
PG&E GBA | Bellota | 115 | Bellota | 1 |  | 0 | 0 | 0 | 0 |  | 0 | 15 | 1 | 1 | 1 | 1 | 1 | 1 | 1 | 1 | 0 | 0 | 0 | 0 |  | 0 | 10 | 1 | 1 | 1 | 1 | 2 | 1 | 1 | 1 | 2 | 1 | 1 | 0 | 0 | 0
PG&E GBA | Bellota | 230 | Bellota | 1 |  | 0 | 0 | 0 | 0 |  | 0 |  | N/A | N/A | N/A | N/A | N/A | N/A | N/A | N/A | 10 | 0 | 0 | 0 |  | 10 | 10 | 1 | 1 | 1 | 1 | 2 | 1 | 1 | 1 | 2 | 1 | 1 | 0 | 0 | 0
SCE Northern | Big Creek | 230 | Big Creek | 2 |  | 0 | 0 | 0 | 0 |  | 0 |  | N/A | N/A | N/A | N/A | N/A | N/A | N/A | N/A | 200 | 0 | 0 | 0 |  | 200 | 10 | 4 | 1 | 4 | 2 | 2 | 1 | 2 | 1 | 3 | 2 | 1 | 0 | 0 | 0
PG&E FRESNO | Biola | 70 | Biola | 1 |  | 0 | 0 | 0 | 0 |  | 0 |  | N/A | N/A | N/A | N/A | N/A | N/A | N/A | N/A | 0 | 0 | 0 | 0 |  | 0 | 10 | 1 | 1 | 2 | 1 | 1 | 1 | 1 | 1 | 1 | 1 | 1 | 0 | 0 | 0
PG&E GBA | Birds Landing | 230 | Birds Landing | 2 |  | 0 | 0 | 0 | 0 |  | 0 | 15 | 1 | 2 | 1 | 1 | 1 | 2 | 1 | 1 | 0 | 100 | 0 | 0 |  | 100 | 10 | 1 | 1 | 1 | 2 | 3 | 1 | 1 | 1 | 1 | 1 | 1 | 0 | 0 | 0
SCE Northern | Bliss | 66 | Bliss | 1 |  | 0 | 0 | 0 | 0 |  | 0 |  | N/A | N/A | N/A | N/A | N/A | N/A | N/A | N/A | 0 | 0 | 0 | 0 |  | 0 | 10 | 1 | 1 | 2 | 1 | 1 | 1 | 1 | 1 | 1 | 1 | 1 | 0 | 0 | 0
SCE Eastern | Blythe | 161 | Blythe | 2 |  | 0 | 0 | 0 | 0 |  | 0 |  | N/A | N/A | N/A | N/A | N/A | N/A | N/A | N/A | 0 | 160 | 0 | 0 |  | 160 | 10 | 1 | 1 | 1 | 2 | 1 | 1 | 1 | 1 | 1 | 1 | 1 | 0 | 0 | 0
PG&E NGBA | Bogue | 115 | Bogue | 2 |  | 0 | 0 | 0 | 0 |  | 0 |  | N/A | N/A | N/A | N/A | N/A | N/A | N/A | N/A | 0 | 0 | 0 | 0 |  | 0 | 10 | 1 | 1 | 2 | 2 | 1 | 1 | 1 | 1 | 2 | 1 | 1 | 0 | 0 | 0
PG&E FRESNO | Borden | 230 | Borden | 1 |  | 0 | 0 | 0 | 0 |  | 0 |  | N/A | N/A | N/A | N/A | N/A | N/A | N/A | N/A | 0 | 0 | 0 | 0 |  | 0 | 10 | 1 | 1 | 1 | 1 | 2 | 1 | 1 | 1 | 2 | 1 | 1 | 0 | 0 | 0
PG&E FRESNO | Borden | 70 | Borden | 1 |  | 0 | 0 | 0 | 0 |  | 0 |  | N/A | N/A | N/A | N/A | N/A | N/A | N/A | N/A | 0 | 0 | 0 | 0 |  | 0 | 10 | 1 | 1 | 1 | 1 | 2 | 1 | 1 | 1 | 2 | 1 | 1 | 0 | 0 | 0
SDGE | Boulevard East | 138 | Boulevard East | 2 |  | 180 | 0 | 0 | 0 |  | 180 | 10 | 3 | 5 | 2 | 2 | 2 | 2 | 2 | 2 | 0 | 82.6 | 0 | 0 |  | 82.6 | 10 | 1 | 1 | 1 | 2 | 5 | 1 | 1 | 1 | 1 | 1 | 1 | 0 | 0 | 0
SDGE | Boulevard East | 69 | Boulevard East | 2 |  | 0 | 0 | 0 | 0 |  | 0 |  | N/A | N/A | N/A | N/A | N/A | N/A | N/A | N/A | 0 | 17.4 | 0 | 0 |  | 17.4 | 10 | 1 | 1 | 1 | 2 | 5 | 1 | 1 | 1 | 1 | 1 | 1 | 0 | 0 | 0
PG&E GBA | Brentwood | 230 | Brentwood | 2 |  | 0 | 0 | 0 | 0 |  | 0 |  | N/A | N/A | N/A | N/A | N/A | N/A | N/A | N/A | 0 | 89.5 | 0 | 0 |  | 89.5 | 10 | 2 | 1 | 1 | 2 | 2 | 1 | 1 | 1 | 2 | 1 | 1 | 0 | 0 | 0
PG&E NGBA | Bridgeville | 115 | Bridgeville | 2 |  | 212 | 0 | 0 | 0 |  | 212 | 30 | 4 | 2 | 2 | 2 | 2 | 2 | 3 | 2 | 0 | 0 | 0 | 0 |  | 0 | 10 | 1 | 1 | 1 | 2 | 1 | 1 | 1 | 1 | 1 | 2 | 1 | 185.7 | 0 | 185.7 | EGS
PG&E NGBA | Brighton | 115 | Brighton | 2 |  | 0 | 0 | 0 | 0 |  | 0 |  | N/A | N/A | N/A | N/A | N/A | N/A | N/A | N/A | 0 | 0 | 0 | 0 |  | 0 | 10 | 1 | 1 | 1 | 2 | 2 | 1 | 1 | 1 | 1 | 1 | 1 | 0 | 0 | 0
PG&E NGBA | Brighton | 230 | Brighton | 2 |  | 0 | 0 | 0 | 0 |  | 0 |  | N/A | N/A | N/A | N/A | N/A | N/A | N/A | N/A | 0 | 0 | 0 | 0 |  | 0 | 10 | 1 | 1 | 1 | 2 | 2 | 1 | 1 | 1 | 1 | 1 | 1 | 0 | 0 | 0
PG&E NGBA | Brunswick | 115 | Brunswick | 2 |  | 0 | 0 | 0 | 0 |  | 0 |  | N/A | N/A | N/A | N/A | N/A | N/A | N/A | N/A | 0 | 0 | 0 | 0 |  | 0 | 10 | 1 | 1 | 1 | 2 | 5 | 3 | 1 | 1 | 3 | 1 | 1 | 0 | 0 | 0
PG&E NGBA | Bucks Creek | 230 | Bucks Creek | 2 |  | 0 | 0 | 0 | 0 |  | 0 |  | N/A | N/A | N/A | N/A | N/A | N/A | N/A | N/A | 0 | 0 | 0 | 0 |  | 0 | 10 | 1 | 1 | 1 | 2 | 5 | 1 | 2 | 2 | 3 | 2 | 1 | 0 | 0 | 0
PG&E KERN | Buena Vista | 230 | Buena Vista | 1 |  | 0 | 0 | 0 | 0 |  | 0 |  | N/A | N/A | N/A | N/A | N/A | N/A | N/A | N/A | 0 | 0 | 0 | 0 |  | 0 | 10 | 1 | 1 | 2 | 1 | 2 | 1 | 1 | 1 | 1 | 1 | 1 | 0 | 0 | 0
PG&E FRESNO | Bullard | 115 | Bullard | 1 |  | 0 | 0 | 0 | 0 |  | 0 |  | N/A | N/A | N/A | N/A | N/A | N/A | N/A | N/A | 0 | 0 | 0 | 0 |  | 0 | 10 | 1 | 1 | 1 | 1 | 2 | 1 | 1 | 1 | 2 | 1 | 1 | 0 | 0 | 0
PG&E GBA | Burlingame | 115 | Burlingame | 2 |  | 0 | 0 | 0 | 0 |  | 0 |  | N/A | N/A | N/A | N/A | N/A | N/A | N/A | N/A | 88 | 0 | 0 | 0 |  | 88 | 10 | 4 | 3 | 4 | 2 | 1 | 1 | 2 | 3 | 4 | 1 | 1 | 0 | 0 | 0
PG&E NGBA | Burney Forest | 230 | Burney Forest | 2 |  | 0 | 0 | 0 | 0 |  | 0 |  | N/A | N/A | N/A | N/A | N/A | N/A | N/A | N/A | 0 | 0 | 0 | 0 |  | 0 | 10 | 1 | 1 | 1 | 2 | 3 | 1 | 1 | 1 | 1 | 1 | 1 | 0 | 0 | 0
PG&E NGBA | Butte | 115 | Butte | 2 |  | 0 | 0 | 0 | 0 |  | 0 |  | N/A | N/A | N/A | N/A | N/A | N/A | N/A | N/A | 0 | 0 | 0 | 0 |  | 0 | 10 | 1 | 1 | 1 | 2 | 2 | 2 | 1 | 1 | 2 | 1 | 1 | 0 | 0 | 0
PG&E KERN | Cabrillo | 115 | Cabrillo | 2 |  | 0 | 0 | 0 | 95.25 |  | 95.25 | 30 | 5 | 5 | 3 | 1 | 1 | 4 | 2 | 1 | 0 | 0 | 0 | 95.25 |  | 95.25 | 10 | 1 | 1 | 1 | 2 | 2 | 1 | 1 | 2 | 3 | 1 | 1 | 0 | 0 | 0
PG&E FRESNO | Cal Flats | 230 | Cal Flats | 2 |  | 0 | 0 | 0 | 0 |  | 0 |  | N/A | N/A | N/A | N/A | N/A | N/A | N/A | N/A | 0 | 0 | 0 | 0 |  | 0 | 10 | 1 | 1 | 1 | 2 | 5 | 1 | 1 | 1 | 2 | 3 | 1 | 0 | 0 | 0
SCE NOL | Calcite | 230 | Calcite | 2 |  | 0 | 0 | 0 | 0 |  | 0 |  | N/A | N/A | N/A | N/A | N/A | N/A | N/A | N/A | 165 | 300 | 0 | 0 |  | 465 | 10 | 1 | 5 | 1 | 2 | 1 | 1 | 1 | 1 | 2 | 1 | 1 | 0 | 0 | 0
PG&E KERN | Caliente | 230 | Caliente | 2 |  | 0 | 0 | 0 | 0 |  | 0 | 10 | 1 | 3 | 2 | 1 | 1 | 2 | 2 | 1 | 0 | 0 | 0 | 0 |  | 0 | 10 | 1 | 1 | 1 | 2 | 2 | 2 | 1 | 1 | 3 | 1 | 1 | 0 | 0 | 0
PG&E FRESNO | California Ave | 115 | California Ave | 1 |  | 0 | 0 | 0 | 0 |  | 0 | 10 | 1 | 1 | 1 | 1 | 1 | 1 | 1 | 1 | 0 | 0 | 0 | 0 |  | 0 | 10 | 1 | 1 | 2 | 1 | 1 | 1 | 1 | 1 | 1 | 1 | 1 | 0 | 0 | 0
PG&E KERN | Callender | 115 | Callender | 2 |  | 0 | 0 | 0 | 0 |  | 0 |  | N/A | N/A | N/A | N/A | N/A | N/A | N/A | N/A | 0 | 0 | 0 | 0 |  | 0 | 10 | 1 | 1 | 1 | 2 | 2 | 1 | 1 | 1 | 1 | 1 | 1 | 0 | 0 | 0
PG&E NGBA | Calpella | 115 | Calpella | 2 |  | 0 | 0 | 0 | 0 |  | 0 |  | N/A | N/A | N/A | N/A | N/A | N/A | N/A | N/A | 0 | 0 | 0 | 0 |  | 0 | 10 | 1 | 1 | 1 | 2 | 3 | 1 | 1 | 1 | 2 | 2 | 1 | 0 | 0 | 0
PG&E GBA | Camanche | 230 | Camanche | 1 |  | 0 | 0 | 0 | 0 |  | 0 |  | N/A | N/A | N/A | N/A | N/A | N/A | N/A | N/A | 0 | 0 | 0 | 0 |  | 0 | 10 | 1 | 1 | 1 | 1 | 1 | 2 | 1 | 2 | 3 | 1 | 1 | 0 | 0 | 0
SDGE | Cameron | 69 | Cameron | 2 |  | 0 | 0 | 0 | 0 |  | 0 |  | N/A | N/A | N/A | N/A | N/A | N/A | N/A | N/A | 0 | 0 | 0 | 0 |  | 0 | 10 | 1 | 1 | 1 | 2 | 5 | 1 | 1 | 1 | 1 | 1 | 1 | 0 | 0 | 0
SDGE | Cannon | 69 | Cannon | 2 |  | 0 | 0 | 0 | 0 |  | 0 |  | N/A | N/A | N/A | N/A | N/A | N/A | N/A | N/A | 0 | 0 | 0 | 0 |  | 0 | 10 | 1 | 1 | 1 | 2 | 1 | 1 | 1 | 1 | 2 | 1 | 1 | 0 | 0 | 0
PG&E FRESNO | Cantua | 115 | Cantua | 1 |  | 0 | 0 | 0 | 0 |  | 0 |  | N/A | N/A | N/A | N/A | N/A | N/A | N/A | N/A | 100 | 0 | 0 | 0 |  | 100 | 10 | 1 | 1 | 1 | 1 | 2 | 1 | 1 | 1 | 1 | 1 | 1 | 0 | 0 | 0
SDGE | Capistrano | 138 | Capistrano | 2 |  | 0 | 0 | 0 | 0 |  | 0 |  | N/A | N/A | N/A | N/A | N/A | N/A | N/A | N/A | 0 | 0 | 0 | 0 |  | 0 | 10 | 1 | 1 | 1 | 2 | 5 | 1 | 2 | 3 | 3 | 2 | 1 | 0 | 0 | 0
SDGE | Capistrano | 230 | Capistrano | 2 |  | 0 | 0 | 0 | 0 |  | 0 |  | N/A | N/A | N/A | N/A | N/A | N/A | N/A | N/A | 0 | 0 | 0 | 0 |  | 0 | 10 | 1 | 1 | 1 | 2 | 5 | 1 | 2 | 3 | 3 | 2 | 1 | 0 | 0 | 0
PG&E NGBA | Carberry | 230 | Carberry | 2 |  | 0 | 0 | 0 | 0 |  | 0 |  | N/A | N/A | N/A | N/A | N/A | N/A | N/A | N/A | 0 | 0 | 0 | 0 |  | 0 | 10 | 1 | 1 | 1 | 2 | 3 | 2 | 1 | 1 | 2 | 1 | 1 | 0 | 0 | 0
SCE Eastern | Cardiff | 66 | Cardiff | 2 |  | 0 | 0 | 0 | 0 |  | 0 |  | N/A | N/A | N/A | N/A | N/A | N/A | N/A | N/A | 0 | 0 | 0 | 0 |  | 0 | 10 | 1 | 1 | 1 | 2 | 5 | 1 | 2 | 2 | 3 | 1 | 1 | 0 | 0 | 0
PG&E NGBA | Caribou | 60 | Caribou | 2 |  | 0 | 0 | 0 | 0 |  | 0 | 15 | 1 | 3 | 1 | 3 | 2 | 3 | 3 | 1 | 0 | 0 | 0 | 0 |  | 0 | 10 | 1 | 1 | 1 | 2 | 5 | 1 | 1 | 1 | 2 | 1 | 1 | 0 | 0 | 0
PG&E NGBA | Caribou | 115 | Caribou | 2 |  | 0 | 0 | 0 | 0 |  | 0 | 15 | 1 | 3 | 1 | 3 | 2 | 3 | 3 | 1 | 0 | 0 | 0 | 0 |  | 0 | 10 | 1 | 1 | 1 | 2 | 5 | 1 | 1 | 1 | 2 | 1 | 1 | 0 | 0 | 0
PG&E NGBA | Caribou | 230 | Caribou | 2 |  | 0 | 0 | 0 | 0 |  | 0 | 15 | 1 | 3 | 1 | 3 | 2 | 3 | 3 | 1 | 0 | 0 | 0 | 0 |  | 0 | 10 | 1 | 1 | 1 | 2 | 5 | 1 | 1 | 1 | 2 | 1 | 1 | 0 | 0 | 0
EOP | Carpenter Canyon (fka Gamebird) | 138 | Carpenter Canyon (fka Gamebird) | 2 | OOS | 0 | 0 | 0 | 0 |  | 0 |  | N/A | N/A | N/A | N/A | N/A | N/A | N/A | N/A | 0 | 0 | 0 | 0 |  | 0 | 10 | 1 | N/A | N/A | 2 | N/A | N/A | N/A | N/A | N/A | N/A | N/A | 0 | 0 | 0
EOP | Carpenter Canyon (fka Gamebird) | 230 | Carpenter Canyon (fka Gamebird) | 2 | OOS | 0 | 0 | 0 | 0 |  | 0 |  | N/A | N/A | N/A | N/A | N/A | N/A | N/A | N/A | 0 | 0 | 0 | 0 |  | 0 | 10 | 1 | N/A | N/A | 2 | N/A | N/A | N/A | N/A | N/A | N/A | N/A | 0 | 0 | 0
PG&E NGBA | Carquinez | 115 | Carquinez | 2 |  | 0 | 0 | 0 | 0 |  | 0 |  | N/A | N/A | N/A | N/A | N/A | N/A | N/A | N/A | 0 | 0 | 0 | 0 |  | 0 | 10 | 1 | 1 | 1 | 2 | 2 | 1 | 1 | 1 | 3 | 1 | 1 | 0 | 0 | 0
SDGE | Carrizo Gorge | 138 | Carrizo Gorge | 2 |  | 0 | 0 | 0 | 0 |  | 0 |  | N/A | N/A | N/A | N/A | N/A | N/A | N/A | N/A | 0 | 0 | 0 | 0 |  | 0 | 10 | 1 | 1 | 1 | 2 | 5 | 1 | 1 | 1 | 1 | 1 | 1 | 0 | 0 | 0
PG&E KERN | Carrizo Plains | 115 | Carrizo Plains | 1 |  | 0 | 0 | 0 | 0 |  | 0 |  | N/A | N/A | N/A | N/A | N/A | N/A | N/A | N/A | 0 | 0 | 0 | 0 |  | 0 | 10 | 1 | 1 | 1 | 1 | 3 | 1 | 1 | 1 | 2 | 2 | 1 | 0 | 0 | 0
PG&E KERN | Casaloma | 230 | Casaloma | 1 |  | 0 | 0 | 0 | 0 |  | 0 |  | N/A | N/A | N/A | N/A | N/A | N/A | N/A | N/A | 0 | 0 | 0 | 0 |  | 0 | 10 | 1 | 1 | 2 | 1 | 1 | 1 | 1 | 1 | 1 | 1 | 1 | 0 | 0 | 0
PG&E GBA | Castro Valley | 230 | Castro Valley | 2 |  | 0 | 0 | 0 | 0 |  | 0 |  | N/A | N/A | N/A | N/A | N/A | N/A | N/A | N/A | 0 | 0 | 0 | 0 |  | 0 | 10 | 1 | 1 | 1 | 2 | 5 | 3 | 1 | 2 | 4 | 1 | 1 | 0 | 0 | 0
PG&E GBA | Cayetano | 230 | Cayetano | 2 |  | 0 | 0 | 0 | 0 |  | 0 |  | N/A | N/A | N/A | N/A | N/A | N/A | N/A | N/A | 0 | 0 | 0 | 0 |  | 0 | 10 | 1 | 1 | 1 | 2 | 5 | 2 | 2 | 3 | 3 | 1 | 1 | 0 | 0 | 0
SCE Metro | Center | 230 | Center | 2 |  | 0 | 0 | 0 | 0 |  | 0 |  | N/A | N/A | N/A | N/A | N/A | N/A | N/A | N/A | 0 | 0 | 0 | 0 |  | 0 | 10 | 1 | 1 | 1 | 2 | 1 | 1 | 1 | 1 | 1 | 1 | 1 | 0 | 0 | 0
PG&E KERN | Charca | 115 | Charca | 1 |  | 0 | 0 | 0 | 0 |  | 0 |  | N/A | N/A | N/A | N/A | N/A | N/A | N/A | N/A | 0 | 0 | 0 | 0 |  | 0 | 10 | 1 | 1 | 3 | 1 | 1 | 1 | 1 | 1 | 1 | 1 | 1 | 0 | 0 | 0
EOP | Charleston | 138 | Charleston | 2 | OOS | 0 | 0 | 0 | 0 |  | 0 |  | N/A | N/A | N/A | N/A | N/A | N/A | N/A | N/A | 0 | 0 | 0 | 0 |  | 0 | 10 | 1 | N/A | N/A | 2 | N/A | N/A | N/A | N/A | N/A | N/A | N/A | 0 | 0 | 0
SCE Metro | Chevmain | 230 | Chevmain | 2 |  | 0 | 0 | 0 | 0 |  | 0 |  | N/A | N/A | N/A | N/A | N/A | N/A | N/A | N/A | 0 | 0 | 0 | 0 |  | 0 | 10 | 1 | 1 | 1 | 2 | 1 | 1 | 1 | 2 | 3 | 1 | 1 | 0 | 0 | 0
SDGE | Chicarita | 138 | Chicarita | 2 |  | 0 | 0 | 0 | 0 |  | 0 |  | N/A | N/A | N/A | N/A | N/A | N/A | N/A | N/A | 0 | 0 | 0 | 0 |  | 0 | 10 | 1 | 1 | 1 | 2 | 5 | 2 | 2 | 2 | 3 | 1 | 1 | 0 | 0 | 0
SCE Metro | Chino | 230 | Chino | 2 |  | 0 | 0 | 0 | 0 |  | 0 | 10 | 1 | 1 | 1 | 1 | 1 | 1 | 1 | 1 | 0 | 0 | 0 | 0 |  | 0 | 10 | 1 | 1 | 1 | 2 | 3 | 1 | 1 | 1 | 1 | 1 | 1 | 0 | 0 | 0
PG&E FRESNO | Chowchilla | 115 | Chowchilla | 1 |  | 0 | 0 | 0 | 0 |  | 0 |  | N/A | N/A | N/A | N/A | N/A | N/A | N/A | N/A | 0 | 0 | 0 | 0 |  | 0 | 10 | 1 | 1 | 1 | 1 | 2 | 1 | 1 | 1 | 2 | 1 | 1 | 0 | 0 | 0
PG&E GBA | Christie | 60 | Christie | 2 |  | 0 | 0 | 0 | 0 |  | 0 | 20 | 1 | 2 | 2 | 1 | 1 | 3 | 1 | 1 | 0 | 0 | 0 | 0 |  | 0 | 10 | 1 | 1 | 1 | 2 | 2 | 1 | 1 | 2 | 3 | 1 | 1 | 0 | 0 | 0
PG&E GBA | Christie | 115 | Christie | 2 |  | 0 | 0 | 0 | 0 |  | 0 | 20 | 1 | 2 | 2 | 1 | 1 | 3 | 1 | 1 | 0 | 0 | 0 | 0 |  | 0 | 10 | 1 | 1 | 1 | 2 | 2 | 1 | 1 | 2 | 3 | 1 | 1 | 0 | 0 | 0
SCE Eastern | Cielo Azul | 500 | Cielo Azul | 2 | OOS | 0 | 0 | 0 | 0 |  | 0 |  | N/A | N/A | N/A | N/A | N/A | N/A | N/A | N/A | 0 | 2520 | 0 | 0 |  | 2520 | 10 | 2 | N/A | N/A | 2 | N/A | N/A | N/A | N/A | N/A | N/A | N/A | 0 | 0 | 0
PG&E GBA | Clay | 60 | Clay | 2 |  | 0 | 0 | 0 | 0 |  | 0 |  | N/A | N/A | N/A | N/A | N/A | N/A | N/A | N/A | 0 | 0 | 0 | 0 |  | 0 | 10 | 1 | 1 | 1 | 2 | 3 | 4 | 1 | 2 | 5 | 2 | 1 | 0 | 0 | 0
PG&E GBA | Clayton | 115 | Clayton | 2 |  | 0 | 0 | 0 | 0 |  | 0 |  | N/A | N/A | N/A | N/A | N/A | N/A | N/A | N/A | 0 | 0 | 0 | 0 |  | 0 | 10 | 1 | 1 | 1 | 2 | 5 | 2 | 3 | 2 | 3 | 1 | 1 | 0 | 0 | 0
PG&E NGBA | Cloverdale | 115 | Cloverdale | 2 |  | 0 | 0 | 0 | 0 |  | 0 |  | N/A | N/A | N/A | N/A | N/A | N/A | N/A | N/A | 0 | 0 | 0 | 0 |  | 0 | 10 | 1 | 1 | 1 | 2 | 4 | 2 | 1 | 2 | 3 | 1 | 1 | 112.2 | 0 | 112.2 | Geysers | 1 | 5 | 2 | 1 | 2 | 3 | 1 | 1
PG&E FRESNO | Clovis | 115 | Clovis | 1 |  | 0 | 0 | 0 | 0 |  | 0 |  | N/A | N/A | N/A | N/A | N/A | N/A | N/A | N/A | 0 | 0 | 0 | 0 |  | 0 | 10 | 1 | 1 | 1 | 1 | 3 | 2 | 1 | 1 | 2 | 1 | 1 | 0 | 0 | 0
PG&E GBA | Coburn | 230 | Coburn | 2 |  | 100 | 0 | 0 | 0 |  | 100 | 30 | 2 | 5 | 2 | 2 | 2 | 2 | 2 | 2 | 1244 | 0 | 0 | 0 |  | 1244 | 10 | 2 | 1 | 1 | 2 | 3 | 1 | 1 | 1 | 1 | 1 | 1 | 0 | 0 | 0
PG&E GBA | Coburn | 60 | Coburn | 2 |  | 0 | 0 | 0 | 0 |  | 0 | 30 | 2 | 5 | 2 | 2 | 2 | 2 | 2 | 2 | 0 | 0 | 0 | 0 |  | 0 | 10 | 2 | 1 | 1 | 2 | 3 | 1 | 1 | 1 | 1 | 1 | 1 | 0 | 0 | 0
PG&E NGBA | Colgate | 230 | Colgate | 2 |  | 0 | 0 | 0 | 0 |  | 0 |  | N/A | N/A | N/A | N/A | N/A | N/A | N/A | N/A | 0 | 0 | 0 | 0 |  | 0 | 10 | 1 | 1 | 1 | 2 | 5 | 3 | 1 | 1 | 4 | 1 | 1 | 0 | 0 | 0
PG&E GBA | Collierville | 230 | Collierville | 2 |  | 0 | 0 | 0 | 0 |  | 0 | 15 | 1 | 5 | 1 | 1 | 1 | 1 | 1 | 1 | 0 | 0 | 0 | 0 |  | 0 | 10 | 1 | 1 | 1 | 2 | 5 | 1 | 1 | 1 | 2 | 1 | 1 | 0 | 0 | 0
PG&E GBA | Collinsville | 230 | Collinsville | 2 |  | 0 | 0 | 0 | 0 |  | 0 |  | N/A | N/A | N/A | N/A | N/A | N/A | N/A | N/A | 601 | 0 | 0 | 0 |  | 601 | 10 | 1 | 2 | 1 | 2 | 3 | 1 | 1 | 1 | 1 | 1 | 1 | 0 | 0 | 0
PG&E GBA | Collinsville | 500 | Collinsville | 2 |  | 0 | 0 | 0 | 0 |  | 0 |  | N/A | N/A | N/A | N/A | N/A | N/A | N/A | N/A | 0 | 0 | 0 | 0 |  | 0 | 10 | 1 | 2 | 1 | 2 | 3 | 1 | 1 | 1 | 1 | 1 | 1 | 0 | 0 | 0
SCE Eastern | Colorado River | 230 | Colorado River | 2 |  | 0 | 0 | 0 | 0 |  | 0 |  | N/A | N/A | N/A | N/A | N/A | N/A | N/A | N/A | 400 | 500 | 0 | 0 |  | 900 | 15 | 2 | 1 | 3 | 2 | 1 | 1 | 1 | 1 | 2 | 1 | 1 | 0 | 0 | 0
SCE Eastern | Colorado River | 500 | Colorado River | 2 |  | 0 | 0 | 0 | 0 |  | 0 |  | N/A | N/A | N/A | N/A | N/A | N/A | N/A | N/A | 0 | 0 | 0 | 0 |  | 0 | 10 | 3 | 2 | 3 | 2 | 1 | 1 | 1 | 1 | 2 | 2 | 1 | 0 | 0 | 0
PG&E KERN | Columbus | 115 | Columbus | 1 |  | 0 | 0 | 0 | 0 |  | 0 | 15 | 1 | 1 | 1 | 1 | 1 | 1 | 1 | 1 | 100 | 0 | 0 | 0 |  | 100 | 10 | 1 | 1 | 1 | 1 | 2 | 2 | 1 | 1 | 2 | 1 | 1 | 0 | 0 | 0
PG&E GBA | Contra Costa | 115 | Contra Costa | 2 |  | 0 | 0 | 0 | 0 |  | 0 | 15 | 1 | 2 | 1 | 2 | 1 | 2 | 1 | 1 | 0 | 0 | 0 | 0 |  | 0 | 10 | 1 | 1 | 1 | 2 | 3 | 1 | 2 | 1 | 2 | 1 | 1 | 0 | 0 | 0
PG&E GBA | Contra Costa | 230 | Contra Costa | 2 |  | 0 | 0 | 0 | 0 |  | 0 | 15 | 1 | 2 | 1 | 2 | 1 | 2 | 1 | 1 | 0 | 0 | 0 | 0 |  | 0 | 10 | 1 | 1 | 1 | 2 | 3 | 1 | 2 | 1 | 2 | 1 | 1 | 0 | 0 | 0
PG&E GBA | Contra Costa PP | 230 | Contra Costa PP | 2 |  | 0 | 0 | 0 | 0 |  | 0 |  | N/A | N/A | N/A | N/A | N/A | N/A | N/A | N/A | 0 | 0 | 0 | 0 |  | 0 | 10 | 1 | 1 | 1 | 2 | 2 | 1 | 1 | 1 | 1 | 1 | 1 | 0 | 0 | 0
SCE NOL | Control | 115 | Control | 2 |  | 0 | 0 | 0 | 0 |  | 0 |  | N/A | N/A | N/A | N/A | N/A | N/A | N/A | N/A | 0 | 0 | 0 | 0 |  | 0 | 10 | 1 | 1 | 1 | 2 | 1 | 1 | 1 | 1 | 1 | 3 | 1 | 177 | 0 | 177 | OOS | N/A | N/A | N/A | N/A | N/A | N/A | N/A | N/A
SCE NOL | Control | 55 | Control | 2 | OOS | 0 | 0 | 0 | 0 |  | 0 |  | N/A | N/A | N/A | N/A | N/A | N/A | N/A | N/A | 0 | 0 | 0 | 0 |  | 0 | 10 | #N/A | N/A | N/A | 2 | N/A | N/A | N/A | N/A | N/A | N/A | N/A | 0 | 0 | 0
PG&E GBA | Cooley Landing | 115 | Cooley Landing | 2 |  | 0 | 0 | 0 | 0 |  | 0 | 20 | 1 | 1 | 1 | 1 | 1 | 1 | 1 | 1 | 0 | 100 | 0 | 0 |  | 100 | 10 | 5 | 5 | 4 | 2 | 1 | 2 | 3 | 4 | 4 | 1 | 2 | 0 | 0 | 0
PG&E GBA | Cooley Landing | 60 | Cooley Landing | 2 |  | 0 | 0 | 0 | 0 |  | 0 | 20 | 1 | 1 | 1 | 1 | 1 | 1 | 1 | 1 | 0 | 0 | 0 | 0 |  | 0 | 10 | 5 | 5 | 4 | 2 | 1 | 2 | 3 | 4 | 4 | 1 | 2 | 0 | 0 | 0
SCE NOL | Coolwater | 230 | Coolwater | 2 |  | 0 | 0 | 0 | 0 |  | 0 | 20 | 1 | 1 | 1 | 1 | 1 | 1 | 2 | 1 | 0 | 0 | 0 | 0 |  | 0 | 10 | 1 | 1 | 1 | 2 | 1 | 3 | 1 | 1 | 3 | 1 | 1 | 0 | 0 | 0
SCE NOL | Coolwater | 115 | Coolwater | 2 |  | 0 | 0 | 0 | 0 |  | 0 | 20 | 1 | 1 | 1 | 1 | 1 | 1 | 2 | 1 | 0 | 0 | 0 | 0 |  | 0 | 10 | 1 | 1 | 1 | 2 | 1 | 3 | 1 | 1 | 3 | 1 | 1 | 0 | 0 | 0
PG&E KERN | Copus | 70 | Copus | 1 |  | 0 | 0 | 0 | 0 |  | 0 |  | N/A | N/A | N/A | N/A | N/A | N/A | N/A | N/A | 0 | 0 | 0 | 0 |  | 0 | 10 | 1 | 1 | 1 | 1 | 1 | 1 | 1 | 1 | 2 | 1 | 1 | 0 | 0 | 0
PG&E FRESNO | Corcoran | 70 | Corcoran | 1 |  | 0 | 0 | 0 | 0 |  | 0 |  | N/A | N/A | N/A | N/A | N/A | N/A | N/A | N/A | 0 | 0 | 0 | 0 |  | 0 | 10 | 1 | 1 | 1 | 1 | 1 | 1 | 1 | 1 | 1 | 1 | 1 | 0 | 0 | 0
PG&E FRESNO | Corcoran | 115 | Corcoran | 1 |  | 0 | 0 | 0 | 0 |  | 0 |  | N/A | N/A | N/A | N/A | N/A | N/A | N/A | N/A | 0 | 0 | 0 | 0 |  | 0 | 10 | 1 | 1 | 1 | 1 | 1 | 1 | 1 | 1 | 1 | 1 | 1 | 0 | 0 | 0
PG&E NGBA | Corona | 115 | Corona | 2 |  | 0 | 0 | 0 | 0 |  | 0 |  | N/A | N/A | N/A | N/A | N/A | N/A | N/A | N/A | 0 | 0 | 0 | 0 |  | 0 | 10 | 1 | 1 | 1 | 2 | 3 | 2 | 1 | 2 | 3 | 1 | 1 | 0 | 0 | 0
PG&E NGBA | Cortina | 230 | Cortina | 2 |  | 0 | 0 | 0 | 0 |  | 0 |  | N/A | N/A | N/A | N/A | N/A | N/A | N/A | N/A | 0 | 0 | 0 | 0 |  | 0 | 10 | 1 | 1 | 1 | 2 | 5 | 1 | 1 | 1 | 3 | 1 | 1 | 0 | 0 | 0
PG&E NGBA | Cortina | 115 | Cortina | 2 |  | 0 | 0 | 0 | 0 |  | 0 |  | N/A | N/A | N/A | N/A | N/A | N/A | N/A | N/A | 0 | 0 | 0 | 0 |  | 0 | 5 | 1 | 1 | 1 | 2 | 4 | 1 | 1 | 1 | 3 | 1 | 1 | 0 | 0 | 0
PG&E GBA | Cottle | 230 | Cottle | 1 |  | 0 | 0 | 0 | 0 |  | 0 |  | N/A | N/A | N/A | N/A | N/A | N/A | N/A | N/A | 0 | 0 | 0 | 0 |  | 0 | 10 | 1 | 1 | 1 | 1 | 2 | 2 | 1 | 1 | 3 | 1 | 1 | 0 | 0 | 0
PG&E NGBA | Cottonwood | 115 | Cottonwood | 2 |  | 0 | 0 | 0 | 0 |  | 0 | 30 | 1 | 5 | 1 | 1 | 1 | 1 | 2 | 1 | 0 | 0 | 0 | 0 |  | 0 | 10 | 1 | 1 | 1 | 2 | 5 | 1 | 1 | 1 | 2 | 1 | 1 | 0 | 0 | 0
PG&E NGBA | Cottonwood | 230 | Cottonwood | 2 |  | 0 | 0 | 0 | 0 |  | 0 | 30 | 1 | 5 | 1 | 1 | 1 | 1 | 2 | 1 | 0 | 0 | 0 | 0 |  | 0 | 10 | 1 | 1 | 1 | 2 | 5 | 1 | 1 | 1 | 2 | 1 | 1 | 0 | 0 | 0
PG&E NGBA | Cottonwood | 60 | Cottonwood | 2 |  | 0 | 0 | 0 | 0 |  | 0 | 30 | 1 | 5 | 1 | 1 | 1 | 1 | 2 | 1 | 0 | 0 | 0 | 0 |  | 0 | 10 | 1 | 1 | 1 | 2 | 5 | 1 | 1 | 1 | 2 | 1 | 1 | 0 | 0 | 0
PG&E NGBA | Cove Road | 230 | Cove Road | 2 |  | 0 | 0 | 0 | 0 |  | 0 |  | N/A | N/A | N/A | N/A | N/A | N/A | N/A | N/A | 0 | 0 | 0 | 0 |  | 0 | 10 | 1 | 1 | 1 | 2 | 5 | 2 | 1 | 1 | 3 | 1 | 1 | 0 | 0 | 0
PG&E GBA | Coyote | 230 | Coyote | 2 |  | 0 | 0 | 0 | 0 |  | 0 |  | N/A | N/A | N/A | N/A | N/A | N/A | N/A | N/A | 100 | 0 | 0 | 0 |  | 100 | 10 | 3 | 1 | 2 | 2 | 5 | 3 | 1 | 1 | 3 | 2 | 1 | 37 | 0 | 37 | EGS
PG&E GBA | Crazy Horse Canyon | 115 | Crazy Horse Canyon | 1 |  | 0 | 0 | 0 | 0 |  | 0 |  | N/A | N/A | N/A | N/A | N/A | N/A | N/A | N/A | 0 | 0 | 0 | 0 |  | 0 | 10 | 1 | 1 | 1 | 1 | 2 | 1 | 1 | 1 | 1 | 1 | 1 | 0 | 0 | 0
SDGE | Creelman | 69 | Creelman | 2 |  | 0 | 0 | 0 | 0 |  | 0 |  | N/A | N/A | N/A | N/A | N/A | N/A | N/A | N/A | 0 | 0 | 0 | 0 |  | 0 | 10 | 1 | 1 | 1 | 2 | 5 | 2 | 1 | 1 | 3 | 1 | 1 | 0 | 0 | 0
PG&E FRESNO | Crescent | 70 | Crescent | 1 |  | 0 | 0 | 0 | 0 |  | 0 |  | N/A | N/A | N/A | N/A | N/A | N/A | N/A | N/A | 0 | 35 | 0 | 0 |  | 35 | 10 | 1 | 1 | 1 | 1 | 1 | 1 | 1 | 1 | 1 | 1 | 1 | 0 | 0 | 0
PG&E FRESNO | Cressey | 115 | Cressey | 1 |  | 0 | 0 | 0 | 0 |  | 0 |  | N/A | N/A | N/A | N/A | N/A | N/A | N/A | N/A | 0 | 0 | 0 | 0 |  | 0 | 10 | 1 | 1 | 1 | 1 | 1 | 1 | 1 | 1 | 1 | 1 | 1 | 0 | 0 | 0
PG&E NGBA | Cresta | 230 | Cresta | 2 |  | 0 | 0 | 0 | 0 |  | 0 |  | N/A | N/A | N/A | N/A | N/A | N/A | N/A | N/A | 0 | 0 | 0 | 0 |  | 0 | 10 | 1 | 1 | 1 | 2 | 5 | 1 | 1 | 3 | 3 | 1 | 1 | 0 | 0 | 0
SDGE | Crestwood | 69 | Crestwood | 2 |  | 0 | 0 | 0 | 0 |  | 0 |  | N/A | N/A | N/A | N/A | N/A | N/A | N/A | N/A | 0 | 0 | 0 | 0 |  | 0 | 10 | 1 | 1 | 1 | 2 | 5 | 1 | 1 | 1 | 1 | 1 | 1 | 0 | 0 | 0
PG&E GBA | Crow Creek | 60 | Crow Creek | 1 |  | 0 | 0 | 0 | 0 |  | 0 |  | N/A | N/A | N/A | N/A | N/A | N/A | N/A | N/A | 0 | 0 | 0 | 0 |  | 0 | 10 | 1 | 1 | 1 | 1 | 2 | 1 | 1 | 1 | 2 | 1 | 1 | 0 | 0 | 0
PG&E GBA | Crows Landing | 60 | Crows Landing | 1 |  | 0 | 0 | 0 | 0 |  | 0 |  | N/A | N/A | N/A | N/A | N/A | N/A | N/A | N/A | 0 | 0 | 0 | 0 |  | 0 | 10 | 1 | 1 | 1 | 1 | 2 | 1 | 1 | 1 | 1 | 1 | 1 | 0 | 0 | 0
PG&E GBA | Curtis | 115 | Curtis | 2 |  | 0 | 0 | 0 | 0 |  | 0 |  | N/A | N/A | N/A | N/A | N/A | N/A | N/A | N/A | 0 | 0 | 0 | 0 |  | 0 | 10 | 1 | 1 | 1 | 2 | 5 | 1 | 1 | 1 | 3 | 1 | 1 | 0 | 0 | 0
PG&E FRESNO | Dairyland | 115 | Dairyland | 1 |  | 0 | 0 | 0 | 0 |  | 0 |  | N/A | N/A | N/A | N/A | N/A | N/A | N/A | N/A | 0 | 0 | 0 | 0 |  | 0 | 10 | 1 | 1 | 1 | 1 | 1 | 1 | 1 | 1 | 1 | 1 | 1 | 0 | 0 | 0
PG&E NGBA | Davis | 115 | Davis | 2 |  | 0 | 0 | 0 | 0 |  | 0 |  | N/A | N/A | N/A | N/A | N/A | N/A | N/A | N/A | 0 | 100 | 0 | 0 |  | 100 | 10 | 1 | 1 | 3 | 2 | 1 | 1 | 1 | 1 | 1 | 1 | 1 | 0 | 0 | 0
SCE Metro | Del Amo | 500 | Del Amo | 2 |  | 0 | 0 | 0 | 0 |  | 0 |  | N/A | N/A | N/A | N/A | N/A | N/A | N/A | N/A | 0 | 0 | 0 | 0 |  | 0 | 10 | 1 | 1 | 1 | 2 | 1 | 1 | 1 | 1 | 1 | 1 | 1 | 0 | 0 | 0
SCE Metro | Del Amo | 230 | Del Amo | 2 |  | 0 | 0 | 0 | 0 |  | 0 |  | N/A | N/A | N/A | N/A | N/A | N/A | N/A | N/A | 0 | 0 | 0 | 0 |  | 0 | 10 | 1 | 1 | 1 | 2 | 1 | 1 | 1 | 1 | 1 | 1 | 1 | 0 | 0 | 0
SCE Eastern | Delaney | 500 | Delaney | 2 | OOS | 0 | 0 | 0 | 0 |  | 0 |  | N/A | N/A | N/A | N/A | N/A | N/A | N/A | N/A | 0 | 1860 | 0 | 0 |  | 1860 | 10 | 2 | N/A | N/A | 2 | N/A | N/A | N/A | N/A | N/A | N/A | N/A | 0 | 0 | 0
PG&E NGBA | Delevan | 230 | Delevan | 2 |  | 0 | 0 | 0 | 0 |  | 0 |  | N/A | N/A | N/A | N/A | N/A | N/A | N/A | N/A | 0 | 0 | 0 | 0 |  | 0 | 10 | 1 | 1 | 1 | 2 | 3 | 1 | 1 | 1 | 2 | 1 | 1 | 0 | 0 | 0
PG&E GBA | Delta PP | 230 | Delta PP | 2 |  | 0 | 0 | 0 | 0 |  | 0 |  | N/A | N/A | N/A | N/A | N/A | N/A | N/A | N/A | 0 | 0 | 0 | 0 |  | 0 | 10 | 1 | 1 | 1 | 2 | 3 | 2 | 1 | 1 | 2 | 1 | 1 | 0 | 0 | 0
EOP | Desert View | 230 | Desert View | 2 | OOS | 0 | 0 | 0 | 0 |  | 0 |  | N/A | N/A | N/A | N/A | N/A | N/A | N/A | N/A | 0 | 0 | 0 | 0 |  | 0 | 10 | 1 | N/A | N/A | 2 | N/A | N/A | N/A | N/A | N/A | N/A | N/A | 0 | 0 | 0
SCE Eastern | Devers | 230 | Devers | 2 |  | 0 | 0 | 0 | 0 |  | 0 | 30 | 1 | 3 | 1 | 1 | 1 | 1 | 2 | 1 | 300 | 0 | 0 | 0 |  | 300 | 10 | 2 | 3 | 1 | 2 | 2 | 1 | 2 | 1 | 2 | 1 | 1 | 0 | 0 | 0
SCE Eastern | Devers | 500 | Devers | 2 |  | 0 | 0 | 0 | 0 |  | 0 | 30 | 1 | 3 | 1 | 1 | 1 | 1 | 2 | 1 | 0 | 0 | 0 | 0 |  | 0 | 10 | 2 | 3 | 1 | 2 | 2 | 1 | 2 | 1 | 2 | 1 | 1 | 0 | 0 | 0
PG&E KERN | Diablo Canyon | 230 | Diablo Canyon | 2 |  | 0 | 0 | 0 | 0 |  | 0 |  | N/A | N/A | N/A | N/A | N/A | N/A | N/A | N/A | 0 | 0 | 0 | 0 |  | 0 | 10 | 1 | 1 | 1 | 2 | 5 | 1 | 1 | 3 | 3 | 2 | 1 | 0 | 0 | 0
PG&E KERN | Diablo Canyon | 500 | Diablo Canyon | 2 |  | 0 | 0 | 0 | 0 |  | 0 |  | N/A | N/A | N/A | N/A | N/A | N/A | N/A | N/A | 0 | 0 | 0 | 0 |  | 0 | 10 | 1 | 1 | 1 | 2 | 5 | 1 | 1 | 3 | 3 | 2 | 1 | 0 | 0 | 0
PG&E KERN | Divide | 115 | Divide | 2 |  | 0 | 0 | 0 | 0 |  | 0 | 10 | 1 | 1 | 4 | 1 | 1 | 4 | 1 | 1 | 0 | 0 | 0 | 0 |  | 0 | 10 | 1 | 1 | 1 | 2 | 1 | 1 | 1 | 2 | 2 | 1 | 1 | 0 | 0 | 0
PG&E GBA | Dixon Landing | 115 | Dixon Landing | 2 |  | 0 | 0 | 0 | 0 |  | 0 |  | N/A | N/A | N/A | N/A | N/A | N/A | N/A | N/A | 0 | 0 | 0 | 0 |  | 0 | 10 | 1 | 1 | 1 | 2 | 5 | 2 | 1 | 2 | 2 | 2 | 1 | 23 | 0 | 23 | EGS
PG&E FRESNO | Dos Amigos | 230 | Dos Amigos | 1 |  | 0 | 0 | 0 | 0 |  | 0 |  | N/A | N/A | N/A | N/A | N/A | N/A | N/A | N/A | 632 | 0 | 0 | 0 |  | 632 | 10 | 2 | 1 | 2 | 1 | 3 | 2 | 1 | 1 | 2 | 1 | 1 | 10 | 0 | 10 | EGS
PG&E NGBA | Drum | 115 | Drum | 2 |  | 0 | 0 | 0 | 0 |  | 0 |  | N/A | N/A | N/A | N/A | N/A | N/A | N/A | N/A | 0 | 0 | 0 | 0 |  | 0 | 10 | 1 | 1 | 1 | 2 | 5 | 1 | 1 | 1 | 1 | 1 | 1 | 0 | 0 | 0
PG&E GBA | Dumbarton | 115 | Dumbarton | 2 |  | 0 | 0 | 0 | 0 |  | 0 |  | N/A | N/A | N/A | N/A | N/A | N/A | N/A | N/A | 0 | 0 | 0 | 0 |  | 0 | 10 | 1 | 1 | 1 | 2 | 5 | 2 | 1 | 3 | 3 | 1 | 1 | 0 | 0 | 0
SCE NOL | Dunn Siding | 115 | Dunn Siding | 2 |  | 0 | 0 | 0 | 0 |  | 0 |  | N/A | N/A | N/A | N/A | N/A | N/A | N/A | N/A | 0 | 0 | 0 | 0 |  | 0 | 10 | 1 | 1 | 1 | 2 | 1 | 1 | 1 | 1 | 2 | 2 | 1 | 0 | 0 | 0
SCE Eastern | Eagle Mountain | 230 | Eagle Mountain | 2 |  | 0 | 0 | 0 | 0 |  | 0 |  | N/A | N/A | N/A | N/A | N/A | N/A | N/A | N/A | 0 | 0 | 0 | 0 |  | 0 | 10 | 1 | 1 | 1 | 2 | 1 | 1 | 1 | 1 | 1 | 2 | 1 | 0 | 0 | 0
PG&E NGBA | Eagle Rock (PGE) | 60 | Eagle Rock (PGE) | 2 |  | 0 | 0 | 0 | 0 |  | 0 | 15 | 1 | 5 | 4 | 1 | 2 | 5 | 1 | 1 | 0 | 0 | 0 | 0 |  | 0 | 10 | 1 | 1 | 1 | 2 | 5 | 2 | 2 | 3 | 4 | 1 | 1 | 0 | 0 | 0
PG&E NGBA | Eagle Rock (PGE) | 115 | Eagle Rock (PGE) | 2 |  | 0 | 0 | 0 | 0 |  | 0 | 15 | 1 | 5 | 4 | 1 | 2 | 5 | 1 | 1 | 0 | 0 | 0 | 0 |  | 0 | 10 | 1 | 1 | 1 | 2 | 5 | 2 | 2 | 3 | 4 | 1 | 1 | 7 | 0 | 7 | Geysers | 1 | 5 | 2 | 1 | 2 | 3 | 1 | 1
SCE Metro | Eagle Rock (SCE) | 230 | Eagle Rock (SCE) | 2 |  | 0 | 0 | 0 | 0 |  | 0 | 10 | 1 | 1 | 1 | 1 | 1 | 1 | 1 | 1 | 0 | 0 | 0 | 0 |  | 0 | 10 | 1 | 1 | 1 | 2 | 3 | 1 | 1 | 1 | 1 | 1 | 1 | 0 | 0 | 0
PG&E NGBA | East Marysville | 115 | East Marysville | 2 |  | 0 | 0 | 0 | 0 |  | 0 |  | N/A | N/A | N/A | N/A | N/A | N/A | N/A | N/A | 0 | 0 | 0 | 0 |  | 0 | 10 | 1 | 1 | 1 | 2 | 1 | 1 | 1 | 1 | 2 | 1 | 1 | 0 | 0 | 0
PG&E NGBA | East Nicolaus | 115 | East Nicolaus | 2 |  | 0 | 0 | 0 | 0 |  | 0 |  | N/A | N/A | N/A | N/A | N/A | N/A | N/A | N/A | 0 | 0 | 0 | 0 |  | 0 | 10 | 1 | 1 | 2 | 2 | 1 | 1 | 1 | 1 | 2 | 1 | 1 | 0 | 0 | 0
PG&E NGBA | East Nicolaus | 60 | East Nicolaus | 2 |  | 0 | 0 | 0 | 0 |  | 0 |  | N/A | N/A | N/A | N/A | N/A | N/A | N/A | N/A | 0 | 0 | 0 | 0 |  | 0 | 10 | 1 | 1 | 2 | 2 | 1 | 1 | 1 | 1 | 2 | 1 | 1 | 0 | 0 | 0
PG&E GBA | Eastshore | 115 | Eastshore | 2 |  | 0 | 0 | 0 | 0 |  | 0 | 30 | 1 | 5 | 3 | 2 | 3 | 4 | 1 | 1 | 0 | 0 | 0 | 0 |  | 0 | 10 | 1 | 1 | 1 | 2 | 3 | 1 | 1 | 2 | 3 | 1 | 1 | 0 | 0 | 0
PG&E GBA | Eastshore | 230 | Eastshore | 2 |  | 0 | 0 | 0 | 0 |  | 0 | 30 | 1 | 5 | 3 | 2 | 3 | 4 | 1 | 1 | 0 | 0 | 0 | 0 |  | 0 | 10 | 1 | 1 | 1 | 2 | 3 | 1 | 1 | 2 | 3 | 1 | 1 | 0 | 0 | 0
SDGE | ECO | 138 | ECO | 2 |  | 0 | 0 | 0 | 0 |  | 0 | 20 | 1 | 4 | 1 | 1 | 1 | 1 | 1 | 1 | 0 | 100 | 0 | 0 |  | 100 | 10 | 1 | 2 | 1 | 2 | 2 | 1 | 1 | 1 | 2 | 1 | 1 | 0 | 0 | 0
SDGE | ECO | 230 | OOS (Baja Mexico) | 2 | OOS (Baja Mexico) | 0 | 0 | 0 | 0 |  | 0 | 20 | #N/A | #N/A | #N/A | #N/A | #N/A | #N/A | #N/A | #N/A | 0 | 0 | 0 | 0 |  | 0 | 10 | #N/A | #N/A | #N/A | 2 | #N/A | #N/A | #N/A | #N/A | #N/A | #N/A | #N/A | 0 | 0 | 0
SDGE | ECO | 500 | OOS (Baja Mexico) | 2 | OOS (Baja Mexico) | 0 | 0 | 0 | 0 |  | 0 | 20 | #N/A | #N/A | #N/A | #N/A | #N/A | #N/A | #N/A | #N/A | 0 | 0 | 0 | 0 |  | 0 | 10 | #N/A | #N/A | #N/A | 2 | #N/A | #N/A | #N/A | #N/A | #N/A | #N/A | #N/A | 0 | 0 | 0
PG&E GBA | Edenvale | 115 | Edenvale | 2 |  | 0 | 0 | 0 | 0 |  | 0 |  | N/A | N/A | N/A | N/A | N/A | N/A | N/A | N/A | 0 | 0 | 0 | 0 |  | 0 | 10 | 1 | 1 | 1 | 2 | 5 | 3 | 1 | 1 | 3 | 2 | 1 | 0 | 0 | 0
PG&E GBA | Edes | 115 | Edes | 2 |  | 0 | 0 | 0 | 0 |  | 0 |  | N/A | N/A | N/A | N/A | N/A | N/A | N/A | N/A | 0 | 0 | 0 | 0 |  | 0 | 10 | 1 | 1 | 1 | 2 | 3 | 2 | 1 | 2 | 3 | 1 | 1 | 0 | 0 | 0
PG&E GBA | Eight Mile | 230 | Eight Mile | 1 |  | 0 | 0 | 0 | 0 |  | 0 |  | N/A | N/A | N/A | N/A | N/A | N/A | N/A | N/A | 0 | 1100 | 0 | 0 |  | 1100 | 10 | 4 | 2 | 3 | 1 | 1 | 1 | 1 | 1 | 1 | 1 | 1 | 0 | 0 | 0
SDGE | El Cajon | 69 | El Cajon | 2 |  | 0 | 0 | 0 | 0 |  | 0 |  | N/A | N/A | N/A | N/A | N/A | N/A | N/A | N/A | 0 | 0 | 0 | 0 |  | 0 | 10 | 1 | 1 | 1 | 2 | 5 | 2 | 2 | 2 | 3 | 1 | 1 | 0 | 0 | 0
SCE Eastern | El Casco | 230 | El Casco | 2 |  | 0 | 0 | 0 | 0 |  | 0 |  | N/A | N/A | N/A | N/A | N/A | N/A | N/A | N/A | 0 | 0 | 0 | 0 |  | 0 | 10 | 1 | 1 | 1 | 2 | 5 | 1 | 1 | 2 | 3 | 1 | 1 | 0 | 0 | 0
PG&E GBA | El Cerrito G | 115 | El Cerrito G | 2 |  | 0 | 0 | 0 | 0 |  | 0 |  | N/A | N/A | N/A | N/A | N/A | N/A | N/A | N/A | 0 | 0 | 0 | 0 |  | 0 | 10 | 1 | 1 | 1 | 2 | 2 | 1 | 2 | 3 | 3 | 1 | 1 | 0 | 0 | 0
PG&E NGBA | El Dorado PH | 115 | El Dorado PH | 2 |  | 0 | 0 | 0 | 0 |  | 0 |  | N/A | N/A | N/A | N/A | N/A | N/A | N/A | N/A | 0 | 0 | 0 | 0 |  | 0 | 10 | 1 | 1 | 1 | 2 | 5 | 2 | 1 | 1 | 3 | 1 | 1 | 0 | 0 | 0
PG&E FRESNO | El Nido (PGE) | 115 | El Nido (PGE) | 1 |  | 0 | 0 | 0 | 0 |  | 0 |  | N/A | N/A | N/A | N/A | N/A | N/A | N/A | N/A | 0 | 0 | 0 | 0 |  | 0 | 10 | 1 | 1 | 1 | 1 | 1 | 1 | 1 | 1 | 2 | 1 | 1 | 10 | 0 | 10 | EGS
SCE Metro | El Nido (SCE) | 230 | El Nido (SCE) | 2 |  | 0 | 0 | 0 | 0 |  | 0 |  | N/A | N/A | N/A | N/A | N/A | N/A | N/A | N/A | 0 | 0 | 0 | 0 |  | 0 | 10 | 1 | 1 | 1 | 2 | 1 | 1 | 1 | 2 | 3 | 1 | 1 | 0 | 0 | 0
PG&E GBA | El Patio | 115 | El Patio | 2 |  | 0 | 0 | 0 | 0 |  | 0 |  | N/A | N/A | N/A | N/A | N/A | N/A | N/A | N/A | 0 | 0 | 0 | 0 |  | 0 | 10 | 1 | 1 | 1 | 2 | 2 | 3 | 1 | 3 | 3 | 1 | 1 | 0 | 0 | 0
SCE Metro | El Segundo | 230 | El Segundo | 2 |  | 0 | 0 | 0 | 0 |  | 0 |  | N/A | N/A | N/A | N/A | N/A | N/A | N/A | N/A | 0 | 0 | 0 | 0 |  | 0 | 10 | 1 | 1 | 1 | 2 | 1 | 1 | 1 | 2 | 3 | 1 | 1 | 0 | 0 | 0
EOP | Eldorado | 230 | Eldorado | 2 | OOS | 0 | 0 | 0 | 0 |  | 0 |  | N/A | N/A | N/A | N/A | N/A | N/A | N/A | N/A | 0 | 0 | 0 | 0 |  | 0 | 10 | 1 | N/A | N/A | 2 | N/A | N/A | N/A | N/A | N/A | N/A | N/A | 472 | 0 | 472 | OOS | N/A | N/A | N/A | N/A | N/A | N/A | N/A | N/A
EOP | Eldorado | 500 | Eldorado | 2 | OOS | 0 | 0 | 0 | 0 |  | 0 |  | N/A | N/A | N/A | N/A | N/A | N/A | N/A | N/A | 0 | 0 | 0 | 0 |  | 0 | 10 | 1 | N/A | N/A | 2 | N/A | N/A | N/A | N/A | N/A | N/A | N/A | 741 | 0 | 741 | OOS | N/A | N/A | N/A | N/A | N/A | N/A | N/A | N/A
SCE Northern | Elizabeth Lake | 66 | Elizabeth Lake | 2 |  | 0 | 0 | 0 | 0 |  | 0 |  | N/A | N/A | N/A | N/A | N/A | N/A | N/A | N/A | 0 | 0 | 0 | 0 |  | 0 | 10 | 1 | 1 | 1 | 2 | 5 | 1 | 1 | 1 | 2 | 1 | 1 | 0 | 0 | 0
PG&E KERN | Elk Hills | 230 | Elk Hills | 1 |  | 0 | 0 | 0 | 0 |  | 0 |  | N/A | N/A | N/A | N/A | N/A | N/A | N/A | N/A | 0 | 0 | 0 | 0 |  | 0 | 10 | 1 | 1 | 1 | 1 | 1 | 1 | 2 | 4 | 4 | 1 | 1 | 0 | 0 | 0
SDGE | Elliot | 69 | Elliot | 2 |  | 0 | 0 | 0 | 0 |  | 0 |  | N/A | N/A | N/A | N/A | N/A | N/A | N/A | N/A | 0 | 0 | 0 | 0 |  | 0 | 10 | 1 | 1 | 1 | 2 | 2 | 1 | 1 | 1 | 3 | 1 | 1 | 0 | 0 | 0
SCE Metro | Ellis | 230 | Ellis | 2 |  | 0 | 0 | 0 | 0 |  | 0 |  | N/A | N/A | N/A | N/A | N/A | N/A | N/A | N/A | 0 | 0 | 0 | 0 |  | 0 | 10 | 1 | 1 | 1 | 2 | 1 | 1 | 1 | 5 | 5 | 1 | 1 | 0 | 0 | 0
SDGE | Encina | 138 | Encina | 2 |  | 0 | 0 | 0 | 0 |  | 0 | 10 | 1 | 1 | 1 | 3 | 3 | 3 | 1 | 1 | 0 | 0 | 0 | 0 |  | 0 | 10 | 1 | 1 | 1 | 2 | 1 | 1 | 2 | 2 | 3 | 1 | 1 | 0 | 0 | 0
SDGE | Encina | 230 | Encina | 2 |  | 0 | 0 | 0 | 0 |  | 0 | 10 | 1 | 1 | 1 | 3 | 3 | 3 | 1 | 1 | 0 | 0 | 0 | 0 |  | 0 | 10 | 1 | 1 | 1 | 2 | 1 | 1 | 2 | 2 | 3 | 1 | 1 | 0 | 0 | 0
SDGE | Escondido | 230 | Escondido | 2 |  | 0 | 0 | 0 | 0 |  | 0 |  | N/A | N/A | N/A | N/A | N/A | N/A | N/A | N/A | 0 | 0 | 0 | 0 |  | 0 | 10 | 1 | 1 | 1 | 2 | 4 | 1 | 1 | 1 | 2 | 1 | 1 | 0 | 0 | 0
SDGE | Escondido | 69 | Escondido | 2 |  | 0 | 0 | 0 | 0 |  | 0 |  | N/A | N/A | N/A | N/A | N/A | N/A | N/A | N/A | 0 | 0 | 0 | 0 |  | 0 | 10 | 1 | 1 | 1 | 2 | 4 | 1 | 1 | 1 | 2 | 1 | 1 | 0 | 0 | 0
PG&E KERN | Estrella | 230 | Estrella | 1 |  | 0 | 0 | 0 | 0 |  | 0 |  | N/A | N/A | N/A | N/A | N/A | N/A | N/A | N/A | 0 | 0 | 0 | 0 |  | 0 | 10 | 1 | 1 | 1 | 1 | 2 | 1 | 1 | 1 | 1 | 1 | 1 | 0 | 0 | 0
SCE Eastern | Etiwanda | 230 | Etiwanda | 2 |  | 0 | 0 | 0 | 0 |  | 0 |  | N/A | N/A | N/A | N/A | N/A | N/A | N/A | N/A | 0 | 0 | 0 | 0 |  | 0 | 10 | 1 | 1 | 1 | 2 | 5 | 1 | 1 | 1 | 1 | 1 | 1 | 0 | 0 | 0
PG&E GBA | Evergreen | 115 | Evergreen | 2 |  | 0 | 0 | 0 | 0 |  | 0 |  | N/A | N/A | N/A | N/A | N/A | N/A | N/A | N/A | 0 | 0 | 0 | 0 |  | 0 | 10 | 1 | 1 | 1 | 2 | 5 | 1 | 1 | 1 | 2 | 2 | 1 | 0 | 0 | 0
PG&E GBA | Evergreen | 60 | Evergreen | 2 |  | 0 | 0 | 0 | 0 |  | 0 |  | N/A | N/A | N/A | N/A | N/A | N/A | N/A | N/A | 0 | 0 | 0 | 0 |  | 0 | 10 | 1 | 1 | 1 | 2 | 5 | 1 | 1 | 1 | 2 | 2 | 1 | 0 | 0 | 0
PG&E FRESNO | Excelsior | 115 | Excelsior | 1 |  | 0 | 0 | 0 | 0 |  | 0 |  | N/A | N/A | N/A | N/A | N/A | N/A | N/A | N/A | 0 | 0 | 0 | 0 |  | 0 | 10 | 1 | 1 | 2 | 1 | 1 | 1 | 1 | 1 | 1 | 1 | 1 | 0 | 0 | 0
PG&E FRESNO | Exchequer | 115 | Exchequer | 1 |  | 0 | 0 | 0 | 0 |  | 0 |  | N/A | N/A | N/A | N/A | N/A | N/A | N/A | N/A | 0 | 0 | 0 | 0 |  | 0 | 10 | 1 | 1 | 1 | 1 | 3 | 3 | 1 | 1 | 4 | 3 | 1 | 0 | 0 | 0
PG&E KERN | Fairway | 115 | Fairway | 2 |  | 0 | 0 | 0 | 0 |  | 0 |  | N/A | N/A | N/A | N/A | N/A | N/A | N/A | N/A | 0 | 0 | 0 | 0 |  | 0 | 10 | 1 | 1 | 1 | 2 | 1 | 1 | 1 | 1 | 1 | 1 | 1 | 0 | 0 | 0
PG&E KERN | Famoso | 115 | Famoso | 1 |  | 0 | 0 | 0 | 0 |  | 0 |  | N/A | N/A | N/A | N/A | N/A | N/A | N/A | N/A | 0 | 0 | 0 | 0 |  | 0 | 10 | 1 | 1 | 3 | 1 | 2 | 1 | 1 | 1 | 1 | 1 | 1 | 0 | 0 | 0
PG&E NGBA | Fern Road | 500 | Fern Road | 2 |  | 0 | 0 | 0 | 0 |  | 0 | 30 | 1 | 3 | 1 | 1 | 1 | 3 | 2 | 1 | 0 | 0 | 0 | 0 |  | 0 | 10 | 1 | 1 | 1 | 2 | 5 | 3 | 1 | 1 | 4 | 1 | 1 | 0 | 0 | 0
PG&E GBA | Fibreboard (SPI Sonora) | 115 | No Analysis | 2 |  | 0 | 0 | 0 | 0 |  | 0 | 15 | N/A | N/A | N/A | N/A | N/A | N/A | N/A | N/A | 0 | 0 | 0 | 0 |  | 0 | 10 | N/A | N/A | N/A | 2 | N/A | N/A | N/A | N/A | N/A | N/A | N/A | 0 | 0 | 0
PG&E FRESNO | Figarden | 230 | Figarden | 1 |  | 0 | 0 | 0 | 0 |  | 0 |  | N/A | N/A | N/A | N/A | N/A | N/A | N/A | N/A | 0 | 0 | 0 | 0 |  | 0 | 10 | 1 | 1 | 2 | 1 | 1 | 1 | 1 | 1 | 1 | 1 | 1 | 0 | 0 | 0
PG&E FRESNO | Fink | 230 | Fink | 1 |  | 0 | 0 | 0 | 0 |  | 0 |  | N/A | N/A | N/A | N/A | N/A | N/A | N/A | N/A | 534 | 0 | 0 | 0 |  | 534 | 10 | 3 | 1 | 2 | 1 | 3 | 1 | 1 | 1 | 2 | 1 | 1 | 70 | 0 | 70
PG&E NGBA | Fitch Mountain | 60 | Fitch Mountain | 2 |  | 0 | 0 | 0 | 0 |  | 0 |  | N/A | N/A | N/A | N/A | N/A | N/A | N/A | N/A | 0 | 0 | 0 | 0 |  | 0 | 10 | 1 | 1 | 1 | 2 | 1 | 1 | 2 | 3 | 4 | 1 | 1 | 0 | 0 | 0
PG&E GBA | FMC | 115 | FMC | 2 |  | 0 | 0 | 0 | 0 |  | 0 |  | N/A | N/A | N/A | N/A | N/A | N/A | N/A | N/A | 0 | 0 | 0 | 0 |  | 0 | 10 | 1 | 1 | 1 | 2 | 5 | 1 | 1 | 1 | 1 | 2 | 1 | 0 | 0 | 0
PG&E GBA | Fremont | 115 | Fremont | 2 |  | 0 | 0 | 0 | 0 |  | 0 |  | N/A | N/A | N/A | N/A | N/A | N/A | N/A | N/A | 0 | 0 | 0 | 0 |  | 0 | 10 | 1 | 1 | 1 | 2 | 5 | 2 | 1 | 2 | 3 | 2 | 1 | 0 | 0 | 0
PG&E GBA | French Camp | 60 | French Camp | 1 |  | 0 | 0 | 0 | 0 |  | 0 |  | N/A | N/A | N/A | N/A | N/A | N/A | N/A | N/A | 0 | 0 | 0 | 0 |  | 0 | 10 | 1 | 1 | 2 | 1 | 1 | 1 | 1 | 1 | 1 | 1 | 1 | 0 | 0 | 0
PG&E GBA | Frogtown | 115 | Frogtown | 2 |  | 0 | 0 | 0 | 0 |  | 0 |  | N/A | N/A | N/A | N/A | N/A | N/A | N/A | N/A | 0 | 0 | 0 | 0 |  | 0 | 10 | 1 | 1 | 1 | 2 | 5 | 3 | 1 | 1 | 3 | 2 | 1 | 0 | 0 | 0
PG&E NGBA | Fulton | 115 | Fulton | 2 |  | 0 | 0 | 0 | 0 |  | 0 |  | N/A | N/A | N/A | N/A | N/A | N/A | N/A | N/A | 0 | 0 | 0 | 0 |  | 0 | 10 | 1 | 1 | 1 | 2 | 1 | 1 | 2 | 3 | 4 | 1 | 1 | 0 | 0 | 0
PG&E NGBA | Fulton | 230 | Fulton | 2 |  | 0 | 0 | 0 | 0 |  | 0 |  | N/A | N/A | N/A | N/A | N/A | N/A | N/A | N/A | 0 | 0 | 0 | 0 |  | 0 | 10 | 1 | 1 | 1 | 2 | 1 | 1 | 2 | 3 | 4 | 1 | 1 | 0 | 18 | 18 | Geysers | 1 | 5 | 2 | 1 | 2 | 3 | 1 | 1
PG&E NGBA | Fulton | 60 | Fulton | 2 |  | 0 | 0 | 0 | 0 |  | 0 |  | N/A | N/A | N/A | N/A | N/A | N/A | N/A | N/A | 0 | 0 | 0 | 0 |  | 0 | 10 | 1 | 1 | 1 | 2 | 1 | 1 | 2 | 3 | 4 | 1 | 1 | 0 | 0 | 0
PG&E KERN | Ganso | 115 | Ganso | 1 |  | 0 | 0 | 0 | 0 |  | 0 |  | N/A | N/A | N/A | N/A | N/A | N/A | N/A | N/A | 0 | 0 | 0 | 0 |  | 0 | 10 | 1 | 1 | 2 | 1 | 1 | 1 | 1 | 1 | 1 | 1 | 1 | 0 | 0 | 0
PG&E FRESNO | Gates | 230 | Gates | 1 |  | 0 | 0 | 0 | 0 |  | 0 |  | N/A | N/A | N/A | N/A | N/A | N/A | N/A | N/A | 166 | 477.5 | 143.5 | 0 |  | 500 | 10 | 2 | 1 | 2 | 1 | 1 | 1 | 1 | 1 | 1 | 1 | 1 | 0 | 0 | 0
PG&E FRESNO | Gates | 500 | Gates | 1 |  | 0 | 0 | 0 | 0 |  | 0 |  | N/A | N/A | N/A | N/A | N/A | N/A | N/A | N/A | 0 | 0 | 0 | 0 |  | 0 | 10 | 2 | 1 | 2 | 1 | 1 | 1 | 1 | 1 | 1 | 1 | 1 | 0 | 0 | 0
PG&E NGBA | Geysers 12 | 230 | Geysers Tap 12 | 2 |  | 0 | 0 | 0 | 0 |  | 0 |  | N/A | N/A | N/A | N/A | N/A | N/A | N/A | N/A | 0 | 0 | 0 | 0 |  | 0 | 10 | 1 | 1 | 1 | 2 | 3 | 2 | 2 | 3 | 5 | 1 | 1 | 0 | 0 | 0
PG&E NGBA | Geysers 17 | 230 | Geysers Tap 12 | 2 |  | 0 | 0 | 0 | 0 |  | 0 |  | N/A | N/A | N/A | N/A | N/A | N/A | N/A | N/A | 0 | 0 | 0 | 0 |  | 0 | 10 | 1 | 1 | 1 | 2 | 3 | 2 | 2 | 3 | 5 | 1 | 1 | 0 | 0 | 0 | Geysers | 1 | 5 | 2 | 1 | 2 | 3 | 1 | 1
PG&E NGBA | Geysers 3 | 115 | Geysers Tap 12 | 2 |  | 0 | 0 | 0 | 0 |  | 0 |  | N/A | N/A | N/A | N/A | N/A | N/A | N/A | N/A | 0 | 0 | 0 | 0 |  | 0 | 10 | 1 | 1 | 1 | 2 | 3 | 2 | 2 | 3 | 5 | 1 | 1 | 0 | 0 | 0
PG&E NGBA | Glenn | 230 | Glenn | 2 |  | 0 | 0 | 0 | 0 |  | 0 | 10 | 1 | 5 | 5 | 1 | 1 | 5 | 5 | 1 | 0 | 0 | 0 | 0 |  | 0 | 10 | 1 | 1 | 2 | 2 | 1 | 2 | 1 | 1 | 2 | 1 | 1 | 0 | 0 | 0
PG&E NGBA | Glenn | 60 | Glenn | 2 |  | 0 | 0 | 0 | 0 |  | 0 | 10 | 1 | 5 | 5 | 1 | 1 | 5 | 5 | 1 | 0 | 0 | 0 | 0 |  | 0 | 10 | 1 | 1 | 2 | 2 | 1 | 2 | 1 | 1 | 2 | 1 | 1 | 0 | 0 | 0
PG&E NGBA | Gold Hill | 115 | Gold Hill | 2 |  | 0 | 0 | 0 | 0 |  | 0 | 10 | 1 | 1 | 1 | 1 | 1 | 1 | 1 | 1 | 0 | 0 | 0 | 0 |  | 0 | 10 | 1 | 1 | 1 | 2 | 2 | 1 | 1 | 1 | 2 | 1 | 1 | 0 | 0 | 0
PG&E NGBA | Gold Hill | 230 | Gold Hill | 2 |  | 0 | 0 | 0 | 0 |  | 0 | 10 | 1 | 1 | 1 | 1 | 1 | 1 | 1 | 1 | 0 | 0 | 0 | 0 |  | 0 | 10 | 1 | 1 | 1 | 2 | 2 | 1 | 1 | 1 | 2 | 1 | 1 | 0 | 0 | 0
SCE Northern | Goleta | 230 | Goleta | 2 |  | 0 | 0 | 0 | 0 |  | 0 |  | N/A | N/A | N/A | N/A | N/A | N/A | N/A | N/A | 0 | 0 | 0 | 0 |  | 0 | 10 | 1 | 1 | 1 | 2 | 5 | 1 | 1 | 1 | 1 | 2 | 1 | 0 | 0 | 0
SCE Metro | Goodrich | 230 | Goodrich | 2 |  | 0 | 0 | 0 | 0 |  | 0 |  | N/A | N/A | N/A | N/A | N/A | N/A | N/A | N/A | 0 | 0 | 0 | 0 |  | 0 | 10 | 1 | 1 | 1 | 2 | 5 | 1 | 2 | 5 | 5 | 5 | 1 | 0 | 0 | 0
PG&E KERN | Goose Lake | 115 | Goose Lake | 1 |  | 0 | 0 | 0 | 0 |  | 0 |  | N/A | N/A | N/A | N/A | N/A | N/A | N/A | N/A | 0 | 0 | 0 | 0 |  | 0 | 10 | 1 | 1 | 2 | 1 | 1 | 1 | 1 | 1 | 2 | 1 | 1 | 0 | 0 | 0
SCE Metro | Gould | 230 | Gould | 2 |  | 0 | 0 | 0 | 0 |  | 0 |  | N/A | N/A | N/A | N/A | N/A | N/A | N/A | N/A | 0 | 0 | 0 | 0 |  | 0 | 10 | 1 | 1 | 1 | 2 | 3 | 1 | 1 | 1 | 1 | 1 | 1 | 0 | 0 | 0
PG&E NGBA | Grand Island | 115 | Grand Island | 1 |  | 0 | 0 | 0 | 0 |  | 0 |  | N/A | N/A | N/A | N/A | N/A | N/A | N/A | N/A | 0 | 0 | 0 | 0 |  | 0 | 10 | 1 | 1 | 1 | 1 | 1 | 1 | 1 | 1 | 1 | 1 | 1 | 0 | 0 | 0
SDGE | Granite | 69 | Granite | 2 |  | 0 | 0 | 0 | 0 |  | 0 |  | N/A | N/A | N/A | N/A | N/A | N/A | N/A | N/A | 0 | 0 | 0 | 0 |  | 0 | 10 | 1 | 1 | 1 | 2 | 2 | 2 | 1 | 1 | 2 | 1 | 1 | 0 | 0 | 0
PG&E GBA | Grant | 115 | Grant | 2 |  | 0 | 0 | 0 | 0 |  | 0 |  | N/A | N/A | N/A | N/A | N/A | N/A | N/A | N/A | 0 | 0 | 0 | 0 |  | 0 | 10 | 1 | 1 | 1 | 2 | 3 | 2 | 1 | 2 | 3 | 1 | 1 | 0 | 0 | 0
PG&E GBA | Green Valley | 115 | Green Valley | 1 |  | 0 | 0 | 0 | 0 |  | 0 |  | N/A | N/A | N/A | N/A | N/A | N/A | N/A | N/A | 0 | 0 | 0 | 0 |  | 0 | 10 | 1 | 1 | 1 | 1 | 2 | 1 | 1 | 1 | 2 | 1 | 1 | 0 | 0 | 0
PG&E NGBA | Greenleaf 1 | 115 | Greenleaf 1 | 2 |  | 0 | 0 | 0 | 0 |  | 0 |  | N/A | N/A | N/A | N/A | N/A | N/A | N/A | N/A | 0 | 0 | 0 | 0 |  | 0 | 10 | 1 | 1 | 2 | 2 | 1 | 1 | 1 | 2 | 2 | 1 | 1 | 0 | 0 | 0
PG&E FRESNO | Gregg | 230 | Gregg | 1 |  | 0 | 0 | 0 | 0 |  | 0 | 10 | 1 | 1 | 1 | 1 | 1 | 1 | 1 | 1 | 0 | 0 | 0 | 0 |  | 0 | 10 | 1 | 1 | 2 | 1 | 2 | 1 | 1 | 1 | 1 | 1 | 1 | 0 | 0 | 0
PG&E FRESNO | Grimmway-Malaga | 115 | Grimmway-Malaga | 1 |  | 0 | 0 | 0 | 0 |  | 0 |  | N/A | N/A | N/A | N/A | N/A | N/A | N/A | N/A | 0 | 0 | 0 | 0 |  | 0 | 10 | 1 | 1 | 2 | 1 | 1 | 1 | 1 | 1 | 1 | 1 | 1 | 0 | 0 | 0
PG&E NGBA | Grizzly | 230 | Grizzly | 2 |  | 0 | 0 | 0 | 0 |  | 0 | 15 | 1 | 3 | 1 | 3 | 3 | 5 | 3 | 1 | 0 | 0 | 0 | 0 |  | 0 | 10 | 1 | 1 | 1 | 2 | 5 | 1 | 1 | 2 | 3 | 2 | 1 | 0 | 0 | 0
PG&E FRESNO | Guernsey | 70 | Guernsey | 1 |  | 0 | 0 | 0 | 0 |  | 0 |  | N/A | N/A | N/A | N/A | N/A | N/A | N/A | N/A | 0 | 0 | 0 | 0 |  | 0 | 10 | 1 | 1 | 1 | 1 | 1 | 1 | 1 | 1 | 1 | 1 | 1 | 0 | 0 | 0
PG&E FRESNO | GWF Hanford | 115 | GWF Hanford | 2 |  | 0 | 0 | 0 | 0 |  | 0 |  | N/A | N/A | N/A | N/A | N/A | N/A | N/A | N/A | 0 | 0 | 0 | 0 |  | 0 | 10 | 1 | 1 | 1 | 2 | 1 | 1 | 1 | 1 | 1 | 1 | 1 | 0 | 0 | 0
PG&E FRESNO | Haas | 230 | Haas | 2 |  | 0 | 0 | 0 | 0 |  | 0 |  | N/A | N/A | N/A | N/A | N/A | N/A | N/A | N/A | 0 | 0 | 0 | 0 |  | 0 | 10 | 1 | 1 | 1 | 2 | 5 | 1 | 2 | 1 | 2 | 3 | 1 | 0 | 0 | 0
PG&E FRESNO | Hammonds | 115 | Hammonds | 1 |  | 0 | 0 | 0 | 0 |  | 0 |  | N/A | N/A | N/A | N/A | N/A | N/A | N/A | N/A | 100 | 0 | 0 | 0 |  | 100 | 10 | 1 | 1 | 2 | 1 | 1 | 1 | 1 | 1 | 1 | 1 | 1 | 0 | 0 | 0
SCE Metro | HarborGen | 230 | Harborgen | 2 |  | 0 | 0 | 0 | 0 |  | 0 |  | N/A | N/A | N/A | N/A | N/A | N/A | N/A | N/A | 0 | 0 | 0 | 0 |  | 0 | 10 | 1 | 1 | 1 | 2 | 1 | 1 | 1 | 2 | 2 | 1 | 1 | 0 | 0 | 0
PG&E NGBA | Harris | 60 | Harris | 2 |  | 0 | 0 | 0 | 0 |  | 0 |  | N/A | N/A | N/A | N/A | N/A | N/A | N/A | N/A | 0 | 0 | 0 | 0 |  | 0 | 10 | 1 | 1 | 1 | 2 | 1 | 1 | 1 | 2 | 2 | 1 | 1 | 0 | 0 | 0
EOP | Harry Allen | 500 | Harry Allen | 2 | OOS | 0 | 0 | 0 | 0 |  | 0 |  | N/A | N/A | N/A | N/A | N/A | N/A | N/A | N/A | 0 | 301.2 | 0 | 0 |  | 301.2 | 10 | #N/A | N/A | N/A | 2 | N/A | N/A | N/A | N/A | N/A | N/A | N/A | 0 | 0 | 0
PG&E NGBA | Hartley | 60 | Hartley | 2 |  | 0 | 0 | 0 | 0 |  | 0 | 10 | 1 | 5 | 3 | 1 | 1 | 3 | 1 | 1 | 0 | 0 | 0 | 0 |  | 0 | 10 | 1 | 1 | 1 | 2 | 5 | 1 | 1 | 1 | 2 | 1 | 1 | 0 | 0 | 0
SCE NOL | Harvard | 115 | Harvard | 2 |  | 0 | 0 | 0 | 0 |  | 0 |  | N/A | N/A | N/A | N/A | N/A | N/A | N/A | N/A | 0 | 0 | 0 | 0 |  | 0 | 10 | 1 | 1 | 1 | 2 | 1 | 1 | 1 | 1 | 1 | 1 | 1 | 0 | 0 | 0
SDGE | Hassayampa | 500 | Hassayampa | 2 | OOS | 0 | 0 | 0 | 0 |  | 0 |  | N/A | N/A | N/A | N/A | N/A | N/A | N/A | N/A | 3634.5 | 2500 | 0 | 0 |  | 6134.5 | 10 | 5 | N/A | N/A | 2 | N/A | N/A | N/A | N/A | N/A | N/A | N/A | 0 | 0 | 0
PG&E FRESNO | Helm | 230 | Helm | 1 |  | 0 | 0 | 0 | 0 |  | 0 |  | N/A | N/A | N/A | N/A | N/A | N/A | N/A | N/A | 749 | 0 | 0 | 0 |  | 749 | 10 | 1 | 1 | 1 | 1 | 1 | 1 | 1 | 1 | 1 | 1 | 1 | 0 | 0 | 0
PG&E FRESNO | Helm | 70 | Helm | 1 |  | 0 | 0 | 0 | 0 |  | 0 |  | N/A | N/A | N/A | N/A | N/A | N/A | N/A | N/A | 0 | 0 | 0 | 0 |  | 0 | 10 | 1 | 1 | 1 | 1 | 1 | 1 | 1 | 1 | 1 | 1 | 1 | 0 | 0 | 0
PG&E FRESNO | Henrietta | 115 | Henrietta | 1 |  | 0 | 0 | 0 | 0 |  | 0 |  | N/A | N/A | N/A | N/A | N/A | N/A | N/A | N/A | 0 | 0 | 0 | 0 |  | 0 | 10 | 1 | 2 | 1 | 1 | 1 | 1 | 1 | 1 | 1 | 1 | 1 | 0 | 0 | 0
PG&E FRESNO | Henrietta | 230 | Henrietta | 1 |  | 0 | 0 | 0 | 0 |  | 0 |  | N/A | N/A | N/A | N/A | N/A | N/A | N/A | N/A | 1186 | 0 | 0 | 0 |  | 1186 | 10 | 1 | 2 | 1 | 1 | 1 | 1 | 1 | 1 | 1 | 1 | 1 | 0 | 0 | 0
PG&E FRESNO | Henrietta | 70 | Henrietta | 1 |  | 0 | 0 | 0 | 0 |  | 0 |  | N/A | N/A | N/A | N/A | N/A | N/A | N/A | N/A | 0 | 0 | 0 | 0 |  | 0 | 10 | 1 | 2 | 1 | 1 | 1 | 1 | 1 | 1 | 1 | 1 | 1 | 0 | 0 | 0
PG&E FRESNO | Herndon | 115 | Herndon | 1 |  | 0 | 0 | 0 | 0 |  | 0 |  | N/A | N/A | N/A | N/A | N/A | N/A | N/A | N/A | 0 | 0 | 0 | 0 |  | 0 | 10 | 1 | 1 | 2 | 1 | 1 | 1 | 1 | 1 | 1 | 1 | 1 | 0 | 0 | 0
PG&E FRESNO | Herndon | 230 | Herndon | 1 |  | 0 | 0 | 0 | 0 |  | 0 |  | N/A | N/A | N/A | N/A | N/A | N/A | N/A | N/A | 0 | 0 | 0 | 0 |  | 0 | 10 | 1 | 1 | 2 | 1 | 1 | 1 | 1 | 1 | 1 | 1 | 1 | 0 | 0 | 0
PG&E GBA | Hicks | 230 | Hicks | 2 |  | 0 | 0 | 0 | 0 |  | 0 |  | N/A | N/A | N/A | N/A | N/A | N/A | N/A | N/A | 106 | 0 | 0 | 0 |  | 106 | 10 | 4 | 3 | 4 | 2 | 2 | 3 | 1 | 2 | 4 | 1 | 1 | 0 | 0 | 0
PG&E NGBA | Higgins | 115 | Higgins | 2 |  | 0 | 0 | 0 | 0 |  | 0 |  | N/A | N/A | N/A | N/A | N/A | N/A | N/A | N/A | 0 | 0 | 0 | 0 |  | 0 | 10 | 1 | 1 | 1 | 2 | 5 | 3 | 1 | 1 | 3 | 1 | 1 | 0 | 0 | 0
PG&E NGBA | Hilltop | 345 | Hilltop | 2 |  | 0 | 0 | 0 | 0 |  | 0 | 20 | 1 | 2 | 2 | 1 | 1 | 3 | 2 | 1 | 0 | 0 | 0 | 0 |  | 0 | 10 | 1 | 1 | 1 | 2 | 1 | 1 | 1 | 1 | 2 | 2 | 1 | 909 | 0 | 909 | Lake City - Surprise Valley 1 | 1 | 2 | 1 | 1 | 1 | 3 | 1 | 1
SCE Metro | Hinson | 230 | Hinson | 2 |  | 0 | 0 | 0 | 0 |  | 0 |  | N/A | N/A | N/A | N/A | N/A | N/A | N/A | N/A | 0 | 0 | 0 | 0 |  | 0 | 10 | 1 | 1 | 1 | 2 | 1 | 1 | 1 | 2 | 2 | 1 | 1 | 0 | 0 | 0
PG&E GBA | Hollister | 115 | Hollister | 2 |  | 0 | 0 | 0 | 0 |  | 0 |  | N/A | N/A | N/A | N/A | N/A | N/A | N/A | N/A | 0 | 0 | 0 | 0 |  | 0 | 10 | 1 | 1 | 1 | 2 | 3 | 1 | 1 | 1 | 2 | 1 | 1 | 164 | 0 | 164 | EGS
PG&E NGBA | Homestake | 115 | Homestake | 2 |  | 0 | 0 | 0 | 0 |  | 0 |  | N/A | N/A | N/A | N/A | N/A | N/A | N/A | N/A | 0 | 0 | 0 | 0 |  | 0 | 10 | 1 | 1 | 1 | 2 | 5 | 2 | 1 | 1 | 3 | 2 | 1 | 0 | 0 | 0
PG&E NGBA | Honcut | 115 | Honcut | 2 |  | 0 | 0 | 0 | 0 |  | 0 |  | N/A | N/A | N/A | N/A | N/A | N/A | N/A | N/A | 0 | 0 | 0 | 0 |  | 0 | 10 | 1 | 1 | 1 | 2 | 2 | 3 | 1 | 1 | 3 | 1 | 1 | 0 | 0 | 0
SDGE | Hoodoo Wash | 500 | Hoodoo Wash | 2 | OOS | 0 | 0 | 0 | 0 |  | 0 |  | N/A | N/A | N/A | N/A | N/A | N/A | N/A | N/A | 540.5 | 5493 | 0 | 0 |  | 6033.5 | 10 | 5 | N/A | N/A | 2 | N/A | N/A | N/A | N/A | N/A | N/A | N/A | 0 | 0 | 0
PG&E NGBA | Hopland | 115 | Hopland | 2 |  | 0 | 0 | 0 | 0 |  | 0 |  | N/A | N/A | N/A | N/A | N/A | N/A | N/A | N/A | 0 | 0 | 0 | 0 |  | 0 | 10 | 1 | 1 | 1 | 2 | 5 | 3 | 1 | 1 | 3 | 1 | 1 | 0 | 0 | 0
PG&E NGBA | Hopland | 60 | Hopland | 2 |  | 0 | 0 | 0 | 0 |  | 0 |  | N/A | N/A | N/A | N/A | N/A | N/A | N/A | N/A | 0 | 0 | 0 | 0 |  | 0 | 10 | 1 | 1 | 1 | 2 | 5 | 3 | 1 | 1 | 3 | 1 | 1 | 0 | 0 | 0
PG&E NGBA | Humboldt | 115 | Humboldt | 2 |  | 0 | 0 | 0 | 0 |  | 0 | 30 | 3 | 2 | 1 | 1 | 1 | 1 | 3 | 1 | 0 | 0 | 0 | 0 |  | 0 | 10 | 2 | 1 | 1 | 2 | 1 | 1 | 1 | 2 | 2 | 1 | 1 | 0 | 0 | 0
PG&E NGBA | Humboldt | 60 | Humboldt | 2 |  | 0 | 0 | 0 | 0 |  | 0 | 30 | 3 | 2 | 1 | 1 | 1 | 1 | 3 | 1 | 0 | 0 | 0 | 0 |  | 0 | 10 | 2 | 1 | 1 | 2 | 1 | 1 | 1 | 2 | 2 | 1 | 1 | 0 | 0 | 0
PG&E NGBA | Humboldt | 500 | Humboldt | 2 |  | 100 | 0 | 0 | 0 |  | 100 | 30 | 3 | 2 | 1 | 1 | 1 | 1 | 3 | 1 | 0 | 457.3 | 0 | 0 |  | 457.3 | 10 | 2 | 1 | 1 | 2 | 1 | 1 | 1 | 2 | 2 | 1 | 1 | 0 | 0 | 0
SCE Metro | Huntington Beach | 230 | Huntington Beach | 2 |  | 0 | 0 | 0 | 0 |  | 0 |  | N/A | N/A | N/A | N/A | N/A | N/A | N/A | N/A | 0 | 0 | 0 | 0 |  | 0 | 10 | 1 | 1 | 1 | 2 | 1 | 1 | 1 | 5 | 5 | 1 | 1 | 0 | 0 | 0
PG&E NGBA | Ignacio | 115 | Ignacio | 2 |  | 0 | 0 | 0 | 0 |  | 0 |  | N/A | N/A | N/A | N/A | N/A | N/A | N/A | N/A | 0 | 0 | 0 | 0 |  | 0 | 10 | 1 | 1 | 1 | 2 | 2 | 2 | 1 | 1 | 3 | 1 | 1 | 0 | 0 | 0
PG&E NGBA | Ignacio | 230 | Ignacio | 2 |  | 0 | 0 | 0 | 0 |  | 0 |  | N/A | N/A | N/A | N/A | N/A | N/A | N/A | N/A | 0 | 0 | 0 | 0 |  | 0 | 10 | 1 | 1 | 1 | 2 | 2 | 2 | 1 | 1 | 3 | 1 | 1 | 0 | 0 | 0
PG&E NGBA | Ignacio | 60 | Ignacio | 2 |  | 0 | 0 | 0 | 0 |  | 0 |  | N/A | N/A | N/A | N/A | N/A | N/A | N/A | N/A | 0 | 0 | 0 | 0 |  | 0 | 10 | 1 | 1 | 1 | 2 | 2 | 2 | 1 | 1 | 3 | 1 | 1 | 0 | 0 | 0
SDGE | Imperial Beach | 69 | Imperial Beach | 2 |  | 0 | 0 | 0 | 0 |  | 0 |  | N/A | N/A | N/A | N/A | N/A | N/A | N/A | N/A | 0 | 0 | 0 | 0 |  | 0 | 10 | 1 | 1 | 1 | 2 | 2 | 1 | 2 | 4 | 4 | 1 | 1 | 0 | 0 | 0
SDGE | Imperial Valley | 230 | Imperial Valley | 2 |  | 0 | 0 | 0 | 0 |  | 0 | 30 | 1 | 1 | 1 | 1 | 1 | 1 | 3 | 1 | 500 | 107 | 0 | 0 |  | 607 | 5 | 5 | 5 | 5 | 2 | 1 | 3 | 4 | 4 | 4 | 3 | 3 | 1000 | 0 | 1000 | East Brawley | 1 | 1 | 1 | 1 | 1 | 1 | 1 | 1
SDGE | Imperial Valley | 500 | Imperial Valley | 2 |  | 0 | 0 | 0 | 0 |  | 0 | 30 | 1 | 1 | 1 | 1 | 1 | 1 | 3 | 1 | 250 | 250 | 0 | 0 |  | 500 | 10 | 4 | 3 | 5 | 2 | 1 | 1 | 2 | 2 | 2 | 1 | 2 | 0 | 0 | 0
EOP | Innovation | 138 | Innovation | 2 | OOS | 0 | 0 | 0 | 0 |  | 0 |  | N/A | N/A | N/A | N/A | N/A | N/A | N/A | N/A | 0 | 0 | 0 | 0 |  | 0 | 10 | 1 | N/A | N/A | 2 | N/A | N/A | N/A | N/A | N/A | N/A | N/A | 0 | 0 | 0
EOP | Innovation | 230 | Innovation | 2 | OOS | 0 | 0 | 0 | 0 |  | 0 |  | N/A | N/A | N/A | N/A | N/A | N/A | N/A | N/A | 0 | 0 | 0 | 0 |  | 0 | 5 | 1 | N/A | N/A | 2 | N/A | N/A | N/A | N/A | N/A | N/A | N/A | 0 | 0 | 0
SCE NOL | Inyokern | 115 | Inyokern | 1 |  | 0 | 0 | 0 | 0 |  | 0 |  | N/A | N/A | N/A | N/A | N/A | N/A | N/A | N/A | 0 | 31.8 | 0 | 0 |  | 31.8 | 10 | 1 | 3 | 1 | 1 | 1 | 2 | 1 | 1 | 2 | 1 | 1 | 116 | 0 | 116 | Coso Hot Springs | 1 | 1 | 1 | 1 | 1 | 1 | 4 | 1
EOP | IS Tap | 138 | IS Tap | 2 | OOS | 0 | 0 | 0 | 0 |  | 0 |  | N/A | N/A | N/A | N/A | N/A | N/A | N/A | N/A | 0 | 0 | 0 | 0 |  | 0 | 10 | #N/A | N/A | N/A | 2 | N/A | N/A | N/A | N/A | N/A | N/A | N/A | 0 | 0 | 0
EOP | Ivanpah | 115 | Ivanpah | 2 | OOS | 0 | 0 | 0 | 0 |  | 0 |  | N/A | N/A | N/A | N/A | N/A | N/A | N/A | N/A | 0 | 0 | 0 | 0 |  | 0 | 10 | #N/A | N/A | N/A | 2 | N/A | N/A | N/A | N/A | N/A | N/A | N/A | 0 | 0 | 0
EOP | Ivanpah | 230 | Ivanpah | 2 | OOS | 0 | 0 | 0 | 0 |  | 0 |  | N/A | N/A | N/A | N/A | N/A | N/A | N/A | N/A | 0 | 0 | 0 | 0 |  | 0 | 10 | #N/A | N/A | N/A | 2 | N/A | N/A | N/A | N/A | N/A | N/A | N/A | 0 | 0 | 0
EOP | Jackass (DOE) | 138 | Jackass (DOE) | 2 | OOS | 0 | 0 | 0 | 0 |  | 0 |  | N/A | N/A | N/A | N/A | N/A | N/A | N/A | N/A | 0 | 0 | 0 | 0 |  | 0 | 10 | 1 | N/A | N/A | 2 | N/A | N/A | N/A | N/A | N/A | N/A | N/A | 0 | 0 | 0
PG&E NGBA | James B Black | 230 | James B Black | 2 |  | 0 | 0 | 0 | 0 |  | 0 | 30 | 1 | 5 | 1 | 1 | 1 | 2 | 2 | 1 | 0 | 0 | 0 | 0 |  | 0 | 10 | 1 | 1 | 1 | 2 | 5 | 1 | 1 | 1 | 1 | 1 | 1 | 131 | 0 | 131 | EGS
PG&E GBA | Jefferson | 230 | Jefferson | 2 |  | 0 | 0 | 0 | 0 |  | 0 |  | N/A | N/A | N/A | N/A | N/A | N/A | N/A | N/A | 0 | 0 | 0 | 0 |  | 0 | 10 | 1 | 1 | 1 | 2 | 1 | 1 | 2 | 2 | 3 | 1 | 1 | 0 | 0 | 0
PG&E NGBA | Jessup | 115 | Jessup | 2 |  | 0 | 0 | 0 | 0 |  | 0 |  | N/A | N/A | N/A | N/A | N/A | N/A | N/A | N/A | 0 | 0 | 0 | 0 |  | 0 | 10 | 1 | 1 | 1 | 2 | 5 | 2 | 1 | 1 | 3 | 1 | 1 | 100 | 0 | 100 | EGS
SCE Metro | Johanna | 230 | Johanna | 2 |  | 0 | 0 | 0 | 0 |  | 0 |  | N/A | N/A | N/A | N/A | N/A | N/A | N/A | N/A | 0 | 0 | 0 | 0 |  | 0 | 10 | 1 | 1 | 1 | 2 | 1 | 1 | 1 | 3 | 3 | 1 | 1 | 0 | 0 | 0
SCE Eastern | Julian Hinds | 230 | Julian Hinds | 2 |  | 0 | 0 | 0 | 0 |  | 0 | 20 | 1 | 1 | 1 | 1 | 1 | 1 | 2 | 1 | 0 | 0 | 0 | 0 |  | 0 | 10 | 1 | 1 | 1 | 2 | 1 | 5 | 1 | 1 | 5 | 1 | 1 | 0 | 0 | 0
PG&E GBA | Kasson | 115 | Kasson | 1 |  | 0 | 0 | 0 | 0 |  | 0 |  | N/A | N/A | N/A | N/A | N/A | N/A | N/A | N/A | 0 | 0 | 0 | 0 |  | 0 | 10 | 1 | 1 | 2 | 1 | 1 | 1 | 1 | 1 | 1 | 1 | 1 | 0 | 0 | 0
PG&E GBA | Kasson | 60 | Kasson | 1 |  | 0 | 0 | 0 | 0 |  | 0 |  | N/A | N/A | N/A | N/A | N/A | N/A | N/A | N/A | 0 | 0 | 0 | 0 |  | 0 | 10 | 1 | 1 | 2 | 1 | 1 | 1 | 1 | 1 | 1 | 1 | 1 | 0 | 0 | 0
PG&E FRESNO | Kearney | 230 | Kearney | 1 |  | 0 | 0 | 0 | 0 |  | 0 |  | N/A | N/A | N/A | N/A | N/A | N/A | N/A | N/A | 0 | 0 | 0 | 0 |  | 0 | 10 | 1 | 1 | 2 | 1 | 1 | 1 | 1 | 1 | 1 | 1 | 1 | 0 | 0 | 0
PG&E FRESNO | Kearney | 70 | Kearney | 1 |  | 0 | 0 | 0 | 0 |  | 0 |  | N/A | N/A | N/A | N/A | N/A | N/A | N/A | N/A | 0 | 0 | 0 | 0 |  | 0 | 10 | 1 | 1 | 2 | 1 | 1 | 1 | 1 | 1 | 1 | 1 | 1 | 0 | 0 | 0
PG&E GBA | Kelso | 230 | Kelso | 2 |  | 0 | 0 | 0 | 0 |  | 0 | 10 | 1 | 5 | 3 | 3 | 5 | 5 | 1 | 1 | 0 | 0 | 0 | 0 |  | 0 | 10 | 1 | 1 | 1 | 2 | 2 | 2 | 1 | 1 | 2 | 1 | 1 | 0 | 0 | 0
PG&E FRESNO | Kerchoff 1 | 115 | Kerchoff 1 | 2 |  | 0 | 0 | 0 | 0 |  | 0 |  | N/A | N/A | N/A | N/A | N/A | N/A | N/A | N/A | 0 | 0 | 0 | 0 |  | 0 | 10 | 1 | 1 | 1 | 2 | 5 | 2 | 1 | 1 | 3 | 1 | 1 | 0 | 0 | 0
PG&E KERN | Kern Oil | 115 | Kern Oil | 1 |  | 0 | 0 | 0 | 0 |  | 0 |  | N/A | N/A | N/A | N/A | N/A | N/A | N/A | N/A | 0 | 100 | 0 | 0 |  | 100 | 10 | 1 | 1 | 1 | 1 | 2 | 2 | 1 | 1 | 2 | 1 | 1 | 0 | 0 | 0
PG&E KERN | Kern PP | 115 | Kern PP | 1 |  | 0 | 0 | 0 | 0 |  | 0 |  | N/A | N/A | N/A | N/A | N/A | N/A | N/A | N/A | 0 | 50 | 0 | 0 |  | 50 | 10 | 1 | 2 | 1 | 1 | 1 | 1 | 1 | 1 | 1 | 1 | 1 | 0 | 0 | 0
PG&E KERN | Kern PP | 230 | Kern PP | 1 |  | 0 | 0 | 0 | 0 |  | 0 |  | N/A | N/A | N/A | N/A | N/A | N/A | N/A | N/A | 0 | 0 | 0 | 0 |  | 0 | 10 | 1 | 2 | 1 | 1 | 1 | 1 | 1 | 1 | 1 | 1 | 1 | 0 | 0 | 0
PG&E KERN | Kern PP | 70 | Kern PP | 1 |  | 0 | 0 | 0 | 0 |  | 0 |  | N/A | N/A | N/A | N/A | N/A | N/A | N/A | N/A | 0 | 0 | 0 | 0 |  | 0 | 10 | 1 | 2 | 1 | 1 | 1 | 1 | 1 | 1 | 1 | 1 | 1 | 0 | 0 | 0
PG&E KERN | Kernridge | 115 | Kernridge | 1 |  | 0 | 0 | 0 | 0 |  | 0 |  | N/A | N/A | N/A | N/A | N/A | N/A | N/A | N/A | 0 | 0 | 0 | 0 |  | 0 | 10 | 1 | 1 | 1 | 1 | 1 | 2 | 1 | 1 | 3 | 1 | 1 | 0 | 0 | 0
PG&E FRESNO | Kingsburg | 115 | Kingsburg | 1 |  | 0 | 0 | 0 | 0 |  | 0 |  | N/A | N/A | N/A | N/A | N/A | N/A | N/A | N/A | 0 | 0 | 0 | 0 |  | 0 | 10 | 1 | 1 | 2 | 1 | 1 | 1 | 1 | 1 | 1 | 1 | 1 | 0 | 0 | 0
PG&E GBA | Kirker | 115 | Kirker | 2 |  | 0 | 0 | 0 | 0 |  | 0 |  | N/A | N/A | N/A | N/A | N/A | N/A | N/A | N/A | 0 | 0 | 0 | 0 |  | 0 | 10 | 1 | 1 | 1 | 2 | 3 | 1 | 1 | 1 | 2 | 1 | 1 | 0 | 0 | 0
PG&E NGBA | Knights Landing | 115 | Knights Landing | 2 |  | 0 | 0 | 0 | 0 |  | 0 |  | N/A | N/A | N/A | N/A | N/A | N/A | N/A | N/A | 0 | 0 | 0 | 0 |  | 0 | 10 | 1 | 1 | 2 | 2 | 1 | 1 | 1 | 2 | 3 | 1 | 1 | 0 | 0 | 0
PG&E NGBA | Konocti | 60 | Konocti | 2 |  | 0 | 0 | 0 | 0 |  | 0 |  | N/A | N/A | N/A | N/A | N/A | N/A | N/A | N/A | 0 | 0 | 0 | 0 |  | 0 | 10 | 1 | 1 | 1 | 2 | 5 | 1 | 1 | 2 | 3 | 1 | 1 | 0 | 0 | 0
SCE NOL | Kramer | 115 | Kramer | 2 |  | 0 | 0 | 0 | 0 |  | 0 |  | N/A | N/A | N/A | N/A | N/A | N/A | N/A | N/A | 0 | 4 | 0 | 0 |  | 4 | 10 | 4 | 3 | 1 | 2 | 1 | 4 | 1 | 1 | 5 | 1 | 1 | 0 | 0 | 0
SCE NOL | Kramer | 230 | Kramer | 2 |  | 0 | 0 | 0 | 0 |  | 0 |  | N/A | N/A | N/A | N/A | N/A | N/A | N/A | N/A | 70 | 200 | 0 | 0 |  | 270 | 10 | 4 | 3 | 1 | 2 | 1 | 4 | 1 | 1 | 5 | 1 | 1 | 0 | 0 | 0
SCE Metro | La Cienega | 230 | La Cienega | 2 |  | 0 | 0 | 0 | 0 |  | 0 |  | N/A | N/A | N/A | N/A | N/A | N/A | N/A | N/A | 0 | 0 | 0 | 0 |  | 0 | 10 | 1 | 1 | 1 | 2 | 5 | 1 | 1 | 1 | 1 | 1 | 1 | 0 | 0 | 0
SCE Metro | La Fresa | 230 | La Fresa | 2 |  | 0 | 0 | 0 | 0 |  | 0 |  | N/A | N/A | N/A | N/A | N/A | N/A | N/A | N/A | 0 | 0 | 0 | 0 |  | 0 | 10 | 1 | 1 | 1 | 2 | 1 | 1 | 1 | 3 | 3 | 1 | 1 | 0 | 0 | 0
SCE Metro | Laguna Bell | 230 | Laguna Bell | 2 |  | 0 | 0 | 0 | 0 |  | 0 |  | N/A | N/A | N/A | N/A | N/A | N/A | N/A | N/A | 0 | 0 | 0 | 0 |  | 0 | 10 | 1 | 1 | 1 | 2 | 1 | 1 | 1 | 1 | 1 | 1 | 1 | 0 | 0 | 0
PG&E KERN | Lakeview | 70 | Lakeview | 1 |  | 0 | 0 | 0 | 0 |  | 0 |  | N/A | N/A | N/A | N/A | N/A | N/A | N/A | N/A | 0 | 0 | 0 | 0 |  | 0 | 10 | 1 | 1 | 2 | 1 | 1 | 1 | 1 | 1 | 1 | 1 | 1 | 0 | 0 | 0
PG&E NGBA | Lakeville | 230 | Lakeville | 2 |  | 0 | 0 | 0 | 0 |  | 0 |  | N/A | N/A | N/A | N/A | N/A | N/A | N/A | N/A | 0 | 0 | 0 | 0 |  | 0 | 10 | 1 | 1 | 1 | 2 | 3 | 3 | 1 | 2 | 3 | 1 | 1 | 0 | 0 | 0
PG&E NGBA | Lakeville | 60 | Lakeville | 2 |  | 0 | 0 | 0 | 0 |  | 0 |  | N/A | N/A | N/A | N/A | N/A | N/A | N/A | N/A | 0 | 0 | 0 | 0 |  | 0 | 10 | 1 | 1 | 1 | 2 | 3 | 3 | 1 | 2 | 3 | 1 | 1 | 0 | 0 | 0
PG&E NGBA | Lakeville | 115 | Lakeville | 2 |  | 0 | 0 | 0 | 0 |  | 0 |  | N/A | N/A | N/A | N/A | N/A | N/A | N/A | N/A | 0 | 0 | 0 | 0 |  | 0 | 10 | 1 | 1 | 1 | 2 | 3 | 3 | 1 | 2 | 3 | 1 | 1 | 0 | 0 | 0 | Boyes HS | 1 | 1 | 1 | 1 | 5 | 5 | 1 | 1
PG&E GBA | Lakewood | 115 | Lakewood | 2 |  | 0 | 0 | 0 | 0 |  | 0 |  | N/A | N/A | N/A | N/A | N/A | N/A | N/A | N/A | 0 | 0 | 0 | 0 |  | 0 | 10 | 1 | 1 | 1 | 2 | 5 | 2 | 2 | 3 | 4 | 1 | 1 | 0 | 0 | 0
PG&E NGBA | Lambie | 230 | Lambie | 2 |  | 0 | 0 | 0 | 0 |  | 0 |  | N/A | N/A | N/A | N/A | N/A | N/A | N/A | N/A | 0 | 0 | 0 | 0 |  | 0 | 10 | 1 | 1 | 1 | 2 | 3 | 1 | 1 | 1 | 2 | 1 | 1 | 0 | 0 | 0
PG&E GBA | Lammers | 115 | Lammers | 1 |  | 0 | 0 | 0 | 0 |  | 0 |  | N/A | N/A | N/A | N/A | N/A | N/A | N/A | N/A | 0 | 0 | 0 | 0 |  | 0 | 10 | 1 | 1 | 1 | 1 | 3 | 2 | 1 | 1 | 2 | 1 | 1 | 0 | 0 | 0
PG&E KERN | Lamont | 115 | Lamont | 1 |  | 0 | 0 | 0 | 0 |  | 0 |  | N/A | N/A | N/A | N/A | N/A | N/A | N/A | N/A | 100 | 31.2 | 0 | 0 |  | 131.2 | 10 | 1 | 1 | 2 | 1 | 1 | 1 | 1 | 1 | 1 | 1 | 1 | 0 | 0 | 0
PG&E FRESNO | Las Aguilas | 230 | Las Aguilas | 2 |  | 0 | 0 | 0 | 0 |  | 0 |  | N/A | N/A | N/A | N/A | N/A | N/A | N/A | N/A | 0 | 0 | 0 | 0 |  | 0 | 10 | 1 | 1 | 1 | 2 | 5 | 3 | 1 | 1 | 3 | 3 | 1 | 0 | 0 | 0
EOP | Lathrop | 138 | Lathrop | 2 | OOS | 0 | 0 | 0 | 0 |  | 0 | 20 | 3 | N/A | N/A | N/A | N/A | N/A | N/A | N/A | 0 | 0 | 0 | 0 |  | 0 | 10 | 1 | N/A | N/A | 2 | N/A | N/A | N/A | N/A | N/A | N/A | N/A | 0 | 0 | 0
EOP | Lathrop | 230 | Lathrop | 2 | OOS | 150 | 0 | 0 | 0 |  | 150 | 20 | 3 | N/A | N/A | N/A | N/A | N/A | N/A | N/A | 0 | 560 | 0 | 0 |  | 560 | 10 | 1 | N/A | N/A | 2 | N/A | N/A | N/A | N/A | N/A | N/A | N/A | 0 | 0 | 0
PG&E FRESNO | Le Grand | 115 | Le Grand | 1 |  | 0 | 0 | 0 | 0 |  | 0 |  | N/A | N/A | N/A | N/A | N/A | N/A | N/A | N/A | 0 | 0 | 0 | 0 |  | 0 | 10 | 1 | 1 | 1 | 1 | 2 | 1 | 1 | 1 | 2 | 1 | 1 | 0 | 0 | 0
PG&E FRESNO | Lemoore | 70 | Lemoore | 1 |  | 0 | 0 | 0 | 0 |  | 0 |  | N/A | N/A | N/A | N/A | N/A | N/A | N/A | N/A | 0 | 0 | 0 | 0 |  | 0 | 10 | 1 | 1 | 1 | 1 | 1 | 1 | 1 | 1 | 1 | 1 | 1 | 0 | 0 | 0
PG&E KERN | Lerdo | 115 | Lerdo | 1 |  | 0 | 0 | 0 | 0 |  | 0 |  | N/A | N/A | N/A | N/A | N/A | N/A | N/A | N/A | 0 | 0 | 0 | 0 |  | 0 | 10 | 1 | 1 | 2 | 1 | 2 | 1 | 1 | 1 | 1 | 1 | 1 | 0 | 0 | 0
SCE Metro | Lewis | 230 | Lewis | 2 |  | 0 | 0 | 0 | 0 |  | 0 |  | N/A | N/A | N/A | N/A | N/A | N/A | N/A | N/A | 0 | 0 | 0 | 0 |  | 0 | 10 | 1 | 1 | 1 | 2 | 2 | 1 | 1 | 1 | 1 | 1 | 1 | 0 | 0 | 0
SCE Metro | Lighthipe | 230 | Lighthipe | 2 |  | 0 | 0 | 0 | 0 |  | 0 |  | N/A | N/A | N/A | N/A | N/A | N/A | N/A | N/A | 0 | 0 | 0 | 0 |  | 0 | 10 | 1 | 1 | 1 | 2 | 1 | 1 | 1 | 1 | 1 | 1 | 1 | 0 | 0 | 0
SDGE | Lilac | 69 | Lilac | 2 |  | 0 | 0 | 0 | 0 |  | 0 |  | N/A | N/A | N/A | N/A | N/A | N/A | N/A | N/A | 0 | 0 | 0 | 0 |  | 0 | 10 | 1 | 1 | 1 | 2 | 5 | 1 | 1 | 1 | 2 | 1 | 1 | 0 | 0 | 0
PG&E NGBA | Lincoln | 115 | Lincoln | 2 |  | 0 | 0 | 0 | 0 |  | 0 |  | N/A | N/A | N/A | N/A | N/A | N/A | N/A | N/A | 0 | 0 | 0 | 0 |  | 0 | 10 | 1 | 1 | 1 | 2 | 3 | 2 | 1 | 1 | 2 | 1 | 1 | 0 | 0 | 0
PG&E KERN | Live Oak | 115 | Live Oak | 1 |  | 0 | 0 | 0 | 0 |  | 0 |  | N/A | N/A | N/A | N/A | N/A | N/A | N/A | N/A | 100 | 0 | 0 | 0 |  | 100 | 10 | 1 | 2 | 1 | 1 | 1 | 1 | 1 | 1 | 1 | 1 | 1 | 0 | 0 | 0
PG&E GBA | Llagas | 115 | Llagas | 2 |  | 0 | 0 | 0 | 0 |  | 0 |  | N/A | N/A | N/A | N/A | N/A | N/A | N/A | N/A | 0 | 0 | 0 | 0 |  | 0 | 10 | 1 | 1 | 1 | 2 | 3 | 2 | 1 | 1 | 2 | 1 | 1 | 0 | 0 | 0
PG&E GBA | Lockeford | 115 | Lockeford | 1 |  | 0 | 0 | 0 | 0 |  | 0 |  | N/A | N/A | N/A | N/A | N/A | N/A | N/A | N/A | 0 | 0 | 0 | 0 |  | 0 | 10 | 1 | 2 | 1 | 1 | 1 | 1 | 1 | 1 | 1 | 1 | 1 | 0 | 0 | 0
PG&E GBA | Lockeford | 230 | Lockeford | 1 |  | 0 | 0 | 0 | 0 |  | 0 |  | N/A | N/A | N/A | N/A | N/A | N/A | N/A | N/A | 0 | 200 | 0 | 0 |  | 200 | 10 | 1 | 2 | 1 | 1 | 1 | 1 | 1 | 1 | 1 | 1 | 1 | 0 | 0 | 0
PG&E GBA | Lockeford | 60 | Lockeford | 1 |  | 0 | 0 | 0 | 0 |  | 0 |  | N/A | N/A | N/A | N/A | N/A | N/A | N/A | N/A | 0 | 0 | 0 | 0 |  | 0 | 10 | 1 | 2 | 1 | 1 | 1 | 1 | 1 | 1 | 1 | 1 | 1 | 0 | 0 | 0
PG&E GBA | Lodi | 230 | Lodi | 1 |  | 0 | 0 | 0 | 0 |  | 0 |  | N/A | N/A | N/A | N/A | N/A | N/A | N/A | N/A | 0 | 0 | 0 | 0 |  | 0 | 10 | 1 | 1 | 2 | 1 | 1 | 1 | 1 | 1 | 1 | 1 | 1 | 0 | 0 | 0
PG&E NGBA | Logan Creek | 230 | Logan Creek | 2 |  | 0 | 0 | 0 | 0 |  | 0 |  | N/A | N/A | N/A | N/A | N/A | N/A | N/A | N/A | 0 | 0 | 0 | 0 |  | 0 | 10 | 1 | 1 | 1 | 2 | 2 | 1 | 1 | 1 | 1 | 1 | 1 | 0 | 0 | 0
PG&E GBA | Lone Tree | 230 | Lone Tree | 2 |  | 0 | 0 | 0 | 0 |  | 0 |  | N/A | N/A | N/A | N/A | N/A | N/A | N/A | N/A | 0 | 0 | 0 | 0 |  | 0 | 10 | 1 | 1 | 1 | 2 | 3 | 1 | 2 | 2 | 2 | 1 | 1 | 0 | 0 | 0
PG&E FRESNO | Los Banos | 230 | Los Banos | 1 |  | 0 | 69.3 | 0 | 0 |  | 69.3 | 30 | 5 | 5 | 5 | 2 | 2 | 5 | 5 | 2 | 100 | 0 | 0 | 0 |  | 100 | 10 | 1 | 1 | 1 | 1 | 3 | 2 | 1 | 1 | 2 | 1 | 1 | 10 | 0 | 10 | EGS
PG&E FRESNO | Los Banos | 500 | Los Banos | 1 |  | 0 | 0 | 0 | 0 |  | 0 | 30 | 5 | 5 | 5 | 2 | 2 | 5 | 5 | 2 | 100 | 0 | 0 | 0 |  | 100 | 10 | 1 | 1 | 1 | 1 | 3 | 2 | 1 | 1 | 2 | 1 | 1 | 0 | 0 | 0
SDGE | Los Coches | 138 | Los Coches | 2 |  | 0 | 0 | 0 | 0 |  | 0 |  | N/A | N/A | N/A | N/A | N/A | N/A | N/A | N/A | 0 | 0 | 0 | 0 |  | 0 | 10 | 1 | 1 | 1 | 2 | 5 | 2 | 1 | 2 | 3 | 1 | 1 | 0 | 0 | 0
SDGE | Los Coches | 69 | Los Coches | 2 |  | 0 | 0 | 0 | 0 |  | 0 |  | N/A | N/A | N/A | N/A | N/A | N/A | N/A | N/A | 0 | 0 | 0 | 0 |  | 0 | 10 | 1 | 1 | 1 | 2 | 5 | 2 | 1 | 2 | 3 | 1 | 1 | 0 | 0 | 0
PG&E GBA | Los Esteros | 115 | Los Esteros | 2 |  | 0 | 0 | 0 | 0 |  | 0 |  | N/A | N/A | N/A | N/A | N/A | N/A | N/A | N/A | 0 | 0 | 0 | 0 |  | 0 | 10 | 1 | 1 | 1 | 2 | 5 | 1 | 1 | 1 | 2 | 2 | 1 | 0 | 0 | 0
PG&E GBA | Los Esteros | 230 | Los Esteros | 2 |  | 0 | 0 | 0 | 0 |  | 0 |  | N/A | N/A | N/A | N/A | N/A | N/A | N/A | N/A | 0 | 0 | 0 | 0 |  | 0 | 10 | 1 | 1 | 1 | 2 | 5 | 1 | 1 | 1 | 2 | 2 | 1 | 0 | 0 | 0
PG&E GBA | Los Positas | 230 | Los Positas | 2 |  | 0 | 0 | 0 | 0 |  | 0 |  | N/A | N/A | N/A | N/A | N/A | N/A | N/A | N/A | 0 | 0 | 0 | 0 |  | 0 | 10 | 1 | 1 | 1 | 2 | 5 | 2 | 2 | 3 | 3 | 1 | 1 | 0 | 0 | 0
PG&E GBA | Los Positas | 60 | Los Positas | 2 |  | 0 | 0 | 0 | 0 |  | 0 |  | N/A | N/A | N/A | N/A | N/A | N/A | N/A | N/A | 0 | 0 | 0 | 0 |  | 0 | 10 | 1 | 1 | 1 | 2 | 5 | 2 | 2 | 3 | 3 | 1 | 1 | 0 | 0 | 0
SDGE | Loveland | 69 | Loveland | 2 |  | 0 | 0 | 0 | 0 |  | 0 |  | N/A | N/A | N/A | N/A | N/A | N/A | N/A | N/A | 0 | 0 | 0 | 0 |  | 0 | 10 | 1 | 1 | 1 | 2 | 5 | 1 | 1 | 2 | 3 | 1 | 1 | 0 | 0 | 0
SCE NOL | Lugo | 230 | Lugo | 2 |  | 0 | 0 | 0 | 0 |  | 0 | 20 | 1 | 3 | 2 | 1 | 1 | 3 | 1 | 1 | 165 | 0 | 0 | 0 |  | 165 | 10 | 2 | 1 | 1 | 2 | 3 | 1 | 3 | 2 | 3 | 1 | 1 | 0 | 0 | 0
SCE Metro | Lugo | 500 | Lugo | 2 | OOS | 0 | 0 | 0 | 0 |  | 0 | 20 | #N/A | N/A | N/A | N/A | N/A | N/A | N/A | N/A | 0 | 0 | 0 | 0 |  | 0 | 10 | #N/A | N/A | N/A | 2 | N/A | N/A | N/A | N/A | N/A | N/A | N/A | 203 | 0 | 203 | OOS | N/A | N/A | N/A | N/A | N/A | N/A | N/A | N/A
PG&E FRESNO | Madera | 70 | Madera | 1 |  | 0 | 0 | 0 | 0 |  | 0 |  | N/A | N/A | N/A | N/A | N/A | N/A | N/A | N/A | 0 | 0 | 0 | 0 |  | 0 | 10 | 1 | 1 | 2 | 1 | 2 | 1 | 1 | 1 | 1 | 1 | 1 | 0 | 0 | 0
PG&E NGBA | Madison | 115 | Madison | 2 |  | 0 | 0 | 0 | 0 |  | 0 | 20 | 1 | 5 | 3 | 1 | 1 | 3 | 3 | 1 | 0 | 13 | 0 | 0 |  | 13 | 5 | 1 | 1 | 2 | 2 | 1 | 3 | 1 | 1 | 3 | 1 | 1 | 0 | 0 | 0
PG&E KERN | Magunden | 115 | Magunden | 1 |  | 0 | 0 | 0 | 0 |  | 0 |  | N/A | N/A | N/A | N/A | N/A | N/A | N/A | N/A | 100 | 0 | 0 | 0 |  | 100 | 10 | 1 | 2 | 1 | 1 | 2 | 1 | 1 | 1 | 2 | 1 | 1 | 0 | 0 | 0
SCE Northern | Magunden | 230 | Magunden | 1 |  | 0 | 0 | 0 | 0 |  | 0 |  | N/A | N/A | N/A | N/A | N/A | N/A | N/A | N/A | 100 | 0 | 0 | 0 |  | 100 | 10 | 1 | 2 | 1 | 1 | 2 | 1 | 1 | 1 | 2 | 1 | 1 | 0 | 0 | 0
PG&E FRESNO | Malaga | 115 | Malaga | 1 |  | 0 | 0 | 0 | 0 |  | 0 |  | N/A | N/A | N/A | N/A | N/A | N/A | N/A | N/A | 0 | 0 | 0 | 0 |  | 0 | 10 | 1 | 1 | 2 | 1 | 1 | 1 | 1 | 1 | 1 | 1 | 1 | 0 | 0 | 0
PG&E NGBA | Malin | 500 | Malin | 2 |  | 0 | 0 | 0 | 0 |  | 0 |  | N/A | N/A | N/A | N/A | N/A | N/A | N/A | N/A | 0 | 0 | 0 | 0 |  | 0 | 10 | 1 | 1 | 1 | 2 | 1 | 2 | 1 | 1 | 2 | 1 | 1 | 1383.8 | 0 | -201.2 | Glass Mountain | 1 | 1 | 3 | 1 | 1 | 3 | 5 | 1
SCE Northern | Mandalay | 230 | Mandalay | 1 |  | 0 | 0 | 0 | 0 |  | 0 |  | N/A | N/A | N/A | N/A | N/A | N/A | N/A | N/A | 0 | 0 | 0 | 0 |  | 0 | 10 | 1 | 1 | 1 | 1 | 1 | 1 | 1 | 1 | 1 | 1 | 1 | 0 | 0 | 0
PG&E FRESNO | Manning | 230 | Manning | 1 |  | 0 | 0 | 0 | 0 |  | 0 |  | N/A | N/A | N/A | N/A | N/A | N/A | N/A | N/A | 100 | 0 | 0 | 0 |  | 100 | 10 | 4 | 3 | 3 | 1 | 1 | 2 | 1 | 2 | 2 | 1 | 1 | 0 | 0 | 0
PG&E FRESNO | Manning | 500 | Manning | 1 |  | 0 | 0 | 0 | 0 |  | 0 |  | N/A | N/A | N/A | N/A | N/A | N/A | N/A | N/A | 1591 | 278.6 | 0 | 0 |  | 1869.6 | 10 | 4 | 3 | 3 | 1 | 1 | 2 | 1 | 2 | 2 | 1 | 1 | 0 | 0 | 0
PG&E GBA | Manteca | 115 | Manteca | 1 |  | 0 | 0 | 0 | 0 |  | 0 |  | N/A | N/A | N/A | N/A | N/A | N/A | N/A | N/A | 0 | 0 | 0 | 0 |  | 0 | 10 | 1 | 1 | 2 | 1 | 1 | 1 | 1 | 1 | 1 | 1 | 1 | 0 | 0 | 0
SDGE | Margarita | 138 | Margarita | 2 |  | 0 | 0 | 0 | 0 |  | 0 |  | N/A | N/A | N/A | N/A | N/A | N/A | N/A | N/A | 94 | 0 | 0 | 0 |  | 94 | 10 | 2 | 2 | 1 | 2 | 5 | 1 | 2 | 2 | 3 | 2 | 1 | 0 | 0 | 0
PG&E GBA | Martin | 230 | Martin | 2 |  | 0 | 0 | 0 | 0 |  | 0 |  | N/A | N/A | N/A | N/A | N/A | N/A | N/A | N/A | 0 | 0 | 0 | 0 |  | 0 | 10 | 1 | 1 | 1 | 2 | 1 | 1 | 1 | 1 | 1 | 1 | 1 | 0 | 0 | 0
PG&E GBA | Martin | 115 | Martin | 2 |  | 0 | 0 | 0 | 0 |  | 0 |  | N/A | N/A | N/A | N/A | N/A | N/A | N/A | N/A | 0 | 0 | 0 | 0 |  | 0 | 10 | 1 | 1 | 1 | 2 | 1 | 1 | 1 | 1 | 1 | 1 | 1 | 0 | 0 | 0
PG&E GBA | Martinez | 115 | Martinez | 2 |  | 0 | 0 | 0 | 0 |  | 0 |  | N/A | N/A | N/A | N/A | N/A | N/A | N/A | N/A | 0 | 0 | 0 | 0 |  | 0 | 10 | 1 | 1 | 1 | 2 | 2 | 1 | 1 | 2 | 3 | 1 | 1 | 0 | 0 | 0
PG&E FRESNO | Mc Mullin | 230 | Mc Mullin | 1 |  | 0 | 0 | 0 | 0 |  | 0 |  | N/A | N/A | N/A | N/A | N/A | N/A | N/A | N/A | 0 | 0 | 0 | 0 |  | 0 | 10 | 1 | 1 | 1 | 1 | 1 | 1 | 1 | 1 | 1 | 1 | 1 | 0 | 0 | 0
PG&E FRESNO | McCall | 115 | McCall | 1 |  | 0 | 0 | 0 | 0 |  | 0 |  | N/A | N/A | N/A | N/A | N/A | N/A | N/A | N/A | 0 | 0 | 0 | 0 |  | 0 | 10 | 1 | 1 | 2 | 1 | 1 | 1 | 1 | 1 | 1 | 1 | 1 | 0 | 0 | 0
PG&E FRESNO | McCall | 230 | McCall | 1 |  | 0 | 0 | 0 | 0 |  | 0 |  | N/A | N/A | N/A | N/A | N/A | N/A | N/A | N/A | 0 | 0 | 0 | 0 |  | 0 | 10 | 1 | 1 | 2 | 1 | 1 | 1 | 1 | 1 | 1 | 1 | 1 | 0 | 0 | 0
PG&E GBA | Meadow Lane | 115 | Meadow Lane | 2 |  | 0 | 0 | 0 | 0 |  | 0 |  | N/A | N/A | N/A | N/A | N/A | N/A | N/A | N/A | 0 | 0 | 0 | 0 |  | 0 | 10 | 1 | 1 | 1 | 2 | 3 | 1 | 2 | 2 | 3 | 1 | 1 | 0 | 0 | 0
PG&E GBA | Melones | 115 | Melones | 2 |  | 0 | 0 | 0 | 0 |  | 0 |  | N/A | N/A | N/A | N/A | N/A | N/A | N/A | N/A | 0 | 0 | 0 | 0 |  | 0 | 10 | 1 | 1 | 1 | 2 | 5 | 2 | 1 | 2 | 3 | 2 | 1 | 0 | 0 | 0
PG&E GBA | Melones | 230 | Melones | 2 |  | 0 | 0 | 0 | 0 |  | 0 |  | N/A | N/A | N/A | N/A | N/A | N/A | N/A | N/A | 0 | 0 | 0 | 0 |  | 0 | 10 | 1 | 1 | 1 | 2 | 5 | 2 | 1 | 2 | 3 | 2 | 1 | 0 | 0 | 0
SDGE | Melrose | 69 | Melrose | 2 |  | 0 | 0 | 0 | 0 |  | 0 |  | N/A | N/A | N/A | N/A | N/A | N/A | N/A | N/A | 0 | 0 | 0 | 0 |  | 0 | 10 | 1 | 1 | 1 | 2 | 2 | 3 | 1 | 2 | 3 | 1 | 1 | 0 | 0 | 0
PG&E NGBA | Mendocino | 115 | Mendocino | 2 |  | 0 | 0 | 0 | 0 |  | 0 |  | N/A | N/A | N/A | N/A | N/A | N/A | N/A | N/A | 0 | 0 | 0 | 0 |  | 0 | 10 | 1 | 1 | 1 | 2 | 3 | 1 | 1 | 1 | 2 | 1 | 1 | 0 | 0 | 0
PG&E NGBA | Mendocino | 60 | Mendocino | 2 |  | 0 | 0 | 0 | 0 |  | 0 |  | N/A | N/A | N/A | N/A | N/A | N/A | N/A | N/A | 0 | 0 | 0 | 0 |  | 0 | 10 | 1 | 1 | 1 | 2 | 3 | 1 | 1 | 1 | 2 | 1 | 1 | 0 | 0 | 0
PG&E FRESNO | Mendota | 115 | Mendota | 1 |  | 0 | 0 | 0 | 0 |  | 0 |  | N/A | N/A | N/A | N/A | N/A | N/A | N/A | N/A | 0 | 0 | 0 | 0 |  | 0 | 10 | 1 | 1 | 1 | 1 | 1 | 1 | 1 | 1 | 1 | 1 | 1 | 0 | 0 | 0
PG&E GBA | Menlo | 60 | Menlo | 2 |  | 0 | 0 | 0 | 0 |  | 0 |  | N/A | N/A | N/A | N/A | N/A | N/A | N/A | N/A | 0 | 0 | 0 | 0 |  | 0 | 10 | 1 | 1 | 1 | 2 | 1 | 3 | 2 | 3 | 5 | 1 | 1 | 0 | 0 | 0
PG&E FRESNO | Merced | 115 | Merced | 1 |  | 0 | 0 | 0 | 0 |  | 0 |  | N/A | N/A | N/A | N/A | N/A | N/A | N/A | N/A | 0 | 0 | 0 | 0 |  | 0 | 10 | 1 | 1 | 1 | 1 | 1 | 2 | 1 | 1 | 3 | 1 | 1 | 0 | 0 | 0
EOP | Mercury | 138 | Mercury | 2 | OOS | 0 | 0 | 0 | 0 |  | 0 |  | N/A | N/A | N/A | N/A | N/A | N/A | N/A | N/A | 0 | 0 | 0 | 0 |  | 0 | 10 | 1 | N/A | N/A | 2 | N/A | N/A | N/A | N/A | N/A | N/A | N/A | 0 | 0 | 0
PG&E FRESNO | Mercy Springs | 70 | Mercy Springs | 1 |  | 0 | 0 | 0 | 0 |  | 0 |  | N/A | N/A | N/A | N/A | N/A | N/A | N/A | N/A | 0 | 75 | 0 | 0 |  | 75 | 5 | 1 | 1 | 1 | 1 | 2 | 2 | 1 | 1 | 2 | 1 | 1 | 0 | 0 | 0
PG&E NGBA | Meridian | 60 | Meridian | 2 |  | 0 | 0 | 0 | 0 |  | 0 |  | N/A | N/A | N/A | N/A | N/A | N/A | N/A | N/A | 0 | 0 | 0 | 0 |  | 0 | 10 | 1 | 1 | 2 | 2 | 1 | 1 | 1 | 2 | 3 | 1 | 1 | 0 | 0 | 0
PG&E KERN | Mesa (PGE) | 115 | Mesa (PGE) | 2 |  | 0 | 0 | 0 | 0 |  | 0 |  | N/A | N/A | N/A | N/A | N/A | N/A | N/A | N/A | 0 | 0 | 0 | 0 |  | 0 | 10 | 1 | 1 | 1 | 2 | 2 | 1 | 1 | 1 | 1 | 1 | 1 | 0 | 0 | 0
PG&E KERN | Mesa (PGE) | 230 | Mesa (PGE) | 2 |  | 0 | 0 | 0 | 0 |  | 0 |  | N/A | N/A | N/A | N/A | N/A | N/A | N/A | N/A | 0 | 0 | 0 | 0 |  | 0 | 10 | 1 | 1 | 1 | 2 | 2 | 1 | 1 | 1 | 1 | 1 | 1 | 0 | 0 | 0
SCE Metro | Mesa (SCE) | 230 | Mesa (SCE) | 2 |  | 0 | 0 | 0 | 0 |  | 0 |  | N/A | N/A | N/A | N/A | N/A | N/A | N/A | N/A | 0 | 0 | 0 | 0 |  | 0 | 10 | 1 | 1 | 1 | 2 | 1 | 1 | 1 | 1 | 1 | 1 | 1 | 0 | 0 | 0
SCE Metro | Mesa (SCE) | 500 | Mesa (SCE) | 2 |  | 0 | 0 | 0 | 0 |  | 0 |  | N/A | N/A | N/A | N/A | N/A | N/A | N/A | N/A | 0 | 0 | 0 | 0 |  | 0 | 10 | 1 | 1 | 1 | 2 | 1 | 1 | 1 | 1 | 1 | 1 | 1 | 0 | 0 | 0
SDGE | Mesa Heights | 69 | Mesa Heights | 2 |  | 0 | 0 | 0 | 0 |  | 0 |  | N/A | N/A | N/A | N/A | N/A | N/A | N/A | N/A | 0 | 0 | 0 | 0 |  | 0 | 10 | 1 | 1 | 1 | 2 | 1 | 1 | 1 | 2 | 3 | 1 | 1 | 0 | 0 | 0
PG&E GBA | Metcalf | 115 | Metcalf | 2 |  | 0 | 0 | 0 | 0 |  | 0 |  | N/A | N/A | N/A | N/A | N/A | N/A | N/A | N/A | 0 | 0 | 0 | 0 |  | 0 | 10 | 1 | 1 | 1 | 2 | 5 | 3 | 1 | 1 | 3 | 2 | 1 | 0 | 0 | 0
PG&E GBA | Metcalf | 230 | Metcalf | 2 |  | 0 | 0 | 0 | 0 |  | 0 |  | N/A | N/A | N/A | N/A | N/A | N/A | N/A | N/A | 0 | 0 | 0 | 0 |  | 0 | 10 | 1 | 1 | 1 | 2 | 5 | 3 | 1 | 1 | 3 | 2 | 1 | 0 | 0 | 0
PG&E GBA | Metcalf | 500 | Metcalf | 2 |  | 0 | 0 | 0 | 0 |  | 0 |  | N/A | N/A | N/A | N/A | N/A | N/A | N/A | N/A | 0 | 0 | 0 | 0 |  | 0 | 10 | 1 | 1 | 1 | 2 | 5 | 3 | 1 | 1 | 3 | 2 | 1 | 0 | 0 | 0
PG&E KERN | Midway | 115 | Midway | 1 |  | 0 | 0 | 0 | 0 |  | 0 | 20 | 1 | 1 | 1 | 1 | 1 | 1 | 1 | 1 | 0 | 0 | 0 | 0 |  | 0 | 15 | 1 | 1 | 2 | 1 | 1 | 1 | 1 | 2 | 2 | 1 | 1 | 0 | 0 | 0
PG&E KERN | Midway | 230 | Midway | 1 |  | 0 | 0 | 0 | 0 |  | 0 | 20 | 1 | 1 | 1 | 1 | 1 | 1 | 1 | 1 | 0 | 0 | 0 | 0 |  | 0 | 10 | 2 | 1 | 2 | 1 | 1 | 1 | 1 | 2 | 2 | 1 | 1 | 0 | 0 | 0
PG&E KERN | Midway | 500 | Midway | 1 |  | 0 | 0 | 0 | 0 |  | 0 | 20 | 1 | 1 | 1 | 1 | 1 | 1 | 1 | 1 | 400 | 160 | 0 | 0 |  | 560 | 15 | 1 | 1 | 2 | 1 | 1 | 1 | 1 | 2 | 2 | 1 | 1 | 0 | 0 | 0
SDGE | Miguel | 230 | Miguel | 2 |  | 0 | 0 | 0 | 0 |  | 0 |  | N/A | N/A | N/A | N/A | N/A | N/A | N/A | N/A | 0 | 0 | 0 | 0 |  | 0 | 10 | 1 | 1 | 1 | 2 | 3 | 1 | 3 | 4 | 5 | 1 | 1 | 0 | 0 | 0
SDGE | Miguel | 500 | Miguel | 2 |  | 0 | 0 | 0 | 0 |  | 0 |  | N/A | N/A | N/A | N/A | N/A | N/A | N/A | N/A | 0 | 0 | 0 | 0 |  | 0 | 10 | 1 | 1 | 1 | 2 | 3 | 1 | 3 | 4 | 5 | 1 | 1 | 0 | 0 | 0
SDGE | Miguel | 69 | Miguel | 2 |  | 0 | 0 | 0 | 0 |  | 0 |  | N/A | N/A | N/A | N/A | N/A | N/A | N/A | N/A | 0 | 0 | 0 | 0 |  | 0 | 10 | 1 | 1 | 1 | 2 | 3 | 1 | 3 | 4 | 5 | 1 | 1 | 0 | 0 | 0
PG&E GBA | Millbrae | 115 | Millbrae | 2 |  | 0 | 0 | 0 | 0 |  | 0 |  | N/A | N/A | N/A | N/A | N/A | N/A | N/A | N/A | 0 | 0 | 0 | 0 |  | 0 | 10 | 1 | 1 | 1 | 2 | 1 | 1 | 2 | 3 | 4 | 1 | 1 | 0 | 0 | 0
PG&E GBA | Miller | 115 | Miller | 1 |  | 0 | 0 | 0 | 0 |  | 0 |  | N/A | N/A | N/A | N/A | N/A | N/A | N/A | N/A | 0 | 0 | 0 | 0 |  | 0 | 10 | 1 | 1 | 1 | 1 | 3 | 1 | 1 | 1 | 1 | 1 | 1 | 100 | 0 | 100 | EGS
SCE Metro | Mira Loma | 230 | Mira Loma | 2 |  | 0 | 0 | 0 | 0 |  | 0 |  | N/A | N/A | N/A | N/A | N/A | N/A | N/A | N/A | 0 | 0 | 0 | 0 |  | 0 | 10 | 1 | 1 | 1 | 2 | 2 | 1 | 1 | 1 | 1 | 1 | 1 | 0 | 0 | 0
SCE Metro | Mira Loma | 500 | Mira Loma | 2 |  | 0 | 0 | 0 | 0 |  | 0 |  | N/A | N/A | N/A | N/A | N/A | N/A | N/A | N/A | 0 | 0 | 0 | 0 |  | 0 | 10 | 1 | 1 | 1 | 2 | 2 | 1 | 1 | 1 | 1 | 1 | 1 | 0 | 0 | 0
SCE Eastern | Mirage | 115 | Mirage | 2 |  | 0 | 0 | 0 | 0 |  | 0 |  | N/A | N/A | N/A | N/A | N/A | N/A | N/A | N/A | 0 | 0 | 0 | 0 |  | 0 | 10 | 1 | 1 | 1 | 2 | 1 | 1 | 1 | 1 | 1 | 1 | 1 | 0 | 0 | 0
SCE Eastern | Mirage | 230 | Mirage | 2 |  | 0 | 0 | 0 | 0 |  | 0 | 10 | 1 | 1 | 1 | 1 | 1 | 1 | 1 | 1 | 0 | 0 | 0 | 0 |  | 0 | 10 | 1 | 1 | 1 | 2 | 1 | 1 | 1 | 1 | 1 | 1 | 1 | 1347 | 0 | 1347 | Salton Sea | 1 | 1 | 1 | 2 | 2 | 2 | 1 | 1
SDGE | Mission | 138 | Mission | 2 |  | 0 | 0 | 0 | 0 |  | 0 |  | N/A | N/A | N/A | N/A | N/A | N/A | N/A | N/A | 0 | 0 | 0 | 0 |  | 0 | 10 | 1 | 1 | 1 | 2 | 1 | 1 | 1 | 2 | 3 | 1 | 1 | 0 | 0 | 0
SDGE | Mission | 230 | Mission | 2 |  | 0 | 0 | 0 | 0 |  | 0 |  | N/A | N/A | N/A | N/A | N/A | N/A | N/A | N/A | 0 | 0 | 0 | 0 |  | 0 | 10 | 1 | 1 | 1 | 2 | 1 | 1 | 1 | 2 | 3 | 1 | 1 | 0 | 0 | 0
SDGE | Mission | 69 | Mission | 2 |  | 0 | 0 | 0 | 0 |  | 0 |  | N/A | N/A | N/A | N/A | N/A | N/A | N/A | N/A | 0 | 0 | 0 | 0 |  | 0 | 10 | 1 | 1 | 1 | 2 | 1 | 1 | 1 | 2 | 3 | 1 | 1 | 0 | 0 | 0
PG&E GBA | Mi-Wuk | 115 | Mi-Wuk | 2 |  | 0 | 0 | 0 | 0 |  | 0 |  | N/A | N/A | N/A | N/A | N/A | N/A | N/A | N/A | 0 | 0 | 0 | 0 |  | 0 | 10 | 1 | 1 | 1 | 2 | 5 | 1 | 1 | 2 | 2 | 1 | 1 | 0 | 0 | 0
EOP | Mohave | 500 | Mohave | 2 | OOS | 100 | 0 | 0 | 0 |  | 100 | 20 | 3 | N/A | N/A | N/A | N/A | N/A | N/A | N/A | 0 | 0 | 0 | 0 |  | 0 | 10 | 1 | N/A | N/A | 2 | N/A | N/A | N/A | N/A | N/A | N/A | N/A | 0 | 0 | 0
PG&E NGBA | Monroe | 115 | Monroe | 2 |  | 0 | 0 | 0 | 0 |  | 0 |  | N/A | N/A | N/A | N/A | N/A | N/A | N/A | N/A | 0 | 0 | 0 | 0 |  | 0 | 10 | 1 | 1 | 1 | 2 | 1 | 1 | 2 | 3 | 3 | 1 | 1 | 0 | 0 | 0
SDGE | Monserate | 69 | Monserate | 2 |  | 0 | 0 | 0 | 0 |  | 0 |  | N/A | N/A | N/A | N/A | N/A | N/A | N/A | N/A | 0 | 0 | 0 | 0 |  | 0 | 10 | 1 | 1 | 1 | 2 | 4 | 3 | 1 | 1 | 3 | 1 | 1 | 0 | 0 | 0
PG&E GBA | Monta Vista | 115 | Monta Vista | 2 |  | 0 | 0 | 0 | 0 |  | 0 |  | N/A | N/A | N/A | N/A | N/A | N/A | N/A | N/A | 0 | 0 | 0 | 0 |  | 0 | 10 | 1 | 1 | 1 | 2 | 1 | 3 | 1 | 2 | 4 | 1 | 1 | 0 | 0 | 0
PG&E GBA | Monta Vista | 230 | Monta Vista | 2 |  | 0 | 0 | 0 | 0 |  | 0 |  | N/A | N/A | N/A | N/A | N/A | N/A | N/A | N/A | 0 | 0 | 0 | 0 |  | 0 | 10 | 1 | 1 | 1 | 2 | 1 | 3 | 1 | 2 | 4 | 1 | 1 | 0 | 0 | 0
PG&E GBA | Monta Vista | 60 | Monta Vista | 2 |  | 0 | 0 | 0 | 0 |  | 0 |  | N/A | N/A | N/A | N/A | N/A | N/A | N/A | N/A | 0 | 0 | 0 | 0 |  | 0 | 10 | 1 | 1 | 1 | 2 | 1 | 3 | 1 | 2 | 4 | 1 | 1 | 0 | 0 | 0
PG&E NGBA | Monticello | 115 | Monticello | 2 |  | 0 | 0 | 0 | 0 |  | 0 |  | N/A | N/A | N/A | N/A | N/A | N/A | N/A | N/A | 0 | 0 | 0 | 0 |  | 0 | 10 | 1 | 1 | 1 | 2 | 3 | 3 | 1 | 1 | 3 | 2 | 1 | 0 | 0 | 0
SCE Northern | Moorpark | 230 | Moorpark | 1 |  | 0 | 0 | 0 | 0 |  | 0 |  | N/A | N/A | N/A | N/A | N/A | N/A | N/A | N/A | 0 | 0 | 0 | 0 |  | 0 | 10 | 1 | 1 | 1 | 1 | 2 | 1 | 1 | 1 | 1 | 1 | 1 | 0 | 0 | 0
SCE Northern | Moorpark | 66 | Moorpark | 1 |  | 0 | 0 | 0 | 0 |  | 0 |  | N/A | N/A | N/A | N/A | N/A | N/A | N/A | N/A | 0 | 0 | 0 | 0 |  | 0 | 10 | 1 | 1 | 1 | 1 | 2 | 1 | 1 | 1 | 1 | 1 | 1 | 0 | 0 | 0
PG&E GBA | Moraga | 115 | Moraga | 2 |  | 0 | 0 | 0 | 0 |  | 0 |  | N/A | N/A | N/A | N/A | N/A | N/A | N/A | N/A | 0 | 0 | 0 | 0 |  | 0 | 10 | 1 | 1 | 1 | 2 | 3 | 2 | 2 | 3 | 4 | 1 | 1 | 0 | 0 | 0
PG&E GBA | Moraga | 230 | Moraga | 2 |  | 0 | 0 | 0 | 0 |  | 0 |  | N/A | N/A | N/A | N/A | N/A | N/A | N/A | N/A | 0 | 0 | 0 | 0 |  | 0 | 10 | 1 | 1 | 1 | 2 | 3 | 2 | 2 | 3 | 4 | 1 | 1 | 0 | 0 | 0
PG&E GBA | Morgan Hill | 115 | Morgan Hill | 2 |  | 0 | 0 | 0 | 0 |  | 0 |  | N/A | N/A | N/A | N/A | N/A | N/A | N/A | N/A | 0 | 0 | 0 | 0 |  | 0 | 10 | 1 | 1 | 1 | 2 | 5 | 3 | 1 | 1 | 3 | 1 | 1 | 0 | 0 | 0
PG&E KERN | Morro Bay | 115 | Morro Bay | 2 |  | 0 | 0 | 0 | 0 |  | 0 |  | N/A | N/A | N/A | N/A | N/A | N/A | N/A | N/A | 0 | 0 | 0 | 0 |  | 0 | 10 | 5 | 3 | 5 | 2 | 5 | 4 | 2 | 3 | 5 | 4 | 2 | 0 | 0 | 0
PG&E KERN | Morro Bay | 230 | Morro Bay | 2 |  | 0 | 0 | 0 | 0 |  | 0 |  | N/A | N/A | N/A | N/A | N/A | N/A | N/A | N/A | 0 | 0 | 0 | 0 |  | 0 | 10 | 5 | 3 | 5 | 2 | 5 | 4 | 2 | 3 | 5 | 4 | 2 | 0 | 0 | 0
PG&E KERN | Morro Bay | 500 | Morro Bay | 2 |  | 0 | 0 | 0 | 0 |  | 0 |  | N/A | N/A | N/A | N/A | N/A | N/A | N/A | N/A | 600 | 1110 | 0 | 0 |  | 1710 | 10 | 5 | 3 | 5 | 2 | 5 | 4 | 2 | 3 | 5 | 4 | 2 | 0 | 0 | 0
PG&E GBA | Moss Landing | 115 | Moss Landing | 1 |  | 0 | 0 | 0 | 0 |  | 0 | 20 | 1 | 1 | 1 | 2 | 2 | 2 | 1 | 1 | 0 | 0 | 0 | 0 |  | 0 | 10 | 1 | 1 | 1 | 1 | 1 | 1 | 1 | 1 | 1 | 1 | 1 | 50 | 0 | 50 | EGS
PG&E GBA | Moss Landing | 230 | Moss Landing | 1 |  | 0 | 0 | 0 | 0 |  | 0 | 20 | 1 | 1 | 1 | 2 | 2 | 2 | 1 | 1 | 0 | 0 | 0 | 0 |  | 0 | 10 | 1 | 1 | 1 | 1 | 1 | 1 | 1 | 1 | 1 | 1 | 1 | 0 | 0 | 0
PG&E GBA | Moss Landing | 500 | Moss Landing | 1 |  | 0 | 0 | 0 | 0 |  | 0 | 20 | 1 | 1 | 1 | 2 | 2 | 2 | 1 | 1 | 0 | 0 | 0 | 0 |  | 0 | 10 | 1 | 1 | 1 | 1 | 1 | 1 | 1 | 1 | 1 | 1 | 1 | 0 | 0 | 0
EOP | Mountain Pass | 115 | Mountain Pass | 2 | OOS | 0 | 0 | 0 | 0 |  | 0 |  | N/A | N/A | N/A | N/A | N/A | N/A | N/A | N/A | 0 | 0 | 0 | 0 |  | 0 | 10 | #N/A | N/A | N/A | 2 | N/A | N/A | N/A | N/A | N/A | N/A | N/A | 0 | 0 | 0
PG&E GBA | Mountain View | 115 | Mountain View | 2 |  | 0 | 0 | 0 | 0 |  | 0 |  | N/A | N/A | N/A | N/A | N/A | N/A | N/A | N/A | 0 | 0 | 0 | 0 |  | 0 | 10 | 1 | 1 | 1 | 2 | 1 | 2 | 1 | 3 | 4 | 1 | 1 | 0 | 0 | 0
PG&E GBA | Mt Eden | 115 | Mt Eden | 2 |  | 0 | 0 | 0 | 0 |  | 0 |  | N/A | N/A | N/A | N/A | N/A | N/A | N/A | N/A | 0 | 0 | 0 | 0 |  | 0 | 10 | 1 | 1 | 1 | 2 | 3 | 2 | 1 | 2 | 3 | 1 | 1 | 0 | 0 | 0
PG&E KERN | Mt Poso | 115 | Mt Poso | 1 |  | 0 | 0 | 0 | 0 |  | 0 |  | N/A | N/A | N/A | N/A | N/A | N/A | N/A | N/A | 0 | 0 | 0 | 0 |  | 0 | 10 | 1 | 1 | 1 | 1 | 2 | 1 | 1 | 1 | 1 | 1 | 1 | 0 | 0 | 0
SDGE | Murray | 69 | Murray | 2 |  | 0 | 0 | 0 | 0 |  | 0 |  | N/A | N/A | N/A | N/A | N/A | N/A | N/A | N/A | 0 | 0 | 0 | 0 |  | 0 | 10 | 1 | 1 | 1 | 2 | 5 | 2 | 3 | 2 | 5 | 1 | 1 | 0 | 0 | 0
PG&E FRESNO | Mustang | 230 | Mustang | 1 |  | 0 | 0 | 0 | 0 |  | 0 |  | N/A | N/A | N/A | N/A | N/A | N/A | N/A | N/A | 0 | 0 | 0 | 0 |  | 0 | 10 | 1 | 1 | 1 | 1 | 1 | 1 | 1 | 1 | 1 | 1 | 1 | 0 | 0 | 0
SCE Northern | Neenach | 66 | Neenach | 2 |  | 0 | 0 | 0 | 0 |  | 0 |  | N/A | N/A | N/A | N/A | N/A | N/A | N/A | N/A | 0 | 0 | 0 | 0 |  | 0 | 10 | 1 | 1 | 1 | 2 | 2 | 1 | 1 | 1 | 2 | 1 | 1 | 0 | 0 | 0
PG&E KERN | New Sub - Gates - Midway (Proposed) | 230 | New Sub - Gates - Midway (Proposed) | 1 |  | 0 | 0 | 0 | 0 |  | 0 |  | N/A | N/A | N/A | N/A | N/A | N/A | N/A | N/A | 1900 | 440 | 0 | 0 |  | 2340 | 10 | 3 | 2 | 2 | 1 | 2 | 2 | 1 | 1 | 2 | 1 | 1 | 0 | 0 | 0
PG&E KERN | New Sub - Gates - Templeton (Proposed) | 230 | New Sub - Gates - Templeton (Proposed) | 1 |  | 0 | 0 | 0 | 0 |  | 0 |  | N/A | N/A | N/A | N/A | N/A | N/A | N/A | N/A | 0 | 600 | 0 | 0 |  | 600 | 10 | 2 | 1 | 2 | 1 | 2 | 2 | 1 | 1 | 2 | 1 | 1 | 0 | 0 | 0
SCE NOL | New Sub - Kramer - Lugo (Proposed) | 230 | New Sub - Kramer - Lugo (Proposed) | 2 |  | 0 | 0 | 0 | 0 |  | 0 |  | N/A | N/A | N/A | N/A | N/A | N/A | N/A | N/A | 0 | 0 | 0 | 0 |  | 0 | 10 | 1 | 1 | 1 | 2 | 1 | 1 | 1 | 1 | 2 | 1 | 1 | 0 | 0 | 0
PG&E FRESNO | New Sub - Los Banos - Midway (Proposed) | 500 | New Sub - Los Banos - Midway (Proposed) | 1 |  | 0 | 0 | 0 | 0 |  | 0 |  | N/A | N/A | N/A | N/A | N/A | N/A | N/A | N/A | 816 | 0 | 0 | 0 |  | 816 | 10 | 1 | 1 | 1 | 1 | 1 | 1 | 1 | 1 | 1 | 1 | 1 | 0 | 0 | 0
SCE NOL | New Sub - Lugo - Pisgah (Proposed) | 230 | New Sub - Lugo - Pisgah (Proposed) | 2 |  | 0 | 0 | 0 | 0 |  | 0 | 15 | 1 | 1 | 1 | 1 | 1 | 1 | 3 | 1 | 0 | 0 | 0 | 0 |  | 0 | 10 | 1 | 1 | 1 | 2 | 1 | 1 | 1 | 1 | 1 | 3 | 1 | 0 | 0 | 0
PG&E KERN | New Sub - Midway - Wheeler Ridge (Proposed) | 230 | New Sub - Midway - Wheeler Ridge (Proposed) | 1 |  | 0 | 0 | 0 | 0 |  | 0 |  | N/A | N/A | N/A | N/A | N/A | N/A | N/A | N/A | 1900 | 0 | 0 | 0 |  | 1900 | 10 | 4 | 2 | 2 | 1 | 1 | 1 | 2 | 2 | 2 | 1 | 1 | 0 | 0 | 0
PG&E NGBA | New Sub - Near existing Leavitt (PSREC) | 345 | Leavitt | 2 |  | 448 | 0 | 0 | 0 |  | 448 | 30 | 4 | 5 | 2 | 1 | 2 | 2 | 4 | 1 | 0 | 0 | 0 | 0 |  | 0 | 10 | 1 | 1 | 1 | 2 | 5 | 1 | 1 | 1 | 3 | 1 | 1 | 9 | 0 | 9 | Wendel - Amedee | 1 | 3 | 1 | 2 | 2 | 3 | 1 | 1
PG&E NGBA | New Sub - Near existing Madeline (NVE) | 345 | Madeline | 2 |  | 700 | 0 | 0 | 0 |  | 700 | 30 | 4 | 5 | 1 | 1 | 1 | 2 | 3 | 1 | 0 | 0 | 0 | 0 |  | 0 | 10 | 1 | 1 | 1 | 2 | 5 | 1 | 1 | 1 | 1 | 3 | 1 | 0 | 0 | 0
SDGE | New Sub - North Gila - IV (Proposed) | 500 | New Sub - North Gila - IV (Proposed) | 2 |  | 0 | 0 | 0 | 0 |  | 0 |  | N/A | N/A | N/A | N/A | N/A | N/A | N/A | N/A | 750 | 250 | 0 | 0 |  | 1000 | 10 | 4 | 2 | 5 | 2 | 1 | 2 | 2 | 2 | 2 | 2 | 2 | 0 | 0 | 0
PG&E NGBA | New Sub - Pit 1 - Cottonwood (Proposed) | 230 | New Sub - Pit 1 - Cottonwood (Proposed) | 2 |  | 0 | 0 | 0 | 0 |  | 0 | 15 | 1 | 5 | 2 | 1 | 1 | 3 | 1 | 1 | 0 | 0 | 0 | 0 |  | 0 | 10 | 1 | 1 | 1 | 2 | 5 | 2 | 1 | 1 | 2 | 1 | 1 | 0 | 0 | 0
PG&E GBA | New Sub - Rancho Seco - Bellota (Proposed) | 230 | New Sub - Rancho Seco - Bellota (Proposed) | 1 |  | 0 | 0 | 0 | 0 |  | 0 |  | N/A | N/A | N/A | N/A | N/A | N/A | N/A | N/A | 0 | 0 | 0 | 0 |  | 0 | 10 | 1 | 1 | 1 | 1 | 1 | 1 | 1 | 2 | 3 | 1 | 1 | 0 | 0 | 0
SDGE | New Sub - Suncrest - Ocotillo (Proposed) | 500 | New Sub - Suncrest - Ocotillo (Proposed) | 2 |  | 0 | 0 | 0 | 0 |  | 0 | 30 | 1 | 5 | 1 | 1 | 1 | 2 | 1 | 1 | 0 | 0 | 0 | 0 |  | 0 | 10 | 1 | 1 | 1 | 2 | 5 | 1 | 1 | 1 | 2 | 2 | 1 | 0 | 0 | 0
PG&E FRESNO | New Sub - Westley - Quinto (Proposed) | 230 | New Sub - Westley - Quinto (Proposed) | 1 |  | 0 | 0 | 0 | 0 |  | 0 |  | N/A | N/A | N/A | N/A | N/A | N/A | N/A | N/A | 0 | 0 | 0 | 0 |  | 0 | 10 | 1 | 1 | 1 | 1 | 3 | 3 | 1 | 1 | 3 | 1 | 1 | 80 | 0 | 80 | EGS
PG&E GBA | Newark | 115 | Newark | 2 |  | 0 | 0 | 0 | 0 |  | 0 |  | N/A | N/A | N/A | N/A | N/A | N/A | N/A | N/A | 0 | 0 | 0 | 0 |  | 0 | 10 | 1 | 1 | 1 | 2 | 5 | 2 | 1 | 3 | 3 | 1 | 1 | 0 | 0 | 0
PG&E GBA | Newark | 230 | Newark | 2 |  | 0 | 0 | 0 | 0 |  | 0 |  | N/A | N/A | N/A | N/A | N/A | N/A | N/A | N/A | 0 | 0 | 0 | 0 |  | 0 | 10 | 1 | 1 | 1 | 2 | 5 | 2 | 1 | 3 | 3 | 1 | 1 | 0 | 0 | 0
PG&E GBA | Newark | 60 | Newark | 2 |  | 0 | 0 | 0 | 0 |  | 0 |  | N/A | N/A | N/A | N/A | N/A | N/A | N/A | N/A | 0 | 0 | 0 | 0 |  | 0 | 10 | 1 | 1 | 1 | 2 | 5 | 2 | 1 | 3 | 3 | 1 | 1 | 0 | 0 | 0
PG&E FRESNO | Newhall | 115 | Newhall | 1 |  | 0 | 0 | 0 | 0 |  | 0 |  | N/A | N/A | N/A | N/A | N/A | N/A | N/A | N/A | 0 | 0 | 0 | 0 |  | 0 | 10 | 1 | 1 | 1 | 1 | 2 | 2 | 1 | 1 | 2 | 1 | 1 | 0 | 0 | 0
PG&E KERN | Norco | 115 | Norco | 1 |  | 0 | 0 | 0 | 0 |  | 0 | 15 | 1 | 1 | 1 | 1 | 1 | 1 | 1 | 1 | 0 | 0 | 0 | 0 |  | 0 | 10 | 1 | 1 | 1 | 1 | 1 | 1 | 2 | 3 | 3 | 1 | 1 | 0 | 0 | 0
PG&E GBA | Nortech | 115 | Nortech | 2 |  | 0 | 0 | 0 | 0 |  | 0 | 15 | 1 | 5 | 3 | 3 | 3 | 4 | 3 | 1 | 80 | 0 | 0 | 0 |  | 80 | 10 | 3 | 2 | 1 | 2 | 5 | 1 | 1 | 1 | 1 | 2 | 1 | 0 | 0 | 0
SDGE | North City Metering | 138 | North City Metering | 2 |  | 0 | 0 | 0 | 0 |  | 0 | 15 | 1 | 1 | 1 | 1 | 2 | 2 | 1 | 1 | 0 | 0 | 0 | 0 |  | 0 | 10 | 1 | 1 | 1 | 2 | 2 | 1 | 1 | 1 | 2 | 1 | 1 | 0 | 0 | 0
PG&E GBA | North Dublin | 230 | North Dublin | 2 |  | 0 | 0 | 0 | 0 |  | 0 |  | N/A | N/A | N/A | N/A | N/A | N/A | N/A | N/A | 0 | 0 | 0 | 0 |  | 0 | 10 | 1 | 1 | 1 | 2 | 5 | 1 | 1 | 3 | 3 | 1 | 1 | 0 | 0 | 0
SDGE | North Gila | 500 | North Gila | 2 | OOS | 0 | 0 | 0 | 0 |  | 0 |  | N/A | N/A | N/A | N/A | N/A | N/A | N/A | N/A | 750 | 500 | 0 | 0 |  | 1250 | 10 | 5 | N/A | N/A | 2 | N/A | N/A | N/A | N/A | N/A | N/A | N/A | 0 | 0 | 0
SCE Metro | North of SONGS | 230 | North of SONGS | 2 |  | 0 | 0 | 0 | 0 |  | 0 |  | N/A | N/A | N/A | N/A | N/A | N/A | N/A | N/A | 0 | 0 | 0 | 0 |  | 0 | 10 | 1 | 1 | 1 | 2 | 5 | 1 | 2 | 2 | 3 | 2 | 1 | 0 | 0 | 0
SCE Metro | North of SONGS | 500 | North of SONGS | 2 |  | 0 | 0 | 0 | 0 |  | 0 |  | N/A | N/A | N/A | N/A | N/A | N/A | N/A | N/A | 0 | 0 | 0 | 0 |  | 0 | 10 | 1 | 1 | 1 | 2 | 5 | 1 | 2 | 2 | 3 | 2 | 1 | 0 | 0 | 0
PG&E NGBA | Notre Dame | 115 | Notre Dame | 2 |  | 0 | 0 | 0 | 0 |  | 0 |  | N/A | N/A | N/A | N/A | N/A | N/A | N/A | N/A | 0 | 0 | 0 | 0 |  | 0 | 10 | 1 | 1 | 1 | 2 | 2 | 2 | 1 | 1 | 3 | 1 | 1 | 0 | 0 | 0
PG&E GBA | Oakland C | 115 | Oakland C | 2 |  | 0 | 0 | 0 | 0 |  | 0 |  | N/A | N/A | N/A | N/A | N/A | N/A | N/A | N/A | 0 | 200 | 0 | 0 |  | 200 | 10 | 3 | 2 | 1 | 2 | 1 | 2 | 2 | 2 | 2 | 1 | 1 | 0 | 0 | 0
PG&E GBA | Oakland J | 115 | Oakland J | 2 |  | 0 | 0 | 0 | 0 |  | 0 | 10 | 1 | 1 | 1 | 1 | 1 | 1 | 1 | 1 | 0 | 0 | 0 | 0 |  | 0 | 10 | 1 | 1 | 1 | 2 | 2 | 2 | 1 | 2 | 3 | 1 | 1 | 0 | 0 | 0
PG&E GBA | Oakland L | 115 | Oakland L | 2 |  | 0 | 0 | 0 | 0 |  | 0 |  | N/A | N/A | N/A | N/A | N/A | N/A | N/A | N/A | 0 | 0 | 0 | 0 |  | 0 | 10 | 1 | 1 | 1 | 2 | 2 | 1 | 1 | 3 | 3 | 1 | 1 | 0 | 0 | 0
PG&E GBA | Oakland X | 115 | Oakland X | 2 |  | 0 | 0 | 0 | 0 |  | 0 |  | N/A | N/A | N/A | N/A | N/A | N/A | N/A | N/A | 0 | 100 | 0 | 0 |  | 100 | 10 | 2 | 1 | 1 | 2 | 2 | 2 | 1 | 3 | 3 | 1 | 1 | 0 | 0 | 0
SDGE | Ocean Ranch | 69 | Ocean Ranch | 2 |  | 0 | 0 | 0 | 0 |  | 0 |  | N/A | N/A | N/A | N/A | N/A | N/A | N/A | N/A | 0 | 0 | 0 | 0 |  | 0 | 10 | 1 | 1 | 1 | 2 | 1 | 3 | 1 | 2 | 3 | 1 | 1 | 0 | 0 | 0
PG&E KERN | Oceano | 115 | Oceano | 2 |  | 0 | 0 | 0 | 0 |  | 0 |  | N/A | N/A | N/A | N/A | N/A | N/A | N/A | N/A | 0 | 0 | 0 | 0 |  | 0 | 10 | 1 | 1 | 1 | 2 | 2 | 1 | 1 | 1 | 1 | 1 | 1 | 0 | 0 | 0
SDGE | Ocotillo Express | 500 | Ocotillo Express | 2 |  | 0 | 0 | 0 | 0 |  | 0 | 30 | 1 | 4 | 1 | 1 | 1 | 1 | 2 | 1 | 0 | 0 | 0 | 0 |  | 0 | 10 | 1 | 1 | 1 | 2 | 1 | 1 | 1 | 1 | 2 | 1 | 1 | 0 | 0 | 0
PG&E KERN | Old River | 70 | Old River | 1 |  | 0 | 0 | 0 | 0 |  | 0 |  | N/A | N/A | N/A | N/A | N/A | N/A | N/A | N/A | 0 | 0 | 0 | 0 |  | 0 | 10 | 1 | 1 | 2 | 1 | 1 | 1 | 1 | 1 | 1 | 1 | 1 | 0 | 0 | 0
SDGE | Old Town | 230 | Old Town | 2 |  | 0 | 0 | 0 | 0 |  | 0 |  | N/A | N/A | N/A | N/A | N/A | N/A | N/A | N/A | 0 | 0 | 0 | 0 |  | 0 | 10 | 1 | 1 | 1 | 2 | 1 | 1 | 1 | 3 | 3 | 1 | 1 | 0 | 0 | 0
SCE Metro | Olinda | 230 | Olinda | 2 |  | 0 | 0 | 0 | 0 |  | 0 |  | N/A | N/A | N/A | N/A | N/A | N/A | N/A | N/A | 0 | 0 | 0 | 0 |  | 0 | 10 | 1 | 1 | 1 | 2 | 5 | 2 | 1 | 1 | 2 | 1 | 1 | 0 | 0 | 0
PG&E FRESNO | Olive | 115 | Olive | 1 |  | 0 | 0 | 0 | 0 |  | 0 |  | N/A | N/A | N/A | N/A | N/A | N/A | N/A | N/A | 0 | 0 | 0 | 0 |  | 0 | 5 | 1 | 1 | 1 | 1 | 2 | 1 | 1 | 1 | 2 | 1 | 1 | 0 | 0 | 0
PG&E NGBA | Olivehurst | 115 | Olivehurst | 2 |  | 0 | 0 | 0 | 0 |  | 0 |  | N/A | N/A | N/A | N/A | N/A | N/A | N/A | N/A | 0 | 0 | 0 | 0 |  | 0 | 10 | 1 | 1 | 2 | 2 | 1 | 1 | 1 | 1 | 1 | 1 | 1 | 0 | 0 | 0
PG&E NGBA | Oregon Trail | 60 | Oregon Trail | 2 |  | 0 | 0 | 0 | 0 |  | 0 |  | N/A | N/A | N/A | N/A | N/A | N/A | N/A | N/A | 0 | 0 | 0 | 0 |  | 0 | 10 | 1 | 1 | 1 | 2 | 5 | 3 | 1 | 1 | 3 | 1 | 1 | 0 | 0 | 0
SCE Northern | Ormond Beach | 230 | Ormond Beach | 1 |  | 0 | 0 | 0 | 0 |  | 0 |  | N/A | N/A | N/A | N/A | N/A | N/A | N/A | N/A | 0 | 0 | 0 | 0 |  | 0 | 10 | 1 | 1 | 2 | 1 | 1 | 1 | 1 | 1 | 1 | 1 | 1 | 0 | 0 | 0
PG&E FRESNO | Oro Loma | 115 | Oro Loma | 1 |  | 0 | 0 | 0 | 0 |  | 0 |  | N/A | N/A | N/A | N/A | N/A | N/A | N/A | N/A | 100 | 0 | 0 | 0 |  | 100 | 10 | 1 | 1 | 1 | 1 | 1 | 1 | 1 | 1 | 1 | 1 | 1 | 0 | 0 | 0
PG&E FRESNO | Oro Loma | 70 | Oro Loma | 1 |  | 0 | 0 | 0 | 0 |  | 0 |  | N/A | N/A | N/A | N/A | N/A | N/A | N/A | N/A | 0 | 0 | 0 | 0 |  | 0 | 10 | 1 | 1 | 1 | 1 | 1 | 1 | 1 | 1 | 1 | 1 | 1 | 0 | 0 | 0
PG&E FRESNO | Orosi | 70 | Orosi | 1 |  | 0 | 0 | 0 | 0 |  | 0 |  | N/A | N/A | N/A | N/A | N/A | N/A | N/A | N/A | 0 | 0 | 0 | 0 |  | 0 | 10 | 1 | 1 | 1 | 1 | 1 | 1 | 1 | 1 | 2 | 1 | 1 | 0 | 0 | 0
SDGE | Otay | 69 | Otay | 2 |  | 0 | 0 | 0 | 0 |  | 0 |  | N/A | N/A | N/A | N/A | N/A | N/A | N/A | N/A | 0 | 0 | 0 | 0 |  | 0 | 10 | 1 | 1 | 1 | 2 | 2 | 1 | 3 | 4 | 5 | 1 | 1 | 0 | 0 | 0
SDGE | Otay Mesa | 230 | Otay Mesa | 2 |  | 0 | 0 | 0 | 0 |  | 0 |  | N/A | N/A | N/A | N/A | N/A | N/A | N/A | N/A | 0 | 0 | 0 | 0 |  | 0 | 10 | 1 | 1 | 1 | 2 | 5 | 1 | 4 | 4 | 5 | 1 | 1 | 0 | 0 | 0
PG&E FRESNO | Padre Flats SW STA | 230 | Padre Flats SW STA | 1 |  | 0 | 0 | 0 | 0 |  | 0 |  | N/A | N/A | N/A | N/A | N/A | N/A | N/A | N/A | 400 | 0 | 0 | 0 |  | 400 | 10 | 2 | 1 | 1 | 1 | 3 | 2 | 1 | 1 | 2 | 1 | 1 | 20 | 0 | 20 | EGS
EOP | Pahrump | 138 | Pahrump | 2 | OOS | 0 | 0 | 0 | 0 |  | 0 |  | N/A | N/A | N/A | N/A | N/A | N/A | N/A | N/A | 0 | 0 | 0 | 0 |  | 0 | 10 | 1 | N/A | N/A | 2 | N/A | N/A | N/A | N/A | N/A | N/A | N/A | 0 | 0 | 0
EOP | Pahrump | 230 | Pahrump | 2 | OOS | 0 | 0 | 0 | 0 |  | 0 |  | N/A | N/A | N/A | N/A | N/A | N/A | N/A | N/A | 0 | 0 | 0 | 0 |  | 0 | 10 | 1 | N/A | N/A | 2 | N/A | N/A | N/A | N/A | N/A | N/A | N/A | 0 | 0 | 0
SDGE | Pala | 69 | Pala | 2 |  | 0 | 0 | 0 | 0 |  | 0 |  | N/A | N/A | N/A | N/A | N/A | N/A | N/A | N/A | 0 | 0 | 0 | 0 |  | 0 | 10 | 1 | 1 | 1 | 2 | 5 | 2 | 1 | 1 | 2 | 1 | 1 | 0 | 0 | 0
PG&E NGBA | Palermo | 115 | Palermo | 2 |  | 0 | 0 | 0 | 0 |  | 0 |  | N/A | N/A | N/A | N/A | N/A | N/A | N/A | N/A | 0 | 0 | 0 | 0 |  | 0 | 10 | 1 | 1 | 1 | 2 | 3 | 3 | 1 | 1 | 4 | 1 | 1 | 0 | 0 | 0
PG&E NGBA | Palermo | 230 | Palermo | 2 |  | 0 | 0 | 0 | 0 |  | 0 |  | N/A | N/A | N/A | N/A | N/A | N/A | N/A | N/A | 0 | 0 | 0 | 0 |  | 0 | 10 | 1 | 1 | 1 | 2 | 3 | 3 | 1 | 1 | 4 | 1 | 1 | 20 | 0 | 20 | Carson River | 2 | 5 | 5 | 2 | 2 | 5 | 5 | 2
SCE Eastern | Palo Verde | 500 | Palo Verde | 2 |  | 0 | 0 | 0 | 0 |  | 0 |  | N/A | N/A | N/A | N/A | N/A | N/A | N/A | N/A | 0 | 0 | 0 | 0 |  | 0 | 10 | 1 | 1 | 1 | 2 | 1 | 1 | 1 | 1 | 1 | 1 | 1 | 0 | 0 | 0
SDGE | Palomar Energy | 230 | Palomar Energy | 2 |  | 0 | 0 | 0 | 0 |  | 0 |  | N/A | N/A | N/A | N/A | N/A | N/A | N/A | N/A | 0 | 0 | 0 | 0 |  | 0 | 10 | 1 | 1 | 1 | 2 | 2 | 1 | 1 | 1 | 2 | 1 | 1 | 0 | 0 | 0
PG&E KERN | Panama | 70 | Panama | 1 |  | 0 | 0 | 0 | 0 |  | 0 |  | N/A | N/A | N/A | N/A | N/A | N/A | N/A | N/A | 0 | 0 | 0 | 0 |  | 0 | 10 | 1 | 1 | 2 | 1 | 1 | 1 | 1 | 1 | 1 | 1 | 1 | 0 | 0 | 0
PG&E FRESNO | Panoche | 115 | Panoche | 1 |  | 0 | 0 | 0 | 0 |  | 0 |  | N/A | N/A | N/A | N/A | N/A | N/A | N/A | N/A | 0 | 0 | 0 | 0 |  | 0 | 10 | 1 | 1 | 2 | 1 | 1 | 1 | 1 | 1 | 1 | 1 | 1 | 0 | 0 | 0
PG&E FRESNO | Panoche | 230 | Panoche | 1 |  | 0 | 0 | 0 | 0 |  | 0 |  | N/A | N/A | N/A | N/A | N/A | N/A | N/A | N/A | 0 | 0 | 0 | 0 |  | 0 | 10 | 1 | 1 | 2 | 1 | 1 | 1 | 1 | 1 | 1 | 1 | 1 | 0 | 0 | 0
SCE Northern | Pardee | 230 | Pardee | 2 |  | 0 | 0 | 0 | 0 |  | 0 |  | N/A | N/A | N/A | N/A | N/A | N/A | N/A | N/A | 700 | 0 | 0 | 0 |  | 700 | 10 | 3 | 2 | 1 | 2 | 5 | 1 | 1 | 1 | 2 | 1 | 1 | 0 | 0 | 0
PG&E NGBA | Parkway | 230 | Parkway | 2 |  | 0 | 0 | 0 | 0 |  | 0 |  | N/A | N/A | N/A | N/A | N/A | N/A | N/A | N/A | 0 | 0 | 0 | 0 |  | 0 | 10 | 1 | 1 | 1 | 2 | 2 | 1 | 1 | 1 | 3 | 1 | 1 | 0 | 0 | 0
SCE Northern | Pastoria | 230 | Pastoria | 2 |  | 0 | 0 | 0 | 0 |  | 0 |  | N/A | N/A | N/A | N/A | N/A | N/A | N/A | N/A | 0 | 105 | 0 | 0 |  | 105 | 10 | 3 | 1 | 2 | 2 | 3 | 2 | 1 | 1 | 2 | 1 | 1 | 0 | 0 | 0
SCE Metro | Pauda | 230 | Pauda | 2 |  | 0 | 0 | 0 | 0 |  | 0 |  | N/A | N/A | N/A | N/A | N/A | N/A | N/A | N/A | 0 | 0 | 0 | 0 |  | 0 | 10 | 1 | 1 | 1 | 2 | 5 | 1 | 1 | 1 | 1 | 1 | 1 | 0 | 0 | 0
PG&E GBA | Paul Sweet | 115 | Paul Sweet | 1 |  | 0 | 0 | 0 | 0 |  | 0 |  | N/A | N/A | N/A | N/A | N/A | N/A | N/A | N/A | 0 | 0 | 0 | 0 |  | 0 | 10 | 1 | 1 | 1 | 1 | 1 | 1 | 1 | 3 | 3 | 1 | 1 | 0 | 0 | 0
PG&E NGBA | Peabody | 230 | Peabody | 2 |  | 0 | 0 | 0 | 0 |  | 0 |  | N/A | N/A | N/A | N/A | N/A | N/A | N/A | N/A | 0 | 0 | 0 | 0 |  | 0 | 10 | 1 | 1 | 1 | 2 | 3 | 1 | 1 | 1 | 2 | 1 | 1 | 0 | 0 | 0
PG&E NGBA | Pease | 115 | Pease | 2 |  | 0 | 0 | 0 | 0 |  | 0 |  | N/A | N/A | N/A | N/A | N/A | N/A | N/A | N/A | 0 | 0 | 0 | 0 |  | 0 | 10 | 1 | 1 | 1 | 2 | 1 | 1 | 1 | 1 | 2 | 1 | 1 | 0 | 0 | 0
PG&E NGBA | Pease | 60 | Pease | 2 |  | 0 | 0 | 0 | 0 |  | 0 |  | N/A | N/A | N/A | N/A | N/A | N/A | N/A | N/A | 0 | 0 | 0 | 0 |  | 0 | 10 | 1 | 1 | 1 | 2 | 1 | 1 | 1 | 1 | 2 | 1 | 1 | 0 | 0 | 0
SDGE | Penasquitos | 138 | Penasquitos | 2 |  | 0 | 0 | 0 | 0 |  | 0 | 10 | 1 | 1 | 1 | 1 | 2 | 2 | 1 | 1 | 0 | 0 | 0 | 0 |  | 0 | 10 | 1 | 1 | 1 | 2 | 1 | 1 | 2 | 2 | 3 | 1 | 1 | 0 | 0 | 0
SDGE | Penasquitos | 230 | Penasquitos | 2 |  | 0 | 0 | 0 | 0 |  | 0 | 10 | 1 | 1 | 1 | 1 | 2 | 2 | 1 | 1 | 0 | 0 | 0 | 0 |  | 0 | 10 | 1 | 1 | 1 | 2 | 1 | 1 | 2 | 2 | 3 | 1 | 1 | 0 | 0 | 0
SDGE | Penasquitos | 69 | Penasquitos | 2 |  | 0 | 0 | 0 | 0 |  | 0 | 10 | 1 | 1 | 1 | 1 | 2 | 2 | 1 | 1 | 0 | 0 | 0 | 0 |  | 0 | 10 | 1 | 1 | 1 | 2 | 1 | 1 | 2 | 2 | 3 | 1 | 1 | 0 | 0 | 0
SDGE | Pendleton | 69 | Pendleton | 2 |  | 0 | 0 | 0 | 0 |  | 0 |  | N/A | N/A | N/A | N/A | N/A | N/A | N/A | N/A | 0 | 0 | 0 | 0 |  | 0 | 10 | 1 | 1 | 1 | 2 | 5 | 3 | 1 | 1 | 3 | 1 | 1 | 0 | 0 | 0
PG&E NGBA | Penngrove | 115 | Penngrove | 2 |  | 0 | 0 | 0 | 0 |  | 0 |  | N/A | N/A | N/A | N/A | N/A | N/A | N/A | N/A | 0 | 0 | 0 | 0 |  | 0 | 10 | 1 | 1 | 1 | 2 | 3 | 2 | 1 | 2 | 3 | 1 | 1 | 0 | 0 | 0
PG&E GBA | Peoria | 115 | Peoria | 2 |  | 0 | 0 | 0 | 0 |  | 0 | 15 | 1 | 1 | 1 | 1 | 1 | 1 | 1 | 1 | 0 | 0 | 0 | 0 |  | 0 | 10 | 1 | 1 | 1 | 2 | 5 | 2 | 1 | 1 | 3 | 2 | 1 | 0 | 0 | 0
PG&E GBA | Piercy | 115 | Piercy | 2 |  | 0 | 0 | 0 | 0 |  | 0 |  | N/A | N/A | N/A | N/A | N/A | N/A | N/A | N/A | 0 | 0 | 0 | 0 |  | 0 | 10 | 1 | 1 | 1 | 2 | 5 | 3 | 1 | 1 | 3 | 2 | 1 | 0 | 0 | 0
PG&E FRESNO | Pine Flat | 230 | Pine Flat | 1 |  | 0 | 0 | 0 | 0 |  | 0 |  | N/A | N/A | N/A | N/A | N/A | N/A | N/A | N/A | 0 | 0 | 0 | 0 |  | 0 | 10 | 1 | 1 | 1 | 1 | 5 | 3 | 1 | 1 | 3 | 3 | 1 | 0 | 0 | 0
SCE NOL | Pisgah | 230 | Pisgah | 2 |  | 0 | 0 | 0 | 0 |  | 0 |  | N/A | N/A | N/A | N/A | N/A | N/A | N/A | N/A | 217 | 0 | 0 | 0 |  | 217 | 10 | 4 | 2 | 1 | 2 | 1 | 2 | 3 | 4 | 4 | 2 | 1 | 0 | 0 | 0
PG&E NGBA | Pit 1 | 230 | Pit 1 | 2 |  | 0 | 0 | 0 | 0 |  | 0 |  | N/A | N/A | N/A | N/A | N/A | N/A | N/A | N/A | 0 | 0 | 0 | 0 |  | 0 | 10 | 1 | 1 | 1 | 2 | 1 | 1 | 1 | 1 | 2 | 1 | 1 | 0 | 0 | 0
PG&E NGBA | Pit 1 | 60 | Pit 1 | 2 |  | 0 | 0 | 0 | 0 |  | 0 |  | N/A | N/A | N/A | N/A | N/A | N/A | N/A | N/A | 0 | 0 | 0 | 0 |  | 0 | 10 | 1 | 1 | 1 | 2 | 1 | 1 | 1 | 1 | 2 | 1 | 1 | 0 | 0 | 0
PG&E NGBA | Pit 3 | 230 | Pit 3 | 2 |  | 0 | 0 | 0 | 0 |  | 0 |  | N/A | N/A | N/A | N/A | N/A | N/A | N/A | N/A | 0 | 0 | 0 | 0 |  | 0 | 10 | 1 | 1 | 1 | 2 | 3 | 1 | 1 | 1 | 1 | 1 | 1 | 0 | 0 | 0
PG&E NGBA | Pit 4 | 230 | Pit 4 | 2 |  | 0 | 0 | 0 | 0 |  | 0 |  | N/A | N/A | N/A | N/A | N/A | N/A | N/A | N/A | 0 | 0 | 0 | 0 |  | 0 | 10 | 1 | 1 | 1 | 2 | 5 | 1 | 1 | 1 | 1 | 1 | 1 | 0 | 0 | 0
PG&E GBA | Pittsburg | 115 | Pittsburg | 2 |  | 0 | 0 | 0 | 0 |  | 0 |  | N/A | N/A | N/A | N/A | N/A | N/A | N/A | N/A | 0 | 0 | 0 | 0 |  | 0 | 10 | 1 | 1 | 1 | 2 | 3 | 1 | 1 | 1 | 2 | 1 | 1 | 0 | 0 | 0
PG&E GBA | Pittsburg | 230 | Pittsburg | 2 |  | 0 | 0 | 0 | 0 |  | 0 |  | N/A | N/A | N/A | N/A | N/A | N/A | N/A | N/A | 0 | 0 | 0 | 0 |  | 0 | 10 | 1 | 1 | 1 | 2 | 3 | 1 | 1 | 1 | 2 | 1 | 1 | 0 | 0 | 0
PG&E NGBA | Pleasant Grove | 115 | Pleasant Grove | 2 |  | 0 | 0 | 0 | 0 |  | 0 |  | N/A | N/A | N/A | N/A | N/A | N/A | N/A | N/A | 0 | 0 | 0 | 0 |  | 0 | 10 | 1 | 1 | 1 | 2 | 2 | 1 | 1 | 1 | 1 | 1 | 1 | 0 | 0 | 0
PG&E NGBA | POE | 230 | POE | 2 |  | 0 | 0 | 0 | 0 |  | 0 |  | N/A | N/A | N/A | N/A | N/A | N/A | N/A | N/A | 0 | 0 | 0 | 0 |  | 0 | 10 | 1 | 1 | 1 | 2 | 2 | 1 | 1 | 3 | 3 | 1 | 1 | 0 | 0 | 0
SDGE | Point Loma | 69 | Point Loma | 2 |  | 0 | 0 | 0 | 0 |  | 0 |  | N/A | N/A | N/A | N/A | N/A | N/A | N/A | N/A | 0 | 0 | 0 | 0 |  | 0 | 10 | 1 | 1 | 1 | 2 | 1 | 1 | 1 | 3 | 3 | 1 | 1 | 0 | 0 | 0
SDGE | Pomerado | 69 | Pomerado | 2 |  | 0 | 0 | 0 | 0 |  | 0 |  | N/A | N/A | N/A | N/A | N/A | N/A | N/A | N/A | 0 | 0 | 0 | 0 |  | 0 | 10 | 1 | 1 | 1 | 2 | 5 | 3 | 2 | 2 | 5 | 1 | 1 | 0 | 0 | 0
PG&E KERN | Poso Mountain | 115 | Poso Mountain | 1 |  | 0 | 0 | 0 | 0 |  | 0 |  | N/A | N/A | N/A | N/A | N/A | N/A | N/A | N/A | 100 | 100 | 0 | 0 |  | 200 | 10 | 1 | 1 | 1 | 1 | 3 | 3 | 1 | 1 | 3 | 1 | 1 | 0 | 0 | 0
EOP | Primm | 230 | Primm | 2 | OOS | 0 | 0 | 0 | 0 |  | 0 |  | N/A | N/A | N/A | N/A | N/A | N/A | N/A | N/A | 0 | 0 | 0 | 0 |  | 0 | 10 | 1 | N/A | N/A | 2 | N/A | N/A | N/A | N/A | N/A | N/A | N/A | 0 | 0 | 0
PG&E NGBA | Putah Creek | 115 | Putah Creek | 2 |  | 0 | 0 | 0 | 0 |  | 0 |  | N/A | N/A | N/A | N/A | N/A | N/A | N/A | N/A | 0 | 0 | 0 | 0 |  | 0 | 5 | 1 | 1 | 1 | 2 | 3 | 2 | 1 | 1 | 2 | 1 | 1 | 0 | 0 | 0
SDGE | Q1806 | 138 | Q1806 | 2 |  | 0 | 0 | 0 | 0 |  | 0 |  | N/A | N/A | N/A | N/A | N/A | N/A | N/A | N/A | 0 | 0 | 0 | 0 |  | 0 | 10 | 1 | 1 | 1 | 2 | 5 | 1 | 2 | 3 | 3 | 2 | 1 | 0 | 0 | 0
PG&E FRESNO | Quinto | 230 | Quinto | 1 |  | 0 | 0 | 0 | 0 |  | 0 |  | N/A | N/A | N/A | N/A | N/A | N/A | N/A | N/A | 375 | 0 | 0 | 0 |  | 375 | 10 | 2 | 1 | 1 | 1 | 2 | 2 | 1 | 1 | 2 | 1 | 1 | 20 | 0 | 20 | EGS
PG&E GBA | Race Track | 115 | Race Track | 2 |  | 0 | 0 | 0 | 0 |  | 0 |  | N/A | N/A | N/A | N/A | N/A | N/A | N/A | N/A | 0 | 0 | 0 | 0 |  | 0 | 10 | 1 | 1 | 1 | 2 | 5 | 1 | 1 | 1 | 2 | 1 | 1 | 0 | 0 | 0
SDGE | Rancho Mission Viejo | 138 | Rancho Mission Viejo | 2 |  | 0 | 0 | 0 | 0 |  | 0 |  | N/A | N/A | N/A | N/A | N/A | N/A | N/A | N/A | 0 | 0 | 0 | 0 |  | 0 | 10 | 1 | 1 | 1 | 2 | 5 | 1 | 2 | 2 | 3 | 2 | 1 | 0 | 0 | 0
PG&E GBA | Rancho Seco | 230 | Rancho Seco | 1 |  | 0 | 0 | 0 | 0 |  | 0 |  | N/A | N/A | N/A | N/A | N/A | N/A | N/A | N/A | 0 | 0 | 0 | 0 |  | 0 | 10 | 1 | 1 | 1 | 1 | 1 | 3 | 1 | 2 | 3 | 1 | 1 | 0 | 0 | 0
SCE Metro | Rancho Vista | 230 | Rancho Vista | 2 |  | 0 | 0 | 0 | 0 |  | 0 |  | N/A | N/A | N/A | N/A | N/A | N/A | N/A | N/A | 0 | 0 | 0 | 0 |  | 0 | 10 | 1 | 1 | 1 | 2 | 5 | 1 | 1 | 1 | 1 | 1 | 1 | 0 | 0 | 0
SCE Metro | Rancho Vista | 500 | Rancho Vista | 2 |  | 0 | 0 | 0 | 0 |  | 0 |  | N/A | N/A | N/A | N/A | N/A | N/A | N/A | N/A | 0 | 0 | 0 | 0 |  | 0 | 10 | 1 | 1 | 1 | 2 | 5 | 1 | 1 | 1 | 1 | 1 | 1 | 0 | 0 | 0
SCE NOL | Ransburg | 115 | Ransburg | 2 |  | 0 | 0 | 0 | 0 |  | 0 |  | N/A | N/A | N/A | N/A | N/A | N/A | N/A | N/A | 0 | 0 | 0 | 0 |  | 0 | 10 | 1 | 1 | 1 | 2 | 1 | 1 | 1 | 1 | 1 | 1 | 1 | 0 | 0 | 0
PG&E GBA | Ravenswood | 115 | Ravenswood | 2 |  | 0 | 0 | 0 | 0 |  | 0 |  | N/A | N/A | N/A | N/A | N/A | N/A | N/A | N/A | 0 | 0 | 0 | 0 |  | 0 | 10 | 5 | 5 | 4 | 2 | 1 | 2 | 3 | 4 | 4 | 1 | 2 | 0 | 0 | 0
PG&E GBA | Ravenswood | 230 | Ravenswood | 2 |  | 0 | 0 | 0 | 0 |  | 0 |  | N/A | N/A | N/A | N/A | N/A | N/A | N/A | N/A | 0 | 100 | 0 | 0 |  | 100 | 10 | 5 | 5 | 4 | 2 | 1 | 2 | 3 | 4 | 4 | 1 | 2 | 0 | 0 | 0
SCE Northern | Rector | 230 | Rector | 1 |  | 0 | 0 | 0 | 0 |  | 0 |  | N/A | N/A | N/A | N/A | N/A | N/A | N/A | N/A | 0 | 0 | 0 | 0 |  | 0 | 10 | 1 | 1 | 2 | 1 | 1 | 1 | 1 | 1 | 1 | 1 | 1 | 0 | 0 | 0
SCE Eastern | Red Bluff | 230 | Red Bluff | 2 |  | 0 | 0 | 0 | 0 |  | 0 |  | N/A | N/A | N/A | N/A | N/A | N/A | N/A | N/A | 0 | 200 | 0 | 0 |  | 200 | 15 | 4 | 2 | 4 | 2 | 1 | 2 | 1 | 1 | 2 | 2 | 1 | 0 | 0 | 0
SCE Eastern | Red Bluff | 500 | Red Bluff | 2 |  | 0 | 0 | 0 | 0 |  | 0 |  | N/A | N/A | N/A | N/A | N/A | N/A | N/A | N/A | 175 | 400 | 0 | 0 |  | 575 | 15 | 4 | 2 | 4 | 2 | 1 | 2 | 1 | 1 | 2 | 2 | 1 | 0 | 0 | 0
PG&E NGBA | Redbud | 115 | Redbud | 2 |  | 0 | 0 | 0 | 0 |  | 0 |  | N/A | N/A | N/A | N/A | N/A | N/A | N/A | N/A | 0 | 0 | 0 | 0 |  | 0 | 10 | 1 | 1 | 1 | 2 | 5 | 1 | 1 | 1 | 2 | 1 | 1 | 241 | 0 | 241 | Geysers | 1 | 5 | 2 | 1 | 2 | 3 | 1 | 1
SCE Metro | Redondo | 230 | Redondo | 2 |  | 0 | 0 | 0 | 0 |  | 0 |  | N/A | N/A | N/A | N/A | N/A | N/A | N/A | N/A | 0 | 0 | 0 | 0 |  | 0 | 10 | 1 | 1 | 1 | 2 | 1 | 1 | 1 | 3 | 3 | 1 | 1 | 0 | 0 | 0
PG&E FRESNO | Reedley | 115 | Reedley | 1 |  | 0 | 0 | 0 | 0 |  | 0 |  | N/A | N/A | N/A | N/A | N/A | N/A | N/A | N/A | 0 | 0 | 0 | 0 |  | 0 | 10 | 1 | 1 | 1 | 1 | 1 | 1 | 1 | 1 | 1 | 1 | 1 | 0 | 0 | 0
PG&E KERN | Renfro | 115 | Renfro | 1 |  | 0 | 0 | 0 | 0 |  | 0 |  | N/A | N/A | N/A | N/A | N/A | N/A | N/A | N/A | 0 | 0 | 0 | 0 |  | 0 | 10 | 1 | 1 | 2 | 1 | 1 | 1 | 1 | 1 | 1 | 1 | 1 | 0 | 0 | 0
PG&E GBA | Richmond R | 115 | Richmond R | 2 |  | 0 | 0 | 0 | 0 |  | 0 |  | N/A | N/A | N/A | N/A | N/A | N/A | N/A | N/A | 0 | 0 | 0 | 0 |  | 0 | 10 | 1 | 1 | 1 | 2 | 2 | 1 | 2 | 2 | 2 | 1 | 1 | 0 | 0 | 0
PG&E NGBA | Rincon | 115 | Rincon | 2 |  | 0 | 0 | 0 | 0 |  | 0 |  | N/A | N/A | N/A | N/A | N/A | N/A | N/A | N/A | 0 | 0 | 0 | 0 |  | 0 | 10 | 1 | 1 | 1 | 2 | 1 | 2 | 1 | 3 | 3 | 1 | 1 | 50 | 0 | 50 | Calistoga | 1 | 1 | 2 | 3 | 4 | 5 | 1 | 1
PG&E KERN | Rio Bravo | 115 | Rio Bravo | 1 |  | 0 | 0 | 0 | 0 |  | 0 |  | N/A | N/A | N/A | N/A | N/A | N/A | N/A | N/A | 0 | 0 | 0 | 0 |  | 0 | 10 | 1 | 1 | 2 | 1 | 1 | 1 | 1 | 1 | 1 | 1 | 1 | 0 | 0 | 0
SCE Metro | Rio Hondo | 230 | Rio Hondo | 2 |  | 0 | 0 | 0 | 0 |  | 0 |  | N/A | N/A | N/A | N/A | N/A | N/A | N/A | N/A | 0 | 0 | 0 | 0 |  | 0 | 10 | 1 | 1 | 1 | 2 | 5 | 1 | 1 | 3 | 3 | 3 | 1 | 0 | 0 | 0
PG&E NGBA | Rio Oso | 115 | Rio Oso | 2 |  | 0 | 0 | 0 | 0 |  | 0 |  | N/A | N/A | N/A | N/A | N/A | N/A | N/A | N/A | 0 | 0 | 0 | 0 |  | 0 | 10 | 1 | 1 | 1 | 2 | 1 | 1 | 1 | 1 | 2 | 1 | 1 | 0 | 0 | 0
PG&E NGBA | Rio Oso | 230 | Rio Oso | 2 |  | 0 | 0 | 0 | 0 |  | 0 |  | N/A | N/A | N/A | N/A | N/A | N/A | N/A | N/A | 0 | 0 | 0 | 0 |  | 0 | 10 | 1 | 1 | 1 | 2 | 1 | 1 | 1 | 1 | 2 | 1 | 1 | 0 | 0 | 0
PG&E GBA | Ripon | 115 | Ripon | 1 |  | 0 | 0 | 0 | 0 |  | 0 |  | N/A | N/A | N/A | N/A | N/A | N/A | N/A | N/A | 0 | 0 | 0 | 0 |  | 0 | 10 | 1 | 1 | 2 | 1 | 1 | 1 | 1 | 1 | 1 | 1 | 1 | 0 | 0 | 0
PG&E GBA | Riverbank | 115 | Riverbank | 1 |  | 0 | 0 | 0 | 0 |  | 0 |  | N/A | N/A | N/A | N/A | N/A | N/A | N/A | N/A | 0 | 0 | 0 | 0 |  | 0 | 10 | 1 | 1 | 1 | 1 | 2 | 2 | 1 | 1 | 2 | 1 | 1 | 0 | 0 | 0
SCE NOL | Roadway | 115 | Roadway | 2 |  | 0 | 0 | 0 | 0 |  | 0 |  | N/A | N/A | N/A | N/A | N/A | N/A | N/A | N/A | 0 | 0 | 0 | 0 |  | 0 | 10 | 1 | 1 | 1 | 2 | 1 | 1 | 1 | 1 | 2 | 1 | 1 | 0 | 0 | 0
PG&E NGBA | Rock Creek 1 | 230 | Rock Creek 1 | 2 |  | 0 | 0 | 0 | 0 |  | 0 |  | N/A | N/A | N/A | N/A | N/A | N/A | N/A | N/A | 0 | 0 | 0 | 0 |  | 0 | 10 | 1 | 1 | 1 | 2 | 5 | 1 | 1 | 2 | 3 | 2 | 1 | 0 | 0 | 0
SCE Northern | Rosamond | 66 | Rosamond | 2 |  | 0 | 0 | 0 | 0 |  | 0 |  | N/A | N/A | N/A | N/A | N/A | N/A | N/A | N/A | 0 | 0 | 0 | 0 |  | 0 | 10 | 1 | 1 | 1 | 2 | 1 | 1 | 1 | 1 | 1 | 1 | 1 | 0 | 0 | 0
PG&E GBA | Rossmoor | 230 | Rossmoor | 2 |  | 0 | 0 | 0 | 0 |  | 0 |  | N/A | N/A | N/A | N/A | N/A | N/A | N/A | N/A | 0 | 0 | 0 | 0 |  | 0 | 10 | 1 | 1 | 1 | 2 | 5 | 3 | 2 | 3 | 5 | 1 | 1 | 0 | 0 | 0
PG&E NGBA | Round Mountain | 230 | Round Mountain | 2 |  | 0 | 0 | 0 | 0 |  | 0 | 10 | 1 | 5 | 3 | 1 | 1 | 3 | 1 | 1 | 0 | 0 | 0 | 0 |  | 0 | 10 | 1 | 1 | 1 | 2 | 5 | 3 | 1 | 1 | 3 | 1 | 1 | 0 | 0 | 0
PG&E NGBA | Round Mountain | 500 | Round Mountain | 2 |  | 0 | 0 | 0 | 0 |  | 0 | 10 | 1 | 5 | 3 | 1 | 1 | 3 | 1 | 1 | 0 | 0 | 0 | 0 |  | 0 | 10 | 1 | 1 | 1 | 2 | 5 | 3 | 1 | 1 | 3 | 1 | 1 | 0 | 0 | 0
PG&E GBA | Salado | 115 | Salado | 1 |  | 0 | 0 | 0 | 0 |  | 0 |  | N/A | N/A | N/A | N/A | N/A | N/A | N/A | N/A | 69 | 0 | 0 | 0 |  | 69 | 10 | 1 | 1 | 1 | 1 | 2 | 2 | 1 | 1 | 2 | 1 | 1 | 0 | 0 | 0
PG&E GBA | Salado | 60 | Salado | 1 |  | 0 | 0 | 0 | 0 |  | 0 |  | N/A | N/A | N/A | N/A | N/A | N/A | N/A | N/A | 0 | 0 | 0 | 0 |  | 0 | 10 | 1 | 1 | 1 | 1 | 2 | 2 | 1 | 1 | 2 | 1 | 1 | 0 | 0 | 0
PG&E GBA | Salinas | 115 | Salinas | 1 |  | 0 | 0 | 0 | 0 |  | 0 |  | N/A | N/A | N/A | N/A | N/A | N/A | N/A | N/A | 0 | 0 | 0 | 0 |  | 0 | 10 | 1 | 1 | 2 | 1 | 2 | 1 | 1 | 1 | 1 | 1 | 1 | 0 | 0 | 0
SDGE | Salt Creek | 69 | Salt Creek | 2 |  | 0 | 0 | 0 | 0 |  | 0 |  | N/A | N/A | N/A | N/A | N/A | N/A | N/A | N/A | 0 | 0 | 0 | 0 |  | 0 | 10 | 1 | 1 | 1 | 2 | 3 | 1 | 3 | 4 | 5 | 1 | 1 | 0 | 0 | 0
SCE Eastern | San Bernardino | 230 | San Bernardino | 2 |  | 0 | 0 | 0 | 0 |  | 0 |  | N/A | N/A | N/A | N/A | N/A | N/A | N/A | N/A | 0 | 0 | 0 | 0 |  | 0 | 10 | 1 | 1 | 1 | 2 | 5 | 1 | 1 | 2 | 3 | 1 | 1 | 0 | 0 | 0
PG&E GBA | SAN FRAN A (POTRERO PP) | 115 | SAN FRAN A (POTRERO PP) | 2 |  | 0 | 0 | 0 | 0 |  | 0 |  | N/A | N/A | N/A | N/A | N/A | N/A | N/A | N/A | 0 | 0 | 0 | 0 |  | 0 | 10 | 1 | 1 | 1 | 2 | 1 | 1 | 1 | 1 | 1 | 1 | 1 | 0 | 0 | 0
PG&E GBA | SAN FRAN A (POTRERO PP) | 230 | SAN FRAN A (POTRERO PP) | 2 |  | 0 | 0 | 0 | 0 |  | 0 |  | N/A | N/A | N/A | N/A | N/A | N/A | N/A | N/A | 0 | 0 | 0 | 0 |  | 0 | 10 | 1 | 1 | 1 | 2 | 1 | 1 | 1 | 1 | 1 | 1 | 1 | 0 | 0 | 0
PG&E GBA | San Jose A | 115 | San Jose A | 2 |  | 0 | 0 | 0 | 0 |  | 0 |  | N/A | N/A | N/A | N/A | N/A | N/A | N/A | N/A | 0 | 0 | 0 | 0 |  | 0 | 10 | 1 | 1 | 1 | 2 | 5 | 1 | 1 | 1 | 1 | 2 | 1 | 0 | 0 | 0
PG&E GBA | San Jose B | 115 | San Jose B | 2 |  | 0 | 0 | 0 | 0 |  | 0 |  | N/A | N/A | N/A | N/A | N/A | N/A | N/A | N/A | 0 | 0 | 0 | 0 |  | 0 | 10 | 1 | 1 | 1 | 2 | 5 | 1 | 1 | 1 | 1 | 2 | 1 | 0 | 0 | 0
PG&E GBA | San Leandro U | 115 | San Leandro U | 2 |  | 0 | 0 | 0 | 0 |  | 0 |  | N/A | N/A | N/A | N/A | N/A | N/A | N/A | N/A | 0 | 0 | 0 | 0 |  | 0 | 10 | 1 | 1 | 1 | 2 | 3 | 3 | 1 | 2 | 4 | 1 | 1 | 0 | 0 | 0
PG&E KERN | San Luis Obispo | 115 | San Luis Obispo | 2 |  | 0 | 0 | 0 | 0 |  | 0 |  | N/A | N/A | N/A | N/A | N/A | N/A | N/A | N/A | 0 | 0 | 0 | 0 |  | 0 | 10 | 1 | 1 | 1 | 2 | 5 | 1 | 1 | 2 | 3 | 1 | 1 | 0 | 0 | 0
PG&E KERN | San Luis Obispo | 70 | San Luis Obispo | 2 |  | 0 | 0 | 0 | 0 |  | 0 |  | N/A | N/A | N/A | N/A | N/A | N/A | N/A | N/A | 0 | 0 | 0 | 0 |  | 0 | 10 | 1 | 1 | 1 | 2 | 5 | 1 | 1 | 2 | 3 | 1 | 1 | 0 | 0 | 0
SDGE | San Luis Rey | 230 | San Luis Rey | 2 |  | 0 | 0 | 0 | 0 |  | 0 |  | N/A | N/A | N/A | N/A | N/A | N/A | N/A | N/A | 0 | 0 | 0 | 0 |  | 0 | 10 | 1 | 1 | 1 | 2 | 1 | 2 | 2 | 2 | 3 | 1 | 1 | 0 | 0 | 0
SDGE | San Luis Rey | 69 | San Luis Rey | 2 |  | 0 | 0 | 0 | 0 |  | 0 |  | N/A | N/A | N/A | N/A | N/A | N/A | N/A | N/A | 0 | 0 | 0 | 0 |  | 0 | 10 | 1 | 1 | 1 | 2 | 1 | 2 | 2 | 2 | 3 | 1 | 1 | 0 | 0 | 0
SDGE | San Marcos | 69 | San Marcos | 2 |  | 0 | 0 | 0 | 0 |  | 0 |  | N/A | N/A | N/A | N/A | N/A | N/A | N/A | N/A | 0 | 0 | 0 | 0 |  | 0 | 10 | 1 | 1 | 1 | 2 | 2 | 2 | 1 | 1 | 3 | 1 | 1 | 0 | 0 | 0
SCE Metro | San Onofre | 230 | San Onofre | 2 |  | 0 | 0 | 0 | 0 |  | 0 |  | N/A | N/A | N/A | N/A | N/A | N/A | N/A | N/A | 0 | 0 | 0 | 0 |  | 0 | 10 | 1 | 1 | 1 | 2 | 5 | 1 | 3 | 3 | 3 | 3 | 1 | 0 | 0 | 0
PG&E GBA | San Pablo | 115 | San Pablo | 2 |  | 0 | 0 | 0 | 0 |  | 0 |  | N/A | N/A | N/A | N/A | N/A | N/A | N/A | N/A | 0 | 0 | 0 | 0 |  | 0 | 10 | 1 | 1 | 1 | 2 | 2 | 1 | 2 | 3 | 3 | 1 | 1 | 0 | 0 | 0
PG&E GBA | San Ramon | 230 | San Ramon | 2 |  | 0 | 0 | 0 | 0 |  | 0 |  | N/A | N/A | N/A | N/A | N/A | N/A | N/A | N/A | 0 | 0 | 0 | 0 |  | 0 | 10 | 1 | 1 | 1 | 2 | 5 | 2 | 1 | 2 | 3 | 1 | 1 | 0 | 0 | 0
SDGE | San Ysidro | 69 | San Ysidro | 2 |  | 0 | 0 | 0 | 0 |  | 0 |  | N/A | N/A | N/A | N/A | N/A | N/A | N/A | N/A | 0 | 0 | 0 | 0 |  | 0 | 10 | 1 | 1 | 1 | 2 | 3 | 1 | 4 | 4 | 5 | 1 | 1 | 0 | 0 | 0
SCE NOL | Sandlot | 230 | Sandlot | 2 |  | 0 | 0 | 0 | 0 |  | 0 |  | N/A | N/A | N/A | N/A | N/A | N/A | N/A | N/A | 0 | 0 | 0 | 0 |  | 0 | 10 | 1 | 1 | 1 | 2 | 1 | 1 | 1 | 1 | 2 | 1 | 1 | 0 | 0 | 0
EOP | Sandy | 138 | Sandy | 2 | OOS | 0 | 0 | 0 | 0 |  | 0 |  | N/A | N/A | N/A | N/A | N/A | N/A | N/A | N/A | 0 | 0 | 0 | 0 |  | 0 | 10 | 1 | N/A | N/A | 2 | N/A | N/A | N/A | N/A | N/A | N/A | N/A | 0 | 0 | 0
PG&E FRESNO | Sanger | 115 | Sanger | 1 |  | 0 | 0 | 0 | 0 |  | 0 |  | N/A | N/A | N/A | N/A | N/A | N/A | N/A | N/A | 0 | 0 | 0 | 0 |  | 0 | 10 | 1 | 1 | 2 | 1 | 1 | 1 | 1 | 1 | 1 | 1 | 1 | 0 | 0 | 0
SCE Northern | Santa Clara | 230 | Santa Clara | 2 |  | 0 | 0 | 0 | 0 |  | 0 |  | N/A | N/A | N/A | N/A | N/A | N/A | N/A | N/A | 0 | 0 | 0 | 0 |  | 0 | 10 | 1 | 1 | 1 | 2 | 1 | 1 | 1 | 1 | 1 | 1 | 1 | 0 | 0 | 0
PG&E NGBA | Santa Rosa A | 115 | Santa Rosa A | 2 |  | 0 | 0 | 0 | 0 |  | 0 |  | N/A | N/A | N/A | N/A | N/A | N/A | N/A | N/A | 0 | 0 | 0 | 0 |  | 0 | 10 | 1 | 1 | 1 | 2 | 1 | 2 | 1 | 3 | 3 | 1 | 1 | 0 | 0 | 0
PG&E GBA | Santa Teresa | 115 | Santa Teresa | 2 |  | 0 | 0 | 0 | 0 |  | 0 |  | N/A | N/A | N/A | N/A | N/A | N/A | N/A | N/A | 0 | 0 | 0 | 0 |  | 0 | 10 | 1 | 1 | 1 | 2 | 5 | 3 | 1 | 1 | 3 | 2 | 1 | 0 | 0 | 0
SDGE | Santee | 138 | Santee | 2 |  | 0 | 0 | 0 | 0 |  | 0 |  | N/A | N/A | N/A | N/A | N/A | N/A | N/A | N/A | 0 | 0 | 0 | 0 |  | 0 | 10 | 1 | 1 | 1 | 2 | 5 | 3 | 1 | 2 | 4 | 1 | 1 | 0 | 0 | 0
SCE Metro | Santiago | 230 | Santiago | 2 |  | 0 | 0 | 0 | 0 |  | 0 |  | N/A | N/A | N/A | N/A | N/A | N/A | N/A | N/A | 0 | 0 | 0 | 0 |  | 0 | 10 | 1 | 1 | 1 | 2 | 5 | 1 | 1 | 2 | 3 | 1 | 1 | 0 | 0 | 0
PG&E GBA | Saratoga | 230 | Saratoga | 2 |  | 0 | 0 | 0 | 0 |  | 0 |  | N/A | N/A | N/A | N/A | N/A | N/A | N/A | N/A | 0 | 0 | 0 | 0 |  | 0 | 10 | 1 | 1 | 1 | 2 | 1 | 3 | 1 | 2 | 5 | 1 | 1 | 0 | 0 | 0
SCE Northern | Saugus | 230 | Saugus | 2 |  | 0 | 0 | 0 | 0 |  | 0 |  | N/A | N/A | N/A | N/A | N/A | N/A | N/A | N/A | 0 | 0 | 0 | 0 |  | 0 | 10 | 1 | 1 | 1 | 2 | 5 | 1 | 1 | 1 | 2 | 1 | 1 | 0 | 0 | 0
PG&E FRESNO | Schindler | 115 | Schindler | 1 |  | 0 | 0 | 0 | 0 |  | 0 |  | N/A | N/A | N/A | N/A | N/A | N/A | N/A | N/A | 100 | 0 | 0 | 0 |  | 100 | 10 | 1 | 1 | 1 | 1 | 1 | 1 | 1 | 1 | 1 | 1 | 1 | 0 | 0 | 0
PG&E FRESNO | Schindler | 70 | Schindler | 1 |  | 0 | 0 | 0 | 0 |  | 0 |  | N/A | N/A | N/A | N/A | N/A | N/A | N/A | N/A | 0 | 0 | 0 | 0 |  | 0 | 10 | 1 | 1 | 1 | 1 | 1 | 1 | 1 | 1 | 1 | 1 | 1 | 0 | 0 | 0
PG&E GBA | Schulte | 115 | Schulte | 1 |  | 0 | 0 | 0 | 0 |  | 0 |  | N/A | N/A | N/A | N/A | N/A | N/A | N/A | N/A | 100 | 0 | 0 | 0 |  | 100 | 10 | 4 | 2 | 1 | 1 | 5 | 1 | 2 | 2 | 2 | 2 | 1 | 0 | 0 | 0
SDGE | Scripps | 69 | Scripps | 2 |  | 0 | 0 | 0 | 0 |  | 0 |  | N/A | N/A | N/A | N/A | N/A | N/A | N/A | N/A | 0 | 0 | 0 | 0 |  | 0 | 10 | 1 | 1 | 1 | 2 | 5 | 3 | 1 | 2 | 5 | 1 | 1 | 0 | 0 | 0
PG&E KERN | Semitropic | 115 | Semitropic | 1 |  | 0 | 0 | 0 | 0 |  | 0 |  | N/A | N/A | N/A | N/A | N/A | N/A | N/A | N/A | 0 | 0 | 0 | 0 |  | 0 | 10 | 1 | 1 | 2 | 1 | 1 | 1 | 1 | 1 | 2 | 1 | 1 | 0 | 0 | 0
SCE Metro | Serrano | 230 | Serrano | 2 |  | 0 | 0 | 0 | 0 |  | 0 |  | N/A | N/A | N/A | N/A | N/A | N/A | N/A | N/A | 0 | 0 | 0 | 0 |  | 0 | 10 | 1 | 1 | 1 | 2 | 5 | 2 | 1 | 1 | 3 | 2 | 1 | 0 | 0 | 0
SCE Metro | Serrano | 500 | Serrano | 2 |  | 0 | 0 | 0 | 0 |  | 0 |  | N/A | N/A | N/A | N/A | N/A | N/A | N/A | N/A | 0 | 0 | 0 | 0 |  | 0 | 10 | 1 | 1 | 1 | 2 | 5 | 2 | 1 | 1 | 3 | 2 | 1 | 0 | 0 | 0
SDGE | Shadowridge | 138 | Shadowridge | 2 |  | 0 | 0 | 0 | 0 |  | 0 |  | N/A | N/A | N/A | N/A | N/A | N/A | N/A | N/A | 0 | 0 | 0 | 0 |  | 0 | 10 | 1 | 1 | 1 | 2 | 1 | 2 | 1 | 1 | 3 | 1 | 1 | 0 | 0 | 0
PG&E KERN | Shafter | 115 | Shafter | 1 |  | 0 | 0 | 0 | 0 |  | 0 |  | N/A | N/A | N/A | N/A | N/A | N/A | N/A | N/A | 0 | 100 | 0 | 0 |  | 100 | 10 | 1 | 1 | 3 | 1 | 1 | 1 | 1 | 1 | 1 | 1 | 1 | 0 | 0 | 0
PG&E NGBA | Silverado | 115 | Silverado | 2 |  | 0 | 0 | 0 | 0 |  | 0 |  | N/A | N/A | N/A | N/A | N/A | N/A | N/A | N/A | 0 | 0 | 0 | 0 |  | 0 | 10 | 1 | 1 | 1 | 2 | 2 | 3 | 1 | 2 | 4 | 1 | 1 | 0 | 0 | 0
SDGE | Silvergate | 230 | Silvergate | 2 |  | 0 | 0 | 0 | 0 |  | 0 |  | N/A | N/A | N/A | N/A | N/A | N/A | N/A | N/A | 0 | 100 | 0 | 0 |  | 100 | 10 | 4 | 2 | 1 | 2 | 1 | 1 | 2 | 4 | 4 | 1 | 1 | 0 | 0 | 0
SDGE | Silvergate | 69 | Silvergate | 2 |  | 0 | 0 | 0 | 0 |  | 0 |  | N/A | N/A | N/A | N/A | N/A | N/A | N/A | N/A | 0 | 0 | 0 | 0 |  | 0 | 10 | 4 | 2 | 1 | 2 | 1 | 1 | 2 | 4 | 4 | 1 | 1 | 0 | 0 | 0
PG&E KERN | Sisquoc | 115 | Sisquoc | 2 |  | 0 | 0 | 0 | 0 |  | 0 |  | N/A | N/A | N/A | N/A | N/A | N/A | N/A | N/A | 0 | 0 | 0 | 0 |  | 0 | 10 | 1 | 1 | 1 | 2 | 2 | 1 | 1 | 1 | 1 | 1 | 1 | 0 | 0 | 0
EOP | Sloan Canyon | 230 | Sloan Canyon | 2 | OOS | 0 | 0 | 0 | 0 |  | 0 | 20 | 1 | N/A | N/A | N/A | N/A | N/A | N/A | N/A | 0 | 0 | 0 | 0 |  | 300 | 10 | 1 | N/A | N/A | 2 | N/A | N/A | N/A | N/A | N/A | N/A | N/A | 0 | 0 | 0
EOP | Sloan Canyon | 500 | Sloan Canyon | 2 | OOS | 0 | 0 | 0 | 0 |  | 0 | 20 | 1 | N/A | N/A | N/A | N/A | N/A | N/A | N/A | 0 | 0 | 0 | 0 |  | 0 | 10 | 1 | N/A | N/A | 2 | N/A | N/A | N/A | N/A | N/A | N/A | N/A | 0 | 0 | 0
PG&E KERN | Smyrna | 115 | Smyrna | 1 |  | 0 | 0 | 0 | 0 |  | 0 |  | N/A | N/A | N/A | N/A | N/A | N/A | N/A | N/A | 0 | 0 | 0 | 0 |  | 0 | 10 | 1 | 1 | 1 | 1 | 1 | 1 | 1 | 1 | 1 | 1 | 1 | 0 | 0 | 0
PG&E GBA | Sobrante | 115 | Sobrante | 2 |  | 0 | 0 | 0 | 0 |  | 0 |  | N/A | N/A | N/A | N/A | N/A | N/A | N/A | N/A | 0 | 0 | 0 | 0 |  | 0 | 10 | 1 | 1 | 1 | 2 | 3 | 1 | 2 | 3 | 3 | 1 | 1 | 0 | 0 | 0
PG&E GBA | Sobrante | 230 | Sobrante | 2 |  | 0 | 0 | 0 | 0 |  | 0 |  | N/A | N/A | N/A | N/A | N/A | N/A | N/A | N/A | 0 | 0 | 0 | 0 |  | 0 | 10 | 1 | 1 | 1 | 2 | 3 | 1 | 2 | 3 | 3 | 1 | 1 | 0 | 0 | 0
PG&E KERN | Solar | 230 | Solar | 2 |  | 0 | 0 | 0 | 0 |  | 0 |  | N/A | N/A | N/A | N/A | N/A | N/A | N/A | N/A | 0 | 0 | 0 | 0 |  | 0 | 10 | 1 | 1 | 1 | 2 | 5 | 1 | 1 | 1 | 2 | 2 | 1 | 0 | 0 | 0
PG&E GBA | Soledad | 115 | Soledad | 2 |  | 150 | 0 | 0 | 0 |  | 150 | 20 | 4 | 4 | 3 | 2 | 3 | 3 | 3 | 2 | 0 | 0 | 0 | 0 |  | 0 | 10 | 1 | 1 | 1 | 2 | 5 | 1 | 1 | 1 | 1 | 1 | 1 | 0 | 0 | 0
PG&E GBA | Soledad | 60 | Soledad | 2 |  | 0 | 0 | 0 | 0 |  | 0 | 10 | 5 | 2 | 4 | 4 | 4 | 4 | 4 | 4 | 0 | 0 | 0 | 0 |  | 0 | 10 | 1 | 1 | 1 | 2 | 5 | 1 | 1 | 1 | 1 | 1 | 1 | 0 | 0 | 0
SDGE | Spring Valley | 69 | Spring Valley | 2 |  | 0 | 0 | 0 | 0 |  | 0 |  | N/A | N/A | N/A | N/A | N/A | N/A | N/A | N/A | 0 | 0 | 0 | 0 |  | 0 | 10 | 1 | 1 | 1 | 2 | 5 | 1 | 3 | 3 | 5 | 1 | 1 | 0 | 0 | 0
SCE Northern | Springville | 230 | Springville | 1 |  | 0 | 0 | 0 | 0 |  | 0 |  | N/A | N/A | N/A | N/A | N/A | N/A | N/A | N/A | 0 | 0 | 0 | 0 |  | 0 | 10 | 1 | 1 | 1 | 1 | 2 | 2 | 1 | 1 | 3 | 2 | 1 | 0 | 0 | 0
PG&E GBA | Stagg | 230 | Stagg | 1 |  | 0 | 0 | 0 | 0 |  | 0 |  | N/A | N/A | N/A | N/A | N/A | N/A | N/A | N/A | 0 | 0 | 0 | 0 |  | 0 | 10 | 1 | 1 | 3 | 1 | 1 | 1 | 1 | 1 | 1 | 1 | 1 | 0 | 0 | 0
PG&E GBA | Standard Oil | 115 | Standard Oil | 2 |  | 0 | 0 | 0 | 0 |  | 0 |  | N/A | N/A | N/A | N/A | N/A | N/A | N/A | N/A | 0 | 0 | 0 | 0 |  | 0 | 10 | 1 | 1 | 1 | 2 | 2 | 1 | 2 | 2 | 2 | 1 | 1 | 0 | 0 | 0
PG&E GBA | Stanislaus | 115 | Stanislaus | 2 |  | 0 | 0 | 0 | 0 |  | 0 |  | N/A | N/A | N/A | N/A | N/A | N/A | N/A | N/A | 0 | 0 | 0 | 0 |  | 0 | 10 | 1 | 1 | 1 | 2 | 2 | 2 | 1 | 1 | 2 | 1 | 1 | 0 | 0 | 0
PG&E KERN | Stockdale | 115 | Stockdale | 1 |  | 0 | 0 | 0 | 0 |  | 0 |  | N/A | N/A | N/A | N/A | N/A | N/A | N/A | N/A | 0 | 0 | 0 | 0 |  | 0 | 10 | 1 | 1 | 2 | 1 | 1 | 1 | 1 | 1 | 1 | 1 | 1 | 0 | 0 | 0
PG&E KERN | Stockdale | 230 | Stockdale | 1 |  | 0 | 0 | 0 | 0 |  | 0 |  | N/A | N/A | N/A | N/A | N/A | N/A | N/A | N/A | 12 | 0 | 0 | 0 |  | 12 | 10 | 1 | 1 | 2 | 1 | 1 | 1 | 1 | 1 | 1 | 1 | 1 | 0 | 0 | 0
PG&E GBA | Stockton A | 115 | Stockton A | 1 |  | 0 | 0 | 0 | 0 |  | 0 |  | N/A | N/A | N/A | N/A | N/A | N/A | N/A | N/A | 0 | 0 | 0 | 0 |  | 0 | 10 | 1 | 1 | 3 | 1 | 1 | 1 | 1 | 1 | 1 | 1 | 1 | 0 | 0 | 0
PG&E GBA | Stone | 115 | Stone | 2 |  | 0 | 0 | 0 | 0 |  | 0 |  | N/A | N/A | N/A | N/A | N/A | N/A | N/A | N/A | 0 | 0 | 0 | 0 |  | 0 | 10 | 1 | 1 | 1 | 2 | 5 | 1 | 1 | 1 | 1 | 2 | 1 | 0 | 0 | 0
PG&E FRESNO | Storey | 230 | Storey | 1 |  | 0 | 0 | 0 | 0 |  | 0 |  | N/A | N/A | N/A | N/A | N/A | N/A | N/A | N/A | 0 | 0 | 0 | 0 |  | 0 | 10 | 1 | 1 | 1 | 1 | 2 | 1 | 1 | 1 | 2 | 1 | 1 | 0 | 0 | 0
PG&E NGBA | Summit | 115 | Summit | 2 |  | 220 | 0 | 0 | 0 |  | 220 | 20 | 4 | 2 | 2 | 2 | 2 | 2 | 2 | 2 | 0 | 0 | 0 | 0 |  | 0 | 10 | 1 | 1 | 1 | 2 | 2 | 1 | 1 | 1 | 2 | 2 | 1 | 40 | 0 | 40 | OOS | N/A | N/A | N/A | N/A | N/A | N/A | N/A | N/A
SDGE | Suncrest | 230 | Suncrest | 2 |  | 0 | 0 | 0 | 0 |  | 0 |  | N/A | N/A | N/A | N/A | N/A | N/A | N/A | N/A | 0 | 0 | 0 | 0 |  | 0 | 10 | 1 | 1 | 1 | 2 | 5 | 1 | 1 | 2 | 2 | 2 | 1 | 0 | 0 | 0
SDGE | Suncrest | 500 | Suncrest | 2 |  | 0 | 0 | 0 | 0 |  | 0 |  | N/A | N/A | N/A | N/A | N/A | N/A | N/A | N/A | 0 | 0 | 0 | 0 |  | 0 | 10 | 1 | 1 | 1 | 2 | 5 | 1 | 1 | 2 | 2 | 2 | 1 | 0 | 0 | 0
PG&E KERN | Sunrise | 230 | Sunrise | 1 |  | 0 | 0 | 0 | 0 |  | 0 |  | N/A | N/A | N/A | N/A | N/A | N/A | N/A | N/A | 0 | 0 | 0 | 0 |  | 0 | 10 | 1 | 1 | 1 | 1 | 1 | 1 | 1 | 3 | 3 | 1 | 1 | 0 | 0 | 0
PG&E KERN | Sunset | 230 | Sunset | 1 |  | 0 | 0 | 0 | 0 |  | 0 |  | N/A | N/A | N/A | N/A | N/A | N/A | N/A | N/A | 0 | 0 | 0 | 0 |  | 0 | 10 | 1 | 1 | 1 | 1 | 1 | 1 | 1 | 2 | 2 | 1 | 1 | 0 | 0 | 0
PG&E GBA | Swift | 115 | Swift | 2 |  | 0 | 0 | 0 | 0 |  | 0 |  | N/A | N/A | N/A | N/A | N/A | N/A | N/A | N/A | 0 | 0 | 0 | 0 |  | 0 | 10 | 1 | 1 | 1 | 2 | 5 | 2 | 1 | 1 | 2 | 2 | 1 | 34 | 0 | 34 | EGS
SDGE | Sycamore Canyon | 138 | Sycamore Canyon | 2 |  | 0 | 0 | 0 | 0 |  | 0 |  | N/A | N/A | N/A | N/A | N/A | N/A | N/A | N/A | 0 | 0 | 0 | 0 |  | 0 | 10 | 1 | 1 | 1 | 2 | 5 | 3 | 2 | 2 | 5 | 1 | 1 | 0 | 0 | 0
SDGE | Sycamore Canyon | 230 | Sycamore Canyon | 2 |  | 0 | 0 | 0 | 0 |  | 0 |  | N/A | N/A | N/A | N/A | N/A | N/A | N/A | N/A | 0 | 0 | 0 | 0 |  | 0 | 10 | 1 | 1 | 1 | 2 | 5 | 3 | 2 | 2 | 5 | 1 | 1 | 0 | 0 | 0
SDGE | Sycamore Canyon | 69 | Sycamore Canyon | 2 |  | 0 | 0 | 0 | 0 |  | 0 |  | N/A | N/A | N/A | N/A | N/A | N/A | N/A | N/A | 0 | 0 | 0 | 0 |  | 0 | 10 | 1 | 1 | 1 | 2 | 5 | 3 | 2 | 2 | 5 | 1 | 1 | 0 | 0 | 0
SCE Northern | Sylmar | 230 | Sylmar | 2 |  | 0 | 0 | 0 | 0 |  | 0 |  | N/A | N/A | N/A | N/A | N/A | N/A | N/A | N/A | 200 | 0 | 0 | 0 |  | 200 | 10 | 4 | 2 | 5 | 2 | 5 | 2 | 1 | 2 | 2 | 2 | 2 | 0 | 0 | 0
PG&E NGBA | Table Mountain | 115 | Table Mountain | 2 |  | 0 | 0 | 0 | 0 |  | 0 | 10 | 1 | 1 | 1 | 1 | 1 | 1 | 1 | 1 | 0 | 0 | 0 | 0 |  | 0 | 10 | 2 | 1 | 1 | 2 | 2 | 3 | 1 | 2 | 4 | 1 | 1 | 0 | 0 | 0
PG&E NGBA | Table Mountain | 230 | Table Mountain | 2 |  | 0 | 0 | 0 | 0 |  | 0 | 10 | 1 | 1 | 1 | 1 | 1 | 1 | 1 | 1 | 0 | 200 | 0 | 0 |  | 200 | 10 | 2 | 1 | 1 | 2 | 2 | 3 | 1 | 2 | 4 | 1 | 1 | 0 | 0 | 0
PG&E NGBA | Table Mountain | 500 | Table Mountain | 2 |  | 0 | 0 | 0 | 0 |  | 0 | 10 | 1 | 1 | 1 | 1 | 1 | 1 | 1 | 1 | 0 | 0 | 0 | 0 |  | 0 | 10 | 2 | 1 | 1 | 2 | 2 | 3 | 1 | 2 | 4 | 1 | 1 | 0 | 0 | 0
PG&E NGBA | Table Mountain | 60 | Table Mountain | 2 |  | 0 | 0 | 0 | 0 |  | 0 |  | N/A | N/A | N/A | N/A | N/A | N/A | N/A | N/A | 0 | 0 | 0 | 0 |  | 0 | 10 | 2 | 1 | 1 | 2 | 2 | 3 | 1 | 2 | 4 | 1 | 1 | 0 | 0 | 0
PG&E KERN | Taft | 115 | Taft | 1 |  | 0 | 0 | 0 | 0 |  | 0 |  | N/A | N/A | N/A | N/A | N/A | N/A | N/A | N/A | 0 | 0 | 0 | 0 |  | 0 | 10 | 1 | 1 | 1 | 1 | 1 | 1 | 2 | 3 | 4 | 1 | 1 | 0 | 0 | 0
SDGE | Talega | 138 | Talega | 2 |  | 0 | 0 | 0 | 0 |  | 0 |  | N/A | N/A | N/A | N/A | N/A | N/A | N/A | N/A | 0 | 0 | 0 | 0 |  | 0 | 10 | 1 | 1 | 1 | 2 | 5 | 1 | 2 | 2 | 3 | 2 | 1 | 0 | 0 | 0
SDGE | Talega | 230 | Talega | 2 |  | 0 | 0 | 0 | 0 |  | 0 |  | N/A | N/A | N/A | N/A | N/A | N/A | N/A | N/A | 0 | 0 | 0 | 0 |  | 0 | 10 | 1 | 1 | 1 | 2 | 5 | 1 | 2 | 2 | 3 | 2 | 1 | 0 | 0 | 0
PG&E GBA | Tassajara | 230 | Tassajara | 2 |  | 0 | 0 | 0 | 0 |  | 0 |  | N/A | N/A | N/A | N/A | N/A | N/A | N/A | N/A | 0 | 0 | 0 | 0 |  | 0 | 10 | 1 | 1 | 1 | 2 | 5 | 2 | 2 | 3 | 3 | 1 | 1 | 0 | 0 | 0
PG&E KERN | Tejon | 70 | Tejon | 1 |  | 0 | 0 | 0 | 0 |  | 0 |  | N/A | N/A | N/A | N/A | N/A | N/A | N/A | N/A | 0 | 0 | 0 | 0 |  | 0 | 10 | 1 | 1 | 2 | 1 | 2 | 1 | 1 | 1 | 1 | 1 | 1 | 0 | 0 | 0
SDGE | Telegraph Canyon | 138 | Telegraph Canyon | 2 |  | 0 | 0 | 0 | 0 |  | 0 |  | N/A | N/A | N/A | N/A | N/A | N/A | N/A | N/A | 0 | 0 | 0 | 0 |  | 0 | 10 | 1 | 1 | 1 | 2 | 3 | 1 | 3 | 4 | 5 | 1 | 1 | 0 | 0 | 0
PG&E KERN | Temblor | 115 | Temblor | 1 |  | 0 | 0 | 0 | 0 |  | 0 |  | N/A | N/A | N/A | N/A | N/A | N/A | N/A | N/A | 0 | 0 | 0 | 0 |  | 0 | 10 | 1 | 1 | 1 | 1 | 1 | 1 | 1 | 1 | 2 | 1 | 1 | 0 | 0 | 0
PG&E KERN | Templeton | 230 | Templeton | 1 |  | 0 | 0 | 0 | 0 |  | 0 | 10 | 1 | 5 | 3 | 1 | 1 | 3 | 2 | 1 | 0 | 0 | 0 | 0 |  | 0 | 10 | 1 | 1 | 1 | 1 | 3 | 1 | 1 | 1 | 1 | 1 | 1 | 0 | 0 | 0
PG&E KERN | Templeton | 70 | Templeton | 1 |  | 0 | 0 | 0 | 0 |  | 0 | 10 | 1 | 5 | 3 | 1 | 1 | 3 | 2 | 1 | 0 | 0 | 0 | 0 |  | 0 | 10 | 1 | 1 | 1 | 1 | 3 | 1 | 1 | 1 | 1 | 1 | 1 | 0 | 0 | 0
PG&E GBA | Tesla | 115 | Tesla | 2 |  | 0 | 0 | 0 | 0 |  | 0 | 15 | 1 | 5 | 4 | 3 | 4 | 5 | 1 | 1 | 0 | 0 | 0 | 0 |  | 0 | 10 | 1 | 1 | 1 | 2 | 3 | 3 | 2 | 2 | 3 | 1 | 1 | 0 | 0 | 0
PG&E GBA | Tesla | 230 | Tesla | 2 |  | 0 | 0 | 0 | 0 |  | 0 | 15 | 1 | 5 | 4 | 3 | 4 | 5 | 1 | 1 | 0 | 0 | 0 | 0 |  | 0 | 10 | 1 | 1 | 1 | 2 | 3 | 3 | 2 | 2 | 3 | 1 | 1 | 0 | 0 | 0
PG&E GBA | Tesla | 500 | Tesla | 2 |  | 0 | 0 | 0 | 0 |  | 0 | 15 | 1 | 5 | 4 | 3 | 4 | 5 | 1 | 1 | 0 | 0 | 0 | 0 |  | 0 | 10 | 1 | 1 | 1 | 2 | 3 | 3 | 2 | 2 | 3 | 1 | 1 | 0 | 0 | 0
PG&E KERN | Tevis | 115 | Tevis | 1 |  | 0 | 0 | 0 | 0 |  | 0 |  | N/A | N/A | N/A | N/A | N/A | N/A | N/A | N/A | 100 | 0 | 0 | 0 |  | 100 | 10 | 1 | 1 | 2 | 1 | 1 | 1 | 1 | 2 | 2 | 1 | 1 | 0 | 0 | 0
EOP | Thousandaire | 138 | Thousandaire | 2 | OOS | 0 | 0 | 0 | 0 |  | 0 |  | N/A | N/A | N/A | N/A | N/A | N/A | N/A | N/A | 0 | 0 | 0 | 0 |  | 0 | 10 | 1 | N/A | N/A | 2 | N/A | N/A | N/A | N/A | N/A | N/A | N/A | 0 | 0 | 0
PG&E KERN | Topaz | 230 | Topaz | 2 |  | 0 | 0 | 0 | 0 |  | 0 |  | N/A | N/A | N/A | N/A | N/A | N/A | N/A | N/A | 0 | 0 | 0 | 0 |  | 0 | 10 | 1 | 1 | 1 | 2 | 5 | 1 | 1 | 1 | 2 | 2 | 1 | 0 | 0 | 0
SCE NOL | Tortilla | 115 | Tortilla | 2 |  | 0 | 0 | 0 | 0 |  | 0 |  | N/A | N/A | N/A | N/A | N/A | N/A | N/A | N/A | 0 | 0 | 0 | 0 |  | 0 | 10 | 1 | 1 | 1 | 2 | 1 | 2 | 2 | 1 | 3 | 1 | 1 | 0 | 0 | 0
SDGE | Trabuco | 138 | Trabuco | 2 |  | 0 | 0 | 0 | 0 |  | 0 |  | N/A | N/A | N/A | N/A | N/A | N/A | N/A | N/A | 0 | 0 | 0 | 0 |  | 0 | 10 | 1 | 1 | 1 | 2 | 5 | 1 | 2 | 3 | 3 | 2 | 1 | 0 | 0 | 0
PG&E GBA | Tracy | 115 | Tracy | 2 |  | 0 | 0 | 0 | 0 |  | 0 |  | N/A | N/A | N/A | N/A | N/A | N/A | N/A | N/A | 0 | 0 | 0 | 0 |  | 0 | 10 | 1 | 1 | 1 | 2 | 2 | 2 | 1 | 1 | 2 | 1 | 1 | 0 | 0 | 0
PG&E FRESNO | Tranquility | 230 | Tranquility | 1 |  | 0 | 0 | 0 | 0 |  | 0 |  | N/A | N/A | N/A | N/A | N/A | N/A | N/A | N/A | 434 | 600 | 0 | 0 |  | 1034 | 10 | 1 | 2 | 1 | 1 | 1 | 1 | 1 | 1 | 1 | 1 | 1 | 0 | 0 | 0
PG&E GBA | Trimble | 115 | Trimble | 2 |  | 0 | 0 | 0 | 0 |  | 0 |  | N/A | N/A | N/A | N/A | N/A | N/A | N/A | N/A | 0 | 0 | 0 | 0 |  | 0 | 10 | 1 | 1 | 1 | 2 | 5 | 1 | 1 | 1 | 1 | 2 | 1 | 0 | 0 | 0
EOP | Trout Canyon | 230 | Trout Canyon | 2 | OOS | 0 | 0 | 0 | 0 |  | 0 | 20 | 1 | N/A | N/A | N/A | N/A | N/A | N/A | N/A | 65 | 650 | 65 | 0 |  | 650 | 15 | 2 | N/A | N/A | 2 | N/A | N/A | N/A | N/A | N/A | N/A | N/A | 0 | 0 | 0
EOP | Trout Canyon | 500 | Trout Canyon | 2 | OOS | 0 | 0 | 0 | 0 |  | 0 | 20 | 1 | N/A | N/A | N/A | N/A | N/A | N/A | N/A | 0 | 300 | 0 | 0 |  | 300 | 10 | 4 | N/A | N/A | 2 | N/A | N/A | N/A | N/A | N/A | N/A | N/A | 0 | 0 | 0
PG&E NGBA | Tulucay | 230 | Tulucay | 2 |  | 0 | 0 | 0 | 0 |  | 0 |  | N/A | N/A | N/A | N/A | N/A | N/A | N/A | N/A | 0 | 0 | 0 | 0 |  | 0 | 10 | 1 | 1 | 1 | 2 | 2 | 2 | 1 | 1 | 3 | 1 | 1 | 0 | 0 | 0
PG&E NGBA | Tulucay | 60 | Tulucay | 2 |  | 0 | 0 | 0 | 0 |  | 0 |  | N/A | N/A | N/A | N/A | N/A | N/A | N/A | N/A | 0 | 0 | 0 | 0 |  | 0 | 10 | 1 | 1 | 1 | 2 | 2 | 2 | 1 | 1 | 3 | 1 | 1 | 0 | 0 | 0
PG&E KERN | Tupman | 115 | Tupman | 1 |  | 0 | 0 | 0 | 0 |  | 0 |  | N/A | N/A | N/A | N/A | N/A | N/A | N/A | N/A | 0 | 0 | 0 | 0 |  | 0 | 10 | 1 | 1 | 1 | 1 | 1 | 1 | 1 | 2 | 2 | 1 | 1 | 0 | 0 | 0
PG&E NGBA | Ukiah | 115 | Ukiah | 2 |  | 0 | 0 | 0 | 0 |  | 0 |  | N/A | N/A | N/A | N/A | N/A | N/A | N/A | N/A | 0 | 0 | 0 | 0 |  | 0 | 10 | 1 | 1 | 1 | 2 | 5 | 1 | 1 | 2 | 2 | 2 | 1 | 0 | 0 | 0
PG&E KERN | Union (Estrella) | 70 | Union (Estrella) | 1 |  | 0 | 0 | 0 | 0 |  | 0 |  | N/A | N/A | N/A | N/A | N/A | N/A | N/A | N/A | 0 | 0 | 0 | 0 |  | 0 | 10 | 1 | 1 | 1 | 1 | 2 | 1 | 1 | 1 | 1 | 1 | 1 | 0 | 0 | 0
PG&E NGBA | Vaca Dixon | 115 | Vaca Dixon | 2 |  | 0 | 0 | 0 | 0 |  | 0 | 20 | 2 | 3 | 1 | 1 | 1 | 2 | 1 | 1 | 0 | 0 | 0 | 0 |  | 0 | 10 | 2 | 3 | 2 | 2 | 2 | 1 | 1 | 1 | 1 | 1 | 1 | 0 | 0 | 0
PG&E NGBA | Vaca Dixon | 230 | Vaca Dixon | 2 |  | 70 | 0 | 0 | 0 |  | 70 | 20 | 2 | 3 | 1 | 1 | 1 | 2 | 1 | 1 | 0 | 200 | 0 | 0 |  | 200 | 10 | 2 | 3 | 2 | 2 | 2 | 1 | 1 | 1 | 1 | 1 | 1 | 0 | 0 | 0
PG&E NGBA | Vaca Dixon | 500 | Vaca Dixon | 2 |  | 0 | 0 | 0 | 0 |  | 0 | 20 | 2 | 3 | 1 | 1 | 1 | 2 | 1 | 1 | 0 | 300 | 0 | 0 |  | 300 | 10 | 2 | 3 | 2 | 2 | 2 | 1 | 1 | 1 | 1 | 1 | 1 | 0 | 0 | 0
PG&E NGBA | Vaca Dixon | 60 | Vaca Dixon | 2 |  | 0 | 0 | 0 | 0 |  | 0 |  | N/A | N/A | N/A | N/A | N/A | N/A | N/A | N/A | 0 | 0 | 0 | 0 |  | 0 | 10 | 2 | 3 | 2 | 2 | 2 | 1 | 1 | 1 | 1 | 1 | 1 | 0 | 0 | 0
SCE Eastern | Valley (SCE) | 500 | Valley | 2 |  | 0 | 0 | 0 | 0 |  | 0 |  | N/A | N/A | N/A | N/A | N/A | N/A | N/A | N/A | 500 | 700 | 0 | 0 |  | 1200 | 10 | 3 | 5 | 3 | 2 | 5 | 2 | 2 | 3 | 3 | 2 | 2 | 0 | 0 | 0
EOP | Valley (VEA) | 138 | Valley (VEA) | 2 | OOS | 0 | 0 | 0 | 0 |  | 0 |  | N/A | N/A | N/A | N/A | N/A | N/A | N/A | N/A | 0 | 0 | 0 | 0 |  | 0 | 10 | 1 | N/A | N/A | 2 | N/A | N/A | N/A | N/A | N/A | N/A | N/A | 0 | 0 | 0
SDGE | Valley Center | 69 | Valley Center | 2 |  | 0 | 0 | 0 | 0 |  | 0 |  | N/A | N/A | N/A | N/A | N/A | N/A | N/A | N/A | 0 | 0 | 0 | 0 |  | 0 | 10 | 1 | 1 | 1 | 2 | 5 | 1 | 1 | 1 | 2 | 1 | 1 | 0 | 0 | 0
PG&E GBA | Valley Home | 115 | Valley Home | 1 |  | 0 | 0 | 0 | 0 |  | 0 |  | N/A | N/A | N/A | N/A | N/A | N/A | N/A | N/A | 0 | 100 | 0 | 0 |  | 100 | 10 | 1 | 1 | 1 | 1 | 2 | 1 | 1 | 1 | 2 | 1 | 1 | 0 | 0 | 0
PG&E GBA | Valley Springs | 230 | Valley Springs | 1 |  | 0 | 0 | 0 | 0 |  | 0 |  | N/A | N/A | N/A | N/A | N/A | N/A | N/A | N/A | 0 | 0 | 0 | 0 |  | 0 | 10 | 1 | 1 | 1 | 1 | 3 | 4 | 1 | 1 | 5 | 2 | 1 | 0 | 0 | 0
PG&E GBA | Valley Springs | 60 | Valley Springs | 1 |  | 0 | 0 | 0 | 0 |  | 0 |  | N/A | N/A | N/A | N/A | N/A | N/A | N/A | N/A | 0 | 0 | 0 | 0 |  | 0 | 10 | 1 | 1 | 1 | 1 | 3 | 4 | 1 | 1 | 5 | 2 | 1 | 0 | 0 | 0
EOP | Valley Switch | 138 | Valley Switch | 2 | OOS | 0 | 0 | 0 | 0 |  | 0 |  | N/A | N/A | N/A | N/A | N/A | N/A | N/A | N/A | 0 | 0 | 0 | 0 |  | 0 | 10 | 1 | N/A | N/A | 2 | N/A | N/A | N/A | N/A | N/A | N/A | N/A | 0 | 0 | 0
EOP | Valley Switch | 230 | Valley Switch | 2 | OOS | 0 | 0 | 0 | 0 |  | 0 |  | N/A | N/A | N/A | N/A | N/A | N/A | N/A | N/A | 0 | 0 | 0 | 0 |  | 0 | 10 | 1 | N/A | N/A | 2 | N/A | N/A | N/A | N/A | N/A | N/A | N/A | 0 | 0 | 0
PG&E GBA | Vasco | 230 | Vasco | 2 |  | 0 | 0 | 0 | 0 |  | 0 |  | N/A | N/A | N/A | N/A | N/A | N/A | N/A | N/A | 0 | 0 | 0 | 0 |  | 0 | 10 | 1 | 1 | 1 | 2 | 5 | 2 | 2 | 3 | 4 | 1 | 1 | 0 | 0 | 0
PG&E GBA | Vasona | 230 | Vasona | 2 |  | 0 | 0 | 0 | 0 |  | 0 |  | N/A | N/A | N/A | N/A | N/A | N/A | N/A | N/A | 0 | 0 | 0 | 0 |  | 0 | 10 | 1 | 1 | 1 | 2 | 1 | 2 | 1 | 3 | 5 | 1 | 1 | 0 | 0 | 0
SCE Northern | Vestal | 230 | Vestal | 1 |  | 0 | 0 | 0 | 0 |  | 0 |  | N/A | N/A | N/A | N/A | N/A | N/A | N/A | N/A | 200 | 50 | 0 | 0 |  | 250 | 10 | 1 | 1 | 1 | 1 | 2 | 1 | 1 | 1 | 1 | 1 | 1 | 0 | 0 | 0
SCE Northern | Vestal | 66 | Vestal | 1 |  | 0 | 0 | 0 | 0 |  | 0 |  | N/A | N/A | N/A | N/A | N/A | N/A | N/A | N/A | 0 | 0 | 0 | 0 |  | 0 | 10 | 1 | 1 | 1 | 1 | 2 | 1 | 1 | 1 | 1 | 1 | 1 | 0 | 0 | 0
SCE NOL | Victor | 115 | Victor | 2 |  | 0 | 0 | 0 | 0 |  | 0 |  | N/A | N/A | N/A | N/A | N/A | N/A | N/A | N/A | 154 | 0 | 0 | 0 |  | 154 | 10 | 1 | 3 | 1 | 2 | 1 | 1 | 1 | 1 | 2 | 1 | 1 | 0 | 0 | 0
SCE NOL | Victor | 230 | Victor | 2 |  | 0 | 0 | 0 | 0 |  | 0 |  | N/A | N/A | N/A | N/A | N/A | N/A | N/A | N/A | 0 | 0 | 0 | 0 |  | 0 | 10 | 1 | 3 | 1 | 2 | 1 | 1 | 1 | 1 | 2 | 1 | 1 | 0 | 0 | 0
SCE Metro | Viejo | 230 | Viejo | 2 |  | 0 | 0 | 0 | 0 |  | 0 |  | N/A | N/A | N/A | N/A | N/A | N/A | N/A | N/A | 0 | 0 | 0 | 0 |  | 0 | 10 | 1 | 1 | 1 | 2 | 5 | 1 | 1 | 2 | 3 | 2 | 1 | 0 | 0 | 0
PG&E GBA | Vierra | 115 | Vierra | 1 |  | 0 | 0 | 0 | 0 |  | 0 |  | N/A | N/A | N/A | N/A | N/A | N/A | N/A | N/A | 0 | 0 | 0 | 0 |  | 0 | 10 | 1 | 1 | 2 | 1 | 1 | 1 | 1 | 1 | 1 | 1 | 1 | 0 | 0 | 0
SCE Metro | Villa Park | 230 | Villa Park | 2 |  | 0 | 0 | 0 | 0 |  | 0 |  | N/A | N/A | N/A | N/A | N/A | N/A | N/A | N/A | 0 | 0 | 0 | 0 |  | 0 | 10 | 1 | 1 | 1 | 2 | 5 | 2 | 1 | 1 | 3 | 1 | 1 | 0 | 0 | 0
SCE Northern | Vincent | 230 | Vincent | 2 |  | 0 | 0 | 0 | 0 |  | 0 |  | N/A | N/A | N/A | N/A | N/A | N/A | N/A | N/A | 0 | 0 | 0 | 0 |  | 0 | 10 | 4 | 5 | 5 | 2 | 2 | 2 | 3 | 3 | 4 | 3 | 2 | 0 | 0 | 0
SCE Northern | Vincent | 500 | Vincent | 2 |  | 0 | 0 | 0 | 0 |  | 0 |  | N/A | N/A | N/A | N/A | N/A | N/A | N/A | N/A | 2050 | 0 | 0 | 0 |  | 2050 | 10 | 4 | 5 | 5 | 2 | 2 | 2 | 3 | 3 | 4 | 3 | 2 | 0 | 0 | 0
PG&E GBA | Vineyard | 230 | Vineyard | 2 |  | 0 | 0 | 0 | 0 |  | 0 |  | N/A | N/A | N/A | N/A | N/A | N/A | N/A | N/A | 0 | 0 | 0 | 0 |  | 0 | 10 | 1 | 1 | 1 | 2 | 5 | 2 | 1 | 2 | 3 | 1 | 1 | 0 | 0 | 0
SDGE | Vineyard | 69 | Vineyard | 2 |  | 0 | 0 | 0 | 0 |  | 0 |  | N/A | N/A | N/A | N/A | N/A | N/A | N/A | N/A | 0 | 0 | 0 | 0 |  | 0 | 10 | 1 | 1 | 1 | 2 | 5 | 2 | 1 | 2 | 3 | 1 | 1 | 0 | 0 | 0
SCE Eastern | Vista (SCE) | 230 | Vista (SCE) | 2 |  | 0 | 0 | 0 | 0 |  | 0 |  | N/A | N/A | N/A | N/A | N/A | N/A | N/A | N/A | 300 | 0 | 0 | 0 |  | 300 | 10 | 5 | 5 | 4 | 2 | 5 | 2 | 3 | 4 | 5 | 2 | 2 | 0 | 0 | 0
EOP | Vista (VEA) | 138 | Vista (VEA) | 2 | OOS | 0 | 0 | 0 | 0 |  | 0 |  | N/A | N/A | N/A | N/A | N/A | N/A | N/A | N/A | 0 | 0 | 0 | 0 |  | 0 | 10 | 1 | N/A | N/A | 2 | N/A | N/A | N/A | N/A | N/A | N/A | N/A | 0 | 0 | 0
EOP | Vista (VEA) | 230 | Vista (VEA) | 2 | OOS | 0 | 0 | 0 | 0 |  | 0 |  | N/A | N/A | N/A | N/A | N/A | N/A | N/A | N/A | 0 | 0 | 0 | 0 |  | 0 | 10 | 1 | N/A | N/A | 2 | N/A | N/A | N/A | N/A | N/A | N/A | N/A | 0 | 0 | 0
PG&E FRESNO | Wahtoke | 115 | Wahtoke | 1 |  | 0 | 0 | 0 | 0 |  | 0 |  | N/A | N/A | N/A | N/A | N/A | N/A | N/A | N/A | 0 | 0 | 0 | 0 |  | 0 | 10 | 1 | 1 | 2 | 1 | 1 | 1 | 1 | 1 | 1 | 1 | 1 | 0 | 0 | 0
SCE Northern | Wakefield | 66 | Wakefield | 2 |  | 0 | 0 | 0 | 0 |  | 0 |  | N/A | N/A | N/A | N/A | N/A | N/A | N/A | N/A | 200 | 0 | 0 | 0 |  | 200 | 10 | 1 | 1 | 1 | 2 | 1 | 1 | 1 | 1 | 1 | 1 | 1 | 0 | 0 | 0
SCE Metro | Walnut | 230 | Walnut | 2 |  | 0 | 0 | 0 | 0 |  | 0 |  | N/A | N/A | N/A | N/A | N/A | N/A | N/A | N/A | 0 | 0 | 0 | 0 |  | 0 | 10 | 1 | 1 | 1 | 2 | 5 | 2 | 1 | 1 | 2 | 2 | 1 | 0 | 0 | 0
SCE Northern | Warne | 230 | Warne | 2 |  | 0 | 0 | 0 | 0 |  | 0 |  | N/A | N/A | N/A | N/A | N/A | N/A | N/A | N/A | 0 | 0 | 0 | 0 |  | 0 | 10 | 1 | 1 | 1 | 2 | 5 | 3 | 1 | 1 | 5 | 2 | 1 | 0 | 0 | 0
PG&E GBA | Warnerville | 230 | Warnerville | 2 |  | 0 | 0 | 0 | 0 |  | 0 |  | N/A | N/A | N/A | N/A | N/A | N/A | N/A | N/A | 0 | 0 | 0 | 0 |  | 0 | 10 | 1 | 1 | 1 | 2 | 2 | 2 | 1 | 1 | 3 | 1 | 1 | 0 | 0 | 0
PG&E FRESNO | Waukena | 115 | Waukena | 1 |  | 0 | 0 | 0 | 0 |  | 0 |  | N/A | N/A | N/A | N/A | N/A | N/A | N/A | N/A | 0 | 0 | 0 | 0 |  | 0 | 10 | 1 | 1 | 1 | 1 | 1 | 1 | 1 | 1 | 1 | 1 | 1 | 0 | 0 | 0
PG&E GBA | Weber | 230 | Weber | 1 |  | 0 | 0 | 0 | 0 |  | 0 |  | N/A | N/A | N/A | N/A | N/A | N/A | N/A | N/A | 0 | 0 | 0 | 0 |  | 0 | 10 | 1 | 1 | 2 | 1 | 1 | 1 | 1 | 1 | 1 | 1 | 1 | 0 | 0 | 0
PG&E GBA | Weber | 60 | Weber | 1 |  | 0 | 0 | 0 | 0 |  | 0 |  | N/A | N/A | N/A | N/A | N/A | N/A | N/A | N/A | 0 | 0 | 0 | 0 |  | 0 | 10 | 1 | 1 | 2 | 1 | 1 | 1 | 1 | 1 | 1 | 1 | 1 | 0 | 0 | 0
PG&E FRESNO | West Fresno | 115 | West Fresno | 1 |  | 0 | 0 | 0 | 0 |  | 0 |  | N/A | N/A | N/A | N/A | N/A | N/A | N/A | N/A | 0 | 0 | 0 | 0 |  | 0 | 10 | 1 | 1 | 2 | 1 | 1 | 1 | 1 | 1 | 1 | 1 | 1 | 0 | 0 | 0
PG&E FRESNO | Westley | 230 | Westley | 1 |  | 0 | 0 | 0 | 0 |  | 0 |  | N/A | N/A | N/A | N/A | N/A | N/A | N/A | N/A | 0 | 0 | 0 | 0 |  | 0 | 10 | 1 | 1 | 1 | 1 | 3 | 3 | 1 | 1 | 3 | 1 | 1 | 0 | 0 | 0
PG&E KERN | Westpark | 115 | Westpark | 1 |  | 0 | 0 | 0 | 0 |  | 0 |  | N/A | N/A | N/A | N/A | N/A | N/A | N/A | N/A | 0 | 0 | 0 | 0 |  | 0 | 10 | 1 | 1 | 1 | 1 | 1 | 1 | 1 | 1 | 1 | 1 | 1 | 0 | 0 | 0
PG&E KERN | Wheeler Ridge | 230 | Wheeler Ridge | 1 |  | 0 | 0 | 0 | 0 |  | 0 |  | N/A | N/A | N/A | N/A | N/A | N/A | N/A | N/A | 500 | 0 | 0 | 0 |  | 500 | 10 | 2 | 2 | 2 | 1 | 1 | 1 | 1 | 1 | 1 | 1 | 1 | 0 | 0 | 0
PG&E KERN | Wheeler Ridge | 115 | Wheeler Ridge | 1 |  | 0 | 0 | 0 | 0 |  | 0 |  | N/A | N/A | N/A | N/A | N/A | N/A | N/A | N/A | 0 | 0 | 0 | 0 |  | 0 | 10 | 2 | 2 | 2 | 1 | 1 | 1 | 1 | 1 | 1 | 1 | 1 | 0 | 0 | 0
PG&E KERN | Wheeler Ridge | 70 | Wheeler Ridge | 1 |  | 0 | 0 | 0 | 0 |  | 0 |  | N/A | N/A | N/A | N/A | N/A | N/A | N/A | N/A | 0 | 0 | 0 | 0 |  | 0 | 10 | 2 | 2 | 2 | 1 | 1 | 1 | 1 | 1 | 1 | 1 | 1 | 0 | 0 | 0
SCE Northern | Whirlwind | 230 | Whirlwind | 2 |  | 0 | 0 | 0 | 0 |  | 0 | 10 | 1 | 1 | 1 | 1 | 1 | 2 | 1 | 1 | 1400 | 188 | 0 | 0 |  | 1588 | 10 | 2 | 5 | 1 | 2 | 1 | 2 | 2 | 2 | 2 | 2 | 1 | 0 | 0 | 0
SCE Northern | Whirlwind | 500 | Whirlwind | 2 |  | 0 | 0 | 0 | 0 |  | 0 | 10 | 1 | 1 | 1 | 1 | 1 | 2 | 1 | 1 | 1247 | 0 | 0 | 0 |  | 1247 | 10 | 2 | 5 | 1 | 2 | 1 | 2 | 2 | 2 | 2 | 2 | 1 | 0 | 0 | 0
PG&E GBA | Whisman | 115 | Whisman | 2 |  | 0 | 0 | 0 | 0 |  | 0 |  | N/A | N/A | N/A | N/A | N/A | N/A | N/A | N/A | 0 | 0 | 0 | 0 |  | 0 | 10 | 1 | 1 | 1 | 2 | 1 | 2 | 2 | 3 | 4 | 1 | 1 | 0 | 0 | 0
SCE Eastern | Wildlife | 230 | Wildlife | 2 |  | 0 | 0 | 0 | 0 |  | 0 |  | N/A | N/A | N/A | N/A | N/A | N/A | N/A | N/A | 0 | 0 | 0 | 0 |  | 0 | 10 | 1 | 1 | 1 | 2 | 2 | 1 | 1 | 1 | 1 | 1 | 1 | 0 | 0 | 0
PG&E FRESNO | Wilson | 115 | Wilson | 1 |  | 0 | 0 | 0 | 0 |  | 0 | 20 | 1 | 1 | 1 | 1 | 1 | 1 | 1 | 1 | 0 | 0 | 0 | 0 |  | 0 | 10 | 1 | 1 | 1 | 1 | 2 | 2 | 2 | 2 | 3 | 1 | 1 | 0 | 0 | 0
PG&E FRESNO | Wilson | 230 | Wilson | 1 |  | 0 | 0 | 0 | 0 |  | 0 | 20 | 1 | 1 | 1 | 1 | 1 | 1 | 1 | 1 | 0 | 0 | 0 | 0 |  | 0 | 10 | 1 | 1 | 1 | 1 | 2 | 2 | 2 | 2 | 3 | 1 | 1 | 0 | 0 | 0
SCE Northern | Windhub | 230 | Windhub | 2 |  | 0 | 0 | 0 | 82.65 |  | 82.65 | 10 | 2 | 2 | 1 | 1 | 1 | 3 | 1 | 1 | 0 | 1020 | 0 | 82.65 |  | 1102.65 | 15 | 1 | 2 | 1 | 2 | 3 | 1 | 1 | 1 | 2 | 1 | 1 | 0 | 0 | 0
SCE Northern | Windhub | 500 | Windhub | 2 |  | 0 | 0 | 0 | 0 |  | 0 | 30 | 1 | 3 | 1 | 1 | 1 | 2 | 1 | 1 | 153 | 0 | 0 | 0 |  | 153 | 15 | 1 | 2 | 1 | 2 | 3 | 1 | 1 | 1 | 2 | 1 | 1 | 0 | 0 | 0
PG&E GBA | Windmaster | 230 | Windmaster | 2 |  | 0 | 0 | 0 | 0 |  | 0 |  | N/A | N/A | N/A | N/A | N/A | N/A | N/A | N/A | 0 | 0 | 0 | 0 |  | 0 | 10 | 1 | 1 | 1 | 2 | 3 | 2 | 1 | 2 | 2 | 1 | 1 | 0 | 0 | 0
PG&E NGBA | Windsor | 60 | Windsor | 2 |  | 0 | 0 | 0 | 0 |  | 0 |  | N/A | N/A | N/A | N/A | N/A | N/A | N/A | N/A | 0 | 0 | 0 | 0 |  | 0 | 10 | 1 | 1 | 1 | 2 | 2 | 1 | 2 | 2 | 2 | 1 | 1 | 0 | 0 | 0
PG&E NGBA | Woodland | 115 | Woodland | 2 |  | 0 | 0 | 0 | 0 |  | 0 |  | N/A | N/A | N/A | N/A | N/A | N/A | N/A | N/A | 0 | 12 | 0 | 0 |  | 12 | 5 | 1 | 1 | 2 | 2 | 1 | 2 | 1 | 1 | 2 | 1 | 1 | 0 | 0 | 0
PG&E FRESNO | Woodward | 115 | Woodward | 1 |  | 0 | 0 | 0 | 0 |  | 0 |  | N/A | N/A | N/A | N/A | N/A | N/A | N/A | N/A | 0 | 0 | 0 | 0 |  | 0 | 10 | 1 | 1 | 1 | 1 | 3 | 2 | 2 | 2 | 3 | 1 | 1 | 0 | 0 | 0
PG&E NGBA | Wyandotte | 115 | Wyandotte | 2 |  | 0 | 0 | 0 | 0 |  | 0 |  | N/A | N/A | N/A | N/A | N/A | N/A | N/A | N/A | 0 | 0 | 0 | 0 |  | 0 | 10 | 1 | 1 | 1 | 2 | 3 | 3 | 1 | 1 | 4 | 1 | 1 | 0 | 0 | 0

## Land_EnvAnalysis_Solar_2036
Land-use and environmental criteria analysis for 2036 utility-scale solar resources mapped to in-California areas for 5, 10, 15, and 20 mile radii from substations. This analysis uses the values from the "LandEnv_Solar_Data_Xmi" 5 through 20 mile tabs to calculate criteria alignment. |  |  | Utility-scale Solar Resource Density Assumption
[46 empty] | <-5 mi | [41 empty] | <-10 mi | [41 empty] | <-15 mi | [41 empty] | 20 mi
|  |  | 10 | Acres/MW | 5-mile Radius From Substation Analysis | [41 empty] | 10-mile Radius From Substation Analysis | [41 empty] | 15-mile Radius From Substation Analysis | [41 empty] | 20-mile Radius From Substation Analysis
[5 empty] | 3. Land-use Feasibility Criteria Analysis | [16 empty] | 4. Environmental (Conservation and Biological) Impact Factors Criteria Analysis | [24 empty] | 3. Land-use Feasibility Criteria Analysis | [16 empty] | 4. Environmental (Conservation and Biological) Impact Factors Criteria Analysis | [24 empty] | 3. Land-use Feasibility Criteria Analysis | [16 empty] | 4. Environmental (Conservation and Biological) Impact Factors Criteria Analysis | [24 empty] | 3. Land-use Feasibility Criteria Analysis | [16 empty] | 4. Environmental (Conservation and Biological) Impact Factors Criteria Analysis
[5 empty] | CEC Core Land-Use Screen |  |  | CEC's Parcelization |  |  |  | CEC's Cropland Index |  |  |  | Criticially Overdrafted Groundwater Basin |  | Fire Threat |  |  |  | ACE Terrestrial Connectivity |  |  |  | ACE Biodiversity |  |  |  | ACE Irreplaceability |  |  |  | ACE Combined |  |  |  | Terrestrial Landscape Intactness |  |  |  | Wetlands |  |  |  |  | CEC Core Land-Use Screen |  |  | CEC's Parcelization |  |  |  | CEC's Cropland Index |  |  |  | Criticially Overdrafted Groundwater Basin |  | Fire Threat |  |  |  | ACE Terrestrial Connectivity |  |  |  | ACE Biodiversity |  |  |  | ACE Irreplaceability |  |  |  | ACE Combined |  |  |  | Terrestrial Landscape Intactness |  |  |  | Wetlands |  |  |  |  | CEC Core Land-Use Screen |  |  | CEC's Parcelization |  |  |  | CEC's Cropland Index |  |  |  | Criticially Overdrafted Groundwater Basin |  | Fire Threat |  |  |  | ACE Terrestrial Connectivity |  |  |  | ACE Biodiversity |  |  |  | ACE Irreplaceability |  |  |  | ACE Combined |  |  |  | Terrestrial Landscape Intactness |  |  |  | Wetlands |  |  |  |  | CEC Core Land-Use Screen |  |  | CEC's Parcelization |  |  |  | CEC's Cropland Index |  |  |  | Criticially Overdrafted Groundwater Basin |  | Fire Threat |  |  |  | ACE Terrestrial Connectivity |  |  |  | ACE Biodiversity |  |  |  | ACE Irreplaceability |  |  |  | ACE Combined |  |  |  | Terrestrial Landscape Intactness |  |  |  | Wetlands
OBJECTID | IRP_Substation_Name | MWs Mapped | Acres of MWs Mapped | Distance from Substation Selected | Lower Implications Area used by MWs Mapped | High Implications Area used by MWs Mapped | Core Screen Criteria Alignment Level | Substation's 10th Percentile Value Parcelization | Low Parcelization (P ≤ 6) Area used by MWs Mapped | Medium Parcelization (6 < P ≤ 30) Area used by MWs Mapped | Parcelization Criteria Alignment Level | Total Potential Area Percentage High Value Cropland | Low Value Cropland used by MWs Mapped | High Value Cropland used by MWs Mapped | Cropland Index Criteria Alignment Level | Majority of Area within Critically Overdrafted Basin | Overdrafted Basin Criteria Alignment Level | Total Potential Area Percentage Tier 2 | Total Potential Area Percentage Tier 3 | Total Potential Area Percentage Tier 2 or 3 | Fire Threat Criteria Alignment Level | Total Potential Area Percentage Higher Implications | Low Implications Area used by MWs Mapped | Higher Implications Area used by MWs Mapped | ACE Connectivity Criteria Alignment | Total Potential Area Percentage Higher Implications | Low Implications Area used by MWs Mapped | Higher Implications Area used by MWs Mapped | ACE Biodiversity Criteria Alignment | Total Potential Area Percentage Higher Implications | Low Implications Area used by MWs Mapped | Higher Implications Area used by MWs Mapped | ACE Irreplaceability Criteria Alignment | Total Potential Area Percentage Higher Implications | Low Implications Area used by MWs Mapped | Higher Implications Area used by MWs Mapped | All ACE Criteria Alignment | Total Potential Area Percentage Higher Implications | Low Implications Area used by MWs Mapped | Higher Implications Area used by MWs Mapped | Intactness Criteria Alignment | Total Potential Area Percentage Higher Implications | Low Implications Area used by MWs Mapped | Higher Implications Area used by MWs Mapped | Wetlands Criteria Alignment |  | Lower Implications Area used by MWs Mapped | High Implications Area used by MWs Mapped | Core Screen Criteria Alignment Level | Substation's 10th Percentile Value Parcelization | Low Parcelization (P ≤ 6) Area used by MWs Mapped | Medium Parcelization (6 < P ≤ 30) Area used by MWs Mapped | Parcelization Criteria Alignment Level | Total Potential Area Percentage High Value Cropland | Low Value Cropland used by MWs Mapped | High Value Cropland used by MWs Mapped | Cropland Index Criteria Alignment Level | Majority of Area within Critically Overdrafted Basin | Overdrafted Basin Criteria Alignment Level | Total Potential Area Percentage Tier 2 | Total Potential Area Percentage Tier 3 | Total Potential Area Percentage Tier 2 or 3 | Fire Threat Criteria Alignment Level | Total Potential Area Percentage Higher Implications | Low Implications Area used by MWs Mapped | Higher Implications Area used by MWs Mapped | ACE Connectivity Criteria Alignment | Total Potential Area Percentage Higher Implications | Low Implications Area used by MWs Mapped | Higher Implications Area used by MWs Mapped | ACE Biodiversity Criteria Alignment | Total Potential Area Percentage Higher Implications | Low Implications Area used by MWs Mapped | Higher Implications Area used by MWs Mapped | ACE Irreplaceability Criteria Alignment | Total Potential Area Percentage Higher Implications | Low Implications Area used by MWs Mapped | Higher Implications Area used by MWs Mapped | All ACE Criteria Alignment | Total Potential Area Percentage Higher Implications | Low Implications Area used by MWs Mapped | Higher Implications Area used by MWs Mapped | Intactness Criteria Alignment | Total Potential Area Percentage Higher Implications | Low Implications Area used by MWs Mapped | Higher Implications Area used by MWs Mapped | Wetlands Criteria Alignment |  | Lower Implications Area used by MWs Mapped | High Implications Area used by MWs Mapped | Core Screen Criteria Alignment Level | Substation's 10th Percentile Value Parcelization | Low Parcelization (P ≤ 6) Area used by MWs Mapped | Medium Parcelization (6 < P ≤ 30) Area used by MWs Mapped | Parcelization Criteria Alignment Level | Total Potential Area Percentage High Value Cropland | Low Value Cropland used by MWs Mapped | High Value Cropland used by MWs Mapped | Cropland Index Criteria Alignment Level | Majority of Area within Critically Overdrafted Basin | Overdrafted Basin Criteria Alignment Level | Total Potential Area Percentage Tier 2 | Total Potential Area Percentage Tier 3 | Total Potential Area Percentage Tier 2 or 3 | Fire Threat Criteria Alignment Level | Total Potential Area Percentage Higher Implications | Low Implications Area used by MWs Mapped | Higher Implications Area used by MWs Mapped | ACE Connectivity Criteria Alignment | Total Potential Area Percentage Higher Implications | Low Implications Area used by MWs Mapped | Higher Implications Area used by MWs Mapped | ACE Biodiversity Criteria Alignment | Total Potential Area Percentage Higher Implications | Low Implications Area used by MWs Mapped | Higher Implications Area used by MWs Mapped | ACE Irreplaceability Criteria Alignment | Total Potential Area Percentage Higher Implications | Low Implications Area used by MWs Mapped | Higher Implications Area used by MWs Mapped | All ACE Criteria Alignment | Total Potential Area Percentage Higher Implications | Low Implications Area used by MWs Mapped | Higher Implications Area used by MWs Mapped | Intactness Criteria Alignment | Total Potential Area Percentage Higher Implications | Low Implications Area used by MWs Mapped | Higher Implications Area used by MWs Mapped | Wetlands Criteria Alignment |  | Lower Implications Area used by MWs Mapped | High Implications Area used by MWs Mapped | Core Screen Criteria Alignment Level | Substation's 10th Percentile Value Parcelization | Low Parcelization (P ≤ 6) Area used by MWs Mapped | Medium Parcelization (6 < P ≤ 30) Area used by MWs Mapped | Parcelization Criteria Alignment Level | Total Potential Area Percentage High Value Cropland | Low Value Cropland used by MWs Mapped | High Value Cropland used by MWs Mapped | Cropland Index Criteria Alignment Level | Majority of Area within Critically Overdrafted Basin | Overdrafted Basin Criteria Alignment Level | Total Potential Area Percentage Tier 2 | Total Potential Area Percentage Tier 3 | Total Potential Area Percentage Tier 2 or 3 | Fire Threat Criteria Alignment Level | Total Potential Area Percentage Higher Implications | Low Implications Area used by MWs Mapped | Higher Implications Area used by MWs Mapped | ACE Connectivity Criteria Alignment | Total Potential Area Percentage Higher Implications | Low Implications Area used by MWs Mapped | Higher Implications Area used by MWs Mapped | ACE Biodiversity Criteria Alignment | Total Potential Area Percentage Higher Implications | Low Implications Area used by MWs Mapped | Higher Implications Area used by MWs Mapped | ACE Irreplaceability Criteria Alignment | Total Potential Area Percentage Higher Implications | Low Implications Area used by MWs Mapped | Higher Implications Area used by MWs Mapped | All ACE Criteria Alignment | Total Potential Area Percentage Higher Implications | Low Implications Area used by MWs Mapped | Higher Implications Area used by MWs Mapped | Intactness Criteria Alignment | Total Potential Area Percentage Higher Implications | Low Implications Area used by MWs Mapped | Higher Implications Area used by MWs Mapped | Wetlands Criteria Alignment
1 | Cal Flats | 0 | 0 | 10 | 0% | 0% | 1 | 0.05 | 0% | 0% | 1 | 0% | 0% | 0% | 1 | 0 | 2 | 43% | 57% | 100% | 5 | 17% | 0% | 0% | 1 | 0% | 0% | 0% | 1 | 8% | 0% | 0% | 1 | 25% | 0% | 0% | 1 | 81% | 0% | 0% | 3 | 1% | 0% | 0% | 1 |  | 0% | 0% | 1 | 0.05 | 0% | 0% | 1 | 0% | 0% | 0% | 1 | 0 | 2 | 66% | 33% | 99% | 5 | 45% | 0% | 0% | 1 | 3% | 0% | 0% | 1 | 7% | 0% | 0% | 1 | 50% | 0% | 0% | 2 | 78% | 0% | 0% | 3 | 1% | 0% | 0% | 1 |  | 0% | 0% | 1 | 0.05 | 0% | 0% | 1 | 1% | 0% | 0% | 1 | 0 | 2 | 64% | 18% | 82% | 5 | 48% | 0% | 0% | 1 | 5% | 0% | 0% | 1 | 14% | 0% | 0% | 1 | 56% | 0% | 0% | 2 | 61% | 0% | 0% | 2 | 1% | 0% | 0% | 1 |  | 0% | 0% | 1 | 0.06 | 0% | 0% | 1 | 6% | 0% | 0% | 1 | 0 | 2 | 48% | 14% | 62% | 3 | 49% | 0% | 0% | 1 | 7% | 0% | 0% | 1 | 20% | 0% | 0% | 1 | 57% | 0% | 0% | 2 | 50% | 0% | 0% | 2 | 1% | 0% | 0% | 1
2 | Collinsville | 0 | 0 | 10 | 0% | 0% | 1 | 0.06 | 0% | 0% | 1 | 0% | 0% | 0% | 1 | 0 | 2 | 63% | 0% | 63% | 3 | 17% | 0% | 0% | 1 | 31% | 0% | 0% | 1 | 26% | 0% | 0% | 1 | 35% | 0% | 0% | 1 | 1% | 0% | 0% | 1 | 22% | 0% | 0% | 1 |  | 0% | 0% | 1 | 0.06 | 0% | 0% | 1 | 2% | 0% | 0% | 1 | 0 | 2 | 63% | 0% | 63% | 3 | 14% | 0% | 0% | 1 | 39% | 0% | 0% | 1 | 36% | 0% | 0% | 1 | 49% | 0% | 0% | 1 | 3% | 0% | 0% | 1 | 20% | 0% | 0% | 1 |  | 0% | 0% | 1 | 0.07 | 0% | 0% | 1 | 18% | 0% | 0% | 1 | 0 | 2 | 48% | 0% | 48% | 2 | 15% | 0% | 0% | 1 | 39% | 0% | 0% | 1 | 37% | 0% | 0% | 1 | 49% | 0% | 0% | 1 | 7% | 0% | 0% | 1 | 21% | 0% | 0% | 1 |  | 0% | 0% | 1 | 0.12 | 0% | 0% | 1 | 31% | 0% | 0% | 1 | 0 | 2 | 33% | 0% | 33% | 2 | 19% | 0% | 0% | 1 | 33% | 0% | 0% | 1 | 33% | 0% | 0% | 1 | 46% | 0% | 0% | 1 | 6% | 0% | 0% | 1 | 16% | 0% | 0% | 1
3 | Santa Teresa | 0 | 0 | 10 | 0% | 0% | 1 | 0.13 | 0% | 0% | 1 | 6% | 0% | 0% | 1 | 0 | 2 | 87% | 0% | 87% | 5 | 99% | 0% | 0% | 5 | 32% | 0% | 0% | 1 | 50% | 0% | 0% | 2 | 99% | 0% | 0% | 5 | 37% | 0% | 0% | 1 | 4% | 0% | 0% | 1 |  | 0% | 0% | 1 | 0.1 | 0% | 0% | 1 | 2% | 0% | 0% | 1 | 0 | 2 | 93% | 2% | 95% | 5 | 79% | 0% | 0% | 3 | 27% | 0% | 0% | 1 | 41% | 0% | 0% | 1 | 83% | 0% | 0% | 3 | 53% | 0% | 0% | 2 | 5% | 0% | 0% | 1 |  | 0% | 0% | 1 | 0.15 | 0% | 0% | 1 | 1% | 0% | 0% | 1 | 0 | 2 | 67% | 13% | 80% | 5 | 68% | 0% | 0% | 2 | 21% | 0% | 0% | 1 | 43% | 0% | 0% | 1 | 79% | 0% | 0% | 3 | 58% | 0% | 0% | 2 | 4% | 0% | 0% | 1 |  | 0% | 0% | 1 | 0.16 | 0% | 0% | 1 | 2% | 0% | 0% | 1 | 0 | 2 | 44% | 26% | 70% | 4 | 66% | 0% | 0% | 2 | 25% | 0% | 0% | 1 | 48% | 0% | 0% | 1 | 83% | 0% | 0% | 3 | 59% | 0% | 0% | 2 | 3% | 0% | 0% | 1
4 | Carrizo Gorge | 0 | 0 | 10 | 0% | 0% | 1 | 0.1 | 0% | 0% | 1 | 0% | 0% | 0% | 1 | 0 | 2 | 58% | 35% | 93% | 5 | 0% | 0% | 0% | 1 | 22% | 0% | 0% | 1 | 60% | 0% | 0% | 2 | 62% | 0% | 0% | 2 | 21% | 0% | 0% | 1 | 2% | 0% | 0% | 1 |  | 0% | 0% | 1 | 0.09 | 0% | 0% | 1 | 0% | 0% | 0% | 1 | 0 | 2 | 34% | 54% | 88% | 5 | 9% | 0% | 0% | 1 | 9% | 0% | 0% | 1 | 29% | 0% | 0% | 1 | 37% | 0% | 0% | 1 | 32% | 0% | 0% | 1 | 2% | 0% | 0% | 1 |  | 0% | 0% | 1 | 0.09 | 0% | 0% | 1 | 0% | 0% | 0% | 1 | 0 | 2 | 22% | 62% | 84% | 5 | 9% | 0% | 0% | 1 | 21% | 0% | 0% | 1 | 31% | 0% | 0% | 1 | 48% | 0% | 0% | 1 | 39% | 0% | 0% | 1 | 2% | 0% | 0% | 1 |  | 0% | 0% | 1 | 0.08 | 0% | 0% | 1 | 0% | 0% | 0% | 1 | 0 | 2 | 16% | 63% | 79% | 5 | 14% | 0% | 0% | 1 | 25% | 0% | 0% | 1 | 34% | 0% | 0% | 1 | 54% | 0% | 0% | 2 | 44% | 0% | 0% | 1 | 2% | 0% | 0% | 1
5 | Avenal | 0 | 0 | 0 | 0% | 0% | 1 | 0.05 | 0% | 0% | 1 | 6% | 0% | 0% | 1 | 0 | 2 | 36% | 0% | 36% | 2 | 39% | 0% | 0% | 1 | 0% | 0% | 0% | 1 | 31% | 0% | 0% | 1 | 67% | 0% | 0% | 2 | 21% | 0% | 0% | 1 | 0% | 0% | 0% | 1 |  | 0% | 0% | 1 | 0.07 | 0% | 0% | 1 | 16% | 0% | 0% | 1 | 0 | 2 | 36% | 0% | 36% | 2 | 51% | 0% | 0% | 2 | 1% | 0% | 0% | 1 | 18% | 0% | 0% | 1 | 65% | 0% | 0% | 2 | 29% | 0% | 0% | 1 | 0% | 0% | 0% | 1 |  | 0% | 0% | 1 | 0.07 | 0% | 0% | 1 | 26% | 0% | 0% | 1 | 0 | 2 | 30% | 1% | 31% | 2 | 43% | 0% | 0% | 1 | 2% | 0% | 0% | 1 | 16% | 0% | 0% | 1 | 53% | 0% | 0% | 2 | 24% | 0% | 0% | 1 | 1% | 0% | 0% | 1 |  | 0% | 0% | 1 | 0.07 | 0% | 0% | 1 | 25% | 0% | 0% | 1 | 0 | 2 | 28% | 4% | 32% | 2 | 47% | 0% | 0% | 1 | 6% | 0% | 0% | 1 | 18% | 0% | 0% | 1 | 56% | 0% | 0% | 2 | 24% | 0% | 0% | 1 | 1% | 0% | 0% | 1
6 | Crazy Horse Canyon | 0 | 0 | 10 | 0% | 0% | 1 | 0.14 | 0% | 0% | 1 | 12% | 0% | 0% | 1 | 0 | 2 | 66% | 0% | 66% | 3 | 60% | 0% | 0% | 2 | 10% | 0% | 0% | 1 | 19% | 0% | 0% | 1 | 65% | 0% | 0% | 2 | 35% | 0% | 0% | 1 | 9% | 0% | 0% | 1 |  | 0% | 0% | 1 | 0.17 | 0% | 0% | 1 | 32% | 0% | 0% | 1 | 0 | 2 | 38% | 0% | 38% | 2 | 24% | 0% | 0% | 1 | 17% | 0% | 0% | 1 | 21% | 0% | 0% | 1 | 41% | 0% | 0% | 1 | 19% | 0% | 0% | 1 | 6% | 0% | 0% | 1 |  | 0% | 0% | 1 | 0.14 | 0% | 0% | 1 | 33% | 0% | 0% | 1 | 0 | 2 | 33% | 4% | 37% | 2 | 26% | 0% | 0% | 1 | 15% | 0% | 0% | 1 | 22% | 0% | 0% | 1 | 44% | 0% | 0% | 1 | 24% | 0% | 0% | 1 | 5% | 0% | 0% | 1 |  | 0% | 0% | 1 | 0.14 | 0% | 0% | 1 | 27% | 0% | 0% | 1 | 0 | 2 | 43% | 6% | 49% | 2 | 36% | 0% | 0% | 1 | 14% | 0% | 0% | 1 | 25% | 0% | 0% | 1 | 53% | 0% | 0% | 2 | 32% | 0% | 0% | 1 | 5% | 0% | 0% | 1
7 | Estrella | 0 | 0 | 10 | 0% | 0% | 1 | 0.21 | 0% | 0% | 1 | 18% | 0% | 0% | 1 | 0 | 2 | 5% | 0% | 5% | 1 | 0% | 0% | 0% | 1 | 0% | 0% | 0% | 1 | 23% | 0% | 0% | 1 | 23% | 0% | 0% | 1 | 4% | 0% | 0% | 1 | 5% | 0% | 0% | 1 |  | 0% | 0% | 1 | 0.17 | 0% | 0% | 1 | 11% | 0% | 0% | 1 | 0 | 2 | 33% | 0% | 33% | 2 | 5% | 0% | 0% | 1 | 2% | 0% | 0% | 1 | 17% | 0% | 0% | 1 | 23% | 0% | 0% | 1 | 19% | 0% | 0% | 1 | 2% | 0% | 0% | 1 |  | 0% | 0% | 1 | 0.13 | 0% | 0% | 1 | 7% | 0% | 0% | 1 | 0 | 2 | 55% | 4% | 59% | 3 | 17% | 0% | 0% | 1 | 12% | 0% | 0% | 1 | 24% | 0% | 0% | 1 | 33% | 0% | 0% | 1 | 32% | 0% | 0% | 1 | 2% | 0% | 0% | 1 |  | 0% | 0% | 1 | 0.1 | 0% | 0% | 1 | 5% | 0% | 0% | 1 | 0 | 2 | 58% | 13% | 71% | 3 | 26% | 0% | 0% | 1 | 15% | 0% | 0% | 1 | 28% | 0% | 0% | 1 | 43% | 0% | 0% | 1 | 42% | 0% | 0% | 1 | 3% | 0% | 0% | 1
8 | Ocean Ranch | 0 | 0 | 10 | 0% | 0% | 1 | 0.4 | 0% | 0% | 1 | 22% | 0% | 0% | 1 | 0 | 2 | 0% | 0% | 0% | 1 | 32% | 0% | 0% | 1 | 38% | 0% | 0% | 1 | 39% | 0% | 0% | 1 | 39% | 0% | 0% | 1 | 0% | 0% | 0% | 1 | 6% | 0% | 0% | 1 |  | 0% | 0% | 1 | 0.37 | 0% | 0% | 1 | 9% | 0% | 0% | 1 | 0 | 2 | 12% | 0% | 12% | 1 | 74% | 0% | 0% | 3 | 39% | 0% | 0% | 1 | 57% | 0% | 0% | 2 | 85% | 0% | 0% | 3 | 4% | 0% | 0% | 1 | 6% | 0% | 0% | 1 |  | 0% | 0% | 1 | 0.4 | 0% | 0% | 1 | 5% | 0% | 0% | 1 | 0 | 2 | 51% | 6% | 57% | 3 | 51% | 0% | 0% | 2 | 17% | 0% | 0% | 1 | 36% | 0% | 0% | 1 | 61% | 0% | 0% | 2 | 4% | 0% | 0% | 1 | 7% | 0% | 0% | 1 |  | 0% | 0% | 1 | 0.37 | 0% | 0% | 1 | 5% | 0% | 0% | 1 | 0 | 2 | 48% | 31% | 79% | 5 | 56% | 0% | 0% | 2 | 16% | 0% | 0% | 1 | 33% | 0% | 0% | 1 | 65% | 0% | 0% | 2 | 11% | 0% | 0% | 1 | 7% | 0% | 0% | 1
9 | Green Valley | 0 | 0 | 10 | 0% | 0% | 1 | 0.24 | 0% | 0% | 1 | 30% | 0% | 0% | 1 | 0 | 2 | 1% | 0% | 1% | 1 | 30% | 0% | 0% | 1 | 25% | 0% | 0% | 1 | 52% | 0% | 0% | 2 | 66% | 0% | 0% | 2 | 12% | 0% | 0% | 1 | 5% | 0% | 0% | 1 |  | 0% | 0% | 1 | 0.23 | 0% | 0% | 1 | 18% | 0% | 0% | 1 | 0 | 2 | 26% | 0% | 26% | 2 | 40% | 0% | 0% | 1 | 23% | 0% | 0% | 1 | 38% | 0% | 0% | 1 | 69% | 0% | 0% | 2 | 26% | 0% | 0% | 1 | 6% | 0% | 0% | 1 |  | 0% | 0% | 1 | 0.22 | 0% | 0% | 1 | 19% | 0% | 0% | 1 | 0 | 2 | 34% | 0% | 34% | 2 | 39% | 0% | 0% | 1 | 16% | 0% | 0% | 1 | 29% | 0% | 0% | 1 | 60% | 0% | 0% | 2 | 25% | 0% | 0% | 1 | 5% | 0% | 0% | 1 |  | 0% | 0% | 1 | 0.19 | 0% | 0% | 1 | 21% | 0% | 0% | 1 | 0 | 2 | 40% | 0% | 40% | 2 | 39% | 0% | 0% | 1 | 16% | 0% | 0% | 1 | 30% | 0% | 0% | 1 | 58% | 0% | 0% | 2 | 26% | 0% | 0% | 1 | 5% | 0% | 0% | 1
10 | Union (Estrella) | 0 | 0 | 10 | 0% | 0% | 1 | 0.21 | 0% | 0% | 1 | 18% | 0% | 0% | 1 | 0 | 2 | 5% | 0% | 5% | 1 | 0% | 0% | 0% | 1 | 0% | 0% | 0% | 1 | 23% | 0% | 0% | 1 | 23% | 0% | 0% | 1 | 4% | 0% | 0% | 1 | 5% | 0% | 0% | 1 |  | 0% | 0% | 1 | 0.17 | 0% | 0% | 1 | 11% | 0% | 0% | 1 | 0 | 2 | 33% | 0% | 33% | 2 | 5% | 0% | 0% | 1 | 2% | 0% | 0% | 1 | 17% | 0% | 0% | 1 | 23% | 0% | 0% | 1 | 19% | 0% | 0% | 1 | 2% | 0% | 0% | 1 |  | 0% | 0% | 1 | 0.13 | 0% | 0% | 1 | 7% | 0% | 0% | 1 | 0 | 2 | 55% | 4% | 59% | 3 | 17% | 0% | 0% | 1 | 12% | 0% | 0% | 1 | 24% | 0% | 0% | 1 | 33% | 0% | 0% | 1 | 32% | 0% | 0% | 1 | 2% | 0% | 0% | 1 |  | 0% | 0% | 1 | 0.1 | 0% | 0% | 1 | 5% | 0% | 0% | 1 | 0 | 2 | 58% | 13% | 71% | 3 | 26% | 0% | 0% | 1 | 15% | 0% | 0% | 1 | 28% | 0% | 0% | 1 | 43% | 0% | 0% | 1 | 42% | 0% | 0% | 1 | 3% | 0% | 0% | 1
11 | Crescent | 35 | 350 | 10 | 1.354% | 0% | 1 | 0.06 | 2.764% | 0% | 1 | 13% | 0.9959% | 0% | 1 | 0 | 2 | 1% | 0% | 1% | 1 | 34% | 1.253% | 0% | 1 | 8% | 0.9004% | 0% | 1 | 8% | 0.9004% | 0% | 1 | 34% | 1.253% | 0% | 1 | 0% | 0.8274% | 0% | 1 | 0% | 0.8313% | 0% | 1 |  | 0.3436% | 0% | 1 | 0.07 | 0.7304% | 0% | 1 | 24% | 0.2679% | 0% | 1 | 0 | 2 | 0% | 0% | 0% | 1 | 24% | 0.2508% | 0% | 1 | 6% | 0.2019% | 0% | 1 | 6% | 0.2024% | 0% | 1 | 26% | 0.2573% | 0% | 1 | 0% | 0.1896% | 0% | 1 | 1% | 0.1922% | 0% | 1 |  | 0.1988% | 0% | 1 | 0.07 | 0.4654% | 0% | 1 | 38% | 0.2679% | 0% | 1 | 0 | 2 | 1% | 0% | 1% | 1 | 18% | 0.106% | 0% | 1 | 7% | 0.09356% | 0% | 1 | 9% | 0.09563% | 0% | 1 | 24% | 0.114% | 0% | 1 | 0% | 0.08688% | 0% | 1 | 2% | 0.08836% | 0% | 1 |  | 0.1468% | 0% | 1 | 0.08 | 0.2636% | 0% | 1 | 44% | 0.2679% | 0% | 1 | 0 | 2 | 6% | 0% | 6% | 1 | 23% | 0.06531% | 0% | 1 | 7% | 0.05394% | 0% | 1 | 10% | 0.05582% | 0% | 1 | 28% | 0.06992% | 0% | 1 | 4% | 0.05251% | 0% | 1 | 2% | 0.05114% | 0% | 1
12 | Vincent | 0 | 0 | 10 | 0% | 0% | 1 | 0.47 | 0% | 0% | 1 | 0% | 0% | 0% | 1 | 0 | 2 | 28% | 0% | 28% | 2 | 0% | 0% | 0% | 1 | 22% | 0% | 0% | 1 | 13% | 0% | 0% | 1 | 22% | 0% | 0% | 1 | 14% | 0% | 0% | 1 | 2% | 0% | 0% | 1 |  | 0% | 0% | 1 | 0.35 | 0% | 0% | 1 | 2% | 0% | 0% | 1 | 0 | 2 | 40% | 3% | 43% | 2 | 10% | 0% | 0% | 1 | 35% | 0% | 0% | 1 | 23% | 0% | 0% | 1 | 45% | 0% | 0% | 1 | 28% | 0% | 0% | 1 | 2% | 0% | 0% | 1 |  | 0% | 0% | 1 | 0.4 | 0% | 0% | 1 | 5% | 0% | 0% | 1 | 0 | 2 | 22% | 10% | 32% | 3 | 11% | 0% | 0% | 1 | 45% | 0% | 0% | 1 | 28% | 0% | 0% | 1 | 56% | 0% | 0% | 2 | 25% | 0% | 0% | 1 | 3% | 0% | 0% | 1 |  | 0% | 0% | 1 | 0.49 | 0% | 0% | 1 | 5% | 0% | 0% | 1 | 0 | 2 | 16% | 11% | 27% | 3 | 12% | 0% | 0% | 1 | 44% | 0% | 0% | 1 | 29% | 0% | 0% | 1 | 56% | 0% | 0% | 2 | 24% | 0% | 0% | 1 | 3% | 0% | 0% | 1
13 | El Nido (PGE) | 0 | 0 | 10 | 0% | 0% | 1 | 0.08 | 0% | 0% | 1 | 34% | 0% | 0% | 1 | 0 | 2 | 0% | 0% | 0% | 1 | 24% | 0% | 0% | 1 | 20% | 0% | 0% | 1 | 29% | 0% | 0% | 1 | 45% | 0% | 0% | 1 | 2% | 0% | 0% | 1 | 7% | 0% | 0% | 1 |  | 0% | 0% | 1 | 0.08 | 0% | 0% | 1 | 36% | 0% | 0% | 1 | 0 | 2 | 4% | 0% | 4% | 1 | 41% | 0% | 0% | 1 | 25% | 0% | 0% | 1 | 28% | 0% | 0% | 1 | 56% | 0% | 0% | 2 | 1% | 0% | 0% | 1 | 7% | 0% | 0% | 1 |  | 0% | 0% | 1 | 0.1 | 0% | 0% | 1 | 39% | 0% | 0% | 1 | 0 | 2 | 9% | 0% | 9% | 1 | 41% | 0% | 0% | 1 | 16% | 0% | 0% | 1 | 22% | 0% | 0% | 1 | 51% | 0% | 0% | 2 | 1% | 0% | 0% | 1 | 7% | 0% | 0% | 1 |  | 0% | 0% | 1 | 0.09 | 0% | 0% | 1 | 33% | 0% | 0% | 1 | 0 | 2 | 18% | 0% | 18% | 1 | 44% | 0% | 0% | 1 | 24% | 0% | 0% | 1 | 28% | 0% | 0% | 1 | 54% | 0% | 0% | 2 | 5% | 0% | 0% | 1 | 12% | 0% | 0% | 1
14 | Cortina | 0 | 0 | 10 | 0% | 0% | 1 | 0.08 | 0% | 0% | 1 | 48% | 0% | 0% | 1 | 0 | 2 | 21% | 22% | 43% | 4 | 42% | 0% | 0% | 1 | 6% | 0% | 0% | 1 | 29% | 0% | 0% | 1 | 70% | 0% | 0% | 3 | 27% | 0% | 0% | 1 | 1% | 0% | 0% | 1 |  | 0% | 0% | 1 | 0.07 | 0% | 0% | 1 | 38% | 0% | 0% | 1 | 0 | 2 | 15% | 30% | 45% | 5 | 37% | 0% | 0% | 1 | 12% | 0% | 0% | 1 | 46% | 0% | 0% | 1 | 73% | 0% | 0% | 3 | 35% | 0% | 0% | 1 | 1% | 0% | 0% | 1 |  | 0% | 0% | 1 | 0.07 | 0% | 0% | 1 | 36% | 0% | 0% | 1 | 0 | 2 | 13% | 32% | 45% | 5 | 41% | 0% | 0% | 1 | 11% | 0% | 0% | 1 | 45% | 0% | 0% | 1 | 73% | 0% | 0% | 3 | 36% | 0% | 0% | 1 | 2% | 0% | 0% | 1 |  | 0% | 0% | 1 | 0.07 | 0% | 0% | 1 | 36% | 0% | 0% | 1 | 0 | 2 | 15% | 30% | 45% | 5 | 42% | 0% | 0% | 1 | 14% | 0% | 0% | 1 | 41% | 0% | 0% | 1 | 70% | 0% | 0% | 3 | 36% | 0% | 0% | 1 | 3% | 0% | 0% | 1
15 | Delta Pumps | 0 | 0 | 0 | 0% | 0% | 1 | 0.15 | 0% | 0% | 1 | 18% | 0% | 0% | 1 | 0 | 2 | 76% | 0% | 76% | 5 | 72% | 0% | 0% | 3 | 59% | 0% | 0% | 2 | 69% | 0% | 0% | 2 | 91% | 0% | 0% | 4 | 9% | 0% | 0% | 1 | 10% | 0% | 0% | 1 |  | 0% | 0% | 1 | 0.13 | 0% | 0% | 1 | 37% | 0% | 0% | 1 | 0 | 2 | 51% | 0% | 51% | 3 | 51% | 0% | 0% | 2 | 44% | 0% | 0% | 1 | 48% | 0% | 0% | 1 | 66% | 0% | 0% | 2 | 10% | 0% | 0% | 1 | 6% | 0% | 0% | 1 |  | 0% | 0% | 1 | 0.14 | 0% | 0% | 1 | 39% | 0% | 0% | 1 | 0 | 2 | 47% | 2% | 49% | 2 | 46% | 0% | 0% | 1 | 40% | 0% | 0% | 1 | 42% | 0% | 0% | 1 | 60% | 0% | 0% | 2 | 19% | 0% | 0% | 1 | 7% | 0% | 0% | 1 |  | 0% | 0% | 1 | 0.14 | 0% | 0% | 1 | 40% | 0% | 0% | 1 | 0 | 2 | 40% | 5% | 45% | 2 | 44% | 0% | 0% | 1 | 36% | 0% | 0% | 1 | 38% | 0% | 0% | 1 | 59% | 0% | 0% | 2 | 21% | 0% | 0% | 1 | 7% | 0% | 0% | 1
16 | Morgan Hill | 0 | 0 | 10 | 0% | 0% | 1 | 0.23 | 0% | 0% | 1 | 2% | 0% | 0% | 1 | 0 | 2 | 92% | 0% | 92% | 5 | 53% | 0% | 0% | 2 | 7% | 0% | 0% | 1 | 10% | 0% | 0% | 1 | 53% | 0% | 0% | 2 | 40% | 0% | 0% | 1 | 8% | 0% | 0% | 1 |  | 0% | 0% | 1 | 0.17 | 0% | 0% | 1 | 5% | 0% | 0% | 1 | 0 | 2 | 78% | 1% | 79% | 5 | 70% | 0% | 0% | 3 | 13% | 0% | 0% | 1 | 25% | 0% | 0% | 1 | 70% | 0% | 0% | 3 | 45% | 0% | 0% | 1 | 5% | 0% | 0% | 1 |  | 0% | 0% | 1 | 0.14 | 0% | 0% | 1 | 8% | 0% | 0% | 1 | 0 | 2 | 53% | 16% | 69% | 3 | 69% | 0% | 0% | 2 | 12% | 0% | 0% | 1 | 29% | 0% | 0% | 1 | 75% | 0% | 0% | 3 | 54% | 0% | 0% | 2 | 4% | 0% | 0% | 1 |  | 0% | 0% | 1 | 0.15 | 0% | 0% | 1 | 10% | 0% | 0% | 1 | 0 | 2 | 45% | 19% | 64% | 3 | 56% | 0% | 0% | 2 | 19% | 0% | 0% | 1 | 32% | 0% | 0% | 1 | 70% | 0% | 0% | 3 | 51% | 0% | 0% | 2 | 4% | 0% | 0% | 1
17 | Jessup | 0 | 0 | 10 | 0% | 0% | 1 | 0.37 | 0% | 0% | 1 | 8% | 0% | 0% | 1 | 0 | 2 | 51% | 39% | 90% | 5 | 55% | 0% | 0% | 2 | 15% | 0% | 0% | 1 | 15% | 0% | 0% | 1 | 56% | 0% | 0% | 2 | 17% | 0% | 0% | 1 | 8% | 0% | 0% | 1 |  | 0% | 0% | 1 | 0.33 | 0% | 0% | 1 | 7% | 0% | 0% | 1 | 0 | 2 | 69% | 26% | 95% | 5 | 57% | 0% | 0% | 2 | 24% | 0% | 0% | 1 | 23% | 0% | 0% | 1 | 70% | 0% | 0% | 3 | 21% | 0% | 0% | 1 | 17% | 0% | 0% | 1 |  | 0% | 0% | 1 | 0.26 | 0% | 0% | 1 | 3% | 0% | 0% | 1 | 0 | 2 | 65% | 31% | 96% | 5 | 54% | 0% | 0% | 2 | 14% | 0% | 0% | 1 | 14% | 0% | 0% | 1 | 61% | 0% | 0% | 2 | 42% | 0% | 0% | 1 | 11% | 0% | 0% | 1 |  | 0% | 0% | 1 | 0.19 | 0% | 0% | 1 | 2% | 0% | 0% | 1 | 0 | 2 | 62% | 34% | 96% | 5 | 44% | 0% | 0% | 1 | 11% | 0% | 0% | 1 | 16% | 0% | 0% | 1 | 53% | 0% | 0% | 2 | 54% | 0% | 0% | 2 | 9% | 0% | 0% | 1
18 | Elk Hills | 0 | 0 | 10 | 0% | 0% | 1 | 0.05 | 0% | 0% | 1 | 2% | 0% | 0% | 1 | 0 | 2 | 5% | 0% | 5% | 1 | 32% | 0% | 0% | 1 | 89% | 0% | 0% | 3 | 100% | 0% | 0% | 5 | 100% | 0% | 0% | 5 | 1% | 0% | 0% | 1 | 1% | 0% | 0% | 1 |  | 0% | 0% | 1 | 0.05 | 0% | 0% | 1 | 21% | 0% | 0% | 1 | 0 | 2 | 9% | 0% | 9% | 1 | 37% | 0% | 0% | 1 | 61% | 0% | 0% | 2 | 90% | 0% | 0% | 4 | 92% | 0% | 0% | 4 | 2% | 0% | 0% | 1 | 8% | 0% | 0% | 1 |  | 0% | 0% | 1 | 0.08 | 0% | 0% | 1 | 39% | 0% | 0% | 1 | 0 | 2 | 6% | 0% | 6% | 1 | 27% | 0% | 0% | 1 | 41% | 0% | 0% | 1 | 69% | 0% | 0% | 2 | 73% | 0% | 0% | 3 | 2% | 0% | 0% | 1 | 7% | 0% | 0% | 1 |  | 0% | 0% | 1 | 0.09 | 0% | 0% | 1 | 44% | 0% | 0% | 1 | 0 | 2 | 5% | 0% | 5% | 1 | 19% | 0% | 0% | 1 | 31% | 0% | 0% | 1 | 57% | 0% | 0% | 2 | 62% | 0% | 0% | 2 | 4% | 0% | 0% | 1 | 5% | 0% | 0% | 1
19 | Ignacio | 0 | 0 | 10 | 0% | 0% | 1 | 0.18 | 0% | 0% | 1 | 0% | 0% | 0% | 1 | 0 | 2 | 24% | 0% | 24% | 2 | 14% | 0% | 0% | 1 | 28% | 0% | 0% | 1 | 36% | 0% | 0% | 1 | 46% | 0% | 0% | 1 | 21% | 0% | 0% | 1 | 19% | 0% | 0% | 1 |  | 0% | 0% | 1 | 0.14 | 0% | 0% | 1 | 3% | 0% | 0% | 1 | 0 | 2 | 48% | 0% | 48% | 2 | 63% | 0% | 0% | 2 | 27% | 0% | 0% | 1 | 38% | 0% | 0% | 1 | 71% | 0% | 0% | 3 | 31% | 0% | 0% | 1 | 8% | 0% | 0% | 1 |  | 0% | 0% | 1 | 0.29 | 0% | 0% | 1 | 7% | 0% | 0% | 1 | 0 | 2 | 45% | 0% | 45% | 2 | 60% | 0% | 0% | 2 | 29% | 0% | 0% | 1 | 51% | 0% | 0% | 2 | 79% | 0% | 0% | 3 | 28% | 0% | 0% | 1 | 8% | 0% | 0% | 1 |  | 0% | 0% | 1 | 0.36 | 0% | 0% | 1 | 6% | 0% | 0% | 1 | 0 | 2 | 46% | 0% | 46% | 2 | 57% | 0% | 0% | 2 | 29% | 0% | 0% | 1 | 56% | 0% | 0% | 2 | 83% | 0% | 0% | 3 | 30% | 0% | 0% | 1 | 7% | 0% | 0% | 1
20 | Malin | 0 | 0 | 10 | 0% | 0% | 1 | 0 | 0% | 0% | 1 | 10% | 0% | 0% | 1 | 0 | 2 | 20% | 0% | 20% | 2 | 54% | 0% | 0% | 2 | 0% | 0% | 0% | 1 | 0% | 0% | 0% | 1 | 54% | 0% | 0% | 2 | 26% | 0% | 0% | 1 | 2% | 0% | 0% | 1 |  | 0% | 0% | 1 | 0.01 | 0% | 0% | 1 | 26% | 0% | 0% | 1 | 0 | 2 | 8% | 0% | 8% | 1 | 52% | 0% | 0% | 2 | 0% | 0% | 0% | 1 | 0% | 0% | 0% | 1 | 52% | 0% | 0% | 2 | 40% | 0% | 0% | 1 | 1% | 0% | 0% | 1 |  | 0% | 0% | 1 | 0.01 | 0% | 0% | 1 | 25% | 0% | 0% | 1 | 0 | 2 | 5% | 0% | 5% | 1 | 52% | 0% | 0% | 2 | 3% | 0% | 0% | 1 | 0% | 0% | 0% | 1 | 55% | 0% | 0% | 2 | 46% | 0% | 0% | 1 | 2% | 0% | 0% | 1 |  | 0% | 0% | 1 | 0.01 | 0% | 0% | 1 | 16% | 0% | 0% | 1 | 0 | 2 | 6% | 0% | 6% | 1 | 62% | 0% | 0% | 2 | 10% | 0% | 0% | 1 | 7% | 0% | 0% | 1 | 65% | 0% | 0% | 2 | 61% | 0% | 0% | 2 | 3% | 0% | 0% | 1
21 | Redbud | 0 | 0 | 10 | 0% | 0% | 1 | 0.13 | 0% | 0% | 1 | 4% | 0% | 0% | 1 | 0 | 2 | 53% | 44% | 97% | 5 | 26% | 0% | 0% | 1 | 0% | 0% | 0% | 1 | 15% | 0% | 0% | 1 | 41% | 0% | 0% | 1 | 27% | 0% | 0% | 1 | 1% | 0% | 0% | 1 |  | 0% | 0% | 1 | 0.14 | 0% | 0% | 1 | 8% | 0% | 0% | 1 | 0 | 2 | 41% | 51% | 92% | 5 | 20% | 0% | 0% | 1 | 33% | 0% | 0% | 1 | 49% | 0% | 0% | 1 | 64% | 0% | 0% | 2 | 23% | 0% | 0% | 1 | 1% | 0% | 0% | 1 |  | 0% | 0% | 1 | 0.15 | 0% | 0% | 1 | 6% | 0% | 0% | 1 | 0 | 2 | 30% | 62% | 92% | 5 | 37% | 0% | 0% | 1 | 34% | 0% | 0% | 1 | 67% | 0% | 0% | 2 | 77% | 0% | 0% | 3 | 28% | 0% | 0% | 1 | 2% | 0% | 0% | 1 |  | 0% | 0% | 1 | 0.1 | 0% | 0% | 1 | 4% | 0% | 0% | 1 | 0 | 2 | 32% | 61% | 93% | 5 | 49% | 0% | 0% | 1 | 30% | 0% | 0% | 1 | 53% | 0% | 0% | 2 | 76% | 0% | 0% | 3 | 41% | 0% | 0% | 1 | 2% | 0% | 0% | 1
22 | Arcata | 0 | 0 | 10 | 0% | 0% | 1 | 0.17 | 0% | 0% | 1 | 0% | 0% | 0% | 1 | 0 | 2 | 0% | 0% | 0% | 1 | 6% | 0% | 0% | 1 | 48% | 0% | 0% | 1 | 73% | 0% | 0% | 3 | 73% | 0% | 0% | 3 | 18% | 0% | 0% | 1 | 33% | 0% | 0% | 1 |  | 0% | 0% | 1 | 0.13 | 0% | 0% | 1 | 0% | 0% | 0% | 1 | 0 | 2 | 0% | 0% | 0% | 1 | 10% | 0% | 0% | 1 | 48% | 0% | 0% | 1 | 60% | 0% | 0% | 2 | 64% | 0% | 0% | 2 | 26% | 0% | 0% | 1 | 12% | 0% | 0% | 1 |  | 0% | 0% | 1 | 0.08 | 0% | 0% | 1 | 0% | 0% | 0% | 1 | 0 | 2 | 0% | 0% | 0% | 1 | 5% | 0% | 0% | 1 | 32% | 0% | 0% | 1 | 39% | 0% | 0% | 1 | 41% | 0% | 0% | 1 | 24% | 0% | 0% | 1 | 7% | 0% | 0% | 1 |  | 0% | 0% | 1 | 0.07 | 0% | 0% | 1 | 0% | 0% | 0% | 1 | 0 | 2 | 1% | 0% | 1% | 1 | 5% | 0% | 0% | 1 | 27% | 0% | 0% | 1 | 31% | 0% | 0% | 1 | 34% | 0% | 0% | 1 | 24% | 0% | 0% | 1 | 10% | 0% | 0% | 1
23 | Suncrest | 0 | 0 | 10 | 0% | 0% | 1 | 0.13 | 0% | 0% | 1 | 0% | 0% | 0% | 1 | 0 | 2 | 13% | 87% | 100% | 5 | 18% | 0% | 0% | 1 | 26% | 0% | 0% | 1 | 49% | 0% | 0% | 1 | 57% | 0% | 0% | 2 | 51% | 0% | 0% | 2 | 4% | 0% | 0% | 1 |  | 0% | 0% | 1 | 0.13 | 0% | 0% | 1 | 0% | 0% | 0% | 1 | 0 | 2 | 9% | 91% | 100% | 5 | 19% | 0% | 0% | 1 | 29% | 0% | 0% | 1 | 58% | 0% | 0% | 2 | 64% | 0% | 0% | 2 | 55% | 0% | 0% | 2 | 4% | 0% | 0% | 1 |  | 0% | 0% | 1 | 0.11 | 0% | 0% | 1 | 0% | 0% | 0% | 1 | 0 | 2 | 8% | 91% | 99% | 5 | 20% | 0% | 0% | 1 | 35% | 0% | 0% | 1 | 60% | 0% | 0% | 2 | 72% | 0% | 0% | 3 | 54% | 0% | 0% | 2 | 4% | 0% | 0% | 1 |  | 0% | 0% | 1 | 0.12 | 0% | 0% | 1 | 0% | 0% | 0% | 1 | 0 | 2 | 10% | 89% | 99% | 5 | 25% | 0% | 0% | 1 | 32% | 0% | 0% | 1 | 53% | 0% | 0% | 2 | 68% | 0% | 0% | 2 | 50% | 0% | 0% | 2 | 4% | 0% | 0% | 1
24 | Cressey | 0 | 0 | 10 | 0% | 0% | 1 | 0.16 | 0% | 0% | 1 | 60% | 0% | 0% | 2 | 0 | 2 | 4% | 0% | 4% | 1 | 16% | 0% | 0% | 1 | 9% | 0% | 0% | 1 | 7% | 0% | 0% | 1 | 25% | 0% | 0% | 1 | 0% | 0% | 0% | 1 | 6% | 0% | 0% | 1 |  | 0% | 0% | 1 | 0.12 | 0% | 0% | 1 | 45% | 0% | 0% | 1 | 0 | 2 | 9% | 0% | 9% | 1 | 21% | 0% | 0% | 1 | 15% | 0% | 0% | 1 | 21% | 0% | 0% | 1 | 35% | 0% | 0% | 1 | 1% | 0% | 0% | 1 | 6% | 0% | 0% | 1 |  | 0% | 0% | 1 | 0.12 | 0% | 0% | 1 | 40% | 0% | 0% | 1 | 0 | 2 | 18% | 0% | 18% | 1 | 30% | 0% | 0% | 1 | 23% | 0% | 0% | 1 | 30% | 0% | 0% | 1 | 45% | 0% | 0% | 1 | 5% | 0% | 0% | 1 | 8% | 0% | 0% | 1 |  | 0% | 0% | 1 | 0.1 | 0% | 0% | 1 | 37% | 0% | 0% | 1 | 0 | 2 | 24% | 0% | 24% | 2 | 41% | 0% | 0% | 1 | 29% | 0% | 0% | 1 | 35% | 0% | 0% | 1 | 54% | 0% | 0% | 2 | 13% | 0% | 0% | 1 | 12% | 0% | 0% | 1
25 | Kearny | 0 | 0 | 0 | 0% | 0% | 1 | 0.02 | 0% | 0% | 1 | 0% | 0% | 0% | 1 | 0 | 2 | 79% | 0% | 79% | 5 | 0% | 0% | 0% | 1 | 100% | 0% | 0% | 5 | 0% | 0% | 0% | 1 | 100% | 0% | 0% | 5 | 0% | 0% | 0% | 1 | 24% | 0% | 0% | 1 |  | 0% | 0% | 1 | 0.24 | 0% | 0% | 1 | 0% | 0% | 0% | 1 | 0 | 2 | 26% | 0% | 26% | 2 | 26% | 0% | 0% | 1 | 27% | 0% | 0% | 1 | 47% | 0% | 0% | 1 | 73% | 0% | 0% | 3 | 3% | 0% | 0% | 1 | 2% | 0% | 0% | 1 |  | 0% | 0% | 1 | 0.21 | 0% | 0% | 1 | 0% | 0% | 0% | 1 | 0 | 2 | 15% | 41% | 56% | 5 | 42% | 0% | 0% | 1 | 39% | 0% | 0% | 1 | 64% | 0% | 0% | 2 | 90% | 0% | 0% | 4 | 10% | 0% | 0% | 1 | 2% | 0% | 0% | 1 |  | 0% | 0% | 1 | 0.22 | 0% | 0% | 1 | 1% | 0% | 0% | 1 | 0 | 2 | 38% | 44% | 82% | 5 | 49% | 0% | 0% | 1 | 53% | 0% | 0% | 2 | 71% | 0% | 0% | 3 | 89% | 0% | 0% | 3 | 19% | 0% | 0% | 1 | 4% | 0% | 0% | 1
26 | Victor | 0 | 0 | 10 | 0% | 0% | 1 | 0.6 | 0% | 0% | 1 | 0% | 0% | 0% | 1 | 0 | 2 | 0% | 0% | 0% | 1 | 0% | 0% | 0% | 1 | 54% | 0% | 0% | 2 | 8% | 0% | 0% | 1 | 54% | 0% | 0% | 2 | 0% | 0% | 0% | 1 | 0% | 0% | 0% | 1 |  | 0% | 0% | 1 | 0.5 | 0% | 0% | 1 | 0% | 0% | 0% | 1 | 0 | 2 | 0% | 0% | 0% | 1 | 38% | 0% | 0% | 1 | 49% | 0% | 0% | 1 | 16% | 0% | 0% | 1 | 65% | 0% | 0% | 2 | 9% | 0% | 0% | 1 | 0% | 0% | 0% | 1 |  | 0% | 0% | 1 | 0.42 | 0% | 0% | 1 | 0% | 0% | 0% | 1 | 0 | 2 | 14% | 2% | 16% | 2 | 31% | 0% | 0% | 1 | 57% | 0% | 0% | 2 | 29% | 0% | 0% | 1 | 67% | 0% | 0% | 2 | 17% | 0% | 0% | 1 | 1% | 0% | 0% | 1 |  | 0% | 0% | 1 | 0.38 | 0% | 0% | 1 | 1% | 0% | 0% | 1 | 0 | 2 | 13% | 5% | 18% | 2 | 46% | 0% | 0% | 1 | 48% | 0% | 0% | 1 | 26% | 0% | 0% | 1 | 71% | 0% | 0% | 3 | 23% | 0% | 0% | 1 | 2% | 0% | 0% | 1
27 | Millbrae | 0 | 0 | 10 | 0% | 0% | 1 | 0.29 | 0% | 0% | 1 | 0% | 0% | 0% | 1 | 0 | 2 | 0% | 0% | 0% | 1 | 0% | 0% | 0% | 1 | 27% | 0% | 0% | 1 | 48% | 0% | 0% | 1 | 48% | 0% | 0% | 1 | 0% | 0% | 0% | 1 | 8% | 0% | 0% | 1 |  | 0% | 0% | 1 | 0.59 | 0% | 0% | 1 | 2% | 0% | 0% | 1 | 0 | 2 | 0% | 0% | 0% | 1 | 35% | 0% | 0% | 1 | 67% | 0% | 0% | 2 | 76% | 0% | 0% | 3 | 91% | 0% | 0% | 4 | 31% | 0% | 0% | 1 | 10% | 0% | 0% | 1 |  | 0% | 0% | 1 | 0.61 | 0% | 0% | 1 | 1% | 0% | 0% | 1 | 0 | 2 | 0% | 0% | 0% | 1 | 27% | 0% | 0% | 1 | 33% | 0% | 0% | 1 | 51% | 0% | 0% | 2 | 65% | 0% | 0% | 2 | 26% | 0% | 0% | 1 | 10% | 0% | 0% | 1 |  | 0% | 0% | 1 | 0.47 | 0% | 0% | 1 | 1% | 0% | 0% | 1 | 0 | 2 | 1% | 0% | 1% | 1 | 34% | 0% | 0% | 1 | 53% | 0% | 0% | 2 | 65% | 0% | 0% | 2 | 77% | 0% | 0% | 3 | 31% | 0% | 0% | 1 | 10% | 0% | 0% | 1
28 | Arcogen | 0 | 0 | 10 | 0% | 0% | 1 | 0.19 | 0% | 0% | 1 | 0% | 0% | 0% | 1 | 0 | 2 | 0% | 0% | 0% | 1 | 0% | 0% | 0% | 1 | 0% | 0% | 0% | 1 | 54% | 0% | 0% | 2 | 54% | 0% | 0% | 2 | 0% | 0% | 0% | 1 | 0% | 0% | 0% | 1 |  | 0% | 0% | 1 | 0.38 | 0% | 0% | 1 | 0% | 0% | 0% | 1 | 0 | 2 | 0% | 0% | 0% | 1 | 0% | 0% | 0% | 1 | 3% | 0% | 0% | 1 | 58% | 0% | 0% | 2 | 58% | 0% | 0% | 2 | 0% | 0% | 0% | 1 | 0% | 0% | 0% | 1 |  | 0% | 0% | 1 | 0.27 | 0% | 0% | 1 | 0% | 0% | 0% | 1 | 0 | 2 | 0% | 0% | 0% | 1 | 0% | 0% | 0% | 1 | 10% | 0% | 0% | 1 | 61% | 0% | 0% | 2 | 61% | 0% | 0% | 2 | 0% | 0% | 0% | 1 | 0% | 0% | 0% | 1 |  | 0% | 0% | 1 | 0.57 | 0% | 0% | 1 | 0% | 0% | 0% | 1 | 0 | 2 | 0% | 0% | 0% | 1 | 0% | 0% | 0% | 1 | 13% | 0% | 0% | 1 | 74% | 0% | 0% | 3 | 74% | 0% | 0% | 3 | 0% | 0% | 0% | 1 | 2% | 0% | 0% | 1
29 | Soledad | 0 | 0 | 10 | 0% | 0% | 1 | 0.07 | 0% | 0% | 1 | 51% | 0% | 0% | 2 | 0 | 2 | 22% | 17% | 39% | 3 | 20% | 0% | 0% | 1 | 11% | 0% | 0% | 1 | 24% | 0% | 0% | 1 | 32% | 0% | 0% | 1 | 21% | 0% | 0% | 1 | 7% | 0% | 0% | 1 |  | 0% | 0% | 1 | 0.06 | 0% | 0% | 1 | 37% | 0% | 0% | 1 | 0 | 2 | 23% | 31% | 54% | 5 | 36% | 0% | 0% | 1 | 11% | 0% | 0% | 1 | 20% | 0% | 0% | 1 | 45% | 0% | 0% | 1 | 40% | 0% | 0% | 1 | 5% | 0% | 0% | 1 |  | 0% | 0% | 1 | 0.06 | 0% | 0% | 1 | 28% | 0% | 0% | 1 | 0 | 2 | 30% | 36% | 66% | 5 | 37% | 0% | 0% | 1 | 12% | 0% | 0% | 1 | 18% | 0% | 0% | 1 | 44% | 0% | 0% | 1 | 45% | 0% | 0% | 1 | 4% | 0% | 0% | 1 |  | 0% | 0% | 1 | 0.06 | 0% | 0% | 1 | 23% | 0% | 0% | 1 | 0 | 2 | 38% | 33% | 71% | 5 | 38% | 0% | 0% | 1 | 14% | 0% | 0% | 1 | 21% | 0% | 0% | 1 | 47% | 0% | 0% | 1 | 47% | 0% | 0% | 1 | 4% | 0% | 0% | 1
30 | Vierra | 0 | 0 | 10 | 0% | 0% | 1 | 0.47 | 0% | 0% | 1 | 65% | 0% | 0% | 2 | 0 | 2 | 0% | 0% | 0% | 1 | 21% | 0% | 0% | 1 | 2% | 0% | 0% | 1 | 2% | 0% | 0% | 1 | 23% | 0% | 0% | 1 | 0% | 0% | 0% | 1 | 7% | 0% | 0% | 1 |  | 0% | 0% | 1 | 0.2 | 0% | 0% | 1 | 68% | 0% | 0% | 2 | 0 | 2 | 0% | 0% | 0% | 1 | 19% | 0% | 0% | 1 | 13% | 0% | 0% | 1 | 13% | 0% | 0% | 1 | 25% | 0% | 0% | 1 | 0% | 0% | 0% | 1 | 5% | 0% | 0% | 1 |  | 0% | 0% | 1 | 0.17 | 0% | 0% | 1 | 69% | 0% | 0% | 2 | 0 | 2 | 6% | 0% | 6% | 1 | 28% | 0% | 0% | 1 | 13% | 0% | 0% | 1 | 14% | 0% | 0% | 1 | 34% | 0% | 0% | 1 | 2% | 0% | 0% | 1 | 4% | 0% | 0% | 1 |  | 0% | 0% | 1 | 0.16 | 0% | 0% | 1 | 59% | 0% | 0% | 2 | 0 | 2 | 17% | 1% | 18% | 2 | 39% | 0% | 0% | 1 | 17% | 0% | 0% | 1 | 20% | 0% | 0% | 1 | 46% | 0% | 0% | 1 | 9% | 0% | 0% | 1 | 4% | 0% | 0% | 1
31 | Walnut | 0 | 0 | 10 | 0% | 0% | 1 | 0 | 0% | 0% | 1 | 0% | 0% | 0% | 1 | 0 | 2 | 0% | 0% | 0% | 1 | 0% | 0% | 0% | 1 | 0% | 0% | 0% | 1 | 0% | 0% | 0% | 1 | 0% | 0% | 0% | 1 | 0% | 0% | 0% | 1 | 0% | 0% | 0% | 1 |  | 0% | 0% | 1 | 0.18 | 0% | 0% | 1 | 0% | 0% | 0% | 1 | 0 | 2 | 86% | 0% | 86% | 5 | 54% | 0% | 0% | 2 | 0% | 0% | 0% | 1 | 0% | 0% | 0% | 1 | 54% | 0% | 0% | 2 | 57% | 0% | 0% | 2 | 18% | 0% | 0% | 1 |  | 0% | 0% | 1 | 0.17 | 0% | 0% | 1 | 0% | 0% | 0% | 1 | 0 | 2 | 90% | 1% | 91% | 5 | 56% | 0% | 0% | 2 | 0% | 0% | 0% | 1 | 0% | 0% | 0% | 1 | 56% | 0% | 0% | 2 | 40% | 0% | 0% | 1 | 14% | 0% | 0% | 1 |  | 0% | 0% | 1 | 0.25 | 0% | 0% | 1 | 8% | 0% | 0% | 1 | 0 | 2 | 64% | 3% | 67% | 3 | 34% | 0% | 0% | 1 | 5% | 0% | 0% | 1 | 12% | 0% | 0% | 1 | 47% | 0% | 0% | 1 | 24% | 0% | 0% | 1 | 9% | 0% | 0% | 1
32 | Coburn | 0 | 0 | 10 | 0% | 0% | 1 | 0.06 | 0% | 0% | 1 | 46% | 0% | 0% | 1 | 0 | 2 | 30% | 2% | 32% | 2 | 17% | 0% | 0% | 1 | 5% | 0% | 0% | 1 | 7% | 0% | 0% | 1 | 21% | 0% | 0% | 1 | 27% | 0% | 0% | 1 | 3% | 0% | 0% | 1 |  | 0% | 0% | 1 | 0.06 | 0% | 0% | 1 | 25% | 0% | 0% | 1 | 0 | 2 | 42% | 17% | 59% | 3 | 33% | 0% | 0% | 1 | 2% | 0% | 0% | 1 | 11% | 0% | 0% | 1 | 39% | 0% | 0% | 1 | 41% | 0% | 0% | 1 | 3% | 0% | 0% | 1 |  | 0% | 0% | 1 | 0.05 | 0% | 0% | 1 | 20% | 0% | 0% | 1 | 0 | 2 | 41% | 25% | 66% | 4 | 36% | 0% | 0% | 1 | 6% | 0% | 0% | 1 | 21% | 0% | 0% | 1 | 51% | 0% | 0% | 2 | 45% | 0% | 0% | 1 | 3% | 0% | 0% | 1 |  | 0% | 0% | 1 | 0.05 | 0% | 0% | 1 | 16% | 0% | 0% | 1 | 0 | 2 | 35% | 35% | 70% | 5 | 43% | 0% | 0% | 1 | 11% | 0% | 0% | 1 | 24% | 0% | 0% | 1 | 56% | 0% | 0% | 2 | 50% | 0% | 0% | 2 | 4% | 0% | 0% | 1
33 | Madison | 13 | 130 | 5 | 3.746% | 0% | 1 | 0.09 | 7.99% | 0% | 1 | 62% | 1.658% | 0% | 2 | 0 | 2 | 19% | 0% | 19% | 1 | 70% | 1.104% | 0% | 3 | 0% | 0.3343% | 0% | 1 | 0% | 0.3343% | 0% | 1 | 70% | 1.104% | 0% | 3 | 7% | 0.36% | 0% | 1 | 3% | 0.3445% | 0% | 1 |  | 1.323% | 0% | 1 | 0.08 | 0.891% | 0% | 1 | 51% | 0.5592% | 0% | 2 | 0 | 2 | 36% | 0% | 36% | 2 | 64% | 0.2424% | 0% | 2 | 2% | 0.0887% | 0% | 1 | 3% | 0.08967% | 0% | 1 | 66% | 0.2529% | 0% | 2 | 20% | 0.1078% | 0% | 1 | 2% | 0.08876% | 0% | 1 |  | 0.8339% | 0% | 1 | 0.08 | 0.2953% | 0% | 1 | 50% | 0.5592% | 0% | 2 | 0 | 2 | 36% | 3% | 39% | 2 | 62% | 0.1146% | 0% | 2 | 7% | 0.04653% | 0% | 1 | 15% | 0.05096% | 0% | 1 | 70% | 0.1431% | 0% | 3 | 22% | 0.05562% | 0% | 1 | 3% | 0.04467% | 0% | 1 |  | 0.4252% | 0% | 1 | 0.09 | 0.1615% | 0% | 1 | 50% | 0.5592% | 0% | 2 | 0 | 2 | 28% | 8% | 36% | 2 | 58% | 0.05931% | 0% | 2 | 12% | 0.02856% | 0% | 1 | 25% | 0.0337% | 0% | 1 | 69% | 0.08244% | 0% | 2 | 22% | 0.03211% | 0% | 1 | 4% | 0.02612% | 0% | 1
34 | Lone Tree | 0 | 0 | 10 | 0% | 0% | 1 | 0.14 | 0% | 0% | 1 | 16% | 0% | 0% | 1 | 0 | 2 | 80% | 0% | 80% | 5 | 38% | 0% | 0% | 1 | 59% | 0% | 0% | 2 | 59% | 0% | 0% | 2 | 59% | 0% | 0% | 2 | 33% | 0% | 0% | 1 | 7% | 0% | 0% | 1 |  | 0% | 0% | 1 | 0.1 | 0% | 0% | 1 | 21% | 0% | 0% | 1 | 0 | 2 | 50% | 0% | 50% | 3 | 22% | 0% | 0% | 1 | 53% | 0% | 0% | 2 | 55% | 0% | 0% | 2 | 57% | 0% | 0% | 2 | 16% | 0% | 0% | 1 | 11% | 0% | 0% | 1 |  | 0% | 0% | 1 | 0.07 | 0% | 0% | 1 | 27% | 0% | 0% | 1 | 0 | 2 | 41% | 1% | 42% | 2 | 32% | 0% | 0% | 1 | 42% | 0% | 0% | 1 | 43% | 0% | 0% | 1 | 58% | 0% | 0% | 2 | 8% | 0% | 0% | 1 | 13% | 0% | 0% | 1 |  | 0% | 0% | 1 | 0.1 | 0% | 0% | 1 | 37% | 0% | 0% | 1 | 0 | 2 | 38% | 0% | 38% | 2 | 29% | 0% | 0% | 1 | 33% | 0% | 0% | 1 | 35% | 0% | 0% | 1 | 51% | 0% | 0% | 2 | 7% | 0% | 0% | 1 | 11% | 0% | 0% | 1
35 | Eldorado | 0 | 0 | 0 | 0% | 0% | 1 | 0 | 0% | 0% | 1 | 0% | 0% | 0% | 1 | 0 | 2 | 0% | 0% | 0% | 1 | 0% | 0% | 0% | 1 | 0% | 0% | 0% | 1 | 0% | 0% | 0% | 1 | 0% | 0% | 0% | 1 | 0% | 0% | 0% | 1 | 0% | 0% | 0% | 1 |  | 0% | 0% | 1 | 0 | 0% | 0% | 1 | 0% | 0% | 0% | 1 | 0 | 2 | 0% | 0% | 0% | 1 | 0% | 0% | 0% | 1 | 0% | 0% | 0% | 1 | 0% | 0% | 0% | 1 | 0% | 0% | 0% | 1 | 0% | 0% | 0% | 1 | 0% | 0% | 0% | 1 |  | 0% | 0% | 1 | 0 | 0% | 0% | 1 | 0% | 0% | 0% | 1 | 0 | 2 | 0% | 0% | 0% | 1 | 0% | 0% | 0% | 1 | 0% | 0% | 0% | 1 | 0% | 0% | 0% | 1 | 0% | 0% | 0% | 1 | 0% | 0% | 0% | 1 | 0% | 0% | 0% | 1 |  | 0% | 0% | 1 | 0 | 0% | 0% | 1 | 0% | 0% | 0% | 1 | 0 | 2 | 0% | 0% | 0% | 1 | 0% | 0% | 0% | 1 | 0% | 0% | 0% | 1 | 0% | 0% | 0% | 1 | 0% | 0% | 0% | 1 | 0% | 0% | 0% | 1 | 0% | 0% | 0% | 1
36 | Mercy Springs | 75 | 750 | 5 | 9.357% | 0% | 1 | 0.06 | 7.554% | 0% | 1 | 27% | 8.133% | 0% | 1 | 0 | 2 | 46% | 0% | 46% | 2 | 52% | 3.94% | 0% | 2 | 0% | 1.909% | 0% | 1 | 8% | 2.075% | 0% | 1 | 52% | 3.94% | 0% | 2 | 25% | 2.529% | 0% | 1 | 10% | 2.11% | 0% | 1 |  | 2.644% | 0% | 1 | 0.07 | 1.64% | 0% | 1 | 28% | 0% | 0% | 1 | 0 | 2 | 46% | 0% | 46% | 2 | 53% | 1.07% | 0% | 2 | 8% | 0.5506% | 0% | 1 | 20% | 0.6307% | 0% | 1 | 54% | 1.101% | 0% | 2 | 28% | 0.7019% | 0% | 1 | 5% | 0.5321% | 0% | 1 |  | 0.9764% | 0% | 1 | 0.08 | 0.9082% | 0% | 1 | 31% | 0% | 0% | 1 | 0 | 2 | 38% | 1% | 39% | 2 | 46% | 0.4137% | 0% | 1 | 11% | 0.2527% | 0% | 1 | 21% | 0.2857% | 0% | 1 | 49% | 0.4395% | 0% | 1 | 26% | 0.3043% | 0% | 1 | 5% | 0.2362% | 0% | 1 |  | 0.5863% | 0% | 1 | 0.07 | 0.5003% | 0% | 1 | 30% | 0% | 0% | 1 | 0 | 2 | 34% | 3% | 37% | 2 | 49% | 0.267% | 0% | 1 | 11% | 0.1535% | 0% | 1 | 19% | 0.1689% | 0% | 1 | 52% | 0.2827% | 0% | 2 | 26% | 0.1839% | 0% | 1 | 5% | 0.1437% | 0% | 1
37 | Meridian | 0 | 0 | 10 | 0% | 0% | 1 | 0.1 | 0% | 0% | 1 | 62% | 0% | 0% | 2 | 0 | 2 | 13% | 0% | 13% | 1 | 64% | 0% | 0% | 2 | 16% | 0% | 0% | 1 | 55% | 0% | 0% | 2 | 84% | 0% | 0% | 3 | 1% | 0% | 0% | 1 | 9% | 0% | 0% | 1 |  | 0% | 0% | 1 | 0.09 | 0% | 0% | 1 | 56% | 0% | 0% | 2 | 0 | 2 | 17% | 0% | 17% | 1 | 43% | 0% | 0% | 1 | 17% | 0% | 0% | 1 | 56% | 0% | 0% | 2 | 72% | 0% | 0% | 3 | 9% | 0% | 0% | 1 | 6% | 0% | 0% | 1 |  | 0% | 0% | 1 | 0.09 | 0% | 0% | 1 | 57% | 0% | 0% | 2 | 0 | 2 | 13% | 0% | 13% | 1 | 35% | 0% | 0% | 1 | 14% | 0% | 0% | 1 | 51% | 0% | 0% | 2 | 67% | 0% | 0% | 2 | 5% | 0% | 0% | 1 | 5% | 0% | 0% | 1 |  | 0% | 0% | 1 | 0.1 | 0% | 0% | 1 | 54% | 0% | 0% | 2 | 0 | 2 | 11% | 6% | 17% | 2 | 37% | 0% | 0% | 1 | 12% | 0% | 0% | 1 | 49% | 0% | 0% | 1 | 68% | 0% | 0% | 2 | 8% | 0% | 0% | 1 | 4% | 0% | 0% | 1
38 | Excelsior | 0 | 0 | 10 | 0% | 0% | 1 | 0.06 | 0% | 0% | 1 | 43% | 0% | 0% | 1 | 0 | 2 | 0% | 0% | 0% | 1 | 0% | 0% | 0% | 1 | 0% | 0% | 0% | 1 | 0% | 0% | 0% | 1 | 0% | 0% | 0% | 1 | 0% | 0% | 0% | 1 | 0% | 0% | 0% | 1 |  | 0% | 0% | 1 | 0.06 | 0% | 0% | 1 | 50% | 0% | 0% | 2 | 0 | 2 | 9% | 0% | 9% | 1 | 12% | 0% | 0% | 1 | 1% | 0% | 0% | 1 | 1% | 0% | 0% | 1 | 12% | 0% | 0% | 1 | 5% | 0% | 0% | 1 | 0% | 0% | 0% | 1 |  | 0% | 0% | 1 | 0.07 | 0% | 0% | 1 | 44% | 0% | 0% | 1 | 0 | 2 | 10% | 0% | 10% | 1 | 30% | 0% | 0% | 1 | 4% | 0% | 0% | 1 | 9% | 0% | 0% | 1 | 33% | 0% | 0% | 1 | 9% | 0% | 0% | 1 | 1% | 0% | 0% | 1 |  | 0% | 0% | 1 | 0.07 | 0% | 0% | 1 | 42% | 0% | 0% | 1 | 0 | 2 | 10% | 1% | 11% | 2 | 30% | 0% | 0% | 1 | 5% | 0% | 0% | 1 | 13% | 0% | 0% | 1 | 36% | 0% | 0% | 1 | 10% | 0% | 0% | 1 | 1% | 0% | 0% | 1
39 | Hassayampa | 0 | 0 | 0 | 0% | 0% | 1 | 0 | 0% | 0% | 1 | 0% | 0% | 0% | 1 | 0 | 2 | 0% | 0% | 0% | 1 | 0% | 0% | 0% | 1 | 0% | 0% | 0% | 1 | 0% | 0% | 0% | 1 | 0% | 0% | 0% | 1 | 0% | 0% | 0% | 1 | 0% | 0% | 0% | 1 |  | 0% | 0% | 1 | 0 | 0% | 0% | 1 | 0% | 0% | 0% | 1 | 0 | 2 | 0% | 0% | 0% | 1 | 0% | 0% | 0% | 1 | 0% | 0% | 0% | 1 | 0% | 0% | 0% | 1 | 0% | 0% | 0% | 1 | 0% | 0% | 0% | 1 | 0% | 0% | 0% | 1 |  | 0% | 0% | 1 | 0 | 0% | 0% | 1 | 0% | 0% | 0% | 1 | 0 | 2 | 0% | 0% | 0% | 1 | 0% | 0% | 0% | 1 | 0% | 0% | 0% | 1 | 0% | 0% | 0% | 1 | 0% | 0% | 0% | 1 | 0% | 0% | 0% | 1 | 0% | 0% | 0% | 1 |  | 0% | 0% | 1 | 0 | 0% | 0% | 1 | 0% | 0% | 0% | 1 | 0 | 2 | 0% | 0% | 0% | 1 | 0% | 0% | 0% | 1 | 0% | 0% | 0% | 1 | 0% | 0% | 0% | 1 | 0% | 0% | 0% | 1 | 0% | 0% | 0% | 1 | 0% | 0% | 0% | 1
40 | Center | 0 | 0 | 10 | 0% | 0% | 1 | 0 | 0% | 0% | 1 | 0% | 0% | 0% | 1 | 0 | 2 | 0% | 0% | 0% | 1 | 0% | 0% | 0% | 1 | 0% | 0% | 0% | 1 | 0% | 0% | 0% | 1 | 0% | 0% | 0% | 1 | 0% | 0% | 0% | 1 | 0% | 0% | 0% | 1 |  | 0% | 0% | 1 | 0 | 0% | 0% | 1 | 0% | 0% | 0% | 1 | 0 | 2 | 0% | 0% | 0% | 1 | 0% | 0% | 0% | 1 | 0% | 0% | 0% | 1 | 0% | 0% | 0% | 1 | 0% | 0% | 0% | 1 | 0% | 0% | 0% | 1 | 0% | 0% | 0% | 1 |  | 0% | 0% | 1 | 0.32 | 0% | 0% | 1 | 0% | 0% | 0% | 1 | 0 | 2 | 9% | 0% | 9% | 1 | 0% | 0% | 0% | 1 | 10% | 0% | 0% | 1 | 40% | 0% | 0% | 1 | 40% | 0% | 0% | 1 | 6% | 0% | 0% | 1 | 4% | 0% | 0% | 1 |  | 0% | 0% | 1 | 0.52 | 0% | 0% | 1 | 0% | 0% | 0% | 1 | 0 | 2 | 37% | 0% | 37% | 2 | 25% | 0% | 0% | 1 | 5% | 0% | 0% | 1 | 41% | 0% | 0% | 1 | 67% | 0% | 0% | 2 | 19% | 0% | 0% | 1 | 7% | 0% | 0% | 1
41 | Leprino | 0 | 0 | 0 | 0% | 0% | 1 | 0.14 | 0% | 0% | 1 | 0% | 0% | 0% | 1 | 0 | 2 | 0% | 0% | 0% | 1 | 31% | 0% | 0% | 1 | 0% | 0% | 0% | 1 | 0% | 0% | 0% | 1 | 31% | 0% | 0% | 1 | 0% | 0% | 0% | 1 | 6% | 0% | 0% | 1 |  | 0% | 0% | 1 | 0.1 | 0% | 0% | 1 | 26% | 0% | 0% | 1 | 0 | 2 | 0% | 0% | 0% | 1 | 15% | 0% | 0% | 1 | 0% | 0% | 0% | 1 | 1% | 0% | 0% | 1 | 15% | 0% | 0% | 1 | 0% | 0% | 0% | 1 | 3% | 0% | 0% | 1 |  | 0% | 0% | 1 | 0.1 | 0% | 0% | 1 | 37% | 0% | 0% | 1 | 0 | 2 | 1% | 0% | 1% | 1 | 11% | 0% | 0% | 1 | 2% | 0% | 0% | 1 | 5% | 0% | 0% | 1 | 15% | 0% | 0% | 1 | 0% | 0% | 0% | 1 | 2% | 0% | 0% | 1 |  | 0% | 0% | 1 | 0.09 | 0% | 0% | 1 | 41% | 0% | 0% | 1 | 0 | 2 | 1% | 0% | 1% | 1 | 10% | 0% | 0% | 1 | 2% | 0% | 0% | 1 | 7% | 0% | 0% | 1 | 17% | 0% | 0% | 1 | 0% | 0% | 0% | 1 | 2% | 0% | 0% | 1
42 | Springville | 0 | 0 | 10 | 0% | 0% | 1 | 0.18 | 0% | 0% | 1 | 8% | 0% | 0% | 1 | 0 | 2 | 30% | 0% | 30% | 2 | 65% | 0% | 0% | 2 | 25% | 0% | 0% | 1 | 40% | 0% | 0% | 1 | 80% | 0% | 0% | 3 | 55% | 0% | 0% | 2 | 8% | 0% | 0% | 1 |  | 0% | 0% | 1 | 0.19 | 0% | 0% | 1 | 8% | 0% | 0% | 1 | 0 | 2 | 40% | 0% | 40% | 2 | 68% | 0% | 0% | 2 | 12% | 0% | 0% | 1 | 18% | 0% | 0% | 1 | 76% | 0% | 0% | 3 | 55% | 0% | 0% | 2 | 6% | 0% | 0% | 1 |  | 0% | 0% | 1 | 0.15 | 0% | 0% | 1 | 16% | 0% | 0% | 1 | 0 | 2 | 37% | 1% | 38% | 2 | 55% | 0% | 0% | 2 | 7% | 0% | 0% | 1 | 13% | 0% | 0% | 1 | 62% | 0% | 0% | 2 | 46% | 0% | 0% | 1 | 4% | 0% | 0% | 1 |  | 0% | 0% | 1 | 0.12 | 0% | 0% | 1 | 24% | 0% | 0% | 1 | 0 | 2 | 32% | 2% | 34% | 2 | 47% | 0% | 0% | 1 | 7% | 0% | 0% | 1 | 12% | 0% | 0% | 1 | 55% | 0% | 0% | 2 | 37% | 0% | 0% | 1 | 3% | 0% | 0% | 1
43 | Mustang | 0 | 0 | 10 | 0% | 0% | 1 | 0.06 | 0% | 0% | 1 | 49% | 0% | 0% | 1 | 0 | 2 | 0% | 0% | 0% | 1 | 19% | 0% | 0% | 1 | 0% | 0% | 0% | 1 | 0% | 0% | 0% | 1 | 19% | 0% | 0% | 1 | 0% | 0% | 0% | 1 | 2% | 0% | 0% | 1 |  | 0% | 0% | 1 | 0.08 | 0% | 0% | 1 | 42% | 0% | 0% | 1 | 0 | 2 | 1% | 0% | 1% | 1 | 14% | 0% | 0% | 1 | 3% | 0% | 0% | 1 | 5% | 0% | 0% | 1 | 18% | 0% | 0% | 1 | 0% | 0% | 0% | 1 | 2% | 0% | 0% | 1 |  | 0% | 0% | 1 | 0.09 | 0% | 0% | 1 | 47% | 0% | 0% | 1 | 0 | 2 | 1% | 0% | 1% | 1 | 10% | 0% | 0% | 1 | 3% | 0% | 0% | 1 | 6% | 0% | 0% | 1 | 15% | 0% | 0% | 1 | 0% | 0% | 0% | 1 | 2% | 0% | 0% | 1 |  | 0% | 0% | 1 | 0.09 | 0% | 0% | 1 | 41% | 0% | 0% | 1 | 0 | 2 | 1% | 0% | 1% | 1 | 13% | 0% | 0% | 1 | 2% | 0% | 0% | 1 | 7% | 0% | 0% | 1 | 19% | 0% | 0% | 1 | 1% | 0% | 0% | 1 | 2% | 0% | 0% | 1
44 | Parkway | 0 | 0 | 10 | 0% | 0% | 1 | 0.74 | 0% | 0% | 1 | 0% | 0% | 0% | 1 | 0 | 2 | 42% | 0% | 42% | 2 | 38% | 0% | 0% | 1 | 7% | 0% | 0% | 1 | 49% | 0% | 0% | 1 | 81% | 0% | 0% | 3 | 28% | 0% | 0% | 1 | 6% | 0% | 0% | 1 |  | 0% | 0% | 1 | 0.61 | 0% | 0% | 1 | 11% | 0% | 0% | 1 | 0 | 2 | 27% | 0% | 27% | 2 | 43% | 0% | 0% | 1 | 16% | 0% | 0% | 1 | 37% | 0% | 0% | 1 | 73% | 0% | 0% | 3 | 17% | 0% | 0% | 1 | 10% | 0% | 0% | 1 |  | 0% | 0% | 1 | 0.41 | 0% | 0% | 1 | 12% | 0% | 0% | 1 | 0 | 2 | 33% | 0% | 33% | 2 | 47% | 0% | 0% | 1 | 20% | 0% | 0% | 1 | 36% | 0% | 0% | 1 | 75% | 0% | 0% | 3 | 24% | 0% | 0% | 1 | 13% | 0% | 0% | 1 |  | 0% | 0% | 1 | 0.3 | 0% | 0% | 1 | 11% | 0% | 0% | 1 | 0 | 2 | 37% | 0% | 37% | 2 | 49% | 0% | 0% | 1 | 26% | 0% | 0% | 1 | 40% | 0% | 0% | 1 | 77% | 0% | 0% | 3 | 27% | 0% | 0% | 1 | 14% | 0% | 0% | 1
45 | Carpenter Canyon (fka Gamebird) | 0 | 0 | 0 | 0% | 0% | 1 | 0 | 0% | 0% | 1 | 0% | 0% | 0% | 1 | 0 | 2 | 0% | 0% | 0% | 1 | 0% | 0% | 0% | 1 | 0% | 0% | 0% | 1 | 0% | 0% | 0% | 1 | 0% | 0% | 0% | 1 | 0% | 0% | 0% | 1 | 0% | 0% | 0% | 1 |  | 0% | 0% | 1 | 0.01 | 0% | 0% | 1 | 0% | 0% | 0% | 1 | 0 | 2 | 0% | 0% | 0% | 1 | 2% | 0% | 0% | 1 | 0% | 0% | 0% | 1 | 1% | 0% | 0% | 1 | 2% | 0% | 0% | 1 | 6% | 0% | 0% | 1 | 0% | 0% | 0% | 1 |  | 0% | 0% | 1 | 0.61 | 0% | 0% | 1 | 0% | 0% | 0% | 1 | 0 | 2 | 0% | 0% | 0% | 1 | 3% | 0% | 0% | 1 | 1% | 0% | 0% | 1 | 15% | 0% | 0% | 1 | 16% | 0% | 0% | 1 | 11% | 0% | 0% | 1 | 0% | 0% | 0% | 1 |  | 0% | 0% | 1 | 0.49 | 0% | 0% | 1 | 0% | 0% | 0% | 1 | 0 | 2 | 0% | 0% | 0% | 1 | 2% | 0% | 0% | 1 | 1% | 0% | 0% | 1 | 17% | 0% | 0% | 1 | 18% | 0% | 0% | 1 | 12% | 0% | 0% | 1 | 0% | 0% | 0% | 1
46 | Stagg | 0 | 0 | 10 | 0% | 0% | 1 | 0.12 | 0% | 0% | 1 | 81% | 0% | 0% | 3 | 0 | 2 | 0% | 0% | 0% | 1 | 0% | 0% | 0% | 1 | 5% | 0% | 0% | 1 | 8% | 0% | 0% | 1 | 8% | 0% | 0% | 1 | 0% | 0% | 0% | 1 | 4% | 0% | 0% | 1 |  | 0% | 0% | 1 | 0.12 | 0% | 0% | 1 | 75% | 0% | 0% | 3 | 0 | 2 | 0% | 0% | 0% | 1 | 10% | 0% | 0% | 1 | 19% | 0% | 0% | 1 | 22% | 0% | 0% | 1 | 28% | 0% | 0% | 1 | 0% | 0% | 0% | 1 | 5% | 0% | 0% | 1 |  | 0% | 0% | 1 | 0.16 | 0% | 0% | 1 | 72% | 0% | 0% | 2 | 0 | 2 | 0% | 0% | 0% | 1 | 13% | 0% | 0% | 1 | 11% | 0% | 0% | 1 | 14% | 0% | 0% | 1 | 24% | 0% | 0% | 1 | 0% | 0% | 0% | 1 | 6% | 0% | 0% | 1 |  | 0% | 0% | 1 | 0.16 | 0% | 0% | 1 | 60% | 0% | 0% | 2 | 0 | 2 | 3% | 0% | 3% | 1 | 11% | 0% | 0% | 1 | 13% | 0% | 0% | 1 | 21% | 0% | 0% | 1 | 30% | 0% | 0% | 1 | 1% | 0% | 0% | 1 | 8% | 0% | 0% | 1
47 | Lakeview | 0 | 0 | 10 | 0% | 0% | 1 | 0.07 | 0% | 0% | 1 | 68% | 0% | 0% | 2 | 0 | 2 | 0% | 0% | 0% | 1 | 0% | 0% | 0% | 1 | 31% | 0% | 0% | 1 | 59% | 0% | 0% | 2 | 59% | 0% | 0% | 2 | 0% | 0% | 0% | 1 | 3% | 0% | 0% | 1 |  | 0% | 0% | 1 | 0.07 | 0% | 0% | 1 | 68% | 0% | 0% | 2 | 0 | 2 | 4% | 0% | 4% | 1 | 6% | 0% | 0% | 1 | 20% | 0% | 0% | 1 | 38% | 0% | 0% | 1 | 41% | 0% | 0% | 1 | 1% | 0% | 0% | 1 | 1% | 0% | 0% | 1 |  | 0% | 0% | 1 | 0.08 | 0% | 0% | 1 | 60% | 0% | 0% | 2 | 0 | 2 | 7% | 0% | 7% | 1 | 14% | 0% | 0% | 1 | 24% | 0% | 0% | 1 | 38% | 0% | 0% | 1 | 43% | 0% | 0% | 1 | 2% | 0% | 0% | 1 | 1% | 0% | 0% | 1 |  | 0% | 0% | 1 | 0.08 | 0% | 0% | 1 | 50% | 0% | 0% | 2 | 0 | 2 | 14% | 1% | 15% | 2 | 26% | 0% | 0% | 1 | 31% | 0% | 0% | 1 | 43% | 0% | 0% | 1 | 53% | 0% | 0% | 2 | 7% | 0% | 0% | 1 | 4% | 0% | 0% | 1
48 | Balch 2 | 0 | 0 | 0 | 0% | 0% | 1 | 0.02 | 0% | 0% | 1 | 0% | 0% | 0% | 1 | 0 | 2 | 51% | 46% | 97% | 5 | 26% | 0% | 0% | 1 | 60% | 0% | 0% | 2 | 27% | 0% | 0% | 1 | 74% | 0% | 0% | 3 | 84% | 0% | 0% | 3 | 5% | 0% | 0% | 1 |  | 0% | 0% | 1 | 0.02 | 0% | 0% | 1 | 0% | 0% | 0% | 1 | 0 | 2 | 74% | 18% | 92% | 5 | 13% | 0% | 0% | 1 | 44% | 0% | 0% | 1 | 35% | 0% | 0% | 1 | 56% | 0% | 0% | 2 | 72% | 0% | 0% | 3 | 5% | 0% | 0% | 1 |  | 0% | 0% | 1 | 0.06 | 0% | 0% | 1 | 0% | 0% | 0% | 1 | 0 | 2 | 79% | 9% | 88% | 5 | 20% | 0% | 0% | 1 | 39% | 0% | 0% | 1 | 33% | 0% | 0% | 1 | 62% | 0% | 0% | 2 | 67% | 0% | 0% | 2 | 4% | 0% | 0% | 1 |  | 0% | 0% | 1 | 0.12 | 0% | 0% | 1 | 1% | 0% | 0% | 1 | 0 | 2 | 71% | 5% | 76% | 5 | 38% | 0% | 0% | 1 | 38% | 0% | 0% | 1 | 35% | 0% | 0% | 1 | 73% | 0% | 0% | 3 | 63% | 0% | 0% | 2 | 5% | 0% | 0% | 1
49 | Racetrack | 0 | 0 | 0 | 0% | 0% | 1 | 0.18 | 0% | 0% | 1 | 1% | 0% | 0% | 1 | 0 | 2 | 88% | 0% | 88% | 5 | 49% | 0% | 0% | 1 | 43% | 0% | 0% | 1 | 33% | 0% | 0% | 1 | 67% | 0% | 0% | 2 | 35% | 0% | 0% | 1 | 6% | 0% | 0% | 1 |  | 0% | 0% | 1 | 0.15 | 0% | 0% | 1 | 0% | 0% | 0% | 1 | 0 | 2 | 86% | 10% | 96% | 5 | 42% | 0% | 0% | 1 | 38% | 0% | 0% | 1 | 38% | 0% | 0% | 1 | 62% | 0% | 0% | 2 | 47% | 0% | 0% | 1 | 4% | 0% | 0% | 1 |  | 0% | 0% | 1 | 0.16 | 0% | 0% | 1 | 0% | 0% | 0% | 1 | 0 | 2 | 74% | 18% | 92% | 5 | 55% | 0% | 0% | 2 | 34% | 0% | 0% | 1 | 44% | 0% | 0% | 1 | 77% | 0% | 0% | 3 | 57% | 0% | 0% | 2 | 5% | 0% | 0% | 1 |  | 0% | 0% | 1 | 0.15 | 0% | 0% | 1 | 0% | 0% | 0% | 1 | 0 | 2 | 65% | 24% | 89% | 5 | 60% | 0% | 0% | 2 | 23% | 0% | 0% | 1 | 35% | 0% | 0% | 1 | 76% | 0% | 0% | 3 | 56% | 0% | 0% | 2 | 6% | 0% | 0% | 1
50 | Schindler | 100 | 1000 | 10 | 2.85% | 0% | 1 | 0.06 | 8.286% | 0% | 1 | 27% | 0% | 0% | 1 | 0 | 2 | 0% | 0% | 0% | 1 | 0% | 2.076% | 0% | 1 | 0% | 2.076% | 0% | 1 | 0% | 2.076% | 0% | 1 | 0% | 2.076% | 0% | 1 | 0% | 2.076% | 0% | 1 | 0% | 2.077% | 0% | 1 |  | 1.155% | 0% | 1 | 0.06 | 2.185% | 0% | 1 | 46% | 1.062% | 0% | 1 | 0 | 2 | 0% | 0% | 0% | 1 | 9% | 0.5854% | 0% | 1 | 0% | 0.5342% | 0% | 1 | 2% | 0.5416% | 0% | 1 | 11% | 0.5959% | 0% | 1 | 0% | 0.5328% | 0% | 1 | 0% | 0.5354% | 0% | 1 |  | 0.7913% | 0% | 1 | 0.07 | 1.011% | 0% | 1 | 50% | 1.062% | 0% | 2 | 0 | 2 | 5% | 0% | 5% | 1 | 19% | 0.3155% | 0% | 1 | 6% | 0.2692% | 0% | 1 | 9% | 0.2786% | 0% | 1 | 24% | 0.3344% | 0% | 1 | 3% | 0.261% | 0% | 1 | 1% | 0.2569% | 0% | 1 |  | 0.4795% | 0% | 1 | 0.08 | 0.6581% | 0% | 1 | 46% | 1.062% | 0% | 1 | 0 | 2 | 7% | 0% | 7% | 1 | 25% | 0.1985% | 0% | 1 | 4% | 0.1552% | 0% | 1 | 9% | 0.1635% | 0% | 1 | 29% | 0.2098% | 0% | 1 | 5% | 0.1567% | 0% | 1 | 1% | 0.1505% | 0% | 1
51 | Cameron | 0 | 0 | 10 | 0% | 0% | 1 | 0.15 | 0% | 0% | 1 | 1% | 0% | 0% | 1 | 0 | 2 | 3% | 96% | 99% | 5 | 14% | 0% | 0% | 1 | 40% | 0% | 0% | 1 | 24% | 0% | 0% | 1 | 69% | 0% | 0% | 2 | 33% | 0% | 0% | 1 | 4% | 0% | 0% | 1 |  | 0% | 0% | 1 | 0.11 | 0% | 0% | 1 | 0% | 0% | 0% | 1 | 0 | 2 | 7% | 91% | 98% | 5 | 9% | 0% | 0% | 1 | 16% | 0% | 0% | 1 | 27% | 0% | 0% | 1 | 47% | 0% | 0% | 1 | 44% | 0% | 0% | 1 | 3% | 0% | 0% | 1 |  | 0% | 0% | 1 | 0.1 | 0% | 0% | 1 | 0% | 0% | 0% | 1 | 0 | 2 | 18% | 79% | 97% | 5 | 11% | 0% | 0% | 1 | 22% | 0% | 0% | 1 | 41% | 0% | 0% | 1 | 56% | 0% | 0% | 2 | 45% | 0% | 0% | 1 | 3% | 0% | 0% | 1 |  | 0% | 0% | 1 | 0.1 | 0% | 0% | 1 | 0% | 0% | 0% | 1 | 0 | 2 | 17% | 79% | 96% | 5 | 11% | 0% | 0% | 1 | 28% | 0% | 0% | 1 | 48% | 0% | 0% | 1 | 60% | 0% | 0% | 2 | 45% | 0% | 0% | 1 | 3% | 0% | 0% | 1
52 | Konocti | 0 | 0 | 10 | 0% | 0% | 1 | 0.15 | 0% | 0% | 1 | 8% | 0% | 0% | 1 | 0 | 2 | 33% | 57% | 90% | 5 | 38% | 0% | 0% | 1 | 84% | 0% | 0% | 3 | 93% | 0% | 0% | 4 | 96% | 0% | 0% | 5 | 16% | 0% | 0% | 1 | 2% | 0% | 0% | 1 |  | 0% | 0% | 1 | 0.15 | 0% | 0% | 1 | 7% | 0% | 0% | 1 | 0 | 2 | 33% | 58% | 91% | 5 | 42% | 0% | 0% | 1 | 45% | 0% | 0% | 1 | 68% | 0% | 0% | 2 | 82% | 0% | 0% | 3 | 18% | 0% | 0% | 1 | 1% | 0% | 0% | 1 |  | 0% | 0% | 1 | 0.12 | 0% | 0% | 1 | 4% | 0% | 0% | 1 | 0 | 2 | 38% | 55% | 93% | 5 | 54% | 0% | 0% | 2 | 37% | 0% | 0% | 1 | 63% | 0% | 0% | 2 | 83% | 0% | 0% | 3 | 27% | 0% | 0% | 1 | 1% | 0% | 0% | 1 |  | 0% | 0% | 1 | 0.11 | 0% | 0% | 1 | 6% | 0% | 0% | 1 | 0 | 2 | 38% | 45% | 83% | 5 | 56% | 0% | 0% | 2 | 34% | 0% | 0% | 1 | 59% | 0% | 0% | 2 | 82% | 0% | 0% | 3 | 32% | 0% | 0% | 1 | 2% | 0% | 0% | 1
53 | North Gila - IV (Proposed) | 0 | 0 | 0 | 0% | 0% | 1 | 0.04 | 0% | 0% | 1 | 25% | 0% | 0% | 1 | 0 | 2 | 0% | 0% | 0% | 1 | 0% | 0% | 0% | 1 | 73% | 0% | 0% | 3 | 73% | 0% | 0% | 3 | 73% | 0% | 0% | 3 | 33% | 0% | 0% | 1 | 13% | 0% | 0% | 1 |  | 0% | 0% | 1 | 0.06 | 0% | 0% | 1 | 60% | 0% | 0% | 2 | 0 | 2 | 0% | 0% | 0% | 1 | 1% | 0% | 0% | 1 | 33% | 0% | 0% | 1 | 33% | 0% | 0% | 1 | 34% | 0% | 0% | 1 | 11% | 0% | 0% | 1 | 8% | 0% | 0% | 1 |  | 0% | 0% | 1 | 0.08 | 0% | 0% | 1 | 65% | 0% | 0% | 2 | 0 | 2 | 0% | 0% | 0% | 1 | 4% | 0% | 0% | 1 | 20% | 0% | 0% | 1 | 20% | 0% | 0% | 1 | 24% | 0% | 0% | 1 | 10% | 0% | 0% | 1 | 6% | 0% | 0% | 1 |  | 0% | 0% | 1 | 0.08 | 0% | 0% | 1 | 66% | 0% | 0% | 2 | 0 | 2 | 0% | 0% | 0% | 1 | 5% | 0% | 0% | 1 | 15% | 0% | 0% | 1 | 15% | 0% | 0% | 1 | 20% | 0% | 0% | 1 | 11% | 0% | 0% | 1 | 5% | 0% | 0% | 1
54 | Rector | 0 | 0 | 10 | 0% | 0% | 1 | 0.21 | 0% | 0% | 1 | 88% | 0% | 0% | 3 | 0 | 2 | 3% | 0% | 3% | 1 | 0% | 0% | 0% | 1 | 0% | 0% | 0% | 1 | 0% | 0% | 0% | 1 | 0% | 0% | 0% | 1 | 0% | 0% | 0% | 1 | 1% | 0% | 0% | 1 |  | 0% | 0% | 1 | 0.18 | 0% | 0% | 1 | 55% | 0% | 0% | 2 | 0 | 2 | 3% | 0% | 3% | 1 | 1% | 0% | 0% | 1 | 6% | 0% | 0% | 1 | 9% | 0% | 0% | 1 | 10% | 0% | 0% | 1 | 1% | 0% | 0% | 1 | 2% | 0% | 0% | 1 |  | 0% | 0% | 1 | 0.14 | 0% | 0% | 1 | 49% | 0% | 0% | 1 | 0 | 2 | 6% | 0% | 6% | 1 | 16% | 0% | 0% | 1 | 16% | 0% | 0% | 1 | 21% | 0% | 0% | 1 | 32% | 0% | 0% | 1 | 8% | 0% | 0% | 1 | 3% | 0% | 0% | 1 |  | 0% | 0% | 1 | 0.12 | 0% | 0% | 1 | 46% | 0% | 0% | 1 | 0 | 2 | 11% | 0% | 11% | 1 | 21% | 0% | 0% | 1 | 12% | 0% | 0% | 1 | 19% | 0% | 0% | 1 | 35% | 0% | 0% | 1 | 15% | 0% | 0% | 1 | 3% | 0% | 0% | 1
55 | Round Mountain | 0 | 0 | 10 | 0% | 0% | 1 | 0.1 | 0% | 0% | 1 | 0% | 0% | 0% | 1 | 0 | 2 | 71% | 28% | 99% | 5 | 86% | 0% | 0% | 3 | 30% | 0% | 0% | 1 | 47% | 0% | 0% | 1 | 91% | 0% | 0% | 4 | 26% | 0% | 0% | 1 | 6% | 0% | 0% | 1 |  | 0% | 0% | 1 | 0.06 | 0% | 0% | 1 | 0% | 0% | 0% | 1 | 0 | 2 | 76% | 21% | 97% | 5 | 78% | 0% | 0% | 3 | 16% | 0% | 0% | 1 | 26% | 0% | 0% | 1 | 84% | 0% | 0% | 3 | 33% | 0% | 0% | 1 | 6% | 0% | 0% | 1 |  | 0% | 0% | 1 | 0.06 | 0% | 0% | 1 | 0% | 0% | 0% | 1 | 0 | 2 | 71% | 15% | 86% | 5 | 63% | 0% | 0% | 2 | 21% | 0% | 0% | 1 | 27% | 0% | 0% | 1 | 74% | 0% | 0% | 3 | 36% | 0% | 0% | 1 | 7% | 0% | 0% | 1 |  | 0% | 0% | 1 | 0.06 | 0% | 0% | 1 | 0% | 0% | 0% | 1 | 0 | 2 | 69% | 13% | 82% | 5 | 56% | 0% | 0% | 2 | 17% | 0% | 0% | 1 | 22% | 0% | 0% | 1 | 65% | 0% | 0% | 2 | 40% | 0% | 0% | 1 | 7% | 0% | 0% | 1
56 | Vestal | 250 | 2500 | 10 | 7.528% | 0% | 1 | 0.09 | 172.3% | 2.46% | 3 | 26% | 0% | 0% | 1 | 0 | 2 | 31% | 0% | 31% | 2 | 0% | 5.305% | 0% | 1 | 0% | 5.305% | 0% | 1 | 11% | 5.988% | 0% | 1 | 11% | 5.988% | 0% | 1 | 0% | 5.32% | 0% | 1 | 1% | 5.358% | 0% | 1 |  | 2.948% | 0% | 1 | 0.1 | 14.26% | 0% | 1 | 36% | 0% | 0% | 1 | 0 | 2 | 41% | 0% | 41% | 2 | 18% | 1.661% | 0% | 1 | 1% | 1.37% | 0% | 1 | 8% | 1.481% | 0% | 1 | 26% | 1.829% | 0% | 1 | 10% | 1.51% | 0% | 1 | 1% | 1.376% | 0% | 1 |  | 2.426% | 0% | 1 | 0.1 | 3.901% | 0% | 1 | 38% | 0% | 0% | 1 | 0 | 2 | 35% | 0% | 35% | 2 | 38% | 1.043% | 0% | 1 | 8% | 0.7002% | 0% | 1 | 13% | 0.741% | 0% | 1 | 45% | 1.187% | 0% | 1 | 21% | 0.8224% | 0% | 1 | 2% | 0.6608% | 0% | 1 |  | 1.854% | 0% | 1 | 0.09 | 2.024% | 0% | 1 | 40% | 0% | 0% | 1 | 0 | 2 | 37% | 0% | 37% | 2 | 43% | 0.6902% | 0% | 1 | 9% | 0.4266% | 0% | 1 | 18% | 0.4754% | 0% | 1 | 52% | 0.8142% | 0% | 2 | 24% | 0.5144% | 0% | 1 | 2% | 0.3989% | 0% | 1
57 | Silverado | 0 | 0 | 10 | 0% | 0% | 1 | 0.15 | 0% | 0% | 1 | 21% | 0% | 0% | 1 | 0 | 2 | 26% | 0% | 26% | 2 | 88% | 0% | 0% | 3 | 31% | 0% | 0% | 1 | 44% | 0% | 0% | 1 | 98% | 0% | 0% | 5 | 37% | 0% | 0% | 1 | 6% | 0% | 0% | 1 |  | 0% | 0% | 1 | 0.14 | 0% | 0% | 1 | 15% | 0% | 0% | 1 | 0 | 2 | 33% | 2% | 35% | 2 | 83% | 0% | 0% | 3 | 27% | 0% | 0% | 1 | 50% | 0% | 0% | 2 | 90% | 0% | 0% | 4 | 43% | 0% | 0% | 1 | 6% | 0% | 0% | 1 |  | 0% | 0% | 1 | 0.14 | 0% | 0% | 1 | 12% | 0% | 0% | 1 | 0 | 2 | 34% | 6% | 40% | 2 | 79% | 0% | 0% | 3 | 33% | 0% | 0% | 1 | 58% | 0% | 0% | 2 | 91% | 0% | 0% | 4 | 43% | 0% | 0% | 1 | 6% | 0% | 0% | 1 |  | 0% | 0% | 1 | 0.13 | 0% | 0% | 1 | 11% | 0% | 0% | 1 | 0 | 2 | 38% | 10% | 48% | 3 | 76% | 0% | 0% | 3 | 33% | 0% | 0% | 1 | 58% | 0% | 0% | 2 | 91% | 0% | 0% | 4 | 45% | 0% | 0% | 1 | 6% | 0% | 0% | 1
58 | Penngrove | 0 | 0 | 10 | 0% | 0% | 1 | 0.24 | 0% | 0% | 1 | 2% | 0% | 0% | 1 | 0 | 2 | 75% | 0% | 75% | 5 | 83% | 0% | 0% | 3 | 45% | 0% | 0% | 1 | 71% | 0% | 0% | 3 | 100% | 0% | 0% | 5 | 17% | 0% | 0% | 1 | 6% | 0% | 0% | 1 |  | 0% | 0% | 1 | 0.15 | 0% | 0% | 1 | 3% | 0% | 0% | 1 | 0 | 2 | 68% | 0% | 68% | 3 | 57% | 0% | 0% | 2 | 34% | 0% | 0% | 1 | 65% | 0% | 0% | 2 | 82% | 0% | 0% | 3 | 25% | 0% | 0% | 1 | 6% | 0% | 0% | 1 |  | 0% | 0% | 1 | 0.15 | 0% | 0% | 1 | 7% | 0% | 0% | 1 | 0 | 2 | 50% | 0% | 50% | 3 | 58% | 0% | 0% | 2 | 31% | 0% | 0% | 1 | 63% | 0% | 0% | 2 | 84% | 0% | 0% | 3 | 32% | 0% | 0% | 1 | 6% | 0% | 0% | 1 |  | 0% | 0% | 1 | 0.17 | 0% | 0% | 1 | 10% | 0% | 0% | 1 | 0 | 2 | 32% | 0% | 32% | 2 | 59% | 0% | 0% | 2 | 36% | 0% | 0% | 1 | 61% | 0% | 0% | 2 | 85% | 0% | 0% | 3 | 30% | 0% | 0% | 1 | 6% | 0% | 0% | 1
59 | Bridgeville | 0 | 0 | 10 | 0% | 0% | 1 | 0.07 | 0% | 0% | 1 | 0% | 0% | 0% | 1 | 0 | 2 | 0% | 0% | 0% | 1 | 38% | 0% | 0% | 1 | 6% | 0% | 0% | 1 | 6% | 0% | 0% | 1 | 44% | 0% | 0% | 1 | 59% | 0% | 0% | 2 | 1% | 0% | 0% | 1 |  | 0% | 0% | 1 | 0.06 | 0% | 0% | 1 | 0% | 0% | 0% | 1 | 0 | 2 | 0% | 0% | 0% | 1 | 23% | 0% | 0% | 1 | 22% | 0% | 0% | 1 | 28% | 0% | 0% | 1 | 46% | 0% | 0% | 1 | 58% | 0% | 0% | 2 | 1% | 0% | 0% | 1 |  | 0% | 0% | 1 | 0.06 | 0% | 0% | 1 | 0% | 0% | 0% | 1 | 0 | 2 | 3% | 0% | 3% | 1 | 20% | 0% | 0% | 1 | 24% | 0% | 0% | 1 | 31% | 0% | 0% | 1 | 44% | 0% | 0% | 1 | 52% | 0% | 0% | 2 | 1% | 0% | 0% | 1 |  | 0% | 0% | 1 | 0.06 | 0% | 0% | 1 | 0% | 0% | 0% | 1 | 0 | 2 | 6% | 0% | 6% | 1 | 16% | 0% | 0% | 1 | 21% | 0% | 0% | 1 | 27% | 0% | 0% | 1 | 38% | 0% | 0% | 1 | 48% | 0% | 0% | 1 | 2% | 0% | 0% | 1
60 | Logan Creek | 0 | 0 | 10 | 0% | 0% | 1 | 0.06 | 0% | 0% | 1 | 53% | 0% | 0% | 2 | 0 | 2 | 25% | 0% | 25% | 2 | 14% | 0% | 0% | 1 | 0% | 0% | 0% | 1 | 0% | 0% | 0% | 1 | 14% | 0% | 0% | 1 | 16% | 0% | 0% | 1 | 2% | 0% | 0% | 1 |  | 0% | 0% | 1 | 0.06 | 0% | 0% | 1 | 36% | 0% | 0% | 1 | 0 | 2 | 42% | 2% | 44% | 2 | 25% | 0% | 0% | 1 | 3% | 0% | 0% | 1 | 5% | 0% | 0% | 1 | 29% | 0% | 0% | 1 | 31% | 0% | 0% | 1 | 4% | 0% | 0% | 1 |  | 0% | 0% | 1 | 0.06 | 0% | 0% | 1 | 31% | 0% | 0% | 1 | 0 | 2 | 36% | 11% | 47% | 3 | 32% | 0% | 0% | 1 | 5% | 0% | 0% | 1 | 10% | 0% | 0% | 1 | 39% | 0% | 0% | 1 | 35% | 0% | 0% | 1 | 4% | 0% | 0% | 1 |  | 0% | 0% | 1 | 0.07 | 0% | 0% | 1 | 31% | 0% | 0% | 1 | 0 | 2 | 33% | 16% | 49% | 3 | 37% | 0% | 0% | 1 | 9% | 0% | 0% | 1 | 18% | 0% | 0% | 1 | 49% | 0% | 0% | 1 | 36% | 0% | 0% | 1 | 5% | 0% | 0% | 1
61 | Famoso | 0 | 0 | 10 | 0% | 0% | 1 | 0.07 | 0% | 0% | 1 | 91% | 0% | 0% | 3 | 0 | 2 | 10% | 0% | 10% | 1 | 57% | 0% | 0% | 2 | 0% | 0% | 0% | 1 | 21% | 0% | 0% | 1 | 64% | 0% | 0% | 2 | 0% | 0% | 0% | 1 | 1% | 0% | 0% | 1 |  | 0% | 0% | 1 | 0.09 | 0% | 0% | 1 | 79% | 0% | 0% | 3 | 0 | 2 | 23% | 0% | 23% | 2 | 29% | 0% | 0% | 1 | 4% | 0% | 0% | 1 | 10% | 0% | 0% | 1 | 34% | 0% | 0% | 1 | 1% | 0% | 0% | 1 | 1% | 0% | 0% | 1 |  | 0% | 0% | 1 | 0.11 | 0% | 0% | 1 | 60% | 0% | 0% | 2 | 0 | 2 | 26% | 0% | 26% | 2 | 25% | 0% | 0% | 1 | 2% | 0% | 0% | 1 | 11% | 0% | 0% | 1 | 33% | 0% | 0% | 1 | 5% | 0% | 0% | 1 | 1% | 0% | 0% | 1 |  | 0% | 0% | 1 | 0.1 | 0% | 0% | 1 | 48% | 0% | 0% | 1 | 0 | 2 | 28% | 0% | 28% | 2 | 29% | 0% | 0% | 1 | 7% | 0% | 0% | 1 | 25% | 0% | 0% | 1 | 46% | 0% | 0% | 1 | 10% | 0% | 0% | 1 | 4% | 0% | 0% | 1
62 | New Sub - Los Banos - Midway (Proposed) | 816 | 8160 | 10 | 24.85% | 0% | 2 | 0.05 | 38.7% | 0% | 2 | 31% | 23.87% | 0% | 2 | 0 | 2 | 1% | 0% | 1% | 1 | 1% | 16.91% | 0% | 1 | 0% | 16.68% | 0% | 1 | 0% | 16.68% | 0% | 1 | 1% | 16.91% | 0% | 1 | 0% | 16.68% | 0% | 1 | 0% | 16.69% | 0% | 1 |  | 9.044% | 0% | 1 | 0.07 | 18.5% | 0% | 1 | 38% | 7.574% | 0% | 1 | 0 | 2 | 0% | 0% | 0% | 1 | 17% | 5.313% | 0% | 1 | 3% | 4.572% | 0% | 1 | 5% | 4.682% | 0% | 1 | 18% | 5.421% | 0% | 1 | 0% | 4.435% | 0% | 1 | 1% | 4.459% | 0% | 1 |  | 5.097% | 0% | 1 | 0.07 | 8.427% | 0% | 1 | 38% | 7.574% | 0% | 1 | 0 | 2 | 6% | 0% | 6% | 1 | 27% | 2.751% | 0% | 1 | 3% | 2.063% | 0% | 1 | 6% | 2.13% | 0% | 1 | 29% | 2.817% | 0% | 1 | 6% | 2.12% | 0% | 1 | 1% | 2.025% | 0% | 1 |  | 3.736% | 0% | 1 | 0.07 | 5.25% | 0% | 1 | 40% | 7.574% | 0% | 1 | 0 | 2 | 8% | 0% | 8% | 1 | 27% | 1.701% | 0% | 1 | 9% | 1.36% | 0% | 1 | 13% | 1.435% | 0% | 1 | 33% | 1.854% | 0% | 1 | 7% | 1.336% | 0% | 1 | 2% | 1.265% | 0% | 1
63 | Lockeford | 200 | 2000 | 10 | 18.36% | 0% | 1 | 0.24 | 999% | 8.824% | 3 | 51% | 15.37% | 0% | 2 | 0 | 2 | 0% | 0% | 0% | 1 | 0% | 4.667% | 0% | 1 | 0% | 4.667% | 0% | 1 | 31% | 6.802% | 0% | 1 | 31% | 6.802% | 0% | 1 | 0% | 4.667% | 0% | 1 | 10% | 5.17% | 0% | 1 |  | 6.947% | 0% | 1 | 0.22 | 33.23% | 0% | 2 | 47% | 5.41% | 0% | 1 | 0 | 2 | 6% | 0% | 6% | 1 | 12% | 1.603% | 0% | 1 | 9% | 1.556% | 0% | 1 | 35% | 2.17% | 0% | 1 | 38% | 2.282% | 0% | 1 | 9% | 1.552% | 0% | 1 | 14% | 1.652% | 0% | 1 |  | 4.113% | 0% | 1 | 0.19 | 13.28% | 0% | 1 | 39% | 5.41% | 0% | 1 | 0 | 2 | 6% | 0% | 6% | 1 | 26% | 0.9196% | 0% | 1 | 21% | 0.8608% | 0% | 1 | 43% | 1.197% | 0% | 1 | 50% | 1.347% | 0% | 2 | 11% | 0.7617% | 0% | 1 | 13% | 0.7824% | 0% | 1 |  | 2.754% | 0% | 1 | 0.15 | 3.423% | 0% | 1 | 39% | 5.41% | 0% | 1 | 0 | 2 | 13% | 0% | 13% | 1 | 35% | 0.593% | 0% | 1 | 22% | 0.4987% | 0% | 1 | 39% | 0.6353% | 0% | 1 | 51% | 0.798% | 0% | 2 | 15% | 0.4578% | 0% | 1 | 13% | 0.4455% | 0% | 1
64 | Etiwanda | 0 | 0 | 10 | 0% | 0% | 1 | 0.75 | 0% | 0% | 1 | 0% | 0% | 0% | 1 | 0 | 2 | 33% | 67% | 100% | 5 | 100% | 0% | 0% | 5 | 100% | 0% | 0% | 5 | 100% | 0% | 0% | 5 | 100% | 0% | 0% | 5 | 0% | 0% | 0% | 1 | 1% | 0% | 0% | 1 |  | 0% | 0% | 1 | 0.56 | 0% | 0% | 1 | 12% | 0% | 0% | 1 | 0 | 2 | 9% | 39% | 48% | 5 | 47% | 0% | 0% | 1 | 38% | 0% | 0% | 1 | 35% | 0% | 0% | 1 | 47% | 0% | 0% | 1 | 23% | 0% | 0% | 1 | 5% | 0% | 0% | 1 |  | 0% | 0% | 1 | 0.29 | 0% | 0% | 1 | 6% | 0% | 0% | 1 | 0 | 2 | 28% | 45% | 73% | 5 | 67% | 0% | 0% | 2 | 51% | 0% | 0% | 2 | 47% | 0% | 0% | 1 | 75% | 0% | 0% | 3 | 22% | 0% | 0% | 1 | 8% | 0% | 0% | 1 |  | 0% | 0% | 1 | 0.27 | 0% | 0% | 1 | 2% | 0% | 0% | 1 | 0 | 2 | 55% | 29% | 84% | 5 | 51% | 0% | 0% | 2 | 53% | 0% | 0% | 2 | 60% | 0% | 0% | 2 | 86% | 0% | 0% | 3 | 35% | 0% | 0% | 1 | 7% | 0% | 0% | 1
65 | Edes | 0 | 0 | 10 | 0% | 0% | 1 | 0.84 | 0% | 0% | 1 | 0% | 0% | 0% | 1 | 0 | 2 | 0% | 0% | 0% | 1 | 3% | 0% | 0% | 1 | 30% | 0% | 0% | 1 | 63% | 0% | 0% | 2 | 63% | 0% | 0% | 2 | 0% | 0% | 0% | 1 | 8% | 0% | 0% | 1 |  | 0% | 0% | 1 | 0.28 | 0% | 0% | 1 | 0% | 0% | 0% | 1 | 0 | 2 | 55% | 0% | 55% | 3 | 64% | 0% | 0% | 2 | 27% | 0% | 0% | 1 | 64% | 0% | 0% | 2 | 84% | 0% | 0% | 3 | 31% | 0% | 0% | 1 | 7% | 0% | 0% | 1 |  | 0% | 0% | 1 | 0.33 | 0% | 0% | 1 | 0% | 0% | 0% | 1 | 0 | 2 | 62% | 0% | 62% | 3 | 63% | 0% | 0% | 2 | 34% | 0% | 0% | 1 | 69% | 0% | 0% | 2 | 88% | 0% | 0% | 3 | 33% | 0% | 0% | 1 | 6% | 0% | 0% | 1 |  | 0% | 0% | 1 | 0.44 | 0% | 0% | 1 | 0% | 0% | 0% | 1 | 0 | 2 | 63% | 0% | 63% | 3 | 42% | 0% | 0% | 1 | 46% | 0% | 0% | 1 | 72% | 0% | 0% | 3 | 84% | 0% | 0% | 3 | 29% | 0% | 0% | 1 | 6% | 0% | 0% | 1
66 | GWF 2 | 0 | 0 | 0 | 0% | 0% | 1 | 0.07 | 0% | 0% | 1 | 0% | 0% | 0% | 1 | 0 | 2 | 42% | 0% | 42% | 2 | 42% | 0% | 0% | 1 | 70% | 0% | 0% | 3 | 43% | 0% | 0% | 1 | 71% | 0% | 0% | 3 | 12% | 0% | 0% | 1 | 49% | 0% | 0% | 1 |  | 0% | 0% | 1 | 0.07 | 0% | 0% | 1 | 0% | 0% | 0% | 1 | 0 | 2 | 64% | 0% | 64% | 3 | 25% | 0% | 0% | 1 | 48% | 0% | 0% | 1 | 42% | 0% | 0% | 1 | 56% | 0% | 0% | 2 | 9% | 0% | 0% | 1 | 23% | 0% | 0% | 1 |  | 0% | 0% | 1 | 0.08 | 0% | 0% | 1 | 11% | 0% | 0% | 1 | 0 | 2 | 54% | 0% | 54% | 3 | 17% | 0% | 0% | 1 | 46% | 0% | 0% | 1 | 43% | 0% | 0% | 1 | 55% | 0% | 0% | 2 | 8% | 0% | 0% | 1 | 18% | 0% | 0% | 1 |  | 0% | 0% | 1 | 0.14 | 0% | 0% | 1 | 23% | 0% | 0% | 1 | 0 | 2 | 45% | 0% | 45% | 2 | 25% | 0% | 0% | 1 | 38% | 0% | 0% | 1 | 42% | 0% | 0% | 1 | 56% | 0% | 0% | 2 | 10% | 0% | 0% | 1 | 16% | 0% | 0% | 1
67 | Goose Lake | 0 | 0 | 10 | 0% | 0% | 1 | 0.09 | 0% | 0% | 1 | 40% | 0% | 0% | 1 | 0 | 2 | 15% | 0% | 15% | 1 | 44% | 0% | 0% | 1 | 24% | 0% | 0% | 1 | 72% | 0% | 0% | 3 | 83% | 0% | 0% | 3 | 2% | 0% | 0% | 1 | 16% | 0% | 0% | 1 |  | 0% | 0% | 1 | 0.08 | 0% | 0% | 1 | 50% | 0% | 0% | 2 | 0 | 2 | 17% | 0% | 17% | 1 | 38% | 0% | 0% | 1 | 14% | 0% | 0% | 1 | 48% | 0% | 0% | 1 | 69% | 0% | 0% | 2 | 1% | 0% | 0% | 1 | 7% | 0% | 0% | 1 |  | 0% | 0% | 1 | 0.08 | 0% | 0% | 1 | 44% | 0% | 0% | 1 | 0 | 2 | 14% | 0% | 14% | 1 | 35% | 0% | 0% | 1 | 9% | 0% | 0% | 1 | 35% | 0% | 0% | 1 | 59% | 0% | 0% | 2 | 3% | 0% | 0% | 1 | 4% | 0% | 0% | 1 |  | 0% | 0% | 1 | 0.08 | 0% | 0% | 1 | 42% | 0% | 0% | 1 | 0 | 2 | 13% | 0% | 13% | 1 | 37% | 0% | 0% | 1 | 7% | 0% | 0% | 1 | 27% | 0% | 0% | 1 | 56% | 0% | 0% | 2 | 5% | 0% | 0% | 1 | 5% | 0% | 0% | 1
68 | Unknown - 3327 | 0 | 0 | 0 | 0% | 0% | 1 | 0.12 | 0% | 0% | 1 | 85% | 0% | 0% | 3 | 0 | 2 | 1% | 0% | 1% | 1 | 0% | 0% | 0% | 1 | 1% | 0% | 0% | 1 | 10% | 0% | 0% | 1 | 10% | 0% | 0% | 1 | 0% | 0% | 0% | 1 | 0% | 0% | 0% | 1 |  | 0% | 0% | 1 | 0.11 | 0% | 0% | 1 | 58% | 0% | 0% | 2 | 0 | 2 | 11% | 0% | 11% | 1 | 26% | 0% | 0% | 1 | 13% | 0% | 0% | 1 | 23% | 0% | 0% | 1 | 36% | 0% | 0% | 1 | 13% | 0% | 0% | 1 | 2% | 0% | 0% | 1 |  | 0% | 0% | 1 | 0.1 | 0% | 0% | 1 | 45% | 0% | 0% | 1 | 0 | 2 | 27% | 1% | 28% | 2 | 43% | 0% | 0% | 1 | 21% | 0% | 0% | 1 | 32% | 0% | 0% | 1 | 54% | 0% | 0% | 2 | 23% | 0% | 0% | 1 | 2% | 0% | 0% | 1 |  | 0% | 0% | 1 | 0.11 | 0% | 0% | 1 | 42% | 0% | 0% | 1 | 0 | 2 | 29% | 4% | 33% | 2 | 42% | 0% | 0% | 1 | 21% | 0% | 0% | 1 | 32% | 0% | 0% | 1 | 54% | 0% | 0% | 2 | 22% | 0% | 0% | 1 | 3% | 0% | 0% | 1
69 | Mira Loma | 0 | 0 | 10 | 0% | 0% | 1 | 0.6 | 0% | 0% | 1 | 22% | 0% | 0% | 1 | 0 | 2 | 7% | 0% | 7% | 1 | 0% | 0% | 0% | 1 | 0% | 0% | 0% | 1 | 0% | 0% | 0% | 1 | 0% | 0% | 0% | 1 | 0% | 0% | 0% | 1 | 0% | 0% | 0% | 1 |  | 0% | 0% | 1 | 0.57 | 0% | 0% | 1 | 19% | 0% | 0% | 1 | 0 | 2 | 29% | 0% | 29% | 2 | 4% | 0% | 0% | 1 | 5% | 0% | 0% | 1 | 19% | 0% | 0% | 1 | 23% | 0% | 0% | 1 | 2% | 0% | 0% | 1 | 1% | 0% | 0% | 1 |  | 0% | 0% | 1 | 0.3 | 0% | 0% | 1 | 7% | 0% | 0% | 1 | 0 | 2 | 41% | 30% | 71% | 5 | 36% | 0% | 0% | 1 | 15% | 0% | 0% | 1 | 33% | 0% | 0% | 1 | 60% | 0% | 0% | 2 | 36% | 0% | 0% | 1 | 9% | 0% | 0% | 1 |  | 0% | 0% | 1 | 0.29 | 0% | 0% | 1 | 3% | 0% | 0% | 1 | 0 | 2 | 53% | 31% | 84% | 5 | 43% | 0% | 0% | 1 | 39% | 0% | 0% | 1 | 50% | 0% | 0% | 2 | 75% | 0% | 0% | 3 | 33% | 0% | 0% | 1 | 9% | 0% | 0% | 1
70 | Ravenswood | 100 | 1000 | 10 | 1099% | 233.1% | 5 | 0.15 | 909.1% | 679.4% | 5 | 0% | 0% | 0% | 1 | 0 | 2 | 0% | 0% | 0% | 1 | 0% | 208.3% | 999.9% | 5 | 0% | 208.3% | 999.9% | 5 | 53% | 446.4% | 303.1% | 5 | 53% | 446.4% | 303.1% | 5 | 0% | 208.3% | 999.9% | 5 | 55% | 456.6% | 298.1% | 5 |  | 207.9% | 10.07% | 5 | 0.81 | 195.3% | 37.34% | 5 | 0% | 2022% | 0% | 4 | 0 | 2 | 0% | 0% | 0% | 1 | 27% | 24.45% | 0% | 2 | 71% | 61.69% | 0% | 3 | 82% | 98.14% | 0% | 4 | 82% | 99.8% | 0% | 4 | 6% | 18.79% | 0% | 1 | 20% | 22.13% | 0% | 2 |  | 52.44% | 0% | 3 | 0.29 | 124.5% | 0.8579% | 3 | 0% | 2022% | 0% | 4 | 0 | 2 | 29% | 0% | 29% | 2 | 66% | 9.746% | 0% | 2 | 54% | 7.204% | 0% | 2 | 72% | 11.56% | 0% | 3 | 88% | 26.61% | 0% | 3 | 47% | 6.216% | 0% | 1 | 10% | 3.642% | 0% | 1 |  | 13.89% | 0% | 1 | 0.28 | 7.846% | 0% | 1 | 1% | 2022% | 0% | 4 | 0 | 2 | 40% | 0% | 40% | 2 | 54% | 2.372% | 0% | 2 | 44% | 1.955% | 0% | 1 | 64% | 3.05% | 0% | 2 | 81% | 5.746% | 0% | 3 | 47% | 2.068% | 0% | 1 | 9% | 1.198% | 0% | 1
71 | Rio Hondo | 0 | 0 | 10 | 0% | 0% | 1 | 0.1 | 0% | 0% | 1 | 0% | 0% | 0% | 1 | 0 | 2 | 0% | 0% | 0% | 1 | 0% | 0% | 0% | 1 | 100% | 0% | 0% | 5 | 90% | 0% | 0% | 4 | 100% | 0% | 0% | 5 | 99% | 0% | 0% | 5 | 28% | 0% | 0% | 1 |  | 0% | 0% | 1 | 0.03 | 0% | 0% | 1 | 0% | 0% | 0% | 1 | 0 | 2 | 24% | 44% | 68% | 5 | 0% | 0% | 0% | 1 | 46% | 0% | 0% | 1 | 76% | 0% | 0% | 3 | 79% | 0% | 0% | 3 | 87% | 0% | 0% | 3 | 30% | 0% | 0% | 1 |  | 0% | 0% | 1 | 0.16 | 0% | 0% | 1 | 0% | 0% | 0% | 1 | 0 | 2 | 82% | 4% | 86% | 5 | 50% | 0% | 0% | 2 | 2% | 0% | 0% | 1 | 1% | 0% | 0% | 1 | 52% | 0% | 0% | 2 | 58% | 0% | 0% | 2 | 19% | 0% | 0% | 1 |  | 0% | 0% | 1 | 0.14 | 0% | 0% | 1 | 0% | 0% | 0% | 1 | 0 | 2 | 79% | 12% | 91% | 5 | 56% | 0% | 0% | 2 | 6% | 0% | 0% | 1 | 1% | 0% | 0% | 1 | 59% | 0% | 0% | 2 | 44% | 0% | 0% | 1 | 16% | 0% | 0% | 1
72 | Redondo | 0 | 0 | 10 | 0% | 0% | 1 | 0.27 | 0% | 0% | 1 | 0% | 0% | 0% | 1 | 0 | 2 | 0% | 0% | 0% | 1 | 8% | 0% | 0% | 1 | 0% | 0% | 0% | 1 | 57% | 0% | 0% | 2 | 65% | 0% | 0% | 2 | 0% | 0% | 0% | 1 | 0% | 0% | 0% | 1 |  | 0% | 0% | 1 | 0.26 | 0% | 0% | 1 | 0% | 0% | 0% | 1 | 0 | 2 | 0% | 0% | 0% | 1 | 1% | 0% | 0% | 1 | 17% | 0% | 0% | 1 | 81% | 0% | 0% | 3 | 82% | 0% | 0% | 3 | 0% | 0% | 0% | 1 | 0% | 0% | 0% | 1 |  | 0% | 0% | 1 | 0.18 | 0% | 0% | 1 | 0% | 0% | 0% | 1 | 0 | 2 | 0% | 0% | 0% | 1 | 0% | 0% | 0% | 1 | 2% | 0% | 0% | 1 | 54% | 0% | 0% | 2 | 55% | 0% | 0% | 2 | 0% | 0% | 0% | 1 | 0% | 0% | 0% | 1 |  | 0% | 0% | 1 | 0.25 | 0% | 0% | 1 | 0% | 0% | 0% | 1 | 0 | 2 | 1% | 15% | 16% | 3 | 5% | 0% | 0% | 1 | 6% | 0% | 0% | 1 | 49% | 0% | 0% | 1 | 54% | 0% | 0% | 2 | 2% | 0% | 0% | 1 | 4% | 0% | 0% | 1
73 | Otay | 0 | 0 | 10 | 0% | 0% | 1 | 0.18 | 0% | 0% | 1 | 0% | 0% | 0% | 1 | 0 | 2 | 12% | 0% | 12% | 1 | 4% | 0% | 0% | 1 | 97% | 0% | 0% | 5 | 99% | 0% | 0% | 5 | 99% | 0% | 0% | 5 | 24% | 0% | 0% | 1 | 8% | 0% | 0% | 1 |  | 0% | 0% | 1 | 0.21 | 0% | 0% | 1 | 0% | 0% | 0% | 1 | 0 | 2 | 48% | 0% | 48% | 2 | 2% | 0% | 0% | 1 | 77% | 0% | 0% | 3 | 93% | 0% | 0% | 4 | 96% | 0% | 0% | 5 | 25% | 0% | 0% | 1 | 9% | 0% | 0% | 1 |  | 0% | 0% | 1 | 0.21 | 0% | 0% | 1 | 0% | 0% | 0% | 1 | 0 | 2 | 45% | 4% | 49% | 2 | 6% | 0% | 0% | 1 | 67% | 0% | 0% | 2 | 89% | 0% | 0% | 3 | 91% | 0% | 0% | 4 | 31% | 0% | 0% | 1 | 6% | 0% | 0% | 1 |  | 0% | 0% | 1 | 0.22 | 0% | 0% | 1 | 0% | 0% | 0% | 1 | 0 | 2 | 33% | 43% | 76% | 5 | 24% | 0% | 0% | 1 | 62% | 0% | 0% | 2 | 85% | 0% | 0% | 3 | 89% | 0% | 0% | 3 | 29% | 0% | 0% | 1 | 5% | 0% | 0% | 1
74 | Kirker | 0 | 0 | 10 | 0% | 0% | 1 | 0.07 | 0% | 0% | 1 | 0% | 0% | 0% | 1 | 0 | 2 | 44% | 0% | 44% | 2 | 50% | 0% | 0% | 2 | 74% | 0% | 0% | 3 | 49% | 0% | 0% | 1 | 75% | 0% | 0% | 3 | 16% | 0% | 0% | 1 | 54% | 0% | 0% | 2 |  | 0% | 0% | 1 | 0.07 | 0% | 0% | 1 | 0% | 0% | 0% | 1 | 0 | 2 | 63% | 0% | 63% | 3 | 25% | 0% | 0% | 1 | 48% | 0% | 0% | 1 | 39% | 0% | 0% | 1 | 55% | 0% | 0% | 2 | 9% | 0% | 0% | 1 | 27% | 0% | 0% | 1 |  | 0% | 0% | 1 | 0.17 | 0% | 0% | 1 | 3% | 0% | 0% | 1 | 0 | 2 | 60% | 0% | 60% | 3 | 20% | 0% | 0% | 1 | 47% | 0% | 0% | 1 | 45% | 0% | 0% | 1 | 59% | 0% | 0% | 2 | 11% | 0% | 0% | 1 | 19% | 0% | 0% | 1 |  | 0% | 0% | 1 | 0.2 | 0% | 0% | 1 | 17% | 0% | 0% | 1 | 0 | 2 | 50% | 0% | 50% | 3 | 23% | 0% | 0% | 1 | 40% | 0% | 0% | 1 | 45% | 0% | 0% | 1 | 59% | 0% | 0% | 2 | 11% | 0% | 0% | 1 | 16% | 0% | 0% | 1
75 | Saugus | 0 | 0 | 10 | 0% | 0% | 1 | 0.64 | 0% | 0% | 1 | 1% | 0% | 0% | 1 | 0 | 2 | 60% | 2% | 62% | 3 | 2% | 0% | 0% | 1 | 19% | 0% | 0% | 1 | 57% | 0% | 0% | 2 | 60% | 0% | 0% | 2 | 27% | 0% | 0% | 1 | 9% | 0% | 0% | 1 |  | 0% | 0% | 1 | 0.28 | 0% | 0% | 1 | 2% | 0% | 0% | 1 | 0 | 2 | 53% | 35% | 88% | 5 | 39% | 0% | 0% | 1 | 2% | 0% | 0% | 1 | 14% | 0% | 0% | 1 | 50% | 0% | 0% | 2 | 43% | 0% | 0% | 1 | 9% | 0% | 0% | 1 |  | 0% | 0% | 1 | 0.21 | 0% | 0% | 1 | 3% | 0% | 0% | 1 | 0 | 2 | 47% | 40% | 87% | 5 | 53% | 0% | 0% | 2 | 3% | 0% | 0% | 1 | 9% | 0% | 0% | 1 | 59% | 0% | 0% | 2 | 44% | 0% | 0% | 1 | 11% | 0% | 0% | 1 |  | 0% | 0% | 1 | 0.21 | 0% | 0% | 1 | 4% | 0% | 0% | 1 | 0 | 2 | 45% | 38% | 83% | 5 | 50% | 0% | 0% | 2 | 4% | 0% | 0% | 1 | 10% | 0% | 0% | 1 | 58% | 0% | 0% | 2 | 43% | 0% | 0% | 1 | 11% | 0% | 0% | 1
76 | Chinese Station | 0 | 0 | 0 | 0% | 0% | 1 | 0.07 | 0% | 0% | 1 | 0% | 0% | 0% | 1 | 0 | 2 | 97% | 0% | 97% | 5 | 40% | 0% | 0% | 1 | 91% | 0% | 0% | 4 | 95% | 0% | 0% | 5 | 95% | 0% | 0% | 5 | 43% | 0% | 0% | 1 | 11% | 0% | 0% | 1 |  | 0% | 0% | 1 | 0.1 | 0% | 0% | 1 | 0% | 0% | 0% | 1 | 0 | 2 | 86% | 1% | 87% | 5 | 65% | 0% | 0% | 2 | 36% | 0% | 0% | 1 | 41% | 0% | 0% | 1 | 80% | 0% | 0% | 3 | 68% | 0% | 0% | 2 | 8% | 0% | 0% | 1 |  | 0% | 0% | 1 | 0.11 | 0% | 0% | 1 | 1% | 0% | 0% | 1 | 0 | 2 | 80% | 3% | 83% | 5 | 75% | 0% | 0% | 3 | 31% | 0% | 0% | 1 | 36% | 0% | 0% | 1 | 84% | 0% | 0% | 3 | 62% | 0% | 0% | 2 | 9% | 0% | 0% | 1 |  | 0% | 0% | 1 | 0.11 | 0% | 0% | 1 | 5% | 0% | 0% | 1 | 0 | 2 | 72% | 8% | 80% | 5 | 73% | 0% | 0% | 3 | 29% | 0% | 0% | 1 | 42% | 0% | 0% | 1 | 87% | 0% | 0% | 3 | 54% | 0% | 0% | 2 | 9% | 0% | 0% | 1
77 | Devers | 300 | 3000 | 10 | 78.12% | 0% | 3 | 0.27 | 622.4% | 44.2% | 5 | 0% | 0% | 0% | 1 | 0 | 2 | 1% | 0% | 1% | 1 | 27% | 27.3% | 0% | 2 | 71% | 69.4% | 0% | 3 | 60% | 49.26% | 0% | 2 | 73% | 74.11% | 0% | 3 | 9% | 21.93% | 0% | 2 | 0% | 19.92% | 0% | 1 |  | 42.13% | 0% | 2 | 0.27 | 202.4% | 13.5% | 3 | 0% | 0% | 0% | 1 | 0 | 2 | 12% | 1% | 13% | 2 | 33% | 16.18% | 0% | 1 | 55% | 24.32% | 0% | 2 | 43% | 19.24% | 0% | 1 | 64% | 29.9% | 0% | 2 | 24% | 14.27% | 0% | 1 | 0% | 10.9% | 0% | 1 |  | 21.69% | 0% | 2 | 0.27 | 34.86% | 0% | 2 | 0% | 0% | 0% | 1 | 0 | 2 | 19% | 17% | 36% | 3 | 30% | 7.44% | 0% | 1 | 40% | 8.743% | 0% | 1 | 42% | 8.95% | 0% | 1 | 58% | 12.41% | 0% | 2 | 36% | 8.186% | 0% | 1 | 1% | 5.264% | 0% | 1 |  | 14.18% | 0% | 1 | 0.27 | 11.99% | 0% | 1 | 0% | 0% | 0% | 1 | 0 | 2 | 24% | 32% | 56% | 5 | 35% | 3.868% | 0% | 1 | 37% | 3.999% | 0% | 1 | 50% | 5.06% | 0% | 2 | 65% | 7.251% | 0% | 2 | 47% | 4.782% | 0% | 1 | 3% | 2.584% | 0% | 1
78 | New Sub - Midway - Wheeler Ridge (Proposed) | 1900 | 19000 | 10 | 201.1% | 25.3% | 5 | 0.06 | 204.3% | 26.38% | 5 | 49% | 109.9% | 7.338% | 4 | 0 | 2 | 10% | 0% | 10% | 1 | 9% | 44.36% | 0% | 2 | 33% | 59.74% | 0% | 3 | 43% | 71.11% | 0% | 3 | 44% | 72.52% | 0% | 3 | 0% | 40.26% | 0% | 2 | 1% | 40.47% | 0% | 2 |  | 96.12% | 0% | 4 | 0.06 | 72.47% | 0% | 2 | 46% | 48.57% | 0% | 2 | 0 | 2 | 8% | 0% | 8% | 1 | 22% | 18.18% | 0% | 1 | 38% | 22.66% | 0% | 2 | 50% | 28.27% | 0% | 2 | 60% | 35.39% | 0% | 2 | 2% | 14.45% | 0% | 1 | 1% | 14.23% | 0% | 1 |  | 67.01% | 0% | 3 | 0.07 | 30.04% | 0% | 2 | 42% | 48.57% | 0% | 2 | 0 | 2 | 7% | 0% | 7% | 1 | 22% | 9.645% | 0% | 1 | 38% | 12.1% | 0% | 1 | 57% | 17.39% | 0% | 2 | 64% | 20.64% | 0% | 2 | 5% | 7.869% | 0% | 1 | 5% | 7.891% | 0% | 1 |  | 42.01% | 0% | 2 | 0.08 | 20.72% | 0% | 2 | 44% | 48.57% | 0% | 2 | 0 | 2 | 9% | 0% | 9% | 1 | 22% | 6.221% | 0% | 1 | 30% | 6.955% | 0% | 1 | 54% | 10.63% | 0% | 2 | 61% | 12.32% | 0% | 2 | 7% | 5.221% | 0% | 1 | 5% | 5.126% | 0% | 1
79 | Del Amo | 0 | 0 | 10 | 0% | 0% | 1 | 0 | 0% | 0% | 1 | 0% | 0% | 0% | 1 | 0 | 2 | 0% | 0% | 0% | 1 | 0% | 0% | 0% | 1 | 0% | 0% | 0% | 1 | 0% | 0% | 0% | 1 | 0% | 0% | 0% | 1 | 0% | 0% | 0% | 1 | 0% | 0% | 0% | 1 |  | 0% | 0% | 1 | 0.36 | 0% | 0% | 1 | 0% | 0% | 0% | 1 | 0 | 2 | 0% | 0% | 0% | 1 | 0% | 0% | 0% | 1 | 18% | 0% | 0% | 1 | 37% | 0% | 0% | 1 | 37% | 0% | 0% | 1 | 0% | 0% | 0% | 1 | 1% | 0% | 0% | 1 |  | 0% | 0% | 1 | 0.67 | 0% | 0% | 1 | 0% | 0% | 0% | 1 | 0 | 2 | 1% | 0% | 1% | 1 | 0% | 0% | 0% | 1 | 7% | 0% | 0% | 1 | 68% | 0% | 0% | 2 | 68% | 0% | 0% | 2 | 0% | 0% | 0% | 1 | 2% | 0% | 0% | 1 |  | 0% | 0% | 1 | 0.49 | 0% | 0% | 1 | 0% | 0% | 0% | 1 | 0 | 2 | 28% | 0% | 28% | 2 | 21% | 0% | 0% | 1 | 10% | 0% | 0% | 1 | 53% | 0% | 0% | 2 | 74% | 0% | 0% | 3 | 16% | 0% | 0% | 1 | 8% | 0% | 0% | 1
80 | Alpaugh | 0 | 0 | 10 | 0% | 0% | 1 | 0.07 | 0% | 0% | 1 | 39% | 0% | 0% | 1 | 0 | 2 | 8% | 0% | 8% | 1 | 54% | 0% | 0% | 2 | 0% | 0% | 0% | 1 | 9% | 0% | 0% | 1 | 58% | 0% | 0% | 2 | 1% | 0% | 0% | 1 | 5% | 0% | 0% | 1 |  | 0% | 0% | 1 | 0.08 | 0% | 0% | 1 | 42% | 0% | 0% | 1 | 0 | 2 | 11% | 0% | 11% | 1 | 26% | 0% | 0% | 1 | 9% | 0% | 0% | 1 | 18% | 0% | 0% | 1 | 35% | 0% | 0% | 1 | 1% | 0% | 0% | 1 | 6% | 0% | 0% | 1 |  | 0% | 0% | 1 | 0.08 | 0% | 0% | 1 | 45% | 0% | 0% | 1 | 0 | 2 | 8% | 0% | 8% | 1 | 28% | 0% | 0% | 1 | 9% | 0% | 0% | 1 | 17% | 0% | 0% | 1 | 38% | 0% | 0% | 1 | 1% | 0% | 0% | 1 | 5% | 0% | 0% | 1 |  | 0% | 0% | 1 | 0.09 | 0% | 0% | 1 | 43% | 0% | 0% | 1 | 0 | 2 | 6% | 0% | 6% | 1 | 27% | 0% | 0% | 1 | 5% | 0% | 0% | 1 | 16% | 0% | 0% | 1 | 38% | 0% | 0% | 1 | 1% | 0% | 0% | 1 | 5% | 0% | 0% | 1
81 | Palo Verde | 0 | 0 | 10 | 0% | 0% | 1 | 0 | 0% | 0% | 1 | 0% | 0% | 0% | 1 | 0 | 2 | 0% | 0% | 0% | 1 | 0% | 0% | 0% | 1 | 0% | 0% | 0% | 1 | 0% | 0% | 0% | 1 | 0% | 0% | 0% | 1 | 0% | 0% | 0% | 1 | 0% | 0% | 0% | 1 |  | 0% | 0% | 1 | 0 | 0% | 0% | 1 | 0% | 0% | 0% | 1 | 0 | 2 | 0% | 0% | 0% | 1 | 0% | 0% | 0% | 1 | 0% | 0% | 0% | 1 | 0% | 0% | 0% | 1 | 0% | 0% | 0% | 1 | 0% | 0% | 0% | 1 | 0% | 0% | 0% | 1 |  | 0% | 0% | 1 | 0 | 0% | 0% | 1 | 0% | 0% | 0% | 1 | 0 | 2 | 0% | 0% | 0% | 1 | 0% | 0% | 0% | 1 | 0% | 0% | 0% | 1 | 0% | 0% | 0% | 1 | 0% | 0% | 0% | 1 | 0% | 0% | 0% | 1 | 0% | 0% | 0% | 1 |  | 0% | 0% | 1 | 0 | 0% | 0% | 1 | 0% | 0% | 0% | 1 | 0 | 2 | 0% | 0% | 0% | 1 | 0% | 0% | 0% | 1 | 0% | 0% | 0% | 1 | 0% | 0% | 0% | 1 | 0% | 0% | 0% | 1 | 0% | 0% | 0% | 1 | 0% | 0% | 0% | 1
82 | Grimmway-Malaga | 0 | 0 | 10 | 0% | 0% | 1 | 0.1 | 0% | 0% | 1 | 89% | 0% | 0% | 3 | 0 | 2 | 0% | 0% | 0% | 1 | 0% | 0% | 0% | 1 | 0% | 0% | 0% | 1 | 16% | 0% | 0% | 1 | 16% | 0% | 0% | 1 | 0% | 0% | 0% | 1 | 0% | 0% | 0% | 1 |  | 0% | 0% | 1 | 0.1 | 0% | 0% | 1 | 64% | 0% | 0% | 2 | 0 | 2 | 8% | 0% | 8% | 1 | 18% | 0% | 0% | 1 | 14% | 0% | 0% | 1 | 22% | 0% | 0% | 1 | 32% | 0% | 0% | 1 | 8% | 0% | 0% | 1 | 1% | 0% | 0% | 1 |  | 0% | 0% | 1 | 0.11 | 0% | 0% | 1 | 54% | 0% | 0% | 2 | 0 | 2 | 21% | 0% | 21% | 2 | 33% | 0% | 0% | 1 | 21% | 0% | 0% | 1 | 30% | 0% | 0% | 1 | 46% | 0% | 0% | 1 | 17% | 0% | 0% | 1 | 2% | 0% | 0% | 1 |  | 0% | 0% | 1 | 0.1 | 0% | 0% | 1 | 44% | 0% | 0% | 1 | 0 | 2 | 26% | 3% | 29% | 2 | 40% | 0% | 0% | 1 | 21% | 0% | 0% | 1 | 33% | 0% | 0% | 1 | 55% | 0% | 0% | 2 | 19% | 0% | 0% | 1 | 2% | 0% | 0% | 1
83 | Kernridge | 0 | 0 | 10 | 0% | 0% | 1 | 0.06 | 0% | 0% | 1 | 16% | 0% | 0% | 1 | 0 | 2 | 0% | 0% | 0% | 1 | 41% | 0% | 0% | 1 | 2% | 0% | 0% | 1 | 27% | 0% | 0% | 1 | 67% | 0% | 0% | 2 | 11% | 0% | 0% | 1 | 0% | 0% | 0% | 1 |  | 0% | 0% | 1 | 0.06 | 0% | 0% | 1 | 29% | 0% | 0% | 1 | 0 | 2 | 15% | 0% | 15% | 1 | 51% | 0% | 0% | 2 | 8% | 0% | 0% | 1 | 28% | 0% | 0% | 1 | 70% | 0% | 0% | 3 | 15% | 0% | 0% | 1 | 0% | 0% | 0% | 1 |  | 0% | 0% | 1 | 0.08 | 0% | 0% | 1 | 24% | 0% | 0% | 1 | 0 | 2 | 17% | 0% | 17% | 1 | 52% | 0% | 0% | 2 | 14% | 0% | 0% | 1 | 35% | 0% | 0% | 1 | 72% | 0% | 0% | 3 | 21% | 0% | 0% | 1 | 3% | 0% | 0% | 1 |  | 0% | 0% | 1 | 0.09 | 0% | 0% | 1 | 27% | 0% | 0% | 1 | 0 | 2 | 17% | 0% | 17% | 1 | 45% | 0% | 0% | 1 | 13% | 0% | 0% | 1 | 37% | 0% | 0% | 1 | 69% | 0% | 0% | 2 | 19% | 0% | 0% | 1 | 4% | 0% | 0% | 1
84 | Crestwood | 0 | 0 | 10 | 0% | 0% | 1 | 0.11 | 0% | 0% | 1 | 0% | 0% | 0% | 1 | 0 | 2 | 24% | 74% | 98% | 5 | 2% | 0% | 0% | 1 | 5% | 0% | 0% | 1 | 31% | 0% | 0% | 1 | 31% | 0% | 0% | 1 | 33% | 0% | 0% | 1 | 2% | 0% | 0% | 1 |  | 0% | 0% | 1 | 0.1 | 0% | 0% | 1 | 0% | 0% | 0% | 1 | 0 | 2 | 25% | 69% | 94% | 5 | 10% | 0% | 0% | 1 | 17% | 0% | 0% | 1 | 25% | 0% | 0% | 1 | 45% | 0% | 0% | 1 | 39% | 0% | 0% | 1 | 2% | 0% | 0% | 1 |  | 0% | 0% | 1 | 0.08 | 0% | 0% | 1 | 0% | 0% | 0% | 1 | 0 | 2 | 20% | 73% | 93% | 5 | 10% | 0% | 0% | 1 | 23% | 0% | 0% | 1 | 35% | 0% | 0% | 1 | 51% | 0% | 0% | 2 | 43% | 0% | 0% | 1 | 3% | 0% | 0% | 1 |  | 0% | 0% | 1 | 0.08 | 0% | 0% | 1 | 0% | 0% | 0% | 1 | 0 | 2 | 17% | 73% | 90% | 5 | 10% | 0% | 0% | 1 | 26% | 0% | 0% | 1 | 42% | 0% | 0% | 1 | 56% | 0% | 0% | 2 | 44% | 0% | 0% | 1 | 3% | 0% | 0% | 1
85 | Salt Creek | 0 | 0 | 10 | 0% | 0% | 1 | 0.54 | 0% | 0% | 1 | 0% | 0% | 0% | 1 | 0 | 2 | 75% | 0% | 75% | 5 | 7% | 0% | 0% | 1 | 98% | 0% | 0% | 5 | 87% | 0% | 0% | 3 | 100% | 0% | 0% | 5 | 44% | 0% | 0% | 1 | 3% | 0% | 0% | 1 |  | 0% | 0% | 1 | 0.18 | 0% | 0% | 1 | 0% | 0% | 0% | 1 | 0 | 2 | 64% | 10% | 74% | 3 | 10% | 0% | 0% | 1 | 84% | 0% | 0% | 3 | 93% | 0% | 0% | 4 | 95% | 0% | 0% | 5 | 39% | 0% | 0% | 1 | 7% | 0% | 0% | 1 |  | 0% | 0% | 1 | 0.22 | 0% | 0% | 1 | 0% | 0% | 0% | 1 | 0 | 2 | 33% | 46% | 79% | 5 | 24% | 0% | 0% | 1 | 59% | 0% | 0% | 2 | 84% | 0% | 0% | 3 | 88% | 0% | 0% | 3 | 27% | 0% | 0% | 1 | 4% | 0% | 0% | 1 |  | 0% | 0% | 1 | 0.21 | 0% | 0% | 1 | 0% | 0% | 0% | 1 | 0 | 2 | 24% | 64% | 88% | 5 | 26% | 0% | 0% | 1 | 48% | 0% | 0% | 1 | 76% | 0% | 0% | 3 | 84% | 0% | 0% | 3 | 37% | 0% | 0% | 1 | 3% | 0% | 0% | 1
86 | Eagle Rock (SCE) | 0 | 0 | 10 | 0% | 0% | 1 | 0 | 0% | 0% | 1 | 0% | 0% | 0% | 1 | 0 | 2 | 0% | 0% | 0% | 1 | 0% | 0% | 0% | 1 | 0% | 0% | 0% | 1 | 0% | 0% | 0% | 1 | 0% | 0% | 0% | 1 | 0% | 0% | 0% | 1 | 0% | 0% | 0% | 1 |  | 0% | 0% | 1 | 0.12 | 0% | 0% | 1 | 0% | 0% | 0% | 1 | 0 | 2 | 21% | 12% | 33% | 3 | 0% | 0% | 0% | 1 | 0% | 0% | 0% | 1 | 5% | 0% | 0% | 1 | 5% | 0% | 0% | 1 | 25% | 0% | 0% | 1 | 24% | 0% | 0% | 1 |  | 0% | 0% | 1 | 0.13 | 0% | 0% | 1 | 0% | 0% | 0% | 1 | 0 | 2 | 13% | 6% | 19% | 2 | 0% | 0% | 0% | 1 | 2% | 0% | 0% | 1 | 4% | 0% | 0% | 1 | 5% | 0% | 0% | 1 | 15% | 0% | 0% | 1 | 15% | 0% | 0% | 1 |  | 0% | 0% | 1 | 0.13 | 0% | 0% | 1 | 1% | 0% | 0% | 1 | 0 | 2 | 60% | 18% | 78% | 5 | 29% | 0% | 0% | 1 | 3% | 0% | 0% | 1 | 4% | 0% | 0% | 1 | 32% | 0% | 0% | 1 | 35% | 0% | 0% | 1 | 13% | 0% | 0% | 1
87 | Melones | 0 | 0 | 10 | 0% | 0% | 1 | 0.18 | 0% | 0% | 1 | 0% | 0% | 0% | 1 | 0 | 2 | 75% | 0% | 75% | 5 | 45% | 0% | 0% | 1 | 47% | 0% | 0% | 1 | 46% | 0% | 0% | 1 | 62% | 0% | 0% | 2 | 58% | 0% | 0% | 2 | 8% | 0% | 0% | 1 |  | 0% | 0% | 1 | 0.14 | 0% | 0% | 1 | 0% | 0% | 0% | 1 | 0 | 2 | 86% | 0% | 86% | 5 | 64% | 0% | 0% | 2 | 44% | 0% | 0% | 1 | 52% | 0% | 0% | 2 | 83% | 0% | 0% | 3 | 63% | 0% | 0% | 2 | 9% | 0% | 0% | 1 |  | 0% | 0% | 1 | 0.11 | 0% | 0% | 1 | 1% | 0% | 0% | 1 | 0 | 2 | 86% | 3% | 89% | 5 | 72% | 0% | 0% | 3 | 27% | 0% | 0% | 1 | 36% | 0% | 0% | 1 | 84% | 0% | 0% | 3 | 68% | 0% | 0% | 2 | 9% | 0% | 0% | 1 |  | 0% | 0% | 1 | 0.11 | 0% | 0% | 1 | 3% | 0% | 0% | 1 | 0 | 2 | 70% | 9% | 79% | 5 | 71% | 0% | 0% | 3 | 23% | 0% | 0% | 1 | 38% | 0% | 0% | 1 | 85% | 0% | 0% | 3 | 58% | 0% | 0% | 2 | 8% | 0% | 0% | 1
88 | Imperial Beach | 0 | 0 | 10 | 0% | 0% | 1 | 0.11 | 0% | 0% | 1 | 0% | 0% | 0% | 1 | 0 | 2 | 0% | 0% | 0% | 1 | 10% | 0% | 0% | 1 | 91% | 0% | 0% | 4 | 98% | 0% | 0% | 5 | 98% | 0% | 0% | 5 | 15% | 0% | 0% | 1 | 12% | 0% | 0% | 1 |  | 0% | 0% | 1 | 0.23 | 0% | 0% | 1 | 0% | 0% | 0% | 1 | 0 | 2 | 32% | 0% | 32% | 2 | 1% | 0% | 0% | 1 | 63% | 0% | 0% | 2 | 93% | 0% | 0% | 4 | 94% | 0% | 0% | 4 | 10% | 0% | 0% | 1 | 8% | 0% | 0% | 1 |  | 0% | 0% | 1 | 0.21 | 0% | 0% | 1 | 0% | 0% | 0% | 1 | 0 | 2 | 38% | 0% | 38% | 2 | 5% | 0% | 0% | 1 | 62% | 0% | 0% | 2 | 89% | 0% | 0% | 3 | 91% | 0% | 0% | 4 | 22% | 0% | 0% | 1 | 6% | 0% | 0% | 1 |  | 0% | 0% | 1 | 0.21 | 0% | 0% | 1 | 0% | 0% | 0% | 1 | 0 | 2 | 39% | 25% | 64% | 4 | 17% | 0% | 0% | 1 | 69% | 0% | 0% | 2 | 87% | 0% | 0% | 3 | 92% | 0% | 0% | 4 | 28% | 0% | 0% | 1 | 6% | 0% | 0% | 1
89 | Pala | 0 | 0 | 10 | 0% | 0% | 1 | 0.33 | 0% | 0% | 1 | 4% | 0% | 0% | 1 | 0 | 2 | 59% | 25% | 84% | 5 | 57% | 0% | 0% | 2 | 9% | 0% | 0% | 1 | 24% | 0% | 0% | 1 | 61% | 0% | 0% | 2 | 14% | 0% | 0% | 1 | 9% | 0% | 0% | 1 |  | 0% | 0% | 1 | 0.4 | 0% | 0% | 1 | 5% | 0% | 0% | 1 | 0 | 2 | 52% | 26% | 78% | 5 | 60% | 0% | 0% | 2 | 18% | 0% | 0% | 1 | 40% | 0% | 0% | 1 | 66% | 0% | 0% | 2 | 13% | 0% | 0% | 1 | 7% | 0% | 0% | 1 |  | 0% | 0% | 1 | 0.36 | 0% | 0% | 1 | 5% | 0% | 0% | 1 | 0 | 2 | 46% | 36% | 82% | 5 | 59% | 0% | 0% | 2 | 25% | 0% | 0% | 1 | 41% | 0% | 0% | 1 | 68% | 0% | 0% | 2 | 18% | 0% | 0% | 1 | 7% | 0% | 0% | 1 |  | 0% | 0% | 1 | 0.32 | 0% | 0% | 1 | 3% | 0% | 0% | 1 | 0 | 2 | 41% | 46% | 87% | 5 | 54% | 0% | 0% | 2 | 29% | 0% | 0% | 1 | 44% | 0% | 0% | 1 | 70% | 0% | 0% | 3 | 27% | 0% | 0% | 1 | 7% | 0% | 0% | 1
90 | 7th Standard | 90 | 900 | 10 | 20.08% | 0% | 2 | 0.23 | 769.2% | 3.692% | 3 | 74% | 0% | 0% | 2 | 0 | 2 | 1% | 0% | 1% | 1 | 13% | 4.192% | 0% | 1 | 0% | 3.662% | 0% | 1 | 3% | 3.774% | 0% | 1 | 13% | 4.196% | 0% | 1 | 0% | 3.662% | 0% | 1 | 2% | 3.749% | 0% | 1 |  | 3.943% | 0% | 1 | 0.15 | 47.8% | 0% | 2 | 52% | 0% | 0% | 2 | 0 | 2 | 15% | 0% | 15% | 1 | 36% | 1.193% | 0% | 1 | 8% | 0.8309% | 0% | 1 | 20% | 0.9587% | 0% | 1 | 44% | 1.373% | 0% | 1 | 1% | 0.7801% | 0% | 1 | 6% | 0.8191% | 0% | 1 |  | 1.704% | 0% | 1 | 0.12 | 2.788% | 0% | 1 | 50% | 0% | 0% | 2 | 0 | 2 | 23% | 0% | 23% | 2 | 36% | 0.4573% | 0% | 1 | 14% | 0.3408% | 0% | 1 | 28% | 0.4094% | 0% | 1 | 50% | 0.5819% | 0% | 2 | 4% | 0.3054% | 0% | 1 | 6% | 0.3131% | 0% | 1 |  | 1.049% | 0% | 1 | 0.1 | 0.8894% | 0% | 1 | 49% | 0% | 0% | 1 | 0 | 2 | 25% | 0% | 25% | 2 | 34% | 0.2283% | 0% | 1 | 18% | 0.1856% | 0% | 1 | 35% | 0.2352% | 0% | 1 | 54% | 0.3265% | 0% | 2 | 10% | 0.169% | 0% | 1 | 4% | 0.1582% | 0% | 1
91 | Rosedale | 0 | 0 | 0 | 0% | 0% | 1 | 0.7 | 0% | 0% | 1 | 47% | 0% | 0% | 1 | 0 | 2 | 0% | 0% | 0% | 1 | 98% | 0% | 0% | 5 | 12% | 0% | 0% | 1 | 12% | 0% | 0% | 1 | 98% | 0% | 0% | 5 | 0% | 0% | 0% | 1 | 1% | 0% | 0% | 1 |  | 0% | 0% | 1 | 0.19 | 0% | 0% | 1 | 46% | 0% | 0% | 1 | 0 | 2 | 6% | 0% | 6% | 1 | 35% | 0% | 0% | 1 | 14% | 0% | 0% | 1 | 33% | 0% | 0% | 1 | 49% | 0% | 0% | 1 | 0% | 0% | 0% | 1 | 8% | 0% | 0% | 1 |  | 0% | 0% | 1 | 0.13 | 0% | 0% | 1 | 47% | 0% | 0% | 1 | 0 | 2 | 18% | 0% | 18% | 1 | 32% | 0% | 0% | 1 | 16% | 0% | 0% | 1 | 29% | 0% | 0% | 1 | 48% | 0% | 0% | 1 | 4% | 0% | 0% | 1 | 6% | 0% | 0% | 1 |  | 0% | 0% | 1 | 0.1 | 0% | 0% | 1 | 47% | 0% | 0% | 1 | 0 | 2 | 22% | 0% | 22% | 2 | 31% | 0% | 0% | 1 | 22% | 0% | 0% | 1 | 37% | 0% | 0% | 1 | 52% | 0% | 0% | 2 | 10% | 0% | 0% | 1 | 4% | 0% | 0% | 1
92 | Moorpark | 0 | 0 | 10 | 0% | 0% | 1 | 0.17 | 0% | 0% | 1 | 33% | 0% | 0% | 1 | 0 | 2 | 9% | 0% | 9% | 1 | 16% | 0% | 0% | 1 | 0% | 0% | 0% | 1 | 20% | 0% | 0% | 1 | 36% | 0% | 0% | 1 | 13% | 0% | 0% | 1 | 5% | 0% | 0% | 1 |  | 0% | 0% | 1 | 0.14 | 0% | 0% | 1 | 32% | 0% | 0% | 1 | 0 | 2 | 25% | 0% | 25% | 2 | 30% | 0% | 0% | 1 | 7% | 0% | 0% | 1 | 14% | 0% | 0% | 1 | 41% | 0% | 0% | 1 | 17% | 0% | 0% | 1 | 9% | 0% | 0% | 1 |  | 0% | 0% | 1 | 0.14 | 0% | 0% | 1 | 28% | 0% | 0% | 1 | 0 | 2 | 25% | 3% | 28% | 2 | 37% | 0% | 0% | 1 | 7% | 0% | 0% | 1 | 19% | 0% | 0% | 1 | 51% | 0% | 0% | 2 | 22% | 0% | 0% | 1 | 9% | 0% | 0% | 1 |  | 0% | 0% | 1 | 0.16 | 0% | 0% | 1 | 21% | 0% | 0% | 1 | 0 | 2 | 24% | 6% | 30% | 2 | 40% | 0% | 0% | 1 | 8% | 0% | 0% | 1 | 20% | 0% | 0% | 1 | 55% | 0% | 0% | 2 | 27% | 0% | 0% | 1 | 9% | 0% | 0% | 1
93 | Norco | 0 | 0 | 10 | 0% | 0% | 1 | 0.07 | 0% | 0% | 1 | 10% | 0% | 0% | 1 | 0 | 2 | 11% | 0% | 11% | 1 | 58% | 0% | 0% | 2 | 87% | 0% | 0% | 3 | 96% | 0% | 0% | 5 | 100% | 0% | 0% | 5 | 0% | 0% | 0% | 1 | 29% | 0% | 0% | 1 |  | 0% | 0% | 1 | 0.09 | 0% | 0% | 1 | 36% | 0% | 0% | 1 | 0 | 2 | 8% | 0% | 8% | 1 | 30% | 0% | 0% | 1 | 55% | 0% | 0% | 2 | 86% | 0% | 0% | 3 | 87% | 0% | 0% | 3 | 1% | 0% | 0% | 1 | 11% | 0% | 0% | 1 |  | 0% | 0% | 1 | 0.09 | 0% | 0% | 1 | 45% | 0% | 0% | 1 | 0 | 2 | 5% | 0% | 5% | 1 | 20% | 0% | 0% | 1 | 35% | 0% | 0% | 1 | 61% | 0% | 0% | 2 | 62% | 0% | 0% | 2 | 1% | 0% | 0% | 1 | 7% | 0% | 0% | 1 |  | 0% | 0% | 1 | 0.09 | 0% | 0% | 1 | 51% | 0% | 0% | 2 | 0 | 2 | 4% | 0% | 4% | 1 | 18% | 0% | 0% | 1 | 27% | 0% | 0% | 1 | 52% | 0% | 0% | 2 | 57% | 0% | 0% | 2 | 1% | 0% | 0% | 1 | 5% | 0% | 0% | 1
94 | La Fresa | 0 | 0 | 10 | 0% | 0% | 1 | 0.26 | 0% | 0% | 1 | 0% | 0% | 0% | 1 | 0 | 2 | 0% | 0% | 0% | 1 | 0% | 0% | 0% | 1 | 0% | 0% | 0% | 1 | 31% | 0% | 0% | 1 | 31% | 0% | 0% | 1 | 0% | 0% | 0% | 1 | 0% | 0% | 0% | 1 |  | 0% | 0% | 1 | 0.24 | 0% | 0% | 1 | 0% | 0% | 0% | 1 | 0 | 2 | 0% | 0% | 0% | 1 | 0% | 0% | 0% | 1 | 3% | 0% | 0% | 1 | 74% | 0% | 0% | 3 | 74% | 0% | 0% | 3 | 0% | 0% | 0% | 1 | 0% | 0% | 0% | 1 |  | 0% | 0% | 1 | 0.27 | 0% | 0% | 1 | 0% | 0% | 0% | 1 | 0 | 2 | 0% | 0% | 0% | 1 | 0% | 0% | 0% | 1 | 3% | 0% | 0% | 1 | 56% | 0% | 0% | 2 | 56% | 0% | 0% | 2 | 0% | 0% | 0% | 1 | 0% | 0% | 0% | 1 |  | 0% | 0% | 1 | 0.27 | 0% | 0% | 1 | 0% | 0% | 0% | 1 | 0 | 2 | 2% | 9% | 11% | 2 | 2% | 0% | 0% | 1 | 10% | 0% | 0% | 1 | 53% | 0% | 0% | 2 | 55% | 0% | 0% | 2 | 2% | 0% | 0% | 1 | 3% | 0% | 0% | 1
95 | Cottonwood | 0 | 0 | 10 | 0% | 0% | 1 | 0.32 | 0% | 0% | 1 | 18% | 0% | 0% | 1 | 0 | 2 | 81% | 13% | 94% | 5 | 54% | 0% | 0% | 2 | 25% | 0% | 0% | 1 | 13% | 0% | 0% | 1 | 70% | 0% | 0% | 3 | 13% | 0% | 0% | 1 | 12% | 0% | 0% | 1 |  | 0% | 0% | 1 | 0.27 | 0% | 0% | 1 | 6% | 0% | 0% | 1 | 0 | 2 | 68% | 29% | 97% | 5 | 47% | 0% | 0% | 1 | 19% | 0% | 0% | 1 | 22% | 0% | 0% | 1 | 58% | 0% | 0% | 2 | 27% | 0% | 0% | 1 | 15% | 0% | 0% | 1 |  | 0% | 0% | 1 | 0.23 | 0% | 0% | 1 | 3% | 0% | 0% | 1 | 0 | 2 | 67% | 30% | 97% | 5 | 50% | 0% | 0% | 2 | 13% | 0% | 0% | 1 | 17% | 0% | 0% | 1 | 60% | 0% | 0% | 2 | 43% | 0% | 0% | 1 | 13% | 0% | 0% | 1 |  | 0% | 0% | 1 | 0.19 | 0% | 0% | 1 | 4% | 0% | 0% | 1 | 0 | 2 | 65% | 29% | 94% | 5 | 44% | 0% | 0% | 1 | 11% | 0% | 0% | 1 | 15% | 0% | 0% | 1 | 53% | 0% | 0% | 2 | 54% | 0% | 0% | 2 | 10% | 0% | 0% | 1
96 | Borden | 0 | 0 | 10 | 0% | 0% | 1 | 0.14 | 0% | 0% | 1 | 43% | 0% | 0% | 1 | 0 | 2 | 38% | 0% | 38% | 2 | 4% | 0% | 0% | 1 | 36% | 0% | 0% | 1 | 41% | 0% | 0% | 1 | 41% | 0% | 0% | 1 | 0% | 0% | 0% | 1 | 5% | 0% | 0% | 1 |  | 0% | 0% | 1 | 0.17 | 0% | 0% | 1 | 47% | 0% | 0% | 1 | 0 | 2 | 36% | 0% | 36% | 2 | 27% | 0% | 0% | 1 | 35% | 0% | 0% | 1 | 39% | 0% | 0% | 1 | 53% | 0% | 0% | 2 | 9% | 0% | 0% | 1 | 15% | 0% | 0% | 1 |  | 0% | 0% | 1 | 0.16 | 0% | 0% | 1 | 40% | 0% | 0% | 1 | 0 | 2 | 40% | 0% | 40% | 2 | 32% | 0% | 0% | 1 | 35% | 0% | 0% | 1 | 37% | 0% | 0% | 1 | 56% | 0% | 0% | 2 | 17% | 0% | 0% | 1 | 18% | 0% | 0% | 1 |  | 0% | 0% | 1 | 0.14 | 0% | 0% | 1 | 30% | 0% | 0% | 1 | 0 | 2 | 41% | 0% | 41% | 2 | 41% | 0% | 0% | 1 | 33% | 0% | 0% | 1 | 33% | 0% | 0% | 1 | 59% | 0% | 0% | 2 | 21% | 0% | 0% | 1 | 16% | 0% | 0% | 1
97 | Oceano | 0 | 0 | 10 | 0% | 0% | 1 | 0.33 | 0% | 0% | 1 | 15% | 0% | 0% | 1 | 0 | 2 | 17% | 0% | 17% | 1 | 5% | 0% | 0% | 1 | 4% | 0% | 0% | 1 | 18% | 0% | 0% | 1 | 18% | 0% | 0% | 1 | 27% | 0% | 0% | 1 | 4% | 0% | 0% | 1 |  | 0% | 0% | 1 | 0.13 | 0% | 0% | 1 | 21% | 0% | 0% | 1 | 0 | 2 | 46% | 0% | 46% | 2 | 9% | 0% | 0% | 1 | 3% | 0% | 0% | 1 | 22% | 0% | 0% | 1 | 26% | 0% | 0% | 1 | 22% | 0% | 0% | 1 | 8% | 0% | 0% | 1 |  | 0% | 0% | 1 | 0.09 | 0% | 0% | 1 | 16% | 0% | 0% | 1 | 0 | 2 | 47% | 11% | 58% | 3 | 12% | 0% | 0% | 1 | 7% | 0% | 0% | 1 | 30% | 0% | 0% | 1 | 34% | 0% | 0% | 1 | 39% | 0% | 0% | 1 | 7% | 0% | 0% | 1 |  | 0% | 0% | 1 | 0.08 | 0% | 0% | 1 | 14% | 0% | 0% | 1 | 0 | 2 | 41% | 22% | 63% | 4 | 17% | 0% | 0% | 1 | 10% | 0% | 0% | 1 | 33% | 0% | 0% | 1 | 40% | 0% | 0% | 1 | 45% | 0% | 0% | 1 | 7% | 0% | 0% | 1
98 | Hollister | 0 | 0 | 10 | 0% | 0% | 1 | 0.21 | 0% | 0% | 1 | 27% | 0% | 0% | 1 | 0 | 2 | 36% | 0% | 36% | 2 | 10% | 0% | 0% | 1 | 19% | 0% | 0% | 1 | 25% | 0% | 0% | 1 | 34% | 0% | 0% | 1 | 16% | 0% | 0% | 1 | 7% | 0% | 0% | 1 |  | 0% | 0% | 1 | 0.11 | 0% | 0% | 1 | 15% | 0% | 0% | 1 | 0 | 2 | 68% | 0% | 68% | 3 | 45% | 0% | 0% | 1 | 16% | 0% | 0% | 1 | 26% | 0% | 0% | 1 | 60% | 0% | 0% | 2 | 43% | 0% | 0% | 1 | 4% | 0% | 0% | 1 |  | 0% | 0% | 1 | 0.09 | 0% | 0% | 1 | 11% | 0% | 0% | 1 | 0 | 2 | 68% | 6% | 74% | 3 | 56% | 0% | 0% | 2 | 13% | 0% | 0% | 1 | 27% | 0% | 0% | 1 | 68% | 0% | 0% | 2 | 52% | 0% | 0% | 2 | 4% | 0% | 0% | 1 |  | 0% | 0% | 1 | 0.09 | 0% | 0% | 1 | 14% | 0% | 0% | 1 | 0 | 2 | 60% | 13% | 73% | 3 | 60% | 0% | 0% | 2 | 13% | 0% | 0% | 1 | 25% | 0% | 0% | 1 | 69% | 0% | 0% | 2 | 54% | 0% | 0% | 2 | 4% | 0% | 0% | 1
99 | Crow Creek | 0 | 0 | 10 | 0% | 0% | 1 | 0.08 | 0% | 0% | 1 | 48% | 0% | 0% | 1 | 0 | 2 | 57% | 0% | 57% | 3 | 28% | 0% | 0% | 1 | 12% | 0% | 0% | 1 | 19% | 0% | 0% | 1 | 46% | 0% | 0% | 1 | 35% | 0% | 0% | 1 | 2% | 0% | 0% | 1 |  | 0% | 0% | 1 | 0.1 | 0% | 0% | 1 | 41% | 0% | 0% | 1 | 0 | 2 | 45% | 3% | 48% | 2 | 48% | 0% | 0% | 1 | 12% | 0% | 0% | 1 | 20% | 0% | 0% | 1 | 59% | 0% | 0% | 2 | 35% | 0% | 0% | 1 | 3% | 0% | 0% | 1 |  | 0% | 0% | 1 | 0.11 | 0% | 0% | 1 | 42% | 0% | 0% | 1 | 0 | 2 | 34% | 8% | 42% | 2 | 44% | 0% | 0% | 1 | 9% | 0% | 0% | 1 | 16% | 0% | 0% | 1 | 52% | 0% | 0% | 2 | 34% | 0% | 0% | 1 | 3% | 0% | 0% | 1 |  | 0% | 0% | 1 | 0.11 | 0% | 0% | 1 | 41% | 0% | 0% | 1 | 0 | 2 | 29% | 12% | 41% | 3 | 45% | 0% | 0% | 1 | 12% | 0% | 0% | 1 | 18% | 0% | 0% | 1 | 52% | 0% | 0% | 2 | 33% | 0% | 0% | 1 | 4% | 0% | 0% | 1
100 | Stockdale | 0 | 0 | 10 | 0% | 0% | 1 | 0.27 | 0% | 0% | 1 | 73% | 0% | 0% | 2 | 0 | 2 | 0% | 0% | 0% | 1 | 6% | 0% | 0% | 1 | 0% | 0% | 0% | 1 | 17% | 0% | 0% | 1 | 17% | 0% | 0% | 1 | 0% | 0% | 0% | 1 | 0% | 0% | 0% | 1 |  | 0% | 0% | 1 | 0.22 | 0% | 0% | 1 | 56% | 0% | 0% | 2 | 0 | 2 | 2% | 0% | 2% | 1 | 22% | 0% | 0% | 1 | 17% | 0% | 0% | 1 | 42% | 0% | 0% | 1 | 45% | 0% | 0% | 1 | 0% | 0% | 0% | 1 | 8% | 0% | 0% | 1 |  | 0% | 0% | 1 | 0.12 | 0% | 0% | 1 | 52% | 0% | 0% | 2 | 0 | 2 | 8% | 0% | 8% | 1 | 21% | 0% | 0% | 1 | 24% | 0% | 0% | 1 | 38% | 0% | 0% | 1 | 47% | 0% | 0% | 1 | 1% | 0% | 0% | 1 | 6% | 0% | 0% | 1 |  | 0% | 0% | 1 | 0.1 | 0% | 0% | 1 | 51% | 0% | 0% | 2 | 0 | 2 | 16% | 0% | 16% | 1 | 27% | 0% | 0% | 1 | 23% | 0% | 0% | 1 | 37% | 0% | 0% | 1 | 50% | 0% | 0% | 2 | 7% | 0% | 0% | 1 | 4% | 0% | 0% | 1
101 | New Sub - Rancho Seco - Bellota (Proposed) | 0 | 0 | 10 | 0% | 0% | 1 | 0.12 | 0% | 0% | 1 | 8% | 0% | 0% | 1 | 0 | 2 | 24% | 0% | 24% | 2 | 64% | 0% | 0% | 2 | 52% | 0% | 0% | 2 | 70% | 0% | 0% | 3 | 82% | 0% | 0% | 3 | 43% | 0% | 0% | 1 | 23% | 0% | 0% | 1 |  | 0% | 0% | 1 | 0.19 | 0% | 0% | 1 | 19% | 0% | 0% | 1 | 0 | 2 | 17% | 0% | 17% | 1 | 45% | 0% | 0% | 1 | 36% | 0% | 0% | 1 | 67% | 0% | 0% | 2 | 74% | 0% | 0% | 3 | 25% | 0% | 0% | 1 | 17% | 0% | 0% | 1 |  | 0% | 0% | 1 | 0.16 | 0% | 0% | 1 | 26% | 0% | 0% | 1 | 0 | 2 | 25% | 0% | 25% | 2 | 47% | 0% | 0% | 1 | 25% | 0% | 0% | 1 | 50% | 0% | 0% | 2 | 66% | 0% | 0% | 2 | 31% | 0% | 0% | 1 | 14% | 0% | 0% | 1 |  | 0% | 0% | 1 | 0.15 | 0% | 0% | 1 | 23% | 0% | 0% | 1 | 0 | 2 | 31% | 0% | 31% | 2 | 51% | 0% | 0% | 2 | 20% | 0% | 0% | 1 | 42% | 0% | 0% | 1 | 67% | 0% | 0% | 2 | 31% | 0% | 0% | 1 | 13% | 0% | 0% | 1
102 | Oro Loma | 100 | 1000 | 10 | 3.491% | 0% | 1 | 0.07 | 22.31% | 0% | 2 | 36% | 1.013% | 0% | 1 | 0 | 2 | 8% | 0% | 8% | 1 | 0% | 2.081% | 0% | 1 | 0% | 2.081% | 0% | 1 | 12% | 2.371% | 0% | 1 | 12% | 2.371% | 0% | 1 | 0% | 2.081% | 0% | 1 | 1% | 2.107% | 0% | 1 |  | 1.087% | 0% | 1 | 0.08 | 7.627% | 0% | 1 | 35% | 0% | 0% | 1 | 0 | 2 | 14% | 0% | 14% | 1 | 11% | 0.647% | 0% | 1 | 1% | 0.5835% | 0% | 1 | 6% | 0.6174% | 0% | 1 | 14% | 0.6753% | 0% | 1 | 4% | 0.5991% | 0% | 1 | 3% | 0.5944% | 0% | 1 |  | 0.8349% | 0% | 1 | 0.08 | 1.513% | 0% | 1 | 40% | 0% | 0% | 1 | 0 | 2 | 22% | 0% | 22% | 2 | 32% | 0.3857% | 0% | 1 | 2% | 0.2691% | 0% | 1 | 11% | 0.2979% | 0% | 1 | 37% | 0.4217% | 0% | 1 | 8% | 0.2877% | 0% | 1 | 4% | 0.2756% | 0% | 1 |  | 0.6212% | 0% | 1 | 0.07 | 0.7384% | 0% | 1 | 38% | 0% | 0% | 1 | 0 | 2 | 24% | 0% | 24% | 2 | 41% | 0.2671% | 0% | 1 | 10% | 0.1756% | 0% | 1 | 18% | 0.192% | 0% | 1 | 47% | 0.2988% | 0% | 1 | 11% | 0.1782% | 0% | 1 | 5% | 0.1659% | 0% | 1
103 | Peoria | 0 | 0 | 10 | 0% | 0% | 1 | 0.09 | 0% | 0% | 1 | 0% | 0% | 0% | 1 | 0 | 2 | 88% | 0% | 88% | 5 | 57% | 0% | 0% | 2 | 81% | 0% | 0% | 3 | 80% | 0% | 0% | 3 | 88% | 0% | 0% | 3 | 46% | 0% | 0% | 1 | 14% | 0% | 0% | 1 |  | 0% | 0% | 1 | 0.11 | 0% | 0% | 1 | 0% | 0% | 0% | 1 | 0 | 2 | 87% | 0% | 87% | 5 | 64% | 0% | 0% | 2 | 41% | 0% | 0% | 1 | 43% | 0% | 0% | 1 | 81% | 0% | 0% | 3 | 67% | 0% | 0% | 2 | 9% | 0% | 0% | 1 |  | 0% | 0% | 1 | 0.1 | 0% | 0% | 1 | 1% | 0% | 0% | 1 | 0 | 2 | 83% | 3% | 86% | 5 | 75% | 0% | 0% | 3 | 30% | 0% | 0% | 1 | 37% | 0% | 0% | 1 | 84% | 0% | 0% | 3 | 64% | 0% | 0% | 2 | 9% | 0% | 0% | 1 |  | 0% | 0% | 1 | 0.11 | 0% | 0% | 1 | 4% | 0% | 0% | 1 | 0 | 2 | 71% | 9% | 80% | 5 | 72% | 0% | 0% | 3 | 26% | 0% | 0% | 1 | 40% | 0% | 0% | 1 | 86% | 0% | 0% | 3 | 56% | 0% | 0% | 2 | 9% | 0% | 0% | 1
104 | Table Mountain | 200 | 2000 | 10 | 999.9% | 6.306% | 4 | 0.08 | 60.37% | 0% | 2 | 7% | 17.41% | 0% | 1 | 0 | 2 | 50% | 0% | 50% | 3 | 79% | 30.09% | 0% | 3 | 36% | 9.876% | 0% | 1 | 42% | 10.84% | 0% | 1 | 100% | 6452% | 6.214% | 5 | 30% | 9.033% | 0% | 1 | 38% | 10.21% | 0% | 1 |  | 24.03% | 0% | 2 | 0.11 | 11.35% | 0% | 1 | 7% | 3.7% | 0% | 1 | 0 | 2 | 39% | 0% | 39% | 2 | 70% | 5.895% | 0% | 3 | 23% | 2.247% | 0% | 1 | 59% | 4.267% | 0% | 2 | 91% | 18.94% | 0% | 4 | 25% | 2.333% | 0% | 1 | 19% | 2.16% | 0% | 1 |  | 7.134% | 0% | 1 | 0.14 | 5.813% | 0% | 1 | 14% | 3.7% | 0% | 1 | 0 | 2 | 28% | 0% | 28% | 2 | 56% | 1.726% | 0% | 2 | 17% | 0.9092% | 0% | 1 | 52% | 1.56% | 0% | 2 | 80% | 3.696% | 0% | 3 | 20% | 0.935% | 0% | 1 | 12% | 0.8586% | 0% | 1 |  | 5.326% | 0% | 1 | 0.13 | 3.762% | 0% | 1 | 21% | 3.7% | 0% | 1 | 0 | 2 | 24% | 1% | 25% | 2 | 53% | 0.9557% | 0% | 2 | 21% | 0.5633% | 0% | 1 | 50% | 0.8863% | 0% | 2 | 80% | 2.238% | 0% | 3 | 21% | 0.5617% | 0% | 1 | 11% | 0.5028% | 0% | 1
105 | Sycamore Canyon | 0 | 0 | 10 | 0% | 0% | 1 | 0.22 | 0% | 0% | 1 | 0% | 0% | 0% | 1 | 0 | 2 | 29% | 70% | 99% | 5 | 92% | 0% | 0% | 4 | 65% | 0% | 0% | 2 | 43% | 0% | 0% | 1 | 100% | 0% | 0% | 5 | 21% | 0% | 0% | 1 | 2% | 0% | 0% | 1 |  | 0% | 0% | 1 | 0.29 | 0% | 0% | 1 | 0% | 0% | 0% | 1 | 0 | 2 | 36% | 60% | 96% | 5 | 73% | 0% | 0% | 3 | 58% | 0% | 0% | 2 | 66% | 0% | 0% | 2 | 97% | 0% | 0% | 5 | 14% | 0% | 0% | 1 | 3% | 0% | 0% | 1 |  | 0% | 0% | 1 | 0.24 | 0% | 0% | 1 | 1% | 0% | 0% | 1 | 0 | 2 | 35% | 58% | 93% | 5 | 65% | 0% | 0% | 2 | 49% | 0% | 0% | 1 | 64% | 0% | 0% | 2 | 88% | 0% | 0% | 3 | 25% | 0% | 0% | 1 | 4% | 0% | 0% | 1 |  | 0% | 0% | 1 | 0.21 | 0% | 0% | 1 | 1% | 0% | 0% | 1 | 0 | 2 | 17% | 75% | 92% | 5 | 45% | 0% | 0% | 1 | 29% | 0% | 0% | 1 | 42% | 0% | 0% | 1 | 67% | 0% | 0% | 2 | 43% | 0% | 0% | 1 | 5% | 0% | 0% | 1
106 | Ivanpah | 0 | 0 | 0 | 0% | 0% | 1 | 0.03 | 0% | 0% | 1 | 0% | 0% | 0% | 1 | 0 | 2 | 0% | 0% | 0% | 1 | 98% | 0% | 0% | 5 | 94% | 0% | 0% | 4 | 3% | 0% | 0% | 1 | 98% | 0% | 0% | 5 | 11% | 0% | 0% | 1 | 0% | 0% | 0% | 1 |  | 0% | 0% | 1 | 0.02 | 0% | 0% | 1 | 0% | 0% | 0% | 1 | 0 | 2 | 0% | 0% | 0% | 1 | 36% | 0% | 0% | 1 | 55% | 0% | 0% | 2 | 22% | 0% | 0% | 1 | 57% | 0% | 0% | 2 | 25% | 0% | 0% | 1 | 0% | 0% | 0% | 1 |  | 0% | 0% | 1 | 0.02 | 0% | 0% | 1 | 0% | 0% | 0% | 1 | 0 | 2 | 0% | 0% | 0% | 1 | 14% | 0% | 0% | 1 | 20% | 0% | 0% | 1 | 7% | 0% | 0% | 1 | 20% | 0% | 0% | 1 | 33% | 0% | 0% | 1 | 0% | 0% | 0% | 1 |  | 0% | 0% | 1 | 0.03 | 0% | 0% | 1 | 0% | 0% | 0% | 1 | 0 | 2 | 0% | 0% | 0% | 1 | 7% | 0% | 0% | 1 | 12% | 0% | 0% | 1 | 5% | 0% | 0% | 1 | 12% | 0% | 0% | 1 | 28% | 0% | 0% | 1 | 0% | 0% | 0% | 1
107 | North Gila | 500 | 5000 | 10 | 577.4% | 21.14% | 5 | 0.07 | 428.8% | 136.3% | 5 | 14% | 1048% | 146% | 5 | 0 | 2 | 0% | 0% | 0% | 1 | 0% | 24.48% | 0% | 2 | 21% | 31.16% | 0% | 2 | 21% | 31.16% | 0% | 2 | 21% | 31.16% | 0% | 2 | 0% | 24.48% | 0% | 2 | 5% | 25.75% | 0% | 2 |  | 221% | 5.029% | 4 | 0.05 | 29.24% | 0% | 2 | 18% | 243.5% | 146% | 5 | 0 | 2 | 0% | 0% | 0% | 1 | 1% | 8.866% | 0% | 1 | 41% | 14.88% | 0% | 1 | 37% | 13.93% | 0% | 1 | 41% | 14.89% | 0% | 1 | 24% | 11.55% | 0% | 1 | 5% | 9.243% | 0% | 1 |  | 116.3% | 0.8021% | 4 | 0.04 | 14.06% | 0% | 1 | 12% | 243.5% | 146% | 5 | 0 | 2 | 0% | 0% | 0% | 1 | 0% | 5.466% | 0% | 1 | 33% | 8.144% | 0% | 1 | 31% | 7.851% | 0% | 1 | 33% | 8.152% | 0% | 1 | 36% | 8.524% | 0% | 1 | 3% | 5.633% | 0% | 1 |  | 43.46% | 0% | 2 | 0.04 | 11.32% | 0% | 1 | 9% | 243.5% | 146% | 5 | 0 | 2 | 0% | 0% | 0% | 1 | 0% | 4.276% | 0% | 1 | 29% | 6.026% | 0% | 1 | 25% | 5.664% | 0% | 1 | 29% | 6.03% | 0% | 1 | 36% | 6.695% | 0% | 1 | 3% | 4.388% | 0% | 1
108 | Manteca | 0 | 0 | 10 | 0% | 0% | 1 | 0.28 | 0% | 0% | 1 | 73% | 0% | 0% | 2 | 0 | 2 | 0% | 0% | 0% | 1 | 2% | 0% | 0% | 1 | 1% | 0% | 0% | 1 | 1% | 0% | 0% | 1 | 3% | 0% | 0% | 1 | 0% | 0% | 0% | 1 | 2% | 0% | 0% | 1 |  | 0% | 0% | 1 | 0.2 | 0% | 0% | 1 | 63% | 0% | 0% | 2 | 0 | 2 | 0% | 0% | 0% | 1 | 23% | 0% | 0% | 1 | 12% | 0% | 0% | 1 | 12% | 0% | 0% | 1 | 29% | 0% | 0% | 1 | 0% | 0% | 0% | 1 | 4% | 0% | 0% | 1 |  | 0% | 0% | 1 | 0.17 | 0% | 0% | 1 | 69% | 0% | 0% | 2 | 0 | 2 | 2% | 0% | 2% | 1 | 29% | 0% | 0% | 1 | 10% | 0% | 0% | 1 | 13% | 0% | 0% | 1 | 35% | 0% | 0% | 1 | 0% | 0% | 0% | 1 | 4% | 0% | 0% | 1 |  | 0% | 0% | 1 | 0.16 | 0% | 0% | 1 | 60% | 0% | 0% | 2 | 0 | 2 | 16% | 0% | 16% | 1 | 36% | 0% | 0% | 1 | 13% | 0% | 0% | 1 | 17% | 0% | 0% | 1 | 44% | 0% | 0% | 1 | 7% | 0% | 0% | 1 | 5% | 0% | 0% | 1
109 | Dumbarton | 0 | 0 | 10 | 0% | 0% | 1 | 0.03 | 0% | 0% | 1 | 0% | 0% | 0% | 1 | 0 | 2 | 55% | 0% | 55% | 3 | 0% | 0% | 0% | 1 | 36% | 0% | 0% | 1 | 71% | 0% | 0% | 3 | 71% | 0% | 0% | 3 | 32% | 0% | 0% | 1 | 39% | 0% | 0% | 1 |  | 0% | 0% | 1 | 0.15 | 0% | 0% | 1 | 1% | 0% | 0% | 1 | 0 | 2 | 88% | 0% | 88% | 5 | 59% | 0% | 0% | 2 | 37% | 0% | 0% | 1 | 74% | 0% | 0% | 3 | 83% | 0% | 0% | 3 | 47% | 0% | 0% | 1 | 11% | 0% | 0% | 1 |  | 0% | 0% | 1 | 0.34 | 0% | 0% | 1 | 0% | 0% | 0% | 1 | 0 | 2 | 80% | 0% | 80% | 5 | 57% | 0% | 0% | 2 | 32% | 0% | 0% | 1 | 56% | 0% | 0% | 2 | 76% | 0% | 0% | 3 | 46% | 0% | 0% | 1 | 8% | 0% | 0% | 1 |  | 0% | 0% | 1 | 0.32 | 0% | 0% | 1 | 0% | 0% | 0% | 1 | 0 | 2 | 74% | 1% | 75% | 5 | 58% | 0% | 0% | 2 | 41% | 0% | 0% | 1 | 62% | 0% | 0% | 2 | 80% | 0% | 0% | 3 | 52% | 0% | 0% | 2 | 8% | 0% | 0% | 1
110 | Altamont | 0 | 0 | 0 | 0% | 0% | 1 | 0.07 | 0% | 0% | 1 | 0% | 0% | 0% | 1 | 0 | 2 | 99% | 0% | 99% | 5 | 94% | 0% | 0% | 4 | 46% | 0% | 0% | 1 | 73% | 0% | 0% | 3 | 100% | 0% | 0% | 5 | 17% | 0% | 0% | 1 | 7% | 0% | 0% | 1 |  | 0% | 0% | 1 | 0.15 | 0% | 0% | 1 | 11% | 0% | 0% | 1 | 0 | 2 | 81% | 1% | 82% | 5 | 65% | 0% | 0% | 2 | 64% | 0% | 0% | 2 | 69% | 0% | 0% | 2 | 89% | 0% | 0% | 3 | 25% | 0% | 0% | 1 | 7% | 0% | 0% | 1 |  | 0% | 0% | 1 | 0.14 | 0% | 0% | 1 | 23% | 0% | 0% | 1 | 0 | 2 | 62% | 5% | 67% | 3 | 54% | 0% | 0% | 2 | 51% | 0% | 0% | 2 | 55% | 0% | 0% | 2 | 72% | 0% | 0% | 3 | 29% | 0% | 0% | 1 | 6% | 0% | 0% | 1 |  | 0% | 0% | 1 | 0.14 | 0% | 0% | 1 | 32% | 0% | 0% | 1 | 0 | 2 | 50% | 7% | 57% | 3 | 52% | 0% | 0% | 2 | 37% | 0% | 0% | 1 | 41% | 0% | 0% | 1 | 65% | 0% | 0% | 2 | 31% | 0% | 0% | 1 | 6% | 0% | 0% | 1
111 | Hoodoo Wash | 0 | 0 | 0 | 0% | 0% | 1 | 0 | 0% | 0% | 1 | 0% | 0% | 0% | 1 | 0 | 2 | 0% | 0% | 0% | 1 | 0% | 0% | 0% | 1 | 0% | 0% | 0% | 1 | 0% | 0% | 0% | 1 | 0% | 0% | 0% | 1 | 0% | 0% | 0% | 1 | 0% | 0% | 0% | 1 |  | 0% | 0% | 1 | 0 | 0% | 0% | 1 | 0% | 0% | 0% | 1 | 0 | 2 | 0% | 0% | 0% | 1 | 0% | 0% | 0% | 1 | 0% | 0% | 0% | 1 | 0% | 0% | 0% | 1 | 0% | 0% | 0% | 1 | 0% | 0% | 0% | 1 | 0% | 0% | 0% | 1 |  | 0% | 0% | 1 | 0 | 0% | 0% | 1 | 0% | 0% | 0% | 1 | 0 | 2 | 0% | 0% | 0% | 1 | 0% | 0% | 0% | 1 | 0% | 0% | 0% | 1 | 0% | 0% | 0% | 1 | 0% | 0% | 0% | 1 | 0% | 0% | 0% | 1 | 0% | 0% | 0% | 1 |  | 0% | 0% | 1 | 0 | 0% | 0% | 1 | 0% | 0% | 0% | 1 | 0 | 2 | 0% | 0% | 0% | 1 | 0% | 0% | 0% | 1 | 0% | 0% | 0% | 1 | 0% | 0% | 0% | 1 | 0% | 0% | 0% | 1 | 0% | 0% | 0% | 1 | 0% | 0% | 0% | 1
112 | Wyandotte | 0 | 0 | 10 | 0% | 0% | 1 | 0.39 | 0% | 0% | 1 | 2% | 0% | 0% | 1 | 0 | 2 | 80% | 0% | 80% | 5 | 66% | 0% | 0% | 2 | 27% | 0% | 0% | 1 | 8% | 0% | 0% | 1 | 89% | 0% | 0% | 3 | 12% | 0% | 0% | 1 | 20% | 0% | 0% | 1 |  | 0% | 0% | 1 | 0.15 | 0% | 0% | 1 | 6% | 0% | 0% | 1 | 0 | 2 | 62% | 1% | 63% | 3 | 80% | 0% | 0% | 3 | 17% | 0% | 0% | 1 | 23% | 0% | 0% | 1 | 93% | 0% | 0% | 4 | 29% | 0% | 0% | 1 | 21% | 0% | 0% | 1 |  | 0% | 0% | 1 | 0.16 | 0% | 0% | 1 | 10% | 0% | 0% | 1 | 0 | 2 | 38% | 3% | 41% | 2 | 71% | 0% | 0% | 3 | 12% | 0% | 0% | 1 | 37% | 0% | 0% | 1 | 86% | 0% | 0% | 3 | 23% | 0% | 0% | 1 | 13% | 0% | 0% | 1 |  | 0% | 0% | 1 | 0.15 | 0% | 0% | 1 | 14% | 0% | 0% | 1 | 0 | 2 | 30% | 5% | 35% | 2 | 63% | 0% | 0% | 2 | 17% | 0% | 0% | 1 | 42% | 0% | 0% | 1 | 84% | 0% | 0% | 3 | 21% | 0% | 0% | 1 | 10% | 0% | 0% | 1
113 | Laguna Bell | 0 | 0 | 10 | 0% | 0% | 1 | 0 | 0% | 0% | 1 | 0% | 0% | 0% | 1 | 0 | 2 | 0% | 0% | 0% | 1 | 0% | 0% | 0% | 1 | 0% | 0% | 0% | 1 | 0% | 0% | 0% | 1 | 0% | 0% | 0% | 1 | 0% | 0% | 0% | 1 | 0% | 0% | 0% | 1 |  | 0% | 0% | 1 | 0 | 0% | 0% | 1 | 0% | 0% | 0% | 1 | 0 | 2 | 0% | 0% | 0% | 1 | 0% | 0% | 0% | 1 | 0% | 0% | 0% | 1 | 0% | 0% | 0% | 1 | 0% | 0% | 0% | 1 | 0% | 0% | 0% | 1 | 0% | 0% | 0% | 1 |  | 0% | 0% | 1 | 0.48 | 0% | 0% | 1 | 0% | 0% | 0% | 1 | 0 | 2 | 11% | 0% | 11% | 1 | 0% | 0% | 0% | 1 | 9% | 0% | 0% | 1 | 17% | 0% | 0% | 1 | 17% | 0% | 0% | 1 | 0% | 0% | 0% | 1 | 4% | 0% | 0% | 1 |  | 0% | 0% | 1 | 0.27 | 0% | 0% | 1 | 0% | 0% | 0% | 1 | 0 | 2 | 25% | 0% | 25% | 2 | 19% | 0% | 0% | 1 | 8% | 0% | 0% | 1 | 42% | 0% | 0% | 1 | 61% | 0% | 0% | 2 | 17% | 0% | 0% | 1 | 6% | 0% | 0% | 1
114 | El Casco | 0 | 0 | 10 | 0% | 0% | 1 | 0.21 | 0% | 0% | 1 | 0% | 0% | 0% | 1 | 0 | 2 | 95% | 3% | 98% | 5 | 57% | 0% | 0% | 2 | 48% | 0% | 0% | 1 | 43% | 0% | 0% | 1 | 79% | 0% | 0% | 3 | 45% | 0% | 0% | 1 | 5% | 0% | 0% | 1 |  | 0% | 0% | 1 | 0.21 | 0% | 0% | 1 | 5% | 0% | 0% | 1 | 0 | 2 | 80% | 14% | 94% | 5 | 36% | 0% | 0% | 1 | 39% | 0% | 0% | 1 | 61% | 0% | 0% | 2 | 79% | 0% | 0% | 3 | 39% | 0% | 0% | 1 | 6% | 0% | 0% | 1 |  | 0% | 0% | 1 | 0.23 | 0% | 0% | 1 | 3% | 0% | 0% | 1 | 0 | 2 | 68% | 23% | 91% | 5 | 32% | 0% | 0% | 1 | 34% | 0% | 0% | 1 | 55% | 0% | 0% | 2 | 73% | 0% | 0% | 3 | 39% | 0% | 0% | 1 | 6% | 0% | 0% | 1 |  | 0% | 0% | 1 | 0.25 | 0% | 0% | 1 | 2% | 0% | 0% | 1 | 0 | 2 | 55% | 37% | 92% | 5 | 27% | 0% | 0% | 1 | 35% | 0% | 0% | 1 | 58% | 0% | 0% | 2 | 72% | 0% | 0% | 3 | 40% | 0% | 0% | 1 | 5% | 0% | 0% | 1
115 | Le Grand | 0 | 0 | 10 | 0% | 0% | 1 | 0.1 | 0% | 0% | 1 | 36% | 0% | 0% | 1 | 0 | 2 | 15% | 0% | 15% | 1 | 51% | 0% | 0% | 2 | 35% | 0% | 0% | 1 | 37% | 0% | 0% | 1 | 70% | 0% | 0% | 3 | 1% | 0% | 0% | 1 | 8% | 0% | 0% | 1 |  | 0% | 0% | 1 | 0.09 | 0% | 0% | 1 | 30% | 0% | 0% | 1 | 0 | 2 | 32% | 0% | 32% | 2 | 45% | 0% | 0% | 1 | 40% | 0% | 0% | 1 | 42% | 0% | 0% | 1 | 61% | 0% | 0% | 2 | 14% | 0% | 0% | 1 | 16% | 0% | 0% | 1 |  | 0% | 0% | 1 | 0.09 | 0% | 0% | 1 | 26% | 0% | 0% | 1 | 0 | 2 | 38% | 0% | 38% | 2 | 44% | 0% | 0% | 1 | 33% | 0% | 0% | 1 | 37% | 0% | 0% | 1 | 61% | 0% | 0% | 2 | 21% | 0% | 0% | 1 | 14% | 0% | 0% | 1 |  | 0% | 0% | 1 | 0.08 | 0% | 0% | 1 | 23% | 0% | 0% | 1 | 0 | 2 | 42% | 0% | 42% | 2 | 59% | 0% | 0% | 2 | 31% | 0% | 0% | 1 | 36% | 0% | 0% | 1 | 71% | 0% | 0% | 3 | 26% | 0% | 0% | 1 | 16% | 0% | 0% | 1
116 | Tupman | 0 | 0 | 10 | 0% | 0% | 1 | 0.12 | 0% | 0% | 1 | 39% | 0% | 0% | 1 | 0 | 2 | 11% | 0% | 11% | 1 | 39% | 0% | 0% | 1 | 45% | 0% | 0% | 1 | 82% | 0% | 0% | 3 | 86% | 0% | 0% | 3 | 0% | 0% | 0% | 1 | 32% | 0% | 0% | 1 |  | 0% | 0% | 1 | 0.12 | 0% | 0% | 1 | 48% | 0% | 0% | 1 | 0 | 2 | 6% | 0% | 6% | 1 | 27% | 0% | 0% | 1 | 36% | 0% | 0% | 1 | 65% | 0% | 0% | 2 | 67% | 0% | 0% | 2 | 0% | 0% | 0% | 1 | 13% | 0% | 0% | 1 |  | 0% | 0% | 1 | 0.11 | 0% | 0% | 1 | 52% | 0% | 0% | 2 | 0 | 2 | 5% | 0% | 5% | 1 | 18% | 0% | 0% | 1 | 31% | 0% | 0% | 1 | 55% | 0% | 0% | 2 | 58% | 0% | 0% | 2 | 1% | 0% | 0% | 1 | 7% | 0% | 0% | 1 |  | 0% | 0% | 1 | 0.1 | 0% | 0% | 1 | 53% | 0% | 0% | 2 | 0 | 2 | 7% | 0% | 7% | 1 | 23% | 0% | 0% | 1 | 22% | 0% | 0% | 1 | 45% | 0% | 0% | 1 | 55% | 0% | 0% | 2 | 1% | 0% | 0% | 1 | 5% | 0% | 0% | 1
117 | Henrietta | 0 | 0 | 10 | 0% | 0% | 1 | 0.07 | 0% | 0% | 1 | 34% | 0% | 0% | 1 | 0 | 2 | 1% | 0% | 1% | 1 | 29% | 0% | 0% | 1 | 0% | 0% | 0% | 1 | 0% | 0% | 0% | 1 | 29% | 0% | 0% | 1 | 0% | 0% | 0% | 1 | 3% | 0% | 0% | 1 |  | 0% | 0% | 1 | 0.09 | 0% | 0% | 1 | 40% | 0% | 0% | 1 | 0 | 2 | 1% | 0% | 1% | 1 | 16% | 0% | 0% | 1 | 2% | 0% | 0% | 1 | 3% | 0% | 0% | 1 | 17% | 0% | 0% | 1 | 0% | 0% | 0% | 1 | 3% | 0% | 0% | 1 |  | 0% | 0% | 1 | 0.09 | 0% | 0% | 1 | 46% | 0% | 0% | 1 | 0 | 2 | 1% | 0% | 1% | 1 | 11% | 0% | 0% | 1 | 3% | 0% | 0% | 1 | 5% | 0% | 0% | 1 | 15% | 0% | 0% | 1 | 0% | 0% | 0% | 1 | 2% | 0% | 0% | 1 |  | 0% | 0% | 1 | 0.09 | 0% | 0% | 1 | 42% | 0% | 0% | 1 | 0 | 2 | 1% | 0% | 1% | 1 | 12% | 0% | 0% | 1 | 2% | 0% | 0% | 1 | 7% | 0% | 0% | 1 | 17% | 0% | 0% | 1 | 0% | 0% | 0% | 1 | 2% | 0% | 0% | 1
118 | Castro Valley | 0 | 0 | 10 | 0% | 0% | 1 | 0.13 | 0% | 0% | 1 | 0% | 0% | 0% | 1 | 0 | 2 | 96% | 0% | 96% | 5 | 92% | 0% | 0% | 4 | 11% | 0% | 0% | 1 | 63% | 0% | 0% | 2 | 100% | 0% | 0% | 5 | 56% | 0% | 0% | 2 | 6% | 0% | 0% | 1 |  | 0% | 0% | 1 | 0.14 | 0% | 0% | 1 | 0% | 0% | 0% | 1 | 0 | 2 | 77% | 0% | 77% | 5 | 73% | 0% | 0% | 3 | 14% | 0% | 0% | 1 | 62% | 0% | 0% | 2 | 92% | 0% | 0% | 4 | 48% | 0% | 0% | 1 | 7% | 0% | 0% | 1 |  | 0% | 0% | 1 | 0.43 | 0% | 0% | 1 | 0% | 0% | 0% | 1 | 0 | 2 | 79% | 0% | 79% | 5 | 51% | 0% | 0% | 2 | 31% | 0% | 0% | 1 | 66% | 0% | 0% | 2 | 82% | 0% | 0% | 3 | 38% | 0% | 0% | 1 | 7% | 0% | 0% | 1 |  | 0% | 0% | 1 | 0.24 | 0% | 0% | 1 | 0% | 0% | 0% | 1 | 0 | 2 | 83% | 1% | 84% | 5 | 55% | 0% | 0% | 2 | 51% | 0% | 0% | 2 | 71% | 0% | 0% | 3 | 84% | 0% | 0% | 3 | 40% | 0% | 0% | 1 | 7% | 0% | 0% | 1
119 | Vineyard | 0 | 0 | 10 | 0% | 0% | 1 | 0.39 | 0% | 0% | 1 | 0% | 0% | 0% | 1 | 0 | 2 | 90% | 0% | 90% | 5 | 14% | 0% | 0% | 1 | 18% | 0% | 0% | 1 | 55% | 0% | 0% | 2 | 58% | 0% | 0% | 2 | 37% | 0% | 0% | 1 | 7% | 0% | 0% | 1 |  | 0% | 0% | 1 | 0.15 | 0% | 0% | 1 | 0% | 0% | 0% | 1 | 0 | 2 | 96% | 1% | 97% | 5 | 54% | 0% | 0% | 2 | 49% | 0% | 0% | 1 | 66% | 0% | 0% | 2 | 82% | 0% | 0% | 3 | 46% | 0% | 0% | 1 | 7% | 0% | 0% | 1 |  | 0% | 0% | 1 | 0.11 | 0% | 0% | 1 | 0% | 0% | 0% | 1 | 0 | 2 | 94% | 3% | 97% | 5 | 70% | 0% | 0% | 3 | 51% | 0% | 0% | 2 | 67% | 0% | 0% | 2 | 90% | 0% | 0% | 4 | 45% | 0% | 0% | 1 | 6% | 0% | 0% | 1 |  | 0% | 0% | 1 | 0.12 | 0% | 0% | 1 | 4% | 0% | 0% | 1 | 0 | 2 | 81% | 9% | 90% | 5 | 68% | 0% | 0% | 2 | 56% | 0% | 0% | 2 | 66% | 0% | 0% | 2 | 88% | 0% | 0% | 3 | 46% | 0% | 0% | 1 | 7% | 0% | 0% | 1
120 | Trout Canyon | 1015 | 10150 | 15 | 891.9% | 139.9% | 5 | 0 | 999% | 999% | 5 | 0% | 0% | 0% | 1 | 0 | 2 | 0% | 0% | 0% | 1 | 0% | 133.9% | 999.9% | 5 | 0% | 133.9% | 999.9% | 5 | 0% | 133.9% | 999.9% | 5 | 0% | 133.9% | 999.9% | 5 | 0% | 133.9% | 999.9% | 5 | 0% | 133.9% | 999.9% | 5 |  | 90.68% | 0% | 4 | 0 | 999% | 999% | 5 | 0% | 0% | 0% | 1 | 0 | 2 | 0% | 0% | 0% | 1 | 0% | 23.26% | 0% | 2 | 0% | 23.26% | 0% | 2 | 0% | 23.26% | 0% | 2 | 0% | 23.26% | 0% | 2 | 0% | 23.26% | 0% | 2 | 0% | 23.26% | 0% | 2 |  | 47.7% | 0% | 2 | 0.78 | 65.09% | 0% | 2 | 0% | 0% | 0% | 1 | 0 | 2 | 0% | 0% | 0% | 1 | 3% | 11.51% | 0% | 1 | 0% | 11.13% | 0% | 1 | 22% | 14.24% | 0% | 1 | 24% | 14.57% | 0% | 1 | 16% | 13.19% | 0% | 1 | 0% | 11.13% | 0% | 1 |  | 29.2% | 0% | 2 | 0.71 | 54.72% | 0% | 2 | 0% | 0% | 0% | 1 | 0 | 2 | 0% | 0% | 0% | 1 | 3% | 8.95% | 0% | 1 | 0% | 8.715% | 0% | 1 | 18% | 10.66% | 0% | 1 | 20% | 10.84% | 0% | 1 | 14% | 10.15% | 0% | 1 | 0% | 8.718% | 0% | 1
121 | Columbus | 100 | 1000 | 10 | 52.88% | 0% | 3 | 0.17 | 999% | 9.299% | 3 | 8% | 0% | 0% | 1 | 0 | 2 | 10% | 0% | 10% | 1 | 79% | 32.75% | 0% | 3 | 39% | 11.18% | 0% | 1 | 45% | 12.45% | 0% | 1 | 79% | 33.3% | 0% | 3 | 3% | 7.062% | 0% | 1 | 2% | 6.979% | 0% | 1 |  | 6.587% | 0% | 1 | 0.11 | 9.662% | 0% | 1 | 23% | 0% | 0% | 1 | 0 | 2 | 39% | 0% | 39% | 2 | 59% | 2.488% | 0% | 2 | 18% | 1.245% | 0% | 1 | 27% | 1.405% | 0% | 1 | 62% | 2.692% | 0% | 2 | 21% | 1.298% | 0% | 1 | 2% | 1.041% | 0% | 1 |  | 2.096% | 0% | 1 | 0.13 | 2.335% | 0% | 1 | 33% | 0% | 0% | 1 | 0 | 2 | 38% | 0% | 38% | 2 | 48% | 0.7116% | 0% | 1 | 15% | 0.4349% | 0% | 1 | 28% | 0.5118% | 0% | 1 | 54% | 0.8015% | 0% | 2 | 26% | 0.4984% | 0% | 1 | 2% | 0.3791% | 0% | 1 |  | 1.441% | 0% | 1 | 0.09 | 1.04% | 0% | 1 | 39% | 0% | 0% | 1 | 0 | 2 | 34% | 2% | 36% | 2 | 47% | 0.3692% | 0% | 1 | 22% | 0.2496% | 0% | 1 | 35% | 0.2981% | 0% | 1 | 58% | 0.4671% | 0% | 2 | 24% | 0.2577% | 0% | 1 | 3% | 0.2017% | 0% | 1
122 | Lewis | 0 | 0 | 10 | 0% | 0% | 1 | 0 | 0% | 0% | 1 | 0% | 0% | 0% | 1 | 0 | 2 | 0% | 0% | 0% | 1 | 0% | 0% | 0% | 1 | 0% | 0% | 0% | 1 | 0% | 0% | 0% | 1 | 0% | 0% | 0% | 1 | 0% | 0% | 0% | 1 | 0% | 0% | 0% | 1 |  | 0% | 0% | 1 | 0.31 | 0% | 0% | 1 | 0% | 0% | 0% | 1 | 0 | 2 | 37% | 0% | 37% | 2 | 1% | 0% | 0% | 1 | 9% | 0% | 0% | 1 | 0% | 0% | 0% | 1 | 9% | 0% | 0% | 1 | 29% | 0% | 0% | 1 | 14% | 0% | 0% | 1 |  | 0% | 0% | 1 | 0.5 | 0% | 0% | 1 | 0% | 0% | 0% | 1 | 0 | 2 | 45% | 14% | 59% | 3 | 34% | 0% | 0% | 1 | 12% | 0% | 0% | 1 | 45% | 0% | 0% | 1 | 77% | 0% | 0% | 3 | 31% | 0% | 0% | 1 | 10% | 0% | 0% | 1 |  | 0% | 0% | 1 | 0.48 | 0% | 0% | 1 | 2% | 0% | 0% | 1 | 0 | 2 | 34% | 28% | 62% | 4 | 28% | 0% | 0% | 1 | 18% | 0% | 0% | 1 | 46% | 0% | 0% | 1 | 70% | 0% | 0% | 3 | 35% | 0% | 0% | 1 | 10% | 0% | 0% | 1
123 | Standard Oil 2 | 0 | 0 | 0 | 0% | 0% | 1 | 0.5 | 0% | 0% | 1 | 0% | 0% | 0% | 1 | 0 | 2 | 0% | 0% | 0% | 1 | 0% | 0% | 0% | 1 | 77% | 0% | 0% | 3 | 77% | 0% | 0% | 3 | 77% | 0% | 0% | 3 | 0% | 0% | 0% | 1 | 16% | 0% | 0% | 1 |  | 0% | 0% | 1 | 0.29 | 0% | 0% | 1 | 0% | 0% | 0% | 1 | 0 | 2 | 21% | 0% | 21% | 2 | 16% | 0% | 0% | 1 | 60% | 0% | 0% | 2 | 66% | 0% | 0% | 2 | 66% | 0% | 0% | 2 | 11% | 0% | 0% | 1 | 8% | 0% | 0% | 1 |  | 0% | 0% | 1 | 0.48 | 0% | 0% | 1 | 0% | 0% | 0% | 1 | 0 | 2 | 31% | 0% | 31% | 2 | 13% | 0% | 0% | 1 | 41% | 0% | 0% | 1 | 66% | 0% | 0% | 2 | 67% | 0% | 0% | 2 | 9% | 0% | 0% | 1 | 8% | 0% | 0% | 1 |  | 0% | 0% | 1 | 0.48 | 0% | 0% | 1 | 4% | 0% | 0% | 1 | 0 | 2 | 30% | 0% | 30% | 2 | 35% | 0% | 0% | 1 | 32% | 0% | 0% | 1 | 49% | 0% | 0% | 1 | 71% | 0% | 0% | 3 | 16% | 0% | 0% | 1 | 9% | 0% | 0% | 1
124 | Mc Mullin | 0 | 0 | 10 | 0% | 0% | 1 | 0.07 | 0% | 0% | 1 | 31% | 0% | 0% | 1 | 0 | 2 | 0% | 0% | 0% | 1 | 1% | 0% | 0% | 1 | 1% | 0% | 0% | 1 | 1% | 0% | 0% | 1 | 1% | 0% | 0% | 1 | 0% | 0% | 0% | 1 | 2% | 0% | 0% | 1 |  | 0% | 0% | 1 | 0.09 | 0% | 0% | 1 | 48% | 0% | 0% | 1 | 0 | 2 | 0% | 0% | 0% | 1 | 15% | 0% | 0% | 1 | 8% | 0% | 0% | 1 | 8% | 0% | 0% | 1 | 18% | 0% | 0% | 1 | 0% | 0% | 0% | 1 | 1% | 0% | 0% | 1 |  | 0% | 0% | 1 | 0.12 | 0% | 0% | 1 | 47% | 0% | 0% | 1 | 0 | 2 | 1% | 0% | 1% | 1 | 15% | 0% | 0% | 1 | 8% | 0% | 0% | 1 | 8% | 0% | 0% | 1 | 21% | 0% | 0% | 1 | 0% | 0% | 0% | 1 | 1% | 0% | 0% | 1 |  | 0% | 0% | 1 | 0.11 | 0% | 0% | 1 | 49% | 0% | 0% | 1 | 0 | 2 | 1% | 0% | 1% | 1 | 16% | 0% | 0% | 1 | 6% | 0% | 0% | 1 | 7% | 0% | 0% | 1 | 20% | 0% | 0% | 1 | 0% | 0% | 0% | 1 | 2% | 0% | 0% | 1
125 | Taft | 0 | 0 | 10 | 0% | 0% | 1 | 0.04 | 0% | 0% | 1 | 0% | 0% | 0% | 1 | 0 | 2 | 0% | 0% | 0% | 1 | 33% | 0% | 0% | 1 | 41% | 0% | 0% | 1 | 67% | 0% | 0% | 2 | 94% | 0% | 0% | 4 | 1% | 0% | 0% | 1 | 3% | 0% | 0% | 1 |  | 0% | 0% | 1 | 0.05 | 0% | 0% | 1 | 6% | 0% | 0% | 1 | 0 | 2 | 8% | 0% | 8% | 1 | 49% | 0% | 0% | 1 | 54% | 0% | 0% | 2 | 84% | 0% | 0% | 3 | 93% | 0% | 0% | 4 | 6% | 0% | 0% | 1 | 1% | 0% | 0% | 1 |  | 0% | 0% | 1 | 0.05 | 0% | 0% | 1 | 21% | 0% | 0% | 1 | 0 | 2 | 7% | 0% | 7% | 1 | 31% | 0% | 0% | 1 | 43% | 0% | 0% | 1 | 66% | 0% | 0% | 2 | 76% | 0% | 0% | 3 | 13% | 0% | 0% | 1 | 2% | 0% | 0% | 1 |  | 0% | 0% | 1 | 0.06 | 0% | 0% | 1 | 31% | 0% | 0% | 1 | 0 | 2 | 12% | 0% | 12% | 1 | 20% | 0% | 0% | 1 | 37% | 0% | 0% | 1 | 62% | 0% | 0% | 2 | 68% | 0% | 0% | 2 | 13% | 0% | 0% | 1 | 5% | 0% | 0% | 1
126 | Pleasant Grove | 0 | 0 | 10 | 0% | 0% | 1 | 0.66 | 0% | 0% | 1 | 6% | 0% | 0% | 1 | 0 | 2 | 55% | 0% | 55% | 3 | 59% | 0% | 0% | 2 | 0% | 0% | 0% | 1 | 0% | 0% | 0% | 1 | 59% | 0% | 0% | 2 | 10% | 0% | 0% | 1 | 58% | 0% | 0% | 2 |  | 0% | 0% | 1 | 0.53 | 0% | 0% | 1 | 8% | 0% | 0% | 1 | 0 | 2 | 43% | 0% | 43% | 2 | 43% | 0% | 0% | 1 | 0% | 0% | 0% | 1 | 0% | 0% | 0% | 1 | 43% | 0% | 0% | 1 | 6% | 0% | 0% | 1 | 34% | 0% | 0% | 1 |  | 0% | 0% | 1 | 0.27 | 0% | 0% | 1 | 24% | 0% | 0% | 1 | 0 | 2 | 37% | 0% | 37% | 2 | 40% | 0% | 0% | 1 | 3% | 0% | 0% | 1 | 21% | 0% | 0% | 1 | 60% | 0% | 0% | 2 | 10% | 0% | 0% | 1 | 19% | 0% | 0% | 1 |  | 0% | 0% | 1 | 0.28 | 0% | 0% | 1 | 23% | 0% | 0% | 1 | 0 | 2 | 37% | 1% | 38% | 2 | 54% | 0% | 0% | 2 | 10% | 0% | 0% | 1 | 27% | 0% | 0% | 1 | 72% | 0% | 0% | 3 | 12% | 0% | 0% | 1 | 16% | 0% | 0% | 1
127 | Newark | 0 | 0 | 10 | 0% | 0% | 1 | 0.05 | 0% | 0% | 1 | 0% | 0% | 0% | 1 | 0 | 2 | 19% | 0% | 19% | 1 | 0% | 0% | 0% | 1 | 9% | 0% | 0% | 1 | 31% | 0% | 0% | 1 | 31% | 0% | 0% | 1 | 2% | 0% | 0% | 1 | 80% | 0% | 0% | 3 |  | 0% | 0% | 1 | 0.1 | 0% | 0% | 1 | 1% | 0% | 0% | 1 | 0 | 2 | 93% | 0% | 93% | 5 | 62% | 0% | 0% | 2 | 46% | 0% | 0% | 1 | 70% | 0% | 0% | 3 | 83% | 0% | 0% | 3 | 46% | 0% | 0% | 1 | 10% | 0% | 0% | 1 |  | 0% | 0% | 1 | 0.14 | 0% | 0% | 1 | 0% | 0% | 0% | 1 | 0 | 2 | 94% | 1% | 95% | 5 | 57% | 0% | 0% | 2 | 38% | 0% | 0% | 1 | 54% | 0% | 0% | 2 | 70% | 0% | 0% | 3 | 62% | 0% | 0% | 2 | 8% | 0% | 0% | 1 |  | 0% | 0% | 1 | 0.2 | 0% | 0% | 1 | 0% | 0% | 0% | 1 | 0 | 2 | 79% | 4% | 83% | 5 | 64% | 0% | 0% | 2 | 38% | 0% | 0% | 1 | 52% | 0% | 0% | 2 | 81% | 0% | 0% | 3 | 59% | 0% | 0% | 2 | 7% | 0% | 0% | 1
128 | Dairyland | 0 | 0 | 10 | 0% | 0% | 1 | 0.13 | 0% | 0% | 1 | 29% | 0% | 0% | 1 | 0 | 2 | 18% | 0% | 18% | 1 | 7% | 0% | 0% | 1 | 5% | 0% | 0% | 1 | 8% | 0% | 0% | 1 | 15% | 0% | 0% | 1 | 0% | 0% | 0% | 1 | 3% | 0% | 0% | 1 |  | 0% | 0% | 1 | 0.09 | 0% | 0% | 1 | 28% | 0% | 0% | 1 | 0 | 2 | 19% | 0% | 19% | 1 | 33% | 0% | 0% | 1 | 10% | 0% | 0% | 1 | 14% | 0% | 0% | 1 | 43% | 0% | 0% | 1 | 0% | 0% | 0% | 1 | 5% | 0% | 0% | 1 |  | 0% | 0% | 1 | 0.09 | 0% | 0% | 1 | 29% | 0% | 0% | 1 | 0 | 2 | 26% | 0% | 26% | 2 | 48% | 0% | 0% | 1 | 23% | 0% | 0% | 1 | 29% | 0% | 0% | 1 | 60% | 0% | 0% | 2 | 5% | 0% | 0% | 1 | 13% | 0% | 0% | 1 |  | 0% | 0% | 1 | 0.09 | 0% | 0% | 1 | 30% | 0% | 0% | 1 | 0 | 2 | 27% | 0% | 27% | 2 | 46% | 0% | 0% | 1 | 25% | 0% | 0% | 1 | 29% | 0% | 0% | 1 | 58% | 0% | 0% | 2 | 9% | 0% | 0% | 1 | 13% | 0% | 0% | 1
129 | Chino | 0 | 0 | 10 | 0% | 0% | 1 | 0.44 | 0% | 0% | 1 | 22% | 0% | 0% | 1 | 0 | 2 | 20% | 0% | 20% | 2 | 0% | 0% | 0% | 1 | 0% | 0% | 0% | 1 | 3% | 0% | 0% | 1 | 3% | 0% | 0% | 1 | 1% | 0% | 0% | 1 | 1% | 0% | 0% | 1 |  | 0% | 0% | 1 | 0.48 | 0% | 0% | 1 | 10% | 0% | 0% | 1 | 0 | 2 | 61% | 0% | 61% | 3 | 33% | 0% | 0% | 1 | 3% | 0% | 0% | 1 | 11% | 0% | 0% | 1 | 43% | 0% | 0% | 1 | 20% | 0% | 0% | 1 | 7% | 0% | 0% | 1 |  | 0% | 0% | 1 | 0.29 | 0% | 0% | 1 | 7% | 0% | 0% | 1 | 0 | 2 | 43% | 29% | 72% | 4 | 37% | 0% | 0% | 1 | 10% | 0% | 0% | 1 | 21% | 0% | 0% | 1 | 53% | 0% | 0% | 2 | 40% | 0% | 0% | 1 | 10% | 0% | 0% | 1 |  | 0% | 0% | 1 | 0.27 | 0% | 0% | 1 | 5% | 0% | 0% | 1 | 0 | 2 | 41% | 37% | 78% | 5 | 43% | 0% | 0% | 1 | 21% | 0% | 0% | 1 | 35% | 0% | 0% | 1 | 67% | 0% | 0% | 2 | 41% | 0% | 0% | 1 | 11% | 0% | 0% | 1
130 | El Segundo | 0 | 0 | 10 | 0% | 0% | 1 | 0.12 | 0% | 0% | 1 | 0% | 0% | 0% | 1 | 0 | 2 | 0% | 0% | 0% | 1 | 0% | 0% | 0% | 1 | 58% | 0% | 0% | 2 | 65% | 0% | 0% | 2 | 65% | 0% | 0% | 2 | 0% | 0% | 0% | 1 | 0% | 0% | 0% | 1 |  | 0% | 0% | 1 | 0.26 | 0% | 0% | 1 | 0% | 0% | 0% | 1 | 0 | 2 | 0% | 0% | 0% | 1 | 4% | 0% | 0% | 1 | 40% | 0% | 0% | 1 | 69% | 0% | 0% | 2 | 73% | 0% | 0% | 3 | 0% | 0% | 0% | 1 | 0% | 0% | 0% | 1 |  | 0% | 0% | 1 | 0.19 | 0% | 0% | 1 | 0% | 0% | 0% | 1 | 0 | 2 | 2% | 28% | 30% | 4 | 10% | 0% | 0% | 1 | 4% | 0% | 0% | 1 | 58% | 0% | 0% | 2 | 68% | 0% | 0% | 2 | 4% | 0% | 0% | 1 | 7% | 0% | 0% | 1 |  | 0% | 0% | 1 | 0.22 | 0% | 0% | 1 | 0% | 0% | 0% | 1 | 0 | 2 | 7% | 39% | 46% | 5 | 13% | 0% | 0% | 1 | 22% | 0% | 0% | 1 | 47% | 0% | 0% | 1 | 55% | 0% | 0% | 2 | 5% | 0% | 0% | 1 | 7% | 0% | 0% | 1
131 | San Leandro U | 0 | 0 | 10 | 0% | 0% | 1 | 0.62 | 0% | 0% | 1 | 0% | 0% | 0% | 1 | 0 | 2 | 12% | 0% | 12% | 1 | 19% | 0% | 0% | 1 | 24% | 0% | 0% | 1 | 65% | 0% | 0% | 2 | 65% | 0% | 0% | 2 | 2% | 0% | 0% | 1 | 10% | 0% | 0% | 1 |  | 0% | 0% | 1 | 0.45 | 0% | 0% | 1 | 0% | 0% | 0% | 1 | 0 | 2 | 69% | 0% | 69% | 3 | 75% | 0% | 0% | 3 | 22% | 0% | 0% | 1 | 63% | 0% | 0% | 2 | 92% | 0% | 0% | 4 | 41% | 0% | 0% | 1 | 7% | 0% | 0% | 1 |  | 0% | 0% | 1 | 0.29 | 0% | 0% | 1 | 0% | 0% | 0% | 1 | 0 | 2 | 61% | 0% | 61% | 3 | 61% | 0% | 0% | 2 | 24% | 0% | 0% | 1 | 63% | 0% | 0% | 2 | 86% | 0% | 0% | 3 | 37% | 0% | 0% | 1 | 7% | 0% | 0% | 1 |  | 0% | 0% | 1 | 0.41 | 0% | 0% | 1 | 0% | 0% | 0% | 1 | 0 | 2 | 75% | 1% | 76% | 5 | 44% | 0% | 0% | 1 | 42% | 0% | 0% | 1 | 69% | 0% | 0% | 2 | 80% | 0% | 0% | 3 | 32% | 0% | 0% | 1 | 6% | 0% | 0% | 1
132 | Ganso | 0 | 0 | 10 | 0% | 0% | 1 | 0.08 | 0% | 0% | 1 | 50% | 0% | 0% | 2 | 0 | 2 | 0% | 0% | 0% | 1 | 0% | 0% | 0% | 1 | 4% | 0% | 0% | 1 | 54% | 0% | 0% | 2 | 54% | 0% | 0% | 2 | 0% | 0% | 0% | 1 | 8% | 0% | 0% | 1 |  | 0% | 0% | 1 | 0.1 | 0% | 0% | 1 | 65% | 0% | 0% | 2 | 0 | 2 | 0% | 0% | 0% | 1 | 9% | 0% | 0% | 1 | 7% | 0% | 0% | 1 | 40% | 0% | 0% | 1 | 45% | 0% | 0% | 1 | 0% | 0% | 0% | 1 | 5% | 0% | 0% | 1 |  | 0% | 0% | 1 | 0.09 | 0% | 0% | 1 | 62% | 0% | 0% | 2 | 0 | 2 | 6% | 0% | 6% | 1 | 26% | 0% | 0% | 1 | 12% | 0% | 0% | 1 | 44% | 0% | 0% | 1 | 60% | 0% | 0% | 2 | 1% | 0% | 0% | 1 | 5% | 0% | 0% | 1 |  | 0% | 0% | 1 | 0.09 | 0% | 0% | 1 | 52% | 0% | 0% | 2 | 0 | 2 | 8% | 0% | 8% | 1 | 31% | 0% | 0% | 1 | 16% | 0% | 0% | 1 | 42% | 0% | 0% | 1 | 60% | 0% | 0% | 2 | 1% | 0% | 0% | 1 | 6% | 0% | 0% | 1
133 | Poso Mountain | 200 | 2000 | 10 | 14.06% | 0% | 1 | 0.06 | 13.14% | 0% | 1 | 0% | 0% | 0% | 1 | 0 | 2 | 91% | 0% | 91% | 5 | 64% | 11.42% | 0% | 2 | 1% | 4.19% | 0% | 1 | 7% | 4.492% | 0% | 1 | 64% | 11.42% | 0% | 2 | 36% | 6.483% | 0% | 1 | 2% | 4.243% | 0% | 1 |  | 6.137% | 0% | 1 | 0.07 | 4.342% | 0% | 1 | 7% | 0% | 0% | 1 | 0 | 2 | 69% | 0% | 69% | 3 | 74% | 4.399% | 0% | 3 | 22% | 1.476% | 0% | 1 | 35% | 1.752% | 0% | 1 | 76% | 4.757% | 0% | 3 | 37% | 1.823% | 0% | 1 | 2% | 1.165% | 0% | 1 |  | 4.091% | 0% | 1 | 0.08 | 2.415% | 0% | 1 | 22% | 0% | 0% | 1 | 0 | 2 | 62% | 1% | 63% | 3 | 63% | 1.645% | 0% | 2 | 18% | 0.7393% | 0% | 1 | 26% | 0.8208% | 0% | 1 | 65% | 1.731% | 0% | 2 | 39% | 0.998% | 0% | 1 | 1% | 0.6156% | 0% | 1 |  | 2.188% | 0% | 1 | 0.08 | 1.503% | 0% | 1 | 30% | 0% | 0% | 1 | 0 | 2 | 51% | 3% | 54% | 3 | 51% | 0.7513% | 0% | 2 | 13% | 0.4244% | 0% | 1 | 22% | 0.4743% | 0% | 1 | 54% | 0.8144% | 0% | 2 | 36% | 0.5803% | 0% | 1 | 1% | 0.3764% | 0% | 1
134 | Avena | 100 | 1000 | 10 | 7.235% | 0% | 1 | 0.16 | 999% | 2.964% | 3 | 35% | 3.693% | 0% | 1 | 0 | 2 | 1% | 0% | 1% | 1 | 50% | 4.232% | 0% | 2 | 0% | 2.116% | 0% | 1 | 5% | 2.218% | 0% | 1 | 50% | 4.234% | 0% | 2 | 0% | 2.116% | 0% | 1 | 2% | 2.159% | 0% | 1 |  | 2.45% | 0% | 1 | 0.15 | 40.44% | 0% | 2 | 46% | 1.573% | 0% | 1 | 0 | 2 | 15% | 0% | 15% | 1 | 35% | 1.016% | 0% | 1 | 1% | 0.6742% | 0% | 1 | 11% | 0.7474% | 0% | 1 | 40% | 1.105% | 0% | 1 | 3% | 0.6833% | 0% | 1 | 4% | 0.6921% | 0% | 1 |  | 1.734% | 0% | 1 | 0.17 | 3.743% | 0% | 1 | 42% | 1.573% | 0% | 1 | 0 | 2 | 20% | 0% | 20% | 2 | 34% | 0.5076% | 0% | 1 | 11% | 0.3784% | 0% | 1 | 27% | 0.4591% | 0% | 1 | 49% | 0.6615% | 0% | 1 | 11% | 0.3775% | 0% | 1 | 6% | 0.3582% | 0% | 1 |  | 1.335% | 0% | 1 | 0.16 | 1.617% | 0% | 1 | 44% | 1.573% | 0% | 1 | 0 | 2 | 21% | 0% | 21% | 2 | 41% | 0.3228% | 0% | 1 | 13% | 0.2187% | 0% | 1 | 25% | 0.2557% | 0% | 1 | 54% | 0.4133% | 0% | 2 | 15% | 0.226% | 0% | 1 | 7% | 0.2056% | 0% | 1
135 | Martin | 0 | 0 | 10 | 0% | 0% | 1 | 0.17 | 0% | 0% | 1 | 0% | 0% | 0% | 1 | 0 | 2 | 0% | 0% | 0% | 1 | 23% | 0% | 0% | 1 | 17% | 0% | 0% | 1 | 27% | 0% | 0% | 1 | 50% | 0% | 0% | 2 | 0% | 0% | 0% | 1 | 4% | 0% | 0% | 1 |  | 0% | 0% | 1 | 0.61 | 0% | 0% | 1 | 0% | 0% | 0% | 1 | 0 | 2 | 0% | 0% | 0% | 1 | 2% | 0% | 0% | 1 | 22% | 0% | 0% | 1 | 45% | 0% | 0% | 1 | 47% | 0% | 0% | 1 | 0% | 0% | 0% | 1 | 3% | 0% | 0% | 1 |  | 0% | 0% | 1 | 0.54 | 0% | 0% | 1 | 1% | 0% | 0% | 1 | 0 | 2 | 0% | 0% | 0% | 1 | 11% | 0% | 0% | 1 | 33% | 0% | 0% | 1 | 56% | 0% | 0% | 2 | 62% | 0% | 0% | 2 | 9% | 0% | 0% | 1 | 5% | 0% | 0% | 1 |  | 0% | 0% | 1 | 0.5 | 0% | 0% | 1 | 0% | 0% | 0% | 1 | 0 | 2 | 20% | 0% | 20% | 2 | 38% | 0% | 0% | 1 | 45% | 0% | 0% | 1 | 66% | 0% | 0% | 2 | 74% | 0% | 0% | 3 | 20% | 0% | 0% | 1 | 9% | 0% | 0% | 1
136 | Harry Allen | 0 | 0 | 0 | 0% | 0% | 1 | 0 | 0% | 0% | 1 | 0% | 0% | 0% | 1 | 0 | 2 | 0% | 0% | 0% | 1 | 0% | 0% | 0% | 1 | 0% | 0% | 0% | 1 | 0% | 0% | 0% | 1 | 0% | 0% | 0% | 1 | 0% | 0% | 0% | 1 | 0% | 0% | 0% | 1 |  | 0% | 0% | 1 | 0 | 0% | 0% | 1 | 0% | 0% | 0% | 1 | 0 | 2 | 0% | 0% | 0% | 1 | 0% | 0% | 0% | 1 | 0% | 0% | 0% | 1 | 0% | 0% | 0% | 1 | 0% | 0% | 0% | 1 | 0% | 0% | 0% | 1 | 0% | 0% | 0% | 1 |  | 0% | 0% | 1 | 0 | 0% | 0% | 1 | 0% | 0% | 0% | 1 | 0 | 2 | 0% | 0% | 0% | 1 | 0% | 0% | 0% | 1 | 0% | 0% | 0% | 1 | 0% | 0% | 0% | 1 | 0% | 0% | 0% | 1 | 0% | 0% | 0% | 1 | 0% | 0% | 0% | 1 |  | 0% | 0% | 1 | 0 | 0% | 0% | 1 | 0% | 0% | 0% | 1 | 0 | 2 | 0% | 0% | 0% | 1 | 0% | 0% | 0% | 1 | 0% | 0% | 0% | 1 | 0% | 0% | 0% | 1 | 0% | 0% | 0% | 1 | 0% | 0% | 0% | 1 | 0% | 0% | 0% | 1
137 | Rio Oso | 0 | 0 | 10 | 0% | 0% | 1 | 0.11 | 0% | 0% | 1 | 50% | 0% | 0% | 2 | 0 | 2 | 5% | 0% | 5% | 1 | 25% | 0% | 0% | 1 | 1% | 0% | 0% | 1 | 15% | 0% | 0% | 1 | 34% | 0% | 0% | 1 | 1% | 0% | 0% | 1 | 11% | 0% | 0% | 1 |  | 0% | 0% | 1 | 0.12 | 0% | 0% | 1 | 41% | 0% | 0% | 1 | 0 | 2 | 19% | 0% | 19% | 1 | 45% | 0% | 0% | 1 | 5% | 0% | 0% | 1 | 23% | 0% | 0% | 1 | 60% | 0% | 0% | 2 | 3% | 0% | 0% | 1 | 18% | 0% | 0% | 1 |  | 0% | 0% | 1 | 0.18 | 0% | 0% | 1 | 40% | 0% | 0% | 1 | 0 | 2 | 18% | 0% | 18% | 1 | 41% | 0% | 0% | 1 | 4% | 0% | 0% | 1 | 34% | 0% | 0% | 1 | 66% | 0% | 0% | 2 | 5% | 0% | 0% | 1 | 16% | 0% | 0% | 1 |  | 0% | 0% | 1 | 0.16 | 0% | 0% | 1 | 42% | 0% | 0% | 1 | 0 | 2 | 21% | 0% | 21% | 2 | 41% | 0% | 0% | 1 | 6% | 0% | 0% | 1 | 35% | 0% | 0% | 1 | 67% | 0% | 0% | 2 | 6% | 0% | 0% | 1 | 12% | 0% | 0% | 1
138 | Loveland | 0 | 0 | 10 | 0% | 0% | 1 | 0.26 | 0% | 0% | 1 | 0% | 0% | 0% | 1 | 0 | 2 | 27% | 73% | 100% | 5 | 34% | 0% | 0% | 1 | 51% | 0% | 0% | 2 | 72% | 0% | 0% | 3 | 74% | 0% | 0% | 3 | 25% | 0% | 0% | 1 | 5% | 0% | 0% | 1 |  | 0% | 0% | 1 | 0.19 | 0% | 0% | 1 | 0% | 0% | 0% | 1 | 0 | 2 | 19% | 81% | 100% | 5 | 24% | 0% | 0% | 1 | 30% | 0% | 0% | 1 | 65% | 0% | 0% | 2 | 70% | 0% | 0% | 3 | 47% | 0% | 0% | 1 | 3% | 0% | 0% | 1 |  | 0% | 0% | 1 | 0.13 | 0% | 0% | 1 | 0% | 0% | 0% | 1 | 0 | 2 | 13% | 86% | 99% | 5 | 29% | 0% | 0% | 1 | 33% | 0% | 0% | 1 | 60% | 0% | 0% | 2 | 72% | 0% | 0% | 3 | 53% | 0% | 0% | 2 | 4% | 0% | 0% | 1 |  | 0% | 0% | 1 | 0.16 | 0% | 0% | 1 | 0% | 0% | 0% | 1 | 0 | 2 | 13% | 85% | 98% | 5 | 29% | 0% | 0% | 1 | 36% | 0% | 0% | 1 | 59% | 0% | 0% | 2 | 75% | 0% | 0% | 3 | 48% | 0% | 0% | 1 | 4% | 0% | 0% | 1
139 | Huntington Beach | 0 | 0 | 10 | 0% | 0% | 1 | 0.57 | 0% | 0% | 1 | 0% | 0% | 0% | 1 | 0 | 2 | 0% | 0% | 0% | 1 | 0% | 0% | 0% | 1 | 20% | 0% | 0% | 1 | 99% | 0% | 0% | 5 | 99% | 0% | 0% | 5 | 0% | 0% | 0% | 1 | 8% | 0% | 0% | 1 |  | 0% | 0% | 1 | 0.51 | 0% | 0% | 1 | 0% | 0% | 0% | 1 | 0 | 2 | 0% | 0% | 0% | 1 | 0% | 0% | 0% | 1 | 28% | 0% | 0% | 1 | 98% | 0% | 0% | 5 | 99% | 0% | 0% | 5 | 0% | 0% | 0% | 1 | 7% | 0% | 0% | 1 |  | 0% | 0% | 1 | 0.52 | 0% | 0% | 1 | 0% | 0% | 0% | 1 | 0 | 2 | 1% | 0% | 1% | 1 | 2% | 0% | 0% | 1 | 22% | 0% | 0% | 1 | 79% | 0% | 0% | 3 | 81% | 0% | 0% | 3 | 0% | 0% | 0% | 1 | 6% | 0% | 0% | 1 |  | 0% | 0% | 1 | 0.5 | 0% | 0% | 1 | 0% | 0% | 0% | 1 | 0 | 2 | 5% | 0% | 5% | 1 | 3% | 0% | 0% | 1 | 16% | 0% | 0% | 1 | 71% | 0% | 0% | 3 | 75% | 0% | 0% | 3 | 1% | 0% | 0% | 1 | 4% | 0% | 0% | 1
140 | Rossmoor | 0 | 0 | 10 | 0% | 0% | 1 | 0.09 | 0% | 0% | 1 | 0% | 0% | 0% | 1 | 0 | 2 | 87% | 0% | 87% | 5 | 84% | 0% | 0% | 3 | 20% | 0% | 0% | 1 | 91% | 0% | 0% | 4 | 100% | 0% | 0% | 5 | 48% | 0% | 0% | 1 | 6% | 0% | 0% | 1 |  | 0% | 0% | 1 | 0.1 | 0% | 0% | 1 | 0% | 0% | 0% | 1 | 0 | 2 | 83% | 0% | 83% | 5 | 78% | 0% | 0% | 3 | 52% | 0% | 0% | 2 | 80% | 0% | 0% | 3 | 100% | 0% | 0% | 5 | 36% | 0% | 0% | 1 | 4% | 0% | 0% | 1 |  | 0% | 0% | 1 | 0.28 | 0% | 0% | 1 | 0% | 0% | 0% | 1 | 0 | 2 | 70% | 0% | 70% | 3 | 45% | 0% | 0% | 1 | 49% | 0% | 0% | 1 | 70% | 0% | 0% | 3 | 83% | 0% | 0% | 3 | 29% | 0% | 0% | 1 | 5% | 0% | 0% | 1 |  | 0% | 0% | 1 | 0.33 | 0% | 0% | 1 | 0% | 0% | 0% | 1 | 0 | 2 | 60% | 1% | 61% | 3 | 38% | 0% | 0% | 1 | 49% | 0% | 0% | 1 | 65% | 0% | 0% | 2 | 80% | 0% | 0% | 3 | 25% | 0% | 0% | 1 | 14% | 0% | 0% | 1
141 | Salado | 0 | 0 | 10 | 0% | 0% | 1 | 0.1 | 0% | 0% | 1 | 47% | 0% | 0% | 1 | 0 | 2 | 58% | 0% | 58% | 3 | 41% | 0% | 0% | 1 | 11% | 0% | 0% | 1 | 17% | 0% | 0% | 1 | 48% | 0% | 0% | 1 | 32% | 0% | 0% | 1 | 1% | 0% | 0% | 1 |  | 0% | 0% | 1 | 0.11 | 0% | 0% | 1 | 43% | 0% | 0% | 1 | 0 | 2 | 42% | 4% | 46% | 2 | 54% | 0% | 0% | 2 | 9% | 0% | 0% | 1 | 19% | 0% | 0% | 1 | 61% | 0% | 0% | 2 | 35% | 0% | 0% | 1 | 3% | 0% | 0% | 1 |  | 0% | 0% | 1 | 0.11 | 0% | 0% | 1 | 47% | 0% | 0% | 1 | 0 | 2 | 29% | 9% | 38% | 2 | 48% | 0% | 0% | 1 | 10% | 0% | 0% | 1 | 16% | 0% | 0% | 1 | 55% | 0% | 0% | 2 | 31% | 0% | 0% | 1 | 3% | 0% | 0% | 1 |  | 0% | 0% | 1 | 0.12 | 0% | 0% | 1 | 44% | 0% | 0% | 1 | 0 | 2 | 29% | 11% | 40% | 3 | 46% | 0% | 0% | 1 | 15% | 0% | 0% | 1 | 21% | 0% | 0% | 1 | 54% | 0% | 0% | 2 | 32% | 0% | 0% | 1 | 3% | 0% | 0% | 1
142 | Lighthipe | 0 | 0 | 10 | 0% | 0% | 1 | 0 | 0% | 0% | 1 | 0% | 0% | 0% | 1 | 0 | 2 | 0% | 0% | 0% | 1 | 0% | 0% | 0% | 1 | 0% | 0% | 0% | 1 | 0% | 0% | 0% | 1 | 0% | 0% | 0% | 1 | 0% | 0% | 0% | 1 | 0% | 0% | 0% | 1 |  | 0% | 0% | 1 | 0.48 | 0% | 0% | 1 | 0% | 0% | 0% | 1 | 0 | 2 | 0% | 0% | 0% | 1 | 0% | 0% | 0% | 1 | 1% | 0% | 0% | 1 | 40% | 0% | 0% | 1 | 40% | 0% | 0% | 1 | 0% | 0% | 0% | 1 | 0% | 0% | 0% | 1 |  | 0% | 0% | 1 | 0.27 | 0% | 0% | 1 | 0% | 0% | 0% | 1 | 0 | 2 | 0% | 0% | 0% | 1 | 0% | 0% | 0% | 1 | 10% | 0% | 0% | 1 | 62% | 0% | 0% | 2 | 62% | 0% | 0% | 2 | 0% | 0% | 0% | 1 | 0% | 0% | 0% | 1 |  | 0% | 0% | 1 | 0.56 | 0% | 0% | 1 | 0% | 0% | 0% | 1 | 0 | 2 | 6% | 0% | 6% | 1 | 1% | 0% | 0% | 1 | 10% | 0% | 0% | 1 | 64% | 0% | 0% | 2 | 65% | 0% | 0% | 2 | 4% | 0% | 0% | 1 | 3% | 0% | 0% | 1
143 | Santee | 0 | 0 | 10 | 0% | 0% | 1 | 0.28 | 0% | 0% | 1 | 0% | 0% | 0% | 1 | 0 | 2 | 57% | 42% | 99% | 5 | 65% | 0% | 0% | 2 | 94% | 0% | 0% | 4 | 34% | 0% | 0% | 1 | 99% | 0% | 0% | 5 | 28% | 0% | 0% | 1 | 4% | 0% | 0% | 1 |  | 0% | 0% | 1 | 0.22 | 0% | 0% | 1 | 0% | 0% | 0% | 1 | 0 | 2 | 31% | 68% | 99% | 5 | 72% | 0% | 0% | 3 | 48% | 0% | 0% | 1 | 67% | 0% | 0% | 2 | 94% | 0% | 0% | 4 | 23% | 0% | 0% | 1 | 4% | 0% | 0% | 1 |  | 0% | 0% | 1 | 0.25 | 0% | 0% | 1 | 0% | 0% | 0% | 1 | 0 | 2 | 28% | 71% | 99% | 5 | 52% | 0% | 0% | 2 | 44% | 0% | 0% | 1 | 64% | 0% | 0% | 2 | 83% | 0% | 0% | 3 | 33% | 0% | 0% | 1 | 3% | 0% | 0% | 1 |  | 0% | 0% | 1 | 0.2 | 0% | 0% | 1 | 0% | 0% | 0% | 1 | 0 | 2 | 21% | 72% | 93% | 5 | 36% | 0% | 0% | 1 | 35% | 0% | 0% | 1 | 54% | 0% | 0% | 2 | 70% | 0% | 0% | 3 | 43% | 0% | 0% | 1 | 4% | 0% | 0% | 1
144 | Cholame | 0 | 0 | 0 | 0% | 0% | 1 | 0.06 | 0% | 0% | 1 | 6% | 0% | 0% | 1 | 0 | 2 | 65% | 0% | 65% | 3 | 68% | 0% | 0% | 2 | 32% | 0% | 0% | 1 | 43% | 0% | 0% | 1 | 80% | 0% | 0% | 3 | 43% | 0% | 0% | 1 | 1% | 0% | 0% | 1 |  | 0% | 0% | 1 | 0.05 | 0% | 0% | 1 | 5% | 0% | 0% | 1 | 0 | 2 | 72% | 0% | 72% | 3 | 41% | 0% | 0% | 1 | 15% | 0% | 0% | 1 | 30% | 0% | 0% | 1 | 52% | 0% | 0% | 2 | 46% | 0% | 0% | 1 | 1% | 0% | 0% | 1 |  | 0% | 0% | 1 | 0.06 | 0% | 0% | 1 | 5% | 0% | 0% | 1 | 0 | 2 | 65% | 4% | 69% | 3 | 36% | 0% | 0% | 1 | 9% | 0% | 0% | 1 | 17% | 0% | 0% | 1 | 45% | 0% | 0% | 1 | 50% | 0% | 0% | 2 | 1% | 0% | 0% | 1 |  | 0% | 0% | 1 | 0.07 | 0% | 0% | 1 | 6% | 0% | 0% | 1 | 0 | 2 | 54% | 11% | 65% | 3 | 40% | 0% | 0% | 1 | 7% | 0% | 0% | 1 | 17% | 0% | 0% | 1 | 51% | 0% | 0% | 2 | 48% | 0% | 0% | 1 | 1% | 0% | 0% | 1
145 | Grand Island | 0 | 0 | 10 | 0% | 0% | 1 | 0.11 | 0% | 0% | 1 | 49% | 0% | 0% | 1 | 0 | 2 | 0% | 0% | 0% | 1 | 0% | 0% | 0% | 1 | 8% | 0% | 0% | 1 | 8% | 0% | 0% | 1 | 8% | 0% | 0% | 1 | 0% | 0% | 0% | 1 | 5% | 0% | 0% | 1 |  | 0% | 0% | 1 | 0.1 | 0% | 0% | 1 | 47% | 0% | 0% | 1 | 0 | 2 | 8% | 0% | 8% | 1 | 8% | 0% | 0% | 1 | 15% | 0% | 0% | 1 | 16% | 0% | 0% | 1 | 22% | 0% | 0% | 1 | 0% | 0% | 0% | 1 | 9% | 0% | 0% | 1 |  | 0% | 0% | 1 | 0.1 | 0% | 0% | 1 | 44% | 0% | 0% | 1 | 0 | 2 | 19% | 0% | 19% | 1 | 10% | 0% | 0% | 1 | 25% | 0% | 0% | 1 | 28% | 0% | 0% | 1 | 34% | 0% | 0% | 1 | 1% | 0% | 0% | 1 | 12% | 0% | 0% | 1 |  | 0% | 0% | 1 | 0.11 | 0% | 0% | 1 | 45% | 0% | 0% | 1 | 0 | 2 | 17% | 0% | 17% | 1 | 12% | 0% | 0% | 1 | 24% | 0% | 0% | 1 | 28% | 0% | 0% | 1 | 36% | 0% | 0% | 1 | 1% | 0% | 0% | 1 | 12% | 0% | 0% | 1
146 | Long Beach | 0 | 0 | 0 | 0% | 0% | 1 | 0.11 | 0% | 0% | 1 | 0% | 0% | 0% | 1 | 0 | 2 | 0% | 0% | 0% | 1 | 0% | 0% | 0% | 1 | 0% | 0% | 0% | 1 | 54% | 0% | 0% | 2 | 54% | 0% | 0% | 2 | 0% | 0% | 0% | 1 | 0% | 0% | 0% | 1 |  | 0% | 0% | 1 | 0.29 | 0% | 0% | 1 | 0% | 0% | 0% | 1 | 0 | 2 | 0% | 0% | 0% | 1 | 0% | 0% | 0% | 1 | 9% | 0% | 0% | 1 | 61% | 0% | 0% | 2 | 61% | 0% | 0% | 2 | 0% | 0% | 0% | 1 | 0% | 0% | 0% | 1 |  | 0% | 0% | 1 | 0.48 | 0% | 0% | 1 | 0% | 0% | 0% | 1 | 0 | 2 | 0% | 0% | 0% | 1 | 0% | 0% | 0% | 1 | 8% | 0% | 0% | 1 | 69% | 0% | 0% | 2 | 69% | 0% | 0% | 2 | 0% | 0% | 0% | 1 | 0% | 0% | 0% | 1 |  | 0% | 0% | 1 | 0.49 | 0% | 0% | 1 | 0% | 0% | 0% | 1 | 0 | 2 | 0% | 0% | 0% | 1 | 0% | 0% | 0% | 1 | 16% | 0% | 0% | 1 | 76% | 0% | 0% | 3 | 76% | 0% | 0% | 3 | 0% | 0% | 0% | 1 | 3% | 0% | 0% | 1
147 | Coyote | 100 | 1000 | 10 | 999.9% | 10.03% | 5 | 0.12 | 49.63% | 0% | 2 | 6% | 103.6% | 5.963% | 4 | 0 | 2 | 90% | 0% | 90% | 5 | 100% | 999% | 10.03% | 5 | 45% | 18.25% | 0% | 1 | 55% | 22.26% | 0% | 2 | 100% | 999% | 10.03% | 5 | 32% | 14.72% | 0% | 1 | 4% | 10.47% | 0% | 1 |  | 55.28% | 0% | 3 | 0.11 | 11.64% | 0% | 1 | 2% | 26.39% | 0% | 2 | 0 | 2 | 88% | 7% | 95% | 5 | 81% | 17.06% | 0% | 3 | 24% | 4.324% | 0% | 1 | 37% | 5.215% | 0% | 1 | 84% | 20.83% | 0% | 3 | 57% | 7.642% | 0% | 2 | 5% | 3.469% | 0% | 1 |  | 10.26% | 0% | 1 | 0.12 | 3.993% | 0% | 1 | 1% | 26.39% | 0% | 2 | 0 | 2 | 62% | 22% | 84% | 5 | 69% | 3.242% | 0% | 2 | 23% | 1.302% | 0% | 1 | 40% | 1.659% | 0% | 1 | 77% | 4.266% | 0% | 3 | 62% | 2.605% | 0% | 2 | 4% | 1.037% | 0% | 1 |  | 7.155% | 0% | 1 | 0.15 | 1.847% | 0% | 1 | 3% | 26.39% | 0% | 2 | 0 | 2 | 45% | 27% | 72% | 4 | 66% | 1.476% | 0% | 2 | 25% | 0.6696% | 0% | 1 | 45% | 0.911% | 0% | 1 | 82% | 2.711% | 0% | 3 | 60% | 1.245% | 0% | 2 | 3% | 0.5181% | 0% | 1
148 | New Sub - Los Banos - Midway (Proposed) | 816 | 8160 | 10 | 24.85% | 0% | 2 | 0.05 | 38.7% | 0% | 2 | 31% | 23.87% | 0% | 2 | 0 | 2 | 1% | 0% | 1% | 1 | 1% | 16.91% | 0% | 1 | 0% | 16.68% | 0% | 1 | 0% | 16.68% | 0% | 1 | 1% | 16.91% | 0% | 1 | 0% | 16.68% | 0% | 1 | 0% | 16.69% | 0% | 1 |  | 9.044% | 0% | 1 | 0.07 | 18.5% | 0% | 1 | 38% | 7.574% | 0% | 1 | 0 | 2 | 0% | 0% | 0% | 1 | 17% | 5.313% | 0% | 1 | 3% | 4.572% | 0% | 1 | 5% | 4.682% | 0% | 1 | 18% | 5.421% | 0% | 1 | 0% | 4.435% | 0% | 1 | 1% | 4.459% | 0% | 1 |  | 5.097% | 0% | 1 | 0.07 | 8.427% | 0% | 1 | 38% | 7.574% | 0% | 1 | 0 | 2 | 6% | 0% | 6% | 1 | 27% | 2.751% | 0% | 1 | 3% | 2.063% | 0% | 1 | 6% | 2.13% | 0% | 1 | 29% | 2.817% | 0% | 1 | 6% | 2.12% | 0% | 1 | 1% | 2.025% | 0% | 1 |  | 3.736% | 0% | 1 | 0.07 | 5.25% | 0% | 1 | 40% | 7.574% | 0% | 1 | 0 | 2 | 8% | 0% | 8% | 1 | 27% | 1.701% | 0% | 1 | 9% | 1.36% | 0% | 1 | 13% | 1.435% | 0% | 1 | 33% | 1.854% | 0% | 1 | 7% | 1.336% | 0% | 1 | 2% | 1.265% | 0% | 1
149 | Vista (SCE) | 300 | 3000 | 10 | 1357% | 89.01% | 5 | 0.27 | 25000% | 203% | 5 | 0% | 0% | 0% | 1 | 0 | 2 | 84% | 0% | 84% | 5 | 1% | 90.31% | 0% | 4 | 93% | 1224% | 88.93% | 5 | 93% | 1240% | 88.94% | 5 | 93% | 1357% | 89.01% | 5 | 43% | 156.8% | 76.01% | 5 | 3% | 92.22% | 0% | 4 |  | 691.2% | 20.38% | 5 | 0.27 | 4000% | 69.61% | 5 | 1% | 4682% | 0% | 4 | 0 | 2 | 85% | 3% | 88% | 5 | 39% | 37.47% | 0% | 2 | 58% | 54.42% | 0% | 3 | 77% | 99.83% | 0% | 4 | 97% | 669.6% | 20.29% | 5 | 31% | 33.16% | 0% | 2 | 4% | 24.04% | 0% | 2 |  | 86.43% | 0% | 4 | 0.27 | 48.27% | 0% | 2 | 2% | 4682% | 0% | 4 | 0 | 2 | 54% | 38% | 92% | 5 | 41% | 11.22% | 0% | 1 | 45% | 12.07% | 0% | 1 | 60% | 16.42% | 0% | 2 | 81% | 35.28% | 0% | 3 | 38% | 10.74% | 0% | 1 | 5% | 6.993% | 0% | 1 |  | 20.8% | 0% | 2 | 0.27 | 14.62% | 0% | 1 | 2% | 4682% | 0% | 4 | 0 | 2 | 56% | 34% | 90% | 5 | 47% | 4.864% | 0% | 1 | 40% | 4.346% | 0% | 1 | 56% | 5.951% | 0% | 2 | 79% | 12.35% | 0% | 3 | 34% | 3.94% | 0% | 1 | 7% | 2.789% | 0% | 1
150 | Fairway | 0 | 0 | 10 | 0% | 0% | 1 | 0.11 | 0% | 0% | 1 | 45% | 0% | 0% | 1 | 0 | 2 | 2% | 0% | 2% | 1 | 0% | 0% | 0% | 1 | 2% | 0% | 0% | 1 | 16% | 0% | 0% | 1 | 16% | 0% | 0% | 1 | 8% | 0% | 0% | 1 | 3% | 0% | 0% | 1 |  | 0% | 0% | 1 | 0.09 | 0% | 0% | 1 | 30% | 0% | 0% | 1 | 0 | 2 | 17% | 0% | 17% | 1 | 8% | 0% | 0% | 1 | 7% | 0% | 0% | 1 | 25% | 0% | 0% | 1 | 30% | 0% | 0% | 1 | 16% | 0% | 0% | 1 | 6% | 0% | 0% | 1 |  | 0% | 0% | 1 | 0.08 | 0% | 0% | 1 | 19% | 0% | 0% | 1 | 0 | 2 | 30% | 2% | 32% | 2 | 17% | 0% | 0% | 1 | 6% | 0% | 0% | 1 | 31% | 0% | 0% | 1 | 38% | 0% | 0% | 1 | 29% | 0% | 0% | 1 | 5% | 0% | 0% | 1 |  | 0% | 0% | 1 | 0.08 | 0% | 0% | 1 | 15% | 0% | 0% | 1 | 0 | 2 | 34% | 11% | 45% | 3 | 23% | 0% | 0% | 1 | 7% | 0% | 0% | 1 | 35% | 0% | 0% | 1 | 46% | 0% | 0% | 1 | 39% | 0% | 0% | 1 | 5% | 0% | 0% | 1
151 | Pisgah | 0 | 0 | 10 | 0% | 0% | 1 | 0.03 | 0% | 0% | 1 | 0% | 0% | 0% | 1 | 0 | 2 | 0% | 0% | 0% | 1 | 61% | 0% | 0% | 2 | 86% | 0% | 0% | 3 | 96% | 0% | 0% | 5 | 100% | 0% | 0% | 5 | 56% | 0% | 0% | 2 | 0% | 0% | 0% | 1 |  | 0% | 0% | 1 | 0.03 | 0% | 0% | 1 | 0% | 0% | 0% | 1 | 0 | 2 | 0% | 0% | 0% | 1 | 53% | 0% | 0% | 2 | 74% | 0% | 0% | 3 | 82% | 0% | 0% | 3 | 87% | 0% | 0% | 3 | 52% | 0% | 0% | 2 | 1% | 0% | 0% | 1 |  | 0% | 0% | 1 | 0.09 | 0% | 0% | 1 | 0% | 0% | 0% | 1 | 0 | 2 | 0% | 0% | 0% | 1 | 26% | 0% | 0% | 1 | 19% | 0% | 0% | 1 | 22% | 0% | 0% | 1 | 35% | 0% | 0% | 1 | 65% | 0% | 0% | 2 | 1% | 0% | 0% | 1 |  | 0% | 0% | 1 | 0.14 | 0% | 0% | 1 | 1% | 0% | 0% | 1 | 0 | 2 | 0% | 0% | 0% | 1 | 29% | 0% | 0% | 1 | 14% | 0% | 0% | 1 | 15% | 0% | 0% | 1 | 34% | 0% | 0% | 1 | 57% | 0% | 0% | 2 | 2% | 0% | 0% | 1
152 | Sloan Canyon | 0 | 0 | 10 | 0% | 0% | 1 | 0 | 0% | 0% | 1 | 0% | 0% | 0% | 1 | 0 | 2 | 0% | 0% | 0% | 1 | 0% | 0% | 0% | 1 | 0% | 0% | 0% | 1 | 0% | 0% | 0% | 1 | 0% | 0% | 0% | 1 | 0% | 0% | 0% | 1 | 0% | 0% | 0% | 1 |  | 0% | 0% | 1 | 0 | 0% | 0% | 1 | 0% | 0% | 0% | 1 | 0 | 2 | 0% | 0% | 0% | 1 | 0% | 0% | 0% | 1 | 0% | 0% | 0% | 1 | 0% | 0% | 0% | 1 | 0% | 0% | 0% | 1 | 0% | 0% | 0% | 1 | 0% | 0% | 0% | 1 |  | 0% | 0% | 1 | 0 | 0% | 0% | 1 | 0% | 0% | 0% | 1 | 0 | 2 | 0% | 0% | 0% | 1 | 0% | 0% | 0% | 1 | 0% | 0% | 0% | 1 | 0% | 0% | 0% | 1 | 0% | 0% | 0% | 1 | 0% | 0% | 0% | 1 | 0% | 0% | 0% | 1 |  | 0% | 0% | 1 | 0 | 0% | 0% | 1 | 0% | 0% | 0% | 1 | 0 | 2 | 0% | 0% | 0% | 1 | 0% | 0% | 0% | 1 | 0% | 0% | 0% | 1 | 0% | 0% | 0% | 1 | 0% | 0% | 0% | 1 | 0% | 0% | 0% | 1 | 0% | 0% | 0% | 1
153 | Templeton | 0 | 0 | 10 | 0% | 0% | 1 | 0.2 | 0% | 0% | 1 | 8% | 0% | 0% | 1 | 0 | 2 | 20% | 0% | 20% | 2 | 1% | 0% | 0% | 1 | 13% | 0% | 0% | 1 | 37% | 0% | 0% | 1 | 37% | 0% | 0% | 1 | 5% | 0% | 0% | 1 | 1% | 0% | 0% | 1 |  | 0% | 0% | 1 | 0.16 | 0% | 0% | 1 | 7% | 0% | 0% | 1 | 0 | 2 | 48% | 3% | 51% | 3 | 15% | 0% | 0% | 1 | 20% | 0% | 0% | 1 | 34% | 0% | 0% | 1 | 40% | 0% | 0% | 1 | 20% | 0% | 0% | 1 | 3% | 0% | 0% | 1 |  | 0% | 0% | 1 | 0.13 | 0% | 0% | 1 | 7% | 0% | 0% | 1 | 0 | 2 | 52% | 8% | 60% | 3 | 23% | 0% | 0% | 1 | 16% | 0% | 0% | 1 | 30% | 0% | 0% | 1 | 43% | 0% | 0% | 1 | 33% | 0% | 0% | 1 | 4% | 0% | 0% | 1 |  | 0% | 0% | 1 | 0.11 | 0% | 0% | 1 | 6% | 0% | 0% | 1 | 0 | 2 | 60% | 9% | 69% | 3 | 27% | 0% | 0% | 1 | 15% | 0% | 0% | 1 | 29% | 0% | 0% | 1 | 46% | 0% | 0% | 1 | 41% | 0% | 0% | 1 | 4% | 0% | 0% | 1
154 | Palomar Energy | 0 | 0 | 10 | 0% | 0% | 1 | 0.39 | 0% | 0% | 1 | 0% | 0% | 0% | 1 | 0 | 2 | 0% | 0% | 0% | 1 | 11% | 0% | 0% | 1 | 91% | 0% | 0% | 4 | 91% | 0% | 0% | 4 | 91% | 0% | 0% | 4 | 0% | 0% | 0% | 1 | 17% | 0% | 0% | 1 |  | 0% | 0% | 1 | 0.3 | 0% | 0% | 1 | 3% | 0% | 0% | 1 | 0 | 2 | 30% | 0% | 30% | 2 | 42% | 0% | 0% | 1 | 24% | 0% | 0% | 1 | 15% | 0% | 0% | 1 | 60% | 0% | 0% | 2 | 11% | 0% | 0% | 1 | 8% | 0% | 0% | 1 |  | 0% | 0% | 1 | 0.37 | 0% | 0% | 1 | 6% | 0% | 0% | 1 | 0 | 2 | 26% | 2% | 28% | 2 | 68% | 0% | 0% | 2 | 29% | 0% | 0% | 1 | 57% | 0% | 0% | 2 | 83% | 0% | 0% | 3 | 5% | 0% | 0% | 1 | 6% | 0% | 0% | 1 |  | 0% | 0% | 1 | 0.37 | 0% | 0% | 1 | 5% | 0% | 0% | 1 | 0 | 2 | 53% | 18% | 71% | 3 | 43% | 0% | 0% | 1 | 18% | 0% | 0% | 1 | 30% | 0% | 0% | 1 | 54% | 0% | 0% | 2 | 10% | 0% | 0% | 1 | 7% | 0% | 0% | 1
155 | Sisquoc | 0 | 0 | 10 | 0% | 0% | 1 | 0.09 | 0% | 0% | 1 | 30% | 0% | 0% | 1 | 0 | 2 | 2% | 0% | 2% | 1 | 2% | 0% | 0% | 1 | 16% | 0% | 0% | 1 | 31% | 0% | 0% | 1 | 31% | 0% | 0% | 1 | 8% | 0% | 0% | 1 | 6% | 0% | 0% | 1 |  | 0% | 0% | 1 | 0.07 | 0% | 0% | 1 | 17% | 0% | 0% | 1 | 0 | 2 | 22% | 1% | 23% | 2 | 20% | 0% | 0% | 1 | 9% | 0% | 0% | 1 | 36% | 0% | 0% | 1 | 45% | 0% | 0% | 1 | 27% | 0% | 0% | 1 | 4% | 0% | 0% | 1 |  | 0% | 0% | 1 | 0.07 | 0% | 0% | 1 | 15% | 0% | 0% | 1 | 0 | 2 | 36% | 7% | 43% | 2 | 28% | 0% | 0% | 1 | 5% | 0% | 0% | 1 | 34% | 0% | 0% | 1 | 49% | 0% | 0% | 1 | 38% | 0% | 0% | 1 | 4% | 0% | 0% | 1 |  | 0% | 0% | 1 | 0.07 | 0% | 0% | 1 | 14% | 0% | 0% | 1 | 0 | 2 | 35% | 12% | 47% | 3 | 24% | 0% | 0% | 1 | 5% | 0% | 0% | 1 | 33% | 0% | 0% | 1 | 45% | 0% | 0% | 1 | 38% | 0% | 0% | 1 | 5% | 0% | 0% | 1
156 | Alberhill | 735 | 7350 | 10 | 282.5% | 52.1% | 5 | 0.34 | 1165% | 197.6% | 5 | 0% | 1513% | 52756% | 5 | 0 | 2 | 74% | 0% | 74% | 3 | 42% | 107.3% | 10.26% | 5 | 27% | 85.87% | 0% | 4 | 42% | 107.9% | 10.94% | 5 | 71% | 219.8% | 47.85% | 5 | 27% | 86.41% | 0% | 4 | 9% | 69.25% | 0% | 3 |  | 123.1% | 5.618% | 4 | 0.27 | 193.1% | 38.5% | 5 | 0% | 314.5% | 52756% | 5 | 0 | 2 | 59% | 24% | 83% | 5 | 36% | 37.76% | 0% | 2 | 25% | 32.04% | 0% | 2 | 46% | 44.45% | 0% | 2 | 71% | 84.32% | 0% | 4 | 31% | 34.81% | 0% | 2 | 10% | 26.75% | 0% | 2 |  | 70.78% | 0% | 3 | 0.27 | 81.55% | 0% | 3 | 0% | 314.5% | 52756% | 5 | 0 | 2 | 41% | 46% | 87% | 5 | 31% | 18.84% | 0% | 1 | 36% | 20.52% | 0% | 2 | 48% | 25.07% | 0% | 2 | 74% | 50.28% | 0% | 3 | 33% | 19.4% | 0% | 1 | 8% | 14.11% | 0% | 1 |  | 31.93% | 0% | 2 | 0.27 | 76.21% | 0% | 2 | 2% | 314.5% | 52756% | 5 | 0 | 2 | 46% | 42% | 88% | 5 | 29% | 9.594% | 0% | 1 | 42% | 11.71% | 0% | 1 | 55% | 15.2% | 0% | 2 | 72% | 24.52% | 0% | 3 | 28% | 9.358% | 0% | 1 | 6% | 7.24% | 0% | 1
157 | Sanger | 0 | 0 | 10 | 0% | 0% | 1 | 0.25 | 0% | 0% | 1 | 58% | 0% | 0% | 2 | 0 | 2 | 2% | 0% | 2% | 1 | 0% | 0% | 0% | 1 | 0% | 0% | 0% | 1 | 0% | 0% | 0% | 1 | 0% | 0% | 0% | 1 | 0% | 0% | 0% | 1 | 1% | 0% | 0% | 1 |  | 0% | 0% | 1 | 0.25 | 0% | 0% | 1 | 58% | 0% | 0% | 2 | 0 | 2 | 13% | 0% | 13% | 1 | 11% | 0% | 0% | 1 | 14% | 0% | 0% | 1 | 18% | 0% | 0% | 1 | 20% | 0% | 0% | 1 | 3% | 0% | 0% | 1 | 6% | 0% | 0% | 1 |  | 0% | 0% | 1 | 0.23 | 0% | 0% | 1 | 52% | 0% | 0% | 2 | 0 | 2 | 20% | 0% | 20% | 2 | 26% | 0% | 0% | 1 | 16% | 0% | 0% | 1 | 18% | 0% | 0% | 1 | 32% | 0% | 0% | 1 | 14% | 0% | 0% | 1 | 7% | 0% | 0% | 1 |  | 0% | 0% | 1 | 0.21 | 0% | 0% | 1 | 44% | 0% | 0% | 1 | 0 | 2 | 22% | 0% | 22% | 2 | 30% | 0% | 0% | 1 | 16% | 0% | 0% | 1 | 19% | 0% | 0% | 1 | 36% | 0% | 0% | 1 | 18% | 0% | 0% | 1 | 6% | 0% | 0% | 1
158 | Lammers | 0 | 0 | 10 | 0% | 0% | 1 | 0.34 | 0% | 0% | 1 | 21% | 0% | 0% | 1 | 0 | 2 | 64% | 0% | 64% | 3 | 50% | 0% | 0% | 2 | 72% | 0% | 0% | 3 | 62% | 0% | 0% | 2 | 72% | 0% | 0% | 3 | 30% | 0% | 0% | 1 | 2% | 0% | 0% | 1 |  | 0% | 0% | 1 | 0.2 | 0% | 0% | 1 | 38% | 0% | 0% | 1 | 0 | 2 | 47% | 3% | 50% | 3 | 59% | 0% | 0% | 2 | 38% | 0% | 0% | 1 | 38% | 0% | 0% | 1 | 64% | 0% | 0% | 2 | 25% | 0% | 0% | 1 | 4% | 0% | 0% | 1 |  | 0% | 0% | 1 | 0.15 | 0% | 0% | 1 | 42% | 0% | 0% | 1 | 0 | 2 | 39% | 8% | 47% | 2 | 54% | 0% | 0% | 2 | 35% | 0% | 0% | 1 | 36% | 0% | 0% | 1 | 62% | 0% | 0% | 2 | 25% | 0% | 0% | 1 | 5% | 0% | 0% | 1 |  | 0% | 0% | 1 | 0.13 | 0% | 0% | 1 | 43% | 0% | 0% | 1 | 0 | 2 | 34% | 11% | 45% | 3 | 53% | 0% | 0% | 2 | 31% | 0% | 0% | 1 | 34% | 0% | 0% | 1 | 62% | 0% | 0% | 2 | 27% | 0% | 0% | 1 | 5% | 0% | 0% | 1
159 | Chevmain | 0 | 0 | 10 | 0% | 0% | 1 | 0.26 | 0% | 0% | 1 | 0% | 0% | 0% | 1 | 0 | 2 | 0% | 0% | 0% | 1 | 0% | 0% | 0% | 1 | 0% | 0% | 0% | 1 | 29% | 0% | 0% | 1 | 29% | 0% | 0% | 1 | 0% | 0% | 0% | 1 | 0% | 0% | 0% | 1 |  | 0% | 0% | 1 | 0.26 | 0% | 0% | 1 | 0% | 0% | 0% | 1 | 0 | 2 | 0% | 0% | 0% | 1 | 4% | 0% | 0% | 1 | 39% | 0% | 0% | 1 | 68% | 0% | 0% | 2 | 72% | 0% | 0% | 3 | 0% | 0% | 0% | 1 | 0% | 0% | 0% | 1 |  | 0% | 0% | 1 | 0.2 | 0% | 0% | 1 | 0% | 0% | 0% | 1 | 0 | 2 | 2% | 11% | 13% | 3 | 1% | 0% | 0% | 1 | 3% | 0% | 0% | 1 | 62% | 0% | 0% | 2 | 63% | 0% | 0% | 2 | 2% | 0% | 0% | 1 | 3% | 0% | 0% | 1 |  | 0% | 0% | 1 | 0.26 | 0% | 0% | 1 | 0% | 0% | 0% | 1 | 0 | 2 | 3% | 35% | 38% | 5 | 13% | 0% | 0% | 1 | 18% | 0% | 0% | 1 | 49% | 0% | 0% | 1 | 57% | 0% | 0% | 2 | 4% | 0% | 0% | 1 | 7% | 0% | 0% | 1
160 | Telegraph Canyon | 0 | 0 | 10 | 0% | 0% | 1 | 0.53 | 0% | 0% | 1 | 0% | 0% | 0% | 1 | 0 | 2 | 75% | 0% | 75% | 5 | 0% | 0% | 0% | 1 | 100% | 0% | 0% | 5 | 100% | 0% | 0% | 5 | 100% | 0% | 0% | 5 | 5% | 0% | 0% | 1 | 12% | 0% | 0% | 1 |  | 0% | 0% | 1 | 0.18 | 0% | 0% | 1 | 0% | 0% | 0% | 1 | 0 | 2 | 55% | 0% | 55% | 3 | 7% | 0% | 0% | 1 | 81% | 0% | 0% | 3 | 94% | 0% | 0% | 4 | 97% | 0% | 0% | 5 | 31% | 0% | 0% | 1 | 8% | 0% | 0% | 1 |  | 0% | 0% | 1 | 0.21 | 0% | 0% | 1 | 0% | 0% | 0% | 1 | 0 | 2 | 38% | 30% | 68% | 5 | 23% | 0% | 0% | 1 | 65% | 0% | 0% | 2 | 90% | 0% | 0% | 4 | 93% | 0% | 0% | 4 | 29% | 0% | 0% | 1 | 6% | 0% | 0% | 1 |  | 0% | 0% | 1 | 0.21 | 0% | 0% | 1 | 0% | 0% | 0% | 1 | 0 | 2 | 31% | 53% | 84% | 5 | 24% | 0% | 0% | 1 | 57% | 0% | 0% | 2 | 82% | 0% | 0% | 3 | 88% | 0% | 0% | 3 | 32% | 0% | 0% | 1 | 4% | 0% | 0% | 1
161 | Grant | 0 | 0 | 10 | 0% | 0% | 1 | 0.41 | 0% | 0% | 1 | 0% | 0% | 0% | 1 | 0 | 2 | 0% | 0% | 0% | 1 | 0% | 0% | 0% | 1 | 0% | 0% | 0% | 1 | 44% | 0% | 0% | 1 | 44% | 0% | 0% | 1 | 0% | 0% | 0% | 1 | 13% | 0% | 0% | 1 |  | 0% | 0% | 1 | 0.81 | 0% | 0% | 1 | 0% | 0% | 0% | 1 | 0 | 2 | 59% | 0% | 59% | 3 | 65% | 0% | 0% | 2 | 27% | 0% | 0% | 1 | 65% | 0% | 0% | 2 | 89% | 0% | 0% | 3 | 33% | 0% | 0% | 1 | 8% | 0% | 0% | 1 |  | 0% | 0% | 1 | 0.3 | 0% | 0% | 1 | 0% | 0% | 0% | 1 | 0 | 2 | 64% | 0% | 64% | 3 | 60% | 0% | 0% | 2 | 22% | 0% | 0% | 1 | 61% | 0% | 0% | 2 | 85% | 0% | 0% | 3 | 39% | 0% | 0% | 1 | 7% | 0% | 0% | 1 |  | 0% | 0% | 1 | 0.38 | 0% | 0% | 1 | 0% | 0% | 0% | 1 | 0 | 2 | 66% | 0% | 66% | 3 | 53% | 0% | 0% | 2 | 37% | 0% | 0% | 1 | 66% | 0% | 0% | 2 | 82% | 0% | 0% | 3 | 36% | 0% | 0% | 1 | 7% | 0% | 0% | 1
162 | East Marysville | 0 | 0 | 10 | 0% | 0% | 1 | 0.15 | 0% | 0% | 1 | 62% | 0% | 0% | 2 | 0 | 2 | 0% | 0% | 0% | 1 | 41% | 0% | 0% | 1 | 0% | 0% | 0% | 1 | 0% | 0% | 0% | 1 | 41% | 0% | 0% | 1 | 0% | 0% | 0% | 1 | 10% | 0% | 0% | 1 |  | 0% | 0% | 1 | 0.15 | 0% | 0% | 1 | 46% | 0% | 0% | 1 | 0 | 2 | 3% | 0% | 3% | 1 | 43% | 0% | 0% | 1 | 7% | 0% | 0% | 1 | 19% | 0% | 0% | 1 | 57% | 0% | 0% | 2 | 3% | 0% | 0% | 1 | 11% | 0% | 0% | 1 |  | 0% | 0% | 1 | 0.15 | 0% | 0% | 1 | 40% | 0% | 0% | 1 | 0 | 2 | 21% | 0% | 21% | 2 | 53% | 0% | 0% | 2 | 7% | 0% | 0% | 1 | 23% | 0% | 0% | 1 | 70% | 0% | 0% | 3 | 9% | 0% | 0% | 1 | 11% | 0% | 0% | 1 |  | 0% | 0% | 1 | 0.13 | 0% | 0% | 1 | 38% | 0% | 0% | 1 | 0 | 2 | 29% | 0% | 29% | 2 | 58% | 0% | 0% | 2 | 9% | 0% | 0% | 1 | 29% | 0% | 0% | 1 | 75% | 0% | 0% | 3 | 12% | 0% | 0% | 1 | 10% | 0% | 0% | 1
163 | Caribou 2 | 0 | 0 | 0 | 0% | 0% | 1 | 0.02 | 0% | 0% | 1 | 0% | 0% | 0% | 1 | 0 | 2 | 68% | 23% | 91% | 5 | 10% | 0% | 0% | 1 | 20% | 0% | 0% | 1 | 40% | 0% | 0% | 1 | 46% | 0% | 0% | 1 | 46% | 0% | 0% | 1 | 6% | 0% | 0% | 1 |  | 0% | 0% | 1 | 0.04 | 0% | 0% | 1 | 0% | 0% | 0% | 1 | 0 | 2 | 58% | 25% | 83% | 5 | 8% | 0% | 0% | 1 | 46% | 0% | 0% | 1 | 42% | 0% | 0% | 1 | 65% | 0% | 0% | 2 | 31% | 0% | 0% | 1 | 5% | 0% | 0% | 1 |  | 0% | 0% | 1 | 0.13 | 0% | 0% | 1 | 0% | 0% | 0% | 1 | 0 | 2 | 52% | 25% | 77% | 5 | 15% | 0% | 0% | 1 | 46% | 0% | 0% | 1 | 40% | 0% | 0% | 1 | 60% | 0% | 0% | 2 | 30% | 0% | 0% | 1 | 9% | 0% | 0% | 1 |  | 0% | 0% | 1 | 0.09 | 0% | 0% | 1 | 0% | 0% | 0% | 1 | 0 | 2 | 52% | 22% | 74% | 4 | 20% | 0% | 0% | 1 | 38% | 0% | 0% | 1 | 34% | 0% | 0% | 1 | 54% | 0% | 0% | 2 | 29% | 0% | 0% | 1 | 9% | 0% | 0% | 1
164 | Dixon Landing | 0 | 0 | 10 | 0% | 0% | 1 | 0.07 | 0% | 0% | 1 | 0% | 0% | 0% | 1 | 0 | 2 | 92% | 0% | 92% | 5 | 20% | 0% | 0% | 1 | 67% | 0% | 0% | 2 | 79% | 0% | 0% | 3 | 79% | 0% | 0% | 3 | 57% | 0% | 0% | 2 | 11% | 0% | 0% | 1 |  | 0% | 0% | 1 | 0.06 | 0% | 0% | 1 | 0% | 0% | 0% | 1 | 0 | 2 | 97% | 0% | 97% | 5 | 59% | 0% | 0% | 2 | 44% | 0% | 0% | 1 | 52% | 0% | 0% | 2 | 66% | 0% | 0% | 2 | 63% | 0% | 0% | 2 | 8% | 0% | 0% | 1 |  | 0% | 0% | 1 | 0.07 | 0% | 0% | 1 | 0% | 0% | 0% | 1 | 0 | 2 | 93% | 4% | 97% | 5 | 61% | 0% | 0% | 2 | 38% | 0% | 0% | 1 | 46% | 0% | 0% | 1 | 71% | 0% | 0% | 3 | 70% | 0% | 0% | 3 | 7% | 0% | 0% | 1 |  | 0% | 0% | 1 | 0.16 | 0% | 0% | 1 | 0% | 0% | 0% | 1 | 0 | 2 | 79% | 10% | 89% | 5 | 67% | 0% | 0% | 2 | 41% | 0% | 0% | 1 | 51% | 0% | 0% | 2 | 83% | 0% | 0% | 3 | 66% | 0% | 0% | 2 | 6% | 0% | 0% | 1
165 | New Sub - Gates - Templeton (Proposed) | 600 | 6000 | 10 | 62.81% | 0% | 3 | 0.06 | 29.13% | 0% | 2 | 12% | 58.56% | 0% | 3 | 0 | 2 | 32% | 0% | 32% | 2 | 59% | 36.22% | 0% | 2 | 0% | 14.73% | 0% | 1 | 3% | 15.23% | 0% | 1 | 60% | 37.24% | 0% | 2 | 34% | 22.26% | 0% | 2 | 0% | 14.8% | 0% | 1 |  | 29.84% | 0% | 2 | 0.06 | 11.85% | 0% | 1 | 25% | 29.33% | 0% | 2 | 0 | 2 | 33% | 0% | 33% | 2 | 55% | 9.769% | 0% | 2 | 5% | 4.608% | 0% | 1 | 19% | 5.421% | 0% | 1 | 65% | 12.39% | 0% | 2 | 31% | 6.327% | 0% | 1 | 1% | 4.402% | 0% | 1 |  | 17.42% | 0% | 1 | 0.07 | 6.115% | 0% | 1 | 31% | 29.33% | 0% | 2 | 0 | 2 | 28% | 5% | 33% | 2 | 45% | 3.537% | 0% | 1 | 6% | 2.082% | 0% | 1 | 26% | 2.638% | 0% | 1 | 59% | 4.694% | 0% | 2 | 29% | 2.761% | 0% | 1 | 1% | 1.962% | 0% | 1 |  | 6.621% | 0% | 1 | 0.06 | 3.081% | 0% | 1 | 29% | 29.33% | 0% | 2 | 0 | 2 | 29% | 8% | 37% | 2 | 40% | 1.85% | 0% | 1 | 5% | 1.166% | 0% | 1 | 22% | 1.411% | 0% | 1 | 52% | 2.292% | 0% | 2 | 29% | 1.569% | 0% | 1 | 1% | 1.117% | 0% | 1
166 | Westley | 0 | 0 | 10 | 0% | 0% | 1 | 0.1 | 0% | 0% | 1 | 53% | 0% | 0% | 2 | 0 | 2 | 47% | 4% | 51% | 3 | 87% | 0% | 0% | 3 | 17% | 0% | 0% | 1 | 26% | 0% | 0% | 1 | 89% | 0% | 0% | 3 | 34% | 0% | 0% | 1 | 1% | 0% | 0% | 1 |  | 0% | 0% | 1 | 0.1 | 0% | 0% | 1 | 48% | 0% | 0% | 1 | 0 | 2 | 39% | 10% | 49% | 3 | 77% | 0% | 0% | 3 | 17% | 0% | 0% | 1 | 25% | 0% | 0% | 1 | 80% | 0% | 0% | 3 | 36% | 0% | 0% | 1 | 3% | 0% | 0% | 1 |  | 0% | 0% | 1 | 0.11 | 0% | 0% | 1 | 47% | 0% | 0% | 1 | 0 | 2 | 31% | 12% | 43% | 3 | 62% | 0% | 0% | 2 | 17% | 0% | 0% | 1 | 23% | 0% | 0% | 1 | 67% | 0% | 0% | 2 | 35% | 0% | 0% | 1 | 3% | 0% | 0% | 1 |  | 0% | 0% | 1 | 0.13 | 0% | 0% | 1 | 44% | 0% | 0% | 1 | 0 | 2 | 27% | 17% | 44% | 3 | 55% | 0% | 0% | 2 | 20% | 0% | 0% | 1 | 25% | 0% | 0% | 1 | 61% | 0% | 0% | 2 | 36% | 0% | 0% | 1 | 3% | 0% | 0% | 1
167 | Antelope | 1450 | 14500 | 10 | 77.52% | 0% | 3 | 0.65 | 999% | 803.3% | 5 | 1% | 0% | 0% | 1 | 0 | 2 | 40% | 8% | 48% | 2 | 0% | 49.39% | 0% | 2 | 29% | 69.53% | 0% | 3 | 17% | 59.63% | 0% | 3 | 29% | 70.02% | 0% | 3 | 10% | 55.13% | 0% | 3 | 2% | 50.25% | 0% | 3 |  | 29.21% | 0% | 2 | 0.58 | 262.9% | 35.27% | 5 | 1% | 0% | 0% | 1 | 0 | 2 | 17% | 15% | 32% | 3 | 2% | 13.31% | 0% | 1 | 33% | 19.5% | 0% | 1 | 34% | 19.89% | 0% | 1 | 42% | 22.38% | 0% | 2 | 20% | 16.28% | 0% | 1 | 3% | 13.51% | 0% | 1 |  | 15.85% | 0% | 1 | 0.5 | 88.16% | 0% | 3 | 2% | 0% | 0% | 1 | 0 | 2 | 17% | 15% | 32% | 3 | 11% | 7.733% | 0% | 1 | 28% | 9.539% | 0% | 1 | 23% | 8.86% | 0% | 1 | 43% | 12.11% | 0% | 1 | 20% | 8.594% | 0% | 1 | 4% | 7.163% | 0% | 1 |  | 9.24% | 0% | 1 | 0.44 | 41.42% | 0% | 2 | 4% | 0% | 0% | 1 | 0 | 2 | 15% | 13% | 28% | 3 | 12% | 4.315% | 0% | 1 | 29% | 5.318% | 0% | 1 | 19% | 4.679% | 0% | 1 | 43% | 6.675% | 0% | 1 | 21% | 4.813% | 0% | 1 | 3% | 3.917% | 0% | 1
168 | Atwater | 0 | 0 | 10 | 0% | 0% | 1 | 0.24 | 0% | 0% | 1 | 62% | 0% | 0% | 2 | 0 | 2 | 0% | 0% | 0% | 1 | 30% | 0% | 0% | 1 | 15% | 0% | 0% | 1 | 15% | 0% | 0% | 1 | 43% | 0% | 0% | 1 | 0% | 0% | 0% | 1 | 5% | 0% | 0% | 1 |  | 0% | 0% | 1 | 0.14 | 0% | 0% | 1 | 45% | 0% | 0% | 1 | 0 | 2 | 13% | 0% | 13% | 1 | 36% | 0% | 0% | 1 | 21% | 0% | 0% | 1 | 27% | 0% | 0% | 1 | 51% | 0% | 0% | 2 | 2% | 0% | 0% | 1 | 9% | 0% | 0% | 1 |  | 0% | 0% | 1 | 0.11 | 0% | 0% | 1 | 38% | 0% | 0% | 1 | 0 | 2 | 13% | 0% | 13% | 1 | 32% | 0% | 0% | 1 | 27% | 0% | 0% | 1 | 35% | 0% | 0% | 1 | 49% | 0% | 0% | 1 | 5% | 0% | 0% | 1 | 10% | 0% | 0% | 1 |  | 0% | 0% | 1 | 0.1 | 0% | 0% | 1 | 39% | 0% | 0% | 1 | 0 | 2 | 18% | 0% | 18% | 1 | 38% | 0% | 0% | 1 | 31% | 0% | 0% | 1 | 37% | 0% | 0% | 1 | 53% | 0% | 0% | 2 | 10% | 0% | 0% | 1 | 11% | 0% | 0% | 1
169 | Pine Flat | 0 | 0 | 10 | 0% | 0% | 1 | 0.06 | 0% | 0% | 1 | 0% | 0% | 0% | 1 | 0 | 2 | 67% | 0% | 67% | 3 | 94% | 0% | 0% | 4 | 37% | 0% | 0% | 1 | 38% | 0% | 0% | 1 | 98% | 0% | 0% | 5 | 84% | 0% | 0% | 3 | 6% | 0% | 0% | 1 |  | 0% | 0% | 1 | 0.08 | 0% | 0% | 1 | 4% | 0% | 0% | 1 | 0 | 2 | 73% | 2% | 75% | 5 | 80% | 0% | 0% | 3 | 24% | 0% | 0% | 1 | 30% | 0% | 0% | 1 | 86% | 0% | 0% | 3 | 72% | 0% | 0% | 3 | 6% | 0% | 0% | 1 |  | 0% | 0% | 1 | 0.15 | 0% | 0% | 1 | 11% | 0% | 0% | 1 | 0 | 2 | 60% | 1% | 61% | 3 | 61% | 0% | 0% | 2 | 30% | 0% | 0% | 1 | 37% | 0% | 0% | 1 | 77% | 0% | 0% | 3 | 51% | 0% | 0% | 2 | 7% | 0% | 0% | 1 |  | 0% | 0% | 1 | 0.19 | 0% | 0% | 1 | 15% | 0% | 0% | 1 | 0 | 2 | 55% | 2% | 57% | 3 | 48% | 0% | 0% | 1 | 29% | 0% | 0% | 1 | 34% | 0% | 0% | 1 | 70% | 0% | 0% | 3 | 44% | 0% | 0% | 1 | 6% | 0% | 0% | 1
170 | Murray | 0 | 0 | 10 | 0% | 0% | 1 | 0.26 | 0% | 0% | 1 | 0% | 0% | 0% | 1 | 0 | 2 | 99% | 0% | 99% | 5 | 99% | 0% | 0% | 5 | 98% | 0% | 0% | 5 | 0% | 0% | 0% | 1 | 100% | 0% | 0% | 5 | 7% | 0% | 0% | 1 | 6% | 0% | 0% | 1 |  | 0% | 0% | 1 | 0.32 | 0% | 0% | 1 | 0% | 0% | 0% | 1 | 0 | 2 | 71% | 16% | 87% | 5 | 69% | 0% | 0% | 2 | 82% | 0% | 0% | 3 | 60% | 0% | 0% | 2 | 99% | 0% | 0% | 5 | 29% | 0% | 0% | 1 | 6% | 0% | 0% | 1 |  | 0% | 0% | 1 | 0.24 | 0% | 0% | 1 | 0% | 0% | 0% | 1 | 0 | 2 | 30% | 55% | 85% | 5 | 46% | 0% | 0% | 1 | 53% | 0% | 0% | 2 | 78% | 0% | 0% | 3 | 93% | 0% | 0% | 4 | 23% | 0% | 0% | 1 | 4% | 0% | 0% | 1 |  | 0% | 0% | 1 | 0.21 | 0% | 0% | 1 | 0% | 0% | 0% | 1 | 0 | 2 | 27% | 62% | 89% | 5 | 37% | 0% | 0% | 1 | 44% | 0% | 0% | 1 | 70% | 0% | 0% | 3 | 83% | 0% | 0% | 3 | 34% | 0% | 0% | 1 | 4% | 0% | 0% | 1
171 | Lathrop | 0 | 0 | 0 | 0% | 0% | 1 | 0 | 0% | 0% | 1 | 0% | 0% | 0% | 1 | 0 | 2 | 0% | 0% | 0% | 1 | 0% | 0% | 0% | 1 | 0% | 0% | 0% | 1 | 0% | 0% | 0% | 1 | 0% | 0% | 0% | 1 | 0% | 0% | 0% | 1 | 0% | 0% | 0% | 1 |  | 0% | 0% | 1 | 0 | 0% | 0% | 1 | 0% | 0% | 0% | 1 | 0 | 2 | 0% | 0% | 0% | 1 | 0% | 0% | 0% | 1 | 0% | 0% | 0% | 1 | 0% | 0% | 0% | 1 | 0% | 0% | 0% | 1 | 0% | 0% | 0% | 1 | 0% | 0% | 0% | 1 |  | 0% | 0% | 1 | 0 | 0% | 0% | 1 | 0% | 0% | 0% | 1 | 0 | 2 | 0% | 0% | 0% | 1 | 0% | 0% | 0% | 1 | 0% | 0% | 0% | 1 | 0% | 0% | 0% | 1 | 0% | 0% | 0% | 1 | 0% | 0% | 0% | 1 | 0% | 0% | 0% | 1 |  | 0% | 0% | 1 | 0.01 | 0% | 0% | 1 | 0% | 0% | 0% | 1 | 0 | 2 | 0% | 0% | 0% | 1 | 0% | 0% | 0% | 1 | 0% | 0% | 0% | 1 | 0% | 0% | 0% | 1 | 0% | 0% | 0% | 1 | 1% | 0% | 0% | 1 | 0% | 0% | 0% | 1
172 | Semitropic | 0 | 0 | 10 | 0% | 0% | 1 | 0.09 | 0% | 0% | 1 | 62% | 0% | 0% | 2 | 0 | 2 | 0% | 0% | 0% | 1 | 9% | 0% | 0% | 1 | 0% | 0% | 0% | 1 | 15% | 0% | 0% | 1 | 24% | 0% | 0% | 1 | 0% | 0% | 0% | 1 | 1% | 0% | 0% | 1 |  | 0% | 0% | 1 | 0.09 | 0% | 0% | 1 | 60% | 0% | 0% | 2 | 0 | 2 | 3% | 0% | 3% | 1 | 23% | 0% | 0% | 1 | 3% | 0% | 0% | 1 | 32% | 0% | 0% | 1 | 51% | 0% | 0% | 2 | 0% | 0% | 0% | 1 | 6% | 0% | 0% | 1 |  | 0% | 0% | 1 | 0.09 | 0% | 0% | 1 | 61% | 0% | 0% | 2 | 0 | 2 | 8% | 0% | 8% | 1 | 25% | 0% | 0% | 1 | 8% | 0% | 0% | 1 | 35% | 0% | 0% | 1 | 50% | 0% | 0% | 2 | 1% | 0% | 0% | 1 | 5% | 0% | 0% | 1 |  | 0% | 0% | 1 | 0.09 | 0% | 0% | 1 | 59% | 0% | 0% | 2 | 0 | 2 | 13% | 0% | 13% | 1 | 28% | 0% | 0% | 1 | 9% | 0% | 0% | 1 | 32% | 0% | 0% | 1 | 51% | 0% | 0% | 2 | 1% | 0% | 0% | 1 | 5% | 0% | 0% | 1
173 | Hopland | 0 | 0 | 10 | 0% | 0% | 1 | 0.1 | 0% | 0% | 1 | 11% | 0% | 0% | 1 | 0 | 2 | 35% | 51% | 86% | 5 | 79% | 0% | 0% | 3 | 44% | 0% | 0% | 1 | 54% | 0% | 0% | 2 | 86% | 0% | 0% | 3 | 32% | 0% | 0% | 1 | 2% | 0% | 0% | 1 |  | 0% | 0% | 1 | 0.09 | 0% | 0% | 1 | 6% | 0% | 0% | 1 | 0 | 2 | 44% | 49% | 93% | 5 | 71% | 0% | 0% | 3 | 28% | 0% | 0% | 1 | 41% | 0% | 0% | 1 | 78% | 0% | 0% | 3 | 43% | 0% | 0% | 1 | 2% | 0% | 0% | 1 |  | 0% | 0% | 1 | 0.1 | 0% | 0% | 1 | 6% | 0% | 0% | 1 | 0 | 2 | 48% | 42% | 90% | 5 | 55% | 0% | 0% | 2 | 32% | 0% | 0% | 1 | 45% | 0% | 0% | 1 | 77% | 0% | 0% | 3 | 44% | 0% | 0% | 1 | 1% | 0% | 0% | 1 |  | 0% | 0% | 1 | 0.09 | 0% | 0% | 1 | 6% | 0% | 0% | 1 | 0 | 2 | 47% | 31% | 78% | 5 | 47% | 0% | 0% | 1 | 32% | 0% | 0% | 1 | 47% | 0% | 0% | 1 | 73% | 0% | 0% | 3 | 43% | 0% | 0% | 1 | 2% | 0% | 0% | 1
174 | Point Loma | 0 | 0 | 10 | 0% | 0% | 1 | 0.34 | 0% | 0% | 1 | 0% | 0% | 0% | 1 | 0 | 2 | 0% | 0% | 0% | 1 | 1% | 0% | 0% | 1 | 17% | 0% | 0% | 1 | 78% | 0% | 0% | 3 | 78% | 0% | 0% | 3 | 0% | 0% | 0% | 1 | 1% | 0% | 0% | 1 |  | 0% | 0% | 1 | 0.21 | 0% | 0% | 1 | 0% | 0% | 0% | 1 | 0 | 2 | 0% | 0% | 0% | 1 | 1% | 0% | 0% | 1 | 17% | 0% | 0% | 1 | 79% | 0% | 0% | 3 | 79% | 0% | 0% | 3 | 0% | 0% | 0% | 1 | 1% | 0% | 0% | 1 |  | 0% | 0% | 1 | 0.21 | 0% | 0% | 1 | 0% | 0% | 0% | 1 | 0 | 2 | 12% | 0% | 12% | 1 | 13% | 0% | 0% | 1 | 27% | 0% | 0% | 1 | 70% | 0% | 0% | 3 | 82% | 0% | 0% | 3 | 1% | 0% | 0% | 1 | 2% | 0% | 0% | 1 |  | 0% | 0% | 1 | 0.21 | 0% | 0% | 1 | 0% | 0% | 0% | 1 | 0 | 2 | 33% | 4% | 37% | 2 | 15% | 0% | 0% | 1 | 61% | 0% | 0% | 2 | 76% | 0% | 0% | 3 | 90% | 0% | 0% | 4 | 15% | 0% | 0% | 1 | 5% | 0% | 0% | 1
175 | Whirlwind | 2835 | 28350 | 10 | 107.1% | 14.5% | 5 | 0.35 | 8859% | 241.1% | 5 | 1% | 458.5% | 554.3% | 5 | 0 | 2 | 0% | 0% | 0% | 1 | 15% | 84.48% | 0% | 4 | 13% | 83.01% | 0% | 4 | 13% | 83.01% | 0% | 4 | 29% | 101% | 2.591% | 4 | 6% | 77.01% | 0% | 4 | 1% | 72.46% | 0% | 3 |  | 49.9% | 0% | 2 | 0.39 | 218.3% | 34.53% | 5 | 2% | 0% | 0% | 1 | 0 | 2 | 9% | 0% | 9% | 1 | 23% | 24.72% | 0% | 2 | 39% | 31.42% | 0% | 2 | 22% | 24.63% | 0% | 2 | 55% | 42.54% | 0% | 2 | 19% | 23.63% | 0% | 2 | 0% | 19.2% | 0% | 1 |  | 28.05% | 0% | 2 | 0.38 | 105.7% | 1.814% | 3 | 2% | 0% | 0% | 1 | 0 | 2 | 17% | 5% | 22% | 2 | 23% | 13.53% | 0% | 1 | 37% | 16.47% | 0% | 1 | 28% | 14.31% | 0% | 1 | 56% | 23.75% | 0% | 2 | 23% | 13.41% | 0% | 1 | 2% | 10.53% | 0% | 1 |  | 21.58% | 0% | 2 | 0.38 | 58.48% | 0% | 2 | 2% | 0% | 0% | 1 | 0 | 2 | 22% | 12% | 34% | 3 | 25% | 9.728% | 0% | 1 | 35% | 11.26% | 0% | 1 | 33% | 10.89% | 0% | 1 | 58% | 17.46% | 0% | 2 | 25% | 9.697% | 0% | 1 | 3% | 7.468% | 0% | 1
176 | Gould | 0 | 0 | 10 | 0% | 0% | 1 | 0 | 0% | 0% | 1 | 0% | 0% | 0% | 1 | 0 | 2 | 0% | 0% | 0% | 1 | 0% | 0% | 0% | 1 | 0% | 0% | 0% | 1 | 0% | 0% | 0% | 1 | 0% | 0% | 0% | 1 | 0% | 0% | 0% | 1 | 0% | 0% | 0% | 1 |  | 0% | 0% | 1 | 0.14 | 0% | 0% | 1 | 0% | 0% | 0% | 1 | 0 | 2 | 24% | 10% | 34% | 3 | 0% | 0% | 0% | 1 | 0% | 0% | 0% | 1 | 4% | 0% | 0% | 1 | 4% | 0% | 0% | 1 | 22% | 0% | 0% | 1 | 24% | 0% | 0% | 1 |  | 0% | 0% | 1 | 0.11 | 0% | 0% | 1 | 2% | 0% | 0% | 1 | 0 | 2 | 73% | 2% | 75% | 5 | 35% | 0% | 0% | 1 | 0% | 0% | 0% | 1 | 1% | 0% | 0% | 1 | 36% | 0% | 0% | 1 | 43% | 0% | 0% | 1 | 9% | 0% | 0% | 1 |  | 0% | 0% | 1 | 0.31 | 0% | 0% | 1 | 0% | 0% | 0% | 1 | 0 | 2 | 53% | 1% | 54% | 3 | 30% | 0% | 0% | 1 | 0% | 0% | 0% | 1 | 0% | 0% | 0% | 1 | 30% | 0% | 0% | 1 | 28% | 0% | 0% | 1 | 5% | 0% | 0% | 1
177 | Burney Forest | 0 | 0 | 10 | 0% | 0% | 1 | 0.05 | 0% | 0% | 1 | 0% | 0% | 0% | 1 | 0 | 2 | 53% | 0% | 53% | 3 | 29% | 0% | 0% | 1 | 0% | 0% | 0% | 1 | 0% | 0% | 0% | 1 | 29% | 0% | 0% | 1 | 18% | 0% | 0% | 1 | 12% | 0% | 0% | 1 |  | 0% | 0% | 1 | 0.05 | 0% | 0% | 1 | 0% | 0% | 0% | 1 | 0 | 2 | 52% | 0% | 52% | 3 | 43% | 0% | 0% | 1 | 7% | 0% | 0% | 1 | 6% | 0% | 0% | 1 | 48% | 0% | 0% | 1 | 25% | 0% | 0% | 1 | 8% | 0% | 0% | 1 |  | 0% | 0% | 1 | 0.05 | 0% | 0% | 1 | 0% | 0% | 0% | 1 | 0 | 2 | 52% | 4% | 56% | 3 | 43% | 0% | 0% | 1 | 17% | 0% | 0% | 1 | 17% | 0% | 0% | 1 | 53% | 0% | 0% | 2 | 28% | 0% | 0% | 1 | 7% | 0% | 0% | 1 |  | 0% | 0% | 1 | 0.05 | 0% | 0% | 1 | 0% | 0% | 0% | 1 | 0 | 2 | 47% | 8% | 55% | 3 | 38% | 0% | 0% | 1 | 18% | 0% | 0% | 1 | 19% | 0% | 0% | 1 | 50% | 0% | 0% | 2 | 36% | 0% | 0% | 1 | 6% | 0% | 0% | 1
178 | GWF Hanford | 0 | 0 | 10 | 0% | 0% | 1 | 0.12 | 0% | 0% | 1 | 29% | 0% | 0% | 1 | 0 | 2 | 0% | 0% | 0% | 1 | 0% | 0% | 0% | 1 | 0% | 0% | 0% | 1 | 3% | 0% | 0% | 1 | 3% | 0% | 0% | 1 | 0% | 0% | 0% | 1 | 1% | 0% | 0% | 1 |  | 0% | 0% | 1 | 0.12 | 0% | 0% | 1 | 36% | 0% | 0% | 1 | 0 | 2 | 0% | 0% | 0% | 1 | 1% | 0% | 0% | 1 | 2% | 0% | 0% | 1 | 10% | 0% | 0% | 1 | 10% | 0% | 0% | 1 | 0% | 0% | 0% | 1 | 4% | 0% | 0% | 1 |  | 0% | 0% | 1 | 0.12 | 0% | 0% | 1 | 40% | 0% | 0% | 1 | 0 | 2 | 0% | 0% | 0% | 1 | 7% | 0% | 0% | 1 | 3% | 0% | 0% | 1 | 9% | 0% | 0% | 1 | 15% | 0% | 0% | 1 | 0% | 0% | 0% | 1 | 3% | 0% | 0% | 1 |  | 0% | 0% | 1 | 0.11 | 0% | 0% | 1 | 42% | 0% | 0% | 1 | 0 | 2 | 1% | 0% | 1% | 1 | 9% | 0% | 0% | 1 | 5% | 0% | 0% | 1 | 9% | 0% | 0% | 1 | 17% | 0% | 0% | 1 | 0% | 0% | 0% | 1 | 3% | 0% | 0% | 1
179 | San Ramon | 0 | 0 | 10 | 0% | 0% | 1 | 0.19 | 0% | 0% | 1 | 1% | 0% | 0% | 1 | 0 | 2 | 89% | 0% | 89% | 5 | 58% | 0% | 0% | 2 | 27% | 0% | 0% | 1 | 55% | 0% | 0% | 2 | 99% | 0% | 0% | 5 | 42% | 0% | 0% | 1 | 6% | 0% | 0% | 1 |  | 0% | 0% | 1 | 0.16 | 0% | 0% | 1 | 0% | 0% | 0% | 1 | 0 | 2 | 94% | 2% | 96% | 5 | 51% | 0% | 0% | 2 | 36% | 0% | 0% | 1 | 69% | 0% | 0% | 2 | 87% | 0% | 0% | 3 | 42% | 0% | 0% | 1 | 7% | 0% | 0% | 1 |  | 0% | 0% | 1 | 0.14 | 0% | 0% | 1 | 0% | 0% | 0% | 1 | 0 | 2 | 93% | 1% | 94% | 5 | 61% | 0% | 0% | 2 | 49% | 0% | 0% | 1 | 70% | 0% | 0% | 3 | 85% | 0% | 0% | 3 | 43% | 0% | 0% | 1 | 7% | 0% | 0% | 1 |  | 0% | 0% | 1 | 0.16 | 0% | 0% | 1 | 4% | 0% | 0% | 1 | 0 | 2 | 88% | 1% | 89% | 5 | 62% | 0% | 0% | 2 | 56% | 0% | 0% | 2 | 71% | 0% | 0% | 3 | 88% | 0% | 0% | 3 | 36% | 0% | 0% | 1 | 7% | 0% | 0% | 1
180 | Stanislaus | 0 | 0 | 10 | 0% | 0% | 1 | 0.08 | 0% | 0% | 1 | 47% | 0% | 0% | 1 | 0 | 2 | 59% | 0% | 59% | 3 | 33% | 0% | 0% | 1 | 10% | 0% | 0% | 1 | 18% | 0% | 0% | 1 | 48% | 0% | 0% | 1 | 36% | 0% | 0% | 1 | 2% | 0% | 0% | 1 |  | 0% | 0% | 1 | 0.1 | 0% | 0% | 1 | 40% | 0% | 0% | 1 | 0 | 2 | 45% | 3% | 48% | 2 | 50% | 0% | 0% | 2 | 12% | 0% | 0% | 1 | 21% | 0% | 0% | 1 | 60% | 0% | 0% | 2 | 36% | 0% | 0% | 1 | 4% | 0% | 0% | 1 |  | 0% | 0% | 1 | 0.11 | 0% | 0% | 1 | 43% | 0% | 0% | 1 | 0 | 2 | 32% | 9% | 41% | 2 | 45% | 0% | 0% | 1 | 9% | 0% | 0% | 1 | 16% | 0% | 0% | 1 | 53% | 0% | 0% | 2 | 33% | 0% | 0% | 1 | 3% | 0% | 0% | 1 |  | 0% | 0% | 1 | 0.11 | 0% | 0% | 1 | 42% | 0% | 0% | 1 | 0 | 2 | 29% | 12% | 41% | 3 | 45% | 0% | 0% | 1 | 13% | 0% | 0% | 1 | 19% | 0% | 0% | 1 | 53% | 0% | 0% | 2 | 33% | 0% | 0% | 1 | 4% | 0% | 0% | 1
181 | Magunden | 200 | 2000 | 10 | 41.19% | 0% | 2 | 0.14 | 999% | 14.77% | 3 | 59% | 0% | 0% | 2 | 0 | 2 | 7% | 0% | 7% | 1 | 12% | 13.52% | 0% | 1 | 6% | 12.72% | 0% | 1 | 9% | 13.14% | 0% | 1 | 12% | 13.57% | 0% | 1 | 1% | 12.08% | 0% | 1 | 0% | 11.95% | 0% | 1 |  | 18.83% | 0% | 1 | 0.11 | 33.06% | 0% | 2 | 40% | 0% | 0% | 1 | 0 | 2 | 23% | 0% | 23% | 2 | 46% | 3.835% | 0% | 1 | 18% | 2.523% | 0% | 1 | 30% | 2.948% | 0% | 1 | 54% | 4.533% | 0% | 2 | 15% | 2.428% | 0% | 1 | 1% | 2.093% | 0% | 1 |  | 4.512% | 0% | 1 | 0.12 | 5.289% | 0% | 1 | 38% | 0% | 0% | 1 | 0 | 2 | 31% | 0% | 31% | 2 | 44% | 1.356% | 0% | 1 | 15% | 0.8913% | 0% | 1 | 28% | 1.053% | 0% | 1 | 52% | 1.576% | 0% | 2 | 23% | 0.9895% | 0% | 1 | 2% | 0.7758% | 0% | 1 |  | 2.885% | 0% | 1 | 0.09 | 2.147% | 0% | 1 | 39% | 0% | 0% | 1 | 0 | 2 | 32% | 2% | 34% | 2 | 45% | 0.7241% | 0% | 1 | 22% | 0.5163% | 0% | 1 | 35% | 0.6127% | 0% | 1 | 57% | 0.9326% | 0% | 2 | 23% | 0.5209% | 0% | 1 | 3% | 0.4147% | 0% | 1
182 | Alamitos | 0 | 0 | 10 | 0% | 0% | 1 | 0.43 | 0% | 0% | 1 | 0% | 0% | 0% | 1 | 0 | 2 | 0% | 0% | 0% | 1 | 0% | 0% | 0% | 1 | 63% | 0% | 0% | 2 | 99% | 0% | 0% | 5 | 99% | 0% | 0% | 5 | 0% | 0% | 0% | 1 | 2% | 0% | 0% | 1 |  | 0% | 0% | 1 | 0.67 | 0% | 0% | 1 | 0% | 0% | 0% | 1 | 0 | 2 | 0% | 0% | 0% | 1 | 0% | 0% | 0% | 1 | 8% | 0% | 0% | 1 | 71% | 0% | 0% | 3 | 71% | 0% | 0% | 3 | 0% | 0% | 0% | 1 | 0% | 0% | 0% | 1 |  | 0% | 0% | 1 | 0.51 | 0% | 0% | 1 | 0% | 0% | 0% | 1 | 0 | 2 | 0% | 0% | 0% | 1 | 0% | 0% | 0% | 1 | 15% | 0% | 0% | 1 | 77% | 0% | 0% | 3 | 77% | 0% | 0% | 3 | 0% | 0% | 0% | 1 | 4% | 0% | 0% | 1 |  | 0% | 0% | 1 | 0.49 | 0% | 0% | 1 | 0% | 0% | 0% | 1 | 0 | 2 | 5% | 0% | 5% | 1 | 1% | 0% | 0% | 1 | 13% | 0% | 0% | 1 | 70% | 0% | 0% | 3 | 71% | 0% | 0% | 3 | 4% | 0% | 0% | 1 | 5% | 0% | 0% | 1
183 | Valley Springs | 0 | 0 | 10 | 0% | 0% | 1 | 0.18 | 0% | 0% | 1 | 0% | 0% | 0% | 1 | 0 | 2 | 98% | 0% | 98% | 5 | 76% | 0% | 0% | 3 | 5% | 0% | 0% | 1 | 34% | 0% | 0% | 1 | 87% | 0% | 0% | 3 | 59% | 0% | 0% | 2 | 4% | 0% | 0% | 1 |  | 0% | 0% | 1 | 0.14 | 0% | 0% | 1 | 0% | 0% | 0% | 1 | 0 | 2 | 73% | 1% | 74% | 3 | 93% | 0% | 0% | 4 | 17% | 0% | 0% | 1 | 38% | 0% | 0% | 1 | 95% | 0% | 0% | 5 | 62% | 0% | 0% | 2 | 4% | 0% | 0% | 1 |  | 0% | 0% | 1 | 0.16 | 0% | 0% | 1 | 1% | 0% | 0% | 1 | 0 | 2 | 62% | 1% | 63% | 3 | 88% | 0% | 0% | 3 | 21% | 0% | 0% | 1 | 37% | 0% | 0% | 1 | 92% | 0% | 0% | 4 | 55% | 0% | 0% | 2 | 7% | 0% | 0% | 1 |  | 0% | 0% | 1 | 0.15 | 0% | 0% | 1 | 4% | 0% | 0% | 1 | 0 | 2 | 57% | 7% | 64% | 3 | 77% | 0% | 0% | 3 | 21% | 0% | 0% | 1 | 38% | 0% | 0% | 1 | 87% | 0% | 0% | 3 | 49% | 0% | 0% | 1 | 10% | 0% | 0% | 1
184 | Blythe | 160 | 1600 | 10 | 48.8% | 0% | 2 | 0.17 | 287.3% | 3.498% | 3 | 66% | 21.27% | 0% | 2 | 0 | 2 | 0% | 0% | 0% | 1 | 39% | 7.143% | 0% | 1 | 46% | 8.037% | 0% | 1 | 28% | 6.062% | 0% | 1 | 67% | 13.12% | 0% | 2 | 2% | 4.428% | 0% | 1 | 1% | 4.403% | 0% | 1 |  | 5.967% | 0% | 1 | 0.13 | 12.27% | 0% | 1 | 41% | 0% | 0% | 1 | 0 | 2 | 0% | 0% | 0% | 1 | 25% | 1.744% | 0% | 1 | 30% | 1.866% | 0% | 1 | 16% | 1.556% | 0% | 1 | 41% | 2.224% | 0% | 1 | 17% | 1.569% | 0% | 1 | 2% | 1.336% | 0% | 1 |  | 3.131% | 0% | 1 | 0.11 | 3.347% | 0% | 1 | 28% | 0% | 0% | 1 | 0 | 2 | 0% | 0% | 0% | 1 | 29% | 0.9919% | 0% | 1 | 30% | 1.016% | 0% | 1 | 21% | 0.8928% | 0% | 1 | 42% | 1.213% | 0% | 1 | 28% | 0.9889% | 0% | 1 | 3% | 0.7262% | 0% | 1 |  | 2.039% | 0% | 1 | 0.09 | 1.921% | 0% | 1 | 21% | 0% | 0% | 1 | 0 | 2 | 0% | 0% | 0% | 1 | 26% | 0.6754% | 0% | 1 | 28% | 0.695% | 0% | 1 | 21% | 0.6326% | 0% | 1 | 38% | 0.8044% | 0% | 1 | 34% | 0.7526% | 0% | 1 | 3% | 0.5149% | 0% | 1
185 | Midway | 560 | 5600 | 15 | 114.6% | 2.08% | 4 | 0.11 | 560000% | 15% | 3 | 64% | 56.67% | 0% | 3 | 0 | 2 | 0% | 0% | 0% | 1 | 3% | 14.81% | 0% | 1 | 23% | 18.59% | 0% | 1 | 71% | 48.65% | 0% | 3 | 71% | 48.65% | 0% | 3 | 0% | 14.32% | 0% | 1 | 4% | 14.92% | 0% | 1 |  | 34.68% | 0% | 2 | 0.1 | 16.08% | 0% | 1 | 51% | 20.3% | 0% | 2 | 0 | 2 | 1% | 0% | 1% | 1 | 15% | 4.352% | 0% | 1 | 17% | 4.448% | 0% | 1 | 63% | 10.08% | 0% | 2 | 67% | 11.13% | 0% | 2 | 1% | 3.719% | 0% | 1 | 6% | 3.924% | 0% | 1 |  | 14.73% | 0% | 1 | 0.09 | 9.233% | 0% | 1 | 50% | 20.3% | 0% | 2 | 0 | 2 | 3% | 0% | 3% | 1 | 19% | 2.207% | 0% | 1 | 22% | 2.308% | 0% | 1 | 57% | 4.166% | 0% | 2 | 60% | 4.531% | 0% | 2 | 1% | 1.812% | 0% | 1 | 7% | 1.937% | 0% | 1 |  | 8.883% | 0% | 1 | 0.09 | 5.104% | 0% | 1 | 48% | 20.3% | 0% | 2 | 0 | 2 | 7% | 0% | 7% | 1 | 29% | 1.523% | 0% | 1 | 23% | 1.397% | 0% | 1 | 50% | 2.134% | 0% | 2 | 64% | 2.975% | 0% | 2 | 2% | 1.1% | 0% | 1 | 6% | 1.141% | 0% | 1
186 | Buena Vista | 0 | 0 | 10 | 0% | 0% | 1 | 0.11 | 0% | 0% | 1 | 83% | 0% | 0% | 3 | 0 | 2 | 7% | 0% | 7% | 1 | 0% | 0% | 0% | 1 | 0% | 0% | 0% | 1 | 12% | 0% | 0% | 1 | 12% | 0% | 0% | 1 | 0% | 0% | 0% | 1 | 3% | 0% | 0% | 1 |  | 0% | 0% | 1 | 0.13 | 0% | 0% | 1 | 50% | 0% | 0% | 2 | 0 | 2 | 28% | 1% | 29% | 2 | 10% | 0% | 0% | 1 | 5% | 0% | 0% | 1 | 15% | 0% | 0% | 1 | 22% | 0% | 0% | 1 | 15% | 0% | 0% | 1 | 5% | 0% | 0% | 1 |  | 0% | 0% | 1 | 0.13 | 0% | 0% | 1 | 35% | 0% | 0% | 1 | 0 | 2 | 36% | 7% | 43% | 2 | 25% | 0% | 0% | 1 | 9% | 0% | 0% | 1 | 18% | 0% | 0% | 1 | 37% | 0% | 0% | 1 | 27% | 0% | 0% | 1 | 5% | 0% | 0% | 1 |  | 0% | 0% | 1 | 0.13 | 0% | 0% | 1 | 29% | 0% | 0% | 1 | 0 | 2 | 41% | 11% | 52% | 3 | 30% | 0% | 0% | 1 | 15% | 0% | 0% | 1 | 21% | 0% | 0% | 1 | 46% | 0% | 0% | 1 | 35% | 0% | 0% | 1 | 5% | 0% | 0% | 1
187 | Crows Landing | 0 | 0 | 10 | 0% | 0% | 1 | 0.1 | 0% | 0% | 1 | 76% | 0% | 0% | 3 | 0 | 2 | 23% | 0% | 23% | 2 | 7% | 0% | 0% | 1 | 9% | 0% | 0% | 1 | 10% | 0% | 0% | 1 | 19% | 0% | 0% | 1 | 8% | 0% | 0% | 1 | 1% | 0% | 0% | 1 |  | 0% | 0% | 1 | 0.12 | 0% | 0% | 1 | 45% | 0% | 0% | 1 | 0 | 2 | 34% | 0% | 34% | 2 | 35% | 0% | 0% | 1 | 11% | 0% | 0% | 1 | 17% | 0% | 0% | 1 | 47% | 0% | 0% | 1 | 22% | 0% | 0% | 1 | 4% | 0% | 0% | 1 |  | 0% | 0% | 1 | 0.13 | 0% | 0% | 1 | 45% | 0% | 0% | 1 | 0 | 2 | 30% | 5% | 35% | 2 | 39% | 0% | 0% | 1 | 9% | 0% | 0% | 1 | 16% | 0% | 0% | 1 | 47% | 0% | 0% | 1 | 27% | 0% | 0% | 1 | 4% | 0% | 0% | 1 |  | 0% | 0% | 1 | 0.12 | 0% | 0% | 1 | 44% | 0% | 0% | 1 | 0 | 2 | 27% | 8% | 35% | 2 | 40% | 0% | 0% | 1 | 10% | 0% | 0% | 1 | 15% | 0% | 0% | 1 | 47% | 0% | 0% | 1 | 28% | 0% | 0% | 1 | 4% | 0% | 0% | 1
188 | Villa Park | 0 | 0 | 10 | 0% | 0% | 1 | 0.06 | 0% | 0% | 1 | 0% | 0% | 0% | 1 | 0 | 2 | 0% | 0% | 0% | 1 | 0% | 0% | 0% | 1 | 0% | 0% | 0% | 1 | 0% | 0% | 0% | 1 | 0% | 0% | 0% | 1 | 0% | 0% | 0% | 1 | 0% | 0% | 0% | 1 |  | 0% | 0% | 1 | 0.13 | 0% | 0% | 1 | 0% | 0% | 0% | 1 | 0 | 2 | 71% | 12% | 83% | 5 | 66% | 0% | 0% | 2 | 3% | 0% | 0% | 1 | 5% | 0% | 0% | 1 | 73% | 0% | 0% | 3 | 46% | 0% | 0% | 1 | 14% | 0% | 0% | 1 |  | 0% | 0% | 1 | 0.5 | 0% | 0% | 1 | 1% | 0% | 0% | 1 | 0 | 2 | 45% | 25% | 70% | 4 | 34% | 0% | 0% | 1 | 16% | 0% | 0% | 1 | 45% | 0% | 0% | 1 | 75% | 0% | 0% | 3 | 40% | 0% | 0% | 1 | 11% | 0% | 0% | 1 |  | 0% | 0% | 1 | 0.49 | 0% | 0% | 1 | 4% | 0% | 0% | 1 | 0 | 2 | 31% | 31% | 62% | 5 | 30% | 0% | 0% | 1 | 16% | 0% | 0% | 1 | 43% | 0% | 0% | 1 | 67% | 0% | 0% | 2 | 36% | 0% | 0% | 1 | 10% | 0% | 0% | 1
189 | California Ave | 0 | 0 | 10 | 0% | 0% | 1 | 0.28 | 0% | 0% | 1 | 77% | 0% | 0% | 3 | 0 | 2 | 0% | 0% | 0% | 1 | 0% | 0% | 0% | 1 | 0% | 0% | 0% | 1 | 0% | 0% | 0% | 1 | 0% | 0% | 0% | 1 | 0% | 0% | 0% | 1 | 0% | 0% | 0% | 1 |  | 0% | 0% | 1 | 0.25 | 0% | 0% | 1 | 68% | 0% | 0% | 2 | 0 | 2 | 2% | 0% | 2% | 1 | 0% | 0% | 0% | 1 | 0% | 0% | 0% | 1 | 0% | 0% | 0% | 1 | 0% | 0% | 0% | 1 | 0% | 0% | 0% | 1 | 0% | 0% | 0% | 1 |  | 0% | 0% | 1 | 0.23 | 0% | 0% | 1 | 62% | 0% | 0% | 2 | 0 | 2 | 9% | 0% | 9% | 1 | 11% | 0% | 0% | 1 | 11% | 0% | 0% | 1 | 10% | 0% | 0% | 1 | 15% | 0% | 0% | 1 | 2% | 0% | 0% | 1 | 5% | 0% | 0% | 1 |  | 0% | 0% | 1 | 0.2 | 0% | 0% | 1 | 51% | 0% | 0% | 2 | 0 | 2 | 18% | 0% | 18% | 1 | 18% | 0% | 0% | 1 | 16% | 0% | 0% | 1 | 17% | 0% | 0% | 1 | 28% | 0% | 0% | 1 | 11% | 0% | 0% | 1 | 7% | 0% | 0% | 1
190 | Calpella | 0 | 0 | 10 | 0% | 0% | 1 | 0.13 | 0% | 0% | 1 | 4% | 0% | 0% | 1 | 0 | 2 | 61% | 18% | 79% | 5 | 3% | 0% | 0% | 1 | 38% | 0% | 0% | 1 | 39% | 0% | 0% | 1 | 39% | 0% | 0% | 1 | 39% | 0% | 0% | 1 | 1% | 0% | 0% | 1 |  | 0% | 0% | 1 | 0.11 | 0% | 0% | 1 | 8% | 0% | 0% | 1 | 0 | 2 | 63% | 8% | 71% | 3 | 22% | 0% | 0% | 1 | 38% | 0% | 0% | 1 | 46% | 0% | 0% | 1 | 63% | 0% | 0% | 2 | 50% | 0% | 0% | 2 | 2% | 0% | 0% | 1 |  | 0% | 0% | 1 | 0.1 | 0% | 0% | 1 | 5% | 0% | 0% | 1 | 0 | 2 | 48% | 11% | 59% | 3 | 36% | 0% | 0% | 1 | 26% | 0% | 0% | 1 | 42% | 0% | 0% | 1 | 65% | 0% | 0% | 2 | 47% | 0% | 0% | 1 | 2% | 0% | 0% | 1 |  | 0% | 0% | 1 | 0.1 | 0% | 0% | 1 | 4% | 0% | 0% | 1 | 0 | 2 | 41% | 12% | 53% | 3 | 35% | 0% | 0% | 1 | 26% | 0% | 0% | 1 | 45% | 0% | 0% | 1 | 67% | 0% | 0% | 2 | 39% | 0% | 0% | 1 | 2% | 0% | 0% | 1
191 | Tevis | 100 | 1000 | 10 | 50.4% | 0% | 3 | 0.28 | 224.7% | 3.698% | 3 | 46% | 38.05% | 0% | 2 | 0 | 2 | 7% | 0% | 7% | 1 | 43% | 9.011% | 0% | 1 | 36% | 7.979% | 0% | 1 | 68% | 16.27% | 0% | 2 | 68% | 16.27% | 0% | 2 | 0% | 5.135% | 0% | 1 | 20% | 6.446% | 0% | 1 |  | 7.89% | 0% | 1 | 0.19 | 9.696% | 0% | 1 | 53% | 6.746% | 0% | 2 | 0 | 2 | 5% | 0% | 5% | 1 | 26% | 1.28% | 0% | 1 | 31% | 1.386% | 0% | 1 | 55% | 2.1% | 0% | 2 | 57% | 2.208% | 0% | 2 | 0% | 0.9511% | 0% | 1 | 12% | 1.075% | 0% | 1 |  | 1.97% | 0% | 1 | 0.12 | 2.03% | 0% | 1 | 48% | 6.746% | 0% | 1 | 0 | 2 | 5% | 0% | 5% | 1 | 19% | 0.4195% | 0% | 1 | 30% | 0.4823% | 0% | 1 | 45% | 0.6182% | 0% | 1 | 52% | 0.7001% | 0% | 2 | 0% | 0.3398% | 0% | 1 | 7% | 0.3634% | 0% | 1 |  | 1.167% | 0% | 1 | 0.1 | 1.187% | 0% | 1 | 53% | 6.746% | 0% | 2 | 0 | 2 | 12% | 0% | 12% | 1 | 22% | 0.222% | 0% | 1 | 21% | 0.2203% | 0% | 1 | 39% | 0.2851% | 0% | 1 | 50% | 0.3446% | 0% | 2 | 3% | 0.1789% | 0% | 1 | 4% | 0.1814% | 0% | 1
192 | Cal Water | 0 | 0 | 0 | 0% | 0% | 1 | 0.14 | 0% | 0% | 1 | 6% | 0% | 0% | 1 | 0 | 2 | 34% | 0% | 34% | 2 | 89% | 0% | 0% | 3 | 41% | 0% | 0% | 1 | 53% | 0% | 0% | 2 | 89% | 0% | 0% | 3 | 17% | 0% | 0% | 1 | 2% | 0% | 0% | 1 |  | 0% | 0% | 1 | 0.08 | 0% | 0% | 1 | 17% | 0% | 0% | 1 | 0 | 2 | 48% | 0% | 48% | 2 | 69% | 0% | 0% | 2 | 21% | 0% | 0% | 1 | 31% | 0% | 0% | 1 | 69% | 0% | 0% | 2 | 33% | 0% | 0% | 1 | 2% | 0% | 0% | 1 |  | 0% | 0% | 1 | 0.09 | 0% | 0% | 1 | 24% | 0% | 0% | 1 | 0 | 2 | 47% | 1% | 48% | 2 | 57% | 0% | 0% | 2 | 19% | 0% | 0% | 1 | 31% | 0% | 0% | 1 | 61% | 0% | 0% | 2 | 36% | 0% | 0% | 1 | 2% | 0% | 0% | 1 |  | 0% | 0% | 1 | 0.09 | 0% | 0% | 1 | 34% | 0% | 0% | 1 | 0 | 2 | 39% | 4% | 43% | 2 | 52% | 0% | 0% | 2 | 19% | 0% | 0% | 1 | 31% | 0% | 0% | 1 | 60% | 0% | 0% | 2 | 31% | 0% | 0% | 1 | 3% | 0% | 0% | 1
193 | Boulevard East | 100 | 1000 | 10 | 9.323% | 0% | 1 | 0.14 | 47.26% | 0% | 2 | 0% | 0% | 0% | 1 | 0 | 2 | 62% | 22% | 84% | 5 | 13% | 3.588% | 0% | 1 | 17% | 3.73% | 0% | 1 | 43% | 5.406% | 0% | 1 | 57% | 7.248% | 0% | 2 | 16% | 3.704% | 0% | 1 | 2% | 3.159% | 0% | 1 |  | 3.681% | 0% | 1 | 0.11 | 6.185% | 0% | 1 | 0% | 0% | 0% | 1 | 0 | 2 | 34% | 53% | 87% | 5 | 11% | 1.549% | 0% | 1 | 10% | 1.539% | 0% | 1 | 28% | 1.933% | 0% | 1 | 40% | 2.292% | 0% | 1 | 29% | 1.959% | 0% | 1 | 2% | 1.407% | 0% | 1 |  | 2.994% | 0% | 1 | 0.09 | 3.026% | 0% | 1 | 0% | 0% | 0% | 1 | 0 | 2 | 23% | 64% | 87% | 5 | 9% | 0.9822% | 0% | 1 | 19% | 1.104% | 0% | 1 | 28% | 1.238% | 0% | 1 | 45% | 1.638% | 0% | 1 | 38% | 1.439% | 0% | 1 | 2% | 0.9124% | 0% | 1 |  | 2.396% | 0% | 1 | 0.08 | 1.792% | 0% | 1 | 0% | 0% | 0% | 1 | 0 | 2 | 17% | 64% | 81% | 5 | 13% | 0.6894% | 0% | 1 | 22% | 0.7747% | 0% | 1 | 33% | 0.8925% | 0% | 1 | 53% | 1.271% | 0% | 2 | 42% | 1.038% | 0% | 1 | 3% | 0.6163% | 0% | 1
194 | Margarita | 0 | 0 | 10 | 0% | 0% | 1 | 0.59 | 0% | 0% | 1 | 0% | 0% | 0% | 1 | 0 | 2 | 92% | 2% | 94% | 5 | 45% | 0% | 0% | 1 | 81% | 0% | 0% | 3 | 81% | 0% | 0% | 3 | 82% | 0% | 0% | 3 | 39% | 0% | 0% | 1 | 10% | 0% | 0% | 1 |  | 0% | 0% | 1 | 0.49 | 0% | 0% | 1 | 0% | 0% | 0% | 1 | 0 | 2 | 29% | 63% | 92% | 5 | 27% | 0% | 0% | 1 | 63% | 0% | 0% | 2 | 66% | 0% | 0% | 2 | 78% | 0% | 0% | 3 | 54% | 0% | 0% | 2 | 7% | 0% | 0% | 1 |  | 0% | 0% | 1 | 0.31 | 0% | 0% | 1 | 0% | 0% | 0% | 1 | 0 | 2 | 22% | 66% | 88% | 5 | 48% | 0% | 0% | 1 | 48% | 0% | 0% | 1 | 59% | 0% | 0% | 2 | 85% | 0% | 0% | 3 | 57% | 0% | 0% | 2 | 8% | 0% | 0% | 1 |  | 0% | 0% | 1 | 0.32 | 0% | 0% | 1 | 0% | 0% | 0% | 1 | 0 | 2 | 14% | 74% | 88% | 5 | 46% | 0% | 0% | 1 | 46% | 0% | 0% | 1 | 56% | 0% | 0% | 2 | 84% | 0% | 0% | 3 | 43% | 0% | 0% | 1 | 8% | 0% | 0% | 1
195 | Escondido | 0 | 0 | 10 | 0% | 0% | 1 | 0.38 | 0% | 0% | 1 | 2% | 0% | 0% | 1 | 0 | 2 | 34% | 1% | 35% | 2 | 24% | 0% | 0% | 1 | 19% | 0% | 0% | 1 | 4% | 0% | 0% | 1 | 42% | 0% | 0% | 1 | 7% | 0% | 0% | 1 | 8% | 0% | 0% | 1 |  | 0% | 0% | 1 | 0.38 | 0% | 0% | 1 | 3% | 0% | 0% | 1 | 0 | 2 | 47% | 27% | 74% | 4 | 49% | 0% | 0% | 1 | 15% | 0% | 0% | 1 | 29% | 0% | 0% | 1 | 59% | 0% | 0% | 2 | 14% | 0% | 0% | 1 | 7% | 0% | 0% | 1 |  | 0% | 0% | 1 | 0.34 | 0% | 0% | 1 | 4% | 0% | 0% | 1 | 0 | 2 | 42% | 38% | 80% | 5 | 46% | 0% | 0% | 1 | 22% | 0% | 0% | 1 | 29% | 0% | 0% | 1 | 56% | 0% | 0% | 2 | 25% | 0% | 0% | 1 | 7% | 0% | 0% | 1 |  | 0% | 0% | 1 | 0.3 | 0% | 0% | 1 | 3% | 0% | 0% | 1 | 0 | 2 | 34% | 52% | 86% | 5 | 53% | 0% | 0% | 2 | 18% | 0% | 0% | 1 | 29% | 0% | 0% | 1 | 62% | 0% | 0% | 2 | 31% | 0% | 0% | 1 | 7% | 0% | 0% | 1
196 | Manning | 378.6 | 3786 | 10 | 122.4% | 2.393% | 4 | 0.05 | 48.17% | 0% | 2 | 46% | 52.95% | 0% | 3 | 0 | 2 | 0% | 0% | 0% | 1 | 45% | 21.41% | 0% | 2 | 31% | 17% | 0% | 1 | 43% | 20.68% | 0% | 2 | 54% | 25.87% | 0% | 2 | 15% | 13.92% | 0% | 1 | 0% | 11.84% | 0% | 1 |  | 22.4% | 0% | 2 | 0.06 | 15.63% | 0% | 1 | 53% | 18.17% | 0% | 2 | 0 | 2 | 11% | 0% | 11% | 1 | 36% | 4.769% | 0% | 1 | 11% | 3.446% | 0% | 1 | 25% | 4.097% | 0% | 1 | 44% | 5.431% | 0% | 1 | 19% | 3.775% | 0% | 1 | 0% | 3.075% | 0% | 1 |  | 6.237% | 0% | 1 | 0.06 | 6.594% | 0% | 1 | 43% | 18.17% | 0% | 1 | 0 | 2 | 18% | 2% | 20% | 2 | 36% | 2.144% | 0% | 1 | 8% | 1.509% | 0% | 1 | 25% | 1.849% | 0% | 1 | 46% | 2.546% | 0% | 1 | 21% | 1.757% | 0% | 1 | 1% | 1.4% | 0% | 1 |  | 2.98% | 0% | 1 | 0.06 | 3.68% | 0% | 1 | 36% | 18.17% | 0% | 1 | 0 | 2 | 19% | 6% | 25% | 2 | 37% | 1.239% | 0% | 1 | 10% | 0.8661% | 0% | 1 | 22% | 1.007% | 0% | 1 | 45% | 1.418% | 0% | 1 | 23% | 1.014% | 0% | 1 | 2% | 0.7954% | 0% | 1
197 | Oakland C | 200 | 2000 | 10 | 129.8% | 33.85% | 5 | 0.28 | 1176% | 129.7% | 5 | 0% | 0% | 0% | 1 | 0 | 2 | 0% | 0% | 0% | 1 | 0% | 69.04% | 0% | 3 | 30% | 98.23% | 0% | 4 | 44% | 123.6% | 29.87% | 5 | 44% | 123.6% | 29.87% | 5 | 0% | 69.04% | 0% | 3 | 3% | 71% | 0% | 3 |  | 52.6% | 0% | 3 | 0.3 | 59.59% | 0% | 2 | 0% | 0% | 0% | 1 | 0 | 2 | 9% | 0% | 9% | 1 | 36% | 24.9% | 0% | 2 | 39% | 26.12% | 0% | 2 | 64% | 43.78% | 0% | 2 | 67% | 48.46% | 0% | 2 | 8% | 17.3% | 0% | 1 | 4% | 16.63% | 0% | 1 |  | 30.99% | 0% | 2 | 0.45 | 32.27% | 0% | 2 | 0% | 0% | 0% | 1 | 0 | 2 | 53% | 0% | 53% | 3 | 42% | 8.168% | 0% | 1 | 49% | 9.225% | 0% | 1 | 73% | 17.43% | 0% | 3 | 83% | 28.55% | 0% | 3 | 22% | 6.018% | 0% | 1 | 6% | 4.998% | 0% | 1 |  | 15.52% | 0% | 1 | 0.54 | 29.88% | 0% | 2 | 0% | 0% | 0% | 1 | 0 | 2 | 48% | 0% | 48% | 2 | 37% | 4.911% | 0% | 1 | 37% | 4.948% | 0% | 1 | 68% | 9.582% | 0% | 2 | 78% | 14.45% | 0% | 3 | 22% | 4.002% | 0% | 1 | 6% | 3.315% | 0% | 1
198 | Barre | 0 | 0 | 10 | 0% | 0% | 1 | 0 | 0% | 0% | 1 | 0% | 0% | 0% | 1 | 0 | 2 | 0% | 0% | 0% | 1 | 0% | 0% | 0% | 1 | 0% | 0% | 0% | 1 | 0% | 0% | 0% | 1 | 0% | 0% | 0% | 1 | 0% | 0% | 0% | 1 | 0% | 0% | 0% | 1 |  | 0% | 0% | 1 | 0.64 | 0% | 0% | 1 | 0% | 0% | 0% | 1 | 0 | 2 | 0% | 0% | 0% | 1 | 0% | 0% | 0% | 1 | 27% | 0% | 0% | 1 | 100% | 0% | 0% | 5 | 100% | 0% | 0% | 5 | 0% | 0% | 0% | 1 | 1% | 0% | 0% | 1 |  | 0% | 0% | 1 | 0.52 | 0% | 0% | 1 | 0% | 0% | 0% | 1 | 0 | 2 | 28% | 0% | 28% | 2 | 22% | 0% | 0% | 1 | 14% | 0% | 0% | 1 | 48% | 0% | 0% | 1 | 71% | 0% | 0% | 3 | 16% | 0% | 0% | 1 | 9% | 0% | 0% | 1 |  | 0% | 0% | 1 | 0.49 | 0% | 0% | 1 | 0% | 0% | 0% | 1 | 0 | 2 | 36% | 13% | 49% | 3 | 26% | 0% | 0% | 1 | 11% | 0% | 0% | 1 | 48% | 0% | 0% | 1 | 72% | 0% | 0% | 3 | 25% | 0% | 0% | 1 | 8% | 0% | 0% | 1
199 | Ransburg | 0 | 0 | 10 | 0% | 0% | 1 | 0.05 | 0% | 0% | 1 | 0% | 0% | 0% | 1 | 0 | 2 | 0% | 0% | 0% | 1 | 0% | 0% | 0% | 1 | 7% | 0% | 0% | 1 | 0% | 0% | 0% | 1 | 7% | 0% | 0% | 1 | 0% | 0% | 0% | 1 | 0% | 0% | 0% | 1 |  | 0% | 0% | 1 | 0.19 | 0% | 0% | 1 | 0% | 0% | 0% | 1 | 0 | 2 | 0% | 0% | 0% | 1 | 48% | 0% | 0% | 1 | 0% | 0% | 0% | 1 | 0% | 0% | 0% | 1 | 48% | 0% | 0% | 1 | 41% | 0% | 0% | 1 | 0% | 0% | 0% | 1 |  | 0% | 0% | 1 | 0.64 | 0% | 0% | 1 | 0% | 0% | 0% | 1 | 0 | 2 | 0% | 0% | 0% | 1 | 51% | 0% | 0% | 2 | 19% | 0% | 0% | 1 | 3% | 0% | 0% | 1 | 68% | 0% | 0% | 2 | 57% | 0% | 0% | 2 | 0% | 0% | 0% | 1 |  | 0% | 0% | 1 | 0.57 | 0% | 0% | 1 | 0% | 0% | 0% | 1 | 0 | 2 | 0% | 0% | 0% | 1 | 43% | 0% | 0% | 1 | 26% | 0% | 0% | 1 | 4% | 0% | 0% | 1 | 61% | 0% | 0% | 2 | 52% | 0% | 0% | 2 | 1% | 0% | 0% | 1
200 | Charca | 0 | 0 | 10 | 0% | 0% | 1 | 0.06 | 0% | 0% | 1 | 94% | 0% | 0% | 3 | 0 | 2 | 8% | 0% | 8% | 1 | 52% | 0% | 0% | 2 | 0% | 0% | 0% | 1 | 0% | 0% | 0% | 1 | 52% | 0% | 0% | 2 | 0% | 0% | 0% | 1 | 1% | 0% | 0% | 1 |  | 0% | 0% | 1 | 0.09 | 0% | 0% | 1 | 79% | 0% | 0% | 3 | 0 | 2 | 3% | 0% | 3% | 1 | 27% | 0% | 0% | 1 | 0% | 0% | 0% | 1 | 14% | 0% | 0% | 1 | 37% | 0% | 0% | 1 | 0% | 0% | 0% | 1 | 1% | 0% | 0% | 1 |  | 0% | 0% | 1 | 0.1 | 0% | 0% | 1 | 67% | 0% | 0% | 2 | 0 | 2 | 8% | 0% | 8% | 1 | 19% | 0% | 0% | 1 | 2% | 0% | 0% | 1 | 22% | 0% | 0% | 1 | 38% | 0% | 0% | 1 | 0% | 0% | 0% | 1 | 4% | 0% | 0% | 1 |  | 0% | 0% | 1 | 0.1 | 0% | 0% | 1 | 59% | 0% | 0% | 2 | 0 | 2 | 19% | 0% | 19% | 1 | 23% | 0% | 0% | 1 | 9% | 0% | 0% | 1 | 31% | 0% | 0% | 1 | 46% | 0% | 0% | 1 | 2% | 0% | 0% | 1 | 5% | 0% | 0% | 1
201 | Thermalito | 0 | 0 | 0 | 0% | 0% | 1 | 0.08 | 0% | 0% | 1 | 3% | 0% | 0% | 1 | 0 | 2 | 50% | 0% | 50% | 3 | 70% | 0% | 0% | 3 | 27% | 0% | 0% | 1 | 39% | 0% | 0% | 1 | 100% | 0% | 0% | 5 | 30% | 0% | 0% | 1 | 39% | 0% | 0% | 1 |  | 0% | 0% | 1 | 0.12 | 0% | 0% | 1 | 7% | 0% | 0% | 1 | 0 | 2 | 37% | 0% | 37% | 2 | 66% | 0% | 0% | 2 | 18% | 0% | 0% | 1 | 51% | 0% | 0% | 2 | 90% | 0% | 0% | 4 | 17% | 0% | 0% | 1 | 19% | 0% | 0% | 1 |  | 0% | 0% | 1 | 0.13 | 0% | 0% | 1 | 14% | 0% | 0% | 1 | 0 | 2 | 30% | 0% | 30% | 2 | 62% | 0% | 0% | 2 | 15% | 0% | 0% | 1 | 48% | 0% | 0% | 1 | 83% | 0% | 0% | 3 | 19% | 0% | 0% | 1 | 13% | 0% | 0% | 1 |  | 0% | 0% | 1 | 0.13 | 0% | 0% | 1 | 21% | 0% | 0% | 1 | 0 | 2 | 25% | 2% | 27% | 2 | 56% | 0% | 0% | 2 | 19% | 0% | 0% | 1 | 45% | 0% | 0% | 1 | 80% | 0% | 0% | 3 | 19% | 0% | 0% | 1 | 11% | 0% | 0% | 1
202 | Live Oak | 100 | 1000 | 10 | 12.73% | 0% | 1 | 0.13 | 129.7% | 1.228% | 3 | 16% | 6.788% | 0% | 1 | 0 | 2 | 0% | 0% | 0% | 1 | 22% | 4.898% | 0% | 1 | 23% | 4.957% | 0% | 1 | 43% | 6.722% | 0% | 1 | 52% | 7.935% | 0% | 2 | 0% | 3.841% | 0% | 1 | 18% | 4.693% | 0% | 1 |  | 3.181% | 0% | 1 | 0.22 | 34.2% | 0% | 2 | 33% | 1.757% | 0% | 1 | 0 | 2 | 6% | 0% | 6% | 1 | 26% | 1.003% | 0% | 1 | 13% | 0.8466% | 0% | 1 | 23% | 0.9577% | 0% | 1 | 41% | 1.241% | 0% | 1 | 1% | 0.7421% | 0% | 1 | 12% | 0.8409% | 0% | 1 |  | 2.065% | 0% | 1 | 0.2 | 5.727% | 0% | 1 | 36% | 1.757% | 0% | 1 | 0 | 2 | 8% | 0% | 8% | 1 | 27% | 0.474% | 0% | 1 | 22% | 0.4438% | 0% | 1 | 34% | 0.52% | 0% | 1 | 47% | 0.6551% | 0% | 1 | 5% | 0.3623% | 0% | 1 | 15% | 0.406% | 0% | 1 |  | 1.586% | 0% | 1 | 0.17 | 2.001% | 0% | 1 | 38% | 1.757% | 0% | 1 | 0 | 2 | 8% | 0% | 8% | 1 | 29% | 0.2857% | 0% | 1 | 22% | 0.2592% | 0% | 1 | 33% | 0.3024% | 0% | 1 | 47% | 0.3786% | 0% | 1 | 9% | 0.2223% | 0% | 1 | 16% | 0.2404% | 0% | 1
203 | Hammonds | 100 | 1000 | 10 | 14.14% | 0% | 1 | 0.07 | 27.51% | 0% | 2 | 81% | 13.35% | 0% | 3 | 0 | 2 | 1% | 0% | 1% | 1 | 1% | 2.044% | 0% | 1 | 2% | 2.06% | 0% | 1 | 23% | 2.626% | 0% | 1 | 24% | 2.654% | 0% | 1 | 0% | 2.027% | 0% | 1 | 1% | 2.043% | 0% | 1 |  | 1.942% | 0% | 1 | 0.07 | 7.893% | 0% | 1 | 58% | 1.749% | 0% | 2 | 0 | 2 | 11% | 0% | 11% | 1 | 10% | 0.6554% | 0% | 1 | 5% | 0.6208% | 0% | 1 | 19% | 0.7308% | 0% | 1 | 25% | 0.7896% | 0% | 1 | 3% | 0.6083% | 0% | 1 | 0% | 0.5953% | 0% | 1 |  | 0.8138% | 0% | 1 | 0.07 | 2.884% | 0% | 1 | 42% | 1.749% | 0% | 1 | 0 | 2 | 14% | 0% | 14% | 1 | 21% | 0.3851% | 0% | 1 | 9% | 0.333% | 0% | 1 | 18% | 0.3684% | 0% | 1 | 30% | 0.4345% | 0% | 1 | 7% | 0.3261% | 0% | 1 | 1% | 0.307% | 0% | 1 |  | 0.5758% | 0% | 1 | 0.06 | 0.7965% | 0% | 1 | 32% | 1.749% | 0% | 1 | 0 | 2 | 24% | 1% | 25% | 2 | 40% | 0.2914% | 0% | 1 | 8% | 0.191% | 0% | 1 | 20% | 0.2189% | 0% | 1 | 47% | 0.3288% | 0% | 1 | 16% | 0.2094% | 0% | 1 | 4% | 0.1836% | 0% | 1
204 | Westley | 0 | 0 | 10 | 0% | 0% | 1 | 0.1 | 0% | 0% | 1 | 53% | 0% | 0% | 2 | 0 | 2 | 47% | 4% | 51% | 3 | 87% | 0% | 0% | 3 | 17% | 0% | 0% | 1 | 26% | 0% | 0% | 1 | 89% | 0% | 0% | 3 | 34% | 0% | 0% | 1 | 1% | 0% | 0% | 1 |  | 0% | 0% | 1 | 0.1 | 0% | 0% | 1 | 48% | 0% | 0% | 1 | 0 | 2 | 39% | 10% | 49% | 3 | 77% | 0% | 0% | 3 | 17% | 0% | 0% | 1 | 25% | 0% | 0% | 1 | 80% | 0% | 0% | 3 | 36% | 0% | 0% | 1 | 3% | 0% | 0% | 1 |  | 0% | 0% | 1 | 0.11 | 0% | 0% | 1 | 47% | 0% | 0% | 1 | 0 | 2 | 31% | 12% | 43% | 3 | 62% | 0% | 0% | 2 | 17% | 0% | 0% | 1 | 23% | 0% | 0% | 1 | 67% | 0% | 0% | 2 | 35% | 0% | 0% | 1 | 3% | 0% | 0% | 1 |  | 0% | 0% | 1 | 0.13 | 0% | 0% | 1 | 44% | 0% | 0% | 1 | 0 | 2 | 27% | 17% | 44% | 3 | 55% | 0% | 0% | 2 | 20% | 0% | 0% | 1 | 25% | 0% | 0% | 1 | 61% | 0% | 0% | 2 | 36% | 0% | 0% | 1 | 3% | 0% | 0% | 1
205 | Smyrna | 0 | 0 | 10 | 0% | 0% | 1 | 0.1 | 0% | 0% | 1 | 16% | 0% | 0% | 1 | 0 | 2 | 6% | 0% | 6% | 1 | 26% | 0% | 0% | 1 | 0% | 0% | 0% | 1 | 39% | 0% | 0% | 1 | 65% | 0% | 0% | 2 | 1% | 0% | 0% | 1 | 4% | 0% | 0% | 1 |  | 0% | 0% | 1 | 0.1 | 0% | 0% | 1 | 46% | 0% | 0% | 1 | 0 | 2 | 13% | 0% | 13% | 1 | 23% | 0% | 0% | 1 | 2% | 0% | 0% | 1 | 22% | 0% | 0% | 1 | 45% | 0% | 0% | 1 | 1% | 0% | 0% | 1 | 4% | 0% | 0% | 1 |  | 0% | 0% | 1 | 0.1 | 0% | 0% | 1 | 47% | 0% | 0% | 1 | 0 | 2 | 14% | 0% | 14% | 1 | 32% | 0% | 0% | 1 | 8% | 0% | 0% | 1 | 30% | 0% | 0% | 1 | 50% | 0% | 0% | 2 | 1% | 0% | 0% | 1 | 7% | 0% | 0% | 1 |  | 0% | 0% | 1 | 0.09 | 0% | 0% | 1 | 50% | 0% | 0% | 2 | 0 | 2 | 14% | 0% | 14% | 1 | 32% | 0% | 0% | 1 | 6% | 0% | 0% | 1 | 26% | 0% | 0% | 1 | 48% | 0% | 0% | 1 | 1% | 0% | 0% | 1 | 6% | 0% | 0% | 1
206 | Kem | 0 | 0 | 0 | 0% | 0% | 1 | 0.04 | 0% | 0% | 1 | 0% | 0% | 0% | 1 | 0 | 2 | 0% | 0% | 0% | 1 | 12% | 0% | 0% | 1 | 44% | 0% | 0% | 1 | 0% | 0% | 0% | 1 | 56% | 0% | 0% | 2 | 68% | 0% | 0% | 2 | 0% | 0% | 0% | 1 |  | 0% | 0% | 1 | 0.05 | 0% | 0% | 1 | 0% | 0% | 0% | 1 | 0 | 2 | 0% | 0% | 0% | 1 | 9% | 0% | 0% | 1 | 34% | 0% | 0% | 1 | 0% | 0% | 0% | 1 | 43% | 0% | 0% | 1 | 61% | 0% | 0% | 2 | 0% | 0% | 0% | 1 |  | 0% | 0% | 1 | 0.05 | 0% | 0% | 1 | 0% | 0% | 0% | 1 | 0 | 2 | 0% | 0% | 0% | 1 | 9% | 0% | 0% | 1 | 20% | 0% | 0% | 1 | 0% | 0% | 0% | 1 | 28% | 0% | 0% | 1 | 58% | 0% | 0% | 2 | 1% | 0% | 0% | 1 |  | 0% | 0% | 1 | 0.04 | 0% | 0% | 1 | 0% | 0% | 0% | 1 | 0 | 2 | 0% | 0% | 0% | 1 | 24% | 0% | 0% | 1 | 16% | 0% | 0% | 1 | 2% | 0% | 0% | 1 | 38% | 0% | 0% | 1 | 60% | 0% | 0% | 2 | 2% | 0% | 0% | 1
207 | Potrero | 0 | 0 | 0 | 0% | 0% | 1 | 0.72 | 0% | 0% | 1 | 0% | 0% | 0% | 1 | 0 | 2 | 0% | 0% | 0% | 1 | 0% | 0% | 0% | 1 | 3% | 0% | 0% | 1 | 20% | 0% | 0% | 1 | 20% | 0% | 0% | 1 | 0% | 0% | 0% | 1 | 2% | 0% | 0% | 1 |  | 0% | 0% | 1 | 0.47 | 0% | 0% | 1 | 0% | 0% | 0% | 1 | 0 | 2 | 0% | 0% | 0% | 1 | 1% | 0% | 0% | 1 | 19% | 0% | 0% | 1 | 45% | 0% | 0% | 1 | 46% | 0% | 0% | 1 | 0% | 0% | 0% | 1 | 4% | 0% | 0% | 1 |  | 0% | 0% | 1 | 0.48 | 0% | 0% | 1 | 0% | 0% | 0% | 1 | 0 | 2 | 2% | 0% | 2% | 1 | 17% | 0% | 0% | 1 | 41% | 0% | 0% | 1 | 62% | 0% | 0% | 2 | 65% | 0% | 0% | 2 | 3% | 0% | 0% | 1 | 7% | 0% | 0% | 1 |  | 0% | 0% | 1 | 0.5 | 0% | 0% | 1 | 0% | 0% | 0% | 1 | 0 | 2 | 41% | 0% | 41% | 2 | 39% | 0% | 0% | 1 | 52% | 0% | 0% | 2 | 73% | 0% | 0% | 3 | 82% | 0% | 0% | 3 | 21% | 0% | 0% | 1 | 7% | 0% | 0% | 1
208 | Palermo | 0 | 0 | 10 | 0% | 0% | 1 | 0.35 | 0% | 0% | 1 | 5% | 0% | 0% | 1 | 0 | 2 | 79% | 0% | 79% | 5 | 85% | 0% | 0% | 3 | 11% | 0% | 0% | 1 | 0% | 0% | 0% | 1 | 95% | 0% | 0% | 5 | 11% | 0% | 0% | 1 | 18% | 0% | 0% | 1 |  | 0% | 0% | 1 | 0.17 | 0% | 0% | 1 | 9% | 0% | 0% | 1 | 0 | 2 | 65% | 3% | 68% | 3 | 87% | 0% | 0% | 3 | 12% | 0% | 0% | 1 | 13% | 0% | 0% | 1 | 93% | 0% | 0% | 4 | 30% | 0% | 0% | 1 | 19% | 0% | 0% | 1 |  | 0% | 0% | 1 | 0.17 | 0% | 0% | 1 | 13% | 0% | 0% | 1 | 0 | 2 | 39% | 5% | 44% | 2 | 74% | 0% | 0% | 3 | 11% | 0% | 0% | 1 | 30% | 0% | 0% | 1 | 86% | 0% | 0% | 3 | 21% | 0% | 0% | 1 | 13% | 0% | 0% | 1 |  | 0% | 0% | 1 | 0.14 | 0% | 0% | 1 | 14% | 0% | 0% | 1 | 0 | 2 | 33% | 7% | 40% | 2 | 66% | 0% | 0% | 2 | 16% | 0% | 0% | 1 | 39% | 0% | 0% | 1 | 85% | 0% | 0% | 3 | 21% | 0% | 0% | 1 | 10% | 0% | 0% | 1
209 | Bogue | 0 | 0 | 10 | 0% | 0% | 1 | 0.2 | 0% | 0% | 1 | 73% | 0% | 0% | 2 | 0 | 2 | 0% | 0% | 0% | 1 | 1% | 0% | 0% | 1 | 0% | 0% | 0% | 1 | 16% | 0% | 0% | 1 | 17% | 0% | 0% | 1 | 0% | 0% | 0% | 1 | 3% | 0% | 0% | 1 |  | 0% | 0% | 1 | 0.14 | 0% | 0% | 1 | 51% | 0% | 0% | 2 | 0 | 2 | 1% | 0% | 1% | 1 | 19% | 0% | 0% | 1 | 7% | 0% | 0% | 1 | 38% | 0% | 0% | 1 | 54% | 0% | 0% | 2 | 1% | 0% | 0% | 1 | 7% | 0% | 0% | 1 |  | 0% | 0% | 1 | 0.12 | 0% | 0% | 1 | 55% | 0% | 0% | 2 | 0 | 2 | 9% | 0% | 9% | 1 | 44% | 0% | 0% | 1 | 8% | 0% | 0% | 1 | 35% | 0% | 0% | 1 | 67% | 0% | 0% | 2 | 4% | 0% | 0% | 1 | 8% | 0% | 0% | 1 |  | 0% | 0% | 1 | 0.11 | 0% | 0% | 1 | 52% | 0% | 0% | 2 | 0 | 2 | 17% | 0% | 17% | 1 | 49% | 0% | 0% | 1 | 8% | 0% | 0% | 1 | 38% | 0% | 0% | 1 | 71% | 0% | 0% | 3 | 7% | 0% | 0% | 1 | 9% | 0% | 0% | 1
210 | Balch 1 | 0 | 0 | 0 | 0% | 0% | 1 | 0.02 | 0% | 0% | 1 | 0% | 0% | 0% | 1 | 0 | 2 | 52% | 45% | 97% | 5 | 21% | 0% | 0% | 1 | 66% | 0% | 0% | 2 | 37% | 0% | 0% | 1 | 77% | 0% | 0% | 3 | 77% | 0% | 0% | 3 | 6% | 0% | 0% | 1 |  | 0% | 0% | 1 | 0.02 | 0% | 0% | 1 | 0% | 0% | 0% | 1 | 0 | 2 | 73% | 19% | 92% | 5 | 12% | 0% | 0% | 1 | 47% | 0% | 0% | 1 | 37% | 0% | 0% | 1 | 58% | 0% | 0% | 2 | 70% | 0% | 0% | 3 | 5% | 0% | 0% | 1 |  | 0% | 0% | 1 | 0.05 | 0% | 0% | 1 | 0% | 0% | 0% | 1 | 0 | 2 | 79% | 10% | 89% | 5 | 17% | 0% | 0% | 1 | 42% | 0% | 0% | 1 | 33% | 0% | 0% | 1 | 62% | 0% | 0% | 2 | 69% | 0% | 0% | 2 | 4% | 0% | 0% | 1 |  | 0% | 0% | 1 | 0.12 | 0% | 0% | 1 | 0% | 0% | 0% | 1 | 0 | 2 | 71% | 5% | 76% | 5 | 36% | 0% | 0% | 1 | 40% | 0% | 0% | 1 | 35% | 0% | 0% | 1 | 73% | 0% | 0% | 3 | 63% | 0% | 0% | 2 | 5% | 0% | 0% | 1
211 | Pauba | 0 | 0 | 0 | 0% | 0% | 1 | 0.39 | 0% | 0% | 1 | 6% | 0% | 0% | 1 | 0 | 2 | 60% | 6% | 66% | 3 | 29% | 0% | 0% | 1 | 48% | 0% | 0% | 1 | 56% | 0% | 0% | 2 | 64% | 0% | 0% | 2 | 12% | 0% | 0% | 1 | 5% | 0% | 0% | 1 |  | 0% | 0% | 1 | 0.27 | 0% | 0% | 1 | 3% | 0% | 0% | 1 | 0 | 2 | 56% | 30% | 86% | 5 | 41% | 0% | 0% | 1 | 46% | 0% | 0% | 1 | 66% | 0% | 0% | 2 | 71% | 0% | 0% | 3 | 21% | 0% | 0% | 1 | 5% | 0% | 0% | 1 |  | 0% | 0% | 1 | 0.27 | 0% | 0% | 1 | 3% | 0% | 0% | 1 | 0 | 2 | 51% | 39% | 90% | 5 | 50% | 0% | 0% | 2 | 36% | 0% | 0% | 1 | 57% | 0% | 0% | 2 | 74% | 0% | 0% | 3 | 23% | 0% | 0% | 1 | 5% | 0% | 0% | 1 |  | 0% | 0% | 1 | 0.27 | 0% | 0% | 1 | 3% | 0% | 0% | 1 | 0 | 2 | 43% | 47% | 90% | 5 | 48% | 0% | 0% | 1 | 31% | 0% | 0% | 1 | 49% | 0% | 0% | 1 | 72% | 0% | 0% | 3 | 23% | 0% | 0% | 1 | 6% | 0% | 0% | 1
212 | Eastshore | 0 | 0 | 10 | 0% | 0% | 1 | 0.04 | 0% | 0% | 1 | 0% | 0% | 0% | 1 | 0 | 2 | 0% | 0% | 0% | 1 | 0% | 0% | 0% | 1 | 0% | 0% | 0% | 1 | 39% | 0% | 0% | 1 | 39% | 0% | 0% | 1 | 0% | 0% | 0% | 1 | 72% | 0% | 0% | 3 |  | 0% | 0% | 1 | 0.71 | 0% | 0% | 1 | 0% | 0% | 0% | 1 | 0 | 2 | 62% | 0% | 62% | 3 | 47% | 0% | 0% | 1 | 20% | 0% | 0% | 1 | 66% | 0% | 0% | 2 | 83% | 0% | 0% | 3 | 40% | 0% | 0% | 1 | 9% | 0% | 0% | 1 |  | 0% | 0% | 1 | 0.52 | 0% | 0% | 1 | 0% | 0% | 0% | 1 | 0 | 2 | 72% | 0% | 72% | 3 | 66% | 0% | 0% | 2 | 29% | 0% | 0% | 1 | 66% | 0% | 0% | 2 | 87% | 0% | 0% | 3 | 38% | 0% | 0% | 1 | 8% | 0% | 0% | 1 |  | 0% | 0% | 1 | 0.28 | 0% | 0% | 1 | 0% | 0% | 0% | 1 | 0 | 2 | 70% | 0% | 70% | 3 | 55% | 0% | 0% | 2 | 37% | 0% | 0% | 1 | 63% | 0% | 0% | 2 | 81% | 0% | 0% | 3 | 44% | 0% | 0% | 1 | 8% | 0% | 0% | 1
213 | Cheney | 0 | 0 | 0 | 0% | 0% | 1 | 0.08 | 0% | 0% | 1 | 75% | 0% | 0% | 3 | 0 | 2 | 2% | 0% | 2% | 1 | 9% | 0% | 0% | 1 | 5% | 0% | 0% | 1 | 13% | 0% | 0% | 1 | 17% | 0% | 0% | 1 | 0% | 0% | 0% | 1 | 0% | 0% | 0% | 1 |  | 0% | 0% | 1 | 0.07 | 0% | 0% | 1 | 54% | 0% | 0% | 2 | 0 | 2 | 8% | 0% | 8% | 1 | 22% | 0% | 0% | 1 | 8% | 0% | 0% | 1 | 24% | 0% | 0% | 1 | 34% | 0% | 0% | 1 | 7% | 0% | 0% | 1 | 0% | 0% | 0% | 1 |  | 0% | 0% | 1 | 0.07 | 0% | 0% | 1 | 42% | 0% | 0% | 1 | 0 | 2 | 10% | 0% | 10% | 1 | 26% | 0% | 0% | 1 | 7% | 0% | 0% | 1 | 18% | 0% | 0% | 1 | 35% | 0% | 0% | 1 | 10% | 0% | 0% | 1 | 1% | 0% | 0% | 1 |  | 0% | 0% | 1 | 0.06 | 0% | 0% | 1 | 37% | 0% | 0% | 1 | 0 | 2 | 18% | 1% | 19% | 2 | 37% | 0% | 0% | 1 | 9% | 0% | 0% | 1 | 19% | 0% | 0% | 1 | 44% | 0% | 0% | 1 | 15% | 0% | 0% | 1 | 3% | 0% | 0% | 1
214 | Warnerville | 0 | 0 | 10 | 0% | 0% | 1 | 0.13 | 0% | 0% | 1 | 27% | 0% | 0% | 1 | 0 | 2 | 25% | 0% | 25% | 2 | 36% | 0% | 0% | 1 | 10% | 0% | 0% | 1 | 29% | 0% | 0% | 1 | 63% | 0% | 0% | 2 | 1% | 0% | 0% | 1 | 4% | 0% | 0% | 1 |  | 0% | 0% | 1 | 0.13 | 0% | 0% | 1 | 25% | 0% | 0% | 1 | 0 | 2 | 36% | 0% | 36% | 2 | 60% | 0% | 0% | 2 | 12% | 0% | 0% | 1 | 30% | 0% | 0% | 1 | 71% | 0% | 0% | 3 | 13% | 0% | 0% | 1 | 7% | 0% | 0% | 1 |  | 0% | 0% | 1 | 0.12 | 0% | 0% | 1 | 24% | 0% | 0% | 1 | 0 | 2 | 42% | 0% | 42% | 2 | 63% | 0% | 0% | 2 | 16% | 0% | 0% | 1 | 30% | 0% | 0% | 1 | 72% | 0% | 0% | 3 | 23% | 0% | 0% | 1 | 8% | 0% | 0% | 1 |  | 0% | 0% | 1 | 0.12 | 0% | 0% | 1 | 30% | 0% | 0% | 1 | 0 | 2 | 39% | 0% | 39% | 2 | 53% | 0% | 0% | 2 | 17% | 0% | 0% | 1 | 29% | 0% | 0% | 1 | 64% | 0% | 0% | 2 | 25% | 0% | 0% | 1 | 7% | 0% | 0% | 1
215 | Corona | 0 | 0 | 10 | 0% | 0% | 1 | 0.15 | 0% | 0% | 1 | 2% | 0% | 0% | 1 | 0 | 2 | 87% | 0% | 87% | 5 | 88% | 0% | 0% | 3 | 37% | 0% | 0% | 1 | 66% | 0% | 0% | 2 | 96% | 0% | 0% | 5 | 24% | 0% | 0% | 1 | 4% | 0% | 0% | 1 |  | 0% | 0% | 1 | 0.13 | 0% | 0% | 1 | 3% | 0% | 0% | 1 | 0 | 2 | 71% | 0% | 71% | 3 | 64% | 0% | 0% | 2 | 30% | 0% | 0% | 1 | 65% | 0% | 0% | 2 | 86% | 0% | 0% | 3 | 31% | 0% | 0% | 1 | 5% | 0% | 0% | 1 |  | 0% | 0% | 1 | 0.13 | 0% | 0% | 1 | 5% | 0% | 0% | 1 | 0 | 2 | 55% | 0% | 55% | 3 | 60% | 0% | 0% | 2 | 26% | 0% | 0% | 1 | 57% | 0% | 0% | 2 | 82% | 0% | 0% | 3 | 35% | 0% | 0% | 1 | 6% | 0% | 0% | 1 |  | 0% | 0% | 1 | 0.17 | 0% | 0% | 1 | 11% | 0% | 0% | 1 | 0 | 2 | 35% | 0% | 35% | 2 | 60% | 0% | 0% | 2 | 31% | 0% | 0% | 1 | 58% | 0% | 0% | 2 | 84% | 0% | 0% | 3 | 30% | 0% | 0% | 1 | 7% | 0% | 0% | 1
216 | Goleta | 0 | 0 | 10 | 0% | 0% | 1 | 0.1 | 0% | 0% | 1 | 5% | 0% | 0% | 1 | 0 | 2 | 84% | 2% | 86% | 5 | 14% | 0% | 0% | 1 | 0% | 0% | 0% | 1 | 5% | 0% | 0% | 1 | 19% | 0% | 0% | 1 | 48% | 0% | 0% | 1 | 7% | 0% | 0% | 1 |  | 0% | 0% | 1 | 0.07 | 0% | 0% | 1 | 2% | 0% | 0% | 1 | 0 | 2 | 77% | 1% | 78% | 5 | 19% | 0% | 0% | 1 | 3% | 0% | 0% | 1 | 5% | 0% | 0% | 1 | 23% | 0% | 0% | 1 | 57% | 0% | 0% | 2 | 6% | 0% | 0% | 1 |  | 0% | 0% | 1 | 0.1 | 0% | 0% | 1 | 3% | 0% | 0% | 1 | 0 | 2 | 67% | 15% | 82% | 5 | 22% | 0% | 0% | 1 | 3% | 0% | 0% | 1 | 4% | 0% | 0% | 1 | 26% | 0% | 0% | 1 | 58% | 0% | 0% | 2 | 6% | 0% | 0% | 1 |  | 0% | 0% | 1 | 0.09 | 0% | 0% | 1 | 3% | 0% | 0% | 1 | 0 | 2 | 57% | 17% | 74% | 3 | 18% | 0% | 0% | 1 | 4% | 0% | 0% | 1 | 4% | 0% | 0% | 1 | 23% | 0% | 0% | 1 | 54% | 0% | 0% | 2 | 5% | 0% | 0% | 1
217 | Midway Green Ridge Services | 0 | 0 | 0 | 0% | 0% | 1 | 0.18 | 0% | 0% | 1 | 6% | 0% | 0% | 1 | 0 | 2 | 86% | 0% | 86% | 5 | 83% | 0% | 0% | 3 | 71% | 0% | 0% | 3 | 81% | 0% | 0% | 3 | 98% | 0% | 0% | 5 | 23% | 0% | 0% | 1 | 4% | 0% | 0% | 1 |  | 0% | 0% | 1 | 0.16 | 0% | 0% | 1 | 21% | 0% | 0% | 1 | 0 | 2 | 69% | 3% | 72% | 3 | 69% | 0% | 0% | 2 | 60% | 0% | 0% | 2 | 61% | 0% | 0% | 2 | 82% | 0% | 0% | 3 | 28% | 0% | 0% | 1 | 6% | 0% | 0% | 1 |  | 0% | 0% | 1 | 0.15 | 0% | 0% | 1 | 34% | 0% | 0% | 1 | 0 | 2 | 50% | 7% | 57% | 3 | 54% | 0% | 0% | 2 | 40% | 0% | 0% | 1 | 42% | 0% | 0% | 1 | 66% | 0% | 0% | 2 | 29% | 0% | 0% | 1 | 5% | 0% | 0% | 1 |  | 0% | 0% | 1 | 0.13 | 0% | 0% | 1 | 37% | 0% | 0% | 1 | 0 | 2 | 42% | 9% | 51% | 3 | 52% | 0% | 0% | 2 | 35% | 0% | 0% | 1 | 38% | 0% | 0% | 1 | 62% | 0% | 0% | 2 | 29% | 0% | 0% | 1 | 6% | 0% | 0% | 1
218 | Lerdo | 0 | 0 | 10 | 0% | 0% | 1 | 0.13 | 0% | 0% | 1 | 73% | 0% | 0% | 2 | 0 | 2 | 4% | 0% | 4% | 1 | 25% | 0% | 0% | 1 | 0% | 0% | 0% | 1 | 0% | 0% | 0% | 1 | 25% | 0% | 0% | 1 | 0% | 0% | 0% | 1 | 2% | 0% | 0% | 1 |  | 0% | 0% | 1 | 0.12 | 0% | 0% | 1 | 62% | 0% | 0% | 2 | 0 | 2 | 21% | 0% | 21% | 2 | 29% | 0% | 0% | 1 | 1% | 0% | 0% | 1 | 9% | 0% | 0% | 1 | 33% | 0% | 0% | 1 | 3% | 0% | 0% | 1 | 1% | 0% | 0% | 1 |  | 0% | 0% | 1 | 0.11 | 0% | 0% | 1 | 53% | 0% | 0% | 2 | 0 | 2 | 30% | 0% | 30% | 2 | 37% | 0% | 0% | 1 | 9% | 0% | 0% | 1 | 22% | 0% | 0% | 1 | 48% | 0% | 0% | 1 | 5% | 0% | 0% | 1 | 4% | 0% | 0% | 1 |  | 0% | 0% | 1 | 0.11 | 0% | 0% | 1 | 47% | 0% | 0% | 1 | 0 | 2 | 28% | 0% | 28% | 2 | 36% | 0% | 0% | 1 | 14% | 0% | 0% | 1 | 30% | 0% | 0% | 1 | 51% | 0% | 0% | 2 | 12% | 0% | 0% | 1 | 4% | 0% | 0% | 1
219 | Tulucay | 0 | 0 | 10 | 0% | 0% | 1 | 0.13 | 0% | 0% | 1 | 27% | 0% | 0% | 1 | 0 | 2 | 25% | 0% | 25% | 2 | 75% | 0% | 0% | 3 | 7% | 0% | 0% | 1 | 30% | 0% | 0% | 1 | 87% | 0% | 0% | 3 | 25% | 0% | 0% | 1 | 6% | 0% | 0% | 1 |  | 0% | 0% | 1 | 0.22 | 0% | 0% | 1 | 22% | 0% | 0% | 1 | 0 | 2 | 28% | 0% | 28% | 2 | 64% | 0% | 0% | 2 | 9% | 0% | 0% | 1 | 32% | 0% | 0% | 1 | 78% | 0% | 0% | 3 | 30% | 0% | 0% | 1 | 9% | 0% | 0% | 1 |  | 0% | 0% | 1 | 0.27 | 0% | 0% | 1 | 16% | 0% | 0% | 1 | 0 | 2 | 30% | 0% | 30% | 2 | 62% | 0% | 0% | 2 | 13% | 0% | 0% | 1 | 34% | 0% | 0% | 1 | 79% | 0% | 0% | 3 | 33% | 0% | 0% | 1 | 9% | 0% | 0% | 1 |  | 0% | 0% | 1 | 0.25 | 0% | 0% | 1 | 13% | 0% | 0% | 1 | 0 | 2 | 39% | 0% | 39% | 2 | 62% | 0% | 0% | 2 | 19% | 0% | 0% | 1 | 37% | 0% | 0% | 1 | 80% | 0% | 0% | 3 | 32% | 0% | 0% | 1 | 10% | 0% | 0% | 1
220 | McCall | 0 | 0 | 10 | 0% | 0% | 1 | 0.23 | 0% | 0% | 1 | 80% | 0% | 0% | 3 | 0 | 2 | 0% | 0% | 0% | 1 | 0% | 0% | 0% | 1 | 0% | 0% | 0% | 1 | 0% | 0% | 0% | 1 | 0% | 0% | 0% | 1 | 0% | 0% | 0% | 1 | 0% | 0% | 0% | 1 |  | 0% | 0% | 1 | 0.22 | 0% | 0% | 1 | 74% | 0% | 0% | 2 | 0 | 2 | 0% | 0% | 0% | 1 | 0% | 0% | 0% | 1 | 0% | 0% | 0% | 1 | 0% | 0% | 0% | 1 | 0% | 0% | 0% | 1 | 0% | 0% | 0% | 1 | 2% | 0% | 0% | 1 |  | 0% | 0% | 1 | 0.22 | 0% | 0% | 1 | 65% | 0% | 0% | 2 | 0 | 2 | 2% | 0% | 2% | 1 | 2% | 0% | 0% | 1 | 3% | 0% | 0% | 1 | 4% | 0% | 0% | 1 | 5% | 0% | 0% | 1 | 1% | 0% | 0% | 1 | 2% | 0% | 0% | 1 |  | 0% | 0% | 1 | 0.19 | 0% | 0% | 1 | 54% | 0% | 0% | 2 | 0 | 2 | 8% | 0% | 8% | 1 | 12% | 0% | 0% | 1 | 13% | 0% | 0% | 1 | 16% | 0% | 0% | 1 | 21% | 0% | 0% | 1 | 5% | 0% | 0% | 1 | 4% | 0% | 0% | 1
221 | Notre Dame | 0 | 0 | 10 | 0% | 0% | 1 | 0.16 | 0% | 0% | 1 | 34% | 0% | 0% | 1 | 0 | 2 | 36% | 0% | 36% | 2 | 65% | 0% | 0% | 2 | 47% | 0% | 0% | 1 | 64% | 0% | 0% | 2 | 67% | 0% | 0% | 2 | 51% | 0% | 0% | 2 | 16% | 0% | 0% | 1 |  | 0% | 0% | 1 | 0.13 | 0% | 0% | 1 | 38% | 0% | 0% | 1 | 0 | 2 | 31% | 0% | 31% | 2 | 63% | 0% | 0% | 2 | 26% | 0% | 0% | 1 | 49% | 0% | 0% | 1 | 71% | 0% | 0% | 3 | 33% | 0% | 0% | 1 | 13% | 0% | 0% | 1 |  | 0% | 0% | 1 | 0.11 | 0% | 0% | 1 | 34% | 0% | 0% | 1 | 0 | 2 | 31% | 0% | 31% | 2 | 62% | 0% | 0% | 2 | 19% | 0% | 0% | 1 | 44% | 0% | 0% | 1 | 75% | 0% | 0% | 3 | 27% | 0% | 0% | 1 | 15% | 0% | 0% | 1 |  | 0% | 0% | 1 | 0.1 | 0% | 0% | 1 | 33% | 0% | 0% | 1 | 0 | 2 | 25% | 5% | 30% | 2 | 54% | 0% | 0% | 2 | 17% | 0% | 0% | 1 | 41% | 0% | 0% | 1 | 71% | 0% | 0% | 3 | 23% | 0% | 0% | 1 | 13% | 0% | 0% | 1
222 | Martinez | 0 | 0 | 10 | 0% | 0% | 1 | 0.75 | 0% | 0% | 1 | 0% | 0% | 0% | 1 | 0 | 2 | 46% | 0% | 46% | 2 | 1% | 0% | 0% | 1 | 41% | 0% | 0% | 1 | 50% | 0% | 0% | 2 | 62% | 0% | 0% | 2 | 7% | 0% | 0% | 1 | 5% | 0% | 0% | 1 |  | 0% | 0% | 1 | 0.73 | 0% | 0% | 1 | 0% | 0% | 0% | 1 | 0 | 2 | 40% | 0% | 40% | 2 | 21% | 0% | 0% | 1 | 49% | 0% | 0% | 1 | 56% | 0% | 0% | 2 | 75% | 0% | 0% | 3 | 14% | 0% | 0% | 1 | 15% | 0% | 0% | 1 |  | 0% | 0% | 1 | 0.55 | 0% | 0% | 1 | 1% | 0% | 0% | 1 | 0 | 2 | 41% | 0% | 41% | 2 | 37% | 0% | 0% | 1 | 47% | 0% | 0% | 1 | 57% | 0% | 0% | 2 | 81% | 0% | 0% | 3 | 17% | 0% | 0% | 1 | 21% | 0% | 0% | 1 |  | 0% | 0% | 1 | 0.28 | 0% | 0% | 1 | 6% | 0% | 0% | 1 | 0 | 2 | 52% | 0% | 52% | 3 | 38% | 0% | 0% | 1 | 38% | 0% | 0% | 1 | 48% | 0% | 0% | 1 | 72% | 0% | 0% | 3 | 18% | 0% | 0% | 1 | 15% | 0% | 0% | 1
223 | San Bernardino | 0 | 0 | 10 | 0% | 0% | 1 | 0.28 | 0% | 0% | 1 | 2% | 0% | 0% | 1 | 0 | 2 | 72% | 0% | 72% | 3 | 0% | 0% | 0% | 1 | 64% | 0% | 0% | 2 | 100% | 0% | 0% | 5 | 100% | 0% | 0% | 5 | 48% | 0% | 0% | 1 | 2% | 0% | 0% | 1 |  | 0% | 0% | 1 | 0.27 | 0% | 0% | 1 | 2% | 0% | 0% | 1 | 0 | 2 | 54% | 41% | 95% | 5 | 34% | 0% | 0% | 1 | 43% | 0% | 0% | 1 | 54% | 0% | 0% | 2 | 80% | 0% | 0% | 3 | 45% | 0% | 0% | 1 | 6% | 0% | 0% | 1 |  | 0% | 0% | 1 | 0.26 | 0% | 0% | 1 | 1% | 0% | 0% | 1 | 0 | 2 | 49% | 47% | 96% | 5 | 47% | 0% | 0% | 1 | 35% | 0% | 0% | 1 | 55% | 0% | 0% | 2 | 79% | 0% | 0% | 3 | 39% | 0% | 0% | 1 | 5% | 0% | 0% | 1 |  | 0% | 0% | 1 | 0.21 | 0% | 0% | 1 | 2% | 0% | 0% | 1 | 0 | 2 | 52% | 41% | 93% | 5 | 47% | 0% | 0% | 1 | 40% | 0% | 0% | 1 | 62% | 0% | 0% | 2 | 82% | 0% | 0% | 3 | 43% | 0% | 0% | 1 | 6% | 0% | 0% | 1
224 | Las Positas | 0 | 0 | 0 | 0% | 0% | 1 | 0.1 | 0% | 0% | 1 | 1% | 0% | 0% | 1 | 0 | 2 | 96% | 0% | 96% | 5 | 69% | 0% | 0% | 2 | 64% | 0% | 0% | 2 | 77% | 0% | 0% | 3 | 89% | 0% | 0% | 3 | 27% | 0% | 0% | 1 | 8% | 0% | 0% | 1 |  | 0% | 0% | 1 | 0.12 | 0% | 0% | 1 | 0% | 0% | 0% | 1 | 0 | 2 | 96% | 2% | 98% | 5 | 68% | 0% | 0% | 2 | 60% | 0% | 0% | 2 | 71% | 0% | 0% | 3 | 89% | 0% | 0% | 3 | 37% | 0% | 0% | 1 | 6% | 0% | 0% | 1 |  | 0% | 0% | 1 | 0.15 | 0% | 0% | 1 | 10% | 0% | 0% | 1 | 0 | 2 | 76% | 9% | 85% | 5 | 65% | 0% | 0% | 2 | 59% | 0% | 0% | 2 | 66% | 0% | 0% | 2 | 86% | 0% | 0% | 3 | 40% | 0% | 0% | 1 | 6% | 0% | 0% | 1 |  | 0% | 0% | 1 | 0.12 | 0% | 0% | 1 | 20% | 0% | 0% | 1 | 0 | 2 | 63% | 10% | 73% | 3 | 61% | 0% | 0% | 2 | 43% | 0% | 0% | 1 | 49% | 0% | 0% | 1 | 75% | 0% | 0% | 3 | 41% | 0% | 0% | 1 | 6% | 0% | 0% | 1
225 | Pomerado | 0 | 0 | 10 | 0% | 0% | 1 | 0.21 | 0% | 0% | 1 | 0% | 0% | 0% | 1 | 0 | 2 | 11% | 89% | 100% | 5 | 76% | 0% | 0% | 3 | 38% | 0% | 0% | 1 | 57% | 0% | 0% | 2 | 100% | 0% | 0% | 5 | 21% | 0% | 0% | 1 | 1% | 0% | 0% | 1 |  | 0% | 0% | 1 | 0.29 | 0% | 0% | 1 | 1% | 0% | 0% | 1 | 0 | 2 | 38% | 56% | 94% | 5 | 71% | 0% | 0% | 3 | 62% | 0% | 0% | 2 | 69% | 0% | 0% | 2 | 97% | 0% | 0% | 5 | 14% | 0% | 0% | 1 | 4% | 0% | 0% | 1 |  | 0% | 0% | 1 | 0.23 | 0% | 0% | 1 | 1% | 0% | 0% | 1 | 0 | 2 | 28% | 66% | 94% | 5 | 61% | 0% | 0% | 2 | 44% | 0% | 0% | 1 | 57% | 0% | 0% | 2 | 83% | 0% | 0% | 3 | 31% | 0% | 0% | 1 | 4% | 0% | 0% | 1 |  | 0% | 0% | 1 | 0.24 | 0% | 0% | 1 | 1% | 0% | 0% | 1 | 0 | 2 | 19% | 74% | 93% | 5 | 46% | 0% | 0% | 1 | 25% | 0% | 0% | 1 | 36% | 0% | 0% | 1 | 64% | 0% | 0% | 2 | 42% | 0% | 0% | 1 | 5% | 0% | 0% | 1
226 | Altamont Midway (Sandhill) | 0 | 0 | 10 | 0% | 0% | 1 | 0.07 | 0% | 0% | 1 | 0% | 0% | 0% | 1 | 0 | 2 | 99% | 0% | 99% | 5 | 94% | 0% | 0% | 4 | 46% | 0% | 0% | 1 | 73% | 0% | 0% | 3 | 100% | 0% | 0% | 5 | 17% | 0% | 0% | 1 | 7% | 0% | 0% | 1 |  | 0% | 0% | 1 | 0.15 | 0% | 0% | 1 | 11% | 0% | 0% | 1 | 0 | 2 | 81% | 1% | 82% | 5 | 65% | 0% | 0% | 2 | 64% | 0% | 0% | 2 | 69% | 0% | 0% | 2 | 89% | 0% | 0% | 3 | 25% | 0% | 0% | 1 | 7% | 0% | 0% | 1 |  | 0% | 0% | 1 | 0.14 | 0% | 0% | 1 | 23% | 0% | 0% | 1 | 0 | 2 | 62% | 5% | 67% | 3 | 54% | 0% | 0% | 2 | 51% | 0% | 0% | 2 | 55% | 0% | 0% | 2 | 72% | 0% | 0% | 3 | 29% | 0% | 0% | 1 | 6% | 0% | 0% | 1 |  | 0% | 0% | 1 | 0.14 | 0% | 0% | 1 | 32% | 0% | 0% | 1 | 0 | 2 | 50% | 7% | 57% | 3 | 52% | 0% | 0% | 2 | 37% | 0% | 0% | 1 | 41% | 0% | 0% | 1 | 65% | 0% | 0% | 2 | 31% | 0% | 0% | 1 | 6% | 0% | 0% | 1
227 | Wheeler Ridge | 500 | 5000 | 10 | 231.7% | 6.686% | 4 | 0.08 | 156.7% | 4.466% | 3 | 86% | 164.1% | 5.103% | 4 | 0 | 2 | 0% | 0% | 0% | 1 | 5% | 11.75% | 0% | 1 | 13% | 12.91% | 0% | 1 | 18% | 13.73% | 0% | 1 | 20% | 14.07% | 0% | 1 | 0% | 11.19% | 0% | 1 | 2% | 11.41% | 0% | 1 |  | 30.76% | 0% | 2 | 0.07 | 24.78% | 0% | 2 | 68% | 23.64% | 0% | 2 | 0 | 2 | 8% | 0% | 8% | 1 | 15% | 3.488% | 0% | 1 | 23% | 3.847% | 0% | 1 | 35% | 4.556% | 0% | 1 | 39% | 4.846% | 0% | 1 | 2% | 3.051% | 0% | 1 | 2% | 3.034% | 0% | 1 |  | 14.77% | 0% | 1 | 0.08 | 11.89% | 0% | 1 | 62% | 23.64% | 0% | 2 | 0 | 2 | 14% | 0% | 14% | 1 | 20% | 2.171% | 0% | 1 | 22% | 2.211% | 0% | 1 | 34% | 2.634% | 0% | 1 | 43% | 3.053% | 0% | 1 | 6% | 1.83% | 0% | 1 | 1% | 1.754% | 0% | 1 |  | 10.18% | 0% | 1 | 0.09 | 7.408% | 0% | 1 | 55% | 23.64% | 0% | 2 | 0 | 2 | 19% | 1% | 20% | 2 | 26% | 1.568% | 0% | 1 | 24% | 1.536% | 0% | 1 | 36% | 1.829% | 0% | 1 | 49% | 2.298% | 0% | 1 | 9% | 1.279% | 0% | 1 | 2% | 1.185% | 0% | 1
228 | El Cajon | 0 | 0 | 10 | 0% | 0% | 1 | 0.3 | 0% | 0% | 1 | 0% | 0% | 0% | 1 | 0 | 2 | 91% | 0% | 91% | 5 | 99% | 0% | 0% | 5 | 100% | 0% | 0% | 5 | 1% | 0% | 0% | 1 | 100% | 0% | 0% | 5 | 0% | 0% | 0% | 1 | 8% | 0% | 0% | 1 |  | 0% | 0% | 1 | 0.24 | 0% | 0% | 1 | 1% | 0% | 0% | 1 | 0 | 2 | 58% | 42% | 100% | 5 | 62% | 0% | 0% | 2 | 61% | 0% | 0% | 2 | 63% | 0% | 0% | 2 | 87% | 0% | 0% | 3 | 24% | 0% | 0% | 1 | 6% | 0% | 0% | 1 |  | 0% | 0% | 1 | 0.23 | 0% | 0% | 1 | 0% | 0% | 0% | 1 | 0 | 2 | 26% | 67% | 93% | 5 | 44% | 0% | 0% | 1 | 47% | 0% | 0% | 1 | 75% | 0% | 0% | 3 | 89% | 0% | 0% | 3 | 32% | 0% | 0% | 1 | 3% | 0% | 0% | 1 |  | 0% | 0% | 1 | 0.21 | 0% | 0% | 1 | 0% | 0% | 0% | 1 | 0 | 2 | 24% | 67% | 91% | 5 | 35% | 0% | 0% | 1 | 41% | 0% | 0% | 1 | 65% | 0% | 0% | 2 | 77% | 0% | 0% | 3 | 39% | 0% | 0% | 1 | 4% | 0% | 0% | 1
229 | Ellis | 0 | 0 | 10 | 0% | 0% | 1 | 0.69 | 0% | 0% | 1 | 0% | 0% | 0% | 1 | 0 | 2 | 0% | 0% | 0% | 1 | 0% | 0% | 0% | 1 | 22% | 0% | 0% | 1 | 100% | 0% | 0% | 5 | 100% | 0% | 0% | 5 | 0% | 0% | 0% | 1 | 9% | 0% | 0% | 1 |  | 0% | 0% | 1 | 0.51 | 0% | 0% | 1 | 0% | 0% | 0% | 1 | 0 | 2 | 0% | 0% | 0% | 1 | 2% | 0% | 0% | 1 | 28% | 0% | 0% | 1 | 96% | 0% | 0% | 5 | 99% | 0% | 0% | 5 | 0% | 0% | 0% | 1 | 7% | 0% | 0% | 1 |  | 0% | 0% | 1 | 0.51 | 0% | 0% | 1 | 0% | 0% | 0% | 1 | 0 | 2 | 5% | 0% | 5% | 1 | 5% | 0% | 0% | 1 | 22% | 0% | 0% | 1 | 77% | 0% | 0% | 3 | 82% | 0% | 0% | 3 | 1% | 0% | 0% | 1 | 7% | 0% | 0% | 1 |  | 0% | 0% | 1 | 0.49 | 0% | 0% | 1 | 0% | 0% | 0% | 1 | 0 | 2 | 17% | 22% | 39% | 4 | 19% | 0% | 0% | 1 | 23% | 0% | 0% | 1 | 61% | 0% | 0% | 2 | 78% | 0% | 0% | 3 | 25% | 0% | 0% | 1 | 8% | 0% | 0% | 1
230 | French Camp | 0 | 0 | 10 | 0% | 0% | 1 | 0.14 | 0% | 0% | 1 | 81% | 0% | 0% | 3 | 0 | 2 | 0% | 0% | 0% | 1 | 0% | 0% | 0% | 1 | 2% | 0% | 0% | 1 | 2% | 0% | 0% | 1 | 2% | 0% | 0% | 1 | 0% | 0% | 0% | 1 | 2% | 0% | 0% | 1 |  | 0% | 0% | 1 | 0.19 | 0% | 0% | 1 | 73% | 0% | 0% | 2 | 0 | 2 | 0% | 0% | 0% | 1 | 8% | 0% | 0% | 1 | 1% | 0% | 0% | 1 | 2% | 0% | 0% | 1 | 10% | 0% | 0% | 1 | 0% | 0% | 0% | 1 | 4% | 0% | 0% | 1 |  | 0% | 0% | 1 | 0.17 | 0% | 0% | 1 | 71% | 0% | 0% | 2 | 0 | 2 | 0% | 0% | 0% | 1 | 18% | 0% | 0% | 1 | 7% | 0% | 0% | 1 | 10% | 0% | 0% | 1 | 25% | 0% | 0% | 1 | 0% | 0% | 0% | 1 | 4% | 0% | 0% | 1 |  | 0% | 0% | 1 | 0.17 | 0% | 0% | 1 | 60% | 0% | 0% | 2 | 0 | 2 | 9% | 0% | 9% | 1 | 27% | 0% | 0% | 1 | 17% | 0% | 0% | 1 | 24% | 0% | 0% | 1 | 41% | 0% | 0% | 1 | 3% | 0% | 0% | 1 | 6% | 0% | 0% | 1
231 | Exchequer | 0 | 0 | 10 | 0% | 0% | 1 | 0.07 | 0% | 0% | 1 | 0% | 0% | 0% | 1 | 0 | 2 | 60% | 0% | 60% | 3 | 80% | 0% | 0% | 3 | 14% | 0% | 0% | 1 | 4% | 0% | 0% | 1 | 86% | 0% | 0% | 3 | 76% | 0% | 0% | 3 | 2% | 0% | 0% | 1 |  | 0% | 0% | 1 | 0.07 | 0% | 0% | 1 | 0% | 0% | 0% | 1 | 0 | 2 | 71% | 3% | 74% | 3 | 85% | 0% | 0% | 3 | 30% | 0% | 0% | 1 | 34% | 0% | 0% | 1 | 92% | 0% | 0% | 4 | 77% | 0% | 0% | 3 | 12% | 0% | 0% | 1 |  | 0% | 0% | 1 | 0.08 | 0% | 0% | 1 | 5% | 0% | 0% | 1 | 0 | 2 | 68% | 9% | 77% | 5 | 81% | 0% | 0% | 3 | 37% | 0% | 0% | 1 | 44% | 0% | 0% | 1 | 90% | 0% | 0% | 4 | 66% | 0% | 0% | 2 | 13% | 0% | 0% | 1 |  | 0% | 0% | 1 | 0.08 | 0% | 0% | 1 | 9% | 0% | 0% | 1 | 0 | 2 | 66% | 10% | 76% | 5 | 69% | 0% | 0% | 2 | 43% | 0% | 0% | 1 | 46% | 0% | 0% | 1 | 87% | 0% | 0% | 3 | 52% | 0% | 0% | 2 | 12% | 0% | 0% | 1
232 | Higgins | 0 | 0 | 10 | 0% | 0% | 1 | 0.4 | 0% | 0% | 1 | 2% | 0% | 0% | 1 | 0 | 2 | 95% | 0% | 95% | 5 | 93% | 0% | 0% | 4 | 0% | 0% | 0% | 1 | 1% | 0% | 0% | 1 | 93% | 0% | 0% | 4 | 9% | 0% | 0% | 1 | 7% | 0% | 0% | 1 |  | 0% | 0% | 1 | 0.34 | 0% | 0% | 1 | 1% | 0% | 0% | 1 | 0 | 2 | 94% | 1% | 95% | 5 | 85% | 0% | 0% | 3 | 6% | 0% | 0% | 1 | 11% | 0% | 0% | 1 | 85% | 0% | 0% | 3 | 22% | 0% | 0% | 1 | 6% | 0% | 0% | 1 |  | 0% | 0% | 1 | 0.34 | 0% | 0% | 1 | 2% | 0% | 0% | 1 | 0 | 2 | 83% | 7% | 90% | 5 | 81% | 0% | 0% | 3 | 6% | 0% | 0% | 1 | 11% | 0% | 0% | 1 | 83% | 0% | 0% | 3 | 20% | 0% | 0% | 1 | 9% | 0% | 0% | 1 |  | 0% | 0% | 1 | 0.28 | 0% | 0% | 1 | 4% | 0% | 0% | 1 | 0 | 2 | 71% | 14% | 85% | 5 | 74% | 0% | 0% | 3 | 11% | 0% | 0% | 1 | 14% | 0% | 0% | 1 | 82% | 0% | 0% | 3 | 19% | 0% | 0% | 1 | 9% | 0% | 0% | 1
233 | Mead | 0 | 0 | 0 | 0% | 0% | 1 | 0 | 0% | 0% | 1 | 0% | 0% | 0% | 1 | 0 | 2 | 0% | 0% | 0% | 1 | 0% | 0% | 0% | 1 | 0% | 0% | 0% | 1 | 0% | 0% | 0% | 1 | 0% | 0% | 0% | 1 | 0% | 0% | 0% | 1 | 0% | 0% | 0% | 1 |  | 0% | 0% | 1 | 0 | 0% | 0% | 1 | 0% | 0% | 0% | 1 | 0 | 2 | 0% | 0% | 0% | 1 | 0% | 0% | 0% | 1 | 0% | 0% | 0% | 1 | 0% | 0% | 0% | 1 | 0% | 0% | 0% | 1 | 0% | 0% | 0% | 1 | 0% | 0% | 0% | 1 |  | 0% | 0% | 1 | 0 | 0% | 0% | 1 | 0% | 0% | 0% | 1 | 0 | 2 | 0% | 0% | 0% | 1 | 0% | 0% | 0% | 1 | 0% | 0% | 0% | 1 | 0% | 0% | 0% | 1 | 0% | 0% | 0% | 1 | 0% | 0% | 0% | 1 | 0% | 0% | 0% | 1 |  | 0% | 0% | 1 | 0 | 0% | 0% | 1 | 0% | 0% | 0% | 1 | 0 | 2 | 0% | 0% | 0% | 1 | 0% | 0% | 0% | 1 | 0% | 0% | 0% | 1 | 0% | 0% | 0% | 1 | 0% | 0% | 0% | 1 | 0% | 0% | 0% | 1 | 0% | 0% | 0% | 1
234 | Kearney | 0 | 0 | 10 | 0% | 0% | 1 | 0.17 | 0% | 0% | 1 | 67% | 0% | 0% | 2 | 0 | 2 | 0% | 0% | 0% | 1 | 0% | 0% | 0% | 1 | 0% | 0% | 0% | 1 | 0% | 0% | 0% | 1 | 0% | 0% | 0% | 1 | 0% | 0% | 0% | 1 | 0% | 0% | 0% | 1 |  | 0% | 0% | 1 | 0.19 | 0% | 0% | 1 | 69% | 0% | 0% | 2 | 0 | 2 | 0% | 0% | 0% | 1 | 2% | 0% | 0% | 1 | 0% | 0% | 0% | 1 | 0% | 0% | 0% | 1 | 3% | 0% | 0% | 1 | 0% | 0% | 0% | 1 | 0% | 0% | 0% | 1 |  | 0% | 0% | 1 | 0.18 | 0% | 0% | 1 | 62% | 0% | 0% | 2 | 0 | 2 | 3% | 0% | 3% | 1 | 7% | 0% | 0% | 1 | 8% | 0% | 0% | 1 | 8% | 0% | 0% | 1 | 13% | 0% | 0% | 1 | 0% | 0% | 0% | 1 | 1% | 0% | 0% | 1 |  | 0% | 0% | 1 | 0.17 | 0% | 0% | 1 | 51% | 0% | 0% | 2 | 0 | 2 | 9% | 0% | 9% | 1 | 16% | 0% | 0% | 1 | 16% | 0% | 0% | 1 | 16% | 0% | 0% | 1 | 28% | 0% | 0% | 1 | 3% | 0% | 0% | 1 | 5% | 0% | 0% | 1
235 | Waukena | 0 | 0 | 10 | 0% | 0% | 1 | 0.07 | 0% | 0% | 1 | 27% | 0% | 0% | 1 | 0 | 2 | 0% | 0% | 0% | 1 | 9% | 0% | 0% | 1 | 0% | 0% | 0% | 1 | 27% | 0% | 0% | 1 | 35% | 0% | 0% | 1 | 2% | 0% | 0% | 1 | 9% | 0% | 0% | 1 |  | 0% | 0% | 1 | 0.07 | 0% | 0% | 1 | 35% | 0% | 0% | 1 | 0 | 2 | 0% | 0% | 0% | 1 | 6% | 0% | 0% | 1 | 2% | 0% | 0% | 1 | 11% | 0% | 0% | 1 | 16% | 0% | 0% | 1 | 1% | 0% | 0% | 1 | 5% | 0% | 0% | 1 |  | 0% | 0% | 1 | 0.08 | 0% | 0% | 1 | 35% | 0% | 0% | 1 | 0 | 2 | 1% | 0% | 1% | 1 | 13% | 0% | 0% | 1 | 1% | 0% | 0% | 1 | 6% | 0% | 0% | 1 | 18% | 0% | 0% | 1 | 0% | 0% | 0% | 1 | 3% | 0% | 0% | 1 |  | 0% | 0% | 1 | 0.09 | 0% | 0% | 1 | 36% | 0% | 0% | 1 | 0 | 2 | 3% | 0% | 3% | 1 | 17% | 0% | 0% | 1 | 4% | 0% | 0% | 1 | 9% | 0% | 0% | 1 | 25% | 0% | 0% | 1 | 0% | 0% | 0% | 1 | 3% | 0% | 0% | 1
236 | Lamont | 131.2 | 1312 | 10 | 28.57% | 0% | 2 | 0.12 | 999% | 4.433% | 3 | 85% | 0% | 0% | 3 | 0 | 2 | 1% | 0% | 1% | 1 | 0% | 3.973% | 0% | 1 | 1% | 4.007% | 0% | 1 | 10% | 4.419% | 0% | 1 | 10% | 4.419% | 0% | 1 | 0% | 3.973% | 0% | 1 | 0% | 3.973% | 0% | 1 |  | 7.46% | 0% | 1 | 0.1 | 19.98% | 0% | 1 | 58% | 0% | 0% | 2 | 0 | 2 | 11% | 0% | 11% | 1 | 26% | 1.59% | 0% | 1 | 13% | 1.361% | 0% | 1 | 23% | 1.54% | 0% | 1 | 37% | 1.858% | 0% | 1 | 13% | 1.357% | 0% | 1 | 2% | 1.203% | 0% | 1 |  | 5.005% | 0% | 1 | 0.1 | 3.196% | 0% | 1 | 44% | 0% | 0% | 1 | 0 | 2 | 27% | 1% | 28% | 2 | 43% | 0.9233% | 0% | 1 | 21% | 0.662% | 0% | 1 | 32% | 0.7674% | 0% | 1 | 54% | 1.141% | 0% | 2 | 23% | 0.6788% | 0% | 1 | 2% | 0.532% | 0% | 1 |  | 2.313% | 0% | 1 | 0.11 | 1.541% | 0% | 1 | 41% | 0% | 0% | 1 | 0 | 2 | 29% | 4% | 33% | 2 | 42% | 0.503% | 0% | 1 | 21% | 0.3682% | 0% | 1 | 32% | 0.4292% | 0% | 1 | 54% | 0.6356% | 0% | 2 | 22% | 0.3743% | 0% | 1 | 3% | 0.2985% | 0% | 1
237 | Kramer | 274 | 2740 | 10 | 999.9% | 42.04% | 5 | 0.4 | 1651% | 110.5% | 5 | 0% | 0% | 0% | 1 | 0 | 2 | 0% | 0% | 0% | 1 | 100% | 999% | 42.04% | 5 | 52% | 86.79% | 0% | 4 | 0% | 42.04% | 0% | 2 | 100% | 999% | 42.04% | 5 | 28% | 58.12% | 0% | 3 | 1% | 42.61% | 0% | 2 |  | 281% | 7.742% | 4 | 0.31 | 81.94% | 0% | 3 | 0% | 0% | 0% | 1 | 0 | 2 | 0% | 0% | 0% | 1 | 94% | 199.3% | 6.095% | 4 | 34% | 17.53% | 0% | 1 | 0% | 11.53% | 0% | 1 | 96% | 257.5% | 7.381% | 5 | 42% | 19.73% | 0% | 1 | 0% | 11.58% | 0% | 1 |  | 32.21% | 0% | 2 | 0.27 | 29.19% | 0% | 2 | 0% | 0% | 0% | 1 | 0 | 2 | 0% | 0% | 0% | 1 | 52% | 7.882% | 0% | 2 | 34% | 5.751% | 0% | 1 | 4% | 3.911% | 0% | 1 | 75% | 15.12% | 0% | 3 | 52% | 7.799% | 0% | 2 | 1% | 3.823% | 0% | 1 |  | 6.93% | 0% | 1 | 0.41 | 23.17% | 0% | 2 | 0% | 0% | 0% | 1 | 0 | 2 | 0% | 0% | 0% | 1 | 40% | 3.219% | 0% | 1 | 27% | 2.61% | 0% | 1 | 3% | 1.975% | 0% | 1 | 60% | 4.793% | 0% | 2 | 40% | 3.19% | 0% | 1 | 1% | 1.931% | 0% | 1
238 | New Colgate | 0 | 0 | 0 | 0% | 0% | 1 | 0.17 | 0% | 0% | 1 | 0% | 0% | 0% | 1 | 0 | 2 | 63% | 35% | 98% | 5 | 97% | 0% | 0% | 5 | 1% | 0% | 0% | 1 | 17% | 0% | 0% | 1 | 97% | 0% | 0% | 5 | 25% | 0% | 0% | 1 | 3% | 0% | 0% | 1 |  | 0% | 0% | 1 | 0.2 | 0% | 0% | 1 | 0% | 0% | 0% | 1 | 0 | 2 | 62% | 34% | 96% | 5 | 87% | 0% | 0% | 3 | 11% | 0% | 0% | 1 | 22% | 0% | 0% | 1 | 93% | 0% | 0% | 4 | 26% | 0% | 0% | 1 | 3% | 0% | 0% | 1 |  | 0% | 0% | 1 | 0.21 | 0% | 0% | 1 | 0% | 0% | 0% | 1 | 0 | 2 | 60% | 32% | 92% | 5 | 77% | 0% | 0% | 3 | 13% | 0% | 0% | 1 | 22% | 0% | 0% | 1 | 85% | 0% | 0% | 3 | 26% | 0% | 0% | 1 | 4% | 0% | 0% | 1 |  | 0% | 0% | 1 | 0.2 | 0% | 0% | 1 | 2% | 0% | 0% | 1 | 0 | 2 | 53% | 31% | 84% | 5 | 68% | 0% | 0% | 2 | 13% | 0% | 0% | 1 | 19% | 0% | 0% | 1 | 79% | 0% | 0% | 3 | 23% | 0% | 0% | 1 | 6% | 0% | 0% | 1
239 | Weber | 0 | 0 | 10 | 0% | 0% | 1 | 0.16 | 0% | 0% | 1 | 42% | 0% | 0% | 1 | 0 | 2 | 0% | 0% | 0% | 1 | 0% | 0% | 0% | 1 | 0% | 0% | 0% | 1 | 1% | 0% | 0% | 1 | 1% | 0% | 0% | 1 | 0% | 0% | 0% | 1 | 2% | 0% | 0% | 1 |  | 0% | 0% | 1 | 0.18 | 0% | 0% | 1 | 71% | 0% | 0% | 2 | 0 | 2 | 0% | 0% | 0% | 1 | 0% | 0% | 0% | 1 | 1% | 0% | 0% | 1 | 5% | 0% | 0% | 1 | 5% | 0% | 0% | 1 | 0% | 0% | 0% | 1 | 2% | 0% | 0% | 1 |  | 0% | 0% | 1 | 0.17 | 0% | 0% | 1 | 65% | 0% | 0% | 2 | 0 | 2 | 1% | 0% | 1% | 1 | 14% | 0% | 0% | 1 | 4% | 0% | 0% | 1 | 12% | 0% | 0% | 1 | 25% | 0% | 0% | 1 | 0% | 0% | 0% | 1 | 5% | 0% | 0% | 1 |  | 0% | 0% | 1 | 0.17 | 0% | 0% | 1 | 59% | 0% | 0% | 2 | 0 | 2 | 8% | 0% | 8% | 1 | 24% | 0% | 0% | 1 | 13% | 0% | 0% | 1 | 22% | 0% | 0% | 1 | 38% | 0% | 0% | 1 | 6% | 0% | 0% | 1 | 8% | 0% | 0% | 1
240 | Malaga | 0 | 0 | 10 | 0% | 0% | 1 | 0.27 | 0% | 0% | 1 | 67% | 0% | 0% | 2 | 0 | 2 | 0% | 0% | 0% | 1 | 0% | 0% | 0% | 1 | 0% | 0% | 0% | 1 | 0% | 0% | 0% | 1 | 0% | 0% | 0% | 1 | 0% | 0% | 0% | 1 | 0% | 0% | 0% | 1 |  | 0% | 0% | 1 | 0.25 | 0% | 0% | 1 | 70% | 0% | 0% | 2 | 0 | 2 | 2% | 0% | 2% | 1 | 0% | 0% | 0% | 1 | 0% | 0% | 0% | 1 | 0% | 0% | 0% | 1 | 0% | 0% | 0% | 1 | 0% | 0% | 0% | 1 | 0% | 0% | 0% | 1 |  | 0% | 0% | 1 | 0.22 | 0% | 0% | 1 | 64% | 0% | 0% | 2 | 0 | 2 | 6% | 0% | 6% | 1 | 7% | 0% | 0% | 1 | 10% | 0% | 0% | 1 | 10% | 0% | 0% | 1 | 12% | 0% | 0% | 1 | 1% | 0% | 0% | 1 | 4% | 0% | 0% | 1 |  | 0% | 0% | 1 | 0.2 | 0% | 0% | 1 | 53% | 0% | 0% | 2 | 0 | 2 | 16% | 0% | 16% | 1 | 18% | 0% | 0% | 1 | 13% | 0% | 0% | 1 | 13% | 0% | 0% | 1 | 24% | 0% | 0% | 1 | 10% | 0% | 0% | 1 | 6% | 0% | 0% | 1
241 | Old Town | 0 | 0 | 10 | 0% | 0% | 1 | 0.32 | 0% | 0% | 1 | 0% | 0% | 0% | 1 | 0 | 2 | 0% | 0% | 0% | 1 | 1% | 0% | 0% | 1 | 5% | 0% | 0% | 1 | 70% | 0% | 0% | 3 | 70% | 0% | 0% | 3 | 0% | 0% | 0% | 1 | 0% | 0% | 0% | 1 |  | 0% | 0% | 1 | 0.21 | 0% | 0% | 1 | 0% | 0% | 0% | 1 | 0 | 2 | 0% | 0% | 0% | 1 | 1% | 0% | 0% | 1 | 17% | 0% | 0% | 1 | 79% | 0% | 0% | 3 | 79% | 0% | 0% | 3 | 0% | 0% | 0% | 1 | 1% | 0% | 0% | 1 |  | 0% | 0% | 1 | 0.21 | 0% | 0% | 1 | 0% | 0% | 0% | 1 | 0 | 2 | 13% | 0% | 13% | 1 | 13% | 0% | 0% | 1 | 28% | 0% | 0% | 1 | 69% | 0% | 0% | 2 | 82% | 0% | 0% | 3 | 1% | 0% | 0% | 1 | 2% | 0% | 0% | 1 |  | 0% | 0% | 1 | 0.21 | 0% | 0% | 1 | 0% | 0% | 0% | 1 | 0 | 2 | 35% | 26% | 61% | 4 | 32% | 0% | 0% | 1 | 59% | 0% | 0% | 2 | 75% | 0% | 0% | 3 | 94% | 0% | 0% | 4 | 19% | 0% | 0% | 1 | 5% | 0% | 0% | 1
242 | Viejo | 0 | 0 | 10 | 0% | 0% | 1 | 0.39 | 0% | 0% | 1 | 1% | 0% | 0% | 1 | 0 | 2 | 30% | 61% | 91% | 5 | 15% | 0% | 0% | 1 | 64% | 0% | 0% | 2 | 80% | 0% | 0% | 3 | 93% | 0% | 0% | 4 | 46% | 0% | 0% | 1 | 11% | 0% | 0% | 1 |  | 0% | 0% | 1 | 0.32 | 0% | 0% | 1 | 0% | 0% | 0% | 1 | 0 | 2 | 32% | 57% | 89% | 5 | 49% | 0% | 0% | 1 | 43% | 0% | 0% | 1 | 59% | 0% | 0% | 2 | 87% | 0% | 0% | 3 | 58% | 0% | 0% | 2 | 14% | 0% | 0% | 1 |  | 0% | 0% | 1 | 0.3 | 0% | 0% | 1 | 0% | 0% | 0% | 1 | 0 | 2 | 23% | 64% | 87% | 5 | 47% | 0% | 0% | 1 | 39% | 0% | 0% | 1 | 55% | 0% | 0% | 2 | 83% | 0% | 0% | 3 | 60% | 0% | 0% | 2 | 10% | 0% | 0% | 1 |  | 0% | 0% | 1 | 0.36 | 0% | 0% | 1 | 1% | 0% | 0% | 1 | 0 | 2 | 35% | 49% | 84% | 5 | 35% | 0% | 0% | 1 | 44% | 0% | 0% | 1 | 57% | 0% | 0% | 2 | 82% | 0% | 0% | 3 | 41% | 0% | 0% | 1 | 8% | 0% | 0% | 1
243 | Shadowridge | 0 | 0 | 10 | 0% | 0% | 1 | 0.55 | 0% | 0% | 1 | 0% | 0% | 0% | 1 | 0 | 2 | 44% | 0% | 44% | 2 | 15% | 0% | 0% | 1 | 48% | 0% | 0% | 1 | 48% | 0% | 0% | 1 | 48% | 0% | 0% | 1 | 0% | 0% | 0% | 1 | 32% | 0% | 0% | 1 |  | 0% | 0% | 1 | 0.37 | 0% | 0% | 1 | 4% | 0% | 0% | 1 | 0 | 2 | 19% | 0% | 19% | 1 | 56% | 0% | 0% | 2 | 22% | 0% | 0% | 1 | 36% | 0% | 0% | 1 | 70% | 0% | 0% | 3 | 6% | 0% | 0% | 1 | 5% | 0% | 0% | 1 |  | 0% | 0% | 1 | 0.37 | 0% | 0% | 1 | 5% | 0% | 0% | 1 | 0 | 2 | 49% | 7% | 56% | 3 | 44% | 0% | 0% | 1 | 20% | 0% | 0% | 1 | 38% | 0% | 0% | 1 | 58% | 0% | 0% | 2 | 5% | 0% | 0% | 1 | 7% | 0% | 0% | 1 |  | 0% | 0% | 1 | 0.36 | 0% | 0% | 1 | 5% | 0% | 0% | 1 | 0 | 2 | 47% | 32% | 79% | 5 | 48% | 0% | 0% | 1 | 20% | 0% | 0% | 1 | 30% | 0% | 0% | 1 | 58% | 0% | 0% | 2 | 18% | 0% | 0% | 1 | 7% | 0% | 0% | 1
244 | Chowchilla | 0 | 0 | 10 | 0% | 0% | 1 | 0.1 | 0% | 0% | 1 | 29% | 0% | 0% | 1 | 0 | 2 | 32% | 0% | 32% | 2 | 23% | 0% | 0% | 1 | 27% | 0% | 0% | 1 | 27% | 0% | 0% | 1 | 37% | 0% | 0% | 1 | 0% | 0% | 0% | 1 | 6% | 0% | 0% | 1 |  | 0% | 0% | 1 | 0.1 | 0% | 0% | 1 | 29% | 0% | 0% | 1 | 0 | 2 | 32% | 0% | 32% | 2 | 38% | 0% | 0% | 1 | 30% | 0% | 0% | 1 | 35% | 0% | 0% | 1 | 53% | 0% | 0% | 2 | 7% | 0% | 0% | 1 | 13% | 0% | 0% | 1 |  | 0% | 0% | 1 | 0.09 | 0% | 0% | 1 | 26% | 0% | 0% | 1 | 0 | 2 | 36% | 0% | 36% | 2 | 48% | 0% | 0% | 1 | 30% | 0% | 0% | 1 | 34% | 0% | 0% | 1 | 62% | 0% | 0% | 2 | 16% | 0% | 0% | 1 | 14% | 0% | 0% | 1 |  | 0% | 0% | 1 | 0.08 | 0% | 0% | 1 | 25% | 0% | 0% | 1 | 0 | 2 | 39% | 0% | 39% | 2 | 54% | 0% | 0% | 2 | 30% | 0% | 0% | 1 | 35% | 0% | 0% | 1 | 68% | 0% | 0% | 2 | 20% | 0% | 0% | 1 | 16% | 0% | 0% | 1
245 | ECO | 0 | 0 | 10 | 0% | 0% | 1 | 0.13 | 0% | 0% | 1 | 0% | 0% | 0% | 1 | 0 | 2 | 0% | 0% | 0% | 1 | 0% | 0% | 0% | 1 | 25% | 0% | 0% | 1 | 35% | 0% | 0% | 1 | 42% | 0% | 0% | 1 | 17% | 0% | 0% | 1 | 5% | 0% | 0% | 1 |  | 0% | 0% | 1 | 0.08 | 0% | 0% | 1 | 0% | 0% | 0% | 1 | 0 | 2 | 34% | 0% | 34% | 2 | 11% | 0% | 0% | 1 | 35% | 0% | 0% | 1 | 35% | 0% | 0% | 1 | 54% | 0% | 0% | 2 | 25% | 0% | 0% | 1 | 2% | 0% | 0% | 1 |  | 0% | 0% | 1 | 0.1 | 0% | 0% | 1 | 0% | 0% | 0% | 1 | 0 | 2 | 35% | 22% | 57% | 4 | 21% | 0% | 0% | 1 | 16% | 0% | 0% | 1 | 33% | 0% | 0% | 1 | 55% | 0% | 0% | 2 | 25% | 0% | 0% | 1 | 1% | 0% | 0% | 1 |  | 0% | 0% | 1 | 0.08 | 0% | 0% | 1 | 0% | 0% | 0% | 1 | 0 | 2 | 23% | 42% | 65% | 5 | 16% | 0% | 0% | 1 | 13% | 0% | 0% | 1 | 22% | 0% | 0% | 1 | 42% | 0% | 0% | 1 | 37% | 0% | 0% | 1 | 1% | 0% | 0% | 1
246 | Roadway | 0 | 0 | 10 | 0% | 0% | 1 | 0.53 | 0% | 0% | 1 | 0% | 0% | 0% | 1 | 0 | 2 | 0% | 0% | 0% | 1 | 46% | 0% | 0% | 1 | 75% | 0% | 0% | 3 | 5% | 0% | 0% | 1 | 88% | 0% | 0% | 3 | 8% | 0% | 0% | 1 | 1% | 0% | 0% | 1 |  | 0% | 0% | 1 | 0.43 | 0% | 0% | 1 | 0% | 0% | 0% | 1 | 0 | 2 | 0% | 0% | 0% | 1 | 40% | 0% | 0% | 1 | 47% | 0% | 0% | 1 | 16% | 0% | 0% | 1 | 65% | 0% | 0% | 2 | 15% | 0% | 0% | 1 | 1% | 0% | 0% | 1 |  | 0% | 0% | 1 | 0.41 | 0% | 0% | 1 | 0% | 0% | 0% | 1 | 0 | 2 | 0% | 0% | 0% | 1 | 29% | 0% | 0% | 1 | 44% | 0% | 0% | 1 | 15% | 0% | 0% | 1 | 58% | 0% | 0% | 2 | 16% | 0% | 0% | 1 | 1% | 0% | 0% | 1 |  | 0% | 0% | 1 | 0.39 | 0% | 0% | 1 | 1% | 0% | 0% | 1 | 0 | 2 | 10% | 1% | 11% | 2 | 44% | 0% | 0% | 1 | 47% | 0% | 0% | 1 | 21% | 0% | 0% | 1 | 69% | 0% | 0% | 2 | 24% | 0% | 0% | 1 | 1% | 0% | 0% | 1
247 | Miguel | 0 | 0 | 10 | 0% | 0% | 1 | 0.57 | 0% | 0% | 1 | 0% | 0% | 0% | 1 | 0 | 2 | 74% | 0% | 74% | 3 | 8% | 0% | 0% | 1 | 98% | 0% | 0% | 5 | 86% | 0% | 0% | 3 | 100% | 0% | 0% | 5 | 45% | 0% | 0% | 1 | 3% | 0% | 0% | 1 |  | 0% | 0% | 1 | 0.18 | 0% | 0% | 1 | 0% | 0% | 0% | 1 | 0 | 2 | 64% | 9% | 73% | 3 | 10% | 0% | 0% | 1 | 83% | 0% | 0% | 3 | 93% | 0% | 0% | 4 | 95% | 0% | 0% | 5 | 39% | 0% | 0% | 1 | 7% | 0% | 0% | 1 |  | 0% | 0% | 1 | 0.22 | 0% | 0% | 1 | 0% | 0% | 0% | 1 | 0 | 2 | 33% | 46% | 79% | 5 | 24% | 0% | 0% | 1 | 59% | 0% | 0% | 2 | 84% | 0% | 0% | 3 | 88% | 0% | 0% | 3 | 27% | 0% | 0% | 1 | 4% | 0% | 0% | 1 |  | 0% | 0% | 1 | 0.21 | 0% | 0% | 1 | 0% | 0% | 0% | 1 | 0 | 2 | 24% | 64% | 88% | 5 | 26% | 0% | 0% | 1 | 48% | 0% | 0% | 1 | 76% | 0% | 0% | 3 | 84% | 0% | 0% | 3 | 37% | 0% | 0% | 1 | 3% | 0% | 0% | 1
248 | Moss Landing | 0 | 0 | 10 | 0% | 0% | 1 | 0.12 | 0% | 0% | 1 | 52% | 0% | 0% | 2 | 0 | 2 | 0% | 0% | 0% | 1 | 0% | 0% | 0% | 1 | 62% | 0% | 0% | 2 | 63% | 0% | 0% | 2 | 64% | 0% | 0% | 2 | 0% | 0% | 0% | 1 | 9% | 0% | 0% | 1 |  | 0% | 0% | 1 | 0.2 | 0% | 0% | 1 | 48% | 0% | 0% | 1 | 0 | 2 | 2% | 0% | 2% | 1 | 5% | 0% | 0% | 1 | 27% | 0% | 0% | 1 | 33% | 0% | 0% | 1 | 38% | 0% | 0% | 1 | 3% | 0% | 0% | 1 | 7% | 0% | 0% | 1 |  | 0% | 0% | 1 | 0.2 | 0% | 0% | 1 | 32% | 0% | 0% | 1 | 0 | 2 | 24% | 0% | 24% | 2 | 29% | 0% | 0% | 1 | 21% | 0% | 0% | 1 | 32% | 0% | 0% | 1 | 56% | 0% | 0% | 2 | 19% | 0% | 0% | 1 | 6% | 0% | 0% | 1 |  | 0% | 0% | 1 | 0.21 | 0% | 0% | 1 | 28% | 0% | 0% | 1 | 0 | 2 | 32% | 0% | 32% | 2 | 27% | 0% | 0% | 1 | 15% | 0% | 0% | 1 | 27% | 0% | 0% | 1 | 49% | 0% | 0% | 1 | 21% | 0% | 0% | 1 | 5% | 0% | 0% | 1
249 | Mendota | 0 | 0 | 10 | 0% | 0% | 1 | 0.07 | 0% | 0% | 1 | 50% | 0% | 0% | 2 | 0 | 2 | 15% | 0% | 15% | 1 | 0% | 0% | 0% | 1 | 4% | 0% | 0% | 1 | 21% | 0% | 0% | 1 | 23% | 0% | 0% | 1 | 0% | 0% | 0% | 1 | 0% | 0% | 0% | 1 |  | 0% | 0% | 1 | 0.07 | 0% | 0% | 1 | 45% | 0% | 0% | 1 | 0 | 2 | 10% | 0% | 10% | 1 | 12% | 0% | 0% | 1 | 5% | 0% | 0% | 1 | 13% | 0% | 0% | 1 | 24% | 0% | 0% | 1 | 0% | 0% | 0% | 1 | 3% | 0% | 0% | 1 |  | 0% | 0% | 1 | 0.07 | 0% | 0% | 1 | 36% | 0% | 0% | 1 | 0 | 2 | 13% | 0% | 13% | 1 | 31% | 0% | 0% | 1 | 9% | 0% | 0% | 1 | 18% | 0% | 0% | 1 | 41% | 0% | 0% | 1 | 3% | 0% | 0% | 1 | 5% | 0% | 0% | 1 |  | 0% | 0% | 1 | 0.07 | 0% | 0% | 1 | 35% | 0% | 0% | 1 | 0 | 2 | 14% | 0% | 14% | 1 | 35% | 0% | 0% | 1 | 11% | 0% | 0% | 1 | 20% | 0% | 0% | 1 | 44% | 0% | 0% | 1 | 6% | 0% | 0% | 1 | 6% | 0% | 0% | 1
250 | Coolwater | 0 | 0 | 10 | 0% | 0% | 1 | 0.23 | 0% | 0% | 1 | 0% | 0% | 0% | 1 | 0 | 2 | 0% | 0% | 0% | 1 | 99% | 0% | 0% | 5 | 81% | 0% | 0% | 3 | 51% | 0% | 0% | 2 | 99% | 0% | 0% | 5 | 39% | 0% | 0% | 1 | 3% | 0% | 0% | 1 |  | 0% | 0% | 1 | 0.21 | 0% | 0% | 1 | 0% | 0% | 0% | 1 | 0 | 2 | 0% | 0% | 0% | 1 | 83% | 0% | 0% | 3 | 33% | 0% | 0% | 1 | 22% | 0% | 0% | 1 | 85% | 0% | 0% | 3 | 46% | 0% | 0% | 1 | 4% | 0% | 0% | 1 |  | 0% | 0% | 1 | 0.25 | 0% | 0% | 1 | 1% | 0% | 0% | 1 | 0 | 2 | 0% | 0% | 0% | 1 | 61% | 0% | 0% | 2 | 30% | 0% | 0% | 1 | 15% | 0% | 0% | 1 | 64% | 0% | 0% | 2 | 35% | 0% | 0% | 1 | 3% | 0% | 0% | 1 |  | 0% | 0% | 1 | 0.23 | 0% | 0% | 1 | 0% | 0% | 0% | 1 | 0 | 2 | 0% | 0% | 0% | 1 | 52% | 0% | 0% | 2 | 29% | 0% | 0% | 1 | 19% | 0% | 0% | 1 | 59% | 0% | 0% | 2 | 45% | 0% | 0% | 1 | 3% | 0% | 0% | 1
251 | Innovation | 0 | 0 | 0 | 0% | 0% | 1 | 0 | 0% | 0% | 1 | 0% | 0% | 0% | 1 | 0 | 2 | 0% | 0% | 0% | 1 | 0% | 0% | 0% | 1 | 0% | 0% | 0% | 1 | 0% | 0% | 0% | 1 | 0% | 0% | 0% | 1 | 0% | 0% | 0% | 1 | 0% | 0% | 0% | 1 |  | 0% | 0% | 1 | 0 | 0% | 0% | 1 | 0% | 0% | 0% | 1 | 0 | 2 | 0% | 0% | 0% | 1 | 0% | 0% | 0% | 1 | 0% | 0% | 0% | 1 | 0% | 0% | 0% | 1 | 0% | 0% | 0% | 1 | 0% | 0% | 0% | 1 | 0% | 0% | 0% | 1 |  | 0% | 0% | 1 | 0 | 0% | 0% | 1 | 0% | 0% | 0% | 1 | 0 | 2 | 0% | 0% | 0% | 1 | 0% | 0% | 0% | 1 | 0% | 0% | 0% | 1 | 0% | 0% | 0% | 1 | 0% | 0% | 0% | 1 | 0% | 0% | 0% | 1 | 0% | 0% | 0% | 1 |  | 0% | 0% | 1 | 0 | 0% | 0% | 1 | 0% | 0% | 0% | 1 | 0 | 2 | 4% | 0% | 4% | 1 | 0% | 0% | 0% | 1 | 0% | 0% | 0% | 1 | 0% | 0% | 0% | 1 | 0% | 0% | 0% | 1 | 0% | 0% | 0% | 1 | 0% | 0% | 0% | 1
252 | Inyo | 0 | 0 | 0 | 0% | 0% | 1 | 0.03 | 0% | 0% | 1 | 0% | 0% | 0% | 1 | 0 | 2 | 0% | 0% | 0% | 1 | 0% | 0% | 0% | 1 | 19% | 0% | 0% | 1 | 31% | 0% | 0% | 1 | 40% | 0% | 0% | 1 | 41% | 0% | 0% | 1 | 4% | 0% | 0% | 1 |  | 0% | 0% | 1 | 0.03 | 0% | 0% | 1 | 0% | 0% | 0% | 1 | 0 | 2 | 6% | 0% | 6% | 1 | 0% | 0% | 0% | 1 | 24% | 0% | 0% | 1 | 40% | 0% | 0% | 1 | 42% | 0% | 0% | 1 | 74% | 0% | 0% | 3 | 9% | 0% | 0% | 1 |  | 0% | 0% | 1 | 0.02 | 0% | 0% | 1 | 0% | 0% | 0% | 1 | 0 | 2 | 7% | 0% | 7% | 1 | 0% | 0% | 0% | 1 | 23% | 0% | 0% | 1 | 36% | 0% | 0% | 1 | 38% | 0% | 0% | 1 | 76% | 0% | 0% | 3 | 8% | 0% | 0% | 1 |  | 0% | 0% | 1 | 0.02 | 0% | 0% | 1 | 0% | 0% | 0% | 1 | 0 | 2 | 20% | 0% | 20% | 2 | 0% | 0% | 0% | 1 | 24% | 0% | 0% | 1 | 27% | 0% | 0% | 1 | 34% | 0% | 0% | 1 | 73% | 0% | 0% | 3 | 7% | 0% | 0% | 1
253 | Richmond | 0 | 0 | 0 | 0% | 0% | 1 | 0.16 | 0% | 0% | 1 | 0% | 0% | 0% | 1 | 0 | 2 | 72% | 0% | 72% | 3 | 64% | 0% | 0% | 2 | 9% | 0% | 0% | 1 | 3% | 0% | 0% | 1 | 68% | 0% | 0% | 2 | 63% | 0% | 0% | 2 | 5% | 0% | 0% | 1 |  | 0% | 0% | 1 | 0.1 | 0% | 0% | 1 | 0% | 0% | 0% | 1 | 0 | 2 | 63% | 0% | 63% | 3 | 43% | 0% | 0% | 1 | 19% | 0% | 0% | 1 | 15% | 0% | 0% | 1 | 56% | 0% | 0% | 2 | 42% | 0% | 0% | 1 | 9% | 0% | 0% | 1 |  | 0% | 0% | 1 | 0.1 | 0% | 0% | 1 | 0% | 0% | 0% | 1 | 0 | 2 | 69% | 0% | 69% | 3 | 32% | 0% | 0% | 1 | 20% | 0% | 0% | 1 | 18% | 0% | 0% | 1 | 51% | 0% | 0% | 2 | 37% | 0% | 0% | 1 | 9% | 0% | 0% | 1 |  | 0% | 0% | 1 | 0.09 | 0% | 0% | 1 | 0% | 0% | 0% | 1 | 0 | 2 | 64% | 2% | 66% | 3 | 27% | 0% | 0% | 1 | 21% | 0% | 0% | 1 | 23% | 0% | 0% | 1 | 50% | 0% | 0% | 2 | 34% | 0% | 0% | 1 | 11% | 0% | 0% | 1
254 | Salinas | 0 | 0 | 10 | 0% | 0% | 1 | 0.11 | 0% | 0% | 1 | 80% | 0% | 0% | 3 | 0 | 2 | 6% | 0% | 6% | 1 | 0% | 0% | 0% | 1 | 3% | 0% | 0% | 1 | 17% | 0% | 0% | 1 | 17% | 0% | 0% | 1 | 2% | 0% | 0% | 1 | 3% | 0% | 0% | 1 |  | 0% | 0% | 1 | 0.13 | 0% | 0% | 1 | 51% | 0% | 0% | 2 | 0 | 2 | 24% | 0% | 24% | 2 | 12% | 0% | 0% | 1 | 8% | 0% | 0% | 1 | 19% | 0% | 0% | 1 | 28% | 0% | 0% | 1 | 12% | 0% | 0% | 1 | 5% | 0% | 0% | 1 |  | 0% | 0% | 1 | 0.15 | 0% | 0% | 1 | 36% | 0% | 0% | 1 | 0 | 2 | 32% | 5% | 37% | 2 | 21% | 0% | 0% | 1 | 12% | 0% | 0% | 1 | 22% | 0% | 0% | 1 | 38% | 0% | 0% | 1 | 23% | 0% | 0% | 1 | 5% | 0% | 0% | 1 |  | 0% | 0% | 1 | 0.14 | 0% | 0% | 1 | 29% | 0% | 0% | 1 | 0 | 2 | 41% | 8% | 49% | 2 | 29% | 0% | 0% | 1 | 13% | 0% | 0% | 1 | 20% | 0% | 0% | 1 | 45% | 0% | 0% | 1 | 33% | 0% | 0% | 1 | 5% | 0% | 0% | 1
255 | Cloverdale | 0 | 0 | 10 | 0% | 0% | 1 | 0.1 | 0% | 0% | 1 | 3% | 0% | 0% | 1 | 0 | 2 | 58% | 11% | 69% | 3 | 53% | 0% | 0% | 2 | 27% | 0% | 0% | 1 | 49% | 0% | 0% | 1 | 86% | 0% | 0% | 3 | 47% | 0% | 0% | 1 | 2% | 0% | 0% | 1 |  | 0% | 0% | 1 | 0.08 | 0% | 0% | 1 | 4% | 0% | 0% | 1 | 0 | 2 | 39% | 25% | 64% | 4 | 66% | 0% | 0% | 2 | 31% | 0% | 0% | 1 | 51% | 0% | 0% | 2 | 88% | 0% | 0% | 3 | 48% | 0% | 0% | 1 | 2% | 0% | 0% | 1 |  | 0% | 0% | 1 | 0.08 | 0% | 0% | 1 | 6% | 0% | 0% | 1 | 0 | 2 | 33% | 30% | 63% | 5 | 63% | 0% | 0% | 2 | 37% | 0% | 0% | 1 | 61% | 0% | 0% | 2 | 87% | 0% | 0% | 3 | 45% | 0% | 0% | 1 | 2% | 0% | 0% | 1 |  | 0% | 0% | 1 | 0.09 | 0% | 0% | 1 | 6% | 0% | 0% | 1 | 0 | 2 | 32% | 23% | 55% | 4 | 51% | 0% | 0% | 2 | 36% | 0% | 0% | 1 | 63% | 0% | 0% | 2 | 85% | 0% | 0% | 3 | 42% | 0% | 0% | 1 | 2% | 0% | 0% | 1
256 | Colgate | 0 | 0 | 10 | 0% | 0% | 1 | 0.17 | 0% | 0% | 1 | 0% | 0% | 0% | 1 | 0 | 2 | 63% | 36% | 99% | 5 | 97% | 0% | 0% | 5 | 1% | 0% | 0% | 1 | 17% | 0% | 0% | 1 | 97% | 0% | 0% | 5 | 24% | 0% | 0% | 1 | 3% | 0% | 0% | 1 |  | 0% | 0% | 1 | 0.2 | 0% | 0% | 1 | 0% | 0% | 0% | 1 | 0 | 2 | 62% | 34% | 96% | 5 | 87% | 0% | 0% | 3 | 11% | 0% | 0% | 1 | 23% | 0% | 0% | 1 | 93% | 0% | 0% | 4 | 26% | 0% | 0% | 1 | 3% | 0% | 0% | 1 |  | 0% | 0% | 1 | 0.21 | 0% | 0% | 1 | 0% | 0% | 0% | 1 | 0 | 2 | 60% | 32% | 92% | 5 | 77% | 0% | 0% | 3 | 13% | 0% | 0% | 1 | 22% | 0% | 0% | 1 | 85% | 0% | 0% | 3 | 26% | 0% | 0% | 1 | 4% | 0% | 0% | 1 |  | 0% | 0% | 1 | 0.2 | 0% | 0% | 1 | 2% | 0% | 0% | 1 | 0 | 2 | 53% | 31% | 84% | 5 | 68% | 0% | 0% | 2 | 13% | 0% | 0% | 1 | 19% | 0% | 0% | 1 | 79% | 0% | 0% | 3 | 23% | 0% | 0% | 1 | 5% | 0% | 0% | 1
257 | New Sub - Suncrest - Ocotillo (Proposed) | 0 | 0 | 10 | 0% | 0% | 1 | 0.05 | 0% | 0% | 1 | 0% | 0% | 0% | 1 | 0 | 2 | 3% | 97% | 100% | 5 | 0% | 0% | 0% | 1 | 32% | 0% | 0% | 1 | 42% | 0% | 0% | 1 | 53% | 0% | 0% | 2 | 72% | 0% | 0% | 3 | 3% | 0% | 0% | 1 |  | 0% | 0% | 1 | 0.06 | 0% | 0% | 1 | 0% | 0% | 0% | 1 | 0 | 2 | 5% | 94% | 99% | 5 | 7% | 0% | 0% | 1 | 29% | 0% | 0% | 1 | 41% | 0% | 0% | 1 | 53% | 0% | 0% | 2 | 56% | 0% | 0% | 2 | 3% | 0% | 0% | 1 |  | 0% | 0% | 1 | 0.08 | 0% | 0% | 1 | 0% | 0% | 0% | 1 | 0 | 2 | 16% | 81% | 97% | 5 | 10% | 0% | 0% | 1 | 26% | 0% | 0% | 1 | 43% | 0% | 0% | 1 | 56% | 0% | 0% | 2 | 47% | 0% | 0% | 1 | 3% | 0% | 0% | 1 |  | 0% | 0% | 1 | 0.1 | 0% | 0% | 1 | 0% | 0% | 0% | 1 | 0 | 2 | 16% | 79% | 95% | 5 | 12% | 0% | 0% | 1 | 25% | 0% | 0% | 1 | 46% | 0% | 0% | 1 | 58% | 0% | 0% | 2 | 46% | 0% | 0% | 1 | 4% | 0% | 0% | 1
258 | East Nicolaus | 0 | 0 | 10 | 0% | 0% | 1 | 0.11 | 0% | 0% | 1 | 69% | 0% | 0% | 2 | 0 | 2 | 0% | 0% | 0% | 1 | 31% | 0% | 0% | 1 | 12% | 0% | 0% | 1 | 52% | 0% | 0% | 2 | 59% | 0% | 0% | 2 | 0% | 0% | 0% | 1 | 8% | 0% | 0% | 1 |  | 0% | 0% | 1 | 0.1 | 0% | 0% | 1 | 52% | 0% | 0% | 2 | 0 | 2 | 5% | 0% | 5% | 1 | 33% | 0% | 0% | 1 | 5% | 0% | 0% | 1 | 46% | 0% | 0% | 1 | 65% | 0% | 0% | 2 | 0% | 0% | 0% | 1 | 10% | 0% | 0% | 1 |  | 0% | 0% | 1 | 0.15 | 0% | 0% | 1 | 49% | 0% | 0% | 1 | 0 | 2 | 11% | 0% | 11% | 1 | 32% | 0% | 0% | 1 | 6% | 0% | 0% | 1 | 41% | 0% | 0% | 1 | 63% | 0% | 0% | 2 | 2% | 0% | 0% | 1 | 14% | 0% | 0% | 1 |  | 0% | 0% | 1 | 0.14 | 0% | 0% | 1 | 52% | 0% | 0% | 2 | 0 | 2 | 12% | 0% | 12% | 1 | 42% | 0% | 0% | 1 | 7% | 0% | 0% | 1 | 43% | 0% | 0% | 1 | 68% | 0% | 0% | 2 | 3% | 0% | 0% | 1 | 12% | 0% | 0% | 1
259 | Renfro | 0 | 0 | 10 | 0% | 0% | 1 | 0.31 | 0% | 0% | 1 | 65% | 0% | 0% | 2 | 0 | 2 | 0% | 0% | 0% | 1 | 43% | 0% | 0% | 1 | 21% | 0% | 0% | 1 | 57% | 0% | 0% | 2 | 63% | 0% | 0% | 2 | 0% | 0% | 0% | 1 | 14% | 0% | 0% | 1 |  | 0% | 0% | 1 | 0.18 | 0% | 0% | 1 | 54% | 0% | 0% | 2 | 0 | 2 | 6% | 0% | 6% | 1 | 27% | 0% | 0% | 1 | 23% | 0% | 0% | 1 | 42% | 0% | 0% | 1 | 48% | 0% | 0% | 1 | 0% | 0% | 0% | 1 | 12% | 0% | 0% | 1 |  | 0% | 0% | 1 | 0.12 | 0% | 0% | 1 | 53% | 0% | 0% | 2 | 0 | 2 | 10% | 0% | 10% | 1 | 26% | 0% | 0% | 1 | 21% | 0% | 0% | 1 | 37% | 0% | 0% | 1 | 50% | 0% | 0% | 2 | 2% | 0% | 0% | 1 | 7% | 0% | 0% | 1 |  | 0% | 0% | 1 | 0.1 | 0% | 0% | 1 | 48% | 0% | 0% | 1 | 0 | 2 | 17% | 0% | 17% | 1 | 27% | 0% | 0% | 1 | 21% | 0% | 0% | 1 | 39% | 0% | 0% | 1 | 54% | 0% | 0% | 2 | 4% | 0% | 0% | 1 | 4% | 0% | 0% | 1
260 | Julian Hinds | 0 | 0 | 10 | 0% | 0% | 1 | 0.02 | 0% | 0% | 1 | 0% | 0% | 0% | 1 | 0 | 2 | 0% | 0% | 0% | 1 | 100% | 0% | 0% | 5 | 55% | 0% | 0% | 2 | 41% | 0% | 0% | 1 | 100% | 0% | 0% | 5 | 16% | 0% | 0% | 1 | 0% | 0% | 0% | 1 |  | 0% | 0% | 1 | 0.03 | 0% | 0% | 1 | 0% | 0% | 0% | 1 | 0 | 2 | 0% | 0% | 0% | 1 | 98% | 0% | 0% | 5 | 29% | 0% | 0% | 1 | 22% | 0% | 0% | 1 | 98% | 0% | 0% | 5 | 32% | 0% | 0% | 1 | 0% | 0% | 0% | 1 |  | 0% | 0% | 1 | 0.06 | 0% | 0% | 1 | 0% | 0% | 0% | 1 | 0 | 2 | 0% | 0% | 0% | 1 | 15% | 0% | 0% | 1 | 36% | 0% | 0% | 1 | 2% | 0% | 0% | 1 | 49% | 0% | 0% | 1 | 55% | 0% | 0% | 2 | 0% | 0% | 0% | 1 |  | 0% | 0% | 1 | 0.06 | 0% | 0% | 1 | 0% | 0% | 0% | 1 | 0 | 2 | 0% | 0% | 0% | 1 | 9% | 0% | 0% | 1 | 22% | 0% | 0% | 1 | 7% | 0% | 0% | 1 | 32% | 0% | 0% | 1 | 59% | 0% | 0% | 2 | 1% | 0% | 0% | 1
261 | Old River | 0 | 0 | 10 | 0% | 0% | 1 | 0.09 | 0% | 0% | 1 | 71% | 0% | 0% | 2 | 0 | 2 | 0% | 0% | 0% | 1 | 0% | 0% | 0% | 1 | 8% | 0% | 0% | 1 | 26% | 0% | 0% | 1 | 26% | 0% | 0% | 1 | 0% | 0% | 0% | 1 | 0% | 0% | 0% | 1 |  | 0% | 0% | 1 | 0.09 | 0% | 0% | 1 | 58% | 0% | 0% | 2 | 0 | 2 | 1% | 0% | 1% | 1 | 7% | 0% | 0% | 1 | 30% | 0% | 0% | 1 | 49% | 0% | 0% | 1 | 49% | 0% | 0% | 1 | 0% | 0% | 0% | 1 | 4% | 0% | 0% | 1 |  | 0% | 0% | 1 | 0.09 | 0% | 0% | 1 | 59% | 0% | 0% | 2 | 0 | 2 | 4% | 0% | 4% | 1 | 14% | 0% | 0% | 1 | 28% | 0% | 0% | 1 | 45% | 0% | 0% | 1 | 47% | 0% | 0% | 1 | 0% | 0% | 0% | 1 | 6% | 0% | 0% | 1 |  | 0% | 0% | 1 | 0.09 | 0% | 0% | 1 | 55% | 0% | 0% | 2 | 0 | 2 | 8% | 0% | 8% | 1 | 22% | 0% | 0% | 1 | 27% | 0% | 0% | 1 | 42% | 0% | 0% | 1 | 50% | 0% | 0% | 2 | 2% | 0% | 0% | 1 | 4% | 0% | 0% | 1
262 | Bellevue | 0 | 0 | 10 | 0% | 0% | 1 | 0.32 | 0% | 0% | 1 | 7% | 0% | 0% | 1 | 0 | 2 | 25% | 0% | 25% | 2 | 59% | 0% | 0% | 2 | 38% | 0% | 0% | 1 | 64% | 0% | 0% | 2 | 84% | 0% | 0% | 3 | 10% | 0% | 0% | 1 | 11% | 0% | 0% | 1 |  | 0% | 0% | 1 | 0.23 | 0% | 0% | 1 | 9% | 0% | 0% | 1 | 0 | 2 | 48% | 0% | 48% | 2 | 46% | 0% | 0% | 1 | 38% | 0% | 0% | 1 | 69% | 0% | 0% | 2 | 81% | 0% | 0% | 3 | 20% | 0% | 0% | 1 | 6% | 0% | 0% | 1 |  | 0% | 0% | 1 | 0.18 | 0% | 0% | 1 | 7% | 0% | 0% | 1 | 0 | 2 | 40% | 0% | 40% | 2 | 53% | 0% | 0% | 2 | 38% | 0% | 0% | 1 | 67% | 0% | 0% | 2 | 85% | 0% | 0% | 3 | 27% | 0% | 0% | 1 | 5% | 0% | 0% | 1 |  | 0% | 0% | 1 | 0.16 | 0% | 0% | 1 | 9% | 0% | 0% | 1 | 0 | 2 | 31% | 0% | 31% | 2 | 59% | 0% | 0% | 2 | 40% | 0% | 0% | 1 | 66% | 0% | 0% | 2 | 87% | 0% | 0% | 3 | 33% | 0% | 0% | 1 | 6% | 0% | 0% | 1
263 | Highline | 0 | 0 | 0 | 0% | 0% | 1 | 0.07 | 0% | 0% | 1 | 83% | 0% | 0% | 3 | 0 | 2 | 0% | 0% | 0% | 1 | 0% | 0% | 0% | 1 | 14% | 0% | 0% | 1 | 14% | 0% | 0% | 1 | 14% | 0% | 0% | 1 | 6% | 0% | 0% | 1 | 4% | 0% | 0% | 1 |  | 0% | 0% | 1 | 0.09 | 0% | 0% | 1 | 70% | 0% | 0% | 2 | 0 | 2 | 0% | 0% | 0% | 1 | 0% | 0% | 0% | 1 | 28% | 0% | 0% | 1 | 28% | 0% | 0% | 1 | 28% | 0% | 0% | 1 | 6% | 0% | 0% | 1 | 6% | 0% | 0% | 1 |  | 0% | 0% | 1 | 0.09 | 0% | 0% | 1 | 68% | 0% | 0% | 2 | 0 | 2 | 0% | 0% | 0% | 1 | 4% | 0% | 0% | 1 | 17% | 0% | 0% | 1 | 17% | 0% | 0% | 1 | 21% | 0% | 0% | 1 | 9% | 0% | 0% | 1 | 5% | 0% | 0% | 1 |  | 0% | 0% | 1 | 0.09 | 0% | 0% | 1 | 62% | 0% | 0% | 2 | 0 | 2 | 0% | 0% | 0% | 1 | 5% | 0% | 0% | 1 | 12% | 0% | 0% | 1 | 12% | 0% | 0% | 1 | 16% | 0% | 0% | 1 | 10% | 0% | 0% | 1 | 6% | 0% | 0% | 1
264 | Clayton | 0 | 0 | 10 | 0% | 0% | 1 | 0.07 | 0% | 0% | 1 | 0% | 0% | 0% | 1 | 0 | 2 | 98% | 0% | 98% | 5 | 15% | 0% | 0% | 1 | 62% | 0% | 0% | 2 | 62% | 0% | 0% | 2 | 62% | 0% | 0% | 2 | 37% | 0% | 0% | 1 | 5% | 0% | 0% | 1 |  | 0% | 0% | 1 | 0.08 | 0% | 0% | 1 | 0% | 0% | 0% | 1 | 0 | 2 | 77% | 0% | 77% | 5 | 50% | 0% | 0% | 2 | 76% | 0% | 0% | 3 | 68% | 0% | 0% | 2 | 82% | 0% | 0% | 3 | 29% | 0% | 0% | 1 | 23% | 0% | 0% | 1 |  | 0% | 0% | 1 | 0.19 | 0% | 0% | 1 | 0% | 0% | 0% | 1 | 0 | 2 | 67% | 1% | 68% | 3 | 40% | 0% | 0% | 1 | 56% | 0% | 0% | 2 | 57% | 0% | 0% | 2 | 75% | 0% | 0% | 3 | 22% | 0% | 0% | 1 | 17% | 0% | 0% | 1 |  | 0% | 0% | 1 | 0.25 | 0% | 0% | 1 | 4% | 0% | 0% | 1 | 0 | 2 | 63% | 0% | 63% | 3 | 30% | 0% | 0% | 1 | 45% | 0% | 0% | 1 | 56% | 0% | 0% | 2 | 71% | 0% | 0% | 3 | 18% | 0% | 0% | 1 | 13% | 0% | 0% | 1
265 | Hilltop | 0 | 0 | 10 | 0% | 0% | 1 | 0 | 0% | 0% | 1 | 2% | 0% | 0% | 1 | 0 | 2 | 0% | 0% | 0% | 1 | 32% | 0% | 0% | 1 | 23% | 0% | 0% | 1 | 0% | 0% | 0% | 1 | 55% | 0% | 0% | 2 | 58% | 0% | 0% | 2 | 6% | 0% | 0% | 1 |  | 0% | 0% | 1 | 0 | 0% | 0% | 1 | 5% | 0% | 0% | 1 | 0 | 2 | 8% | 0% | 8% | 1 | 36% | 0% | 0% | 1 | 23% | 0% | 0% | 1 | 12% | 0% | 0% | 1 | 55% | 0% | 0% | 2 | 60% | 0% | 0% | 2 | 11% | 0% | 0% | 1 |  | 0% | 0% | 1 | 0 | 0% | 0% | 1 | 4% | 0% | 0% | 1 | 0 | 2 | 21% | 0% | 21% | 2 | 44% | 0% | 0% | 1 | 21% | 0% | 0% | 1 | 11% | 0% | 0% | 1 | 60% | 0% | 0% | 2 | 69% | 0% | 0% | 2 | 11% | 0% | 0% | 1 |  | 0% | 0% | 1 | 0 | 0% | 0% | 1 | 4% | 0% | 0% | 1 | 0 | 2 | 34% | 1% | 35% | 2 | 53% | 0% | 0% | 2 | 21% | 0% | 0% | 1 | 12% | 0% | 0% | 1 | 66% | 0% | 0% | 2 | 68% | 0% | 0% | 2 | 11% | 0% | 0% | 1
266 | Lakeville | 0 | 0 | 10 | 0% | 0% | 1 | 0.1 | 0% | 0% | 1 | 5% | 0% | 0% | 1 | 0 | 2 | 68% | 0% | 68% | 3 | 97% | 0% | 0% | 5 | 26% | 0% | 0% | 1 | 61% | 0% | 0% | 2 | 98% | 0% | 0% | 5 | 30% | 0% | 0% | 1 | 4% | 0% | 0% | 1 |  | 0% | 0% | 1 | 0.14 | 0% | 0% | 1 | 7% | 0% | 0% | 1 | 0 | 2 | 54% | 0% | 54% | 3 | 70% | 0% | 0% | 3 | 26% | 0% | 0% | 1 | 55% | 0% | 0% | 2 | 83% | 0% | 0% | 3 | 23% | 0% | 0% | 1 | 5% | 0% | 0% | 1 |  | 0% | 0% | 1 | 0.13 | 0% | 0% | 1 | 8% | 0% | 0% | 1 | 0 | 2 | 47% | 0% | 47% | 2 | 63% | 0% | 0% | 2 | 25% | 0% | 0% | 1 | 52% | 0% | 0% | 2 | 82% | 0% | 0% | 3 | 31% | 0% | 0% | 1 | 7% | 0% | 0% | 1 |  | 0% | 0% | 1 | 0.17 | 0% | 0% | 1 | 11% | 0% | 0% | 1 | 0 | 2 | 39% | 0% | 39% | 2 | 63% | 0% | 0% | 2 | 27% | 0% | 0% | 1 | 56% | 0% | 0% | 2 | 84% | 0% | 0% | 3 | 31% | 0% | 0% | 1 | 7% | 0% | 0% | 1
267 | Fig Garden | 0 | 0 | 0 | 0% | 0% | 1 | 0.13 | 0% | 0% | 1 | 35% | 0% | 0% | 1 | 0 | 2 | 9% | 0% | 9% | 1 | 36% | 0% | 0% | 1 | 24% | 0% | 0% | 1 | 24% | 0% | 0% | 1 | 48% | 0% | 0% | 1 | 0% | 0% | 0% | 1 | 6% | 0% | 0% | 1 |  | 0% | 0% | 1 | 0.21 | 0% | 0% | 1 | 53% | 0% | 0% | 2 | 0 | 2 | 19% | 0% | 19% | 1 | 17% | 0% | 0% | 1 | 26% | 0% | 0% | 1 | 26% | 0% | 0% | 1 | 37% | 0% | 0% | 1 | 3% | 0% | 0% | 1 | 7% | 0% | 0% | 1 |  | 0% | 0% | 1 | 0.21 | 0% | 0% | 1 | 49% | 0% | 0% | 1 | 0 | 2 | 29% | 0% | 29% | 2 | 18% | 0% | 0% | 1 | 28% | 0% | 0% | 1 | 29% | 0% | 0% | 1 | 39% | 0% | 0% | 1 | 13% | 0% | 0% | 1 | 14% | 0% | 0% | 1 |  | 0% | 0% | 1 | 0.18 | 0% | 0% | 1 | 41% | 0% | 0% | 1 | 0 | 2 | 30% | 0% | 30% | 2 | 28% | 0% | 0% | 1 | 27% | 0% | 0% | 1 | 27% | 0% | 0% | 1 | 44% | 0% | 0% | 1 | 17% | 0% | 0% | 1 | 12% | 0% | 0% | 1
268 | GWF Tracy | 0 | 0 | 0 | 0% | 0% | 1 | 0.39 | 0% | 0% | 1 | 16% | 0% | 0% | 1 | 0 | 2 | 70% | 0% | 70% | 3 | 57% | 0% | 0% | 2 | 78% | 0% | 0% | 3 | 69% | 0% | 0% | 2 | 78% | 0% | 0% | 3 | 34% | 0% | 0% | 1 | 2% | 0% | 0% | 1 |  | 0% | 0% | 1 | 0.18 | 0% | 0% | 1 | 36% | 0% | 0% | 1 | 0 | 2 | 50% | 4% | 54% | 3 | 61% | 0% | 0% | 2 | 40% | 0% | 0% | 1 | 41% | 0% | 0% | 1 | 67% | 0% | 0% | 2 | 27% | 0% | 0% | 1 | 4% | 0% | 0% | 1 |  | 0% | 0% | 1 | 0.15 | 0% | 0% | 1 | 41% | 0% | 0% | 1 | 0 | 2 | 40% | 8% | 48% | 2 | 56% | 0% | 0% | 2 | 36% | 0% | 0% | 1 | 37% | 0% | 0% | 1 | 63% | 0% | 0% | 2 | 26% | 0% | 0% | 1 | 5% | 0% | 0% | 1 |  | 0% | 0% | 1 | 0.13 | 0% | 0% | 1 | 42% | 0% | 0% | 1 | 0 | 2 | 35% | 11% | 46% | 3 | 53% | 0% | 0% | 2 | 32% | 0% | 0% | 1 | 35% | 0% | 0% | 1 | 62% | 0% | 0% | 2 | 28% | 0% | 0% | 1 | 5% | 0% | 0% | 1
269 | Pahrump | 0 | 0 | 10 | 0% | 0% | 1 | 0 | 0% | 0% | 1 | 0% | 0% | 0% | 1 | 0 | 2 | 0% | 0% | 0% | 1 | 0% | 0% | 0% | 1 | 0% | 0% | 0% | 1 | 0% | 0% | 0% | 1 | 0% | 0% | 0% | 1 | 0% | 0% | 0% | 1 | 0% | 0% | 0% | 1 |  | 0% | 0% | 1 | 0.03 | 0% | 0% | 1 | 0% | 0% | 0% | 1 | 0 | 2 | 0% | 0% | 0% | 1 | 0% | 0% | 0% | 1 | 1% | 0% | 0% | 1 | 1% | 0% | 0% | 1 | 1% | 0% | 0% | 1 | 2% | 0% | 0% | 1 | 0% | 0% | 0% | 1 |  | 0% | 0% | 1 | 0.13 | 0% | 0% | 1 | 0% | 0% | 0% | 1 | 0 | 2 | 0% | 0% | 0% | 1 | 3% | 0% | 0% | 1 | 1% | 0% | 0% | 1 | 6% | 0% | 0% | 1 | 7% | 0% | 0% | 1 | 9% | 0% | 0% | 1 | 0% | 0% | 0% | 1 |  | 0% | 0% | 1 | 0.47 | 0% | 0% | 1 | 0% | 0% | 0% | 1 | 0 | 2 | 0% | 0% | 0% | 1 | 2% | 0% | 0% | 1 | 1% | 0% | 0% | 1 | 17% | 0% | 0% | 1 | 18% | 0% | 0% | 1 | 12% | 0% | 0% | 1 | 0% | 0% | 0% | 1
270 | Curtis | 0 | 0 | 10 | 0% | 0% | 1 | 0.3 | 0% | 0% | 1 | 0% | 0% | 0% | 1 | 0 | 2 | 99% | 0% | 99% | 5 | 3% | 0% | 0% | 1 | 14% | 0% | 0% | 1 | 15% | 0% | 0% | 1 | 21% | 0% | 0% | 1 | 38% | 0% | 0% | 1 | 2% | 0% | 0% | 1 |  | 0% | 0% | 1 | 0.15 | 0% | 0% | 1 | 0% | 0% | 0% | 1 | 0 | 2 | 76% | 20% | 96% | 5 | 42% | 0% | 0% | 1 | 36% | 0% | 0% | 1 | 44% | 0% | 0% | 1 | 71% | 0% | 0% | 3 | 47% | 0% | 0% | 1 | 3% | 0% | 0% | 1 |  | 0% | 0% | 1 | 0.14 | 0% | 0% | 1 | 0% | 0% | 0% | 1 | 0 | 2 | 62% | 33% | 95% | 5 | 40% | 0% | 0% | 1 | 34% | 0% | 0% | 1 | 47% | 0% | 0% | 1 | 69% | 0% | 0% | 2 | 48% | 0% | 0% | 1 | 3% | 0% | 0% | 1 |  | 0% | 0% | 1 | 0.15 | 0% | 0% | 1 | 0% | 0% | 0% | 1 | 0 | 2 | 58% | 32% | 90% | 5 | 49% | 0% | 0% | 1 | 25% | 0% | 0% | 1 | 35% | 0% | 0% | 1 | 69% | 0% | 0% | 2 | 48% | 0% | 0% | 1 | 4% | 0% | 0% | 1
271 | Quinto | 0 | 0 | 10 | 0% | 0% | 1 | 0.13 | 0% | 0% | 1 | 30% | 0% | 0% | 1 | 0 | 2 | 57% | 0% | 57% | 3 | 53% | 0% | 0% | 2 | 0% | 0% | 0% | 1 | 9% | 0% | 0% | 1 | 53% | 0% | 0% | 2 | 29% | 0% | 0% | 1 | 4% | 0% | 0% | 1 |  | 0% | 0% | 1 | 0.08 | 0% | 0% | 1 | 22% | 0% | 0% | 1 | 0 | 2 | 46% | 2% | 48% | 2 | 53% | 0% | 0% | 2 | 10% | 0% | 0% | 1 | 20% | 0% | 0% | 1 | 58% | 0% | 0% | 2 | 26% | 0% | 0% | 1 | 9% | 0% | 0% | 1 |  | 0% | 0% | 1 | 0.07 | 0% | 0% | 1 | 20% | 0% | 0% | 1 | 0 | 2 | 53% | 8% | 61% | 3 | 58% | 0% | 0% | 2 | 16% | 0% | 0% | 1 | 27% | 0% | 0% | 1 | 66% | 0% | 0% | 2 | 45% | 0% | 0% | 1 | 7% | 0% | 0% | 1 |  | 0% | 0% | 1 | 0.06 | 0% | 0% | 1 | 22% | 0% | 0% | 1 | 0 | 2 | 53% | 6% | 59% | 3 | 57% | 0% | 0% | 2 | 14% | 0% | 0% | 1 | 23% | 0% | 0% | 1 | 64% | 0% | 0% | 2 | 46% | 0% | 0% | 1 | 6% | 0% | 0% | 1
272 | Melrose | 0 | 0 | 10 | 0% | 0% | 1 | 0.62 | 0% | 0% | 1 | 7% | 0% | 0% | 1 | 0 | 2 | 2% | 0% | 2% | 1 | 27% | 0% | 0% | 1 | 44% | 0% | 0% | 1 | 49% | 0% | 0% | 1 | 50% | 0% | 0% | 2 | 8% | 0% | 0% | 1 | 3% | 0% | 0% | 1 |  | 0% | 0% | 1 | 0.37 | 0% | 0% | 1 | 7% | 0% | 0% | 1 | 0 | 2 | 22% | 0% | 22% | 2 | 71% | 0% | 0% | 3 | 28% | 0% | 0% | 1 | 62% | 0% | 0% | 2 | 83% | 0% | 0% | 3 | 3% | 0% | 0% | 1 | 6% | 0% | 0% | 1 |  | 0% | 0% | 1 | 0.4 | 0% | 0% | 1 | 5% | 0% | 0% | 1 | 0 | 2 | 56% | 9% | 65% | 3 | 45% | 0% | 0% | 1 | 13% | 0% | 0% | 1 | 28% | 0% | 0% | 1 | 54% | 0% | 0% | 2 | 6% | 0% | 0% | 1 | 7% | 0% | 0% | 1 |  | 0% | 0% | 1 | 0.35 | 0% | 0% | 1 | 4% | 0% | 0% | 1 | 0 | 2 | 45% | 36% | 81% | 5 | 54% | 0% | 0% | 2 | 17% | 0% | 0% | 1 | 31% | 0% | 0% | 1 | 63% | 0% | 0% | 2 | 16% | 0% | 0% | 1 | 8% | 0% | 0% | 1
273 | Valley (VEA) | 0 | 0 | 10 | 0% | 0% | 1 | 0.01 | 0% | 0% | 1 | 0% | 0% | 0% | 1 | 0 | 2 | 0% | 0% | 0% | 1 | 0% | 0% | 0% | 1 | 0% | 0% | 0% | 1 | 0% | 0% | 0% | 1 | 0% | 0% | 0% | 1 | 2% | 0% | 0% | 1 | 0% | 0% | 0% | 1 |  | 0% | 0% | 1 | 0.01 | 0% | 0% | 1 | 0% | 0% | 0% | 1 | 0 | 2 | 0% | 0% | 0% | 1 | 0% | 0% | 0% | 1 | 0% | 0% | 0% | 1 | 0% | 0% | 0% | 1 | 0% | 0% | 0% | 1 | 2% | 0% | 0% | 1 | 0% | 0% | 0% | 1 |  | 0% | 0% | 1 | 0.01 | 0% | 0% | 1 | 0% | 0% | 0% | 1 | 0 | 2 | 0% | 0% | 0% | 1 | 0% | 0% | 0% | 1 | 0% | 0% | 0% | 1 | 0% | 0% | 0% | 1 | 0% | 0% | 0% | 1 | 2% | 0% | 0% | 1 | 0% | 0% | 0% | 1 |  | 0% | 0% | 1 | 0.01 | 0% | 0% | 1 | 0% | 0% | 0% | 1 | 0 | 2 | 0% | 0% | 0% | 1 | 0% | 0% | 0% | 1 | 0% | 0% | 0% | 1 | 0% | 0% | 0% | 1 | 0% | 0% | 0% | 1 | 1% | 0% | 0% | 1 | 0% | 0% | 0% | 1
274 | Avocado | 0 | 0 | 10 | 0% | 0% | 1 | 0.38 | 0% | 0% | 1 | 2% | 0% | 0% | 1 | 0 | 2 | 44% | 51% | 95% | 5 | 92% | 0% | 0% | 4 | 5% | 0% | 0% | 1 | 24% | 0% | 0% | 1 | 94% | 0% | 0% | 4 | 9% | 0% | 0% | 1 | 6% | 0% | 0% | 1 |  | 0% | 0% | 1 | 0.38 | 0% | 0% | 1 | 4% | 0% | 0% | 1 | 0 | 2 | 43% | 35% | 78% | 5 | 70% | 0% | 0% | 3 | 24% | 0% | 0% | 1 | 44% | 0% | 0% | 1 | 79% | 0% | 0% | 3 | 7% | 0% | 0% | 1 | 7% | 0% | 0% | 1 |  | 0% | 0% | 1 | 0.37 | 0% | 0% | 1 | 4% | 0% | 0% | 1 | 0 | 2 | 40% | 39% | 79% | 5 | 59% | 0% | 0% | 2 | 27% | 0% | 0% | 1 | 45% | 0% | 0% | 1 | 73% | 0% | 0% | 3 | 13% | 0% | 0% | 1 | 6% | 0% | 0% | 1 |  | 0% | 0% | 1 | 0.35 | 0% | 0% | 1 | 4% | 0% | 0% | 1 | 0 | 2 | 44% | 39% | 83% | 5 | 50% | 0% | 0% | 2 | 32% | 0% | 0% | 1 | 43% | 0% | 0% | 1 | 68% | 0% | 0% | 2 | 18% | 0% | 0% | 1 | 6% | 0% | 0% | 1
275 | New Sub - North Gila - IV (Proposed) | 500 | 5000 | 10 | 524.7% | 27.9% | 5 | 0.04 | 46.47% | 0% | 2 | 23% | 2694% | 112.1% | 5 | 0 | 2 | 0% | 0% | 0% | 1 | 0% | 32.34% | 0% | 2 | 80% | 159.1% | 15.08% | 5 | 80% | 159.1% | 15.08% | 5 | 80% | 159.1% | 15.08% | 5 | 33% | 48.18% | 0% | 2 | 14% | 37.48% | 0% | 2 |  | 78.19% | 0% | 3 | 0.06 | 31.49% | 0% | 2 | 57% | 18.18% | 0% | 2 | 0 | 2 | 0% | 0% | 0% | 1 | 0% | 10.21% | 0% | 1 | 36% | 15.93% | 0% | 1 | 36% | 15.93% | 0% | 1 | 36% | 15.93% | 0% | 1 | 11% | 11.41% | 0% | 1 | 9% | 11.23% | 0% | 1 |  | 31.29% | 0% | 2 | 0.08 | 24.8% | 0% | 2 | 66% | 18.18% | 0% | 2 | 0 | 2 | 0% | 0% | 0% | 1 | 1% | 5.036% | 0% | 1 | 23% | 6.512% | 0% | 1 | 23% | 6.512% | 0% | 1 | 24% | 6.59% | 0% | 1 | 7% | 5.348% | 0% | 1 | 6% | 5.315% | 0% | 1 |  | 18.65% | 0% | 1 | 0.09 | 16.48% | 0% | 1 | 66% | 18.18% | 0% | 2 | 0 | 2 | 0% | 0% | 0% | 1 | 4% | 2.985% | 0% | 1 | 16% | 3.397% | 0% | 1 | 16% | 3.395% | 0% | 1 | 20% | 3.574% | 0% | 1 | 10% | 3.163% | 0% | 1 | 5% | 3.017% | 0% | 1
276 | Caliente | 0 | 0 | 10 | 0% | 0% | 1 | 0.08 | 0% | 0% | 1 | 0% | 0% | 0% | 1 | 0 | 2 | 48% | 0% | 48% | 2 | 34% | 0% | 0% | 1 | 20% | 0% | 0% | 1 | 36% | 0% | 0% | 1 | 58% | 0% | 0% | 2 | 55% | 0% | 0% | 2 | 4% | 0% | 0% | 1 |  | 0% | 0% | 1 | 0.13 | 0% | 0% | 1 | 0% | 0% | 0% | 1 | 0 | 2 | 34% | 0% | 34% | 2 | 52% | 0% | 0% | 2 | 19% | 0% | 0% | 1 | 33% | 0% | 0% | 1 | 70% | 0% | 0% | 3 | 48% | 0% | 0% | 1 | 6% | 0% | 0% | 1 |  | 0% | 0% | 1 | 0.09 | 0% | 0% | 1 | 3% | 0% | 0% | 1 | 0 | 2 | 29% | 5% | 34% | 2 | 55% | 0% | 0% | 2 | 13% | 0% | 0% | 1 | 26% | 0% | 0% | 1 | 71% | 0% | 0% | 3 | 43% | 0% | 0% | 1 | 3% | 0% | 0% | 1 |  | 0% | 0% | 1 | 0.07 | 0% | 0% | 1 | 13% | 0% | 0% | 1 | 0 | 2 | 30% | 8% | 38% | 2 | 53% | 0% | 0% | 2 | 14% | 0% | 0% | 1 | 25% | 0% | 0% | 1 | 71% | 0% | 0% | 3 | 40% | 0% | 0% | 1 | 2% | 0% | 0% | 1
277 | San Luis Obispo | 0 | 0 | 10 | 0% | 0% | 1 | 0.09 | 0% | 0% | 1 | 12% | 0% | 0% | 1 | 0 | 2 | 79% | 1% | 80% | 5 | 14% | 0% | 0% | 1 | 3% | 0% | 0% | 1 | 59% | 0% | 0% | 2 | 62% | 0% | 0% | 2 | 37% | 0% | 0% | 1 | 10% | 0% | 0% | 1 |  | 0% | 0% | 1 | 0.09 | 0% | 0% | 1 | 7% | 0% | 0% | 1 | 0 | 2 | 77% | 8% | 85% | 5 | 34% | 0% | 0% | 1 | 28% | 0% | 0% | 1 | 60% | 0% | 0% | 2 | 70% | 0% | 0% | 3 | 47% | 0% | 0% | 1 | 11% | 0% | 0% | 1 |  | 0% | 0% | 1 | 0.09 | 0% | 0% | 1 | 4% | 0% | 0% | 1 | 0 | 2 | 56% | 30% | 86% | 5 | 28% | 0% | 0% | 1 | 22% | 0% | 0% | 1 | 52% | 0% | 0% | 2 | 60% | 0% | 0% | 2 | 52% | 0% | 0% | 2 | 7% | 0% | 0% | 1 |  | 0% | 0% | 1 | 0.1 | 0% | 0% | 1 | 6% | 0% | 0% | 1 | 0 | 2 | 51% | 30% | 81% | 5 | 24% | 0% | 0% | 1 | 17% | 0% | 0% | 1 | 41% | 0% | 0% | 1 | 52% | 0% | 0% | 2 | 47% | 0% | 0% | 1 | 6% | 0% | 0% | 1
278 | Valley Home | 100 | 1000 | 10 | 8.697% | 0% | 1 | 0.15 | 56.59% | 0% | 2 | 11% | 3.165% | 0% | 1 | 0 | 2 | 38% | 0% | 38% | 2 | 69% | 7.12% | 0% | 2 | 0% | 2.199% | 0% | 1 | 10% | 2.453% | 0% | 1 | 70% | 7.284% | 0% | 3 | 6% | 2.338% | 0% | 1 | 3% | 2.271% | 0% | 1 |  | 3.058% | 0% | 1 | 0.14 | 3.839% | 0% | 1 | 25% | 1.408% | 0% | 1 | 0 | 2 | 34% | 0% | 34% | 2 | 49% | 1.223% | 0% | 1 | 10% | 0.692% | 0% | 1 | 31% | 0.9044% | 0% | 1 | 64% | 1.715% | 0% | 2 | 17% | 0.758% | 0% | 1 | 7% | 0.6756% | 0% | 1 |  | 1.717% | 0% | 1 | 0.13 | 1.716% | 0% | 1 | 30% | 1.408% | 0% | 1 | 0 | 2 | 32% | 0% | 32% | 2 | 46% | 0.5693% | 0% | 1 | 11% | 0.3414% | 0% | 1 | 28% | 0.4216% | 0% | 1 | 61% | 0.7768% | 0% | 2 | 23% | 0.3958% | 0% | 1 | 7% | 0.3269% | 0% | 1 |  | 1.419% | 0% | 1 | 0.15 | 1.214% | 0% | 1 | 33% | 1.408% | 0% | 1 | 0 | 2 | 30% | 0% | 30% | 2 | 49% | 0.3706% | 0% | 1 | 15% | 0.2211% | 0% | 1 | 31% | 0.2729% | 0% | 1 | 63% | 0.5148% | 0% | 2 | 24% | 0.2495% | 0% | 1 | 8% | 0.2051% | 0% | 1
279 | Big Creek | 200 | 2000 | 10 | 414.9% | 9.849% | 4 | 0.04 | 16.33% | 0% | 1 | 0% | 0% | 0% | 1 | 0 | 2 | 10% | 0% | 10% | 1 | 38% | 20.41% | 0% | 2 | 93% | 181.2% | 6.059% | 4 | 20% | 15.74% | 0% | 1 | 93% | 184.3% | 6.179% | 4 | 48% | 24.39% | 0% | 2 | 6% | 13.36% | 0% | 1 |  | 121.5% | 0.5959% | 4 | 0.07 | 4.397% | 0% | 1 | 0% | 1462% | 0% | 4 | 0 | 2 | 41% | 0% | 41% | 2 | 38% | 5.288% | 0% | 1 | 69% | 10.45% | 0% | 2 | 27% | 4.51% | 0% | 1 | 80% | 16.74% | 0% | 3 | 53% | 7.026% | 0% | 2 | 5% | 3.456% | 0% | 1 |  | 28.66% | 0% | 2 | 0.09 | 1.992% | 0% | 1 | 0% | 1462% | 0% | 4 | 0 | 2 | 40% | 3% | 43% | 2 | 22% | 1.769% | 0% | 1 | 58% | 3.304% | 0% | 2 | 43% | 2.429% | 0% | 1 | 72% | 4.968% | 0% | 3 | 52% | 2.883% | 0% | 2 | 4% | 1.435% | 0% | 1 |  | 8.067% | 0% | 1 | 0.11 | 1.265% | 0% | 1 | 0% | 1462% | 0% | 4 | 0 | 2 | 46% | 10% | 56% | 3 | 17% | 0.9348% | 0% | 1 | 47% | 1.471% | 0% | 1 | 39% | 1.273% | 0% | 1 | 63% | 2.089% | 0% | 2 | 53% | 1.66% | 0% | 2 | 4% | 0.8072% | 0% | 1
280 | West Fresno | 0 | 0 | 10 | 0% | 0% | 1 | 0.24 | 0% | 0% | 1 | 76% | 0% | 0% | 3 | 0 | 2 | 0% | 0% | 0% | 1 | 0% | 0% | 0% | 1 | 0% | 0% | 0% | 1 | 0% | 0% | 0% | 1 | 0% | 0% | 0% | 1 | 0% | 0% | 0% | 1 | 0% | 0% | 0% | 1 |  | 0% | 0% | 1 | 0.22 | 0% | 0% | 1 | 70% | 0% | 0% | 2 | 0 | 2 | 0% | 0% | 0% | 1 | 0% | 0% | 0% | 1 | 0% | 0% | 0% | 1 | 0% | 0% | 0% | 1 | 0% | 0% | 0% | 1 | 0% | 0% | 0% | 1 | 0% | 0% | 0% | 1 |  | 0% | 0% | 1 | 0.22 | 0% | 0% | 1 | 63% | 0% | 0% | 2 | 0 | 2 | 5% | 0% | 5% | 1 | 6% | 0% | 0% | 1 | 7% | 0% | 0% | 1 | 7% | 0% | 0% | 1 | 11% | 0% | 0% | 1 | 0% | 0% | 0% | 1 | 2% | 0% | 0% | 1 |  | 0% | 0% | 1 | 0.18 | 0% | 0% | 1 | 52% | 0% | 0% | 2 | 0 | 2 | 15% | 0% | 15% | 1 | 16% | 0% | 0% | 1 | 18% | 0% | 0% | 1 | 19% | 0% | 0% | 1 | 28% | 0% | 0% | 1 | 7% | 0% | 0% | 1 | 7% | 0% | 0% | 1
281 | Sylmar | 200 | 2000 | 10 | 427.4% | 68.79% | 5 | 0.14 | 999% | 100.5% | 5 | 0% | 0% | 0% | 1 | 0 | 2 | 71% | 8% | 79% | 5 | 33% | 111.4% | 22.78% | 5 | 0% | 74.21% | 0% | 3 | 15% | 87.3% | 0% | 4 | 48% | 143.8% | 46.7% | 5 | 29% | 104.2% | 10.44% | 5 | 18% | 90.95% | 0% | 4 |  | 135.5% | 5.471% | 4 | 0.33 | 74.6% | 0% | 2 | 0% | 688.8% | 25533% | 5 | 0 | 2 | 41% | 38% | 79% | 5 | 41% | 30.82% | 0% | 2 | 6% | 19.18% | 0% | 1 | 18% | 22.2% | 0% | 2 | 60% | 44.97% | 0% | 2 | 45% | 32.66% | 0% | 2 | 12% | 20.49% | 0% | 2 |  | 19.05% | 0% | 1 | 0.34 | 12.58% | 0% | 1 | 2% | 688.8% | 25533% | 5 | 0 | 2 | 59% | 23% | 82% | 5 | 41% | 5.998% | 0% | 1 | 4% | 3.65% | 0% | 1 | 17% | 4.234% | 0% | 1 | 55% | 7.759% | 0% | 2 | 38% | 5.7% | 0% | 1 | 11% | 3.94% | 0% | 1 |  | 8.426% | 0% | 1 | 0.24 | 4.942% | 0% | 1 | 3% | 688.8% | 25533% | 5 | 0 | 2 | 54% | 32% | 86% | 5 | 49% | 2.934% | 0% | 1 | 4% | 1.559% | 0% | 1 | 10% | 1.665% | 0% | 1 | 56% | 3.404% | 0% | 2 | 41% | 2.547% | 0% | 1 | 11% | 1.683% | 0% | 1
282 | Tracy | 0 | 0 | 10 | 0% | 0% | 1 | 0.2 | 0% | 0% | 1 | 37% | 0% | 0% | 1 | 0 | 2 | 50% | 0% | 50% | 3 | 57% | 0% | 0% | 2 | 51% | 0% | 0% | 2 | 50% | 0% | 0% | 2 | 75% | 0% | 0% | 3 | 6% | 0% | 0% | 1 | 8% | 0% | 0% | 1 |  | 0% | 0% | 1 | 0.16 | 0% | 0% | 1 | 42% | 0% | 0% | 1 | 0 | 2 | 45% | 0% | 45% | 2 | 51% | 0% | 0% | 2 | 38% | 0% | 0% | 1 | 42% | 0% | 0% | 1 | 63% | 0% | 0% | 2 | 11% | 0% | 0% | 1 | 6% | 0% | 0% | 1 |  | 0% | 0% | 1 | 0.14 | 0% | 0% | 1 | 44% | 0% | 0% | 1 | 0 | 2 | 40% | 2% | 42% | 2 | 43% | 0% | 0% | 1 | 34% | 0% | 0% | 1 | 36% | 0% | 0% | 1 | 54% | 0% | 0% | 2 | 17% | 0% | 0% | 1 | 6% | 0% | 0% | 1 |  | 0% | 0% | 1 | 0.14 | 0% | 0% | 1 | 41% | 0% | 0% | 1 | 0 | 2 | 38% | 5% | 43% | 2 | 45% | 0% | 0% | 1 | 36% | 0% | 0% | 1 | 38% | 0% | 0% | 1 | 58% | 0% | 0% | 2 | 21% | 0% | 0% | 1 | 7% | 0% | 0% | 1
283 | Pease | 0 | 0 | 10 | 0% | 0% | 1 | 0.2 | 0% | 0% | 1 | 54% | 0% | 0% | 2 | 0 | 2 | 2% | 0% | 2% | 1 | 12% | 0% | 0% | 1 | 16% | 0% | 0% | 1 | 50% | 0% | 0% | 2 | 62% | 0% | 0% | 2 | 2% | 0% | 0% | 1 | 4% | 0% | 0% | 1 |  | 0% | 0% | 1 | 0.14 | 0% | 0% | 1 | 48% | 0% | 0% | 1 | 0 | 2 | 15% | 0% | 15% | 1 | 41% | 0% | 0% | 1 | 11% | 0% | 0% | 1 | 28% | 0% | 0% | 1 | 65% | 0% | 0% | 2 | 7% | 0% | 0% | 1 | 6% | 0% | 0% | 1 |  | 0% | 0% | 1 | 0.12 | 0% | 0% | 1 | 47% | 0% | 0% | 1 | 0 | 2 | 17% | 0% | 17% | 1 | 48% | 0% | 0% | 1 | 11% | 0% | 0% | 1 | 34% | 0% | 0% | 1 | 70% | 0% | 0% | 3 | 8% | 0% | 0% | 1 | 9% | 0% | 0% | 1 |  | 0% | 0% | 1 | 0.12 | 0% | 0% | 1 | 46% | 0% | 0% | 1 | 0 | 2 | 18% | 0% | 18% | 1 | 51% | 0% | 0% | 2 | 11% | 0% | 0% | 1 | 38% | 0% | 0% | 1 | 72% | 0% | 0% | 3 | 7% | 0% | 0% | 1 | 9% | 0% | 0% | 1
284 | Spring Valley | 0 | 0 | 10 | 0% | 0% | 1 | 0.21 | 0% | 0% | 1 | 0% | 0% | 0% | 1 | 0 | 2 | 81% | 0% | 81% | 5 | 42% | 0% | 0% | 1 | 100% | 0% | 0% | 5 | 100% | 0% | 0% | 5 | 100% | 0% | 0% | 5 | 15% | 0% | 0% | 1 | 6% | 0% | 0% | 1 |  | 0% | 0% | 1 | 0.32 | 0% | 0% | 1 | 0% | 0% | 0% | 1 | 0 | 2 | 79% | 6% | 85% | 5 | 38% | 0% | 0% | 1 | 86% | 0% | 0% | 3 | 82% | 0% | 0% | 3 | 96% | 0% | 0% | 5 | 30% | 0% | 0% | 1 | 6% | 0% | 0% | 1 |  | 0% | 0% | 1 | 0.23 | 0% | 0% | 1 | 0% | 0% | 0% | 1 | 0 | 2 | 34% | 45% | 79% | 5 | 34% | 0% | 0% | 1 | 61% | 0% | 0% | 2 | 79% | 0% | 0% | 3 | 90% | 0% | 0% | 4 | 25% | 0% | 0% | 1 | 4% | 0% | 0% | 1 |  | 0% | 0% | 1 | 0.21 | 0% | 0% | 1 | 0% | 0% | 0% | 1 | 0 | 2 | 23% | 67% | 90% | 5 | 34% | 0% | 0% | 1 | 45% | 0% | 0% | 1 | 73% | 0% | 0% | 3 | 83% | 0% | 0% | 3 | 36% | 0% | 0% | 1 | 3% | 0% | 0% | 1
285 | Honcut | 0 | 0 | 10 | 0% | 0% | 1 | 0.13 | 0% | 0% | 1 | 56% | 0% | 0% | 2 | 0 | 2 | 17% | 0% | 17% | 1 | 90% | 0% | 0% | 4 | 0% | 0% | 0% | 1 | 2% | 0% | 0% | 1 | 90% | 0% | 0% | 4 | 3% | 0% | 0% | 1 | 20% | 0% | 0% | 1 |  | 0% | 0% | 1 | 0.16 | 0% | 0% | 1 | 36% | 0% | 0% | 1 | 0 | 2 | 24% | 0% | 24% | 2 | 79% | 0% | 0% | 3 | 7% | 0% | 0% | 1 | 21% | 0% | 0% | 1 | 84% | 0% | 0% | 3 | 9% | 0% | 0% | 1 | 13% | 0% | 0% | 1 |  | 0% | 0% | 1 | 0.16 | 0% | 0% | 1 | 25% | 0% | 0% | 1 | 0 | 2 | 32% | 0% | 32% | 2 | 64% | 0% | 0% | 2 | 11% | 0% | 0% | 1 | 30% | 0% | 0% | 1 | 81% | 0% | 0% | 3 | 15% | 0% | 0% | 1 | 10% | 0% | 0% | 1 |  | 0% | 0% | 1 | 0.13 | 0% | 0% | 1 | 22% | 0% | 0% | 1 | 0 | 2 | 34% | 2% | 36% | 2 | 57% | 0% | 0% | 2 | 13% | 0% | 0% | 1 | 32% | 0% | 0% | 1 | 77% | 0% | 0% | 3 | 15% | 0% | 0% | 1 | 10% | 0% | 0% | 1
286 | Rancho Mission Viejo | 0 | 0 | 10 | 0% | 0% | 1 | 0.52 | 0% | 0% | 1 | 0% | 0% | 0% | 1 | 0 | 2 | 44% | 53% | 97% | 5 | 23% | 0% | 0% | 1 | 78% | 0% | 0% | 3 | 79% | 0% | 0% | 3 | 79% | 0% | 0% | 3 | 62% | 0% | 0% | 2 | 5% | 0% | 0% | 1 |  | 0% | 0% | 1 | 0.44 | 0% | 0% | 1 | 0% | 0% | 0% | 1 | 0 | 2 | 30% | 63% | 93% | 5 | 30% | 0% | 0% | 1 | 62% | 0% | 0% | 2 | 65% | 0% | 0% | 2 | 78% | 0% | 0% | 3 | 57% | 0% | 0% | 2 | 6% | 0% | 0% | 1 |  | 0% | 0% | 1 | 0.3 | 0% | 0% | 1 | 0% | 0% | 0% | 1 | 0 | 2 | 19% | 72% | 91% | 5 | 52% | 0% | 0% | 2 | 54% | 0% | 0% | 2 | 62% | 0% | 0% | 2 | 87% | 0% | 0% | 3 | 54% | 0% | 0% | 2 | 7% | 0% | 0% | 1 |  | 0% | 0% | 1 | 0.31 | 0% | 0% | 1 | 0% | 0% | 0% | 1 | 0 | 2 | 15% | 74% | 89% | 5 | 49% | 0% | 0% | 1 | 46% | 0% | 0% | 1 | 53% | 0% | 0% | 2 | 85% | 0% | 0% | 3 | 38% | 0% | 0% | 1 | 7% | 0% | 0% | 1
287 | Encina | 0 | 0 | 10 | 0% | 0% | 1 | 0.47 | 0% | 0% | 1 | 0% | 0% | 0% | 1 | 0 | 2 | 0% | 0% | 0% | 1 | 20% | 0% | 0% | 1 | 84% | 0% | 0% | 3 | 84% | 0% | 0% | 3 | 84% | 0% | 0% | 3 | 0% | 0% | 0% | 1 | 12% | 0% | 0% | 1 |  | 0% | 0% | 1 | 0.37 | 0% | 0% | 1 | 1% | 0% | 0% | 1 | 0 | 2 | 6% | 0% | 6% | 1 | 24% | 0% | 0% | 1 | 55% | 0% | 0% | 2 | 57% | 0% | 0% | 2 | 70% | 0% | 0% | 3 | 5% | 0% | 0% | 1 | 18% | 0% | 0% | 1 |  | 0% | 0% | 1 | 0.37 | 0% | 0% | 1 | 7% | 0% | 0% | 1 | 0 | 2 | 15% | 0% | 15% | 1 | 64% | 0% | 0% | 2 | 36% | 0% | 0% | 1 | 51% | 0% | 0% | 2 | 79% | 0% | 0% | 3 | 5% | 0% | 0% | 1 | 6% | 0% | 0% | 1 |  | 0% | 0% | 1 | 0.37 | 0% | 0% | 1 | 5% | 0% | 0% | 1 | 0 | 2 | 53% | 6% | 59% | 3 | 44% | 0% | 0% | 1 | 18% | 0% | 0% | 1 | 35% | 0% | 0% | 1 | 56% | 0% | 0% | 2 | 4% | 0% | 0% | 1 | 7% | 0% | 0% | 1
288 | Bullard | 0 | 0 | 10 | 0% | 0% | 1 | 0.13 | 0% | 0% | 1 | 25% | 0% | 0% | 1 | 0 | 2 | 0% | 0% | 0% | 1 | 69% | 0% | 0% | 2 | 63% | 0% | 0% | 2 | 63% | 0% | 0% | 2 | 69% | 0% | 0% | 2 | 0% | 0% | 0% | 1 | 28% | 0% | 0% | 1 |  | 0% | 0% | 1 | 0.37 | 0% | 0% | 1 | 23% | 0% | 0% | 1 | 0 | 2 | 42% | 0% | 42% | 2 | 34% | 0% | 0% | 1 | 47% | 0% | 0% | 1 | 45% | 0% | 0% | 1 | 60% | 0% | 0% | 2 | 15% | 0% | 0% | 1 | 18% | 0% | 0% | 1 |  | 0% | 0% | 1 | 0.24 | 0% | 0% | 1 | 38% | 0% | 0% | 1 | 0 | 2 | 38% | 0% | 38% | 2 | 31% | 0% | 0% | 1 | 31% | 0% | 0% | 1 | 30% | 0% | 0% | 1 | 48% | 0% | 0% | 1 | 21% | 0% | 0% | 1 | 15% | 0% | 0% | 1 |  | 0% | 0% | 1 | 0.2 | 0% | 0% | 1 | 40% | 0% | 0% | 1 | 0 | 2 | 37% | 0% | 37% | 2 | 34% | 0% | 0% | 1 | 24% | 0% | 0% | 1 | 24% | 0% | 0% | 1 | 47% | 0% | 0% | 1 | 24% | 0% | 0% | 1 | 12% | 0% | 0% | 1
289 | Hicks | 0 | 0 | 10 | 0% | 0% | 1 | 0.12 | 0% | 0% | 1 | 0% | 0% | 0% | 1 | 0 | 2 | 90% | 0% | 90% | 5 | 100% | 0% | 0% | 5 | 1% | 0% | 0% | 1 | 89% | 0% | 0% | 3 | 100% | 0% | 0% | 5 | 24% | 0% | 0% | 1 | 6% | 0% | 0% | 1 |  | 0% | 0% | 1 | 0.22 | 0% | 0% | 1 | 1% | 0% | 0% | 1 | 0 | 2 | 40% | 0% | 40% | 2 | 70% | 0% | 0% | 3 | 3% | 0% | 0% | 1 | 66% | 0% | 0% | 2 | 94% | 0% | 0% | 4 | 22% | 0% | 0% | 1 | 3% | 0% | 0% | 1 |  | 0% | 0% | 1 | 0.21 | 0% | 0% | 1 | 1% | 0% | 0% | 1 | 0 | 2 | 47% | 0% | 47% | 2 | 60% | 0% | 0% | 2 | 16% | 0% | 0% | 1 | 55% | 0% | 0% | 2 | 82% | 0% | 0% | 3 | 35% | 0% | 0% | 1 | 3% | 0% | 0% | 1 |  | 0% | 0% | 1 | 0.19 | 0% | 0% | 1 | 1% | 0% | 0% | 1 | 0 | 2 | 47% | 5% | 52% | 3 | 61% | 0% | 0% | 2 | 22% | 0% | 0% | 1 | 53% | 0% | 0% | 2 | 82% | 0% | 0% | 3 | 43% | 0% | 0% | 1 | 3% | 0% | 0% | 1
290 | Olivehurst | 0 | 0 | 10 | 0% | 0% | 1 | 0.14 | 0% | 0% | 1 | 31% | 0% | 0% | 1 | 0 | 2 | 0% | 0% | 0% | 1 | 15% | 0% | 0% | 1 | 0% | 0% | 0% | 1 | 0% | 0% | 0% | 1 | 15% | 0% | 0% | 1 | 0% | 0% | 0% | 1 | 15% | 0% | 0% | 1 |  | 0% | 0% | 1 | 0.15 | 0% | 0% | 1 | 54% | 0% | 0% | 2 | 0 | 2 | 3% | 0% | 3% | 1 | 36% | 0% | 0% | 1 | 1% | 0% | 0% | 1 | 15% | 0% | 0% | 1 | 49% | 0% | 0% | 1 | 0% | 0% | 0% | 1 | 11% | 0% | 0% | 1 |  | 0% | 0% | 1 | 0.13 | 0% | 0% | 1 | 45% | 0% | 0% | 1 | 0 | 2 | 14% | 0% | 14% | 1 | 44% | 0% | 0% | 1 | 7% | 0% | 0% | 1 | 29% | 0% | 0% | 1 | 64% | 0% | 0% | 2 | 5% | 0% | 0% | 1 | 10% | 0% | 0% | 1 |  | 0% | 0% | 1 | 0.12 | 0% | 0% | 1 | 44% | 0% | 0% | 1 | 0 | 2 | 25% | 0% | 25% | 2 | 53% | 0% | 0% | 2 | 6% | 0% | 0% | 1 | 31% | 0% | 0% | 1 | 73% | 0% | 0% | 3 | 10% | 0% | 0% | 1 | 10% | 0% | 0% | 1
291 | Temblor | 0 | 0 | 10 | 0% | 0% | 1 | 0.07 | 0% | 0% | 1 | 7% | 0% | 0% | 1 | 0 | 2 | 0% | 0% | 0% | 1 | 3% | 0% | 0% | 1 | 16% | 0% | 0% | 1 | 45% | 0% | 0% | 1 | 45% | 0% | 0% | 1 | 1% | 0% | 0% | 1 | 0% | 0% | 0% | 1 |  | 0% | 0% | 1 | 0.07 | 0% | 0% | 1 | 25% | 0% | 0% | 1 | 0 | 2 | 7% | 0% | 7% | 1 | 35% | 0% | 0% | 1 | 14% | 0% | 0% | 1 | 34% | 0% | 0% | 1 | 61% | 0% | 0% | 2 | 14% | 0% | 0% | 1 | 0% | 0% | 0% | 1 |  | 0% | 0% | 1 | 0.08 | 0% | 0% | 1 | 28% | 0% | 0% | 1 | 0 | 2 | 13% | 0% | 13% | 1 | 44% | 0% | 0% | 1 | 16% | 0% | 0% | 1 | 43% | 0% | 0% | 1 | 71% | 0% | 0% | 3 | 15% | 0% | 0% | 1 | 3% | 0% | 0% | 1 |  | 0% | 0% | 1 | 0.09 | 0% | 0% | 1 | 28% | 0% | 0% | 1 | 0 | 2 | 14% | 0% | 14% | 1 | 41% | 0% | 0% | 1 | 17% | 0% | 0% | 1 | 45% | 0% | 0% | 1 | 72% | 0% | 0% | 3 | 17% | 0% | 0% | 1 | 4% | 0% | 0% | 1
292 | Olinda | 0 | 0 | 10 | 0% | 0% | 1 | 0.53 | 0% | 0% | 1 | 0% | 0% | 0% | 1 | 0 | 2 | 56% | 0% | 56% | 3 | 12% | 0% | 0% | 1 | 0% | 0% | 0% | 1 | 0% | 0% | 0% | 1 | 12% | 0% | 0% | 1 | 38% | 0% | 0% | 1 | 18% | 0% | 0% | 1 |  | 0% | 0% | 1 | 0.21 | 0% | 0% | 1 | 0% | 0% | 0% | 1 | 0 | 2 | 90% | 0% | 90% | 5 | 62% | 0% | 0% | 2 | 0% | 0% | 0% | 1 | 0% | 0% | 0% | 1 | 62% | 0% | 0% | 2 | 45% | 0% | 0% | 1 | 16% | 0% | 0% | 1 |  | 0% | 0% | 1 | 0.15 | 0% | 0% | 1 | 0% | 0% | 0% | 1 | 0 | 2 | 91% | 0% | 91% | 5 | 50% | 0% | 0% | 2 | 3% | 0% | 0% | 1 | 12% | 0% | 0% | 1 | 63% | 0% | 0% | 2 | 36% | 0% | 0% | 1 | 12% | 0% | 0% | 1 |  | 0% | 0% | 1 | 0.52 | 0% | 0% | 1 | 6% | 0% | 0% | 1 | 0 | 2 | 43% | 19% | 62% | 3 | 30% | 0% | 0% | 1 | 8% | 0% | 0% | 1 | 28% | 0% | 0% | 1 | 55% | 0% | 0% | 2 | 33% | 0% | 0% | 1 | 8% | 0% | 0% | 1
293 | Mt. Eden | 0 | 0 | 0 | 0% | 0% | 1 | 0.04 | 0% | 0% | 1 | 0% | 0% | 0% | 1 | 0 | 2 | 0% | 0% | 0% | 1 | 0% | 0% | 0% | 1 | 0% | 0% | 0% | 1 | 39% | 0% | 0% | 1 | 39% | 0% | 0% | 1 | 0% | 0% | 0% | 1 | 72% | 0% | 0% | 3 |  | 0% | 0% | 1 | 0.3 | 0% | 0% | 1 | 0% | 0% | 0% | 1 | 0 | 2 | 73% | 0% | 73% | 3 | 58% | 0% | 0% | 2 | 17% | 0% | 0% | 1 | 60% | 0% | 0% | 2 | 86% | 0% | 0% | 3 | 45% | 0% | 0% | 1 | 8% | 0% | 0% | 1 |  | 0% | 0% | 1 | 0.53 | 0% | 0% | 1 | 0% | 0% | 0% | 1 | 0 | 2 | 74% | 0% | 74% | 3 | 63% | 0% | 0% | 2 | 28% | 0% | 0% | 1 | 64% | 0% | 0% | 2 | 84% | 0% | 0% | 3 | 39% | 0% | 0% | 1 | 8% | 0% | 0% | 1 |  | 0% | 0% | 1 | 0.28 | 0% | 0% | 1 | 0% | 0% | 0% | 1 | 0 | 2 | 75% | 1% | 76% | 5 | 53% | 0% | 0% | 2 | 41% | 0% | 0% | 1 | 65% | 0% | 0% | 2 | 81% | 0% | 0% | 3 | 42% | 0% | 0% | 1 | 8% | 0% | 0% | 1
294 | Woodland | 12 | 120 | 5 | 6.448% | 0% | 1 | 0.1 | 3.302% | 0% | 1 | 67% | 2.275% | 0% | 2 | 0 | 2 | 0% | 0% | 0% | 1 | 57% | 0.954% | 0% | 2 | 24% | 0.5341% | 0% | 1 | 26% | 0.5534% | 0% | 1 | 69% | 1.314% | 0% | 2 | 0% | 0.4075% | 0% | 1 | 7% | 0.4399% | 0% | 1 |  | 1.031% | 0% | 1 | 0.09 | 0.7264% | 0% | 1 | 63% | 0.4209% | 0% | 2 | 0 | 2 | 3% | 0% | 3% | 1 | 48% | 0.1675% | 0% | 1 | 19% | 0.1088% | 0% | 1 | 30% | 0.1255% | 0% | 1 | 61% | 0.225% | 0% | 2 | 1% | 0.08822% | 0% | 1 | 6% | 0.09319% | 0% | 1 |  | 0.8152% | 0% | 1 | 0.09 | 0.4105% | 0% | 1 | 66% | 0.4209% | 0% | 2 | 0 | 2 | 6% | 0% | 6% | 1 | 43% | 0.06846% | 0% | 1 | 14% | 0.04476% | 0% | 1 | 40% | 0.06423% | 0% | 1 | 68% | 0.1222% | 0% | 2 | 1% | 0.03922% | 0% | 1 | 5% | 0.04055% | 0% | 1 |  | 0.3856% | 0% | 1 | 0.09 | 0.2107% | 0% | 1 | 59% | 0.4209% | 0% | 2 | 0 | 2 | 17% | 0% | 17% | 1 | 46% | 0.0412% | 0% | 1 | 11% | 0.02504% | 0% | 1 | 39% | 0.03655% | 0% | 1 | 68% | 0.0696% | 0% | 2 | 7% | 0.02411% | 0% | 1 | 5% | 0.02355% | 0% | 1
295 | Trabuco | 0 | 0 | 10 | 0% | 0% | 1 | 0.72 | 0% | 0% | 1 | 0% | 0% | 0% | 1 | 0 | 2 | 84% | 0% | 84% | 5 | 20% | 0% | 0% | 1 | 66% | 0% | 0% | 2 | 66% | 0% | 0% | 2 | 67% | 0% | 0% | 2 | 8% | 0% | 0% | 1 | 11% | 0% | 0% | 1 |  | 0% | 0% | 1 | 0.59 | 0% | 0% | 1 | 0% | 0% | 0% | 1 | 0 | 2 | 33% | 54% | 87% | 5 | 22% | 0% | 0% | 1 | 68% | 0% | 0% | 2 | 72% | 0% | 0% | 3 | 77% | 0% | 0% | 3 | 54% | 0% | 0% | 2 | 7% | 0% | 0% | 1 |  | 0% | 0% | 1 | 0.44 | 0% | 0% | 1 | 0% | 0% | 0% | 1 | 0 | 2 | 26% | 62% | 88% | 5 | 38% | 0% | 0% | 1 | 50% | 0% | 0% | 2 | 64% | 0% | 0% | 2 | 83% | 0% | 0% | 3 | 54% | 0% | 0% | 2 | 8% | 0% | 0% | 1 |  | 0% | 0% | 1 | 0.46 | 0% | 0% | 1 | 0% | 0% | 0% | 1 | 0 | 2 | 15% | 69% | 84% | 5 | 46% | 0% | 0% | 1 | 47% | 0% | 0% | 1 | 60% | 0% | 0% | 2 | 87% | 0% | 0% | 3 | 52% | 0% | 0% | 2 | 8% | 0% | 0% | 1
296 | Cantua | 0 | 0 | 10 | 0% | 0% | 1 | 0.07 | 0% | 0% | 1 | 80% | 0% | 0% | 3 | 0 | 2 | 7% | 0% | 7% | 1 | 20% | 0% | 0% | 1 | 0% | 0% | 0% | 1 | 0% | 0% | 0% | 1 | 20% | 0% | 0% | 1 | 7% | 0% | 0% | 1 | 1% | 0% | 0% | 1 |  | 0% | 0% | 1 | 0.06 | 0% | 0% | 1 | 43% | 0% | 0% | 1 | 0 | 2 | 16% | 1% | 17% | 2 | 35% | 0% | 0% | 1 | 0% | 0% | 0% | 1 | 8% | 0% | 0% | 1 | 37% | 0% | 0% | 1 | 18% | 0% | 0% | 1 | 0% | 0% | 0% | 1 |  | 0% | 0% | 1 | 0.06 | 0% | 0% | 1 | 35% | 0% | 0% | 1 | 0 | 2 | 14% | 1% | 15% | 2 | 34% | 0% | 0% | 1 | 2% | 0% | 0% | 1 | 9% | 0% | 0% | 1 | 35% | 0% | 0% | 1 | 16% | 0% | 0% | 1 | 0% | 0% | 0% | 1 |  | 0% | 0% | 1 | 0.06 | 0% | 0% | 1 | 36% | 0% | 0% | 1 | 0 | 2 | 15% | 2% | 17% | 2 | 35% | 0% | 0% | 1 | 6% | 0% | 0% | 1 | 15% | 0% | 0% | 1 | 40% | 0% | 0% | 1 | 15% | 0% | 0% | 1 | 1% | 0% | 0% | 1
297 | Rancho Vista | 0 | 0 | 10 | 0% | 0% | 1 | 0.75 | 0% | 0% | 1 | 0% | 0% | 0% | 1 | 0 | 2 | 38% | 62% | 100% | 5 | 100% | 0% | 0% | 5 | 100% | 0% | 0% | 5 | 100% | 0% | 0% | 5 | 100% | 0% | 0% | 5 | 0% | 0% | 0% | 1 | 0% | 0% | 0% | 1 |  | 0% | 0% | 1 | 0.57 | 0% | 0% | 1 | 13% | 0% | 0% | 1 | 0 | 2 | 7% | 37% | 44% | 5 | 44% | 0% | 0% | 1 | 33% | 0% | 0% | 1 | 30% | 0% | 0% | 1 | 44% | 0% | 0% | 1 | 24% | 0% | 0% | 1 | 5% | 0% | 0% | 1 |  | 0% | 0% | 1 | 0.3 | 0% | 0% | 1 | 6% | 0% | 0% | 1 | 0 | 2 | 28% | 45% | 73% | 5 | 66% | 0% | 0% | 2 | 51% | 0% | 0% | 2 | 46% | 0% | 0% | 1 | 74% | 0% | 0% | 3 | 22% | 0% | 0% | 1 | 8% | 0% | 0% | 1 |  | 0% | 0% | 1 | 0.27 | 0% | 0% | 1 | 2% | 0% | 0% | 1 | 0 | 2 | 55% | 30% | 85% | 5 | 51% | 0% | 0% | 2 | 53% | 0% | 0% | 2 | 60% | 0% | 0% | 2 | 85% | 0% | 0% | 3 | 35% | 0% | 0% | 1 | 7% | 0% | 0% | 1
298 | Los Esteros | 0 | 0 | 10 | 0% | 0% | 1 | 0.07 | 0% | 0% | 1 | 0% | 0% | 0% | 1 | 0 | 2 | 71% | 0% | 71% | 3 | 0% | 0% | 0% | 1 | 0% | 0% | 0% | 1 | 48% | 0% | 0% | 1 | 48% | 0% | 0% | 1 | 29% | 0% | 0% | 1 | 32% | 0% | 0% | 1 |  | 0% | 0% | 1 | 0.06 | 0% | 0% | 1 | 0% | 0% | 0% | 1 | 0 | 2 | 96% | 0% | 96% | 5 | 43% | 0% | 0% | 1 | 40% | 0% | 0% | 1 | 46% | 0% | 0% | 1 | 53% | 0% | 0% | 2 | 60% | 0% | 0% | 2 | 8% | 0% | 0% | 1 |  | 0% | 0% | 1 | 0.07 | 0% | 0% | 1 | 0% | 0% | 0% | 1 | 0 | 2 | 91% | 3% | 94% | 5 | 59% | 0% | 0% | 2 | 36% | 0% | 0% | 1 | 46% | 0% | 0% | 1 | 68% | 0% | 0% | 2 | 69% | 0% | 0% | 2 | 7% | 0% | 0% | 1 |  | 0% | 0% | 1 | 0.14 | 0% | 0% | 1 | 1% | 0% | 0% | 1 | 0 | 2 | 72% | 8% | 80% | 5 | 72% | 0% | 0% | 3 | 35% | 0% | 0% | 1 | 50% | 0% | 0% | 2 | 84% | 0% | 0% | 3 | 63% | 0% | 0% | 2 | 6% | 0% | 0% | 1
299 | Humboldt Bay | 0 | 0 | 0 | 0% | 0% | 1 | 0.18 | 0% | 0% | 1 | 0% | 0% | 0% | 1 | 0 | 2 | 0% | 0% | 0% | 1 | 9% | 0% | 0% | 1 | 52% | 0% | 0% | 2 | 52% | 0% | 0% | 2 | 59% | 0% | 0% | 2 | 25% | 0% | 0% | 1 | 19% | 0% | 0% | 1 |  | 0% | 0% | 1 | 0.14 | 0% | 0% | 1 | 0% | 0% | 0% | 1 | 0 | 2 | 0% | 0% | 0% | 1 | 3% | 0% | 0% | 1 | 55% | 0% | 0% | 2 | 57% | 0% | 0% | 2 | 59% | 0% | 0% | 2 | 15% | 0% | 0% | 1 | 22% | 0% | 0% | 1 |  | 0% | 0% | 1 | 0.13 | 0% | 0% | 1 | 0% | 0% | 0% | 1 | 0 | 2 | 0% | 0% | 0% | 1 | 4% | 0% | 0% | 1 | 38% | 0% | 0% | 1 | 43% | 0% | 0% | 1 | 45% | 0% | 0% | 1 | 25% | 0% | 0% | 1 | 23% | 0% | 0% | 1 |  | 0% | 0% | 1 | 0.09 | 0% | 0% | 1 | 0% | 0% | 0% | 1 | 0 | 2 | 0% | 0% | 0% | 1 | 4% | 0% | 0% | 1 | 36% | 0% | 0% | 1 | 41% | 0% | 0% | 1 | 43% | 0% | 0% | 1 | 33% | 0% | 0% | 1 | 17% | 0% | 0% | 1
300 | Shiloh III | 0 | 0 | 0 | 0% | 0% | 1 | 0.06 | 0% | 0% | 1 | 0% | 0% | 0% | 1 | 0 | 2 | 91% | 0% | 91% | 5 | 7% | 0% | 0% | 1 | 37% | 0% | 0% | 1 | 40% | 0% | 0% | 1 | 51% | 0% | 0% | 2 | 3% | 0% | 0% | 1 | 18% | 0% | 0% | 1 |  | 0% | 0% | 1 | 0.06 | 0% | 0% | 1 | 8% | 0% | 0% | 1 | 0 | 2 | 64% | 0% | 64% | 3 | 16% | 0% | 0% | 1 | 35% | 0% | 0% | 1 | 35% | 0% | 0% | 1 | 50% | 0% | 0% | 2 | 6% | 0% | 0% | 1 | 28% | 0% | 0% | 1 |  | 0% | 0% | 1 | 0.07 | 0% | 0% | 1 | 27% | 0% | 0% | 1 | 0 | 2 | 40% | 0% | 40% | 2 | 12% | 0% | 0% | 1 | 31% | 0% | 0% | 1 | 32% | 0% | 0% | 1 | 43% | 0% | 0% | 1 | 4% | 0% | 0% | 1 | 20% | 0% | 0% | 1 |  | 0% | 0% | 1 | 0.13 | 0% | 0% | 1 | 33% | 0% | 0% | 1 | 0 | 2 | 34% | 0% | 34% | 2 | 17% | 0% | 0% | 1 | 24% | 0% | 0% | 1 | 26% | 0% | 0% | 1 | 41% | 0% | 0% | 1 | 7% | 0% | 0% | 1 | 14% | 0% | 0% | 1
301 | Westpark | 0 | 0 | 10 | 0% | 0% | 1 | 0.19 | 0% | 0% | 1 | 5% | 0% | 0% | 1 | 0 | 2 | 0% | 0% | 0% | 1 | 75% | 0% | 0% | 3 | 0% | 0% | 0% | 1 | 53% | 0% | 0% | 2 | 75% | 0% | 0% | 3 | 0% | 0% | 0% | 1 | 0% | 0% | 0% | 1 |  | 0% | 0% | 1 | 0.21 | 0% | 0% | 1 | 42% | 0% | 0% | 1 | 0 | 2 | 8% | 0% | 8% | 1 | 38% | 0% | 0% | 1 | 12% | 0% | 0% | 1 | 28% | 0% | 0% | 1 | 49% | 0% | 0% | 1 | 2% | 0% | 0% | 1 | 5% | 0% | 0% | 1 |  | 0% | 0% | 1 | 0.13 | 0% | 0% | 1 | 45% | 0% | 0% | 1 | 0 | 2 | 22% | 0% | 22% | 2 | 34% | 0% | 0% | 1 | 16% | 0% | 0% | 1 | 29% | 0% | 0% | 1 | 48% | 0% | 0% | 1 | 8% | 0% | 0% | 1 | 5% | 0% | 0% | 1 |  | 0% | 0% | 1 | 0.1 | 0% | 0% | 1 | 46% | 0% | 0% | 1 | 0 | 2 | 24% | 0% | 24% | 2 | 34% | 0% | 0% | 1 | 23% | 0% | 0% | 1 | 37% | 0% | 0% | 1 | 54% | 0% | 0% | 2 | 13% | 0% | 0% | 1 | 4% | 0% | 0% | 1
302 | Pendleton | 0 | 0 | 10 | 0% | 0% | 1 | 0.57 | 0% | 0% | 1 | 8% | 0% | 0% | 1 | 0 | 2 | 0% | 0% | 0% | 1 | 18% | 0% | 0% | 1 | 18% | 0% | 0% | 1 | 18% | 0% | 0% | 1 | 18% | 0% | 0% | 1 | 0% | 0% | 0% | 1 | 5% | 0% | 0% | 1 |  | 0% | 0% | 1 | 0.37 | 0% | 0% | 1 | 7% | 0% | 0% | 1 | 0 | 2 | 9% | 31% | 40% | 5 | 79% | 0% | 0% | 3 | 40% | 0% | 0% | 1 | 48% | 0% | 0% | 1 | 89% | 0% | 0% | 3 | 4% | 0% | 0% | 1 | 8% | 0% | 0% | 1 |  | 0% | 0% | 1 | 0.37 | 0% | 0% | 1 | 4% | 0% | 0% | 1 | 0 | 2 | 40% | 32% | 72% | 5 | 67% | 0% | 0% | 2 | 23% | 0% | 0% | 1 | 45% | 0% | 0% | 1 | 78% | 0% | 0% | 3 | 7% | 0% | 0% | 1 | 7% | 0% | 0% | 1 |  | 0% | 0% | 1 | 0.37 | 0% | 0% | 1 | 4% | 0% | 0% | 1 | 0 | 2 | 41% | 41% | 82% | 5 | 53% | 0% | 0% | 2 | 26% | 0% | 0% | 1 | 41% | 0% | 0% | 1 | 69% | 0% | 0% | 2 | 16% | 0% | 0% | 1 | 6% | 0% | 0% | 1
303 | Burney Forest Power | 0 | 0 | 0 | 0% | 0% | 1 | 0.05 | 0% | 0% | 1 | 0% | 0% | 0% | 1 | 0 | 2 | 53% | 0% | 53% | 3 | 29% | 0% | 0% | 1 | 0% | 0% | 0% | 1 | 0% | 0% | 0% | 1 | 29% | 0% | 0% | 1 | 18% | 0% | 0% | 1 | 12% | 0% | 0% | 1 |  | 0% | 0% | 1 | 0.05 | 0% | 0% | 1 | 0% | 0% | 0% | 1 | 0 | 2 | 52% | 0% | 52% | 3 | 43% | 0% | 0% | 1 | 7% | 0% | 0% | 1 | 6% | 0% | 0% | 1 | 48% | 0% | 0% | 1 | 25% | 0% | 0% | 1 | 8% | 0% | 0% | 1 |  | 0% | 0% | 1 | 0.05 | 0% | 0% | 1 | 0% | 0% | 0% | 1 | 0 | 2 | 52% | 4% | 56% | 3 | 43% | 0% | 0% | 1 | 17% | 0% | 0% | 1 | 17% | 0% | 0% | 1 | 53% | 0% | 0% | 2 | 28% | 0% | 0% | 1 | 7% | 0% | 0% | 1 |  | 0% | 0% | 1 | 0.05 | 0% | 0% | 1 | 0% | 0% | 0% | 1 | 0 | 2 | 47% | 8% | 55% | 3 | 38% | 0% | 0% | 1 | 18% | 0% | 0% | 1 | 19% | 0% | 0% | 1 | 50% | 0% | 0% | 2 | 36% | 0% | 0% | 1 | 6% | 0% | 0% | 1
304 | Llagas | 0 | 0 | 10 | 0% | 0% | 1 | 0.18 | 0% | 0% | 1 | 26% | 0% | 0% | 1 | 0 | 2 | 55% | 0% | 55% | 3 | 53% | 0% | 0% | 2 | 0% | 0% | 0% | 1 | 4% | 0% | 0% | 1 | 53% | 0% | 0% | 2 | 33% | 0% | 0% | 1 | 2% | 0% | 0% | 1 |  | 0% | 0% | 1 | 0.15 | 0% | 0% | 1 | 16% | 0% | 0% | 1 | 0 | 2 | 56% | 0% | 56% | 3 | 50% | 0% | 0% | 2 | 4% | 0% | 0% | 1 | 10% | 0% | 0% | 1 | 53% | 0% | 0% | 2 | 41% | 0% | 0% | 1 | 4% | 0% | 0% | 1 |  | 0% | 0% | 1 | 0.18 | 0% | 0% | 1 | 16% | 0% | 0% | 1 | 0 | 2 | 54% | 2% | 56% | 3 | 52% | 0% | 0% | 2 | 8% | 0% | 0% | 1 | 13% | 0% | 0% | 1 | 58% | 0% | 0% | 2 | 40% | 0% | 0% | 1 | 5% | 0% | 0% | 1 |  | 0% | 0% | 1 | 0.15 | 0% | 0% | 1 | 13% | 0% | 0% | 1 | 0 | 2 | 54% | 9% | 63% | 3 | 53% | 0% | 0% | 2 | 15% | 0% | 0% | 1 | 23% | 0% | 0% | 1 | 67% | 0% | 0% | 2 | 47% | 0% | 0% | 1 | 4% | 0% | 0% | 1
305 | Los Banos | 200 | 2000 | 10 | 55.96% | 0% | 3 | 0.09 | 31.86% | 0% | 2 | 12% | 33.18% | 0% | 2 | 0 | 2 | 69% | 0% | 69% | 3 | 81% | 38.73% | 0% | 3 | 13% | 8.383% | 0% | 1 | 30% | 10.49% | 0% | 1 | 81% | 38.73% | 0% | 3 | 20% | 9.067% | 0% | 1 | 6% | 7.739% | 0% | 1 |  | 11.36% | 0% | 1 | 0.08 | 4.606% | 0% | 1 | 18% | 9.234% | 0% | 1 | 0 | 2 | 57% | 2% | 59% | 3 | 65% | 4.723% | 0% | 2 | 16% | 1.944% | 0% | 1 | 33% | 2.432% | 0% | 1 | 66% | 4.798% | 0% | 2 | 37% | 2.616% | 0% | 1 | 8% | 1.78% | 0% | 1 |  | 7.175% | 0% | 1 | 0.06 | 2.12% | 0% | 1 | 19% | 9.234% | 0% | 1 | 0 | 2 | 54% | 7% | 61% | 3 | 67% | 2.49% | 0% | 2 | 14% | 0.9706% | 0% | 1 | 27% | 1.141% | 0% | 1 | 70% | 2.792% | 0% | 3 | 43% | 1.458% | 0% | 1 | 8% | 0.9021% | 0% | 1 |  | 4.061% | 0% | 1 | 0.06 | 1.091% | 0% | 1 | 19% | 9.234% | 0% | 1 | 0 | 2 | 55% | 6% | 61% | 3 | 62% | 1.207% | 0% | 2 | 13% | 0.5207% | 0% | 1 | 21% | 0.5763% | 0% | 1 | 68% | 1.403% | 0% | 2 | 47% | 0.8615% | 0% | 1 | 6% | 0.4862% | 0% | 1
306 | Peabody | 0 | 0 | 10 | 0% | 0% | 1 | 0.17 | 0% | 0% | 1 | 15% | 0% | 0% | 1 | 0 | 2 | 58% | 0% | 58% | 3 | 24% | 0% | 0% | 1 | 36% | 0% | 0% | 1 | 75% | 0% | 0% | 3 | 98% | 0% | 0% | 5 | 12% | 0% | 0% | 1 | 20% | 0% | 0% | 1 |  | 0% | 0% | 1 | 0.11 | 0% | 0% | 1 | 25% | 0% | 0% | 1 | 0 | 2 | 55% | 0% | 55% | 3 | 23% | 0% | 0% | 1 | 34% | 0% | 0% | 1 | 37% | 0% | 0% | 1 | 62% | 0% | 0% | 2 | 17% | 0% | 0% | 1 | 21% | 0% | 0% | 1 |  | 0% | 0% | 1 | 0.1 | 0% | 0% | 1 | 24% | 0% | 0% | 1 | 0 | 2 | 54% | 0% | 54% | 3 | 35% | 0% | 0% | 1 | 21% | 0% | 0% | 1 | 23% | 0% | 0% | 1 | 55% | 0% | 0% | 2 | 18% | 0% | 0% | 1 | 16% | 0% | 0% | 1 |  | 0% | 0% | 1 | 0.15 | 0% | 0% | 1 | 33% | 0% | 0% | 1 | 0 | 2 | 41% | 0% | 41% | 2 | 31% | 0% | 0% | 1 | 17% | 0% | 0% | 1 | 21% | 0% | 0% | 1 | 48% | 0% | 0% | 1 | 14% | 0% | 0% | 1 | 13% | 0% | 0% | 1
307 | Silvergate | 100 | 1000 | 10 | 110.3% | 2.507% | 4 | 0.24 | 43.27% | 0% | 2 | 0% | 0% | 0% | 1 | 0 | 2 | 0% | 0% | 0% | 1 | 1% | 21.88% | 0% | 2 | 9% | 23.85% | 0% | 2 | 79% | 103.2% | 0.85% | 4 | 79% | 105% | 1.31% | 4 | 0% | 21.66% | 0% | 2 | 1% | 21.95% | 0% | 2 |  | 99.6% | 0% | 4 | 0.23 | 35.74% | 0% | 2 | 0% | 0% | 0% | 1 | 0 | 2 | 0% | 0% | 0% | 1 | 1% | 18.71% | 0% | 1 | 19% | 22.79% | 0% | 2 | 80% | 91.74% | 0% | 4 | 80% | 93.2% | 0% | 4 | 0% | 18.55% | 0% | 1 | 2% | 18.85% | 0% | 1 |  | 95.06% | 0% | 4 | 0.21 | 31.77% | 0% | 2 | 0% | 0% | 0% | 1 | 0 | 2 | 40% | 0% | 40% | 2 | 9% | 8.58% | 0% | 1 | 63% | 21% | 0% | 2 | 83% | 45.58% | 0% | 3 | 91% | 88.42% | 0% | 4 | 19% | 9.686% | 0% | 1 | 6% | 8.328% | 0% | 1 |  | 49.02% | 0% | 2 | 0.21 | 22.9% | 0% | 2 | 0% | 0% | 0% | 1 | 0 | 2 | 46% | 21% | 67% | 4 | 27% | 5.692% | 0% | 1 | 66% | 12.35% | 0% | 2 | 82% | 22.56% | 0% | 3 | 91% | 45.48% | 0% | 4 | 27% | 5.665% | 0% | 1 | 6% | 4.41% | 0% | 1
308 | Kelso | 0 | 0 | 10 | 0% | 0% | 1 | 0.2 | 0% | 0% | 1 | 24% | 0% | 0% | 1 | 0 | 2 | 66% | 0% | 66% | 3 | 67% | 0% | 0% | 2 | 56% | 0% | 0% | 2 | 61% | 0% | 0% | 2 | 85% | 0% | 0% | 3 | 7% | 0% | 0% | 1 | 9% | 0% | 0% | 1 |  | 0% | 0% | 1 | 0.14 | 0% | 0% | 1 | 39% | 0% | 0% | 1 | 0 | 2 | 48% | 0% | 48% | 2 | 52% | 0% | 0% | 2 | 42% | 0% | 0% | 1 | 46% | 0% | 0% | 1 | 66% | 0% | 0% | 2 | 11% | 0% | 0% | 1 | 6% | 0% | 0% | 1 |  | 0% | 0% | 1 | 0.15 | 0% | 0% | 1 | 41% | 0% | 0% | 1 | 0 | 2 | 44% | 2% | 46% | 2 | 45% | 0% | 0% | 1 | 37% | 0% | 0% | 1 | 39% | 0% | 0% | 1 | 58% | 0% | 0% | 2 | 18% | 0% | 0% | 1 | 6% | 0% | 0% | 1 |  | 0% | 0% | 1 | 0.13 | 0% | 0% | 1 | 40% | 0% | 0% | 1 | 0 | 2 | 39% | 5% | 44% | 2 | 44% | 0% | 0% | 1 | 36% | 0% | 0% | 1 | 38% | 0% | 0% | 1 | 58% | 0% | 0% | 2 | 21% | 0% | 0% | 1 | 7% | 0% | 0% | 1
309 | Desert View | 0 | 0 | 0 | 0% | 0% | 1 | 0 | 0% | 0% | 1 | 0% | 0% | 0% | 1 | 0 | 2 | 15% | 0% | 15% | 1 | 0% | 0% | 0% | 1 | 0% | 0% | 0% | 1 | 0% | 0% | 0% | 1 | 0% | 0% | 0% | 1 | 0% | 0% | 0% | 1 | 0% | 0% | 0% | 1 |  | 0% | 0% | 1 | 0 | 0% | 0% | 1 | 0% | 0% | 0% | 1 | 0 | 2 | 11% | 0% | 11% | 1 | 0% | 0% | 0% | 1 | 0% | 0% | 0% | 1 | 0% | 0% | 0% | 1 | 0% | 0% | 0% | 1 | 0% | 0% | 0% | 1 | 0% | 0% | 0% | 1 |  | 0% | 0% | 1 | 0 | 0% | 0% | 1 | 0% | 0% | 0% | 1 | 0 | 2 | 17% | 0% | 17% | 1 | 0% | 0% | 0% | 1 | 0% | 0% | 0% | 1 | 0% | 0% | 0% | 1 | 0% | 0% | 0% | 1 | 0% | 0% | 0% | 1 | 0% | 0% | 0% | 1 |  | 0% | 0% | 1 | 0 | 0% | 0% | 1 | 0% | 0% | 0% | 1 | 0 | 2 | 29% | 0% | 29% | 2 | 0% | 0% | 0% | 1 | 0% | 0% | 0% | 1 | 0% | 0% | 0% | 1 | 0% | 0% | 0% | 1 | 0% | 0% | 0% | 1 | 0% | 0% | 0% | 1
310 | Clay | 0 | 0 | 10 | 0% | 0% | 1 | 0.09 | 0% | 0% | 1 | 7% | 0% | 0% | 1 | 0 | 2 | 53% | 0% | 53% | 3 | 92% | 0% | 0% | 4 | 48% | 0% | 0% | 1 | 66% | 0% | 0% | 2 | 95% | 0% | 0% | 5 | 51% | 0% | 0% | 2 | 13% | 0% | 0% | 1 |  | 0% | 0% | 1 | 0.11 | 0% | 0% | 1 | 4% | 0% | 0% | 1 | 0 | 2 | 53% | 0% | 53% | 3 | 93% | 0% | 0% | 4 | 36% | 0% | 0% | 1 | 54% | 0% | 0% | 2 | 97% | 0% | 0% | 5 | 57% | 0% | 0% | 2 | 16% | 0% | 0% | 1 |  | 0% | 0% | 1 | 0.14 | 0% | 0% | 1 | 5% | 0% | 0% | 1 | 0 | 2 | 53% | 0% | 53% | 3 | 89% | 0% | 0% | 3 | 31% | 0% | 0% | 1 | 43% | 0% | 0% | 1 | 92% | 0% | 0% | 4 | 42% | 0% | 0% | 1 | 18% | 0% | 0% | 1 |  | 0% | 0% | 1 | 0.17 | 0% | 0% | 1 | 8% | 0% | 0% | 1 | 0 | 2 | 46% | 2% | 48% | 2 | 75% | 0% | 0% | 3 | 20% | 0% | 0% | 1 | 34% | 0% | 0% | 1 | 84% | 0% | 0% | 3 | 37% | 0% | 0% | 1 | 15% | 0% | 0% | 1
311 | Calcite | 165 | 1650 | 10 | 14.05% | 0% | 1 | 0.34 | 165000% | 27.5% | 5 | 0% | 0% | 0% | 1 | 0 | 2 | 0% | 0% | 0% | 1 | 53% | 12.79% | 0% | 2 | 21% | 7.651% | 0% | 1 | 11% | 6.837% | 0% | 1 | 54% | 13.09% | 0% | 2 | 14% | 7.06% | 0% | 1 | 2% | 6.163% | 0% | 1 |  | 5.739% | 0% | 1 | 0.39 | 4853% | 11.15% | 3 | 0% | 0% | 0% | 1 | 0 | 2 | 0% | 0% | 0% | 1 | 41% | 4.01% | 0% | 1 | 25% | 3.149% | 0% | 1 | 22% | 3.036% | 0% | 1 | 55% | 5.286% | 0% | 2 | 15% | 2.792% | 0% | 1 | 1% | 2.382% | 0% | 1 |  | 4.43% | 0% | 1 | 0.39 | 12.12% | 0% | 1 | 0% | 0% | 0% | 1 | 0 | 2 | 3% | 3% | 6% | 2 | 41% | 2.237% | 0% | 1 | 27% | 1.824% | 0% | 1 | 25% | 1.77% | 0% | 1 | 58% | 3.201% | 0% | 2 | 26% | 1.796% | 0% | 1 | 0% | 1.335% | 0% | 1 |  | 3.773% | 0% | 1 | 0.29 | 2.977% | 0% | 1 | 0% | 0% | 0% | 1 | 0 | 2 | 4% | 10% | 14% | 3 | 30% | 1.202% | 0% | 1 | 27% | 1.157% | 0% | 1 | 28% | 1.168% | 0% | 1 | 53% | 1.795% | 0% | 2 | 41% | 1.447% | 0% | 1 | 0% | 0.851% | 0% | 1
312 | Biola | 0 | 0 | 10 | 0% | 0% | 1 | 0.13 | 0% | 0% | 1 | 68% | 0% | 0% | 2 | 0 | 2 | 0% | 0% | 0% | 1 | 22% | 0% | 0% | 1 | 17% | 0% | 0% | 1 | 20% | 0% | 0% | 1 | 41% | 0% | 0% | 1 | 0% | 0% | 0% | 1 | 3% | 0% | 0% | 1 |  | 0% | 0% | 1 | 0.12 | 0% | 0% | 1 | 53% | 0% | 0% | 2 | 0 | 2 | 6% | 0% | 6% | 1 | 22% | 0% | 0% | 1 | 20% | 0% | 0% | 1 | 25% | 0% | 0% | 1 | 40% | 0% | 0% | 1 | 3% | 0% | 0% | 1 | 8% | 0% | 0% | 1 |  | 0% | 0% | 1 | 0.1 | 0% | 0% | 1 | 42% | 0% | 0% | 1 | 0 | 2 | 13% | 0% | 13% | 1 | 32% | 0% | 0% | 1 | 20% | 0% | 0% | 1 | 23% | 0% | 0% | 1 | 46% | 0% | 0% | 1 | 3% | 0% | 0% | 1 | 9% | 0% | 0% | 1 |  | 0% | 0% | 1 | 0.11 | 0% | 0% | 1 | 35% | 0% | 0% | 1 | 0 | 2 | 18% | 0% | 18% | 1 | 32% | 0% | 0% | 1 | 18% | 0% | 0% | 1 | 21% | 0% | 0% | 1 | 44% | 0% | 0% | 1 | 3% | 0% | 0% | 1 | 8% | 0% | 0% | 1
313 | New Sub - Pit 1 - Cottonwood (Proposed) | 0 | 0 | 10 | 0% | 0% | 1 | 0.05 | 0% | 0% | 1 | 0% | 0% | 0% | 1 | 0 | 2 | 94% | 0% | 94% | 5 | 74% | 0% | 0% | 3 | 3% | 0% | 0% | 1 | 3% | 0% | 0% | 1 | 74% | 0% | 0% | 3 | 25% | 0% | 0% | 1 | 6% | 0% | 0% | 1 |  | 0% | 0% | 1 | 0.05 | 0% | 0% | 1 | 0% | 0% | 0% | 1 | 0 | 2 | 72% | 6% | 78% | 5 | 62% | 0% | 0% | 2 | 10% | 0% | 0% | 1 | 13% | 0% | 0% | 1 | 65% | 0% | 0% | 2 | 19% | 0% | 0% | 1 | 8% | 0% | 0% | 1 |  | 0% | 0% | 1 | 0.05 | 0% | 0% | 1 | 0% | 0% | 0% | 1 | 0 | 2 | 62% | 10% | 72% | 3 | 52% | 0% | 0% | 2 | 15% | 0% | 0% | 1 | 18% | 0% | 0% | 1 | 60% | 0% | 0% | 2 | 28% | 0% | 0% | 1 | 7% | 0% | 0% | 1 |  | 0% | 0% | 1 | 0.05 | 0% | 0% | 1 | 0% | 0% | 0% | 1 | 0 | 2 | 59% | 11% | 70% | 3 | 50% | 0% | 0% | 2 | 21% | 0% | 0% | 1 | 23% | 0% | 0% | 1 | 61% | 0% | 0% | 2 | 38% | 0% | 0% | 1 | 7% | 0% | 0% | 1
314 | Olive | 0 | 0 | 5 | 0% | 0% | 1 | 0.11 | 0% | 0% | 1 | 24% | 0% | 0% | 1 | 0 | 2 | 37% | 0% | 37% | 2 | 44% | 0% | 0% | 1 | 7% | 0% | 0% | 1 | 30% | 0% | 0% | 1 | 52% | 0% | 0% | 2 | 1% | 0% | 0% | 1 | 6% | 0% | 0% | 1 |  | 0% | 0% | 1 | 0.09 | 0% | 0% | 1 | 36% | 0% | 0% | 1 | 0 | 2 | 17% | 0% | 17% | 1 | 32% | 0% | 0% | 1 | 10% | 0% | 0% | 1 | 24% | 0% | 0% | 1 | 45% | 0% | 0% | 1 | 0% | 0% | 0% | 1 | 6% | 0% | 0% | 1 |  | 0% | 0% | 1 | 0.09 | 0% | 0% | 1 | 43% | 0% | 0% | 1 | 0 | 2 | 9% | 0% | 9% | 1 | 31% | 0% | 0% | 1 | 9% | 0% | 0% | 1 | 19% | 0% | 0% | 1 | 43% | 0% | 0% | 1 | 1% | 0% | 0% | 1 | 6% | 0% | 0% | 1 |  | 0% | 0% | 1 | 0.09 | 0% | 0% | 1 | 44% | 0% | 0% | 1 | 0 | 2 | 8% | 0% | 8% | 1 | 30% | 0% | 0% | 1 | 6% | 0% | 0% | 1 | 16% | 0% | 0% | 1 | 41% | 0% | 0% | 1 | 1% | 0% | 0% | 1 | 5% | 0% | 0% | 1
315 | Lugo | 165 | 1650 | 10 | 1988% | 10.02% | 5 | 0.26 | 85.85% | 0% | 3 | 0% | 0% | 0% | 1 | 0 | 2 | 73% | 13% | 86% | 5 | 45% | 18.99% | 0% | 1 | 88% | 89.82% | 0% | 4 | 72% | 37.89% | 0% | 3 | 97% | 326.7% | 7.527% | 5 | 40% | 17.46% | 0% | 1 | 5% | 11.07% | 0% | 1 |  | 23.98% | 0% | 2 | 0.27 | 17.74% | 0% | 1 | 0% | 0% | 0% | 1 | 0 | 2 | 48% | 14% | 62% | 3 | 46% | 5.417% | 0% | 1 | 70% | 9.894% | 0% | 3 | 61% | 7.549% | 0% | 2 | 87% | 21.99% | 0% | 3 | 35% | 4.501% | 0% | 1 | 4% | 3.051% | 0% | 1 |  | 9.709% | 0% | 1 | 0.36 | 10.86% | 0% | 1 | 0% | 0% | 0% | 1 | 0 | 2 | 29% | 18% | 47% | 3 | 49% | 2.95% | 0% | 1 | 60% | 3.721% | 0% | 2 | 51% | 3.075% | 0% | 2 | 83% | 9.022% | 0% | 3 | 23% | 1.941% | 0% | 1 | 3% | 1.541% | 0% | 1 |  | 3.316% | 0% | 1 | 0.39 | 5.844% | 0% | 1 | 0% | 0% | 0% | 1 | 0 | 2 | 17% | 16% | 33% | 3 | 45% | 1.295% | 0% | 1 | 51% | 1.472% | 0% | 2 | 36% | 1.122% | 0% | 1 | 74% | 2.782% | 0% | 3 | 22% | 0.9231% | 0% | 1 | 2% | 0.7336% | 0% | 1
316 | Eagle Rock (PGE) | 0 | 0 | 10 | 0% | 0% | 1 | 0.09 | 0% | 0% | 1 | 0% | 0% | 0% | 1 | 0 | 2 | 25% | 68% | 93% | 5 | 78% | 0% | 0% | 3 | 78% | 0% | 0% | 3 | 82% | 0% | 0% | 3 | 100% | 0% | 0% | 5 | 19% | 0% | 0% | 1 | 2% | 0% | 0% | 1 |  | 0% | 0% | 1 | 0.1 | 0% | 0% | 1 | 4% | 0% | 0% | 1 | 0 | 2 | 33% | 44% | 77% | 5 | 60% | 0% | 0% | 2 | 54% | 0% | 0% | 2 | 73% | 0% | 0% | 3 | 93% | 0% | 0% | 4 | 27% | 0% | 0% | 1 | 2% | 0% | 0% | 1 |  | 0% | 0% | 1 | 0.12 | 0% | 0% | 1 | 7% | 0% | 0% | 1 | 0 | 2 | 34% | 36% | 70% | 5 | 55% | 0% | 0% | 2 | 47% | 0% | 0% | 1 | 73% | 0% | 0% | 3 | 91% | 0% | 0% | 4 | 29% | 0% | 0% | 1 | 2% | 0% | 0% | 1 |  | 0% | 0% | 1 | 0.11 | 0% | 0% | 1 | 7% | 0% | 0% | 1 | 0 | 2 | 35% | 33% | 68% | 5 | 57% | 0% | 0% | 2 | 39% | 0% | 0% | 1 | 66% | 0% | 0% | 2 | 86% | 0% | 0% | 3 | 36% | 0% | 0% | 1 | 2% | 0% | 0% | 1
317 | Cosumnes | 0 | 0 | 0 | 0% | 0% | 1 | 0.09 | 0% | 0% | 1 | 11% | 0% | 0% | 1 | 0 | 2 | 26% | 0% | 26% | 2 | 100% | 0% | 0% | 5 | 51% | 0% | 0% | 2 | 75% | 0% | 0% | 3 | 100% | 0% | 0% | 5 | 31% | 0% | 0% | 1 | 42% | 0% | 0% | 1 |  | 0% | 0% | 1 | 0.16 | 0% | 0% | 1 | 10% | 0% | 0% | 1 | 0 | 2 | 19% | 0% | 19% | 1 | 73% | 0% | 0% | 3 | 32% | 0% | 0% | 1 | 53% | 0% | 0% | 2 | 82% | 0% | 0% | 3 | 23% | 0% | 0% | 1 | 30% | 0% | 0% | 1 |  | 0% | 0% | 1 | 0.19 | 0% | 0% | 1 | 15% | 0% | 0% | 1 | 0 | 2 | 23% | 0% | 23% | 2 | 61% | 0% | 0% | 2 | 27% | 0% | 0% | 1 | 42% | 0% | 0% | 1 | 73% | 0% | 0% | 3 | 25% | 0% | 0% | 1 | 23% | 0% | 0% | 1 |  | 0% | 0% | 1 | 0.21 | 0% | 0% | 1 | 18% | 0% | 0% | 1 | 0 | 2 | 27% | 0% | 27% | 2 | 53% | 0% | 0% | 2 | 23% | 0% | 0% | 1 | 34% | 0% | 0% | 1 | 64% | 0% | 0% | 2 | 27% | 0% | 0% | 1 | 18% | 0% | 0% | 1
318 | Imperial Valley | 607 | 6070 | 5 | 366.5% | 23.45% | 5 | 0.1 | 8671% | 29.96% | 5 | 70% | 262.5% | 26.29% | 4 | 0 | 2 | 0% | 0% | 0% | 1 | 0% | 29.64% | 0% | 2 | 38% | 47.89% | 0% | 2 | 38% | 47.89% | 0% | 2 | 38% | 47.89% | 0% | 2 | 3% | 30.55% | 0% | 2 | 12% | 33.58% | 0% | 2 |  | 55.1% | 0% | 3 | 0.1 | 342.7% | 7.56% | 3 | 64% | 33.79% | 0% | 2 | 0 | 2 | 0% | 0% | 0% | 1 | 0% | 9.919% | 0% | 1 | 20% | 12.46% | 0% | 1 | 25% | 13.3% | 0% | 1 | 25% | 13.3% | 0% | 1 | 4% | 10.37% | 0% | 1 | 10% | 11.05% | 0% | 1 |  | 28.85% | 0% | 2 | 0.1 | 35.75% | 0% | 2 | 55% | 33.79% | 0% | 2 | 0 | 2 | 0% | 0% | 0% | 1 | 5% | 5.32% | 0% | 1 | 10% | 5.641% | 0% | 1 | 13% | 5.807% | 0% | 1 | 18% | 6.16% | 0% | 1 | 16% | 6.052% | 0% | 1 | 8% | 5.465% | 0% | 1 |  | 14.43% | 0% | 1 | 0.1 | 19.88% | 0% | 1 | 56% | 33.79% | 0% | 2 | 0 | 2 | 0% | 0% | 0% | 1 | 5% | 2.908% | 0% | 1 | 8% | 2.997% | 0% | 1 | 9% | 3.018% | 0% | 1 | 15% | 3.232% | 0% | 1 | 15% | 3.242% | 0% | 1 | 7% | 2.953% | 0% | 1
319 | Swift | 0 | 0 | 10 | 0% | 0% | 1 | 0.1 | 0% | 0% | 1 | 0% | 0% | 0% | 1 | 0 | 2 | 99% | 0% | 99% | 5 | 4% | 0% | 0% | 1 | 0% | 0% | 0% | 1 | 11% | 0% | 0% | 1 | 11% | 0% | 0% | 1 | 64% | 0% | 0% | 2 | 4% | 0% | 0% | 1 |  | 0% | 0% | 1 | 0.07 | 0% | 0% | 1 | 1% | 0% | 0% | 1 | 0 | 2 | 93% | 4% | 97% | 5 | 60% | 0% | 0% | 2 | 33% | 0% | 0% | 1 | 36% | 0% | 0% | 1 | 66% | 0% | 0% | 2 | 69% | 0% | 0% | 2 | 5% | 0% | 0% | 1 |  | 0% | 0% | 1 | 0.06 | 0% | 0% | 1 | 1% | 0% | 0% | 1 | 0 | 2 | 74% | 24% | 98% | 5 | 79% | 0% | 0% | 3 | 34% | 0% | 0% | 1 | 41% | 0% | 0% | 1 | 86% | 0% | 0% | 3 | 79% | 0% | 0% | 3 | 4% | 0% | 0% | 1 |  | 0% | 0% | 1 | 0.09 | 0% | 0% | 1 | 0% | 0% | 0% | 1 | 0 | 2 | 51% | 35% | 86% | 5 | 75% | 0% | 0% | 3 | 34% | 0% | 0% | 1 | 53% | 0% | 0% | 2 | 86% | 0% | 0% | 3 | 69% | 0% | 0% | 2 | 4% | 0% | 0% | 1
320 | Windhub | 1173 | 11730 | 15 | 85.04% | 0% | 4 | 0.31 | 15851% | 92.45% | 5 | 0% | 0% | 0% | 1 | 0 | 2 | 7% | 0% | 7% | 1 | 34% | 56.33% | 0% | 3 | 24% | 48.94% | 0% | 2 | 34% | 55.84% | 0% | 3 | 56% | 84.48% | 0% | 4 | 5% | 39.08% | 0% | 2 | 0% | 37.15% | 0% | 2 |  | 32.28% | 0% | 2 | 0.32 | 381.2% | 20.31% | 5 | 1% | 0% | 0% | 1 | 0 | 2 | 21% | 3% | 24% | 2 | 32% | 16.4% | 0% | 1 | 29% | 15.9% | 0% | 1 | 37% | 17.88% | 0% | 1 | 61% | 28.98% | 0% | 2 | 16% | 13.4% | 0% | 1 | 1% | 11.3% | 0% | 1 |  | 15.09% | 0% | 1 | 0.34 | 65.94% | 0% | 2 | 1% | 0% | 0% | 1 | 0 | 2 | 15% | 10% | 25% | 3 | 33% | 8.072% | 0% | 1 | 25% | 7.253% | 0% | 1 | 26% | 7.312% | 0% | 1 | 57% | 12.7% | 0% | 2 | 24% | 7.115% | 0% | 1 | 1% | 5.479% | 0% | 1 |  | 9.047% | 0% | 1 | 0.38 | 20.1% | 0% | 2 | 1% | 0% | 0% | 1 | 0 | 2 | 15% | 11% | 26% | 3 | 35% | 4.664% | 0% | 1 | 23% | 3.941% | 0% | 1 | 24% | 4.019% | 0% | 1 | 56% | 7.016% | 0% | 2 | 31% | 4.399% | 0% | 1 | 1% | 3.094% | 0% | 1
321 | Elliott | 0 | 0 | 0 | 0% | 0% | 1 | 0.26 | 0% | 0% | 1 | 0% | 0% | 0% | 1 | 0 | 2 | 99% | 0% | 99% | 5 | 99% | 0% | 0% | 5 | 96% | 0% | 0% | 5 | 0% | 0% | 0% | 1 | 100% | 0% | 0% | 5 | 9% | 0% | 0% | 1 | 6% | 0% | 0% | 1 |  | 0% | 0% | 1 | 0.36 | 0% | 0% | 1 | 0% | 0% | 0% | 1 | 0 | 2 | 28% | 9% | 37% | 2 | 37% | 0% | 0% | 1 | 37% | 0% | 0% | 1 | 37% | 0% | 0% | 1 | 74% | 0% | 0% | 3 | 12% | 0% | 0% | 1 | 2% | 0% | 0% | 1 |  | 0% | 0% | 1 | 0.21 | 0% | 0% | 1 | 0% | 0% | 0% | 1 | 0 | 2 | 28% | 44% | 72% | 5 | 58% | 0% | 0% | 2 | 48% | 0% | 0% | 1 | 66% | 0% | 0% | 2 | 93% | 0% | 0% | 4 | 14% | 0% | 0% | 1 | 4% | 0% | 0% | 1 |  | 0% | 0% | 1 | 0.22 | 0% | 0% | 1 | 0% | 0% | 0% | 1 | 0 | 2 | 32% | 52% | 84% | 5 | 46% | 0% | 0% | 1 | 51% | 0% | 0% | 2 | 72% | 0% | 0% | 3 | 88% | 0% | 0% | 3 | 24% | 0% | 0% | 1 | 4% | 0% | 0% | 1
322 | Gates | 643.5 | 6435 | 10 | 160.2% | 6.323% | 4 | 0.08 | 253.8% | 9.981% | 3 | 79% | 161% | 7.211% | 4 | 0 | 2 | 0% | 0% | 0% | 1 | 10% | 16.85% | 0% | 1 | 0% | 15.26% | 0% | 1 | 13% | 17.43% | 0% | 1 | 22% | 19.6% | 0% | 1 | 0% | 15.22% | 0% | 1 | 1% | 15.33% | 0% | 1 |  | 29.3% | 0% | 2 | 0.07 | 19.04% | 0% | 1 | 68% | 22.53% | 0% | 2 | 0 | 2 | 2% | 0% | 2% | 1 | 17% | 4.729% | 0% | 1 | 8% | 4.272% | 0% | 1 | 17% | 4.706% | 0% | 1 | 29% | 5.52% | 0% | 1 | 3% | 4.052% | 0% | 1 | 1% | 3.952% | 0% | 1 |  | 8.563% | 0% | 1 | 0.08 | 5.949% | 0% | 1 | 49% | 22.53% | 0% | 2 | 0 | 2 | 12% | 0% | 12% | 1 | 25% | 2.419% | 0% | 1 | 6% | 1.916% | 0% | 1 | 19% | 2.233% | 0% | 1 | 36% | 2.831% | 0% | 1 | 9% | 1.98% | 0% | 1 | 1% | 1.821% | 0% | 1 |  | 4.138% | 0% | 1 | 0.07 | 2.985% | 0% | 1 | 34% | 22.53% | 0% | 2 | 0 | 2 | 20% | 1% | 21% | 2 | 35% | 1.637% | 0% | 1 | 4% | 1.112% | 0% | 1 | 16% | 1.27% | 0% | 1 | 43% | 1.873% | 0% | 1 | 17% | 1.276% | 0% | 1 | 1% | 1.076% | 0% | 1
323 | Madeline | 0 | 0 | 10 | 0% | 0% | 1 | 0.08 | 0% | 0% | 1 | 0% | 0% | 0% | 1 | 0 | 2 | 73% | 2% | 75% | 5 | 1% | 0% | 0% | 1 | 9% | 0% | 0% | 1 | 13% | 0% | 0% | 1 | 15% | 0% | 0% | 1 | 57% | 0% | 0% | 2 | 64% | 0% | 0% | 2 |  | 0% | 0% | 1 | 0.07 | 0% | 0% | 1 | 0% | 0% | 0% | 1 | 0 | 2 | 71% | 18% | 89% | 5 | 13% | 0% | 0% | 1 | 5% | 0% | 0% | 1 | 7% | 0% | 0% | 1 | 21% | 0% | 0% | 1 | 75% | 0% | 0% | 3 | 32% | 0% | 0% | 1 |  | 0% | 0% | 1 | 0.06 | 0% | 0% | 1 | 0% | 0% | 0% | 1 | 0 | 2 | 68% | 21% | 89% | 5 | 23% | 0% | 0% | 1 | 9% | 0% | 0% | 1 | 15% | 0% | 0% | 1 | 36% | 0% | 0% | 1 | 82% | 0% | 0% | 3 | 24% | 0% | 0% | 1 |  | 0% | 0% | 1 | 0.06 | 0% | 0% | 1 | 1% | 0% | 0% | 1 | 0 | 2 | 66% | 22% | 88% | 5 | 36% | 0% | 0% | 1 | 15% | 0% | 0% | 1 | 17% | 0% | 0% | 1 | 49% | 0% | 0% | 1 | 79% | 0% | 0% | 3 | 19% | 0% | 0% | 1
324 | Putah Creek | 0 | 0 | 5 | 0% | 0% | 1 | 0.11 | 0% | 0% | 1 | 43% | 0% | 0% | 1 | 0 | 2 | 59% | 0% | 59% | 3 | 61% | 0% | 0% | 2 | 1% | 0% | 0% | 1 | 0% | 0% | 0% | 1 | 61% | 0% | 0% | 2 | 16% | 0% | 0% | 1 | 4% | 0% | 0% | 1 |  | 0% | 0% | 1 | 0.11 | 0% | 0% | 1 | 49% | 0% | 0% | 1 | 0 | 2 | 37% | 0% | 37% | 2 | 48% | 0% | 0% | 1 | 3% | 0% | 0% | 1 | 0% | 0% | 0% | 1 | 49% | 0% | 0% | 1 | 16% | 0% | 0% | 1 | 4% | 0% | 0% | 1 |  | 0% | 0% | 1 | 0.1 | 0% | 0% | 1 | 50% | 0% | 0% | 2 | 0 | 2 | 34% | 0% | 34% | 2 | 50% | 0% | 0% | 2 | 7% | 0% | 0% | 1 | 7% | 0% | 0% | 1 | 55% | 0% | 0% | 2 | 20% | 0% | 0% | 1 | 4% | 0% | 0% | 1 |  | 0% | 0% | 1 | 0.09 | 0% | 0% | 1 | 45% | 0% | 0% | 1 | 0 | 2 | 38% | 2% | 40% | 2 | 52% | 0% | 0% | 2 | 12% | 0% | 0% | 1 | 17% | 0% | 0% | 1 | 61% | 0% | 0% | 2 | 24% | 0% | 0% | 1 | 5% | 0% | 0% | 1
325 | San Onofre | 0 | 0 | 10 | 0% | 0% | 1 | 0.01 | 0% | 0% | 1 | 0% | 0% | 0% | 1 | 0 | 2 | 6% | 0% | 6% | 1 | 0% | 0% | 0% | 1 | 74% | 0% | 0% | 3 | 88% | 0% | 0% | 3 | 88% | 0% | 0% | 3 | 0% | 0% | 0% | 1 | 6% | 0% | 0% | 1 |  | 0% | 0% | 1 | 0.03 | 0% | 0% | 1 | 0% | 0% | 0% | 1 | 0 | 2 | 18% | 77% | 95% | 5 | 7% | 0% | 0% | 1 | 75% | 0% | 0% | 3 | 76% | 0% | 0% | 3 | 76% | 0% | 0% | 3 | 82% | 0% | 0% | 3 | 5% | 0% | 0% | 1 |  | 0% | 0% | 1 | 0.33 | 0% | 0% | 1 | 0% | 0% | 0% | 1 | 0 | 2 | 22% | 70% | 92% | 5 | 47% | 0% | 0% | 1 | 59% | 0% | 0% | 2 | 67% | 0% | 0% | 2 | 84% | 0% | 0% | 3 | 45% | 0% | 0% | 1 | 7% | 0% | 0% | 1 |  | 0% | 0% | 1 | 0.37 | 0% | 0% | 1 | 1% | 0% | 0% | 1 | 0 | 2 | 20% | 69% | 89% | 5 | 54% | 0% | 0% | 2 | 49% | 0% | 0% | 1 | 50% | 0% | 0% | 2 | 85% | 0% | 0% | 3 | 27% | 0% | 0% | 1 | 6% | 0% | 0% | 1
326 | Gregg | 0 | 0 | 10 | 0% | 0% | 1 | 0.14 | 0% | 0% | 1 | 48% | 0% | 0% | 1 | 0 | 2 | 20% | 0% | 20% | 2 | 21% | 0% | 0% | 1 | 11% | 0% | 0% | 1 | 11% | 0% | 0% | 1 | 31% | 0% | 0% | 1 | 0% | 0% | 0% | 1 | 4% | 0% | 0% | 1 |  | 0% | 0% | 1 | 0.19 | 0% | 0% | 1 | 57% | 0% | 0% | 2 | 0 | 2 | 23% | 0% | 23% | 2 | 15% | 0% | 0% | 1 | 26% | 0% | 0% | 1 | 28% | 0% | 0% | 1 | 38% | 0% | 0% | 1 | 5% | 0% | 0% | 1 | 9% | 0% | 0% | 1 |  | 0% | 0% | 1 | 0.17 | 0% | 0% | 1 | 48% | 0% | 0% | 1 | 0 | 2 | 30% | 0% | 30% | 2 | 21% | 0% | 0% | 1 | 33% | 0% | 0% | 1 | 34% | 0% | 0% | 1 | 45% | 0% | 0% | 1 | 13% | 0% | 0% | 1 | 15% | 0% | 0% | 1 |  | 0% | 0% | 1 | 0.16 | 0% | 0% | 1 | 36% | 0% | 0% | 1 | 0 | 2 | 33% | 0% | 33% | 2 | 31% | 0% | 0% | 1 | 30% | 0% | 0% | 1 | 30% | 0% | 0% | 1 | 50% | 0% | 0% | 2 | 17% | 0% | 0% | 1 | 14% | 0% | 0% | 1
327 | Gondor | 0 | 0 | 0 | 0% | 0% | 1 | 0 | 0% | 0% | 1 | 0% | 0% | 0% | 1 | 0 | 2 | 0% | 0% | 0% | 1 | 0% | 0% | 0% | 1 | 0% | 0% | 0% | 1 | 0% | 0% | 0% | 1 | 0% | 0% | 0% | 1 | 0% | 0% | 0% | 1 | 0% | 0% | 0% | 1 |  | 0% | 0% | 1 | 0 | 0% | 0% | 1 | 0% | 0% | 0% | 1 | 0 | 2 | 0% | 0% | 0% | 1 | 0% | 0% | 0% | 1 | 0% | 0% | 0% | 1 | 0% | 0% | 0% | 1 | 0% | 0% | 0% | 1 | 0% | 0% | 0% | 1 | 0% | 0% | 0% | 1 |  | 0% | 0% | 1 | 0 | 0% | 0% | 1 | 0% | 0% | 0% | 1 | 0 | 2 | 0% | 0% | 0% | 1 | 0% | 0% | 0% | 1 | 0% | 0% | 0% | 1 | 0% | 0% | 0% | 1 | 0% | 0% | 0% | 1 | 0% | 0% | 0% | 1 | 0% | 0% | 0% | 1 |  | 0% | 0% | 1 | 0 | 0% | 0% | 1 | 0% | 0% | 0% | 1 | 0 | 2 | 0% | 0% | 0% | 1 | 0% | 0% | 0% | 1 | 0% | 0% | 0% | 1 | 0% | 0% | 0% | 1 | 0% | 0% | 0% | 1 | 0% | 0% | 0% | 1 | 0% | 0% | 0% | 1
328 | Cabrillo | 0 | 0 | 10 | 0% | 0% | 1 | 0.06 | 0% | 0% | 1 | 22% | 0% | 0% | 1 | 0 | 2 | 9% | 0% | 9% | 1 | 17% | 0% | 0% | 1 | 3% | 0% | 0% | 1 | 56% | 0% | 0% | 2 | 67% | 0% | 0% | 2 | 41% | 0% | 0% | 1 | 9% | 0% | 0% | 1 |  | 0% | 0% | 1 | 0.05 | 0% | 0% | 1 | 13% | 0% | 0% | 1 | 0 | 2 | 33% | 0% | 33% | 2 | 43% | 0% | 0% | 1 | 5% | 0% | 0% | 1 | 53% | 0% | 0% | 2 | 76% | 0% | 0% | 3 | 49% | 0% | 0% | 1 | 5% | 0% | 0% | 1 |  | 0% | 0% | 1 | 0.06 | 0% | 0% | 1 | 9% | 0% | 0% | 1 | 0 | 2 | 37% | 0% | 37% | 2 | 50% | 0% | 0% | 2 | 6% | 0% | 0% | 1 | 51% | 0% | 0% | 2 | 78% | 0% | 0% | 3 | 38% | 0% | 0% | 1 | 4% | 0% | 0% | 1 |  | 0% | 0% | 1 | 0.07 | 0% | 0% | 1 | 11% | 0% | 0% | 1 | 0 | 2 | 38% | 0% | 38% | 2 | 41% | 0% | 0% | 1 | 6% | 0% | 0% | 1 | 40% | 0% | 0% | 1 | 65% | 0% | 0% | 2 | 34% | 0% | 0% | 1 | 4% | 0% | 0% | 1
329 | Mesa (PGE) | 0 | 0 | 10 | 0% | 0% | 1 | 0.09 | 0% | 0% | 1 | 31% | 0% | 0% | 1 | 0 | 2 | 33% | 0% | 33% | 2 | 9% | 0% | 0% | 1 | 0% | 0% | 0% | 1 | 0% | 0% | 0% | 1 | 9% | 0% | 0% | 1 | 24% | 0% | 0% | 1 | 8% | 0% | 0% | 1 |  | 0% | 0% | 1 | 0.1 | 0% | 0% | 1 | 26% | 0% | 0% | 1 | 0 | 2 | 36% | 1% | 37% | 2 | 5% | 0% | 0% | 1 | 4% | 0% | 0% | 1 | 12% | 0% | 0% | 1 | 17% | 0% | 0% | 1 | 29% | 0% | 0% | 1 | 7% | 0% | 0% | 1 |  | 0% | 0% | 1 | 0.09 | 0% | 0% | 1 | 17% | 0% | 0% | 1 | 0 | 2 | 32% | 15% | 47% | 3 | 9% | 0% | 0% | 1 | 7% | 0% | 0% | 1 | 25% | 0% | 0% | 1 | 29% | 0% | 0% | 1 | 37% | 0% | 0% | 1 | 6% | 0% | 0% | 1 |  | 0% | 0% | 1 | 0.07 | 0% | 0% | 1 | 14% | 0% | 0% | 1 | 0 | 2 | 32% | 18% | 50% | 3 | 17% | 0% | 0% | 1 | 7% | 0% | 0% | 1 | 31% | 0% | 0% | 1 | 39% | 0% | 0% | 1 | 40% | 0% | 0% | 1 | 6% | 0% | 0% | 1
330 | Schulte | 100 | 1000 | 10 | 999.9% | 999.9% | 5 | 0 | 999% | 999% | 5 | 0% | 0% | 0% | 1 | 0 | 2 | 0% | 0% | 0% | 1 | 0% | 999% | 999.9% | 5 | 0% | 999% | 999.9% | 5 | 0% | 999% | 999.9% | 5 | 0% | 999% | 999.9% | 5 | 0% | 999% | 999.9% | 5 | 0% | 999% | 999.9% | 5 |  | 90.99% | 0% | 4 | 0.08 | 75.93% | 0% | 2 | 0% | 0% | 0% | 1 | 0 | 2 | 91% | 0% | 91% | 5 | 7% | 16.55% | 0% | 1 | 24% | 20.41% | 0% | 2 | 30% | 21.93% | 0% | 2 | 30% | 21.93% | 0% | 2 | 58% | 37.16% | 0% | 2 | 13% | 17.67% | 0% | 1 |  | 33.16% | 0% | 2 | 0.1 | 9.809% | 0% | 1 | 0% | 0% | 0% | 1 | 0 | 2 | 75% | 0% | 75% | 5 | 61% | 7.199% | 0% | 2 | 36% | 4.419% | 0% | 1 | 54% | 6.2% | 0% | 2 | 69% | 9.2% | 0% | 2 | 56% | 6.417% | 0% | 2 | 6% | 3.034% | 0% | 1 |  | 14.63% | 0% | 1 | 0.16 | 2.454% | 0% | 1 | 1% | 0% | 0% | 1 | 0 | 2 | 61% | 4% | 65% | 3 | 69% | 2.513% | 0% | 2 | 30% | 1.112% | 0% | 1 | 54% | 1.707% | 0% | 2 | 84% | 4.87% | 0% | 3 | 53% | 1.673% | 0% | 2 | 5% | 0.8199% | 0% | 1
331 | Davis | 100 | 1000 | 10 | 110.9% | 0.3973% | 4 | 0.09 | 140.8% | 1.21% | 3 | 74% | 30.23% | 0% | 2 | 0 | 2 | 0% | 0% | 0% | 1 | 44% | 6.977% | 0% | 1 | 49% | 7.638% | 0% | 1 | 60% | 9.763% | 0% | 2 | 85% | 25.83% | 0% | 3 | 0% | 3.911% | 0% | 1 | 2% | 4.01% | 0% | 1 |  | 15.03% | 0% | 1 | 0.09 | 9.559% | 0% | 1 | 76% | 5.901% | 0% | 3 | 0 | 2 | 2% | 0% | 2% | 1 | 31% | 1.267% | 0% | 1 | 21% | 1.096% | 0% | 1 | 31% | 1.258% | 0% | 1 | 46% | 1.617% | 0% | 1 | 0% | 0.8697% | 0% | 1 | 4% | 0.902% | 0% | 1 |  | 4.628% | 0% | 1 | 0.1 | 4.892% | 0% | 1 | 66% | 5.901% | 0% | 2 | 0 | 2 | 8% | 0% | 8% | 1 | 34% | 0.5538% | 0% | 1 | 14% | 0.4247% | 0% | 1 | 22% | 0.4726% | 0% | 1 | 45% | 0.6699% | 0% | 1 | 0% | 0.3685% | 0% | 1 | 5% | 0.3879% | 0% | 1 |  | 3.429% | 0% | 1 | 0.1 | 2.607% | 0% | 1 | 56% | 5.901% | 0% | 2 | 0 | 2 | 17% | 0% | 17% | 1 | 35% | 0.332% | 0% | 1 | 16% | 0.2587% | 0% | 1 | 27% | 0.2984% | 0% | 1 | 54% | 0.4759% | 0% | 2 | 4% | 0.2262% | 0% | 1 | 7% | 0.233% | 0% | 1
332 | Arco | 1584 | 15840 | 10 | 1568% | 30.9% | 5 | 0.08 | 238.2% | 22.49% | 5 | 33% | 322.4% | 67.18% | 5 | 0 | 2 | 40% | 0% | 40% | 2 | 79% | 152.3% | 14.1% | 5 | 0% | 32.41% | 0% | 2 | 0% | 32.46% | 0% | 2 | 79% | 152.3% | 14.1% | 5 | 15% | 37.93% | 0% | 2 | 0% | 32.41% | 0% | 2 |  | 72.03% | 0% | 3 | 0.07 | 52.34% | 0% | 2 | 33% | 55.91% | 0% | 3 | 0 | 2 | 33% | 0% | 33% | 2 | 68% | 27.66% | 0% | 2 | 5% | 9.413% | 0% | 1 | 11% | 10.09% | 0% | 1 | 71% | 30.83% | 0% | 3 | 13% | 10.25% | 0% | 1 | 2% | 9.107% | 0% | 1 |  | 23.12% | 0% | 2 | 0.07 | 16.96% | 0% | 1 | 19% | 55.91% | 0% | 3 | 0 | 2 | 30% | 0% | 30% | 2 | 66% | 12.24% | 0% | 2 | 3% | 4.232% | 0% | 1 | 11% | 4.632% | 0% | 1 | 71% | 14.41% | 0% | 3 | 16% | 4.92% | 0% | 1 | 3% | 4.252% | 0% | 1 |  | 13.14% | 0% | 1 | 0.07 | 7.432% | 0% | 1 | 15% | 55.91% | 0% | 3 | 0 | 2 | 32% | 0% | 32% | 2 | 65% | 7.018% | 0% | 2 | 5% | 2.56% | 0% | 1 | 14% | 2.843% | 0% | 1 | 71% | 8.478% | 0% | 3 | 20% | 3.066% | 0% | 1 | 3% | 2.519% | 0% | 1
333 | Goodrich | 0 | 0 | 10 | 0% | 0% | 1 | 0.04 | 0% | 0% | 1 | 0% | 0% | 0% | 1 | 0 | 2 | 24% | 76% | 100% | 5 | 0% | 0% | 0% | 1 | 0% | 0% | 0% | 1 | 100% | 0% | 0% | 5 | 100% | 0% | 0% | 5 | 100% | 0% | 0% | 5 | 0% | 0% | 0% | 1 |  | 0% | 0% | 1 | 0.05 | 0% | 0% | 1 | 0% | 0% | 0% | 1 | 0 | 2 | 12% | 38% | 50% | 5 | 0% | 0% | 0% | 1 | 50% | 0% | 0% | 2 | 95% | 0% | 0% | 5 | 100% | 0% | 0% | 5 | 100% | 0% | 0% | 5 | 14% | 0% | 0% | 1 |  | 0% | 0% | 1 | 0.05 | 0% | 0% | 1 | 0% | 0% | 0% | 1 | 0 | 2 | 21% | 14% | 35% | 3 | 0% | 0% | 0% | 1 | 6% | 0% | 0% | 1 | 10% | 0% | 0% | 1 | 11% | 0% | 0% | 1 | 31% | 0% | 0% | 1 | 25% | 0% | 0% | 1 |  | 0% | 0% | 1 | 0.14 | 0% | 0% | 1 | 1% | 0% | 0% | 1 | 0 | 2 | 45% | 6% | 51% | 3 | 13% | 0% | 0% | 1 | 1% | 0% | 0% | 1 | 2% | 0% | 0% | 1 | 15% | 0% | 0% | 1 | 33% | 0% | 0% | 1 | 20% | 0% | 0% | 1
334 | Newhall | 0 | 0 | 10 | 0% | 0% | 1 | 0.05 | 0% | 0% | 1 | 19% | 0% | 0% | 1 | 0 | 2 | 48% | 0% | 48% | 2 | 83% | 0% | 0% | 3 | 23% | 0% | 0% | 1 | 32% | 0% | 0% | 1 | 92% | 0% | 0% | 4 | 8% | 0% | 0% | 1 | 27% | 0% | 0% | 1 |  | 0% | 0% | 1 | 0.06 | 0% | 0% | 1 | 20% | 0% | 0% | 1 | 0 | 2 | 24% | 0% | 24% | 2 | 59% | 0% | 0% | 2 | 17% | 0% | 0% | 1 | 23% | 0% | 0% | 1 | 67% | 0% | 0% | 2 | 7% | 0% | 0% | 1 | 17% | 0% | 0% | 1 |  | 0% | 0% | 1 | 0.08 | 0% | 0% | 1 | 29% | 0% | 0% | 1 | 0 | 2 | 20% | 0% | 20% | 2 | 39% | 0% | 0% | 1 | 12% | 0% | 0% | 1 | 18% | 0% | 0% | 1 | 49% | 0% | 0% | 1 | 3% | 0% | 0% | 1 | 9% | 0% | 0% | 1 |  | 0% | 0% | 1 | 0.09 | 0% | 0% | 1 | 36% | 0% | 0% | 1 | 0 | 2 | 15% | 0% | 15% | 1 | 30% | 0% | 0% | 1 | 11% | 0% | 0% | 1 | 16% | 0% | 0% | 1 | 41% | 0% | 0% | 1 | 2% | 0% | 0% | 1 | 6% | 0% | 0% | 1
335 | Brentwood | 89.5 | 895 | 10 | 532.7% | 5.227% | 4 | 0.21 | 64.86% | 0% | 2 | 51% | 40.3% | 0% | 2 | 0 | 2 | 19% | 0% | 19% | 1 | 7% | 6.811% | 0% | 1 | 37% | 10.06% | 0% | 1 | 43% | 11.09% | 0% | 1 | 43% | 11.09% | 0% | 1 | 1% | 6.438% | 0% | 1 | 6% | 6.764% | 0% | 1 |  | 44.31% | 0% | 2 | 0.07 | 3.584% | 0% | 1 | 42% | 8.902% | 0% | 1 | 0 | 2 | 31% | 0% | 31% | 2 | 38% | 1.795% | 0% | 1 | 34% | 1.702% | 0% | 1 | 35% | 1.715% | 0% | 1 | 57% | 2.582% | 0% | 2 | 8% | 1.22% | 0% | 1 | 11% | 1.264% | 0% | 1 |  | 6.956% | 0% | 1 | 0.1 | 1.361% | 0% | 1 | 43% | 8.902% | 0% | 1 | 0 | 2 | 31% | 0% | 31% | 2 | 34% | 0.5939% | 0% | 1 | 38% | 0.6339% | 0% | 1 | 40% | 0.6556% | 0% | 1 | 56% | 0.8839% | 0% | 2 | 6% | 0.4203% | 0% | 1 | 10% | 0.4353% | 0% | 1 |  | 2.623% | 0% | 1 | 0.12 | 0.9569% | 0% | 1 | 43% | 8.902% | 0% | 1 | 0 | 2 | 34% | 0% | 34% | 2 | 30% | 0.3258% | 0% | 1 | 35% | 0.3508% | 0% | 1 | 37% | 0.3599% | 0% | 1 | 49% | 0.4512% | 0% | 1 | 8% | 0.2479% | 0% | 1 | 9% | 0.251% | 0% | 1
336 | Neenach | 0 | 0 | 10 | 0% | 0% | 1 | 0.35 | 0% | 0% | 1 | 2% | 0% | 0% | 1 | 0 | 2 | 13% | 4% | 17% | 2 | 24% | 0% | 0% | 1 | 40% | 0% | 0% | 1 | 13% | 0% | 0% | 1 | 61% | 0% | 0% | 2 | 13% | 0% | 0% | 1 | 1% | 0% | 0% | 1 |  | 0% | 0% | 1 | 0.32 | 0% | 0% | 1 | 1% | 0% | 0% | 1 | 0 | 2 | 11% | 6% | 17% | 2 | 16% | 0% | 0% | 1 | 42% | 0% | 0% | 1 | 28% | 0% | 0% | 1 | 55% | 0% | 0% | 2 | 22% | 0% | 0% | 1 | 1% | 0% | 0% | 1 |  | 0% | 0% | 1 | 0.37 | 0% | 0% | 1 | 1% | 0% | 0% | 1 | 0 | 2 | 20% | 12% | 32% | 3 | 20% | 0% | 0% | 1 | 40% | 0% | 0% | 1 | 29% | 0% | 0% | 1 | 55% | 0% | 0% | 2 | 28% | 0% | 0% | 1 | 2% | 0% | 0% | 1 |  | 0% | 0% | 1 | 0.34 | 0% | 0% | 1 | 1% | 0% | 0% | 1 | 0 | 2 | 21% | 23% | 44% | 4 | 30% | 0% | 0% | 1 | 34% | 0% | 0% | 1 | 28% | 0% | 0% | 1 | 60% | 0% | 0% | 2 | 33% | 0% | 0% | 1 | 4% | 0% | 0% | 1
337 | Bahia | 200 | 2000 | 10 | 46.16% | 0% | 2 | 0.78 | 153.7% | 15.76% | 3 | 0% | 0% | 0% | 1 | 0 | 2 | 16% | 0% | 16% | 1 | 11% | 17.52% | 0% | 1 | 33% | 23.32% | 0% | 2 | 27% | 21.45% | 0% | 2 | 60% | 39.36% | 0% | 2 | 14% | 18.1% | 0% | 1 | 15% | 18.31% | 0% | 1 |  | 25.68% | 0% | 2 | 0.69 | 29.91% | 0% | 2 | 1% | 0% | 0% | 1 | 0 | 2 | 37% | 0% | 37% | 2 | 24% | 6.431% | 0% | 1 | 37% | 7.757% | 0% | 1 | 48% | 9.383% | 0% | 1 | 76% | 20.29% | 0% | 3 | 14% | 5.668% | 0% | 1 | 19% | 5.965% | 0% | 1 |  | 18.93% | 0% | 1 | 0.49 | 17.61% | 0% | 1 | 8% | 0% | 0% | 1 | 0 | 2 | 37% | 0% | 37% | 2 | 41% | 4.222% | 0% | 1 | 37% | 3.951% | 0% | 1 | 47% | 4.756% | 0% | 1 | 78% | 11.32% | 0% | 3 | 18% | 3.064% | 0% | 1 | 18% | 3.067% | 0% | 1 |  | 6.036% | 0% | 1 | 0.28 | 7.855% | 0% | 1 | 8% | 0% | 0% | 1 | 0 | 2 | 49% | 0% | 49% | 2 | 40% | 1.862% | 0% | 1 | 30% | 1.608% | 0% | 1 | 41% | 1.904% | 0% | 1 | 72% | 4.041% | 0% | 3 | 20% | 1.405% | 0% | 1 | 16% | 1.329% | 0% | 1
338 | Vaca Dixon | 500 | 5000 | 10 | 56.8% | 0% | 3 | 0.18 | 999% | 27.04% | 5 | 47% | 44.82% | 0% | 2 | 0 | 2 | 17% | 0% | 17% | 1 | 21% | 22.58% | 0% | 2 | 2% | 18.12% | 0% | 1 | 2% | 18.15% | 0% | 1 | 23% | 23.21% | 0% | 2 | 0% | 17.77% | 0% | 1 | 4% | 18.5% | 0% | 1 |  | 34.44% | 0% | 2 | 0.12 | 230.3% | 3.219% | 3 | 53% | 31.84% | 0% | 2 | 0 | 2 | 33% | 0% | 33% | 2 | 27% | 6.149% | 0% | 1 | 13% | 5.17% | 0% | 1 | 13% | 5.149% | 0% | 1 | 40% | 7.466% | 0% | 1 | 7% | 4.858% | 0% | 1 | 7% | 4.867% | 0% | 1 |  | 20.27% | 0% | 2 | 0.09 | 21.66% | 0% | 2 | 46% | 31.84% | 0% | 2 | 0 | 2 | 38% | 0% | 38% | 2 | 30% | 2.826% | 0% | 1 | 15% | 2.341% | 0% | 1 | 17% | 2.382% | 0% | 1 | 46% | 3.64% | 0% | 1 | 14% | 2.308% | 0% | 1 | 11% | 2.239% | 0% | 1 |  | 10.23% | 0% | 1 | 0.09 | 11.37% | 0% | 1 | 44% | 31.84% | 0% | 2 | 0 | 2 | 36% | 0% | 36% | 2 | 34% | 1.73% | 0% | 1 | 14% | 1.336% | 0% | 1 | 20% | 1.441% | 0% | 1 | 50% | 2.271% | 0% | 2 | 15% | 1.341% | 0% | 1 | 9% | 1.263% | 0% | 1
339 | Carrizo Plains | 0 | 0 | 10 | 0% | 0% | 1 | 0.05 | 0% | 0% | 1 | 0% | 0% | 0% | 1 | 0 | 2 | 65% | 6% | 71% | 3 | 1% | 0% | 0% | 1 | 31% | 0% | 0% | 1 | 52% | 0% | 0% | 2 | 52% | 0% | 0% | 2 | 58% | 0% | 0% | 2 | 2% | 0% | 0% | 1 |  | 0% | 0% | 1 | 0.1 | 0% | 0% | 1 | 0% | 0% | 0% | 1 | 0 | 2 | 60% | 13% | 73% | 3 | 42% | 0% | 0% | 1 | 23% | 0% | 0% | 1 | 34% | 0% | 0% | 1 | 67% | 0% | 0% | 2 | 66% | 0% | 0% | 2 | 6% | 0% | 0% | 1 |  | 0% | 0% | 1 | 0.08 | 0% | 0% | 1 | 1% | 0% | 0% | 1 | 0 | 2 | 42% | 14% | 56% | 3 | 53% | 0% | 0% | 2 | 19% | 0% | 0% | 1 | 28% | 0% | 0% | 1 | 72% | 0% | 0% | 3 | 59% | 0% | 0% | 2 | 3% | 0% | 0% | 1 |  | 0% | 0% | 1 | 0.07 | 0% | 0% | 1 | 4% | 0% | 0% | 1 | 0 | 2 | 34% | 17% | 51% | 3 | 55% | 0% | 0% | 2 | 14% | 0% | 0% | 1 | 24% | 0% | 0% | 1 | 72% | 0% | 0% | 3 | 50% | 0% | 0% | 2 | 2% | 0% | 0% | 1
340 | Vista (VEA) | 0 | 0 | 10 | 0% | 0% | 1 | 0 | 0% | 0% | 1 | 0% | 0% | 0% | 1 | 0 | 2 | 0% | 0% | 0% | 1 | 0% | 0% | 0% | 1 | 0% | 0% | 0% | 1 | 0% | 0% | 0% | 1 | 0% | 0% | 0% | 1 | 0% | 0% | 0% | 1 | 0% | 0% | 0% | 1 |  | 0% | 0% | 1 | 0 | 0% | 0% | 1 | 0% | 0% | 0% | 1 | 0 | 2 | 0% | 0% | 0% | 1 | 0% | 0% | 0% | 1 | 0% | 0% | 0% | 1 | 0% | 0% | 0% | 1 | 0% | 0% | 0% | 1 | 0% | 0% | 0% | 1 | 0% | 0% | 0% | 1 |  | 0% | 0% | 1 | 0.03 | 0% | 0% | 1 | 0% | 0% | 0% | 1 | 0 | 2 | 0% | 0% | 0% | 1 | 0% | 0% | 0% | 1 | 1% | 0% | 0% | 1 | 2% | 0% | 0% | 1 | 2% | 0% | 0% | 1 | 1% | 0% | 0% | 1 | 0% | 0% | 0% | 1 |  | 0% | 0% | 1 | 0.01 | 0% | 0% | 1 | 0% | 0% | 0% | 1 | 0 | 2 | 1% | 0% | 1% | 1 | 1% | 0% | 0% | 1 | 1% | 0% | 0% | 1 | 2% | 0% | 0% | 1 | 2% | 0% | 0% | 1 | 4% | 0% | 0% | 1 | 0% | 0% | 0% | 1
341 | Merced | 0 | 0 | 10 | 0% | 0% | 1 | 0.12 | 0% | 0% | 1 | 27% | 0% | 0% | 1 | 0 | 2 | 0% | 0% | 0% | 1 | 36% | 0% | 0% | 1 | 29% | 0% | 0% | 1 | 29% | 0% | 0% | 1 | 65% | 0% | 0% | 2 | 0% | 0% | 0% | 1 | 9% | 0% | 0% | 1 |  | 0% | 0% | 1 | 0.1 | 0% | 0% | 1 | 30% | 0% | 0% | 1 | 0 | 2 | 9% | 0% | 9% | 1 | 50% | 0% | 0% | 2 | 40% | 0% | 0% | 1 | 48% | 0% | 0% | 1 | 73% | 0% | 0% | 3 | 4% | 0% | 0% | 1 | 15% | 0% | 0% | 1 |  | 0% | 0% | 1 | 0.09 | 0% | 0% | 1 | 37% | 0% | 0% | 1 | 0 | 2 | 18% | 0% | 18% | 1 | 47% | 0% | 0% | 1 | 38% | 0% | 0% | 1 | 43% | 0% | 0% | 1 | 66% | 0% | 0% | 2 | 11% | 0% | 0% | 1 | 15% | 0% | 0% | 1 |  | 0% | 0% | 1 | 0.09 | 0% | 0% | 1 | 38% | 0% | 0% | 1 | 0 | 2 | 21% | 0% | 21% | 2 | 43% | 0% | 0% | 1 | 31% | 0% | 0% | 1 | 36% | 0% | 0% | 1 | 58% | 0% | 0% | 2 | 13% | 0% | 0% | 1 | 12% | 0% | 0% | 1
342 | Otay Mesa | 0 | 0 | 10 | 0% | 0% | 1 | 0.29 | 0% | 0% | 1 | 0% | 0% | 0% | 1 | 0 | 2 | 77% | 0% | 77% | 5 | 5% | 0% | 0% | 1 | 92% | 0% | 0% | 4 | 98% | 0% | 0% | 5 | 98% | 0% | 0% | 5 | 26% | 0% | 0% | 1 | 11% | 0% | 0% | 1 |  | 0% | 0% | 1 | 0.2 | 0% | 0% | 1 | 0% | 0% | 0% | 1 | 0 | 2 | 55% | 25% | 80% | 5 | 5% | 0% | 0% | 1 | 94% | 0% | 0% | 4 | 94% | 0% | 0% | 4 | 97% | 0% | 0% | 5 | 46% | 0% | 0% | 1 | 7% | 0% | 0% | 1 |  | 0% | 0% | 1 | 0.15 | 0% | 0% | 1 | 0% | 0% | 0% | 1 | 0 | 2 | 26% | 63% | 89% | 5 | 23% | 0% | 0% | 1 | 64% | 0% | 0% | 2 | 91% | 0% | 0% | 4 | 92% | 0% | 0% | 4 | 39% | 0% | 0% | 1 | 5% | 0% | 0% | 1 |  | 0% | 0% | 1 | 0.2 | 0% | 0% | 1 | 0% | 0% | 0% | 1 | 0 | 2 | 24% | 64% | 88% | 5 | 14% | 0% | 0% | 1 | 41% | 0% | 0% | 1 | 79% | 0% | 0% | 3 | 80% | 0% | 0% | 3 | 38% | 0% | 0% | 1 | 4% | 0% | 0% | 1
343 | Leavitt | 0 | 0 | 10 | 0% | 0% | 1 | 0.13 | 0% | 0% | 1 | 0% | 0% | 0% | 1 | 0 | 2 | 90% | 0% | 90% | 5 | 26% | 0% | 0% | 1 | 58% | 0% | 0% | 2 | 53% | 0% | 0% | 2 | 74% | 0% | 0% | 3 | 27% | 0% | 0% | 1 | 15% | 0% | 0% | 1 |  | 0% | 0% | 1 | 0.13 | 0% | 0% | 1 | 0% | 0% | 0% | 1 | 0 | 2 | 86% | 0% | 86% | 5 | 33% | 0% | 0% | 1 | 39% | 0% | 0% | 1 | 37% | 0% | 0% | 1 | 70% | 0% | 0% | 3 | 45% | 0% | 0% | 1 | 14% | 0% | 0% | 1 |  | 0% | 0% | 1 | 0.1 | 0% | 0% | 1 | 0% | 0% | 0% | 1 | 0 | 2 | 79% | 0% | 79% | 5 | 34% | 0% | 0% | 1 | 34% | 0% | 0% | 1 | 31% | 0% | 0% | 1 | 64% | 0% | 0% | 2 | 41% | 0% | 0% | 1 | 14% | 0% | 0% | 1 |  | 0% | 0% | 1 | 0.09 | 0% | 0% | 1 | 0% | 0% | 0% | 1 | 0 | 2 | 73% | 1% | 74% | 3 | 35% | 0% | 0% | 1 | 25% | 0% | 0% | 1 | 23% | 0% | 0% | 1 | 57% | 0% | 0% | 2 | 42% | 0% | 0% | 1 | 12% | 0% | 0% | 1
344 | Primm | 0 | 0 | 10 | 0% | 0% | 1 | 0.03 | 0% | 0% | 1 | 0% | 0% | 0% | 1 | 0 | 2 | 0% | 0% | 0% | 1 | 0% | 0% | 0% | 1 | 0% | 0% | 0% | 1 | 0% | 0% | 0% | 1 | 0% | 0% | 0% | 1 | 0% | 0% | 0% | 1 | 0% | 0% | 0% | 1 |  | 0% | 0% | 1 | 0.02 | 0% | 0% | 1 | 0% | 0% | 0% | 1 | 0 | 2 | 0% | 0% | 0% | 1 | 14% | 0% | 0% | 1 | 22% | 0% | 0% | 1 | 9% | 0% | 0% | 1 | 22% | 0% | 0% | 1 | 10% | 0% | 0% | 1 | 0% | 0% | 0% | 1 |  | 0% | 0% | 1 | 0.02 | 0% | 0% | 1 | 0% | 0% | 0% | 1 | 0 | 2 | 0% | 0% | 0% | 1 | 10% | 0% | 0% | 1 | 15% | 0% | 0% | 1 | 6% | 0% | 0% | 1 | 15% | 0% | 0% | 1 | 10% | 0% | 0% | 1 | 0% | 0% | 0% | 1 |  | 0% | 0% | 1 | 0.02 | 0% | 0% | 1 | 0% | 0% | 0% | 1 | 0 | 2 | 0% | 0% | 0% | 1 | 3% | 0% | 0% | 1 | 5% | 0% | 0% | 1 | 2% | 0% | 0% | 1 | 5% | 0% | 0% | 1 | 5% | 0% | 0% | 1 | 0% | 0% | 0% | 1
345 | Granite | 0 | 0 | 10 | 0% | 0% | 1 | 0.29 | 0% | 0% | 1 | 4% | 0% | 0% | 1 | 0 | 2 | 49% | 0% | 49% | 2 | 34% | 0% | 0% | 1 | 16% | 0% | 0% | 1 | 0% | 0% | 0% | 1 | 36% | 0% | 0% | 1 | 4% | 0% | 0% | 1 | 32% | 0% | 0% | 1 |  | 0% | 0% | 1 | 0.48 | 0% | 0% | 1 | 12% | 0% | 0% | 1 | 0 | 2 | 37% | 0% | 37% | 2 | 60% | 0% | 0% | 2 | 17% | 0% | 0% | 1 | 2% | 0% | 0% | 1 | 63% | 0% | 0% | 2 | 20% | 0% | 0% | 1 | 32% | 0% | 0% | 1 |  | 0% | 0% | 1 | 0.47 | 0% | 0% | 1 | 14% | 0% | 0% | 1 | 0 | 2 | 25% | 0% | 25% | 2 | 53% | 0% | 0% | 2 | 16% | 0% | 0% | 1 | 16% | 0% | 0% | 1 | 63% | 0% | 0% | 2 | 21% | 0% | 0% | 1 | 25% | 0% | 0% | 1 |  | 0% | 0% | 1 | 0.3 | 0% | 0% | 1 | 19% | 0% | 0% | 1 | 0 | 2 | 21% | 0% | 21% | 2 | 46% | 0% | 0% | 1 | 24% | 0% | 0% | 1 | 36% | 0% | 0% | 1 | 65% | 0% | 0% | 2 | 17% | 0% | 0% | 1 | 21% | 0% | 0% | 1
346 | Lake View | 0 | 0 | 0 | 0% | 0% | 1 | 0.17 | 0% | 0% | 1 | 0% | 0% | 0% | 1 | 0 | 2 | 34% | 56% | 90% | 5 | 74% | 0% | 0% | 3 | 90% | 0% | 0% | 4 | 94% | 0% | 0% | 4 | 100% | 0% | 0% | 5 | 9% | 0% | 0% | 1 | 2% | 0% | 0% | 1 |  | 0% | 0% | 1 | 0.1 | 0% | 0% | 1 | 4% | 0% | 0% | 1 | 0 | 2 | 39% | 41% | 80% | 5 | 61% | 0% | 0% | 2 | 55% | 0% | 0% | 2 | 78% | 0% | 0% | 3 | 96% | 0% | 0% | 5 | 31% | 0% | 0% | 1 | 1% | 0% | 0% | 1 |  | 0% | 0% | 1 | 0.12 | 0% | 0% | 1 | 7% | 0% | 0% | 1 | 0 | 2 | 34% | 37% | 71% | 5 | 55% | 0% | 0% | 2 | 47% | 0% | 0% | 1 | 72% | 0% | 0% | 3 | 90% | 0% | 0% | 4 | 29% | 0% | 0% | 1 | 2% | 0% | 0% | 1 |  | 0% | 0% | 1 | 0.11 | 0% | 0% | 1 | 6% | 0% | 0% | 1 | 0 | 2 | 34% | 34% | 68% | 5 | 58% | 0% | 0% | 2 | 40% | 0% | 0% | 1 | 66% | 0% | 0% | 2 | 87% | 0% | 0% | 3 | 36% | 0% | 0% | 1 | 2% | 0% | 0% | 1
347 | Birds Landing | 100 | 1000 | 10 | 5.283% | 0% | 1 | 0.06 | 14.18% | 0% | 1 | 0% | 5.047% | 0% | 1 | 0 | 2 | 75% | 0% | 75% | 5 | 15% | 2.967% | 0% | 1 | 33% | 3.732% | 0% | 1 | 32% | 3.678% | 0% | 1 | 45% | 4.551% | 0% | 1 | 1% | 2.538% | 0% | 1 | 12% | 2.86% | 0% | 1 |  | 3.11% | 0% | 1 | 0.07 | 4.624% | 0% | 1 | 4% | 2.715% | 0% | 1 | 0 | 2 | 63% | 0% | 63% | 3 | 13% | 1.264% | 0% | 1 | 37% | 1.738% | 0% | 1 | 35% | 1.681% | 0% | 1 | 47% | 2.08% | 0% | 1 | 4% | 1.145% | 0% | 1 | 27% | 1.498% | 0% | 1 |  | 2.76% | 0% | 1 | 0.07 | 2.359% | 0% | 1 | 22% | 2.715% | 0% | 1 | 0 | 2 | 44% | 0% | 44% | 2 | 12% | 0.6288% | 0% | 1 | 37% | 0.879% | 0% | 1 | 37% | 0.8779% | 0% | 1 | 47% | 1.054% | 0% | 1 | 5% | 0.5841% | 0% | 1 | 21% | 0.7028% | 0% | 1 |  | 2.083% | 0% | 1 | 0.12 | 1.475% | 0% | 1 | 34% | 2.715% | 0% | 1 | 0 | 2 | 31% | 0% | 31% | 2 | 18% | 0.355% | 0% | 1 | 28% | 0.4078% | 0% | 1 | 29% | 0.4127% | 0% | 1 | 42% | 0.5% | 0% | 1 | 6% | 0.3088% | 0% | 1 | 15% | 0.3449% | 0% | 1
348 | Highwind | 0 | 0 | 0 | 0% | 0% | 1 | 0.17 | 0% | 0% | 1 | 2% | 0% | 0% | 1 | 0 | 2 | 80% | 15% | 95% | 5 | 65% | 0% | 0% | 2 | 22% | 0% | 0% | 1 | 86% | 0% | 0% | 3 | 95% | 0% | 0% | 5 | 26% | 0% | 0% | 1 | 2% | 0% | 0% | 1 |  | 0% | 0% | 1 | 0.25 | 0% | 0% | 1 | 1% | 0% | 0% | 1 | 0 | 2 | 31% | 28% | 59% | 4 | 43% | 0% | 0% | 1 | 20% | 0% | 0% | 1 | 47% | 0% | 0% | 1 | 70% | 0% | 0% | 3 | 28% | 0% | 0% | 1 | 1% | 0% | 0% | 1 |  | 0% | 0% | 1 | 0.29 | 0% | 0% | 1 | 2% | 0% | 0% | 1 | 0 | 2 | 27% | 22% | 49% | 4 | 33% | 0% | 0% | 1 | 22% | 0% | 0% | 1 | 33% | 0% | 0% | 1 | 58% | 0% | 0% | 2 | 31% | 0% | 0% | 1 | 1% | 0% | 0% | 1 |  | 0% | 0% | 1 | 0.3 | 0% | 0% | 1 | 1% | 0% | 0% | 1 | 0 | 2 | 25% | 17% | 42% | 3 | 40% | 0% | 0% | 1 | 19% | 0% | 0% | 1 | 26% | 0% | 0% | 1 | 60% | 0% | 0% | 2 | 36% | 0% | 0% | 1 | 1% | 0% | 0% | 1
349 | Santiago | 0 | 0 | 10 | 0% | 0% | 1 | 0.68 | 0% | 0% | 1 | 3% | 0% | 0% | 1 | 0 | 2 | 13% | 0% | 13% | 1 | 24% | 0% | 0% | 1 | 0% | 0% | 0% | 1 | 8% | 0% | 0% | 1 | 32% | 0% | 0% | 1 | 9% | 0% | 0% | 1 | 8% | 0% | 0% | 1 |  | 0% | 0% | 1 | 0.46 | 0% | 0% | 1 | 1% | 0% | 0% | 1 | 0 | 2 | 30% | 31% | 61% | 5 | 17% | 0% | 0% | 1 | 49% | 0% | 0% | 1 | 65% | 0% | 0% | 2 | 81% | 0% | 0% | 3 | 23% | 0% | 0% | 1 | 9% | 0% | 0% | 1 |  | 0% | 0% | 1 | 0.5 | 0% | 0% | 1 | 0% | 0% | 0% | 1 | 0 | 2 | 26% | 44% | 70% | 5 | 35% | 0% | 0% | 1 | 36% | 0% | 0% | 1 | 71% | 0% | 0% | 3 | 88% | 0% | 0% | 3 | 46% | 0% | 0% | 1 | 11% | 0% | 0% | 1 |  | 0% | 0% | 1 | 0.48 | 0% | 0% | 1 | 0% | 0% | 0% | 1 | 0 | 2 | 28% | 49% | 77% | 5 | 39% | 0% | 0% | 1 | 35% | 0% | 0% | 1 | 59% | 0% | 0% | 2 | 82% | 0% | 0% | 3 | 50% | 0% | 0% | 2 | 9% | 0% | 0% | 1
350 | Red Bluff | 775 | 7750 | 15 | 261.3% | 36.96% | 5 | 0.05 | 125.4% | 16.2% | 3 | 0% | 751.8% | 0% | 4 | 0 | 2 | 0% | 0% | 0% | 1 | 22% | 62.36% | 0% | 3 | 1% | 48.99% | 0% | 2 | 0% | 48.71% | 0% | 2 | 22% | 62.81% | 0% | 3 | 49% | 96.25% | 0% | 4 | 5% | 51.1% | 0% | 3 |  | 110% | 2.478% | 4 | 0.05 | 45.45% | 0% | 2 | 0% | 174.2% | 0% | 4 | 0 | 2 | 0% | 0% | 0% | 1 | 32% | 31.97% | 0% | 2 | 0% | 21.92% | 0% | 2 | 0% | 21.86% | 0% | 2 | 32% | 32.1% | 0% | 2 | 58% | 52.01% | 0% | 3 | 2% | 22.42% | 0% | 2 |  | 110% | 1.868% | 4 | 0.04 | 37.46% | 0% | 2 | 0% | 174.2% | 0% | 4 | 0 | 2 | 0% | 0% | 0% | 1 | 44% | 31.07% | 0% | 2 | 13% | 19.88% | 0% | 1 | 12% | 19.82% | 0% | 1 | 44% | 31.24% | 0% | 2 | 60% | 43.09% | 0% | 2 | 2% | 17.7% | 0% | 1 |  | 99.09% | 0% | 4 | 0.04 | 24.96% | 0% | 2 | 0% | 174.2% | 0% | 4 | 0 | 2 | 0% | 0% | 0% | 1 | 38% | 20.19% | 0% | 2 | 27% | 17.08% | 0% | 1 | 16% | 14.96% | 0% | 1 | 51% | 25.31% | 0% | 2 | 62% | 32.55% | 0% | 2 | 1% | 12.69% | 0% | 1
351 | Beatty | 0 | 0 | 0 | 0% | 0% | 1 | 0 | 0% | 0% | 1 | 0% | 0% | 0% | 1 | 0 | 2 | 0% | 0% | 0% | 1 | 0% | 0% | 0% | 1 | 0% | 0% | 0% | 1 | 0% | 0% | 0% | 1 | 0% | 0% | 0% | 1 | 0% | 0% | 0% | 1 | 0% | 0% | 0% | 1 |  | 0% | 0% | 1 | 0 | 0% | 0% | 1 | 0% | 0% | 0% | 1 | 0 | 2 | 0% | 0% | 0% | 1 | 0% | 0% | 0% | 1 | 0% | 0% | 0% | 1 | 0% | 0% | 0% | 1 | 0% | 0% | 0% | 1 | 0% | 0% | 0% | 1 | 0% | 0% | 0% | 1 |  | 0% | 0% | 1 | 0 | 0% | 0% | 1 | 0% | 0% | 0% | 1 | 0 | 2 | 0% | 0% | 0% | 1 | 0% | 0% | 0% | 1 | 0% | 0% | 0% | 1 | 0% | 0% | 0% | 1 | 0% | 0% | 0% | 1 | 0% | 0% | 0% | 1 | 0% | 0% | 0% | 1 |  | 0% | 0% | 1 | 0 | 0% | 0% | 1 | 0% | 0% | 0% | 1 | 0 | 2 | 0% | 0% | 0% | 1 | 0% | 0% | 0% | 1 | 0% | 0% | 0% | 1 | 0% | 0% | 0% | 1 | 0% | 0% | 0% | 1 | 0% | 0% | 0% | 1 | 0% | 0% | 0% | 1
352 | Mirage | 0 | 0 | 10 | 0% | 0% | 1 | 0.27 | 0% | 0% | 1 | 0% | 0% | 0% | 1 | 0 | 2 | 0% | 0% | 0% | 1 | 14% | 0% | 0% | 1 | 21% | 0% | 0% | 1 | 16% | 0% | 0% | 1 | 36% | 0% | 0% | 1 | 37% | 0% | 0% | 1 | 0% | 0% | 0% | 1 |  | 0% | 0% | 1 | 0.3 | 0% | 0% | 1 | 1% | 0% | 0% | 1 | 0 | 2 | 0% | 0% | 0% | 1 | 10% | 0% | 0% | 1 | 23% | 0% | 0% | 1 | 16% | 0% | 0% | 1 | 32% | 0% | 0% | 1 | 39% | 0% | 0% | 1 | 0% | 0% | 0% | 1 |  | 0% | 0% | 1 | 0.28 | 0% | 0% | 1 | 2% | 0% | 0% | 1 | 0 | 2 | 0% | 0% | 0% | 1 | 11% | 0% | 0% | 1 | 40% | 0% | 0% | 1 | 31% | 0% | 0% | 1 | 45% | 0% | 0% | 1 | 38% | 0% | 0% | 1 | 0% | 0% | 0% | 1 |  | 0% | 0% | 1 | 0.25 | 0% | 0% | 1 | 10% | 0% | 0% | 1 | 0 | 2 | 2% | 8% | 10% | 2 | 17% | 0% | 0% | 1 | 39% | 0% | 0% | 1 | 32% | 0% | 0% | 1 | 50% | 0% | 0% | 2 | 39% | 0% | 0% | 1 | 1% | 0% | 0% | 1
353 | Sutter Power | 0 | 0 | 0 | 0% | 0% | 1 | 0.12 | 0% | 0% | 1 | 60% | 0% | 0% | 2 | 0 | 2 | 0% | 0% | 0% | 1 | 0% | 0% | 0% | 1 | 10% | 0% | 0% | 1 | 56% | 0% | 0% | 2 | 56% | 0% | 0% | 2 | 0% | 0% | 0% | 1 | 3% | 0% | 0% | 1 |  | 0% | 0% | 1 | 0.12 | 0% | 0% | 1 | 65% | 0% | 0% | 2 | 0 | 2 | 0% | 0% | 0% | 1 | 22% | 0% | 0% | 1 | 7% | 0% | 0% | 1 | 51% | 0% | 0% | 2 | 60% | 0% | 0% | 2 | 1% | 0% | 0% | 1 | 4% | 0% | 0% | 1 |  | 0% | 0% | 1 | 0.11 | 0% | 0% | 1 | 64% | 0% | 0% | 2 | 0 | 2 | 6% | 0% | 6% | 1 | 38% | 0% | 0% | 1 | 9% | 0% | 0% | 1 | 47% | 0% | 0% | 1 | 66% | 0% | 0% | 2 | 3% | 0% | 0% | 1 | 6% | 0% | 0% | 1 |  | 0% | 0% | 1 | 0.1 | 0% | 0% | 1 | 59% | 0% | 0% | 2 | 0 | 2 | 9% | 0% | 9% | 1 | 43% | 0% | 0% | 1 | 9% | 0% | 0% | 1 | 45% | 0% | 0% | 1 | 68% | 0% | 0% | 2 | 4% | 0% | 0% | 1 | 7% | 0% | 0% | 1
354 | Manteca | 0 | 0 | 10 | 0% | 0% | 1 | 0.28 | 0% | 0% | 1 | 73% | 0% | 0% | 2 | 0 | 2 | 0% | 0% | 0% | 1 | 2% | 0% | 0% | 1 | 1% | 0% | 0% | 1 | 1% | 0% | 0% | 1 | 3% | 0% | 0% | 1 | 0% | 0% | 0% | 1 | 2% | 0% | 0% | 1 |  | 0% | 0% | 1 | 0.2 | 0% | 0% | 1 | 63% | 0% | 0% | 2 | 0 | 2 | 0% | 0% | 0% | 1 | 23% | 0% | 0% | 1 | 12% | 0% | 0% | 1 | 12% | 0% | 0% | 1 | 29% | 0% | 0% | 1 | 0% | 0% | 0% | 1 | 4% | 0% | 0% | 1 |  | 0% | 0% | 1 | 0.17 | 0% | 0% | 1 | 69% | 0% | 0% | 2 | 0 | 2 | 2% | 0% | 2% | 1 | 29% | 0% | 0% | 1 | 10% | 0% | 0% | 1 | 13% | 0% | 0% | 1 | 35% | 0% | 0% | 1 | 0% | 0% | 0% | 1 | 4% | 0% | 0% | 1 |  | 0% | 0% | 1 | 0.16 | 0% | 0% | 1 | 60% | 0% | 0% | 2 | 0 | 2 | 16% | 0% | 16% | 1 | 36% | 0% | 0% | 1 | 13% | 0% | 0% | 1 | 17% | 0% | 0% | 1 | 44% | 0% | 0% | 1 | 7% | 0% | 0% | 1 | 5% | 0% | 0% | 1
355 | El Patio | 0 | 0 | 10 | 0% | 0% | 1 | 0.94 | 0% | 0% | 1 | 0% | 0% | 0% | 1 | 0 | 2 | 0% | 0% | 0% | 1 | 100% | 0% | 0% | 5 | 0% | 0% | 0% | 1 | 0% | 0% | 0% | 1 | 100% | 0% | 0% | 5 | 0% | 0% | 0% | 1 | 0% | 0% | 0% | 1 |  | 0% | 0% | 1 | 0.21 | 0% | 0% | 1 | 2% | 0% | 0% | 1 | 0 | 2 | 25% | 0% | 25% | 2 | 81% | 0% | 0% | 3 | 0% | 0% | 0% | 1 | 71% | 0% | 0% | 3 | 85% | 0% | 0% | 3 | 20% | 0% | 0% | 1 | 3% | 0% | 0% | 1 |  | 0% | 0% | 1 | 0.18 | 0% | 0% | 1 | 1% | 0% | 0% | 1 | 0 | 2 | 44% | 0% | 44% | 2 | 58% | 0% | 0% | 2 | 15% | 0% | 0% | 1 | 58% | 0% | 0% | 2 | 81% | 0% | 0% | 3 | 35% | 0% | 0% | 1 | 4% | 0% | 0% | 1 |  | 0% | 0% | 1 | 0.18 | 0% | 0% | 1 | 1% | 0% | 0% | 1 | 0 | 2 | 51% | 3% | 54% | 3 | 67% | 0% | 0% | 2 | 26% | 0% | 0% | 1 | 57% | 0% | 0% | 2 | 86% | 0% | 0% | 3 | 47% | 0% | 0% | 1 | 4% | 0% | 0% | 1
356 | Pardee | 700 | 7000 | 10 | 344% | 66.47% | 5 | 0.65 | 582.4% | 104.4% | 5 | 1% | 3455% | 4473% | 5 | 0 | 2 | 67% | 1% | 68% | 3 | 0% | 73.86% | 0% | 3 | 14% | 85.86% | 0% | 4 | 48% | 142.3% | 45.37% | 5 | 49% | 143.1% | 45.7% | 5 | 32% | 108.6% | 18.06% | 5 | 8% | 79.94% | 0% | 4 |  | 55.47% | 0% | 3 | 0.26 | 28.77% | 0% | 2 | 2% | 0% | 0% | 1 | 0 | 2 | 51% | 38% | 89% | 5 | 42% | 18.27% | 0% | 1 | 2% | 10.81% | 0% | 1 | 13% | 12.21% | 0% | 1 | 53% | 22.3% | 0% | 2 | 45% | 19.1% | 0% | 1 | 10% | 11.68% | 0% | 1 |  | 41.1% | 0% | 2 | 0.21 | 14.06% | 0% | 1 | 3% | 0% | 0% | 1 | 0 | 2 | 46% | 41% | 87% | 5 | 53% | 12.4% | 0% | 2 | 3% | 5.991% | 0% | 1 | 9% | 6.38% | 0% | 1 | 59% | 14.27% | 0% | 2 | 44% | 10.49% | 0% | 1 | 12% | 6.587% | 0% | 1 |  | 23.21% | 0% | 2 | 0.2 | 11.01% | 0% | 1 | 4% | 0% | 0% | 1 | 0 | 2 | 43% | 40% | 83% | 5 | 49% | 7.463% | 0% | 1 | 5% | 3.984% | 0% | 1 | 11% | 4.235% | 0% | 1 | 58% | 9.032% | 0% | 2 | 43% | 6.678% | 0% | 1 | 10% | 4.23% | 0% | 1
357 | Los Coches | 0 | 0 | 10 | 0% | 0% | 1 | 0.26 | 0% | 0% | 1 | 1% | 0% | 0% | 1 | 0 | 2 | 37% | 62% | 99% | 5 | 74% | 0% | 0% | 3 | 47% | 0% | 0% | 1 | 52% | 0% | 0% | 2 | 100% | 0% | 0% | 5 | 18% | 0% | 0% | 1 | 3% | 0% | 0% | 1 |  | 0% | 0% | 1 | 0.2 | 0% | 0% | 1 | 0% | 0% | 0% | 1 | 0 | 2 | 19% | 81% | 100% | 5 | 59% | 0% | 0% | 2 | 41% | 0% | 0% | 1 | 69% | 0% | 0% | 2 | 89% | 0% | 0% | 3 | 37% | 0% | 0% | 1 | 3% | 0% | 0% | 1 |  | 0% | 0% | 1 | 0.21 | 0% | 0% | 1 | 0% | 0% | 0% | 1 | 0 | 2 | 23% | 76% | 99% | 5 | 42% | 0% | 0% | 1 | 35% | 0% | 0% | 1 | 57% | 0% | 0% | 2 | 73% | 0% | 0% | 3 | 42% | 0% | 0% | 1 | 3% | 0% | 0% | 1 |  | 0% | 0% | 1 | 0.21 | 0% | 0% | 1 | 0% | 0% | 0% | 1 | 0 | 2 | 17% | 80% | 97% | 5 | 37% | 0% | 0% | 1 | 35% | 0% | 0% | 1 | 54% | 0% | 0% | 2 | 72% | 0% | 0% | 3 | 47% | 0% | 0% | 1 | 4% | 0% | 0% | 1
358 | Serrano | 0 | 0 | 10 | 0% | 0% | 1 | 0.05 | 0% | 0% | 1 | 0% | 0% | 0% | 1 | 0 | 2 | 41% | 0% | 41% | 2 | 0% | 0% | 0% | 1 | 53% | 0% | 0% | 2 | 14% | 0% | 0% | 1 | 53% | 0% | 0% | 2 | 20% | 0% | 0% | 1 | 2% | 0% | 0% | 1 |  | 0% | 0% | 1 | 0.1 | 0% | 0% | 1 | 0% | 0% | 0% | 1 | 0 | 2 | 62% | 29% | 91% | 5 | 50% | 0% | 0% | 2 | 8% | 0% | 0% | 1 | 26% | 0% | 0% | 1 | 71% | 0% | 0% | 3 | 51% | 0% | 0% | 2 | 11% | 0% | 0% | 1 |  | 0% | 0% | 1 | 0.19 | 0% | 0% | 1 | 2% | 0% | 0% | 1 | 0 | 2 | 46% | 38% | 84% | 5 | 39% | 0% | 0% | 1 | 15% | 0% | 0% | 1 | 32% | 0% | 0% | 1 | 65% | 0% | 0% | 2 | 48% | 0% | 0% | 1 | 12% | 0% | 0% | 1 |  | 0% | 0% | 1 | 0.49 | 0% | 0% | 1 | 4% | 0% | 0% | 1 | 0 | 2 | 34% | 29% | 63% | 4 | 31% | 0% | 0% | 1 | 19% | 0% | 0% | 1 | 43% | 0% | 0% | 1 | 68% | 0% | 0% | 2 | 36% | 0% | 0% | 1 | 10% | 0% | 0% | 1
359 | Miller | 0 | 0 | 10 | 0% | 0% | 1 | 0.07 | 0% | 0% | 1 | 47% | 0% | 0% | 1 | 0 | 2 | 56% | 0% | 56% | 3 | 30% | 0% | 0% | 1 | 36% | 0% | 0% | 1 | 42% | 0% | 0% | 1 | 70% | 0% | 0% | 3 | 27% | 0% | 0% | 1 | 1% | 0% | 0% | 1 |  | 0% | 0% | 1 | 0.08 | 0% | 0% | 1 | 36% | 0% | 0% | 1 | 0 | 2 | 52% | 0% | 52% | 3 | 34% | 0% | 0% | 1 | 12% | 0% | 0% | 1 | 20% | 0% | 0% | 1 | 49% | 0% | 0% | 1 | 38% | 0% | 0% | 1 | 2% | 0% | 0% | 1 |  | 0% | 0% | 1 | 0.09 | 0% | 0% | 1 | 31% | 0% | 0% | 1 | 0 | 2 | 44% | 8% | 52% | 3 | 40% | 0% | 0% | 1 | 9% | 0% | 0% | 1 | 15% | 0% | 0% | 1 | 50% | 0% | 0% | 2 | 40% | 0% | 0% | 1 | 6% | 0% | 0% | 1 |  | 0% | 0% | 1 | 0.09 | 0% | 0% | 1 | 29% | 0% | 0% | 1 | 0 | 2 | 37% | 12% | 49% | 3 | 47% | 0% | 0% | 1 | 11% | 0% | 0% | 1 | 18% | 0% | 0% | 1 | 54% | 0% | 0% | 2 | 38% | 0% | 0% | 1 | 6% | 0% | 0% | 1
360 | Carberry | 0 | 0 | 10 | 0% | 0% | 1 | 0.05 | 0% | 0% | 1 | 0% | 0% | 0% | 1 | 0 | 2 | 70% | 0% | 70% | 3 | 47% | 0% | 0% | 1 | 0% | 0% | 0% | 1 | 0% | 0% | 0% | 1 | 47% | 0% | 0% | 1 | 20% | 0% | 0% | 1 | 8% | 0% | 0% | 1 |  | 0% | 0% | 1 | 0.05 | 0% | 0% | 1 | 0% | 0% | 0% | 1 | 0 | 2 | 62% | 1% | 63% | 3 | 50% | 0% | 0% | 2 | 5% | 0% | 0% | 1 | 5% | 0% | 0% | 1 | 52% | 0% | 0% | 2 | 23% | 0% | 0% | 1 | 8% | 0% | 0% | 1 |  | 0% | 0% | 1 | 0.05 | 0% | 0% | 1 | 0% | 0% | 0% | 1 | 0 | 2 | 55% | 7% | 62% | 3 | 46% | 0% | 0% | 1 | 16% | 0% | 0% | 1 | 17% | 0% | 0% | 1 | 54% | 0% | 0% | 2 | 26% | 0% | 0% | 1 | 7% | 0% | 0% | 1 |  | 0% | 0% | 1 | 0.05 | 0% | 0% | 1 | 0% | 0% | 0% | 1 | 0 | 2 | 51% | 10% | 61% | 3 | 42% | 0% | 0% | 1 | 19% | 0% | 0% | 1 | 20% | 0% | 0% | 1 | 54% | 0% | 0% | 2 | 37% | 0% | 0% | 1 | 6% | 0% | 0% | 1
361 | Wahtoke | 0 | 0 | 10 | 0% | 0% | 1 | 0.23 | 0% | 0% | 1 | 73% | 0% | 0% | 2 | 0 | 2 | 0% | 0% | 0% | 1 | 0% | 0% | 0% | 1 | 0% | 0% | 0% | 1 | 0% | 0% | 0% | 1 | 0% | 0% | 0% | 1 | 0% | 0% | 0% | 1 | 4% | 0% | 0% | 1 |  | 0% | 0% | 1 | 0.21 | 0% | 0% | 1 | 56% | 0% | 0% | 2 | 0 | 2 | 5% | 0% | 5% | 1 | 12% | 0% | 0% | 1 | 17% | 0% | 0% | 1 | 22% | 0% | 0% | 1 | 24% | 0% | 0% | 1 | 3% | 0% | 0% | 1 | 4% | 0% | 0% | 1 |  | 0% | 0% | 1 | 0.19 | 0% | 0% | 1 | 45% | 0% | 0% | 1 | 0 | 2 | 11% | 0% | 11% | 1 | 24% | 0% | 0% | 1 | 18% | 0% | 0% | 1 | 25% | 0% | 0% | 1 | 37% | 0% | 0% | 1 | 13% | 0% | 0% | 1 | 4% | 0% | 0% | 1 |  | 0% | 0% | 1 | 0.18 | 0% | 0% | 1 | 40% | 0% | 0% | 1 | 0 | 2 | 20% | 0% | 20% | 2 | 28% | 0% | 0% | 1 | 19% | 0% | 0% | 1 | 25% | 0% | 0% | 1 | 42% | 0% | 0% | 1 | 18% | 0% | 0% | 1 | 4% | 0% | 0% | 1
362 | Dos Amigos | 0 | 0 | 10 | 0% | 0% | 1 | 0.06 | 0% | 0% | 1 | 23% | 0% | 0% | 1 | 0 | 2 | 53% | 0% | 53% | 3 | 61% | 0% | 0% | 2 | 0% | 0% | 0% | 1 | 8% | 0% | 0% | 1 | 61% | 0% | 0% | 2 | 28% | 0% | 0% | 1 | 7% | 0% | 0% | 1 |  | 0% | 0% | 1 | 0.06 | 0% | 0% | 1 | 24% | 0% | 0% | 1 | 0 | 2 | 51% | 0% | 51% | 3 | 57% | 0% | 0% | 2 | 10% | 0% | 0% | 1 | 22% | 0% | 0% | 1 | 59% | 0% | 0% | 2 | 32% | 0% | 0% | 1 | 5% | 0% | 0% | 1 |  | 0% | 0% | 1 | 0.07 | 0% | 0% | 1 | 29% | 0% | 0% | 1 | 0 | 2 | 40% | 2% | 42% | 2 | 48% | 0% | 0% | 1 | 11% | 0% | 0% | 1 | 22% | 0% | 0% | 1 | 51% | 0% | 0% | 2 | 29% | 0% | 0% | 1 | 4% | 0% | 0% | 1 |  | 0% | 0% | 1 | 0.07 | 0% | 0% | 1 | 30% | 0% | 0% | 1 | 0 | 2 | 35% | 3% | 38% | 2 | 48% | 0% | 0% | 1 | 11% | 0% | 0% | 1 | 19% | 0% | 0% | 1 | 51% | 0% | 0% | 2 | 28% | 0% | 0% | 1 | 5% | 0% | 0% | 1
363 | Guernsey | 0 | 0 | 10 | 0% | 0% | 1 | 0.09 | 0% | 0% | 1 | 20% | 0% | 0% | 1 | 0 | 2 | 0% | 0% | 0% | 1 | 0% | 0% | 0% | 1 | 0% | 0% | 0% | 1 | 8% | 0% | 0% | 1 | 8% | 0% | 0% | 1 | 0% | 0% | 0% | 1 | 3% | 0% | 0% | 1 |  | 0% | 0% | 1 | 0.11 | 0% | 0% | 1 | 25% | 0% | 0% | 1 | 0 | 2 | 0% | 0% | 0% | 1 | 2% | 0% | 0% | 1 | 0% | 0% | 0% | 1 | 10% | 0% | 0% | 1 | 12% | 0% | 0% | 1 | 0% | 0% | 0% | 1 | 4% | 0% | 0% | 1 |  | 0% | 0% | 1 | 0.11 | 0% | 0% | 1 | 36% | 0% | 0% | 1 | 0 | 2 | 0% | 0% | 0% | 1 | 9% | 0% | 0% | 1 | 3% | 0% | 0% | 1 | 8% | 0% | 0% | 1 | 17% | 0% | 0% | 1 | 0% | 0% | 0% | 1 | 3% | 0% | 0% | 1 |  | 0% | 0% | 1 | 0.1 | 0% | 0% | 1 | 38% | 0% | 0% | 1 | 0 | 2 | 1% | 0% | 1% | 1 | 12% | 0% | 0% | 1 | 4% | 0% | 0% | 1 | 8% | 0% | 0% | 1 | 18% | 0% | 0% | 1 | 0% | 0% | 0% | 1 | 3% | 0% | 0% | 1
364 | Santa Clara | 0 | 0 | 10 | 0% | 0% | 1 | 0.08 | 0% | 0% | 1 | 20% | 0% | 0% | 1 | 0 | 2 | 0% | 0% | 0% | 1 | 5% | 0% | 0% | 1 | 9% | 0% | 0% | 1 | 9% | 0% | 0% | 1 | 14% | 0% | 0% | 1 | 50% | 0% | 0% | 2 | 5% | 0% | 0% | 1 |  | 0% | 0% | 1 | 0.15 | 0% | 0% | 1 | 23% | 0% | 0% | 1 | 0 | 2 | 0% | 0% | 0% | 1 | 26% | 0% | 0% | 1 | 7% | 0% | 0% | 1 | 12% | 0% | 0% | 1 | 37% | 0% | 0% | 1 | 35% | 0% | 0% | 1 | 6% | 0% | 0% | 1 |  | 0% | 0% | 1 | 0.13 | 0% | 0% | 1 | 26% | 0% | 0% | 1 | 0 | 2 | 0% | 0% | 0% | 1 | 28% | 0% | 0% | 1 | 7% | 0% | 0% | 1 | 14% | 0% | 0% | 1 | 39% | 0% | 0% | 1 | 26% | 0% | 0% | 1 | 7% | 0% | 0% | 1 |  | 0% | 0% | 1 | 0.13 | 0% | 0% | 1 | 24% | 0% | 0% | 1 | 0 | 2 | 4% | 1% | 5% | 2 | 31% | 0% | 0% | 1 | 8% | 0% | 0% | 1 | 14% | 0% | 0% | 1 | 41% | 0% | 0% | 1 | 27% | 0% | 0% | 1 | 8% | 0% | 0% | 1
365 | Glenn | 0 | 0 | 10 | 0% | 0% | 1 | 0.17 | 0% | 0% | 1 | 67% | 0% | 0% | 2 | 0 | 2 | 9% | 0% | 9% | 1 | 46% | 0% | 0% | 1 | 0% | 0% | 0% | 1 | 0% | 0% | 0% | 1 | 46% | 0% | 0% | 1 | 0% | 0% | 0% | 1 | 13% | 0% | 0% | 1 |  | 0% | 0% | 1 | 0.11 | 0% | 0% | 1 | 58% | 0% | 0% | 2 | 0 | 2 | 19% | 0% | 19% | 1 | 51% | 0% | 0% | 2 | 1% | 0% | 0% | 1 | 1% | 0% | 0% | 1 | 52% | 0% | 0% | 2 | 3% | 0% | 0% | 1 | 15% | 0% | 0% | 1 |  | 0% | 0% | 1 | 0.1 | 0% | 0% | 1 | 48% | 0% | 0% | 1 | 0 | 2 | 31% | 0% | 31% | 2 | 51% | 0% | 0% | 2 | 3% | 0% | 0% | 1 | 6% | 0% | 0% | 1 | 55% | 0% | 0% | 2 | 11% | 0% | 0% | 1 | 16% | 0% | 0% | 1 |  | 0% | 0% | 1 | 0.09 | 0% | 0% | 1 | 38% | 0% | 0% | 1 | 0 | 2 | 43% | 0% | 43% | 2 | 46% | 0% | 0% | 1 | 5% | 0% | 0% | 1 | 8% | 0% | 0% | 1 | 52% | 0% | 0% | 2 | 25% | 0% | 0% | 1 | 14% | 0% | 0% | 1
366 | Kerchoff 1 | 0 | 0 | 10 | 0% | 0% | 1 | 0.11 | 0% | 0% | 1 | 0% | 0% | 0% | 1 | 0 | 2 | 77% | 22% | 99% | 5 | 41% | 0% | 0% | 1 | 20% | 0% | 0% | 1 | 30% | 0% | 0% | 1 | 57% | 0% | 0% | 2 | 45% | 0% | 0% | 1 | 4% | 0% | 0% | 1 |  | 0% | 0% | 1 | 0.13 | 0% | 0% | 1 | 0% | 0% | 0% | 1 | 0 | 2 | 71% | 15% | 86% | 5 | 55% | 0% | 0% | 2 | 34% | 0% | 0% | 1 | 33% | 0% | 0% | 1 | 81% | 0% | 0% | 3 | 48% | 0% | 0% | 1 | 3% | 0% | 0% | 1 |  | 0% | 0% | 1 | 0.18 | 0% | 0% | 1 | 0% | 0% | 0% | 1 | 0 | 2 | 75% | 7% | 82% | 5 | 65% | 0% | 0% | 2 | 36% | 0% | 0% | 1 | 30% | 0% | 0% | 1 | 87% | 0% | 0% | 3 | 51% | 0% | 0% | 2 | 8% | 0% | 0% | 1 |  | 0% | 0% | 1 | 0.19 | 0% | 0% | 1 | 1% | 0% | 0% | 1 | 0 | 2 | 72% | 7% | 79% | 5 | 60% | 0% | 0% | 2 | 42% | 0% | 0% | 1 | 34% | 0% | 0% | 1 | 86% | 0% | 0% | 3 | 54% | 0% | 0% | 2 | 12% | 0% | 0% | 1
367 | Brunswick | 0 | 0 | 10 | 0% | 0% | 1 | 0.56 | 0% | 0% | 1 | 1% | 0% | 0% | 1 | 0 | 2 | 91% | 9% | 100% | 5 | 58% | 0% | 0% | 2 | 28% | 0% | 0% | 1 | 58% | 0% | 0% | 2 | 89% | 0% | 0% | 3 | 1% | 0% | 0% | 1 | 3% | 0% | 0% | 1 |  | 0% | 0% | 1 | 0.32 | 0% | 0% | 1 | 1% | 0% | 0% | 1 | 0 | 2 | 68% | 30% | 98% | 5 | 74% | 0% | 0% | 3 | 17% | 0% | 0% | 1 | 25% | 0% | 0% | 1 | 84% | 0% | 0% | 3 | 7% | 0% | 0% | 1 | 3% | 0% | 0% | 1 |  | 0% | 0% | 1 | 0.26 | 0% | 0% | 1 | 1% | 0% | 0% | 1 | 0 | 2 | 63% | 36% | 99% | 5 | 71% | 0% | 0% | 3 | 13% | 0% | 0% | 1 | 16% | 0% | 0% | 1 | 79% | 0% | 0% | 3 | 17% | 0% | 0% | 1 | 3% | 0% | 0% | 1 |  | 0% | 0% | 1 | 0.23 | 0% | 0% | 1 | 0% | 0% | 0% | 1 | 0 | 2 | 59% | 37% | 96% | 5 | 65% | 0% | 0% | 2 | 10% | 0% | 0% | 1 | 16% | 0% | 0% | 1 | 73% | 0% | 0% | 3 | 20% | 0% | 0% | 1 | 3% | 0% | 0% | 1
368 | Tejon | 0 | 0 | 10 | 0% | 0% | 1 | 0.08 | 0% | 0% | 1 | 63% | 0% | 0% | 2 | 0 | 2 | 20% | 0% | 20% | 2 | 33% | 0% | 0% | 1 | 23% | 0% | 0% | 1 | 27% | 0% | 0% | 1 | 38% | 0% | 0% | 1 | 4% | 0% | 0% | 1 | 0% | 0% | 0% | 1 |  | 0% | 0% | 1 | 0.07 | 0% | 0% | 1 | 63% | 0% | 0% | 2 | 0 | 2 | 21% | 0% | 21% | 2 | 31% | 0% | 0% | 1 | 28% | 0% | 0% | 1 | 34% | 0% | 0% | 1 | 47% | 0% | 0% | 1 | 5% | 0% | 0% | 1 | 1% | 0% | 0% | 1 |  | 0% | 0% | 1 | 0.07 | 0% | 0% | 1 | 56% | 0% | 0% | 2 | 0 | 2 | 22% | 2% | 24% | 2 | 29% | 0% | 0% | 1 | 28% | 0% | 0% | 1 | 40% | 0% | 0% | 1 | 51% | 0% | 0% | 2 | 10% | 0% | 0% | 1 | 2% | 0% | 0% | 1 |  | 0% | 0% | 1 | 0.09 | 0% | 0% | 1 | 52% | 0% | 0% | 2 | 0 | 2 | 23% | 3% | 26% | 2 | 29% | 0% | 0% | 1 | 24% | 0% | 0% | 1 | 36% | 0% | 0% | 1 | 51% | 0% | 0% | 2 | 13% | 0% | 0% | 1 | 2% | 0% | 0% | 1
369 | Bakersfield | 0 | 0 | 10 | 0% | 0% | 1 | 0.13 | 0% | 0% | 1 | 7% | 0% | 0% | 1 | 0 | 2 | 0% | 0% | 0% | 1 | 79% | 0% | 0% | 3 | 7% | 0% | 0% | 1 | 30% | 0% | 0% | 1 | 79% | 0% | 0% | 3 | 0% | 0% | 0% | 1 | 1% | 0% | 0% | 1 |  | 0% | 0% | 1 | 0.21 | 0% | 0% | 1 | 32% | 0% | 0% | 1 | 0 | 2 | 22% | 0% | 22% | 2 | 44% | 0% | 0% | 1 | 10% | 0% | 0% | 1 | 21% | 0% | 0% | 1 | 50% | 0% | 0% | 2 | 5% | 0% | 0% | 1 | 1% | 0% | 0% | 1 |  | 0% | 0% | 1 | 0.13 | 0% | 0% | 1 | 41% | 0% | 0% | 1 | 0 | 2 | 28% | 0% | 28% | 2 | 39% | 0% | 0% | 1 | 14% | 0% | 0% | 1 | 28% | 0% | 0% | 1 | 50% | 0% | 0% | 2 | 14% | 0% | 0% | 1 | 4% | 0% | 0% | 1 |  | 0% | 0% | 1 | 0.09 | 0% | 0% | 1 | 44% | 0% | 0% | 1 | 0 | 2 | 29% | 0% | 29% | 2 | 40% | 0% | 0% | 1 | 22% | 0% | 0% | 1 | 35% | 0% | 0% | 1 | 55% | 0% | 0% | 2 | 17% | 0% | 0% | 1 | 4% | 0% | 0% | 1
370 | Drum | 0 | 0 | 10 | 0% | 0% | 1 | 0.11 | 0% | 0% | 1 | 0% | 0% | 0% | 1 | 0 | 2 | 6% | 94% | 100% | 5 | 9% | 0% | 0% | 1 | 9% | 0% | 0% | 1 | 0% | 0% | 0% | 1 | 19% | 0% | 0% | 1 | 14% | 0% | 0% | 1 | 1% | 0% | 0% | 1 |  | 0% | 0% | 1 | 0.1 | 0% | 0% | 1 | 0% | 0% | 0% | 1 | 0 | 2 | 24% | 75% | 99% | 5 | 20% | 0% | 0% | 1 | 14% | 0% | 0% | 1 | 7% | 0% | 0% | 1 | 35% | 0% | 0% | 1 | 21% | 0% | 0% | 1 | 1% | 0% | 0% | 1 |  | 0% | 0% | 1 | 0.12 | 0% | 0% | 1 | 0% | 0% | 0% | 1 | 0 | 2 | 38% | 58% | 96% | 5 | 28% | 0% | 0% | 1 | 16% | 0% | 0% | 1 | 18% | 0% | 0% | 1 | 48% | 0% | 0% | 1 | 22% | 0% | 0% | 1 | 3% | 0% | 0% | 1 |  | 0% | 0% | 1 | 0.15 | 0% | 0% | 1 | 0% | 0% | 0% | 1 | 0 | 2 | 37% | 49% | 86% | 5 | 28% | 0% | 0% | 1 | 13% | 0% | 0% | 1 | 19% | 0% | 0% | 1 | 47% | 0% | 0% | 1 | 25% | 0% | 0% | 1 | 3% | 0% | 0% | 1
371 | El Nido (SCE) | 0 | 0 | 10 | 0% | 0% | 1 | 0.26 | 0% | 0% | 1 | 0% | 0% | 0% | 1 | 0 | 2 | 0% | 0% | 0% | 1 | 0% | 0% | 0% | 1 | 0% | 0% | 0% | 1 | 31% | 0% | 0% | 1 | 31% | 0% | 0% | 1 | 0% | 0% | 0% | 1 | 0% | 0% | 0% | 1 |  | 0% | 0% | 1 | 0.26 | 0% | 0% | 1 | 0% | 0% | 0% | 1 | 0 | 2 | 0% | 0% | 0% | 1 | 4% | 0% | 0% | 1 | 39% | 0% | 0% | 1 | 67% | 0% | 0% | 2 | 71% | 0% | 0% | 3 | 0% | 0% | 0% | 1 | 0% | 0% | 0% | 1 |  | 0% | 0% | 1 | 0.22 | 0% | 0% | 1 | 0% | 0% | 0% | 1 | 0 | 2 | 1% | 0% | 1% | 1 | 0% | 0% | 0% | 1 | 2% | 0% | 0% | 1 | 55% | 0% | 0% | 2 | 56% | 0% | 0% | 2 | 0% | 0% | 0% | 1 | 0% | 0% | 0% | 1 |  | 0% | 0% | 1 | 0.27 | 0% | 0% | 1 | 0% | 0% | 0% | 1 | 0 | 2 | 3% | 26% | 29% | 4 | 9% | 0% | 0% | 1 | 12% | 0% | 0% | 1 | 48% | 0% | 0% | 1 | 54% | 0% | 0% | 2 | 3% | 0% | 0% | 1 | 6% | 0% | 0% | 1
372 | Monserate | 0 | 0 | 10 | 0% | 0% | 1 | 0.67 | 0% | 0% | 1 | 12% | 0% | 0% | 1 | 0 | 2 | 12% | 0% | 12% | 1 | 76% | 0% | 0% | 3 | 73% | 0% | 0% | 3 | 80% | 0% | 0% | 3 | 85% | 0% | 0% | 3 | 0% | 0% | 0% | 1 | 5% | 0% | 0% | 1 |  | 0% | 0% | 1 | 0.39 | 0% | 0% | 1 | 5% | 0% | 0% | 1 | 0 | 2 | 45% | 24% | 69% | 4 | 70% | 0% | 0% | 3 | 15% | 0% | 0% | 1 | 36% | 0% | 0% | 1 | 76% | 0% | 0% | 3 | 7% | 0% | 0% | 1 | 7% | 0% | 0% | 1 |  | 0% | 0% | 1 | 0.37 | 0% | 0% | 1 | 4% | 0% | 0% | 1 | 0 | 2 | 48% | 32% | 80% | 5 | 60% | 0% | 0% | 2 | 20% | 0% | 0% | 1 | 41% | 0% | 0% | 1 | 70% | 0% | 0% | 3 | 11% | 0% | 0% | 1 | 7% | 0% | 0% | 1 |  | 0% | 0% | 1 | 0.37 | 0% | 0% | 1 | 4% | 0% | 0% | 1 | 0 | 2 | 40% | 41% | 81% | 5 | 54% | 0% | 0% | 2 | 28% | 0% | 0% | 1 | 40% | 0% | 0% | 1 | 68% | 0% | 0% | 2 | 17% | 0% | 0% | 1 | 7% | 0% | 0% | 1
373 | Richmond R | 0 | 0 | 10 | 0% | 0% | 1 | 0.48 | 0% | 0% | 1 | 0% | 0% | 0% | 1 | 0 | 2 | 0% | 0% | 0% | 1 | 0% | 0% | 0% | 1 | 75% | 0% | 0% | 3 | 75% | 0% | 0% | 3 | 75% | 0% | 0% | 3 | 0% | 0% | 0% | 1 | 17% | 0% | 0% | 1 |  | 0% | 0% | 1 | 0.38 | 0% | 0% | 1 | 0% | 0% | 0% | 1 | 0 | 2 | 30% | 0% | 30% | 2 | 19% | 0% | 0% | 1 | 61% | 0% | 0% | 2 | 68% | 0% | 0% | 2 | 68% | 0% | 0% | 2 | 13% | 0% | 0% | 1 | 6% | 0% | 0% | 1 |  | 0% | 0% | 1 | 0.54 | 0% | 0% | 1 | 0% | 0% | 0% | 1 | 0 | 2 | 30% | 0% | 30% | 2 | 13% | 0% | 0% | 1 | 44% | 0% | 0% | 1 | 70% | 0% | 0% | 3 | 70% | 0% | 0% | 3 | 8% | 0% | 0% | 1 | 7% | 0% | 0% | 1 |  | 0% | 0% | 1 | 0.5 | 0% | 0% | 1 | 1% | 0% | 0% | 1 | 0 | 2 | 31% | 0% | 31% | 2 | 33% | 0% | 0% | 1 | 35% | 0% | 0% | 1 | 54% | 0% | 0% | 2 | 72% | 0% | 0% | 3 | 15% | 0% | 0% | 1 | 9% | 0% | 0% | 1
374 | Storey | 0 | 0 | 10 | 0% | 0% | 1 | 0.18 | 0% | 0% | 1 | 29% | 0% | 0% | 1 | 0 | 2 | 76% | 0% | 76% | 5 | 41% | 0% | 0% | 1 | 58% | 0% | 0% | 2 | 76% | 0% | 0% | 3 | 84% | 0% | 0% | 3 | 0% | 0% | 0% | 1 | 14% | 0% | 0% | 1 |  | 0% | 0% | 1 | 0.13 | 0% | 0% | 1 | 38% | 0% | 0% | 1 | 0 | 2 | 47% | 0% | 47% | 2 | 32% | 0% | 0% | 1 | 39% | 0% | 0% | 1 | 45% | 0% | 0% | 1 | 59% | 0% | 0% | 2 | 12% | 0% | 0% | 1 | 18% | 0% | 0% | 1 |  | 0% | 0% | 1 | 0.14 | 0% | 0% | 1 | 31% | 0% | 0% | 1 | 0 | 2 | 48% | 0% | 48% | 2 | 39% | 0% | 0% | 1 | 34% | 0% | 0% | 1 | 37% | 0% | 0% | 1 | 60% | 0% | 0% | 2 | 21% | 0% | 0% | 1 | 20% | 0% | 0% | 1 |  | 0% | 0% | 1 | 0.13 | 0% | 0% | 1 | 27% | 0% | 0% | 1 | 0 | 2 | 44% | 0% | 44% | 2 | 47% | 0% | 0% | 1 | 34% | 0% | 0% | 1 | 33% | 0% | 0% | 1 | 64% | 0% | 0% | 2 | 23% | 0% | 0% | 1 | 17% | 0% | 0% | 1
375 | Alpine | 0 | 0 | 10 | 0% | 0% | 1 | 0.21 | 0% | 0% | 1 | 0% | 0% | 0% | 1 | 0 | 2 | 29% | 71% | 100% | 5 | 22% | 0% | 0% | 1 | 55% | 0% | 0% | 2 | 65% | 0% | 0% | 2 | 68% | 0% | 0% | 2 | 34% | 0% | 0% | 1 | 4% | 0% | 0% | 1 |  | 0% | 0% | 1 | 0.17 | 0% | 0% | 1 | 0% | 0% | 0% | 1 | 0 | 2 | 15% | 84% | 99% | 5 | 34% | 0% | 0% | 1 | 25% | 0% | 0% | 1 | 59% | 0% | 0% | 2 | 70% | 0% | 0% | 3 | 51% | 0% | 0% | 2 | 3% | 0% | 0% | 1 |  | 0% | 0% | 1 | 0.13 | 0% | 0% | 1 | 0% | 0% | 0% | 1 | 0 | 2 | 13% | 87% | 100% | 5 | 30% | 0% | 0% | 1 | 32% | 0% | 0% | 1 | 58% | 0% | 0% | 2 | 70% | 0% | 0% | 3 | 52% | 0% | 0% | 2 | 3% | 0% | 0% | 1 |  | 0% | 0% | 1 | 0.16 | 0% | 0% | 1 | 0% | 0% | 0% | 1 | 0 | 2 | 13% | 85% | 98% | 5 | 34% | 0% | 0% | 1 | 38% | 0% | 0% | 1 | 59% | 0% | 0% | 2 | 76% | 0% | 0% | 3 | 47% | 0% | 0% | 1 | 5% | 0% | 0% | 1
376 | Sobrante | 0 | 0 | 10 | 0% | 0% | 1 | 0.08 | 0% | 0% | 1 | 0% | 0% | 0% | 1 | 0 | 2 | 82% | 0% | 82% | 5 | 50% | 0% | 0% | 2 | 92% | 0% | 0% | 4 | 100% | 0% | 0% | 5 | 100% | 0% | 0% | 5 | 21% | 0% | 0% | 1 | 2% | 0% | 0% | 1 |  | 0% | 0% | 1 | 0.28 | 0% | 0% | 1 | 0% | 0% | 0% | 1 | 0 | 2 | 57% | 0% | 57% | 3 | 32% | 0% | 0% | 1 | 57% | 0% | 0% | 2 | 77% | 0% | 0% | 3 | 78% | 0% | 0% | 3 | 20% | 0% | 0% | 1 | 3% | 0% | 0% | 1 |  | 0% | 0% | 1 | 0.55 | 0% | 0% | 1 | 0% | 0% | 0% | 1 | 0 | 2 | 41% | 0% | 41% | 2 | 30% | 0% | 0% | 1 | 41% | 0% | 0% | 1 | 65% | 0% | 0% | 2 | 77% | 0% | 0% | 3 | 17% | 0% | 0% | 1 | 8% | 0% | 0% | 1 |  | 0% | 0% | 1 | 0.5 | 0% | 0% | 1 | 0% | 0% | 0% | 1 | 0 | 2 | 46% | 0% | 46% | 2 | 37% | 0% | 0% | 1 | 42% | 0% | 0% | 1 | 59% | 0% | 0% | 2 | 78% | 0% | 0% | 3 | 21% | 0% | 0% | 1 | 13% | 0% | 0% | 1
377 | San Marcos | 0 | 0 | 10 | 0% | 0% | 1 | 0.4 | 0% | 0% | 1 | 2% | 0% | 0% | 1 | 0 | 2 | 20% | 0% | 20% | 2 | 29% | 0% | 0% | 1 | 2% | 0% | 0% | 1 | 1% | 0% | 0% | 1 | 29% | 0% | 0% | 1 | 9% | 0% | 0% | 1 | 10% | 0% | 0% | 1 |  | 0% | 0% | 1 | 0.44 | 0% | 0% | 1 | 2% | 0% | 0% | 1 | 0 | 2 | 30% | 4% | 34% | 2 | 62% | 0% | 0% | 2 | 16% | 0% | 0% | 1 | 36% | 0% | 0% | 1 | 76% | 0% | 0% | 3 | 9% | 0% | 0% | 1 | 6% | 0% | 0% | 1 |  | 0% | 0% | 1 | 0.37 | 0% | 0% | 1 | 5% | 0% | 0% | 1 | 0 | 2 | 50% | 18% | 68% | 3 | 41% | 0% | 0% | 1 | 20% | 0% | 0% | 1 | 33% | 0% | 0% | 1 | 52% | 0% | 0% | 2 | 9% | 0% | 0% | 1 | 7% | 0% | 0% | 1 |  | 0% | 0% | 1 | 0.33 | 0% | 0% | 1 | 4% | 0% | 0% | 1 | 0 | 2 | 42% | 39% | 81% | 5 | 49% | 0% | 0% | 1 | 21% | 0% | 0% | 1 | 29% | 0% | 0% | 1 | 59% | 0% | 0% | 2 | 25% | 0% | 0% | 1 | 7% | 0% | 0% | 1
378 | Fink | 0 | 0 | 10 | 0% | 0% | 1 | 0.07 | 0% | 0% | 1 | 43% | 0% | 0% | 1 | 0 | 2 | 62% | 0% | 62% | 3 | 31% | 0% | 0% | 1 | 12% | 0% | 0% | 1 | 21% | 0% | 0% | 1 | 50% | 0% | 0% | 2 | 39% | 0% | 0% | 1 | 2% | 0% | 0% | 1 |  | 0% | 0% | 1 | 0.1 | 0% | 0% | 1 | 40% | 0% | 0% | 1 | 0 | 2 | 47% | 4% | 51% | 3 | 48% | 0% | 0% | 1 | 13% | 0% | 0% | 1 | 21% | 0% | 0% | 1 | 59% | 0% | 0% | 2 | 37% | 0% | 0% | 1 | 3% | 0% | 0% | 1 |  | 0% | 0% | 1 | 0.11 | 0% | 0% | 1 | 41% | 0% | 0% | 1 | 0 | 2 | 35% | 8% | 43% | 2 | 45% | 0% | 0% | 1 | 9% | 0% | 0% | 1 | 16% | 0% | 0% | 1 | 52% | 0% | 0% | 2 | 35% | 0% | 0% | 1 | 3% | 0% | 0% | 1 |  | 0% | 0% | 1 | 0.11 | 0% | 0% | 1 | 41% | 0% | 0% | 1 | 0 | 2 | 29% | 13% | 42% | 3 | 45% | 0% | 0% | 1 | 12% | 0% | 0% | 1 | 18% | 0% | 0% | 1 | 53% | 0% | 0% | 2 | 33% | 0% | 0% | 1 | 4% | 0% | 0% | 1
379 | La Cienega | 0 | 0 | 10 | 0% | 0% | 1 | 0.37 | 0% | 0% | 1 | 0% | 0% | 0% | 1 | 0 | 2 | 0% | 0% | 0% | 1 | 0% | 0% | 0% | 1 | 100% | 0% | 0% | 5 | 100% | 0% | 0% | 5 | 100% | 0% | 0% | 5 | 0% | 0% | 0% | 1 | 0% | 0% | 0% | 1 |  | 0% | 0% | 1 | 0.13 | 0% | 0% | 1 | 0% | 0% | 0% | 1 | 0 | 2 | 10% | 63% | 73% | 5 | 0% | 0% | 0% | 1 | 21% | 0% | 0% | 1 | 21% | 0% | 0% | 1 | 21% | 0% | 0% | 1 | 3% | 0% | 0% | 1 | 12% | 0% | 0% | 1 |  | 0% | 0% | 1 | 0.24 | 0% | 0% | 1 | 0% | 0% | 0% | 1 | 0 | 2 | 7% | 73% | 80% | 5 | 19% | 0% | 0% | 1 | 18% | 0% | 0% | 1 | 21% | 0% | 0% | 1 | 38% | 0% | 0% | 1 | 9% | 0% | 0% | 1 | 16% | 0% | 0% | 1 |  | 0% | 0% | 1 | 0.22 | 0% | 0% | 1 | 0% | 0% | 0% | 1 | 0 | 2 | 19% | 41% | 60% | 5 | 13% | 0% | 0% | 1 | 28% | 0% | 0% | 1 | 48% | 0% | 0% | 1 | 55% | 0% | 0% | 2 | 10% | 0% | 0% | 1 | 9% | 0% | 0% | 1
380 | Pittsburg | 0 | 0 | 10 | 0% | 0% | 1 | 0.07 | 0% | 0% | 1 | 0% | 0% | 0% | 1 | 0 | 2 | 34% | 0% | 34% | 2 | 53% | 0% | 0% | 2 | 67% | 0% | 0% | 2 | 43% | 0% | 0% | 1 | 70% | 0% | 0% | 3 | 9% | 0% | 0% | 1 | 58% | 0% | 0% | 2 |  | 0% | 0% | 1 | 0.06 | 0% | 0% | 1 | 0% | 0% | 0% | 1 | 0 | 2 | 63% | 0% | 63% | 3 | 24% | 0% | 0% | 1 | 47% | 0% | 0% | 1 | 39% | 0% | 0% | 1 | 56% | 0% | 0% | 2 | 6% | 0% | 0% | 1 | 24% | 0% | 0% | 1 |  | 0% | 0% | 1 | 0.15 | 0% | 0% | 1 | 4% | 0% | 0% | 1 | 0 | 2 | 60% | 0% | 60% | 3 | 18% | 0% | 0% | 1 | 47% | 0% | 0% | 1 | 44% | 0% | 0% | 1 | 57% | 0% | 0% | 2 | 10% | 0% | 0% | 1 | 21% | 0% | 0% | 1 |  | 0% | 0% | 1 | 0.18 | 0% | 0% | 1 | 20% | 0% | 0% | 1 | 0 | 2 | 47% | 0% | 47% | 2 | 21% | 0% | 0% | 1 | 39% | 0% | 0% | 1 | 43% | 0% | 0% | 1 | 57% | 0% | 0% | 2 | 10% | 0% | 0% | 1 | 17% | 0% | 0% | 1
381 | Morro Bay | 1710 | 17100 | 10 | 50294% | 221.4% | 5 | 0.32 | 2836% | 267.7% | 5 | 2% | 5625% | 12350% | 5 | 0 | 2 | 88% | 0% | 88% | 5 | 7% | 237.8% | 1801% | 5 | 25% | 296.4% | 574% | 5 | 44% | 391.8% | 377.1% | 5 | 51% | 448% | 338.3% | 5 | 46% | 408.5% | 363.2% | 5 | 8% | 239.1% | 1686% | 5 |  | 2771% | 34.34% | 5 | 0.1 | 134.1% | 13.17% | 3 | 2% | 1995% | 12350% | 5 | 0 | 2 | 92% | 4% | 96% | 5 | 55% | 79.03% | 0% | 4 | 27% | 48.24% | 0% | 2 | 43% | 61.29% | 0% | 3 | 78% | 160.6% | 17% | 5 | 65% | 100.6% | 0.3195% | 4 | 8% | 38.36% | 0% | 2 |  | 148.1% | 5.171% | 4 | 0.1 | 65.74% | 0% | 2 | 2% | 1995% | 12350% | 5 | 0 | 2 | 85% | 3% | 88% | 5 | 45% | 26.05% | 0% | 2 | 29% | 20.33% | 0% | 2 | 43% | 25.34% | 0% | 2 | 69% | 46.56% | 0% | 2 | 55% | 32.21% | 0% | 2 | 8% | 15.55% | 0% | 1 |  | 38.19% | 0% | 2 | 0.11 | 47.03% | 0% | 2 | 3% | 1995% | 12350% | 5 | 0 | 2 | 73% | 7% | 80% | 5 | 35% | 10.89% | 0% | 1 | 23% | 9.133% | 0% | 1 | 41% | 12.03% | 0% | 1 | 61% | 17.99% | 0% | 2 | 48% | 13.55% | 0% | 1 | 6% | 7.508% | 0% | 1
382 | Contra Costa | 0 | 0 | 10 | 0% | 0% | 1 | 0.07 | 0% | 0% | 1 | 3% | 0% | 0% | 1 | 0 | 2 | 35% | 0% | 35% | 2 | 2% | 0% | 0% | 1 | 58% | 0% | 0% | 2 | 58% | 0% | 0% | 2 | 58% | 0% | 0% | 2 | 0% | 0% | 0% | 1 | 32% | 0% | 0% | 1 |  | 0% | 0% | 1 | 0.09 | 0% | 0% | 1 | 10% | 0% | 0% | 1 | 0 | 2 | 54% | 0% | 54% | 3 | 21% | 0% | 0% | 1 | 50% | 0% | 0% | 2 | 47% | 0% | 0% | 1 | 53% | 0% | 0% | 2 | 11% | 0% | 0% | 1 | 15% | 0% | 0% | 1 |  | 0% | 0% | 1 | 0.08 | 0% | 0% | 1 | 24% | 0% | 0% | 1 | 0 | 2 | 40% | 1% | 41% | 2 | 22% | 0% | 0% | 1 | 40% | 0% | 0% | 1 | 39% | 0% | 0% | 1 | 52% | 0% | 0% | 2 | 5% | 0% | 0% | 1 | 15% | 0% | 0% | 1 |  | 0% | 0% | 1 | 0.09 | 0% | 0% | 1 | 35% | 0% | 0% | 1 | 0 | 2 | 36% | 0% | 36% | 2 | 25% | 0% | 0% | 1 | 33% | 0% | 0% | 1 | 35% | 0% | 0% | 1 | 50% | 0% | 0% | 2 | 6% | 0% | 0% | 1 | 14% | 0% | 0% | 1
383 | New Sub - Gates - Templeton (Proposed) | 600 | 6000 | 10 | 62.81% | 0% | 3 | 0.06 | 29.13% | 0% | 2 | 12% | 58.56% | 0% | 3 | 0 | 2 | 32% | 0% | 32% | 2 | 59% | 36.22% | 0% | 2 | 0% | 14.73% | 0% | 1 | 3% | 15.23% | 0% | 1 | 60% | 37.24% | 0% | 2 | 34% | 22.26% | 0% | 2 | 0% | 14.8% | 0% | 1 |  | 29.84% | 0% | 2 | 0.06 | 11.85% | 0% | 1 | 25% | 29.33% | 0% | 2 | 0 | 2 | 33% | 0% | 33% | 2 | 55% | 9.769% | 0% | 2 | 5% | 4.608% | 0% | 1 | 19% | 5.421% | 0% | 1 | 65% | 12.39% | 0% | 2 | 31% | 6.327% | 0% | 1 | 1% | 4.402% | 0% | 1 |  | 17.42% | 0% | 1 | 0.07 | 6.115% | 0% | 1 | 31% | 29.33% | 0% | 2 | 0 | 2 | 28% | 5% | 33% | 2 | 45% | 3.537% | 0% | 1 | 6% | 2.082% | 0% | 1 | 26% | 2.638% | 0% | 1 | 59% | 4.694% | 0% | 2 | 29% | 2.761% | 0% | 1 | 1% | 1.962% | 0% | 1 |  | 6.621% | 0% | 1 | 0.06 | 3.081% | 0% | 1 | 29% | 29.33% | 0% | 2 | 0 | 2 | 29% | 8% | 37% | 2 | 40% | 1.85% | 0% | 1 | 5% | 1.166% | 0% | 1 | 22% | 1.411% | 0% | 1 | 52% | 2.292% | 0% | 2 | 29% | 1.569% | 0% | 1 | 1% | 1.117% | 0% | 1
384 | Hinson | 0 | 0 | 10 | 0% | 0% | 1 | 0.16 | 0% | 0% | 1 | 0% | 0% | 0% | 1 | 0 | 2 | 0% | 0% | 0% | 1 | 0% | 0% | 0% | 1 | 0% | 0% | 0% | 1 | 45% | 0% | 0% | 1 | 45% | 0% | 0% | 1 | 0% | 0% | 0% | 1 | 0% | 0% | 0% | 1 |  | 0% | 0% | 1 | 0.36 | 0% | 0% | 1 | 0% | 0% | 0% | 1 | 0 | 2 | 0% | 0% | 0% | 1 | 0% | 0% | 0% | 1 | 4% | 0% | 0% | 1 | 59% | 0% | 0% | 2 | 59% | 0% | 0% | 2 | 0% | 0% | 0% | 1 | 0% | 0% | 0% | 1 |  | 0% | 0% | 1 | 0.3 | 0% | 0% | 1 | 0% | 0% | 0% | 1 | 0 | 2 | 0% | 0% | 0% | 1 | 0% | 0% | 0% | 1 | 10% | 0% | 0% | 1 | 62% | 0% | 0% | 2 | 62% | 0% | 0% | 2 | 0% | 0% | 0% | 1 | 1% | 0% | 0% | 1 |  | 0% | 0% | 1 | 0.57 | 0% | 0% | 1 | 0% | 0% | 0% | 1 | 0 | 2 | 0% | 0% | 0% | 1 | 0% | 0% | 0% | 1 | 17% | 0% | 0% | 1 | 75% | 0% | 0% | 3 | 75% | 0% | 0% | 3 | 0% | 0% | 0% | 1 | 3% | 0% | 0% | 1
385 | Chicarita | 0 | 0 | 10 | 0% | 0% | 1 | 0.37 | 0% | 0% | 1 | 0% | 0% | 0% | 1 | 0 | 2 | 30% | 0% | 30% | 2 | 20% | 0% | 0% | 1 | 44% | 0% | 0% | 1 | 44% | 0% | 0% | 1 | 64% | 0% | 0% | 2 | 0% | 0% | 0% | 1 | 7% | 0% | 0% | 1 |  | 0% | 0% | 1 | 0.26 | 0% | 0% | 1 | 0% | 0% | 0% | 1 | 0 | 2 | 46% | 37% | 83% | 5 | 57% | 0% | 0% | 2 | 55% | 0% | 0% | 2 | 53% | 0% | 0% | 2 | 87% | 0% | 0% | 3 | 12% | 0% | 0% | 1 | 5% | 0% | 0% | 1 |  | 0% | 0% | 1 | 0.2 | 0% | 0% | 1 | 1% | 0% | 0% | 1 | 0 | 2 | 35% | 54% | 89% | 5 | 66% | 0% | 0% | 2 | 57% | 0% | 0% | 2 | 63% | 0% | 0% | 2 | 91% | 0% | 0% | 4 | 19% | 0% | 0% | 1 | 4% | 0% | 0% | 1 |  | 0% | 0% | 1 | 0.24 | 0% | 0% | 1 | 1% | 0% | 0% | 1 | 0 | 2 | 26% | 63% | 89% | 5 | 51% | 0% | 0% | 2 | 25% | 0% | 0% | 1 | 37% | 0% | 0% | 1 | 66% | 0% | 0% | 2 | 34% | 0% | 0% | 1 | 6% | 0% | 0% | 1
386 | Mendocino | 0 | 0 | 10 | 0% | 0% | 1 | 0.13 | 0% | 0% | 1 | 6% | 0% | 0% | 1 | 0 | 2 | 61% | 6% | 67% | 3 | 12% | 0% | 0% | 1 | 31% | 0% | 0% | 1 | 31% | 0% | 0% | 1 | 37% | 0% | 0% | 1 | 38% | 0% | 0% | 1 | 1% | 0% | 0% | 1 |  | 0% | 0% | 1 | 0.12 | 0% | 0% | 1 | 8% | 0% | 0% | 1 | 0 | 2 | 54% | 4% | 58% | 3 | 37% | 0% | 0% | 1 | 30% | 0% | 0% | 1 | 41% | 0% | 0% | 1 | 64% | 0% | 0% | 2 | 47% | 0% | 0% | 1 | 2% | 0% | 0% | 1 |  | 0% | 0% | 1 | 0.1 | 0% | 0% | 1 | 5% | 0% | 0% | 1 | 0 | 2 | 46% | 5% | 51% | 3 | 37% | 0% | 0% | 1 | 26% | 0% | 0% | 1 | 41% | 0% | 0% | 1 | 67% | 0% | 0% | 2 | 45% | 0% | 0% | 1 | 2% | 0% | 0% | 1 |  | 0% | 0% | 1 | 0.1 | 0% | 0% | 1 | 4% | 0% | 0% | 1 | 0 | 2 | 44% | 8% | 52% | 3 | 35% | 0% | 0% | 1 | 27% | 0% | 0% | 1 | 46% | 0% | 0% | 1 | 69% | 0% | 0% | 2 | 40% | 0% | 0% | 1 | 2% | 0% | 0% | 1
387 | Delevan | 0 | 0 | 10 | 0% | 0% | 1 | 0.06 | 0% | 0% | 1 | 27% | 0% | 0% | 1 | 0 | 2 | 51% | 0% | 51% | 3 | 42% | 0% | 0% | 1 | 8% | 0% | 0% | 1 | 32% | 0% | 0% | 1 | 71% | 0% | 0% | 3 | 43% | 0% | 0% | 1 | 2% | 0% | 0% | 1 |  | 0% | 0% | 1 | 0.06 | 0% | 0% | 1 | 25% | 0% | 0% | 1 | 0 | 2 | 37% | 13% | 50% | 3 | 32% | 0% | 0% | 1 | 11% | 0% | 0% | 1 | 33% | 0% | 0% | 1 | 60% | 0% | 0% | 2 | 46% | 0% | 0% | 1 | 3% | 0% | 0% | 1 |  | 0% | 0% | 1 | 0.07 | 0% | 0% | 1 | 26% | 0% | 0% | 1 | 0 | 2 | 24% | 22% | 46% | 4 | 29% | 0% | 0% | 1 | 13% | 0% | 0% | 1 | 33% | 0% | 0% | 1 | 54% | 0% | 0% | 2 | 40% | 0% | 0% | 1 | 3% | 0% | 0% | 1 |  | 0% | 0% | 1 | 0.07 | 0% | 0% | 1 | 29% | 0% | 0% | 1 | 0 | 2 | 23% | 23% | 46% | 4 | 30% | 0% | 0% | 1 | 13% | 0% | 0% | 1 | 31% | 0% | 0% | 1 | 54% | 0% | 0% | 2 | 37% | 0% | 0% | 1 | 4% | 0% | 0% | 1
388 | Pastoria | 105 | 1050 | 10 | 428.6% | 3.319% | 4 | 0.05 | 10.75% | 0% | 1 | 23% | 57.57% | 0% | 3 | 0 | 2 | 69% | 0% | 69% | 3 | 88% | 36.65% | 0% | 3 | 44% | 7.68% | 0% | 1 | 42% | 7.358% | 0% | 1 | 89% | 39.36% | 0% | 3 | 28% | 5.969% | 0% | 1 | 2% | 4.388% | 0% | 1 |  | 68.49% | 0% | 3 | 0.07 | 5.125% | 0% | 1 | 35% | 25.29% | 0% | 2 | 0 | 2 | 50% | 6% | 56% | 3 | 62% | 3.499% | 0% | 2 | 45% | 2.403% | 0% | 1 | 46% | 2.461% | 0% | 1 | 69% | 4.288% | 0% | 2 | 25% | 1.777% | 0% | 1 | 2% | 1.347% | 0% | 1 |  | 29.78% | 0% | 2 | 0.07 | 2.267% | 0% | 1 | 36% | 25.29% | 0% | 2 | 0 | 2 | 47% | 6% | 53% | 3 | 51% | 1.185% | 0% | 2 | 43% | 1.006% | 0% | 1 | 48% | 1.11% | 0% | 1 | 69% | 1.88% | 0% | 2 | 28% | 0.8019% | 0% | 1 | 2% | 0.5845% | 0% | 1 |  | 3.875% | 0% | 1 | 0.11 | 1.152% | 0% | 1 | 32% | 25.29% | 0% | 2 | 0 | 2 | 35% | 11% | 46% | 3 | 44% | 0.5321% | 0% | 1 | 34% | 0.4505% | 0% | 1 | 38% | 0.4787% | 0% | 1 | 67% | 0.8885% | 0% | 2 | 27% | 0.4104% | 0% | 1 | 2% | 0.3042% | 0% | 1
389 | Tortilla | 0 | 0 | 10 | 0% | 0% | 1 | 0.29 | 0% | 0% | 1 | 0% | 0% | 0% | 1 | 0 | 2 | 0% | 0% | 0% | 1 | 78% | 0% | 0% | 3 | 90% | 0% | 0% | 4 | 13% | 0% | 0% | 1 | 100% | 0% | 0% | 5 | 23% | 0% | 0% | 1 | 3% | 0% | 0% | 1 |  | 0% | 0% | 1 | 0.24 | 0% | 0% | 1 | 0% | 0% | 0% | 1 | 0 | 2 | 0% | 0% | 0% | 1 | 69% | 0% | 0% | 2 | 60% | 0% | 0% | 2 | 33% | 0% | 0% | 1 | 87% | 0% | 0% | 3 | 47% | 0% | 0% | 1 | 3% | 0% | 0% | 1 |  | 0% | 0% | 1 | 0.25 | 0% | 0% | 1 | 0% | 0% | 0% | 1 | 0 | 2 | 0% | 0% | 0% | 1 | 62% | 0% | 0% | 2 | 52% | 0% | 0% | 2 | 20% | 0% | 0% | 1 | 81% | 0% | 0% | 3 | 49% | 0% | 0% | 1 | 3% | 0% | 0% | 1 |  | 0% | 0% | 1 | 0.25 | 0% | 0% | 1 | 0% | 0% | 0% | 1 | 0 | 2 | 0% | 0% | 0% | 1 | 59% | 0% | 0% | 2 | 42% | 0% | 0% | 1 | 18% | 0% | 0% | 1 | 75% | 0% | 0% | 3 | 45% | 0% | 0% | 1 | 4% | 0% | 0% | 1
390 | Cooley Landing | 100 | 1000 | 10 | 3333% | 208.6% | 5 | 0.11 | 534.8% | 620.6% | 5 | 0% | 0% | 0% | 1 | 0 | 2 | 0% | 0% | 0% | 1 | 0% | 202% | 999.9% | 5 | 0% | 202% | 999.9% | 5 | 50% | 404.9% | 303.6% | 5 | 50% | 404.9% | 303.6% | 5 | 0% | 202% | 999.9% | 5 | 68% | 636.9% | 249.4% | 5 |  | 649.4% | 15.75% | 5 | 0.81 | 192.3% | 33.15% | 5 | 0% | 3233% | 0% | 4 | 0 | 2 | 0% | 0% | 0% | 1 | 35% | 27.8% | 0% | 2 | 73% | 65.96% | 0% | 3 | 85% | 123.8% | 4.07% | 4 | 89% | 161.3% | 7.746% | 4 | 9% | 19.83% | 0% | 1 | 20% | 22.54% | 0% | 2 |  | 66.67% | 0% | 3 | 0.27 | 94.97% | 0% | 3 | 0% | 3233% | 0% | 4 | 0 | 2 | 26% | 0% | 26% | 2 | 66% | 9.309% | 0% | 2 | 57% | 7.437% | 0% | 2 | 72% | 11.58% | 0% | 3 | 90% | 31.77% | 0% | 4 | 46% | 5.925% | 0% | 1 | 10% | 3.532% | 0% | 1 |  | 12.56% | 0% | 1 | 0.29 | 7.272% | 0% | 1 | 0% | 3233% | 0% | 4 | 0 | 2 | 37% | 0% | 37% | 2 | 52% | 2.179% | 0% | 2 | 44% | 1.858% | 0% | 1 | 64% | 2.893% | 0% | 2 | 80% | 5.135% | 0% | 3 | 47% | 1.978% | 0% | 1 | 9% | 1.154% | 0% | 1
391 | Cielo Azul | 0 | 0 | 0 | 0% | 0% | 1 | 0 | 0% | 0% | 1 | 0% | 0% | 0% | 1 | 0 | 2 | 0% | 0% | 0% | 1 | 0% | 0% | 0% | 1 | 0% | 0% | 0% | 1 | 0% | 0% | 0% | 1 | 0% | 0% | 0% | 1 | 0% | 0% | 0% | 1 | 0% | 0% | 0% | 1 |  | 0% | 0% | 1 | 0 | 0% | 0% | 1 | 0% | 0% | 0% | 1 | 0 | 2 | 0% | 0% | 0% | 1 | 0% | 0% | 0% | 1 | 0% | 0% | 0% | 1 | 0% | 0% | 0% | 1 | 0% | 0% | 0% | 1 | 0% | 0% | 0% | 1 | 0% | 0% | 0% | 1 |  | 0% | 0% | 1 | 0 | 0% | 0% | 1 | 0% | 0% | 0% | 1 | 0 | 2 | 0% | 0% | 0% | 1 | 0% | 0% | 0% | 1 | 0% | 0% | 0% | 1 | 0% | 0% | 0% | 1 | 0% | 0% | 0% | 1 | 0% | 0% | 0% | 1 | 0% | 0% | 0% | 1 |  | 0% | 0% | 1 | 0 | 0% | 0% | 1 | 0% | 0% | 0% | 1 | 0 | 2 | 0% | 0% | 0% | 1 | 0% | 0% | 0% | 1 | 0% | 0% | 0% | 1 | 0% | 0% | 0% | 1 | 0% | 0% | 0% | 1 | 0% | 0% | 0% | 1 | 0% | 0% | 0% | 1
392 | Sycamore | 0 | 0 | 0 | 0% | 0% | 1 | 0.12 | 0% | 0% | 1 | 0% | 0% | 0% | 1 | 0 | 2 | 32% | 0% | 32% | 2 | 85% | 0% | 0% | 3 | 15% | 0% | 0% | 1 | 18% | 0% | 0% | 1 | 85% | 0% | 0% | 3 | 8% | 0% | 0% | 1 | 1% | 0% | 0% | 1 |  | 0% | 0% | 1 | 0.13 | 0% | 0% | 1 | 14% | 0% | 0% | 1 | 0 | 2 | 50% | 0% | 50% | 3 | 60% | 0% | 0% | 2 | 12% | 0% | 0% | 1 | 19% | 0% | 0% | 1 | 60% | 0% | 0% | 2 | 19% | 0% | 0% | 1 | 2% | 0% | 0% | 1 |  | 0% | 0% | 1 | 0.12 | 0% | 0% | 1 | 33% | 0% | 0% | 1 | 0 | 2 | 44% | 0% | 44% | 2 | 54% | 0% | 0% | 2 | 16% | 0% | 0% | 1 | 29% | 0% | 0% | 1 | 58% | 0% | 0% | 2 | 24% | 0% | 0% | 1 | 2% | 0% | 0% | 1 |  | 0% | 0% | 1 | 0.1 | 0% | 0% | 1 | 39% | 0% | 0% | 1 | 0 | 2 | 38% | 1% | 39% | 2 | 46% | 0% | 0% | 1 | 18% | 0% | 0% | 1 | 31% | 0% | 0% | 1 | 55% | 0% | 0% | 2 | 25% | 0% | 0% | 1 | 3% | 0% | 0% | 1
393 | Valley Switch | 0 | 0 | 10 | 0% | 0% | 1 | 0 | 0% | 0% | 1 | 0% | 0% | 0% | 1 | 0 | 2 | 0% | 0% | 0% | 1 | 0% | 0% | 0% | 1 | 0% | 0% | 0% | 1 | 0% | 0% | 0% | 1 | 0% | 0% | 0% | 1 | 0% | 0% | 0% | 1 | 0% | 0% | 0% | 1 |  | 0% | 0% | 1 | 0.01 | 0% | 0% | 1 | 0% | 0% | 0% | 1 | 0 | 2 | 0% | 0% | 0% | 1 | 0% | 0% | 0% | 1 | 0% | 0% | 0% | 1 | 0% | 0% | 0% | 1 | 0% | 0% | 0% | 1 | 3% | 0% | 0% | 1 | 0% | 0% | 0% | 1 |  | 0% | 0% | 1 | 0.01 | 0% | 0% | 1 | 0% | 0% | 0% | 1 | 0 | 2 | 0% | 0% | 0% | 1 | 0% | 0% | 0% | 1 | 0% | 0% | 0% | 1 | 0% | 0% | 0% | 1 | 0% | 0% | 0% | 1 | 2% | 0% | 0% | 1 | 0% | 0% | 0% | 1 |  | 0% | 0% | 1 | 0.01 | 0% | 0% | 1 | 0% | 0% | 0% | 1 | 0 | 2 | 0% | 0% | 0% | 1 | 0% | 0% | 0% | 1 | 0% | 0% | 0% | 1 | 0% | 0% | 0% | 1 | 0% | 0% | 0% | 1 | 1% | 0% | 0% | 1 | 0% | 0% | 0% | 1
394 | Hartley | 0 | 0 | 10 | 0% | 0% | 1 | 0.15 | 0% | 0% | 1 | 7% | 0% | 0% | 1 | 0 | 2 | 57% | 39% | 96% | 5 | 40% | 0% | 0% | 1 | 0% | 0% | 0% | 1 | 30% | 0% | 0% | 1 | 56% | 0% | 0% | 2 | 14% | 0% | 0% | 1 | 2% | 0% | 0% | 1 |  | 0% | 0% | 1 | 0.13 | 0% | 0% | 1 | 11% | 0% | 0% | 1 | 0 | 2 | 45% | 45% | 90% | 5 | 49% | 0% | 0% | 1 | 13% | 0% | 0% | 1 | 33% | 0% | 0% | 1 | 63% | 0% | 0% | 2 | 16% | 0% | 0% | 1 | 2% | 0% | 0% | 1 |  | 0% | 0% | 1 | 0.1 | 0% | 0% | 1 | 9% | 0% | 0% | 1 | 0 | 2 | 38% | 46% | 84% | 5 | 57% | 0% | 0% | 2 | 26% | 0% | 0% | 1 | 39% | 0% | 0% | 1 | 72% | 0% | 0% | 3 | 31% | 0% | 0% | 1 | 2% | 0% | 0% | 1 |  | 0% | 0% | 1 | 0.1 | 0% | 0% | 1 | 6% | 0% | 0% | 1 | 0 | 2 | 45% | 37% | 82% | 5 | 53% | 0% | 0% | 2 | 29% | 0% | 0% | 1 | 40% | 0% | 0% | 1 | 73% | 0% | 0% | 3 | 37% | 0% | 0% | 1 | 2% | 0% | 0% | 1
395 | Copus | 0 | 0 | 10 | 0% | 0% | 1 | 0.07 | 0% | 0% | 1 | 52% | 0% | 0% | 2 | 0 | 2 | 12% | 0% | 12% | 1 | 23% | 0% | 0% | 1 | 13% | 0% | 0% | 1 | 28% | 0% | 0% | 1 | 41% | 0% | 0% | 1 | 2% | 0% | 0% | 1 | 1% | 0% | 0% | 1 |  | 0% | 0% | 1 | 0.06 | 0% | 0% | 1 | 43% | 0% | 0% | 1 | 0 | 2 | 9% | 0% | 9% | 1 | 20% | 0% | 0% | 1 | 33% | 0% | 0% | 1 | 46% | 0% | 0% | 1 | 57% | 0% | 0% | 2 | 5% | 0% | 0% | 1 | 1% | 0% | 0% | 1 |  | 0% | 0% | 1 | 0.06 | 0% | 0% | 1 | 42% | 0% | 0% | 1 | 0 | 2 | 7% | 0% | 7% | 1 | 20% | 0% | 0% | 1 | 38% | 0% | 0% | 1 | 55% | 0% | 0% | 2 | 63% | 0% | 0% | 2 | 6% | 0% | 0% | 1 | 2% | 0% | 0% | 1 |  | 0% | 0% | 1 | 0.08 | 0% | 0% | 1 | 42% | 0% | 0% | 1 | 0 | 2 | 11% | 0% | 11% | 1 | 23% | 0% | 0% | 1 | 32% | 0% | 0% | 1 | 54% | 0% | 0% | 2 | 60% | 0% | 0% | 2 | 8% | 0% | 0% | 1 | 5% | 0% | 0% | 1
396 | Bay Boulevard | 0 | 0 | 10 | 0% | 0% | 1 | 0.11 | 0% | 0% | 1 | 0% | 0% | 0% | 1 | 0 | 2 | 0% | 0% | 0% | 1 | 6% | 0% | 0% | 1 | 61% | 0% | 0% | 2 | 72% | 0% | 0% | 3 | 72% | 0% | 0% | 3 | 0% | 0% | 0% | 1 | 9% | 0% | 0% | 1 |  | 0% | 0% | 1 | 0.23 | 0% | 0% | 1 | 0% | 0% | 0% | 1 | 0 | 2 | 25% | 0% | 25% | 2 | 1% | 0% | 0% | 1 | 55% | 0% | 0% | 2 | 92% | 0% | 0% | 4 | 92% | 0% | 0% | 4 | 9% | 0% | 0% | 1 | 7% | 0% | 0% | 1 |  | 0% | 0% | 1 | 0.21 | 0% | 0% | 1 | 0% | 0% | 0% | 1 | 0 | 2 | 38% | 0% | 38% | 2 | 5% | 0% | 0% | 1 | 62% | 0% | 0% | 2 | 89% | 0% | 0% | 3 | 91% | 0% | 0% | 4 | 22% | 0% | 0% | 1 | 6% | 0% | 0% | 1 |  | 0% | 0% | 1 | 0.21 | 0% | 0% | 1 | 0% | 0% | 0% | 1 | 0 | 2 | 39% | 30% | 69% | 5 | 25% | 0% | 0% | 1 | 66% | 0% | 0% | 2 | 88% | 0% | 0% | 3 | 92% | 0% | 0% | 4 | 27% | 0% | 0% | 1 | 5% | 0% | 0% | 1
397 | Mission | 0 | 0 | 10 | 0% | 0% | 1 | 0.06 | 0% | 0% | 1 | 0% | 0% | 0% | 1 | 0 | 2 | 0% | 0% | 0% | 1 | 8% | 0% | 0% | 1 | 10% | 0% | 0% | 1 | 84% | 0% | 0% | 3 | 84% | 0% | 0% | 3 | 0% | 0% | 0% | 1 | 0% | 0% | 0% | 1 |  | 0% | 0% | 1 | 0.24 | 0% | 0% | 1 | 0% | 0% | 0% | 1 | 0 | 2 | 13% | 0% | 13% | 1 | 14% | 0% | 0% | 1 | 26% | 0% | 0% | 1 | 68% | 0% | 0% | 2 | 82% | 0% | 0% | 3 | 1% | 0% | 0% | 1 | 2% | 0% | 0% | 1 |  | 0% | 0% | 1 | 0.21 | 0% | 0% | 1 | 0% | 0% | 0% | 1 | 0 | 2 | 20% | 16% | 36% | 3 | 32% | 0% | 0% | 1 | 41% | 0% | 0% | 1 | 64% | 0% | 0% | 2 | 86% | 0% | 0% | 3 | 11% | 0% | 0% | 1 | 2% | 0% | 0% | 1 |  | 0% | 0% | 1 | 0.22 | 0% | 0% | 1 | 0% | 0% | 0% | 1 | 0 | 2 | 37% | 42% | 79% | 5 | 45% | 0% | 0% | 1 | 57% | 0% | 0% | 2 | 75% | 0% | 0% | 3 | 93% | 0% | 0% | 4 | 19% | 0% | 0% | 1 | 4% | 0% | 0% | 1
398 | Eight Mile | 1100 | 11000 | 10 | 510.4% | 29.15% | 5 | 0.15 | 307.3% | 35.34% | 5 | 66% | 184.5% | 23.32% | 4 | 0 | 2 | 0% | 0% | 0% | 1 | 0% | 33.85% | 0% | 2 | 38% | 54.81% | 0% | 3 | 47% | 64.05% | 0% | 3 | 47% | 64.05% | 0% | 3 | 0% | 33.85% | 0% | 2 | 5% | 35.53% | 0% | 2 |  | 206.5% | 4.787% | 4 | 0.13 | 53.57% | 0% | 2 | 73% | 85.5% | 0% | 3 | 0 | 2 | 0% | 0% | 0% | 1 | 13% | 10.21% | 0% | 1 | 23% | 11.6% | 0% | 1 | 26% | 12.01% | 0% | 1 | 32% | 12.98% | 0% | 1 | 0% | 8.882% | 0% | 1 | 6% | 9.478% | 0% | 1 |  | 35.9% | 0% | 2 | 0.14 | 20.08% | 0% | 2 | 66% | 85.5% | 0% | 3 | 0 | 2 | 0% | 0% | 0% | 1 | 10% | 4.136% | 0% | 1 | 15% | 4.346% | 0% | 1 | 19% | 4.605% | 0% | 1 | 27% | 5.046% | 0% | 1 | 0% | 3.709% | 0% | 1 | 7% | 3.998% | 0% | 1 |  | 17.1% | 0% | 1 | 0.14 | 13.92% | 0% | 1 | 57% | 85.5% | 0% | 3 | 0 | 2 | 2% | 0% | 2% | 1 | 12% | 2.333% | 0% | 1 | 14% | 2.388% | 0% | 1 | 23% | 2.65% | 0% | 1 | 31% | 2.983% | 0% | 1 | 1% | 2.079% | 0% | 1 | 9% | 2.254% | 0% | 1
399 | Valley Center | 0 | 0 | 10 | 0% | 0% | 1 | 0.52 | 0% | 0% | 1 | 5% | 0% | 0% | 1 | 0 | 2 | 70% | 23% | 93% | 5 | 25% | 0% | 0% | 1 | 5% | 0% | 0% | 1 | 7% | 0% | 0% | 1 | 27% | 0% | 0% | 1 | 6% | 0% | 0% | 1 | 8% | 0% | 0% | 1 |  | 0% | 0% | 1 | 0.31 | 0% | 0% | 1 | 4% | 0% | 0% | 1 | 0 | 2 | 41% | 45% | 86% | 5 | 44% | 0% | 0% | 1 | 6% | 0% | 0% | 1 | 16% | 0% | 0% | 1 | 50% | 0% | 0% | 2 | 32% | 0% | 0% | 1 | 8% | 0% | 0% | 1 |  | 0% | 0% | 1 | 0.3 | 0% | 0% | 1 | 4% | 0% | 0% | 1 | 0 | 2 | 34% | 52% | 86% | 5 | 55% | 0% | 0% | 2 | 15% | 0% | 0% | 1 | 32% | 0% | 0% | 1 | 62% | 0% | 0% | 2 | 36% | 0% | 0% | 1 | 8% | 0% | 0% | 1 |  | 0% | 0% | 1 | 0.26 | 0% | 0% | 1 | 3% | 0% | 0% | 1 | 0 | 2 | 29% | 61% | 90% | 5 | 67% | 0% | 0% | 2 | 24% | 0% | 0% | 1 | 38% | 0% | 0% | 1 | 73% | 0% | 0% | 3 | 37% | 0% | 0% | 1 | 8% | 0% | 0% | 1
400 | Wilson | 0 | 0 | 10 | 0% | 0% | 1 | 0.16 | 0% | 0% | 1 | 58% | 0% | 0% | 2 | 0 | 2 | 11% | 0% | 11% | 1 | 11% | 0% | 0% | 1 | 21% | 0% | 0% | 1 | 23% | 0% | 0% | 1 | 33% | 0% | 0% | 1 | 1% | 0% | 0% | 1 | 8% | 0% | 0% | 1 |  | 0% | 0% | 1 | 0.1 | 0% | 0% | 1 | 27% | 0% | 0% | 1 | 0 | 2 | 25% | 0% | 25% | 2 | 55% | 0% | 0% | 2 | 50% | 0% | 0% | 2 | 53% | 0% | 0% | 2 | 79% | 0% | 0% | 3 | 17% | 0% | 0% | 1 | 21% | 0% | 0% | 1 |  | 0% | 0% | 1 | 0.08 | 0% | 0% | 1 | 28% | 0% | 0% | 1 | 0 | 2 | 29% | 0% | 29% | 2 | 50% | 0% | 0% | 2 | 44% | 0% | 0% | 1 | 51% | 0% | 0% | 2 | 70% | 0% | 0% | 3 | 22% | 0% | 0% | 1 | 18% | 0% | 0% | 1 |  | 0% | 0% | 1 | 0.08 | 0% | 0% | 1 | 30% | 0% | 0% | 1 | 0 | 2 | 32% | 0% | 32% | 2 | 52% | 0% | 0% | 2 | 33% | 0% | 0% | 1 | 38% | 0% | 0% | 1 | 66% | 0% | 0% | 2 | 22% | 0% | 0% | 1 | 14% | 0% | 0% | 1
401 | Donnells-Curtis | 0 | 0 | 0 | 0% | 0% | 1 | 0.05 | 0% | 0% | 1 | 0% | 0% | 0% | 1 | 0 | 2 | 17% | 81% | 98% | 5 | 0% | 0% | 0% | 1 | 12% | 0% | 0% | 1 | 12% | 0% | 0% | 1 | 12% | 0% | 0% | 1 | 53% | 0% | 0% | 2 | 1% | 0% | 0% | 1 |  | 0% | 0% | 1 | 0.04 | 0% | 0% | 1 | 0% | 0% | 0% | 1 | 0 | 2 | 19% | 70% | 89% | 5 | 2% | 0% | 0% | 1 | 5% | 0% | 0% | 1 | 16% | 0% | 0% | 1 | 19% | 0% | 0% | 1 | 41% | 0% | 0% | 1 | 2% | 0% | 0% | 1 |  | 0% | 0% | 1 | 0.06 | 0% | 0% | 1 | 0% | 0% | 0% | 1 | 0 | 2 | 21% | 59% | 80% | 5 | 9% | 0% | 0% | 1 | 7% | 0% | 0% | 1 | 18% | 0% | 0% | 1 | 26% | 0% | 0% | 1 | 40% | 0% | 0% | 1 | 2% | 0% | 0% | 1 |  | 0% | 0% | 1 | 0.1 | 0% | 0% | 1 | 0% | 0% | 0% | 1 | 0 | 2 | 23% | 57% | 80% | 5 | 12% | 0% | 0% | 1 | 10% | 0% | 0% | 1 | 19% | 0% | 0% | 1 | 29% | 0% | 0% | 1 | 37% | 0% | 0% | 1 | 2% | 0% | 0% | 1
402 | Lee Lake (Proposed) | 0 | 0 | 0 | 0% | 0% | 1 | 0.32 | 0% | 0% | 1 | 0% | 0% | 0% | 1 | 0 | 2 | 64% | 2% | 66% | 3 | 49% | 0% | 0% | 1 | 28% | 0% | 0% | 1 | 52% | 0% | 0% | 2 | 77% | 0% | 0% | 3 | 38% | 0% | 0% | 1 | 10% | 0% | 0% | 1 |  | 0% | 0% | 1 | 0.3 | 0% | 0% | 1 | 0% | 0% | 0% | 1 | 0 | 2 | 57% | 29% | 86% | 5 | 38% | 0% | 0% | 1 | 24% | 0% | 0% | 1 | 47% | 0% | 0% | 1 | 74% | 0% | 0% | 3 | 33% | 0% | 0% | 1 | 11% | 0% | 0% | 1 |  | 0% | 0% | 1 | 0.27 | 0% | 0% | 1 | 0% | 0% | 0% | 1 | 0 | 2 | 44% | 44% | 88% | 5 | 33% | 0% | 0% | 1 | 31% | 0% | 0% | 1 | 49% | 0% | 0% | 1 | 76% | 0% | 0% | 3 | 38% | 0% | 0% | 1 | 9% | 0% | 0% | 1 |  | 0% | 0% | 1 | 0.27 | 0% | 0% | 1 | 2% | 0% | 0% | 1 | 0 | 2 | 40% | 45% | 85% | 5 | 29% | 0% | 0% | 1 | 42% | 0% | 0% | 1 | 55% | 0% | 0% | 2 | 73% | 0% | 0% | 3 | 32% | 0% | 0% | 1 | 7% | 0% | 0% | 1
403 | Orosi | 0 | 0 | 10 | 0% | 0% | 1 | 0.18 | 0% | 0% | 1 | 28% | 0% | 0% | 1 | 0 | 2 | 3% | 0% | 3% | 1 | 45% | 0% | 0% | 1 | 31% | 0% | 0% | 1 | 56% | 0% | 0% | 2 | 72% | 0% | 0% | 3 | 20% | 0% | 0% | 1 | 1% | 0% | 0% | 1 |  | 0% | 0% | 1 | 0.15 | 0% | 0% | 1 | 26% | 0% | 0% | 1 | 0 | 2 | 17% | 0% | 17% | 1 | 42% | 0% | 0% | 1 | 26% | 0% | 0% | 1 | 37% | 0% | 0% | 1 | 65% | 0% | 0% | 2 | 26% | 0% | 0% | 1 | 3% | 0% | 0% | 1 |  | 0% | 0% | 1 | 0.17 | 0% | 0% | 1 | 28% | 0% | 0% | 1 | 0 | 2 | 27% | 1% | 28% | 2 | 35% | 0% | 0% | 1 | 21% | 0% | 0% | 1 | 31% | 0% | 0% | 1 | 53% | 0% | 0% | 2 | 27% | 0% | 0% | 1 | 4% | 0% | 0% | 1 |  | 0% | 0% | 1 | 0.17 | 0% | 0% | 1 | 31% | 0% | 0% | 1 | 0 | 2 | 25% | 3% | 28% | 2 | 31% | 0% | 0% | 1 | 19% | 0% | 0% | 1 | 27% | 0% | 0% | 1 | 48% | 0% | 0% | 1 | 26% | 0% | 0% | 1 | 4% | 0% | 0% | 1
404 | Ukiah | 0 | 0 | 10 | 0% | 0% | 1 | 0.15 | 0% | 0% | 1 | 17% | 0% | 0% | 1 | 0 | 2 | 53% | 21% | 74% | 4 | 0% | 0% | 0% | 1 | 70% | 0% | 0% | 3 | 78% | 0% | 0% | 3 | 78% | 0% | 0% | 3 | 41% | 0% | 0% | 1 | 3% | 0% | 0% | 1 |  | 0% | 0% | 1 | 0.11 | 0% | 0% | 1 | 6% | 0% | 0% | 1 | 0 | 2 | 65% | 14% | 79% | 5 | 17% | 0% | 0% | 1 | 40% | 0% | 0% | 1 | 51% | 0% | 0% | 2 | 62% | 0% | 0% | 2 | 51% | 0% | 0% | 2 | 2% | 0% | 0% | 1 |  | 0% | 0% | 1 | 0.1 | 0% | 0% | 1 | 7% | 0% | 0% | 1 | 0 | 2 | 50% | 17% | 67% | 3 | 32% | 0% | 0% | 1 | 28% | 0% | 0% | 1 | 39% | 0% | 0% | 1 | 62% | 0% | 0% | 2 | 45% | 0% | 0% | 1 | 2% | 0% | 0% | 1 |  | 0% | 0% | 1 | 0.1 | 0% | 0% | 1 | 5% | 0% | 0% | 1 | 0 | 2 | 39% | 15% | 54% | 3 | 37% | 0% | 0% | 1 | 24% | 0% | 0% | 1 | 44% | 0% | 0% | 1 | 66% | 0% | 0% | 2 | 41% | 0% | 0% | 1 | 2% | 0% | 0% | 1
405 | New Sub - Gates - Midway (Proposed) | 2340 | 23400 | 10 | 119.3% | 12.77% | 5 | 0.07 | 198.8% | 34.09% | 5 | 23% | 126.2% | 34% | 4 | 0 | 2 | 36% | 0% | 36% | 2 | 30% | 67.77% | 0% | 3 | 9% | 52.15% | 0% | 3 | 12% | 54.17% | 0% | 3 | 36% | 74.25% | 0% | 3 | 2% | 48.52% | 0% | 2 | 7% | 50.84% | 0% | 3 |  | 56% | 0% | 3 | 0.07 | 50.82% | 0% | 2 | 24% | 49.14% | 0% | 2 | 0 | 2 | 33% | 0% | 33% | 2 | 56% | 30.3% | 0% | 2 | 6% | 14.38% | 0% | 1 | 17% | 16.15% | 0% | 1 | 60% | 33.74% | 0% | 2 | 5% | 14.14% | 0% | 1 | 9% | 14.78% | 0% | 1 |  | 25.17% | 0% | 2 | 0.07 | 20.67% | 0% | 2 | 21% | 49.14% | 0% | 2 | 0 | 2 | 29% | 0% | 29% | 2 | 60% | 16.28% | 0% | 2 | 6% | 6.901% | 0% | 1 | 13% | 7.434% | 0% | 1 | 64% | 17.73% | 0% | 2 | 6% | 6.913% | 0% | 1 | 5% | 6.812% | 0% | 1 |  | 12.71% | 0% | 1 | 0.07 | 10.97% | 0% | 1 | 19% | 49.14% | 0% | 2 | 0 | 2 | 21% | 0% | 21% | 2 | 55% | 8.026% | 0% | 2 | 5% | 3.798% | 0% | 1 | 17% | 4.357% | 0% | 1 | 63% | 9.843% | 0% | 2 | 9% | 3.963% | 0% | 1 | 4% | 3.769% | 0% | 1
406 | Humboldt | 457.3 | 4573 | 10 | 98.92% | 0% | 4 | 0.35 | 129.8% | 19.82% | 3 | 0% | 0% | 0% | 1 | 0 | 2 | 0% | 0% | 0% | 1 | 1% | 29.34% | 0% | 2 | 57% | 67.87% | 0% | 3 | 64% | 80.52% | 0% | 4 | 65% | 82.44% | 0% | 4 | 7% | 31.26% | 0% | 2 | 7% | 31.32% | 0% | 2 |  | 22.11% | 0% | 2 | 0.12 | 18.61% | 0% | 1 | 0% | 0% | 0% | 1 | 0 | 2 | 0% | 0% | 0% | 1 | 5% | 7.228% | 0% | 1 | 42% | 11.88% | 0% | 1 | 52% | 14.24% | 0% | 2 | 54% | 14.85% | 0% | 2 | 25% | 9.089% | 0% | 1 | 11% | 7.716% | 0% | 1 |  | 10.74% | 0% | 1 | 0.09 | 10.34% | 0% | 1 | 0% | 0% | 0% | 1 | 0 | 2 | 0% | 0% | 0% | 1 | 5% | 3.294% | 0% | 1 | 39% | 5.117% | 0% | 1 | 44% | 5.585% | 0% | 1 | 46% | 5.781% | 0% | 1 | 27% | 4.303% | 0% | 1 | 14% | 3.643% | 0% | 1 |  | 5.158% | 0% | 1 | 0.08 | 5.793% | 0% | 1 | 0% | 0% | 0% | 1 | 0 | 2 | 0% | 0% | 0% | 1 | 4% | 1.94% | 0% | 1 | 32% | 2.724% | 0% | 1 | 36% | 2.9% | 0% | 1 | 38% | 3.007% | 0% | 1 | 28% | 2.577% | 0% | 1 | 14% | 2.158% | 0% | 1
407 | Chowchilla | 0 | 0 | 10 | 0% | 0% | 1 | 0.1 | 0% | 0% | 1 | 29% | 0% | 0% | 1 | 0 | 2 | 32% | 0% | 32% | 2 | 23% | 0% | 0% | 1 | 27% | 0% | 0% | 1 | 27% | 0% | 0% | 1 | 37% | 0% | 0% | 1 | 0% | 0% | 0% | 1 | 6% | 0% | 0% | 1 |  | 0% | 0% | 1 | 0.1 | 0% | 0% | 1 | 29% | 0% | 0% | 1 | 0 | 2 | 32% | 0% | 32% | 2 | 38% | 0% | 0% | 1 | 30% | 0% | 0% | 1 | 35% | 0% | 0% | 1 | 53% | 0% | 0% | 2 | 7% | 0% | 0% | 1 | 13% | 0% | 0% | 1 |  | 0% | 0% | 1 | 0.09 | 0% | 0% | 1 | 26% | 0% | 0% | 1 | 0 | 2 | 36% | 0% | 36% | 2 | 48% | 0% | 0% | 1 | 30% | 0% | 0% | 1 | 34% | 0% | 0% | 1 | 62% | 0% | 0% | 2 | 16% | 0% | 0% | 1 | 14% | 0% | 0% | 1 |  | 0% | 0% | 1 | 0.08 | 0% | 0% | 1 | 25% | 0% | 0% | 1 | 0 | 2 | 39% | 0% | 39% | 2 | 54% | 0% | 0% | 2 | 30% | 0% | 0% | 1 | 35% | 0% | 0% | 1 | 68% | 0% | 0% | 2 | 20% | 0% | 0% | 1 | 16% | 0% | 0% | 1
408 | Mesa (SCE) | 0 | 0 | 10 | 0% | 0% | 1 | 0 | 0% | 0% | 1 | 0% | 0% | 0% | 1 | 0 | 2 | 0% | 0% | 0% | 1 | 0% | 0% | 0% | 1 | 0% | 0% | 0% | 1 | 0% | 0% | 0% | 1 | 0% | 0% | 0% | 1 | 0% | 0% | 0% | 1 | 0% | 0% | 0% | 1 |  | 0% | 0% | 1 | 0 | 0% | 0% | 1 | 0% | 0% | 0% | 1 | 0 | 2 | 0% | 0% | 0% | 1 | 0% | 0% | 0% | 1 | 0% | 0% | 0% | 1 | 0% | 0% | 0% | 1 | 0% | 0% | 0% | 1 | 0% | 0% | 0% | 1 | 0% | 0% | 0% | 1 |  | 0% | 0% | 1 | 0.1 | 0% | 0% | 1 | 0% | 0% | 0% | 1 | 0 | 2 | 28% | 5% | 33% | 2 | 0% | 0% | 0% | 1 | 7% | 0% | 0% | 1 | 13% | 0% | 0% | 1 | 14% | 0% | 0% | 1 | 14% | 0% | 0% | 1 | 10% | 0% | 0% | 1 |  | 0% | 0% | 1 | 0.52 | 0% | 0% | 1 | 0% | 0% | 0% | 1 | 0 | 2 | 68% | 2% | 70% | 3 | 44% | 0% | 0% | 1 | 2% | 0% | 0% | 1 | 6% | 0% | 0% | 1 | 51% | 0% | 0% | 2 | 42% | 0% | 0% | 1 | 15% | 0% | 0% | 1
409 | Colorado River | 1600 | 16000 | 15 | 55172% | 51.48% | 5 | 0.04 | 94.62% | 0% | 3 | 0% | 29091% | 79725% | 5 | 0 | 2 | 0% | 0% | 0% | 1 | 79% | 243.3% | 38.5% | 5 | 88% | 434.5% | 45.01% | 5 | 86% | 362.9% | 43.51% | 5 | 97% | 1816% | 50.11% | 5 | 75% | 202.5% | 34.99% | 5 | 0% | 51.6% | 0% | 3 |  | 136% | 5.304% | 4 | 0.07 | 51.48% | 0% | 2 | 19% | 174.9% | 79725% | 5 | 0 | 2 | 0% | 0% | 0% | 1 | 42% | 30.13% | 0% | 2 | 48% | 33.68% | 0% | 2 | 42% | 30.06% | 0% | 2 | 61% | 44.57% | 0% | 2 | 52% | 36.61% | 0% | 2 | 1% | 17.58% | 0% | 1 |  | 72.02% | 0% | 3 | 0.09 | 30.48% | 0% | 2 | 30% | 174.9% | 79725% | 5 | 0 | 2 | 0% | 0% | 0% | 1 | 38% | 13.82% | 0% | 1 | 40% | 14.35% | 0% | 1 | 32% | 12.59% | 0% | 1 | 57% | 19.93% | 0% | 2 | 42% | 14.77% | 0% | 1 | 1% | 8.667% | 0% | 1 |  | 54.15% | 0% | 3 | 0.08 | 19.09% | 0% | 1 | 26% | 174.9% | 79725% | 5 | 0 | 2 | 0% | 0% | 0% | 1 | 38% | 10.2% | 0% | 1 | 38% | 10.17% | 0% | 1 | 29% | 8.992% | 0% | 1 | 52% | 13.36% | 0% | 2 | 44% | 11.42% | 0% | 1 | 2% | 6.486% | 0% | 1
410 | Placerville | 0 | 0 | 0 | 0% | 0% | 1 | 0.36 | 0% | 0% | 1 | 3% | 0% | 0% | 1 | 0 | 2 | 94% | 3% | 97% | 5 | 79% | 0% | 0% | 3 | 26% | 0% | 0% | 1 | 59% | 0% | 0% | 2 | 95% | 0% | 0% | 5 | 8% | 0% | 0% | 1 | 4% | 0% | 0% | 1 |  | 0% | 0% | 1 | 0.35 | 0% | 0% | 1 | 1% | 0% | 0% | 1 | 0 | 2 | 72% | 24% | 96% | 5 | 86% | 0% | 0% | 3 | 26% | 0% | 0% | 1 | 35% | 0% | 0% | 1 | 93% | 0% | 0% | 4 | 15% | 0% | 0% | 1 | 3% | 0% | 0% | 1 |  | 0% | 0% | 1 | 0.28 | 0% | 0% | 1 | 2% | 0% | 0% | 1 | 0 | 2 | 63% | 29% | 92% | 5 | 82% | 0% | 0% | 3 | 27% | 0% | 0% | 1 | 31% | 0% | 0% | 1 | 90% | 0% | 0% | 4 | 25% | 0% | 0% | 1 | 3% | 0% | 0% | 1 |  | 0% | 0% | 1 | 0.26 | 0% | 0% | 1 | 1% | 0% | 0% | 1 | 0 | 2 | 58% | 32% | 90% | 5 | 74% | 0% | 0% | 3 | 20% | 0% | 0% | 1 | 23% | 0% | 0% | 1 | 84% | 0% | 0% | 3 | 35% | 0% | 0% | 1 | 4% | 0% | 0% | 1
411 | Inyokern | 31.8 | 318 | 10 | 7.702% | 0% | 1 | 0.31 | 172.8% | 1.704% | 3 | 0% | 0% | 0% | 1 | 0 | 2 | 0% | 0% | 0% | 1 | 72% | 5.61% | 0% | 3 | 42% | 2.686% | 0% | 1 | 7% | 1.688% | 0% | 1 | 78% | 7.161% | 0% | 3 | 30% | 2.244% | 0% | 1 | 0% | 1.569% | 0% | 1 |  | 3.324% | 0% | 1 | 0.3 | 96.36% | 0% | 3 | 0% | 0% | 0% | 1 | 0 | 2 | 0% | 0% | 0% | 1 | 61% | 2.529% | 0% | 2 | 34% | 1.504% | 0% | 1 | 5% | 1.051% | 0% | 1 | 65% | 2.879% | 0% | 2 | 31% | 1.437% | 0% | 1 | 0% | 0.9976% | 0% | 1 |  | 3.277% | 0% | 1 | 0.27 | 74.82% | 0% | 2 | 0% | 0% | 0% | 1 | 0 | 2 | 1% | 0% | 1% | 1 | 61% | 2.421% | 0% | 2 | 33% | 1.398% | 0% | 1 | 6% | 0.9983% | 0% | 1 | 67% | 2.836% | 0% | 2 | 30% | 1.336% | 0% | 1 | 0% | 0.9393% | 0% | 1 |  | 3.1% | 0% | 1 | 0.25 | 21.34% | 0% | 2 | 0% | 0% | 0% | 1 | 0 | 2 | 6% | 0% | 6% | 1 | 59% | 1.933% | 0% | 2 | 34% | 1.205% | 0% | 1 | 9% | 0.8782% | 0% | 1 | 67% | 2.432% | 0% | 2 | 33% | 1.195% | 0% | 1 | 0% | 0.801% | 0% | 1
412 | Mandalay | 0 | 0 | 10 | 0% | 0% | 1 | 0.16 | 0% | 0% | 1 | 60% | 0% | 0% | 2 | 0 | 2 | 0% | 0% | 0% | 1 | 0% | 0% | 0% | 1 | 0% | 0% | 0% | 1 | 95% | 0% | 0% | 5 | 95% | 0% | 0% | 5 | 0% | 0% | 0% | 1 | 2% | 0% | 0% | 1 |  | 0% | 0% | 1 | 0.16 | 0% | 0% | 1 | 40% | 0% | 0% | 1 | 0 | 2 | 0% | 0% | 0% | 1 | 1% | 0% | 0% | 1 | 8% | 0% | 0% | 1 | 15% | 0% | 0% | 1 | 15% | 0% | 0% | 1 | 16% | 0% | 0% | 1 | 7% | 0% | 0% | 1 |  | 0% | 0% | 1 | 0.13 | 0% | 0% | 1 | 28% | 0% | 0% | 1 | 0 | 2 | 0% | 0% | 0% | 1 | 19% | 0% | 0% | 1 | 8% | 0% | 0% | 1 | 14% | 0% | 0% | 1 | 30% | 0% | 0% | 1 | 30% | 0% | 0% | 1 | 7% | 0% | 0% | 1 |  | 0% | 0% | 1 | 0.13 | 0% | 0% | 1 | 24% | 0% | 0% | 1 | 0 | 2 | 0% | 0% | 0% | 1 | 28% | 0% | 0% | 1 | 6% | 0% | 0% | 1 | 13% | 0% | 0% | 1 | 38% | 0% | 0% | 1 | 27% | 0% | 0% | 1 | 7% | 0% | 0% | 1
413 | Creelman | 0 | 0 | 10 | 0% | 0% | 1 | 0.29 | 0% | 0% | 1 | 0% | 0% | 0% | 1 | 0 | 2 | 13% | 86% | 99% | 5 | 60% | 0% | 0% | 2 | 26% | 0% | 0% | 1 | 38% | 0% | 0% | 1 | 66% | 0% | 0% | 2 | 22% | 0% | 0% | 1 | 2% | 0% | 0% | 1 |  | 0% | 0% | 1 | 0.16 | 0% | 0% | 1 | 1% | 0% | 0% | 1 | 0 | 2 | 16% | 83% | 99% | 5 | 58% | 0% | 0% | 2 | 30% | 0% | 0% | 1 | 37% | 0% | 0% | 1 | 71% | 0% | 0% | 3 | 48% | 0% | 0% | 1 | 4% | 0% | 0% | 1 |  | 0% | 0% | 1 | 0.14 | 0% | 0% | 1 | 1% | 0% | 0% | 1 | 0 | 2 | 10% | 89% | 99% | 5 | 57% | 0% | 0% | 2 | 22% | 0% | 0% | 1 | 38% | 0% | 0% | 1 | 70% | 0% | 0% | 3 | 53% | 0% | 0% | 2 | 6% | 0% | 0% | 1 |  | 0% | 0% | 1 | 0.19 | 0% | 0% | 1 | 1% | 0% | 0% | 1 | 0 | 2 | 14% | 83% | 97% | 5 | 58% | 0% | 0% | 2 | 22% | 0% | 0% | 1 | 37% | 0% | 0% | 1 | 72% | 0% | 0% | 3 | 48% | 0% | 0% | 1 | 9% | 0% | 0% | 1
414 | Harborgen | 0 | 0 | 10 | 0% | 0% | 1 | 0.11 | 0% | 0% | 1 | 0% | 0% | 0% | 1 | 0 | 2 | 0% | 0% | 0% | 1 | 0% | 0% | 0% | 1 | 0% | 0% | 0% | 1 | 54% | 0% | 0% | 2 | 54% | 0% | 0% | 2 | 0% | 0% | 0% | 1 | 0% | 0% | 0% | 1 |  | 0% | 0% | 1 | 0.27 | 0% | 0% | 1 | 0% | 0% | 0% | 1 | 0 | 2 | 0% | 0% | 0% | 1 | 0% | 0% | 0% | 1 | 7% | 0% | 0% | 1 | 60% | 0% | 0% | 2 | 60% | 0% | 0% | 2 | 0% | 0% | 0% | 1 | 0% | 0% | 0% | 1 |  | 0% | 0% | 1 | 0.38 | 0% | 0% | 1 | 0% | 0% | 0% | 1 | 0 | 2 | 0% | 0% | 0% | 1 | 0% | 0% | 0% | 1 | 9% | 0% | 0% | 1 | 67% | 0% | 0% | 2 | 67% | 0% | 0% | 2 | 0% | 0% | 0% | 1 | 0% | 0% | 0% | 1 |  | 0% | 0% | 1 | 0.49 | 0% | 0% | 1 | 0% | 0% | 0% | 1 | 0 | 2 | 0% | 0% | 0% | 1 | 0% | 0% | 0% | 1 | 16% | 0% | 0% | 1 | 76% | 0% | 0% | 3 | 76% | 0% | 0% | 3 | 0% | 0% | 0% | 1 | 4% | 0% | 0% | 1
415 | Capistrano | 0 | 0 | 10 | 0% | 0% | 1 | 0.72 | 0% | 0% | 1 | 0% | 0% | 0% | 1 | 0 | 2 | 75% | 0% | 75% | 5 | 34% | 0% | 0% | 1 | 63% | 0% | 0% | 2 | 76% | 0% | 0% | 3 | 76% | 0% | 0% | 3 | 21% | 0% | 0% | 1 | 8% | 0% | 0% | 1 |  | 0% | 0% | 1 | 0.48 | 0% | 0% | 1 | 0% | 0% | 0% | 1 | 0 | 2 | 35% | 56% | 91% | 5 | 19% | 0% | 0% | 1 | 66% | 0% | 0% | 2 | 72% | 0% | 0% | 3 | 74% | 0% | 0% | 3 | 57% | 0% | 0% | 2 | 6% | 0% | 0% | 1 |  | 0% | 0% | 1 | 0.44 | 0% | 0% | 1 | 0% | 0% | 0% | 1 | 0 | 2 | 27% | 62% | 89% | 5 | 29% | 0% | 0% | 1 | 58% | 0% | 0% | 2 | 66% | 0% | 0% | 2 | 80% | 0% | 0% | 3 | 55% | 0% | 0% | 2 | 7% | 0% | 0% | 1 |  | 0% | 0% | 1 | 0.43 | 0% | 0% | 1 | 0% | 0% | 0% | 1 | 0 | 2 | 15% | 71% | 86% | 5 | 49% | 0% | 0% | 1 | 50% | 0% | 0% | 2 | 59% | 0% | 0% | 2 | 89% | 0% | 0% | 3 | 48% | 0% | 0% | 1 | 8% | 0% | 0% | 1
416 | Red Bluff | 775 | 7750 | 15 | 261.3% | 36.96% | 5 | 0.05 | 125.4% | 16.2% | 3 | 0% | 751.8% | 0% | 4 | 0 | 2 | 0% | 0% | 0% | 1 | 22% | 62.36% | 0% | 3 | 1% | 48.99% | 0% | 2 | 0% | 48.71% | 0% | 2 | 22% | 62.81% | 0% | 3 | 49% | 96.25% | 0% | 4 | 5% | 51.1% | 0% | 3 |  | 110% | 2.478% | 4 | 0.05 | 45.45% | 0% | 2 | 0% | 174.2% | 0% | 4 | 0 | 2 | 0% | 0% | 0% | 1 | 32% | 31.97% | 0% | 2 | 0% | 21.92% | 0% | 2 | 0% | 21.86% | 0% | 2 | 32% | 32.1% | 0% | 2 | 58% | 52.01% | 0% | 3 | 2% | 22.42% | 0% | 2 |  | 110% | 1.868% | 4 | 0.04 | 37.46% | 0% | 2 | 0% | 174.2% | 0% | 4 | 0 | 2 | 0% | 0% | 0% | 1 | 44% | 31.07% | 0% | 2 | 13% | 19.88% | 0% | 1 | 12% | 19.82% | 0% | 1 | 44% | 31.24% | 0% | 2 | 60% | 43.09% | 0% | 2 | 2% | 17.7% | 0% | 1 |  | 99.09% | 0% | 4 | 0.04 | 24.96% | 0% | 2 | 0% | 174.2% | 0% | 4 | 0 | 2 | 0% | 0% | 0% | 1 | 38% | 20.19% | 0% | 2 | 27% | 17.08% | 0% | 1 | 16% | 14.96% | 0% | 1 | 51% | 25.31% | 0% | 2 | 62% | 32.55% | 0% | 2 | 1% | 12.69% | 0% | 1
417 | Scripps | 0 | 0 | 10 | 0% | 0% | 1 | 0.15 | 0% | 0% | 1 | 0% | 0% | 0% | 1 | 0 | 2 | 91% | 0% | 91% | 5 | 100% | 0% | 0% | 5 | 0% | 0% | 0% | 1 | 0% | 0% | 0% | 1 | 100% | 0% | 0% | 5 | 0% | 0% | 0% | 1 | 0% | 0% | 0% | 1 |  | 0% | 0% | 1 | 0.24 | 0% | 0% | 1 | 0% | 0% | 0% | 1 | 0 | 2 | 24% | 64% | 88% | 5 | 71% | 0% | 0% | 3 | 48% | 0% | 0% | 1 | 51% | 0% | 0% | 2 | 95% | 0% | 0% | 5 | 17% | 0% | 0% | 1 | 3% | 0% | 0% | 1 |  | 0% | 0% | 1 | 0.24 | 0% | 0% | 1 | 1% | 0% | 0% | 1 | 0 | 2 | 36% | 47% | 83% | 5 | 64% | 0% | 0% | 2 | 55% | 0% | 0% | 2 | 62% | 0% | 0% | 2 | 90% | 0% | 0% | 4 | 13% | 0% | 0% | 1 | 4% | 0% | 0% | 1 |  | 0% | 0% | 1 | 0.22 | 0% | 0% | 1 | 1% | 0% | 0% | 1 | 0 | 2 | 27% | 59% | 86% | 5 | 53% | 0% | 0% | 2 | 40% | 0% | 0% | 1 | 55% | 0% | 0% | 2 | 78% | 0% | 0% | 3 | 31% | 0% | 0% | 1 | 5% | 0% | 0% | 1
418 | Johanna | 0 | 0 | 10 | 0% | 0% | 1 | 0.71 | 0% | 0% | 1 | 0% | 0% | 0% | 1 | 0 | 2 | 0% | 0% | 0% | 1 | 0% | 0% | 0% | 1 | 100% | 0% | 0% | 5 | 100% | 0% | 0% | 5 | 100% | 0% | 0% | 5 | 0% | 0% | 0% | 1 | 37% | 0% | 0% | 1 |  | 0% | 0% | 1 | 0.52 | 0% | 0% | 1 | 1% | 0% | 0% | 1 | 0 | 2 | 7% | 0% | 7% | 1 | 6% | 0% | 0% | 1 | 17% | 0% | 0% | 1 | 76% | 0% | 0% | 3 | 83% | 0% | 0% | 3 | 2% | 0% | 0% | 1 | 8% | 0% | 0% | 1 |  | 0% | 0% | 1 | 0.49 | 0% | 0% | 1 | 0% | 0% | 0% | 1 | 0 | 2 | 12% | 39% | 51% | 5 | 21% | 0% | 0% | 1 | 34% | 0% | 0% | 1 | 72% | 0% | 0% | 3 | 88% | 0% | 0% | 3 | 35% | 0% | 0% | 1 | 9% | 0% | 0% | 1 |  | 0% | 0% | 1 | 0.49 | 0% | 0% | 1 | 0% | 0% | 0% | 1 | 0 | 2 | 40% | 32% | 72% | 5 | 34% | 0% | 0% | 1 | 25% | 0% | 0% | 1 | 54% | 0% | 0% | 2 | 79% | 0% | 0% | 3 | 40% | 0% | 0% | 1 | 11% | 0% | 0% | 1
419 | Cottle | 0 | 0 | 10 | 0% | 0% | 1 | 0.16 | 0% | 0% | 1 | 20% | 0% | 0% | 1 | 0 | 2 | 35% | 0% | 35% | 2 | 18% | 0% | 0% | 1 | 15% | 0% | 0% | 1 | 33% | 0% | 0% | 1 | 45% | 0% | 0% | 1 | 2% | 0% | 0% | 1 | 4% | 0% | 0% | 1 |  | 0% | 0% | 1 | 0.13 | 0% | 0% | 1 | 19% | 0% | 0% | 1 | 0 | 2 | 39% | 0% | 39% | 2 | 62% | 0% | 0% | 2 | 9% | 0% | 0% | 1 | 29% | 0% | 0% | 1 | 74% | 0% | 0% | 3 | 15% | 0% | 0% | 1 | 6% | 0% | 0% | 1 |  | 0% | 0% | 1 | 0.12 | 0% | 0% | 1 | 24% | 0% | 0% | 1 | 0 | 2 | 42% | 0% | 42% | 2 | 65% | 0% | 0% | 2 | 16% | 0% | 0% | 1 | 30% | 0% | 0% | 1 | 74% | 0% | 0% | 3 | 25% | 0% | 0% | 1 | 8% | 0% | 0% | 1 |  | 0% | 0% | 1 | 0.12 | 0% | 0% | 1 | 29% | 0% | 0% | 1 | 0 | 2 | 38% | 0% | 38% | 2 | 53% | 0% | 0% | 2 | 18% | 0% | 0% | 1 | 30% | 0% | 0% | 1 | 64% | 0% | 0% | 2 | 27% | 0% | 0% | 1 | 7% | 0% | 0% | 1
420 | Kingsburg | 0 | 0 | 10 | 0% | 0% | 1 | 0.18 | 0% | 0% | 1 | 69% | 0% | 0% | 2 | 0 | 2 | 0% | 0% | 0% | 1 | 0% | 0% | 0% | 1 | 0% | 0% | 0% | 1 | 0% | 0% | 0% | 1 | 0% | 0% | 0% | 1 | 0% | 0% | 0% | 1 | 3% | 0% | 0% | 1 |  | 0% | 0% | 1 | 0.18 | 0% | 0% | 1 | 60% | 0% | 0% | 2 | 0 | 2 | 0% | 0% | 0% | 1 | 0% | 0% | 0% | 1 | 6% | 0% | 0% | 1 | 9% | 0% | 0% | 1 | 9% | 0% | 0% | 1 | 0% | 0% | 0% | 1 | 2% | 0% | 0% | 1 |  | 0% | 0% | 1 | 0.18 | 0% | 0% | 1 | 61% | 0% | 0% | 2 | 0 | 2 | 0% | 0% | 0% | 1 | 0% | 0% | 0% | 1 | 7% | 0% | 0% | 1 | 9% | 0% | 0% | 1 | 9% | 0% | 0% | 1 | 0% | 0% | 0% | 1 | 2% | 0% | 0% | 1 |  | 0% | 0% | 1 | 0.17 | 0% | 0% | 1 | 57% | 0% | 0% | 2 | 0 | 2 | 1% | 0% | 1% | 1 | 4% | 0% | 0% | 1 | 10% | 0% | 0% | 1 | 15% | 0% | 0% | 1 | 16% | 0% | 0% | 1 | 1% | 0% | 0% | 1 | 2% | 0% | 0% | 1
421 | Panoche | 0 | 0 | 10 | 0% | 0% | 1 | 0.07 | 0% | 0% | 1 | 76% | 0% | 0% | 3 | 0 | 2 | 3% | 0% | 3% | 1 | 12% | 0% | 0% | 1 | 10% | 0% | 0% | 1 | 25% | 0% | 0% | 1 | 31% | 0% | 0% | 1 | 2% | 0% | 0% | 1 | 1% | 0% | 0% | 1 |  | 0% | 0% | 1 | 0.07 | 0% | 0% | 1 | 60% | 0% | 0% | 2 | 0 | 2 | 10% | 0% | 10% | 1 | 17% | 0% | 0% | 1 | 9% | 0% | 0% | 1 | 23% | 0% | 0% | 1 | 30% | 0% | 0% | 1 | 6% | 0% | 0% | 1 | 0% | 0% | 0% | 1 |  | 0% | 0% | 1 | 0.07 | 0% | 0% | 1 | 42% | 0% | 0% | 1 | 0 | 2 | 13% | 0% | 13% | 1 | 27% | 0% | 0% | 1 | 9% | 0% | 0% | 1 | 22% | 0% | 0% | 1 | 37% | 0% | 0% | 1 | 12% | 0% | 0% | 1 | 1% | 0% | 0% | 1 |  | 0% | 0% | 1 | 0.06 | 0% | 0% | 1 | 35% | 0% | 0% | 1 | 0 | 2 | 20% | 3% | 23% | 2 | 37% | 0% | 0% | 1 | 8% | 0% | 0% | 1 | 19% | 0% | 0% | 1 | 44% | 0% | 0% | 1 | 18% | 0% | 0% | 1 | 3% | 0% | 0% | 1
422 | Fulton | 0 | 0 | 10 | 0% | 0% | 1 | 0.3 | 0% | 0% | 1 | 26% | 0% | 0% | 1 | 0 | 2 | 11% | 0% | 11% | 1 | 38% | 0% | 0% | 1 | 56% | 0% | 0% | 2 | 97% | 0% | 0% | 5 | 97% | 0% | 0% | 5 | 7% | 0% | 0% | 1 | 5% | 0% | 0% | 1 |  | 0% | 0% | 1 | 0.22 | 0% | 0% | 1 | 14% | 0% | 0% | 1 | 0 | 2 | 6% | 0% | 6% | 1 | 40% | 0% | 0% | 1 | 57% | 0% | 0% | 2 | 85% | 0% | 0% | 3 | 90% | 0% | 0% | 4 | 22% | 0% | 0% | 1 | 5% | 0% | 0% | 1 |  | 0% | 0% | 1 | 0.2 | 0% | 0% | 1 | 11% | 0% | 0% | 1 | 0 | 2 | 17% | 0% | 17% | 1 | 46% | 0% | 0% | 1 | 50% | 0% | 0% | 2 | 72% | 0% | 0% | 3 | 86% | 0% | 0% | 3 | 26% | 0% | 0% | 1 | 4% | 0% | 0% | 1 |  | 0% | 0% | 1 | 0.15 | 0% | 0% | 1 | 9% | 0% | 0% | 1 | 0 | 2 | 28% | 0% | 28% | 2 | 55% | 0% | 0% | 2 | 43% | 0% | 0% | 1 | 71% | 0% | 0% | 3 | 88% | 0% | 0% | 3 | 33% | 0% | 0% | 1 | 5% | 0% | 0% | 1
423 | Ripon | 0 | 0 | 10 | 0% | 0% | 1 | 0.25 | 0% | 0% | 1 | 80% | 0% | 0% | 3 | 0 | 2 | 0% | 0% | 0% | 1 | 33% | 0% | 0% | 1 | 17% | 0% | 0% | 1 | 17% | 0% | 0% | 1 | 41% | 0% | 0% | 1 | 0% | 0% | 0% | 1 | 1% | 0% | 0% | 1 |  | 0% | 0% | 1 | 0.18 | 0% | 0% | 1 | 62% | 0% | 0% | 2 | 0 | 2 | 0% | 0% | 0% | 1 | 40% | 0% | 0% | 1 | 17% | 0% | 0% | 1 | 19% | 0% | 0% | 1 | 48% | 0% | 0% | 1 | 0% | 0% | 0% | 1 | 4% | 0% | 0% | 1 |  | 0% | 0% | 1 | 0.17 | 0% | 0% | 1 | 63% | 0% | 0% | 2 | 0 | 2 | 6% | 0% | 6% | 1 | 37% | 0% | 0% | 1 | 10% | 0% | 0% | 1 | 13% | 0% | 0% | 1 | 43% | 0% | 0% | 1 | 0% | 0% | 0% | 1 | 3% | 0% | 0% | 1 |  | 0% | 0% | 1 | 0.16 | 0% | 0% | 1 | 56% | 0% | 0% | 2 | 0 | 2 | 16% | 1% | 17% | 2 | 40% | 0% | 0% | 1 | 10% | 0% | 0% | 1 | 16% | 0% | 0% | 1 | 47% | 0% | 0% | 1 | 7% | 0% | 0% | 1 | 4% | 0% | 0% | 1
424 | Shafter | 100 | 1000 | 10 | 15.75% | 0% | 1 | 0.1 | 29.02% | 0% | 2 | 83% | 3.377% | 0% | 3 | 0 | 2 | 2% | 0% | 2% | 1 | 0% | 2.422% | 0% | 1 | 0% | 2.422% | 0% | 1 | 6% | 2.57% | 0% | 1 | 6% | 2.57% | 0% | 1 | 0% | 2.422% | 0% | 1 | 0% | 2.426% | 0% | 1 |  | 4.766% | 0% | 1 | 0.09 | 4.909% | 0% | 1 | 75% | 3.633% | 0% | 3 | 0 | 2 | 3% | 0% | 3% | 1 | 17% | 0.704% | 0% | 1 | 2% | 0.597% | 0% | 1 | 24% | 0.7688% | 0% | 1 | 37% | 0.9349% | 0% | 1 | 0% | 0.5869% | 0% | 1 | 3% | 0.6027% | 0% | 1 |  | 2.158% | 0% | 1 | 0.11 | 3.065% | 0% | 1 | 67% | 3.633% | 0% | 2 | 0 | 2 | 7% | 0% | 7% | 1 | 24% | 0.3536% | 0% | 1 | 9% | 0.2958% | 0% | 1 | 33% | 0.4025% | 0% | 1 | 49% | 0.5282% | 0% | 1 | 0% | 0.2695% | 0% | 1 | 7% | 0.2889% | 0% | 1 |  | 1.232% | 0% | 1 | 0.1 | 1.266% | 0% | 1 | 54% | 3.633% | 0% | 2 | 0 | 2 | 14% | 0% | 14% | 1 | 28% | 0.2419% | 0% | 1 | 14% | 0.2031% | 0% | 1 | 38% | 0.2829% | 0% | 1 | 54% | 0.3778% | 0% | 2 | 2% | 0.1778% | 0% | 1 | 6% | 0.1849% | 0% | 1
425 | San Luis Rey | 0 | 0 | 10 | 0% | 0% | 1 | 0.37 | 0% | 0% | 1 | 0% | 0% | 0% | 1 | 0 | 2 | 0% | 0% | 0% | 1 | 16% | 0% | 0% | 1 | 92% | 0% | 0% | 4 | 93% | 0% | 0% | 4 | 93% | 0% | 0% | 4 | 0% | 0% | 0% | 1 | 33% | 0% | 0% | 1 |  | 0% | 0% | 1 | 0.37 | 0% | 0% | 1 | 5% | 0% | 0% | 1 | 0 | 2 | 2% | 0% | 2% | 1 | 53% | 0% | 0% | 2 | 50% | 0% | 0% | 2 | 65% | 0% | 0% | 2 | 74% | 0% | 0% | 3 | 3% | 0% | 0% | 1 | 6% | 0% | 0% | 1 |  | 0% | 0% | 1 | 0.38 | 0% | 0% | 1 | 6% | 0% | 0% | 1 | 0 | 2 | 33% | 2% | 35% | 2 | 62% | 0% | 0% | 2 | 25% | 0% | 0% | 1 | 53% | 0% | 0% | 2 | 75% | 0% | 0% | 3 | 3% | 0% | 0% | 1 | 7% | 0% | 0% | 1 |  | 0% | 0% | 1 | 0.37 | 0% | 0% | 1 | 4% | 0% | 0% | 1 | 0 | 2 | 49% | 25% | 74% | 4 | 55% | 0% | 0% | 2 | 15% | 0% | 0% | 1 | 32% | 0% | 0% | 1 | 64% | 0% | 0% | 2 | 8% | 0% | 0% | 1 | 7% | 0% | 0% | 1
426 | Woodward | 0 | 0 | 10 | 0% | 0% | 1 | 0.54 | 0% | 0% | 1 | 14% | 0% | 0% | 1 | 0 | 2 | 46% | 0% | 46% | 2 | 49% | 0% | 0% | 1 | 93% | 0% | 0% | 4 | 87% | 0% | 0% | 3 | 96% | 0% | 0% | 5 | 16% | 0% | 0% | 1 | 26% | 0% | 0% | 1 |  | 0% | 0% | 1 | 0.33 | 0% | 0% | 1 | 9% | 0% | 0% | 1 | 0 | 2 | 68% | 0% | 68% | 3 | 52% | 0% | 0% | 2 | 57% | 0% | 0% | 2 | 53% | 0% | 0% | 2 | 84% | 0% | 0% | 3 | 43% | 0% | 0% | 1 | 30% | 0% | 0% | 1 |  | 0% | 0% | 1 | 0.22 | 0% | 0% | 1 | 17% | 0% | 0% | 1 | 0 | 2 | 62% | 0% | 62% | 3 | 51% | 0% | 0% | 2 | 40% | 0% | 0% | 1 | 37% | 0% | 0% | 1 | 72% | 0% | 0% | 3 | 38% | 0% | 0% | 1 | 20% | 0% | 0% | 1 |  | 0% | 0% | 1 | 0.19 | 0% | 0% | 1 | 29% | 0% | 0% | 1 | 0 | 2 | 52% | 1% | 53% | 3 | 46% | 0% | 0% | 1 | 30% | 0% | 0% | 1 | 29% | 0% | 0% | 1 | 61% | 0% | 0% | 2 | 32% | 0% | 0% | 1 | 14% | 0% | 0% | 1
427 | Helm | 0 | 0 | 10 | 0% | 0% | 1 | 0.08 | 0% | 0% | 1 | 17% | 0% | 0% | 1 | 0 | 2 | 1% | 0% | 1% | 1 | 67% | 0% | 0% | 2 | 21% | 0% | 0% | 1 | 21% | 0% | 0% | 1 | 73% | 0% | 0% | 3 | 0% | 0% | 0% | 1 | 1% | 0% | 0% | 1 |  | 0% | 0% | 1 | 0.07 | 0% | 0% | 1 | 19% | 0% | 0% | 1 | 0 | 2 | 2% | 0% | 2% | 1 | 27% | 0% | 0% | 1 | 13% | 0% | 0% | 1 | 14% | 0% | 0% | 1 | 36% | 0% | 0% | 1 | 0% | 0% | 0% | 1 | 3% | 0% | 0% | 1 |  | 0% | 0% | 1 | 0.07 | 0% | 0% | 1 | 34% | 0% | 0% | 1 | 0 | 2 | 2% | 0% | 2% | 1 | 21% | 0% | 0% | 1 | 10% | 0% | 0% | 1 | 12% | 0% | 0% | 1 | 29% | 0% | 0% | 1 | 0% | 0% | 0% | 1 | 3% | 0% | 0% | 1 |  | 0% | 0% | 1 | 0.08 | 0% | 0% | 1 | 44% | 0% | 0% | 1 | 0 | 2 | 4% | 0% | 4% | 1 | 22% | 0% | 0% | 1 | 7% | 0% | 0% | 1 | 10% | 0% | 0% | 1 | 28% | 0% | 0% | 1 | 3% | 0% | 0% | 1 | 2% | 0% | 0% | 1
428 | FMC | 0 | 0 | 10 | 0% | 0% | 1 | 0 | 0% | 0% | 1 | 0% | 0% | 0% | 1 | 0 | 2 | 0% | 0% | 0% | 1 | 0% | 0% | 0% | 1 | 0% | 0% | 0% | 1 | 0% | 0% | 0% | 1 | 0% | 0% | 0% | 1 | 0% | 0% | 0% | 1 | 0% | 0% | 0% | 1 |  | 0% | 0% | 1 | 0.1 | 0% | 0% | 1 | 0% | 0% | 0% | 1 | 0 | 2 | 97% | 0% | 97% | 5 | 4% | 0% | 0% | 1 | 11% | 0% | 0% | 1 | 14% | 0% | 0% | 1 | 18% | 0% | 0% | 1 | 60% | 0% | 0% | 2 | 7% | 0% | 0% | 1 |  | 0% | 0% | 1 | 0.1 | 0% | 0% | 1 | 1% | 0% | 0% | 1 | 0 | 2 | 76% | 0% | 76% | 5 | 64% | 0% | 0% | 2 | 35% | 0% | 0% | 1 | 55% | 0% | 0% | 2 | 75% | 0% | 0% | 3 | 56% | 0% | 0% | 2 | 6% | 0% | 0% | 1 |  | 0% | 0% | 1 | 0.15 | 0% | 0% | 1 | 1% | 0% | 0% | 1 | 0 | 2 | 61% | 7% | 68% | 3 | 70% | 0% | 0% | 3 | 30% | 0% | 0% | 1 | 53% | 0% | 0% | 2 | 85% | 0% | 0% | 3 | 55% | 0% | 0% | 2 | 4% | 0% | 0% | 1
429 | Mohave | 0 | 0 | 0 | 0% | 0% | 1 | 0 | 0% | 0% | 1 | 0% | 0% | 0% | 1 | 0 | 2 | 0% | 0% | 0% | 1 | 0% | 0% | 0% | 1 | 0% | 0% | 0% | 1 | 0% | 0% | 0% | 1 | 0% | 0% | 0% | 1 | 0% | 0% | 0% | 1 | 0% | 0% | 0% | 1 |  | 0% | 0% | 1 | 0.02 | 0% | 0% | 1 | 0% | 0% | 0% | 1 | 0 | 2 | 0% | 0% | 0% | 1 | 0% | 0% | 0% | 1 | 1% | 0% | 0% | 1 | 0% | 0% | 0% | 1 | 1% | 0% | 0% | 1 | 1% | 0% | 0% | 1 | 1% | 0% | 0% | 1 |  | 0% | 0% | 1 | 0.02 | 0% | 0% | 1 | 0% | 0% | 0% | 1 | 0 | 2 | 0% | 0% | 0% | 1 | 1% | 0% | 0% | 1 | 9% | 0% | 0% | 1 | 0% | 0% | 0% | 1 | 9% | 0% | 0% | 1 | 2% | 0% | 0% | 1 | 2% | 0% | 0% | 1 |  | 0% | 0% | 1 | 0.05 | 0% | 0% | 1 | 0% | 0% | 0% | 1 | 0 | 2 | 0% | 0% | 0% | 1 | 3% | 0% | 0% | 1 | 6% | 0% | 0% | 1 | 0% | 0% | 0% | 1 | 7% | 0% | 0% | 1 | 2% | 0% | 0% | 1 | 2% | 0% | 0% | 1
430 | Wakefield | 200 | 2000 | 10 | 23.59% | 0% | 2 | 0.12 | 57.44% | 0% | 2 | 24% | 0% | 0% | 1 | 0 | 2 | 0% | 0% | 0% | 1 | 22% | 8.506% | 0% | 1 | 15% | 7.781% | 0% | 1 | 21% | 8.383% | 0% | 1 | 39% | 10.96% | 0% | 1 | 32% | 9.768% | 0% | 1 | 7% | 7.122% | 0% | 1 |  | 9.205% | 0% | 1 | 0.13 | 16.85% | 0% | 1 | 30% | 0% | 0% | 1 | 0 | 2 | 1% | 0% | 1% | 1 | 27% | 3.021% | 0% | 1 | 10% | 2.442% | 0% | 1 | 15% | 2.57% | 0% | 1 | 40% | 3.625% | 0% | 1 | 26% | 2.962% | 0% | 1 | 6% | 2.338% | 0% | 1 |  | 6.058% | 0% | 1 | 0.12 | 9.27% | 0% | 1 | 28% | 0% | 0% | 1 | 0 | 2 | 7% | 1% | 8% | 2 | 34% | 2.049% | 0% | 1 | 7% | 1.44% | 0% | 1 | 14% | 1.556% | 0% | 1 | 44% | 2.424% | 0% | 1 | 26% | 1.823% | 0% | 1 | 8% | 1.455% | 0% | 1 |  | 4.828% | 0% | 1 | 0.12 | 4.907% | 0% | 1 | 23% | 0% | 0% | 1 | 0 | 2 | 16% | 3% | 19% | 2 | 40% | 1.649% | 0% | 1 | 7% | 1.061% | 0% | 1 | 13% | 1.13% | 0% | 1 | 49% | 1.952% | 0% | 1 | 28% | 1.379% | 0% | 1 | 9% | 1.089% | 0% | 1
431 | Kern PP | 50 | 500 | 10 | 118.8% | 3.175% | 4 | 0.87 | 999% | 48.5% | 5 | 57% | 758.3% | 4.776% | 4 | 0 | 2 | 0% | 0% | 0% | 1 | 64% | 47.94% | 0% | 2 | 21% | 21.88% | 0% | 2 | 26% | 23.26% | 0% | 2 | 64% | 47.94% | 0% | 2 | 0% | 17.19% | 0% | 1 | 3% | 17.66% | 0% | 1 |  | 3.216% | 0% | 1 | 0.18 | 20.83% | 0% | 2 | 49% | 0% | 0% | 1 | 0 | 2 | 6% | 0% | 6% | 1 | 33% | 0.7762% | 0% | 1 | 16% | 0.6169% | 0% | 1 | 34% | 0.7937% | 0% | 1 | 49% | 1.012% | 0% | 1 | 0% | 0.5202% | 0% | 1 | 9% | 0.5714% | 0% | 1 |  | 0.9522% | 0% | 1 | 0.13 | 2.131% | 0% | 1 | 48% | 0% | 0% | 1 | 0 | 2 | 16% | 0% | 16% | 1 | 31% | 0.2482% | 0% | 1 | 17% | 0.2056% | 0% | 1 | 31% | 0.248% | 0% | 1 | 48% | 0.332% | 0% | 1 | 3% | 0.1766% | 0% | 1 | 6% | 0.1835% | 0% | 1 |  | 0.5548% | 0% | 1 | 0.1 | 0.4797% | 0% | 1 | 48% | 0% | 0% | 1 | 0 | 2 | 21% | 0% | 21% | 2 | 30% | 0.1219% | 0% | 1 | 22% | 0.1088% | 0% | 1 | 38% | 0.1384% | 0% | 1 | 53% | 0.1818% | 0% | 2 | 9% | 0.09332% | 0% | 1 | 4% | 0.08917% | 0% | 1
432 | Diablo Canyon | 0 | 0 | 10 | 0% | 0% | 1 | 0.04 | 0% | 0% | 1 | 0% | 0% | 0% | 1 | 0 | 2 | 75% | 0% | 75% | 5 | 0% | 0% | 0% | 1 | 6% | 0% | 0% | 1 | 54% | 0% | 0% | 2 | 54% | 0% | 0% | 2 | 63% | 0% | 0% | 2 | 7% | 0% | 0% | 1 |  | 0% | 0% | 1 | 0.08 | 0% | 0% | 1 | 3% | 0% | 0% | 1 | 0 | 2 | 83% | 0% | 83% | 5 | 6% | 0% | 0% | 1 | 16% | 0% | 0% | 1 | 71% | 0% | 0% | 3 | 71% | 0% | 0% | 3 | 51% | 0% | 0% | 2 | 10% | 0% | 0% | 1 |  | 0% | 0% | 1 | 0.13 | 0% | 0% | 1 | 6% | 0% | 0% | 1 | 0 | 2 | 78% | 3% | 81% | 5 | 18% | 0% | 0% | 1 | 15% | 0% | 0% | 1 | 66% | 0% | 0% | 2 | 70% | 0% | 0% | 3 | 48% | 0% | 0% | 1 | 10% | 0% | 0% | 1 |  | 0% | 0% | 1 | 0.1 | 0% | 0% | 1 | 6% | 0% | 0% | 1 | 0 | 2 | 79% | 3% | 82% | 5 | 37% | 0% | 0% | 1 | 24% | 0% | 0% | 1 | 49% | 0% | 0% | 1 | 65% | 0% | 0% | 2 | 49% | 0% | 0% | 1 | 9% | 0% | 0% | 1
433 | Reedley | 0 | 0 | 10 | 0% | 0% | 1 | 0.23 | 0% | 0% | 1 | 49% | 0% | 0% | 1 | 0 | 2 | 0% | 0% | 0% | 1 | 2% | 0% | 0% | 1 | 12% | 0% | 0% | 1 | 24% | 0% | 0% | 1 | 24% | 0% | 0% | 1 | 1% | 0% | 0% | 1 | 1% | 0% | 0% | 1 |  | 0% | 0% | 1 | 0.19 | 0% | 0% | 1 | 43% | 0% | 0% | 1 | 0 | 2 | 6% | 0% | 6% | 1 | 27% | 0% | 0% | 1 | 21% | 0% | 0% | 1 | 29% | 0% | 0% | 1 | 39% | 0% | 0% | 1 | 14% | 0% | 0% | 1 | 3% | 0% | 0% | 1 |  | 0% | 0% | 1 | 0.18 | 0% | 0% | 1 | 39% | 0% | 0% | 1 | 0 | 2 | 17% | 0% | 17% | 1 | 32% | 0% | 0% | 1 | 22% | 0% | 0% | 1 | 30% | 0% | 0% | 1 | 50% | 0% | 0% | 2 | 19% | 0% | 0% | 1 | 4% | 0% | 0% | 1 |  | 0% | 0% | 1 | 0.18 | 0% | 0% | 1 | 35% | 0% | 0% | 1 | 0 | 2 | 25% | 0% | 25% | 2 | 30% | 0% | 0% | 1 | 19% | 0% | 0% | 1 | 27% | 0% | 0% | 1 | 45% | 0% | 0% | 1 | 23% | 0% | 0% | 1 | 4% | 0% | 0% | 1
434 | Oakland J | 0 | 0 | 10 | 0% | 0% | 1 | 0.84 | 0% | 0% | 1 | 0% | 0% | 0% | 1 | 0 | 2 | 0% | 0% | 0% | 1 | 2% | 0% | 0% | 1 | 29% | 0% | 0% | 1 | 63% | 0% | 0% | 2 | 63% | 0% | 0% | 2 | 0% | 0% | 0% | 1 | 8% | 0% | 0% | 1 |  | 0% | 0% | 1 | 0.27 | 0% | 0% | 1 | 0% | 0% | 0% | 1 | 0 | 2 | 49% | 0% | 49% | 2 | 61% | 0% | 0% | 2 | 30% | 0% | 0% | 1 | 67% | 0% | 0% | 2 | 82% | 0% | 0% | 3 | 29% | 0% | 0% | 1 | 6% | 0% | 0% | 1 |  | 0% | 0% | 1 | 0.35 | 0% | 0% | 1 | 0% | 0% | 0% | 1 | 0 | 2 | 64% | 0% | 64% | 3 | 57% | 0% | 0% | 2 | 40% | 0% | 0% | 1 | 70% | 0% | 0% | 3 | 87% | 0% | 0% | 3 | 31% | 0% | 0% | 1 | 5% | 0% | 0% | 1 |  | 0% | 0% | 1 | 0.45 | 0% | 0% | 1 | 0% | 0% | 0% | 1 | 0 | 2 | 56% | 0% | 56% | 3 | 38% | 0% | 0% | 1 | 41% | 0% | 0% | 1 | 69% | 0% | 0% | 2 | 81% | 0% | 0% | 3 | 26% | 0% | 0% | 1 | 6% | 0% | 0% | 1
435 | Sandy | 0 | 0 | 10 | 0% | 0% | 1 | 0 | 0% | 0% | 1 | 0% | 0% | 0% | 1 | 0 | 2 | 0% | 0% | 0% | 1 | 0% | 0% | 0% | 1 | 0% | 0% | 0% | 1 | 0% | 0% | 0% | 1 | 0% | 0% | 0% | 1 | 0% | 0% | 0% | 1 | 0% | 0% | 0% | 1 |  | 0% | 0% | 1 | 0 | 0% | 0% | 1 | 0% | 0% | 0% | 1 | 0 | 2 | 0% | 0% | 0% | 1 | 0% | 0% | 0% | 1 | 0% | 0% | 0% | 1 | 0% | 0% | 0% | 1 | 0% | 0% | 0% | 1 | 0% | 0% | 0% | 1 | 0% | 0% | 0% | 1 |  | 0% | 0% | 1 | 0.35 | 0% | 0% | 1 | 0% | 0% | 0% | 1 | 0 | 2 | 0% | 0% | 0% | 1 | 0% | 0% | 0% | 1 | 0% | 0% | 0% | 1 | 15% | 0% | 0% | 1 | 15% | 0% | 0% | 1 | 7% | 0% | 0% | 1 | 0% | 0% | 0% | 1 |  | 0% | 0% | 1 | 0.51 | 0% | 0% | 1 | 0% | 0% | 0% | 1 | 0 | 2 | 0% | 0% | 0% | 1 | 3% | 0% | 0% | 1 | 0% | 0% | 0% | 1 | 22% | 0% | 0% | 1 | 23% | 0% | 0% | 1 | 16% | 0% | 0% | 1 | 0% | 0% | 0% | 1
436 | Cayetano | 0 | 0 | 10 | 0% | 0% | 1 | 0.17 | 0% | 0% | 1 | 0% | 0% | 0% | 1 | 0 | 2 | 95% | 3% | 98% | 5 | 30% | 0% | 0% | 1 | 57% | 0% | 0% | 2 | 80% | 0% | 0% | 3 | 80% | 0% | 0% | 3 | 26% | 0% | 0% | 1 | 8% | 0% | 0% | 1 |  | 0% | 0% | 1 | 0.12 | 0% | 0% | 1 | 0% | 0% | 0% | 1 | 0 | 2 | 96% | 1% | 97% | 5 | 65% | 0% | 0% | 2 | 56% | 0% | 0% | 2 | 70% | 0% | 0% | 3 | 88% | 0% | 0% | 3 | 33% | 0% | 0% | 1 | 7% | 0% | 0% | 1 |  | 0% | 0% | 1 | 0.14 | 0% | 0% | 1 | 10% | 0% | 0% | 1 | 0 | 2 | 82% | 3% | 85% | 5 | 62% | 0% | 0% | 2 | 58% | 0% | 0% | 2 | 67% | 0% | 0% | 2 | 85% | 0% | 0% | 3 | 35% | 0% | 0% | 1 | 7% | 0% | 0% | 1 |  | 0% | 0% | 1 | 0.12 | 0% | 0% | 1 | 20% | 0% | 0% | 1 | 0 | 2 | 64% | 8% | 72% | 3 | 60% | 0% | 0% | 2 | 46% | 0% | 0% | 1 | 54% | 0% | 0% | 2 | 76% | 0% | 0% | 3 | 36% | 0% | 0% | 1 | 6% | 0% | 0% | 1
437 | Pit 1 | 0 | 0 | 10 | 0% | 0% | 1 | 0.09 | 0% | 0% | 1 | 0% | 0% | 0% | 1 | 0 | 2 | 0% | 0% | 0% | 1 | 51% | 0% | 0% | 2 | 61% | 0% | 0% | 2 | 80% | 0% | 0% | 3 | 96% | 0% | 0% | 5 | 62% | 0% | 0% | 2 | 3% | 0% | 0% | 1 |  | 0% | 0% | 1 | 0.08 | 0% | 0% | 1 | 0% | 0% | 0% | 1 | 0 | 2 | 5% | 0% | 5% | 1 | 24% | 0% | 0% | 1 | 39% | 0% | 0% | 1 | 42% | 0% | 0% | 1 | 57% | 0% | 0% | 2 | 36% | 0% | 0% | 1 | 8% | 0% | 0% | 1 |  | 0% | 0% | 1 | 0.06 | 0% | 0% | 1 | 0% | 0% | 0% | 1 | 0 | 2 | 19% | 0% | 19% | 1 | 28% | 0% | 0% | 1 | 20% | 0% | 0% | 1 | 19% | 0% | 0% | 1 | 43% | 0% | 0% | 1 | 38% | 0% | 0% | 1 | 7% | 0% | 0% | 1 |  | 0% | 0% | 1 | 0.06 | 0% | 0% | 1 | 0% | 0% | 0% | 1 | 0 | 2 | 33% | 0% | 33% | 2 | 35% | 0% | 0% | 1 | 14% | 0% | 0% | 1 | 12% | 0% | 0% | 1 | 46% | 0% | 0% | 1 | 37% | 0% | 0% | 1 | 6% | 0% | 0% | 1
438 | Metcalf | 0 | 0 | 10 | 0% | 0% | 1 | 0.11 | 0% | 0% | 1 | 6% | 0% | 0% | 1 | 0 | 2 | 90% | 0% | 90% | 5 | 100% | 0% | 0% | 5 | 47% | 0% | 0% | 1 | 57% | 0% | 0% | 2 | 100% | 0% | 0% | 5 | 34% | 0% | 0% | 1 | 4% | 0% | 0% | 1 |  | 0% | 0% | 1 | 0.11 | 0% | 0% | 1 | 2% | 0% | 0% | 1 | 0 | 2 | 87% | 8% | 95% | 5 | 81% | 0% | 0% | 3 | 24% | 0% | 0% | 1 | 36% | 0% | 0% | 1 | 84% | 0% | 0% | 3 | 58% | 0% | 0% | 2 | 5% | 0% | 0% | 1 |  | 0% | 0% | 1 | 0.11 | 0% | 0% | 1 | 1% | 0% | 0% | 1 | 0 | 2 | 62% | 24% | 86% | 5 | 70% | 0% | 0% | 3 | 24% | 0% | 0% | 1 | 39% | 0% | 0% | 1 | 77% | 0% | 0% | 3 | 64% | 0% | 0% | 2 | 4% | 0% | 0% | 1 |  | 0% | 0% | 1 | 0.14 | 0% | 0% | 1 | 3% | 0% | 0% | 1 | 0 | 2 | 45% | 27% | 72% | 4 | 66% | 0% | 0% | 2 | 25% | 0% | 0% | 1 | 45% | 0% | 0% | 1 | 81% | 0% | 0% | 3 | 60% | 0% | 0% | 2 | 3% | 0% | 0% | 1
439 | Delaney | 0 | 0 | 0 | 0% | 0% | 1 | 0 | 0% | 0% | 1 | 0% | 0% | 0% | 1 | 0 | 2 | 0% | 0% | 0% | 1 | 0% | 0% | 0% | 1 | 0% | 0% | 0% | 1 | 0% | 0% | 0% | 1 | 0% | 0% | 0% | 1 | 0% | 0% | 0% | 1 | 0% | 0% | 0% | 1 |  | 0% | 0% | 1 | 0 | 0% | 0% | 1 | 0% | 0% | 0% | 1 | 0 | 2 | 0% | 0% | 0% | 1 | 0% | 0% | 0% | 1 | 0% | 0% | 0% | 1 | 0% | 0% | 0% | 1 | 0% | 0% | 0% | 1 | 0% | 0% | 0% | 1 | 0% | 0% | 0% | 1 |  | 0% | 0% | 1 | 0 | 0% | 0% | 1 | 0% | 0% | 0% | 1 | 0 | 2 | 0% | 0% | 0% | 1 | 0% | 0% | 0% | 1 | 0% | 0% | 0% | 1 | 0% | 0% | 0% | 1 | 0% | 0% | 0% | 1 | 0% | 0% | 0% | 1 | 0% | 0% | 0% | 1 |  | 0% | 0% | 1 | 0 | 0% | 0% | 1 | 0% | 0% | 0% | 1 | 0 | 2 | 0% | 0% | 0% | 1 | 0% | 0% | 0% | 1 | 0% | 0% | 0% | 1 | 0% | 0% | 0% | 1 | 0% | 0% | 0% | 1 | 0% | 0% | 0% | 1 | 0% | 0% | 0% | 1
440 | Oakland L | 0 | 0 | 10 | 0% | 0% | 1 | 0.24 | 0% | 0% | 1 | 0% | 0% | 0% | 1 | 0 | 2 | 0% | 0% | 0% | 1 | 0% | 0% | 0% | 1 | 18% | 0% | 0% | 1 | 35% | 0% | 0% | 1 | 35% | 0% | 0% | 1 | 0% | 0% | 0% | 1 | 3% | 0% | 0% | 1 |  | 0% | 0% | 1 | 0.3 | 0% | 0% | 1 | 0% | 0% | 0% | 1 | 0 | 2 | 27% | 0% | 27% | 2 | 46% | 0% | 0% | 1 | 43% | 0% | 0% | 1 | 70% | 0% | 0% | 3 | 73% | 0% | 0% | 3 | 12% | 0% | 0% | 1 | 4% | 0% | 0% | 1 |  | 0% | 0% | 1 | 0.45 | 0% | 0% | 1 | 0% | 0% | 0% | 1 | 0 | 2 | 53% | 0% | 53% | 3 | 40% | 0% | 0% | 1 | 47% | 0% | 0% | 1 | 72% | 0% | 0% | 3 | 82% | 0% | 0% | 3 | 22% | 0% | 0% | 1 | 6% | 0% | 0% | 1 |  | 0% | 0% | 1 | 0.54 | 0% | 0% | 1 | 0% | 0% | 0% | 1 | 0 | 2 | 46% | 0% | 46% | 2 | 35% | 0% | 0% | 1 | 36% | 0% | 0% | 1 | 67% | 0% | 0% | 2 | 78% | 0% | 0% | 3 | 21% | 0% | 0% | 1 | 6% | 0% | 0% | 1
441 | Lemoore | 0 | 0 | 10 | 0% | 0% | 1 | 0.2 | 0% | 0% | 1 | 37% | 0% | 0% | 1 | 0 | 2 | 0% | 0% | 0% | 1 | 20% | 0% | 0% | 1 | 0% | 0% | 0% | 1 | 1% | 0% | 0% | 1 | 20% | 0% | 0% | 1 | 0% | 0% | 0% | 1 | 5% | 0% | 0% | 1 |  | 0% | 0% | 1 | 0.16 | 0% | 0% | 1 | 40% | 0% | 0% | 1 | 0 | 2 | 0% | 0% | 0% | 1 | 15% | 0% | 0% | 1 | 2% | 0% | 0% | 1 | 3% | 0% | 0% | 1 | 15% | 0% | 0% | 1 | 0% | 0% | 0% | 1 | 4% | 0% | 0% | 1 |  | 0% | 0% | 1 | 0.12 | 0% | 0% | 1 | 42% | 0% | 0% | 1 | 0 | 2 | 0% | 0% | 0% | 1 | 10% | 0% | 0% | 1 | 1% | 0% | 0% | 1 | 3% | 0% | 0% | 1 | 11% | 0% | 0% | 1 | 0% | 0% | 0% | 1 | 2% | 0% | 0% | 1 |  | 0% | 0% | 1 | 0.1 | 0% | 0% | 1 | 46% | 0% | 0% | 1 | 0 | 2 | 1% | 0% | 1% | 1 | 8% | 0% | 0% | 1 | 3% | 0% | 0% | 1 | 7% | 0% | 0% | 1 | 14% | 0% | 0% | 1 | 0% | 0% | 0% | 1 | 2% | 0% | 0% | 1
442 | Tesla | 0 | 0 | 10 | 0% | 0% | 1 | 0.23 | 0% | 0% | 1 | 7% | 0% | 0% | 1 | 0 | 2 | 86% | 0% | 86% | 5 | 79% | 0% | 0% | 3 | 75% | 0% | 0% | 3 | 80% | 0% | 0% | 3 | 93% | 0% | 0% | 4 | 31% | 0% | 0% | 1 | 3% | 0% | 0% | 1 |  | 0% | 0% | 1 | 0.16 | 0% | 0% | 1 | 21% | 0% | 0% | 1 | 0 | 2 | 66% | 5% | 71% | 3 | 72% | 0% | 0% | 3 | 56% | 0% | 0% | 2 | 58% | 0% | 0% | 2 | 82% | 0% | 0% | 3 | 32% | 0% | 0% | 1 | 5% | 0% | 0% | 1 |  | 0% | 0% | 1 | 0.15 | 0% | 0% | 1 | 33% | 0% | 0% | 1 | 0 | 2 | 49% | 9% | 58% | 3 | 56% | 0% | 0% | 2 | 40% | 0% | 0% | 1 | 42% | 0% | 0% | 1 | 68% | 0% | 0% | 2 | 30% | 0% | 0% | 1 | 5% | 0% | 0% | 1 |  | 0% | 0% | 1 | 0.13 | 0% | 0% | 1 | 37% | 0% | 0% | 1 | 0 | 2 | 41% | 11% | 52% | 3 | 53% | 0% | 0% | 2 | 34% | 0% | 0% | 1 | 37% | 0% | 0% | 1 | 63% | 0% | 0% | 2 | 30% | 0% | 0% | 1 | 5% | 0% | 0% | 1
443 | Camanche | 0 | 0 | 10 | 0% | 0% | 1 | 0.17 | 0% | 0% | 1 | 7% | 0% | 0% | 1 | 0 | 2 | 17% | 0% | 17% | 1 | 81% | 0% | 0% | 3 | 60% | 0% | 0% | 2 | 84% | 0% | 0% | 3 | 85% | 0% | 0% | 3 | 36% | 0% | 0% | 1 | 27% | 0% | 0% | 1 |  | 0% | 0% | 1 | 0.18 | 0% | 0% | 1 | 15% | 0% | 0% | 1 | 0 | 2 | 14% | 0% | 14% | 1 | 61% | 0% | 0% | 2 | 40% | 0% | 0% | 1 | 68% | 0% | 0% | 2 | 78% | 0% | 0% | 3 | 24% | 0% | 0% | 1 | 20% | 0% | 0% | 1 |  | 0% | 0% | 1 | 0.17 | 0% | 0% | 1 | 21% | 0% | 0% | 1 | 0 | 2 | 22% | 0% | 22% | 2 | 55% | 0% | 0% | 2 | 30% | 0% | 0% | 1 | 54% | 0% | 0% | 2 | 72% | 0% | 0% | 3 | 27% | 0% | 0% | 1 | 19% | 0% | 0% | 1 |  | 0% | 0% | 1 | 0.16 | 0% | 0% | 1 | 22% | 0% | 0% | 1 | 0 | 2 | 32% | 0% | 32% | 2 | 53% | 0% | 0% | 2 | 23% | 0% | 0% | 1 | 42% | 0% | 0% | 1 | 68% | 0% | 0% | 2 | 31% | 0% | 0% | 1 | 16% | 0% | 0% | 1
444 | Solar | 0 | 0 | 10 | 0% | 0% | 1 | 0.04 | 0% | 0% | 1 | 0% | 0% | 0% | 1 | 0 | 2 | 70% | 8% | 78% | 5 | 11% | 0% | 0% | 1 | 33% | 0% | 0% | 1 | 49% | 0% | 0% | 1 | 51% | 0% | 0% | 2 | 59% | 0% | 0% | 2 | 1% | 0% | 0% | 1 |  | 0% | 0% | 1 | 0.09 | 0% | 0% | 1 | 0% | 0% | 0% | 1 | 0 | 2 | 62% | 15% | 77% | 5 | 41% | 0% | 0% | 1 | 22% | 0% | 0% | 1 | 34% | 0% | 0% | 1 | 68% | 0% | 0% | 2 | 67% | 0% | 0% | 2 | 5% | 0% | 0% | 1 |  | 0% | 0% | 1 | 0.08 | 0% | 0% | 1 | 1% | 0% | 0% | 1 | 0 | 2 | 44% | 15% | 59% | 3 | 53% | 0% | 0% | 2 | 20% | 0% | 0% | 1 | 28% | 0% | 0% | 1 | 72% | 0% | 0% | 3 | 60% | 0% | 0% | 2 | 4% | 0% | 0% | 1 |  | 0% | 0% | 1 | 0.07 | 0% | 0% | 1 | 3% | 0% | 0% | 1 | 0 | 2 | 35% | 19% | 54% | 3 | 55% | 0% | 0% | 2 | 14% | 0% | 0% | 1 | 26% | 0% | 0% | 1 | 73% | 0% | 0% | 3 | 52% | 0% | 0% | 2 | 3% | 0% | 0% | 1
445 | Mesa Heights | 0 | 0 | 10 | 0% | 0% | 1 | 0.89 | 0% | 0% | 1 | 0% | 0% | 0% | 1 | 0 | 2 | 0% | 0% | 0% | 1 | 36% | 0% | 0% | 1 | 100% | 0% | 0% | 5 | 100% | 0% | 0% | 5 | 100% | 0% | 0% | 5 | 0% | 0% | 0% | 1 | 5% | 0% | 0% | 1 |  | 0% | 0% | 1 | 0.27 | 0% | 0% | 1 | 0% | 0% | 0% | 1 | 0 | 2 | 18% | 0% | 18% | 1 | 18% | 0% | 0% | 1 | 20% | 0% | 0% | 1 | 63% | 0% | 0% | 2 | 81% | 0% | 0% | 3 | 1% | 0% | 0% | 1 | 1% | 0% | 0% | 1 |  | 0% | 0% | 1 | 0.21 | 0% | 0% | 1 | 0% | 0% | 0% | 1 | 0 | 2 | 13% | 34% | 47% | 5 | 40% | 0% | 0% | 1 | 38% | 0% | 0% | 1 | 64% | 0% | 0% | 2 | 89% | 0% | 0% | 3 | 9% | 0% | 0% | 1 | 2% | 0% | 0% | 1 |  | 0% | 0% | 1 | 0.23 | 0% | 0% | 1 | 1% | 0% | 0% | 1 | 0 | 2 | 41% | 37% | 78% | 5 | 51% | 0% | 0% | 2 | 55% | 0% | 0% | 2 | 70% | 0% | 0% | 3 | 89% | 0% | 0% | 3 | 16% | 0% | 0% | 1 | 5% | 0% | 0% | 1
446 | Cove Road | 0 | 0 | 10 | 0% | 0% | 1 | 0.07 | 0% | 0% | 1 | 0% | 0% | 0% | 1 | 0 | 2 | 73% | 25% | 98% | 5 | 73% | 0% | 0% | 3 | 17% | 0% | 0% | 1 | 27% | 0% | 0% | 1 | 75% | 0% | 0% | 3 | 20% | 0% | 0% | 1 | 5% | 0% | 0% | 1 |  | 0% | 0% | 1 | 0.05 | 0% | 0% | 1 | 0% | 0% | 0% | 1 | 0 | 2 | 72% | 26% | 98% | 5 | 58% | 0% | 0% | 2 | 22% | 0% | 0% | 1 | 31% | 0% | 0% | 1 | 71% | 0% | 0% | 3 | 32% | 0% | 0% | 1 | 6% | 0% | 0% | 1 |  | 0% | 0% | 1 | 0.05 | 0% | 0% | 1 | 0% | 0% | 0% | 1 | 0 | 2 | 63% | 22% | 85% | 5 | 53% | 0% | 0% | 2 | 18% | 0% | 0% | 1 | 21% | 0% | 0% | 1 | 64% | 0% | 0% | 2 | 35% | 0% | 0% | 1 | 7% | 0% | 0% | 1 |  | 0% | 0% | 1 | 0.05 | 0% | 0% | 1 | 0% | 0% | 0% | 1 | 0 | 2 | 62% | 16% | 78% | 5 | 47% | 0% | 0% | 1 | 19% | 0% | 0% | 1 | 22% | 0% | 0% | 1 | 59% | 0% | 0% | 2 | 36% | 0% | 0% | 1 | 7% | 0% | 0% | 1
447 | Gold Hill | 0 | 0 | 10 | 0% | 0% | 1 | 0.69 | 0% | 0% | 1 | 0% | 0% | 0% | 1 | 0 | 2 | 0% | 0% | 0% | 1 | 60% | 0% | 0% | 2 | 11% | 0% | 0% | 1 | 0% | 0% | 0% | 1 | 60% | 0% | 0% | 2 | 42% | 0% | 0% | 1 | 18% | 0% | 0% | 1 |  | 0% | 0% | 1 | 0.53 | 0% | 0% | 1 | 0% | 0% | 0% | 1 | 0 | 2 | 39% | 3% | 42% | 2 | 48% | 0% | 0% | 1 | 22% | 0% | 0% | 1 | 19% | 0% | 0% | 1 | 58% | 0% | 0% | 2 | 49% | 0% | 0% | 1 | 18% | 0% | 0% | 1 |  | 0% | 0% | 1 | 0.45 | 0% | 0% | 1 | 2% | 0% | 0% | 1 | 0 | 2 | 58% | 3% | 61% | 3 | 64% | 0% | 0% | 2 | 21% | 0% | 0% | 1 | 19% | 0% | 0% | 1 | 70% | 0% | 0% | 3 | 35% | 0% | 0% | 1 | 15% | 0% | 0% | 1 |  | 0% | 0% | 1 | 0.42 | 0% | 0% | 1 | 3% | 0% | 0% | 1 | 0 | 2 | 62% | 2% | 64% | 3 | 66% | 0% | 0% | 2 | 16% | 0% | 0% | 1 | 17% | 0% | 0% | 1 | 72% | 0% | 0% | 3 | 32% | 0% | 0% | 1 | 21% | 0% | 0% | 1
448 | Control | 0 | 0 | 10 | 0% | 0% | 1 | 0.03 | 0% | 0% | 1 | 0% | 0% | 0% | 1 | 0 | 2 | 0% | 0% | 0% | 1 | 0% | 0% | 0% | 1 | 12% | 0% | 0% | 1 | 49% | 0% | 0% | 1 | 54% | 0% | 0% | 2 | 63% | 0% | 0% | 2 | 8% | 0% | 0% | 1 |  | 0% | 0% | 1 | 0.03 | 0% | 0% | 1 | 0% | 0% | 0% | 1 | 0 | 2 | 6% | 0% | 6% | 1 | 0% | 0% | 0% | 1 | 23% | 0% | 0% | 1 | 39% | 0% | 0% | 1 | 42% | 0% | 0% | 1 | 76% | 0% | 0% | 3 | 10% | 0% | 0% | 1 |  | 0% | 0% | 1 | 0.02 | 0% | 0% | 1 | 0% | 0% | 0% | 1 | 0 | 2 | 4% | 0% | 4% | 1 | 0% | 0% | 0% | 1 | 21% | 0% | 0% | 1 | 34% | 0% | 0% | 1 | 36% | 0% | 0% | 1 | 76% | 0% | 0% | 3 | 8% | 0% | 0% | 1 |  | 0% | 0% | 1 | 0.02 | 0% | 0% | 1 | 0% | 0% | 0% | 1 | 0 | 2 | 23% | 0% | 23% | 2 | 0% | 0% | 0% | 1 | 22% | 0% | 0% | 1 | 25% | 0% | 0% | 1 | 31% | 0% | 0% | 1 | 70% | 0% | 0% | 3 | 7% | 0% | 0% | 1
449 | Lambie | 0 | 0 | 10 | 0% | 0% | 1 | 0.06 | 0% | 0% | 1 | 0% | 0% | 0% | 1 | 0 | 2 | 90% | 0% | 90% | 5 | 7% | 0% | 0% | 1 | 59% | 0% | 0% | 2 | 66% | 0% | 0% | 2 | 75% | 0% | 0% | 3 | 13% | 0% | 0% | 1 | 41% | 0% | 0% | 1 |  | 0% | 0% | 1 | 0.07 | 0% | 0% | 1 | 16% | 0% | 0% | 1 | 0 | 2 | 66% | 0% | 66% | 3 | 13% | 0% | 0% | 1 | 35% | 0% | 0% | 1 | 39% | 0% | 0% | 1 | 51% | 0% | 0% | 2 | 6% | 0% | 0% | 1 | 22% | 0% | 0% | 1 |  | 0% | 0% | 1 | 0.08 | 0% | 0% | 1 | 31% | 0% | 0% | 1 | 0 | 2 | 40% | 0% | 40% | 2 | 13% | 0% | 0% | 1 | 24% | 0% | 0% | 1 | 24% | 0% | 0% | 1 | 37% | 0% | 0% | 1 | 5% | 0% | 0% | 1 | 19% | 0% | 0% | 1 |  | 0% | 0% | 1 | 0.12 | 0% | 0% | 1 | 35% | 0% | 0% | 1 | 0 | 2 | 35% | 0% | 35% | 2 | 20% | 0% | 0% | 1 | 21% | 0% | 0% | 1 | 23% | 0% | 0% | 1 | 41% | 0% | 0% | 1 | 9% | 0% | 0% | 1 | 13% | 0% | 0% | 1
450 | Summit | 0 | 0 | 10 | 0% | 0% | 1 | 0.23 | 0% | 0% | 1 | 0% | 0% | 0% | 1 | 0 | 2 | 5% | 0% | 5% | 1 | 8% | 0% | 0% | 1 | 9% | 0% | 0% | 1 | 55% | 0% | 0% | 2 | 61% | 0% | 0% | 2 | 62% | 0% | 0% | 2 | 8% | 0% | 0% | 1 |  | 0% | 0% | 1 | 0.35 | 0% | 0% | 1 | 0% | 0% | 0% | 1 | 0 | 2 | 26% | 0% | 26% | 2 | 14% | 0% | 0% | 1 | 9% | 0% | 0% | 1 | 43% | 0% | 0% | 1 | 53% | 0% | 0% | 2 | 51% | 0% | 0% | 2 | 9% | 0% | 0% | 1 |  | 0% | 0% | 1 | 0.33 | 0% | 0% | 1 | 0% | 0% | 0% | 1 | 0 | 2 | 44% | 7% | 51% | 3 | 26% | 0% | 0% | 1 | 16% | 0% | 0% | 1 | 32% | 0% | 0% | 1 | 52% | 0% | 0% | 2 | 45% | 0% | 0% | 1 | 9% | 0% | 0% | 1 |  | 0% | 0% | 1 | 0.26 | 0% | 0% | 1 | 0% | 0% | 0% | 1 | 0 | 2 | 42% | 21% | 63% | 4 | 35% | 0% | 0% | 1 | 11% | 0% | 0% | 1 | 22% | 0% | 0% | 1 | 52% | 0% | 0% | 2 | 42% | 0% | 0% | 1 | 9% | 0% | 0% | 1
451 | Pauda | 0 | 0 | 10 | 0% | 0% | 1 | 0.08 | 0% | 0% | 1 | 0% | 0% | 0% | 1 | 0 | 2 | 0% | 100% | 100% | 5 | 100% | 0% | 0% | 5 | 60% | 0% | 0% | 2 | 0% | 0% | 0% | 1 | 100% | 0% | 0% | 5 | 78% | 0% | 0% | 3 | 22% | 0% | 0% | 1 |  | 0% | 0% | 1 | 0.43 | 0% | 0% | 1 | 14% | 0% | 0% | 1 | 0 | 2 | 5% | 38% | 43% | 5 | 35% | 0% | 0% | 1 | 21% | 0% | 0% | 1 | 18% | 0% | 0% | 1 | 38% | 0% | 0% | 1 | 24% | 0% | 0% | 1 | 11% | 0% | 0% | 1 |  | 0% | 0% | 1 | 0.33 | 0% | 0% | 1 | 6% | 0% | 0% | 1 | 0 | 2 | 39% | 37% | 76% | 5 | 62% | 0% | 0% | 2 | 33% | 0% | 0% | 1 | 30% | 0% | 0% | 1 | 68% | 0% | 0% | 2 | 28% | 0% | 0% | 1 | 9% | 0% | 0% | 1 |  | 0% | 0% | 1 | 0.27 | 0% | 0% | 1 | 2% | 0% | 0% | 1 | 0 | 2 | 50% | 29% | 79% | 5 | 53% | 0% | 0% | 2 | 58% | 0% | 0% | 2 | 61% | 0% | 0% | 2 | 83% | 0% | 0% | 3 | 32% | 0% | 0% | 1 | 6% | 0% | 0% | 1
452 | Ocotillo Express | 0 | 0 | 10 | 0% | 0% | 1 | 0.07 | 0% | 0% | 1 | 0% | 0% | 0% | 1 | 0 | 2 | 0% | 0% | 0% | 1 | 32% | 0% | 0% | 1 | 28% | 0% | 0% | 1 | 17% | 0% | 0% | 1 | 60% | 0% | 0% | 2 | 30% | 0% | 0% | 1 | 0% | 0% | 0% | 1 |  | 0% | 0% | 1 | 0.05 | 0% | 0% | 1 | 0% | 0% | 0% | 1 | 0 | 2 | 0% | 0% | 0% | 1 | 36% | 0% | 0% | 1 | 19% | 0% | 0% | 1 | 15% | 0% | 0% | 1 | 57% | 0% | 0% | 2 | 43% | 0% | 0% | 1 | 0% | 0% | 0% | 1 |  | 0% | 0% | 1 | 0.06 | 0% | 0% | 1 | 0% | 0% | 0% | 1 | 0 | 2 | 18% | 0% | 18% | 1 | 17% | 0% | 0% | 1 | 19% | 0% | 0% | 1 | 20% | 0% | 0% | 1 | 42% | 0% | 0% | 1 | 52% | 0% | 0% | 2 | 1% | 0% | 0% | 1 |  | 0% | 0% | 1 | 0.08 | 0% | 0% | 1 | 9% | 0% | 0% | 1 | 0 | 2 | 19% | 19% | 38% | 3 | 11% | 0% | 0% | 1 | 15% | 0% | 0% | 1 | 26% | 0% | 0% | 1 | 39% | 0% | 0% | 1 | 41% | 0% | 0% | 1 | 4% | 0% | 0% | 1
453 | Corcoran | 0 | 0 | 10 | 0% | 0% | 1 | 0.07 | 0% | 0% | 1 | 36% | 0% | 0% | 1 | 0 | 2 | 0% | 0% | 0% | 1 | 16% | 0% | 0% | 1 | 7% | 0% | 0% | 1 | 24% | 0% | 0% | 1 | 37% | 0% | 0% | 1 | 3% | 0% | 0% | 1 | 11% | 0% | 0% | 1 |  | 0% | 0% | 1 | 0.07 | 0% | 0% | 1 | 37% | 0% | 0% | 1 | 0 | 2 | 0% | 0% | 0% | 1 | 9% | 0% | 0% | 1 | 2% | 0% | 0% | 1 | 11% | 0% | 0% | 1 | 19% | 0% | 0% | 1 | 1% | 0% | 0% | 1 | 5% | 0% | 0% | 1 |  | 0% | 0% | 1 | 0.07 | 0% | 0% | 1 | 36% | 0% | 0% | 1 | 0 | 2 | 1% | 0% | 1% | 1 | 14% | 0% | 0% | 1 | 2% | 0% | 0% | 1 | 7% | 0% | 0% | 1 | 20% | 0% | 0% | 1 | 0% | 0% | 0% | 1 | 3% | 0% | 0% | 1 |  | 0% | 0% | 1 | 0.09 | 0% | 0% | 1 | 35% | 0% | 0% | 1 | 0 | 2 | 4% | 0% | 4% | 1 | 20% | 0% | 0% | 1 | 4% | 0% | 0% | 1 | 10% | 0% | 0% | 1 | 28% | 0% | 0% | 1 | 0% | 0% | 0% | 1 | 4% | 0% | 0% | 1
454 | Penasquitos | 0 | 0 | 10 | 0% | 0% | 1 | 0.23 | 0% | 0% | 1 | 0% | 0% | 0% | 1 | 0 | 2 | 0% | 0% | 0% | 1 | 11% | 0% | 0% | 1 | 53% | 0% | 0% | 2 | 90% | 0% | 0% | 4 | 90% | 0% | 0% | 4 | 0% | 0% | 0% | 1 | 10% | 0% | 0% | 1 |  | 0% | 0% | 1 | 0.15 | 0% | 0% | 1 | 1% | 0% | 0% | 1 | 0 | 2 | 10% | 0% | 10% | 1 | 24% | 0% | 0% | 1 | 58% | 0% | 0% | 2 | 66% | 0% | 0% | 2 | 81% | 0% | 0% | 3 | 0% | 0% | 0% | 1 | 6% | 0% | 0% | 1 |  | 0% | 0% | 1 | 0.2 | 0% | 0% | 1 | 0% | 0% | 0% | 1 | 0 | 2 | 28% | 30% | 58% | 5 | 45% | 0% | 0% | 1 | 39% | 0% | 0% | 1 | 37% | 0% | 0% | 1 | 75% | 0% | 0% | 3 | 8% | 0% | 0% | 1 | 5% | 0% | 0% | 1 |  | 0% | 0% | 1 | 0.24 | 0% | 0% | 1 | 2% | 0% | 0% | 1 | 0 | 2 | 33% | 38% | 71% | 5 | 56% | 0% | 0% | 2 | 54% | 0% | 0% | 2 | 66% | 0% | 0% | 2 | 90% | 0% | 0% | 4 | 12% | 0% | 0% | 1 | 4% | 0% | 0% | 1
455 | Sonora | 0 | 0 | 0 | 0% | 0% | 1 | 0.07 | 0% | 0% | 1 | 31% | 0% | 0% | 1 | 0 | 2 | 0% | 0% | 0% | 1 | 14% | 0% | 0% | 1 | 7% | 0% | 0% | 1 | 42% | 0% | 0% | 1 | 42% | 0% | 0% | 1 | 17% | 0% | 0% | 1 | 7% | 0% | 0% | 1 |  | 0% | 0% | 1 | 0.08 | 0% | 0% | 1 | 43% | 0% | 0% | 1 | 0 | 2 | 0% | 0% | 0% | 1 | 8% | 0% | 0% | 1 | 32% | 0% | 0% | 1 | 49% | 0% | 0% | 1 | 50% | 0% | 0% | 2 | 11% | 0% | 0% | 1 | 8% | 0% | 0% | 1 |  | 0% | 0% | 1 | 0.08 | 0% | 0% | 1 | 49% | 0% | 0% | 1 | 0 | 2 | 0% | 0% | 0% | 1 | 6% | 0% | 0% | 1 | 31% | 0% | 0% | 1 | 39% | 0% | 0% | 1 | 43% | 0% | 0% | 1 | 12% | 0% | 0% | 1 | 7% | 0% | 0% | 1 |  | 0% | 0% | 1 | 0.08 | 0% | 0% | 1 | 51% | 0% | 0% | 2 | 0 | 2 | 0% | 0% | 0% | 1 | 6% | 0% | 0% | 1 | 26% | 0% | 0% | 1 | 31% | 0% | 0% | 1 | 36% | 0% | 0% | 1 | 15% | 0% | 0% | 1 | 6% | 0% | 0% | 1
456 | Tranquility | 1034 | 10340 | 10 | 46.24% | 0% | 2 | 0.08 | 376% | 19.21% | 3 | 33% | 40.01% | 0% | 2 | 0 | 2 | 4% | 0% | 4% | 1 | 26% | 32.32% | 0% | 2 | 0% | 24.03% | 0% | 2 | 9% | 26.54% | 0% | 2 | 28% | 33.46% | 0% | 2 | 0% | 24.03% | 0% | 2 | 0% | 24.09% | 0% | 2 |  | 15.29% | 0% | 1 | 0.08 | 44.82% | 0% | 2 | 41% | 13.71% | 0% | 1 | 0 | 2 | 5% | 0% | 5% | 1 | 25% | 7.969% | 0% | 1 | 3% | 6.205% | 0% | 1 | 12% | 6.861% | 0% | 1 | 27% | 8.193% | 0% | 1 | 5% | 6.298% | 0% | 1 | 0% | 6.03% | 0% | 1 |  | 9.767% | 0% | 1 | 0.07 | 14.02% | 0% | 1 | 41% | 13.71% | 0% | 1 | 0 | 2 | 7% | 0% | 7% | 1 | 32% | 4.192% | 0% | 1 | 8% | 3.087% | 0% | 1 | 17% | 3.438% | 0% | 1 | 40% | 4.763% | 0% | 1 | 9% | 3.132% | 0% | 1 | 2% | 2.908% | 0% | 1 |  | 5.08% | 0% | 1 | 0.06 | 7.492% | 0% | 1 | 34% | 13.71% | 0% | 1 | 0 | 2 | 13% | 0% | 13% | 1 | 33% | 2.559% | 0% | 1 | 10% | 1.889% | 0% | 1 | 17% | 2.048% | 0% | 1 | 42% | 2.932% | 0% | 1 | 10% | 1.894% | 0% | 1 | 3% | 1.751% | 0% | 1
457 | Manning | 378.6 | 3786 | 10 | 122.4% | 2.393% | 4 | 0.05 | 48.17% | 0% | 2 | 46% | 52.95% | 0% | 3 | 0 | 2 | 0% | 0% | 0% | 1 | 45% | 21.41% | 0% | 2 | 31% | 17% | 0% | 1 | 43% | 20.68% | 0% | 2 | 54% | 25.87% | 0% | 2 | 15% | 13.92% | 0% | 1 | 0% | 11.84% | 0% | 1 |  | 22.4% | 0% | 2 | 0.06 | 15.63% | 0% | 1 | 53% | 18.17% | 0% | 2 | 0 | 2 | 11% | 0% | 11% | 1 | 36% | 4.769% | 0% | 1 | 11% | 3.446% | 0% | 1 | 25% | 4.097% | 0% | 1 | 44% | 5.431% | 0% | 1 | 19% | 3.775% | 0% | 1 | 0% | 3.075% | 0% | 1 |  | 6.237% | 0% | 1 | 0.06 | 6.594% | 0% | 1 | 43% | 18.17% | 0% | 1 | 0 | 2 | 18% | 2% | 20% | 2 | 36% | 2.144% | 0% | 1 | 8% | 1.509% | 0% | 1 | 25% | 1.849% | 0% | 1 | 46% | 2.546% | 0% | 1 | 21% | 1.757% | 0% | 1 | 1% | 1.4% | 0% | 1 |  | 2.98% | 0% | 1 | 0.06 | 3.68% | 0% | 1 | 36% | 18.17% | 0% | 1 | 0 | 2 | 19% | 6% | 25% | 2 | 37% | 1.239% | 0% | 1 | 10% | 0.8661% | 0% | 1 | 22% | 1.007% | 0% | 1 | 45% | 1.418% | 0% | 1 | 23% | 1.014% | 0% | 1 | 2% | 0.7954% | 0% | 1
458 | Rerc | 0 | 0 | 0 | 0% | 0% | 1 | 0 | 0% | 0% | 1 | 0% | 0% | 0% | 1 | 0 | 2 | 0% | 0% | 0% | 1 | 0% | 0% | 0% | 1 | 0% | 0% | 0% | 1 | 0% | 0% | 0% | 1 | 0% | 0% | 0% | 1 | 0% | 0% | 0% | 1 | 0% | 0% | 0% | 1 |  | 0% | 0% | 1 | 0.46 | 0% | 0% | 1 | 16% | 0% | 0% | 1 | 0 | 2 | 33% | 0% | 33% | 2 | 2% | 0% | 0% | 1 | 17% | 0% | 0% | 1 | 38% | 0% | 0% | 1 | 45% | 0% | 0% | 1 | 2% | 0% | 0% | 1 | 4% | 0% | 0% | 1 |  | 0% | 0% | 1 | 0.32 | 0% | 0% | 1 | 4% | 0% | 0% | 1 | 0 | 2 | 65% | 13% | 78% | 5 | 17% | 0% | 0% | 1 | 34% | 0% | 0% | 1 | 57% | 0% | 0% | 2 | 65% | 0% | 0% | 2 | 26% | 0% | 0% | 1 | 7% | 0% | 0% | 1 |  | 0% | 0% | 1 | 0.27 | 0% | 0% | 1 | 2% | 0% | 0% | 1 | 0 | 2 | 63% | 22% | 85% | 5 | 38% | 0% | 0% | 1 | 38% | 0% | 0% | 1 | 51% | 0% | 0% | 2 | 75% | 0% | 0% | 3 | 30% | 0% | 0% | 1 | 8% | 0% | 0% | 1
459 | Valley Center | 0 | 0 | 10 | 0% | 0% | 1 | 0.52 | 0% | 0% | 1 | 5% | 0% | 0% | 1 | 0 | 2 | 70% | 23% | 93% | 5 | 25% | 0% | 0% | 1 | 5% | 0% | 0% | 1 | 7% | 0% | 0% | 1 | 27% | 0% | 0% | 1 | 6% | 0% | 0% | 1 | 8% | 0% | 0% | 1 |  | 0% | 0% | 1 | 0.31 | 0% | 0% | 1 | 4% | 0% | 0% | 1 | 0 | 2 | 41% | 45% | 86% | 5 | 44% | 0% | 0% | 1 | 6% | 0% | 0% | 1 | 16% | 0% | 0% | 1 | 50% | 0% | 0% | 2 | 32% | 0% | 0% | 1 | 8% | 0% | 0% | 1 |  | 0% | 0% | 1 | 0.3 | 0% | 0% | 1 | 4% | 0% | 0% | 1 | 0 | 2 | 34% | 52% | 86% | 5 | 55% | 0% | 0% | 2 | 15% | 0% | 0% | 1 | 32% | 0% | 0% | 1 | 62% | 0% | 0% | 2 | 36% | 0% | 0% | 1 | 8% | 0% | 0% | 1 |  | 0% | 0% | 1 | 0.26 | 0% | 0% | 1 | 3% | 0% | 0% | 1 | 0 | 2 | 29% | 61% | 90% | 5 | 67% | 0% | 0% | 2 | 24% | 0% | 0% | 1 | 38% | 0% | 0% | 1 | 73% | 0% | 0% | 3 | 37% | 0% | 0% | 1 | 8% | 0% | 0% | 1
460 | Bannister | 0 | 0 | 10 | 0% | 0% | 1 | 0.1 | 0% | 0% | 1 | 35% | 0% | 0% | 1 | 0 | 2 | 0% | 0% | 0% | 1 | 0% | 0% | 0% | 1 | 76% | 0% | 0% | 3 | 85% | 0% | 0% | 3 | 85% | 0% | 0% | 3 | 0% | 0% | 0% | 1 | 12% | 0% | 0% | 1 |  | 0% | 0% | 1 | 0.08 | 0% | 0% | 1 | 40% | 0% | 0% | 1 | 0 | 2 | 0% | 0% | 0% | 1 | 1% | 0% | 0% | 1 | 44% | 0% | 0% | 1 | 54% | 0% | 0% | 2 | 55% | 0% | 0% | 2 | 9% | 0% | 0% | 1 | 8% | 0% | 0% | 1 |  | 0% | 0% | 1 | 0.08 | 0% | 0% | 1 | 47% | 0% | 0% | 1 | 0 | 2 | 0% | 0% | 0% | 1 | 4% | 0% | 0% | 1 | 37% | 0% | 0% | 1 | 45% | 0% | 0% | 1 | 48% | 0% | 0% | 1 | 14% | 0% | 0% | 1 | 7% | 0% | 0% | 1 |  | 0% | 0% | 1 | 0.08 | 0% | 0% | 1 | 45% | 0% | 0% | 1 | 0 | 2 | 0% | 0% | 0% | 1 | 4% | 0% | 0% | 1 | 26% | 0% | 0% | 1 | 33% | 0% | 0% | 1 | 36% | 0% | 0% | 1 | 21% | 0% | 0% | 1 | 6% | 0% | 0% | 1
461 | Talega | 0 | 0 | 10 | 0% | 0% | 1 | 0.1 | 0% | 0% | 1 | 0% | 0% | 0% | 1 | 0 | 2 | 27% | 71% | 98% | 5 | 17% | 0% | 0% | 1 | 83% | 0% | 0% | 3 | 83% | 0% | 0% | 3 | 83% | 0% | 0% | 3 | 82% | 0% | 0% | 3 | 5% | 0% | 0% | 1 |  | 0% | 0% | 1 | 0.51 | 0% | 0% | 1 | 0% | 0% | 0% | 1 | 0 | 2 | 33% | 59% | 92% | 5 | 24% | 0% | 0% | 1 | 63% | 0% | 0% | 2 | 69% | 0% | 0% | 2 | 76% | 0% | 0% | 3 | 56% | 0% | 0% | 2 | 6% | 0% | 0% | 1 |  | 0% | 0% | 1 | 0.25 | 0% | 0% | 1 | 0% | 0% | 0% | 1 | 0 | 2 | 17% | 78% | 95% | 5 | 54% | 0% | 0% | 2 | 57% | 0% | 0% | 2 | 63% | 0% | 0% | 2 | 88% | 0% | 0% | 3 | 47% | 0% | 0% | 1 | 6% | 0% | 0% | 1 |  | 0% | 0% | 1 | 0.31 | 0% | 0% | 1 | 1% | 0% | 0% | 1 | 0 | 2 | 20% | 71% | 91% | 5 | 51% | 0% | 0% | 2 | 45% | 0% | 0% | 1 | 51% | 0% | 0% | 2 | 86% | 0% | 0% | 3 | 33% | 0% | 0% | 1 | 7% | 0% | 0% | 1
462 | Arkansas | 0 | 0 | 0 | 0% | 0% | 1 | 0.07 | 0% | 0% | 1 | 42% | 0% | 0% | 1 | 0 | 2 | 0% | 0% | 0% | 1 | 4% | 0% | 0% | 1 | 13% | 0% | 0% | 1 | 31% | 0% | 0% | 1 | 31% | 0% | 0% | 1 | 2% | 0% | 0% | 1 | 3% | 0% | 0% | 1 |  | 0% | 0% | 1 | 0.08 | 0% | 0% | 1 | 50% | 0% | 0% | 2 | 0 | 2 | 0% | 0% | 0% | 1 | 6% | 0% | 0% | 1 | 28% | 0% | 0% | 1 | 41% | 0% | 0% | 1 | 42% | 0% | 0% | 1 | 8% | 0% | 0% | 1 | 7% | 0% | 0% | 1 |  | 0% | 0% | 1 | 0.08 | 0% | 0% | 1 | 54% | 0% | 0% | 2 | 0 | 2 | 0% | 0% | 0% | 1 | 6% | 0% | 0% | 1 | 29% | 0% | 0% | 1 | 35% | 0% | 0% | 1 | 40% | 0% | 0% | 1 | 10% | 0% | 0% | 1 | 6% | 0% | 0% | 1 |  | 0% | 0% | 1 | 0.08 | 0% | 0% | 1 | 52% | 0% | 0% | 2 | 0 | 2 | 0% | 0% | 0% | 1 | 6% | 0% | 0% | 1 | 22% | 0% | 0% | 1 | 27% | 0% | 0% | 1 | 33% | 0% | 0% | 1 | 14% | 0% | 0% | 1 | 6% | 0% | 0% | 1
463 | Bailey | 0 | 0 | 10 | 0% | 0% | 1 | 0.06 | 0% | 0% | 1 | 0% | 0% | 0% | 1 | 0 | 2 | 62% | 31% | 93% | 5 | 66% | 0% | 0% | 2 | 67% | 0% | 0% | 2 | 69% | 0% | 0% | 2 | 100% | 0% | 0% | 5 | 56% | 0% | 0% | 2 | 3% | 0% | 0% | 1 |  | 0% | 0% | 1 | 0.07 | 0% | 0% | 1 | 1% | 0% | 0% | 1 | 0 | 2 | 49% | 39% | 88% | 5 | 59% | 0% | 0% | 2 | 57% | 0% | 0% | 2 | 52% | 0% | 0% | 2 | 95% | 0% | 0% | 5 | 59% | 0% | 0% | 2 | 3% | 0% | 0% | 1 |  | 0% | 0% | 1 | 0.09 | 0% | 0% | 1 | 3% | 0% | 0% | 1 | 0 | 2 | 43% | 32% | 75% | 5 | 61% | 0% | 0% | 2 | 51% | 0% | 0% | 2 | 41% | 0% | 0% | 1 | 90% | 0% | 0% | 4 | 47% | 0% | 0% | 1 | 3% | 0% | 0% | 1 |  | 0% | 0% | 1 | 0.1 | 0% | 0% | 1 | 8% | 0% | 0% | 1 | 0 | 2 | 36% | 24% | 60% | 4 | 53% | 0% | 0% | 2 | 37% | 0% | 0% | 1 | 34% | 0% | 0% | 1 | 75% | 0% | 0% | 3 | 40% | 0% | 0% | 1 | 3% | 0% | 0% | 1
464 | Kasson | 0 | 0 | 10 | 0% | 0% | 1 | 0.27 | 0% | 0% | 1 | 67% | 0% | 0% | 2 | 0 | 2 | 0% | 0% | 0% | 1 | 27% | 0% | 0% | 1 | 1% | 0% | 0% | 1 | 1% | 0% | 0% | 1 | 29% | 0% | 0% | 1 | 0% | 0% | 0% | 1 | 6% | 0% | 0% | 1 |  | 0% | 0% | 1 | 0.21 | 0% | 0% | 1 | 67% | 0% | 0% | 2 | 0 | 2 | 12% | 0% | 12% | 1 | 32% | 0% | 0% | 1 | 23% | 0% | 0% | 1 | 21% | 0% | 0% | 1 | 39% | 0% | 0% | 1 | 4% | 0% | 0% | 1 | 5% | 0% | 0% | 1 |  | 0% | 0% | 1 | 0.17 | 0% | 0% | 1 | 59% | 0% | 0% | 2 | 0 | 2 | 22% | 1% | 23% | 2 | 42% | 0% | 0% | 1 | 26% | 0% | 0% | 1 | 25% | 0% | 0% | 1 | 48% | 0% | 0% | 1 | 14% | 0% | 0% | 1 | 4% | 0% | 0% | 1 |  | 0% | 0% | 1 | 0.14 | 0% | 0% | 1 | 53% | 0% | 0% | 2 | 0 | 2 | 24% | 6% | 30% | 2 | 49% | 0% | 0% | 1 | 22% | 0% | 0% | 1 | 24% | 0% | 0% | 1 | 55% | 0% | 0% | 2 | 17% | 0% | 0% | 1 | 4% | 0% | 0% | 1
465 | Bellota | 0 | 0 | 10 | 0% | 0% | 1 | 0.12 | 0% | 0% | 1 | 30% | 0% | 0% | 1 | 0 | 2 | 14% | 0% | 14% | 1 | 14% | 0% | 0% | 1 | 16% | 0% | 0% | 1 | 65% | 0% | 0% | 2 | 65% | 0% | 0% | 2 | 22% | 0% | 0% | 1 | 20% | 0% | 0% | 1 |  | 0% | 0% | 1 | 0.12 | 0% | 0% | 1 | 34% | 0% | 0% | 1 | 0 | 2 | 21% | 0% | 21% | 2 | 32% | 0% | 0% | 1 | 19% | 0% | 0% | 1 | 43% | 0% | 0% | 1 | 54% | 0% | 0% | 2 | 27% | 0% | 0% | 1 | 13% | 0% | 0% | 1 |  | 0% | 0% | 1 | 0.15 | 0% | 0% | 1 | 28% | 0% | 0% | 1 | 0 | 2 | 25% | 0% | 25% | 2 | 41% | 0% | 0% | 1 | 17% | 0% | 0% | 1 | 37% | 0% | 0% | 1 | 58% | 0% | 0% | 2 | 24% | 0% | 0% | 1 | 10% | 0% | 0% | 1 |  | 0% | 0% | 1 | 0.16 | 0% | 0% | 1 | 29% | 0% | 0% | 1 | 0 | 2 | 29% | 0% | 29% | 2 | 44% | 0% | 0% | 1 | 15% | 0% | 0% | 1 | 35% | 0% | 0% | 1 | 60% | 0% | 0% | 2 | 25% | 0% | 0% | 1 | 10% | 0% | 0% | 1
466 | Geysers Tap 12 | 0 | 0 | 10 | 0% | 0% | 1 | 0.07 | 0% | 0% | 1 | 0% | 0% | 0% | 1 | 0 | 2 | 55% | 3% | 58% | 3 | 98% | 0% | 0% | 5 | 62% | 0% | 0% | 2 | 100% | 0% | 0% | 5 | 100% | 0% | 0% | 5 | 33% | 0% | 0% | 1 | 1% | 0% | 0% | 1 |  | 0% | 0% | 1 | 0.11 | 0% | 0% | 1 | 6% | 0% | 0% | 1 | 0 | 2 | 49% | 13% | 62% | 3 | 64% | 0% | 0% | 2 | 61% | 0% | 0% | 2 | 84% | 0% | 0% | 3 | 95% | 0% | 0% | 5 | 35% | 0% | 0% | 1 | 3% | 0% | 0% | 1 |  | 0% | 0% | 1 | 0.12 | 0% | 0% | 1 | 7% | 0% | 0% | 1 | 0 | 2 | 33% | 27% | 60% | 4 | 56% | 0% | 0% | 2 | 49% | 0% | 0% | 1 | 76% | 0% | 0% | 3 | 93% | 0% | 0% | 4 | 31% | 0% | 0% | 1 | 2% | 0% | 0% | 1 |  | 0% | 0% | 1 | 0.11 | 0% | 0% | 1 | 7% | 0% | 0% | 1 | 0 | 2 | 29% | 29% | 58% | 4 | 59% | 0% | 0% | 2 | 43% | 0% | 0% | 1 | 74% | 0% | 0% | 3 | 91% | 0% | 0% | 4 | 36% | 0% | 0% | 1 | 2% | 0% | 0% | 1
467 | Paul Sweet | 0 | 0 | 10 | 0% | 0% | 1 | 0.43 | 0% | 0% | 1 | 1% | 0% | 0% | 1 | 0 | 2 | 0% | 0% | 0% | 1 | 15% | 0% | 0% | 1 | 30% | 0% | 0% | 1 | 67% | 0% | 0% | 2 | 82% | 0% | 0% | 3 | 8% | 0% | 0% | 1 | 2% | 0% | 0% | 1 |  | 0% | 0% | 1 | 0.35 | 0% | 0% | 1 | 2% | 0% | 0% | 1 | 0 | 2 | 3% | 0% | 3% | 1 | 26% | 0% | 0% | 1 | 33% | 0% | 0% | 1 | 81% | 0% | 0% | 3 | 89% | 0% | 0% | 3 | 9% | 0% | 0% | 1 | 1% | 0% | 0% | 1 |  | 0% | 0% | 1 | 0.23 | 0% | 0% | 1 | 8% | 0% | 0% | 1 | 0 | 2 | 11% | 0% | 11% | 1 | 42% | 0% | 0% | 1 | 21% | 0% | 0% | 1 | 74% | 0% | 0% | 3 | 90% | 0% | 0% | 4 | 20% | 0% | 0% | 1 | 3% | 0% | 0% | 1 |  | 0% | 0% | 1 | 0.21 | 0% | 0% | 1 | 11% | 0% | 0% | 1 | 0 | 2 | 21% | 0% | 21% | 2 | 47% | 0% | 0% | 1 | 20% | 0% | 0% | 1 | 55% | 0% | 0% | 2 | 80% | 0% | 0% | 3 | 23% | 0% | 0% | 1 | 4% | 0% | 0% | 1
468 | Carquinez | 0 | 0 | 10 | 0% | 0% | 1 | 0.74 | 0% | 0% | 1 | 0% | 0% | 0% | 1 | 0 | 2 | 1% | 0% | 1% | 1 | 1% | 0% | 0% | 1 | 6% | 0% | 0% | 1 | 70% | 0% | 0% | 3 | 70% | 0% | 0% | 3 | 2% | 0% | 0% | 1 | 12% | 0% | 0% | 1 |  | 0% | 0% | 1 | 0.66 | 0% | 0% | 1 | 2% | 0% | 0% | 1 | 0 | 2 | 38% | 0% | 38% | 2 | 24% | 0% | 0% | 1 | 32% | 0% | 0% | 1 | 46% | 0% | 0% | 1 | 75% | 0% | 0% | 3 | 16% | 0% | 0% | 1 | 10% | 0% | 0% | 1 |  | 0% | 0% | 1 | 0.46 | 0% | 0% | 1 | 11% | 0% | 0% | 1 | 0 | 2 | 28% | 0% | 28% | 2 | 42% | 0% | 0% | 1 | 26% | 0% | 0% | 1 | 39% | 0% | 0% | 1 | 74% | 0% | 0% | 3 | 16% | 0% | 0% | 1 | 12% | 0% | 0% | 1 |  | 0% | 0% | 1 | 0.29 | 0% | 0% | 1 | 12% | 0% | 0% | 1 | 0 | 2 | 31% | 0% | 31% | 2 | 48% | 0% | 0% | 1 | 24% | 0% | 0% | 1 | 40% | 0% | 0% | 1 | 75% | 0% | 0% | 3 | 24% | 0% | 0% | 1 | 13% | 0% | 0% | 1
469 | El Centro | 0 | 0 | 0 | 0% | 0% | 1 | 0.12 | 0% | 0% | 1 | 79% | 0% | 0% | 3 | 0 | 2 | 0% | 0% | 0% | 1 | 0% | 0% | 0% | 1 | 0% | 0% | 0% | 1 | 0% | 0% | 0% | 1 | 0% | 0% | 0% | 1 | 0% | 0% | 0% | 1 | 4% | 0% | 0% | 1 |  | 0% | 0% | 1 | 0.1 | 0% | 0% | 1 | 70% | 0% | 0% | 2 | 0 | 2 | 0% | 0% | 0% | 1 | 1% | 0% | 0% | 1 | 5% | 0% | 0% | 1 | 5% | 0% | 0% | 1 | 7% | 0% | 0% | 1 | 0% | 0% | 0% | 1 | 8% | 0% | 0% | 1 |  | 0% | 0% | 1 | 0.1 | 0% | 0% | 1 | 72% | 0% | 0% | 2 | 0 | 2 | 0% | 0% | 0% | 1 | 1% | 0% | 0% | 1 | 11% | 0% | 0% | 1 | 12% | 0% | 0% | 1 | 13% | 0% | 0% | 1 | 2% | 0% | 0% | 1 | 7% | 0% | 0% | 1 |  | 0% | 0% | 1 | 0.09 | 0% | 0% | 1 | 69% | 0% | 0% | 2 | 0 | 2 | 0% | 0% | 0% | 1 | 1% | 0% | 0% | 1 | 14% | 0% | 0% | 1 | 13% | 0% | 0% | 1 | 16% | 0% | 0% | 1 | 6% | 0% | 0% | 1 | 6% | 0% | 0% | 1
470 | Riverbank | 0 | 0 | 10 | 0% | 0% | 1 | 0.27 | 0% | 0% | 1 | 21% | 0% | 0% | 1 | 0 | 2 | 57% | 0% | 57% | 3 | 10% | 0% | 0% | 1 | 12% | 0% | 0% | 1 | 20% | 0% | 0% | 1 | 27% | 0% | 0% | 1 | 0% | 0% | 0% | 1 | 1% | 0% | 0% | 1 |  | 0% | 0% | 1 | 0.16 | 0% | 0% | 1 | 26% | 0% | 0% | 1 | 0 | 2 | 29% | 0% | 29% | 2 | 60% | 0% | 0% | 2 | 5% | 0% | 0% | 1 | 18% | 0% | 0% | 1 | 69% | 0% | 0% | 2 | 6% | 0% | 0% | 1 | 4% | 0% | 0% | 1 |  | 0% | 0% | 1 | 0.14 | 0% | 0% | 1 | 36% | 0% | 0% | 1 | 0 | 2 | 28% | 0% | 28% | 2 | 54% | 0% | 0% | 2 | 9% | 0% | 0% | 1 | 24% | 0% | 0% | 1 | 64% | 0% | 0% | 2 | 15% | 0% | 0% | 1 | 6% | 0% | 0% | 1 |  | 0% | 0% | 1 | 0.14 | 0% | 0% | 1 | 36% | 0% | 0% | 1 | 0 | 2 | 29% | 0% | 29% | 2 | 49% | 0% | 0% | 1 | 15% | 0% | 0% | 1 | 28% | 0% | 0% | 1 | 60% | 0% | 0% | 2 | 20% | 0% | 0% | 1 | 7% | 0% | 0% | 1
471 | Valley | 500 | 5000 | 10 | 170.8% | 32.77% | 5 | 0.27 | 999% | 200.3% | 5 | 1% | 190.4% | 1884% | 5 | 0 | 2 | 81% | 0% | 81% | 5 | 0% | 54.08% | 0% | 3 | 23% | 70.29% | 0% | 3 | 65% | 156.2% | 29.75% | 5 | 65% | 156.5% | 29.81% | 5 | 9% | 59.25% | 0% | 3 | 3% | 55.52% | 0% | 3 |  | 29.46% | 0% | 2 | 0.27 | 0% | 32.23% | 1 | 4% | 0% | 0% | 1 | 0 | 2 | 79% | 0% | 79% | 5 | 1% | 12.5% | 0% | 1 | 31% | 17.8% | 0% | 1 | 50% | 24.53% | 0% | 2 | 50% | 24.98% | 0% | 2 | 8% | 13.41% | 0% | 1 | 6% | 13.19% | 0% | 1 |  | 16.89% | 0% | 1 | 0.27 | 225.9% | 7.076% | 3 | 4% | 0% | 0% | 1 | 0 | 2 | 76% | 9% | 85% | 5 | 18% | 6.129% | 0% | 1 | 41% | 8.559% | 0% | 1 | 62% | 13.21% | 0% | 2 | 64% | 14.15% | 0% | 2 | 17% | 6.074% | 0% | 1 | 6% | 5.36% | 0% | 1 |  | 9.337% | 0% | 1 | 0.27 | 43.26% | 0% | 2 | 3% | 0% | 0% | 1 | 0 | 2 | 62% | 27% | 89% | 5 | 25% | 3.053% | 0% | 1 | 38% | 3.671% | 0% | 1 | 56% | 5.257% | 0% | 2 | 68% | 7.162% | 0% | 2 | 24% | 3.007% | 0% | 1 | 5% | 2.421% | 0% | 1
472 | Madera | 0 | 0 | 10 | 0% | 0% | 1 | 0.14 | 0% | 0% | 1 | 70% | 0% | 0% | 2 | 0 | 2 | 10% | 0% | 10% | 1 | 6% | 0% | 0% | 1 | 22% | 0% | 0% | 1 | 22% | 0% | 0% | 1 | 27% | 0% | 0% | 1 | 0% | 0% | 0% | 1 | 4% | 0% | 0% | 1 |  | 0% | 0% | 1 | 0.14 | 0% | 0% | 1 | 52% | 0% | 0% | 2 | 0 | 2 | 27% | 0% | 27% | 2 | 29% | 0% | 0% | 1 | 23% | 0% | 0% | 1 | 29% | 0% | 0% | 1 | 48% | 0% | 0% | 1 | 3% | 0% | 0% | 1 | 9% | 0% | 0% | 1 |  | 0% | 0% | 1 | 0.14 | 0% | 0% | 1 | 37% | 0% | 0% | 1 | 0 | 2 | 35% | 0% | 35% | 2 | 31% | 0% | 0% | 1 | 32% | 0% | 0% | 1 | 37% | 0% | 0% | 1 | 54% | 0% | 0% | 2 | 11% | 0% | 0% | 1 | 17% | 0% | 0% | 1 |  | 0% | 0% | 1 | 0.13 | 0% | 0% | 1 | 30% | 0% | 0% | 1 | 0 | 2 | 37% | 0% | 37% | 2 | 41% | 0% | 0% | 1 | 30% | 0% | 0% | 1 | 32% | 0% | 0% | 1 | 59% | 0% | 0% | 2 | 16% | 0% | 0% | 1 | 16% | 0% | 0% | 1
473 | Rio Bravo | 0 | 0 | 10 | 0% | 0% | 1 | 0.13 | 0% | 0% | 1 | 73% | 0% | 0% | 2 | 0 | 2 | 3% | 0% | 3% | 1 | 3% | 0% | 0% | 1 | 0% | 0% | 0% | 1 | 18% | 0% | 0% | 1 | 19% | 0% | 0% | 1 | 0% | 0% | 0% | 1 | 1% | 0% | 0% | 1 |  | 0% | 0% | 1 | 0.13 | 0% | 0% | 1 | 66% | 0% | 0% | 2 | 0 | 2 | 4% | 0% | 4% | 1 | 17% | 0% | 0% | 1 | 13% | 0% | 0% | 1 | 35% | 0% | 0% | 1 | 41% | 0% | 0% | 1 | 0% | 0% | 0% | 1 | 11% | 0% | 0% | 1 |  | 0% | 0% | 1 | 0.12 | 0% | 0% | 1 | 60% | 0% | 0% | 2 | 0 | 2 | 8% | 0% | 8% | 1 | 26% | 0% | 0% | 1 | 17% | 0% | 0% | 1 | 41% | 0% | 0% | 1 | 54% | 0% | 0% | 2 | 1% | 0% | 0% | 1 | 7% | 0% | 0% | 1 |  | 0% | 0% | 1 | 0.1 | 0% | 0% | 1 | 53% | 0% | 0% | 2 | 0 | 2 | 14% | 0% | 14% | 1 | 28% | 0% | 0% | 1 | 18% | 0% | 0% | 1 | 39% | 0% | 0% | 1 | 55% | 0% | 0% | 2 | 2% | 0% | 0% | 1 | 5% | 0% | 0% | 1
474 | New Sub - Lugo - Pisgah (Proposed) | 0 | 0 | 10 | 0% | 0% | 1 | 0.64 | 0% | 0% | 1 | 0% | 0% | 0% | 1 | 0 | 2 | 0% | 0% | 0% | 1 | 0% | 0% | 0% | 1 | 8% | 0% | 0% | 1 | 10% | 0% | 0% | 1 | 12% | 0% | 0% | 1 | 68% | 0% | 0% | 2 | 0% | 0% | 0% | 1 |  | 0% | 0% | 1 | 0.41 | 0% | 0% | 1 | 0% | 0% | 0% | 1 | 0 | 2 | 0% | 0% | 0% | 1 | 15% | 0% | 0% | 1 | 4% | 0% | 0% | 1 | 8% | 0% | 0% | 1 | 23% | 0% | 0% | 1 | 74% | 0% | 0% | 3 | 0% | 0% | 0% | 1 |  | 0% | 0% | 1 | 0.36 | 0% | 0% | 1 | 0% | 0% | 0% | 1 | 0 | 2 | 7% | 1% | 8% | 2 | 22% | 0% | 0% | 1 | 11% | 0% | 0% | 1 | 17% | 0% | 0% | 1 | 36% | 0% | 0% | 1 | 62% | 0% | 0% | 2 | 0% | 0% | 0% | 1 |  | 0% | 0% | 1 | 0.36 | 0% | 0% | 1 | 0% | 0% | 0% | 1 | 0 | 2 | 7% | 6% | 13% | 2 | 25% | 0% | 0% | 1 | 17% | 0% | 0% | 1 | 23% | 0% | 0% | 1 | 44% | 0% | 0% | 1 | 53% | 0% | 0% | 2 | 0% | 0% | 0% | 1
475 | Kern Oil | 100 | 1000 | 10 | 31.03% | 0% | 2 | 0.13 | 142% | 1.613% | 3 | 6% | 0% | 0% | 1 | 0 | 2 | 11% | 0% | 11% | 1 | 79% | 23.16% | 0% | 3 | 7% | 5.155% | 0% | 1 | 9% | 5.294% | 0% | 1 | 79% | 23.16% | 0% | 3 | 3% | 4.93% | 0% | 1 | 1% | 4.836% | 0% | 1 |  | 4.018% | 0% | 1 | 0.14 | 17.09% | 0% | 1 | 22% | 0% | 0% | 1 | 0 | 2 | 41% | 0% | 41% | 2 | 54% | 2.123% | 0% | 2 | 7% | 1.054% | 0% | 1 | 12% | 1.103% | 0% | 1 | 54% | 2.125% | 0% | 2 | 10% | 1.087% | 0% | 1 | 2% | 0.9983% | 0% | 1 |  | 1.962% | 0% | 1 | 0.12 | 2.528% | 0% | 1 | 37% | 0% | 0% | 1 | 0 | 2 | 39% | 0% | 39% | 2 | 48% | 0.6594% | 0% | 1 | 15% | 0.4035% | 0% | 1 | 29% | 0.4825% | 0% | 1 | 55% | 0.7596% | 0% | 2 | 18% | 0.4208% | 0% | 1 | 4% | 0.3569% | 0% | 1 |  | 1.216% | 0% | 1 | 0.1 | 1.007% | 0% | 1 | 42% | 0% | 0% | 1 | 0 | 2 | 35% | 0% | 35% | 2 | 43% | 0.3098% | 0% | 1 | 19% | 0.2165% | 0% | 1 | 32% | 0.2596% | 0% | 1 | 54% | 0.3857% | 0% | 2 | 21% | 0.223% | 0% | 1 | 4% | 0.1834% | 0% | 1
476 | IS Tap | 0 | 0 | 0 | 0% | 0% | 1 | 0 | 0% | 0% | 1 | 0% | 0% | 0% | 1 | 0 | 2 | 0% | 0% | 0% | 1 | 0% | 0% | 0% | 1 | 0% | 0% | 0% | 1 | 0% | 0% | 0% | 1 | 0% | 0% | 0% | 1 | 0% | 0% | 0% | 1 | 0% | 0% | 0% | 1 |  | 0% | 0% | 1 | 0 | 0% | 0% | 1 | 0% | 0% | 0% | 1 | 0 | 2 | 27% | 0% | 27% | 2 | 0% | 0% | 0% | 1 | 0% | 0% | 0% | 1 | 0% | 0% | 0% | 1 | 0% | 0% | 0% | 1 | 0% | 0% | 0% | 1 | 0% | 0% | 0% | 1 |  | 0% | 0% | 1 | 0 | 0% | 0% | 1 | 0% | 0% | 0% | 1 | 0 | 2 | 25% | 0% | 25% | 2 | 0% | 0% | 0% | 1 | 0% | 0% | 0% | 1 | 0% | 0% | 0% | 1 | 0% | 0% | 0% | 1 | 0% | 0% | 0% | 1 | 0% | 0% | 0% | 1 |  | 0% | 0% | 1 | 0 | 0% | 0% | 1 | 0% | 0% | 0% | 1 | 0 | 2 | 17% | 0% | 17% | 1 | 0% | 0% | 0% | 1 | 0% | 0% | 0% | 1 | 0% | 0% | 0% | 1 | 0% | 0% | 0% | 1 | 0% | 0% | 0% | 1 | 0% | 0% | 0% | 1
477 | Q1806 | 0 | 0 | 10 | 0% | 0% | 1 | 0.74 | 0% | 0% | 1 | 0% | 0% | 0% | 1 | 0 | 2 | 74% | 0% | 74% | 3 | 32% | 0% | 0% | 1 | 63% | 0% | 0% | 2 | 75% | 0% | 0% | 3 | 75% | 0% | 0% | 3 | 15% | 0% | 0% | 1 | 9% | 0% | 0% | 1 |  | 0% | 0% | 1 | 0.55 | 0% | 0% | 1 | 0% | 0% | 0% | 1 | 0 | 2 | 36% | 53% | 89% | 5 | 19% | 0% | 0% | 1 | 67% | 0% | 0% | 2 | 74% | 0% | 0% | 3 | 75% | 0% | 0% | 3 | 59% | 0% | 0% | 2 | 6% | 0% | 0% | 1 |  | 0% | 0% | 1 | 0.46 | 0% | 0% | 1 | 0% | 0% | 0% | 1 | 0 | 2 | 28% | 61% | 89% | 5 | 31% | 0% | 0% | 1 | 55% | 0% | 0% | 2 | 67% | 0% | 0% | 2 | 81% | 0% | 0% | 3 | 54% | 0% | 0% | 2 | 7% | 0% | 0% | 1 |  | 0% | 0% | 1 | 0.44 | 0% | 0% | 1 | 0% | 0% | 0% | 1 | 0 | 2 | 15% | 69% | 84% | 5 | 48% | 0% | 0% | 1 | 48% | 0% | 0% | 1 | 60% | 0% | 0% | 2 | 87% | 0% | 0% | 3 | 52% | 0% | 0% | 2 | 8% | 0% | 0% | 1
478 | Casaloma | 0 | 0 | 10 | 0% | 0% | 1 | 0.14 | 0% | 0% | 1 | 53% | 0% | 0% | 2 | 0 | 2 | 0% | 0% | 0% | 1 | 1% | 0% | 0% | 1 | 0% | 0% | 0% | 1 | 15% | 0% | 0% | 1 | 15% | 0% | 0% | 1 | 0% | 0% | 0% | 1 | 1% | 0% | 0% | 1 |  | 0% | 0% | 1 | 0.21 | 0% | 0% | 1 | 51% | 0% | 0% | 2 | 0 | 2 | 3% | 0% | 3% | 1 | 28% | 0% | 0% | 1 | 10% | 0% | 0% | 1 | 23% | 0% | 0% | 1 | 40% | 0% | 0% | 1 | 1% | 0% | 0% | 1 | 2% | 0% | 0% | 1 |  | 0% | 0% | 1 | 0.12 | 0% | 0% | 1 | 46% | 0% | 0% | 1 | 0 | 2 | 18% | 0% | 18% | 1 | 31% | 0% | 0% | 1 | 16% | 0% | 0% | 1 | 31% | 0% | 0% | 1 | 46% | 0% | 0% | 1 | 9% | 0% | 0% | 1 | 4% | 0% | 0% | 1 |  | 0% | 0% | 1 | 0.09 | 0% | 0% | 1 | 46% | 0% | 0% | 1 | 0 | 2 | 24% | 0% | 24% | 2 | 35% | 0% | 0% | 1 | 23% | 0% | 0% | 1 | 36% | 0% | 0% | 1 | 54% | 0% | 0% | 2 | 15% | 0% | 0% | 1 | 4% | 0% | 0% | 1
479 | Fern Road | 0 | 0 | 10 | 0% | 0% | 1 | 0.08 | 0% | 0% | 1 | 1% | 0% | 0% | 1 | 0 | 2 | 100% | 0% | 100% | 5 | 91% | 0% | 0% | 4 | 24% | 0% | 0% | 1 | 28% | 0% | 0% | 1 | 99% | 0% | 0% | 5 | 60% | 0% | 0% | 2 | 9% | 0% | 0% | 1 |  | 0% | 0% | 1 | 0.07 | 0% | 0% | 1 | 1% | 0% | 0% | 1 | 0 | 2 | 95% | 3% | 98% | 5 | 83% | 0% | 0% | 3 | 17% | 0% | 0% | 1 | 26% | 0% | 0% | 1 | 90% | 0% | 0% | 4 | 45% | 0% | 0% | 1 | 8% | 0% | 0% | 1 |  | 0% | 0% | 1 | 0.09 | 0% | 0% | 1 | 0% | 0% | 0% | 1 | 0 | 2 | 88% | 5% | 93% | 5 | 78% | 0% | 0% | 3 | 17% | 0% | 0% | 1 | 26% | 0% | 0% | 1 | 84% | 0% | 0% | 3 | 42% | 0% | 0% | 1 | 9% | 0% | 0% | 1 |  | 0% | 0% | 1 | 0.1 | 0% | 0% | 1 | 1% | 0% | 0% | 1 | 0 | 2 | 82% | 5% | 87% | 5 | 71% | 0% | 0% | 3 | 17% | 0% | 0% | 1 | 26% | 0% | 0% | 1 | 80% | 0% | 0% | 3 | 39% | 0% | 0% | 1 | 10% | 0% | 0% | 1
480 | North of SONGS | 0 | 0 | 10 | 0% | 0% | 1 | 0.06 | 0% | 0% | 1 | 0% | 0% | 0% | 1 | 0 | 2 | 26% | 70% | 96% | 5 | 16% | 0% | 0% | 1 | 87% | 0% | 0% | 3 | 87% | 0% | 0% | 3 | 87% | 0% | 0% | 3 | 86% | 0% | 0% | 3 | 5% | 0% | 0% | 1 |  | 0% | 0% | 1 | 0.51 | 0% | 0% | 1 | 0% | 0% | 0% | 1 | 0 | 2 | 33% | 59% | 92% | 5 | 24% | 0% | 0% | 1 | 63% | 0% | 0% | 2 | 69% | 0% | 0% | 2 | 76% | 0% | 0% | 3 | 56% | 0% | 0% | 2 | 6% | 0% | 0% | 1 |  | 0% | 0% | 1 | 0.25 | 0% | 0% | 1 | 0% | 0% | 0% | 1 | 0 | 2 | 18% | 77% | 95% | 5 | 54% | 0% | 0% | 2 | 58% | 0% | 0% | 2 | 65% | 0% | 0% | 2 | 87% | 0% | 0% | 3 | 48% | 0% | 0% | 1 | 6% | 0% | 0% | 1 |  | 0% | 0% | 1 | 0.32 | 0% | 0% | 1 | 1% | 0% | 0% | 1 | 0 | 2 | 19% | 72% | 91% | 5 | 51% | 0% | 0% | 2 | 45% | 0% | 0% | 1 | 51% | 0% | 0% | 2 | 86% | 0% | 0% | 3 | 33% | 0% | 0% | 1 | 7% | 0% | 0% | 1
481 | Vine | 0 | 0 | 0 | 0% | 0% | 1 | 0.24 | 0% | 0% | 1 | 0% | 0% | 0% | 1 | 0 | 2 | 0% | 0% | 0% | 1 | 1% | 0% | 0% | 1 | 9% | 0% | 0% | 1 | 81% | 0% | 0% | 3 | 82% | 0% | 0% | 3 | 0% | 0% | 0% | 1 | 1% | 0% | 0% | 1 |  | 0% | 0% | 1 | 0.21 | 0% | 0% | 1 | 0% | 0% | 0% | 1 | 0 | 2 | 0% | 0% | 0% | 1 | 1% | 0% | 0% | 1 | 17% | 0% | 0% | 1 | 79% | 0% | 0% | 3 | 79% | 0% | 0% | 3 | 0% | 0% | 0% | 1 | 2% | 0% | 0% | 1 |  | 0% | 0% | 1 | 0.21 | 0% | 0% | 1 | 0% | 0% | 0% | 1 | 0 | 2 | 15% | 0% | 15% | 1 | 13% | 0% | 0% | 1 | 37% | 0% | 0% | 1 | 73% | 0% | 0% | 3 | 84% | 0% | 0% | 3 | 1% | 0% | 0% | 1 | 2% | 0% | 0% | 1 |  | 0% | 0% | 1 | 0.21 | 0% | 0% | 1 | 0% | 0% | 0% | 1 | 0 | 2 | 41% | 20% | 61% | 4 | 32% | 0% | 0% | 1 | 64% | 0% | 0% | 2 | 77% | 0% | 0% | 3 | 93% | 0% | 0% | 4 | 19% | 0% | 0% | 1 | 6% | 0% | 0% | 1
482 | Belden | 0 | 0 | 10 | 0% | 0% | 1 | 0.02 | 0% | 0% | 1 | 0% | 0% | 0% | 1 | 0 | 2 | 81% | 11% | 92% | 5 | 0% | 0% | 0% | 1 | 95% | 0% | 0% | 5 | 73% | 0% | 0% | 3 | 98% | 0% | 0% | 5 | 86% | 0% | 0% | 3 | 15% | 0% | 0% | 1 |  | 0% | 0% | 1 | 0.03 | 0% | 0% | 1 | 0% | 0% | 0% | 1 | 0 | 2 | 33% | 28% | 61% | 4 | 30% | 0% | 0% | 1 | 54% | 0% | 0% | 2 | 57% | 0% | 0% | 2 | 81% | 0% | 0% | 3 | 56% | 0% | 0% | 2 | 7% | 0% | 0% | 1 |  | 0% | 0% | 1 | 0.04 | 0% | 0% | 1 | 0% | 0% | 0% | 1 | 0 | 2 | 35% | 37% | 72% | 5 | 32% | 0% | 0% | 1 | 54% | 0% | 0% | 2 | 54% | 0% | 0% | 2 | 79% | 0% | 0% | 3 | 40% | 0% | 0% | 1 | 7% | 0% | 0% | 1 |  | 0% | 0% | 1 | 0.06 | 0% | 0% | 1 | 0% | 0% | 0% | 1 | 0 | 2 | 36% | 35% | 71% | 5 | 30% | 0% | 0% | 1 | 44% | 0% | 0% | 1 | 47% | 0% | 0% | 1 | 71% | 0% | 0% | 3 | 36% | 0% | 0% | 1 | 6% | 0% | 0% | 1
483 | Standard Oil | 0 | 0 | 10 | 0% | 0% | 1 | 0.5 | 0% | 0% | 1 | 0% | 0% | 0% | 1 | 0 | 2 | 0% | 0% | 0% | 1 | 0% | 0% | 0% | 1 | 77% | 0% | 0% | 3 | 77% | 0% | 0% | 3 | 77% | 0% | 0% | 3 | 0% | 0% | 0% | 1 | 17% | 0% | 0% | 1 |  | 0% | 0% | 1 | 0.29 | 0% | 0% | 1 | 0% | 0% | 0% | 1 | 0 | 2 | 21% | 0% | 21% | 2 | 16% | 0% | 0% | 1 | 60% | 0% | 0% | 2 | 66% | 0% | 0% | 2 | 66% | 0% | 0% | 2 | 11% | 0% | 0% | 1 | 8% | 0% | 0% | 1 |  | 0% | 0% | 1 | 0.48 | 0% | 0% | 1 | 0% | 0% | 0% | 1 | 0 | 2 | 31% | 0% | 31% | 2 | 13% | 0% | 0% | 1 | 41% | 0% | 0% | 1 | 66% | 0% | 0% | 2 | 67% | 0% | 0% | 2 | 9% | 0% | 0% | 1 | 8% | 0% | 0% | 1 |  | 0% | 0% | 1 | 0.48 | 0% | 0% | 1 | 4% | 0% | 0% | 1 | 0 | 2 | 30% | 0% | 30% | 2 | 35% | 0% | 0% | 1 | 32% | 0% | 0% | 1 | 49% | 0% | 0% | 1 | 71% | 0% | 0% | 3 | 16% | 0% | 0% | 1 | 9% | 0% | 0% | 1
484 | Panama | 0 | 0 | 10 | 0% | 0% | 1 | 0.2 | 0% | 0% | 1 | 56% | 0% | 0% | 2 | 0 | 2 | 0% | 0% | 0% | 1 | 0% | 0% | 0% | 1 | 0% | 0% | 0% | 1 | 27% | 0% | 0% | 1 | 27% | 0% | 0% | 1 | 0% | 0% | 0% | 1 | 1% | 0% | 0% | 1 |  | 0% | 0% | 1 | 0.16 | 0% | 0% | 1 | 64% | 0% | 0% | 2 | 0 | 2 | 1% | 0% | 1% | 1 | 7% | 0% | 0% | 1 | 7% | 0% | 0% | 1 | 27% | 0% | 0% | 1 | 28% | 0% | 0% | 1 | 0% | 0% | 0% | 1 | 4% | 0% | 0% | 1 |  | 0% | 0% | 1 | 0.12 | 0% | 0% | 1 | 56% | 0% | 0% | 2 | 0 | 2 | 6% | 0% | 6% | 1 | 21% | 0% | 0% | 1 | 22% | 0% | 0% | 1 | 37% | 0% | 0% | 1 | 45% | 0% | 0% | 1 | 2% | 0% | 0% | 1 | 5% | 0% | 0% | 1 |  | 0% | 0% | 1 | 0.09 | 0% | 0% | 1 | 49% | 0% | 0% | 1 | 0 | 2 | 18% | 0% | 18% | 1 | 30% | 0% | 0% | 1 | 25% | 0% | 0% | 1 | 38% | 0% | 0% | 1 | 52% | 0% | 0% | 2 | 11% | 0% | 0% | 1 | 4% | 0% | 0% | 1
485 | Oakland X | 100 | 1000 | 10 | 124.1% | 8.83% | 4 | 0.28 | 1754% | 64.68% | 5 | 0% | 0% | 0% | 1 | 0 | 2 | 0% | 0% | 0% | 1 | 24% | 43.57% | 0% | 2 | 50% | 66.4% | 0% | 3 | 67% | 100.8% | 0.3978% | 4 | 72% | 117.1% | 6.794% | 4 | 1% | 33.62% | 0% | 2 | 2% | 34.04% | 0% | 2 |  | 29.99% | 0% | 2 | 0.28 | 18.6% | 0% | 1 | 0% | 0% | 0% | 1 | 0 | 2 | 48% | 0% | 48% | 2 | 62% | 12.43% | 0% | 2 | 43% | 8.413% | 0% | 1 | 76% | 19.62% | 0% | 3 | 82% | 27.24% | 0% | 3 | 20% | 5.968% | 0% | 1 | 5% | 5.029% | 0% | 1 |  | 16.47% | 0% | 1 | 0.36 | 16.26% | 0% | 1 | 0% | 0% | 0% | 1 | 0 | 2 | 59% | 0% | 59% | 3 | 45% | 4.025% | 0% | 1 | 48% | 4.212% | 0% | 1 | 71% | 7.683% | 0% | 3 | 85% | 15.04% | 0% | 3 | 24% | 2.923% | 0% | 1 | 6% | 2.343% | 0% | 1 |  | 7.03% | 0% | 1 | 0.55 | 13.62% | 0% | 1 | 0% | 0% | 0% | 1 | 0 | 2 | 48% | 0% | 48% | 2 | 34% | 2.129% | 0% | 1 | 37% | 2.224% | 0% | 1 | 67% | 4.214% | 0% | 2 | 78% | 6.465% | 0% | 3 | 23% | 1.801% | 0% | 1 | 6% | 1.487% | 0% | 1
486 | Butte | 0 | 0 | 10 | 0% | 0% | 1 | 0.23 | 0% | 0% | 1 | 63% | 0% | 0% | 2 | 0 | 2 | 17% | 0% | 17% | 1 | 40% | 0% | 0% | 1 | 33% | 0% | 0% | 1 | 41% | 0% | 0% | 1 | 50% | 0% | 0% | 2 | 20% | 0% | 0% | 1 | 14% | 0% | 0% | 1 |  | 0% | 0% | 1 | 0.13 | 0% | 0% | 1 | 39% | 0% | 0% | 1 | 0 | 2 | 25% | 0% | 25% | 2 | 59% | 0% | 0% | 2 | 24% | 0% | 0% | 1 | 48% | 0% | 0% | 1 | 69% | 0% | 0% | 2 | 28% | 0% | 0% | 1 | 13% | 0% | 0% | 1 |  | 0% | 0% | 1 | 0.11 | 0% | 0% | 1 | 36% | 0% | 0% | 1 | 0 | 2 | 28% | 0% | 28% | 2 | 60% | 0% | 0% | 2 | 17% | 0% | 0% | 1 | 42% | 0% | 0% | 1 | 74% | 0% | 0% | 3 | 25% | 0% | 0% | 1 | 15% | 0% | 0% | 1 |  | 0% | 0% | 1 | 0.11 | 0% | 0% | 1 | 35% | 0% | 0% | 1 | 0 | 2 | 24% | 3% | 27% | 2 | 52% | 0% | 0% | 2 | 18% | 0% | 0% | 1 | 41% | 0% | 0% | 1 | 70% | 0% | 0% | 3 | 21% | 0% | 0% | 1 | 13% | 0% | 0% | 1
487 | Nortech | 0 | 0 | 10 | 0% | 0% | 1 | 0.05 | 0% | 0% | 1 | 0% | 0% | 0% | 1 | 0 | 2 | 0% | 0% | 0% | 1 | 0% | 0% | 0% | 1 | 0% | 0% | 0% | 1 | 51% | 0% | 0% | 2 | 51% | 0% | 0% | 2 | 0% | 0% | 0% | 1 | 99% | 0% | 0% | 5 |  | 0% | 0% | 1 | 0.06 | 0% | 0% | 1 | 0% | 0% | 0% | 1 | 0 | 2 | 94% | 0% | 94% | 5 | 32% | 0% | 0% | 1 | 42% | 0% | 0% | 1 | 48% | 0% | 0% | 1 | 48% | 0% | 0% | 1 | 57% | 0% | 0% | 2 | 10% | 0% | 0% | 1 |  | 0% | 0% | 1 | 0.09 | 0% | 0% | 1 | 1% | 0% | 0% | 1 | 0 | 2 | 88% | 0% | 88% | 5 | 56% | 0% | 0% | 2 | 36% | 0% | 0% | 1 | 50% | 0% | 0% | 2 | 66% | 0% | 0% | 2 | 60% | 0% | 0% | 2 | 7% | 0% | 0% | 1 |  | 0% | 0% | 1 | 0.18 | 0% | 0% | 1 | 0% | 0% | 0% | 1 | 0 | 2 | 68% | 4% | 72% | 3 | 71% | 0% | 0% | 3 | 33% | 0% | 0% | 1 | 52% | 0% | 0% | 2 | 82% | 0% | 0% | 3 | 59% | 0% | 0% | 2 | 5% | 0% | 0% | 1
488 | Windsor | 0 | 0 | 10 | 0% | 0% | 1 | 0.4 | 0% | 0% | 1 | 0% | 0% | 0% | 1 | 0 | 2 | 0% | 0% | 0% | 1 | 0% | 0% | 0% | 1 | 100% | 0% | 0% | 5 | 100% | 0% | 0% | 5 | 100% | 0% | 0% | 5 | 0% | 0% | 0% | 1 | 0% | 0% | 0% | 1 |  | 0% | 0% | 1 | 0.12 | 0% | 0% | 1 | 0% | 0% | 0% | 1 | 0 | 2 | 24% | 0% | 24% | 2 | 0% | 0% | 0% | 1 | 59% | 0% | 0% | 2 | 62% | 0% | 0% | 2 | 62% | 0% | 0% | 2 | 0% | 0% | 0% | 1 | 0% | 0% | 0% | 1 |  | 0% | 0% | 1 | 0.2 | 0% | 0% | 1 | 0% | 0% | 0% | 1 | 0 | 2 | 9% | 63% | 72% | 5 | 20% | 0% | 0% | 1 | 7% | 0% | 0% | 1 | 12% | 0% | 0% | 1 | 32% | 0% | 0% | 1 | 11% | 0% | 0% | 1 | 17% | 0% | 0% | 1 |  | 0% | 0% | 1 | 0.22 | 0% | 0% | 1 | 0% | 0% | 0% | 1 | 0 | 2 | 7% | 41% | 48% | 5 | 13% | 0% | 0% | 1 | 19% | 0% | 0% | 1 | 46% | 0% | 0% | 1 | 53% | 0% | 0% | 2 | 6% | 0% | 0% | 1 | 8% | 0% | 0% | 1
489 | Haas | 0 | 0 | 10 | 0% | 0% | 1 | 0.02 | 0% | 0% | 1 | 0% | 0% | 0% | 1 | 0 | 2 | 65% | 18% | 83% | 5 | 12% | 0% | 0% | 1 | 62% | 0% | 0% | 2 | 40% | 0% | 0% | 1 | 72% | 0% | 0% | 3 | 80% | 0% | 0% | 3 | 7% | 0% | 0% | 1 |  | 0% | 0% | 1 | 0.02 | 0% | 0% | 1 | 0% | 0% | 0% | 1 | 0 | 2 | 65% | 23% | 88% | 5 | 9% | 0% | 0% | 1 | 50% | 0% | 0% | 2 | 42% | 0% | 0% | 1 | 59% | 0% | 0% | 2 | 71% | 0% | 0% | 3 | 6% | 0% | 0% | 1 |  | 0% | 0% | 1 | 0.04 | 0% | 0% | 1 | 0% | 0% | 0% | 1 | 0 | 2 | 76% | 13% | 89% | 5 | 10% | 0% | 0% | 1 | 42% | 0% | 0% | 1 | 34% | 0% | 0% | 1 | 57% | 0% | 0% | 2 | 69% | 0% | 0% | 2 | 5% | 0% | 0% | 1 |  | 0% | 0% | 1 | 0.12 | 0% | 0% | 1 | 0% | 0% | 0% | 1 | 0 | 2 | 76% | 6% | 82% | 5 | 24% | 0% | 0% | 1 | 41% | 0% | 0% | 1 | 33% | 0% | 0% | 1 | 66% | 0% | 0% | 2 | 62% | 0% | 0% | 2 | 4% | 0% | 0% | 1
490 | Stone | 0 | 0 | 10 | 0% | 0% | 1 | 0 | 0% | 0% | 1 | 0% | 0% | 0% | 1 | 0 | 2 | 0% | 0% | 0% | 1 | 0% | 0% | 0% | 1 | 0% | 0% | 0% | 1 | 0% | 0% | 0% | 1 | 0% | 0% | 0% | 1 | 0% | 0% | 0% | 1 | 0% | 0% | 0% | 1 |  | 0% | 0% | 1 | 0.1 | 0% | 0% | 1 | 0% | 0% | 0% | 1 | 0 | 2 | 98% | 0% | 98% | 5 | 34% | 0% | 0% | 1 | 13% | 0% | 0% | 1 | 24% | 0% | 0% | 1 | 38% | 0% | 0% | 1 | 61% | 0% | 0% | 2 | 5% | 0% | 0% | 1 |  | 0% | 0% | 1 | 0.12 | 0% | 0% | 1 | 1% | 0% | 0% | 1 | 0 | 2 | 73% | 3% | 76% | 5 | 71% | 0% | 0% | 3 | 26% | 0% | 0% | 1 | 49% | 0% | 0% | 1 | 82% | 0% | 0% | 3 | 58% | 0% | 0% | 2 | 4% | 0% | 0% | 1 |  | 0% | 0% | 1 | 0.13 | 0% | 0% | 1 | 1% | 0% | 0% | 1 | 0 | 2 | 53% | 18% | 71% | 3 | 71% | 0% | 0% | 3 | 27% | 0% | 0% | 1 | 50% | 0% | 0% | 2 | 86% | 0% | 0% | 3 | 59% | 0% | 0% | 2 | 4% | 0% | 0% | 1
491 | El Cerrito G | 0 | 0 | 10 | 0% | 0% | 1 | 0.55 | 0% | 0% | 1 | 0% | 0% | 0% | 1 | 0 | 2 | 32% | 0% | 32% | 2 | 48% | 0% | 0% | 1 | 75% | 0% | 0% | 3 | 75% | 0% | 0% | 3 | 75% | 0% | 0% | 3 | 12% | 0% | 0% | 1 | 3% | 0% | 0% | 1 |  | 0% | 0% | 1 | 0.29 | 0% | 0% | 1 | 0% | 0% | 0% | 1 | 0 | 2 | 45% | 0% | 45% | 2 | 18% | 0% | 0% | 1 | 60% | 0% | 0% | 2 | 73% | 0% | 0% | 3 | 73% | 0% | 0% | 3 | 12% | 0% | 0% | 1 | 4% | 0% | 0% | 1 |  | 0% | 0% | 1 | 0.56 | 0% | 0% | 1 | 0% | 0% | 0% | 1 | 0 | 2 | 32% | 0% | 32% | 2 | 19% | 0% | 0% | 1 | 42% | 0% | 0% | 1 | 72% | 0% | 0% | 3 | 74% | 0% | 0% | 3 | 10% | 0% | 0% | 1 | 7% | 0% | 0% | 1 |  | 0% | 0% | 1 | 0.51 | 0% | 0% | 1 | 0% | 0% | 0% | 1 | 0 | 2 | 37% | 0% | 37% | 2 | 32% | 0% | 0% | 1 | 36% | 0% | 0% | 1 | 56% | 0% | 0% | 2 | 73% | 0% | 0% | 3 | 17% | 0% | 0% | 1 | 10% | 0% | 0% | 1
492 | Elizabeth Lake | 0 | 0 | 10 | 0% | 0% | 1 | 0.41 | 0% | 0% | 1 | 0% | 0% | 0% | 1 | 0 | 2 | 57% | 35% | 92% | 5 | 25% | 0% | 0% | 1 | 5% | 0% | 0% | 1 | 11% | 0% | 0% | 1 | 36% | 0% | 0% | 1 | 50% | 0% | 0% | 2 | 6% | 0% | 0% | 1 |  | 0% | 0% | 1 | 0.22 | 0% | 0% | 1 | 2% | 0% | 0% | 1 | 0 | 2 | 42% | 48% | 90% | 5 | 47% | 0% | 0% | 1 | 5% | 0% | 0% | 1 | 13% | 0% | 0% | 1 | 57% | 0% | 0% | 2 | 46% | 0% | 0% | 1 | 10% | 0% | 0% | 1 |  | 0% | 0% | 1 | 0.2 | 0% | 0% | 1 | 3% | 0% | 0% | 1 | 0 | 2 | 43% | 44% | 87% | 5 | 54% | 0% | 0% | 2 | 3% | 0% | 0% | 1 | 9% | 0% | 0% | 1 | 60% | 0% | 0% | 2 | 46% | 0% | 0% | 1 | 11% | 0% | 0% | 1 |  | 0% | 0% | 1 | 0.2 | 0% | 0% | 1 | 4% | 0% | 0% | 1 | 0 | 2 | 37% | 42% | 79% | 5 | 48% | 0% | 0% | 1 | 15% | 0% | 0% | 1 | 15% | 0% | 0% | 1 | 66% | 0% | 0% | 2 | 44% | 0% | 0% | 1 | 9% | 0% | 0% | 1
493 | Ashlan | 0 | 0 | 10 | 0% | 0% | 1 | 0.4 | 0% | 0% | 1 | 25% | 0% | 0% | 1 | 0 | 2 | 0% | 0% | 0% | 1 | 21% | 0% | 0% | 1 | 14% | 0% | 0% | 1 | 14% | 0% | 0% | 1 | 21% | 0% | 0% | 1 | 0% | 0% | 0% | 1 | 11% | 0% | 0% | 1 |  | 0% | 0% | 1 | 0.23 | 0% | 0% | 1 | 59% | 0% | 0% | 2 | 0 | 2 | 13% | 0% | 13% | 1 | 17% | 0% | 0% | 1 | 15% | 0% | 0% | 1 | 15% | 0% | 0% | 1 | 24% | 0% | 0% | 1 | 0% | 0% | 0% | 1 | 3% | 0% | 0% | 1 |  | 0% | 0% | 1 | 0.22 | 0% | 0% | 1 | 52% | 0% | 0% | 2 | 0 | 2 | 22% | 0% | 22% | 2 | 16% | 0% | 0% | 1 | 24% | 0% | 0% | 1 | 23% | 0% | 0% | 1 | 32% | 0% | 0% | 1 | 10% | 0% | 0% | 1 | 10% | 0% | 0% | 1 |  | 0% | 0% | 1 | 0.19 | 0% | 0% | 1 | 45% | 0% | 0% | 1 | 0 | 2 | 27% | 0% | 27% | 2 | 24% | 0% | 0% | 1 | 22% | 0% | 0% | 1 | 23% | 0% | 0% | 1 | 38% | 0% | 0% | 1 | 16% | 0% | 0% | 1 | 11% | 0% | 0% | 1
494 | Meadow Lane | 0 | 0 | 10 | 0% | 0% | 1 | 0.11 | 0% | 0% | 1 | 0% | 0% | 0% | 1 | 0 | 2 | 11% | 0% | 11% | 1 | 0% | 0% | 0% | 1 | 14% | 0% | 0% | 1 | 44% | 0% | 0% | 1 | 44% | 0% | 0% | 1 | 6% | 0% | 0% | 1 | 2% | 0% | 0% | 1 |  | 0% | 0% | 1 | 0.44 | 0% | 0% | 1 | 0% | 0% | 0% | 1 | 0 | 2 | 61% | 0% | 61% | 3 | 21% | 0% | 0% | 1 | 64% | 0% | 0% | 2 | 61% | 0% | 0% | 2 | 77% | 0% | 0% | 3 | 16% | 0% | 0% | 1 | 14% | 0% | 0% | 1 |  | 0% | 0% | 1 | 0.46 | 0% | 0% | 1 | 0% | 0% | 0% | 1 | 0 | 2 | 57% | 0% | 57% | 3 | 45% | 0% | 0% | 1 | 53% | 0% | 0% | 2 | 60% | 0% | 0% | 2 | 81% | 0% | 0% | 3 | 23% | 0% | 0% | 1 | 18% | 0% | 0% | 1 |  | 0% | 0% | 1 | 0.3 | 0% | 0% | 1 | 2% | 0% | 0% | 1 | 0 | 2 | 59% | 1% | 60% | 3 | 34% | 0% | 0% | 1 | 44% | 0% | 0% | 1 | 56% | 0% | 0% | 2 | 74% | 0% | 0% | 3 | 19% | 0% | 0% | 1 | 14% | 0% | 0% | 1
495 | Bucks Creek | 0 | 0 | 10 | 0% | 0% | 1 | 0.02 | 0% | 0% | 1 | 0% | 0% | 0% | 1 | 0 | 2 | 81% | 17% | 98% | 5 | 33% | 0% | 0% | 1 | 60% | 0% | 0% | 2 | 25% | 0% | 0% | 1 | 97% | 0% | 0% | 5 | 92% | 0% | 0% | 4 | 23% | 0% | 0% | 1 |  | 0% | 0% | 1 | 0.03 | 0% | 0% | 1 | 0% | 0% | 0% | 1 | 0 | 2 | 26% | 37% | 63% | 5 | 43% | 0% | 0% | 1 | 52% | 0% | 0% | 2 | 59% | 0% | 0% | 2 | 86% | 0% | 0% | 3 | 62% | 0% | 0% | 2 | 8% | 0% | 0% | 1 |  | 0% | 0% | 1 | 0.04 | 0% | 0% | 1 | 0% | 0% | 0% | 1 | 0 | 2 | 29% | 41% | 70% | 5 | 37% | 0% | 0% | 1 | 49% | 0% | 0% | 1 | 56% | 0% | 0% | 2 | 81% | 0% | 0% | 3 | 42% | 0% | 0% | 1 | 7% | 0% | 0% | 1 |  | 0% | 0% | 1 | 0.05 | 0% | 0% | 1 | 0% | 0% | 0% | 1 | 0 | 2 | 32% | 37% | 69% | 5 | 33% | 0% | 0% | 1 | 46% | 0% | 0% | 1 | 50% | 0% | 0% | 2 | 75% | 0% | 0% | 3 | 37% | 0% | 0% | 1 | 6% | 0% | 0% | 1
496 | Dunn Siding | 0 | 0 | 10 | 0% | 0% | 1 | 0.04 | 0% | 0% | 1 | 0% | 0% | 0% | 1 | 0 | 2 | 0% | 0% | 0% | 1 | 64% | 0% | 0% | 2 | 0% | 0% | 0% | 1 | 0% | 0% | 0% | 1 | 64% | 0% | 0% | 2 | 12% | 0% | 0% | 1 | 0% | 0% | 0% | 1 |  | 0% | 0% | 1 | 0.04 | 0% | 0% | 1 | 0% | 0% | 0% | 1 | 0 | 2 | 0% | 0% | 0% | 1 | 42% | 0% | 0% | 1 | 7% | 0% | 0% | 1 | 20% | 0% | 0% | 1 | 52% | 0% | 0% | 2 | 63% | 0% | 0% | 2 | 6% | 0% | 0% | 1 |  | 0% | 0% | 1 | 0.09 | 0% | 0% | 1 | 0% | 0% | 0% | 1 | 0 | 2 | 0% | 0% | 0% | 1 | 39% | 0% | 0% | 1 | 26% | 0% | 0% | 1 | 27% | 0% | 0% | 1 | 45% | 0% | 0% | 1 | 61% | 0% | 0% | 2 | 3% | 0% | 0% | 1 |  | 0% | 0% | 1 | 0.16 | 0% | 0% | 1 | 1% | 0% | 0% | 1 | 0 | 2 | 0% | 0% | 0% | 1 | 31% | 0% | 0% | 1 | 20% | 0% | 0% | 1 | 21% | 0% | 0% | 1 | 36% | 0% | 0% | 1 | 46% | 0% | 0% | 1 | 3% | 0% | 0% | 1
497 | Pit 4 | 0 | 0 | 10 | 0% | 0% | 1 | 0.05 | 0% | 0% | 1 | 0% | 0% | 0% | 1 | 0 | 2 | 81% | 16% | 97% | 5 | 38% | 0% | 0% | 1 | 34% | 0% | 0% | 1 | 34% | 0% | 0% | 1 | 57% | 0% | 0% | 2 | 24% | 0% | 0% | 1 | 7% | 0% | 0% | 1 |  | 0% | 0% | 1 | 0.04 | 0% | 0% | 1 | 0% | 0% | 0% | 1 | 0 | 2 | 66% | 16% | 82% | 5 | 30% | 0% | 0% | 1 | 16% | 0% | 0% | 1 | 9% | 0% | 0% | 1 | 41% | 0% | 0% | 1 | 30% | 0% | 0% | 1 | 8% | 0% | 0% | 1 |  | 0% | 0% | 1 | 0.04 | 0% | 0% | 1 | 0% | 0% | 0% | 1 | 0 | 2 | 52% | 15% | 67% | 3 | 30% | 0% | 0% | 1 | 18% | 0% | 0% | 1 | 16% | 0% | 0% | 1 | 44% | 0% | 0% | 1 | 28% | 0% | 0% | 1 | 7% | 0% | 0% | 1 |  | 0% | 0% | 1 | 0.05 | 0% | 0% | 1 | 0% | 0% | 0% | 1 | 0 | 2 | 40% | 14% | 54% | 3 | 32% | 0% | 0% | 1 | 18% | 0% | 0% | 1 | 19% | 0% | 0% | 1 | 47% | 0% | 0% | 1 | 27% | 0% | 0% | 1 | 6% | 0% | 0% | 1
498 | SAN FRAN A (POTRERO PP) | 0 | 0 | 10 | 0% | 0% | 1 | 0.72 | 0% | 0% | 1 | 0% | 0% | 0% | 1 | 0 | 2 | 0% | 0% | 0% | 1 | 0% | 0% | 0% | 1 | 3% | 0% | 0% | 1 | 20% | 0% | 0% | 1 | 20% | 0% | 0% | 1 | 0% | 0% | 0% | 1 | 2% | 0% | 0% | 1 |  | 0% | 0% | 1 | 0.47 | 0% | 0% | 1 | 0% | 0% | 0% | 1 | 0 | 2 | 0% | 0% | 0% | 1 | 1% | 0% | 0% | 1 | 19% | 0% | 0% | 1 | 45% | 0% | 0% | 1 | 46% | 0% | 0% | 1 | 0% | 0% | 0% | 1 | 4% | 0% | 0% | 1 |  | 0% | 0% | 1 | 0.48 | 0% | 0% | 1 | 0% | 0% | 0% | 1 | 0 | 2 | 2% | 0% | 2% | 1 | 17% | 0% | 0% | 1 | 41% | 0% | 0% | 1 | 62% | 0% | 0% | 2 | 65% | 0% | 0% | 2 | 3% | 0% | 0% | 1 | 7% | 0% | 0% | 1 |  | 0% | 0% | 1 | 0.5 | 0% | 0% | 1 | 0% | 0% | 0% | 1 | 0 | 2 | 41% | 0% | 41% | 2 | 39% | 0% | 0% | 1 | 52% | 0% | 0% | 2 | 73% | 0% | 0% | 3 | 82% | 0% | 0% | 3 | 21% | 0% | 0% | 1 | 7% | 0% | 0% | 1
499 | Frogtown | 0 | 0 | 10 | 0% | 0% | 1 | 0.13 | 0% | 0% | 1 | 0% | 0% | 0% | 1 | 0 | 2 | 95% | 0% | 95% | 5 | 88% | 0% | 0% | 3 | 14% | 0% | 0% | 1 | 34% | 0% | 0% | 1 | 88% | 0% | 0% | 3 | 58% | 0% | 0% | 2 | 3% | 0% | 0% | 1 |  | 0% | 0% | 1 | 0.15 | 0% | 0% | 1 | 0% | 0% | 0% | 1 | 0 | 2 | 86% | 7% | 93% | 5 | 76% | 0% | 0% | 3 | 15% | 0% | 0% | 1 | 30% | 0% | 0% | 1 | 85% | 0% | 0% | 3 | 59% | 0% | 0% | 2 | 6% | 0% | 0% | 1 |  | 0% | 0% | 1 | 0.16 | 0% | 0% | 1 | 0% | 0% | 0% | 1 | 0 | 2 | 70% | 16% | 86% | 5 | 64% | 0% | 0% | 2 | 19% | 0% | 0% | 1 | 32% | 0% | 0% | 1 | 77% | 0% | 0% | 3 | 59% | 0% | 0% | 2 | 6% | 0% | 0% | 1 |  | 0% | 0% | 1 | 0.16 | 0% | 0% | 1 | 1% | 0% | 0% | 1 | 0 | 2 | 65% | 19% | 84% | 5 | 66% | 0% | 0% | 2 | 21% | 0% | 0% | 1 | 34% | 0% | 0% | 1 | 80% | 0% | 0% | 3 | 59% | 0% | 0% | 2 | 6% | 0% | 0% | 1
500 | Knights Landing | 0 | 0 | 10 | 0% | 0% | 1 | 0.1 | 0% | 0% | 1 | 84% | 0% | 0% | 3 | 0 | 2 | 0% | 0% | 0% | 1 | 8% | 0% | 0% | 1 | 7% | 0% | 0% | 1 | 47% | 0% | 0% | 1 | 53% | 0% | 0% | 2 | 0% | 0% | 0% | 1 | 4% | 0% | 0% | 1 |  | 0% | 0% | 1 | 0.08 | 0% | 0% | 1 | 71% | 0% | 0% | 2 | 0 | 2 | 4% | 0% | 4% | 1 | 45% | 0% | 0% | 1 | 7% | 0% | 0% | 1 | 59% | 0% | 0% | 2 | 78% | 0% | 0% | 3 | 0% | 0% | 0% | 1 | 6% | 0% | 0% | 1 |  | 0% | 0% | 1 | 0.09 | 0% | 0% | 1 | 64% | 0% | 0% | 2 | 0 | 2 | 7% | 0% | 7% | 1 | 47% | 0% | 0% | 1 | 11% | 0% | 0% | 1 | 56% | 0% | 0% | 2 | 80% | 0% | 0% | 3 | 2% | 0% | 0% | 1 | 5% | 0% | 0% | 1 |  | 0% | 0% | 1 | 0.11 | 0% | 0% | 1 | 60% | 0% | 0% | 2 | 0 | 2 | 12% | 1% | 13% | 2 | 43% | 0% | 0% | 1 | 10% | 0% | 0% | 1 | 42% | 0% | 0% | 1 | 67% | 0% | 0% | 2 | 5% | 0% | 0% | 1 | 6% | 0% | 0% | 1
501 | Sandlot | 0 | 0 | 10 | 0% | 0% | 1 | 0.08 | 0% | 0% | 1 | 0% | 0% | 0% | 1 | 0 | 2 | 0% | 0% | 0% | 1 | 15% | 0% | 0% | 1 | 94% | 0% | 0% | 4 | 62% | 0% | 0% | 2 | 94% | 0% | 0% | 4 | 45% | 0% | 0% | 1 | 4% | 0% | 0% | 1 |  | 0% | 0% | 1 | 0.28 | 0% | 0% | 1 | 0% | 0% | 0% | 1 | 0 | 2 | 0% | 0% | 0% | 1 | 7% | 0% | 0% | 1 | 49% | 0% | 0% | 1 | 29% | 0% | 0% | 1 | 51% | 0% | 0% | 2 | 27% | 0% | 0% | 1 | 2% | 0% | 0% | 1 |  | 0% | 0% | 1 | 0.23 | 0% | 0% | 1 | 0% | 0% | 0% | 1 | 0 | 2 | 0% | 0% | 0% | 1 | 51% | 0% | 0% | 2 | 60% | 0% | 0% | 2 | 30% | 0% | 0% | 1 | 80% | 0% | 0% | 3 | 36% | 0% | 0% | 1 | 5% | 0% | 0% | 1 |  | 0% | 0% | 1 | 0.25 | 0% | 0% | 1 | 0% | 0% | 0% | 1 | 0 | 2 | 0% | 0% | 0% | 1 | 57% | 0% | 0% | 2 | 50% | 0% | 0% | 2 | 17% | 0% | 0% | 1 | 80% | 0% | 0% | 3 | 46% | 0% | 0% | 1 | 3% | 0% | 0% | 1
502 | Sunrise | 0 | 0 | 10 | 0% | 0% | 1 | 0.05 | 0% | 0% | 1 | 0% | 0% | 0% | 1 | 0 | 2 | 0% | 0% | 0% | 1 | 15% | 0% | 0% | 1 | 56% | 0% | 0% | 2 | 64% | 0% | 0% | 2 | 68% | 0% | 0% | 2 | 4% | 0% | 0% | 1 | 0% | 0% | 0% | 1 |  | 0% | 0% | 1 | 0.05 | 0% | 0% | 1 | 0% | 0% | 0% | 1 | 0 | 2 | 5% | 0% | 5% | 1 | 20% | 0% | 0% | 1 | 34% | 0% | 0% | 1 | 72% | 0% | 0% | 3 | 72% | 0% | 0% | 3 | 14% | 0% | 0% | 1 | 0% | 0% | 0% | 1 |  | 0% | 0% | 1 | 0.06 | 0% | 0% | 1 | 16% | 0% | 0% | 1 | 0 | 2 | 4% | 0% | 4% | 1 | 26% | 0% | 0% | 1 | 43% | 0% | 0% | 1 | 75% | 0% | 0% | 3 | 76% | 0% | 0% | 3 | 8% | 0% | 0% | 1 | 1% | 0% | 0% | 1 |  | 0% | 0% | 1 | 0.08 | 0% | 0% | 1 | 27% | 0% | 0% | 1 | 0 | 2 | 7% | 0% | 7% | 1 | 25% | 0% | 0% | 1 | 34% | 0% | 0% | 1 | 63% | 0% | 0% | 2 | 71% | 0% | 0% | 3 | 8% | 0% | 0% | 1 | 5% | 0% | 0% | 1
503 | Lilac | 0 | 0 | 10 | 0% | 0% | 1 | 0.53 | 0% | 0% | 1 | 5% | 0% | 0% | 1 | 0 | 2 | 71% | 5% | 76% | 5 | 33% | 0% | 0% | 1 | 0% | 0% | 0% | 1 | 25% | 0% | 0% | 1 | 41% | 0% | 0% | 1 | 3% | 0% | 0% | 1 | 6% | 0% | 0% | 1 |  | 0% | 0% | 1 | 0.39 | 0% | 0% | 1 | 6% | 0% | 0% | 1 | 0 | 2 | 53% | 23% | 76% | 5 | 46% | 0% | 0% | 1 | 12% | 0% | 0% | 1 | 23% | 0% | 0% | 1 | 52% | 0% | 0% | 2 | 11% | 0% | 0% | 1 | 7% | 0% | 0% | 1 |  | 0% | 0% | 1 | 0.33 | 0% | 0% | 1 | 4% | 0% | 0% | 1 | 0 | 2 | 36% | 48% | 84% | 5 | 56% | 0% | 0% | 2 | 15% | 0% | 0% | 1 | 30% | 0% | 0% | 1 | 62% | 0% | 0% | 2 | 32% | 0% | 0% | 1 | 8% | 0% | 0% | 1 |  | 0% | 0% | 1 | 0.31 | 0% | 0% | 1 | 3% | 0% | 0% | 1 | 0 | 2 | 35% | 52% | 87% | 5 | 61% | 0% | 0% | 2 | 24% | 0% | 0% | 1 | 40% | 0% | 0% | 1 | 69% | 0% | 0% | 2 | 32% | 0% | 0% | 1 | 8% | 0% | 0% | 1
504 | Alhambra | 0 | 0 | 10 | 0% | 0% | 1 | 0.39 | 0% | 0% | 1 | 0% | 0% | 0% | 1 | 0 | 2 | 73% | 0% | 73% | 3 | 4% | 0% | 0% | 1 | 59% | 0% | 0% | 2 | 72% | 0% | 0% | 3 | 73% | 0% | 0% | 3 | 11% | 0% | 0% | 1 | 3% | 0% | 0% | 1 |  | 0% | 0% | 1 | 0.72 | 0% | 0% | 1 | 0% | 0% | 0% | 1 | 0 | 2 | 43% | 0% | 43% | 2 | 17% | 0% | 0% | 1 | 50% | 0% | 0% | 2 | 60% | 0% | 0% | 2 | 74% | 0% | 0% | 3 | 14% | 0% | 0% | 1 | 9% | 0% | 0% | 1 |  | 0% | 0% | 1 | 0.38 | 0% | 0% | 1 | 0% | 0% | 0% | 1 | 0 | 2 | 42% | 0% | 42% | 2 | 36% | 0% | 0% | 1 | 48% | 0% | 0% | 1 | 60% | 0% | 0% | 2 | 80% | 0% | 0% | 3 | 17% | 0% | 0% | 1 | 19% | 0% | 0% | 1 |  | 0% | 0% | 1 | 0.31 | 0% | 0% | 1 | 5% | 0% | 0% | 1 | 0 | 2 | 50% | 0% | 50% | 3 | 39% | 0% | 0% | 1 | 40% | 0% | 0% | 1 | 51% | 0% | 0% | 2 | 74% | 0% | 0% | 3 | 19% | 0% | 0% | 1 | 15% | 0% | 0% | 1
505 | Charleston | 0 | 0 | 0 | 0% | 0% | 1 | 0.04 | 0% | 0% | 1 | 0% | 0% | 0% | 1 | 0 | 2 | 0% | 0% | 0% | 1 | 0% | 0% | 0% | 1 | 9% | 0% | 0% | 1 | 11% | 0% | 0% | 1 | 11% | 0% | 0% | 1 | 5% | 0% | 0% | 1 | 1% | 0% | 0% | 1 |  | 0% | 0% | 1 | 0.02 | 0% | 0% | 1 | 0% | 0% | 0% | 1 | 0 | 2 | 0% | 0% | 0% | 1 | 0% | 0% | 0% | 1 | 2% | 0% | 0% | 1 | 5% | 0% | 0% | 1 | 5% | 0% | 0% | 1 | 2% | 0% | 0% | 1 | 0% | 0% | 0% | 1 |  | 0% | 0% | 1 | 0.01 | 0% | 0% | 1 | 0% | 0% | 0% | 1 | 0 | 2 | 0% | 0% | 0% | 1 | 1% | 0% | 0% | 1 | 1% | 0% | 0% | 1 | 2% | 0% | 0% | 1 | 3% | 0% | 0% | 1 | 7% | 0% | 0% | 1 | 0% | 0% | 0% | 1 |  | 0% | 0% | 1 | 0.33 | 0% | 0% | 1 | 0% | 0% | 0% | 1 | 0 | 2 | 0% | 0% | 0% | 1 | 3% | 0% | 0% | 1 | 1% | 0% | 0% | 1 | 11% | 0% | 0% | 1 | 12% | 0% | 0% | 1 | 11% | 0% | 0% | 1 | 0% | 0% | 0% | 1
506 | Vasco | 0 | 0 | 10 | 0% | 0% | 1 | 0.1 | 0% | 0% | 1 | 1% | 0% | 0% | 1 | 0 | 2 | 97% | 0% | 97% | 5 | 77% | 0% | 0% | 3 | 56% | 0% | 0% | 2 | 73% | 0% | 0% | 3 | 90% | 0% | 0% | 4 | 20% | 0% | 0% | 1 | 8% | 0% | 0% | 1 |  | 0% | 0% | 1 | 0.14 | 0% | 0% | 1 | 2% | 0% | 0% | 1 | 0 | 2 | 94% | 1% | 95% | 5 | 69% | 0% | 0% | 2 | 65% | 0% | 0% | 2 | 74% | 0% | 0% | 3 | 91% | 0% | 0% | 4 | 35% | 0% | 0% | 1 | 6% | 0% | 0% | 1 |  | 0% | 0% | 1 | 0.15 | 0% | 0% | 1 | 14% | 0% | 0% | 1 | 0 | 2 | 72% | 8% | 80% | 5 | 62% | 0% | 0% | 2 | 57% | 0% | 0% | 2 | 63% | 0% | 0% | 2 | 82% | 0% | 0% | 3 | 37% | 0% | 0% | 1 | 6% | 0% | 0% | 1 |  | 0% | 0% | 1 | 0.12 | 0% | 0% | 1 | 24% | 0% | 0% | 1 | 0 | 2 | 59% | 9% | 68% | 3 | 59% | 0% | 0% | 2 | 41% | 0% | 0% | 1 | 47% | 0% | 0% | 1 | 73% | 0% | 0% | 3 | 39% | 0% | 0% | 1 | 6% | 0% | 0% | 1
507 | Harris | 0 | 0 | 10 | 0% | 0% | 1 | 0.31 | 0% | 0% | 1 | 0% | 0% | 0% | 1 | 0 | 2 | 0% | 0% | 0% | 1 | 4% | 0% | 0% | 1 | 64% | 0% | 0% | 2 | 68% | 0% | 0% | 2 | 72% | 0% | 0% | 3 | 5% | 0% | 0% | 1 | 11% | 0% | 0% | 1 |  | 0% | 0% | 1 | 0.15 | 0% | 0% | 1 | 0% | 0% | 0% | 1 | 0 | 2 | 0% | 0% | 0% | 1 | 3% | 0% | 0% | 1 | 44% | 0% | 0% | 1 | 52% | 0% | 0% | 2 | 53% | 0% | 0% | 2 | 21% | 0% | 0% | 1 | 12% | 0% | 0% | 1 |  | 0% | 0% | 1 | 0.1 | 0% | 0% | 1 | 0% | 0% | 0% | 1 | 0 | 2 | 0% | 0% | 0% | 1 | 5% | 0% | 0% | 1 | 40% | 0% | 0% | 1 | 45% | 0% | 0% | 1 | 47% | 0% | 0% | 1 | 26% | 0% | 0% | 1 | 15% | 0% | 0% | 1 |  | 0% | 0% | 1 | 0.08 | 0% | 0% | 1 | 0% | 0% | 0% | 1 | 0 | 2 | 0% | 0% | 0% | 1 | 4% | 0% | 0% | 1 | 32% | 0% | 0% | 1 | 36% | 0% | 0% | 1 | 39% | 0% | 0% | 1 | 28% | 0% | 0% | 1 | 14% | 0% | 0% | 1
508 | Grizzly | 0 | 0 | 10 | 0% | 0% | 1 | 0.02 | 0% | 0% | 1 | 0% | 0% | 0% | 1 | 0 | 2 | 7% | 65% | 72% | 5 | 59% | 0% | 0% | 2 | 41% | 0% | 0% | 1 | 59% | 0% | 0% | 2 | 82% | 0% | 0% | 3 | 62% | 0% | 0% | 2 | 4% | 0% | 0% | 1 |  | 0% | 0% | 1 | 0.04 | 0% | 0% | 1 | 0% | 0% | 0% | 1 | 0 | 2 | 24% | 42% | 66% | 5 | 43% | 0% | 0% | 1 | 44% | 0% | 0% | 1 | 63% | 0% | 0% | 2 | 86% | 0% | 0% | 3 | 52% | 0% | 0% | 2 | 7% | 0% | 0% | 1 |  | 0% | 0% | 1 | 0.05 | 0% | 0% | 1 | 0% | 0% | 0% | 1 | 0 | 2 | 21% | 37% | 58% | 5 | 42% | 0% | 0% | 1 | 48% | 0% | 0% | 1 | 66% | 0% | 0% | 2 | 89% | 0% | 0% | 3 | 48% | 0% | 0% | 1 | 5% | 0% | 0% | 1 |  | 0% | 0% | 1 | 0.06 | 0% | 0% | 1 | 0% | 0% | 0% | 1 | 0 | 2 | 22% | 34% | 56% | 5 | 34% | 0% | 0% | 1 | 46% | 0% | 0% | 1 | 56% | 0% | 0% | 2 | 79% | 0% | 0% | 3 | 39% | 0% | 0% | 1 | 5% | 0% | 0% | 1
509 | Jackass (DOE) | 0 | 0 | 0 | 0% | 0% | 1 | 0 | 0% | 0% | 1 | 0% | 0% | 0% | 1 | 0 | 2 | 0% | 0% | 0% | 1 | 0% | 0% | 0% | 1 | 0% | 0% | 0% | 1 | 0% | 0% | 0% | 1 | 0% | 0% | 0% | 1 | 0% | 0% | 0% | 1 | 0% | 0% | 0% | 1 |  | 0% | 0% | 1 | 0 | 0% | 0% | 1 | 0% | 0% | 0% | 1 | 0 | 2 | 0% | 0% | 0% | 1 | 0% | 0% | 0% | 1 | 0% | 0% | 0% | 1 | 0% | 0% | 0% | 1 | 0% | 0% | 0% | 1 | 0% | 0% | 0% | 1 | 0% | 0% | 0% | 1 |  | 0% | 0% | 1 | 0 | 0% | 0% | 1 | 0% | 0% | 0% | 1 | 0 | 2 | 0% | 0% | 0% | 1 | 0% | 0% | 0% | 1 | 0% | 0% | 0% | 1 | 0% | 0% | 0% | 1 | 0% | 0% | 0% | 1 | 0% | 0% | 0% | 1 | 0% | 0% | 0% | 1 |  | 0% | 0% | 1 | 0 | 0% | 0% | 1 | 0% | 0% | 0% | 1 | 0 | 2 | 0% | 0% | 0% | 1 | 0% | 0% | 0% | 1 | 0% | 0% | 0% | 1 | 0% | 0% | 0% | 1 | 0% | 0% | 0% | 1 | 0% | 0% | 0% | 1 | 0% | 0% | 0% | 1
510 | North City Metering | 0 | 0 | 10 | 0% | 0% | 1 | 0.04 | 0% | 0% | 1 | 0% | 0% | 0% | 1 | 0 | 2 | 0% | 0% | 0% | 1 | 33% | 0% | 0% | 1 | 69% | 0% | 0% | 2 | 69% | 0% | 0% | 2 | 98% | 0% | 0% | 5 | 0% | 0% | 0% | 1 | 11% | 0% | 0% | 1 |  | 0% | 0% | 1 | 0.07 | 0% | 0% | 1 | 1% | 0% | 0% | 1 | 0 | 2 | 30% | 0% | 30% | 2 | 19% | 0% | 0% | 1 | 44% | 0% | 0% | 1 | 30% | 0% | 0% | 1 | 57% | 0% | 0% | 2 | 8% | 0% | 0% | 1 | 8% | 0% | 0% | 1 |  | 0% | 0% | 1 | 0.2 | 0% | 0% | 1 | 0% | 0% | 0% | 1 | 0 | 2 | 44% | 31% | 75% | 5 | 52% | 0% | 0% | 2 | 48% | 0% | 0% | 1 | 41% | 0% | 0% | 1 | 82% | 0% | 0% | 3 | 9% | 0% | 0% | 1 | 6% | 0% | 0% | 1 |  | 0% | 0% | 1 | 0.24 | 0% | 0% | 1 | 1% | 0% | 0% | 1 | 0 | 2 | 32% | 42% | 74% | 5 | 57% | 0% | 0% | 2 | 47% | 0% | 0% | 1 | 58% | 0% | 0% | 2 | 85% | 0% | 0% | 3 | 17% | 0% | 0% | 1 | 4% | 0% | 0% | 1
511 | Ormond Beach | 0 | 0 | 10 | 0% | 0% | 1 | 0.15 | 0% | 0% | 1 | 69% | 0% | 0% | 2 | 0 | 2 | 0% | 0% | 0% | 1 | 9% | 0% | 0% | 1 | 34% | 0% | 0% | 1 | 36% | 0% | 0% | 1 | 36% | 0% | 0% | 1 | 0% | 0% | 0% | 1 | 16% | 0% | 0% | 1 |  | 0% | 0% | 1 | 0.16 | 0% | 0% | 1 | 57% | 0% | 0% | 2 | 0 | 2 | 0% | 0% | 0% | 1 | 12% | 0% | 0% | 1 | 11% | 0% | 0% | 1 | 30% | 0% | 0% | 1 | 30% | 0% | 0% | 1 | 1% | 0% | 0% | 1 | 7% | 0% | 0% | 1 |  | 0% | 0% | 1 | 0.16 | 0% | 0% | 1 | 44% | 0% | 0% | 1 | 0 | 2 | 1% | 0% | 1% | 1 | 11% | 0% | 0% | 1 | 11% | 0% | 0% | 1 | 24% | 0% | 0% | 1 | 29% | 0% | 0% | 1 | 13% | 0% | 0% | 1 | 6% | 0% | 0% | 1 |  | 0% | 0% | 1 | 0.15 | 0% | 0% | 1 | 27% | 0% | 0% | 1 | 0 | 2 | 2% | 0% | 2% | 1 | 22% | 0% | 0% | 1 | 7% | 0% | 0% | 1 | 19% | 0% | 0% | 1 | 36% | 0% | 0% | 1 | 26% | 0% | 0% | 1 | 7% | 0% | 0% | 1
512 | Warne | 0 | 0 | 10 | 0% | 0% | 1 | 0.04 | 0% | 0% | 1 | 0% | 0% | 0% | 1 | 0 | 2 | 11% | 89% | 100% | 5 | 100% | 0% | 0% | 5 | 0% | 0% | 0% | 1 | 1% | 0% | 0% | 1 | 100% | 0% | 0% | 5 | 67% | 0% | 0% | 2 | 3% | 0% | 0% | 1 |  | 0% | 0% | 1 | 0.04 | 0% | 0% | 1 | 0% | 0% | 0% | 1 | 0 | 2 | 34% | 62% | 96% | 5 | 72% | 0% | 0% | 3 | 39% | 0% | 0% | 1 | 37% | 0% | 0% | 1 | 95% | 0% | 0% | 5 | 63% | 0% | 0% | 2 | 3% | 0% | 0% | 1 |  | 0% | 0% | 1 | 0.07 | 0% | 0% | 1 | 1% | 0% | 0% | 1 | 0 | 2 | 37% | 50% | 87% | 5 | 58% | 0% | 0% | 2 | 45% | 0% | 0% | 1 | 38% | 0% | 0% | 1 | 87% | 0% | 0% | 3 | 56% | 0% | 0% | 2 | 4% | 0% | 0% | 1 |  | 0% | 0% | 1 | 0.14 | 0% | 0% | 1 | 3% | 0% | 0% | 1 | 0 | 2 | 42% | 32% | 74% | 5 | 53% | 0% | 0% | 2 | 34% | 0% | 0% | 1 | 33% | 0% | 0% | 1 | 79% | 0% | 0% | 3 | 45% | 0% | 0% | 1 | 5% | 0% | 0% | 1
513 | POE | 0 | 0 | 10 | 0% | 0% | 1 | 0.12 | 0% | 0% | 1 | 0% | 0% | 0% | 1 | 0 | 2 | 2% | 0% | 2% | 1 | 59% | 0% | 0% | 2 | 55% | 0% | 0% | 2 | 92% | 0% | 0% | 4 | 93% | 0% | 0% | 4 | 35% | 0% | 0% | 1 | 3% | 0% | 0% | 1 |  | 0% | 0% | 1 | 0.16 | 0% | 0% | 1 | 0% | 0% | 0% | 1 | 0 | 2 | 19% | 2% | 21% | 2 | 39% | 0% | 0% | 1 | 43% | 0% | 0% | 1 | 77% | 0% | 0% | 3 | 86% | 0% | 0% | 3 | 47% | 0% | 0% | 1 | 4% | 0% | 0% | 1 |  | 0% | 0% | 1 | 0.12 | 0% | 0% | 1 | 1% | 0% | 0% | 1 | 0 | 2 | 29% | 11% | 40% | 3 | 53% | 0% | 0% | 2 | 40% | 0% | 0% | 1 | 67% | 0% | 0% | 2 | 83% | 0% | 0% | 3 | 49% | 0% | 0% | 1 | 10% | 0% | 0% | 1 |  | 0% | 0% | 1 | 0.12 | 0% | 0% | 1 | 4% | 0% | 0% | 1 | 0 | 2 | 30% | 17% | 47% | 3 | 54% | 0% | 0% | 2 | 33% | 0% | 0% | 1 | 56% | 0% | 0% | 2 | 84% | 0% | 0% | 3 | 40% | 0% | 0% | 1 | 9% | 0% | 0% | 1
514 | Pit 3 | 0 | 0 | 10 | 0% | 0% | 1 | 0.04 | 0% | 0% | 1 | 0% | 0% | 0% | 1 | 0 | 2 | 62% | 0% | 62% | 3 | 33% | 0% | 0% | 1 | 17% | 0% | 0% | 1 | 6% | 0% | 0% | 1 | 44% | 0% | 0% | 1 | 29% | 0% | 0% | 1 | 12% | 0% | 0% | 1 |  | 0% | 0% | 1 | 0.05 | 0% | 0% | 1 | 0% | 0% | 0% | 1 | 0 | 2 | 48% | 6% | 54% | 3 | 27% | 0% | 0% | 1 | 24% | 0% | 0% | 1 | 19% | 0% | 0% | 1 | 46% | 0% | 0% | 1 | 26% | 0% | 0% | 1 | 8% | 0% | 0% | 1 |  | 0% | 0% | 1 | 0.05 | 0% | 0% | 1 | 0% | 0% | 0% | 1 | 0 | 2 | 43% | 8% | 51% | 3 | 28% | 0% | 0% | 1 | 19% | 0% | 0% | 1 | 16% | 0% | 0% | 1 | 43% | 0% | 0% | 1 | 26% | 0% | 0% | 1 | 7% | 0% | 0% | 1 |  | 0% | 0% | 1 | 0.05 | 0% | 0% | 1 | 0% | 0% | 0% | 1 | 0 | 2 | 36% | 8% | 44% | 2 | 32% | 0% | 0% | 1 | 17% | 0% | 0% | 1 | 16% | 0% | 0% | 1 | 45% | 0% | 0% | 1 | 28% | 0% | 0% | 1 | 6% | 0% | 0% | 1
515 | Evergreen | 0 | 0 | 10 | 0% | 0% | 1 | 0.38 | 0% | 0% | 1 | 0% | 0% | 0% | 1 | 0 | 2 | 99% | 0% | 99% | 5 | 0% | 0% | 0% | 1 | 0% | 0% | 0% | 1 | 0% | 0% | 0% | 1 | 0% | 0% | 0% | 1 | 0% | 0% | 0% | 1 | 8% | 0% | 0% | 1 |  | 0% | 0% | 1 | 0.09 | 0% | 0% | 1 | 2% | 0% | 0% | 1 | 0 | 2 | 96% | 0% | 96% | 5 | 45% | 0% | 0% | 1 | 23% | 0% | 0% | 1 | 30% | 0% | 0% | 1 | 51% | 0% | 0% | 2 | 61% | 0% | 0% | 2 | 5% | 0% | 0% | 1 |  | 0% | 0% | 1 | 0.1 | 0% | 0% | 1 | 1% | 0% | 0% | 1 | 0 | 2 | 80% | 6% | 86% | 5 | 74% | 0% | 0% | 3 | 29% | 0% | 0% | 1 | 46% | 0% | 0% | 1 | 82% | 0% | 0% | 3 | 65% | 0% | 0% | 2 | 4% | 0% | 0% | 1 |  | 0% | 0% | 1 | 0.12 | 0% | 0% | 1 | 1% | 0% | 0% | 1 | 0 | 2 | 50% | 24% | 74% | 4 | 72% | 0% | 0% | 3 | 29% | 0% | 0% | 1 | 50% | 0% | 0% | 2 | 86% | 0% | 0% | 3 | 62% | 0% | 0% | 2 | 4% | 0% | 0% | 1
516 | Rincon | 0 | 0 | 10 | 0% | 0% | 1 | 0.21 | 0% | 0% | 1 | 1% | 0% | 0% | 1 | 0 | 2 | 3% | 0% | 3% | 1 | 89% | 0% | 0% | 3 | 73% | 0% | 0% | 3 | 95% | 0% | 0% | 5 | 98% | 0% | 0% | 5 | 25% | 0% | 0% | 1 | 3% | 0% | 0% | 1 |  | 0% | 0% | 1 | 0.2 | 0% | 0% | 1 | 12% | 0% | 0% | 1 | 0 | 2 | 10% | 0% | 10% | 1 | 63% | 0% | 0% | 2 | 48% | 0% | 0% | 1 | 73% | 0% | 0% | 3 | 89% | 0% | 0% | 3 | 23% | 0% | 0% | 1 | 5% | 0% | 0% | 1 |  | 0% | 0% | 1 | 0.19 | 0% | 0% | 1 | 12% | 0% | 0% | 1 | 0 | 2 | 22% | 0% | 22% | 2 | 59% | 0% | 0% | 2 | 47% | 0% | 0% | 1 | 70% | 0% | 0% | 3 | 90% | 0% | 0% | 4 | 27% | 0% | 0% | 1 | 5% | 0% | 0% | 1 |  | 0% | 0% | 1 | 0.15 | 0% | 0% | 1 | 11% | 0% | 0% | 1 | 0 | 2 | 35% | 2% | 37% | 2 | 58% | 0% | 0% | 2 | 43% | 0% | 0% | 1 | 71% | 0% | 0% | 3 | 90% | 0% | 0% | 4 | 32% | 0% | 0% | 1 | 5% | 0% | 0% | 1
517 | Whisman | 0 | 0 | 10 | 0% | 0% | 1 | 0.04 | 0% | 0% | 1 | 0% | 0% | 0% | 1 | 0 | 2 | 0% | 0% | 0% | 1 | 0% | 0% | 0% | 1 | 0% | 0% | 0% | 1 | 4% | 0% | 0% | 1 | 4% | 0% | 0% | 1 | 0% | 0% | 0% | 1 | 100% | 0% | 0% | 5 |  | 0% | 0% | 1 | 0.18 | 0% | 0% | 1 | 3% | 0% | 0% | 1 | 0 | 2 | 1% | 0% | 1% | 1 | 54% | 0% | 0% | 2 | 56% | 0% | 0% | 2 | 85% | 0% | 0% | 3 | 90% | 0% | 0% | 4 | 18% | 0% | 0% | 1 | 19% | 0% | 0% | 1 |  | 0% | 0% | 1 | 0.22 | 0% | 0% | 1 | 0% | 0% | 0% | 1 | 0 | 2 | 29% | 0% | 29% | 2 | 68% | 0% | 0% | 2 | 47% | 0% | 0% | 1 | 69% | 0% | 0% | 2 | 85% | 0% | 0% | 3 | 36% | 0% | 0% | 1 | 6% | 0% | 0% | 1 |  | 0% | 0% | 1 | 0.2 | 0% | 0% | 1 | 0% | 0% | 0% | 1 | 0 | 2 | 36% | 0% | 36% | 2 | 51% | 0% | 0% | 2 | 38% | 0% | 0% | 1 | 65% | 0% | 0% | 2 | 80% | 0% | 0% | 3 | 47% | 0% | 0% | 1 | 8% | 0% | 0% | 1
518 | Brighton | 0 | 0 | 10 | 0% | 0% | 1 | 0.49 | 0% | 0% | 1 | 0% | 0% | 0% | 1 | 0 | 2 | 9% | 0% | 9% | 1 | 0% | 0% | 0% | 1 | 0% | 0% | 0% | 1 | 0% | 0% | 0% | 1 | 0% | 0% | 0% | 1 | 0% | 0% | 0% | 1 | 21% | 0% | 0% | 1 |  | 0% | 0% | 1 | 0.24 | 0% | 0% | 1 | 14% | 0% | 0% | 1 | 0 | 2 | 27% | 0% | 27% | 2 | 28% | 0% | 0% | 1 | 18% | 0% | 0% | 1 | 19% | 0% | 0% | 1 | 45% | 0% | 0% | 1 | 3% | 0% | 0% | 1 | 23% | 0% | 0% | 1 |  | 0% | 0% | 1 | 0.32 | 0% | 0% | 1 | 26% | 0% | 0% | 1 | 0 | 2 | 18% | 0% | 18% | 1 | 38% | 0% | 0% | 1 | 23% | 0% | 0% | 1 | 34% | 0% | 0% | 1 | 61% | 0% | 0% | 2 | 8% | 0% | 0% | 1 | 18% | 0% | 0% | 1 |  | 0% | 0% | 1 | 0.25 | 0% | 0% | 1 | 29% | 0% | 0% | 1 | 0 | 2 | 15% | 0% | 15% | 1 | 40% | 0% | 0% | 1 | 24% | 0% | 0% | 1 | 37% | 0% | 0% | 1 | 63% | 0% | 0% | 2 | 10% | 0% | 0% | 1 | 19% | 0% | 0% | 1
519 | Mi-Wuk | 0 | 0 | 10 | 0% | 0% | 1 | 0.3 | 0% | 0% | 1 | 0% | 0% | 0% | 1 | 0 | 2 | 24% | 76% | 100% | 5 | 15% | 0% | 0% | 1 | 51% | 0% | 0% | 2 | 94% | 0% | 0% | 4 | 94% | 0% | 0% | 4 | 41% | 0% | 0% | 1 | 2% | 0% | 0% | 1 |  | 0% | 0% | 1 | 0.1 | 0% | 0% | 1 | 0% | 0% | 0% | 1 | 0 | 2 | 39% | 55% | 94% | 5 | 16% | 0% | 0% | 1 | 24% | 0% | 0% | 1 | 55% | 0% | 0% | 2 | 58% | 0% | 0% | 2 | 40% | 0% | 0% | 1 | 2% | 0% | 0% | 1 |  | 0% | 0% | 1 | 0.16 | 0% | 0% | 1 | 0% | 0% | 0% | 1 | 0 | 2 | 45% | 46% | 91% | 5 | 26% | 0% | 0% | 1 | 16% | 0% | 0% | 1 | 30% | 0% | 0% | 1 | 49% | 0% | 0% | 1 | 39% | 0% | 0% | 1 | 2% | 0% | 0% | 1 |  | 0% | 0% | 1 | 0.15 | 0% | 0% | 1 | 0% | 0% | 0% | 1 | 0 | 2 | 42% | 48% | 90% | 5 | 33% | 0% | 0% | 1 | 19% | 0% | 0% | 1 | 27% | 0% | 0% | 1 | 53% | 0% | 0% | 2 | 39% | 0% | 0% | 1 | 2% | 0% | 0% | 1
520 | San Ysidro | 0 | 0 | 10 | 0% | 0% | 1 | 0.44 | 0% | 0% | 1 | 0% | 0% | 0% | 1 | 0 | 2 | 41% | 0% | 41% | 2 | 2% | 0% | 0% | 1 | 94% | 0% | 0% | 4 | 100% | 0% | 0% | 5 | 100% | 0% | 0% | 5 | 20% | 0% | 0% | 1 | 12% | 0% | 0% | 1 |  | 0% | 0% | 1 | 0.15 | 0% | 0% | 1 | 0% | 0% | 0% | 1 | 0 | 2 | 57% | 0% | 57% | 3 | 4% | 0% | 0% | 1 | 91% | 0% | 0% | 4 | 92% | 0% | 0% | 4 | 96% | 0% | 0% | 5 | 31% | 0% | 0% | 1 | 10% | 0% | 0% | 1 |  | 0% | 0% | 1 | 0.21 | 0% | 0% | 1 | 0% | 0% | 0% | 1 | 0 | 2 | 46% | 6% | 52% | 3 | 5% | 0% | 0% | 1 | 68% | 0% | 0% | 2 | 90% | 0% | 0% | 4 | 92% | 0% | 0% | 4 | 33% | 0% | 0% | 1 | 6% | 0% | 0% | 1 |  | 0% | 0% | 1 | 0.21 | 0% | 0% | 1 | 0% | 0% | 0% | 1 | 0 | 2 | 28% | 49% | 77% | 5 | 23% | 0% | 0% | 1 | 60% | 0% | 0% | 2 | 88% | 0% | 0% | 3 | 89% | 0% | 0% | 3 | 31% | 0% | 0% | 1 | 4% | 0% | 0% | 1
521 | Lincoln | 0 | 0 | 10 | 0% | 0% | 1 | 0.27 | 0% | 0% | 1 | 15% | 0% | 0% | 1 | 0 | 2 | 53% | 0% | 53% | 3 | 82% | 0% | 0% | 3 | 0% | 0% | 0% | 1 | 0% | 0% | 0% | 1 | 82% | 0% | 0% | 3 | 12% | 0% | 0% | 1 | 36% | 0% | 0% | 1 |  | 0% | 0% | 1 | 0.31 | 0% | 0% | 1 | 13% | 0% | 0% | 1 | 0 | 2 | 52% | 0% | 52% | 3 | 57% | 0% | 0% | 2 | 0% | 0% | 0% | 1 | 0% | 0% | 0% | 1 | 57% | 0% | 0% | 2 | 16% | 0% | 0% | 1 | 24% | 0% | 0% | 1 |  | 0% | 0% | 1 | 0.27 | 0% | 0% | 1 | 21% | 0% | 0% | 1 | 0 | 2 | 44% | 0% | 44% | 2 | 58% | 0% | 0% | 2 | 0% | 0% | 0% | 1 | 10% | 0% | 0% | 1 | 65% | 0% | 0% | 2 | 12% | 0% | 0% | 1 | 19% | 0% | 0% | 1 |  | 0% | 0% | 1 | 0.23 | 0% | 0% | 1 | 22% | 0% | 0% | 1 | 0 | 2 | 45% | 1% | 46% | 2 | 55% | 0% | 0% | 2 | 7% | 0% | 0% | 1 | 23% | 0% | 0% | 1 | 70% | 0% | 0% | 3 | 12% | 0% | 0% | 1 | 14% | 0% | 0% | 1
522 | Jefferson | 0 | 0 | 10 | 0% | 0% | 1 | 0.23 | 0% | 0% | 1 | 0% | 0% | 0% | 1 | 0 | 2 | 0% | 0% | 0% | 1 | 90% | 0% | 0% | 4 | 42% | 0% | 0% | 1 | 70% | 0% | 0% | 3 | 99% | 0% | 0% | 5 | 51% | 0% | 0% | 2 | 11% | 0% | 0% | 1 |  | 0% | 0% | 1 | 0.62 | 0% | 0% | 1 | 0% | 0% | 0% | 1 | 0 | 2 | 0% | 0% | 0% | 1 | 46% | 0% | 0% | 1 | 63% | 0% | 0% | 2 | 69% | 0% | 0% | 2 | 85% | 0% | 0% | 3 | 46% | 0% | 0% | 1 | 12% | 0% | 0% | 1 |  | 0% | 0% | 1 | 0.33 | 0% | 0% | 1 | 1% | 0% | 0% | 1 | 0 | 2 | 0% | 0% | 0% | 1 | 39% | 0% | 0% | 1 | 69% | 0% | 0% | 2 | 76% | 0% | 0% | 3 | 88% | 0% | 0% | 3 | 45% | 0% | 0% | 1 | 13% | 0% | 0% | 1 |  | 0% | 0% | 1 | 0.32 | 0% | 0% | 1 | 1% | 0% | 0% | 1 | 0 | 2 | 1% | 0% | 1% | 1 | 40% | 0% | 0% | 1 | 57% | 0% | 0% | 2 | 75% | 0% | 0% | 3 | 88% | 0% | 0% | 3 | 39% | 0% | 0% | 1 | 11% | 0% | 0% | 1
523 | Lakewood | 0 | 0 | 10 | 0% | 0% | 1 | 0.06 | 0% | 0% | 1 | 0% | 0% | 0% | 1 | 0 | 2 | 97% | 0% | 97% | 5 | 63% | 0% | 0% | 2 | 88% | 0% | 0% | 3 | 100% | 0% | 0% | 5 | 100% | 0% | 0% | 5 | 44% | 0% | 0% | 1 | 5% | 0% | 0% | 1 |  | 0% | 0% | 1 | 0.09 | 0% | 0% | 1 | 0% | 0% | 0% | 1 | 0 | 2 | 85% | 0% | 85% | 5 | 58% | 0% | 0% | 2 | 56% | 0% | 0% | 2 | 80% | 0% | 0% | 3 | 93% | 0% | 0% | 4 | 34% | 0% | 0% | 1 | 5% | 0% | 0% | 1 |  | 0% | 0% | 1 | 0.29 | 0% | 0% | 1 | 0% | 0% | 0% | 1 | 0 | 2 | 62% | 0% | 62% | 3 | 45% | 0% | 0% | 1 | 53% | 0% | 0% | 2 | 61% | 0% | 0% | 2 | 82% | 0% | 0% | 3 | 26% | 0% | 0% | 1 | 14% | 0% | 0% | 1 |  | 0% | 0% | 1 | 0.3 | 0% | 0% | 1 | 1% | 0% | 0% | 1 | 0 | 2 | 61% | 1% | 62% | 3 | 34% | 0% | 0% | 1 | 48% | 0% | 0% | 1 | 60% | 0% | 0% | 2 | 76% | 0% | 0% | 3 | 21% | 0% | 0% | 1 | 14% | 0% | 0% | 1
524 | Windmaster | 0 | 0 | 10 | 0% | 0% | 1 | 0.07 | 0% | 0% | 1 | 14% | 0% | 0% | 1 | 0 | 2 | 84% | 0% | 84% | 5 | 75% | 0% | 0% | 3 | 65% | 0% | 0% | 2 | 77% | 0% | 0% | 3 | 98% | 0% | 0% | 5 | 11% | 0% | 0% | 1 | 9% | 0% | 0% | 1 |  | 0% | 0% | 1 | 0.13 | 0% | 0% | 1 | 33% | 0% | 0% | 1 | 0 | 2 | 55% | 1% | 56% | 3 | 50% | 0% | 0% | 2 | 47% | 0% | 0% | 1 | 51% | 0% | 0% | 2 | 68% | 0% | 0% | 2 | 11% | 0% | 0% | 1 | 6% | 0% | 0% | 1 |  | 0% | 0% | 1 | 0.14 | 0% | 0% | 1 | 36% | 0% | 0% | 1 | 0 | 2 | 49% | 1% | 50% | 3 | 48% | 0% | 0% | 1 | 42% | 0% | 0% | 1 | 44% | 0% | 0% | 1 | 63% | 0% | 0% | 2 | 19% | 0% | 0% | 1 | 7% | 0% | 0% | 1 |  | 0% | 0% | 1 | 0.14 | 0% | 0% | 1 | 39% | 0% | 0% | 1 | 0 | 2 | 41% | 5% | 46% | 2 | 44% | 0% | 0% | 1 | 37% | 0% | 0% | 1 | 39% | 0% | 0% | 1 | 59% | 0% | 0% | 2 | 22% | 0% | 0% | 1 | 7% | 0% | 0% | 1
525 | Rosamond | 0 | 0 | 10 | 0% | 0% | 1 | 0.55 | 0% | 0% | 1 | 6% | 0% | 0% | 1 | 0 | 2 | 0% | 0% | 0% | 1 | 0% | 0% | 0% | 1 | 37% | 0% | 0% | 1 | 12% | 0% | 0% | 1 | 38% | 0% | 0% | 1 | 6% | 0% | 0% | 1 | 5% | 0% | 0% | 1 |  | 0% | 0% | 1 | 0.58 | 0% | 0% | 1 | 2% | 0% | 0% | 1 | 0 | 2 | 1% | 0% | 1% | 1 | 7% | 0% | 0% | 1 | 31% | 0% | 0% | 1 | 26% | 0% | 0% | 1 | 43% | 0% | 0% | 1 | 8% | 0% | 0% | 1 | 2% | 0% | 0% | 1 |  | 0% | 0% | 1 | 0.48 | 0% | 0% | 1 | 1% | 0% | 0% | 1 | 0 | 2 | 6% | 0% | 6% | 1 | 9% | 0% | 0% | 1 | 31% | 0% | 0% | 1 | 26% | 0% | 0% | 1 | 42% | 0% | 0% | 1 | 12% | 0% | 0% | 1 | 1% | 0% | 0% | 1 |  | 0% | 0% | 1 | 0.42 | 0% | 0% | 1 | 3% | 0% | 0% | 1 | 0 | 2 | 12% | 5% | 17% | 2 | 22% | 0% | 0% | 1 | 31% | 0% | 0% | 1 | 25% | 0% | 0% | 1 | 51% | 0% | 0% | 2 | 20% | 0% | 0% | 1 | 2% | 0% | 0% | 1
526 | Los Positas | 0 | 0 | 10 | 0% | 0% | 1 | 0.1 | 0% | 0% | 1 | 1% | 0% | 0% | 1 | 0 | 2 | 96% | 0% | 96% | 5 | 69% | 0% | 0% | 2 | 64% | 0% | 0% | 2 | 77% | 0% | 0% | 3 | 89% | 0% | 0% | 3 | 27% | 0% | 0% | 1 | 8% | 0% | 0% | 1 |  | 0% | 0% | 1 | 0.12 | 0% | 0% | 1 | 0% | 0% | 0% | 1 | 0 | 2 | 96% | 2% | 98% | 5 | 68% | 0% | 0% | 2 | 60% | 0% | 0% | 2 | 71% | 0% | 0% | 3 | 89% | 0% | 0% | 3 | 37% | 0% | 0% | 1 | 6% | 0% | 0% | 1 |  | 0% | 0% | 1 | 0.15 | 0% | 0% | 1 | 10% | 0% | 0% | 1 | 0 | 2 | 76% | 9% | 85% | 5 | 65% | 0% | 0% | 2 | 59% | 0% | 0% | 2 | 66% | 0% | 0% | 2 | 86% | 0% | 0% | 3 | 40% | 0% | 0% | 1 | 6% | 0% | 0% | 1 |  | 0% | 0% | 1 | 0.12 | 0% | 0% | 1 | 20% | 0% | 0% | 1 | 0 | 2 | 63% | 10% | 73% | 3 | 61% | 0% | 0% | 2 | 43% | 0% | 0% | 1 | 49% | 0% | 0% | 1 | 75% | 0% | 0% | 3 | 41% | 0% | 0% | 1 | 6% | 0% | 0% | 1
527 | Oregon Trail | 0 | 0 | 10 | 0% | 0% | 1 | 0.56 | 0% | 0% | 1 | 3% | 0% | 0% | 1 | 0 | 2 | 89% | 0% | 89% | 5 | 65% | 0% | 0% | 2 | 13% | 0% | 0% | 1 | 17% | 0% | 0% | 1 | 67% | 0% | 0% | 2 | 7% | 0% | 0% | 1 | 5% | 0% | 0% | 1 |  | 0% | 0% | 1 | 0.38 | 0% | 0% | 1 | 1% | 0% | 0% | 1 | 0 | 2 | 90% | 0% | 90% | 5 | 75% | 0% | 0% | 3 | 26% | 0% | 0% | 1 | 31% | 0% | 0% | 1 | 83% | 0% | 0% | 3 | 29% | 0% | 0% | 1 | 13% | 0% | 0% | 1 |  | 0% | 0% | 1 | 0.27 | 0% | 0% | 1 | 3% | 0% | 0% | 1 | 0 | 2 | 86% | 7% | 93% | 5 | 72% | 0% | 0% | 3 | 20% | 0% | 0% | 1 | 27% | 0% | 0% | 1 | 80% | 0% | 0% | 3 | 38% | 0% | 0% | 1 | 14% | 0% | 0% | 1 |  | 0% | 0% | 1 | 0.19 | 0% | 0% | 1 | 3% | 0% | 0% | 1 | 0 | 2 | 80% | 15% | 95% | 5 | 65% | 0% | 0% | 2 | 16% | 0% | 0% | 1 | 21% | 0% | 0% | 1 | 73% | 0% | 0% | 3 | 51% | 0% | 0% | 2 | 11% | 0% | 0% | 1
528 | Burlingame | 0 | 0 | 10 | 0% | 0% | 1 | 0.65 | 0% | 0% | 1 | 0% | 0% | 0% | 1 | 0 | 2 | 0% | 0% | 0% | 1 | 0% | 0% | 0% | 1 | 15% | 0% | 0% | 1 | 21% | 0% | 0% | 1 | 21% | 0% | 0% | 1 | 0% | 0% | 0% | 1 | 13% | 0% | 0% | 1 |  | 0% | 0% | 1 | 0.61 | 0% | 0% | 1 | 2% | 0% | 0% | 1 | 0 | 2 | 0% | 0% | 0% | 1 | 38% | 0% | 0% | 1 | 66% | 0% | 0% | 2 | 74% | 0% | 0% | 3 | 91% | 0% | 0% | 4 | 36% | 0% | 0% | 1 | 10% | 0% | 0% | 1 |  | 0% | 0% | 1 | 0.62 | 0% | 0% | 1 | 1% | 0% | 0% | 1 | 0 | 2 | 0% | 0% | 0% | 1 | 31% | 0% | 0% | 1 | 40% | 0% | 0% | 1 | 54% | 0% | 0% | 2 | 70% | 0% | 0% | 3 | 28% | 0% | 0% | 1 | 11% | 0% | 0% | 1 |  | 0% | 0% | 1 | 0.45 | 0% | 0% | 1 | 1% | 0% | 0% | 1 | 0 | 2 | 4% | 0% | 4% | 1 | 38% | 0% | 0% | 1 | 57% | 0% | 0% | 2 | 70% | 0% | 0% | 3 | 80% | 0% | 0% | 3 | 33% | 0% | 0% | 1 | 10% | 0% | 0% | 1
529 | Fremont | 0 | 0 | 10 | 0% | 0% | 1 | 0.09 | 0% | 0% | 1 | 0% | 0% | 0% | 1 | 0 | 2 | 100% | 0% | 100% | 5 | 68% | 0% | 0% | 2 | 62% | 0% | 0% | 2 | 69% | 0% | 0% | 2 | 78% | 0% | 0% | 3 | 48% | 0% | 0% | 1 | 3% | 0% | 0% | 1 |  | 0% | 0% | 1 | 0.08 | 0% | 0% | 1 | 0% | 0% | 0% | 1 | 0 | 2 | 97% | 0% | 97% | 5 | 57% | 0% | 0% | 2 | 34% | 0% | 0% | 1 | 57% | 0% | 0% | 2 | 71% | 0% | 0% | 3 | 57% | 0% | 0% | 2 | 8% | 0% | 0% | 1 |  | 0% | 0% | 1 | 0.14 | 0% | 0% | 1 | 0% | 0% | 0% | 1 | 0 | 2 | 93% | 2% | 95% | 5 | 59% | 0% | 0% | 2 | 40% | 0% | 0% | 1 | 57% | 0% | 0% | 2 | 76% | 0% | 0% | 3 | 63% | 0% | 0% | 2 | 7% | 0% | 0% | 1 |  | 0% | 0% | 1 | 0.19 | 0% | 0% | 1 | 0% | 0% | 0% | 1 | 0 | 2 | 84% | 5% | 89% | 5 | 61% | 0% | 0% | 2 | 43% | 0% | 0% | 1 | 56% | 0% | 0% | 2 | 82% | 0% | 0% | 3 | 54% | 0% | 0% | 2 | 7% | 0% | 0% | 1
530 | Callender | 0 | 0 | 10 | 0% | 0% | 1 | 0.21 | 0% | 0% | 1 | 49% | 0% | 0% | 1 | 0 | 2 | 0% | 0% | 0% | 1 | 15% | 0% | 0% | 1 | 11% | 0% | 0% | 1 | 35% | 0% | 0% | 1 | 45% | 0% | 0% | 1 | 4% | 0% | 0% | 1 | 5% | 0% | 0% | 1 |  | 0% | 0% | 1 | 0.13 | 0% | 0% | 1 | 30% | 0% | 0% | 1 | 0 | 2 | 27% | 0% | 27% | 2 | 14% | 0% | 0% | 1 | 2% | 0% | 0% | 1 | 21% | 0% | 0% | 1 | 26% | 0% | 0% | 1 | 17% | 0% | 0% | 1 | 8% | 0% | 0% | 1 |  | 0% | 0% | 1 | 0.1 | 0% | 0% | 1 | 19% | 0% | 0% | 1 | 0 | 2 | 45% | 5% | 50% | 3 | 11% | 0% | 0% | 1 | 6% | 0% | 0% | 1 | 27% | 0% | 0% | 1 | 31% | 0% | 0% | 1 | 33% | 0% | 0% | 1 | 7% | 0% | 0% | 1 |  | 0% | 0% | 1 | 0.08 | 0% | 0% | 1 | 16% | 0% | 0% | 1 | 0 | 2 | 38% | 16% | 54% | 3 | 13% | 0% | 0% | 1 | 8% | 0% | 0% | 1 | 31% | 0% | 0% | 1 | 37% | 0% | 0% | 1 | 40% | 0% | 0% | 1 | 7% | 0% | 0% | 1
531 | Delta PP | 0 | 0 | 10 | 0% | 0% | 1 | 0.15 | 0% | 0% | 1 | 18% | 0% | 0% | 1 | 0 | 2 | 76% | 0% | 76% | 5 | 72% | 0% | 0% | 3 | 59% | 0% | 0% | 2 | 69% | 0% | 0% | 2 | 91% | 0% | 0% | 4 | 9% | 0% | 0% | 1 | 10% | 0% | 0% | 1 |  | 0% | 0% | 1 | 0.13 | 0% | 0% | 1 | 37% | 0% | 0% | 1 | 0 | 2 | 51% | 0% | 51% | 3 | 51% | 0% | 0% | 2 | 44% | 0% | 0% | 1 | 48% | 0% | 0% | 1 | 66% | 0% | 0% | 2 | 10% | 0% | 0% | 1 | 6% | 0% | 0% | 1 |  | 0% | 0% | 1 | 0.14 | 0% | 0% | 1 | 39% | 0% | 0% | 1 | 0 | 2 | 47% | 2% | 49% | 2 | 46% | 0% | 0% | 1 | 40% | 0% | 0% | 1 | 42% | 0% | 0% | 1 | 60% | 0% | 0% | 2 | 19% | 0% | 0% | 1 | 7% | 0% | 0% | 1 |  | 0% | 0% | 1 | 0.14 | 0% | 0% | 1 | 40% | 0% | 0% | 1 | 0 | 2 | 40% | 5% | 45% | 2 | 44% | 0% | 0% | 1 | 36% | 0% | 0% | 1 | 38% | 0% | 0% | 1 | 59% | 0% | 0% | 2 | 21% | 0% | 0% | 1 | 7% | 0% | 0% | 1
532 | Moraga | 0 | 0 | 10 | 0% | 0% | 1 | 0.13 | 0% | 0% | 1 | 0% | 0% | 0% | 1 | 0 | 2 | 49% | 0% | 49% | 2 | 85% | 0% | 0% | 3 | 48% | 0% | 0% | 1 | 89% | 0% | 0% | 3 | 100% | 0% | 0% | 5 | 35% | 0% | 0% | 1 | 4% | 0% | 0% | 1 |  | 0% | 0% | 1 | 0.27 | 0% | 0% | 1 | 0% | 0% | 0% | 1 | 0 | 2 | 68% | 0% | 68% | 3 | 57% | 0% | 0% | 2 | 51% | 0% | 0% | 2 | 78% | 0% | 0% | 3 | 92% | 0% | 0% | 4 | 29% | 0% | 0% | 1 | 4% | 0% | 0% | 1 |  | 0% | 0% | 1 | 0.38 | 0% | 0% | 1 | 0% | 0% | 0% | 1 | 0 | 2 | 56% | 0% | 56% | 3 | 43% | 0% | 0% | 1 | 41% | 0% | 0% | 1 | 66% | 0% | 0% | 2 | 79% | 0% | 0% | 3 | 25% | 0% | 0% | 1 | 6% | 0% | 0% | 1 |  | 0% | 0% | 1 | 0.47 | 0% | 0% | 1 | 0% | 0% | 0% | 1 | 0 | 2 | 55% | 1% | 56% | 3 | 34% | 0% | 0% | 1 | 44% | 0% | 0% | 1 | 65% | 0% | 0% | 2 | 80% | 0% | 0% | 3 | 25% | 0% | 0% | 1 | 10% | 0% | 0% | 1
533 | Collierville | 0 | 0 | 10 | 0% | 0% | 1 | 0.29 | 0% | 0% | 1 | 0% | 0% | 0% | 1 | 0 | 2 | 18% | 81% | 99% | 5 | 46% | 0% | 0% | 1 | 21% | 0% | 0% | 1 | 26% | 0% | 0% | 1 | 61% | 0% | 0% | 2 | 41% | 0% | 0% | 1 | 2% | 0% | 0% | 1 |  | 0% | 0% | 1 | 0.29 | 0% | 0% | 1 | 0% | 0% | 0% | 1 | 0 | 2 | 32% | 61% | 93% | 5 | 40% | 0% | 0% | 1 | 24% | 0% | 0% | 1 | 27% | 0% | 0% | 1 | 59% | 0% | 0% | 2 | 35% | 0% | 0% | 1 | 2% | 0% | 0% | 1 |  | 0% | 0% | 1 | 0.22 | 0% | 0% | 1 | 0% | 0% | 0% | 1 | 0 | 2 | 32% | 57% | 89% | 5 | 42% | 0% | 0% | 1 | 14% | 0% | 0% | 1 | 27% | 0% | 0% | 1 | 60% | 0% | 0% | 2 | 33% | 0% | 0% | 1 | 2% | 0% | 0% | 1 |  | 0% | 0% | 1 | 0.16 | 0% | 0% | 1 | 0% | 0% | 0% | 1 | 0 | 2 | 38% | 51% | 89% | 5 | 41% | 0% | 0% | 1 | 11% | 0% | 0% | 1 | 26% | 0% | 0% | 1 | 55% | 0% | 0% | 2 | 37% | 0% | 0% | 1 | 3% | 0% | 0% | 1
534 | Rock Creek | 0 | 0 | 0 | 0% | 0% | 1 | 0.03 | 0% | 0% | 1 | 0% | 0% | 0% | 1 | 0 | 2 | 2% | 76% | 78% | 5 | 62% | 0% | 0% | 2 | 31% | 0% | 0% | 1 | 45% | 0% | 0% | 1 | 76% | 0% | 0% | 3 | 66% | 0% | 0% | 2 | 3% | 0% | 0% | 1 |  | 0% | 0% | 1 | 0.04 | 0% | 0% | 1 | 0% | 0% | 0% | 1 | 0 | 2 | 23% | 44% | 67% | 5 | 45% | 0% | 0% | 1 | 40% | 0% | 0% | 1 | 61% | 0% | 0% | 2 | 86% | 0% | 0% | 3 | 53% | 0% | 0% | 2 | 6% | 0% | 0% | 1 |  | 0% | 0% | 1 | 0.05 | 0% | 0% | 1 | 0% | 0% | 0% | 1 | 0 | 2 | 20% | 38% | 58% | 5 | 44% | 0% | 0% | 1 | 47% | 0% | 0% | 1 | 65% | 0% | 0% | 2 | 89% | 0% | 0% | 3 | 49% | 0% | 0% | 1 | 5% | 0% | 0% | 1 |  | 0% | 0% | 1 | 0.06 | 0% | 0% | 1 | 0% | 0% | 0% | 1 | 0 | 2 | 21% | 35% | 56% | 5 | 36% | 0% | 0% | 1 | 45% | 0% | 0% | 1 | 56% | 0% | 0% | 2 | 79% | 0% | 0% | 3 | 39% | 0% | 0% | 1 | 5% | 0% | 0% | 1
535 | Homestake | 0 | 0 | 10 | 0% | 0% | 1 | 0.06 | 0% | 0% | 1 | 0% | 0% | 0% | 1 | 0 | 2 | 0% | 100% | 100% | 5 | 24% | 0% | 0% | 1 | 81% | 0% | 0% | 3 | 81% | 0% | 0% | 3 | 81% | 0% | 0% | 3 | 92% | 0% | 0% | 4 | 0% | 0% | 0% | 1 |  | 0% | 0% | 1 | 0.08 | 0% | 0% | 1 | 3% | 0% | 0% | 1 | 0 | 2 | 24% | 74% | 98% | 5 | 66% | 0% | 0% | 2 | 16% | 0% | 0% | 1 | 40% | 0% | 0% | 1 | 80% | 0% | 0% | 3 | 69% | 0% | 0% | 2 | 2% | 0% | 0% | 1 |  | 0% | 0% | 1 | 0.07 | 0% | 0% | 1 | 3% | 0% | 0% | 1 | 0 | 2 | 34% | 63% | 97% | 5 | 66% | 0% | 0% | 2 | 21% | 0% | 0% | 1 | 40% | 0% | 0% | 1 | 81% | 0% | 0% | 3 | 72% | 0% | 0% | 3 | 2% | 0% | 0% | 1 |  | 0% | 0% | 1 | 0.08 | 0% | 0% | 1 | 12% | 0% | 0% | 1 | 0 | 2 | 42% | 48% | 90% | 5 | 66% | 0% | 0% | 2 | 21% | 0% | 0% | 1 | 36% | 0% | 0% | 1 | 81% | 0% | 0% | 3 | 59% | 0% | 0% | 2 | 2% | 0% | 0% | 1
536 | James B Black | 0 | 0 | 10 | 0% | 0% | 1 | 0.04 | 0% | 0% | 1 | 0% | 0% | 0% | 1 | 0 | 2 | 54% | 41% | 95% | 5 | 21% | 0% | 0% | 1 | 24% | 0% | 0% | 1 | 24% | 0% | 0% | 1 | 31% | 0% | 0% | 1 | 41% | 0% | 0% | 1 | 6% | 0% | 0% | 1 |  | 0% | 0% | 1 | 0.04 | 0% | 0% | 1 | 0% | 0% | 0% | 1 | 0 | 2 | 56% | 42% | 98% | 5 | 25% | 0% | 0% | 1 | 20% | 0% | 0% | 1 | 21% | 0% | 0% | 1 | 43% | 0% | 0% | 1 | 43% | 0% | 0% | 1 | 5% | 0% | 0% | 1 |  | 0% | 0% | 1 | 0.04 | 0% | 0% | 1 | 0% | 0% | 0% | 1 | 0 | 2 | 58% | 30% | 88% | 5 | 29% | 0% | 0% | 1 | 19% | 0% | 0% | 1 | 22% | 0% | 0% | 1 | 46% | 0% | 0% | 1 | 35% | 0% | 0% | 1 | 6% | 0% | 0% | 1 |  | 0% | 0% | 1 | 0.04 | 0% | 0% | 1 | 0% | 0% | 0% | 1 | 0 | 2 | 46% | 21% | 67% | 4 | 30% | 0% | 0% | 1 | 20% | 0% | 0% | 1 | 20% | 0% | 0% | 1 | 47% | 0% | 0% | 1 | 28% | 0% | 0% | 1 | 7% | 0% | 0% | 1
537 | Harvard | 0 | 0 | 10 | 0% | 0% | 1 | 0.19 | 0% | 0% | 1 | 2% | 0% | 0% | 1 | 0 | 2 | 0% | 0% | 0% | 1 | 41% | 0% | 0% | 1 | 28% | 0% | 0% | 1 | 25% | 0% | 0% | 1 | 48% | 0% | 0% | 1 | 35% | 0% | 0% | 1 | 3% | 0% | 0% | 1 |  | 0% | 0% | 1 | 0.21 | 0% | 0% | 1 | 1% | 0% | 0% | 1 | 0 | 2 | 0% | 0% | 0% | 1 | 39% | 0% | 0% | 1 | 12% | 0% | 0% | 1 | 15% | 0% | 0% | 1 | 41% | 0% | 0% | 1 | 43% | 0% | 0% | 1 | 3% | 0% | 0% | 1 |  | 0% | 0% | 1 | 0.2 | 0% | 0% | 1 | 1% | 0% | 0% | 1 | 0 | 2 | 0% | 0% | 0% | 1 | 46% | 0% | 0% | 1 | 18% | 0% | 0% | 1 | 14% | 0% | 0% | 1 | 49% | 0% | 0% | 1 | 45% | 0% | 0% | 1 | 3% | 0% | 0% | 1 |  | 0% | 0% | 1 | 0.18 | 0% | 0% | 1 | 1% | 0% | 0% | 1 | 0 | 2 | 0% | 0% | 0% | 1 | 51% | 0% | 0% | 2 | 25% | 0% | 0% | 1 | 20% | 0% | 0% | 1 | 54% | 0% | 0% | 2 | 45% | 0% | 0% | 1 | 3% | 0% | 0% | 1
538 | San Jose B | 0 | 0 | 10 | 0% | 0% | 1 | 0 | 0% | 0% | 1 | 0% | 0% | 0% | 1 | 0 | 2 | 0% | 0% | 0% | 1 | 0% | 0% | 0% | 1 | 0% | 0% | 0% | 1 | 0% | 0% | 0% | 1 | 0% | 0% | 0% | 1 | 0% | 0% | 0% | 1 | 0% | 0% | 0% | 1 |  | 0% | 0% | 1 | 0.09 | 0% | 0% | 1 | 0% | 0% | 0% | 1 | 0 | 2 | 98% | 0% | 98% | 5 | 10% | 0% | 0% | 1 | 9% | 0% | 0% | 1 | 15% | 0% | 0% | 1 | 23% | 0% | 0% | 1 | 66% | 0% | 0% | 2 | 6% | 0% | 0% | 1 |  | 0% | 0% | 1 | 0.09 | 0% | 0% | 1 | 1% | 0% | 0% | 1 | 0 | 2 | 80% | 1% | 81% | 5 | 68% | 0% | 0% | 2 | 33% | 0% | 0% | 1 | 50% | 0% | 0% | 2 | 77% | 0% | 0% | 3 | 58% | 0% | 0% | 2 | 6% | 0% | 0% | 1 |  | 0% | 0% | 1 | 0.13 | 0% | 0% | 1 | 1% | 0% | 0% | 1 | 0 | 2 | 60% | 11% | 71% | 3 | 71% | 0% | 0% | 3 | 29% | 0% | 0% | 1 | 52% | 0% | 0% | 2 | 85% | 0% | 0% | 3 | 57% | 0% | 0% | 2 | 4% | 0% | 0% | 1
539 | Edenvale | 0 | 0 | 10 | 0% | 0% | 1 | 0.13 | 0% | 0% | 1 | 4% | 0% | 0% | 1 | 0 | 2 | 90% | 0% | 90% | 5 | 96% | 0% | 0% | 5 | 33% | 0% | 0% | 1 | 55% | 0% | 0% | 2 | 96% | 0% | 0% | 5 | 41% | 0% | 0% | 1 | 4% | 0% | 0% | 1 |  | 0% | 0% | 1 | 0.1 | 0% | 0% | 1 | 2% | 0% | 0% | 1 | 0 | 2 | 92% | 2% | 94% | 5 | 78% | 0% | 0% | 3 | 29% | 0% | 0% | 1 | 40% | 0% | 0% | 1 | 82% | 0% | 0% | 3 | 54% | 0% | 0% | 2 | 4% | 0% | 0% | 1 |  | 0% | 0% | 1 | 0.14 | 0% | 0% | 1 | 1% | 0% | 0% | 1 | 0 | 2 | 68% | 12% | 80% | 5 | 68% | 0% | 0% | 2 | 21% | 0% | 0% | 1 | 43% | 0% | 0% | 1 | 80% | 0% | 0% | 3 | 59% | 0% | 0% | 2 | 4% | 0% | 0% | 1 |  | 0% | 0% | 1 | 0.15 | 0% | 0% | 1 | 1% | 0% | 0% | 1 | 0 | 2 | 44% | 26% | 70% | 4 | 66% | 0% | 0% | 2 | 25% | 0% | 0% | 1 | 49% | 0% | 0% | 1 | 83% | 0% | 0% | 3 | 59% | 0% | 0% | 2 | 4% | 0% | 0% | 1
540 | Mt Poso | 0 | 0 | 10 | 0% | 0% | 1 | 0.09 | 0% | 0% | 1 | 33% | 0% | 0% | 1 | 0 | 2 | 46% | 0% | 46% | 2 | 35% | 0% | 0% | 1 | 0% | 0% | 0% | 1 | 0% | 0% | 0% | 1 | 35% | 0% | 0% | 1 | 9% | 0% | 0% | 1 | 1% | 0% | 0% | 1 |  | 0% | 0% | 1 | 0.1 | 0% | 0% | 1 | 42% | 0% | 0% | 1 | 0 | 2 | 46% | 0% | 46% | 2 | 44% | 0% | 0% | 1 | 5% | 0% | 0% | 1 | 10% | 0% | 0% | 1 | 48% | 0% | 0% | 1 | 9% | 0% | 0% | 1 | 1% | 0% | 0% | 1 |  | 0% | 0% | 1 | 0.1 | 0% | 0% | 1 | 43% | 0% | 0% | 1 | 0 | 2 | 45% | 0% | 45% | 2 | 46% | 0% | 0% | 1 | 9% | 0% | 0% | 1 | 20% | 0% | 0% | 1 | 50% | 0% | 0% | 2 | 19% | 0% | 0% | 1 | 1% | 0% | 0% | 1 |  | 0% | 0% | 1 | 0.1 | 0% | 0% | 1 | 42% | 0% | 0% | 1 | 0 | 2 | 38% | 0% | 38% | 2 | 43% | 0% | 0% | 1 | 13% | 0% | 0% | 1 | 26% | 0% | 0% | 1 | 52% | 0% | 0% | 2 | 21% | 0% | 0% | 1 | 3% | 0% | 0% | 1
541 | Rock Creek 1 | 0 | 0 | 10 | 0% | 0% | 1 | 0.03 | 0% | 0% | 1 | 0% | 0% | 0% | 1 | 0 | 2 | 2% | 76% | 78% | 5 | 62% | 0% | 0% | 2 | 31% | 0% | 0% | 1 | 45% | 0% | 0% | 1 | 76% | 0% | 0% | 3 | 66% | 0% | 0% | 2 | 3% | 0% | 0% | 1 |  | 0% | 0% | 1 | 0.04 | 0% | 0% | 1 | 0% | 0% | 0% | 1 | 0 | 2 | 22% | 44% | 66% | 5 | 46% | 0% | 0% | 1 | 40% | 0% | 0% | 1 | 61% | 0% | 0% | 2 | 86% | 0% | 0% | 3 | 53% | 0% | 0% | 2 | 6% | 0% | 0% | 1 |  | 0% | 0% | 1 | 0.05 | 0% | 0% | 1 | 0% | 0% | 0% | 1 | 0 | 2 | 20% | 38% | 58% | 5 | 44% | 0% | 0% | 1 | 47% | 0% | 0% | 1 | 65% | 0% | 0% | 2 | 89% | 0% | 0% | 3 | 49% | 0% | 0% | 1 | 5% | 0% | 0% | 1 |  | 0% | 0% | 1 | 0.06 | 0% | 0% | 1 | 0% | 0% | 0% | 1 | 0 | 2 | 21% | 35% | 56% | 5 | 36% | 0% | 0% | 1 | 45% | 0% | 0% | 1 | 56% | 0% | 0% | 2 | 79% | 0% | 0% | 3 | 40% | 0% | 0% | 1 | 5% | 0% | 0% | 1
542 | New Sub - Kramer - Lugo (Proposed) | 0 | 0 | 10 | 0% | 0% | 1 | 0.53 | 0% | 0% | 1 | 0% | 0% | 0% | 1 | 0 | 2 | 0% | 0% | 0% | 1 | 46% | 0% | 0% | 1 | 75% | 0% | 0% | 3 | 5% | 0% | 0% | 1 | 88% | 0% | 0% | 3 | 8% | 0% | 0% | 1 | 1% | 0% | 0% | 1 |  | 0% | 0% | 1 | 0.43 | 0% | 0% | 1 | 0% | 0% | 0% | 1 | 0 | 2 | 0% | 0% | 0% | 1 | 40% | 0% | 0% | 1 | 47% | 0% | 0% | 1 | 16% | 0% | 0% | 1 | 65% | 0% | 0% | 2 | 15% | 0% | 0% | 1 | 1% | 0% | 0% | 1 |  | 0% | 0% | 1 | 0.41 | 0% | 0% | 1 | 0% | 0% | 0% | 1 | 0 | 2 | 0% | 0% | 0% | 1 | 29% | 0% | 0% | 1 | 44% | 0% | 0% | 1 | 15% | 0% | 0% | 1 | 58% | 0% | 0% | 2 | 16% | 0% | 0% | 1 | 1% | 0% | 0% | 1 |  | 0% | 0% | 1 | 0.39 | 0% | 0% | 1 | 1% | 0% | 0% | 1 | 0 | 2 | 10% | 1% | 11% | 2 | 44% | 0% | 0% | 1 | 47% | 0% | 0% | 1 | 21% | 0% | 0% | 1 | 69% | 0% | 0% | 2 | 24% | 0% | 0% | 1 | 1% | 0% | 0% | 1
543 | Baker | 0 | 0 | 10 | 0% | 0% | 1 | 0.1 | 0% | 0% | 1 | 0% | 0% | 0% | 1 | 0 | 2 | 0% | 0% | 0% | 1 | 32% | 0% | 0% | 1 | 3% | 0% | 0% | 1 | 3% | 0% | 0% | 1 | 32% | 0% | 0% | 1 | 55% | 0% | 0% | 2 | 0% | 0% | 0% | 1 |  | 0% | 0% | 1 | 0.03 | 0% | 0% | 1 | 0% | 0% | 0% | 1 | 0 | 2 | 0% | 0% | 0% | 1 | 33% | 0% | 0% | 1 | 35% | 0% | 0% | 1 | 35% | 0% | 0% | 1 | 39% | 0% | 0% | 1 | 65% | 0% | 0% | 2 | 0% | 0% | 0% | 1 |  | 0% | 0% | 1 | 0.03 | 0% | 0% | 1 | 0% | 0% | 0% | 1 | 0 | 2 | 0% | 0% | 0% | 1 | 52% | 0% | 0% | 2 | 41% | 0% | 0% | 1 | 41% | 0% | 0% | 1 | 60% | 0% | 0% | 2 | 69% | 0% | 0% | 2 | 0% | 0% | 0% | 1 |  | 0% | 0% | 1 | 0.02 | 0% | 0% | 1 | 0% | 0% | 0% | 1 | 0 | 2 | 0% | 0% | 0% | 1 | 52% | 0% | 0% | 2 | 40% | 0% | 0% | 1 | 40% | 0% | 0% | 1 | 62% | 0% | 0% | 2 | 66% | 0% | 0% | 2 | 2% | 0% | 0% | 1
544 | Mountain View | 0 | 0 | 10 | 0% | 0% | 1 | 0.04 | 0% | 0% | 1 | 0% | 0% | 0% | 1 | 0 | 2 | 0% | 0% | 0% | 1 | 0% | 0% | 0% | 1 | 0% | 0% | 0% | 1 | 28% | 0% | 0% | 1 | 28% | 0% | 0% | 1 | 0% | 0% | 0% | 1 | 100% | 0% | 0% | 5 |  | 0% | 0% | 1 | 0.15 | 0% | 0% | 1 | 2% | 0% | 0% | 1 | 0 | 2 | 1% | 0% | 1% | 1 | 65% | 0% | 0% | 2 | 48% | 0% | 0% | 1 | 82% | 0% | 0% | 3 | 93% | 0% | 0% | 4 | 23% | 0% | 0% | 1 | 16% | 0% | 0% | 1 |  | 0% | 0% | 1 | 0.19 | 0% | 0% | 1 | 0% | 0% | 0% | 1 | 0 | 2 | 16% | 0% | 16% | 1 | 70% | 0% | 0% | 3 | 38% | 0% | 0% | 1 | 70% | 0% | 0% | 3 | 88% | 0% | 0% | 3 | 31% | 0% | 0% | 1 | 5% | 0% | 0% | 1 |  | 0% | 0% | 1 | 0.21 | 0% | 0% | 1 | 1% | 0% | 0% | 1 | 0 | 2 | 30% | 0% | 30% | 2 | 49% | 0% | 0% | 1 | 39% | 0% | 0% | 1 | 69% | 0% | 0% | 2 | 83% | 0% | 0% | 3 | 44% | 0% | 0% | 1 | 8% | 0% | 0% | 1
545 | Stanislaus | 0 | 0 | 10 | 0% | 0% | 1 | 0.08 | 0% | 0% | 1 | 47% | 0% | 0% | 1 | 0 | 2 | 59% | 0% | 59% | 3 | 33% | 0% | 0% | 1 | 10% | 0% | 0% | 1 | 18% | 0% | 0% | 1 | 48% | 0% | 0% | 1 | 36% | 0% | 0% | 1 | 2% | 0% | 0% | 1 |  | 0% | 0% | 1 | 0.1 | 0% | 0% | 1 | 40% | 0% | 0% | 1 | 0 | 2 | 45% | 3% | 48% | 2 | 50% | 0% | 0% | 2 | 12% | 0% | 0% | 1 | 21% | 0% | 0% | 1 | 60% | 0% | 0% | 2 | 36% | 0% | 0% | 1 | 4% | 0% | 0% | 1 |  | 0% | 0% | 1 | 0.11 | 0% | 0% | 1 | 43% | 0% | 0% | 1 | 0 | 2 | 32% | 9% | 41% | 2 | 45% | 0% | 0% | 1 | 9% | 0% | 0% | 1 | 16% | 0% | 0% | 1 | 53% | 0% | 0% | 2 | 33% | 0% | 0% | 1 | 3% | 0% | 0% | 1 |  | 0% | 0% | 1 | 0.11 | 0% | 0% | 1 | 42% | 0% | 0% | 1 | 0 | 2 | 29% | 12% | 41% | 3 | 45% | 0% | 0% | 1 | 13% | 0% | 0% | 1 | 19% | 0% | 0% | 1 | 53% | 0% | 0% | 2 | 33% | 0% | 0% | 1 | 4% | 0% | 0% | 1
546 | Eagle Mountain | 0 | 0 | 10 | 0% | 0% | 1 | 0.04 | 0% | 0% | 1 | 0% | 0% | 0% | 1 | 0 | 2 | 0% | 0% | 0% | 1 | 23% | 0% | 0% | 1 | 29% | 0% | 0% | 1 | 0% | 0% | 0% | 1 | 51% | 0% | 0% | 2 | 49% | 0% | 0% | 1 | 0% | 0% | 0% | 1 |  | 0% | 0% | 1 | 0.06 | 0% | 0% | 1 | 0% | 0% | 0% | 1 | 0 | 2 | 0% | 0% | 0% | 1 | 8% | 0% | 0% | 1 | 23% | 0% | 0% | 1 | 0% | 0% | 0% | 1 | 31% | 0% | 0% | 1 | 54% | 0% | 0% | 2 | 0% | 0% | 0% | 1 |  | 0% | 0% | 1 | 0.05 | 0% | 0% | 1 | 0% | 0% | 0% | 1 | 0 | 2 | 0% | 0% | 0% | 1 | 16% | 0% | 0% | 1 | 16% | 0% | 0% | 1 | 0% | 0% | 0% | 1 | 31% | 0% | 0% | 1 | 58% | 0% | 0% | 2 | 2% | 0% | 0% | 1 |  | 0% | 0% | 1 | 0.04 | 0% | 0% | 1 | 0% | 0% | 0% | 1 | 0 | 2 | 0% | 0% | 0% | 1 | 29% | 0% | 0% | 1 | 15% | 0% | 0% | 1 | 2% | 0% | 0% | 1 | 41% | 0% | 0% | 1 | 61% | 0% | 0% | 2 | 2% | 0% | 0% | 1
547 | Contra Costa PP | 0 | 0 | 10 | 0% | 0% | 1 | 0.06 | 0% | 0% | 1 | 3% | 0% | 0% | 1 | 0 | 2 | 10% | 0% | 10% | 1 | 0% | 0% | 0% | 1 | 54% | 0% | 0% | 2 | 54% | 0% | 0% | 2 | 54% | 0% | 0% | 2 | 0% | 0% | 0% | 1 | 26% | 0% | 0% | 1 |  | 0% | 0% | 1 | 0.08 | 0% | 0% | 1 | 15% | 0% | 0% | 1 | 0 | 2 | 46% | 0% | 46% | 2 | 17% | 0% | 0% | 1 | 44% | 0% | 0% | 1 | 42% | 0% | 0% | 1 | 48% | 0% | 0% | 1 | 7% | 0% | 0% | 1 | 14% | 0% | 0% | 1 |  | 0% | 0% | 1 | 0.08 | 0% | 0% | 1 | 28% | 0% | 0% | 1 | 0 | 2 | 37% | 0% | 37% | 2 | 23% | 0% | 0% | 1 | 36% | 0% | 0% | 1 | 35% | 0% | 0% | 1 | 49% | 0% | 0% | 1 | 5% | 0% | 0% | 1 | 15% | 0% | 0% | 1 |  | 0% | 0% | 1 | 0.08 | 0% | 0% | 1 | 39% | 0% | 0% | 1 | 0 | 2 | 33% | 0% | 33% | 2 | 23% | 0% | 0% | 1 | 32% | 0% | 0% | 1 | 33% | 0% | 0% | 1 | 47% | 0% | 0% | 1 | 6% | 0% | 0% | 1 | 14% | 0% | 0% | 1
548 | Padre Flats SW STA | 400 | 4000 | 10 | 104.2% | 0.4903% | 4 | 0.07 | 45.07% | 0% | 2 | 14% | 64.12% | 0% | 3 | 0 | 2 | 73% | 0% | 73% | 3 | 79% | 52.27% | 0% | 3 | 32% | 16.13% | 0% | 1 | 43% | 19.07% | 0% | 1 | 79% | 52.27% | 0% | 3 | 32% | 15.98% | 0% | 1 | 3% | 11.23% | 0% | 1 |  | 22.37% | 0% | 2 | 0.08 | 7.981% | 0% | 1 | 19% | 17.91% | 0% | 1 | 0 | 2 | 58% | 0% | 58% | 3 | 67% | 8.75% | 0% | 2 | 16% | 3.5% | 0% | 1 | 35% | 4.496% | 0% | 1 | 68% | 9.06% | 0% | 2 | 37% | 4.608% | 0% | 1 | 7% | 3.155% | 0% | 1 |  | 10.5% | 0% | 1 | 0.07 | 3.968% | 0% | 1 | 18% | 17.91% | 0% | 1 | 0 | 2 | 52% | 5% | 57% | 3 | 65% | 4.302% | 0% | 2 | 12% | 1.708% | 0% | 1 | 24% | 1.983% | 0% | 1 | 67% | 4.568% | 0% | 2 | 40% | 2.535% | 0% | 1 | 8% | 1.634% | 0% | 1 |  | 6.331% | 0% | 1 | 0.06 | 2.287% | 0% | 1 | 24% | 17.91% | 0% | 1 | 0 | 2 | 48% | 6% | 54% | 3 | 60% | 2.163% | 0% | 2 | 12% | 0.9774% | 0% | 1 | 21% | 1.093% | 0% | 1 | 64% | 2.387% | 0% | 2 | 41% | 1.453% | 0% | 1 | 6% | 0.9128% | 0% | 1
549 | Bliss | 0 | 0 | 10 | 0% | 0% | 1 | 0.13 | 0% | 0% | 1 | 54% | 0% | 0% | 2 | 0 | 2 | 1% | 0% | 1% | 1 | 0% | 0% | 0% | 1 | 0% | 0% | 0% | 1 | 17% | 0% | 0% | 1 | 17% | 0% | 0% | 1 | 0% | 0% | 0% | 1 | 1% | 0% | 0% | 1 |  | 0% | 0% | 1 | 0.14 | 0% | 0% | 1 | 63% | 0% | 0% | 2 | 0 | 2 | 2% | 0% | 2% | 1 | 1% | 0% | 0% | 1 | 3% | 0% | 0% | 1 | 8% | 0% | 0% | 1 | 9% | 0% | 0% | 1 | 1% | 0% | 0% | 1 | 1% | 0% | 0% | 1 |  | 0% | 0% | 1 | 0.12 | 0% | 0% | 1 | 62% | 0% | 0% | 2 | 0 | 2 | 6% | 0% | 6% | 1 | 16% | 0% | 0% | 1 | 5% | 0% | 0% | 1 | 9% | 0% | 0% | 1 | 22% | 0% | 0% | 1 | 8% | 0% | 0% | 1 | 2% | 0% | 0% | 1 |  | 0% | 0% | 1 | 0.12 | 0% | 0% | 1 | 53% | 0% | 0% | 2 | 0 | 2 | 9% | 0% | 9% | 1 | 29% | 0% | 0% | 1 | 8% | 0% | 0% | 1 | 13% | 0% | 0% | 1 | 38% | 0% | 0% | 1 | 12% | 0% | 0% | 1 | 3% | 0% | 0% | 1
550 | Divide | 0 | 0 | 10 | 0% | 0% | 1 | 0.07 | 0% | 0% | 1 | 6% | 0% | 0% | 1 | 0 | 2 | 20% | 0% | 20% | 2 | 14% | 0% | 0% | 1 | 19% | 0% | 0% | 1 | 67% | 0% | 0% | 2 | 69% | 0% | 0% | 2 | 21% | 0% | 0% | 1 | 1% | 0% | 0% | 1 |  | 0% | 0% | 1 | 0.07 | 0% | 0% | 1 | 25% | 0% | 0% | 1 | 0 | 2 | 16% | 0% | 16% | 1 | 19% | 0% | 0% | 1 | 9% | 0% | 0% | 1 | 50% | 0% | 0% | 2 | 55% | 0% | 0% | 2 | 18% | 0% | 0% | 1 | 4% | 0% | 0% | 1 |  | 0% | 0% | 1 | 0.08 | 0% | 0% | 1 | 22% | 0% | 0% | 1 | 0 | 2 | 22% | 0% | 22% | 2 | 28% | 0% | 0% | 1 | 7% | 0% | 0% | 1 | 43% | 0% | 0% | 1 | 53% | 0% | 0% | 2 | 26% | 0% | 0% | 1 | 5% | 0% | 0% | 1 |  | 0% | 0% | 1 | 0.07 | 0% | 0% | 1 | 16% | 0% | 0% | 1 | 0 | 2 | 35% | 3% | 38% | 2 | 30% | 0% | 0% | 1 | 5% | 0% | 0% | 1 | 35% | 0% | 0% | 1 | 50% | 0% | 0% | 2 | 36% | 0% | 0% | 1 | 5% | 0% | 0% | 1
551 | Cresta | 0 | 0 | 10 | 0% | 0% | 1 | 0.04 | 0% | 0% | 1 | 0% | 0% | 0% | 1 | 0 | 2 | 23% | 31% | 54% | 5 | 45% | 0% | 0% | 1 | 50% | 0% | 0% | 2 | 82% | 0% | 0% | 3 | 96% | 0% | 0% | 5 | 58% | 0% | 0% | 2 | 2% | 0% | 0% | 1 |  | 0% | 0% | 1 | 0.06 | 0% | 0% | 1 | 0% | 0% | 0% | 1 | 0 | 2 | 14% | 30% | 44% | 5 | 42% | 0% | 0% | 1 | 42% | 0% | 0% | 1 | 74% | 0% | 0% | 3 | 86% | 0% | 0% | 3 | 49% | 0% | 0% | 1 | 3% | 0% | 0% | 1 |  | 0% | 0% | 1 | 0.11 | 0% | 0% | 1 | 0% | 0% | 0% | 1 | 0 | 2 | 17% | 29% | 46% | 4 | 44% | 0% | 0% | 1 | 41% | 0% | 0% | 1 | 63% | 0% | 0% | 2 | 86% | 0% | 0% | 3 | 44% | 0% | 0% | 1 | 4% | 0% | 0% | 1 |  | 0% | 0% | 1 | 0.09 | 0% | 0% | 1 | 0% | 0% | 0% | 1 | 0 | 2 | 24% | 26% | 50% | 4 | 48% | 0% | 0% | 1 | 40% | 0% | 0% | 1 | 61% | 0% | 0% | 2 | 83% | 0% | 0% | 3 | 46% | 0% | 0% | 1 | 6% | 0% | 0% | 1
552 | Race Track | 0 | 0 | 10 | 0% | 0% | 1 | 0.18 | 0% | 0% | 1 | 1% | 0% | 0% | 1 | 0 | 2 | 88% | 0% | 88% | 5 | 48% | 0% | 0% | 1 | 43% | 0% | 0% | 1 | 33% | 0% | 0% | 1 | 67% | 0% | 0% | 2 | 35% | 0% | 0% | 1 | 6% | 0% | 0% | 1 |  | 0% | 0% | 1 | 0.15 | 0% | 0% | 1 | 0% | 0% | 0% | 1 | 0 | 2 | 86% | 10% | 96% | 5 | 42% | 0% | 0% | 1 | 38% | 0% | 0% | 1 | 38% | 0% | 0% | 1 | 62% | 0% | 0% | 2 | 47% | 0% | 0% | 1 | 4% | 0% | 0% | 1 |  | 0% | 0% | 1 | 0.16 | 0% | 0% | 1 | 0% | 0% | 0% | 1 | 0 | 2 | 74% | 18% | 92% | 5 | 55% | 0% | 0% | 2 | 34% | 0% | 0% | 1 | 44% | 0% | 0% | 1 | 77% | 0% | 0% | 3 | 57% | 0% | 0% | 2 | 5% | 0% | 0% | 1 |  | 0% | 0% | 1 | 0.15 | 0% | 0% | 1 | 0% | 0% | 0% | 1 | 0 | 2 | 65% | 24% | 89% | 5 | 60% | 0% | 0% | 2 | 23% | 0% | 0% | 1 | 35% | 0% | 0% | 1 | 76% | 0% | 0% | 3 | 56% | 0% | 0% | 2 | 6% | 0% | 0% | 1
553 | Lodi | 0 | 0 | 10 | 0% | 0% | 1 | 0.16 | 0% | 0% | 1 | 70% | 0% | 0% | 2 | 0 | 2 | 0% | 0% | 0% | 1 | 0% | 0% | 0% | 1 | 42% | 0% | 0% | 1 | 48% | 0% | 0% | 1 | 48% | 0% | 0% | 1 | 0% | 0% | 0% | 1 | 4% | 0% | 0% | 1 |  | 0% | 0% | 1 | 0.13 | 0% | 0% | 1 | 70% | 0% | 0% | 2 | 0 | 2 | 0% | 0% | 0% | 1 | 12% | 0% | 0% | 1 | 24% | 0% | 0% | 1 | 26% | 0% | 0% | 1 | 31% | 0% | 0% | 1 | 0% | 0% | 0% | 1 | 7% | 0% | 0% | 1 |  | 0% | 0% | 1 | 0.14 | 0% | 0% | 1 | 61% | 0% | 0% | 2 | 0 | 2 | 0% | 0% | 0% | 1 | 10% | 0% | 0% | 1 | 17% | 0% | 0% | 1 | 23% | 0% | 0% | 1 | 30% | 0% | 0% | 1 | 0% | 0% | 0% | 1 | 8% | 0% | 0% | 1 |  | 0% | 0% | 1 | 0.13 | 0% | 0% | 1 | 55% | 0% | 0% | 2 | 0 | 2 | 2% | 0% | 2% | 1 | 13% | 0% | 0% | 1 | 15% | 0% | 0% | 1 | 23% | 0% | 0% | 1 | 32% | 0% | 0% | 1 | 1% | 0% | 0% | 1 | 9% | 0% | 0% | 1
554 | Rancho Seco | 0 | 0 | 10 | 0% | 0% | 1 | 0.09 | 0% | 0% | 1 | 11% | 0% | 0% | 1 | 0 | 2 | 28% | 0% | 28% | 2 | 100% | 0% | 0% | 5 | 50% | 0% | 0% | 2 | 74% | 0% | 0% | 3 | 100% | 0% | 0% | 5 | 34% | 0% | 0% | 1 | 45% | 0% | 0% | 1 |  | 0% | 0% | 1 | 0.16 | 0% | 0% | 1 | 11% | 0% | 0% | 1 | 0 | 2 | 19% | 0% | 19% | 1 | 74% | 0% | 0% | 3 | 32% | 0% | 0% | 1 | 52% | 0% | 0% | 2 | 83% | 0% | 0% | 3 | 23% | 0% | 0% | 1 | 30% | 0% | 0% | 1 |  | 0% | 0% | 1 | 0.19 | 0% | 0% | 1 | 15% | 0% | 0% | 1 | 0 | 2 | 24% | 0% | 24% | 2 | 62% | 0% | 0% | 2 | 27% | 0% | 0% | 1 | 41% | 0% | 0% | 1 | 74% | 0% | 0% | 3 | 25% | 0% | 0% | 1 | 23% | 0% | 0% | 1 |  | 0% | 0% | 1 | 0.22 | 0% | 0% | 1 | 18% | 0% | 0% | 1 | 0 | 2 | 28% | 0% | 28% | 2 | 54% | 0% | 0% | 2 | 23% | 0% | 0% | 1 | 33% | 0% | 0% | 1 | 64% | 0% | 0% | 2 | 27% | 0% | 0% | 1 | 18% | 0% | 0% | 1
555 | Monticello | 0 | 0 | 10 | 0% | 0% | 1 | 0.11 | 0% | 0% | 1 | 4% | 0% | 0% | 1 | 0 | 2 | 71% | 0% | 71% | 3 | 72% | 0% | 0% | 3 | 8% | 0% | 0% | 1 | 48% | 0% | 0% | 1 | 90% | 0% | 0% | 4 | 65% | 0% | 0% | 2 | 8% | 0% | 0% | 1 |  | 0% | 0% | 1 | 0.09 | 0% | 0% | 1 | 7% | 0% | 0% | 1 | 0 | 2 | 66% | 3% | 69% | 3 | 80% | 0% | 0% | 3 | 16% | 0% | 0% | 1 | 37% | 0% | 0% | 1 | 88% | 0% | 0% | 3 | 64% | 0% | 0% | 2 | 8% | 0% | 0% | 1 |  | 0% | 0% | 1 | 0.11 | 0% | 0% | 1 | 15% | 0% | 0% | 1 | 0 | 2 | 61% | 6% | 67% | 3 | 80% | 0% | 0% | 3 | 16% | 0% | 0% | 1 | 24% | 0% | 0% | 1 | 86% | 0% | 0% | 3 | 51% | 0% | 0% | 2 | 7% | 0% | 0% | 1 |  | 0% | 0% | 1 | 0.11 | 0% | 0% | 1 | 26% | 0% | 0% | 1 | 0 | 2 | 45% | 6% | 51% | 3 | 69% | 0% | 0% | 2 | 14% | 0% | 0% | 1 | 24% | 0% | 0% | 1 | 75% | 0% | 0% | 3 | 42% | 0% | 0% | 1 | 5% | 0% | 0% | 1
556 | New Sub - Westley - Quinto (Proposed) | 0 | 0 | 10 | 0% | 0% | 1 | 0.1 | 0% | 0% | 1 | 52% | 0% | 0% | 2 | 0 | 2 | 47% | 4% | 51% | 3 | 87% | 0% | 0% | 3 | 18% | 0% | 0% | 1 | 27% | 0% | 0% | 1 | 89% | 0% | 0% | 3 | 35% | 0% | 0% | 1 | 1% | 0% | 0% | 1 |  | 0% | 0% | 1 | 0.1 | 0% | 0% | 1 | 47% | 0% | 0% | 1 | 0 | 2 | 39% | 10% | 49% | 3 | 77% | 0% | 0% | 3 | 17% | 0% | 0% | 1 | 25% | 0% | 0% | 1 | 80% | 0% | 0% | 3 | 37% | 0% | 0% | 1 | 3% | 0% | 0% | 1 |  | 0% | 0% | 1 | 0.11 | 0% | 0% | 1 | 47% | 0% | 0% | 1 | 0 | 2 | 31% | 12% | 43% | 3 | 61% | 0% | 0% | 2 | 17% | 0% | 0% | 1 | 23% | 0% | 0% | 1 | 67% | 0% | 0% | 2 | 35% | 0% | 0% | 1 | 3% | 0% | 0% | 1 |  | 0% | 0% | 1 | 0.13 | 0% | 0% | 1 | 44% | 0% | 0% | 1 | 0 | 2 | 27% | 17% | 44% | 3 | 55% | 0% | 0% | 2 | 20% | 0% | 0% | 1 | 25% | 0% | 0% | 1 | 61% | 0% | 0% | 2 | 36% | 0% | 0% | 1 | 3% | 0% | 0% | 1
557 | North Dublin | 0 | 0 | 10 | 0% | 0% | 1 | 0.29 | 0% | 0% | 1 | 0% | 0% | 0% | 1 | 0 | 2 | 89% | 4% | 93% | 5 | 3% | 0% | 0% | 1 | 50% | 0% | 0% | 2 | 76% | 0% | 0% | 3 | 76% | 0% | 0% | 3 | 22% | 0% | 0% | 1 | 6% | 0% | 0% | 1 |  | 0% | 0% | 1 | 0.15 | 0% | 0% | 1 | 0% | 0% | 0% | 1 | 0 | 2 | 95% | 2% | 97% | 5 | 46% | 0% | 0% | 1 | 48% | 0% | 0% | 1 | 70% | 0% | 0% | 3 | 84% | 0% | 0% | 3 | 36% | 0% | 0% | 1 | 7% | 0% | 0% | 1 |  | 0% | 0% | 1 | 0.12 | 0% | 0% | 1 | 2% | 0% | 0% | 1 | 0 | 2 | 95% | 1% | 96% | 5 | 67% | 0% | 0% | 2 | 52% | 0% | 0% | 2 | 70% | 0% | 0% | 3 | 89% | 0% | 0% | 3 | 39% | 0% | 0% | 1 | 7% | 0% | 0% | 1 |  | 0% | 0% | 1 | 0.13 | 0% | 0% | 1 | 11% | 0% | 0% | 1 | 0 | 2 | 76% | 4% | 80% | 5 | 60% | 0% | 0% | 2 | 54% | 0% | 0% | 2 | 64% | 0% | 0% | 2 | 82% | 0% | 0% | 3 | 36% | 0% | 0% | 1 | 6% | 0% | 0% | 1
558 | Wildlife | 0 | 0 | 10 | 0% | 0% | 1 | 0 | 0% | 0% | 1 | 0% | 0% | 0% | 1 | 0 | 2 | 0% | 0% | 0% | 1 | 0% | 0% | 0% | 1 | 0% | 0% | 0% | 1 | 0% | 0% | 0% | 1 | 0% | 0% | 0% | 1 | 0% | 0% | 0% | 1 | 0% | 0% | 0% | 1 |  | 0% | 0% | 1 | 0.45 | 0% | 0% | 1 | 16% | 0% | 0% | 1 | 0 | 2 | 33% | 0% | 33% | 2 | 2% | 0% | 0% | 1 | 17% | 0% | 0% | 1 | 39% | 0% | 0% | 1 | 46% | 0% | 0% | 1 | 2% | 0% | 0% | 1 | 4% | 0% | 0% | 1 |  | 0% | 0% | 1 | 0.32 | 0% | 0% | 1 | 4% | 0% | 0% | 1 | 0 | 2 | 65% | 13% | 78% | 5 | 17% | 0% | 0% | 1 | 34% | 0% | 0% | 1 | 57% | 0% | 0% | 2 | 65% | 0% | 0% | 2 | 26% | 0% | 0% | 1 | 7% | 0% | 0% | 1 |  | 0% | 0% | 1 | 0.27 | 0% | 0% | 1 | 2% | 0% | 0% | 1 | 0 | 2 | 63% | 22% | 85% | 5 | 38% | 0% | 0% | 1 | 38% | 0% | 0% | 1 | 51% | 0% | 0% | 2 | 75% | 0% | 0% | 3 | 31% | 0% | 0% | 1 | 8% | 0% | 0% | 1
559 | Clovis | 0 | 0 | 10 | 0% | 0% | 1 | 0.52 | 0% | 0% | 1 | 15% | 0% | 0% | 1 | 0 | 2 | 36% | 0% | 36% | 2 | 16% | 0% | 0% | 1 | 55% | 0% | 0% | 2 | 56% | 0% | 0% | 2 | 59% | 0% | 0% | 2 | 5% | 0% | 0% | 1 | 21% | 0% | 0% | 1 |  | 0% | 0% | 1 | 0.31 | 0% | 0% | 1 | 18% | 0% | 0% | 1 | 0 | 2 | 54% | 0% | 54% | 3 | 57% | 0% | 0% | 2 | 44% | 0% | 0% | 1 | 42% | 0% | 0% | 1 | 69% | 0% | 0% | 2 | 30% | 0% | 0% | 1 | 19% | 0% | 0% | 1 |  | 0% | 0% | 1 | 0.25 | 0% | 0% | 1 | 27% | 0% | 0% | 1 | 0 | 2 | 46% | 0% | 46% | 2 | 47% | 0% | 0% | 1 | 29% | 0% | 0% | 1 | 31% | 0% | 0% | 1 | 61% | 0% | 0% | 2 | 32% | 0% | 0% | 1 | 15% | 0% | 0% | 1 |  | 0% | 0% | 1 | 0.2 | 0% | 0% | 1 | 35% | 0% | 0% | 1 | 0 | 2 | 43% | 0% | 43% | 2 | 37% | 0% | 0% | 1 | 25% | 0% | 0% | 1 | 26% | 0% | 0% | 1 | 52% | 0% | 0% | 2 | 28% | 0% | 0% | 1 | 12% | 0% | 0% | 1
560 | Greenleaf 1 | 0 | 0 | 10 | 0% | 0% | 1 | 0.12 | 0% | 0% | 1 | 60% | 0% | 0% | 2 | 0 | 2 | 0% | 0% | 0% | 1 | 1% | 0% | 0% | 1 | 10% | 0% | 0% | 1 | 56% | 0% | 0% | 2 | 56% | 0% | 0% | 2 | 0% | 0% | 0% | 1 | 3% | 0% | 0% | 1 |  | 0% | 0% | 1 | 0.12 | 0% | 0% | 1 | 65% | 0% | 0% | 2 | 0 | 2 | 0% | 0% | 0% | 1 | 22% | 0% | 0% | 1 | 7% | 0% | 0% | 1 | 51% | 0% | 0% | 2 | 60% | 0% | 0% | 2 | 1% | 0% | 0% | 1 | 4% | 0% | 0% | 1 |  | 0% | 0% | 1 | 0.11 | 0% | 0% | 1 | 64% | 0% | 0% | 2 | 0 | 2 | 6% | 0% | 6% | 1 | 38% | 0% | 0% | 1 | 9% | 0% | 0% | 1 | 47% | 0% | 0% | 1 | 67% | 0% | 0% | 2 | 3% | 0% | 0% | 1 | 6% | 0% | 0% | 1 |  | 0% | 0% | 1 | 0.1 | 0% | 0% | 1 | 60% | 0% | 0% | 2 | 0 | 2 | 9% | 0% | 9% | 1 | 43% | 0% | 0% | 1 | 9% | 0% | 0% | 1 | 45% | 0% | 0% | 1 | 68% | 0% | 0% | 2 | 4% | 0% | 0% | 1 | 7% | 0% | 0% | 1
561 | Atlantic | 0 | 0 | 10 | 0% | 0% | 1 | 0.74 | 0% | 0% | 1 | 3% | 0% | 0% | 1 | 0 | 2 | 0% | 0% | 0% | 1 | 31% | 0% | 0% | 1 | 0% | 0% | 0% | 1 | 0% | 0% | 0% | 1 | 31% | 0% | 0% | 1 | 0% | 0% | 0% | 1 | 19% | 0% | 0% | 1 |  | 0% | 0% | 1 | 0.69 | 0% | 0% | 1 | 4% | 0% | 0% | 1 | 0 | 2 | 50% | 0% | 50% | 3 | 44% | 0% | 0% | 1 | 0% | 0% | 0% | 1 | 0% | 0% | 0% | 1 | 44% | 0% | 0% | 1 | 7% | 0% | 0% | 1 | 41% | 0% | 0% | 1 |  | 0% | 0% | 1 | 0.47 | 0% | 0% | 1 | 8% | 0% | 0% | 1 | 0 | 2 | 42% | 1% | 43% | 2 | 39% | 0% | 0% | 1 | 9% | 0% | 0% | 1 | 20% | 0% | 0% | 1 | 55% | 0% | 0% | 2 | 13% | 0% | 0% | 1 | 23% | 0% | 0% | 1 |  | 0% | 0% | 1 | 0.32 | 0% | 0% | 1 | 19% | 0% | 0% | 1 | 0 | 2 | 42% | 1% | 43% | 2 | 50% | 0% | 0% | 2 | 11% | 0% | 0% | 1 | 25% | 0% | 0% | 1 | 68% | 0% | 0% | 2 | 17% | 0% | 0% | 1 | 17% | 0% | 0% | 1
562 | Vasona | 0 | 0 | 10 | 0% | 0% | 1 | 0.31 | 0% | 0% | 1 | 0% | 0% | 0% | 1 | 0 | 2 | 13% | 0% | 13% | 1 | 100% | 0% | 0% | 5 | 0% | 0% | 0% | 1 | 96% | 0% | 0% | 5 | 100% | 0% | 0% | 5 | 26% | 0% | 0% | 1 | 3% | 0% | 0% | 1 |  | 0% | 0% | 1 | 0.25 | 0% | 0% | 1 | 1% | 0% | 0% | 1 | 0 | 2 | 11% | 0% | 11% | 1 | 68% | 0% | 0% | 2 | 0% | 0% | 0% | 1 | 76% | 0% | 0% | 3 | 95% | 0% | 0% | 5 | 24% | 0% | 0% | 1 | 2% | 0% | 0% | 1 |  | 0% | 0% | 1 | 0.21 | 0% | 0% | 1 | 1% | 0% | 0% | 1 | 0 | 2 | 30% | 0% | 30% | 2 | 57% | 0% | 0% | 2 | 12% | 0% | 0% | 1 | 62% | 0% | 0% | 2 | 84% | 0% | 0% | 3 | 27% | 0% | 0% | 1 | 2% | 0% | 0% | 1 |  | 0% | 0% | 1 | 0.19 | 0% | 0% | 1 | 1% | 0% | 0% | 1 | 0 | 2 | 38% | 1% | 39% | 2 | 61% | 0% | 0% | 2 | 25% | 0% | 0% | 1 | 62% | 0% | 0% | 2 | 85% | 0% | 0% | 3 | 41% | 0% | 0% | 1 | 4% | 0% | 0% | 1
563 | Mercury | 0 | 0 | 10 | 0% | 0% | 1 | 0 | 0% | 0% | 1 | 0% | 0% | 0% | 1 | 0 | 2 | 0% | 0% | 0% | 1 | 0% | 0% | 0% | 1 | 0% | 0% | 0% | 1 | 0% | 0% | 0% | 1 | 0% | 0% | 0% | 1 | 0% | 0% | 0% | 1 | 0% | 0% | 0% | 1 |  | 0% | 0% | 1 | 0 | 0% | 0% | 1 | 0% | 0% | 0% | 1 | 0 | 2 | 0% | 0% | 0% | 1 | 0% | 0% | 0% | 1 | 0% | 0% | 0% | 1 | 0% | 0% | 0% | 1 | 0% | 0% | 0% | 1 | 0% | 0% | 0% | 1 | 0% | 0% | 0% | 1 |  | 0% | 0% | 1 | 0 | 0% | 0% | 1 | 0% | 0% | 0% | 1 | 0 | 2 | 0% | 0% | 0% | 1 | 0% | 0% | 0% | 1 | 0% | 0% | 0% | 1 | 0% | 0% | 0% | 1 | 0% | 0% | 0% | 1 | 0% | 0% | 0% | 1 | 0% | 0% | 0% | 1 |  | 0% | 0% | 1 | 0 | 0% | 0% | 1 | 0% | 0% | 0% | 1 | 0 | 2 | 0% | 0% | 0% | 1 | 0% | 0% | 0% | 1 | 0% | 0% | 0% | 1 | 0% | 0% | 0% | 1 | 0% | 0% | 0% | 1 | 0% | 0% | 0% | 1 | 0% | 0% | 0% | 1
564 | Monta Vista | 0 | 0 | 10 | 0% | 0% | 1 | 0.14 | 0% | 0% | 1 | 11% | 0% | 0% | 1 | 0 | 2 | 5% | 0% | 5% | 1 | 97% | 0% | 0% | 5 | 4% | 0% | 0% | 1 | 98% | 0% | 0% | 5 | 100% | 0% | 0% | 5 | 54% | 0% | 0% | 2 | 6% | 0% | 0% | 1 |  | 0% | 0% | 1 | 0.15 | 0% | 0% | 1 | 1% | 0% | 0% | 1 | 0 | 2 | 2% | 0% | 2% | 1 | 86% | 0% | 0% | 3 | 23% | 0% | 0% | 1 | 64% | 0% | 0% | 2 | 94% | 0% | 0% | 4 | 22% | 0% | 0% | 1 | 3% | 0% | 0% | 1 |  | 0% | 0% | 1 | 0.19 | 0% | 0% | 1 | 0% | 0% | 0% | 1 | 0 | 2 | 3% | 0% | 3% | 1 | 63% | 0% | 0% | 2 | 26% | 0% | 0% | 1 | 75% | 0% | 0% | 3 | 91% | 0% | 0% | 4 | 31% | 0% | 0% | 1 | 4% | 0% | 0% | 1 |  | 0% | 0% | 1 | 0.21 | 0% | 0% | 1 | 1% | 0% | 0% | 1 | 0 | 2 | 20% | 0% | 20% | 2 | 46% | 0% | 0% | 1 | 40% | 0% | 0% | 1 | 75% | 0% | 0% | 3 | 86% | 0% | 0% | 3 | 40% | 0% | 0% | 1 | 6% | 0% | 0% | 1
565 | Topaz | 0 | 0 | 10 | 0% | 0% | 1 | 0.04 | 0% | 0% | 1 | 0% | 0% | 0% | 1 | 0 | 2 | 70% | 8% | 78% | 5 | 11% | 0% | 0% | 1 | 33% | 0% | 0% | 1 | 49% | 0% | 0% | 1 | 51% | 0% | 0% | 2 | 59% | 0% | 0% | 2 | 1% | 0% | 0% | 1 |  | 0% | 0% | 1 | 0.09 | 0% | 0% | 1 | 0% | 0% | 0% | 1 | 0 | 2 | 62% | 15% | 77% | 5 | 41% | 0% | 0% | 1 | 22% | 0% | 0% | 1 | 34% | 0% | 0% | 1 | 68% | 0% | 0% | 2 | 67% | 0% | 0% | 2 | 5% | 0% | 0% | 1 |  | 0% | 0% | 1 | 0.08 | 0% | 0% | 1 | 1% | 0% | 0% | 1 | 0 | 2 | 44% | 15% | 59% | 3 | 53% | 0% | 0% | 2 | 20% | 0% | 0% | 1 | 28% | 0% | 0% | 1 | 72% | 0% | 0% | 3 | 60% | 0% | 0% | 2 | 4% | 0% | 0% | 1 |  | 0% | 0% | 1 | 0.07 | 0% | 0% | 1 | 3% | 0% | 0% | 1 | 0 | 2 | 35% | 19% | 54% | 3 | 55% | 0% | 0% | 2 | 14% | 0% | 0% | 1 | 26% | 0% | 0% | 1 | 73% | 0% | 0% | 3 | 52% | 0% | 0% | 2 | 3% | 0% | 0% | 1
566 | Balch | 0 | 0 | 10 | 0% | 0% | 1 | 0.02 | 0% | 0% | 1 | 0% | 0% | 0% | 1 | 0 | 2 | 50% | 46% | 96% | 5 | 26% | 0% | 0% | 1 | 60% | 0% | 0% | 2 | 27% | 0% | 0% | 1 | 74% | 0% | 0% | 3 | 84% | 0% | 0% | 3 | 5% | 0% | 0% | 1 |  | 0% | 0% | 1 | 0.02 | 0% | 0% | 1 | 0% | 0% | 0% | 1 | 0 | 2 | 74% | 18% | 92% | 5 | 13% | 0% | 0% | 1 | 44% | 0% | 0% | 1 | 35% | 0% | 0% | 1 | 56% | 0% | 0% | 2 | 72% | 0% | 0% | 3 | 5% | 0% | 0% | 1 |  | 0% | 0% | 1 | 0.06 | 0% | 0% | 1 | 0% | 0% | 0% | 1 | 0 | 2 | 79% | 9% | 88% | 5 | 20% | 0% | 0% | 1 | 39% | 0% | 0% | 1 | 33% | 0% | 0% | 1 | 62% | 0% | 0% | 2 | 67% | 0% | 0% | 2 | 4% | 0% | 0% | 1 |  | 0% | 0% | 1 | 0.12 | 0% | 0% | 1 | 1% | 0% | 0% | 1 | 0 | 2 | 71% | 5% | 76% | 5 | 38% | 0% | 0% | 1 | 38% | 0% | 0% | 1 | 35% | 0% | 0% | 1 | 73% | 0% | 0% | 3 | 63% | 0% | 0% | 2 | 5% | 0% | 0% | 1
567 | El Dorado PH | 0 | 0 | 10 | 0% | 0% | 1 | 0.25 | 0% | 0% | 1 | 1% | 0% | 0% | 1 | 0 | 2 | 58% | 0% | 58% | 3 | 78% | 0% | 0% | 3 | 22% | 0% | 0% | 1 | 54% | 0% | 0% | 2 | 85% | 0% | 0% | 3 | 30% | 0% | 0% | 1 | 1% | 0% | 0% | 1 |  | 0% | 0% | 1 | 0.21 | 0% | 0% | 1 | 1% | 0% | 0% | 1 | 0 | 2 | 57% | 30% | 87% | 5 | 69% | 0% | 0% | 2 | 28% | 0% | 0% | 1 | 43% | 0% | 0% | 1 | 83% | 0% | 0% | 3 | 34% | 0% | 0% | 1 | 1% | 0% | 0% | 1 |  | 0% | 0% | 1 | 0.21 | 0% | 0% | 1 | 1% | 0% | 0% | 1 | 0 | 2 | 49% | 44% | 93% | 5 | 60% | 0% | 0% | 2 | 25% | 0% | 0% | 1 | 33% | 0% | 0% | 1 | 78% | 0% | 0% | 3 | 27% | 0% | 0% | 1 | 2% | 0% | 0% | 1 |  | 0% | 0% | 1 | 0.15 | 0% | 0% | 1 | 1% | 0% | 0% | 1 | 0 | 2 | 51% | 44% | 95% | 5 | 55% | 0% | 0% | 2 | 20% | 0% | 0% | 1 | 24% | 0% | 0% | 1 | 70% | 0% | 0% | 3 | 31% | 0% | 0% | 1 | 3% | 0% | 0% | 1
568 | Bell | 0 | 0 | 10 | 0% | 0% | 1 | 0.51 | 0% | 0% | 1 | 1% | 0% | 0% | 1 | 0 | 2 | 87% | 0% | 87% | 5 | 64% | 0% | 0% | 2 | 0% | 0% | 0% | 1 | 3% | 0% | 0% | 1 | 64% | 0% | 0% | 2 | 10% | 0% | 0% | 1 | 7% | 0% | 0% | 1 |  | 0% | 0% | 1 | 0.4 | 0% | 0% | 1 | 1% | 0% | 0% | 1 | 0 | 2 | 87% | 1% | 88% | 5 | 75% | 0% | 0% | 3 | 2% | 0% | 0% | 1 | 0% | 0% | 0% | 1 | 75% | 0% | 0% | 3 | 21% | 0% | 0% | 1 | 9% | 0% | 0% | 1 |  | 0% | 0% | 1 | 0.33 | 0% | 0% | 1 | 2% | 0% | 0% | 1 | 0 | 2 | 81% | 6% | 87% | 5 | 81% | 0% | 0% | 3 | 8% | 0% | 0% | 1 | 9% | 0% | 0% | 1 | 83% | 0% | 0% | 3 | 24% | 0% | 0% | 1 | 10% | 0% | 0% | 1 |  | 0% | 0% | 1 | 0.34 | 0% | 0% | 1 | 5% | 0% | 0% | 1 | 0 | 2 | 69% | 13% | 82% | 5 | 76% | 0% | 0% | 3 | 16% | 0% | 0% | 1 | 16% | 0% | 0% | 1 | 80% | 0% | 0% | 3 | 18% | 0% | 0% | 1 | 11% | 0% | 0% | 1
569 | San Pablo | 0 | 0 | 10 | 0% | 0% | 1 | 0.63 | 0% | 0% | 1 | 0% | 0% | 0% | 1 | 0 | 2 | 0% | 0% | 0% | 1 | 0% | 0% | 0% | 1 | 73% | 0% | 0% | 3 | 73% | 0% | 0% | 3 | 73% | 0% | 0% | 3 | 0% | 0% | 0% | 1 | 17% | 0% | 0% | 1 |  | 0% | 0% | 1 | 0.55 | 0% | 0% | 1 | 0% | 0% | 0% | 1 | 0 | 2 | 39% | 0% | 39% | 2 | 13% | 0% | 0% | 1 | 54% | 0% | 0% | 2 | 79% | 0% | 0% | 3 | 79% | 0% | 0% | 3 | 11% | 0% | 0% | 1 | 7% | 0% | 0% | 1 |  | 0% | 0% | 1 | 0.49 | 0% | 0% | 1 | 0% | 0% | 0% | 1 | 0 | 2 | 27% | 0% | 27% | 2 | 17% | 0% | 0% | 1 | 38% | 0% | 0% | 1 | 55% | 0% | 0% | 2 | 67% | 0% | 0% | 2 | 9% | 0% | 0% | 1 | 9% | 0% | 0% | 1 |  | 0% | 0% | 1 | 0.46 | 0% | 0% | 1 | 8% | 0% | 0% | 1 | 0 | 2 | 30% | 0% | 30% | 2 | 41% | 0% | 0% | 1 | 27% | 0% | 0% | 1 | 47% | 0% | 0% | 1 | 74% | 0% | 0% | 3 | 17% | 0% | 0% | 1 | 9% | 0% | 0% | 1
570 | Lambie (old) | 0 | 0 | 0 | 0% | 0% | 1 | 0.06 | 0% | 0% | 1 | 0% | 0% | 0% | 1 | 0 | 2 | 90% | 0% | 90% | 5 | 7% | 0% | 0% | 1 | 59% | 0% | 0% | 2 | 66% | 0% | 0% | 2 | 75% | 0% | 0% | 3 | 13% | 0% | 0% | 1 | 41% | 0% | 0% | 1 |  | 0% | 0% | 1 | 0.07 | 0% | 0% | 1 | 16% | 0% | 0% | 1 | 0 | 2 | 66% | 0% | 66% | 3 | 13% | 0% | 0% | 1 | 35% | 0% | 0% | 1 | 39% | 0% | 0% | 1 | 51% | 0% | 0% | 2 | 6% | 0% | 0% | 1 | 22% | 0% | 0% | 1 |  | 0% | 0% | 1 | 0.08 | 0% | 0% | 1 | 31% | 0% | 0% | 1 | 0 | 2 | 40% | 0% | 40% | 2 | 13% | 0% | 0% | 1 | 24% | 0% | 0% | 1 | 24% | 0% | 0% | 1 | 37% | 0% | 0% | 1 | 5% | 0% | 0% | 1 | 19% | 0% | 0% | 1 |  | 0% | 0% | 1 | 0.12 | 0% | 0% | 1 | 35% | 0% | 0% | 1 | 0 | 2 | 35% | 0% | 35% | 2 | 20% | 0% | 0% | 1 | 21% | 0% | 0% | 1 | 23% | 0% | 0% | 1 | 41% | 0% | 0% | 1 | 9% | 0% | 0% | 1 | 13% | 0% | 0% | 1
571 | Figarden | 0 | 0 | 10 | 0% | 0% | 1 | 0.13 | 0% | 0% | 1 | 35% | 0% | 0% | 1 | 0 | 2 | 9% | 0% | 9% | 1 | 36% | 0% | 0% | 1 | 24% | 0% | 0% | 1 | 24% | 0% | 0% | 1 | 48% | 0% | 0% | 1 | 0% | 0% | 0% | 1 | 6% | 0% | 0% | 1 |  | 0% | 0% | 1 | 0.21 | 0% | 0% | 1 | 53% | 0% | 0% | 2 | 0 | 2 | 19% | 0% | 19% | 1 | 17% | 0% | 0% | 1 | 26% | 0% | 0% | 1 | 26% | 0% | 0% | 1 | 37% | 0% | 0% | 1 | 3% | 0% | 0% | 1 | 7% | 0% | 0% | 1 |  | 0% | 0% | 1 | 0.21 | 0% | 0% | 1 | 49% | 0% | 0% | 1 | 0 | 2 | 29% | 0% | 29% | 2 | 18% | 0% | 0% | 1 | 28% | 0% | 0% | 1 | 29% | 0% | 0% | 1 | 39% | 0% | 0% | 1 | 13% | 0% | 0% | 1 | 14% | 0% | 0% | 1 |  | 0% | 0% | 1 | 0.18 | 0% | 0% | 1 | 41% | 0% | 0% | 1 | 0 | 2 | 30% | 0% | 30% | 2 | 28% | 0% | 0% | 1 | 27% | 0% | 0% | 1 | 27% | 0% | 0% | 1 | 44% | 0% | 0% | 1 | 17% | 0% | 0% | 1 | 12% | 0% | 0% | 1
572 | Trimble | 0 | 0 | 10 | 0% | 0% | 1 | 0 | 0% | 0% | 1 | 0% | 0% | 0% | 1 | 0 | 2 | 0% | 0% | 0% | 1 | 0% | 0% | 0% | 1 | 0% | 0% | 0% | 1 | 0% | 0% | 0% | 1 | 0% | 0% | 0% | 1 | 0% | 0% | 0% | 1 | 0% | 0% | 0% | 1 |  | 0% | 0% | 1 | 0.08 | 0% | 0% | 1 | 0% | 0% | 0% | 1 | 0 | 2 | 96% | 0% | 96% | 5 | 21% | 0% | 0% | 1 | 23% | 0% | 0% | 1 | 25% | 0% | 0% | 1 | 33% | 0% | 0% | 1 | 65% | 0% | 0% | 2 | 9% | 0% | 0% | 1 |  | 0% | 0% | 1 | 0.08 | 0% | 0% | 1 | 1% | 0% | 0% | 1 | 0 | 2 | 86% | 1% | 87% | 5 | 65% | 0% | 0% | 2 | 40% | 0% | 0% | 1 | 53% | 0% | 0% | 2 | 73% | 0% | 0% | 3 | 63% | 0% | 0% | 2 | 6% | 0% | 0% | 1 |  | 0% | 0% | 1 | 0.13 | 0% | 0% | 1 | 1% | 0% | 0% | 1 | 0 | 2 | 64% | 8% | 72% | 3 | 72% | 0% | 0% | 3 | 31% | 0% | 0% | 1 | 52% | 0% | 0% | 2 | 84% | 0% | 0% | 3 | 58% | 0% | 0% | 2 | 5% | 0% | 0% | 1
573 | Tassajara | 0 | 0 | 10 | 0% | 0% | 1 | 0.23 | 0% | 0% | 1 | 1% | 0% | 0% | 1 | 0 | 2 | 85% | 5% | 90% | 5 | 13% | 0% | 0% | 1 | 68% | 0% | 0% | 2 | 80% | 0% | 0% | 3 | 80% | 0% | 0% | 3 | 28% | 0% | 0% | 1 | 8% | 0% | 0% | 1 |  | 0% | 0% | 1 | 0.15 | 0% | 0% | 1 | 0% | 0% | 0% | 1 | 0 | 2 | 95% | 2% | 97% | 5 | 54% | 0% | 0% | 2 | 50% | 0% | 0% | 2 | 73% | 0% | 0% | 3 | 89% | 0% | 0% | 3 | 41% | 0% | 0% | 1 | 7% | 0% | 0% | 1 |  | 0% | 0% | 1 | 0.13 | 0% | 0% | 1 | 2% | 0% | 0% | 1 | 0 | 2 | 91% | 1% | 92% | 5 | 55% | 0% | 0% | 2 | 49% | 0% | 0% | 1 | 71% | 0% | 0% | 3 | 85% | 0% | 0% | 3 | 37% | 0% | 0% | 1 | 7% | 0% | 0% | 1 |  | 0% | 0% | 1 | 0.16 | 0% | 0% | 1 | 8% | 0% | 0% | 1 | 0 | 2 | 77% | 1% | 78% | 5 | 57% | 0% | 0% | 2 | 54% | 0% | 0% | 2 | 65% | 0% | 0% | 2 | 82% | 0% | 0% | 3 | 30% | 0% | 0% | 1 | 9% | 0% | 0% | 1
574 | Santa Rosa A | 0 | 0 | 10 | 0% | 0% | 1 | 0.33 | 0% | 0% | 1 | 13% | 0% | 0% | 1 | 0 | 2 | 0% | 0% | 0% | 1 | 54% | 0% | 0% | 2 | 43% | 0% | 0% | 1 | 74% | 0% | 0% | 3 | 74% | 0% | 0% | 3 | 15% | 0% | 0% | 1 | 13% | 0% | 0% | 1 |  | 0% | 0% | 1 | 0.29 | 0% | 0% | 1 | 12% | 0% | 0% | 1 | 0 | 2 | 19% | 0% | 19% | 1 | 50% | 0% | 0% | 2 | 49% | 0% | 0% | 1 | 78% | 0% | 0% | 3 | 86% | 0% | 0% | 3 | 17% | 0% | 0% | 1 | 6% | 0% | 0% | 1 |  | 0% | 0% | 1 | 0.19 | 0% | 0% | 1 | 9% | 0% | 0% | 1 | 0 | 2 | 30% | 0% | 30% | 2 | 48% | 0% | 0% | 1 | 44% | 0% | 0% | 1 | 69% | 0% | 0% | 2 | 85% | 0% | 0% | 3 | 25% | 0% | 0% | 1 | 5% | 0% | 0% | 1 |  | 0% | 0% | 1 | 0.16 | 0% | 0% | 1 | 10% | 0% | 0% | 1 | 0 | 2 | 31% | 0% | 31% | 2 | 59% | 0% | 0% | 2 | 42% | 0% | 0% | 1 | 68% | 0% | 0% | 2 | 89% | 0% | 0% | 3 | 32% | 0% | 0% | 1 | 5% | 0% | 0% | 1
575 | Piercy | 0 | 0 | 10 | 0% | 0% | 1 | 0.08 | 0% | 0% | 1 | 0% | 0% | 0% | 1 | 0 | 2 | 98% | 0% | 98% | 5 | 68% | 0% | 0% | 2 | 41% | 0% | 0% | 1 | 58% | 0% | 0% | 2 | 73% | 0% | 0% | 3 | 73% | 0% | 0% | 3 | 4% | 0% | 0% | 1 |  | 0% | 0% | 1 | 0.09 | 0% | 0% | 1 | 3% | 0% | 0% | 1 | 0 | 2 | 89% | 6% | 95% | 5 | 76% | 0% | 0% | 3 | 34% | 0% | 0% | 1 | 38% | 0% | 0% | 1 | 81% | 0% | 0% | 3 | 58% | 0% | 0% | 2 | 4% | 0% | 0% | 1 |  | 0% | 0% | 1 | 0.1 | 0% | 0% | 1 | 1% | 0% | 0% | 1 | 0 | 2 | 73% | 18% | 91% | 5 | 74% | 0% | 0% | 3 | 27% | 0% | 0% | 1 | 44% | 0% | 0% | 1 | 83% | 0% | 0% | 3 | 70% | 0% | 0% | 3 | 4% | 0% | 0% | 1 |  | 0% | 0% | 1 | 0.13 | 0% | 0% | 1 | 1% | 0% | 0% | 1 | 0 | 2 | 45% | 30% | 75% | 5 | 68% | 0% | 0% | 2 | 28% | 0% | 0% | 1 | 49% | 0% | 0% | 1 | 84% | 0% | 0% | 3 | 62% | 0% | 0% | 2 | 4% | 0% | 0% | 1
576 | Caribou | 0 | 0 | 10 | 0% | 0% | 1 | 0.02 | 0% | 0% | 1 | 0% | 0% | 0% | 1 | 0 | 2 | 68% | 23% | 91% | 5 | 10% | 0% | 0% | 1 | 19% | 0% | 0% | 1 | 39% | 0% | 0% | 1 | 45% | 0% | 0% | 1 | 46% | 0% | 0% | 1 | 6% | 0% | 0% | 1 |  | 0% | 0% | 1 | 0.04 | 0% | 0% | 1 | 0% | 0% | 0% | 1 | 0 | 2 | 58% | 25% | 83% | 5 | 8% | 0% | 0% | 1 | 47% | 0% | 0% | 1 | 42% | 0% | 0% | 1 | 65% | 0% | 0% | 2 | 31% | 0% | 0% | 1 | 5% | 0% | 0% | 1 |  | 0% | 0% | 1 | 0.13 | 0% | 0% | 1 | 0% | 0% | 0% | 1 | 0 | 2 | 53% | 25% | 78% | 5 | 15% | 0% | 0% | 1 | 46% | 0% | 0% | 1 | 40% | 0% | 0% | 1 | 60% | 0% | 0% | 2 | 30% | 0% | 0% | 1 | 9% | 0% | 0% | 1 |  | 0% | 0% | 1 | 0.09 | 0% | 0% | 1 | 0% | 0% | 0% | 1 | 0 | 2 | 52% | 22% | 74% | 4 | 20% | 0% | 0% | 1 | 38% | 0% | 0% | 1 | 34% | 0% | 0% | 1 | 54% | 0% | 0% | 2 | 29% | 0% | 0% | 1 | 9% | 0% | 0% | 1
577 | Vista (SCE) | 300 | 3000 | 10 | 1357% | 89.01% | 5 | 0.27 | 25000% | 203% | 5 | 0% | 0% | 0% | 1 | 0 | 2 | 84% | 0% | 84% | 5 | 1% | 90.31% | 0% | 4 | 93% | 1224% | 88.93% | 5 | 93% | 1240% | 88.94% | 5 | 93% | 1357% | 89.01% | 5 | 43% | 156.8% | 76.01% | 5 | 3% | 92.22% | 0% | 4 |  | 691.2% | 20.38% | 5 | 0.27 | 4000% | 69.61% | 5 | 1% | 4682% | 0% | 4 | 0 | 2 | 85% | 3% | 88% | 5 | 39% | 37.47% | 0% | 2 | 58% | 54.42% | 0% | 3 | 77% | 99.83% | 0% | 4 | 97% | 669.6% | 20.29% | 5 | 31% | 33.16% | 0% | 2 | 4% | 24.04% | 0% | 2 |  | 86.43% | 0% | 4 | 0.27 | 48.27% | 0% | 2 | 2% | 4682% | 0% | 4 | 0 | 2 | 54% | 38% | 92% | 5 | 41% | 11.22% | 0% | 1 | 45% | 12.07% | 0% | 1 | 60% | 16.42% | 0% | 2 | 81% | 35.28% | 0% | 3 | 38% | 10.74% | 0% | 1 | 5% | 6.993% | 0% | 1 |  | 20.8% | 0% | 2 | 0.27 | 14.62% | 0% | 1 | 2% | 4682% | 0% | 4 | 0 | 2 | 56% | 34% | 90% | 5 | 47% | 4.864% | 0% | 1 | 40% | 4.346% | 0% | 1 | 56% | 5.951% | 0% | 2 | 79% | 12.35% | 0% | 3 | 34% | 3.94% | 0% | 1 | 7% | 2.789% | 0% | 1
578 | Cardiff | 0 | 0 | 10 | 0% | 0% | 1 | 0.26 | 0% | 0% | 1 | 6% | 0% | 0% | 1 | 0 | 2 | 11% | 7% | 18% | 2 | 0% | 0% | 0% | 1 | 16% | 0% | 0% | 1 | 93% | 0% | 0% | 4 | 93% | 0% | 0% | 4 | 11% | 0% | 0% | 1 | 1% | 0% | 0% | 1 |  | 0% | 0% | 1 | 0.27 | 0% | 0% | 1 | 1% | 0% | 0% | 1 | 0 | 2 | 53% | 40% | 93% | 5 | 46% | 0% | 0% | 1 | 54% | 0% | 0% | 2 | 68% | 0% | 0% | 2 | 85% | 0% | 0% | 3 | 40% | 0% | 0% | 1 | 5% | 0% | 0% | 1 |  | 0% | 0% | 1 | 0.25 | 0% | 0% | 1 | 1% | 0% | 0% | 1 | 0 | 2 | 44% | 51% | 95% | 5 | 54% | 0% | 0% | 2 | 35% | 0% | 0% | 1 | 53% | 0% | 0% | 2 | 83% | 0% | 0% | 3 | 42% | 0% | 0% | 1 | 5% | 0% | 0% | 1 |  | 0% | 0% | 1 | 0.26 | 0% | 0% | 1 | 1% | 0% | 0% | 1 | 0 | 2 | 49% | 43% | 92% | 5 | 53% | 0% | 0% | 2 | 44% | 0% | 0% | 1 | 60% | 0% | 0% | 2 | 83% | 0% | 0% | 3 | 42% | 0% | 0% | 1 | 5% | 0% | 0% | 1
579 | Cannon | 0 | 0 | 10 | 0% | 0% | 1 | 0.47 | 0% | 0% | 1 | 0% | 0% | 0% | 1 | 0 | 2 | 0% | 0% | 0% | 1 | 19% | 0% | 0% | 1 | 85% | 0% | 0% | 3 | 85% | 0% | 0% | 3 | 85% | 0% | 0% | 3 | 0% | 0% | 0% | 1 | 12% | 0% | 0% | 1 |  | 0% | 0% | 1 | 0.37 | 0% | 0% | 1 | 1% | 0% | 0% | 1 | 0 | 2 | 9% | 0% | 9% | 1 | 21% | 0% | 0% | 1 | 48% | 0% | 0% | 1 | 49% | 0% | 0% | 1 | 60% | 0% | 0% | 2 | 9% | 0% | 0% | 1 | 16% | 0% | 0% | 1 |  | 0% | 0% | 1 | 0.37 | 0% | 0% | 1 | 7% | 0% | 0% | 1 | 0 | 2 | 16% | 0% | 16% | 1 | 65% | 0% | 0% | 2 | 36% | 0% | 0% | 1 | 52% | 0% | 0% | 2 | 79% | 0% | 0% | 3 | 4% | 0% | 0% | 1 | 6% | 0% | 0% | 1 |  | 0% | 0% | 1 | 0.37 | 0% | 0% | 1 | 5% | 0% | 0% | 1 | 0 | 2 | 53% | 7% | 60% | 3 | 44% | 0% | 0% | 1 | 18% | 0% | 0% | 1 | 35% | 0% | 0% | 1 | 56% | 0% | 0% | 2 | 5% | 0% | 0% | 1 | 7% | 0% | 0% | 1
580 | Mt Eden | 0 | 0 | 10 | 0% | 0% | 1 | 0.04 | 0% | 0% | 1 | 0% | 0% | 0% | 1 | 0 | 2 | 0% | 0% | 0% | 1 | 0% | 0% | 0% | 1 | 0% | 0% | 0% | 1 | 39% | 0% | 0% | 1 | 39% | 0% | 0% | 1 | 0% | 0% | 0% | 1 | 72% | 0% | 0% | 3 |  | 0% | 0% | 1 | 0.3 | 0% | 0% | 1 | 0% | 0% | 0% | 1 | 0 | 2 | 73% | 0% | 73% | 3 | 58% | 0% | 0% | 2 | 17% | 0% | 0% | 1 | 60% | 0% | 0% | 2 | 86% | 0% | 0% | 3 | 45% | 0% | 0% | 1 | 8% | 0% | 0% | 1 |  | 0% | 0% | 1 | 0.53 | 0% | 0% | 1 | 0% | 0% | 0% | 1 | 0 | 2 | 74% | 0% | 74% | 3 | 63% | 0% | 0% | 2 | 28% | 0% | 0% | 1 | 64% | 0% | 0% | 2 | 84% | 0% | 0% | 3 | 39% | 0% | 0% | 1 | 8% | 0% | 0% | 1 |  | 0% | 0% | 1 | 0.28 | 0% | 0% | 1 | 0% | 0% | 0% | 1 | 0 | 2 | 75% | 1% | 76% | 5 | 53% | 0% | 0% | 2 | 41% | 0% | 0% | 1 | 65% | 0% | 0% | 2 | 81% | 0% | 0% | 3 | 42% | 0% | 0% | 1 | 8% | 0% | 0% | 1
581 | Fitch Mountain | 0 | 0 | 10 | 0% | 0% | 1 | 0.18 | 0% | 0% | 1 | 19% | 0% | 0% | 1 | 0 | 2 | 0% | 0% | 0% | 1 | 17% | 0% | 0% | 1 | 52% | 0% | 0% | 2 | 85% | 0% | 0% | 3 | 96% | 0% | 0% | 5 | 19% | 0% | 0% | 1 | 5% | 0% | 0% | 1 |  | 0% | 0% | 1 | 0.15 | 0% | 0% | 1 | 15% | 0% | 0% | 1 | 0 | 2 | 9% | 0% | 9% | 1 | 35% | 0% | 0% | 1 | 51% | 0% | 0% | 2 | 85% | 0% | 0% | 3 | 92% | 0% | 0% | 4 | 31% | 0% | 0% | 1 | 4% | 0% | 0% | 1 |  | 0% | 0% | 1 | 0.14 | 0% | 0% | 1 | 10% | 0% | 0% | 1 | 0 | 2 | 16% | 0% | 16% | 1 | 47% | 0% | 0% | 1 | 48% | 0% | 0% | 1 | 77% | 0% | 0% | 3 | 89% | 0% | 0% | 3 | 34% | 0% | 0% | 1 | 3% | 0% | 0% | 1 |  | 0% | 0% | 1 | 0.13 | 0% | 0% | 1 | 7% | 0% | 0% | 1 | 0 | 2 | 25% | 6% | 31% | 2 | 55% | 0% | 0% | 2 | 46% | 0% | 0% | 1 | 74% | 0% | 0% | 3 | 90% | 0% | 0% | 4 | 38% | 0% | 0% | 1 | 3% | 0% | 0% | 1
582 | Stockton A | 0 | 0 | 10 | 0% | 0% | 1 | 0.15 | 0% | 0% | 1 | 66% | 0% | 0% | 2 | 0 | 2 | 0% | 0% | 0% | 1 | 0% | 0% | 0% | 1 | 18% | 0% | 0% | 1 | 21% | 0% | 0% | 1 | 21% | 0% | 0% | 1 | 0% | 0% | 0% | 1 | 4% | 0% | 0% | 1 |  | 0% | 0% | 1 | 0.14 | 0% | 0% | 1 | 76% | 0% | 0% | 3 | 0 | 2 | 0% | 0% | 0% | 1 | 0% | 0% | 0% | 1 | 1% | 0% | 0% | 1 | 5% | 0% | 0% | 1 | 5% | 0% | 0% | 1 | 0% | 0% | 0% | 1 | 3% | 0% | 0% | 1 |  | 0% | 0% | 1 | 0.17 | 0% | 0% | 1 | 69% | 0% | 0% | 2 | 0 | 2 | 0% | 0% | 0% | 1 | 11% | 0% | 0% | 1 | 9% | 0% | 0% | 1 | 15% | 0% | 0% | 1 | 24% | 0% | 0% | 1 | 0% | 0% | 0% | 1 | 5% | 0% | 0% | 1 |  | 0% | 0% | 1 | 0.17 | 0% | 0% | 1 | 60% | 0% | 0% | 2 | 0 | 2 | 5% | 0% | 5% | 1 | 20% | 0% | 0% | 1 | 13% | 0% | 0% | 1 | 23% | 0% | 0% | 1 | 36% | 0% | 0% | 1 | 3% | 0% | 0% | 1 | 8% | 0% | 0% | 1
583 | Saratoga | 0 | 0 | 10 | 0% | 0% | 1 | 0.21 | 0% | 0% | 1 | 6% | 0% | 0% | 1 | 0 | 2 | 0% | 0% | 0% | 1 | 100% | 0% | 0% | 5 | 0% | 0% | 0% | 1 | 100% | 0% | 0% | 5 | 100% | 0% | 0% | 5 | 34% | 0% | 0% | 1 | 2% | 0% | 0% | 1 |  | 0% | 0% | 1 | 0.18 | 0% | 0% | 1 | 1% | 0% | 0% | 1 | 0 | 2 | 4% | 0% | 4% | 1 | 79% | 0% | 0% | 3 | 2% | 0% | 0% | 1 | 68% | 0% | 0% | 2 | 95% | 0% | 0% | 5 | 23% | 0% | 0% | 1 | 1% | 0% | 0% | 1 |  | 0% | 0% | 1 | 0.22 | 0% | 0% | 1 | 0% | 0% | 0% | 1 | 0 | 2 | 12% | 0% | 12% | 1 | 57% | 0% | 0% | 2 | 17% | 0% | 0% | 1 | 75% | 0% | 0% | 3 | 89% | 0% | 0% | 3 | 22% | 0% | 0% | 1 | 3% | 0% | 0% | 1 |  | 0% | 0% | 1 | 0.17 | 0% | 0% | 1 | 1% | 0% | 0% | 1 | 0 | 2 | 29% | 0% | 29% | 2 | 55% | 0% | 0% | 2 | 33% | 0% | 0% | 1 | 71% | 0% | 0% | 3 | 87% | 0% | 0% | 3 | 39% | 0% | 0% | 1 | 5% | 0% | 0% | 1
584 | Christie | 0 | 0 | 10 | 0% | 0% | 1 | 0.7 | 0% | 0% | 1 | 0% | 0% | 0% | 1 | 0 | 2 | 60% | 0% | 60% | 3 | 11% | 0% | 0% | 1 | 53% | 0% | 0% | 2 | 73% | 0% | 0% | 3 | 73% | 0% | 0% | 3 | 16% | 0% | 0% | 1 | 2% | 0% | 0% | 1 |  | 0% | 0% | 1 | 0.69 | 0% | 0% | 1 | 0% | 0% | 0% | 1 | 0 | 2 | 39% | 0% | 39% | 2 | 15% | 0% | 0% | 1 | 47% | 0% | 0% | 1 | 65% | 0% | 0% | 2 | 75% | 0% | 0% | 3 | 12% | 0% | 0% | 1 | 9% | 0% | 0% | 1 |  | 0% | 0% | 1 | 0.38 | 0% | 0% | 1 | 1% | 0% | 0% | 1 | 0 | 2 | 36% | 0% | 36% | 2 | 30% | 0% | 0% | 1 | 44% | 0% | 0% | 1 | 55% | 0% | 0% | 2 | 77% | 0% | 0% | 3 | 14% | 0% | 0% | 1 | 16% | 0% | 0% | 1 |  | 0% | 0% | 1 | 0.4 | 0% | 0% | 1 | 8% | 0% | 0% | 1 | 0 | 2 | 34% | 0% | 34% | 2 | 44% | 0% | 0% | 1 | 32% | 0% | 0% | 1 | 45% | 0% | 0% | 1 | 76% | 0% | 0% | 3 | 18% | 0% | 0% | 1 | 15% | 0% | 0% | 1
585 | Las Aguilas | 0 | 0 | 10 | 0% | 0% | 1 | 0.05 | 0% | 0% | 1 | 1% | 0% | 0% | 1 | 0 | 2 | 71% | 24% | 95% | 5 | 68% | 0% | 0% | 2 | 27% | 0% | 0% | 1 | 57% | 0% | 0% | 2 | 87% | 0% | 0% | 3 | 67% | 0% | 0% | 2 | 0% | 0% | 0% | 1 |  | 0% | 0% | 1 | 0.05 | 0% | 0% | 1 | 0% | 0% | 0% | 1 | 0 | 2 | 45% | 48% | 93% | 5 | 79% | 0% | 0% | 3 | 20% | 0% | 0% | 1 | 37% | 0% | 0% | 1 | 87% | 0% | 0% | 3 | 83% | 0% | 0% | 3 | 1% | 0% | 0% | 1 |  | 0% | 0% | 1 | 0.05 | 0% | 0% | 1 | 11% | 0% | 0% | 1 | 0 | 2 | 48% | 33% | 81% | 5 | 73% | 0% | 0% | 3 | 15% | 0% | 0% | 1 | 27% | 0% | 0% | 1 | 81% | 0% | 0% | 3 | 70% | 0% | 0% | 3 | 2% | 0% | 0% | 1 |  | 0% | 0% | 1 | 0.05 | 0% | 0% | 1 | 18% | 0% | 0% | 1 | 0 | 2 | 46% | 25% | 71% | 4 | 63% | 0% | 0% | 2 | 17% | 0% | 0% | 1 | 30% | 0% | 0% | 1 | 72% | 0% | 0% | 3 | 58% | 0% | 0% | 2 | 2% | 0% | 0% | 1
586 | Monroe | 0 | 0 | 10 | 0% | 0% | 1 | 0.37 | 0% | 0% | 1 | 36% | 0% | 0% | 1 | 0 | 2 | 0% | 0% | 0% | 1 | 16% | 0% | 0% | 1 | 52% | 0% | 0% | 2 | 81% | 0% | 0% | 3 | 81% | 0% | 0% | 3 | 1% | 0% | 0% | 1 | 11% | 0% | 0% | 1 |  | 0% | 0% | 1 | 0.27 | 0% | 0% | 1 | 14% | 0% | 0% | 1 | 0 | 2 | 13% | 0% | 13% | 1 | 41% | 0% | 0% | 1 | 51% | 0% | 0% | 2 | 79% | 0% | 0% | 3 | 85% | 0% | 0% | 3 | 14% | 0% | 0% | 1 | 5% | 0% | 0% | 1 |  | 0% | 0% | 1 | 0.19 | 0% | 0% | 1 | 9% | 0% | 0% | 1 | 0 | 2 | 27% | 0% | 27% | 2 | 47% | 0% | 0% | 1 | 46% | 0% | 0% | 1 | 72% | 0% | 0% | 3 | 86% | 0% | 0% | 3 | 25% | 0% | 0% | 1 | 5% | 0% | 0% | 1 |  | 0% | 0% | 1 | 0.16 | 0% | 0% | 1 | 9% | 0% | 0% | 1 | 0 | 2 | 29% | 0% | 29% | 2 | 58% | 0% | 0% | 2 | 41% | 0% | 0% | 1 | 69% | 0% | 0% | 2 | 89% | 0% | 0% | 3 | 33% | 0% | 0% | 1 | 5% | 0% | 0% | 1
587 | Elliot | 0 | 0 | 10 | 0% | 0% | 1 | 0.26 | 0% | 0% | 1 | 0% | 0% | 0% | 1 | 0 | 2 | 99% | 0% | 99% | 5 | 99% | 0% | 0% | 5 | 96% | 0% | 0% | 5 | 0% | 0% | 0% | 1 | 100% | 0% | 0% | 5 | 9% | 0% | 0% | 1 | 6% | 0% | 0% | 1 |  | 0% | 0% | 1 | 0.36 | 0% | 0% | 1 | 0% | 0% | 0% | 1 | 0 | 2 | 28% | 9% | 37% | 2 | 38% | 0% | 0% | 1 | 37% | 0% | 0% | 1 | 37% | 0% | 0% | 1 | 74% | 0% | 0% | 3 | 12% | 0% | 0% | 1 | 2% | 0% | 0% | 1 |  | 0% | 0% | 1 | 0.21 | 0% | 0% | 1 | 0% | 0% | 0% | 1 | 0 | 2 | 28% | 44% | 72% | 5 | 58% | 0% | 0% | 2 | 48% | 0% | 0% | 1 | 66% | 0% | 0% | 2 | 93% | 0% | 0% | 4 | 14% | 0% | 0% | 1 | 4% | 0% | 0% | 1 |  | 0% | 0% | 1 | 0.22 | 0% | 0% | 1 | 0% | 0% | 0% | 1 | 0 | 2 | 32% | 52% | 84% | 5 | 46% | 0% | 0% | 1 | 51% | 0% | 0% | 2 | 72% | 0% | 0% | 3 | 88% | 0% | 0% | 3 | 24% | 0% | 0% | 1 | 4% | 0% | 0% | 1
588 | Sunset | 0 | 0 | 10 | 0% | 0% | 1 | 0.06 | 0% | 0% | 1 | 0% | 0% | 0% | 1 | 0 | 2 | 3% | 0% | 3% | 1 | 4% | 0% | 0% | 1 | 27% | 0% | 0% | 1 | 29% | 0% | 0% | 1 | 30% | 0% | 0% | 1 | 41% | 0% | 0% | 1 | 0% | 0% | 0% | 1 |  | 0% | 0% | 1 | 0.05 | 0% | 0% | 1 | 0% | 0% | 0% | 1 | 0 | 2 | 6% | 0% | 6% | 1 | 17% | 0% | 0% | 1 | 23% | 0% | 0% | 1 | 58% | 0% | 0% | 2 | 58% | 0% | 0% | 2 | 15% | 0% | 0% | 1 | 0% | 0% | 0% | 1 |  | 0% | 0% | 1 | 0.09 | 0% | 0% | 1 | 13% | 0% | 0% | 1 | 0 | 2 | 4% | 0% | 4% | 1 | 24% | 0% | 0% | 1 | 33% | 0% | 0% | 1 | 70% | 0% | 0% | 3 | 74% | 0% | 0% | 3 | 9% | 0% | 0% | 1 | 0% | 0% | 0% | 1 |  | 0% | 0% | 1 | 0.09 | 0% | 0% | 1 | 23% | 0% | 0% | 1 | 0 | 2 | 8% | 0% | 8% | 1 | 29% | 0% | 0% | 1 | 30% | 0% | 0% | 1 | 61% | 0% | 0% | 2 | 72% | 0% | 0% | 3 | 11% | 0% | 0% | 1 | 5% | 0% | 0% | 1
589 | Herndon | 0 | 0 | 10 | 0% | 0% | 1 | 0.15 | 0% | 0% | 1 | 52% | 0% | 0% | 2 | 0 | 2 | 17% | 0% | 17% | 1 | 22% | 0% | 0% | 1 | 7% | 0% | 0% | 1 | 7% | 0% | 0% | 1 | 29% | 0% | 0% | 1 | 0% | 0% | 0% | 1 | 4% | 0% | 0% | 1 |  | 0% | 0% | 1 | 0.19 | 0% | 0% | 1 | 60% | 0% | 0% | 2 | 0 | 2 | 19% | 0% | 19% | 1 | 14% | 0% | 0% | 1 | 23% | 0% | 0% | 1 | 24% | 0% | 0% | 1 | 34% | 0% | 0% | 1 | 3% | 0% | 0% | 1 | 7% | 0% | 0% | 1 |  | 0% | 0% | 1 | 0.17 | 0% | 0% | 1 | 49% | 0% | 0% | 1 | 0 | 2 | 27% | 0% | 27% | 2 | 19% | 0% | 0% | 1 | 32% | 0% | 0% | 1 | 33% | 0% | 0% | 1 | 44% | 0% | 0% | 1 | 11% | 0% | 0% | 1 | 14% | 0% | 0% | 1 |  | 0% | 0% | 1 | 0.16 | 0% | 0% | 1 | 37% | 0% | 0% | 1 | 0 | 2 | 31% | 0% | 31% | 2 | 30% | 0% | 0% | 1 | 30% | 0% | 0% | 1 | 30% | 0% | 0% | 1 | 49% | 0% | 0% | 1 | 16% | 0% | 0% | 1 | 14% | 0% | 0% | 1
590 | Menlo | 0 | 0 | 10 | 0% | 0% | 1 | 0.53 | 0% | 0% | 1 | 0% | 0% | 0% | 1 | 0 | 2 | 0% | 0% | 0% | 1 | 55% | 0% | 0% | 2 | 86% | 0% | 0% | 3 | 95% | 0% | 0% | 5 | 96% | 0% | 0% | 5 | 10% | 0% | 0% | 1 | 7% | 0% | 0% | 1 |  | 0% | 0% | 1 | 0.46 | 0% | 0% | 1 | 0% | 0% | 0% | 1 | 0 | 2 | 0% | 0% | 0% | 1 | 71% | 0% | 0% | 3 | 67% | 0% | 0% | 2 | 77% | 0% | 0% | 3 | 96% | 0% | 0% | 5 | 46% | 0% | 0% | 1 | 10% | 0% | 0% | 1 |  | 0% | 0% | 1 | 0.29 | 0% | 0% | 1 | 1% | 0% | 0% | 1 | 0 | 2 | 0% | 0% | 0% | 1 | 49% | 0% | 0% | 1 | 58% | 0% | 0% | 2 | 75% | 0% | 0% | 3 | 89% | 0% | 0% | 3 | 45% | 0% | 0% | 1 | 12% | 0% | 0% | 1 |  | 0% | 0% | 1 | 0.26 | 0% | 0% | 1 | 1% | 0% | 0% | 1 | 0 | 2 | 12% | 0% | 12% | 1 | 45% | 0% | 0% | 1 | 50% | 0% | 0% | 2 | 73% | 0% | 0% | 3 | 86% | 0% | 0% | 3 | 39% | 0% | 0% | 1 | 9% | 0% | 0% | 1
591 | Mountain Pass | 0 | 0 | 10 | 0% | 0% | 1 | 0.03 | 0% | 0% | 1 | 0% | 0% | 0% | 1 | 0 | 2 | 0% | 0% | 0% | 1 | 100% | 0% | 0% | 5 | 100% | 0% | 0% | 5 | 0% | 0% | 0% | 1 | 100% | 0% | 0% | 5 | 5% | 0% | 0% | 1 | 0% | 0% | 0% | 1 |  | 0% | 0% | 1 | 0.02 | 0% | 0% | 1 | 0% | 0% | 0% | 1 | 0 | 2 | 0% | 0% | 0% | 1 | 41% | 0% | 0% | 1 | 59% | 0% | 0% | 2 | 21% | 0% | 0% | 1 | 61% | 0% | 0% | 2 | 63% | 0% | 0% | 2 | 0% | 0% | 0% | 1 |  | 0% | 0% | 1 | 0.02 | 0% | 0% | 1 | 0% | 0% | 0% | 1 | 0 | 2 | 0% | 0% | 0% | 1 | 22% | 0% | 0% | 1 | 31% | 0% | 0% | 1 | 11% | 0% | 0% | 1 | 32% | 0% | 0% | 1 | 55% | 0% | 0% | 2 | 0% | 0% | 0% | 1 |  | 0% | 0% | 1 | 0.03 | 0% | 0% | 1 | 0% | 0% | 0% | 1 | 0 | 2 | 0% | 0% | 0% | 1 | 8% | 0% | 0% | 1 | 13% | 0% | 0% | 1 | 5% | 0% | 0% | 1 | 13% | 0% | 0% | 1 | 36% | 0% | 0% | 1 | 0% | 0% | 0% | 1
592 | San Jose A | 0 | 0 | 10 | 0% | 0% | 1 | 0 | 0% | 0% | 1 | 0% | 0% | 0% | 1 | 0 | 2 | 0% | 0% | 0% | 1 | 0% | 0% | 0% | 1 | 0% | 0% | 0% | 1 | 0% | 0% | 0% | 1 | 0% | 0% | 0% | 1 | 0% | 0% | 0% | 1 | 0% | 0% | 0% | 1 |  | 0% | 0% | 1 | 0.1 | 0% | 0% | 1 | 0% | 0% | 0% | 1 | 0 | 2 | 99% | 0% | 99% | 5 | 9% | 0% | 0% | 1 | 4% | 0% | 0% | 1 | 10% | 0% | 0% | 1 | 18% | 0% | 0% | 1 | 62% | 0% | 0% | 2 | 4% | 0% | 0% | 1 |  | 0% | 0% | 1 | 0.11 | 0% | 0% | 1 | 1% | 0% | 0% | 1 | 0 | 2 | 73% | 1% | 74% | 3 | 68% | 0% | 0% | 2 | 29% | 0% | 0% | 1 | 51% | 0% | 0% | 2 | 79% | 0% | 0% | 3 | 54% | 0% | 0% | 2 | 5% | 0% | 0% | 1 |  | 0% | 0% | 1 | 0.14 | 0% | 0% | 1 | 1% | 0% | 0% | 1 | 0 | 2 | 59% | 10% | 69% | 3 | 71% | 0% | 0% | 3 | 28% | 0% | 0% | 1 | 52% | 0% | 0% | 2 | 85% | 0% | 0% | 3 | 57% | 0% | 0% | 2 | 4% | 0% | 0% | 1
593 | Artesian | 0 | 0 | 10 | 0% | 0% | 1 | 0.37 | 0% | 0% | 1 | 1% | 0% | 0% | 1 | 0 | 2 | 31% | 0% | 31% | 2 | 20% | 0% | 0% | 1 | 51% | 0% | 0% | 2 | 33% | 0% | 0% | 1 | 62% | 0% | 0% | 2 | 9% | 0% | 0% | 1 | 9% | 0% | 0% | 1 |  | 0% | 0% | 1 | 0.25 | 0% | 0% | 1 | 1% | 0% | 0% | 1 | 0 | 2 | 52% | 24% | 76% | 5 | 50% | 0% | 0% | 2 | 51% | 0% | 0% | 2 | 49% | 0% | 0% | 1 | 83% | 0% | 0% | 3 | 6% | 0% | 0% | 1 | 6% | 0% | 0% | 1 |  | 0% | 0% | 1 | 0.23 | 0% | 0% | 1 | 2% | 0% | 0% | 1 | 0 | 2 | 35% | 54% | 89% | 5 | 58% | 0% | 0% | 2 | 43% | 0% | 0% | 1 | 45% | 0% | 0% | 1 | 75% | 0% | 0% | 3 | 27% | 0% | 0% | 1 | 6% | 0% | 0% | 1 |  | 0% | 0% | 1 | 0.31 | 0% | 0% | 1 | 3% | 0% | 0% | 1 | 0 | 2 | 33% | 50% | 83% | 5 | 48% | 0% | 0% | 1 | 22% | 0% | 0% | 1 | 33% | 0% | 0% | 1 | 59% | 0% | 0% | 2 | 29% | 0% | 0% | 1 | 6% | 0% | 0% | 1
594 | Thousandaire | 0 | 0 | 10 | 0% | 0% | 1 | 0.01 | 0% | 0% | 1 | 0% | 0% | 0% | 1 | 0 | 2 | 0% | 0% | 0% | 1 | 0% | 0% | 0% | 1 | 0% | 0% | 0% | 1 | 0% | 0% | 0% | 1 | 0% | 0% | 0% | 1 | 1% | 0% | 0% | 1 | 0% | 0% | 0% | 1 |  | 0% | 0% | 1 | 0.03 | 0% | 0% | 1 | 0% | 0% | 0% | 1 | 0 | 2 | 0% | 0% | 0% | 1 | 4% | 0% | 0% | 1 | 0% | 0% | 0% | 1 | 5% | 0% | 0% | 1 | 7% | 0% | 0% | 1 | 12% | 0% | 0% | 1 | 0% | 0% | 0% | 1 |  | 0% | 0% | 1 | 0.51 | 0% | 0% | 1 | 0% | 0% | 0% | 1 | 0 | 2 | 0% | 0% | 0% | 1 | 3% | 0% | 0% | 1 | 1% | 0% | 0% | 1 | 18% | 0% | 0% | 1 | 19% | 0% | 0% | 1 | 13% | 0% | 0% | 1 | 0% | 0% | 0% | 1 |  | 0% | 0% | 1 | 0.46 | 0% | 0% | 1 | 0% | 0% | 0% | 1 | 0 | 2 | 0% | 0% | 0% | 1 | 2% | 0% | 0% | 1 | 1% | 0% | 0% | 1 | 17% | 0% | 0% | 1 | 18% | 0% | 0% | 1 | 12% | 0% | 0% | 1 | 0% | 0% | 0% | 1

## Land_OOS_Analysis_Solar_2036
Land-use and environmental criteria analysis for 2036 utility-scale solar resources mapped to Nevada or Arizona areas of the CAISO system for 5, 10, 15, and 20 mile radii from substations. This analysis uses the values from the "LandEnvData_SolarWind_OOS" tab to calculate criteria alignment. |  |  | Utility-scale Solar Resource Density Assumption
|  |  | 10 | Acres/MW
[5 empty] | 5 Mile Radius Analysis |  |  | 10 Mile Radius Analysis |  |  | 15 Mile Radius Analysis |  |  | 20 Mile Radius Analysis
[5 empty] | WECC Land-Use Screen |  |  | WECC Land-Use Screen |  |  | WECC Land-Use Screen |  |  | WECC Land-Use Screen
OBJECTID | IRP_Substation_Name | MWs Mapped | Acres of MWs Mapped | Distance from Substation Selected | Lower Implications Area used by MWs Mapped | High Implications Area used by MWs Mapped | Core Screen Criteria Alignment Level | Lower Implications Area used by MWs Mapped | High Implications Area used by MWs Mapped | Core Screen Criteria Alignment Level | Lower Implications Area used by MWs Mapped | High Implications Area used by MWs Mapped | Core Screen Criteria Alignment Level | Lower Implications Area used by MWs Mapped | High Implications Area used by MWs Mapped | Core Screen Criteria Alignment Level
1 | DELANEY | 1860 | 18600 | 10 | 148.6% | 64.05% | 5 | 38.22% | 0% | 2 | 14.84% | 0% | 1 | 9.159% | 0% | 1
2 | CARPENTER CANYON (FKA GAMEBIRD) | 0 | 0 | 10 | 0% | 0% | 1 | 0% | 0% | 1 | 0% | 0% | 1 | 0% | 0% | 1
3 | MOHAVE | 0 | 0 | 10 | 0% | 0% | 1 | 0% | 0% | 1 | 0% | 0% | 1 | 0% | 0% | 1
4 | HASSAYAMPA | 5634.5 | 56345 | 10 | 284.1% | 346.4% | 5 | 105.9% | 8.308% | 4 | 55.31% | 0% | 3 | 35.84% | 0% | 2
5 | ELDORADO | 0 | 0 | 10 | 0% | 0% | 1 | 0% | 0% | 1 | 0% | 0% | 1 | 0% | 0% | 1
6 | NORTH GILA | 500 | 5000 | 10 | 577.4% | 21.14% | 5 | 221% | 5.029% | 4 | 116.3% | 0.8021% | 4 | 43.46% | 0% | 2
7 | LATHROP | 560 | 5600 | 10 | 56.9% | 0% | 3 | 10.61% | 0% | 1 | 4.8% | 0% | 1 | 3.963% | 0% | 1
8 | BEATTY | 0 | 0 | 10 | 0% | 0% | 1 | 0% | 0% | 1 | 0% | 0% | 1 | 0% | 0% | 1
9 | VALLEY (VEA) | 0 | 0 | 10 | 0% | 0% | 1 | 0% | 0% | 1 | 0% | 0% | 1 | 0% | 0% | 1
10 | INNOVATION | 0 | 0 | 10 | 0% | 0% | 1 | 0% | 0% | 1 | 0% | 0% | 1 | 0% | 0% | 1
11 | HOODOO WASH | 5230.5 | 52305 | 10 | 428.8% | 1175% | 5 | 108.9% | 44.14% | 5 | 61.49% | 0% | 3 | 44.32% | 0% | 2
12 | VISTA (VEA) | 0 | 0 | 10 | 0% | 0% | 1 | 0% | 0% | 1 | 0% | 0% | 1 | 0% | 0% | 1
13 | DESERT VIEW | 0 | 0 | 10 | 0% | 0% | 1 | 0% | 0% | 1 | 0% | 0% | 1 | 0% | 0% | 1
14 | CIELO AZUL | 2520 | 25200 | 15 | 125.7% | 120.4% | 5 | 39% | 0% | 2 | 23.02% | 0% | 2 | 15.98% | 0% | 1
15 | TROUT CANYON | 1015 | 10150 | 15 | 891.9% | 139.9% | 5 | 90.68% | 0% | 4 | 47.7% | 0% | 2 | 29.2% | 0% | 2
16 | SLOAN CANYON | 0 | 0 | 10 | 0% | 0% | 1 | 0% | 0% | 1 | 0% | 0% | 1 | 0% | 0% | 1
17 | CHARLESTON | 0 | 0 | 10 | 0% | 0% | 1 | 0% | 0% | 1 | 0% | 0% | 1 | 0% | 0% | 1
18 | JACKASS (DOE) | 0 | 0 | 10 | 0% | 0% | 1 | 0% | 0% | 1 | 0% | 0% | 1 | 0% | 0% | 1
19 | MCCULLOUGH | 0 | 0 | 0 | #N/A | #N/A | #N/A | #N/A | #N/A | #N/A | #N/A | #N/A | #N/A | #N/A | #N/A | #N/A
20 | MEAD | 0 | 0 | 0 | 0% | 0% | 1 | 0% | 0% | 1 | 0% | 0% | 1 | 0% | 0% | 1
21 | MERCURY | 0 | 0 | 10 | 0% | 0% | 1 | 0% | 0% | 1 | 0% | 0% | 1 | 0% | 0% | 1
22 | NORTHWEST (NVE) | 0 | 0 | 0 | #N/A | #N/A | #N/A | #N/A | #N/A | #N/A | #N/A | #N/A | #N/A | #N/A | #N/A | #N/A
23 | PAHRUMP | 0 | 0 | 10 | 0% | 0% | 1 | 0% | 0% | 1 | 0% | 0% | 1 | 0% | 0% | 1
24 | PALO VERDE | 0 | 0 | 10 | 0% | 0% | 1 | 0% | 0% | 1 | 0% | 0% | 1 | 0% | 0% | 1
25 | PRIMM | 0 | 0 | 10 | 0% | 0% | 1 | 0% | 0% | 1 | 0% | 0% | 1 | 0% | 0% | 1
26 | SANDY | 0 | 0 | 10 | 0% | 0% | 1 | 0% | 0% | 1 | 0% | 0% | 1 | 0% | 0% | 1
27 | THOUSANDAIRE | 0 | 0 | 10 | 0% | 0% | 1 | 0% | 0% | 1 | 0% | 0% | 1 | 0% | 0% | 1
28 | VALLEY SWITCH | 0 | 0 | 10 | 0% | 0% | 1 | 0% | 0% | 1 | 0% | 0% | 1 | 0% | 0% | 1

## Land_EnvAnalysis_Wind_2036
Land-use and environmental criteria analysis for 2036 onshore wind resources mapped to in-California areas for 10, 15, 20 and 30 mile radii from substations. This analysis uses the values from the "LandEnv_Wind_Data_Xmi" 10 through 30 mile tabs to calculate criteria alignment. |  |  | Onshore Wind Resource Density Assumption
[8 empty] | Parcelizations, Cropland Index, and Overdrafted Groundwater Criteria are not applied for onshore wind | [78 empty] | 20 | [40 empty] | 30
|  |  | 40 | Acres/MW | 10-mile Radius From Substation Analysis | [40 empty] | 15-mile Radius From Substation Analysis | [40 empty] | 20-mile Radius From Substation Analysis | [40 empty] | 30-mile Radius From Substation Analysis
[5 empty] | 3. Land-use Feasibility Criteria Analysis | [16 empty] | 4. Environmental (Conservation and Biological) Impact Factors Criteria Analysis | [23 empty] | 3. Land-use Feasibility Criteria Analysis | [16 empty] | 4. Environmental (Conservation and Biological) Impact Factors Criteria Analysis | [23 empty] | 3. Land-use Feasibility Criteria Analysis | [16 empty] | 4. Environmental (Conservation and Biological) Impact Factors Criteria Analysis | [23 empty] | 3. Land-use Feasibility Criteria Analysis | [16 empty] | 4. Environmental (Conservation and Biological) Impact Factors Criteria Analysis
[5 empty] | CEC Core Land-Use Screen |  |  | CEC's Parcelization |  |  |  | CEC's Cropland Index |  |  |  | Criticially Overdrafted Groundwater Basin |  | Fire Threat |  |  |  | ACE Terrestrial Connectivity |  |  |  | ACE Biodiversity |  |  |  | ACE Irreplaceability |  |  |  | ACE Combined |  |  |  | Terrestrial Landscape Intactness |  |  |  | Wetlands |  |  |  | CEC Core Land-Use Screen |  |  | CEC's Parcelization |  |  |  | CEC's Cropland Index |  |  |  | Criticially Overdrafted Groundwater Basin |  | Fire Threat |  |  |  | ACE Terrestrial Connectivity |  |  |  | ACE Biodiversity |  |  |  | ACE Irreplaceability |  |  |  | ACE Combined |  |  |  | Terrestrial Landscape Intactness |  |  |  | Wetlands |  |  |  | CEC Core Land-Use Screen |  |  | CEC's Parcelization |  |  |  | CEC's Cropland Index |  |  |  | Criticially Overdrafted Groundwater Basin |  | Fire Threat |  |  |  | ACE Terrestrial Connectivity |  |  |  | ACE Biodiversity |  |  |  | ACE Irreplaceability |  |  |  | ACE Combined |  |  |  | Terrestrial Landscape Intactness |  |  |  | Wetlands |  |  |  | CEC Core Land-Use Screen |  |  | CEC's Parcelization |  |  |  | CEC's Cropland Index |  |  |  | Criticially Overdrafted Groundwater Basin |  | Fire Threat |  |  |  | ACE Terrestrial Connectivity |  |  |  | ACE Biodiversity |  |  |  | ACE Irreplaceability |  |  |  | ACE Combined |  |  |  | Terrestrial Landscape Intactness |  |  |  | Wetlands
OBJECTID | IRP_Substation_Name | MWs Mapped | Acres of MWs Mapped | Distance from Substation Selected | Lower Implications Area used by MWs Mapped | High Implications Area used by MWs Mapped | Core Screen Criteria Alignment Level | Substation's 10th Percentile Value Parcelization | Low Parcelization (P ≤ 6) Area used by MWs Mapped | Medium Parcelization (6 < P ≤ 30) Area used by MWs Mapped | Parcelization Criteria Alignment Level | Total Potential Area Percentage High Value Cropland | Low Value Cropland used by MWs Mapped | High Value Cropland used by MWs Mapped | Cropland Index Criteria Alignment Level | Majority of Area within Critically Overdrafted Basin | Overdrafted Basin Criteria Alignment Level | Total Potential Area Percentage Tier 2 | Total Potential Area Percentage Tier 3 | Total Potential Area Percentage Tier 2 or 3 | Fire Threat Criteria Alignment Level | Total Potential Area Percentage Higher Implications | Low Implications Area used by MWs Mapped | Higher Implications Area used by MWs Mapped | ACE Connectivity Criteria Alignment | Total Potential Area Percentage Higher Implications | Low Implications Area used by MWs Mapped | Higher Implications Area used by MWs Mapped | ACE Biodiversity Criteria Alignment | Total Potential Area Percentage Higher Implications | Low Implications Area used by MWs Mapped | Higher Implications Area used by MWs Mapped | ACE Irreplaceability Criteria Alignment | Total Potential Area Percentage Higher Implications | Low Implications Area used by MWs Mapped | Higher Implications Area used by MWs Mapped | All ACE Criteria Alignment | Total Potential Area Percentage Higher Implications | Low Implications Area used by MWs Mapped | Higher Implications Area used by MWs Mapped | Intactness Criteria Alignment | Total Potential Area Percentage Higher Implications | Low Implications Area used by MWs Mapped | Higher Implications Area used by MWs Mapped | Wetlands Criteria Alignment | Lower Implications Area used by MWs Mapped | High Implications Area used by MWs Mapped | Core Screen Criteria Alignment Level | Substation's 10th Percentile Value Parcelization | Low Parcelization (P ≤ 6) Area used by MWs Mapped | Medium Parcelization (6 < P ≤ 30) Area used by MWs Mapped | Parcelization Criteria Alignment Level | Total Potential Area Percentage High Value Cropland | Low Value Cropland used by MWs Mapped | High Value Cropland used by MWs Mapped | Cropland Index Criteria Alignment Level | Majority of Area within Critically Overdrafted Basin | Overdrafted Basin Criteria Alignment Level | Total Potential Area Percentage Tier 2 | Total Potential Area Percentage Tier 3 | Total Potential Area Percentage Tier 2 or 3 | Fire Threat Criteria Alignment Level | Total Potential Area Percentage Higher Implications | Low Implications Area used by MWs Mapped | Higher Implications Area used by MWs Mapped | ACE Connectivity Criteria Alignment | Total Potential Area Percentage Higher Implications | Low Implications Area used by MWs Mapped | Higher Implications Area used by MWs Mapped | ACE Biodiversity Criteria Alignment | Total Potential Area Percentage Higher Implications | Low Implications Area used by MWs Mapped | Higher Implications Area used by MWs Mapped | ACE Irreplaceability Criteria Alignment | Total Potential Area Percentage Higher Implications | Low Implications Area used by MWs Mapped | Higher Implications Area used by MWs Mapped | All ACE Criteria Alignment | Total Potential Area Percentage Higher Implications | Low Implications Area used by MWs Mapped | Higher Implications Area used by MWs Mapped | Intactness Criteria Alignment | Total Potential Area Percentage Higher Implications | Low Implications Area used by MWs Mapped | Higher Implications Area used by MWs Mapped | Wetlands Criteria Alignment | Lower Implications Area used by MWs Mapped | High Implications Area used by MWs Mapped | Core Screen Criteria Alignment Level | Substation's 10th Percentile Value Parcelization | Low Parcelization (P ≤ 6) Area used by MWs Mapped | Medium Parcelization (6 < P ≤ 30) Area used by MWs Mapped | Parcelization Criteria Alignment Level | Total Potential Area Percentage High Value Cropland | Low Value Cropland used by MWs Mapped | High Value Cropland used by MWs Mapped | Cropland Index Criteria Alignment Level | Majority of Area within Critically Overdrafted Basin | Overdrafted Basin Criteria Alignment Level | Total Potential Area Percentage Tier 2 | Total Potential Area Percentage Tier 3 | Total Potential Area Percentage Tier 2 or 3 | Fire Threat Criteria Alignment Level | Total Potential Area Percentage Higher Implications | Low Implications Area used by MWs Mapped | Higher Implications Area used by MWs Mapped | ACE Connectivity Criteria Alignment | Total Potential Area Percentage Higher Implications | Low Implications Area used by MWs Mapped | Higher Implications Area used by MWs Mapped | ACE Biodiversity Criteria Alignment | Total Potential Area Percentage Higher Implications | Low Implications Area used by MWs Mapped | Higher Implications Area used by MWs Mapped | ACE Irreplaceability Criteria Alignment | Total Potential Area Percentage Higher Implications | Low Implications Area used by MWs Mapped | Higher Implications Area used by MWs Mapped | All ACE Criteria Alignment | Total Potential Area Percentage Higher Implications | Low Implications Area used by MWs Mapped | Higher Implications Area used by MWs Mapped | Intactness Criteria Alignment | Total Potential Area Percentage Higher Implications | Low Implications Area used by MWs Mapped | Higher Implications Area used by MWs Mapped | Wetlands Criteria Alignment | Lower Implications Area used by MWs Mapped | High Implications Area used by MWs Mapped | Core Screen Criteria Alignment Level | Substation's 10th Percentile Value Parcelization | Low Parcelization (P ≤ 6) Area used by MWs Mapped | Medium Parcelization (6 < P ≤ 30) Area used by MWs Mapped | Parcelization Criteria Alignment Level | Total Potential Area Percentage High Value Cropland | Low Value Cropland used by MWs Mapped | High Value Cropland used by MWs Mapped | Cropland Index Criteria Alignment Level | Majority of Area within Critically Overdrafted Basin | Overdrafted Basin Criteria Alignment Level | Total Potential Area Percentage Tier 2 | Total Potential Area Percentage Tier 3 | Total Potential Area Percentage Tier 2 or 3 | Fire Threat Criteria Alignment Level | Total Potential Area Percentage Higher Implications | Low Implications Area used by MWs Mapped | Higher Implications Area used by MWs Mapped | ACE Connectivity Criteria Alignment | Total Potential Area Percentage Higher Implications | Low Implications Area used by MWs Mapped | Higher Implications Area used by MWs Mapped | ACE Biodiversity Criteria Alignment | Total Potential Area Percentage Higher Implications | Low Implications Area used by MWs Mapped | Higher Implications Area used by MWs Mapped | ACE Irreplaceability Criteria Alignment | Total Potential Area Percentage Higher Implications | Low Implications Area used by MWs Mapped | Higher Implications Area used by MWs Mapped | All ACE Criteria Alignment | Total Potential Area Percentage Higher Implications | Low Implications Area used by MWs Mapped | Higher Implications Area used by MWs Mapped | Intactness Criteria Alignment | Total Potential Area Percentage Higher Implications | Low Implications Area used by MWs Mapped | Higher Implications Area used by MWs Mapped | Wetlands Criteria Alignment
1 | Cal Flats | 0 | 0 | 0 | 0% | 0% | 1 |  |  |  |  | 0% | [5 empty] | 99% | 0% | 99% | 5 | 79% | 0% | 0% | 3 | 7% | 0% | 0% | 1 | 39% | 0% | 0% | 1 | 79% | 0% | 0% | 3 | 77% | 0% | 0% | 3 | 0% | 0% | 0% | 1 | 0% | 0% | 1 |  |  |  |  | 0% | [5 empty] | 96% | 2% | 98% | 5 | 62% | 0% | 0% | 2 | 10% | 0% | 0% | 1 | 26% | 0% | 0% | 1 | 66% | 0% | 0% | 2 | 82% | 0% | 0% | 3 | 0% | 0% | 0% | 1 | 0% | 0% | 1 |  |  |  |  | 0% | [5 empty] | 96% | 1% | 97% | 5 | 66% | 0% | 0% | 2 | 6% | 0% | 0% | 1 | 24% | 0% | 0% | 1 | 73% | 0% | 0% | 3 | 67% | 0% | 0% | 2 | 1% | 0% | 0% | 1 | 0% | 0% | 1 |  |  |  |  | 0% | [5 empty] | 84% | 7% | 91% | 5 | 68% | 0% | 0% | 2 | 4% | 0% | 0% | 1 | 20% | 0% | 0% | 1 | 74% | 0% | 0% | 3 | 63% | 0% | 0% | 2 | 1% | 0% | 0% | 1
2 | Collinsville | 0 | 0 | 0 | 0% | 0% | 1 |  |  |  |  | 3% | [5 empty] | 41% | 0% | 41% | 2 | 23% | 0% | 0% | 1 | 54% | 0% | 0% | 2 | 42% | 0% | 0% | 1 | 65% | 0% | 0% | 2 | 5% | 0% | 0% | 1 | 40% | 0% | 0% | 1 | 0% | 0% | 1 |  |  |  |  | 15% | [5 empty] | 41% | 0% | 41% | 2 | 22% | 0% | 0% | 1 | 48% | 0% | 0% | 1 | 42% | 0% | 0% | 1 | 60% | 0% | 0% | 2 | 8% | 0% | 0% | 1 | 33% | 0% | 0% | 1 | 0% | 0% | 1 |  |  |  |  | 23% | [5 empty] | 38% | 0% | 38% | 2 | 20% | 0% | 0% | 1 | 42% | 0% | 0% | 1 | 37% | 0% | 0% | 1 | 55% | 0% | 0% | 2 | 9% | 0% | 0% | 1 | 27% | 0% | 0% | 1 | 0% | 0% | 1 |  |  |  |  | 22% | [5 empty] | 47% | 0% | 47% | 2 | 31% | 0% | 0% | 1 | 39% | 0% | 0% | 1 | 40% | 0% | 0% | 1 | 59% | 0% | 0% | 2 | 13% | 0% | 0% | 1 | 21% | 0% | 0% | 1
3 | Santa Teresa | 0 | 0 | 0 | 0% | 0% | 1 |  |  |  |  | 0% | [5 empty] | 100% | 0% | 100% | 5 | 100% | 0% | 0% | 5 | 0% | 0% | 0% | 1 | 18% | 0% | 0% | 1 | 100% | 0% | 0% | 5 | 54% | 0% | 0% | 2 | 2% | 0% | 0% | 1 | 0% | 0% | 1 |  |  |  |  | 0% | [5 empty] | 89% | 11% | 100% | 5 | 78% | 0% | 0% | 3 | 37% | 0% | 0% | 1 | 38% | 0% | 0% | 1 | 84% | 0% | 0% | 3 | 94% | 0% | 0% | 4 | 1% | 0% | 0% | 1 | 0% | 0% | 1 |  |  |  |  | 0% | [5 empty] | 78% | 21% | 99% | 5 | 85% | 0% | 0% | 3 | 36% | 0% | 0% | 1 | 36% | 0% | 0% | 1 | 90% | 0% | 0% | 4 | 96% | 0% | 0% | 5 | 1% | 0% | 0% | 1 | 0% | 0% | 1 |  |  |  |  | 0% | [5 empty] | 39% | 56% | 95% | 5 | 90% | 0% | 0% | 4 | 35% | 0% | 0% | 1 | 44% | 0% | 0% | 1 | 95% | 0% | 0% | 5 | 92% | 0% | 0% | 4 | 2% | 0% | 0% | 1
4 | Carrizo Gorge | 0 | 0 | 0 | 0% | 0% | 1 |  |  |  |  | 0% | [5 empty] | 50% | 39% | 89% | 5 | 9% | 0% | 0% | 1 | 14% | 0% | 0% | 1 | 36% | 0% | 0% | 1 | 47% | 0% | 0% | 1 | 26% | 0% | 0% | 1 | 1% | 0% | 0% | 1 | 0% | 0% | 1 |  |  |  |  | 0% | [5 empty] | 44% | 44% | 88% | 5 | 8% | 0% | 0% | 1 | 15% | 0% | 0% | 1 | 38% | 0% | 0% | 1 | 48% | 0% | 0% | 1 | 32% | 0% | 0% | 1 | 1% | 0% | 0% | 1 | 0% | 0% | 1 |  |  |  |  | 0% | [5 empty] | 34% | 38% | 72% | 5 | 17% | 0% | 0% | 1 | 16% | 0% | 0% | 1 | 34% | 0% | 0% | 1 | 52% | 0% | 0% | 2 | 39% | 0% | 0% | 1 | 1% | 0% | 0% | 1 | 0% | 0% | 1 |  |  |  |  | 0% | [5 empty] | 23% | 27% | 50% | 4 | 12% | 0% | 0% | 1 | 12% | 0% | 0% | 1 | 25% | 0% | 0% | 1 | 37% | 0% | 0% | 1 | 56% | 0% | 0% | 2 | 2% | 0% | 0% | 1
5 | Avenal | 0 | 0 | 0 | 0% | 0% | 1 |  |  |  |  | 0% | [5 empty] | 100% | 0% | 100% | 5 | 60% | 0% | 0% | 2 | 0% | 0% | 0% | 1 | 0% | 0% | 0% | 1 | 60% | 0% | 0% | 2 | 87% | 0% | 0% | 3 | 0% | 0% | 0% | 1 | 0% | 0% | 1 |  |  |  |  | 0% | [5 empty] | 99% | 0% | 99% | 5 | 81% | 0% | 0% | 3 | 0% | 0% | 0% | 1 | 32% | 0% | 0% | 1 | 81% | 0% | 0% | 3 | 76% | 0% | 0% | 3 | 0% | 0% | 0% | 1 | 0% | 0% | 1 |  |  |  |  | 0% | [5 empty] | 98% | 0% | 98% | 5 | 63% | 0% | 0% | 2 | 10% | 0% | 0% | 1 | 25% | 0% | 0% | 1 | 66% | 0% | 0% | 2 | 82% | 0% | 0% | 3 | 0% | 0% | 0% | 1 | 0% | 0% | 1 |  |  |  |  | 0% | [5 empty] | 91% | 2% | 93% | 5 | 72% | 0% | 0% | 3 | 5% | 0% | 0% | 1 | 20% | 0% | 0% | 1 | 77% | 0% | 0% | 3 | 68% | 0% | 0% | 2 | 1% | 0% | 0% | 1
6 | Crazy Horse Canyon | 0 | 0 | 0 | 0% | 0% | 1 |  |  |  |  | 0% | [5 empty] | 0% | 0% | 0% | 1 | 0% | 0% | 0% | 1 | 100% | 0% | 0% | 5 | 100% | 0% | 0% | 5 | 100% | 0% | 0% | 5 | 0% | 0% | 0% | 1 | 96% | 0% | 0% | 5 | 0% | 0% | 1 |  |  |  |  | 1% | [5 empty] | 0% | 0% | 0% | 1 | 11% | 0% | 0% | 1 | 63% | 0% | 0% | 2 | 64% | 0% | 0% | 2 | 75% | 0% | 0% | 3 | 0% | 0% | 0% | 1 | 29% | 0% | 0% | 1 | 0% | 0% | 1 |  |  |  |  | 71% | [5 empty] | 12% | 0% | 12% | 1 | 12% | 0% | 0% | 1 | 7% | 0% | 0% | 1 | 7% | 0% | 0% | 1 | 19% | 0% | 0% | 1 | 10% | 0% | 0% | 1 | 4% | 0% | 0% | 1 | 0% | 0% | 1 |  |  |  |  | 39% | [5 empty] | 22% | 26% | 48% | 4 | 45% | 0% | 0% | 1 | 6% | 0% | 0% | 1 | 12% | 0% | 0% | 1 | 53% | 0% | 0% | 2 | 46% | 0% | 0% | 1 | 4% | 0% | 0% | 1
7 | Estrella | 0 | 0 | 0 | 0% | 0% | 1 |  |  |  |  | 0% | [5 empty] | 100% | 0% | 100% | 5 | 0% | 0% | 0% | 1 | 0% | 0% | 0% | 1 | 0% | 0% | 0% | 1 | 0% | 0% | 0% | 1 | 30% | 0% | 0% | 1 | 0% | 0% | 0% | 1 | 0% | 0% | 1 |  |  |  |  | 0% | [5 empty] | 92% | 8% | 100% | 5 | 57% | 0% | 0% | 2 | 30% | 0% | 0% | 1 | 37% | 0% | 0% | 1 | 58% | 0% | 0% | 2 | 30% | 0% | 0% | 1 | 2% | 0% | 0% | 1 | 0% | 0% | 1 |  |  |  |  | 0% | [5 empty] | 77% | 22% | 99% | 5 | 64% | 0% | 0% | 2 | 18% | 0% | 0% | 1 | 30% | 0% | 0% | 1 | 69% | 0% | 0% | 2 | 65% | 0% | 0% | 2 | 2% | 0% | 0% | 1 | 0% | 0% | 1 |  |  |  |  | 0% | [5 empty] | 78% | 17% | 95% | 5 | 63% | 0% | 0% | 2 | 8% | 0% | 0% | 1 | 24% | 0% | 0% | 1 | 70% | 0% | 0% | 3 | 63% | 0% | 0% | 2 | 1% | 0% | 0% | 1
8 | Ocean Ranch | 0 | 0 | 0 | 0% | 0% | 1 |  |  |  |  | 0% | [5 empty] | 0% | 0% | 0% | 1 | 18% | 0% | 0% | 1 | 80% | 0% | 0% | 3 | 80% | 0% | 0% | 3 | 80% | 0% | 0% | 3 | 0% | 0% | 0% | 1 | 16% | 0% | 0% | 1 | 0% | 0% | 1 |  |  |  |  | 0% | [5 empty] | 1% | 0% | 1% | 1 | 16% | 0% | 0% | 1 | 78% | 0% | 0% | 3 | 81% | 0% | 0% | 3 | 81% | 0% | 0% | 3 | 0% | 0% | 0% | 1 | 15% | 0% | 0% | 1 | 0% | 0% | 1 |  |  |  |  | 0% | [5 empty] | 1% | 0% | 1% | 1 | 15% | 0% | 0% | 1 | 77% | 0% | 0% | 3 | 80% | 0% | 0% | 3 | 80% | 0% | 0% | 3 | 0% | 0% | 0% | 1 | 14% | 0% | 0% | 1 | 0% | 0% | 1 |  |  |  |  | 0% | [5 empty] | 1% | 0% | 1% | 1 | 10% | 0% | 0% | 1 | 57% | 0% | 0% | 2 | 68% | 0% | 0% | 2 | 68% | 0% | 0% | 2 | 0% | 0% | 0% | 1 | 10% | 0% | 0% | 1
9 | Green Valley | 0 | 0 | 0 | 0% | 0% | 1 |  |  |  |  | 2% | [5 empty] | 0% | 0% | 0% | 1 | 0% | 0% | 0% | 1 | 95% | 0% | 0% | 5 | 96% | 0% | 0% | 5 | 96% | 0% | 0% | 5 | 0% | 0% | 0% | 1 | 36% | 0% | 0% | 1 | 0% | 0% | 1 |  |  |  |  | 1% | [5 empty] | 17% | 0% | 17% | 1 | 23% | 0% | 0% | 1 | 56% | 0% | 0% | 2 | 57% | 0% | 0% | 2 | 80% | 0% | 0% | 3 | 6% | 0% | 0% | 1 | 23% | 0% | 0% | 1 | 0% | 0% | 1 |  |  |  |  | 2% | [5 empty] | 20% | 0% | 20% | 2 | 26% | 0% | 0% | 1 | 45% | 0% | 0% | 1 | 52% | 0% | 0% | 2 | 75% | 0% | 0% | 3 | 11% | 0% | 0% | 1 | 18% | 0% | 0% | 1 | 0% | 0% | 1 |  |  |  |  | 0% | [5 empty] | 47% | 17% | 64% | 3 | 56% | 0% | 0% | 2 | 31% | 0% | 0% | 1 | 33% | 0% | 0% | 1 | 81% | 0% | 0% | 3 | 59% | 0% | 0% | 2 | 4% | 0% | 0% | 1
10 | Union (Estrella) | 0 | 0 | 0 | 0% | 0% | 1 |  |  |  |  | 0% | [5 empty] | 100% | 0% | 100% | 5 | 0% | 0% | 0% | 1 | 0% | 0% | 0% | 1 | 0% | 0% | 0% | 1 | 0% | 0% | 0% | 1 | 30% | 0% | 0% | 1 | 0% | 0% | 0% | 1 | 0% | 0% | 1 |  |  |  |  | 0% | [5 empty] | 92% | 8% | 100% | 5 | 57% | 0% | 0% | 2 | 30% | 0% | 0% | 1 | 37% | 0% | 0% | 1 | 58% | 0% | 0% | 2 | 30% | 0% | 0% | 1 | 2% | 0% | 0% | 1 | 0% | 0% | 1 |  |  |  |  | 0% | [5 empty] | 77% | 22% | 99% | 5 | 64% | 0% | 0% | 2 | 18% | 0% | 0% | 1 | 30% | 0% | 0% | 1 | 69% | 0% | 0% | 2 | 65% | 0% | 0% | 2 | 2% | 0% | 0% | 1 | 0% | 0% | 1 |  |  |  |  | 0% | [5 empty] | 78% | 17% | 95% | 5 | 63% | 0% | 0% | 2 | 8% | 0% | 0% | 1 | 24% | 0% | 0% | 1 | 70% | 0% | 0% | 3 | 63% | 0% | 0% | 2 | 1% | 0% | 0% | 1
11 | Crescent | 0 | 0 | 0 | 0% | 0% | 1 |  |  |  |  | 0% | [5 empty] | 0% | 0% | 0% | 1 | 0% | 0% | 0% | 1 | 0% | 0% | 0% | 1 | 0% | 0% | 0% | 1 | 0% | 0% | 0% | 1 | 0% | 0% | 0% | 1 | 0% | 0% | 0% | 1 | 0% | 0% | 1 |  |  |  |  | 0% | [5 empty] | 0% | 0% | 0% | 1 | 0% | 0% | 0% | 1 | 0% | 0% | 0% | 1 | 0% | 0% | 0% | 1 | 0% | 0% | 0% | 1 | 0% | 0% | 0% | 1 | 0% | 0% | 0% | 1 | 0% | 0% | 1 |  |  |  |  | 0% | [5 empty] | 84% | 0% | 84% | 5 | 100% | 0% | 0% | 5 | 0% | 0% | 0% | 1 | 25% | 0% | 0% | 1 | 100% | 0% | 0% | 5 | 34% | 0% | 0% | 1 | 0% | 0% | 0% | 1 | 0% | 0% | 1 |  |  |  |  | 0% | [5 empty] | 65% | 29% | 94% | 5 | 100% | 0% | 0% | 5 | 0% | 0% | 0% | 1 | 10% | 0% | 0% | 1 | 100% | 0% | 0% | 5 | 73% | 0% | 0% | 3 | 0% | 0% | 0% | 1
12 | Vincent | 0 | 0 | 0 | 0% | 0% | 1 |  |  |  |  | 0% | [5 empty] | 49% | 11% | 60% | 3 | 2% | 0% | 0% | 1 | 23% | 0% | 0% | 1 | 11% | 0% | 0% | 1 | 25% | 0% | 0% | 1 | 36% | 0% | 0% | 1 | 1% | 0% | 0% | 1 | 0% | 0% | 1 |  |  |  |  | 0% | [5 empty] | 44% | 29% | 73% | 4 | 8% | 0% | 0% | 1 | 16% | 0% | 0% | 1 | 8% | 0% | 0% | 1 | 24% | 0% | 0% | 1 | 35% | 0% | 0% | 1 | 2% | 0% | 0% | 1 | 0% | 0% | 1 |  |  |  |  | 1% | [5 empty] | 41% | 37% | 78% | 5 | 7% | 0% | 0% | 1 | 24% | 0% | 0% | 1 | 17% | 0% | 0% | 1 | 35% | 0% | 0% | 1 | 39% | 0% | 0% | 1 | 3% | 0% | 0% | 1 | 0% | 0% | 1 |  |  |  |  | 1% | [5 empty] | 20% | 14% | 34% | 3 | 11% | 0% | 0% | 1 | 33% | 0% | 0% | 1 | 26% | 0% | 0% | 1 | 45% | 0% | 0% | 1 | 28% | 0% | 0% | 1 | 2% | 0% | 0% | 1
13 | El Nido (PGE) | 0 | 0 | 0 | 0% | 0% | 1 |  |  |  |  | 0% | [5 empty] | 0% | 0% | 0% | 1 | 0% | 0% | 0% | 1 | 0% | 0% | 0% | 1 | 0% | 0% | 0% | 1 | 0% | 0% | 0% | 1 | 0% | 0% | 0% | 1 | 0% | 0% | 0% | 1 | 0% | 0% | 1 |  |  |  |  | 0% | [5 empty] | 0% | 0% | 0% | 1 | 0% | 0% | 0% | 1 | 0% | 0% | 0% | 1 | 0% | 0% | 0% | 1 | 0% | 0% | 0% | 1 | 0% | 0% | 0% | 1 | 0% | 0% | 0% | 1 | 0% | 0% | 1 |  |  |  |  | 0% | [5 empty] | 0% | 0% | 0% | 1 | 0% | 0% | 0% | 1 | 0% | 0% | 0% | 1 | 0% | 0% | 0% | 1 | 0% | 0% | 0% | 1 | 0% | 0% | 0% | 1 | 0% | 0% | 0% | 1 | 0% | 0% | 1 |  |  |  |  | 0% | [5 empty] | 0% | 0% | 0% | 1 | 0% | 0% | 0% | 1 | 0% | 0% | 0% | 1 | 0% | 0% | 0% | 1 | 0% | 0% | 0% | 1 | 0% | 0% | 0% | 1 | 0% | 0% | 0% | 1
14 | Cortina | 0 | 0 | 0 | 0% | 0% | 1 |  |  |  |  | 0% | [5 empty] | 7% | 93% | 100% | 5 | 12% | 0% | 0% | 1 | 15% | 0% | 0% | 1 | 17% | 0% | 0% | 1 | 22% | 0% | 0% | 1 | 98% | 0% | 0% | 5 | 0% | 0% | 0% | 1 | 0% | 0% | 1 |  |  |  |  | 0% | [5 empty] | 3% | 97% | 100% | 5 | 35% | 0% | 0% | 1 | 23% | 0% | 0% | 1 | 21% | 0% | 0% | 1 | 54% | 0% | 0% | 2 | 97% | 0% | 0% | 5 | 0% | 0% | 0% | 1 | 0% | 0% | 1 |  |  |  |  | 0% | [5 empty] | 4% | 96% | 100% | 5 | 48% | 0% | 0% | 1 | 16% | 0% | 0% | 1 | 23% | 0% | 0% | 1 | 65% | 0% | 0% | 2 | 97% | 0% | 0% | 5 | 0% | 0% | 0% | 1 | 0% | 0% | 1 |  |  |  |  | 2% | [5 empty] | 39% | 58% | 97% | 5 | 69% | 0% | 0% | 2 | 13% | 0% | 0% | 1 | 22% | 0% | 0% | 1 | 77% | 0% | 0% | 3 | 82% | 0% | 0% | 3 | 1% | 0% | 0% | 1
15 | Delta Pumps | 0 | 0 | 0 | 0% | 0% | 1 |  |  |  |  | 5% | [5 empty] | 88% | 0% | 88% | 5 | 87% | 0% | 0% | 3 | 87% | 0% | 0% | 3 | 97% | 0% | 0% | 5 | 100% | 0% | 0% | 5 | 28% | 0% | 0% | 1 | 3% | 0% | 0% | 1 | 0% | 0% | 1 |  |  |  |  | 3% | [5 empty] | 90% | 2% | 92% | 5 | 88% | 0% | 0% | 3 | 89% | 0% | 0% | 3 | 96% | 0% | 0% | 5 | 99% | 0% | 0% | 5 | 42% | 0% | 0% | 1 | 3% | 0% | 0% | 1 | 0% | 0% | 1 |  |  |  |  | 4% | [5 empty] | 78% | 3% | 81% | 5 | 75% | 0% | 0% | 3 | 87% | 0% | 0% | 3 | 93% | 0% | 0% | 4 | 98% | 0% | 0% | 5 | 39% | 0% | 0% | 1 | 6% | 0% | 0% | 1 | 0% | 0% | 1 |  |  |  |  | 11% | [5 empty] | 51% | 6% | 57% | 3 | 53% | 0% | 0% | 2 | 62% | 0% | 0% | 2 | 62% | 0% | 0% | 2 | 76% | 0% | 0% | 3 | 28% | 0% | 0% | 1 | 16% | 0% | 0% | 1
16 | Morgan Hill | 0 | 0 | 0 | 0% | 0% | 1 |  |  |  |  | 0% | [5 empty] | 99% | 1% | 100% | 5 | 100% | 0% | 0% | 5 | 1% | 0% | 0% | 1 | 1% | 0% | 0% | 1 | 100% | 0% | 0% | 5 | 42% | 0% | 0% | 1 | 3% | 0% | 0% | 1 | 0% | 0% | 1 |  |  |  |  | 0% | [5 empty] | 47% | 53% | 100% | 5 | 70% | 0% | 0% | 3 | 39% | 0% | 0% | 1 | 39% | 0% | 0% | 1 | 100% | 0% | 0% | 5 | 85% | 0% | 0% | 3 | 1% | 0% | 0% | 1 | 0% | 0% | 1 |  |  |  |  | 0% | [5 empty] | 53% | 45% | 98% | 5 | 76% | 0% | 0% | 3 | 24% | 0% | 0% | 1 | 24% | 0% | 0% | 1 | 85% | 0% | 0% | 3 | 94% | 0% | 0% | 4 | 0% | 0% | 0% | 1 | 0% | 0% | 1 |  |  |  |  | 0% | [5 empty] | 44% | 54% | 98% | 5 | 92% | 0% | 0% | 4 | 20% | 0% | 0% | 1 | 27% | 0% | 0% | 1 | 95% | 0% | 0% | 5 | 95% | 0% | 0% | 5 | 1% | 0% | 0% | 1
17 | Jessup | 0 | 0 | 0 | 0% | 0% | 1 |  |  |  |  | 0% | [5 empty] | 0% | 0% | 0% | 1 | 0% | 0% | 0% | 1 | 0% | 0% | 0% | 1 | 0% | 0% | 0% | 1 | 0% | 0% | 0% | 1 | 0% | 0% | 0% | 1 | 0% | 0% | 0% | 1 | 0% | 0% | 1 |  |  |  |  | 0% | [5 empty] | 24% | 0% | 24% | 2 | 34% | 0% | 0% | 1 | 19% | 0% | 0% | 1 | 19% | 0% | 0% | 1 | 52% | 0% | 0% | 2 | 61% | 0% | 0% | 2 | 0% | 0% | 0% | 1 | 0% | 0% | 1 |  |  |  |  | 0% | [5 empty] | 74% | 0% | 74% | 3 | 52% | 0% | 0% | 2 | 13% | 0% | 0% | 1 | 47% | 0% | 0% | 1 | 57% | 0% | 0% | 2 | 82% | 0% | 0% | 3 | 0% | 0% | 0% | 1 | 0% | 0% | 1 |  |  |  |  | 0% | [5 empty] | 42% | 37% | 79% | 5 | 21% | 0% | 0% | 1 | 7% | 0% | 0% | 1 | 15% | 0% | 0% | 1 | 27% | 0% | 0% | 1 | 64% | 0% | 0% | 2 | 2% | 0% | 0% | 1
18 | Elk Hills | 0 | 0 | 0 | 0% | 0% | 1 |  |  |  |  | 0% | [5 empty] | 0% | 0% | 0% | 1 | 0% | 0% | 0% | 1 | 0% | 0% | 0% | 1 | 0% | 0% | 0% | 1 | 0% | 0% | 0% | 1 | 0% | 0% | 0% | 1 | 0% | 0% | 0% | 1 | 0% | 0% | 1 |  |  |  |  | 0% | [5 empty] | 0% | 0% | 0% | 1 | 0% | 0% | 0% | 1 | 0% | 0% | 0% | 1 | 0% | 0% | 0% | 1 | 0% | 0% | 0% | 1 | 0% | 0% | 0% | 1 | 0% | 0% | 0% | 1 | 0% | 0% | 1 |  |  |  |  | 0% | [5 empty] | 0% | 0% | 0% | 1 | 0% | 0% | 0% | 1 | 0% | 0% | 0% | 1 | 0% | 0% | 0% | 1 | 0% | 0% | 0% | 1 | 0% | 0% | 0% | 1 | 0% | 0% | 0% | 1 | 0% | 0% | 1 |  |  |  |  | 0% | [5 empty] | 22% | 48% | 70% | 5 | 16% | 0% | 0% | 1 | 0% | 0% | 0% | 1 | 0% | 0% | 0% | 1 | 16% | 0% | 0% | 1 | 62% | 0% | 0% | 2 | 0% | 0% | 0% | 1
19 | Ignacio | 0 | 0 | 0 | 0% | 0% | 1 |  |  |  |  | 0% | [5 empty] | 82% | 0% | 82% | 5 | 70% | 0% | 0% | 3 | 35% | 0% | 0% | 1 | 46% | 0% | 0% | 1 | 77% | 0% | 0% | 3 | 73% | 0% | 0% | 3 | 5% | 0% | 0% | 1 | 0% | 0% | 1 |  |  |  |  | 0% | [5 empty] | 72% | 0% | 72% | 3 | 66% | 0% | 0% | 2 | 33% | 0% | 0% | 1 | 55% | 0% | 0% | 2 | 82% | 0% | 0% | 3 | 63% | 0% | 0% | 2 | 10% | 0% | 0% | 1 | 0% | 0% | 1 |  |  |  |  | 0% | [5 empty] | 71% | 0% | 71% | 3 | 58% | 0% | 0% | 2 | 33% | 0% | 0% | 1 | 53% | 0% | 0% | 2 | 80% | 0% | 0% | 3 | 63% | 0% | 0% | 2 | 6% | 0% | 0% | 1 | 0% | 0% | 1 |  |  |  |  | 0% | [5 empty] | 60% | 0% | 60% | 3 | 67% | 0% | 0% | 2 | 27% | 0% | 0% | 1 | 39% | 0% | 0% | 1 | 87% | 0% | 0% | 3 | 60% | 0% | 0% | 2 | 8% | 0% | 0% | 1
20 | Malin | 0 | 0 | 0 | 0% | 0% | 1 |  |  |  |  | 5% | [5 empty] | 15% | 0% | 15% | 1 | 83% | 0% | 0% | 3 | 0% | 0% | 0% | 1 | 0% | 0% | 0% | 1 | 83% | 0% | 0% | 3 | 64% | 0% | 0% | 2 | 1% | 0% | 0% | 1 | 0% | 0% | 1 |  |  |  |  | 4% | [5 empty] | 8% | 0% | 8% | 1 | 75% | 0% | 0% | 3 | 0% | 0% | 0% | 1 | 0% | 0% | 0% | 1 | 75% | 0% | 0% | 3 | 68% | 0% | 0% | 2 | 1% | 0% | 0% | 1 | 0% | 0% | 1 |  |  |  |  | 2% | [5 empty] | 7% | 0% | 7% | 1 | 78% | 0% | 0% | 3 | 8% | 0% | 0% | 1 | 9% | 0% | 0% | 1 | 78% | 0% | 0% | 3 | 78% | 0% | 0% | 3 | 1% | 0% | 0% | 1 | 0% | 0% | 1 |  |  |  |  | 1% | [5 empty] | 7% | 0% | 7% | 1 | 82% | 0% | 0% | 3 | 5% | 0% | 0% | 1 | 11% | 0% | 0% | 1 | 82% | 0% | 0% | 3 | 84% | 0% | 0% | 3 | 2% | 0% | 0% | 1
21 | Redbud | 0 | 0 | 0 | 0% | 0% | 1 |  |  |  |  | 0% | [5 empty] | 16% | 84% | 100% | 5 | 11% | 0% | 0% | 1 | 12% | 0% | 0% | 1 | 31% | 0% | 0% | 1 | 42% | 0% | 0% | 1 | 66% | 0% | 0% | 2 | 0% | 0% | 0% | 1 | 0% | 0% | 1 |  |  |  |  | 0% | [5 empty] | 11% | 81% | 92% | 5 | 58% | 0% | 0% | 2 | 21% | 0% | 0% | 1 | 84% | 0% | 0% | 3 | 87% | 0% | 0% | 3 | 55% | 0% | 0% | 2 | 1% | 0% | 0% | 1 | 0% | 0% | 1 |  |  |  |  | 0% | [5 empty] | 17% | 75% | 92% | 5 | 59% | 0% | 0% | 2 | 31% | 0% | 0% | 1 | 62% | 0% | 0% | 2 | 77% | 0% | 0% | 3 | 59% | 0% | 0% | 2 | 1% | 0% | 0% | 1 | 0% | 0% | 1 |  |  |  |  | 0% | [5 empty] | 20% | 73% | 93% | 5 | 61% | 0% | 0% | 2 | 26% | 0% | 0% | 1 | 43% | 0% | 0% | 1 | 74% | 0% | 0% | 3 | 75% | 0% | 0% | 3 | 1% | 0% | 0% | 1
22 | Arcata | 0 | 0 | 0 | 0% | 0% | 1 |  |  |  |  | 0% | [5 empty] | 0% | 0% | 0% | 1 | 21% | 0% | 0% | 1 | 9% | 0% | 0% | 1 | 22% | 0% | 0% | 1 | 43% | 0% | 0% | 1 | 0% | 0% | 0% | 1 | 31% | 0% | 0% | 1 | 0% | 0% | 1 |  |  |  |  | 0% | [5 empty] | 0% | 0% | 0% | 1 | 29% | 0% | 0% | 1 | 22% | 0% | 0% | 1 | 33% | 0% | 0% | 1 | 48% | 0% | 0% | 1 | 0% | 0% | 0% | 1 | 36% | 0% | 0% | 1 | 0% | 0% | 1 |  |  |  |  | 0% | [5 empty] | 19% | 3% | 22% | 2 | 20% | 0% | 0% | 1 | 13% | 0% | 0% | 1 | 15% | 0% | 0% | 1 | 27% | 0% | 0% | 1 | 35% | 0% | 0% | 1 | 8% | 0% | 0% | 1 | 0% | 0% | 1 |  |  |  |  | 0% | [5 empty] | 10% | 4% | 14% | 2 | 12% | 0% | 0% | 1 | 7% | 0% | 0% | 1 | 10% | 0% | 0% | 1 | 18% | 0% | 0% | 1 | 69% | 0% | 0% | 2 | 7% | 0% | 0% | 1
23 | Suncrest | 0 | 0 | 0 | 0% | 0% | 1 |  |  |  |  | 0% | [5 empty] | 0% | 0% | 0% | 1 | 0% | 0% | 0% | 1 | 0% | 0% | 0% | 1 | 0% | 0% | 0% | 1 | 0% | 0% | 0% | 1 | 0% | 0% | 0% | 1 | 0% | 0% | 0% | 1 | 0% | 0% | 1 |  |  |  |  | 0% | [5 empty] | 3% | 95% | 98% | 5 | 10% | 0% | 0% | 1 | 86% | 0% | 0% | 3 | 85% | 0% | 0% | 3 | 90% | 0% | 0% | 4 | 40% | 0% | 0% | 1 | 6% | 0% | 0% | 1 | 0% | 0% | 1 |  |  |  |  | 0% | [5 empty] | 6% | 91% | 97% | 5 | 11% | 0% | 0% | 1 | 34% | 0% | 0% | 1 | 50% | 0% | 0% | 2 | 51% | 0% | 0% | 2 | 51% | 0% | 0% | 2 | 3% | 0% | 0% | 1 | 0% | 0% | 1 |  |  |  |  | 0% | [5 empty] | 41% | 50% | 91% | 5 | 16% | 0% | 0% | 1 | 21% | 0% | 0% | 1 | 47% | 0% | 0% | 1 | 57% | 0% | 0% | 2 | 30% | 0% | 0% | 1 | 3% | 0% | 0% | 1
24 | Cressey | 0 | 0 | 0 | 0% | 0% | 1 |  |  |  |  | 0% | [5 empty] | 0% | 0% | 0% | 1 | 0% | 0% | 0% | 1 | 0% | 0% | 0% | 1 | 0% | 0% | 0% | 1 | 0% | 0% | 0% | 1 | 0% | 0% | 0% | 1 | 0% | 0% | 0% | 1 | 0% | 0% | 1 |  |  |  |  | 0% | [5 empty] | 0% | 0% | 0% | 1 | 0% | 0% | 0% | 1 | 0% | 0% | 0% | 1 | 0% | 0% | 0% | 1 | 0% | 0% | 0% | 1 | 0% | 0% | 0% | 1 | 0% | 0% | 0% | 1 | 0% | 0% | 1 |  |  |  |  | 0% | [5 empty] | 0% | 0% | 0% | 1 | 0% | 0% | 0% | 1 | 0% | 0% | 0% | 1 | 0% | 0% | 0% | 1 | 0% | 0% | 0% | 1 | 0% | 0% | 0% | 1 | 0% | 0% | 0% | 1 | 0% | 0% | 1 |  |  |  |  | 0% | [5 empty] | 0% | 0% | 0% | 1 | 0% | 0% | 0% | 1 | 0% | 0% | 0% | 1 | 0% | 0% | 0% | 1 | 0% | 0% | 0% | 1 | 0% | 0% | 0% | 1 | 0% | 0% | 0% | 1
25 | Kearny | 0 | 0 | 0 | 0% | 0% | 1 |  |  |  |  | 0% | [5 empty] | 0% | 0% | 0% | 1 | 0% | 0% | 0% | 1 | 5% | 0% | 0% | 1 | 39% | 0% | 0% | 1 | 39% | 0% | 0% | 1 | 0% | 0% | 0% | 1 | 0% | 0% | 0% | 1 | 0% | 0% | 1 |  |  |  |  | 0% | [5 empty] | 0% | 0% | 0% | 1 | 3% | 0% | 0% | 1 | 21% | 0% | 0% | 1 | 55% | 0% | 0% | 2 | 56% | 0% | 0% | 2 | 0% | 0% | 0% | 1 | 5% | 0% | 0% | 1 | 0% | 0% | 1 |  |  |  |  | 0% | [5 empty] | 0% | 0% | 0% | 1 | 2% | 0% | 0% | 1 | 22% | 0% | 0% | 1 | 56% | 0% | 0% | 2 | 57% | 0% | 0% | 2 | 0% | 0% | 0% | 1 | 5% | 0% | 0% | 1 | 0% | 0% | 1 |  |  |  |  | 0% | [5 empty] | 0% | 0% | 0% | 1 | 9% | 0% | 0% | 1 | 42% | 0% | 0% | 1 | 67% | 0% | 0% | 2 | 68% | 0% | 0% | 2 | 1% | 0% | 0% | 1 | 8% | 0% | 0% | 1
26 | Victor | 0 | 0 | 0 | 0% | 0% | 1 |  |  |  |  | 0% | [5 empty] | 0% | 0% | 0% | 1 | 70% | 0% | 0% | 3 | 89% | 0% | 0% | 3 | 61% | 0% | 0% | 2 | 89% | 0% | 0% | 3 | 48% | 0% | 0% | 1 | 0% | 0% | 0% | 1 | 0% | 0% | 1 |  |  |  |  | 0% | [5 empty] | 19% | 8% | 27% | 2 | 58% | 0% | 0% | 2 | 70% | 0% | 0% | 3 | 46% | 0% | 0% | 1 | 88% | 0% | 0% | 3 | 43% | 0% | 0% | 1 | 0% | 0% | 0% | 1 | 0% | 0% | 1 |  |  |  |  | 0% | [5 empty] | 13% | 8% | 21% | 2 | 57% | 0% | 0% | 2 | 40% | 0% | 0% | 1 | 28% | 0% | 0% | 1 | 71% | 0% | 0% | 3 | 47% | 0% | 0% | 1 | 0% | 0% | 0% | 1 | 0% | 0% | 1 |  |  |  |  | 0% | [5 empty] | 10% | 11% | 21% | 3 | 52% | 0% | 0% | 2 | 40% | 0% | 0% | 1 | 32% | 0% | 0% | 1 | 76% | 0% | 0% | 3 | 51% | 0% | 0% | 2 | 0% | 0% | 0% | 1
27 | Millbrae | 0 | 0 | 0 | 0% | 0% | 1 |  |  |  |  | 0% | [5 empty] | 0% | 0% | 0% | 1 | 20% | 0% | 0% | 1 | 29% | 0% | 0% | 1 | 67% | 0% | 0% | 2 | 72% | 0% | 0% | 3 | 22% | 0% | 0% | 1 | 4% | 0% | 0% | 1 | 0% | 0% | 1 |  |  |  |  | 0% | [5 empty] | 0% | 0% | 0% | 1 | 10% | 0% | 0% | 1 | 21% | 0% | 0% | 1 | 51% | 0% | 0% | 2 | 54% | 0% | 0% | 2 | 11% | 0% | 0% | 1 | 7% | 0% | 0% | 1 | 0% | 0% | 1 |  |  |  |  | 0% | [5 empty] | 0% | 0% | 0% | 1 | 8% | 0% | 0% | 1 | 19% | 0% | 0% | 1 | 48% | 0% | 0% | 1 | 50% | 0% | 0% | 2 | 9% | 0% | 0% | 1 | 7% | 0% | 0% | 1 | 0% | 0% | 1 |  |  |  |  | 0% | [5 empty] | 35% | 0% | 35% | 2 | 7% | 0% | 0% | 1 | 45% | 0% | 0% | 1 | 68% | 0% | 0% | 2 | 71% | 0% | 0% | 3 | 19% | 0% | 0% | 1 | 7% | 0% | 0% | 1
28 | Arcogen | 0 | 0 | 0 | 0% | 0% | 1 |  |  |  |  | 0% | [5 empty] | 0% | 0% | 0% | 1 | 0% | 0% | 0% | 1 | 4% | 0% | 0% | 1 | 49% | 0% | 0% | 1 | 49% | 0% | 0% | 1 | 0% | 0% | 0% | 1 | 0% | 0% | 0% | 1 | 0% | 0% | 1 |  |  |  |  | 0% | [5 empty] | 0% | 0% | 0% | 1 | 0% | 0% | 0% | 1 | 14% | 0% | 0% | 1 | 53% | 0% | 0% | 2 | 53% | 0% | 0% | 2 | 0% | 0% | 0% | 1 | 1% | 0% | 0% | 1 | 0% | 0% | 1 |  |  |  |  | 0% | [5 empty] | 0% | 0% | 0% | 1 | 0% | 0% | 0% | 1 | 20% | 0% | 0% | 1 | 57% | 0% | 0% | 2 | 57% | 0% | 0% | 2 | 0% | 0% | 0% | 1 | 1% | 0% | 0% | 1 | 0% | 0% | 1 |  |  |  |  | 0% | [5 empty] | 0% | 0% | 0% | 1 | 1% | 0% | 0% | 1 | 20% | 0% | 0% | 1 | 62% | 0% | 0% | 2 | 62% | 0% | 0% | 2 | 0% | 0% | 0% | 1 | 2% | 0% | 0% | 1
29 | Soledad | 0 | 0 | 0 | 0% | 0% | 1 |  |  |  |  | 61% | [5 empty] | 11% | 8% | 19% | 2 | 16% | 0% | 0% | 1 | 6% | 0% | 0% | 1 | 15% | 0% | 0% | 1 | 26% | 0% | 0% | 1 | 21% | 0% | 0% | 1 | 6% | 0% | 0% | 1 | 0% | 0% | 1 |  |  |  |  | 58% | [5 empty] | 13% | 15% | 28% | 3 | 21% | 0% | 0% | 1 | 7% | 0% | 0% | 1 | 15% | 0% | 0% | 1 | 29% | 0% | 0% | 1 | 23% | 0% | 0% | 1 | 5% | 0% | 0% | 1 | 0% | 0% | 1 |  |  |  |  | 44% | [5 empty] | 17% | 27% | 44% | 4 | 30% | 0% | 0% | 1 | 7% | 0% | 0% | 1 | 17% | 0% | 0% | 1 | 39% | 0% | 0% | 1 | 32% | 0% | 0% | 1 | 4% | 0% | 0% | 1 | 0% | 0% | 1 |  |  |  |  | 33% | [5 empty] | 21% | 33% | 54% | 5 | 41% | 0% | 0% | 1 | 6% | 0% | 0% | 1 | 16% | 0% | 0% | 1 | 49% | 0% | 0% | 1 | 47% | 0% | 0% | 1 | 3% | 0% | 0% | 1
30 | Vierra | 0 | 0 | 0 | 0% | 0% | 1 |  |  |  |  | 0% | [5 empty] | 0% | 0% | 0% | 1 | 0% | 0% | 0% | 1 | 0% | 0% | 0% | 1 | 0% | 0% | 0% | 1 | 0% | 0% | 0% | 1 | 0% | 0% | 0% | 1 | 0% | 0% | 0% | 1 | 0% | 0% | 1 |  |  |  |  | 5% | [5 empty] | 13% | 0% | 13% | 1 | 24% | 0% | 0% | 1 | 100% | 0% | 0% | 5 | 90% | 0% | 0% | 4 | 100% | 0% | 0% | 5 | 4% | 0% | 0% | 1 | 2% | 0% | 0% | 1 | 0% | 0% | 1 |  |  |  |  | 4% | [5 empty] | 87% | 2% | 89% | 5 | 89% | 0% | 0% | 3 | 93% | 0% | 0% | 4 | 95% | 0% | 0% | 5 | 100% | 0% | 0% | 5 | 45% | 0% | 0% | 1 | 3% | 0% | 0% | 1 | 0% | 0% | 1 |  |  |  |  | 5% | [5 empty] | 64% | 11% | 75% | 5 | 73% | 0% | 0% | 3 | 76% | 0% | 0% | 3 | 85% | 0% | 0% | 3 | 94% | 0% | 0% | 4 | 42% | 0% | 0% | 1 | 4% | 0% | 0% | 1
31 | Walnut | 0 | 0 | 0 | 0% | 0% | 1 |  |  |  |  | 0% | [5 empty] | 0% | 0% | 0% | 1 | 0% | 0% | 0% | 1 | 0% | 0% | 0% | 1 | 0% | 0% | 0% | 1 | 0% | 0% | 0% | 1 | 0% | 0% | 0% | 1 | 0% | 0% | 0% | 1 | 0% | 0% | 1 |  |  |  |  | 0% | [5 empty] | 0% | 0% | 0% | 1 | 0% | 0% | 0% | 1 | 0% | 0% | 0% | 1 | 0% | 0% | 0% | 1 | 0% | 0% | 0% | 1 | 0% | 0% | 0% | 1 | 0% | 0% | 0% | 1 | 0% | 0% | 1 |  |  |  |  | 0% | [5 empty] | 0% | 0% | 0% | 1 | 0% | 0% | 0% | 1 | 94% | 0% | 0% | 4 | 100% | 0% | 0% | 5 | 100% | 0% | 0% | 5 | 0% | 0% | 0% | 1 | 0% | 0% | 0% | 1 | 0% | 0% | 1 |  |  |  |  | 0% | [5 empty] | 0% | 26% | 26% | 4 | 26% | 0% | 0% | 1 | 16% | 0% | 0% | 1 | 49% | 0% | 0% | 1 | 69% | 0% | 0% | 2 | 29% | 0% | 0% | 1 | 2% | 0% | 0% | 1
32 | Coburn | 0 | 0 | 10 | 0% | 0% | 1 |  |  |  |  | 8% | [5 empty] | 34% | 50% | 84% | 5 | 53% | 0% | 0% | 2 | 0% | 0% | 0% | 1 | 7% | 0% | 0% | 1 | 53% | 0% | 0% | 2 | 49% | 0% | 0% | 1 | 0% | 0% | 0% | 1 | 0% | 0% | 1 |  |  |  |  | 21% | [5 empty] | 30% | 39% | 69% | 5 | 45% | 0% | 0% | 1 | 1% | 0% | 0% | 1 | 14% | 0% | 0% | 1 | 53% | 0% | 0% | 2 | 41% | 0% | 0% | 1 | 2% | 0% | 0% | 1 | 0% | 0% | 1 |  |  |  |  | 31% | [5 empty] | 20% | 36% | 56% | 5 | 36% | 0% | 0% | 1 | 8% | 0% | 0% | 1 | 20% | 0% | 0% | 1 | 46% | 0% | 0% | 1 | 38% | 0% | 0% | 1 | 5% | 0% | 0% | 1 | 0% | 0% | 1 |  |  |  |  | 34% | [5 empty] | 15% | 41% | 56% | 5 | 35% | 0% | 0% | 1 | 7% | 0% | 0% | 1 | 18% | 0% | 0% | 1 | 44% | 0% | 0% | 1 | 37% | 0% | 0% | 1 | 3% | 0% | 0% | 1
33 | Madison | 0 | 0 | 20 | 0% | 0% | 1 |  |  |  |  | 7% | [5 empty] | 98% | 0% | 98% | 5 | 93% | 0% | 0% | 4 | 2% | 0% | 0% | 1 | 2% | 0% | 0% | 1 | 93% | 0% | 0% | 4 | 72% | 0% | 0% | 3 | 1% | 0% | 0% | 1 | 0% | 0% | 1 |  |  |  |  | 6% | [5 empty] | 80% | 18% | 98% | 5 | 89% | 0% | 0% | 3 | 2% | 0% | 0% | 1 | 1% | 0% | 0% | 1 | 89% | 0% | 0% | 3 | 75% | 0% | 0% | 3 | 1% | 0% | 0% | 1 | 0% | 0% | 1 |  |  |  |  | 4% | [5 empty] | 66% | 30% | 96% | 5 | 84% | 0% | 0% | 3 | 6% | 0% | 0% | 1 | 4% | 0% | 0% | 1 | 85% | 0% | 0% | 3 | 77% | 0% | 0% | 3 | 1% | 0% | 0% | 1 | 0% | 0% | 1 |  |  |  |  | 16% | [5 empty] | 55% | 22% | 77% | 5 | 55% | 0% | 0% | 2 | 17% | 0% | 0% | 1 | 19% | 0% | 0% | 1 | 68% | 0% | 0% | 2 | 53% | 0% | 0% | 2 | 9% | 0% | 0% | 1
34 | Lone Tree | 0 | 0 | 0 | 0% | 0% | 1 |  |  |  |  | 0% | [5 empty] | 63% | 1% | 64% | 3 | 39% | 0% | 0% | 1 | 79% | 0% | 0% | 3 | 78% | 0% | 0% | 3 | 82% | 0% | 0% | 3 | 31% | 0% | 0% | 1 | 18% | 0% | 0% | 1 | 0% | 0% | 1 |  |  |  |  | 11% | [5 empty] | 30% | 0% | 30% | 2 | 33% | 0% | 0% | 1 | 68% | 0% | 0% | 2 | 63% | 0% | 0% | 2 | 72% | 0% | 0% | 3 | 11% | 0% | 0% | 1 | 25% | 0% | 0% | 1 | 0% | 0% | 1 |  |  |  |  | 11% | [5 empty] | 49% | 0% | 49% | 2 | 35% | 0% | 0% | 1 | 57% | 0% | 0% | 2 | 55% | 0% | 0% | 2 | 67% | 0% | 0% | 2 | 10% | 0% | 0% | 1 | 23% | 0% | 0% | 1 | 0% | 0% | 1 |  |  |  |  | 20% | [5 empty] | 48% | 1% | 49% | 2 | 34% | 0% | 0% | 1 | 48% | 0% | 0% | 1 | 47% | 0% | 0% | 1 | 62% | 0% | 0% | 2 | 15% | 0% | 0% | 1 | 21% | 0% | 0% | 1
35 | Eldorado | 0 | 0 | 0 | 0% | 0% | 1 |  |  |  |  | 0% | [5 empty] | 0% | 0% | 0% | 1 | 0% | 0% | 0% | 1 | 0% | 0% | 0% | 1 | 0% | 0% | 0% | 1 | 0% | 0% | 0% | 1 | 0% | 0% | 0% | 1 | 0% | 0% | 0% | 1 | 0% | 0% | 1 |  |  |  |  | 0% | [5 empty] | 0% | 0% | 0% | 1 | 0% | 0% | 0% | 1 | 0% | 0% | 0% | 1 | 0% | 0% | 0% | 1 | 0% | 0% | 0% | 1 | 0% | 0% | 0% | 1 | 0% | 0% | 0% | 1 | 0% | 0% | 1 |  |  |  |  | 0% | [5 empty] | 0% | 0% | 0% | 1 | 0% | 0% | 0% | 1 | 0% | 0% | 0% | 1 | 0% | 0% | 0% | 1 | 0% | 0% | 0% | 1 | 0% | 0% | 0% | 1 | 0% | 0% | 0% | 1 | 0% | 0% | 1 |  |  |  |  | 0% | [5 empty] | 0% | 0% | 0% | 1 | 16% | 0% | 0% | 1 | 10% | 0% | 0% | 1 | 2% | 0% | 0% | 1 | 18% | 0% | 0% | 1 | 3% | 0% | 0% | 1 | 0% | 0% | 0% | 1
36 | Mercy Springs | 0 | 0 | 0 | 0% | 0% | 1 |  |  |  |  | 0% | [5 empty] | 0% | 0% | 0% | 1 | 0% | 0% | 0% | 1 | 0% | 0% | 0% | 1 | 0% | 0% | 0% | 1 | 0% | 0% | 0% | 1 | 0% | 0% | 0% | 1 | 0% | 0% | 0% | 1 | 0% | 0% | 1 |  |  |  |  | 0% | [5 empty] | 55% | 45% | 100% | 5 | 89% | 0% | 0% | 3 | 0% | 0% | 0% | 1 | 7% | 0% | 0% | 1 | 89% | 0% | 0% | 3 | 99% | 0% | 0% | 5 | 0% | 0% | 0% | 1 | 0% | 0% | 1 |  |  |  |  | 0% | [5 empty] | 52% | 48% | 100% | 5 | 96% | 0% | 0% | 5 | 0% | 0% | 0% | 1 | 3% | 0% | 0% | 1 | 96% | 0% | 0% | 5 | 99% | 0% | 0% | 5 | 0% | 0% | 0% | 1 | 0% | 0% | 1 |  |  |  |  | 0% | [5 empty] | 46% | 54% | 100% | 5 | 93% | 0% | 0% | 4 | 5% | 0% | 0% | 1 | 11% | 0% | 0% | 1 | 96% | 0% | 0% | 5 | 97% | 0% | 0% | 5 | 0% | 0% | 0% | 1
37 | Meridian | 0 | 0 | 0 | 0% | 0% | 1 |  |  |  |  | 0% | [5 empty] | 100% | 0% | 100% | 5 | 97% | 0% | 0% | 5 | 66% | 0% | 0% | 2 | 66% | 0% | 0% | 2 | 98% | 0% | 0% | 5 | 82% | 0% | 0% | 3 | 0% | 0% | 0% | 1 | 0% | 0% | 1 |  |  |  |  | 0% | [5 empty] | 100% | 0% | 100% | 5 | 97% | 0% | 0% | 5 | 65% | 0% | 0% | 2 | 65% | 0% | 0% | 2 | 98% | 0% | 0% | 5 | 82% | 0% | 0% | 3 | 0% | 0% | 0% | 1 | 0% | 0% | 1 |  |  |  |  | 0% | [5 empty] | 78% | 22% | 100% | 5 | 93% | 0% | 0% | 4 | 50% | 0% | 0% | 2 | 50% | 0% | 0% | 2 | 94% | 0% | 0% | 4 | 84% | 0% | 0% | 3 | 0% | 0% | 0% | 1 | 0% | 0% | 1 |  |  |  |  | 3% | [5 empty] | 42% | 56% | 98% | 5 | 68% | 0% | 0% | 2 | 9% | 0% | 0% | 1 | 8% | 0% | 0% | 1 | 72% | 0% | 0% | 3 | 83% | 0% | 0% | 3 | 0% | 0% | 0% | 1
38 | Excelsior | 0 | 0 | 0 | 0% | 0% | 1 |  |  |  |  | 0% | [5 empty] | 83% | 0% | 83% | 5 | 100% | 0% | 0% | 5 | 0% | 0% | 0% | 1 | 25% | 0% | 0% | 1 | 100% | 0% | 0% | 5 | 34% | 0% | 0% | 1 | 0% | 0% | 0% | 1 | 0% | 0% | 1 |  |  |  |  | 0% | [5 empty] | 65% | 29% | 94% | 5 | 100% | 0% | 0% | 5 | 0% | 0% | 0% | 1 | 10% | 0% | 0% | 1 | 100% | 0% | 0% | 5 | 73% | 0% | 0% | 3 | 0% | 0% | 0% | 1 | 0% | 0% | 1 |  |  |  |  | 0% | [5 empty] | 65% | 29% | 94% | 5 | 100% | 0% | 0% | 5 | 0% | 0% | 0% | 1 | 10% | 0% | 0% | 1 | 100% | 0% | 0% | 5 | 73% | 0% | 0% | 3 | 0% | 0% | 0% | 1 | 0% | 0% | 1 |  |  |  |  | 0% | [5 empty] | 61% | 33% | 94% | 5 | 100% | 0% | 0% | 5 | 0% | 0% | 0% | 1 | 10% | 0% | 0% | 1 | 100% | 0% | 0% | 5 | 75% | 0% | 0% | 3 | 0% | 0% | 0% | 1
39 | Hassayampa | 0 | 0 | 0 | 0% | 0% | 1 |  |  |  |  | 0% | [5 empty] | 0% | 0% | 0% | 1 | 0% | 0% | 0% | 1 | 0% | 0% | 0% | 1 | 0% | 0% | 0% | 1 | 0% | 0% | 0% | 1 | 0% | 0% | 0% | 1 | 0% | 0% | 0% | 1 | 0% | 0% | 1 |  |  |  |  | 0% | [5 empty] | 0% | 0% | 0% | 1 | 0% | 0% | 0% | 1 | 0% | 0% | 0% | 1 | 0% | 0% | 0% | 1 | 0% | 0% | 0% | 1 | 0% | 0% | 0% | 1 | 0% | 0% | 0% | 1 | 0% | 0% | 1 |  |  |  |  | 0% | [5 empty] | 0% | 0% | 0% | 1 | 0% | 0% | 0% | 1 | 0% | 0% | 0% | 1 | 0% | 0% | 0% | 1 | 0% | 0% | 0% | 1 | 0% | 0% | 0% | 1 | 0% | 0% | 0% | 1 | 0% | 0% | 1 |  |  |  |  | 0% | [5 empty] | 0% | 0% | 0% | 1 | 0% | 0% | 0% | 1 | 0% | 0% | 0% | 1 | 0% | 0% | 0% | 1 | 0% | 0% | 0% | 1 | 0% | 0% | 0% | 1 | 0% | 0% | 0% | 1
40 | Center | 0 | 0 | 0 | 0% | 0% | 1 |  |  |  |  | 0% | [5 empty] | 0% | 0% | 0% | 1 | 0% | 0% | 0% | 1 | 0% | 0% | 0% | 1 | 0% | 0% | 0% | 1 | 0% | 0% | 0% | 1 | 0% | 0% | 0% | 1 | 0% | 0% | 0% | 1 | 0% | 0% | 1 |  |  |  |  | 0% | [5 empty] | 0% | 0% | 0% | 1 | 0% | 0% | 0% | 1 | 21% | 0% | 0% | 1 | 40% | 0% | 0% | 1 | 40% | 0% | 0% | 1 | 0% | 0% | 0% | 1 | 1% | 0% | 0% | 1 | 0% | 0% | 1 |  |  |  |  | 0% | [5 empty] | 0% | 0% | 0% | 1 | 0% | 0% | 0% | 1 | 16% | 0% | 0% | 1 | 55% | 0% | 0% | 2 | 55% | 0% | 0% | 2 | 0% | 0% | 0% | 1 | 1% | 0% | 0% | 1 | 0% | 0% | 1 |  |  |  |  | 0% | [5 empty] | 0% | 0% | 0% | 1 | 1% | 0% | 0% | 1 | 21% | 0% | 0% | 1 | 62% | 0% | 0% | 2 | 63% | 0% | 0% | 2 | 0% | 0% | 0% | 1 | 2% | 0% | 0% | 1
41 | Leprino | 0 | 0 | 0 | 0% | 0% | 1 |  |  |  |  | 0% | [5 empty] | 0% | 0% | 0% | 1 | 0% | 0% | 0% | 1 | 0% | 0% | 0% | 1 | 0% | 0% | 0% | 1 | 0% | 0% | 0% | 1 | 0% | 0% | 0% | 1 | 0% | 0% | 0% | 1 | 0% | 0% | 1 |  |  |  |  | 0% | [5 empty] | 0% | 0% | 0% | 1 | 0% | 0% | 0% | 1 | 0% | 0% | 0% | 1 | 0% | 0% | 0% | 1 | 0% | 0% | 0% | 1 | 0% | 0% | 0% | 1 | 0% | 0% | 0% | 1 | 0% | 0% | 1 |  |  |  |  | 0% | [5 empty] | 0% | 0% | 0% | 1 | 0% | 0% | 0% | 1 | 0% | 0% | 0% | 1 | 0% | 0% | 0% | 1 | 0% | 0% | 0% | 1 | 0% | 0% | 0% | 1 | 0% | 0% | 0% | 1 | 0% | 0% | 1 |  |  |  |  | 0% | [5 empty] | 91% | 0% | 91% | 5 | 100% | 0% | 0% | 5 | 0% | 0% | 0% | 1 | 14% | 0% | 0% | 1 | 100% | 0% | 0% | 5 | 64% | 0% | 0% | 2 | 0% | 0% | 0% | 1
42 | Springville | 0 | 0 | 0 | 0% | 0% | 1 |  |  |  |  | 0% | [5 empty] | 0% | 0% | 0% | 1 | 0% | 0% | 0% | 1 | 0% | 0% | 0% | 1 | 0% | 0% | 0% | 1 | 0% | 0% | 0% | 1 | 0% | 0% | 0% | 1 | 0% | 0% | 0% | 1 | 0% | 0% | 1 |  |  |  |  | 0% | [5 empty] | 0% | 0% | 0% | 1 | 0% | 0% | 0% | 1 | 0% | 0% | 0% | 1 | 0% | 0% | 0% | 1 | 0% | 0% | 0% | 1 | 0% | 0% | 0% | 1 | 0% | 0% | 0% | 1 | 0% | 0% | 1 |  |  |  |  | 0% | [5 empty] | 0% | 0% | 0% | 1 | 0% | 0% | 0% | 1 | 0% | 0% | 0% | 1 | 0% | 0% | 0% | 1 | 0% | 0% | 0% | 1 | 0% | 0% | 0% | 1 | 0% | 0% | 0% | 1 | 0% | 0% | 1 |  |  |  |  | 0% | [5 empty] | 38% | 62% | 100% | 5 | 0% | 0% | 0% | 1 | 37% | 0% | 0% | 1 | 68% | 0% | 0% | 2 | 68% | 0% | 0% | 2 | 91% | 0% | 0% | 4 | 4% | 0% | 0% | 1
43 | Mustang | 0 | 0 | 0 | 0% | 0% | 1 |  |  |  |  | 0% | [5 empty] | 0% | 0% | 0% | 1 | 0% | 0% | 0% | 1 | 0% | 0% | 0% | 1 | 0% | 0% | 0% | 1 | 0% | 0% | 0% | 1 | 0% | 0% | 0% | 1 | 0% | 0% | 0% | 1 | 0% | 0% | 1 |  |  |  |  | 0% | [5 empty] | 0% | 0% | 0% | 1 | 0% | 0% | 0% | 1 | 0% | 0% | 0% | 1 | 0% | 0% | 0% | 1 | 0% | 0% | 0% | 1 | 0% | 0% | 0% | 1 | 0% | 0% | 0% | 1 | 0% | 0% | 1 |  |  |  |  | 0% | [5 empty] | 0% | 0% | 0% | 1 | 0% | 0% | 0% | 1 | 0% | 0% | 0% | 1 | 0% | 0% | 0% | 1 | 0% | 0% | 0% | 1 | 0% | 0% | 0% | 1 | 0% | 0% | 0% | 1 | 0% | 0% | 1 |  |  |  |  | 0% | [5 empty] | 77% | 19% | 96% | 5 | 95% | 0% | 0% | 5 | 0% | 0% | 0% | 1 | 7% | 0% | 0% | 1 | 95% | 0% | 0% | 5 | 82% | 0% | 0% | 3 | 0% | 0% | 0% | 1
44 | Parkway | 0 | 0 | 0 | 0% | 0% | 1 |  |  |  |  | 0% | [5 empty] | 62% | 0% | 62% | 3 | 51% | 0% | 0% | 2 | 27% | 0% | 0% | 1 | 29% | 0% | 0% | 1 | 82% | 0% | 0% | 3 | 46% | 0% | 0% | 1 | 11% | 0% | 0% | 1 | 0% | 0% | 1 |  |  |  |  | 0% | [5 empty] | 52% | 0% | 52% | 3 | 61% | 0% | 0% | 2 | 27% | 0% | 0% | 1 | 27% | 0% | 0% | 1 | 86% | 0% | 0% | 3 | 43% | 0% | 0% | 1 | 27% | 0% | 0% | 1 | 0% | 0% | 1 |  |  |  |  | 0% | [5 empty] | 50% | 0% | 50% | 3 | 58% | 0% | 0% | 2 | 44% | 0% | 0% | 1 | 33% | 0% | 0% | 1 | 87% | 0% | 0% | 3 | 37% | 0% | 0% | 1 | 31% | 0% | 0% | 1 | 0% | 0% | 1 |  |  |  |  | 11% | [5 empty] | 57% | 0% | 57% | 3 | 38% | 0% | 0% | 1 | 41% | 0% | 0% | 1 | 39% | 0% | 0% | 1 | 70% | 0% | 0% | 3 | 24% | 0% | 0% | 1 | 26% | 0% | 0% | 1
45 | Carpenter Canyon (fka Gamebird) | 0 | 0 | 0 | 0% | 0% | 1 |  |  |  |  | 0% | [5 empty] | 0% | 0% | 0% | 1 | 36% | 0% | 0% | 1 | 1% | 0% | 0% | 1 | 11% | 0% | 0% | 1 | 37% | 0% | 0% | 1 | 96% | 0% | 0% | 5 | 0% | 0% | 0% | 1 | 0% | 0% | 1 |  |  |  |  | 0% | [5 empty] | 0% | 0% | 0% | 1 | 22% | 0% | 0% | 1 | 5% | 0% | 0% | 1 | 42% | 0% | 0% | 1 | 54% | 0% | 0% | 2 | 81% | 0% | 0% | 3 | 1% | 0% | 0% | 1 | 0% | 0% | 1 |  |  |  |  | 0% | [5 empty] | 0% | 0% | 0% | 1 | 19% | 0% | 0% | 1 | 4% | 0% | 0% | 1 | 47% | 0% | 0% | 1 | 57% | 0% | 0% | 2 | 80% | 0% | 0% | 3 | 1% | 0% | 0% | 1 | 0% | 0% | 1 |  |  |  |  | 0% | [5 empty] | 0% | 0% | 0% | 1 | 15% | 0% | 0% | 1 | 3% | 0% | 0% | 1 | 39% | 0% | 0% | 1 | 47% | 0% | 0% | 1 | 71% | 0% | 0% | 3 | 1% | 0% | 0% | 1
46 | Stagg | 0 | 0 | 0 | 0% | 0% | 1 |  |  |  |  | 0% | [5 empty] | 0% | 0% | 0% | 1 | 0% | 0% | 0% | 1 | 0% | 0% | 0% | 1 | 0% | 0% | 0% | 1 | 0% | 0% | 0% | 1 | 0% | 0% | 0% | 1 | 0% | 0% | 0% | 1 | 0% | 0% | 1 |  |  |  |  | 1% | [5 empty] | 0% | 0% | 0% | 1 | 3% | 0% | 0% | 1 | 66% | 0% | 0% | 2 | 66% | 0% | 0% | 2 | 67% | 0% | 0% | 2 | 0% | 0% | 0% | 1 | 12% | 0% | 0% | 1 | 0% | 0% | 1 |  |  |  |  | 29% | [5 empty] | 9% | 0% | 9% | 1 | 6% | 0% | 0% | 1 | 65% | 0% | 0% | 2 | 64% | 0% | 0% | 2 | 65% | 0% | 0% | 2 | 0% | 0% | 0% | 1 | 8% | 0% | 0% | 1 | 0% | 0% | 1 |  |  |  |  | 21% | [5 empty] | 44% | 1% | 45% | 2 | 42% | 0% | 0% | 1 | 46% | 0% | 0% | 1 | 48% | 0% | 0% | 1 | 59% | 0% | 0% | 2 | 17% | 0% | 0% | 1 | 16% | 0% | 0% | 1
47 | Lakeview | 0 | 0 | 0 | 0% | 0% | 1 |  |  |  |  | 0% | [5 empty] | 0% | 0% | 0% | 1 | 0% | 0% | 0% | 1 | 0% | 0% | 0% | 1 | 0% | 0% | 0% | 1 | 0% | 0% | 0% | 1 | 0% | 0% | 0% | 1 | 0% | 0% | 0% | 1 | 0% | 0% | 1 |  |  |  |  | 0% | [5 empty] | 0% | 0% | 0% | 1 | 0% | 0% | 0% | 1 | 0% | 0% | 0% | 1 | 0% | 0% | 0% | 1 | 0% | 0% | 0% | 1 | 0% | 0% | 0% | 1 | 0% | 0% | 0% | 1 | 0% | 0% | 1 |  |  |  |  | 0% | [5 empty] | 42% | 58% | 100% | 5 | 82% | 0% | 0% | 3 | 59% | 0% | 0% | 2 | 64% | 0% | 0% | 2 | 86% | 0% | 0% | 3 | 68% | 0% | 0% | 2 | 0% | 0% | 0% | 1 | 0% | 0% | 1 |  |  |  |  | 0% | [5 empty] | 69% | 25% | 94% | 5 | 81% | 0% | 0% | 3 | 64% | 0% | 0% | 2 | 75% | 0% | 0% | 3 | 98% | 0% | 0% | 5 | 64% | 0% | 0% | 2 | 3% | 0% | 0% | 1
48 | Balch 2 | 0 | 0 | 0 | 0% | 0% | 1 |  |  |  |  | 0% | [5 empty] | 0% | 0% | 0% | 1 | 0% | 0% | 0% | 1 | 0% | 0% | 0% | 1 | 0% | 0% | 0% | 1 | 0% | 0% | 0% | 1 | 0% | 0% | 0% | 1 | 0% | 0% | 0% | 1 | 0% | 0% | 1 |  |  |  |  | 0% | [5 empty] | 0% | 0% | 0% | 1 | 0% | 0% | 0% | 1 | 0% | 0% | 0% | 1 | 0% | 0% | 0% | 1 | 0% | 0% | 0% | 1 | 0% | 0% | 0% | 1 | 0% | 0% | 0% | 1 | 0% | 0% | 1 |  |  |  |  | 0% | [5 empty] | 0% | 0% | 0% | 1 | 0% | 0% | 0% | 1 | 0% | 0% | 0% | 1 | 0% | 0% | 0% | 1 | 0% | 0% | 0% | 1 | 0% | 0% | 0% | 1 | 0% | 0% | 0% | 1 | 0% | 0% | 1 |  |  |  |  | 0% | [5 empty] | 100% | 0% | 100% | 5 | 0% | 0% | 0% | 1 | 0% | 0% | 0% | 1 | 100% | 0% | 0% | 5 | 100% | 0% | 0% | 5 | 100% | 0% | 0% | 5 | 0% | 0% | 0% | 1
49 | Racetrack | 0 | 0 | 0 | 0% | 0% | 1 |  |  |  |  | 0% | [5 empty] | 0% | 0% | 0% | 1 | 0% | 0% | 0% | 1 | 0% | 0% | 0% | 1 | 0% | 0% | 0% | 1 | 0% | 0% | 0% | 1 | 0% | 0% | 0% | 1 | 0% | 0% | 0% | 1 | 0% | 0% | 1 |  |  |  |  | 0% | [5 empty] | 0% | 0% | 0% | 1 | 0% | 0% | 0% | 1 | 0% | 0% | 0% | 1 | 0% | 0% | 0% | 1 | 0% | 0% | 0% | 1 | 0% | 0% | 0% | 1 | 0% | 0% | 0% | 1 | 0% | 0% | 1 |  |  |  |  | 0% | [5 empty] | 0% | 0% | 0% | 1 | 0% | 0% | 0% | 1 | 0% | 0% | 0% | 1 | 0% | 0% | 0% | 1 | 0% | 0% | 0% | 1 | 0% | 0% | 0% | 1 | 0% | 0% | 0% | 1 | 0% | 0% | 1 |  |  |  |  | 0% | [5 empty] | 20% | 42% | 62% | 5 | 0% | 0% | 0% | 1 | 0% | 0% | 0% | 1 | 15% | 0% | 0% | 1 | 15% | 0% | 0% | 1 | 61% | 0% | 0% | 2 | 10% | 0% | 0% | 1
50 | Schindler | 0 | 0 | 0 | 0% | 0% | 1 |  |  |  |  | 0% | [5 empty] | 0% | 0% | 0% | 1 | 0% | 0% | 0% | 1 | 0% | 0% | 0% | 1 | 0% | 0% | 0% | 1 | 0% | 0% | 0% | 1 | 0% | 0% | 0% | 1 | 0% | 0% | 0% | 1 | 0% | 0% | 1 |  |  |  |  | 0% | [5 empty] | 88% | 0% | 88% | 5 | 100% | 0% | 0% | 5 | 0% | 0% | 0% | 1 | 17% | 0% | 0% | 1 | 100% | 0% | 0% | 5 | 54% | 0% | 0% | 2 | 0% | 0% | 0% | 1 | 0% | 0% | 1 |  |  |  |  | 0% | [5 empty] | 65% | 29% | 94% | 5 | 100% | 0% | 0% | 5 | 0% | 0% | 0% | 1 | 10% | 0% | 0% | 1 | 100% | 0% | 0% | 5 | 73% | 0% | 0% | 3 | 0% | 0% | 0% | 1 | 0% | 0% | 1 |  |  |  |  | 0% | [5 empty] | 65% | 29% | 94% | 5 | 100% | 0% | 0% | 5 | 0% | 0% | 0% | 1 | 10% | 0% | 0% | 1 | 100% | 0% | 0% | 5 | 73% | 0% | 0% | 3 | 0% | 0% | 0% | 1
51 | Cameron | 0 | 0 | 0 | 0% | 0% | 1 |  |  |  |  | 0% | [5 empty] | 16% | 78% | 94% | 5 | 0% | 0% | 0% | 1 | 2% | 0% | 0% | 1 | 6% | 0% | 0% | 1 | 8% | 0% | 0% | 1 | 30% | 0% | 0% | 1 | 0% | 0% | 0% | 1 | 0% | 0% | 1 |  |  |  |  | 0% | [5 empty] | 47% | 46% | 93% | 5 | 8% | 0% | 0% | 1 | 12% | 0% | 0% | 1 | 37% | 0% | 0% | 1 | 46% | 0% | 0% | 1 | 30% | 0% | 0% | 1 | 1% | 0% | 0% | 1 | 0% | 0% | 1 |  |  |  |  | 0% | [5 empty] | 43% | 48% | 91% | 5 | 7% | 0% | 0% | 1 | 19% | 0% | 0% | 1 | 41% | 0% | 0% | 1 | 50% | 0% | 0% | 2 | 31% | 0% | 0% | 1 | 1% | 0% | 0% | 1 | 0% | 0% | 1 |  |  |  |  | 0% | [5 empty] | 40% | 47% | 87% | 5 | 11% | 0% | 0% | 1 | 22% | 0% | 0% | 1 | 43% | 0% | 0% | 1 | 53% | 0% | 0% | 2 | 32% | 0% | 0% | 1 | 2% | 0% | 0% | 1
52 | Konocti | 0 | 0 | 0 | 0% | 0% | 1 |  |  |  |  | 0% | [5 empty] | 42% | 55% | 97% | 5 | 81% | 0% | 0% | 3 | 52% | 0% | 0% | 2 | 73% | 0% | 0% | 3 | 95% | 0% | 0% | 5 | 21% | 0% | 0% | 1 | 0% | 0% | 0% | 1 | 0% | 0% | 1 |  |  |  |  | 0% | [5 empty] | 30% | 61% | 91% | 5 | 89% | 0% | 0% | 3 | 37% | 0% | 0% | 1 | 72% | 0% | 0% | 3 | 95% | 0% | 0% | 5 | 41% | 0% | 0% | 1 | 1% | 0% | 0% | 1 | 0% | 0% | 1 |  |  |  |  | 0% | [5 empty] | 26% | 67% | 93% | 5 | 83% | 0% | 0% | 3 | 37% | 0% | 0% | 1 | 73% | 0% | 0% | 3 | 94% | 0% | 0% | 4 | 49% | 0% | 0% | 1 | 1% | 0% | 0% | 1 | 0% | 0% | 1 |  |  |  |  | 0% | [5 empty] | 26% | 63% | 89% | 5 | 59% | 0% | 0% | 2 | 27% | 0% | 0% | 1 | 48% | 0% | 0% | 1 | 74% | 0% | 0% | 3 | 74% | 0% | 0% | 3 | 1% | 0% | 0% | 1
53 | North Gila - IV (Proposed) | 0 | 0 | 0 | 0% | 0% | 1 |  |  |  |  | 0% | [5 empty] | 0% | 0% | 0% | 1 | 0% | 0% | 0% | 1 | 71% | 0% | 0% | 3 | 71% | 0% | 0% | 3 | 71% | 0% | 0% | 3 | 63% | 0% | 0% | 2 | 3% | 0% | 0% | 1 | 0% | 0% | 1 |  |  |  |  | 0% | [5 empty] | 0% | 0% | 0% | 1 | 0% | 0% | 0% | 1 | 71% | 0% | 0% | 3 | 71% | 0% | 0% | 3 | 71% | 0% | 0% | 3 | 62% | 0% | 0% | 2 | 3% | 0% | 0% | 1 | 0% | 0% | 1 |  |  |  |  | 0% | [5 empty] | 0% | 0% | 0% | 1 | 19% | 0% | 0% | 1 | 38% | 0% | 0% | 1 | 38% | 0% | 0% | 1 | 57% | 0% | 0% | 2 | 76% | 0% | 0% | 3 | 2% | 0% | 0% | 1 | 0% | 0% | 1 |  |  |  |  | 0% | [5 empty] | 0% | 0% | 0% | 1 | 23% | 0% | 0% | 1 | 21% | 0% | 0% | 1 | 16% | 0% | 0% | 1 | 43% | 0% | 0% | 1 | 71% | 0% | 0% | 3 | 1% | 0% | 0% | 1
54 | Rector | 0 | 0 | 0 | 0% | 0% | 1 |  |  |  |  | 0% | [5 empty] | 0% | 0% | 0% | 1 | 0% | 0% | 0% | 1 | 0% | 0% | 0% | 1 | 0% | 0% | 0% | 1 | 0% | 0% | 0% | 1 | 0% | 0% | 0% | 1 | 0% | 0% | 0% | 1 | 0% | 0% | 1 |  |  |  |  | 0% | [5 empty] | 0% | 0% | 0% | 1 | 0% | 0% | 0% | 1 | 0% | 0% | 0% | 1 | 0% | 0% | 0% | 1 | 0% | 0% | 0% | 1 | 0% | 0% | 0% | 1 | 0% | 0% | 0% | 1 | 0% | 0% | 1 |  |  |  |  | 0% | [5 empty] | 0% | 0% | 0% | 1 | 0% | 0% | 0% | 1 | 0% | 0% | 0% | 1 | 0% | 0% | 0% | 1 | 0% | 0% | 0% | 1 | 0% | 0% | 0% | 1 | 0% | 0% | 0% | 1 | 0% | 0% | 1 |  |  |  |  | 0% | [5 empty] | 0% | 0% | 0% | 1 | 0% | 0% | 0% | 1 | 0% | 0% | 0% | 1 | 0% | 0% | 0% | 1 | 0% | 0% | 0% | 1 | 0% | 0% | 0% | 1 | 0% | 0% | 0% | 1
55 | Round Mountain | 0 | 0 | 10 | 0% | 0% | 1 |  |  |  |  | 0% | [5 empty] | 85% | 3% | 88% | 5 | 73% | 0% | 0% | 3 | 2% | 0% | 0% | 1 | 3% | 0% | 0% | 1 | 75% | 0% | 0% | 3 | 39% | 0% | 0% | 1 | 1% | 0% | 0% | 1 | 0% | 0% | 1 |  |  |  |  | 0% | [5 empty] | 79% | 9% | 88% | 5 | 60% | 0% | 0% | 2 | 19% | 0% | 0% | 1 | 21% | 0% | 0% | 1 | 79% | 0% | 0% | 3 | 47% | 0% | 0% | 1 | 1% | 0% | 0% | 1 | 0% | 0% | 1 |  |  |  |  | 0% | [5 empty] | 67% | 12% | 79% | 5 | 52% | 0% | 0% | 2 | 19% | 0% | 0% | 1 | 21% | 0% | 0% | 1 | 70% | 0% | 0% | 3 | 54% | 0% | 0% | 2 | 1% | 0% | 0% | 1 | 0% | 0% | 1 |  |  |  |  | 0% | [5 empty] | 57% | 20% | 77% | 5 | 36% | 0% | 0% | 1 | 22% | 0% | 0% | 1 | 22% | 0% | 0% | 1 | 60% | 0% | 0% | 2 | 56% | 0% | 0% | 2 | 1% | 0% | 0% | 1
56 | Vestal | 0 | 0 | 0 | 0% | 0% | 1 |  |  |  |  | 0% | [5 empty] | 0% | 0% | 0% | 1 | 0% | 0% | 0% | 1 | 0% | 0% | 0% | 1 | 0% | 0% | 0% | 1 | 0% | 0% | 0% | 1 | 0% | 0% | 0% | 1 | 0% | 0% | 0% | 1 | 0% | 0% | 1 |  |  |  |  | 0% | [5 empty] | 0% | 0% | 0% | 1 | 0% | 0% | 0% | 1 | 0% | 0% | 0% | 1 | 0% | 0% | 0% | 1 | 0% | 0% | 0% | 1 | 0% | 0% | 0% | 1 | 0% | 0% | 0% | 1 | 0% | 0% | 1 |  |  |  |  | 0% | [5 empty] | 0% | 0% | 0% | 1 | 0% | 0% | 0% | 1 | 0% | 0% | 0% | 1 | 0% | 0% | 0% | 1 | 0% | 0% | 0% | 1 | 0% | 0% | 0% | 1 | 0% | 0% | 0% | 1 | 0% | 0% | 1 |  |  |  |  | 0% | [5 empty] | 23% | 77% | 100% | 5 | 6% | 0% | 0% | 1 | 5% | 0% | 0% | 1 | 36% | 0% | 0% | 1 | 36% | 0% | 0% | 1 | 80% | 0% | 0% | 3 | 0% | 0% | 0% | 1
57 | Silverado | 0 | 0 | 0 | 0% | 0% | 1 |  |  |  |  | 0% | [5 empty] | 57% | 5% | 62% | 3 | 87% | 0% | 0% | 3 | 3% | 0% | 0% | 1 | 28% | 0% | 0% | 1 | 87% | 0% | 0% | 3 | 96% | 0% | 0% | 5 | 0% | 0% | 0% | 1 | 0% | 0% | 1 |  |  |  |  | 1% | [5 empty] | 79% | 2% | 81% | 5 | 93% | 0% | 0% | 4 | 28% | 0% | 0% | 1 | 49% | 0% | 0% | 1 | 94% | 0% | 0% | 4 | 94% | 0% | 0% | 4 | 1% | 0% | 0% | 1 | 0% | 0% | 1 |  |  |  |  | 0% | [5 empty] | 68% | 8% | 76% | 5 | 93% | 0% | 0% | 4 | 23% | 0% | 0% | 1 | 27% | 0% | 0% | 1 | 94% | 0% | 0% | 4 | 85% | 0% | 0% | 3 | 1% | 0% | 0% | 1 | 0% | 0% | 1 |  |  |  |  | 2% | [5 empty] | 67% | 24% | 91% | 5 | 83% | 0% | 0% | 3 | 17% | 0% | 0% | 1 | 28% | 0% | 0% | 1 | 87% | 0% | 0% | 3 | 74% | 0% | 0% | 3 | 2% | 0% | 0% | 1
58 | Penngrove | 0 | 0 | 0 | 0% | 0% | 1 |  |  |  |  | 0% | [5 empty] | 100% | 0% | 100% | 5 | 82% | 0% | 0% | 3 | 52% | 0% | 0% | 2 | 61% | 0% | 0% | 2 | 87% | 0% | 0% | 3 | 77% | 0% | 0% | 3 | 1% | 0% | 0% | 1 | 0% | 0% | 1 |  |  |  |  | 0% | [5 empty] | 76% | 0% | 76% | 5 | 85% | 0% | 0% | 3 | 33% | 0% | 0% | 1 | 57% | 0% | 0% | 2 | 94% | 0% | 0% | 4 | 86% | 0% | 0% | 3 | 1% | 0% | 0% | 1 | 0% | 0% | 1 |  |  |  |  | 0% | [5 empty] | 47% | 0% | 47% | 2 | 85% | 0% | 0% | 3 | 32% | 0% | 0% | 1 | 52% | 0% | 0% | 2 | 94% | 0% | 0% | 4 | 70% | 0% | 0% | 3 | 5% | 0% | 0% | 1 | 0% | 0% | 1 |  |  |  |  | 0% | [5 empty] | 61% | 0% | 61% | 3 | 86% | 0% | 0% | 3 | 22% | 0% | 0% | 1 | 46% | 0% | 0% | 1 | 93% | 0% | 0% | 4 | 74% | 0% | 0% | 3 | 4% | 0% | 0% | 1
59 | Bridgeville | 0 | 0 | 0 | 0% | 0% | 1 |  |  |  |  | 0% | [5 empty] | 0% | 0% | 0% | 1 | 9% | 0% | 0% | 1 | 11% | 0% | 0% | 1 | 11% | 0% | 0% | 1 | 18% | 0% | 0% | 1 | 80% | 0% | 0% | 3 | 0% | 0% | 0% | 1 | 0% | 0% | 1 |  |  |  |  | 0% | [5 empty] | 11% | 0% | 11% | 1 | 14% | 0% | 0% | 1 | 14% | 0% | 0% | 1 | 23% | 0% | 0% | 1 | 31% | 0% | 0% | 1 | 57% | 0% | 0% | 2 | 0% | 0% | 0% | 1 | 0% | 0% | 1 |  |  |  |  | 0% | [5 empty] | 13% | 1% | 14% | 2 | 13% | 0% | 0% | 1 | 11% | 0% | 0% | 1 | 22% | 0% | 0% | 1 | 29% | 0% | 0% | 1 | 54% | 0% | 0% | 2 | 0% | 0% | 0% | 1 | 0% | 0% | 1 |  |  |  |  | 0% | [5 empty] | 6% | 3% | 9% | 2 | 8% | 0% | 0% | 1 | 9% | 0% | 0% | 1 | 15% | 0% | 0% | 1 | 20% | 0% | 0% | 1 | 65% | 0% | 0% | 2 | 2% | 0% | 0% | 1
60 | Logan Creek | 0 | 0 | 0 | 0% | 0% | 1 |  |  |  |  | 0% | [5 empty] | 0% | 0% | 0% | 1 | 0% | 0% | 0% | 1 | 0% | 0% | 0% | 1 | 0% | 0% | 0% | 1 | 0% | 0% | 0% | 1 | 0% | 0% | 0% | 1 | 0% | 0% | 0% | 1 | 0% | 0% | 1 |  |  |  |  | 0% | [5 empty] | 32% | 68% | 100% | 5 | 32% | 0% | 0% | 1 | 0% | 0% | 0% | 1 | 0% | 0% | 0% | 1 | 32% | 0% | 0% | 1 | 100% | 0% | 0% | 5 | 0% | 0% | 0% | 1 | 0% | 0% | 1 |  |  |  |  | 0% | [5 empty] | 71% | 28% | 99% | 5 | 65% | 0% | 0% | 2 | 4% | 0% | 0% | 1 | 5% | 0% | 0% | 1 | 70% | 0% | 0% | 3 | 89% | 0% | 0% | 3 | 0% | 0% | 0% | 1 | 0% | 0% | 1 |  |  |  |  | 0% | [5 empty] | 61% | 32% | 93% | 5 | 46% | 0% | 0% | 1 | 10% | 0% | 0% | 1 | 28% | 0% | 0% | 1 | 69% | 0% | 0% | 2 | 65% | 0% | 0% | 2 | 14% | 0% | 0% | 1
61 | Famoso | 0 | 0 | 0 | 0% | 0% | 1 |  |  |  |  | 0% | [5 empty] | 0% | 0% | 0% | 1 | 0% | 0% | 0% | 1 | 0% | 0% | 0% | 1 | 0% | 0% | 0% | 1 | 0% | 0% | 0% | 1 | 0% | 0% | 0% | 1 | 0% | 0% | 0% | 1 | 0% | 0% | 1 |  |  |  |  | 0% | [5 empty] | 0% | 0% | 0% | 1 | 0% | 0% | 0% | 1 | 0% | 0% | 0% | 1 | 0% | 0% | 0% | 1 | 0% | 0% | 0% | 1 | 0% | 0% | 0% | 1 | 0% | 0% | 0% | 1 | 0% | 0% | 1 |  |  |  |  | 0% | [5 empty] | 0% | 0% | 0% | 1 | 0% | 0% | 0% | 1 | 0% | 0% | 0% | 1 | 0% | 0% | 0% | 1 | 0% | 0% | 0% | 1 | 0% | 0% | 0% | 1 | 0% | 0% | 0% | 1 | 0% | 0% | 1 |  |  |  |  | 0% | [5 empty] | 0% | 100% | 100% | 5 | 100% | 0% | 0% | 5 | 0% | 0% | 0% | 1 | 100% | 0% | 0% | 5 | 100% | 0% | 0% | 5 | 100% | 0% | 0% | 5 | 0% | 0% | 0% | 1
62 | New Sub - Los Banos - Midway (Proposed) | 0 | 0 | 0 | 0% | 0% | 1 |  |  |  |  | 0% | [5 empty] | 0% | 0% | 0% | 1 | 0% | 0% | 0% | 1 | 0% | 0% | 0% | 1 | 0% | 0% | 0% | 1 | 0% | 0% | 0% | 1 | 0% | 0% | 0% | 1 | 0% | 0% | 0% | 1 | 0% | 0% | 1 |  |  |  |  | 0% | [5 empty] | 81% | 0% | 81% | 5 | 100% | 0% | 0% | 5 | 0% | 0% | 0% | 1 | 0% | 0% | 0% | 1 | 100% | 0% | 0% | 5 | 11% | 0% | 0% | 1 | 0% | 0% | 0% | 1 | 0% | 0% | 1 |  |  |  |  | 0% | [5 empty] | 65% | 29% | 94% | 5 | 100% | 0% | 0% | 5 | 0% | 0% | 0% | 1 | 10% | 0% | 0% | 1 | 100% | 0% | 0% | 5 | 73% | 0% | 0% | 3 | 0% | 0% | 0% | 1 | 0% | 0% | 1 |  |  |  |  | 0% | [5 empty] | 65% | 29% | 94% | 5 | 100% | 0% | 0% | 5 | 0% | 0% | 0% | 1 | 10% | 0% | 0% | 1 | 100% | 0% | 0% | 5 | 73% | 0% | 0% | 3 | 0% | 0% | 0% | 1
63 | Lockeford | 0 | 0 | 0 | 0% | 0% | 1 |  |  |  |  | 0% | [5 empty] | 0% | 0% | 0% | 1 | 0% | 0% | 0% | 1 | 0% | 0% | 0% | 1 | 0% | 0% | 0% | 1 | 0% | 0% | 0% | 1 | 0% | 0% | 0% | 1 | 0% | 0% | 0% | 1 | 0% | 0% | 1 |  |  |  |  | 0% | [5 empty] | 0% | 0% | 0% | 1 | 0% | 0% | 0% | 1 | 0% | 0% | 0% | 1 | 0% | 0% | 0% | 1 | 0% | 0% | 0% | 1 | 0% | 0% | 0% | 1 | 0% | 0% | 0% | 1 | 0% | 0% | 1 |  |  |  |  | 0% | [5 empty] | 0% | 0% | 0% | 1 | 0% | 0% | 0% | 1 | 0% | 0% | 0% | 1 | 0% | 0% | 0% | 1 | 0% | 0% | 0% | 1 | 0% | 0% | 0% | 1 | 0% | 0% | 0% | 1 | 0% | 0% | 1 |  |  |  |  | 51% | [5 empty] | 1% | 0% | 1% | 1 | 1% | 0% | 0% | 1 | 28% | 0% | 0% | 1 | 28% | 0% | 0% | 1 | 28% | 0% | 0% | 1 | 0% | 0% | 0% | 1 | 8% | 0% | 0% | 1
64 | Etiwanda | 0 | 0 | 0 | 0% | 0% | 1 |  |  |  |  | 0% | [5 empty] | 0% | 100% | 100% | 5 | 100% | 0% | 0% | 5 | 0% | 0% | 0% | 1 | 9% | 0% | 0% | 1 | 100% | 0% | 0% | 5 | 69% | 0% | 0% | 2 | 0% | 0% | 0% | 1 | 0% | 0% | 1 |  |  |  |  | 0% | [5 empty] | 22% | 76% | 98% | 5 | 100% | 0% | 0% | 5 | 40% | 0% | 0% | 1 | 29% | 0% | 0% | 1 | 100% | 0% | 0% | 5 | 48% | 0% | 0% | 1 | 0% | 0% | 0% | 1 | 0% | 0% | 1 |  |  |  |  | 0% | [5 empty] | 50% | 38% | 88% | 5 | 62% | 0% | 0% | 2 | 63% | 0% | 0% | 2 | 60% | 0% | 0% | 2 | 99% | 0% | 0% | 5 | 47% | 0% | 0% | 1 | 1% | 0% | 0% | 1 | 0% | 0% | 1 |  |  |  |  | 0% | [5 empty] | 40% | 34% | 74% | 5 | 58% | 0% | 0% | 2 | 51% | 0% | 0% | 2 | 55% | 0% | 0% | 2 | 93% | 0% | 0% | 4 | 49% | 0% | 0% | 1 | 1% | 0% | 0% | 1
65 | Edes | 0 | 0 | 0 | 0% | 0% | 1 |  |  |  |  | 0% | [5 empty] | 0% | 0% | 0% | 1 | 0% | 0% | 0% | 1 | 15% | 0% | 0% | 1 | 28% | 0% | 0% | 1 | 28% | 0% | 0% | 1 | 0% | 0% | 0% | 1 | 9% | 0% | 0% | 1 | 0% | 0% | 1 |  |  |  |  | 0% | [5 empty] | 6% | 0% | 6% | 1 | 10% | 0% | 0% | 1 | 16% | 0% | 0% | 1 | 27% | 0% | 0% | 1 | 33% | 0% | 0% | 1 | 6% | 0% | 0% | 1 | 8% | 0% | 0% | 1 | 0% | 0% | 1 |  |  |  |  | 0% | [5 empty] | 56% | 0% | 56% | 3 | 10% | 0% | 0% | 1 | 46% | 0% | 0% | 1 | 66% | 0% | 0% | 2 | 68% | 0% | 0% | 2 | 22% | 0% | 0% | 1 | 5% | 0% | 0% | 1 | 0% | 0% | 1 |  |  |  |  | 0% | [5 empty] | 45% | 0% | 45% | 2 | 54% | 0% | 0% | 2 | 62% | 0% | 0% | 2 | 54% | 0% | 0% | 2 | 84% | 0% | 0% | 3 | 23% | 0% | 0% | 1 | 34% | 0% | 0% | 1
66 | GWF 2 | 0 | 0 | 0 | 0% | 0% | 1 |  |  |  |  | 0% | [5 empty] | 36% | 0% | 36% | 2 | 51% | 0% | 0% | 2 | 71% | 0% | 0% | 3 | 48% | 0% | 0% | 1 | 80% | 0% | 0% | 3 | 12% | 0% | 0% | 1 | 52% | 0% | 0% | 2 | 0% | 0% | 1 |  |  |  |  | 8% | [5 empty] | 41% | 0% | 41% | 2 | 23% | 0% | 0% | 1 | 57% | 0% | 0% | 2 | 47% | 0% | 0% | 1 | 66% | 0% | 0% | 2 | 10% | 0% | 0% | 1 | 33% | 0% | 0% | 1 | 0% | 0% | 1 |  |  |  |  | 15% | [5 empty] | 43% | 0% | 43% | 2 | 23% | 0% | 0% | 1 | 48% | 0% | 0% | 1 | 42% | 0% | 0% | 1 | 62% | 0% | 0% | 2 | 11% | 0% | 0% | 1 | 29% | 0% | 0% | 1 | 0% | 0% | 1 |  |  |  |  | 21% | [5 empty] | 50% | 0% | 50% | 3 | 34% | 0% | 0% | 1 | 42% | 0% | 0% | 1 | 43% | 0% | 0% | 1 | 61% | 0% | 0% | 2 | 16% | 0% | 0% | 1 | 21% | 0% | 0% | 1
67 | Goose Lake | 0 | 0 | 0 | 0% | 0% | 1 |  |  |  |  | 0% | [5 empty] | 0% | 0% | 0% | 1 | 0% | 0% | 0% | 1 | 0% | 0% | 0% | 1 | 0% | 0% | 0% | 1 | 0% | 0% | 0% | 1 | 0% | 0% | 0% | 1 | 0% | 0% | 0% | 1 | 0% | 0% | 1 |  |  |  |  | 0% | [5 empty] | 0% | 0% | 0% | 1 | 0% | 0% | 0% | 1 | 0% | 0% | 0% | 1 | 0% | 0% | 0% | 1 | 0% | 0% | 0% | 1 | 0% | 0% | 0% | 1 | 0% | 0% | 0% | 1 | 0% | 0% | 1 |  |  |  |  | 0% | [5 empty] | 0% | 0% | 0% | 1 | 0% | 0% | 0% | 1 | 0% | 0% | 0% | 1 | 0% | 0% | 0% | 1 | 0% | 0% | 0% | 1 | 0% | 0% | 0% | 1 | 0% | 0% | 0% | 1 | 0% | 0% | 1 |  |  |  |  | 0% | [5 empty] | 60% | 0% | 60% | 3 | 73% | 0% | 0% | 3 | 0% | 0% | 0% | 1 | 16% | 0% | 0% | 1 | 73% | 0% | 0% | 3 | 62% | 0% | 0% | 2 | 0% | 0% | 0% | 1
68 | Unknown - 3327 | 0 | 0 | 0 | 0% | 0% | 1 |  |  |  |  | 0% | [5 empty] | 0% | 0% | 0% | 1 | 0% | 0% | 0% | 1 | 0% | 0% | 0% | 1 | 0% | 0% | 0% | 1 | 0% | 0% | 0% | 1 | 0% | 0% | 0% | 1 | 0% | 0% | 0% | 1 | 0% | 0% | 1 |  |  |  |  | 0% | [5 empty] | 100% | 0% | 100% | 5 | 100% | 0% | 0% | 5 | 0% | 0% | 0% | 1 | 0% | 0% | 0% | 1 | 100% | 0% | 0% | 5 | 0% | 0% | 0% | 1 | 0% | 0% | 0% | 1 | 0% | 0% | 1 |  |  |  |  | 0% | [5 empty] | 17% | 83% | 100% | 5 | 52% | 0% | 0% | 2 | 41% | 0% | 0% | 1 | 47% | 0% | 0% | 1 | 87% | 0% | 0% | 3 | 88% | 0% | 0% | 3 | 0% | 0% | 0% | 1 | 0% | 0% | 1 |  |  |  |  | 0% | [5 empty] | 40% | 60% | 100% | 5 | 60% | 0% | 0% | 2 | 18% | 0% | 0% | 1 | 46% | 0% | 0% | 1 | 77% | 0% | 0% | 3 | 77% | 0% | 0% | 3 | 1% | 0% | 0% | 1
69 | Mira Loma | 0 | 0 | 0 | 0% | 0% | 1 |  |  |  |  | 0% | [5 empty] | 0% | 0% | 0% | 1 | 0% | 0% | 0% | 1 | 0% | 0% | 0% | 1 | 0% | 0% | 0% | 1 | 0% | 0% | 0% | 1 | 0% | 0% | 0% | 1 | 0% | 0% | 0% | 1 | 0% | 0% | 1 |  |  |  |  | 0% | [5 empty] | 0% | 100% | 100% | 5 | 100% | 0% | 0% | 5 | 0% | 0% | 0% | 1 | 9% | 0% | 0% | 1 | 100% | 0% | 0% | 5 | 69% | 0% | 0% | 2 | 0% | 0% | 0% | 1 | 0% | 0% | 1 |  |  |  |  | 0% | [5 empty] | 20% | 77% | 97% | 5 | 100% | 0% | 0% | 5 | 48% | 0% | 0% | 1 | 15% | 0% | 0% | 1 | 100% | 0% | 0% | 5 | 57% | 0% | 0% | 2 | 0% | 0% | 0% | 1 | 0% | 0% | 1 |  |  |  |  | 0% | [5 empty] | 44% | 36% | 80% | 5 | 61% | 0% | 0% | 2 | 55% | 0% | 0% | 2 | 55% | 0% | 0% | 2 | 94% | 0% | 0% | 4 | 48% | 0% | 0% | 1 | 1% | 0% | 0% | 1
70 | Ravenswood | 0 | 0 | 0 | 0% | 0% | 1 |  |  |  |  | 0% | [5 empty] | 0% | 0% | 0% | 1 | 0% | 0% | 0% | 1 | 9% | 0% | 0% | 1 | 23% | 0% | 0% | 1 | 23% | 0% | 0% | 1 | 0% | 0% | 0% | 1 | 51% | 0% | 0% | 2 | 0% | 0% | 1 |  |  |  |  | 0% | [5 empty] | 0% | 0% | 0% | 1 | 21% | 0% | 0% | 1 | 25% | 0% | 0% | 1 | 35% | 0% | 0% | 1 | 37% | 0% | 0% | 1 | 6% | 0% | 0% | 1 | 28% | 0% | 0% | 1 | 0% | 0% | 1 |  |  |  |  | 0% | [5 empty] | 10% | 0% | 10% | 1 | 24% | 0% | 0% | 1 | 35% | 0% | 0% | 1 | 43% | 0% | 0% | 1 | 52% | 0% | 0% | 2 | 20% | 0% | 0% | 1 | 16% | 0% | 0% | 1 | 0% | 0% | 1 |  |  |  |  | 0% | [5 empty] | 64% | 6% | 70% | 3 | 61% | 0% | 0% | 2 | 52% | 0% | 0% | 2 | 60% | 0% | 0% | 2 | 82% | 0% | 0% | 3 | 53% | 0% | 0% | 2 | 4% | 0% | 0% | 1
71 | Rio Hondo | 0 | 0 | 0 | 0% | 0% | 1 |  |  |  |  | 0% | [5 empty] | 0% | 0% | 0% | 1 | 0% | 0% | 0% | 1 | 0% | 0% | 0% | 1 | 0% | 0% | 0% | 1 | 0% | 0% | 0% | 1 | 0% | 0% | 0% | 1 | 0% | 0% | 0% | 1 | 0% | 0% | 1 |  |  |  |  | 0% | [5 empty] | 0% | 0% | 0% | 1 | 0% | 0% | 0% | 1 | 0% | 0% | 0% | 1 | 0% | 0% | 0% | 1 | 0% | 0% | 0% | 1 | 0% | 0% | 0% | 1 | 0% | 0% | 0% | 1 | 0% | 0% | 1 |  |  |  |  | 0% | [5 empty] | 0% | 0% | 0% | 1 | 0% | 0% | 0% | 1 | 0% | 0% | 0% | 1 | 0% | 0% | 0% | 1 | 0% | 0% | 0% | 1 | 0% | 0% | 0% | 1 | 0% | 0% | 0% | 1 | 0% | 0% | 1 |  |  |  |  | 0% | [5 empty] | 17% | 8% | 25% | 2 | 13% | 0% | 0% | 1 | 45% | 0% | 0% | 1 | 34% | 0% | 0% | 1 | 60% | 0% | 0% | 2 | 39% | 0% | 0% | 1 | 1% | 0% | 0% | 1
72 | Redondo | 0 | 0 | 0 | 0% | 0% | 1 |  |  |  |  | 0% | [5 empty] | 0% | 0% | 0% | 1 | 0% | 0% | 0% | 1 | 45% | 0% | 0% | 1 | 82% | 0% | 0% | 3 | 82% | 0% | 0% | 3 | 0% | 0% | 0% | 1 | 0% | 0% | 0% | 1 | 0% | 0% | 1 |  |  |  |  | 0% | [5 empty] | 0% | 0% | 0% | 1 | 0% | 0% | 0% | 1 | 9% | 0% | 0% | 1 | 49% | 0% | 0% | 1 | 49% | 0% | 0% | 1 | 0% | 0% | 0% | 1 | 0% | 0% | 0% | 1 | 0% | 0% | 1 |  |  |  |  | 0% | [5 empty] | 0% | 0% | 0% | 1 | 0% | 0% | 0% | 1 | 17% | 0% | 0% | 1 | 54% | 0% | 0% | 2 | 54% | 0% | 0% | 2 | 0% | 0% | 0% | 1 | 0% | 0% | 0% | 1 | 0% | 0% | 1 |  |  |  |  | 0% | [5 empty] | 0% | 0% | 0% | 1 | 1% | 0% | 0% | 1 | 21% | 0% | 0% | 1 | 56% | 0% | 0% | 2 | 57% | 0% | 0% | 2 | 0% | 0% | 0% | 1 | 3% | 0% | 0% | 1
73 | Otay | 0 | 0 | 0 | 0% | 0% | 1 |  |  |  |  | 0% | [5 empty] | 0% | 0% | 0% | 1 | 11% | 0% | 0% | 1 | 45% | 0% | 0% | 1 | 84% | 0% | 0% | 3 | 84% | 0% | 0% | 3 | 0% | 0% | 0% | 1 | 11% | 0% | 0% | 1 | 0% | 0% | 1 |  |  |  |  | 0% | [5 empty] | 0% | 0% | 0% | 1 | 8% | 0% | 0% | 1 | 37% | 0% | 0% | 1 | 67% | 0% | 0% | 2 | 67% | 0% | 0% | 2 | 0% | 0% | 0% | 1 | 7% | 0% | 0% | 1 | 0% | 0% | 1 |  |  |  |  | 0% | [5 empty] | 0% | 0% | 0% | 1 | 7% | 0% | 0% | 1 | 39% | 0% | 0% | 1 | 69% | 0% | 0% | 2 | 70% | 0% | 0% | 3 | 3% | 0% | 0% | 1 | 8% | 0% | 0% | 1 | 0% | 0% | 1 |  |  |  |  | 0% | [5 empty] | 0% | 0% | 0% | 1 | 6% | 0% | 0% | 1 | 33% | 0% | 0% | 1 | 65% | 0% | 0% | 2 | 65% | 0% | 0% | 2 | 4% | 0% | 0% | 1 | 7% | 0% | 0% | 1
74 | Kirker | 0 | 0 | 0 | 0% | 0% | 1 |  |  |  |  | 0% | [5 empty] | 33% | 0% | 33% | 2 | 55% | 0% | 0% | 2 | 72% | 0% | 0% | 3 | 44% | 0% | 0% | 1 | 82% | 0% | 0% | 3 | 11% | 0% | 0% | 1 | 56% | 0% | 0% | 2 | 0% | 0% | 1 |  |  |  |  | 2% | [5 empty] | 47% | 0% | 47% | 2 | 28% | 0% | 0% | 1 | 60% | 0% | 0% | 2 | 50% | 0% | 0% | 2 | 73% | 0% | 0% | 3 | 13% | 0% | 0% | 1 | 34% | 0% | 0% | 1 | 0% | 0% | 1 |  |  |  |  | 12% | [5 empty] | 46% | 0% | 46% | 2 | 23% | 0% | 0% | 1 | 49% | 0% | 0% | 1 | 44% | 0% | 0% | 1 | 63% | 0% | 0% | 2 | 12% | 0% | 0% | 1 | 30% | 0% | 0% | 1 | 0% | 0% | 1 |  |  |  |  | 21% | [5 empty] | 48% | 0% | 48% | 2 | 32% | 0% | 0% | 1 | 40% | 0% | 0% | 1 | 42% | 0% | 0% | 1 | 60% | 0% | 0% | 2 | 14% | 0% | 0% | 1 | 21% | 0% | 0% | 1
75 | Saugus | 0 | 0 | 0 | 0% | 0% | 1 |  |  |  |  | 0% | [5 empty] | 57% | 41% | 98% | 5 | 70% | 0% | 0% | 3 | 0% | 0% | 0% | 1 | 5% | 0% | 0% | 1 | 72% | 0% | 0% | 3 | 56% | 0% | 0% | 2 | 2% | 0% | 0% | 1 | 0% | 0% | 1 |  |  |  |  | 0% | [5 empty] | 34% | 65% | 99% | 5 | 58% | 0% | 0% | 2 | 2% | 0% | 0% | 1 | 2% | 0% | 0% | 1 | 59% | 0% | 0% | 2 | 67% | 0% | 0% | 2 | 2% | 0% | 0% | 1 | 0% | 0% | 1 |  |  |  |  | 0% | [5 empty] | 25% | 53% | 78% | 5 | 35% | 0% | 0% | 1 | 11% | 0% | 0% | 1 | 18% | 0% | 0% | 1 | 53% | 0% | 0% | 2 | 52% | 0% | 0% | 2 | 4% | 0% | 0% | 1 | 0% | 0% | 1 |  |  |  |  | 1% | [5 empty] | 25% | 20% | 45% | 4 | 22% | 0% | 0% | 1 | 38% | 0% | 0% | 1 | 25% | 0% | 0% | 1 | 58% | 0% | 0% | 2 | 30% | 0% | 0% | 1 | 2% | 0% | 0% | 1
76 | Chinese Station | 0 | 0 | 0 | 0% | 0% | 1 |  |  |  |  | 0% | [5 empty] | 0% | 0% | 0% | 1 | 0% | 0% | 0% | 1 | 0% | 0% | 0% | 1 | 0% | 0% | 0% | 1 | 0% | 0% | 0% | 1 | 0% | 0% | 0% | 1 | 0% | 0% | 0% | 1 | 0% | 0% | 1 |  |  |  |  | 0% | [5 empty] | 0% | 0% | 0% | 1 | 0% | 0% | 0% | 1 | 0% | 0% | 0% | 1 | 0% | 0% | 0% | 1 | 0% | 0% | 0% | 1 | 0% | 0% | 0% | 1 | 0% | 0% | 0% | 1 | 0% | 0% | 1 |  |  |  |  | 0% | [5 empty] | 0% | 0% | 0% | 1 | 0% | 0% | 0% | 1 | 0% | 0% | 0% | 1 | 0% | 0% | 0% | 1 | 0% | 0% | 0% | 1 | 0% | 0% | 0% | 1 | 0% | 0% | 0% | 1 | 0% | 0% | 1 |  |  |  |  | 0% | [5 empty] | 0% | 0% | 0% | 1 | 0% | 0% | 0% | 1 | 0% | 0% | 0% | 1 | 0% | 0% | 0% | 1 | 0% | 0% | 0% | 1 | 0% | 0% | 0% | 1 | 0% | 0% | 0% | 1
77 | Devers | 0 | 0 | 30 | 0% | 0% | 1 |  |  |  |  | 0% | [5 empty] | 25% | 3% | 28% | 2 | 49% | 0% | 0% | 1 | 44% | 0% | 0% | 1 | 41% | 0% | 0% | 1 | 63% | 0% | 0% | 2 | 42% | 0% | 0% | 1 | 0% | 0% | 0% | 1 | 0% | 0% | 1 |  |  |  |  | 0% | [5 empty] | 24% | 12% | 36% | 3 | 30% | 0% | 0% | 1 | 31% | 0% | 0% | 1 | 35% | 0% | 0% | 1 | 48% | 0% | 0% | 1 | 45% | 0% | 0% | 1 | 0% | 0% | 0% | 1 | 0% | 0% | 1 |  |  |  |  | 0% | [5 empty] | 27% | 14% | 41% | 3 | 30% | 0% | 0% | 1 | 28% | 0% | 0% | 1 | 35% | 0% | 0% | 1 | 50% | 0% | 0% | 2 | 50% | 0% | 0% | 2 | 0% | 0% | 0% | 1 | 0% | 0% | 1 |  |  |  |  | 0% | [5 empty] | 11% | 14% | 25% | 3 | 24% | 0% | 0% | 1 | 20% | 0% | 0% | 1 | 25% | 0% | 0% | 1 | 44% | 0% | 0% | 1 | 51% | 0% | 0% | 2 | 0% | 0% | 0% | 1
78 | New Sub - Midway - Wheeler Ridge (Proposed) | 0 | 0 | 0 | 0% | 0% | 1 |  |  |  |  | 0% | [5 empty] | 0% | 0% | 0% | 1 | 0% | 0% | 0% | 1 | 0% | 0% | 0% | 1 | 0% | 0% | 0% | 1 | 0% | 0% | 0% | 1 | 0% | 0% | 0% | 1 | 0% | 0% | 0% | 1 | 0% | 0% | 1 |  |  |  |  | 0% | [5 empty] | 0% | 0% | 0% | 1 | 0% | 0% | 0% | 1 | 0% | 0% | 0% | 1 | 0% | 0% | 0% | 1 | 0% | 0% | 0% | 1 | 0% | 0% | 0% | 1 | 0% | 0% | 0% | 1 | 0% | 0% | 1 |  |  |  |  | 0% | [5 empty] | 0% | 0% | 0% | 1 | 0% | 0% | 0% | 1 | 0% | 0% | 0% | 1 | 0% | 0% | 0% | 1 | 0% | 0% | 0% | 1 | 0% | 0% | 0% | 1 | 0% | 0% | 0% | 1 | 0% | 0% | 1 |  |  |  |  | 0% | [5 empty] | 44% | 53% | 97% | 5 | 82% | 0% | 0% | 3 | 60% | 0% | 0% | 2 | 62% | 0% | 0% | 2 | 92% | 0% | 0% | 4 | 65% | 0% | 0% | 2 | 2% | 0% | 0% | 1
79 | Del Amo | 0 | 0 | 0 | 0% | 0% | 1 |  |  |  |  | 0% | [5 empty] | 0% | 0% | 0% | 1 | 0% | 0% | 0% | 1 | 26% | 0% | 0% | 1 | 33% | 0% | 0% | 1 | 33% | 0% | 0% | 1 | 0% | 0% | 0% | 1 | 1% | 0% | 0% | 1 | 0% | 0% | 1 |  |  |  |  | 0% | [5 empty] | 0% | 0% | 0% | 1 | 0% | 0% | 0% | 1 | 14% | 0% | 0% | 1 | 55% | 0% | 0% | 2 | 55% | 0% | 0% | 2 | 0% | 0% | 0% | 1 | 1% | 0% | 0% | 1 | 0% | 0% | 1 |  |  |  |  | 0% | [5 empty] | 0% | 0% | 0% | 1 | 0% | 0% | 0% | 1 | 17% | 0% | 0% | 1 | 60% | 0% | 0% | 2 | 60% | 0% | 0% | 2 | 0% | 0% | 0% | 1 | 3% | 0% | 0% | 1 | 0% | 0% | 1 |  |  |  |  | 0% | [5 empty] | 0% | 0% | 0% | 1 | 1% | 0% | 0% | 1 | 21% | 0% | 0% | 1 | 62% | 0% | 0% | 2 | 63% | 0% | 0% | 2 | 0% | 0% | 0% | 1 | 2% | 0% | 0% | 1
80 | Alpaugh | 0 | 0 | 10 | 0% | 0% | 1 |  |  |  |  | 0% | [5 empty] | 0% | 0% | 0% | 1 | 0% | 0% | 0% | 1 | 0% | 0% | 0% | 1 | 0% | 0% | 0% | 1 | 0% | 0% | 0% | 1 | 0% | 0% | 0% | 1 | 0% | 0% | 0% | 1 | 0% | 0% | 1 |  |  |  |  | 0% | [5 empty] | 0% | 0% | 0% | 1 | 0% | 0% | 0% | 1 | 0% | 0% | 0% | 1 | 0% | 0% | 0% | 1 | 0% | 0% | 0% | 1 | 0% | 0% | 0% | 1 | 0% | 0% | 0% | 1 | 0% | 0% | 1 |  |  |  |  | 0% | [5 empty] | 0% | 0% | 0% | 1 | 0% | 0% | 0% | 1 | 0% | 0% | 0% | 1 | 0% | 0% | 0% | 1 | 0% | 0% | 0% | 1 | 0% | 0% | 0% | 1 | 0% | 0% | 0% | 1 | 0% | 0% | 1 |  |  |  |  | 0% | [5 empty] | 0% | 0% | 0% | 1 | 0% | 0% | 0% | 1 | 0% | 0% | 0% | 1 | 0% | 0% | 0% | 1 | 0% | 0% | 0% | 1 | 0% | 0% | 0% | 1 | 0% | 0% | 0% | 1
81 | Palo Verde | 0 | 0 | 0 | 0% | 0% | 1 |  |  |  |  | 0% | [5 empty] | 0% | 0% | 0% | 1 | 0% | 0% | 0% | 1 | 0% | 0% | 0% | 1 | 0% | 0% | 0% | 1 | 0% | 0% | 0% | 1 | 0% | 0% | 0% | 1 | 0% | 0% | 0% | 1 | 0% | 0% | 1 |  |  |  |  | 0% | [5 empty] | 0% | 0% | 0% | 1 | 0% | 0% | 0% | 1 | 0% | 0% | 0% | 1 | 0% | 0% | 0% | 1 | 0% | 0% | 0% | 1 | 0% | 0% | 0% | 1 | 0% | 0% | 0% | 1 | 0% | 0% | 1 |  |  |  |  | 0% | [5 empty] | 0% | 0% | 0% | 1 | 0% | 0% | 0% | 1 | 0% | 0% | 0% | 1 | 0% | 0% | 0% | 1 | 0% | 0% | 0% | 1 | 0% | 0% | 0% | 1 | 0% | 0% | 0% | 1 | 0% | 0% | 1 |  |  |  |  | 0% | [5 empty] | 0% | 0% | 0% | 1 | 0% | 0% | 0% | 1 | 0% | 0% | 0% | 1 | 0% | 0% | 0% | 1 | 0% | 0% | 0% | 1 | 0% | 0% | 0% | 1 | 0% | 0% | 0% | 1
82 | Grimmway-Malaga | 0 | 0 | 0 | 0% | 0% | 1 |  |  |  |  | 0% | [5 empty] | 0% | 0% | 0% | 1 | 0% | 0% | 0% | 1 | 0% | 0% | 0% | 1 | 0% | 0% | 0% | 1 | 0% | 0% | 0% | 1 | 0% | 0% | 0% | 1 | 0% | 0% | 0% | 1 | 0% | 0% | 1 |  |  |  |  | 0% | [5 empty] | 98% | 2% | 100% | 5 | 100% | 0% | 0% | 5 | 0% | 0% | 0% | 1 | 0% | 0% | 0% | 1 | 100% | 0% | 0% | 5 | 20% | 0% | 0% | 1 | 0% | 0% | 0% | 1 | 0% | 0% | 1 |  |  |  |  | 0% | [5 empty] | 19% | 81% | 100% | 5 | 56% | 0% | 0% | 2 | 3% | 0% | 0% | 1 | 9% | 0% | 0% | 1 | 56% | 0% | 0% | 2 | 87% | 0% | 0% | 3 | 0% | 0% | 0% | 1 | 0% | 0% | 1 |  |  |  |  | 0% | [5 empty] | 53% | 36% | 89% | 5 | 73% | 0% | 0% | 3 | 39% | 0% | 0% | 1 | 53% | 0% | 0% | 2 | 88% | 0% | 0% | 3 | 72% | 0% | 0% | 3 | 2% | 0% | 0% | 1
83 | Kernridge | 0 | 0 | 0 | 0% | 0% | 1 |  |  |  |  | 0% | [5 empty] | 62% | 0% | 62% | 3 | 20% | 0% | 0% | 1 | 0% | 0% | 0% | 1 | 0% | 0% | 0% | 1 | 20% | 0% | 0% | 1 | 66% | 0% | 0% | 2 | 0% | 0% | 0% | 1 | 0% | 0% | 1 |  |  |  |  | 0% | [5 empty] | 82% | 0% | 82% | 5 | 56% | 0% | 0% | 2 | 0% | 0% | 0% | 1 | 30% | 0% | 0% | 1 | 56% | 0% | 0% | 2 | 58% | 0% | 0% | 2 | 0% | 0% | 0% | 1 | 0% | 0% | 1 |  |  |  |  | 0% | [5 empty] | 59% | 0% | 59% | 3 | 73% | 0% | 0% | 3 | 0% | 0% | 0% | 1 | 16% | 0% | 0% | 1 | 73% | 0% | 0% | 3 | 63% | 0% | 0% | 2 | 0% | 0% | 0% | 1 | 0% | 0% | 1 |  |  |  |  | 0% | [5 empty] | 56% | 23% | 79% | 5 | 64% | 0% | 0% | 2 | 0% | 0% | 0% | 1 | 5% | 0% | 0% | 1 | 64% | 0% | 0% | 2 | 67% | 0% | 0% | 2 | 0% | 0% | 0% | 1
84 | Crestwood | 0 | 0 | 0 | 0% | 0% | 1 |  |  |  |  | 0% | [5 empty] | 47% | 44% | 91% | 5 | 8% | 0% | 0% | 1 | 13% | 0% | 0% | 1 | 34% | 0% | 0% | 1 | 45% | 0% | 0% | 1 | 31% | 0% | 0% | 1 | 1% | 0% | 0% | 1 | 0% | 0% | 1 |  |  |  |  | 0% | [5 empty] | 44% | 46% | 90% | 5 | 7% | 0% | 0% | 1 | 17% | 0% | 0% | 1 | 40% | 0% | 0% | 1 | 49% | 0% | 0% | 1 | 31% | 0% | 0% | 1 | 1% | 0% | 0% | 1 | 0% | 0% | 1 |  |  |  |  | 0% | [5 empty] | 42% | 46% | 88% | 5 | 7% | 0% | 0% | 1 | 19% | 0% | 0% | 1 | 42% | 0% | 0% | 1 | 51% | 0% | 0% | 2 | 32% | 0% | 0% | 1 | 1% | 0% | 0% | 1 | 0% | 0% | 1 |  |  |  |  | 0% | [5 empty] | 28% | 33% | 61% | 5 | 15% | 0% | 0% | 1 | 15% | 0% | 0% | 1 | 30% | 0% | 0% | 1 | 45% | 0% | 0% | 1 | 48% | 0% | 0% | 1 | 1% | 0% | 0% | 1
85 | Salt Creek | 0 | 0 | 0 | 0% | 0% | 1 |  |  |  |  | 0% | [5 empty] | 0% | 0% | 0% | 1 | 8% | 0% | 0% | 1 | 45% | 0% | 0% | 1 | 84% | 0% | 0% | 3 | 84% | 0% | 0% | 3 | 0% | 0% | 0% | 1 | 8% | 0% | 0% | 1 | 0% | 0% | 1 |  |  |  |  | 0% | [5 empty] | 0% | 0% | 0% | 1 | 8% | 0% | 0% | 1 | 37% | 0% | 0% | 1 | 68% | 0% | 0% | 2 | 69% | 0% | 0% | 2 | 0% | 0% | 0% | 1 | 8% | 0% | 0% | 1 | 0% | 0% | 1 |  |  |  |  | 0% | [5 empty] | 0% | 0% | 0% | 1 | 7% | 0% | 0% | 1 | 38% | 0% | 0% | 1 | 70% | 0% | 0% | 3 | 70% | 0% | 0% | 3 | 4% | 0% | 0% | 1 | 8% | 0% | 0% | 1 | 0% | 0% | 1 |  |  |  |  | 0% | [5 empty] | 0% | 0% | 0% | 1 | 7% | 0% | 0% | 1 | 33% | 0% | 0% | 1 | 64% | 0% | 0% | 2 | 65% | 0% | 0% | 2 | 3% | 0% | 0% | 1 | 7% | 0% | 0% | 1
86 | Eagle Rock (SCE) | 0 | 0 | 10 | 0% | 0% | 1 |  |  |  |  | 0% | [5 empty] | 0% | 0% | 0% | 1 | 0% | 0% | 0% | 1 | 0% | 0% | 0% | 1 | 0% | 0% | 0% | 1 | 0% | 0% | 0% | 1 | 0% | 0% | 0% | 1 | 0% | 0% | 0% | 1 | 0% | 0% | 1 |  |  |  |  | 0% | [5 empty] | 0% | 0% | 0% | 1 | 0% | 0% | 0% | 1 | 0% | 0% | 0% | 1 | 0% | 0% | 0% | 1 | 0% | 0% | 0% | 1 | 0% | 0% | 0% | 1 | 0% | 0% | 0% | 1 | 0% | 0% | 1 |  |  |  |  | 0% | [5 empty] | 7% | 0% | 7% | 1 | 7% | 0% | 0% | 1 | 93% | 0% | 0% | 4 | 93% | 0% | 0% | 4 | 100% | 0% | 0% | 5 | 7% | 0% | 0% | 1 | 0% | 0% | 0% | 1 | 0% | 0% | 1 |  |  |  |  | 0% | [5 empty] | 38% | 19% | 57% | 3 | 10% | 0% | 0% | 1 | 22% | 0% | 0% | 1 | 15% | 0% | 0% | 1 | 36% | 0% | 0% | 1 | 43% | 0% | 0% | 1 | 1% | 0% | 0% | 1
87 | Melones | 0 | 0 | 0 | 0% | 0% | 1 |  |  |  |  | 0% | [5 empty] | 0% | 0% | 0% | 1 | 0% | 0% | 0% | 1 | 0% | 0% | 0% | 1 | 0% | 0% | 0% | 1 | 0% | 0% | 0% | 1 | 0% | 0% | 0% | 1 | 0% | 0% | 0% | 1 | 0% | 0% | 1 |  |  |  |  | 0% | [5 empty] | 0% | 0% | 0% | 1 | 0% | 0% | 0% | 1 | 0% | 0% | 0% | 1 | 0% | 0% | 0% | 1 | 0% | 0% | 0% | 1 | 0% | 0% | 0% | 1 | 0% | 0% | 0% | 1 | 0% | 0% | 1 |  |  |  |  | 0% | [5 empty] | 0% | 0% | 0% | 1 | 0% | 0% | 0% | 1 | 0% | 0% | 0% | 1 | 0% | 0% | 0% | 1 | 0% | 0% | 0% | 1 | 0% | 0% | 0% | 1 | 0% | 0% | 0% | 1 | 0% | 0% | 1 |  |  |  |  | 0% | [5 empty] | 0% | 100% | 100% | 5 | 0% | 0% | 0% | 1 | 0% | 0% | 0% | 1 | 0% | 0% | 0% | 1 | 0% | 0% | 0% | 1 | 8% | 0% | 0% | 1 | 0% | 0% | 0% | 1
88 | Imperial Beach | 0 | 0 | 0 | 0% | 0% | 1 |  |  |  |  | 0% | [5 empty] | 0% | 0% | 0% | 1 | 9% | 0% | 0% | 1 | 40% | 0% | 0% | 1 | 79% | 0% | 0% | 3 | 80% | 0% | 0% | 3 | 0% | 0% | 0% | 1 | 10% | 0% | 0% | 1 | 0% | 0% | 1 |  |  |  |  | 0% | [5 empty] | 0% | 0% | 0% | 1 | 8% | 0% | 0% | 1 | 36% | 0% | 0% | 1 | 67% | 0% | 0% | 2 | 67% | 0% | 0% | 2 | 0% | 0% | 0% | 1 | 7% | 0% | 0% | 1 | 0% | 0% | 1 |  |  |  |  | 0% | [5 empty] | 0% | 0% | 0% | 1 | 7% | 0% | 0% | 1 | 37% | 0% | 0% | 1 | 67% | 0% | 0% | 2 | 68% | 0% | 0% | 2 | 0% | 0% | 0% | 1 | 8% | 0% | 0% | 1 | 0% | 0% | 1 |  |  |  |  | 0% | [5 empty] | 0% | 0% | 0% | 1 | 6% | 0% | 0% | 1 | 34% | 0% | 0% | 1 | 67% | 0% | 0% | 2 | 68% | 0% | 0% | 2 | 4% | 0% | 0% | 1 | 7% | 0% | 0% | 1
89 | Pala | 0 | 0 | 0 | 0% | 0% | 1 |  |  |  |  | 0% | [5 empty] | 0% | 0% | 0% | 1 | 0% | 0% | 0% | 1 | 0% | 0% | 0% | 1 | 0% | 0% | 0% | 1 | 0% | 0% | 0% | 1 | 0% | 0% | 0% | 1 | 0% | 0% | 0% | 1 | 0% | 0% | 1 |  |  |  |  | 0% | [5 empty] | 0% | 0% | 0% | 1 | 0% | 0% | 0% | 1 | 0% | 0% | 0% | 1 | 0% | 0% | 0% | 1 | 0% | 0% | 0% | 1 | 0% | 0% | 0% | 1 | 0% | 0% | 0% | 1 | 0% | 0% | 1 |  |  |  |  | 0% | [5 empty] | 0% | 0% | 0% | 1 | 20% | 0% | 0% | 1 | 80% | 0% | 0% | 3 | 80% | 0% | 0% | 3 | 80% | 0% | 0% | 3 | 0% | 0% | 0% | 1 | 17% | 0% | 0% | 1 | 0% | 0% | 1 |  |  |  |  | 0% | [5 empty] | 1% | 68% | 69% | 5 | 40% | 0% | 0% | 1 | 24% | 0% | 0% | 1 | 50% | 0% | 0% | 2 | 86% | 0% | 0% | 3 | 49% | 0% | 0% | 1 | 4% | 0% | 0% | 1
90 | 7th Standard | 0 | 0 | 0 | 0% | 0% | 1 |  |  |  |  | 0% | [5 empty] | 0% | 0% | 0% | 1 | 0% | 0% | 0% | 1 | 0% | 0% | 0% | 1 | 0% | 0% | 0% | 1 | 0% | 0% | 0% | 1 | 0% | 0% | 0% | 1 | 0% | 0% | 0% | 1 | 0% | 0% | 1 |  |  |  |  | 0% | [5 empty] | 0% | 0% | 0% | 1 | 0% | 0% | 0% | 1 | 0% | 0% | 0% | 1 | 0% | 0% | 0% | 1 | 0% | 0% | 0% | 1 | 0% | 0% | 0% | 1 | 0% | 0% | 0% | 1 | 0% | 0% | 1 |  |  |  |  | 0% | [5 empty] | 0% | 0% | 0% | 1 | 0% | 0% | 0% | 1 | 0% | 0% | 0% | 1 | 0% | 0% | 0% | 1 | 0% | 0% | 0% | 1 | 0% | 0% | 0% | 1 | 0% | 0% | 0% | 1 | 0% | 0% | 1 |  |  |  |  | 0% | [5 empty] | 0% | 100% | 100% | 5 | 58% | 0% | 0% | 2 | 14% | 0% | 0% | 1 | 56% | 0% | 0% | 2 | 62% | 0% | 0% | 2 | 88% | 0% | 0% | 3 | 0% | 0% | 0% | 1
91 | Rosedale | 0 | 0 | 0 | 0% | 0% | 1 |  |  |  |  | 0% | [5 empty] | 0% | 0% | 0% | 1 | 0% | 0% | 0% | 1 | 0% | 0% | 0% | 1 | 0% | 0% | 0% | 1 | 0% | 0% | 0% | 1 | 0% | 0% | 0% | 1 | 0% | 0% | 0% | 1 | 0% | 0% | 1 |  |  |  |  | 0% | [5 empty] | 0% | 0% | 0% | 1 | 0% | 0% | 0% | 1 | 0% | 0% | 0% | 1 | 0% | 0% | 0% | 1 | 0% | 0% | 0% | 1 | 0% | 0% | 0% | 1 | 0% | 0% | 0% | 1 | 0% | 0% | 1 |  |  |  |  | 0% | [5 empty] | 0% | 0% | 0% | 1 | 0% | 0% | 0% | 1 | 0% | 0% | 0% | 1 | 0% | 0% | 0% | 1 | 0% | 0% | 0% | 1 | 0% | 0% | 0% | 1 | 0% | 0% | 0% | 1 | 0% | 0% | 1 |  |  |  |  | 0% | [5 empty] | 13% | 87% | 100% | 5 | 51% | 0% | 0% | 2 | 46% | 0% | 0% | 1 | 54% | 0% | 0% | 2 | 84% | 0% | 0% | 3 | 84% | 0% | 0% | 3 | 2% | 0% | 0% | 1
92 | Moorpark | 0 | 0 | 0 | 0% | 0% | 1 |  |  |  |  | 0% | [5 empty] | 100% | 0% | 100% | 5 | 20% | 0% | 0% | 1 | 0% | 0% | 0% | 1 | 0% | 0% | 0% | 1 | 20% | 0% | 0% | 1 | 53% | 0% | 0% | 2 | 7% | 0% | 0% | 1 | 0% | 0% | 1 |  |  |  |  | 0% | [5 empty] | 84% | 8% | 92% | 5 | 68% | 0% | 0% | 2 | 0% | 0% | 0% | 1 | 0% | 0% | 0% | 1 | 68% | 0% | 0% | 2 | 38% | 0% | 0% | 1 | 3% | 0% | 0% | 1 | 0% | 0% | 1 |  |  |  |  | 0% | [5 empty] | 58% | 28% | 86% | 5 | 60% | 0% | 0% | 2 | 10% | 0% | 0% | 1 | 8% | 0% | 0% | 1 | 65% | 0% | 0% | 2 | 49% | 0% | 0% | 1 | 5% | 0% | 0% | 1 | 0% | 0% | 1 |  |  |  |  | 0% | [5 empty] | 22% | 72% | 94% | 5 | 75% | 0% | 0% | 3 | 3% | 0% | 0% | 1 | 4% | 0% | 0% | 1 | 77% | 0% | 0% | 3 | 59% | 0% | 0% | 2 | 2% | 0% | 0% | 1
93 | Norco | 0 | 0 | 15 | 0% | 0% | 1 |  |  |  |  | 0% | [5 empty] | 0% | 0% | 0% | 1 | 0% | 0% | 0% | 1 | 0% | 0% | 0% | 1 | 0% | 0% | 0% | 1 | 0% | 0% | 0% | 1 | 0% | 0% | 0% | 1 | 0% | 0% | 0% | 1 | 0% | 0% | 1 |  |  |  |  | 0% | [5 empty] | 0% | 0% | 0% | 1 | 0% | 0% | 0% | 1 | 0% | 0% | 0% | 1 | 0% | 0% | 0% | 1 | 0% | 0% | 0% | 1 | 0% | 0% | 0% | 1 | 0% | 0% | 0% | 1 | 0% | 0% | 1 |  |  |  |  | 0% | [5 empty] | 0% | 0% | 0% | 1 | 0% | 0% | 0% | 1 | 0% | 0% | 0% | 1 | 0% | 0% | 0% | 1 | 0% | 0% | 0% | 1 | 0% | 0% | 0% | 1 | 0% | 0% | 0% | 1 | 0% | 0% | 1 |  |  |  |  | 0% | [5 empty] | 0% | 0% | 0% | 1 | 0% | 0% | 0% | 1 | 0% | 0% | 0% | 1 | 0% | 0% | 0% | 1 | 0% | 0% | 0% | 1 | 0% | 0% | 0% | 1 | 0% | 0% | 0% | 1
94 | La Fresa | 0 | 0 | 0 | 0% | 0% | 1 |  |  |  |  | 0% | [5 empty] | 0% | 0% | 0% | 1 | 0% | 0% | 0% | 1 | 15% | 0% | 0% | 1 | 63% | 0% | 0% | 2 | 63% | 0% | 0% | 2 | 0% | 0% | 0% | 1 | 0% | 0% | 0% | 1 | 0% | 0% | 1 |  |  |  |  | 0% | [5 empty] | 0% | 0% | 0% | 1 | 0% | 0% | 0% | 1 | 11% | 0% | 0% | 1 | 51% | 0% | 0% | 2 | 51% | 0% | 0% | 2 | 0% | 0% | 0% | 1 | 0% | 0% | 0% | 1 | 0% | 0% | 1 |  |  |  |  | 0% | [5 empty] | 0% | 0% | 0% | 1 | 0% | 0% | 0% | 1 | 20% | 0% | 0% | 1 | 56% | 0% | 0% | 2 | 56% | 0% | 0% | 2 | 0% | 0% | 0% | 1 | 0% | 0% | 0% | 1 | 0% | 0% | 1 |  |  |  |  | 0% | [5 empty] | 0% | 0% | 0% | 1 | 1% | 0% | 0% | 1 | 20% | 0% | 0% | 1 | 58% | 0% | 0% | 2 | 59% | 0% | 0% | 2 | 0% | 0% | 0% | 1 | 2% | 0% | 0% | 1
95 | Cottonwood | 0 | 0 | 0 | 0% | 0% | 1 |  |  |  |  | 0% | [5 empty] | 0% | 0% | 0% | 1 | 0% | 0% | 0% | 1 | 0% | 0% | 0% | 1 | 0% | 0% | 0% | 1 | 0% | 0% | 0% | 1 | 0% | 0% | 0% | 1 | 0% | 0% | 0% | 1 | 0% | 0% | 1 |  |  |  |  | 0% | [5 empty] | 0% | 0% | 0% | 1 | 0% | 0% | 0% | 1 | 0% | 0% | 0% | 1 | 0% | 0% | 0% | 1 | 0% | 0% | 0% | 1 | 0% | 0% | 0% | 1 | 0% | 0% | 0% | 1 | 0% | 0% | 1 |  |  |  |  | 0% | [5 empty] | 47% | 0% | 47% | 2 | 54% | 0% | 0% | 2 | 13% | 0% | 0% | 1 | 13% | 0% | 0% | 1 | 67% | 0% | 0% | 2 | 50% | 0% | 0% | 2 | 0% | 0% | 0% | 1 | 0% | 0% | 1 |  |  |  |  | 0% | [5 empty] | 83% | 13% | 96% | 5 | 33% | 0% | 0% | 1 | 3% | 0% | 0% | 1 | 15% | 0% | 0% | 1 | 42% | 0% | 0% | 1 | 69% | 0% | 0% | 2 | 17% | 0% | 0% | 1
96 | Borden | 0 | 0 | 0 | 0% | 0% | 1 |  |  |  |  | 0% | [5 empty] | 0% | 0% | 0% | 1 | 0% | 0% | 0% | 1 | 0% | 0% | 0% | 1 | 0% | 0% | 0% | 1 | 0% | 0% | 0% | 1 | 0% | 0% | 0% | 1 | 0% | 0% | 0% | 1 | 0% | 0% | 1 |  |  |  |  | 0% | [5 empty] | 0% | 0% | 0% | 1 | 0% | 0% | 0% | 1 | 0% | 0% | 0% | 1 | 0% | 0% | 0% | 1 | 0% | 0% | 0% | 1 | 0% | 0% | 0% | 1 | 0% | 0% | 0% | 1 | 0% | 0% | 1 |  |  |  |  | 0% | [5 empty] | 0% | 0% | 0% | 1 | 0% | 0% | 0% | 1 | 0% | 0% | 0% | 1 | 0% | 0% | 0% | 1 | 0% | 0% | 0% | 1 | 0% | 0% | 0% | 1 | 0% | 0% | 0% | 1 | 0% | 0% | 1 |  |  |  |  | 0% | [5 empty] | 0% | 0% | 0% | 1 | 0% | 0% | 0% | 1 | 0% | 0% | 0% | 1 | 0% | 0% | 0% | 1 | 0% | 0% | 0% | 1 | 0% | 0% | 0% | 1 | 0% | 0% | 0% | 1
97 | Oceano | 0 | 0 | 0 | 0% | 0% | 1 |  |  |  |  | 0% | [5 empty] | 88% | 0% | 88% | 5 | 3% | 0% | 0% | 1 | 2% | 0% | 0% | 1 | 8% | 0% | 0% | 1 | 8% | 0% | 0% | 1 | 81% | 0% | 0% | 3 | 6% | 0% | 0% | 1 | 0% | 0% | 1 |  |  |  |  | 0% | [5 empty] | 81% | 1% | 82% | 5 | 36% | 0% | 0% | 1 | 2% | 0% | 0% | 1 | 21% | 0% | 0% | 1 | 45% | 0% | 0% | 1 | 84% | 0% | 0% | 3 | 4% | 0% | 0% | 1 | 0% | 0% | 1 |  |  |  |  | 0% | [5 empty] | 67% | 16% | 83% | 5 | 26% | 0% | 0% | 1 | 4% | 0% | 0% | 1 | 39% | 0% | 0% | 1 | 52% | 0% | 0% | 2 | 77% | 0% | 0% | 3 | 3% | 0% | 0% | 1 | 0% | 0% | 1 |  |  |  |  | 0% | [5 empty] | 41% | 51% | 92% | 5 | 26% | 0% | 0% | 1 | 8% | 0% | 0% | 1 | 30% | 0% | 0% | 1 | 44% | 0% | 0% | 1 | 69% | 0% | 0% | 2 | 2% | 0% | 0% | 1
98 | Hollister | 0 | 0 | 0 | 0% | 0% | 1 |  |  |  |  | 0% | [5 empty] | 34% | 66% | 100% | 5 | 8% | 0% | 0% | 1 | 0% | 0% | 0% | 1 | 0% | 0% | 0% | 1 | 8% | 0% | 0% | 1 | 100% | 0% | 0% | 5 | 0% | 0% | 0% | 1 | 0% | 0% | 1 |  |  |  |  | 0% | [5 empty] | 26% | 74% | 100% | 5 | 95% | 0% | 0% | 5 | 0% | 0% | 0% | 1 | 0% | 0% | 0% | 1 | 95% | 0% | 0% | 5 | 100% | 0% | 0% | 5 | 0% | 0% | 0% | 1 | 0% | 0% | 1 |  |  |  |  | 0% | [5 empty] | 48% | 51% | 99% | 5 | 98% | 0% | 0% | 5 | 0% | 0% | 0% | 1 | 2% | 0% | 0% | 1 | 98% | 0% | 0% | 5 | 95% | 0% | 0% | 5 | 0% | 0% | 0% | 1 | 0% | 0% | 1 |  |  |  |  | 20% | [5 empty] | 36% | 40% | 76% | 5 | 67% | 0% | 0% | 2 | 9% | 0% | 0% | 1 | 14% | 0% | 0% | 1 | 73% | 0% | 0% | 3 | 73% | 0% | 0% | 3 | 1% | 0% | 0% | 1
99 | Crow Creek | 0 | 0 | 0 | 0% | 0% | 1 |  |  |  |  | 0% | [5 empty] | 57% | 43% | 100% | 5 | 94% | 0% | 0% | 4 | 25% | 0% | 0% | 1 | 62% | 0% | 0% | 2 | 97% | 0% | 0% | 5 | 100% | 0% | 0% | 5 | 0% | 0% | 0% | 1 | 0% | 0% | 1 |  |  |  |  | 0% | [5 empty] | 46% | 54% | 100% | 5 | 96% | 0% | 0% | 5 | 19% | 0% | 0% | 1 | 43% | 0% | 0% | 1 | 98% | 0% | 0% | 5 | 100% | 0% | 0% | 5 | 0% | 0% | 0% | 1 | 0% | 0% | 1 |  |  |  |  | 0% | [5 empty] | 38% | 62% | 100% | 5 | 97% | 0% | 0% | 5 | 22% | 0% | 0% | 1 | 45% | 0% | 0% | 1 | 99% | 0% | 0% | 5 | 100% | 0% | 0% | 5 | 0% | 0% | 0% | 1 | 0% | 0% | 1 |  |  |  |  | 0% | [5 empty] | 55% | 45% | 100% | 5 | 96% | 0% | 0% | 5 | 36% | 0% | 0% | 1 | 46% | 0% | 0% | 1 | 98% | 0% | 0% | 5 | 96% | 0% | 0% | 5 | 0% | 0% | 0% | 1
100 | Stockdale | 0 | 0 | 0 | 0% | 0% | 1 |  |  |  |  | 0% | [5 empty] | 0% | 0% | 0% | 1 | 0% | 0% | 0% | 1 | 0% | 0% | 0% | 1 | 0% | 0% | 0% | 1 | 0% | 0% | 0% | 1 | 0% | 0% | 0% | 1 | 0% | 0% | 0% | 1 | 0% | 0% | 1 |  |  |  |  | 0% | [5 empty] | 0% | 0% | 0% | 1 | 0% | 0% | 0% | 1 | 0% | 0% | 0% | 1 | 0% | 0% | 0% | 1 | 0% | 0% | 0% | 1 | 0% | 0% | 0% | 1 | 0% | 0% | 0% | 1 | 0% | 0% | 1 |  |  |  |  | 0% | [5 empty] | 0% | 0% | 0% | 1 | 0% | 0% | 0% | 1 | 0% | 0% | 0% | 1 | 0% | 0% | 0% | 1 | 0% | 0% | 0% | 1 | 0% | 0% | 0% | 1 | 0% | 0% | 0% | 1 | 0% | 0% | 1 |  |  |  |  | 0% | [5 empty] | 18% | 82% | 100% | 5 | 53% | 0% | 0% | 2 | 46% | 0% | 0% | 1 | 54% | 0% | 0% | 2 | 87% | 0% | 0% | 3 | 90% | 0% | 0% | 4 | 2% | 0% | 0% | 1
101 | New Sub - Rancho Seco - Bellota (Proposed) | 0 | 0 | 0 | 0% | 0% | 1 |  |  |  |  | 0% | [5 empty] | 0% | 0% | 0% | 1 | 0% | 0% | 0% | 1 | 0% | 0% | 0% | 1 | 0% | 0% | 0% | 1 | 0% | 0% | 0% | 1 | 0% | 0% | 0% | 1 | 0% | 0% | 0% | 1 | 0% | 0% | 1 |  |  |  |  | 0% | [5 empty] | 0% | 0% | 0% | 1 | 0% | 0% | 0% | 1 | 0% | 0% | 0% | 1 | 0% | 0% | 0% | 1 | 0% | 0% | 0% | 1 | 0% | 0% | 0% | 1 | 0% | 0% | 0% | 1 | 0% | 0% | 1 |  |  |  |  | 0% | [5 empty] | 0% | 0% | 0% | 1 | 0% | 0% | 0% | 1 | 0% | 0% | 0% | 1 | 0% | 0% | 0% | 1 | 0% | 0% | 0% | 1 | 0% | 0% | 0% | 1 | 0% | 0% | 0% | 1 | 0% | 0% | 1 |  |  |  |  | 0% | [5 empty] | 0% | 0% | 0% | 1 | 0% | 0% | 0% | 1 | 0% | 0% | 0% | 1 | 0% | 0% | 0% | 1 | 0% | 0% | 0% | 1 | 0% | 0% | 0% | 1 | 0% | 0% | 0% | 1
102 | Oro Loma | 0 | 0 | 0 | 0% | 0% | 1 |  |  |  |  | 0% | [5 empty] | 0% | 0% | 0% | 1 | 0% | 0% | 0% | 1 | 0% | 0% | 0% | 1 | 0% | 0% | 0% | 1 | 0% | 0% | 0% | 1 | 0% | 0% | 0% | 1 | 0% | 0% | 0% | 1 | 0% | 0% | 1 |  |  |  |  | 0% | [5 empty] | 0% | 0% | 0% | 1 | 0% | 0% | 0% | 1 | 0% | 0% | 0% | 1 | 0% | 0% | 0% | 1 | 0% | 0% | 0% | 1 | 0% | 0% | 0% | 1 | 0% | 0% | 0% | 1 | 0% | 0% | 1 |  |  |  |  | 0% | [5 empty] | 51% | 49% | 100% | 5 | 85% | 0% | 0% | 3 | 0% | 0% | 0% | 1 | 0% | 0% | 0% | 1 | 85% | 0% | 0% | 3 | 100% | 0% | 0% | 5 | 0% | 0% | 0% | 1 | 0% | 0% | 1 |  |  |  |  | 0% | [5 empty] | 46% | 53% | 99% | 5 | 96% | 0% | 0% | 5 | 0% | 0% | 0% | 1 | 3% | 0% | 0% | 1 | 96% | 0% | 0% | 5 | 99% | 0% | 0% | 5 | 0% | 0% | 0% | 1
103 | Peoria | 0 | 0 | 15 | 0% | 0% | 1 |  |  |  |  | 0% | [5 empty] | 0% | 0% | 0% | 1 | 0% | 0% | 0% | 1 | 0% | 0% | 0% | 1 | 0% | 0% | 0% | 1 | 0% | 0% | 0% | 1 | 0% | 0% | 0% | 1 | 0% | 0% | 0% | 1 | 0% | 0% | 1 |  |  |  |  | 0% | [5 empty] | 0% | 0% | 0% | 1 | 0% | 0% | 0% | 1 | 0% | 0% | 0% | 1 | 0% | 0% | 0% | 1 | 0% | 0% | 0% | 1 | 0% | 0% | 0% | 1 | 0% | 0% | 0% | 1 | 0% | 0% | 1 |  |  |  |  | 0% | [5 empty] | 0% | 0% | 0% | 1 | 0% | 0% | 0% | 1 | 0% | 0% | 0% | 1 | 0% | 0% | 0% | 1 | 0% | 0% | 0% | 1 | 0% | 0% | 0% | 1 | 0% | 0% | 0% | 1 | 0% | 0% | 1 |  |  |  |  | 0% | [5 empty] | 0% | 0% | 0% | 1 | 0% | 0% | 0% | 1 | 0% | 0% | 0% | 1 | 0% | 0% | 0% | 1 | 0% | 0% | 0% | 1 | 0% | 0% | 0% | 1 | 0% | 0% | 0% | 1
104 | Table Mountain | 0 | 0 | 0 | 0% | 0% | 1 |  |  |  |  | 0% | [5 empty] | 0% | 0% | 0% | 1 | 0% | 0% | 0% | 1 | 0% | 0% | 0% | 1 | 0% | 0% | 0% | 1 | 0% | 0% | 0% | 1 | 0% | 0% | 0% | 1 | 0% | 0% | 0% | 1 | 0% | 0% | 1 |  |  |  |  | 0% | [5 empty] | 0% | 0% | 0% | 1 | 0% | 0% | 0% | 1 | 0% | 0% | 0% | 1 | 0% | 0% | 0% | 1 | 0% | 0% | 0% | 1 | 0% | 0% | 0% | 1 | 0% | 0% | 0% | 1 | 0% | 0% | 1 |  |  |  |  | 0% | [5 empty] | 17% | 0% | 17% | 1 | 49% | 0% | 0% | 1 | 67% | 0% | 0% | 2 | 100% | 0% | 0% | 5 | 100% | 0% | 0% | 5 | 78% | 0% | 0% | 3 | 1% | 0% | 0% | 1 | 0% | 0% | 1 |  |  |  |  | 0% | [5 empty] | 36% | 10% | 46% | 3 | 47% | 0% | 0% | 1 | 68% | 0% | 0% | 2 | 88% | 0% | 0% | 3 | 98% | 0% | 0% | 5 | 72% | 0% | 0% | 3 | 2% | 0% | 0% | 1
105 | Sycamore Canyon | 0 | 0 | 0 | 0% | 0% | 1 |  |  |  |  | 0% | [5 empty] | 0% | 0% | 0% | 1 | 0% | 0% | 0% | 1 | 0% | 0% | 0% | 1 | 0% | 0% | 0% | 1 | 0% | 0% | 0% | 1 | 0% | 0% | 0% | 1 | 0% | 0% | 0% | 1 | 0% | 0% | 1 |  |  |  |  | 0% | [5 empty] | 0% | 0% | 0% | 1 | 0% | 0% | 0% | 1 | 70% | 0% | 0% | 3 | 77% | 0% | 0% | 3 | 77% | 0% | 0% | 3 | 0% | 0% | 0% | 1 | 0% | 0% | 0% | 1 | 0% | 0% | 1 |  |  |  |  | 0% | [5 empty] | 0% | 0% | 0% | 1 | 3% | 0% | 0% | 1 | 18% | 0% | 0% | 1 | 52% | 0% | 0% | 2 | 53% | 0% | 0% | 2 | 0% | 0% | 0% | 1 | 5% | 0% | 0% | 1 | 0% | 0% | 1 |  |  |  |  | 0% | [5 empty] | 4% | 66% | 70% | 5 | 67% | 0% | 0% | 2 | 56% | 0% | 0% | 2 | 73% | 0% | 0% | 3 | 91% | 0% | 0% | 4 | 21% | 0% | 0% | 1 | 28% | 0% | 0% | 1
106 | Ivanpah | 0 | 0 | 0 | 0% | 0% | 1 |  |  |  |  | 0% | [5 empty] | 0% | 0% | 0% | 1 | 88% | 0% | 0% | 3 | 79% | 0% | 0% | 3 | 12% | 0% | 0% | 1 | 99% | 0% | 0% | 5 | 17% | 0% | 0% | 1 | 0% | 0% | 0% | 1 | 0% | 0% | 1 |  |  |  |  | 0% | [5 empty] | 0% | 0% | 0% | 1 | 87% | 0% | 0% | 3 | 79% | 0% | 0% | 3 | 13% | 0% | 0% | 1 | 99% | 0% | 0% | 5 | 17% | 0% | 0% | 1 | 0% | 0% | 0% | 1 | 0% | 0% | 1 |  |  |  |  | 0% | [5 empty] | 0% | 0% | 0% | 1 | 61% | 0% | 0% | 2 | 58% | 0% | 0% | 2 | 12% | 0% | 0% | 1 | 72% | 0% | 0% | 3 | 33% | 0% | 0% | 1 | 1% | 0% | 0% | 1 | 0% | 0% | 1 |  |  |  |  | 0% | [5 empty] | 0% | 0% | 0% | 1 | 28% | 0% | 0% | 1 | 42% | 0% | 0% | 1 | 17% | 0% | 0% | 1 | 54% | 0% | 0% | 2 | 62% | 0% | 0% | 2 | 0% | 0% | 0% | 1
107 | North Gila | 0 | 0 | 0 | 0% | 0% | 1 |  |  |  |  | 0% | [5 empty] | 0% | 0% | 0% | 1 | 3% | 0% | 0% | 1 | 63% | 0% | 0% | 2 | 64% | 0% | 0% | 2 | 64% | 0% | 0% | 2 | 98% | 0% | 0% | 5 | 1% | 0% | 0% | 1 | 0% | 0% | 1 |  |  |  |  | 0% | [5 empty] | 0% | 0% | 0% | 1 | 1% | 0% | 0% | 1 | 29% | 0% | 0% | 1 | 29% | 0% | 0% | 1 | 30% | 0% | 0% | 1 | 96% | 0% | 0% | 5 | 0% | 0% | 0% | 1 | 0% | 0% | 1 |  |  |  |  | 0% | [5 empty] | 0% | 0% | 0% | 1 | 1% | 0% | 0% | 1 | 29% | 0% | 0% | 1 | 22% | 0% | 0% | 1 | 29% | 0% | 0% | 1 | 88% | 0% | 0% | 3 | 0% | 0% | 0% | 1 | 0% | 0% | 1 |  |  |  |  | 0% | [5 empty] | 0% | 0% | 0% | 1 | 1% | 0% | 0% | 1 | 29% | 0% | 0% | 1 | 22% | 0% | 0% | 1 | 29% | 0% | 0% | 1 | 88% | 0% | 0% | 3 | 0% | 0% | 0% | 1
108 | Manteca | 0 | 0 | 0 | 0% | 0% | 1 |  |  |  |  | 0% | [5 empty] | 0% | 0% | 0% | 1 | 0% | 0% | 0% | 1 | 0% | 0% | 0% | 1 | 0% | 0% | 0% | 1 | 0% | 0% | 0% | 1 | 0% | 0% | 0% | 1 | 0% | 0% | 0% | 1 | 0% | 0% | 1 |  |  |  |  | 0% | [5 empty] | 0% | 0% | 0% | 1 | 0% | 0% | 0% | 1 | 0% | 0% | 0% | 1 | 0% | 0% | 0% | 1 | 0% | 0% | 0% | 1 | 0% | 0% | 0% | 1 | 0% | 0% | 0% | 1 | 0% | 0% | 1 |  |  |  |  | 8% | [5 empty] | 78% | 1% | 79% | 5 | 79% | 0% | 0% | 3 | 95% | 0% | 0% | 5 | 93% | 0% | 0% | 4 | 100% | 0% | 0% | 5 | 38% | 0% | 0% | 1 | 2% | 0% | 0% | 1 | 0% | 0% | 1 |  |  |  |  | 5% | [5 empty] | 71% | 12% | 83% | 5 | 83% | 0% | 0% | 3 | 75% | 0% | 0% | 3 | 86% | 0% | 0% | 3 | 97% | 0% | 0% | 5 | 47% | 0% | 0% | 1 | 4% | 0% | 0% | 1
109 | Dumbarton | 0 | 0 | 0 | 0% | 0% | 1 |  |  |  |  | 0% | [5 empty] | 0% | 0% | 0% | 1 | 0% | 0% | 0% | 1 | 1% | 0% | 0% | 1 | 21% | 0% | 0% | 1 | 21% | 0% | 0% | 1 | 0% | 0% | 0% | 1 | 65% | 0% | 0% | 2 | 0% | 0% | 1 |  |  |  |  | 0% | [5 empty] | 22% | 0% | 22% | 2 | 22% | 0% | 0% | 1 | 10% | 0% | 0% | 1 | 18% | 0% | 0% | 1 | 34% | 0% | 0% | 1 | 22% | 0% | 0% | 1 | 28% | 0% | 0% | 1 | 0% | 0% | 1 |  |  |  |  | 0% | [5 empty] | 25% | 0% | 25% | 2 | 34% | 0% | 0% | 1 | 39% | 0% | 0% | 1 | 45% | 0% | 0% | 1 | 53% | 0% | 0% | 2 | 28% | 0% | 0% | 1 | 15% | 0% | 0% | 1 | 0% | 0% | 1 |  |  |  |  | 0% | [5 empty] | 89% | 5% | 94% | 5 | 86% | 0% | 0% | 3 | 77% | 0% | 0% | 3 | 88% | 0% | 0% | 3 | 96% | 0% | 0% | 5 | 48% | 0% | 0% | 1 | 3% | 0% | 0% | 1
110 | Altamont | 0 | 0 | 0 | 0% | 0% | 1 |  |  |  |  | 4% | [5 empty] | 89% | 0% | 89% | 5 | 88% | 0% | 0% | 3 | 88% | 0% | 0% | 3 | 97% | 0% | 0% | 5 | 100% | 0% | 0% | 5 | 33% | 0% | 0% | 1 | 3% | 0% | 0% | 1 | 0% | 0% | 1 |  |  |  |  | 3% | [5 empty] | 89% | 4% | 93% | 5 | 88% | 0% | 0% | 3 | 88% | 0% | 0% | 3 | 95% | 0% | 0% | 5 | 99% | 0% | 0% | 5 | 43% | 0% | 0% | 1 | 3% | 0% | 0% | 1 | 0% | 0% | 1 |  |  |  |  | 3% | [5 empty] | 88% | 5% | 93% | 5 | 87% | 0% | 0% | 3 | 84% | 0% | 0% | 3 | 91% | 0% | 0% | 4 | 99% | 0% | 0% | 5 | 47% | 0% | 0% | 1 | 3% | 0% | 0% | 1 | 0% | 0% | 1 |  |  |  |  | 9% | [5 empty] | 51% | 7% | 58% | 3 | 60% | 0% | 0% | 2 | 67% | 0% | 0% | 2 | 68% | 0% | 0% | 2 | 82% | 0% | 0% | 3 | 31% | 0% | 0% | 1 | 16% | 0% | 0% | 1
111 | Hoodoo Wash | 0 | 0 | 0 | 0% | 0% | 1 |  |  |  |  | 0% | [5 empty] | 0% | 0% | 0% | 1 | 0% | 0% | 0% | 1 | 0% | 0% | 0% | 1 | 0% | 0% | 0% | 1 | 0% | 0% | 0% | 1 | 0% | 0% | 0% | 1 | 0% | 0% | 0% | 1 | 0% | 0% | 1 |  |  |  |  | 0% | [5 empty] | 0% | 0% | 0% | 1 | 0% | 0% | 0% | 1 | 0% | 0% | 0% | 1 | 0% | 0% | 0% | 1 | 0% | 0% | 0% | 1 | 0% | 0% | 0% | 1 | 0% | 0% | 0% | 1 | 0% | 0% | 1 |  |  |  |  | 0% | [5 empty] | 0% | 0% | 0% | 1 | 0% | 0% | 0% | 1 | 0% | 0% | 0% | 1 | 0% | 0% | 0% | 1 | 0% | 0% | 0% | 1 | 0% | 0% | 0% | 1 | 0% | 0% | 0% | 1 | 0% | 0% | 1 |  |  |  |  | 0% | [5 empty] | 0% | 0% | 0% | 1 | 0% | 0% | 0% | 1 | 0% | 0% | 0% | 1 | 0% | 0% | 0% | 1 | 0% | 0% | 0% | 1 | 0% | 0% | 0% | 1 | 0% | 0% | 0% | 1
112 | Wyandotte | 0 | 0 | 0 | 0% | 0% | 1 |  |  |  |  | 0% | [5 empty] | 0% | 0% | 0% | 1 | 0% | 0% | 0% | 1 | 0% | 0% | 0% | 1 | 0% | 0% | 0% | 1 | 0% | 0% | 0% | 1 | 0% | 0% | 0% | 1 | 0% | 0% | 0% | 1 | 0% | 0% | 1 |  |  |  |  | 0% | [5 empty] | 0% | 0% | 0% | 1 | 0% | 0% | 0% | 1 | 0% | 0% | 0% | 1 | 0% | 0% | 0% | 1 | 0% | 0% | 0% | 1 | 0% | 0% | 0% | 1 | 0% | 0% | 0% | 1 | 0% | 0% | 1 |  |  |  |  | 0% | [5 empty] | 0% | 0% | 0% | 1 | 64% | 0% | 0% | 2 | 34% | 0% | 0% | 1 | 96% | 0% | 0% | 5 | 100% | 0% | 0% | 5 | 65% | 0% | 0% | 2 | 0% | 0% | 0% | 1 | 0% | 0% | 1 |  |  |  |  | 0% | [5 empty] | 34% | 8% | 42% | 2 | 44% | 0% | 0% | 1 | 71% | 0% | 0% | 3 | 88% | 0% | 0% | 3 | 98% | 0% | 0% | 5 | 72% | 0% | 0% | 3 | 2% | 0% | 0% | 1
113 | Laguna Bell | 0 | 0 | 0 | 0% | 0% | 1 |  |  |  |  | 0% | [5 empty] | 0% | 0% | 0% | 1 | 0% | 0% | 0% | 1 | 0% | 0% | 0% | 1 | 0% | 0% | 0% | 1 | 0% | 0% | 0% | 1 | 0% | 0% | 0% | 1 | 0% | 0% | 0% | 1 | 0% | 0% | 1 |  |  |  |  | 0% | [5 empty] | 0% | 0% | 0% | 1 | 0% | 0% | 0% | 1 | 31% | 0% | 0% | 1 | 38% | 0% | 0% | 1 | 38% | 0% | 0% | 1 | 0% | 0% | 0% | 1 | 0% | 0% | 0% | 1 | 0% | 0% | 1 |  |  |  |  | 0% | [5 empty] | 0% | 0% | 0% | 1 | 0% | 0% | 0% | 1 | 21% | 0% | 0% | 1 | 57% | 0% | 0% | 2 | 57% | 0% | 0% | 2 | 0% | 0% | 0% | 1 | 0% | 0% | 0% | 1 | 0% | 0% | 1 |  |  |  |  | 0% | [5 empty] | 0% | 0% | 0% | 1 | 0% | 0% | 0% | 1 | 21% | 0% | 0% | 1 | 63% | 0% | 0% | 2 | 63% | 0% | 0% | 2 | 0% | 0% | 0% | 1 | 3% | 0% | 0% | 1
114 | El Casco | 0 | 0 | 0 | 0% | 0% | 1 |  |  |  |  | 0% | [5 empty] | 100% | 0% | 100% | 5 | 0% | 0% | 0% | 1 | 0% | 0% | 0% | 1 | 100% | 0% | 0% | 5 | 100% | 0% | 0% | 5 | 0% | 0% | 0% | 1 | 0% | 0% | 0% | 1 | 0% | 0% | 1 |  |  |  |  | 0% | [5 empty] | 23% | 74% | 97% | 5 | 40% | 0% | 0% | 1 | 21% | 0% | 0% | 1 | 28% | 0% | 0% | 1 | 49% | 0% | 0% | 1 | 48% | 0% | 0% | 1 | 1% | 0% | 0% | 1 | 0% | 0% | 1 |  |  |  |  | 0% | [5 empty] | 52% | 42% | 94% | 5 | 33% | 0% | 0% | 1 | 42% | 0% | 0% | 1 | 56% | 0% | 0% | 2 | 61% | 0% | 0% | 2 | 52% | 0% | 0% | 2 | 1% | 0% | 0% | 1 | 0% | 0% | 1 |  |  |  |  | 0% | [5 empty] | 43% | 40% | 83% | 5 | 39% | 0% | 0% | 1 | 44% | 0% | 0% | 1 | 70% | 0% | 0% | 3 | 83% | 0% | 0% | 3 | 53% | 0% | 0% | 2 | 1% | 0% | 0% | 1
115 | Le Grand | 0 | 0 | 0 | 0% | 0% | 1 |  |  |  |  | 0% | [5 empty] | 0% | 0% | 0% | 1 | 0% | 0% | 0% | 1 | 0% | 0% | 0% | 1 | 0% | 0% | 0% | 1 | 0% | 0% | 0% | 1 | 0% | 0% | 0% | 1 | 0% | 0% | 0% | 1 | 0% | 0% | 1 |  |  |  |  | 0% | [5 empty] | 0% | 0% | 0% | 1 | 0% | 0% | 0% | 1 | 0% | 0% | 0% | 1 | 0% | 0% | 0% | 1 | 0% | 0% | 0% | 1 | 0% | 0% | 0% | 1 | 0% | 0% | 0% | 1 | 0% | 0% | 1 |  |  |  |  | 0% | [5 empty] | 0% | 0% | 0% | 1 | 0% | 0% | 0% | 1 | 0% | 0% | 0% | 1 | 0% | 0% | 0% | 1 | 0% | 0% | 0% | 1 | 0% | 0% | 0% | 1 | 0% | 0% | 0% | 1 | 0% | 0% | 1 |  |  |  |  | 0% | [5 empty] | 0% | 0% | 0% | 1 | 0% | 0% | 0% | 1 | 0% | 0% | 0% | 1 | 0% | 0% | 0% | 1 | 0% | 0% | 0% | 1 | 0% | 0% | 0% | 1 | 0% | 0% | 0% | 1
116 | Tupman | 0 | 0 | 0 | 0% | 0% | 1 |  |  |  |  | 0% | [5 empty] | 0% | 0% | 0% | 1 | 0% | 0% | 0% | 1 | 0% | 0% | 0% | 1 | 0% | 0% | 0% | 1 | 0% | 0% | 0% | 1 | 0% | 0% | 0% | 1 | 0% | 0% | 0% | 1 | 0% | 0% | 1 |  |  |  |  | 0% | [5 empty] | 0% | 0% | 0% | 1 | 0% | 0% | 0% | 1 | 0% | 0% | 0% | 1 | 0% | 0% | 0% | 1 | 0% | 0% | 0% | 1 | 0% | 0% | 0% | 1 | 0% | 0% | 0% | 1 | 0% | 0% | 1 |  |  |  |  | 0% | [5 empty] | 0% | 0% | 0% | 1 | 0% | 0% | 0% | 1 | 0% | 0% | 0% | 1 | 0% | 0% | 0% | 1 | 0% | 0% | 0% | 1 | 0% | 0% | 0% | 1 | 0% | 0% | 0% | 1 | 0% | 0% | 1 |  |  |  |  | 0% | [5 empty] | 0% | 0% | 0% | 1 | 0% | 0% | 0% | 1 | 0% | 0% | 0% | 1 | 0% | 0% | 0% | 1 | 0% | 0% | 0% | 1 | 0% | 0% | 0% | 1 | 0% | 0% | 0% | 1
117 | Henrietta | 0 | 0 | 0 | 0% | 0% | 1 |  |  |  |  | 0% | [5 empty] | 0% | 0% | 0% | 1 | 0% | 0% | 0% | 1 | 0% | 0% | 0% | 1 | 0% | 0% | 0% | 1 | 0% | 0% | 0% | 1 | 0% | 0% | 0% | 1 | 0% | 0% | 0% | 1 | 0% | 0% | 1 |  |  |  |  | 0% | [5 empty] | 0% | 0% | 0% | 1 | 0% | 0% | 0% | 1 | 0% | 0% | 0% | 1 | 0% | 0% | 0% | 1 | 0% | 0% | 0% | 1 | 0% | 0% | 0% | 1 | 0% | 0% | 0% | 1 | 0% | 0% | 1 |  |  |  |  | 0% | [5 empty] | 0% | 0% | 0% | 1 | 0% | 0% | 0% | 1 | 0% | 0% | 0% | 1 | 0% | 0% | 0% | 1 | 0% | 0% | 0% | 1 | 0% | 0% | 0% | 1 | 0% | 0% | 0% | 1 | 0% | 0% | 1 |  |  |  |  | 0% | [5 empty] | 72% | 23% | 95% | 5 | 100% | 0% | 0% | 5 | 0% | 0% | 0% | 1 | 8% | 0% | 0% | 1 | 100% | 0% | 0% | 5 | 79% | 0% | 0% | 3 | 0% | 0% | 0% | 1
118 | Castro Valley | 0 | 0 | 0 | 0% | 0% | 1 |  |  |  |  | 0% | [5 empty] | 34% | 0% | 34% | 2 | 34% | 0% | 0% | 1 | 0% | 0% | 0% | 1 | 8% | 0% | 0% | 1 | 41% | 0% | 0% | 1 | 34% | 0% | 0% | 1 | 15% | 0% | 0% | 1 | 0% | 0% | 1 |  |  |  |  | 0% | [5 empty] | 13% | 0% | 13% | 1 | 13% | 0% | 0% | 1 | 19% | 0% | 0% | 1 | 25% | 0% | 0% | 1 | 37% | 0% | 0% | 1 | 13% | 0% | 0% | 1 | 21% | 0% | 0% | 1 | 0% | 0% | 1 |  |  |  |  | 0% | [5 empty] | 84% | 2% | 86% | 5 | 67% | 0% | 0% | 2 | 82% | 0% | 0% | 3 | 84% | 0% | 0% | 3 | 89% | 0% | 0% | 3 | 41% | 0% | 0% | 1 | 4% | 0% | 0% | 1 | 0% | 0% | 1 |  |  |  |  | 2% | [5 empty] | 64% | 2% | 66% | 3 | 70% | 0% | 0% | 3 | 77% | 0% | 0% | 3 | 75% | 0% | 0% | 3 | 91% | 0% | 0% | 4 | 31% | 0% | 0% | 1 | 20% | 0% | 0% | 1
119 | Vineyard | 0 | 0 | 0 | 0% | 0% | 1 |  |  |  |  | 0% | [5 empty] | 93% | 7% | 100% | 5 | 76% | 0% | 0% | 3 | 94% | 0% | 0% | 4 | 94% | 0% | 0% | 4 | 98% | 0% | 0% | 5 | 39% | 0% | 0% | 1 | 3% | 0% | 0% | 1 | 0% | 0% | 1 |  |  |  |  | 0% | [5 empty] | 99% | 1% | 100% | 5 | 92% | 0% | 0% | 4 | 71% | 0% | 0% | 3 | 94% | 0% | 0% | 4 | 100% | 0% | 0% | 5 | 37% | 0% | 0% | 1 | 3% | 0% | 0% | 1 | 0% | 0% | 1 |  |  |  |  | 3% | [5 empty] | 88% | 4% | 92% | 5 | 87% | 0% | 0% | 3 | 86% | 0% | 0% | 3 | 93% | 0% | 0% | 4 | 99% | 0% | 0% | 5 | 44% | 0% | 0% | 1 | 3% | 0% | 0% | 1 | 0% | 0% | 1 |  |  |  |  | 2% | [5 empty] | 67% | 7% | 74% | 3 | 75% | 0% | 0% | 3 | 76% | 0% | 0% | 3 | 77% | 0% | 0% | 3 | 92% | 0% | 0% | 4 | 40% | 0% | 0% | 1 | 16% | 0% | 0% | 1
120 | Trout Canyon | 0 | 0 | 20 | 0% | 0% | 1 |  |  |  |  | 0% | [5 empty] | 0% | 0% | 0% | 1 | 0% | 0% | 0% | 1 | 0% | 0% | 0% | 1 | 0% | 0% | 0% | 1 | 0% | 0% | 0% | 1 | 0% | 0% | 0% | 1 | 0% | 0% | 0% | 1 | 0% | 0% | 1 |  |  |  |  | 0% | [5 empty] | 0% | 0% | 0% | 1 | 24% | 0% | 0% | 1 | 0% | 0% | 0% | 1 | 38% | 0% | 0% | 1 | 51% | 0% | 0% | 2 | 85% | 0% | 0% | 3 | 0% | 0% | 0% | 1 | 0% | 0% | 1 |  |  |  |  | 0% | [5 empty] | 0% | 0% | 0% | 1 | 19% | 0% | 0% | 1 | 0% | 0% | 0% | 1 | 39% | 0% | 0% | 1 | 49% | 0% | 0% | 1 | 82% | 0% | 0% | 3 | 0% | 0% | 0% | 1 | 0% | 0% | 1 |  |  |  |  | 0% | [5 empty] | 4% | 0% | 4% | 1 | 14% | 0% | 0% | 1 | 4% | 0% | 0% | 1 | 36% | 0% | 0% | 1 | 43% | 0% | 0% | 1 | 68% | 0% | 0% | 2 | 1% | 0% | 0% | 1
121 | Columbus | 0 | 0 | 15 | 0% | 0% | 1 |  |  |  |  | 0% | [5 empty] | 0% | 0% | 0% | 1 | 0% | 0% | 0% | 1 | 0% | 0% | 0% | 1 | 0% | 0% | 0% | 1 | 0% | 0% | 0% | 1 | 0% | 0% | 0% | 1 | 0% | 0% | 0% | 1 | 0% | 0% | 1 |  |  |  |  | 0% | [5 empty] | 0% | 0% | 0% | 1 | 0% | 0% | 0% | 1 | 0% | 0% | 0% | 1 | 0% | 0% | 0% | 1 | 0% | 0% | 0% | 1 | 0% | 0% | 0% | 1 | 0% | 0% | 0% | 1 | 0% | 0% | 1 |  |  |  |  | 0% | [5 empty] | 0% | 100% | 100% | 5 | 54% | 0% | 0% | 2 | 34% | 0% | 0% | 1 | 74% | 0% | 0% | 3 | 79% | 0% | 0% | 3 | 100% | 0% | 0% | 5 | 0% | 0% | 0% | 1 | 0% | 0% | 1 |  |  |  |  | 0% | [5 empty] | 7% | 93% | 100% | 5 | 33% | 0% | 0% | 1 | 19% | 0% | 0% | 1 | 42% | 0% | 0% | 1 | 60% | 0% | 0% | 2 | 74% | 0% | 0% | 3 | 1% | 0% | 0% | 1
122 | Lewis | 0 | 0 | 0 | 0% | 0% | 1 |  |  |  |  | 0% | [5 empty] | 0% | 0% | 0% | 1 | 0% | 0% | 0% | 1 | 0% | 0% | 0% | 1 | 0% | 0% | 0% | 1 | 0% | 0% | 0% | 1 | 0% | 0% | 0% | 1 | 0% | 0% | 0% | 1 | 0% | 0% | 1 |  |  |  |  | 0% | [5 empty] | 0% | 0% | 0% | 1 | 1% | 0% | 0% | 1 | 45% | 0% | 0% | 1 | 92% | 0% | 0% | 4 | 94% | 0% | 0% | 4 | 0% | 0% | 0% | 1 | 8% | 0% | 0% | 1 | 0% | 0% | 1 |  |  |  |  | 0% | [5 empty] | 0% | 0% | 0% | 1 | 1% | 0% | 0% | 1 | 24% | 0% | 0% | 1 | 50% | 0% | 0% | 2 | 52% | 0% | 0% | 2 | 0% | 0% | 0% | 1 | 4% | 0% | 0% | 1 | 0% | 0% | 1 |  |  |  |  | 0% | [5 empty] | 0% | 0% | 0% | 1 | 1% | 0% | 0% | 1 | 16% | 0% | 0% | 1 | 60% | 0% | 0% | 2 | 61% | 0% | 0% | 2 | 0% | 0% | 0% | 1 | 3% | 0% | 0% | 1
123 | Standard Oil 2 | 0 | 0 | 0 | 0% | 0% | 1 |  |  |  |  | 0% | [5 empty] | 0% | 0% | 0% | 1 | 4% | 0% | 0% | 1 | 30% | 0% | 0% | 1 | 46% | 0% | 0% | 1 | 46% | 0% | 0% | 1 | 0% | 0% | 0% | 1 | 14% | 0% | 0% | 1 | 0% | 0% | 1 |  |  |  |  | 0% | [5 empty] | 46% | 0% | 46% | 2 | 4% | 0% | 0% | 1 | 35% | 0% | 0% | 1 | 59% | 0% | 0% | 2 | 62% | 0% | 0% | 2 | 17% | 0% | 0% | 1 | 8% | 0% | 0% | 1 | 0% | 0% | 1 |  |  |  |  | 0% | [5 empty] | 47% | 0% | 47% | 2 | 27% | 0% | 0% | 1 | 39% | 0% | 0% | 1 | 42% | 0% | 0% | 1 | 73% | 0% | 0% | 3 | 33% | 0% | 0% | 1 | 11% | 0% | 0% | 1 | 0% | 0% | 1 |  |  |  |  | 0% | [5 empty] | 53% | 0% | 53% | 3 | 62% | 0% | 0% | 2 | 40% | 0% | 0% | 1 | 41% | 0% | 0% | 1 | 86% | 0% | 0% | 3 | 44% | 0% | 0% | 1 | 26% | 0% | 0% | 1
124 | Mc Mullin | 0 | 0 | 0 | 0% | 0% | 1 |  |  |  |  | 0% | [5 empty] | 0% | 0% | 0% | 1 | 0% | 0% | 0% | 1 | 0% | 0% | 0% | 1 | 0% | 0% | 0% | 1 | 0% | 0% | 0% | 1 | 0% | 0% | 0% | 1 | 0% | 0% | 0% | 1 | 0% | 0% | 1 |  |  |  |  | 0% | [5 empty] | 0% | 0% | 0% | 1 | 0% | 0% | 0% | 1 | 0% | 0% | 0% | 1 | 0% | 0% | 0% | 1 | 0% | 0% | 0% | 1 | 0% | 0% | 0% | 1 | 0% | 0% | 0% | 1 | 0% | 0% | 1 |  |  |  |  | 0% | [5 empty] | 0% | 0% | 0% | 1 | 0% | 0% | 0% | 1 | 0% | 0% | 0% | 1 | 0% | 0% | 0% | 1 | 0% | 0% | 0% | 1 | 0% | 0% | 0% | 1 | 0% | 0% | 0% | 1 | 0% | 0% | 1 |  |  |  |  | 0% | [5 empty] | 89% | 0% | 89% | 5 | 100% | 0% | 0% | 5 | 0% | 0% | 0% | 1 | 17% | 0% | 0% | 1 | 100% | 0% | 0% | 5 | 55% | 0% | 0% | 2 | 0% | 0% | 0% | 1
125 | Taft | 0 | 0 | 0 | 0% | 0% | 1 |  |  |  |  | 0% | [5 empty] | 0% | 0% | 0% | 1 | 0% | 0% | 0% | 1 | 0% | 0% | 0% | 1 | 0% | 0% | 0% | 1 | 0% | 0% | 0% | 1 | 0% | 0% | 0% | 1 | 0% | 0% | 0% | 1 | 0% | 0% | 1 |  |  |  |  | 0% | [5 empty] | 0% | 0% | 0% | 1 | 0% | 0% | 0% | 1 | 0% | 0% | 0% | 1 | 0% | 0% | 0% | 1 | 0% | 0% | 0% | 1 | 0% | 0% | 0% | 1 | 0% | 0% | 0% | 1 | 0% | 0% | 1 |  |  |  |  | 0% | [5 empty] | 0% | 0% | 0% | 1 | 0% | 0% | 0% | 1 | 0% | 0% | 0% | 1 | 0% | 0% | 0% | 1 | 0% | 0% | 0% | 1 | 0% | 0% | 0% | 1 | 0% | 0% | 0% | 1 | 0% | 0% | 1 |  |  |  |  | 0% | [5 empty] | 11% | 79% | 90% | 5 | 4% | 0% | 0% | 1 | 4% | 0% | 0% | 1 | 32% | 0% | 0% | 1 | 37% | 0% | 0% | 1 | 90% | 0% | 0% | 4 | 0% | 0% | 0% | 1
126 | Pleasant Grove | 0 | 0 | 0 | 0% | 0% | 1 |  |  |  |  | 0% | [5 empty] | 0% | 0% | 0% | 1 | 0% | 0% | 0% | 1 | 0% | 0% | 0% | 1 | 0% | 0% | 0% | 1 | 0% | 0% | 0% | 1 | 0% | 0% | 0% | 1 | 0% | 0% | 0% | 1 | 0% | 0% | 1 |  |  |  |  | 0% | [5 empty] | 0% | 0% | 0% | 1 | 0% | 0% | 0% | 1 | 0% | 0% | 0% | 1 | 0% | 0% | 0% | 1 | 0% | 0% | 0% | 1 | 0% | 0% | 0% | 1 | 0% | 0% | 0% | 1 | 0% | 0% | 1 |  |  |  |  | 0% | [5 empty] | 0% | 0% | 0% | 1 | 0% | 0% | 0% | 1 | 0% | 0% | 0% | 1 | 0% | 0% | 0% | 1 | 0% | 0% | 0% | 1 | 0% | 0% | 0% | 1 | 0% | 0% | 0% | 1 | 0% | 0% | 1 |  |  |  |  | 0% | [5 empty] | 0% | 0% | 0% | 1 | 0% | 0% | 0% | 1 | 0% | 0% | 0% | 1 | 0% | 0% | 0% | 1 | 0% | 0% | 0% | 1 | 0% | 0% | 0% | 1 | 0% | 0% | 0% | 1
127 | Newark | 0 | 0 | 0 | 0% | 0% | 1 |  |  |  |  | 0% | [5 empty] | 25% | 0% | 25% | 2 | 25% | 0% | 0% | 1 | 25% | 0% | 0% | 1 | 54% | 0% | 0% | 2 | 54% | 0% | 0% | 2 | 25% | 0% | 0% | 1 | 68% | 0% | 0% | 2 | 0% | 0% | 1 |  |  |  |  | 0% | [5 empty] | 54% | 0% | 54% | 3 | 54% | 0% | 0% | 2 | 54% | 0% | 0% | 2 | 64% | 0% | 0% | 2 | 64% | 0% | 0% | 2 | 53% | 0% | 0% | 2 | 30% | 0% | 0% | 1 | 0% | 0% | 1 |  |  |  |  | 0% | [5 empty] | 72% | 11% | 83% | 5 | 83% | 0% | 0% | 3 | 40% | 0% | 0% | 1 | 42% | 0% | 0% | 1 | 86% | 0% | 0% | 3 | 83% | 0% | 0% | 3 | 7% | 0% | 0% | 1 | 0% | 0% | 1 |  |  |  |  | 1% | [5 empty] | 84% | 7% | 91% | 5 | 87% | 0% | 0% | 3 | 78% | 0% | 0% | 3 | 86% | 0% | 0% | 3 | 97% | 0% | 0% | 5 | 49% | 0% | 0% | 1 | 3% | 0% | 0% | 1
128 | Dairyland | 0 | 0 | 0 | 0% | 0% | 1 |  |  |  |  | 0% | [5 empty] | 0% | 0% | 0% | 1 | 0% | 0% | 0% | 1 | 0% | 0% | 0% | 1 | 0% | 0% | 0% | 1 | 0% | 0% | 0% | 1 | 0% | 0% | 0% | 1 | 0% | 0% | 0% | 1 | 0% | 0% | 1 |  |  |  |  | 0% | [5 empty] | 0% | 0% | 0% | 1 | 0% | 0% | 0% | 1 | 0% | 0% | 0% | 1 | 0% | 0% | 0% | 1 | 0% | 0% | 0% | 1 | 0% | 0% | 0% | 1 | 0% | 0% | 0% | 1 | 0% | 0% | 1 |  |  |  |  | 0% | [5 empty] | 0% | 0% | 0% | 1 | 0% | 0% | 0% | 1 | 0% | 0% | 0% | 1 | 0% | 0% | 0% | 1 | 0% | 0% | 0% | 1 | 0% | 0% | 0% | 1 | 0% | 0% | 0% | 1 | 0% | 0% | 1 |  |  |  |  | 0% | [5 empty] | 0% | 0% | 0% | 1 | 0% | 0% | 0% | 1 | 0% | 0% | 0% | 1 | 0% | 0% | 0% | 1 | 0% | 0% | 0% | 1 | 0% | 0% | 0% | 1 | 0% | 0% | 0% | 1
129 | Chino | 0 | 0 | 10 | 0% | 0% | 1 |  |  |  |  | 0% | [5 empty] | 0% | 0% | 0% | 1 | 0% | 0% | 0% | 1 | 0% | 0% | 0% | 1 | 0% | 0% | 0% | 1 | 0% | 0% | 0% | 1 | 0% | 0% | 0% | 1 | 0% | 0% | 0% | 1 | 0% | 0% | 1 |  |  |  |  | 0% | [5 empty] | 0% | 0% | 0% | 1 | 0% | 0% | 0% | 1 | 0% | 0% | 0% | 1 | 0% | 0% | 0% | 1 | 0% | 0% | 0% | 1 | 0% | 0% | 0% | 1 | 0% | 0% | 0% | 1 | 0% | 0% | 1 |  |  |  |  | 0% | [5 empty] | 0% | 100% | 100% | 5 | 100% | 0% | 0% | 5 | 0% | 0% | 0% | 1 | 8% | 0% | 0% | 1 | 100% | 0% | 0% | 5 | 74% | 0% | 0% | 3 | 0% | 0% | 0% | 1 | 0% | 0% | 1 |  |  |  |  | 0% | [5 empty] | 45% | 36% | 81% | 5 | 58% | 0% | 0% | 2 | 66% | 0% | 0% | 2 | 61% | 0% | 0% | 2 | 99% | 0% | 0% | 5 | 41% | 0% | 0% | 1 | 0% | 0% | 0% | 1
130 | El Segundo | 0 | 0 | 0 | 0% | 0% | 1 |  |  |  |  | 0% | [5 empty] | 0% | 0% | 0% | 1 | 0% | 0% | 0% | 1 | 77% | 0% | 0% | 3 | 81% | 0% | 0% | 3 | 81% | 0% | 0% | 3 | 0% | 0% | 0% | 1 | 0% | 0% | 0% | 1 | 0% | 0% | 1 |  |  |  |  | 0% | [5 empty] | 0% | 0% | 0% | 1 | 0% | 0% | 0% | 1 | 33% | 0% | 0% | 1 | 72% | 0% | 0% | 3 | 72% | 0% | 0% | 3 | 0% | 0% | 0% | 1 | 0% | 0% | 0% | 1 | 0% | 0% | 1 |  |  |  |  | 0% | [5 empty] | 0% | 0% | 0% | 1 | 0% | 0% | 0% | 1 | 10% | 0% | 0% | 1 | 48% | 0% | 0% | 1 | 48% | 0% | 0% | 1 | 0% | 0% | 0% | 1 | 0% | 0% | 0% | 1 | 0% | 0% | 1 |  |  |  |  | 0% | [5 empty] | 23% | 0% | 23% | 2 | 6% | 0% | 0% | 1 | 14% | 0% | 0% | 1 | 42% | 0% | 0% | 1 | 48% | 0% | 0% | 1 | 11% | 0% | 0% | 1 | 2% | 0% | 0% | 1
131 | San Leandro U | 0 | 0 | 0 | 0% | 0% | 1 |  |  |  |  | 0% | [5 empty] | 17% | 0% | 17% | 1 | 17% | 0% | 0% | 1 | 20% | 0% | 0% | 1 | 23% | 0% | 0% | 1 | 40% | 0% | 0% | 1 | 17% | 0% | 0% | 1 | 9% | 0% | 0% | 1 | 0% | 0% | 1 |  |  |  |  | 0% | [5 empty] | 7% | 0% | 7% | 1 | 7% | 0% | 0% | 1 | 13% | 0% | 0% | 1 | 25% | 0% | 0% | 1 | 32% | 0% | 0% | 1 | 7% | 0% | 0% | 1 | 11% | 0% | 0% | 1 | 0% | 0% | 1 |  |  |  |  | 0% | [5 empty] | 53% | 1% | 54% | 3 | 18% | 0% | 0% | 1 | 53% | 0% | 0% | 2 | 64% | 0% | 0% | 2 | 69% | 0% | 0% | 2 | 19% | 0% | 0% | 1 | 6% | 0% | 0% | 1 | 0% | 0% | 1 |  |  |  |  | 0% | [5 empty] | 55% | 1% | 56% | 3 | 61% | 0% | 0% | 2 | 61% | 0% | 0% | 2 | 61% | 0% | 0% | 2 | 87% | 0% | 0% | 3 | 25% | 0% | 0% | 1 | 28% | 0% | 0% | 1
132 | Ganso | 0 | 0 | 0 | 0% | 0% | 1 |  |  |  |  | 0% | [5 empty] | 0% | 0% | 0% | 1 | 0% | 0% | 0% | 1 | 0% | 0% | 0% | 1 | 0% | 0% | 0% | 1 | 0% | 0% | 0% | 1 | 0% | 0% | 0% | 1 | 0% | 0% | 0% | 1 | 0% | 0% | 1 |  |  |  |  | 0% | [5 empty] | 0% | 0% | 0% | 1 | 0% | 0% | 0% | 1 | 0% | 0% | 0% | 1 | 0% | 0% | 0% | 1 | 0% | 0% | 0% | 1 | 0% | 0% | 0% | 1 | 0% | 0% | 0% | 1 | 0% | 0% | 1 |  |  |  |  | 0% | [5 empty] | 0% | 0% | 0% | 1 | 0% | 0% | 0% | 1 | 0% | 0% | 0% | 1 | 0% | 0% | 0% | 1 | 0% | 0% | 0% | 1 | 0% | 0% | 0% | 1 | 0% | 0% | 0% | 1 | 0% | 0% | 1 |  |  |  |  | 0% | [5 empty] | 82% | 0% | 82% | 5 | 57% | 0% | 0% | 2 | 0% | 0% | 0% | 1 | 33% | 0% | 0% | 1 | 57% | 0% | 0% | 2 | 55% | 0% | 0% | 2 | 0% | 0% | 0% | 1
133 | Poso Mountain | 0 | 0 | 0 | 0% | 0% | 1 |  |  |  |  | 0% | [5 empty] | 0% | 0% | 0% | 1 | 0% | 0% | 0% | 1 | 0% | 0% | 0% | 1 | 0% | 0% | 0% | 1 | 0% | 0% | 0% | 1 | 0% | 0% | 0% | 1 | 0% | 0% | 0% | 1 | 0% | 0% | 1 |  |  |  |  | 0% | [5 empty] | 0% | 0% | 0% | 1 | 0% | 0% | 0% | 1 | 0% | 0% | 0% | 1 | 0% | 0% | 0% | 1 | 0% | 0% | 0% | 1 | 0% | 0% | 0% | 1 | 0% | 0% | 0% | 1 | 0% | 0% | 1 |  |  |  |  | 0% | [5 empty] | 0% | 100% | 100% | 5 | 22% | 0% | 0% | 1 | 0% | 0% | 0% | 1 | 24% | 0% | 0% | 1 | 24% | 0% | 0% | 1 | 72% | 0% | 0% | 3 | 1% | 0% | 0% | 1 | 0% | 0% | 1 |  |  |  |  | 0% | [5 empty] | 22% | 78% | 100% | 5 | 17% | 0% | 0% | 1 | 29% | 0% | 0% | 1 | 63% | 0% | 0% | 2 | 69% | 0% | 0% | 2 | 62% | 0% | 0% | 2 | 1% | 0% | 0% | 1
134 | Avena | 0 | 0 | 0 | 0% | 0% | 1 |  |  |  |  | 0% | [5 empty] | 0% | 0% | 0% | 1 | 0% | 0% | 0% | 1 | 0% | 0% | 0% | 1 | 0% | 0% | 0% | 1 | 0% | 0% | 0% | 1 | 0% | 0% | 0% | 1 | 0% | 0% | 0% | 1 | 0% | 0% | 1 |  |  |  |  | 0% | [5 empty] | 0% | 0% | 0% | 1 | 0% | 0% | 0% | 1 | 0% | 0% | 0% | 1 | 0% | 0% | 0% | 1 | 0% | 0% | 0% | 1 | 0% | 0% | 0% | 1 | 0% | 0% | 0% | 1 | 0% | 0% | 1 |  |  |  |  | 0% | [5 empty] | 0% | 0% | 0% | 1 | 0% | 0% | 0% | 1 | 0% | 0% | 0% | 1 | 0% | 0% | 0% | 1 | 0% | 0% | 0% | 1 | 0% | 0% | 0% | 1 | 0% | 0% | 0% | 1 | 0% | 0% | 1 |  |  |  |  | 6% | [5 empty] | 79% | 5% | 84% | 5 | 84% | 0% | 0% | 3 | 88% | 0% | 0% | 3 | 92% | 0% | 0% | 4 | 100% | 0% | 0% | 5 | 47% | 0% | 0% | 1 | 2% | 0% | 0% | 1
135 | Martin | 0 | 0 | 0 | 0% | 0% | 1 |  |  |  |  | 0% | [5 empty] | 0% | 0% | 0% | 1 | 5% | 0% | 0% | 1 | 13% | 0% | 0% | 1 | 42% | 0% | 0% | 1 | 47% | 0% | 0% | 1 | 0% | 0% | 0% | 1 | 5% | 0% | 0% | 1 | 0% | 0% | 1 |  |  |  |  | 0% | [5 empty] | 0% | 0% | 0% | 1 | 7% | 0% | 0% | 1 | 20% | 0% | 0% | 1 | 50% | 0% | 0% | 2 | 52% | 0% | 0% | 2 | 8% | 0% | 0% | 1 | 6% | 0% | 0% | 1 | 0% | 0% | 1 |  |  |  |  | 0% | [5 empty] | 0% | 0% | 0% | 1 | 9% | 0% | 0% | 1 | 26% | 0% | 0% | 1 | 52% | 0% | 0% | 2 | 54% | 0% | 0% | 2 | 7% | 0% | 0% | 1 | 8% | 0% | 0% | 1 | 0% | 0% | 1 |  |  |  |  | 0% | [5 empty] | 37% | 0% | 37% | 2 | 9% | 0% | 0% | 1 | 31% | 0% | 0% | 1 | 57% | 0% | 0% | 2 | 62% | 0% | 0% | 2 | 18% | 0% | 0% | 1 | 7% | 0% | 0% | 1
136 | Harry Allen | 0 | 0 | 0 | 0% | 0% | 1 |  |  |  |  | 0% | [5 empty] | 0% | 0% | 0% | 1 | 0% | 0% | 0% | 1 | 0% | 0% | 0% | 1 | 0% | 0% | 0% | 1 | 0% | 0% | 0% | 1 | 0% | 0% | 0% | 1 | 0% | 0% | 0% | 1 | 0% | 0% | 1 |  |  |  |  | 0% | [5 empty] | 0% | 0% | 0% | 1 | 0% | 0% | 0% | 1 | 0% | 0% | 0% | 1 | 0% | 0% | 0% | 1 | 0% | 0% | 0% | 1 | 0% | 0% | 0% | 1 | 0% | 0% | 0% | 1 | 0% | 0% | 1 |  |  |  |  | 0% | [5 empty] | 0% | 0% | 0% | 1 | 0% | 0% | 0% | 1 | 0% | 0% | 0% | 1 | 0% | 0% | 0% | 1 | 0% | 0% | 0% | 1 | 0% | 0% | 0% | 1 | 0% | 0% | 0% | 1 | 0% | 0% | 1 |  |  |  |  | 0% | [5 empty] | 26% | 0% | 26% | 2 | 0% | 0% | 0% | 1 | 0% | 0% | 0% | 1 | 0% | 0% | 0% | 1 | 0% | 0% | 0% | 1 | 0% | 0% | 0% | 1 | 0% | 0% | 0% | 1
137 | Rio Oso | 0 | 0 | 0 | 0% | 0% | 1 |  |  |  |  | 0% | [5 empty] | 0% | 0% | 0% | 1 | 0% | 0% | 0% | 1 | 0% | 0% | 0% | 1 | 0% | 0% | 0% | 1 | 0% | 0% | 0% | 1 | 0% | 0% | 0% | 1 | 0% | 0% | 0% | 1 | 0% | 0% | 1 |  |  |  |  | 0% | [5 empty] | 0% | 0% | 0% | 1 | 0% | 0% | 0% | 1 | 0% | 0% | 0% | 1 | 0% | 0% | 0% | 1 | 0% | 0% | 0% | 1 | 0% | 0% | 0% | 1 | 0% | 0% | 0% | 1 | 0% | 0% | 1 |  |  |  |  | 0% | [5 empty] | 0% | 0% | 0% | 1 | 0% | 0% | 0% | 1 | 0% | 0% | 0% | 1 | 0% | 0% | 0% | 1 | 0% | 0% | 0% | 1 | 0% | 0% | 0% | 1 | 0% | 0% | 0% | 1 | 0% | 0% | 1 |  |  |  |  | 0% | [5 empty] | 100% | 0% | 100% | 5 | 97% | 0% | 0% | 5 | 50% | 0% | 0% | 2 | 50% | 0% | 0% | 2 | 98% | 0% | 0% | 5 | 86% | 0% | 0% | 3 | 0% | 0% | 0% | 1
138 | Loveland | 0 | 0 | 0 | 0% | 0% | 1 |  |  |  |  | 0% | [5 empty] | 0% | 0% | 0% | 1 | 0% | 0% | 0% | 1 | 0% | 0% | 0% | 1 | 0% | 0% | 0% | 1 | 0% | 0% | 0% | 1 | 0% | 0% | 0% | 1 | 0% | 0% | 0% | 1 | 0% | 0% | 1 |  |  |  |  | 0% | [5 empty] | 0% | 0% | 0% | 1 | 0% | 0% | 0% | 1 | 0% | 0% | 0% | 1 | 0% | 0% | 0% | 1 | 0% | 0% | 0% | 1 | 0% | 0% | 0% | 1 | 0% | 0% | 0% | 1 | 0% | 0% | 1 |  |  |  |  | 0% | [5 empty] | 2% | 83% | 85% | 5 | 24% | 0% | 0% | 1 | 74% | 0% | 0% | 3 | 84% | 0% | 0% | 3 | 88% | 0% | 0% | 3 | 42% | 0% | 0% | 1 | 11% | 0% | 0% | 1 | 0% | 0% | 1 |  |  |  |  | 0% | [5 empty] | 21% | 74% | 95% | 5 | 8% | 0% | 0% | 1 | 17% | 0% | 0% | 1 | 43% | 0% | 0% | 1 | 46% | 0% | 0% | 1 | 37% | 0% | 0% | 1 | 4% | 0% | 0% | 1
139 | Huntington Beach | 0 | 0 | 0 | 0% | 0% | 1 |  |  |  |  | 0% | [5 empty] | 0% | 0% | 0% | 1 | 2% | 0% | 0% | 1 | 43% | 0% | 0% | 1 | 89% | 0% | 0% | 3 | 92% | 0% | 0% | 4 | 0% | 0% | 0% | 1 | 9% | 0% | 0% | 1 | 0% | 0% | 1 |  |  |  |  | 0% | [5 empty] | 0% | 0% | 0% | 1 | 2% | 0% | 0% | 1 | 31% | 0% | 0% | 1 | 63% | 0% | 0% | 2 | 65% | 0% | 0% | 2 | 0% | 0% | 0% | 1 | 5% | 0% | 0% | 1 | 0% | 0% | 1 |  |  |  |  | 0% | [5 empty] | 0% | 0% | 0% | 1 | 1% | 0% | 0% | 1 | 17% | 0% | 0% | 1 | 62% | 0% | 0% | 2 | 63% | 0% | 0% | 2 | 0% | 0% | 0% | 1 | 3% | 0% | 0% | 1 | 0% | 0% | 1 |  |  |  |  | 0% | [5 empty] | 0% | 0% | 0% | 1 | 1% | 0% | 0% | 1 | 17% | 0% | 0% | 1 | 60% | 0% | 0% | 2 | 60% | 0% | 0% | 2 | 0% | 0% | 0% | 1 | 2% | 0% | 0% | 1
140 | Rossmoor | 0 | 0 | 0 | 0% | 0% | 1 |  |  |  |  | 0% | [5 empty] | 100% | 0% | 100% | 5 | 6% | 0% | 0% | 1 | 90% | 0% | 0% | 4 | 99% | 0% | 0% | 5 | 100% | 0% | 0% | 5 | 16% | 0% | 0% | 1 | 0% | 0% | 0% | 1 | 0% | 0% | 1 |  |  |  |  | 0% | [5 empty] | 77% | 0% | 77% | 5 | 35% | 0% | 0% | 1 | 66% | 0% | 0% | 2 | 76% | 0% | 0% | 3 | 81% | 0% | 0% | 3 | 34% | 0% | 0% | 1 | 3% | 0% | 0% | 1 | 0% | 0% | 1 |  |  |  |  | 0% | [5 empty] | 42% | 0% | 42% | 2 | 55% | 0% | 0% | 2 | 68% | 0% | 0% | 2 | 51% | 0% | 0% | 2 | 85% | 0% | 0% | 3 | 24% | 0% | 0% | 1 | 39% | 0% | 0% | 1 | 0% | 0% | 1 |  |  |  |  | 5% | [5 empty] | 59% | 0% | 59% | 3 | 41% | 0% | 0% | 1 | 58% | 0% | 0% | 2 | 58% | 0% | 0% | 2 | 77% | 0% | 0% | 3 | 18% | 0% | 0% | 1 | 25% | 0% | 0% | 1
141 | Salado | 0 | 0 | 0 | 0% | 0% | 1 |  |  |  |  | 0% | [5 empty] | 60% | 40% | 100% | 5 | 99% | 0% | 0% | 5 | 21% | 0% | 0% | 1 | 83% | 0% | 0% | 3 | 100% | 0% | 0% | 5 | 100% | 0% | 0% | 5 | 0% | 0% | 0% | 1 | 0% | 0% | 1 |  |  |  |  | 0% | [5 empty] | 34% | 66% | 100% | 5 | 98% | 0% | 0% | 5 | 21% | 0% | 0% | 1 | 51% | 0% | 0% | 2 | 98% | 0% | 0% | 5 | 100% | 0% | 0% | 5 | 0% | 0% | 0% | 1 | 0% | 0% | 1 |  |  |  |  | 0% | [5 empty] | 41% | 59% | 100% | 5 | 97% | 0% | 0% | 5 | 20% | 0% | 0% | 1 | 40% | 0% | 0% | 1 | 99% | 0% | 0% | 5 | 100% | 0% | 0% | 5 | 0% | 0% | 0% | 1 | 0% | 0% | 1 |  |  |  |  | 0% | [5 empty] | 68% | 30% | 98% | 5 | 96% | 0% | 0% | 5 | 55% | 0% | 0% | 2 | 62% | 0% | 0% | 2 | 99% | 0% | 0% | 5 | 85% | 0% | 0% | 3 | 1% | 0% | 0% | 1
142 | Lighthipe | 0 | 0 | 0 | 0% | 0% | 1 |  |  |  |  | 0% | [5 empty] | 0% | 0% | 0% | 1 | 0% | 0% | 0% | 1 | 6% | 0% | 0% | 1 | 26% | 0% | 0% | 1 | 26% | 0% | 0% | 1 | 0% | 0% | 0% | 1 | 0% | 0% | 0% | 1 | 0% | 0% | 1 |  |  |  |  | 0% | [5 empty] | 0% | 0% | 0% | 1 | 0% | 0% | 0% | 1 | 14% | 0% | 0% | 1 | 54% | 0% | 0% | 2 | 54% | 0% | 0% | 2 | 0% | 0% | 0% | 1 | 1% | 0% | 0% | 1 | 0% | 0% | 1 |  |  |  |  | 0% | [5 empty] | 0% | 0% | 0% | 1 | 0% | 0% | 0% | 1 | 20% | 0% | 0% | 1 | 57% | 0% | 0% | 2 | 57% | 0% | 0% | 2 | 0% | 0% | 0% | 1 | 1% | 0% | 0% | 1 | 0% | 0% | 1 |  |  |  |  | 0% | [5 empty] | 0% | 0% | 0% | 1 | 1% | 0% | 0% | 1 | 20% | 0% | 0% | 1 | 62% | 0% | 0% | 2 | 63% | 0% | 0% | 2 | 0% | 0% | 0% | 1 | 2% | 0% | 0% | 1
143 | Santee | 0 | 0 | 0 | 0% | 0% | 1 |  |  |  |  | 0% | [5 empty] | 0% | 0% | 0% | 1 | 0% | 0% | 0% | 1 | 0% | 0% | 0% | 1 | 0% | 0% | 0% | 1 | 0% | 0% | 0% | 1 | 0% | 0% | 0% | 1 | 0% | 0% | 0% | 1 | 0% | 0% | 1 |  |  |  |  | 0% | [5 empty] | 0% | 0% | 0% | 1 | 0% | 0% | 0% | 1 | 64% | 0% | 0% | 2 | 100% | 0% | 0% | 5 | 100% | 0% | 0% | 5 | 0% | 0% | 0% | 1 | 0% | 0% | 0% | 1 | 0% | 0% | 1 |  |  |  |  | 0% | [5 empty] | 0% | 0% | 0% | 1 | 3% | 0% | 0% | 1 | 21% | 0% | 0% | 1 | 56% | 0% | 0% | 2 | 57% | 0% | 0% | 2 | 0% | 0% | 0% | 1 | 5% | 0% | 0% | 1 | 0% | 0% | 1 |  |  |  |  | 0% | [5 empty] | 3% | 77% | 80% | 5 | 43% | 0% | 0% | 1 | 65% | 0% | 0% | 2 | 78% | 0% | 0% | 3 | 91% | 0% | 0% | 4 | 29% | 0% | 0% | 1 | 19% | 0% | 0% | 1
144 | Cholame | 0 | 0 | 0 | 0% | 0% | 1 |  |  |  |  | 0% | [5 empty] | 96% | 0% | 96% | 5 | 61% | 0% | 0% | 2 | 9% | 0% | 0% | 1 | 28% | 0% | 0% | 1 | 69% | 0% | 0% | 2 | 56% | 0% | 0% | 2 | 2% | 0% | 0% | 1 | 0% | 0% | 1 |  |  |  |  | 0% | [5 empty] | 94% | 0% | 94% | 5 | 70% | 0% | 0% | 3 | 5% | 0% | 0% | 1 | 21% | 0% | 0% | 1 | 75% | 0% | 0% | 3 | 66% | 0% | 0% | 2 | 1% | 0% | 0% | 1 | 0% | 0% | 1 |  |  |  |  | 0% | [5 empty] | 81% | 10% | 91% | 5 | 64% | 0% | 0% | 2 | 5% | 0% | 0% | 1 | 20% | 0% | 0% | 1 | 70% | 0% | 0% | 3 | 64% | 0% | 0% | 2 | 1% | 0% | 0% | 1 | 0% | 0% | 1 |  |  |  |  | 0% | [5 empty] | 73% | 18% | 91% | 5 | 63% | 0% | 0% | 2 | 11% | 0% | 0% | 1 | 29% | 0% | 0% | 1 | 71% | 0% | 0% | 3 | 58% | 0% | 0% | 2 | 1% | 0% | 0% | 1
145 | Grand Island | 0 | 0 | 0 | 0% | 0% | 1 |  |  |  |  | 42% | [5 empty] | 9% | 0% | 9% | 1 | 19% | 0% | 0% | 1 | 11% | 0% | 0% | 1 | 11% | 0% | 0% | 1 | 29% | 0% | 0% | 1 | 1% | 0% | 0% | 1 | 17% | 0% | 0% | 1 | 0% | 0% | 1 |  |  |  |  | 34% | [5 empty] | 37% | 0% | 37% | 2 | 10% | 0% | 0% | 1 | 26% | 0% | 0% | 1 | 30% | 0% | 0% | 1 | 40% | 0% | 0% | 1 | 3% | 0% | 0% | 1 | 21% | 0% | 0% | 1 | 0% | 0% | 1 |  |  |  |  | 31% | [5 empty] | 37% | 0% | 37% | 2 | 12% | 0% | 0% | 1 | 32% | 0% | 0% | 1 | 32% | 0% | 0% | 1 | 44% | 0% | 0% | 1 | 4% | 0% | 0% | 1 | 24% | 0% | 0% | 1 | 0% | 0% | 1 |  |  |  |  | 27% | [5 empty] | 39% | 0% | 39% | 2 | 20% | 0% | 0% | 1 | 36% | 0% | 0% | 1 | 34% | 0% | 0% | 1 | 50% | 0% | 0% | 2 | 7% | 0% | 0% | 1 | 26% | 0% | 0% | 1
146 | Long Beach | 0 | 0 | 0 | 0% | 0% | 1 |  |  |  |  | 0% | [5 empty] | 0% | 0% | 0% | 1 | 0% | 0% | 0% | 1 | 12% | 0% | 0% | 1 | 53% | 0% | 0% | 2 | 53% | 0% | 0% | 2 | 0% | 0% | 0% | 1 | 1% | 0% | 0% | 1 | 0% | 0% | 1 |  |  |  |  | 0% | [5 empty] | 0% | 0% | 0% | 1 | 0% | 0% | 0% | 1 | 14% | 0% | 0% | 1 | 54% | 0% | 0% | 2 | 54% | 0% | 0% | 2 | 0% | 0% | 0% | 1 | 1% | 0% | 0% | 1 | 0% | 0% | 1 |  |  |  |  | 0% | [5 empty] | 0% | 0% | 0% | 1 | 0% | 0% | 0% | 1 | 22% | 0% | 0% | 1 | 60% | 0% | 0% | 2 | 60% | 0% | 0% | 2 | 0% | 0% | 0% | 1 | 2% | 0% | 0% | 1 | 0% | 0% | 1 |  |  |  |  | 0% | [5 empty] | 0% | 0% | 0% | 1 | 1% | 0% | 0% | 1 | 21% | 0% | 0% | 1 | 62% | 0% | 0% | 2 | 63% | 0% | 0% | 2 | 0% | 0% | 0% | 1 | 2% | 0% | 0% | 1
147 | Coyote | 0 | 0 | 0 | 0% | 0% | 1 |  |  |  |  | 0% | [5 empty] | 99% | 1% | 100% | 5 | 83% | 0% | 0% | 3 | 21% | 0% | 0% | 1 | 21% | 0% | 0% | 1 | 100% | 0% | 0% | 5 | 43% | 0% | 0% | 1 | 1% | 0% | 0% | 1 | 0% | 0% | 1 |  |  |  |  | 0% | [5 empty] | 79% | 21% | 100% | 5 | 72% | 0% | 0% | 3 | 40% | 0% | 0% | 1 | 41% | 0% | 0% | 1 | 81% | 0% | 0% | 3 | 94% | 0% | 0% | 4 | 1% | 0% | 0% | 1 | 0% | 0% | 1 |  |  |  |  | 0% | [5 empty] | 72% | 26% | 98% | 5 | 86% | 0% | 0% | 3 | 34% | 0% | 0% | 1 | 34% | 0% | 0% | 1 | 90% | 0% | 0% | 4 | 96% | 0% | 0% | 5 | 1% | 0% | 0% | 1 | 0% | 0% | 1 |  |  |  |  | 0% | [5 empty] | 42% | 55% | 97% | 5 | 91% | 0% | 0% | 4 | 34% | 0% | 0% | 1 | 45% | 0% | 0% | 1 | 96% | 0% | 0% | 5 | 93% | 0% | 0% | 4 | 2% | 0% | 0% | 1
148 | New Sub - Los Banos - Midway (Proposed) | 0 | 0 | 0 | 0% | 0% | 1 |  |  |  |  | 0% | [5 empty] | 0% | 0% | 0% | 1 | 0% | 0% | 0% | 1 | 0% | 0% | 0% | 1 | 0% | 0% | 0% | 1 | 0% | 0% | 0% | 1 | 0% | 0% | 0% | 1 | 0% | 0% | 0% | 1 | 0% | 0% | 1 |  |  |  |  | 0% | [5 empty] | 81% | 0% | 81% | 5 | 100% | 0% | 0% | 5 | 0% | 0% | 0% | 1 | 0% | 0% | 0% | 1 | 100% | 0% | 0% | 5 | 11% | 0% | 0% | 1 | 0% | 0% | 0% | 1 | 0% | 0% | 1 |  |  |  |  | 0% | [5 empty] | 65% | 29% | 94% | 5 | 100% | 0% | 0% | 5 | 0% | 0% | 0% | 1 | 10% | 0% | 0% | 1 | 100% | 0% | 0% | 5 | 73% | 0% | 0% | 3 | 0% | 0% | 0% | 1 | 0% | 0% | 1 |  |  |  |  | 0% | [5 empty] | 65% | 29% | 94% | 5 | 100% | 0% | 0% | 5 | 0% | 0% | 0% | 1 | 10% | 0% | 0% | 1 | 100% | 0% | 0% | 5 | 73% | 0% | 0% | 3 | 0% | 0% | 0% | 1
149 | Vista (SCE) | 0 | 0 | 0 | 0% | 0% | 1 |  |  |  |  | 0% | [5 empty] | 0% | 0% | 0% | 1 | 0% | 0% | 0% | 1 | 0% | 0% | 0% | 1 | 0% | 0% | 0% | 1 | 0% | 0% | 0% | 1 | 0% | 0% | 0% | 1 | 0% | 0% | 0% | 1 | 0% | 0% | 1 |  |  |  |  | 0% | [5 empty] | 0% | 100% | 100% | 5 | 100% | 0% | 0% | 5 | 26% | 0% | 0% | 1 | 88% | 0% | 0% | 3 | 100% | 0% | 0% | 5 | 37% | 0% | 0% | 1 | 0% | 0% | 0% | 1 | 0% | 0% | 1 |  |  |  |  | 0% | [5 empty] | 30% | 68% | 98% | 5 | 96% | 0% | 0% | 5 | 21% | 0% | 0% | 1 | 32% | 0% | 0% | 1 | 97% | 0% | 0% | 5 | 65% | 0% | 0% | 2 | 1% | 0% | 0% | 1 | 0% | 0% | 1 |  |  |  |  | 0% | [5 empty] | 30% | 39% | 69% | 5 | 51% | 0% | 0% | 2 | 40% | 0% | 0% | 1 | 53% | 0% | 0% | 2 | 86% | 0% | 0% | 3 | 45% | 0% | 0% | 1 | 0% | 0% | 0% | 1
150 | Fairway | 0 | 0 | 0 | 0% | 0% | 1 |  |  |  |  | 0% | [5 empty] | 98% | 0% | 98% | 5 | 2% | 0% | 0% | 1 | 0% | 0% | 0% | 1 | 0% | 0% | 0% | 1 | 2% | 0% | 0% | 1 | 98% | 0% | 0% | 5 | 0% | 0% | 0% | 1 | 0% | 0% | 1 |  |  |  |  | 0% | [5 empty] | 57% | 9% | 66% | 3 | 9% | 0% | 0% | 1 | 0% | 0% | 0% | 1 | 15% | 0% | 0% | 1 | 17% | 0% | 0% | 1 | 73% | 0% | 0% | 3 | 10% | 0% | 0% | 1 | 0% | 0% | 1 |  |  |  |  | 0% | [5 empty] | 19% | 72% | 91% | 5 | 10% | 0% | 0% | 1 | 0% | 0% | 0% | 1 | 15% | 0% | 0% | 1 | 22% | 0% | 0% | 1 | 83% | 0% | 0% | 3 | 3% | 0% | 0% | 1 | 0% | 0% | 1 |  |  |  |  | 0% | [5 empty] | 60% | 26% | 86% | 5 | 47% | 0% | 0% | 1 | 2% | 0% | 0% | 1 | 12% | 0% | 0% | 1 | 56% | 0% | 0% | 2 | 75% | 0% | 0% | 3 | 5% | 0% | 0% | 1
151 | Pisgah | 0 | 0 | 0 | 0% | 0% | 1 |  |  |  |  | 0% | [5 empty] | 0% | 0% | 0% | 1 | 54% | 0% | 0% | 2 | 72% | 0% | 0% | 3 | 81% | 0% | 0% | 3 | 86% | 0% | 0% | 3 | 54% | 0% | 0% | 2 | 1% | 0% | 0% | 1 | 0% | 0% | 1 |  |  |  |  | 0% | [5 empty] | 0% | 0% | 0% | 1 | 26% | 0% | 0% | 1 | 23% | 0% | 0% | 1 | 26% | 0% | 0% | 1 | 36% | 0% | 0% | 1 | 66% | 0% | 0% | 2 | 1% | 0% | 0% | 1 | 0% | 0% | 1 |  |  |  |  | 1% | [5 empty] | 0% | 0% | 0% | 1 | 25% | 0% | 0% | 1 | 15% | 0% | 0% | 1 | 14% | 0% | 0% | 1 | 30% | 0% | 0% | 1 | 57% | 0% | 0% | 2 | 1% | 0% | 0% | 1 | 0% | 0% | 1 |  |  |  |  | 0% | [5 empty] | 0% | 0% | 0% | 1 | 34% | 0% | 0% | 1 | 14% | 0% | 0% | 1 | 14% | 0% | 0% | 1 | 39% | 0% | 0% | 1 | 70% | 0% | 0% | 3 | 1% | 0% | 0% | 1
152 | Sloan Canyon | 0 | 0 | 20 | 0% | 0% | 1 |  |  |  |  | 0% | [5 empty] | 0% | 0% | 0% | 1 | 0% | 0% | 0% | 1 | 0% | 0% | 0% | 1 | 0% | 0% | 0% | 1 | 0% | 0% | 0% | 1 | 0% | 0% | 0% | 1 | 0% | 0% | 0% | 1 | 0% | 0% | 1 |  |  |  |  | 0% | [5 empty] | 0% | 0% | 0% | 1 | 0% | 0% | 0% | 1 | 0% | 0% | 0% | 1 | 0% | 0% | 0% | 1 | 0% | 0% | 0% | 1 | 0% | 0% | 0% | 1 | 0% | 0% | 0% | 1 | 0% | 0% | 1 |  |  |  |  | 0% | [5 empty] | 0% | 0% | 0% | 1 | 0% | 0% | 0% | 1 | 0% | 0% | 0% | 1 | 0% | 0% | 0% | 1 | 0% | 0% | 0% | 1 | 0% | 0% | 0% | 1 | 0% | 0% | 0% | 1 | 0% | 0% | 1 |  |  |  |  | 0% | [5 empty] | 0% | 0% | 0% | 1 | 3% | 0% | 0% | 1 | 2% | 0% | 0% | 1 | 0% | 0% | 0% | 1 | 3% | 0% | 0% | 1 | 0% | 0% | 0% | 1 | 0% | 0% | 0% | 1
153 | Templeton | 0 | 0 | 10 | 0% | 0% | 1 |  |  |  |  | 0% | [5 empty] | 98% | 2% | 100% | 5 | 75% | 0% | 0% | 3 | 34% | 0% | 0% | 1 | 34% | 0% | 0% | 1 | 75% | 0% | 0% | 3 | 51% | 0% | 0% | 2 | 3% | 0% | 0% | 1 | 0% | 0% | 1 |  |  |  |  | 0% | [5 empty] | 92% | 7% | 99% | 5 | 75% | 0% | 0% | 3 | 22% | 0% | 0% | 1 | 32% | 0% | 0% | 1 | 77% | 0% | 0% | 3 | 68% | 0% | 0% | 2 | 2% | 0% | 0% | 1 | 0% | 0% | 1 |  |  |  |  | 0% | [5 empty] | 74% | 23% | 97% | 5 | 60% | 0% | 0% | 2 | 14% | 0% | 0% | 1 | 29% | 0% | 0% | 1 | 67% | 0% | 0% | 2 | 64% | 0% | 0% | 2 | 1% | 0% | 0% | 1 | 0% | 0% | 1 |  |  |  |  | 0% | [5 empty] | 78% | 15% | 93% | 5 | 55% | 0% | 0% | 2 | 10% | 0% | 0% | 1 | 30% | 0% | 0% | 1 | 69% | 0% | 0% | 2 | 62% | 0% | 0% | 2 | 1% | 0% | 0% | 1
154 | Palomar Energy | 0 | 0 | 0 | 0% | 0% | 1 |  |  |  |  | 0% | [5 empty] | 0% | 0% | 0% | 1 | 25% | 0% | 0% | 1 | 70% | 0% | 0% | 3 | 74% | 0% | 0% | 3 | 74% | 0% | 0% | 3 | 0% | 0% | 0% | 1 | 3% | 0% | 0% | 1 | 0% | 0% | 1 |  |  |  |  | 0% | [5 empty] | 0% | 0% | 0% | 1 | 16% | 0% | 0% | 1 | 79% | 0% | 0% | 3 | 81% | 0% | 0% | 3 | 81% | 0% | 0% | 3 | 0% | 0% | 0% | 1 | 15% | 0% | 0% | 1 | 0% | 0% | 1 |  |  |  |  | 0% | [5 empty] | 1% | 0% | 1% | 1 | 15% | 0% | 0% | 1 | 75% | 0% | 0% | 3 | 78% | 0% | 0% | 3 | 78% | 0% | 0% | 3 | 0% | 0% | 0% | 1 | 14% | 0% | 0% | 1 | 0% | 0% | 1 |  |  |  |  | 0% | [5 empty] | 1% | 0% | 1% | 1 | 6% | 0% | 0% | 1 | 44% | 0% | 0% | 1 | 57% | 0% | 0% | 2 | 57% | 0% | 0% | 2 | 0% | 0% | 0% | 1 | 6% | 0% | 0% | 1
155 | Sisquoc | 0 | 0 | 0 | 0% | 0% | 1 |  |  |  |  | 0% | [5 empty] | 79% | 3% | 82% | 5 | 0% | 0% | 0% | 1 | 0% | 0% | 0% | 1 | 0% | 0% | 0% | 1 | 0% | 0% | 0% | 1 | 97% | 0% | 0% | 5 | 0% | 0% | 0% | 1 | 0% | 0% | 1 |  |  |  |  | 0% | [5 empty] | 32% | 66% | 98% | 5 | 13% | 0% | 0% | 1 | 0% | 0% | 0% | 1 | 21% | 0% | 0% | 1 | 34% | 0% | 0% | 1 | 85% | 0% | 0% | 3 | 1% | 0% | 0% | 1 | 0% | 0% | 1 |  |  |  |  | 0% | [5 empty] | 11% | 81% | 92% | 5 | 7% | 0% | 0% | 1 | 1% | 0% | 0% | 1 | 12% | 0% | 0% | 1 | 17% | 0% | 0% | 1 | 84% | 0% | 0% | 3 | 3% | 0% | 0% | 1 | 0% | 0% | 1 |  |  |  |  | 0% | [5 empty] | 68% | 21% | 89% | 5 | 62% | 0% | 0% | 2 | 2% | 0% | 0% | 1 | 7% | 0% | 0% | 1 | 68% | 0% | 0% | 2 | 61% | 0% | 0% | 2 | 5% | 0% | 0% | 1
156 | Alberhill | 0 | 0 | 0 | 0% | 0% | 1 |  |  |  |  | 0% | [5 empty] | 0% | 0% | 0% | 1 | 0% | 0% | 0% | 1 | 0% | 0% | 0% | 1 | 0% | 0% | 0% | 1 | 0% | 0% | 0% | 1 | 0% | 0% | 0% | 1 | 0% | 0% | 0% | 1 | 0% | 0% | 1 |  |  |  |  | 0% | [5 empty] | 0% | 0% | 0% | 1 | 0% | 0% | 0% | 1 | 0% | 0% | 0% | 1 | 0% | 0% | 0% | 1 | 0% | 0% | 0% | 1 | 0% | 0% | 0% | 1 | 0% | 0% | 0% | 1 | 0% | 0% | 1 |  |  |  |  | 0% | [5 empty] | 0% | 0% | 0% | 1 | 0% | 0% | 0% | 1 | 0% | 0% | 0% | 1 | 0% | 0% | 0% | 1 | 0% | 0% | 0% | 1 | 0% | 0% | 0% | 1 | 0% | 0% | 0% | 1 | 0% | 0% | 1 |  |  |  |  | 0% | [5 empty] | 1% | 0% | 1% | 1 | 4% | 0% | 0% | 1 | 26% | 0% | 0% | 1 | 66% | 0% | 0% | 2 | 70% | 0% | 0% | 3 | 0% | 0% | 0% | 1 | 3% | 0% | 0% | 1
157 | Sanger | 0 | 0 | 0 | 0% | 0% | 1 |  |  |  |  | 0% | [5 empty] | 0% | 0% | 0% | 1 | 0% | 0% | 0% | 1 | 0% | 0% | 0% | 1 | 0% | 0% | 0% | 1 | 0% | 0% | 0% | 1 | 0% | 0% | 0% | 1 | 0% | 0% | 0% | 1 | 0% | 0% | 1 |  |  |  |  | 0% | [5 empty] | 0% | 0% | 0% | 1 | 0% | 0% | 0% | 1 | 0% | 0% | 0% | 1 | 0% | 0% | 0% | 1 | 0% | 0% | 0% | 1 | 0% | 0% | 0% | 1 | 0% | 0% | 0% | 1 | 0% | 0% | 1 |  |  |  |  | 0% | [5 empty] | 0% | 0% | 0% | 1 | 0% | 0% | 0% | 1 | 0% | 0% | 0% | 1 | 0% | 0% | 0% | 1 | 0% | 0% | 0% | 1 | 0% | 0% | 0% | 1 | 0% | 0% | 0% | 1 | 0% | 0% | 1 |  |  |  |  | 0% | [5 empty] | 0% | 0% | 0% | 1 | 0% | 0% | 0% | 1 | 0% | 0% | 0% | 1 | 0% | 0% | 0% | 1 | 0% | 0% | 0% | 1 | 0% | 0% | 0% | 1 | 0% | 0% | 0% | 1
158 | Lammers | 0 | 0 | 0 | 0% | 0% | 1 |  |  |  |  | 4% | [5 empty] | 87% | 3% | 90% | 5 | 90% | 0% | 0% | 4 | 89% | 0% | 0% | 3 | 97% | 0% | 0% | 5 | 100% | 0% | 0% | 5 | 42% | 0% | 0% | 1 | 3% | 0% | 0% | 1 | 0% | 0% | 1 |  |  |  |  | 3% | [5 empty] | 85% | 6% | 91% | 5 | 91% | 0% | 0% | 4 | 83% | 0% | 0% | 3 | 92% | 0% | 0% | 4 | 100% | 0% | 0% | 5 | 46% | 0% | 0% | 1 | 3% | 0% | 0% | 1 | 0% | 0% | 1 |  |  |  |  | 3% | [5 empty] | 80% | 13% | 93% | 5 | 91% | 0% | 0% | 4 | 76% | 0% | 0% | 3 | 87% | 0% | 0% | 3 | 100% | 0% | 0% | 5 | 51% | 0% | 0% | 2 | 3% | 0% | 0% | 1 | 0% | 0% | 1 |  |  |  |  | 5% | [5 empty] | 62% | 11% | 73% | 3 | 68% | 0% | 0% | 2 | 75% | 0% | 0% | 3 | 82% | 0% | 0% | 3 | 94% | 0% | 0% | 4 | 43% | 0% | 0% | 1 | 6% | 0% | 0% | 1
159 | Chevmain | 0 | 0 | 0 | 0% | 0% | 1 |  |  |  |  | 0% | [5 empty] | 0% | 0% | 0% | 1 | 0% | 0% | 0% | 1 | 76% | 0% | 0% | 3 | 80% | 0% | 0% | 3 | 80% | 0% | 0% | 3 | 0% | 0% | 0% | 1 | 0% | 0% | 0% | 1 | 0% | 0% | 1 |  |  |  |  | 0% | [5 empty] | 0% | 0% | 0% | 1 | 0% | 0% | 0% | 1 | 13% | 0% | 0% | 1 | 67% | 0% | 0% | 2 | 67% | 0% | 0% | 2 | 0% | 0% | 0% | 1 | 0% | 0% | 0% | 1 | 0% | 0% | 1 |  |  |  |  | 0% | [5 empty] | 0% | 0% | 0% | 1 | 0% | 0% | 0% | 1 | 11% | 0% | 0% | 1 | 50% | 0% | 0% | 2 | 51% | 0% | 0% | 2 | 0% | 0% | 0% | 1 | 0% | 0% | 0% | 1 | 0% | 0% | 1 |  |  |  |  | 0% | [5 empty] | 7% | 0% | 7% | 1 | 3% | 0% | 0% | 1 | 17% | 0% | 0% | 1 | 51% | 0% | 0% | 2 | 54% | 0% | 0% | 2 | 2% | 0% | 0% | 1 | 1% | 0% | 0% | 1
160 | Telegraph Canyon | 0 | 0 | 0 | 0% | 0% | 1 |  |  |  |  | 0% | [5 empty] | 0% | 0% | 0% | 1 | 12% | 0% | 0% | 1 | 46% | 0% | 0% | 1 | 84% | 0% | 0% | 3 | 84% | 0% | 0% | 3 | 0% | 0% | 0% | 1 | 11% | 0% | 0% | 1 | 0% | 0% | 1 |  |  |  |  | 0% | [5 empty] | 0% | 0% | 0% | 1 | 8% | 0% | 0% | 1 | 37% | 0% | 0% | 1 | 67% | 0% | 0% | 2 | 68% | 0% | 0% | 2 | 0% | 0% | 0% | 1 | 8% | 0% | 0% | 1 | 0% | 0% | 1 |  |  |  |  | 0% | [5 empty] | 0% | 0% | 0% | 1 | 7% | 0% | 0% | 1 | 38% | 0% | 0% | 1 | 70% | 0% | 0% | 3 | 70% | 0% | 0% | 3 | 4% | 0% | 0% | 1 | 8% | 0% | 0% | 1 | 0% | 0% | 1 |  |  |  |  | 0% | [5 empty] | 0% | 0% | 0% | 1 | 7% | 0% | 0% | 1 | 32% | 0% | 0% | 1 | 63% | 0% | 0% | 2 | 65% | 0% | 0% | 2 | 3% | 0% | 0% | 1 | 7% | 0% | 0% | 1
161 | Grant | 0 | 0 | 0 | 0% | 0% | 1 |  |  |  |  | 0% | [5 empty] | 3% | 0% | 3% | 1 | 3% | 0% | 0% | 1 | 27% | 0% | 0% | 1 | 31% | 0% | 0% | 1 | 34% | 0% | 0% | 1 | 3% | 0% | 0% | 1 | 14% | 0% | 0% | 1 | 0% | 0% | 1 |  |  |  |  | 0% | [5 empty] | 7% | 0% | 7% | 1 | 7% | 0% | 0% | 1 | 13% | 0% | 0% | 1 | 26% | 0% | 0% | 1 | 33% | 0% | 0% | 1 | 7% | 0% | 0% | 1 | 15% | 0% | 0% | 1 | 0% | 0% | 1 |  |  |  |  | 0% | [5 empty] | 8% | 0% | 8% | 1 | 20% | 0% | 0% | 1 | 24% | 0% | 0% | 1 | 35% | 0% | 0% | 1 | 43% | 0% | 0% | 1 | 13% | 0% | 0% | 1 | 11% | 0% | 0% | 1 | 0% | 0% | 1 |  |  |  |  | 0% | [5 empty] | 70% | 1% | 71% | 3 | 50% | 0% | 0% | 2 | 58% | 0% | 0% | 2 | 73% | 0% | 0% | 3 | 85% | 0% | 0% | 3 | 32% | 0% | 0% | 1 | 6% | 0% | 0% | 1
162 | East Marysville | 0 | 0 | 0 | 0% | 0% | 1 |  |  |  |  | 0% | [5 empty] | 0% | 0% | 0% | 1 | 0% | 0% | 0% | 1 | 0% | 0% | 0% | 1 | 0% | 0% | 0% | 1 | 0% | 0% | 0% | 1 | 0% | 0% | 0% | 1 | 0% | 0% | 0% | 1 | 0% | 0% | 1 |  |  |  |  | 0% | [5 empty] | 100% | 0% | 100% | 5 | 96% | 0% | 0% | 5 | 74% | 0% | 0% | 3 | 74% | 0% | 0% | 3 | 97% | 0% | 0% | 5 | 99% | 0% | 0% | 5 | 0% | 0% | 0% | 1 | 0% | 0% | 1 |  |  |  |  | 0% | [5 empty] | 100% | 0% | 100% | 5 | 97% | 0% | 0% | 5 | 65% | 0% | 0% | 2 | 65% | 0% | 0% | 2 | 98% | 0% | 0% | 5 | 82% | 0% | 0% | 3 | 0% | 0% | 0% | 1 | 0% | 0% | 1 |  |  |  |  | 0% | [5 empty] | 100% | 0% | 100% | 5 | 97% | 0% | 0% | 5 | 65% | 0% | 0% | 2 | 65% | 0% | 0% | 2 | 98% | 0% | 0% | 5 | 82% | 0% | 0% | 3 | 0% | 0% | 0% | 1
163 | Caribou 2 | 0 | 0 | 0 | 0% | 0% | 1 |  |  |  |  | 0% | [5 empty] | 100% | 0% | 100% | 5 | 0% | 0% | 0% | 1 | 83% | 0% | 0% | 3 | 68% | 0% | 0% | 2 | 100% | 0% | 0% | 5 | 100% | 0% | 0% | 5 | 8% | 0% | 0% | 1 | 0% | 0% | 1 |  |  |  |  | 0% | [5 empty] | 43% | 8% | 51% | 3 | 41% | 0% | 0% | 1 | 72% | 0% | 0% | 3 | 63% | 0% | 0% | 2 | 89% | 0% | 0% | 3 | 87% | 0% | 0% | 3 | 4% | 0% | 0% | 1 | 0% | 0% | 1 |  |  |  |  | 0% | [5 empty] | 35% | 15% | 50% | 3 | 44% | 0% | 0% | 1 | 67% | 0% | 0% | 2 | 64% | 0% | 0% | 2 | 85% | 0% | 0% | 3 | 81% | 0% | 0% | 3 | 3% | 0% | 0% | 1 | 0% | 0% | 1 |  |  |  |  | 0% | [5 empty] | 53% | 10% | 63% | 3 | 34% | 0% | 0% | 1 | 47% | 0% | 0% | 1 | 50% | 0% | 0% | 2 | 72% | 0% | 0% | 3 | 75% | 0% | 0% | 3 | 3% | 0% | 0% | 1
164 | Dixon Landing | 0 | 0 | 0 | 0% | 0% | 1 |  |  |  |  | 0% | [5 empty] | 44% | 0% | 44% | 2 | 44% | 0% | 0% | 1 | 44% | 0% | 0% | 1 | 52% | 0% | 0% | 2 | 52% | 0% | 0% | 2 | 44% | 0% | 0% | 1 | 55% | 0% | 0% | 2 | 0% | 0% | 1 |  |  |  |  | 0% | [5 empty] | 82% | 13% | 95% | 5 | 94% | 0% | 0% | 4 | 57% | 0% | 0% | 2 | 59% | 0% | 0% | 2 | 96% | 0% | 0% | 5 | 94% | 0% | 0% | 4 | 6% | 0% | 0% | 1 | 0% | 0% | 1 |  |  |  |  | 0% | [5 empty] | 84% | 11% | 95% | 5 | 82% | 0% | 0% | 3 | 41% | 0% | 0% | 1 | 41% | 0% | 0% | 1 | 88% | 0% | 0% | 3 | 87% | 0% | 0% | 3 | 4% | 0% | 0% | 1 | 0% | 0% | 1 |  |  |  |  | 2% | [5 empty] | 81% | 11% | 92% | 5 | 88% | 0% | 0% | 3 | 77% | 0% | 0% | 3 | 85% | 0% | 0% | 3 | 98% | 0% | 0% | 5 | 51% | 0% | 0% | 2 | 3% | 0% | 0% | 1
165 | New Sub - Gates - Templeton (Proposed) | 0 | 0 | 0 | 0% | 0% | 1 |  |  |  |  | 0% | [5 empty] | 100% | 0% | 100% | 5 | 100% | 0% | 0% | 5 | 0% | 0% | 0% | 1 | 0% | 0% | 0% | 1 | 100% | 0% | 0% | 5 | 100% | 0% | 0% | 5 | 0% | 0% | 0% | 1 | 0% | 0% | 1 |  |  |  |  | 0% | [5 empty] | 94% | 3% | 97% | 5 | 69% | 0% | 0% | 2 | 0% | 0% | 0% | 1 | 5% | 0% | 0% | 1 | 72% | 0% | 0% | 3 | 91% | 0% | 0% | 4 | 0% | 0% | 0% | 1 | 0% | 0% | 1 |  |  |  |  | 0% | [5 empty] | 96% | 3% | 99% | 5 | 75% | 0% | 0% | 3 | 8% | 0% | 0% | 1 | 33% | 0% | 0% | 1 | 77% | 0% | 0% | 3 | 79% | 0% | 0% | 3 | 0% | 0% | 0% | 1 | 0% | 0% | 1 |  |  |  |  | 0% | [5 empty] | 94% | 3% | 97% | 5 | 65% | 0% | 0% | 2 | 6% | 0% | 0% | 1 | 25% | 0% | 0% | 1 | 71% | 0% | 0% | 3 | 64% | 0% | 0% | 2 | 1% | 0% | 0% | 1
166 | Westley | 0 | 0 | 0 | 0% | 0% | 1 |  |  |  |  | 0% | [5 empty] | 46% | 54% | 100% | 5 | 100% | 0% | 0% | 5 | 14% | 0% | 0% | 1 | 56% | 0% | 0% | 2 | 100% | 0% | 0% | 5 | 100% | 0% | 0% | 5 | 0% | 0% | 0% | 1 | 0% | 0% | 1 |  |  |  |  | 0% | [5 empty] | 39% | 61% | 100% | 5 | 99% | 0% | 0% | 5 | 21% | 0% | 0% | 1 | 46% | 0% | 0% | 1 | 99% | 0% | 0% | 5 | 100% | 0% | 0% | 5 | 0% | 0% | 0% | 1 | 0% | 0% | 1 |  |  |  |  | 0% | [5 empty] | 53% | 47% | 100% | 5 | 99% | 0% | 0% | 5 | 47% | 0% | 0% | 1 | 61% | 0% | 0% | 2 | 99% | 0% | 0% | 5 | 97% | 0% | 0% | 5 | 0% | 0% | 0% | 1 | 0% | 0% | 1 |  |  |  |  | 3% | [5 empty] | 77% | 17% | 94% | 5 | 91% | 0% | 0% | 4 | 70% | 0% | 0% | 3 | 80% | 0% | 0% | 3 | 99% | 0% | 0% | 5 | 58% | 0% | 0% | 2 | 2% | 0% | 0% | 1
167 | Antelope | 0 | 0 | 0 | 0% | 0% | 1 |  |  |  |  | 1% | [5 empty] | 20% | 19% | 39% | 3 | 2% | 0% | 0% | 1 | 38% | 0% | 0% | 1 | 38% | 0% | 0% | 1 | 44% | 0% | 0% | 1 | 28% | 0% | 0% | 1 | 2% | 0% | 0% | 1 | 0% | 0% | 1 |  |  |  |  | 1% | [5 empty] | 19% | 13% | 32% | 3 | 11% | 0% | 0% | 1 | 31% | 0% | 0% | 1 | 24% | 0% | 0% | 1 | 44% | 0% | 0% | 1 | 24% | 0% | 0% | 1 | 2% | 0% | 0% | 1 | 0% | 0% | 1 |  |  |  |  | 1% | [5 empty] | 15% | 11% | 26% | 3 | 15% | 0% | 0% | 1 | 35% | 0% | 0% | 1 | 24% | 0% | 0% | 1 | 50% | 0% | 0% | 2 | 24% | 0% | 0% | 1 | 1% | 0% | 0% | 1 | 0% | 0% | 1 |  |  |  |  | 1% | [5 empty] | 23% | 14% | 37% | 3 | 31% | 0% | 0% | 1 | 37% | 0% | 0% | 1 | 27% | 0% | 0% | 1 | 62% | 0% | 0% | 2 | 34% | 0% | 0% | 1 | 1% | 0% | 0% | 1
168 | Atwater | 0 | 0 | 0 | 0% | 0% | 1 |  |  |  |  | 0% | [5 empty] | 0% | 0% | 0% | 1 | 0% | 0% | 0% | 1 | 0% | 0% | 0% | 1 | 0% | 0% | 0% | 1 | 0% | 0% | 0% | 1 | 0% | 0% | 0% | 1 | 0% | 0% | 0% | 1 | 0% | 0% | 1 |  |  |  |  | 0% | [5 empty] | 0% | 0% | 0% | 1 | 0% | 0% | 0% | 1 | 0% | 0% | 0% | 1 | 0% | 0% | 0% | 1 | 0% | 0% | 0% | 1 | 0% | 0% | 0% | 1 | 0% | 0% | 0% | 1 | 0% | 0% | 1 |  |  |  |  | 0% | [5 empty] | 0% | 0% | 0% | 1 | 0% | 0% | 0% | 1 | 0% | 0% | 0% | 1 | 0% | 0% | 0% | 1 | 0% | 0% | 0% | 1 | 0% | 0% | 0% | 1 | 0% | 0% | 0% | 1 | 0% | 0% | 1 |  |  |  |  | 0% | [5 empty] | 100% | 0% | 100% | 5 | 100% | 0% | 0% | 5 | 0% | 0% | 0% | 1 | 0% | 0% | 0% | 1 | 100% | 0% | 0% | 5 | 0% | 0% | 0% | 1 | 0% | 0% | 0% | 1
169 | Pine Flat | 0 | 0 | 0 | 0% | 0% | 1 |  |  |  |  | 0% | [5 empty] | 0% | 0% | 0% | 1 | 0% | 0% | 0% | 1 | 0% | 0% | 0% | 1 | 0% | 0% | 0% | 1 | 0% | 0% | 0% | 1 | 0% | 0% | 0% | 1 | 0% | 0% | 0% | 1 | 0% | 0% | 1 |  |  |  |  | 0% | [5 empty] | 0% | 0% | 0% | 1 | 0% | 0% | 0% | 1 | 0% | 0% | 0% | 1 | 0% | 0% | 0% | 1 | 0% | 0% | 0% | 1 | 0% | 0% | 0% | 1 | 0% | 0% | 0% | 1 | 0% | 0% | 1 |  |  |  |  | 0% | [5 empty] | 0% | 0% | 0% | 1 | 0% | 0% | 0% | 1 | 0% | 0% | 0% | 1 | 0% | 0% | 0% | 1 | 0% | 0% | 0% | 1 | 0% | 0% | 0% | 1 | 0% | 0% | 0% | 1 | 0% | 0% | 1 |  |  |  |  | 0% | [5 empty] | 0% | 0% | 0% | 1 | 0% | 0% | 0% | 1 | 0% | 0% | 0% | 1 | 0% | 0% | 0% | 1 | 0% | 0% | 0% | 1 | 0% | 0% | 0% | 1 | 0% | 0% | 0% | 1
170 | Murray | 0 | 0 | 0 | 0% | 0% | 1 |  |  |  |  | 0% | [5 empty] | 0% | 0% | 0% | 1 | 0% | 0% | 0% | 1 | 9% | 0% | 0% | 1 | 93% | 0% | 0% | 4 | 93% | 0% | 0% | 4 | 0% | 0% | 0% | 1 | 0% | 0% | 0% | 1 | 0% | 0% | 1 |  |  |  |  | 0% | [5 empty] | 0% | 0% | 0% | 1 | 3% | 0% | 0% | 1 | 20% | 0% | 0% | 1 | 57% | 0% | 0% | 2 | 59% | 0% | 0% | 2 | 0% | 0% | 0% | 1 | 5% | 0% | 0% | 1 | 0% | 0% | 1 |  |  |  |  | 0% | [5 empty] | 0% | 0% | 0% | 1 | 7% | 0% | 0% | 1 | 35% | 0% | 0% | 1 | 65% | 0% | 0% | 2 | 66% | 0% | 0% | 2 | 0% | 0% | 0% | 1 | 7% | 0% | 0% | 1 | 0% | 0% | 1 |  |  |  |  | 0% | [5 empty] | 1% | 23% | 24% | 4 | 30% | 0% | 0% | 1 | 46% | 0% | 0% | 1 | 76% | 0% | 0% | 3 | 76% | 0% | 0% | 3 | 6% | 0% | 0% | 1 | 9% | 0% | 0% | 1
171 | Lathrop | 0 | 0 | 0 | 0% | 0% | 1 |  |  |  |  | 0% | [5 empty] | 0% | 0% | 0% | 1 | 0% | 0% | 0% | 1 | 0% | 0% | 0% | 1 | 0% | 0% | 0% | 1 | 0% | 0% | 0% | 1 | 0% | 0% | 0% | 1 | 0% | 0% | 0% | 1 | 0% | 0% | 1 |  |  |  |  | 0% | [5 empty] | 0% | 0% | 0% | 1 | 0% | 0% | 0% | 1 | 0% | 0% | 0% | 1 | 0% | 0% | 0% | 1 | 0% | 0% | 0% | 1 | 0% | 0% | 0% | 1 | 0% | 0% | 0% | 1 | 0% | 0% | 1 |  |  |  |  | 0% | [5 empty] | 0% | 0% | 0% | 1 | 0% | 0% | 0% | 1 | 0% | 0% | 0% | 1 | 0% | 0% | 0% | 1 | 0% | 0% | 0% | 1 | 2% | 0% | 0% | 1 | 0% | 0% | 0% | 1 | 0% | 0% | 1 |  |  |  |  | 0% | [5 empty] | 0% | 0% | 0% | 1 | 0% | 0% | 0% | 1 | 0% | 0% | 0% | 1 | 0% | 0% | 0% | 1 | 0% | 0% | 0% | 1 | 2% | 0% | 0% | 1 | 0% | 0% | 0% | 1
172 | Semitropic | 0 | 0 | 0 | 0% | 0% | 1 |  |  |  |  | 0% | [5 empty] | 0% | 0% | 0% | 1 | 0% | 0% | 0% | 1 | 0% | 0% | 0% | 1 | 0% | 0% | 0% | 1 | 0% | 0% | 0% | 1 | 0% | 0% | 0% | 1 | 0% | 0% | 0% | 1 | 0% | 0% | 1 |  |  |  |  | 0% | [5 empty] | 0% | 0% | 0% | 1 | 0% | 0% | 0% | 1 | 0% | 0% | 0% | 1 | 0% | 0% | 0% | 1 | 0% | 0% | 0% | 1 | 0% | 0% | 0% | 1 | 0% | 0% | 0% | 1 | 0% | 0% | 1 |  |  |  |  | 0% | [5 empty] | 0% | 0% | 0% | 1 | 0% | 0% | 0% | 1 | 0% | 0% | 0% | 1 | 0% | 0% | 0% | 1 | 0% | 0% | 0% | 1 | 0% | 0% | 0% | 1 | 0% | 0% | 0% | 1 | 0% | 0% | 1 |  |  |  |  | 0% | [5 empty] | 66% | 0% | 66% | 3 | 24% | 0% | 0% | 1 | 0% | 0% | 0% | 1 | 0% | 0% | 0% | 1 | 24% | 0% | 0% | 1 | 65% | 0% | 0% | 2 | 0% | 0% | 0% | 1
173 | Hopland | 0 | 0 | 0 | 0% | 0% | 1 |  |  |  |  | 0% | [5 empty] | 16% | 84% | 100% | 5 | 81% | 0% | 0% | 3 | 9% | 0% | 0% | 1 | 15% | 0% | 0% | 1 | 82% | 0% | 0% | 3 | 80% | 0% | 0% | 3 | 0% | 0% | 0% | 1 | 0% | 0% | 1 |  |  |  |  | 0% | [5 empty] | 31% | 65% | 96% | 5 | 68% | 0% | 0% | 2 | 14% | 0% | 0% | 1 | 20% | 0% | 0% | 1 | 78% | 0% | 0% | 3 | 65% | 0% | 0% | 2 | 0% | 0% | 0% | 1 | 0% | 0% | 1 |  |  |  |  | 0% | [5 empty] | 40% | 47% | 87% | 5 | 65% | 0% | 0% | 2 | 21% | 0% | 0% | 1 | 36% | 0% | 0% | 1 | 78% | 0% | 0% | 3 | 65% | 0% | 0% | 2 | 0% | 0% | 0% | 1 | 0% | 0% | 1 |  |  |  |  | 0% | [5 empty] | 35% | 29% | 64% | 4 | 60% | 0% | 0% | 2 | 25% | 0% | 0% | 1 | 47% | 0% | 0% | 1 | 74% | 0% | 0% | 3 | 59% | 0% | 0% | 2 | 0% | 0% | 0% | 1
174 | Point Loma | 0 | 0 | 0 | 0% | 0% | 1 |  |  |  |  | 0% | [5 empty] | 0% | 0% | 0% | 1 | 3% | 0% | 0% | 1 | 18% | 0% | 0% | 1 | 51% | 0% | 0% | 2 | 52% | 0% | 0% | 2 | 0% | 0% | 0% | 1 | 5% | 0% | 0% | 1 | 0% | 0% | 1 |  |  |  |  | 0% | [5 empty] | 0% | 0% | 0% | 1 | 3% | 0% | 0% | 1 | 20% | 0% | 0% | 1 | 54% | 0% | 0% | 2 | 55% | 0% | 0% | 2 | 0% | 0% | 0% | 1 | 5% | 0% | 0% | 1 | 0% | 0% | 1 |  |  |  |  | 0% | [5 empty] | 0% | 0% | 0% | 1 | 6% | 0% | 0% | 1 | 37% | 0% | 0% | 1 | 64% | 0% | 0% | 2 | 64% | 0% | 0% | 2 | 0% | 0% | 0% | 1 | 7% | 0% | 0% | 1 | 0% | 0% | 1 |  |  |  |  | 0% | [5 empty] | 0% | 0% | 0% | 1 | 7% | 0% | 0% | 1 | 38% | 0% | 0% | 1 | 67% | 0% | 0% | 2 | 67% | 0% | 0% | 2 | 0% | 0% | 0% | 1 | 7% | 0% | 0% | 1
175 | Whirlwind | 0 | 0 | 10 | 0% | 0% | 1 |  |  |  |  | 1% | [5 empty] | 12% | 0% | 12% | 1 | 31% | 0% | 0% | 1 | 40% | 0% | 0% | 1 | 25% | 0% | 0% | 1 | 61% | 0% | 0% | 2 | 25% | 0% | 0% | 1 | 0% | 0% | 0% | 1 | 0% | 0% | 1 |  |  |  |  | 1% | [5 empty] | 20% | 5% | 25% | 2 | 29% | 0% | 0% | 1 | 42% | 0% | 0% | 1 | 30% | 0% | 0% | 1 | 64% | 0% | 0% | 2 | 29% | 0% | 0% | 1 | 1% | 0% | 0% | 1 | 0% | 0% | 1 |  |  |  |  | 1% | [5 empty] | 22% | 10% | 32% | 3 | 30% | 0% | 0% | 1 | 39% | 0% | 0% | 1 | 31% | 0% | 0% | 1 | 63% | 0% | 0% | 2 | 32% | 0% | 0% | 1 | 1% | 0% | 0% | 1 | 0% | 0% | 1 |  |  |  |  | 1% | [5 empty] | 25% | 16% | 41% | 3 | 34% | 0% | 0% | 1 | 35% | 0% | 0% | 1 | 29% | 0% | 0% | 1 | 63% | 0% | 0% | 2 | 37% | 0% | 0% | 1 | 1% | 0% | 0% | 1
176 | Gould | 0 | 0 | 0 | 0% | 0% | 1 |  |  |  |  | 0% | [5 empty] | 0% | 0% | 0% | 1 | 0% | 0% | 0% | 1 | 0% | 0% | 0% | 1 | 0% | 0% | 0% | 1 | 0% | 0% | 0% | 1 | 0% | 0% | 0% | 1 | 0% | 0% | 0% | 1 | 0% | 0% | 1 |  |  |  |  | 0% | [5 empty] | 100% | 0% | 100% | 5 | 100% | 0% | 0% | 5 | 0% | 0% | 0% | 1 | 0% | 0% | 0% | 1 | 100% | 0% | 0% | 5 | 100% | 0% | 0% | 5 | 0% | 0% | 0% | 1 | 0% | 0% | 1 |  |  |  |  | 0% | [5 empty] | 56% | 0% | 56% | 3 | 3% | 0% | 0% | 1 | 0% | 0% | 0% | 1 | 0% | 0% | 0% | 1 | 3% | 0% | 0% | 1 | 37% | 0% | 0% | 1 | 0% | 0% | 0% | 1 | 0% | 0% | 1 |  |  |  |  | 0% | [5 empty] | 37% | 39% | 76% | 5 | 12% | 0% | 0% | 1 | 14% | 0% | 0% | 1 | 9% | 0% | 0% | 1 | 28% | 0% | 0% | 1 | 44% | 0% | 0% | 1 | 2% | 0% | 0% | 1
177 | Burney Forest | 0 | 0 | 0 | 0% | 0% | 1 |  |  |  |  | 0% | [5 empty] | 86% | 0% | 86% | 5 | 58% | 0% | 0% | 2 | 15% | 0% | 0% | 1 | 15% | 0% | 0% | 1 | 71% | 0% | 0% | 3 | 46% | 0% | 0% | 1 | 1% | 0% | 0% | 1 | 0% | 0% | 1 |  |  |  |  | 0% | [5 empty] | 78% | 1% | 79% | 5 | 56% | 0% | 0% | 2 | 17% | 0% | 0% | 1 | 13% | 0% | 0% | 1 | 71% | 0% | 0% | 3 | 43% | 0% | 0% | 1 | 1% | 0% | 0% | 1 | 0% | 0% | 1 |  |  |  |  | 0% | [5 empty] | 73% | 3% | 76% | 5 | 49% | 0% | 0% | 1 | 18% | 0% | 0% | 1 | 12% | 0% | 0% | 1 | 66% | 0% | 0% | 2 | 49% | 0% | 0% | 1 | 1% | 0% | 0% | 1 | 0% | 0% | 1 |  |  |  |  | 0% | [5 empty] | 53% | 10% | 63% | 3 | 43% | 0% | 0% | 1 | 20% | 0% | 0% | 1 | 18% | 0% | 0% | 1 | 65% | 0% | 0% | 2 | 58% | 0% | 0% | 2 | 1% | 0% | 0% | 1
178 | GWF Hanford | 0 | 0 | 0 | 0% | 0% | 1 |  |  |  |  | 0% | [5 empty] | 0% | 0% | 0% | 1 | 0% | 0% | 0% | 1 | 0% | 0% | 0% | 1 | 0% | 0% | 0% | 1 | 0% | 0% | 0% | 1 | 0% | 0% | 0% | 1 | 0% | 0% | 0% | 1 | 0% | 0% | 1 |  |  |  |  | 0% | [5 empty] | 0% | 0% | 0% | 1 | 0% | 0% | 0% | 1 | 0% | 0% | 0% | 1 | 0% | 0% | 0% | 1 | 0% | 0% | 0% | 1 | 0% | 0% | 0% | 1 | 0% | 0% | 0% | 1 | 0% | 0% | 1 |  |  |  |  | 0% | [5 empty] | 0% | 0% | 0% | 1 | 0% | 0% | 0% | 1 | 0% | 0% | 0% | 1 | 0% | 0% | 0% | 1 | 0% | 0% | 0% | 1 | 0% | 0% | 0% | 1 | 0% | 0% | 0% | 1 | 0% | 0% | 1 |  |  |  |  | 0% | [5 empty] | 0% | 0% | 0% | 1 | 0% | 0% | 0% | 1 | 0% | 0% | 0% | 1 | 0% | 0% | 0% | 1 | 0% | 0% | 0% | 1 | 0% | 0% | 0% | 1 | 0% | 0% | 0% | 1
179 | San Ramon | 0 | 0 | 0 | 0% | 0% | 1 |  |  |  |  | 0% | [5 empty] | 93% | 7% | 100% | 5 | 75% | 0% | 0% | 3 | 78% | 0% | 0% | 3 | 78% | 0% | 0% | 3 | 98% | 0% | 0% | 5 | 33% | 0% | 0% | 1 | 2% | 0% | 0% | 1 | 0% | 0% | 1 |  |  |  |  | 0% | [5 empty] | 98% | 2% | 100% | 5 | 74% | 0% | 0% | 3 | 89% | 0% | 0% | 3 | 90% | 0% | 0% | 4 | 95% | 0% | 0% | 5 | 52% | 0% | 0% | 2 | 2% | 0% | 0% | 1 | 0% | 0% | 1 |  |  |  |  | 2% | [5 empty] | 96% | 1% | 97% | 5 | 84% | 0% | 0% | 3 | 80% | 0% | 0% | 3 | 94% | 0% | 0% | 4 | 98% | 0% | 0% | 5 | 35% | 0% | 0% | 1 | 4% | 0% | 0% | 1 | 0% | 0% | 1 |  |  |  |  | 4% | [5 empty] | 58% | 3% | 61% | 3 | 60% | 0% | 0% | 2 | 75% | 0% | 0% | 3 | 71% | 0% | 0% | 3 | 89% | 0% | 0% | 3 | 30% | 0% | 0% | 1 | 18% | 0% | 0% | 1
180 | Stanislaus | 0 | 0 | 0 | 0% | 0% | 1 |  |  |  |  | 0% | [5 empty] | 60% | 40% | 100% | 5 | 97% | 0% | 0% | 5 | 25% | 0% | 0% | 1 | 76% | 0% | 0% | 3 | 98% | 0% | 0% | 5 | 100% | 0% | 0% | 5 | 0% | 0% | 0% | 1 | 0% | 0% | 1 |  |  |  |  | 0% | [5 empty] | 42% | 58% | 100% | 5 | 96% | 0% | 0% | 5 | 18% | 0% | 0% | 1 | 44% | 0% | 0% | 1 | 98% | 0% | 0% | 5 | 100% | 0% | 0% | 5 | 0% | 0% | 0% | 1 | 0% | 0% | 1 |  |  |  |  | 0% | [5 empty] | 38% | 62% | 100% | 5 | 97% | 0% | 0% | 5 | 22% | 0% | 0% | 1 | 44% | 0% | 0% | 1 | 99% | 0% | 0% | 5 | 100% | 0% | 0% | 5 | 0% | 0% | 0% | 1 | 0% | 0% | 1 |  |  |  |  | 0% | [5 empty] | 59% | 40% | 99% | 5 | 97% | 0% | 0% | 5 | 41% | 0% | 0% | 1 | 51% | 0% | 0% | 2 | 98% | 0% | 0% | 5 | 96% | 0% | 0% | 5 | 1% | 0% | 0% | 1
181 | Magunden | 0 | 0 | 0 | 0% | 0% | 1 |  |  |  |  | 0% | [5 empty] | 0% | 0% | 0% | 1 | 0% | 0% | 0% | 1 | 0% | 0% | 0% | 1 | 0% | 0% | 0% | 1 | 0% | 0% | 0% | 1 | 0% | 0% | 0% | 1 | 0% | 0% | 0% | 1 | 0% | 0% | 1 |  |  |  |  | 0% | [5 empty] | 0% | 0% | 0% | 1 | 0% | 0% | 0% | 1 | 0% | 0% | 0% | 1 | 0% | 0% | 0% | 1 | 0% | 0% | 0% | 1 | 0% | 0% | 0% | 1 | 0% | 0% | 0% | 1 | 0% | 0% | 1 |  |  |  |  | 0% | [5 empty] | 0% | 100% | 100% | 5 | 65% | 0% | 0% | 2 | 40% | 0% | 0% | 1 | 55% | 0% | 0% | 2 | 100% | 0% | 0% | 5 | 100% | 0% | 0% | 5 | 0% | 0% | 0% | 1 | 0% | 0% | 1 |  |  |  |  | 0% | [5 empty] | 5% | 94% | 99% | 5 | 36% | 0% | 0% | 1 | 14% | 0% | 0% | 1 | 33% | 0% | 0% | 1 | 57% | 0% | 0% | 2 | 66% | 0% | 0% | 2 | 1% | 0% | 0% | 1
182 | Alamitos | 0 | 0 | 0 | 0% | 0% | 1 |  |  |  |  | 0% | [5 empty] | 0% | 0% | 0% | 1 | 0% | 0% | 0% | 1 | 16% | 0% | 0% | 1 | 52% | 0% | 0% | 2 | 52% | 0% | 0% | 2 | 0% | 0% | 0% | 1 | 1% | 0% | 0% | 1 | 0% | 0% | 1 |  |  |  |  | 0% | [5 empty] | 0% | 0% | 0% | 1 | 0% | 0% | 0% | 1 | 16% | 0% | 0% | 1 | 60% | 0% | 0% | 2 | 60% | 0% | 0% | 2 | 0% | 0% | 0% | 1 | 3% | 0% | 0% | 1 | 0% | 0% | 1 |  |  |  |  | 0% | [5 empty] | 0% | 0% | 0% | 1 | 1% | 0% | 0% | 1 | 16% | 0% | 0% | 1 | 61% | 0% | 0% | 2 | 61% | 0% | 0% | 2 | 0% | 0% | 0% | 1 | 3% | 0% | 0% | 1 | 0% | 0% | 1 |  |  |  |  | 0% | [5 empty] | 0% | 0% | 0% | 1 | 1% | 0% | 0% | 1 | 21% | 0% | 0% | 1 | 63% | 0% | 0% | 2 | 63% | 0% | 0% | 2 | 0% | 0% | 0% | 1 | 2% | 0% | 0% | 1
183 | Valley Springs | 0 | 0 | 0 | 0% | 0% | 1 |  |  |  |  | 0% | [5 empty] | 0% | 0% | 0% | 1 | 0% | 0% | 0% | 1 | 0% | 0% | 0% | 1 | 0% | 0% | 0% | 1 | 0% | 0% | 0% | 1 | 0% | 0% | 0% | 1 | 0% | 0% | 0% | 1 | 0% | 0% | 1 |  |  |  |  | 0% | [5 empty] | 0% | 0% | 0% | 1 | 0% | 0% | 0% | 1 | 0% | 0% | 0% | 1 | 0% | 0% | 0% | 1 | 0% | 0% | 0% | 1 | 0% | 0% | 0% | 1 | 0% | 0% | 0% | 1 | 0% | 0% | 1 |  |  |  |  | 0% | [5 empty] | 0% | 0% | 0% | 1 | 0% | 0% | 0% | 1 | 0% | 0% | 0% | 1 | 0% | 0% | 0% | 1 | 0% | 0% | 0% | 1 | 0% | 0% | 0% | 1 | 0% | 0% | 0% | 1 | 0% | 0% | 1 |  |  |  |  | 0% | [5 empty] | 0% | 100% | 100% | 5 | 0% | 0% | 0% | 1 | 0% | 0% | 0% | 1 | 0% | 0% | 0% | 1 | 0% | 0% | 0% | 1 | 8% | 0% | 0% | 1 | 0% | 0% | 0% | 1
184 | Blythe | 0 | 0 | 0 | 0% | 0% | 1 |  |  |  |  | 0% | [5 empty] | 0% | 0% | 0% | 1 | 22% | 0% | 0% | 1 | 26% | 0% | 0% | 1 | 19% | 0% | 0% | 1 | 41% | 0% | 0% | 1 | 63% | 0% | 0% | 2 | 0% | 0% | 0% | 1 | 0% | 0% | 1 |  |  |  |  | 0% | [5 empty] | 0% | 0% | 0% | 1 | 41% | 0% | 0% | 1 | 30% | 0% | 0% | 1 | 26% | 0% | 0% | 1 | 49% | 0% | 0% | 1 | 73% | 0% | 0% | 3 | 0% | 0% | 0% | 1 | 0% | 0% | 1 |  |  |  |  | 0% | [5 empty] | 0% | 0% | 0% | 1 | 36% | 0% | 0% | 1 | 28% | 0% | 0% | 1 | 25% | 0% | 0% | 1 | 45% | 0% | 0% | 1 | 81% | 0% | 0% | 3 | 0% | 0% | 0% | 1 | 0% | 0% | 1 |  |  |  |  | 0% | [5 empty] | 0% | 0% | 0% | 1 | 40% | 0% | 0% | 1 | 32% | 0% | 0% | 1 | 30% | 0% | 0% | 1 | 51% | 0% | 0% | 2 | 80% | 0% | 0% | 3 | 0% | 0% | 0% | 1
185 | Midway | 0 | 0 | 20 | 0% | 0% | 1 |  |  |  |  | 0% | [5 empty] | 0% | 0% | 0% | 1 | 0% | 0% | 0% | 1 | 0% | 0% | 0% | 1 | 0% | 0% | 0% | 1 | 0% | 0% | 0% | 1 | 0% | 0% | 0% | 1 | 0% | 0% | 0% | 1 | 0% | 0% | 1 |  |  |  |  | 0% | [5 empty] | 0% | 0% | 0% | 1 | 0% | 0% | 0% | 1 | 0% | 0% | 0% | 1 | 0% | 0% | 0% | 1 | 0% | 0% | 0% | 1 | 0% | 0% | 0% | 1 | 0% | 0% | 0% | 1 | 0% | 0% | 1 |  |  |  |  | 0% | [5 empty] | 0% | 0% | 0% | 1 | 0% | 0% | 0% | 1 | 0% | 0% | 0% | 1 | 0% | 0% | 0% | 1 | 0% | 0% | 0% | 1 | 0% | 0% | 0% | 1 | 0% | 0% | 0% | 1 | 0% | 0% | 1 |  |  |  |  | 0% | [5 empty] | 82% | 0% | 82% | 5 | 54% | 0% | 0% | 2 | 0% | 0% | 0% | 1 | 31% | 0% | 0% | 1 | 54% | 0% | 0% | 2 | 57% | 0% | 0% | 2 | 0% | 0% | 0% | 1
186 | Buena Vista | 0 | 0 | 0 | 0% | 0% | 1 |  |  |  |  | 0% | [5 empty] | 0% | 0% | 0% | 1 | 0% | 0% | 0% | 1 | 0% | 0% | 0% | 1 | 0% | 0% | 0% | 1 | 0% | 0% | 0% | 1 | 0% | 0% | 0% | 1 | 0% | 0% | 0% | 1 | 0% | 0% | 1 |  |  |  |  | 77% | [5 empty] | 8% | 0% | 8% | 1 | 8% | 0% | 0% | 1 | 4% | 0% | 0% | 1 | 5% | 0% | 0% | 1 | 13% | 0% | 0% | 1 | 6% | 0% | 0% | 1 | 3% | 0% | 0% | 1 | 0% | 0% | 1 |  |  |  |  | 73% | [5 empty] | 8% | 4% | 12% | 2 | 9% | 0% | 0% | 1 | 8% | 0% | 0% | 1 | 8% | 0% | 0% | 1 | 15% | 0% | 0% | 1 | 10% | 0% | 0% | 1 | 2% | 0% | 0% | 1 | 0% | 0% | 1 |  |  |  |  | 44% | [5 empty] | 14% | 13% | 27% | 3 | 21% | 0% | 0% | 1 | 10% | 0% | 0% | 1 | 24% | 0% | 0% | 1 | 40% | 0% | 0% | 1 | 34% | 0% | 0% | 1 | 5% | 0% | 0% | 1
187 | Crows Landing | 0 | 0 | 0 | 0% | 0% | 1 |  |  |  |  | 0% | [5 empty] | 100% | 0% | 100% | 5 | 90% | 0% | 0% | 4 | 74% | 0% | 0% | 3 | 100% | 0% | 0% | 5 | 100% | 0% | 0% | 5 | 100% | 0% | 0% | 5 | 0% | 0% | 0% | 1 | 0% | 0% | 1 |  |  |  |  | 0% | [5 empty] | 57% | 43% | 100% | 5 | 95% | 0% | 0% | 5 | 15% | 0% | 0% | 1 | 54% | 0% | 0% | 2 | 97% | 0% | 0% | 5 | 100% | 0% | 0% | 5 | 0% | 0% | 0% | 1 | 0% | 0% | 1 |  |  |  |  | 0% | [5 empty] | 40% | 60% | 100% | 5 | 97% | 0% | 0% | 5 | 22% | 0% | 0% | 1 | 46% | 0% | 0% | 1 | 99% | 0% | 0% | 5 | 100% | 0% | 0% | 5 | 0% | 0% | 0% | 1 | 0% | 0% | 1 |  |  |  |  | 0% | [5 empty] | 47% | 53% | 100% | 5 | 96% | 0% | 0% | 5 | 22% | 0% | 0% | 1 | 35% | 0% | 0% | 1 | 98% | 0% | 0% | 5 | 98% | 0% | 0% | 5 | 0% | 0% | 0% | 1
188 | Villa Park | 0 | 0 | 0 | 0% | 0% | 1 |  |  |  |  | 0% | [5 empty] | 0% | 0% | 0% | 1 | 0% | 0% | 0% | 1 | 0% | 0% | 0% | 1 | 0% | 0% | 0% | 1 | 0% | 0% | 0% | 1 | 0% | 0% | 0% | 1 | 0% | 0% | 0% | 1 | 0% | 0% | 1 |  |  |  |  | 0% | [5 empty] | 0% | 0% | 0% | 1 | 0% | 0% | 0% | 1 | 44% | 0% | 0% | 1 | 100% | 0% | 0% | 5 | 100% | 0% | 0% | 5 | 0% | 0% | 0% | 1 | 12% | 0% | 0% | 1 | 0% | 0% | 1 |  |  |  |  | 0% | [5 empty] | 0% | 0% | 0% | 1 | 2% | 0% | 0% | 1 | 43% | 0% | 0% | 1 | 89% | 0% | 0% | 3 | 91% | 0% | 0% | 4 | 0% | 0% | 0% | 1 | 7% | 0% | 0% | 1 | 0% | 0% | 1 |  |  |  |  | 0% | [5 empty] | 0% | 0% | 0% | 1 | 1% | 0% | 0% | 1 | 16% | 0% | 0% | 1 | 61% | 0% | 0% | 2 | 61% | 0% | 0% | 2 | 0% | 0% | 0% | 1 | 3% | 0% | 0% | 1
189 | California Ave | 0 | 0 | 10 | 0% | 0% | 1 |  |  |  |  | 0% | [5 empty] | 0% | 0% | 0% | 1 | 0% | 0% | 0% | 1 | 0% | 0% | 0% | 1 | 0% | 0% | 0% | 1 | 0% | 0% | 0% | 1 | 0% | 0% | 0% | 1 | 0% | 0% | 0% | 1 | 0% | 0% | 1 |  |  |  |  | 0% | [5 empty] | 0% | 0% | 0% | 1 | 0% | 0% | 0% | 1 | 0% | 0% | 0% | 1 | 0% | 0% | 0% | 1 | 0% | 0% | 0% | 1 | 0% | 0% | 0% | 1 | 0% | 0% | 0% | 1 | 0% | 0% | 1 |  |  |  |  | 0% | [5 empty] | 0% | 0% | 0% | 1 | 0% | 0% | 0% | 1 | 0% | 0% | 0% | 1 | 0% | 0% | 0% | 1 | 0% | 0% | 0% | 1 | 0% | 0% | 0% | 1 | 0% | 0% | 0% | 1 | 0% | 0% | 1 |  |  |  |  | 0% | [5 empty] | 0% | 0% | 0% | 1 | 0% | 0% | 0% | 1 | 0% | 0% | 0% | 1 | 0% | 0% | 0% | 1 | 0% | 0% | 0% | 1 | 0% | 0% | 0% | 1 | 0% | 0% | 0% | 1
190 | Calpella | 0 | 0 | 0 | 0% | 0% | 1 |  |  |  |  | 0% | [5 empty] | 100% | 0% | 100% | 5 | 0% | 0% | 0% | 1 | 40% | 0% | 0% | 1 | 93% | 0% | 0% | 4 | 93% | 0% | 0% | 4 | 100% | 0% | 0% | 5 | 0% | 0% | 0% | 1 | 0% | 0% | 1 |  |  |  |  | 0% | [5 empty] | 55% | 27% | 82% | 5 | 29% | 0% | 0% | 1 | 25% | 0% | 0% | 1 | 46% | 0% | 0% | 1 | 65% | 0% | 0% | 2 | 88% | 0% | 0% | 3 | 0% | 0% | 0% | 1 | 0% | 0% | 1 |  |  |  |  | 0% | [5 empty] | 33% | 65% | 98% | 5 | 52% | 0% | 0% | 2 | 24% | 0% | 0% | 1 | 32% | 0% | 0% | 1 | 73% | 0% | 0% | 3 | 79% | 0% | 0% | 3 | 0% | 0% | 0% | 1 | 0% | 0% | 1 |  |  |  |  | 0% | [5 empty] | 25% | 36% | 61% | 5 | 46% | 0% | 0% | 1 | 8% | 0% | 0% | 1 | 19% | 0% | 0% | 1 | 58% | 0% | 0% | 2 | 62% | 0% | 0% | 2 | 1% | 0% | 0% | 1
191 | Tevis | 0 | 0 | 0 | 0% | 0% | 1 |  |  |  |  | 0% | [5 empty] | 0% | 0% | 0% | 1 | 0% | 0% | 0% | 1 | 0% | 0% | 0% | 1 | 0% | 0% | 0% | 1 | 0% | 0% | 0% | 1 | 0% | 0% | 0% | 1 | 0% | 0% | 0% | 1 | 0% | 0% | 1 |  |  |  |  | 0% | [5 empty] | 0% | 0% | 0% | 1 | 0% | 0% | 0% | 1 | 0% | 0% | 0% | 1 | 0% | 0% | 0% | 1 | 0% | 0% | 0% | 1 | 0% | 0% | 0% | 1 | 0% | 0% | 0% | 1 | 0% | 0% | 1 |  |  |  |  | 0% | [5 empty] | 0% | 0% | 0% | 1 | 0% | 0% | 0% | 1 | 0% | 0% | 0% | 1 | 0% | 0% | 0% | 1 | 0% | 0% | 0% | 1 | 0% | 0% | 0% | 1 | 0% | 0% | 0% | 1 | 0% | 0% | 1 |  |  |  |  | 0% | [5 empty] | 58% | 42% | 100% | 5 | 100% | 0% | 0% | 5 | 27% | 0% | 0% | 1 | 27% | 0% | 0% | 1 | 100% | 0% | 0% | 5 | 52% | 0% | 0% | 2 | 0% | 0% | 0% | 1
192 | Cal Water | 0 | 0 | 0 | 0% | 0% | 1 |  |  |  |  | 0% | [5 empty] | 0% | 0% | 0% | 1 | 0% | 0% | 0% | 1 | 0% | 0% | 0% | 1 | 0% | 0% | 0% | 1 | 0% | 0% | 0% | 1 | 0% | 0% | 0% | 1 | 0% | 0% | 0% | 1 | 0% | 0% | 1 |  |  |  |  | 0% | [5 empty] | 0% | 0% | 0% | 1 | 0% | 0% | 0% | 1 | 0% | 0% | 0% | 1 | 0% | 0% | 0% | 1 | 0% | 0% | 0% | 1 | 0% | 0% | 0% | 1 | 0% | 0% | 0% | 1 | 0% | 0% | 1 |  |  |  |  | 0% | [5 empty] | 0% | 100% | 100% | 5 | 46% | 0% | 0% | 1 | 54% | 0% | 0% | 2 | 65% | 0% | 0% | 2 | 85% | 0% | 0% | 3 | 93% | 0% | 0% | 4 | 2% | 0% | 0% | 1 | 0% | 0% | 1 |  |  |  |  | 0% | [5 empty] | 8% | 92% | 100% | 5 | 28% | 0% | 0% | 1 | 16% | 0% | 0% | 1 | 52% | 0% | 0% | 2 | 69% | 0% | 0% | 2 | 70% | 0% | 0% | 3 | 1% | 0% | 0% | 1
193 | Boulevard East | 180 | 7200 | 10 | 63.04% | 0% | 3 |  |  |  |  | 0% | [5 empty] | 50% | 38% | 88% | 5 | 9% | 24.28% | 0% | 2 | 14% | 25.91% | 0% | 2 | 37% | 35.09% | 0% | 2 | 48% | 42.32% | 0% | 2 | 25% | 29.52% | 0% | 2 | 2% | 22.51% | 0% | 2 | 62.99% | 0% | 3 |  |  |  |  | 0% | [5 empty] | 45% | 43% | 88% | 5 | 8% | 21.48% | 0% | 2 | 14% | 22.95% | 0% | 2 | 36% | 30.98% | 0% | 2 | 46% | 36.67% | 0% | 2 | 32% | 29.18% | 0% | 2 | 1% | 20.08% | 0% | 2 | 58.2% | 0% | 3 |  |  |  |  | 0% | [5 empty] | 37% | 39% | 76% | 5 | 15% | 18.5% | 0% | 1 | 15% | 18.5% | 0% | 1 | 34% | 23.94% | 0% | 2 | 51% | 32.25% | 0% | 2 | 37% | 25.07% | 0% | 2 | 1% | 15.88% | 0% | 1 | 54.13% | 0% | 3 |  |  |  |  | 0% | [5 empty] | 27% | 30% | 57% | 5 | 13% | 13.31% | 0% | 1 | 13% | 13.24% | 0% | 1 | 27% | 15.86% | 0% | 1 | 42% | 19.79% | 0% | 1 | 50% | 23.16% | 0% | 2 | 2% | 11.8% | 0% | 1
194 | Margarita | 0 | 0 | 0 | 0% | 0% | 1 |  |  |  |  | 0% | [5 empty] | 0% | 0% | 0% | 1 | 0% | 0% | 0% | 1 | 24% | 0% | 0% | 1 | 49% | 0% | 0% | 1 | 49% | 0% | 0% | 1 | 0% | 0% | 0% | 1 | 0% | 0% | 0% | 1 | 0% | 0% | 1 |  |  |  |  | 0% | [5 empty] | 0% | 0% | 0% | 1 | 8% | 0% | 0% | 1 | 25% | 0% | 0% | 1 | 42% | 0% | 0% | 1 | 50% | 0% | 0% | 2 | 0% | 0% | 0% | 1 | 0% | 0% | 0% | 1 | 0% | 0% | 1 |  |  |  |  | 0% | [5 empty] | 1% | 0% | 1% | 1 | 3% | 0% | 0% | 1 | 21% | 0% | 0% | 1 | 74% | 0% | 0% | 3 | 77% | 0% | 0% | 3 | 0% | 0% | 0% | 1 | 5% | 0% | 0% | 1 | 0% | 0% | 1 |  |  |  |  | 0% | [5 empty] | 0% | 0% | 0% | 1 | 7% | 0% | 0% | 1 | 50% | 0% | 0% | 2 | 80% | 0% | 0% | 3 | 82% | 0% | 0% | 3 | 0% | 0% | 0% | 1 | 10% | 0% | 0% | 1
195 | Escondido | 0 | 0 | 0 | 0% | 0% | 1 |  |  |  |  | 0% | [5 empty] | 0% | 0% | 0% | 1 | 0% | 0% | 0% | 1 | 0% | 0% | 0% | 1 | 0% | 0% | 0% | 1 | 0% | 0% | 0% | 1 | 0% | 0% | 0% | 1 | 0% | 0% | 0% | 1 | 0% | 0% | 1 |  |  |  |  | 0% | [5 empty] | 0% | 0% | 0% | 1 | 0% | 0% | 0% | 1 | 76% | 0% | 0% | 3 | 87% | 0% | 0% | 3 | 87% | 0% | 0% | 3 | 0% | 0% | 0% | 1 | 4% | 0% | 0% | 1 | 0% | 0% | 1 |  |  |  |  | 0% | [5 empty] | 0% | 0% | 0% | 1 | 17% | 0% | 0% | 1 | 78% | 0% | 0% | 3 | 80% | 0% | 0% | 3 | 80% | 0% | 0% | 3 | 0% | 0% | 0% | 1 | 16% | 0% | 0% | 1 | 0% | 0% | 1 |  |  |  |  | 0% | [5 empty] | 0% | 52% | 52% | 5 | 56% | 0% | 0% | 2 | 20% | 0% | 0% | 1 | 29% | 0% | 0% | 1 | 81% | 0% | 0% | 3 | 15% | 0% | 0% | 1 | 40% | 0% | 0% | 1
196 | Manning | 0 | 0 | 0 | 0% | 0% | 1 |  |  |  |  | 0% | [5 empty] | 0% | 0% | 0% | 1 | 0% | 0% | 0% | 1 | 0% | 0% | 0% | 1 | 0% | 0% | 0% | 1 | 0% | 0% | 0% | 1 | 0% | 0% | 0% | 1 | 0% | 0% | 0% | 1 | 0% | 0% | 1 |  |  |  |  | 0% | [5 empty] | 0% | 0% | 0% | 1 | 0% | 0% | 0% | 1 | 0% | 0% | 0% | 1 | 0% | 0% | 0% | 1 | 0% | 0% | 0% | 1 | 0% | 0% | 0% | 1 | 0% | 0% | 0% | 1 | 0% | 0% | 1 |  |  |  |  | 0% | [5 empty] | 10% | 90% | 100% | 5 | 89% | 0% | 0% | 3 | 11% | 0% | 0% | 1 | 16% | 0% | 0% | 1 | 100% | 0% | 0% | 5 | 100% | 0% | 0% | 5 | 0% | 0% | 0% | 1 | 0% | 0% | 1 |  |  |  |  | 0% | [5 empty] | 28% | 71% | 99% | 5 | 81% | 0% | 0% | 3 | 8% | 0% | 0% | 1 | 21% | 0% | 0% | 1 | 91% | 0% | 0% | 4 | 98% | 0% | 0% | 5 | 0% | 0% | 0% | 1
197 | Oakland C | 0 | 0 | 0 | 0% | 0% | 1 |  |  |  |  | 0% | [5 empty] | 0% | 0% | 0% | 1 | 4% | 0% | 0% | 1 | 16% | 0% | 0% | 1 | 27% | 0% | 0% | 1 | 27% | 0% | 0% | 1 | 0% | 0% | 0% | 1 | 6% | 0% | 0% | 1 | 0% | 0% | 1 |  |  |  |  | 0% | [5 empty] | 40% | 0% | 40% | 2 | 3% | 0% | 0% | 1 | 47% | 0% | 0% | 1 | 65% | 0% | 0% | 2 | 67% | 0% | 0% | 2 | 11% | 0% | 0% | 1 | 6% | 0% | 0% | 1 | 0% | 0% | 1 |  |  |  |  | 0% | [5 empty] | 39% | 0% | 39% | 2 | 4% | 0% | 0% | 1 | 32% | 0% | 0% | 1 | 59% | 0% | 0% | 2 | 61% | 0% | 0% | 2 | 15% | 0% | 0% | 1 | 5% | 0% | 0% | 1 | 0% | 0% | 1 |  |  |  |  | 0% | [5 empty] | 47% | 0% | 47% | 2 | 54% | 0% | 0% | 2 | 57% | 0% | 0% | 2 | 47% | 0% | 0% | 1 | 84% | 0% | 0% | 3 | 27% | 0% | 0% | 1 | 32% | 0% | 0% | 1
198 | Barre | 0 | 0 | 0 | 0% | 0% | 1 |  |  |  |  | 0% | [5 empty] | 0% | 0% | 0% | 1 | 0% | 0% | 0% | 1 | 78% | 0% | 0% | 3 | 97% | 0% | 0% | 5 | 97% | 0% | 0% | 5 | 0% | 0% | 0% | 1 | 3% | 0% | 0% | 1 | 0% | 0% | 1 |  |  |  |  | 0% | [5 empty] | 0% | 0% | 0% | 1 | 0% | 0% | 0% | 1 | 26% | 0% | 0% | 1 | 51% | 0% | 0% | 2 | 51% | 0% | 0% | 2 | 0% | 0% | 0% | 1 | 4% | 0% | 0% | 1 | 0% | 0% | 1 |  |  |  |  | 0% | [5 empty] | 0% | 0% | 0% | 1 | 1% | 0% | 0% | 1 | 16% | 0% | 0% | 1 | 62% | 0% | 0% | 2 | 62% | 0% | 0% | 2 | 0% | 0% | 0% | 1 | 3% | 0% | 0% | 1 | 0% | 0% | 1 |  |  |  |  | 0% | [5 empty] | 0% | 0% | 0% | 1 | 1% | 0% | 0% | 1 | 21% | 0% | 0% | 1 | 62% | 0% | 0% | 2 | 63% | 0% | 0% | 2 | 0% | 0% | 0% | 1 | 2% | 0% | 0% | 1
199 | Ransburg | 0 | 0 | 0 | 0% | 0% | 1 |  |  |  |  | 0% | [5 empty] | 0% | 0% | 0% | 1 | 47% | 0% | 0% | 1 | 0% | 0% | 0% | 1 | 0% | 0% | 0% | 1 | 47% | 0% | 0% | 1 | 35% | 0% | 0% | 1 | 0% | 0% | 0% | 1 | 0% | 0% | 1 |  |  |  |  | 0% | [5 empty] | 0% | 0% | 0% | 1 | 48% | 0% | 0% | 1 | 15% | 0% | 0% | 1 | 6% | 0% | 0% | 1 | 59% | 0% | 0% | 2 | 70% | 0% | 0% | 3 | 0% | 0% | 0% | 1 | 0% | 0% | 1 |  |  |  |  | 0% | [5 empty] | 0% | 0% | 0% | 1 | 50% | 0% | 0% | 2 | 27% | 0% | 0% | 1 | 8% | 0% | 0% | 1 | 72% | 0% | 0% | 3 | 63% | 0% | 0% | 2 | 0% | 0% | 0% | 1 | 0% | 0% | 1 |  |  |  |  | 0% | [5 empty] | 1% | 0% | 1% | 1 | 48% | 0% | 0% | 1 | 22% | 0% | 0% | 1 | 9% | 0% | 0% | 1 | 64% | 0% | 0% | 2 | 58% | 0% | 0% | 2 | 0% | 0% | 0% | 1
200 | Charca | 0 | 0 | 0 | 0% | 0% | 1 |  |  |  |  | 0% | [5 empty] | 0% | 0% | 0% | 1 | 0% | 0% | 0% | 1 | 0% | 0% | 0% | 1 | 0% | 0% | 0% | 1 | 0% | 0% | 0% | 1 | 0% | 0% | 0% | 1 | 0% | 0% | 0% | 1 | 0% | 0% | 1 |  |  |  |  | 0% | [5 empty] | 0% | 0% | 0% | 1 | 0% | 0% | 0% | 1 | 0% | 0% | 0% | 1 | 0% | 0% | 0% | 1 | 0% | 0% | 0% | 1 | 0% | 0% | 0% | 1 | 0% | 0% | 0% | 1 | 0% | 0% | 1 |  |  |  |  | 0% | [5 empty] | 0% | 0% | 0% | 1 | 0% | 0% | 0% | 1 | 0% | 0% | 0% | 1 | 0% | 0% | 0% | 1 | 0% | 0% | 0% | 1 | 0% | 0% | 0% | 1 | 0% | 0% | 0% | 1 | 0% | 0% | 1 |  |  |  |  | 0% | [5 empty] | 0% | 0% | 0% | 1 | 0% | 0% | 0% | 1 | 0% | 0% | 0% | 1 | 0% | 0% | 0% | 1 | 0% | 0% | 0% | 1 | 0% | 0% | 0% | 1 | 0% | 0% | 0% | 1
201 | Thermalito | 0 | 0 | 0 | 0% | 0% | 1 |  |  |  |  | 0% | [5 empty] | 0% | 0% | 0% | 1 | 0% | 0% | 0% | 1 | 0% | 0% | 0% | 1 | 0% | 0% | 0% | 1 | 0% | 0% | 0% | 1 | 0% | 0% | 0% | 1 | 0% | 0% | 0% | 1 | 0% | 0% | 1 |  |  |  |  | 0% | [5 empty] | 0% | 0% | 0% | 1 | 0% | 0% | 0% | 1 | 0% | 0% | 0% | 1 | 0% | 0% | 0% | 1 | 0% | 0% | 0% | 1 | 0% | 0% | 0% | 1 | 0% | 0% | 0% | 1 | 0% | 0% | 1 |  |  |  |  | 0% | [5 empty] | 0% | 0% | 0% | 1 | 70% | 0% | 0% | 3 | 23% | 0% | 0% | 1 | 100% | 0% | 0% | 5 | 100% | 0% | 0% | 5 | 65% | 0% | 0% | 2 | 0% | 0% | 0% | 1 | 0% | 0% | 1 |  |  |  |  | 0% | [5 empty] | 42% | 10% | 52% | 3 | 51% | 0% | 0% | 2 | 63% | 0% | 0% | 2 | 89% | 0% | 0% | 3 | 98% | 0% | 0% | 5 | 78% | 0% | 0% | 3 | 1% | 0% | 0% | 1
202 | Live Oak | 0 | 0 | 0 | 0% | 0% | 1 |  |  |  |  | 0% | [5 empty] | 0% | 0% | 0% | 1 | 0% | 0% | 0% | 1 | 0% | 0% | 0% | 1 | 0% | 0% | 0% | 1 | 0% | 0% | 0% | 1 | 0% | 0% | 0% | 1 | 0% | 0% | 0% | 1 | 0% | 0% | 1 |  |  |  |  | 0% | [5 empty] | 0% | 0% | 0% | 1 | 0% | 0% | 0% | 1 | 0% | 0% | 0% | 1 | 0% | 0% | 0% | 1 | 0% | 0% | 0% | 1 | 0% | 0% | 0% | 1 | 0% | 0% | 0% | 1 | 0% | 0% | 1 |  |  |  |  | 55% | [5 empty] | 0% | 0% | 0% | 1 | 12% | 0% | 0% | 1 | 5% | 0% | 0% | 1 | 8% | 0% | 0% | 1 | 17% | 0% | 0% | 1 | 1% | 0% | 0% | 1 | 15% | 0% | 0% | 1 | 0% | 0% | 1 |  |  |  |  | 34% | [5 empty] | 37% | 0% | 37% | 2 | 10% | 0% | 0% | 1 | 27% | 0% | 0% | 1 | 31% | 0% | 0% | 1 | 40% | 0% | 0% | 1 | 3% | 0% | 0% | 1 | 22% | 0% | 0% | 1
203 | Hammonds | 0 | 0 | 0 | 0% | 0% | 1 |  |  |  |  | 0% | [5 empty] | 0% | 0% | 0% | 1 | 0% | 0% | 0% | 1 | 0% | 0% | 0% | 1 | 0% | 0% | 0% | 1 | 0% | 0% | 0% | 1 | 0% | 0% | 0% | 1 | 0% | 0% | 0% | 1 | 0% | 0% | 1 |  |  |  |  | 0% | [5 empty] | 0% | 0% | 0% | 1 | 0% | 0% | 0% | 1 | 0% | 0% | 0% | 1 | 0% | 0% | 0% | 1 | 0% | 0% | 0% | 1 | 0% | 0% | 0% | 1 | 0% | 0% | 0% | 1 | 0% | 0% | 1 |  |  |  |  | 0% | [5 empty] | 63% | 37% | 100% | 5 | 100% | 0% | 0% | 5 | 0% | 0% | 0% | 1 | 0% | 0% | 0% | 1 | 100% | 0% | 0% | 5 | 100% | 0% | 0% | 5 | 0% | 0% | 0% | 1 | 0% | 0% | 1 |  |  |  |  | 0% | [5 empty] | 36% | 64% | 100% | 5 | 87% | 0% | 0% | 3 | 6% | 0% | 0% | 1 | 16% | 0% | 0% | 1 | 94% | 0% | 0% | 4 | 99% | 0% | 0% | 5 | 0% | 0% | 0% | 1
204 | Westley | 0 | 0 | 0 | 0% | 0% | 1 |  |  |  |  | 0% | [5 empty] | 46% | 54% | 100% | 5 | 100% | 0% | 0% | 5 | 14% | 0% | 0% | 1 | 56% | 0% | 0% | 2 | 100% | 0% | 0% | 5 | 100% | 0% | 0% | 5 | 0% | 0% | 0% | 1 | 0% | 0% | 1 |  |  |  |  | 0% | [5 empty] | 39% | 61% | 100% | 5 | 99% | 0% | 0% | 5 | 21% | 0% | 0% | 1 | 46% | 0% | 0% | 1 | 99% | 0% | 0% | 5 | 100% | 0% | 0% | 5 | 0% | 0% | 0% | 1 | 0% | 0% | 1 |  |  |  |  | 0% | [5 empty] | 53% | 47% | 100% | 5 | 99% | 0% | 0% | 5 | 47% | 0% | 0% | 1 | 61% | 0% | 0% | 2 | 99% | 0% | 0% | 5 | 97% | 0% | 0% | 5 | 0% | 0% | 0% | 1 | 0% | 0% | 1 |  |  |  |  | 3% | [5 empty] | 77% | 17% | 94% | 5 | 91% | 0% | 0% | 4 | 70% | 0% | 0% | 3 | 80% | 0% | 0% | 3 | 99% | 0% | 0% | 5 | 58% | 0% | 0% | 2 | 2% | 0% | 0% | 1
205 | Smyrna | 0 | 0 | 0 | 0% | 0% | 1 |  |  |  |  | 0% | [5 empty] | 0% | 0% | 0% | 1 | 0% | 0% | 0% | 1 | 0% | 0% | 0% | 1 | 0% | 0% | 0% | 1 | 0% | 0% | 0% | 1 | 0% | 0% | 0% | 1 | 0% | 0% | 0% | 1 | 0% | 0% | 1 |  |  |  |  | 0% | [5 empty] | 0% | 0% | 0% | 1 | 0% | 0% | 0% | 1 | 0% | 0% | 0% | 1 | 0% | 0% | 0% | 1 | 0% | 0% | 0% | 1 | 0% | 0% | 0% | 1 | 0% | 0% | 0% | 1 | 0% | 0% | 1 |  |  |  |  | 0% | [5 empty] | 0% | 0% | 0% | 1 | 0% | 0% | 0% | 1 | 0% | 0% | 0% | 1 | 0% | 0% | 0% | 1 | 0% | 0% | 0% | 1 | 0% | 0% | 0% | 1 | 0% | 0% | 0% | 1 | 0% | 0% | 1 |  |  |  |  | 0% | [5 empty] | 0% | 0% | 0% | 1 | 0% | 0% | 0% | 1 | 0% | 0% | 0% | 1 | 0% | 0% | 0% | 1 | 0% | 0% | 0% | 1 | 0% | 0% | 0% | 1 | 0% | 0% | 0% | 1
206 | Kem | 0 | 0 | 0 | 0% | 0% | 1 |  |  |  |  | 0% | [5 empty] | 0% | 0% | 0% | 1 | 8% | 0% | 0% | 1 | 31% | 0% | 0% | 1 | 0% | 0% | 0% | 1 | 39% | 0% | 0% | 1 | 54% | 0% | 0% | 2 | 0% | 0% | 0% | 1 | 0% | 0% | 1 |  |  |  |  | 0% | [5 empty] | 0% | 0% | 0% | 1 | 8% | 0% | 0% | 1 | 20% | 0% | 0% | 1 | 0% | 0% | 0% | 1 | 28% | 0% | 0% | 1 | 52% | 0% | 0% | 2 | 0% | 0% | 0% | 1 | 0% | 0% | 1 |  |  |  |  | 0% | [5 empty] | 0% | 0% | 0% | 1 | 25% | 0% | 0% | 1 | 15% | 0% | 0% | 1 | 1% | 0% | 0% | 1 | 38% | 0% | 0% | 1 | 53% | 0% | 0% | 2 | 1% | 0% | 0% | 1 | 0% | 0% | 1 |  |  |  |  | 0% | [5 empty] | 0% | 0% | 0% | 1 | 36% | 0% | 0% | 1 | 22% | 0% | 0% | 1 | 12% | 0% | 0% | 1 | 49% | 0% | 0% | 1 | 58% | 0% | 0% | 2 | 1% | 0% | 0% | 1
207 | Potrero | 0 | 0 | 0 | 0% | 0% | 1 |  |  |  |  | 0% | [5 empty] | 0% | 0% | 0% | 1 | 4% | 0% | 0% | 1 | 14% | 0% | 0% | 1 | 37% | 0% | 0% | 1 | 41% | 0% | 0% | 1 | 0% | 0% | 0% | 1 | 5% | 0% | 0% | 1 | 0% | 0% | 1 |  |  |  |  | 0% | [5 empty] | 0% | 0% | 0% | 1 | 6% | 0% | 0% | 1 | 22% | 0% | 0% | 1 | 51% | 0% | 0% | 2 | 53% | 0% | 0% | 2 | 5% | 0% | 0% | 1 | 7% | 0% | 0% | 1 | 0% | 0% | 1 |  |  |  |  | 0% | [5 empty] | 29% | 0% | 29% | 2 | 6% | 0% | 0% | 1 | 45% | 0% | 0% | 1 | 66% | 0% | 0% | 2 | 67% | 0% | 0% | 2 | 12% | 0% | 0% | 1 | 6% | 0% | 0% | 1 | 0% | 0% | 1 |  |  |  |  | 0% | [5 empty] | 42% | 0% | 42% | 2 | 20% | 0% | 0% | 1 | 42% | 0% | 0% | 1 | 45% | 0% | 0% | 1 | 71% | 0% | 0% | 3 | 29% | 0% | 0% | 1 | 12% | 0% | 0% | 1
208 | Palermo | 0 | 0 | 0 | 0% | 0% | 1 |  |  |  |  | 0% | [5 empty] | 0% | 0% | 0% | 1 | 0% | 0% | 0% | 1 | 0% | 0% | 0% | 1 | 0% | 0% | 0% | 1 | 0% | 0% | 0% | 1 | 0% | 0% | 0% | 1 | 0% | 0% | 0% | 1 | 0% | 0% | 1 |  |  |  |  | 0% | [5 empty] | 0% | 0% | 0% | 1 | 0% | 0% | 0% | 1 | 0% | 0% | 0% | 1 | 0% | 0% | 0% | 1 | 0% | 0% | 0% | 1 | 0% | 0% | 0% | 1 | 0% | 0% | 0% | 1 | 0% | 0% | 1 |  |  |  |  | 0% | [5 empty] | 0% | 0% | 0% | 1 | 0% | 0% | 0% | 1 | 100% | 0% | 0% | 5 | 100% | 0% | 0% | 5 | 100% | 0% | 0% | 5 | 100% | 0% | 0% | 5 | 0% | 0% | 0% | 1 | 0% | 0% | 1 |  |  |  |  | 0% | [5 empty] | 42% | 6% | 48% | 2 | 49% | 0% | 0% | 1 | 65% | 0% | 0% | 2 | 85% | 0% | 0% | 3 | 98% | 0% | 0% | 5 | 76% | 0% | 0% | 3 | 1% | 0% | 0% | 1
209 | Bogue | 0 | 0 | 0 | 0% | 0% | 1 |  |  |  |  | 0% | [5 empty] | 0% | 0% | 0% | 1 | 0% | 0% | 0% | 1 | 0% | 0% | 0% | 1 | 0% | 0% | 0% | 1 | 0% | 0% | 0% | 1 | 0% | 0% | 0% | 1 | 0% | 0% | 0% | 1 | 0% | 0% | 1 |  |  |  |  | 0% | [5 empty] | 100% | 0% | 100% | 5 | 97% | 0% | 0% | 5 | 65% | 0% | 0% | 2 | 65% | 0% | 0% | 2 | 98% | 0% | 0% | 5 | 82% | 0% | 0% | 3 | 0% | 0% | 0% | 1 | 0% | 0% | 1 |  |  |  |  | 0% | [5 empty] | 100% | 0% | 100% | 5 | 97% | 0% | 0% | 5 | 65% | 0% | 0% | 2 | 65% | 0% | 0% | 2 | 98% | 0% | 0% | 5 | 82% | 0% | 0% | 3 | 0% | 0% | 0% | 1 | 0% | 0% | 1 |  |  |  |  | 7% | [5 empty] | 72% | 20% | 92% | 5 | 99% | 0% | 0% | 5 | 17% | 0% | 0% | 1 | 17% | 0% | 0% | 1 | 99% | 0% | 0% | 5 | 70% | 0% | 0% | 3 | 1% | 0% | 0% | 1
210 | Balch 1 | 0 | 0 | 0 | 0% | 0% | 1 |  |  |  |  | 0% | [5 empty] | 0% | 0% | 0% | 1 | 0% | 0% | 0% | 1 | 0% | 0% | 0% | 1 | 0% | 0% | 0% | 1 | 0% | 0% | 0% | 1 | 0% | 0% | 0% | 1 | 0% | 0% | 0% | 1 | 0% | 0% | 1 |  |  |  |  | 0% | [5 empty] | 0% | 0% | 0% | 1 | 0% | 0% | 0% | 1 | 0% | 0% | 0% | 1 | 0% | 0% | 0% | 1 | 0% | 0% | 0% | 1 | 0% | 0% | 0% | 1 | 0% | 0% | 0% | 1 | 0% | 0% | 1 |  |  |  |  | 0% | [5 empty] | 0% | 0% | 0% | 1 | 0% | 0% | 0% | 1 | 0% | 0% | 0% | 1 | 0% | 0% | 0% | 1 | 0% | 0% | 0% | 1 | 0% | 0% | 0% | 1 | 0% | 0% | 0% | 1 | 0% | 0% | 1 |  |  |  |  | 0% | [5 empty] | 100% | 0% | 100% | 5 | 0% | 0% | 0% | 1 | 0% | 0% | 0% | 1 | 100% | 0% | 0% | 5 | 100% | 0% | 0% | 5 | 100% | 0% | 0% | 5 | 0% | 0% | 0% | 1
211 | Pauba | 0 | 0 | 0 | 0% | 0% | 1 |  |  |  |  | 0% | [5 empty] | 0% | 0% | 0% | 1 | 0% | 0% | 0% | 1 | 0% | 0% | 0% | 1 | 0% | 0% | 0% | 1 | 0% | 0% | 0% | 1 | 0% | 0% | 0% | 1 | 0% | 0% | 0% | 1 | 0% | 0% | 1 |  |  |  |  | 0% | [5 empty] | 0% | 0% | 0% | 1 | 0% | 0% | 0% | 1 | 0% | 0% | 0% | 1 | 0% | 0% | 0% | 1 | 0% | 0% | 0% | 1 | 0% | 0% | 0% | 1 | 0% | 0% | 0% | 1 | 0% | 0% | 1 |  |  |  |  | 0% | [5 empty] | 0% | 0% | 0% | 1 | 0% | 0% | 0% | 1 | 0% | 0% | 0% | 1 | 0% | 0% | 0% | 1 | 0% | 0% | 0% | 1 | 0% | 0% | 0% | 1 | 0% | 0% | 0% | 1 | 0% | 0% | 1 |  |  |  |  | 0% | [5 empty] | 14% | 83% | 97% | 5 | 43% | 0% | 0% | 1 | 17% | 0% | 0% | 1 | 60% | 0% | 0% | 2 | 73% | 0% | 0% | 3 | 60% | 0% | 0% | 2 | 1% | 0% | 0% | 1
212 | Eastshore | 0 | 0 | 0 | 0% | 0% | 1 |  |  |  |  | 0% | [5 empty] | 0% | 0% | 0% | 1 | 0% | 0% | 0% | 1 | 7% | 0% | 0% | 1 | 20% | 0% | 0% | 1 | 20% | 0% | 0% | 1 | 0% | 0% | 0% | 1 | 32% | 0% | 0% | 1 | 0% | 0% | 1 |  |  |  |  | 0% | [5 empty] | 10% | 0% | 10% | 1 | 10% | 0% | 0% | 1 | 16% | 0% | 0% | 1 | 24% | 0% | 0% | 1 | 34% | 0% | 0% | 1 | 10% | 0% | 0% | 1 | 21% | 0% | 0% | 1 | 0% | 0% | 1 |  |  |  |  | 0% | [5 empty] | 8% | 0% | 8% | 1 | 18% | 0% | 0% | 1 | 23% | 0% | 0% | 1 | 34% | 0% | 0% | 1 | 40% | 0% | 0% | 1 | 14% | 0% | 0% | 1 | 14% | 0% | 0% | 1 | 0% | 0% | 1 |  |  |  |  | 0% | [5 empty] | 85% | 3% | 88% | 5 | 70% | 0% | 0% | 3 | 68% | 0% | 0% | 2 | 84% | 0% | 0% | 3 | 91% | 0% | 0% | 4 | 40% | 0% | 0% | 1 | 4% | 0% | 0% | 1
213 | Cheney | 0 | 0 | 0 | 0% | 0% | 1 |  |  |  |  | 0% | [5 empty] | 0% | 0% | 0% | 1 | 0% | 0% | 0% | 1 | 0% | 0% | 0% | 1 | 0% | 0% | 0% | 1 | 0% | 0% | 0% | 1 | 0% | 0% | 0% | 1 | 0% | 0% | 0% | 1 | 0% | 0% | 1 |  |  |  |  | 0% | [5 empty] | 0% | 0% | 0% | 1 | 0% | 0% | 0% | 1 | 0% | 0% | 0% | 1 | 0% | 0% | 0% | 1 | 0% | 0% | 0% | 1 | 0% | 0% | 0% | 1 | 0% | 0% | 0% | 1 | 0% | 0% | 1 |  |  |  |  | 0% | [5 empty] | 0% | 0% | 0% | 1 | 0% | 0% | 0% | 1 | 0% | 0% | 0% | 1 | 0% | 0% | 0% | 1 | 0% | 0% | 0% | 1 | 0% | 0% | 0% | 1 | 0% | 0% | 0% | 1 | 0% | 0% | 1 |  |  |  |  | 0% | [5 empty] | 24% | 75% | 99% | 5 | 91% | 0% | 0% | 4 | 7% | 0% | 0% | 1 | 15% | 0% | 0% | 1 | 93% | 0% | 0% | 4 | 98% | 0% | 0% | 5 | 0% | 0% | 0% | 1
214 | Warnerville | 0 | 0 | 0 | 0% | 0% | 1 |  |  |  |  | 0% | [5 empty] | 0% | 0% | 0% | 1 | 0% | 0% | 0% | 1 | 0% | 0% | 0% | 1 | 0% | 0% | 0% | 1 | 0% | 0% | 0% | 1 | 0% | 0% | 0% | 1 | 0% | 0% | 0% | 1 | 0% | 0% | 1 |  |  |  |  | 0% | [5 empty] | 0% | 0% | 0% | 1 | 0% | 0% | 0% | 1 | 0% | 0% | 0% | 1 | 0% | 0% | 0% | 1 | 0% | 0% | 0% | 1 | 0% | 0% | 0% | 1 | 0% | 0% | 0% | 1 | 0% | 0% | 1 |  |  |  |  | 0% | [5 empty] | 0% | 0% | 0% | 1 | 0% | 0% | 0% | 1 | 0% | 0% | 0% | 1 | 0% | 0% | 0% | 1 | 0% | 0% | 0% | 1 | 0% | 0% | 0% | 1 | 0% | 0% | 0% | 1 | 0% | 0% | 1 |  |  |  |  | 0% | [5 empty] | 100% | 0% | 100% | 5 | 100% | 0% | 0% | 5 | 52% | 0% | 0% | 2 | 52% | 0% | 0% | 2 | 100% | 0% | 0% | 5 | 100% | 0% | 0% | 5 | 0% | 0% | 0% | 1
215 | Corona | 0 | 0 | 0 | 0% | 0% | 1 |  |  |  |  | 0% | [5 empty] | 100% | 0% | 100% | 5 | 78% | 0% | 0% | 3 | 38% | 0% | 0% | 1 | 71% | 0% | 0% | 3 | 93% | 0% | 0% | 4 | 87% | 0% | 0% | 3 | 1% | 0% | 0% | 1 | 0% | 0% | 1 |  |  |  |  | 0% | [5 empty] | 77% | 0% | 77% | 5 | 82% | 0% | 0% | 3 | 30% | 0% | 0% | 1 | 53% | 0% | 0% | 2 | 91% | 0% | 0% | 4 | 86% | 0% | 0% | 3 | 3% | 0% | 0% | 1 | 0% | 0% | 1 |  |  |  |  | 0% | [5 empty] | 52% | 0% | 52% | 3 | 86% | 0% | 0% | 3 | 28% | 0% | 0% | 1 | 48% | 0% | 0% | 1 | 93% | 0% | 0% | 4 | 73% | 0% | 0% | 3 | 5% | 0% | 0% | 1 | 0% | 0% | 1 |  |  |  |  | 0% | [5 empty] | 61% | 0% | 61% | 3 | 82% | 0% | 0% | 3 | 22% | 0% | 0% | 1 | 43% | 0% | 0% | 1 | 90% | 0% | 0% | 4 | 70% | 0% | 0% | 3 | 4% | 0% | 0% | 1
216 | Goleta | 0 | 0 | 0 | 0% | 0% | 1 |  |  |  |  | 0% | [5 empty] | 41% | 0% | 41% | 2 | 9% | 0% | 0% | 1 | 0% | 0% | 0% | 1 | 3% | 0% | 0% | 1 | 12% | 0% | 0% | 1 | 9% | 0% | 0% | 1 | 2% | 0% | 0% | 1 | 0% | 0% | 1 |  |  |  |  | 0% | [5 empty] | 73% | 2% | 75% | 5 | 81% | 0% | 0% | 3 | 0% | 0% | 0% | 1 | 1% | 0% | 0% | 1 | 82% | 0% | 0% | 3 | 35% | 0% | 0% | 1 | 3% | 0% | 0% | 1 | 0% | 0% | 1 |  |  |  |  | 0% | [5 empty] | 75% | 10% | 85% | 5 | 80% | 0% | 0% | 3 | 0% | 0% | 0% | 1 | 3% | 0% | 0% | 1 | 83% | 0% | 0% | 3 | 57% | 0% | 0% | 2 | 3% | 0% | 0% | 1 | 0% | 0% | 1 |  |  |  |  | 0% | [5 empty] | 84% | 5% | 89% | 5 | 80% | 0% | 0% | 3 | 0% | 0% | 0% | 1 | 2% | 0% | 0% | 1 | 82% | 0% | 0% | 3 | 54% | 0% | 0% | 2 | 6% | 0% | 0% | 1
217 | Midway Green Ridge Services | 0 | 0 | 0 | 0% | 0% | 1 |  |  |  |  | 4% | [5 empty] | 88% | 2% | 90% | 5 | 90% | 0% | 0% | 4 | 89% | 0% | 0% | 3 | 97% | 0% | 0% | 5 | 100% | 0% | 0% | 5 | 41% | 0% | 0% | 1 | 3% | 0% | 0% | 1 | 0% | 0% | 1 |  |  |  |  | 3% | [5 empty] | 87% | 4% | 91% | 5 | 90% | 0% | 0% | 4 | 86% | 0% | 0% | 3 | 94% | 0% | 0% | 4 | 100% | 0% | 0% | 5 | 44% | 0% | 0% | 1 | 3% | 0% | 0% | 1 | 0% | 0% | 1 |  |  |  |  | 3% | [5 empty] | 85% | 8% | 93% | 5 | 89% | 0% | 0% | 3 | 81% | 0% | 0% | 3 | 88% | 0% | 0% | 3 | 99% | 0% | 0% | 5 | 49% | 0% | 0% | 1 | 3% | 0% | 0% | 1 | 0% | 0% | 1 |  |  |  |  | 8% | [5 empty] | 54% | 9% | 63% | 3 | 62% | 0% | 0% | 2 | 69% | 0% | 0% | 2 | 72% | 0% | 0% | 3 | 85% | 0% | 0% | 3 | 35% | 0% | 0% | 1 | 10% | 0% | 0% | 1
218 | Lerdo | 0 | 0 | 0 | 0% | 0% | 1 |  |  |  |  | 0% | [5 empty] | 0% | 0% | 0% | 1 | 0% | 0% | 0% | 1 | 0% | 0% | 0% | 1 | 0% | 0% | 0% | 1 | 0% | 0% | 0% | 1 | 0% | 0% | 0% | 1 | 0% | 0% | 0% | 1 | 0% | 0% | 1 |  |  |  |  | 0% | [5 empty] | 0% | 0% | 0% | 1 | 0% | 0% | 0% | 1 | 0% | 0% | 0% | 1 | 0% | 0% | 0% | 1 | 0% | 0% | 0% | 1 | 0% | 0% | 0% | 1 | 0% | 0% | 0% | 1 | 0% | 0% | 1 |  |  |  |  | 0% | [5 empty] | 0% | 0% | 0% | 1 | 0% | 0% | 0% | 1 | 0% | 0% | 0% | 1 | 0% | 0% | 0% | 1 | 0% | 0% | 0% | 1 | 0% | 0% | 0% | 1 | 0% | 0% | 0% | 1 | 0% | 0% | 1 |  |  |  |  | 0% | [5 empty] | 0% | 100% | 100% | 5 | 47% | 0% | 0% | 1 | 8% | 0% | 0% | 1 | 42% | 0% | 0% | 1 | 47% | 0% | 0% | 1 | 76% | 0% | 0% | 3 | 1% | 0% | 0% | 1
219 | Tulucay | 0 | 0 | 0 | 0% | 0% | 1 |  |  |  |  | 0% | [5 empty] | 85% | 0% | 85% | 5 | 94% | 0% | 0% | 4 | 2% | 0% | 0% | 1 | 21% | 0% | 0% | 1 | 95% | 0% | 0% | 5 | 73% | 0% | 0% | 3 | 4% | 0% | 0% | 1 | 0% | 0% | 1 |  |  |  |  | 0% | [5 empty] | 63% | 0% | 63% | 3 | 76% | 0% | 0% | 3 | 23% | 0% | 0% | 1 | 24% | 0% | 0% | 1 | 91% | 0% | 0% | 4 | 64% | 0% | 0% | 2 | 8% | 0% | 0% | 1 | 0% | 0% | 1 |  |  |  |  | 0% | [5 empty] | 58% | 0% | 58% | 3 | 69% | 0% | 0% | 2 | 28% | 0% | 0% | 1 | 27% | 0% | 0% | 1 | 88% | 0% | 0% | 3 | 52% | 0% | 0% | 2 | 16% | 0% | 0% | 1 | 0% | 0% | 1 |  |  |  |  | 9% | [5 empty] | 66% | 0% | 66% | 3 | 45% | 0% | 0% | 1 | 35% | 0% | 0% | 1 | 34% | 0% | 0% | 1 | 74% | 0% | 0% | 3 | 32% | 0% | 0% | 1 | 25% | 0% | 0% | 1
220 | McCall | 0 | 0 | 0 | 0% | 0% | 1 |  |  |  |  | 0% | [5 empty] | 0% | 0% | 0% | 1 | 0% | 0% | 0% | 1 | 0% | 0% | 0% | 1 | 0% | 0% | 0% | 1 | 0% | 0% | 0% | 1 | 0% | 0% | 0% | 1 | 0% | 0% | 0% | 1 | 0% | 0% | 1 |  |  |  |  | 0% | [5 empty] | 0% | 0% | 0% | 1 | 0% | 0% | 0% | 1 | 0% | 0% | 0% | 1 | 0% | 0% | 0% | 1 | 0% | 0% | 0% | 1 | 0% | 0% | 0% | 1 | 0% | 0% | 0% | 1 | 0% | 0% | 1 |  |  |  |  | 0% | [5 empty] | 0% | 0% | 0% | 1 | 0% | 0% | 0% | 1 | 0% | 0% | 0% | 1 | 0% | 0% | 0% | 1 | 0% | 0% | 0% | 1 | 0% | 0% | 0% | 1 | 0% | 0% | 0% | 1 | 0% | 0% | 1 |  |  |  |  | 0% | [5 empty] | 0% | 0% | 0% | 1 | 0% | 0% | 0% | 1 | 0% | 0% | 0% | 1 | 0% | 0% | 0% | 1 | 0% | 0% | 0% | 1 | 0% | 0% | 0% | 1 | 0% | 0% | 0% | 1
221 | Notre Dame | 0 | 0 | 0 | 0% | 0% | 1 |  |  |  |  | 0% | [5 empty] | 0% | 0% | 0% | 1 | 0% | 0% | 0% | 1 | 0% | 0% | 0% | 1 | 0% | 0% | 0% | 1 | 0% | 0% | 0% | 1 | 0% | 0% | 0% | 1 | 0% | 0% | 0% | 1 | 0% | 0% | 1 |  |  |  |  | 0% | [5 empty] | 0% | 0% | 0% | 1 | 57% | 0% | 0% | 2 | 65% | 0% | 0% | 2 | 100% | 0% | 0% | 5 | 100% | 0% | 0% | 5 | 92% | 0% | 0% | 4 | 2% | 0% | 0% | 1 | 0% | 0% | 1 |  |  |  |  | 0% | [5 empty] | 35% | 1% | 36% | 2 | 39% | 0% | 0% | 1 | 57% | 0% | 0% | 2 | 100% | 0% | 0% | 5 | 100% | 0% | 0% | 5 | 72% | 0% | 0% | 3 | 1% | 0% | 0% | 1 | 0% | 0% | 1 |  |  |  |  | 0% | [5 empty] | 38% | 21% | 59% | 4 | 62% | 0% | 0% | 2 | 51% | 0% | 0% | 2 | 67% | 0% | 0% | 2 | 95% | 0% | 0% | 5 | 77% | 0% | 0% | 3 | 5% | 0% | 0% | 1
222 | Martinez | 0 | 0 | 0 | 0% | 0% | 1 |  |  |  |  | 0% | [5 empty] | 35% | 0% | 35% | 2 | 33% | 0% | 0% | 1 | 51% | 0% | 0% | 2 | 32% | 0% | 0% | 1 | 79% | 0% | 0% | 3 | 22% | 0% | 0% | 1 | 36% | 0% | 0% | 1 | 0% | 0% | 1 |  |  |  |  | 0% | [5 empty] | 35% | 0% | 35% | 2 | 52% | 0% | 0% | 2 | 58% | 0% | 0% | 2 | 39% | 0% | 0% | 1 | 86% | 0% | 0% | 3 | 20% | 0% | 0% | 1 | 46% | 0% | 0% | 1 | 0% | 0% | 1 |  |  |  |  | 0% | [5 empty] | 52% | 0% | 52% | 3 | 48% | 0% | 0% | 1 | 53% | 0% | 0% | 2 | 43% | 0% | 0% | 1 | 84% | 0% | 0% | 3 | 26% | 0% | 0% | 1 | 33% | 0% | 0% | 1 | 0% | 0% | 1 |  |  |  |  | 15% | [5 empty] | 47% | 0% | 47% | 2 | 31% | 0% | 0% | 1 | 44% | 0% | 0% | 1 | 41% | 0% | 0% | 1 | 66% | 0% | 0% | 2 | 18% | 0% | 0% | 1 | 25% | 0% | 0% | 1
223 | San Bernardino | 0 | 0 | 0 | 0% | 0% | 1 |  |  |  |  | 0% | [5 empty] | 1% | 99% | 100% | 5 | 100% | 0% | 0% | 5 | 93% | 0% | 0% | 4 | 100% | 0% | 0% | 5 | 100% | 0% | 0% | 5 | 10% | 0% | 0% | 1 | 0% | 0% | 0% | 1 | 0% | 0% | 1 |  |  |  |  | 0% | [5 empty] | 47% | 52% | 99% | 5 | 93% | 0% | 0% | 4 | 6% | 0% | 0% | 1 | 63% | 0% | 0% | 2 | 97% | 0% | 0% | 5 | 70% | 0% | 0% | 3 | 3% | 0% | 0% | 1 | 0% | 0% | 1 |  |  |  |  | 0% | [5 empty] | 32% | 65% | 97% | 5 | 81% | 0% | 0% | 3 | 31% | 0% | 0% | 1 | 47% | 0% | 0% | 1 | 93% | 0% | 0% | 4 | 70% | 0% | 0% | 3 | 1% | 0% | 0% | 1 | 0% | 0% | 1 |  |  |  |  | 0% | [5 empty] | 31% | 33% | 64% | 5 | 39% | 0% | 0% | 1 | 48% | 0% | 0% | 1 | 60% | 0% | 0% | 2 | 83% | 0% | 0% | 3 | 43% | 0% | 0% | 1 | 0% | 0% | 0% | 1
224 | Las Positas | 0 | 0 | 0 | 0% | 0% | 1 |  |  |  |  | 1% | [5 empty] | 99% | 1% | 100% | 5 | 97% | 0% | 0% | 5 | 84% | 0% | 0% | 3 | 98% | 0% | 0% | 5 | 100% | 0% | 0% | 5 | 33% | 0% | 0% | 1 | 4% | 0% | 0% | 1 | 0% | 0% | 1 |  |  |  |  | 3% | [5 empty] | 88% | 4% | 92% | 5 | 87% | 0% | 0% | 3 | 87% | 0% | 0% | 3 | 95% | 0% | 0% | 5 | 99% | 0% | 0% | 5 | 42% | 0% | 0% | 1 | 3% | 0% | 0% | 1 | 0% | 0% | 1 |  |  |  |  | 3% | [5 empty] | 88% | 5% | 93% | 5 | 88% | 0% | 0% | 3 | 83% | 0% | 0% | 3 | 90% | 0% | 0% | 4 | 99% | 0% | 0% | 5 | 48% | 0% | 0% | 1 | 3% | 0% | 0% | 1 | 0% | 0% | 1 |  |  |  |  | 5% | [5 empty] | 56% | 8% | 64% | 3 | 64% | 0% | 0% | 2 | 73% | 0% | 0% | 3 | 75% | 0% | 0% | 3 | 89% | 0% | 0% | 3 | 35% | 0% | 0% | 1 | 15% | 0% | 0% | 1
225 | Pomerado | 0 | 0 | 0 | 0% | 0% | 1 |  |  |  |  | 0% | [5 empty] | 0% | 0% | 0% | 1 | 0% | 0% | 0% | 1 | 0% | 0% | 0% | 1 | 0% | 0% | 0% | 1 | 0% | 0% | 0% | 1 | 0% | 0% | 0% | 1 | 0% | 0% | 0% | 1 | 0% | 0% | 1 |  |  |  |  | 0% | [5 empty] | 0% | 0% | 0% | 1 | 0% | 0% | 0% | 1 | 93% | 0% | 0% | 4 | 97% | 0% | 0% | 5 | 97% | 0% | 0% | 5 | 0% | 0% | 0% | 1 | 10% | 0% | 0% | 1 | 0% | 0% | 1 |  |  |  |  | 0% | [5 empty] | 0% | 0% | 0% | 1 | 0% | 0% | 0% | 1 | 13% | 0% | 0% | 1 | 54% | 0% | 0% | 2 | 54% | 0% | 0% | 2 | 0% | 0% | 0% | 1 | 1% | 0% | 0% | 1 | 0% | 0% | 1 |  |  |  |  | 0% | [5 empty] | 3% | 67% | 70% | 5 | 67% | 0% | 0% | 2 | 57% | 0% | 0% | 2 | 73% | 0% | 0% | 3 | 91% | 0% | 0% | 4 | 22% | 0% | 0% | 1 | 29% | 0% | 0% | 1
226 | Altamont Midway (Sandhill) | 0 | 0 | 10 | 0% | 0% | 1 |  |  |  |  | 4% | [5 empty] | 89% | 0% | 89% | 5 | 88% | 0% | 0% | 3 | 88% | 0% | 0% | 3 | 97% | 0% | 0% | 5 | 100% | 0% | 0% | 5 | 33% | 0% | 0% | 1 | 3% | 0% | 0% | 1 | 0% | 0% | 1 |  |  |  |  | 3% | [5 empty] | 89% | 4% | 93% | 5 | 88% | 0% | 0% | 3 | 88% | 0% | 0% | 3 | 95% | 0% | 0% | 5 | 99% | 0% | 0% | 5 | 43% | 0% | 0% | 1 | 3% | 0% | 0% | 1 | 0% | 0% | 1 |  |  |  |  | 3% | [5 empty] | 88% | 5% | 93% | 5 | 87% | 0% | 0% | 3 | 84% | 0% | 0% | 3 | 91% | 0% | 0% | 4 | 99% | 0% | 0% | 5 | 47% | 0% | 0% | 1 | 3% | 0% | 0% | 1 | 0% | 0% | 1 |  |  |  |  | 9% | [5 empty] | 51% | 7% | 58% | 3 | 60% | 0% | 0% | 2 | 67% | 0% | 0% | 2 | 68% | 0% | 0% | 2 | 82% | 0% | 0% | 3 | 31% | 0% | 0% | 1 | 16% | 0% | 0% | 1
227 | Wheeler Ridge | 0 | 0 | 0 | 0% | 0% | 1 |  |  |  |  | 0% | [5 empty] | 0% | 0% | 0% | 1 | 0% | 0% | 0% | 1 | 0% | 0% | 0% | 1 | 0% | 0% | 0% | 1 | 0% | 0% | 0% | 1 | 0% | 0% | 0% | 1 | 0% | 0% | 0% | 1 | 0% | 0% | 1 |  |  |  |  | 0% | [5 empty] | 97% | 3% | 100% | 5 | 100% | 0% | 0% | 5 | 82% | 0% | 0% | 3 | 82% | 0% | 0% | 3 | 100% | 0% | 0% | 5 | 85% | 0% | 0% | 3 | 0% | 0% | 0% | 1 | 0% | 0% | 1 |  |  |  |  | 0% | [5 empty] | 71% | 26% | 97% | 5 | 78% | 0% | 0% | 3 | 56% | 0% | 0% | 2 | 70% | 0% | 0% | 3 | 99% | 0% | 0% | 5 | 64% | 0% | 0% | 2 | 3% | 0% | 0% | 1 | 0% | 0% | 1 |  |  |  |  | 1% | [5 empty] | 43% | 21% | 64% | 4 | 60% | 0% | 0% | 2 | 53% | 0% | 0% | 2 | 45% | 0% | 0% | 1 | 86% | 0% | 0% | 3 | 51% | 0% | 0% | 2 | 1% | 0% | 0% | 1
228 | El Cajon | 0 | 0 | 0 | 0% | 0% | 1 |  |  |  |  | 0% | [5 empty] | 0% | 0% | 0% | 1 | 0% | 0% | 0% | 1 | 0% | 0% | 0% | 1 | 0% | 0% | 0% | 1 | 0% | 0% | 0% | 1 | 0% | 0% | 0% | 1 | 0% | 0% | 0% | 1 | 0% | 0% | 1 |  |  |  |  | 0% | [5 empty] | 0% | 0% | 0% | 1 | 3% | 0% | 0% | 1 | 11% | 0% | 0% | 1 | 48% | 0% | 0% | 1 | 48% | 0% | 0% | 1 | 0% | 0% | 0% | 1 | 7% | 0% | 0% | 1 | 0% | 0% | 1 |  |  |  |  | 0% | [5 empty] | 0% | 0% | 0% | 1 | 7% | 0% | 0% | 1 | 36% | 0% | 0% | 1 | 65% | 0% | 0% | 2 | 66% | 0% | 0% | 2 | 0% | 0% | 0% | 1 | 7% | 0% | 0% | 1 | 0% | 0% | 1 |  |  |  |  | 0% | [5 empty] | 4% | 68% | 72% | 5 | 37% | 0% | 0% | 1 | 67% | 0% | 0% | 2 | 84% | 0% | 0% | 3 | 87% | 0% | 0% | 3 | 27% | 0% | 0% | 1 | 11% | 0% | 0% | 1
229 | Ellis | 0 | 0 | 0 | 0% | 0% | 1 |  |  |  |  | 0% | [5 empty] | 0% | 0% | 0% | 1 | 2% | 0% | 0% | 1 | 44% | 0% | 0% | 1 | 89% | 0% | 0% | 3 | 92% | 0% | 0% | 4 | 0% | 0% | 0% | 1 | 9% | 0% | 0% | 1 | 0% | 0% | 1 |  |  |  |  | 0% | [5 empty] | 0% | 0% | 0% | 1 | 2% | 0% | 0% | 1 | 37% | 0% | 0% | 1 | 76% | 0% | 0% | 3 | 77% | 0% | 0% | 3 | 0% | 0% | 0% | 1 | 6% | 0% | 0% | 1 | 0% | 0% | 1 |  |  |  |  | 0% | [5 empty] | 0% | 0% | 0% | 1 | 1% | 0% | 0% | 1 | 17% | 0% | 0% | 1 | 62% | 0% | 0% | 2 | 63% | 0% | 0% | 2 | 0% | 0% | 0% | 1 | 3% | 0% | 0% | 1 | 0% | 0% | 1 |  |  |  |  | 0% | [5 empty] | 0% | 0% | 0% | 1 | 1% | 0% | 0% | 1 | 17% | 0% | 0% | 1 | 60% | 0% | 0% | 2 | 60% | 0% | 0% | 2 | 0% | 0% | 0% | 1 | 2% | 0% | 0% | 1
230 | French Camp | 0 | 0 | 0 | 0% | 0% | 1 |  |  |  |  | 0% | [5 empty] | 0% | 0% | 0% | 1 | 0% | 0% | 0% | 1 | 0% | 0% | 0% | 1 | 0% | 0% | 0% | 1 | 0% | 0% | 0% | 1 | 0% | 0% | 0% | 1 | 0% | 0% | 0% | 1 | 0% | 0% | 1 |  |  |  |  | 0% | [5 empty] | 0% | 0% | 0% | 1 | 0% | 0% | 0% | 1 | 0% | 0% | 0% | 1 | 0% | 0% | 0% | 1 | 0% | 0% | 0% | 1 | 0% | 0% | 0% | 1 | 0% | 0% | 0% | 1 | 0% | 0% | 1 |  |  |  |  | 7% | [5 empty] | 79% | 0% | 79% | 5 | 79% | 0% | 0% | 3 | 95% | 0% | 0% | 5 | 95% | 0% | 0% | 5 | 97% | 0% | 0% | 5 | 30% | 0% | 0% | 1 | 3% | 0% | 0% | 1 | 0% | 0% | 1 |  |  |  |  | 13% | [5 empty] | 53% | 6% | 59% | 3 | 56% | 0% | 0% | 2 | 67% | 0% | 0% | 2 | 73% | 0% | 0% | 3 | 80% | 0% | 0% | 3 | 31% | 0% | 0% | 1 | 6% | 0% | 0% | 1
231 | Exchequer | 0 | 0 | 0 | 0% | 0% | 1 |  |  |  |  | 0% | [5 empty] | 0% | 0% | 0% | 1 | 0% | 0% | 0% | 1 | 0% | 0% | 0% | 1 | 0% | 0% | 0% | 1 | 0% | 0% | 0% | 1 | 0% | 0% | 0% | 1 | 0% | 0% | 0% | 1 | 0% | 0% | 1 |  |  |  |  | 0% | [5 empty] | 0% | 0% | 0% | 1 | 0% | 0% | 0% | 1 | 0% | 0% | 0% | 1 | 0% | 0% | 0% | 1 | 0% | 0% | 0% | 1 | 0% | 0% | 0% | 1 | 0% | 0% | 0% | 1 | 0% | 0% | 1 |  |  |  |  | 0% | [5 empty] | 0% | 0% | 0% | 1 | 0% | 0% | 0% | 1 | 0% | 0% | 0% | 1 | 0% | 0% | 0% | 1 | 0% | 0% | 0% | 1 | 0% | 0% | 0% | 1 | 0% | 0% | 0% | 1 | 0% | 0% | 1 |  |  |  |  | 0% | [5 empty] | 0% | 0% | 0% | 1 | 0% | 0% | 0% | 1 | 0% | 0% | 0% | 1 | 0% | 0% | 0% | 1 | 0% | 0% | 0% | 1 | 0% | 0% | 0% | 1 | 0% | 0% | 0% | 1
232 | Higgins | 0 | 0 | 0 | 0% | 0% | 1 |  |  |  |  | 0% | [5 empty] | 0% | 0% | 0% | 1 | 0% | 0% | 0% | 1 | 0% | 0% | 0% | 1 | 0% | 0% | 0% | 1 | 0% | 0% | 0% | 1 | 0% | 0% | 0% | 1 | 0% | 0% | 0% | 1 | 0% | 0% | 1 |  |  |  |  | 0% | [5 empty] | 0% | 0% | 0% | 1 | 0% | 0% | 0% | 1 | 0% | 0% | 0% | 1 | 0% | 0% | 0% | 1 | 0% | 0% | 0% | 1 | 0% | 0% | 0% | 1 | 0% | 0% | 0% | 1 | 0% | 0% | 1 |  |  |  |  | 0% | [5 empty] | 0% | 0% | 0% | 1 | 0% | 0% | 0% | 1 | 0% | 0% | 0% | 1 | 0% | 0% | 0% | 1 | 0% | 0% | 0% | 1 | 0% | 0% | 0% | 1 | 0% | 0% | 0% | 1 | 0% | 0% | 1 |  |  |  |  | 0% | [5 empty] | 0% | 100% | 100% | 5 | 8% | 0% | 0% | 1 | 0% | 0% | 0% | 1 | 0% | 0% | 0% | 1 | 8% | 0% | 0% | 1 | 71% | 0% | 0% | 3 | 0% | 0% | 0% | 1
233 | Mead | 0 | 0 | 0 | 0% | 0% | 1 |  |  |  |  | 0% | [5 empty] | 0% | 0% | 0% | 1 | 0% | 0% | 0% | 1 | 0% | 0% | 0% | 1 | 0% | 0% | 0% | 1 | 0% | 0% | 0% | 1 | 0% | 0% | 0% | 1 | 0% | 0% | 0% | 1 | 0% | 0% | 1 |  |  |  |  | 0% | [5 empty] | 0% | 0% | 0% | 1 | 0% | 0% | 0% | 1 | 0% | 0% | 0% | 1 | 0% | 0% | 0% | 1 | 0% | 0% | 0% | 1 | 0% | 0% | 0% | 1 | 0% | 0% | 0% | 1 | 0% | 0% | 1 |  |  |  |  | 0% | [5 empty] | 0% | 0% | 0% | 1 | 0% | 0% | 0% | 1 | 0% | 0% | 0% | 1 | 0% | 0% | 0% | 1 | 0% | 0% | 0% | 1 | 0% | 0% | 0% | 1 | 0% | 0% | 0% | 1 | 0% | 0% | 1 |  |  |  |  | 0% | [5 empty] | 0% | 0% | 0% | 1 | 0% | 0% | 0% | 1 | 0% | 0% | 0% | 1 | 0% | 0% | 0% | 1 | 0% | 0% | 0% | 1 | 0% | 0% | 0% | 1 | 0% | 0% | 0% | 1
234 | Kearney | 0 | 0 | 0 | 0% | 0% | 1 |  |  |  |  | 0% | [5 empty] | 0% | 0% | 0% | 1 | 0% | 0% | 0% | 1 | 0% | 0% | 0% | 1 | 0% | 0% | 0% | 1 | 0% | 0% | 0% | 1 | 0% | 0% | 0% | 1 | 0% | 0% | 0% | 1 | 0% | 0% | 1 |  |  |  |  | 0% | [5 empty] | 0% | 0% | 0% | 1 | 0% | 0% | 0% | 1 | 0% | 0% | 0% | 1 | 0% | 0% | 0% | 1 | 0% | 0% | 0% | 1 | 0% | 0% | 0% | 1 | 0% | 0% | 0% | 1 | 0% | 0% | 1 |  |  |  |  | 0% | [5 empty] | 0% | 0% | 0% | 1 | 0% | 0% | 0% | 1 | 0% | 0% | 0% | 1 | 0% | 0% | 0% | 1 | 0% | 0% | 0% | 1 | 0% | 0% | 0% | 1 | 0% | 0% | 0% | 1 | 0% | 0% | 1 |  |  |  |  | 0% | [5 empty] | 0% | 0% | 0% | 1 | 0% | 0% | 0% | 1 | 0% | 0% | 0% | 1 | 0% | 0% | 0% | 1 | 0% | 0% | 0% | 1 | 0% | 0% | 0% | 1 | 0% | 0% | 0% | 1
235 | Waukena | 0 | 0 | 0 | 0% | 0% | 1 |  |  |  |  | 0% | [5 empty] | 0% | 0% | 0% | 1 | 0% | 0% | 0% | 1 | 0% | 0% | 0% | 1 | 0% | 0% | 0% | 1 | 0% | 0% | 0% | 1 | 0% | 0% | 0% | 1 | 0% | 0% | 0% | 1 | 0% | 0% | 1 |  |  |  |  | 0% | [5 empty] | 0% | 0% | 0% | 1 | 0% | 0% | 0% | 1 | 0% | 0% | 0% | 1 | 0% | 0% | 0% | 1 | 0% | 0% | 0% | 1 | 0% | 0% | 0% | 1 | 0% | 0% | 0% | 1 | 0% | 0% | 1 |  |  |  |  | 0% | [5 empty] | 0% | 0% | 0% | 1 | 0% | 0% | 0% | 1 | 0% | 0% | 0% | 1 | 0% | 0% | 0% | 1 | 0% | 0% | 0% | 1 | 0% | 0% | 0% | 1 | 0% | 0% | 0% | 1 | 0% | 0% | 1 |  |  |  |  | 0% | [5 empty] | 0% | 0% | 0% | 1 | 0% | 0% | 0% | 1 | 0% | 0% | 0% | 1 | 0% | 0% | 0% | 1 | 0% | 0% | 0% | 1 | 0% | 0% | 0% | 1 | 0% | 0% | 0% | 1
236 | Lamont | 0 | 0 | 0 | 0% | 0% | 1 |  |  |  |  | 0% | [5 empty] | 0% | 0% | 0% | 1 | 0% | 0% | 0% | 1 | 0% | 0% | 0% | 1 | 0% | 0% | 0% | 1 | 0% | 0% | 0% | 1 | 0% | 0% | 0% | 1 | 0% | 0% | 0% | 1 | 0% | 0% | 1 |  |  |  |  | 0% | [5 empty] | 100% | 0% | 100% | 5 | 100% | 0% | 0% | 5 | 0% | 0% | 0% | 1 | 0% | 0% | 0% | 1 | 100% | 0% | 0% | 5 | 0% | 0% | 0% | 1 | 0% | 0% | 0% | 1 | 0% | 0% | 1 |  |  |  |  | 0% | [5 empty] | 17% | 83% | 100% | 5 | 52% | 0% | 0% | 2 | 42% | 0% | 0% | 1 | 48% | 0% | 0% | 1 | 88% | 0% | 0% | 3 | 88% | 0% | 0% | 3 | 0% | 0% | 0% | 1 | 0% | 0% | 1 |  |  |  |  | 0% | [5 empty] | 41% | 59% | 100% | 5 | 60% | 0% | 0% | 2 | 18% | 0% | 0% | 1 | 46% | 0% | 0% | 1 | 77% | 0% | 0% | 3 | 77% | 0% | 0% | 3 | 1% | 0% | 0% | 1
237 | Kramer | 0 | 0 | 0 | 0% | 0% | 1 |  |  |  |  | 0% | [5 empty] | 0% | 0% | 0% | 1 | 97% | 0% | 0% | 5 | 11% | 0% | 0% | 1 | 0% | 0% | 0% | 1 | 97% | 0% | 0% | 5 | 61% | 0% | 0% | 2 | 0% | 0% | 0% | 1 | 0% | 0% | 1 |  |  |  |  | 0% | [5 empty] | 0% | 0% | 0% | 1 | 82% | 0% | 0% | 3 | 8% | 0% | 0% | 1 | 0% | 0% | 0% | 1 | 84% | 0% | 0% | 3 | 68% | 0% | 0% | 2 | 0% | 0% | 0% | 1 | 0% | 0% | 1 |  |  |  |  | 0% | [5 empty] | 0% | 0% | 0% | 1 | 73% | 0% | 0% | 3 | 11% | 0% | 0% | 1 | 2% | 0% | 0% | 1 | 78% | 0% | 0% | 3 | 61% | 0% | 0% | 2 | 0% | 0% | 0% | 1 | 0% | 0% | 1 |  |  |  |  | 0% | [5 empty] | 0% | 0% | 0% | 1 | 55% | 0% | 0% | 2 | 22% | 0% | 0% | 1 | 5% | 0% | 0% | 1 | 68% | 0% | 0% | 2 | 60% | 0% | 0% | 2 | 0% | 0% | 0% | 1
238 | New Colgate | 0 | 0 | 0 | 0% | 0% | 1 |  |  |  |  | 0% | [5 empty] | 0% | 0% | 0% | 1 | 0% | 0% | 0% | 1 | 0% | 0% | 0% | 1 | 0% | 0% | 0% | 1 | 0% | 0% | 0% | 1 | 0% | 0% | 0% | 1 | 0% | 0% | 0% | 1 | 0% | 0% | 1 |  |  |  |  | 0% | [5 empty] | 0% | 0% | 0% | 1 | 0% | 0% | 0% | 1 | 0% | 0% | 0% | 1 | 0% | 0% | 0% | 1 | 0% | 0% | 0% | 1 | 0% | 0% | 0% | 1 | 0% | 0% | 0% | 1 | 0% | 0% | 1 |  |  |  |  | 0% | [5 empty] | 0% | 0% | 0% | 1 | 0% | 0% | 0% | 1 | 0% | 0% | 0% | 1 | 0% | 0% | 0% | 1 | 0% | 0% | 0% | 1 | 0% | 0% | 0% | 1 | 0% | 0% | 0% | 1 | 0% | 0% | 1 |  |  |  |  | 0% | [5 empty] | 41% | 16% | 57% | 3 | 0% | 0% | 0% | 1 | 40% | 0% | 0% | 1 | 29% | 0% | 0% | 1 | 46% | 0% | 0% | 1 | 33% | 0% | 0% | 1 | 2% | 0% | 0% | 1
239 | Weber | 0 | 0 | 0 | 0% | 0% | 1 |  |  |  |  | 0% | [5 empty] | 0% | 0% | 0% | 1 | 0% | 0% | 0% | 1 | 0% | 0% | 0% | 1 | 0% | 0% | 0% | 1 | 0% | 0% | 0% | 1 | 0% | 0% | 0% | 1 | 0% | 0% | 0% | 1 | 0% | 0% | 1 |  |  |  |  | 0% | [5 empty] | 0% | 0% | 0% | 1 | 0% | 0% | 0% | 1 | 0% | 0% | 0% | 1 | 0% | 0% | 0% | 1 | 0% | 0% | 0% | 1 | 0% | 0% | 0% | 1 | 0% | 0% | 0% | 1 | 0% | 0% | 1 |  |  |  |  | 35% | [5 empty] | 0% | 0% | 0% | 1 | 17% | 0% | 0% | 1 | 66% | 0% | 0% | 2 | 46% | 0% | 0% | 1 | 69% | 0% | 0% | 2 | 0% | 0% | 0% | 1 | 2% | 0% | 0% | 1 | 0% | 0% | 1 |  |  |  |  | 15% | [5 empty] | 52% | 3% | 55% | 3 | 54% | 0% | 0% | 2 | 68% | 0% | 0% | 2 | 73% | 0% | 0% | 3 | 78% | 0% | 0% | 3 | 27% | 0% | 0% | 1 | 6% | 0% | 0% | 1
240 | Malaga | 0 | 0 | 0 | 0% | 0% | 1 |  |  |  |  | 0% | [5 empty] | 0% | 0% | 0% | 1 | 0% | 0% | 0% | 1 | 0% | 0% | 0% | 1 | 0% | 0% | 0% | 1 | 0% | 0% | 0% | 1 | 0% | 0% | 0% | 1 | 0% | 0% | 0% | 1 | 0% | 0% | 1 |  |  |  |  | 0% | [5 empty] | 0% | 0% | 0% | 1 | 0% | 0% | 0% | 1 | 0% | 0% | 0% | 1 | 0% | 0% | 0% | 1 | 0% | 0% | 0% | 1 | 0% | 0% | 0% | 1 | 0% | 0% | 0% | 1 | 0% | 0% | 1 |  |  |  |  | 0% | [5 empty] | 0% | 0% | 0% | 1 | 0% | 0% | 0% | 1 | 0% | 0% | 0% | 1 | 0% | 0% | 0% | 1 | 0% | 0% | 0% | 1 | 0% | 0% | 0% | 1 | 0% | 0% | 0% | 1 | 0% | 0% | 1 |  |  |  |  | 0% | [5 empty] | 0% | 0% | 0% | 1 | 0% | 0% | 0% | 1 | 0% | 0% | 0% | 1 | 0% | 0% | 0% | 1 | 0% | 0% | 0% | 1 | 0% | 0% | 0% | 1 | 0% | 0% | 0% | 1
241 | Old Town | 0 | 0 | 0 | 0% | 0% | 1 |  |  |  |  | 0% | [5 empty] | 0% | 0% | 0% | 1 | 3% | 0% | 0% | 1 | 16% | 0% | 0% | 1 | 49% | 0% | 0% | 1 | 50% | 0% | 0% | 2 | 0% | 0% | 0% | 1 | 5% | 0% | 0% | 1 | 0% | 0% | 1 |  |  |  |  | 0% | [5 empty] | 0% | 0% | 0% | 1 | 3% | 0% | 0% | 1 | 20% | 0% | 0% | 1 | 55% | 0% | 0% | 2 | 55% | 0% | 0% | 2 | 0% | 0% | 0% | 1 | 5% | 0% | 0% | 1 | 0% | 0% | 1 |  |  |  |  | 0% | [5 empty] | 0% | 0% | 0% | 1 | 6% | 0% | 0% | 1 | 36% | 0% | 0% | 1 | 64% | 0% | 0% | 2 | 65% | 0% | 0% | 2 | 0% | 0% | 0% | 1 | 7% | 0% | 0% | 1 | 0% | 0% | 1 |  |  |  |  | 0% | [5 empty] | 0% | 0% | 0% | 1 | 6% | 0% | 0% | 1 | 40% | 0% | 0% | 1 | 68% | 0% | 0% | 2 | 68% | 0% | 0% | 2 | 1% | 0% | 0% | 1 | 8% | 0% | 0% | 1
242 | Viejo | 0 | 0 | 0 | 0% | 0% | 1 |  |  |  |  | 0% | [5 empty] | 0% | 0% | 0% | 1 | 0% | 0% | 0% | 1 | 0% | 0% | 0% | 1 | 0% | 0% | 0% | 1 | 0% | 0% | 0% | 1 | 0% | 0% | 0% | 1 | 0% | 0% | 0% | 1 | 0% | 0% | 1 |  |  |  |  | 0% | [5 empty] | 0% | 0% | 0% | 1 | 8% | 0% | 0% | 1 | 30% | 0% | 0% | 1 | 58% | 0% | 0% | 2 | 66% | 0% | 0% | 2 | 0% | 0% | 0% | 1 | 3% | 0% | 0% | 1 | 0% | 0% | 1 |  |  |  |  | 0% | [5 empty] | 0% | 0% | 0% | 1 | 3% | 0% | 0% | 1 | 24% | 0% | 0% | 1 | 76% | 0% | 0% | 3 | 79% | 0% | 0% | 3 | 0% | 0% | 0% | 1 | 8% | 0% | 0% | 1 | 0% | 0% | 1 |  |  |  |  | 0% | [5 empty] | 1% | 0% | 1% | 1 | 2% | 0% | 0% | 1 | 42% | 0% | 0% | 1 | 82% | 0% | 0% | 3 | 84% | 0% | 0% | 3 | 0% | 0% | 0% | 1 | 6% | 0% | 0% | 1
243 | Shadowridge | 0 | 0 | 0 | 0% | 0% | 1 |  |  |  |  | 0% | [5 empty] | 0% | 0% | 0% | 1 | 24% | 0% | 0% | 1 | 62% | 0% | 0% | 2 | 69% | 0% | 0% | 2 | 69% | 0% | 0% | 2 | 0% | 0% | 0% | 1 | 5% | 0% | 0% | 1 | 0% | 0% | 1 |  |  |  |  | 0% | [5 empty] | 0% | 0% | 0% | 1 | 16% | 0% | 0% | 1 | 78% | 0% | 0% | 3 | 81% | 0% | 0% | 3 | 81% | 0% | 0% | 3 | 0% | 0% | 0% | 1 | 16% | 0% | 0% | 1 | 0% | 0% | 1 |  |  |  |  | 0% | [5 empty] | 1% | 0% | 1% | 1 | 16% | 0% | 0% | 1 | 79% | 0% | 0% | 3 | 82% | 0% | 0% | 3 | 82% | 0% | 0% | 3 | 0% | 0% | 0% | 1 | 15% | 0% | 0% | 1 | 0% | 0% | 1 |  |  |  |  | 0% | [5 empty] | 1% | 0% | 1% | 1 | 7% | 0% | 0% | 1 | 46% | 0% | 0% | 1 | 57% | 0% | 0% | 2 | 57% | 0% | 0% | 2 | 0% | 0% | 0% | 1 | 7% | 0% | 0% | 1
244 | Chowchilla | 0 | 0 | 0 | 0% | 0% | 1 |  |  |  |  | 0% | [5 empty] | 0% | 0% | 0% | 1 | 0% | 0% | 0% | 1 | 0% | 0% | 0% | 1 | 0% | 0% | 0% | 1 | 0% | 0% | 0% | 1 | 0% | 0% | 0% | 1 | 0% | 0% | 0% | 1 | 0% | 0% | 1 |  |  |  |  | 0% | [5 empty] | 0% | 0% | 0% | 1 | 0% | 0% | 0% | 1 | 0% | 0% | 0% | 1 | 0% | 0% | 0% | 1 | 0% | 0% | 0% | 1 | 0% | 0% | 0% | 1 | 0% | 0% | 0% | 1 | 0% | 0% | 1 |  |  |  |  | 0% | [5 empty] | 0% | 0% | 0% | 1 | 0% | 0% | 0% | 1 | 0% | 0% | 0% | 1 | 0% | 0% | 0% | 1 | 0% | 0% | 0% | 1 | 0% | 0% | 0% | 1 | 0% | 0% | 0% | 1 | 0% | 0% | 1 |  |  |  |  | 0% | [5 empty] | 0% | 0% | 0% | 1 | 0% | 0% | 0% | 1 | 0% | 0% | 0% | 1 | 0% | 0% | 0% | 1 | 0% | 0% | 0% | 1 | 0% | 0% | 0% | 1 | 0% | 0% | 0% | 1
245 | ECO | 0 | 0 | 20 | 0% | 0% | 1 |  |  |  |  | 0% | [5 empty] | 63% | 0% | 63% | 3 | 16% | 0% | 0% | 1 | 34% | 0% | 0% | 1 | 44% | 0% | 0% | 1 | 67% | 0% | 0% | 2 | 26% | 0% | 0% | 1 | 2% | 0% | 0% | 1 | 0% | 0% | 1 |  |  |  |  | 0% | [5 empty] | 47% | 21% | 68% | 4 | 23% | 0% | 0% | 1 | 14% | 0% | 0% | 1 | 36% | 0% | 0% | 1 | 60% | 0% | 0% | 2 | 30% | 0% | 0% | 1 | 1% | 0% | 0% | 1 | 0% | 0% | 1 |  |  |  |  | 0% | [5 empty] | 35% | 27% | 62% | 4 | 18% | 0% | 0% | 1 | 10% | 0% | 0% | 1 | 27% | 0% | 0% | 1 | 46% | 0% | 0% | 1 | 41% | 0% | 0% | 1 | 1% | 0% | 0% | 1 | 0% | 0% | 1 |  |  |  |  | 0% | [5 empty] | 26% | 28% | 54% | 4 | 12% | 0% | 0% | 1 | 12% | 0% | 0% | 1 | 25% | 0% | 0% | 1 | 39% | 0% | 0% | 1 | 52% | 0% | 0% | 2 | 2% | 0% | 0% | 1
246 | Roadway | 0 | 0 | 0 | 0% | 0% | 1 |  |  |  |  | 0% | [5 empty] | 0% | 0% | 0% | 1 | 84% | 0% | 0% | 3 | 75% | 0% | 0% | 3 | 51% | 0% | 0% | 2 | 91% | 0% | 0% | 4 | 49% | 0% | 0% | 1 | 0% | 0% | 0% | 1 | 0% | 0% | 1 |  |  |  |  | 0% | [5 empty] | 0% | 0% | 0% | 1 | 58% | 0% | 0% | 2 | 64% | 0% | 0% | 2 | 33% | 0% | 0% | 1 | 78% | 0% | 0% | 3 | 49% | 0% | 0% | 1 | 0% | 0% | 0% | 1 | 0% | 0% | 1 |  |  |  |  | 0% | [5 empty] | 8% | 3% | 11% | 2 | 50% | 0% | 0% | 2 | 40% | 0% | 0% | 1 | 22% | 0% | 0% | 1 | 67% | 0% | 0% | 2 | 52% | 0% | 0% | 2 | 0% | 0% | 0% | 1 | 0% | 0% | 1 |  |  |  |  | 0% | [5 empty] | 10% | 9% | 19% | 2 | 54% | 0% | 0% | 2 | 39% | 0% | 0% | 1 | 27% | 0% | 0% | 1 | 75% | 0% | 0% | 3 | 51% | 0% | 0% | 2 | 0% | 0% | 0% | 1
247 | Miguel | 0 | 0 | 0 | 0% | 0% | 1 |  |  |  |  | 0% | [5 empty] | 0% | 0% | 0% | 1 | 5% | 0% | 0% | 1 | 40% | 0% | 0% | 1 | 82% | 0% | 0% | 3 | 82% | 0% | 0% | 3 | 0% | 0% | 0% | 1 | 8% | 0% | 0% | 1 | 0% | 0% | 1 |  |  |  |  | 0% | [5 empty] | 0% | 0% | 0% | 1 | 8% | 0% | 0% | 1 | 38% | 0% | 0% | 1 | 68% | 0% | 0% | 2 | 69% | 0% | 0% | 2 | 0% | 0% | 0% | 1 | 8% | 0% | 0% | 1 | 0% | 0% | 1 |  |  |  |  | 0% | [5 empty] | 0% | 0% | 0% | 1 | 7% | 0% | 0% | 1 | 38% | 0% | 0% | 1 | 70% | 0% | 0% | 3 | 70% | 0% | 0% | 3 | 4% | 0% | 0% | 1 | 8% | 0% | 0% | 1 | 0% | 0% | 1 |  |  |  |  | 0% | [5 empty] | 0% | 0% | 0% | 1 | 7% | 0% | 0% | 1 | 32% | 0% | 0% | 1 | 63% | 0% | 0% | 2 | 65% | 0% | 0% | 2 | 3% | 0% | 0% | 1 | 7% | 0% | 0% | 1
248 | Moss Landing | 0 | 0 | 0 | 0% | 0% | 1 |  |  |  |  | 1% | [5 empty] | 0% | 0% | 0% | 1 | 10% | 0% | 0% | 1 | 64% | 0% | 0% | 2 | 65% | 0% | 0% | 2 | 75% | 0% | 0% | 3 | 0% | 0% | 0% | 1 | 28% | 0% | 0% | 1 | 0% | 0% | 1 |  |  |  |  | 1% | [5 empty] | 0% | 0% | 0% | 1 | 8% | 0% | 0% | 1 | 60% | 0% | 0% | 2 | 62% | 0% | 0% | 2 | 70% | 0% | 0% | 3 | 0% | 0% | 0% | 1 | 22% | 0% | 0% | 1 | 0% | 0% | 1 |  |  |  |  | 1% | [5 empty] | 0% | 0% | 0% | 1 | 5% | 0% | 0% | 1 | 58% | 0% | 0% | 2 | 60% | 0% | 0% | 2 | 65% | 0% | 0% | 2 | 0% | 0% | 0% | 1 | 13% | 0% | 0% | 1 | 0% | 0% | 1 |  |  |  |  | 64% | [5 empty] | 9% | 1% | 10% | 2 | 9% | 0% | 0% | 1 | 6% | 0% | 0% | 1 | 12% | 0% | 0% | 1 | 21% | 0% | 0% | 1 | 13% | 0% | 0% | 1 | 2% | 0% | 0% | 1
249 | Mendota | 0 | 0 | 0 | 0% | 0% | 1 |  |  |  |  | 0% | [5 empty] | 0% | 0% | 0% | 1 | 0% | 0% | 0% | 1 | 0% | 0% | 0% | 1 | 0% | 0% | 0% | 1 | 0% | 0% | 0% | 1 | 0% | 0% | 0% | 1 | 0% | 0% | 0% | 1 | 0% | 0% | 1 |  |  |  |  | 0% | [5 empty] | 0% | 0% | 0% | 1 | 0% | 0% | 0% | 1 | 0% | 0% | 0% | 1 | 0% | 0% | 0% | 1 | 0% | 0% | 0% | 1 | 0% | 0% | 0% | 1 | 0% | 0% | 0% | 1 | 0% | 0% | 1 |  |  |  |  | 0% | [5 empty] | 0% | 0% | 0% | 1 | 0% | 0% | 0% | 1 | 0% | 0% | 0% | 1 | 0% | 0% | 0% | 1 | 0% | 0% | 0% | 1 | 0% | 0% | 0% | 1 | 0% | 0% | 0% | 1 | 0% | 0% | 1 |  |  |  |  | 0% | [5 empty] | 32% | 68% | 100% | 5 | 91% | 0% | 0% | 4 | 0% | 0% | 0% | 1 | 1% | 0% | 0% | 1 | 91% | 0% | 0% | 4 | 98% | 0% | 0% | 5 | 0% | 0% | 0% | 1
250 | Coolwater | 0 | 0 | 0 | 0% | 0% | 1 |  |  |  |  | 0% | [5 empty] | 0% | 0% | 0% | 1 | 78% | 0% | 0% | 3 | 23% | 0% | 0% | 1 | 13% | 0% | 0% | 1 | 80% | 0% | 0% | 3 | 55% | 0% | 0% | 2 | 3% | 0% | 0% | 1 | 0% | 0% | 1 |  |  |  |  | 1% | [5 empty] | 0% | 0% | 0% | 1 | 55% | 0% | 0% | 2 | 21% | 0% | 0% | 1 | 10% | 0% | 0% | 1 | 57% | 0% | 0% | 2 | 39% | 0% | 0% | 1 | 2% | 0% | 0% | 1 | 0% | 0% | 1 |  |  |  |  | 1% | [5 empty] | 0% | 0% | 0% | 1 | 48% | 0% | 0% | 1 | 17% | 0% | 0% | 1 | 9% | 0% | 0% | 1 | 49% | 0% | 0% | 1 | 51% | 0% | 0% | 2 | 2% | 0% | 0% | 1 | 0% | 0% | 1 |  |  |  |  | 0% | [5 empty] | 0% | 0% | 0% | 1 | 39% | 0% | 0% | 1 | 20% | 0% | 0% | 1 | 13% | 0% | 0% | 1 | 46% | 0% | 0% | 1 | 66% | 0% | 0% | 2 | 1% | 0% | 0% | 1
251 | Innovation | 0 | 0 | 0 | 0% | 0% | 1 |  |  |  |  | 0% | [5 empty] | 0% | 0% | 0% | 1 | 0% | 0% | 0% | 1 | 0% | 0% | 0% | 1 | 0% | 0% | 0% | 1 | 0% | 0% | 0% | 1 | 0% | 0% | 0% | 1 | 0% | 0% | 0% | 1 | 0% | 0% | 1 |  |  |  |  | 0% | [5 empty] | 0% | 0% | 0% | 1 | 0% | 0% | 0% | 1 | 0% | 0% | 0% | 1 | 0% | 0% | 0% | 1 | 0% | 0% | 0% | 1 | 0% | 0% | 0% | 1 | 0% | 0% | 0% | 1 | 0% | 0% | 1 |  |  |  |  | 0% | [5 empty] | 0% | 0% | 0% | 1 | 0% | 0% | 0% | 1 | 0% | 0% | 0% | 1 | 0% | 0% | 0% | 1 | 0% | 0% | 0% | 1 | 0% | 0% | 0% | 1 | 0% | 0% | 0% | 1 | 0% | 0% | 1 |  |  |  |  | 0% | [5 empty] | 0% | 0% | 0% | 1 | 0% | 0% | 0% | 1 | 0% | 0% | 0% | 1 | 0% | 0% | 0% | 1 | 0% | 0% | 0% | 1 | 0% | 0% | 0% | 1 | 0% | 0% | 0% | 1
252 | Inyo | 0 | 0 | 0 | 0% | 0% | 1 |  |  |  |  | 0% | [5 empty] | 0% | 0% | 0% | 1 | 0% | 0% | 0% | 1 | 0% | 0% | 0% | 1 | 24% | 0% | 0% | 1 | 24% | 0% | 0% | 1 | 89% | 0% | 0% | 3 | 21% | 0% | 0% | 1 | 0% | 0% | 1 |  |  |  |  | 0% | [5 empty] | 1% | 0% | 1% | 1 | 0% | 0% | 0% | 1 | 2% | 0% | 0% | 1 | 54% | 0% | 0% | 2 | 54% | 0% | 0% | 2 | 93% | 0% | 0% | 4 | 25% | 0% | 0% | 1 | 0% | 0% | 1 |  |  |  |  | 0% | [5 empty] | 4% | 0% | 4% | 1 | 0% | 0% | 0% | 1 | 22% | 0% | 0% | 1 | 51% | 0% | 0% | 2 | 66% | 0% | 0% | 2 | 95% | 0% | 0% | 5 | 17% | 0% | 0% | 1 | 0% | 0% | 1 |  |  |  |  | 0% | [5 empty] | 3% | 0% | 3% | 1 | 0% | 0% | 0% | 1 | 63% | 0% | 0% | 2 | 14% | 0% | 0% | 1 | 75% | 0% | 0% | 3 | 92% | 0% | 0% | 4 | 6% | 0% | 0% | 1
253 | Richmond | 0 | 0 | 0 | 0% | 0% | 1 |  |  |  |  | 0% | [5 empty] | 59% | 0% | 59% | 3 | 44% | 0% | 0% | 1 | 25% | 0% | 0% | 1 | 20% | 0% | 0% | 1 | 48% | 0% | 0% | 1 | 43% | 0% | 0% | 1 | 12% | 0% | 0% | 1 | 0% | 0% | 1 |  |  |  |  | 0% | [5 empty] | 79% | 2% | 81% | 5 | 46% | 0% | 0% | 1 | 16% | 0% | 0% | 1 | 13% | 0% | 0% | 1 | 52% | 0% | 0% | 2 | 61% | 0% | 0% | 2 | 8% | 0% | 0% | 1 | 0% | 0% | 1 |  |  |  |  | 0% | [5 empty] | 73% | 6% | 79% | 5 | 48% | 0% | 0% | 1 | 13% | 0% | 0% | 1 | 17% | 0% | 0% | 1 | 56% | 0% | 0% | 2 | 65% | 0% | 0% | 2 | 11% | 0% | 0% | 1 | 0% | 0% | 1 |  |  |  |  | 0% | [5 empty] | 61% | 23% | 84% | 5 | 48% | 0% | 0% | 1 | 10% | 0% | 0% | 1 | 13% | 0% | 0% | 1 | 55% | 0% | 0% | 2 | 74% | 0% | 0% | 3 | 11% | 0% | 0% | 1
254 | Salinas | 0 | 0 | 0 | 0% | 0% | 1 |  |  |  |  | 0% | [5 empty] | 0% | 0% | 0% | 1 | 39% | 0% | 0% | 1 | 0% | 0% | 0% | 1 | 6% | 0% | 0% | 1 | 45% | 0% | 0% | 1 | 0% | 0% | 0% | 1 | 4% | 0% | 0% | 1 | 0% | 0% | 1 |  |  |  |  | 68% | [5 empty] | 11% | 0% | 11% | 1 | 11% | 0% | 0% | 1 | 8% | 0% | 0% | 1 | 8% | 0% | 0% | 1 | 20% | 0% | 0% | 1 | 9% | 0% | 0% | 1 | 5% | 0% | 0% | 1 | 0% | 0% | 1 |  |  |  |  | 75% | [5 empty] | 8% | 1% | 9% | 2 | 7% | 0% | 0% | 1 | 6% | 0% | 0% | 1 | 6% | 0% | 0% | 1 | 13% | 0% | 0% | 1 | 7% | 0% | 0% | 1 | 2% | 0% | 0% | 1 | 0% | 0% | 1 |  |  |  |  | 49% | [5 empty] | 12% | 11% | 23% | 3 | 18% | 0% | 0% | 1 | 10% | 0% | 0% | 1 | 23% | 0% | 0% | 1 | 35% | 0% | 0% | 1 | 28% | 0% | 0% | 1 | 5% | 0% | 0% | 1
255 | Cloverdale | 0 | 0 | 0 | 0% | 0% | 1 |  |  |  |  | 1% | [5 empty] | 36% | 58% | 94% | 5 | 95% | 0% | 0% | 5 | 21% | 0% | 0% | 1 | 31% | 0% | 0% | 1 | 99% | 0% | 0% | 5 | 55% | 0% | 0% | 2 | 0% | 0% | 0% | 1 | 0% | 0% | 1 |  |  |  |  | 0% | [5 empty] | 42% | 38% | 80% | 5 | 85% | 0% | 0% | 3 | 30% | 0% | 0% | 1 | 55% | 0% | 0% | 2 | 90% | 0% | 0% | 4 | 60% | 0% | 0% | 2 | 0% | 0% | 0% | 1 | 0% | 0% | 1 |  |  |  |  | 0% | [5 empty] | 44% | 34% | 78% | 5 | 71% | 0% | 0% | 3 | 31% | 0% | 0% | 1 | 55% | 0% | 0% | 2 | 86% | 0% | 0% | 3 | 61% | 0% | 0% | 2 | 0% | 0% | 0% | 1 | 0% | 0% | 1 |  |  |  |  | 0% | [5 empty] | 33% | 40% | 73% | 5 | 67% | 0% | 0% | 2 | 25% | 0% | 0% | 1 | 58% | 0% | 0% | 2 | 82% | 0% | 0% | 3 | 59% | 0% | 0% | 2 | 0% | 0% | 0% | 1
256 | Colgate | 0 | 0 | 0 | 0% | 0% | 1 |  |  |  |  | 0% | [5 empty] | 0% | 0% | 0% | 1 | 0% | 0% | 0% | 1 | 0% | 0% | 0% | 1 | 0% | 0% | 0% | 1 | 0% | 0% | 0% | 1 | 0% | 0% | 0% | 1 | 0% | 0% | 0% | 1 | 0% | 0% | 1 |  |  |  |  | 0% | [5 empty] | 0% | 0% | 0% | 1 | 0% | 0% | 0% | 1 | 0% | 0% | 0% | 1 | 0% | 0% | 0% | 1 | 0% | 0% | 0% | 1 | 0% | 0% | 0% | 1 | 0% | 0% | 0% | 1 | 0% | 0% | 1 |  |  |  |  | 0% | [5 empty] | 0% | 0% | 0% | 1 | 0% | 0% | 0% | 1 | 0% | 0% | 0% | 1 | 0% | 0% | 0% | 1 | 0% | 0% | 0% | 1 | 0% | 0% | 0% | 1 | 0% | 0% | 0% | 1 | 0% | 0% | 1 |  |  |  |  | 0% | [5 empty] | 41% | 15% | 56% | 3 | 0% | 0% | 0% | 1 | 39% | 0% | 0% | 1 | 28% | 0% | 0% | 1 | 44% | 0% | 0% | 1 | 33% | 0% | 0% | 1 | 2% | 0% | 0% | 1
257 | New Sub - Suncrest - Ocotillo (Proposed) | 0 | 0 | 20 | 0% | 0% | 1 |  |  |  |  | 0% | [5 empty] | 8% | 91% | 99% | 5 | 0% | 0% | 0% | 1 | 16% | 0% | 0% | 1 | 37% | 0% | 0% | 1 | 37% | 0% | 0% | 1 | 50% | 0% | 0% | 2 | 1% | 0% | 0% | 1 | 0% | 0% | 1 |  |  |  |  | 0% | [5 empty] | 41% | 54% | 95% | 5 | 6% | 0% | 0% | 1 | 20% | 0% | 0% | 1 | 46% | 0% | 0% | 1 | 52% | 0% | 0% | 2 | 32% | 0% | 0% | 1 | 1% | 0% | 0% | 1 | 0% | 0% | 1 |  |  |  |  | 0% | [5 empty] | 42% | 49% | 91% | 5 | 10% | 0% | 0% | 1 | 21% | 0% | 0% | 1 | 43% | 0% | 0% | 1 | 52% | 0% | 0% | 2 | 31% | 0% | 0% | 1 | 2% | 0% | 0% | 1 | 0% | 0% | 1 |  |  |  |  | 0% | [5 empty] | 30% | 36% | 66% | 5 | 20% | 0% | 0% | 1 | 16% | 0% | 0% | 1 | 35% | 0% | 0% | 1 | 51% | 0% | 0% | 2 | 44% | 0% | 0% | 1 | 2% | 0% | 0% | 1
258 | East Nicolaus | 0 | 0 | 0 | 0% | 0% | 1 |  |  |  |  | 0% | [5 empty] | 0% | 0% | 0% | 1 | 0% | 0% | 0% | 1 | 0% | 0% | 0% | 1 | 0% | 0% | 0% | 1 | 0% | 0% | 0% | 1 | 0% | 0% | 0% | 1 | 0% | 0% | 0% | 1 | 0% | 0% | 1 |  |  |  |  | 0% | [5 empty] | 0% | 0% | 0% | 1 | 0% | 0% | 0% | 1 | 0% | 0% | 0% | 1 | 0% | 0% | 0% | 1 | 0% | 0% | 0% | 1 | 0% | 0% | 0% | 1 | 0% | 0% | 0% | 1 | 0% | 0% | 1 |  |  |  |  | 0% | [5 empty] | 0% | 0% | 0% | 1 | 0% | 0% | 0% | 1 | 0% | 0% | 0% | 1 | 0% | 0% | 0% | 1 | 0% | 0% | 0% | 1 | 0% | 0% | 0% | 1 | 0% | 0% | 0% | 1 | 0% | 0% | 1 |  |  |  |  | 10% | [5 empty] | 80% | 13% | 93% | 5 | 92% | 0% | 0% | 4 | 10% | 0% | 0% | 1 | 10% | 0% | 0% | 1 | 92% | 0% | 0% | 4 | 51% | 0% | 0% | 2 | 1% | 0% | 0% | 1
259 | Renfro | 0 | 0 | 0 | 0% | 0% | 1 |  |  |  |  | 0% | [5 empty] | 0% | 0% | 0% | 1 | 0% | 0% | 0% | 1 | 0% | 0% | 0% | 1 | 0% | 0% | 0% | 1 | 0% | 0% | 0% | 1 | 0% | 0% | 0% | 1 | 0% | 0% | 0% | 1 | 0% | 0% | 1 |  |  |  |  | 0% | [5 empty] | 0% | 0% | 0% | 1 | 0% | 0% | 0% | 1 | 0% | 0% | 0% | 1 | 0% | 0% | 0% | 1 | 0% | 0% | 0% | 1 | 0% | 0% | 0% | 1 | 0% | 0% | 0% | 1 | 0% | 0% | 1 |  |  |  |  | 0% | [5 empty] | 0% | 0% | 0% | 1 | 0% | 0% | 0% | 1 | 0% | 0% | 0% | 1 | 0% | 0% | 0% | 1 | 0% | 0% | 0% | 1 | 0% | 0% | 0% | 1 | 0% | 0% | 0% | 1 | 0% | 0% | 1 |  |  |  |  | 0% | [5 empty] | 0% | 100% | 100% | 5 | 100% | 0% | 0% | 5 | 0% | 0% | 0% | 1 | 100% | 0% | 0% | 5 | 100% | 0% | 0% | 5 | 100% | 0% | 0% | 5 | 0% | 0% | 0% | 1
260 | Julian Hinds | 0 | 0 | 20 | 0% | 0% | 1 |  |  |  |  | 0% | [5 empty] | 0% | 0% | 0% | 1 | 100% | 0% | 0% | 5 | 0% | 0% | 0% | 1 | 0% | 0% | 0% | 1 | 100% | 0% | 0% | 5 | 45% | 0% | 0% | 1 | 0% | 0% | 0% | 1 | 0% | 0% | 1 |  |  |  |  | 0% | [5 empty] | 0% | 0% | 0% | 1 | 11% | 0% | 0% | 1 | 37% | 0% | 0% | 1 | 0% | 0% | 0% | 1 | 48% | 0% | 0% | 1 | 55% | 0% | 0% | 2 | 0% | 0% | 0% | 1 | 0% | 0% | 1 |  |  |  |  | 0% | [5 empty] | 0% | 0% | 0% | 1 | 10% | 0% | 0% | 1 | 20% | 0% | 0% | 1 | 1% | 0% | 0% | 1 | 30% | 0% | 0% | 1 | 50% | 0% | 0% | 2 | 0% | 0% | 0% | 1 | 0% | 0% | 1 |  |  |  |  | 0% | [5 empty] | 0% | 0% | 0% | 1 | 24% | 0% | 0% | 1 | 14% | 0% | 0% | 1 | 6% | 0% | 0% | 1 | 38% | 0% | 0% | 1 | 51% | 0% | 0% | 2 | 1% | 0% | 0% | 1
261 | Old River | 0 | 0 | 0 | 0% | 0% | 1 |  |  |  |  | 0% | [5 empty] | 0% | 0% | 0% | 1 | 0% | 0% | 0% | 1 | 0% | 0% | 0% | 1 | 0% | 0% | 0% | 1 | 0% | 0% | 0% | 1 | 0% | 0% | 0% | 1 | 0% | 0% | 0% | 1 | 0% | 0% | 1 |  |  |  |  | 0% | [5 empty] | 0% | 0% | 0% | 1 | 0% | 0% | 0% | 1 | 0% | 0% | 0% | 1 | 0% | 0% | 0% | 1 | 0% | 0% | 0% | 1 | 0% | 0% | 0% | 1 | 0% | 0% | 0% | 1 | 0% | 0% | 1 |  |  |  |  | 0% | [5 empty] | 0% | 0% | 0% | 1 | 0% | 0% | 0% | 1 | 0% | 0% | 0% | 1 | 0% | 0% | 0% | 1 | 0% | 0% | 0% | 1 | 0% | 0% | 0% | 1 | 0% | 0% | 0% | 1 | 0% | 0% | 1 |  |  |  |  | 0% | [5 empty] | 68% | 28% | 96% | 5 | 82% | 0% | 0% | 3 | 51% | 0% | 0% | 2 | 61% | 0% | 0% | 2 | 96% | 0% | 0% | 5 | 63% | 0% | 0% | 2 | 3% | 0% | 0% | 1
262 | Bellevue | 0 | 0 | 0 | 0% | 0% | 1 |  |  |  |  | 0% | [5 empty] | 100% | 0% | 100% | 5 | 100% | 0% | 0% | 5 | 99% | 0% | 0% | 5 | 99% | 0% | 0% | 5 | 100% | 0% | 0% | 5 | 96% | 0% | 0% | 5 | 0% | 0% | 0% | 1 | 0% | 0% | 1 |  |  |  |  | 0% | [5 empty] | 72% | 0% | 72% | 3 | 80% | 0% | 0% | 3 | 29% | 0% | 0% | 1 | 63% | 0% | 0% | 2 | 94% | 0% | 0% | 4 | 81% | 0% | 0% | 3 | 1% | 0% | 0% | 1 | 0% | 0% | 1 |  |  |  |  | 0% | [5 empty] | 46% | 0% | 46% | 2 | 87% | 0% | 0% | 3 | 34% | 0% | 0% | 1 | 55% | 0% | 0% | 2 | 96% | 0% | 0% | 5 | 71% | 0% | 0% | 3 | 4% | 0% | 0% | 1 | 0% | 0% | 1 |  |  |  |  | 0% | [5 empty] | 54% | 0% | 54% | 3 | 85% | 0% | 0% | 3 | 30% | 0% | 0% | 1 | 60% | 0% | 0% | 2 | 95% | 0% | 0% | 5 | 74% | 0% | 0% | 3 | 3% | 0% | 0% | 1
263 | Highline | 0 | 0 | 0 | 0% | 0% | 1 |  |  |  |  | 0% | [5 empty] | 0% | 0% | 0% | 1 | 0% | 0% | 0% | 1 | 74% | 0% | 0% | 3 | 74% | 0% | 0% | 3 | 74% | 0% | 0% | 3 | 65% | 0% | 0% | 2 | 3% | 0% | 0% | 1 | 0% | 0% | 1 |  |  |  |  | 0% | [5 empty] | 0% | 0% | 0% | 1 | 10% | 0% | 0% | 1 | 55% | 0% | 0% | 2 | 55% | 0% | 0% | 2 | 65% | 0% | 0% | 2 | 65% | 0% | 0% | 2 | 2% | 0% | 0% | 1 | 0% | 0% | 1 |  |  |  |  | 0% | [5 empty] | 0% | 0% | 0% | 1 | 19% | 0% | 0% | 1 | 36% | 0% | 0% | 1 | 36% | 0% | 0% | 1 | 55% | 0% | 0% | 2 | 77% | 0% | 0% | 3 | 2% | 0% | 0% | 1 | 0% | 0% | 1 |  |  |  |  | 0% | [5 empty] | 0% | 0% | 0% | 1 | 28% | 0% | 0% | 1 | 20% | 0% | 0% | 1 | 16% | 0% | 0% | 1 | 48% | 0% | 0% | 1 | 67% | 0% | 0% | 2 | 3% | 0% | 0% | 1
264 | Clayton | 0 | 0 | 0 | 0% | 0% | 1 |  |  |  |  | 0% | [5 empty] | 58% | 0% | 58% | 3 | 69% | 0% | 0% | 2 | 85% | 0% | 0% | 3 | 66% | 0% | 0% | 2 | 90% | 0% | 0% | 4 | 28% | 0% | 0% | 1 | 42% | 0% | 0% | 1 | 0% | 0% | 1 |  |  |  |  | 0% | [5 empty] | 41% | 0% | 41% | 2 | 47% | 0% | 0% | 1 | 70% | 0% | 0% | 3 | 49% | 0% | 0% | 1 | 82% | 0% | 0% | 3 | 17% | 0% | 0% | 1 | 43% | 0% | 0% | 1 | 0% | 0% | 1 |  |  |  |  | 1% | [5 empty] | 46% | 0% | 46% | 2 | 34% | 0% | 0% | 1 | 63% | 0% | 0% | 2 | 53% | 0% | 0% | 2 | 79% | 0% | 0% | 3 | 18% | 0% | 0% | 1 | 32% | 0% | 0% | 1 | 0% | 0% | 1 |  |  |  |  | 16% | [5 empty] | 51% | 0% | 51% | 3 | 36% | 0% | 0% | 1 | 50% | 0% | 0% | 2 | 49% | 0% | 0% | 1 | 67% | 0% | 0% | 2 | 17% | 0% | 0% | 1 | 22% | 0% | 0% | 1
265 | Hilltop | 0 | 0 | 20 | 0% | 0% | 1 |  |  |  |  | 6% | [5 empty] | 5% | 0% | 5% | 1 | 48% | 0% | 0% | 1 | 31% | 0% | 0% | 1 | 18% | 0% | 0% | 1 | 73% | 0% | 0% | 3 | 61% | 0% | 0% | 2 | 10% | 0% | 0% | 1 | 0% | 0% | 1 |  |  |  |  | 7% | [5 empty] | 13% | 0% | 13% | 1 | 54% | 0% | 0% | 2 | 25% | 0% | 0% | 1 | 11% | 0% | 0% | 1 | 74% | 0% | 0% | 3 | 66% | 0% | 0% | 2 | 9% | 0% | 0% | 1 | 0% | 0% | 1 |  |  |  |  | 7% | [5 empty] | 22% | 0% | 22% | 2 | 61% | 0% | 0% | 2 | 25% | 0% | 0% | 1 | 11% | 0% | 0% | 1 | 78% | 0% | 0% | 3 | 69% | 0% | 0% | 2 | 10% | 0% | 0% | 1 | 0% | 0% | 1 |  |  |  |  | 5% | [5 empty] | 26% | 0% | 26% | 2 | 66% | 0% | 0% | 2 | 25% | 0% | 0% | 1 | 15% | 0% | 0% | 1 | 80% | 0% | 0% | 3 | 76% | 0% | 0% | 3 | 9% | 0% | 0% | 1
266 | Lakeville | 0 | 0 | 0 | 0% | 0% | 1 |  |  |  |  | 0% | [5 empty] | 97% | 0% | 97% | 5 | 92% | 0% | 0% | 4 | 48% | 0% | 0% | 1 | 67% | 0% | 0% | 2 | 93% | 0% | 0% | 4 | 80% | 0% | 0% | 3 | 1% | 0% | 0% | 1 | 0% | 0% | 1 |  |  |  |  | 0% | [5 empty] | 86% | 0% | 86% | 5 | 76% | 0% | 0% | 3 | 32% | 0% | 0% | 1 | 55% | 0% | 0% | 2 | 87% | 0% | 0% | 3 | 82% | 0% | 0% | 3 | 5% | 0% | 0% | 1 | 0% | 0% | 1 |  |  |  |  | 0% | [5 empty] | 70% | 0% | 70% | 3 | 81% | 0% | 0% | 3 | 31% | 0% | 0% | 1 | 53% | 0% | 0% | 2 | 91% | 0% | 0% | 4 | 80% | 0% | 0% | 3 | 5% | 0% | 0% | 1 | 0% | 0% | 1 |  |  |  |  | 0% | [5 empty] | 58% | 0% | 58% | 3 | 74% | 0% | 0% | 3 | 29% | 0% | 0% | 1 | 39% | 0% | 0% | 1 | 89% | 0% | 0% | 3 | 62% | 0% | 0% | 2 | 6% | 0% | 0% | 1
267 | Fig Garden | 0 | 0 | 0 | 0% | 0% | 1 |  |  |  |  | 0% | [5 empty] | 0% | 0% | 0% | 1 | 0% | 0% | 0% | 1 | 0% | 0% | 0% | 1 | 0% | 0% | 0% | 1 | 0% | 0% | 0% | 1 | 0% | 0% | 0% | 1 | 0% | 0% | 0% | 1 | 0% | 0% | 1 |  |  |  |  | 0% | [5 empty] | 0% | 0% | 0% | 1 | 0% | 0% | 0% | 1 | 0% | 0% | 0% | 1 | 0% | 0% | 0% | 1 | 0% | 0% | 0% | 1 | 0% | 0% | 0% | 1 | 0% | 0% | 0% | 1 | 0% | 0% | 1 |  |  |  |  | 0% | [5 empty] | 0% | 0% | 0% | 1 | 0% | 0% | 0% | 1 | 0% | 0% | 0% | 1 | 0% | 0% | 0% | 1 | 0% | 0% | 0% | 1 | 0% | 0% | 0% | 1 | 0% | 0% | 0% | 1 | 0% | 0% | 1 |  |  |  |  | 0% | [5 empty] | 0% | 0% | 0% | 1 | 0% | 0% | 0% | 1 | 0% | 0% | 0% | 1 | 0% | 0% | 0% | 1 | 0% | 0% | 0% | 1 | 0% | 0% | 0% | 1 | 0% | 0% | 0% | 1
268 | GWF Tracy | 0 | 0 | 0 | 0% | 0% | 1 |  |  |  |  | 4% | [5 empty] | 87% | 3% | 90% | 5 | 90% | 0% | 0% | 4 | 87% | 0% | 0% | 3 | 96% | 0% | 0% | 5 | 100% | 0% | 0% | 5 | 41% | 0% | 0% | 1 | 3% | 0% | 0% | 1 | 0% | 0% | 1 |  |  |  |  | 3% | [5 empty] | 85% | 6% | 91% | 5 | 91% | 0% | 0% | 4 | 83% | 0% | 0% | 3 | 92% | 0% | 0% | 4 | 100% | 0% | 0% | 5 | 46% | 0% | 0% | 1 | 3% | 0% | 0% | 1 | 0% | 0% | 1 |  |  |  |  | 3% | [5 empty] | 80% | 12% | 92% | 5 | 91% | 0% | 0% | 4 | 76% | 0% | 0% | 3 | 87% | 0% | 0% | 3 | 100% | 0% | 0% | 5 | 52% | 0% | 0% | 2 | 2% | 0% | 0% | 1 | 0% | 0% | 1 |  |  |  |  | 5% | [5 empty] | 61% | 11% | 72% | 3 | 68% | 0% | 0% | 2 | 75% | 0% | 0% | 3 | 81% | 0% | 0% | 3 | 94% | 0% | 0% | 4 | 43% | 0% | 0% | 1 | 6% | 0% | 0% | 1
269 | Pahrump | 0 | 0 | 0 | 0% | 0% | 1 |  |  |  |  | 0% | [5 empty] | 0% | 0% | 0% | 1 | 0% | 0% | 0% | 1 | 34% | 0% | 0% | 1 | 39% | 0% | 0% | 1 | 39% | 0% | 0% | 1 | 77% | 0% | 0% | 3 | 6% | 0% | 0% | 1 | 0% | 0% | 1 |  |  |  |  | 0% | [5 empty] | 0% | 0% | 0% | 1 | 25% | 0% | 0% | 1 | 5% | 0% | 0% | 1 | 34% | 0% | 0% | 1 | 47% | 0% | 0% | 1 | 80% | 0% | 0% | 3 | 1% | 0% | 0% | 1 | 0% | 0% | 1 |  |  |  |  | 0% | [5 empty] | 0% | 0% | 0% | 1 | 19% | 0% | 0% | 1 | 4% | 0% | 0% | 1 | 46% | 0% | 0% | 1 | 56% | 0% | 0% | 2 | 78% | 0% | 0% | 3 | 1% | 0% | 0% | 1 | 0% | 0% | 1 |  |  |  |  | 0% | [5 empty] | 0% | 0% | 0% | 1 | 16% | 0% | 0% | 1 | 3% | 0% | 0% | 1 | 41% | 0% | 0% | 1 | 49% | 0% | 0% | 1 | 72% | 0% | 0% | 3 | 1% | 0% | 0% | 1
270 | Curtis | 0 | 0 | 0 | 0% | 0% | 1 |  |  |  |  | 0% | [5 empty] | 0% | 0% | 0% | 1 | 0% | 0% | 0% | 1 | 0% | 0% | 0% | 1 | 0% | 0% | 0% | 1 | 0% | 0% | 0% | 1 | 0% | 0% | 0% | 1 | 0% | 0% | 0% | 1 | 0% | 0% | 1 |  |  |  |  | 0% | [5 empty] | 0% | 0% | 0% | 1 | 0% | 0% | 0% | 1 | 0% | 0% | 0% | 1 | 0% | 0% | 0% | 1 | 0% | 0% | 0% | 1 | 0% | 0% | 0% | 1 | 0% | 0% | 0% | 1 | 0% | 0% | 1 |  |  |  |  | 0% | [5 empty] | 0% | 0% | 0% | 1 | 0% | 0% | 0% | 1 | 0% | 0% | 0% | 1 | 0% | 0% | 0% | 1 | 0% | 0% | 0% | 1 | 0% | 0% | 0% | 1 | 0% | 0% | 0% | 1 | 0% | 0% | 1 |  |  |  |  | 0% | [5 empty] | 55% | 4% | 59% | 3 | 0% | 0% | 0% | 1 | 0% | 0% | 0% | 1 | 12% | 0% | 0% | 1 | 12% | 0% | 0% | 1 | 74% | 0% | 0% | 3 | 11% | 0% | 0% | 1
271 | Quinto | 0 | 0 | 0 | 0% | 0% | 1 |  |  |  |  | 0% | [5 empty] | 83% | 17% | 100% | 5 | 99% | 0% | 0% | 5 | 8% | 0% | 0% | 1 | 16% | 0% | 0% | 1 | 100% | 0% | 0% | 5 | 90% | 0% | 0% | 4 | 0% | 0% | 0% | 1 | 0% | 0% | 1 |  |  |  |  | 0% | [5 empty] | 59% | 41% | 100% | 5 | 98% | 0% | 0% | 5 | 6% | 0% | 0% | 1 | 10% | 0% | 0% | 1 | 100% | 0% | 0% | 5 | 95% | 0% | 0% | 5 | 0% | 0% | 0% | 1 | 0% | 0% | 1 |  |  |  |  | 0% | [5 empty] | 51% | 49% | 100% | 5 | 95% | 0% | 0% | 5 | 5% | 0% | 0% | 1 | 8% | 0% | 0% | 1 | 97% | 0% | 0% | 5 | 96% | 0% | 0% | 5 | 0% | 0% | 0% | 1 | 0% | 0% | 1 |  |  |  |  | 0% | [5 empty] | 44% | 56% | 100% | 5 | 95% | 0% | 0% | 5 | 11% | 0% | 0% | 1 | 20% | 0% | 0% | 1 | 97% | 0% | 0% | 5 | 98% | 0% | 0% | 5 | 0% | 0% | 0% | 1
272 | Melrose | 0 | 0 | 0 | 0% | 0% | 1 |  |  |  |  | 0% | [5 empty] | 0% | 0% | 0% | 1 | 20% | 0% | 0% | 1 | 78% | 0% | 0% | 3 | 78% | 0% | 0% | 3 | 78% | 0% | 0% | 3 | 0% | 0% | 0% | 1 | 18% | 0% | 0% | 1 | 0% | 0% | 1 |  |  |  |  | 0% | [5 empty] | 1% | 0% | 1% | 1 | 16% | 0% | 0% | 1 | 78% | 0% | 0% | 3 | 81% | 0% | 0% | 3 | 81% | 0% | 0% | 3 | 0% | 0% | 0% | 1 | 16% | 0% | 0% | 1 | 0% | 0% | 1 |  |  |  |  | 0% | [5 empty] | 1% | 0% | 1% | 1 | 16% | 0% | 0% | 1 | 78% | 0% | 0% | 3 | 82% | 0% | 0% | 3 | 82% | 0% | 0% | 3 | 0% | 0% | 0% | 1 | 15% | 0% | 0% | 1 | 0% | 0% | 1 |  |  |  |  | 0% | [5 empty] | 1% | 0% | 1% | 1 | 12% | 0% | 0% | 1 | 64% | 0% | 0% | 2 | 71% | 0% | 0% | 3 | 71% | 0% | 0% | 3 | 0% | 0% | 0% | 1 | 11% | 0% | 0% | 1
273 | Valley (VEA) | 0 | 0 | 0 | 0% | 0% | 1 |  |  |  |  | 0% | [5 empty] | 0% | 0% | 0% | 1 | 0% | 0% | 0% | 1 | 0% | 0% | 0% | 1 | 0% | 0% | 0% | 1 | 0% | 0% | 0% | 1 | 100% | 0% | 0% | 5 | 0% | 0% | 0% | 1 | 0% | 0% | 1 |  |  |  |  | 0% | [5 empty] | 0% | 0% | 0% | 1 | 0% | 0% | 0% | 1 | 0% | 0% | 0% | 1 | 0% | 0% | 0% | 1 | 0% | 0% | 0% | 1 | 47% | 0% | 0% | 1 | 0% | 0% | 0% | 1 | 0% | 0% | 1 |  |  |  |  | 0% | [5 empty] | 0% | 0% | 0% | 1 | 0% | 0% | 0% | 1 | 0% | 0% | 0% | 1 | 0% | 0% | 0% | 1 | 0% | 0% | 0% | 1 | 9% | 0% | 0% | 1 | 0% | 0% | 0% | 1 | 0% | 0% | 1 |  |  |  |  | 0% | [5 empty] | 0% | 0% | 0% | 1 | 0% | 0% | 0% | 1 | 0% | 0% | 0% | 1 | 0% | 0% | 0% | 1 | 0% | 0% | 0% | 1 | 2% | 0% | 0% | 1 | 0% | 0% | 0% | 1
274 | Avocado | 0 | 0 | 0 | 0% | 0% | 1 |  |  |  |  | 0% | [5 empty] | 0% | 0% | 0% | 1 | 0% | 0% | 0% | 1 | 0% | 0% | 0% | 1 | 0% | 0% | 0% | 1 | 0% | 0% | 0% | 1 | 0% | 0% | 0% | 1 | 0% | 0% | 0% | 1 | 0% | 0% | 1 |  |  |  |  | 0% | [5 empty] | 1% | 0% | 1% | 1 | 0% | 0% | 0% | 1 | 95% | 0% | 0% | 5 | 95% | 0% | 0% | 5 | 95% | 0% | 0% | 5 | 0% | 0% | 0% | 1 | 34% | 0% | 0% | 1 | 0% | 0% | 1 |  |  |  |  | 0% | [5 empty] | 1% | 0% | 1% | 1 | 17% | 0% | 0% | 1 | 77% | 0% | 0% | 3 | 78% | 0% | 0% | 3 | 78% | 0% | 0% | 3 | 0% | 0% | 0% | 1 | 15% | 0% | 0% | 1 | 0% | 0% | 1 |  |  |  |  | 0% | [5 empty] | 1% | 0% | 1% | 1 | 11% | 0% | 0% | 1 | 64% | 0% | 0% | 2 | 73% | 0% | 0% | 3 | 73% | 0% | 0% | 3 | 0% | 0% | 0% | 1 | 11% | 0% | 0% | 1
275 | New Sub - North Gila - IV (Proposed) | 0 | 0 | 0 | 0% | 0% | 1 |  |  |  |  | 0% | [5 empty] | 0% | 0% | 0% | 1 | 0% | 0% | 0% | 1 | 71% | 0% | 0% | 3 | 71% | 0% | 0% | 3 | 71% | 0% | 0% | 3 | 63% | 0% | 0% | 2 | 3% | 0% | 0% | 1 | 0% | 0% | 1 |  |  |  |  | 0% | [5 empty] | 0% | 0% | 0% | 1 | 0% | 0% | 0% | 1 | 71% | 0% | 0% | 3 | 71% | 0% | 0% | 3 | 71% | 0% | 0% | 3 | 62% | 0% | 0% | 2 | 3% | 0% | 0% | 1 | 0% | 0% | 1 |  |  |  |  | 0% | [5 empty] | 0% | 0% | 0% | 1 | 13% | 0% | 0% | 1 | 48% | 0% | 0% | 1 | 48% | 0% | 0% | 1 | 61% | 0% | 0% | 2 | 69% | 0% | 0% | 2 | 2% | 0% | 0% | 1 | 0% | 0% | 1 |  |  |  |  | 0% | [5 empty] | 0% | 0% | 0% | 1 | 23% | 0% | 0% | 1 | 21% | 0% | 0% | 1 | 16% | 0% | 0% | 1 | 43% | 0% | 0% | 1 | 69% | 0% | 0% | 2 | 1% | 0% | 0% | 1
276 | Caliente | 0 | 0 | 10 | 0% | 0% | 1 |  |  |  |  | 0% | [5 empty] | 72% | 0% | 72% | 3 | 65% | 0% | 0% | 2 | 0% | 0% | 0% | 1 | 24% | 0% | 0% | 1 | 65% | 0% | 0% | 2 | 58% | 0% | 0% | 2 | 0% | 0% | 0% | 1 | 0% | 0% | 1 |  |  |  |  | 0% | [5 empty] | 59% | 0% | 59% | 3 | 74% | 0% | 0% | 3 | 0% | 0% | 0% | 1 | 15% | 0% | 0% | 1 | 74% | 0% | 0% | 3 | 59% | 0% | 0% | 2 | 0% | 0% | 0% | 1 | 0% | 0% | 1 |  |  |  |  | 0% | [5 empty] | 35% | 35% | 70% | 5 | 58% | 0% | 0% | 2 | 0% | 0% | 0% | 1 | 7% | 0% | 0% | 1 | 58% | 0% | 0% | 2 | 66% | 0% | 0% | 2 | 0% | 0% | 0% | 1 | 0% | 0% | 1 |  |  |  |  | 0% | [5 empty] | 41% | 50% | 91% | 5 | 37% | 0% | 0% | 1 | 3% | 0% | 0% | 1 | 14% | 0% | 0% | 1 | 47% | 0% | 0% | 1 | 68% | 0% | 0% | 2 | 1% | 0% | 0% | 1
277 | San Luis Obispo | 0 | 0 | 0 | 0% | 0% | 1 |  |  |  |  | 0% | [5 empty] | 89% | 1% | 90% | 5 | 55% | 0% | 0% | 2 | 9% | 0% | 0% | 1 | 38% | 0% | 0% | 1 | 65% | 0% | 0% | 2 | 89% | 0% | 0% | 3 | 3% | 0% | 0% | 1 | 0% | 0% | 1 |  |  |  |  | 0% | [5 empty] | 70% | 16% | 86% | 5 | 38% | 0% | 0% | 1 | 11% | 0% | 0% | 1 | 48% | 0% | 0% | 1 | 63% | 0% | 0% | 2 | 66% | 0% | 0% | 2 | 2% | 0% | 0% | 1 | 0% | 0% | 1 |  |  |  |  | 0% | [5 empty] | 65% | 25% | 90% | 5 | 39% | 0% | 0% | 1 | 12% | 0% | 0% | 1 | 40% | 0% | 0% | 1 | 61% | 0% | 0% | 2 | 61% | 0% | 0% | 2 | 2% | 0% | 0% | 1 | 0% | 0% | 1 |  |  |  |  | 0% | [5 empty] | 59% | 33% | 92% | 5 | 37% | 0% | 0% | 1 | 9% | 0% | 0% | 1 | 30% | 0% | 0% | 1 | 54% | 0% | 0% | 2 | 68% | 0% | 0% | 2 | 2% | 0% | 0% | 1
278 | Valley Home | 0 | 0 | 0 | 0% | 0% | 1 |  |  |  |  | 0% | [5 empty] | 0% | 0% | 0% | 1 | 0% | 0% | 0% | 1 | 0% | 0% | 0% | 1 | 0% | 0% | 0% | 1 | 0% | 0% | 0% | 1 | 0% | 0% | 0% | 1 | 0% | 0% | 0% | 1 | 0% | 0% | 1 |  |  |  |  | 0% | [5 empty] | 0% | 0% | 0% | 1 | 0% | 0% | 0% | 1 | 0% | 0% | 0% | 1 | 0% | 0% | 0% | 1 | 0% | 0% | 0% | 1 | 0% | 0% | 0% | 1 | 0% | 0% | 0% | 1 | 0% | 0% | 1 |  |  |  |  | 0% | [5 empty] | 0% | 0% | 0% | 1 | 0% | 0% | 0% | 1 | 0% | 0% | 0% | 1 | 0% | 0% | 0% | 1 | 0% | 0% | 0% | 1 | 0% | 0% | 0% | 1 | 0% | 0% | 0% | 1 | 0% | 0% | 1 |  |  |  |  | 0% | [5 empty] | 100% | 0% | 100% | 5 | 100% | 0% | 0% | 5 | 10% | 0% | 0% | 1 | 10% | 0% | 0% | 1 | 100% | 0% | 0% | 5 | 100% | 0% | 0% | 5 | 0% | 0% | 0% | 1
279 | Big Creek | 0 | 0 | 0 | 0% | 0% | 1 |  |  |  |  | 0% | [5 empty] | 100% | 0% | 100% | 5 | 0% | 0% | 0% | 1 | 0% | 0% | 0% | 1 | 100% | 0% | 0% | 5 | 100% | 0% | 0% | 5 | 100% | 0% | 0% | 5 | 0% | 0% | 0% | 1 | 0% | 0% | 1 |  |  |  |  | 0% | [5 empty] | 100% | 0% | 100% | 5 | 0% | 0% | 0% | 1 | 0% | 0% | 0% | 1 | 100% | 0% | 0% | 5 | 100% | 0% | 0% | 5 | 100% | 0% | 0% | 5 | 0% | 0% | 0% | 1 | 0% | 0% | 1 |  |  |  |  | 0% | [5 empty] | 100% | 0% | 100% | 5 | 0% | 0% | 0% | 1 | 0% | 0% | 0% | 1 | 100% | 0% | 0% | 5 | 100% | 0% | 0% | 5 | 100% | 0% | 0% | 5 | 0% | 0% | 0% | 1 | 0% | 0% | 1 |  |  |  |  | 0% | [5 empty] | 51% | 0% | 51% | 3 | 0% | 0% | 0% | 1 | 25% | 0% | 0% | 1 | 100% | 0% | 0% | 5 | 100% | 0% | 0% | 5 | 81% | 0% | 0% | 3 | 1% | 0% | 0% | 1
280 | West Fresno | 0 | 0 | 0 | 0% | 0% | 1 |  |  |  |  | 0% | [5 empty] | 0% | 0% | 0% | 1 | 0% | 0% | 0% | 1 | 0% | 0% | 0% | 1 | 0% | 0% | 0% | 1 | 0% | 0% | 0% | 1 | 0% | 0% | 0% | 1 | 0% | 0% | 0% | 1 | 0% | 0% | 1 |  |  |  |  | 0% | [5 empty] | 0% | 0% | 0% | 1 | 0% | 0% | 0% | 1 | 0% | 0% | 0% | 1 | 0% | 0% | 0% | 1 | 0% | 0% | 0% | 1 | 0% | 0% | 0% | 1 | 0% | 0% | 0% | 1 | 0% | 0% | 1 |  |  |  |  | 0% | [5 empty] | 0% | 0% | 0% | 1 | 0% | 0% | 0% | 1 | 0% | 0% | 0% | 1 | 0% | 0% | 0% | 1 | 0% | 0% | 0% | 1 | 0% | 0% | 0% | 1 | 0% | 0% | 0% | 1 | 0% | 0% | 1 |  |  |  |  | 0% | [5 empty] | 0% | 0% | 0% | 1 | 0% | 0% | 0% | 1 | 0% | 0% | 0% | 1 | 0% | 0% | 0% | 1 | 0% | 0% | 0% | 1 | 0% | 0% | 0% | 1 | 0% | 0% | 0% | 1
281 | Sylmar | 0 | 0 | 0 | 0% | 0% | 1 |  |  |  |  | 0% | [5 empty] | 31% | 65% | 96% | 5 | 50% | 0% | 0% | 2 | 0% | 0% | 0% | 1 | 3% | 0% | 0% | 1 | 53% | 0% | 0% | 2 | 74% | 0% | 0% | 3 | 4% | 0% | 0% | 1 | 0% | 0% | 1 |  |  |  |  | 0% | [5 empty] | 59% | 38% | 97% | 5 | 64% | 0% | 0% | 2 | 0% | 0% | 0% | 1 | 5% | 0% | 0% | 1 | 65% | 0% | 0% | 2 | 52% | 0% | 0% | 2 | 3% | 0% | 0% | 1 | 0% | 0% | 1 |  |  |  |  | 0% | [5 empty] | 57% | 42% | 99% | 5 | 44% | 0% | 0% | 1 | 2% | 0% | 0% | 1 | 2% | 0% | 0% | 1 | 44% | 0% | 0% | 1 | 62% | 0% | 0% | 2 | 2% | 0% | 0% | 1 | 0% | 0% | 1 |  |  |  |  | 0% | [5 empty] | 30% | 33% | 63% | 5 | 16% | 0% | 0% | 1 | 32% | 0% | 0% | 1 | 28% | 0% | 0% | 1 | 51% | 0% | 0% | 2 | 40% | 0% | 0% | 1 | 3% | 0% | 0% | 1
282 | Tracy | 0 | 0 | 0 | 0% | 0% | 1 |  |  |  |  | 4% | [5 empty] | 89% | 0% | 89% | 5 | 89% | 0% | 0% | 3 | 87% | 0% | 0% | 3 | 97% | 0% | 0% | 5 | 100% | 0% | 0% | 5 | 33% | 0% | 0% | 1 | 3% | 0% | 0% | 1 | 0% | 0% | 1 |  |  |  |  | 3% | [5 empty] | 89% | 3% | 92% | 5 | 89% | 0% | 0% | 3 | 88% | 0% | 0% | 3 | 96% | 0% | 0% | 5 | 99% | 0% | 0% | 5 | 42% | 0% | 0% | 1 | 3% | 0% | 0% | 1 | 0% | 0% | 1 |  |  |  |  | 4% | [5 empty] | 81% | 4% | 85% | 5 | 79% | 0% | 0% | 3 | 85% | 0% | 0% | 3 | 92% | 0% | 0% | 4 | 98% | 0% | 0% | 5 | 41% | 0% | 0% | 1 | 4% | 0% | 0% | 1 | 0% | 0% | 1 |  |  |  |  | 11% | [5 empty] | 50% | 6% | 56% | 3 | 56% | 0% | 0% | 2 | 64% | 0% | 0% | 2 | 65% | 0% | 0% | 2 | 78% | 0% | 0% | 3 | 30% | 0% | 0% | 1 | 14% | 0% | 0% | 1
283 | Pease | 0 | 0 | 0 | 0% | 0% | 1 |  |  |  |  | 0% | [5 empty] | 100% | 0% | 100% | 5 | 97% | 0% | 0% | 5 | 73% | 0% | 0% | 3 | 73% | 0% | 0% | 3 | 97% | 0% | 0% | 5 | 97% | 0% | 0% | 5 | 0% | 0% | 0% | 1 | 0% | 0% | 1 |  |  |  |  | 0% | [5 empty] | 100% | 0% | 100% | 5 | 97% | 0% | 0% | 5 | 65% | 0% | 0% | 2 | 65% | 0% | 0% | 2 | 98% | 0% | 0% | 5 | 82% | 0% | 0% | 3 | 0% | 0% | 0% | 1 | 0% | 0% | 1 |  |  |  |  | 0% | [5 empty] | 100% | 0% | 100% | 5 | 97% | 0% | 0% | 5 | 65% | 0% | 0% | 2 | 65% | 0% | 0% | 2 | 98% | 0% | 0% | 5 | 82% | 0% | 0% | 3 | 0% | 0% | 0% | 1 | 0% | 0% | 1 |  |  |  |  | 0% | [5 empty] | 100% | 0% | 100% | 5 | 98% | 0% | 0% | 5 | 49% | 0% | 0% | 1 | 51% | 0% | 0% | 2 | 98% | 0% | 0% | 5 | 86% | 0% | 0% | 3 | 0% | 0% | 0% | 1
284 | Spring Valley | 0 | 0 | 0 | 0% | 0% | 1 |  |  |  |  | 0% | [5 empty] | 0% | 0% | 0% | 1 | 12% | 0% | 0% | 1 | 12% | 0% | 0% | 1 | 98% | 0% | 0% | 5 | 98% | 0% | 0% | 5 | 0% | 0% | 0% | 1 | 3% | 0% | 0% | 1 | 0% | 0% | 1 |  |  |  |  | 0% | [5 empty] | 0% | 0% | 0% | 1 | 8% | 0% | 0% | 1 | 35% | 0% | 0% | 1 | 65% | 0% | 0% | 2 | 66% | 0% | 0% | 2 | 0% | 0% | 0% | 1 | 7% | 0% | 0% | 1 | 0% | 0% | 1 |  |  |  |  | 0% | [5 empty] | 0% | 0% | 0% | 1 | 7% | 0% | 0% | 1 | 38% | 0% | 0% | 1 | 67% | 0% | 0% | 2 | 67% | 0% | 0% | 2 | 1% | 0% | 0% | 1 | 8% | 0% | 0% | 1 | 0% | 0% | 1 |  |  |  |  | 0% | [5 empty] | 0% | 0% | 0% | 1 | 6% | 0% | 0% | 1 | 33% | 0% | 0% | 1 | 64% | 0% | 0% | 2 | 66% | 0% | 0% | 2 | 3% | 0% | 0% | 1 | 7% | 0% | 0% | 1
285 | Honcut | 0 | 0 | 0 | 0% | 0% | 1 |  |  |  |  | 0% | [5 empty] | 0% | 0% | 0% | 1 | 0% | 0% | 0% | 1 | 0% | 0% | 0% | 1 | 0% | 0% | 0% | 1 | 0% | 0% | 0% | 1 | 0% | 0% | 0% | 1 | 0% | 0% | 0% | 1 | 0% | 0% | 1 |  |  |  |  | 0% | [5 empty] | 100% | 0% | 100% | 5 | 97% | 0% | 0% | 5 | 76% | 0% | 0% | 3 | 76% | 0% | 0% | 3 | 97% | 0% | 0% | 5 | 99% | 0% | 0% | 5 | 0% | 0% | 0% | 1 | 0% | 0% | 1 |  |  |  |  | 0% | [5 empty] | 100% | 0% | 100% | 5 | 97% | 0% | 0% | 5 | 65% | 0% | 0% | 2 | 65% | 0% | 0% | 2 | 98% | 0% | 0% | 5 | 82% | 0% | 0% | 3 | 0% | 0% | 0% | 1 | 0% | 0% | 1 |  |  |  |  | 0% | [5 empty] | 99% | 0% | 99% | 5 | 95% | 0% | 0% | 5 | 65% | 0% | 0% | 2 | 65% | 0% | 0% | 2 | 98% | 0% | 0% | 5 | 82% | 0% | 0% | 3 | 0% | 0% | 0% | 1
286 | Rancho Mission Viejo | 0 | 0 | 0 | 0% | 0% | 1 |  |  |  |  | 0% | [5 empty] | 0% | 0% | 0% | 1 | 0% | 0% | 0% | 1 | 29% | 0% | 0% | 1 | 53% | 0% | 0% | 2 | 53% | 0% | 0% | 2 | 0% | 0% | 0% | 1 | 0% | 0% | 0% | 1 | 0% | 0% | 1 |  |  |  |  | 0% | [5 empty] | 0% | 0% | 0% | 1 | 0% | 0% | 0% | 1 | 28% | 0% | 0% | 1 | 48% | 0% | 0% | 1 | 48% | 0% | 0% | 1 | 0% | 0% | 0% | 1 | 0% | 0% | 0% | 1 | 0% | 0% | 1 |  |  |  |  | 0% | [5 empty] | 1% | 0% | 1% | 1 | 3% | 0% | 0% | 1 | 22% | 0% | 0% | 1 | 70% | 0% | 0% | 3 | 74% | 0% | 0% | 3 | 0% | 0% | 0% | 1 | 2% | 0% | 0% | 1 | 0% | 0% | 1 |  |  |  |  | 0% | [5 empty] | 0% | 0% | 0% | 1 | 8% | 0% | 0% | 1 | 45% | 0% | 0% | 1 | 78% | 0% | 0% | 3 | 80% | 0% | 0% | 3 | 0% | 0% | 0% | 1 | 10% | 0% | 0% | 1
287 | Encina | 0 | 0 | 0 | 0% | 0% | 1 |  |  |  |  | 0% | [5 empty] | 0% | 0% | 0% | 1 | 17% | 0% | 0% | 1 | 77% | 0% | 0% | 3 | 80% | 0% | 0% | 3 | 80% | 0% | 0% | 3 | 0% | 0% | 0% | 1 | 17% | 0% | 0% | 1 | 0% | 0% | 1 |  |  |  |  | 0% | [5 empty] | 1% | 0% | 1% | 1 | 16% | 0% | 0% | 1 | 79% | 0% | 0% | 3 | 82% | 0% | 0% | 3 | 82% | 0% | 0% | 3 | 0% | 0% | 0% | 1 | 15% | 0% | 0% | 1 | 0% | 0% | 1 |  |  |  |  | 0% | [5 empty] | 1% | 0% | 1% | 1 | 16% | 0% | 0% | 1 | 78% | 0% | 0% | 3 | 82% | 0% | 0% | 3 | 82% | 0% | 0% | 3 | 0% | 0% | 0% | 1 | 15% | 0% | 0% | 1 | 0% | 0% | 1 |  |  |  |  | 0% | [5 empty] | 1% | 0% | 1% | 1 | 9% | 0% | 0% | 1 | 52% | 0% | 0% | 2 | 63% | 0% | 0% | 2 | 63% | 0% | 0% | 2 | 0% | 0% | 0% | 1 | 8% | 0% | 0% | 1
288 | Bullard | 0 | 0 | 0 | 0% | 0% | 1 |  |  |  |  | 0% | [5 empty] | 0% | 0% | 0% | 1 | 0% | 0% | 0% | 1 | 0% | 0% | 0% | 1 | 0% | 0% | 0% | 1 | 0% | 0% | 0% | 1 | 0% | 0% | 0% | 1 | 0% | 0% | 0% | 1 | 0% | 0% | 1 |  |  |  |  | 0% | [5 empty] | 0% | 0% | 0% | 1 | 0% | 0% | 0% | 1 | 0% | 0% | 0% | 1 | 0% | 0% | 0% | 1 | 0% | 0% | 0% | 1 | 0% | 0% | 0% | 1 | 0% | 0% | 0% | 1 | 0% | 0% | 1 |  |  |  |  | 0% | [5 empty] | 0% | 0% | 0% | 1 | 0% | 0% | 0% | 1 | 0% | 0% | 0% | 1 | 0% | 0% | 0% | 1 | 0% | 0% | 0% | 1 | 0% | 0% | 0% | 1 | 0% | 0% | 0% | 1 | 0% | 0% | 1 |  |  |  |  | 0% | [5 empty] | 0% | 0% | 0% | 1 | 0% | 0% | 0% | 1 | 0% | 0% | 0% | 1 | 0% | 0% | 0% | 1 | 0% | 0% | 0% | 1 | 0% | 0% | 0% | 1 | 0% | 0% | 0% | 1
289 | Hicks | 0 | 0 | 0 | 0% | 0% | 1 |  |  |  |  | 0% | [5 empty] | 66% | 0% | 66% | 3 | 66% | 0% | 0% | 2 | 0% | 0% | 0% | 1 | 13% | 0% | 0% | 1 | 66% | 0% | 0% | 2 | 33% | 0% | 0% | 1 | 1% | 0% | 0% | 1 | 0% | 0% | 1 |  |  |  |  | 0% | [5 empty] | 68% | 0% | 68% | 3 | 68% | 0% | 0% | 2 | 0% | 0% | 0% | 1 | 12% | 0% | 0% | 1 | 68% | 0% | 0% | 2 | 37% | 0% | 0% | 1 | 1% | 0% | 0% | 1 | 0% | 0% | 1 |  |  |  |  | 0% | [5 empty] | 83% | 9% | 92% | 5 | 72% | 0% | 0% | 3 | 36% | 0% | 0% | 1 | 37% | 0% | 0% | 1 | 78% | 0% | 0% | 3 | 87% | 0% | 0% | 3 | 3% | 0% | 0% | 1 | 0% | 0% | 1 |  |  |  |  | 0% | [5 empty] | 42% | 47% | 89% | 5 | 82% | 0% | 0% | 3 | 40% | 0% | 0% | 1 | 44% | 0% | 0% | 1 | 91% | 0% | 0% | 4 | 87% | 0% | 0% | 3 | 3% | 0% | 0% | 1
290 | Olivehurst | 0 | 0 | 0 | 0% | 0% | 1 |  |  |  |  | 0% | [5 empty] | 0% | 0% | 0% | 1 | 0% | 0% | 0% | 1 | 0% | 0% | 0% | 1 | 0% | 0% | 0% | 1 | 0% | 0% | 0% | 1 | 0% | 0% | 0% | 1 | 0% | 0% | 0% | 1 | 0% | 0% | 1 |  |  |  |  | 0% | [5 empty] | 100% | 0% | 100% | 5 | 83% | 0% | 0% | 3 | 59% | 0% | 0% | 2 | 59% | 0% | 0% | 2 | 83% | 0% | 0% | 3 | 100% | 0% | 0% | 5 | 0% | 0% | 0% | 1 | 0% | 0% | 1 |  |  |  |  | 0% | [5 empty] | 100% | 0% | 100% | 5 | 97% | 0% | 0% | 5 | 65% | 0% | 0% | 2 | 65% | 0% | 0% | 2 | 98% | 0% | 0% | 5 | 82% | 0% | 0% | 3 | 0% | 0% | 0% | 1 | 0% | 0% | 1 |  |  |  |  | 0% | [5 empty] | 100% | 0% | 100% | 5 | 97% | 0% | 0% | 5 | 62% | 0% | 0% | 2 | 62% | 0% | 0% | 2 | 98% | 0% | 0% | 5 | 83% | 0% | 0% | 3 | 0% | 0% | 0% | 1
291 | Temblor | 0 | 0 | 0 | 0% | 0% | 1 |  |  |  |  | 0% | [5 empty] | 80% | 0% | 80% | 5 | 0% | 0% | 0% | 1 | 0% | 0% | 0% | 1 | 0% | 0% | 0% | 1 | 0% | 0% | 0% | 1 | 0% | 0% | 0% | 1 | 0% | 0% | 0% | 1 | 0% | 0% | 1 |  |  |  |  | 0% | [5 empty] | 78% | 0% | 78% | 5 | 52% | 0% | 0% | 2 | 0% | 0% | 0% | 1 | 33% | 0% | 0% | 1 | 52% | 0% | 0% | 2 | 43% | 0% | 0% | 1 | 0% | 0% | 0% | 1 | 0% | 0% | 1 |  |  |  |  | 0% | [5 empty] | 72% | 0% | 72% | 3 | 66% | 0% | 0% | 2 | 0% | 0% | 0% | 1 | 23% | 0% | 0% | 1 | 66% | 0% | 0% | 2 | 57% | 0% | 0% | 2 | 0% | 0% | 0% | 1 | 0% | 0% | 1 |  |  |  |  | 0% | [5 empty] | 32% | 41% | 73% | 5 | 53% | 0% | 0% | 2 | 5% | 0% | 0% | 1 | 11% | 0% | 0% | 1 | 58% | 0% | 0% | 2 | 68% | 0% | 0% | 2 | 0% | 0% | 0% | 1
292 | Olinda | 0 | 0 | 0 | 0% | 0% | 1 |  |  |  |  | 0% | [5 empty] | 0% | 0% | 0% | 1 | 0% | 0% | 0% | 1 | 0% | 0% | 0% | 1 | 0% | 0% | 0% | 1 | 0% | 0% | 0% | 1 | 0% | 0% | 0% | 1 | 0% | 0% | 0% | 1 | 0% | 0% | 1 |  |  |  |  | 0% | [5 empty] | 0% | 0% | 0% | 1 | 0% | 0% | 0% | 1 | 0% | 0% | 0% | 1 | 0% | 0% | 0% | 1 | 0% | 0% | 0% | 1 | 0% | 0% | 0% | 1 | 0% | 0% | 0% | 1 | 0% | 0% | 1 |  |  |  |  | 0% | [5 empty] | 0% | 0% | 0% | 1 | 0% | 0% | 0% | 1 | 76% | 0% | 0% | 3 | 94% | 0% | 0% | 4 | 94% | 0% | 0% | 4 | 0% | 0% | 0% | 1 | 3% | 0% | 0% | 1 | 0% | 0% | 1 |  |  |  |  | 0% | [5 empty] | 0% | 15% | 15% | 3 | 15% | 0% | 0% | 1 | 14% | 0% | 0% | 1 | 54% | 0% | 0% | 2 | 68% | 0% | 0% | 2 | 14% | 0% | 0% | 1 | 2% | 0% | 0% | 1
293 | Mt. Eden | 0 | 0 | 0 | 0% | 0% | 1 |  |  |  |  | 0% | [5 empty] | 26% | 0% | 26% | 2 | 26% | 0% | 0% | 1 | 5% | 0% | 0% | 1 | 16% | 0% | 0% | 1 | 43% | 0% | 0% | 1 | 26% | 0% | 0% | 1 | 22% | 0% | 0% | 1 | 0% | 0% | 1 |  |  |  |  | 0% | [5 empty] | 11% | 0% | 11% | 1 | 11% | 0% | 0% | 1 | 17% | 0% | 0% | 1 | 25% | 0% | 0% | 1 | 35% | 0% | 0% | 1 | 11% | 0% | 0% | 1 | 20% | 0% | 0% | 1 | 0% | 0% | 1 |  |  |  |  | 0% | [5 empty] | 25% | 2% | 27% | 2 | 21% | 0% | 0% | 1 | 37% | 0% | 0% | 1 | 46% | 0% | 0% | 1 | 51% | 0% | 0% | 2 | 17% | 0% | 0% | 1 | 12% | 0% | 0% | 1 | 0% | 0% | 1 |  |  |  |  | 0% | [5 empty] | 86% | 3% | 89% | 5 | 75% | 0% | 0% | 3 | 73% | 0% | 0% | 3 | 86% | 0% | 0% | 3 | 92% | 0% | 0% | 4 | 41% | 0% | 0% | 1 | 4% | 0% | 0% | 1
294 | Woodland | 0 | 0 | 0 | 0% | 0% | 1 |  |  |  |  | 0% | [5 empty] | 0% | 0% | 0% | 1 | 0% | 0% | 0% | 1 | 0% | 0% | 0% | 1 | 0% | 0% | 0% | 1 | 0% | 0% | 0% | 1 | 0% | 0% | 0% | 1 | 0% | 0% | 0% | 1 | 0% | 0% | 1 |  |  |  |  | 0% | [5 empty] | 100% | 0% | 100% | 5 | 100% | 0% | 0% | 5 | 0% | 0% | 0% | 1 | 0% | 0% | 0% | 1 | 100% | 0% | 0% | 5 | 71% | 0% | 0% | 3 | 0% | 0% | 0% | 1 | 0% | 0% | 1 |  |  |  |  | 17% | [5 empty] | 93% | 0% | 93% | 5 | 75% | 0% | 0% | 3 | 3% | 0% | 0% | 1 | 3% | 0% | 0% | 1 | 76% | 0% | 0% | 3 | 54% | 0% | 0% | 2 | 1% | 0% | 0% | 1 | 0% | 0% | 1 |  |  |  |  | 23% | [5 empty] | 51% | 15% | 66% | 3 | 51% | 0% | 0% | 2 | 15% | 0% | 0% | 1 | 15% | 0% | 0% | 1 | 64% | 0% | 0% | 2 | 41% | 0% | 0% | 1 | 11% | 0% | 0% | 1
295 | Trabuco | 0 | 0 | 0 | 0% | 0% | 1 |  |  |  |  | 0% | [5 empty] | 0% | 0% | 0% | 1 | 0% | 0% | 0% | 1 | 20% | 0% | 0% | 1 | 46% | 0% | 0% | 1 | 46% | 0% | 0% | 1 | 0% | 0% | 0% | 1 | 0% | 0% | 0% | 1 | 0% | 0% | 1 |  |  |  |  | 0% | [5 empty] | 0% | 0% | 0% | 1 | 3% | 0% | 0% | 1 | 20% | 0% | 0% | 1 | 69% | 0% | 0% | 2 | 72% | 0% | 0% | 3 | 0% | 0% | 0% | 1 | 2% | 0% | 0% | 1 | 0% | 0% | 1 |  |  |  |  | 0% | [5 empty] | 0% | 0% | 0% | 1 | 3% | 0% | 0% | 1 | 24% | 0% | 0% | 1 | 75% | 0% | 0% | 3 | 78% | 0% | 0% | 3 | 0% | 0% | 0% | 1 | 7% | 0% | 0% | 1 | 0% | 0% | 1 |  |  |  |  | 0% | [5 empty] | 0% | 0% | 0% | 1 | 6% | 0% | 0% | 1 | 51% | 0% | 0% | 2 | 83% | 0% | 0% | 3 | 84% | 0% | 0% | 3 | 0% | 0% | 0% | 1 | 9% | 0% | 0% | 1
296 | Cantua | 0 | 0 | 0 | 0% | 0% | 1 |  |  |  |  | 0% | [5 empty] | 41% | 54% | 95% | 5 | 100% | 0% | 0% | 5 | 0% | 0% | 0% | 1 | 0% | 0% | 0% | 1 | 100% | 0% | 0% | 5 | 64% | 0% | 0% | 2 | 0% | 0% | 0% | 1 | 0% | 0% | 1 |  |  |  |  | 0% | [5 empty] | 65% | 29% | 94% | 5 | 100% | 0% | 0% | 5 | 0% | 0% | 0% | 1 | 10% | 0% | 0% | 1 | 100% | 0% | 0% | 5 | 73% | 0% | 0% | 3 | 0% | 0% | 0% | 1 | 0% | 0% | 1 |  |  |  |  | 0% | [5 empty] | 65% | 29% | 94% | 5 | 100% | 0% | 0% | 5 | 0% | 0% | 0% | 1 | 10% | 0% | 0% | 1 | 100% | 0% | 0% | 5 | 73% | 0% | 0% | 3 | 0% | 0% | 0% | 1 | 0% | 0% | 1 |  |  |  |  | 0% | [5 empty] | 34% | 62% | 96% | 5 | 84% | 0% | 0% | 3 | 16% | 0% | 0% | 1 | 21% | 0% | 0% | 1 | 100% | 0% | 0% | 5 | 86% | 0% | 0% | 3 | 0% | 0% | 0% | 1
297 | Rancho Vista | 0 | 0 | 0 | 0% | 0% | 1 |  |  |  |  | 0% | [5 empty] | 0% | 100% | 100% | 5 | 100% | 0% | 0% | 5 | 0% | 0% | 0% | 1 | 9% | 0% | 0% | 1 | 100% | 0% | 0% | 5 | 69% | 0% | 0% | 2 | 0% | 0% | 0% | 1 | 0% | 0% | 1 |  |  |  |  | 0% | [5 empty] | 23% | 75% | 98% | 5 | 100% | 0% | 0% | 5 | 43% | 0% | 0% | 1 | 20% | 0% | 0% | 1 | 100% | 0% | 0% | 5 | 49% | 0% | 0% | 1 | 0% | 0% | 0% | 1 | 0% | 0% | 1 |  |  |  |  | 0% | [5 empty] | 49% | 39% | 88% | 5 | 61% | 0% | 0% | 2 | 64% | 0% | 0% | 2 | 61% | 0% | 0% | 2 | 99% | 0% | 0% | 5 | 45% | 0% | 0% | 1 | 0% | 0% | 0% | 1 | 0% | 0% | 1 |  |  |  |  | 0% | [5 empty] | 40% | 34% | 74% | 5 | 59% | 0% | 0% | 2 | 53% | 0% | 0% | 2 | 56% | 0% | 0% | 2 | 94% | 0% | 0% | 4 | 48% | 0% | 0% | 1 | 1% | 0% | 0% | 1
298 | Los Esteros | 0 | 0 | 0 | 0% | 0% | 1 |  |  |  |  | 0% | [5 empty] | 0% | 0% | 0% | 1 | 0% | 0% | 0% | 1 | 0% | 0% | 0% | 1 | 13% | 0% | 0% | 1 | 13% | 0% | 0% | 1 | 0% | 0% | 0% | 1 | 99% | 0% | 0% | 5 | 0% | 0% | 1 |  |  |  |  | 0% | [5 empty] | 90% | 4% | 94% | 5 | 94% | 0% | 0% | 4 | 65% | 0% | 0% | 2 | 67% | 0% | 0% | 2 | 96% | 0% | 0% | 5 | 94% | 0% | 0% | 4 | 7% | 0% | 0% | 1 | 0% | 0% | 1 |  |  |  |  | 0% | [5 empty] | 84% | 10% | 94% | 5 | 84% | 0% | 0% | 3 | 30% | 0% | 0% | 1 | 32% | 0% | 0% | 1 | 85% | 0% | 0% | 3 | 92% | 0% | 0% | 4 | 4% | 0% | 0% | 1 | 0% | 0% | 1 |  |  |  |  | 0% | [5 empty] | 84% | 13% | 97% | 5 | 95% | 0% | 0% | 5 | 74% | 0% | 0% | 3 | 84% | 0% | 0% | 3 | 98% | 0% | 0% | 5 | 58% | 0% | 0% | 2 | 3% | 0% | 0% | 1
299 | Humboldt Bay | 0 | 0 | 0 | 0% | 0% | 1 |  |  |  |  | 0% | [5 empty] | 0% | 0% | 0% | 1 | 33% | 0% | 0% | 1 | 14% | 0% | 0% | 1 | 19% | 0% | 0% | 1 | 40% | 0% | 0% | 1 | 0% | 0% | 0% | 1 | 30% | 0% | 0% | 1 | 0% | 0% | 1 |  |  |  |  | 0% | [5 empty] | 0% | 0% | 0% | 1 | 20% | 0% | 0% | 1 | 9% | 0% | 0% | 1 | 11% | 0% | 0% | 1 | 25% | 0% | 0% | 1 | 35% | 0% | 0% | 1 | 19% | 0% | 0% | 1 | 0% | 0% | 1 |  |  |  |  | 0% | [5 empty] | 0% | 0% | 0% | 1 | 4% | 0% | 0% | 1 | 3% | 0% | 0% | 1 | 4% | 0% | 0% | 1 | 6% | 0% | 0% | 1 | 78% | 0% | 0% | 3 | 11% | 0% | 0% | 1 | 0% | 0% | 1 |  |  |  |  | 0% | [5 empty] | 3% | 2% | 5% | 2 | 5% | 0% | 0% | 1 | 4% | 0% | 0% | 1 | 6% | 0% | 0% | 1 | 10% | 0% | 0% | 1 | 75% | 0% | 0% | 3 | 5% | 0% | 0% | 1
300 | Shiloh III | 0 | 0 | 0 | 0% | 0% | 1 |  |  |  |  | 9% | [5 empty] | 54% | 0% | 54% | 3 | 25% | 0% | 0% | 1 | 45% | 0% | 0% | 1 | 39% | 0% | 0% | 1 | 63% | 0% | 0% | 2 | 8% | 0% | 0% | 1 | 44% | 0% | 0% | 1 | 0% | 0% | 1 |  |  |  |  | 25% | [5 empty] | 35% | 0% | 35% | 2 | 17% | 0% | 0% | 1 | 39% | 0% | 0% | 1 | 35% | 0% | 0% | 1 | 52% | 0% | 0% | 2 | 5% | 0% | 0% | 1 | 31% | 0% | 0% | 1 | 0% | 0% | 1 |  |  |  |  | 26% | [5 empty] | 41% | 0% | 41% | 2 | 22% | 0% | 0% | 1 | 34% | 0% | 0% | 1 | 32% | 0% | 0% | 1 | 52% | 0% | 0% | 2 | 10% | 0% | 0% | 1 | 25% | 0% | 0% | 1 | 0% | 0% | 1 |  |  |  |  | 23% | [5 empty] | 46% | 0% | 46% | 2 | 29% | 0% | 0% | 1 | 34% | 0% | 0% | 1 | 33% | 0% | 0% | 1 | 57% | 0% | 0% | 2 | 16% | 0% | 0% | 1 | 22% | 0% | 0% | 1
301 | Westpark | 0 | 0 | 0 | 0% | 0% | 1 |  |  |  |  | 0% | [5 empty] | 0% | 0% | 0% | 1 | 0% | 0% | 0% | 1 | 0% | 0% | 0% | 1 | 0% | 0% | 0% | 1 | 0% | 0% | 0% | 1 | 0% | 0% | 0% | 1 | 0% | 0% | 0% | 1 | 0% | 0% | 1 |  |  |  |  | 0% | [5 empty] | 0% | 0% | 0% | 1 | 0% | 0% | 0% | 1 | 0% | 0% | 0% | 1 | 0% | 0% | 0% | 1 | 0% | 0% | 0% | 1 | 0% | 0% | 0% | 1 | 0% | 0% | 0% | 1 | 0% | 0% | 1 |  |  |  |  | 0% | [5 empty] | 0% | 0% | 0% | 1 | 0% | 0% | 0% | 1 | 0% | 0% | 0% | 1 | 0% | 0% | 0% | 1 | 0% | 0% | 0% | 1 | 0% | 0% | 0% | 1 | 0% | 0% | 0% | 1 | 0% | 0% | 1 |  |  |  |  | 0% | [5 empty] | 12% | 88% | 100% | 5 | 45% | 0% | 0% | 1 | 37% | 0% | 0% | 1 | 49% | 0% | 0% | 1 | 72% | 0% | 0% | 3 | 83% | 0% | 0% | 3 | 1% | 0% | 0% | 1
302 | Pendleton | 0 | 0 | 0 | 0% | 0% | 1 |  |  |  |  | 0% | [5 empty] | 2% | 0% | 2% | 1 | 20% | 0% | 0% | 1 | 79% | 0% | 0% | 3 | 80% | 0% | 0% | 3 | 80% | 0% | 0% | 3 | 0% | 0% | 0% | 1 | 18% | 0% | 0% | 1 | 0% | 0% | 1 |  |  |  |  | 0% | [5 empty] | 1% | 0% | 1% | 1 | 17% | 0% | 0% | 1 | 77% | 0% | 0% | 3 | 78% | 0% | 0% | 3 | 78% | 0% | 0% | 3 | 0% | 0% | 0% | 1 | 15% | 0% | 0% | 1 | 0% | 0% | 1 |  |  |  |  | 0% | [5 empty] | 1% | 0% | 1% | 1 | 14% | 0% | 0% | 1 | 72% | 0% | 0% | 3 | 75% | 0% | 0% | 3 | 75% | 0% | 0% | 3 | 0% | 0% | 0% | 1 | 13% | 0% | 0% | 1 | 0% | 0% | 1 |  |  |  |  | 0% | [5 empty] | 1% | 0% | 1% | 1 | 11% | 0% | 0% | 1 | 64% | 0% | 0% | 2 | 72% | 0% | 0% | 3 | 72% | 0% | 0% | 3 | 0% | 0% | 0% | 1 | 10% | 0% | 0% | 1
303 | Burney Forest Power | 0 | 0 | 0 | 0% | 0% | 1 |  |  |  |  | 0% | [5 empty] | 86% | 0% | 86% | 5 | 58% | 0% | 0% | 2 | 15% | 0% | 0% | 1 | 15% | 0% | 0% | 1 | 72% | 0% | 0% | 3 | 46% | 0% | 0% | 1 | 1% | 0% | 0% | 1 | 0% | 0% | 1 |  |  |  |  | 0% | [5 empty] | 78% | 1% | 79% | 5 | 56% | 0% | 0% | 2 | 17% | 0% | 0% | 1 | 13% | 0% | 0% | 1 | 71% | 0% | 0% | 3 | 43% | 0% | 0% | 1 | 1% | 0% | 0% | 1 | 0% | 0% | 1 |  |  |  |  | 0% | [5 empty] | 73% | 3% | 76% | 5 | 49% | 0% | 0% | 1 | 18% | 0% | 0% | 1 | 12% | 0% | 0% | 1 | 66% | 0% | 0% | 2 | 49% | 0% | 0% | 1 | 1% | 0% | 0% | 1 | 0% | 0% | 1 |  |  |  |  | 0% | [5 empty] | 53% | 10% | 63% | 3 | 43% | 0% | 0% | 1 | 20% | 0% | 0% | 1 | 18% | 0% | 0% | 1 | 65% | 0% | 0% | 2 | 58% | 0% | 0% | 2 | 1% | 0% | 0% | 1
304 | Llagas | 0 | 0 | 0 | 0% | 0% | 1 |  |  |  |  | 0% | [5 empty] | 0% | 0% | 0% | 1 | 0% | 0% | 0% | 1 | 0% | 0% | 0% | 1 | 0% | 0% | 0% | 1 | 0% | 0% | 0% | 1 | 0% | 0% | 0% | 1 | 0% | 0% | 0% | 1 | 0% | 0% | 1 |  |  |  |  | 0% | [5 empty] | 78% | 22% | 100% | 5 | 100% | 0% | 0% | 5 | 8% | 0% | 0% | 1 | 8% | 0% | 0% | 1 | 100% | 0% | 0% | 5 | 100% | 0% | 0% | 5 | 2% | 0% | 0% | 1 | 0% | 0% | 1 |  |  |  |  | 0% | [5 empty] | 30% | 60% | 90% | 5 | 84% | 0% | 0% | 3 | 17% | 0% | 0% | 1 | 17% | 0% | 0% | 1 | 99% | 0% | 0% | 5 | 83% | 0% | 0% | 3 | 4% | 0% | 0% | 1 | 0% | 0% | 1 |  |  |  |  | 0% | [5 empty] | 48% | 49% | 97% | 5 | 91% | 0% | 0% | 4 | 14% | 0% | 0% | 1 | 16% | 0% | 0% | 1 | 95% | 0% | 0% | 5 | 94% | 0% | 0% | 4 | 1% | 0% | 0% | 1
305 | Los Banos | 69.3 | 2772 | 30 | 999.9% | 171.9% | 5 |  |  |  |  | 0% | [5 empty] | 80% | 20% | 100% | 5 | 100% | 999% | 171.9% | 5 | 0% | 171.9% | 999.9% | 5 | 11% | 192.1% | 777.2% | 5 | 100% | 999% | 171.9% | 5 | 91% | 1860% | 179.2% | 5 | 0% | 172% | 116000% | 5 | 999.9% | 59.81% | 5 |  |  |  |  | 0% | [5 empty] | 50% | 50% | 100% | 5 | 100% | 15400% | 59.65% | 5 | 4% | 62.53% | 0% | 3 | 8% | 65.3% | 0% | 3 | 100% | 999% | 59.81% | 5 | 95% | 1190% | 57.68% | 5 | 0% | 59.94% | 0% | 3 | 999.9% | 38.03% | 5 |  |  |  |  | 0% | [5 empty] | 54% | 46% | 100% | 5 | 95% | 801.2% | 34.94% | 5 | 4% | 39.49% | 0% | 2 | 6% | 40.58% | 0% | 2 | 96% | 1062% | 35.73% | 5 | 97% | 1180% | 35.97% | 5 | 0% | 38.1% | 0% | 2 | 999.9% | 26.35% | 5 |  |  |  |  | 0% | [5 empty] | 46% | 54% | 100% | 5 | 94% | 462.8% | 21.91% | 5 | 5% | 27.63% | 0% | 2 | 9% | 28.93% | 0% | 2 | 96% | 625.7% | 23.12% | 5 | 98% | 1091% | 24.53% | 5 | 0% | 26.39% | 0% | 2
306 | Peabody | 0 | 0 | 0 | 0% | 0% | 1 |  |  |  |  | 10% | [5 empty] | 75% | 0% | 75% | 5 | 13% | 0% | 0% | 1 | 63% | 0% | 0% | 2 | 62% | 0% | 0% | 2 | 82% | 0% | 0% | 3 | 19% | 0% | 0% | 1 | 37% | 0% | 0% | 1 | 0% | 0% | 1 |  |  |  |  | 14% | [5 empty] | 61% | 0% | 61% | 3 | 35% | 0% | 0% | 1 | 36% | 0% | 0% | 1 | 34% | 0% | 0% | 1 | 67% | 0% | 0% | 2 | 20% | 0% | 0% | 1 | 30% | 0% | 0% | 1 | 0% | 0% | 1 |  |  |  |  | 25% | [5 empty] | 48% | 0% | 48% | 2 | 31% | 0% | 0% | 1 | 27% | 0% | 0% | 1 | 25% | 0% | 0% | 1 | 53% | 0% | 0% | 2 | 15% | 0% | 0% | 1 | 25% | 0% | 0% | 1 | 0% | 0% | 1 |  |  |  |  | 22% | [5 empty] | 48% | 0% | 48% | 2 | 31% | 0% | 0% | 1 | 31% | 0% | 0% | 1 | 31% | 0% | 0% | 1 | 58% | 0% | 0% | 2 | 19% | 0% | 0% | 1 | 21% | 0% | 0% | 1
307 | Silvergate | 0 | 0 | 0 | 0% | 0% | 1 |  |  |  |  | 0% | [5 empty] | 0% | 0% | 0% | 1 | 3% | 0% | 0% | 1 | 21% | 0% | 0% | 1 | 56% | 0% | 0% | 2 | 57% | 0% | 0% | 2 | 0% | 0% | 0% | 1 | 5% | 0% | 0% | 1 | 0% | 0% | 1 |  |  |  |  | 0% | [5 empty] | 0% | 0% | 0% | 1 | 6% | 0% | 0% | 1 | 34% | 0% | 0% | 1 | 64% | 0% | 0% | 2 | 65% | 0% | 0% | 2 | 0% | 0% | 0% | 1 | 7% | 0% | 0% | 1 | 0% | 0% | 1 |  |  |  |  | 0% | [5 empty] | 0% | 0% | 0% | 1 | 7% | 0% | 0% | 1 | 35% | 0% | 0% | 1 | 65% | 0% | 0% | 2 | 66% | 0% | 0% | 2 | 0% | 0% | 0% | 1 | 7% | 0% | 0% | 1 | 0% | 0% | 1 |  |  |  |  | 0% | [5 empty] | 0% | 0% | 0% | 1 | 6% | 0% | 0% | 1 | 37% | 0% | 0% | 1 | 69% | 0% | 0% | 2 | 70% | 0% | 0% | 3 | 4% | 0% | 0% | 1 | 8% | 0% | 0% | 1
308 | Kelso | 0 | 0 | 10 | 0% | 0% | 1 |  |  |  |  | 4% | [5 empty] | 89% | 0% | 89% | 5 | 89% | 0% | 0% | 3 | 87% | 0% | 0% | 3 | 97% | 0% | 0% | 5 | 100% | 0% | 0% | 5 | 32% | 0% | 0% | 1 | 3% | 0% | 0% | 1 | 0% | 0% | 1 |  |  |  |  | 3% | [5 empty] | 89% | 2% | 91% | 5 | 88% | 0% | 0% | 3 | 88% | 0% | 0% | 3 | 96% | 0% | 0% | 5 | 99% | 0% | 0% | 5 | 42% | 0% | 0% | 1 | 3% | 0% | 0% | 1 | 0% | 0% | 1 |  |  |  |  | 4% | [5 empty] | 80% | 3% | 83% | 5 | 77% | 0% | 0% | 3 | 86% | 0% | 0% | 3 | 92% | 0% | 0% | 4 | 98% | 0% | 0% | 5 | 40% | 0% | 0% | 1 | 5% | 0% | 0% | 1 | 0% | 0% | 1 |  |  |  |  | 11% | [5 empty] | 51% | 6% | 57% | 3 | 55% | 0% | 0% | 2 | 63% | 0% | 0% | 2 | 63% | 0% | 0% | 2 | 77% | 0% | 0% | 3 | 29% | 0% | 0% | 1 | 15% | 0% | 0% | 1
309 | Desert View | 0 | 0 | 0 | 0% | 0% | 1 |  |  |  |  | 0% | [5 empty] | 26% | 0% | 26% | 2 | 0% | 0% | 0% | 1 | 0% | 0% | 0% | 1 | 0% | 0% | 0% | 1 | 0% | 0% | 0% | 1 | 0% | 0% | 0% | 1 | 0% | 0% | 0% | 1 | 0% | 0% | 1 |  |  |  |  | 0% | [5 empty] | 26% | 0% | 26% | 2 | 0% | 0% | 0% | 1 | 0% | 0% | 0% | 1 | 0% | 0% | 0% | 1 | 0% | 0% | 0% | 1 | 0% | 0% | 0% | 1 | 0% | 0% | 0% | 1 | 0% | 0% | 1 |  |  |  |  | 0% | [5 empty] | 26% | 0% | 26% | 2 | 0% | 0% | 0% | 1 | 0% | 0% | 0% | 1 | 0% | 0% | 0% | 1 | 0% | 0% | 0% | 1 | 0% | 0% | 0% | 1 | 0% | 0% | 0% | 1 | 0% | 0% | 1 |  |  |  |  | 0% | [5 empty] | 26% | 0% | 26% | 2 | 0% | 0% | 0% | 1 | 0% | 0% | 0% | 1 | 0% | 0% | 0% | 1 | 0% | 0% | 0% | 1 | 0% | 0% | 0% | 1 | 0% | 0% | 0% | 1
310 | Clay | 0 | 0 | 0 | 0% | 0% | 1 |  |  |  |  | 0% | [5 empty] | 0% | 0% | 0% | 1 | 0% | 0% | 0% | 1 | 0% | 0% | 0% | 1 | 0% | 0% | 0% | 1 | 0% | 0% | 0% | 1 | 0% | 0% | 0% | 1 | 0% | 0% | 0% | 1 | 0% | 0% | 1 |  |  |  |  | 0% | [5 empty] | 0% | 0% | 0% | 1 | 0% | 0% | 0% | 1 | 0% | 0% | 0% | 1 | 0% | 0% | 0% | 1 | 0% | 0% | 0% | 1 | 0% | 0% | 0% | 1 | 0% | 0% | 0% | 1 | 0% | 0% | 1 |  |  |  |  | 0% | [5 empty] | 0% | 0% | 0% | 1 | 0% | 0% | 0% | 1 | 0% | 0% | 0% | 1 | 0% | 0% | 0% | 1 | 0% | 0% | 0% | 1 | 0% | 0% | 0% | 1 | 0% | 0% | 0% | 1 | 0% | 0% | 1 |  |  |  |  | 0% | [5 empty] | 0% | 0% | 0% | 1 | 0% | 0% | 0% | 1 | 0% | 0% | 0% | 1 | 0% | 0% | 0% | 1 | 0% | 0% | 0% | 1 | 0% | 0% | 0% | 1 | 0% | 0% | 0% | 1
311 | Calcite | 0 | 0 | 0 | 0% | 0% | 1 |  |  |  |  | 0% | [5 empty] | 0% | 0% | 0% | 1 | 64% | 0% | 0% | 2 | 49% | 0% | 0% | 1 | 34% | 0% | 0% | 1 | 88% | 0% | 0% | 3 | 39% | 0% | 0% | 1 | 0% | 0% | 0% | 1 | 0% | 0% | 1 |  |  |  |  | 0% | [5 empty] | 6% | 5% | 11% | 2 | 42% | 0% | 0% | 1 | 33% | 0% | 0% | 1 | 33% | 0% | 0% | 1 | 67% | 0% | 0% | 2 | 53% | 0% | 0% | 2 | 0% | 0% | 0% | 1 | 0% | 0% | 1 |  |  |  |  | 0% | [5 empty] | 5% | 5% | 10% | 2 | 25% | 0% | 0% | 1 | 21% | 0% | 0% | 1 | 23% | 0% | 0% | 1 | 44% | 0% | 0% | 1 | 71% | 0% | 0% | 3 | 0% | 0% | 0% | 1 | 0% | 0% | 1 |  |  |  |  | 0% | [5 empty] | 5% | 4% | 9% | 2 | 37% | 0% | 0% | 1 | 19% | 0% | 0% | 1 | 18% | 0% | 0% | 1 | 48% | 0% | 0% | 1 | 63% | 0% | 0% | 2 | 1% | 0% | 0% | 1
312 | Biola | 0 | 0 | 0 | 0% | 0% | 1 |  |  |  |  | 0% | [5 empty] | 0% | 0% | 0% | 1 | 0% | 0% | 0% | 1 | 0% | 0% | 0% | 1 | 0% | 0% | 0% | 1 | 0% | 0% | 0% | 1 | 0% | 0% | 0% | 1 | 0% | 0% | 0% | 1 | 0% | 0% | 1 |  |  |  |  | 0% | [5 empty] | 0% | 0% | 0% | 1 | 0% | 0% | 0% | 1 | 0% | 0% | 0% | 1 | 0% | 0% | 0% | 1 | 0% | 0% | 0% | 1 | 0% | 0% | 0% | 1 | 0% | 0% | 0% | 1 | 0% | 0% | 1 |  |  |  |  | 0% | [5 empty] | 0% | 0% | 0% | 1 | 0% | 0% | 0% | 1 | 0% | 0% | 0% | 1 | 0% | 0% | 0% | 1 | 0% | 0% | 0% | 1 | 0% | 0% | 0% | 1 | 0% | 0% | 0% | 1 | 0% | 0% | 1 |  |  |  |  | 0% | [5 empty] | 0% | 0% | 0% | 1 | 0% | 0% | 0% | 1 | 0% | 0% | 0% | 1 | 0% | 0% | 0% | 1 | 0% | 0% | 0% | 1 | 0% | 0% | 0% | 1 | 0% | 0% | 0% | 1
313 | New Sub - Pit 1 - Cottonwood (Proposed) | 0 | 0 | 15 | 0% | 0% | 1 |  |  |  |  | 0% | [5 empty] | 83% | 1% | 84% | 5 | 64% | 0% | 0% | 2 | 13% | 0% | 0% | 1 | 13% | 0% | 0% | 1 | 76% | 0% | 0% | 3 | 41% | 0% | 0% | 1 | 1% | 0% | 0% | 1 | 0% | 0% | 1 |  |  |  |  | 0% | [5 empty] | 76% | 3% | 79% | 5 | 58% | 0% | 0% | 2 | 14% | 0% | 0% | 1 | 14% | 0% | 0% | 1 | 71% | 0% | 0% | 3 | 46% | 0% | 0% | 1 | 1% | 0% | 0% | 1 | 0% | 0% | 1 |  |  |  |  | 0% | [5 empty] | 70% | 8% | 78% | 5 | 48% | 0% | 0% | 1 | 20% | 0% | 0% | 1 | 16% | 0% | 0% | 1 | 68% | 0% | 0% | 2 | 51% | 0% | 0% | 2 | 1% | 0% | 0% | 1 | 0% | 0% | 1 |  |  |  |  | 0% | [5 empty] | 56% | 14% | 70% | 3 | 38% | 0% | 0% | 1 | 21% | 0% | 0% | 1 | 21% | 0% | 0% | 1 | 61% | 0% | 0% | 2 | 59% | 0% | 0% | 2 | 1% | 0% | 0% | 1
314 | Olive | 0 | 0 | 0 | 0% | 0% | 1 |  |  |  |  | 0% | [5 empty] | 0% | 0% | 0% | 1 | 0% | 0% | 0% | 1 | 0% | 0% | 0% | 1 | 0% | 0% | 0% | 1 | 0% | 0% | 0% | 1 | 0% | 0% | 0% | 1 | 0% | 0% | 0% | 1 | 0% | 0% | 1 |  |  |  |  | 0% | [5 empty] | 0% | 0% | 0% | 1 | 0% | 0% | 0% | 1 | 0% | 0% | 0% | 1 | 0% | 0% | 0% | 1 | 0% | 0% | 0% | 1 | 0% | 0% | 0% | 1 | 0% | 0% | 0% | 1 | 0% | 0% | 1 |  |  |  |  | 0% | [5 empty] | 0% | 0% | 0% | 1 | 0% | 0% | 0% | 1 | 0% | 0% | 0% | 1 | 0% | 0% | 0% | 1 | 0% | 0% | 0% | 1 | 0% | 0% | 0% | 1 | 0% | 0% | 0% | 1 | 0% | 0% | 1 |  |  |  |  | 0% | [5 empty] | 0% | 0% | 0% | 1 | 0% | 0% | 0% | 1 | 0% | 0% | 0% | 1 | 0% | 0% | 0% | 1 | 0% | 0% | 0% | 1 | 0% | 0% | 0% | 1 | 0% | 0% | 0% | 1
315 | Lugo | 0 | 0 | 0 | 0% | 0% | 1 |  |  |  |  | 0% | [5 empty] | 48% | 28% | 76% | 5 | 55% | 0% | 0% | 2 | 58% | 0% | 0% | 2 | 57% | 0% | 0% | 2 | 94% | 0% | 0% | 4 | 47% | 0% | 0% | 1 | 1% | 0% | 0% | 1 | 0% | 0% | 1 |  |  |  |  | 0% | [5 empty] | 34% | 26% | 60% | 4 | 67% | 0% | 0% | 2 | 53% | 0% | 0% | 2 | 51% | 0% | 0% | 2 | 95% | 0% | 0% | 5 | 40% | 0% | 0% | 1 | 0% | 0% | 0% | 1 | 0% | 0% | 1 |  |  |  |  | 0% | [5 empty] | 21% | 18% | 39% | 3 | 63% | 0% | 0% | 2 | 46% | 0% | 0% | 1 | 42% | 0% | 0% | 1 | 86% | 0% | 0% | 3 | 47% | 0% | 0% | 1 | 0% | 0% | 0% | 1 | 0% | 0% | 1 |  |  |  |  | 0% | [5 empty] | 12% | 13% | 25% | 3 | 49% | 0% | 0% | 1 | 44% | 0% | 0% | 1 | 38% | 0% | 0% | 1 | 77% | 0% | 0% | 3 | 48% | 0% | 0% | 1 | 0% | 0% | 0% | 1
316 | Eagle Rock (PGE) | 0 | 0 | 0 | 0% | 0% | 1 |  |  |  |  | 0% | [5 empty] | 45% | 41% | 86% | 5 | 92% | 0% | 0% | 4 | 53% | 0% | 0% | 2 | 70% | 0% | 0% | 3 | 100% | 0% | 0% | 5 | 34% | 0% | 0% | 1 | 0% | 0% | 0% | 1 | 0% | 0% | 1 |  |  |  |  | 0% | [5 empty] | 44% | 44% | 88% | 5 | 92% | 0% | 0% | 4 | 48% | 0% | 0% | 1 | 66% | 0% | 0% | 2 | 100% | 0% | 0% | 5 | 37% | 0% | 0% | 1 | 0% | 0% | 0% | 1 | 0% | 0% | 1 |  |  |  |  | 0% | [5 empty] | 30% | 57% | 87% | 5 | 88% | 0% | 0% | 3 | 33% | 0% | 0% | 1 | 72% | 0% | 0% | 3 | 95% | 0% | 0% | 5 | 49% | 0% | 0% | 1 | 1% | 0% | 0% | 1 | 0% | 0% | 1 |  |  |  |  | 0% | [5 empty] | 26% | 57% | 83% | 5 | 59% | 0% | 0% | 2 | 27% | 0% | 0% | 1 | 57% | 0% | 0% | 2 | 78% | 0% | 0% | 3 | 68% | 0% | 0% | 2 | 1% | 0% | 0% | 1
317 | Cosumnes | 0 | 0 | 0 | 0% | 0% | 1 |  |  |  |  | 0% | [5 empty] | 0% | 0% | 0% | 1 | 0% | 0% | 0% | 1 | 0% | 0% | 0% | 1 | 0% | 0% | 0% | 1 | 0% | 0% | 0% | 1 | 0% | 0% | 0% | 1 | 0% | 0% | 0% | 1 | 0% | 0% | 1 |  |  |  |  | 0% | [5 empty] | 0% | 0% | 0% | 1 | 0% | 0% | 0% | 1 | 0% | 0% | 0% | 1 | 0% | 0% | 0% | 1 | 0% | 0% | 0% | 1 | 0% | 0% | 0% | 1 | 0% | 0% | 0% | 1 | 0% | 0% | 1 |  |  |  |  | 0% | [5 empty] | 0% | 0% | 0% | 1 | 0% | 0% | 0% | 1 | 0% | 0% | 0% | 1 | 0% | 0% | 0% | 1 | 0% | 0% | 0% | 1 | 0% | 0% | 0% | 1 | 0% | 0% | 0% | 1 | 0% | 0% | 1 |  |  |  |  | 54% | [5 empty] | 5% | 0% | 5% | 1 | 14% | 0% | 0% | 1 | 3% | 0% | 0% | 1 | 12% | 0% | 0% | 1 | 23% | 0% | 0% | 1 | 1% | 0% | 0% | 1 | 16% | 0% | 0% | 1
318 | Imperial Valley | 0 | 0 | 0 | 0% | 0% | 1 |  |  |  |  | 1% | [5 empty] | 0% | 0% | 0% | 1 | 0% | 0% | 0% | 1 | 3% | 0% | 0% | 1 | 3% | 0% | 0% | 1 | 3% | 0% | 0% | 1 | 51% | 0% | 0% | 2 | 10% | 0% | 0% | 1 | 0% | 0% | 1 |  |  |  |  | 0% | [5 empty] | 0% | 0% | 0% | 1 | 30% | 0% | 0% | 1 | 1% | 0% | 0% | 1 | 1% | 0% | 0% | 1 | 30% | 0% | 0% | 1 | 69% | 0% | 0% | 2 | 3% | 0% | 0% | 1 | 0% | 0% | 1 |  |  |  |  | 0% | [5 empty] | 0% | 0% | 0% | 1 | 28% | 0% | 0% | 1 | 0% | 0% | 0% | 1 | 1% | 0% | 0% | 1 | 29% | 0% | 0% | 1 | 77% | 0% | 0% | 3 | 2% | 0% | 0% | 1 | 0% | 0% | 1 |  |  |  |  | 0% | [5 empty] | 0% | 0% | 0% | 1 | 17% | 0% | 0% | 1 | 7% | 0% | 0% | 1 | 7% | 0% | 0% | 1 | 24% | 0% | 0% | 1 | 80% | 0% | 0% | 3 | 3% | 0% | 0% | 1
319 | Swift | 0 | 0 | 0 | 0% | 0% | 1 |  |  |  |  | 0% | [5 empty] | 100% | 0% | 100% | 5 | 97% | 0% | 0% | 5 | 64% | 0% | 0% | 2 | 64% | 0% | 0% | 2 | 100% | 0% | 0% | 5 | 94% | 0% | 0% | 4 | 1% | 0% | 0% | 1 | 0% | 0% | 1 |  |  |  |  | 0% | [5 empty] | 84% | 16% | 100% | 5 | 88% | 0% | 0% | 3 | 34% | 0% | 0% | 1 | 34% | 0% | 0% | 1 | 90% | 0% | 0% | 4 | 97% | 0% | 0% | 5 | 1% | 0% | 0% | 1 | 0% | 0% | 1 |  |  |  |  | 0% | [5 empty] | 72% | 25% | 97% | 5 | 85% | 0% | 0% | 3 | 40% | 0% | 0% | 1 | 40% | 0% | 0% | 1 | 89% | 0% | 0% | 3 | 95% | 0% | 0% | 5 | 2% | 0% | 0% | 1 | 0% | 0% | 1 |  |  |  |  | 0% | [5 empty] | 75% | 24% | 99% | 5 | 97% | 0% | 0% | 5 | 65% | 0% | 0% | 2 | 76% | 0% | 0% | 3 | 98% | 0% | 0% | 5 | 75% | 0% | 0% | 3 | 2% | 0% | 0% | 1
320 | Windhub | 82.65 | 3306 | 10 | 45.59% | 0% | 2 |  |  |  |  | 0% | [5 empty] | 22% | 3% | 25% | 2 | 45% | 18.52% | 0% | 1 | 23% | 13.18% | 0% | 1 | 33% | 15.13% | 0% | 1 | 70% | 34.5% | 0% | 3 | 36% | 16.02% | 0% | 1 | 0% | 10.24% | 0% | 1 | 15.93% | 0% | 1 |  |  |  |  | 1% | [5 empty] | 18% | 12% | 30% | 3 | 43% | 7.501% | 0% | 1 | 21% | 5.446% | 0% | 1 | 24% | 5.66% | 0% | 1 | 64% | 11.93% | 0% | 2 | 40% | 7.182% | 0% | 1 | 1% | 4.309% | 0% | 1 | 7.561% | 0% | 1 |  |  |  |  | 0% | [5 empty] | 16% | 9% | 25% | 2 | 45% | 3.951% | 0% | 1 | 20% | 2.721% | 0% | 1 | 23% | 2.817% | 0% | 1 | 62% | 5.654% | 0% | 2 | 42% | 3.735% | 0% | 1 | 1% | 2.185% | 0% | 1 | 4.63% | 0% | 1 |  |  |  |  | 1% | [5 empty] | 18% | 11% | 29% | 3 | 32% | 1.642% | 0% | 1 | 36% | 1.742% | 0% | 1 | 28% | 1.555% | 0% | 1 | 65% | 3.168% | 0% | 2 | 39% | 1.847% | 0% | 1 | 1% | 1.136% | 0% | 1
321 | Elliott | 0 | 0 | 0 | 0% | 0% | 1 |  |  |  |  | 0% | [5 empty] | 0% | 0% | 0% | 1 | 0% | 0% | 0% | 1 | 2% | 0% | 0% | 1 | 41% | 0% | 0% | 1 | 41% | 0% | 0% | 1 | 0% | 0% | 0% | 1 | 0% | 0% | 0% | 1 | 0% | 0% | 1 |  |  |  |  | 0% | [5 empty] | 0% | 0% | 0% | 1 | 3% | 0% | 0% | 1 | 20% | 0% | 0% | 1 | 55% | 0% | 0% | 2 | 56% | 0% | 0% | 2 | 0% | 0% | 0% | 1 | 5% | 0% | 0% | 1 | 0% | 0% | 1 |  |  |  |  | 0% | [5 empty] | 0% | 0% | 0% | 1 | 6% | 0% | 0% | 1 | 36% | 0% | 0% | 1 | 65% | 0% | 0% | 2 | 66% | 0% | 0% | 2 | 0% | 0% | 0% | 1 | 7% | 0% | 0% | 1 | 0% | 0% | 1 |  |  |  |  | 0% | [5 empty] | 0% | 0% | 0% | 1 | 6% | 0% | 0% | 1 | 39% | 0% | 0% | 1 | 69% | 0% | 0% | 2 | 70% | 0% | 0% | 3 | 4% | 0% | 0% | 1 | 8% | 0% | 0% | 1
322 | Gates | 0 | 0 | 0 | 0% | 0% | 1 |  |  |  |  | 0% | [5 empty] | 0% | 0% | 0% | 1 | 0% | 0% | 0% | 1 | 0% | 0% | 0% | 1 | 0% | 0% | 0% | 1 | 0% | 0% | 0% | 1 | 0% | 0% | 0% | 1 | 0% | 0% | 0% | 1 | 0% | 0% | 1 |  |  |  |  | 0% | [5 empty] | 80% | 0% | 80% | 5 | 100% | 0% | 0% | 5 | 0% | 0% | 0% | 1 | 36% | 0% | 0% | 1 | 100% | 0% | 0% | 5 | 66% | 0% | 0% | 2 | 0% | 0% | 0% | 1 | 0% | 0% | 1 |  |  |  |  | 0% | [5 empty] | 84% | 13% | 97% | 5 | 77% | 0% | 0% | 3 | 0% | 0% | 0% | 1 | 7% | 0% | 0% | 1 | 77% | 0% | 0% | 3 | 82% | 0% | 0% | 3 | 0% | 0% | 0% | 1 | 0% | 0% | 1 |  |  |  |  | 0% | [5 empty] | 94% | 5% | 99% | 5 | 71% | 0% | 0% | 3 | 9% | 0% | 0% | 1 | 26% | 0% | 0% | 1 | 73% | 0% | 0% | 3 | 85% | 0% | 0% | 3 | 0% | 0% | 0% | 1
323 | Madeline | 300 | 12000 | 30 | 227.1% | 9.429% | 4 |  |  |  |  | 0% | [5 empty] | 69% | 19% | 88% | 5 | 13% | 18.09% | 0% | 1 | 5% | 16.49% | 0% | 1 | 8% | 16.97% | 0% | 1 | 22% | 20.04% | 0% | 2 | 74% | 61.05% | 0% | 3 | 32% | 23% | 0% | 2 | 149% | 3.1% | 4 |  |  |  |  | 0% | [5 empty] | 65% | 24% | 89% | 5 | 19% | 10.9% | 0% | 1 | 7% | 9.479% | 0% | 1 | 12% | 10.06% | 0% | 1 | 30% | 12.59% | 0% | 1 | 82% | 47.98% | 0% | 3 | 23% | 11.54% | 0% | 1 | 97.98% | 0% | 4 |  |  |  |  | 0% | [5 empty] | 57% | 32% | 89% | 5 | 28% | 7.683% | 0% | 1 | 8% | 6.006% | 0% | 1 | 11% | 6.177% | 0% | 1 | 39% | 8.963% | 0% | 1 | 82% | 31.33% | 0% | 3 | 21% | 6.924% | 0% | 1 | 52.26% | 0% | 3 |  |  |  |  | 2% | [5 empty] | 55% | 22% | 77% | 5 | 39% | 5.157% | 0% | 1 | 14% | 3.628% | 0% | 1 | 9% | 3.434% | 0% | 1 | 50% | 6.202% | 0% | 2 | 81% | 16.27% | 0% | 3 | 15% | 3.667% | 0% | 1
324 | Putah Creek | 0 | 0 | 0 | 0% | 0% | 1 |  |  |  |  | 8% | [5 empty] | 89% | 0% | 89% | 5 | 87% | 0% | 0% | 3 | 7% | 0% | 0% | 1 | 0% | 0% | 0% | 1 | 88% | 0% | 0% | 3 | 61% | 0% | 0% | 2 | 1% | 0% | 0% | 1 | 0% | 0% | 1 |  |  |  |  | 11% | [5 empty] | 80% | 0% | 80% | 5 | 80% | 0% | 0% | 3 | 14% | 0% | 0% | 1 | 8% | 0% | 0% | 1 | 84% | 0% | 0% | 3 | 61% | 0% | 0% | 2 | 1% | 0% | 0% | 1 | 0% | 0% | 1 |  |  |  |  | 21% | [5 empty] | 77% | 4% | 81% | 5 | 57% | 0% | 0% | 2 | 20% | 0% | 0% | 1 | 20% | 0% | 0% | 1 | 72% | 0% | 0% | 3 | 49% | 0% | 0% | 1 | 6% | 0% | 0% | 1 | 0% | 0% | 1 |  |  |  |  | 20% | [5 empty] | 56% | 11% | 67% | 3 | 46% | 0% | 0% | 1 | 18% | 0% | 0% | 1 | 19% | 0% | 0% | 1 | 63% | 0% | 0% | 2 | 38% | 0% | 0% | 1 | 16% | 0% | 0% | 1
325 | San Onofre | 0 | 0 | 0 | 0% | 0% | 1 |  |  |  |  | 0% | [5 empty] | 6% | 0% | 6% | 1 | 0% | 0% | 0% | 1 | 50% | 0% | 0% | 2 | 54% | 0% | 0% | 2 | 54% | 0% | 0% | 2 | 0% | 0% | 0% | 1 | 1% | 0% | 0% | 1 | 0% | 0% | 1 |  |  |  |  | 0% | [5 empty] | 1% | 0% | 1% | 1 | 13% | 0% | 0% | 1 | 65% | 0% | 0% | 2 | 74% | 0% | 0% | 3 | 74% | 0% | 0% | 3 | 0% | 0% | 0% | 1 | 13% | 0% | 0% | 1 | 0% | 0% | 1 |  |  |  |  | 0% | [5 empty] | 1% | 0% | 1% | 1 | 12% | 0% | 0% | 1 | 61% | 0% | 0% | 2 | 69% | 0% | 0% | 2 | 69% | 0% | 0% | 2 | 0% | 0% | 0% | 1 | 11% | 0% | 0% | 1 | 0% | 0% | 1 |  |  |  |  | 0% | [5 empty] | 1% | 0% | 1% | 1 | 8% | 0% | 0% | 1 | 43% | 0% | 0% | 1 | 77% | 0% | 0% | 3 | 78% | 0% | 0% | 3 | 0% | 0% | 0% | 1 | 10% | 0% | 0% | 1
326 | Gregg | 0 | 0 | 10 | 0% | 0% | 1 |  |  |  |  | 0% | [5 empty] | 0% | 0% | 0% | 1 | 0% | 0% | 0% | 1 | 0% | 0% | 0% | 1 | 0% | 0% | 0% | 1 | 0% | 0% | 0% | 1 | 0% | 0% | 0% | 1 | 0% | 0% | 0% | 1 | 0% | 0% | 1 |  |  |  |  | 0% | [5 empty] | 0% | 0% | 0% | 1 | 0% | 0% | 0% | 1 | 0% | 0% | 0% | 1 | 0% | 0% | 0% | 1 | 0% | 0% | 0% | 1 | 0% | 0% | 0% | 1 | 0% | 0% | 0% | 1 | 0% | 0% | 1 |  |  |  |  | 0% | [5 empty] | 0% | 0% | 0% | 1 | 0% | 0% | 0% | 1 | 0% | 0% | 0% | 1 | 0% | 0% | 0% | 1 | 0% | 0% | 0% | 1 | 0% | 0% | 0% | 1 | 0% | 0% | 0% | 1 | 0% | 0% | 1 |  |  |  |  | 0% | [5 empty] | 0% | 0% | 0% | 1 | 0% | 0% | 0% | 1 | 0% | 0% | 0% | 1 | 0% | 0% | 0% | 1 | 0% | 0% | 0% | 1 | 0% | 0% | 0% | 1 | 0% | 0% | 0% | 1
327 | Gondor | 0 | 0 | 0 | 0% | 0% | 1 |  |  |  |  | 0% | [5 empty] | 0% | 0% | 0% | 1 | 0% | 0% | 0% | 1 | 0% | 0% | 0% | 1 | 0% | 0% | 0% | 1 | 0% | 0% | 0% | 1 | 0% | 0% | 0% | 1 | 0% | 0% | 0% | 1 | 0% | 0% | 1 |  |  |  |  | 0% | [5 empty] | 0% | 0% | 0% | 1 | 0% | 0% | 0% | 1 | 0% | 0% | 0% | 1 | 0% | 0% | 0% | 1 | 0% | 0% | 0% | 1 | 0% | 0% | 0% | 1 | 0% | 0% | 0% | 1 | 0% | 0% | 1 |  |  |  |  | 0% | [5 empty] | 0% | 0% | 0% | 1 | 0% | 0% | 0% | 1 | 0% | 0% | 0% | 1 | 0% | 0% | 0% | 1 | 0% | 0% | 0% | 1 | 0% | 0% | 0% | 1 | 0% | 0% | 0% | 1 | 0% | 0% | 1 |  |  |  |  | 0% | [5 empty] | 0% | 0% | 0% | 1 | 0% | 0% | 0% | 1 | 0% | 0% | 0% | 1 | 0% | 0% | 0% | 1 | 0% | 0% | 0% | 1 | 0% | 0% | 0% | 1 | 0% | 0% | 0% | 1
328 | Cabrillo | 95.25 | 3810 | 30 | 572.1% | 55.86% | 5 |  |  |  |  | 0% | [5 empty] | 83% | 0% | 83% | 5 | 51% | 122.6% | 22.03% | 5 | 0% | 60.83% | 0% | 3 | 1% | 60.99% | 0% | 3 | 51% | 123.2% | 22.42% | 5 | 84% | 381.4% | 53.09% | 5 | 6% | 64.07% | 0% | 3 | 422.9% | 13.45% | 5 |  |  |  |  | 0% | [5 empty] | 84% | 0% | 84% | 5 | 78% | 77.49% | 0% | 4 | 1% | 17.17% | 0% | 1 | 6% | 17.96% | 0% | 1 | 83% | 97.97% | 0% | 4 | 50% | 33.9% | 0% | 2 | 7% | 18.16% | 0% | 1 | 404.9% | 12.23% | 5 |  |  |  |  | 0% | [5 empty] | 85% | 0% | 85% | 5 | 80% | 76.54% | 0% | 4 | 1% | 15.84% | 0% | 1 | 5% | 16.51% | 0% | 1 | 84% | 96.48% | 0% | 4 | 52% | 32.24% | 0% | 2 | 7% | 16.73% | 0% | 1 | 311% | 10.13% | 5 |  |  |  |  | 0% | [5 empty] | 82% | 2% | 84% | 5 | 77% | 62.18% | 0% | 3 | 1% | 14.42% | 0% | 1 | 6% | 15.14% | 0% | 1 | 82% | 78.31% | 0% | 4 | 51% | 29.01% | 0% | 2 | 7% | 15.25% | 0% | 1
329 | Mesa (PGE) | 0 | 0 | 0 | 0% | 0% | 1 |  |  |  |  | 0% | [5 empty] | 88% | 0% | 88% | 5 | 0% | 0% | 0% | 1 | 0% | 0% | 0% | 1 | 0% | 0% | 0% | 1 | 0% | 0% | 0% | 1 | 86% | 0% | 0% | 3 | 0% | 0% | 0% | 1 | 0% | 0% | 1 |  |  |  |  | 0% | [5 empty] | 25% | 67% | 92% | 5 | 4% | 0% | 0% | 1 | 2% | 0% | 0% | 1 | 20% | 0% | 0% | 1 | 21% | 0% | 0% | 1 | 83% | 0% | 0% | 3 | 4% | 0% | 0% | 1 | 0% | 0% | 1 |  |  |  |  | 0% | [5 empty] | 35% | 60% | 95% | 5 | 18% | 0% | 0% | 1 | 1% | 0% | 0% | 1 | 11% | 0% | 0% | 1 | 27% | 0% | 0% | 1 | 90% | 0% | 0% | 4 | 3% | 0% | 0% | 1 | 0% | 0% | 1 |  |  |  |  | 0% | [5 empty] | 32% | 58% | 90% | 5 | 18% | 0% | 0% | 1 | 5% | 0% | 0% | 1 | 27% | 0% | 0% | 1 | 38% | 0% | 0% | 1 | 74% | 0% | 0% | 3 | 2% | 0% | 0% | 1
330 | Schulte | 0 | 0 | 0 | 0% | 0% | 1 |  |  |  |  | 0% | [5 empty] | 0% | 0% | 0% | 1 | 0% | 0% | 0% | 1 | 0% | 0% | 0% | 1 | 13% | 0% | 0% | 1 | 13% | 0% | 0% | 1 | 0% | 0% | 0% | 1 | 99% | 0% | 0% | 5 | 0% | 0% | 1 |  |  |  |  | 0% | [5 empty] | 82% | 0% | 82% | 5 | 83% | 0% | 0% | 3 | 72% | 0% | 0% | 3 | 75% | 0% | 0% | 3 | 87% | 0% | 0% | 3 | 82% | 0% | 0% | 3 | 11% | 0% | 0% | 1 | 0% | 0% | 1 |  |  |  |  | 0% | [5 empty] | 85% | 9% | 94% | 5 | 84% | 0% | 0% | 3 | 30% | 0% | 0% | 1 | 31% | 0% | 0% | 1 | 86% | 0% | 0% | 3 | 91% | 0% | 0% | 4 | 4% | 0% | 0% | 1 | 0% | 0% | 1 |  |  |  |  | 0% | [5 empty] | 77% | 19% | 96% | 5 | 92% | 0% | 0% | 4 | 64% | 0% | 0% | 2 | 73% | 0% | 0% | 3 | 96% | 0% | 0% | 5 | 68% | 0% | 0% | 2 | 3% | 0% | 0% | 1
331 | Davis | 0 | 0 | 0 | 0% | 0% | 1 |  |  |  |  | 80% | [5 empty] | 26% | 0% | 26% | 2 | 0% | 0% | 0% | 1 | 13% | 0% | 0% | 1 | 13% | 0% | 0% | 1 | 13% | 0% | 0% | 1 | 0% | 0% | 0% | 1 | 0% | 0% | 0% | 1 | 0% | 0% | 1 |  |  |  |  | 41% | [5 empty] | 58% | 0% | 58% | 3 | 17% | 0% | 0% | 1 | 1% | 0% | 0% | 1 | 14% | 0% | 0% | 1 | 28% | 0% | 0% | 1 | 1% | 0% | 0% | 1 | 16% | 0% | 0% | 1 | 0% | 0% | 1 |  |  |  |  | 37% | [5 empty] | 47% | 0% | 47% | 2 | 29% | 0% | 0% | 1 | 18% | 0% | 0% | 1 | 22% | 0% | 0% | 1 | 49% | 0% | 0% | 1 | 13% | 0% | 0% | 1 | 15% | 0% | 0% | 1 | 0% | 0% | 1 |  |  |  |  | 25% | [5 empty] | 55% | 5% | 60% | 3 | 38% | 0% | 0% | 1 | 17% | 0% | 0% | 1 | 19% | 0% | 0% | 1 | 56% | 0% | 0% | 2 | 28% | 0% | 0% | 1 | 15% | 0% | 0% | 1
332 | Arco | 0 | 0 | 0 | 0% | 0% | 1 |  |  |  |  | 0% | [5 empty] | 0% | 0% | 0% | 1 | 0% | 0% | 0% | 1 | 0% | 0% | 0% | 1 | 0% | 0% | 0% | 1 | 0% | 0% | 0% | 1 | 0% | 0% | 0% | 1 | 0% | 0% | 0% | 1 | 0% | 0% | 1 |  |  |  |  | 0% | [5 empty] | 99% | 0% | 99% | 5 | 78% | 0% | 0% | 3 | 0% | 0% | 0% | 1 | 0% | 0% | 0% | 1 | 78% | 0% | 0% | 3 | 98% | 0% | 0% | 5 | 0% | 0% | 0% | 1 | 0% | 0% | 1 |  |  |  |  | 0% | [5 empty] | 88% | 0% | 88% | 5 | 67% | 0% | 0% | 2 | 6% | 0% | 0% | 1 | 16% | 0% | 0% | 1 | 68% | 0% | 0% | 2 | 74% | 0% | 0% | 3 | 1% | 0% | 0% | 1 | 0% | 0% | 1 |  |  |  |  | 0% | [5 empty] | 86% | 0% | 86% | 5 | 72% | 0% | 0% | 3 | 4% | 0% | 0% | 1 | 19% | 0% | 0% | 1 | 76% | 0% | 0% | 3 | 66% | 0% | 0% | 2 | 1% | 0% | 0% | 1
333 | Goodrich | 0 | 0 | 0 | 0% | 0% | 1 |  |  |  |  | 0% | [5 empty] | 0% | 0% | 0% | 1 | 0% | 0% | 0% | 1 | 0% | 0% | 0% | 1 | 0% | 0% | 0% | 1 | 0% | 0% | 0% | 1 | 0% | 0% | 0% | 1 | 0% | 0% | 0% | 1 | 0% | 0% | 1 |  |  |  |  | 0% | [5 empty] | 0% | 0% | 0% | 1 | 0% | 0% | 0% | 1 | 0% | 0% | 0% | 1 | 0% | 0% | 0% | 1 | 0% | 0% | 0% | 1 | 0% | 0% | 0% | 1 | 0% | 0% | 0% | 1 | 0% | 0% | 1 |  |  |  |  | 0% | [5 empty] | 0% | 0% | 0% | 1 | 0% | 0% | 0% | 1 | 0% | 0% | 0% | 1 | 0% | 0% | 0% | 1 | 0% | 0% | 0% | 1 | 0% | 0% | 0% | 1 | 0% | 0% | 0% | 1 | 0% | 0% | 1 |  |  |  |  | 0% | [5 empty] | 42% | 6% | 48% | 2 | 8% | 0% | 0% | 1 | 29% | 0% | 0% | 1 | 21% | 0% | 0% | 1 | 39% | 0% | 0% | 1 | 39% | 0% | 0% | 1 | 1% | 0% | 0% | 1
334 | Newhall | 0 | 0 | 0 | 0% | 0% | 1 |  |  |  |  | 0% | [5 empty] | 0% | 0% | 0% | 1 | 0% | 0% | 0% | 1 | 0% | 0% | 0% | 1 | 0% | 0% | 0% | 1 | 0% | 0% | 0% | 1 | 0% | 0% | 0% | 1 | 0% | 0% | 0% | 1 | 0% | 0% | 1 |  |  |  |  | 0% | [5 empty] | 0% | 0% | 0% | 1 | 0% | 0% | 0% | 1 | 0% | 0% | 0% | 1 | 0% | 0% | 0% | 1 | 0% | 0% | 0% | 1 | 0% | 0% | 0% | 1 | 0% | 0% | 0% | 1 | 0% | 0% | 1 |  |  |  |  | 0% | [5 empty] | 0% | 0% | 0% | 1 | 0% | 0% | 0% | 1 | 0% | 0% | 0% | 1 | 0% | 0% | 0% | 1 | 0% | 0% | 0% | 1 | 0% | 0% | 0% | 1 | 0% | 0% | 0% | 1 | 0% | 0% | 1 |  |  |  |  | 0% | [5 empty] | 0% | 0% | 0% | 1 | 0% | 0% | 0% | 1 | 0% | 0% | 0% | 1 | 0% | 0% | 0% | 1 | 0% | 0% | 0% | 1 | 0% | 0% | 0% | 1 | 0% | 0% | 0% | 1
335 | Brentwood | 0 | 0 | 0 | 0% | 0% | 1 |  |  |  |  | 1% | [5 empty] | 80% | 0% | 80% | 5 | 60% | 0% | 0% | 2 | 88% | 0% | 0% | 3 | 88% | 0% | 0% | 3 | 94% | 0% | 0% | 4 | 42% | 0% | 0% | 1 | 7% | 0% | 0% | 1 | 0% | 0% | 1 |  |  |  |  | 10% | [5 empty] | 47% | 0% | 47% | 2 | 40% | 0% | 0% | 1 | 74% | 0% | 0% | 3 | 76% | 0% | 0% | 3 | 81% | 0% | 0% | 3 | 12% | 0% | 0% | 1 | 13% | 0% | 0% | 1 | 0% | 0% | 1 |  |  |  |  | 11% | [5 empty] | 50% | 0% | 50% | 3 | 50% | 0% | 0% | 2 | 70% | 0% | 0% | 3 | 69% | 0% | 0% | 2 | 76% | 0% | 0% | 3 | 19% | 0% | 0% | 1 | 16% | 0% | 0% | 1 | 0% | 0% | 1 |  |  |  |  | 19% | [5 empty] | 48% | 1% | 49% | 2 | 35% | 0% | 0% | 1 | 50% | 0% | 0% | 2 | 49% | 0% | 0% | 1 | 64% | 0% | 0% | 2 | 17% | 0% | 0% | 1 | 22% | 0% | 0% | 1
336 | Neenach | 0 | 0 | 0 | 0% | 0% | 1 |  |  |  |  | 1% | [5 empty] | 13% | 5% | 18% | 2 | 18% | 0% | 0% | 1 | 43% | 0% | 0% | 1 | 28% | 0% | 0% | 1 | 59% | 0% | 0% | 2 | 23% | 0% | 0% | 1 | 1% | 0% | 0% | 1 | 0% | 0% | 1 |  |  |  |  | 1% | [5 empty] | 21% | 9% | 30% | 2 | 24% | 0% | 0% | 1 | 45% | 0% | 0% | 1 | 31% | 0% | 0% | 1 | 62% | 0% | 0% | 2 | 31% | 0% | 0% | 1 | 1% | 0% | 0% | 1 | 0% | 0% | 1 |  |  |  |  | 1% | [5 empty] | 23% | 15% | 38% | 3 | 34% | 0% | 0% | 1 | 39% | 0% | 0% | 1 | 31% | 0% | 0% | 1 | 65% | 0% | 0% | 2 | 35% | 0% | 0% | 1 | 1% | 0% | 0% | 1 | 0% | 0% | 1 |  |  |  |  | 1% | [5 empty] | 26% | 17% | 43% | 3 | 34% | 0% | 0% | 1 | 37% | 0% | 0% | 1 | 31% | 0% | 0% | 1 | 63% | 0% | 0% | 2 | 36% | 0% | 0% | 1 | 1% | 0% | 0% | 1
337 | Bahia | 0 | 0 | 0 | 0% | 0% | 1 |  |  |  |  | 0% | [5 empty] | 43% | 0% | 43% | 2 | 45% | 0% | 0% | 1 | 42% | 0% | 0% | 1 | 26% | 0% | 0% | 1 | 82% | 0% | 0% | 3 | 23% | 0% | 0% | 1 | 35% | 0% | 0% | 1 | 0% | 0% | 1 |  |  |  |  | 0% | [5 empty] | 44% | 0% | 44% | 2 | 56% | 0% | 0% | 2 | 49% | 0% | 0% | 1 | 36% | 0% | 0% | 1 | 88% | 0% | 0% | 3 | 29% | 0% | 0% | 1 | 39% | 0% | 0% | 1 | 0% | 0% | 1 |  |  |  |  | 0% | [5 empty] | 57% | 0% | 57% | 3 | 45% | 0% | 0% | 1 | 47% | 0% | 0% | 1 | 40% | 0% | 0% | 1 | 82% | 0% | 0% | 3 | 27% | 0% | 0% | 1 | 35% | 0% | 0% | 1 | 0% | 0% | 1 |  |  |  |  | 17% | [5 empty] | 47% | 0% | 47% | 2 | 31% | 0% | 0% | 1 | 41% | 0% | 0% | 1 | 39% | 0% | 0% | 1 | 63% | 0% | 0% | 2 | 19% | 0% | 0% | 1 | 24% | 0% | 0% | 1
338 | Vaca Dixon | 0 | 0 | 0 | 0% | 0% | 1 |  |  |  |  | 34% | [5 empty] | 54% | 0% | 54% | 3 | 27% | 0% | 0% | 1 | 54% | 0% | 0% | 2 | 50% | 0% | 0% | 2 | 77% | 0% | 0% | 3 | 21% | 0% | 0% | 1 | 16% | 0% | 0% | 1 | 0% | 0% | 1 |  |  |  |  | 22% | [5 empty] | 66% | 0% | 66% | 3 | 30% | 0% | 0% | 1 | 28% | 0% | 0% | 1 | 30% | 0% | 0% | 1 | 60% | 0% | 0% | 2 | 19% | 0% | 0% | 1 | 23% | 0% | 0% | 1 | 0% | 0% | 1 |  |  |  |  | 26% | [5 empty] | 58% | 0% | 58% | 3 | 32% | 0% | 0% | 1 | 21% | 0% | 0% | 1 | 24% | 0% | 0% | 1 | 54% | 0% | 0% | 2 | 21% | 0% | 0% | 1 | 19% | 0% | 0% | 1 | 0% | 0% | 1 |  |  |  |  | 21% | [5 empty] | 49% | 2% | 51% | 3 | 37% | 0% | 0% | 1 | 26% | 0% | 0% | 1 | 25% | 0% | 0% | 1 | 60% | 0% | 0% | 2 | 24% | 0% | 0% | 1 | 20% | 0% | 0% | 1
339 | Carrizo Plains | 0 | 0 | 0 | 0% | 0% | 1 |  |  |  |  | 0% | [5 empty] | 62% | 0% | 62% | 3 | 78% | 0% | 0% | 3 | 0% | 0% | 0% | 1 | 17% | 0% | 0% | 1 | 78% | 0% | 0% | 3 | 61% | 0% | 0% | 2 | 0% | 0% | 0% | 1 | 0% | 0% | 1 |  |  |  |  | 0% | [5 empty] | 34% | 34% | 68% | 5 | 56% | 0% | 0% | 2 | 0% | 0% | 0% | 1 | 8% | 0% | 0% | 1 | 56% | 0% | 0% | 2 | 67% | 0% | 0% | 2 | 0% | 0% | 0% | 1 | 0% | 0% | 1 |  |  |  |  | 0% | [5 empty] | 52% | 31% | 83% | 5 | 60% | 0% | 0% | 2 | 3% | 0% | 0% | 1 | 13% | 0% | 0% | 1 | 67% | 0% | 0% | 2 | 67% | 0% | 0% | 2 | 0% | 0% | 0% | 1 | 0% | 0% | 1 |  |  |  |  | 0% | [5 empty] | 46% | 46% | 92% | 5 | 40% | 0% | 0% | 1 | 4% | 0% | 0% | 1 | 16% | 0% | 0% | 1 | 49% | 0% | 0% | 1 | 69% | 0% | 0% | 2 | 1% | 0% | 0% | 1
340 | Vista (VEA) | 0 | 0 | 0 | 0% | 0% | 1 |  |  |  |  | 0% | [5 empty] | 0% | 0% | 0% | 1 | 0% | 0% | 0% | 1 | 0% | 0% | 0% | 1 | 0% | 0% | 0% | 1 | 0% | 0% | 0% | 1 | 0% | 0% | 0% | 1 | 0% | 0% | 0% | 1 | 0% | 0% | 1 |  |  |  |  | 0% | [5 empty] | 0% | 0% | 0% | 1 | 0% | 0% | 0% | 1 | 44% | 0% | 0% | 1 | 61% | 0% | 0% | 2 | 61% | 0% | 0% | 2 | 30% | 0% | 0% | 1 | 8% | 0% | 0% | 1 | 0% | 0% | 1 |  |  |  |  | 0% | [5 empty] | 0% | 0% | 0% | 1 | 10% | 0% | 0% | 1 | 10% | 0% | 0% | 1 | 23% | 0% | 0% | 1 | 33% | 0% | 0% | 1 | 64% | 0% | 0% | 2 | 2% | 0% | 0% | 1 | 0% | 0% | 1 |  |  |  |  | 0% | [5 empty] | 0% | 0% | 0% | 1 | 5% | 0% | 0% | 1 | 1% | 0% | 0% | 1 | 13% | 0% | 0% | 1 | 16% | 0% | 0% | 1 | 25% | 0% | 0% | 1 | 0% | 0% | 0% | 1
341 | Merced | 0 | 0 | 0 | 0% | 0% | 1 |  |  |  |  | 0% | [5 empty] | 0% | 0% | 0% | 1 | 0% | 0% | 0% | 1 | 0% | 0% | 0% | 1 | 0% | 0% | 0% | 1 | 0% | 0% | 0% | 1 | 0% | 0% | 0% | 1 | 0% | 0% | 0% | 1 | 0% | 0% | 1 |  |  |  |  | 0% | [5 empty] | 0% | 0% | 0% | 1 | 0% | 0% | 0% | 1 | 0% | 0% | 0% | 1 | 0% | 0% | 0% | 1 | 0% | 0% | 0% | 1 | 0% | 0% | 0% | 1 | 0% | 0% | 0% | 1 | 0% | 0% | 1 |  |  |  |  | 0% | [5 empty] | 0% | 0% | 0% | 1 | 0% | 0% | 0% | 1 | 0% | 0% | 0% | 1 | 0% | 0% | 0% | 1 | 0% | 0% | 0% | 1 | 0% | 0% | 0% | 1 | 0% | 0% | 0% | 1 | 0% | 0% | 1 |  |  |  |  | 0% | [5 empty] | 0% | 0% | 0% | 1 | 0% | 0% | 0% | 1 | 0% | 0% | 0% | 1 | 0% | 0% | 0% | 1 | 0% | 0% | 0% | 1 | 0% | 0% | 0% | 1 | 0% | 0% | 0% | 1
342 | Otay Mesa | 0 | 0 | 0 | 0% | 0% | 1 |  |  |  |  | 0% | [5 empty] | 0% | 0% | 0% | 1 | 21% | 0% | 0% | 1 | 76% | 0% | 0% | 3 | 94% | 0% | 0% | 4 | 94% | 0% | 0% | 4 | 1% | 0% | 0% | 1 | 19% | 0% | 0% | 1 | 0% | 0% | 1 |  |  |  |  | 0% | [5 empty] | 0% | 0% | 0% | 1 | 12% | 0% | 0% | 1 | 60% | 0% | 0% | 2 | 91% | 0% | 0% | 4 | 91% | 0% | 0% | 4 | 8% | 0% | 0% | 1 | 10% | 0% | 0% | 1 | 0% | 0% | 1 |  |  |  |  | 0% | [5 empty] | 0% | 0% | 0% | 1 | 7% | 0% | 0% | 1 | 32% | 0% | 0% | 1 | 68% | 0% | 0% | 2 | 69% | 0% | 0% | 2 | 4% | 0% | 0% | 1 | 8% | 0% | 0% | 1 | 0% | 0% | 1 |  |  |  |  | 0% | [5 empty] | 0% | 3% | 3% | 2 | 6% | 0% | 0% | 1 | 34% | 0% | 0% | 1 | 61% | 0% | 0% | 2 | 65% | 0% | 0% | 2 | 6% | 0% | 0% | 1 | 6% | 0% | 0% | 1
343 | Leavitt | 102 | 4080 | 30 | 270.6% | 20.44% | 5 |  |  |  |  | 0% | [5 empty] | 97% | 2% | 99% | 5 | 46% | 53.64% | 0% | 3 | 19% | 35.56% | 0% | 2 | 15% | 34.25% | 0% | 2 | 52% | 59.74% | 0% | 3 | 82% | 163.9% | 13.71% | 5 | 7% | 31.16% | 0% | 2 | 68.71% | 0% | 3 |  |  |  |  | 0% | [5 empty] | 83% | 2% | 85% | 5 | 51% | 23.83% | 0% | 2 | 21% | 14.65% | 0% | 1 | 21% | 14.58% | 0% | 1 | 61% | 29.54% | 0% | 2 | 65% | 33.2% | 0% | 2 | 12% | 13.11% | 0% | 1 | 46.61% | 0% | 2 |  |  |  |  | 0% | [5 empty] | 77% | 4% | 81% | 5 | 52% | 15.16% | 0% | 2 | 15% | 8.521% | 0% | 1 | 18% | 8.799% | 0% | 1 | 60% | 18.13% | 0% | 2 | 67% | 21.94% | 0% | 2 | 12% | 8.186% | 0% | 1 | 37.19% | 0% | 2 |  |  |  |  | 0% | [5 empty] | 59% | 28% | 87% | 5 | 46% | 7.374% | 0% | 1 | 10% | 4.377% | 0% | 1 | 16% | 4.734% | 0% | 1 | 54% | 8.701% | 0% | 2 | 78% | 17.78% | 0% | 3 | 9% | 4.345% | 0% | 1
344 | Primm | 0 | 0 | 0 | 0% | 0% | 1 |  |  |  |  | 0% | [5 empty] | 0% | 0% | 0% | 1 | 88% | 0% | 0% | 3 | 79% | 0% | 0% | 3 | 12% | 0% | 0% | 1 | 99% | 0% | 0% | 5 | 17% | 0% | 0% | 1 | 0% | 0% | 0% | 1 | 0% | 0% | 1 |  |  |  |  | 0% | [5 empty] | 0% | 0% | 0% | 1 | 87% | 0% | 0% | 3 | 78% | 0% | 0% | 3 | 12% | 0% | 0% | 1 | 98% | 0% | 0% | 5 | 17% | 0% | 0% | 1 | 0% | 0% | 0% | 1 | 0% | 0% | 1 |  |  |  |  | 0% | [5 empty] | 0% | 0% | 0% | 1 | 70% | 0% | 0% | 3 | 66% | 0% | 0% | 2 | 12% | 0% | 0% | 1 | 82% | 0% | 0% | 3 | 22% | 0% | 0% | 1 | 1% | 0% | 0% | 1 | 0% | 0% | 1 |  |  |  |  | 0% | [5 empty] | 0% | 0% | 0% | 1 | 35% | 0% | 0% | 1 | 46% | 0% | 0% | 1 | 15% | 0% | 0% | 1 | 54% | 0% | 0% | 2 | 47% | 0% | 0% | 1 | 1% | 0% | 0% | 1
345 | Granite | 0 | 0 | 0 | 0% | 0% | 1 |  |  |  |  | 0% | [5 empty] | 0% | 0% | 0% | 1 | 0% | 0% | 0% | 1 | 0% | 0% | 0% | 1 | 0% | 0% | 0% | 1 | 0% | 0% | 0% | 1 | 0% | 0% | 0% | 1 | 0% | 0% | 0% | 1 | 0% | 0% | 1 |  |  |  |  | 0% | [5 empty] | 0% | 0% | 0% | 1 | 0% | 0% | 0% | 1 | 0% | 0% | 0% | 1 | 0% | 0% | 0% | 1 | 0% | 0% | 0% | 1 | 0% | 0% | 0% | 1 | 0% | 0% | 0% | 1 | 0% | 0% | 1 |  |  |  |  | 11% | [5 empty] | 0% | 0% | 0% | 1 | 100% | 0% | 0% | 5 | 0% | 0% | 0% | 1 | 100% | 0% | 0% | 5 | 100% | 0% | 0% | 5 | 0% | 0% | 0% | 1 | 19% | 0% | 0% | 1 | 0% | 0% | 1 |  |  |  |  | 51% | [5 empty] | 25% | 0% | 25% | 2 | 17% | 0% | 0% | 1 | 8% | 0% | 0% | 1 | 13% | 0% | 0% | 1 | 29% | 0% | 0% | 1 | 1% | 0% | 0% | 1 | 15% | 0% | 0% | 1
346 | Lake View | 0 | 0 | 0 | 0% | 0% | 1 |  |  |  |  | 0% | [5 empty] | 46% | 40% | 86% | 5 | 92% | 0% | 0% | 4 | 54% | 0% | 0% | 2 | 73% | 0% | 0% | 3 | 100% | 0% | 0% | 5 | 36% | 0% | 0% | 1 | 0% | 0% | 0% | 1 | 0% | 0% | 1 |  |  |  |  | 0% | [5 empty] | 43% | 45% | 88% | 5 | 91% | 0% | 0% | 4 | 48% | 0% | 0% | 1 | 66% | 0% | 0% | 2 | 100% | 0% | 0% | 5 | 38% | 0% | 0% | 1 | 0% | 0% | 0% | 1 | 0% | 0% | 1 |  |  |  |  | 0% | [5 empty] | 28% | 62% | 90% | 5 | 86% | 0% | 0% | 3 | 38% | 0% | 0% | 1 | 73% | 0% | 0% | 3 | 95% | 0% | 0% | 5 | 49% | 0% | 0% | 1 | 1% | 0% | 0% | 1 | 0% | 0% | 1 |  |  |  |  | 0% | [5 empty] | 27% | 61% | 88% | 5 | 59% | 0% | 0% | 2 | 28% | 0% | 0% | 1 | 53% | 0% | 0% | 2 | 76% | 0% | 0% | 3 | 72% | 0% | 0% | 3 | 1% | 0% | 0% | 1
347 | Birds Landing | 0 | 0 | 15 | 0% | 0% | 1 |  |  |  |  | 5% | [5 empty] | 50% | 0% | 50% | 3 | 19% | 0% | 0% | 1 | 49% | 0% | 0% | 1 | 41% | 0% | 0% | 1 | 60% | 0% | 0% | 2 | 6% | 0% | 0% | 1 | 45% | 0% | 0% | 1 | 0% | 0% | 1 |  |  |  |  | 22% | [5 empty] | 37% | 0% | 37% | 2 | 17% | 0% | 0% | 1 | 45% | 0% | 0% | 1 | 40% | 0% | 0% | 1 | 57% | 0% | 0% | 2 | 6% | 0% | 0% | 1 | 32% | 0% | 0% | 1 | 0% | 0% | 1 |  |  |  |  | 26% | [5 empty] | 39% | 0% | 39% | 2 | 20% | 0% | 0% | 1 | 36% | 0% | 0% | 1 | 33% | 0% | 0% | 1 | 51% | 0% | 0% | 2 | 8% | 0% | 0% | 1 | 26% | 0% | 0% | 1 | 0% | 0% | 1 |  |  |  |  | 23% | [5 empty] | 46% | 0% | 46% | 2 | 29% | 0% | 0% | 1 | 36% | 0% | 0% | 1 | 37% | 0% | 0% | 1 | 58% | 0% | 0% | 2 | 13% | 0% | 0% | 1 | 22% | 0% | 0% | 1
348 | Highwind | 0 | 0 | 0 | 0% | 0% | 1 |  |  |  |  | 0% | [5 empty] | 28% | 34% | 62% | 5 | 58% | 0% | 0% | 2 | 9% | 0% | 0% | 1 | 35% | 0% | 0% | 1 | 77% | 0% | 0% | 3 | 52% | 0% | 0% | 2 | 1% | 0% | 0% | 1 | 0% | 0% | 1 |  |  |  |  | 0% | [5 empty] | 27% | 20% | 47% | 4 | 47% | 0% | 0% | 1 | 22% | 0% | 0% | 1 | 32% | 0% | 0% | 1 | 70% | 0% | 0% | 3 | 51% | 0% | 0% | 2 | 1% | 0% | 0% | 1 | 0% | 0% | 1 |  |  |  |  | 0% | [5 empty] | 19% | 13% | 32% | 3 | 50% | 0% | 0% | 2 | 20% | 0% | 0% | 1 | 26% | 0% | 0% | 1 | 66% | 0% | 0% | 2 | 49% | 0% | 0% | 1 | 1% | 0% | 0% | 1 | 0% | 0% | 1 |  |  |  |  | 1% | [5 empty] | 18% | 10% | 28% | 3 | 34% | 0% | 0% | 1 | 36% | 0% | 0% | 1 | 29% | 0% | 0% | 1 | 67% | 0% | 0% | 2 | 40% | 0% | 0% | 1 | 1% | 0% | 0% | 1
349 | Santiago | 0 | 0 | 0 | 0% | 0% | 1 |  |  |  |  | 0% | [5 empty] | 0% | 0% | 0% | 1 | 4% | 0% | 0% | 1 | 15% | 0% | 0% | 1 | 80% | 0% | 0% | 3 | 85% | 0% | 0% | 3 | 0% | 0% | 0% | 1 | 3% | 0% | 0% | 1 | 0% | 0% | 1 |  |  |  |  | 0% | [5 empty] | 0% | 0% | 0% | 1 | 3% | 0% | 0% | 1 | 22% | 0% | 0% | 1 | 79% | 0% | 0% | 3 | 82% | 0% | 0% | 3 | 0% | 0% | 0% | 1 | 8% | 0% | 0% | 1 | 0% | 0% | 1 |  |  |  |  | 0% | [5 empty] | 0% | 0% | 0% | 1 | 2% | 0% | 0% | 1 | 39% | 0% | 0% | 1 | 81% | 0% | 0% | 3 | 83% | 0% | 0% | 3 | 0% | 0% | 0% | 1 | 7% | 0% | 0% | 1 | 0% | 0% | 1 |  |  |  |  | 0% | [5 empty] | 0% | 0% | 0% | 1 | 1% | 0% | 0% | 1 | 17% | 0% | 0% | 1 | 61% | 0% | 0% | 2 | 62% | 0% | 0% | 2 | 0% | 0% | 0% | 1 | 3% | 0% | 0% | 1
350 | Red Bluff | 0 | 0 | 0 | 0% | 0% | 1 |  |  |  |  | 0% | [5 empty] | 0% | 0% | 0% | 1 | 38% | 0% | 0% | 1 | 0% | 0% | 0% | 1 | 0% | 0% | 0% | 1 | 38% | 0% | 0% | 1 | 48% | 0% | 0% | 1 | 1% | 0% | 0% | 1 | 0% | 0% | 1 |  |  |  |  | 0% | [5 empty] | 0% | 0% | 0% | 1 | 46% | 0% | 0% | 1 | 11% | 0% | 0% | 1 | 11% | 0% | 0% | 1 | 47% | 0% | 0% | 1 | 51% | 0% | 0% | 2 | 1% | 0% | 0% | 1 | 0% | 0% | 1 |  |  |  |  | 0% | [5 empty] | 0% | 0% | 0% | 1 | 39% | 0% | 0% | 1 | 25% | 0% | 0% | 1 | 15% | 0% | 0% | 1 | 52% | 0% | 0% | 2 | 54% | 0% | 0% | 2 | 1% | 0% | 0% | 1 | 0% | 0% | 1 |  |  |  |  | 0% | [5 empty] | 0% | 0% | 0% | 1 | 50% | 0% | 0% | 2 | 32% | 0% | 0% | 1 | 26% | 0% | 0% | 1 | 61% | 0% | 0% | 2 | 68% | 0% | 0% | 2 | 1% | 0% | 0% | 1
351 | Beatty | 0 | 0 | 0 | 0% | 0% | 1 |  |  |  |  | 0% | [5 empty] | 0% | 0% | 0% | 1 | 0% | 0% | 0% | 1 | 0% | 0% | 0% | 1 | 0% | 0% | 0% | 1 | 0% | 0% | 0% | 1 | 0% | 0% | 0% | 1 | 0% | 0% | 0% | 1 | 0% | 0% | 1 |  |  |  |  | 0% | [5 empty] | 0% | 0% | 0% | 1 | 0% | 0% | 0% | 1 | 0% | 0% | 0% | 1 | 0% | 0% | 0% | 1 | 0% | 0% | 0% | 1 | 0% | 0% | 0% | 1 | 0% | 0% | 0% | 1 | 0% | 0% | 1 |  |  |  |  | 0% | [5 empty] | 0% | 0% | 0% | 1 | 0% | 0% | 0% | 1 | 0% | 0% | 0% | 1 | 0% | 0% | 0% | 1 | 0% | 0% | 0% | 1 | 0% | 0% | 0% | 1 | 0% | 0% | 0% | 1 | 0% | 0% | 1 |  |  |  |  | 0% | [5 empty] | 0% | 0% | 0% | 1 | 0% | 0% | 0% | 1 | 0% | 0% | 0% | 1 | 0% | 0% | 0% | 1 | 0% | 0% | 0% | 1 | 0% | 0% | 0% | 1 | 0% | 0% | 0% | 1
352 | Mirage | 0 | 0 | 0 | 0% | 0% | 1 |  |  |  |  | 0% | [5 empty] | 0% | 0% | 0% | 1 | 10% | 0% | 0% | 1 | 19% | 0% | 0% | 1 | 17% | 0% | 0% | 1 | 29% | 0% | 0% | 1 | 48% | 0% | 0% | 1 | 0% | 0% | 0% | 1 | 0% | 0% | 1 |  |  |  |  | 0% | [5 empty] | 0% | 0% | 0% | 1 | 10% | 0% | 0% | 1 | 30% | 0% | 0% | 1 | 22% | 0% | 0% | 1 | 37% | 0% | 0% | 1 | 55% | 0% | 0% | 2 | 0% | 0% | 0% | 1 | 0% | 0% | 1 |  |  |  |  | 0% | [5 empty] | 1% | 7% | 8% | 2 | 14% | 0% | 0% | 1 | 29% | 0% | 0% | 1 | 25% | 0% | 0% | 1 | 42% | 0% | 0% | 1 | 60% | 0% | 0% | 2 | 0% | 0% | 0% | 1 | 0% | 0% | 1 |  |  |  |  | 0% | [5 empty] | 10% | 17% | 27% | 3 | 17% | 0% | 0% | 1 | 25% | 0% | 0% | 1 | 25% | 0% | 0% | 1 | 41% | 0% | 0% | 1 | 56% | 0% | 0% | 2 | 0% | 0% | 0% | 1
353 | Sutter Power | 0 | 0 | 0 | 0% | 0% | 1 |  |  |  |  | 0% | [5 empty] | 0% | 0% | 0% | 1 | 0% | 0% | 0% | 1 | 0% | 0% | 0% | 1 | 0% | 0% | 0% | 1 | 0% | 0% | 0% | 1 | 0% | 0% | 0% | 1 | 0% | 0% | 0% | 1 | 0% | 0% | 1 |  |  |  |  | 0% | [5 empty] | 100% | 0% | 100% | 5 | 97% | 0% | 0% | 5 | 65% | 0% | 0% | 2 | 65% | 0% | 0% | 2 | 98% | 0% | 0% | 5 | 82% | 0% | 0% | 3 | 0% | 0% | 0% | 1 | 0% | 0% | 1 |  |  |  |  | 0% | [5 empty] | 100% | 0% | 100% | 5 | 97% | 0% | 0% | 5 | 65% | 0% | 0% | 2 | 65% | 0% | 0% | 2 | 98% | 0% | 0% | 5 | 82% | 0% | 0% | 3 | 0% | 0% | 0% | 1 | 0% | 0% | 1 |  |  |  |  | 5% | [5 empty] | 50% | 46% | 96% | 5 | 84% | 0% | 0% | 3 | 5% | 0% | 0% | 1 | 5% | 0% | 0% | 1 | 84% | 0% | 0% | 3 | 77% | 0% | 0% | 3 | 1% | 0% | 0% | 1
354 | Manteca | 0 | 0 | 0 | 0% | 0% | 1 |  |  |  |  | 0% | [5 empty] | 0% | 0% | 0% | 1 | 0% | 0% | 0% | 1 | 0% | 0% | 0% | 1 | 0% | 0% | 0% | 1 | 0% | 0% | 0% | 1 | 0% | 0% | 0% | 1 | 0% | 0% | 0% | 1 | 0% | 0% | 1 |  |  |  |  | 0% | [5 empty] | 0% | 0% | 0% | 1 | 0% | 0% | 0% | 1 | 0% | 0% | 0% | 1 | 0% | 0% | 0% | 1 | 0% | 0% | 0% | 1 | 0% | 0% | 0% | 1 | 0% | 0% | 0% | 1 | 0% | 0% | 1 |  |  |  |  | 8% | [5 empty] | 78% | 1% | 79% | 5 | 79% | 0% | 0% | 3 | 95% | 0% | 0% | 5 | 93% | 0% | 0% | 4 | 100% | 0% | 0% | 5 | 38% | 0% | 0% | 1 | 2% | 0% | 0% | 1 | 0% | 0% | 1 |  |  |  |  | 5% | [5 empty] | 71% | 12% | 83% | 5 | 83% | 0% | 0% | 3 | 75% | 0% | 0% | 3 | 86% | 0% | 0% | 3 | 97% | 0% | 0% | 5 | 47% | 0% | 0% | 1 | 4% | 0% | 0% | 1
355 | El Patio | 0 | 0 | 0 | 0% | 0% | 1 |  |  |  |  | 0% | [5 empty] | 40% | 0% | 40% | 2 | 40% | 0% | 0% | 1 | 0% | 0% | 0% | 1 | 22% | 0% | 0% | 1 | 40% | 0% | 0% | 1 | 40% | 0% | 0% | 1 | 0% | 0% | 0% | 1 | 0% | 0% | 1 |  |  |  |  | 0% | [5 empty] | 47% | 0% | 47% | 2 | 52% | 0% | 0% | 2 | 0% | 0% | 0% | 1 | 12% | 0% | 0% | 1 | 56% | 0% | 0% | 2 | 25% | 0% | 0% | 1 | 26% | 0% | 0% | 1 | 0% | 0% | 1 |  |  |  |  | 0% | [5 empty] | 90% | 5% | 95% | 5 | 84% | 0% | 0% | 3 | 35% | 0% | 0% | 1 | 36% | 0% | 0% | 1 | 86% | 0% | 0% | 3 | 92% | 0% | 0% | 4 | 4% | 0% | 0% | 1 | 0% | 0% | 1 |  |  |  |  | 0% | [5 empty] | 46% | 43% | 89% | 5 | 84% | 0% | 0% | 3 | 40% | 0% | 0% | 1 | 43% | 0% | 0% | 1 | 91% | 0% | 0% | 4 | 85% | 0% | 0% | 3 | 2% | 0% | 0% | 1
356 | Pardee | 0 | 0 | 0 | 0% | 0% | 1 |  |  |  |  | 0% | [5 empty] | 43% | 56% | 99% | 5 | 69% | 0% | 0% | 2 | 3% | 0% | 0% | 1 | 4% | 0% | 0% | 1 | 70% | 0% | 0% | 3 | 64% | 0% | 0% | 2 | 2% | 0% | 0% | 1 | 0% | 0% | 1 |  |  |  |  | 0% | [5 empty] | 33% | 64% | 97% | 5 | 56% | 0% | 0% | 2 | 2% | 0% | 0% | 1 | 2% | 0% | 0% | 1 | 57% | 0% | 0% | 2 | 68% | 0% | 0% | 2 | 2% | 0% | 0% | 1 | 0% | 0% | 1 |  |  |  |  | 0% | [5 empty] | 21% | 54% | 75% | 5 | 32% | 0% | 0% | 1 | 15% | 0% | 0% | 1 | 21% | 0% | 0% | 1 | 53% | 0% | 0% | 2 | 54% | 0% | 0% | 2 | 4% | 0% | 0% | 1 | 0% | 0% | 1 |  |  |  |  | 1% | [5 empty] | 25% | 20% | 45% | 4 | 24% | 0% | 0% | 1 | 38% | 0% | 0% | 1 | 27% | 0% | 0% | 1 | 59% | 0% | 0% | 2 | 31% | 0% | 0% | 1 | 2% | 0% | 0% | 1
357 | Los Coches | 0 | 0 | 0 | 0% | 0% | 1 |  |  |  |  | 0% | [5 empty] | 0% | 0% | 0% | 1 | 0% | 0% | 0% | 1 | 0% | 0% | 0% | 1 | 0% | 0% | 0% | 1 | 0% | 0% | 0% | 1 | 0% | 0% | 0% | 1 | 0% | 0% | 0% | 1 | 0% | 0% | 1 |  |  |  |  | 0% | [5 empty] | 0% | 0% | 0% | 1 | 0% | 0% | 0% | 1 | 0% | 0% | 0% | 1 | 0% | 0% | 0% | 1 | 0% | 0% | 0% | 1 | 0% | 0% | 0% | 1 | 0% | 0% | 0% | 1 | 0% | 0% | 1 |  |  |  |  | 0% | [5 empty] | 0% | 0% | 0% | 1 | 4% | 0% | 0% | 1 | 6% | 0% | 0% | 1 | 52% | 0% | 0% | 2 | 52% | 0% | 0% | 2 | 0% | 0% | 0% | 1 | 1% | 0% | 0% | 1 | 0% | 0% | 1 |  |  |  |  | 0% | [5 empty] | 8% | 81% | 89% | 5 | 22% | 0% | 0% | 1 | 48% | 0% | 0% | 1 | 67% | 0% | 0% | 2 | 74% | 0% | 0% | 3 | 47% | 0% | 0% | 1 | 9% | 0% | 0% | 1
358 | Serrano | 0 | 0 | 0 | 0% | 0% | 1 |  |  |  |  | 0% | [5 empty] | 0% | 0% | 0% | 1 | 0% | 0% | 0% | 1 | 0% | 0% | 0% | 1 | 0% | 0% | 0% | 1 | 0% | 0% | 0% | 1 | 0% | 0% | 0% | 1 | 0% | 0% | 0% | 1 | 0% | 0% | 1 |  |  |  |  | 0% | [5 empty] | 0% | 0% | 0% | 1 | 0% | 0% | 0% | 1 | 100% | 0% | 0% | 5 | 100% | 0% | 0% | 5 | 100% | 0% | 0% | 5 | 0% | 0% | 0% | 1 | 64% | 0% | 0% | 2 | 0% | 0% | 1 |  |  |  |  | 0% | [5 empty] | 0% | 0% | 0% | 1 | 2% | 0% | 0% | 1 | 44% | 0% | 0% | 1 | 89% | 0% | 0% | 3 | 91% | 0% | 0% | 4 | 0% | 0% | 0% | 1 | 8% | 0% | 0% | 1 | 0% | 0% | 1 |  |  |  |  | 0% | [5 empty] | 0% | 0% | 0% | 1 | 1% | 0% | 0% | 1 | 16% | 0% | 0% | 1 | 61% | 0% | 0% | 2 | 62% | 0% | 0% | 2 | 0% | 0% | 0% | 1 | 3% | 0% | 0% | 1
359 | Miller | 0 | 0 | 0 | 0% | 0% | 1 |  |  |  |  | 0% | [5 empty] | 100% | 0% | 100% | 5 | 88% | 0% | 0% | 3 | 25% | 0% | 0% | 1 | 28% | 0% | 0% | 1 | 97% | 0% | 0% | 5 | 100% | 0% | 0% | 5 | 0% | 0% | 0% | 1 | 0% | 0% | 1 |  |  |  |  | 0% | [5 empty] | 67% | 33% | 100% | 5 | 90% | 0% | 0% | 4 | 21% | 0% | 0% | 1 | 24% | 0% | 0% | 1 | 96% | 0% | 0% | 5 | 94% | 0% | 0% | 4 | 0% | 0% | 0% | 1 | 0% | 0% | 1 |  |  |  |  | 0% | [5 empty] | 47% | 53% | 100% | 5 | 97% | 0% | 0% | 5 | 12% | 0% | 0% | 1 | 28% | 0% | 0% | 1 | 99% | 0% | 0% | 5 | 97% | 0% | 0% | 5 | 0% | 0% | 0% | 1 | 0% | 0% | 1 |  |  |  |  | 0% | [5 empty] | 44% | 56% | 100% | 5 | 95% | 0% | 0% | 5 | 14% | 0% | 0% | 1 | 26% | 0% | 0% | 1 | 97% | 0% | 0% | 5 | 98% | 0% | 0% | 5 | 0% | 0% | 0% | 1
360 | Carberry | 0 | 0 | 0 | 0% | 0% | 1 |  |  |  |  | 0% | [5 empty] | 82% | 0% | 82% | 5 | 64% | 0% | 0% | 2 | 16% | 0% | 0% | 1 | 15% | 0% | 0% | 1 | 77% | 0% | 0% | 3 | 43% | 0% | 0% | 1 | 1% | 0% | 0% | 1 | 0% | 0% | 1 |  |  |  |  | 0% | [5 empty] | 78% | 1% | 79% | 5 | 58% | 0% | 0% | 2 | 14% | 0% | 0% | 1 | 13% | 0% | 0% | 1 | 70% | 0% | 0% | 3 | 44% | 0% | 0% | 1 | 1% | 0% | 0% | 1 | 0% | 0% | 1 |  |  |  |  | 0% | [5 empty] | 73% | 3% | 76% | 5 | 49% | 0% | 0% | 1 | 18% | 0% | 0% | 1 | 12% | 0% | 0% | 1 | 66% | 0% | 0% | 2 | 49% | 0% | 0% | 1 | 1% | 0% | 0% | 1 | 0% | 0% | 1 |  |  |  |  | 0% | [5 empty] | 55% | 11% | 66% | 3 | 41% | 0% | 0% | 1 | 21% | 0% | 0% | 1 | 20% | 0% | 0% | 1 | 64% | 0% | 0% | 2 | 58% | 0% | 0% | 2 | 1% | 0% | 0% | 1
361 | Wahtoke | 0 | 0 | 0 | 0% | 0% | 1 |  |  |  |  | 0% | [5 empty] | 0% | 0% | 0% | 1 | 0% | 0% | 0% | 1 | 0% | 0% | 0% | 1 | 0% | 0% | 0% | 1 | 0% | 0% | 0% | 1 | 0% | 0% | 0% | 1 | 0% | 0% | 0% | 1 | 0% | 0% | 1 |  |  |  |  | 0% | [5 empty] | 0% | 0% | 0% | 1 | 0% | 0% | 0% | 1 | 0% | 0% | 0% | 1 | 0% | 0% | 0% | 1 | 0% | 0% | 0% | 1 | 0% | 0% | 0% | 1 | 0% | 0% | 0% | 1 | 0% | 0% | 1 |  |  |  |  | 0% | [5 empty] | 0% | 0% | 0% | 1 | 0% | 0% | 0% | 1 | 0% | 0% | 0% | 1 | 0% | 0% | 0% | 1 | 0% | 0% | 0% | 1 | 0% | 0% | 0% | 1 | 0% | 0% | 0% | 1 | 0% | 0% | 1 |  |  |  |  | 0% | [5 empty] | 0% | 0% | 0% | 1 | 0% | 0% | 0% | 1 | 0% | 0% | 0% | 1 | 0% | 0% | 0% | 1 | 0% | 0% | 0% | 1 | 0% | 0% | 0% | 1 | 0% | 0% | 0% | 1
362 | Dos Amigos | 0 | 0 | 0 | 0% | 0% | 1 |  |  |  |  | 0% | [5 empty] | 0% | 0% | 0% | 1 | 0% | 0% | 0% | 1 | 0% | 0% | 0% | 1 | 0% | 0% | 0% | 1 | 0% | 0% | 0% | 1 | 0% | 0% | 0% | 1 | 0% | 0% | 0% | 1 | 0% | 0% | 1 |  |  |  |  | 0% | [5 empty] | 48% | 51% | 99% | 5 | 90% | 0% | 0% | 4 | 0% | 0% | 0% | 1 | 6% | 0% | 0% | 1 | 90% | 0% | 0% | 4 | 99% | 0% | 0% | 5 | 0% | 0% | 0% | 1 | 0% | 0% | 1 |  |  |  |  | 0% | [5 empty] | 51% | 49% | 100% | 5 | 96% | 0% | 0% | 5 | 0% | 0% | 0% | 1 | 3% | 0% | 0% | 1 | 96% | 0% | 0% | 5 | 100% | 0% | 0% | 5 | 0% | 0% | 0% | 1 | 0% | 0% | 1 |  |  |  |  | 0% | [5 empty] | 45% | 55% | 100% | 5 | 92% | 0% | 0% | 4 | 5% | 0% | 0% | 1 | 12% | 0% | 0% | 1 | 96% | 0% | 0% | 5 | 97% | 0% | 0% | 5 | 0% | 0% | 0% | 1
363 | Guernsey | 0 | 0 | 0 | 0% | 0% | 1 |  |  |  |  | 0% | [5 empty] | 0% | 0% | 0% | 1 | 0% | 0% | 0% | 1 | 0% | 0% | 0% | 1 | 0% | 0% | 0% | 1 | 0% | 0% | 0% | 1 | 0% | 0% | 0% | 1 | 0% | 0% | 0% | 1 | 0% | 0% | 1 |  |  |  |  | 0% | [5 empty] | 0% | 0% | 0% | 1 | 0% | 0% | 0% | 1 | 0% | 0% | 0% | 1 | 0% | 0% | 0% | 1 | 0% | 0% | 0% | 1 | 0% | 0% | 0% | 1 | 0% | 0% | 0% | 1 | 0% | 0% | 1 |  |  |  |  | 0% | [5 empty] | 0% | 0% | 0% | 1 | 0% | 0% | 0% | 1 | 0% | 0% | 0% | 1 | 0% | 0% | 0% | 1 | 0% | 0% | 0% | 1 | 0% | 0% | 0% | 1 | 0% | 0% | 0% | 1 | 0% | 0% | 1 |  |  |  |  | 0% | [5 empty] | 0% | 0% | 0% | 1 | 0% | 0% | 0% | 1 | 0% | 0% | 0% | 1 | 0% | 0% | 0% | 1 | 0% | 0% | 0% | 1 | 0% | 0% | 0% | 1 | 0% | 0% | 0% | 1
364 | Santa Clara | 0 | 0 | 0 | 0% | 0% | 1 |  |  |  |  | 0% | [5 empty] | 0% | 0% | 0% | 1 | 0% | 0% | 0% | 1 | 0% | 0% | 0% | 1 | 81% | 0% | 0% | 3 | 81% | 0% | 0% | 3 | 0% | 0% | 0% | 1 | 0% | 0% | 0% | 1 | 0% | 0% | 1 |  |  |  |  | 0% | [5 empty] | 1% | 0% | 1% | 1 | 14% | 0% | 0% | 1 | 58% | 0% | 0% | 2 | 72% | 0% | 0% | 3 | 73% | 0% | 0% | 3 | 1% | 0% | 0% | 1 | 18% | 0% | 0% | 1 | 0% | 0% | 1 |  |  |  |  | 0% | [5 empty] | 1% | 3% | 4% | 2 | 33% | 0% | 0% | 1 | 37% | 0% | 0% | 1 | 46% | 0% | 0% | 1 | 71% | 0% | 0% | 3 | 11% | 0% | 0% | 1 | 11% | 0% | 0% | 1 | 0% | 0% | 1 |  |  |  |  | 0% | [5 empty] | 45% | 41% | 86% | 5 | 78% | 0% | 0% | 3 | 7% | 0% | 0% | 1 | 10% | 0% | 0% | 1 | 83% | 0% | 0% | 3 | 63% | 0% | 0% | 2 | 3% | 0% | 0% | 1
365 | Glenn | 0 | 0 | 10 | 0% | 0% | 1 |  |  |  |  | 0% | [5 empty] | 100% | 0% | 100% | 5 | 100% | 0% | 0% | 5 | 0% | 0% | 0% | 1 | 0% | 0% | 0% | 1 | 100% | 0% | 0% | 5 | 100% | 0% | 0% | 5 | 0% | 0% | 0% | 1 | 0% | 0% | 1 |  |  |  |  | 1% | [5 empty] | 99% | 0% | 99% | 5 | 64% | 0% | 0% | 2 | 0% | 0% | 0% | 1 | 18% | 0% | 0% | 1 | 75% | 0% | 0% | 3 | 37% | 0% | 0% | 1 | 33% | 0% | 0% | 1 | 0% | 0% | 1 |  |  |  |  | 1% | [5 empty] | 99% | 0% | 99% | 5 | 48% | 0% | 0% | 1 | 1% | 0% | 0% | 1 | 12% | 0% | 0% | 1 | 58% | 0% | 0% | 2 | 56% | 0% | 0% | 2 | 26% | 0% | 0% | 1 | 0% | 0% | 1 |  |  |  |  | 0% | [5 empty] | 95% | 4% | 99% | 5 | 50% | 0% | 0% | 2 | 0% | 0% | 0% | 1 | 10% | 0% | 0% | 1 | 57% | 0% | 0% | 2 | 60% | 0% | 0% | 2 | 22% | 0% | 0% | 1
366 | Kerchoff 1 | 0 | 0 | 0 | 0% | 0% | 1 |  |  |  |  | 0% | [5 empty] | 0% | 0% | 0% | 1 | 0% | 0% | 0% | 1 | 0% | 0% | 0% | 1 | 0% | 0% | 0% | 1 | 0% | 0% | 0% | 1 | 0% | 0% | 0% | 1 | 0% | 0% | 0% | 1 | 0% | 0% | 1 |  |  |  |  | 0% | [5 empty] | 0% | 0% | 0% | 1 | 0% | 0% | 0% | 1 | 0% | 0% | 0% | 1 | 0% | 0% | 0% | 1 | 0% | 0% | 0% | 1 | 0% | 0% | 0% | 1 | 0% | 0% | 0% | 1 | 0% | 0% | 1 |  |  |  |  | 0% | [5 empty] | 100% | 0% | 100% | 5 | 0% | 0% | 0% | 1 | 0% | 0% | 0% | 1 | 100% | 0% | 0% | 5 | 100% | 0% | 0% | 5 | 100% | 0% | 0% | 5 | 0% | 0% | 0% | 1 | 0% | 0% | 1 |  |  |  |  | 0% | [5 empty] | 100% | 0% | 100% | 5 | 0% | 0% | 0% | 1 | 0% | 0% | 0% | 1 | 100% | 0% | 0% | 5 | 100% | 0% | 0% | 5 | 100% | 0% | 0% | 5 | 0% | 0% | 0% | 1
367 | Brunswick | 0 | 0 | 0 | 0% | 0% | 1 |  |  |  |  | 0% | [5 empty] | 0% | 0% | 0% | 1 | 0% | 0% | 0% | 1 | 0% | 0% | 0% | 1 | 0% | 0% | 0% | 1 | 0% | 0% | 0% | 1 | 0% | 0% | 0% | 1 | 0% | 0% | 0% | 1 | 0% | 0% | 1 |  |  |  |  | 0% | [5 empty] | 0% | 0% | 0% | 1 | 0% | 0% | 0% | 1 | 0% | 0% | 0% | 1 | 0% | 0% | 0% | 1 | 0% | 0% | 0% | 1 | 0% | 0% | 0% | 1 | 0% | 0% | 0% | 1 | 0% | 0% | 1 |  |  |  |  | 0% | [5 empty] | 0% | 100% | 100% | 5 | 0% | 0% | 0% | 1 | 0% | 0% | 0% | 1 | 0% | 0% | 0% | 1 | 0% | 0% | 0% | 1 | 68% | 0% | 0% | 2 | 0% | 0% | 0% | 1 | 0% | 0% | 1 |  |  |  |  | 0% | [5 empty] | 70% | 5% | 75% | 5 | 22% | 0% | 0% | 1 | 5% | 0% | 0% | 1 | 13% | 0% | 0% | 1 | 33% | 0% | 0% | 1 | 51% | 0% | 0% | 2 | 3% | 0% | 0% | 1
368 | Tejon | 0 | 0 | 0 | 0% | 0% | 1 |  |  |  |  | 0% | [5 empty] | 99% | 1% | 100% | 5 | 100% | 0% | 0% | 5 | 91% | 0% | 0% | 4 | 91% | 0% | 0% | 4 | 100% | 0% | 0% | 5 | 86% | 0% | 0% | 3 | 0% | 0% | 0% | 1 | 0% | 0% | 1 |  |  |  |  | 0% | [5 empty] | 69% | 27% | 96% | 5 | 80% | 0% | 0% | 3 | 56% | 0% | 0% | 2 | 67% | 0% | 0% | 2 | 100% | 0% | 0% | 5 | 62% | 0% | 0% | 2 | 3% | 0% | 0% | 1 | 0% | 0% | 1 |  |  |  |  | 0% | [5 empty] | 70% | 24% | 94% | 5 | 83% | 0% | 0% | 3 | 68% | 0% | 0% | 2 | 79% | 0% | 0% | 3 | 99% | 0% | 0% | 5 | 63% | 0% | 0% | 2 | 3% | 0% | 0% | 1 | 0% | 0% | 1 |  |  |  |  | 1% | [5 empty] | 34% | 20% | 54% | 4 | 53% | 0% | 0% | 2 | 46% | 0% | 0% | 1 | 34% | 0% | 0% | 1 | 80% | 0% | 0% | 3 | 44% | 0% | 0% | 1 | 1% | 0% | 0% | 1
369 | Bakersfield | 0 | 0 | 0 | 0% | 0% | 1 |  |  |  |  | 0% | [5 empty] | 0% | 0% | 0% | 1 | 0% | 0% | 0% | 1 | 0% | 0% | 0% | 1 | 0% | 0% | 0% | 1 | 0% | 0% | 0% | 1 | 0% | 0% | 0% | 1 | 0% | 0% | 0% | 1 | 0% | 0% | 1 |  |  |  |  | 0% | [5 empty] | 0% | 0% | 0% | 1 | 0% | 0% | 0% | 1 | 0% | 0% | 0% | 1 | 0% | 0% | 0% | 1 | 0% | 0% | 0% | 1 | 0% | 0% | 0% | 1 | 0% | 0% | 0% | 1 | 0% | 0% | 1 |  |  |  |  | 0% | [5 empty] | 0% | 0% | 0% | 1 | 0% | 0% | 0% | 1 | 0% | 0% | 0% | 1 | 0% | 0% | 0% | 1 | 0% | 0% | 0% | 1 | 0% | 0% | 0% | 1 | 0% | 0% | 0% | 1 | 0% | 0% | 1 |  |  |  |  | 0% | [5 empty] | 10% | 90% | 100% | 5 | 42% | 0% | 0% | 1 | 26% | 0% | 0% | 1 | 40% | 0% | 0% | 1 | 62% | 0% | 0% | 2 | 72% | 0% | 0% | 3 | 1% | 0% | 0% | 1
370 | Drum | 0 | 0 | 0 | 0% | 0% | 1 |  |  |  |  | 0% | [5 empty] | 49% | 51% | 100% | 5 | 3% | 0% | 0% | 1 | 0% | 0% | 0% | 1 | 0% | 0% | 0% | 1 | 3% | 0% | 0% | 1 | 81% | 0% | 0% | 3 | 0% | 0% | 0% | 1 | 0% | 0% | 1 |  |  |  |  | 0% | [5 empty] | 58% | 6% | 64% | 3 | 37% | 0% | 0% | 1 | 10% | 0% | 0% | 1 | 11% | 0% | 0% | 1 | 48% | 0% | 0% | 1 | 62% | 0% | 0% | 2 | 4% | 0% | 0% | 1 | 0% | 0% | 1 |  |  |  |  | 0% | [5 empty] | 34% | 2% | 36% | 2 | 12% | 0% | 0% | 1 | 3% | 0% | 0% | 1 | 33% | 0% | 0% | 1 | 45% | 0% | 0% | 1 | 54% | 0% | 0% | 2 | 4% | 0% | 0% | 1 | 0% | 0% | 1 |  |  |  |  | 0% | [5 empty] | 21% | 1% | 22% | 2 | 16% | 0% | 0% | 1 | 14% | 0% | 0% | 1 | 35% | 0% | 0% | 1 | 49% | 0% | 0% | 1 | 48% | 0% | 0% | 1 | 7% | 0% | 0% | 1
371 | El Nido (SCE) | 0 | 0 | 0 | 0% | 0% | 1 |  |  |  |  | 0% | [5 empty] | 0% | 0% | 0% | 1 | 0% | 0% | 0% | 1 | 75% | 0% | 0% | 3 | 79% | 0% | 0% | 3 | 79% | 0% | 0% | 3 | 0% | 0% | 0% | 1 | 0% | 0% | 0% | 1 | 0% | 0% | 1 |  |  |  |  | 0% | [5 empty] | 0% | 0% | 0% | 1 | 0% | 0% | 0% | 1 | 10% | 0% | 0% | 1 | 52% | 0% | 0% | 2 | 52% | 0% | 0% | 2 | 0% | 0% | 0% | 1 | 0% | 0% | 0% | 1 | 0% | 0% | 1 |  |  |  |  | 0% | [5 empty] | 0% | 0% | 0% | 1 | 0% | 0% | 0% | 1 | 14% | 0% | 0% | 1 | 52% | 0% | 0% | 2 | 53% | 0% | 0% | 2 | 0% | 0% | 0% | 1 | 0% | 0% | 0% | 1 | 0% | 0% | 1 |  |  |  |  | 0% | [5 empty] | 0% | 0% | 0% | 1 | 1% | 0% | 0% | 1 | 21% | 0% | 0% | 1 | 55% | 0% | 0% | 2 | 56% | 0% | 0% | 2 | 0% | 0% | 0% | 1 | 2% | 0% | 0% | 1
372 | Monserate | 0 | 0 | 0 | 0% | 0% | 1 |  |  |  |  | 0% | [5 empty] | 0% | 0% | 0% | 1 | 0% | 0% | 0% | 1 | 0% | 0% | 0% | 1 | 0% | 0% | 0% | 1 | 0% | 0% | 0% | 1 | 0% | 0% | 0% | 1 | 0% | 0% | 0% | 1 | 0% | 0% | 1 |  |  |  |  | 0% | [5 empty] | 1% | 0% | 1% | 1 | 18% | 0% | 0% | 1 | 80% | 0% | 0% | 3 | 80% | 0% | 0% | 3 | 80% | 0% | 0% | 3 | 0% | 0% | 0% | 1 | 16% | 0% | 0% | 1 | 0% | 0% | 1 |  |  |  |  | 0% | [5 empty] | 1% | 0% | 1% | 1 | 16% | 0% | 0% | 1 | 77% | 0% | 0% | 3 | 79% | 0% | 0% | 3 | 79% | 0% | 0% | 3 | 0% | 0% | 0% | 1 | 15% | 0% | 0% | 1 | 0% | 0% | 1 |  |  |  |  | 0% | [5 empty] | 1% | 0% | 1% | 1 | 12% | 0% | 0% | 1 | 63% | 0% | 0% | 2 | 72% | 0% | 0% | 3 | 72% | 0% | 0% | 3 | 0% | 0% | 0% | 1 | 11% | 0% | 0% | 1
373 | Richmond R | 0 | 0 | 0 | 0% | 0% | 1 |  |  |  |  | 0% | [5 empty] | 15% | 0% | 15% | 1 | 3% | 0% | 0% | 1 | 37% | 0% | 0% | 1 | 51% | 0% | 0% | 2 | 51% | 0% | 0% | 2 | 11% | 0% | 0% | 1 | 10% | 0% | 0% | 1 | 0% | 0% | 1 |  |  |  |  | 0% | [5 empty] | 42% | 0% | 42% | 2 | 2% | 0% | 0% | 1 | 34% | 0% | 0% | 1 | 60% | 0% | 0% | 2 | 60% | 0% | 0% | 2 | 13% | 0% | 0% | 1 | 7% | 0% | 0% | 1 | 0% | 0% | 1 |  |  |  |  | 0% | [5 empty] | 42% | 0% | 42% | 2 | 19% | 0% | 0% | 1 | 40% | 0% | 0% | 1 | 41% | 0% | 0% | 1 | 70% | 0% | 0% | 3 | 26% | 0% | 0% | 1 | 12% | 0% | 0% | 1 | 0% | 0% | 1 |  |  |  |  | 0% | [5 empty] | 53% | 0% | 53% | 3 | 61% | 0% | 0% | 2 | 47% | 0% | 0% | 1 | 45% | 0% | 0% | 1 | 88% | 0% | 0% | 3 | 40% | 0% | 0% | 1 | 27% | 0% | 0% | 1
374 | Storey | 0 | 0 | 0 | 0% | 0% | 1 |  |  |  |  | 0% | [5 empty] | 0% | 0% | 0% | 1 | 0% | 0% | 0% | 1 | 0% | 0% | 0% | 1 | 0% | 0% | 0% | 1 | 0% | 0% | 0% | 1 | 0% | 0% | 0% | 1 | 0% | 0% | 0% | 1 | 0% | 0% | 1 |  |  |  |  | 0% | [5 empty] | 0% | 0% | 0% | 1 | 0% | 0% | 0% | 1 | 0% | 0% | 0% | 1 | 0% | 0% | 0% | 1 | 0% | 0% | 0% | 1 | 0% | 0% | 0% | 1 | 0% | 0% | 0% | 1 | 0% | 0% | 1 |  |  |  |  | 0% | [5 empty] | 0% | 0% | 0% | 1 | 0% | 0% | 0% | 1 | 0% | 0% | 0% | 1 | 0% | 0% | 0% | 1 | 0% | 0% | 0% | 1 | 0% | 0% | 0% | 1 | 0% | 0% | 0% | 1 | 0% | 0% | 1 |  |  |  |  | 0% | [5 empty] | 0% | 0% | 0% | 1 | 0% | 0% | 0% | 1 | 0% | 0% | 0% | 1 | 0% | 0% | 0% | 1 | 0% | 0% | 0% | 1 | 0% | 0% | 0% | 1 | 0% | 0% | 0% | 1
375 | Alpine | 0 | 0 | 0 | 0% | 0% | 1 |  |  |  |  | 0% | [5 empty] | 0% | 0% | 0% | 1 | 0% | 0% | 0% | 1 | 0% | 0% | 0% | 1 | 0% | 0% | 0% | 1 | 0% | 0% | 0% | 1 | 0% | 0% | 0% | 1 | 0% | 0% | 0% | 1 | 0% | 0% | 1 |  |  |  |  | 0% | [5 empty] | 0% | 0% | 0% | 1 | 0% | 0% | 0% | 1 | 0% | 0% | 0% | 1 | 0% | 0% | 0% | 1 | 0% | 0% | 0% | 1 | 0% | 0% | 0% | 1 | 0% | 0% | 0% | 1 | 0% | 0% | 1 |  |  |  |  | 0% | [5 empty] | 2% | 92% | 94% | 5 | 34% | 0% | 0% | 1 | 84% | 0% | 0% | 3 | 91% | 0% | 0% | 4 | 94% | 0% | 0% | 4 | 37% | 0% | 0% | 1 | 9% | 0% | 0% | 1 | 0% | 0% | 1 |  |  |  |  | 0% | [5 empty] | 14% | 80% | 94% | 5 | 14% | 0% | 0% | 1 | 18% | 0% | 0% | 1 | 45% | 0% | 0% | 1 | 48% | 0% | 0% | 1 | 39% | 0% | 0% | 1 | 4% | 0% | 0% | 1
376 | Sobrante | 0 | 0 | 0 | 0% | 0% | 1 |  |  |  |  | 0% | [5 empty] | 66% | 0% | 66% | 3 | 1% | 0% | 0% | 1 | 43% | 0% | 0% | 1 | 65% | 0% | 0% | 2 | 65% | 0% | 0% | 2 | 20% | 0% | 0% | 1 | 1% | 0% | 0% | 1 | 0% | 0% | 1 |  |  |  |  | 0% | [5 empty] | 35% | 0% | 35% | 2 | 1% | 0% | 0% | 1 | 46% | 0% | 0% | 1 | 48% | 0% | 0% | 1 | 67% | 0% | 0% | 2 | 16% | 0% | 0% | 1 | 9% | 0% | 0% | 1 | 0% | 0% | 1 |  |  |  |  | 0% | [5 empty] | 40% | 0% | 40% | 2 | 41% | 0% | 0% | 1 | 52% | 0% | 0% | 2 | 41% | 0% | 0% | 1 | 80% | 0% | 0% | 3 | 22% | 0% | 0% | 1 | 36% | 0% | 0% | 1 | 0% | 0% | 1 |  |  |  |  | 0% | [5 empty] | 57% | 0% | 57% | 3 | 46% | 0% | 0% | 1 | 51% | 0% | 0% | 2 | 46% | 0% | 0% | 1 | 81% | 0% | 0% | 3 | 28% | 0% | 0% | 1 | 29% | 0% | 0% | 1
377 | San Marcos | 0 | 0 | 0 | 0% | 0% | 1 |  |  |  |  | 0% | [5 empty] | 0% | 0% | 0% | 1 | 0% | 0% | 0% | 1 | 70% | 0% | 0% | 3 | 84% | 0% | 0% | 3 | 84% | 0% | 0% | 3 | 0% | 0% | 0% | 1 | 5% | 0% | 0% | 1 | 0% | 0% | 1 |  |  |  |  | 0% | [5 empty] | 0% | 0% | 0% | 1 | 17% | 0% | 0% | 1 | 77% | 0% | 0% | 3 | 80% | 0% | 0% | 3 | 80% | 0% | 0% | 3 | 0% | 0% | 0% | 1 | 16% | 0% | 0% | 1 | 0% | 0% | 1 |  |  |  |  | 0% | [5 empty] | 0% | 0% | 0% | 1 | 15% | 0% | 0% | 1 | 77% | 0% | 0% | 3 | 80% | 0% | 0% | 3 | 80% | 0% | 0% | 3 | 0% | 0% | 0% | 1 | 15% | 0% | 0% | 1 | 0% | 0% | 1 |  |  |  |  | 0% | [5 empty] | 1% | 0% | 1% | 1 | 6% | 0% | 0% | 1 | 43% | 0% | 0% | 1 | 59% | 0% | 0% | 2 | 59% | 0% | 0% | 2 | 0% | 0% | 0% | 1 | 6% | 0% | 0% | 1
378 | Fink | 0 | 0 | 0 | 0% | 0% | 1 |  |  |  |  | 0% | [5 empty] | 52% | 48% | 100% | 5 | 95% | 0% | 0% | 5 | 22% | 0% | 0% | 1 | 56% | 0% | 0% | 2 | 98% | 0% | 0% | 5 | 100% | 0% | 0% | 5 | 0% | 0% | 0% | 1 | 0% | 0% | 1 |  |  |  |  | 0% | [5 empty] | 46% | 54% | 100% | 5 | 96% | 0% | 0% | 5 | 19% | 0% | 0% | 1 | 42% | 0% | 0% | 1 | 98% | 0% | 0% | 5 | 100% | 0% | 0% | 5 | 0% | 0% | 0% | 1 | 0% | 0% | 1 |  |  |  |  | 0% | [5 empty] | 38% | 62% | 100% | 5 | 97% | 0% | 0% | 5 | 22% | 0% | 0% | 1 | 44% | 0% | 0% | 1 | 99% | 0% | 0% | 5 | 100% | 0% | 0% | 5 | 0% | 0% | 0% | 1 | 0% | 0% | 1 |  |  |  |  | 0% | [5 empty] | 55% | 45% | 100% | 5 | 96% | 0% | 0% | 5 | 35% | 0% | 0% | 1 | 46% | 0% | 0% | 1 | 98% | 0% | 0% | 5 | 96% | 0% | 0% | 5 | 0% | 0% | 0% | 1
379 | La Cienega | 0 | 0 | 0 | 0% | 0% | 1 |  |  |  |  | 0% | [5 empty] | 0% | 0% | 0% | 1 | 0% | 0% | 0% | 1 | 94% | 0% | 0% | 4 | 94% | 0% | 0% | 4 | 94% | 0% | 0% | 4 | 0% | 0% | 0% | 1 | 0% | 0% | 0% | 1 | 0% | 0% | 1 |  |  |  |  | 0% | [5 empty] | 0% | 0% | 0% | 1 | 0% | 0% | 0% | 1 | 76% | 0% | 0% | 3 | 80% | 0% | 0% | 3 | 80% | 0% | 0% | 3 | 0% | 0% | 0% | 1 | 0% | 0% | 0% | 1 | 0% | 0% | 1 |  |  |  |  | 0% | [5 empty] | 0% | 0% | 0% | 1 | 0% | 0% | 0% | 1 | 13% | 0% | 0% | 1 | 53% | 0% | 0% | 2 | 54% | 0% | 0% | 2 | 0% | 0% | 0% | 1 | 0% | 0% | 0% | 1 | 0% | 0% | 1 |  |  |  |  | 0% | [5 empty] | 20% | 34% | 54% | 5 | 33% | 0% | 0% | 1 | 8% | 0% | 0% | 1 | 25% | 0% | 0% | 1 | 58% | 0% | 0% | 2 | 40% | 0% | 0% | 1 | 2% | 0% | 0% | 1
380 | Pittsburg | 0 | 0 | 0 | 0% | 0% | 1 |  |  |  |  | 0% | [5 empty] | 32% | 0% | 32% | 2 | 51% | 0% | 0% | 2 | 70% | 0% | 0% | 3 | 41% | 0% | 0% | 1 | 80% | 0% | 0% | 3 | 9% | 0% | 0% | 1 | 56% | 0% | 0% | 2 | 0% | 0% | 1 |  |  |  |  | 5% | [5 empty] | 48% | 0% | 48% | 2 | 24% | 0% | 0% | 1 | 59% | 0% | 0% | 2 | 49% | 0% | 0% | 1 | 69% | 0% | 0% | 2 | 12% | 0% | 0% | 1 | 35% | 0% | 0% | 1 | 0% | 0% | 1 |  |  |  |  | 15% | [5 empty] | 44% | 0% | 44% | 2 | 23% | 0% | 0% | 1 | 48% | 0% | 0% | 1 | 43% | 0% | 0% | 1 | 63% | 0% | 0% | 2 | 11% | 0% | 0% | 1 | 29% | 0% | 0% | 1 | 0% | 0% | 1 |  |  |  |  | 22% | [5 empty] | 48% | 0% | 48% | 2 | 32% | 0% | 0% | 1 | 40% | 0% | 0% | 1 | 41% | 0% | 0% | 1 | 60% | 0% | 0% | 2 | 14% | 0% | 0% | 1 | 21% | 0% | 0% | 1
381 | Morro Bay | 0 | 0 | 0 | 0% | 0% | 1 |  |  |  |  | 0% | [5 empty] | 86% | 5% | 91% | 5 | 71% | 0% | 0% | 3 | 21% | 0% | 0% | 1 | 41% | 0% | 0% | 1 | 87% | 0% | 0% | 3 | 65% | 0% | 0% | 2 | 2% | 0% | 0% | 1 | 0% | 0% | 1 |  |  |  |  | 0% | [5 empty] | 84% | 4% | 88% | 5 | 57% | 0% | 0% | 2 | 17% | 0% | 0% | 1 | 40% | 0% | 0% | 1 | 75% | 0% | 0% | 3 | 67% | 0% | 0% | 2 | 2% | 0% | 0% | 1 | 0% | 0% | 1 |  |  |  |  | 0% | [5 empty] | 85% | 3% | 88% | 5 | 56% | 0% | 0% | 2 | 13% | 0% | 0% | 1 | 37% | 0% | 0% | 1 | 72% | 0% | 0% | 3 | 70% | 0% | 0% | 3 | 2% | 0% | 0% | 1 | 0% | 0% | 1 |  |  |  |  | 0% | [5 empty] | 73% | 18% | 91% | 5 | 48% | 0% | 0% | 1 | 10% | 0% | 0% | 1 | 32% | 0% | 0% | 1 | 64% | 0% | 0% | 2 | 67% | 0% | 0% | 2 | 2% | 0% | 0% | 1
382 | Contra Costa | 0 | 0 | 15 | 0% | 0% | 1 |  |  |  |  | 4% | [5 empty] | 36% | 0% | 36% | 2 | 37% | 0% | 0% | 1 | 81% | 0% | 0% | 3 | 70% | 0% | 0% | 3 | 82% | 0% | 0% | 3 | 14% | 0% | 0% | 1 | 32% | 0% | 0% | 1 | 0% | 0% | 1 |  |  |  |  | 12% | [5 empty] | 34% | 0% | 34% | 2 | 24% | 0% | 0% | 1 | 54% | 0% | 0% | 2 | 46% | 0% | 0% | 1 | 62% | 0% | 0% | 2 | 8% | 0% | 0% | 1 | 28% | 0% | 0% | 1 | 0% | 0% | 1 |  |  |  |  | 17% | [5 empty] | 43% | 0% | 43% | 2 | 27% | 0% | 0% | 1 | 48% | 0% | 0% | 1 | 43% | 0% | 0% | 1 | 62% | 0% | 0% | 2 | 8% | 0% | 0% | 1 | 28% | 0% | 0% | 1 | 0% | 0% | 1 |  |  |  |  | 21% | [5 empty] | 50% | 0% | 50% | 3 | 34% | 0% | 0% | 1 | 45% | 0% | 0% | 1 | 46% | 0% | 0% | 1 | 61% | 0% | 0% | 2 | 16% | 0% | 0% | 1 | 21% | 0% | 0% | 1
383 | New Sub - Gates - Templeton (Proposed) | 0 | 0 | 0 | 0% | 0% | 1 |  |  |  |  | 0% | [5 empty] | 100% | 0% | 100% | 5 | 100% | 0% | 0% | 5 | 0% | 0% | 0% | 1 | 0% | 0% | 0% | 1 | 100% | 0% | 0% | 5 | 100% | 0% | 0% | 5 | 0% | 0% | 0% | 1 | 0% | 0% | 1 |  |  |  |  | 0% | [5 empty] | 94% | 3% | 97% | 5 | 69% | 0% | 0% | 2 | 0% | 0% | 0% | 1 | 5% | 0% | 0% | 1 | 72% | 0% | 0% | 3 | 91% | 0% | 0% | 4 | 0% | 0% | 0% | 1 | 0% | 0% | 1 |  |  |  |  | 0% | [5 empty] | 96% | 3% | 99% | 5 | 75% | 0% | 0% | 3 | 8% | 0% | 0% | 1 | 33% | 0% | 0% | 1 | 77% | 0% | 0% | 3 | 79% | 0% | 0% | 3 | 0% | 0% | 0% | 1 | 0% | 0% | 1 |  |  |  |  | 0% | [5 empty] | 94% | 3% | 97% | 5 | 65% | 0% | 0% | 2 | 6% | 0% | 0% | 1 | 25% | 0% | 0% | 1 | 71% | 0% | 0% | 3 | 64% | 0% | 0% | 2 | 1% | 0% | 0% | 1
384 | Hinson | 0 | 0 | 0 | 0% | 0% | 1 |  |  |  |  | 0% | [5 empty] | 0% | 0% | 0% | 1 | 0% | 0% | 0% | 1 | 8% | 0% | 0% | 1 | 51% | 0% | 0% | 2 | 51% | 0% | 0% | 2 | 0% | 0% | 0% | 1 | 0% | 0% | 0% | 1 | 0% | 0% | 1 |  |  |  |  | 0% | [5 empty] | 0% | 0% | 0% | 1 | 0% | 0% | 0% | 1 | 14% | 0% | 0% | 1 | 53% | 0% | 0% | 2 | 53% | 0% | 0% | 2 | 0% | 0% | 0% | 1 | 1% | 0% | 0% | 1 | 0% | 0% | 1 |  |  |  |  | 0% | [5 empty] | 0% | 0% | 0% | 1 | 0% | 0% | 0% | 1 | 22% | 0% | 0% | 1 | 58% | 0% | 0% | 2 | 58% | 0% | 0% | 2 | 0% | 0% | 0% | 1 | 2% | 0% | 0% | 1 | 0% | 0% | 1 |  |  |  |  | 0% | [5 empty] | 0% | 0% | 0% | 1 | 1% | 0% | 0% | 1 | 20% | 0% | 0% | 1 | 62% | 0% | 0% | 2 | 62% | 0% | 0% | 2 | 0% | 0% | 0% | 1 | 2% | 0% | 0% | 1
385 | Chicarita | 0 | 0 | 0 | 0% | 0% | 1 |  |  |  |  | 0% | [5 empty] | 0% | 0% | 0% | 1 | 0% | 0% | 0% | 1 | 95% | 0% | 0% | 5 | 95% | 0% | 0% | 5 | 95% | 0% | 0% | 5 | 0% | 0% | 0% | 1 | 0% | 0% | 0% | 1 | 0% | 0% | 1 |  |  |  |  | 0% | [5 empty] | 0% | 0% | 0% | 1 | 0% | 0% | 0% | 1 | 33% | 0% | 0% | 1 | 63% | 0% | 0% | 2 | 63% | 0% | 0% | 2 | 0% | 0% | 0% | 1 | 3% | 0% | 0% | 1 | 0% | 0% | 1 |  |  |  |  | 0% | [5 empty] | 0% | 0% | 0% | 1 | 1% | 0% | 0% | 1 | 21% | 0% | 0% | 1 | 56% | 0% | 0% | 2 | 57% | 0% | 0% | 2 | 0% | 0% | 0% | 1 | 1% | 0% | 0% | 1 | 0% | 0% | 1 |  |  |  |  | 0% | [5 empty] | 0% | 2% | 2% | 2 | 10% | 0% | 0% | 1 | 43% | 0% | 0% | 1 | 67% | 0% | 0% | 2 | 69% | 0% | 0% | 2 | 2% | 0% | 0% | 1 | 8% | 0% | 0% | 1
386 | Mendocino | 0 | 0 | 0 | 0% | 0% | 1 |  |  |  |  | 0% | [5 empty] | 100% | 0% | 100% | 5 | 0% | 0% | 0% | 1 | 48% | 0% | 0% | 1 | 91% | 0% | 0% | 4 | 91% | 0% | 0% | 4 | 100% | 0% | 0% | 5 | 0% | 0% | 0% | 1 | 0% | 0% | 1 |  |  |  |  | 0% | [5 empty] | 43% | 33% | 76% | 5 | 31% | 0% | 0% | 1 | 24% | 0% | 0% | 1 | 52% | 0% | 0% | 2 | 70% | 0% | 0% | 3 | 83% | 0% | 0% | 3 | 0% | 0% | 0% | 1 | 0% | 0% | 1 |  |  |  |  | 0% | [5 empty] | 40% | 50% | 90% | 5 | 40% | 0% | 0% | 1 | 32% | 0% | 0% | 1 | 44% | 0% | 0% | 1 | 79% | 0% | 0% | 3 | 93% | 0% | 0% | 4 | 0% | 0% | 0% | 1 | 0% | 0% | 1 |  |  |  |  | 0% | [5 empty] | 22% | 33% | 55% | 5 | 42% | 0% | 0% | 1 | 11% | 0% | 0% | 1 | 20% | 0% | 0% | 1 | 55% | 0% | 0% | 2 | 65% | 0% | 0% | 2 | 0% | 0% | 0% | 1
387 | Delevan | 0 | 0 | 0 | 0% | 0% | 1 |  |  |  |  | 0% | [5 empty] | 13% | 87% | 100% | 5 | 2% | 0% | 0% | 1 | 11% | 0% | 0% | 1 | 21% | 0% | 0% | 1 | 23% | 0% | 0% | 1 | 100% | 0% | 0% | 5 | 0% | 0% | 0% | 1 | 0% | 0% | 1 |  |  |  |  | 0% | [5 empty] | 10% | 90% | 100% | 5 | 50% | 0% | 0% | 2 | 5% | 0% | 0% | 1 | 11% | 0% | 0% | 1 | 61% | 0% | 0% | 2 | 100% | 0% | 0% | 5 | 0% | 0% | 0% | 1 | 0% | 0% | 1 |  |  |  |  | 0% | [5 empty] | 3% | 97% | 100% | 5 | 31% | 0% | 0% | 1 | 33% | 0% | 0% | 1 | 59% | 0% | 0% | 2 | 84% | 0% | 0% | 3 | 98% | 0% | 0% | 5 | 1% | 0% | 0% | 1 | 0% | 0% | 1 |  |  |  |  | 0% | [5 empty] | 21% | 67% | 88% | 5 | 33% | 0% | 0% | 1 | 22% | 0% | 0% | 1 | 32% | 0% | 0% | 1 | 53% | 0% | 0% | 2 | 87% | 0% | 0% | 3 | 0% | 0% | 0% | 1
388 | Pastoria | 0 | 0 | 0 | 0% | 0% | 1 |  |  |  |  | 0% | [5 empty] | 76% | 22% | 98% | 5 | 83% | 0% | 0% | 3 | 66% | 0% | 0% | 2 | 82% | 0% | 0% | 3 | 100% | 0% | 0% | 5 | 67% | 0% | 0% | 2 | 3% | 0% | 0% | 1 | 0% | 0% | 1 |  |  |  |  | 2% | [5 empty] | 65% | 16% | 81% | 5 | 63% | 0% | 0% | 2 | 73% | 0% | 0% | 3 | 69% | 0% | 0% | 2 | 98% | 0% | 0% | 5 | 56% | 0% | 0% | 2 | 2% | 0% | 0% | 1 | 0% | 0% | 1 |  |  |  |  | 1% | [5 empty] | 40% | 18% | 58% | 3 | 53% | 0% | 0% | 2 | 54% | 0% | 0% | 2 | 41% | 0% | 0% | 1 | 84% | 0% | 0% | 3 | 46% | 0% | 0% | 1 | 1% | 0% | 0% | 1 | 0% | 0% | 1 |  |  |  |  | 1% | [5 empty] | 25% | 16% | 41% | 3 | 42% | 0% | 0% | 1 | 43% | 0% | 0% | 1 | 34% | 0% | 0% | 1 | 73% | 0% | 0% | 3 | 39% | 0% | 0% | 1 | 1% | 0% | 0% | 1
389 | Tortilla | 0 | 0 | 0 | 0% | 0% | 1 |  |  |  |  | 0% | [5 empty] | 0% | 0% | 0% | 1 | 85% | 0% | 0% | 3 | 46% | 0% | 0% | 1 | 26% | 0% | 0% | 1 | 89% | 0% | 0% | 3 | 65% | 0% | 0% | 2 | 2% | 0% | 0% | 1 | 0% | 0% | 1 |  |  |  |  | 0% | [5 empty] | 0% | 0% | 0% | 1 | 72% | 0% | 0% | 3 | 34% | 0% | 0% | 1 | 11% | 0% | 0% | 1 | 81% | 0% | 0% | 3 | 69% | 0% | 0% | 2 | 1% | 0% | 0% | 1 | 0% | 0% | 1 |  |  |  |  | 0% | [5 empty] | 0% | 0% | 0% | 1 | 65% | 0% | 0% | 2 | 26% | 0% | 0% | 1 | 11% | 0% | 0% | 1 | 72% | 0% | 0% | 3 | 61% | 0% | 0% | 2 | 2% | 0% | 0% | 1 | 0% | 0% | 1 |  |  |  |  | 0% | [5 empty] | 0% | 0% | 0% | 1 | 47% | 0% | 0% | 1 | 23% | 0% | 0% | 1 | 11% | 0% | 0% | 1 | 51% | 0% | 0% | 2 | 56% | 0% | 0% | 2 | 1% | 0% | 0% | 1
390 | Cooley Landing | 0 | 0 | 20 | 0% | 0% | 1 |  |  |  |  | 0% | [5 empty] | 0% | 0% | 0% | 1 | 0% | 0% | 0% | 1 | 3% | 0% | 0% | 1 | 25% | 0% | 0% | 1 | 25% | 0% | 0% | 1 | 0% | 0% | 0% | 1 | 69% | 0% | 0% | 2 | 0% | 0% | 1 |  |  |  |  | 0% | [5 empty] | 0% | 0% | 0% | 1 | 24% | 0% | 0% | 1 | 26% | 0% | 0% | 1 | 37% | 0% | 0% | 1 | 40% | 0% | 0% | 1 | 7% | 0% | 0% | 1 | 32% | 0% | 0% | 1 | 0% | 0% | 1 |  |  |  |  | 0% | [5 empty] | 11% | 0% | 11% | 1 | 25% | 0% | 0% | 1 | 34% | 0% | 0% | 1 | 40% | 0% | 0% | 1 | 49% | 0% | 0% | 1 | 19% | 0% | 0% | 1 | 16% | 0% | 0% | 1 | 0% | 0% | 1 |  |  |  |  | 0% | [5 empty] | 64% | 6% | 70% | 3 | 61% | 0% | 0% | 2 | 49% | 0% | 0% | 1 | 58% | 0% | 0% | 2 | 82% | 0% | 0% | 3 | 53% | 0% | 0% | 2 | 4% | 0% | 0% | 1
391 | Cielo Azul | 0 | 0 | 0 | 0% | 0% | 1 |  |  |  |  | 0% | [5 empty] | 0% | 0% | 0% | 1 | 0% | 0% | 0% | 1 | 0% | 0% | 0% | 1 | 0% | 0% | 0% | 1 | 0% | 0% | 0% | 1 | 0% | 0% | 0% | 1 | 0% | 0% | 0% | 1 | 0% | 0% | 1 |  |  |  |  | 0% | [5 empty] | 0% | 0% | 0% | 1 | 0% | 0% | 0% | 1 | 0% | 0% | 0% | 1 | 0% | 0% | 0% | 1 | 0% | 0% | 0% | 1 | 0% | 0% | 0% | 1 | 0% | 0% | 0% | 1 | 0% | 0% | 1 |  |  |  |  | 0% | [5 empty] | 0% | 0% | 0% | 1 | 0% | 0% | 0% | 1 | 0% | 0% | 0% | 1 | 0% | 0% | 0% | 1 | 0% | 0% | 0% | 1 | 0% | 0% | 0% | 1 | 0% | 0% | 0% | 1 | 0% | 0% | 1 |  |  |  |  | 0% | [5 empty] | 0% | 0% | 0% | 1 | 0% | 0% | 0% | 1 | 0% | 0% | 0% | 1 | 0% | 0% | 0% | 1 | 0% | 0% | 0% | 1 | 0% | 0% | 0% | 1 | 0% | 0% | 0% | 1
392 | Sycamore | 0 | 0 | 0 | 0% | 0% | 1 |  |  |  |  | 0% | [5 empty] | 0% | 0% | 0% | 1 | 0% | 0% | 0% | 1 | 0% | 0% | 0% | 1 | 0% | 0% | 0% | 1 | 0% | 0% | 0% | 1 | 0% | 0% | 0% | 1 | 0% | 0% | 0% | 1 | 0% | 0% | 1 |  |  |  |  | 0% | [5 empty] | 0% | 0% | 0% | 1 | 0% | 0% | 0% | 1 | 0% | 0% | 0% | 1 | 0% | 0% | 0% | 1 | 0% | 0% | 0% | 1 | 0% | 0% | 0% | 1 | 0% | 0% | 0% | 1 | 0% | 0% | 1 |  |  |  |  | 0% | [5 empty] | 0% | 100% | 100% | 5 | 100% | 0% | 0% | 5 | 0% | 0% | 0% | 1 | 100% | 0% | 0% | 5 | 100% | 0% | 0% | 5 | 100% | 0% | 0% | 5 | 0% | 0% | 0% | 1 | 0% | 0% | 1 |  |  |  |  | 0% | [5 empty] | 8% | 92% | 100% | 5 | 33% | 0% | 0% | 1 | 23% | 0% | 0% | 1 | 52% | 0% | 0% | 2 | 67% | 0% | 0% | 2 | 66% | 0% | 0% | 2 | 1% | 0% | 0% | 1
393 | Valley Switch | 0 | 0 | 0 | 0% | 0% | 1 |  |  |  |  | 0% | [5 empty] | 0% | 0% | 0% | 1 | 0% | 0% | 0% | 1 | 0% | 0% | 0% | 1 | 0% | 0% | 0% | 1 | 0% | 0% | 0% | 1 | 99% | 0% | 0% | 5 | 0% | 0% | 0% | 1 | 0% | 0% | 1 |  |  |  |  | 0% | [5 empty] | 0% | 0% | 0% | 1 | 0% | 0% | 0% | 1 | 0% | 0% | 0% | 1 | 0% | 0% | 0% | 1 | 0% | 0% | 0% | 1 | 15% | 0% | 0% | 1 | 0% | 0% | 0% | 1 | 0% | 0% | 1 |  |  |  |  | 0% | [5 empty] | 0% | 0% | 0% | 1 | 0% | 0% | 0% | 1 | 0% | 0% | 0% | 1 | 0% | 0% | 0% | 1 | 0% | 0% | 0% | 1 | 5% | 0% | 0% | 1 | 0% | 0% | 0% | 1 | 0% | 0% | 1 |  |  |  |  | 0% | [5 empty] | 0% | 0% | 0% | 1 | 0% | 0% | 0% | 1 | 0% | 0% | 0% | 1 | 1% | 0% | 0% | 1 | 1% | 0% | 0% | 1 | 3% | 0% | 0% | 1 | 0% | 0% | 0% | 1
394 | Hartley | 0 | 0 | 10 | 0% | 0% | 1 |  |  |  |  | 0% | [5 empty] | 15% | 85% | 100% | 5 | 85% | 0% | 0% | 3 | 0% | 0% | 0% | 1 | 0% | 0% | 0% | 1 | 85% | 0% | 0% | 3 | 14% | 0% | 0% | 1 | 0% | 0% | 0% | 1 | 0% | 0% | 1 |  |  |  |  | 0% | [5 empty] | 11% | 87% | 98% | 5 | 82% | 0% | 0% | 3 | 4% | 0% | 0% | 1 | 9% | 0% | 0% | 1 | 85% | 0% | 0% | 3 | 46% | 0% | 0% | 1 | 0% | 0% | 0% | 1 | 0% | 0% | 1 |  |  |  |  | 0% | [5 empty] | 18% | 68% | 86% | 5 | 70% | 0% | 0% | 3 | 21% | 0% | 0% | 1 | 31% | 0% | 0% | 1 | 78% | 0% | 0% | 3 | 50% | 0% | 0% | 2 | 0% | 0% | 0% | 1 | 0% | 0% | 1 |  |  |  |  | 0% | [5 empty] | 30% | 55% | 85% | 5 | 62% | 0% | 0% | 2 | 28% | 0% | 0% | 1 | 57% | 0% | 0% | 2 | 81% | 0% | 0% | 3 | 62% | 0% | 0% | 2 | 1% | 0% | 0% | 1
395 | Copus | 0 | 0 | 0 | 0% | 0% | 1 |  |  |  |  | 0% | [5 empty] | 0% | 0% | 0% | 1 | 0% | 0% | 0% | 1 | 0% | 0% | 0% | 1 | 0% | 0% | 0% | 1 | 0% | 0% | 0% | 1 | 0% | 0% | 0% | 1 | 0% | 0% | 0% | 1 | 0% | 0% | 1 |  |  |  |  | 0% | [5 empty] | 0% | 0% | 0% | 1 | 0% | 0% | 0% | 1 | 0% | 0% | 0% | 1 | 0% | 0% | 0% | 1 | 0% | 0% | 0% | 1 | 0% | 0% | 0% | 1 | 0% | 0% | 0% | 1 | 0% | 0% | 1 |  |  |  |  | 0% | [5 empty] | 7% | 93% | 100% | 5 | 52% | 0% | 0% | 2 | 0% | 0% | 0% | 1 | 0% | 0% | 0% | 1 | 52% | 0% | 0% | 2 | 77% | 0% | 0% | 3 | 0% | 0% | 0% | 1 | 0% | 0% | 1 |  |  |  |  | 0% | [5 empty] | 54% | 42% | 96% | 5 | 82% | 0% | 0% | 3 | 56% | 0% | 0% | 2 | 59% | 0% | 0% | 2 | 94% | 0% | 0% | 4 | 67% | 0% | 0% | 2 | 3% | 0% | 0% | 1
396 | Bay Boulevard | 0 | 0 | 0 | 0% | 0% | 1 |  |  |  |  | 0% | [5 empty] | 0% | 0% | 0% | 1 | 7% | 0% | 0% | 1 | 36% | 0% | 0% | 1 | 71% | 0% | 0% | 3 | 72% | 0% | 0% | 3 | 0% | 0% | 0% | 1 | 8% | 0% | 0% | 1 | 0% | 0% | 1 |  |  |  |  | 0% | [5 empty] | 0% | 0% | 0% | 1 | 8% | 0% | 0% | 1 | 36% | 0% | 0% | 1 | 66% | 0% | 0% | 2 | 67% | 0% | 0% | 2 | 0% | 0% | 0% | 1 | 7% | 0% | 0% | 1 | 0% | 0% | 1 |  |  |  |  | 0% | [5 empty] | 0% | 0% | 0% | 1 | 7% | 0% | 0% | 1 | 36% | 0% | 0% | 1 | 66% | 0% | 0% | 2 | 66% | 0% | 0% | 2 | 0% | 0% | 0% | 1 | 8% | 0% | 0% | 1 | 0% | 0% | 1 |  |  |  |  | 0% | [5 empty] | 0% | 0% | 0% | 1 | 6% | 0% | 0% | 1 | 34% | 0% | 0% | 1 | 67% | 0% | 0% | 2 | 68% | 0% | 0% | 2 | 4% | 0% | 0% | 1 | 7% | 0% | 0% | 1
397 | Mission | 0 | 0 | 0 | 0% | 0% | 1 |  |  |  |  | 0% | [5 empty] | 0% | 0% | 0% | 1 | 3% | 0% | 0% | 1 | 15% | 0% | 0% | 1 | 49% | 0% | 0% | 1 | 50% | 0% | 0% | 2 | 0% | 0% | 0% | 1 | 5% | 0% | 0% | 1 | 0% | 0% | 1 |  |  |  |  | 0% | [5 empty] | 0% | 0% | 0% | 1 | 3% | 0% | 0% | 1 | 20% | 0% | 0% | 1 | 55% | 0% | 0% | 2 | 55% | 0% | 0% | 2 | 0% | 0% | 0% | 1 | 5% | 0% | 0% | 1 | 0% | 0% | 1 |  |  |  |  | 0% | [5 empty] | 0% | 0% | 0% | 1 | 6% | 0% | 0% | 1 | 35% | 0% | 0% | 1 | 65% | 0% | 0% | 2 | 66% | 0% | 0% | 2 | 0% | 0% | 0% | 1 | 7% | 0% | 0% | 1 | 0% | 0% | 1 |  |  |  |  | 0% | [5 empty] | 0% | 0% | 0% | 1 | 6% | 0% | 0% | 1 | 39% | 0% | 0% | 1 | 69% | 0% | 0% | 2 | 70% | 0% | 0% | 3 | 4% | 0% | 0% | 1 | 8% | 0% | 0% | 1
398 | Eight Mile | 0 | 0 | 0 | 0% | 0% | 1 |  |  |  |  | 1% | [5 empty] | 0% | 0% | 0% | 1 | 5% | 0% | 0% | 1 | 0% | 0% | 0% | 1 | 0% | 0% | 0% | 1 | 5% | 0% | 0% | 1 | 0% | 0% | 0% | 1 | 5% | 0% | 0% | 1 | 0% | 0% | 1 |  |  |  |  | 22% | [5 empty] | 0% | 0% | 0% | 1 | 1% | 0% | 0% | 1 | 61% | 0% | 0% | 2 | 61% | 0% | 0% | 2 | 61% | 0% | 0% | 2 | 0% | 0% | 0% | 1 | 11% | 0% | 0% | 1 | 0% | 0% | 1 |  |  |  |  | 43% | [5 empty] | 1% | 0% | 1% | 1 | 0% | 0% | 0% | 1 | 39% | 0% | 0% | 1 | 39% | 0% | 0% | 1 | 39% | 0% | 0% | 1 | 0% | 0% | 0% | 1 | 8% | 0% | 0% | 1 | 0% | 0% | 1 |  |  |  |  | 24% | [5 empty] | 50% | 0% | 50% | 3 | 31% | 0% | 0% | 1 | 45% | 0% | 0% | 1 | 47% | 0% | 0% | 1 | 57% | 0% | 0% | 2 | 12% | 0% | 0% | 1 | 20% | 0% | 0% | 1
399 | Valley Center | 0 | 0 | 0 | 0% | 0% | 1 |  |  |  |  | 0% | [5 empty] | 0% | 0% | 0% | 1 | 0% | 0% | 0% | 1 | 0% | 0% | 0% | 1 | 0% | 0% | 0% | 1 | 0% | 0% | 0% | 1 | 0% | 0% | 0% | 1 | 0% | 0% | 0% | 1 | 0% | 0% | 1 |  |  |  |  | 0% | [5 empty] | 0% | 0% | 0% | 1 | 0% | 0% | 0% | 1 | 0% | 0% | 0% | 1 | 0% | 0% | 0% | 1 | 0% | 0% | 0% | 1 | 0% | 0% | 0% | 1 | 0% | 0% | 0% | 1 | 0% | 0% | 1 |  |  |  |  | 0% | [5 empty] | 0% | 0% | 0% | 1 | 0% | 0% | 0% | 1 | 82% | 0% | 0% | 3 | 82% | 0% | 0% | 3 | 82% | 0% | 0% | 3 | 0% | 0% | 0% | 1 | 4% | 0% | 0% | 1 | 0% | 0% | 1 |  |  |  |  | 0% | [5 empty] | 12% | 83% | 95% | 5 | 39% | 0% | 0% | 1 | 15% | 0% | 0% | 1 | 42% | 0% | 0% | 1 | 54% | 0% | 0% | 2 | 52% | 0% | 0% | 2 | 8% | 0% | 0% | 1
400 | Wilson | 0 | 0 | 0 | 0% | 0% | 1 |  |  |  |  | 0% | [5 empty] | 0% | 0% | 0% | 1 | 0% | 0% | 0% | 1 | 0% | 0% | 0% | 1 | 0% | 0% | 0% | 1 | 0% | 0% | 0% | 1 | 0% | 0% | 0% | 1 | 0% | 0% | 0% | 1 | 0% | 0% | 1 |  |  |  |  | 0% | [5 empty] | 0% | 0% | 0% | 1 | 0% | 0% | 0% | 1 | 0% | 0% | 0% | 1 | 0% | 0% | 0% | 1 | 0% | 0% | 0% | 1 | 0% | 0% | 0% | 1 | 0% | 0% | 0% | 1 | 0% | 0% | 1 |  |  |  |  | 0% | [5 empty] | 0% | 0% | 0% | 1 | 0% | 0% | 0% | 1 | 0% | 0% | 0% | 1 | 0% | 0% | 0% | 1 | 0% | 0% | 0% | 1 | 0% | 0% | 0% | 1 | 0% | 0% | 0% | 1 | 0% | 0% | 1 |  |  |  |  | 0% | [5 empty] | 0% | 0% | 0% | 1 | 0% | 0% | 0% | 1 | 0% | 0% | 0% | 1 | 0% | 0% | 0% | 1 | 0% | 0% | 0% | 1 | 0% | 0% | 0% | 1 | 0% | 0% | 0% | 1
401 | Donnells-Curtis | 0 | 0 | 0 | 0% | 0% | 1 |  |  |  |  | 0% | [5 empty] | 50% | 0% | 50% | 3 | 0% | 0% | 0% | 1 | 0% | 0% | 0% | 1 | 24% | 0% | 0% | 1 | 24% | 0% | 0% | 1 | 80% | 0% | 0% | 3 | 11% | 0% | 0% | 1 | 0% | 0% | 1 |  |  |  |  | 0% | [5 empty] | 45% | 0% | 45% | 2 | 0% | 0% | 0% | 1 | 0% | 0% | 0% | 1 | 21% | 0% | 0% | 1 | 22% | 0% | 0% | 1 | 76% | 0% | 0% | 3 | 10% | 0% | 0% | 1 | 0% | 0% | 1 |  |  |  |  | 0% | [5 empty] | 40% | 10% | 50% | 3 | 0% | 0% | 0% | 1 | 19% | 0% | 0% | 1 | 31% | 0% | 0% | 1 | 36% | 0% | 0% | 1 | 61% | 0% | 0% | 2 | 8% | 0% | 0% | 1 | 0% | 0% | 1 |  |  |  |  | 0% | [5 empty] | 11% | 2% | 13% | 2 | 7% | 0% | 0% | 1 | 12% | 0% | 0% | 1 | 33% | 0% | 0% | 1 | 48% | 0% | 0% | 1 | 82% | 0% | 0% | 3 | 13% | 0% | 0% | 1
402 | Lee Lake (Proposed) | 0 | 0 | 0 | 0% | 0% | 1 |  |  |  |  | 0% | [5 empty] | 0% | 0% | 0% | 1 | 0% | 0% | 0% | 1 | 0% | 0% | 0% | 1 | 0% | 0% | 0% | 1 | 0% | 0% | 0% | 1 | 0% | 0% | 0% | 1 | 0% | 0% | 0% | 1 | 0% | 0% | 1 |  |  |  |  | 0% | [5 empty] | 0% | 0% | 0% | 1 | 0% | 0% | 0% | 1 | 0% | 0% | 0% | 1 | 0% | 0% | 0% | 1 | 0% | 0% | 0% | 1 | 0% | 0% | 0% | 1 | 0% | 0% | 0% | 1 | 0% | 0% | 1 |  |  |  |  | 0% | [5 empty] | 0% | 0% | 0% | 1 | 0% | 0% | 0% | 1 | 0% | 0% | 0% | 1 | 0% | 0% | 0% | 1 | 0% | 0% | 0% | 1 | 0% | 0% | 0% | 1 | 0% | 0% | 0% | 1 | 0% | 0% | 1 |  |  |  |  | 0% | [5 empty] | 0% | 0% | 0% | 1 | 3% | 0% | 0% | 1 | 19% | 0% | 0% | 1 | 72% | 0% | 0% | 3 | 75% | 0% | 0% | 3 | 0% | 0% | 0% | 1 | 3% | 0% | 0% | 1
403 | Orosi | 0 | 0 | 0 | 0% | 0% | 1 |  |  |  |  | 0% | [5 empty] | 0% | 0% | 0% | 1 | 0% | 0% | 0% | 1 | 0% | 0% | 0% | 1 | 0% | 0% | 0% | 1 | 0% | 0% | 0% | 1 | 0% | 0% | 0% | 1 | 0% | 0% | 0% | 1 | 0% | 0% | 1 |  |  |  |  | 0% | [5 empty] | 0% | 0% | 0% | 1 | 0% | 0% | 0% | 1 | 0% | 0% | 0% | 1 | 0% | 0% | 0% | 1 | 0% | 0% | 0% | 1 | 0% | 0% | 0% | 1 | 0% | 0% | 0% | 1 | 0% | 0% | 1 |  |  |  |  | 0% | [5 empty] | 0% | 0% | 0% | 1 | 0% | 0% | 0% | 1 | 0% | 0% | 0% | 1 | 0% | 0% | 0% | 1 | 0% | 0% | 0% | 1 | 0% | 0% | 0% | 1 | 0% | 0% | 0% | 1 | 0% | 0% | 1 |  |  |  |  | 0% | [5 empty] | 0% | 0% | 0% | 1 | 0% | 0% | 0% | 1 | 0% | 0% | 0% | 1 | 0% | 0% | 0% | 1 | 0% | 0% | 0% | 1 | 0% | 0% | 0% | 1 | 0% | 0% | 0% | 1
404 | Ukiah | 0 | 0 | 0 | 0% | 0% | 1 |  |  |  |  | 0% | [5 empty] | 72% | 28% | 100% | 5 | 8% | 0% | 0% | 1 | 40% | 0% | 0% | 1 | 59% | 0% | 0% | 2 | 68% | 0% | 0% | 2 | 100% | 0% | 0% | 5 | 0% | 0% | 0% | 1 | 0% | 0% | 1 |  |  |  |  | 0% | [5 empty] | 32% | 68% | 100% | 5 | 50% | 0% | 0% | 2 | 19% | 0% | 0% | 1 | 27% | 0% | 0% | 1 | 69% | 0% | 0% | 2 | 83% | 0% | 0% | 3 | 0% | 0% | 0% | 1 | 0% | 0% | 1 |  |  |  |  | 0% | [5 empty] | 32% | 55% | 87% | 5 | 49% | 0% | 0% | 1 | 21% | 0% | 0% | 1 | 32% | 0% | 0% | 1 | 70% | 0% | 0% | 3 | 78% | 0% | 0% | 3 | 0% | 0% | 0% | 1 | 0% | 0% | 1 |  |  |  |  | 0% | [5 empty] | 24% | 32% | 56% | 5 | 55% | 0% | 0% | 2 | 10% | 0% | 0% | 1 | 30% | 0% | 0% | 1 | 66% | 0% | 0% | 2 | 53% | 0% | 0% | 2 | 3% | 0% | 0% | 1
405 | New Sub - Gates - Midway (Proposed) | 0 | 0 | 0 | 0% | 0% | 1 |  |  |  |  | 0% | [5 empty] | 0% | 0% | 0% | 1 | 0% | 0% | 0% | 1 | 0% | 0% | 0% | 1 | 0% | 0% | 0% | 1 | 0% | 0% | 0% | 1 | 0% | 0% | 0% | 1 | 0% | 0% | 0% | 1 | 0% | 0% | 1 |  |  |  |  | 0% | [5 empty] | 0% | 0% | 0% | 1 | 0% | 0% | 0% | 1 | 0% | 0% | 0% | 1 | 0% | 0% | 0% | 1 | 0% | 0% | 0% | 1 | 0% | 0% | 0% | 1 | 0% | 0% | 0% | 1 | 0% | 0% | 1 |  |  |  |  | 0% | [5 empty] | 0% | 0% | 0% | 1 | 0% | 0% | 0% | 1 | 0% | 0% | 0% | 1 | 0% | 0% | 0% | 1 | 0% | 0% | 0% | 1 | 0% | 0% | 0% | 1 | 0% | 0% | 0% | 1 | 0% | 0% | 1 |  |  |  |  | 0% | [5 empty] | 85% | 0% | 85% | 5 | 70% | 0% | 0% | 3 | 4% | 0% | 0% | 1 | 18% | 0% | 0% | 1 | 74% | 0% | 0% | 3 | 64% | 0% | 0% | 2 | 1% | 0% | 0% | 1
406 | Humboldt | 0 | 0 | 0 | 0% | 0% | 1 |  |  |  |  | 0% | [5 empty] | 0% | 0% | 0% | 1 | 31% | 0% | 0% | 1 | 25% | 0% | 0% | 1 | 35% | 0% | 0% | 1 | 47% | 0% | 0% | 1 | 0% | 0% | 0% | 1 | 36% | 0% | 0% | 1 | 0% | 0% | 1 |  |  |  |  | 0% | [5 empty] | 0% | 0% | 0% | 1 | 16% | 0% | 0% | 1 | 7% | 0% | 0% | 1 | 9% | 0% | 0% | 1 | 20% | 0% | 0% | 1 | 38% | 0% | 0% | 1 | 14% | 0% | 0% | 1 | 0% | 0% | 1 |  |  |  |  | 0% | [5 empty] | 8% | 0% | 8% | 1 | 7% | 0% | 0% | 1 | 6% | 0% | 0% | 1 | 7% | 0% | 0% | 1 | 12% | 0% | 0% | 1 | 45% | 0% | 0% | 1 | 8% | 0% | 0% | 1 | 0% | 0% | 1 |  |  |  |  | 0% | [5 empty] | 6% | 2% | 8% | 2 | 8% | 0% | 0% | 1 | 5% | 0% | 0% | 1 | 9% | 0% | 0% | 1 | 13% | 0% | 0% | 1 | 71% | 0% | 0% | 3 | 6% | 0% | 0% | 1
407 | Chowchilla | 0 | 0 | 0 | 0% | 0% | 1 |  |  |  |  | 0% | [5 empty] | 0% | 0% | 0% | 1 | 0% | 0% | 0% | 1 | 0% | 0% | 0% | 1 | 0% | 0% | 0% | 1 | 0% | 0% | 0% | 1 | 0% | 0% | 0% | 1 | 0% | 0% | 0% | 1 | 0% | 0% | 1 |  |  |  |  | 0% | [5 empty] | 0% | 0% | 0% | 1 | 0% | 0% | 0% | 1 | 0% | 0% | 0% | 1 | 0% | 0% | 0% | 1 | 0% | 0% | 0% | 1 | 0% | 0% | 0% | 1 | 0% | 0% | 0% | 1 | 0% | 0% | 1 |  |  |  |  | 0% | [5 empty] | 0% | 0% | 0% | 1 | 0% | 0% | 0% | 1 | 0% | 0% | 0% | 1 | 0% | 0% | 0% | 1 | 0% | 0% | 0% | 1 | 0% | 0% | 0% | 1 | 0% | 0% | 0% | 1 | 0% | 0% | 1 |  |  |  |  | 0% | [5 empty] | 0% | 0% | 0% | 1 | 0% | 0% | 0% | 1 | 0% | 0% | 0% | 1 | 0% | 0% | 0% | 1 | 0% | 0% | 0% | 1 | 0% | 0% | 0% | 1 | 0% | 0% | 0% | 1
408 | Mesa (SCE) | 0 | 0 | 0 | 0% | 0% | 1 |  |  |  |  | 0% | [5 empty] | 0% | 0% | 0% | 1 | 0% | 0% | 0% | 1 | 0% | 0% | 0% | 1 | 0% | 0% | 0% | 1 | 0% | 0% | 0% | 1 | 0% | 0% | 0% | 1 | 0% | 0% | 0% | 1 | 0% | 0% | 1 |  |  |  |  | 0% | [5 empty] | 0% | 0% | 0% | 1 | 0% | 0% | 0% | 1 | 0% | 0% | 0% | 1 | 0% | 0% | 0% | 1 | 0% | 0% | 0% | 1 | 0% | 0% | 0% | 1 | 0% | 0% | 0% | 1 | 0% | 0% | 1 |  |  |  |  | 0% | [5 empty] | 0% | 0% | 0% | 1 | 0% | 0% | 0% | 1 | 34% | 0% | 0% | 1 | 49% | 0% | 0% | 1 | 49% | 0% | 0% | 1 | 0% | 0% | 0% | 1 | 0% | 0% | 0% | 1 | 0% | 0% | 1 |  |  |  |  | 0% | [5 empty] | 8% | 0% | 8% | 1 | 0% | 0% | 0% | 1 | 15% | 0% | 0% | 1 | 37% | 0% | 0% | 1 | 37% | 0% | 0% | 1 | 31% | 0% | 0% | 1 | 2% | 0% | 0% | 1
409 | Colorado River | 0 | 0 | 0 | 0% | 0% | 1 |  |  |  |  | 0% | [5 empty] | 0% | 0% | 0% | 1 | 55% | 0% | 0% | 2 | 52% | 0% | 0% | 2 | 49% | 0% | 0% | 1 | 70% | 0% | 0% | 3 | 70% | 0% | 0% | 3 | 0% | 0% | 0% | 1 | 0% | 0% | 1 |  |  |  |  | 0% | [5 empty] | 0% | 0% | 0% | 1 | 52% | 0% | 0% | 2 | 39% | 0% | 0% | 1 | 37% | 0% | 0% | 1 | 63% | 0% | 0% | 2 | 74% | 0% | 0% | 3 | 0% | 0% | 0% | 1 | 0% | 0% | 1 |  |  |  |  | 0% | [5 empty] | 0% | 0% | 0% | 1 | 45% | 0% | 0% | 1 | 32% | 0% | 0% | 1 | 30% | 0% | 0% | 1 | 53% | 0% | 0% | 2 | 77% | 0% | 0% | 3 | 0% | 0% | 0% | 1 | 0% | 0% | 1 |  |  |  |  | 0% | [5 empty] | 0% | 0% | 0% | 1 | 43% | 0% | 0% | 1 | 27% | 0% | 0% | 1 | 26% | 0% | 0% | 1 | 51% | 0% | 0% | 2 | 77% | 0% | 0% | 3 | 0% | 0% | 0% | 1
410 | Placerville | 0 | 0 | 0 | 0% | 0% | 1 |  |  |  |  | 0% | [5 empty] | 0% | 0% | 0% | 1 | 0% | 0% | 0% | 1 | 0% | 0% | 0% | 1 | 0% | 0% | 0% | 1 | 0% | 0% | 0% | 1 | 0% | 0% | 0% | 1 | 0% | 0% | 0% | 1 | 0% | 0% | 1 |  |  |  |  | 0% | [5 empty] | 0% | 0% | 0% | 1 | 0% | 0% | 0% | 1 | 0% | 0% | 0% | 1 | 0% | 0% | 0% | 1 | 0% | 0% | 0% | 1 | 0% | 0% | 0% | 1 | 0% | 0% | 0% | 1 | 0% | 0% | 1 |  |  |  |  | 0% | [5 empty] | 0% | 0% | 0% | 1 | 0% | 0% | 0% | 1 | 0% | 0% | 0% | 1 | 0% | 0% | 0% | 1 | 0% | 0% | 0% | 1 | 0% | 0% | 0% | 1 | 0% | 0% | 0% | 1 | 0% | 0% | 1 |  |  |  |  | 0% | [5 empty] | 82% | 0% | 82% | 5 | 1% | 0% | 0% | 1 | 9% | 0% | 0% | 1 | 0% | 0% | 0% | 1 | 10% | 0% | 0% | 1 | 72% | 0% | 0% | 3 | 4% | 0% | 0% | 1
411 | Inyokern | 0 | 0 | 0 | 0% | 0% | 1 |  |  |  |  | 0% | [5 empty] | 0% | 0% | 0% | 1 | 58% | 0% | 0% | 2 | 25% | 0% | 0% | 1 | 10% | 0% | 0% | 1 | 63% | 0% | 0% | 2 | 46% | 0% | 0% | 1 | 0% | 0% | 0% | 1 | 0% | 0% | 1 |  |  |  |  | 0% | [5 empty] | 1% | 0% | 1% | 1 | 60% | 0% | 0% | 2 | 23% | 0% | 0% | 1 | 10% | 0% | 0% | 1 | 65% | 0% | 0% | 2 | 43% | 0% | 0% | 1 | 0% | 0% | 0% | 1 | 0% | 0% | 1 |  |  |  |  | 0% | [5 empty] | 1% | 0% | 1% | 1 | 64% | 0% | 0% | 2 | 25% | 0% | 0% | 1 | 10% | 0% | 0% | 1 | 69% | 0% | 0% | 2 | 43% | 0% | 0% | 1 | 0% | 0% | 0% | 1 | 0% | 0% | 1 |  |  |  |  | 0% | [5 empty] | 3% | 1% | 4% | 2 | 20% | 0% | 0% | 1 | 26% | 0% | 0% | 1 | 12% | 0% | 0% | 1 | 42% | 0% | 0% | 1 | 57% | 0% | 0% | 2 | 1% | 0% | 0% | 1
412 | Mandalay | 0 | 0 | 0 | 0% | 0% | 1 |  |  |  |  | 0% | [5 empty] | 0% | 0% | 0% | 1 | 5% | 0% | 0% | 1 | 18% | 0% | 0% | 1 | 50% | 0% | 0% | 2 | 50% | 0% | 0% | 2 | 0% | 0% | 0% | 1 | 5% | 0% | 0% | 1 | 0% | 0% | 1 |  |  |  |  | 0% | [5 empty] | 0% | 0% | 0% | 1 | 13% | 0% | 0% | 1 | 58% | 0% | 0% | 2 | 72% | 0% | 0% | 3 | 72% | 0% | 0% | 3 | 0% | 0% | 0% | 1 | 18% | 0% | 0% | 1 | 0% | 0% | 1 |  |  |  |  | 0% | [5 empty] | 0% | 0% | 0% | 1 | 39% | 0% | 0% | 1 | 37% | 0% | 0% | 1 | 46% | 0% | 0% | 1 | 76% | 0% | 0% | 3 | 4% | 0% | 0% | 1 | 11% | 0% | 0% | 1 | 0% | 0% | 1 |  |  |  |  | 0% | [5 empty] | 51% | 9% | 60% | 3 | 48% | 0% | 0% | 1 | 11% | 0% | 0% | 1 | 20% | 0% | 0% | 1 | 60% | 0% | 0% | 2 | 52% | 0% | 0% | 2 | 5% | 0% | 0% | 1
413 | Creelman | 0 | 0 | 0 | 0% | 0% | 1 |  |  |  |  | 0% | [5 empty] | 0% | 0% | 0% | 1 | 0% | 0% | 0% | 1 | 0% | 0% | 0% | 1 | 0% | 0% | 0% | 1 | 0% | 0% | 0% | 1 | 0% | 0% | 0% | 1 | 0% | 0% | 0% | 1 | 0% | 0% | 1 |  |  |  |  | 0% | [5 empty] | 2% | 98% | 100% | 5 | 100% | 0% | 0% | 5 | 21% | 0% | 0% | 1 | 81% | 0% | 0% | 3 | 100% | 0% | 0% | 5 | 78% | 0% | 0% | 3 | 0% | 0% | 0% | 1 | 0% | 0% | 1 |  |  |  |  | 0% | [5 empty] | 5% | 94% | 99% | 5 | 91% | 0% | 0% | 4 | 62% | 0% | 0% | 2 | 75% | 0% | 0% | 3 | 100% | 0% | 0% | 5 | 31% | 0% | 0% | 1 | 36% | 0% | 0% | 1 | 0% | 0% | 1 |  |  |  |  | 0% | [5 empty] | 13% | 83% | 96% | 5 | 24% | 0% | 0% | 1 | 26% | 0% | 0% | 1 | 52% | 0% | 0% | 2 | 58% | 0% | 0% | 2 | 54% | 0% | 0% | 2 | 6% | 0% | 0% | 1
414 | Harborgen | 0 | 0 | 0 | 0% | 0% | 1 |  |  |  |  | 0% | [5 empty] | 0% | 0% | 0% | 1 | 0% | 0% | 0% | 1 | 11% | 0% | 0% | 1 | 52% | 0% | 0% | 2 | 52% | 0% | 0% | 2 | 0% | 0% | 0% | 1 | 1% | 0% | 0% | 1 | 0% | 0% | 1 |  |  |  |  | 0% | [5 empty] | 0% | 0% | 0% | 1 | 0% | 0% | 0% | 1 | 14% | 0% | 0% | 1 | 54% | 0% | 0% | 2 | 54% | 0% | 0% | 2 | 0% | 0% | 0% | 1 | 1% | 0% | 0% | 1 | 0% | 0% | 1 |  |  |  |  | 0% | [5 empty] | 0% | 0% | 0% | 1 | 0% | 0% | 0% | 1 | 22% | 0% | 0% | 1 | 59% | 0% | 0% | 2 | 59% | 0% | 0% | 2 | 0% | 0% | 0% | 1 | 2% | 0% | 0% | 1 | 0% | 0% | 1 |  |  |  |  | 0% | [5 empty] | 0% | 0% | 0% | 1 | 1% | 0% | 0% | 1 | 20% | 0% | 0% | 1 | 62% | 0% | 0% | 2 | 63% | 0% | 0% | 2 | 0% | 0% | 0% | 1 | 2% | 0% | 0% | 1
415 | Capistrano | 0 | 0 | 0 | 0% | 0% | 1 |  |  |  |  | 0% | [5 empty] | 0% | 0% | 0% | 1 | 0% | 0% | 0% | 1 | 29% | 0% | 0% | 1 | 50% | 0% | 0% | 2 | 50% | 0% | 0% | 2 | 0% | 0% | 0% | 1 | 0% | 0% | 0% | 1 | 0% | 0% | 1 |  |  |  |  | 0% | [5 empty] | 0% | 0% | 0% | 1 | 5% | 0% | 0% | 1 | 19% | 0% | 0% | 1 | 54% | 0% | 0% | 2 | 59% | 0% | 0% | 2 | 0% | 0% | 0% | 1 | 1% | 0% | 0% | 1 | 0% | 0% | 1 |  |  |  |  | 0% | [5 empty] | 1% | 0% | 1% | 1 | 3% | 0% | 0% | 1 | 25% | 0% | 0% | 1 | 75% | 0% | 0% | 3 | 78% | 0% | 0% | 3 | 0% | 0% | 0% | 1 | 7% | 0% | 0% | 1 | 0% | 0% | 1 |  |  |  |  | 0% | [5 empty] | 0% | 0% | 0% | 1 | 7% | 0% | 0% | 1 | 51% | 0% | 0% | 2 | 80% | 0% | 0% | 3 | 82% | 0% | 0% | 3 | 0% | 0% | 0% | 1 | 10% | 0% | 0% | 1
416 | Red Bluff | 0 | 0 | 0 | 0% | 0% | 1 |  |  |  |  | 0% | [5 empty] | 0% | 0% | 0% | 1 | 38% | 0% | 0% | 1 | 0% | 0% | 0% | 1 | 0% | 0% | 0% | 1 | 38% | 0% | 0% | 1 | 48% | 0% | 0% | 1 | 1% | 0% | 0% | 1 | 0% | 0% | 1 |  |  |  |  | 0% | [5 empty] | 0% | 0% | 0% | 1 | 46% | 0% | 0% | 1 | 11% | 0% | 0% | 1 | 11% | 0% | 0% | 1 | 47% | 0% | 0% | 1 | 51% | 0% | 0% | 2 | 1% | 0% | 0% | 1 | 0% | 0% | 1 |  |  |  |  | 0% | [5 empty] | 0% | 0% | 0% | 1 | 39% | 0% | 0% | 1 | 25% | 0% | 0% | 1 | 15% | 0% | 0% | 1 | 52% | 0% | 0% | 2 | 54% | 0% | 0% | 2 | 1% | 0% | 0% | 1 | 0% | 0% | 1 |  |  |  |  | 0% | [5 empty] | 0% | 0% | 0% | 1 | 50% | 0% | 0% | 2 | 32% | 0% | 0% | 1 | 26% | 0% | 0% | 1 | 61% | 0% | 0% | 2 | 68% | 0% | 0% | 2 | 1% | 0% | 0% | 1
417 | Scripps | 0 | 0 | 0 | 0% | 0% | 1 |  |  |  |  | 0% | [5 empty] | 0% | 0% | 0% | 1 | 0% | 0% | 0% | 1 | 65% | 0% | 0% | 2 | 97% | 0% | 0% | 5 | 97% | 0% | 0% | 5 | 0% | 0% | 0% | 1 | 0% | 0% | 0% | 1 | 0% | 0% | 1 |  |  |  |  | 0% | [5 empty] | 0% | 0% | 0% | 1 | 0% | 0% | 0% | 1 | 11% | 0% | 0% | 1 | 37% | 0% | 0% | 1 | 37% | 0% | 0% | 1 | 0% | 0% | 0% | 1 | 1% | 0% | 0% | 1 | 0% | 0% | 1 |  |  |  |  | 0% | [5 empty] | 0% | 0% | 0% | 1 | 3% | 0% | 0% | 1 | 22% | 0% | 0% | 1 | 55% | 0% | 0% | 2 | 56% | 0% | 0% | 2 | 0% | 0% | 0% | 1 | 5% | 0% | 0% | 1 | 0% | 0% | 1 |  |  |  |  | 0% | [5 empty] | 0% | 0% | 0% | 1 | 9% | 0% | 0% | 1 | 44% | 0% | 0% | 1 | 68% | 0% | 0% | 2 | 69% | 0% | 0% | 2 | 0% | 0% | 0% | 1 | 9% | 0% | 0% | 1
418 | Johanna | 0 | 0 | 0 | 0% | 0% | 1 |  |  |  |  | 0% | [5 empty] | 0% | 0% | 0% | 1 | 4% | 0% | 0% | 1 | 22% | 0% | 0% | 1 | 86% | 0% | 0% | 3 | 90% | 0% | 0% | 4 | 0% | 0% | 0% | 1 | 11% | 0% | 0% | 1 | 0% | 0% | 1 |  |  |  |  | 0% | [5 empty] | 0% | 0% | 0% | 1 | 2% | 0% | 0% | 1 | 43% | 0% | 0% | 1 | 87% | 0% | 0% | 3 | 90% | 0% | 0% | 4 | 0% | 0% | 0% | 1 | 8% | 0% | 0% | 1 | 0% | 0% | 1 |  |  |  |  | 0% | [5 empty] | 0% | 0% | 0% | 1 | 2% | 0% | 0% | 1 | 33% | 0% | 0% | 1 | 69% | 0% | 0% | 2 | 71% | 0% | 0% | 3 | 0% | 0% | 0% | 1 | 5% | 0% | 0% | 1 | 0% | 0% | 1 |  |  |  |  | 0% | [5 empty] | 0% | 0% | 0% | 1 | 1% | 0% | 0% | 1 | 17% | 0% | 0% | 1 | 61% | 0% | 0% | 2 | 61% | 0% | 0% | 2 | 0% | 0% | 0% | 1 | 3% | 0% | 0% | 1
419 | Cottle | 0 | 0 | 0 | 0% | 0% | 1 |  |  |  |  | 0% | [5 empty] | 0% | 0% | 0% | 1 | 0% | 0% | 0% | 1 | 0% | 0% | 0% | 1 | 0% | 0% | 0% | 1 | 0% | 0% | 0% | 1 | 0% | 0% | 0% | 1 | 0% | 0% | 0% | 1 | 0% | 0% | 1 |  |  |  |  | 0% | [5 empty] | 0% | 0% | 0% | 1 | 0% | 0% | 0% | 1 | 0% | 0% | 0% | 1 | 0% | 0% | 0% | 1 | 0% | 0% | 0% | 1 | 0% | 0% | 0% | 1 | 0% | 0% | 0% | 1 | 0% | 0% | 1 |  |  |  |  | 0% | [5 empty] | 0% | 0% | 0% | 1 | 0% | 0% | 0% | 1 | 0% | 0% | 0% | 1 | 0% | 0% | 0% | 1 | 0% | 0% | 0% | 1 | 0% | 0% | 0% | 1 | 0% | 0% | 0% | 1 | 0% | 0% | 1 |  |  |  |  | 0% | [5 empty] | 100% | 0% | 100% | 5 | 100% | 0% | 0% | 5 | 20% | 0% | 0% | 1 | 20% | 0% | 0% | 1 | 100% | 0% | 0% | 5 | 100% | 0% | 0% | 5 | 0% | 0% | 0% | 1
420 | Kingsburg | 0 | 0 | 0 | 0% | 0% | 1 |  |  |  |  | 0% | [5 empty] | 0% | 0% | 0% | 1 | 0% | 0% | 0% | 1 | 0% | 0% | 0% | 1 | 0% | 0% | 0% | 1 | 0% | 0% | 0% | 1 | 0% | 0% | 0% | 1 | 0% | 0% | 0% | 1 | 0% | 0% | 1 |  |  |  |  | 0% | [5 empty] | 0% | 0% | 0% | 1 | 0% | 0% | 0% | 1 | 0% | 0% | 0% | 1 | 0% | 0% | 0% | 1 | 0% | 0% | 0% | 1 | 0% | 0% | 0% | 1 | 0% | 0% | 0% | 1 | 0% | 0% | 1 |  |  |  |  | 0% | [5 empty] | 0% | 0% | 0% | 1 | 0% | 0% | 0% | 1 | 0% | 0% | 0% | 1 | 0% | 0% | 0% | 1 | 0% | 0% | 0% | 1 | 0% | 0% | 0% | 1 | 0% | 0% | 0% | 1 | 0% | 0% | 1 |  |  |  |  | 0% | [5 empty] | 0% | 0% | 0% | 1 | 0% | 0% | 0% | 1 | 0% | 0% | 0% | 1 | 0% | 0% | 0% | 1 | 0% | 0% | 0% | 1 | 0% | 0% | 0% | 1 | 0% | 0% | 0% | 1
421 | Panoche | 0 | 0 | 0 | 0% | 0% | 1 |  |  |  |  | 0% | [5 empty] | 0% | 0% | 0% | 1 | 0% | 0% | 0% | 1 | 0% | 0% | 0% | 1 | 0% | 0% | 0% | 1 | 0% | 0% | 0% | 1 | 0% | 0% | 0% | 1 | 0% | 0% | 0% | 1 | 0% | 0% | 1 |  |  |  |  | 0% | [5 empty] | 0% | 0% | 0% | 1 | 0% | 0% | 0% | 1 | 0% | 0% | 0% | 1 | 0% | 0% | 0% | 1 | 0% | 0% | 0% | 1 | 0% | 0% | 0% | 1 | 0% | 0% | 0% | 1 | 0% | 0% | 1 |  |  |  |  | 0% | [5 empty] | 77% | 23% | 100% | 5 | 100% | 0% | 0% | 5 | 2% | 0% | 0% | 1 | 2% | 0% | 0% | 1 | 100% | 0% | 0% | 5 | 100% | 0% | 0% | 5 | 0% | 0% | 0% | 1 | 0% | 0% | 1 |  |  |  |  | 0% | [5 empty] | 29% | 71% | 100% | 5 | 86% | 0% | 0% | 3 | 7% | 0% | 0% | 1 | 18% | 0% | 0% | 1 | 93% | 0% | 0% | 4 | 98% | 0% | 0% | 5 | 0% | 0% | 0% | 1
422 | Fulton | 0 | 0 | 0 | 0% | 0% | 1 |  |  |  |  | 0% | [5 empty] | 0% | 0% | 0% | 1 | 0% | 0% | 0% | 1 | 0% | 0% | 0% | 1 | 0% | 0% | 0% | 1 | 0% | 0% | 0% | 1 | 0% | 0% | 0% | 1 | 0% | 0% | 0% | 1 | 0% | 0% | 1 |  |  |  |  | 0% | [5 empty] | 29% | 0% | 29% | 2 | 85% | 0% | 0% | 3 | 5% | 0% | 0% | 1 | 50% | 0% | 0% | 2 | 100% | 0% | 0% | 5 | 91% | 0% | 0% | 4 | 0% | 0% | 0% | 1 | 0% | 0% | 1 |  |  |  |  | 0% | [5 empty] | 29% | 0% | 29% | 2 | 90% | 0% | 0% | 4 | 44% | 0% | 0% | 1 | 67% | 0% | 0% | 2 | 97% | 0% | 0% | 5 | 67% | 0% | 0% | 2 | 3% | 0% | 0% | 1 | 0% | 0% | 1 |  |  |  |  | 0% | [5 empty] | 45% | 16% | 61% | 3 | 85% | 0% | 0% | 3 | 32% | 0% | 0% | 1 | 60% | 0% | 0% | 2 | 95% | 0% | 0% | 5 | 63% | 0% | 0% | 2 | 2% | 0% | 0% | 1
423 | Ripon | 0 | 0 | 0 | 0% | 0% | 1 |  |  |  |  | 0% | [5 empty] | 0% | 0% | 0% | 1 | 0% | 0% | 0% | 1 | 0% | 0% | 0% | 1 | 0% | 0% | 0% | 1 | 0% | 0% | 0% | 1 | 0% | 0% | 0% | 1 | 0% | 0% | 0% | 1 | 0% | 0% | 1 |  |  |  |  | 0% | [5 empty] | 0% | 0% | 0% | 1 | 0% | 0% | 0% | 1 | 0% | 0% | 0% | 1 | 0% | 0% | 0% | 1 | 0% | 0% | 0% | 1 | 0% | 0% | 0% | 1 | 0% | 0% | 0% | 1 | 0% | 0% | 1 |  |  |  |  | 0% | [5 empty] | 84% | 16% | 100% | 5 | 100% | 0% | 0% | 5 | 39% | 0% | 0% | 1 | 54% | 0% | 0% | 2 | 100% | 0% | 0% | 5 | 100% | 0% | 0% | 5 | 0% | 0% | 0% | 1 | 0% | 0% | 1 |  |  |  |  | 3% | [5 empty] | 78% | 15% | 93% | 5 | 92% | 0% | 0% | 4 | 75% | 0% | 0% | 3 | 87% | 0% | 0% | 3 | 100% | 0% | 0% | 5 | 53% | 0% | 0% | 2 | 2% | 0% | 0% | 1
424 | Shafter | 0 | 0 | 0 | 0% | 0% | 1 |  |  |  |  | 0% | [5 empty] | 0% | 0% | 0% | 1 | 0% | 0% | 0% | 1 | 0% | 0% | 0% | 1 | 0% | 0% | 0% | 1 | 0% | 0% | 0% | 1 | 0% | 0% | 0% | 1 | 0% | 0% | 0% | 1 | 0% | 0% | 1 |  |  |  |  | 0% | [5 empty] | 0% | 0% | 0% | 1 | 0% | 0% | 0% | 1 | 0% | 0% | 0% | 1 | 0% | 0% | 0% | 1 | 0% | 0% | 0% | 1 | 0% | 0% | 0% | 1 | 0% | 0% | 0% | 1 | 0% | 0% | 1 |  |  |  |  | 0% | [5 empty] | 0% | 0% | 0% | 1 | 0% | 0% | 0% | 1 | 0% | 0% | 0% | 1 | 0% | 0% | 0% | 1 | 0% | 0% | 0% | 1 | 0% | 0% | 0% | 1 | 0% | 0% | 0% | 1 | 0% | 0% | 1 |  |  |  |  | 0% | [5 empty] | 0% | 0% | 0% | 1 | 0% | 0% | 0% | 1 | 0% | 0% | 0% | 1 | 0% | 0% | 0% | 1 | 0% | 0% | 0% | 1 | 0% | 0% | 0% | 1 | 0% | 0% | 0% | 1
425 | San Luis Rey | 0 | 0 | 0 | 0% | 0% | 1 |  |  |  |  | 0% | [5 empty] | 0% | 0% | 0% | 1 | 18% | 0% | 0% | 1 | 80% | 0% | 0% | 3 | 80% | 0% | 0% | 3 | 80% | 0% | 0% | 3 | 0% | 0% | 0% | 1 | 16% | 0% | 0% | 1 | 0% | 0% | 1 |  |  |  |  | 0% | [5 empty] | 1% | 0% | 1% | 1 | 16% | 0% | 0% | 1 | 77% | 0% | 0% | 3 | 81% | 0% | 0% | 3 | 81% | 0% | 0% | 3 | 0% | 0% | 0% | 1 | 16% | 0% | 0% | 1 | 0% | 0% | 1 |  |  |  |  | 0% | [5 empty] | 1% | 0% | 1% | 1 | 14% | 0% | 0% | 1 | 77% | 0% | 0% | 3 | 80% | 0% | 0% | 3 | 80% | 0% | 0% | 3 | 0% | 0% | 0% | 1 | 14% | 0% | 0% | 1 | 0% | 0% | 1 |  |  |  |  | 0% | [5 empty] | 1% | 0% | 1% | 1 | 10% | 0% | 0% | 1 | 57% | 0% | 0% | 2 | 69% | 0% | 0% | 2 | 69% | 0% | 0% | 2 | 0% | 0% | 0% | 1 | 9% | 0% | 0% | 1
426 | Woodward | 0 | 0 | 0 | 0% | 0% | 1 |  |  |  |  | 0% | [5 empty] | 0% | 0% | 0% | 1 | 0% | 0% | 0% | 1 | 0% | 0% | 0% | 1 | 0% | 0% | 0% | 1 | 0% | 0% | 0% | 1 | 0% | 0% | 0% | 1 | 0% | 0% | 0% | 1 | 0% | 0% | 1 |  |  |  |  | 0% | [5 empty] | 0% | 0% | 0% | 1 | 0% | 0% | 0% | 1 | 0% | 0% | 0% | 1 | 0% | 0% | 0% | 1 | 0% | 0% | 0% | 1 | 0% | 0% | 0% | 1 | 0% | 0% | 0% | 1 | 0% | 0% | 1 |  |  |  |  | 0% | [5 empty] | 0% | 0% | 0% | 1 | 0% | 0% | 0% | 1 | 0% | 0% | 0% | 1 | 0% | 0% | 0% | 1 | 0% | 0% | 0% | 1 | 0% | 0% | 0% | 1 | 0% | 0% | 0% | 1 | 0% | 0% | 1 |  |  |  |  | 0% | [5 empty] | 0% | 0% | 0% | 1 | 0% | 0% | 0% | 1 | 0% | 0% | 0% | 1 | 0% | 0% | 0% | 1 | 0% | 0% | 0% | 1 | 0% | 0% | 0% | 1 | 0% | 0% | 0% | 1
427 | Helm | 0 | 0 | 0 | 0% | 0% | 1 |  |  |  |  | 0% | [5 empty] | 0% | 0% | 0% | 1 | 0% | 0% | 0% | 1 | 0% | 0% | 0% | 1 | 0% | 0% | 0% | 1 | 0% | 0% | 0% | 1 | 0% | 0% | 0% | 1 | 0% | 0% | 0% | 1 | 0% | 0% | 1 |  |  |  |  | 0% | [5 empty] | 0% | 0% | 0% | 1 | 0% | 0% | 0% | 1 | 0% | 0% | 0% | 1 | 0% | 0% | 0% | 1 | 0% | 0% | 0% | 1 | 0% | 0% | 0% | 1 | 0% | 0% | 0% | 1 | 0% | 0% | 1 |  |  |  |  | 0% | [5 empty] | 0% | 0% | 0% | 1 | 0% | 0% | 0% | 1 | 0% | 0% | 0% | 1 | 0% | 0% | 0% | 1 | 0% | 0% | 0% | 1 | 0% | 0% | 0% | 1 | 0% | 0% | 0% | 1 | 0% | 0% | 1 |  |  |  |  | 0% | [5 empty] | 65% | 29% | 94% | 5 | 100% | 0% | 0% | 5 | 0% | 0% | 0% | 1 | 10% | 0% | 0% | 1 | 100% | 0% | 0% | 5 | 73% | 0% | 0% | 3 | 0% | 0% | 0% | 1
428 | FMC | 0 | 0 | 0 | 0% | 0% | 1 |  |  |  |  | 0% | [5 empty] | 0% | 0% | 0% | 1 | 0% | 0% | 0% | 1 | 0% | 0% | 0% | 1 | 0% | 0% | 0% | 1 | 0% | 0% | 0% | 1 | 0% | 0% | 0% | 1 | 100% | 0% | 0% | 5 | 0% | 0% | 1 |  |  |  |  | 0% | [5 empty] | 86% | 0% | 86% | 5 | 85% | 0% | 0% | 3 | 66% | 0% | 0% | 2 | 70% | 0% | 0% | 3 | 89% | 0% | 0% | 3 | 83% | 0% | 0% | 3 | 8% | 0% | 0% | 1 | 0% | 0% | 1 |  |  |  |  | 0% | [5 empty] | 83% | 12% | 95% | 5 | 85% | 0% | 0% | 3 | 31% | 0% | 0% | 1 | 32% | 0% | 0% | 1 | 87% | 0% | 0% | 3 | 92% | 0% | 0% | 4 | 4% | 0% | 0% | 1 | 0% | 0% | 1 |  |  |  |  | 0% | [5 empty] | 69% | 27% | 96% | 5 | 93% | 0% | 0% | 4 | 60% | 0% | 0% | 2 | 68% | 0% | 0% | 2 | 96% | 0% | 0% | 5 | 75% | 0% | 0% | 3 | 2% | 0% | 0% | 1
429 | Mohave | 0 | 0 | 0 | 0% | 0% | 1 |  |  |  |  | 0% | [5 empty] | 0% | 0% | 0% | 1 | 0% | 0% | 0% | 1 | 0% | 0% | 0% | 1 | 0% | 0% | 0% | 1 | 0% | 0% | 0% | 1 | 0% | 0% | 0% | 1 | 0% | 0% | 0% | 1 | 0% | 0% | 1 |  |  |  |  | 0% | [5 empty] | 0% | 0% | 0% | 1 | 0% | 0% | 0% | 1 | 0% | 0% | 0% | 1 | 0% | 0% | 0% | 1 | 0% | 0% | 0% | 1 | 0% | 0% | 0% | 1 | 0% | 0% | 0% | 1 | 0% | 0% | 1 |  |  |  |  | 0% | [5 empty] | 0% | 0% | 0% | 1 | 7% | 0% | 0% | 1 | 2% | 0% | 0% | 1 | 0% | 0% | 0% | 1 | 7% | 0% | 0% | 1 | 7% | 0% | 0% | 1 | 0% | 0% | 0% | 1 | 0% | 0% | 1 |  |  |  |  | 0% | [5 empty] | 0% | 0% | 0% | 1 | 8% | 0% | 0% | 1 | 15% | 0% | 0% | 1 | 13% | 0% | 0% | 1 | 25% | 0% | 0% | 1 | 27% | 0% | 0% | 1 | 0% | 0% | 0% | 1
430 | Wakefield | 0 | 0 | 0 | 0% | 0% | 1 |  |  |  |  | 0% | [5 empty] | 100% | 0% | 100% | 5 | 100% | 0% | 0% | 5 | 0% | 0% | 0% | 1 | 0% | 0% | 0% | 1 | 100% | 0% | 0% | 5 | 100% | 0% | 0% | 5 | 0% | 0% | 0% | 1 | 0% | 0% | 1 |  |  |  |  | 0% | [5 empty] | 80% | 0% | 80% | 5 | 76% | 0% | 0% | 3 | 0% | 0% | 0% | 1 | 20% | 0% | 0% | 1 | 96% | 0% | 0% | 5 | 43% | 0% | 0% | 1 | 0% | 0% | 0% | 1 | 0% | 0% | 1 |  |  |  |  | 0% | [5 empty] | 75% | 2% | 77% | 5 | 52% | 0% | 0% | 2 | 10% | 0% | 0% | 1 | 13% | 0% | 0% | 1 | 63% | 0% | 0% | 2 | 33% | 0% | 0% | 1 | 6% | 0% | 0% | 1 | 0% | 0% | 1 |  |  |  |  | 0% | [5 empty] | 25% | 70% | 95% | 5 | 86% | 0% | 0% | 3 | 7% | 0% | 0% | 1 | 8% | 0% | 0% | 1 | 88% | 0% | 0% | 3 | 62% | 0% | 0% | 2 | 2% | 0% | 0% | 1
431 | Kern PP | 0 | 0 | 0 | 0% | 0% | 1 |  |  |  |  | 0% | [5 empty] | 0% | 0% | 0% | 1 | 0% | 0% | 0% | 1 | 0% | 0% | 0% | 1 | 0% | 0% | 0% | 1 | 0% | 0% | 0% | 1 | 0% | 0% | 0% | 1 | 0% | 0% | 0% | 1 | 0% | 0% | 1 |  |  |  |  | 0% | [5 empty] | 0% | 0% | 0% | 1 | 0% | 0% | 0% | 1 | 0% | 0% | 0% | 1 | 0% | 0% | 0% | 1 | 0% | 0% | 0% | 1 | 0% | 0% | 0% | 1 | 0% | 0% | 0% | 1 | 0% | 0% | 1 |  |  |  |  | 0% | [5 empty] | 0% | 0% | 0% | 1 | 0% | 0% | 0% | 1 | 0% | 0% | 0% | 1 | 0% | 0% | 0% | 1 | 0% | 0% | 0% | 1 | 0% | 0% | 0% | 1 | 0% | 0% | 0% | 1 | 0% | 0% | 1 |  |  |  |  | 0% | [5 empty] | 12% | 88% | 100% | 5 | 53% | 0% | 0% | 2 | 45% | 0% | 0% | 1 | 56% | 0% | 0% | 2 | 92% | 0% | 0% | 4 | 89% | 0% | 0% | 3 | 0% | 0% | 0% | 1
432 | Diablo Canyon | 0 | 0 | 0 | 0% | 0% | 1 |  |  |  |  | 0% | [5 empty] | 63% | 0% | 63% | 3 | 0% | 0% | 0% | 1 | 2% | 0% | 0% | 1 | 59% | 0% | 0% | 2 | 59% | 0% | 0% | 2 | 58% | 0% | 0% | 2 | 2% | 0% | 0% | 1 | 0% | 0% | 1 |  |  |  |  | 0% | [5 empty] | 63% | 6% | 69% | 3 | 16% | 0% | 0% | 1 | 4% | 0% | 0% | 1 | 59% | 0% | 0% | 2 | 63% | 0% | 0% | 2 | 63% | 0% | 0% | 2 | 3% | 0% | 0% | 1 | 0% | 0% | 1 |  |  |  |  | 0% | [5 empty] | 83% | 4% | 87% | 5 | 52% | 0% | 0% | 2 | 12% | 0% | 0% | 1 | 40% | 0% | 0% | 1 | 72% | 0% | 0% | 3 | 72% | 0% | 0% | 3 | 3% | 0% | 0% | 1 | 0% | 0% | 1 |  |  |  |  | 0% | [5 empty] | 72% | 17% | 89% | 5 | 47% | 0% | 0% | 1 | 11% | 0% | 0% | 1 | 34% | 0% | 0% | 1 | 64% | 0% | 0% | 2 | 66% | 0% | 0% | 2 | 2% | 0% | 0% | 1
433 | Reedley | 0 | 0 | 0 | 0% | 0% | 1 |  |  |  |  | 0% | [5 empty] | 0% | 0% | 0% | 1 | 0% | 0% | 0% | 1 | 0% | 0% | 0% | 1 | 0% | 0% | 0% | 1 | 0% | 0% | 0% | 1 | 0% | 0% | 0% | 1 | 0% | 0% | 0% | 1 | 0% | 0% | 1 |  |  |  |  | 0% | [5 empty] | 0% | 0% | 0% | 1 | 0% | 0% | 0% | 1 | 0% | 0% | 0% | 1 | 0% | 0% | 0% | 1 | 0% | 0% | 0% | 1 | 0% | 0% | 0% | 1 | 0% | 0% | 0% | 1 | 0% | 0% | 1 |  |  |  |  | 0% | [5 empty] | 0% | 0% | 0% | 1 | 0% | 0% | 0% | 1 | 0% | 0% | 0% | 1 | 0% | 0% | 0% | 1 | 0% | 0% | 0% | 1 | 0% | 0% | 0% | 1 | 0% | 0% | 0% | 1 | 0% | 0% | 1 |  |  |  |  | 0% | [5 empty] | 0% | 0% | 0% | 1 | 0% | 0% | 0% | 1 | 0% | 0% | 0% | 1 | 0% | 0% | 0% | 1 | 0% | 0% | 0% | 1 | 0% | 0% | 0% | 1 | 0% | 0% | 0% | 1
434 | Oakland J | 0 | 0 | 10 | 0% | 0% | 1 |  |  |  |  | 0% | [5 empty] | 0% | 0% | 0% | 1 | 0% | 0% | 0% | 1 | 13% | 0% | 0% | 1 | 26% | 0% | 0% | 1 | 26% | 0% | 0% | 1 | 0% | 0% | 0% | 1 | 8% | 0% | 0% | 1 | 0% | 0% | 1 |  |  |  |  | 0% | [5 empty] | 33% | 0% | 33% | 2 | 6% | 0% | 0% | 1 | 40% | 0% | 0% | 1 | 47% | 0% | 0% | 1 | 51% | 0% | 0% | 2 | 8% | 0% | 0% | 1 | 6% | 0% | 0% | 1 | 0% | 0% | 1 |  |  |  |  | 0% | [5 empty] | 49% | 0% | 49% | 2 | 7% | 0% | 0% | 1 | 39% | 0% | 0% | 1 | 60% | 0% | 0% | 2 | 62% | 0% | 0% | 2 | 18% | 0% | 0% | 1 | 5% | 0% | 0% | 1 | 0% | 0% | 1 |  |  |  |  | 0% | [5 empty] | 43% | 0% | 43% | 2 | 54% | 0% | 0% | 2 | 64% | 0% | 0% | 2 | 51% | 0% | 0% | 2 | 84% | 0% | 0% | 3 | 25% | 0% | 0% | 1 | 35% | 0% | 0% | 1
435 | Sandy | 0 | 0 | 0 | 0% | 0% | 1 |  |  |  |  | 0% | [5 empty] | 0% | 0% | 0% | 1 | 0% | 0% | 0% | 1 | 0% | 0% | 0% | 1 | 0% | 0% | 0% | 1 | 0% | 0% | 0% | 1 | 0% | 0% | 0% | 1 | 0% | 0% | 0% | 1 | 0% | 0% | 1 |  |  |  |  | 0% | [5 empty] | 0% | 0% | 0% | 1 | 0% | 0% | 0% | 1 | 0% | 0% | 0% | 1 | 2% | 0% | 0% | 1 | 2% | 0% | 0% | 1 | 58% | 0% | 0% | 2 | 1% | 0% | 0% | 1 | 0% | 0% | 1 |  |  |  |  | 0% | [5 empty] | 0% | 0% | 0% | 1 | 20% | 0% | 0% | 1 | 0% | 0% | 0% | 1 | 38% | 0% | 0% | 1 | 49% | 0% | 0% | 1 | 79% | 0% | 0% | 3 | 0% | 0% | 0% | 1 | 0% | 0% | 1 |  |  |  |  | 0% | [5 empty] | 4% | 0% | 4% | 1 | 14% | 0% | 0% | 1 | 5% | 0% | 0% | 1 | 34% | 0% | 0% | 1 | 41% | 0% | 0% | 1 | 69% | 0% | 0% | 2 | 1% | 0% | 0% | 1
436 | Cayetano | 0 | 0 | 0 | 0% | 0% | 1 |  |  |  |  | 0% | [5 empty] | 99% | 1% | 100% | 5 | 95% | 0% | 0% | 5 | 63% | 0% | 0% | 2 | 93% | 0% | 0% | 4 | 100% | 0% | 0% | 5 | 30% | 0% | 0% | 1 | 3% | 0% | 0% | 1 | 0% | 0% | 1 |  |  |  |  | 3% | [5 empty] | 90% | 2% | 92% | 5 | 87% | 0% | 0% | 3 | 89% | 0% | 0% | 3 | 96% | 0% | 0% | 5 | 99% | 0% | 0% | 5 | 40% | 0% | 0% | 1 | 3% | 0% | 0% | 1 | 0% | 0% | 1 |  |  |  |  | 3% | [5 empty] | 88% | 4% | 92% | 5 | 86% | 0% | 0% | 3 | 87% | 0% | 0% | 3 | 94% | 0% | 0% | 4 | 99% | 0% | 0% | 5 | 45% | 0% | 0% | 1 | 3% | 0% | 0% | 1 | 0% | 0% | 1 |  |  |  |  | 8% | [5 empty] | 52% | 5% | 57% | 3 | 57% | 0% | 0% | 2 | 70% | 0% | 0% | 3 | 68% | 0% | 0% | 2 | 83% | 0% | 0% | 3 | 30% | 0% | 0% | 1 | 16% | 0% | 0% | 1
437 | Pit 1 | 0 | 0 | 0 | 0% | 0% | 1 |  |  |  |  | 0% | [5 empty] | 0% | 0% | 0% | 1 | 25% | 0% | 0% | 1 | 25% | 0% | 0% | 1 | 25% | 0% | 0% | 1 | 25% | 0% | 0% | 1 | 100% | 0% | 0% | 5 | 0% | 0% | 0% | 1 | 0% | 0% | 1 |  |  |  |  | 0% | [5 empty] | 3% | 0% | 3% | 1 | 61% | 0% | 0% | 2 | 4% | 0% | 0% | 1 | 4% | 0% | 0% | 1 | 61% | 0% | 0% | 2 | 91% | 0% | 0% | 4 | 0% | 0% | 0% | 1 | 0% | 0% | 1 |  |  |  |  | 0% | [5 empty] | 57% | 0% | 57% | 3 | 43% | 0% | 0% | 1 | 28% | 0% | 0% | 1 | 15% | 0% | 0% | 1 | 70% | 0% | 0% | 3 | 50% | 0% | 0% | 2 | 1% | 0% | 0% | 1 | 0% | 0% | 1 |  |  |  |  | 0% | [5 empty] | 60% | 2% | 62% | 3 | 50% | 0% | 0% | 2 | 13% | 0% | 0% | 1 | 11% | 0% | 0% | 1 | 64% | 0% | 0% | 2 | 54% | 0% | 0% | 2 | 1% | 0% | 0% | 1
438 | Metcalf | 0 | 0 | 0 | 0% | 0% | 1 |  |  |  |  | 0% | [5 empty] | 79% | 21% | 100% | 5 | 93% | 0% | 0% | 4 | 12% | 0% | 0% | 1 | 12% | 0% | 0% | 1 | 100% | 0% | 0% | 5 | 74% | 0% | 0% | 3 | 1% | 0% | 0% | 1 | 0% | 0% | 1 |  |  |  |  | 0% | [5 empty] | 80% | 20% | 100% | 5 | 73% | 0% | 0% | 3 | 42% | 0% | 0% | 1 | 43% | 0% | 0% | 1 | 82% | 0% | 0% | 3 | 95% | 0% | 0% | 5 | 1% | 0% | 0% | 1 | 0% | 0% | 1 |  |  |  |  | 0% | [5 empty] | 70% | 29% | 99% | 5 | 86% | 0% | 0% | 3 | 33% | 0% | 0% | 1 | 33% | 0% | 0% | 1 | 91% | 0% | 0% | 4 | 96% | 0% | 0% | 5 | 1% | 0% | 0% | 1 | 0% | 0% | 1 |  |  |  |  | 0% | [5 empty] | 43% | 54% | 97% | 5 | 91% | 0% | 0% | 4 | 35% | 0% | 0% | 1 | 45% | 0% | 0% | 1 | 96% | 0% | 0% | 5 | 93% | 0% | 0% | 4 | 1% | 0% | 0% | 1
439 | Delaney | 0 | 0 | 0 | 0% | 0% | 1 |  |  |  |  | 0% | [5 empty] | 0% | 0% | 0% | 1 | 0% | 0% | 0% | 1 | 0% | 0% | 0% | 1 | 0% | 0% | 0% | 1 | 0% | 0% | 0% | 1 | 0% | 0% | 0% | 1 | 0% | 0% | 0% | 1 | 0% | 0% | 1 |  |  |  |  | 0% | [5 empty] | 0% | 0% | 0% | 1 | 0% | 0% | 0% | 1 | 0% | 0% | 0% | 1 | 0% | 0% | 0% | 1 | 0% | 0% | 0% | 1 | 0% | 0% | 0% | 1 | 0% | 0% | 0% | 1 | 0% | 0% | 1 |  |  |  |  | 0% | [5 empty] | 0% | 0% | 0% | 1 | 0% | 0% | 0% | 1 | 0% | 0% | 0% | 1 | 0% | 0% | 0% | 1 | 0% | 0% | 0% | 1 | 0% | 0% | 0% | 1 | 0% | 0% | 0% | 1 | 0% | 0% | 1 |  |  |  |  | 0% | [5 empty] | 0% | 0% | 0% | 1 | 0% | 0% | 0% | 1 | 0% | 0% | 0% | 1 | 0% | 0% | 0% | 1 | 0% | 0% | 0% | 1 | 0% | 0% | 0% | 1 | 0% | 0% | 0% | 1
440 | Oakland L | 0 | 0 | 0 | 0% | 0% | 1 |  |  |  |  | 0% | [5 empty] | 0% | 0% | 0% | 1 | 4% | 0% | 0% | 1 | 16% | 0% | 0% | 1 | 27% | 0% | 0% | 1 | 27% | 0% | 0% | 1 | 0% | 0% | 0% | 1 | 6% | 0% | 0% | 1 | 0% | 0% | 1 |  |  |  |  | 0% | [5 empty] | 54% | 0% | 54% | 3 | 2% | 0% | 0% | 1 | 48% | 0% | 0% | 1 | 71% | 0% | 0% | 3 | 73% | 0% | 0% | 3 | 19% | 0% | 0% | 1 | 5% | 0% | 0% | 1 | 0% | 0% | 1 |  |  |  |  | 0% | [5 empty] | 39% | 0% | 39% | 2 | 4% | 0% | 0% | 1 | 32% | 0% | 0% | 1 | 59% | 0% | 0% | 2 | 61% | 0% | 0% | 2 | 13% | 0% | 0% | 1 | 6% | 0% | 0% | 1 | 0% | 0% | 1 |  |  |  |  | 0% | [5 empty] | 47% | 0% | 47% | 2 | 57% | 0% | 0% | 2 | 57% | 0% | 0% | 2 | 47% | 0% | 0% | 1 | 85% | 0% | 0% | 3 | 28% | 0% | 0% | 1 | 33% | 0% | 0% | 1
441 | Lemoore | 0 | 0 | 0 | 0% | 0% | 1 |  |  |  |  | 0% | [5 empty] | 0% | 0% | 0% | 1 | 0% | 0% | 0% | 1 | 0% | 0% | 0% | 1 | 0% | 0% | 0% | 1 | 0% | 0% | 0% | 1 | 0% | 0% | 0% | 1 | 0% | 0% | 0% | 1 | 0% | 0% | 1 |  |  |  |  | 0% | [5 empty] | 0% | 0% | 0% | 1 | 0% | 0% | 0% | 1 | 0% | 0% | 0% | 1 | 0% | 0% | 0% | 1 | 0% | 0% | 0% | 1 | 0% | 0% | 0% | 1 | 0% | 0% | 0% | 1 | 0% | 0% | 1 |  |  |  |  | 0% | [5 empty] | 0% | 0% | 0% | 1 | 0% | 0% | 0% | 1 | 0% | 0% | 0% | 1 | 0% | 0% | 0% | 1 | 0% | 0% | 0% | 1 | 0% | 0% | 0% | 1 | 0% | 0% | 0% | 1 | 0% | 0% | 1 |  |  |  |  | 0% | [5 empty] | 79% | 0% | 79% | 5 | 100% | 0% | 0% | 5 | 0% | 0% | 0% | 1 | 43% | 0% | 0% | 1 | 100% | 0% | 0% | 5 | 51% | 0% | 0% | 2 | 0% | 0% | 0% | 1
442 | Tesla | 0 | 0 | 0 | 0% | 0% | 1 |  |  |  |  | 4% | [5 empty] | 87% | 3% | 90% | 5 | 90% | 0% | 0% | 4 | 88% | 0% | 0% | 3 | 96% | 0% | 0% | 5 | 100% | 0% | 0% | 5 | 42% | 0% | 0% | 1 | 3% | 0% | 0% | 1 | 0% | 0% | 1 |  |  |  |  | 3% | [5 empty] | 86% | 5% | 91% | 5 | 90% | 0% | 0% | 4 | 84% | 0% | 0% | 3 | 93% | 0% | 0% | 4 | 100% | 0% | 0% | 5 | 44% | 0% | 0% | 1 | 3% | 0% | 0% | 1 | 0% | 0% | 1 |  |  |  |  | 3% | [5 empty] | 83% | 10% | 93% | 5 | 89% | 0% | 0% | 3 | 79% | 0% | 0% | 3 | 87% | 0% | 0% | 3 | 99% | 0% | 0% | 5 | 50% | 0% | 0% | 2 | 2% | 0% | 0% | 1 | 0% | 0% | 1 |  |  |  |  | 6% | [5 empty] | 57% | 10% | 67% | 3 | 64% | 0% | 0% | 2 | 71% | 0% | 0% | 3 | 75% | 0% | 0% | 3 | 88% | 0% | 0% | 3 | 39% | 0% | 0% | 1 | 8% | 0% | 0% | 1
443 | Camanche | 0 | 0 | 0 | 0% | 0% | 1 |  |  |  |  | 0% | [5 empty] | 0% | 0% | 0% | 1 | 0% | 0% | 0% | 1 | 0% | 0% | 0% | 1 | 0% | 0% | 0% | 1 | 0% | 0% | 0% | 1 | 0% | 0% | 0% | 1 | 0% | 0% | 0% | 1 | 0% | 0% | 1 |  |  |  |  | 0% | [5 empty] | 0% | 0% | 0% | 1 | 0% | 0% | 0% | 1 | 0% | 0% | 0% | 1 | 0% | 0% | 0% | 1 | 0% | 0% | 0% | 1 | 0% | 0% | 0% | 1 | 0% | 0% | 0% | 1 | 0% | 0% | 1 |  |  |  |  | 0% | [5 empty] | 0% | 0% | 0% | 1 | 0% | 0% | 0% | 1 | 0% | 0% | 0% | 1 | 0% | 0% | 0% | 1 | 0% | 0% | 0% | 1 | 0% | 0% | 0% | 1 | 0% | 0% | 0% | 1 | 0% | 0% | 1 |  |  |  |  | 0% | [5 empty] | 0% | 0% | 0% | 1 | 0% | 0% | 0% | 1 | 0% | 0% | 0% | 1 | 0% | 0% | 0% | 1 | 0% | 0% | 0% | 1 | 0% | 0% | 0% | 1 | 0% | 0% | 0% | 1
444 | Solar | 0 | 0 | 0 | 0% | 0% | 1 |  |  |  |  | 0% | [5 empty] | 63% | 0% | 63% | 3 | 83% | 0% | 0% | 3 | 0% | 0% | 0% | 1 | 17% | 0% | 0% | 1 | 83% | 0% | 0% | 3 | 57% | 0% | 0% | 2 | 0% | 0% | 0% | 1 | 0% | 0% | 1 |  |  |  |  | 0% | [5 empty] | 36% | 33% | 69% | 5 | 57% | 0% | 0% | 2 | 0% | 0% | 0% | 1 | 8% | 0% | 0% | 1 | 57% | 0% | 0% | 2 | 65% | 0% | 0% | 2 | 0% | 0% | 0% | 1 | 0% | 0% | 1 |  |  |  |  | 0% | [5 empty] | 53% | 31% | 84% | 5 | 59% | 0% | 0% | 2 | 2% | 0% | 0% | 1 | 17% | 0% | 0% | 1 | 67% | 0% | 0% | 2 | 65% | 0% | 0% | 2 | 0% | 0% | 0% | 1 | 0% | 0% | 1 |  |  |  |  | 0% | [5 empty] | 48% | 44% | 92% | 5 | 41% | 0% | 0% | 1 | 4% | 0% | 0% | 1 | 16% | 0% | 0% | 1 | 50% | 0% | 0% | 2 | 70% | 0% | 0% | 3 | 1% | 0% | 0% | 1
445 | Mesa Heights | 0 | 0 | 0 | 0% | 0% | 1 |  |  |  |  | 0% | [5 empty] | 0% | 0% | 0% | 1 | 0% | 0% | 0% | 1 | 13% | 0% | 0% | 1 | 46% | 0% | 0% | 1 | 46% | 0% | 0% | 1 | 0% | 0% | 0% | 1 | 0% | 0% | 0% | 1 | 0% | 0% | 1 |  |  |  |  | 0% | [5 empty] | 0% | 0% | 0% | 1 | 3% | 0% | 0% | 1 | 21% | 0% | 0% | 1 | 55% | 0% | 0% | 2 | 56% | 0% | 0% | 2 | 0% | 0% | 0% | 1 | 5% | 0% | 0% | 1 | 0% | 0% | 1 |  |  |  |  | 0% | [5 empty] | 0% | 0% | 0% | 1 | 2% | 0% | 0% | 1 | 23% | 0% | 0% | 1 | 56% | 0% | 0% | 2 | 57% | 0% | 0% | 2 | 0% | 0% | 0% | 1 | 5% | 0% | 0% | 1 | 0% | 0% | 1 |  |  |  |  | 0% | [5 empty] | 0% | 0% | 0% | 1 | 10% | 0% | 0% | 1 | 41% | 0% | 0% | 1 | 67% | 0% | 0% | 2 | 67% | 0% | 0% | 2 | 0% | 0% | 0% | 1 | 8% | 0% | 0% | 1
446 | Cove Road | 0 | 0 | 0 | 0% | 0% | 1 |  |  |  |  | 0% | [5 empty] | 93% | 4% | 97% | 5 | 60% | 0% | 0% | 2 | 17% | 0% | 0% | 1 | 18% | 0% | 0% | 1 | 77% | 0% | 0% | 3 | 43% | 0% | 0% | 1 | 1% | 0% | 0% | 1 | 0% | 0% | 1 |  |  |  |  | 0% | [5 empty] | 78% | 11% | 89% | 5 | 60% | 0% | 0% | 2 | 18% | 0% | 0% | 1 | 20% | 0% | 0% | 1 | 78% | 0% | 0% | 3 | 49% | 0% | 0% | 1 | 1% | 0% | 0% | 1 | 0% | 0% | 1 |  |  |  |  | 0% | [5 empty] | 70% | 15% | 85% | 5 | 49% | 0% | 0% | 1 | 21% | 0% | 0% | 1 | 19% | 0% | 0% | 1 | 70% | 0% | 0% | 3 | 52% | 0% | 0% | 2 | 1% | 0% | 0% | 1 | 0% | 0% | 1 |  |  |  |  | 0% | [5 empty] | 55% | 23% | 78% | 5 | 35% | 0% | 0% | 1 | 21% | 0% | 0% | 1 | 21% | 0% | 0% | 1 | 57% | 0% | 0% | 2 | 55% | 0% | 0% | 2 | 1% | 0% | 0% | 1
447 | Gold Hill | 0 | 0 | 0 | 0% | 0% | 1 |  |  |  |  | 0% | [5 empty] | 0% | 0% | 0% | 1 | 0% | 0% | 0% | 1 | 0% | 0% | 0% | 1 | 0% | 0% | 0% | 1 | 0% | 0% | 0% | 1 | 0% | 0% | 0% | 1 | 0% | 0% | 0% | 1 | 0% | 0% | 1 |  |  |  |  | 0% | [5 empty] | 0% | 0% | 0% | 1 | 0% | 0% | 0% | 1 | 0% | 0% | 0% | 1 | 0% | 0% | 0% | 1 | 0% | 0% | 0% | 1 | 0% | 0% | 0% | 1 | 0% | 0% | 0% | 1 | 0% | 0% | 1 |  |  |  |  | 0% | [5 empty] | 0% | 0% | 0% | 1 | 0% | 0% | 0% | 1 | 0% | 0% | 0% | 1 | 0% | 0% | 0% | 1 | 0% | 0% | 0% | 1 | 0% | 0% | 0% | 1 | 0% | 0% | 0% | 1 | 0% | 0% | 1 |  |  |  |  | 0% | [5 empty] | 0% | 0% | 0% | 1 | 0% | 0% | 0% | 1 | 0% | 0% | 0% | 1 | 0% | 0% | 0% | 1 | 0% | 0% | 0% | 1 | 0% | 0% | 0% | 1 | 0% | 0% | 0% | 1
448 | Control | 0 | 0 | 0 | 0% | 0% | 1 |  |  |  |  | 0% | [5 empty] | 0% | 0% | 0% | 1 | 0% | 0% | 0% | 1 | 0% | 0% | 0% | 1 | 37% | 0% | 0% | 1 | 37% | 0% | 0% | 1 | 90% | 0% | 0% | 4 | 20% | 0% | 0% | 1 | 0% | 0% | 1 |  |  |  |  | 0% | [5 empty] | 0% | 0% | 0% | 1 | 0% | 0% | 0% | 1 | 0% | 0% | 0% | 1 | 54% | 0% | 0% | 2 | 54% | 0% | 0% | 2 | 93% | 0% | 0% | 4 | 26% | 0% | 0% | 1 | 0% | 0% | 1 |  |  |  |  | 0% | [5 empty] | 2% | 0% | 2% | 1 | 0% | 0% | 0% | 1 | 18% | 0% | 0% | 1 | 50% | 0% | 0% | 2 | 59% | 0% | 0% | 2 | 93% | 0% | 0% | 4 | 20% | 0% | 0% | 1 | 0% | 0% | 1 |  |  |  |  | 0% | [5 empty] | 3% | 0% | 3% | 1 | 0% | 0% | 0% | 1 | 63% | 0% | 0% | 2 | 14% | 0% | 0% | 1 | 75% | 0% | 0% | 3 | 92% | 0% | 0% | 4 | 7% | 0% | 0% | 1
449 | Lambie | 0 | 0 | 0 | 0% | 0% | 1 |  |  |  |  | 17% | [5 empty] | 61% | 0% | 61% | 3 | 20% | 0% | 0% | 1 | 44% | 0% | 0% | 1 | 43% | 0% | 0% | 1 | 63% | 0% | 0% | 2 | 8% | 0% | 0% | 1 | 34% | 0% | 0% | 1 | 0% | 0% | 1 |  |  |  |  | 28% | [5 empty] | 38% | 0% | 38% | 2 | 18% | 0% | 0% | 1 | 33% | 0% | 0% | 1 | 29% | 0% | 0% | 1 | 47% | 0% | 0% | 1 | 5% | 0% | 0% | 1 | 30% | 0% | 0% | 1 | 0% | 0% | 1 |  |  |  |  | 26% | [5 empty] | 40% | 0% | 40% | 2 | 23% | 0% | 0% | 1 | 32% | 0% | 0% | 1 | 31% | 0% | 0% | 1 | 52% | 0% | 0% | 2 | 11% | 0% | 0% | 1 | 25% | 0% | 0% | 1 | 0% | 0% | 1 |  |  |  |  | 22% | [5 empty] | 48% | 0% | 48% | 2 | 31% | 0% | 0% | 1 | 32% | 0% | 0% | 1 | 31% | 0% | 0% | 1 | 58% | 0% | 0% | 2 | 18% | 0% | 0% | 1 | 21% | 0% | 0% | 1
450 | Summit | 0 | 0 | 20 | 0% | 0% | 1 |  |  |  |  | 0% | [5 empty] | 8% | 0% | 8% | 1 | 6% | 0% | 0% | 1 | 16% | 0% | 0% | 1 | 67% | 0% | 0% | 2 | 69% | 0% | 0% | 2 | 63% | 0% | 0% | 2 | 8% | 0% | 0% | 1 | 0% | 0% | 1 |  |  |  |  | 0% | [5 empty] | 11% | 0% | 11% | 1 | 13% | 0% | 0% | 1 | 18% | 0% | 0% | 1 | 54% | 0% | 0% | 2 | 62% | 0% | 0% | 2 | 55% | 0% | 0% | 2 | 7% | 0% | 0% | 1 | 0% | 0% | 1 |  |  |  |  | 0% | [5 empty] | 16% | 4% | 20% | 2 | 21% | 0% | 0% | 1 | 11% | 0% | 0% | 1 | 33% | 0% | 0% | 1 | 51% | 0% | 0% | 2 | 52% | 0% | 0% | 2 | 6% | 0% | 0% | 1 | 0% | 0% | 1 |  |  |  |  | 0% | [5 empty] | 18% | 10% | 28% | 3 | 25% | 0% | 0% | 1 | 12% | 0% | 0% | 1 | 29% | 0% | 0% | 1 | 52% | 0% | 0% | 2 | 57% | 0% | 0% | 2 | 7% | 0% | 0% | 1
451 | Pauda | 0 | 0 | 0 | 0% | 0% | 1 |  |  |  |  | 0% | [5 empty] | 0% | 100% | 100% | 5 | 100% | 0% | 0% | 5 | 0% | 0% | 0% | 1 | 14% | 0% | 0% | 1 | 100% | 0% | 0% | 5 | 66% | 0% | 0% | 2 | 0% | 0% | 0% | 1 | 0% | 0% | 1 |  |  |  |  | 0% | [5 empty] | 21% | 78% | 99% | 5 | 100% | 0% | 0% | 5 | 45% | 0% | 0% | 1 | 21% | 0% | 0% | 1 | 100% | 0% | 0% | 5 | 57% | 0% | 0% | 2 | 0% | 0% | 0% | 1 | 0% | 0% | 1 |  |  |  |  | 0% | [5 empty] | 43% | 42% | 85% | 5 | 57% | 0% | 0% | 2 | 67% | 0% | 0% | 2 | 67% | 0% | 0% | 2 | 98% | 0% | 0% | 5 | 39% | 0% | 0% | 1 | 0% | 0% | 0% | 1 | 0% | 0% | 1 |  |  |  |  | 0% | [5 empty] | 39% | 31% | 70% | 5 | 56% | 0% | 0% | 2 | 54% | 0% | 0% | 2 | 55% | 0% | 0% | 2 | 91% | 0% | 0% | 4 | 50% | 0% | 0% | 2 | 1% | 0% | 0% | 1
452 | Ocotillo Express | 0 | 0 | 20 | 0% | 0% | 1 |  |  |  |  | 0% | [5 empty] | 0% | 0% | 0% | 1 | 51% | 0% | 0% | 2 | 4% | 0% | 0% | 1 | 8% | 0% | 0% | 1 | 59% | 0% | 0% | 2 | 70% | 0% | 0% | 3 | 0% | 0% | 0% | 1 | 0% | 0% | 1 |  |  |  |  | 0% | [5 empty] | 24% | 0% | 24% | 2 | 20% | 0% | 0% | 1 | 17% | 0% | 0% | 1 | 24% | 0% | 0% | 1 | 46% | 0% | 0% | 1 | 63% | 0% | 0% | 2 | 1% | 0% | 0% | 1 | 0% | 0% | 1 |  |  |  |  | 0% | [5 empty] | 30% | 23% | 53% | 4 | 15% | 0% | 0% | 1 | 9% | 0% | 0% | 1 | 23% | 0% | 0% | 1 | 39% | 0% | 0% | 1 | 48% | 0% | 0% | 1 | 3% | 0% | 0% | 1 | 0% | 0% | 1 |  |  |  |  | 0% | [5 empty] | 20% | 22% | 42% | 4 | 12% | 0% | 0% | 1 | 10% | 0% | 0% | 1 | 21% | 0% | 0% | 1 | 34% | 0% | 0% | 1 | 58% | 0% | 0% | 2 | 2% | 0% | 0% | 1
453 | Corcoran | 0 | 0 | 0 | 0% | 0% | 1 |  |  |  |  | 0% | [5 empty] | 0% | 0% | 0% | 1 | 0% | 0% | 0% | 1 | 0% | 0% | 0% | 1 | 0% | 0% | 0% | 1 | 0% | 0% | 0% | 1 | 0% | 0% | 0% | 1 | 0% | 0% | 0% | 1 | 0% | 0% | 1 |  |  |  |  | 0% | [5 empty] | 0% | 0% | 0% | 1 | 0% | 0% | 0% | 1 | 0% | 0% | 0% | 1 | 0% | 0% | 0% | 1 | 0% | 0% | 0% | 1 | 0% | 0% | 0% | 1 | 0% | 0% | 0% | 1 | 0% | 0% | 1 |  |  |  |  | 0% | [5 empty] | 0% | 0% | 0% | 1 | 0% | 0% | 0% | 1 | 0% | 0% | 0% | 1 | 0% | 0% | 0% | 1 | 0% | 0% | 0% | 1 | 0% | 0% | 0% | 1 | 0% | 0% | 0% | 1 | 0% | 0% | 1 |  |  |  |  | 0% | [5 empty] | 0% | 0% | 0% | 1 | 0% | 0% | 0% | 1 | 0% | 0% | 0% | 1 | 0% | 0% | 0% | 1 | 0% | 0% | 0% | 1 | 0% | 0% | 0% | 1 | 0% | 0% | 0% | 1
454 | Penasquitos | 0 | 0 | 10 | 0% | 0% | 1 |  |  |  |  | 0% | [5 empty] | 0% | 0% | 0% | 1 | 0% | 0% | 0% | 1 | 27% | 0% | 0% | 1 | 60% | 0% | 0% | 2 | 60% | 0% | 0% | 2 | 0% | 0% | 0% | 1 | 3% | 0% | 0% | 1 | 0% | 0% | 1 |  |  |  |  | 0% | [5 empty] | 0% | 0% | 0% | 1 | 0% | 0% | 0% | 1 | 21% | 0% | 0% | 1 | 41% | 0% | 0% | 1 | 41% | 0% | 0% | 1 | 0% | 0% | 0% | 1 | 1% | 0% | 0% | 1 | 0% | 0% | 1 |  |  |  |  | 0% | [5 empty] | 0% | 0% | 0% | 1 | 3% | 0% | 0% | 1 | 21% | 0% | 0% | 1 | 53% | 0% | 0% | 2 | 54% | 0% | 0% | 2 | 0% | 0% | 0% | 1 | 5% | 0% | 0% | 1 | 0% | 0% | 1 |  |  |  |  | 0% | [5 empty] | 0% | 0% | 0% | 1 | 8% | 0% | 0% | 1 | 44% | 0% | 0% | 1 | 68% | 0% | 0% | 2 | 69% | 0% | 0% | 2 | 0% | 0% | 0% | 1 | 9% | 0% | 0% | 1
455 | Sonora | 0 | 0 | 0 | 0% | 0% | 1 |  |  |  |  | 0% | [5 empty] | 0% | 0% | 0% | 1 | 66% | 0% | 0% | 2 | 32% | 0% | 0% | 1 | 62% | 0% | 0% | 2 | 85% | 0% | 0% | 3 | 74% | 0% | 0% | 3 | 26% | 0% | 0% | 1 | 0% | 0% | 1 |  |  |  |  | 0% | [5 empty] | 0% | 0% | 0% | 1 | 26% | 0% | 0% | 1 | 22% | 0% | 0% | 1 | 43% | 0% | 0% | 1 | 55% | 0% | 0% | 2 | 37% | 0% | 0% | 1 | 9% | 0% | 0% | 1 | 0% | 0% | 1 |  |  |  |  | 0% | [5 empty] | 0% | 0% | 0% | 1 | 20% | 0% | 0% | 1 | 9% | 0% | 0% | 1 | 18% | 0% | 0% | 1 | 34% | 0% | 0% | 1 | 51% | 0% | 0% | 2 | 3% | 0% | 0% | 1 | 0% | 0% | 1 |  |  |  |  | 0% | [5 empty] | 0% | 0% | 0% | 1 | 24% | 0% | 0% | 1 | 5% | 0% | 0% | 1 | 10% | 0% | 0% | 1 | 32% | 0% | 0% | 1 | 55% | 0% | 0% | 2 | 3% | 0% | 0% | 1
456 | Tranquility | 0 | 0 | 0 | 0% | 0% | 1 |  |  |  |  | 0% | [5 empty] | 0% | 0% | 0% | 1 | 0% | 0% | 0% | 1 | 0% | 0% | 0% | 1 | 0% | 0% | 0% | 1 | 0% | 0% | 0% | 1 | 0% | 0% | 0% | 1 | 0% | 0% | 0% | 1 | 0% | 0% | 1 |  |  |  |  | 0% | [5 empty] | 0% | 0% | 0% | 1 | 0% | 0% | 0% | 1 | 0% | 0% | 0% | 1 | 0% | 0% | 0% | 1 | 0% | 0% | 0% | 1 | 0% | 0% | 0% | 1 | 0% | 0% | 0% | 1 | 0% | 0% | 1 |  |  |  |  | 0% | [5 empty] | 0% | 100% | 100% | 5 | 100% | 0% | 0% | 5 | 0% | 0% | 0% | 1 | 0% | 0% | 0% | 1 | 100% | 0% | 0% | 5 | 100% | 0% | 0% | 5 | 0% | 0% | 0% | 1 | 0% | 0% | 1 |  |  |  |  | 0% | [5 empty] | 28% | 69% | 97% | 5 | 90% | 0% | 0% | 4 | 10% | 0% | 0% | 1 | 14% | 0% | 0% | 1 | 100% | 0% | 0% | 5 | 91% | 0% | 0% | 4 | 0% | 0% | 0% | 1
457 | Manning | 0 | 0 | 0 | 0% | 0% | 1 |  |  |  |  | 0% | [5 empty] | 0% | 0% | 0% | 1 | 0% | 0% | 0% | 1 | 0% | 0% | 0% | 1 | 0% | 0% | 0% | 1 | 0% | 0% | 0% | 1 | 0% | 0% | 0% | 1 | 0% | 0% | 0% | 1 | 0% | 0% | 1 |  |  |  |  | 0% | [5 empty] | 0% | 0% | 0% | 1 | 0% | 0% | 0% | 1 | 0% | 0% | 0% | 1 | 0% | 0% | 0% | 1 | 0% | 0% | 0% | 1 | 0% | 0% | 0% | 1 | 0% | 0% | 0% | 1 | 0% | 0% | 1 |  |  |  |  | 0% | [5 empty] | 10% | 90% | 100% | 5 | 89% | 0% | 0% | 3 | 11% | 0% | 0% | 1 | 16% | 0% | 0% | 1 | 100% | 0% | 0% | 5 | 100% | 0% | 0% | 5 | 0% | 0% | 0% | 1 | 0% | 0% | 1 |  |  |  |  | 0% | [5 empty] | 28% | 71% | 99% | 5 | 81% | 0% | 0% | 3 | 8% | 0% | 0% | 1 | 21% | 0% | 0% | 1 | 91% | 0% | 0% | 4 | 98% | 0% | 0% | 5 | 0% | 0% | 0% | 1
458 | Rerc | 0 | 0 | 0 | 0% | 0% | 1 |  |  |  |  | 0% | [5 empty] | 0% | 0% | 0% | 1 | 0% | 0% | 0% | 1 | 0% | 0% | 0% | 1 | 0% | 0% | 0% | 1 | 0% | 0% | 0% | 1 | 0% | 0% | 0% | 1 | 0% | 0% | 0% | 1 | 0% | 0% | 1 |  |  |  |  | 0% | [5 empty] | 0% | 0% | 0% | 1 | 0% | 0% | 0% | 1 | 0% | 0% | 0% | 1 | 0% | 0% | 0% | 1 | 0% | 0% | 0% | 1 | 0% | 0% | 0% | 1 | 0% | 0% | 0% | 1 | 0% | 0% | 1 |  |  |  |  | 0% | [5 empty] | 4% | 95% | 99% | 5 | 100% | 0% | 0% | 5 | 48% | 0% | 0% | 1 | 27% | 0% | 0% | 1 | 100% | 0% | 0% | 5 | 48% | 0% | 0% | 1 | 0% | 0% | 0% | 1 | 0% | 0% | 1 |  |  |  |  | 0% | [5 empty] | 46% | 39% | 85% | 5 | 63% | 0% | 0% | 2 | 56% | 0% | 0% | 2 | 57% | 0% | 0% | 2 | 98% | 0% | 0% | 5 | 51% | 0% | 0% | 2 | 1% | 0% | 0% | 1
459 | Valley Center | 0 | 0 | 0 | 0% | 0% | 1 |  |  |  |  | 0% | [5 empty] | 0% | 0% | 0% | 1 | 0% | 0% | 0% | 1 | 0% | 0% | 0% | 1 | 0% | 0% | 0% | 1 | 0% | 0% | 0% | 1 | 0% | 0% | 0% | 1 | 0% | 0% | 0% | 1 | 0% | 0% | 1 |  |  |  |  | 0% | [5 empty] | 0% | 0% | 0% | 1 | 0% | 0% | 0% | 1 | 0% | 0% | 0% | 1 | 0% | 0% | 0% | 1 | 0% | 0% | 0% | 1 | 0% | 0% | 0% | 1 | 0% | 0% | 0% | 1 | 0% | 0% | 1 |  |  |  |  | 0% | [5 empty] | 0% | 0% | 0% | 1 | 0% | 0% | 0% | 1 | 82% | 0% | 0% | 3 | 82% | 0% | 0% | 3 | 82% | 0% | 0% | 3 | 0% | 0% | 0% | 1 | 4% | 0% | 0% | 1 | 0% | 0% | 1 |  |  |  |  | 0% | [5 empty] | 12% | 83% | 95% | 5 | 39% | 0% | 0% | 1 | 15% | 0% | 0% | 1 | 42% | 0% | 0% | 1 | 54% | 0% | 0% | 2 | 52% | 0% | 0% | 2 | 8% | 0% | 0% | 1
460 | Bannister | 0 | 0 | 0 | 0% | 0% | 1 |  |  |  |  | 0% | [5 empty] | 0% | 0% | 0% | 1 | 0% | 0% | 0% | 1 | 15% | 0% | 0% | 1 | 24% | 0% | 0% | 1 | 24% | 0% | 0% | 1 | 1% | 0% | 0% | 1 | 1% | 0% | 0% | 1 | 0% | 0% | 1 |  |  |  |  | 0% | [5 empty] | 0% | 0% | 0% | 1 | 5% | 0% | 0% | 1 | 13% | 0% | 0% | 1 | 26% | 0% | 0% | 1 | 26% | 0% | 0% | 1 | 25% | 0% | 0% | 1 | 5% | 0% | 0% | 1 | 0% | 0% | 1 |  |  |  |  | 0% | [5 empty] | 0% | 0% | 0% | 1 | 8% | 0% | 0% | 1 | 8% | 0% | 0% | 1 | 17% | 0% | 0% | 1 | 22% | 0% | 0% | 1 | 46% | 0% | 0% | 1 | 4% | 0% | 0% | 1 | 0% | 0% | 1 |  |  |  |  | 0% | [5 empty] | 0% | 0% | 0% | 1 | 14% | 0% | 0% | 1 | 5% | 0% | 0% | 1 | 10% | 0% | 0% | 1 | 22% | 0% | 0% | 1 | 63% | 0% | 0% | 2 | 4% | 0% | 0% | 1
461 | Talega | 0 | 0 | 0 | 0% | 0% | 1 |  |  |  |  | 0% | [5 empty] | 1% | 0% | 1% | 1 | 0% | 0% | 0% | 1 | 27% | 0% | 0% | 1 | 51% | 0% | 0% | 2 | 51% | 0% | 0% | 2 | 0% | 0% | 0% | 1 | 0% | 0% | 0% | 1 | 0% | 0% | 1 |  |  |  |  | 0% | [5 empty] | 3% | 0% | 3% | 1 | 0% | 0% | 0% | 1 | 37% | 0% | 0% | 1 | 56% | 0% | 0% | 2 | 56% | 0% | 0% | 2 | 0% | 0% | 0% | 1 | 0% | 0% | 0% | 1 | 0% | 0% | 1 |  |  |  |  | 0% | [5 empty] | 1% | 0% | 1% | 1 | 8% | 0% | 0% | 1 | 60% | 0% | 0% | 2 | 69% | 0% | 0% | 2 | 71% | 0% | 0% | 3 | 0% | 0% | 0% | 1 | 12% | 0% | 0% | 1 | 0% | 0% | 1 |  |  |  |  | 0% | [5 empty] | 1% | 0% | 1% | 1 | 8% | 0% | 0% | 1 | 44% | 0% | 0% | 1 | 77% | 0% | 0% | 3 | 79% | 0% | 0% | 3 | 0% | 0% | 0% | 1 | 11% | 0% | 0% | 1
462 | Arkansas | 0 | 0 | 0 | 0% | 0% | 1 |  |  |  |  | 0% | [5 empty] | 0% | 0% | 0% | 1 | 63% | 0% | 0% | 2 | 35% | 0% | 0% | 1 | 77% | 0% | 0% | 3 | 81% | 0% | 0% | 3 | 73% | 0% | 0% | 3 | 31% | 0% | 0% | 1 | 0% | 0% | 1 |  |  |  |  | 0% | [5 empty] | 0% | 0% | 0% | 1 | 30% | 0% | 0% | 1 | 16% | 0% | 0% | 1 | 36% | 0% | 0% | 1 | 53% | 0% | 0% | 2 | 49% | 0% | 0% | 1 | 9% | 0% | 0% | 1 | 0% | 0% | 1 |  |  |  |  | 0% | [5 empty] | 0% | 0% | 0% | 1 | 21% | 0% | 0% | 1 | 8% | 0% | 0% | 1 | 16% | 0% | 0% | 1 | 33% | 0% | 0% | 1 | 51% | 0% | 0% | 2 | 4% | 0% | 0% | 1 | 0% | 0% | 1 |  |  |  |  | 0% | [5 empty] | 0% | 0% | 0% | 1 | 22% | 0% | 0% | 1 | 5% | 0% | 0% | 1 | 10% | 0% | 0% | 1 | 30% | 0% | 0% | 1 | 57% | 0% | 0% | 2 | 3% | 0% | 0% | 1
463 | Bailey | 0 | 0 | 0 | 0% | 0% | 1 |  |  |  |  | 2% | [5 empty] | 51% | 31% | 82% | 5 | 53% | 0% | 0% | 2 | 60% | 0% | 0% | 2 | 51% | 0% | 0% | 2 | 93% | 0% | 0% | 4 | 54% | 0% | 0% | 2 | 2% | 0% | 0% | 1 | 0% | 0% | 1 |  |  |  |  | 2% | [5 empty] | 36% | 24% | 60% | 4 | 49% | 0% | 0% | 1 | 56% | 0% | 0% | 2 | 39% | 0% | 0% | 1 | 85% | 0% | 0% | 3 | 43% | 0% | 0% | 1 | 1% | 0% | 0% | 1 | 0% | 0% | 1 |  |  |  |  | 1% | [5 empty] | 28% | 16% | 44% | 3 | 45% | 0% | 0% | 1 | 43% | 0% | 0% | 1 | 30% | 0% | 0% | 1 | 72% | 0% | 0% | 3 | 38% | 0% | 0% | 1 | 1% | 0% | 0% | 1 | 0% | 0% | 1 |  |  |  |  | 1% | [5 empty] | 25% | 17% | 42% | 3 | 37% | 0% | 0% | 1 | 41% | 0% | 0% | 1 | 32% | 0% | 0% | 1 | 68% | 0% | 0% | 2 | 37% | 0% | 0% | 1 | 1% | 0% | 0% | 1
464 | Kasson | 0 | 0 | 0 | 0% | 0% | 1 |  |  |  |  | 0% | [5 empty] | 93% | 0% | 93% | 5 | 93% | 0% | 0% | 4 | 100% | 0% | 0% | 5 | 100% | 0% | 0% | 5 | 100% | 0% | 0% | 5 | 93% | 0% | 0% | 4 | 0% | 0% | 0% | 1 | 0% | 0% | 1 |  |  |  |  | 5% | [5 empty] | 86% | 2% | 88% | 5 | 88% | 0% | 0% | 3 | 95% | 0% | 0% | 5 | 95% | 0% | 0% | 5 | 100% | 0% | 0% | 5 | 45% | 0% | 0% | 1 | 3% | 0% | 0% | 1 | 0% | 0% | 1 |  |  |  |  | 3% | [5 empty] | 82% | 10% | 92% | 5 | 91% | 0% | 0% | 4 | 77% | 0% | 0% | 3 | 87% | 0% | 0% | 3 | 100% | 0% | 0% | 5 | 50% | 0% | 0% | 2 | 3% | 0% | 0% | 1 | 0% | 0% | 1 |  |  |  |  | 4% | [5 empty] | 67% | 12% | 79% | 5 | 75% | 0% | 0% | 3 | 74% | 0% | 0% | 3 | 82% | 0% | 0% | 3 | 95% | 0% | 0% | 5 | 47% | 0% | 0% | 1 | 4% | 0% | 0% | 1
465 | Bellota | 0 | 0 | 15 | 0% | 0% | 1 |  |  |  |  | 0% | [5 empty] | 0% | 0% | 0% | 1 | 0% | 0% | 0% | 1 | 0% | 0% | 0% | 1 | 0% | 0% | 0% | 1 | 0% | 0% | 0% | 1 | 0% | 0% | 0% | 1 | 0% | 0% | 0% | 1 | 0% | 0% | 1 |  |  |  |  | 0% | [5 empty] | 0% | 0% | 0% | 1 | 0% | 0% | 0% | 1 | 0% | 0% | 0% | 1 | 0% | 0% | 0% | 1 | 0% | 0% | 0% | 1 | 0% | 0% | 0% | 1 | 0% | 0% | 0% | 1 | 0% | 0% | 1 |  |  |  |  | 0% | [5 empty] | 0% | 0% | 0% | 1 | 0% | 0% | 0% | 1 | 0% | 0% | 0% | 1 | 0% | 0% | 0% | 1 | 0% | 0% | 0% | 1 | 0% | 0% | 0% | 1 | 0% | 0% | 0% | 1 | 0% | 0% | 1 |  |  |  |  | 1% | [5 empty] | 0% | 0% | 0% | 1 | 5% | 0% | 0% | 1 | 0% | 0% | 0% | 1 | 0% | 0% | 0% | 1 | 5% | 0% | 0% | 1 | 0% | 0% | 0% | 1 | 5% | 0% | 0% | 1
466 | Geysers Tap 12 | 0 | 0 | 0 | 0% | 0% | 1 |  |  |  |  | 0% | [5 empty] | 54% | 30% | 84% | 5 | 92% | 0% | 0% | 4 | 62% | 0% | 0% | 2 | 81% | 0% | 0% | 3 | 100% | 0% | 0% | 5 | 41% | 0% | 0% | 1 | 0% | 0% | 0% | 1 | 0% | 0% | 1 |  |  |  |  | 0% | [5 empty] | 46% | 41% | 87% | 5 | 93% | 0% | 0% | 4 | 50% | 0% | 0% | 2 | 68% | 0% | 0% | 2 | 100% | 0% | 0% | 5 | 36% | 0% | 0% | 1 | 0% | 0% | 0% | 1 | 0% | 0% | 1 |  |  |  |  | 0% | [5 empty] | 27% | 57% | 84% | 5 | 90% | 0% | 0% | 4 | 37% | 0% | 0% | 1 | 76% | 0% | 0% | 3 | 98% | 0% | 0% | 5 | 49% | 0% | 0% | 1 | 1% | 0% | 0% | 1 | 0% | 0% | 1 |  |  |  |  | 0% | [5 empty] | 33% | 54% | 87% | 5 | 70% | 0% | 0% | 3 | 25% | 0% | 0% | 1 | 48% | 0% | 0% | 1 | 82% | 0% | 0% | 3 | 74% | 0% | 0% | 3 | 1% | 0% | 0% | 1
467 | Paul Sweet | 0 | 0 | 0 | 0% | 0% | 1 |  |  |  |  | 5% | [5 empty] | 0% | 0% | 0% | 1 | 0% | 0% | 0% | 1 | 26% | 0% | 0% | 1 | 38% | 0% | 0% | 1 | 38% | 0% | 0% | 1 | 0% | 0% | 0% | 1 | 0% | 0% | 0% | 1 | 0% | 0% | 1 |  |  |  |  | 3% | [5 empty] | 28% | 0% | 28% | 2 | 39% | 0% | 0% | 1 | 24% | 0% | 0% | 1 | 34% | 0% | 0% | 1 | 68% | 0% | 0% | 2 | 15% | 0% | 0% | 1 | 4% | 0% | 0% | 1 | 0% | 0% | 1 |  |  |  |  | 2% | [5 empty] | 15% | 0% | 15% | 1 | 29% | 0% | 0% | 1 | 39% | 0% | 0% | 1 | 48% | 0% | 0% | 1 | 69% | 0% | 0% | 2 | 8% | 0% | 0% | 1 | 14% | 0% | 0% | 1 | 0% | 0% | 1 |  |  |  |  | 1% | [5 empty] | 9% | 0% | 9% | 1 | 19% | 0% | 0% | 1 | 46% | 0% | 0% | 1 | 52% | 0% | 0% | 2 | 67% | 0% | 0% | 2 | 5% | 0% | 0% | 1 | 9% | 0% | 0% | 1
468 | Carquinez | 0 | 0 | 0 | 0% | 0% | 1 |  |  |  |  | 0% | [5 empty] | 60% | 0% | 60% | 3 | 36% | 0% | 0% | 1 | 38% | 0% | 0% | 1 | 34% | 0% | 0% | 1 | 81% | 0% | 0% | 3 | 34% | 0% | 0% | 1 | 11% | 0% | 0% | 1 | 0% | 0% | 1 |  |  |  |  | 0% | [5 empty] | 56% | 0% | 56% | 3 | 53% | 0% | 0% | 2 | 33% | 0% | 0% | 1 | 28% | 0% | 0% | 1 | 84% | 0% | 0% | 3 | 38% | 0% | 0% | 1 | 22% | 0% | 0% | 1 | 0% | 0% | 1 |  |  |  |  | 0% | [5 empty] | 50% | 0% | 50% | 3 | 59% | 0% | 0% | 2 | 36% | 0% | 0% | 1 | 29% | 0% | 0% | 1 | 86% | 0% | 0% | 3 | 38% | 0% | 0% | 1 | 29% | 0% | 0% | 1 | 0% | 0% | 1 |  |  |  |  | 6% | [5 empty] | 64% | 0% | 64% | 3 | 40% | 0% | 0% | 1 | 47% | 0% | 0% | 1 | 45% | 0% | 0% | 1 | 75% | 0% | 0% | 3 | 29% | 0% | 0% | 1 | 29% | 0% | 0% | 1
469 | El Centro | 0 | 0 | 0 | 0% | 0% | 1 |  |  |  |  | 1% | [5 empty] | 0% | 0% | 0% | 1 | 74% | 0% | 0% | 3 | 0% | 0% | 0% | 1 | 0% | 0% | 0% | 1 | 74% | 0% | 0% | 3 | 35% | 0% | 0% | 1 | 8% | 0% | 0% | 1 | 0% | 0% | 1 |  |  |  |  | 1% | [5 empty] | 0% | 0% | 0% | 1 | 30% | 0% | 0% | 1 | 3% | 0% | 0% | 1 | 3% | 0% | 0% | 1 | 33% | 0% | 0% | 1 | 43% | 0% | 0% | 1 | 10% | 0% | 0% | 1 | 0% | 0% | 1 |  |  |  |  | 0% | [5 empty] | 0% | 0% | 0% | 1 | 11% | 0% | 0% | 1 | 9% | 0% | 0% | 1 | 10% | 0% | 0% | 1 | 21% | 0% | 0% | 1 | 69% | 0% | 0% | 2 | 4% | 0% | 0% | 1 | 0% | 0% | 1 |  |  |  |  | 0% | [5 empty] | 0% | 0% | 0% | 1 | 26% | 0% | 0% | 1 | 12% | 0% | 0% | 1 | 14% | 0% | 0% | 1 | 38% | 0% | 0% | 1 | 78% | 0% | 0% | 3 | 4% | 0% | 0% | 1
470 | Riverbank | 0 | 0 | 0 | 0% | 0% | 1 |  |  |  |  | 0% | [5 empty] | 0% | 0% | 0% | 1 | 0% | 0% | 0% | 1 | 0% | 0% | 0% | 1 | 0% | 0% | 0% | 1 | 0% | 0% | 0% | 1 | 0% | 0% | 0% | 1 | 0% | 0% | 0% | 1 | 0% | 0% | 1 |  |  |  |  | 0% | [5 empty] | 0% | 0% | 0% | 1 | 0% | 0% | 0% | 1 | 0% | 0% | 0% | 1 | 0% | 0% | 0% | 1 | 0% | 0% | 0% | 1 | 0% | 0% | 0% | 1 | 0% | 0% | 0% | 1 | 0% | 0% | 1 |  |  |  |  | 0% | [5 empty] | 0% | 0% | 0% | 1 | 0% | 0% | 0% | 1 | 0% | 0% | 0% | 1 | 0% | 0% | 0% | 1 | 0% | 0% | 0% | 1 | 0% | 0% | 0% | 1 | 0% | 0% | 0% | 1 | 0% | 0% | 1 |  |  |  |  | 0% | [5 empty] | 77% | 23% | 100% | 5 | 100% | 0% | 0% | 5 | 16% | 0% | 0% | 1 | 47% | 0% | 0% | 1 | 100% | 0% | 0% | 5 | 100% | 0% | 0% | 5 | 0% | 0% | 0% | 1
471 | Valley | 0 | 0 | 0 | 0% | 0% | 1 |  |  |  |  | 0% | [5 empty] | 0% | 0% | 0% | 1 | 0% | 0% | 0% | 1 | 0% | 0% | 0% | 1 | 0% | 0% | 0% | 1 | 0% | 0% | 0% | 1 | 0% | 0% | 0% | 1 | 0% | 0% | 0% | 1 | 0% | 0% | 1 |  |  |  |  | 0% | [5 empty] | 0% | 0% | 0% | 1 | 0% | 0% | 0% | 1 | 0% | 0% | 0% | 1 | 0% | 0% | 0% | 1 | 0% | 0% | 0% | 1 | 0% | 0% | 0% | 1 | 0% | 0% | 0% | 1 | 0% | 0% | 1 |  |  |  |  | 0% | [5 empty] | 12% | 88% | 100% | 5 | 1% | 0% | 0% | 1 | 13% | 0% | 0% | 1 | 13% | 0% | 0% | 1 | 13% | 0% | 0% | 1 | 21% | 0% | 0% | 1 | 0% | 0% | 0% | 1 | 0% | 0% | 1 |  |  |  |  | 0% | [5 empty] | 53% | 41% | 94% | 5 | 37% | 0% | 0% | 1 | 42% | 0% | 0% | 1 | 59% | 0% | 0% | 2 | 66% | 0% | 0% | 2 | 54% | 0% | 0% | 2 | 1% | 0% | 0% | 1
472 | Madera | 0 | 0 | 0 | 0% | 0% | 1 |  |  |  |  | 0% | [5 empty] | 0% | 0% | 0% | 1 | 0% | 0% | 0% | 1 | 0% | 0% | 0% | 1 | 0% | 0% | 0% | 1 | 0% | 0% | 0% | 1 | 0% | 0% | 0% | 1 | 0% | 0% | 0% | 1 | 0% | 0% | 1 |  |  |  |  | 0% | [5 empty] | 0% | 0% | 0% | 1 | 0% | 0% | 0% | 1 | 0% | 0% | 0% | 1 | 0% | 0% | 0% | 1 | 0% | 0% | 0% | 1 | 0% | 0% | 0% | 1 | 0% | 0% | 0% | 1 | 0% | 0% | 1 |  |  |  |  | 0% | [5 empty] | 0% | 0% | 0% | 1 | 0% | 0% | 0% | 1 | 0% | 0% | 0% | 1 | 0% | 0% | 0% | 1 | 0% | 0% | 0% | 1 | 0% | 0% | 0% | 1 | 0% | 0% | 0% | 1 | 0% | 0% | 1 |  |  |  |  | 0% | [5 empty] | 0% | 0% | 0% | 1 | 0% | 0% | 0% | 1 | 0% | 0% | 0% | 1 | 0% | 0% | 0% | 1 | 0% | 0% | 0% | 1 | 0% | 0% | 0% | 1 | 0% | 0% | 0% | 1
473 | Rio Bravo | 0 | 0 | 0 | 0% | 0% | 1 |  |  |  |  | 0% | [5 empty] | 0% | 0% | 0% | 1 | 0% | 0% | 0% | 1 | 0% | 0% | 0% | 1 | 0% | 0% | 0% | 1 | 0% | 0% | 0% | 1 | 0% | 0% | 0% | 1 | 0% | 0% | 0% | 1 | 0% | 0% | 1 |  |  |  |  | 0% | [5 empty] | 0% | 0% | 0% | 1 | 0% | 0% | 0% | 1 | 0% | 0% | 0% | 1 | 0% | 0% | 0% | 1 | 0% | 0% | 0% | 1 | 0% | 0% | 0% | 1 | 0% | 0% | 0% | 1 | 0% | 0% | 1 |  |  |  |  | 0% | [5 empty] | 0% | 0% | 0% | 1 | 0% | 0% | 0% | 1 | 0% | 0% | 0% | 1 | 0% | 0% | 0% | 1 | 0% | 0% | 0% | 1 | 0% | 0% | 0% | 1 | 0% | 0% | 0% | 1 | 0% | 0% | 1 |  |  |  |  | 0% | [5 empty] | 0% | 0% | 0% | 1 | 0% | 0% | 0% | 1 | 0% | 0% | 0% | 1 | 0% | 0% | 0% | 1 | 0% | 0% | 0% | 1 | 0% | 0% | 0% | 1 | 0% | 0% | 0% | 1
474 | New Sub - Lugo - Pisgah (Proposed) | 0 | 0 | 15 | 0% | 0% | 1 |  |  |  |  | 0% | [5 empty] | 0% | 0% | 0% | 1 | 11% | 0% | 0% | 1 | 4% | 0% | 0% | 1 | 9% | 0% | 0% | 1 | 20% | 0% | 0% | 1 | 82% | 0% | 0% | 3 | 0% | 0% | 0% | 1 | 0% | 0% | 1 |  |  |  |  | 0% | [5 empty] | 3% | 0% | 3% | 1 | 22% | 0% | 0% | 1 | 5% | 0% | 0% | 1 | 10% | 0% | 0% | 1 | 30% | 0% | 0% | 1 | 77% | 0% | 0% | 3 | 0% | 0% | 0% | 1 | 0% | 0% | 1 |  |  |  |  | 0% | [5 empty] | 4% | 2% | 6% | 2 | 25% | 0% | 0% | 1 | 9% | 0% | 0% | 1 | 14% | 0% | 0% | 1 | 36% | 0% | 0% | 1 | 73% | 0% | 0% | 3 | 0% | 0% | 0% | 1 | 0% | 0% | 1 |  |  |  |  | 0% | [5 empty] | 5% | 4% | 9% | 2 | 28% | 0% | 0% | 1 | 17% | 0% | 0% | 1 | 20% | 0% | 0% | 1 | 43% | 0% | 0% | 1 | 63% | 0% | 0% | 2 | 0% | 0% | 0% | 1
475 | Kern Oil | 0 | 0 | 0 | 0% | 0% | 1 |  |  |  |  | 0% | [5 empty] | 0% | 0% | 0% | 1 | 0% | 0% | 0% | 1 | 0% | 0% | 0% | 1 | 0% | 0% | 0% | 1 | 0% | 0% | 0% | 1 | 0% | 0% | 0% | 1 | 0% | 0% | 0% | 1 | 0% | 0% | 1 |  |  |  |  | 0% | [5 empty] | 0% | 0% | 0% | 1 | 0% | 0% | 0% | 1 | 0% | 0% | 0% | 1 | 0% | 0% | 0% | 1 | 0% | 0% | 0% | 1 | 0% | 0% | 0% | 1 | 0% | 0% | 0% | 1 | 0% | 0% | 1 |  |  |  |  | 0% | [5 empty] | 0% | 0% | 0% | 1 | 0% | 0% | 0% | 1 | 0% | 0% | 0% | 1 | 0% | 0% | 0% | 1 | 0% | 0% | 0% | 1 | 0% | 0% | 0% | 1 | 0% | 0% | 0% | 1 | 0% | 0% | 1 |  |  |  |  | 0% | [5 empty] | 10% | 90% | 100% | 5 | 32% | 0% | 0% | 1 | 26% | 0% | 0% | 1 | 46% | 0% | 0% | 1 | 62% | 0% | 0% | 2 | 67% | 0% | 0% | 2 | 1% | 0% | 0% | 1
476 | IS Tap | 0 | 0 | 0 | 0% | 0% | 1 |  |  |  |  | 0% | [5 empty] | 0% | 0% | 0% | 1 | 0% | 0% | 0% | 1 | 0% | 0% | 0% | 1 | 0% | 0% | 0% | 1 | 0% | 0% | 0% | 1 | 0% | 0% | 0% | 1 | 0% | 0% | 0% | 1 | 0% | 0% | 1 |  |  |  |  | 0% | [5 empty] | 0% | 0% | 0% | 1 | 0% | 0% | 0% | 1 | 0% | 0% | 0% | 1 | 0% | 0% | 0% | 1 | 0% | 0% | 0% | 1 | 0% | 0% | 0% | 1 | 0% | 0% | 0% | 1 | 0% | 0% | 1 |  |  |  |  | 0% | [5 empty] | 0% | 0% | 0% | 1 | 0% | 0% | 0% | 1 | 0% | 0% | 0% | 1 | 0% | 0% | 0% | 1 | 0% | 0% | 0% | 1 | 0% | 0% | 0% | 1 | 0% | 0% | 0% | 1 | 0% | 0% | 1 |  |  |  |  | 0% | [5 empty] | 2% | 0% | 2% | 1 | 0% | 0% | 0% | 1 | 0% | 0% | 0% | 1 | 0% | 0% | 0% | 1 | 0% | 0% | 0% | 1 | 0% | 0% | 0% | 1 | 0% | 0% | 0% | 1
477 | Q1806 | 0 | 0 | 0 | 0% | 0% | 1 |  |  |  |  | 0% | [5 empty] | 0% | 0% | 0% | 1 | 0% | 0% | 0% | 1 | 23% | 0% | 0% | 1 | 46% | 0% | 0% | 1 | 46% | 0% | 0% | 1 | 0% | 0% | 0% | 1 | 0% | 0% | 0% | 1 | 0% | 0% | 1 |  |  |  |  | 0% | [5 empty] | 0% | 0% | 0% | 1 | 4% | 0% | 0% | 1 | 22% | 0% | 0% | 1 | 66% | 0% | 0% | 2 | 70% | 0% | 0% | 3 | 0% | 0% | 0% | 1 | 2% | 0% | 0% | 1 | 0% | 0% | 1 |  |  |  |  | 0% | [5 empty] | 1% | 0% | 1% | 1 | 3% | 0% | 0% | 1 | 25% | 0% | 0% | 1 | 75% | 0% | 0% | 3 | 78% | 0% | 0% | 3 | 0% | 0% | 0% | 1 | 7% | 0% | 0% | 1 | 0% | 0% | 1 |  |  |  |  | 0% | [5 empty] | 0% | 0% | 0% | 1 | 7% | 0% | 0% | 1 | 49% | 0% | 0% | 1 | 81% | 0% | 0% | 3 | 82% | 0% | 0% | 3 | 0% | 0% | 0% | 1 | 9% | 0% | 0% | 1
478 | Casaloma | 0 | 0 | 0 | 0% | 0% | 1 |  |  |  |  | 0% | [5 empty] | 0% | 0% | 0% | 1 | 0% | 0% | 0% | 1 | 0% | 0% | 0% | 1 | 0% | 0% | 0% | 1 | 0% | 0% | 0% | 1 | 0% | 0% | 0% | 1 | 0% | 0% | 0% | 1 | 0% | 0% | 1 |  |  |  |  | 0% | [5 empty] | 0% | 0% | 0% | 1 | 0% | 0% | 0% | 1 | 0% | 0% | 0% | 1 | 0% | 0% | 0% | 1 | 0% | 0% | 0% | 1 | 0% | 0% | 0% | 1 | 0% | 0% | 0% | 1 | 0% | 0% | 1 |  |  |  |  | 0% | [5 empty] | 0% | 0% | 0% | 1 | 0% | 0% | 0% | 1 | 0% | 0% | 0% | 1 | 0% | 0% | 0% | 1 | 0% | 0% | 0% | 1 | 0% | 0% | 0% | 1 | 0% | 0% | 0% | 1 | 0% | 0% | 1 |  |  |  |  | 0% | [5 empty] | 11% | 89% | 100% | 5 | 49% | 0% | 0% | 1 | 31% | 0% | 0% | 1 | 43% | 0% | 0% | 1 | 68% | 0% | 0% | 2 | 84% | 0% | 0% | 3 | 1% | 0% | 0% | 1
479 | Fern Road | 0 | 0 | 0 | 0% | 0% | 1 |  |  |  |  | 0% | [5 empty] | 92% | 0% | 92% | 5 | 69% | 0% | 0% | 2 | 8% | 0% | 0% | 1 | 0% | 0% | 0% | 1 | 69% | 0% | 0% | 2 | 11% | 0% | 0% | 1 | 1% | 0% | 0% | 1 | 0% | 0% | 1 |  |  |  |  | 0% | [5 empty] | 73% | 0% | 73% | 3 | 69% | 0% | 0% | 2 | 3% | 0% | 0% | 1 | 1% | 0% | 0% | 1 | 69% | 0% | 0% | 2 | 38% | 0% | 0% | 1 | 1% | 0% | 0% | 1 | 0% | 0% | 1 |  |  |  |  | 0% | [5 empty] | 65% | 3% | 68% | 3 | 57% | 0% | 0% | 2 | 4% | 0% | 0% | 1 | 8% | 0% | 0% | 1 | 63% | 0% | 0% | 2 | 50% | 0% | 0% | 2 | 1% | 0% | 0% | 1 | 0% | 0% | 1 |  |  |  |  | 0% | [5 empty] | 58% | 12% | 70% | 3 | 47% | 0% | 0% | 1 | 25% | 0% | 0% | 1 | 32% | 0% | 0% | 1 | 70% | 0% | 0% | 3 | 63% | 0% | 0% | 2 | 1% | 0% | 0% | 1
480 | North of SONGS | 0 | 0 | 0 | 0% | 0% | 1 |  |  |  |  | 0% | [5 empty] | 1% | 0% | 1% | 1 | 0% | 0% | 0% | 1 | 27% | 0% | 0% | 1 | 51% | 0% | 0% | 2 | 51% | 0% | 0% | 2 | 0% | 0% | 0% | 1 | 0% | 0% | 0% | 1 | 0% | 0% | 1 |  |  |  |  | 0% | [5 empty] | 3% | 0% | 3% | 1 | 0% | 0% | 0% | 1 | 37% | 0% | 0% | 1 | 56% | 0% | 0% | 2 | 56% | 0% | 0% | 2 | 0% | 0% | 0% | 1 | 0% | 0% | 0% | 1 | 0% | 0% | 1 |  |  |  |  | 0% | [5 empty] | 1% | 0% | 1% | 1 | 12% | 0% | 0% | 1 | 61% | 0% | 0% | 2 | 70% | 0% | 0% | 3 | 72% | 0% | 0% | 3 | 0% | 0% | 0% | 1 | 12% | 0% | 0% | 1 | 0% | 0% | 1 |  |  |  |  | 0% | [5 empty] | 1% | 0% | 1% | 1 | 8% | 0% | 0% | 1 | 44% | 0% | 0% | 1 | 77% | 0% | 0% | 3 | 79% | 0% | 0% | 3 | 0% | 0% | 0% | 1 | 11% | 0% | 0% | 1
481 | Vine | 0 | 0 | 0 | 0% | 0% | 1 |  |  |  |  | 0% | [5 empty] | 0% | 0% | 0% | 1 | 3% | 0% | 0% | 1 | 20% | 0% | 0% | 1 | 55% | 0% | 0% | 2 | 56% | 0% | 0% | 2 | 0% | 0% | 0% | 1 | 5% | 0% | 0% | 1 | 0% | 0% | 1 |  |  |  |  | 0% | [5 empty] | 0% | 0% | 0% | 1 | 2% | 0% | 0% | 1 | 24% | 0% | 0% | 1 | 57% | 0% | 0% | 2 | 58% | 0% | 0% | 2 | 0% | 0% | 0% | 1 | 5% | 0% | 0% | 1 | 0% | 0% | 1 |  |  |  |  | 0% | [5 empty] | 0% | 0% | 0% | 1 | 6% | 0% | 0% | 1 | 35% | 0% | 0% | 1 | 65% | 0% | 0% | 2 | 66% | 0% | 0% | 2 | 0% | 0% | 0% | 1 | 7% | 0% | 0% | 1 | 0% | 0% | 1 |  |  |  |  | 0% | [5 empty] | 0% | 0% | 0% | 1 | 6% | 0% | 0% | 1 | 39% | 0% | 0% | 1 | 69% | 0% | 0% | 2 | 69% | 0% | 0% | 2 | 4% | 0% | 0% | 1 | 8% | 0% | 0% | 1
482 | Belden | 0 | 0 | 0 | 0% | 0% | 1 |  |  |  |  | 0% | [5 empty] | 54% | 9% | 63% | 3 | 55% | 0% | 0% | 2 | 84% | 0% | 0% | 3 | 72% | 0% | 0% | 3 | 100% | 0% | 0% | 5 | 82% | 0% | 0% | 3 | 6% | 0% | 0% | 1 | 0% | 0% | 1 |  |  |  |  | 0% | [5 empty] | 29% | 16% | 45% | 3 | 53% | 0% | 0% | 2 | 81% | 0% | 0% | 3 | 80% | 0% | 0% | 3 | 99% | 0% | 0% | 5 | 82% | 0% | 0% | 3 | 4% | 0% | 0% | 1 | 0% | 0% | 1 |  |  |  |  | 0% | [5 empty] | 33% | 14% | 47% | 3 | 41% | 0% | 0% | 1 | 69% | 0% | 0% | 2 | 70% | 0% | 0% | 3 | 91% | 0% | 0% | 4 | 76% | 0% | 0% | 3 | 3% | 0% | 0% | 1 | 0% | 0% | 1 |  |  |  |  | 0% | [5 empty] | 46% | 14% | 60% | 3 | 37% | 0% | 0% | 1 | 53% | 0% | 0% | 2 | 58% | 0% | 0% | 2 | 80% | 0% | 0% | 3 | 74% | 0% | 0% | 3 | 2% | 0% | 0% | 1
483 | Standard Oil | 0 | 0 | 0 | 0% | 0% | 1 |  |  |  |  | 0% | [5 empty] | 0% | 0% | 0% | 1 | 4% | 0% | 0% | 1 | 30% | 0% | 0% | 1 | 46% | 0% | 0% | 1 | 46% | 0% | 0% | 1 | 0% | 0% | 0% | 1 | 14% | 0% | 0% | 1 | 0% | 0% | 1 |  |  |  |  | 0% | [5 empty] | 46% | 0% | 46% | 2 | 4% | 0% | 0% | 1 | 35% | 0% | 0% | 1 | 59% | 0% | 0% | 2 | 62% | 0% | 0% | 2 | 17% | 0% | 0% | 1 | 8% | 0% | 0% | 1 | 0% | 0% | 1 |  |  |  |  | 0% | [5 empty] | 47% | 0% | 47% | 2 | 27% | 0% | 0% | 1 | 39% | 0% | 0% | 1 | 42% | 0% | 0% | 1 | 73% | 0% | 0% | 3 | 33% | 0% | 0% | 1 | 11% | 0% | 0% | 1 | 0% | 0% | 1 |  |  |  |  | 0% | [5 empty] | 53% | 0% | 53% | 3 | 62% | 0% | 0% | 2 | 40% | 0% | 0% | 1 | 41% | 0% | 0% | 1 | 86% | 0% | 0% | 3 | 44% | 0% | 0% | 1 | 26% | 0% | 0% | 1
484 | Panama | 0 | 0 | 0 | 0% | 0% | 1 |  |  |  |  | 0% | [5 empty] | 0% | 0% | 0% | 1 | 0% | 0% | 0% | 1 | 0% | 0% | 0% | 1 | 0% | 0% | 0% | 1 | 0% | 0% | 0% | 1 | 0% | 0% | 0% | 1 | 0% | 0% | 0% | 1 | 0% | 0% | 1 |  |  |  |  | 0% | [5 empty] | 0% | 0% | 0% | 1 | 0% | 0% | 0% | 1 | 0% | 0% | 0% | 1 | 0% | 0% | 0% | 1 | 0% | 0% | 0% | 1 | 0% | 0% | 0% | 1 | 0% | 0% | 0% | 1 | 0% | 0% | 1 |  |  |  |  | 0% | [5 empty] | 0% | 0% | 0% | 1 | 0% | 0% | 0% | 1 | 0% | 0% | 0% | 1 | 0% | 0% | 0% | 1 | 0% | 0% | 0% | 1 | 0% | 0% | 0% | 1 | 0% | 0% | 0% | 1 | 0% | 0% | 1 |  |  |  |  | 0% | [5 empty] | 31% | 69% | 100% | 5 | 66% | 0% | 0% | 2 | 43% | 0% | 0% | 1 | 50% | 0% | 0% | 2 | 82% | 0% | 0% | 3 | 90% | 0% | 0% | 4 | 1% | 0% | 0% | 1
485 | Oakland X | 0 | 0 | 0 | 0% | 0% | 1 |  |  |  |  | 0% | [5 empty] | 0% | 0% | 0% | 1 | 5% | 0% | 0% | 1 | 17% | 0% | 0% | 1 | 29% | 0% | 0% | 1 | 29% | 0% | 0% | 1 | 0% | 0% | 0% | 1 | 8% | 0% | 0% | 1 | 0% | 0% | 1 |  |  |  |  | 0% | [5 empty] | 61% | 0% | 61% | 3 | 2% | 0% | 0% | 1 | 50% | 0% | 0% | 2 | 69% | 0% | 0% | 2 | 71% | 0% | 0% | 3 | 21% | 0% | 0% | 1 | 4% | 0% | 0% | 1 | 0% | 0% | 1 |  |  |  |  | 0% | [5 empty] | 41% | 0% | 41% | 2 | 6% | 0% | 0% | 1 | 34% | 0% | 0% | 1 | 59% | 0% | 0% | 2 | 61% | 0% | 0% | 2 | 14% | 0% | 0% | 1 | 6% | 0% | 0% | 1 | 0% | 0% | 1 |  |  |  |  | 0% | [5 empty] | 47% | 0% | 47% | 2 | 52% | 0% | 0% | 2 | 58% | 0% | 0% | 2 | 46% | 0% | 0% | 1 | 81% | 0% | 0% | 3 | 25% | 0% | 0% | 1 | 33% | 0% | 0% | 1
486 | Butte | 0 | 0 | 0 | 0% | 0% | 1 |  |  |  |  | 0% | [5 empty] | 0% | 0% | 0% | 1 | 0% | 0% | 0% | 1 | 0% | 0% | 0% | 1 | 0% | 0% | 0% | 1 | 0% | 0% | 0% | 1 | 0% | 0% | 0% | 1 | 0% | 0% | 0% | 1 | 0% | 0% | 1 |  |  |  |  | 0% | [5 empty] | 0% | 0% | 0% | 1 | 100% | 0% | 0% | 5 | 0% | 0% | 0% | 1 | 100% | 0% | 0% | 5 | 100% | 0% | 0% | 5 | 100% | 0% | 0% | 5 | 0% | 0% | 0% | 1 | 0% | 0% | 1 |  |  |  |  | 0% | [5 empty] | 32% | 0% | 32% | 2 | 40% | 0% | 0% | 1 | 56% | 0% | 0% | 2 | 100% | 0% | 0% | 5 | 100% | 0% | 0% | 5 | 76% | 0% | 0% | 3 | 1% | 0% | 0% | 1 | 0% | 0% | 1 |  |  |  |  | 0% | [5 empty] | 40% | 24% | 64% | 4 | 60% | 0% | 0% | 2 | 46% | 0% | 0% | 1 | 69% | 0% | 0% | 2 | 92% | 0% | 0% | 4 | 76% | 0% | 0% | 3 | 5% | 0% | 0% | 1
487 | Nortech | 0 | 0 | 15 | 0% | 0% | 1 |  |  |  |  | 0% | [5 empty] | 0% | 0% | 0% | 1 | 0% | 0% | 0% | 1 | 0% | 0% | 0% | 1 | 15% | 0% | 0% | 1 | 15% | 0% | 0% | 1 | 0% | 0% | 0% | 1 | 99% | 0% | 0% | 5 | 0% | 0% | 1 |  |  |  |  | 0% | [5 empty] | 85% | 0% | 85% | 5 | 86% | 0% | 0% | 3 | 75% | 0% | 0% | 3 | 79% | 0% | 0% | 3 | 90% | 0% | 0% | 4 | 85% | 0% | 0% | 3 | 13% | 0% | 0% | 1 | 0% | 0% | 1 |  |  |  |  | 0% | [5 empty] | 85% | 8% | 93% | 5 | 83% | 0% | 0% | 3 | 32% | 0% | 0% | 1 | 33% | 0% | 0% | 1 | 85% | 0% | 0% | 3 | 91% | 0% | 0% | 4 | 4% | 0% | 0% | 1 | 0% | 0% | 1 |  |  |  |  | 0% | [5 empty] | 83% | 13% | 96% | 5 | 94% | 0% | 0% | 4 | 69% | 0% | 0% | 2 | 81% | 0% | 0% | 3 | 97% | 0% | 0% | 5 | 62% | 0% | 0% | 2 | 3% | 0% | 0% | 1
488 | Windsor | 0 | 0 | 0 | 0% | 0% | 1 |  |  |  |  | 0% | [5 empty] | 0% | 0% | 0% | 1 | 0% | 0% | 0% | 1 | 94% | 0% | 0% | 4 | 94% | 0% | 0% | 4 | 94% | 0% | 0% | 4 | 0% | 0% | 0% | 1 | 0% | 0% | 0% | 1 | 0% | 0% | 1 |  |  |  |  | 0% | [5 empty] | 0% | 0% | 0% | 1 | 0% | 0% | 0% | 1 | 76% | 0% | 0% | 3 | 80% | 0% | 0% | 3 | 80% | 0% | 0% | 3 | 0% | 0% | 0% | 1 | 0% | 0% | 0% | 1 | 0% | 0% | 1 |  |  |  |  | 0% | [5 empty] | 0% | 0% | 0% | 1 | 0% | 0% | 0% | 1 | 10% | 0% | 0% | 1 | 52% | 0% | 0% | 2 | 53% | 0% | 0% | 2 | 0% | 0% | 0% | 1 | 0% | 0% | 0% | 1 | 0% | 0% | 1 |  |  |  |  | 0% | [5 empty] | 20% | 31% | 51% | 5 | 28% | 0% | 0% | 1 | 9% | 0% | 0% | 1 | 27% | 0% | 0% | 1 | 55% | 0% | 0% | 2 | 38% | 0% | 0% | 1 | 2% | 0% | 0% | 1
489 | Haas | 0 | 0 | 0 | 0% | 0% | 1 |  |  |  |  | 0% | [5 empty] | 0% | 0% | 0% | 1 | 0% | 0% | 0% | 1 | 0% | 0% | 0% | 1 | 0% | 0% | 0% | 1 | 0% | 0% | 0% | 1 | 0% | 0% | 0% | 1 | 0% | 0% | 0% | 1 | 0% | 0% | 1 |  |  |  |  | 0% | [5 empty] | 0% | 0% | 0% | 1 | 0% | 0% | 0% | 1 | 0% | 0% | 0% | 1 | 0% | 0% | 0% | 1 | 0% | 0% | 0% | 1 | 0% | 0% | 0% | 1 | 0% | 0% | 0% | 1 | 0% | 0% | 1 |  |  |  |  | 0% | [5 empty] | 0% | 0% | 0% | 1 | 0% | 0% | 0% | 1 | 0% | 0% | 0% | 1 | 0% | 0% | 0% | 1 | 0% | 0% | 0% | 1 | 0% | 0% | 0% | 1 | 0% | 0% | 0% | 1 | 0% | 0% | 1 |  |  |  |  | 0% | [5 empty] | 0% | 0% | 0% | 1 | 0% | 0% | 0% | 1 | 0% | 0% | 0% | 1 | 0% | 0% | 0% | 1 | 0% | 0% | 0% | 1 | 100% | 0% | 0% | 5 | 0% | 0% | 0% | 1
490 | Stone | 0 | 0 | 0 | 0% | 0% | 1 |  |  |  |  | 0% | [5 empty] | 0% | 0% | 0% | 1 | 0% | 0% | 0% | 1 | 0% | 0% | 0% | 1 | 0% | 0% | 0% | 1 | 0% | 0% | 0% | 1 | 0% | 0% | 0% | 1 | 0% | 0% | 0% | 1 | 0% | 0% | 1 |  |  |  |  | 0% | [5 empty] | 91% | 6% | 97% | 5 | 89% | 0% | 0% | 3 | 40% | 0% | 0% | 1 | 41% | 0% | 0% | 1 | 90% | 0% | 0% | 4 | 91% | 0% | 0% | 4 | 1% | 0% | 0% | 1 | 0% | 0% | 1 |  |  |  |  | 0% | [5 empty] | 81% | 16% | 97% | 5 | 85% | 0% | 0% | 3 | 32% | 0% | 0% | 1 | 33% | 0% | 0% | 1 | 88% | 0% | 0% | 3 | 94% | 0% | 0% | 4 | 3% | 0% | 0% | 1 | 0% | 0% | 1 |  |  |  |  | 0% | [5 empty] | 63% | 34% | 97% | 5 | 93% | 0% | 0% | 4 | 54% | 0% | 0% | 2 | 62% | 0% | 0% | 2 | 96% | 0% | 0% | 5 | 82% | 0% | 0% | 3 | 2% | 0% | 0% | 1
491 | El Cerrito G | 0 | 0 | 0 | 0% | 0% | 1 |  |  |  |  | 0% | [5 empty] | 60% | 0% | 60% | 3 | 1% | 0% | 0% | 1 | 45% | 0% | 0% | 1 | 66% | 0% | 0% | 2 | 66% | 0% | 0% | 2 | 19% | 0% | 0% | 1 | 3% | 0% | 0% | 1 | 0% | 0% | 1 |  |  |  |  | 0% | [5 empty] | 41% | 0% | 41% | 2 | 1% | 0% | 0% | 1 | 32% | 0% | 0% | 1 | 61% | 0% | 0% | 2 | 61% | 0% | 0% | 2 | 12% | 0% | 0% | 1 | 6% | 0% | 0% | 1 | 0% | 0% | 1 |  |  |  |  | 0% | [5 empty] | 41% | 0% | 41% | 2 | 20% | 0% | 0% | 1 | 42% | 0% | 0% | 1 | 41% | 0% | 0% | 1 | 71% | 0% | 0% | 3 | 26% | 0% | 0% | 1 | 14% | 0% | 0% | 1 | 0% | 0% | 1 |  |  |  |  | 0% | [5 empty] | 53% | 0% | 53% | 3 | 55% | 0% | 0% | 2 | 51% | 0% | 0% | 2 | 42% | 0% | 0% | 1 | 84% | 0% | 0% | 3 | 35% | 0% | 0% | 1 | 28% | 0% | 0% | 1
492 | Elizabeth Lake | 0 | 0 | 0 | 0% | 0% | 1 |  |  |  |  | 0% | [5 empty] | 15% | 85% | 100% | 5 | 68% | 0% | 0% | 2 | 4% | 0% | 0% | 1 | 2% | 0% | 0% | 1 | 69% | 0% | 0% | 2 | 69% | 0% | 0% | 2 | 1% | 0% | 0% | 1 | 0% | 0% | 1 |  |  |  |  | 0% | [5 empty] | 26% | 57% | 83% | 5 | 57% | 0% | 0% | 2 | 1% | 0% | 0% | 1 | 2% | 0% | 0% | 1 | 58% | 0% | 0% | 2 | 67% | 0% | 0% | 2 | 2% | 0% | 0% | 1 | 0% | 0% | 1 |  |  |  |  | 0% | [5 empty] | 23% | 43% | 66% | 5 | 30% | 0% | 0% | 1 | 40% | 0% | 0% | 1 | 29% | 0% | 0% | 1 | 71% | 0% | 0% | 3 | 47% | 0% | 0% | 1 | 3% | 0% | 0% | 1 | 0% | 0% | 1 |  |  |  |  | 1% | [5 empty] | 26% | 18% | 44% | 3 | 29% | 0% | 0% | 1 | 38% | 0% | 0% | 1 | 29% | 0% | 0% | 1 | 59% | 0% | 0% | 2 | 33% | 0% | 0% | 1 | 2% | 0% | 0% | 1
493 | Ashlan | 0 | 0 | 0 | 0% | 0% | 1 |  |  |  |  | 0% | [5 empty] | 0% | 0% | 0% | 1 | 0% | 0% | 0% | 1 | 0% | 0% | 0% | 1 | 0% | 0% | 0% | 1 | 0% | 0% | 0% | 1 | 0% | 0% | 0% | 1 | 0% | 0% | 0% | 1 | 0% | 0% | 1 |  |  |  |  | 0% | [5 empty] | 0% | 0% | 0% | 1 | 0% | 0% | 0% | 1 | 0% | 0% | 0% | 1 | 0% | 0% | 0% | 1 | 0% | 0% | 0% | 1 | 0% | 0% | 0% | 1 | 0% | 0% | 0% | 1 | 0% | 0% | 1 |  |  |  |  | 0% | [5 empty] | 0% | 0% | 0% | 1 | 0% | 0% | 0% | 1 | 0% | 0% | 0% | 1 | 0% | 0% | 0% | 1 | 0% | 0% | 0% | 1 | 0% | 0% | 0% | 1 | 0% | 0% | 0% | 1 | 0% | 0% | 1 |  |  |  |  | 0% | [5 empty] | 0% | 0% | 0% | 1 | 0% | 0% | 0% | 1 | 0% | 0% | 0% | 1 | 0% | 0% | 0% | 1 | 0% | 0% | 0% | 1 | 0% | 0% | 0% | 1 | 0% | 0% | 0% | 1
494 | Meadow Lane | 0 | 0 | 0 | 0% | 0% | 1 |  |  |  |  | 0% | [5 empty] | 41% | 0% | 41% | 2 | 16% | 0% | 0% | 1 | 61% | 0% | 0% | 2 | 41% | 0% | 0% | 1 | 75% | 0% | 0% | 3 | 15% | 0% | 0% | 1 | 33% | 0% | 0% | 1 | 0% | 0% | 1 |  |  |  |  | 0% | [5 empty] | 41% | 0% | 41% | 2 | 53% | 0% | 0% | 2 | 67% | 0% | 0% | 2 | 48% | 0% | 0% | 1 | 84% | 0% | 0% | 3 | 21% | 0% | 0% | 1 | 43% | 0% | 0% | 1 | 0% | 0% | 1 |  |  |  |  | 0% | [5 empty] | 48% | 0% | 48% | 2 | 45% | 0% | 0% | 1 | 59% | 0% | 0% | 2 | 45% | 0% | 0% | 1 | 82% | 0% | 0% | 3 | 23% | 0% | 0% | 1 | 33% | 0% | 0% | 1 | 0% | 0% | 1 |  |  |  |  | 16% | [5 empty] | 48% | 0% | 48% | 2 | 31% | 0% | 0% | 1 | 45% | 0% | 0% | 1 | 45% | 0% | 0% | 1 | 66% | 0% | 0% | 2 | 15% | 0% | 0% | 1 | 24% | 0% | 0% | 1
495 | Bucks Creek | 0 | 0 | 0 | 0% | 0% | 1 |  |  |  |  | 0% | [5 empty] | 37% | 12% | 49% | 3 | 51% | 0% | 0% | 2 | 85% | 0% | 0% | 3 | 79% | 0% | 0% | 3 | 100% | 0% | 0% | 5 | 79% | 0% | 0% | 3 | 6% | 0% | 0% | 1 | 0% | 0% | 1 |  |  |  |  | 0% | [5 empty] | 30% | 17% | 47% | 3 | 52% | 0% | 0% | 2 | 80% | 0% | 0% | 3 | 79% | 0% | 0% | 3 | 99% | 0% | 0% | 5 | 79% | 0% | 0% | 3 | 4% | 0% | 0% | 1 | 0% | 0% | 1 |  |  |  |  | 0% | [5 empty] | 30% | 14% | 44% | 3 | 43% | 0% | 0% | 1 | 70% | 0% | 0% | 3 | 72% | 0% | 0% | 3 | 93% | 0% | 0% | 4 | 77% | 0% | 0% | 3 | 3% | 0% | 0% | 1 | 0% | 0% | 1 |  |  |  |  | 0% | [5 empty] | 43% | 14% | 57% | 3 | 40% | 0% | 0% | 1 | 57% | 0% | 0% | 2 | 59% | 0% | 0% | 2 | 83% | 0% | 0% | 3 | 75% | 0% | 0% | 3 | 2% | 0% | 0% | 1
496 | Dunn Siding | 0 | 0 | 0 | 0% | 0% | 1 |  |  |  |  | 0% | [5 empty] | 0% | 0% | 0% | 1 | 38% | 0% | 0% | 1 | 10% | 0% | 0% | 1 | 11% | 0% | 0% | 1 | 42% | 0% | 0% | 1 | 87% | 0% | 0% | 3 | 7% | 0% | 0% | 1 | 0% | 0% | 1 |  |  |  |  | 1% | [5 empty] | 0% | 0% | 0% | 1 | 37% | 0% | 0% | 1 | 28% | 0% | 0% | 1 | 24% | 0% | 0% | 1 | 40% | 0% | 0% | 1 | 68% | 0% | 0% | 2 | 2% | 0% | 0% | 1 | 0% | 0% | 1 |  |  |  |  | 1% | [5 empty] | 0% | 0% | 0% | 1 | 29% | 0% | 0% | 1 | 21% | 0% | 0% | 1 | 20% | 0% | 0% | 1 | 33% | 0% | 0% | 1 | 48% | 0% | 0% | 1 | 2% | 0% | 0% | 1 | 0% | 0% | 1 |  |  |  |  | 1% | [5 empty] | 0% | 0% | 0% | 1 | 48% | 0% | 0% | 1 | 25% | 0% | 0% | 1 | 22% | 0% | 0% | 1 | 54% | 0% | 0% | 2 | 55% | 0% | 0% | 2 | 2% | 0% | 0% | 1
497 | Pit 4 | 0 | 0 | 0 | 0% | 0% | 1 |  |  |  |  | 0% | [5 empty] | 99% | 1% | 100% | 5 | 44% | 0% | 0% | 1 | 37% | 0% | 0% | 1 | 24% | 0% | 0% | 1 | 79% | 0% | 0% | 3 | 45% | 0% | 0% | 1 | 1% | 0% | 0% | 1 | 0% | 0% | 1 |  |  |  |  | 0% | [5 empty] | 86% | 5% | 91% | 5 | 44% | 0% | 0% | 1 | 22% | 0% | 0% | 1 | 13% | 0% | 0% | 1 | 66% | 0% | 0% | 2 | 44% | 0% | 0% | 1 | 1% | 0% | 0% | 1 | 0% | 0% | 1 |  |  |  |  | 0% | [5 empty] | 72% | 11% | 83% | 5 | 46% | 0% | 0% | 1 | 22% | 0% | 0% | 1 | 16% | 0% | 0% | 1 | 68% | 0% | 0% | 2 | 48% | 0% | 0% | 1 | 1% | 0% | 0% | 1 | 0% | 0% | 1 |  |  |  |  | 0% | [5 empty] | 55% | 22% | 77% | 5 | 36% | 0% | 0% | 1 | 19% | 0% | 0% | 1 | 15% | 0% | 0% | 1 | 54% | 0% | 0% | 2 | 53% | 0% | 0% | 2 | 1% | 0% | 0% | 1
498 | SAN FRAN A (POTRERO PP) | 0 | 0 | 0 | 0% | 0% | 1 |  |  |  |  | 0% | [5 empty] | 0% | 0% | 0% | 1 | 4% | 0% | 0% | 1 | 14% | 0% | 0% | 1 | 37% | 0% | 0% | 1 | 41% | 0% | 0% | 1 | 0% | 0% | 0% | 1 | 5% | 0% | 0% | 1 | 0% | 0% | 1 |  |  |  |  | 0% | [5 empty] | 0% | 0% | 0% | 1 | 6% | 0% | 0% | 1 | 22% | 0% | 0% | 1 | 51% | 0% | 0% | 2 | 53% | 0% | 0% | 2 | 5% | 0% | 0% | 1 | 7% | 0% | 0% | 1 | 0% | 0% | 1 |  |  |  |  | 0% | [5 empty] | 29% | 0% | 29% | 2 | 6% | 0% | 0% | 1 | 45% | 0% | 0% | 1 | 66% | 0% | 0% | 2 | 67% | 0% | 0% | 2 | 12% | 0% | 0% | 1 | 6% | 0% | 0% | 1 | 0% | 0% | 1 |  |  |  |  | 0% | [5 empty] | 42% | 0% | 42% | 2 | 20% | 0% | 0% | 1 | 42% | 0% | 0% | 1 | 45% | 0% | 0% | 1 | 71% | 0% | 0% | 3 | 29% | 0% | 0% | 1 | 12% | 0% | 0% | 1
499 | Frogtown | 0 | 0 | 0 | 0% | 0% | 1 |  |  |  |  | 0% | [5 empty] | 0% | 0% | 0% | 1 | 0% | 0% | 0% | 1 | 0% | 0% | 0% | 1 | 0% | 0% | 0% | 1 | 0% | 0% | 0% | 1 | 0% | 0% | 0% | 1 | 0% | 0% | 0% | 1 | 0% | 0% | 1 |  |  |  |  | 0% | [5 empty] | 0% | 0% | 0% | 1 | 0% | 0% | 0% | 1 | 0% | 0% | 0% | 1 | 0% | 0% | 0% | 1 | 0% | 0% | 0% | 1 | 0% | 0% | 0% | 1 | 0% | 0% | 0% | 1 | 0% | 0% | 1 |  |  |  |  | 0% | [5 empty] | 0% | 0% | 0% | 1 | 0% | 0% | 0% | 1 | 0% | 0% | 0% | 1 | 0% | 0% | 0% | 1 | 0% | 0% | 0% | 1 | 0% | 0% | 0% | 1 | 0% | 0% | 0% | 1 | 0% | 0% | 1 |  |  |  |  | 0% | [5 empty] | 0% | 100% | 100% | 5 | 0% | 0% | 0% | 1 | 0% | 0% | 0% | 1 | 0% | 0% | 0% | 1 | 0% | 0% | 0% | 1 | 8% | 0% | 0% | 1 | 0% | 0% | 0% | 1
500 | Knights Landing | 0 | 0 | 0 | 0% | 0% | 1 |  |  |  |  | 0% | [5 empty] | 0% | 0% | 0% | 1 | 0% | 0% | 0% | 1 | 0% | 0% | 0% | 1 | 0% | 0% | 0% | 1 | 0% | 0% | 0% | 1 | 0% | 0% | 0% | 1 | 0% | 0% | 0% | 1 | 0% | 0% | 1 |  |  |  |  | 1% | [5 empty] | 87% | 0% | 87% | 5 | 100% | 0% | 0% | 5 | 0% | 0% | 0% | 1 | 0% | 0% | 0% | 1 | 100% | 0% | 0% | 5 | 85% | 0% | 0% | 3 | 0% | 0% | 0% | 1 | 0% | 0% | 1 |  |  |  |  | 8% | [5 empty] | 74% | 20% | 94% | 5 | 82% | 0% | 0% | 3 | 2% | 0% | 0% | 1 | 2% | 0% | 0% | 1 | 82% | 0% | 0% | 3 | 63% | 0% | 0% | 2 | 1% | 0% | 0% | 1 | 0% | 0% | 1 |  |  |  |  | 10% | [5 empty] | 66% | 30% | 96% | 5 | 75% | 0% | 0% | 3 | 7% | 0% | 0% | 1 | 8% | 0% | 0% | 1 | 79% | 0% | 0% | 3 | 73% | 0% | 0% | 3 | 1% | 0% | 0% | 1
501 | Sandlot | 0 | 0 | 0 | 0% | 0% | 1 |  |  |  |  | 0% | [5 empty] | 0% | 0% | 0% | 1 | 14% | 0% | 0% | 1 | 67% | 0% | 0% | 2 | 42% | 0% | 0% | 1 | 67% | 0% | 0% | 2 | 67% | 0% | 0% | 2 | 1% | 0% | 0% | 1 | 0% | 0% | 1 |  |  |  |  | 0% | [5 empty] | 0% | 0% | 0% | 1 | 68% | 0% | 0% | 2 | 58% | 0% | 0% | 2 | 30% | 0% | 0% | 1 | 89% | 0% | 0% | 3 | 61% | 0% | 0% | 2 | 3% | 0% | 0% | 1 | 0% | 0% | 1 |  |  |  |  | 0% | [5 empty] | 0% | 0% | 0% | 1 | 69% | 0% | 0% | 2 | 27% | 0% | 0% | 1 | 7% | 0% | 0% | 1 | 79% | 0% | 0% | 3 | 68% | 0% | 0% | 2 | 1% | 0% | 0% | 1 | 0% | 0% | 1 |  |  |  |  | 0% | [5 empty] | 0% | 0% | 0% | 1 | 74% | 0% | 0% | 3 | 24% | 0% | 0% | 1 | 8% | 0% | 0% | 1 | 80% | 0% | 0% | 3 | 66% | 0% | 0% | 2 | 0% | 0% | 0% | 1
502 | Sunrise | 0 | 0 | 0 | 0% | 0% | 1 |  |  |  |  | 0% | [5 empty] | 0% | 0% | 0% | 1 | 0% | 0% | 0% | 1 | 0% | 0% | 0% | 1 | 0% | 0% | 0% | 1 | 0% | 0% | 0% | 1 | 0% | 0% | 0% | 1 | 0% | 0% | 0% | 1 | 0% | 0% | 1 |  |  |  |  | 0% | [5 empty] | 0% | 0% | 0% | 1 | 0% | 0% | 0% | 1 | 0% | 0% | 0% | 1 | 0% | 0% | 0% | 1 | 0% | 0% | 0% | 1 | 0% | 0% | 0% | 1 | 0% | 0% | 0% | 1 | 0% | 0% | 1 |  |  |  |  | 0% | [5 empty] | 35% | 0% | 35% | 2 | 0% | 0% | 0% | 1 | 0% | 0% | 0% | 1 | 0% | 0% | 0% | 1 | 0% | 0% | 0% | 1 | 56% | 0% | 0% | 2 | 0% | 0% | 0% | 1 | 0% | 0% | 1 |  |  |  |  | 0% | [5 empty] | 24% | 71% | 95% | 5 | 25% | 0% | 0% | 1 | 8% | 0% | 0% | 1 | 26% | 0% | 0% | 1 | 42% | 0% | 0% | 1 | 81% | 0% | 0% | 3 | 0% | 0% | 0% | 1
503 | Lilac | 0 | 0 | 0 | 0% | 0% | 1 |  |  |  |  | 0% | [5 empty] | 0% | 0% | 0% | 1 | 0% | 0% | 0% | 1 | 0% | 0% | 0% | 1 | 0% | 0% | 0% | 1 | 0% | 0% | 0% | 1 | 0% | 0% | 0% | 1 | 0% | 0% | 0% | 1 | 0% | 0% | 1 |  |  |  |  | 0% | [5 empty] | 0% | 0% | 0% | 1 | 0% | 0% | 0% | 1 | 0% | 0% | 0% | 1 | 0% | 0% | 0% | 1 | 0% | 0% | 0% | 1 | 0% | 0% | 0% | 1 | 0% | 0% | 0% | 1 | 0% | 0% | 1 |  |  |  |  | 0% | [5 empty] | 0% | 0% | 0% | 1 | 18% | 0% | 0% | 1 | 76% | 0% | 0% | 3 | 79% | 0% | 0% | 3 | 79% | 0% | 0% | 3 | 0% | 0% | 0% | 1 | 16% | 0% | 0% | 1 | 0% | 0% | 1 |  |  |  |  | 0% | [5 empty] | 0% | 86% | 86% | 5 | 48% | 0% | 0% | 1 | 20% | 0% | 0% | 1 | 31% | 0% | 0% | 1 | 68% | 0% | 0% | 2 | 56% | 0% | 0% | 2 | 32% | 0% | 0% | 1
504 | Alhambra | 0 | 0 | 0 | 0% | 0% | 1 |  |  |  |  | 0% | [5 empty] | 46% | 0% | 46% | 2 | 12% | 0% | 0% | 1 | 51% | 0% | 0% | 2 | 40% | 0% | 0% | 1 | 76% | 0% | 0% | 3 | 27% | 0% | 0% | 1 | 16% | 0% | 0% | 1 | 0% | 0% | 1 |  |  |  |  | 0% | [5 empty] | 35% | 0% | 35% | 2 | 49% | 0% | 0% | 1 | 53% | 0% | 0% | 2 | 34% | 0% | 0% | 1 | 83% | 0% | 0% | 3 | 19% | 0% | 0% | 1 | 46% | 0% | 0% | 1 | 0% | 0% | 1 |  |  |  |  | 0% | [5 empty] | 48% | 0% | 48% | 2 | 50% | 0% | 0% | 2 | 56% | 0% | 0% | 2 | 42% | 0% | 0% | 1 | 83% | 0% | 0% | 3 | 27% | 0% | 0% | 1 | 34% | 0% | 0% | 1 | 0% | 0% | 1 |  |  |  |  | 13% | [5 empty] | 50% | 0% | 50% | 3 | 32% | 0% | 0% | 1 | 46% | 0% | 0% | 1 | 44% | 0% | 0% | 1 | 69% | 0% | 0% | 2 | 19% | 0% | 0% | 1 | 25% | 0% | 0% | 1
505 | Charleston | 0 | 0 | 0 | 0% | 0% | 1 |  |  |  |  | 0% | [5 empty] | 0% | 0% | 0% | 1 | 0% | 0% | 0% | 1 | 40% | 0% | 0% | 1 | 92% | 0% | 0% | 4 | 92% | 0% | 0% | 4 | 36% | 0% | 0% | 1 | 7% | 0% | 0% | 1 | 0% | 0% | 1 |  |  |  |  | 0% | [5 empty] | 0% | 0% | 0% | 1 | 12% | 0% | 0% | 1 | 10% | 0% | 0% | 1 | 22% | 0% | 0% | 1 | 34% | 0% | 0% | 1 | 74% | 0% | 0% | 3 | 2% | 0% | 0% | 1 | 0% | 0% | 1 |  |  |  |  | 0% | [5 empty] | 0% | 0% | 0% | 1 | 19% | 0% | 0% | 1 | 4% | 0% | 0% | 1 | 40% | 0% | 0% | 1 | 50% | 0% | 0% | 2 | 73% | 0% | 0% | 3 | 1% | 0% | 0% | 1 | 0% | 0% | 1 |  |  |  |  | 0% | [5 empty] | 0% | 0% | 0% | 1 | 14% | 0% | 0% | 1 | 3% | 0% | 0% | 1 | 37% | 0% | 0% | 1 | 45% | 0% | 0% | 1 | 75% | 0% | 0% | 3 | 1% | 0% | 0% | 1
506 | Vasco | 0 | 0 | 0 | 0% | 0% | 1 |  |  |  |  | 4% | [5 empty] | 93% | 0% | 93% | 5 | 91% | 0% | 0% | 4 | 87% | 0% | 0% | 3 | 98% | 0% | 0% | 5 | 100% | 0% | 0% | 5 | 32% | 0% | 0% | 1 | 3% | 0% | 0% | 1 | 0% | 0% | 1 |  |  |  |  | 3% | [5 empty] | 88% | 4% | 92% | 5 | 88% | 0% | 0% | 3 | 88% | 0% | 0% | 3 | 95% | 0% | 0% | 5 | 99% | 0% | 0% | 5 | 42% | 0% | 0% | 1 | 3% | 0% | 0% | 1 | 0% | 0% | 1 |  |  |  |  | 3% | [5 empty] | 88% | 5% | 93% | 5 | 88% | 0% | 0% | 3 | 83% | 0% | 0% | 3 | 90% | 0% | 0% | 4 | 99% | 0% | 0% | 5 | 48% | 0% | 0% | 1 | 3% | 0% | 0% | 1 | 0% | 0% | 1 |  |  |  |  | 6% | [5 empty] | 54% | 7% | 61% | 3 | 63% | 0% | 0% | 2 | 71% | 0% | 0% | 3 | 73% | 0% | 0% | 3 | 86% | 0% | 0% | 3 | 34% | 0% | 0% | 1 | 15% | 0% | 0% | 1
507 | Harris | 0 | 0 | 0 | 0% | 0% | 1 |  |  |  |  | 0% | [5 empty] | 0% | 0% | 0% | 1 | 34% | 0% | 0% | 1 | 29% | 0% | 0% | 1 | 38% | 0% | 0% | 1 | 50% | 0% | 0% | 2 | 0% | 0% | 0% | 1 | 35% | 0% | 0% | 1 | 0% | 0% | 1 |  |  |  |  | 0% | [5 empty] | 0% | 0% | 0% | 1 | 19% | 0% | 0% | 1 | 9% | 0% | 0% | 1 | 11% | 0% | 0% | 1 | 24% | 0% | 0% | 1 | 35% | 0% | 0% | 1 | 17% | 0% | 0% | 1 | 0% | 0% | 1 |  |  |  |  | 0% | [5 empty] | 4% | 0% | 4% | 1 | 7% | 0% | 0% | 1 | 6% | 0% | 0% | 1 | 7% | 0% | 0% | 1 | 13% | 0% | 0% | 1 | 48% | 0% | 0% | 1 | 9% | 0% | 0% | 1 | 0% | 0% | 1 |  |  |  |  | 0% | [5 empty] | 5% | 2% | 7% | 2 | 7% | 0% | 0% | 1 | 5% | 0% | 0% | 1 | 8% | 0% | 0% | 1 | 12% | 0% | 0% | 1 | 72% | 0% | 0% | 3 | 6% | 0% | 0% | 1
508 | Grizzly | 0 | 0 | 15 | 0% | 0% | 1 |  |  |  |  | 0% | [5 empty] | 41% | 17% | 58% | 3 | 40% | 0% | 0% | 1 | 83% | 0% | 0% | 3 | 83% | 0% | 0% | 3 | 99% | 0% | 0% | 5 | 73% | 0% | 0% | 3 | 7% | 0% | 0% | 1 | 0% | 0% | 1 |  |  |  |  | 0% | [5 empty] | 30% | 12% | 42% | 3 | 45% | 0% | 0% | 1 | 75% | 0% | 0% | 3 | 84% | 0% | 0% | 3 | 99% | 0% | 0% | 5 | 76% | 0% | 0% | 3 | 4% | 0% | 0% | 1 | 0% | 0% | 1 |  |  |  |  | 0% | [5 empty] | 30% | 14% | 44% | 3 | 43% | 0% | 0% | 1 | 70% | 0% | 0% | 3 | 73% | 0% | 0% | 3 | 93% | 0% | 0% | 4 | 76% | 0% | 0% | 3 | 3% | 0% | 0% | 1 | 0% | 0% | 1 |  |  |  |  | 0% | [5 empty] | 40% | 15% | 55% | 3 | 38% | 0% | 0% | 1 | 60% | 0% | 0% | 2 | 62% | 0% | 0% | 2 | 84% | 0% | 0% | 3 | 74% | 0% | 0% | 3 | 2% | 0% | 0% | 1
509 | Jackass (DOE) | 0 | 0 | 0 | 0% | 0% | 1 |  |  |  |  | 0% | [5 empty] | 0% | 0% | 0% | 1 | 0% | 0% | 0% | 1 | 0% | 0% | 0% | 1 | 0% | 0% | 0% | 1 | 0% | 0% | 0% | 1 | 0% | 0% | 0% | 1 | 0% | 0% | 0% | 1 | 0% | 0% | 1 |  |  |  |  | 0% | [5 empty] | 0% | 0% | 0% | 1 | 0% | 0% | 0% | 1 | 0% | 0% | 0% | 1 | 0% | 0% | 0% | 1 | 0% | 0% | 0% | 1 | 0% | 0% | 0% | 1 | 0% | 0% | 0% | 1 | 0% | 0% | 1 |  |  |  |  | 0% | [5 empty] | 0% | 0% | 0% | 1 | 0% | 0% | 0% | 1 | 0% | 0% | 0% | 1 | 0% | 0% | 0% | 1 | 0% | 0% | 0% | 1 | 0% | 0% | 0% | 1 | 0% | 0% | 0% | 1 | 0% | 0% | 1 |  |  |  |  | 0% | [5 empty] | 0% | 0% | 0% | 1 | 0% | 0% | 0% | 1 | 0% | 0% | 0% | 1 | 0% | 0% | 0% | 1 | 0% | 0% | 0% | 1 | 2% | 0% | 0% | 1 | 0% | 0% | 0% | 1
510 | North City Metering | 0 | 0 | 15 | 0% | 0% | 1 |  |  |  |  | 0% | [5 empty] | 0% | 0% | 0% | 1 | 0% | 0% | 0% | 1 | 41% | 0% | 0% | 1 | 55% | 0% | 0% | 2 | 55% | 0% | 0% | 2 | 0% | 0% | 0% | 1 | 5% | 0% | 0% | 1 | 0% | 0% | 1 |  |  |  |  | 0% | [5 empty] | 0% | 0% | 0% | 1 | 0% | 0% | 0% | 1 | 38% | 0% | 0% | 1 | 61% | 0% | 0% | 2 | 61% | 0% | 0% | 2 | 0% | 0% | 0% | 1 | 3% | 0% | 0% | 1 | 0% | 0% | 1 |  |  |  |  | 0% | [5 empty] | 0% | 0% | 0% | 1 | 7% | 0% | 0% | 1 | 26% | 0% | 0% | 1 | 55% | 0% | 0% | 2 | 56% | 0% | 0% | 2 | 0% | 0% | 0% | 1 | 1% | 0% | 0% | 1 | 0% | 0% | 1 |  |  |  |  | 0% | [5 empty] | 0% | 0% | 0% | 1 | 6% | 0% | 0% | 1 | 38% | 0% | 0% | 1 | 63% | 0% | 0% | 2 | 63% | 0% | 0% | 2 | 0% | 0% | 0% | 1 | 8% | 0% | 0% | 1
511 | Ormond Beach | 0 | 0 | 0 | 0% | 0% | 1 |  |  |  |  | 0% | [5 empty] | 0% | 0% | 0% | 1 | 13% | 0% | 0% | 1 | 59% | 0% | 0% | 2 | 74% | 0% | 0% | 3 | 74% | 0% | 0% | 3 | 0% | 0% | 0% | 1 | 19% | 0% | 0% | 1 | 0% | 0% | 1 |  |  |  |  | 0% | [5 empty] | 0% | 0% | 0% | 1 | 41% | 0% | 0% | 1 | 38% | 0% | 0% | 1 | 48% | 0% | 0% | 1 | 80% | 0% | 0% | 3 | 5% | 0% | 0% | 1 | 12% | 0% | 0% | 1 | 0% | 0% | 1 |  |  |  |  | 0% | [5 empty] | 0% | 0% | 0% | 1 | 41% | 0% | 0% | 1 | 36% | 0% | 0% | 1 | 46% | 0% | 0% | 1 | 78% | 0% | 0% | 3 | 6% | 0% | 0% | 1 | 12% | 0% | 0% | 1 | 0% | 0% | 1 |  |  |  |  | 0% | [5 empty] | 64% | 0% | 64% | 3 | 44% | 0% | 0% | 1 | 11% | 0% | 0% | 1 | 15% | 0% | 0% | 1 | 56% | 0% | 0% | 2 | 27% | 0% | 0% | 1 | 7% | 0% | 0% | 1
512 | Warne | 0 | 0 | 0 | 0% | 0% | 1 |  |  |  |  | 0% | [5 empty] | 38% | 57% | 95% | 5 | 77% | 0% | 0% | 3 | 39% | 0% | 0% | 1 | 36% | 0% | 0% | 1 | 93% | 0% | 0% | 4 | 63% | 0% | 0% | 2 | 2% | 0% | 0% | 1 | 0% | 0% | 1 |  |  |  |  | 1% | [5 empty] | 41% | 36% | 77% | 5 | 48% | 0% | 0% | 1 | 54% | 0% | 0% | 2 | 44% | 0% | 0% | 1 | 86% | 0% | 0% | 3 | 50% | 0% | 0% | 2 | 2% | 0% | 0% | 1 | 0% | 0% | 1 |  |  |  |  | 1% | [5 empty] | 29% | 20% | 49% | 4 | 46% | 0% | 0% | 1 | 48% | 0% | 0% | 1 | 34% | 0% | 0% | 1 | 80% | 0% | 0% | 3 | 39% | 0% | 0% | 1 | 1% | 0% | 0% | 1 | 0% | 0% | 1 |  |  |  |  | 1% | [5 empty] | 26% | 17% | 43% | 3 | 35% | 0% | 0% | 1 | 42% | 0% | 0% | 1 | 33% | 0% | 0% | 1 | 67% | 0% | 0% | 2 | 37% | 0% | 0% | 1 | 1% | 0% | 0% | 1
513 | POE | 0 | 0 | 0 | 0% | 0% | 1 |  |  |  |  | 0% | [5 empty] | 28% | 0% | 28% | 2 | 31% | 0% | 0% | 1 | 60% | 0% | 0% | 2 | 99% | 0% | 0% | 5 | 100% | 0% | 0% | 5 | 76% | 0% | 0% | 3 | 1% | 0% | 0% | 1 | 0% | 0% | 1 |  |  |  |  | 0% | [5 empty] | 21% | 12% | 33% | 3 | 36% | 0% | 0% | 1 | 69% | 0% | 0% | 2 | 100% | 0% | 0% | 5 | 100% | 0% | 0% | 5 | 70% | 0% | 0% | 3 | 3% | 0% | 0% | 1 | 0% | 0% | 1 |  |  |  |  | 0% | [5 empty] | 31% | 13% | 44% | 3 | 29% | 0% | 0% | 1 | 74% | 0% | 0% | 3 | 91% | 0% | 0% | 4 | 99% | 0% | 0% | 5 | 70% | 0% | 0% | 3 | 4% | 0% | 0% | 1 | 0% | 0% | 1 |  |  |  |  | 0% | [5 empty] | 30% | 15% | 45% | 3 | 39% | 0% | 0% | 1 | 72% | 0% | 0% | 3 | 74% | 0% | 0% | 3 | 95% | 0% | 0% | 5 | 73% | 0% | 0% | 3 | 3% | 0% | 0% | 1
514 | Pit 3 | 0 | 0 | 0 | 0% | 0% | 1 |  |  |  |  | 0% | [5 empty] | 98% | 0% | 98% | 5 | 42% | 0% | 0% | 1 | 47% | 0% | 0% | 1 | 31% | 0% | 0% | 1 | 88% | 0% | 0% | 3 | 44% | 0% | 0% | 1 | 1% | 0% | 0% | 1 | 0% | 0% | 1 |  |  |  |  | 0% | [5 empty] | 86% | 2% | 88% | 5 | 38% | 0% | 0% | 1 | 26% | 0% | 0% | 1 | 13% | 0% | 0% | 1 | 62% | 0% | 0% | 2 | 42% | 0% | 0% | 1 | 1% | 0% | 0% | 1 | 0% | 0% | 1 |  |  |  |  | 0% | [5 empty] | 75% | 4% | 79% | 5 | 47% | 0% | 0% | 1 | 20% | 0% | 0% | 1 | 11% | 0% | 0% | 1 | 66% | 0% | 0% | 2 | 46% | 0% | 0% | 1 | 1% | 0% | 0% | 1 | 0% | 0% | 1 |  |  |  |  | 0% | [5 empty] | 51% | 18% | 69% | 3 | 41% | 0% | 0% | 1 | 16% | 0% | 0% | 1 | 12% | 0% | 0% | 1 | 57% | 0% | 0% | 2 | 51% | 0% | 0% | 2 | 1% | 0% | 0% | 1
515 | Evergreen | 0 | 0 | 0 | 0% | 0% | 1 |  |  |  |  | 0% | [5 empty] | 0% | 0% | 0% | 1 | 0% | 0% | 0% | 1 | 0% | 0% | 0% | 1 | 0% | 0% | 0% | 1 | 0% | 0% | 0% | 1 | 0% | 0% | 0% | 1 | 0% | 0% | 0% | 1 | 0% | 0% | 1 |  |  |  |  | 0% | [5 empty] | 93% | 5% | 98% | 5 | 84% | 0% | 0% | 3 | 40% | 0% | 0% | 1 | 40% | 0% | 0% | 1 | 85% | 0% | 0% | 3 | 94% | 0% | 0% | 4 | 1% | 0% | 0% | 1 | 0% | 0% | 1 |  |  |  |  | 0% | [5 empty] | 76% | 22% | 98% | 5 | 84% | 0% | 0% | 3 | 37% | 0% | 0% | 1 | 37% | 0% | 0% | 1 | 89% | 0% | 0% | 3 | 94% | 0% | 0% | 4 | 2% | 0% | 0% | 1 | 0% | 0% | 1 |  |  |  |  | 0% | [5 empty] | 65% | 33% | 98% | 5 | 95% | 0% | 0% | 5 | 58% | 0% | 0% | 2 | 66% | 0% | 0% | 2 | 97% | 0% | 0% | 5 | 79% | 0% | 0% | 3 | 2% | 0% | 0% | 1
516 | Rincon | 0 | 0 | 0 | 0% | 0% | 1 |  |  |  |  | 0% | [5 empty] | 0% | 0% | 0% | 1 | 100% | 0% | 0% | 5 | 0% | 0% | 0% | 1 | 0% | 0% | 0% | 1 | 100% | 0% | 0% | 5 | 96% | 0% | 0% | 5 | 0% | 0% | 0% | 1 | 0% | 0% | 1 |  |  |  |  | 0% | [5 empty] | 65% | 0% | 65% | 3 | 100% | 0% | 0% | 5 | 42% | 0% | 0% | 1 | 44% | 0% | 0% | 1 | 100% | 0% | 0% | 5 | 94% | 0% | 0% | 4 | 0% | 0% | 0% | 1 | 0% | 0% | 1 |  |  |  |  | 0% | [5 empty] | 67% | 2% | 69% | 3 | 87% | 0% | 0% | 3 | 36% | 0% | 0% | 1 | 62% | 0% | 0% | 2 | 92% | 0% | 0% | 4 | 83% | 0% | 0% | 3 | 0% | 0% | 0% | 1 | 0% | 0% | 1 |  |  |  |  | 0% | [5 empty] | 45% | 22% | 67% | 4 | 86% | 0% | 0% | 3 | 31% | 0% | 0% | 1 | 57% | 0% | 0% | 2 | 95% | 0% | 0% | 5 | 67% | 0% | 0% | 2 | 3% | 0% | 0% | 1
517 | Whisman | 0 | 0 | 0 | 0% | 0% | 1 |  |  |  |  | 0% | [5 empty] | 0% | 0% | 0% | 1 | 0% | 0% | 0% | 1 | 0% | 0% | 0% | 1 | 32% | 0% | 0% | 1 | 32% | 0% | 0% | 1 | 0% | 0% | 0% | 1 | 93% | 0% | 0% | 4 | 0% | 0% | 1 |  |  |  |  | 0% | [5 empty] | 0% | 0% | 0% | 1 | 6% | 0% | 0% | 1 | 2% | 0% | 0% | 1 | 18% | 0% | 0% | 1 | 23% | 0% | 0% | 1 | 0% | 0% | 0% | 1 | 50% | 0% | 0% | 2 | 0% | 0% | 1 |  |  |  |  | 0% | [5 empty] | 27% | 0% | 27% | 2 | 41% | 0% | 0% | 1 | 41% | 0% | 0% | 1 | 48% | 0% | 0% | 1 | 54% | 0% | 0% | 2 | 31% | 0% | 0% | 1 | 18% | 0% | 0% | 1 | 0% | 0% | 1 |  |  |  |  | 0% | [5 empty] | 58% | 14% | 72% | 3 | 65% | 0% | 0% | 2 | 44% | 0% | 0% | 1 | 51% | 0% | 0% | 2 | 82% | 0% | 0% | 3 | 66% | 0% | 0% | 2 | 4% | 0% | 0% | 1
518 | Brighton | 0 | 0 | 0 | 0% | 0% | 1 |  |  |  |  | 0% | [5 empty] | 0% | 0% | 0% | 1 | 0% | 0% | 0% | 1 | 0% | 0% | 0% | 1 | 0% | 0% | 0% | 1 | 0% | 0% | 0% | 1 | 0% | 0% | 0% | 1 | 0% | 0% | 0% | 1 | 0% | 0% | 1 |  |  |  |  | 0% | [5 empty] | 0% | 0% | 0% | 1 | 0% | 0% | 0% | 1 | 0% | 0% | 0% | 1 | 0% | 0% | 0% | 1 | 0% | 0% | 0% | 1 | 0% | 0% | 0% | 1 | 0% | 0% | 0% | 1 | 0% | 0% | 1 |  |  |  |  | 44% | [5 empty] | 36% | 0% | 36% | 2 | 12% | 0% | 0% | 1 | 2% | 0% | 0% | 1 | 21% | 0% | 0% | 1 | 27% | 0% | 0% | 1 | 0% | 0% | 0% | 1 | 17% | 0% | 0% | 1 | 0% | 0% | 1 |  |  |  |  | 45% | [5 empty] | 34% | 0% | 34% | 2 | 15% | 0% | 0% | 1 | 17% | 0% | 0% | 1 | 21% | 0% | 0% | 1 | 35% | 0% | 0% | 1 | 3% | 0% | 0% | 1 | 19% | 0% | 0% | 1
519 | Mi-Wuk | 0 | 0 | 0 | 0% | 0% | 1 |  |  |  |  | 0% | [5 empty] | 0% | 0% | 0% | 1 | 0% | 0% | 0% | 1 | 0% | 0% | 0% | 1 | 0% | 0% | 0% | 1 | 0% | 0% | 0% | 1 | 0% | 0% | 0% | 1 | 0% | 0% | 0% | 1 | 0% | 0% | 1 |  |  |  |  | 0% | [5 empty] | 0% | 0% | 0% | 1 | 0% | 0% | 0% | 1 | 0% | 0% | 0% | 1 | 0% | 0% | 0% | 1 | 0% | 0% | 0% | 1 | 0% | 0% | 0% | 1 | 0% | 0% | 0% | 1 | 0% | 0% | 1 |  |  |  |  | 0% | [5 empty] | 63% | 0% | 63% | 3 | 0% | 0% | 0% | 1 | 0% | 0% | 0% | 1 | 7% | 0% | 0% | 1 | 7% | 0% | 0% | 1 | 79% | 0% | 0% | 3 | 8% | 0% | 0% | 1 | 0% | 0% | 1 |  |  |  |  | 0% | [5 empty] | 42% | 10% | 52% | 3 | 0% | 0% | 0% | 1 | 18% | 0% | 0% | 1 | 30% | 0% | 0% | 1 | 36% | 0% | 0% | 1 | 61% | 0% | 0% | 2 | 8% | 0% | 0% | 1
520 | San Ysidro | 0 | 0 | 0 | 0% | 0% | 1 |  |  |  |  | 0% | [5 empty] | 0% | 0% | 0% | 1 | 15% | 0% | 0% | 1 | 61% | 0% | 0% | 2 | 82% | 0% | 0% | 3 | 82% | 0% | 0% | 3 | 0% | 0% | 0% | 1 | 13% | 0% | 0% | 1 | 0% | 0% | 1 |  |  |  |  | 0% | [5 empty] | 0% | 0% | 0% | 1 | 9% | 0% | 0% | 1 | 38% | 0% | 0% | 1 | 71% | 0% | 0% | 3 | 72% | 0% | 0% | 3 | 0% | 0% | 0% | 1 | 9% | 0% | 0% | 1 | 0% | 0% | 1 |  |  |  |  | 0% | [5 empty] | 0% | 0% | 0% | 1 | 7% | 0% | 0% | 1 | 39% | 0% | 0% | 1 | 69% | 0% | 0% | 2 | 70% | 0% | 0% | 3 | 4% | 0% | 0% | 1 | 8% | 0% | 0% | 1 | 0% | 0% | 1 |  |  |  |  | 0% | [5 empty] | 0% | 0% | 0% | 1 | 7% | 0% | 0% | 1 | 32% | 0% | 0% | 1 | 63% | 0% | 0% | 2 | 65% | 0% | 0% | 2 | 4% | 0% | 0% | 1 | 7% | 0% | 0% | 1
521 | Lincoln | 0 | 0 | 0 | 0% | 0% | 1 |  |  |  |  | 0% | [5 empty] | 0% | 0% | 0% | 1 | 0% | 0% | 0% | 1 | 0% | 0% | 0% | 1 | 0% | 0% | 0% | 1 | 0% | 0% | 0% | 1 | 0% | 0% | 0% | 1 | 0% | 0% | 0% | 1 | 0% | 0% | 1 |  |  |  |  | 0% | [5 empty] | 0% | 0% | 0% | 1 | 0% | 0% | 0% | 1 | 0% | 0% | 0% | 1 | 0% | 0% | 0% | 1 | 0% | 0% | 0% | 1 | 0% | 0% | 0% | 1 | 0% | 0% | 0% | 1 | 0% | 0% | 1 |  |  |  |  | 0% | [5 empty] | 0% | 0% | 0% | 1 | 0% | 0% | 0% | 1 | 0% | 0% | 0% | 1 | 0% | 0% | 0% | 1 | 0% | 0% | 0% | 1 | 0% | 0% | 0% | 1 | 0% | 0% | 0% | 1 | 0% | 0% | 1 |  |  |  |  | 0% | [5 empty] | 0% | 0% | 0% | 1 | 0% | 0% | 0% | 1 | 0% | 0% | 0% | 1 | 0% | 0% | 0% | 1 | 0% | 0% | 0% | 1 | 0% | 0% | 0% | 1 | 0% | 0% | 0% | 1
522 | Jefferson | 0 | 0 | 0 | 0% | 0% | 1 |  |  |  |  | 0% | [5 empty] | 0% | 0% | 0% | 1 | 33% | 0% | 0% | 1 | 45% | 0% | 0% | 1 | 51% | 0% | 0% | 2 | 51% | 0% | 0% | 2 | 20% | 0% | 0% | 1 | 13% | 0% | 0% | 1 | 0% | 0% | 1 |  |  |  |  | 0% | [5 empty] | 0% | 0% | 0% | 1 | 16% | 0% | 0% | 1 | 31% | 0% | 0% | 1 | 61% | 0% | 0% | 2 | 62% | 0% | 0% | 2 | 22% | 0% | 0% | 1 | 15% | 0% | 0% | 1 | 0% | 0% | 1 |  |  |  |  | 0% | [5 empty] | 0% | 0% | 0% | 1 | 11% | 0% | 0% | 1 | 30% | 0% | 0% | 1 | 59% | 0% | 0% | 2 | 60% | 0% | 0% | 2 | 15% | 0% | 0% | 1 | 12% | 0% | 0% | 1 | 0% | 0% | 1 |  |  |  |  | 0% | [5 empty] | 5% | 0% | 5% | 1 | 14% | 0% | 0% | 1 | 22% | 0% | 0% | 1 | 49% | 0% | 0% | 1 | 55% | 0% | 0% | 2 | 13% | 0% | 0% | 1 | 8% | 0% | 0% | 1
523 | Lakewood | 0 | 0 | 0 | 0% | 0% | 1 |  |  |  |  | 0% | [5 empty] | 98% | 0% | 98% | 5 | 7% | 0% | 0% | 1 | 69% | 0% | 0% | 2 | 92% | 0% | 0% | 4 | 93% | 0% | 0% | 4 | 36% | 0% | 0% | 1 | 2% | 0% | 0% | 1 | 0% | 0% | 1 |  |  |  |  | 0% | [5 empty] | 43% | 0% | 43% | 2 | 50% | 0% | 0% | 2 | 68% | 0% | 0% | 2 | 49% | 0% | 0% | 1 | 86% | 0% | 0% | 3 | 22% | 0% | 0% | 1 | 41% | 0% | 0% | 1 | 0% | 0% | 1 |  |  |  |  | 0% | [5 empty] | 44% | 0% | 44% | 2 | 46% | 0% | 0% | 1 | 66% | 0% | 0% | 2 | 47% | 0% | 0% | 1 | 81% | 0% | 0% | 3 | 21% | 0% | 0% | 1 | 38% | 0% | 0% | 1 | 0% | 0% | 1 |  |  |  |  | 8% | [5 empty] | 57% | 0% | 57% | 3 | 37% | 0% | 0% | 1 | 52% | 0% | 0% | 2 | 52% | 0% | 0% | 2 | 71% | 0% | 0% | 3 | 18% | 0% | 0% | 1 | 26% | 0% | 0% | 1
524 | Windmaster | 0 | 0 | 0 | 0% | 0% | 1 |  |  |  |  | 5% | [5 empty] | 87% | 0% | 87% | 5 | 86% | 0% | 0% | 3 | 86% | 0% | 0% | 3 | 97% | 0% | 0% | 5 | 100% | 0% | 0% | 5 | 26% | 0% | 0% | 1 | 3% | 0% | 0% | 1 | 0% | 0% | 1 |  |  |  |  | 3% | [5 empty] | 90% | 2% | 92% | 5 | 88% | 0% | 0% | 3 | 89% | 0% | 0% | 3 | 96% | 0% | 0% | 5 | 99% | 0% | 0% | 5 | 42% | 0% | 0% | 1 | 3% | 0% | 0% | 1 | 0% | 0% | 1 |  |  |  |  | 4% | [5 empty] | 78% | 3% | 81% | 5 | 75% | 0% | 0% | 3 | 86% | 0% | 0% | 3 | 92% | 0% | 0% | 4 | 97% | 0% | 0% | 5 | 38% | 0% | 0% | 1 | 6% | 0% | 0% | 1 | 0% | 0% | 1 |  |  |  |  | 11% | [5 empty] | 52% | 5% | 57% | 3 | 52% | 0% | 0% | 2 | 61% | 0% | 0% | 2 | 60% | 0% | 0% | 2 | 75% | 0% | 0% | 3 | 27% | 0% | 0% | 1 | 16% | 0% | 0% | 1
525 | Rosamond | 0 | 0 | 0 | 0% | 0% | 1 |  |  |  |  | 1% | [5 empty] | 2% | 0% | 2% | 1 | 18% | 0% | 0% | 1 | 26% | 0% | 0% | 1 | 23% | 0% | 0% | 1 | 45% | 0% | 0% | 1 | 12% | 0% | 0% | 1 | 2% | 0% | 0% | 1 | 0% | 0% | 1 |  |  |  |  | 1% | [5 empty] | 8% | 0% | 8% | 1 | 16% | 0% | 0% | 1 | 30% | 0% | 0% | 1 | 26% | 0% | 0% | 1 | 46% | 0% | 0% | 1 | 20% | 0% | 0% | 1 | 1% | 0% | 0% | 1 | 0% | 0% | 1 |  |  |  |  | 1% | [5 empty] | 16% | 7% | 23% | 2 | 28% | 0% | 0% | 1 | 33% | 0% | 0% | 1 | 25% | 0% | 0% | 1 | 56% | 0% | 0% | 2 | 28% | 0% | 0% | 1 | 1% | 0% | 0% | 1 | 0% | 0% | 1 |  |  |  |  | 1% | [5 empty] | 21% | 11% | 32% | 3 | 31% | 0% | 0% | 1 | 33% | 0% | 0% | 1 | 26% | 0% | 0% | 1 | 61% | 0% | 0% | 2 | 37% | 0% | 0% | 1 | 1% | 0% | 0% | 1
526 | Los Positas | 0 | 0 | 0 | 0% | 0% | 1 |  |  |  |  | 1% | [5 empty] | 99% | 1% | 100% | 5 | 97% | 0% | 0% | 5 | 84% | 0% | 0% | 3 | 98% | 0% | 0% | 5 | 100% | 0% | 0% | 5 | 33% | 0% | 0% | 1 | 4% | 0% | 0% | 1 | 0% | 0% | 1 |  |  |  |  | 3% | [5 empty] | 88% | 4% | 92% | 5 | 87% | 0% | 0% | 3 | 87% | 0% | 0% | 3 | 95% | 0% | 0% | 5 | 99% | 0% | 0% | 5 | 42% | 0% | 0% | 1 | 3% | 0% | 0% | 1 | 0% | 0% | 1 |  |  |  |  | 3% | [5 empty] | 88% | 5% | 93% | 5 | 88% | 0% | 0% | 3 | 83% | 0% | 0% | 3 | 90% | 0% | 0% | 4 | 99% | 0% | 0% | 5 | 48% | 0% | 0% | 1 | 3% | 0% | 0% | 1 | 0% | 0% | 1 |  |  |  |  | 5% | [5 empty] | 56% | 8% | 64% | 3 | 64% | 0% | 0% | 2 | 73% | 0% | 0% | 3 | 75% | 0% | 0% | 3 | 89% | 0% | 0% | 3 | 35% | 0% | 0% | 1 | 15% | 0% | 0% | 1
527 | Oregon Trail | 0 | 0 | 0 | 0% | 0% | 1 |  |  |  |  | 0% | [5 empty] | 75% | 0% | 75% | 5 | 69% | 0% | 0% | 2 | 22% | 0% | 0% | 1 | 77% | 0% | 0% | 3 | 77% | 0% | 0% | 3 | 71% | 0% | 0% | 3 | 0% | 0% | 0% | 1 | 0% | 0% | 1 |  |  |  |  | 0% | [5 empty] | 72% | 0% | 72% | 3 | 71% | 0% | 0% | 3 | 17% | 0% | 0% | 1 | 66% | 0% | 0% | 2 | 78% | 0% | 0% | 3 | 77% | 0% | 0% | 3 | 0% | 0% | 0% | 1 | 0% | 0% | 1 |  |  |  |  | 0% | [5 empty] | 55% | 29% | 84% | 5 | 36% | 0% | 0% | 1 | 29% | 0% | 0% | 1 | 52% | 0% | 0% | 2 | 57% | 0% | 0% | 2 | 89% | 0% | 0% | 3 | 0% | 0% | 0% | 1 | 0% | 0% | 1 |  |  |  |  | 0% | [5 empty] | 53% | 28% | 81% | 5 | 32% | 0% | 0% | 1 | 11% | 0% | 0% | 1 | 17% | 0% | 0% | 1 | 44% | 0% | 0% | 1 | 57% | 0% | 0% | 2 | 1% | 0% | 0% | 1
528 | Burlingame | 0 | 0 | 0 | 0% | 0% | 1 |  |  |  |  | 0% | [5 empty] | 0% | 0% | 0% | 1 | 16% | 0% | 0% | 1 | 32% | 0% | 0% | 1 | 74% | 0% | 0% | 3 | 74% | 0% | 0% | 3 | 24% | 0% | 0% | 1 | 4% | 0% | 0% | 1 | 0% | 0% | 1 |  |  |  |  | 0% | [5 empty] | 0% | 0% | 0% | 1 | 11% | 0% | 0% | 1 | 23% | 0% | 0% | 1 | 47% | 0% | 0% | 1 | 50% | 0% | 0% | 2 | 12% | 0% | 0% | 1 | 8% | 0% | 0% | 1 | 0% | 0% | 1 |  |  |  |  | 0% | [5 empty] | 0% | 0% | 0% | 1 | 8% | 0% | 0% | 1 | 19% | 0% | 0% | 1 | 49% | 0% | 0% | 1 | 52% | 0% | 0% | 2 | 9% | 0% | 0% | 1 | 9% | 0% | 0% | 1 | 0% | 0% | 1 |  |  |  |  | 0% | [5 empty] | 29% | 0% | 29% | 2 | 8% | 0% | 0% | 1 | 44% | 0% | 0% | 1 | 65% | 0% | 0% | 2 | 68% | 0% | 0% | 2 | 13% | 0% | 0% | 1 | 7% | 0% | 0% | 1
529 | Fremont | 0 | 0 | 0 | 0% | 0% | 1 |  |  |  |  | 0% | [5 empty] | 27% | 0% | 27% | 2 | 27% | 0% | 0% | 1 | 27% | 0% | 0% | 1 | 55% | 0% | 0% | 2 | 55% | 0% | 0% | 2 | 27% | 0% | 0% | 1 | 68% | 0% | 0% | 2 | 0% | 0% | 1 |  |  |  |  | 0% | [5 empty] | 62% | 0% | 62% | 3 | 62% | 0% | 0% | 2 | 43% | 0% | 0% | 1 | 50% | 0% | 0% | 2 | 70% | 0% | 0% | 3 | 62% | 0% | 0% | 2 | 25% | 0% | 0% | 1 | 0% | 0% | 1 |  |  |  |  | 0% | [5 empty] | 82% | 8% | 90% | 5 | 77% | 0% | 0% | 3 | 64% | 0% | 0% | 2 | 65% | 0% | 0% | 2 | 91% | 0% | 0% | 4 | 67% | 0% | 0% | 2 | 5% | 0% | 0% | 1 | 0% | 0% | 1 |  |  |  |  | 3% | [5 empty] | 83% | 7% | 90% | 5 | 85% | 0% | 0% | 3 | 78% | 0% | 0% | 3 | 85% | 0% | 0% | 3 | 97% | 0% | 0% | 5 | 50% | 0% | 0% | 2 | 3% | 0% | 0% | 1
530 | Callender | 0 | 0 | 0 | 0% | 0% | 1 |  |  |  |  | 0% | [5 empty] | 58% | 0% | 58% | 3 | 7% | 0% | 0% | 1 | 1% | 0% | 0% | 1 | 20% | 0% | 0% | 1 | 20% | 0% | 0% | 1 | 54% | 0% | 0% | 2 | 15% | 0% | 0% | 1 | 0% | 0% | 1 |  |  |  |  | 0% | [5 empty] | 73% | 0% | 73% | 3 | 21% | 0% | 0% | 1 | 2% | 0% | 0% | 1 | 11% | 0% | 0% | 1 | 28% | 0% | 0% | 1 | 82% | 0% | 0% | 3 | 5% | 0% | 0% | 1 | 0% | 0% | 1 |  |  |  |  | 0% | [5 empty] | 72% | 13% | 85% | 5 | 25% | 0% | 0% | 1 | 1% | 0% | 0% | 1 | 30% | 0% | 0% | 1 | 46% | 0% | 0% | 1 | 81% | 0% | 0% | 3 | 3% | 0% | 0% | 1 | 0% | 0% | 1 |  |  |  |  | 0% | [5 empty] | 36% | 55% | 91% | 5 | 22% | 0% | 0% | 1 | 7% | 0% | 0% | 1 | 32% | 0% | 0% | 1 | 42% | 0% | 0% | 1 | 72% | 0% | 0% | 3 | 2% | 0% | 0% | 1
531 | Delta PP | 0 | 0 | 0 | 0% | 0% | 1 |  |  |  |  | 5% | [5 empty] | 88% | 0% | 88% | 5 | 87% | 0% | 0% | 3 | 87% | 0% | 0% | 3 | 97% | 0% | 0% | 5 | 100% | 0% | 0% | 5 | 28% | 0% | 0% | 1 | 3% | 0% | 0% | 1 | 0% | 0% | 1 |  |  |  |  | 3% | [5 empty] | 90% | 2% | 92% | 5 | 88% | 0% | 0% | 3 | 89% | 0% | 0% | 3 | 96% | 0% | 0% | 5 | 99% | 0% | 0% | 5 | 42% | 0% | 0% | 1 | 3% | 0% | 0% | 1 | 0% | 0% | 1 |  |  |  |  | 4% | [5 empty] | 78% | 3% | 81% | 5 | 75% | 0% | 0% | 3 | 87% | 0% | 0% | 3 | 93% | 0% | 0% | 4 | 98% | 0% | 0% | 5 | 39% | 0% | 0% | 1 | 6% | 0% | 0% | 1 | 0% | 0% | 1 |  |  |  |  | 11% | [5 empty] | 51% | 6% | 57% | 3 | 53% | 0% | 0% | 2 | 62% | 0% | 0% | 2 | 62% | 0% | 0% | 2 | 76% | 0% | 0% | 3 | 28% | 0% | 0% | 1 | 16% | 0% | 0% | 1
532 | Moraga | 0 | 0 | 0 | 0% | 0% | 1 |  |  |  |  | 0% | [5 empty] | 65% | 0% | 65% | 3 | 2% | 0% | 0% | 1 | 66% | 0% | 0% | 2 | 79% | 0% | 0% | 3 | 79% | 0% | 0% | 3 | 16% | 0% | 0% | 1 | 2% | 0% | 0% | 1 | 0% | 0% | 1 |  |  |  |  | 0% | [5 empty] | 53% | 0% | 53% | 3 | 3% | 0% | 0% | 1 | 38% | 0% | 0% | 1 | 56% | 0% | 0% | 2 | 58% | 0% | 0% | 2 | 18% | 0% | 0% | 1 | 4% | 0% | 0% | 1 | 0% | 0% | 1 |  |  |  |  | 0% | [5 empty] | 51% | 0% | 51% | 3 | 34% | 0% | 0% | 1 | 61% | 0% | 0% | 2 | 51% | 0% | 0% | 2 | 79% | 0% | 0% | 3 | 28% | 0% | 0% | 1 | 23% | 0% | 0% | 1 | 0% | 0% | 1 |  |  |  |  | 0% | [5 empty] | 51% | 0% | 51% | 3 | 48% | 0% | 0% | 1 | 53% | 0% | 0% | 2 | 49% | 0% | 0% | 1 | 83% | 0% | 0% | 3 | 25% | 0% | 0% | 1 | 29% | 0% | 0% | 1
533 | Collierville | 0 | 0 | 15 | 0% | 0% | 1 |  |  |  |  | 0% | [5 empty] | 0% | 0% | 0% | 1 | 0% | 0% | 0% | 1 | 0% | 0% | 0% | 1 | 0% | 0% | 0% | 1 | 0% | 0% | 0% | 1 | 0% | 0% | 0% | 1 | 0% | 0% | 0% | 1 | 0% | 0% | 1 |  |  |  |  | 0% | [5 empty] | 0% | 100% | 100% | 5 | 0% | 0% | 0% | 1 | 0% | 0% | 0% | 1 | 0% | 0% | 0% | 1 | 0% | 0% | 0% | 1 | 8% | 0% | 0% | 1 | 0% | 0% | 0% | 1 | 0% | 0% | 1 |  |  |  |  | 0% | [5 empty] | 0% | 100% | 100% | 5 | 0% | 0% | 0% | 1 | 0% | 0% | 0% | 1 | 0% | 0% | 0% | 1 | 0% | 0% | 0% | 1 | 8% | 0% | 0% | 1 | 0% | 0% | 0% | 1 | 0% | 0% | 1 |  |  |  |  | 0% | [5 empty] | 42% | 10% | 52% | 3 | 0% | 0% | 0% | 1 | 19% | 0% | 0% | 1 | 31% | 0% | 0% | 1 | 36% | 0% | 0% | 1 | 60% | 0% | 0% | 2 | 8% | 0% | 0% | 1
534 | Rock Creek | 0 | 0 | 0 | 0% | 0% | 1 |  |  |  |  | 0% | [5 empty] | 43% | 17% | 60% | 3 | 38% | 0% | 0% | 1 | 80% | 0% | 0% | 3 | 83% | 0% | 0% | 3 | 99% | 0% | 0% | 5 | 74% | 0% | 0% | 3 | 6% | 0% | 0% | 1 | 0% | 0% | 1 |  |  |  |  | 0% | [5 empty] | 30% | 13% | 43% | 3 | 46% | 0% | 0% | 1 | 75% | 0% | 0% | 3 | 84% | 0% | 0% | 3 | 99% | 0% | 0% | 5 | 77% | 0% | 0% | 3 | 4% | 0% | 0% | 1 | 0% | 0% | 1 |  |  |  |  | 0% | [5 empty] | 30% | 14% | 44% | 3 | 44% | 0% | 0% | 1 | 70% | 0% | 0% | 3 | 73% | 0% | 0% | 3 | 93% | 0% | 0% | 4 | 76% | 0% | 0% | 3 | 3% | 0% | 0% | 1 | 0% | 0% | 1 |  |  |  |  | 0% | [5 empty] | 38% | 15% | 53% | 3 | 40% | 0% | 0% | 1 | 62% | 0% | 0% | 2 | 64% | 0% | 0% | 2 | 87% | 0% | 0% | 3 | 73% | 0% | 0% | 3 | 2% | 0% | 0% | 1
535 | Homestake | 0 | 0 | 0 | 0% | 0% | 1 |  |  |  |  | 0% | [5 empty] | 21% | 79% | 100% | 5 | 61% | 0% | 0% | 2 | 25% | 0% | 0% | 1 | 48% | 0% | 0% | 1 | 73% | 0% | 0% | 3 | 84% | 0% | 0% | 3 | 1% | 0% | 0% | 1 | 0% | 0% | 1 |  |  |  |  | 0% | [5 empty] | 26% | 74% | 100% | 5 | 71% | 0% | 0% | 3 | 13% | 0% | 0% | 1 | 23% | 0% | 0% | 1 | 77% | 0% | 0% | 3 | 91% | 0% | 0% | 4 | 1% | 0% | 0% | 1 | 0% | 0% | 1 |  |  |  |  | 2% | [5 empty] | 42% | 56% | 98% | 5 | 73% | 0% | 0% | 3 | 12% | 0% | 0% | 1 | 21% | 0% | 0% | 1 | 79% | 0% | 0% | 3 | 81% | 0% | 0% | 3 | 1% | 0% | 0% | 1 | 0% | 0% | 1 |  |  |  |  | 2% | [5 empty] | 51% | 46% | 97% | 5 | 76% | 0% | 0% | 3 | 15% | 0% | 0% | 1 | 23% | 0% | 0% | 1 | 83% | 0% | 0% | 3 | 78% | 0% | 0% | 3 | 1% | 0% | 0% | 1
536 | James B Black | 0 | 0 | 0 | 0% | 0% | 1 |  |  |  |  | 0% | [5 empty] | 85% | 15% | 100% | 5 | 48% | 0% | 0% | 1 | 38% | 0% | 0% | 1 | 42% | 0% | 0% | 1 | 87% | 0% | 0% | 3 | 60% | 0% | 0% | 2 | 1% | 0% | 0% | 1 | 0% | 0% | 1 |  |  |  |  | 0% | [5 empty] | 81% | 17% | 98% | 5 | 36% | 0% | 0% | 1 | 25% | 0% | 0% | 1 | 22% | 0% | 0% | 1 | 62% | 0% | 0% | 2 | 54% | 0% | 0% | 2 | 1% | 0% | 0% | 1 | 0% | 0% | 1 |  |  |  |  | 0% | [5 empty] | 66% | 26% | 92% | 5 | 39% | 0% | 0% | 1 | 23% | 0% | 0% | 1 | 17% | 0% | 0% | 1 | 62% | 0% | 0% | 2 | 49% | 0% | 0% | 1 | 1% | 0% | 0% | 1 | 0% | 0% | 1 |  |  |  |  | 0% | [5 empty] | 57% | 22% | 79% | 5 | 33% | 0% | 0% | 1 | 19% | 0% | 0% | 1 | 18% | 0% | 0% | 1 | 52% | 0% | 0% | 2 | 56% | 0% | 0% | 2 | 1% | 0% | 0% | 1
537 | Harvard | 0 | 0 | 0 | 0% | 0% | 1 |  |  |  |  | 1% | [5 empty] | 0% | 0% | 0% | 1 | 32% | 0% | 0% | 1 | 7% | 0% | 0% | 1 | 8% | 0% | 0% | 1 | 32% | 0% | 0% | 1 | 45% | 0% | 0% | 1 | 2% | 0% | 0% | 1 | 0% | 0% | 1 |  |  |  |  | 1% | [5 empty] | 0% | 0% | 0% | 1 | 41% | 0% | 0% | 1 | 12% | 0% | 0% | 1 | 7% | 0% | 0% | 1 | 42% | 0% | 0% | 1 | 49% | 0% | 0% | 1 | 2% | 0% | 0% | 1 | 0% | 0% | 1 |  |  |  |  | 1% | [5 empty] | 0% | 0% | 0% | 1 | 47% | 0% | 0% | 1 | 21% | 0% | 0% | 1 | 15% | 0% | 0% | 1 | 49% | 0% | 0% | 1 | 49% | 0% | 0% | 1 | 2% | 0% | 0% | 1 | 0% | 0% | 1 |  |  |  |  | 0% | [5 empty] | 0% | 0% | 0% | 1 | 44% | 0% | 0% | 1 | 21% | 0% | 0% | 1 | 17% | 0% | 0% | 1 | 48% | 0% | 0% | 1 | 63% | 0% | 0% | 2 | 2% | 0% | 0% | 1
538 | San Jose B | 0 | 0 | 0 | 0% | 0% | 1 |  |  |  |  | 0% | [5 empty] | 0% | 0% | 0% | 1 | 0% | 0% | 0% | 1 | 0% | 0% | 0% | 1 | 0% | 0% | 0% | 1 | 0% | 0% | 0% | 1 | 0% | 0% | 0% | 1 | 0% | 0% | 0% | 1 | 0% | 0% | 1 |  |  |  |  | 0% | [5 empty] | 90% | 0% | 90% | 5 | 88% | 0% | 0% | 3 | 62% | 0% | 0% | 2 | 64% | 0% | 0% | 2 | 91% | 0% | 0% | 4 | 87% | 0% | 0% | 3 | 6% | 0% | 0% | 1 | 0% | 0% | 1 |  |  |  |  | 0% | [5 empty] | 82% | 14% | 96% | 5 | 86% | 0% | 0% | 3 | 31% | 0% | 0% | 1 | 32% | 0% | 0% | 1 | 88% | 0% | 0% | 3 | 93% | 0% | 0% | 4 | 3% | 0% | 0% | 1 | 0% | 0% | 1 |  |  |  |  | 0% | [5 empty] | 70% | 26% | 96% | 5 | 94% | 0% | 0% | 4 | 62% | 0% | 0% | 2 | 69% | 0% | 0% | 2 | 97% | 0% | 0% | 5 | 74% | 0% | 0% | 3 | 2% | 0% | 0% | 1
539 | Edenvale | 0 | 0 | 0 | 0% | 0% | 1 |  |  |  |  | 0% | [5 empty] | 100% | 0% | 100% | 5 | 100% | 0% | 0% | 5 | 0% | 0% | 0% | 1 | 18% | 0% | 0% | 1 | 100% | 0% | 0% | 5 | 54% | 0% | 0% | 2 | 2% | 0% | 0% | 1 | 0% | 0% | 1 |  |  |  |  | 0% | [5 empty] | 89% | 11% | 100% | 5 | 77% | 0% | 0% | 3 | 35% | 0% | 0% | 1 | 36% | 0% | 0% | 1 | 82% | 0% | 0% | 3 | 94% | 0% | 0% | 4 | 1% | 0% | 0% | 1 | 0% | 0% | 1 |  |  |  |  | 0% | [5 empty] | 78% | 21% | 99% | 5 | 85% | 0% | 0% | 3 | 36% | 0% | 0% | 1 | 36% | 0% | 0% | 1 | 90% | 0% | 0% | 4 | 96% | 0% | 0% | 5 | 1% | 0% | 0% | 1 | 0% | 0% | 1 |  |  |  |  | 0% | [5 empty] | 40% | 56% | 96% | 5 | 91% | 0% | 0% | 4 | 36% | 0% | 0% | 1 | 45% | 0% | 0% | 1 | 95% | 0% | 0% | 5 | 92% | 0% | 0% | 4 | 2% | 0% | 0% | 1
540 | Mt Poso | 0 | 0 | 0 | 0% | 0% | 1 |  |  |  |  | 0% | [5 empty] | 0% | 0% | 0% | 1 | 0% | 0% | 0% | 1 | 0% | 0% | 0% | 1 | 0% | 0% | 0% | 1 | 0% | 0% | 0% | 1 | 0% | 0% | 0% | 1 | 0% | 0% | 0% | 1 | 0% | 0% | 1 |  |  |  |  | 0% | [5 empty] | 0% | 0% | 0% | 1 | 0% | 0% | 0% | 1 | 0% | 0% | 0% | 1 | 0% | 0% | 0% | 1 | 0% | 0% | 0% | 1 | 0% | 0% | 0% | 1 | 0% | 0% | 0% | 1 | 0% | 0% | 1 |  |  |  |  | 0% | [5 empty] | 0% | 0% | 0% | 1 | 0% | 0% | 0% | 1 | 0% | 0% | 0% | 1 | 0% | 0% | 0% | 1 | 0% | 0% | 0% | 1 | 0% | 0% | 0% | 1 | 0% | 0% | 0% | 1 | 0% | 0% | 1 |  |  |  |  | 0% | [5 empty] | 3% | 97% | 100% | 5 | 25% | 0% | 0% | 1 | 27% | 0% | 0% | 1 | 49% | 0% | 0% | 1 | 58% | 0% | 0% | 2 | 69% | 0% | 0% | 2 | 1% | 0% | 0% | 1
541 | Rock Creek 1 | 0 | 0 | 0 | 0% | 0% | 1 |  |  |  |  | 0% | [5 empty] | 43% | 17% | 60% | 3 | 38% | 0% | 0% | 1 | 80% | 0% | 0% | 3 | 83% | 0% | 0% | 3 | 99% | 0% | 0% | 5 | 74% | 0% | 0% | 3 | 6% | 0% | 0% | 1 | 0% | 0% | 1 |  |  |  |  | 0% | [5 empty] | 30% | 13% | 43% | 3 | 46% | 0% | 0% | 1 | 75% | 0% | 0% | 3 | 84% | 0% | 0% | 3 | 99% | 0% | 0% | 5 | 77% | 0% | 0% | 3 | 4% | 0% | 0% | 1 | 0% | 0% | 1 |  |  |  |  | 0% | [5 empty] | 30% | 14% | 44% | 3 | 44% | 0% | 0% | 1 | 70% | 0% | 0% | 3 | 73% | 0% | 0% | 3 | 93% | 0% | 0% | 4 | 76% | 0% | 0% | 3 | 3% | 0% | 0% | 1 | 0% | 0% | 1 |  |  |  |  | 0% | [5 empty] | 38% | 15% | 53% | 3 | 40% | 0% | 0% | 1 | 62% | 0% | 0% | 2 | 64% | 0% | 0% | 2 | 87% | 0% | 0% | 3 | 73% | 0% | 0% | 3 | 2% | 0% | 0% | 1
542 | New Sub - Kramer - Lugo (Proposed) | 0 | 0 | 0 | 0% | 0% | 1 |  |  |  |  | 0% | [5 empty] | 0% | 0% | 0% | 1 | 84% | 0% | 0% | 3 | 75% | 0% | 0% | 3 | 50% | 0% | 0% | 2 | 91% | 0% | 0% | 4 | 49% | 0% | 0% | 1 | 0% | 0% | 0% | 1 | 0% | 0% | 1 |  |  |  |  | 0% | [5 empty] | 0% | 0% | 0% | 1 | 58% | 0% | 0% | 2 | 64% | 0% | 0% | 2 | 33% | 0% | 0% | 1 | 78% | 0% | 0% | 3 | 49% | 0% | 0% | 1 | 0% | 0% | 0% | 1 | 0% | 0% | 1 |  |  |  |  | 0% | [5 empty] | 8% | 3% | 11% | 2 | 50% | 0% | 0% | 2 | 40% | 0% | 0% | 1 | 22% | 0% | 0% | 1 | 67% | 0% | 0% | 2 | 52% | 0% | 0% | 2 | 0% | 0% | 0% | 1 | 0% | 0% | 1 |  |  |  |  | 0% | [5 empty] | 10% | 9% | 19% | 2 | 54% | 0% | 0% | 2 | 39% | 0% | 0% | 1 | 27% | 0% | 0% | 1 | 75% | 0% | 0% | 3 | 51% | 0% | 0% | 2 | 0% | 0% | 0% | 1
543 | Baker | 0 | 0 | 0 | 0% | 0% | 1 |  |  |  |  | 0% | [5 empty] | 0% | 0% | 0% | 1 | 38% | 0% | 0% | 1 | 45% | 0% | 0% | 1 | 45% | 0% | 0% | 1 | 46% | 0% | 0% | 1 | 62% | 0% | 0% | 2 | 0% | 0% | 0% | 1 | 0% | 0% | 1 |  |  |  |  | 0% | [5 empty] | 0% | 0% | 0% | 1 | 56% | 0% | 0% | 2 | 46% | 0% | 0% | 1 | 46% | 0% | 0% | 1 | 66% | 0% | 0% | 2 | 68% | 0% | 0% | 2 | 0% | 0% | 0% | 1 | 0% | 0% | 1 |  |  |  |  | 0% | [5 empty] | 0% | 0% | 0% | 1 | 55% | 0% | 0% | 2 | 43% | 0% | 0% | 1 | 43% | 0% | 0% | 1 | 66% | 0% | 0% | 2 | 66% | 0% | 0% | 2 | 2% | 0% | 0% | 1 | 0% | 0% | 1 |  |  |  |  | 0% | [5 empty] | 0% | 0% | 0% | 1 | 58% | 0% | 0% | 2 | 39% | 0% | 0% | 1 | 39% | 0% | 0% | 1 | 68% | 0% | 0% | 2 | 65% | 0% | 0% | 2 | 2% | 0% | 0% | 1
544 | Mountain View | 0 | 0 | 0 | 0% | 0% | 1 |  |  |  |  | 0% | [5 empty] | 0% | 0% | 0% | 1 | 12% | 0% | 0% | 1 | 0% | 0% | 0% | 1 | 29% | 0% | 0% | 1 | 42% | 0% | 0% | 1 | 0% | 0% | 0% | 1 | 82% | 0% | 0% | 3 | 0% | 0% | 1 |  |  |  |  | 0% | [5 empty] | 0% | 0% | 0% | 1 | 6% | 0% | 0% | 1 | 1% | 0% | 0% | 1 | 18% | 0% | 0% | 1 | 24% | 0% | 0% | 1 | 0% | 0% | 0% | 1 | 51% | 0% | 0% | 2 | 0% | 0% | 1 |  |  |  |  | 0% | [5 empty] | 24% | 0% | 24% | 2 | 37% | 0% | 0% | 1 | 46% | 0% | 0% | 1 | 53% | 0% | 0% | 2 | 56% | 0% | 0% | 2 | 28% | 0% | 0% | 1 | 17% | 0% | 0% | 1 | 0% | 0% | 1 |  |  |  |  | 0% | [5 empty] | 56% | 14% | 70% | 3 | 65% | 0% | 0% | 2 | 40% | 0% | 0% | 1 | 47% | 0% | 0% | 1 | 81% | 0% | 0% | 3 | 67% | 0% | 0% | 2 | 4% | 0% | 0% | 1
545 | Stanislaus | 0 | 0 | 0 | 0% | 0% | 1 |  |  |  |  | 0% | [5 empty] | 60% | 40% | 100% | 5 | 97% | 0% | 0% | 5 | 25% | 0% | 0% | 1 | 76% | 0% | 0% | 3 | 98% | 0% | 0% | 5 | 100% | 0% | 0% | 5 | 0% | 0% | 0% | 1 | 0% | 0% | 1 |  |  |  |  | 0% | [5 empty] | 42% | 58% | 100% | 5 | 96% | 0% | 0% | 5 | 18% | 0% | 0% | 1 | 44% | 0% | 0% | 1 | 98% | 0% | 0% | 5 | 100% | 0% | 0% | 5 | 0% | 0% | 0% | 1 | 0% | 0% | 1 |  |  |  |  | 0% | [5 empty] | 38% | 62% | 100% | 5 | 97% | 0% | 0% | 5 | 22% | 0% | 0% | 1 | 44% | 0% | 0% | 1 | 99% | 0% | 0% | 5 | 100% | 0% | 0% | 5 | 0% | 0% | 0% | 1 | 0% | 0% | 1 |  |  |  |  | 0% | [5 empty] | 59% | 40% | 99% | 5 | 97% | 0% | 0% | 5 | 41% | 0% | 0% | 1 | 51% | 0% | 0% | 2 | 98% | 0% | 0% | 5 | 96% | 0% | 0% | 5 | 1% | 0% | 0% | 1
546 | Eagle Mountain | 0 | 0 | 0 | 0% | 0% | 1 |  |  |  |  | 0% | [5 empty] | 0% | 0% | 0% | 1 | 8% | 0% | 0% | 1 | 23% | 0% | 0% | 1 | 0% | 0% | 0% | 1 | 32% | 0% | 0% | 1 | 48% | 0% | 0% | 1 | 0% | 0% | 0% | 1 | 0% | 0% | 1 |  |  |  |  | 0% | [5 empty] | 0% | 0% | 0% | 1 | 15% | 0% | 0% | 1 | 16% | 0% | 0% | 1 | 0% | 0% | 0% | 1 | 30% | 0% | 0% | 1 | 53% | 0% | 0% | 2 | 1% | 0% | 0% | 1 | 0% | 0% | 1 |  |  |  |  | 0% | [5 empty] | 0% | 0% | 0% | 1 | 30% | 0% | 0% | 1 | 13% | 0% | 0% | 1 | 1% | 0% | 0% | 1 | 43% | 0% | 0% | 1 | 53% | 0% | 0% | 2 | 1% | 0% | 0% | 1 | 0% | 0% | 1 |  |  |  |  | 0% | [5 empty] | 0% | 0% | 0% | 1 | 40% | 0% | 0% | 1 | 24% | 0% | 0% | 1 | 15% | 0% | 0% | 1 | 52% | 0% | 0% | 2 | 56% | 0% | 0% | 2 | 1% | 0% | 0% | 1
547 | Contra Costa PP | 0 | 0 | 0 | 0% | 0% | 1 |  |  |  |  | 10% | [5 empty] | 25% | 0% | 25% | 2 | 27% | 0% | 0% | 1 | 75% | 0% | 0% | 3 | 66% | 0% | 0% | 2 | 76% | 0% | 0% | 3 | 10% | 0% | 0% | 1 | 27% | 0% | 0% | 1 | 0% | 0% | 1 |  |  |  |  | 12% | [5 empty] | 37% | 0% | 37% | 2 | 22% | 0% | 0% | 1 | 50% | 0% | 0% | 2 | 43% | 0% | 0% | 1 | 58% | 0% | 0% | 2 | 8% | 0% | 0% | 1 | 29% | 0% | 0% | 1 | 0% | 0% | 1 |  |  |  |  | 19% | [5 empty] | 41% | 0% | 41% | 2 | 25% | 0% | 0% | 1 | 47% | 0% | 0% | 1 | 42% | 0% | 0% | 1 | 60% | 0% | 0% | 2 | 8% | 0% | 0% | 1 | 28% | 0% | 0% | 1 | 0% | 0% | 1 |  |  |  |  | 21% | [5 empty] | 51% | 0% | 51% | 3 | 34% | 0% | 0% | 1 | 45% | 0% | 0% | 1 | 46% | 0% | 0% | 1 | 61% | 0% | 0% | 2 | 16% | 0% | 0% | 1 | 21% | 0% | 0% | 1
548 | Padre Flats SW STA | 0 | 0 | 0 | 0% | 0% | 1 |  |  |  |  | 0% | [5 empty] | 99% | 0% | 99% | 5 | 100% | 0% | 0% | 5 | 0% | 0% | 0% | 1 | 33% | 0% | 0% | 1 | 100% | 0% | 0% | 5 | 96% | 0% | 0% | 5 | 0% | 0% | 0% | 1 | 0% | 0% | 1 |  |  |  |  | 0% | [5 empty] | 38% | 62% | 100% | 5 | 97% | 0% | 0% | 5 | 0% | 0% | 0% | 1 | 4% | 0% | 0% | 1 | 97% | 0% | 0% | 5 | 95% | 0% | 0% | 5 | 0% | 0% | 0% | 1 | 0% | 0% | 1 |  |  |  |  | 0% | [5 empty] | 53% | 46% | 99% | 5 | 96% | 0% | 0% | 5 | 3% | 0% | 0% | 1 | 6% | 0% | 0% | 1 | 97% | 0% | 0% | 5 | 97% | 0% | 0% | 5 | 0% | 0% | 0% | 1 | 0% | 0% | 1 |  |  |  |  | 0% | [5 empty] | 49% | 51% | 100% | 5 | 94% | 0% | 0% | 4 | 3% | 0% | 0% | 1 | 5% | 0% | 0% | 1 | 95% | 0% | 0% | 5 | 97% | 0% | 0% | 5 | 0% | 0% | 0% | 1
549 | Bliss | 0 | 0 | 0 | 0% | 0% | 1 |  |  |  |  | 0% | [5 empty] | 0% | 0% | 0% | 1 | 0% | 0% | 0% | 1 | 0% | 0% | 0% | 1 | 0% | 0% | 0% | 1 | 0% | 0% | 0% | 1 | 0% | 0% | 0% | 1 | 0% | 0% | 0% | 1 | 0% | 0% | 1 |  |  |  |  | 0% | [5 empty] | 0% | 0% | 0% | 1 | 0% | 0% | 0% | 1 | 0% | 0% | 0% | 1 | 0% | 0% | 0% | 1 | 0% | 0% | 0% | 1 | 0% | 0% | 0% | 1 | 0% | 0% | 0% | 1 | 0% | 0% | 1 |  |  |  |  | 0% | [5 empty] | 0% | 0% | 0% | 1 | 0% | 0% | 0% | 1 | 0% | 0% | 0% | 1 | 0% | 0% | 0% | 1 | 0% | 0% | 0% | 1 | 0% | 0% | 0% | 1 | 0% | 0% | 0% | 1 | 0% | 0% | 1 |  |  |  |  | 0% | [5 empty] | 0% | 0% | 0% | 1 | 0% | 0% | 0% | 1 | 0% | 0% | 0% | 1 | 0% | 0% | 0% | 1 | 0% | 0% | 0% | 1 | 0% | 0% | 0% | 1 | 0% | 0% | 0% | 1
550 | Divide | 0 | 0 | 10 | 0% | 0% | 1 |  |  |  |  | 0% | [5 empty] | 0% | 0% | 0% | 1 | 92% | 0% | 0% | 4 | 0% | 0% | 0% | 1 | 23% | 0% | 0% | 1 | 92% | 0% | 0% | 4 | 36% | 0% | 0% | 1 | 7% | 0% | 0% | 1 | 0% | 0% | 1 |  |  |  |  | 0% | [5 empty] | 53% | 0% | 53% | 3 | 43% | 0% | 0% | 1 | 0% | 0% | 0% | 1 | 25% | 0% | 0% | 1 | 50% | 0% | 0% | 2 | 69% | 0% | 0% | 2 | 11% | 0% | 0% | 1 | 0% | 0% | 1 |  |  |  |  | 0% | [5 empty] | 61% | 1% | 62% | 3 | 45% | 0% | 0% | 1 | 9% | 0% | 0% | 1 | 14% | 0% | 0% | 1 | 55% | 0% | 0% | 2 | 78% | 0% | 0% | 3 | 6% | 0% | 0% | 1 | 0% | 0% | 1 |  |  |  |  | 0% | [5 empty] | 70% | 17% | 87% | 5 | 63% | 0% | 0% | 2 | 2% | 0% | 0% | 1 | 7% | 0% | 0% | 1 | 69% | 0% | 0% | 2 | 59% | 0% | 0% | 2 | 6% | 0% | 0% | 1
551 | Cresta | 0 | 0 | 0 | 0% | 0% | 1 |  |  |  |  | 0% | [5 empty] | 21% | 14% | 35% | 3 | 37% | 0% | 0% | 1 | 69% | 0% | 0% | 2 | 98% | 0% | 0% | 5 | 99% | 0% | 0% | 5 | 71% | 0% | 0% | 3 | 3% | 0% | 0% | 1 | 0% | 0% | 1 |  |  |  |  | 0% | [5 empty] | 34% | 13% | 47% | 3 | 40% | 0% | 0% | 1 | 74% | 0% | 0% | 3 | 84% | 0% | 0% | 3 | 99% | 0% | 0% | 5 | 73% | 0% | 0% | 3 | 4% | 0% | 0% | 1 | 0% | 0% | 1 |  |  |  |  | 0% | [5 empty] | 29% | 14% | 43% | 3 | 46% | 0% | 0% | 1 | 75% | 0% | 0% | 3 | 82% | 0% | 0% | 3 | 99% | 0% | 0% | 5 | 74% | 0% | 0% | 3 | 4% | 0% | 0% | 1 | 0% | 0% | 1 |  |  |  |  | 0% | [5 empty] | 35% | 13% | 48% | 3 | 39% | 0% | 0% | 1 | 66% | 0% | 0% | 2 | 69% | 0% | 0% | 2 | 90% | 0% | 0% | 4 | 74% | 0% | 0% | 3 | 3% | 0% | 0% | 1
552 | Race Track | 0 | 0 | 0 | 0% | 0% | 1 |  |  |  |  | 0% | [5 empty] | 0% | 0% | 0% | 1 | 0% | 0% | 0% | 1 | 0% | 0% | 0% | 1 | 0% | 0% | 0% | 1 | 0% | 0% | 0% | 1 | 0% | 0% | 0% | 1 | 0% | 0% | 0% | 1 | 0% | 0% | 1 |  |  |  |  | 0% | [5 empty] | 0% | 0% | 0% | 1 | 0% | 0% | 0% | 1 | 0% | 0% | 0% | 1 | 0% | 0% | 0% | 1 | 0% | 0% | 0% | 1 | 0% | 0% | 0% | 1 | 0% | 0% | 0% | 1 | 0% | 0% | 1 |  |  |  |  | 0% | [5 empty] | 0% | 0% | 0% | 1 | 0% | 0% | 0% | 1 | 0% | 0% | 0% | 1 | 0% | 0% | 0% | 1 | 0% | 0% | 0% | 1 | 0% | 0% | 0% | 1 | 0% | 0% | 0% | 1 | 0% | 0% | 1 |  |  |  |  | 0% | [5 empty] | 20% | 42% | 62% | 5 | 0% | 0% | 0% | 1 | 0% | 0% | 0% | 1 | 15% | 0% | 0% | 1 | 15% | 0% | 0% | 1 | 61% | 0% | 0% | 2 | 10% | 0% | 0% | 1
553 | Lodi | 0 | 0 | 0 | 0% | 0% | 1 |  |  |  |  | 1% | [5 empty] | 0% | 0% | 0% | 1 | 6% | 0% | 0% | 1 | 47% | 0% | 0% | 1 | 47% | 0% | 0% | 1 | 49% | 0% | 0% | 1 | 0% | 0% | 0% | 1 | 10% | 0% | 0% | 1 | 0% | 0% | 1 |  |  |  |  | 32% | [5 empty] | 0% | 0% | 0% | 1 | 0% | 0% | 0% | 1 | 48% | 0% | 0% | 1 | 48% | 0% | 0% | 1 | 48% | 0% | 0% | 1 | 0% | 0% | 0% | 1 | 8% | 0% | 0% | 1 | 0% | 0% | 1 |  |  |  |  | 46% | [5 empty] | 2% | 0% | 2% | 1 | 0% | 0% | 0% | 1 | 33% | 0% | 0% | 1 | 33% | 0% | 0% | 1 | 33% | 0% | 0% | 1 | 0% | 0% | 0% | 1 | 10% | 0% | 0% | 1 | 0% | 0% | 1 |  |  |  |  | 25% | [5 empty] | 47% | 0% | 47% | 2 | 27% | 0% | 0% | 1 | 43% | 0% | 0% | 1 | 44% | 0% | 0% | 1 | 55% | 0% | 0% | 2 | 9% | 0% | 0% | 1 | 21% | 0% | 0% | 1
554 | Rancho Seco | 0 | 0 | 0 | 0% | 0% | 1 |  |  |  |  | 0% | [5 empty] | 0% | 0% | 0% | 1 | 0% | 0% | 0% | 1 | 0% | 0% | 0% | 1 | 0% | 0% | 0% | 1 | 0% | 0% | 0% | 1 | 0% | 0% | 0% | 1 | 0% | 0% | 0% | 1 | 0% | 0% | 1 |  |  |  |  | 0% | [5 empty] | 0% | 0% | 0% | 1 | 0% | 0% | 0% | 1 | 0% | 0% | 0% | 1 | 0% | 0% | 0% | 1 | 0% | 0% | 0% | 1 | 0% | 0% | 0% | 1 | 0% | 0% | 0% | 1 | 0% | 0% | 1 |  |  |  |  | 0% | [5 empty] | 0% | 0% | 0% | 1 | 0% | 0% | 0% | 1 | 0% | 0% | 0% | 1 | 0% | 0% | 0% | 1 | 0% | 0% | 0% | 1 | 0% | 0% | 0% | 1 | 0% | 0% | 0% | 1 | 0% | 0% | 1 |  |  |  |  | 55% | [5 empty] | 5% | 0% | 5% | 1 | 14% | 0% | 0% | 1 | 2% | 0% | 0% | 1 | 12% | 0% | 0% | 1 | 23% | 0% | 0% | 1 | 1% | 0% | 0% | 1 | 16% | 0% | 0% | 1
555 | Monticello | 0 | 0 | 0 | 0% | 0% | 1 |  |  |  |  | 1% | [5 empty] | 81% | 1% | 82% | 5 | 93% | 0% | 0% | 4 | 19% | 0% | 0% | 1 | 20% | 0% | 0% | 1 | 93% | 0% | 0% | 4 | 82% | 0% | 0% | 3 | 2% | 0% | 0% | 1 | 0% | 0% | 1 |  |  |  |  | 4% | [5 empty] | 83% | 4% | 87% | 5 | 90% | 0% | 0% | 4 | 10% | 0% | 0% | 1 | 10% | 0% | 0% | 1 | 90% | 0% | 0% | 4 | 73% | 0% | 0% | 3 | 1% | 0% | 0% | 1 | 0% | 0% | 1 |  |  |  |  | 3% | [5 empty] | 82% | 7% | 89% | 5 | 91% | 0% | 0% | 4 | 12% | 0% | 0% | 1 | 13% | 0% | 0% | 1 | 92% | 0% | 0% | 4 | 80% | 0% | 0% | 3 | 1% | 0% | 0% | 1 | 0% | 0% | 1 |  |  |  |  | 13% | [5 empty] | 64% | 18% | 82% | 5 | 55% | 0% | 0% | 2 | 24% | 0% | 0% | 1 | 25% | 0% | 0% | 1 | 76% | 0% | 0% | 3 | 53% | 0% | 0% | 2 | 12% | 0% | 0% | 1
556 | New Sub - Westley - Quinto (Proposed) | 0 | 0 | 0 | 0% | 0% | 1 |  |  |  |  | 0% | [5 empty] | 45% | 55% | 100% | 5 | 100% | 0% | 0% | 5 | 15% | 0% | 0% | 1 | 56% | 0% | 0% | 2 | 100% | 0% | 0% | 5 | 100% | 0% | 0% | 5 | 0% | 0% | 0% | 1 | 0% | 0% | 1 |  |  |  |  | 0% | [5 empty] | 39% | 61% | 100% | 5 | 99% | 0% | 0% | 5 | 21% | 0% | 0% | 1 | 46% | 0% | 0% | 1 | 99% | 0% | 0% | 5 | 100% | 0% | 0% | 5 | 0% | 0% | 0% | 1 | 0% | 0% | 1 |  |  |  |  | 0% | [5 empty] | 53% | 47% | 100% | 5 | 99% | 0% | 0% | 5 | 47% | 0% | 0% | 1 | 60% | 0% | 0% | 2 | 99% | 0% | 0% | 5 | 97% | 0% | 0% | 5 | 0% | 0% | 0% | 1 | 0% | 0% | 1 |  |  |  |  | 3% | [5 empty] | 77% | 17% | 94% | 5 | 91% | 0% | 0% | 4 | 70% | 0% | 0% | 3 | 80% | 0% | 0% | 3 | 99% | 0% | 0% | 5 | 58% | 0% | 0% | 2 | 2% | 0% | 0% | 1
557 | North Dublin | 0 | 0 | 0 | 0% | 0% | 1 |  |  |  |  | 0% | [5 empty] | 97% | 3% | 100% | 5 | 75% | 0% | 0% | 3 | 90% | 0% | 0% | 4 | 90% | 0% | 0% | 4 | 99% | 0% | 0% | 5 | 43% | 0% | 0% | 1 | 2% | 0% | 0% | 1 | 0% | 0% | 1 |  |  |  |  | 0% | [5 empty] | 99% | 1% | 100% | 5 | 89% | 0% | 0% | 3 | 75% | 0% | 0% | 3 | 94% | 0% | 0% | 4 | 98% | 0% | 0% | 5 | 36% | 0% | 0% | 1 | 3% | 0% | 0% | 1 | 0% | 0% | 1 |  |  |  |  | 3% | [5 empty] | 89% | 2% | 91% | 5 | 85% | 0% | 0% | 3 | 88% | 0% | 0% | 3 | 96% | 0% | 0% | 5 | 99% | 0% | 0% | 5 | 41% | 0% | 0% | 1 | 3% | 0% | 0% | 1 | 0% | 0% | 1 |  |  |  |  | 6% | [5 empty] | 52% | 4% | 56% | 3 | 55% | 0% | 0% | 2 | 71% | 0% | 0% | 3 | 67% | 0% | 0% | 2 | 84% | 0% | 0% | 3 | 27% | 0% | 0% | 1 | 17% | 0% | 0% | 1
558 | Wildlife | 0 | 0 | 0 | 0% | 0% | 1 |  |  |  |  | 0% | [5 empty] | 0% | 0% | 0% | 1 | 0% | 0% | 0% | 1 | 0% | 0% | 0% | 1 | 0% | 0% | 0% | 1 | 0% | 0% | 0% | 1 | 0% | 0% | 0% | 1 | 0% | 0% | 0% | 1 | 0% | 0% | 1 |  |  |  |  | 0% | [5 empty] | 0% | 0% | 0% | 1 | 0% | 0% | 0% | 1 | 0% | 0% | 0% | 1 | 0% | 0% | 0% | 1 | 0% | 0% | 0% | 1 | 0% | 0% | 0% | 1 | 0% | 0% | 0% | 1 | 0% | 0% | 1 |  |  |  |  | 0% | [5 empty] | 4% | 95% | 99% | 5 | 100% | 0% | 0% | 5 | 48% | 0% | 0% | 1 | 27% | 0% | 0% | 1 | 100% | 0% | 0% | 5 | 48% | 0% | 0% | 1 | 0% | 0% | 0% | 1 | 0% | 0% | 1 |  |  |  |  | 0% | [5 empty] | 46% | 39% | 85% | 5 | 63% | 0% | 0% | 2 | 56% | 0% | 0% | 2 | 57% | 0% | 0% | 2 | 98% | 0% | 0% | 5 | 51% | 0% | 0% | 2 | 1% | 0% | 0% | 1
559 | Clovis | 0 | 0 | 0 | 0% | 0% | 1 |  |  |  |  | 0% | [5 empty] | 0% | 0% | 0% | 1 | 0% | 0% | 0% | 1 | 0% | 0% | 0% | 1 | 0% | 0% | 0% | 1 | 0% | 0% | 0% | 1 | 0% | 0% | 0% | 1 | 0% | 0% | 0% | 1 | 0% | 0% | 1 |  |  |  |  | 0% | [5 empty] | 0% | 0% | 0% | 1 | 0% | 0% | 0% | 1 | 0% | 0% | 0% | 1 | 0% | 0% | 0% | 1 | 0% | 0% | 0% | 1 | 0% | 0% | 0% | 1 | 0% | 0% | 0% | 1 | 0% | 0% | 1 |  |  |  |  | 0% | [5 empty] | 0% | 0% | 0% | 1 | 0% | 0% | 0% | 1 | 0% | 0% | 0% | 1 | 0% | 0% | 0% | 1 | 0% | 0% | 0% | 1 | 0% | 0% | 0% | 1 | 0% | 0% | 0% | 1 | 0% | 0% | 1 |  |  |  |  | 0% | [5 empty] | 0% | 0% | 0% | 1 | 0% | 0% | 0% | 1 | 0% | 0% | 0% | 1 | 0% | 0% | 0% | 1 | 0% | 0% | 0% | 1 | 0% | 0% | 0% | 1 | 0% | 0% | 0% | 1
560 | Greenleaf 1 | 0 | 0 | 0 | 0% | 0% | 1 |  |  |  |  | 0% | [5 empty] | 0% | 0% | 0% | 1 | 0% | 0% | 0% | 1 | 0% | 0% | 0% | 1 | 0% | 0% | 0% | 1 | 0% | 0% | 0% | 1 | 0% | 0% | 0% | 1 | 0% | 0% | 0% | 1 | 0% | 0% | 1 |  |  |  |  | 0% | [5 empty] | 100% | 0% | 100% | 5 | 97% | 0% | 0% | 5 | 65% | 0% | 0% | 2 | 65% | 0% | 0% | 2 | 98% | 0% | 0% | 5 | 82% | 0% | 0% | 3 | 0% | 0% | 0% | 1 | 0% | 0% | 1 |  |  |  |  | 0% | [5 empty] | 100% | 0% | 100% | 5 | 97% | 0% | 0% | 5 | 65% | 0% | 0% | 2 | 65% | 0% | 0% | 2 | 98% | 0% | 0% | 5 | 82% | 0% | 0% | 3 | 0% | 0% | 0% | 1 | 0% | 0% | 1 |  |  |  |  | 5% | [5 empty] | 50% | 46% | 96% | 5 | 84% | 0% | 0% | 3 | 5% | 0% | 0% | 1 | 5% | 0% | 0% | 1 | 84% | 0% | 0% | 3 | 77% | 0% | 0% | 3 | 1% | 0% | 0% | 1
561 | Atlantic | 0 | 0 | 0 | 0% | 0% | 1 |  |  |  |  | 0% | [5 empty] | 0% | 0% | 0% | 1 | 0% | 0% | 0% | 1 | 0% | 0% | 0% | 1 | 0% | 0% | 0% | 1 | 0% | 0% | 0% | 1 | 0% | 0% | 0% | 1 | 0% | 0% | 0% | 1 | 0% | 0% | 1 |  |  |  |  | 0% | [5 empty] | 0% | 0% | 0% | 1 | 0% | 0% | 0% | 1 | 0% | 0% | 0% | 1 | 0% | 0% | 0% | 1 | 0% | 0% | 0% | 1 | 0% | 0% | 0% | 1 | 0% | 0% | 0% | 1 | 0% | 0% | 1 |  |  |  |  | 0% | [5 empty] | 0% | 0% | 0% | 1 | 0% | 0% | 0% | 1 | 0% | 0% | 0% | 1 | 0% | 0% | 0% | 1 | 0% | 0% | 0% | 1 | 0% | 0% | 0% | 1 | 0% | 0% | 0% | 1 | 0% | 0% | 1 |  |  |  |  | 0% | [5 empty] | 0% | 0% | 0% | 1 | 0% | 0% | 0% | 1 | 0% | 0% | 0% | 1 | 0% | 0% | 0% | 1 | 0% | 0% | 0% | 1 | 0% | 0% | 0% | 1 | 0% | 0% | 0% | 1
562 | Vasona | 0 | 0 | 0 | 0% | 0% | 1 |  |  |  |  | 0% | [5 empty] | 40% | 0% | 40% | 2 | 40% | 0% | 0% | 1 | 0% | 0% | 0% | 1 | 22% | 0% | 0% | 1 | 40% | 0% | 0% | 1 | 40% | 0% | 0% | 1 | 0% | 0% | 0% | 1 | 0% | 0% | 1 |  |  |  |  | 0% | [5 empty] | 62% | 0% | 62% | 3 | 70% | 0% | 0% | 3 | 0% | 0% | 0% | 1 | 11% | 0% | 0% | 1 | 70% | 0% | 0% | 3 | 34% | 0% | 0% | 1 | 2% | 0% | 0% | 1 | 0% | 0% | 1 |  |  |  |  | 0% | [5 empty] | 82% | 0% | 82% | 5 | 81% | 0% | 0% | 3 | 56% | 0% | 0% | 2 | 60% | 0% | 0% | 2 | 90% | 0% | 0% | 4 | 74% | 0% | 0% | 3 | 7% | 0% | 0% | 1 | 0% | 0% | 1 |  |  |  |  | 0% | [5 empty] | 60% | 22% | 82% | 5 | 73% | 0% | 0% | 3 | 41% | 0% | 0% | 1 | 43% | 0% | 0% | 1 | 84% | 0% | 0% | 3 | 80% | 0% | 0% | 3 | 4% | 0% | 0% | 1
563 | Mercury | 0 | 0 | 0 | 0% | 0% | 1 |  |  |  |  | 0% | [5 empty] | 0% | 0% | 0% | 1 | 0% | 0% | 0% | 1 | 0% | 0% | 0% | 1 | 0% | 0% | 0% | 1 | 0% | 0% | 0% | 1 | 0% | 0% | 0% | 1 | 0% | 0% | 0% | 1 | 0% | 0% | 1 |  |  |  |  | 0% | [5 empty] | 0% | 0% | 0% | 1 | 0% | 0% | 0% | 1 | 0% | 0% | 0% | 1 | 0% | 0% | 0% | 1 | 0% | 0% | 0% | 1 | 0% | 0% | 0% | 1 | 0% | 0% | 0% | 1 | 0% | 0% | 1 |  |  |  |  | 0% | [5 empty] | 0% | 0% | 0% | 1 | 0% | 0% | 0% | 1 | 0% | 0% | 0% | 1 | 0% | 0% | 0% | 1 | 0% | 0% | 0% | 1 | 0% | 0% | 0% | 1 | 0% | 0% | 0% | 1 | 0% | 0% | 1 |  |  |  |  | 0% | [5 empty] | 0% | 0% | 0% | 1 | 0% | 0% | 0% | 1 | 0% | 0% | 0% | 1 | 0% | 0% | 0% | 1 | 0% | 0% | 0% | 1 | 0% | 0% | 0% | 1 | 0% | 0% | 0% | 1
564 | Monta Vista | 0 | 0 | 0 | 0% | 0% | 1 |  |  |  |  | 0% | [5 empty] | 0% | 0% | 0% | 1 | 14% | 0% | 0% | 1 | 0% | 0% | 0% | 1 | 9% | 0% | 0% | 1 | 24% | 0% | 0% | 1 | 0% | 0% | 0% | 1 | 27% | 0% | 0% | 1 | 0% | 0% | 1 |  |  |  |  | 0% | [5 empty] | 15% | 0% | 15% | 1 | 21% | 0% | 0% | 1 | 0% | 0% | 0% | 1 | 22% | 0% | 0% | 1 | 34% | 0% | 0% | 1 | 15% | 0% | 0% | 1 | 44% | 0% | 0% | 1 | 0% | 0% | 1 |  |  |  |  | 0% | [5 empty] | 15% | 0% | 15% | 1 | 30% | 0% | 0% | 1 | 41% | 0% | 0% | 1 | 49% | 0% | 0% | 1 | 63% | 0% | 0% | 2 | 11% | 0% | 0% | 1 | 19% | 0% | 0% | 1 | 0% | 0% | 1 |  |  |  |  | 0% | [5 empty] | 58% | 11% | 69% | 3 | 66% | 0% | 0% | 2 | 32% | 0% | 0% | 1 | 39% | 0% | 0% | 1 | 80% | 0% | 0% | 3 | 72% | 0% | 0% | 3 | 4% | 0% | 0% | 1
565 | Topaz | 0 | 0 | 0 | 0% | 0% | 1 |  |  |  |  | 0% | [5 empty] | 63% | 0% | 63% | 3 | 83% | 0% | 0% | 3 | 0% | 0% | 0% | 1 | 17% | 0% | 0% | 1 | 83% | 0% | 0% | 3 | 57% | 0% | 0% | 2 | 0% | 0% | 0% | 1 | 0% | 0% | 1 |  |  |  |  | 0% | [5 empty] | 36% | 33% | 69% | 5 | 57% | 0% | 0% | 2 | 0% | 0% | 0% | 1 | 8% | 0% | 0% | 1 | 57% | 0% | 0% | 2 | 65% | 0% | 0% | 2 | 0% | 0% | 0% | 1 | 0% | 0% | 1 |  |  |  |  | 0% | [5 empty] | 53% | 31% | 84% | 5 | 59% | 0% | 0% | 2 | 2% | 0% | 0% | 1 | 17% | 0% | 0% | 1 | 67% | 0% | 0% | 2 | 65% | 0% | 0% | 2 | 0% | 0% | 0% | 1 | 0% | 0% | 1 |  |  |  |  | 0% | [5 empty] | 48% | 44% | 92% | 5 | 41% | 0% | 0% | 1 | 4% | 0% | 0% | 1 | 16% | 0% | 0% | 1 | 50% | 0% | 0% | 2 | 70% | 0% | 0% | 3 | 1% | 0% | 0% | 1
566 | Balch | 0 | 0 | 15 | 0% | 0% | 1 |  |  |  |  | 0% | [5 empty] | 0% | 0% | 0% | 1 | 0% | 0% | 0% | 1 | 0% | 0% | 0% | 1 | 0% | 0% | 0% | 1 | 0% | 0% | 0% | 1 | 0% | 0% | 0% | 1 | 0% | 0% | 0% | 1 | 0% | 0% | 1 |  |  |  |  | 0% | [5 empty] | 0% | 0% | 0% | 1 | 0% | 0% | 0% | 1 | 0% | 0% | 0% | 1 | 0% | 0% | 0% | 1 | 0% | 0% | 0% | 1 | 0% | 0% | 0% | 1 | 0% | 0% | 0% | 1 | 0% | 0% | 1 |  |  |  |  | 0% | [5 empty] | 0% | 0% | 0% | 1 | 0% | 0% | 0% | 1 | 0% | 0% | 0% | 1 | 0% | 0% | 0% | 1 | 0% | 0% | 0% | 1 | 0% | 0% | 0% | 1 | 0% | 0% | 0% | 1 | 0% | 0% | 1 |  |  |  |  | 0% | [5 empty] | 100% | 0% | 100% | 5 | 0% | 0% | 0% | 1 | 0% | 0% | 0% | 1 | 100% | 0% | 0% | 5 | 100% | 0% | 0% | 5 | 100% | 0% | 0% | 5 | 0% | 0% | 0% | 1
567 | El Dorado PH | 0 | 0 | 0 | 0% | 0% | 1 |  |  |  |  | 0% | [5 empty] | 0% | 0% | 0% | 1 | 0% | 0% | 0% | 1 | 0% | 0% | 0% | 1 | 0% | 0% | 0% | 1 | 0% | 0% | 0% | 1 | 0% | 0% | 0% | 1 | 0% | 0% | 0% | 1 | 0% | 0% | 1 |  |  |  |  | 0% | [5 empty] | 0% | 0% | 0% | 1 | 0% | 0% | 0% | 1 | 0% | 0% | 0% | 1 | 0% | 0% | 0% | 1 | 0% | 0% | 0% | 1 | 0% | 0% | 0% | 1 | 0% | 0% | 0% | 1 | 0% | 0% | 1 |  |  |  |  | 0% | [5 empty] | 84% | 0% | 84% | 5 | 2% | 0% | 0% | 1 | 0% | 0% | 0% | 1 | 0% | 0% | 0% | 1 | 2% | 0% | 0% | 1 | 78% | 0% | 0% | 3 | 8% | 0% | 0% | 1 | 0% | 0% | 1 |  |  |  |  | 0% | [5 empty] | 19% | 0% | 19% | 1 | 9% | 0% | 0% | 1 | 3% | 0% | 0% | 1 | 3% | 0% | 0% | 1 | 14% | 0% | 0% | 1 | 82% | 0% | 0% | 3 | 11% | 0% | 0% | 1
568 | Bell | 0 | 0 | 0 | 0% | 0% | 1 |  |  |  |  | 0% | [5 empty] | 0% | 0% | 0% | 1 | 0% | 0% | 0% | 1 | 0% | 0% | 0% | 1 | 0% | 0% | 0% | 1 | 0% | 0% | 0% | 1 | 0% | 0% | 0% | 1 | 0% | 0% | 0% | 1 | 0% | 0% | 1 |  |  |  |  | 0% | [5 empty] | 0% | 0% | 0% | 1 | 0% | 0% | 0% | 1 | 0% | 0% | 0% | 1 | 0% | 0% | 0% | 1 | 0% | 0% | 0% | 1 | 0% | 0% | 0% | 1 | 0% | 0% | 0% | 1 | 0% | 0% | 1 |  |  |  |  | 0% | [5 empty] | 0% | 0% | 0% | 1 | 0% | 0% | 0% | 1 | 0% | 0% | 0% | 1 | 0% | 0% | 0% | 1 | 0% | 0% | 0% | 1 | 0% | 0% | 0% | 1 | 0% | 0% | 0% | 1 | 0% | 0% | 1 |  |  |  |  | 0% | [5 empty] | 0% | 0% | 0% | 1 | 0% | 0% | 0% | 1 | 0% | 0% | 0% | 1 | 0% | 0% | 0% | 1 | 0% | 0% | 0% | 1 | 0% | 0% | 0% | 1 | 0% | 0% | 0% | 1
569 | San Pablo | 0 | 0 | 0 | 0% | 0% | 1 |  |  |  |  | 0% | [5 empty] | 57% | 0% | 57% | 3 | 1% | 0% | 0% | 1 | 41% | 0% | 0% | 1 | 68% | 0% | 0% | 2 | 68% | 0% | 0% | 2 | 17% | 0% | 0% | 1 | 6% | 0% | 0% | 1 | 0% | 0% | 1 |  |  |  |  | 0% | [5 empty] | 41% | 0% | 41% | 2 | 11% | 0% | 0% | 1 | 36% | 0% | 0% | 1 | 42% | 0% | 0% | 1 | 66% | 0% | 0% | 2 | 22% | 0% | 0% | 1 | 8% | 0% | 0% | 1 | 0% | 0% | 1 |  |  |  |  | 0% | [5 empty] | 56% | 0% | 56% | 3 | 41% | 0% | 0% | 1 | 34% | 0% | 0% | 1 | 37% | 0% | 0% | 1 | 79% | 0% | 0% | 3 | 38% | 0% | 0% | 1 | 12% | 0% | 0% | 1 | 0% | 0% | 1 |  |  |  |  | 0% | [5 empty] | 57% | 0% | 57% | 3 | 58% | 0% | 0% | 2 | 46% | 0% | 0% | 1 | 41% | 0% | 0% | 1 | 85% | 0% | 0% | 3 | 41% | 0% | 0% | 1 | 25% | 0% | 0% | 1
570 | Lambie (old) | 0 | 0 | 0 | 0% | 0% | 1 |  |  |  |  | 17% | [5 empty] | 61% | 0% | 61% | 3 | 20% | 0% | 0% | 1 | 44% | 0% | 0% | 1 | 43% | 0% | 0% | 1 | 63% | 0% | 0% | 2 | 8% | 0% | 0% | 1 | 34% | 0% | 0% | 1 | 0% | 0% | 1 |  |  |  |  | 28% | [5 empty] | 38% | 0% | 38% | 2 | 18% | 0% | 0% | 1 | 33% | 0% | 0% | 1 | 29% | 0% | 0% | 1 | 47% | 0% | 0% | 1 | 5% | 0% | 0% | 1 | 30% | 0% | 0% | 1 | 0% | 0% | 1 |  |  |  |  | 26% | [5 empty] | 40% | 0% | 40% | 2 | 23% | 0% | 0% | 1 | 32% | 0% | 0% | 1 | 31% | 0% | 0% | 1 | 52% | 0% | 0% | 2 | 11% | 0% | 0% | 1 | 25% | 0% | 0% | 1 | 0% | 0% | 1 |  |  |  |  | 22% | [5 empty] | 48% | 0% | 48% | 2 | 31% | 0% | 0% | 1 | 32% | 0% | 0% | 1 | 31% | 0% | 0% | 1 | 58% | 0% | 0% | 2 | 18% | 0% | 0% | 1 | 21% | 0% | 0% | 1
571 | Figarden | 0 | 0 | 0 | 0% | 0% | 1 |  |  |  |  | 0% | [5 empty] | 0% | 0% | 0% | 1 | 0% | 0% | 0% | 1 | 0% | 0% | 0% | 1 | 0% | 0% | 0% | 1 | 0% | 0% | 0% | 1 | 0% | 0% | 0% | 1 | 0% | 0% | 0% | 1 | 0% | 0% | 1 |  |  |  |  | 0% | [5 empty] | 0% | 0% | 0% | 1 | 0% | 0% | 0% | 1 | 0% | 0% | 0% | 1 | 0% | 0% | 0% | 1 | 0% | 0% | 0% | 1 | 0% | 0% | 0% | 1 | 0% | 0% | 0% | 1 | 0% | 0% | 1 |  |  |  |  | 0% | [5 empty] | 0% | 0% | 0% | 1 | 0% | 0% | 0% | 1 | 0% | 0% | 0% | 1 | 0% | 0% | 0% | 1 | 0% | 0% | 0% | 1 | 0% | 0% | 0% | 1 | 0% | 0% | 0% | 1 | 0% | 0% | 1 |  |  |  |  | 0% | [5 empty] | 0% | 0% | 0% | 1 | 0% | 0% | 0% | 1 | 0% | 0% | 0% | 1 | 0% | 0% | 0% | 1 | 0% | 0% | 0% | 1 | 0% | 0% | 0% | 1 | 0% | 0% | 0% | 1
572 | Trimble | 0 | 0 | 0 | 0% | 0% | 1 |  |  |  |  | 0% | [5 empty] | 0% | 0% | 0% | 1 | 0% | 0% | 0% | 1 | 0% | 0% | 0% | 1 | 0% | 0% | 0% | 1 | 0% | 0% | 0% | 1 | 0% | 0% | 0% | 1 | 98% | 0% | 0% | 5 | 0% | 0% | 1 |  |  |  |  | 0% | [5 empty] | 89% | 0% | 89% | 5 | 90% | 0% | 0% | 4 | 73% | 0% | 0% | 3 | 75% | 0% | 0% | 3 | 92% | 0% | 0% | 4 | 89% | 0% | 0% | 3 | 7% | 0% | 0% | 1 | 0% | 0% | 1 |  |  |  |  | 0% | [5 empty] | 84% | 11% | 95% | 5 | 85% | 0% | 0% | 3 | 30% | 0% | 0% | 1 | 31% | 0% | 0% | 1 | 86% | 0% | 0% | 3 | 92% | 0% | 0% | 4 | 4% | 0% | 0% | 1 | 0% | 0% | 1 |  |  |  |  | 0% | [5 empty] | 79% | 18% | 97% | 5 | 94% | 0% | 0% | 4 | 67% | 0% | 0% | 2 | 78% | 0% | 0% | 3 | 97% | 0% | 0% | 5 | 67% | 0% | 0% | 2 | 3% | 0% | 0% | 1
573 | Tassajara | 0 | 0 | 0 | 0% | 0% | 1 |  |  |  |  | 0% | [5 empty] | 98% | 2% | 100% | 5 | 76% | 0% | 0% | 3 | 91% | 0% | 0% | 4 | 91% | 0% | 0% | 4 | 97% | 0% | 0% | 5 | 51% | 0% | 0% | 2 | 2% | 0% | 0% | 1 | 0% | 0% | 1 |  |  |  |  | 0% | [5 empty] | 99% | 1% | 100% | 5 | 74% | 0% | 0% | 3 | 78% | 0% | 0% | 3 | 91% | 0% | 0% | 4 | 97% | 0% | 0% | 5 | 44% | 0% | 0% | 1 | 2% | 0% | 0% | 1 | 0% | 0% | 1 |  |  |  |  | 3% | [5 empty] | 73% | 0% | 73% | 3 | 75% | 0% | 0% | 3 | 80% | 0% | 0% | 3 | 82% | 0% | 0% | 3 | 92% | 0% | 0% | 4 | 24% | 0% | 0% | 1 | 20% | 0% | 0% | 1 | 0% | 0% | 1 |  |  |  |  | 7% | [5 empty] | 56% | 2% | 58% | 3 | 45% | 0% | 0% | 1 | 64% | 0% | 0% | 2 | 62% | 0% | 0% | 2 | 76% | 0% | 0% | 3 | 24% | 0% | 0% | 1 | 19% | 0% | 0% | 1
574 | Santa Rosa A | 0 | 0 | 0 | 0% | 0% | 1 |  |  |  |  | 0% | [5 empty] | 0% | 0% | 0% | 1 | 100% | 0% | 0% | 5 | 0% | 0% | 0% | 1 | 0% | 0% | 0% | 1 | 100% | 0% | 0% | 5 | 100% | 0% | 0% | 5 | 0% | 0% | 0% | 1 | 0% | 0% | 1 |  |  |  |  | 0% | [5 empty] | 69% | 0% | 69% | 3 | 95% | 0% | 0% | 5 | 43% | 0% | 0% | 1 | 48% | 0% | 0% | 1 | 100% | 0% | 0% | 5 | 87% | 0% | 0% | 3 | 1% | 0% | 0% | 1 | 0% | 0% | 1 |  |  |  |  | 0% | [5 empty] | 42% | 0% | 42% | 2 | 88% | 0% | 0% | 3 | 33% | 0% | 0% | 1 | 57% | 0% | 0% | 2 | 97% | 0% | 0% | 5 | 70% | 0% | 0% | 3 | 4% | 0% | 0% | 1 | 0% | 0% | 1 |  |  |  |  | 0% | [5 empty] | 50% | 6% | 56% | 3 | 84% | 0% | 0% | 3 | 36% | 0% | 0% | 1 | 66% | 0% | 0% | 2 | 95% | 0% | 0% | 5 | 66% | 0% | 0% | 2 | 3% | 0% | 0% | 1
575 | Piercy | 0 | 0 | 0 | 0% | 0% | 1 |  |  |  |  | 0% | [5 empty] | 98% | 2% | 100% | 5 | 75% | 0% | 0% | 3 | 47% | 0% | 0% | 1 | 47% | 0% | 0% | 1 | 100% | 0% | 0% | 5 | 53% | 0% | 0% | 2 | 0% | 0% | 0% | 1 | 0% | 0% | 1 |  |  |  |  | 0% | [5 empty] | 89% | 11% | 100% | 5 | 83% | 0% | 0% | 3 | 34% | 0% | 0% | 1 | 34% | 0% | 0% | 1 | 87% | 0% | 0% | 3 | 96% | 0% | 0% | 5 | 1% | 0% | 0% | 1 | 0% | 0% | 1 |  |  |  |  | 0% | [5 empty] | 76% | 23% | 99% | 5 | 86% | 0% | 0% | 3 | 38% | 0% | 0% | 1 | 39% | 0% | 0% | 1 | 90% | 0% | 0% | 4 | 96% | 0% | 0% | 5 | 1% | 0% | 0% | 1 | 0% | 0% | 1 |  |  |  |  | 0% | [5 empty] | 59% | 39% | 98% | 5 | 94% | 0% | 0% | 4 | 52% | 0% | 0% | 2 | 62% | 0% | 0% | 2 | 97% | 0% | 0% | 5 | 84% | 0% | 0% | 3 | 2% | 0% | 0% | 1
576 | Caribou | 0 | 0 | 15 | 0% | 0% | 1 |  |  |  |  | 0% | [5 empty] | 100% | 0% | 100% | 5 | 0% | 0% | 0% | 1 | 83% | 0% | 0% | 3 | 68% | 0% | 0% | 2 | 100% | 0% | 0% | 5 | 100% | 0% | 0% | 5 | 8% | 0% | 0% | 1 | 0% | 0% | 1 |  |  |  |  | 0% | [5 empty] | 43% | 8% | 51% | 3 | 41% | 0% | 0% | 1 | 71% | 0% | 0% | 3 | 63% | 0% | 0% | 2 | 89% | 0% | 0% | 3 | 87% | 0% | 0% | 3 | 4% | 0% | 0% | 1 | 0% | 0% | 1 |  |  |  |  | 0% | [5 empty] | 35% | 14% | 49% | 3 | 44% | 0% | 0% | 1 | 67% | 0% | 0% | 2 | 64% | 0% | 0% | 2 | 85% | 0% | 0% | 3 | 81% | 0% | 0% | 3 | 3% | 0% | 0% | 1 | 0% | 0% | 1 |  |  |  |  | 0% | [5 empty] | 53% | 10% | 63% | 3 | 34% | 0% | 0% | 1 | 47% | 0% | 0% | 1 | 50% | 0% | 0% | 2 | 72% | 0% | 0% | 3 | 75% | 0% | 0% | 3 | 3% | 0% | 0% | 1
577 | Vista (SCE) | 0 | 0 | 0 | 0% | 0% | 1 |  |  |  |  | 0% | [5 empty] | 0% | 0% | 0% | 1 | 0% | 0% | 0% | 1 | 0% | 0% | 0% | 1 | 0% | 0% | 0% | 1 | 0% | 0% | 0% | 1 | 0% | 0% | 0% | 1 | 0% | 0% | 0% | 1 | 0% | 0% | 1 |  |  |  |  | 0% | [5 empty] | 0% | 100% | 100% | 5 | 100% | 0% | 0% | 5 | 26% | 0% | 0% | 1 | 88% | 0% | 0% | 3 | 100% | 0% | 0% | 5 | 37% | 0% | 0% | 1 | 0% | 0% | 0% | 1 | 0% | 0% | 1 |  |  |  |  | 0% | [5 empty] | 30% | 68% | 98% | 5 | 96% | 0% | 0% | 5 | 21% | 0% | 0% | 1 | 32% | 0% | 0% | 1 | 97% | 0% | 0% | 5 | 65% | 0% | 0% | 2 | 1% | 0% | 0% | 1 | 0% | 0% | 1 |  |  |  |  | 0% | [5 empty] | 30% | 39% | 69% | 5 | 51% | 0% | 0% | 2 | 40% | 0% | 0% | 1 | 53% | 0% | 0% | 2 | 86% | 0% | 0% | 3 | 45% | 0% | 0% | 1 | 0% | 0% | 0% | 1
578 | Cardiff | 0 | 0 | 0 | 0% | 0% | 1 |  |  |  |  | 0% | [5 empty] | 1% | 99% | 100% | 5 | 100% | 0% | 0% | 5 | 94% | 0% | 0% | 4 | 100% | 0% | 0% | 5 | 100% | 0% | 0% | 5 | 21% | 0% | 0% | 1 | 0% | 0% | 0% | 1 | 0% | 0% | 1 |  |  |  |  | 0% | [5 empty] | 31% | 66% | 97% | 5 | 99% | 0% | 0% | 5 | 10% | 0% | 0% | 1 | 33% | 0% | 0% | 1 | 100% | 0% | 0% | 5 | 69% | 0% | 0% | 2 | 2% | 0% | 0% | 1 | 0% | 0% | 1 |  |  |  |  | 0% | [5 empty] | 43% | 53% | 96% | 5 | 76% | 0% | 0% | 3 | 40% | 0% | 0% | 1 | 52% | 0% | 0% | 2 | 92% | 0% | 0% | 4 | 58% | 0% | 0% | 2 | 1% | 0% | 0% | 1 | 0% | 0% | 1 |  |  |  |  | 0% | [5 empty] | 24% | 32% | 56% | 5 | 44% | 0% | 0% | 1 | 48% | 0% | 0% | 1 | 57% | 0% | 0% | 2 | 86% | 0% | 0% | 3 | 42% | 0% | 0% | 1 | 0% | 0% | 0% | 1
579 | Cannon | 0 | 0 | 0 | 0% | 0% | 1 |  |  |  |  | 0% | [5 empty] | 0% | 0% | 0% | 1 | 17% | 0% | 0% | 1 | 77% | 0% | 0% | 3 | 80% | 0% | 0% | 3 | 80% | 0% | 0% | 3 | 0% | 0% | 0% | 1 | 17% | 0% | 0% | 1 | 0% | 0% | 1 |  |  |  |  | 0% | [5 empty] | 1% | 0% | 1% | 1 | 16% | 0% | 0% | 1 | 79% | 0% | 0% | 3 | 82% | 0% | 0% | 3 | 82% | 0% | 0% | 3 | 0% | 0% | 0% | 1 | 15% | 0% | 0% | 1 | 0% | 0% | 1 |  |  |  |  | 0% | [5 empty] | 1% | 0% | 1% | 1 | 16% | 0% | 0% | 1 | 78% | 0% | 0% | 3 | 82% | 0% | 0% | 3 | 82% | 0% | 0% | 3 | 0% | 0% | 0% | 1 | 15% | 0% | 0% | 1 | 0% | 0% | 1 |  |  |  |  | 0% | [5 empty] | 1% | 0% | 1% | 1 | 9% | 0% | 0% | 1 | 52% | 0% | 0% | 2 | 63% | 0% | 0% | 2 | 63% | 0% | 0% | 2 | 0% | 0% | 0% | 1 | 8% | 0% | 0% | 1
580 | Mt Eden | 0 | 0 | 0 | 0% | 0% | 1 |  |  |  |  | 0% | [5 empty] | 26% | 0% | 26% | 2 | 26% | 0% | 0% | 1 | 5% | 0% | 0% | 1 | 16% | 0% | 0% | 1 | 43% | 0% | 0% | 1 | 26% | 0% | 0% | 1 | 22% | 0% | 0% | 1 | 0% | 0% | 1 |  |  |  |  | 0% | [5 empty] | 11% | 0% | 11% | 1 | 11% | 0% | 0% | 1 | 17% | 0% | 0% | 1 | 25% | 0% | 0% | 1 | 35% | 0% | 0% | 1 | 11% | 0% | 0% | 1 | 20% | 0% | 0% | 1 | 0% | 0% | 1 |  |  |  |  | 0% | [5 empty] | 25% | 2% | 27% | 2 | 21% | 0% | 0% | 1 | 37% | 0% | 0% | 1 | 46% | 0% | 0% | 1 | 51% | 0% | 0% | 2 | 17% | 0% | 0% | 1 | 12% | 0% | 0% | 1 | 0% | 0% | 1 |  |  |  |  | 0% | [5 empty] | 86% | 3% | 89% | 5 | 75% | 0% | 0% | 3 | 73% | 0% | 0% | 3 | 86% | 0% | 0% | 3 | 92% | 0% | 0% | 4 | 41% | 0% | 0% | 1 | 4% | 0% | 0% | 1
581 | Fitch Mountain | 0 | 0 | 0 | 0% | 0% | 1 |  |  |  |  | 0% | [5 empty] | 6% | 0% | 6% | 1 | 87% | 0% | 0% | 3 | 26% | 0% | 0% | 1 | 100% | 0% | 0% | 5 | 100% | 0% | 0% | 5 | 93% | 0% | 0% | 4 | 0% | 0% | 0% | 1 | 0% | 0% | 1 |  |  |  |  | 0% | [5 empty] | 52% | 3% | 55% | 3 | 92% | 0% | 0% | 4 | 52% | 0% | 0% | 2 | 92% | 0% | 0% | 4 | 100% | 0% | 0% | 5 | 65% | 0% | 0% | 2 | 0% | 0% | 0% | 1 | 0% | 0% | 1 |  |  |  |  | 0% | [5 empty] | 39% | 27% | 66% | 4 | 85% | 0% | 0% | 3 | 39% | 0% | 0% | 1 | 72% | 0% | 0% | 3 | 99% | 0% | 0% | 5 | 49% | 0% | 0% | 1 | 0% | 0% | 0% | 1 | 0% | 0% | 1 |  |  |  |  | 0% | [5 empty] | 33% | 31% | 64% | 5 | 81% | 0% | 0% | 3 | 29% | 0% | 0% | 1 | 62% | 0% | 0% | 2 | 92% | 0% | 0% | 4 | 59% | 0% | 0% | 2 | 2% | 0% | 0% | 1
582 | Stockton A | 0 | 0 | 0 | 0% | 0% | 1 |  |  |  |  | 0% | [5 empty] | 0% | 0% | 0% | 1 | 0% | 0% | 0% | 1 | 0% | 0% | 0% | 1 | 0% | 0% | 0% | 1 | 0% | 0% | 0% | 1 | 0% | 0% | 0% | 1 | 0% | 0% | 0% | 1 | 0% | 0% | 1 |  |  |  |  | 0% | [5 empty] | 0% | 0% | 0% | 1 | 0% | 0% | 0% | 1 | 0% | 0% | 0% | 1 | 0% | 0% | 0% | 1 | 0% | 0% | 0% | 1 | 0% | 0% | 0% | 1 | 0% | 0% | 0% | 1 | 0% | 0% | 1 |  |  |  |  | 21% | [5 empty] | 23% | 0% | 23% | 2 | 15% | 0% | 0% | 1 | 85% | 0% | 0% | 3 | 81% | 0% | 0% | 3 | 85% | 0% | 0% | 3 | 0% | 0% | 0% | 1 | 6% | 0% | 0% | 1 | 0% | 0% | 1 |  |  |  |  | 22% | [5 empty] | 47% | 2% | 49% | 2 | 47% | 0% | 0% | 1 | 61% | 0% | 0% | 2 | 65% | 0% | 0% | 2 | 69% | 0% | 0% | 2 | 23% | 0% | 0% | 1 | 7% | 0% | 0% | 1
583 | Saratoga | 0 | 0 | 0 | 0% | 0% | 1 |  |  |  |  | 0% | [5 empty] | 22% | 0% | 22% | 2 | 37% | 0% | 0% | 1 | 0% | 0% | 0% | 1 | 21% | 0% | 0% | 1 | 37% | 0% | 0% | 1 | 22% | 0% | 0% | 1 | 0% | 0% | 0% | 1 | 0% | 0% | 1 |  |  |  |  | 0% | [5 empty] | 23% | 0% | 23% | 2 | 31% | 0% | 0% | 1 | 0% | 0% | 0% | 1 | 17% | 0% | 0% | 1 | 36% | 0% | 0% | 1 | 23% | 0% | 0% | 1 | 38% | 0% | 0% | 1 | 0% | 0% | 1 |  |  |  |  | 0% | [5 empty] | 57% | 0% | 57% | 3 | 60% | 0% | 0% | 2 | 50% | 0% | 0% | 2 | 59% | 0% | 0% | 2 | 77% | 0% | 0% | 3 | 50% | 0% | 0% | 2 | 15% | 0% | 0% | 1 | 0% | 0% | 1 |  |  |  |  | 0% | [5 empty] | 60% | 19% | 79% | 5 | 73% | 0% | 0% | 3 | 39% | 0% | 0% | 1 | 41% | 0% | 0% | 1 | 83% | 0% | 0% | 3 | 79% | 0% | 0% | 3 | 4% | 0% | 0% | 1
584 | Christie | 0 | 0 | 0 | 0% | 0% | 1 |  |  |  |  | 0% | [5 empty] | 47% | 0% | 47% | 2 | 10% | 0% | 0% | 1 | 46% | 0% | 0% | 1 | 42% | 0% | 0% | 1 | 75% | 0% | 0% | 3 | 26% | 0% | 0% | 1 | 12% | 0% | 0% | 1 | 0% | 0% | 1 |  |  |  |  | 0% | [5 empty] | 41% | 0% | 41% | 2 | 42% | 0% | 0% | 1 | 42% | 0% | 0% | 1 | 28% | 0% | 0% | 1 | 80% | 0% | 0% | 3 | 22% | 0% | 0% | 1 | 34% | 0% | 0% | 1 | 0% | 0% | 1 |  |  |  |  | 0% | [5 empty] | 41% | 0% | 41% | 2 | 53% | 0% | 0% | 2 | 48% | 0% | 0% | 1 | 38% | 0% | 0% | 1 | 85% | 0% | 0% | 3 | 27% | 0% | 0% | 1 | 38% | 0% | 0% | 1 | 0% | 0% | 1 |  |  |  |  | 2% | [5 empty] | 63% | 0% | 63% | 3 | 38% | 0% | 0% | 1 | 49% | 0% | 0% | 1 | 46% | 0% | 0% | 1 | 74% | 0% | 0% | 3 | 28% | 0% | 0% | 1 | 31% | 0% | 0% | 1
585 | Las Aguilas | 0 | 0 | 0 | 0% | 0% | 1 |  |  |  |  | 0% | [5 empty] | 22% | 78% | 100% | 5 | 94% | 0% | 0% | 4 | 0% | 0% | 0% | 1 | 12% | 0% | 0% | 1 | 94% | 0% | 0% | 4 | 100% | 0% | 0% | 5 | 0% | 0% | 0% | 1 | 0% | 0% | 1 |  |  |  |  | 0% | [5 empty] | 24% | 76% | 100% | 5 | 82% | 0% | 0% | 3 | 7% | 0% | 0% | 1 | 21% | 0% | 0% | 1 | 92% | 0% | 0% | 4 | 99% | 0% | 0% | 5 | 0% | 0% | 0% | 1 | 0% | 0% | 1 |  |  |  |  | 0% | [5 empty] | 35% | 65% | 100% | 5 | 85% | 0% | 0% | 3 | 11% | 0% | 0% | 1 | 21% | 0% | 0% | 1 | 94% | 0% | 0% | 4 | 98% | 0% | 0% | 5 | 0% | 0% | 0% | 1 | 0% | 0% | 1 |  |  |  |  | 3% | [5 empty] | 36% | 54% | 90% | 5 | 78% | 0% | 0% | 3 | 9% | 0% | 0% | 1 | 24% | 0% | 0% | 1 | 88% | 0% | 0% | 3 | 88% | 0% | 0% | 3 | 2% | 0% | 0% | 1
586 | Monroe | 0 | 0 | 0 | 0% | 0% | 1 |  |  |  |  | 0% | [5 empty] | 0% | 0% | 0% | 1 | 0% | 0% | 0% | 1 | 0% | 0% | 0% | 1 | 0% | 0% | 0% | 1 | 0% | 0% | 0% | 1 | 0% | 0% | 0% | 1 | 0% | 0% | 0% | 1 | 0% | 0% | 1 |  |  |  |  | 0% | [5 empty] | 69% | 0% | 69% | 3 | 92% | 0% | 0% | 4 | 62% | 0% | 0% | 2 | 70% | 0% | 0% | 3 | 100% | 0% | 0% | 5 | 91% | 0% | 0% | 4 | 0% | 0% | 0% | 1 | 0% | 0% | 1 |  |  |  |  | 0% | [5 empty] | 38% | 0% | 38% | 2 | 87% | 0% | 0% | 3 | 31% | 0% | 0% | 1 | 58% | 0% | 0% | 2 | 97% | 0% | 0% | 5 | 69% | 0% | 0% | 2 | 4% | 0% | 0% | 1 | 0% | 0% | 1 |  |  |  |  | 0% | [5 empty] | 48% | 11% | 59% | 3 | 84% | 0% | 0% | 3 | 35% | 0% | 0% | 1 | 64% | 0% | 0% | 2 | 96% | 0% | 0% | 5 | 63% | 0% | 0% | 2 | 3% | 0% | 0% | 1
587 | Elliot | 0 | 0 | 0 | 0% | 0% | 1 |  |  |  |  | 0% | [5 empty] | 0% | 0% | 0% | 1 | 0% | 0% | 0% | 1 | 2% | 0% | 0% | 1 | 41% | 0% | 0% | 1 | 41% | 0% | 0% | 1 | 0% | 0% | 0% | 1 | 0% | 0% | 0% | 1 | 0% | 0% | 1 |  |  |  |  | 0% | [5 empty] | 0% | 0% | 0% | 1 | 3% | 0% | 0% | 1 | 20% | 0% | 0% | 1 | 55% | 0% | 0% | 2 | 56% | 0% | 0% | 2 | 0% | 0% | 0% | 1 | 5% | 0% | 0% | 1 | 0% | 0% | 1 |  |  |  |  | 0% | [5 empty] | 0% | 0% | 0% | 1 | 6% | 0% | 0% | 1 | 35% | 0% | 0% | 1 | 65% | 0% | 0% | 2 | 66% | 0% | 0% | 2 | 0% | 0% | 0% | 1 | 7% | 0% | 0% | 1 | 0% | 0% | 1 |  |  |  |  | 0% | [5 empty] | 0% | 0% | 0% | 1 | 6% | 0% | 0% | 1 | 39% | 0% | 0% | 1 | 69% | 0% | 0% | 2 | 70% | 0% | 0% | 3 | 4% | 0% | 0% | 1 | 8% | 0% | 0% | 1
588 | Sunset | 0 | 0 | 0 | 0% | 0% | 1 |  |  |  |  | 0% | [5 empty] | 0% | 0% | 0% | 1 | 0% | 0% | 0% | 1 | 0% | 0% | 0% | 1 | 0% | 0% | 0% | 1 | 0% | 0% | 0% | 1 | 0% | 0% | 0% | 1 | 0% | 0% | 0% | 1 | 0% | 0% | 1 |  |  |  |  | 0% | [5 empty] | 0% | 0% | 0% | 1 | 0% | 0% | 0% | 1 | 0% | 0% | 0% | 1 | 0% | 0% | 0% | 1 | 0% | 0% | 0% | 1 | 0% | 0% | 0% | 1 | 0% | 0% | 0% | 1 | 0% | 0% | 1 |  |  |  |  | 0% | [5 empty] | 64% | 0% | 64% | 3 | 26% | 0% | 0% | 1 | 0% | 0% | 0% | 1 | 0% | 0% | 0% | 1 | 26% | 0% | 0% | 1 | 56% | 0% | 0% | 2 | 0% | 0% | 0% | 1 | 0% | 0% | 1 |  |  |  |  | 0% | [5 empty] | 19% | 70% | 89% | 5 | 27% | 0% | 0% | 1 | 5% | 0% | 0% | 1 | 17% | 0% | 0% | 1 | 39% | 0% | 0% | 1 | 79% | 0% | 0% | 3 | 0% | 0% | 0% | 1
589 | Herndon | 0 | 0 | 0 | 0% | 0% | 1 |  |  |  |  | 0% | [5 empty] | 0% | 0% | 0% | 1 | 0% | 0% | 0% | 1 | 0% | 0% | 0% | 1 | 0% | 0% | 0% | 1 | 0% | 0% | 0% | 1 | 0% | 0% | 0% | 1 | 0% | 0% | 0% | 1 | 0% | 0% | 1 |  |  |  |  | 0% | [5 empty] | 0% | 0% | 0% | 1 | 0% | 0% | 0% | 1 | 0% | 0% | 0% | 1 | 0% | 0% | 0% | 1 | 0% | 0% | 0% | 1 | 0% | 0% | 0% | 1 | 0% | 0% | 0% | 1 | 0% | 0% | 1 |  |  |  |  | 0% | [5 empty] | 0% | 0% | 0% | 1 | 0% | 0% | 0% | 1 | 0% | 0% | 0% | 1 | 0% | 0% | 0% | 1 | 0% | 0% | 0% | 1 | 0% | 0% | 0% | 1 | 0% | 0% | 0% | 1 | 0% | 0% | 1 |  |  |  |  | 0% | [5 empty] | 0% | 0% | 0% | 1 | 0% | 0% | 0% | 1 | 0% | 0% | 0% | 1 | 0% | 0% | 0% | 1 | 0% | 0% | 0% | 1 | 0% | 0% | 0% | 1 | 0% | 0% | 0% | 1
590 | Menlo | 0 | 0 | 0 | 0% | 0% | 1 |  |  |  |  | 0% | [5 empty] | 0% | 0% | 0% | 1 | 37% | 0% | 0% | 1 | 39% | 0% | 0% | 1 | 53% | 0% | 0% | 2 | 53% | 0% | 0% | 2 | 10% | 0% | 0% | 1 | 45% | 0% | 0% | 1 | 0% | 0% | 1 |  |  |  |  | 0% | [5 empty] | 0% | 0% | 0% | 1 | 28% | 0% | 0% | 1 | 36% | 0% | 0% | 1 | 45% | 0% | 0% | 1 | 47% | 0% | 0% | 1 | 15% | 0% | 0% | 1 | 23% | 0% | 0% | 1 | 0% | 0% | 1 |  |  |  |  | 0% | [5 empty] | 0% | 0% | 0% | 1 | 12% | 0% | 0% | 1 | 29% | 0% | 0% | 1 | 57% | 0% | 0% | 2 | 58% | 0% | 0% | 2 | 16% | 0% | 0% | 1 | 13% | 0% | 0% | 1 | 0% | 0% | 1 |  |  |  |  | 0% | [5 empty] | 36% | 2% | 38% | 2 | 44% | 0% | 0% | 1 | 37% | 0% | 0% | 1 | 55% | 0% | 0% | 2 | 72% | 0% | 0% | 3 | 41% | 0% | 0% | 1 | 6% | 0% | 0% | 1
591 | Mountain Pass | 0 | 0 | 0 | 0% | 0% | 1 |  |  |  |  | 0% | [5 empty] | 0% | 0% | 0% | 1 | 87% | 0% | 0% | 3 | 79% | 0% | 0% | 3 | 13% | 0% | 0% | 1 | 99% | 0% | 0% | 5 | 17% | 0% | 0% | 1 | 0% | 0% | 0% | 1 | 0% | 0% | 1 |  |  |  |  | 0% | [5 empty] | 0% | 0% | 0% | 1 | 82% | 0% | 0% | 3 | 75% | 0% | 0% | 3 | 12% | 0% | 0% | 1 | 94% | 0% | 0% | 4 | 22% | 0% | 0% | 1 | 0% | 0% | 0% | 1 | 0% | 0% | 1 |  |  |  |  | 0% | [5 empty] | 0% | 0% | 0% | 1 | 56% | 0% | 0% | 2 | 54% | 0% | 0% | 2 | 11% | 0% | 0% | 1 | 67% | 0% | 0% | 2 | 35% | 0% | 0% | 1 | 1% | 0% | 0% | 1 | 0% | 0% | 1 |  |  |  |  | 0% | [5 empty] | 0% | 0% | 0% | 1 | 29% | 0% | 0% | 1 | 41% | 0% | 0% | 1 | 16% | 0% | 0% | 1 | 54% | 0% | 0% | 2 | 62% | 0% | 0% | 2 | 0% | 0% | 0% | 1
592 | San Jose A | 0 | 0 | 0 | 0% | 0% | 1 |  |  |  |  | 0% | [5 empty] | 0% | 0% | 0% | 1 | 0% | 0% | 0% | 1 | 0% | 0% | 0% | 1 | 0% | 0% | 0% | 1 | 0% | 0% | 0% | 1 | 0% | 0% | 0% | 1 | 0% | 0% | 0% | 1 | 0% | 0% | 1 |  |  |  |  | 0% | [5 empty] | 88% | 0% | 88% | 5 | 86% | 0% | 0% | 3 | 62% | 0% | 0% | 2 | 65% | 0% | 0% | 2 | 90% | 0% | 0% | 4 | 84% | 0% | 0% | 3 | 7% | 0% | 0% | 1 | 0% | 0% | 1 |  |  |  |  | 0% | [5 empty] | 82% | 14% | 96% | 5 | 87% | 0% | 0% | 3 | 31% | 0% | 0% | 1 | 32% | 0% | 0% | 1 | 88% | 0% | 0% | 3 | 93% | 0% | 0% | 4 | 3% | 0% | 0% | 1 | 0% | 0% | 1 |  |  |  |  | 0% | [5 empty] | 65% | 30% | 95% | 5 | 93% | 0% | 0% | 4 | 57% | 0% | 0% | 2 | 64% | 0% | 0% | 2 | 96% | 0% | 0% | 5 | 79% | 0% | 0% | 3 | 2% | 0% | 0% | 1
593 | Artesian | 0 | 0 | 0 | 0% | 0% | 1 |  |  |  |  | 0% | [5 empty] | 0% | 0% | 0% | 1 | 0% | 0% | 0% | 1 | 65% | 0% | 0% | 2 | 92% | 0% | 0% | 4 | 92% | 0% | 0% | 4 | 0% | 0% | 0% | 1 | 8% | 0% | 0% | 1 | 0% | 0% | 1 |  |  |  |  | 0% | [5 empty] | 0% | 0% | 0% | 1 | 0% | 0% | 0% | 1 | 62% | 0% | 0% | 2 | 74% | 0% | 0% | 3 | 74% | 0% | 0% | 3 | 0% | 0% | 0% | 1 | 4% | 0% | 0% | 1 | 0% | 0% | 1 |  |  |  |  | 0% | [5 empty] | 0% | 0% | 0% | 1 | 19% | 0% | 0% | 1 | 48% | 0% | 0% | 1 | 62% | 0% | 0% | 2 | 62% | 0% | 0% | 2 | 0% | 0% | 0% | 1 | 3% | 0% | 0% | 1 | 0% | 0% | 1 |  |  |  |  | 0% | [5 empty] | 0% | 2% | 2% | 2 | 8% | 0% | 0% | 1 | 36% | 0% | 0% | 1 | 61% | 0% | 0% | 2 | 63% | 0% | 0% | 2 | 2% | 0% | 0% | 1 | 8% | 0% | 0% | 1
594 | Thousandaire | 0 | 0 | 0 | 0% | 0% | 1 |  |  |  |  | 0% | [5 empty] | 0% | 0% | 0% | 1 | 31% | 0% | 0% | 1 | 2% | 0% | 0% | 1 | 23% | 0% | 0% | 1 | 39% | 0% | 0% | 1 | 84% | 0% | 0% | 3 | 0% | 0% | 0% | 1 | 0% | 0% | 1 |  |  |  |  | 0% | [5 empty] | 0% | 0% | 0% | 1 | 20% | 0% | 0% | 1 | 4% | 0% | 0% | 1 | 48% | 0% | 0% | 1 | 58% | 0% | 0% | 2 | 80% | 0% | 0% | 3 | 1% | 0% | 0% | 1 | 0% | 0% | 1 |  |  |  |  | 0% | [5 empty] | 0% | 0% | 0% | 1 | 19% | 0% | 0% | 1 | 4% | 0% | 0% | 1 | 47% | 0% | 0% | 1 | 57% | 0% | 0% | 2 | 79% | 0% | 0% | 3 | 1% | 0% | 0% | 1 | 0% | 0% | 1 |  |  |  |  | 0% | [5 empty] | 0% | 0% | 0% | 1 | 15% | 0% | 0% | 1 | 3% | 0% | 0% | 1 | 39% | 0% | 0% | 1 | 47% | 0% | 0% | 1 | 71% | 0% | 0% | 3 | 1% | 0% | 0% | 1

## Land_OOS_Analysis_Wind_2036
Land-use and environmental criteria analysis for 2036 onshore wind resources mapped to Nevada or Arizona areas of the CAISO system for 5, 10, 15, and 20 mile radii from substations. This analysis uses the values from the "LandEnvData_SolarWind_OOS" tab to calculate criteria alignment. |  |  | Onshore Wind Resource Density Assumption
|  |  | 40 | Acres/MW
[5 empty] | 5 Mile Radius Analysis |  |  | 10 Mile Radius Analysis |  |  | 15 Mile Radius Analysis |  |  | 20 Mile Radius Analysis
[5 empty] | WECC Land-Use Screen |  |  | WECC Land-Use Screen |  |  | WECC Land-Use Screen |  |  | WECC Land-Use Screen
OBJECTID | IRP_Substation_Name | MWs Mapped | Acres of MWs Mapped | Distance from Substation Selected | Lower Implications Area used by MWs Mapped | High Implications Area used by MWs Mapped | Core Screen Criteria Alignment Level | Lower Implications Area used by MWs Mapped | High Implications Area used by MWs Mapped | Core Screen Criteria Alignment Level | Lower Implications Area used by MWs Mapped | High Implications Area used by MWs Mapped | Core Screen Criteria Alignment Level | Lower Implications Area used by MWs Mapped | High Implications Area used by MWs Mapped | Core Screen Criteria Alignment Level
1 | DELANEY | 0 | 0 | 0 | 0% | 0% | 1 | 0% | 0% | 1 | 0% | 0% | 1 | 0% | 0% | 1
2 | CARPENTER CANYON (FKA GAMEBIRD) | 0 | 0 | 0 | 0% | 0% | 1 | 0% | 0% | 1 | 0% | 0% | 1 | 0% | 0% | 1
3 | MOHAVE | 100 | 4000 | 20 | 88.24% | 0% | 4 | 75.19% | 0% | 3 | 71.43% | 0% | 3 | 63.97% | 0% | 3
4 | HASSAYAMPA | 0 | 0 | 0 | 0% | 0% | 1 | 0% | 0% | 1 | 0% | 0% | 1 | 0% | 0% | 1
5 | ELDORADO | 0 | 0 | 0 | 0% | 0% | 1 | 0% | 0% | 1 | 0% | 0% | 1 | 0% | 0% | 1
6 | NORTH GILA | 0 | 0 | 0 | 0% | 0% | 1 | 0% | 0% | 1 | 0% | 0% | 1 | 0% | 0% | 1
7 | LATHROP | 150 | 6000 | 40 | 161.1% | 8.487% | 4 | 89.87% | 0% | 4 | 71.81% | 0% | 3 | 57.09% | 0% | 3
8 | BEATTY | 0 | 0 | 0 | 0% | 0% | 1 | 0% | 0% | 1 | 0% | 0% | 1 | 0% | 0% | 1
9 | VALLEY (VEA) | 0 | 0 | 0 | 0% | 0% | 1 | 0% | 0% | 1 | 0% | 0% | 1 | 0% | 0% | 1
10 | INNOVATION | 0 | 0 | 0 | 0% | 0% | 1 | 0% | 0% | 1 | 0% | 0% | 1 | 0% | 0% | 1
11 | HOODOO WASH | 0 | 0 | 0 | 0% | 0% | 1 | 0% | 0% | 1 | 0% | 0% | 1 | 0% | 0% | 1
12 | VISTA (VEA) | 0 | 0 | 0 | 0% | 0% | 1 | 0% | 0% | 1 | 0% | 0% | 1 | 0% | 0% | 1
13 | DESERT VIEW | 0 | 0 | 0 | 0% | 0% | 1 | 0% | 0% | 1 | 0% | 0% | 1 | 0% | 0% | 1
14 | CIELO AZUL | 0 | 0 | 0 | 0% | 0% | 1 | 0% | 0% | 1 | 0% | 0% | 1 | 0% | 0% | 1
15 | TROUT CANYON | 0 | 0 | 20 | 0% | 0% | 1 | 0% | 0% | 1 | 0% | 0% | 1 | 0% | 0% | 1
16 | SLOAN CANYON | 0 | 0 | 20 | 0% | 0% | 1 | 0% | 0% | 1 | 0% | 0% | 1 | 0% | 0% | 1
17 | CHARLESTON | 0 | 0 | 0 | 0% | 0% | 1 | 0% | 0% | 1 | 0% | 0% | 1 | 0% | 0% | 1
18 | JACKASS (DOE) | 0 | 0 | 0 | 0% | 0% | 1 | 0% | 0% | 1 | 0% | 0% | 1 | 0% | 0% | 1
19 | MCCULLOUGH | 0 | 0 | 0 | #N/A | #N/A | #N/A | #N/A | #N/A | #N/A | #N/A | #N/A | #N/A | #N/A | #N/A | #N/A
20 | MEAD | 0 | 0 | 0 | 0% | 0% | 1 | 0% | 0% | 1 | 0% | 0% | 1 | 0% | 0% | 1
21 | MERCURY | 0 | 0 | 0 | 0% | 0% | 1 | 0% | 0% | 1 | 0% | 0% | 1 | 0% | 0% | 1
22 | NORTHWEST (NVE) | 0 | 0 | 0 | #N/A | #N/A | #N/A | #N/A | #N/A | #N/A | #N/A | #N/A | #N/A | #N/A | #N/A | #N/A
23 | PAHRUMP | 0 | 0 | 0 | 0% | 0% | 1 | 0% | 0% | 1 | 0% | 0% | 1 | 0% | 0% | 1
24 | PALO VERDE | 0 | 0 | 0 | 0% | 0% | 1 | 0% | 0% | 1 | 0% | 0% | 1 | 0% | 0% | 1
25 | PRIMM | 0 | 0 | 0 | 0% | 0% | 1 | 0% | 0% | 1 | 0% | 0% | 1 | 0% | 0% | 1
26 | SANDY | 0 | 0 | 0 | 0% | 0% | 1 | 0% | 0% | 1 | 0% | 0% | 1 | 0% | 0% | 1
27 | THOUSANDAIRE | 0 | 0 | 0 | 0% | 0% | 1 | 0% | 0% | 1 | 0% | 0% | 1 | 0% | 0% | 1
28 | VALLEY SWITCH | 0 | 0 | 0 | 0% | 0% | 1 | 0% | 0% | 1 | 0% | 0% | 1 | 0% | 0% | 1

## Land_EnvAnalysis_Solar_2041
Land-use and environmental criteria analysis for 2041 utility-scale solar resources mapped to in-California areas for 5, 10, 15, and 20 mile radii from substations. This analysis uses the values from the "LandEnv_Solar_Data_Xmi" 5 through 20 mile tabs to calculate criteria alignment. |  |  | Utility-scale Solar Resource Density Assumption
[46 empty] | <-5 mi | [41 empty] | <-10 mi | [41 empty] | <-15 mi | [41 empty] | 20 mi
|  |  | 10 | Acres/MW | 5-mile Radius From Substation Analysis | [41 empty] | 10-mile Radius From Substation Analysis | [41 empty] | 15-mile Radius From Substation Analysis | [41 empty] | 20-mile Radius From Substation Analysis
[5 empty] | 3. Land-use Feasibility Criteria Analysis | [16 empty] | 4. Environmental (Conservation and Biological) Impact Factors Criteria Analysis | [24 empty] | 3. Land-use Feasibility Criteria Analysis | [16 empty] | 4. Environmental (Conservation and Biological) Impact Factors Criteria Analysis | [24 empty] | 3. Land-use Feasibility Criteria Analysis | [16 empty] | 4. Environmental (Conservation and Biological) Impact Factors Criteria Analysis | [24 empty] | 3. Land-use Feasibility Criteria Analysis | [16 empty] | 4. Environmental (Conservation and Biological) Impact Factors Criteria Analysis
[5 empty] | CEC Core Land-Use Screen |  |  | CEC's Parcelization |  |  |  | CEC's Cropland Index |  |  |  | Criticially Overdrafted Groundwater Basin |  | Fire Threat |  |  |  | ACE Terrestrial Connectivity |  |  |  | ACE Biodiversity |  |  |  | ACE Irreplaceability |  |  |  | ACE Combined |  |  |  | Terrestrial Landscape Intactness |  |  |  | Wetlands |  |  |  |  | CEC Core Land-Use Screen |  |  | CEC's Parcelization |  |  |  | CEC's Cropland Index |  |  |  | Criticially Overdrafted Groundwater Basin |  | Fire Threat |  |  |  | ACE Terrestrial Connectivity |  |  |  | ACE Biodiversity |  |  |  | ACE Irreplaceability |  |  |  | ACE Combined |  |  |  | Terrestrial Landscape Intactness |  |  |  | Wetlands |  |  |  |  | CEC Core Land-Use Screen |  |  | CEC's Parcelization |  |  |  | CEC's Cropland Index |  |  |  | Criticially Overdrafted Groundwater Basin |  | Fire Threat |  |  |  | ACE Terrestrial Connectivity |  |  |  | ACE Biodiversity |  |  |  | ACE Irreplaceability |  |  |  | ACE Combined |  |  |  | Terrestrial Landscape Intactness |  |  |  | Wetlands |  |  |  |  | CEC Core Land-Use Screen |  |  | CEC's Parcelization |  |  |  | CEC's Cropland Index |  |  |  | Criticially Overdrafted Groundwater Basin |  | Fire Threat |  |  |  | ACE Terrestrial Connectivity |  |  |  | ACE Biodiversity |  |  |  | ACE Irreplaceability |  |  |  | ACE Combined |  |  |  | Terrestrial Landscape Intactness |  |  |  | Wetlands
OBJECTID | IRP_Substation_Name | MWs Mapped | Acres of MWs Mapped | Distance from Substation Selected | Lower Implications Area used by MWs Mapped | High Implications Area used by MWs Mapped | Core Screen Criteria Alignment Level | Substation's 10th Percentile Value Parcelization | Low Parcelization (P ≤ 6) Area used by MWs Mapped | Medium Parcelization (6 < P ≤ 30) Area used by MWs Mapped | Parcelization Criteria Alignment Level | Total Potential Area Percentage High Value Cropland | Low Value Cropland used by MWs Mapped | High Value Cropland used by MWs Mapped | Cropland Index Criteria Alignment Level | Majority of Area within Critically Overdrafted Basin | Overdrafted Basin Criteria Alignment Level | Total Potential Area Percentage Tier 2 | Total Potential Area Percentage Tier 3 | Total Potential Area Percentage Tier 2 or 3 | Fire Threat Criteria Alignment Level | Total Potential Area Percentage Higher Implications | Low Implications Area used by MWs Mapped | Higher Implications Area used by MWs Mapped | ACE Connectivity Criteria Alignment | Total Potential Area Percentage Higher Implications | Low Implications Area used by MWs Mapped | Higher Implications Area used by MWs Mapped | ACE Biodiversity Criteria Alignment | Total Potential Area Percentage Higher Implications | Low Implications Area used by MWs Mapped | Higher Implications Area used by MWs Mapped | ACE Irreplaceability Criteria Alignment | Total Potential Area Percentage Higher Implications | Low Implications Area used by MWs Mapped | Higher Implications Area used by MWs Mapped | All ACE Criteria Alignment | Total Potential Area Percentage Higher Implications | Low Implications Area used by MWs Mapped | Higher Implications Area used by MWs Mapped | Intactness Criteria Alignment | Total Potential Area Percentage Higher Implications | Low Implications Area used by MWs Mapped | Higher Implications Area used by MWs Mapped | Wetlands Criteria Alignment |  | Lower Implications Area used by MWs Mapped | High Implications Area used by MWs Mapped | Core Screen Criteria Alignment Level | Substation's 10th Percentile Value Parcelization | Low Parcelization (P ≤ 6) Area used by MWs Mapped | Medium Parcelization (6 < P ≤ 30) Area used by MWs Mapped | Parcelization Criteria Alignment Level | Total Potential Area Percentage High Value Cropland | Low Value Cropland used by MWs Mapped | High Value Cropland used by MWs Mapped | Cropland Index Criteria Alignment Level | Majority of Area within Critically Overdrafted Basin | Overdrafted Basin Criteria Alignment Level | Total Potential Area Percentage Tier 2 | Total Potential Area Percentage Tier 3 | Total Potential Area Percentage Tier 2 or 3 | Fire Threat Criteria Alignment Level | Total Potential Area Percentage Higher Implications | Low Implications Area used by MWs Mapped | Higher Implications Area used by MWs Mapped | ACE Connectivity Criteria Alignment | Total Potential Area Percentage Higher Implications | Low Implications Area used by MWs Mapped | Higher Implications Area used by MWs Mapped | ACE Biodiversity Criteria Alignment | Total Potential Area Percentage Higher Implications | Low Implications Area used by MWs Mapped | Higher Implications Area used by MWs Mapped | ACE Irreplaceability Criteria Alignment | Total Potential Area Percentage Higher Implications | Low Implications Area used by MWs Mapped | Higher Implications Area used by MWs Mapped | All ACE Criteria Alignment | Total Potential Area Percentage Higher Implications | Low Implications Area used by MWs Mapped | Higher Implications Area used by MWs Mapped | Intactness Criteria Alignment | Total Potential Area Percentage Higher Implications | Low Implications Area used by MWs Mapped | Higher Implications Area used by MWs Mapped | Wetlands Criteria Alignment |  | Lower Implications Area used by MWs Mapped | High Implications Area used by MWs Mapped | Core Screen Criteria Alignment Level | Substation's 10th Percentile Value Parcelization | Low Parcelization (P ≤ 6) Area used by MWs Mapped | Medium Parcelization (6 < P ≤ 30) Area used by MWs Mapped | Parcelization Criteria Alignment Level | Total Potential Area Percentage High Value Cropland | Low Value Cropland used by MWs Mapped | High Value Cropland used by MWs Mapped | Cropland Index Criteria Alignment Level | Majority of Area within Critically Overdrafted Basin | Overdrafted Basin Criteria Alignment Level | Total Potential Area Percentage Tier 2 | Total Potential Area Percentage Tier 3 | Total Potential Area Percentage Tier 2 or 3 | Fire Threat Criteria Alignment Level | Total Potential Area Percentage Higher Implications | Low Implications Area used by MWs Mapped | Higher Implications Area used by MWs Mapped | ACE Connectivity Criteria Alignment | Total Potential Area Percentage Higher Implications | Low Implications Area used by MWs Mapped | Higher Implications Area used by MWs Mapped | ACE Biodiversity Criteria Alignment | Total Potential Area Percentage Higher Implications | Low Implications Area used by MWs Mapped | Higher Implications Area used by MWs Mapped | ACE Irreplaceability Criteria Alignment | Total Potential Area Percentage Higher Implications | Low Implications Area used by MWs Mapped | Higher Implications Area used by MWs Mapped | All ACE Criteria Alignment | Total Potential Area Percentage Higher Implications | Low Implications Area used by MWs Mapped | Higher Implications Area used by MWs Mapped | Intactness Criteria Alignment | Total Potential Area Percentage Higher Implications | Low Implications Area used by MWs Mapped | Higher Implications Area used by MWs Mapped | Wetlands Criteria Alignment |  | Lower Implications Area used by MWs Mapped | High Implications Area used by MWs Mapped | Core Screen Criteria Alignment Level | Substation's 10th Percentile Value Parcelization | Low Parcelization (P ≤ 6) Area used by MWs Mapped | Medium Parcelization (6 < P ≤ 30) Area used by MWs Mapped | Parcelization Criteria Alignment Level | Total Potential Area Percentage High Value Cropland | Low Value Cropland used by MWs Mapped | High Value Cropland used by MWs Mapped | Cropland Index Criteria Alignment Level | Majority of Area within Critically Overdrafted Basin | Overdrafted Basin Criteria Alignment Level | Total Potential Area Percentage Tier 2 | Total Potential Area Percentage Tier 3 | Total Potential Area Percentage Tier 2 or 3 | Fire Threat Criteria Alignment Level | Total Potential Area Percentage Higher Implications | Low Implications Area used by MWs Mapped | Higher Implications Area used by MWs Mapped | ACE Connectivity Criteria Alignment | Total Potential Area Percentage Higher Implications | Low Implications Area used by MWs Mapped | Higher Implications Area used by MWs Mapped | ACE Biodiversity Criteria Alignment | Total Potential Area Percentage Higher Implications | Low Implications Area used by MWs Mapped | Higher Implications Area used by MWs Mapped | ACE Irreplaceability Criteria Alignment | Total Potential Area Percentage Higher Implications | Low Implications Area used by MWs Mapped | Higher Implications Area used by MWs Mapped | All ACE Criteria Alignment | Total Potential Area Percentage Higher Implications | Low Implications Area used by MWs Mapped | Higher Implications Area used by MWs Mapped | Intactness Criteria Alignment | Total Potential Area Percentage Higher Implications | Low Implications Area used by MWs Mapped | Higher Implications Area used by MWs Mapped | Wetlands Criteria Alignment
1 | Cal Flats | 0 | 0 | 10 | 0% | 0% | 1 | 0.05 | 0% | 0% | 1 | 0% | 0% | 0% | 1 | 0 | 2 | 43% | 57% | 100% | 5 | 17% | 0% | 0% | 1 | 0% | 0% | 0% | 1 | 8% | 0% | 0% | 1 | 25% | 0% | 0% | 1 | 81% | 0% | 0% | 3 | 1% | 0% | 0% | 1 |  | 0% | 0% | 1 | 0.05 | 0% | 0% | 1 | 0% | 0% | 0% | 1 | 0 | 2 | 66% | 33% | 99% | 5 | 45% | 0% | 0% | 1 | 3% | 0% | 0% | 1 | 7% | 0% | 0% | 1 | 50% | 0% | 0% | 2 | 78% | 0% | 0% | 3 | 1% | 0% | 0% | 1 |  | 0% | 0% | 1 | 0.05 | 0% | 0% | 1 | 1% | 0% | 0% | 1 | 0 | 2 | 64% | 18% | 82% | 5 | 48% | 0% | 0% | 1 | 5% | 0% | 0% | 1 | 14% | 0% | 0% | 1 | 56% | 0% | 0% | 2 | 61% | 0% | 0% | 2 | 1% | 0% | 0% | 1 |  | 0% | 0% | 1 | 0.06 | 0% | 0% | 1 | 6% | 0% | 0% | 1 | 0 | 2 | 48% | 14% | 62% | 3 | 49% | 0% | 0% | 1 | 7% | 0% | 0% | 1 | 20% | 0% | 0% | 1 | 57% | 0% | 0% | 2 | 50% | 0% | 0% | 2 | 1% | 0% | 0% | 1
2 | Collinsville | 601 | 6010 | 10 | 42.6% | 0% | 2 | 0.06 | 116.6% | 4.22% | 3 | 0% | 27.66% | 0% | 2 | 0 | 2 | 63% | 0% | 63% | 3 | 17% | 27.94% | 0% | 2 | 31% | 33.29% | 0% | 2 | 26% | 31.15% | 0% | 2 | 35% | 35.67% | 0% | 2 | 1% | 23.35% | 0% | 2 | 22% | 29.69% | 0% | 2 |  | 19.66% | 0% | 1 | 0.06 | 36.08% | 0% | 2 | 2% | 19.42% | 0% | 1 | 0 | 2 | 63% | 0% | 63% | 3 | 14% | 9.278% | 0% | 1 | 39% | 13.06% | 0% | 1 | 36% | 12.32% | 0% | 1 | 49% | 15.72% | 0% | 1 | 3% | 8.213% | 0% | 1 | 20% | 9.969% | 0% | 1 |  | 16.59% | 0% | 1 | 0.07 | 14.96% | 0% | 1 | 18% | 19.42% | 0% | 1 | 0 | 2 | 48% | 0% | 48% | 2 | 15% | 4.297% | 0% | 1 | 39% | 5.942% | 0% | 1 | 37% | 5.776% | 0% | 1 | 49% | 7.067% | 0% | 1 | 7% | 3.915% | 0% | 1 | 21% | 4.578% | 0% | 1 |  | 13.89% | 0% | 1 | 0.12 | 8.689% | 0% | 1 | 31% | 19.42% | 0% | 1 | 0 | 2 | 33% | 0% | 33% | 2 | 19% | 2.395% | 0% | 1 | 33% | 2.866% | 0% | 1 | 33% | 2.904% | 0% | 1 | 46% | 3.609% | 0% | 1 | 6% | 2.051% | 0% | 1 | 16% | 2.312% | 0% | 1
3 | Santa Teresa | 0 | 0 | 10 | 0% | 0% | 1 | 0.13 | 0% | 0% | 1 | 6% | 0% | 0% | 1 | 0 | 2 | 87% | 0% | 87% | 5 | 99% | 0% | 0% | 5 | 32% | 0% | 0% | 1 | 50% | 0% | 0% | 2 | 99% | 0% | 0% | 5 | 37% | 0% | 0% | 1 | 4% | 0% | 0% | 1 |  | 0% | 0% | 1 | 0.1 | 0% | 0% | 1 | 2% | 0% | 0% | 1 | 0 | 2 | 93% | 2% | 95% | 5 | 79% | 0% | 0% | 3 | 27% | 0% | 0% | 1 | 41% | 0% | 0% | 1 | 83% | 0% | 0% | 3 | 53% | 0% | 0% | 2 | 5% | 0% | 0% | 1 |  | 0% | 0% | 1 | 0.15 | 0% | 0% | 1 | 1% | 0% | 0% | 1 | 0 | 2 | 67% | 13% | 80% | 5 | 68% | 0% | 0% | 2 | 21% | 0% | 0% | 1 | 43% | 0% | 0% | 1 | 79% | 0% | 0% | 3 | 58% | 0% | 0% | 2 | 4% | 0% | 0% | 1 |  | 0% | 0% | 1 | 0.16 | 0% | 0% | 1 | 2% | 0% | 0% | 1 | 0 | 2 | 44% | 26% | 70% | 4 | 66% | 0% | 0% | 2 | 25% | 0% | 0% | 1 | 48% | 0% | 0% | 1 | 83% | 0% | 0% | 3 | 59% | 0% | 0% | 2 | 3% | 0% | 0% | 1
4 | Carrizo Gorge | 0 | 0 | 10 | 0% | 0% | 1 | 0.1 | 0% | 0% | 1 | 0% | 0% | 0% | 1 | 0 | 2 | 58% | 35% | 93% | 5 | 0% | 0% | 0% | 1 | 22% | 0% | 0% | 1 | 60% | 0% | 0% | 2 | 62% | 0% | 0% | 2 | 21% | 0% | 0% | 1 | 2% | 0% | 0% | 1 |  | 0% | 0% | 1 | 0.09 | 0% | 0% | 1 | 0% | 0% | 0% | 1 | 0 | 2 | 34% | 54% | 88% | 5 | 9% | 0% | 0% | 1 | 9% | 0% | 0% | 1 | 29% | 0% | 0% | 1 | 37% | 0% | 0% | 1 | 32% | 0% | 0% | 1 | 2% | 0% | 0% | 1 |  | 0% | 0% | 1 | 0.09 | 0% | 0% | 1 | 0% | 0% | 0% | 1 | 0 | 2 | 22% | 62% | 84% | 5 | 9% | 0% | 0% | 1 | 21% | 0% | 0% | 1 | 31% | 0% | 0% | 1 | 48% | 0% | 0% | 1 | 39% | 0% | 0% | 1 | 2% | 0% | 0% | 1 |  | 0% | 0% | 1 | 0.08 | 0% | 0% | 1 | 0% | 0% | 0% | 1 | 0 | 2 | 16% | 63% | 79% | 5 | 14% | 0% | 0% | 1 | 25% | 0% | 0% | 1 | 34% | 0% | 0% | 1 | 54% | 0% | 0% | 2 | 44% | 0% | 0% | 1 | 2% | 0% | 0% | 1
5 | Avenal | 0 | 0 | 0 | 0% | 0% | 1 | 0.05 | 0% | 0% | 1 | 6% | 0% | 0% | 1 | 0 | 2 | 36% | 0% | 36% | 2 | 39% | 0% | 0% | 1 | 0% | 0% | 0% | 1 | 31% | 0% | 0% | 1 | 67% | 0% | 0% | 2 | 21% | 0% | 0% | 1 | 0% | 0% | 0% | 1 |  | 0% | 0% | 1 | 0.07 | 0% | 0% | 1 | 16% | 0% | 0% | 1 | 0 | 2 | 36% | 0% | 36% | 2 | 51% | 0% | 0% | 2 | 1% | 0% | 0% | 1 | 18% | 0% | 0% | 1 | 65% | 0% | 0% | 2 | 29% | 0% | 0% | 1 | 0% | 0% | 0% | 1 |  | 0% | 0% | 1 | 0.07 | 0% | 0% | 1 | 26% | 0% | 0% | 1 | 0 | 2 | 30% | 1% | 31% | 2 | 43% | 0% | 0% | 1 | 2% | 0% | 0% | 1 | 16% | 0% | 0% | 1 | 53% | 0% | 0% | 2 | 24% | 0% | 0% | 1 | 1% | 0% | 0% | 1 |  | 0% | 0% | 1 | 0.07 | 0% | 0% | 1 | 25% | 0% | 0% | 1 | 0 | 2 | 28% | 4% | 32% | 2 | 47% | 0% | 0% | 1 | 6% | 0% | 0% | 1 | 18% | 0% | 0% | 1 | 56% | 0% | 0% | 2 | 24% | 0% | 0% | 1 | 1% | 0% | 0% | 1
6 | Crazy Horse Canyon | 0 | 0 | 10 | 0% | 0% | 1 | 0.14 | 0% | 0% | 1 | 12% | 0% | 0% | 1 | 0 | 2 | 66% | 0% | 66% | 3 | 60% | 0% | 0% | 2 | 10% | 0% | 0% | 1 | 19% | 0% | 0% | 1 | 65% | 0% | 0% | 2 | 35% | 0% | 0% | 1 | 9% | 0% | 0% | 1 |  | 0% | 0% | 1 | 0.17 | 0% | 0% | 1 | 32% | 0% | 0% | 1 | 0 | 2 | 38% | 0% | 38% | 2 | 24% | 0% | 0% | 1 | 17% | 0% | 0% | 1 | 21% | 0% | 0% | 1 | 41% | 0% | 0% | 1 | 19% | 0% | 0% | 1 | 6% | 0% | 0% | 1 |  | 0% | 0% | 1 | 0.14 | 0% | 0% | 1 | 33% | 0% | 0% | 1 | 0 | 2 | 33% | 4% | 37% | 2 | 26% | 0% | 0% | 1 | 15% | 0% | 0% | 1 | 22% | 0% | 0% | 1 | 44% | 0% | 0% | 1 | 24% | 0% | 0% | 1 | 5% | 0% | 0% | 1 |  | 0% | 0% | 1 | 0.14 | 0% | 0% | 1 | 27% | 0% | 0% | 1 | 0 | 2 | 43% | 6% | 49% | 2 | 36% | 0% | 0% | 1 | 14% | 0% | 0% | 1 | 25% | 0% | 0% | 1 | 53% | 0% | 0% | 2 | 32% | 0% | 0% | 1 | 5% | 0% | 0% | 1
7 | Estrella | 0 | 0 | 10 | 0% | 0% | 1 | 0.21 | 0% | 0% | 1 | 18% | 0% | 0% | 1 | 0 | 2 | 5% | 0% | 5% | 1 | 0% | 0% | 0% | 1 | 0% | 0% | 0% | 1 | 23% | 0% | 0% | 1 | 23% | 0% | 0% | 1 | 4% | 0% | 0% | 1 | 5% | 0% | 0% | 1 |  | 0% | 0% | 1 | 0.17 | 0% | 0% | 1 | 11% | 0% | 0% | 1 | 0 | 2 | 33% | 0% | 33% | 2 | 5% | 0% | 0% | 1 | 2% | 0% | 0% | 1 | 17% | 0% | 0% | 1 | 23% | 0% | 0% | 1 | 19% | 0% | 0% | 1 | 2% | 0% | 0% | 1 |  | 0% | 0% | 1 | 0.13 | 0% | 0% | 1 | 7% | 0% | 0% | 1 | 0 | 2 | 55% | 4% | 59% | 3 | 17% | 0% | 0% | 1 | 12% | 0% | 0% | 1 | 24% | 0% | 0% | 1 | 33% | 0% | 0% | 1 | 32% | 0% | 0% | 1 | 2% | 0% | 0% | 1 |  | 0% | 0% | 1 | 0.1 | 0% | 0% | 1 | 5% | 0% | 0% | 1 | 0 | 2 | 58% | 13% | 71% | 3 | 26% | 0% | 0% | 1 | 15% | 0% | 0% | 1 | 28% | 0% | 0% | 1 | 43% | 0% | 0% | 1 | 42% | 0% | 0% | 1 | 3% | 0% | 0% | 1
8 | Ocean Ranch | 0 | 0 | 10 | 0% | 0% | 1 | 0.4 | 0% | 0% | 1 | 22% | 0% | 0% | 1 | 0 | 2 | 0% | 0% | 0% | 1 | 32% | 0% | 0% | 1 | 38% | 0% | 0% | 1 | 39% | 0% | 0% | 1 | 39% | 0% | 0% | 1 | 0% | 0% | 0% | 1 | 6% | 0% | 0% | 1 |  | 0% | 0% | 1 | 0.37 | 0% | 0% | 1 | 9% | 0% | 0% | 1 | 0 | 2 | 12% | 0% | 12% | 1 | 74% | 0% | 0% | 3 | 39% | 0% | 0% | 1 | 57% | 0% | 0% | 2 | 85% | 0% | 0% | 3 | 4% | 0% | 0% | 1 | 6% | 0% | 0% | 1 |  | 0% | 0% | 1 | 0.4 | 0% | 0% | 1 | 5% | 0% | 0% | 1 | 0 | 2 | 51% | 6% | 57% | 3 | 51% | 0% | 0% | 2 | 17% | 0% | 0% | 1 | 36% | 0% | 0% | 1 | 61% | 0% | 0% | 2 | 4% | 0% | 0% | 1 | 7% | 0% | 0% | 1 |  | 0% | 0% | 1 | 0.37 | 0% | 0% | 1 | 5% | 0% | 0% | 1 | 0 | 2 | 48% | 31% | 79% | 5 | 56% | 0% | 0% | 2 | 16% | 0% | 0% | 1 | 33% | 0% | 0% | 1 | 65% | 0% | 0% | 2 | 11% | 0% | 0% | 1 | 7% | 0% | 0% | 1
9 | Green Valley | 0 | 0 | 10 | 0% | 0% | 1 | 0.24 | 0% | 0% | 1 | 30% | 0% | 0% | 1 | 0 | 2 | 1% | 0% | 1% | 1 | 30% | 0% | 0% | 1 | 25% | 0% | 0% | 1 | 52% | 0% | 0% | 2 | 66% | 0% | 0% | 2 | 12% | 0% | 0% | 1 | 5% | 0% | 0% | 1 |  | 0% | 0% | 1 | 0.23 | 0% | 0% | 1 | 18% | 0% | 0% | 1 | 0 | 2 | 26% | 0% | 26% | 2 | 40% | 0% | 0% | 1 | 23% | 0% | 0% | 1 | 38% | 0% | 0% | 1 | 69% | 0% | 0% | 2 | 26% | 0% | 0% | 1 | 6% | 0% | 0% | 1 |  | 0% | 0% | 1 | 0.22 | 0% | 0% | 1 | 19% | 0% | 0% | 1 | 0 | 2 | 34% | 0% | 34% | 2 | 39% | 0% | 0% | 1 | 16% | 0% | 0% | 1 | 29% | 0% | 0% | 1 | 60% | 0% | 0% | 2 | 25% | 0% | 0% | 1 | 5% | 0% | 0% | 1 |  | 0% | 0% | 1 | 0.19 | 0% | 0% | 1 | 21% | 0% | 0% | 1 | 0 | 2 | 40% | 0% | 40% | 2 | 39% | 0% | 0% | 1 | 16% | 0% | 0% | 1 | 30% | 0% | 0% | 1 | 58% | 0% | 0% | 2 | 26% | 0% | 0% | 1 | 5% | 0% | 0% | 1
10 | Union (Estrella) | 0 | 0 | 10 | 0% | 0% | 1 | 0.21 | 0% | 0% | 1 | 18% | 0% | 0% | 1 | 0 | 2 | 5% | 0% | 5% | 1 | 0% | 0% | 0% | 1 | 0% | 0% | 0% | 1 | 23% | 0% | 0% | 1 | 23% | 0% | 0% | 1 | 4% | 0% | 0% | 1 | 5% | 0% | 0% | 1 |  | 0% | 0% | 1 | 0.17 | 0% | 0% | 1 | 11% | 0% | 0% | 1 | 0 | 2 | 33% | 0% | 33% | 2 | 5% | 0% | 0% | 1 | 2% | 0% | 0% | 1 | 17% | 0% | 0% | 1 | 23% | 0% | 0% | 1 | 19% | 0% | 0% | 1 | 2% | 0% | 0% | 1 |  | 0% | 0% | 1 | 0.13 | 0% | 0% | 1 | 7% | 0% | 0% | 1 | 0 | 2 | 55% | 4% | 59% | 3 | 17% | 0% | 0% | 1 | 12% | 0% | 0% | 1 | 24% | 0% | 0% | 1 | 33% | 0% | 0% | 1 | 32% | 0% | 0% | 1 | 2% | 0% | 0% | 1 |  | 0% | 0% | 1 | 0.1 | 0% | 0% | 1 | 5% | 0% | 0% | 1 | 0 | 2 | 58% | 13% | 71% | 3 | 26% | 0% | 0% | 1 | 15% | 0% | 0% | 1 | 28% | 0% | 0% | 1 | 43% | 0% | 0% | 1 | 42% | 0% | 0% | 1 | 3% | 0% | 0% | 1
11 | Crescent | 35 | 350 | 10 | 1.354% | 0% | 1 | 0.06 | 2.764% | 0% | 1 | 13% | 0.9959% | 0% | 1 | 0 | 2 | 1% | 0% | 1% | 1 | 34% | 1.253% | 0% | 1 | 8% | 0.9004% | 0% | 1 | 8% | 0.9004% | 0% | 1 | 34% | 1.253% | 0% | 1 | 0% | 0.8274% | 0% | 1 | 0% | 0.8313% | 0% | 1 |  | 0.3436% | 0% | 1 | 0.07 | 0.7304% | 0% | 1 | 24% | 0.2679% | 0% | 1 | 0 | 2 | 0% | 0% | 0% | 1 | 24% | 0.2508% | 0% | 1 | 6% | 0.2019% | 0% | 1 | 6% | 0.2024% | 0% | 1 | 26% | 0.2573% | 0% | 1 | 0% | 0.1896% | 0% | 1 | 1% | 0.1922% | 0% | 1 |  | 0.1988% | 0% | 1 | 0.07 | 0.4654% | 0% | 1 | 38% | 0.2679% | 0% | 1 | 0 | 2 | 1% | 0% | 1% | 1 | 18% | 0.106% | 0% | 1 | 7% | 0.09356% | 0% | 1 | 9% | 0.09563% | 0% | 1 | 24% | 0.114% | 0% | 1 | 0% | 0.08688% | 0% | 1 | 2% | 0.08836% | 0% | 1 |  | 0.1468% | 0% | 1 | 0.08 | 0.2636% | 0% | 1 | 44% | 0.2679% | 0% | 1 | 0 | 2 | 6% | 0% | 6% | 1 | 23% | 0.06531% | 0% | 1 | 7% | 0.05394% | 0% | 1 | 10% | 0.05582% | 0% | 1 | 28% | 0.06992% | 0% | 1 | 4% | 0.05251% | 0% | 1 | 2% | 0.05114% | 0% | 1
12 | Vincent | 2050 | 20500 | 10 | 213.9% | 211.2% | 5 | 0.47 | 512500% | 1425% | 5 | 0% | 545950% | 77979% | 5 | 0 | 2 | 28% | 0% | 28% | 2 | 0% | 139% | 999.9% | 5 | 22% | 177.5% | 279.3% | 5 | 13% | 159.5% | 402.8% | 5 | 22% | 177.5% | 279.3% | 5 | 14% | 162.3% | 370.6% | 5 | 2% | 141.6% | 2221% | 5 |  | 114.3% | 8.537% | 4 | 0.35 | 1207% | 159.7% | 5 | 2% | 3039% | 77979% | 5 | 0 | 2 | 40% | 3% | 43% | 2 | 10% | 47.66% | 0% | 2 | 35% | 66.01% | 0% | 3 | 23% | 55.61% | 0% | 3 | 45% | 78.33% | 0% | 4 | 28% | 59.72% | 0% | 3 | 2% | 43.67% | 0% | 2 |  | 56.68% | 0% | 3 | 0.4 | 584.2% | 60% | 5 | 5% | 3039% | 77979% | 5 | 0 | 2 | 22% | 10% | 32% | 3 | 11% | 18.52% | 0% | 1 | 45% | 29.77% | 0% | 2 | 28% | 23.02% | 0% | 2 | 56% | 37.18% | 0% | 2 | 25% | 22.04% | 0% | 2 | 3% | 16.96% | 0% | 1 |  | 26.45% | 0% | 2 | 0.49 | 174.1% | 20.96% | 5 | 5% | 3039% | 77979% | 5 | 0 | 2 | 16% | 11% | 27% | 3 | 12% | 9.105% | 0% | 1 | 44% | 14.35% | 0% | 1 | 29% | 11.31% | 0% | 1 | 56% | 18.21% | 0% | 2 | 24% | 10.46% | 0% | 1 | 3% | 8.231% | 0% | 1
13 | El Nido (PGE) | 0 | 0 | 10 | 0% | 0% | 1 | 0.08 | 0% | 0% | 1 | 34% | 0% | 0% | 1 | 0 | 2 | 0% | 0% | 0% | 1 | 24% | 0% | 0% | 1 | 20% | 0% | 0% | 1 | 29% | 0% | 0% | 1 | 45% | 0% | 0% | 1 | 2% | 0% | 0% | 1 | 7% | 0% | 0% | 1 |  | 0% | 0% | 1 | 0.08 | 0% | 0% | 1 | 36% | 0% | 0% | 1 | 0 | 2 | 4% | 0% | 4% | 1 | 41% | 0% | 0% | 1 | 25% | 0% | 0% | 1 | 28% | 0% | 0% | 1 | 56% | 0% | 0% | 2 | 1% | 0% | 0% | 1 | 7% | 0% | 0% | 1 |  | 0% | 0% | 1 | 0.1 | 0% | 0% | 1 | 39% | 0% | 0% | 1 | 0 | 2 | 9% | 0% | 9% | 1 | 41% | 0% | 0% | 1 | 16% | 0% | 0% | 1 | 22% | 0% | 0% | 1 | 51% | 0% | 0% | 2 | 1% | 0% | 0% | 1 | 7% | 0% | 0% | 1 |  | 0% | 0% | 1 | 0.09 | 0% | 0% | 1 | 33% | 0% | 0% | 1 | 0 | 2 | 18% | 0% | 18% | 1 | 44% | 0% | 0% | 1 | 24% | 0% | 0% | 1 | 28% | 0% | 0% | 1 | 54% | 0% | 0% | 2 | 5% | 0% | 0% | 1 | 12% | 0% | 0% | 1
14 | Cortina | 0 | 0 | 10 | 0% | 0% | 1 | 0.08 | 0% | 0% | 1 | 48% | 0% | 0% | 1 | 0 | 2 | 21% | 22% | 43% | 4 | 42% | 0% | 0% | 1 | 6% | 0% | 0% | 1 | 29% | 0% | 0% | 1 | 70% | 0% | 0% | 3 | 27% | 0% | 0% | 1 | 1% | 0% | 0% | 1 |  | 0% | 0% | 1 | 0.07 | 0% | 0% | 1 | 38% | 0% | 0% | 1 | 0 | 2 | 15% | 30% | 45% | 5 | 37% | 0% | 0% | 1 | 12% | 0% | 0% | 1 | 46% | 0% | 0% | 1 | 73% | 0% | 0% | 3 | 35% | 0% | 0% | 1 | 1% | 0% | 0% | 1 |  | 0% | 0% | 1 | 0.07 | 0% | 0% | 1 | 36% | 0% | 0% | 1 | 0 | 2 | 13% | 32% | 45% | 5 | 41% | 0% | 0% | 1 | 11% | 0% | 0% | 1 | 45% | 0% | 0% | 1 | 73% | 0% | 0% | 3 | 36% | 0% | 0% | 1 | 2% | 0% | 0% | 1 |  | 0% | 0% | 1 | 0.07 | 0% | 0% | 1 | 36% | 0% | 0% | 1 | 0 | 2 | 15% | 30% | 45% | 5 | 42% | 0% | 0% | 1 | 14% | 0% | 0% | 1 | 41% | 0% | 0% | 1 | 70% | 0% | 0% | 3 | 36% | 0% | 0% | 1 | 3% | 0% | 0% | 1
15 | Delta Pumps | 0 | 0 | 0 | 0% | 0% | 1 | 0.15 | 0% | 0% | 1 | 18% | 0% | 0% | 1 | 0 | 2 | 76% | 0% | 76% | 5 | 72% | 0% | 0% | 3 | 59% | 0% | 0% | 2 | 69% | 0% | 0% | 2 | 91% | 0% | 0% | 4 | 9% | 0% | 0% | 1 | 10% | 0% | 0% | 1 |  | 0% | 0% | 1 | 0.13 | 0% | 0% | 1 | 37% | 0% | 0% | 1 | 0 | 2 | 51% | 0% | 51% | 3 | 51% | 0% | 0% | 2 | 44% | 0% | 0% | 1 | 48% | 0% | 0% | 1 | 66% | 0% | 0% | 2 | 10% | 0% | 0% | 1 | 6% | 0% | 0% | 1 |  | 0% | 0% | 1 | 0.14 | 0% | 0% | 1 | 39% | 0% | 0% | 1 | 0 | 2 | 47% | 2% | 49% | 2 | 46% | 0% | 0% | 1 | 40% | 0% | 0% | 1 | 42% | 0% | 0% | 1 | 60% | 0% | 0% | 2 | 19% | 0% | 0% | 1 | 7% | 0% | 0% | 1 |  | 0% | 0% | 1 | 0.14 | 0% | 0% | 1 | 40% | 0% | 0% | 1 | 0 | 2 | 40% | 5% | 45% | 2 | 44% | 0% | 0% | 1 | 36% | 0% | 0% | 1 | 38% | 0% | 0% | 1 | 59% | 0% | 0% | 2 | 21% | 0% | 0% | 1 | 7% | 0% | 0% | 1
16 | Morgan Hill | 0 | 0 | 10 | 0% | 0% | 1 | 0.23 | 0% | 0% | 1 | 2% | 0% | 0% | 1 | 0 | 2 | 92% | 0% | 92% | 5 | 53% | 0% | 0% | 2 | 7% | 0% | 0% | 1 | 10% | 0% | 0% | 1 | 53% | 0% | 0% | 2 | 40% | 0% | 0% | 1 | 8% | 0% | 0% | 1 |  | 0% | 0% | 1 | 0.17 | 0% | 0% | 1 | 5% | 0% | 0% | 1 | 0 | 2 | 78% | 1% | 79% | 5 | 70% | 0% | 0% | 3 | 13% | 0% | 0% | 1 | 25% | 0% | 0% | 1 | 70% | 0% | 0% | 3 | 45% | 0% | 0% | 1 | 5% | 0% | 0% | 1 |  | 0% | 0% | 1 | 0.14 | 0% | 0% | 1 | 8% | 0% | 0% | 1 | 0 | 2 | 53% | 16% | 69% | 3 | 69% | 0% | 0% | 2 | 12% | 0% | 0% | 1 | 29% | 0% | 0% | 1 | 75% | 0% | 0% | 3 | 54% | 0% | 0% | 2 | 4% | 0% | 0% | 1 |  | 0% | 0% | 1 | 0.15 | 0% | 0% | 1 | 10% | 0% | 0% | 1 | 0 | 2 | 45% | 19% | 64% | 3 | 56% | 0% | 0% | 2 | 19% | 0% | 0% | 1 | 32% | 0% | 0% | 1 | 70% | 0% | 0% | 3 | 51% | 0% | 0% | 2 | 4% | 0% | 0% | 1
17 | Jessup | 0 | 0 | 10 | 0% | 0% | 1 | 0.37 | 0% | 0% | 1 | 8% | 0% | 0% | 1 | 0 | 2 | 51% | 39% | 90% | 5 | 55% | 0% | 0% | 2 | 15% | 0% | 0% | 1 | 15% | 0% | 0% | 1 | 56% | 0% | 0% | 2 | 17% | 0% | 0% | 1 | 8% | 0% | 0% | 1 |  | 0% | 0% | 1 | 0.33 | 0% | 0% | 1 | 7% | 0% | 0% | 1 | 0 | 2 | 69% | 26% | 95% | 5 | 57% | 0% | 0% | 2 | 24% | 0% | 0% | 1 | 23% | 0% | 0% | 1 | 70% | 0% | 0% | 3 | 21% | 0% | 0% | 1 | 17% | 0% | 0% | 1 |  | 0% | 0% | 1 | 0.26 | 0% | 0% | 1 | 3% | 0% | 0% | 1 | 0 | 2 | 65% | 31% | 96% | 5 | 54% | 0% | 0% | 2 | 14% | 0% | 0% | 1 | 14% | 0% | 0% | 1 | 61% | 0% | 0% | 2 | 42% | 0% | 0% | 1 | 11% | 0% | 0% | 1 |  | 0% | 0% | 1 | 0.19 | 0% | 0% | 1 | 2% | 0% | 0% | 1 | 0 | 2 | 62% | 34% | 96% | 5 | 44% | 0% | 0% | 1 | 11% | 0% | 0% | 1 | 16% | 0% | 0% | 1 | 53% | 0% | 0% | 2 | 54% | 0% | 0% | 2 | 9% | 0% | 0% | 1
18 | Elk Hills | 0 | 0 | 10 | 0% | 0% | 1 | 0.05 | 0% | 0% | 1 | 2% | 0% | 0% | 1 | 0 | 2 | 5% | 0% | 5% | 1 | 32% | 0% | 0% | 1 | 89% | 0% | 0% | 3 | 100% | 0% | 0% | 5 | 100% | 0% | 0% | 5 | 1% | 0% | 0% | 1 | 1% | 0% | 0% | 1 |  | 0% | 0% | 1 | 0.05 | 0% | 0% | 1 | 21% | 0% | 0% | 1 | 0 | 2 | 9% | 0% | 9% | 1 | 37% | 0% | 0% | 1 | 61% | 0% | 0% | 2 | 90% | 0% | 0% | 4 | 92% | 0% | 0% | 4 | 2% | 0% | 0% | 1 | 8% | 0% | 0% | 1 |  | 0% | 0% | 1 | 0.08 | 0% | 0% | 1 | 39% | 0% | 0% | 1 | 0 | 2 | 6% | 0% | 6% | 1 | 27% | 0% | 0% | 1 | 41% | 0% | 0% | 1 | 69% | 0% | 0% | 2 | 73% | 0% | 0% | 3 | 2% | 0% | 0% | 1 | 7% | 0% | 0% | 1 |  | 0% | 0% | 1 | 0.09 | 0% | 0% | 1 | 44% | 0% | 0% | 1 | 0 | 2 | 5% | 0% | 5% | 1 | 19% | 0% | 0% | 1 | 31% | 0% | 0% | 1 | 57% | 0% | 0% | 2 | 62% | 0% | 0% | 2 | 4% | 0% | 0% | 1 | 5% | 0% | 0% | 1
19 | Ignacio | 0 | 0 | 10 | 0% | 0% | 1 | 0.18 | 0% | 0% | 1 | 0% | 0% | 0% | 1 | 0 | 2 | 24% | 0% | 24% | 2 | 14% | 0% | 0% | 1 | 28% | 0% | 0% | 1 | 36% | 0% | 0% | 1 | 46% | 0% | 0% | 1 | 21% | 0% | 0% | 1 | 19% | 0% | 0% | 1 |  | 0% | 0% | 1 | 0.14 | 0% | 0% | 1 | 3% | 0% | 0% | 1 | 0 | 2 | 48% | 0% | 48% | 2 | 63% | 0% | 0% | 2 | 27% | 0% | 0% | 1 | 38% | 0% | 0% | 1 | 71% | 0% | 0% | 3 | 31% | 0% | 0% | 1 | 8% | 0% | 0% | 1 |  | 0% | 0% | 1 | 0.29 | 0% | 0% | 1 | 7% | 0% | 0% | 1 | 0 | 2 | 45% | 0% | 45% | 2 | 60% | 0% | 0% | 2 | 29% | 0% | 0% | 1 | 51% | 0% | 0% | 2 | 79% | 0% | 0% | 3 | 28% | 0% | 0% | 1 | 8% | 0% | 0% | 1 |  | 0% | 0% | 1 | 0.36 | 0% | 0% | 1 | 6% | 0% | 0% | 1 | 0 | 2 | 46% | 0% | 46% | 2 | 57% | 0% | 0% | 2 | 29% | 0% | 0% | 1 | 56% | 0% | 0% | 2 | 83% | 0% | 0% | 3 | 30% | 0% | 0% | 1 | 7% | 0% | 0% | 1
20 | Malin | 0 | 0 | 10 | 0% | 0% | 1 | 0 | 0% | 0% | 1 | 10% | 0% | 0% | 1 | 0 | 2 | 20% | 0% | 20% | 2 | 54% | 0% | 0% | 2 | 0% | 0% | 0% | 1 | 0% | 0% | 0% | 1 | 54% | 0% | 0% | 2 | 26% | 0% | 0% | 1 | 2% | 0% | 0% | 1 |  | 0% | 0% | 1 | 0.01 | 0% | 0% | 1 | 26% | 0% | 0% | 1 | 0 | 2 | 8% | 0% | 8% | 1 | 52% | 0% | 0% | 2 | 0% | 0% | 0% | 1 | 0% | 0% | 0% | 1 | 52% | 0% | 0% | 2 | 40% | 0% | 0% | 1 | 1% | 0% | 0% | 1 |  | 0% | 0% | 1 | 0.01 | 0% | 0% | 1 | 25% | 0% | 0% | 1 | 0 | 2 | 5% | 0% | 5% | 1 | 52% | 0% | 0% | 2 | 3% | 0% | 0% | 1 | 0% | 0% | 0% | 1 | 55% | 0% | 0% | 2 | 46% | 0% | 0% | 1 | 2% | 0% | 0% | 1 |  | 0% | 0% | 1 | 0.01 | 0% | 0% | 1 | 16% | 0% | 0% | 1 | 0 | 2 | 6% | 0% | 6% | 1 | 62% | 0% | 0% | 2 | 10% | 0% | 0% | 1 | 7% | 0% | 0% | 1 | 65% | 0% | 0% | 2 | 61% | 0% | 0% | 2 | 3% | 0% | 0% | 1
21 | Redbud | 0 | 0 | 10 | 0% | 0% | 1 | 0.13 | 0% | 0% | 1 | 4% | 0% | 0% | 1 | 0 | 2 | 53% | 44% | 97% | 5 | 26% | 0% | 0% | 1 | 0% | 0% | 0% | 1 | 15% | 0% | 0% | 1 | 41% | 0% | 0% | 1 | 27% | 0% | 0% | 1 | 1% | 0% | 0% | 1 |  | 0% | 0% | 1 | 0.14 | 0% | 0% | 1 | 8% | 0% | 0% | 1 | 0 | 2 | 41% | 51% | 92% | 5 | 20% | 0% | 0% | 1 | 33% | 0% | 0% | 1 | 49% | 0% | 0% | 1 | 64% | 0% | 0% | 2 | 23% | 0% | 0% | 1 | 1% | 0% | 0% | 1 |  | 0% | 0% | 1 | 0.15 | 0% | 0% | 1 | 6% | 0% | 0% | 1 | 0 | 2 | 30% | 62% | 92% | 5 | 37% | 0% | 0% | 1 | 34% | 0% | 0% | 1 | 67% | 0% | 0% | 2 | 77% | 0% | 0% | 3 | 28% | 0% | 0% | 1 | 2% | 0% | 0% | 1 |  | 0% | 0% | 1 | 0.1 | 0% | 0% | 1 | 4% | 0% | 0% | 1 | 0 | 2 | 32% | 61% | 93% | 5 | 49% | 0% | 0% | 1 | 30% | 0% | 0% | 1 | 53% | 0% | 0% | 2 | 76% | 0% | 0% | 3 | 41% | 0% | 0% | 1 | 2% | 0% | 0% | 1
22 | Arcata | 0 | 0 | 10 | 0% | 0% | 1 | 0.17 | 0% | 0% | 1 | 0% | 0% | 0% | 1 | 0 | 2 | 0% | 0% | 0% | 1 | 6% | 0% | 0% | 1 | 48% | 0% | 0% | 1 | 73% | 0% | 0% | 3 | 73% | 0% | 0% | 3 | 18% | 0% | 0% | 1 | 33% | 0% | 0% | 1 |  | 0% | 0% | 1 | 0.13 | 0% | 0% | 1 | 0% | 0% | 0% | 1 | 0 | 2 | 0% | 0% | 0% | 1 | 10% | 0% | 0% | 1 | 48% | 0% | 0% | 1 | 60% | 0% | 0% | 2 | 64% | 0% | 0% | 2 | 26% | 0% | 0% | 1 | 12% | 0% | 0% | 1 |  | 0% | 0% | 1 | 0.08 | 0% | 0% | 1 | 0% | 0% | 0% | 1 | 0 | 2 | 0% | 0% | 0% | 1 | 5% | 0% | 0% | 1 | 32% | 0% | 0% | 1 | 39% | 0% | 0% | 1 | 41% | 0% | 0% | 1 | 24% | 0% | 0% | 1 | 7% | 0% | 0% | 1 |  | 0% | 0% | 1 | 0.07 | 0% | 0% | 1 | 0% | 0% | 0% | 1 | 0 | 2 | 1% | 0% | 1% | 1 | 5% | 0% | 0% | 1 | 27% | 0% | 0% | 1 | 31% | 0% | 0% | 1 | 34% | 0% | 0% | 1 | 24% | 0% | 0% | 1 | 10% | 0% | 0% | 1
23 | Suncrest | 0 | 0 | 10 | 0% | 0% | 1 | 0.13 | 0% | 0% | 1 | 0% | 0% | 0% | 1 | 0 | 2 | 13% | 87% | 100% | 5 | 18% | 0% | 0% | 1 | 26% | 0% | 0% | 1 | 49% | 0% | 0% | 1 | 57% | 0% | 0% | 2 | 51% | 0% | 0% | 2 | 4% | 0% | 0% | 1 |  | 0% | 0% | 1 | 0.13 | 0% | 0% | 1 | 0% | 0% | 0% | 1 | 0 | 2 | 9% | 91% | 100% | 5 | 19% | 0% | 0% | 1 | 29% | 0% | 0% | 1 | 58% | 0% | 0% | 2 | 64% | 0% | 0% | 2 | 55% | 0% | 0% | 2 | 4% | 0% | 0% | 1 |  | 0% | 0% | 1 | 0.11 | 0% | 0% | 1 | 0% | 0% | 0% | 1 | 0 | 2 | 8% | 91% | 99% | 5 | 20% | 0% | 0% | 1 | 35% | 0% | 0% | 1 | 60% | 0% | 0% | 2 | 72% | 0% | 0% | 3 | 54% | 0% | 0% | 2 | 4% | 0% | 0% | 1 |  | 0% | 0% | 1 | 0.12 | 0% | 0% | 1 | 0% | 0% | 0% | 1 | 0 | 2 | 10% | 89% | 99% | 5 | 25% | 0% | 0% | 1 | 32% | 0% | 0% | 1 | 53% | 0% | 0% | 2 | 68% | 0% | 0% | 2 | 50% | 0% | 0% | 2 | 4% | 0% | 0% | 1
24 | Cressey | 0 | 0 | 10 | 0% | 0% | 1 | 0.16 | 0% | 0% | 1 | 60% | 0% | 0% | 2 | 0 | 2 | 4% | 0% | 4% | 1 | 16% | 0% | 0% | 1 | 9% | 0% | 0% | 1 | 7% | 0% | 0% | 1 | 25% | 0% | 0% | 1 | 0% | 0% | 0% | 1 | 6% | 0% | 0% | 1 |  | 0% | 0% | 1 | 0.12 | 0% | 0% | 1 | 45% | 0% | 0% | 1 | 0 | 2 | 9% | 0% | 9% | 1 | 21% | 0% | 0% | 1 | 15% | 0% | 0% | 1 | 21% | 0% | 0% | 1 | 35% | 0% | 0% | 1 | 1% | 0% | 0% | 1 | 6% | 0% | 0% | 1 |  | 0% | 0% | 1 | 0.12 | 0% | 0% | 1 | 40% | 0% | 0% | 1 | 0 | 2 | 18% | 0% | 18% | 1 | 30% | 0% | 0% | 1 | 23% | 0% | 0% | 1 | 30% | 0% | 0% | 1 | 45% | 0% | 0% | 1 | 5% | 0% | 0% | 1 | 8% | 0% | 0% | 1 |  | 0% | 0% | 1 | 0.1 | 0% | 0% | 1 | 37% | 0% | 0% | 1 | 0 | 2 | 24% | 0% | 24% | 2 | 41% | 0% | 0% | 1 | 29% | 0% | 0% | 1 | 35% | 0% | 0% | 1 | 54% | 0% | 0% | 2 | 13% | 0% | 0% | 1 | 12% | 0% | 0% | 1
25 | Kearny | 0 | 0 | 0 | 0% | 0% | 1 | 0.02 | 0% | 0% | 1 | 0% | 0% | 0% | 1 | 0 | 2 | 79% | 0% | 79% | 5 | 0% | 0% | 0% | 1 | 100% | 0% | 0% | 5 | 0% | 0% | 0% | 1 | 100% | 0% | 0% | 5 | 0% | 0% | 0% | 1 | 24% | 0% | 0% | 1 |  | 0% | 0% | 1 | 0.24 | 0% | 0% | 1 | 0% | 0% | 0% | 1 | 0 | 2 | 26% | 0% | 26% | 2 | 26% | 0% | 0% | 1 | 27% | 0% | 0% | 1 | 47% | 0% | 0% | 1 | 73% | 0% | 0% | 3 | 3% | 0% | 0% | 1 | 2% | 0% | 0% | 1 |  | 0% | 0% | 1 | 0.21 | 0% | 0% | 1 | 0% | 0% | 0% | 1 | 0 | 2 | 15% | 41% | 56% | 5 | 42% | 0% | 0% | 1 | 39% | 0% | 0% | 1 | 64% | 0% | 0% | 2 | 90% | 0% | 0% | 4 | 10% | 0% | 0% | 1 | 2% | 0% | 0% | 1 |  | 0% | 0% | 1 | 0.22 | 0% | 0% | 1 | 1% | 0% | 0% | 1 | 0 | 2 | 38% | 44% | 82% | 5 | 49% | 0% | 0% | 1 | 53% | 0% | 0% | 2 | 71% | 0% | 0% | 3 | 89% | 0% | 0% | 3 | 19% | 0% | 0% | 1 | 4% | 0% | 0% | 1
26 | Victor | 154 | 1540 | 10 | 38.82% | 0% | 2 | 0.6 | 999% | 1262% | 5 | 0% | 0% | 0% | 1 | 0 | 2 | 0% | 0% | 0% | 1 | 0% | 18.01% | 0% | 1 | 54% | 38.82% | 0% | 2 | 8% | 19.66% | 0% | 1 | 54% | 38.82% | 0% | 2 | 0% | 18.01% | 0% | 1 | 0% | 18.01% | 0% | 1 |  | 7.725% | 0% | 1 | 0.5 | 275% | 14.67% | 3 | 0% | 0% | 0% | 1 | 0 | 2 | 0% | 0% | 0% | 1 | 38% | 4.04% | 0% | 1 | 49% | 4.877% | 0% | 1 | 16% | 2.981% | 0% | 1 | 65% | 7.214% | 0% | 2 | 9% | 2.758% | 0% | 1 | 0% | 2.508% | 0% | 1 |  | 3.131% | 0% | 1 | 0.42 | 29.7% | 0% | 2 | 0% | 0% | 0% | 1 | 0 | 2 | 14% | 2% | 16% | 2 | 31% | 1.295% | 0% | 1 | 57% | 2.077% | 0% | 2 | 29% | 1.259% | 0% | 1 | 67% | 2.725% | 0% | 2 | 17% | 1.087% | 0% | 1 | 1% | 0.9103% | 0% | 1 |  | 2.451% | 0% | 1 | 0.38 | 10.05% | 0% | 1 | 1% | 0% | 0% | 1 | 0 | 2 | 13% | 5% | 18% | 2 | 46% | 1.007% | 0% | 1 | 48% | 1.044% | 0% | 1 | 26% | 0.7303% | 0% | 1 | 71% | 1.865% | 0% | 3 | 23% | 0.7045% | 0% | 1 | 2% | 0.5519% | 0% | 1
27 | Millbrae | 0 | 0 | 10 | 0% | 0% | 1 | 0.29 | 0% | 0% | 1 | 0% | 0% | 0% | 1 | 0 | 2 | 0% | 0% | 0% | 1 | 0% | 0% | 0% | 1 | 27% | 0% | 0% | 1 | 48% | 0% | 0% | 1 | 48% | 0% | 0% | 1 | 0% | 0% | 0% | 1 | 8% | 0% | 0% | 1 |  | 0% | 0% | 1 | 0.59 | 0% | 0% | 1 | 2% | 0% | 0% | 1 | 0 | 2 | 0% | 0% | 0% | 1 | 35% | 0% | 0% | 1 | 67% | 0% | 0% | 2 | 76% | 0% | 0% | 3 | 91% | 0% | 0% | 4 | 31% | 0% | 0% | 1 | 10% | 0% | 0% | 1 |  | 0% | 0% | 1 | 0.61 | 0% | 0% | 1 | 1% | 0% | 0% | 1 | 0 | 2 | 0% | 0% | 0% | 1 | 27% | 0% | 0% | 1 | 33% | 0% | 0% | 1 | 51% | 0% | 0% | 2 | 65% | 0% | 0% | 2 | 26% | 0% | 0% | 1 | 10% | 0% | 0% | 1 |  | 0% | 0% | 1 | 0.47 | 0% | 0% | 1 | 1% | 0% | 0% | 1 | 0 | 2 | 1% | 0% | 1% | 1 | 34% | 0% | 0% | 1 | 53% | 0% | 0% | 2 | 65% | 0% | 0% | 2 | 77% | 0% | 0% | 3 | 31% | 0% | 0% | 1 | 10% | 0% | 0% | 1
28 | Arcogen | 0 | 0 | 10 | 0% | 0% | 1 | 0.19 | 0% | 0% | 1 | 0% | 0% | 0% | 1 | 0 | 2 | 0% | 0% | 0% | 1 | 0% | 0% | 0% | 1 | 0% | 0% | 0% | 1 | 54% | 0% | 0% | 2 | 54% | 0% | 0% | 2 | 0% | 0% | 0% | 1 | 0% | 0% | 0% | 1 |  | 0% | 0% | 1 | 0.38 | 0% | 0% | 1 | 0% | 0% | 0% | 1 | 0 | 2 | 0% | 0% | 0% | 1 | 0% | 0% | 0% | 1 | 3% | 0% | 0% | 1 | 58% | 0% | 0% | 2 | 58% | 0% | 0% | 2 | 0% | 0% | 0% | 1 | 0% | 0% | 0% | 1 |  | 0% | 0% | 1 | 0.27 | 0% | 0% | 1 | 0% | 0% | 0% | 1 | 0 | 2 | 0% | 0% | 0% | 1 | 0% | 0% | 0% | 1 | 10% | 0% | 0% | 1 | 61% | 0% | 0% | 2 | 61% | 0% | 0% | 2 | 0% | 0% | 0% | 1 | 0% | 0% | 0% | 1 |  | 0% | 0% | 1 | 0.57 | 0% | 0% | 1 | 0% | 0% | 0% | 1 | 0 | 2 | 0% | 0% | 0% | 1 | 0% | 0% | 0% | 1 | 13% | 0% | 0% | 1 | 74% | 0% | 0% | 3 | 74% | 0% | 0% | 3 | 0% | 0% | 0% | 1 | 2% | 0% | 0% | 1
29 | Soledad | 0 | 0 | 10 | 0% | 0% | 1 | 0.07 | 0% | 0% | 1 | 51% | 0% | 0% | 2 | 0 | 2 | 22% | 17% | 39% | 3 | 20% | 0% | 0% | 1 | 11% | 0% | 0% | 1 | 24% | 0% | 0% | 1 | 32% | 0% | 0% | 1 | 21% | 0% | 0% | 1 | 7% | 0% | 0% | 1 |  | 0% | 0% | 1 | 0.06 | 0% | 0% | 1 | 37% | 0% | 0% | 1 | 0 | 2 | 23% | 31% | 54% | 5 | 36% | 0% | 0% | 1 | 11% | 0% | 0% | 1 | 20% | 0% | 0% | 1 | 45% | 0% | 0% | 1 | 40% | 0% | 0% | 1 | 5% | 0% | 0% | 1 |  | 0% | 0% | 1 | 0.06 | 0% | 0% | 1 | 28% | 0% | 0% | 1 | 0 | 2 | 30% | 36% | 66% | 5 | 37% | 0% | 0% | 1 | 12% | 0% | 0% | 1 | 18% | 0% | 0% | 1 | 44% | 0% | 0% | 1 | 45% | 0% | 0% | 1 | 4% | 0% | 0% | 1 |  | 0% | 0% | 1 | 0.06 | 0% | 0% | 1 | 23% | 0% | 0% | 1 | 0 | 2 | 38% | 33% | 71% | 5 | 38% | 0% | 0% | 1 | 14% | 0% | 0% | 1 | 21% | 0% | 0% | 1 | 47% | 0% | 0% | 1 | 47% | 0% | 0% | 1 | 4% | 0% | 0% | 1
30 | Vierra | 0 | 0 | 10 | 0% | 0% | 1 | 0.47 | 0% | 0% | 1 | 65% | 0% | 0% | 2 | 0 | 2 | 0% | 0% | 0% | 1 | 21% | 0% | 0% | 1 | 2% | 0% | 0% | 1 | 2% | 0% | 0% | 1 | 23% | 0% | 0% | 1 | 0% | 0% | 0% | 1 | 7% | 0% | 0% | 1 |  | 0% | 0% | 1 | 0.2 | 0% | 0% | 1 | 68% | 0% | 0% | 2 | 0 | 2 | 0% | 0% | 0% | 1 | 19% | 0% | 0% | 1 | 13% | 0% | 0% | 1 | 13% | 0% | 0% | 1 | 25% | 0% | 0% | 1 | 0% | 0% | 0% | 1 | 5% | 0% | 0% | 1 |  | 0% | 0% | 1 | 0.17 | 0% | 0% | 1 | 69% | 0% | 0% | 2 | 0 | 2 | 6% | 0% | 6% | 1 | 28% | 0% | 0% | 1 | 13% | 0% | 0% | 1 | 14% | 0% | 0% | 1 | 34% | 0% | 0% | 1 | 2% | 0% | 0% | 1 | 4% | 0% | 0% | 1 |  | 0% | 0% | 1 | 0.16 | 0% | 0% | 1 | 59% | 0% | 0% | 2 | 0 | 2 | 17% | 1% | 18% | 2 | 39% | 0% | 0% | 1 | 17% | 0% | 0% | 1 | 20% | 0% | 0% | 1 | 46% | 0% | 0% | 1 | 9% | 0% | 0% | 1 | 4% | 0% | 0% | 1
31 | Walnut | 0 | 0 | 10 | 0% | 0% | 1 | 0 | 0% | 0% | 1 | 0% | 0% | 0% | 1 | 0 | 2 | 0% | 0% | 0% | 1 | 0% | 0% | 0% | 1 | 0% | 0% | 0% | 1 | 0% | 0% | 0% | 1 | 0% | 0% | 0% | 1 | 0% | 0% | 0% | 1 | 0% | 0% | 0% | 1 |  | 0% | 0% | 1 | 0.18 | 0% | 0% | 1 | 0% | 0% | 0% | 1 | 0 | 2 | 86% | 0% | 86% | 5 | 54% | 0% | 0% | 2 | 0% | 0% | 0% | 1 | 0% | 0% | 0% | 1 | 54% | 0% | 0% | 2 | 57% | 0% | 0% | 2 | 18% | 0% | 0% | 1 |  | 0% | 0% | 1 | 0.17 | 0% | 0% | 1 | 0% | 0% | 0% | 1 | 0 | 2 | 90% | 1% | 91% | 5 | 56% | 0% | 0% | 2 | 0% | 0% | 0% | 1 | 0% | 0% | 0% | 1 | 56% | 0% | 0% | 2 | 40% | 0% | 0% | 1 | 14% | 0% | 0% | 1 |  | 0% | 0% | 1 | 0.25 | 0% | 0% | 1 | 8% | 0% | 0% | 1 | 0 | 2 | 64% | 3% | 67% | 3 | 34% | 0% | 0% | 1 | 5% | 0% | 0% | 1 | 12% | 0% | 0% | 1 | 47% | 0% | 0% | 1 | 24% | 0% | 0% | 1 | 9% | 0% | 0% | 1
32 | Coburn | 1244 | 12440 | 10 | 218.9% | 19.78% | 5 | 0.06 | 73.41% | 0% | 2 | 46% | 599.3% | 36.91% | 4 | 0 | 2 | 30% | 2% | 32% | 2 | 17% | 37.5% | 0% | 2 | 5% | 32.7% | 0% | 2 | 7% | 33.65% | 0% | 2 | 21% | 39.64% | 0% | 2 | 27% | 42.5% | 0% | 2 | 3% | 32.31% | 0% | 2 |  | 48.85% | 0% | 2 | 0.06 | 16.6% | 0% | 1 | 25% | 0% | 0% | 1 | 0 | 2 | 42% | 17% | 59% | 3 | 33% | 11.81% | 0% | 1 | 2% | 8.026% | 0% | 1 | 11% | 8.86% | 0% | 1 | 39% | 12.94% | 0% | 1 | 41% | 13.35% | 0% | 1 | 3% | 8.132% | 0% | 1 |  | 31.72% | 0% | 2 | 0.05 | 8.257% | 0% | 1 | 20% | 0% | 0% | 1 | 0 | 2 | 41% | 25% | 66% | 4 | 36% | 6.327% | 0% | 1 | 6% | 4.281% | 0% | 1 | 21% | 5.129% | 0% | 1 | 51% | 8.222% | 0% | 2 | 45% | 7.32% | 0% | 1 | 3% | 4.162% | 0% | 1 |  | 20.76% | 0% | 2 | 0.05 | 5.567% | 0% | 1 | 16% | 0% | 0% | 1 | 0 | 2 | 35% | 35% | 70% | 5 | 43% | 4.573% | 0% | 1 | 11% | 2.941% | 0% | 1 | 24% | 3.416% | 0% | 1 | 56% | 5.953% | 0% | 2 | 50% | 5.215% | 0% | 2 | 4% | 2.706% | 0% | 1
33 | Madison | 13 | 130 | 5 | 3.746% | 0% | 1 | 0.09 | 7.99% | 0% | 1 | 62% | 1.658% | 0% | 2 | 0 | 2 | 19% | 0% | 19% | 1 | 70% | 1.104% | 0% | 3 | 0% | 0.3343% | 0% | 1 | 0% | 0.3343% | 0% | 1 | 70% | 1.104% | 0% | 3 | 7% | 0.36% | 0% | 1 | 3% | 0.3445% | 0% | 1 |  | 1.323% | 0% | 1 | 0.08 | 0.891% | 0% | 1 | 51% | 0.5592% | 0% | 2 | 0 | 2 | 36% | 0% | 36% | 2 | 64% | 0.2424% | 0% | 2 | 2% | 0.0887% | 0% | 1 | 3% | 0.08967% | 0% | 1 | 66% | 0.2529% | 0% | 2 | 20% | 0.1078% | 0% | 1 | 2% | 0.08876% | 0% | 1 |  | 0.8339% | 0% | 1 | 0.08 | 0.2953% | 0% | 1 | 50% | 0.5592% | 0% | 2 | 0 | 2 | 36% | 3% | 39% | 2 | 62% | 0.1146% | 0% | 2 | 7% | 0.04653% | 0% | 1 | 15% | 0.05096% | 0% | 1 | 70% | 0.1431% | 0% | 3 | 22% | 0.05562% | 0% | 1 | 3% | 0.04467% | 0% | 1 |  | 0.4252% | 0% | 1 | 0.09 | 0.1615% | 0% | 1 | 50% | 0.5592% | 0% | 2 | 0 | 2 | 28% | 8% | 36% | 2 | 58% | 0.05931% | 0% | 2 | 12% | 0.02856% | 0% | 1 | 25% | 0.0337% | 0% | 1 | 69% | 0.08244% | 0% | 2 | 22% | 0.03211% | 0% | 1 | 4% | 0.02612% | 0% | 1
34 | Lone Tree | 0 | 0 | 10 | 0% | 0% | 1 | 0.14 | 0% | 0% | 1 | 16% | 0% | 0% | 1 | 0 | 2 | 80% | 0% | 80% | 5 | 38% | 0% | 0% | 1 | 59% | 0% | 0% | 2 | 59% | 0% | 0% | 2 | 59% | 0% | 0% | 2 | 33% | 0% | 0% | 1 | 7% | 0% | 0% | 1 |  | 0% | 0% | 1 | 0.1 | 0% | 0% | 1 | 21% | 0% | 0% | 1 | 0 | 2 | 50% | 0% | 50% | 3 | 22% | 0% | 0% | 1 | 53% | 0% | 0% | 2 | 55% | 0% | 0% | 2 | 57% | 0% | 0% | 2 | 16% | 0% | 0% | 1 | 11% | 0% | 0% | 1 |  | 0% | 0% | 1 | 0.07 | 0% | 0% | 1 | 27% | 0% | 0% | 1 | 0 | 2 | 41% | 1% | 42% | 2 | 32% | 0% | 0% | 1 | 42% | 0% | 0% | 1 | 43% | 0% | 0% | 1 | 58% | 0% | 0% | 2 | 8% | 0% | 0% | 1 | 13% | 0% | 0% | 1 |  | 0% | 0% | 1 | 0.1 | 0% | 0% | 1 | 37% | 0% | 0% | 1 | 0 | 2 | 38% | 0% | 38% | 2 | 29% | 0% | 0% | 1 | 33% | 0% | 0% | 1 | 35% | 0% | 0% | 1 | 51% | 0% | 0% | 2 | 7% | 0% | 0% | 1 | 11% | 0% | 0% | 1
35 | Eldorado | 0 | 0 | 0 | 0% | 0% | 1 | 0 | 0% | 0% | 1 | 0% | 0% | 0% | 1 | 0 | 2 | 0% | 0% | 0% | 1 | 0% | 0% | 0% | 1 | 0% | 0% | 0% | 1 | 0% | 0% | 0% | 1 | 0% | 0% | 0% | 1 | 0% | 0% | 0% | 1 | 0% | 0% | 0% | 1 |  | 0% | 0% | 1 | 0 | 0% | 0% | 1 | 0% | 0% | 0% | 1 | 0 | 2 | 0% | 0% | 0% | 1 | 0% | 0% | 0% | 1 | 0% | 0% | 0% | 1 | 0% | 0% | 0% | 1 | 0% | 0% | 0% | 1 | 0% | 0% | 0% | 1 | 0% | 0% | 0% | 1 |  | 0% | 0% | 1 | 0 | 0% | 0% | 1 | 0% | 0% | 0% | 1 | 0 | 2 | 0% | 0% | 0% | 1 | 0% | 0% | 0% | 1 | 0% | 0% | 0% | 1 | 0% | 0% | 0% | 1 | 0% | 0% | 0% | 1 | 0% | 0% | 0% | 1 | 0% | 0% | 0% | 1 |  | 0% | 0% | 1 | 0 | 0% | 0% | 1 | 0% | 0% | 0% | 1 | 0 | 2 | 0% | 0% | 0% | 1 | 0% | 0% | 0% | 1 | 0% | 0% | 0% | 1 | 0% | 0% | 0% | 1 | 0% | 0% | 0% | 1 | 0% | 0% | 0% | 1 | 0% | 0% | 0% | 1
36 | Mercy Springs | 75 | 750 | 5 | 9.357% | 0% | 1 | 0.06 | 7.554% | 0% | 1 | 27% | 8.133% | 0% | 1 | 0 | 2 | 46% | 0% | 46% | 2 | 52% | 3.94% | 0% | 2 | 0% | 1.909% | 0% | 1 | 8% | 2.075% | 0% | 1 | 52% | 3.94% | 0% | 2 | 25% | 2.529% | 0% | 1 | 10% | 2.11% | 0% | 1 |  | 2.644% | 0% | 1 | 0.07 | 1.64% | 0% | 1 | 28% | 0% | 0% | 1 | 0 | 2 | 46% | 0% | 46% | 2 | 53% | 1.07% | 0% | 2 | 8% | 0.5506% | 0% | 1 | 20% | 0.6307% | 0% | 1 | 54% | 1.101% | 0% | 2 | 28% | 0.7019% | 0% | 1 | 5% | 0.5321% | 0% | 1 |  | 0.9764% | 0% | 1 | 0.08 | 0.9082% | 0% | 1 | 31% | 0% | 0% | 1 | 0 | 2 | 38% | 1% | 39% | 2 | 46% | 0.4137% | 0% | 1 | 11% | 0.2527% | 0% | 1 | 21% | 0.2857% | 0% | 1 | 49% | 0.4395% | 0% | 1 | 26% | 0.3043% | 0% | 1 | 5% | 0.2362% | 0% | 1 |  | 0.5863% | 0% | 1 | 0.07 | 0.5003% | 0% | 1 | 30% | 0% | 0% | 1 | 0 | 2 | 34% | 3% | 37% | 2 | 49% | 0.267% | 0% | 1 | 11% | 0.1535% | 0% | 1 | 19% | 0.1689% | 0% | 1 | 52% | 0.2827% | 0% | 2 | 26% | 0.1839% | 0% | 1 | 5% | 0.1437% | 0% | 1
37 | Meridian | 0 | 0 | 10 | 0% | 0% | 1 | 0.1 | 0% | 0% | 1 | 62% | 0% | 0% | 2 | 0 | 2 | 13% | 0% | 13% | 1 | 64% | 0% | 0% | 2 | 16% | 0% | 0% | 1 | 55% | 0% | 0% | 2 | 84% | 0% | 0% | 3 | 1% | 0% | 0% | 1 | 9% | 0% | 0% | 1 |  | 0% | 0% | 1 | 0.09 | 0% | 0% | 1 | 56% | 0% | 0% | 2 | 0 | 2 | 17% | 0% | 17% | 1 | 43% | 0% | 0% | 1 | 17% | 0% | 0% | 1 | 56% | 0% | 0% | 2 | 72% | 0% | 0% | 3 | 9% | 0% | 0% | 1 | 6% | 0% | 0% | 1 |  | 0% | 0% | 1 | 0.09 | 0% | 0% | 1 | 57% | 0% | 0% | 2 | 0 | 2 | 13% | 0% | 13% | 1 | 35% | 0% | 0% | 1 | 14% | 0% | 0% | 1 | 51% | 0% | 0% | 2 | 67% | 0% | 0% | 2 | 5% | 0% | 0% | 1 | 5% | 0% | 0% | 1 |  | 0% | 0% | 1 | 0.1 | 0% | 0% | 1 | 54% | 0% | 0% | 2 | 0 | 2 | 11% | 6% | 17% | 2 | 37% | 0% | 0% | 1 | 12% | 0% | 0% | 1 | 49% | 0% | 0% | 1 | 68% | 0% | 0% | 2 | 8% | 0% | 0% | 1 | 4% | 0% | 0% | 1
38 | Excelsior | 0 | 0 | 10 | 0% | 0% | 1 | 0.06 | 0% | 0% | 1 | 43% | 0% | 0% | 1 | 0 | 2 | 0% | 0% | 0% | 1 | 0% | 0% | 0% | 1 | 0% | 0% | 0% | 1 | 0% | 0% | 0% | 1 | 0% | 0% | 0% | 1 | 0% | 0% | 0% | 1 | 0% | 0% | 0% | 1 |  | 0% | 0% | 1 | 0.06 | 0% | 0% | 1 | 50% | 0% | 0% | 2 | 0 | 2 | 9% | 0% | 9% | 1 | 12% | 0% | 0% | 1 | 1% | 0% | 0% | 1 | 1% | 0% | 0% | 1 | 12% | 0% | 0% | 1 | 5% | 0% | 0% | 1 | 0% | 0% | 0% | 1 |  | 0% | 0% | 1 | 0.07 | 0% | 0% | 1 | 44% | 0% | 0% | 1 | 0 | 2 | 10% | 0% | 10% | 1 | 30% | 0% | 0% | 1 | 4% | 0% | 0% | 1 | 9% | 0% | 0% | 1 | 33% | 0% | 0% | 1 | 9% | 0% | 0% | 1 | 1% | 0% | 0% | 1 |  | 0% | 0% | 1 | 0.07 | 0% | 0% | 1 | 42% | 0% | 0% | 1 | 0 | 2 | 10% | 1% | 11% | 2 | 30% | 0% | 0% | 1 | 5% | 0% | 0% | 1 | 13% | 0% | 0% | 1 | 36% | 0% | 0% | 1 | 10% | 0% | 0% | 1 | 1% | 0% | 0% | 1
39 | Hassayampa | 0 | 0 | 0 | 0% | 0% | 1 | 0 | 0% | 0% | 1 | 0% | 0% | 0% | 1 | 0 | 2 | 0% | 0% | 0% | 1 | 0% | 0% | 0% | 1 | 0% | 0% | 0% | 1 | 0% | 0% | 0% | 1 | 0% | 0% | 0% | 1 | 0% | 0% | 0% | 1 | 0% | 0% | 0% | 1 |  | 0% | 0% | 1 | 0 | 0% | 0% | 1 | 0% | 0% | 0% | 1 | 0 | 2 | 0% | 0% | 0% | 1 | 0% | 0% | 0% | 1 | 0% | 0% | 0% | 1 | 0% | 0% | 0% | 1 | 0% | 0% | 0% | 1 | 0% | 0% | 0% | 1 | 0% | 0% | 0% | 1 |  | 0% | 0% | 1 | 0 | 0% | 0% | 1 | 0% | 0% | 0% | 1 | 0 | 2 | 0% | 0% | 0% | 1 | 0% | 0% | 0% | 1 | 0% | 0% | 0% | 1 | 0% | 0% | 0% | 1 | 0% | 0% | 0% | 1 | 0% | 0% | 0% | 1 | 0% | 0% | 0% | 1 |  | 0% | 0% | 1 | 0 | 0% | 0% | 1 | 0% | 0% | 0% | 1 | 0 | 2 | 0% | 0% | 0% | 1 | 0% | 0% | 0% | 1 | 0% | 0% | 0% | 1 | 0% | 0% | 0% | 1 | 0% | 0% | 0% | 1 | 0% | 0% | 0% | 1 | 0% | 0% | 0% | 1
40 | Center | 0 | 0 | 10 | 0% | 0% | 1 | 0 | 0% | 0% | 1 | 0% | 0% | 0% | 1 | 0 | 2 | 0% | 0% | 0% | 1 | 0% | 0% | 0% | 1 | 0% | 0% | 0% | 1 | 0% | 0% | 0% | 1 | 0% | 0% | 0% | 1 | 0% | 0% | 0% | 1 | 0% | 0% | 0% | 1 |  | 0% | 0% | 1 | 0 | 0% | 0% | 1 | 0% | 0% | 0% | 1 | 0 | 2 | 0% | 0% | 0% | 1 | 0% | 0% | 0% | 1 | 0% | 0% | 0% | 1 | 0% | 0% | 0% | 1 | 0% | 0% | 0% | 1 | 0% | 0% | 0% | 1 | 0% | 0% | 0% | 1 |  | 0% | 0% | 1 | 0.32 | 0% | 0% | 1 | 0% | 0% | 0% | 1 | 0 | 2 | 9% | 0% | 9% | 1 | 0% | 0% | 0% | 1 | 10% | 0% | 0% | 1 | 40% | 0% | 0% | 1 | 40% | 0% | 0% | 1 | 6% | 0% | 0% | 1 | 4% | 0% | 0% | 1 |  | 0% | 0% | 1 | 0.52 | 0% | 0% | 1 | 0% | 0% | 0% | 1 | 0 | 2 | 37% | 0% | 37% | 2 | 25% | 0% | 0% | 1 | 5% | 0% | 0% | 1 | 41% | 0% | 0% | 1 | 67% | 0% | 0% | 2 | 19% | 0% | 0% | 1 | 7% | 0% | 0% | 1
41 | Leprino | 0 | 0 | 0 | 0% | 0% | 1 | 0.14 | 0% | 0% | 1 | 0% | 0% | 0% | 1 | 0 | 2 | 0% | 0% | 0% | 1 | 31% | 0% | 0% | 1 | 0% | 0% | 0% | 1 | 0% | 0% | 0% | 1 | 31% | 0% | 0% | 1 | 0% | 0% | 0% | 1 | 6% | 0% | 0% | 1 |  | 0% | 0% | 1 | 0.1 | 0% | 0% | 1 | 26% | 0% | 0% | 1 | 0 | 2 | 0% | 0% | 0% | 1 | 15% | 0% | 0% | 1 | 0% | 0% | 0% | 1 | 1% | 0% | 0% | 1 | 15% | 0% | 0% | 1 | 0% | 0% | 0% | 1 | 3% | 0% | 0% | 1 |  | 0% | 0% | 1 | 0.1 | 0% | 0% | 1 | 37% | 0% | 0% | 1 | 0 | 2 | 1% | 0% | 1% | 1 | 11% | 0% | 0% | 1 | 2% | 0% | 0% | 1 | 5% | 0% | 0% | 1 | 15% | 0% | 0% | 1 | 0% | 0% | 0% | 1 | 2% | 0% | 0% | 1 |  | 0% | 0% | 1 | 0.09 | 0% | 0% | 1 | 41% | 0% | 0% | 1 | 0 | 2 | 1% | 0% | 1% | 1 | 10% | 0% | 0% | 1 | 2% | 0% | 0% | 1 | 7% | 0% | 0% | 1 | 17% | 0% | 0% | 1 | 0% | 0% | 0% | 1 | 2% | 0% | 0% | 1
42 | Springville | 0 | 0 | 10 | 0% | 0% | 1 | 0.18 | 0% | 0% | 1 | 8% | 0% | 0% | 1 | 0 | 2 | 30% | 0% | 30% | 2 | 65% | 0% | 0% | 2 | 25% | 0% | 0% | 1 | 40% | 0% | 0% | 1 | 80% | 0% | 0% | 3 | 55% | 0% | 0% | 2 | 8% | 0% | 0% | 1 |  | 0% | 0% | 1 | 0.19 | 0% | 0% | 1 | 8% | 0% | 0% | 1 | 0 | 2 | 40% | 0% | 40% | 2 | 68% | 0% | 0% | 2 | 12% | 0% | 0% | 1 | 18% | 0% | 0% | 1 | 76% | 0% | 0% | 3 | 55% | 0% | 0% | 2 | 6% | 0% | 0% | 1 |  | 0% | 0% | 1 | 0.15 | 0% | 0% | 1 | 16% | 0% | 0% | 1 | 0 | 2 | 37% | 1% | 38% | 2 | 55% | 0% | 0% | 2 | 7% | 0% | 0% | 1 | 13% | 0% | 0% | 1 | 62% | 0% | 0% | 2 | 46% | 0% | 0% | 1 | 4% | 0% | 0% | 1 |  | 0% | 0% | 1 | 0.12 | 0% | 0% | 1 | 24% | 0% | 0% | 1 | 0 | 2 | 32% | 2% | 34% | 2 | 47% | 0% | 0% | 1 | 7% | 0% | 0% | 1 | 12% | 0% | 0% | 1 | 55% | 0% | 0% | 2 | 37% | 0% | 0% | 1 | 3% | 0% | 0% | 1
43 | Mustang | 0 | 0 | 10 | 0% | 0% | 1 | 0.06 | 0% | 0% | 1 | 49% | 0% | 0% | 1 | 0 | 2 | 0% | 0% | 0% | 1 | 19% | 0% | 0% | 1 | 0% | 0% | 0% | 1 | 0% | 0% | 0% | 1 | 19% | 0% | 0% | 1 | 0% | 0% | 0% | 1 | 2% | 0% | 0% | 1 |  | 0% | 0% | 1 | 0.08 | 0% | 0% | 1 | 42% | 0% | 0% | 1 | 0 | 2 | 1% | 0% | 1% | 1 | 14% | 0% | 0% | 1 | 3% | 0% | 0% | 1 | 5% | 0% | 0% | 1 | 18% | 0% | 0% | 1 | 0% | 0% | 0% | 1 | 2% | 0% | 0% | 1 |  | 0% | 0% | 1 | 0.09 | 0% | 0% | 1 | 47% | 0% | 0% | 1 | 0 | 2 | 1% | 0% | 1% | 1 | 10% | 0% | 0% | 1 | 3% | 0% | 0% | 1 | 6% | 0% | 0% | 1 | 15% | 0% | 0% | 1 | 0% | 0% | 0% | 1 | 2% | 0% | 0% | 1 |  | 0% | 0% | 1 | 0.09 | 0% | 0% | 1 | 41% | 0% | 0% | 1 | 0 | 2 | 1% | 0% | 1% | 1 | 13% | 0% | 0% | 1 | 2% | 0% | 0% | 1 | 7% | 0% | 0% | 1 | 19% | 0% | 0% | 1 | 1% | 0% | 0% | 1 | 2% | 0% | 0% | 1
44 | Parkway | 0 | 0 | 10 | 0% | 0% | 1 | 0.74 | 0% | 0% | 1 | 0% | 0% | 0% | 1 | 0 | 2 | 42% | 0% | 42% | 2 | 38% | 0% | 0% | 1 | 7% | 0% | 0% | 1 | 49% | 0% | 0% | 1 | 81% | 0% | 0% | 3 | 28% | 0% | 0% | 1 | 6% | 0% | 0% | 1 |  | 0% | 0% | 1 | 0.61 | 0% | 0% | 1 | 11% | 0% | 0% | 1 | 0 | 2 | 27% | 0% | 27% | 2 | 43% | 0% | 0% | 1 | 16% | 0% | 0% | 1 | 37% | 0% | 0% | 1 | 73% | 0% | 0% | 3 | 17% | 0% | 0% | 1 | 10% | 0% | 0% | 1 |  | 0% | 0% | 1 | 0.41 | 0% | 0% | 1 | 12% | 0% | 0% | 1 | 0 | 2 | 33% | 0% | 33% | 2 | 47% | 0% | 0% | 1 | 20% | 0% | 0% | 1 | 36% | 0% | 0% | 1 | 75% | 0% | 0% | 3 | 24% | 0% | 0% | 1 | 13% | 0% | 0% | 1 |  | 0% | 0% | 1 | 0.3 | 0% | 0% | 1 | 11% | 0% | 0% | 1 | 0 | 2 | 37% | 0% | 37% | 2 | 49% | 0% | 0% | 1 | 26% | 0% | 0% | 1 | 40% | 0% | 0% | 1 | 77% | 0% | 0% | 3 | 27% | 0% | 0% | 1 | 14% | 0% | 0% | 1
45 | Carpenter Canyon (fka Gamebird) | 0 | 0 | 0 | 0% | 0% | 1 | 0 | 0% | 0% | 1 | 0% | 0% | 0% | 1 | 0 | 2 | 0% | 0% | 0% | 1 | 0% | 0% | 0% | 1 | 0% | 0% | 0% | 1 | 0% | 0% | 0% | 1 | 0% | 0% | 0% | 1 | 0% | 0% | 0% | 1 | 0% | 0% | 0% | 1 |  | 0% | 0% | 1 | 0.01 | 0% | 0% | 1 | 0% | 0% | 0% | 1 | 0 | 2 | 0% | 0% | 0% | 1 | 2% | 0% | 0% | 1 | 0% | 0% | 0% | 1 | 1% | 0% | 0% | 1 | 2% | 0% | 0% | 1 | 6% | 0% | 0% | 1 | 0% | 0% | 0% | 1 |  | 0% | 0% | 1 | 0.61 | 0% | 0% | 1 | 0% | 0% | 0% | 1 | 0 | 2 | 0% | 0% | 0% | 1 | 3% | 0% | 0% | 1 | 1% | 0% | 0% | 1 | 15% | 0% | 0% | 1 | 16% | 0% | 0% | 1 | 11% | 0% | 0% | 1 | 0% | 0% | 0% | 1 |  | 0% | 0% | 1 | 0.49 | 0% | 0% | 1 | 0% | 0% | 0% | 1 | 0 | 2 | 0% | 0% | 0% | 1 | 2% | 0% | 0% | 1 | 1% | 0% | 0% | 1 | 17% | 0% | 0% | 1 | 18% | 0% | 0% | 1 | 12% | 0% | 0% | 1 | 0% | 0% | 0% | 1
46 | Stagg | 0 | 0 | 10 | 0% | 0% | 1 | 0.12 | 0% | 0% | 1 | 81% | 0% | 0% | 3 | 0 | 2 | 0% | 0% | 0% | 1 | 0% | 0% | 0% | 1 | 5% | 0% | 0% | 1 | 8% | 0% | 0% | 1 | 8% | 0% | 0% | 1 | 0% | 0% | 0% | 1 | 4% | 0% | 0% | 1 |  | 0% | 0% | 1 | 0.12 | 0% | 0% | 1 | 75% | 0% | 0% | 3 | 0 | 2 | 0% | 0% | 0% | 1 | 10% | 0% | 0% | 1 | 19% | 0% | 0% | 1 | 22% | 0% | 0% | 1 | 28% | 0% | 0% | 1 | 0% | 0% | 0% | 1 | 5% | 0% | 0% | 1 |  | 0% | 0% | 1 | 0.16 | 0% | 0% | 1 | 72% | 0% | 0% | 2 | 0 | 2 | 0% | 0% | 0% | 1 | 13% | 0% | 0% | 1 | 11% | 0% | 0% | 1 | 14% | 0% | 0% | 1 | 24% | 0% | 0% | 1 | 0% | 0% | 0% | 1 | 6% | 0% | 0% | 1 |  | 0% | 0% | 1 | 0.16 | 0% | 0% | 1 | 60% | 0% | 0% | 2 | 0 | 2 | 3% | 0% | 3% | 1 | 11% | 0% | 0% | 1 | 13% | 0% | 0% | 1 | 21% | 0% | 0% | 1 | 30% | 0% | 0% | 1 | 1% | 0% | 0% | 1 | 8% | 0% | 0% | 1
47 | Lakeview | 0 | 0 | 10 | 0% | 0% | 1 | 0.07 | 0% | 0% | 1 | 68% | 0% | 0% | 2 | 0 | 2 | 0% | 0% | 0% | 1 | 0% | 0% | 0% | 1 | 31% | 0% | 0% | 1 | 59% | 0% | 0% | 2 | 59% | 0% | 0% | 2 | 0% | 0% | 0% | 1 | 3% | 0% | 0% | 1 |  | 0% | 0% | 1 | 0.07 | 0% | 0% | 1 | 68% | 0% | 0% | 2 | 0 | 2 | 4% | 0% | 4% | 1 | 6% | 0% | 0% | 1 | 20% | 0% | 0% | 1 | 38% | 0% | 0% | 1 | 41% | 0% | 0% | 1 | 1% | 0% | 0% | 1 | 1% | 0% | 0% | 1 |  | 0% | 0% | 1 | 0.08 | 0% | 0% | 1 | 60% | 0% | 0% | 2 | 0 | 2 | 7% | 0% | 7% | 1 | 14% | 0% | 0% | 1 | 24% | 0% | 0% | 1 | 38% | 0% | 0% | 1 | 43% | 0% | 0% | 1 | 2% | 0% | 0% | 1 | 1% | 0% | 0% | 1 |  | 0% | 0% | 1 | 0.08 | 0% | 0% | 1 | 50% | 0% | 0% | 2 | 0 | 2 | 14% | 1% | 15% | 2 | 26% | 0% | 0% | 1 | 31% | 0% | 0% | 1 | 43% | 0% | 0% | 1 | 53% | 0% | 0% | 2 | 7% | 0% | 0% | 1 | 4% | 0% | 0% | 1
48 | Balch 2 | 0 | 0 | 0 | 0% | 0% | 1 | 0.02 | 0% | 0% | 1 | 0% | 0% | 0% | 1 | 0 | 2 | 51% | 46% | 97% | 5 | 26% | 0% | 0% | 1 | 60% | 0% | 0% | 2 | 27% | 0% | 0% | 1 | 74% | 0% | 0% | 3 | 84% | 0% | 0% | 3 | 5% | 0% | 0% | 1 |  | 0% | 0% | 1 | 0.02 | 0% | 0% | 1 | 0% | 0% | 0% | 1 | 0 | 2 | 74% | 18% | 92% | 5 | 13% | 0% | 0% | 1 | 44% | 0% | 0% | 1 | 35% | 0% | 0% | 1 | 56% | 0% | 0% | 2 | 72% | 0% | 0% | 3 | 5% | 0% | 0% | 1 |  | 0% | 0% | 1 | 0.06 | 0% | 0% | 1 | 0% | 0% | 0% | 1 | 0 | 2 | 79% | 9% | 88% | 5 | 20% | 0% | 0% | 1 | 39% | 0% | 0% | 1 | 33% | 0% | 0% | 1 | 62% | 0% | 0% | 2 | 67% | 0% | 0% | 2 | 4% | 0% | 0% | 1 |  | 0% | 0% | 1 | 0.12 | 0% | 0% | 1 | 1% | 0% | 0% | 1 | 0 | 2 | 71% | 5% | 76% | 5 | 38% | 0% | 0% | 1 | 38% | 0% | 0% | 1 | 35% | 0% | 0% | 1 | 73% | 0% | 0% | 3 | 63% | 0% | 0% | 2 | 5% | 0% | 0% | 1
49 | Racetrack | 0 | 0 | 0 | 0% | 0% | 1 | 0.18 | 0% | 0% | 1 | 1% | 0% | 0% | 1 | 0 | 2 | 88% | 0% | 88% | 5 | 49% | 0% | 0% | 1 | 43% | 0% | 0% | 1 | 33% | 0% | 0% | 1 | 67% | 0% | 0% | 2 | 35% | 0% | 0% | 1 | 6% | 0% | 0% | 1 |  | 0% | 0% | 1 | 0.15 | 0% | 0% | 1 | 0% | 0% | 0% | 1 | 0 | 2 | 86% | 10% | 96% | 5 | 42% | 0% | 0% | 1 | 38% | 0% | 0% | 1 | 38% | 0% | 0% | 1 | 62% | 0% | 0% | 2 | 47% | 0% | 0% | 1 | 4% | 0% | 0% | 1 |  | 0% | 0% | 1 | 0.16 | 0% | 0% | 1 | 0% | 0% | 0% | 1 | 0 | 2 | 74% | 18% | 92% | 5 | 55% | 0% | 0% | 2 | 34% | 0% | 0% | 1 | 44% | 0% | 0% | 1 | 77% | 0% | 0% | 3 | 57% | 0% | 0% | 2 | 5% | 0% | 0% | 1 |  | 0% | 0% | 1 | 0.15 | 0% | 0% | 1 | 0% | 0% | 0% | 1 | 0 | 2 | 65% | 24% | 89% | 5 | 60% | 0% | 0% | 2 | 23% | 0% | 0% | 1 | 35% | 0% | 0% | 1 | 76% | 0% | 0% | 3 | 56% | 0% | 0% | 2 | 6% | 0% | 0% | 1
50 | Schindler | 100 | 1000 | 10 | 2.85% | 0% | 1 | 0.06 | 8.286% | 0% | 1 | 27% | 0% | 0% | 1 | 0 | 2 | 0% | 0% | 0% | 1 | 0% | 2.076% | 0% | 1 | 0% | 2.076% | 0% | 1 | 0% | 2.076% | 0% | 1 | 0% | 2.076% | 0% | 1 | 0% | 2.076% | 0% | 1 | 0% | 2.077% | 0% | 1 |  | 1.155% | 0% | 1 | 0.06 | 2.185% | 0% | 1 | 46% | 1.062% | 0% | 1 | 0 | 2 | 0% | 0% | 0% | 1 | 9% | 0.5854% | 0% | 1 | 0% | 0.5342% | 0% | 1 | 2% | 0.5416% | 0% | 1 | 11% | 0.5959% | 0% | 1 | 0% | 0.5328% | 0% | 1 | 0% | 0.5354% | 0% | 1 |  | 0.7913% | 0% | 1 | 0.07 | 1.011% | 0% | 1 | 50% | 1.062% | 0% | 2 | 0 | 2 | 5% | 0% | 5% | 1 | 19% | 0.3155% | 0% | 1 | 6% | 0.2692% | 0% | 1 | 9% | 0.2786% | 0% | 1 | 24% | 0.3344% | 0% | 1 | 3% | 0.261% | 0% | 1 | 1% | 0.2569% | 0% | 1 |  | 0.4795% | 0% | 1 | 0.08 | 0.6581% | 0% | 1 | 46% | 1.062% | 0% | 1 | 0 | 2 | 7% | 0% | 7% | 1 | 25% | 0.1985% | 0% | 1 | 4% | 0.1552% | 0% | 1 | 9% | 0.1635% | 0% | 1 | 29% | 0.2098% | 0% | 1 | 5% | 0.1567% | 0% | 1 | 1% | 0.1505% | 0% | 1
51 | Cameron | 0 | 0 | 10 | 0% | 0% | 1 | 0.15 | 0% | 0% | 1 | 1% | 0% | 0% | 1 | 0 | 2 | 3% | 96% | 99% | 5 | 14% | 0% | 0% | 1 | 40% | 0% | 0% | 1 | 24% | 0% | 0% | 1 | 69% | 0% | 0% | 2 | 33% | 0% | 0% | 1 | 4% | 0% | 0% | 1 |  | 0% | 0% | 1 | 0.11 | 0% | 0% | 1 | 0% | 0% | 0% | 1 | 0 | 2 | 7% | 91% | 98% | 5 | 9% | 0% | 0% | 1 | 16% | 0% | 0% | 1 | 27% | 0% | 0% | 1 | 47% | 0% | 0% | 1 | 44% | 0% | 0% | 1 | 3% | 0% | 0% | 1 |  | 0% | 0% | 1 | 0.1 | 0% | 0% | 1 | 0% | 0% | 0% | 1 | 0 | 2 | 18% | 79% | 97% | 5 | 11% | 0% | 0% | 1 | 22% | 0% | 0% | 1 | 41% | 0% | 0% | 1 | 56% | 0% | 0% | 2 | 45% | 0% | 0% | 1 | 3% | 0% | 0% | 1 |  | 0% | 0% | 1 | 0.1 | 0% | 0% | 1 | 0% | 0% | 0% | 1 | 0 | 2 | 17% | 79% | 96% | 5 | 11% | 0% | 0% | 1 | 28% | 0% | 0% | 1 | 48% | 0% | 0% | 1 | 60% | 0% | 0% | 2 | 45% | 0% | 0% | 1 | 3% | 0% | 0% | 1
52 | Konocti | 0 | 0 | 10 | 0% | 0% | 1 | 0.15 | 0% | 0% | 1 | 8% | 0% | 0% | 1 | 0 | 2 | 33% | 57% | 90% | 5 | 38% | 0% | 0% | 1 | 84% | 0% | 0% | 3 | 93% | 0% | 0% | 4 | 96% | 0% | 0% | 5 | 16% | 0% | 0% | 1 | 2% | 0% | 0% | 1 |  | 0% | 0% | 1 | 0.15 | 0% | 0% | 1 | 7% | 0% | 0% | 1 | 0 | 2 | 33% | 58% | 91% | 5 | 42% | 0% | 0% | 1 | 45% | 0% | 0% | 1 | 68% | 0% | 0% | 2 | 82% | 0% | 0% | 3 | 18% | 0% | 0% | 1 | 1% | 0% | 0% | 1 |  | 0% | 0% | 1 | 0.12 | 0% | 0% | 1 | 4% | 0% | 0% | 1 | 0 | 2 | 38% | 55% | 93% | 5 | 54% | 0% | 0% | 2 | 37% | 0% | 0% | 1 | 63% | 0% | 0% | 2 | 83% | 0% | 0% | 3 | 27% | 0% | 0% | 1 | 1% | 0% | 0% | 1 |  | 0% | 0% | 1 | 0.11 | 0% | 0% | 1 | 6% | 0% | 0% | 1 | 0 | 2 | 38% | 45% | 83% | 5 | 56% | 0% | 0% | 2 | 34% | 0% | 0% | 1 | 59% | 0% | 0% | 2 | 82% | 0% | 0% | 3 | 32% | 0% | 0% | 1 | 2% | 0% | 0% | 1
53 | North Gila - IV (Proposed) | 0 | 0 | 0 | 0% | 0% | 1 | 0.04 | 0% | 0% | 1 | 25% | 0% | 0% | 1 | 0 | 2 | 0% | 0% | 0% | 1 | 0% | 0% | 0% | 1 | 73% | 0% | 0% | 3 | 73% | 0% | 0% | 3 | 73% | 0% | 0% | 3 | 33% | 0% | 0% | 1 | 13% | 0% | 0% | 1 |  | 0% | 0% | 1 | 0.06 | 0% | 0% | 1 | 60% | 0% | 0% | 2 | 0 | 2 | 0% | 0% | 0% | 1 | 1% | 0% | 0% | 1 | 33% | 0% | 0% | 1 | 33% | 0% | 0% | 1 | 34% | 0% | 0% | 1 | 11% | 0% | 0% | 1 | 8% | 0% | 0% | 1 |  | 0% | 0% | 1 | 0.08 | 0% | 0% | 1 | 65% | 0% | 0% | 2 | 0 | 2 | 0% | 0% | 0% | 1 | 4% | 0% | 0% | 1 | 20% | 0% | 0% | 1 | 20% | 0% | 0% | 1 | 24% | 0% | 0% | 1 | 10% | 0% | 0% | 1 | 6% | 0% | 0% | 1 |  | 0% | 0% | 1 | 0.08 | 0% | 0% | 1 | 66% | 0% | 0% | 2 | 0 | 2 | 0% | 0% | 0% | 1 | 5% | 0% | 0% | 1 | 15% | 0% | 0% | 1 | 15% | 0% | 0% | 1 | 20% | 0% | 0% | 1 | 11% | 0% | 0% | 1 | 5% | 0% | 0% | 1
54 | Rector | 0 | 0 | 10 | 0% | 0% | 1 | 0.21 | 0% | 0% | 1 | 88% | 0% | 0% | 3 | 0 | 2 | 3% | 0% | 3% | 1 | 0% | 0% | 0% | 1 | 0% | 0% | 0% | 1 | 0% | 0% | 0% | 1 | 0% | 0% | 0% | 1 | 0% | 0% | 0% | 1 | 1% | 0% | 0% | 1 |  | 0% | 0% | 1 | 0.18 | 0% | 0% | 1 | 55% | 0% | 0% | 2 | 0 | 2 | 3% | 0% | 3% | 1 | 1% | 0% | 0% | 1 | 6% | 0% | 0% | 1 | 9% | 0% | 0% | 1 | 10% | 0% | 0% | 1 | 1% | 0% | 0% | 1 | 2% | 0% | 0% | 1 |  | 0% | 0% | 1 | 0.14 | 0% | 0% | 1 | 49% | 0% | 0% | 1 | 0 | 2 | 6% | 0% | 6% | 1 | 16% | 0% | 0% | 1 | 16% | 0% | 0% | 1 | 21% | 0% | 0% | 1 | 32% | 0% | 0% | 1 | 8% | 0% | 0% | 1 | 3% | 0% | 0% | 1 |  | 0% | 0% | 1 | 0.12 | 0% | 0% | 1 | 46% | 0% | 0% | 1 | 0 | 2 | 11% | 0% | 11% | 1 | 21% | 0% | 0% | 1 | 12% | 0% | 0% | 1 | 19% | 0% | 0% | 1 | 35% | 0% | 0% | 1 | 15% | 0% | 0% | 1 | 3% | 0% | 0% | 1
55 | Round Mountain | 0 | 0 | 10 | 0% | 0% | 1 | 0.1 | 0% | 0% | 1 | 0% | 0% | 0% | 1 | 0 | 2 | 71% | 28% | 99% | 5 | 86% | 0% | 0% | 3 | 30% | 0% | 0% | 1 | 47% | 0% | 0% | 1 | 91% | 0% | 0% | 4 | 26% | 0% | 0% | 1 | 6% | 0% | 0% | 1 |  | 0% | 0% | 1 | 0.06 | 0% | 0% | 1 | 0% | 0% | 0% | 1 | 0 | 2 | 76% | 21% | 97% | 5 | 78% | 0% | 0% | 3 | 16% | 0% | 0% | 1 | 26% | 0% | 0% | 1 | 84% | 0% | 0% | 3 | 33% | 0% | 0% | 1 | 6% | 0% | 0% | 1 |  | 0% | 0% | 1 | 0.06 | 0% | 0% | 1 | 0% | 0% | 0% | 1 | 0 | 2 | 71% | 15% | 86% | 5 | 63% | 0% | 0% | 2 | 21% | 0% | 0% | 1 | 27% | 0% | 0% | 1 | 74% | 0% | 0% | 3 | 36% | 0% | 0% | 1 | 7% | 0% | 0% | 1 |  | 0% | 0% | 1 | 0.06 | 0% | 0% | 1 | 0% | 0% | 0% | 1 | 0 | 2 | 69% | 13% | 82% | 5 | 56% | 0% | 0% | 2 | 17% | 0% | 0% | 1 | 22% | 0% | 0% | 1 | 65% | 0% | 0% | 2 | 40% | 0% | 0% | 1 | 7% | 0% | 0% | 1
56 | Vestal | 250 | 2500 | 10 | 7.528% | 0% | 1 | 0.09 | 172.3% | 2.46% | 3 | 26% | 0% | 0% | 1 | 0 | 2 | 31% | 0% | 31% | 2 | 0% | 5.305% | 0% | 1 | 0% | 5.305% | 0% | 1 | 11% | 5.988% | 0% | 1 | 11% | 5.988% | 0% | 1 | 0% | 5.32% | 0% | 1 | 1% | 5.358% | 0% | 1 |  | 2.948% | 0% | 1 | 0.1 | 14.26% | 0% | 1 | 36% | 0% | 0% | 1 | 0 | 2 | 41% | 0% | 41% | 2 | 18% | 1.661% | 0% | 1 | 1% | 1.37% | 0% | 1 | 8% | 1.481% | 0% | 1 | 26% | 1.829% | 0% | 1 | 10% | 1.51% | 0% | 1 | 1% | 1.376% | 0% | 1 |  | 2.426% | 0% | 1 | 0.1 | 3.901% | 0% | 1 | 38% | 0% | 0% | 1 | 0 | 2 | 35% | 0% | 35% | 2 | 38% | 1.043% | 0% | 1 | 8% | 0.7002% | 0% | 1 | 13% | 0.741% | 0% | 1 | 45% | 1.187% | 0% | 1 | 21% | 0.8224% | 0% | 1 | 2% | 0.6608% | 0% | 1 |  | 1.854% | 0% | 1 | 0.09 | 2.024% | 0% | 1 | 40% | 0% | 0% | 1 | 0 | 2 | 37% | 0% | 37% | 2 | 43% | 0.6902% | 0% | 1 | 9% | 0.4266% | 0% | 1 | 18% | 0.4754% | 0% | 1 | 52% | 0.8142% | 0% | 2 | 24% | 0.5144% | 0% | 1 | 2% | 0.3989% | 0% | 1
57 | Silverado | 0 | 0 | 10 | 0% | 0% | 1 | 0.15 | 0% | 0% | 1 | 21% | 0% | 0% | 1 | 0 | 2 | 26% | 0% | 26% | 2 | 88% | 0% | 0% | 3 | 31% | 0% | 0% | 1 | 44% | 0% | 0% | 1 | 98% | 0% | 0% | 5 | 37% | 0% | 0% | 1 | 6% | 0% | 0% | 1 |  | 0% | 0% | 1 | 0.14 | 0% | 0% | 1 | 15% | 0% | 0% | 1 | 0 | 2 | 33% | 2% | 35% | 2 | 83% | 0% | 0% | 3 | 27% | 0% | 0% | 1 | 50% | 0% | 0% | 2 | 90% | 0% | 0% | 4 | 43% | 0% | 0% | 1 | 6% | 0% | 0% | 1 |  | 0% | 0% | 1 | 0.14 | 0% | 0% | 1 | 12% | 0% | 0% | 1 | 0 | 2 | 34% | 6% | 40% | 2 | 79% | 0% | 0% | 3 | 33% | 0% | 0% | 1 | 58% | 0% | 0% | 2 | 91% | 0% | 0% | 4 | 43% | 0% | 0% | 1 | 6% | 0% | 0% | 1 |  | 0% | 0% | 1 | 0.13 | 0% | 0% | 1 | 11% | 0% | 0% | 1 | 0 | 2 | 38% | 10% | 48% | 3 | 76% | 0% | 0% | 3 | 33% | 0% | 0% | 1 | 58% | 0% | 0% | 2 | 91% | 0% | 0% | 4 | 45% | 0% | 0% | 1 | 6% | 0% | 0% | 1
58 | Penngrove | 0 | 0 | 10 | 0% | 0% | 1 | 0.24 | 0% | 0% | 1 | 2% | 0% | 0% | 1 | 0 | 2 | 75% | 0% | 75% | 5 | 83% | 0% | 0% | 3 | 45% | 0% | 0% | 1 | 71% | 0% | 0% | 3 | 100% | 0% | 0% | 5 | 17% | 0% | 0% | 1 | 6% | 0% | 0% | 1 |  | 0% | 0% | 1 | 0.15 | 0% | 0% | 1 | 3% | 0% | 0% | 1 | 0 | 2 | 68% | 0% | 68% | 3 | 57% | 0% | 0% | 2 | 34% | 0% | 0% | 1 | 65% | 0% | 0% | 2 | 82% | 0% | 0% | 3 | 25% | 0% | 0% | 1 | 6% | 0% | 0% | 1 |  | 0% | 0% | 1 | 0.15 | 0% | 0% | 1 | 7% | 0% | 0% | 1 | 0 | 2 | 50% | 0% | 50% | 3 | 58% | 0% | 0% | 2 | 31% | 0% | 0% | 1 | 63% | 0% | 0% | 2 | 84% | 0% | 0% | 3 | 32% | 0% | 0% | 1 | 6% | 0% | 0% | 1 |  | 0% | 0% | 1 | 0.17 | 0% | 0% | 1 | 10% | 0% | 0% | 1 | 0 | 2 | 32% | 0% | 32% | 2 | 59% | 0% | 0% | 2 | 36% | 0% | 0% | 1 | 61% | 0% | 0% | 2 | 85% | 0% | 0% | 3 | 30% | 0% | 0% | 1 | 6% | 0% | 0% | 1
59 | Bridgeville | 0 | 0 | 10 | 0% | 0% | 1 | 0.07 | 0% | 0% | 1 | 0% | 0% | 0% | 1 | 0 | 2 | 0% | 0% | 0% | 1 | 38% | 0% | 0% | 1 | 6% | 0% | 0% | 1 | 6% | 0% | 0% | 1 | 44% | 0% | 0% | 1 | 59% | 0% | 0% | 2 | 1% | 0% | 0% | 1 |  | 0% | 0% | 1 | 0.06 | 0% | 0% | 1 | 0% | 0% | 0% | 1 | 0 | 2 | 0% | 0% | 0% | 1 | 23% | 0% | 0% | 1 | 22% | 0% | 0% | 1 | 28% | 0% | 0% | 1 | 46% | 0% | 0% | 1 | 58% | 0% | 0% | 2 | 1% | 0% | 0% | 1 |  | 0% | 0% | 1 | 0.06 | 0% | 0% | 1 | 0% | 0% | 0% | 1 | 0 | 2 | 3% | 0% | 3% | 1 | 20% | 0% | 0% | 1 | 24% | 0% | 0% | 1 | 31% | 0% | 0% | 1 | 44% | 0% | 0% | 1 | 52% | 0% | 0% | 2 | 1% | 0% | 0% | 1 |  | 0% | 0% | 1 | 0.06 | 0% | 0% | 1 | 0% | 0% | 0% | 1 | 0 | 2 | 6% | 0% | 6% | 1 | 16% | 0% | 0% | 1 | 21% | 0% | 0% | 1 | 27% | 0% | 0% | 1 | 38% | 0% | 0% | 1 | 48% | 0% | 0% | 1 | 2% | 0% | 0% | 1
60 | Logan Creek | 0 | 0 | 10 | 0% | 0% | 1 | 0.06 | 0% | 0% | 1 | 53% | 0% | 0% | 2 | 0 | 2 | 25% | 0% | 25% | 2 | 14% | 0% | 0% | 1 | 0% | 0% | 0% | 1 | 0% | 0% | 0% | 1 | 14% | 0% | 0% | 1 | 16% | 0% | 0% | 1 | 2% | 0% | 0% | 1 |  | 0% | 0% | 1 | 0.06 | 0% | 0% | 1 | 36% | 0% | 0% | 1 | 0 | 2 | 42% | 2% | 44% | 2 | 25% | 0% | 0% | 1 | 3% | 0% | 0% | 1 | 5% | 0% | 0% | 1 | 29% | 0% | 0% | 1 | 31% | 0% | 0% | 1 | 4% | 0% | 0% | 1 |  | 0% | 0% | 1 | 0.06 | 0% | 0% | 1 | 31% | 0% | 0% | 1 | 0 | 2 | 36% | 11% | 47% | 3 | 32% | 0% | 0% | 1 | 5% | 0% | 0% | 1 | 10% | 0% | 0% | 1 | 39% | 0% | 0% | 1 | 35% | 0% | 0% | 1 | 4% | 0% | 0% | 1 |  | 0% | 0% | 1 | 0.07 | 0% | 0% | 1 | 31% | 0% | 0% | 1 | 0 | 2 | 33% | 16% | 49% | 3 | 37% | 0% | 0% | 1 | 9% | 0% | 0% | 1 | 18% | 0% | 0% | 1 | 49% | 0% | 0% | 1 | 36% | 0% | 0% | 1 | 5% | 0% | 0% | 1
61 | Famoso | 0 | 0 | 10 | 0% | 0% | 1 | 0.07 | 0% | 0% | 1 | 91% | 0% | 0% | 3 | 0 | 2 | 10% | 0% | 10% | 1 | 57% | 0% | 0% | 2 | 0% | 0% | 0% | 1 | 21% | 0% | 0% | 1 | 64% | 0% | 0% | 2 | 0% | 0% | 0% | 1 | 1% | 0% | 0% | 1 |  | 0% | 0% | 1 | 0.09 | 0% | 0% | 1 | 79% | 0% | 0% | 3 | 0 | 2 | 23% | 0% | 23% | 2 | 29% | 0% | 0% | 1 | 4% | 0% | 0% | 1 | 10% | 0% | 0% | 1 | 34% | 0% | 0% | 1 | 1% | 0% | 0% | 1 | 1% | 0% | 0% | 1 |  | 0% | 0% | 1 | 0.11 | 0% | 0% | 1 | 60% | 0% | 0% | 2 | 0 | 2 | 26% | 0% | 26% | 2 | 25% | 0% | 0% | 1 | 2% | 0% | 0% | 1 | 11% | 0% | 0% | 1 | 33% | 0% | 0% | 1 | 5% | 0% | 0% | 1 | 1% | 0% | 0% | 1 |  | 0% | 0% | 1 | 0.1 | 0% | 0% | 1 | 48% | 0% | 0% | 1 | 0 | 2 | 28% | 0% | 28% | 2 | 29% | 0% | 0% | 1 | 7% | 0% | 0% | 1 | 25% | 0% | 0% | 1 | 46% | 0% | 0% | 1 | 10% | 0% | 0% | 1 | 4% | 0% | 0% | 1
62 | New Sub - Los Banos - Midway (Proposed) | 816 | 8160 | 10 | 24.85% | 0% | 2 | 0.05 | 38.7% | 0% | 2 | 31% | 23.87% | 0% | 2 | 0 | 2 | 1% | 0% | 1% | 1 | 1% | 16.91% | 0% | 1 | 0% | 16.68% | 0% | 1 | 0% | 16.68% | 0% | 1 | 1% | 16.91% | 0% | 1 | 0% | 16.68% | 0% | 1 | 0% | 16.69% | 0% | 1 |  | 9.044% | 0% | 1 | 0.07 | 18.5% | 0% | 1 | 38% | 7.574% | 0% | 1 | 0 | 2 | 0% | 0% | 0% | 1 | 17% | 5.313% | 0% | 1 | 3% | 4.572% | 0% | 1 | 5% | 4.682% | 0% | 1 | 18% | 5.421% | 0% | 1 | 0% | 4.435% | 0% | 1 | 1% | 4.459% | 0% | 1 |  | 5.097% | 0% | 1 | 0.07 | 8.427% | 0% | 1 | 38% | 7.574% | 0% | 1 | 0 | 2 | 6% | 0% | 6% | 1 | 27% | 2.751% | 0% | 1 | 3% | 2.063% | 0% | 1 | 6% | 2.13% | 0% | 1 | 29% | 2.817% | 0% | 1 | 6% | 2.12% | 0% | 1 | 1% | 2.025% | 0% | 1 |  | 3.736% | 0% | 1 | 0.07 | 5.25% | 0% | 1 | 40% | 7.574% | 0% | 1 | 0 | 2 | 8% | 0% | 8% | 1 | 27% | 1.701% | 0% | 1 | 9% | 1.36% | 0% | 1 | 13% | 1.435% | 0% | 1 | 33% | 1.854% | 0% | 1 | 7% | 1.336% | 0% | 1 | 2% | 1.265% | 0% | 1
63 | Lockeford | 200 | 2000 | 10 | 18.36% | 0% | 1 | 0.24 | 999% | 8.824% | 3 | 51% | 15.37% | 0% | 2 | 0 | 2 | 0% | 0% | 0% | 1 | 0% | 4.667% | 0% | 1 | 0% | 4.667% | 0% | 1 | 31% | 6.802% | 0% | 1 | 31% | 6.802% | 0% | 1 | 0% | 4.667% | 0% | 1 | 10% | 5.17% | 0% | 1 |  | 6.947% | 0% | 1 | 0.22 | 33.23% | 0% | 2 | 47% | 5.41% | 0% | 1 | 0 | 2 | 6% | 0% | 6% | 1 | 12% | 1.603% | 0% | 1 | 9% | 1.556% | 0% | 1 | 35% | 2.17% | 0% | 1 | 38% | 2.282% | 0% | 1 | 9% | 1.552% | 0% | 1 | 14% | 1.652% | 0% | 1 |  | 4.113% | 0% | 1 | 0.19 | 13.28% | 0% | 1 | 39% | 5.41% | 0% | 1 | 0 | 2 | 6% | 0% | 6% | 1 | 26% | 0.9196% | 0% | 1 | 21% | 0.8608% | 0% | 1 | 43% | 1.197% | 0% | 1 | 50% | 1.347% | 0% | 2 | 11% | 0.7617% | 0% | 1 | 13% | 0.7824% | 0% | 1 |  | 2.754% | 0% | 1 | 0.15 | 3.423% | 0% | 1 | 39% | 5.41% | 0% | 1 | 0 | 2 | 13% | 0% | 13% | 1 | 35% | 0.593% | 0% | 1 | 22% | 0.4987% | 0% | 1 | 39% | 0.6353% | 0% | 1 | 51% | 0.798% | 0% | 2 | 15% | 0.4578% | 0% | 1 | 13% | 0.4455% | 0% | 1
64 | Etiwanda | 0 | 0 | 10 | 0% | 0% | 1 | 0.75 | 0% | 0% | 1 | 0% | 0% | 0% | 1 | 0 | 2 | 33% | 67% | 100% | 5 | 100% | 0% | 0% | 5 | 100% | 0% | 0% | 5 | 100% | 0% | 0% | 5 | 100% | 0% | 0% | 5 | 0% | 0% | 0% | 1 | 1% | 0% | 0% | 1 |  | 0% | 0% | 1 | 0.56 | 0% | 0% | 1 | 12% | 0% | 0% | 1 | 0 | 2 | 9% | 39% | 48% | 5 | 47% | 0% | 0% | 1 | 38% | 0% | 0% | 1 | 35% | 0% | 0% | 1 | 47% | 0% | 0% | 1 | 23% | 0% | 0% | 1 | 5% | 0% | 0% | 1 |  | 0% | 0% | 1 | 0.29 | 0% | 0% | 1 | 6% | 0% | 0% | 1 | 0 | 2 | 28% | 45% | 73% | 5 | 67% | 0% | 0% | 2 | 51% | 0% | 0% | 2 | 47% | 0% | 0% | 1 | 75% | 0% | 0% | 3 | 22% | 0% | 0% | 1 | 8% | 0% | 0% | 1 |  | 0% | 0% | 1 | 0.27 | 0% | 0% | 1 | 2% | 0% | 0% | 1 | 0 | 2 | 55% | 29% | 84% | 5 | 51% | 0% | 0% | 2 | 53% | 0% | 0% | 2 | 60% | 0% | 0% | 2 | 86% | 0% | 0% | 3 | 35% | 0% | 0% | 1 | 7% | 0% | 0% | 1
65 | Edes | 0 | 0 | 10 | 0% | 0% | 1 | 0.84 | 0% | 0% | 1 | 0% | 0% | 0% | 1 | 0 | 2 | 0% | 0% | 0% | 1 | 3% | 0% | 0% | 1 | 30% | 0% | 0% | 1 | 63% | 0% | 0% | 2 | 63% | 0% | 0% | 2 | 0% | 0% | 0% | 1 | 8% | 0% | 0% | 1 |  | 0% | 0% | 1 | 0.28 | 0% | 0% | 1 | 0% | 0% | 0% | 1 | 0 | 2 | 55% | 0% | 55% | 3 | 64% | 0% | 0% | 2 | 27% | 0% | 0% | 1 | 64% | 0% | 0% | 2 | 84% | 0% | 0% | 3 | 31% | 0% | 0% | 1 | 7% | 0% | 0% | 1 |  | 0% | 0% | 1 | 0.33 | 0% | 0% | 1 | 0% | 0% | 0% | 1 | 0 | 2 | 62% | 0% | 62% | 3 | 63% | 0% | 0% | 2 | 34% | 0% | 0% | 1 | 69% | 0% | 0% | 2 | 88% | 0% | 0% | 3 | 33% | 0% | 0% | 1 | 6% | 0% | 0% | 1 |  | 0% | 0% | 1 | 0.44 | 0% | 0% | 1 | 0% | 0% | 0% | 1 | 0 | 2 | 63% | 0% | 63% | 3 | 42% | 0% | 0% | 1 | 46% | 0% | 0% | 1 | 72% | 0% | 0% | 3 | 84% | 0% | 0% | 3 | 29% | 0% | 0% | 1 | 6% | 0% | 0% | 1
66 | GWF 2 | 0 | 0 | 0 | 0% | 0% | 1 | 0.07 | 0% | 0% | 1 | 0% | 0% | 0% | 1 | 0 | 2 | 42% | 0% | 42% | 2 | 42% | 0% | 0% | 1 | 70% | 0% | 0% | 3 | 43% | 0% | 0% | 1 | 71% | 0% | 0% | 3 | 12% | 0% | 0% | 1 | 49% | 0% | 0% | 1 |  | 0% | 0% | 1 | 0.07 | 0% | 0% | 1 | 0% | 0% | 0% | 1 | 0 | 2 | 64% | 0% | 64% | 3 | 25% | 0% | 0% | 1 | 48% | 0% | 0% | 1 | 42% | 0% | 0% | 1 | 56% | 0% | 0% | 2 | 9% | 0% | 0% | 1 | 23% | 0% | 0% | 1 |  | 0% | 0% | 1 | 0.08 | 0% | 0% | 1 | 11% | 0% | 0% | 1 | 0 | 2 | 54% | 0% | 54% | 3 | 17% | 0% | 0% | 1 | 46% | 0% | 0% | 1 | 43% | 0% | 0% | 1 | 55% | 0% | 0% | 2 | 8% | 0% | 0% | 1 | 18% | 0% | 0% | 1 |  | 0% | 0% | 1 | 0.14 | 0% | 0% | 1 | 23% | 0% | 0% | 1 | 0 | 2 | 45% | 0% | 45% | 2 | 25% | 0% | 0% | 1 | 38% | 0% | 0% | 1 | 42% | 0% | 0% | 1 | 56% | 0% | 0% | 2 | 10% | 0% | 0% | 1 | 16% | 0% | 0% | 1
67 | Goose Lake | 0 | 0 | 10 | 0% | 0% | 1 | 0.09 | 0% | 0% | 1 | 40% | 0% | 0% | 1 | 0 | 2 | 15% | 0% | 15% | 1 | 44% | 0% | 0% | 1 | 24% | 0% | 0% | 1 | 72% | 0% | 0% | 3 | 83% | 0% | 0% | 3 | 2% | 0% | 0% | 1 | 16% | 0% | 0% | 1 |  | 0% | 0% | 1 | 0.08 | 0% | 0% | 1 | 50% | 0% | 0% | 2 | 0 | 2 | 17% | 0% | 17% | 1 | 38% | 0% | 0% | 1 | 14% | 0% | 0% | 1 | 48% | 0% | 0% | 1 | 69% | 0% | 0% | 2 | 1% | 0% | 0% | 1 | 7% | 0% | 0% | 1 |  | 0% | 0% | 1 | 0.08 | 0% | 0% | 1 | 44% | 0% | 0% | 1 | 0 | 2 | 14% | 0% | 14% | 1 | 35% | 0% | 0% | 1 | 9% | 0% | 0% | 1 | 35% | 0% | 0% | 1 | 59% | 0% | 0% | 2 | 3% | 0% | 0% | 1 | 4% | 0% | 0% | 1 |  | 0% | 0% | 1 | 0.08 | 0% | 0% | 1 | 42% | 0% | 0% | 1 | 0 | 2 | 13% | 0% | 13% | 1 | 37% | 0% | 0% | 1 | 7% | 0% | 0% | 1 | 27% | 0% | 0% | 1 | 56% | 0% | 0% | 2 | 5% | 0% | 0% | 1 | 5% | 0% | 0% | 1
68 | Unknown - 3327 | 0 | 0 | 0 | 0% | 0% | 1 | 0.12 | 0% | 0% | 1 | 85% | 0% | 0% | 3 | 0 | 2 | 1% | 0% | 1% | 1 | 0% | 0% | 0% | 1 | 1% | 0% | 0% | 1 | 10% | 0% | 0% | 1 | 10% | 0% | 0% | 1 | 0% | 0% | 0% | 1 | 0% | 0% | 0% | 1 |  | 0% | 0% | 1 | 0.11 | 0% | 0% | 1 | 58% | 0% | 0% | 2 | 0 | 2 | 11% | 0% | 11% | 1 | 26% | 0% | 0% | 1 | 13% | 0% | 0% | 1 | 23% | 0% | 0% | 1 | 36% | 0% | 0% | 1 | 13% | 0% | 0% | 1 | 2% | 0% | 0% | 1 |  | 0% | 0% | 1 | 0.1 | 0% | 0% | 1 | 45% | 0% | 0% | 1 | 0 | 2 | 27% | 1% | 28% | 2 | 43% | 0% | 0% | 1 | 21% | 0% | 0% | 1 | 32% | 0% | 0% | 1 | 54% | 0% | 0% | 2 | 23% | 0% | 0% | 1 | 2% | 0% | 0% | 1 |  | 0% | 0% | 1 | 0.11 | 0% | 0% | 1 | 42% | 0% | 0% | 1 | 0 | 2 | 29% | 4% | 33% | 2 | 42% | 0% | 0% | 1 | 21% | 0% | 0% | 1 | 32% | 0% | 0% | 1 | 54% | 0% | 0% | 2 | 22% | 0% | 0% | 1 | 3% | 0% | 0% | 1
69 | Mira Loma | 0 | 0 | 10 | 0% | 0% | 1 | 0.6 | 0% | 0% | 1 | 22% | 0% | 0% | 1 | 0 | 2 | 7% | 0% | 7% | 1 | 0% | 0% | 0% | 1 | 0% | 0% | 0% | 1 | 0% | 0% | 0% | 1 | 0% | 0% | 0% | 1 | 0% | 0% | 0% | 1 | 0% | 0% | 0% | 1 |  | 0% | 0% | 1 | 0.57 | 0% | 0% | 1 | 19% | 0% | 0% | 1 | 0 | 2 | 29% | 0% | 29% | 2 | 4% | 0% | 0% | 1 | 5% | 0% | 0% | 1 | 19% | 0% | 0% | 1 | 23% | 0% | 0% | 1 | 2% | 0% | 0% | 1 | 1% | 0% | 0% | 1 |  | 0% | 0% | 1 | 0.3 | 0% | 0% | 1 | 7% | 0% | 0% | 1 | 0 | 2 | 41% | 30% | 71% | 5 | 36% | 0% | 0% | 1 | 15% | 0% | 0% | 1 | 33% | 0% | 0% | 1 | 60% | 0% | 0% | 2 | 36% | 0% | 0% | 1 | 9% | 0% | 0% | 1 |  | 0% | 0% | 1 | 0.29 | 0% | 0% | 1 | 3% | 0% | 0% | 1 | 0 | 2 | 53% | 31% | 84% | 5 | 43% | 0% | 0% | 1 | 39% | 0% | 0% | 1 | 50% | 0% | 0% | 2 | 75% | 0% | 0% | 3 | 33% | 0% | 0% | 1 | 9% | 0% | 0% | 1
70 | Ravenswood | 100 | 1000 | 10 | 1099% | 233.1% | 5 | 0.15 | 909.1% | 679.4% | 5 | 0% | 0% | 0% | 1 | 0 | 2 | 0% | 0% | 0% | 1 | 0% | 208.3% | 999.9% | 5 | 0% | 208.3% | 999.9% | 5 | 53% | 446.4% | 303.1% | 5 | 53% | 446.4% | 303.1% | 5 | 0% | 208.3% | 999.9% | 5 | 55% | 456.6% | 298.1% | 5 |  | 207.9% | 10.07% | 5 | 0.81 | 195.3% | 37.34% | 5 | 0% | 2022% | 0% | 4 | 0 | 2 | 0% | 0% | 0% | 1 | 27% | 24.45% | 0% | 2 | 71% | 61.69% | 0% | 3 | 82% | 98.14% | 0% | 4 | 82% | 99.8% | 0% | 4 | 6% | 18.79% | 0% | 1 | 20% | 22.13% | 0% | 2 |  | 52.44% | 0% | 3 | 0.29 | 124.5% | 0.8579% | 3 | 0% | 2022% | 0% | 4 | 0 | 2 | 29% | 0% | 29% | 2 | 66% | 9.746% | 0% | 2 | 54% | 7.204% | 0% | 2 | 72% | 11.56% | 0% | 3 | 88% | 26.61% | 0% | 3 | 47% | 6.216% | 0% | 1 | 10% | 3.642% | 0% | 1 |  | 13.89% | 0% | 1 | 0.28 | 7.846% | 0% | 1 | 1% | 2022% | 0% | 4 | 0 | 2 | 40% | 0% | 40% | 2 | 54% | 2.372% | 0% | 2 | 44% | 1.955% | 0% | 1 | 64% | 3.05% | 0% | 2 | 81% | 5.746% | 0% | 3 | 47% | 2.068% | 0% | 1 | 9% | 1.198% | 0% | 1
71 | Rio Hondo | 0 | 0 | 10 | 0% | 0% | 1 | 0.1 | 0% | 0% | 1 | 0% | 0% | 0% | 1 | 0 | 2 | 0% | 0% | 0% | 1 | 0% | 0% | 0% | 1 | 100% | 0% | 0% | 5 | 90% | 0% | 0% | 4 | 100% | 0% | 0% | 5 | 99% | 0% | 0% | 5 | 28% | 0% | 0% | 1 |  | 0% | 0% | 1 | 0.03 | 0% | 0% | 1 | 0% | 0% | 0% | 1 | 0 | 2 | 24% | 44% | 68% | 5 | 0% | 0% | 0% | 1 | 46% | 0% | 0% | 1 | 76% | 0% | 0% | 3 | 79% | 0% | 0% | 3 | 87% | 0% | 0% | 3 | 30% | 0% | 0% | 1 |  | 0% | 0% | 1 | 0.16 | 0% | 0% | 1 | 0% | 0% | 0% | 1 | 0 | 2 | 82% | 4% | 86% | 5 | 50% | 0% | 0% | 2 | 2% | 0% | 0% | 1 | 1% | 0% | 0% | 1 | 52% | 0% | 0% | 2 | 58% | 0% | 0% | 2 | 19% | 0% | 0% | 1 |  | 0% | 0% | 1 | 0.14 | 0% | 0% | 1 | 0% | 0% | 0% | 1 | 0 | 2 | 79% | 12% | 91% | 5 | 56% | 0% | 0% | 2 | 6% | 0% | 0% | 1 | 1% | 0% | 0% | 1 | 59% | 0% | 0% | 2 | 44% | 0% | 0% | 1 | 16% | 0% | 0% | 1
72 | Redondo | 0 | 0 | 10 | 0% | 0% | 1 | 0.27 | 0% | 0% | 1 | 0% | 0% | 0% | 1 | 0 | 2 | 0% | 0% | 0% | 1 | 8% | 0% | 0% | 1 | 0% | 0% | 0% | 1 | 57% | 0% | 0% | 2 | 65% | 0% | 0% | 2 | 0% | 0% | 0% | 1 | 0% | 0% | 0% | 1 |  | 0% | 0% | 1 | 0.26 | 0% | 0% | 1 | 0% | 0% | 0% | 1 | 0 | 2 | 0% | 0% | 0% | 1 | 1% | 0% | 0% | 1 | 17% | 0% | 0% | 1 | 81% | 0% | 0% | 3 | 82% | 0% | 0% | 3 | 0% | 0% | 0% | 1 | 0% | 0% | 0% | 1 |  | 0% | 0% | 1 | 0.18 | 0% | 0% | 1 | 0% | 0% | 0% | 1 | 0 | 2 | 0% | 0% | 0% | 1 | 0% | 0% | 0% | 1 | 2% | 0% | 0% | 1 | 54% | 0% | 0% | 2 | 55% | 0% | 0% | 2 | 0% | 0% | 0% | 1 | 0% | 0% | 0% | 1 |  | 0% | 0% | 1 | 0.25 | 0% | 0% | 1 | 0% | 0% | 0% | 1 | 0 | 2 | 1% | 15% | 16% | 3 | 5% | 0% | 0% | 1 | 6% | 0% | 0% | 1 | 49% | 0% | 0% | 1 | 54% | 0% | 0% | 2 | 2% | 0% | 0% | 1 | 4% | 0% | 0% | 1
73 | Otay | 0 | 0 | 10 | 0% | 0% | 1 | 0.18 | 0% | 0% | 1 | 0% | 0% | 0% | 1 | 0 | 2 | 12% | 0% | 12% | 1 | 4% | 0% | 0% | 1 | 97% | 0% | 0% | 5 | 99% | 0% | 0% | 5 | 99% | 0% | 0% | 5 | 24% | 0% | 0% | 1 | 8% | 0% | 0% | 1 |  | 0% | 0% | 1 | 0.21 | 0% | 0% | 1 | 0% | 0% | 0% | 1 | 0 | 2 | 48% | 0% | 48% | 2 | 2% | 0% | 0% | 1 | 77% | 0% | 0% | 3 | 93% | 0% | 0% | 4 | 96% | 0% | 0% | 5 | 25% | 0% | 0% | 1 | 9% | 0% | 0% | 1 |  | 0% | 0% | 1 | 0.21 | 0% | 0% | 1 | 0% | 0% | 0% | 1 | 0 | 2 | 45% | 4% | 49% | 2 | 6% | 0% | 0% | 1 | 67% | 0% | 0% | 2 | 89% | 0% | 0% | 3 | 91% | 0% | 0% | 4 | 31% | 0% | 0% | 1 | 6% | 0% | 0% | 1 |  | 0% | 0% | 1 | 0.22 | 0% | 0% | 1 | 0% | 0% | 0% | 1 | 0 | 2 | 33% | 43% | 76% | 5 | 24% | 0% | 0% | 1 | 62% | 0% | 0% | 2 | 85% | 0% | 0% | 3 | 89% | 0% | 0% | 3 | 29% | 0% | 0% | 1 | 5% | 0% | 0% | 1
74 | Kirker | 0 | 0 | 10 | 0% | 0% | 1 | 0.07 | 0% | 0% | 1 | 0% | 0% | 0% | 1 | 0 | 2 | 44% | 0% | 44% | 2 | 50% | 0% | 0% | 2 | 74% | 0% | 0% | 3 | 49% | 0% | 0% | 1 | 75% | 0% | 0% | 3 | 16% | 0% | 0% | 1 | 54% | 0% | 0% | 2 |  | 0% | 0% | 1 | 0.07 | 0% | 0% | 1 | 0% | 0% | 0% | 1 | 0 | 2 | 63% | 0% | 63% | 3 | 25% | 0% | 0% | 1 | 48% | 0% | 0% | 1 | 39% | 0% | 0% | 1 | 55% | 0% | 0% | 2 | 9% | 0% | 0% | 1 | 27% | 0% | 0% | 1 |  | 0% | 0% | 1 | 0.17 | 0% | 0% | 1 | 3% | 0% | 0% | 1 | 0 | 2 | 60% | 0% | 60% | 3 | 20% | 0% | 0% | 1 | 47% | 0% | 0% | 1 | 45% | 0% | 0% | 1 | 59% | 0% | 0% | 2 | 11% | 0% | 0% | 1 | 19% | 0% | 0% | 1 |  | 0% | 0% | 1 | 0.2 | 0% | 0% | 1 | 17% | 0% | 0% | 1 | 0 | 2 | 50% | 0% | 50% | 3 | 23% | 0% | 0% | 1 | 40% | 0% | 0% | 1 | 45% | 0% | 0% | 1 | 59% | 0% | 0% | 2 | 11% | 0% | 0% | 1 | 16% | 0% | 0% | 1
75 | Saugus | 0 | 0 | 10 | 0% | 0% | 1 | 0.64 | 0% | 0% | 1 | 1% | 0% | 0% | 1 | 0 | 2 | 60% | 2% | 62% | 3 | 2% | 0% | 0% | 1 | 19% | 0% | 0% | 1 | 57% | 0% | 0% | 2 | 60% | 0% | 0% | 2 | 27% | 0% | 0% | 1 | 9% | 0% | 0% | 1 |  | 0% | 0% | 1 | 0.28 | 0% | 0% | 1 | 2% | 0% | 0% | 1 | 0 | 2 | 53% | 35% | 88% | 5 | 39% | 0% | 0% | 1 | 2% | 0% | 0% | 1 | 14% | 0% | 0% | 1 | 50% | 0% | 0% | 2 | 43% | 0% | 0% | 1 | 9% | 0% | 0% | 1 |  | 0% | 0% | 1 | 0.21 | 0% | 0% | 1 | 3% | 0% | 0% | 1 | 0 | 2 | 47% | 40% | 87% | 5 | 53% | 0% | 0% | 2 | 3% | 0% | 0% | 1 | 9% | 0% | 0% | 1 | 59% | 0% | 0% | 2 | 44% | 0% | 0% | 1 | 11% | 0% | 0% | 1 |  | 0% | 0% | 1 | 0.21 | 0% | 0% | 1 | 4% | 0% | 0% | 1 | 0 | 2 | 45% | 38% | 83% | 5 | 50% | 0% | 0% | 2 | 4% | 0% | 0% | 1 | 10% | 0% | 0% | 1 | 58% | 0% | 0% | 2 | 43% | 0% | 0% | 1 | 11% | 0% | 0% | 1
76 | Chinese Station | 0 | 0 | 0 | 0% | 0% | 1 | 0.07 | 0% | 0% | 1 | 0% | 0% | 0% | 1 | 0 | 2 | 97% | 0% | 97% | 5 | 40% | 0% | 0% | 1 | 91% | 0% | 0% | 4 | 95% | 0% | 0% | 5 | 95% | 0% | 0% | 5 | 43% | 0% | 0% | 1 | 11% | 0% | 0% | 1 |  | 0% | 0% | 1 | 0.1 | 0% | 0% | 1 | 0% | 0% | 0% | 1 | 0 | 2 | 86% | 1% | 87% | 5 | 65% | 0% | 0% | 2 | 36% | 0% | 0% | 1 | 41% | 0% | 0% | 1 | 80% | 0% | 0% | 3 | 68% | 0% | 0% | 2 | 8% | 0% | 0% | 1 |  | 0% | 0% | 1 | 0.11 | 0% | 0% | 1 | 1% | 0% | 0% | 1 | 0 | 2 | 80% | 3% | 83% | 5 | 75% | 0% | 0% | 3 | 31% | 0% | 0% | 1 | 36% | 0% | 0% | 1 | 84% | 0% | 0% | 3 | 62% | 0% | 0% | 2 | 9% | 0% | 0% | 1 |  | 0% | 0% | 1 | 0.11 | 0% | 0% | 1 | 5% | 0% | 0% | 1 | 0 | 2 | 72% | 8% | 80% | 5 | 73% | 0% | 0% | 3 | 29% | 0% | 0% | 1 | 42% | 0% | 0% | 1 | 87% | 0% | 0% | 3 | 54% | 0% | 0% | 2 | 9% | 0% | 0% | 1
77 | Devers | 300 | 3000 | 10 | 78.12% | 0% | 3 | 0.27 | 622.4% | 44.2% | 5 | 0% | 0% | 0% | 1 | 0 | 2 | 1% | 0% | 1% | 1 | 27% | 27.3% | 0% | 2 | 71% | 69.4% | 0% | 3 | 60% | 49.26% | 0% | 2 | 73% | 74.11% | 0% | 3 | 9% | 21.93% | 0% | 2 | 0% | 19.92% | 0% | 1 |  | 42.13% | 0% | 2 | 0.27 | 202.4% | 13.5% | 3 | 0% | 0% | 0% | 1 | 0 | 2 | 12% | 1% | 13% | 2 | 33% | 16.18% | 0% | 1 | 55% | 24.32% | 0% | 2 | 43% | 19.24% | 0% | 1 | 64% | 29.9% | 0% | 2 | 24% | 14.27% | 0% | 1 | 0% | 10.9% | 0% | 1 |  | 21.69% | 0% | 2 | 0.27 | 34.86% | 0% | 2 | 0% | 0% | 0% | 1 | 0 | 2 | 19% | 17% | 36% | 3 | 30% | 7.44% | 0% | 1 | 40% | 8.743% | 0% | 1 | 42% | 8.95% | 0% | 1 | 58% | 12.41% | 0% | 2 | 36% | 8.186% | 0% | 1 | 1% | 5.264% | 0% | 1 |  | 14.18% | 0% | 1 | 0.27 | 11.99% | 0% | 1 | 0% | 0% | 0% | 1 | 0 | 2 | 24% | 32% | 56% | 5 | 35% | 3.868% | 0% | 1 | 37% | 3.999% | 0% | 1 | 50% | 5.06% | 0% | 2 | 65% | 7.251% | 0% | 2 | 47% | 4.782% | 0% | 1 | 3% | 2.584% | 0% | 1
78 | New Sub - Midway - Wheeler Ridge (Proposed) | 1900 | 19000 | 10 | 201.1% | 25.3% | 5 | 0.06 | 204.3% | 26.38% | 5 | 49% | 109.9% | 7.338% | 4 | 0 | 2 | 10% | 0% | 10% | 1 | 9% | 44.36% | 0% | 2 | 33% | 59.74% | 0% | 3 | 43% | 71.11% | 0% | 3 | 44% | 72.52% | 0% | 3 | 0% | 40.26% | 0% | 2 | 1% | 40.47% | 0% | 2 |  | 96.12% | 0% | 4 | 0.06 | 72.47% | 0% | 2 | 46% | 48.57% | 0% | 2 | 0 | 2 | 8% | 0% | 8% | 1 | 22% | 18.18% | 0% | 1 | 38% | 22.66% | 0% | 2 | 50% | 28.27% | 0% | 2 | 60% | 35.39% | 0% | 2 | 2% | 14.45% | 0% | 1 | 1% | 14.23% | 0% | 1 |  | 67.01% | 0% | 3 | 0.07 | 30.04% | 0% | 2 | 42% | 48.57% | 0% | 2 | 0 | 2 | 7% | 0% | 7% | 1 | 22% | 9.645% | 0% | 1 | 38% | 12.1% | 0% | 1 | 57% | 17.39% | 0% | 2 | 64% | 20.64% | 0% | 2 | 5% | 7.869% | 0% | 1 | 5% | 7.891% | 0% | 1 |  | 42.01% | 0% | 2 | 0.08 | 20.72% | 0% | 2 | 44% | 48.57% | 0% | 2 | 0 | 2 | 9% | 0% | 9% | 1 | 22% | 6.221% | 0% | 1 | 30% | 6.955% | 0% | 1 | 54% | 10.63% | 0% | 2 | 61% | 12.32% | 0% | 2 | 7% | 5.221% | 0% | 1 | 5% | 5.126% | 0% | 1
79 | Del Amo | 0 | 0 | 10 | 0% | 0% | 1 | 0 | 0% | 0% | 1 | 0% | 0% | 0% | 1 | 0 | 2 | 0% | 0% | 0% | 1 | 0% | 0% | 0% | 1 | 0% | 0% | 0% | 1 | 0% | 0% | 0% | 1 | 0% | 0% | 0% | 1 | 0% | 0% | 0% | 1 | 0% | 0% | 0% | 1 |  | 0% | 0% | 1 | 0.36 | 0% | 0% | 1 | 0% | 0% | 0% | 1 | 0 | 2 | 0% | 0% | 0% | 1 | 0% | 0% | 0% | 1 | 18% | 0% | 0% | 1 | 37% | 0% | 0% | 1 | 37% | 0% | 0% | 1 | 0% | 0% | 0% | 1 | 1% | 0% | 0% | 1 |  | 0% | 0% | 1 | 0.67 | 0% | 0% | 1 | 0% | 0% | 0% | 1 | 0 | 2 | 1% | 0% | 1% | 1 | 0% | 0% | 0% | 1 | 7% | 0% | 0% | 1 | 68% | 0% | 0% | 2 | 68% | 0% | 0% | 2 | 0% | 0% | 0% | 1 | 2% | 0% | 0% | 1 |  | 0% | 0% | 1 | 0.49 | 0% | 0% | 1 | 0% | 0% | 0% | 1 | 0 | 2 | 28% | 0% | 28% | 2 | 21% | 0% | 0% | 1 | 10% | 0% | 0% | 1 | 53% | 0% | 0% | 2 | 74% | 0% | 0% | 3 | 16% | 0% | 0% | 1 | 8% | 0% | 0% | 1
80 | Alpaugh | 0 | 0 | 10 | 0% | 0% | 1 | 0.07 | 0% | 0% | 1 | 39% | 0% | 0% | 1 | 0 | 2 | 8% | 0% | 8% | 1 | 54% | 0% | 0% | 2 | 0% | 0% | 0% | 1 | 9% | 0% | 0% | 1 | 58% | 0% | 0% | 2 | 1% | 0% | 0% | 1 | 5% | 0% | 0% | 1 |  | 0% | 0% | 1 | 0.08 | 0% | 0% | 1 | 42% | 0% | 0% | 1 | 0 | 2 | 11% | 0% | 11% | 1 | 26% | 0% | 0% | 1 | 9% | 0% | 0% | 1 | 18% | 0% | 0% | 1 | 35% | 0% | 0% | 1 | 1% | 0% | 0% | 1 | 6% | 0% | 0% | 1 |  | 0% | 0% | 1 | 0.08 | 0% | 0% | 1 | 45% | 0% | 0% | 1 | 0 | 2 | 8% | 0% | 8% | 1 | 28% | 0% | 0% | 1 | 9% | 0% | 0% | 1 | 17% | 0% | 0% | 1 | 38% | 0% | 0% | 1 | 1% | 0% | 0% | 1 | 5% | 0% | 0% | 1 |  | 0% | 0% | 1 | 0.09 | 0% | 0% | 1 | 43% | 0% | 0% | 1 | 0 | 2 | 6% | 0% | 6% | 1 | 27% | 0% | 0% | 1 | 5% | 0% | 0% | 1 | 16% | 0% | 0% | 1 | 38% | 0% | 0% | 1 | 1% | 0% | 0% | 1 | 5% | 0% | 0% | 1
81 | Palo Verde | 0 | 0 | 10 | 0% | 0% | 1 | 0 | 0% | 0% | 1 | 0% | 0% | 0% | 1 | 0 | 2 | 0% | 0% | 0% | 1 | 0% | 0% | 0% | 1 | 0% | 0% | 0% | 1 | 0% | 0% | 0% | 1 | 0% | 0% | 0% | 1 | 0% | 0% | 0% | 1 | 0% | 0% | 0% | 1 |  | 0% | 0% | 1 | 0 | 0% | 0% | 1 | 0% | 0% | 0% | 1 | 0 | 2 | 0% | 0% | 0% | 1 | 0% | 0% | 0% | 1 | 0% | 0% | 0% | 1 | 0% | 0% | 0% | 1 | 0% | 0% | 0% | 1 | 0% | 0% | 0% | 1 | 0% | 0% | 0% | 1 |  | 0% | 0% | 1 | 0 | 0% | 0% | 1 | 0% | 0% | 0% | 1 | 0 | 2 | 0% | 0% | 0% | 1 | 0% | 0% | 0% | 1 | 0% | 0% | 0% | 1 | 0% | 0% | 0% | 1 | 0% | 0% | 0% | 1 | 0% | 0% | 0% | 1 | 0% | 0% | 0% | 1 |  | 0% | 0% | 1 | 0 | 0% | 0% | 1 | 0% | 0% | 0% | 1 | 0 | 2 | 0% | 0% | 0% | 1 | 0% | 0% | 0% | 1 | 0% | 0% | 0% | 1 | 0% | 0% | 0% | 1 | 0% | 0% | 0% | 1 | 0% | 0% | 0% | 1 | 0% | 0% | 0% | 1
82 | Grimmway-Malaga | 0 | 0 | 10 | 0% | 0% | 1 | 0.1 | 0% | 0% | 1 | 89% | 0% | 0% | 3 | 0 | 2 | 0% | 0% | 0% | 1 | 0% | 0% | 0% | 1 | 0% | 0% | 0% | 1 | 16% | 0% | 0% | 1 | 16% | 0% | 0% | 1 | 0% | 0% | 0% | 1 | 0% | 0% | 0% | 1 |  | 0% | 0% | 1 | 0.1 | 0% | 0% | 1 | 64% | 0% | 0% | 2 | 0 | 2 | 8% | 0% | 8% | 1 | 18% | 0% | 0% | 1 | 14% | 0% | 0% | 1 | 22% | 0% | 0% | 1 | 32% | 0% | 0% | 1 | 8% | 0% | 0% | 1 | 1% | 0% | 0% | 1 |  | 0% | 0% | 1 | 0.11 | 0% | 0% | 1 | 54% | 0% | 0% | 2 | 0 | 2 | 21% | 0% | 21% | 2 | 33% | 0% | 0% | 1 | 21% | 0% | 0% | 1 | 30% | 0% | 0% | 1 | 46% | 0% | 0% | 1 | 17% | 0% | 0% | 1 | 2% | 0% | 0% | 1 |  | 0% | 0% | 1 | 0.1 | 0% | 0% | 1 | 44% | 0% | 0% | 1 | 0 | 2 | 26% | 3% | 29% | 2 | 40% | 0% | 0% | 1 | 21% | 0% | 0% | 1 | 33% | 0% | 0% | 1 | 55% | 0% | 0% | 2 | 19% | 0% | 0% | 1 | 2% | 0% | 0% | 1
83 | Kernridge | 0 | 0 | 10 | 0% | 0% | 1 | 0.06 | 0% | 0% | 1 | 16% | 0% | 0% | 1 | 0 | 2 | 0% | 0% | 0% | 1 | 41% | 0% | 0% | 1 | 2% | 0% | 0% | 1 | 27% | 0% | 0% | 1 | 67% | 0% | 0% | 2 | 11% | 0% | 0% | 1 | 0% | 0% | 0% | 1 |  | 0% | 0% | 1 | 0.06 | 0% | 0% | 1 | 29% | 0% | 0% | 1 | 0 | 2 | 15% | 0% | 15% | 1 | 51% | 0% | 0% | 2 | 8% | 0% | 0% | 1 | 28% | 0% | 0% | 1 | 70% | 0% | 0% | 3 | 15% | 0% | 0% | 1 | 0% | 0% | 0% | 1 |  | 0% | 0% | 1 | 0.08 | 0% | 0% | 1 | 24% | 0% | 0% | 1 | 0 | 2 | 17% | 0% | 17% | 1 | 52% | 0% | 0% | 2 | 14% | 0% | 0% | 1 | 35% | 0% | 0% | 1 | 72% | 0% | 0% | 3 | 21% | 0% | 0% | 1 | 3% | 0% | 0% | 1 |  | 0% | 0% | 1 | 0.09 | 0% | 0% | 1 | 27% | 0% | 0% | 1 | 0 | 2 | 17% | 0% | 17% | 1 | 45% | 0% | 0% | 1 | 13% | 0% | 0% | 1 | 37% | 0% | 0% | 1 | 69% | 0% | 0% | 2 | 19% | 0% | 0% | 1 | 4% | 0% | 0% | 1
84 | Crestwood | 0 | 0 | 10 | 0% | 0% | 1 | 0.11 | 0% | 0% | 1 | 0% | 0% | 0% | 1 | 0 | 2 | 24% | 74% | 98% | 5 | 2% | 0% | 0% | 1 | 5% | 0% | 0% | 1 | 31% | 0% | 0% | 1 | 31% | 0% | 0% | 1 | 33% | 0% | 0% | 1 | 2% | 0% | 0% | 1 |  | 0% | 0% | 1 | 0.1 | 0% | 0% | 1 | 0% | 0% | 0% | 1 | 0 | 2 | 25% | 69% | 94% | 5 | 10% | 0% | 0% | 1 | 17% | 0% | 0% | 1 | 25% | 0% | 0% | 1 | 45% | 0% | 0% | 1 | 39% | 0% | 0% | 1 | 2% | 0% | 0% | 1 |  | 0% | 0% | 1 | 0.08 | 0% | 0% | 1 | 0% | 0% | 0% | 1 | 0 | 2 | 20% | 73% | 93% | 5 | 10% | 0% | 0% | 1 | 23% | 0% | 0% | 1 | 35% | 0% | 0% | 1 | 51% | 0% | 0% | 2 | 43% | 0% | 0% | 1 | 3% | 0% | 0% | 1 |  | 0% | 0% | 1 | 0.08 | 0% | 0% | 1 | 0% | 0% | 0% | 1 | 0 | 2 | 17% | 73% | 90% | 5 | 10% | 0% | 0% | 1 | 26% | 0% | 0% | 1 | 42% | 0% | 0% | 1 | 56% | 0% | 0% | 2 | 44% | 0% | 0% | 1 | 3% | 0% | 0% | 1
85 | Salt Creek | 0 | 0 | 10 | 0% | 0% | 1 | 0.54 | 0% | 0% | 1 | 0% | 0% | 0% | 1 | 0 | 2 | 75% | 0% | 75% | 5 | 7% | 0% | 0% | 1 | 98% | 0% | 0% | 5 | 87% | 0% | 0% | 3 | 100% | 0% | 0% | 5 | 44% | 0% | 0% | 1 | 3% | 0% | 0% | 1 |  | 0% | 0% | 1 | 0.18 | 0% | 0% | 1 | 0% | 0% | 0% | 1 | 0 | 2 | 64% | 10% | 74% | 3 | 10% | 0% | 0% | 1 | 84% | 0% | 0% | 3 | 93% | 0% | 0% | 4 | 95% | 0% | 0% | 5 | 39% | 0% | 0% | 1 | 7% | 0% | 0% | 1 |  | 0% | 0% | 1 | 0.22 | 0% | 0% | 1 | 0% | 0% | 0% | 1 | 0 | 2 | 33% | 46% | 79% | 5 | 24% | 0% | 0% | 1 | 59% | 0% | 0% | 2 | 84% | 0% | 0% | 3 | 88% | 0% | 0% | 3 | 27% | 0% | 0% | 1 | 4% | 0% | 0% | 1 |  | 0% | 0% | 1 | 0.21 | 0% | 0% | 1 | 0% | 0% | 0% | 1 | 0 | 2 | 24% | 64% | 88% | 5 | 26% | 0% | 0% | 1 | 48% | 0% | 0% | 1 | 76% | 0% | 0% | 3 | 84% | 0% | 0% | 3 | 37% | 0% | 0% | 1 | 3% | 0% | 0% | 1
86 | Eagle Rock (SCE) | 0 | 0 | 10 | 0% | 0% | 1 | 0 | 0% | 0% | 1 | 0% | 0% | 0% | 1 | 0 | 2 | 0% | 0% | 0% | 1 | 0% | 0% | 0% | 1 | 0% | 0% | 0% | 1 | 0% | 0% | 0% | 1 | 0% | 0% | 0% | 1 | 0% | 0% | 0% | 1 | 0% | 0% | 0% | 1 |  | 0% | 0% | 1 | 0.12 | 0% | 0% | 1 | 0% | 0% | 0% | 1 | 0 | 2 | 21% | 12% | 33% | 3 | 0% | 0% | 0% | 1 | 0% | 0% | 0% | 1 | 5% | 0% | 0% | 1 | 5% | 0% | 0% | 1 | 25% | 0% | 0% | 1 | 24% | 0% | 0% | 1 |  | 0% | 0% | 1 | 0.13 | 0% | 0% | 1 | 0% | 0% | 0% | 1 | 0 | 2 | 13% | 6% | 19% | 2 | 0% | 0% | 0% | 1 | 2% | 0% | 0% | 1 | 4% | 0% | 0% | 1 | 5% | 0% | 0% | 1 | 15% | 0% | 0% | 1 | 15% | 0% | 0% | 1 |  | 0% | 0% | 1 | 0.13 | 0% | 0% | 1 | 1% | 0% | 0% | 1 | 0 | 2 | 60% | 18% | 78% | 5 | 29% | 0% | 0% | 1 | 3% | 0% | 0% | 1 | 4% | 0% | 0% | 1 | 32% | 0% | 0% | 1 | 35% | 0% | 0% | 1 | 13% | 0% | 0% | 1
87 | Melones | 0 | 0 | 10 | 0% | 0% | 1 | 0.18 | 0% | 0% | 1 | 0% | 0% | 0% | 1 | 0 | 2 | 75% | 0% | 75% | 5 | 45% | 0% | 0% | 1 | 47% | 0% | 0% | 1 | 46% | 0% | 0% | 1 | 62% | 0% | 0% | 2 | 58% | 0% | 0% | 2 | 8% | 0% | 0% | 1 |  | 0% | 0% | 1 | 0.14 | 0% | 0% | 1 | 0% | 0% | 0% | 1 | 0 | 2 | 86% | 0% | 86% | 5 | 64% | 0% | 0% | 2 | 44% | 0% | 0% | 1 | 52% | 0% | 0% | 2 | 83% | 0% | 0% | 3 | 63% | 0% | 0% | 2 | 9% | 0% | 0% | 1 |  | 0% | 0% | 1 | 0.11 | 0% | 0% | 1 | 1% | 0% | 0% | 1 | 0 | 2 | 86% | 3% | 89% | 5 | 72% | 0% | 0% | 3 | 27% | 0% | 0% | 1 | 36% | 0% | 0% | 1 | 84% | 0% | 0% | 3 | 68% | 0% | 0% | 2 | 9% | 0% | 0% | 1 |  | 0% | 0% | 1 | 0.11 | 0% | 0% | 1 | 3% | 0% | 0% | 1 | 0 | 2 | 70% | 9% | 79% | 5 | 71% | 0% | 0% | 3 | 23% | 0% | 0% | 1 | 38% | 0% | 0% | 1 | 85% | 0% | 0% | 3 | 58% | 0% | 0% | 2 | 8% | 0% | 0% | 1
88 | Imperial Beach | 0 | 0 | 10 | 0% | 0% | 1 | 0.11 | 0% | 0% | 1 | 0% | 0% | 0% | 1 | 0 | 2 | 0% | 0% | 0% | 1 | 10% | 0% | 0% | 1 | 91% | 0% | 0% | 4 | 98% | 0% | 0% | 5 | 98% | 0% | 0% | 5 | 15% | 0% | 0% | 1 | 12% | 0% | 0% | 1 |  | 0% | 0% | 1 | 0.23 | 0% | 0% | 1 | 0% | 0% | 0% | 1 | 0 | 2 | 32% | 0% | 32% | 2 | 1% | 0% | 0% | 1 | 63% | 0% | 0% | 2 | 93% | 0% | 0% | 4 | 94% | 0% | 0% | 4 | 10% | 0% | 0% | 1 | 8% | 0% | 0% | 1 |  | 0% | 0% | 1 | 0.21 | 0% | 0% | 1 | 0% | 0% | 0% | 1 | 0 | 2 | 38% | 0% | 38% | 2 | 5% | 0% | 0% | 1 | 62% | 0% | 0% | 2 | 89% | 0% | 0% | 3 | 91% | 0% | 0% | 4 | 22% | 0% | 0% | 1 | 6% | 0% | 0% | 1 |  | 0% | 0% | 1 | 0.21 | 0% | 0% | 1 | 0% | 0% | 0% | 1 | 0 | 2 | 39% | 25% | 64% | 4 | 17% | 0% | 0% | 1 | 69% | 0% | 0% | 2 | 87% | 0% | 0% | 3 | 92% | 0% | 0% | 4 | 28% | 0% | 0% | 1 | 6% | 0% | 0% | 1
89 | Pala | 0 | 0 | 10 | 0% | 0% | 1 | 0.33 | 0% | 0% | 1 | 4% | 0% | 0% | 1 | 0 | 2 | 59% | 25% | 84% | 5 | 57% | 0% | 0% | 2 | 9% | 0% | 0% | 1 | 24% | 0% | 0% | 1 | 61% | 0% | 0% | 2 | 14% | 0% | 0% | 1 | 9% | 0% | 0% | 1 |  | 0% | 0% | 1 | 0.4 | 0% | 0% | 1 | 5% | 0% | 0% | 1 | 0 | 2 | 52% | 26% | 78% | 5 | 60% | 0% | 0% | 2 | 18% | 0% | 0% | 1 | 40% | 0% | 0% | 1 | 66% | 0% | 0% | 2 | 13% | 0% | 0% | 1 | 7% | 0% | 0% | 1 |  | 0% | 0% | 1 | 0.36 | 0% | 0% | 1 | 5% | 0% | 0% | 1 | 0 | 2 | 46% | 36% | 82% | 5 | 59% | 0% | 0% | 2 | 25% | 0% | 0% | 1 | 41% | 0% | 0% | 1 | 68% | 0% | 0% | 2 | 18% | 0% | 0% | 1 | 7% | 0% | 0% | 1 |  | 0% | 0% | 1 | 0.32 | 0% | 0% | 1 | 3% | 0% | 0% | 1 | 0 | 2 | 41% | 46% | 87% | 5 | 54% | 0% | 0% | 2 | 29% | 0% | 0% | 1 | 44% | 0% | 0% | 1 | 70% | 0% | 0% | 3 | 27% | 0% | 0% | 1 | 7% | 0% | 0% | 1
90 | 7th Standard | 90 | 900 | 10 | 20.08% | 0% | 2 | 0.23 | 769.2% | 3.692% | 3 | 74% | 0% | 0% | 2 | 0 | 2 | 1% | 0% | 1% | 1 | 13% | 4.192% | 0% | 1 | 0% | 3.662% | 0% | 1 | 3% | 3.774% | 0% | 1 | 13% | 4.196% | 0% | 1 | 0% | 3.662% | 0% | 1 | 2% | 3.749% | 0% | 1 |  | 3.943% | 0% | 1 | 0.15 | 47.8% | 0% | 2 | 52% | 0% | 0% | 2 | 0 | 2 | 15% | 0% | 15% | 1 | 36% | 1.193% | 0% | 1 | 8% | 0.8309% | 0% | 1 | 20% | 0.9587% | 0% | 1 | 44% | 1.373% | 0% | 1 | 1% | 0.7801% | 0% | 1 | 6% | 0.8191% | 0% | 1 |  | 1.704% | 0% | 1 | 0.12 | 2.788% | 0% | 1 | 50% | 0% | 0% | 2 | 0 | 2 | 23% | 0% | 23% | 2 | 36% | 0.4573% | 0% | 1 | 14% | 0.3408% | 0% | 1 | 28% | 0.4094% | 0% | 1 | 50% | 0.5819% | 0% | 2 | 4% | 0.3054% | 0% | 1 | 6% | 0.3131% | 0% | 1 |  | 1.049% | 0% | 1 | 0.1 | 0.8894% | 0% | 1 | 49% | 0% | 0% | 1 | 0 | 2 | 25% | 0% | 25% | 2 | 34% | 0.2283% | 0% | 1 | 18% | 0.1856% | 0% | 1 | 35% | 0.2352% | 0% | 1 | 54% | 0.3265% | 0% | 2 | 10% | 0.169% | 0% | 1 | 4% | 0.1582% | 0% | 1
91 | Rosedale | 0 | 0 | 0 | 0% | 0% | 1 | 0.7 | 0% | 0% | 1 | 47% | 0% | 0% | 1 | 0 | 2 | 0% | 0% | 0% | 1 | 98% | 0% | 0% | 5 | 12% | 0% | 0% | 1 | 12% | 0% | 0% | 1 | 98% | 0% | 0% | 5 | 0% | 0% | 0% | 1 | 1% | 0% | 0% | 1 |  | 0% | 0% | 1 | 0.19 | 0% | 0% | 1 | 46% | 0% | 0% | 1 | 0 | 2 | 6% | 0% | 6% | 1 | 35% | 0% | 0% | 1 | 14% | 0% | 0% | 1 | 33% | 0% | 0% | 1 | 49% | 0% | 0% | 1 | 0% | 0% | 0% | 1 | 8% | 0% | 0% | 1 |  | 0% | 0% | 1 | 0.13 | 0% | 0% | 1 | 47% | 0% | 0% | 1 | 0 | 2 | 18% | 0% | 18% | 1 | 32% | 0% | 0% | 1 | 16% | 0% | 0% | 1 | 29% | 0% | 0% | 1 | 48% | 0% | 0% | 1 | 4% | 0% | 0% | 1 | 6% | 0% | 0% | 1 |  | 0% | 0% | 1 | 0.1 | 0% | 0% | 1 | 47% | 0% | 0% | 1 | 0 | 2 | 22% | 0% | 22% | 2 | 31% | 0% | 0% | 1 | 22% | 0% | 0% | 1 | 37% | 0% | 0% | 1 | 52% | 0% | 0% | 2 | 10% | 0% | 0% | 1 | 4% | 0% | 0% | 1
92 | Moorpark | 0 | 0 | 10 | 0% | 0% | 1 | 0.17 | 0% | 0% | 1 | 33% | 0% | 0% | 1 | 0 | 2 | 9% | 0% | 9% | 1 | 16% | 0% | 0% | 1 | 0% | 0% | 0% | 1 | 20% | 0% | 0% | 1 | 36% | 0% | 0% | 1 | 13% | 0% | 0% | 1 | 5% | 0% | 0% | 1 |  | 0% | 0% | 1 | 0.14 | 0% | 0% | 1 | 32% | 0% | 0% | 1 | 0 | 2 | 25% | 0% | 25% | 2 | 30% | 0% | 0% | 1 | 7% | 0% | 0% | 1 | 14% | 0% | 0% | 1 | 41% | 0% | 0% | 1 | 17% | 0% | 0% | 1 | 9% | 0% | 0% | 1 |  | 0% | 0% | 1 | 0.14 | 0% | 0% | 1 | 28% | 0% | 0% | 1 | 0 | 2 | 25% | 3% | 28% | 2 | 37% | 0% | 0% | 1 | 7% | 0% | 0% | 1 | 19% | 0% | 0% | 1 | 51% | 0% | 0% | 2 | 22% | 0% | 0% | 1 | 9% | 0% | 0% | 1 |  | 0% | 0% | 1 | 0.16 | 0% | 0% | 1 | 21% | 0% | 0% | 1 | 0 | 2 | 24% | 6% | 30% | 2 | 40% | 0% | 0% | 1 | 8% | 0% | 0% | 1 | 20% | 0% | 0% | 1 | 55% | 0% | 0% | 2 | 27% | 0% | 0% | 1 | 9% | 0% | 0% | 1
93 | Norco | 0 | 0 | 10 | 0% | 0% | 1 | 0.07 | 0% | 0% | 1 | 10% | 0% | 0% | 1 | 0 | 2 | 11% | 0% | 11% | 1 | 58% | 0% | 0% | 2 | 87% | 0% | 0% | 3 | 96% | 0% | 0% | 5 | 100% | 0% | 0% | 5 | 0% | 0% | 0% | 1 | 29% | 0% | 0% | 1 |  | 0% | 0% | 1 | 0.09 | 0% | 0% | 1 | 36% | 0% | 0% | 1 | 0 | 2 | 8% | 0% | 8% | 1 | 30% | 0% | 0% | 1 | 55% | 0% | 0% | 2 | 86% | 0% | 0% | 3 | 87% | 0% | 0% | 3 | 1% | 0% | 0% | 1 | 11% | 0% | 0% | 1 |  | 0% | 0% | 1 | 0.09 | 0% | 0% | 1 | 45% | 0% | 0% | 1 | 0 | 2 | 5% | 0% | 5% | 1 | 20% | 0% | 0% | 1 | 35% | 0% | 0% | 1 | 61% | 0% | 0% | 2 | 62% | 0% | 0% | 2 | 1% | 0% | 0% | 1 | 7% | 0% | 0% | 1 |  | 0% | 0% | 1 | 0.09 | 0% | 0% | 1 | 51% | 0% | 0% | 2 | 0 | 2 | 4% | 0% | 4% | 1 | 18% | 0% | 0% | 1 | 27% | 0% | 0% | 1 | 52% | 0% | 0% | 2 | 57% | 0% | 0% | 2 | 1% | 0% | 0% | 1 | 5% | 0% | 0% | 1
94 | La Fresa | 0 | 0 | 10 | 0% | 0% | 1 | 0.26 | 0% | 0% | 1 | 0% | 0% | 0% | 1 | 0 | 2 | 0% | 0% | 0% | 1 | 0% | 0% | 0% | 1 | 0% | 0% | 0% | 1 | 31% | 0% | 0% | 1 | 31% | 0% | 0% | 1 | 0% | 0% | 0% | 1 | 0% | 0% | 0% | 1 |  | 0% | 0% | 1 | 0.24 | 0% | 0% | 1 | 0% | 0% | 0% | 1 | 0 | 2 | 0% | 0% | 0% | 1 | 0% | 0% | 0% | 1 | 3% | 0% | 0% | 1 | 74% | 0% | 0% | 3 | 74% | 0% | 0% | 3 | 0% | 0% | 0% | 1 | 0% | 0% | 0% | 1 |  | 0% | 0% | 1 | 0.27 | 0% | 0% | 1 | 0% | 0% | 0% | 1 | 0 | 2 | 0% | 0% | 0% | 1 | 0% | 0% | 0% | 1 | 3% | 0% | 0% | 1 | 56% | 0% | 0% | 2 | 56% | 0% | 0% | 2 | 0% | 0% | 0% | 1 | 0% | 0% | 0% | 1 |  | 0% | 0% | 1 | 0.27 | 0% | 0% | 1 | 0% | 0% | 0% | 1 | 0 | 2 | 2% | 9% | 11% | 2 | 2% | 0% | 0% | 1 | 10% | 0% | 0% | 1 | 53% | 0% | 0% | 2 | 55% | 0% | 0% | 2 | 2% | 0% | 0% | 1 | 3% | 0% | 0% | 1
95 | Cottonwood | 0 | 0 | 10 | 0% | 0% | 1 | 0.32 | 0% | 0% | 1 | 18% | 0% | 0% | 1 | 0 | 2 | 81% | 13% | 94% | 5 | 54% | 0% | 0% | 2 | 25% | 0% | 0% | 1 | 13% | 0% | 0% | 1 | 70% | 0% | 0% | 3 | 13% | 0% | 0% | 1 | 12% | 0% | 0% | 1 |  | 0% | 0% | 1 | 0.27 | 0% | 0% | 1 | 6% | 0% | 0% | 1 | 0 | 2 | 68% | 29% | 97% | 5 | 47% | 0% | 0% | 1 | 19% | 0% | 0% | 1 | 22% | 0% | 0% | 1 | 58% | 0% | 0% | 2 | 27% | 0% | 0% | 1 | 15% | 0% | 0% | 1 |  | 0% | 0% | 1 | 0.23 | 0% | 0% | 1 | 3% | 0% | 0% | 1 | 0 | 2 | 67% | 30% | 97% | 5 | 50% | 0% | 0% | 2 | 13% | 0% | 0% | 1 | 17% | 0% | 0% | 1 | 60% | 0% | 0% | 2 | 43% | 0% | 0% | 1 | 13% | 0% | 0% | 1 |  | 0% | 0% | 1 | 0.19 | 0% | 0% | 1 | 4% | 0% | 0% | 1 | 0 | 2 | 65% | 29% | 94% | 5 | 44% | 0% | 0% | 1 | 11% | 0% | 0% | 1 | 15% | 0% | 0% | 1 | 53% | 0% | 0% | 2 | 54% | 0% | 0% | 2 | 10% | 0% | 0% | 1
96 | Borden | 0 | 0 | 10 | 0% | 0% | 1 | 0.14 | 0% | 0% | 1 | 43% | 0% | 0% | 1 | 0 | 2 | 38% | 0% | 38% | 2 | 4% | 0% | 0% | 1 | 36% | 0% | 0% | 1 | 41% | 0% | 0% | 1 | 41% | 0% | 0% | 1 | 0% | 0% | 0% | 1 | 5% | 0% | 0% | 1 |  | 0% | 0% | 1 | 0.17 | 0% | 0% | 1 | 47% | 0% | 0% | 1 | 0 | 2 | 36% | 0% | 36% | 2 | 27% | 0% | 0% | 1 | 35% | 0% | 0% | 1 | 39% | 0% | 0% | 1 | 53% | 0% | 0% | 2 | 9% | 0% | 0% | 1 | 15% | 0% | 0% | 1 |  | 0% | 0% | 1 | 0.16 | 0% | 0% | 1 | 40% | 0% | 0% | 1 | 0 | 2 | 40% | 0% | 40% | 2 | 32% | 0% | 0% | 1 | 35% | 0% | 0% | 1 | 37% | 0% | 0% | 1 | 56% | 0% | 0% | 2 | 17% | 0% | 0% | 1 | 18% | 0% | 0% | 1 |  | 0% | 0% | 1 | 0.14 | 0% | 0% | 1 | 30% | 0% | 0% | 1 | 0 | 2 | 41% | 0% | 41% | 2 | 41% | 0% | 0% | 1 | 33% | 0% | 0% | 1 | 33% | 0% | 0% | 1 | 59% | 0% | 0% | 2 | 21% | 0% | 0% | 1 | 16% | 0% | 0% | 1
97 | Oceano | 0 | 0 | 10 | 0% | 0% | 1 | 0.33 | 0% | 0% | 1 | 15% | 0% | 0% | 1 | 0 | 2 | 17% | 0% | 17% | 1 | 5% | 0% | 0% | 1 | 4% | 0% | 0% | 1 | 18% | 0% | 0% | 1 | 18% | 0% | 0% | 1 | 27% | 0% | 0% | 1 | 4% | 0% | 0% | 1 |  | 0% | 0% | 1 | 0.13 | 0% | 0% | 1 | 21% | 0% | 0% | 1 | 0 | 2 | 46% | 0% | 46% | 2 | 9% | 0% | 0% | 1 | 3% | 0% | 0% | 1 | 22% | 0% | 0% | 1 | 26% | 0% | 0% | 1 | 22% | 0% | 0% | 1 | 8% | 0% | 0% | 1 |  | 0% | 0% | 1 | 0.09 | 0% | 0% | 1 | 16% | 0% | 0% | 1 | 0 | 2 | 47% | 11% | 58% | 3 | 12% | 0% | 0% | 1 | 7% | 0% | 0% | 1 | 30% | 0% | 0% | 1 | 34% | 0% | 0% | 1 | 39% | 0% | 0% | 1 | 7% | 0% | 0% | 1 |  | 0% | 0% | 1 | 0.08 | 0% | 0% | 1 | 14% | 0% | 0% | 1 | 0 | 2 | 41% | 22% | 63% | 4 | 17% | 0% | 0% | 1 | 10% | 0% | 0% | 1 | 33% | 0% | 0% | 1 | 40% | 0% | 0% | 1 | 45% | 0% | 0% | 1 | 7% | 0% | 0% | 1
98 | Hollister | 0 | 0 | 10 | 0% | 0% | 1 | 0.21 | 0% | 0% | 1 | 27% | 0% | 0% | 1 | 0 | 2 | 36% | 0% | 36% | 2 | 10% | 0% | 0% | 1 | 19% | 0% | 0% | 1 | 25% | 0% | 0% | 1 | 34% | 0% | 0% | 1 | 16% | 0% | 0% | 1 | 7% | 0% | 0% | 1 |  | 0% | 0% | 1 | 0.11 | 0% | 0% | 1 | 15% | 0% | 0% | 1 | 0 | 2 | 68% | 0% | 68% | 3 | 45% | 0% | 0% | 1 | 16% | 0% | 0% | 1 | 26% | 0% | 0% | 1 | 60% | 0% | 0% | 2 | 43% | 0% | 0% | 1 | 4% | 0% | 0% | 1 |  | 0% | 0% | 1 | 0.09 | 0% | 0% | 1 | 11% | 0% | 0% | 1 | 0 | 2 | 68% | 6% | 74% | 3 | 56% | 0% | 0% | 2 | 13% | 0% | 0% | 1 | 27% | 0% | 0% | 1 | 68% | 0% | 0% | 2 | 52% | 0% | 0% | 2 | 4% | 0% | 0% | 1 |  | 0% | 0% | 1 | 0.09 | 0% | 0% | 1 | 14% | 0% | 0% | 1 | 0 | 2 | 60% | 13% | 73% | 3 | 60% | 0% | 0% | 2 | 13% | 0% | 0% | 1 | 25% | 0% | 0% | 1 | 69% | 0% | 0% | 2 | 54% | 0% | 0% | 2 | 4% | 0% | 0% | 1
99 | Crow Creek | 0 | 0 | 10 | 0% | 0% | 1 | 0.08 | 0% | 0% | 1 | 48% | 0% | 0% | 1 | 0 | 2 | 57% | 0% | 57% | 3 | 28% | 0% | 0% | 1 | 12% | 0% | 0% | 1 | 19% | 0% | 0% | 1 | 46% | 0% | 0% | 1 | 35% | 0% | 0% | 1 | 2% | 0% | 0% | 1 |  | 0% | 0% | 1 | 0.1 | 0% | 0% | 1 | 41% | 0% | 0% | 1 | 0 | 2 | 45% | 3% | 48% | 2 | 48% | 0% | 0% | 1 | 12% | 0% | 0% | 1 | 20% | 0% | 0% | 1 | 59% | 0% | 0% | 2 | 35% | 0% | 0% | 1 | 3% | 0% | 0% | 1 |  | 0% | 0% | 1 | 0.11 | 0% | 0% | 1 | 42% | 0% | 0% | 1 | 0 | 2 | 34% | 8% | 42% | 2 | 44% | 0% | 0% | 1 | 9% | 0% | 0% | 1 | 16% | 0% | 0% | 1 | 52% | 0% | 0% | 2 | 34% | 0% | 0% | 1 | 3% | 0% | 0% | 1 |  | 0% | 0% | 1 | 0.11 | 0% | 0% | 1 | 41% | 0% | 0% | 1 | 0 | 2 | 29% | 12% | 41% | 3 | 45% | 0% | 0% | 1 | 12% | 0% | 0% | 1 | 18% | 0% | 0% | 1 | 52% | 0% | 0% | 2 | 33% | 0% | 0% | 1 | 4% | 0% | 0% | 1
100 | Stockdale | 12 | 120 | 10 | 6.715% | 0% | 1 | 0.27 | 999% | 2.396% | 3 | 73% | 0% | 0% | 2 | 0 | 2 | 0% | 0% | 0% | 1 | 6% | 1.558% | 0% | 1 | 0% | 1.467% | 0% | 1 | 17% | 1.757% | 0% | 1 | 17% | 1.757% | 0% | 1 | 0% | 1.462% | 0% | 1 | 0% | 1.462% | 0% | 1 |  | 0.7779% | 0% | 1 | 0.22 | 1.666% | 0% | 1 | 56% | 0% | 0% | 2 | 0 | 2 | 2% | 0% | 2% | 1 | 22% | 0.1723% | 0% | 1 | 17% | 0.1614% | 0% | 1 | 42% | 0.2304% | 0% | 1 | 45% | 0.244% | 0% | 1 | 0% | 0.1344% | 0% | 1 | 8% | 0.1455% | 0% | 1 |  | 0.2331% | 0% | 1 | 0.12 | 0.3795% | 0% | 1 | 52% | 0% | 0% | 2 | 0 | 2 | 8% | 0% | 8% | 1 | 21% | 0.05175% | 0% | 1 | 24% | 0.05391% | 0% | 1 | 38% | 0.06658% | 0% | 1 | 47% | 0.07697% | 0% | 1 | 1% | 0.04134% | 0% | 1 | 6% | 0.0436% | 0% | 1 |  | 0.1387% | 0% | 1 | 0.1 | 0.1396% | 0% | 1 | 51% | 0% | 0% | 2 | 0 | 2 | 16% | 0% | 16% | 1 | 27% | 0.02841% | 0% | 1 | 23% | 0.02692% | 0% | 1 | 37% | 0.03298% | 0% | 1 | 50% | 0.04174% | 0% | 2 | 7% | 0.02233% | 0% | 1 | 4% | 0.02158% | 0% | 1
101 | New Sub - Rancho Seco - Bellota (Proposed) | 0 | 0 | 10 | 0% | 0% | 1 | 0.12 | 0% | 0% | 1 | 8% | 0% | 0% | 1 | 0 | 2 | 24% | 0% | 24% | 2 | 64% | 0% | 0% | 2 | 52% | 0% | 0% | 2 | 70% | 0% | 0% | 3 | 82% | 0% | 0% | 3 | 43% | 0% | 0% | 1 | 23% | 0% | 0% | 1 |  | 0% | 0% | 1 | 0.19 | 0% | 0% | 1 | 19% | 0% | 0% | 1 | 0 | 2 | 17% | 0% | 17% | 1 | 45% | 0% | 0% | 1 | 36% | 0% | 0% | 1 | 67% | 0% | 0% | 2 | 74% | 0% | 0% | 3 | 25% | 0% | 0% | 1 | 17% | 0% | 0% | 1 |  | 0% | 0% | 1 | 0.16 | 0% | 0% | 1 | 26% | 0% | 0% | 1 | 0 | 2 | 25% | 0% | 25% | 2 | 47% | 0% | 0% | 1 | 25% | 0% | 0% | 1 | 50% | 0% | 0% | 2 | 66% | 0% | 0% | 2 | 31% | 0% | 0% | 1 | 14% | 0% | 0% | 1 |  | 0% | 0% | 1 | 0.15 | 0% | 0% | 1 | 23% | 0% | 0% | 1 | 0 | 2 | 31% | 0% | 31% | 2 | 51% | 0% | 0% | 2 | 20% | 0% | 0% | 1 | 42% | 0% | 0% | 1 | 67% | 0% | 0% | 2 | 31% | 0% | 0% | 1 | 13% | 0% | 0% | 1
102 | Oro Loma | 100 | 1000 | 10 | 3.491% | 0% | 1 | 0.07 | 22.31% | 0% | 2 | 36% | 1.013% | 0% | 1 | 0 | 2 | 8% | 0% | 8% | 1 | 0% | 2.081% | 0% | 1 | 0% | 2.081% | 0% | 1 | 12% | 2.371% | 0% | 1 | 12% | 2.371% | 0% | 1 | 0% | 2.081% | 0% | 1 | 1% | 2.107% | 0% | 1 |  | 1.087% | 0% | 1 | 0.08 | 7.627% | 0% | 1 | 35% | 0% | 0% | 1 | 0 | 2 | 14% | 0% | 14% | 1 | 11% | 0.647% | 0% | 1 | 1% | 0.5835% | 0% | 1 | 6% | 0.6174% | 0% | 1 | 14% | 0.6753% | 0% | 1 | 4% | 0.5991% | 0% | 1 | 3% | 0.5944% | 0% | 1 |  | 0.8349% | 0% | 1 | 0.08 | 1.513% | 0% | 1 | 40% | 0% | 0% | 1 | 0 | 2 | 22% | 0% | 22% | 2 | 32% | 0.3857% | 0% | 1 | 2% | 0.2691% | 0% | 1 | 11% | 0.2979% | 0% | 1 | 37% | 0.4217% | 0% | 1 | 8% | 0.2877% | 0% | 1 | 4% | 0.2756% | 0% | 1 |  | 0.6212% | 0% | 1 | 0.07 | 0.7384% | 0% | 1 | 38% | 0% | 0% | 1 | 0 | 2 | 24% | 0% | 24% | 2 | 41% | 0.2671% | 0% | 1 | 10% | 0.1756% | 0% | 1 | 18% | 0.192% | 0% | 1 | 47% | 0.2988% | 0% | 1 | 11% | 0.1782% | 0% | 1 | 5% | 0.1659% | 0% | 1
103 | Peoria | 0 | 0 | 10 | 0% | 0% | 1 | 0.09 | 0% | 0% | 1 | 0% | 0% | 0% | 1 | 0 | 2 | 88% | 0% | 88% | 5 | 57% | 0% | 0% | 2 | 81% | 0% | 0% | 3 | 80% | 0% | 0% | 3 | 88% | 0% | 0% | 3 | 46% | 0% | 0% | 1 | 14% | 0% | 0% | 1 |  | 0% | 0% | 1 | 0.11 | 0% | 0% | 1 | 0% | 0% | 0% | 1 | 0 | 2 | 87% | 0% | 87% | 5 | 64% | 0% | 0% | 2 | 41% | 0% | 0% | 1 | 43% | 0% | 0% | 1 | 81% | 0% | 0% | 3 | 67% | 0% | 0% | 2 | 9% | 0% | 0% | 1 |  | 0% | 0% | 1 | 0.1 | 0% | 0% | 1 | 1% | 0% | 0% | 1 | 0 | 2 | 83% | 3% | 86% | 5 | 75% | 0% | 0% | 3 | 30% | 0% | 0% | 1 | 37% | 0% | 0% | 1 | 84% | 0% | 0% | 3 | 64% | 0% | 0% | 2 | 9% | 0% | 0% | 1 |  | 0% | 0% | 1 | 0.11 | 0% | 0% | 1 | 4% | 0% | 0% | 1 | 0 | 2 | 71% | 9% | 80% | 5 | 72% | 0% | 0% | 3 | 26% | 0% | 0% | 1 | 40% | 0% | 0% | 1 | 86% | 0% | 0% | 3 | 56% | 0% | 0% | 2 | 9% | 0% | 0% | 1
104 | Table Mountain | 200 | 2000 | 10 | 999.9% | 6.306% | 4 | 0.08 | 60.37% | 0% | 2 | 7% | 17.41% | 0% | 1 | 0 | 2 | 50% | 0% | 50% | 3 | 79% | 30.09% | 0% | 3 | 36% | 9.876% | 0% | 1 | 42% | 10.84% | 0% | 1 | 100% | 6452% | 6.214% | 5 | 30% | 9.033% | 0% | 1 | 38% | 10.21% | 0% | 1 |  | 24.03% | 0% | 2 | 0.11 | 11.35% | 0% | 1 | 7% | 3.7% | 0% | 1 | 0 | 2 | 39% | 0% | 39% | 2 | 70% | 5.895% | 0% | 3 | 23% | 2.247% | 0% | 1 | 59% | 4.267% | 0% | 2 | 91% | 18.94% | 0% | 4 | 25% | 2.333% | 0% | 1 | 19% | 2.16% | 0% | 1 |  | 7.134% | 0% | 1 | 0.14 | 5.813% | 0% | 1 | 14% | 3.7% | 0% | 1 | 0 | 2 | 28% | 0% | 28% | 2 | 56% | 1.726% | 0% | 2 | 17% | 0.9092% | 0% | 1 | 52% | 1.56% | 0% | 2 | 80% | 3.696% | 0% | 3 | 20% | 0.935% | 0% | 1 | 12% | 0.8586% | 0% | 1 |  | 5.326% | 0% | 1 | 0.13 | 3.762% | 0% | 1 | 21% | 3.7% | 0% | 1 | 0 | 2 | 24% | 1% | 25% | 2 | 53% | 0.9557% | 0% | 2 | 21% | 0.5633% | 0% | 1 | 50% | 0.8863% | 0% | 2 | 80% | 2.238% | 0% | 3 | 21% | 0.5617% | 0% | 1 | 11% | 0.5028% | 0% | 1
105 | Sycamore Canyon | 0 | 0 | 10 | 0% | 0% | 1 | 0.22 | 0% | 0% | 1 | 0% | 0% | 0% | 1 | 0 | 2 | 29% | 70% | 99% | 5 | 92% | 0% | 0% | 4 | 65% | 0% | 0% | 2 | 43% | 0% | 0% | 1 | 100% | 0% | 0% | 5 | 21% | 0% | 0% | 1 | 2% | 0% | 0% | 1 |  | 0% | 0% | 1 | 0.29 | 0% | 0% | 1 | 0% | 0% | 0% | 1 | 0 | 2 | 36% | 60% | 96% | 5 | 73% | 0% | 0% | 3 | 58% | 0% | 0% | 2 | 66% | 0% | 0% | 2 | 97% | 0% | 0% | 5 | 14% | 0% | 0% | 1 | 3% | 0% | 0% | 1 |  | 0% | 0% | 1 | 0.24 | 0% | 0% | 1 | 1% | 0% | 0% | 1 | 0 | 2 | 35% | 58% | 93% | 5 | 65% | 0% | 0% | 2 | 49% | 0% | 0% | 1 | 64% | 0% | 0% | 2 | 88% | 0% | 0% | 3 | 25% | 0% | 0% | 1 | 4% | 0% | 0% | 1 |  | 0% | 0% | 1 | 0.21 | 0% | 0% | 1 | 1% | 0% | 0% | 1 | 0 | 2 | 17% | 75% | 92% | 5 | 45% | 0% | 0% | 1 | 29% | 0% | 0% | 1 | 42% | 0% | 0% | 1 | 67% | 0% | 0% | 2 | 43% | 0% | 0% | 1 | 5% | 0% | 0% | 1
106 | Ivanpah | 0 | 0 | 0 | 0% | 0% | 1 | 0.03 | 0% | 0% | 1 | 0% | 0% | 0% | 1 | 0 | 2 | 0% | 0% | 0% | 1 | 98% | 0% | 0% | 5 | 94% | 0% | 0% | 4 | 3% | 0% | 0% | 1 | 98% | 0% | 0% | 5 | 11% | 0% | 0% | 1 | 0% | 0% | 0% | 1 |  | 0% | 0% | 1 | 0.02 | 0% | 0% | 1 | 0% | 0% | 0% | 1 | 0 | 2 | 0% | 0% | 0% | 1 | 36% | 0% | 0% | 1 | 55% | 0% | 0% | 2 | 22% | 0% | 0% | 1 | 57% | 0% | 0% | 2 | 25% | 0% | 0% | 1 | 0% | 0% | 0% | 1 |  | 0% | 0% | 1 | 0.02 | 0% | 0% | 1 | 0% | 0% | 0% | 1 | 0 | 2 | 0% | 0% | 0% | 1 | 14% | 0% | 0% | 1 | 20% | 0% | 0% | 1 | 7% | 0% | 0% | 1 | 20% | 0% | 0% | 1 | 33% | 0% | 0% | 1 | 0% | 0% | 0% | 1 |  | 0% | 0% | 1 | 0.03 | 0% | 0% | 1 | 0% | 0% | 0% | 1 | 0 | 2 | 0% | 0% | 0% | 1 | 7% | 0% | 0% | 1 | 12% | 0% | 0% | 1 | 5% | 0% | 0% | 1 | 12% | 0% | 0% | 1 | 28% | 0% | 0% | 1 | 0% | 0% | 0% | 1
107 | North Gila | 0 | 0 | 0 | 0% | 0% | 1 | 0.07 | 0% | 0% | 1 | 14% | 0% | 0% | 1 | 0 | 2 | 0% | 0% | 0% | 1 | 0% | 0% | 0% | 1 | 21% | 0% | 0% | 1 | 21% | 0% | 0% | 1 | 21% | 0% | 0% | 1 | 0% | 0% | 0% | 1 | 5% | 0% | 0% | 1 |  | 0% | 0% | 1 | 0.05 | 0% | 0% | 1 | 18% | 0% | 0% | 1 | 0 | 2 | 0% | 0% | 0% | 1 | 1% | 0% | 0% | 1 | 41% | 0% | 0% | 1 | 37% | 0% | 0% | 1 | 41% | 0% | 0% | 1 | 24% | 0% | 0% | 1 | 5% | 0% | 0% | 1 |  | 0% | 0% | 1 | 0.04 | 0% | 0% | 1 | 12% | 0% | 0% | 1 | 0 | 2 | 0% | 0% | 0% | 1 | 0% | 0% | 0% | 1 | 33% | 0% | 0% | 1 | 31% | 0% | 0% | 1 | 33% | 0% | 0% | 1 | 36% | 0% | 0% | 1 | 3% | 0% | 0% | 1 |  | 0% | 0% | 1 | 0.04 | 0% | 0% | 1 | 9% | 0% | 0% | 1 | 0 | 2 | 0% | 0% | 0% | 1 | 0% | 0% | 0% | 1 | 29% | 0% | 0% | 1 | 25% | 0% | 0% | 1 | 29% | 0% | 0% | 1 | 36% | 0% | 0% | 1 | 3% | 0% | 0% | 1
108 | Manteca | 0 | 0 | 10 | 0% | 0% | 1 | 0.28 | 0% | 0% | 1 | 73% | 0% | 0% | 2 | 0 | 2 | 0% | 0% | 0% | 1 | 2% | 0% | 0% | 1 | 1% | 0% | 0% | 1 | 1% | 0% | 0% | 1 | 3% | 0% | 0% | 1 | 0% | 0% | 0% | 1 | 2% | 0% | 0% | 1 |  | 0% | 0% | 1 | 0.2 | 0% | 0% | 1 | 63% | 0% | 0% | 2 | 0 | 2 | 0% | 0% | 0% | 1 | 23% | 0% | 0% | 1 | 12% | 0% | 0% | 1 | 12% | 0% | 0% | 1 | 29% | 0% | 0% | 1 | 0% | 0% | 0% | 1 | 4% | 0% | 0% | 1 |  | 0% | 0% | 1 | 0.17 | 0% | 0% | 1 | 69% | 0% | 0% | 2 | 0 | 2 | 2% | 0% | 2% | 1 | 29% | 0% | 0% | 1 | 10% | 0% | 0% | 1 | 13% | 0% | 0% | 1 | 35% | 0% | 0% | 1 | 0% | 0% | 0% | 1 | 4% | 0% | 0% | 1 |  | 0% | 0% | 1 | 0.16 | 0% | 0% | 1 | 60% | 0% | 0% | 2 | 0 | 2 | 16% | 0% | 16% | 1 | 36% | 0% | 0% | 1 | 13% | 0% | 0% | 1 | 17% | 0% | 0% | 1 | 44% | 0% | 0% | 1 | 7% | 0% | 0% | 1 | 5% | 0% | 0% | 1
109 | Dumbarton | 0 | 0 | 10 | 0% | 0% | 1 | 0.03 | 0% | 0% | 1 | 0% | 0% | 0% | 1 | 0 | 2 | 55% | 0% | 55% | 3 | 0% | 0% | 0% | 1 | 36% | 0% | 0% | 1 | 71% | 0% | 0% | 3 | 71% | 0% | 0% | 3 | 32% | 0% | 0% | 1 | 39% | 0% | 0% | 1 |  | 0% | 0% | 1 | 0.15 | 0% | 0% | 1 | 1% | 0% | 0% | 1 | 0 | 2 | 88% | 0% | 88% | 5 | 59% | 0% | 0% | 2 | 37% | 0% | 0% | 1 | 74% | 0% | 0% | 3 | 83% | 0% | 0% | 3 | 47% | 0% | 0% | 1 | 11% | 0% | 0% | 1 |  | 0% | 0% | 1 | 0.34 | 0% | 0% | 1 | 0% | 0% | 0% | 1 | 0 | 2 | 80% | 0% | 80% | 5 | 57% | 0% | 0% | 2 | 32% | 0% | 0% | 1 | 56% | 0% | 0% | 2 | 76% | 0% | 0% | 3 | 46% | 0% | 0% | 1 | 8% | 0% | 0% | 1 |  | 0% | 0% | 1 | 0.32 | 0% | 0% | 1 | 0% | 0% | 0% | 1 | 0 | 2 | 74% | 1% | 75% | 5 | 58% | 0% | 0% | 2 | 41% | 0% | 0% | 1 | 62% | 0% | 0% | 2 | 80% | 0% | 0% | 3 | 52% | 0% | 0% | 2 | 8% | 0% | 0% | 1
110 | Altamont | 0 | 0 | 0 | 0% | 0% | 1 | 0.07 | 0% | 0% | 1 | 0% | 0% | 0% | 1 | 0 | 2 | 99% | 0% | 99% | 5 | 94% | 0% | 0% | 4 | 46% | 0% | 0% | 1 | 73% | 0% | 0% | 3 | 100% | 0% | 0% | 5 | 17% | 0% | 0% | 1 | 7% | 0% | 0% | 1 |  | 0% | 0% | 1 | 0.15 | 0% | 0% | 1 | 11% | 0% | 0% | 1 | 0 | 2 | 81% | 1% | 82% | 5 | 65% | 0% | 0% | 2 | 64% | 0% | 0% | 2 | 69% | 0% | 0% | 2 | 89% | 0% | 0% | 3 | 25% | 0% | 0% | 1 | 7% | 0% | 0% | 1 |  | 0% | 0% | 1 | 0.14 | 0% | 0% | 1 | 23% | 0% | 0% | 1 | 0 | 2 | 62% | 5% | 67% | 3 | 54% | 0% | 0% | 2 | 51% | 0% | 0% | 2 | 55% | 0% | 0% | 2 | 72% | 0% | 0% | 3 | 29% | 0% | 0% | 1 | 6% | 0% | 0% | 1 |  | 0% | 0% | 1 | 0.14 | 0% | 0% | 1 | 32% | 0% | 0% | 1 | 0 | 2 | 50% | 7% | 57% | 3 | 52% | 0% | 0% | 2 | 37% | 0% | 0% | 1 | 41% | 0% | 0% | 1 | 65% | 0% | 0% | 2 | 31% | 0% | 0% | 1 | 6% | 0% | 0% | 1
111 | Hoodoo Wash | 0 | 0 | 0 | 0% | 0% | 1 | 0 | 0% | 0% | 1 | 0% | 0% | 0% | 1 | 0 | 2 | 0% | 0% | 0% | 1 | 0% | 0% | 0% | 1 | 0% | 0% | 0% | 1 | 0% | 0% | 0% | 1 | 0% | 0% | 0% | 1 | 0% | 0% | 0% | 1 | 0% | 0% | 0% | 1 |  | 0% | 0% | 1 | 0 | 0% | 0% | 1 | 0% | 0% | 0% | 1 | 0 | 2 | 0% | 0% | 0% | 1 | 0% | 0% | 0% | 1 | 0% | 0% | 0% | 1 | 0% | 0% | 0% | 1 | 0% | 0% | 0% | 1 | 0% | 0% | 0% | 1 | 0% | 0% | 0% | 1 |  | 0% | 0% | 1 | 0 | 0% | 0% | 1 | 0% | 0% | 0% | 1 | 0 | 2 | 0% | 0% | 0% | 1 | 0% | 0% | 0% | 1 | 0% | 0% | 0% | 1 | 0% | 0% | 0% | 1 | 0% | 0% | 0% | 1 | 0% | 0% | 0% | 1 | 0% | 0% | 0% | 1 |  | 0% | 0% | 1 | 0 | 0% | 0% | 1 | 0% | 0% | 0% | 1 | 0 | 2 | 0% | 0% | 0% | 1 | 0% | 0% | 0% | 1 | 0% | 0% | 0% | 1 | 0% | 0% | 0% | 1 | 0% | 0% | 0% | 1 | 0% | 0% | 0% | 1 | 0% | 0% | 0% | 1
112 | Wyandotte | 0 | 0 | 10 | 0% | 0% | 1 | 0.39 | 0% | 0% | 1 | 2% | 0% | 0% | 1 | 0 | 2 | 80% | 0% | 80% | 5 | 66% | 0% | 0% | 2 | 27% | 0% | 0% | 1 | 8% | 0% | 0% | 1 | 89% | 0% | 0% | 3 | 12% | 0% | 0% | 1 | 20% | 0% | 0% | 1 |  | 0% | 0% | 1 | 0.15 | 0% | 0% | 1 | 6% | 0% | 0% | 1 | 0 | 2 | 62% | 1% | 63% | 3 | 80% | 0% | 0% | 3 | 17% | 0% | 0% | 1 | 23% | 0% | 0% | 1 | 93% | 0% | 0% | 4 | 29% | 0% | 0% | 1 | 21% | 0% | 0% | 1 |  | 0% | 0% | 1 | 0.16 | 0% | 0% | 1 | 10% | 0% | 0% | 1 | 0 | 2 | 38% | 3% | 41% | 2 | 71% | 0% | 0% | 3 | 12% | 0% | 0% | 1 | 37% | 0% | 0% | 1 | 86% | 0% | 0% | 3 | 23% | 0% | 0% | 1 | 13% | 0% | 0% | 1 |  | 0% | 0% | 1 | 0.15 | 0% | 0% | 1 | 14% | 0% | 0% | 1 | 0 | 2 | 30% | 5% | 35% | 2 | 63% | 0% | 0% | 2 | 17% | 0% | 0% | 1 | 42% | 0% | 0% | 1 | 84% | 0% | 0% | 3 | 21% | 0% | 0% | 1 | 10% | 0% | 0% | 1
113 | Laguna Bell | 0 | 0 | 10 | 0% | 0% | 1 | 0 | 0% | 0% | 1 | 0% | 0% | 0% | 1 | 0 | 2 | 0% | 0% | 0% | 1 | 0% | 0% | 0% | 1 | 0% | 0% | 0% | 1 | 0% | 0% | 0% | 1 | 0% | 0% | 0% | 1 | 0% | 0% | 0% | 1 | 0% | 0% | 0% | 1 |  | 0% | 0% | 1 | 0 | 0% | 0% | 1 | 0% | 0% | 0% | 1 | 0 | 2 | 0% | 0% | 0% | 1 | 0% | 0% | 0% | 1 | 0% | 0% | 0% | 1 | 0% | 0% | 0% | 1 | 0% | 0% | 0% | 1 | 0% | 0% | 0% | 1 | 0% | 0% | 0% | 1 |  | 0% | 0% | 1 | 0.48 | 0% | 0% | 1 | 0% | 0% | 0% | 1 | 0 | 2 | 11% | 0% | 11% | 1 | 0% | 0% | 0% | 1 | 9% | 0% | 0% | 1 | 17% | 0% | 0% | 1 | 17% | 0% | 0% | 1 | 0% | 0% | 0% | 1 | 4% | 0% | 0% | 1 |  | 0% | 0% | 1 | 0.27 | 0% | 0% | 1 | 0% | 0% | 0% | 1 | 0 | 2 | 25% | 0% | 25% | 2 | 19% | 0% | 0% | 1 | 8% | 0% | 0% | 1 | 42% | 0% | 0% | 1 | 61% | 0% | 0% | 2 | 17% | 0% | 0% | 1 | 6% | 0% | 0% | 1
114 | El Casco | 0 | 0 | 10 | 0% | 0% | 1 | 0.21 | 0% | 0% | 1 | 0% | 0% | 0% | 1 | 0 | 2 | 95% | 3% | 98% | 5 | 57% | 0% | 0% | 2 | 48% | 0% | 0% | 1 | 43% | 0% | 0% | 1 | 79% | 0% | 0% | 3 | 45% | 0% | 0% | 1 | 5% | 0% | 0% | 1 |  | 0% | 0% | 1 | 0.21 | 0% | 0% | 1 | 5% | 0% | 0% | 1 | 0 | 2 | 80% | 14% | 94% | 5 | 36% | 0% | 0% | 1 | 39% | 0% | 0% | 1 | 61% | 0% | 0% | 2 | 79% | 0% | 0% | 3 | 39% | 0% | 0% | 1 | 6% | 0% | 0% | 1 |  | 0% | 0% | 1 | 0.23 | 0% | 0% | 1 | 3% | 0% | 0% | 1 | 0 | 2 | 68% | 23% | 91% | 5 | 32% | 0% | 0% | 1 | 34% | 0% | 0% | 1 | 55% | 0% | 0% | 2 | 73% | 0% | 0% | 3 | 39% | 0% | 0% | 1 | 6% | 0% | 0% | 1 |  | 0% | 0% | 1 | 0.25 | 0% | 0% | 1 | 2% | 0% | 0% | 1 | 0 | 2 | 55% | 37% | 92% | 5 | 27% | 0% | 0% | 1 | 35% | 0% | 0% | 1 | 58% | 0% | 0% | 2 | 72% | 0% | 0% | 3 | 40% | 0% | 0% | 1 | 5% | 0% | 0% | 1
115 | Le Grand | 0 | 0 | 10 | 0% | 0% | 1 | 0.1 | 0% | 0% | 1 | 36% | 0% | 0% | 1 | 0 | 2 | 15% | 0% | 15% | 1 | 51% | 0% | 0% | 2 | 35% | 0% | 0% | 1 | 37% | 0% | 0% | 1 | 70% | 0% | 0% | 3 | 1% | 0% | 0% | 1 | 8% | 0% | 0% | 1 |  | 0% | 0% | 1 | 0.09 | 0% | 0% | 1 | 30% | 0% | 0% | 1 | 0 | 2 | 32% | 0% | 32% | 2 | 45% | 0% | 0% | 1 | 40% | 0% | 0% | 1 | 42% | 0% | 0% | 1 | 61% | 0% | 0% | 2 | 14% | 0% | 0% | 1 | 16% | 0% | 0% | 1 |  | 0% | 0% | 1 | 0.09 | 0% | 0% | 1 | 26% | 0% | 0% | 1 | 0 | 2 | 38% | 0% | 38% | 2 | 44% | 0% | 0% | 1 | 33% | 0% | 0% | 1 | 37% | 0% | 0% | 1 | 61% | 0% | 0% | 2 | 21% | 0% | 0% | 1 | 14% | 0% | 0% | 1 |  | 0% | 0% | 1 | 0.08 | 0% | 0% | 1 | 23% | 0% | 0% | 1 | 0 | 2 | 42% | 0% | 42% | 2 | 59% | 0% | 0% | 2 | 31% | 0% | 0% | 1 | 36% | 0% | 0% | 1 | 71% | 0% | 0% | 3 | 26% | 0% | 0% | 1 | 16% | 0% | 0% | 1
116 | Tupman | 0 | 0 | 10 | 0% | 0% | 1 | 0.12 | 0% | 0% | 1 | 39% | 0% | 0% | 1 | 0 | 2 | 11% | 0% | 11% | 1 | 39% | 0% | 0% | 1 | 45% | 0% | 0% | 1 | 82% | 0% | 0% | 3 | 86% | 0% | 0% | 3 | 0% | 0% | 0% | 1 | 32% | 0% | 0% | 1 |  | 0% | 0% | 1 | 0.12 | 0% | 0% | 1 | 48% | 0% | 0% | 1 | 0 | 2 | 6% | 0% | 6% | 1 | 27% | 0% | 0% | 1 | 36% | 0% | 0% | 1 | 65% | 0% | 0% | 2 | 67% | 0% | 0% | 2 | 0% | 0% | 0% | 1 | 13% | 0% | 0% | 1 |  | 0% | 0% | 1 | 0.11 | 0% | 0% | 1 | 52% | 0% | 0% | 2 | 0 | 2 | 5% | 0% | 5% | 1 | 18% | 0% | 0% | 1 | 31% | 0% | 0% | 1 | 55% | 0% | 0% | 2 | 58% | 0% | 0% | 2 | 1% | 0% | 0% | 1 | 7% | 0% | 0% | 1 |  | 0% | 0% | 1 | 0.1 | 0% | 0% | 1 | 53% | 0% | 0% | 2 | 0 | 2 | 7% | 0% | 7% | 1 | 23% | 0% | 0% | 1 | 22% | 0% | 0% | 1 | 45% | 0% | 0% | 1 | 55% | 0% | 0% | 2 | 1% | 0% | 0% | 1 | 5% | 0% | 0% | 1
117 | Henrietta | 1186 | 11860 | 10 | 131.6% | 18.09% | 5 | 0.07 | 257.9% | 38.43% | 5 | 34% | 82.15% | 0% | 3 | 0 | 2 | 1% | 0% | 1% | 1 | 29% | 67.23% | 0% | 3 | 0% | 47.9% | 0% | 2 | 0% | 47.9% | 0% | 2 | 29% | 67.23% | 0% | 3 | 0% | 47.9% | 0% | 2 | 3% | 49.5% | 0% | 2 |  | 19.72% | 0% | 1 | 0.09 | 35.06% | 0% | 2 | 40% | 16.64% | 0% | 1 | 0 | 2 | 1% | 0% | 1% | 1 | 16% | 10% | 0% | 1 | 2% | 8.654% | 0% | 1 | 3% | 8.745% | 0% | 1 | 17% | 10.21% | 0% | 1 | 0% | 8.442% | 0% | 1 | 3% | 8.696% | 0% | 1 |  | 7.741% | 0% | 1 | 0.09 | 13.97% | 0% | 1 | 46% | 16.64% | 0% | 1 | 0 | 2 | 1% | 0% | 1% | 1 | 11% | 3.588% | 0% | 1 | 3% | 3.304% | 0% | 1 | 5% | 3.392% | 0% | 1 | 15% | 3.766% | 0% | 1 | 0% | 3.211% | 0% | 1 | 2% | 3.273% | 0% | 1 |  | 4.044% | 0% | 1 | 0.09 | 7.383% | 0% | 1 | 42% | 16.64% | 0% | 1 | 0 | 2 | 1% | 0% | 1% | 1 | 12% | 1.999% | 0% | 1 | 2% | 1.803% | 0% | 1 | 7% | 1.9% | 0% | 1 | 17% | 2.14% | 0% | 1 | 0% | 1.777% | 0% | 1 | 2% | 1.803% | 0% | 1
118 | Castro Valley | 0 | 0 | 10 | 0% | 0% | 1 | 0.13 | 0% | 0% | 1 | 0% | 0% | 0% | 1 | 0 | 2 | 96% | 0% | 96% | 5 | 92% | 0% | 0% | 4 | 11% | 0% | 0% | 1 | 63% | 0% | 0% | 2 | 100% | 0% | 0% | 5 | 56% | 0% | 0% | 2 | 6% | 0% | 0% | 1 |  | 0% | 0% | 1 | 0.14 | 0% | 0% | 1 | 0% | 0% | 0% | 1 | 0 | 2 | 77% | 0% | 77% | 5 | 73% | 0% | 0% | 3 | 14% | 0% | 0% | 1 | 62% | 0% | 0% | 2 | 92% | 0% | 0% | 4 | 48% | 0% | 0% | 1 | 7% | 0% | 0% | 1 |  | 0% | 0% | 1 | 0.43 | 0% | 0% | 1 | 0% | 0% | 0% | 1 | 0 | 2 | 79% | 0% | 79% | 5 | 51% | 0% | 0% | 2 | 31% | 0% | 0% | 1 | 66% | 0% | 0% | 2 | 82% | 0% | 0% | 3 | 38% | 0% | 0% | 1 | 7% | 0% | 0% | 1 |  | 0% | 0% | 1 | 0.24 | 0% | 0% | 1 | 0% | 0% | 0% | 1 | 0 | 2 | 83% | 1% | 84% | 5 | 55% | 0% | 0% | 2 | 51% | 0% | 0% | 2 | 71% | 0% | 0% | 3 | 84% | 0% | 0% | 3 | 40% | 0% | 0% | 1 | 7% | 0% | 0% | 1
119 | Vineyard | 0 | 0 | 10 | 0% | 0% | 1 | 0.39 | 0% | 0% | 1 | 0% | 0% | 0% | 1 | 0 | 2 | 90% | 0% | 90% | 5 | 14% | 0% | 0% | 1 | 18% | 0% | 0% | 1 | 55% | 0% | 0% | 2 | 58% | 0% | 0% | 2 | 37% | 0% | 0% | 1 | 7% | 0% | 0% | 1 |  | 0% | 0% | 1 | 0.15 | 0% | 0% | 1 | 0% | 0% | 0% | 1 | 0 | 2 | 96% | 1% | 97% | 5 | 54% | 0% | 0% | 2 | 49% | 0% | 0% | 1 | 66% | 0% | 0% | 2 | 82% | 0% | 0% | 3 | 46% | 0% | 0% | 1 | 7% | 0% | 0% | 1 |  | 0% | 0% | 1 | 0.11 | 0% | 0% | 1 | 0% | 0% | 0% | 1 | 0 | 2 | 94% | 3% | 97% | 5 | 70% | 0% | 0% | 3 | 51% | 0% | 0% | 2 | 67% | 0% | 0% | 2 | 90% | 0% | 0% | 4 | 45% | 0% | 0% | 1 | 6% | 0% | 0% | 1 |  | 0% | 0% | 1 | 0.12 | 0% | 0% | 1 | 4% | 0% | 0% | 1 | 0 | 2 | 81% | 9% | 90% | 5 | 68% | 0% | 0% | 2 | 56% | 0% | 0% | 2 | 66% | 0% | 0% | 2 | 88% | 0% | 0% | 3 | 46% | 0% | 0% | 1 | 7% | 0% | 0% | 1
120 | Trout Canyon | 0 | 0 | 0 | 0% | 0% | 1 | 0 | 0% | 0% | 1 | 0% | 0% | 0% | 1 | 0 | 2 | 0% | 0% | 0% | 1 | 0% | 0% | 0% | 1 | 0% | 0% | 0% | 1 | 0% | 0% | 0% | 1 | 0% | 0% | 0% | 1 | 0% | 0% | 0% | 1 | 0% | 0% | 0% | 1 |  | 0% | 0% | 1 | 0 | 0% | 0% | 1 | 0% | 0% | 0% | 1 | 0 | 2 | 0% | 0% | 0% | 1 | 0% | 0% | 0% | 1 | 0% | 0% | 0% | 1 | 0% | 0% | 0% | 1 | 0% | 0% | 0% | 1 | 0% | 0% | 0% | 1 | 0% | 0% | 0% | 1 |  | 0% | 0% | 1 | 0.78 | 0% | 0% | 1 | 0% | 0% | 0% | 1 | 0 | 2 | 0% | 0% | 0% | 1 | 3% | 0% | 0% | 1 | 0% | 0% | 0% | 1 | 22% | 0% | 0% | 1 | 24% | 0% | 0% | 1 | 16% | 0% | 0% | 1 | 0% | 0% | 0% | 1 |  | 0% | 0% | 1 | 0.71 | 0% | 0% | 1 | 0% | 0% | 0% | 1 | 0 | 2 | 0% | 0% | 0% | 1 | 3% | 0% | 0% | 1 | 0% | 0% | 0% | 1 | 18% | 0% | 0% | 1 | 20% | 0% | 0% | 1 | 14% | 0% | 0% | 1 | 0% | 0% | 0% | 1
121 | Columbus | 100 | 1000 | 10 | 52.88% | 0% | 3 | 0.17 | 999% | 9.299% | 3 | 8% | 0% | 0% | 1 | 0 | 2 | 10% | 0% | 10% | 1 | 79% | 32.75% | 0% | 3 | 39% | 11.18% | 0% | 1 | 45% | 12.45% | 0% | 1 | 79% | 33.3% | 0% | 3 | 3% | 7.062% | 0% | 1 | 2% | 6.979% | 0% | 1 |  | 6.587% | 0% | 1 | 0.11 | 9.662% | 0% | 1 | 23% | 0% | 0% | 1 | 0 | 2 | 39% | 0% | 39% | 2 | 59% | 2.488% | 0% | 2 | 18% | 1.245% | 0% | 1 | 27% | 1.405% | 0% | 1 | 62% | 2.692% | 0% | 2 | 21% | 1.298% | 0% | 1 | 2% | 1.041% | 0% | 1 |  | 2.096% | 0% | 1 | 0.13 | 2.335% | 0% | 1 | 33% | 0% | 0% | 1 | 0 | 2 | 38% | 0% | 38% | 2 | 48% | 0.7116% | 0% | 1 | 15% | 0.4349% | 0% | 1 | 28% | 0.5118% | 0% | 1 | 54% | 0.8015% | 0% | 2 | 26% | 0.4984% | 0% | 1 | 2% | 0.3791% | 0% | 1 |  | 1.441% | 0% | 1 | 0.09 | 1.04% | 0% | 1 | 39% | 0% | 0% | 1 | 0 | 2 | 34% | 2% | 36% | 2 | 47% | 0.3692% | 0% | 1 | 22% | 0.2496% | 0% | 1 | 35% | 0.2981% | 0% | 1 | 58% | 0.4671% | 0% | 2 | 24% | 0.2577% | 0% | 1 | 3% | 0.2017% | 0% | 1
122 | Lewis | 0 | 0 | 10 | 0% | 0% | 1 | 0 | 0% | 0% | 1 | 0% | 0% | 0% | 1 | 0 | 2 | 0% | 0% | 0% | 1 | 0% | 0% | 0% | 1 | 0% | 0% | 0% | 1 | 0% | 0% | 0% | 1 | 0% | 0% | 0% | 1 | 0% | 0% | 0% | 1 | 0% | 0% | 0% | 1 |  | 0% | 0% | 1 | 0.31 | 0% | 0% | 1 | 0% | 0% | 0% | 1 | 0 | 2 | 37% | 0% | 37% | 2 | 1% | 0% | 0% | 1 | 9% | 0% | 0% | 1 | 0% | 0% | 0% | 1 | 9% | 0% | 0% | 1 | 29% | 0% | 0% | 1 | 14% | 0% | 0% | 1 |  | 0% | 0% | 1 | 0.5 | 0% | 0% | 1 | 0% | 0% | 0% | 1 | 0 | 2 | 45% | 14% | 59% | 3 | 34% | 0% | 0% | 1 | 12% | 0% | 0% | 1 | 45% | 0% | 0% | 1 | 77% | 0% | 0% | 3 | 31% | 0% | 0% | 1 | 10% | 0% | 0% | 1 |  | 0% | 0% | 1 | 0.48 | 0% | 0% | 1 | 2% | 0% | 0% | 1 | 0 | 2 | 34% | 28% | 62% | 4 | 28% | 0% | 0% | 1 | 18% | 0% | 0% | 1 | 46% | 0% | 0% | 1 | 70% | 0% | 0% | 3 | 35% | 0% | 0% | 1 | 10% | 0% | 0% | 1
123 | Standard Oil 2 | 0 | 0 | 0 | 0% | 0% | 1 | 0.5 | 0% | 0% | 1 | 0% | 0% | 0% | 1 | 0 | 2 | 0% | 0% | 0% | 1 | 0% | 0% | 0% | 1 | 77% | 0% | 0% | 3 | 77% | 0% | 0% | 3 | 77% | 0% | 0% | 3 | 0% | 0% | 0% | 1 | 16% | 0% | 0% | 1 |  | 0% | 0% | 1 | 0.29 | 0% | 0% | 1 | 0% | 0% | 0% | 1 | 0 | 2 | 21% | 0% | 21% | 2 | 16% | 0% | 0% | 1 | 60% | 0% | 0% | 2 | 66% | 0% | 0% | 2 | 66% | 0% | 0% | 2 | 11% | 0% | 0% | 1 | 8% | 0% | 0% | 1 |  | 0% | 0% | 1 | 0.48 | 0% | 0% | 1 | 0% | 0% | 0% | 1 | 0 | 2 | 31% | 0% | 31% | 2 | 13% | 0% | 0% | 1 | 41% | 0% | 0% | 1 | 66% | 0% | 0% | 2 | 67% | 0% | 0% | 2 | 9% | 0% | 0% | 1 | 8% | 0% | 0% | 1 |  | 0% | 0% | 1 | 0.48 | 0% | 0% | 1 | 4% | 0% | 0% | 1 | 0 | 2 | 30% | 0% | 30% | 2 | 35% | 0% | 0% | 1 | 32% | 0% | 0% | 1 | 49% | 0% | 0% | 1 | 71% | 0% | 0% | 3 | 16% | 0% | 0% | 1 | 9% | 0% | 0% | 1
124 | Mc Mullin | 0 | 0 | 10 | 0% | 0% | 1 | 0.07 | 0% | 0% | 1 | 31% | 0% | 0% | 1 | 0 | 2 | 0% | 0% | 0% | 1 | 1% | 0% | 0% | 1 | 1% | 0% | 0% | 1 | 1% | 0% | 0% | 1 | 1% | 0% | 0% | 1 | 0% | 0% | 0% | 1 | 2% | 0% | 0% | 1 |  | 0% | 0% | 1 | 0.09 | 0% | 0% | 1 | 48% | 0% | 0% | 1 | 0 | 2 | 0% | 0% | 0% | 1 | 15% | 0% | 0% | 1 | 8% | 0% | 0% | 1 | 8% | 0% | 0% | 1 | 18% | 0% | 0% | 1 | 0% | 0% | 0% | 1 | 1% | 0% | 0% | 1 |  | 0% | 0% | 1 | 0.12 | 0% | 0% | 1 | 47% | 0% | 0% | 1 | 0 | 2 | 1% | 0% | 1% | 1 | 15% | 0% | 0% | 1 | 8% | 0% | 0% | 1 | 8% | 0% | 0% | 1 | 21% | 0% | 0% | 1 | 0% | 0% | 0% | 1 | 1% | 0% | 0% | 1 |  | 0% | 0% | 1 | 0.11 | 0% | 0% | 1 | 49% | 0% | 0% | 1 | 0 | 2 | 1% | 0% | 1% | 1 | 16% | 0% | 0% | 1 | 6% | 0% | 0% | 1 | 7% | 0% | 0% | 1 | 20% | 0% | 0% | 1 | 0% | 0% | 0% | 1 | 2% | 0% | 0% | 1
125 | Taft | 0 | 0 | 10 | 0% | 0% | 1 | 0.04 | 0% | 0% | 1 | 0% | 0% | 0% | 1 | 0 | 2 | 0% | 0% | 0% | 1 | 33% | 0% | 0% | 1 | 41% | 0% | 0% | 1 | 67% | 0% | 0% | 2 | 94% | 0% | 0% | 4 | 1% | 0% | 0% | 1 | 3% | 0% | 0% | 1 |  | 0% | 0% | 1 | 0.05 | 0% | 0% | 1 | 6% | 0% | 0% | 1 | 0 | 2 | 8% | 0% | 8% | 1 | 49% | 0% | 0% | 1 | 54% | 0% | 0% | 2 | 84% | 0% | 0% | 3 | 93% | 0% | 0% | 4 | 6% | 0% | 0% | 1 | 1% | 0% | 0% | 1 |  | 0% | 0% | 1 | 0.05 | 0% | 0% | 1 | 21% | 0% | 0% | 1 | 0 | 2 | 7% | 0% | 7% | 1 | 31% | 0% | 0% | 1 | 43% | 0% | 0% | 1 | 66% | 0% | 0% | 2 | 76% | 0% | 0% | 3 | 13% | 0% | 0% | 1 | 2% | 0% | 0% | 1 |  | 0% | 0% | 1 | 0.06 | 0% | 0% | 1 | 31% | 0% | 0% | 1 | 0 | 2 | 12% | 0% | 12% | 1 | 20% | 0% | 0% | 1 | 37% | 0% | 0% | 1 | 62% | 0% | 0% | 2 | 68% | 0% | 0% | 2 | 13% | 0% | 0% | 1 | 5% | 0% | 0% | 1
126 | Pleasant Grove | 0 | 0 | 10 | 0% | 0% | 1 | 0.66 | 0% | 0% | 1 | 6% | 0% | 0% | 1 | 0 | 2 | 55% | 0% | 55% | 3 | 59% | 0% | 0% | 2 | 0% | 0% | 0% | 1 | 0% | 0% | 0% | 1 | 59% | 0% | 0% | 2 | 10% | 0% | 0% | 1 | 58% | 0% | 0% | 2 |  | 0% | 0% | 1 | 0.53 | 0% | 0% | 1 | 8% | 0% | 0% | 1 | 0 | 2 | 43% | 0% | 43% | 2 | 43% | 0% | 0% | 1 | 0% | 0% | 0% | 1 | 0% | 0% | 0% | 1 | 43% | 0% | 0% | 1 | 6% | 0% | 0% | 1 | 34% | 0% | 0% | 1 |  | 0% | 0% | 1 | 0.27 | 0% | 0% | 1 | 24% | 0% | 0% | 1 | 0 | 2 | 37% | 0% | 37% | 2 | 40% | 0% | 0% | 1 | 3% | 0% | 0% | 1 | 21% | 0% | 0% | 1 | 60% | 0% | 0% | 2 | 10% | 0% | 0% | 1 | 19% | 0% | 0% | 1 |  | 0% | 0% | 1 | 0.28 | 0% | 0% | 1 | 23% | 0% | 0% | 1 | 0 | 2 | 37% | 1% | 38% | 2 | 54% | 0% | 0% | 2 | 10% | 0% | 0% | 1 | 27% | 0% | 0% | 1 | 72% | 0% | 0% | 3 | 12% | 0% | 0% | 1 | 16% | 0% | 0% | 1
127 | Newark | 0 | 0 | 10 | 0% | 0% | 1 | 0.05 | 0% | 0% | 1 | 0% | 0% | 0% | 1 | 0 | 2 | 19% | 0% | 19% | 1 | 0% | 0% | 0% | 1 | 9% | 0% | 0% | 1 | 31% | 0% | 0% | 1 | 31% | 0% | 0% | 1 | 2% | 0% | 0% | 1 | 80% | 0% | 0% | 3 |  | 0% | 0% | 1 | 0.1 | 0% | 0% | 1 | 1% | 0% | 0% | 1 | 0 | 2 | 93% | 0% | 93% | 5 | 62% | 0% | 0% | 2 | 46% | 0% | 0% | 1 | 70% | 0% | 0% | 3 | 83% | 0% | 0% | 3 | 46% | 0% | 0% | 1 | 10% | 0% | 0% | 1 |  | 0% | 0% | 1 | 0.14 | 0% | 0% | 1 | 0% | 0% | 0% | 1 | 0 | 2 | 94% | 1% | 95% | 5 | 57% | 0% | 0% | 2 | 38% | 0% | 0% | 1 | 54% | 0% | 0% | 2 | 70% | 0% | 0% | 3 | 62% | 0% | 0% | 2 | 8% | 0% | 0% | 1 |  | 0% | 0% | 1 | 0.2 | 0% | 0% | 1 | 0% | 0% | 0% | 1 | 0 | 2 | 79% | 4% | 83% | 5 | 64% | 0% | 0% | 2 | 38% | 0% | 0% | 1 | 52% | 0% | 0% | 2 | 81% | 0% | 0% | 3 | 59% | 0% | 0% | 2 | 7% | 0% | 0% | 1
128 | Dairyland | 0 | 0 | 10 | 0% | 0% | 1 | 0.13 | 0% | 0% | 1 | 29% | 0% | 0% | 1 | 0 | 2 | 18% | 0% | 18% | 1 | 7% | 0% | 0% | 1 | 5% | 0% | 0% | 1 | 8% | 0% | 0% | 1 | 15% | 0% | 0% | 1 | 0% | 0% | 0% | 1 | 3% | 0% | 0% | 1 |  | 0% | 0% | 1 | 0.09 | 0% | 0% | 1 | 28% | 0% | 0% | 1 | 0 | 2 | 19% | 0% | 19% | 1 | 33% | 0% | 0% | 1 | 10% | 0% | 0% | 1 | 14% | 0% | 0% | 1 | 43% | 0% | 0% | 1 | 0% | 0% | 0% | 1 | 5% | 0% | 0% | 1 |  | 0% | 0% | 1 | 0.09 | 0% | 0% | 1 | 29% | 0% | 0% | 1 | 0 | 2 | 26% | 0% | 26% | 2 | 48% | 0% | 0% | 1 | 23% | 0% | 0% | 1 | 29% | 0% | 0% | 1 | 60% | 0% | 0% | 2 | 5% | 0% | 0% | 1 | 13% | 0% | 0% | 1 |  | 0% | 0% | 1 | 0.09 | 0% | 0% | 1 | 30% | 0% | 0% | 1 | 0 | 2 | 27% | 0% | 27% | 2 | 46% | 0% | 0% | 1 | 25% | 0% | 0% | 1 | 29% | 0% | 0% | 1 | 58% | 0% | 0% | 2 | 9% | 0% | 0% | 1 | 13% | 0% | 0% | 1
129 | Chino | 0 | 0 | 10 | 0% | 0% | 1 | 0.44 | 0% | 0% | 1 | 22% | 0% | 0% | 1 | 0 | 2 | 20% | 0% | 20% | 2 | 0% | 0% | 0% | 1 | 0% | 0% | 0% | 1 | 3% | 0% | 0% | 1 | 3% | 0% | 0% | 1 | 1% | 0% | 0% | 1 | 1% | 0% | 0% | 1 |  | 0% | 0% | 1 | 0.48 | 0% | 0% | 1 | 10% | 0% | 0% | 1 | 0 | 2 | 61% | 0% | 61% | 3 | 33% | 0% | 0% | 1 | 3% | 0% | 0% | 1 | 11% | 0% | 0% | 1 | 43% | 0% | 0% | 1 | 20% | 0% | 0% | 1 | 7% | 0% | 0% | 1 |  | 0% | 0% | 1 | 0.29 | 0% | 0% | 1 | 7% | 0% | 0% | 1 | 0 | 2 | 43% | 29% | 72% | 4 | 37% | 0% | 0% | 1 | 10% | 0% | 0% | 1 | 21% | 0% | 0% | 1 | 53% | 0% | 0% | 2 | 40% | 0% | 0% | 1 | 10% | 0% | 0% | 1 |  | 0% | 0% | 1 | 0.27 | 0% | 0% | 1 | 5% | 0% | 0% | 1 | 0 | 2 | 41% | 37% | 78% | 5 | 43% | 0% | 0% | 1 | 21% | 0% | 0% | 1 | 35% | 0% | 0% | 1 | 67% | 0% | 0% | 2 | 41% | 0% | 0% | 1 | 11% | 0% | 0% | 1
130 | El Segundo | 0 | 0 | 10 | 0% | 0% | 1 | 0.12 | 0% | 0% | 1 | 0% | 0% | 0% | 1 | 0 | 2 | 0% | 0% | 0% | 1 | 0% | 0% | 0% | 1 | 58% | 0% | 0% | 2 | 65% | 0% | 0% | 2 | 65% | 0% | 0% | 2 | 0% | 0% | 0% | 1 | 0% | 0% | 0% | 1 |  | 0% | 0% | 1 | 0.26 | 0% | 0% | 1 | 0% | 0% | 0% | 1 | 0 | 2 | 0% | 0% | 0% | 1 | 4% | 0% | 0% | 1 | 40% | 0% | 0% | 1 | 69% | 0% | 0% | 2 | 73% | 0% | 0% | 3 | 0% | 0% | 0% | 1 | 0% | 0% | 0% | 1 |  | 0% | 0% | 1 | 0.19 | 0% | 0% | 1 | 0% | 0% | 0% | 1 | 0 | 2 | 2% | 28% | 30% | 4 | 10% | 0% | 0% | 1 | 4% | 0% | 0% | 1 | 58% | 0% | 0% | 2 | 68% | 0% | 0% | 2 | 4% | 0% | 0% | 1 | 7% | 0% | 0% | 1 |  | 0% | 0% | 1 | 0.22 | 0% | 0% | 1 | 0% | 0% | 0% | 1 | 0 | 2 | 7% | 39% | 46% | 5 | 13% | 0% | 0% | 1 | 22% | 0% | 0% | 1 | 47% | 0% | 0% | 1 | 55% | 0% | 0% | 2 | 5% | 0% | 0% | 1 | 7% | 0% | 0% | 1
131 | San Leandro U | 0 | 0 | 10 | 0% | 0% | 1 | 0.62 | 0% | 0% | 1 | 0% | 0% | 0% | 1 | 0 | 2 | 12% | 0% | 12% | 1 | 19% | 0% | 0% | 1 | 24% | 0% | 0% | 1 | 65% | 0% | 0% | 2 | 65% | 0% | 0% | 2 | 2% | 0% | 0% | 1 | 10% | 0% | 0% | 1 |  | 0% | 0% | 1 | 0.45 | 0% | 0% | 1 | 0% | 0% | 0% | 1 | 0 | 2 | 69% | 0% | 69% | 3 | 75% | 0% | 0% | 3 | 22% | 0% | 0% | 1 | 63% | 0% | 0% | 2 | 92% | 0% | 0% | 4 | 41% | 0% | 0% | 1 | 7% | 0% | 0% | 1 |  | 0% | 0% | 1 | 0.29 | 0% | 0% | 1 | 0% | 0% | 0% | 1 | 0 | 2 | 61% | 0% | 61% | 3 | 61% | 0% | 0% | 2 | 24% | 0% | 0% | 1 | 63% | 0% | 0% | 2 | 86% | 0% | 0% | 3 | 37% | 0% | 0% | 1 | 7% | 0% | 0% | 1 |  | 0% | 0% | 1 | 0.41 | 0% | 0% | 1 | 0% | 0% | 0% | 1 | 0 | 2 | 75% | 1% | 76% | 5 | 44% | 0% | 0% | 1 | 42% | 0% | 0% | 1 | 69% | 0% | 0% | 2 | 80% | 0% | 0% | 3 | 32% | 0% | 0% | 1 | 6% | 0% | 0% | 1
132 | Ganso | 0 | 0 | 10 | 0% | 0% | 1 | 0.08 | 0% | 0% | 1 | 50% | 0% | 0% | 2 | 0 | 2 | 0% | 0% | 0% | 1 | 0% | 0% | 0% | 1 | 4% | 0% | 0% | 1 | 54% | 0% | 0% | 2 | 54% | 0% | 0% | 2 | 0% | 0% | 0% | 1 | 8% | 0% | 0% | 1 |  | 0% | 0% | 1 | 0.1 | 0% | 0% | 1 | 65% | 0% | 0% | 2 | 0 | 2 | 0% | 0% | 0% | 1 | 9% | 0% | 0% | 1 | 7% | 0% | 0% | 1 | 40% | 0% | 0% | 1 | 45% | 0% | 0% | 1 | 0% | 0% | 0% | 1 | 5% | 0% | 0% | 1 |  | 0% | 0% | 1 | 0.09 | 0% | 0% | 1 | 62% | 0% | 0% | 2 | 0 | 2 | 6% | 0% | 6% | 1 | 26% | 0% | 0% | 1 | 12% | 0% | 0% | 1 | 44% | 0% | 0% | 1 | 60% | 0% | 0% | 2 | 1% | 0% | 0% | 1 | 5% | 0% | 0% | 1 |  | 0% | 0% | 1 | 0.09 | 0% | 0% | 1 | 52% | 0% | 0% | 2 | 0 | 2 | 8% | 0% | 8% | 1 | 31% | 0% | 0% | 1 | 16% | 0% | 0% | 1 | 42% | 0% | 0% | 1 | 60% | 0% | 0% | 2 | 1% | 0% | 0% | 1 | 6% | 0% | 0% | 1
133 | Poso Mountain | 200 | 2000 | 10 | 14.06% | 0% | 1 | 0.06 | 13.14% | 0% | 1 | 0% | 0% | 0% | 1 | 0 | 2 | 91% | 0% | 91% | 5 | 64% | 11.42% | 0% | 2 | 1% | 4.19% | 0% | 1 | 7% | 4.492% | 0% | 1 | 64% | 11.42% | 0% | 2 | 36% | 6.483% | 0% | 1 | 2% | 4.243% | 0% | 1 |  | 6.137% | 0% | 1 | 0.07 | 4.342% | 0% | 1 | 7% | 0% | 0% | 1 | 0 | 2 | 69% | 0% | 69% | 3 | 74% | 4.399% | 0% | 3 | 22% | 1.476% | 0% | 1 | 35% | 1.752% | 0% | 1 | 76% | 4.757% | 0% | 3 | 37% | 1.823% | 0% | 1 | 2% | 1.165% | 0% | 1 |  | 4.091% | 0% | 1 | 0.08 | 2.415% | 0% | 1 | 22% | 0% | 0% | 1 | 0 | 2 | 62% | 1% | 63% | 3 | 63% | 1.645% | 0% | 2 | 18% | 0.7393% | 0% | 1 | 26% | 0.8208% | 0% | 1 | 65% | 1.731% | 0% | 2 | 39% | 0.998% | 0% | 1 | 1% | 0.6156% | 0% | 1 |  | 2.188% | 0% | 1 | 0.08 | 1.503% | 0% | 1 | 30% | 0% | 0% | 1 | 0 | 2 | 51% | 3% | 54% | 3 | 51% | 0.7513% | 0% | 2 | 13% | 0.4244% | 0% | 1 | 22% | 0.4743% | 0% | 1 | 54% | 0.8144% | 0% | 2 | 36% | 0.5803% | 0% | 1 | 1% | 0.3764% | 0% | 1
134 | Avena | 100 | 1000 | 10 | 7.235% | 0% | 1 | 0.16 | 999% | 2.964% | 3 | 35% | 3.693% | 0% | 1 | 0 | 2 | 1% | 0% | 1% | 1 | 50% | 4.232% | 0% | 2 | 0% | 2.116% | 0% | 1 | 5% | 2.218% | 0% | 1 | 50% | 4.234% | 0% | 2 | 0% | 2.116% | 0% | 1 | 2% | 2.159% | 0% | 1 |  | 2.45% | 0% | 1 | 0.15 | 40.44% | 0% | 2 | 46% | 1.573% | 0% | 1 | 0 | 2 | 15% | 0% | 15% | 1 | 35% | 1.016% | 0% | 1 | 1% | 0.6742% | 0% | 1 | 11% | 0.7474% | 0% | 1 | 40% | 1.105% | 0% | 1 | 3% | 0.6833% | 0% | 1 | 4% | 0.6921% | 0% | 1 |  | 1.734% | 0% | 1 | 0.17 | 3.743% | 0% | 1 | 42% | 1.573% | 0% | 1 | 0 | 2 | 20% | 0% | 20% | 2 | 34% | 0.5076% | 0% | 1 | 11% | 0.3784% | 0% | 1 | 27% | 0.4591% | 0% | 1 | 49% | 0.6615% | 0% | 1 | 11% | 0.3775% | 0% | 1 | 6% | 0.3582% | 0% | 1 |  | 1.335% | 0% | 1 | 0.16 | 1.617% | 0% | 1 | 44% | 1.573% | 0% | 1 | 0 | 2 | 21% | 0% | 21% | 2 | 41% | 0.3228% | 0% | 1 | 13% | 0.2187% | 0% | 1 | 25% | 0.2557% | 0% | 1 | 54% | 0.4133% | 0% | 2 | 15% | 0.226% | 0% | 1 | 7% | 0.2056% | 0% | 1
135 | Martin | 0 | 0 | 10 | 0% | 0% | 1 | 0.17 | 0% | 0% | 1 | 0% | 0% | 0% | 1 | 0 | 2 | 0% | 0% | 0% | 1 | 23% | 0% | 0% | 1 | 17% | 0% | 0% | 1 | 27% | 0% | 0% | 1 | 50% | 0% | 0% | 2 | 0% | 0% | 0% | 1 | 4% | 0% | 0% | 1 |  | 0% | 0% | 1 | 0.61 | 0% | 0% | 1 | 0% | 0% | 0% | 1 | 0 | 2 | 0% | 0% | 0% | 1 | 2% | 0% | 0% | 1 | 22% | 0% | 0% | 1 | 45% | 0% | 0% | 1 | 47% | 0% | 0% | 1 | 0% | 0% | 0% | 1 | 3% | 0% | 0% | 1 |  | 0% | 0% | 1 | 0.54 | 0% | 0% | 1 | 1% | 0% | 0% | 1 | 0 | 2 | 0% | 0% | 0% | 1 | 11% | 0% | 0% | 1 | 33% | 0% | 0% | 1 | 56% | 0% | 0% | 2 | 62% | 0% | 0% | 2 | 9% | 0% | 0% | 1 | 5% | 0% | 0% | 1 |  | 0% | 0% | 1 | 0.5 | 0% | 0% | 1 | 0% | 0% | 0% | 1 | 0 | 2 | 20% | 0% | 20% | 2 | 38% | 0% | 0% | 1 | 45% | 0% | 0% | 1 | 66% | 0% | 0% | 2 | 74% | 0% | 0% | 3 | 20% | 0% | 0% | 1 | 9% | 0% | 0% | 1
136 | Harry Allen | 0 | 0 | 0 | 0% | 0% | 1 | 0 | 0% | 0% | 1 | 0% | 0% | 0% | 1 | 0 | 2 | 0% | 0% | 0% | 1 | 0% | 0% | 0% | 1 | 0% | 0% | 0% | 1 | 0% | 0% | 0% | 1 | 0% | 0% | 0% | 1 | 0% | 0% | 0% | 1 | 0% | 0% | 0% | 1 |  | 0% | 0% | 1 | 0 | 0% | 0% | 1 | 0% | 0% | 0% | 1 | 0 | 2 | 0% | 0% | 0% | 1 | 0% | 0% | 0% | 1 | 0% | 0% | 0% | 1 | 0% | 0% | 0% | 1 | 0% | 0% | 0% | 1 | 0% | 0% | 0% | 1 | 0% | 0% | 0% | 1 |  | 0% | 0% | 1 | 0 | 0% | 0% | 1 | 0% | 0% | 0% | 1 | 0 | 2 | 0% | 0% | 0% | 1 | 0% | 0% | 0% | 1 | 0% | 0% | 0% | 1 | 0% | 0% | 0% | 1 | 0% | 0% | 0% | 1 | 0% | 0% | 0% | 1 | 0% | 0% | 0% | 1 |  | 0% | 0% | 1 | 0 | 0% | 0% | 1 | 0% | 0% | 0% | 1 | 0 | 2 | 0% | 0% | 0% | 1 | 0% | 0% | 0% | 1 | 0% | 0% | 0% | 1 | 0% | 0% | 0% | 1 | 0% | 0% | 0% | 1 | 0% | 0% | 0% | 1 | 0% | 0% | 0% | 1
137 | Rio Oso | 0 | 0 | 10 | 0% | 0% | 1 | 0.11 | 0% | 0% | 1 | 50% | 0% | 0% | 2 | 0 | 2 | 5% | 0% | 5% | 1 | 25% | 0% | 0% | 1 | 1% | 0% | 0% | 1 | 15% | 0% | 0% | 1 | 34% | 0% | 0% | 1 | 1% | 0% | 0% | 1 | 11% | 0% | 0% | 1 |  | 0% | 0% | 1 | 0.12 | 0% | 0% | 1 | 41% | 0% | 0% | 1 | 0 | 2 | 19% | 0% | 19% | 1 | 45% | 0% | 0% | 1 | 5% | 0% | 0% | 1 | 23% | 0% | 0% | 1 | 60% | 0% | 0% | 2 | 3% | 0% | 0% | 1 | 18% | 0% | 0% | 1 |  | 0% | 0% | 1 | 0.18 | 0% | 0% | 1 | 40% | 0% | 0% | 1 | 0 | 2 | 18% | 0% | 18% | 1 | 41% | 0% | 0% | 1 | 4% | 0% | 0% | 1 | 34% | 0% | 0% | 1 | 66% | 0% | 0% | 2 | 5% | 0% | 0% | 1 | 16% | 0% | 0% | 1 |  | 0% | 0% | 1 | 0.16 | 0% | 0% | 1 | 42% | 0% | 0% | 1 | 0 | 2 | 21% | 0% | 21% | 2 | 41% | 0% | 0% | 1 | 6% | 0% | 0% | 1 | 35% | 0% | 0% | 1 | 67% | 0% | 0% | 2 | 6% | 0% | 0% | 1 | 12% | 0% | 0% | 1
138 | Loveland | 0 | 0 | 10 | 0% | 0% | 1 | 0.26 | 0% | 0% | 1 | 0% | 0% | 0% | 1 | 0 | 2 | 27% | 73% | 100% | 5 | 34% | 0% | 0% | 1 | 51% | 0% | 0% | 2 | 72% | 0% | 0% | 3 | 74% | 0% | 0% | 3 | 25% | 0% | 0% | 1 | 5% | 0% | 0% | 1 |  | 0% | 0% | 1 | 0.19 | 0% | 0% | 1 | 0% | 0% | 0% | 1 | 0 | 2 | 19% | 81% | 100% | 5 | 24% | 0% | 0% | 1 | 30% | 0% | 0% | 1 | 65% | 0% | 0% | 2 | 70% | 0% | 0% | 3 | 47% | 0% | 0% | 1 | 3% | 0% | 0% | 1 |  | 0% | 0% | 1 | 0.13 | 0% | 0% | 1 | 0% | 0% | 0% | 1 | 0 | 2 | 13% | 86% | 99% | 5 | 29% | 0% | 0% | 1 | 33% | 0% | 0% | 1 | 60% | 0% | 0% | 2 | 72% | 0% | 0% | 3 | 53% | 0% | 0% | 2 | 4% | 0% | 0% | 1 |  | 0% | 0% | 1 | 0.16 | 0% | 0% | 1 | 0% | 0% | 0% | 1 | 0 | 2 | 13% | 85% | 98% | 5 | 29% | 0% | 0% | 1 | 36% | 0% | 0% | 1 | 59% | 0% | 0% | 2 | 75% | 0% | 0% | 3 | 48% | 0% | 0% | 1 | 4% | 0% | 0% | 1
139 | Huntington Beach | 0 | 0 | 10 | 0% | 0% | 1 | 0.57 | 0% | 0% | 1 | 0% | 0% | 0% | 1 | 0 | 2 | 0% | 0% | 0% | 1 | 0% | 0% | 0% | 1 | 20% | 0% | 0% | 1 | 99% | 0% | 0% | 5 | 99% | 0% | 0% | 5 | 0% | 0% | 0% | 1 | 8% | 0% | 0% | 1 |  | 0% | 0% | 1 | 0.51 | 0% | 0% | 1 | 0% | 0% | 0% | 1 | 0 | 2 | 0% | 0% | 0% | 1 | 0% | 0% | 0% | 1 | 28% | 0% | 0% | 1 | 98% | 0% | 0% | 5 | 99% | 0% | 0% | 5 | 0% | 0% | 0% | 1 | 7% | 0% | 0% | 1 |  | 0% | 0% | 1 | 0.52 | 0% | 0% | 1 | 0% | 0% | 0% | 1 | 0 | 2 | 1% | 0% | 1% | 1 | 2% | 0% | 0% | 1 | 22% | 0% | 0% | 1 | 79% | 0% | 0% | 3 | 81% | 0% | 0% | 3 | 0% | 0% | 0% | 1 | 6% | 0% | 0% | 1 |  | 0% | 0% | 1 | 0.5 | 0% | 0% | 1 | 0% | 0% | 0% | 1 | 0 | 2 | 5% | 0% | 5% | 1 | 3% | 0% | 0% | 1 | 16% | 0% | 0% | 1 | 71% | 0% | 0% | 3 | 75% | 0% | 0% | 3 | 1% | 0% | 0% | 1 | 4% | 0% | 0% | 1
140 | Rossmoor | 0 | 0 | 10 | 0% | 0% | 1 | 0.09 | 0% | 0% | 1 | 0% | 0% | 0% | 1 | 0 | 2 | 87% | 0% | 87% | 5 | 84% | 0% | 0% | 3 | 20% | 0% | 0% | 1 | 91% | 0% | 0% | 4 | 100% | 0% | 0% | 5 | 48% | 0% | 0% | 1 | 6% | 0% | 0% | 1 |  | 0% | 0% | 1 | 0.1 | 0% | 0% | 1 | 0% | 0% | 0% | 1 | 0 | 2 | 83% | 0% | 83% | 5 | 78% | 0% | 0% | 3 | 52% | 0% | 0% | 2 | 80% | 0% | 0% | 3 | 100% | 0% | 0% | 5 | 36% | 0% | 0% | 1 | 4% | 0% | 0% | 1 |  | 0% | 0% | 1 | 0.28 | 0% | 0% | 1 | 0% | 0% | 0% | 1 | 0 | 2 | 70% | 0% | 70% | 3 | 45% | 0% | 0% | 1 | 49% | 0% | 0% | 1 | 70% | 0% | 0% | 3 | 83% | 0% | 0% | 3 | 29% | 0% | 0% | 1 | 5% | 0% | 0% | 1 |  | 0% | 0% | 1 | 0.33 | 0% | 0% | 1 | 0% | 0% | 0% | 1 | 0 | 2 | 60% | 1% | 61% | 3 | 38% | 0% | 0% | 1 | 49% | 0% | 0% | 1 | 65% | 0% | 0% | 2 | 80% | 0% | 0% | 3 | 25% | 0% | 0% | 1 | 14% | 0% | 0% | 1
141 | Salado | 69 | 690 | 10 | 24.2% | 0% | 2 | 0.1 | 5.307% | 0% | 1 | 47% | 0% | 0% | 1 | 0 | 2 | 58% | 0% | 58% | 3 | 41% | 3.077% | 0% | 1 | 11% | 2.048% | 0% | 1 | 17% | 2.204% | 0% | 1 | 48% | 3.525% | 0% | 1 | 32% | 2.681% | 0% | 1 | 1% | 1.84% | 0% | 1 |  | 5.789% | 0% | 1 | 0.11 | 1.678% | 0% | 1 | 43% | 4.274% | 0% | 1 | 0 | 2 | 42% | 4% | 46% | 2 | 54% | 0.9659% | 0% | 2 | 9% | 0.4856% | 0% | 1 | 19% | 0.5412% | 0% | 1 | 61% | 1.127% | 0% | 2 | 35% | 0.6729% | 0% | 1 | 3% | 0.4563% | 0% | 1 |  | 2.101% | 0% | 1 | 0.11 | 0.8982% | 0% | 1 | 47% | 4.274% | 0% | 1 | 0 | 2 | 29% | 9% | 38% | 2 | 48% | 0.4251% | 0% | 1 | 10% | 0.2462% | 0% | 1 | 16% | 0.2655% | 0% | 1 | 55% | 0.4904% | 0% | 2 | 31% | 0.3205% | 0% | 1 | 3% | 0.2291% | 0% | 1 |  | 1.23% | 0% | 1 | 0.12 | 0.563% | 0% | 1 | 44% | 4.274% | 0% | 1 | 0 | 2 | 29% | 11% | 40% | 3 | 46% | 0.2674% | 0% | 1 | 15% | 0.1689% | 0% | 1 | 21% | 0.1807% | 0% | 1 | 54% | 0.3122% | 0% | 2 | 32% | 0.2113% | 0% | 1 | 3% | 0.1485% | 0% | 1
142 | Lighthipe | 0 | 0 | 10 | 0% | 0% | 1 | 0 | 0% | 0% | 1 | 0% | 0% | 0% | 1 | 0 | 2 | 0% | 0% | 0% | 1 | 0% | 0% | 0% | 1 | 0% | 0% | 0% | 1 | 0% | 0% | 0% | 1 | 0% | 0% | 0% | 1 | 0% | 0% | 0% | 1 | 0% | 0% | 0% | 1 |  | 0% | 0% | 1 | 0.48 | 0% | 0% | 1 | 0% | 0% | 0% | 1 | 0 | 2 | 0% | 0% | 0% | 1 | 0% | 0% | 0% | 1 | 1% | 0% | 0% | 1 | 40% | 0% | 0% | 1 | 40% | 0% | 0% | 1 | 0% | 0% | 0% | 1 | 0% | 0% | 0% | 1 |  | 0% | 0% | 1 | 0.27 | 0% | 0% | 1 | 0% | 0% | 0% | 1 | 0 | 2 | 0% | 0% | 0% | 1 | 0% | 0% | 0% | 1 | 10% | 0% | 0% | 1 | 62% | 0% | 0% | 2 | 62% | 0% | 0% | 2 | 0% | 0% | 0% | 1 | 0% | 0% | 0% | 1 |  | 0% | 0% | 1 | 0.56 | 0% | 0% | 1 | 0% | 0% | 0% | 1 | 0 | 2 | 6% | 0% | 6% | 1 | 1% | 0% | 0% | 1 | 10% | 0% | 0% | 1 | 64% | 0% | 0% | 2 | 65% | 0% | 0% | 2 | 4% | 0% | 0% | 1 | 3% | 0% | 0% | 1
143 | Santee | 0 | 0 | 10 | 0% | 0% | 1 | 0.28 | 0% | 0% | 1 | 0% | 0% | 0% | 1 | 0 | 2 | 57% | 42% | 99% | 5 | 65% | 0% | 0% | 2 | 94% | 0% | 0% | 4 | 34% | 0% | 0% | 1 | 99% | 0% | 0% | 5 | 28% | 0% | 0% | 1 | 4% | 0% | 0% | 1 |  | 0% | 0% | 1 | 0.22 | 0% | 0% | 1 | 0% | 0% | 0% | 1 | 0 | 2 | 31% | 68% | 99% | 5 | 72% | 0% | 0% | 3 | 48% | 0% | 0% | 1 | 67% | 0% | 0% | 2 | 94% | 0% | 0% | 4 | 23% | 0% | 0% | 1 | 4% | 0% | 0% | 1 |  | 0% | 0% | 1 | 0.25 | 0% | 0% | 1 | 0% | 0% | 0% | 1 | 0 | 2 | 28% | 71% | 99% | 5 | 52% | 0% | 0% | 2 | 44% | 0% | 0% | 1 | 64% | 0% | 0% | 2 | 83% | 0% | 0% | 3 | 33% | 0% | 0% | 1 | 3% | 0% | 0% | 1 |  | 0% | 0% | 1 | 0.2 | 0% | 0% | 1 | 0% | 0% | 0% | 1 | 0 | 2 | 21% | 72% | 93% | 5 | 36% | 0% | 0% | 1 | 35% | 0% | 0% | 1 | 54% | 0% | 0% | 2 | 70% | 0% | 0% | 3 | 43% | 0% | 0% | 1 | 4% | 0% | 0% | 1
144 | Cholame | 0 | 0 | 0 | 0% | 0% | 1 | 0.06 | 0% | 0% | 1 | 6% | 0% | 0% | 1 | 0 | 2 | 65% | 0% | 65% | 3 | 68% | 0% | 0% | 2 | 32% | 0% | 0% | 1 | 43% | 0% | 0% | 1 | 80% | 0% | 0% | 3 | 43% | 0% | 0% | 1 | 1% | 0% | 0% | 1 |  | 0% | 0% | 1 | 0.05 | 0% | 0% | 1 | 5% | 0% | 0% | 1 | 0 | 2 | 72% | 0% | 72% | 3 | 41% | 0% | 0% | 1 | 15% | 0% | 0% | 1 | 30% | 0% | 0% | 1 | 52% | 0% | 0% | 2 | 46% | 0% | 0% | 1 | 1% | 0% | 0% | 1 |  | 0% | 0% | 1 | 0.06 | 0% | 0% | 1 | 5% | 0% | 0% | 1 | 0 | 2 | 65% | 4% | 69% | 3 | 36% | 0% | 0% | 1 | 9% | 0% | 0% | 1 | 17% | 0% | 0% | 1 | 45% | 0% | 0% | 1 | 50% | 0% | 0% | 2 | 1% | 0% | 0% | 1 |  | 0% | 0% | 1 | 0.07 | 0% | 0% | 1 | 6% | 0% | 0% | 1 | 0 | 2 | 54% | 11% | 65% | 3 | 40% | 0% | 0% | 1 | 7% | 0% | 0% | 1 | 17% | 0% | 0% | 1 | 51% | 0% | 0% | 2 | 48% | 0% | 0% | 1 | 1% | 0% | 0% | 1
145 | Grand Island | 0 | 0 | 10 | 0% | 0% | 1 | 0.11 | 0% | 0% | 1 | 49% | 0% | 0% | 1 | 0 | 2 | 0% | 0% | 0% | 1 | 0% | 0% | 0% | 1 | 8% | 0% | 0% | 1 | 8% | 0% | 0% | 1 | 8% | 0% | 0% | 1 | 0% | 0% | 0% | 1 | 5% | 0% | 0% | 1 |  | 0% | 0% | 1 | 0.1 | 0% | 0% | 1 | 47% | 0% | 0% | 1 | 0 | 2 | 8% | 0% | 8% | 1 | 8% | 0% | 0% | 1 | 15% | 0% | 0% | 1 | 16% | 0% | 0% | 1 | 22% | 0% | 0% | 1 | 0% | 0% | 0% | 1 | 9% | 0% | 0% | 1 |  | 0% | 0% | 1 | 0.1 | 0% | 0% | 1 | 44% | 0% | 0% | 1 | 0 | 2 | 19% | 0% | 19% | 1 | 10% | 0% | 0% | 1 | 25% | 0% | 0% | 1 | 28% | 0% | 0% | 1 | 34% | 0% | 0% | 1 | 1% | 0% | 0% | 1 | 12% | 0% | 0% | 1 |  | 0% | 0% | 1 | 0.11 | 0% | 0% | 1 | 45% | 0% | 0% | 1 | 0 | 2 | 17% | 0% | 17% | 1 | 12% | 0% | 0% | 1 | 24% | 0% | 0% | 1 | 28% | 0% | 0% | 1 | 36% | 0% | 0% | 1 | 1% | 0% | 0% | 1 | 12% | 0% | 0% | 1
146 | Long Beach | 0 | 0 | 0 | 0% | 0% | 1 | 0.11 | 0% | 0% | 1 | 0% | 0% | 0% | 1 | 0 | 2 | 0% | 0% | 0% | 1 | 0% | 0% | 0% | 1 | 0% | 0% | 0% | 1 | 54% | 0% | 0% | 2 | 54% | 0% | 0% | 2 | 0% | 0% | 0% | 1 | 0% | 0% | 0% | 1 |  | 0% | 0% | 1 | 0.29 | 0% | 0% | 1 | 0% | 0% | 0% | 1 | 0 | 2 | 0% | 0% | 0% | 1 | 0% | 0% | 0% | 1 | 9% | 0% | 0% | 1 | 61% | 0% | 0% | 2 | 61% | 0% | 0% | 2 | 0% | 0% | 0% | 1 | 0% | 0% | 0% | 1 |  | 0% | 0% | 1 | 0.48 | 0% | 0% | 1 | 0% | 0% | 0% | 1 | 0 | 2 | 0% | 0% | 0% | 1 | 0% | 0% | 0% | 1 | 8% | 0% | 0% | 1 | 69% | 0% | 0% | 2 | 69% | 0% | 0% | 2 | 0% | 0% | 0% | 1 | 0% | 0% | 0% | 1 |  | 0% | 0% | 1 | 0.49 | 0% | 0% | 1 | 0% | 0% | 0% | 1 | 0 | 2 | 0% | 0% | 0% | 1 | 0% | 0% | 0% | 1 | 16% | 0% | 0% | 1 | 76% | 0% | 0% | 3 | 76% | 0% | 0% | 3 | 0% | 0% | 0% | 1 | 3% | 0% | 0% | 1
147 | Coyote | 100 | 1000 | 10 | 999.9% | 10.03% | 5 | 0.12 | 49.63% | 0% | 2 | 6% | 103.6% | 5.963% | 4 | 0 | 2 | 90% | 0% | 90% | 5 | 100% | 999% | 10.03% | 5 | 45% | 18.25% | 0% | 1 | 55% | 22.26% | 0% | 2 | 100% | 999% | 10.03% | 5 | 32% | 14.72% | 0% | 1 | 4% | 10.47% | 0% | 1 |  | 55.28% | 0% | 3 | 0.11 | 11.64% | 0% | 1 | 2% | 26.39% | 0% | 2 | 0 | 2 | 88% | 7% | 95% | 5 | 81% | 17.06% | 0% | 3 | 24% | 4.324% | 0% | 1 | 37% | 5.215% | 0% | 1 | 84% | 20.83% | 0% | 3 | 57% | 7.642% | 0% | 2 | 5% | 3.469% | 0% | 1 |  | 10.26% | 0% | 1 | 0.12 | 3.993% | 0% | 1 | 1% | 26.39% | 0% | 2 | 0 | 2 | 62% | 22% | 84% | 5 | 69% | 3.242% | 0% | 2 | 23% | 1.302% | 0% | 1 | 40% | 1.659% | 0% | 1 | 77% | 4.266% | 0% | 3 | 62% | 2.605% | 0% | 2 | 4% | 1.037% | 0% | 1 |  | 7.155% | 0% | 1 | 0.15 | 1.847% | 0% | 1 | 3% | 26.39% | 0% | 2 | 0 | 2 | 45% | 27% | 72% | 4 | 66% | 1.476% | 0% | 2 | 25% | 0.6696% | 0% | 1 | 45% | 0.911% | 0% | 1 | 82% | 2.711% | 0% | 3 | 60% | 1.245% | 0% | 2 | 3% | 0.5181% | 0% | 1
148 | New Sub - Los Banos - Midway (Proposed) | 816 | 8160 | 10 | 24.85% | 0% | 2 | 0.05 | 38.7% | 0% | 2 | 31% | 23.87% | 0% | 2 | 0 | 2 | 1% | 0% | 1% | 1 | 1% | 16.91% | 0% | 1 | 0% | 16.68% | 0% | 1 | 0% | 16.68% | 0% | 1 | 1% | 16.91% | 0% | 1 | 0% | 16.68% | 0% | 1 | 0% | 16.69% | 0% | 1 |  | 9.044% | 0% | 1 | 0.07 | 18.5% | 0% | 1 | 38% | 7.574% | 0% | 1 | 0 | 2 | 0% | 0% | 0% | 1 | 17% | 5.313% | 0% | 1 | 3% | 4.572% | 0% | 1 | 5% | 4.682% | 0% | 1 | 18% | 5.421% | 0% | 1 | 0% | 4.435% | 0% | 1 | 1% | 4.459% | 0% | 1 |  | 5.097% | 0% | 1 | 0.07 | 8.427% | 0% | 1 | 38% | 7.574% | 0% | 1 | 0 | 2 | 6% | 0% | 6% | 1 | 27% | 2.751% | 0% | 1 | 3% | 2.063% | 0% | 1 | 6% | 2.13% | 0% | 1 | 29% | 2.817% | 0% | 1 | 6% | 2.12% | 0% | 1 | 1% | 2.025% | 0% | 1 |  | 3.736% | 0% | 1 | 0.07 | 5.25% | 0% | 1 | 40% | 7.574% | 0% | 1 | 0 | 2 | 8% | 0% | 8% | 1 | 27% | 1.701% | 0% | 1 | 9% | 1.36% | 0% | 1 | 13% | 1.435% | 0% | 1 | 33% | 1.854% | 0% | 1 | 7% | 1.336% | 0% | 1 | 2% | 1.265% | 0% | 1
149 | Vista (SCE) | 300 | 3000 | 10 | 1357% | 89.01% | 5 | 0.27 | 25000% | 203% | 5 | 0% | 0% | 0% | 1 | 0 | 2 | 84% | 0% | 84% | 5 | 1% | 90.31% | 0% | 4 | 93% | 1224% | 88.93% | 5 | 93% | 1240% | 88.94% | 5 | 93% | 1357% | 89.01% | 5 | 43% | 156.8% | 76.01% | 5 | 3% | 92.22% | 0% | 4 |  | 691.2% | 20.38% | 5 | 0.27 | 4000% | 69.61% | 5 | 1% | 4682% | 0% | 4 | 0 | 2 | 85% | 3% | 88% | 5 | 39% | 37.47% | 0% | 2 | 58% | 54.42% | 0% | 3 | 77% | 99.83% | 0% | 4 | 97% | 669.6% | 20.29% | 5 | 31% | 33.16% | 0% | 2 | 4% | 24.04% | 0% | 2 |  | 86.43% | 0% | 4 | 0.27 | 48.27% | 0% | 2 | 2% | 4682% | 0% | 4 | 0 | 2 | 54% | 38% | 92% | 5 | 41% | 11.22% | 0% | 1 | 45% | 12.07% | 0% | 1 | 60% | 16.42% | 0% | 2 | 81% | 35.28% | 0% | 3 | 38% | 10.74% | 0% | 1 | 5% | 6.993% | 0% | 1 |  | 20.8% | 0% | 2 | 0.27 | 14.62% | 0% | 1 | 2% | 4682% | 0% | 4 | 0 | 2 | 56% | 34% | 90% | 5 | 47% | 4.864% | 0% | 1 | 40% | 4.346% | 0% | 1 | 56% | 5.951% | 0% | 2 | 79% | 12.35% | 0% | 3 | 34% | 3.94% | 0% | 1 | 7% | 2.789% | 0% | 1
150 | Fairway | 0 | 0 | 10 | 0% | 0% | 1 | 0.11 | 0% | 0% | 1 | 45% | 0% | 0% | 1 | 0 | 2 | 2% | 0% | 2% | 1 | 0% | 0% | 0% | 1 | 2% | 0% | 0% | 1 | 16% | 0% | 0% | 1 | 16% | 0% | 0% | 1 | 8% | 0% | 0% | 1 | 3% | 0% | 0% | 1 |  | 0% | 0% | 1 | 0.09 | 0% | 0% | 1 | 30% | 0% | 0% | 1 | 0 | 2 | 17% | 0% | 17% | 1 | 8% | 0% | 0% | 1 | 7% | 0% | 0% | 1 | 25% | 0% | 0% | 1 | 30% | 0% | 0% | 1 | 16% | 0% | 0% | 1 | 6% | 0% | 0% | 1 |  | 0% | 0% | 1 | 0.08 | 0% | 0% | 1 | 19% | 0% | 0% | 1 | 0 | 2 | 30% | 2% | 32% | 2 | 17% | 0% | 0% | 1 | 6% | 0% | 0% | 1 | 31% | 0% | 0% | 1 | 38% | 0% | 0% | 1 | 29% | 0% | 0% | 1 | 5% | 0% | 0% | 1 |  | 0% | 0% | 1 | 0.08 | 0% | 0% | 1 | 15% | 0% | 0% | 1 | 0 | 2 | 34% | 11% | 45% | 3 | 23% | 0% | 0% | 1 | 7% | 0% | 0% | 1 | 35% | 0% | 0% | 1 | 46% | 0% | 0% | 1 | 39% | 0% | 0% | 1 | 5% | 0% | 0% | 1
151 | Pisgah | 217 | 2170 | 10 | 217000% | 20.91% | 5 | 0.03 | 34.4% | 0% | 2 | 0% | 0% | 0% | 1 | 0 | 2 | 0% | 0% | 0% | 1 | 61% | 54.33% | 0% | 3 | 86% | 151.7% | 8.276% | 4 | 96% | 517.9% | 17.59% | 5 | 100% | 72333% | 20.9% | 5 | 56% | 47.54% | 0% | 2 | 0% | 21.01% | 0% | 2 |  | 195.5% | 9.532% | 4 | 0.03 | 31.45% | 0% | 2 | 0% | 0% | 0% | 1 | 0 | 2 | 0% | 0% | 0% | 1 | 53% | 38.1% | 0% | 2 | 74% | 68.17% | 0% | 3 | 82% | 99.95% | 0% | 4 | 87% | 132% | 4.969% | 4 | 52% | 37.15% | 0% | 2 | 1% | 17.87% | 0% | 1 |  | 19.61% | 0% | 1 | 0.09 | 11.1% | 0% | 1 | 0% | 0% | 0% | 1 | 0 | 2 | 0% | 0% | 0% | 1 | 26% | 6.26% | 0% | 1 | 19% | 5.762% | 0% | 1 | 22% | 5.958% | 0% | 1 | 35% | 7.089% | 0% | 1 | 65% | 13.32% | 0% | 2 | 1% | 4.711% | 0% | 1 |  | 7.097% | 0% | 1 | 0.14 | 5.365% | 0% | 1 | 1% | 0% | 0% | 1 | 0 | 2 | 0% | 0% | 0% | 1 | 29% | 2.923% | 0% | 1 | 14% | 2.424% | 0% | 1 | 15% | 2.452% | 0% | 1 | 34% | 3.164% | 0% | 1 | 57% | 4.822% | 0% | 2 | 2% | 2.109% | 0% | 1
152 | Sloan Canyon | 0 | 0 | 0 | 0% | 0% | 1 | 0 | 0% | 0% | 1 | 0% | 0% | 0% | 1 | 0 | 2 | 0% | 0% | 0% | 1 | 0% | 0% | 0% | 1 | 0% | 0% | 0% | 1 | 0% | 0% | 0% | 1 | 0% | 0% | 0% | 1 | 0% | 0% | 0% | 1 | 0% | 0% | 0% | 1 |  | 0% | 0% | 1 | 0 | 0% | 0% | 1 | 0% | 0% | 0% | 1 | 0 | 2 | 0% | 0% | 0% | 1 | 0% | 0% | 0% | 1 | 0% | 0% | 0% | 1 | 0% | 0% | 0% | 1 | 0% | 0% | 0% | 1 | 0% | 0% | 0% | 1 | 0% | 0% | 0% | 1 |  | 0% | 0% | 1 | 0 | 0% | 0% | 1 | 0% | 0% | 0% | 1 | 0 | 2 | 0% | 0% | 0% | 1 | 0% | 0% | 0% | 1 | 0% | 0% | 0% | 1 | 0% | 0% | 0% | 1 | 0% | 0% | 0% | 1 | 0% | 0% | 0% | 1 | 0% | 0% | 0% | 1 |  | 0% | 0% | 1 | 0 | 0% | 0% | 1 | 0% | 0% | 0% | 1 | 0 | 2 | 0% | 0% | 0% | 1 | 0% | 0% | 0% | 1 | 0% | 0% | 0% | 1 | 0% | 0% | 0% | 1 | 0% | 0% | 0% | 1 | 0% | 0% | 0% | 1 | 0% | 0% | 0% | 1
153 | Templeton | 0 | 0 | 10 | 0% | 0% | 1 | 0.2 | 0% | 0% | 1 | 8% | 0% | 0% | 1 | 0 | 2 | 20% | 0% | 20% | 2 | 1% | 0% | 0% | 1 | 13% | 0% | 0% | 1 | 37% | 0% | 0% | 1 | 37% | 0% | 0% | 1 | 5% | 0% | 0% | 1 | 1% | 0% | 0% | 1 |  | 0% | 0% | 1 | 0.16 | 0% | 0% | 1 | 7% | 0% | 0% | 1 | 0 | 2 | 48% | 3% | 51% | 3 | 15% | 0% | 0% | 1 | 20% | 0% | 0% | 1 | 34% | 0% | 0% | 1 | 40% | 0% | 0% | 1 | 20% | 0% | 0% | 1 | 3% | 0% | 0% | 1 |  | 0% | 0% | 1 | 0.13 | 0% | 0% | 1 | 7% | 0% | 0% | 1 | 0 | 2 | 52% | 8% | 60% | 3 | 23% | 0% | 0% | 1 | 16% | 0% | 0% | 1 | 30% | 0% | 0% | 1 | 43% | 0% | 0% | 1 | 33% | 0% | 0% | 1 | 4% | 0% | 0% | 1 |  | 0% | 0% | 1 | 0.11 | 0% | 0% | 1 | 6% | 0% | 0% | 1 | 0 | 2 | 60% | 9% | 69% | 3 | 27% | 0% | 0% | 1 | 15% | 0% | 0% | 1 | 29% | 0% | 0% | 1 | 46% | 0% | 0% | 1 | 41% | 0% | 0% | 1 | 4% | 0% | 0% | 1
154 | Palomar Energy | 0 | 0 | 10 | 0% | 0% | 1 | 0.39 | 0% | 0% | 1 | 0% | 0% | 0% | 1 | 0 | 2 | 0% | 0% | 0% | 1 | 11% | 0% | 0% | 1 | 91% | 0% | 0% | 4 | 91% | 0% | 0% | 4 | 91% | 0% | 0% | 4 | 0% | 0% | 0% | 1 | 17% | 0% | 0% | 1 |  | 0% | 0% | 1 | 0.3 | 0% | 0% | 1 | 3% | 0% | 0% | 1 | 0 | 2 | 30% | 0% | 30% | 2 | 42% | 0% | 0% | 1 | 24% | 0% | 0% | 1 | 15% | 0% | 0% | 1 | 60% | 0% | 0% | 2 | 11% | 0% | 0% | 1 | 8% | 0% | 0% | 1 |  | 0% | 0% | 1 | 0.37 | 0% | 0% | 1 | 6% | 0% | 0% | 1 | 0 | 2 | 26% | 2% | 28% | 2 | 68% | 0% | 0% | 2 | 29% | 0% | 0% | 1 | 57% | 0% | 0% | 2 | 83% | 0% | 0% | 3 | 5% | 0% | 0% | 1 | 6% | 0% | 0% | 1 |  | 0% | 0% | 1 | 0.37 | 0% | 0% | 1 | 5% | 0% | 0% | 1 | 0 | 2 | 53% | 18% | 71% | 3 | 43% | 0% | 0% | 1 | 18% | 0% | 0% | 1 | 30% | 0% | 0% | 1 | 54% | 0% | 0% | 2 | 10% | 0% | 0% | 1 | 7% | 0% | 0% | 1
155 | Sisquoc | 0 | 0 | 10 | 0% | 0% | 1 | 0.09 | 0% | 0% | 1 | 30% | 0% | 0% | 1 | 0 | 2 | 2% | 0% | 2% | 1 | 2% | 0% | 0% | 1 | 16% | 0% | 0% | 1 | 31% | 0% | 0% | 1 | 31% | 0% | 0% | 1 | 8% | 0% | 0% | 1 | 6% | 0% | 0% | 1 |  | 0% | 0% | 1 | 0.07 | 0% | 0% | 1 | 17% | 0% | 0% | 1 | 0 | 2 | 22% | 1% | 23% | 2 | 20% | 0% | 0% | 1 | 9% | 0% | 0% | 1 | 36% | 0% | 0% | 1 | 45% | 0% | 0% | 1 | 27% | 0% | 0% | 1 | 4% | 0% | 0% | 1 |  | 0% | 0% | 1 | 0.07 | 0% | 0% | 1 | 15% | 0% | 0% | 1 | 0 | 2 | 36% | 7% | 43% | 2 | 28% | 0% | 0% | 1 | 5% | 0% | 0% | 1 | 34% | 0% | 0% | 1 | 49% | 0% | 0% | 1 | 38% | 0% | 0% | 1 | 4% | 0% | 0% | 1 |  | 0% | 0% | 1 | 0.07 | 0% | 0% | 1 | 14% | 0% | 0% | 1 | 0 | 2 | 35% | 12% | 47% | 3 | 24% | 0% | 0% | 1 | 5% | 0% | 0% | 1 | 33% | 0% | 0% | 1 | 45% | 0% | 0% | 1 | 38% | 0% | 0% | 1 | 5% | 0% | 0% | 1
156 | Alberhill | 4419 | 44190 | 10 | 1698% | 456.4% | 5 | 0.34 | 7003% | 1281% | 5 | 0% | 12477% | 462089% | 5 | 0 | 2 | 74% | 0% | 74% | 3 | 42% | 645% | 767.7% | 5 | 27% | 516.3% | 1129% | 5 | 42% | 648.5% | 762.6% | 5 | 71% | 1321% | 487.9% | 5 | 27% | 519.5% | 1112% | 5 | 9% | 416.4% | 3044% | 5 |  | 739.8% | 155.9% | 5 | 0.27 | 1161% | 438.7% | 5 | 0% | 6053% | 462089% | 5 | 0 | 2 | 59% | 24% | 83% | 5 | 36% | 227% | 224.4% | 5 | 25% | 192.6% | 281.7% | 5 | 46% | 267.3% | 198.2% | 5 | 71% | 506.9% | 163% | 5 | 31% | 209.3% | 246.2% | 5 | 10% | 160.8% | 555.2% | 5 |  | 425.5% | 73.51% | 5 | 0.27 | 490.3% | 210.5% | 5 | 0% | 6053% | 462089% | 5 | 0 | 2 | 41% | 46% | 87% | 5 | 31% | 113.2% | 29.8% | 5 | 36% | 123.4% | 40.75% | 5 | 48% | 150.7% | 54.97% | 5 | 74% | 302.3% | 70.83% | 5 | 33% | 116.6% | 34.11% | 5 | 8% | 84.81% | 0% | 4 |  | 192% | 24.76% | 5 | 0.27 | 458.2% | 85.86% | 5 | 2% | 6053% | 462089% | 5 | 0 | 2 | 46% | 42% | 88% | 5 | 29% | 57.68% | 0% | 3 | 42% | 70.41% | 0% | 3 | 55% | 91.39% | 0% | 4 | 72% | 147.4% | 18.1% | 5 | 28% | 56.26% | 0% | 3 | 6% | 43.53% | 0% | 2
157 | Sanger | 0 | 0 | 10 | 0% | 0% | 1 | 0.25 | 0% | 0% | 1 | 58% | 0% | 0% | 2 | 0 | 2 | 2% | 0% | 2% | 1 | 0% | 0% | 0% | 1 | 0% | 0% | 0% | 1 | 0% | 0% | 0% | 1 | 0% | 0% | 0% | 1 | 0% | 0% | 0% | 1 | 1% | 0% | 0% | 1 |  | 0% | 0% | 1 | 0.25 | 0% | 0% | 1 | 58% | 0% | 0% | 2 | 0 | 2 | 13% | 0% | 13% | 1 | 11% | 0% | 0% | 1 | 14% | 0% | 0% | 1 | 18% | 0% | 0% | 1 | 20% | 0% | 0% | 1 | 3% | 0% | 0% | 1 | 6% | 0% | 0% | 1 |  | 0% | 0% | 1 | 0.23 | 0% | 0% | 1 | 52% | 0% | 0% | 2 | 0 | 2 | 20% | 0% | 20% | 2 | 26% | 0% | 0% | 1 | 16% | 0% | 0% | 1 | 18% | 0% | 0% | 1 | 32% | 0% | 0% | 1 | 14% | 0% | 0% | 1 | 7% | 0% | 0% | 1 |  | 0% | 0% | 1 | 0.21 | 0% | 0% | 1 | 44% | 0% | 0% | 1 | 0 | 2 | 22% | 0% | 22% | 2 | 30% | 0% | 0% | 1 | 16% | 0% | 0% | 1 | 19% | 0% | 0% | 1 | 36% | 0% | 0% | 1 | 18% | 0% | 0% | 1 | 6% | 0% | 0% | 1
158 | Lammers | 0 | 0 | 10 | 0% | 0% | 1 | 0.34 | 0% | 0% | 1 | 21% | 0% | 0% | 1 | 0 | 2 | 64% | 0% | 64% | 3 | 50% | 0% | 0% | 2 | 72% | 0% | 0% | 3 | 62% | 0% | 0% | 2 | 72% | 0% | 0% | 3 | 30% | 0% | 0% | 1 | 2% | 0% | 0% | 1 |  | 0% | 0% | 1 | 0.2 | 0% | 0% | 1 | 38% | 0% | 0% | 1 | 0 | 2 | 47% | 3% | 50% | 3 | 59% | 0% | 0% | 2 | 38% | 0% | 0% | 1 | 38% | 0% | 0% | 1 | 64% | 0% | 0% | 2 | 25% | 0% | 0% | 1 | 4% | 0% | 0% | 1 |  | 0% | 0% | 1 | 0.15 | 0% | 0% | 1 | 42% | 0% | 0% | 1 | 0 | 2 | 39% | 8% | 47% | 2 | 54% | 0% | 0% | 2 | 35% | 0% | 0% | 1 | 36% | 0% | 0% | 1 | 62% | 0% | 0% | 2 | 25% | 0% | 0% | 1 | 5% | 0% | 0% | 1 |  | 0% | 0% | 1 | 0.13 | 0% | 0% | 1 | 43% | 0% | 0% | 1 | 0 | 2 | 34% | 11% | 45% | 3 | 53% | 0% | 0% | 2 | 31% | 0% | 0% | 1 | 34% | 0% | 0% | 1 | 62% | 0% | 0% | 2 | 27% | 0% | 0% | 1 | 5% | 0% | 0% | 1
159 | Chevmain | 0 | 0 | 10 | 0% | 0% | 1 | 0.26 | 0% | 0% | 1 | 0% | 0% | 0% | 1 | 0 | 2 | 0% | 0% | 0% | 1 | 0% | 0% | 0% | 1 | 0% | 0% | 0% | 1 | 29% | 0% | 0% | 1 | 29% | 0% | 0% | 1 | 0% | 0% | 0% | 1 | 0% | 0% | 0% | 1 |  | 0% | 0% | 1 | 0.26 | 0% | 0% | 1 | 0% | 0% | 0% | 1 | 0 | 2 | 0% | 0% | 0% | 1 | 4% | 0% | 0% | 1 | 39% | 0% | 0% | 1 | 68% | 0% | 0% | 2 | 72% | 0% | 0% | 3 | 0% | 0% | 0% | 1 | 0% | 0% | 0% | 1 |  | 0% | 0% | 1 | 0.2 | 0% | 0% | 1 | 0% | 0% | 0% | 1 | 0 | 2 | 2% | 11% | 13% | 3 | 1% | 0% | 0% | 1 | 3% | 0% | 0% | 1 | 62% | 0% | 0% | 2 | 63% | 0% | 0% | 2 | 2% | 0% | 0% | 1 | 3% | 0% | 0% | 1 |  | 0% | 0% | 1 | 0.26 | 0% | 0% | 1 | 0% | 0% | 0% | 1 | 0 | 2 | 3% | 35% | 38% | 5 | 13% | 0% | 0% | 1 | 18% | 0% | 0% | 1 | 49% | 0% | 0% | 1 | 57% | 0% | 0% | 2 | 4% | 0% | 0% | 1 | 7% | 0% | 0% | 1
160 | Telegraph Canyon | 0 | 0 | 10 | 0% | 0% | 1 | 0.53 | 0% | 0% | 1 | 0% | 0% | 0% | 1 | 0 | 2 | 75% | 0% | 75% | 5 | 0% | 0% | 0% | 1 | 100% | 0% | 0% | 5 | 100% | 0% | 0% | 5 | 100% | 0% | 0% | 5 | 5% | 0% | 0% | 1 | 12% | 0% | 0% | 1 |  | 0% | 0% | 1 | 0.18 | 0% | 0% | 1 | 0% | 0% | 0% | 1 | 0 | 2 | 55% | 0% | 55% | 3 | 7% | 0% | 0% | 1 | 81% | 0% | 0% | 3 | 94% | 0% | 0% | 4 | 97% | 0% | 0% | 5 | 31% | 0% | 0% | 1 | 8% | 0% | 0% | 1 |  | 0% | 0% | 1 | 0.21 | 0% | 0% | 1 | 0% | 0% | 0% | 1 | 0 | 2 | 38% | 30% | 68% | 5 | 23% | 0% | 0% | 1 | 65% | 0% | 0% | 2 | 90% | 0% | 0% | 4 | 93% | 0% | 0% | 4 | 29% | 0% | 0% | 1 | 6% | 0% | 0% | 1 |  | 0% | 0% | 1 | 0.21 | 0% | 0% | 1 | 0% | 0% | 0% | 1 | 0 | 2 | 31% | 53% | 84% | 5 | 24% | 0% | 0% | 1 | 57% | 0% | 0% | 2 | 82% | 0% | 0% | 3 | 88% | 0% | 0% | 3 | 32% | 0% | 0% | 1 | 4% | 0% | 0% | 1
161 | Grant | 0 | 0 | 10 | 0% | 0% | 1 | 0.41 | 0% | 0% | 1 | 0% | 0% | 0% | 1 | 0 | 2 | 0% | 0% | 0% | 1 | 0% | 0% | 0% | 1 | 0% | 0% | 0% | 1 | 44% | 0% | 0% | 1 | 44% | 0% | 0% | 1 | 0% | 0% | 0% | 1 | 13% | 0% | 0% | 1 |  | 0% | 0% | 1 | 0.81 | 0% | 0% | 1 | 0% | 0% | 0% | 1 | 0 | 2 | 59% | 0% | 59% | 3 | 65% | 0% | 0% | 2 | 27% | 0% | 0% | 1 | 65% | 0% | 0% | 2 | 89% | 0% | 0% | 3 | 33% | 0% | 0% | 1 | 8% | 0% | 0% | 1 |  | 0% | 0% | 1 | 0.3 | 0% | 0% | 1 | 0% | 0% | 0% | 1 | 0 | 2 | 64% | 0% | 64% | 3 | 60% | 0% | 0% | 2 | 22% | 0% | 0% | 1 | 61% | 0% | 0% | 2 | 85% | 0% | 0% | 3 | 39% | 0% | 0% | 1 | 7% | 0% | 0% | 1 |  | 0% | 0% | 1 | 0.38 | 0% | 0% | 1 | 0% | 0% | 0% | 1 | 0 | 2 | 66% | 0% | 66% | 3 | 53% | 0% | 0% | 2 | 37% | 0% | 0% | 1 | 66% | 0% | 0% | 2 | 82% | 0% | 0% | 3 | 36% | 0% | 0% | 1 | 7% | 0% | 0% | 1
162 | East Marysville | 0 | 0 | 10 | 0% | 0% | 1 | 0.15 | 0% | 0% | 1 | 62% | 0% | 0% | 2 | 0 | 2 | 0% | 0% | 0% | 1 | 41% | 0% | 0% | 1 | 0% | 0% | 0% | 1 | 0% | 0% | 0% | 1 | 41% | 0% | 0% | 1 | 0% | 0% | 0% | 1 | 10% | 0% | 0% | 1 |  | 0% | 0% | 1 | 0.15 | 0% | 0% | 1 | 46% | 0% | 0% | 1 | 0 | 2 | 3% | 0% | 3% | 1 | 43% | 0% | 0% | 1 | 7% | 0% | 0% | 1 | 19% | 0% | 0% | 1 | 57% | 0% | 0% | 2 | 3% | 0% | 0% | 1 | 11% | 0% | 0% | 1 |  | 0% | 0% | 1 | 0.15 | 0% | 0% | 1 | 40% | 0% | 0% | 1 | 0 | 2 | 21% | 0% | 21% | 2 | 53% | 0% | 0% | 2 | 7% | 0% | 0% | 1 | 23% | 0% | 0% | 1 | 70% | 0% | 0% | 3 | 9% | 0% | 0% | 1 | 11% | 0% | 0% | 1 |  | 0% | 0% | 1 | 0.13 | 0% | 0% | 1 | 38% | 0% | 0% | 1 | 0 | 2 | 29% | 0% | 29% | 2 | 58% | 0% | 0% | 2 | 9% | 0% | 0% | 1 | 29% | 0% | 0% | 1 | 75% | 0% | 0% | 3 | 12% | 0% | 0% | 1 | 10% | 0% | 0% | 1
163 | Caribou 2 | 0 | 0 | 0 | 0% | 0% | 1 | 0.02 | 0% | 0% | 1 | 0% | 0% | 0% | 1 | 0 | 2 | 68% | 23% | 91% | 5 | 10% | 0% | 0% | 1 | 20% | 0% | 0% | 1 | 40% | 0% | 0% | 1 | 46% | 0% | 0% | 1 | 46% | 0% | 0% | 1 | 6% | 0% | 0% | 1 |  | 0% | 0% | 1 | 0.04 | 0% | 0% | 1 | 0% | 0% | 0% | 1 | 0 | 2 | 58% | 25% | 83% | 5 | 8% | 0% | 0% | 1 | 46% | 0% | 0% | 1 | 42% | 0% | 0% | 1 | 65% | 0% | 0% | 2 | 31% | 0% | 0% | 1 | 5% | 0% | 0% | 1 |  | 0% | 0% | 1 | 0.13 | 0% | 0% | 1 | 0% | 0% | 0% | 1 | 0 | 2 | 52% | 25% | 77% | 5 | 15% | 0% | 0% | 1 | 46% | 0% | 0% | 1 | 40% | 0% | 0% | 1 | 60% | 0% | 0% | 2 | 30% | 0% | 0% | 1 | 9% | 0% | 0% | 1 |  | 0% | 0% | 1 | 0.09 | 0% | 0% | 1 | 0% | 0% | 0% | 1 | 0 | 2 | 52% | 22% | 74% | 4 | 20% | 0% | 0% | 1 | 38% | 0% | 0% | 1 | 34% | 0% | 0% | 1 | 54% | 0% | 0% | 2 | 29% | 0% | 0% | 1 | 9% | 0% | 0% | 1
164 | Dixon Landing | 0 | 0 | 10 | 0% | 0% | 1 | 0.07 | 0% | 0% | 1 | 0% | 0% | 0% | 1 | 0 | 2 | 92% | 0% | 92% | 5 | 20% | 0% | 0% | 1 | 67% | 0% | 0% | 2 | 79% | 0% | 0% | 3 | 79% | 0% | 0% | 3 | 57% | 0% | 0% | 2 | 11% | 0% | 0% | 1 |  | 0% | 0% | 1 | 0.06 | 0% | 0% | 1 | 0% | 0% | 0% | 1 | 0 | 2 | 97% | 0% | 97% | 5 | 59% | 0% | 0% | 2 | 44% | 0% | 0% | 1 | 52% | 0% | 0% | 2 | 66% | 0% | 0% | 2 | 63% | 0% | 0% | 2 | 8% | 0% | 0% | 1 |  | 0% | 0% | 1 | 0.07 | 0% | 0% | 1 | 0% | 0% | 0% | 1 | 0 | 2 | 93% | 4% | 97% | 5 | 61% | 0% | 0% | 2 | 38% | 0% | 0% | 1 | 46% | 0% | 0% | 1 | 71% | 0% | 0% | 3 | 70% | 0% | 0% | 3 | 7% | 0% | 0% | 1 |  | 0% | 0% | 1 | 0.16 | 0% | 0% | 1 | 0% | 0% | 0% | 1 | 0 | 2 | 79% | 10% | 89% | 5 | 67% | 0% | 0% | 2 | 41% | 0% | 0% | 1 | 51% | 0% | 0% | 2 | 83% | 0% | 0% | 3 | 66% | 0% | 0% | 2 | 6% | 0% | 0% | 1
165 | New Sub - Gates - Templeton (Proposed) | 600 | 6000 | 10 | 62.81% | 0% | 3 | 0.06 | 29.13% | 0% | 2 | 12% | 58.56% | 0% | 3 | 0 | 2 | 32% | 0% | 32% | 2 | 59% | 36.22% | 0% | 2 | 0% | 14.73% | 0% | 1 | 3% | 15.23% | 0% | 1 | 60% | 37.24% | 0% | 2 | 34% | 22.26% | 0% | 2 | 0% | 14.8% | 0% | 1 |  | 29.84% | 0% | 2 | 0.06 | 11.85% | 0% | 1 | 25% | 29.33% | 0% | 2 | 0 | 2 | 33% | 0% | 33% | 2 | 55% | 9.769% | 0% | 2 | 5% | 4.608% | 0% | 1 | 19% | 5.421% | 0% | 1 | 65% | 12.39% | 0% | 2 | 31% | 6.327% | 0% | 1 | 1% | 4.402% | 0% | 1 |  | 17.42% | 0% | 1 | 0.07 | 6.115% | 0% | 1 | 31% | 29.33% | 0% | 2 | 0 | 2 | 28% | 5% | 33% | 2 | 45% | 3.537% | 0% | 1 | 6% | 2.082% | 0% | 1 | 26% | 2.638% | 0% | 1 | 59% | 4.694% | 0% | 2 | 29% | 2.761% | 0% | 1 | 1% | 1.962% | 0% | 1 |  | 6.621% | 0% | 1 | 0.06 | 3.081% | 0% | 1 | 29% | 29.33% | 0% | 2 | 0 | 2 | 29% | 8% | 37% | 2 | 40% | 1.85% | 0% | 1 | 5% | 1.166% | 0% | 1 | 22% | 1.411% | 0% | 1 | 52% | 2.292% | 0% | 2 | 29% | 1.569% | 0% | 1 | 1% | 1.117% | 0% | 1
166 | Westley | 0 | 0 | 10 | 0% | 0% | 1 | 0.1 | 0% | 0% | 1 | 53% | 0% | 0% | 2 | 0 | 2 | 47% | 4% | 51% | 3 | 87% | 0% | 0% | 3 | 17% | 0% | 0% | 1 | 26% | 0% | 0% | 1 | 89% | 0% | 0% | 3 | 34% | 0% | 0% | 1 | 1% | 0% | 0% | 1 |  | 0% | 0% | 1 | 0.1 | 0% | 0% | 1 | 48% | 0% | 0% | 1 | 0 | 2 | 39% | 10% | 49% | 3 | 77% | 0% | 0% | 3 | 17% | 0% | 0% | 1 | 25% | 0% | 0% | 1 | 80% | 0% | 0% | 3 | 36% | 0% | 0% | 1 | 3% | 0% | 0% | 1 |  | 0% | 0% | 1 | 0.11 | 0% | 0% | 1 | 47% | 0% | 0% | 1 | 0 | 2 | 31% | 12% | 43% | 3 | 62% | 0% | 0% | 2 | 17% | 0% | 0% | 1 | 23% | 0% | 0% | 1 | 67% | 0% | 0% | 2 | 35% | 0% | 0% | 1 | 3% | 0% | 0% | 1 |  | 0% | 0% | 1 | 0.13 | 0% | 0% | 1 | 44% | 0% | 0% | 1 | 0 | 2 | 27% | 17% | 44% | 3 | 55% | 0% | 0% | 2 | 20% | 0% | 0% | 1 | 25% | 0% | 0% | 1 | 61% | 0% | 0% | 2 | 36% | 0% | 0% | 1 | 3% | 0% | 0% | 1
167 | Antelope | 2383 | 23830 | 10 | 127.4% | 48.11% | 5 | 0.65 | 999% | 1320% | 5 | 1% | 527.8% | 1971% | 5 | 0 | 2 | 40% | 8% | 48% | 2 | 0% | 81.17% | 0% | 4 | 29% | 114.3% | 35% | 5 | 17% | 98.01% | 0% | 4 | 29% | 115.1% | 36.1% | 5 | 10% | 90.6% | 0% | 4 | 2% | 82.59% | 0% | 4 |  | 48% | 0% | 2 | 0.58 | 432% | 71.9% | 5 | 1% | 0% | 0% | 1 | 0 | 2 | 17% | 15% | 32% | 3 | 2% | 21.87% | 0% | 2 | 33% | 32.04% | 0% | 2 | 34% | 32.68% | 0% | 2 | 42% | 36.79% | 0% | 2 | 20% | 26.76% | 0% | 2 | 3% | 22.2% | 0% | 2 |  | 26.06% | 0% | 2 | 0.5 | 144.9% | 17.02% | 3 | 2% | 0% | 0% | 1 | 0 | 2 | 17% | 15% | 32% | 3 | 11% | 12.71% | 0% | 1 | 28% | 15.68% | 0% | 1 | 23% | 14.56% | 0% | 1 | 43% | 19.91% | 0% | 1 | 20% | 14.12% | 0% | 1 | 4% | 11.77% | 0% | 1 |  | 15.18% | 0% | 1 | 0.44 | 68.07% | 0% | 2 | 4% | 0% | 0% | 1 | 0 | 2 | 15% | 13% | 28% | 3 | 12% | 7.091% | 0% | 1 | 29% | 8.74% | 0% | 1 | 19% | 7.689% | 0% | 1 | 43% | 10.97% | 0% | 1 | 21% | 7.911% | 0% | 1 | 3% | 6.437% | 0% | 1
168 | Atwater | 0 | 0 | 10 | 0% | 0% | 1 | 0.24 | 0% | 0% | 1 | 62% | 0% | 0% | 2 | 0 | 2 | 0% | 0% | 0% | 1 | 30% | 0% | 0% | 1 | 15% | 0% | 0% | 1 | 15% | 0% | 0% | 1 | 43% | 0% | 0% | 1 | 0% | 0% | 0% | 1 | 5% | 0% | 0% | 1 |  | 0% | 0% | 1 | 0.14 | 0% | 0% | 1 | 45% | 0% | 0% | 1 | 0 | 2 | 13% | 0% | 13% | 1 | 36% | 0% | 0% | 1 | 21% | 0% | 0% | 1 | 27% | 0% | 0% | 1 | 51% | 0% | 0% | 2 | 2% | 0% | 0% | 1 | 9% | 0% | 0% | 1 |  | 0% | 0% | 1 | 0.11 | 0% | 0% | 1 | 38% | 0% | 0% | 1 | 0 | 2 | 13% | 0% | 13% | 1 | 32% | 0% | 0% | 1 | 27% | 0% | 0% | 1 | 35% | 0% | 0% | 1 | 49% | 0% | 0% | 1 | 5% | 0% | 0% | 1 | 10% | 0% | 0% | 1 |  | 0% | 0% | 1 | 0.1 | 0% | 0% | 1 | 39% | 0% | 0% | 1 | 0 | 2 | 18% | 0% | 18% | 1 | 38% | 0% | 0% | 1 | 31% | 0% | 0% | 1 | 37% | 0% | 0% | 1 | 53% | 0% | 0% | 2 | 10% | 0% | 0% | 1 | 11% | 0% | 0% | 1
169 | Pine Flat | 0 | 0 | 10 | 0% | 0% | 1 | 0.06 | 0% | 0% | 1 | 0% | 0% | 0% | 1 | 0 | 2 | 67% | 0% | 67% | 3 | 94% | 0% | 0% | 4 | 37% | 0% | 0% | 1 | 38% | 0% | 0% | 1 | 98% | 0% | 0% | 5 | 84% | 0% | 0% | 3 | 6% | 0% | 0% | 1 |  | 0% | 0% | 1 | 0.08 | 0% | 0% | 1 | 4% | 0% | 0% | 1 | 0 | 2 | 73% | 2% | 75% | 5 | 80% | 0% | 0% | 3 | 24% | 0% | 0% | 1 | 30% | 0% | 0% | 1 | 86% | 0% | 0% | 3 | 72% | 0% | 0% | 3 | 6% | 0% | 0% | 1 |  | 0% | 0% | 1 | 0.15 | 0% | 0% | 1 | 11% | 0% | 0% | 1 | 0 | 2 | 60% | 1% | 61% | 3 | 61% | 0% | 0% | 2 | 30% | 0% | 0% | 1 | 37% | 0% | 0% | 1 | 77% | 0% | 0% | 3 | 51% | 0% | 0% | 2 | 7% | 0% | 0% | 1 |  | 0% | 0% | 1 | 0.19 | 0% | 0% | 1 | 15% | 0% | 0% | 1 | 0 | 2 | 55% | 2% | 57% | 3 | 48% | 0% | 0% | 1 | 29% | 0% | 0% | 1 | 34% | 0% | 0% | 1 | 70% | 0% | 0% | 3 | 44% | 0% | 0% | 1 | 6% | 0% | 0% | 1
170 | Murray | 0 | 0 | 10 | 0% | 0% | 1 | 0.26 | 0% | 0% | 1 | 0% | 0% | 0% | 1 | 0 | 2 | 99% | 0% | 99% | 5 | 99% | 0% | 0% | 5 | 98% | 0% | 0% | 5 | 0% | 0% | 0% | 1 | 100% | 0% | 0% | 5 | 7% | 0% | 0% | 1 | 6% | 0% | 0% | 1 |  | 0% | 0% | 1 | 0.32 | 0% | 0% | 1 | 0% | 0% | 0% | 1 | 0 | 2 | 71% | 16% | 87% | 5 | 69% | 0% | 0% | 2 | 82% | 0% | 0% | 3 | 60% | 0% | 0% | 2 | 99% | 0% | 0% | 5 | 29% | 0% | 0% | 1 | 6% | 0% | 0% | 1 |  | 0% | 0% | 1 | 0.24 | 0% | 0% | 1 | 0% | 0% | 0% | 1 | 0 | 2 | 30% | 55% | 85% | 5 | 46% | 0% | 0% | 1 | 53% | 0% | 0% | 2 | 78% | 0% | 0% | 3 | 93% | 0% | 0% | 4 | 23% | 0% | 0% | 1 | 4% | 0% | 0% | 1 |  | 0% | 0% | 1 | 0.21 | 0% | 0% | 1 | 0% | 0% | 0% | 1 | 0 | 2 | 27% | 62% | 89% | 5 | 37% | 0% | 0% | 1 | 44% | 0% | 0% | 1 | 70% | 0% | 0% | 3 | 83% | 0% | 0% | 3 | 34% | 0% | 0% | 1 | 4% | 0% | 0% | 1
171 | Lathrop | 0 | 0 | 0 | 0% | 0% | 1 | 0 | 0% | 0% | 1 | 0% | 0% | 0% | 1 | 0 | 2 | 0% | 0% | 0% | 1 | 0% | 0% | 0% | 1 | 0% | 0% | 0% | 1 | 0% | 0% | 0% | 1 | 0% | 0% | 0% | 1 | 0% | 0% | 0% | 1 | 0% | 0% | 0% | 1 |  | 0% | 0% | 1 | 0 | 0% | 0% | 1 | 0% | 0% | 0% | 1 | 0 | 2 | 0% | 0% | 0% | 1 | 0% | 0% | 0% | 1 | 0% | 0% | 0% | 1 | 0% | 0% | 0% | 1 | 0% | 0% | 0% | 1 | 0% | 0% | 0% | 1 | 0% | 0% | 0% | 1 |  | 0% | 0% | 1 | 0 | 0% | 0% | 1 | 0% | 0% | 0% | 1 | 0 | 2 | 0% | 0% | 0% | 1 | 0% | 0% | 0% | 1 | 0% | 0% | 0% | 1 | 0% | 0% | 0% | 1 | 0% | 0% | 0% | 1 | 0% | 0% | 0% | 1 | 0% | 0% | 0% | 1 |  | 0% | 0% | 1 | 0.01 | 0% | 0% | 1 | 0% | 0% | 0% | 1 | 0 | 2 | 0% | 0% | 0% | 1 | 0% | 0% | 0% | 1 | 0% | 0% | 0% | 1 | 0% | 0% | 0% | 1 | 0% | 0% | 0% | 1 | 1% | 0% | 0% | 1 | 0% | 0% | 0% | 1
172 | Semitropic | 0 | 0 | 10 | 0% | 0% | 1 | 0.09 | 0% | 0% | 1 | 62% | 0% | 0% | 2 | 0 | 2 | 0% | 0% | 0% | 1 | 9% | 0% | 0% | 1 | 0% | 0% | 0% | 1 | 15% | 0% | 0% | 1 | 24% | 0% | 0% | 1 | 0% | 0% | 0% | 1 | 1% | 0% | 0% | 1 |  | 0% | 0% | 1 | 0.09 | 0% | 0% | 1 | 60% | 0% | 0% | 2 | 0 | 2 | 3% | 0% | 3% | 1 | 23% | 0% | 0% | 1 | 3% | 0% | 0% | 1 | 32% | 0% | 0% | 1 | 51% | 0% | 0% | 2 | 0% | 0% | 0% | 1 | 6% | 0% | 0% | 1 |  | 0% | 0% | 1 | 0.09 | 0% | 0% | 1 | 61% | 0% | 0% | 2 | 0 | 2 | 8% | 0% | 8% | 1 | 25% | 0% | 0% | 1 | 8% | 0% | 0% | 1 | 35% | 0% | 0% | 1 | 50% | 0% | 0% | 2 | 1% | 0% | 0% | 1 | 5% | 0% | 0% | 1 |  | 0% | 0% | 1 | 0.09 | 0% | 0% | 1 | 59% | 0% | 0% | 2 | 0 | 2 | 13% | 0% | 13% | 1 | 28% | 0% | 0% | 1 | 9% | 0% | 0% | 1 | 32% | 0% | 0% | 1 | 51% | 0% | 0% | 2 | 1% | 0% | 0% | 1 | 5% | 0% | 0% | 1
173 | Hopland | 0 | 0 | 10 | 0% | 0% | 1 | 0.1 | 0% | 0% | 1 | 11% | 0% | 0% | 1 | 0 | 2 | 35% | 51% | 86% | 5 | 79% | 0% | 0% | 3 | 44% | 0% | 0% | 1 | 54% | 0% | 0% | 2 | 86% | 0% | 0% | 3 | 32% | 0% | 0% | 1 | 2% | 0% | 0% | 1 |  | 0% | 0% | 1 | 0.09 | 0% | 0% | 1 | 6% | 0% | 0% | 1 | 0 | 2 | 44% | 49% | 93% | 5 | 71% | 0% | 0% | 3 | 28% | 0% | 0% | 1 | 41% | 0% | 0% | 1 | 78% | 0% | 0% | 3 | 43% | 0% | 0% | 1 | 2% | 0% | 0% | 1 |  | 0% | 0% | 1 | 0.1 | 0% | 0% | 1 | 6% | 0% | 0% | 1 | 0 | 2 | 48% | 42% | 90% | 5 | 55% | 0% | 0% | 2 | 32% | 0% | 0% | 1 | 45% | 0% | 0% | 1 | 77% | 0% | 0% | 3 | 44% | 0% | 0% | 1 | 1% | 0% | 0% | 1 |  | 0% | 0% | 1 | 0.09 | 0% | 0% | 1 | 6% | 0% | 0% | 1 | 0 | 2 | 47% | 31% | 78% | 5 | 47% | 0% | 0% | 1 | 32% | 0% | 0% | 1 | 47% | 0% | 0% | 1 | 73% | 0% | 0% | 3 | 43% | 0% | 0% | 1 | 2% | 0% | 0% | 1
174 | Point Loma | 0 | 0 | 10 | 0% | 0% | 1 | 0.34 | 0% | 0% | 1 | 0% | 0% | 0% | 1 | 0 | 2 | 0% | 0% | 0% | 1 | 1% | 0% | 0% | 1 | 17% | 0% | 0% | 1 | 78% | 0% | 0% | 3 | 78% | 0% | 0% | 3 | 0% | 0% | 0% | 1 | 1% | 0% | 0% | 1 |  | 0% | 0% | 1 | 0.21 | 0% | 0% | 1 | 0% | 0% | 0% | 1 | 0 | 2 | 0% | 0% | 0% | 1 | 1% | 0% | 0% | 1 | 17% | 0% | 0% | 1 | 79% | 0% | 0% | 3 | 79% | 0% | 0% | 3 | 0% | 0% | 0% | 1 | 1% | 0% | 0% | 1 |  | 0% | 0% | 1 | 0.21 | 0% | 0% | 1 | 0% | 0% | 0% | 1 | 0 | 2 | 12% | 0% | 12% | 1 | 13% | 0% | 0% | 1 | 27% | 0% | 0% | 1 | 70% | 0% | 0% | 3 | 82% | 0% | 0% | 3 | 1% | 0% | 0% | 1 | 2% | 0% | 0% | 1 |  | 0% | 0% | 1 | 0.21 | 0% | 0% | 1 | 0% | 0% | 0% | 1 | 0 | 2 | 33% | 4% | 37% | 2 | 15% | 0% | 0% | 1 | 61% | 0% | 0% | 2 | 76% | 0% | 0% | 3 | 90% | 0% | 0% | 4 | 15% | 0% | 0% | 1 | 5% | 0% | 0% | 1
175 | Whirlwind | 2835 | 28350 | 10 | 107.1% | 14.5% | 5 | 0.35 | 8859% | 241.1% | 5 | 1% | 458.5% | 554.3% | 5 | 0 | 2 | 0% | 0% | 0% | 1 | 15% | 84.48% | 0% | 4 | 13% | 83.01% | 0% | 4 | 13% | 83.01% | 0% | 4 | 29% | 101% | 2.591% | 4 | 6% | 77.01% | 0% | 4 | 1% | 72.46% | 0% | 3 |  | 49.9% | 0% | 2 | 0.39 | 218.3% | 34.53% | 5 | 2% | 0% | 0% | 1 | 0 | 2 | 9% | 0% | 9% | 1 | 23% | 24.72% | 0% | 2 | 39% | 31.42% | 0% | 2 | 22% | 24.63% | 0% | 2 | 55% | 42.54% | 0% | 2 | 19% | 23.63% | 0% | 2 | 0% | 19.2% | 0% | 1 |  | 28.05% | 0% | 2 | 0.38 | 105.7% | 1.814% | 3 | 2% | 0% | 0% | 1 | 0 | 2 | 17% | 5% | 22% | 2 | 23% | 13.53% | 0% | 1 | 37% | 16.47% | 0% | 1 | 28% | 14.31% | 0% | 1 | 56% | 23.75% | 0% | 2 | 23% | 13.41% | 0% | 1 | 2% | 10.53% | 0% | 1 |  | 21.58% | 0% | 2 | 0.38 | 58.48% | 0% | 2 | 2% | 0% | 0% | 1 | 0 | 2 | 22% | 12% | 34% | 3 | 25% | 9.728% | 0% | 1 | 35% | 11.26% | 0% | 1 | 33% | 10.89% | 0% | 1 | 58% | 17.46% | 0% | 2 | 25% | 9.697% | 0% | 1 | 3% | 7.468% | 0% | 1
176 | Gould | 0 | 0 | 10 | 0% | 0% | 1 | 0 | 0% | 0% | 1 | 0% | 0% | 0% | 1 | 0 | 2 | 0% | 0% | 0% | 1 | 0% | 0% | 0% | 1 | 0% | 0% | 0% | 1 | 0% | 0% | 0% | 1 | 0% | 0% | 0% | 1 | 0% | 0% | 0% | 1 | 0% | 0% | 0% | 1 |  | 0% | 0% | 1 | 0.14 | 0% | 0% | 1 | 0% | 0% | 0% | 1 | 0 | 2 | 24% | 10% | 34% | 3 | 0% | 0% | 0% | 1 | 0% | 0% | 0% | 1 | 4% | 0% | 0% | 1 | 4% | 0% | 0% | 1 | 22% | 0% | 0% | 1 | 24% | 0% | 0% | 1 |  | 0% | 0% | 1 | 0.11 | 0% | 0% | 1 | 2% | 0% | 0% | 1 | 0 | 2 | 73% | 2% | 75% | 5 | 35% | 0% | 0% | 1 | 0% | 0% | 0% | 1 | 1% | 0% | 0% | 1 | 36% | 0% | 0% | 1 | 43% | 0% | 0% | 1 | 9% | 0% | 0% | 1 |  | 0% | 0% | 1 | 0.31 | 0% | 0% | 1 | 0% | 0% | 0% | 1 | 0 | 2 | 53% | 1% | 54% | 3 | 30% | 0% | 0% | 1 | 0% | 0% | 0% | 1 | 0% | 0% | 0% | 1 | 30% | 0% | 0% | 1 | 28% | 0% | 0% | 1 | 5% | 0% | 0% | 1
177 | Burney Forest | 0 | 0 | 10 | 0% | 0% | 1 | 0.05 | 0% | 0% | 1 | 0% | 0% | 0% | 1 | 0 | 2 | 53% | 0% | 53% | 3 | 29% | 0% | 0% | 1 | 0% | 0% | 0% | 1 | 0% | 0% | 0% | 1 | 29% | 0% | 0% | 1 | 18% | 0% | 0% | 1 | 12% | 0% | 0% | 1 |  | 0% | 0% | 1 | 0.05 | 0% | 0% | 1 | 0% | 0% | 0% | 1 | 0 | 2 | 52% | 0% | 52% | 3 | 43% | 0% | 0% | 1 | 7% | 0% | 0% | 1 | 6% | 0% | 0% | 1 | 48% | 0% | 0% | 1 | 25% | 0% | 0% | 1 | 8% | 0% | 0% | 1 |  | 0% | 0% | 1 | 0.05 | 0% | 0% | 1 | 0% | 0% | 0% | 1 | 0 | 2 | 52% | 4% | 56% | 3 | 43% | 0% | 0% | 1 | 17% | 0% | 0% | 1 | 17% | 0% | 0% | 1 | 53% | 0% | 0% | 2 | 28% | 0% | 0% | 1 | 7% | 0% | 0% | 1 |  | 0% | 0% | 1 | 0.05 | 0% | 0% | 1 | 0% | 0% | 0% | 1 | 0 | 2 | 47% | 8% | 55% | 3 | 38% | 0% | 0% | 1 | 18% | 0% | 0% | 1 | 19% | 0% | 0% | 1 | 50% | 0% | 0% | 2 | 36% | 0% | 0% | 1 | 6% | 0% | 0% | 1
178 | GWF Hanford | 0 | 0 | 10 | 0% | 0% | 1 | 0.12 | 0% | 0% | 1 | 29% | 0% | 0% | 1 | 0 | 2 | 0% | 0% | 0% | 1 | 0% | 0% | 0% | 1 | 0% | 0% | 0% | 1 | 3% | 0% | 0% | 1 | 3% | 0% | 0% | 1 | 0% | 0% | 0% | 1 | 1% | 0% | 0% | 1 |  | 0% | 0% | 1 | 0.12 | 0% | 0% | 1 | 36% | 0% | 0% | 1 | 0 | 2 | 0% | 0% | 0% | 1 | 1% | 0% | 0% | 1 | 2% | 0% | 0% | 1 | 10% | 0% | 0% | 1 | 10% | 0% | 0% | 1 | 0% | 0% | 0% | 1 | 4% | 0% | 0% | 1 |  | 0% | 0% | 1 | 0.12 | 0% | 0% | 1 | 40% | 0% | 0% | 1 | 0 | 2 | 0% | 0% | 0% | 1 | 7% | 0% | 0% | 1 | 3% | 0% | 0% | 1 | 9% | 0% | 0% | 1 | 15% | 0% | 0% | 1 | 0% | 0% | 0% | 1 | 3% | 0% | 0% | 1 |  | 0% | 0% | 1 | 0.11 | 0% | 0% | 1 | 42% | 0% | 0% | 1 | 0 | 2 | 1% | 0% | 1% | 1 | 9% | 0% | 0% | 1 | 5% | 0% | 0% | 1 | 9% | 0% | 0% | 1 | 17% | 0% | 0% | 1 | 0% | 0% | 0% | 1 | 3% | 0% | 0% | 1
179 | San Ramon | 0 | 0 | 10 | 0% | 0% | 1 | 0.19 | 0% | 0% | 1 | 1% | 0% | 0% | 1 | 0 | 2 | 89% | 0% | 89% | 5 | 58% | 0% | 0% | 2 | 27% | 0% | 0% | 1 | 55% | 0% | 0% | 2 | 99% | 0% | 0% | 5 | 42% | 0% | 0% | 1 | 6% | 0% | 0% | 1 |  | 0% | 0% | 1 | 0.16 | 0% | 0% | 1 | 0% | 0% | 0% | 1 | 0 | 2 | 94% | 2% | 96% | 5 | 51% | 0% | 0% | 2 | 36% | 0% | 0% | 1 | 69% | 0% | 0% | 2 | 87% | 0% | 0% | 3 | 42% | 0% | 0% | 1 | 7% | 0% | 0% | 1 |  | 0% | 0% | 1 | 0.14 | 0% | 0% | 1 | 0% | 0% | 0% | 1 | 0 | 2 | 93% | 1% | 94% | 5 | 61% | 0% | 0% | 2 | 49% | 0% | 0% | 1 | 70% | 0% | 0% | 3 | 85% | 0% | 0% | 3 | 43% | 0% | 0% | 1 | 7% | 0% | 0% | 1 |  | 0% | 0% | 1 | 0.16 | 0% | 0% | 1 | 4% | 0% | 0% | 1 | 0 | 2 | 88% | 1% | 89% | 5 | 62% | 0% | 0% | 2 | 56% | 0% | 0% | 2 | 71% | 0% | 0% | 3 | 88% | 0% | 0% | 3 | 36% | 0% | 0% | 1 | 7% | 0% | 0% | 1
180 | Stanislaus | 0 | 0 | 10 | 0% | 0% | 1 | 0.08 | 0% | 0% | 1 | 47% | 0% | 0% | 1 | 0 | 2 | 59% | 0% | 59% | 3 | 33% | 0% | 0% | 1 | 10% | 0% | 0% | 1 | 18% | 0% | 0% | 1 | 48% | 0% | 0% | 1 | 36% | 0% | 0% | 1 | 2% | 0% | 0% | 1 |  | 0% | 0% | 1 | 0.1 | 0% | 0% | 1 | 40% | 0% | 0% | 1 | 0 | 2 | 45% | 3% | 48% | 2 | 50% | 0% | 0% | 2 | 12% | 0% | 0% | 1 | 21% | 0% | 0% | 1 | 60% | 0% | 0% | 2 | 36% | 0% | 0% | 1 | 4% | 0% | 0% | 1 |  | 0% | 0% | 1 | 0.11 | 0% | 0% | 1 | 43% | 0% | 0% | 1 | 0 | 2 | 32% | 9% | 41% | 2 | 45% | 0% | 0% | 1 | 9% | 0% | 0% | 1 | 16% | 0% | 0% | 1 | 53% | 0% | 0% | 2 | 33% | 0% | 0% | 1 | 3% | 0% | 0% | 1 |  | 0% | 0% | 1 | 0.11 | 0% | 0% | 1 | 42% | 0% | 0% | 1 | 0 | 2 | 29% | 12% | 41% | 3 | 45% | 0% | 0% | 1 | 13% | 0% | 0% | 1 | 19% | 0% | 0% | 1 | 53% | 0% | 0% | 2 | 33% | 0% | 0% | 1 | 4% | 0% | 0% | 1
181 | Magunden | 200 | 2000 | 10 | 41.19% | 0% | 2 | 0.14 | 999% | 14.77% | 3 | 59% | 0% | 0% | 2 | 0 | 2 | 7% | 0% | 7% | 1 | 12% | 13.52% | 0% | 1 | 6% | 12.72% | 0% | 1 | 9% | 13.14% | 0% | 1 | 12% | 13.57% | 0% | 1 | 1% | 12.08% | 0% | 1 | 0% | 11.95% | 0% | 1 |  | 18.83% | 0% | 1 | 0.11 | 33.06% | 0% | 2 | 40% | 0% | 0% | 1 | 0 | 2 | 23% | 0% | 23% | 2 | 46% | 3.835% | 0% | 1 | 18% | 2.523% | 0% | 1 | 30% | 2.948% | 0% | 1 | 54% | 4.533% | 0% | 2 | 15% | 2.428% | 0% | 1 | 1% | 2.093% | 0% | 1 |  | 4.512% | 0% | 1 | 0.12 | 5.289% | 0% | 1 | 38% | 0% | 0% | 1 | 0 | 2 | 31% | 0% | 31% | 2 | 44% | 1.356% | 0% | 1 | 15% | 0.8913% | 0% | 1 | 28% | 1.053% | 0% | 1 | 52% | 1.576% | 0% | 2 | 23% | 0.9895% | 0% | 1 | 2% | 0.7758% | 0% | 1 |  | 2.885% | 0% | 1 | 0.09 | 2.147% | 0% | 1 | 39% | 0% | 0% | 1 | 0 | 2 | 32% | 2% | 34% | 2 | 45% | 0.7241% | 0% | 1 | 22% | 0.5163% | 0% | 1 | 35% | 0.6127% | 0% | 1 | 57% | 0.9326% | 0% | 2 | 23% | 0.5209% | 0% | 1 | 3% | 0.4147% | 0% | 1
182 | Alamitos | 382 | 3820 | 10 | 95500% | 432.7% | 5 | 0.43 | 22471% | 7457% | 5 | 0% | 0% | 0% | 1 | 0 | 2 | 0% | 0% | 0% | 1 | 0% | 431.2% | 999.9% | 5 | 63% | 1168% | 623.8% | 5 | 99% | 31833% | 435.2% | 5 | 99% | 31833% | 435.2% | 5 | 0% | 431.2% | 999.9% | 5 | 2% | 439.6% | 16394% | 5 |  | 183.1% | 33.77% | 5 | 0.67 | 376.4% | 104.9% | 5 | 0% | 0% | 0% | 1 | 0 | 2 | 0% | 0% | 0% | 1 | 0% | 52.91% | 0% | 3 | 8% | 57.52% | 0% | 3 | 71% | 181.4% | 33.52% | 5 | 71% | 181.4% | 33.52% | 5 | 0% | 52.91% | 0% | 3 | 0% | 53.17% | 0% | 3 |  | 179.6% | 22.82% | 5 | 0.51 | 352.1% | 94.67% | 5 | 0% | 0% | 0% | 1 | 0 | 2 | 0% | 0% | 0% | 1 | 0% | 40.02% | 0% | 2 | 15% | 46.93% | 0% | 2 | 77% | 176.9% | 22.49% | 5 | 77% | 176.9% | 22.49% | 5 | 0% | 40.02% | 0% | 2 | 4% | 41.49% | 0% | 2 |  | 162.1% | 16.35% | 5 | 0.49 | 328.7% | 70.58% | 5 | 0% | 0% | 0% | 1 | 0 | 2 | 5% | 0% | 5% | 1 | 1% | 34.28% | 0% | 2 | 13% | 38.82% | 0% | 2 | 70% | 111% | 4.816% | 4 | 71% | 116.6% | 6.782% | 4 | 4% | 35% | 0% | 2 | 5% | 35.54% | 0% | 2
183 | Valley Springs | 0 | 0 | 10 | 0% | 0% | 1 | 0.18 | 0% | 0% | 1 | 0% | 0% | 0% | 1 | 0 | 2 | 98% | 0% | 98% | 5 | 76% | 0% | 0% | 3 | 5% | 0% | 0% | 1 | 34% | 0% | 0% | 1 | 87% | 0% | 0% | 3 | 59% | 0% | 0% | 2 | 4% | 0% | 0% | 1 |  | 0% | 0% | 1 | 0.14 | 0% | 0% | 1 | 0% | 0% | 0% | 1 | 0 | 2 | 73% | 1% | 74% | 3 | 93% | 0% | 0% | 4 | 17% | 0% | 0% | 1 | 38% | 0% | 0% | 1 | 95% | 0% | 0% | 5 | 62% | 0% | 0% | 2 | 4% | 0% | 0% | 1 |  | 0% | 0% | 1 | 0.16 | 0% | 0% | 1 | 1% | 0% | 0% | 1 | 0 | 2 | 62% | 1% | 63% | 3 | 88% | 0% | 0% | 3 | 21% | 0% | 0% | 1 | 37% | 0% | 0% | 1 | 92% | 0% | 0% | 4 | 55% | 0% | 0% | 2 | 7% | 0% | 0% | 1 |  | 0% | 0% | 1 | 0.15 | 0% | 0% | 1 | 4% | 0% | 0% | 1 | 0 | 2 | 57% | 7% | 64% | 3 | 77% | 0% | 0% | 3 | 21% | 0% | 0% | 1 | 38% | 0% | 0% | 1 | 87% | 0% | 0% | 3 | 49% | 0% | 0% | 1 | 10% | 0% | 0% | 1
184 | Blythe | 160 | 1600 | 10 | 48.8% | 0% | 2 | 0.17 | 287.3% | 3.498% | 3 | 66% | 21.27% | 0% | 2 | 0 | 2 | 0% | 0% | 0% | 1 | 39% | 7.143% | 0% | 1 | 46% | 8.037% | 0% | 1 | 28% | 6.062% | 0% | 1 | 67% | 13.12% | 0% | 2 | 2% | 4.428% | 0% | 1 | 1% | 4.403% | 0% | 1 |  | 5.967% | 0% | 1 | 0.13 | 12.27% | 0% | 1 | 41% | 0% | 0% | 1 | 0 | 2 | 0% | 0% | 0% | 1 | 25% | 1.744% | 0% | 1 | 30% | 1.866% | 0% | 1 | 16% | 1.556% | 0% | 1 | 41% | 2.224% | 0% | 1 | 17% | 1.569% | 0% | 1 | 2% | 1.336% | 0% | 1 |  | 3.131% | 0% | 1 | 0.11 | 3.347% | 0% | 1 | 28% | 0% | 0% | 1 | 0 | 2 | 0% | 0% | 0% | 1 | 29% | 0.9919% | 0% | 1 | 30% | 1.016% | 0% | 1 | 21% | 0.8928% | 0% | 1 | 42% | 1.213% | 0% | 1 | 28% | 0.9889% | 0% | 1 | 3% | 0.7262% | 0% | 1 |  | 2.039% | 0% | 1 | 0.09 | 1.921% | 0% | 1 | 21% | 0% | 0% | 1 | 0 | 2 | 0% | 0% | 0% | 1 | 26% | 0.6754% | 0% | 1 | 28% | 0.695% | 0% | 1 | 21% | 0.6326% | 0% | 1 | 38% | 0.8044% | 0% | 1 | 34% | 0.7526% | 0% | 1 | 3% | 0.5149% | 0% | 1
185 | Midway | 560 | 5600 | 15 | 114.6% | 2.08% | 4 | 0.11 | 560000% | 15% | 3 | 64% | 56.67% | 0% | 3 | 0 | 2 | 0% | 0% | 0% | 1 | 3% | 14.81% | 0% | 1 | 23% | 18.59% | 0% | 1 | 71% | 48.65% | 0% | 3 | 71% | 48.65% | 0% | 3 | 0% | 14.32% | 0% | 1 | 4% | 14.92% | 0% | 1 |  | 34.68% | 0% | 2 | 0.1 | 16.08% | 0% | 1 | 51% | 20.3% | 0% | 2 | 0 | 2 | 1% | 0% | 1% | 1 | 15% | 4.352% | 0% | 1 | 17% | 4.448% | 0% | 1 | 63% | 10.08% | 0% | 2 | 67% | 11.13% | 0% | 2 | 1% | 3.719% | 0% | 1 | 6% | 3.924% | 0% | 1 |  | 14.73% | 0% | 1 | 0.09 | 9.233% | 0% | 1 | 50% | 20.3% | 0% | 2 | 0 | 2 | 3% | 0% | 3% | 1 | 19% | 2.207% | 0% | 1 | 22% | 2.308% | 0% | 1 | 57% | 4.166% | 0% | 2 | 60% | 4.531% | 0% | 2 | 1% | 1.812% | 0% | 1 | 7% | 1.937% | 0% | 1 |  | 8.883% | 0% | 1 | 0.09 | 5.104% | 0% | 1 | 48% | 20.3% | 0% | 2 | 0 | 2 | 7% | 0% | 7% | 1 | 29% | 1.523% | 0% | 1 | 23% | 1.397% | 0% | 1 | 50% | 2.134% | 0% | 2 | 64% | 2.975% | 0% | 2 | 2% | 1.1% | 0% | 1 | 6% | 1.141% | 0% | 1
186 | Buena Vista | 0 | 0 | 10 | 0% | 0% | 1 | 0.11 | 0% | 0% | 1 | 83% | 0% | 0% | 3 | 0 | 2 | 7% | 0% | 7% | 1 | 0% | 0% | 0% | 1 | 0% | 0% | 0% | 1 | 12% | 0% | 0% | 1 | 12% | 0% | 0% | 1 | 0% | 0% | 0% | 1 | 3% | 0% | 0% | 1 |  | 0% | 0% | 1 | 0.13 | 0% | 0% | 1 | 50% | 0% | 0% | 2 | 0 | 2 | 28% | 1% | 29% | 2 | 10% | 0% | 0% | 1 | 5% | 0% | 0% | 1 | 15% | 0% | 0% | 1 | 22% | 0% | 0% | 1 | 15% | 0% | 0% | 1 | 5% | 0% | 0% | 1 |  | 0% | 0% | 1 | 0.13 | 0% | 0% | 1 | 35% | 0% | 0% | 1 | 0 | 2 | 36% | 7% | 43% | 2 | 25% | 0% | 0% | 1 | 9% | 0% | 0% | 1 | 18% | 0% | 0% | 1 | 37% | 0% | 0% | 1 | 27% | 0% | 0% | 1 | 5% | 0% | 0% | 1 |  | 0% | 0% | 1 | 0.13 | 0% | 0% | 1 | 29% | 0% | 0% | 1 | 0 | 2 | 41% | 11% | 52% | 3 | 30% | 0% | 0% | 1 | 15% | 0% | 0% | 1 | 21% | 0% | 0% | 1 | 46% | 0% | 0% | 1 | 35% | 0% | 0% | 1 | 5% | 0% | 0% | 1
187 | Crows Landing | 0 | 0 | 10 | 0% | 0% | 1 | 0.1 | 0% | 0% | 1 | 76% | 0% | 0% | 3 | 0 | 2 | 23% | 0% | 23% | 2 | 7% | 0% | 0% | 1 | 9% | 0% | 0% | 1 | 10% | 0% | 0% | 1 | 19% | 0% | 0% | 1 | 8% | 0% | 0% | 1 | 1% | 0% | 0% | 1 |  | 0% | 0% | 1 | 0.12 | 0% | 0% | 1 | 45% | 0% | 0% | 1 | 0 | 2 | 34% | 0% | 34% | 2 | 35% | 0% | 0% | 1 | 11% | 0% | 0% | 1 | 17% | 0% | 0% | 1 | 47% | 0% | 0% | 1 | 22% | 0% | 0% | 1 | 4% | 0% | 0% | 1 |  | 0% | 0% | 1 | 0.13 | 0% | 0% | 1 | 45% | 0% | 0% | 1 | 0 | 2 | 30% | 5% | 35% | 2 | 39% | 0% | 0% | 1 | 9% | 0% | 0% | 1 | 16% | 0% | 0% | 1 | 47% | 0% | 0% | 1 | 27% | 0% | 0% | 1 | 4% | 0% | 0% | 1 |  | 0% | 0% | 1 | 0.12 | 0% | 0% | 1 | 44% | 0% | 0% | 1 | 0 | 2 | 27% | 8% | 35% | 2 | 40% | 0% | 0% | 1 | 10% | 0% | 0% | 1 | 15% | 0% | 0% | 1 | 47% | 0% | 0% | 1 | 28% | 0% | 0% | 1 | 4% | 0% | 0% | 1
188 | Villa Park | 0 | 0 | 10 | 0% | 0% | 1 | 0.06 | 0% | 0% | 1 | 0% | 0% | 0% | 1 | 0 | 2 | 0% | 0% | 0% | 1 | 0% | 0% | 0% | 1 | 0% | 0% | 0% | 1 | 0% | 0% | 0% | 1 | 0% | 0% | 0% | 1 | 0% | 0% | 0% | 1 | 0% | 0% | 0% | 1 |  | 0% | 0% | 1 | 0.13 | 0% | 0% | 1 | 0% | 0% | 0% | 1 | 0 | 2 | 71% | 12% | 83% | 5 | 66% | 0% | 0% | 2 | 3% | 0% | 0% | 1 | 5% | 0% | 0% | 1 | 73% | 0% | 0% | 3 | 46% | 0% | 0% | 1 | 14% | 0% | 0% | 1 |  | 0% | 0% | 1 | 0.5 | 0% | 0% | 1 | 1% | 0% | 0% | 1 | 0 | 2 | 45% | 25% | 70% | 4 | 34% | 0% | 0% | 1 | 16% | 0% | 0% | 1 | 45% | 0% | 0% | 1 | 75% | 0% | 0% | 3 | 40% | 0% | 0% | 1 | 11% | 0% | 0% | 1 |  | 0% | 0% | 1 | 0.49 | 0% | 0% | 1 | 4% | 0% | 0% | 1 | 0 | 2 | 31% | 31% | 62% | 5 | 30% | 0% | 0% | 1 | 16% | 0% | 0% | 1 | 43% | 0% | 0% | 1 | 67% | 0% | 0% | 2 | 36% | 0% | 0% | 1 | 10% | 0% | 0% | 1
189 | California Ave | 0 | 0 | 10 | 0% | 0% | 1 | 0.28 | 0% | 0% | 1 | 77% | 0% | 0% | 3 | 0 | 2 | 0% | 0% | 0% | 1 | 0% | 0% | 0% | 1 | 0% | 0% | 0% | 1 | 0% | 0% | 0% | 1 | 0% | 0% | 0% | 1 | 0% | 0% | 0% | 1 | 0% | 0% | 0% | 1 |  | 0% | 0% | 1 | 0.25 | 0% | 0% | 1 | 68% | 0% | 0% | 2 | 0 | 2 | 2% | 0% | 2% | 1 | 0% | 0% | 0% | 1 | 0% | 0% | 0% | 1 | 0% | 0% | 0% | 1 | 0% | 0% | 0% | 1 | 0% | 0% | 0% | 1 | 0% | 0% | 0% | 1 |  | 0% | 0% | 1 | 0.23 | 0% | 0% | 1 | 62% | 0% | 0% | 2 | 0 | 2 | 9% | 0% | 9% | 1 | 11% | 0% | 0% | 1 | 11% | 0% | 0% | 1 | 10% | 0% | 0% | 1 | 15% | 0% | 0% | 1 | 2% | 0% | 0% | 1 | 5% | 0% | 0% | 1 |  | 0% | 0% | 1 | 0.2 | 0% | 0% | 1 | 51% | 0% | 0% | 2 | 0 | 2 | 18% | 0% | 18% | 1 | 18% | 0% | 0% | 1 | 16% | 0% | 0% | 1 | 17% | 0% | 0% | 1 | 28% | 0% | 0% | 1 | 11% | 0% | 0% | 1 | 7% | 0% | 0% | 1
190 | Calpella | 0 | 0 | 10 | 0% | 0% | 1 | 0.13 | 0% | 0% | 1 | 4% | 0% | 0% | 1 | 0 | 2 | 61% | 18% | 79% | 5 | 3% | 0% | 0% | 1 | 38% | 0% | 0% | 1 | 39% | 0% | 0% | 1 | 39% | 0% | 0% | 1 | 39% | 0% | 0% | 1 | 1% | 0% | 0% | 1 |  | 0% | 0% | 1 | 0.11 | 0% | 0% | 1 | 8% | 0% | 0% | 1 | 0 | 2 | 63% | 8% | 71% | 3 | 22% | 0% | 0% | 1 | 38% | 0% | 0% | 1 | 46% | 0% | 0% | 1 | 63% | 0% | 0% | 2 | 50% | 0% | 0% | 2 | 2% | 0% | 0% | 1 |  | 0% | 0% | 1 | 0.1 | 0% | 0% | 1 | 5% | 0% | 0% | 1 | 0 | 2 | 48% | 11% | 59% | 3 | 36% | 0% | 0% | 1 | 26% | 0% | 0% | 1 | 42% | 0% | 0% | 1 | 65% | 0% | 0% | 2 | 47% | 0% | 0% | 1 | 2% | 0% | 0% | 1 |  | 0% | 0% | 1 | 0.1 | 0% | 0% | 1 | 4% | 0% | 0% | 1 | 0 | 2 | 41% | 12% | 53% | 3 | 35% | 0% | 0% | 1 | 26% | 0% | 0% | 1 | 45% | 0% | 0% | 1 | 67% | 0% | 0% | 2 | 39% | 0% | 0% | 1 | 2% | 0% | 0% | 1
191 | Tevis | 100 | 1000 | 10 | 50.4% | 0% | 3 | 0.28 | 224.7% | 3.698% | 3 | 46% | 38.05% | 0% | 2 | 0 | 2 | 7% | 0% | 7% | 1 | 43% | 9.011% | 0% | 1 | 36% | 7.979% | 0% | 1 | 68% | 16.27% | 0% | 2 | 68% | 16.27% | 0% | 2 | 0% | 5.135% | 0% | 1 | 20% | 6.446% | 0% | 1 |  | 7.89% | 0% | 1 | 0.19 | 9.696% | 0% | 1 | 53% | 6.746% | 0% | 2 | 0 | 2 | 5% | 0% | 5% | 1 | 26% | 1.28% | 0% | 1 | 31% | 1.386% | 0% | 1 | 55% | 2.1% | 0% | 2 | 57% | 2.208% | 0% | 2 | 0% | 0.9511% | 0% | 1 | 12% | 1.075% | 0% | 1 |  | 1.97% | 0% | 1 | 0.12 | 2.03% | 0% | 1 | 48% | 6.746% | 0% | 1 | 0 | 2 | 5% | 0% | 5% | 1 | 19% | 0.4195% | 0% | 1 | 30% | 0.4823% | 0% | 1 | 45% | 0.6182% | 0% | 1 | 52% | 0.7001% | 0% | 2 | 0% | 0.3398% | 0% | 1 | 7% | 0.3634% | 0% | 1 |  | 1.167% | 0% | 1 | 0.1 | 1.187% | 0% | 1 | 53% | 6.746% | 0% | 2 | 0 | 2 | 12% | 0% | 12% | 1 | 22% | 0.222% | 0% | 1 | 21% | 0.2203% | 0% | 1 | 39% | 0.2851% | 0% | 1 | 50% | 0.3446% | 0% | 2 | 3% | 0.1789% | 0% | 1 | 4% | 0.1814% | 0% | 1
192 | Cal Water | 0 | 0 | 0 | 0% | 0% | 1 | 0.14 | 0% | 0% | 1 | 6% | 0% | 0% | 1 | 0 | 2 | 34% | 0% | 34% | 2 | 89% | 0% | 0% | 3 | 41% | 0% | 0% | 1 | 53% | 0% | 0% | 2 | 89% | 0% | 0% | 3 | 17% | 0% | 0% | 1 | 2% | 0% | 0% | 1 |  | 0% | 0% | 1 | 0.08 | 0% | 0% | 1 | 17% | 0% | 0% | 1 | 0 | 2 | 48% | 0% | 48% | 2 | 69% | 0% | 0% | 2 | 21% | 0% | 0% | 1 | 31% | 0% | 0% | 1 | 69% | 0% | 0% | 2 | 33% | 0% | 0% | 1 | 2% | 0% | 0% | 1 |  | 0% | 0% | 1 | 0.09 | 0% | 0% | 1 | 24% | 0% | 0% | 1 | 0 | 2 | 47% | 1% | 48% | 2 | 57% | 0% | 0% | 2 | 19% | 0% | 0% | 1 | 31% | 0% | 0% | 1 | 61% | 0% | 0% | 2 | 36% | 0% | 0% | 1 | 2% | 0% | 0% | 1 |  | 0% | 0% | 1 | 0.09 | 0% | 0% | 1 | 34% | 0% | 0% | 1 | 0 | 2 | 39% | 4% | 43% | 2 | 52% | 0% | 0% | 2 | 19% | 0% | 0% | 1 | 31% | 0% | 0% | 1 | 60% | 0% | 0% | 2 | 31% | 0% | 0% | 1 | 3% | 0% | 0% | 1
193 | Boulevard East | 100 | 1000 | 10 | 9.323% | 0% | 1 | 0.14 | 47.26% | 0% | 2 | 0% | 0% | 0% | 1 | 0 | 2 | 62% | 22% | 84% | 5 | 13% | 3.588% | 0% | 1 | 17% | 3.73% | 0% | 1 | 43% | 5.406% | 0% | 1 | 57% | 7.248% | 0% | 2 | 16% | 3.704% | 0% | 1 | 2% | 3.159% | 0% | 1 |  | 3.681% | 0% | 1 | 0.11 | 6.185% | 0% | 1 | 0% | 0% | 0% | 1 | 0 | 2 | 34% | 53% | 87% | 5 | 11% | 1.549% | 0% | 1 | 10% | 1.539% | 0% | 1 | 28% | 1.933% | 0% | 1 | 40% | 2.292% | 0% | 1 | 29% | 1.959% | 0% | 1 | 2% | 1.407% | 0% | 1 |  | 2.994% | 0% | 1 | 0.09 | 3.026% | 0% | 1 | 0% | 0% | 0% | 1 | 0 | 2 | 23% | 64% | 87% | 5 | 9% | 0.9822% | 0% | 1 | 19% | 1.104% | 0% | 1 | 28% | 1.238% | 0% | 1 | 45% | 1.638% | 0% | 1 | 38% | 1.439% | 0% | 1 | 2% | 0.9124% | 0% | 1 |  | 2.396% | 0% | 1 | 0.08 | 1.792% | 0% | 1 | 0% | 0% | 0% | 1 | 0 | 2 | 17% | 64% | 81% | 5 | 13% | 0.6894% | 0% | 1 | 22% | 0.7747% | 0% | 1 | 33% | 0.8925% | 0% | 1 | 53% | 1.271% | 0% | 2 | 42% | 1.038% | 0% | 1 | 3% | 0.6163% | 0% | 1
194 | Margarita | 94 | 940 | 10 | 163.5% | 8.859% | 4 | 0.59 | 1492% | 30.86% | 5 | 0% | 567.9% | 12167% | 5 | 0 | 2 | 92% | 2% | 94% | 5 | 45% | 36.17% | 0% | 2 | 81% | 106.5% | 1.495% | 4 | 81% | 106.5% | 1.495% | 4 | 82% | 108.3% | 1.881% | 4 | 39% | 32.91% | 0% | 2 | 10% | 22.2% | 0% | 2 |  | 48.43% | 0% | 2 | 0.49 | 79.46% | 0% | 2 | 0% | 0% | 0% | 1 | 0 | 2 | 29% | 63% | 92% | 5 | 27% | 7.852% | 0% | 1 | 63% | 15.2% | 0% | 2 | 66% | 16.74% | 0% | 2 | 78% | 25.92% | 0% | 3 | 54% | 12.28% | 0% | 2 | 7% | 6.137% | 0% | 1 |  | 38.84% | 0% | 2 | 0.31 | 15.46% | 0% | 1 | 0% | 0% | 0% | 1 | 0 | 2 | 22% | 66% | 88% | 5 | 48% | 6.397% | 0% | 1 | 48% | 6.346% | 0% | 1 | 59% | 7.98% | 0% | 2 | 85% | 22.32% | 0% | 3 | 57% | 7.735% | 0% | 2 | 8% | 3.61% | 0% | 1 |  | 16.48% | 0% | 1 | 0.32 | 9.656% | 0% | 1 | 0% | 0% | 0% | 1 | 0 | 2 | 14% | 74% | 88% | 5 | 46% | 2.894% | 0% | 1 | 46% | 2.921% | 0% | 1 | 56% | 3.553% | 0% | 2 | 84% | 10.07% | 0% | 3 | 43% | 2.74% | 0% | 1 | 8% | 1.698% | 0% | 1
195 | Escondido | 0 | 0 | 10 | 0% | 0% | 1 | 0.38 | 0% | 0% | 1 | 2% | 0% | 0% | 1 | 0 | 2 | 34% | 1% | 35% | 2 | 24% | 0% | 0% | 1 | 19% | 0% | 0% | 1 | 4% | 0% | 0% | 1 | 42% | 0% | 0% | 1 | 7% | 0% | 0% | 1 | 8% | 0% | 0% | 1 |  | 0% | 0% | 1 | 0.38 | 0% | 0% | 1 | 3% | 0% | 0% | 1 | 0 | 2 | 47% | 27% | 74% | 4 | 49% | 0% | 0% | 1 | 15% | 0% | 0% | 1 | 29% | 0% | 0% | 1 | 59% | 0% | 0% | 2 | 14% | 0% | 0% | 1 | 7% | 0% | 0% | 1 |  | 0% | 0% | 1 | 0.34 | 0% | 0% | 1 | 4% | 0% | 0% | 1 | 0 | 2 | 42% | 38% | 80% | 5 | 46% | 0% | 0% | 1 | 22% | 0% | 0% | 1 | 29% | 0% | 0% | 1 | 56% | 0% | 0% | 2 | 25% | 0% | 0% | 1 | 7% | 0% | 0% | 1 |  | 0% | 0% | 1 | 0.3 | 0% | 0% | 1 | 3% | 0% | 0% | 1 | 0 | 2 | 34% | 52% | 86% | 5 | 53% | 0% | 0% | 2 | 18% | 0% | 0% | 1 | 29% | 0% | 0% | 1 | 62% | 0% | 0% | 2 | 31% | 0% | 0% | 1 | 7% | 0% | 0% | 1
196 | Manning | 1969.6 | 19696 | 10 | 636.8% | 57.33% | 5 | 0.05 | 250.6% | 49.33% | 5 | 46% | 275.5% | 85.76% | 5 | 0 | 2 | 0% | 0% | 0% | 1 | 45% | 111.4% | 14.02% | 5 | 31% | 88.43% | 0% | 4 | 43% | 107.6% | 10.13% | 5 | 54% | 134.6% | 29.05% | 5 | 15% | 72.41% | 0% | 3 | 0% | 61.62% | 0% | 3 |  | 116.5% | 2.614% | 4 | 0.06 | 81.31% | 0% | 3 | 53% | 94.5% | 0% | 3 | 0 | 2 | 11% | 0% | 11% | 1 | 36% | 24.81% | 0% | 2 | 11% | 17.93% | 0% | 1 | 25% | 21.32% | 0% | 2 | 44% | 28.25% | 0% | 2 | 19% | 19.64% | 0% | 1 | 0% | 16% | 0% | 1 |  | 32.45% | 0% | 2 | 0.06 | 34.3% | 0% | 2 | 43% | 94.5% | 0% | 3 | 0 | 2 | 18% | 2% | 20% | 2 | 36% | 11.16% | 0% | 1 | 8% | 7.848% | 0% | 1 | 25% | 9.621% | 0% | 1 | 46% | 13.25% | 0% | 1 | 21% | 9.139% | 0% | 1 | 1% | 7.283% | 0% | 1 |  | 15.5% | 0% | 1 | 0.06 | 19.15% | 0% | 1 | 36% | 94.5% | 0% | 3 | 0 | 2 | 19% | 6% | 25% | 2 | 37% | 6.444% | 0% | 1 | 10% | 4.506% | 0% | 1 | 22% | 5.24% | 0% | 1 | 45% | 7.379% | 0% | 1 | 23% | 5.277% | 0% | 1 | 2% | 4.138% | 0% | 1
197 | Oakland C | 200 | 2000 | 10 | 129.8% | 33.85% | 5 | 0.28 | 1176% | 129.7% | 5 | 0% | 0% | 0% | 1 | 0 | 2 | 0% | 0% | 0% | 1 | 0% | 69.04% | 0% | 3 | 30% | 98.23% | 0% | 4 | 44% | 123.6% | 29.87% | 5 | 44% | 123.6% | 29.87% | 5 | 0% | 69.04% | 0% | 3 | 3% | 71% | 0% | 3 |  | 52.6% | 0% | 3 | 0.3 | 59.59% | 0% | 2 | 0% | 0% | 0% | 1 | 0 | 2 | 9% | 0% | 9% | 1 | 36% | 24.9% | 0% | 2 | 39% | 26.12% | 0% | 2 | 64% | 43.78% | 0% | 2 | 67% | 48.46% | 0% | 2 | 8% | 17.3% | 0% | 1 | 4% | 16.63% | 0% | 1 |  | 30.99% | 0% | 2 | 0.45 | 32.27% | 0% | 2 | 0% | 0% | 0% | 1 | 0 | 2 | 53% | 0% | 53% | 3 | 42% | 8.168% | 0% | 1 | 49% | 9.225% | 0% | 1 | 73% | 17.43% | 0% | 3 | 83% | 28.55% | 0% | 3 | 22% | 6.018% | 0% | 1 | 6% | 4.998% | 0% | 1 |  | 15.52% | 0% | 1 | 0.54 | 29.88% | 0% | 2 | 0% | 0% | 0% | 1 | 0 | 2 | 48% | 0% | 48% | 2 | 37% | 4.911% | 0% | 1 | 37% | 4.948% | 0% | 1 | 68% | 9.582% | 0% | 2 | 78% | 14.45% | 0% | 3 | 22% | 4.002% | 0% | 1 | 6% | 3.315% | 0% | 1
198 | Barre | 0 | 0 | 10 | 0% | 0% | 1 | 0 | 0% | 0% | 1 | 0% | 0% | 0% | 1 | 0 | 2 | 0% | 0% | 0% | 1 | 0% | 0% | 0% | 1 | 0% | 0% | 0% | 1 | 0% | 0% | 0% | 1 | 0% | 0% | 0% | 1 | 0% | 0% | 0% | 1 | 0% | 0% | 0% | 1 |  | 0% | 0% | 1 | 0.64 | 0% | 0% | 1 | 0% | 0% | 0% | 1 | 0 | 2 | 0% | 0% | 0% | 1 | 0% | 0% | 0% | 1 | 27% | 0% | 0% | 1 | 100% | 0% | 0% | 5 | 100% | 0% | 0% | 5 | 0% | 0% | 0% | 1 | 1% | 0% | 0% | 1 |  | 0% | 0% | 1 | 0.52 | 0% | 0% | 1 | 0% | 0% | 0% | 1 | 0 | 2 | 28% | 0% | 28% | 2 | 22% | 0% | 0% | 1 | 14% | 0% | 0% | 1 | 48% | 0% | 0% | 1 | 71% | 0% | 0% | 3 | 16% | 0% | 0% | 1 | 9% | 0% | 0% | 1 |  | 0% | 0% | 1 | 0.49 | 0% | 0% | 1 | 0% | 0% | 0% | 1 | 0 | 2 | 36% | 13% | 49% | 3 | 26% | 0% | 0% | 1 | 11% | 0% | 0% | 1 | 48% | 0% | 0% | 1 | 72% | 0% | 0% | 3 | 25% | 0% | 0% | 1 | 8% | 0% | 0% | 1
199 | Ransburg | 0 | 0 | 10 | 0% | 0% | 1 | 0.05 | 0% | 0% | 1 | 0% | 0% | 0% | 1 | 0 | 2 | 0% | 0% | 0% | 1 | 0% | 0% | 0% | 1 | 7% | 0% | 0% | 1 | 0% | 0% | 0% | 1 | 7% | 0% | 0% | 1 | 0% | 0% | 0% | 1 | 0% | 0% | 0% | 1 |  | 0% | 0% | 1 | 0.19 | 0% | 0% | 1 | 0% | 0% | 0% | 1 | 0 | 2 | 0% | 0% | 0% | 1 | 48% | 0% | 0% | 1 | 0% | 0% | 0% | 1 | 0% | 0% | 0% | 1 | 48% | 0% | 0% | 1 | 41% | 0% | 0% | 1 | 0% | 0% | 0% | 1 |  | 0% | 0% | 1 | 0.64 | 0% | 0% | 1 | 0% | 0% | 0% | 1 | 0 | 2 | 0% | 0% | 0% | 1 | 51% | 0% | 0% | 2 | 19% | 0% | 0% | 1 | 3% | 0% | 0% | 1 | 68% | 0% | 0% | 2 | 57% | 0% | 0% | 2 | 0% | 0% | 0% | 1 |  | 0% | 0% | 1 | 0.57 | 0% | 0% | 1 | 0% | 0% | 0% | 1 | 0 | 2 | 0% | 0% | 0% | 1 | 43% | 0% | 0% | 1 | 26% | 0% | 0% | 1 | 4% | 0% | 0% | 1 | 61% | 0% | 0% | 2 | 52% | 0% | 0% | 2 | 1% | 0% | 0% | 1
200 | Charca | 0 | 0 | 10 | 0% | 0% | 1 | 0.06 | 0% | 0% | 1 | 94% | 0% | 0% | 3 | 0 | 2 | 8% | 0% | 8% | 1 | 52% | 0% | 0% | 2 | 0% | 0% | 0% | 1 | 0% | 0% | 0% | 1 | 52% | 0% | 0% | 2 | 0% | 0% | 0% | 1 | 1% | 0% | 0% | 1 |  | 0% | 0% | 1 | 0.09 | 0% | 0% | 1 | 79% | 0% | 0% | 3 | 0 | 2 | 3% | 0% | 3% | 1 | 27% | 0% | 0% | 1 | 0% | 0% | 0% | 1 | 14% | 0% | 0% | 1 | 37% | 0% | 0% | 1 | 0% | 0% | 0% | 1 | 1% | 0% | 0% | 1 |  | 0% | 0% | 1 | 0.1 | 0% | 0% | 1 | 67% | 0% | 0% | 2 | 0 | 2 | 8% | 0% | 8% | 1 | 19% | 0% | 0% | 1 | 2% | 0% | 0% | 1 | 22% | 0% | 0% | 1 | 38% | 0% | 0% | 1 | 0% | 0% | 0% | 1 | 4% | 0% | 0% | 1 |  | 0% | 0% | 1 | 0.1 | 0% | 0% | 1 | 59% | 0% | 0% | 2 | 0 | 2 | 19% | 0% | 19% | 1 | 23% | 0% | 0% | 1 | 9% | 0% | 0% | 1 | 31% | 0% | 0% | 1 | 46% | 0% | 0% | 1 | 2% | 0% | 0% | 1 | 5% | 0% | 0% | 1
201 | Thermalito | 0 | 0 | 0 | 0% | 0% | 1 | 0.08 | 0% | 0% | 1 | 3% | 0% | 0% | 1 | 0 | 2 | 50% | 0% | 50% | 3 | 70% | 0% | 0% | 3 | 27% | 0% | 0% | 1 | 39% | 0% | 0% | 1 | 100% | 0% | 0% | 5 | 30% | 0% | 0% | 1 | 39% | 0% | 0% | 1 |  | 0% | 0% | 1 | 0.12 | 0% | 0% | 1 | 7% | 0% | 0% | 1 | 0 | 2 | 37% | 0% | 37% | 2 | 66% | 0% | 0% | 2 | 18% | 0% | 0% | 1 | 51% | 0% | 0% | 2 | 90% | 0% | 0% | 4 | 17% | 0% | 0% | 1 | 19% | 0% | 0% | 1 |  | 0% | 0% | 1 | 0.13 | 0% | 0% | 1 | 14% | 0% | 0% | 1 | 0 | 2 | 30% | 0% | 30% | 2 | 62% | 0% | 0% | 2 | 15% | 0% | 0% | 1 | 48% | 0% | 0% | 1 | 83% | 0% | 0% | 3 | 19% | 0% | 0% | 1 | 13% | 0% | 0% | 1 |  | 0% | 0% | 1 | 0.13 | 0% | 0% | 1 | 21% | 0% | 0% | 1 | 0 | 2 | 25% | 2% | 27% | 2 | 56% | 0% | 0% | 2 | 19% | 0% | 0% | 1 | 45% | 0% | 0% | 1 | 80% | 0% | 0% | 3 | 19% | 0% | 0% | 1 | 11% | 0% | 0% | 1
202 | Live Oak | 100 | 1000 | 10 | 12.73% | 0% | 1 | 0.13 | 129.7% | 1.228% | 3 | 16% | 6.788% | 0% | 1 | 0 | 2 | 0% | 0% | 0% | 1 | 22% | 4.898% | 0% | 1 | 23% | 4.957% | 0% | 1 | 43% | 6.722% | 0% | 1 | 52% | 7.935% | 0% | 2 | 0% | 3.841% | 0% | 1 | 18% | 4.693% | 0% | 1 |  | 3.181% | 0% | 1 | 0.22 | 34.2% | 0% | 2 | 33% | 1.757% | 0% | 1 | 0 | 2 | 6% | 0% | 6% | 1 | 26% | 1.003% | 0% | 1 | 13% | 0.8466% | 0% | 1 | 23% | 0.9577% | 0% | 1 | 41% | 1.241% | 0% | 1 | 1% | 0.7421% | 0% | 1 | 12% | 0.8409% | 0% | 1 |  | 2.065% | 0% | 1 | 0.2 | 5.727% | 0% | 1 | 36% | 1.757% | 0% | 1 | 0 | 2 | 8% | 0% | 8% | 1 | 27% | 0.474% | 0% | 1 | 22% | 0.4438% | 0% | 1 | 34% | 0.52% | 0% | 1 | 47% | 0.6551% | 0% | 1 | 5% | 0.3623% | 0% | 1 | 15% | 0.406% | 0% | 1 |  | 1.586% | 0% | 1 | 0.17 | 2.001% | 0% | 1 | 38% | 1.757% | 0% | 1 | 0 | 2 | 8% | 0% | 8% | 1 | 29% | 0.2857% | 0% | 1 | 22% | 0.2592% | 0% | 1 | 33% | 0.3024% | 0% | 1 | 47% | 0.3786% | 0% | 1 | 9% | 0.2223% | 0% | 1 | 16% | 0.2404% | 0% | 1
203 | Hammonds | 100 | 1000 | 10 | 14.14% | 0% | 1 | 0.07 | 27.51% | 0% | 2 | 81% | 13.35% | 0% | 3 | 0 | 2 | 1% | 0% | 1% | 1 | 1% | 2.044% | 0% | 1 | 2% | 2.06% | 0% | 1 | 23% | 2.626% | 0% | 1 | 24% | 2.654% | 0% | 1 | 0% | 2.027% | 0% | 1 | 1% | 2.043% | 0% | 1 |  | 1.942% | 0% | 1 | 0.07 | 7.893% | 0% | 1 | 58% | 1.749% | 0% | 2 | 0 | 2 | 11% | 0% | 11% | 1 | 10% | 0.6554% | 0% | 1 | 5% | 0.6208% | 0% | 1 | 19% | 0.7308% | 0% | 1 | 25% | 0.7896% | 0% | 1 | 3% | 0.6083% | 0% | 1 | 0% | 0.5953% | 0% | 1 |  | 0.8138% | 0% | 1 | 0.07 | 2.884% | 0% | 1 | 42% | 1.749% | 0% | 1 | 0 | 2 | 14% | 0% | 14% | 1 | 21% | 0.3851% | 0% | 1 | 9% | 0.333% | 0% | 1 | 18% | 0.3684% | 0% | 1 | 30% | 0.4345% | 0% | 1 | 7% | 0.3261% | 0% | 1 | 1% | 0.307% | 0% | 1 |  | 0.5758% | 0% | 1 | 0.06 | 0.7965% | 0% | 1 | 32% | 1.749% | 0% | 1 | 0 | 2 | 24% | 1% | 25% | 2 | 40% | 0.2914% | 0% | 1 | 8% | 0.191% | 0% | 1 | 20% | 0.2189% | 0% | 1 | 47% | 0.3288% | 0% | 1 | 16% | 0.2094% | 0% | 1 | 4% | 0.1836% | 0% | 1
204 | Westley | 0 | 0 | 10 | 0% | 0% | 1 | 0.1 | 0% | 0% | 1 | 53% | 0% | 0% | 2 | 0 | 2 | 47% | 4% | 51% | 3 | 87% | 0% | 0% | 3 | 17% | 0% | 0% | 1 | 26% | 0% | 0% | 1 | 89% | 0% | 0% | 3 | 34% | 0% | 0% | 1 | 1% | 0% | 0% | 1 |  | 0% | 0% | 1 | 0.1 | 0% | 0% | 1 | 48% | 0% | 0% | 1 | 0 | 2 | 39% | 10% | 49% | 3 | 77% | 0% | 0% | 3 | 17% | 0% | 0% | 1 | 25% | 0% | 0% | 1 | 80% | 0% | 0% | 3 | 36% | 0% | 0% | 1 | 3% | 0% | 0% | 1 |  | 0% | 0% | 1 | 0.11 | 0% | 0% | 1 | 47% | 0% | 0% | 1 | 0 | 2 | 31% | 12% | 43% | 3 | 62% | 0% | 0% | 2 | 17% | 0% | 0% | 1 | 23% | 0% | 0% | 1 | 67% | 0% | 0% | 2 | 35% | 0% | 0% | 1 | 3% | 0% | 0% | 1 |  | 0% | 0% | 1 | 0.13 | 0% | 0% | 1 | 44% | 0% | 0% | 1 | 0 | 2 | 27% | 17% | 44% | 3 | 55% | 0% | 0% | 2 | 20% | 0% | 0% | 1 | 25% | 0% | 0% | 1 | 61% | 0% | 0% | 2 | 36% | 0% | 0% | 1 | 3% | 0% | 0% | 1
205 | Smyrna | 0 | 0 | 10 | 0% | 0% | 1 | 0.1 | 0% | 0% | 1 | 16% | 0% | 0% | 1 | 0 | 2 | 6% | 0% | 6% | 1 | 26% | 0% | 0% | 1 | 0% | 0% | 0% | 1 | 39% | 0% | 0% | 1 | 65% | 0% | 0% | 2 | 1% | 0% | 0% | 1 | 4% | 0% | 0% | 1 |  | 0% | 0% | 1 | 0.1 | 0% | 0% | 1 | 46% | 0% | 0% | 1 | 0 | 2 | 13% | 0% | 13% | 1 | 23% | 0% | 0% | 1 | 2% | 0% | 0% | 1 | 22% | 0% | 0% | 1 | 45% | 0% | 0% | 1 | 1% | 0% | 0% | 1 | 4% | 0% | 0% | 1 |  | 0% | 0% | 1 | 0.1 | 0% | 0% | 1 | 47% | 0% | 0% | 1 | 0 | 2 | 14% | 0% | 14% | 1 | 32% | 0% | 0% | 1 | 8% | 0% | 0% | 1 | 30% | 0% | 0% | 1 | 50% | 0% | 0% | 2 | 1% | 0% | 0% | 1 | 7% | 0% | 0% | 1 |  | 0% | 0% | 1 | 0.09 | 0% | 0% | 1 | 50% | 0% | 0% | 2 | 0 | 2 | 14% | 0% | 14% | 1 | 32% | 0% | 0% | 1 | 6% | 0% | 0% | 1 | 26% | 0% | 0% | 1 | 48% | 0% | 0% | 1 | 1% | 0% | 0% | 1 | 6% | 0% | 0% | 1
206 | Kem | 0 | 0 | 0 | 0% | 0% | 1 | 0.04 | 0% | 0% | 1 | 0% | 0% | 0% | 1 | 0 | 2 | 0% | 0% | 0% | 1 | 12% | 0% | 0% | 1 | 44% | 0% | 0% | 1 | 0% | 0% | 0% | 1 | 56% | 0% | 0% | 2 | 68% | 0% | 0% | 2 | 0% | 0% | 0% | 1 |  | 0% | 0% | 1 | 0.05 | 0% | 0% | 1 | 0% | 0% | 0% | 1 | 0 | 2 | 0% | 0% | 0% | 1 | 9% | 0% | 0% | 1 | 34% | 0% | 0% | 1 | 0% | 0% | 0% | 1 | 43% | 0% | 0% | 1 | 61% | 0% | 0% | 2 | 0% | 0% | 0% | 1 |  | 0% | 0% | 1 | 0.05 | 0% | 0% | 1 | 0% | 0% | 0% | 1 | 0 | 2 | 0% | 0% | 0% | 1 | 9% | 0% | 0% | 1 | 20% | 0% | 0% | 1 | 0% | 0% | 0% | 1 | 28% | 0% | 0% | 1 | 58% | 0% | 0% | 2 | 1% | 0% | 0% | 1 |  | 0% | 0% | 1 | 0.04 | 0% | 0% | 1 | 0% | 0% | 0% | 1 | 0 | 2 | 0% | 0% | 0% | 1 | 24% | 0% | 0% | 1 | 16% | 0% | 0% | 1 | 2% | 0% | 0% | 1 | 38% | 0% | 0% | 1 | 60% | 0% | 0% | 2 | 2% | 0% | 0% | 1
207 | Potrero | 0 | 0 | 0 | 0% | 0% | 1 | 0.72 | 0% | 0% | 1 | 0% | 0% | 0% | 1 | 0 | 2 | 0% | 0% | 0% | 1 | 0% | 0% | 0% | 1 | 3% | 0% | 0% | 1 | 20% | 0% | 0% | 1 | 20% | 0% | 0% | 1 | 0% | 0% | 0% | 1 | 2% | 0% | 0% | 1 |  | 0% | 0% | 1 | 0.47 | 0% | 0% | 1 | 0% | 0% | 0% | 1 | 0 | 2 | 0% | 0% | 0% | 1 | 1% | 0% | 0% | 1 | 19% | 0% | 0% | 1 | 45% | 0% | 0% | 1 | 46% | 0% | 0% | 1 | 0% | 0% | 0% | 1 | 4% | 0% | 0% | 1 |  | 0% | 0% | 1 | 0.48 | 0% | 0% | 1 | 0% | 0% | 0% | 1 | 0 | 2 | 2% | 0% | 2% | 1 | 17% | 0% | 0% | 1 | 41% | 0% | 0% | 1 | 62% | 0% | 0% | 2 | 65% | 0% | 0% | 2 | 3% | 0% | 0% | 1 | 7% | 0% | 0% | 1 |  | 0% | 0% | 1 | 0.5 | 0% | 0% | 1 | 0% | 0% | 0% | 1 | 0 | 2 | 41% | 0% | 41% | 2 | 39% | 0% | 0% | 1 | 52% | 0% | 0% | 2 | 73% | 0% | 0% | 3 | 82% | 0% | 0% | 3 | 21% | 0% | 0% | 1 | 7% | 0% | 0% | 1
208 | Palermo | 0 | 0 | 10 | 0% | 0% | 1 | 0.35 | 0% | 0% | 1 | 5% | 0% | 0% | 1 | 0 | 2 | 79% | 0% | 79% | 5 | 85% | 0% | 0% | 3 | 11% | 0% | 0% | 1 | 0% | 0% | 0% | 1 | 95% | 0% | 0% | 5 | 11% | 0% | 0% | 1 | 18% | 0% | 0% | 1 |  | 0% | 0% | 1 | 0.17 | 0% | 0% | 1 | 9% | 0% | 0% | 1 | 0 | 2 | 65% | 3% | 68% | 3 | 87% | 0% | 0% | 3 | 12% | 0% | 0% | 1 | 13% | 0% | 0% | 1 | 93% | 0% | 0% | 4 | 30% | 0% | 0% | 1 | 19% | 0% | 0% | 1 |  | 0% | 0% | 1 | 0.17 | 0% | 0% | 1 | 13% | 0% | 0% | 1 | 0 | 2 | 39% | 5% | 44% | 2 | 74% | 0% | 0% | 3 | 11% | 0% | 0% | 1 | 30% | 0% | 0% | 1 | 86% | 0% | 0% | 3 | 21% | 0% | 0% | 1 | 13% | 0% | 0% | 1 |  | 0% | 0% | 1 | 0.14 | 0% | 0% | 1 | 14% | 0% | 0% | 1 | 0 | 2 | 33% | 7% | 40% | 2 | 66% | 0% | 0% | 2 | 16% | 0% | 0% | 1 | 39% | 0% | 0% | 1 | 85% | 0% | 0% | 3 | 21% | 0% | 0% | 1 | 10% | 0% | 0% | 1
209 | Bogue | 0 | 0 | 10 | 0% | 0% | 1 | 0.2 | 0% | 0% | 1 | 73% | 0% | 0% | 2 | 0 | 2 | 0% | 0% | 0% | 1 | 1% | 0% | 0% | 1 | 0% | 0% | 0% | 1 | 16% | 0% | 0% | 1 | 17% | 0% | 0% | 1 | 0% | 0% | 0% | 1 | 3% | 0% | 0% | 1 |  | 0% | 0% | 1 | 0.14 | 0% | 0% | 1 | 51% | 0% | 0% | 2 | 0 | 2 | 1% | 0% | 1% | 1 | 19% | 0% | 0% | 1 | 7% | 0% | 0% | 1 | 38% | 0% | 0% | 1 | 54% | 0% | 0% | 2 | 1% | 0% | 0% | 1 | 7% | 0% | 0% | 1 |  | 0% | 0% | 1 | 0.12 | 0% | 0% | 1 | 55% | 0% | 0% | 2 | 0 | 2 | 9% | 0% | 9% | 1 | 44% | 0% | 0% | 1 | 8% | 0% | 0% | 1 | 35% | 0% | 0% | 1 | 67% | 0% | 0% | 2 | 4% | 0% | 0% | 1 | 8% | 0% | 0% | 1 |  | 0% | 0% | 1 | 0.11 | 0% | 0% | 1 | 52% | 0% | 0% | 2 | 0 | 2 | 17% | 0% | 17% | 1 | 49% | 0% | 0% | 1 | 8% | 0% | 0% | 1 | 38% | 0% | 0% | 1 | 71% | 0% | 0% | 3 | 7% | 0% | 0% | 1 | 9% | 0% | 0% | 1
210 | Balch 1 | 0 | 0 | 0 | 0% | 0% | 1 | 0.02 | 0% | 0% | 1 | 0% | 0% | 0% | 1 | 0 | 2 | 52% | 45% | 97% | 5 | 21% | 0% | 0% | 1 | 66% | 0% | 0% | 2 | 37% | 0% | 0% | 1 | 77% | 0% | 0% | 3 | 77% | 0% | 0% | 3 | 6% | 0% | 0% | 1 |  | 0% | 0% | 1 | 0.02 | 0% | 0% | 1 | 0% | 0% | 0% | 1 | 0 | 2 | 73% | 19% | 92% | 5 | 12% | 0% | 0% | 1 | 47% | 0% | 0% | 1 | 37% | 0% | 0% | 1 | 58% | 0% | 0% | 2 | 70% | 0% | 0% | 3 | 5% | 0% | 0% | 1 |  | 0% | 0% | 1 | 0.05 | 0% | 0% | 1 | 0% | 0% | 0% | 1 | 0 | 2 | 79% | 10% | 89% | 5 | 17% | 0% | 0% | 1 | 42% | 0% | 0% | 1 | 33% | 0% | 0% | 1 | 62% | 0% | 0% | 2 | 69% | 0% | 0% | 2 | 4% | 0% | 0% | 1 |  | 0% | 0% | 1 | 0.12 | 0% | 0% | 1 | 0% | 0% | 0% | 1 | 0 | 2 | 71% | 5% | 76% | 5 | 36% | 0% | 0% | 1 | 40% | 0% | 0% | 1 | 35% | 0% | 0% | 1 | 73% | 0% | 0% | 3 | 63% | 0% | 0% | 2 | 5% | 0% | 0% | 1
211 | Pauba | 0 | 0 | 0 | 0% | 0% | 1 | 0.39 | 0% | 0% | 1 | 6% | 0% | 0% | 1 | 0 | 2 | 60% | 6% | 66% | 3 | 29% | 0% | 0% | 1 | 48% | 0% | 0% | 1 | 56% | 0% | 0% | 2 | 64% | 0% | 0% | 2 | 12% | 0% | 0% | 1 | 5% | 0% | 0% | 1 |  | 0% | 0% | 1 | 0.27 | 0% | 0% | 1 | 3% | 0% | 0% | 1 | 0 | 2 | 56% | 30% | 86% | 5 | 41% | 0% | 0% | 1 | 46% | 0% | 0% | 1 | 66% | 0% | 0% | 2 | 71% | 0% | 0% | 3 | 21% | 0% | 0% | 1 | 5% | 0% | 0% | 1 |  | 0% | 0% | 1 | 0.27 | 0% | 0% | 1 | 3% | 0% | 0% | 1 | 0 | 2 | 51% | 39% | 90% | 5 | 50% | 0% | 0% | 2 | 36% | 0% | 0% | 1 | 57% | 0% | 0% | 2 | 74% | 0% | 0% | 3 | 23% | 0% | 0% | 1 | 5% | 0% | 0% | 1 |  | 0% | 0% | 1 | 0.27 | 0% | 0% | 1 | 3% | 0% | 0% | 1 | 0 | 2 | 43% | 47% | 90% | 5 | 48% | 0% | 0% | 1 | 31% | 0% | 0% | 1 | 49% | 0% | 0% | 1 | 72% | 0% | 0% | 3 | 23% | 0% | 0% | 1 | 6% | 0% | 0% | 1
212 | Eastshore | 0 | 0 | 10 | 0% | 0% | 1 | 0.04 | 0% | 0% | 1 | 0% | 0% | 0% | 1 | 0 | 2 | 0% | 0% | 0% | 1 | 0% | 0% | 0% | 1 | 0% | 0% | 0% | 1 | 39% | 0% | 0% | 1 | 39% | 0% | 0% | 1 | 0% | 0% | 0% | 1 | 72% | 0% | 0% | 3 |  | 0% | 0% | 1 | 0.71 | 0% | 0% | 1 | 0% | 0% | 0% | 1 | 0 | 2 | 62% | 0% | 62% | 3 | 47% | 0% | 0% | 1 | 20% | 0% | 0% | 1 | 66% | 0% | 0% | 2 | 83% | 0% | 0% | 3 | 40% | 0% | 0% | 1 | 9% | 0% | 0% | 1 |  | 0% | 0% | 1 | 0.52 | 0% | 0% | 1 | 0% | 0% | 0% | 1 | 0 | 2 | 72% | 0% | 72% | 3 | 66% | 0% | 0% | 2 | 29% | 0% | 0% | 1 | 66% | 0% | 0% | 2 | 87% | 0% | 0% | 3 | 38% | 0% | 0% | 1 | 8% | 0% | 0% | 1 |  | 0% | 0% | 1 | 0.28 | 0% | 0% | 1 | 0% | 0% | 0% | 1 | 0 | 2 | 70% | 0% | 70% | 3 | 55% | 0% | 0% | 2 | 37% | 0% | 0% | 1 | 63% | 0% | 0% | 2 | 81% | 0% | 0% | 3 | 44% | 0% | 0% | 1 | 8% | 0% | 0% | 1
213 | Cheney | 0 | 0 | 0 | 0% | 0% | 1 | 0.08 | 0% | 0% | 1 | 75% | 0% | 0% | 3 | 0 | 2 | 2% | 0% | 2% | 1 | 9% | 0% | 0% | 1 | 5% | 0% | 0% | 1 | 13% | 0% | 0% | 1 | 17% | 0% | 0% | 1 | 0% | 0% | 0% | 1 | 0% | 0% | 0% | 1 |  | 0% | 0% | 1 | 0.07 | 0% | 0% | 1 | 54% | 0% | 0% | 2 | 0 | 2 | 8% | 0% | 8% | 1 | 22% | 0% | 0% | 1 | 8% | 0% | 0% | 1 | 24% | 0% | 0% | 1 | 34% | 0% | 0% | 1 | 7% | 0% | 0% | 1 | 0% | 0% | 0% | 1 |  | 0% | 0% | 1 | 0.07 | 0% | 0% | 1 | 42% | 0% | 0% | 1 | 0 | 2 | 10% | 0% | 10% | 1 | 26% | 0% | 0% | 1 | 7% | 0% | 0% | 1 | 18% | 0% | 0% | 1 | 35% | 0% | 0% | 1 | 10% | 0% | 0% | 1 | 1% | 0% | 0% | 1 |  | 0% | 0% | 1 | 0.06 | 0% | 0% | 1 | 37% | 0% | 0% | 1 | 0 | 2 | 18% | 1% | 19% | 2 | 37% | 0% | 0% | 1 | 9% | 0% | 0% | 1 | 19% | 0% | 0% | 1 | 44% | 0% | 0% | 1 | 15% | 0% | 0% | 1 | 3% | 0% | 0% | 1
214 | Warnerville | 0 | 0 | 10 | 0% | 0% | 1 | 0.13 | 0% | 0% | 1 | 27% | 0% | 0% | 1 | 0 | 2 | 25% | 0% | 25% | 2 | 36% | 0% | 0% | 1 | 10% | 0% | 0% | 1 | 29% | 0% | 0% | 1 | 63% | 0% | 0% | 2 | 1% | 0% | 0% | 1 | 4% | 0% | 0% | 1 |  | 0% | 0% | 1 | 0.13 | 0% | 0% | 1 | 25% | 0% | 0% | 1 | 0 | 2 | 36% | 0% | 36% | 2 | 60% | 0% | 0% | 2 | 12% | 0% | 0% | 1 | 30% | 0% | 0% | 1 | 71% | 0% | 0% | 3 | 13% | 0% | 0% | 1 | 7% | 0% | 0% | 1 |  | 0% | 0% | 1 | 0.12 | 0% | 0% | 1 | 24% | 0% | 0% | 1 | 0 | 2 | 42% | 0% | 42% | 2 | 63% | 0% | 0% | 2 | 16% | 0% | 0% | 1 | 30% | 0% | 0% | 1 | 72% | 0% | 0% | 3 | 23% | 0% | 0% | 1 | 8% | 0% | 0% | 1 |  | 0% | 0% | 1 | 0.12 | 0% | 0% | 1 | 30% | 0% | 0% | 1 | 0 | 2 | 39% | 0% | 39% | 2 | 53% | 0% | 0% | 2 | 17% | 0% | 0% | 1 | 29% | 0% | 0% | 1 | 64% | 0% | 0% | 2 | 25% | 0% | 0% | 1 | 7% | 0% | 0% | 1
215 | Corona | 0 | 0 | 10 | 0% | 0% | 1 | 0.15 | 0% | 0% | 1 | 2% | 0% | 0% | 1 | 0 | 2 | 87% | 0% | 87% | 5 | 88% | 0% | 0% | 3 | 37% | 0% | 0% | 1 | 66% | 0% | 0% | 2 | 96% | 0% | 0% | 5 | 24% | 0% | 0% | 1 | 4% | 0% | 0% | 1 |  | 0% | 0% | 1 | 0.13 | 0% | 0% | 1 | 3% | 0% | 0% | 1 | 0 | 2 | 71% | 0% | 71% | 3 | 64% | 0% | 0% | 2 | 30% | 0% | 0% | 1 | 65% | 0% | 0% | 2 | 86% | 0% | 0% | 3 | 31% | 0% | 0% | 1 | 5% | 0% | 0% | 1 |  | 0% | 0% | 1 | 0.13 | 0% | 0% | 1 | 5% | 0% | 0% | 1 | 0 | 2 | 55% | 0% | 55% | 3 | 60% | 0% | 0% | 2 | 26% | 0% | 0% | 1 | 57% | 0% | 0% | 2 | 82% | 0% | 0% | 3 | 35% | 0% | 0% | 1 | 6% | 0% | 0% | 1 |  | 0% | 0% | 1 | 0.17 | 0% | 0% | 1 | 11% | 0% | 0% | 1 | 0 | 2 | 35% | 0% | 35% | 2 | 60% | 0% | 0% | 2 | 31% | 0% | 0% | 1 | 58% | 0% | 0% | 2 | 84% | 0% | 0% | 3 | 30% | 0% | 0% | 1 | 7% | 0% | 0% | 1
216 | Goleta | 0 | 0 | 10 | 0% | 0% | 1 | 0.1 | 0% | 0% | 1 | 5% | 0% | 0% | 1 | 0 | 2 | 84% | 2% | 86% | 5 | 14% | 0% | 0% | 1 | 0% | 0% | 0% | 1 | 5% | 0% | 0% | 1 | 19% | 0% | 0% | 1 | 48% | 0% | 0% | 1 | 7% | 0% | 0% | 1 |  | 0% | 0% | 1 | 0.07 | 0% | 0% | 1 | 2% | 0% | 0% | 1 | 0 | 2 | 77% | 1% | 78% | 5 | 19% | 0% | 0% | 1 | 3% | 0% | 0% | 1 | 5% | 0% | 0% | 1 | 23% | 0% | 0% | 1 | 57% | 0% | 0% | 2 | 6% | 0% | 0% | 1 |  | 0% | 0% | 1 | 0.1 | 0% | 0% | 1 | 3% | 0% | 0% | 1 | 0 | 2 | 67% | 15% | 82% | 5 | 22% | 0% | 0% | 1 | 3% | 0% | 0% | 1 | 4% | 0% | 0% | 1 | 26% | 0% | 0% | 1 | 58% | 0% | 0% | 2 | 6% | 0% | 0% | 1 |  | 0% | 0% | 1 | 0.09 | 0% | 0% | 1 | 3% | 0% | 0% | 1 | 0 | 2 | 57% | 17% | 74% | 3 | 18% | 0% | 0% | 1 | 4% | 0% | 0% | 1 | 4% | 0% | 0% | 1 | 23% | 0% | 0% | 1 | 54% | 0% | 0% | 2 | 5% | 0% | 0% | 1
217 | Midway Green Ridge Services | 0 | 0 | 0 | 0% | 0% | 1 | 0.18 | 0% | 0% | 1 | 6% | 0% | 0% | 1 | 0 | 2 | 86% | 0% | 86% | 5 | 83% | 0% | 0% | 3 | 71% | 0% | 0% | 3 | 81% | 0% | 0% | 3 | 98% | 0% | 0% | 5 | 23% | 0% | 0% | 1 | 4% | 0% | 0% | 1 |  | 0% | 0% | 1 | 0.16 | 0% | 0% | 1 | 21% | 0% | 0% | 1 | 0 | 2 | 69% | 3% | 72% | 3 | 69% | 0% | 0% | 2 | 60% | 0% | 0% | 2 | 61% | 0% | 0% | 2 | 82% | 0% | 0% | 3 | 28% | 0% | 0% | 1 | 6% | 0% | 0% | 1 |  | 0% | 0% | 1 | 0.15 | 0% | 0% | 1 | 34% | 0% | 0% | 1 | 0 | 2 | 50% | 7% | 57% | 3 | 54% | 0% | 0% | 2 | 40% | 0% | 0% | 1 | 42% | 0% | 0% | 1 | 66% | 0% | 0% | 2 | 29% | 0% | 0% | 1 | 5% | 0% | 0% | 1 |  | 0% | 0% | 1 | 0.13 | 0% | 0% | 1 | 37% | 0% | 0% | 1 | 0 | 2 | 42% | 9% | 51% | 3 | 52% | 0% | 0% | 2 | 35% | 0% | 0% | 1 | 38% | 0% | 0% | 1 | 62% | 0% | 0% | 2 | 29% | 0% | 0% | 1 | 6% | 0% | 0% | 1
218 | Lerdo | 0 | 0 | 10 | 0% | 0% | 1 | 0.13 | 0% | 0% | 1 | 73% | 0% | 0% | 2 | 0 | 2 | 4% | 0% | 4% | 1 | 25% | 0% | 0% | 1 | 0% | 0% | 0% | 1 | 0% | 0% | 0% | 1 | 25% | 0% | 0% | 1 | 0% | 0% | 0% | 1 | 2% | 0% | 0% | 1 |  | 0% | 0% | 1 | 0.12 | 0% | 0% | 1 | 62% | 0% | 0% | 2 | 0 | 2 | 21% | 0% | 21% | 2 | 29% | 0% | 0% | 1 | 1% | 0% | 0% | 1 | 9% | 0% | 0% | 1 | 33% | 0% | 0% | 1 | 3% | 0% | 0% | 1 | 1% | 0% | 0% | 1 |  | 0% | 0% | 1 | 0.11 | 0% | 0% | 1 | 53% | 0% | 0% | 2 | 0 | 2 | 30% | 0% | 30% | 2 | 37% | 0% | 0% | 1 | 9% | 0% | 0% | 1 | 22% | 0% | 0% | 1 | 48% | 0% | 0% | 1 | 5% | 0% | 0% | 1 | 4% | 0% | 0% | 1 |  | 0% | 0% | 1 | 0.11 | 0% | 0% | 1 | 47% | 0% | 0% | 1 | 0 | 2 | 28% | 0% | 28% | 2 | 36% | 0% | 0% | 1 | 14% | 0% | 0% | 1 | 30% | 0% | 0% | 1 | 51% | 0% | 0% | 2 | 12% | 0% | 0% | 1 | 4% | 0% | 0% | 1
219 | Tulucay | 0 | 0 | 10 | 0% | 0% | 1 | 0.13 | 0% | 0% | 1 | 27% | 0% | 0% | 1 | 0 | 2 | 25% | 0% | 25% | 2 | 75% | 0% | 0% | 3 | 7% | 0% | 0% | 1 | 30% | 0% | 0% | 1 | 87% | 0% | 0% | 3 | 25% | 0% | 0% | 1 | 6% | 0% | 0% | 1 |  | 0% | 0% | 1 | 0.22 | 0% | 0% | 1 | 22% | 0% | 0% | 1 | 0 | 2 | 28% | 0% | 28% | 2 | 64% | 0% | 0% | 2 | 9% | 0% | 0% | 1 | 32% | 0% | 0% | 1 | 78% | 0% | 0% | 3 | 30% | 0% | 0% | 1 | 9% | 0% | 0% | 1 |  | 0% | 0% | 1 | 0.27 | 0% | 0% | 1 | 16% | 0% | 0% | 1 | 0 | 2 | 30% | 0% | 30% | 2 | 62% | 0% | 0% | 2 | 13% | 0% | 0% | 1 | 34% | 0% | 0% | 1 | 79% | 0% | 0% | 3 | 33% | 0% | 0% | 1 | 9% | 0% | 0% | 1 |  | 0% | 0% | 1 | 0.25 | 0% | 0% | 1 | 13% | 0% | 0% | 1 | 0 | 2 | 39% | 0% | 39% | 2 | 62% | 0% | 0% | 2 | 19% | 0% | 0% | 1 | 37% | 0% | 0% | 1 | 80% | 0% | 0% | 3 | 32% | 0% | 0% | 1 | 10% | 0% | 0% | 1
220 | McCall | 0 | 0 | 10 | 0% | 0% | 1 | 0.23 | 0% | 0% | 1 | 80% | 0% | 0% | 3 | 0 | 2 | 0% | 0% | 0% | 1 | 0% | 0% | 0% | 1 | 0% | 0% | 0% | 1 | 0% | 0% | 0% | 1 | 0% | 0% | 0% | 1 | 0% | 0% | 0% | 1 | 0% | 0% | 0% | 1 |  | 0% | 0% | 1 | 0.22 | 0% | 0% | 1 | 74% | 0% | 0% | 2 | 0 | 2 | 0% | 0% | 0% | 1 | 0% | 0% | 0% | 1 | 0% | 0% | 0% | 1 | 0% | 0% | 0% | 1 | 0% | 0% | 0% | 1 | 0% | 0% | 0% | 1 | 2% | 0% | 0% | 1 |  | 0% | 0% | 1 | 0.22 | 0% | 0% | 1 | 65% | 0% | 0% | 2 | 0 | 2 | 2% | 0% | 2% | 1 | 2% | 0% | 0% | 1 | 3% | 0% | 0% | 1 | 4% | 0% | 0% | 1 | 5% | 0% | 0% | 1 | 1% | 0% | 0% | 1 | 2% | 0% | 0% | 1 |  | 0% | 0% | 1 | 0.19 | 0% | 0% | 1 | 54% | 0% | 0% | 2 | 0 | 2 | 8% | 0% | 8% | 1 | 12% | 0% | 0% | 1 | 13% | 0% | 0% | 1 | 16% | 0% | 0% | 1 | 21% | 0% | 0% | 1 | 5% | 0% | 0% | 1 | 4% | 0% | 0% | 1
221 | Notre Dame | 0 | 0 | 10 | 0% | 0% | 1 | 0.16 | 0% | 0% | 1 | 34% | 0% | 0% | 1 | 0 | 2 | 36% | 0% | 36% | 2 | 65% | 0% | 0% | 2 | 47% | 0% | 0% | 1 | 64% | 0% | 0% | 2 | 67% | 0% | 0% | 2 | 51% | 0% | 0% | 2 | 16% | 0% | 0% | 1 |  | 0% | 0% | 1 | 0.13 | 0% | 0% | 1 | 38% | 0% | 0% | 1 | 0 | 2 | 31% | 0% | 31% | 2 | 63% | 0% | 0% | 2 | 26% | 0% | 0% | 1 | 49% | 0% | 0% | 1 | 71% | 0% | 0% | 3 | 33% | 0% | 0% | 1 | 13% | 0% | 0% | 1 |  | 0% | 0% | 1 | 0.11 | 0% | 0% | 1 | 34% | 0% | 0% | 1 | 0 | 2 | 31% | 0% | 31% | 2 | 62% | 0% | 0% | 2 | 19% | 0% | 0% | 1 | 44% | 0% | 0% | 1 | 75% | 0% | 0% | 3 | 27% | 0% | 0% | 1 | 15% | 0% | 0% | 1 |  | 0% | 0% | 1 | 0.1 | 0% | 0% | 1 | 33% | 0% | 0% | 1 | 0 | 2 | 25% | 5% | 30% | 2 | 54% | 0% | 0% | 2 | 17% | 0% | 0% | 1 | 41% | 0% | 0% | 1 | 71% | 0% | 0% | 3 | 23% | 0% | 0% | 1 | 13% | 0% | 0% | 1
222 | Martinez | 0 | 0 | 10 | 0% | 0% | 1 | 0.75 | 0% | 0% | 1 | 0% | 0% | 0% | 1 | 0 | 2 | 46% | 0% | 46% | 2 | 1% | 0% | 0% | 1 | 41% | 0% | 0% | 1 | 50% | 0% | 0% | 2 | 62% | 0% | 0% | 2 | 7% | 0% | 0% | 1 | 5% | 0% | 0% | 1 |  | 0% | 0% | 1 | 0.73 | 0% | 0% | 1 | 0% | 0% | 0% | 1 | 0 | 2 | 40% | 0% | 40% | 2 | 21% | 0% | 0% | 1 | 49% | 0% | 0% | 1 | 56% | 0% | 0% | 2 | 75% | 0% | 0% | 3 | 14% | 0% | 0% | 1 | 15% | 0% | 0% | 1 |  | 0% | 0% | 1 | 0.55 | 0% | 0% | 1 | 1% | 0% | 0% | 1 | 0 | 2 | 41% | 0% | 41% | 2 | 37% | 0% | 0% | 1 | 47% | 0% | 0% | 1 | 57% | 0% | 0% | 2 | 81% | 0% | 0% | 3 | 17% | 0% | 0% | 1 | 21% | 0% | 0% | 1 |  | 0% | 0% | 1 | 0.28 | 0% | 0% | 1 | 6% | 0% | 0% | 1 | 0 | 2 | 52% | 0% | 52% | 3 | 38% | 0% | 0% | 1 | 38% | 0% | 0% | 1 | 48% | 0% | 0% | 1 | 72% | 0% | 0% | 3 | 18% | 0% | 0% | 1 | 15% | 0% | 0% | 1
223 | San Bernardino | 0 | 0 | 10 | 0% | 0% | 1 | 0.28 | 0% | 0% | 1 | 2% | 0% | 0% | 1 | 0 | 2 | 72% | 0% | 72% | 3 | 0% | 0% | 0% | 1 | 64% | 0% | 0% | 2 | 100% | 0% | 0% | 5 | 100% | 0% | 0% | 5 | 48% | 0% | 0% | 1 | 2% | 0% | 0% | 1 |  | 0% | 0% | 1 | 0.27 | 0% | 0% | 1 | 2% | 0% | 0% | 1 | 0 | 2 | 54% | 41% | 95% | 5 | 34% | 0% | 0% | 1 | 43% | 0% | 0% | 1 | 54% | 0% | 0% | 2 | 80% | 0% | 0% | 3 | 45% | 0% | 0% | 1 | 6% | 0% | 0% | 1 |  | 0% | 0% | 1 | 0.26 | 0% | 0% | 1 | 1% | 0% | 0% | 1 | 0 | 2 | 49% | 47% | 96% | 5 | 47% | 0% | 0% | 1 | 35% | 0% | 0% | 1 | 55% | 0% | 0% | 2 | 79% | 0% | 0% | 3 | 39% | 0% | 0% | 1 | 5% | 0% | 0% | 1 |  | 0% | 0% | 1 | 0.21 | 0% | 0% | 1 | 2% | 0% | 0% | 1 | 0 | 2 | 52% | 41% | 93% | 5 | 47% | 0% | 0% | 1 | 40% | 0% | 0% | 1 | 62% | 0% | 0% | 2 | 82% | 0% | 0% | 3 | 43% | 0% | 0% | 1 | 6% | 0% | 0% | 1
224 | Las Positas | 0 | 0 | 0 | 0% | 0% | 1 | 0.1 | 0% | 0% | 1 | 1% | 0% | 0% | 1 | 0 | 2 | 96% | 0% | 96% | 5 | 69% | 0% | 0% | 2 | 64% | 0% | 0% | 2 | 77% | 0% | 0% | 3 | 89% | 0% | 0% | 3 | 27% | 0% | 0% | 1 | 8% | 0% | 0% | 1 |  | 0% | 0% | 1 | 0.12 | 0% | 0% | 1 | 0% | 0% | 0% | 1 | 0 | 2 | 96% | 2% | 98% | 5 | 68% | 0% | 0% | 2 | 60% | 0% | 0% | 2 | 71% | 0% | 0% | 3 | 89% | 0% | 0% | 3 | 37% | 0% | 0% | 1 | 6% | 0% | 0% | 1 |  | 0% | 0% | 1 | 0.15 | 0% | 0% | 1 | 10% | 0% | 0% | 1 | 0 | 2 | 76% | 9% | 85% | 5 | 65% | 0% | 0% | 2 | 59% | 0% | 0% | 2 | 66% | 0% | 0% | 2 | 86% | 0% | 0% | 3 | 40% | 0% | 0% | 1 | 6% | 0% | 0% | 1 |  | 0% | 0% | 1 | 0.12 | 0% | 0% | 1 | 20% | 0% | 0% | 1 | 0 | 2 | 63% | 10% | 73% | 3 | 61% | 0% | 0% | 2 | 43% | 0% | 0% | 1 | 49% | 0% | 0% | 1 | 75% | 0% | 0% | 3 | 41% | 0% | 0% | 1 | 6% | 0% | 0% | 1
225 | Pomerado | 0 | 0 | 10 | 0% | 0% | 1 | 0.21 | 0% | 0% | 1 | 0% | 0% | 0% | 1 | 0 | 2 | 11% | 89% | 100% | 5 | 76% | 0% | 0% | 3 | 38% | 0% | 0% | 1 | 57% | 0% | 0% | 2 | 100% | 0% | 0% | 5 | 21% | 0% | 0% | 1 | 1% | 0% | 0% | 1 |  | 0% | 0% | 1 | 0.29 | 0% | 0% | 1 | 1% | 0% | 0% | 1 | 0 | 2 | 38% | 56% | 94% | 5 | 71% | 0% | 0% | 3 | 62% | 0% | 0% | 2 | 69% | 0% | 0% | 2 | 97% | 0% | 0% | 5 | 14% | 0% | 0% | 1 | 4% | 0% | 0% | 1 |  | 0% | 0% | 1 | 0.23 | 0% | 0% | 1 | 1% | 0% | 0% | 1 | 0 | 2 | 28% | 66% | 94% | 5 | 61% | 0% | 0% | 2 | 44% | 0% | 0% | 1 | 57% | 0% | 0% | 2 | 83% | 0% | 0% | 3 | 31% | 0% | 0% | 1 | 4% | 0% | 0% | 1 |  | 0% | 0% | 1 | 0.24 | 0% | 0% | 1 | 1% | 0% | 0% | 1 | 0 | 2 | 19% | 74% | 93% | 5 | 46% | 0% | 0% | 1 | 25% | 0% | 0% | 1 | 36% | 0% | 0% | 1 | 64% | 0% | 0% | 2 | 42% | 0% | 0% | 1 | 5% | 0% | 0% | 1
226 | Altamont Midway (Sandhill) | 0 | 0 | 10 | 0% | 0% | 1 | 0.07 | 0% | 0% | 1 | 0% | 0% | 0% | 1 | 0 | 2 | 99% | 0% | 99% | 5 | 94% | 0% | 0% | 4 | 46% | 0% | 0% | 1 | 73% | 0% | 0% | 3 | 100% | 0% | 0% | 5 | 17% | 0% | 0% | 1 | 7% | 0% | 0% | 1 |  | 0% | 0% | 1 | 0.15 | 0% | 0% | 1 | 11% | 0% | 0% | 1 | 0 | 2 | 81% | 1% | 82% | 5 | 65% | 0% | 0% | 2 | 64% | 0% | 0% | 2 | 69% | 0% | 0% | 2 | 89% | 0% | 0% | 3 | 25% | 0% | 0% | 1 | 7% | 0% | 0% | 1 |  | 0% | 0% | 1 | 0.14 | 0% | 0% | 1 | 23% | 0% | 0% | 1 | 0 | 2 | 62% | 5% | 67% | 3 | 54% | 0% | 0% | 2 | 51% | 0% | 0% | 2 | 55% | 0% | 0% | 2 | 72% | 0% | 0% | 3 | 29% | 0% | 0% | 1 | 6% | 0% | 0% | 1 |  | 0% | 0% | 1 | 0.14 | 0% | 0% | 1 | 32% | 0% | 0% | 1 | 0 | 2 | 50% | 7% | 57% | 3 | 52% | 0% | 0% | 2 | 37% | 0% | 0% | 1 | 41% | 0% | 0% | 1 | 65% | 0% | 0% | 2 | 31% | 0% | 0% | 1 | 6% | 0% | 0% | 1
227 | Wheeler Ridge | 500 | 5000 | 10 | 231.7% | 6.686% | 4 | 0.08 | 156.7% | 4.466% | 3 | 86% | 164.1% | 5.103% | 4 | 0 | 2 | 0% | 0% | 0% | 1 | 5% | 11.75% | 0% | 1 | 13% | 12.91% | 0% | 1 | 18% | 13.73% | 0% | 1 | 20% | 14.07% | 0% | 1 | 0% | 11.19% | 0% | 1 | 2% | 11.41% | 0% | 1 |  | 30.76% | 0% | 2 | 0.07 | 24.78% | 0% | 2 | 68% | 23.64% | 0% | 2 | 0 | 2 | 8% | 0% | 8% | 1 | 15% | 3.488% | 0% | 1 | 23% | 3.847% | 0% | 1 | 35% | 4.556% | 0% | 1 | 39% | 4.846% | 0% | 1 | 2% | 3.051% | 0% | 1 | 2% | 3.034% | 0% | 1 |  | 14.77% | 0% | 1 | 0.08 | 11.89% | 0% | 1 | 62% | 23.64% | 0% | 2 | 0 | 2 | 14% | 0% | 14% | 1 | 20% | 2.171% | 0% | 1 | 22% | 2.211% | 0% | 1 | 34% | 2.634% | 0% | 1 | 43% | 3.053% | 0% | 1 | 6% | 1.83% | 0% | 1 | 1% | 1.754% | 0% | 1 |  | 10.18% | 0% | 1 | 0.09 | 7.408% | 0% | 1 | 55% | 23.64% | 0% | 2 | 0 | 2 | 19% | 1% | 20% | 2 | 26% | 1.568% | 0% | 1 | 24% | 1.536% | 0% | 1 | 36% | 1.829% | 0% | 1 | 49% | 2.298% | 0% | 1 | 9% | 1.279% | 0% | 1 | 2% | 1.185% | 0% | 1
228 | El Cajon | 0 | 0 | 10 | 0% | 0% | 1 | 0.3 | 0% | 0% | 1 | 0% | 0% | 0% | 1 | 0 | 2 | 91% | 0% | 91% | 5 | 99% | 0% | 0% | 5 | 100% | 0% | 0% | 5 | 1% | 0% | 0% | 1 | 100% | 0% | 0% | 5 | 0% | 0% | 0% | 1 | 8% | 0% | 0% | 1 |  | 0% | 0% | 1 | 0.24 | 0% | 0% | 1 | 1% | 0% | 0% | 1 | 0 | 2 | 58% | 42% | 100% | 5 | 62% | 0% | 0% | 2 | 61% | 0% | 0% | 2 | 63% | 0% | 0% | 2 | 87% | 0% | 0% | 3 | 24% | 0% | 0% | 1 | 6% | 0% | 0% | 1 |  | 0% | 0% | 1 | 0.23 | 0% | 0% | 1 | 0% | 0% | 0% | 1 | 0 | 2 | 26% | 67% | 93% | 5 | 44% | 0% | 0% | 1 | 47% | 0% | 0% | 1 | 75% | 0% | 0% | 3 | 89% | 0% | 0% | 3 | 32% | 0% | 0% | 1 | 3% | 0% | 0% | 1 |  | 0% | 0% | 1 | 0.21 | 0% | 0% | 1 | 0% | 0% | 0% | 1 | 0 | 2 | 24% | 67% | 91% | 5 | 35% | 0% | 0% | 1 | 41% | 0% | 0% | 1 | 65% | 0% | 0% | 2 | 77% | 0% | 0% | 3 | 39% | 0% | 0% | 1 | 4% | 0% | 0% | 1
229 | Ellis | 0 | 0 | 10 | 0% | 0% | 1 | 0.69 | 0% | 0% | 1 | 0% | 0% | 0% | 1 | 0 | 2 | 0% | 0% | 0% | 1 | 0% | 0% | 0% | 1 | 22% | 0% | 0% | 1 | 100% | 0% | 0% | 5 | 100% | 0% | 0% | 5 | 0% | 0% | 0% | 1 | 9% | 0% | 0% | 1 |  | 0% | 0% | 1 | 0.51 | 0% | 0% | 1 | 0% | 0% | 0% | 1 | 0 | 2 | 0% | 0% | 0% | 1 | 2% | 0% | 0% | 1 | 28% | 0% | 0% | 1 | 96% | 0% | 0% | 5 | 99% | 0% | 0% | 5 | 0% | 0% | 0% | 1 | 7% | 0% | 0% | 1 |  | 0% | 0% | 1 | 0.51 | 0% | 0% | 1 | 0% | 0% | 0% | 1 | 0 | 2 | 5% | 0% | 5% | 1 | 5% | 0% | 0% | 1 | 22% | 0% | 0% | 1 | 77% | 0% | 0% | 3 | 82% | 0% | 0% | 3 | 1% | 0% | 0% | 1 | 7% | 0% | 0% | 1 |  | 0% | 0% | 1 | 0.49 | 0% | 0% | 1 | 0% | 0% | 0% | 1 | 0 | 2 | 17% | 22% | 39% | 4 | 19% | 0% | 0% | 1 | 23% | 0% | 0% | 1 | 61% | 0% | 0% | 2 | 78% | 0% | 0% | 3 | 25% | 0% | 0% | 1 | 8% | 0% | 0% | 1
230 | French Camp | 0 | 0 | 10 | 0% | 0% | 1 | 0.14 | 0% | 0% | 1 | 81% | 0% | 0% | 3 | 0 | 2 | 0% | 0% | 0% | 1 | 0% | 0% | 0% | 1 | 2% | 0% | 0% | 1 | 2% | 0% | 0% | 1 | 2% | 0% | 0% | 1 | 0% | 0% | 0% | 1 | 2% | 0% | 0% | 1 |  | 0% | 0% | 1 | 0.19 | 0% | 0% | 1 | 73% | 0% | 0% | 2 | 0 | 2 | 0% | 0% | 0% | 1 | 8% | 0% | 0% | 1 | 1% | 0% | 0% | 1 | 2% | 0% | 0% | 1 | 10% | 0% | 0% | 1 | 0% | 0% | 0% | 1 | 4% | 0% | 0% | 1 |  | 0% | 0% | 1 | 0.17 | 0% | 0% | 1 | 71% | 0% | 0% | 2 | 0 | 2 | 0% | 0% | 0% | 1 | 18% | 0% | 0% | 1 | 7% | 0% | 0% | 1 | 10% | 0% | 0% | 1 | 25% | 0% | 0% | 1 | 0% | 0% | 0% | 1 | 4% | 0% | 0% | 1 |  | 0% | 0% | 1 | 0.17 | 0% | 0% | 1 | 60% | 0% | 0% | 2 | 0 | 2 | 9% | 0% | 9% | 1 | 27% | 0% | 0% | 1 | 17% | 0% | 0% | 1 | 24% | 0% | 0% | 1 | 41% | 0% | 0% | 1 | 3% | 0% | 0% | 1 | 6% | 0% | 0% | 1
231 | Exchequer | 0 | 0 | 10 | 0% | 0% | 1 | 0.07 | 0% | 0% | 1 | 0% | 0% | 0% | 1 | 0 | 2 | 60% | 0% | 60% | 3 | 80% | 0% | 0% | 3 | 14% | 0% | 0% | 1 | 4% | 0% | 0% | 1 | 86% | 0% | 0% | 3 | 76% | 0% | 0% | 3 | 2% | 0% | 0% | 1 |  | 0% | 0% | 1 | 0.07 | 0% | 0% | 1 | 0% | 0% | 0% | 1 | 0 | 2 | 71% | 3% | 74% | 3 | 85% | 0% | 0% | 3 | 30% | 0% | 0% | 1 | 34% | 0% | 0% | 1 | 92% | 0% | 0% | 4 | 77% | 0% | 0% | 3 | 12% | 0% | 0% | 1 |  | 0% | 0% | 1 | 0.08 | 0% | 0% | 1 | 5% | 0% | 0% | 1 | 0 | 2 | 68% | 9% | 77% | 5 | 81% | 0% | 0% | 3 | 37% | 0% | 0% | 1 | 44% | 0% | 0% | 1 | 90% | 0% | 0% | 4 | 66% | 0% | 0% | 2 | 13% | 0% | 0% | 1 |  | 0% | 0% | 1 | 0.08 | 0% | 0% | 1 | 9% | 0% | 0% | 1 | 0 | 2 | 66% | 10% | 76% | 5 | 69% | 0% | 0% | 2 | 43% | 0% | 0% | 1 | 46% | 0% | 0% | 1 | 87% | 0% | 0% | 3 | 52% | 0% | 0% | 2 | 12% | 0% | 0% | 1
232 | Higgins | 0 | 0 | 10 | 0% | 0% | 1 | 0.4 | 0% | 0% | 1 | 2% | 0% | 0% | 1 | 0 | 2 | 95% | 0% | 95% | 5 | 93% | 0% | 0% | 4 | 0% | 0% | 0% | 1 | 1% | 0% | 0% | 1 | 93% | 0% | 0% | 4 | 9% | 0% | 0% | 1 | 7% | 0% | 0% | 1 |  | 0% | 0% | 1 | 0.34 | 0% | 0% | 1 | 1% | 0% | 0% | 1 | 0 | 2 | 94% | 1% | 95% | 5 | 85% | 0% | 0% | 3 | 6% | 0% | 0% | 1 | 11% | 0% | 0% | 1 | 85% | 0% | 0% | 3 | 22% | 0% | 0% | 1 | 6% | 0% | 0% | 1 |  | 0% | 0% | 1 | 0.34 | 0% | 0% | 1 | 2% | 0% | 0% | 1 | 0 | 2 | 83% | 7% | 90% | 5 | 81% | 0% | 0% | 3 | 6% | 0% | 0% | 1 | 11% | 0% | 0% | 1 | 83% | 0% | 0% | 3 | 20% | 0% | 0% | 1 | 9% | 0% | 0% | 1 |  | 0% | 0% | 1 | 0.28 | 0% | 0% | 1 | 4% | 0% | 0% | 1 | 0 | 2 | 71% | 14% | 85% | 5 | 74% | 0% | 0% | 3 | 11% | 0% | 0% | 1 | 14% | 0% | 0% | 1 | 82% | 0% | 0% | 3 | 19% | 0% | 0% | 1 | 9% | 0% | 0% | 1
233 | Mead | 0 | 0 | 0 | 0% | 0% | 1 | 0 | 0% | 0% | 1 | 0% | 0% | 0% | 1 | 0 | 2 | 0% | 0% | 0% | 1 | 0% | 0% | 0% | 1 | 0% | 0% | 0% | 1 | 0% | 0% | 0% | 1 | 0% | 0% | 0% | 1 | 0% | 0% | 0% | 1 | 0% | 0% | 0% | 1 |  | 0% | 0% | 1 | 0 | 0% | 0% | 1 | 0% | 0% | 0% | 1 | 0 | 2 | 0% | 0% | 0% | 1 | 0% | 0% | 0% | 1 | 0% | 0% | 0% | 1 | 0% | 0% | 0% | 1 | 0% | 0% | 0% | 1 | 0% | 0% | 0% | 1 | 0% | 0% | 0% | 1 |  | 0% | 0% | 1 | 0 | 0% | 0% | 1 | 0% | 0% | 0% | 1 | 0 | 2 | 0% | 0% | 0% | 1 | 0% | 0% | 0% | 1 | 0% | 0% | 0% | 1 | 0% | 0% | 0% | 1 | 0% | 0% | 0% | 1 | 0% | 0% | 0% | 1 | 0% | 0% | 0% | 1 |  | 0% | 0% | 1 | 0 | 0% | 0% | 1 | 0% | 0% | 0% | 1 | 0 | 2 | 0% | 0% | 0% | 1 | 0% | 0% | 0% | 1 | 0% | 0% | 0% | 1 | 0% | 0% | 0% | 1 | 0% | 0% | 0% | 1 | 0% | 0% | 0% | 1 | 0% | 0% | 0% | 1
234 | Kearney | 0 | 0 | 10 | 0% | 0% | 1 | 0.17 | 0% | 0% | 1 | 67% | 0% | 0% | 2 | 0 | 2 | 0% | 0% | 0% | 1 | 0% | 0% | 0% | 1 | 0% | 0% | 0% | 1 | 0% | 0% | 0% | 1 | 0% | 0% | 0% | 1 | 0% | 0% | 0% | 1 | 0% | 0% | 0% | 1 |  | 0% | 0% | 1 | 0.19 | 0% | 0% | 1 | 69% | 0% | 0% | 2 | 0 | 2 | 0% | 0% | 0% | 1 | 2% | 0% | 0% | 1 | 0% | 0% | 0% | 1 | 0% | 0% | 0% | 1 | 3% | 0% | 0% | 1 | 0% | 0% | 0% | 1 | 0% | 0% | 0% | 1 |  | 0% | 0% | 1 | 0.18 | 0% | 0% | 1 | 62% | 0% | 0% | 2 | 0 | 2 | 3% | 0% | 3% | 1 | 7% | 0% | 0% | 1 | 8% | 0% | 0% | 1 | 8% | 0% | 0% | 1 | 13% | 0% | 0% | 1 | 0% | 0% | 0% | 1 | 1% | 0% | 0% | 1 |  | 0% | 0% | 1 | 0.17 | 0% | 0% | 1 | 51% | 0% | 0% | 2 | 0 | 2 | 9% | 0% | 9% | 1 | 16% | 0% | 0% | 1 | 16% | 0% | 0% | 1 | 16% | 0% | 0% | 1 | 28% | 0% | 0% | 1 | 3% | 0% | 0% | 1 | 5% | 0% | 0% | 1
235 | Waukena | 0 | 0 | 10 | 0% | 0% | 1 | 0.07 | 0% | 0% | 1 | 27% | 0% | 0% | 1 | 0 | 2 | 0% | 0% | 0% | 1 | 9% | 0% | 0% | 1 | 0% | 0% | 0% | 1 | 27% | 0% | 0% | 1 | 35% | 0% | 0% | 1 | 2% | 0% | 0% | 1 | 9% | 0% | 0% | 1 |  | 0% | 0% | 1 | 0.07 | 0% | 0% | 1 | 35% | 0% | 0% | 1 | 0 | 2 | 0% | 0% | 0% | 1 | 6% | 0% | 0% | 1 | 2% | 0% | 0% | 1 | 11% | 0% | 0% | 1 | 16% | 0% | 0% | 1 | 1% | 0% | 0% | 1 | 5% | 0% | 0% | 1 |  | 0% | 0% | 1 | 0.08 | 0% | 0% | 1 | 35% | 0% | 0% | 1 | 0 | 2 | 1% | 0% | 1% | 1 | 13% | 0% | 0% | 1 | 1% | 0% | 0% | 1 | 6% | 0% | 0% | 1 | 18% | 0% | 0% | 1 | 0% | 0% | 0% | 1 | 3% | 0% | 0% | 1 |  | 0% | 0% | 1 | 0.09 | 0% | 0% | 1 | 36% | 0% | 0% | 1 | 0 | 2 | 3% | 0% | 3% | 1 | 17% | 0% | 0% | 1 | 4% | 0% | 0% | 1 | 9% | 0% | 0% | 1 | 25% | 0% | 0% | 1 | 0% | 0% | 0% | 1 | 3% | 0% | 0% | 1
236 | Lamont | 131.2 | 1312 | 10 | 28.57% | 0% | 2 | 0.12 | 999% | 4.433% | 3 | 85% | 0% | 0% | 3 | 0 | 2 | 1% | 0% | 1% | 1 | 0% | 3.973% | 0% | 1 | 1% | 4.007% | 0% | 1 | 10% | 4.419% | 0% | 1 | 10% | 4.419% | 0% | 1 | 0% | 3.973% | 0% | 1 | 0% | 3.973% | 0% | 1 |  | 7.46% | 0% | 1 | 0.1 | 19.98% | 0% | 1 | 58% | 0% | 0% | 2 | 0 | 2 | 11% | 0% | 11% | 1 | 26% | 1.59% | 0% | 1 | 13% | 1.361% | 0% | 1 | 23% | 1.54% | 0% | 1 | 37% | 1.858% | 0% | 1 | 13% | 1.357% | 0% | 1 | 2% | 1.203% | 0% | 1 |  | 5.005% | 0% | 1 | 0.1 | 3.196% | 0% | 1 | 44% | 0% | 0% | 1 | 0 | 2 | 27% | 1% | 28% | 2 | 43% | 0.9233% | 0% | 1 | 21% | 0.662% | 0% | 1 | 32% | 0.7674% | 0% | 1 | 54% | 1.141% | 0% | 2 | 23% | 0.6788% | 0% | 1 | 2% | 0.532% | 0% | 1 |  | 2.313% | 0% | 1 | 0.11 | 1.541% | 0% | 1 | 41% | 0% | 0% | 1 | 0 | 2 | 29% | 4% | 33% | 2 | 42% | 0.503% | 0% | 1 | 21% | 0.3682% | 0% | 1 | 32% | 0.4292% | 0% | 1 | 54% | 0.6356% | 0% | 2 | 22% | 0.3743% | 0% | 1 | 3% | 0.2985% | 0% | 1
237 | Kramer | 274 | 2740 | 10 | 999.9% | 42.04% | 5 | 0.4 | 1651% | 110.5% | 5 | 0% | 0% | 0% | 1 | 0 | 2 | 0% | 0% | 0% | 1 | 100% | 999% | 42.04% | 5 | 52% | 86.79% | 0% | 4 | 0% | 42.04% | 0% | 2 | 100% | 999% | 42.04% | 5 | 28% | 58.12% | 0% | 3 | 1% | 42.61% | 0% | 2 |  | 281% | 7.742% | 4 | 0.31 | 81.94% | 0% | 3 | 0% | 0% | 0% | 1 | 0 | 2 | 0% | 0% | 0% | 1 | 94% | 199.3% | 6.095% | 4 | 34% | 17.53% | 0% | 1 | 0% | 11.53% | 0% | 1 | 96% | 257.5% | 7.381% | 5 | 42% | 19.73% | 0% | 1 | 0% | 11.58% | 0% | 1 |  | 32.21% | 0% | 2 | 0.27 | 29.19% | 0% | 2 | 0% | 0% | 0% | 1 | 0 | 2 | 0% | 0% | 0% | 1 | 52% | 7.882% | 0% | 2 | 34% | 5.751% | 0% | 1 | 4% | 3.911% | 0% | 1 | 75% | 15.12% | 0% | 3 | 52% | 7.799% | 0% | 2 | 1% | 3.823% | 0% | 1 |  | 6.93% | 0% | 1 | 0.41 | 23.17% | 0% | 2 | 0% | 0% | 0% | 1 | 0 | 2 | 0% | 0% | 0% | 1 | 40% | 3.219% | 0% | 1 | 27% | 2.61% | 0% | 1 | 3% | 1.975% | 0% | 1 | 60% | 4.793% | 0% | 2 | 40% | 3.19% | 0% | 1 | 1% | 1.931% | 0% | 1
238 | New Colgate | 0 | 0 | 0 | 0% | 0% | 1 | 0.17 | 0% | 0% | 1 | 0% | 0% | 0% | 1 | 0 | 2 | 63% | 35% | 98% | 5 | 97% | 0% | 0% | 5 | 1% | 0% | 0% | 1 | 17% | 0% | 0% | 1 | 97% | 0% | 0% | 5 | 25% | 0% | 0% | 1 | 3% | 0% | 0% | 1 |  | 0% | 0% | 1 | 0.2 | 0% | 0% | 1 | 0% | 0% | 0% | 1 | 0 | 2 | 62% | 34% | 96% | 5 | 87% | 0% | 0% | 3 | 11% | 0% | 0% | 1 | 22% | 0% | 0% | 1 | 93% | 0% | 0% | 4 | 26% | 0% | 0% | 1 | 3% | 0% | 0% | 1 |  | 0% | 0% | 1 | 0.21 | 0% | 0% | 1 | 0% | 0% | 0% | 1 | 0 | 2 | 60% | 32% | 92% | 5 | 77% | 0% | 0% | 3 | 13% | 0% | 0% | 1 | 22% | 0% | 0% | 1 | 85% | 0% | 0% | 3 | 26% | 0% | 0% | 1 | 4% | 0% | 0% | 1 |  | 0% | 0% | 1 | 0.2 | 0% | 0% | 1 | 2% | 0% | 0% | 1 | 0 | 2 | 53% | 31% | 84% | 5 | 68% | 0% | 0% | 2 | 13% | 0% | 0% | 1 | 19% | 0% | 0% | 1 | 79% | 0% | 0% | 3 | 23% | 0% | 0% | 1 | 6% | 0% | 0% | 1
239 | Weber | 0 | 0 | 10 | 0% | 0% | 1 | 0.16 | 0% | 0% | 1 | 42% | 0% | 0% | 1 | 0 | 2 | 0% | 0% | 0% | 1 | 0% | 0% | 0% | 1 | 0% | 0% | 0% | 1 | 1% | 0% | 0% | 1 | 1% | 0% | 0% | 1 | 0% | 0% | 0% | 1 | 2% | 0% | 0% | 1 |  | 0% | 0% | 1 | 0.18 | 0% | 0% | 1 | 71% | 0% | 0% | 2 | 0 | 2 | 0% | 0% | 0% | 1 | 0% | 0% | 0% | 1 | 1% | 0% | 0% | 1 | 5% | 0% | 0% | 1 | 5% | 0% | 0% | 1 | 0% | 0% | 0% | 1 | 2% | 0% | 0% | 1 |  | 0% | 0% | 1 | 0.17 | 0% | 0% | 1 | 65% | 0% | 0% | 2 | 0 | 2 | 1% | 0% | 1% | 1 | 14% | 0% | 0% | 1 | 4% | 0% | 0% | 1 | 12% | 0% | 0% | 1 | 25% | 0% | 0% | 1 | 0% | 0% | 0% | 1 | 5% | 0% | 0% | 1 |  | 0% | 0% | 1 | 0.17 | 0% | 0% | 1 | 59% | 0% | 0% | 2 | 0 | 2 | 8% | 0% | 8% | 1 | 24% | 0% | 0% | 1 | 13% | 0% | 0% | 1 | 22% | 0% | 0% | 1 | 38% | 0% | 0% | 1 | 6% | 0% | 0% | 1 | 8% | 0% | 0% | 1
240 | Malaga | 0 | 0 | 10 | 0% | 0% | 1 | 0.27 | 0% | 0% | 1 | 67% | 0% | 0% | 2 | 0 | 2 | 0% | 0% | 0% | 1 | 0% | 0% | 0% | 1 | 0% | 0% | 0% | 1 | 0% | 0% | 0% | 1 | 0% | 0% | 0% | 1 | 0% | 0% | 0% | 1 | 0% | 0% | 0% | 1 |  | 0% | 0% | 1 | 0.25 | 0% | 0% | 1 | 70% | 0% | 0% | 2 | 0 | 2 | 2% | 0% | 2% | 1 | 0% | 0% | 0% | 1 | 0% | 0% | 0% | 1 | 0% | 0% | 0% | 1 | 0% | 0% | 0% | 1 | 0% | 0% | 0% | 1 | 0% | 0% | 0% | 1 |  | 0% | 0% | 1 | 0.22 | 0% | 0% | 1 | 64% | 0% | 0% | 2 | 0 | 2 | 6% | 0% | 6% | 1 | 7% | 0% | 0% | 1 | 10% | 0% | 0% | 1 | 10% | 0% | 0% | 1 | 12% | 0% | 0% | 1 | 1% | 0% | 0% | 1 | 4% | 0% | 0% | 1 |  | 0% | 0% | 1 | 0.2 | 0% | 0% | 1 | 53% | 0% | 0% | 2 | 0 | 2 | 16% | 0% | 16% | 1 | 18% | 0% | 0% | 1 | 13% | 0% | 0% | 1 | 13% | 0% | 0% | 1 | 24% | 0% | 0% | 1 | 10% | 0% | 0% | 1 | 6% | 0% | 0% | 1
241 | Old Town | 0 | 0 | 10 | 0% | 0% | 1 | 0.32 | 0% | 0% | 1 | 0% | 0% | 0% | 1 | 0 | 2 | 0% | 0% | 0% | 1 | 1% | 0% | 0% | 1 | 5% | 0% | 0% | 1 | 70% | 0% | 0% | 3 | 70% | 0% | 0% | 3 | 0% | 0% | 0% | 1 | 0% | 0% | 0% | 1 |  | 0% | 0% | 1 | 0.21 | 0% | 0% | 1 | 0% | 0% | 0% | 1 | 0 | 2 | 0% | 0% | 0% | 1 | 1% | 0% | 0% | 1 | 17% | 0% | 0% | 1 | 79% | 0% | 0% | 3 | 79% | 0% | 0% | 3 | 0% | 0% | 0% | 1 | 1% | 0% | 0% | 1 |  | 0% | 0% | 1 | 0.21 | 0% | 0% | 1 | 0% | 0% | 0% | 1 | 0 | 2 | 13% | 0% | 13% | 1 | 13% | 0% | 0% | 1 | 28% | 0% | 0% | 1 | 69% | 0% | 0% | 2 | 82% | 0% | 0% | 3 | 1% | 0% | 0% | 1 | 2% | 0% | 0% | 1 |  | 0% | 0% | 1 | 0.21 | 0% | 0% | 1 | 0% | 0% | 0% | 1 | 0 | 2 | 35% | 26% | 61% | 4 | 32% | 0% | 0% | 1 | 59% | 0% | 0% | 2 | 75% | 0% | 0% | 3 | 94% | 0% | 0% | 4 | 19% | 0% | 0% | 1 | 5% | 0% | 0% | 1
242 | Viejo | 0 | 0 | 10 | 0% | 0% | 1 | 0.39 | 0% | 0% | 1 | 1% | 0% | 0% | 1 | 0 | 2 | 30% | 61% | 91% | 5 | 15% | 0% | 0% | 1 | 64% | 0% | 0% | 2 | 80% | 0% | 0% | 3 | 93% | 0% | 0% | 4 | 46% | 0% | 0% | 1 | 11% | 0% | 0% | 1 |  | 0% | 0% | 1 | 0.32 | 0% | 0% | 1 | 0% | 0% | 0% | 1 | 0 | 2 | 32% | 57% | 89% | 5 | 49% | 0% | 0% | 1 | 43% | 0% | 0% | 1 | 59% | 0% | 0% | 2 | 87% | 0% | 0% | 3 | 58% | 0% | 0% | 2 | 14% | 0% | 0% | 1 |  | 0% | 0% | 1 | 0.3 | 0% | 0% | 1 | 0% | 0% | 0% | 1 | 0 | 2 | 23% | 64% | 87% | 5 | 47% | 0% | 0% | 1 | 39% | 0% | 0% | 1 | 55% | 0% | 0% | 2 | 83% | 0% | 0% | 3 | 60% | 0% | 0% | 2 | 10% | 0% | 0% | 1 |  | 0% | 0% | 1 | 0.36 | 0% | 0% | 1 | 1% | 0% | 0% | 1 | 0 | 2 | 35% | 49% | 84% | 5 | 35% | 0% | 0% | 1 | 44% | 0% | 0% | 1 | 57% | 0% | 0% | 2 | 82% | 0% | 0% | 3 | 41% | 0% | 0% | 1 | 8% | 0% | 0% | 1
243 | Shadowridge | 0 | 0 | 10 | 0% | 0% | 1 | 0.55 | 0% | 0% | 1 | 0% | 0% | 0% | 1 | 0 | 2 | 44% | 0% | 44% | 2 | 15% | 0% | 0% | 1 | 48% | 0% | 0% | 1 | 48% | 0% | 0% | 1 | 48% | 0% | 0% | 1 | 0% | 0% | 0% | 1 | 32% | 0% | 0% | 1 |  | 0% | 0% | 1 | 0.37 | 0% | 0% | 1 | 4% | 0% | 0% | 1 | 0 | 2 | 19% | 0% | 19% | 1 | 56% | 0% | 0% | 2 | 22% | 0% | 0% | 1 | 36% | 0% | 0% | 1 | 70% | 0% | 0% | 3 | 6% | 0% | 0% | 1 | 5% | 0% | 0% | 1 |  | 0% | 0% | 1 | 0.37 | 0% | 0% | 1 | 5% | 0% | 0% | 1 | 0 | 2 | 49% | 7% | 56% | 3 | 44% | 0% | 0% | 1 | 20% | 0% | 0% | 1 | 38% | 0% | 0% | 1 | 58% | 0% | 0% | 2 | 5% | 0% | 0% | 1 | 7% | 0% | 0% | 1 |  | 0% | 0% | 1 | 0.36 | 0% | 0% | 1 | 5% | 0% | 0% | 1 | 0 | 2 | 47% | 32% | 79% | 5 | 48% | 0% | 0% | 1 | 20% | 0% | 0% | 1 | 30% | 0% | 0% | 1 | 58% | 0% | 0% | 2 | 18% | 0% | 0% | 1 | 7% | 0% | 0% | 1
244 | Chowchilla | 0 | 0 | 10 | 0% | 0% | 1 | 0.1 | 0% | 0% | 1 | 29% | 0% | 0% | 1 | 0 | 2 | 32% | 0% | 32% | 2 | 23% | 0% | 0% | 1 | 27% | 0% | 0% | 1 | 27% | 0% | 0% | 1 | 37% | 0% | 0% | 1 | 0% | 0% | 0% | 1 | 6% | 0% | 0% | 1 |  | 0% | 0% | 1 | 0.1 | 0% | 0% | 1 | 29% | 0% | 0% | 1 | 0 | 2 | 32% | 0% | 32% | 2 | 38% | 0% | 0% | 1 | 30% | 0% | 0% | 1 | 35% | 0% | 0% | 1 | 53% | 0% | 0% | 2 | 7% | 0% | 0% | 1 | 13% | 0% | 0% | 1 |  | 0% | 0% | 1 | 0.09 | 0% | 0% | 1 | 26% | 0% | 0% | 1 | 0 | 2 | 36% | 0% | 36% | 2 | 48% | 0% | 0% | 1 | 30% | 0% | 0% | 1 | 34% | 0% | 0% | 1 | 62% | 0% | 0% | 2 | 16% | 0% | 0% | 1 | 14% | 0% | 0% | 1 |  | 0% | 0% | 1 | 0.08 | 0% | 0% | 1 | 25% | 0% | 0% | 1 | 0 | 2 | 39% | 0% | 39% | 2 | 54% | 0% | 0% | 2 | 30% | 0% | 0% | 1 | 35% | 0% | 0% | 1 | 68% | 0% | 0% | 2 | 20% | 0% | 0% | 1 | 16% | 0% | 0% | 1
245 | ECO | 100 | 1000 | 10 | 70.13% | 0% | 3 | 0.13 | 641% | 34.65% | 5 | 0% | 0% | 0% | 1 | 0 | 2 | 0% | 0% | 0% | 1 | 0% | 29.27% | 0% | 2 | 25% | 38.9% | 0% | 2 | 35% | 45.05% | 0% | 2 | 42% | 50.48% | 0% | 3 | 17% | 35.36% | 0% | 2 | 5% | 30.71% | 0% | 2 |  | 14.16% | 0% | 1 | 0.08 | 25.48% | 0% | 2 | 0% | 0% | 0% | 1 | 0 | 2 | 34% | 0% | 34% | 2 | 11% | 4.936% | 0% | 1 | 35% | 6.784% | 0% | 1 | 35% | 6.805% | 0% | 1 | 54% | 9.553% | 0% | 2 | 25% | 5.846% | 0% | 1 | 2% | 4.489% | 0% | 1 |  | 4.407% | 0% | 1 | 0.1 | 7.206% | 0% | 1 | 0% | 0% | 0% | 1 | 0 | 2 | 35% | 22% | 57% | 4 | 21% | 1.833% | 0% | 1 | 16% | 1.726% | 0% | 1 | 33% | 2.159% | 0% | 1 | 55% | 3.243% | 0% | 2 | 25% | 1.942% | 0% | 1 | 1% | 1.47% | 0% | 1 |  | 2.865% | 0% | 1 | 0.08 | 3.117% | 0% | 1 | 0% | 0% | 0% | 1 | 0 | 2 | 23% | 42% | 65% | 5 | 16% | 1.102% | 0% | 1 | 13% | 1.064% | 0% | 1 | 22% | 1.192% | 0% | 1 | 42% | 1.602% | 0% | 1 | 37% | 1.467% | 0% | 1 | 1% | 0.9387% | 0% | 1
246 | Roadway | 0 | 0 | 10 | 0% | 0% | 1 | 0.53 | 0% | 0% | 1 | 0% | 0% | 0% | 1 | 0 | 2 | 0% | 0% | 0% | 1 | 46% | 0% | 0% | 1 | 75% | 0% | 0% | 3 | 5% | 0% | 0% | 1 | 88% | 0% | 0% | 3 | 8% | 0% | 0% | 1 | 1% | 0% | 0% | 1 |  | 0% | 0% | 1 | 0.43 | 0% | 0% | 1 | 0% | 0% | 0% | 1 | 0 | 2 | 0% | 0% | 0% | 1 | 40% | 0% | 0% | 1 | 47% | 0% | 0% | 1 | 16% | 0% | 0% | 1 | 65% | 0% | 0% | 2 | 15% | 0% | 0% | 1 | 1% | 0% | 0% | 1 |  | 0% | 0% | 1 | 0.41 | 0% | 0% | 1 | 0% | 0% | 0% | 1 | 0 | 2 | 0% | 0% | 0% | 1 | 29% | 0% | 0% | 1 | 44% | 0% | 0% | 1 | 15% | 0% | 0% | 1 | 58% | 0% | 0% | 2 | 16% | 0% | 0% | 1 | 1% | 0% | 0% | 1 |  | 0% | 0% | 1 | 0.39 | 0% | 0% | 1 | 1% | 0% | 0% | 1 | 0 | 2 | 10% | 1% | 11% | 2 | 44% | 0% | 0% | 1 | 47% | 0% | 0% | 1 | 21% | 0% | 0% | 1 | 69% | 0% | 0% | 2 | 24% | 0% | 0% | 1 | 1% | 0% | 0% | 1
247 | Miguel | 0 | 0 | 10 | 0% | 0% | 1 | 0.57 | 0% | 0% | 1 | 0% | 0% | 0% | 1 | 0 | 2 | 74% | 0% | 74% | 3 | 8% | 0% | 0% | 1 | 98% | 0% | 0% | 5 | 86% | 0% | 0% | 3 | 100% | 0% | 0% | 5 | 45% | 0% | 0% | 1 | 3% | 0% | 0% | 1 |  | 0% | 0% | 1 | 0.18 | 0% | 0% | 1 | 0% | 0% | 0% | 1 | 0 | 2 | 64% | 9% | 73% | 3 | 10% | 0% | 0% | 1 | 83% | 0% | 0% | 3 | 93% | 0% | 0% | 4 | 95% | 0% | 0% | 5 | 39% | 0% | 0% | 1 | 7% | 0% | 0% | 1 |  | 0% | 0% | 1 | 0.22 | 0% | 0% | 1 | 0% | 0% | 0% | 1 | 0 | 2 | 33% | 46% | 79% | 5 | 24% | 0% | 0% | 1 | 59% | 0% | 0% | 2 | 84% | 0% | 0% | 3 | 88% | 0% | 0% | 3 | 27% | 0% | 0% | 1 | 4% | 0% | 0% | 1 |  | 0% | 0% | 1 | 0.21 | 0% | 0% | 1 | 0% | 0% | 0% | 1 | 0 | 2 | 24% | 64% | 88% | 5 | 26% | 0% | 0% | 1 | 48% | 0% | 0% | 1 | 76% | 0% | 0% | 3 | 84% | 0% | 0% | 3 | 37% | 0% | 0% | 1 | 3% | 0% | 0% | 1
248 | Moss Landing | 0 | 0 | 10 | 0% | 0% | 1 | 0.12 | 0% | 0% | 1 | 52% | 0% | 0% | 2 | 0 | 2 | 0% | 0% | 0% | 1 | 0% | 0% | 0% | 1 | 62% | 0% | 0% | 2 | 63% | 0% | 0% | 2 | 64% | 0% | 0% | 2 | 0% | 0% | 0% | 1 | 9% | 0% | 0% | 1 |  | 0% | 0% | 1 | 0.2 | 0% | 0% | 1 | 48% | 0% | 0% | 1 | 0 | 2 | 2% | 0% | 2% | 1 | 5% | 0% | 0% | 1 | 27% | 0% | 0% | 1 | 33% | 0% | 0% | 1 | 38% | 0% | 0% | 1 | 3% | 0% | 0% | 1 | 7% | 0% | 0% | 1 |  | 0% | 0% | 1 | 0.2 | 0% | 0% | 1 | 32% | 0% | 0% | 1 | 0 | 2 | 24% | 0% | 24% | 2 | 29% | 0% | 0% | 1 | 21% | 0% | 0% | 1 | 32% | 0% | 0% | 1 | 56% | 0% | 0% | 2 | 19% | 0% | 0% | 1 | 6% | 0% | 0% | 1 |  | 0% | 0% | 1 | 0.21 | 0% | 0% | 1 | 28% | 0% | 0% | 1 | 0 | 2 | 32% | 0% | 32% | 2 | 27% | 0% | 0% | 1 | 15% | 0% | 0% | 1 | 27% | 0% | 0% | 1 | 49% | 0% | 0% | 1 | 21% | 0% | 0% | 1 | 5% | 0% | 0% | 1
249 | Mendota | 0 | 0 | 10 | 0% | 0% | 1 | 0.07 | 0% | 0% | 1 | 50% | 0% | 0% | 2 | 0 | 2 | 15% | 0% | 15% | 1 | 0% | 0% | 0% | 1 | 4% | 0% | 0% | 1 | 21% | 0% | 0% | 1 | 23% | 0% | 0% | 1 | 0% | 0% | 0% | 1 | 0% | 0% | 0% | 1 |  | 0% | 0% | 1 | 0.07 | 0% | 0% | 1 | 45% | 0% | 0% | 1 | 0 | 2 | 10% | 0% | 10% | 1 | 12% | 0% | 0% | 1 | 5% | 0% | 0% | 1 | 13% | 0% | 0% | 1 | 24% | 0% | 0% | 1 | 0% | 0% | 0% | 1 | 3% | 0% | 0% | 1 |  | 0% | 0% | 1 | 0.07 | 0% | 0% | 1 | 36% | 0% | 0% | 1 | 0 | 2 | 13% | 0% | 13% | 1 | 31% | 0% | 0% | 1 | 9% | 0% | 0% | 1 | 18% | 0% | 0% | 1 | 41% | 0% | 0% | 1 | 3% | 0% | 0% | 1 | 5% | 0% | 0% | 1 |  | 0% | 0% | 1 | 0.07 | 0% | 0% | 1 | 35% | 0% | 0% | 1 | 0 | 2 | 14% | 0% | 14% | 1 | 35% | 0% | 0% | 1 | 11% | 0% | 0% | 1 | 20% | 0% | 0% | 1 | 44% | 0% | 0% | 1 | 6% | 0% | 0% | 1 | 6% | 0% | 0% | 1
250 | Coolwater | 0 | 0 | 10 | 0% | 0% | 1 | 0.23 | 0% | 0% | 1 | 0% | 0% | 0% | 1 | 0 | 2 | 0% | 0% | 0% | 1 | 99% | 0% | 0% | 5 | 81% | 0% | 0% | 3 | 51% | 0% | 0% | 2 | 99% | 0% | 0% | 5 | 39% | 0% | 0% | 1 | 3% | 0% | 0% | 1 |  | 0% | 0% | 1 | 0.21 | 0% | 0% | 1 | 0% | 0% | 0% | 1 | 0 | 2 | 0% | 0% | 0% | 1 | 83% | 0% | 0% | 3 | 33% | 0% | 0% | 1 | 22% | 0% | 0% | 1 | 85% | 0% | 0% | 3 | 46% | 0% | 0% | 1 | 4% | 0% | 0% | 1 |  | 0% | 0% | 1 | 0.25 | 0% | 0% | 1 | 1% | 0% | 0% | 1 | 0 | 2 | 0% | 0% | 0% | 1 | 61% | 0% | 0% | 2 | 30% | 0% | 0% | 1 | 15% | 0% | 0% | 1 | 64% | 0% | 0% | 2 | 35% | 0% | 0% | 1 | 3% | 0% | 0% | 1 |  | 0% | 0% | 1 | 0.23 | 0% | 0% | 1 | 0% | 0% | 0% | 1 | 0 | 2 | 0% | 0% | 0% | 1 | 52% | 0% | 0% | 2 | 29% | 0% | 0% | 1 | 19% | 0% | 0% | 1 | 59% | 0% | 0% | 2 | 45% | 0% | 0% | 1 | 3% | 0% | 0% | 1
251 | Innovation | 0 | 0 | 0 | 0% | 0% | 1 | 0 | 0% | 0% | 1 | 0% | 0% | 0% | 1 | 0 | 2 | 0% | 0% | 0% | 1 | 0% | 0% | 0% | 1 | 0% | 0% | 0% | 1 | 0% | 0% | 0% | 1 | 0% | 0% | 0% | 1 | 0% | 0% | 0% | 1 | 0% | 0% | 0% | 1 |  | 0% | 0% | 1 | 0 | 0% | 0% | 1 | 0% | 0% | 0% | 1 | 0 | 2 | 0% | 0% | 0% | 1 | 0% | 0% | 0% | 1 | 0% | 0% | 0% | 1 | 0% | 0% | 0% | 1 | 0% | 0% | 0% | 1 | 0% | 0% | 0% | 1 | 0% | 0% | 0% | 1 |  | 0% | 0% | 1 | 0 | 0% | 0% | 1 | 0% | 0% | 0% | 1 | 0 | 2 | 0% | 0% | 0% | 1 | 0% | 0% | 0% | 1 | 0% | 0% | 0% | 1 | 0% | 0% | 0% | 1 | 0% | 0% | 0% | 1 | 0% | 0% | 0% | 1 | 0% | 0% | 0% | 1 |  | 0% | 0% | 1 | 0 | 0% | 0% | 1 | 0% | 0% | 0% | 1 | 0 | 2 | 4% | 0% | 4% | 1 | 0% | 0% | 0% | 1 | 0% | 0% | 0% | 1 | 0% | 0% | 0% | 1 | 0% | 0% | 0% | 1 | 0% | 0% | 0% | 1 | 0% | 0% | 0% | 1
252 | Inyo | 0 | 0 | 0 | 0% | 0% | 1 | 0.03 | 0% | 0% | 1 | 0% | 0% | 0% | 1 | 0 | 2 | 0% | 0% | 0% | 1 | 0% | 0% | 0% | 1 | 19% | 0% | 0% | 1 | 31% | 0% | 0% | 1 | 40% | 0% | 0% | 1 | 41% | 0% | 0% | 1 | 4% | 0% | 0% | 1 |  | 0% | 0% | 1 | 0.03 | 0% | 0% | 1 | 0% | 0% | 0% | 1 | 0 | 2 | 6% | 0% | 6% | 1 | 0% | 0% | 0% | 1 | 24% | 0% | 0% | 1 | 40% | 0% | 0% | 1 | 42% | 0% | 0% | 1 | 74% | 0% | 0% | 3 | 9% | 0% | 0% | 1 |  | 0% | 0% | 1 | 0.02 | 0% | 0% | 1 | 0% | 0% | 0% | 1 | 0 | 2 | 7% | 0% | 7% | 1 | 0% | 0% | 0% | 1 | 23% | 0% | 0% | 1 | 36% | 0% | 0% | 1 | 38% | 0% | 0% | 1 | 76% | 0% | 0% | 3 | 8% | 0% | 0% | 1 |  | 0% | 0% | 1 | 0.02 | 0% | 0% | 1 | 0% | 0% | 0% | 1 | 0 | 2 | 20% | 0% | 20% | 2 | 0% | 0% | 0% | 1 | 24% | 0% | 0% | 1 | 27% | 0% | 0% | 1 | 34% | 0% | 0% | 1 | 73% | 0% | 0% | 3 | 7% | 0% | 0% | 1
253 | Richmond | 0 | 0 | 0 | 0% | 0% | 1 | 0.16 | 0% | 0% | 1 | 0% | 0% | 0% | 1 | 0 | 2 | 72% | 0% | 72% | 3 | 64% | 0% | 0% | 2 | 9% | 0% | 0% | 1 | 3% | 0% | 0% | 1 | 68% | 0% | 0% | 2 | 63% | 0% | 0% | 2 | 5% | 0% | 0% | 1 |  | 0% | 0% | 1 | 0.1 | 0% | 0% | 1 | 0% | 0% | 0% | 1 | 0 | 2 | 63% | 0% | 63% | 3 | 43% | 0% | 0% | 1 | 19% | 0% | 0% | 1 | 15% | 0% | 0% | 1 | 56% | 0% | 0% | 2 | 42% | 0% | 0% | 1 | 9% | 0% | 0% | 1 |  | 0% | 0% | 1 | 0.1 | 0% | 0% | 1 | 0% | 0% | 0% | 1 | 0 | 2 | 69% | 0% | 69% | 3 | 32% | 0% | 0% | 1 | 20% | 0% | 0% | 1 | 18% | 0% | 0% | 1 | 51% | 0% | 0% | 2 | 37% | 0% | 0% | 1 | 9% | 0% | 0% | 1 |  | 0% | 0% | 1 | 0.09 | 0% | 0% | 1 | 0% | 0% | 0% | 1 | 0 | 2 | 64% | 2% | 66% | 3 | 27% | 0% | 0% | 1 | 21% | 0% | 0% | 1 | 23% | 0% | 0% | 1 | 50% | 0% | 0% | 2 | 34% | 0% | 0% | 1 | 11% | 0% | 0% | 1
254 | Salinas | 0 | 0 | 10 | 0% | 0% | 1 | 0.11 | 0% | 0% | 1 | 80% | 0% | 0% | 3 | 0 | 2 | 6% | 0% | 6% | 1 | 0% | 0% | 0% | 1 | 3% | 0% | 0% | 1 | 17% | 0% | 0% | 1 | 17% | 0% | 0% | 1 | 2% | 0% | 0% | 1 | 3% | 0% | 0% | 1 |  | 0% | 0% | 1 | 0.13 | 0% | 0% | 1 | 51% | 0% | 0% | 2 | 0 | 2 | 24% | 0% | 24% | 2 | 12% | 0% | 0% | 1 | 8% | 0% | 0% | 1 | 19% | 0% | 0% | 1 | 28% | 0% | 0% | 1 | 12% | 0% | 0% | 1 | 5% | 0% | 0% | 1 |  | 0% | 0% | 1 | 0.15 | 0% | 0% | 1 | 36% | 0% | 0% | 1 | 0 | 2 | 32% | 5% | 37% | 2 | 21% | 0% | 0% | 1 | 12% | 0% | 0% | 1 | 22% | 0% | 0% | 1 | 38% | 0% | 0% | 1 | 23% | 0% | 0% | 1 | 5% | 0% | 0% | 1 |  | 0% | 0% | 1 | 0.14 | 0% | 0% | 1 | 29% | 0% | 0% | 1 | 0 | 2 | 41% | 8% | 49% | 2 | 29% | 0% | 0% | 1 | 13% | 0% | 0% | 1 | 20% | 0% | 0% | 1 | 45% | 0% | 0% | 1 | 33% | 0% | 0% | 1 | 5% | 0% | 0% | 1
255 | Cloverdale | 0 | 0 | 10 | 0% | 0% | 1 | 0.1 | 0% | 0% | 1 | 3% | 0% | 0% | 1 | 0 | 2 | 58% | 11% | 69% | 3 | 53% | 0% | 0% | 2 | 27% | 0% | 0% | 1 | 49% | 0% | 0% | 1 | 86% | 0% | 0% | 3 | 47% | 0% | 0% | 1 | 2% | 0% | 0% | 1 |  | 0% | 0% | 1 | 0.08 | 0% | 0% | 1 | 4% | 0% | 0% | 1 | 0 | 2 | 39% | 25% | 64% | 4 | 66% | 0% | 0% | 2 | 31% | 0% | 0% | 1 | 51% | 0% | 0% | 2 | 88% | 0% | 0% | 3 | 48% | 0% | 0% | 1 | 2% | 0% | 0% | 1 |  | 0% | 0% | 1 | 0.08 | 0% | 0% | 1 | 6% | 0% | 0% | 1 | 0 | 2 | 33% | 30% | 63% | 5 | 63% | 0% | 0% | 2 | 37% | 0% | 0% | 1 | 61% | 0% | 0% | 2 | 87% | 0% | 0% | 3 | 45% | 0% | 0% | 1 | 2% | 0% | 0% | 1 |  | 0% | 0% | 1 | 0.09 | 0% | 0% | 1 | 6% | 0% | 0% | 1 | 0 | 2 | 32% | 23% | 55% | 4 | 51% | 0% | 0% | 2 | 36% | 0% | 0% | 1 | 63% | 0% | 0% | 2 | 85% | 0% | 0% | 3 | 42% | 0% | 0% | 1 | 2% | 0% | 0% | 1
256 | Colgate | 0 | 0 | 10 | 0% | 0% | 1 | 0.17 | 0% | 0% | 1 | 0% | 0% | 0% | 1 | 0 | 2 | 63% | 36% | 99% | 5 | 97% | 0% | 0% | 5 | 1% | 0% | 0% | 1 | 17% | 0% | 0% | 1 | 97% | 0% | 0% | 5 | 24% | 0% | 0% | 1 | 3% | 0% | 0% | 1 |  | 0% | 0% | 1 | 0.2 | 0% | 0% | 1 | 0% | 0% | 0% | 1 | 0 | 2 | 62% | 34% | 96% | 5 | 87% | 0% | 0% | 3 | 11% | 0% | 0% | 1 | 23% | 0% | 0% | 1 | 93% | 0% | 0% | 4 | 26% | 0% | 0% | 1 | 3% | 0% | 0% | 1 |  | 0% | 0% | 1 | 0.21 | 0% | 0% | 1 | 0% | 0% | 0% | 1 | 0 | 2 | 60% | 32% | 92% | 5 | 77% | 0% | 0% | 3 | 13% | 0% | 0% | 1 | 22% | 0% | 0% | 1 | 85% | 0% | 0% | 3 | 26% | 0% | 0% | 1 | 4% | 0% | 0% | 1 |  | 0% | 0% | 1 | 0.2 | 0% | 0% | 1 | 2% | 0% | 0% | 1 | 0 | 2 | 53% | 31% | 84% | 5 | 68% | 0% | 0% | 2 | 13% | 0% | 0% | 1 | 19% | 0% | 0% | 1 | 79% | 0% | 0% | 3 | 23% | 0% | 0% | 1 | 5% | 0% | 0% | 1
257 | New Sub - Suncrest - Ocotillo (Proposed) | 0 | 0 | 10 | 0% | 0% | 1 | 0.05 | 0% | 0% | 1 | 0% | 0% | 0% | 1 | 0 | 2 | 3% | 97% | 100% | 5 | 0% | 0% | 0% | 1 | 32% | 0% | 0% | 1 | 42% | 0% | 0% | 1 | 53% | 0% | 0% | 2 | 72% | 0% | 0% | 3 | 3% | 0% | 0% | 1 |  | 0% | 0% | 1 | 0.06 | 0% | 0% | 1 | 0% | 0% | 0% | 1 | 0 | 2 | 5% | 94% | 99% | 5 | 7% | 0% | 0% | 1 | 29% | 0% | 0% | 1 | 41% | 0% | 0% | 1 | 53% | 0% | 0% | 2 | 56% | 0% | 0% | 2 | 3% | 0% | 0% | 1 |  | 0% | 0% | 1 | 0.08 | 0% | 0% | 1 | 0% | 0% | 0% | 1 | 0 | 2 | 16% | 81% | 97% | 5 | 10% | 0% | 0% | 1 | 26% | 0% | 0% | 1 | 43% | 0% | 0% | 1 | 56% | 0% | 0% | 2 | 47% | 0% | 0% | 1 | 3% | 0% | 0% | 1 |  | 0% | 0% | 1 | 0.1 | 0% | 0% | 1 | 0% | 0% | 0% | 1 | 0 | 2 | 16% | 79% | 95% | 5 | 12% | 0% | 0% | 1 | 25% | 0% | 0% | 1 | 46% | 0% | 0% | 1 | 58% | 0% | 0% | 2 | 46% | 0% | 0% | 1 | 4% | 0% | 0% | 1
258 | East Nicolaus | 0 | 0 | 10 | 0% | 0% | 1 | 0.11 | 0% | 0% | 1 | 69% | 0% | 0% | 2 | 0 | 2 | 0% | 0% | 0% | 1 | 31% | 0% | 0% | 1 | 12% | 0% | 0% | 1 | 52% | 0% | 0% | 2 | 59% | 0% | 0% | 2 | 0% | 0% | 0% | 1 | 8% | 0% | 0% | 1 |  | 0% | 0% | 1 | 0.1 | 0% | 0% | 1 | 52% | 0% | 0% | 2 | 0 | 2 | 5% | 0% | 5% | 1 | 33% | 0% | 0% | 1 | 5% | 0% | 0% | 1 | 46% | 0% | 0% | 1 | 65% | 0% | 0% | 2 | 0% | 0% | 0% | 1 | 10% | 0% | 0% | 1 |  | 0% | 0% | 1 | 0.15 | 0% | 0% | 1 | 49% | 0% | 0% | 1 | 0 | 2 | 11% | 0% | 11% | 1 | 32% | 0% | 0% | 1 | 6% | 0% | 0% | 1 | 41% | 0% | 0% | 1 | 63% | 0% | 0% | 2 | 2% | 0% | 0% | 1 | 14% | 0% | 0% | 1 |  | 0% | 0% | 1 | 0.14 | 0% | 0% | 1 | 52% | 0% | 0% | 2 | 0 | 2 | 12% | 0% | 12% | 1 | 42% | 0% | 0% | 1 | 7% | 0% | 0% | 1 | 43% | 0% | 0% | 1 | 68% | 0% | 0% | 2 | 3% | 0% | 0% | 1 | 12% | 0% | 0% | 1
259 | Renfro | 0 | 0 | 10 | 0% | 0% | 1 | 0.31 | 0% | 0% | 1 | 65% | 0% | 0% | 2 | 0 | 2 | 0% | 0% | 0% | 1 | 43% | 0% | 0% | 1 | 21% | 0% | 0% | 1 | 57% | 0% | 0% | 2 | 63% | 0% | 0% | 2 | 0% | 0% | 0% | 1 | 14% | 0% | 0% | 1 |  | 0% | 0% | 1 | 0.18 | 0% | 0% | 1 | 54% | 0% | 0% | 2 | 0 | 2 | 6% | 0% | 6% | 1 | 27% | 0% | 0% | 1 | 23% | 0% | 0% | 1 | 42% | 0% | 0% | 1 | 48% | 0% | 0% | 1 | 0% | 0% | 0% | 1 | 12% | 0% | 0% | 1 |  | 0% | 0% | 1 | 0.12 | 0% | 0% | 1 | 53% | 0% | 0% | 2 | 0 | 2 | 10% | 0% | 10% | 1 | 26% | 0% | 0% | 1 | 21% | 0% | 0% | 1 | 37% | 0% | 0% | 1 | 50% | 0% | 0% | 2 | 2% | 0% | 0% | 1 | 7% | 0% | 0% | 1 |  | 0% | 0% | 1 | 0.1 | 0% | 0% | 1 | 48% | 0% | 0% | 1 | 0 | 2 | 17% | 0% | 17% | 1 | 27% | 0% | 0% | 1 | 21% | 0% | 0% | 1 | 39% | 0% | 0% | 1 | 54% | 0% | 0% | 2 | 4% | 0% | 0% | 1 | 4% | 0% | 0% | 1
260 | Julian Hinds | 0 | 0 | 10 | 0% | 0% | 1 | 0.02 | 0% | 0% | 1 | 0% | 0% | 0% | 1 | 0 | 2 | 0% | 0% | 0% | 1 | 100% | 0% | 0% | 5 | 55% | 0% | 0% | 2 | 41% | 0% | 0% | 1 | 100% | 0% | 0% | 5 | 16% | 0% | 0% | 1 | 0% | 0% | 0% | 1 |  | 0% | 0% | 1 | 0.03 | 0% | 0% | 1 | 0% | 0% | 0% | 1 | 0 | 2 | 0% | 0% | 0% | 1 | 98% | 0% | 0% | 5 | 29% | 0% | 0% | 1 | 22% | 0% | 0% | 1 | 98% | 0% | 0% | 5 | 32% | 0% | 0% | 1 | 0% | 0% | 0% | 1 |  | 0% | 0% | 1 | 0.06 | 0% | 0% | 1 | 0% | 0% | 0% | 1 | 0 | 2 | 0% | 0% | 0% | 1 | 15% | 0% | 0% | 1 | 36% | 0% | 0% | 1 | 2% | 0% | 0% | 1 | 49% | 0% | 0% | 1 | 55% | 0% | 0% | 2 | 0% | 0% | 0% | 1 |  | 0% | 0% | 1 | 0.06 | 0% | 0% | 1 | 0% | 0% | 0% | 1 | 0 | 2 | 0% | 0% | 0% | 1 | 9% | 0% | 0% | 1 | 22% | 0% | 0% | 1 | 7% | 0% | 0% | 1 | 32% | 0% | 0% | 1 | 59% | 0% | 0% | 2 | 1% | 0% | 0% | 1
261 | Old River | 0 | 0 | 10 | 0% | 0% | 1 | 0.09 | 0% | 0% | 1 | 71% | 0% | 0% | 2 | 0 | 2 | 0% | 0% | 0% | 1 | 0% | 0% | 0% | 1 | 8% | 0% | 0% | 1 | 26% | 0% | 0% | 1 | 26% | 0% | 0% | 1 | 0% | 0% | 0% | 1 | 0% | 0% | 0% | 1 |  | 0% | 0% | 1 | 0.09 | 0% | 0% | 1 | 58% | 0% | 0% | 2 | 0 | 2 | 1% | 0% | 1% | 1 | 7% | 0% | 0% | 1 | 30% | 0% | 0% | 1 | 49% | 0% | 0% | 1 | 49% | 0% | 0% | 1 | 0% | 0% | 0% | 1 | 4% | 0% | 0% | 1 |  | 0% | 0% | 1 | 0.09 | 0% | 0% | 1 | 59% | 0% | 0% | 2 | 0 | 2 | 4% | 0% | 4% | 1 | 14% | 0% | 0% | 1 | 28% | 0% | 0% | 1 | 45% | 0% | 0% | 1 | 47% | 0% | 0% | 1 | 0% | 0% | 0% | 1 | 6% | 0% | 0% | 1 |  | 0% | 0% | 1 | 0.09 | 0% | 0% | 1 | 55% | 0% | 0% | 2 | 0 | 2 | 8% | 0% | 8% | 1 | 22% | 0% | 0% | 1 | 27% | 0% | 0% | 1 | 42% | 0% | 0% | 1 | 50% | 0% | 0% | 2 | 2% | 0% | 0% | 1 | 4% | 0% | 0% | 1
262 | Bellevue | 0 | 0 | 10 | 0% | 0% | 1 | 0.32 | 0% | 0% | 1 | 7% | 0% | 0% | 1 | 0 | 2 | 25% | 0% | 25% | 2 | 59% | 0% | 0% | 2 | 38% | 0% | 0% | 1 | 64% | 0% | 0% | 2 | 84% | 0% | 0% | 3 | 10% | 0% | 0% | 1 | 11% | 0% | 0% | 1 |  | 0% | 0% | 1 | 0.23 | 0% | 0% | 1 | 9% | 0% | 0% | 1 | 0 | 2 | 48% | 0% | 48% | 2 | 46% | 0% | 0% | 1 | 38% | 0% | 0% | 1 | 69% | 0% | 0% | 2 | 81% | 0% | 0% | 3 | 20% | 0% | 0% | 1 | 6% | 0% | 0% | 1 |  | 0% | 0% | 1 | 0.18 | 0% | 0% | 1 | 7% | 0% | 0% | 1 | 0 | 2 | 40% | 0% | 40% | 2 | 53% | 0% | 0% | 2 | 38% | 0% | 0% | 1 | 67% | 0% | 0% | 2 | 85% | 0% | 0% | 3 | 27% | 0% | 0% | 1 | 5% | 0% | 0% | 1 |  | 0% | 0% | 1 | 0.16 | 0% | 0% | 1 | 9% | 0% | 0% | 1 | 0 | 2 | 31% | 0% | 31% | 2 | 59% | 0% | 0% | 2 | 40% | 0% | 0% | 1 | 66% | 0% | 0% | 2 | 87% | 0% | 0% | 3 | 33% | 0% | 0% | 1 | 6% | 0% | 0% | 1
263 | Highline | 0 | 0 | 0 | 0% | 0% | 1 | 0.07 | 0% | 0% | 1 | 83% | 0% | 0% | 3 | 0 | 2 | 0% | 0% | 0% | 1 | 0% | 0% | 0% | 1 | 14% | 0% | 0% | 1 | 14% | 0% | 0% | 1 | 14% | 0% | 0% | 1 | 6% | 0% | 0% | 1 | 4% | 0% | 0% | 1 |  | 0% | 0% | 1 | 0.09 | 0% | 0% | 1 | 70% | 0% | 0% | 2 | 0 | 2 | 0% | 0% | 0% | 1 | 0% | 0% | 0% | 1 | 28% | 0% | 0% | 1 | 28% | 0% | 0% | 1 | 28% | 0% | 0% | 1 | 6% | 0% | 0% | 1 | 6% | 0% | 0% | 1 |  | 0% | 0% | 1 | 0.09 | 0% | 0% | 1 | 68% | 0% | 0% | 2 | 0 | 2 | 0% | 0% | 0% | 1 | 4% | 0% | 0% | 1 | 17% | 0% | 0% | 1 | 17% | 0% | 0% | 1 | 21% | 0% | 0% | 1 | 9% | 0% | 0% | 1 | 5% | 0% | 0% | 1 |  | 0% | 0% | 1 | 0.09 | 0% | 0% | 1 | 62% | 0% | 0% | 2 | 0 | 2 | 0% | 0% | 0% | 1 | 5% | 0% | 0% | 1 | 12% | 0% | 0% | 1 | 12% | 0% | 0% | 1 | 16% | 0% | 0% | 1 | 10% | 0% | 0% | 1 | 6% | 0% | 0% | 1
264 | Clayton | 0 | 0 | 10 | 0% | 0% | 1 | 0.07 | 0% | 0% | 1 | 0% | 0% | 0% | 1 | 0 | 2 | 98% | 0% | 98% | 5 | 15% | 0% | 0% | 1 | 62% | 0% | 0% | 2 | 62% | 0% | 0% | 2 | 62% | 0% | 0% | 2 | 37% | 0% | 0% | 1 | 5% | 0% | 0% | 1 |  | 0% | 0% | 1 | 0.08 | 0% | 0% | 1 | 0% | 0% | 0% | 1 | 0 | 2 | 77% | 0% | 77% | 5 | 50% | 0% | 0% | 2 | 76% | 0% | 0% | 3 | 68% | 0% | 0% | 2 | 82% | 0% | 0% | 3 | 29% | 0% | 0% | 1 | 23% | 0% | 0% | 1 |  | 0% | 0% | 1 | 0.19 | 0% | 0% | 1 | 0% | 0% | 0% | 1 | 0 | 2 | 67% | 1% | 68% | 3 | 40% | 0% | 0% | 1 | 56% | 0% | 0% | 2 | 57% | 0% | 0% | 2 | 75% | 0% | 0% | 3 | 22% | 0% | 0% | 1 | 17% | 0% | 0% | 1 |  | 0% | 0% | 1 | 0.25 | 0% | 0% | 1 | 4% | 0% | 0% | 1 | 0 | 2 | 63% | 0% | 63% | 3 | 30% | 0% | 0% | 1 | 45% | 0% | 0% | 1 | 56% | 0% | 0% | 2 | 71% | 0% | 0% | 3 | 18% | 0% | 0% | 1 | 13% | 0% | 0% | 1
265 | Hilltop | 0 | 0 | 10 | 0% | 0% | 1 | 0 | 0% | 0% | 1 | 2% | 0% | 0% | 1 | 0 | 2 | 0% | 0% | 0% | 1 | 32% | 0% | 0% | 1 | 23% | 0% | 0% | 1 | 0% | 0% | 0% | 1 | 55% | 0% | 0% | 2 | 58% | 0% | 0% | 2 | 6% | 0% | 0% | 1 |  | 0% | 0% | 1 | 0 | 0% | 0% | 1 | 5% | 0% | 0% | 1 | 0 | 2 | 8% | 0% | 8% | 1 | 36% | 0% | 0% | 1 | 23% | 0% | 0% | 1 | 12% | 0% | 0% | 1 | 55% | 0% | 0% | 2 | 60% | 0% | 0% | 2 | 11% | 0% | 0% | 1 |  | 0% | 0% | 1 | 0 | 0% | 0% | 1 | 4% | 0% | 0% | 1 | 0 | 2 | 21% | 0% | 21% | 2 | 44% | 0% | 0% | 1 | 21% | 0% | 0% | 1 | 11% | 0% | 0% | 1 | 60% | 0% | 0% | 2 | 69% | 0% | 0% | 2 | 11% | 0% | 0% | 1 |  | 0% | 0% | 1 | 0 | 0% | 0% | 1 | 4% | 0% | 0% | 1 | 0 | 2 | 34% | 1% | 35% | 2 | 53% | 0% | 0% | 2 | 21% | 0% | 0% | 1 | 12% | 0% | 0% | 1 | 66% | 0% | 0% | 2 | 68% | 0% | 0% | 2 | 11% | 0% | 0% | 1
266 | Lakeville | 0 | 0 | 10 | 0% | 0% | 1 | 0.1 | 0% | 0% | 1 | 5% | 0% | 0% | 1 | 0 | 2 | 68% | 0% | 68% | 3 | 97% | 0% | 0% | 5 | 26% | 0% | 0% | 1 | 61% | 0% | 0% | 2 | 98% | 0% | 0% | 5 | 30% | 0% | 0% | 1 | 4% | 0% | 0% | 1 |  | 0% | 0% | 1 | 0.14 | 0% | 0% | 1 | 7% | 0% | 0% | 1 | 0 | 2 | 54% | 0% | 54% | 3 | 70% | 0% | 0% | 3 | 26% | 0% | 0% | 1 | 55% | 0% | 0% | 2 | 83% | 0% | 0% | 3 | 23% | 0% | 0% | 1 | 5% | 0% | 0% | 1 |  | 0% | 0% | 1 | 0.13 | 0% | 0% | 1 | 8% | 0% | 0% | 1 | 0 | 2 | 47% | 0% | 47% | 2 | 63% | 0% | 0% | 2 | 25% | 0% | 0% | 1 | 52% | 0% | 0% | 2 | 82% | 0% | 0% | 3 | 31% | 0% | 0% | 1 | 7% | 0% | 0% | 1 |  | 0% | 0% | 1 | 0.17 | 0% | 0% | 1 | 11% | 0% | 0% | 1 | 0 | 2 | 39% | 0% | 39% | 2 | 63% | 0% | 0% | 2 | 27% | 0% | 0% | 1 | 56% | 0% | 0% | 2 | 84% | 0% | 0% | 3 | 31% | 0% | 0% | 1 | 7% | 0% | 0% | 1
267 | Fig Garden | 0 | 0 | 0 | 0% | 0% | 1 | 0.13 | 0% | 0% | 1 | 35% | 0% | 0% | 1 | 0 | 2 | 9% | 0% | 9% | 1 | 36% | 0% | 0% | 1 | 24% | 0% | 0% | 1 | 24% | 0% | 0% | 1 | 48% | 0% | 0% | 1 | 0% | 0% | 0% | 1 | 6% | 0% | 0% | 1 |  | 0% | 0% | 1 | 0.21 | 0% | 0% | 1 | 53% | 0% | 0% | 2 | 0 | 2 | 19% | 0% | 19% | 1 | 17% | 0% | 0% | 1 | 26% | 0% | 0% | 1 | 26% | 0% | 0% | 1 | 37% | 0% | 0% | 1 | 3% | 0% | 0% | 1 | 7% | 0% | 0% | 1 |  | 0% | 0% | 1 | 0.21 | 0% | 0% | 1 | 49% | 0% | 0% | 1 | 0 | 2 | 29% | 0% | 29% | 2 | 18% | 0% | 0% | 1 | 28% | 0% | 0% | 1 | 29% | 0% | 0% | 1 | 39% | 0% | 0% | 1 | 13% | 0% | 0% | 1 | 14% | 0% | 0% | 1 |  | 0% | 0% | 1 | 0.18 | 0% | 0% | 1 | 41% | 0% | 0% | 1 | 0 | 2 | 30% | 0% | 30% | 2 | 28% | 0% | 0% | 1 | 27% | 0% | 0% | 1 | 27% | 0% | 0% | 1 | 44% | 0% | 0% | 1 | 17% | 0% | 0% | 1 | 12% | 0% | 0% | 1
268 | GWF Tracy | 0 | 0 | 0 | 0% | 0% | 1 | 0.39 | 0% | 0% | 1 | 16% | 0% | 0% | 1 | 0 | 2 | 70% | 0% | 70% | 3 | 57% | 0% | 0% | 2 | 78% | 0% | 0% | 3 | 69% | 0% | 0% | 2 | 78% | 0% | 0% | 3 | 34% | 0% | 0% | 1 | 2% | 0% | 0% | 1 |  | 0% | 0% | 1 | 0.18 | 0% | 0% | 1 | 36% | 0% | 0% | 1 | 0 | 2 | 50% | 4% | 54% | 3 | 61% | 0% | 0% | 2 | 40% | 0% | 0% | 1 | 41% | 0% | 0% | 1 | 67% | 0% | 0% | 2 | 27% | 0% | 0% | 1 | 4% | 0% | 0% | 1 |  | 0% | 0% | 1 | 0.15 | 0% | 0% | 1 | 41% | 0% | 0% | 1 | 0 | 2 | 40% | 8% | 48% | 2 | 56% | 0% | 0% | 2 | 36% | 0% | 0% | 1 | 37% | 0% | 0% | 1 | 63% | 0% | 0% | 2 | 26% | 0% | 0% | 1 | 5% | 0% | 0% | 1 |  | 0% | 0% | 1 | 0.13 | 0% | 0% | 1 | 42% | 0% | 0% | 1 | 0 | 2 | 35% | 11% | 46% | 3 | 53% | 0% | 0% | 2 | 32% | 0% | 0% | 1 | 35% | 0% | 0% | 1 | 62% | 0% | 0% | 2 | 28% | 0% | 0% | 1 | 5% | 0% | 0% | 1
269 | Pahrump | 0 | 0 | 0 | 0% | 0% | 1 | 0 | 0% | 0% | 1 | 0% | 0% | 0% | 1 | 0 | 2 | 0% | 0% | 0% | 1 | 0% | 0% | 0% | 1 | 0% | 0% | 0% | 1 | 0% | 0% | 0% | 1 | 0% | 0% | 0% | 1 | 0% | 0% | 0% | 1 | 0% | 0% | 0% | 1 |  | 0% | 0% | 1 | 0.03 | 0% | 0% | 1 | 0% | 0% | 0% | 1 | 0 | 2 | 0% | 0% | 0% | 1 | 0% | 0% | 0% | 1 | 1% | 0% | 0% | 1 | 1% | 0% | 0% | 1 | 1% | 0% | 0% | 1 | 2% | 0% | 0% | 1 | 0% | 0% | 0% | 1 |  | 0% | 0% | 1 | 0.13 | 0% | 0% | 1 | 0% | 0% | 0% | 1 | 0 | 2 | 0% | 0% | 0% | 1 | 3% | 0% | 0% | 1 | 1% | 0% | 0% | 1 | 6% | 0% | 0% | 1 | 7% | 0% | 0% | 1 | 9% | 0% | 0% | 1 | 0% | 0% | 0% | 1 |  | 0% | 0% | 1 | 0.47 | 0% | 0% | 1 | 0% | 0% | 0% | 1 | 0 | 2 | 0% | 0% | 0% | 1 | 2% | 0% | 0% | 1 | 1% | 0% | 0% | 1 | 17% | 0% | 0% | 1 | 18% | 0% | 0% | 1 | 12% | 0% | 0% | 1 | 0% | 0% | 0% | 1
270 | Curtis | 0 | 0 | 10 | 0% | 0% | 1 | 0.3 | 0% | 0% | 1 | 0% | 0% | 0% | 1 | 0 | 2 | 99% | 0% | 99% | 5 | 3% | 0% | 0% | 1 | 14% | 0% | 0% | 1 | 15% | 0% | 0% | 1 | 21% | 0% | 0% | 1 | 38% | 0% | 0% | 1 | 2% | 0% | 0% | 1 |  | 0% | 0% | 1 | 0.15 | 0% | 0% | 1 | 0% | 0% | 0% | 1 | 0 | 2 | 76% | 20% | 96% | 5 | 42% | 0% | 0% | 1 | 36% | 0% | 0% | 1 | 44% | 0% | 0% | 1 | 71% | 0% | 0% | 3 | 47% | 0% | 0% | 1 | 3% | 0% | 0% | 1 |  | 0% | 0% | 1 | 0.14 | 0% | 0% | 1 | 0% | 0% | 0% | 1 | 0 | 2 | 62% | 33% | 95% | 5 | 40% | 0% | 0% | 1 | 34% | 0% | 0% | 1 | 47% | 0% | 0% | 1 | 69% | 0% | 0% | 2 | 48% | 0% | 0% | 1 | 3% | 0% | 0% | 1 |  | 0% | 0% | 1 | 0.15 | 0% | 0% | 1 | 0% | 0% | 0% | 1 | 0 | 2 | 58% | 32% | 90% | 5 | 49% | 0% | 0% | 1 | 25% | 0% | 0% | 1 | 35% | 0% | 0% | 1 | 69% | 0% | 0% | 2 | 48% | 0% | 0% | 1 | 4% | 0% | 0% | 1
271 | Quinto | 375 | 3750 | 10 | 97.81% | 0% | 4 | 0.13 | 53.7% | 0% | 2 | 30% | 97.78% | 0% | 3 | 0 | 2 | 57% | 0% | 57% | 3 | 53% | 34.17% | 0% | 2 | 0% | 15.96% | 0% | 1 | 9% | 17.48% | 0% | 1 | 53% | 34.17% | 0% | 2 | 29% | 22.41% | 0% | 2 | 4% | 16.53% | 0% | 1 |  | 20.36% | 0% | 2 | 0.08 | 13.37% | 0% | 1 | 22% | 15.97% | 0% | 1 | 0 | 2 | 46% | 2% | 48% | 2 | 53% | 8.175% | 0% | 2 | 10% | 4.274% | 0% | 1 | 20% | 4.835% | 0% | 1 | 58% | 9.161% | 0% | 2 | 26% | 5.199% | 0% | 1 | 9% | 4.253% | 0% | 1 |  | 15.3% | 0% | 1 | 0.07 | 4.417% | 0% | 1 | 20% | 15.97% | 0% | 1 | 0 | 2 | 53% | 8% | 61% | 3 | 58% | 4% | 0% | 2 | 16% | 1.996% | 0% | 1 | 27% | 2.295% | 0% | 1 | 66% | 4.848% | 0% | 2 | 45% | 3.016% | 0% | 1 | 7% | 1.792% | 0% | 1 |  | 8.742% | 0% | 1 | 0.06 | 2.226% | 0% | 1 | 22% | 15.97% | 0% | 1 | 0 | 2 | 53% | 6% | 59% | 3 | 57% | 2.089% | 0% | 2 | 14% | 1.055% | 0% | 1 | 23% | 1.179% | 0% | 1 | 64% | 2.526% | 0% | 2 | 46% | 1.662% | 0% | 1 | 6% | 0.966% | 0% | 1
272 | Melrose | 0 | 0 | 10 | 0% | 0% | 1 | 0.62 | 0% | 0% | 1 | 7% | 0% | 0% | 1 | 0 | 2 | 2% | 0% | 2% | 1 | 27% | 0% | 0% | 1 | 44% | 0% | 0% | 1 | 49% | 0% | 0% | 1 | 50% | 0% | 0% | 2 | 8% | 0% | 0% | 1 | 3% | 0% | 0% | 1 |  | 0% | 0% | 1 | 0.37 | 0% | 0% | 1 | 7% | 0% | 0% | 1 | 0 | 2 | 22% | 0% | 22% | 2 | 71% | 0% | 0% | 3 | 28% | 0% | 0% | 1 | 62% | 0% | 0% | 2 | 83% | 0% | 0% | 3 | 3% | 0% | 0% | 1 | 6% | 0% | 0% | 1 |  | 0% | 0% | 1 | 0.4 | 0% | 0% | 1 | 5% | 0% | 0% | 1 | 0 | 2 | 56% | 9% | 65% | 3 | 45% | 0% | 0% | 1 | 13% | 0% | 0% | 1 | 28% | 0% | 0% | 1 | 54% | 0% | 0% | 2 | 6% | 0% | 0% | 1 | 7% | 0% | 0% | 1 |  | 0% | 0% | 1 | 0.35 | 0% | 0% | 1 | 4% | 0% | 0% | 1 | 0 | 2 | 45% | 36% | 81% | 5 | 54% | 0% | 0% | 2 | 17% | 0% | 0% | 1 | 31% | 0% | 0% | 1 | 63% | 0% | 0% | 2 | 16% | 0% | 0% | 1 | 8% | 0% | 0% | 1
273 | Valley (VEA) | 0 | 0 | 0 | 0% | 0% | 1 | 0.01 | 0% | 0% | 1 | 0% | 0% | 0% | 1 | 0 | 2 | 0% | 0% | 0% | 1 | 0% | 0% | 0% | 1 | 0% | 0% | 0% | 1 | 0% | 0% | 0% | 1 | 0% | 0% | 0% | 1 | 2% | 0% | 0% | 1 | 0% | 0% | 0% | 1 |  | 0% | 0% | 1 | 0.01 | 0% | 0% | 1 | 0% | 0% | 0% | 1 | 0 | 2 | 0% | 0% | 0% | 1 | 0% | 0% | 0% | 1 | 0% | 0% | 0% | 1 | 0% | 0% | 0% | 1 | 0% | 0% | 0% | 1 | 2% | 0% | 0% | 1 | 0% | 0% | 0% | 1 |  | 0% | 0% | 1 | 0.01 | 0% | 0% | 1 | 0% | 0% | 0% | 1 | 0 | 2 | 0% | 0% | 0% | 1 | 0% | 0% | 0% | 1 | 0% | 0% | 0% | 1 | 0% | 0% | 0% | 1 | 0% | 0% | 0% | 1 | 2% | 0% | 0% | 1 | 0% | 0% | 0% | 1 |  | 0% | 0% | 1 | 0.01 | 0% | 0% | 1 | 0% | 0% | 0% | 1 | 0 | 2 | 0% | 0% | 0% | 1 | 0% | 0% | 0% | 1 | 0% | 0% | 0% | 1 | 0% | 0% | 0% | 1 | 0% | 0% | 0% | 1 | 1% | 0% | 0% | 1 | 0% | 0% | 0% | 1
274 | Avocado | 0 | 0 | 10 | 0% | 0% | 1 | 0.38 | 0% | 0% | 1 | 2% | 0% | 0% | 1 | 0 | 2 | 44% | 51% | 95% | 5 | 92% | 0% | 0% | 4 | 5% | 0% | 0% | 1 | 24% | 0% | 0% | 1 | 94% | 0% | 0% | 4 | 9% | 0% | 0% | 1 | 6% | 0% | 0% | 1 |  | 0% | 0% | 1 | 0.38 | 0% | 0% | 1 | 4% | 0% | 0% | 1 | 0 | 2 | 43% | 35% | 78% | 5 | 70% | 0% | 0% | 3 | 24% | 0% | 0% | 1 | 44% | 0% | 0% | 1 | 79% | 0% | 0% | 3 | 7% | 0% | 0% | 1 | 7% | 0% | 0% | 1 |  | 0% | 0% | 1 | 0.37 | 0% | 0% | 1 | 4% | 0% | 0% | 1 | 0 | 2 | 40% | 39% | 79% | 5 | 59% | 0% | 0% | 2 | 27% | 0% | 0% | 1 | 45% | 0% | 0% | 1 | 73% | 0% | 0% | 3 | 13% | 0% | 0% | 1 | 6% | 0% | 0% | 1 |  | 0% | 0% | 1 | 0.35 | 0% | 0% | 1 | 4% | 0% | 0% | 1 | 0 | 2 | 44% | 39% | 83% | 5 | 50% | 0% | 0% | 2 | 32% | 0% | 0% | 1 | 43% | 0% | 0% | 1 | 68% | 0% | 0% | 2 | 18% | 0% | 0% | 1 | 6% | 0% | 0% | 1
275 | New Sub - North Gila - IV (Proposed) | 1000 | 10000 | 10 | 1049% | 62.36% | 5 | 0.04 | 92.95% | 0% | 3 | 23% | 5899% | 250.6% | 5 | 0 | 2 | 0% | 0% | 0% | 1 | 0% | 64.69% | 0% | 3 | 80% | 318.2% | 55.67% | 5 | 80% | 318.2% | 55.67% | 5 | 80% | 318.2% | 55.67% | 5 | 33% | 96.36% | 0% | 4 | 14% | 74.95% | 0% | 3 |  | 156.4% | 8.466% | 4 | 0.06 | 62.98% | 0% | 2 | 57% | 311.4% | 250.6% | 5 | 0 | 2 | 0% | 0% | 0% | 1 | 0% | 20.42% | 0% | 2 | 36% | 31.85% | 0% | 2 | 36% | 31.85% | 0% | 2 | 36% | 31.85% | 0% | 2 | 11% | 22.82% | 0% | 2 | 9% | 22.46% | 0% | 2 |  | 62.57% | 0% | 3 | 0.08 | 49.6% | 0% | 2 | 66% | 311.4% | 250.6% | 5 | 0 | 2 | 0% | 0% | 0% | 1 | 1% | 10.07% | 0% | 1 | 23% | 13.02% | 0% | 1 | 23% | 13.02% | 0% | 1 | 24% | 13.18% | 0% | 1 | 7% | 10.7% | 0% | 1 | 6% | 10.63% | 0% | 1 |  | 37.3% | 0% | 2 | 0.09 | 32.95% | 0% | 2 | 66% | 311.4% | 250.6% | 5 | 0 | 2 | 0% | 0% | 0% | 1 | 4% | 5.971% | 0% | 1 | 16% | 6.794% | 0% | 1 | 16% | 6.791% | 0% | 1 | 20% | 7.149% | 0% | 1 | 10% | 6.326% | 0% | 1 | 5% | 6.035% | 0% | 1
276 | Caliente | 0 | 0 | 10 | 0% | 0% | 1 | 0.08 | 0% | 0% | 1 | 0% | 0% | 0% | 1 | 0 | 2 | 48% | 0% | 48% | 2 | 34% | 0% | 0% | 1 | 20% | 0% | 0% | 1 | 36% | 0% | 0% | 1 | 58% | 0% | 0% | 2 | 55% | 0% | 0% | 2 | 4% | 0% | 0% | 1 |  | 0% | 0% | 1 | 0.13 | 0% | 0% | 1 | 0% | 0% | 0% | 1 | 0 | 2 | 34% | 0% | 34% | 2 | 52% | 0% | 0% | 2 | 19% | 0% | 0% | 1 | 33% | 0% | 0% | 1 | 70% | 0% | 0% | 3 | 48% | 0% | 0% | 1 | 6% | 0% | 0% | 1 |  | 0% | 0% | 1 | 0.09 | 0% | 0% | 1 | 3% | 0% | 0% | 1 | 0 | 2 | 29% | 5% | 34% | 2 | 55% | 0% | 0% | 2 | 13% | 0% | 0% | 1 | 26% | 0% | 0% | 1 | 71% | 0% | 0% | 3 | 43% | 0% | 0% | 1 | 3% | 0% | 0% | 1 |  | 0% | 0% | 1 | 0.07 | 0% | 0% | 1 | 13% | 0% | 0% | 1 | 0 | 2 | 30% | 8% | 38% | 2 | 53% | 0% | 0% | 2 | 14% | 0% | 0% | 1 | 25% | 0% | 0% | 1 | 71% | 0% | 0% | 3 | 40% | 0% | 0% | 1 | 2% | 0% | 0% | 1
277 | San Luis Obispo | 0 | 0 | 10 | 0% | 0% | 1 | 0.09 | 0% | 0% | 1 | 12% | 0% | 0% | 1 | 0 | 2 | 79% | 1% | 80% | 5 | 14% | 0% | 0% | 1 | 3% | 0% | 0% | 1 | 59% | 0% | 0% | 2 | 62% | 0% | 0% | 2 | 37% | 0% | 0% | 1 | 10% | 0% | 0% | 1 |  | 0% | 0% | 1 | 0.09 | 0% | 0% | 1 | 7% | 0% | 0% | 1 | 0 | 2 | 77% | 8% | 85% | 5 | 34% | 0% | 0% | 1 | 28% | 0% | 0% | 1 | 60% | 0% | 0% | 2 | 70% | 0% | 0% | 3 | 47% | 0% | 0% | 1 | 11% | 0% | 0% | 1 |  | 0% | 0% | 1 | 0.09 | 0% | 0% | 1 | 4% | 0% | 0% | 1 | 0 | 2 | 56% | 30% | 86% | 5 | 28% | 0% | 0% | 1 | 22% | 0% | 0% | 1 | 52% | 0% | 0% | 2 | 60% | 0% | 0% | 2 | 52% | 0% | 0% | 2 | 7% | 0% | 0% | 1 |  | 0% | 0% | 1 | 0.1 | 0% | 0% | 1 | 6% | 0% | 0% | 1 | 0 | 2 | 51% | 30% | 81% | 5 | 24% | 0% | 0% | 1 | 17% | 0% | 0% | 1 | 41% | 0% | 0% | 1 | 52% | 0% | 0% | 2 | 47% | 0% | 0% | 1 | 6% | 0% | 0% | 1
278 | Valley Home | 100 | 1000 | 10 | 8.697% | 0% | 1 | 0.15 | 56.59% | 0% | 2 | 11% | 3.165% | 0% | 1 | 0 | 2 | 38% | 0% | 38% | 2 | 69% | 7.12% | 0% | 2 | 0% | 2.199% | 0% | 1 | 10% | 2.453% | 0% | 1 | 70% | 7.284% | 0% | 3 | 6% | 2.338% | 0% | 1 | 3% | 2.271% | 0% | 1 |  | 3.058% | 0% | 1 | 0.14 | 3.839% | 0% | 1 | 25% | 1.408% | 0% | 1 | 0 | 2 | 34% | 0% | 34% | 2 | 49% | 1.223% | 0% | 1 | 10% | 0.692% | 0% | 1 | 31% | 0.9044% | 0% | 1 | 64% | 1.715% | 0% | 2 | 17% | 0.758% | 0% | 1 | 7% | 0.6756% | 0% | 1 |  | 1.717% | 0% | 1 | 0.13 | 1.716% | 0% | 1 | 30% | 1.408% | 0% | 1 | 0 | 2 | 32% | 0% | 32% | 2 | 46% | 0.5693% | 0% | 1 | 11% | 0.3414% | 0% | 1 | 28% | 0.4216% | 0% | 1 | 61% | 0.7768% | 0% | 2 | 23% | 0.3958% | 0% | 1 | 7% | 0.3269% | 0% | 1 |  | 1.419% | 0% | 1 | 0.15 | 1.214% | 0% | 1 | 33% | 1.408% | 0% | 1 | 0 | 2 | 30% | 0% | 30% | 2 | 49% | 0.3706% | 0% | 1 | 15% | 0.2211% | 0% | 1 | 31% | 0.2729% | 0% | 1 | 63% | 0.5148% | 0% | 2 | 24% | 0.2495% | 0% | 1 | 8% | 0.2051% | 0% | 1
279 | Big Creek | 200 | 2000 | 10 | 414.9% | 9.849% | 4 | 0.04 | 16.33% | 0% | 1 | 0% | 0% | 0% | 1 | 0 | 2 | 10% | 0% | 10% | 1 | 38% | 20.41% | 0% | 2 | 93% | 181.2% | 6.059% | 4 | 20% | 15.74% | 0% | 1 | 93% | 184.3% | 6.179% | 4 | 48% | 24.39% | 0% | 2 | 6% | 13.36% | 0% | 1 |  | 121.5% | 0.5959% | 4 | 0.07 | 4.397% | 0% | 1 | 0% | 1462% | 0% | 4 | 0 | 2 | 41% | 0% | 41% | 2 | 38% | 5.288% | 0% | 1 | 69% | 10.45% | 0% | 2 | 27% | 4.51% | 0% | 1 | 80% | 16.74% | 0% | 3 | 53% | 7.026% | 0% | 2 | 5% | 3.456% | 0% | 1 |  | 28.66% | 0% | 2 | 0.09 | 1.992% | 0% | 1 | 0% | 1462% | 0% | 4 | 0 | 2 | 40% | 3% | 43% | 2 | 22% | 1.769% | 0% | 1 | 58% | 3.304% | 0% | 2 | 43% | 2.429% | 0% | 1 | 72% | 4.968% | 0% | 3 | 52% | 2.883% | 0% | 2 | 4% | 1.435% | 0% | 1 |  | 8.067% | 0% | 1 | 0.11 | 1.265% | 0% | 1 | 0% | 1462% | 0% | 4 | 0 | 2 | 46% | 10% | 56% | 3 | 17% | 0.9348% | 0% | 1 | 47% | 1.471% | 0% | 1 | 39% | 1.273% | 0% | 1 | 63% | 2.089% | 0% | 2 | 53% | 1.66% | 0% | 2 | 4% | 0.8072% | 0% | 1
280 | West Fresno | 0 | 0 | 10 | 0% | 0% | 1 | 0.24 | 0% | 0% | 1 | 76% | 0% | 0% | 3 | 0 | 2 | 0% | 0% | 0% | 1 | 0% | 0% | 0% | 1 | 0% | 0% | 0% | 1 | 0% | 0% | 0% | 1 | 0% | 0% | 0% | 1 | 0% | 0% | 0% | 1 | 0% | 0% | 0% | 1 |  | 0% | 0% | 1 | 0.22 | 0% | 0% | 1 | 70% | 0% | 0% | 2 | 0 | 2 | 0% | 0% | 0% | 1 | 0% | 0% | 0% | 1 | 0% | 0% | 0% | 1 | 0% | 0% | 0% | 1 | 0% | 0% | 0% | 1 | 0% | 0% | 0% | 1 | 0% | 0% | 0% | 1 |  | 0% | 0% | 1 | 0.22 | 0% | 0% | 1 | 63% | 0% | 0% | 2 | 0 | 2 | 5% | 0% | 5% | 1 | 6% | 0% | 0% | 1 | 7% | 0% | 0% | 1 | 7% | 0% | 0% | 1 | 11% | 0% | 0% | 1 | 0% | 0% | 0% | 1 | 2% | 0% | 0% | 1 |  | 0% | 0% | 1 | 0.18 | 0% | 0% | 1 | 52% | 0% | 0% | 2 | 0 | 2 | 15% | 0% | 15% | 1 | 16% | 0% | 0% | 1 | 18% | 0% | 0% | 1 | 19% | 0% | 0% | 1 | 28% | 0% | 0% | 1 | 7% | 0% | 0% | 1 | 7% | 0% | 0% | 1
281 | Sylmar | 200 | 2000 | 10 | 427.4% | 68.79% | 5 | 0.14 | 999% | 100.5% | 5 | 0% | 0% | 0% | 1 | 0 | 2 | 71% | 8% | 79% | 5 | 33% | 111.4% | 22.78% | 5 | 0% | 74.21% | 0% | 3 | 15% | 87.3% | 0% | 4 | 48% | 143.8% | 46.7% | 5 | 29% | 104.2% | 10.44% | 5 | 18% | 90.95% | 0% | 4 |  | 135.5% | 5.471% | 4 | 0.33 | 74.6% | 0% | 2 | 0% | 688.8% | 25533% | 5 | 0 | 2 | 41% | 38% | 79% | 5 | 41% | 30.82% | 0% | 2 | 6% | 19.18% | 0% | 1 | 18% | 22.2% | 0% | 2 | 60% | 44.97% | 0% | 2 | 45% | 32.66% | 0% | 2 | 12% | 20.49% | 0% | 2 |  | 19.05% | 0% | 1 | 0.34 | 12.58% | 0% | 1 | 2% | 688.8% | 25533% | 5 | 0 | 2 | 59% | 23% | 82% | 5 | 41% | 5.998% | 0% | 1 | 4% | 3.65% | 0% | 1 | 17% | 4.234% | 0% | 1 | 55% | 7.759% | 0% | 2 | 38% | 5.7% | 0% | 1 | 11% | 3.94% | 0% | 1 |  | 8.426% | 0% | 1 | 0.24 | 4.942% | 0% | 1 | 3% | 688.8% | 25533% | 5 | 0 | 2 | 54% | 32% | 86% | 5 | 49% | 2.934% | 0% | 1 | 4% | 1.559% | 0% | 1 | 10% | 1.665% | 0% | 1 | 56% | 3.404% | 0% | 2 | 41% | 2.547% | 0% | 1 | 11% | 1.683% | 0% | 1
282 | Tracy | 0 | 0 | 10 | 0% | 0% | 1 | 0.2 | 0% | 0% | 1 | 37% | 0% | 0% | 1 | 0 | 2 | 50% | 0% | 50% | 3 | 57% | 0% | 0% | 2 | 51% | 0% | 0% | 2 | 50% | 0% | 0% | 2 | 75% | 0% | 0% | 3 | 6% | 0% | 0% | 1 | 8% | 0% | 0% | 1 |  | 0% | 0% | 1 | 0.16 | 0% | 0% | 1 | 42% | 0% | 0% | 1 | 0 | 2 | 45% | 0% | 45% | 2 | 51% | 0% | 0% | 2 | 38% | 0% | 0% | 1 | 42% | 0% | 0% | 1 | 63% | 0% | 0% | 2 | 11% | 0% | 0% | 1 | 6% | 0% | 0% | 1 |  | 0% | 0% | 1 | 0.14 | 0% | 0% | 1 | 44% | 0% | 0% | 1 | 0 | 2 | 40% | 2% | 42% | 2 | 43% | 0% | 0% | 1 | 34% | 0% | 0% | 1 | 36% | 0% | 0% | 1 | 54% | 0% | 0% | 2 | 17% | 0% | 0% | 1 | 6% | 0% | 0% | 1 |  | 0% | 0% | 1 | 0.14 | 0% | 0% | 1 | 41% | 0% | 0% | 1 | 0 | 2 | 38% | 5% | 43% | 2 | 45% | 0% | 0% | 1 | 36% | 0% | 0% | 1 | 38% | 0% | 0% | 1 | 58% | 0% | 0% | 2 | 21% | 0% | 0% | 1 | 7% | 0% | 0% | 1
283 | Pease | 0 | 0 | 10 | 0% | 0% | 1 | 0.2 | 0% | 0% | 1 | 54% | 0% | 0% | 2 | 0 | 2 | 2% | 0% | 2% | 1 | 12% | 0% | 0% | 1 | 16% | 0% | 0% | 1 | 50% | 0% | 0% | 2 | 62% | 0% | 0% | 2 | 2% | 0% | 0% | 1 | 4% | 0% | 0% | 1 |  | 0% | 0% | 1 | 0.14 | 0% | 0% | 1 | 48% | 0% | 0% | 1 | 0 | 2 | 15% | 0% | 15% | 1 | 41% | 0% | 0% | 1 | 11% | 0% | 0% | 1 | 28% | 0% | 0% | 1 | 65% | 0% | 0% | 2 | 7% | 0% | 0% | 1 | 6% | 0% | 0% | 1 |  | 0% | 0% | 1 | 0.12 | 0% | 0% | 1 | 47% | 0% | 0% | 1 | 0 | 2 | 17% | 0% | 17% | 1 | 48% | 0% | 0% | 1 | 11% | 0% | 0% | 1 | 34% | 0% | 0% | 1 | 70% | 0% | 0% | 3 | 8% | 0% | 0% | 1 | 9% | 0% | 0% | 1 |  | 0% | 0% | 1 | 0.12 | 0% | 0% | 1 | 46% | 0% | 0% | 1 | 0 | 2 | 18% | 0% | 18% | 1 | 51% | 0% | 0% | 2 | 11% | 0% | 0% | 1 | 38% | 0% | 0% | 1 | 72% | 0% | 0% | 3 | 7% | 0% | 0% | 1 | 9% | 0% | 0% | 1
284 | Spring Valley | 0 | 0 | 10 | 0% | 0% | 1 | 0.21 | 0% | 0% | 1 | 0% | 0% | 0% | 1 | 0 | 2 | 81% | 0% | 81% | 5 | 42% | 0% | 0% | 1 | 100% | 0% | 0% | 5 | 100% | 0% | 0% | 5 | 100% | 0% | 0% | 5 | 15% | 0% | 0% | 1 | 6% | 0% | 0% | 1 |  | 0% | 0% | 1 | 0.32 | 0% | 0% | 1 | 0% | 0% | 0% | 1 | 0 | 2 | 79% | 6% | 85% | 5 | 38% | 0% | 0% | 1 | 86% | 0% | 0% | 3 | 82% | 0% | 0% | 3 | 96% | 0% | 0% | 5 | 30% | 0% | 0% | 1 | 6% | 0% | 0% | 1 |  | 0% | 0% | 1 | 0.23 | 0% | 0% | 1 | 0% | 0% | 0% | 1 | 0 | 2 | 34% | 45% | 79% | 5 | 34% | 0% | 0% | 1 | 61% | 0% | 0% | 2 | 79% | 0% | 0% | 3 | 90% | 0% | 0% | 4 | 25% | 0% | 0% | 1 | 4% | 0% | 0% | 1 |  | 0% | 0% | 1 | 0.21 | 0% | 0% | 1 | 0% | 0% | 0% | 1 | 0 | 2 | 23% | 67% | 90% | 5 | 34% | 0% | 0% | 1 | 45% | 0% | 0% | 1 | 73% | 0% | 0% | 3 | 83% | 0% | 0% | 3 | 36% | 0% | 0% | 1 | 3% | 0% | 0% | 1
285 | Honcut | 0 | 0 | 10 | 0% | 0% | 1 | 0.13 | 0% | 0% | 1 | 56% | 0% | 0% | 2 | 0 | 2 | 17% | 0% | 17% | 1 | 90% | 0% | 0% | 4 | 0% | 0% | 0% | 1 | 2% | 0% | 0% | 1 | 90% | 0% | 0% | 4 | 3% | 0% | 0% | 1 | 20% | 0% | 0% | 1 |  | 0% | 0% | 1 | 0.16 | 0% | 0% | 1 | 36% | 0% | 0% | 1 | 0 | 2 | 24% | 0% | 24% | 2 | 79% | 0% | 0% | 3 | 7% | 0% | 0% | 1 | 21% | 0% | 0% | 1 | 84% | 0% | 0% | 3 | 9% | 0% | 0% | 1 | 13% | 0% | 0% | 1 |  | 0% | 0% | 1 | 0.16 | 0% | 0% | 1 | 25% | 0% | 0% | 1 | 0 | 2 | 32% | 0% | 32% | 2 | 64% | 0% | 0% | 2 | 11% | 0% | 0% | 1 | 30% | 0% | 0% | 1 | 81% | 0% | 0% | 3 | 15% | 0% | 0% | 1 | 10% | 0% | 0% | 1 |  | 0% | 0% | 1 | 0.13 | 0% | 0% | 1 | 22% | 0% | 0% | 1 | 0 | 2 | 34% | 2% | 36% | 2 | 57% | 0% | 0% | 2 | 13% | 0% | 0% | 1 | 32% | 0% | 0% | 1 | 77% | 0% | 0% | 3 | 15% | 0% | 0% | 1 | 10% | 0% | 0% | 1
286 | Rancho Mission Viejo | 0 | 0 | 10 | 0% | 0% | 1 | 0.52 | 0% | 0% | 1 | 0% | 0% | 0% | 1 | 0 | 2 | 44% | 53% | 97% | 5 | 23% | 0% | 0% | 1 | 78% | 0% | 0% | 3 | 79% | 0% | 0% | 3 | 79% | 0% | 0% | 3 | 62% | 0% | 0% | 2 | 5% | 0% | 0% | 1 |  | 0% | 0% | 1 | 0.44 | 0% | 0% | 1 | 0% | 0% | 0% | 1 | 0 | 2 | 30% | 63% | 93% | 5 | 30% | 0% | 0% | 1 | 62% | 0% | 0% | 2 | 65% | 0% | 0% | 2 | 78% | 0% | 0% | 3 | 57% | 0% | 0% | 2 | 6% | 0% | 0% | 1 |  | 0% | 0% | 1 | 0.3 | 0% | 0% | 1 | 0% | 0% | 0% | 1 | 0 | 2 | 19% | 72% | 91% | 5 | 52% | 0% | 0% | 2 | 54% | 0% | 0% | 2 | 62% | 0% | 0% | 2 | 87% | 0% | 0% | 3 | 54% | 0% | 0% | 2 | 7% | 0% | 0% | 1 |  | 0% | 0% | 1 | 0.31 | 0% | 0% | 1 | 0% | 0% | 0% | 1 | 0 | 2 | 15% | 74% | 89% | 5 | 49% | 0% | 0% | 1 | 46% | 0% | 0% | 1 | 53% | 0% | 0% | 2 | 85% | 0% | 0% | 3 | 38% | 0% | 0% | 1 | 7% | 0% | 0% | 1
287 | Encina | 0 | 0 | 10 | 0% | 0% | 1 | 0.47 | 0% | 0% | 1 | 0% | 0% | 0% | 1 | 0 | 2 | 0% | 0% | 0% | 1 | 20% | 0% | 0% | 1 | 84% | 0% | 0% | 3 | 84% | 0% | 0% | 3 | 84% | 0% | 0% | 3 | 0% | 0% | 0% | 1 | 12% | 0% | 0% | 1 |  | 0% | 0% | 1 | 0.37 | 0% | 0% | 1 | 1% | 0% | 0% | 1 | 0 | 2 | 6% | 0% | 6% | 1 | 24% | 0% | 0% | 1 | 55% | 0% | 0% | 2 | 57% | 0% | 0% | 2 | 70% | 0% | 0% | 3 | 5% | 0% | 0% | 1 | 18% | 0% | 0% | 1 |  | 0% | 0% | 1 | 0.37 | 0% | 0% | 1 | 7% | 0% | 0% | 1 | 0 | 2 | 15% | 0% | 15% | 1 | 64% | 0% | 0% | 2 | 36% | 0% | 0% | 1 | 51% | 0% | 0% | 2 | 79% | 0% | 0% | 3 | 5% | 0% | 0% | 1 | 6% | 0% | 0% | 1 |  | 0% | 0% | 1 | 0.37 | 0% | 0% | 1 | 5% | 0% | 0% | 1 | 0 | 2 | 53% | 6% | 59% | 3 | 44% | 0% | 0% | 1 | 18% | 0% | 0% | 1 | 35% | 0% | 0% | 1 | 56% | 0% | 0% | 2 | 4% | 0% | 0% | 1 | 7% | 0% | 0% | 1
288 | Bullard | 0 | 0 | 10 | 0% | 0% | 1 | 0.13 | 0% | 0% | 1 | 25% | 0% | 0% | 1 | 0 | 2 | 0% | 0% | 0% | 1 | 69% | 0% | 0% | 2 | 63% | 0% | 0% | 2 | 63% | 0% | 0% | 2 | 69% | 0% | 0% | 2 | 0% | 0% | 0% | 1 | 28% | 0% | 0% | 1 |  | 0% | 0% | 1 | 0.37 | 0% | 0% | 1 | 23% | 0% | 0% | 1 | 0 | 2 | 42% | 0% | 42% | 2 | 34% | 0% | 0% | 1 | 47% | 0% | 0% | 1 | 45% | 0% | 0% | 1 | 60% | 0% | 0% | 2 | 15% | 0% | 0% | 1 | 18% | 0% | 0% | 1 |  | 0% | 0% | 1 | 0.24 | 0% | 0% | 1 | 38% | 0% | 0% | 1 | 0 | 2 | 38% | 0% | 38% | 2 | 31% | 0% | 0% | 1 | 31% | 0% | 0% | 1 | 30% | 0% | 0% | 1 | 48% | 0% | 0% | 1 | 21% | 0% | 0% | 1 | 15% | 0% | 0% | 1 |  | 0% | 0% | 1 | 0.2 | 0% | 0% | 1 | 40% | 0% | 0% | 1 | 0 | 2 | 37% | 0% | 37% | 2 | 34% | 0% | 0% | 1 | 24% | 0% | 0% | 1 | 24% | 0% | 0% | 1 | 47% | 0% | 0% | 1 | 24% | 0% | 0% | 1 | 12% | 0% | 0% | 1
289 | Hicks | 106 | 1060 | 10 | 999.9% | 370.6% | 5 | 0.12 | 26500% | 926.3% | 5 | 0% | 106000% | 0% | 4 | 0 | 2 | 90% | 0% | 90% | 5 | 100% | 999% | 370.6% | 5 | 1% | 373.2% | 38800% | 5 | 89% | 3419% | 403.5% | 5 | 100% | 999% | 370.6% | 5 | 24% | 484% | 1255% | 5 | 6% | 397% | 4174% | 5 |  | 108.8% | 0.5016% | 4 | 0.22 | 347.5% | 10.51% | 3 | 1% | 101.2% | 0% | 4 | 0 | 2 | 40% | 0% | 40% | 2 | 70% | 19.64% | 0% | 3 | 3% | 6.003% | 0% | 1 | 66% | 17.4% | 0% | 2 | 94% | 98.97% | 0% | 4 | 22% | 7.515% | 0% | 1 | 3% | 6.012% | 0% | 1 |  | 18.2% | 0% | 1 | 0.21 | 17.63% | 0% | 1 | 1% | 101.2% | 0% | 4 | 0 | 2 | 47% | 0% | 47% | 2 | 60% | 3.624% | 0% | 2 | 16% | 1.737% | 0% | 1 | 55% | 3.272% | 0% | 2 | 82% | 8.232% | 0% | 3 | 35% | 2.254% | 0% | 1 | 3% | 1.513% | 0% | 1 |  | 8.867% | 0% | 1 | 0.19 | 3.405% | 0% | 1 | 1% | 101.2% | 0% | 4 | 0 | 2 | 47% | 5% | 52% | 3 | 61% | 1.834% | 0% | 2 | 22% | 0.9198% | 0% | 1 | 53% | 1.536% | 0% | 2 | 82% | 4.078% | 0% | 3 | 43% | 1.273% | 0% | 1 | 3% | 0.7468% | 0% | 1
290 | Olivehurst | 0 | 0 | 10 | 0% | 0% | 1 | 0.14 | 0% | 0% | 1 | 31% | 0% | 0% | 1 | 0 | 2 | 0% | 0% | 0% | 1 | 15% | 0% | 0% | 1 | 0% | 0% | 0% | 1 | 0% | 0% | 0% | 1 | 15% | 0% | 0% | 1 | 0% | 0% | 0% | 1 | 15% | 0% | 0% | 1 |  | 0% | 0% | 1 | 0.15 | 0% | 0% | 1 | 54% | 0% | 0% | 2 | 0 | 2 | 3% | 0% | 3% | 1 | 36% | 0% | 0% | 1 | 1% | 0% | 0% | 1 | 15% | 0% | 0% | 1 | 49% | 0% | 0% | 1 | 0% | 0% | 0% | 1 | 11% | 0% | 0% | 1 |  | 0% | 0% | 1 | 0.13 | 0% | 0% | 1 | 45% | 0% | 0% | 1 | 0 | 2 | 14% | 0% | 14% | 1 | 44% | 0% | 0% | 1 | 7% | 0% | 0% | 1 | 29% | 0% | 0% | 1 | 64% | 0% | 0% | 2 | 5% | 0% | 0% | 1 | 10% | 0% | 0% | 1 |  | 0% | 0% | 1 | 0.12 | 0% | 0% | 1 | 44% | 0% | 0% | 1 | 0 | 2 | 25% | 0% | 25% | 2 | 53% | 0% | 0% | 2 | 6% | 0% | 0% | 1 | 31% | 0% | 0% | 1 | 73% | 0% | 0% | 3 | 10% | 0% | 0% | 1 | 10% | 0% | 0% | 1
291 | Temblor | 0 | 0 | 10 | 0% | 0% | 1 | 0.07 | 0% | 0% | 1 | 7% | 0% | 0% | 1 | 0 | 2 | 0% | 0% | 0% | 1 | 3% | 0% | 0% | 1 | 16% | 0% | 0% | 1 | 45% | 0% | 0% | 1 | 45% | 0% | 0% | 1 | 1% | 0% | 0% | 1 | 0% | 0% | 0% | 1 |  | 0% | 0% | 1 | 0.07 | 0% | 0% | 1 | 25% | 0% | 0% | 1 | 0 | 2 | 7% | 0% | 7% | 1 | 35% | 0% | 0% | 1 | 14% | 0% | 0% | 1 | 34% | 0% | 0% | 1 | 61% | 0% | 0% | 2 | 14% | 0% | 0% | 1 | 0% | 0% | 0% | 1 |  | 0% | 0% | 1 | 0.08 | 0% | 0% | 1 | 28% | 0% | 0% | 1 | 0 | 2 | 13% | 0% | 13% | 1 | 44% | 0% | 0% | 1 | 16% | 0% | 0% | 1 | 43% | 0% | 0% | 1 | 71% | 0% | 0% | 3 | 15% | 0% | 0% | 1 | 3% | 0% | 0% | 1 |  | 0% | 0% | 1 | 0.09 | 0% | 0% | 1 | 28% | 0% | 0% | 1 | 0 | 2 | 14% | 0% | 14% | 1 | 41% | 0% | 0% | 1 | 17% | 0% | 0% | 1 | 45% | 0% | 0% | 1 | 72% | 0% | 0% | 3 | 17% | 0% | 0% | 1 | 4% | 0% | 0% | 1
292 | Olinda | 0 | 0 | 10 | 0% | 0% | 1 | 0.53 | 0% | 0% | 1 | 0% | 0% | 0% | 1 | 0 | 2 | 56% | 0% | 56% | 3 | 12% | 0% | 0% | 1 | 0% | 0% | 0% | 1 | 0% | 0% | 0% | 1 | 12% | 0% | 0% | 1 | 38% | 0% | 0% | 1 | 18% | 0% | 0% | 1 |  | 0% | 0% | 1 | 0.21 | 0% | 0% | 1 | 0% | 0% | 0% | 1 | 0 | 2 | 90% | 0% | 90% | 5 | 62% | 0% | 0% | 2 | 0% | 0% | 0% | 1 | 0% | 0% | 0% | 1 | 62% | 0% | 0% | 2 | 45% | 0% | 0% | 1 | 16% | 0% | 0% | 1 |  | 0% | 0% | 1 | 0.15 | 0% | 0% | 1 | 0% | 0% | 0% | 1 | 0 | 2 | 91% | 0% | 91% | 5 | 50% | 0% | 0% | 2 | 3% | 0% | 0% | 1 | 12% | 0% | 0% | 1 | 63% | 0% | 0% | 2 | 36% | 0% | 0% | 1 | 12% | 0% | 0% | 1 |  | 0% | 0% | 1 | 0.52 | 0% | 0% | 1 | 6% | 0% | 0% | 1 | 0 | 2 | 43% | 19% | 62% | 3 | 30% | 0% | 0% | 1 | 8% | 0% | 0% | 1 | 28% | 0% | 0% | 1 | 55% | 0% | 0% | 2 | 33% | 0% | 0% | 1 | 8% | 0% | 0% | 1
293 | Mt. Eden | 0 | 0 | 0 | 0% | 0% | 1 | 0.04 | 0% | 0% | 1 | 0% | 0% | 0% | 1 | 0 | 2 | 0% | 0% | 0% | 1 | 0% | 0% | 0% | 1 | 0% | 0% | 0% | 1 | 39% | 0% | 0% | 1 | 39% | 0% | 0% | 1 | 0% | 0% | 0% | 1 | 72% | 0% | 0% | 3 |  | 0% | 0% | 1 | 0.3 | 0% | 0% | 1 | 0% | 0% | 0% | 1 | 0 | 2 | 73% | 0% | 73% | 3 | 58% | 0% | 0% | 2 | 17% | 0% | 0% | 1 | 60% | 0% | 0% | 2 | 86% | 0% | 0% | 3 | 45% | 0% | 0% | 1 | 8% | 0% | 0% | 1 |  | 0% | 0% | 1 | 0.53 | 0% | 0% | 1 | 0% | 0% | 0% | 1 | 0 | 2 | 74% | 0% | 74% | 3 | 63% | 0% | 0% | 2 | 28% | 0% | 0% | 1 | 64% | 0% | 0% | 2 | 84% | 0% | 0% | 3 | 39% | 0% | 0% | 1 | 8% | 0% | 0% | 1 |  | 0% | 0% | 1 | 0.28 | 0% | 0% | 1 | 0% | 0% | 0% | 1 | 0 | 2 | 75% | 1% | 76% | 5 | 53% | 0% | 0% | 2 | 41% | 0% | 0% | 1 | 65% | 0% | 0% | 2 | 81% | 0% | 0% | 3 | 42% | 0% | 0% | 1 | 8% | 0% | 0% | 1
294 | Woodland | 12 | 120 | 5 | 6.448% | 0% | 1 | 0.1 | 3.302% | 0% | 1 | 67% | 2.275% | 0% | 2 | 0 | 2 | 0% | 0% | 0% | 1 | 57% | 0.954% | 0% | 2 | 24% | 0.5341% | 0% | 1 | 26% | 0.5534% | 0% | 1 | 69% | 1.314% | 0% | 2 | 0% | 0.4075% | 0% | 1 | 7% | 0.4399% | 0% | 1 |  | 1.031% | 0% | 1 | 0.09 | 0.7264% | 0% | 1 | 63% | 0.4209% | 0% | 2 | 0 | 2 | 3% | 0% | 3% | 1 | 48% | 0.1675% | 0% | 1 | 19% | 0.1088% | 0% | 1 | 30% | 0.1255% | 0% | 1 | 61% | 0.225% | 0% | 2 | 1% | 0.08822% | 0% | 1 | 6% | 0.09319% | 0% | 1 |  | 0.8152% | 0% | 1 | 0.09 | 0.4105% | 0% | 1 | 66% | 0.4209% | 0% | 2 | 0 | 2 | 6% | 0% | 6% | 1 | 43% | 0.06846% | 0% | 1 | 14% | 0.04476% | 0% | 1 | 40% | 0.06423% | 0% | 1 | 68% | 0.1222% | 0% | 2 | 1% | 0.03922% | 0% | 1 | 5% | 0.04055% | 0% | 1 |  | 0.3856% | 0% | 1 | 0.09 | 0.2107% | 0% | 1 | 59% | 0.4209% | 0% | 2 | 0 | 2 | 17% | 0% | 17% | 1 | 46% | 0.0412% | 0% | 1 | 11% | 0.02504% | 0% | 1 | 39% | 0.03655% | 0% | 1 | 68% | 0.0696% | 0% | 2 | 7% | 0.02411% | 0% | 1 | 5% | 0.02355% | 0% | 1
295 | Trabuco | 0 | 0 | 10 | 0% | 0% | 1 | 0.72 | 0% | 0% | 1 | 0% | 0% | 0% | 1 | 0 | 2 | 84% | 0% | 84% | 5 | 20% | 0% | 0% | 1 | 66% | 0% | 0% | 2 | 66% | 0% | 0% | 2 | 67% | 0% | 0% | 2 | 8% | 0% | 0% | 1 | 11% | 0% | 0% | 1 |  | 0% | 0% | 1 | 0.59 | 0% | 0% | 1 | 0% | 0% | 0% | 1 | 0 | 2 | 33% | 54% | 87% | 5 | 22% | 0% | 0% | 1 | 68% | 0% | 0% | 2 | 72% | 0% | 0% | 3 | 77% | 0% | 0% | 3 | 54% | 0% | 0% | 2 | 7% | 0% | 0% | 1 |  | 0% | 0% | 1 | 0.44 | 0% | 0% | 1 | 0% | 0% | 0% | 1 | 0 | 2 | 26% | 62% | 88% | 5 | 38% | 0% | 0% | 1 | 50% | 0% | 0% | 2 | 64% | 0% | 0% | 2 | 83% | 0% | 0% | 3 | 54% | 0% | 0% | 2 | 8% | 0% | 0% | 1 |  | 0% | 0% | 1 | 0.46 | 0% | 0% | 1 | 0% | 0% | 0% | 1 | 0 | 2 | 15% | 69% | 84% | 5 | 46% | 0% | 0% | 1 | 47% | 0% | 0% | 1 | 60% | 0% | 0% | 2 | 87% | 0% | 0% | 3 | 52% | 0% | 0% | 2 | 8% | 0% | 0% | 1
296 | Cantua | 100 | 1000 | 10 | 40.23% | 0% | 2 | 0.07 | 10.2% | 0% | 1 | 80% | 30.1% | 0% | 3 | 0 | 2 | 7% | 0% | 7% | 1 | 20% | 2.611% | 0% | 1 | 0% | 2.093% | 0% | 1 | 0% | 2.093% | 0% | 1 | 20% | 2.611% | 0% | 1 | 7% | 2.255% | 0% | 1 | 1% | 2.106% | 0% | 1 |  | 2.186% | 0% | 1 | 0.06 | 1.751% | 0% | 1 | 43% | 2.089% | 0% | 1 | 0 | 2 | 16% | 1% | 17% | 2 | 35% | 0.901% | 0% | 1 | 0% | 0.5824% | 0% | 1 | 8% | 0.6313% | 0% | 1 | 37% | 0.9265% | 0% | 1 | 18% | 0.7104% | 0% | 1 | 0% | 0.5847% | 0% | 1 |  | 0.8964% | 0% | 1 | 0.06 | 0.935% | 0% | 1 | 35% | 2.089% | 0% | 1 | 0 | 2 | 14% | 1% | 15% | 2 | 34% | 0.4486% | 0% | 1 | 2% | 0.3005% | 0% | 1 | 9% | 0.3217% | 0% | 1 | 35% | 0.4548% | 0% | 1 | 16% | 0.3483% | 0% | 1 | 0% | 0.2956% | 0% | 1 |  | 0.5663% | 0% | 1 | 0.06 | 0.617% | 0% | 1 | 36% | 2.089% | 0% | 1 | 0 | 2 | 15% | 2% | 17% | 2 | 35% | 0.2598% | 0% | 1 | 6% | 0.1788% | 0% | 1 | 15% | 0.1981% | 0% | 1 | 40% | 0.2795% | 0% | 1 | 15% | 0.1981% | 0% | 1 | 1% | 0.1704% | 0% | 1
297 | Rancho Vista | 0 | 0 | 10 | 0% | 0% | 1 | 0.75 | 0% | 0% | 1 | 0% | 0% | 0% | 1 | 0 | 2 | 38% | 62% | 100% | 5 | 100% | 0% | 0% | 5 | 100% | 0% | 0% | 5 | 100% | 0% | 0% | 5 | 100% | 0% | 0% | 5 | 0% | 0% | 0% | 1 | 0% | 0% | 0% | 1 |  | 0% | 0% | 1 | 0.57 | 0% | 0% | 1 | 13% | 0% | 0% | 1 | 0 | 2 | 7% | 37% | 44% | 5 | 44% | 0% | 0% | 1 | 33% | 0% | 0% | 1 | 30% | 0% | 0% | 1 | 44% | 0% | 0% | 1 | 24% | 0% | 0% | 1 | 5% | 0% | 0% | 1 |  | 0% | 0% | 1 | 0.3 | 0% | 0% | 1 | 6% | 0% | 0% | 1 | 0 | 2 | 28% | 45% | 73% | 5 | 66% | 0% | 0% | 2 | 51% | 0% | 0% | 2 | 46% | 0% | 0% | 1 | 74% | 0% | 0% | 3 | 22% | 0% | 0% | 1 | 8% | 0% | 0% | 1 |  | 0% | 0% | 1 | 0.27 | 0% | 0% | 1 | 2% | 0% | 0% | 1 | 0 | 2 | 55% | 30% | 85% | 5 | 51% | 0% | 0% | 2 | 53% | 0% | 0% | 2 | 60% | 0% | 0% | 2 | 85% | 0% | 0% | 3 | 35% | 0% | 0% | 1 | 7% | 0% | 0% | 1
298 | Los Esteros | 0 | 0 | 10 | 0% | 0% | 1 | 0.07 | 0% | 0% | 1 | 0% | 0% | 0% | 1 | 0 | 2 | 71% | 0% | 71% | 3 | 0% | 0% | 0% | 1 | 0% | 0% | 0% | 1 | 48% | 0% | 0% | 1 | 48% | 0% | 0% | 1 | 29% | 0% | 0% | 1 | 32% | 0% | 0% | 1 |  | 0% | 0% | 1 | 0.06 | 0% | 0% | 1 | 0% | 0% | 0% | 1 | 0 | 2 | 96% | 0% | 96% | 5 | 43% | 0% | 0% | 1 | 40% | 0% | 0% | 1 | 46% | 0% | 0% | 1 | 53% | 0% | 0% | 2 | 60% | 0% | 0% | 2 | 8% | 0% | 0% | 1 |  | 0% | 0% | 1 | 0.07 | 0% | 0% | 1 | 0% | 0% | 0% | 1 | 0 | 2 | 91% | 3% | 94% | 5 | 59% | 0% | 0% | 2 | 36% | 0% | 0% | 1 | 46% | 0% | 0% | 1 | 68% | 0% | 0% | 2 | 69% | 0% | 0% | 2 | 7% | 0% | 0% | 1 |  | 0% | 0% | 1 | 0.14 | 0% | 0% | 1 | 1% | 0% | 0% | 1 | 0 | 2 | 72% | 8% | 80% | 5 | 72% | 0% | 0% | 3 | 35% | 0% | 0% | 1 | 50% | 0% | 0% | 2 | 84% | 0% | 0% | 3 | 63% | 0% | 0% | 2 | 6% | 0% | 0% | 1
299 | Humboldt Bay | 0 | 0 | 0 | 0% | 0% | 1 | 0.18 | 0% | 0% | 1 | 0% | 0% | 0% | 1 | 0 | 2 | 0% | 0% | 0% | 1 | 9% | 0% | 0% | 1 | 52% | 0% | 0% | 2 | 52% | 0% | 0% | 2 | 59% | 0% | 0% | 2 | 25% | 0% | 0% | 1 | 19% | 0% | 0% | 1 |  | 0% | 0% | 1 | 0.14 | 0% | 0% | 1 | 0% | 0% | 0% | 1 | 0 | 2 | 0% | 0% | 0% | 1 | 3% | 0% | 0% | 1 | 55% | 0% | 0% | 2 | 57% | 0% | 0% | 2 | 59% | 0% | 0% | 2 | 15% | 0% | 0% | 1 | 22% | 0% | 0% | 1 |  | 0% | 0% | 1 | 0.13 | 0% | 0% | 1 | 0% | 0% | 0% | 1 | 0 | 2 | 0% | 0% | 0% | 1 | 4% | 0% | 0% | 1 | 38% | 0% | 0% | 1 | 43% | 0% | 0% | 1 | 45% | 0% | 0% | 1 | 25% | 0% | 0% | 1 | 23% | 0% | 0% | 1 |  | 0% | 0% | 1 | 0.09 | 0% | 0% | 1 | 0% | 0% | 0% | 1 | 0 | 2 | 0% | 0% | 0% | 1 | 4% | 0% | 0% | 1 | 36% | 0% | 0% | 1 | 41% | 0% | 0% | 1 | 43% | 0% | 0% | 1 | 33% | 0% | 0% | 1 | 17% | 0% | 0% | 1
300 | Shiloh III | 0 | 0 | 0 | 0% | 0% | 1 | 0.06 | 0% | 0% | 1 | 0% | 0% | 0% | 1 | 0 | 2 | 91% | 0% | 91% | 5 | 7% | 0% | 0% | 1 | 37% | 0% | 0% | 1 | 40% | 0% | 0% | 1 | 51% | 0% | 0% | 2 | 3% | 0% | 0% | 1 | 18% | 0% | 0% | 1 |  | 0% | 0% | 1 | 0.06 | 0% | 0% | 1 | 8% | 0% | 0% | 1 | 0 | 2 | 64% | 0% | 64% | 3 | 16% | 0% | 0% | 1 | 35% | 0% | 0% | 1 | 35% | 0% | 0% | 1 | 50% | 0% | 0% | 2 | 6% | 0% | 0% | 1 | 28% | 0% | 0% | 1 |  | 0% | 0% | 1 | 0.07 | 0% | 0% | 1 | 27% | 0% | 0% | 1 | 0 | 2 | 40% | 0% | 40% | 2 | 12% | 0% | 0% | 1 | 31% | 0% | 0% | 1 | 32% | 0% | 0% | 1 | 43% | 0% | 0% | 1 | 4% | 0% | 0% | 1 | 20% | 0% | 0% | 1 |  | 0% | 0% | 1 | 0.13 | 0% | 0% | 1 | 33% | 0% | 0% | 1 | 0 | 2 | 34% | 0% | 34% | 2 | 17% | 0% | 0% | 1 | 24% | 0% | 0% | 1 | 26% | 0% | 0% | 1 | 41% | 0% | 0% | 1 | 7% | 0% | 0% | 1 | 14% | 0% | 0% | 1
301 | Westpark | 0 | 0 | 10 | 0% | 0% | 1 | 0.19 | 0% | 0% | 1 | 5% | 0% | 0% | 1 | 0 | 2 | 0% | 0% | 0% | 1 | 75% | 0% | 0% | 3 | 0% | 0% | 0% | 1 | 53% | 0% | 0% | 2 | 75% | 0% | 0% | 3 | 0% | 0% | 0% | 1 | 0% | 0% | 0% | 1 |  | 0% | 0% | 1 | 0.21 | 0% | 0% | 1 | 42% | 0% | 0% | 1 | 0 | 2 | 8% | 0% | 8% | 1 | 38% | 0% | 0% | 1 | 12% | 0% | 0% | 1 | 28% | 0% | 0% | 1 | 49% | 0% | 0% | 1 | 2% | 0% | 0% | 1 | 5% | 0% | 0% | 1 |  | 0% | 0% | 1 | 0.13 | 0% | 0% | 1 | 45% | 0% | 0% | 1 | 0 | 2 | 22% | 0% | 22% | 2 | 34% | 0% | 0% | 1 | 16% | 0% | 0% | 1 | 29% | 0% | 0% | 1 | 48% | 0% | 0% | 1 | 8% | 0% | 0% | 1 | 5% | 0% | 0% | 1 |  | 0% | 0% | 1 | 0.1 | 0% | 0% | 1 | 46% | 0% | 0% | 1 | 0 | 2 | 24% | 0% | 24% | 2 | 34% | 0% | 0% | 1 | 23% | 0% | 0% | 1 | 37% | 0% | 0% | 1 | 54% | 0% | 0% | 2 | 13% | 0% | 0% | 1 | 4% | 0% | 0% | 1
302 | Pendleton | 0 | 0 | 10 | 0% | 0% | 1 | 0.57 | 0% | 0% | 1 | 8% | 0% | 0% | 1 | 0 | 2 | 0% | 0% | 0% | 1 | 18% | 0% | 0% | 1 | 18% | 0% | 0% | 1 | 18% | 0% | 0% | 1 | 18% | 0% | 0% | 1 | 0% | 0% | 0% | 1 | 5% | 0% | 0% | 1 |  | 0% | 0% | 1 | 0.37 | 0% | 0% | 1 | 7% | 0% | 0% | 1 | 0 | 2 | 9% | 31% | 40% | 5 | 79% | 0% | 0% | 3 | 40% | 0% | 0% | 1 | 48% | 0% | 0% | 1 | 89% | 0% | 0% | 3 | 4% | 0% | 0% | 1 | 8% | 0% | 0% | 1 |  | 0% | 0% | 1 | 0.37 | 0% | 0% | 1 | 4% | 0% | 0% | 1 | 0 | 2 | 40% | 32% | 72% | 5 | 67% | 0% | 0% | 2 | 23% | 0% | 0% | 1 | 45% | 0% | 0% | 1 | 78% | 0% | 0% | 3 | 7% | 0% | 0% | 1 | 7% | 0% | 0% | 1 |  | 0% | 0% | 1 | 0.37 | 0% | 0% | 1 | 4% | 0% | 0% | 1 | 0 | 2 | 41% | 41% | 82% | 5 | 53% | 0% | 0% | 2 | 26% | 0% | 0% | 1 | 41% | 0% | 0% | 1 | 69% | 0% | 0% | 2 | 16% | 0% | 0% | 1 | 6% | 0% | 0% | 1
303 | Burney Forest Power | 0 | 0 | 0 | 0% | 0% | 1 | 0.05 | 0% | 0% | 1 | 0% | 0% | 0% | 1 | 0 | 2 | 53% | 0% | 53% | 3 | 29% | 0% | 0% | 1 | 0% | 0% | 0% | 1 | 0% | 0% | 0% | 1 | 29% | 0% | 0% | 1 | 18% | 0% | 0% | 1 | 12% | 0% | 0% | 1 |  | 0% | 0% | 1 | 0.05 | 0% | 0% | 1 | 0% | 0% | 0% | 1 | 0 | 2 | 52% | 0% | 52% | 3 | 43% | 0% | 0% | 1 | 7% | 0% | 0% | 1 | 6% | 0% | 0% | 1 | 48% | 0% | 0% | 1 | 25% | 0% | 0% | 1 | 8% | 0% | 0% | 1 |  | 0% | 0% | 1 | 0.05 | 0% | 0% | 1 | 0% | 0% | 0% | 1 | 0 | 2 | 52% | 4% | 56% | 3 | 43% | 0% | 0% | 1 | 17% | 0% | 0% | 1 | 17% | 0% | 0% | 1 | 53% | 0% | 0% | 2 | 28% | 0% | 0% | 1 | 7% | 0% | 0% | 1 |  | 0% | 0% | 1 | 0.05 | 0% | 0% | 1 | 0% | 0% | 0% | 1 | 0 | 2 | 47% | 8% | 55% | 3 | 38% | 0% | 0% | 1 | 18% | 0% | 0% | 1 | 19% | 0% | 0% | 1 | 50% | 0% | 0% | 2 | 36% | 0% | 0% | 1 | 6% | 0% | 0% | 1
304 | Llagas | 0 | 0 | 10 | 0% | 0% | 1 | 0.18 | 0% | 0% | 1 | 26% | 0% | 0% | 1 | 0 | 2 | 55% | 0% | 55% | 3 | 53% | 0% | 0% | 2 | 0% | 0% | 0% | 1 | 4% | 0% | 0% | 1 | 53% | 0% | 0% | 2 | 33% | 0% | 0% | 1 | 2% | 0% | 0% | 1 |  | 0% | 0% | 1 | 0.15 | 0% | 0% | 1 | 16% | 0% | 0% | 1 | 0 | 2 | 56% | 0% | 56% | 3 | 50% | 0% | 0% | 2 | 4% | 0% | 0% | 1 | 10% | 0% | 0% | 1 | 53% | 0% | 0% | 2 | 41% | 0% | 0% | 1 | 4% | 0% | 0% | 1 |  | 0% | 0% | 1 | 0.18 | 0% | 0% | 1 | 16% | 0% | 0% | 1 | 0 | 2 | 54% | 2% | 56% | 3 | 52% | 0% | 0% | 2 | 8% | 0% | 0% | 1 | 13% | 0% | 0% | 1 | 58% | 0% | 0% | 2 | 40% | 0% | 0% | 1 | 5% | 0% | 0% | 1 |  | 0% | 0% | 1 | 0.15 | 0% | 0% | 1 | 13% | 0% | 0% | 1 | 0 | 2 | 54% | 9% | 63% | 3 | 53% | 0% | 0% | 2 | 15% | 0% | 0% | 1 | 23% | 0% | 0% | 1 | 67% | 0% | 0% | 2 | 47% | 0% | 0% | 1 | 4% | 0% | 0% | 1
305 | Los Banos | 200 | 2000 | 10 | 55.96% | 0% | 3 | 0.09 | 31.86% | 0% | 2 | 12% | 33.18% | 0% | 2 | 0 | 2 | 69% | 0% | 69% | 3 | 81% | 38.73% | 0% | 3 | 13% | 8.383% | 0% | 1 | 30% | 10.49% | 0% | 1 | 81% | 38.73% | 0% | 3 | 20% | 9.067% | 0% | 1 | 6% | 7.739% | 0% | 1 |  | 11.36% | 0% | 1 | 0.08 | 4.606% | 0% | 1 | 18% | 9.234% | 0% | 1 | 0 | 2 | 57% | 2% | 59% | 3 | 65% | 4.723% | 0% | 2 | 16% | 1.944% | 0% | 1 | 33% | 2.432% | 0% | 1 | 66% | 4.798% | 0% | 2 | 37% | 2.616% | 0% | 1 | 8% | 1.78% | 0% | 1 |  | 7.175% | 0% | 1 | 0.06 | 2.12% | 0% | 1 | 19% | 9.234% | 0% | 1 | 0 | 2 | 54% | 7% | 61% | 3 | 67% | 2.49% | 0% | 2 | 14% | 0.9706% | 0% | 1 | 27% | 1.141% | 0% | 1 | 70% | 2.792% | 0% | 3 | 43% | 1.458% | 0% | 1 | 8% | 0.9021% | 0% | 1 |  | 4.061% | 0% | 1 | 0.06 | 1.091% | 0% | 1 | 19% | 9.234% | 0% | 1 | 0 | 2 | 55% | 6% | 61% | 3 | 62% | 1.207% | 0% | 2 | 13% | 0.5207% | 0% | 1 | 21% | 0.5763% | 0% | 1 | 68% | 1.403% | 0% | 2 | 47% | 0.8615% | 0% | 1 | 6% | 0.4862% | 0% | 1
306 | Peabody | 0 | 0 | 10 | 0% | 0% | 1 | 0.17 | 0% | 0% | 1 | 15% | 0% | 0% | 1 | 0 | 2 | 58% | 0% | 58% | 3 | 24% | 0% | 0% | 1 | 36% | 0% | 0% | 1 | 75% | 0% | 0% | 3 | 98% | 0% | 0% | 5 | 12% | 0% | 0% | 1 | 20% | 0% | 0% | 1 |  | 0% | 0% | 1 | 0.11 | 0% | 0% | 1 | 25% | 0% | 0% | 1 | 0 | 2 | 55% | 0% | 55% | 3 | 23% | 0% | 0% | 1 | 34% | 0% | 0% | 1 | 37% | 0% | 0% | 1 | 62% | 0% | 0% | 2 | 17% | 0% | 0% | 1 | 21% | 0% | 0% | 1 |  | 0% | 0% | 1 | 0.1 | 0% | 0% | 1 | 24% | 0% | 0% | 1 | 0 | 2 | 54% | 0% | 54% | 3 | 35% | 0% | 0% | 1 | 21% | 0% | 0% | 1 | 23% | 0% | 0% | 1 | 55% | 0% | 0% | 2 | 18% | 0% | 0% | 1 | 16% | 0% | 0% | 1 |  | 0% | 0% | 1 | 0.15 | 0% | 0% | 1 | 33% | 0% | 0% | 1 | 0 | 2 | 41% | 0% | 41% | 2 | 31% | 0% | 0% | 1 | 17% | 0% | 0% | 1 | 21% | 0% | 0% | 1 | 48% | 0% | 0% | 1 | 14% | 0% | 0% | 1 | 13% | 0% | 0% | 1
307 | Silvergate | 100 | 1000 | 10 | 110.3% | 2.507% | 4 | 0.24 | 43.27% | 0% | 2 | 0% | 0% | 0% | 1 | 0 | 2 | 0% | 0% | 0% | 1 | 1% | 21.88% | 0% | 2 | 9% | 23.85% | 0% | 2 | 79% | 103.2% | 0.85% | 4 | 79% | 105% | 1.31% | 4 | 0% | 21.66% | 0% | 2 | 1% | 21.95% | 0% | 2 |  | 99.6% | 0% | 4 | 0.23 | 35.74% | 0% | 2 | 0% | 0% | 0% | 1 | 0 | 2 | 0% | 0% | 0% | 1 | 1% | 18.71% | 0% | 1 | 19% | 22.79% | 0% | 2 | 80% | 91.74% | 0% | 4 | 80% | 93.2% | 0% | 4 | 0% | 18.55% | 0% | 1 | 2% | 18.85% | 0% | 1 |  | 95.06% | 0% | 4 | 0.21 | 31.77% | 0% | 2 | 0% | 0% | 0% | 1 | 0 | 2 | 40% | 0% | 40% | 2 | 9% | 8.58% | 0% | 1 | 63% | 21% | 0% | 2 | 83% | 45.58% | 0% | 3 | 91% | 88.42% | 0% | 4 | 19% | 9.686% | 0% | 1 | 6% | 8.328% | 0% | 1 |  | 49.02% | 0% | 2 | 0.21 | 22.9% | 0% | 2 | 0% | 0% | 0% | 1 | 0 | 2 | 46% | 21% | 67% | 4 | 27% | 5.692% | 0% | 1 | 66% | 12.35% | 0% | 2 | 82% | 22.56% | 0% | 3 | 91% | 45.48% | 0% | 4 | 27% | 5.665% | 0% | 1 | 6% | 4.41% | 0% | 1
308 | Kelso | 0 | 0 | 10 | 0% | 0% | 1 | 0.2 | 0% | 0% | 1 | 24% | 0% | 0% | 1 | 0 | 2 | 66% | 0% | 66% | 3 | 67% | 0% | 0% | 2 | 56% | 0% | 0% | 2 | 61% | 0% | 0% | 2 | 85% | 0% | 0% | 3 | 7% | 0% | 0% | 1 | 9% | 0% | 0% | 1 |  | 0% | 0% | 1 | 0.14 | 0% | 0% | 1 | 39% | 0% | 0% | 1 | 0 | 2 | 48% | 0% | 48% | 2 | 52% | 0% | 0% | 2 | 42% | 0% | 0% | 1 | 46% | 0% | 0% | 1 | 66% | 0% | 0% | 2 | 11% | 0% | 0% | 1 | 6% | 0% | 0% | 1 |  | 0% | 0% | 1 | 0.15 | 0% | 0% | 1 | 41% | 0% | 0% | 1 | 0 | 2 | 44% | 2% | 46% | 2 | 45% | 0% | 0% | 1 | 37% | 0% | 0% | 1 | 39% | 0% | 0% | 1 | 58% | 0% | 0% | 2 | 18% | 0% | 0% | 1 | 6% | 0% | 0% | 1 |  | 0% | 0% | 1 | 0.13 | 0% | 0% | 1 | 40% | 0% | 0% | 1 | 0 | 2 | 39% | 5% | 44% | 2 | 44% | 0% | 0% | 1 | 36% | 0% | 0% | 1 | 38% | 0% | 0% | 1 | 58% | 0% | 0% | 2 | 21% | 0% | 0% | 1 | 7% | 0% | 0% | 1
309 | Desert View | 0 | 0 | 0 | 0% | 0% | 1 | 0 | 0% | 0% | 1 | 0% | 0% | 0% | 1 | 0 | 2 | 15% | 0% | 15% | 1 | 0% | 0% | 0% | 1 | 0% | 0% | 0% | 1 | 0% | 0% | 0% | 1 | 0% | 0% | 0% | 1 | 0% | 0% | 0% | 1 | 0% | 0% | 0% | 1 |  | 0% | 0% | 1 | 0 | 0% | 0% | 1 | 0% | 0% | 0% | 1 | 0 | 2 | 11% | 0% | 11% | 1 | 0% | 0% | 0% | 1 | 0% | 0% | 0% | 1 | 0% | 0% | 0% | 1 | 0% | 0% | 0% | 1 | 0% | 0% | 0% | 1 | 0% | 0% | 0% | 1 |  | 0% | 0% | 1 | 0 | 0% | 0% | 1 | 0% | 0% | 0% | 1 | 0 | 2 | 17% | 0% | 17% | 1 | 0% | 0% | 0% | 1 | 0% | 0% | 0% | 1 | 0% | 0% | 0% | 1 | 0% | 0% | 0% | 1 | 0% | 0% | 0% | 1 | 0% | 0% | 0% | 1 |  | 0% | 0% | 1 | 0 | 0% | 0% | 1 | 0% | 0% | 0% | 1 | 0 | 2 | 29% | 0% | 29% | 2 | 0% | 0% | 0% | 1 | 0% | 0% | 0% | 1 | 0% | 0% | 0% | 1 | 0% | 0% | 0% | 1 | 0% | 0% | 0% | 1 | 0% | 0% | 0% | 1
310 | Clay | 0 | 0 | 10 | 0% | 0% | 1 | 0.09 | 0% | 0% | 1 | 7% | 0% | 0% | 1 | 0 | 2 | 53% | 0% | 53% | 3 | 92% | 0% | 0% | 4 | 48% | 0% | 0% | 1 | 66% | 0% | 0% | 2 | 95% | 0% | 0% | 5 | 51% | 0% | 0% | 2 | 13% | 0% | 0% | 1 |  | 0% | 0% | 1 | 0.11 | 0% | 0% | 1 | 4% | 0% | 0% | 1 | 0 | 2 | 53% | 0% | 53% | 3 | 93% | 0% | 0% | 4 | 36% | 0% | 0% | 1 | 54% | 0% | 0% | 2 | 97% | 0% | 0% | 5 | 57% | 0% | 0% | 2 | 16% | 0% | 0% | 1 |  | 0% | 0% | 1 | 0.14 | 0% | 0% | 1 | 5% | 0% | 0% | 1 | 0 | 2 | 53% | 0% | 53% | 3 | 89% | 0% | 0% | 3 | 31% | 0% | 0% | 1 | 43% | 0% | 0% | 1 | 92% | 0% | 0% | 4 | 42% | 0% | 0% | 1 | 18% | 0% | 0% | 1 |  | 0% | 0% | 1 | 0.17 | 0% | 0% | 1 | 8% | 0% | 0% | 1 | 0 | 2 | 46% | 2% | 48% | 2 | 75% | 0% | 0% | 3 | 20% | 0% | 0% | 1 | 34% | 0% | 0% | 1 | 84% | 0% | 0% | 3 | 37% | 0% | 0% | 1 | 15% | 0% | 0% | 1
311 | Calcite | 465 | 4650 | 10 | 39.59% | 0% | 2 | 0.34 | 465000% | 77.52% | 5 | 0% | 0% | 0% | 1 | 0 | 2 | 0% | 0% | 0% | 1 | 53% | 36.05% | 0% | 2 | 21% | 21.56% | 0% | 2 | 11% | 19.27% | 0% | 1 | 54% | 36.9% | 0% | 2 | 14% | 19.9% | 0% | 1 | 2% | 17.37% | 0% | 1 |  | 16.17% | 0% | 1 | 0.39 | 13676% | 31.86% | 5 | 0% | 0% | 0% | 1 | 0 | 2 | 0% | 0% | 0% | 1 | 41% | 11.3% | 0% | 1 | 25% | 8.874% | 0% | 1 | 22% | 8.556% | 0% | 1 | 55% | 14.9% | 0% | 2 | 15% | 7.869% | 0% | 1 | 1% | 6.713% | 0% | 1 |  | 12.49% | 0% | 1 | 0.39 | 34.15% | 0% | 2 | 0% | 0% | 0% | 1 | 0 | 2 | 3% | 3% | 6% | 2 | 41% | 6.304% | 0% | 1 | 27% | 5.142% | 0% | 1 | 25% | 4.989% | 0% | 1 | 58% | 9.021% | 0% | 2 | 26% | 5.063% | 0% | 1 | 0% | 3.763% | 0% | 1 |  | 10.63% | 0% | 1 | 0.29 | 8.388% | 0% | 1 | 0% | 0% | 0% | 1 | 0 | 2 | 4% | 10% | 14% | 3 | 30% | 3.389% | 0% | 1 | 27% | 3.261% | 0% | 1 | 28% | 3.293% | 0% | 1 | 53% | 5.058% | 0% | 2 | 41% | 4.079% | 0% | 1 | 0% | 2.398% | 0% | 1
312 | Biola | 0 | 0 | 10 | 0% | 0% | 1 | 0.13 | 0% | 0% | 1 | 68% | 0% | 0% | 2 | 0 | 2 | 0% | 0% | 0% | 1 | 22% | 0% | 0% | 1 | 17% | 0% | 0% | 1 | 20% | 0% | 0% | 1 | 41% | 0% | 0% | 1 | 0% | 0% | 0% | 1 | 3% | 0% | 0% | 1 |  | 0% | 0% | 1 | 0.12 | 0% | 0% | 1 | 53% | 0% | 0% | 2 | 0 | 2 | 6% | 0% | 6% | 1 | 22% | 0% | 0% | 1 | 20% | 0% | 0% | 1 | 25% | 0% | 0% | 1 | 40% | 0% | 0% | 1 | 3% | 0% | 0% | 1 | 8% | 0% | 0% | 1 |  | 0% | 0% | 1 | 0.1 | 0% | 0% | 1 | 42% | 0% | 0% | 1 | 0 | 2 | 13% | 0% | 13% | 1 | 32% | 0% | 0% | 1 | 20% | 0% | 0% | 1 | 23% | 0% | 0% | 1 | 46% | 0% | 0% | 1 | 3% | 0% | 0% | 1 | 9% | 0% | 0% | 1 |  | 0% | 0% | 1 | 0.11 | 0% | 0% | 1 | 35% | 0% | 0% | 1 | 0 | 2 | 18% | 0% | 18% | 1 | 32% | 0% | 0% | 1 | 18% | 0% | 0% | 1 | 21% | 0% | 0% | 1 | 44% | 0% | 0% | 1 | 3% | 0% | 0% | 1 | 8% | 0% | 0% | 1
313 | New Sub - Pit 1 - Cottonwood (Proposed) | 0 | 0 | 10 | 0% | 0% | 1 | 0.05 | 0% | 0% | 1 | 0% | 0% | 0% | 1 | 0 | 2 | 94% | 0% | 94% | 5 | 74% | 0% | 0% | 3 | 3% | 0% | 0% | 1 | 3% | 0% | 0% | 1 | 74% | 0% | 0% | 3 | 25% | 0% | 0% | 1 | 6% | 0% | 0% | 1 |  | 0% | 0% | 1 | 0.05 | 0% | 0% | 1 | 0% | 0% | 0% | 1 | 0 | 2 | 72% | 6% | 78% | 5 | 62% | 0% | 0% | 2 | 10% | 0% | 0% | 1 | 13% | 0% | 0% | 1 | 65% | 0% | 0% | 2 | 19% | 0% | 0% | 1 | 8% | 0% | 0% | 1 |  | 0% | 0% | 1 | 0.05 | 0% | 0% | 1 | 0% | 0% | 0% | 1 | 0 | 2 | 62% | 10% | 72% | 3 | 52% | 0% | 0% | 2 | 15% | 0% | 0% | 1 | 18% | 0% | 0% | 1 | 60% | 0% | 0% | 2 | 28% | 0% | 0% | 1 | 7% | 0% | 0% | 1 |  | 0% | 0% | 1 | 0.05 | 0% | 0% | 1 | 0% | 0% | 0% | 1 | 0 | 2 | 59% | 11% | 70% | 3 | 50% | 0% | 0% | 2 | 21% | 0% | 0% | 1 | 23% | 0% | 0% | 1 | 61% | 0% | 0% | 2 | 38% | 0% | 0% | 1 | 7% | 0% | 0% | 1
314 | Olive | 0 | 0 | 5 | 0% | 0% | 1 | 0.11 | 0% | 0% | 1 | 24% | 0% | 0% | 1 | 0 | 2 | 37% | 0% | 37% | 2 | 44% | 0% | 0% | 1 | 7% | 0% | 0% | 1 | 30% | 0% | 0% | 1 | 52% | 0% | 0% | 2 | 1% | 0% | 0% | 1 | 6% | 0% | 0% | 1 |  | 0% | 0% | 1 | 0.09 | 0% | 0% | 1 | 36% | 0% | 0% | 1 | 0 | 2 | 17% | 0% | 17% | 1 | 32% | 0% | 0% | 1 | 10% | 0% | 0% | 1 | 24% | 0% | 0% | 1 | 45% | 0% | 0% | 1 | 0% | 0% | 0% | 1 | 6% | 0% | 0% | 1 |  | 0% | 0% | 1 | 0.09 | 0% | 0% | 1 | 43% | 0% | 0% | 1 | 0 | 2 | 9% | 0% | 9% | 1 | 31% | 0% | 0% | 1 | 9% | 0% | 0% | 1 | 19% | 0% | 0% | 1 | 43% | 0% | 0% | 1 | 1% | 0% | 0% | 1 | 6% | 0% | 0% | 1 |  | 0% | 0% | 1 | 0.09 | 0% | 0% | 1 | 44% | 0% | 0% | 1 | 0 | 2 | 8% | 0% | 8% | 1 | 30% | 0% | 0% | 1 | 6% | 0% | 0% | 1 | 16% | 0% | 0% | 1 | 41% | 0% | 0% | 1 | 1% | 0% | 0% | 1 | 5% | 0% | 0% | 1
315 | Lugo | 165 | 1650 | 10 | 1988% | 10.02% | 5 | 0.26 | 85.85% | 0% | 3 | 0% | 0% | 0% | 1 | 0 | 2 | 73% | 13% | 86% | 5 | 45% | 18.99% | 0% | 1 | 88% | 89.82% | 0% | 4 | 72% | 37.89% | 0% | 3 | 97% | 326.7% | 7.527% | 5 | 40% | 17.46% | 0% | 1 | 5% | 11.07% | 0% | 1 |  | 23.98% | 0% | 2 | 0.27 | 17.74% | 0% | 1 | 0% | 0% | 0% | 1 | 0 | 2 | 48% | 14% | 62% | 3 | 46% | 5.417% | 0% | 1 | 70% | 9.894% | 0% | 3 | 61% | 7.549% | 0% | 2 | 87% | 21.99% | 0% | 3 | 35% | 4.501% | 0% | 1 | 4% | 3.051% | 0% | 1 |  | 9.709% | 0% | 1 | 0.36 | 10.86% | 0% | 1 | 0% | 0% | 0% | 1 | 0 | 2 | 29% | 18% | 47% | 3 | 49% | 2.95% | 0% | 1 | 60% | 3.721% | 0% | 2 | 51% | 3.075% | 0% | 2 | 83% | 9.022% | 0% | 3 | 23% | 1.941% | 0% | 1 | 3% | 1.541% | 0% | 1 |  | 3.316% | 0% | 1 | 0.39 | 5.844% | 0% | 1 | 0% | 0% | 0% | 1 | 0 | 2 | 17% | 16% | 33% | 3 | 45% | 1.295% | 0% | 1 | 51% | 1.472% | 0% | 2 | 36% | 1.122% | 0% | 1 | 74% | 2.782% | 0% | 3 | 22% | 0.9231% | 0% | 1 | 2% | 0.7336% | 0% | 1
316 | Eagle Rock (PGE) | 0 | 0 | 10 | 0% | 0% | 1 | 0.09 | 0% | 0% | 1 | 0% | 0% | 0% | 1 | 0 | 2 | 25% | 68% | 93% | 5 | 78% | 0% | 0% | 3 | 78% | 0% | 0% | 3 | 82% | 0% | 0% | 3 | 100% | 0% | 0% | 5 | 19% | 0% | 0% | 1 | 2% | 0% | 0% | 1 |  | 0% | 0% | 1 | 0.1 | 0% | 0% | 1 | 4% | 0% | 0% | 1 | 0 | 2 | 33% | 44% | 77% | 5 | 60% | 0% | 0% | 2 | 54% | 0% | 0% | 2 | 73% | 0% | 0% | 3 | 93% | 0% | 0% | 4 | 27% | 0% | 0% | 1 | 2% | 0% | 0% | 1 |  | 0% | 0% | 1 | 0.12 | 0% | 0% | 1 | 7% | 0% | 0% | 1 | 0 | 2 | 34% | 36% | 70% | 5 | 55% | 0% | 0% | 2 | 47% | 0% | 0% | 1 | 73% | 0% | 0% | 3 | 91% | 0% | 0% | 4 | 29% | 0% | 0% | 1 | 2% | 0% | 0% | 1 |  | 0% | 0% | 1 | 0.11 | 0% | 0% | 1 | 7% | 0% | 0% | 1 | 0 | 2 | 35% | 33% | 68% | 5 | 57% | 0% | 0% | 2 | 39% | 0% | 0% | 1 | 66% | 0% | 0% | 2 | 86% | 0% | 0% | 3 | 36% | 0% | 0% | 1 | 2% | 0% | 0% | 1
317 | Cosumnes | 0 | 0 | 0 | 0% | 0% | 1 | 0.09 | 0% | 0% | 1 | 11% | 0% | 0% | 1 | 0 | 2 | 26% | 0% | 26% | 2 | 100% | 0% | 0% | 5 | 51% | 0% | 0% | 2 | 75% | 0% | 0% | 3 | 100% | 0% | 0% | 5 | 31% | 0% | 0% | 1 | 42% | 0% | 0% | 1 |  | 0% | 0% | 1 | 0.16 | 0% | 0% | 1 | 10% | 0% | 0% | 1 | 0 | 2 | 19% | 0% | 19% | 1 | 73% | 0% | 0% | 3 | 32% | 0% | 0% | 1 | 53% | 0% | 0% | 2 | 82% | 0% | 0% | 3 | 23% | 0% | 0% | 1 | 30% | 0% | 0% | 1 |  | 0% | 0% | 1 | 0.19 | 0% | 0% | 1 | 15% | 0% | 0% | 1 | 0 | 2 | 23% | 0% | 23% | 2 | 61% | 0% | 0% | 2 | 27% | 0% | 0% | 1 | 42% | 0% | 0% | 1 | 73% | 0% | 0% | 3 | 25% | 0% | 0% | 1 | 23% | 0% | 0% | 1 |  | 0% | 0% | 1 | 0.21 | 0% | 0% | 1 | 18% | 0% | 0% | 1 | 0 | 2 | 27% | 0% | 27% | 2 | 53% | 0% | 0% | 2 | 23% | 0% | 0% | 1 | 34% | 0% | 0% | 1 | 64% | 0% | 0% | 2 | 27% | 0% | 0% | 1 | 18% | 0% | 0% | 1
318 | Imperial Valley | 1107 | 11070 | 5 | 668.5% | 50.01% | 5 | 0.1 | 15814% | 54.93% | 5 | 70% | 478.8% | 61.26% | 5 | 0 | 2 | 0% | 0% | 0% | 1 | 0% | 54.05% | 0% | 3 | 38% | 87.34% | 0% | 4 | 38% | 87.34% | 0% | 4 | 38% | 87.34% | 0% | 4 | 3% | 55.72% | 0% | 3 | 12% | 61.24% | 0% | 3 |  | 100.5% | 0.1056% | 4 | 0.1 | 625.1% | 16.35% | 3 | 64% | 100.7% | 61.26% | 5 | 0 | 2 | 0% | 0% | 0% | 1 | 0% | 18.09% | 0% | 1 | 20% | 22.72% | 0% | 2 | 25% | 24.26% | 0% | 2 | 25% | 24.26% | 0% | 2 | 4% | 18.92% | 0% | 1 | 10% | 20.14% | 0% | 2 |  | 52.61% | 0% | 3 | 0.1 | 65.2% | 0% | 2 | 55% | 100.7% | 61.26% | 5 | 0 | 2 | 0% | 0% | 0% | 1 | 5% | 9.702% | 0% | 1 | 10% | 10.29% | 0% | 1 | 13% | 10.59% | 0% | 1 | 18% | 11.23% | 0% | 1 | 16% | 11.04% | 0% | 1 | 8% | 9.966% | 0% | 1 |  | 26.31% | 0% | 2 | 0.1 | 36.26% | 0% | 2 | 56% | 100.7% | 61.26% | 5 | 0 | 2 | 0% | 0% | 0% | 1 | 5% | 5.303% | 0% | 1 | 8% | 5.465% | 0% | 1 | 9% | 5.504% | 0% | 1 | 15% | 5.894% | 0% | 1 | 15% | 5.912% | 0% | 1 | 7% | 5.385% | 0% | 1
319 | Swift | 0 | 0 | 10 | 0% | 0% | 1 | 0.1 | 0% | 0% | 1 | 0% | 0% | 0% | 1 | 0 | 2 | 99% | 0% | 99% | 5 | 4% | 0% | 0% | 1 | 0% | 0% | 0% | 1 | 11% | 0% | 0% | 1 | 11% | 0% | 0% | 1 | 64% | 0% | 0% | 2 | 4% | 0% | 0% | 1 |  | 0% | 0% | 1 | 0.07 | 0% | 0% | 1 | 1% | 0% | 0% | 1 | 0 | 2 | 93% | 4% | 97% | 5 | 60% | 0% | 0% | 2 | 33% | 0% | 0% | 1 | 36% | 0% | 0% | 1 | 66% | 0% | 0% | 2 | 69% | 0% | 0% | 2 | 5% | 0% | 0% | 1 |  | 0% | 0% | 1 | 0.06 | 0% | 0% | 1 | 1% | 0% | 0% | 1 | 0 | 2 | 74% | 24% | 98% | 5 | 79% | 0% | 0% | 3 | 34% | 0% | 0% | 1 | 41% | 0% | 0% | 1 | 86% | 0% | 0% | 3 | 79% | 0% | 0% | 3 | 4% | 0% | 0% | 1 |  | 0% | 0% | 1 | 0.09 | 0% | 0% | 1 | 0% | 0% | 0% | 1 | 0 | 2 | 51% | 35% | 86% | 5 | 75% | 0% | 0% | 3 | 34% | 0% | 0% | 1 | 53% | 0% | 0% | 2 | 86% | 0% | 0% | 3 | 69% | 0% | 0% | 2 | 4% | 0% | 0% | 1
320 | Windhub | 1255.65 | 12556.5 | 15 | 91.03% | 0% | 4 | 0.31 | 16968% | 99% | 5 | 0% | 0% | 0% | 1 | 0 | 2 | 7% | 0% | 7% | 1 | 34% | 60.3% | 0% | 3 | 24% | 52.39% | 0% | 3 | 34% | 59.78% | 0% | 3 | 56% | 90.43% | 0% | 4 | 5% | 41.84% | 0% | 2 | 0% | 39.77% | 0% | 2 |  | 34.55% | 0% | 2 | 0.32 | 408.1% | 22.25% | 5 | 1% | 0% | 0% | 1 | 0 | 2 | 21% | 3% | 24% | 2 | 32% | 17.56% | 0% | 1 | 29% | 17.02% | 0% | 1 | 37% | 19.14% | 0% | 1 | 61% | 31.03% | 0% | 2 | 16% | 14.35% | 0% | 1 | 1% | 12.1% | 0% | 1 |  | 16.16% | 0% | 1 | 0.34 | 70.59% | 0% | 2 | 1% | 0% | 0% | 1 | 0 | 2 | 15% | 10% | 25% | 3 | 33% | 8.64% | 0% | 1 | 25% | 7.764% | 0% | 1 | 26% | 7.827% | 0% | 1 | 57% | 13.6% | 0% | 2 | 24% | 7.617% | 0% | 1 | 1% | 5.865% | 0% | 1 |  | 9.685% | 0% | 1 | 0.38 | 21.52% | 0% | 2 | 1% | 0% | 0% | 1 | 0 | 2 | 15% | 11% | 26% | 3 | 35% | 4.993% | 0% | 1 | 23% | 4.219% | 0% | 1 | 24% | 4.303% | 0% | 1 | 56% | 7.51% | 0% | 2 | 31% | 4.709% | 0% | 1 | 1% | 3.312% | 0% | 1
321 | Elliott | 0 | 0 | 0 | 0% | 0% | 1 | 0.26 | 0% | 0% | 1 | 0% | 0% | 0% | 1 | 0 | 2 | 99% | 0% | 99% | 5 | 99% | 0% | 0% | 5 | 96% | 0% | 0% | 5 | 0% | 0% | 0% | 1 | 100% | 0% | 0% | 5 | 9% | 0% | 0% | 1 | 6% | 0% | 0% | 1 |  | 0% | 0% | 1 | 0.36 | 0% | 0% | 1 | 0% | 0% | 0% | 1 | 0 | 2 | 28% | 9% | 37% | 2 | 37% | 0% | 0% | 1 | 37% | 0% | 0% | 1 | 37% | 0% | 0% | 1 | 74% | 0% | 0% | 3 | 12% | 0% | 0% | 1 | 2% | 0% | 0% | 1 |  | 0% | 0% | 1 | 0.21 | 0% | 0% | 1 | 0% | 0% | 0% | 1 | 0 | 2 | 28% | 44% | 72% | 5 | 58% | 0% | 0% | 2 | 48% | 0% | 0% | 1 | 66% | 0% | 0% | 2 | 93% | 0% | 0% | 4 | 14% | 0% | 0% | 1 | 4% | 0% | 0% | 1 |  | 0% | 0% | 1 | 0.22 | 0% | 0% | 1 | 0% | 0% | 0% | 1 | 0 | 2 | 32% | 52% | 84% | 5 | 46% | 0% | 0% | 1 | 51% | 0% | 0% | 2 | 72% | 0% | 0% | 3 | 88% | 0% | 0% | 3 | 24% | 0% | 0% | 1 | 4% | 0% | 0% | 1
322 | Gates | 500 | 5000 | 10 | 124.5% | 2.572% | 4 | 0.08 | 197.2% | 6.309% | 3 | 79% | 124.8% | 2.933% | 4 | 0 | 2 | 0% | 0% | 0% | 1 | 10% | 13.09% | 0% | 1 | 0% | 11.86% | 0% | 1 | 13% | 13.54% | 0% | 1 | 22% | 15.23% | 0% | 1 | 0% | 11.83% | 0% | 1 | 1% | 11.91% | 0% | 1 |  | 22.77% | 0% | 2 | 0.07 | 14.8% | 0% | 1 | 68% | 15.37% | 0% | 2 | 0 | 2 | 2% | 0% | 2% | 1 | 17% | 3.675% | 0% | 1 | 8% | 3.319% | 0% | 1 | 17% | 3.656% | 0% | 1 | 29% | 4.289% | 0% | 1 | 3% | 3.148% | 0% | 1 | 1% | 3.071% | 0% | 1 |  | 6.654% | 0% | 1 | 0.08 | 4.622% | 0% | 1 | 49% | 15.37% | 0% | 1 | 0 | 2 | 12% | 0% | 12% | 1 | 25% | 1.88% | 0% | 1 | 6% | 1.489% | 0% | 1 | 19% | 1.735% | 0% | 1 | 36% | 2.2% | 0% | 1 | 9% | 1.539% | 0% | 1 | 1% | 1.415% | 0% | 1 |  | 3.215% | 0% | 1 | 0.07 | 2.32% | 0% | 1 | 34% | 15.37% | 0% | 1 | 0 | 2 | 20% | 1% | 21% | 2 | 35% | 1.272% | 0% | 1 | 4% | 0.8639% | 0% | 1 | 16% | 0.9867% | 0% | 1 | 43% | 1.455% | 0% | 1 | 17% | 0.9916% | 0% | 1 | 1% | 0.8358% | 0% | 1
323 | Madeline | 0 | 0 | 10 | 0% | 0% | 1 | 0.08 | 0% | 0% | 1 | 0% | 0% | 0% | 1 | 0 | 2 | 73% | 2% | 75% | 5 | 1% | 0% | 0% | 1 | 9% | 0% | 0% | 1 | 13% | 0% | 0% | 1 | 15% | 0% | 0% | 1 | 57% | 0% | 0% | 2 | 64% | 0% | 0% | 2 |  | 0% | 0% | 1 | 0.07 | 0% | 0% | 1 | 0% | 0% | 0% | 1 | 0 | 2 | 71% | 18% | 89% | 5 | 13% | 0% | 0% | 1 | 5% | 0% | 0% | 1 | 7% | 0% | 0% | 1 | 21% | 0% | 0% | 1 | 75% | 0% | 0% | 3 | 32% | 0% | 0% | 1 |  | 0% | 0% | 1 | 0.06 | 0% | 0% | 1 | 0% | 0% | 0% | 1 | 0 | 2 | 68% | 21% | 89% | 5 | 23% | 0% | 0% | 1 | 9% | 0% | 0% | 1 | 15% | 0% | 0% | 1 | 36% | 0% | 0% | 1 | 82% | 0% | 0% | 3 | 24% | 0% | 0% | 1 |  | 0% | 0% | 1 | 0.06 | 0% | 0% | 1 | 1% | 0% | 0% | 1 | 0 | 2 | 66% | 22% | 88% | 5 | 36% | 0% | 0% | 1 | 15% | 0% | 0% | 1 | 17% | 0% | 0% | 1 | 49% | 0% | 0% | 1 | 79% | 0% | 0% | 3 | 19% | 0% | 0% | 1
324 | Putah Creek | 0 | 0 | 5 | 0% | 0% | 1 | 0.11 | 0% | 0% | 1 | 43% | 0% | 0% | 1 | 0 | 2 | 59% | 0% | 59% | 3 | 61% | 0% | 0% | 2 | 1% | 0% | 0% | 1 | 0% | 0% | 0% | 1 | 61% | 0% | 0% | 2 | 16% | 0% | 0% | 1 | 4% | 0% | 0% | 1 |  | 0% | 0% | 1 | 0.11 | 0% | 0% | 1 | 49% | 0% | 0% | 1 | 0 | 2 | 37% | 0% | 37% | 2 | 48% | 0% | 0% | 1 | 3% | 0% | 0% | 1 | 0% | 0% | 0% | 1 | 49% | 0% | 0% | 1 | 16% | 0% | 0% | 1 | 4% | 0% | 0% | 1 |  | 0% | 0% | 1 | 0.1 | 0% | 0% | 1 | 50% | 0% | 0% | 2 | 0 | 2 | 34% | 0% | 34% | 2 | 50% | 0% | 0% | 2 | 7% | 0% | 0% | 1 | 7% | 0% | 0% | 1 | 55% | 0% | 0% | 2 | 20% | 0% | 0% | 1 | 4% | 0% | 0% | 1 |  | 0% | 0% | 1 | 0.09 | 0% | 0% | 1 | 45% | 0% | 0% | 1 | 0 | 2 | 38% | 2% | 40% | 2 | 52% | 0% | 0% | 2 | 12% | 0% | 0% | 1 | 17% | 0% | 0% | 1 | 61% | 0% | 0% | 2 | 24% | 0% | 0% | 1 | 5% | 0% | 0% | 1
325 | San Onofre | 0 | 0 | 10 | 0% | 0% | 1 | 0.01 | 0% | 0% | 1 | 0% | 0% | 0% | 1 | 0 | 2 | 6% | 0% | 6% | 1 | 0% | 0% | 0% | 1 | 74% | 0% | 0% | 3 | 88% | 0% | 0% | 3 | 88% | 0% | 0% | 3 | 0% | 0% | 0% | 1 | 6% | 0% | 0% | 1 |  | 0% | 0% | 1 | 0.03 | 0% | 0% | 1 | 0% | 0% | 0% | 1 | 0 | 2 | 18% | 77% | 95% | 5 | 7% | 0% | 0% | 1 | 75% | 0% | 0% | 3 | 76% | 0% | 0% | 3 | 76% | 0% | 0% | 3 | 82% | 0% | 0% | 3 | 5% | 0% | 0% | 1 |  | 0% | 0% | 1 | 0.33 | 0% | 0% | 1 | 0% | 0% | 0% | 1 | 0 | 2 | 22% | 70% | 92% | 5 | 47% | 0% | 0% | 1 | 59% | 0% | 0% | 2 | 67% | 0% | 0% | 2 | 84% | 0% | 0% | 3 | 45% | 0% | 0% | 1 | 7% | 0% | 0% | 1 |  | 0% | 0% | 1 | 0.37 | 0% | 0% | 1 | 1% | 0% | 0% | 1 | 0 | 2 | 20% | 69% | 89% | 5 | 54% | 0% | 0% | 2 | 49% | 0% | 0% | 1 | 50% | 0% | 0% | 2 | 85% | 0% | 0% | 3 | 27% | 0% | 0% | 1 | 6% | 0% | 0% | 1
326 | Gregg | 0 | 0 | 10 | 0% | 0% | 1 | 0.14 | 0% | 0% | 1 | 48% | 0% | 0% | 1 | 0 | 2 | 20% | 0% | 20% | 2 | 21% | 0% | 0% | 1 | 11% | 0% | 0% | 1 | 11% | 0% | 0% | 1 | 31% | 0% | 0% | 1 | 0% | 0% | 0% | 1 | 4% | 0% | 0% | 1 |  | 0% | 0% | 1 | 0.19 | 0% | 0% | 1 | 57% | 0% | 0% | 2 | 0 | 2 | 23% | 0% | 23% | 2 | 15% | 0% | 0% | 1 | 26% | 0% | 0% | 1 | 28% | 0% | 0% | 1 | 38% | 0% | 0% | 1 | 5% | 0% | 0% | 1 | 9% | 0% | 0% | 1 |  | 0% | 0% | 1 | 0.17 | 0% | 0% | 1 | 48% | 0% | 0% | 1 | 0 | 2 | 30% | 0% | 30% | 2 | 21% | 0% | 0% | 1 | 33% | 0% | 0% | 1 | 34% | 0% | 0% | 1 | 45% | 0% | 0% | 1 | 13% | 0% | 0% | 1 | 15% | 0% | 0% | 1 |  | 0% | 0% | 1 | 0.16 | 0% | 0% | 1 | 36% | 0% | 0% | 1 | 0 | 2 | 33% | 0% | 33% | 2 | 31% | 0% | 0% | 1 | 30% | 0% | 0% | 1 | 30% | 0% | 0% | 1 | 50% | 0% | 0% | 2 | 17% | 0% | 0% | 1 | 14% | 0% | 0% | 1
327 | Gondor | 0 | 0 | 0 | 0% | 0% | 1 | 0 | 0% | 0% | 1 | 0% | 0% | 0% | 1 | 0 | 2 | 0% | 0% | 0% | 1 | 0% | 0% | 0% | 1 | 0% | 0% | 0% | 1 | 0% | 0% | 0% | 1 | 0% | 0% | 0% | 1 | 0% | 0% | 0% | 1 | 0% | 0% | 0% | 1 |  | 0% | 0% | 1 | 0 | 0% | 0% | 1 | 0% | 0% | 0% | 1 | 0 | 2 | 0% | 0% | 0% | 1 | 0% | 0% | 0% | 1 | 0% | 0% | 0% | 1 | 0% | 0% | 0% | 1 | 0% | 0% | 0% | 1 | 0% | 0% | 0% | 1 | 0% | 0% | 0% | 1 |  | 0% | 0% | 1 | 0 | 0% | 0% | 1 | 0% | 0% | 0% | 1 | 0 | 2 | 0% | 0% | 0% | 1 | 0% | 0% | 0% | 1 | 0% | 0% | 0% | 1 | 0% | 0% | 0% | 1 | 0% | 0% | 0% | 1 | 0% | 0% | 0% | 1 | 0% | 0% | 0% | 1 |  | 0% | 0% | 1 | 0 | 0% | 0% | 1 | 0% | 0% | 0% | 1 | 0 | 2 | 0% | 0% | 0% | 1 | 0% | 0% | 0% | 1 | 0% | 0% | 0% | 1 | 0% | 0% | 0% | 1 | 0% | 0% | 0% | 1 | 0% | 0% | 0% | 1 | 0% | 0% | 0% | 1
328 | Cabrillo | 95.25 | 952.5 | 10 | 71.94% | 0% | 3 | 0.06 | 10.8% | 0% | 1 | 22% | 68.38% | 0% | 3 | 0 | 2 | 9% | 0% | 9% | 1 | 17% | 5.559% | 0% | 1 | 3% | 4.798% | 0% | 1 | 56% | 10.61% | 0% | 2 | 67% | 14.17% | 0% | 2 | 41% | 7.865% | 0% | 1 | 9% | 5.068% | 0% | 1 |  | 19.14% | 0% | 1 | 0.05 | 2.558% | 0% | 1 | 13% | 15.18% | 0% | 1 | 0 | 2 | 33% | 0% | 33% | 2 | 43% | 2.237% | 0% | 1 | 5% | 1.332% | 0% | 1 | 53% | 2.717% | 0% | 2 | 76% | 5.315% | 0% | 3 | 49% | 2.474% | 0% | 1 | 5% | 1.332% | 0% | 1 |  | 6.581% | 0% | 1 | 0.06 | 1.121% | 0% | 1 | 9% | 15.18% | 0% | 1 | 0 | 2 | 37% | 0% | 37% | 2 | 50% | 1.174% | 0% | 2 | 6% | 0.6294% | 0% | 1 | 51% | 1.209% | 0% | 2 | 78% | 2.689% | 0% | 3 | 38% | 0.9622% | 0% | 1 | 4% | 0.6173% | 0% | 1 |  | 1.897% | 0% | 1 | 0.07 | 0.7389% | 0% | 1 | 11% | 15.18% | 0% | 1 | 0 | 2 | 38% | 0% | 38% | 2 | 41% | 0.6094% | 0% | 1 | 6% | 0.381% | 0% | 1 | 40% | 0.5945% | 0% | 1 | 65% | 1.024% | 0% | 2 | 34% | 0.5434% | 0% | 1 | 4% | 0.3721% | 0% | 1
329 | Mesa (PGE) | 0 | 0 | 10 | 0% | 0% | 1 | 0.09 | 0% | 0% | 1 | 31% | 0% | 0% | 1 | 0 | 2 | 33% | 0% | 33% | 2 | 9% | 0% | 0% | 1 | 0% | 0% | 0% | 1 | 0% | 0% | 0% | 1 | 9% | 0% | 0% | 1 | 24% | 0% | 0% | 1 | 8% | 0% | 0% | 1 |  | 0% | 0% | 1 | 0.1 | 0% | 0% | 1 | 26% | 0% | 0% | 1 | 0 | 2 | 36% | 1% | 37% | 2 | 5% | 0% | 0% | 1 | 4% | 0% | 0% | 1 | 12% | 0% | 0% | 1 | 17% | 0% | 0% | 1 | 29% | 0% | 0% | 1 | 7% | 0% | 0% | 1 |  | 0% | 0% | 1 | 0.09 | 0% | 0% | 1 | 17% | 0% | 0% | 1 | 0 | 2 | 32% | 15% | 47% | 3 | 9% | 0% | 0% | 1 | 7% | 0% | 0% | 1 | 25% | 0% | 0% | 1 | 29% | 0% | 0% | 1 | 37% | 0% | 0% | 1 | 6% | 0% | 0% | 1 |  | 0% | 0% | 1 | 0.07 | 0% | 0% | 1 | 14% | 0% | 0% | 1 | 0 | 2 | 32% | 18% | 50% | 3 | 17% | 0% | 0% | 1 | 7% | 0% | 0% | 1 | 31% | 0% | 0% | 1 | 39% | 0% | 0% | 1 | 40% | 0% | 0% | 1 | 6% | 0% | 0% | 1
330 | Schulte | 100 | 1000 | 10 | 999.9% | 999.9% | 5 | 0 | 999% | 999% | 5 | 0% | 0% | 0% | 1 | 0 | 2 | 0% | 0% | 0% | 1 | 0% | 999% | 999.9% | 5 | 0% | 999% | 999.9% | 5 | 0% | 999% | 999.9% | 5 | 0% | 999% | 999.9% | 5 | 0% | 999% | 999.9% | 5 | 0% | 999% | 999.9% | 5 |  | 90.99% | 0% | 4 | 0.08 | 75.93% | 0% | 2 | 0% | 0% | 0% | 1 | 0 | 2 | 91% | 0% | 91% | 5 | 7% | 16.55% | 0% | 1 | 24% | 20.41% | 0% | 2 | 30% | 21.93% | 0% | 2 | 30% | 21.93% | 0% | 2 | 58% | 37.16% | 0% | 2 | 13% | 17.67% | 0% | 1 |  | 33.16% | 0% | 2 | 0.1 | 9.809% | 0% | 1 | 0% | 0% | 0% | 1 | 0 | 2 | 75% | 0% | 75% | 5 | 61% | 7.199% | 0% | 2 | 36% | 4.419% | 0% | 1 | 54% | 6.2% | 0% | 2 | 69% | 9.2% | 0% | 2 | 56% | 6.417% | 0% | 2 | 6% | 3.034% | 0% | 1 |  | 14.63% | 0% | 1 | 0.16 | 2.454% | 0% | 1 | 1% | 0% | 0% | 1 | 0 | 2 | 61% | 4% | 65% | 3 | 69% | 2.513% | 0% | 2 | 30% | 1.112% | 0% | 1 | 54% | 1.707% | 0% | 2 | 84% | 4.87% | 0% | 3 | 53% | 1.673% | 0% | 2 | 5% | 0.8199% | 0% | 1
331 | Davis | 100 | 1000 | 10 | 110.9% | 0.3973% | 4 | 0.09 | 140.8% | 1.21% | 3 | 74% | 30.23% | 0% | 2 | 0 | 2 | 0% | 0% | 0% | 1 | 44% | 6.977% | 0% | 1 | 49% | 7.638% | 0% | 1 | 60% | 9.763% | 0% | 2 | 85% | 25.83% | 0% | 3 | 0% | 3.911% | 0% | 1 | 2% | 4.01% | 0% | 1 |  | 15.03% | 0% | 1 | 0.09 | 9.559% | 0% | 1 | 76% | 5.901% | 0% | 3 | 0 | 2 | 2% | 0% | 2% | 1 | 31% | 1.267% | 0% | 1 | 21% | 1.096% | 0% | 1 | 31% | 1.258% | 0% | 1 | 46% | 1.617% | 0% | 1 | 0% | 0.8697% | 0% | 1 | 4% | 0.902% | 0% | 1 |  | 4.628% | 0% | 1 | 0.1 | 4.892% | 0% | 1 | 66% | 5.901% | 0% | 2 | 0 | 2 | 8% | 0% | 8% | 1 | 34% | 0.5538% | 0% | 1 | 14% | 0.4247% | 0% | 1 | 22% | 0.4726% | 0% | 1 | 45% | 0.6699% | 0% | 1 | 0% | 0.3685% | 0% | 1 | 5% | 0.3879% | 0% | 1 |  | 3.429% | 0% | 1 | 0.1 | 2.607% | 0% | 1 | 56% | 5.901% | 0% | 2 | 0 | 2 | 17% | 0% | 17% | 1 | 35% | 0.332% | 0% | 1 | 16% | 0.2587% | 0% | 1 | 27% | 0.2984% | 0% | 1 | 54% | 0.4759% | 0% | 2 | 4% | 0.2262% | 0% | 1 | 7% | 0.233% | 0% | 1
332 | Arco | 1584 | 15840 | 10 | 1568% | 30.9% | 5 | 0.08 | 238.2% | 22.49% | 5 | 33% | 322.4% | 67.18% | 5 | 0 | 2 | 40% | 0% | 40% | 2 | 79% | 152.3% | 14.1% | 5 | 0% | 32.41% | 0% | 2 | 0% | 32.46% | 0% | 2 | 79% | 152.3% | 14.1% | 5 | 15% | 37.93% | 0% | 2 | 0% | 32.41% | 0% | 2 |  | 72.03% | 0% | 3 | 0.07 | 52.34% | 0% | 2 | 33% | 55.91% | 0% | 3 | 0 | 2 | 33% | 0% | 33% | 2 | 68% | 27.66% | 0% | 2 | 5% | 9.413% | 0% | 1 | 11% | 10.09% | 0% | 1 | 71% | 30.83% | 0% | 3 | 13% | 10.25% | 0% | 1 | 2% | 9.107% | 0% | 1 |  | 23.12% | 0% | 2 | 0.07 | 16.96% | 0% | 1 | 19% | 55.91% | 0% | 3 | 0 | 2 | 30% | 0% | 30% | 2 | 66% | 12.24% | 0% | 2 | 3% | 4.232% | 0% | 1 | 11% | 4.632% | 0% | 1 | 71% | 14.41% | 0% | 3 | 16% | 4.92% | 0% | 1 | 3% | 4.252% | 0% | 1 |  | 13.14% | 0% | 1 | 0.07 | 7.432% | 0% | 1 | 15% | 55.91% | 0% | 3 | 0 | 2 | 32% | 0% | 32% | 2 | 65% | 7.018% | 0% | 2 | 5% | 2.56% | 0% | 1 | 14% | 2.843% | 0% | 1 | 71% | 8.478% | 0% | 3 | 20% | 3.066% | 0% | 1 | 3% | 2.519% | 0% | 1
333 | Goodrich | 0 | 0 | 10 | 0% | 0% | 1 | 0.04 | 0% | 0% | 1 | 0% | 0% | 0% | 1 | 0 | 2 | 24% | 76% | 100% | 5 | 0% | 0% | 0% | 1 | 0% | 0% | 0% | 1 | 100% | 0% | 0% | 5 | 100% | 0% | 0% | 5 | 100% | 0% | 0% | 5 | 0% | 0% | 0% | 1 |  | 0% | 0% | 1 | 0.05 | 0% | 0% | 1 | 0% | 0% | 0% | 1 | 0 | 2 | 12% | 38% | 50% | 5 | 0% | 0% | 0% | 1 | 50% | 0% | 0% | 2 | 95% | 0% | 0% | 5 | 100% | 0% | 0% | 5 | 100% | 0% | 0% | 5 | 14% | 0% | 0% | 1 |  | 0% | 0% | 1 | 0.05 | 0% | 0% | 1 | 0% | 0% | 0% | 1 | 0 | 2 | 21% | 14% | 35% | 3 | 0% | 0% | 0% | 1 | 6% | 0% | 0% | 1 | 10% | 0% | 0% | 1 | 11% | 0% | 0% | 1 | 31% | 0% | 0% | 1 | 25% | 0% | 0% | 1 |  | 0% | 0% | 1 | 0.14 | 0% | 0% | 1 | 1% | 0% | 0% | 1 | 0 | 2 | 45% | 6% | 51% | 3 | 13% | 0% | 0% | 1 | 1% | 0% | 0% | 1 | 2% | 0% | 0% | 1 | 15% | 0% | 0% | 1 | 33% | 0% | 0% | 1 | 20% | 0% | 0% | 1
334 | Newhall | 0 | 0 | 10 | 0% | 0% | 1 | 0.05 | 0% | 0% | 1 | 19% | 0% | 0% | 1 | 0 | 2 | 48% | 0% | 48% | 2 | 83% | 0% | 0% | 3 | 23% | 0% | 0% | 1 | 32% | 0% | 0% | 1 | 92% | 0% | 0% | 4 | 8% | 0% | 0% | 1 | 27% | 0% | 0% | 1 |  | 0% | 0% | 1 | 0.06 | 0% | 0% | 1 | 20% | 0% | 0% | 1 | 0 | 2 | 24% | 0% | 24% | 2 | 59% | 0% | 0% | 2 | 17% | 0% | 0% | 1 | 23% | 0% | 0% | 1 | 67% | 0% | 0% | 2 | 7% | 0% | 0% | 1 | 17% | 0% | 0% | 1 |  | 0% | 0% | 1 | 0.08 | 0% | 0% | 1 | 29% | 0% | 0% | 1 | 0 | 2 | 20% | 0% | 20% | 2 | 39% | 0% | 0% | 1 | 12% | 0% | 0% | 1 | 18% | 0% | 0% | 1 | 49% | 0% | 0% | 1 | 3% | 0% | 0% | 1 | 9% | 0% | 0% | 1 |  | 0% | 0% | 1 | 0.09 | 0% | 0% | 1 | 36% | 0% | 0% | 1 | 0 | 2 | 15% | 0% | 15% | 1 | 30% | 0% | 0% | 1 | 11% | 0% | 0% | 1 | 16% | 0% | 0% | 1 | 41% | 0% | 0% | 1 | 2% | 0% | 0% | 1 | 6% | 0% | 0% | 1
335 | Brentwood | 89.5 | 895 | 10 | 532.7% | 5.227% | 4 | 0.21 | 64.86% | 0% | 2 | 51% | 40.3% | 0% | 2 | 0 | 2 | 19% | 0% | 19% | 1 | 7% | 6.811% | 0% | 1 | 37% | 10.06% | 0% | 1 | 43% | 11.09% | 0% | 1 | 43% | 11.09% | 0% | 1 | 1% | 6.438% | 0% | 1 | 6% | 6.764% | 0% | 1 |  | 44.31% | 0% | 2 | 0.07 | 3.584% | 0% | 1 | 42% | 8.902% | 0% | 1 | 0 | 2 | 31% | 0% | 31% | 2 | 38% | 1.795% | 0% | 1 | 34% | 1.702% | 0% | 1 | 35% | 1.715% | 0% | 1 | 57% | 2.582% | 0% | 2 | 8% | 1.22% | 0% | 1 | 11% | 1.264% | 0% | 1 |  | 6.956% | 0% | 1 | 0.1 | 1.361% | 0% | 1 | 43% | 8.902% | 0% | 1 | 0 | 2 | 31% | 0% | 31% | 2 | 34% | 0.5939% | 0% | 1 | 38% | 0.6339% | 0% | 1 | 40% | 0.6556% | 0% | 1 | 56% | 0.8839% | 0% | 2 | 6% | 0.4203% | 0% | 1 | 10% | 0.4353% | 0% | 1 |  | 2.623% | 0% | 1 | 0.12 | 0.9569% | 0% | 1 | 43% | 8.902% | 0% | 1 | 0 | 2 | 34% | 0% | 34% | 2 | 30% | 0.3258% | 0% | 1 | 35% | 0.3508% | 0% | 1 | 37% | 0.3599% | 0% | 1 | 49% | 0.4512% | 0% | 1 | 8% | 0.2479% | 0% | 1 | 9% | 0.251% | 0% | 1
336 | Neenach | 0 | 0 | 10 | 0% | 0% | 1 | 0.35 | 0% | 0% | 1 | 2% | 0% | 0% | 1 | 0 | 2 | 13% | 4% | 17% | 2 | 24% | 0% | 0% | 1 | 40% | 0% | 0% | 1 | 13% | 0% | 0% | 1 | 61% | 0% | 0% | 2 | 13% | 0% | 0% | 1 | 1% | 0% | 0% | 1 |  | 0% | 0% | 1 | 0.32 | 0% | 0% | 1 | 1% | 0% | 0% | 1 | 0 | 2 | 11% | 6% | 17% | 2 | 16% | 0% | 0% | 1 | 42% | 0% | 0% | 1 | 28% | 0% | 0% | 1 | 55% | 0% | 0% | 2 | 22% | 0% | 0% | 1 | 1% | 0% | 0% | 1 |  | 0% | 0% | 1 | 0.37 | 0% | 0% | 1 | 1% | 0% | 0% | 1 | 0 | 2 | 20% | 12% | 32% | 3 | 20% | 0% | 0% | 1 | 40% | 0% | 0% | 1 | 29% | 0% | 0% | 1 | 55% | 0% | 0% | 2 | 28% | 0% | 0% | 1 | 2% | 0% | 0% | 1 |  | 0% | 0% | 1 | 0.34 | 0% | 0% | 1 | 1% | 0% | 0% | 1 | 0 | 2 | 21% | 23% | 44% | 4 | 30% | 0% | 0% | 1 | 34% | 0% | 0% | 1 | 28% | 0% | 0% | 1 | 60% | 0% | 0% | 2 | 33% | 0% | 0% | 1 | 4% | 0% | 0% | 1
337 | Bahia | 200 | 2000 | 10 | 46.16% | 0% | 2 | 0.78 | 153.7% | 15.76% | 3 | 0% | 0% | 0% | 1 | 0 | 2 | 16% | 0% | 16% | 1 | 11% | 17.52% | 0% | 1 | 33% | 23.32% | 0% | 2 | 27% | 21.45% | 0% | 2 | 60% | 39.36% | 0% | 2 | 14% | 18.1% | 0% | 1 | 15% | 18.31% | 0% | 1 |  | 25.68% | 0% | 2 | 0.69 | 29.91% | 0% | 2 | 1% | 0% | 0% | 1 | 0 | 2 | 37% | 0% | 37% | 2 | 24% | 6.431% | 0% | 1 | 37% | 7.757% | 0% | 1 | 48% | 9.383% | 0% | 1 | 76% | 20.29% | 0% | 3 | 14% | 5.668% | 0% | 1 | 19% | 5.965% | 0% | 1 |  | 18.93% | 0% | 1 | 0.49 | 17.61% | 0% | 1 | 8% | 0% | 0% | 1 | 0 | 2 | 37% | 0% | 37% | 2 | 41% | 4.222% | 0% | 1 | 37% | 3.951% | 0% | 1 | 47% | 4.756% | 0% | 1 | 78% | 11.32% | 0% | 3 | 18% | 3.064% | 0% | 1 | 18% | 3.067% | 0% | 1 |  | 6.036% | 0% | 1 | 0.28 | 7.855% | 0% | 1 | 8% | 0% | 0% | 1 | 0 | 2 | 49% | 0% | 49% | 2 | 40% | 1.862% | 0% | 1 | 30% | 1.608% | 0% | 1 | 41% | 1.904% | 0% | 1 | 72% | 4.041% | 0% | 3 | 20% | 1.405% | 0% | 1 | 16% | 1.329% | 0% | 1
338 | Vaca Dixon | 500 | 5000 | 10 | 56.8% | 0% | 3 | 0.18 | 999% | 27.04% | 5 | 47% | 44.82% | 0% | 2 | 0 | 2 | 17% | 0% | 17% | 1 | 21% | 22.58% | 0% | 2 | 2% | 18.12% | 0% | 1 | 2% | 18.15% | 0% | 1 | 23% | 23.21% | 0% | 2 | 0% | 17.77% | 0% | 1 | 4% | 18.5% | 0% | 1 |  | 34.44% | 0% | 2 | 0.12 | 230.3% | 3.219% | 3 | 53% | 31.84% | 0% | 2 | 0 | 2 | 33% | 0% | 33% | 2 | 27% | 6.149% | 0% | 1 | 13% | 5.17% | 0% | 1 | 13% | 5.149% | 0% | 1 | 40% | 7.466% | 0% | 1 | 7% | 4.858% | 0% | 1 | 7% | 4.867% | 0% | 1 |  | 20.27% | 0% | 2 | 0.09 | 21.66% | 0% | 2 | 46% | 31.84% | 0% | 2 | 0 | 2 | 38% | 0% | 38% | 2 | 30% | 2.826% | 0% | 1 | 15% | 2.341% | 0% | 1 | 17% | 2.382% | 0% | 1 | 46% | 3.64% | 0% | 1 | 14% | 2.308% | 0% | 1 | 11% | 2.239% | 0% | 1 |  | 10.23% | 0% | 1 | 0.09 | 11.37% | 0% | 1 | 44% | 31.84% | 0% | 2 | 0 | 2 | 36% | 0% | 36% | 2 | 34% | 1.73% | 0% | 1 | 14% | 1.336% | 0% | 1 | 20% | 1.441% | 0% | 1 | 50% | 2.271% | 0% | 2 | 15% | 1.341% | 0% | 1 | 9% | 1.263% | 0% | 1
339 | Carrizo Plains | 0 | 0 | 10 | 0% | 0% | 1 | 0.05 | 0% | 0% | 1 | 0% | 0% | 0% | 1 | 0 | 2 | 65% | 6% | 71% | 3 | 1% | 0% | 0% | 1 | 31% | 0% | 0% | 1 | 52% | 0% | 0% | 2 | 52% | 0% | 0% | 2 | 58% | 0% | 0% | 2 | 2% | 0% | 0% | 1 |  | 0% | 0% | 1 | 0.1 | 0% | 0% | 1 | 0% | 0% | 0% | 1 | 0 | 2 | 60% | 13% | 73% | 3 | 42% | 0% | 0% | 1 | 23% | 0% | 0% | 1 | 34% | 0% | 0% | 1 | 67% | 0% | 0% | 2 | 66% | 0% | 0% | 2 | 6% | 0% | 0% | 1 |  | 0% | 0% | 1 | 0.08 | 0% | 0% | 1 | 1% | 0% | 0% | 1 | 0 | 2 | 42% | 14% | 56% | 3 | 53% | 0% | 0% | 2 | 19% | 0% | 0% | 1 | 28% | 0% | 0% | 1 | 72% | 0% | 0% | 3 | 59% | 0% | 0% | 2 | 3% | 0% | 0% | 1 |  | 0% | 0% | 1 | 0.07 | 0% | 0% | 1 | 4% | 0% | 0% | 1 | 0 | 2 | 34% | 17% | 51% | 3 | 55% | 0% | 0% | 2 | 14% | 0% | 0% | 1 | 24% | 0% | 0% | 1 | 72% | 0% | 0% | 3 | 50% | 0% | 0% | 2 | 2% | 0% | 0% | 1
340 | Vista (VEA) | 0 | 0 | 0 | 0% | 0% | 1 | 0 | 0% | 0% | 1 | 0% | 0% | 0% | 1 | 0 | 2 | 0% | 0% | 0% | 1 | 0% | 0% | 0% | 1 | 0% | 0% | 0% | 1 | 0% | 0% | 0% | 1 | 0% | 0% | 0% | 1 | 0% | 0% | 0% | 1 | 0% | 0% | 0% | 1 |  | 0% | 0% | 1 | 0 | 0% | 0% | 1 | 0% | 0% | 0% | 1 | 0 | 2 | 0% | 0% | 0% | 1 | 0% | 0% | 0% | 1 | 0% | 0% | 0% | 1 | 0% | 0% | 0% | 1 | 0% | 0% | 0% | 1 | 0% | 0% | 0% | 1 | 0% | 0% | 0% | 1 |  | 0% | 0% | 1 | 0.03 | 0% | 0% | 1 | 0% | 0% | 0% | 1 | 0 | 2 | 0% | 0% | 0% | 1 | 0% | 0% | 0% | 1 | 1% | 0% | 0% | 1 | 2% | 0% | 0% | 1 | 2% | 0% | 0% | 1 | 1% | 0% | 0% | 1 | 0% | 0% | 0% | 1 |  | 0% | 0% | 1 | 0.01 | 0% | 0% | 1 | 0% | 0% | 0% | 1 | 0 | 2 | 1% | 0% | 1% | 1 | 1% | 0% | 0% | 1 | 1% | 0% | 0% | 1 | 2% | 0% | 0% | 1 | 2% | 0% | 0% | 1 | 4% | 0% | 0% | 1 | 0% | 0% | 0% | 1
341 | Merced | 0 | 0 | 10 | 0% | 0% | 1 | 0.12 | 0% | 0% | 1 | 27% | 0% | 0% | 1 | 0 | 2 | 0% | 0% | 0% | 1 | 36% | 0% | 0% | 1 | 29% | 0% | 0% | 1 | 29% | 0% | 0% | 1 | 65% | 0% | 0% | 2 | 0% | 0% | 0% | 1 | 9% | 0% | 0% | 1 |  | 0% | 0% | 1 | 0.1 | 0% | 0% | 1 | 30% | 0% | 0% | 1 | 0 | 2 | 9% | 0% | 9% | 1 | 50% | 0% | 0% | 2 | 40% | 0% | 0% | 1 | 48% | 0% | 0% | 1 | 73% | 0% | 0% | 3 | 4% | 0% | 0% | 1 | 15% | 0% | 0% | 1 |  | 0% | 0% | 1 | 0.09 | 0% | 0% | 1 | 37% | 0% | 0% | 1 | 0 | 2 | 18% | 0% | 18% | 1 | 47% | 0% | 0% | 1 | 38% | 0% | 0% | 1 | 43% | 0% | 0% | 1 | 66% | 0% | 0% | 2 | 11% | 0% | 0% | 1 | 15% | 0% | 0% | 1 |  | 0% | 0% | 1 | 0.09 | 0% | 0% | 1 | 38% | 0% | 0% | 1 | 0 | 2 | 21% | 0% | 21% | 2 | 43% | 0% | 0% | 1 | 31% | 0% | 0% | 1 | 36% | 0% | 0% | 1 | 58% | 0% | 0% | 2 | 13% | 0% | 0% | 1 | 12% | 0% | 0% | 1
342 | Otay Mesa | 0 | 0 | 10 | 0% | 0% | 1 | 0.29 | 0% | 0% | 1 | 0% | 0% | 0% | 1 | 0 | 2 | 77% | 0% | 77% | 5 | 5% | 0% | 0% | 1 | 92% | 0% | 0% | 4 | 98% | 0% | 0% | 5 | 98% | 0% | 0% | 5 | 26% | 0% | 0% | 1 | 11% | 0% | 0% | 1 |  | 0% | 0% | 1 | 0.2 | 0% | 0% | 1 | 0% | 0% | 0% | 1 | 0 | 2 | 55% | 25% | 80% | 5 | 5% | 0% | 0% | 1 | 94% | 0% | 0% | 4 | 94% | 0% | 0% | 4 | 97% | 0% | 0% | 5 | 46% | 0% | 0% | 1 | 7% | 0% | 0% | 1 |  | 0% | 0% | 1 | 0.15 | 0% | 0% | 1 | 0% | 0% | 0% | 1 | 0 | 2 | 26% | 63% | 89% | 5 | 23% | 0% | 0% | 1 | 64% | 0% | 0% | 2 | 91% | 0% | 0% | 4 | 92% | 0% | 0% | 4 | 39% | 0% | 0% | 1 | 5% | 0% | 0% | 1 |  | 0% | 0% | 1 | 0.2 | 0% | 0% | 1 | 0% | 0% | 0% | 1 | 0 | 2 | 24% | 64% | 88% | 5 | 14% | 0% | 0% | 1 | 41% | 0% | 0% | 1 | 79% | 0% | 0% | 3 | 80% | 0% | 0% | 3 | 38% | 0% | 0% | 1 | 4% | 0% | 0% | 1
343 | Leavitt | 0 | 0 | 10 | 0% | 0% | 1 | 0.13 | 0% | 0% | 1 | 0% | 0% | 0% | 1 | 0 | 2 | 90% | 0% | 90% | 5 | 26% | 0% | 0% | 1 | 58% | 0% | 0% | 2 | 53% | 0% | 0% | 2 | 74% | 0% | 0% | 3 | 27% | 0% | 0% | 1 | 15% | 0% | 0% | 1 |  | 0% | 0% | 1 | 0.13 | 0% | 0% | 1 | 0% | 0% | 0% | 1 | 0 | 2 | 86% | 0% | 86% | 5 | 33% | 0% | 0% | 1 | 39% | 0% | 0% | 1 | 37% | 0% | 0% | 1 | 70% | 0% | 0% | 3 | 45% | 0% | 0% | 1 | 14% | 0% | 0% | 1 |  | 0% | 0% | 1 | 0.1 | 0% | 0% | 1 | 0% | 0% | 0% | 1 | 0 | 2 | 79% | 0% | 79% | 5 | 34% | 0% | 0% | 1 | 34% | 0% | 0% | 1 | 31% | 0% | 0% | 1 | 64% | 0% | 0% | 2 | 41% | 0% | 0% | 1 | 14% | 0% | 0% | 1 |  | 0% | 0% | 1 | 0.09 | 0% | 0% | 1 | 0% | 0% | 0% | 1 | 0 | 2 | 73% | 1% | 74% | 3 | 35% | 0% | 0% | 1 | 25% | 0% | 0% | 1 | 23% | 0% | 0% | 1 | 57% | 0% | 0% | 2 | 42% | 0% | 0% | 1 | 12% | 0% | 0% | 1
344 | Primm | 0 | 0 | 0 | 0% | 0% | 1 | 0.03 | 0% | 0% | 1 | 0% | 0% | 0% | 1 | 0 | 2 | 0% | 0% | 0% | 1 | 0% | 0% | 0% | 1 | 0% | 0% | 0% | 1 | 0% | 0% | 0% | 1 | 0% | 0% | 0% | 1 | 0% | 0% | 0% | 1 | 0% | 0% | 0% | 1 |  | 0% | 0% | 1 | 0.02 | 0% | 0% | 1 | 0% | 0% | 0% | 1 | 0 | 2 | 0% | 0% | 0% | 1 | 14% | 0% | 0% | 1 | 22% | 0% | 0% | 1 | 9% | 0% | 0% | 1 | 22% | 0% | 0% | 1 | 10% | 0% | 0% | 1 | 0% | 0% | 0% | 1 |  | 0% | 0% | 1 | 0.02 | 0% | 0% | 1 | 0% | 0% | 0% | 1 | 0 | 2 | 0% | 0% | 0% | 1 | 10% | 0% | 0% | 1 | 15% | 0% | 0% | 1 | 6% | 0% | 0% | 1 | 15% | 0% | 0% | 1 | 10% | 0% | 0% | 1 | 0% | 0% | 0% | 1 |  | 0% | 0% | 1 | 0.02 | 0% | 0% | 1 | 0% | 0% | 0% | 1 | 0 | 2 | 0% | 0% | 0% | 1 | 3% | 0% | 0% | 1 | 5% | 0% | 0% | 1 | 2% | 0% | 0% | 1 | 5% | 0% | 0% | 1 | 5% | 0% | 0% | 1 | 0% | 0% | 0% | 1
345 | Granite | 0 | 0 | 10 | 0% | 0% | 1 | 0.29 | 0% | 0% | 1 | 4% | 0% | 0% | 1 | 0 | 2 | 49% | 0% | 49% | 2 | 34% | 0% | 0% | 1 | 16% | 0% | 0% | 1 | 0% | 0% | 0% | 1 | 36% | 0% | 0% | 1 | 4% | 0% | 0% | 1 | 32% | 0% | 0% | 1 |  | 0% | 0% | 1 | 0.48 | 0% | 0% | 1 | 12% | 0% | 0% | 1 | 0 | 2 | 37% | 0% | 37% | 2 | 60% | 0% | 0% | 2 | 17% | 0% | 0% | 1 | 2% | 0% | 0% | 1 | 63% | 0% | 0% | 2 | 20% | 0% | 0% | 1 | 32% | 0% | 0% | 1 |  | 0% | 0% | 1 | 0.47 | 0% | 0% | 1 | 14% | 0% | 0% | 1 | 0 | 2 | 25% | 0% | 25% | 2 | 53% | 0% | 0% | 2 | 16% | 0% | 0% | 1 | 16% | 0% | 0% | 1 | 63% | 0% | 0% | 2 | 21% | 0% | 0% | 1 | 25% | 0% | 0% | 1 |  | 0% | 0% | 1 | 0.3 | 0% | 0% | 1 | 19% | 0% | 0% | 1 | 0 | 2 | 21% | 0% | 21% | 2 | 46% | 0% | 0% | 1 | 24% | 0% | 0% | 1 | 36% | 0% | 0% | 1 | 65% | 0% | 0% | 2 | 17% | 0% | 0% | 1 | 21% | 0% | 0% | 1
346 | Lake View | 0 | 0 | 0 | 0% | 0% | 1 | 0.17 | 0% | 0% | 1 | 0% | 0% | 0% | 1 | 0 | 2 | 34% | 56% | 90% | 5 | 74% | 0% | 0% | 3 | 90% | 0% | 0% | 4 | 94% | 0% | 0% | 4 | 100% | 0% | 0% | 5 | 9% | 0% | 0% | 1 | 2% | 0% | 0% | 1 |  | 0% | 0% | 1 | 0.1 | 0% | 0% | 1 | 4% | 0% | 0% | 1 | 0 | 2 | 39% | 41% | 80% | 5 | 61% | 0% | 0% | 2 | 55% | 0% | 0% | 2 | 78% | 0% | 0% | 3 | 96% | 0% | 0% | 5 | 31% | 0% | 0% | 1 | 1% | 0% | 0% | 1 |  | 0% | 0% | 1 | 0.12 | 0% | 0% | 1 | 7% | 0% | 0% | 1 | 0 | 2 | 34% | 37% | 71% | 5 | 55% | 0% | 0% | 2 | 47% | 0% | 0% | 1 | 72% | 0% | 0% | 3 | 90% | 0% | 0% | 4 | 29% | 0% | 0% | 1 | 2% | 0% | 0% | 1 |  | 0% | 0% | 1 | 0.11 | 0% | 0% | 1 | 6% | 0% | 0% | 1 | 0 | 2 | 34% | 34% | 68% | 5 | 58% | 0% | 0% | 2 | 40% | 0% | 0% | 1 | 66% | 0% | 0% | 2 | 87% | 0% | 0% | 3 | 36% | 0% | 0% | 1 | 2% | 0% | 0% | 1
347 | Birds Landing | 100 | 1000 | 10 | 5.283% | 0% | 1 | 0.06 | 14.18% | 0% | 1 | 0% | 5.047% | 0% | 1 | 0 | 2 | 75% | 0% | 75% | 5 | 15% | 2.967% | 0% | 1 | 33% | 3.732% | 0% | 1 | 32% | 3.678% | 0% | 1 | 45% | 4.551% | 0% | 1 | 1% | 2.538% | 0% | 1 | 12% | 2.86% | 0% | 1 |  | 3.11% | 0% | 1 | 0.07 | 4.624% | 0% | 1 | 4% | 2.715% | 0% | 1 | 0 | 2 | 63% | 0% | 63% | 3 | 13% | 1.264% | 0% | 1 | 37% | 1.738% | 0% | 1 | 35% | 1.681% | 0% | 1 | 47% | 2.08% | 0% | 1 | 4% | 1.145% | 0% | 1 | 27% | 1.498% | 0% | 1 |  | 2.76% | 0% | 1 | 0.07 | 2.359% | 0% | 1 | 22% | 2.715% | 0% | 1 | 0 | 2 | 44% | 0% | 44% | 2 | 12% | 0.6288% | 0% | 1 | 37% | 0.879% | 0% | 1 | 37% | 0.8779% | 0% | 1 | 47% | 1.054% | 0% | 1 | 5% | 0.5841% | 0% | 1 | 21% | 0.7028% | 0% | 1 |  | 2.083% | 0% | 1 | 0.12 | 1.475% | 0% | 1 | 34% | 2.715% | 0% | 1 | 0 | 2 | 31% | 0% | 31% | 2 | 18% | 0.355% | 0% | 1 | 28% | 0.4078% | 0% | 1 | 29% | 0.4127% | 0% | 1 | 42% | 0.5% | 0% | 1 | 6% | 0.3088% | 0% | 1 | 15% | 0.3449% | 0% | 1
348 | Highwind | 0 | 0 | 0 | 0% | 0% | 1 | 0.17 | 0% | 0% | 1 | 2% | 0% | 0% | 1 | 0 | 2 | 80% | 15% | 95% | 5 | 65% | 0% | 0% | 2 | 22% | 0% | 0% | 1 | 86% | 0% | 0% | 3 | 95% | 0% | 0% | 5 | 26% | 0% | 0% | 1 | 2% | 0% | 0% | 1 |  | 0% | 0% | 1 | 0.25 | 0% | 0% | 1 | 1% | 0% | 0% | 1 | 0 | 2 | 31% | 28% | 59% | 4 | 43% | 0% | 0% | 1 | 20% | 0% | 0% | 1 | 47% | 0% | 0% | 1 | 70% | 0% | 0% | 3 | 28% | 0% | 0% | 1 | 1% | 0% | 0% | 1 |  | 0% | 0% | 1 | 0.29 | 0% | 0% | 1 | 2% | 0% | 0% | 1 | 0 | 2 | 27% | 22% | 49% | 4 | 33% | 0% | 0% | 1 | 22% | 0% | 0% | 1 | 33% | 0% | 0% | 1 | 58% | 0% | 0% | 2 | 31% | 0% | 0% | 1 | 1% | 0% | 0% | 1 |  | 0% | 0% | 1 | 0.3 | 0% | 0% | 1 | 1% | 0% | 0% | 1 | 0 | 2 | 25% | 17% | 42% | 3 | 40% | 0% | 0% | 1 | 19% | 0% | 0% | 1 | 26% | 0% | 0% | 1 | 60% | 0% | 0% | 2 | 36% | 0% | 0% | 1 | 1% | 0% | 0% | 1
349 | Santiago | 0 | 0 | 10 | 0% | 0% | 1 | 0.68 | 0% | 0% | 1 | 3% | 0% | 0% | 1 | 0 | 2 | 13% | 0% | 13% | 1 | 24% | 0% | 0% | 1 | 0% | 0% | 0% | 1 | 8% | 0% | 0% | 1 | 32% | 0% | 0% | 1 | 9% | 0% | 0% | 1 | 8% | 0% | 0% | 1 |  | 0% | 0% | 1 | 0.46 | 0% | 0% | 1 | 1% | 0% | 0% | 1 | 0 | 2 | 30% | 31% | 61% | 5 | 17% | 0% | 0% | 1 | 49% | 0% | 0% | 1 | 65% | 0% | 0% | 2 | 81% | 0% | 0% | 3 | 23% | 0% | 0% | 1 | 9% | 0% | 0% | 1 |  | 0% | 0% | 1 | 0.5 | 0% | 0% | 1 | 0% | 0% | 0% | 1 | 0 | 2 | 26% | 44% | 70% | 5 | 35% | 0% | 0% | 1 | 36% | 0% | 0% | 1 | 71% | 0% | 0% | 3 | 88% | 0% | 0% | 3 | 46% | 0% | 0% | 1 | 11% | 0% | 0% | 1 |  | 0% | 0% | 1 | 0.48 | 0% | 0% | 1 | 0% | 0% | 0% | 1 | 0 | 2 | 28% | 49% | 77% | 5 | 39% | 0% | 0% | 1 | 35% | 0% | 0% | 1 | 59% | 0% | 0% | 2 | 82% | 0% | 0% | 3 | 50% | 0% | 0% | 2 | 9% | 0% | 0% | 1
350 | Red Bluff | 775 | 7750 | 15 | 261.3% | 36.96% | 5 | 0.05 | 125.4% | 16.2% | 3 | 0% | 751.8% | 0% | 4 | 0 | 2 | 0% | 0% | 0% | 1 | 22% | 62.36% | 0% | 3 | 1% | 48.99% | 0% | 2 | 0% | 48.71% | 0% | 2 | 22% | 62.81% | 0% | 3 | 49% | 96.25% | 0% | 4 | 5% | 51.1% | 0% | 3 |  | 110% | 2.478% | 4 | 0.05 | 45.45% | 0% | 2 | 0% | 174.2% | 0% | 4 | 0 | 2 | 0% | 0% | 0% | 1 | 32% | 31.97% | 0% | 2 | 0% | 21.92% | 0% | 2 | 0% | 21.86% | 0% | 2 | 32% | 32.1% | 0% | 2 | 58% | 52.01% | 0% | 3 | 2% | 22.42% | 0% | 2 |  | 110% | 1.868% | 4 | 0.04 | 37.46% | 0% | 2 | 0% | 174.2% | 0% | 4 | 0 | 2 | 0% | 0% | 0% | 1 | 44% | 31.07% | 0% | 2 | 13% | 19.88% | 0% | 1 | 12% | 19.82% | 0% | 1 | 44% | 31.24% | 0% | 2 | 60% | 43.09% | 0% | 2 | 2% | 17.7% | 0% | 1 |  | 99.09% | 0% | 4 | 0.04 | 24.96% | 0% | 2 | 0% | 174.2% | 0% | 4 | 0 | 2 | 0% | 0% | 0% | 1 | 38% | 20.19% | 0% | 2 | 27% | 17.08% | 0% | 1 | 16% | 14.96% | 0% | 1 | 51% | 25.31% | 0% | 2 | 62% | 32.55% | 0% | 2 | 1% | 12.69% | 0% | 1
351 | Beatty | 0 | 0 | 0 | 0% | 0% | 1 | 0 | 0% | 0% | 1 | 0% | 0% | 0% | 1 | 0 | 2 | 0% | 0% | 0% | 1 | 0% | 0% | 0% | 1 | 0% | 0% | 0% | 1 | 0% | 0% | 0% | 1 | 0% | 0% | 0% | 1 | 0% | 0% | 0% | 1 | 0% | 0% | 0% | 1 |  | 0% | 0% | 1 | 0 | 0% | 0% | 1 | 0% | 0% | 0% | 1 | 0 | 2 | 0% | 0% | 0% | 1 | 0% | 0% | 0% | 1 | 0% | 0% | 0% | 1 | 0% | 0% | 0% | 1 | 0% | 0% | 0% | 1 | 0% | 0% | 0% | 1 | 0% | 0% | 0% | 1 |  | 0% | 0% | 1 | 0 | 0% | 0% | 1 | 0% | 0% | 0% | 1 | 0 | 2 | 0% | 0% | 0% | 1 | 0% | 0% | 0% | 1 | 0% | 0% | 0% | 1 | 0% | 0% | 0% | 1 | 0% | 0% | 0% | 1 | 0% | 0% | 0% | 1 | 0% | 0% | 0% | 1 |  | 0% | 0% | 1 | 0 | 0% | 0% | 1 | 0% | 0% | 0% | 1 | 0 | 2 | 0% | 0% | 0% | 1 | 0% | 0% | 0% | 1 | 0% | 0% | 0% | 1 | 0% | 0% | 0% | 1 | 0% | 0% | 0% | 1 | 0% | 0% | 0% | 1 | 0% | 0% | 0% | 1
352 | Mirage | 0 | 0 | 10 | 0% | 0% | 1 | 0.27 | 0% | 0% | 1 | 0% | 0% | 0% | 1 | 0 | 2 | 0% | 0% | 0% | 1 | 14% | 0% | 0% | 1 | 21% | 0% | 0% | 1 | 16% | 0% | 0% | 1 | 36% | 0% | 0% | 1 | 37% | 0% | 0% | 1 | 0% | 0% | 0% | 1 |  | 0% | 0% | 1 | 0.3 | 0% | 0% | 1 | 1% | 0% | 0% | 1 | 0 | 2 | 0% | 0% | 0% | 1 | 10% | 0% | 0% | 1 | 23% | 0% | 0% | 1 | 16% | 0% | 0% | 1 | 32% | 0% | 0% | 1 | 39% | 0% | 0% | 1 | 0% | 0% | 0% | 1 |  | 0% | 0% | 1 | 0.28 | 0% | 0% | 1 | 2% | 0% | 0% | 1 | 0 | 2 | 0% | 0% | 0% | 1 | 11% | 0% | 0% | 1 | 40% | 0% | 0% | 1 | 31% | 0% | 0% | 1 | 45% | 0% | 0% | 1 | 38% | 0% | 0% | 1 | 0% | 0% | 0% | 1 |  | 0% | 0% | 1 | 0.25 | 0% | 0% | 1 | 10% | 0% | 0% | 1 | 0 | 2 | 2% | 8% | 10% | 2 | 17% | 0% | 0% | 1 | 39% | 0% | 0% | 1 | 32% | 0% | 0% | 1 | 50% | 0% | 0% | 2 | 39% | 0% | 0% | 1 | 1% | 0% | 0% | 1
353 | Sutter Power | 0 | 0 | 0 | 0% | 0% | 1 | 0.12 | 0% | 0% | 1 | 60% | 0% | 0% | 2 | 0 | 2 | 0% | 0% | 0% | 1 | 0% | 0% | 0% | 1 | 10% | 0% | 0% | 1 | 56% | 0% | 0% | 2 | 56% | 0% | 0% | 2 | 0% | 0% | 0% | 1 | 3% | 0% | 0% | 1 |  | 0% | 0% | 1 | 0.12 | 0% | 0% | 1 | 65% | 0% | 0% | 2 | 0 | 2 | 0% | 0% | 0% | 1 | 22% | 0% | 0% | 1 | 7% | 0% | 0% | 1 | 51% | 0% | 0% | 2 | 60% | 0% | 0% | 2 | 1% | 0% | 0% | 1 | 4% | 0% | 0% | 1 |  | 0% | 0% | 1 | 0.11 | 0% | 0% | 1 | 64% | 0% | 0% | 2 | 0 | 2 | 6% | 0% | 6% | 1 | 38% | 0% | 0% | 1 | 9% | 0% | 0% | 1 | 47% | 0% | 0% | 1 | 66% | 0% | 0% | 2 | 3% | 0% | 0% | 1 | 6% | 0% | 0% | 1 |  | 0% | 0% | 1 | 0.1 | 0% | 0% | 1 | 59% | 0% | 0% | 2 | 0 | 2 | 9% | 0% | 9% | 1 | 43% | 0% | 0% | 1 | 9% | 0% | 0% | 1 | 45% | 0% | 0% | 1 | 68% | 0% | 0% | 2 | 4% | 0% | 0% | 1 | 7% | 0% | 0% | 1
354 | Manteca | 0 | 0 | 10 | 0% | 0% | 1 | 0.28 | 0% | 0% | 1 | 73% | 0% | 0% | 2 | 0 | 2 | 0% | 0% | 0% | 1 | 2% | 0% | 0% | 1 | 1% | 0% | 0% | 1 | 1% | 0% | 0% | 1 | 3% | 0% | 0% | 1 | 0% | 0% | 0% | 1 | 2% | 0% | 0% | 1 |  | 0% | 0% | 1 | 0.2 | 0% | 0% | 1 | 63% | 0% | 0% | 2 | 0 | 2 | 0% | 0% | 0% | 1 | 23% | 0% | 0% | 1 | 12% | 0% | 0% | 1 | 12% | 0% | 0% | 1 | 29% | 0% | 0% | 1 | 0% | 0% | 0% | 1 | 4% | 0% | 0% | 1 |  | 0% | 0% | 1 | 0.17 | 0% | 0% | 1 | 69% | 0% | 0% | 2 | 0 | 2 | 2% | 0% | 2% | 1 | 29% | 0% | 0% | 1 | 10% | 0% | 0% | 1 | 13% | 0% | 0% | 1 | 35% | 0% | 0% | 1 | 0% | 0% | 0% | 1 | 4% | 0% | 0% | 1 |  | 0% | 0% | 1 | 0.16 | 0% | 0% | 1 | 60% | 0% | 0% | 2 | 0 | 2 | 16% | 0% | 16% | 1 | 36% | 0% | 0% | 1 | 13% | 0% | 0% | 1 | 17% | 0% | 0% | 1 | 44% | 0% | 0% | 1 | 7% | 0% | 0% | 1 | 5% | 0% | 0% | 1
355 | El Patio | 0 | 0 | 10 | 0% | 0% | 1 | 0.94 | 0% | 0% | 1 | 0% | 0% | 0% | 1 | 0 | 2 | 0% | 0% | 0% | 1 | 100% | 0% | 0% | 5 | 0% | 0% | 0% | 1 | 0% | 0% | 0% | 1 | 100% | 0% | 0% | 5 | 0% | 0% | 0% | 1 | 0% | 0% | 0% | 1 |  | 0% | 0% | 1 | 0.21 | 0% | 0% | 1 | 2% | 0% | 0% | 1 | 0 | 2 | 25% | 0% | 25% | 2 | 81% | 0% | 0% | 3 | 0% | 0% | 0% | 1 | 71% | 0% | 0% | 3 | 85% | 0% | 0% | 3 | 20% | 0% | 0% | 1 | 3% | 0% | 0% | 1 |  | 0% | 0% | 1 | 0.18 | 0% | 0% | 1 | 1% | 0% | 0% | 1 | 0 | 2 | 44% | 0% | 44% | 2 | 58% | 0% | 0% | 2 | 15% | 0% | 0% | 1 | 58% | 0% | 0% | 2 | 81% | 0% | 0% | 3 | 35% | 0% | 0% | 1 | 4% | 0% | 0% | 1 |  | 0% | 0% | 1 | 0.18 | 0% | 0% | 1 | 1% | 0% | 0% | 1 | 0 | 2 | 51% | 3% | 54% | 3 | 67% | 0% | 0% | 2 | 26% | 0% | 0% | 1 | 57% | 0% | 0% | 2 | 86% | 0% | 0% | 3 | 47% | 0% | 0% | 1 | 4% | 0% | 0% | 1
356 | Pardee | 700 | 7000 | 10 | 344% | 66.47% | 5 | 0.65 | 582.4% | 104.4% | 5 | 1% | 3455% | 4473% | 5 | 0 | 2 | 67% | 1% | 68% | 3 | 0% | 73.86% | 0% | 3 | 14% | 85.86% | 0% | 4 | 48% | 142.3% | 45.37% | 5 | 49% | 143.1% | 45.7% | 5 | 32% | 108.6% | 18.06% | 5 | 8% | 79.94% | 0% | 4 |  | 55.47% | 0% | 3 | 0.26 | 28.77% | 0% | 2 | 2% | 0% | 0% | 1 | 0 | 2 | 51% | 38% | 89% | 5 | 42% | 18.27% | 0% | 1 | 2% | 10.81% | 0% | 1 | 13% | 12.21% | 0% | 1 | 53% | 22.3% | 0% | 2 | 45% | 19.1% | 0% | 1 | 10% | 11.68% | 0% | 1 |  | 41.1% | 0% | 2 | 0.21 | 14.06% | 0% | 1 | 3% | 0% | 0% | 1 | 0 | 2 | 46% | 41% | 87% | 5 | 53% | 12.4% | 0% | 2 | 3% | 5.991% | 0% | 1 | 9% | 6.38% | 0% | 1 | 59% | 14.27% | 0% | 2 | 44% | 10.49% | 0% | 1 | 12% | 6.587% | 0% | 1 |  | 23.21% | 0% | 2 | 0.2 | 11.01% | 0% | 1 | 4% | 0% | 0% | 1 | 0 | 2 | 43% | 40% | 83% | 5 | 49% | 7.463% | 0% | 1 | 5% | 3.984% | 0% | 1 | 11% | 4.235% | 0% | 1 | 58% | 9.032% | 0% | 2 | 43% | 6.678% | 0% | 1 | 10% | 4.23% | 0% | 1
357 | Los Coches | 0 | 0 | 10 | 0% | 0% | 1 | 0.26 | 0% | 0% | 1 | 1% | 0% | 0% | 1 | 0 | 2 | 37% | 62% | 99% | 5 | 74% | 0% | 0% | 3 | 47% | 0% | 0% | 1 | 52% | 0% | 0% | 2 | 100% | 0% | 0% | 5 | 18% | 0% | 0% | 1 | 3% | 0% | 0% | 1 |  | 0% | 0% | 1 | 0.2 | 0% | 0% | 1 | 0% | 0% | 0% | 1 | 0 | 2 | 19% | 81% | 100% | 5 | 59% | 0% | 0% | 2 | 41% | 0% | 0% | 1 | 69% | 0% | 0% | 2 | 89% | 0% | 0% | 3 | 37% | 0% | 0% | 1 | 3% | 0% | 0% | 1 |  | 0% | 0% | 1 | 0.21 | 0% | 0% | 1 | 0% | 0% | 0% | 1 | 0 | 2 | 23% | 76% | 99% | 5 | 42% | 0% | 0% | 1 | 35% | 0% | 0% | 1 | 57% | 0% | 0% | 2 | 73% | 0% | 0% | 3 | 42% | 0% | 0% | 1 | 3% | 0% | 0% | 1 |  | 0% | 0% | 1 | 0.21 | 0% | 0% | 1 | 0% | 0% | 0% | 1 | 0 | 2 | 17% | 80% | 97% | 5 | 37% | 0% | 0% | 1 | 35% | 0% | 0% | 1 | 54% | 0% | 0% | 2 | 72% | 0% | 0% | 3 | 47% | 0% | 0% | 1 | 4% | 0% | 0% | 1
358 | Serrano | 0 | 0 | 10 | 0% | 0% | 1 | 0.05 | 0% | 0% | 1 | 0% | 0% | 0% | 1 | 0 | 2 | 41% | 0% | 41% | 2 | 0% | 0% | 0% | 1 | 53% | 0% | 0% | 2 | 14% | 0% | 0% | 1 | 53% | 0% | 0% | 2 | 20% | 0% | 0% | 1 | 2% | 0% | 0% | 1 |  | 0% | 0% | 1 | 0.1 | 0% | 0% | 1 | 0% | 0% | 0% | 1 | 0 | 2 | 62% | 29% | 91% | 5 | 50% | 0% | 0% | 2 | 8% | 0% | 0% | 1 | 26% | 0% | 0% | 1 | 71% | 0% | 0% | 3 | 51% | 0% | 0% | 2 | 11% | 0% | 0% | 1 |  | 0% | 0% | 1 | 0.19 | 0% | 0% | 1 | 2% | 0% | 0% | 1 | 0 | 2 | 46% | 38% | 84% | 5 | 39% | 0% | 0% | 1 | 15% | 0% | 0% | 1 | 32% | 0% | 0% | 1 | 65% | 0% | 0% | 2 | 48% | 0% | 0% | 1 | 12% | 0% | 0% | 1 |  | 0% | 0% | 1 | 0.49 | 0% | 0% | 1 | 4% | 0% | 0% | 1 | 0 | 2 | 34% | 29% | 63% | 4 | 31% | 0% | 0% | 1 | 19% | 0% | 0% | 1 | 43% | 0% | 0% | 1 | 68% | 0% | 0% | 2 | 36% | 0% | 0% | 1 | 10% | 0% | 0% | 1
359 | Miller | 0 | 0 | 10 | 0% | 0% | 1 | 0.07 | 0% | 0% | 1 | 47% | 0% | 0% | 1 | 0 | 2 | 56% | 0% | 56% | 3 | 30% | 0% | 0% | 1 | 36% | 0% | 0% | 1 | 42% | 0% | 0% | 1 | 70% | 0% | 0% | 3 | 27% | 0% | 0% | 1 | 1% | 0% | 0% | 1 |  | 0% | 0% | 1 | 0.08 | 0% | 0% | 1 | 36% | 0% | 0% | 1 | 0 | 2 | 52% | 0% | 52% | 3 | 34% | 0% | 0% | 1 | 12% | 0% | 0% | 1 | 20% | 0% | 0% | 1 | 49% | 0% | 0% | 1 | 38% | 0% | 0% | 1 | 2% | 0% | 0% | 1 |  | 0% | 0% | 1 | 0.09 | 0% | 0% | 1 | 31% | 0% | 0% | 1 | 0 | 2 | 44% | 8% | 52% | 3 | 40% | 0% | 0% | 1 | 9% | 0% | 0% | 1 | 15% | 0% | 0% | 1 | 50% | 0% | 0% | 2 | 40% | 0% | 0% | 1 | 6% | 0% | 0% | 1 |  | 0% | 0% | 1 | 0.09 | 0% | 0% | 1 | 29% | 0% | 0% | 1 | 0 | 2 | 37% | 12% | 49% | 3 | 47% | 0% | 0% | 1 | 11% | 0% | 0% | 1 | 18% | 0% | 0% | 1 | 54% | 0% | 0% | 2 | 38% | 0% | 0% | 1 | 6% | 0% | 0% | 1
360 | Carberry | 0 | 0 | 10 | 0% | 0% | 1 | 0.05 | 0% | 0% | 1 | 0% | 0% | 0% | 1 | 0 | 2 | 70% | 0% | 70% | 3 | 47% | 0% | 0% | 1 | 0% | 0% | 0% | 1 | 0% | 0% | 0% | 1 | 47% | 0% | 0% | 1 | 20% | 0% | 0% | 1 | 8% | 0% | 0% | 1 |  | 0% | 0% | 1 | 0.05 | 0% | 0% | 1 | 0% | 0% | 0% | 1 | 0 | 2 | 62% | 1% | 63% | 3 | 50% | 0% | 0% | 2 | 5% | 0% | 0% | 1 | 5% | 0% | 0% | 1 | 52% | 0% | 0% | 2 | 23% | 0% | 0% | 1 | 8% | 0% | 0% | 1 |  | 0% | 0% | 1 | 0.05 | 0% | 0% | 1 | 0% | 0% | 0% | 1 | 0 | 2 | 55% | 7% | 62% | 3 | 46% | 0% | 0% | 1 | 16% | 0% | 0% | 1 | 17% | 0% | 0% | 1 | 54% | 0% | 0% | 2 | 26% | 0% | 0% | 1 | 7% | 0% | 0% | 1 |  | 0% | 0% | 1 | 0.05 | 0% | 0% | 1 | 0% | 0% | 0% | 1 | 0 | 2 | 51% | 10% | 61% | 3 | 42% | 0% | 0% | 1 | 19% | 0% | 0% | 1 | 20% | 0% | 0% | 1 | 54% | 0% | 0% | 2 | 37% | 0% | 0% | 1 | 6% | 0% | 0% | 1
361 | Wahtoke | 0 | 0 | 10 | 0% | 0% | 1 | 0.23 | 0% | 0% | 1 | 73% | 0% | 0% | 2 | 0 | 2 | 0% | 0% | 0% | 1 | 0% | 0% | 0% | 1 | 0% | 0% | 0% | 1 | 0% | 0% | 0% | 1 | 0% | 0% | 0% | 1 | 0% | 0% | 0% | 1 | 4% | 0% | 0% | 1 |  | 0% | 0% | 1 | 0.21 | 0% | 0% | 1 | 56% | 0% | 0% | 2 | 0 | 2 | 5% | 0% | 5% | 1 | 12% | 0% | 0% | 1 | 17% | 0% | 0% | 1 | 22% | 0% | 0% | 1 | 24% | 0% | 0% | 1 | 3% | 0% | 0% | 1 | 4% | 0% | 0% | 1 |  | 0% | 0% | 1 | 0.19 | 0% | 0% | 1 | 45% | 0% | 0% | 1 | 0 | 2 | 11% | 0% | 11% | 1 | 24% | 0% | 0% | 1 | 18% | 0% | 0% | 1 | 25% | 0% | 0% | 1 | 37% | 0% | 0% | 1 | 13% | 0% | 0% | 1 | 4% | 0% | 0% | 1 |  | 0% | 0% | 1 | 0.18 | 0% | 0% | 1 | 40% | 0% | 0% | 1 | 0 | 2 | 20% | 0% | 20% | 2 | 28% | 0% | 0% | 1 | 19% | 0% | 0% | 1 | 25% | 0% | 0% | 1 | 42% | 0% | 0% | 1 | 18% | 0% | 0% | 1 | 4% | 0% | 0% | 1
362 | Dos Amigos | 632 | 6320 | 10 | 87% | 0% | 4 | 0.06 | 44.47% | 0% | 2 | 23% | 75.3% | 0% | 3 | 0 | 2 | 53% | 0% | 53% | 3 | 61% | 38.18% | 0% | 2 | 0% | 14.96% | 0% | 1 | 8% | 16.29% | 0% | 1 | 61% | 38.18% | 0% | 2 | 28% | 20.8% | 0% | 2 | 7% | 16.13% | 0% | 1 |  | 24.45% | 0% | 2 | 0.06 | 12.3% | 0% | 1 | 24% | 22.2% | 0% | 2 | 0 | 2 | 51% | 0% | 51% | 3 | 57% | 9.902% | 0% | 2 | 10% | 4.711% | 0% | 1 | 22% | 5.431% | 0% | 1 | 59% | 10.24% | 0% | 2 | 32% | 6.197% | 0% | 1 | 5% | 4.448% | 0% | 1 |  | 8.767% | 0% | 1 | 0.07 | 7.227% | 0% | 1 | 29% | 22.2% | 0% | 2 | 0 | 2 | 40% | 2% | 42% | 2 | 48% | 3.684% | 0% | 1 | 11% | 2.157% | 0% | 1 | 22% | 2.457% | 0% | 1 | 51% | 3.913% | 0% | 2 | 29% | 2.696% | 0% | 1 | 4% | 2.004% | 0% | 1 |  | 5.011% | 0% | 1 | 0.07 | 4.16% | 0% | 1 | 30% | 22.2% | 0% | 2 | 0 | 2 | 35% | 3% | 38% | 2 | 48% | 2.235% | 0% | 1 | 11% | 1.289% | 0% | 1 | 19% | 1.415% | 0% | 1 | 51% | 2.369% | 0% | 2 | 28% | 1.59% | 0% | 1 | 5% | 1.209% | 0% | 1
363 | Guernsey | 0 | 0 | 10 | 0% | 0% | 1 | 0.09 | 0% | 0% | 1 | 20% | 0% | 0% | 1 | 0 | 2 | 0% | 0% | 0% | 1 | 0% | 0% | 0% | 1 | 0% | 0% | 0% | 1 | 8% | 0% | 0% | 1 | 8% | 0% | 0% | 1 | 0% | 0% | 0% | 1 | 3% | 0% | 0% | 1 |  | 0% | 0% | 1 | 0.11 | 0% | 0% | 1 | 25% | 0% | 0% | 1 | 0 | 2 | 0% | 0% | 0% | 1 | 2% | 0% | 0% | 1 | 0% | 0% | 0% | 1 | 10% | 0% | 0% | 1 | 12% | 0% | 0% | 1 | 0% | 0% | 0% | 1 | 4% | 0% | 0% | 1 |  | 0% | 0% | 1 | 0.11 | 0% | 0% | 1 | 36% | 0% | 0% | 1 | 0 | 2 | 0% | 0% | 0% | 1 | 9% | 0% | 0% | 1 | 3% | 0% | 0% | 1 | 8% | 0% | 0% | 1 | 17% | 0% | 0% | 1 | 0% | 0% | 0% | 1 | 3% | 0% | 0% | 1 |  | 0% | 0% | 1 | 0.1 | 0% | 0% | 1 | 38% | 0% | 0% | 1 | 0 | 2 | 1% | 0% | 1% | 1 | 12% | 0% | 0% | 1 | 4% | 0% | 0% | 1 | 8% | 0% | 0% | 1 | 18% | 0% | 0% | 1 | 0% | 0% | 0% | 1 | 3% | 0% | 0% | 1
364 | Santa Clara | 0 | 0 | 10 | 0% | 0% | 1 | 0.08 | 0% | 0% | 1 | 20% | 0% | 0% | 1 | 0 | 2 | 0% | 0% | 0% | 1 | 5% | 0% | 0% | 1 | 9% | 0% | 0% | 1 | 9% | 0% | 0% | 1 | 14% | 0% | 0% | 1 | 50% | 0% | 0% | 2 | 5% | 0% | 0% | 1 |  | 0% | 0% | 1 | 0.15 | 0% | 0% | 1 | 23% | 0% | 0% | 1 | 0 | 2 | 0% | 0% | 0% | 1 | 26% | 0% | 0% | 1 | 7% | 0% | 0% | 1 | 12% | 0% | 0% | 1 | 37% | 0% | 0% | 1 | 35% | 0% | 0% | 1 | 6% | 0% | 0% | 1 |  | 0% | 0% | 1 | 0.13 | 0% | 0% | 1 | 26% | 0% | 0% | 1 | 0 | 2 | 0% | 0% | 0% | 1 | 28% | 0% | 0% | 1 | 7% | 0% | 0% | 1 | 14% | 0% | 0% | 1 | 39% | 0% | 0% | 1 | 26% | 0% | 0% | 1 | 7% | 0% | 0% | 1 |  | 0% | 0% | 1 | 0.13 | 0% | 0% | 1 | 24% | 0% | 0% | 1 | 0 | 2 | 4% | 1% | 5% | 2 | 31% | 0% | 0% | 1 | 8% | 0% | 0% | 1 | 14% | 0% | 0% | 1 | 41% | 0% | 0% | 1 | 27% | 0% | 0% | 1 | 8% | 0% | 0% | 1
365 | Glenn | 0 | 0 | 10 | 0% | 0% | 1 | 0.17 | 0% | 0% | 1 | 67% | 0% | 0% | 2 | 0 | 2 | 9% | 0% | 9% | 1 | 46% | 0% | 0% | 1 | 0% | 0% | 0% | 1 | 0% | 0% | 0% | 1 | 46% | 0% | 0% | 1 | 0% | 0% | 0% | 1 | 13% | 0% | 0% | 1 |  | 0% | 0% | 1 | 0.11 | 0% | 0% | 1 | 58% | 0% | 0% | 2 | 0 | 2 | 19% | 0% | 19% | 1 | 51% | 0% | 0% | 2 | 1% | 0% | 0% | 1 | 1% | 0% | 0% | 1 | 52% | 0% | 0% | 2 | 3% | 0% | 0% | 1 | 15% | 0% | 0% | 1 |  | 0% | 0% | 1 | 0.1 | 0% | 0% | 1 | 48% | 0% | 0% | 1 | 0 | 2 | 31% | 0% | 31% | 2 | 51% | 0% | 0% | 2 | 3% | 0% | 0% | 1 | 6% | 0% | 0% | 1 | 55% | 0% | 0% | 2 | 11% | 0% | 0% | 1 | 16% | 0% | 0% | 1 |  | 0% | 0% | 1 | 0.09 | 0% | 0% | 1 | 38% | 0% | 0% | 1 | 0 | 2 | 43% | 0% | 43% | 2 | 46% | 0% | 0% | 1 | 5% | 0% | 0% | 1 | 8% | 0% | 0% | 1 | 52% | 0% | 0% | 2 | 25% | 0% | 0% | 1 | 14% | 0% | 0% | 1
366 | Kerchoff 1 | 0 | 0 | 10 | 0% | 0% | 1 | 0.11 | 0% | 0% | 1 | 0% | 0% | 0% | 1 | 0 | 2 | 77% | 22% | 99% | 5 | 41% | 0% | 0% | 1 | 20% | 0% | 0% | 1 | 30% | 0% | 0% | 1 | 57% | 0% | 0% | 2 | 45% | 0% | 0% | 1 | 4% | 0% | 0% | 1 |  | 0% | 0% | 1 | 0.13 | 0% | 0% | 1 | 0% | 0% | 0% | 1 | 0 | 2 | 71% | 15% | 86% | 5 | 55% | 0% | 0% | 2 | 34% | 0% | 0% | 1 | 33% | 0% | 0% | 1 | 81% | 0% | 0% | 3 | 48% | 0% | 0% | 1 | 3% | 0% | 0% | 1 |  | 0% | 0% | 1 | 0.18 | 0% | 0% | 1 | 0% | 0% | 0% | 1 | 0 | 2 | 75% | 7% | 82% | 5 | 65% | 0% | 0% | 2 | 36% | 0% | 0% | 1 | 30% | 0% | 0% | 1 | 87% | 0% | 0% | 3 | 51% | 0% | 0% | 2 | 8% | 0% | 0% | 1 |  | 0% | 0% | 1 | 0.19 | 0% | 0% | 1 | 1% | 0% | 0% | 1 | 0 | 2 | 72% | 7% | 79% | 5 | 60% | 0% | 0% | 2 | 42% | 0% | 0% | 1 | 34% | 0% | 0% | 1 | 86% | 0% | 0% | 3 | 54% | 0% | 0% | 2 | 12% | 0% | 0% | 1
367 | Brunswick | 0 | 0 | 10 | 0% | 0% | 1 | 0.56 | 0% | 0% | 1 | 1% | 0% | 0% | 1 | 0 | 2 | 91% | 9% | 100% | 5 | 58% | 0% | 0% | 2 | 28% | 0% | 0% | 1 | 58% | 0% | 0% | 2 | 89% | 0% | 0% | 3 | 1% | 0% | 0% | 1 | 3% | 0% | 0% | 1 |  | 0% | 0% | 1 | 0.32 | 0% | 0% | 1 | 1% | 0% | 0% | 1 | 0 | 2 | 68% | 30% | 98% | 5 | 74% | 0% | 0% | 3 | 17% | 0% | 0% | 1 | 25% | 0% | 0% | 1 | 84% | 0% | 0% | 3 | 7% | 0% | 0% | 1 | 3% | 0% | 0% | 1 |  | 0% | 0% | 1 | 0.26 | 0% | 0% | 1 | 1% | 0% | 0% | 1 | 0 | 2 | 63% | 36% | 99% | 5 | 71% | 0% | 0% | 3 | 13% | 0% | 0% | 1 | 16% | 0% | 0% | 1 | 79% | 0% | 0% | 3 | 17% | 0% | 0% | 1 | 3% | 0% | 0% | 1 |  | 0% | 0% | 1 | 0.23 | 0% | 0% | 1 | 0% | 0% | 0% | 1 | 0 | 2 | 59% | 37% | 96% | 5 | 65% | 0% | 0% | 2 | 10% | 0% | 0% | 1 | 16% | 0% | 0% | 1 | 73% | 0% | 0% | 3 | 20% | 0% | 0% | 1 | 3% | 0% | 0% | 1
368 | Tejon | 0 | 0 | 10 | 0% | 0% | 1 | 0.08 | 0% | 0% | 1 | 63% | 0% | 0% | 2 | 0 | 2 | 20% | 0% | 20% | 2 | 33% | 0% | 0% | 1 | 23% | 0% | 0% | 1 | 27% | 0% | 0% | 1 | 38% | 0% | 0% | 1 | 4% | 0% | 0% | 1 | 0% | 0% | 0% | 1 |  | 0% | 0% | 1 | 0.07 | 0% | 0% | 1 | 63% | 0% | 0% | 2 | 0 | 2 | 21% | 0% | 21% | 2 | 31% | 0% | 0% | 1 | 28% | 0% | 0% | 1 | 34% | 0% | 0% | 1 | 47% | 0% | 0% | 1 | 5% | 0% | 0% | 1 | 1% | 0% | 0% | 1 |  | 0% | 0% | 1 | 0.07 | 0% | 0% | 1 | 56% | 0% | 0% | 2 | 0 | 2 | 22% | 2% | 24% | 2 | 29% | 0% | 0% | 1 | 28% | 0% | 0% | 1 | 40% | 0% | 0% | 1 | 51% | 0% | 0% | 2 | 10% | 0% | 0% | 1 | 2% | 0% | 0% | 1 |  | 0% | 0% | 1 | 0.09 | 0% | 0% | 1 | 52% | 0% | 0% | 2 | 0 | 2 | 23% | 3% | 26% | 2 | 29% | 0% | 0% | 1 | 24% | 0% | 0% | 1 | 36% | 0% | 0% | 1 | 51% | 0% | 0% | 2 | 13% | 0% | 0% | 1 | 2% | 0% | 0% | 1
369 | Bakersfield | 0 | 0 | 10 | 0% | 0% | 1 | 0.13 | 0% | 0% | 1 | 7% | 0% | 0% | 1 | 0 | 2 | 0% | 0% | 0% | 1 | 79% | 0% | 0% | 3 | 7% | 0% | 0% | 1 | 30% | 0% | 0% | 1 | 79% | 0% | 0% | 3 | 0% | 0% | 0% | 1 | 1% | 0% | 0% | 1 |  | 0% | 0% | 1 | 0.21 | 0% | 0% | 1 | 32% | 0% | 0% | 1 | 0 | 2 | 22% | 0% | 22% | 2 | 44% | 0% | 0% | 1 | 10% | 0% | 0% | 1 | 21% | 0% | 0% | 1 | 50% | 0% | 0% | 2 | 5% | 0% | 0% | 1 | 1% | 0% | 0% | 1 |  | 0% | 0% | 1 | 0.13 | 0% | 0% | 1 | 41% | 0% | 0% | 1 | 0 | 2 | 28% | 0% | 28% | 2 | 39% | 0% | 0% | 1 | 14% | 0% | 0% | 1 | 28% | 0% | 0% | 1 | 50% | 0% | 0% | 2 | 14% | 0% | 0% | 1 | 4% | 0% | 0% | 1 |  | 0% | 0% | 1 | 0.09 | 0% | 0% | 1 | 44% | 0% | 0% | 1 | 0 | 2 | 29% | 0% | 29% | 2 | 40% | 0% | 0% | 1 | 22% | 0% | 0% | 1 | 35% | 0% | 0% | 1 | 55% | 0% | 0% | 2 | 17% | 0% | 0% | 1 | 4% | 0% | 0% | 1
370 | Drum | 0 | 0 | 10 | 0% | 0% | 1 | 0.11 | 0% | 0% | 1 | 0% | 0% | 0% | 1 | 0 | 2 | 6% | 94% | 100% | 5 | 9% | 0% | 0% | 1 | 9% | 0% | 0% | 1 | 0% | 0% | 0% | 1 | 19% | 0% | 0% | 1 | 14% | 0% | 0% | 1 | 1% | 0% | 0% | 1 |  | 0% | 0% | 1 | 0.1 | 0% | 0% | 1 | 0% | 0% | 0% | 1 | 0 | 2 | 24% | 75% | 99% | 5 | 20% | 0% | 0% | 1 | 14% | 0% | 0% | 1 | 7% | 0% | 0% | 1 | 35% | 0% | 0% | 1 | 21% | 0% | 0% | 1 | 1% | 0% | 0% | 1 |  | 0% | 0% | 1 | 0.12 | 0% | 0% | 1 | 0% | 0% | 0% | 1 | 0 | 2 | 38% | 58% | 96% | 5 | 28% | 0% | 0% | 1 | 16% | 0% | 0% | 1 | 18% | 0% | 0% | 1 | 48% | 0% | 0% | 1 | 22% | 0% | 0% | 1 | 3% | 0% | 0% | 1 |  | 0% | 0% | 1 | 0.15 | 0% | 0% | 1 | 0% | 0% | 0% | 1 | 0 | 2 | 37% | 49% | 86% | 5 | 28% | 0% | 0% | 1 | 13% | 0% | 0% | 1 | 19% | 0% | 0% | 1 | 47% | 0% | 0% | 1 | 25% | 0% | 0% | 1 | 3% | 0% | 0% | 1
371 | El Nido (SCE) | 0 | 0 | 10 | 0% | 0% | 1 | 0.26 | 0% | 0% | 1 | 0% | 0% | 0% | 1 | 0 | 2 | 0% | 0% | 0% | 1 | 0% | 0% | 0% | 1 | 0% | 0% | 0% | 1 | 31% | 0% | 0% | 1 | 31% | 0% | 0% | 1 | 0% | 0% | 0% | 1 | 0% | 0% | 0% | 1 |  | 0% | 0% | 1 | 0.26 | 0% | 0% | 1 | 0% | 0% | 0% | 1 | 0 | 2 | 0% | 0% | 0% | 1 | 4% | 0% | 0% | 1 | 39% | 0% | 0% | 1 | 67% | 0% | 0% | 2 | 71% | 0% | 0% | 3 | 0% | 0% | 0% | 1 | 0% | 0% | 0% | 1 |  | 0% | 0% | 1 | 0.22 | 0% | 0% | 1 | 0% | 0% | 0% | 1 | 0 | 2 | 1% | 0% | 1% | 1 | 0% | 0% | 0% | 1 | 2% | 0% | 0% | 1 | 55% | 0% | 0% | 2 | 56% | 0% | 0% | 2 | 0% | 0% | 0% | 1 | 0% | 0% | 0% | 1 |  | 0% | 0% | 1 | 0.27 | 0% | 0% | 1 | 0% | 0% | 0% | 1 | 0 | 2 | 3% | 26% | 29% | 4 | 9% | 0% | 0% | 1 | 12% | 0% | 0% | 1 | 48% | 0% | 0% | 1 | 54% | 0% | 0% | 2 | 3% | 0% | 0% | 1 | 6% | 0% | 0% | 1
372 | Monserate | 0 | 0 | 10 | 0% | 0% | 1 | 0.67 | 0% | 0% | 1 | 12% | 0% | 0% | 1 | 0 | 2 | 12% | 0% | 12% | 1 | 76% | 0% | 0% | 3 | 73% | 0% | 0% | 3 | 80% | 0% | 0% | 3 | 85% | 0% | 0% | 3 | 0% | 0% | 0% | 1 | 5% | 0% | 0% | 1 |  | 0% | 0% | 1 | 0.39 | 0% | 0% | 1 | 5% | 0% | 0% | 1 | 0 | 2 | 45% | 24% | 69% | 4 | 70% | 0% | 0% | 3 | 15% | 0% | 0% | 1 | 36% | 0% | 0% | 1 | 76% | 0% | 0% | 3 | 7% | 0% | 0% | 1 | 7% | 0% | 0% | 1 |  | 0% | 0% | 1 | 0.37 | 0% | 0% | 1 | 4% | 0% | 0% | 1 | 0 | 2 | 48% | 32% | 80% | 5 | 60% | 0% | 0% | 2 | 20% | 0% | 0% | 1 | 41% | 0% | 0% | 1 | 70% | 0% | 0% | 3 | 11% | 0% | 0% | 1 | 7% | 0% | 0% | 1 |  | 0% | 0% | 1 | 0.37 | 0% | 0% | 1 | 4% | 0% | 0% | 1 | 0 | 2 | 40% | 41% | 81% | 5 | 54% | 0% | 0% | 2 | 28% | 0% | 0% | 1 | 40% | 0% | 0% | 1 | 68% | 0% | 0% | 2 | 17% | 0% | 0% | 1 | 7% | 0% | 0% | 1
373 | Richmond R | 0 | 0 | 10 | 0% | 0% | 1 | 0.48 | 0% | 0% | 1 | 0% | 0% | 0% | 1 | 0 | 2 | 0% | 0% | 0% | 1 | 0% | 0% | 0% | 1 | 75% | 0% | 0% | 3 | 75% | 0% | 0% | 3 | 75% | 0% | 0% | 3 | 0% | 0% | 0% | 1 | 17% | 0% | 0% | 1 |  | 0% | 0% | 1 | 0.38 | 0% | 0% | 1 | 0% | 0% | 0% | 1 | 0 | 2 | 30% | 0% | 30% | 2 | 19% | 0% | 0% | 1 | 61% | 0% | 0% | 2 | 68% | 0% | 0% | 2 | 68% | 0% | 0% | 2 | 13% | 0% | 0% | 1 | 6% | 0% | 0% | 1 |  | 0% | 0% | 1 | 0.54 | 0% | 0% | 1 | 0% | 0% | 0% | 1 | 0 | 2 | 30% | 0% | 30% | 2 | 13% | 0% | 0% | 1 | 44% | 0% | 0% | 1 | 70% | 0% | 0% | 3 | 70% | 0% | 0% | 3 | 8% | 0% | 0% | 1 | 7% | 0% | 0% | 1 |  | 0% | 0% | 1 | 0.5 | 0% | 0% | 1 | 1% | 0% | 0% | 1 | 0 | 2 | 31% | 0% | 31% | 2 | 33% | 0% | 0% | 1 | 35% | 0% | 0% | 1 | 54% | 0% | 0% | 2 | 72% | 0% | 0% | 3 | 15% | 0% | 0% | 1 | 9% | 0% | 0% | 1
374 | Storey | 0 | 0 | 10 | 0% | 0% | 1 | 0.18 | 0% | 0% | 1 | 29% | 0% | 0% | 1 | 0 | 2 | 76% | 0% | 76% | 5 | 41% | 0% | 0% | 1 | 58% | 0% | 0% | 2 | 76% | 0% | 0% | 3 | 84% | 0% | 0% | 3 | 0% | 0% | 0% | 1 | 14% | 0% | 0% | 1 |  | 0% | 0% | 1 | 0.13 | 0% | 0% | 1 | 38% | 0% | 0% | 1 | 0 | 2 | 47% | 0% | 47% | 2 | 32% | 0% | 0% | 1 | 39% | 0% | 0% | 1 | 45% | 0% | 0% | 1 | 59% | 0% | 0% | 2 | 12% | 0% | 0% | 1 | 18% | 0% | 0% | 1 |  | 0% | 0% | 1 | 0.14 | 0% | 0% | 1 | 31% | 0% | 0% | 1 | 0 | 2 | 48% | 0% | 48% | 2 | 39% | 0% | 0% | 1 | 34% | 0% | 0% | 1 | 37% | 0% | 0% | 1 | 60% | 0% | 0% | 2 | 21% | 0% | 0% | 1 | 20% | 0% | 0% | 1 |  | 0% | 0% | 1 | 0.13 | 0% | 0% | 1 | 27% | 0% | 0% | 1 | 0 | 2 | 44% | 0% | 44% | 2 | 47% | 0% | 0% | 1 | 34% | 0% | 0% | 1 | 33% | 0% | 0% | 1 | 64% | 0% | 0% | 2 | 23% | 0% | 0% | 1 | 17% | 0% | 0% | 1
375 | Alpine | 0 | 0 | 10 | 0% | 0% | 1 | 0.21 | 0% | 0% | 1 | 0% | 0% | 0% | 1 | 0 | 2 | 29% | 71% | 100% | 5 | 22% | 0% | 0% | 1 | 55% | 0% | 0% | 2 | 65% | 0% | 0% | 2 | 68% | 0% | 0% | 2 | 34% | 0% | 0% | 1 | 4% | 0% | 0% | 1 |  | 0% | 0% | 1 | 0.17 | 0% | 0% | 1 | 0% | 0% | 0% | 1 | 0 | 2 | 15% | 84% | 99% | 5 | 34% | 0% | 0% | 1 | 25% | 0% | 0% | 1 | 59% | 0% | 0% | 2 | 70% | 0% | 0% | 3 | 51% | 0% | 0% | 2 | 3% | 0% | 0% | 1 |  | 0% | 0% | 1 | 0.13 | 0% | 0% | 1 | 0% | 0% | 0% | 1 | 0 | 2 | 13% | 87% | 100% | 5 | 30% | 0% | 0% | 1 | 32% | 0% | 0% | 1 | 58% | 0% | 0% | 2 | 70% | 0% | 0% | 3 | 52% | 0% | 0% | 2 | 3% | 0% | 0% | 1 |  | 0% | 0% | 1 | 0.16 | 0% | 0% | 1 | 0% | 0% | 0% | 1 | 0 | 2 | 13% | 85% | 98% | 5 | 34% | 0% | 0% | 1 | 38% | 0% | 0% | 1 | 59% | 0% | 0% | 2 | 76% | 0% | 0% | 3 | 47% | 0% | 0% | 1 | 5% | 0% | 0% | 1
376 | Sobrante | 0 | 0 | 10 | 0% | 0% | 1 | 0.08 | 0% | 0% | 1 | 0% | 0% | 0% | 1 | 0 | 2 | 82% | 0% | 82% | 5 | 50% | 0% | 0% | 2 | 92% | 0% | 0% | 4 | 100% | 0% | 0% | 5 | 100% | 0% | 0% | 5 | 21% | 0% | 0% | 1 | 2% | 0% | 0% | 1 |  | 0% | 0% | 1 | 0.28 | 0% | 0% | 1 | 0% | 0% | 0% | 1 | 0 | 2 | 57% | 0% | 57% | 3 | 32% | 0% | 0% | 1 | 57% | 0% | 0% | 2 | 77% | 0% | 0% | 3 | 78% | 0% | 0% | 3 | 20% | 0% | 0% | 1 | 3% | 0% | 0% | 1 |  | 0% | 0% | 1 | 0.55 | 0% | 0% | 1 | 0% | 0% | 0% | 1 | 0 | 2 | 41% | 0% | 41% | 2 | 30% | 0% | 0% | 1 | 41% | 0% | 0% | 1 | 65% | 0% | 0% | 2 | 77% | 0% | 0% | 3 | 17% | 0% | 0% | 1 | 8% | 0% | 0% | 1 |  | 0% | 0% | 1 | 0.5 | 0% | 0% | 1 | 0% | 0% | 0% | 1 | 0 | 2 | 46% | 0% | 46% | 2 | 37% | 0% | 0% | 1 | 42% | 0% | 0% | 1 | 59% | 0% | 0% | 2 | 78% | 0% | 0% | 3 | 21% | 0% | 0% | 1 | 13% | 0% | 0% | 1
377 | San Marcos | 0 | 0 | 10 | 0% | 0% | 1 | 0.4 | 0% | 0% | 1 | 2% | 0% | 0% | 1 | 0 | 2 | 20% | 0% | 20% | 2 | 29% | 0% | 0% | 1 | 2% | 0% | 0% | 1 | 1% | 0% | 0% | 1 | 29% | 0% | 0% | 1 | 9% | 0% | 0% | 1 | 10% | 0% | 0% | 1 |  | 0% | 0% | 1 | 0.44 | 0% | 0% | 1 | 2% | 0% | 0% | 1 | 0 | 2 | 30% | 4% | 34% | 2 | 62% | 0% | 0% | 2 | 16% | 0% | 0% | 1 | 36% | 0% | 0% | 1 | 76% | 0% | 0% | 3 | 9% | 0% | 0% | 1 | 6% | 0% | 0% | 1 |  | 0% | 0% | 1 | 0.37 | 0% | 0% | 1 | 5% | 0% | 0% | 1 | 0 | 2 | 50% | 18% | 68% | 3 | 41% | 0% | 0% | 1 | 20% | 0% | 0% | 1 | 33% | 0% | 0% | 1 | 52% | 0% | 0% | 2 | 9% | 0% | 0% | 1 | 7% | 0% | 0% | 1 |  | 0% | 0% | 1 | 0.33 | 0% | 0% | 1 | 4% | 0% | 0% | 1 | 0 | 2 | 42% | 39% | 81% | 5 | 49% | 0% | 0% | 1 | 21% | 0% | 0% | 1 | 29% | 0% | 0% | 1 | 59% | 0% | 0% | 2 | 25% | 0% | 0% | 1 | 7% | 0% | 0% | 1
378 | Fink | 534 | 5340 | 10 | 214.3% | 8.019% | 4 | 0.07 | 38.11% | 0% | 2 | 43% | 296.1% | 17.33% | 4 | 0 | 2 | 62% | 0% | 62% | 3 | 31% | 20.29% | 0% | 2 | 12% | 16.01% | 0% | 1 | 21% | 17.83% | 0% | 1 | 50% | 28.12% | 0% | 2 | 39% | 22.96% | 0% | 2 | 2% | 14.33% | 0% | 1 |  | 56.06% | 0% | 3 | 0.1 | 12.59% | 0% | 1 | 40% | 39.22% | 0% | 2 | 0 | 2 | 47% | 4% | 51% | 3 | 48% | 7.361% | 0% | 1 | 13% | 4.352% | 0% | 1 | 21% | 4.806% | 0% | 1 | 59% | 9.321% | 0% | 2 | 37% | 5.999% | 0% | 1 | 3% | 3.932% | 0% | 1 |  | 14.58% | 0% | 1 | 0.11 | 6.051% | 0% | 1 | 41% | 39.22% | 0% | 2 | 0 | 2 | 35% | 8% | 43% | 2 | 45% | 3.203% | 0% | 1 | 9% | 1.954% | 0% | 1 | 16% | 2.121% | 0% | 1 | 52% | 3.704% | 0% | 2 | 35% | 2.724% | 0% | 1 | 3% | 1.829% | 0% | 1 |  | 8.944% | 0% | 1 | 0.11 | 4.47% | 0% | 1 | 41% | 39.22% | 0% | 2 | 0 | 2 | 29% | 13% | 42% | 3 | 45% | 2.13% | 0% | 1 | 12% | 1.33% | 0% | 1 | 18% | 1.43% | 0% | 1 | 53% | 2.456% | 0% | 2 | 33% | 1.748% | 0% | 1 | 4% | 1.217% | 0% | 1
379 | La Cienega | 0 | 0 | 10 | 0% | 0% | 1 | 0.37 | 0% | 0% | 1 | 0% | 0% | 0% | 1 | 0 | 2 | 0% | 0% | 0% | 1 | 0% | 0% | 0% | 1 | 100% | 0% | 0% | 5 | 100% | 0% | 0% | 5 | 100% | 0% | 0% | 5 | 0% | 0% | 0% | 1 | 0% | 0% | 0% | 1 |  | 0% | 0% | 1 | 0.13 | 0% | 0% | 1 | 0% | 0% | 0% | 1 | 0 | 2 | 10% | 63% | 73% | 5 | 0% | 0% | 0% | 1 | 21% | 0% | 0% | 1 | 21% | 0% | 0% | 1 | 21% | 0% | 0% | 1 | 3% | 0% | 0% | 1 | 12% | 0% | 0% | 1 |  | 0% | 0% | 1 | 0.24 | 0% | 0% | 1 | 0% | 0% | 0% | 1 | 0 | 2 | 7% | 73% | 80% | 5 | 19% | 0% | 0% | 1 | 18% | 0% | 0% | 1 | 21% | 0% | 0% | 1 | 38% | 0% | 0% | 1 | 9% | 0% | 0% | 1 | 16% | 0% | 0% | 1 |  | 0% | 0% | 1 | 0.22 | 0% | 0% | 1 | 0% | 0% | 0% | 1 | 0 | 2 | 19% | 41% | 60% | 5 | 13% | 0% | 0% | 1 | 28% | 0% | 0% | 1 | 48% | 0% | 0% | 1 | 55% | 0% | 0% | 2 | 10% | 0% | 0% | 1 | 9% | 0% | 0% | 1
380 | Pittsburg | 0 | 0 | 10 | 0% | 0% | 1 | 0.07 | 0% | 0% | 1 | 0% | 0% | 0% | 1 | 0 | 2 | 34% | 0% | 34% | 2 | 53% | 0% | 0% | 2 | 67% | 0% | 0% | 2 | 43% | 0% | 0% | 1 | 70% | 0% | 0% | 3 | 9% | 0% | 0% | 1 | 58% | 0% | 0% | 2 |  | 0% | 0% | 1 | 0.06 | 0% | 0% | 1 | 0% | 0% | 0% | 1 | 0 | 2 | 63% | 0% | 63% | 3 | 24% | 0% | 0% | 1 | 47% | 0% | 0% | 1 | 39% | 0% | 0% | 1 | 56% | 0% | 0% | 2 | 6% | 0% | 0% | 1 | 24% | 0% | 0% | 1 |  | 0% | 0% | 1 | 0.15 | 0% | 0% | 1 | 4% | 0% | 0% | 1 | 0 | 2 | 60% | 0% | 60% | 3 | 18% | 0% | 0% | 1 | 47% | 0% | 0% | 1 | 44% | 0% | 0% | 1 | 57% | 0% | 0% | 2 | 10% | 0% | 0% | 1 | 21% | 0% | 0% | 1 |  | 0% | 0% | 1 | 0.18 | 0% | 0% | 1 | 20% | 0% | 0% | 1 | 0 | 2 | 47% | 0% | 47% | 2 | 21% | 0% | 0% | 1 | 39% | 0% | 0% | 1 | 43% | 0% | 0% | 1 | 57% | 0% | 0% | 2 | 10% | 0% | 0% | 1 | 17% | 0% | 0% | 1
381 | Morro Bay | 1710 | 17100 | 10 | 50294% | 221.4% | 5 | 0.32 | 2836% | 267.7% | 5 | 2% | 5625% | 12350% | 5 | 0 | 2 | 88% | 0% | 88% | 5 | 7% | 237.8% | 1801% | 5 | 25% | 296.4% | 574% | 5 | 44% | 391.8% | 377.1% | 5 | 51% | 448% | 338.3% | 5 | 46% | 408.5% | 363.2% | 5 | 8% | 239.1% | 1686% | 5 |  | 2771% | 34.34% | 5 | 0.1 | 134.1% | 13.17% | 3 | 2% | 1995% | 12350% | 5 | 0 | 2 | 92% | 4% | 96% | 5 | 55% | 79.03% | 0% | 4 | 27% | 48.24% | 0% | 2 | 43% | 61.29% | 0% | 3 | 78% | 160.6% | 17% | 5 | 65% | 100.6% | 0.3195% | 4 | 8% | 38.36% | 0% | 2 |  | 148.1% | 5.171% | 4 | 0.1 | 65.74% | 0% | 2 | 2% | 1995% | 12350% | 5 | 0 | 2 | 85% | 3% | 88% | 5 | 45% | 26.05% | 0% | 2 | 29% | 20.33% | 0% | 2 | 43% | 25.34% | 0% | 2 | 69% | 46.56% | 0% | 2 | 55% | 32.21% | 0% | 2 | 8% | 15.55% | 0% | 1 |  | 38.19% | 0% | 2 | 0.11 | 47.03% | 0% | 2 | 3% | 1995% | 12350% | 5 | 0 | 2 | 73% | 7% | 80% | 5 | 35% | 10.89% | 0% | 1 | 23% | 9.133% | 0% | 1 | 41% | 12.03% | 0% | 1 | 61% | 17.99% | 0% | 2 | 48% | 13.55% | 0% | 1 | 6% | 7.508% | 0% | 1
382 | Contra Costa | 0 | 0 | 10 | 0% | 0% | 1 | 0.07 | 0% | 0% | 1 | 3% | 0% | 0% | 1 | 0 | 2 | 35% | 0% | 35% | 2 | 2% | 0% | 0% | 1 | 58% | 0% | 0% | 2 | 58% | 0% | 0% | 2 | 58% | 0% | 0% | 2 | 0% | 0% | 0% | 1 | 32% | 0% | 0% | 1 |  | 0% | 0% | 1 | 0.09 | 0% | 0% | 1 | 10% | 0% | 0% | 1 | 0 | 2 | 54% | 0% | 54% | 3 | 21% | 0% | 0% | 1 | 50% | 0% | 0% | 2 | 47% | 0% | 0% | 1 | 53% | 0% | 0% | 2 | 11% | 0% | 0% | 1 | 15% | 0% | 0% | 1 |  | 0% | 0% | 1 | 0.08 | 0% | 0% | 1 | 24% | 0% | 0% | 1 | 0 | 2 | 40% | 1% | 41% | 2 | 22% | 0% | 0% | 1 | 40% | 0% | 0% | 1 | 39% | 0% | 0% | 1 | 52% | 0% | 0% | 2 | 5% | 0% | 0% | 1 | 15% | 0% | 0% | 1 |  | 0% | 0% | 1 | 0.09 | 0% | 0% | 1 | 35% | 0% | 0% | 1 | 0 | 2 | 36% | 0% | 36% | 2 | 25% | 0% | 0% | 1 | 33% | 0% | 0% | 1 | 35% | 0% | 0% | 1 | 50% | 0% | 0% | 2 | 6% | 0% | 0% | 1 | 14% | 0% | 0% | 1
383 | New Sub - Gates - Templeton (Proposed) | 600 | 6000 | 10 | 62.81% | 0% | 3 | 0.06 | 29.13% | 0% | 2 | 12% | 58.56% | 0% | 3 | 0 | 2 | 32% | 0% | 32% | 2 | 59% | 36.22% | 0% | 2 | 0% | 14.73% | 0% | 1 | 3% | 15.23% | 0% | 1 | 60% | 37.24% | 0% | 2 | 34% | 22.26% | 0% | 2 | 0% | 14.8% | 0% | 1 |  | 29.84% | 0% | 2 | 0.06 | 11.85% | 0% | 1 | 25% | 29.33% | 0% | 2 | 0 | 2 | 33% | 0% | 33% | 2 | 55% | 9.769% | 0% | 2 | 5% | 4.608% | 0% | 1 | 19% | 5.421% | 0% | 1 | 65% | 12.39% | 0% | 2 | 31% | 6.327% | 0% | 1 | 1% | 4.402% | 0% | 1 |  | 17.42% | 0% | 1 | 0.07 | 6.115% | 0% | 1 | 31% | 29.33% | 0% | 2 | 0 | 2 | 28% | 5% | 33% | 2 | 45% | 3.537% | 0% | 1 | 6% | 2.082% | 0% | 1 | 26% | 2.638% | 0% | 1 | 59% | 4.694% | 0% | 2 | 29% | 2.761% | 0% | 1 | 1% | 1.962% | 0% | 1 |  | 6.621% | 0% | 1 | 0.06 | 3.081% | 0% | 1 | 29% | 29.33% | 0% | 2 | 0 | 2 | 29% | 8% | 37% | 2 | 40% | 1.85% | 0% | 1 | 5% | 1.166% | 0% | 1 | 22% | 1.411% | 0% | 1 | 52% | 2.292% | 0% | 2 | 29% | 1.569% | 0% | 1 | 1% | 1.117% | 0% | 1
384 | Hinson | 0 | 0 | 10 | 0% | 0% | 1 | 0.16 | 0% | 0% | 1 | 0% | 0% | 0% | 1 | 0 | 2 | 0% | 0% | 0% | 1 | 0% | 0% | 0% | 1 | 0% | 0% | 0% | 1 | 45% | 0% | 0% | 1 | 45% | 0% | 0% | 1 | 0% | 0% | 0% | 1 | 0% | 0% | 0% | 1 |  | 0% | 0% | 1 | 0.36 | 0% | 0% | 1 | 0% | 0% | 0% | 1 | 0 | 2 | 0% | 0% | 0% | 1 | 0% | 0% | 0% | 1 | 4% | 0% | 0% | 1 | 59% | 0% | 0% | 2 | 59% | 0% | 0% | 2 | 0% | 0% | 0% | 1 | 0% | 0% | 0% | 1 |  | 0% | 0% | 1 | 0.3 | 0% | 0% | 1 | 0% | 0% | 0% | 1 | 0 | 2 | 0% | 0% | 0% | 1 | 0% | 0% | 0% | 1 | 10% | 0% | 0% | 1 | 62% | 0% | 0% | 2 | 62% | 0% | 0% | 2 | 0% | 0% | 0% | 1 | 1% | 0% | 0% | 1 |  | 0% | 0% | 1 | 0.57 | 0% | 0% | 1 | 0% | 0% | 0% | 1 | 0 | 2 | 0% | 0% | 0% | 1 | 0% | 0% | 0% | 1 | 17% | 0% | 0% | 1 | 75% | 0% | 0% | 3 | 75% | 0% | 0% | 3 | 0% | 0% | 0% | 1 | 3% | 0% | 0% | 1
385 | Chicarita | 0 | 0 | 10 | 0% | 0% | 1 | 0.37 | 0% | 0% | 1 | 0% | 0% | 0% | 1 | 0 | 2 | 30% | 0% | 30% | 2 | 20% | 0% | 0% | 1 | 44% | 0% | 0% | 1 | 44% | 0% | 0% | 1 | 64% | 0% | 0% | 2 | 0% | 0% | 0% | 1 | 7% | 0% | 0% | 1 |  | 0% | 0% | 1 | 0.26 | 0% | 0% | 1 | 0% | 0% | 0% | 1 | 0 | 2 | 46% | 37% | 83% | 5 | 57% | 0% | 0% | 2 | 55% | 0% | 0% | 2 | 53% | 0% | 0% | 2 | 87% | 0% | 0% | 3 | 12% | 0% | 0% | 1 | 5% | 0% | 0% | 1 |  | 0% | 0% | 1 | 0.2 | 0% | 0% | 1 | 1% | 0% | 0% | 1 | 0 | 2 | 35% | 54% | 89% | 5 | 66% | 0% | 0% | 2 | 57% | 0% | 0% | 2 | 63% | 0% | 0% | 2 | 91% | 0% | 0% | 4 | 19% | 0% | 0% | 1 | 4% | 0% | 0% | 1 |  | 0% | 0% | 1 | 0.24 | 0% | 0% | 1 | 1% | 0% | 0% | 1 | 0 | 2 | 26% | 63% | 89% | 5 | 51% | 0% | 0% | 2 | 25% | 0% | 0% | 1 | 37% | 0% | 0% | 1 | 66% | 0% | 0% | 2 | 34% | 0% | 0% | 1 | 6% | 0% | 0% | 1
386 | Mendocino | 0 | 0 | 10 | 0% | 0% | 1 | 0.13 | 0% | 0% | 1 | 6% | 0% | 0% | 1 | 0 | 2 | 61% | 6% | 67% | 3 | 12% | 0% | 0% | 1 | 31% | 0% | 0% | 1 | 31% | 0% | 0% | 1 | 37% | 0% | 0% | 1 | 38% | 0% | 0% | 1 | 1% | 0% | 0% | 1 |  | 0% | 0% | 1 | 0.12 | 0% | 0% | 1 | 8% | 0% | 0% | 1 | 0 | 2 | 54% | 4% | 58% | 3 | 37% | 0% | 0% | 1 | 30% | 0% | 0% | 1 | 41% | 0% | 0% | 1 | 64% | 0% | 0% | 2 | 47% | 0% | 0% | 1 | 2% | 0% | 0% | 1 |  | 0% | 0% | 1 | 0.1 | 0% | 0% | 1 | 5% | 0% | 0% | 1 | 0 | 2 | 46% | 5% | 51% | 3 | 37% | 0% | 0% | 1 | 26% | 0% | 0% | 1 | 41% | 0% | 0% | 1 | 67% | 0% | 0% | 2 | 45% | 0% | 0% | 1 | 2% | 0% | 0% | 1 |  | 0% | 0% | 1 | 0.1 | 0% | 0% | 1 | 4% | 0% | 0% | 1 | 0 | 2 | 44% | 8% | 52% | 3 | 35% | 0% | 0% | 1 | 27% | 0% | 0% | 1 | 46% | 0% | 0% | 1 | 69% | 0% | 0% | 2 | 40% | 0% | 0% | 1 | 2% | 0% | 0% | 1
387 | Delevan | 0 | 0 | 10 | 0% | 0% | 1 | 0.06 | 0% | 0% | 1 | 27% | 0% | 0% | 1 | 0 | 2 | 51% | 0% | 51% | 3 | 42% | 0% | 0% | 1 | 8% | 0% | 0% | 1 | 32% | 0% | 0% | 1 | 71% | 0% | 0% | 3 | 43% | 0% | 0% | 1 | 2% | 0% | 0% | 1 |  | 0% | 0% | 1 | 0.06 | 0% | 0% | 1 | 25% | 0% | 0% | 1 | 0 | 2 | 37% | 13% | 50% | 3 | 32% | 0% | 0% | 1 | 11% | 0% | 0% | 1 | 33% | 0% | 0% | 1 | 60% | 0% | 0% | 2 | 46% | 0% | 0% | 1 | 3% | 0% | 0% | 1 |  | 0% | 0% | 1 | 0.07 | 0% | 0% | 1 | 26% | 0% | 0% | 1 | 0 | 2 | 24% | 22% | 46% | 4 | 29% | 0% | 0% | 1 | 13% | 0% | 0% | 1 | 33% | 0% | 0% | 1 | 54% | 0% | 0% | 2 | 40% | 0% | 0% | 1 | 3% | 0% | 0% | 1 |  | 0% | 0% | 1 | 0.07 | 0% | 0% | 1 | 29% | 0% | 0% | 1 | 0 | 2 | 23% | 23% | 46% | 4 | 30% | 0% | 0% | 1 | 13% | 0% | 0% | 1 | 31% | 0% | 0% | 1 | 54% | 0% | 0% | 2 | 37% | 0% | 0% | 1 | 4% | 0% | 0% | 1
388 | Pastoria | 105 | 1050 | 10 | 428.6% | 3.319% | 4 | 0.05 | 10.75% | 0% | 1 | 23% | 57.57% | 0% | 3 | 0 | 2 | 69% | 0% | 69% | 3 | 88% | 36.65% | 0% | 3 | 44% | 7.68% | 0% | 1 | 42% | 7.358% | 0% | 1 | 89% | 39.36% | 0% | 3 | 28% | 5.969% | 0% | 1 | 2% | 4.388% | 0% | 1 |  | 68.49% | 0% | 3 | 0.07 | 5.125% | 0% | 1 | 35% | 25.29% | 0% | 2 | 0 | 2 | 50% | 6% | 56% | 3 | 62% | 3.499% | 0% | 2 | 45% | 2.403% | 0% | 1 | 46% | 2.461% | 0% | 1 | 69% | 4.288% | 0% | 2 | 25% | 1.777% | 0% | 1 | 2% | 1.347% | 0% | 1 |  | 29.78% | 0% | 2 | 0.07 | 2.267% | 0% | 1 | 36% | 25.29% | 0% | 2 | 0 | 2 | 47% | 6% | 53% | 3 | 51% | 1.185% | 0% | 2 | 43% | 1.006% | 0% | 1 | 48% | 1.11% | 0% | 1 | 69% | 1.88% | 0% | 2 | 28% | 0.8019% | 0% | 1 | 2% | 0.5845% | 0% | 1 |  | 3.875% | 0% | 1 | 0.11 | 1.152% | 0% | 1 | 32% | 25.29% | 0% | 2 | 0 | 2 | 35% | 11% | 46% | 3 | 44% | 0.5321% | 0% | 1 | 34% | 0.4505% | 0% | 1 | 38% | 0.4787% | 0% | 1 | 67% | 0.8885% | 0% | 2 | 27% | 0.4104% | 0% | 1 | 2% | 0.3042% | 0% | 1
389 | Tortilla | 0 | 0 | 10 | 0% | 0% | 1 | 0.29 | 0% | 0% | 1 | 0% | 0% | 0% | 1 | 0 | 2 | 0% | 0% | 0% | 1 | 78% | 0% | 0% | 3 | 90% | 0% | 0% | 4 | 13% | 0% | 0% | 1 | 100% | 0% | 0% | 5 | 23% | 0% | 0% | 1 | 3% | 0% | 0% | 1 |  | 0% | 0% | 1 | 0.24 | 0% | 0% | 1 | 0% | 0% | 0% | 1 | 0 | 2 | 0% | 0% | 0% | 1 | 69% | 0% | 0% | 2 | 60% | 0% | 0% | 2 | 33% | 0% | 0% | 1 | 87% | 0% | 0% | 3 | 47% | 0% | 0% | 1 | 3% | 0% | 0% | 1 |  | 0% | 0% | 1 | 0.25 | 0% | 0% | 1 | 0% | 0% | 0% | 1 | 0 | 2 | 0% | 0% | 0% | 1 | 62% | 0% | 0% | 2 | 52% | 0% | 0% | 2 | 20% | 0% | 0% | 1 | 81% | 0% | 0% | 3 | 49% | 0% | 0% | 1 | 3% | 0% | 0% | 1 |  | 0% | 0% | 1 | 0.25 | 0% | 0% | 1 | 0% | 0% | 0% | 1 | 0 | 2 | 0% | 0% | 0% | 1 | 59% | 0% | 0% | 2 | 42% | 0% | 0% | 1 | 18% | 0% | 0% | 1 | 75% | 0% | 0% | 3 | 45% | 0% | 0% | 1 | 4% | 0% | 0% | 1
390 | Cooley Landing | 100 | 1000 | 10 | 3333% | 208.6% | 5 | 0.11 | 534.8% | 620.6% | 5 | 0% | 0% | 0% | 1 | 0 | 2 | 0% | 0% | 0% | 1 | 0% | 202% | 999.9% | 5 | 0% | 202% | 999.9% | 5 | 50% | 404.9% | 303.6% | 5 | 50% | 404.9% | 303.6% | 5 | 0% | 202% | 999.9% | 5 | 68% | 636.9% | 249.4% | 5 |  | 649.4% | 15.75% | 5 | 0.81 | 192.3% | 33.15% | 5 | 0% | 3233% | 0% | 4 | 0 | 2 | 0% | 0% | 0% | 1 | 35% | 27.8% | 0% | 2 | 73% | 65.96% | 0% | 3 | 85% | 123.8% | 4.07% | 4 | 89% | 161.3% | 7.746% | 4 | 9% | 19.83% | 0% | 1 | 20% | 22.54% | 0% | 2 |  | 66.67% | 0% | 3 | 0.27 | 94.97% | 0% | 3 | 0% | 3233% | 0% | 4 | 0 | 2 | 26% | 0% | 26% | 2 | 66% | 9.309% | 0% | 2 | 57% | 7.437% | 0% | 2 | 72% | 11.58% | 0% | 3 | 90% | 31.77% | 0% | 4 | 46% | 5.925% | 0% | 1 | 10% | 3.532% | 0% | 1 |  | 12.56% | 0% | 1 | 0.29 | 7.272% | 0% | 1 | 0% | 3233% | 0% | 4 | 0 | 2 | 37% | 0% | 37% | 2 | 52% | 2.179% | 0% | 2 | 44% | 1.858% | 0% | 1 | 64% | 2.893% | 0% | 2 | 80% | 5.135% | 0% | 3 | 47% | 1.978% | 0% | 1 | 9% | 1.154% | 0% | 1
391 | Cielo Azul | 0 | 0 | 0 | 0% | 0% | 1 | 0 | 0% | 0% | 1 | 0% | 0% | 0% | 1 | 0 | 2 | 0% | 0% | 0% | 1 | 0% | 0% | 0% | 1 | 0% | 0% | 0% | 1 | 0% | 0% | 0% | 1 | 0% | 0% | 0% | 1 | 0% | 0% | 0% | 1 | 0% | 0% | 0% | 1 |  | 0% | 0% | 1 | 0 | 0% | 0% | 1 | 0% | 0% | 0% | 1 | 0 | 2 | 0% | 0% | 0% | 1 | 0% | 0% | 0% | 1 | 0% | 0% | 0% | 1 | 0% | 0% | 0% | 1 | 0% | 0% | 0% | 1 | 0% | 0% | 0% | 1 | 0% | 0% | 0% | 1 |  | 0% | 0% | 1 | 0 | 0% | 0% | 1 | 0% | 0% | 0% | 1 | 0 | 2 | 0% | 0% | 0% | 1 | 0% | 0% | 0% | 1 | 0% | 0% | 0% | 1 | 0% | 0% | 0% | 1 | 0% | 0% | 0% | 1 | 0% | 0% | 0% | 1 | 0% | 0% | 0% | 1 |  | 0% | 0% | 1 | 0 | 0% | 0% | 1 | 0% | 0% | 0% | 1 | 0 | 2 | 0% | 0% | 0% | 1 | 0% | 0% | 0% | 1 | 0% | 0% | 0% | 1 | 0% | 0% | 0% | 1 | 0% | 0% | 0% | 1 | 0% | 0% | 0% | 1 | 0% | 0% | 0% | 1
392 | Sycamore | 0 | 0 | 0 | 0% | 0% | 1 | 0.12 | 0% | 0% | 1 | 0% | 0% | 0% | 1 | 0 | 2 | 32% | 0% | 32% | 2 | 85% | 0% | 0% | 3 | 15% | 0% | 0% | 1 | 18% | 0% | 0% | 1 | 85% | 0% | 0% | 3 | 8% | 0% | 0% | 1 | 1% | 0% | 0% | 1 |  | 0% | 0% | 1 | 0.13 | 0% | 0% | 1 | 14% | 0% | 0% | 1 | 0 | 2 | 50% | 0% | 50% | 3 | 60% | 0% | 0% | 2 | 12% | 0% | 0% | 1 | 19% | 0% | 0% | 1 | 60% | 0% | 0% | 2 | 19% | 0% | 0% | 1 | 2% | 0% | 0% | 1 |  | 0% | 0% | 1 | 0.12 | 0% | 0% | 1 | 33% | 0% | 0% | 1 | 0 | 2 | 44% | 0% | 44% | 2 | 54% | 0% | 0% | 2 | 16% | 0% | 0% | 1 | 29% | 0% | 0% | 1 | 58% | 0% | 0% | 2 | 24% | 0% | 0% | 1 | 2% | 0% | 0% | 1 |  | 0% | 0% | 1 | 0.1 | 0% | 0% | 1 | 39% | 0% | 0% | 1 | 0 | 2 | 38% | 1% | 39% | 2 | 46% | 0% | 0% | 1 | 18% | 0% | 0% | 1 | 31% | 0% | 0% | 1 | 55% | 0% | 0% | 2 | 25% | 0% | 0% | 1 | 3% | 0% | 0% | 1
393 | Valley Switch | 0 | 0 | 0 | 0% | 0% | 1 | 0 | 0% | 0% | 1 | 0% | 0% | 0% | 1 | 0 | 2 | 0% | 0% | 0% | 1 | 0% | 0% | 0% | 1 | 0% | 0% | 0% | 1 | 0% | 0% | 0% | 1 | 0% | 0% | 0% | 1 | 0% | 0% | 0% | 1 | 0% | 0% | 0% | 1 |  | 0% | 0% | 1 | 0.01 | 0% | 0% | 1 | 0% | 0% | 0% | 1 | 0 | 2 | 0% | 0% | 0% | 1 | 0% | 0% | 0% | 1 | 0% | 0% | 0% | 1 | 0% | 0% | 0% | 1 | 0% | 0% | 0% | 1 | 3% | 0% | 0% | 1 | 0% | 0% | 0% | 1 |  | 0% | 0% | 1 | 0.01 | 0% | 0% | 1 | 0% | 0% | 0% | 1 | 0 | 2 | 0% | 0% | 0% | 1 | 0% | 0% | 0% | 1 | 0% | 0% | 0% | 1 | 0% | 0% | 0% | 1 | 0% | 0% | 0% | 1 | 2% | 0% | 0% | 1 | 0% | 0% | 0% | 1 |  | 0% | 0% | 1 | 0.01 | 0% | 0% | 1 | 0% | 0% | 0% | 1 | 0 | 2 | 0% | 0% | 0% | 1 | 0% | 0% | 0% | 1 | 0% | 0% | 0% | 1 | 0% | 0% | 0% | 1 | 0% | 0% | 0% | 1 | 1% | 0% | 0% | 1 | 0% | 0% | 0% | 1
394 | Hartley | 0 | 0 | 10 | 0% | 0% | 1 | 0.15 | 0% | 0% | 1 | 7% | 0% | 0% | 1 | 0 | 2 | 57% | 39% | 96% | 5 | 40% | 0% | 0% | 1 | 0% | 0% | 0% | 1 | 30% | 0% | 0% | 1 | 56% | 0% | 0% | 2 | 14% | 0% | 0% | 1 | 2% | 0% | 0% | 1 |  | 0% | 0% | 1 | 0.13 | 0% | 0% | 1 | 11% | 0% | 0% | 1 | 0 | 2 | 45% | 45% | 90% | 5 | 49% | 0% | 0% | 1 | 13% | 0% | 0% | 1 | 33% | 0% | 0% | 1 | 63% | 0% | 0% | 2 | 16% | 0% | 0% | 1 | 2% | 0% | 0% | 1 |  | 0% | 0% | 1 | 0.1 | 0% | 0% | 1 | 9% | 0% | 0% | 1 | 0 | 2 | 38% | 46% | 84% | 5 | 57% | 0% | 0% | 2 | 26% | 0% | 0% | 1 | 39% | 0% | 0% | 1 | 72% | 0% | 0% | 3 | 31% | 0% | 0% | 1 | 2% | 0% | 0% | 1 |  | 0% | 0% | 1 | 0.1 | 0% | 0% | 1 | 6% | 0% | 0% | 1 | 0 | 2 | 45% | 37% | 82% | 5 | 53% | 0% | 0% | 2 | 29% | 0% | 0% | 1 | 40% | 0% | 0% | 1 | 73% | 0% | 0% | 3 | 37% | 0% | 0% | 1 | 2% | 0% | 0% | 1
395 | Copus | 0 | 0 | 10 | 0% | 0% | 1 | 0.07 | 0% | 0% | 1 | 52% | 0% | 0% | 2 | 0 | 2 | 12% | 0% | 12% | 1 | 23% | 0% | 0% | 1 | 13% | 0% | 0% | 1 | 28% | 0% | 0% | 1 | 41% | 0% | 0% | 1 | 2% | 0% | 0% | 1 | 1% | 0% | 0% | 1 |  | 0% | 0% | 1 | 0.06 | 0% | 0% | 1 | 43% | 0% | 0% | 1 | 0 | 2 | 9% | 0% | 9% | 1 | 20% | 0% | 0% | 1 | 33% | 0% | 0% | 1 | 46% | 0% | 0% | 1 | 57% | 0% | 0% | 2 | 5% | 0% | 0% | 1 | 1% | 0% | 0% | 1 |  | 0% | 0% | 1 | 0.06 | 0% | 0% | 1 | 42% | 0% | 0% | 1 | 0 | 2 | 7% | 0% | 7% | 1 | 20% | 0% | 0% | 1 | 38% | 0% | 0% | 1 | 55% | 0% | 0% | 2 | 63% | 0% | 0% | 2 | 6% | 0% | 0% | 1 | 2% | 0% | 0% | 1 |  | 0% | 0% | 1 | 0.08 | 0% | 0% | 1 | 42% | 0% | 0% | 1 | 0 | 2 | 11% | 0% | 11% | 1 | 23% | 0% | 0% | 1 | 32% | 0% | 0% | 1 | 54% | 0% | 0% | 2 | 60% | 0% | 0% | 2 | 8% | 0% | 0% | 1 | 5% | 0% | 0% | 1
396 | Bay Boulevard | 0 | 0 | 10 | 0% | 0% | 1 | 0.11 | 0% | 0% | 1 | 0% | 0% | 0% | 1 | 0 | 2 | 0% | 0% | 0% | 1 | 6% | 0% | 0% | 1 | 61% | 0% | 0% | 2 | 72% | 0% | 0% | 3 | 72% | 0% | 0% | 3 | 0% | 0% | 0% | 1 | 9% | 0% | 0% | 1 |  | 0% | 0% | 1 | 0.23 | 0% | 0% | 1 | 0% | 0% | 0% | 1 | 0 | 2 | 25% | 0% | 25% | 2 | 1% | 0% | 0% | 1 | 55% | 0% | 0% | 2 | 92% | 0% | 0% | 4 | 92% | 0% | 0% | 4 | 9% | 0% | 0% | 1 | 7% | 0% | 0% | 1 |  | 0% | 0% | 1 | 0.21 | 0% | 0% | 1 | 0% | 0% | 0% | 1 | 0 | 2 | 38% | 0% | 38% | 2 | 5% | 0% | 0% | 1 | 62% | 0% | 0% | 2 | 89% | 0% | 0% | 3 | 91% | 0% | 0% | 4 | 22% | 0% | 0% | 1 | 6% | 0% | 0% | 1 |  | 0% | 0% | 1 | 0.21 | 0% | 0% | 1 | 0% | 0% | 0% | 1 | 0 | 2 | 39% | 30% | 69% | 5 | 25% | 0% | 0% | 1 | 66% | 0% | 0% | 2 | 88% | 0% | 0% | 3 | 92% | 0% | 0% | 4 | 27% | 0% | 0% | 1 | 5% | 0% | 0% | 1
397 | Mission | 0 | 0 | 10 | 0% | 0% | 1 | 0.06 | 0% | 0% | 1 | 0% | 0% | 0% | 1 | 0 | 2 | 0% | 0% | 0% | 1 | 8% | 0% | 0% | 1 | 10% | 0% | 0% | 1 | 84% | 0% | 0% | 3 | 84% | 0% | 0% | 3 | 0% | 0% | 0% | 1 | 0% | 0% | 0% | 1 |  | 0% | 0% | 1 | 0.24 | 0% | 0% | 1 | 0% | 0% | 0% | 1 | 0 | 2 | 13% | 0% | 13% | 1 | 14% | 0% | 0% | 1 | 26% | 0% | 0% | 1 | 68% | 0% | 0% | 2 | 82% | 0% | 0% | 3 | 1% | 0% | 0% | 1 | 2% | 0% | 0% | 1 |  | 0% | 0% | 1 | 0.21 | 0% | 0% | 1 | 0% | 0% | 0% | 1 | 0 | 2 | 20% | 16% | 36% | 3 | 32% | 0% | 0% | 1 | 41% | 0% | 0% | 1 | 64% | 0% | 0% | 2 | 86% | 0% | 0% | 3 | 11% | 0% | 0% | 1 | 2% | 0% | 0% | 1 |  | 0% | 0% | 1 | 0.22 | 0% | 0% | 1 | 0% | 0% | 0% | 1 | 0 | 2 | 37% | 42% | 79% | 5 | 45% | 0% | 0% | 1 | 57% | 0% | 0% | 2 | 75% | 0% | 0% | 3 | 93% | 0% | 0% | 4 | 19% | 0% | 0% | 1 | 4% | 0% | 0% | 1
398 | Eight Mile | 1100 | 11000 | 10 | 510.4% | 29.15% | 5 | 0.15 | 307.3% | 35.34% | 5 | 66% | 184.5% | 23.32% | 4 | 0 | 2 | 0% | 0% | 0% | 1 | 0% | 33.85% | 0% | 2 | 38% | 54.81% | 0% | 3 | 47% | 64.05% | 0% | 3 | 47% | 64.05% | 0% | 3 | 0% | 33.85% | 0% | 2 | 5% | 35.53% | 0% | 2 |  | 206.5% | 4.787% | 4 | 0.13 | 53.57% | 0% | 2 | 73% | 85.5% | 0% | 3 | 0 | 2 | 0% | 0% | 0% | 1 | 13% | 10.21% | 0% | 1 | 23% | 11.6% | 0% | 1 | 26% | 12.01% | 0% | 1 | 32% | 12.98% | 0% | 1 | 0% | 8.882% | 0% | 1 | 6% | 9.478% | 0% | 1 |  | 35.9% | 0% | 2 | 0.14 | 20.08% | 0% | 2 | 66% | 85.5% | 0% | 3 | 0 | 2 | 0% | 0% | 0% | 1 | 10% | 4.136% | 0% | 1 | 15% | 4.346% | 0% | 1 | 19% | 4.605% | 0% | 1 | 27% | 5.046% | 0% | 1 | 0% | 3.709% | 0% | 1 | 7% | 3.998% | 0% | 1 |  | 17.1% | 0% | 1 | 0.14 | 13.92% | 0% | 1 | 57% | 85.5% | 0% | 3 | 0 | 2 | 2% | 0% | 2% | 1 | 12% | 2.333% | 0% | 1 | 14% | 2.388% | 0% | 1 | 23% | 2.65% | 0% | 1 | 31% | 2.983% | 0% | 1 | 1% | 2.079% | 0% | 1 | 9% | 2.254% | 0% | 1
399 | Valley Center | 0 | 0 | 10 | 0% | 0% | 1 | 0.52 | 0% | 0% | 1 | 5% | 0% | 0% | 1 | 0 | 2 | 70% | 23% | 93% | 5 | 25% | 0% | 0% | 1 | 5% | 0% | 0% | 1 | 7% | 0% | 0% | 1 | 27% | 0% | 0% | 1 | 6% | 0% | 0% | 1 | 8% | 0% | 0% | 1 |  | 0% | 0% | 1 | 0.31 | 0% | 0% | 1 | 4% | 0% | 0% | 1 | 0 | 2 | 41% | 45% | 86% | 5 | 44% | 0% | 0% | 1 | 6% | 0% | 0% | 1 | 16% | 0% | 0% | 1 | 50% | 0% | 0% | 2 | 32% | 0% | 0% | 1 | 8% | 0% | 0% | 1 |  | 0% | 0% | 1 | 0.3 | 0% | 0% | 1 | 4% | 0% | 0% | 1 | 0 | 2 | 34% | 52% | 86% | 5 | 55% | 0% | 0% | 2 | 15% | 0% | 0% | 1 | 32% | 0% | 0% | 1 | 62% | 0% | 0% | 2 | 36% | 0% | 0% | 1 | 8% | 0% | 0% | 1 |  | 0% | 0% | 1 | 0.26 | 0% | 0% | 1 | 3% | 0% | 0% | 1 | 0 | 2 | 29% | 61% | 90% | 5 | 67% | 0% | 0% | 2 | 24% | 0% | 0% | 1 | 38% | 0% | 0% | 1 | 73% | 0% | 0% | 3 | 37% | 0% | 0% | 1 | 8% | 0% | 0% | 1
400 | Wilson | 0 | 0 | 10 | 0% | 0% | 1 | 0.16 | 0% | 0% | 1 | 58% | 0% | 0% | 2 | 0 | 2 | 11% | 0% | 11% | 1 | 11% | 0% | 0% | 1 | 21% | 0% | 0% | 1 | 23% | 0% | 0% | 1 | 33% | 0% | 0% | 1 | 1% | 0% | 0% | 1 | 8% | 0% | 0% | 1 |  | 0% | 0% | 1 | 0.1 | 0% | 0% | 1 | 27% | 0% | 0% | 1 | 0 | 2 | 25% | 0% | 25% | 2 | 55% | 0% | 0% | 2 | 50% | 0% | 0% | 2 | 53% | 0% | 0% | 2 | 79% | 0% | 0% | 3 | 17% | 0% | 0% | 1 | 21% | 0% | 0% | 1 |  | 0% | 0% | 1 | 0.08 | 0% | 0% | 1 | 28% | 0% | 0% | 1 | 0 | 2 | 29% | 0% | 29% | 2 | 50% | 0% | 0% | 2 | 44% | 0% | 0% | 1 | 51% | 0% | 0% | 2 | 70% | 0% | 0% | 3 | 22% | 0% | 0% | 1 | 18% | 0% | 0% | 1 |  | 0% | 0% | 1 | 0.08 | 0% | 0% | 1 | 30% | 0% | 0% | 1 | 0 | 2 | 32% | 0% | 32% | 2 | 52% | 0% | 0% | 2 | 33% | 0% | 0% | 1 | 38% | 0% | 0% | 1 | 66% | 0% | 0% | 2 | 22% | 0% | 0% | 1 | 14% | 0% | 0% | 1
401 | Donnells-Curtis | 0 | 0 | 0 | 0% | 0% | 1 | 0.05 | 0% | 0% | 1 | 0% | 0% | 0% | 1 | 0 | 2 | 17% | 81% | 98% | 5 | 0% | 0% | 0% | 1 | 12% | 0% | 0% | 1 | 12% | 0% | 0% | 1 | 12% | 0% | 0% | 1 | 53% | 0% | 0% | 2 | 1% | 0% | 0% | 1 |  | 0% | 0% | 1 | 0.04 | 0% | 0% | 1 | 0% | 0% | 0% | 1 | 0 | 2 | 19% | 70% | 89% | 5 | 2% | 0% | 0% | 1 | 5% | 0% | 0% | 1 | 16% | 0% | 0% | 1 | 19% | 0% | 0% | 1 | 41% | 0% | 0% | 1 | 2% | 0% | 0% | 1 |  | 0% | 0% | 1 | 0.06 | 0% | 0% | 1 | 0% | 0% | 0% | 1 | 0 | 2 | 21% | 59% | 80% | 5 | 9% | 0% | 0% | 1 | 7% | 0% | 0% | 1 | 18% | 0% | 0% | 1 | 26% | 0% | 0% | 1 | 40% | 0% | 0% | 1 | 2% | 0% | 0% | 1 |  | 0% | 0% | 1 | 0.1 | 0% | 0% | 1 | 0% | 0% | 0% | 1 | 0 | 2 | 23% | 57% | 80% | 5 | 12% | 0% | 0% | 1 | 10% | 0% | 0% | 1 | 19% | 0% | 0% | 1 | 29% | 0% | 0% | 1 | 37% | 0% | 0% | 1 | 2% | 0% | 0% | 1
402 | Lee Lake (Proposed) | 0 | 0 | 0 | 0% | 0% | 1 | 0.32 | 0% | 0% | 1 | 0% | 0% | 0% | 1 | 0 | 2 | 64% | 2% | 66% | 3 | 49% | 0% | 0% | 1 | 28% | 0% | 0% | 1 | 52% | 0% | 0% | 2 | 77% | 0% | 0% | 3 | 38% | 0% | 0% | 1 | 10% | 0% | 0% | 1 |  | 0% | 0% | 1 | 0.3 | 0% | 0% | 1 | 0% | 0% | 0% | 1 | 0 | 2 | 57% | 29% | 86% | 5 | 38% | 0% | 0% | 1 | 24% | 0% | 0% | 1 | 47% | 0% | 0% | 1 | 74% | 0% | 0% | 3 | 33% | 0% | 0% | 1 | 11% | 0% | 0% | 1 |  | 0% | 0% | 1 | 0.27 | 0% | 0% | 1 | 0% | 0% | 0% | 1 | 0 | 2 | 44% | 44% | 88% | 5 | 33% | 0% | 0% | 1 | 31% | 0% | 0% | 1 | 49% | 0% | 0% | 1 | 76% | 0% | 0% | 3 | 38% | 0% | 0% | 1 | 9% | 0% | 0% | 1 |  | 0% | 0% | 1 | 0.27 | 0% | 0% | 1 | 2% | 0% | 0% | 1 | 0 | 2 | 40% | 45% | 85% | 5 | 29% | 0% | 0% | 1 | 42% | 0% | 0% | 1 | 55% | 0% | 0% | 2 | 73% | 0% | 0% | 3 | 32% | 0% | 0% | 1 | 7% | 0% | 0% | 1
403 | Orosi | 0 | 0 | 10 | 0% | 0% | 1 | 0.18 | 0% | 0% | 1 | 28% | 0% | 0% | 1 | 0 | 2 | 3% | 0% | 3% | 1 | 45% | 0% | 0% | 1 | 31% | 0% | 0% | 1 | 56% | 0% | 0% | 2 | 72% | 0% | 0% | 3 | 20% | 0% | 0% | 1 | 1% | 0% | 0% | 1 |  | 0% | 0% | 1 | 0.15 | 0% | 0% | 1 | 26% | 0% | 0% | 1 | 0 | 2 | 17% | 0% | 17% | 1 | 42% | 0% | 0% | 1 | 26% | 0% | 0% | 1 | 37% | 0% | 0% | 1 | 65% | 0% | 0% | 2 | 26% | 0% | 0% | 1 | 3% | 0% | 0% | 1 |  | 0% | 0% | 1 | 0.17 | 0% | 0% | 1 | 28% | 0% | 0% | 1 | 0 | 2 | 27% | 1% | 28% | 2 | 35% | 0% | 0% | 1 | 21% | 0% | 0% | 1 | 31% | 0% | 0% | 1 | 53% | 0% | 0% | 2 | 27% | 0% | 0% | 1 | 4% | 0% | 0% | 1 |  | 0% | 0% | 1 | 0.17 | 0% | 0% | 1 | 31% | 0% | 0% | 1 | 0 | 2 | 25% | 3% | 28% | 2 | 31% | 0% | 0% | 1 | 19% | 0% | 0% | 1 | 27% | 0% | 0% | 1 | 48% | 0% | 0% | 1 | 26% | 0% | 0% | 1 | 4% | 0% | 0% | 1
404 | Ukiah | 0 | 0 | 10 | 0% | 0% | 1 | 0.15 | 0% | 0% | 1 | 17% | 0% | 0% | 1 | 0 | 2 | 53% | 21% | 74% | 4 | 0% | 0% | 0% | 1 | 70% | 0% | 0% | 3 | 78% | 0% | 0% | 3 | 78% | 0% | 0% | 3 | 41% | 0% | 0% | 1 | 3% | 0% | 0% | 1 |  | 0% | 0% | 1 | 0.11 | 0% | 0% | 1 | 6% | 0% | 0% | 1 | 0 | 2 | 65% | 14% | 79% | 5 | 17% | 0% | 0% | 1 | 40% | 0% | 0% | 1 | 51% | 0% | 0% | 2 | 62% | 0% | 0% | 2 | 51% | 0% | 0% | 2 | 2% | 0% | 0% | 1 |  | 0% | 0% | 1 | 0.1 | 0% | 0% | 1 | 7% | 0% | 0% | 1 | 0 | 2 | 50% | 17% | 67% | 3 | 32% | 0% | 0% | 1 | 28% | 0% | 0% | 1 | 39% | 0% | 0% | 1 | 62% | 0% | 0% | 2 | 45% | 0% | 0% | 1 | 2% | 0% | 0% | 1 |  | 0% | 0% | 1 | 0.1 | 0% | 0% | 1 | 5% | 0% | 0% | 1 | 0 | 2 | 39% | 15% | 54% | 3 | 37% | 0% | 0% | 1 | 24% | 0% | 0% | 1 | 44% | 0% | 0% | 1 | 66% | 0% | 0% | 2 | 41% | 0% | 0% | 1 | 2% | 0% | 0% | 1
405 | New Sub - Gates - Midway (Proposed) | 2340 | 23400 | 10 | 119.3% | 12.77% | 5 | 0.07 | 198.8% | 34.09% | 5 | 23% | 126.2% | 34% | 4 | 0 | 2 | 36% | 0% | 36% | 2 | 30% | 67.77% | 0% | 3 | 9% | 52.15% | 0% | 3 | 12% | 54.17% | 0% | 3 | 36% | 74.25% | 0% | 3 | 2% | 48.52% | 0% | 2 | 7% | 50.84% | 0% | 3 |  | 56% | 0% | 3 | 0.07 | 50.82% | 0% | 2 | 24% | 49.14% | 0% | 2 | 0 | 2 | 33% | 0% | 33% | 2 | 56% | 30.3% | 0% | 2 | 6% | 14.38% | 0% | 1 | 17% | 16.15% | 0% | 1 | 60% | 33.74% | 0% | 2 | 5% | 14.14% | 0% | 1 | 9% | 14.78% | 0% | 1 |  | 25.17% | 0% | 2 | 0.07 | 20.67% | 0% | 2 | 21% | 49.14% | 0% | 2 | 0 | 2 | 29% | 0% | 29% | 2 | 60% | 16.28% | 0% | 2 | 6% | 6.901% | 0% | 1 | 13% | 7.434% | 0% | 1 | 64% | 17.73% | 0% | 2 | 6% | 6.913% | 0% | 1 | 5% | 6.812% | 0% | 1 |  | 12.71% | 0% | 1 | 0.07 | 10.97% | 0% | 1 | 19% | 49.14% | 0% | 2 | 0 | 2 | 21% | 0% | 21% | 2 | 55% | 8.026% | 0% | 2 | 5% | 3.798% | 0% | 1 | 17% | 4.357% | 0% | 1 | 63% | 9.843% | 0% | 2 | 9% | 3.963% | 0% | 1 | 4% | 3.769% | 0% | 1
406 | Humboldt | 457.3 | 4573 | 10 | 98.92% | 0% | 4 | 0.35 | 129.8% | 19.82% | 3 | 0% | 0% | 0% | 1 | 0 | 2 | 0% | 0% | 0% | 1 | 1% | 29.34% | 0% | 2 | 57% | 67.87% | 0% | 3 | 64% | 80.52% | 0% | 4 | 65% | 82.44% | 0% | 4 | 7% | 31.26% | 0% | 2 | 7% | 31.32% | 0% | 2 |  | 22.11% | 0% | 2 | 0.12 | 18.61% | 0% | 1 | 0% | 0% | 0% | 1 | 0 | 2 | 0% | 0% | 0% | 1 | 5% | 7.228% | 0% | 1 | 42% | 11.88% | 0% | 1 | 52% | 14.24% | 0% | 2 | 54% | 14.85% | 0% | 2 | 25% | 9.089% | 0% | 1 | 11% | 7.716% | 0% | 1 |  | 10.74% | 0% | 1 | 0.09 | 10.34% | 0% | 1 | 0% | 0% | 0% | 1 | 0 | 2 | 0% | 0% | 0% | 1 | 5% | 3.294% | 0% | 1 | 39% | 5.117% | 0% | 1 | 44% | 5.585% | 0% | 1 | 46% | 5.781% | 0% | 1 | 27% | 4.303% | 0% | 1 | 14% | 3.643% | 0% | 1 |  | 5.158% | 0% | 1 | 0.08 | 5.793% | 0% | 1 | 0% | 0% | 0% | 1 | 0 | 2 | 0% | 0% | 0% | 1 | 4% | 1.94% | 0% | 1 | 32% | 2.724% | 0% | 1 | 36% | 2.9% | 0% | 1 | 38% | 3.007% | 0% | 1 | 28% | 2.577% | 0% | 1 | 14% | 2.158% | 0% | 1
407 | Chowchilla | 0 | 0 | 10 | 0% | 0% | 1 | 0.1 | 0% | 0% | 1 | 29% | 0% | 0% | 1 | 0 | 2 | 32% | 0% | 32% | 2 | 23% | 0% | 0% | 1 | 27% | 0% | 0% | 1 | 27% | 0% | 0% | 1 | 37% | 0% | 0% | 1 | 0% | 0% | 0% | 1 | 6% | 0% | 0% | 1 |  | 0% | 0% | 1 | 0.1 | 0% | 0% | 1 | 29% | 0% | 0% | 1 | 0 | 2 | 32% | 0% | 32% | 2 | 38% | 0% | 0% | 1 | 30% | 0% | 0% | 1 | 35% | 0% | 0% | 1 | 53% | 0% | 0% | 2 | 7% | 0% | 0% | 1 | 13% | 0% | 0% | 1 |  | 0% | 0% | 1 | 0.09 | 0% | 0% | 1 | 26% | 0% | 0% | 1 | 0 | 2 | 36% | 0% | 36% | 2 | 48% | 0% | 0% | 1 | 30% | 0% | 0% | 1 | 34% | 0% | 0% | 1 | 62% | 0% | 0% | 2 | 16% | 0% | 0% | 1 | 14% | 0% | 0% | 1 |  | 0% | 0% | 1 | 0.08 | 0% | 0% | 1 | 25% | 0% | 0% | 1 | 0 | 2 | 39% | 0% | 39% | 2 | 54% | 0% | 0% | 2 | 30% | 0% | 0% | 1 | 35% | 0% | 0% | 1 | 68% | 0% | 0% | 2 | 20% | 0% | 0% | 1 | 16% | 0% | 0% | 1
408 | Mesa (SCE) | 0 | 0 | 10 | 0% | 0% | 1 | 0 | 0% | 0% | 1 | 0% | 0% | 0% | 1 | 0 | 2 | 0% | 0% | 0% | 1 | 0% | 0% | 0% | 1 | 0% | 0% | 0% | 1 | 0% | 0% | 0% | 1 | 0% | 0% | 0% | 1 | 0% | 0% | 0% | 1 | 0% | 0% | 0% | 1 |  | 0% | 0% | 1 | 0 | 0% | 0% | 1 | 0% | 0% | 0% | 1 | 0 | 2 | 0% | 0% | 0% | 1 | 0% | 0% | 0% | 1 | 0% | 0% | 0% | 1 | 0% | 0% | 0% | 1 | 0% | 0% | 0% | 1 | 0% | 0% | 0% | 1 | 0% | 0% | 0% | 1 |  | 0% | 0% | 1 | 0.1 | 0% | 0% | 1 | 0% | 0% | 0% | 1 | 0 | 2 | 28% | 5% | 33% | 2 | 0% | 0% | 0% | 1 | 7% | 0% | 0% | 1 | 13% | 0% | 0% | 1 | 14% | 0% | 0% | 1 | 14% | 0% | 0% | 1 | 10% | 0% | 0% | 1 |  | 0% | 0% | 1 | 0.52 | 0% | 0% | 1 | 0% | 0% | 0% | 1 | 0 | 2 | 68% | 2% | 70% | 3 | 44% | 0% | 0% | 1 | 2% | 0% | 0% | 1 | 6% | 0% | 0% | 1 | 51% | 0% | 0% | 2 | 42% | 0% | 0% | 1 | 15% | 0% | 0% | 1
409 | Colorado River | 900 | 9000 | 15 | 31034% | 28.92% | 5 | 0.04 | 53.23% | 0% | 2 | 0% | 16364% | 44725% | 5 | 0 | 2 | 0% | 0% | 0% | 1 | 79% | 136.9% | 9.904% | 4 | 88% | 244.4% | 19.43% | 5 | 86% | 204.1% | 17.23% | 5 | 97% | 1022% | 26.91% | 5 | 75% | 113.9% | 4.751% | 4 | 0% | 29.03% | 0% | 2 |  | 76.5% | 0% | 3 | 0.07 | 28.96% | 0% | 2 | 19% | 51.11% | 0% | 3 | 0 | 2 | 0% | 0% | 0% | 1 | 42% | 16.95% | 0% | 1 | 48% | 18.94% | 0% | 1 | 42% | 16.91% | 0% | 1 | 61% | 25.07% | 0% | 2 | 52% | 20.59% | 0% | 2 | 1% | 9.891% | 0% | 1 |  | 40.51% | 0% | 2 | 0.09 | 17.14% | 0% | 1 | 30% | 51.11% | 0% | 3 | 0 | 2 | 0% | 0% | 0% | 1 | 38% | 7.772% | 0% | 1 | 40% | 8.072% | 0% | 1 | 32% | 7.081% | 0% | 1 | 57% | 11.21% | 0% | 2 | 42% | 8.31% | 0% | 1 | 1% | 4.875% | 0% | 1 |  | 30.46% | 0% | 2 | 0.08 | 10.74% | 0% | 1 | 26% | 51.11% | 0% | 3 | 0 | 2 | 0% | 0% | 0% | 1 | 38% | 5.737% | 0% | 1 | 38% | 5.722% | 0% | 1 | 29% | 5.058% | 0% | 1 | 52% | 7.515% | 0% | 2 | 44% | 6.423% | 0% | 1 | 2% | 3.648% | 0% | 1
410 | Placerville | 0 | 0 | 0 | 0% | 0% | 1 | 0.36 | 0% | 0% | 1 | 3% | 0% | 0% | 1 | 0 | 2 | 94% | 3% | 97% | 5 | 79% | 0% | 0% | 3 | 26% | 0% | 0% | 1 | 59% | 0% | 0% | 2 | 95% | 0% | 0% | 5 | 8% | 0% | 0% | 1 | 4% | 0% | 0% | 1 |  | 0% | 0% | 1 | 0.35 | 0% | 0% | 1 | 1% | 0% | 0% | 1 | 0 | 2 | 72% | 24% | 96% | 5 | 86% | 0% | 0% | 3 | 26% | 0% | 0% | 1 | 35% | 0% | 0% | 1 | 93% | 0% | 0% | 4 | 15% | 0% | 0% | 1 | 3% | 0% | 0% | 1 |  | 0% | 0% | 1 | 0.28 | 0% | 0% | 1 | 2% | 0% | 0% | 1 | 0 | 2 | 63% | 29% | 92% | 5 | 82% | 0% | 0% | 3 | 27% | 0% | 0% | 1 | 31% | 0% | 0% | 1 | 90% | 0% | 0% | 4 | 25% | 0% | 0% | 1 | 3% | 0% | 0% | 1 |  | 0% | 0% | 1 | 0.26 | 0% | 0% | 1 | 1% | 0% | 0% | 1 | 0 | 2 | 58% | 32% | 90% | 5 | 74% | 0% | 0% | 3 | 20% | 0% | 0% | 1 | 23% | 0% | 0% | 1 | 84% | 0% | 0% | 3 | 35% | 0% | 0% | 1 | 4% | 0% | 0% | 1
411 | Inyokern | 31.8 | 318 | 10 | 7.702% | 0% | 1 | 0.31 | 172.8% | 1.704% | 3 | 0% | 0% | 0% | 1 | 0 | 2 | 0% | 0% | 0% | 1 | 72% | 5.61% | 0% | 3 | 42% | 2.686% | 0% | 1 | 7% | 1.688% | 0% | 1 | 78% | 7.161% | 0% | 3 | 30% | 2.244% | 0% | 1 | 0% | 1.569% | 0% | 1 |  | 3.324% | 0% | 1 | 0.3 | 96.36% | 0% | 3 | 0% | 0% | 0% | 1 | 0 | 2 | 0% | 0% | 0% | 1 | 61% | 2.529% | 0% | 2 | 34% | 1.504% | 0% | 1 | 5% | 1.051% | 0% | 1 | 65% | 2.879% | 0% | 2 | 31% | 1.437% | 0% | 1 | 0% | 0.9976% | 0% | 1 |  | 3.277% | 0% | 1 | 0.27 | 74.82% | 0% | 2 | 0% | 0% | 0% | 1 | 0 | 2 | 1% | 0% | 1% | 1 | 61% | 2.421% | 0% | 2 | 33% | 1.398% | 0% | 1 | 6% | 0.9983% | 0% | 1 | 67% | 2.836% | 0% | 2 | 30% | 1.336% | 0% | 1 | 0% | 0.9393% | 0% | 1 |  | 3.1% | 0% | 1 | 0.25 | 21.34% | 0% | 2 | 0% | 0% | 0% | 1 | 0 | 2 | 6% | 0% | 6% | 1 | 59% | 1.933% | 0% | 2 | 34% | 1.205% | 0% | 1 | 9% | 0.8782% | 0% | 1 | 67% | 2.432% | 0% | 2 | 33% | 1.195% | 0% | 1 | 0% | 0.801% | 0% | 1
412 | Mandalay | 0 | 0 | 10 | 0% | 0% | 1 | 0.16 | 0% | 0% | 1 | 60% | 0% | 0% | 2 | 0 | 2 | 0% | 0% | 0% | 1 | 0% | 0% | 0% | 1 | 0% | 0% | 0% | 1 | 95% | 0% | 0% | 5 | 95% | 0% | 0% | 5 | 0% | 0% | 0% | 1 | 2% | 0% | 0% | 1 |  | 0% | 0% | 1 | 0.16 | 0% | 0% | 1 | 40% | 0% | 0% | 1 | 0 | 2 | 0% | 0% | 0% | 1 | 1% | 0% | 0% | 1 | 8% | 0% | 0% | 1 | 15% | 0% | 0% | 1 | 15% | 0% | 0% | 1 | 16% | 0% | 0% | 1 | 7% | 0% | 0% | 1 |  | 0% | 0% | 1 | 0.13 | 0% | 0% | 1 | 28% | 0% | 0% | 1 | 0 | 2 | 0% | 0% | 0% | 1 | 19% | 0% | 0% | 1 | 8% | 0% | 0% | 1 | 14% | 0% | 0% | 1 | 30% | 0% | 0% | 1 | 30% | 0% | 0% | 1 | 7% | 0% | 0% | 1 |  | 0% | 0% | 1 | 0.13 | 0% | 0% | 1 | 24% | 0% | 0% | 1 | 0 | 2 | 0% | 0% | 0% | 1 | 28% | 0% | 0% | 1 | 6% | 0% | 0% | 1 | 13% | 0% | 0% | 1 | 38% | 0% | 0% | 1 | 27% | 0% | 0% | 1 | 7% | 0% | 0% | 1
413 | Creelman | 0 | 0 | 10 | 0% | 0% | 1 | 0.29 | 0% | 0% | 1 | 0% | 0% | 0% | 1 | 0 | 2 | 13% | 86% | 99% | 5 | 60% | 0% | 0% | 2 | 26% | 0% | 0% | 1 | 38% | 0% | 0% | 1 | 66% | 0% | 0% | 2 | 22% | 0% | 0% | 1 | 2% | 0% | 0% | 1 |  | 0% | 0% | 1 | 0.16 | 0% | 0% | 1 | 1% | 0% | 0% | 1 | 0 | 2 | 16% | 83% | 99% | 5 | 58% | 0% | 0% | 2 | 30% | 0% | 0% | 1 | 37% | 0% | 0% | 1 | 71% | 0% | 0% | 3 | 48% | 0% | 0% | 1 | 4% | 0% | 0% | 1 |  | 0% | 0% | 1 | 0.14 | 0% | 0% | 1 | 1% | 0% | 0% | 1 | 0 | 2 | 10% | 89% | 99% | 5 | 57% | 0% | 0% | 2 | 22% | 0% | 0% | 1 | 38% | 0% | 0% | 1 | 70% | 0% | 0% | 3 | 53% | 0% | 0% | 2 | 6% | 0% | 0% | 1 |  | 0% | 0% | 1 | 0.19 | 0% | 0% | 1 | 1% | 0% | 0% | 1 | 0 | 2 | 14% | 83% | 97% | 5 | 58% | 0% | 0% | 2 | 22% | 0% | 0% | 1 | 37% | 0% | 0% | 1 | 72% | 0% | 0% | 3 | 48% | 0% | 0% | 1 | 9% | 0% | 0% | 1
414 | Harborgen | 0 | 0 | 10 | 0% | 0% | 1 | 0.11 | 0% | 0% | 1 | 0% | 0% | 0% | 1 | 0 | 2 | 0% | 0% | 0% | 1 | 0% | 0% | 0% | 1 | 0% | 0% | 0% | 1 | 54% | 0% | 0% | 2 | 54% | 0% | 0% | 2 | 0% | 0% | 0% | 1 | 0% | 0% | 0% | 1 |  | 0% | 0% | 1 | 0.27 | 0% | 0% | 1 | 0% | 0% | 0% | 1 | 0 | 2 | 0% | 0% | 0% | 1 | 0% | 0% | 0% | 1 | 7% | 0% | 0% | 1 | 60% | 0% | 0% | 2 | 60% | 0% | 0% | 2 | 0% | 0% | 0% | 1 | 0% | 0% | 0% | 1 |  | 0% | 0% | 1 | 0.38 | 0% | 0% | 1 | 0% | 0% | 0% | 1 | 0 | 2 | 0% | 0% | 0% | 1 | 0% | 0% | 0% | 1 | 9% | 0% | 0% | 1 | 67% | 0% | 0% | 2 | 67% | 0% | 0% | 2 | 0% | 0% | 0% | 1 | 0% | 0% | 0% | 1 |  | 0% | 0% | 1 | 0.49 | 0% | 0% | 1 | 0% | 0% | 0% | 1 | 0 | 2 | 0% | 0% | 0% | 1 | 0% | 0% | 0% | 1 | 16% | 0% | 0% | 1 | 76% | 0% | 0% | 3 | 76% | 0% | 0% | 3 | 0% | 0% | 0% | 1 | 4% | 0% | 0% | 1
415 | Capistrano | 0 | 0 | 10 | 0% | 0% | 1 | 0.72 | 0% | 0% | 1 | 0% | 0% | 0% | 1 | 0 | 2 | 75% | 0% | 75% | 5 | 34% | 0% | 0% | 1 | 63% | 0% | 0% | 2 | 76% | 0% | 0% | 3 | 76% | 0% | 0% | 3 | 21% | 0% | 0% | 1 | 8% | 0% | 0% | 1 |  | 0% | 0% | 1 | 0.48 | 0% | 0% | 1 | 0% | 0% | 0% | 1 | 0 | 2 | 35% | 56% | 91% | 5 | 19% | 0% | 0% | 1 | 66% | 0% | 0% | 2 | 72% | 0% | 0% | 3 | 74% | 0% | 0% | 3 | 57% | 0% | 0% | 2 | 6% | 0% | 0% | 1 |  | 0% | 0% | 1 | 0.44 | 0% | 0% | 1 | 0% | 0% | 0% | 1 | 0 | 2 | 27% | 62% | 89% | 5 | 29% | 0% | 0% | 1 | 58% | 0% | 0% | 2 | 66% | 0% | 0% | 2 | 80% | 0% | 0% | 3 | 55% | 0% | 0% | 2 | 7% | 0% | 0% | 1 |  | 0% | 0% | 1 | 0.43 | 0% | 0% | 1 | 0% | 0% | 0% | 1 | 0 | 2 | 15% | 71% | 86% | 5 | 49% | 0% | 0% | 1 | 50% | 0% | 0% | 2 | 59% | 0% | 0% | 2 | 89% | 0% | 0% | 3 | 48% | 0% | 0% | 1 | 8% | 0% | 0% | 1
416 | Red Bluff | 775 | 7750 | 15 | 261.3% | 36.96% | 5 | 0.05 | 125.4% | 16.2% | 3 | 0% | 751.8% | 0% | 4 | 0 | 2 | 0% | 0% | 0% | 1 | 22% | 62.36% | 0% | 3 | 1% | 48.99% | 0% | 2 | 0% | 48.71% | 0% | 2 | 22% | 62.81% | 0% | 3 | 49% | 96.25% | 0% | 4 | 5% | 51.1% | 0% | 3 |  | 110% | 2.478% | 4 | 0.05 | 45.45% | 0% | 2 | 0% | 174.2% | 0% | 4 | 0 | 2 | 0% | 0% | 0% | 1 | 32% | 31.97% | 0% | 2 | 0% | 21.92% | 0% | 2 | 0% | 21.86% | 0% | 2 | 32% | 32.1% | 0% | 2 | 58% | 52.01% | 0% | 3 | 2% | 22.42% | 0% | 2 |  | 110% | 1.868% | 4 | 0.04 | 37.46% | 0% | 2 | 0% | 174.2% | 0% | 4 | 0 | 2 | 0% | 0% | 0% | 1 | 44% | 31.07% | 0% | 2 | 13% | 19.88% | 0% | 1 | 12% | 19.82% | 0% | 1 | 44% | 31.24% | 0% | 2 | 60% | 43.09% | 0% | 2 | 2% | 17.7% | 0% | 1 |  | 99.09% | 0% | 4 | 0.04 | 24.96% | 0% | 2 | 0% | 174.2% | 0% | 4 | 0 | 2 | 0% | 0% | 0% | 1 | 38% | 20.19% | 0% | 2 | 27% | 17.08% | 0% | 1 | 16% | 14.96% | 0% | 1 | 51% | 25.31% | 0% | 2 | 62% | 32.55% | 0% | 2 | 1% | 12.69% | 0% | 1
417 | Scripps | 0 | 0 | 10 | 0% | 0% | 1 | 0.15 | 0% | 0% | 1 | 0% | 0% | 0% | 1 | 0 | 2 | 91% | 0% | 91% | 5 | 100% | 0% | 0% | 5 | 0% | 0% | 0% | 1 | 0% | 0% | 0% | 1 | 100% | 0% | 0% | 5 | 0% | 0% | 0% | 1 | 0% | 0% | 0% | 1 |  | 0% | 0% | 1 | 0.24 | 0% | 0% | 1 | 0% | 0% | 0% | 1 | 0 | 2 | 24% | 64% | 88% | 5 | 71% | 0% | 0% | 3 | 48% | 0% | 0% | 1 | 51% | 0% | 0% | 2 | 95% | 0% | 0% | 5 | 17% | 0% | 0% | 1 | 3% | 0% | 0% | 1 |  | 0% | 0% | 1 | 0.24 | 0% | 0% | 1 | 1% | 0% | 0% | 1 | 0 | 2 | 36% | 47% | 83% | 5 | 64% | 0% | 0% | 2 | 55% | 0% | 0% | 2 | 62% | 0% | 0% | 2 | 90% | 0% | 0% | 4 | 13% | 0% | 0% | 1 | 4% | 0% | 0% | 1 |  | 0% | 0% | 1 | 0.22 | 0% | 0% | 1 | 1% | 0% | 0% | 1 | 0 | 2 | 27% | 59% | 86% | 5 | 53% | 0% | 0% | 2 | 40% | 0% | 0% | 1 | 55% | 0% | 0% | 2 | 78% | 0% | 0% | 3 | 31% | 0% | 0% | 1 | 5% | 0% | 0% | 1
418 | Johanna | 0 | 0 | 10 | 0% | 0% | 1 | 0.71 | 0% | 0% | 1 | 0% | 0% | 0% | 1 | 0 | 2 | 0% | 0% | 0% | 1 | 0% | 0% | 0% | 1 | 100% | 0% | 0% | 5 | 100% | 0% | 0% | 5 | 100% | 0% | 0% | 5 | 0% | 0% | 0% | 1 | 37% | 0% | 0% | 1 |  | 0% | 0% | 1 | 0.52 | 0% | 0% | 1 | 1% | 0% | 0% | 1 | 0 | 2 | 7% | 0% | 7% | 1 | 6% | 0% | 0% | 1 | 17% | 0% | 0% | 1 | 76% | 0% | 0% | 3 | 83% | 0% | 0% | 3 | 2% | 0% | 0% | 1 | 8% | 0% | 0% | 1 |  | 0% | 0% | 1 | 0.49 | 0% | 0% | 1 | 0% | 0% | 0% | 1 | 0 | 2 | 12% | 39% | 51% | 5 | 21% | 0% | 0% | 1 | 34% | 0% | 0% | 1 | 72% | 0% | 0% | 3 | 88% | 0% | 0% | 3 | 35% | 0% | 0% | 1 | 9% | 0% | 0% | 1 |  | 0% | 0% | 1 | 0.49 | 0% | 0% | 1 | 0% | 0% | 0% | 1 | 0 | 2 | 40% | 32% | 72% | 5 | 34% | 0% | 0% | 1 | 25% | 0% | 0% | 1 | 54% | 0% | 0% | 2 | 79% | 0% | 0% | 3 | 40% | 0% | 0% | 1 | 11% | 0% | 0% | 1
419 | Cottle | 0 | 0 | 10 | 0% | 0% | 1 | 0.16 | 0% | 0% | 1 | 20% | 0% | 0% | 1 | 0 | 2 | 35% | 0% | 35% | 2 | 18% | 0% | 0% | 1 | 15% | 0% | 0% | 1 | 33% | 0% | 0% | 1 | 45% | 0% | 0% | 1 | 2% | 0% | 0% | 1 | 4% | 0% | 0% | 1 |  | 0% | 0% | 1 | 0.13 | 0% | 0% | 1 | 19% | 0% | 0% | 1 | 0 | 2 | 39% | 0% | 39% | 2 | 62% | 0% | 0% | 2 | 9% | 0% | 0% | 1 | 29% | 0% | 0% | 1 | 74% | 0% | 0% | 3 | 15% | 0% | 0% | 1 | 6% | 0% | 0% | 1 |  | 0% | 0% | 1 | 0.12 | 0% | 0% | 1 | 24% | 0% | 0% | 1 | 0 | 2 | 42% | 0% | 42% | 2 | 65% | 0% | 0% | 2 | 16% | 0% | 0% | 1 | 30% | 0% | 0% | 1 | 74% | 0% | 0% | 3 | 25% | 0% | 0% | 1 | 8% | 0% | 0% | 1 |  | 0% | 0% | 1 | 0.12 | 0% | 0% | 1 | 29% | 0% | 0% | 1 | 0 | 2 | 38% | 0% | 38% | 2 | 53% | 0% | 0% | 2 | 18% | 0% | 0% | 1 | 30% | 0% | 0% | 1 | 64% | 0% | 0% | 2 | 27% | 0% | 0% | 1 | 7% | 0% | 0% | 1
420 | Kingsburg | 0 | 0 | 10 | 0% | 0% | 1 | 0.18 | 0% | 0% | 1 | 69% | 0% | 0% | 2 | 0 | 2 | 0% | 0% | 0% | 1 | 0% | 0% | 0% | 1 | 0% | 0% | 0% | 1 | 0% | 0% | 0% | 1 | 0% | 0% | 0% | 1 | 0% | 0% | 0% | 1 | 3% | 0% | 0% | 1 |  | 0% | 0% | 1 | 0.18 | 0% | 0% | 1 | 60% | 0% | 0% | 2 | 0 | 2 | 0% | 0% | 0% | 1 | 0% | 0% | 0% | 1 | 6% | 0% | 0% | 1 | 9% | 0% | 0% | 1 | 9% | 0% | 0% | 1 | 0% | 0% | 0% | 1 | 2% | 0% | 0% | 1 |  | 0% | 0% | 1 | 0.18 | 0% | 0% | 1 | 61% | 0% | 0% | 2 | 0 | 2 | 0% | 0% | 0% | 1 | 0% | 0% | 0% | 1 | 7% | 0% | 0% | 1 | 9% | 0% | 0% | 1 | 9% | 0% | 0% | 1 | 0% | 0% | 0% | 1 | 2% | 0% | 0% | 1 |  | 0% | 0% | 1 | 0.17 | 0% | 0% | 1 | 57% | 0% | 0% | 2 | 0 | 2 | 1% | 0% | 1% | 1 | 4% | 0% | 0% | 1 | 10% | 0% | 0% | 1 | 15% | 0% | 0% | 1 | 16% | 0% | 0% | 1 | 1% | 0% | 0% | 1 | 2% | 0% | 0% | 1
421 | Panoche | 0 | 0 | 10 | 0% | 0% | 1 | 0.07 | 0% | 0% | 1 | 76% | 0% | 0% | 3 | 0 | 2 | 3% | 0% | 3% | 1 | 12% | 0% | 0% | 1 | 10% | 0% | 0% | 1 | 25% | 0% | 0% | 1 | 31% | 0% | 0% | 1 | 2% | 0% | 0% | 1 | 1% | 0% | 0% | 1 |  | 0% | 0% | 1 | 0.07 | 0% | 0% | 1 | 60% | 0% | 0% | 2 | 0 | 2 | 10% | 0% | 10% | 1 | 17% | 0% | 0% | 1 | 9% | 0% | 0% | 1 | 23% | 0% | 0% | 1 | 30% | 0% | 0% | 1 | 6% | 0% | 0% | 1 | 0% | 0% | 0% | 1 |  | 0% | 0% | 1 | 0.07 | 0% | 0% | 1 | 42% | 0% | 0% | 1 | 0 | 2 | 13% | 0% | 13% | 1 | 27% | 0% | 0% | 1 | 9% | 0% | 0% | 1 | 22% | 0% | 0% | 1 | 37% | 0% | 0% | 1 | 12% | 0% | 0% | 1 | 1% | 0% | 0% | 1 |  | 0% | 0% | 1 | 0.06 | 0% | 0% | 1 | 35% | 0% | 0% | 1 | 0 | 2 | 20% | 3% | 23% | 2 | 37% | 0% | 0% | 1 | 8% | 0% | 0% | 1 | 19% | 0% | 0% | 1 | 44% | 0% | 0% | 1 | 18% | 0% | 0% | 1 | 3% | 0% | 0% | 1
422 | Fulton | 0 | 0 | 10 | 0% | 0% | 1 | 0.3 | 0% | 0% | 1 | 26% | 0% | 0% | 1 | 0 | 2 | 11% | 0% | 11% | 1 | 38% | 0% | 0% | 1 | 56% | 0% | 0% | 2 | 97% | 0% | 0% | 5 | 97% | 0% | 0% | 5 | 7% | 0% | 0% | 1 | 5% | 0% | 0% | 1 |  | 0% | 0% | 1 | 0.22 | 0% | 0% | 1 | 14% | 0% | 0% | 1 | 0 | 2 | 6% | 0% | 6% | 1 | 40% | 0% | 0% | 1 | 57% | 0% | 0% | 2 | 85% | 0% | 0% | 3 | 90% | 0% | 0% | 4 | 22% | 0% | 0% | 1 | 5% | 0% | 0% | 1 |  | 0% | 0% | 1 | 0.2 | 0% | 0% | 1 | 11% | 0% | 0% | 1 | 0 | 2 | 17% | 0% | 17% | 1 | 46% | 0% | 0% | 1 | 50% | 0% | 0% | 2 | 72% | 0% | 0% | 3 | 86% | 0% | 0% | 3 | 26% | 0% | 0% | 1 | 4% | 0% | 0% | 1 |  | 0% | 0% | 1 | 0.15 | 0% | 0% | 1 | 9% | 0% | 0% | 1 | 0 | 2 | 28% | 0% | 28% | 2 | 55% | 0% | 0% | 2 | 43% | 0% | 0% | 1 | 71% | 0% | 0% | 3 | 88% | 0% | 0% | 3 | 33% | 0% | 0% | 1 | 5% | 0% | 0% | 1
423 | Ripon | 0 | 0 | 10 | 0% | 0% | 1 | 0.25 | 0% | 0% | 1 | 80% | 0% | 0% | 3 | 0 | 2 | 0% | 0% | 0% | 1 | 33% | 0% | 0% | 1 | 17% | 0% | 0% | 1 | 17% | 0% | 0% | 1 | 41% | 0% | 0% | 1 | 0% | 0% | 0% | 1 | 1% | 0% | 0% | 1 |  | 0% | 0% | 1 | 0.18 | 0% | 0% | 1 | 62% | 0% | 0% | 2 | 0 | 2 | 0% | 0% | 0% | 1 | 40% | 0% | 0% | 1 | 17% | 0% | 0% | 1 | 19% | 0% | 0% | 1 | 48% | 0% | 0% | 1 | 0% | 0% | 0% | 1 | 4% | 0% | 0% | 1 |  | 0% | 0% | 1 | 0.17 | 0% | 0% | 1 | 63% | 0% | 0% | 2 | 0 | 2 | 6% | 0% | 6% | 1 | 37% | 0% | 0% | 1 | 10% | 0% | 0% | 1 | 13% | 0% | 0% | 1 | 43% | 0% | 0% | 1 | 0% | 0% | 0% | 1 | 3% | 0% | 0% | 1 |  | 0% | 0% | 1 | 0.16 | 0% | 0% | 1 | 56% | 0% | 0% | 2 | 0 | 2 | 16% | 1% | 17% | 2 | 40% | 0% | 0% | 1 | 10% | 0% | 0% | 1 | 16% | 0% | 0% | 1 | 47% | 0% | 0% | 1 | 7% | 0% | 0% | 1 | 4% | 0% | 0% | 1
424 | Shafter | 100 | 1000 | 10 | 15.75% | 0% | 1 | 0.1 | 29.02% | 0% | 2 | 83% | 3.377% | 0% | 3 | 0 | 2 | 2% | 0% | 2% | 1 | 0% | 2.422% | 0% | 1 | 0% | 2.422% | 0% | 1 | 6% | 2.57% | 0% | 1 | 6% | 2.57% | 0% | 1 | 0% | 2.422% | 0% | 1 | 0% | 2.426% | 0% | 1 |  | 4.766% | 0% | 1 | 0.09 | 4.909% | 0% | 1 | 75% | 3.633% | 0% | 3 | 0 | 2 | 3% | 0% | 3% | 1 | 17% | 0.704% | 0% | 1 | 2% | 0.597% | 0% | 1 | 24% | 0.7688% | 0% | 1 | 37% | 0.9349% | 0% | 1 | 0% | 0.5869% | 0% | 1 | 3% | 0.6027% | 0% | 1 |  | 2.158% | 0% | 1 | 0.11 | 3.065% | 0% | 1 | 67% | 3.633% | 0% | 2 | 0 | 2 | 7% | 0% | 7% | 1 | 24% | 0.3536% | 0% | 1 | 9% | 0.2958% | 0% | 1 | 33% | 0.4025% | 0% | 1 | 49% | 0.5282% | 0% | 1 | 0% | 0.2695% | 0% | 1 | 7% | 0.2889% | 0% | 1 |  | 1.232% | 0% | 1 | 0.1 | 1.266% | 0% | 1 | 54% | 3.633% | 0% | 2 | 0 | 2 | 14% | 0% | 14% | 1 | 28% | 0.2419% | 0% | 1 | 14% | 0.2031% | 0% | 1 | 38% | 0.2829% | 0% | 1 | 54% | 0.3778% | 0% | 2 | 2% | 0.1778% | 0% | 1 | 6% | 0.1849% | 0% | 1
425 | San Luis Rey | 0 | 0 | 10 | 0% | 0% | 1 | 0.37 | 0% | 0% | 1 | 0% | 0% | 0% | 1 | 0 | 2 | 0% | 0% | 0% | 1 | 16% | 0% | 0% | 1 | 92% | 0% | 0% | 4 | 93% | 0% | 0% | 4 | 93% | 0% | 0% | 4 | 0% | 0% | 0% | 1 | 33% | 0% | 0% | 1 |  | 0% | 0% | 1 | 0.37 | 0% | 0% | 1 | 5% | 0% | 0% | 1 | 0 | 2 | 2% | 0% | 2% | 1 | 53% | 0% | 0% | 2 | 50% | 0% | 0% | 2 | 65% | 0% | 0% | 2 | 74% | 0% | 0% | 3 | 3% | 0% | 0% | 1 | 6% | 0% | 0% | 1 |  | 0% | 0% | 1 | 0.38 | 0% | 0% | 1 | 6% | 0% | 0% | 1 | 0 | 2 | 33% | 2% | 35% | 2 | 62% | 0% | 0% | 2 | 25% | 0% | 0% | 1 | 53% | 0% | 0% | 2 | 75% | 0% | 0% | 3 | 3% | 0% | 0% | 1 | 7% | 0% | 0% | 1 |  | 0% | 0% | 1 | 0.37 | 0% | 0% | 1 | 4% | 0% | 0% | 1 | 0 | 2 | 49% | 25% | 74% | 4 | 55% | 0% | 0% | 2 | 15% | 0% | 0% | 1 | 32% | 0% | 0% | 1 | 64% | 0% | 0% | 2 | 8% | 0% | 0% | 1 | 7% | 0% | 0% | 1
426 | Woodward | 0 | 0 | 10 | 0% | 0% | 1 | 0.54 | 0% | 0% | 1 | 14% | 0% | 0% | 1 | 0 | 2 | 46% | 0% | 46% | 2 | 49% | 0% | 0% | 1 | 93% | 0% | 0% | 4 | 87% | 0% | 0% | 3 | 96% | 0% | 0% | 5 | 16% | 0% | 0% | 1 | 26% | 0% | 0% | 1 |  | 0% | 0% | 1 | 0.33 | 0% | 0% | 1 | 9% | 0% | 0% | 1 | 0 | 2 | 68% | 0% | 68% | 3 | 52% | 0% | 0% | 2 | 57% | 0% | 0% | 2 | 53% | 0% | 0% | 2 | 84% | 0% | 0% | 3 | 43% | 0% | 0% | 1 | 30% | 0% | 0% | 1 |  | 0% | 0% | 1 | 0.22 | 0% | 0% | 1 | 17% | 0% | 0% | 1 | 0 | 2 | 62% | 0% | 62% | 3 | 51% | 0% | 0% | 2 | 40% | 0% | 0% | 1 | 37% | 0% | 0% | 1 | 72% | 0% | 0% | 3 | 38% | 0% | 0% | 1 | 20% | 0% | 0% | 1 |  | 0% | 0% | 1 | 0.19 | 0% | 0% | 1 | 29% | 0% | 0% | 1 | 0 | 2 | 52% | 1% | 53% | 3 | 46% | 0% | 0% | 1 | 30% | 0% | 0% | 1 | 29% | 0% | 0% | 1 | 61% | 0% | 0% | 2 | 32% | 0% | 0% | 1 | 14% | 0% | 0% | 1
427 | Helm | 749 | 7490 | 10 | 76.23% | 0% | 3 | 0.08 | 153.4% | 7.617% | 3 | 17% | 24.59% | 0% | 2 | 0 | 2 | 1% | 0% | 1% | 1 | 67% | 56.52% | 0% | 3 | 21% | 23.26% | 0% | 2 | 21% | 23.26% | 0% | 2 | 73% | 68.95% | 0% | 3 | 0% | 18.37% | 0% | 1 | 1% | 18.49% | 0% | 1 |  | 8.328% | 0% | 1 | 0.07 | 18.24% | 0% | 1 | 19% | 5.831% | 0% | 1 | 0 | 2 | 2% | 0% | 2% | 1 | 27% | 5.784% | 0% | 1 | 13% | 4.892% | 0% | 1 | 14% | 4.944% | 0% | 1 | 36% | 6.587% | 0% | 1 | 0% | 4.247% | 0% | 1 | 3% | 4.372% | 0% | 1 |  | 4.186% | 0% | 1 | 0.07 | 10.04% | 0% | 1 | 34% | 5.831% | 0% | 1 | 0 | 2 | 2% | 0% | 2% | 1 | 21% | 2.394% | 0% | 1 | 10% | 2.097% | 0% | 1 | 12% | 2.146% | 0% | 1 | 29% | 2.633% | 0% | 1 | 0% | 1.888% | 0% | 1 | 3% | 1.933% | 0% | 1 |  | 2.982% | 0% | 1 | 0.08 | 6.264% | 0% | 1 | 44% | 5.831% | 0% | 1 | 0 | 2 | 4% | 0% | 4% | 1 | 22% | 1.345% | 0% | 1 | 7% | 1.124% | 0% | 1 | 10% | 1.164% | 0% | 1 | 28% | 1.457% | 0% | 1 | 3% | 1.071% | 0% | 1 | 2% | 1.068% | 0% | 1
428 | FMC | 0 | 0 | 10 | 0% | 0% | 1 | 0 | 0% | 0% | 1 | 0% | 0% | 0% | 1 | 0 | 2 | 0% | 0% | 0% | 1 | 0% | 0% | 0% | 1 | 0% | 0% | 0% | 1 | 0% | 0% | 0% | 1 | 0% | 0% | 0% | 1 | 0% | 0% | 0% | 1 | 0% | 0% | 0% | 1 |  | 0% | 0% | 1 | 0.1 | 0% | 0% | 1 | 0% | 0% | 0% | 1 | 0 | 2 | 97% | 0% | 97% | 5 | 4% | 0% | 0% | 1 | 11% | 0% | 0% | 1 | 14% | 0% | 0% | 1 | 18% | 0% | 0% | 1 | 60% | 0% | 0% | 2 | 7% | 0% | 0% | 1 |  | 0% | 0% | 1 | 0.1 | 0% | 0% | 1 | 1% | 0% | 0% | 1 | 0 | 2 | 76% | 0% | 76% | 5 | 64% | 0% | 0% | 2 | 35% | 0% | 0% | 1 | 55% | 0% | 0% | 2 | 75% | 0% | 0% | 3 | 56% | 0% | 0% | 2 | 6% | 0% | 0% | 1 |  | 0% | 0% | 1 | 0.15 | 0% | 0% | 1 | 1% | 0% | 0% | 1 | 0 | 2 | 61% | 7% | 68% | 3 | 70% | 0% | 0% | 3 | 30% | 0% | 0% | 1 | 53% | 0% | 0% | 2 | 85% | 0% | 0% | 3 | 55% | 0% | 0% | 2 | 4% | 0% | 0% | 1
429 | Mohave | 0 | 0 | 0 | 0% | 0% | 1 | 0 | 0% | 0% | 1 | 0% | 0% | 0% | 1 | 0 | 2 | 0% | 0% | 0% | 1 | 0% | 0% | 0% | 1 | 0% | 0% | 0% | 1 | 0% | 0% | 0% | 1 | 0% | 0% | 0% | 1 | 0% | 0% | 0% | 1 | 0% | 0% | 0% | 1 |  | 0% | 0% | 1 | 0.02 | 0% | 0% | 1 | 0% | 0% | 0% | 1 | 0 | 2 | 0% | 0% | 0% | 1 | 0% | 0% | 0% | 1 | 1% | 0% | 0% | 1 | 0% | 0% | 0% | 1 | 1% | 0% | 0% | 1 | 1% | 0% | 0% | 1 | 1% | 0% | 0% | 1 |  | 0% | 0% | 1 | 0.02 | 0% | 0% | 1 | 0% | 0% | 0% | 1 | 0 | 2 | 0% | 0% | 0% | 1 | 1% | 0% | 0% | 1 | 9% | 0% | 0% | 1 | 0% | 0% | 0% | 1 | 9% | 0% | 0% | 1 | 2% | 0% | 0% | 1 | 2% | 0% | 0% | 1 |  | 0% | 0% | 1 | 0.05 | 0% | 0% | 1 | 0% | 0% | 0% | 1 | 0 | 2 | 0% | 0% | 0% | 1 | 3% | 0% | 0% | 1 | 6% | 0% | 0% | 1 | 0% | 0% | 0% | 1 | 7% | 0% | 0% | 1 | 2% | 0% | 0% | 1 | 2% | 0% | 0% | 1
430 | Wakefield | 200 | 2000 | 10 | 23.59% | 0% | 2 | 0.12 | 57.44% | 0% | 2 | 24% | 0% | 0% | 1 | 0 | 2 | 0% | 0% | 0% | 1 | 22% | 8.506% | 0% | 1 | 15% | 7.781% | 0% | 1 | 21% | 8.383% | 0% | 1 | 39% | 10.96% | 0% | 1 | 32% | 9.768% | 0% | 1 | 7% | 7.122% | 0% | 1 |  | 9.205% | 0% | 1 | 0.13 | 16.85% | 0% | 1 | 30% | 0% | 0% | 1 | 0 | 2 | 1% | 0% | 1% | 1 | 27% | 3.021% | 0% | 1 | 10% | 2.442% | 0% | 1 | 15% | 2.57% | 0% | 1 | 40% | 3.625% | 0% | 1 | 26% | 2.962% | 0% | 1 | 6% | 2.338% | 0% | 1 |  | 6.058% | 0% | 1 | 0.12 | 9.27% | 0% | 1 | 28% | 0% | 0% | 1 | 0 | 2 | 7% | 1% | 8% | 2 | 34% | 2.049% | 0% | 1 | 7% | 1.44% | 0% | 1 | 14% | 1.556% | 0% | 1 | 44% | 2.424% | 0% | 1 | 26% | 1.823% | 0% | 1 | 8% | 1.455% | 0% | 1 |  | 4.828% | 0% | 1 | 0.12 | 4.907% | 0% | 1 | 23% | 0% | 0% | 1 | 0 | 2 | 16% | 3% | 19% | 2 | 40% | 1.649% | 0% | 1 | 7% | 1.061% | 0% | 1 | 13% | 1.13% | 0% | 1 | 49% | 1.952% | 0% | 1 | 28% | 1.379% | 0% | 1 | 9% | 1.089% | 0% | 1
431 | Kern PP | 50 | 500 | 10 | 118.8% | 3.175% | 4 | 0.87 | 999% | 48.5% | 5 | 57% | 758.3% | 4.776% | 4 | 0 | 2 | 0% | 0% | 0% | 1 | 64% | 47.94% | 0% | 2 | 21% | 21.88% | 0% | 2 | 26% | 23.26% | 0% | 2 | 64% | 47.94% | 0% | 2 | 0% | 17.19% | 0% | 1 | 3% | 17.66% | 0% | 1 |  | 3.216% | 0% | 1 | 0.18 | 20.83% | 0% | 2 | 49% | 0% | 0% | 1 | 0 | 2 | 6% | 0% | 6% | 1 | 33% | 0.7762% | 0% | 1 | 16% | 0.6169% | 0% | 1 | 34% | 0.7937% | 0% | 1 | 49% | 1.012% | 0% | 1 | 0% | 0.5202% | 0% | 1 | 9% | 0.5714% | 0% | 1 |  | 0.9522% | 0% | 1 | 0.13 | 2.131% | 0% | 1 | 48% | 0% | 0% | 1 | 0 | 2 | 16% | 0% | 16% | 1 | 31% | 0.2482% | 0% | 1 | 17% | 0.2056% | 0% | 1 | 31% | 0.248% | 0% | 1 | 48% | 0.332% | 0% | 1 | 3% | 0.1766% | 0% | 1 | 6% | 0.1835% | 0% | 1 |  | 0.5548% | 0% | 1 | 0.1 | 0.4797% | 0% | 1 | 48% | 0% | 0% | 1 | 0 | 2 | 21% | 0% | 21% | 2 | 30% | 0.1219% | 0% | 1 | 22% | 0.1088% | 0% | 1 | 38% | 0.1384% | 0% | 1 | 53% | 0.1818% | 0% | 2 | 9% | 0.09332% | 0% | 1 | 4% | 0.08917% | 0% | 1
432 | Diablo Canyon | 0 | 0 | 10 | 0% | 0% | 1 | 0.04 | 0% | 0% | 1 | 0% | 0% | 0% | 1 | 0 | 2 | 75% | 0% | 75% | 5 | 0% | 0% | 0% | 1 | 6% | 0% | 0% | 1 | 54% | 0% | 0% | 2 | 54% | 0% | 0% | 2 | 63% | 0% | 0% | 2 | 7% | 0% | 0% | 1 |  | 0% | 0% | 1 | 0.08 | 0% | 0% | 1 | 3% | 0% | 0% | 1 | 0 | 2 | 83% | 0% | 83% | 5 | 6% | 0% | 0% | 1 | 16% | 0% | 0% | 1 | 71% | 0% | 0% | 3 | 71% | 0% | 0% | 3 | 51% | 0% | 0% | 2 | 10% | 0% | 0% | 1 |  | 0% | 0% | 1 | 0.13 | 0% | 0% | 1 | 6% | 0% | 0% | 1 | 0 | 2 | 78% | 3% | 81% | 5 | 18% | 0% | 0% | 1 | 15% | 0% | 0% | 1 | 66% | 0% | 0% | 2 | 70% | 0% | 0% | 3 | 48% | 0% | 0% | 1 | 10% | 0% | 0% | 1 |  | 0% | 0% | 1 | 0.1 | 0% | 0% | 1 | 6% | 0% | 0% | 1 | 0 | 2 | 79% | 3% | 82% | 5 | 37% | 0% | 0% | 1 | 24% | 0% | 0% | 1 | 49% | 0% | 0% | 1 | 65% | 0% | 0% | 2 | 49% | 0% | 0% | 1 | 9% | 0% | 0% | 1
433 | Reedley | 0 | 0 | 10 | 0% | 0% | 1 | 0.23 | 0% | 0% | 1 | 49% | 0% | 0% | 1 | 0 | 2 | 0% | 0% | 0% | 1 | 2% | 0% | 0% | 1 | 12% | 0% | 0% | 1 | 24% | 0% | 0% | 1 | 24% | 0% | 0% | 1 | 1% | 0% | 0% | 1 | 1% | 0% | 0% | 1 |  | 0% | 0% | 1 | 0.19 | 0% | 0% | 1 | 43% | 0% | 0% | 1 | 0 | 2 | 6% | 0% | 6% | 1 | 27% | 0% | 0% | 1 | 21% | 0% | 0% | 1 | 29% | 0% | 0% | 1 | 39% | 0% | 0% | 1 | 14% | 0% | 0% | 1 | 3% | 0% | 0% | 1 |  | 0% | 0% | 1 | 0.18 | 0% | 0% | 1 | 39% | 0% | 0% | 1 | 0 | 2 | 17% | 0% | 17% | 1 | 32% | 0% | 0% | 1 | 22% | 0% | 0% | 1 | 30% | 0% | 0% | 1 | 50% | 0% | 0% | 2 | 19% | 0% | 0% | 1 | 4% | 0% | 0% | 1 |  | 0% | 0% | 1 | 0.18 | 0% | 0% | 1 | 35% | 0% | 0% | 1 | 0 | 2 | 25% | 0% | 25% | 2 | 30% | 0% | 0% | 1 | 19% | 0% | 0% | 1 | 27% | 0% | 0% | 1 | 45% | 0% | 0% | 1 | 23% | 0% | 0% | 1 | 4% | 0% | 0% | 1
434 | Oakland J | 0 | 0 | 10 | 0% | 0% | 1 | 0.84 | 0% | 0% | 1 | 0% | 0% | 0% | 1 | 0 | 2 | 0% | 0% | 0% | 1 | 2% | 0% | 0% | 1 | 29% | 0% | 0% | 1 | 63% | 0% | 0% | 2 | 63% | 0% | 0% | 2 | 0% | 0% | 0% | 1 | 8% | 0% | 0% | 1 |  | 0% | 0% | 1 | 0.27 | 0% | 0% | 1 | 0% | 0% | 0% | 1 | 0 | 2 | 49% | 0% | 49% | 2 | 61% | 0% | 0% | 2 | 30% | 0% | 0% | 1 | 67% | 0% | 0% | 2 | 82% | 0% | 0% | 3 | 29% | 0% | 0% | 1 | 6% | 0% | 0% | 1 |  | 0% | 0% | 1 | 0.35 | 0% | 0% | 1 | 0% | 0% | 0% | 1 | 0 | 2 | 64% | 0% | 64% | 3 | 57% | 0% | 0% | 2 | 40% | 0% | 0% | 1 | 70% | 0% | 0% | 3 | 87% | 0% | 0% | 3 | 31% | 0% | 0% | 1 | 5% | 0% | 0% | 1 |  | 0% | 0% | 1 | 0.45 | 0% | 0% | 1 | 0% | 0% | 0% | 1 | 0 | 2 | 56% | 0% | 56% | 3 | 38% | 0% | 0% | 1 | 41% | 0% | 0% | 1 | 69% | 0% | 0% | 2 | 81% | 0% | 0% | 3 | 26% | 0% | 0% | 1 | 6% | 0% | 0% | 1
435 | Sandy | 0 | 0 | 0 | 0% | 0% | 1 | 0 | 0% | 0% | 1 | 0% | 0% | 0% | 1 | 0 | 2 | 0% | 0% | 0% | 1 | 0% | 0% | 0% | 1 | 0% | 0% | 0% | 1 | 0% | 0% | 0% | 1 | 0% | 0% | 0% | 1 | 0% | 0% | 0% | 1 | 0% | 0% | 0% | 1 |  | 0% | 0% | 1 | 0 | 0% | 0% | 1 | 0% | 0% | 0% | 1 | 0 | 2 | 0% | 0% | 0% | 1 | 0% | 0% | 0% | 1 | 0% | 0% | 0% | 1 | 0% | 0% | 0% | 1 | 0% | 0% | 0% | 1 | 0% | 0% | 0% | 1 | 0% | 0% | 0% | 1 |  | 0% | 0% | 1 | 0.35 | 0% | 0% | 1 | 0% | 0% | 0% | 1 | 0 | 2 | 0% | 0% | 0% | 1 | 0% | 0% | 0% | 1 | 0% | 0% | 0% | 1 | 15% | 0% | 0% | 1 | 15% | 0% | 0% | 1 | 7% | 0% | 0% | 1 | 0% | 0% | 0% | 1 |  | 0% | 0% | 1 | 0.51 | 0% | 0% | 1 | 0% | 0% | 0% | 1 | 0 | 2 | 0% | 0% | 0% | 1 | 3% | 0% | 0% | 1 | 0% | 0% | 0% | 1 | 22% | 0% | 0% | 1 | 23% | 0% | 0% | 1 | 16% | 0% | 0% | 1 | 0% | 0% | 0% | 1
436 | Cayetano | 0 | 0 | 10 | 0% | 0% | 1 | 0.17 | 0% | 0% | 1 | 0% | 0% | 0% | 1 | 0 | 2 | 95% | 3% | 98% | 5 | 30% | 0% | 0% | 1 | 57% | 0% | 0% | 2 | 80% | 0% | 0% | 3 | 80% | 0% | 0% | 3 | 26% | 0% | 0% | 1 | 8% | 0% | 0% | 1 |  | 0% | 0% | 1 | 0.12 | 0% | 0% | 1 | 0% | 0% | 0% | 1 | 0 | 2 | 96% | 1% | 97% | 5 | 65% | 0% | 0% | 2 | 56% | 0% | 0% | 2 | 70% | 0% | 0% | 3 | 88% | 0% | 0% | 3 | 33% | 0% | 0% | 1 | 7% | 0% | 0% | 1 |  | 0% | 0% | 1 | 0.14 | 0% | 0% | 1 | 10% | 0% | 0% | 1 | 0 | 2 | 82% | 3% | 85% | 5 | 62% | 0% | 0% | 2 | 58% | 0% | 0% | 2 | 67% | 0% | 0% | 2 | 85% | 0% | 0% | 3 | 35% | 0% | 0% | 1 | 7% | 0% | 0% | 1 |  | 0% | 0% | 1 | 0.12 | 0% | 0% | 1 | 20% | 0% | 0% | 1 | 0 | 2 | 64% | 8% | 72% | 3 | 60% | 0% | 0% | 2 | 46% | 0% | 0% | 1 | 54% | 0% | 0% | 2 | 76% | 0% | 0% | 3 | 36% | 0% | 0% | 1 | 6% | 0% | 0% | 1
437 | Pit 1 | 0 | 0 | 10 | 0% | 0% | 1 | 0.09 | 0% | 0% | 1 | 0% | 0% | 0% | 1 | 0 | 2 | 0% | 0% | 0% | 1 | 51% | 0% | 0% | 2 | 61% | 0% | 0% | 2 | 80% | 0% | 0% | 3 | 96% | 0% | 0% | 5 | 62% | 0% | 0% | 2 | 3% | 0% | 0% | 1 |  | 0% | 0% | 1 | 0.08 | 0% | 0% | 1 | 0% | 0% | 0% | 1 | 0 | 2 | 5% | 0% | 5% | 1 | 24% | 0% | 0% | 1 | 39% | 0% | 0% | 1 | 42% | 0% | 0% | 1 | 57% | 0% | 0% | 2 | 36% | 0% | 0% | 1 | 8% | 0% | 0% | 1 |  | 0% | 0% | 1 | 0.06 | 0% | 0% | 1 | 0% | 0% | 0% | 1 | 0 | 2 | 19% | 0% | 19% | 1 | 28% | 0% | 0% | 1 | 20% | 0% | 0% | 1 | 19% | 0% | 0% | 1 | 43% | 0% | 0% | 1 | 38% | 0% | 0% | 1 | 7% | 0% | 0% | 1 |  | 0% | 0% | 1 | 0.06 | 0% | 0% | 1 | 0% | 0% | 0% | 1 | 0 | 2 | 33% | 0% | 33% | 2 | 35% | 0% | 0% | 1 | 14% | 0% | 0% | 1 | 12% | 0% | 0% | 1 | 46% | 0% | 0% | 1 | 37% | 0% | 0% | 1 | 6% | 0% | 0% | 1
438 | Metcalf | 0 | 0 | 10 | 0% | 0% | 1 | 0.11 | 0% | 0% | 1 | 6% | 0% | 0% | 1 | 0 | 2 | 90% | 0% | 90% | 5 | 100% | 0% | 0% | 5 | 47% | 0% | 0% | 1 | 57% | 0% | 0% | 2 | 100% | 0% | 0% | 5 | 34% | 0% | 0% | 1 | 4% | 0% | 0% | 1 |  | 0% | 0% | 1 | 0.11 | 0% | 0% | 1 | 2% | 0% | 0% | 1 | 0 | 2 | 87% | 8% | 95% | 5 | 81% | 0% | 0% | 3 | 24% | 0% | 0% | 1 | 36% | 0% | 0% | 1 | 84% | 0% | 0% | 3 | 58% | 0% | 0% | 2 | 5% | 0% | 0% | 1 |  | 0% | 0% | 1 | 0.11 | 0% | 0% | 1 | 1% | 0% | 0% | 1 | 0 | 2 | 62% | 24% | 86% | 5 | 70% | 0% | 0% | 3 | 24% | 0% | 0% | 1 | 39% | 0% | 0% | 1 | 77% | 0% | 0% | 3 | 64% | 0% | 0% | 2 | 4% | 0% | 0% | 1 |  | 0% | 0% | 1 | 0.14 | 0% | 0% | 1 | 3% | 0% | 0% | 1 | 0 | 2 | 45% | 27% | 72% | 4 | 66% | 0% | 0% | 2 | 25% | 0% | 0% | 1 | 45% | 0% | 0% | 1 | 81% | 0% | 0% | 3 | 60% | 0% | 0% | 2 | 3% | 0% | 0% | 1
439 | Delaney | 0 | 0 | 0 | 0% | 0% | 1 | 0 | 0% | 0% | 1 | 0% | 0% | 0% | 1 | 0 | 2 | 0% | 0% | 0% | 1 | 0% | 0% | 0% | 1 | 0% | 0% | 0% | 1 | 0% | 0% | 0% | 1 | 0% | 0% | 0% | 1 | 0% | 0% | 0% | 1 | 0% | 0% | 0% | 1 |  | 0% | 0% | 1 | 0 | 0% | 0% | 1 | 0% | 0% | 0% | 1 | 0 | 2 | 0% | 0% | 0% | 1 | 0% | 0% | 0% | 1 | 0% | 0% | 0% | 1 | 0% | 0% | 0% | 1 | 0% | 0% | 0% | 1 | 0% | 0% | 0% | 1 | 0% | 0% | 0% | 1 |  | 0% | 0% | 1 | 0 | 0% | 0% | 1 | 0% | 0% | 0% | 1 | 0 | 2 | 0% | 0% | 0% | 1 | 0% | 0% | 0% | 1 | 0% | 0% | 0% | 1 | 0% | 0% | 0% | 1 | 0% | 0% | 0% | 1 | 0% | 0% | 0% | 1 | 0% | 0% | 0% | 1 |  | 0% | 0% | 1 | 0 | 0% | 0% | 1 | 0% | 0% | 0% | 1 | 0 | 2 | 0% | 0% | 0% | 1 | 0% | 0% | 0% | 1 | 0% | 0% | 0% | 1 | 0% | 0% | 0% | 1 | 0% | 0% | 0% | 1 | 0% | 0% | 0% | 1 | 0% | 0% | 0% | 1
440 | Oakland L | 0 | 0 | 10 | 0% | 0% | 1 | 0.24 | 0% | 0% | 1 | 0% | 0% | 0% | 1 | 0 | 2 | 0% | 0% | 0% | 1 | 0% | 0% | 0% | 1 | 18% | 0% | 0% | 1 | 35% | 0% | 0% | 1 | 35% | 0% | 0% | 1 | 0% | 0% | 0% | 1 | 3% | 0% | 0% | 1 |  | 0% | 0% | 1 | 0.3 | 0% | 0% | 1 | 0% | 0% | 0% | 1 | 0 | 2 | 27% | 0% | 27% | 2 | 46% | 0% | 0% | 1 | 43% | 0% | 0% | 1 | 70% | 0% | 0% | 3 | 73% | 0% | 0% | 3 | 12% | 0% | 0% | 1 | 4% | 0% | 0% | 1 |  | 0% | 0% | 1 | 0.45 | 0% | 0% | 1 | 0% | 0% | 0% | 1 | 0 | 2 | 53% | 0% | 53% | 3 | 40% | 0% | 0% | 1 | 47% | 0% | 0% | 1 | 72% | 0% | 0% | 3 | 82% | 0% | 0% | 3 | 22% | 0% | 0% | 1 | 6% | 0% | 0% | 1 |  | 0% | 0% | 1 | 0.54 | 0% | 0% | 1 | 0% | 0% | 0% | 1 | 0 | 2 | 46% | 0% | 46% | 2 | 35% | 0% | 0% | 1 | 36% | 0% | 0% | 1 | 67% | 0% | 0% | 2 | 78% | 0% | 0% | 3 | 21% | 0% | 0% | 1 | 6% | 0% | 0% | 1
441 | Lemoore | 0 | 0 | 10 | 0% | 0% | 1 | 0.2 | 0% | 0% | 1 | 37% | 0% | 0% | 1 | 0 | 2 | 0% | 0% | 0% | 1 | 20% | 0% | 0% | 1 | 0% | 0% | 0% | 1 | 1% | 0% | 0% | 1 | 20% | 0% | 0% | 1 | 0% | 0% | 0% | 1 | 5% | 0% | 0% | 1 |  | 0% | 0% | 1 | 0.16 | 0% | 0% | 1 | 40% | 0% | 0% | 1 | 0 | 2 | 0% | 0% | 0% | 1 | 15% | 0% | 0% | 1 | 2% | 0% | 0% | 1 | 3% | 0% | 0% | 1 | 15% | 0% | 0% | 1 | 0% | 0% | 0% | 1 | 4% | 0% | 0% | 1 |  | 0% | 0% | 1 | 0.12 | 0% | 0% | 1 | 42% | 0% | 0% | 1 | 0 | 2 | 0% | 0% | 0% | 1 | 10% | 0% | 0% | 1 | 1% | 0% | 0% | 1 | 3% | 0% | 0% | 1 | 11% | 0% | 0% | 1 | 0% | 0% | 0% | 1 | 2% | 0% | 0% | 1 |  | 0% | 0% | 1 | 0.1 | 0% | 0% | 1 | 46% | 0% | 0% | 1 | 0 | 2 | 1% | 0% | 1% | 1 | 8% | 0% | 0% | 1 | 3% | 0% | 0% | 1 | 7% | 0% | 0% | 1 | 14% | 0% | 0% | 1 | 0% | 0% | 0% | 1 | 2% | 0% | 0% | 1
442 | Tesla | 0 | 0 | 10 | 0% | 0% | 1 | 0.23 | 0% | 0% | 1 | 7% | 0% | 0% | 1 | 0 | 2 | 86% | 0% | 86% | 5 | 79% | 0% | 0% | 3 | 75% | 0% | 0% | 3 | 80% | 0% | 0% | 3 | 93% | 0% | 0% | 4 | 31% | 0% | 0% | 1 | 3% | 0% | 0% | 1 |  | 0% | 0% | 1 | 0.16 | 0% | 0% | 1 | 21% | 0% | 0% | 1 | 0 | 2 | 66% | 5% | 71% | 3 | 72% | 0% | 0% | 3 | 56% | 0% | 0% | 2 | 58% | 0% | 0% | 2 | 82% | 0% | 0% | 3 | 32% | 0% | 0% | 1 | 5% | 0% | 0% | 1 |  | 0% | 0% | 1 | 0.15 | 0% | 0% | 1 | 33% | 0% | 0% | 1 | 0 | 2 | 49% | 9% | 58% | 3 | 56% | 0% | 0% | 2 | 40% | 0% | 0% | 1 | 42% | 0% | 0% | 1 | 68% | 0% | 0% | 2 | 30% | 0% | 0% | 1 | 5% | 0% | 0% | 1 |  | 0% | 0% | 1 | 0.13 | 0% | 0% | 1 | 37% | 0% | 0% | 1 | 0 | 2 | 41% | 11% | 52% | 3 | 53% | 0% | 0% | 2 | 34% | 0% | 0% | 1 | 37% | 0% | 0% | 1 | 63% | 0% | 0% | 2 | 30% | 0% | 0% | 1 | 5% | 0% | 0% | 1
443 | Camanche | 0 | 0 | 10 | 0% | 0% | 1 | 0.17 | 0% | 0% | 1 | 7% | 0% | 0% | 1 | 0 | 2 | 17% | 0% | 17% | 1 | 81% | 0% | 0% | 3 | 60% | 0% | 0% | 2 | 84% | 0% | 0% | 3 | 85% | 0% | 0% | 3 | 36% | 0% | 0% | 1 | 27% | 0% | 0% | 1 |  | 0% | 0% | 1 | 0.18 | 0% | 0% | 1 | 15% | 0% | 0% | 1 | 0 | 2 | 14% | 0% | 14% | 1 | 61% | 0% | 0% | 2 | 40% | 0% | 0% | 1 | 68% | 0% | 0% | 2 | 78% | 0% | 0% | 3 | 24% | 0% | 0% | 1 | 20% | 0% | 0% | 1 |  | 0% | 0% | 1 | 0.17 | 0% | 0% | 1 | 21% | 0% | 0% | 1 | 0 | 2 | 22% | 0% | 22% | 2 | 55% | 0% | 0% | 2 | 30% | 0% | 0% | 1 | 54% | 0% | 0% | 2 | 72% | 0% | 0% | 3 | 27% | 0% | 0% | 1 | 19% | 0% | 0% | 1 |  | 0% | 0% | 1 | 0.16 | 0% | 0% | 1 | 22% | 0% | 0% | 1 | 0 | 2 | 32% | 0% | 32% | 2 | 53% | 0% | 0% | 2 | 23% | 0% | 0% | 1 | 42% | 0% | 0% | 1 | 68% | 0% | 0% | 2 | 31% | 0% | 0% | 1 | 16% | 0% | 0% | 1
444 | Solar | 0 | 0 | 10 | 0% | 0% | 1 | 0.04 | 0% | 0% | 1 | 0% | 0% | 0% | 1 | 0 | 2 | 70% | 8% | 78% | 5 | 11% | 0% | 0% | 1 | 33% | 0% | 0% | 1 | 49% | 0% | 0% | 1 | 51% | 0% | 0% | 2 | 59% | 0% | 0% | 2 | 1% | 0% | 0% | 1 |  | 0% | 0% | 1 | 0.09 | 0% | 0% | 1 | 0% | 0% | 0% | 1 | 0 | 2 | 62% | 15% | 77% | 5 | 41% | 0% | 0% | 1 | 22% | 0% | 0% | 1 | 34% | 0% | 0% | 1 | 68% | 0% | 0% | 2 | 67% | 0% | 0% | 2 | 5% | 0% | 0% | 1 |  | 0% | 0% | 1 | 0.08 | 0% | 0% | 1 | 1% | 0% | 0% | 1 | 0 | 2 | 44% | 15% | 59% | 3 | 53% | 0% | 0% | 2 | 20% | 0% | 0% | 1 | 28% | 0% | 0% | 1 | 72% | 0% | 0% | 3 | 60% | 0% | 0% | 2 | 4% | 0% | 0% | 1 |  | 0% | 0% | 1 | 0.07 | 0% | 0% | 1 | 3% | 0% | 0% | 1 | 0 | 2 | 35% | 19% | 54% | 3 | 55% | 0% | 0% | 2 | 14% | 0% | 0% | 1 | 26% | 0% | 0% | 1 | 73% | 0% | 0% | 3 | 52% | 0% | 0% | 2 | 3% | 0% | 0% | 1
445 | Mesa Heights | 0 | 0 | 10 | 0% | 0% | 1 | 0.89 | 0% | 0% | 1 | 0% | 0% | 0% | 1 | 0 | 2 | 0% | 0% | 0% | 1 | 36% | 0% | 0% | 1 | 100% | 0% | 0% | 5 | 100% | 0% | 0% | 5 | 100% | 0% | 0% | 5 | 0% | 0% | 0% | 1 | 5% | 0% | 0% | 1 |  | 0% | 0% | 1 | 0.27 | 0% | 0% | 1 | 0% | 0% | 0% | 1 | 0 | 2 | 18% | 0% | 18% | 1 | 18% | 0% | 0% | 1 | 20% | 0% | 0% | 1 | 63% | 0% | 0% | 2 | 81% | 0% | 0% | 3 | 1% | 0% | 0% | 1 | 1% | 0% | 0% | 1 |  | 0% | 0% | 1 | 0.21 | 0% | 0% | 1 | 0% | 0% | 0% | 1 | 0 | 2 | 13% | 34% | 47% | 5 | 40% | 0% | 0% | 1 | 38% | 0% | 0% | 1 | 64% | 0% | 0% | 2 | 89% | 0% | 0% | 3 | 9% | 0% | 0% | 1 | 2% | 0% | 0% | 1 |  | 0% | 0% | 1 | 0.23 | 0% | 0% | 1 | 1% | 0% | 0% | 1 | 0 | 2 | 41% | 37% | 78% | 5 | 51% | 0% | 0% | 2 | 55% | 0% | 0% | 2 | 70% | 0% | 0% | 3 | 89% | 0% | 0% | 3 | 16% | 0% | 0% | 1 | 5% | 0% | 0% | 1
446 | Cove Road | 0 | 0 | 10 | 0% | 0% | 1 | 0.07 | 0% | 0% | 1 | 0% | 0% | 0% | 1 | 0 | 2 | 73% | 25% | 98% | 5 | 73% | 0% | 0% | 3 | 17% | 0% | 0% | 1 | 27% | 0% | 0% | 1 | 75% | 0% | 0% | 3 | 20% | 0% | 0% | 1 | 5% | 0% | 0% | 1 |  | 0% | 0% | 1 | 0.05 | 0% | 0% | 1 | 0% | 0% | 0% | 1 | 0 | 2 | 72% | 26% | 98% | 5 | 58% | 0% | 0% | 2 | 22% | 0% | 0% | 1 | 31% | 0% | 0% | 1 | 71% | 0% | 0% | 3 | 32% | 0% | 0% | 1 | 6% | 0% | 0% | 1 |  | 0% | 0% | 1 | 0.05 | 0% | 0% | 1 | 0% | 0% | 0% | 1 | 0 | 2 | 63% | 22% | 85% | 5 | 53% | 0% | 0% | 2 | 18% | 0% | 0% | 1 | 21% | 0% | 0% | 1 | 64% | 0% | 0% | 2 | 35% | 0% | 0% | 1 | 7% | 0% | 0% | 1 |  | 0% | 0% | 1 | 0.05 | 0% | 0% | 1 | 0% | 0% | 0% | 1 | 0 | 2 | 62% | 16% | 78% | 5 | 47% | 0% | 0% | 1 | 19% | 0% | 0% | 1 | 22% | 0% | 0% | 1 | 59% | 0% | 0% | 2 | 36% | 0% | 0% | 1 | 7% | 0% | 0% | 1
447 | Gold Hill | 0 | 0 | 10 | 0% | 0% | 1 | 0.69 | 0% | 0% | 1 | 0% | 0% | 0% | 1 | 0 | 2 | 0% | 0% | 0% | 1 | 60% | 0% | 0% | 2 | 11% | 0% | 0% | 1 | 0% | 0% | 0% | 1 | 60% | 0% | 0% | 2 | 42% | 0% | 0% | 1 | 18% | 0% | 0% | 1 |  | 0% | 0% | 1 | 0.53 | 0% | 0% | 1 | 0% | 0% | 0% | 1 | 0 | 2 | 39% | 3% | 42% | 2 | 48% | 0% | 0% | 1 | 22% | 0% | 0% | 1 | 19% | 0% | 0% | 1 | 58% | 0% | 0% | 2 | 49% | 0% | 0% | 1 | 18% | 0% | 0% | 1 |  | 0% | 0% | 1 | 0.45 | 0% | 0% | 1 | 2% | 0% | 0% | 1 | 0 | 2 | 58% | 3% | 61% | 3 | 64% | 0% | 0% | 2 | 21% | 0% | 0% | 1 | 19% | 0% | 0% | 1 | 70% | 0% | 0% | 3 | 35% | 0% | 0% | 1 | 15% | 0% | 0% | 1 |  | 0% | 0% | 1 | 0.42 | 0% | 0% | 1 | 3% | 0% | 0% | 1 | 0 | 2 | 62% | 2% | 64% | 3 | 66% | 0% | 0% | 2 | 16% | 0% | 0% | 1 | 17% | 0% | 0% | 1 | 72% | 0% | 0% | 3 | 32% | 0% | 0% | 1 | 21% | 0% | 0% | 1
448 | Control | 0 | 0 | 10 | 0% | 0% | 1 | 0.03 | 0% | 0% | 1 | 0% | 0% | 0% | 1 | 0 | 2 | 0% | 0% | 0% | 1 | 0% | 0% | 0% | 1 | 12% | 0% | 0% | 1 | 49% | 0% | 0% | 1 | 54% | 0% | 0% | 2 | 63% | 0% | 0% | 2 | 8% | 0% | 0% | 1 |  | 0% | 0% | 1 | 0.03 | 0% | 0% | 1 | 0% | 0% | 0% | 1 | 0 | 2 | 6% | 0% | 6% | 1 | 0% | 0% | 0% | 1 | 23% | 0% | 0% | 1 | 39% | 0% | 0% | 1 | 42% | 0% | 0% | 1 | 76% | 0% | 0% | 3 | 10% | 0% | 0% | 1 |  | 0% | 0% | 1 | 0.02 | 0% | 0% | 1 | 0% | 0% | 0% | 1 | 0 | 2 | 4% | 0% | 4% | 1 | 0% | 0% | 0% | 1 | 21% | 0% | 0% | 1 | 34% | 0% | 0% | 1 | 36% | 0% | 0% | 1 | 76% | 0% | 0% | 3 | 8% | 0% | 0% | 1 |  | 0% | 0% | 1 | 0.02 | 0% | 0% | 1 | 0% | 0% | 0% | 1 | 0 | 2 | 23% | 0% | 23% | 2 | 0% | 0% | 0% | 1 | 22% | 0% | 0% | 1 | 25% | 0% | 0% | 1 | 31% | 0% | 0% | 1 | 70% | 0% | 0% | 3 | 7% | 0% | 0% | 1
449 | Lambie | 0 | 0 | 10 | 0% | 0% | 1 | 0.06 | 0% | 0% | 1 | 0% | 0% | 0% | 1 | 0 | 2 | 90% | 0% | 90% | 5 | 7% | 0% | 0% | 1 | 59% | 0% | 0% | 2 | 66% | 0% | 0% | 2 | 75% | 0% | 0% | 3 | 13% | 0% | 0% | 1 | 41% | 0% | 0% | 1 |  | 0% | 0% | 1 | 0.07 | 0% | 0% | 1 | 16% | 0% | 0% | 1 | 0 | 2 | 66% | 0% | 66% | 3 | 13% | 0% | 0% | 1 | 35% | 0% | 0% | 1 | 39% | 0% | 0% | 1 | 51% | 0% | 0% | 2 | 6% | 0% | 0% | 1 | 22% | 0% | 0% | 1 |  | 0% | 0% | 1 | 0.08 | 0% | 0% | 1 | 31% | 0% | 0% | 1 | 0 | 2 | 40% | 0% | 40% | 2 | 13% | 0% | 0% | 1 | 24% | 0% | 0% | 1 | 24% | 0% | 0% | 1 | 37% | 0% | 0% | 1 | 5% | 0% | 0% | 1 | 19% | 0% | 0% | 1 |  | 0% | 0% | 1 | 0.12 | 0% | 0% | 1 | 35% | 0% | 0% | 1 | 0 | 2 | 35% | 0% | 35% | 2 | 20% | 0% | 0% | 1 | 21% | 0% | 0% | 1 | 23% | 0% | 0% | 1 | 41% | 0% | 0% | 1 | 9% | 0% | 0% | 1 | 13% | 0% | 0% | 1
450 | Summit | 0 | 0 | 10 | 0% | 0% | 1 | 0.23 | 0% | 0% | 1 | 0% | 0% | 0% | 1 | 0 | 2 | 5% | 0% | 5% | 1 | 8% | 0% | 0% | 1 | 9% | 0% | 0% | 1 | 55% | 0% | 0% | 2 | 61% | 0% | 0% | 2 | 62% | 0% | 0% | 2 | 8% | 0% | 0% | 1 |  | 0% | 0% | 1 | 0.35 | 0% | 0% | 1 | 0% | 0% | 0% | 1 | 0 | 2 | 26% | 0% | 26% | 2 | 14% | 0% | 0% | 1 | 9% | 0% | 0% | 1 | 43% | 0% | 0% | 1 | 53% | 0% | 0% | 2 | 51% | 0% | 0% | 2 | 9% | 0% | 0% | 1 |  | 0% | 0% | 1 | 0.33 | 0% | 0% | 1 | 0% | 0% | 0% | 1 | 0 | 2 | 44% | 7% | 51% | 3 | 26% | 0% | 0% | 1 | 16% | 0% | 0% | 1 | 32% | 0% | 0% | 1 | 52% | 0% | 0% | 2 | 45% | 0% | 0% | 1 | 9% | 0% | 0% | 1 |  | 0% | 0% | 1 | 0.26 | 0% | 0% | 1 | 0% | 0% | 0% | 1 | 0 | 2 | 42% | 21% | 63% | 4 | 35% | 0% | 0% | 1 | 11% | 0% | 0% | 1 | 22% | 0% | 0% | 1 | 52% | 0% | 0% | 2 | 42% | 0% | 0% | 1 | 9% | 0% | 0% | 1
451 | Pauda | 0 | 0 | 10 | 0% | 0% | 1 | 0.08 | 0% | 0% | 1 | 0% | 0% | 0% | 1 | 0 | 2 | 0% | 100% | 100% | 5 | 100% | 0% | 0% | 5 | 60% | 0% | 0% | 2 | 0% | 0% | 0% | 1 | 100% | 0% | 0% | 5 | 78% | 0% | 0% | 3 | 22% | 0% | 0% | 1 |  | 0% | 0% | 1 | 0.43 | 0% | 0% | 1 | 14% | 0% | 0% | 1 | 0 | 2 | 5% | 38% | 43% | 5 | 35% | 0% | 0% | 1 | 21% | 0% | 0% | 1 | 18% | 0% | 0% | 1 | 38% | 0% | 0% | 1 | 24% | 0% | 0% | 1 | 11% | 0% | 0% | 1 |  | 0% | 0% | 1 | 0.33 | 0% | 0% | 1 | 6% | 0% | 0% | 1 | 0 | 2 | 39% | 37% | 76% | 5 | 62% | 0% | 0% | 2 | 33% | 0% | 0% | 1 | 30% | 0% | 0% | 1 | 68% | 0% | 0% | 2 | 28% | 0% | 0% | 1 | 9% | 0% | 0% | 1 |  | 0% | 0% | 1 | 0.27 | 0% | 0% | 1 | 2% | 0% | 0% | 1 | 0 | 2 | 50% | 29% | 79% | 5 | 53% | 0% | 0% | 2 | 58% | 0% | 0% | 2 | 61% | 0% | 0% | 2 | 83% | 0% | 0% | 3 | 32% | 0% | 0% | 1 | 6% | 0% | 0% | 1
452 | Ocotillo Express | 0 | 0 | 10 | 0% | 0% | 1 | 0.07 | 0% | 0% | 1 | 0% | 0% | 0% | 1 | 0 | 2 | 0% | 0% | 0% | 1 | 32% | 0% | 0% | 1 | 28% | 0% | 0% | 1 | 17% | 0% | 0% | 1 | 60% | 0% | 0% | 2 | 30% | 0% | 0% | 1 | 0% | 0% | 0% | 1 |  | 0% | 0% | 1 | 0.05 | 0% | 0% | 1 | 0% | 0% | 0% | 1 | 0 | 2 | 0% | 0% | 0% | 1 | 36% | 0% | 0% | 1 | 19% | 0% | 0% | 1 | 15% | 0% | 0% | 1 | 57% | 0% | 0% | 2 | 43% | 0% | 0% | 1 | 0% | 0% | 0% | 1 |  | 0% | 0% | 1 | 0.06 | 0% | 0% | 1 | 0% | 0% | 0% | 1 | 0 | 2 | 18% | 0% | 18% | 1 | 17% | 0% | 0% | 1 | 19% | 0% | 0% | 1 | 20% | 0% | 0% | 1 | 42% | 0% | 0% | 1 | 52% | 0% | 0% | 2 | 1% | 0% | 0% | 1 |  | 0% | 0% | 1 | 0.08 | 0% | 0% | 1 | 9% | 0% | 0% | 1 | 0 | 2 | 19% | 19% | 38% | 3 | 11% | 0% | 0% | 1 | 15% | 0% | 0% | 1 | 26% | 0% | 0% | 1 | 39% | 0% | 0% | 1 | 41% | 0% | 0% | 1 | 4% | 0% | 0% | 1
453 | Corcoran | 0 | 0 | 10 | 0% | 0% | 1 | 0.07 | 0% | 0% | 1 | 36% | 0% | 0% | 1 | 0 | 2 | 0% | 0% | 0% | 1 | 16% | 0% | 0% | 1 | 7% | 0% | 0% | 1 | 24% | 0% | 0% | 1 | 37% | 0% | 0% | 1 | 3% | 0% | 0% | 1 | 11% | 0% | 0% | 1 |  | 0% | 0% | 1 | 0.07 | 0% | 0% | 1 | 37% | 0% | 0% | 1 | 0 | 2 | 0% | 0% | 0% | 1 | 9% | 0% | 0% | 1 | 2% | 0% | 0% | 1 | 11% | 0% | 0% | 1 | 19% | 0% | 0% | 1 | 1% | 0% | 0% | 1 | 5% | 0% | 0% | 1 |  | 0% | 0% | 1 | 0.07 | 0% | 0% | 1 | 36% | 0% | 0% | 1 | 0 | 2 | 1% | 0% | 1% | 1 | 14% | 0% | 0% | 1 | 2% | 0% | 0% | 1 | 7% | 0% | 0% | 1 | 20% | 0% | 0% | 1 | 0% | 0% | 0% | 1 | 3% | 0% | 0% | 1 |  | 0% | 0% | 1 | 0.09 | 0% | 0% | 1 | 35% | 0% | 0% | 1 | 0 | 2 | 4% | 0% | 4% | 1 | 20% | 0% | 0% | 1 | 4% | 0% | 0% | 1 | 10% | 0% | 0% | 1 | 28% | 0% | 0% | 1 | 0% | 0% | 0% | 1 | 4% | 0% | 0% | 1
454 | Penasquitos | 0 | 0 | 10 | 0% | 0% | 1 | 0.23 | 0% | 0% | 1 | 0% | 0% | 0% | 1 | 0 | 2 | 0% | 0% | 0% | 1 | 11% | 0% | 0% | 1 | 53% | 0% | 0% | 2 | 90% | 0% | 0% | 4 | 90% | 0% | 0% | 4 | 0% | 0% | 0% | 1 | 10% | 0% | 0% | 1 |  | 0% | 0% | 1 | 0.15 | 0% | 0% | 1 | 1% | 0% | 0% | 1 | 0 | 2 | 10% | 0% | 10% | 1 | 24% | 0% | 0% | 1 | 58% | 0% | 0% | 2 | 66% | 0% | 0% | 2 | 81% | 0% | 0% | 3 | 0% | 0% | 0% | 1 | 6% | 0% | 0% | 1 |  | 0% | 0% | 1 | 0.2 | 0% | 0% | 1 | 0% | 0% | 0% | 1 | 0 | 2 | 28% | 30% | 58% | 5 | 45% | 0% | 0% | 1 | 39% | 0% | 0% | 1 | 37% | 0% | 0% | 1 | 75% | 0% | 0% | 3 | 8% | 0% | 0% | 1 | 5% | 0% | 0% | 1 |  | 0% | 0% | 1 | 0.24 | 0% | 0% | 1 | 2% | 0% | 0% | 1 | 0 | 2 | 33% | 38% | 71% | 5 | 56% | 0% | 0% | 2 | 54% | 0% | 0% | 2 | 66% | 0% | 0% | 2 | 90% | 0% | 0% | 4 | 12% | 0% | 0% | 1 | 4% | 0% | 0% | 1
455 | Sonora | 0 | 0 | 0 | 0% | 0% | 1 | 0.07 | 0% | 0% | 1 | 31% | 0% | 0% | 1 | 0 | 2 | 0% | 0% | 0% | 1 | 14% | 0% | 0% | 1 | 7% | 0% | 0% | 1 | 42% | 0% | 0% | 1 | 42% | 0% | 0% | 1 | 17% | 0% | 0% | 1 | 7% | 0% | 0% | 1 |  | 0% | 0% | 1 | 0.08 | 0% | 0% | 1 | 43% | 0% | 0% | 1 | 0 | 2 | 0% | 0% | 0% | 1 | 8% | 0% | 0% | 1 | 32% | 0% | 0% | 1 | 49% | 0% | 0% | 1 | 50% | 0% | 0% | 2 | 11% | 0% | 0% | 1 | 8% | 0% | 0% | 1 |  | 0% | 0% | 1 | 0.08 | 0% | 0% | 1 | 49% | 0% | 0% | 1 | 0 | 2 | 0% | 0% | 0% | 1 | 6% | 0% | 0% | 1 | 31% | 0% | 0% | 1 | 39% | 0% | 0% | 1 | 43% | 0% | 0% | 1 | 12% | 0% | 0% | 1 | 7% | 0% | 0% | 1 |  | 0% | 0% | 1 | 0.08 | 0% | 0% | 1 | 51% | 0% | 0% | 2 | 0 | 2 | 0% | 0% | 0% | 1 | 6% | 0% | 0% | 1 | 26% | 0% | 0% | 1 | 31% | 0% | 0% | 1 | 36% | 0% | 0% | 1 | 15% | 0% | 0% | 1 | 6% | 0% | 0% | 1
456 | Tranquility | 1034 | 10340 | 10 | 46.24% | 0% | 2 | 0.08 | 376% | 19.21% | 3 | 33% | 40.01% | 0% | 2 | 0 | 2 | 4% | 0% | 4% | 1 | 26% | 32.32% | 0% | 2 | 0% | 24.03% | 0% | 2 | 9% | 26.54% | 0% | 2 | 28% | 33.46% | 0% | 2 | 0% | 24.03% | 0% | 2 | 0% | 24.09% | 0% | 2 |  | 15.29% | 0% | 1 | 0.08 | 44.82% | 0% | 2 | 41% | 13.71% | 0% | 1 | 0 | 2 | 5% | 0% | 5% | 1 | 25% | 7.969% | 0% | 1 | 3% | 6.205% | 0% | 1 | 12% | 6.861% | 0% | 1 | 27% | 8.193% | 0% | 1 | 5% | 6.298% | 0% | 1 | 0% | 6.03% | 0% | 1 |  | 9.767% | 0% | 1 | 0.07 | 14.02% | 0% | 1 | 41% | 13.71% | 0% | 1 | 0 | 2 | 7% | 0% | 7% | 1 | 32% | 4.192% | 0% | 1 | 8% | 3.087% | 0% | 1 | 17% | 3.438% | 0% | 1 | 40% | 4.763% | 0% | 1 | 9% | 3.132% | 0% | 1 | 2% | 2.908% | 0% | 1 |  | 5.08% | 0% | 1 | 0.06 | 7.492% | 0% | 1 | 34% | 13.71% | 0% | 1 | 0 | 2 | 13% | 0% | 13% | 1 | 33% | 2.559% | 0% | 1 | 10% | 1.889% | 0% | 1 | 17% | 2.048% | 0% | 1 | 42% | 2.932% | 0% | 1 | 10% | 1.894% | 0% | 1 | 3% | 1.751% | 0% | 1
457 | Manning | 1969.6 | 19696 | 10 | 636.8% | 57.33% | 5 | 0.05 | 250.6% | 49.33% | 5 | 46% | 275.5% | 85.76% | 5 | 0 | 2 | 0% | 0% | 0% | 1 | 45% | 111.4% | 14.02% | 5 | 31% | 88.43% | 0% | 4 | 43% | 107.6% | 10.13% | 5 | 54% | 134.6% | 29.05% | 5 | 15% | 72.41% | 0% | 3 | 0% | 61.62% | 0% | 3 |  | 116.5% | 2.614% | 4 | 0.06 | 81.31% | 0% | 3 | 53% | 94.5% | 0% | 3 | 0 | 2 | 11% | 0% | 11% | 1 | 36% | 24.81% | 0% | 2 | 11% | 17.93% | 0% | 1 | 25% | 21.32% | 0% | 2 | 44% | 28.25% | 0% | 2 | 19% | 19.64% | 0% | 1 | 0% | 16% | 0% | 1 |  | 32.45% | 0% | 2 | 0.06 | 34.3% | 0% | 2 | 43% | 94.5% | 0% | 3 | 0 | 2 | 18% | 2% | 20% | 2 | 36% | 11.16% | 0% | 1 | 8% | 7.848% | 0% | 1 | 25% | 9.621% | 0% | 1 | 46% | 13.25% | 0% | 1 | 21% | 9.139% | 0% | 1 | 1% | 7.283% | 0% | 1 |  | 15.5% | 0% | 1 | 0.06 | 19.15% | 0% | 1 | 36% | 94.5% | 0% | 3 | 0 | 2 | 19% | 6% | 25% | 2 | 37% | 6.444% | 0% | 1 | 10% | 4.506% | 0% | 1 | 22% | 5.24% | 0% | 1 | 45% | 7.379% | 0% | 1 | 23% | 5.277% | 0% | 1 | 2% | 4.138% | 0% | 1
458 | Rerc | 0 | 0 | 0 | 0% | 0% | 1 | 0 | 0% | 0% | 1 | 0% | 0% | 0% | 1 | 0 | 2 | 0% | 0% | 0% | 1 | 0% | 0% | 0% | 1 | 0% | 0% | 0% | 1 | 0% | 0% | 0% | 1 | 0% | 0% | 0% | 1 | 0% | 0% | 0% | 1 | 0% | 0% | 0% | 1 |  | 0% | 0% | 1 | 0.46 | 0% | 0% | 1 | 16% | 0% | 0% | 1 | 0 | 2 | 33% | 0% | 33% | 2 | 2% | 0% | 0% | 1 | 17% | 0% | 0% | 1 | 38% | 0% | 0% | 1 | 45% | 0% | 0% | 1 | 2% | 0% | 0% | 1 | 4% | 0% | 0% | 1 |  | 0% | 0% | 1 | 0.32 | 0% | 0% | 1 | 4% | 0% | 0% | 1 | 0 | 2 | 65% | 13% | 78% | 5 | 17% | 0% | 0% | 1 | 34% | 0% | 0% | 1 | 57% | 0% | 0% | 2 | 65% | 0% | 0% | 2 | 26% | 0% | 0% | 1 | 7% | 0% | 0% | 1 |  | 0% | 0% | 1 | 0.27 | 0% | 0% | 1 | 2% | 0% | 0% | 1 | 0 | 2 | 63% | 22% | 85% | 5 | 38% | 0% | 0% | 1 | 38% | 0% | 0% | 1 | 51% | 0% | 0% | 2 | 75% | 0% | 0% | 3 | 30% | 0% | 0% | 1 | 8% | 0% | 0% | 1
459 | Valley Center | 0 | 0 | 10 | 0% | 0% | 1 | 0.52 | 0% | 0% | 1 | 5% | 0% | 0% | 1 | 0 | 2 | 70% | 23% | 93% | 5 | 25% | 0% | 0% | 1 | 5% | 0% | 0% | 1 | 7% | 0% | 0% | 1 | 27% | 0% | 0% | 1 | 6% | 0% | 0% | 1 | 8% | 0% | 0% | 1 |  | 0% | 0% | 1 | 0.31 | 0% | 0% | 1 | 4% | 0% | 0% | 1 | 0 | 2 | 41% | 45% | 86% | 5 | 44% | 0% | 0% | 1 | 6% | 0% | 0% | 1 | 16% | 0% | 0% | 1 | 50% | 0% | 0% | 2 | 32% | 0% | 0% | 1 | 8% | 0% | 0% | 1 |  | 0% | 0% | 1 | 0.3 | 0% | 0% | 1 | 4% | 0% | 0% | 1 | 0 | 2 | 34% | 52% | 86% | 5 | 55% | 0% | 0% | 2 | 15% | 0% | 0% | 1 | 32% | 0% | 0% | 1 | 62% | 0% | 0% | 2 | 36% | 0% | 0% | 1 | 8% | 0% | 0% | 1 |  | 0% | 0% | 1 | 0.26 | 0% | 0% | 1 | 3% | 0% | 0% | 1 | 0 | 2 | 29% | 61% | 90% | 5 | 67% | 0% | 0% | 2 | 24% | 0% | 0% | 1 | 38% | 0% | 0% | 1 | 73% | 0% | 0% | 3 | 37% | 0% | 0% | 1 | 8% | 0% | 0% | 1
460 | Bannister | 0 | 0 | 10 | 0% | 0% | 1 | 0.1 | 0% | 0% | 1 | 35% | 0% | 0% | 1 | 0 | 2 | 0% | 0% | 0% | 1 | 0% | 0% | 0% | 1 | 76% | 0% | 0% | 3 | 85% | 0% | 0% | 3 | 85% | 0% | 0% | 3 | 0% | 0% | 0% | 1 | 12% | 0% | 0% | 1 |  | 0% | 0% | 1 | 0.08 | 0% | 0% | 1 | 40% | 0% | 0% | 1 | 0 | 2 | 0% | 0% | 0% | 1 | 1% | 0% | 0% | 1 | 44% | 0% | 0% | 1 | 54% | 0% | 0% | 2 | 55% | 0% | 0% | 2 | 9% | 0% | 0% | 1 | 8% | 0% | 0% | 1 |  | 0% | 0% | 1 | 0.08 | 0% | 0% | 1 | 47% | 0% | 0% | 1 | 0 | 2 | 0% | 0% | 0% | 1 | 4% | 0% | 0% | 1 | 37% | 0% | 0% | 1 | 45% | 0% | 0% | 1 | 48% | 0% | 0% | 1 | 14% | 0% | 0% | 1 | 7% | 0% | 0% | 1 |  | 0% | 0% | 1 | 0.08 | 0% | 0% | 1 | 45% | 0% | 0% | 1 | 0 | 2 | 0% | 0% | 0% | 1 | 4% | 0% | 0% | 1 | 26% | 0% | 0% | 1 | 33% | 0% | 0% | 1 | 36% | 0% | 0% | 1 | 21% | 0% | 0% | 1 | 6% | 0% | 0% | 1
461 | Talega | 0 | 0 | 10 | 0% | 0% | 1 | 0.1 | 0% | 0% | 1 | 0% | 0% | 0% | 1 | 0 | 2 | 27% | 71% | 98% | 5 | 17% | 0% | 0% | 1 | 83% | 0% | 0% | 3 | 83% | 0% | 0% | 3 | 83% | 0% | 0% | 3 | 82% | 0% | 0% | 3 | 5% | 0% | 0% | 1 |  | 0% | 0% | 1 | 0.51 | 0% | 0% | 1 | 0% | 0% | 0% | 1 | 0 | 2 | 33% | 59% | 92% | 5 | 24% | 0% | 0% | 1 | 63% | 0% | 0% | 2 | 69% | 0% | 0% | 2 | 76% | 0% | 0% | 3 | 56% | 0% | 0% | 2 | 6% | 0% | 0% | 1 |  | 0% | 0% | 1 | 0.25 | 0% | 0% | 1 | 0% | 0% | 0% | 1 | 0 | 2 | 17% | 78% | 95% | 5 | 54% | 0% | 0% | 2 | 57% | 0% | 0% | 2 | 63% | 0% | 0% | 2 | 88% | 0% | 0% | 3 | 47% | 0% | 0% | 1 | 6% | 0% | 0% | 1 |  | 0% | 0% | 1 | 0.31 | 0% | 0% | 1 | 1% | 0% | 0% | 1 | 0 | 2 | 20% | 71% | 91% | 5 | 51% | 0% | 0% | 2 | 45% | 0% | 0% | 1 | 51% | 0% | 0% | 2 | 86% | 0% | 0% | 3 | 33% | 0% | 0% | 1 | 7% | 0% | 0% | 1
462 | Arkansas | 0 | 0 | 0 | 0% | 0% | 1 | 0.07 | 0% | 0% | 1 | 42% | 0% | 0% | 1 | 0 | 2 | 0% | 0% | 0% | 1 | 4% | 0% | 0% | 1 | 13% | 0% | 0% | 1 | 31% | 0% | 0% | 1 | 31% | 0% | 0% | 1 | 2% | 0% | 0% | 1 | 3% | 0% | 0% | 1 |  | 0% | 0% | 1 | 0.08 | 0% | 0% | 1 | 50% | 0% | 0% | 2 | 0 | 2 | 0% | 0% | 0% | 1 | 6% | 0% | 0% | 1 | 28% | 0% | 0% | 1 | 41% | 0% | 0% | 1 | 42% | 0% | 0% | 1 | 8% | 0% | 0% | 1 | 7% | 0% | 0% | 1 |  | 0% | 0% | 1 | 0.08 | 0% | 0% | 1 | 54% | 0% | 0% | 2 | 0 | 2 | 0% | 0% | 0% | 1 | 6% | 0% | 0% | 1 | 29% | 0% | 0% | 1 | 35% | 0% | 0% | 1 | 40% | 0% | 0% | 1 | 10% | 0% | 0% | 1 | 6% | 0% | 0% | 1 |  | 0% | 0% | 1 | 0.08 | 0% | 0% | 1 | 52% | 0% | 0% | 2 | 0 | 2 | 0% | 0% | 0% | 1 | 6% | 0% | 0% | 1 | 22% | 0% | 0% | 1 | 27% | 0% | 0% | 1 | 33% | 0% | 0% | 1 | 14% | 0% | 0% | 1 | 6% | 0% | 0% | 1
463 | Bailey | 0 | 0 | 10 | 0% | 0% | 1 | 0.06 | 0% | 0% | 1 | 0% | 0% | 0% | 1 | 0 | 2 | 62% | 31% | 93% | 5 | 66% | 0% | 0% | 2 | 67% | 0% | 0% | 2 | 69% | 0% | 0% | 2 | 100% | 0% | 0% | 5 | 56% | 0% | 0% | 2 | 3% | 0% | 0% | 1 |  | 0% | 0% | 1 | 0.07 | 0% | 0% | 1 | 1% | 0% | 0% | 1 | 0 | 2 | 49% | 39% | 88% | 5 | 59% | 0% | 0% | 2 | 57% | 0% | 0% | 2 | 52% | 0% | 0% | 2 | 95% | 0% | 0% | 5 | 59% | 0% | 0% | 2 | 3% | 0% | 0% | 1 |  | 0% | 0% | 1 | 0.09 | 0% | 0% | 1 | 3% | 0% | 0% | 1 | 0 | 2 | 43% | 32% | 75% | 5 | 61% | 0% | 0% | 2 | 51% | 0% | 0% | 2 | 41% | 0% | 0% | 1 | 90% | 0% | 0% | 4 | 47% | 0% | 0% | 1 | 3% | 0% | 0% | 1 |  | 0% | 0% | 1 | 0.1 | 0% | 0% | 1 | 8% | 0% | 0% | 1 | 0 | 2 | 36% | 24% | 60% | 4 | 53% | 0% | 0% | 2 | 37% | 0% | 0% | 1 | 34% | 0% | 0% | 1 | 75% | 0% | 0% | 3 | 40% | 0% | 0% | 1 | 3% | 0% | 0% | 1
464 | Kasson | 0 | 0 | 10 | 0% | 0% | 1 | 0.27 | 0% | 0% | 1 | 67% | 0% | 0% | 2 | 0 | 2 | 0% | 0% | 0% | 1 | 27% | 0% | 0% | 1 | 1% | 0% | 0% | 1 | 1% | 0% | 0% | 1 | 29% | 0% | 0% | 1 | 0% | 0% | 0% | 1 | 6% | 0% | 0% | 1 |  | 0% | 0% | 1 | 0.21 | 0% | 0% | 1 | 67% | 0% | 0% | 2 | 0 | 2 | 12% | 0% | 12% | 1 | 32% | 0% | 0% | 1 | 23% | 0% | 0% | 1 | 21% | 0% | 0% | 1 | 39% | 0% | 0% | 1 | 4% | 0% | 0% | 1 | 5% | 0% | 0% | 1 |  | 0% | 0% | 1 | 0.17 | 0% | 0% | 1 | 59% | 0% | 0% | 2 | 0 | 2 | 22% | 1% | 23% | 2 | 42% | 0% | 0% | 1 | 26% | 0% | 0% | 1 | 25% | 0% | 0% | 1 | 48% | 0% | 0% | 1 | 14% | 0% | 0% | 1 | 4% | 0% | 0% | 1 |  | 0% | 0% | 1 | 0.14 | 0% | 0% | 1 | 53% | 0% | 0% | 2 | 0 | 2 | 24% | 6% | 30% | 2 | 49% | 0% | 0% | 1 | 22% | 0% | 0% | 1 | 24% | 0% | 0% | 1 | 55% | 0% | 0% | 2 | 17% | 0% | 0% | 1 | 4% | 0% | 0% | 1
465 | Bellota | 10 | 100 | 10 | 2.073% | 0% | 1 | 0.12 | 2.04% | 0% | 1 | 30% | 0.6684% | 0% | 1 | 0 | 2 | 14% | 0% | 14% | 1 | 14% | 0.2747% | 0% | 1 | 16% | 0.2832% | 0% | 1 | 65% | 0.6711% | 0% | 2 | 65% | 0.6731% | 0% | 2 | 22% | 0.304% | 0% | 1 | 20% | 0.296% | 0% | 1 |  | 0.4397% | 0% | 1 | 0.12 | 0.3727% | 0% | 1 | 34% | 0.2404% | 0% | 1 | 0 | 2 | 21% | 0% | 21% | 2 | 32% | 0.08933% | 0% | 1 | 19% | 0.07459% | 0% | 1 | 43% | 0.1065% | 0% | 1 | 54% | 0.1329% | 0% | 2 | 27% | 0.08307% | 0% | 1 | 13% | 0.06989% | 0% | 1 |  | 0.1816% | 0% | 1 | 0.15 | 0.2099% | 0% | 1 | 28% | 0.2404% | 0% | 1 | 0 | 2 | 25% | 0% | 25% | 2 | 41% | 0.05241% | 0% | 1 | 17% | 0.03721% | 0% | 1 | 37% | 0.04922% | 0% | 1 | 58% | 0.07411% | 0% | 2 | 24% | 0.04085% | 0% | 1 | 10% | 0.03426% | 0% | 1 |  | 0.1286% | 0% | 1 | 0.16 | 0.1423% | 0% | 1 | 29% | 0.2404% | 0% | 1 | 0 | 2 | 29% | 0% | 29% | 2 | 44% | 0.03604% | 0% | 1 | 15% | 0.02366% | 0% | 1 | 35% | 0.03099% | 0% | 1 | 60% | 0.04987% | 0% | 2 | 25% | 0.02686% | 0% | 1 | 10% | 0.02218% | 0% | 1
466 | Geysers Tap 12 | 0 | 0 | 10 | 0% | 0% | 1 | 0.07 | 0% | 0% | 1 | 0% | 0% | 0% | 1 | 0 | 2 | 55% | 3% | 58% | 3 | 98% | 0% | 0% | 5 | 62% | 0% | 0% | 2 | 100% | 0% | 0% | 5 | 100% | 0% | 0% | 5 | 33% | 0% | 0% | 1 | 1% | 0% | 0% | 1 |  | 0% | 0% | 1 | 0.11 | 0% | 0% | 1 | 6% | 0% | 0% | 1 | 0 | 2 | 49% | 13% | 62% | 3 | 64% | 0% | 0% | 2 | 61% | 0% | 0% | 2 | 84% | 0% | 0% | 3 | 95% | 0% | 0% | 5 | 35% | 0% | 0% | 1 | 3% | 0% | 0% | 1 |  | 0% | 0% | 1 | 0.12 | 0% | 0% | 1 | 7% | 0% | 0% | 1 | 0 | 2 | 33% | 27% | 60% | 4 | 56% | 0% | 0% | 2 | 49% | 0% | 0% | 1 | 76% | 0% | 0% | 3 | 93% | 0% | 0% | 4 | 31% | 0% | 0% | 1 | 2% | 0% | 0% | 1 |  | 0% | 0% | 1 | 0.11 | 0% | 0% | 1 | 7% | 0% | 0% | 1 | 0 | 2 | 29% | 29% | 58% | 4 | 59% | 0% | 0% | 2 | 43% | 0% | 0% | 1 | 74% | 0% | 0% | 3 | 91% | 0% | 0% | 4 | 36% | 0% | 0% | 1 | 2% | 0% | 0% | 1
467 | Paul Sweet | 0 | 0 | 10 | 0% | 0% | 1 | 0.43 | 0% | 0% | 1 | 1% | 0% | 0% | 1 | 0 | 2 | 0% | 0% | 0% | 1 | 15% | 0% | 0% | 1 | 30% | 0% | 0% | 1 | 67% | 0% | 0% | 2 | 82% | 0% | 0% | 3 | 8% | 0% | 0% | 1 | 2% | 0% | 0% | 1 |  | 0% | 0% | 1 | 0.35 | 0% | 0% | 1 | 2% | 0% | 0% | 1 | 0 | 2 | 3% | 0% | 3% | 1 | 26% | 0% | 0% | 1 | 33% | 0% | 0% | 1 | 81% | 0% | 0% | 3 | 89% | 0% | 0% | 3 | 9% | 0% | 0% | 1 | 1% | 0% | 0% | 1 |  | 0% | 0% | 1 | 0.23 | 0% | 0% | 1 | 8% | 0% | 0% | 1 | 0 | 2 | 11% | 0% | 11% | 1 | 42% | 0% | 0% | 1 | 21% | 0% | 0% | 1 | 74% | 0% | 0% | 3 | 90% | 0% | 0% | 4 | 20% | 0% | 0% | 1 | 3% | 0% | 0% | 1 |  | 0% | 0% | 1 | 0.21 | 0% | 0% | 1 | 11% | 0% | 0% | 1 | 0 | 2 | 21% | 0% | 21% | 2 | 47% | 0% | 0% | 1 | 20% | 0% | 0% | 1 | 55% | 0% | 0% | 2 | 80% | 0% | 0% | 3 | 23% | 0% | 0% | 1 | 4% | 0% | 0% | 1
468 | Carquinez | 0 | 0 | 10 | 0% | 0% | 1 | 0.74 | 0% | 0% | 1 | 0% | 0% | 0% | 1 | 0 | 2 | 1% | 0% | 1% | 1 | 1% | 0% | 0% | 1 | 6% | 0% | 0% | 1 | 70% | 0% | 0% | 3 | 70% | 0% | 0% | 3 | 2% | 0% | 0% | 1 | 12% | 0% | 0% | 1 |  | 0% | 0% | 1 | 0.66 | 0% | 0% | 1 | 2% | 0% | 0% | 1 | 0 | 2 | 38% | 0% | 38% | 2 | 24% | 0% | 0% | 1 | 32% | 0% | 0% | 1 | 46% | 0% | 0% | 1 | 75% | 0% | 0% | 3 | 16% | 0% | 0% | 1 | 10% | 0% | 0% | 1 |  | 0% | 0% | 1 | 0.46 | 0% | 0% | 1 | 11% | 0% | 0% | 1 | 0 | 2 | 28% | 0% | 28% | 2 | 42% | 0% | 0% | 1 | 26% | 0% | 0% | 1 | 39% | 0% | 0% | 1 | 74% | 0% | 0% | 3 | 16% | 0% | 0% | 1 | 12% | 0% | 0% | 1 |  | 0% | 0% | 1 | 0.29 | 0% | 0% | 1 | 12% | 0% | 0% | 1 | 0 | 2 | 31% | 0% | 31% | 2 | 48% | 0% | 0% | 1 | 24% | 0% | 0% | 1 | 40% | 0% | 0% | 1 | 75% | 0% | 0% | 3 | 24% | 0% | 0% | 1 | 13% | 0% | 0% | 1
469 | El Centro | 0 | 0 | 0 | 0% | 0% | 1 | 0.12 | 0% | 0% | 1 | 79% | 0% | 0% | 3 | 0 | 2 | 0% | 0% | 0% | 1 | 0% | 0% | 0% | 1 | 0% | 0% | 0% | 1 | 0% | 0% | 0% | 1 | 0% | 0% | 0% | 1 | 0% | 0% | 0% | 1 | 4% | 0% | 0% | 1 |  | 0% | 0% | 1 | 0.1 | 0% | 0% | 1 | 70% | 0% | 0% | 2 | 0 | 2 | 0% | 0% | 0% | 1 | 1% | 0% | 0% | 1 | 5% | 0% | 0% | 1 | 5% | 0% | 0% | 1 | 7% | 0% | 0% | 1 | 0% | 0% | 0% | 1 | 8% | 0% | 0% | 1 |  | 0% | 0% | 1 | 0.1 | 0% | 0% | 1 | 72% | 0% | 0% | 2 | 0 | 2 | 0% | 0% | 0% | 1 | 1% | 0% | 0% | 1 | 11% | 0% | 0% | 1 | 12% | 0% | 0% | 1 | 13% | 0% | 0% | 1 | 2% | 0% | 0% | 1 | 7% | 0% | 0% | 1 |  | 0% | 0% | 1 | 0.09 | 0% | 0% | 1 | 69% | 0% | 0% | 2 | 0 | 2 | 0% | 0% | 0% | 1 | 1% | 0% | 0% | 1 | 14% | 0% | 0% | 1 | 13% | 0% | 0% | 1 | 16% | 0% | 0% | 1 | 6% | 0% | 0% | 1 | 6% | 0% | 0% | 1
470 | Riverbank | 0 | 0 | 10 | 0% | 0% | 1 | 0.27 | 0% | 0% | 1 | 21% | 0% | 0% | 1 | 0 | 2 | 57% | 0% | 57% | 3 | 10% | 0% | 0% | 1 | 12% | 0% | 0% | 1 | 20% | 0% | 0% | 1 | 27% | 0% | 0% | 1 | 0% | 0% | 0% | 1 | 1% | 0% | 0% | 1 |  | 0% | 0% | 1 | 0.16 | 0% | 0% | 1 | 26% | 0% | 0% | 1 | 0 | 2 | 29% | 0% | 29% | 2 | 60% | 0% | 0% | 2 | 5% | 0% | 0% | 1 | 18% | 0% | 0% | 1 | 69% | 0% | 0% | 2 | 6% | 0% | 0% | 1 | 4% | 0% | 0% | 1 |  | 0% | 0% | 1 | 0.14 | 0% | 0% | 1 | 36% | 0% | 0% | 1 | 0 | 2 | 28% | 0% | 28% | 2 | 54% | 0% | 0% | 2 | 9% | 0% | 0% | 1 | 24% | 0% | 0% | 1 | 64% | 0% | 0% | 2 | 15% | 0% | 0% | 1 | 6% | 0% | 0% | 1 |  | 0% | 0% | 1 | 0.14 | 0% | 0% | 1 | 36% | 0% | 0% | 1 | 0 | 2 | 29% | 0% | 29% | 2 | 49% | 0% | 0% | 1 | 15% | 0% | 0% | 1 | 28% | 0% | 0% | 1 | 60% | 0% | 0% | 2 | 20% | 0% | 0% | 1 | 7% | 0% | 0% | 1
471 | Valley | 1200 | 12000 | 10 | 409.8% | 143.5% | 5 | 0.27 | 999% | 480.8% | 5 | 1% | 495.6% | 8247% | 5 | 0 | 2 | 81% | 0% | 81% | 5 | 0% | 129.8% | 55080% | 5 | 23% | 168.7% | 228.6% | 5 | 65% | 375% | 145.5% | 5 | 65% | 375.6% | 145.4% | 5 | 9% | 142.2% | 439.1% | 5 | 3% | 133.2% | 1222% | 5 |  | 70.71% | 0% | 3 | 0.27 | 999% | 77.35% | 5 | 4% | 50.79% | 0% | 3 | 0 | 2 | 79% | 0% | 79% | 5 | 1% | 29.99% | 0% | 2 | 31% | 42.73% | 0% | 2 | 50% | 58.86% | 0% | 3 | 50% | 59.94% | 0% | 3 | 8% | 32.18% | 0% | 2 | 6% | 31.66% | 0% | 2 |  | 40.55% | 0% | 2 | 0.27 | 542.3% | 24.85% | 5 | 4% | 50.79% | 0% | 3 | 0 | 2 | 76% | 9% | 85% | 5 | 18% | 14.71% | 0% | 1 | 41% | 20.54% | 0% | 2 | 62% | 31.69% | 0% | 2 | 64% | 33.96% | 0% | 2 | 17% | 14.58% | 0% | 1 | 6% | 12.87% | 0% | 1 |  | 22.41% | 0% | 2 | 0.27 | 103.8% | 0.5369% | 3 | 3% | 50.79% | 0% | 3 | 0 | 2 | 62% | 27% | 89% | 5 | 25% | 7.328% | 0% | 1 | 38% | 8.81% | 0% | 1 | 56% | 12.62% | 0% | 2 | 68% | 17.19% | 0% | 2 | 24% | 7.217% | 0% | 1 | 5% | 5.81% | 0% | 1
472 | Madera | 0 | 0 | 10 | 0% | 0% | 1 | 0.14 | 0% | 0% | 1 | 70% | 0% | 0% | 2 | 0 | 2 | 10% | 0% | 10% | 1 | 6% | 0% | 0% | 1 | 22% | 0% | 0% | 1 | 22% | 0% | 0% | 1 | 27% | 0% | 0% | 1 | 0% | 0% | 0% | 1 | 4% | 0% | 0% | 1 |  | 0% | 0% | 1 | 0.14 | 0% | 0% | 1 | 52% | 0% | 0% | 2 | 0 | 2 | 27% | 0% | 27% | 2 | 29% | 0% | 0% | 1 | 23% | 0% | 0% | 1 | 29% | 0% | 0% | 1 | 48% | 0% | 0% | 1 | 3% | 0% | 0% | 1 | 9% | 0% | 0% | 1 |  | 0% | 0% | 1 | 0.14 | 0% | 0% | 1 | 37% | 0% | 0% | 1 | 0 | 2 | 35% | 0% | 35% | 2 | 31% | 0% | 0% | 1 | 32% | 0% | 0% | 1 | 37% | 0% | 0% | 1 | 54% | 0% | 0% | 2 | 11% | 0% | 0% | 1 | 17% | 0% | 0% | 1 |  | 0% | 0% | 1 | 0.13 | 0% | 0% | 1 | 30% | 0% | 0% | 1 | 0 | 2 | 37% | 0% | 37% | 2 | 41% | 0% | 0% | 1 | 30% | 0% | 0% | 1 | 32% | 0% | 0% | 1 | 59% | 0% | 0% | 2 | 16% | 0% | 0% | 1 | 16% | 0% | 0% | 1
473 | Rio Bravo | 0 | 0 | 10 | 0% | 0% | 1 | 0.13 | 0% | 0% | 1 | 73% | 0% | 0% | 2 | 0 | 2 | 3% | 0% | 3% | 1 | 3% | 0% | 0% | 1 | 0% | 0% | 0% | 1 | 18% | 0% | 0% | 1 | 19% | 0% | 0% | 1 | 0% | 0% | 0% | 1 | 1% | 0% | 0% | 1 |  | 0% | 0% | 1 | 0.13 | 0% | 0% | 1 | 66% | 0% | 0% | 2 | 0 | 2 | 4% | 0% | 4% | 1 | 17% | 0% | 0% | 1 | 13% | 0% | 0% | 1 | 35% | 0% | 0% | 1 | 41% | 0% | 0% | 1 | 0% | 0% | 0% | 1 | 11% | 0% | 0% | 1 |  | 0% | 0% | 1 | 0.12 | 0% | 0% | 1 | 60% | 0% | 0% | 2 | 0 | 2 | 8% | 0% | 8% | 1 | 26% | 0% | 0% | 1 | 17% | 0% | 0% | 1 | 41% | 0% | 0% | 1 | 54% | 0% | 0% | 2 | 1% | 0% | 0% | 1 | 7% | 0% | 0% | 1 |  | 0% | 0% | 1 | 0.1 | 0% | 0% | 1 | 53% | 0% | 0% | 2 | 0 | 2 | 14% | 0% | 14% | 1 | 28% | 0% | 0% | 1 | 18% | 0% | 0% | 1 | 39% | 0% | 0% | 1 | 55% | 0% | 0% | 2 | 2% | 0% | 0% | 1 | 5% | 0% | 0% | 1
474 | New Sub - Lugo - Pisgah (Proposed) | 0 | 0 | 10 | 0% | 0% | 1 | 0.64 | 0% | 0% | 1 | 0% | 0% | 0% | 1 | 0 | 2 | 0% | 0% | 0% | 1 | 0% | 0% | 0% | 1 | 8% | 0% | 0% | 1 | 10% | 0% | 0% | 1 | 12% | 0% | 0% | 1 | 68% | 0% | 0% | 2 | 0% | 0% | 0% | 1 |  | 0% | 0% | 1 | 0.41 | 0% | 0% | 1 | 0% | 0% | 0% | 1 | 0 | 2 | 0% | 0% | 0% | 1 | 15% | 0% | 0% | 1 | 4% | 0% | 0% | 1 | 8% | 0% | 0% | 1 | 23% | 0% | 0% | 1 | 74% | 0% | 0% | 3 | 0% | 0% | 0% | 1 |  | 0% | 0% | 1 | 0.36 | 0% | 0% | 1 | 0% | 0% | 0% | 1 | 0 | 2 | 7% | 1% | 8% | 2 | 22% | 0% | 0% | 1 | 11% | 0% | 0% | 1 | 17% | 0% | 0% | 1 | 36% | 0% | 0% | 1 | 62% | 0% | 0% | 2 | 0% | 0% | 0% | 1 |  | 0% | 0% | 1 | 0.36 | 0% | 0% | 1 | 0% | 0% | 0% | 1 | 0 | 2 | 7% | 6% | 13% | 2 | 25% | 0% | 0% | 1 | 17% | 0% | 0% | 1 | 23% | 0% | 0% | 1 | 44% | 0% | 0% | 1 | 53% | 0% | 0% | 2 | 0% | 0% | 0% | 1
475 | Kern Oil | 100 | 1000 | 10 | 31.03% | 0% | 2 | 0.13 | 142% | 1.613% | 3 | 6% | 0% | 0% | 1 | 0 | 2 | 11% | 0% | 11% | 1 | 79% | 23.16% | 0% | 3 | 7% | 5.155% | 0% | 1 | 9% | 5.294% | 0% | 1 | 79% | 23.16% | 0% | 3 | 3% | 4.93% | 0% | 1 | 1% | 4.836% | 0% | 1 |  | 4.018% | 0% | 1 | 0.14 | 17.09% | 0% | 1 | 22% | 0% | 0% | 1 | 0 | 2 | 41% | 0% | 41% | 2 | 54% | 2.123% | 0% | 2 | 7% | 1.054% | 0% | 1 | 12% | 1.103% | 0% | 1 | 54% | 2.125% | 0% | 2 | 10% | 1.087% | 0% | 1 | 2% | 0.9983% | 0% | 1 |  | 1.962% | 0% | 1 | 0.12 | 2.528% | 0% | 1 | 37% | 0% | 0% | 1 | 0 | 2 | 39% | 0% | 39% | 2 | 48% | 0.6594% | 0% | 1 | 15% | 0.4035% | 0% | 1 | 29% | 0.4825% | 0% | 1 | 55% | 0.7596% | 0% | 2 | 18% | 0.4208% | 0% | 1 | 4% | 0.3569% | 0% | 1 |  | 1.216% | 0% | 1 | 0.1 | 1.007% | 0% | 1 | 42% | 0% | 0% | 1 | 0 | 2 | 35% | 0% | 35% | 2 | 43% | 0.3098% | 0% | 1 | 19% | 0.2165% | 0% | 1 | 32% | 0.2596% | 0% | 1 | 54% | 0.3857% | 0% | 2 | 21% | 0.223% | 0% | 1 | 4% | 0.1834% | 0% | 1
476 | IS Tap | 0 | 0 | 0 | 0% | 0% | 1 | 0 | 0% | 0% | 1 | 0% | 0% | 0% | 1 | 0 | 2 | 0% | 0% | 0% | 1 | 0% | 0% | 0% | 1 | 0% | 0% | 0% | 1 | 0% | 0% | 0% | 1 | 0% | 0% | 0% | 1 | 0% | 0% | 0% | 1 | 0% | 0% | 0% | 1 |  | 0% | 0% | 1 | 0 | 0% | 0% | 1 | 0% | 0% | 0% | 1 | 0 | 2 | 27% | 0% | 27% | 2 | 0% | 0% | 0% | 1 | 0% | 0% | 0% | 1 | 0% | 0% | 0% | 1 | 0% | 0% | 0% | 1 | 0% | 0% | 0% | 1 | 0% | 0% | 0% | 1 |  | 0% | 0% | 1 | 0 | 0% | 0% | 1 | 0% | 0% | 0% | 1 | 0 | 2 | 25% | 0% | 25% | 2 | 0% | 0% | 0% | 1 | 0% | 0% | 0% | 1 | 0% | 0% | 0% | 1 | 0% | 0% | 0% | 1 | 0% | 0% | 0% | 1 | 0% | 0% | 0% | 1 |  | 0% | 0% | 1 | 0 | 0% | 0% | 1 | 0% | 0% | 0% | 1 | 0 | 2 | 17% | 0% | 17% | 1 | 0% | 0% | 0% | 1 | 0% | 0% | 0% | 1 | 0% | 0% | 0% | 1 | 0% | 0% | 0% | 1 | 0% | 0% | 0% | 1 | 0% | 0% | 0% | 1
477 | Q1806 | 0 | 0 | 10 | 0% | 0% | 1 | 0.74 | 0% | 0% | 1 | 0% | 0% | 0% | 1 | 0 | 2 | 74% | 0% | 74% | 3 | 32% | 0% | 0% | 1 | 63% | 0% | 0% | 2 | 75% | 0% | 0% | 3 | 75% | 0% | 0% | 3 | 15% | 0% | 0% | 1 | 9% | 0% | 0% | 1 |  | 0% | 0% | 1 | 0.55 | 0% | 0% | 1 | 0% | 0% | 0% | 1 | 0 | 2 | 36% | 53% | 89% | 5 | 19% | 0% | 0% | 1 | 67% | 0% | 0% | 2 | 74% | 0% | 0% | 3 | 75% | 0% | 0% | 3 | 59% | 0% | 0% | 2 | 6% | 0% | 0% | 1 |  | 0% | 0% | 1 | 0.46 | 0% | 0% | 1 | 0% | 0% | 0% | 1 | 0 | 2 | 28% | 61% | 89% | 5 | 31% | 0% | 0% | 1 | 55% | 0% | 0% | 2 | 67% | 0% | 0% | 2 | 81% | 0% | 0% | 3 | 54% | 0% | 0% | 2 | 7% | 0% | 0% | 1 |  | 0% | 0% | 1 | 0.44 | 0% | 0% | 1 | 0% | 0% | 0% | 1 | 0 | 2 | 15% | 69% | 84% | 5 | 48% | 0% | 0% | 1 | 48% | 0% | 0% | 1 | 60% | 0% | 0% | 2 | 87% | 0% | 0% | 3 | 52% | 0% | 0% | 2 | 8% | 0% | 0% | 1
478 | Casaloma | 0 | 0 | 10 | 0% | 0% | 1 | 0.14 | 0% | 0% | 1 | 53% | 0% | 0% | 2 | 0 | 2 | 0% | 0% | 0% | 1 | 1% | 0% | 0% | 1 | 0% | 0% | 0% | 1 | 15% | 0% | 0% | 1 | 15% | 0% | 0% | 1 | 0% | 0% | 0% | 1 | 1% | 0% | 0% | 1 |  | 0% | 0% | 1 | 0.21 | 0% | 0% | 1 | 51% | 0% | 0% | 2 | 0 | 2 | 3% | 0% | 3% | 1 | 28% | 0% | 0% | 1 | 10% | 0% | 0% | 1 | 23% | 0% | 0% | 1 | 40% | 0% | 0% | 1 | 1% | 0% | 0% | 1 | 2% | 0% | 0% | 1 |  | 0% | 0% | 1 | 0.12 | 0% | 0% | 1 | 46% | 0% | 0% | 1 | 0 | 2 | 18% | 0% | 18% | 1 | 31% | 0% | 0% | 1 | 16% | 0% | 0% | 1 | 31% | 0% | 0% | 1 | 46% | 0% | 0% | 1 | 9% | 0% | 0% | 1 | 4% | 0% | 0% | 1 |  | 0% | 0% | 1 | 0.09 | 0% | 0% | 1 | 46% | 0% | 0% | 1 | 0 | 2 | 24% | 0% | 24% | 2 | 35% | 0% | 0% | 1 | 23% | 0% | 0% | 1 | 36% | 0% | 0% | 1 | 54% | 0% | 0% | 2 | 15% | 0% | 0% | 1 | 4% | 0% | 0% | 1
479 | Fern Road | 0 | 0 | 10 | 0% | 0% | 1 | 0.08 | 0% | 0% | 1 | 1% | 0% | 0% | 1 | 0 | 2 | 100% | 0% | 100% | 5 | 91% | 0% | 0% | 4 | 24% | 0% | 0% | 1 | 28% | 0% | 0% | 1 | 99% | 0% | 0% | 5 | 60% | 0% | 0% | 2 | 9% | 0% | 0% | 1 |  | 0% | 0% | 1 | 0.07 | 0% | 0% | 1 | 1% | 0% | 0% | 1 | 0 | 2 | 95% | 3% | 98% | 5 | 83% | 0% | 0% | 3 | 17% | 0% | 0% | 1 | 26% | 0% | 0% | 1 | 90% | 0% | 0% | 4 | 45% | 0% | 0% | 1 | 8% | 0% | 0% | 1 |  | 0% | 0% | 1 | 0.09 | 0% | 0% | 1 | 0% | 0% | 0% | 1 | 0 | 2 | 88% | 5% | 93% | 5 | 78% | 0% | 0% | 3 | 17% | 0% | 0% | 1 | 26% | 0% | 0% | 1 | 84% | 0% | 0% | 3 | 42% | 0% | 0% | 1 | 9% | 0% | 0% | 1 |  | 0% | 0% | 1 | 0.1 | 0% | 0% | 1 | 1% | 0% | 0% | 1 | 0 | 2 | 82% | 5% | 87% | 5 | 71% | 0% | 0% | 3 | 17% | 0% | 0% | 1 | 26% | 0% | 0% | 1 | 80% | 0% | 0% | 3 | 39% | 0% | 0% | 1 | 10% | 0% | 0% | 1
480 | North of SONGS | 0 | 0 | 10 | 0% | 0% | 1 | 0.06 | 0% | 0% | 1 | 0% | 0% | 0% | 1 | 0 | 2 | 26% | 70% | 96% | 5 | 16% | 0% | 0% | 1 | 87% | 0% | 0% | 3 | 87% | 0% | 0% | 3 | 87% | 0% | 0% | 3 | 86% | 0% | 0% | 3 | 5% | 0% | 0% | 1 |  | 0% | 0% | 1 | 0.51 | 0% | 0% | 1 | 0% | 0% | 0% | 1 | 0 | 2 | 33% | 59% | 92% | 5 | 24% | 0% | 0% | 1 | 63% | 0% | 0% | 2 | 69% | 0% | 0% | 2 | 76% | 0% | 0% | 3 | 56% | 0% | 0% | 2 | 6% | 0% | 0% | 1 |  | 0% | 0% | 1 | 0.25 | 0% | 0% | 1 | 0% | 0% | 0% | 1 | 0 | 2 | 18% | 77% | 95% | 5 | 54% | 0% | 0% | 2 | 58% | 0% | 0% | 2 | 65% | 0% | 0% | 2 | 87% | 0% | 0% | 3 | 48% | 0% | 0% | 1 | 6% | 0% | 0% | 1 |  | 0% | 0% | 1 | 0.32 | 0% | 0% | 1 | 1% | 0% | 0% | 1 | 0 | 2 | 19% | 72% | 91% | 5 | 51% | 0% | 0% | 2 | 45% | 0% | 0% | 1 | 51% | 0% | 0% | 2 | 86% | 0% | 0% | 3 | 33% | 0% | 0% | 1 | 7% | 0% | 0% | 1
481 | Vine | 0 | 0 | 0 | 0% | 0% | 1 | 0.24 | 0% | 0% | 1 | 0% | 0% | 0% | 1 | 0 | 2 | 0% | 0% | 0% | 1 | 1% | 0% | 0% | 1 | 9% | 0% | 0% | 1 | 81% | 0% | 0% | 3 | 82% | 0% | 0% | 3 | 0% | 0% | 0% | 1 | 1% | 0% | 0% | 1 |  | 0% | 0% | 1 | 0.21 | 0% | 0% | 1 | 0% | 0% | 0% | 1 | 0 | 2 | 0% | 0% | 0% | 1 | 1% | 0% | 0% | 1 | 17% | 0% | 0% | 1 | 79% | 0% | 0% | 3 | 79% | 0% | 0% | 3 | 0% | 0% | 0% | 1 | 2% | 0% | 0% | 1 |  | 0% | 0% | 1 | 0.21 | 0% | 0% | 1 | 0% | 0% | 0% | 1 | 0 | 2 | 15% | 0% | 15% | 1 | 13% | 0% | 0% | 1 | 37% | 0% | 0% | 1 | 73% | 0% | 0% | 3 | 84% | 0% | 0% | 3 | 1% | 0% | 0% | 1 | 2% | 0% | 0% | 1 |  | 0% | 0% | 1 | 0.21 | 0% | 0% | 1 | 0% | 0% | 0% | 1 | 0 | 2 | 41% | 20% | 61% | 4 | 32% | 0% | 0% | 1 | 64% | 0% | 0% | 2 | 77% | 0% | 0% | 3 | 93% | 0% | 0% | 4 | 19% | 0% | 0% | 1 | 6% | 0% | 0% | 1
482 | Belden | 0 | 0 | 10 | 0% | 0% | 1 | 0.02 | 0% | 0% | 1 | 0% | 0% | 0% | 1 | 0 | 2 | 81% | 11% | 92% | 5 | 0% | 0% | 0% | 1 | 95% | 0% | 0% | 5 | 73% | 0% | 0% | 3 | 98% | 0% | 0% | 5 | 86% | 0% | 0% | 3 | 15% | 0% | 0% | 1 |  | 0% | 0% | 1 | 0.03 | 0% | 0% | 1 | 0% | 0% | 0% | 1 | 0 | 2 | 33% | 28% | 61% | 4 | 30% | 0% | 0% | 1 | 54% | 0% | 0% | 2 | 57% | 0% | 0% | 2 | 81% | 0% | 0% | 3 | 56% | 0% | 0% | 2 | 7% | 0% | 0% | 1 |  | 0% | 0% | 1 | 0.04 | 0% | 0% | 1 | 0% | 0% | 0% | 1 | 0 | 2 | 35% | 37% | 72% | 5 | 32% | 0% | 0% | 1 | 54% | 0% | 0% | 2 | 54% | 0% | 0% | 2 | 79% | 0% | 0% | 3 | 40% | 0% | 0% | 1 | 7% | 0% | 0% | 1 |  | 0% | 0% | 1 | 0.06 | 0% | 0% | 1 | 0% | 0% | 0% | 1 | 0 | 2 | 36% | 35% | 71% | 5 | 30% | 0% | 0% | 1 | 44% | 0% | 0% | 1 | 47% | 0% | 0% | 1 | 71% | 0% | 0% | 3 | 36% | 0% | 0% | 1 | 6% | 0% | 0% | 1
483 | Standard Oil | 0 | 0 | 10 | 0% | 0% | 1 | 0.5 | 0% | 0% | 1 | 0% | 0% | 0% | 1 | 0 | 2 | 0% | 0% | 0% | 1 | 0% | 0% | 0% | 1 | 77% | 0% | 0% | 3 | 77% | 0% | 0% | 3 | 77% | 0% | 0% | 3 | 0% | 0% | 0% | 1 | 17% | 0% | 0% | 1 |  | 0% | 0% | 1 | 0.29 | 0% | 0% | 1 | 0% | 0% | 0% | 1 | 0 | 2 | 21% | 0% | 21% | 2 | 16% | 0% | 0% | 1 | 60% | 0% | 0% | 2 | 66% | 0% | 0% | 2 | 66% | 0% | 0% | 2 | 11% | 0% | 0% | 1 | 8% | 0% | 0% | 1 |  | 0% | 0% | 1 | 0.48 | 0% | 0% | 1 | 0% | 0% | 0% | 1 | 0 | 2 | 31% | 0% | 31% | 2 | 13% | 0% | 0% | 1 | 41% | 0% | 0% | 1 | 66% | 0% | 0% | 2 | 67% | 0% | 0% | 2 | 9% | 0% | 0% | 1 | 8% | 0% | 0% | 1 |  | 0% | 0% | 1 | 0.48 | 0% | 0% | 1 | 4% | 0% | 0% | 1 | 0 | 2 | 30% | 0% | 30% | 2 | 35% | 0% | 0% | 1 | 32% | 0% | 0% | 1 | 49% | 0% | 0% | 1 | 71% | 0% | 0% | 3 | 16% | 0% | 0% | 1 | 9% | 0% | 0% | 1
484 | Panama | 0 | 0 | 10 | 0% | 0% | 1 | 0.2 | 0% | 0% | 1 | 56% | 0% | 0% | 2 | 0 | 2 | 0% | 0% | 0% | 1 | 0% | 0% | 0% | 1 | 0% | 0% | 0% | 1 | 27% | 0% | 0% | 1 | 27% | 0% | 0% | 1 | 0% | 0% | 0% | 1 | 1% | 0% | 0% | 1 |  | 0% | 0% | 1 | 0.16 | 0% | 0% | 1 | 64% | 0% | 0% | 2 | 0 | 2 | 1% | 0% | 1% | 1 | 7% | 0% | 0% | 1 | 7% | 0% | 0% | 1 | 27% | 0% | 0% | 1 | 28% | 0% | 0% | 1 | 0% | 0% | 0% | 1 | 4% | 0% | 0% | 1 |  | 0% | 0% | 1 | 0.12 | 0% | 0% | 1 | 56% | 0% | 0% | 2 | 0 | 2 | 6% | 0% | 6% | 1 | 21% | 0% | 0% | 1 | 22% | 0% | 0% | 1 | 37% | 0% | 0% | 1 | 45% | 0% | 0% | 1 | 2% | 0% | 0% | 1 | 5% | 0% | 0% | 1 |  | 0% | 0% | 1 | 0.09 | 0% | 0% | 1 | 49% | 0% | 0% | 1 | 0 | 2 | 18% | 0% | 18% | 1 | 30% | 0% | 0% | 1 | 25% | 0% | 0% | 1 | 38% | 0% | 0% | 1 | 52% | 0% | 0% | 2 | 11% | 0% | 0% | 1 | 4% | 0% | 0% | 1
485 | Oakland X | 100 | 1000 | 10 | 124.1% | 8.83% | 4 | 0.28 | 1754% | 64.68% | 5 | 0% | 0% | 0% | 1 | 0 | 2 | 0% | 0% | 0% | 1 | 24% | 43.57% | 0% | 2 | 50% | 66.4% | 0% | 3 | 67% | 100.8% | 0.3978% | 4 | 72% | 117.1% | 6.794% | 4 | 1% | 33.62% | 0% | 2 | 2% | 34.04% | 0% | 2 |  | 29.99% | 0% | 2 | 0.28 | 18.6% | 0% | 1 | 0% | 0% | 0% | 1 | 0 | 2 | 48% | 0% | 48% | 2 | 62% | 12.43% | 0% | 2 | 43% | 8.413% | 0% | 1 | 76% | 19.62% | 0% | 3 | 82% | 27.24% | 0% | 3 | 20% | 5.968% | 0% | 1 | 5% | 5.029% | 0% | 1 |  | 16.47% | 0% | 1 | 0.36 | 16.26% | 0% | 1 | 0% | 0% | 0% | 1 | 0 | 2 | 59% | 0% | 59% | 3 | 45% | 4.025% | 0% | 1 | 48% | 4.212% | 0% | 1 | 71% | 7.683% | 0% | 3 | 85% | 15.04% | 0% | 3 | 24% | 2.923% | 0% | 1 | 6% | 2.343% | 0% | 1 |  | 7.03% | 0% | 1 | 0.55 | 13.62% | 0% | 1 | 0% | 0% | 0% | 1 | 0 | 2 | 48% | 0% | 48% | 2 | 34% | 2.129% | 0% | 1 | 37% | 2.224% | 0% | 1 | 67% | 4.214% | 0% | 2 | 78% | 6.465% | 0% | 3 | 23% | 1.801% | 0% | 1 | 6% | 1.487% | 0% | 1
486 | Butte | 0 | 0 | 10 | 0% | 0% | 1 | 0.23 | 0% | 0% | 1 | 63% | 0% | 0% | 2 | 0 | 2 | 17% | 0% | 17% | 1 | 40% | 0% | 0% | 1 | 33% | 0% | 0% | 1 | 41% | 0% | 0% | 1 | 50% | 0% | 0% | 2 | 20% | 0% | 0% | 1 | 14% | 0% | 0% | 1 |  | 0% | 0% | 1 | 0.13 | 0% | 0% | 1 | 39% | 0% | 0% | 1 | 0 | 2 | 25% | 0% | 25% | 2 | 59% | 0% | 0% | 2 | 24% | 0% | 0% | 1 | 48% | 0% | 0% | 1 | 69% | 0% | 0% | 2 | 28% | 0% | 0% | 1 | 13% | 0% | 0% | 1 |  | 0% | 0% | 1 | 0.11 | 0% | 0% | 1 | 36% | 0% | 0% | 1 | 0 | 2 | 28% | 0% | 28% | 2 | 60% | 0% | 0% | 2 | 17% | 0% | 0% | 1 | 42% | 0% | 0% | 1 | 74% | 0% | 0% | 3 | 25% | 0% | 0% | 1 | 15% | 0% | 0% | 1 |  | 0% | 0% | 1 | 0.11 | 0% | 0% | 1 | 35% | 0% | 0% | 1 | 0 | 2 | 24% | 3% | 27% | 2 | 52% | 0% | 0% | 2 | 18% | 0% | 0% | 1 | 41% | 0% | 0% | 1 | 70% | 0% | 0% | 3 | 21% | 0% | 0% | 1 | 13% | 0% | 0% | 1
487 | Nortech | 80 | 800 | 10 | 40000% | 327% | 5 | 0.05 | 3810% | 374.5% | 5 | 0% | 0% | 0% | 1 | 0 | 2 | 0% | 0% | 0% | 1 | 0% | 325.2% | 999.9% | 5 | 0% | 325.2% | 999.9% | 5 | 51% | 666.7% | 539.7% | 5 | 51% | 666.7% | 539.7% | 5 | 0% | 325.2% | 999.9% | 5 | 99% | 26667% | 328% | 5 |  | 71.94% | 0% | 3 | 0.06 | 31.52% | 0% | 2 | 0% | 0% | 0% | 1 | 0 | 2 | 94% | 0% | 94% | 5 | 32% | 12.4% | 0% | 1 | 42% | 14.58% | 0% | 1 | 48% | 16.07% | 0% | 1 | 48% | 16.07% | 0% | 1 | 57% | 19.6% | 0% | 2 | 10% | 9.299% | 0% | 1 |  | 19.79% | 0% | 1 | 0.09 | 5.673% | 0% | 1 | 1% | 0% | 0% | 1 | 0 | 2 | 88% | 0% | 88% | 5 | 56% | 4.554% | 0% | 2 | 36% | 3.14% | 0% | 1 | 50% | 4.068% | 0% | 2 | 66% | 5.876% | 0% | 2 | 60% | 4.981% | 0% | 2 | 7% | 2.17% | 0% | 1 |  | 13.53% | 0% | 1 | 0.18 | 2.113% | 0% | 1 | 0% | 0% | 0% | 1 | 0 | 2 | 68% | 4% | 72% | 3 | 71% | 2.431% | 0% | 3 | 33% | 1.056% | 0% | 1 | 52% | 1.475% | 0% | 2 | 82% | 4.015% | 0% | 3 | 59% | 1.73% | 0% | 2 | 5% | 0.7442% | 0% | 1
488 | Windsor | 0 | 0 | 10 | 0% | 0% | 1 | 0.4 | 0% | 0% | 1 | 0% | 0% | 0% | 1 | 0 | 2 | 0% | 0% | 0% | 1 | 0% | 0% | 0% | 1 | 100% | 0% | 0% | 5 | 100% | 0% | 0% | 5 | 100% | 0% | 0% | 5 | 0% | 0% | 0% | 1 | 0% | 0% | 0% | 1 |  | 0% | 0% | 1 | 0.12 | 0% | 0% | 1 | 0% | 0% | 0% | 1 | 0 | 2 | 24% | 0% | 24% | 2 | 0% | 0% | 0% | 1 | 59% | 0% | 0% | 2 | 62% | 0% | 0% | 2 | 62% | 0% | 0% | 2 | 0% | 0% | 0% | 1 | 0% | 0% | 0% | 1 |  | 0% | 0% | 1 | 0.2 | 0% | 0% | 1 | 0% | 0% | 0% | 1 | 0 | 2 | 9% | 63% | 72% | 5 | 20% | 0% | 0% | 1 | 7% | 0% | 0% | 1 | 12% | 0% | 0% | 1 | 32% | 0% | 0% | 1 | 11% | 0% | 0% | 1 | 17% | 0% | 0% | 1 |  | 0% | 0% | 1 | 0.22 | 0% | 0% | 1 | 0% | 0% | 0% | 1 | 0 | 2 | 7% | 41% | 48% | 5 | 13% | 0% | 0% | 1 | 19% | 0% | 0% | 1 | 46% | 0% | 0% | 1 | 53% | 0% | 0% | 2 | 6% | 0% | 0% | 1 | 8% | 0% | 0% | 1
489 | Haas | 0 | 0 | 10 | 0% | 0% | 1 | 0.02 | 0% | 0% | 1 | 0% | 0% | 0% | 1 | 0 | 2 | 65% | 18% | 83% | 5 | 12% | 0% | 0% | 1 | 62% | 0% | 0% | 2 | 40% | 0% | 0% | 1 | 72% | 0% | 0% | 3 | 80% | 0% | 0% | 3 | 7% | 0% | 0% | 1 |  | 0% | 0% | 1 | 0.02 | 0% | 0% | 1 | 0% | 0% | 0% | 1 | 0 | 2 | 65% | 23% | 88% | 5 | 9% | 0% | 0% | 1 | 50% | 0% | 0% | 2 | 42% | 0% | 0% | 1 | 59% | 0% | 0% | 2 | 71% | 0% | 0% | 3 | 6% | 0% | 0% | 1 |  | 0% | 0% | 1 | 0.04 | 0% | 0% | 1 | 0% | 0% | 0% | 1 | 0 | 2 | 76% | 13% | 89% | 5 | 10% | 0% | 0% | 1 | 42% | 0% | 0% | 1 | 34% | 0% | 0% | 1 | 57% | 0% | 0% | 2 | 69% | 0% | 0% | 2 | 5% | 0% | 0% | 1 |  | 0% | 0% | 1 | 0.12 | 0% | 0% | 1 | 0% | 0% | 0% | 1 | 0 | 2 | 76% | 6% | 82% | 5 | 24% | 0% | 0% | 1 | 41% | 0% | 0% | 1 | 33% | 0% | 0% | 1 | 66% | 0% | 0% | 2 | 62% | 0% | 0% | 2 | 4% | 0% | 0% | 1
490 | Stone | 0 | 0 | 10 | 0% | 0% | 1 | 0 | 0% | 0% | 1 | 0% | 0% | 0% | 1 | 0 | 2 | 0% | 0% | 0% | 1 | 0% | 0% | 0% | 1 | 0% | 0% | 0% | 1 | 0% | 0% | 0% | 1 | 0% | 0% | 0% | 1 | 0% | 0% | 0% | 1 | 0% | 0% | 0% | 1 |  | 0% | 0% | 1 | 0.1 | 0% | 0% | 1 | 0% | 0% | 0% | 1 | 0 | 2 | 98% | 0% | 98% | 5 | 34% | 0% | 0% | 1 | 13% | 0% | 0% | 1 | 24% | 0% | 0% | 1 | 38% | 0% | 0% | 1 | 61% | 0% | 0% | 2 | 5% | 0% | 0% | 1 |  | 0% | 0% | 1 | 0.12 | 0% | 0% | 1 | 1% | 0% | 0% | 1 | 0 | 2 | 73% | 3% | 76% | 5 | 71% | 0% | 0% | 3 | 26% | 0% | 0% | 1 | 49% | 0% | 0% | 1 | 82% | 0% | 0% | 3 | 58% | 0% | 0% | 2 | 4% | 0% | 0% | 1 |  | 0% | 0% | 1 | 0.13 | 0% | 0% | 1 | 1% | 0% | 0% | 1 | 0 | 2 | 53% | 18% | 71% | 3 | 71% | 0% | 0% | 3 | 27% | 0% | 0% | 1 | 50% | 0% | 0% | 2 | 86% | 0% | 0% | 3 | 59% | 0% | 0% | 2 | 4% | 0% | 0% | 1
491 | El Cerrito G | 0 | 0 | 10 | 0% | 0% | 1 | 0.55 | 0% | 0% | 1 | 0% | 0% | 0% | 1 | 0 | 2 | 32% | 0% | 32% | 2 | 48% | 0% | 0% | 1 | 75% | 0% | 0% | 3 | 75% | 0% | 0% | 3 | 75% | 0% | 0% | 3 | 12% | 0% | 0% | 1 | 3% | 0% | 0% | 1 |  | 0% | 0% | 1 | 0.29 | 0% | 0% | 1 | 0% | 0% | 0% | 1 | 0 | 2 | 45% | 0% | 45% | 2 | 18% | 0% | 0% | 1 | 60% | 0% | 0% | 2 | 73% | 0% | 0% | 3 | 73% | 0% | 0% | 3 | 12% | 0% | 0% | 1 | 4% | 0% | 0% | 1 |  | 0% | 0% | 1 | 0.56 | 0% | 0% | 1 | 0% | 0% | 0% | 1 | 0 | 2 | 32% | 0% | 32% | 2 | 19% | 0% | 0% | 1 | 42% | 0% | 0% | 1 | 72% | 0% | 0% | 3 | 74% | 0% | 0% | 3 | 10% | 0% | 0% | 1 | 7% | 0% | 0% | 1 |  | 0% | 0% | 1 | 0.51 | 0% | 0% | 1 | 0% | 0% | 0% | 1 | 0 | 2 | 37% | 0% | 37% | 2 | 32% | 0% | 0% | 1 | 36% | 0% | 0% | 1 | 56% | 0% | 0% | 2 | 73% | 0% | 0% | 3 | 17% | 0% | 0% | 1 | 10% | 0% | 0% | 1
492 | Elizabeth Lake | 0 | 0 | 10 | 0% | 0% | 1 | 0.41 | 0% | 0% | 1 | 0% | 0% | 0% | 1 | 0 | 2 | 57% | 35% | 92% | 5 | 25% | 0% | 0% | 1 | 5% | 0% | 0% | 1 | 11% | 0% | 0% | 1 | 36% | 0% | 0% | 1 | 50% | 0% | 0% | 2 | 6% | 0% | 0% | 1 |  | 0% | 0% | 1 | 0.22 | 0% | 0% | 1 | 2% | 0% | 0% | 1 | 0 | 2 | 42% | 48% | 90% | 5 | 47% | 0% | 0% | 1 | 5% | 0% | 0% | 1 | 13% | 0% | 0% | 1 | 57% | 0% | 0% | 2 | 46% | 0% | 0% | 1 | 10% | 0% | 0% | 1 |  | 0% | 0% | 1 | 0.2 | 0% | 0% | 1 | 3% | 0% | 0% | 1 | 0 | 2 | 43% | 44% | 87% | 5 | 54% | 0% | 0% | 2 | 3% | 0% | 0% | 1 | 9% | 0% | 0% | 1 | 60% | 0% | 0% | 2 | 46% | 0% | 0% | 1 | 11% | 0% | 0% | 1 |  | 0% | 0% | 1 | 0.2 | 0% | 0% | 1 | 4% | 0% | 0% | 1 | 0 | 2 | 37% | 42% | 79% | 5 | 48% | 0% | 0% | 1 | 15% | 0% | 0% | 1 | 15% | 0% | 0% | 1 | 66% | 0% | 0% | 2 | 44% | 0% | 0% | 1 | 9% | 0% | 0% | 1
493 | Ashlan | 0 | 0 | 10 | 0% | 0% | 1 | 0.4 | 0% | 0% | 1 | 25% | 0% | 0% | 1 | 0 | 2 | 0% | 0% | 0% | 1 | 21% | 0% | 0% | 1 | 14% | 0% | 0% | 1 | 14% | 0% | 0% | 1 | 21% | 0% | 0% | 1 | 0% | 0% | 0% | 1 | 11% | 0% | 0% | 1 |  | 0% | 0% | 1 | 0.23 | 0% | 0% | 1 | 59% | 0% | 0% | 2 | 0 | 2 | 13% | 0% | 13% | 1 | 17% | 0% | 0% | 1 | 15% | 0% | 0% | 1 | 15% | 0% | 0% | 1 | 24% | 0% | 0% | 1 | 0% | 0% | 0% | 1 | 3% | 0% | 0% | 1 |  | 0% | 0% | 1 | 0.22 | 0% | 0% | 1 | 52% | 0% | 0% | 2 | 0 | 2 | 22% | 0% | 22% | 2 | 16% | 0% | 0% | 1 | 24% | 0% | 0% | 1 | 23% | 0% | 0% | 1 | 32% | 0% | 0% | 1 | 10% | 0% | 0% | 1 | 10% | 0% | 0% | 1 |  | 0% | 0% | 1 | 0.19 | 0% | 0% | 1 | 45% | 0% | 0% | 1 | 0 | 2 | 27% | 0% | 27% | 2 | 24% | 0% | 0% | 1 | 22% | 0% | 0% | 1 | 23% | 0% | 0% | 1 | 38% | 0% | 0% | 1 | 16% | 0% | 0% | 1 | 11% | 0% | 0% | 1
494 | Meadow Lane | 0 | 0 | 10 | 0% | 0% | 1 | 0.11 | 0% | 0% | 1 | 0% | 0% | 0% | 1 | 0 | 2 | 11% | 0% | 11% | 1 | 0% | 0% | 0% | 1 | 14% | 0% | 0% | 1 | 44% | 0% | 0% | 1 | 44% | 0% | 0% | 1 | 6% | 0% | 0% | 1 | 2% | 0% | 0% | 1 |  | 0% | 0% | 1 | 0.44 | 0% | 0% | 1 | 0% | 0% | 0% | 1 | 0 | 2 | 61% | 0% | 61% | 3 | 21% | 0% | 0% | 1 | 64% | 0% | 0% | 2 | 61% | 0% | 0% | 2 | 77% | 0% | 0% | 3 | 16% | 0% | 0% | 1 | 14% | 0% | 0% | 1 |  | 0% | 0% | 1 | 0.46 | 0% | 0% | 1 | 0% | 0% | 0% | 1 | 0 | 2 | 57% | 0% | 57% | 3 | 45% | 0% | 0% | 1 | 53% | 0% | 0% | 2 | 60% | 0% | 0% | 2 | 81% | 0% | 0% | 3 | 23% | 0% | 0% | 1 | 18% | 0% | 0% | 1 |  | 0% | 0% | 1 | 0.3 | 0% | 0% | 1 | 2% | 0% | 0% | 1 | 0 | 2 | 59% | 1% | 60% | 3 | 34% | 0% | 0% | 1 | 44% | 0% | 0% | 1 | 56% | 0% | 0% | 2 | 74% | 0% | 0% | 3 | 19% | 0% | 0% | 1 | 14% | 0% | 0% | 1
495 | Bucks Creek | 0 | 0 | 10 | 0% | 0% | 1 | 0.02 | 0% | 0% | 1 | 0% | 0% | 0% | 1 | 0 | 2 | 81% | 17% | 98% | 5 | 33% | 0% | 0% | 1 | 60% | 0% | 0% | 2 | 25% | 0% | 0% | 1 | 97% | 0% | 0% | 5 | 92% | 0% | 0% | 4 | 23% | 0% | 0% | 1 |  | 0% | 0% | 1 | 0.03 | 0% | 0% | 1 | 0% | 0% | 0% | 1 | 0 | 2 | 26% | 37% | 63% | 5 | 43% | 0% | 0% | 1 | 52% | 0% | 0% | 2 | 59% | 0% | 0% | 2 | 86% | 0% | 0% | 3 | 62% | 0% | 0% | 2 | 8% | 0% | 0% | 1 |  | 0% | 0% | 1 | 0.04 | 0% | 0% | 1 | 0% | 0% | 0% | 1 | 0 | 2 | 29% | 41% | 70% | 5 | 37% | 0% | 0% | 1 | 49% | 0% | 0% | 1 | 56% | 0% | 0% | 2 | 81% | 0% | 0% | 3 | 42% | 0% | 0% | 1 | 7% | 0% | 0% | 1 |  | 0% | 0% | 1 | 0.05 | 0% | 0% | 1 | 0% | 0% | 0% | 1 | 0 | 2 | 32% | 37% | 69% | 5 | 33% | 0% | 0% | 1 | 46% | 0% | 0% | 1 | 50% | 0% | 0% | 2 | 75% | 0% | 0% | 3 | 37% | 0% | 0% | 1 | 6% | 0% | 0% | 1
496 | Dunn Siding | 0 | 0 | 10 | 0% | 0% | 1 | 0.04 | 0% | 0% | 1 | 0% | 0% | 0% | 1 | 0 | 2 | 0% | 0% | 0% | 1 | 64% | 0% | 0% | 2 | 0% | 0% | 0% | 1 | 0% | 0% | 0% | 1 | 64% | 0% | 0% | 2 | 12% | 0% | 0% | 1 | 0% | 0% | 0% | 1 |  | 0% | 0% | 1 | 0.04 | 0% | 0% | 1 | 0% | 0% | 0% | 1 | 0 | 2 | 0% | 0% | 0% | 1 | 42% | 0% | 0% | 1 | 7% | 0% | 0% | 1 | 20% | 0% | 0% | 1 | 52% | 0% | 0% | 2 | 63% | 0% | 0% | 2 | 6% | 0% | 0% | 1 |  | 0% | 0% | 1 | 0.09 | 0% | 0% | 1 | 0% | 0% | 0% | 1 | 0 | 2 | 0% | 0% | 0% | 1 | 39% | 0% | 0% | 1 | 26% | 0% | 0% | 1 | 27% | 0% | 0% | 1 | 45% | 0% | 0% | 1 | 61% | 0% | 0% | 2 | 3% | 0% | 0% | 1 |  | 0% | 0% | 1 | 0.16 | 0% | 0% | 1 | 1% | 0% | 0% | 1 | 0 | 2 | 0% | 0% | 0% | 1 | 31% | 0% | 0% | 1 | 20% | 0% | 0% | 1 | 21% | 0% | 0% | 1 | 36% | 0% | 0% | 1 | 46% | 0% | 0% | 1 | 3% | 0% | 0% | 1
497 | Pit 4 | 0 | 0 | 10 | 0% | 0% | 1 | 0.05 | 0% | 0% | 1 | 0% | 0% | 0% | 1 | 0 | 2 | 81% | 16% | 97% | 5 | 38% | 0% | 0% | 1 | 34% | 0% | 0% | 1 | 34% | 0% | 0% | 1 | 57% | 0% | 0% | 2 | 24% | 0% | 0% | 1 | 7% | 0% | 0% | 1 |  | 0% | 0% | 1 | 0.04 | 0% | 0% | 1 | 0% | 0% | 0% | 1 | 0 | 2 | 66% | 16% | 82% | 5 | 30% | 0% | 0% | 1 | 16% | 0% | 0% | 1 | 9% | 0% | 0% | 1 | 41% | 0% | 0% | 1 | 30% | 0% | 0% | 1 | 8% | 0% | 0% | 1 |  | 0% | 0% | 1 | 0.04 | 0% | 0% | 1 | 0% | 0% | 0% | 1 | 0 | 2 | 52% | 15% | 67% | 3 | 30% | 0% | 0% | 1 | 18% | 0% | 0% | 1 | 16% | 0% | 0% | 1 | 44% | 0% | 0% | 1 | 28% | 0% | 0% | 1 | 7% | 0% | 0% | 1 |  | 0% | 0% | 1 | 0.05 | 0% | 0% | 1 | 0% | 0% | 0% | 1 | 0 | 2 | 40% | 14% | 54% | 3 | 32% | 0% | 0% | 1 | 18% | 0% | 0% | 1 | 19% | 0% | 0% | 1 | 47% | 0% | 0% | 1 | 27% | 0% | 0% | 1 | 6% | 0% | 0% | 1
498 | SAN FRAN A (POTRERO PP) | 0 | 0 | 10 | 0% | 0% | 1 | 0.72 | 0% | 0% | 1 | 0% | 0% | 0% | 1 | 0 | 2 | 0% | 0% | 0% | 1 | 0% | 0% | 0% | 1 | 3% | 0% | 0% | 1 | 20% | 0% | 0% | 1 | 20% | 0% | 0% | 1 | 0% | 0% | 0% | 1 | 2% | 0% | 0% | 1 |  | 0% | 0% | 1 | 0.47 | 0% | 0% | 1 | 0% | 0% | 0% | 1 | 0 | 2 | 0% | 0% | 0% | 1 | 1% | 0% | 0% | 1 | 19% | 0% | 0% | 1 | 45% | 0% | 0% | 1 | 46% | 0% | 0% | 1 | 0% | 0% | 0% | 1 | 4% | 0% | 0% | 1 |  | 0% | 0% | 1 | 0.48 | 0% | 0% | 1 | 0% | 0% | 0% | 1 | 0 | 2 | 2% | 0% | 2% | 1 | 17% | 0% | 0% | 1 | 41% | 0% | 0% | 1 | 62% | 0% | 0% | 2 | 65% | 0% | 0% | 2 | 3% | 0% | 0% | 1 | 7% | 0% | 0% | 1 |  | 0% | 0% | 1 | 0.5 | 0% | 0% | 1 | 0% | 0% | 0% | 1 | 0 | 2 | 41% | 0% | 41% | 2 | 39% | 0% | 0% | 1 | 52% | 0% | 0% | 2 | 73% | 0% | 0% | 3 | 82% | 0% | 0% | 3 | 21% | 0% | 0% | 1 | 7% | 0% | 0% | 1
499 | Frogtown | 0 | 0 | 10 | 0% | 0% | 1 | 0.13 | 0% | 0% | 1 | 0% | 0% | 0% | 1 | 0 | 2 | 95% | 0% | 95% | 5 | 88% | 0% | 0% | 3 | 14% | 0% | 0% | 1 | 34% | 0% | 0% | 1 | 88% | 0% | 0% | 3 | 58% | 0% | 0% | 2 | 3% | 0% | 0% | 1 |  | 0% | 0% | 1 | 0.15 | 0% | 0% | 1 | 0% | 0% | 0% | 1 | 0 | 2 | 86% | 7% | 93% | 5 | 76% | 0% | 0% | 3 | 15% | 0% | 0% | 1 | 30% | 0% | 0% | 1 | 85% | 0% | 0% | 3 | 59% | 0% | 0% | 2 | 6% | 0% | 0% | 1 |  | 0% | 0% | 1 | 0.16 | 0% | 0% | 1 | 0% | 0% | 0% | 1 | 0 | 2 | 70% | 16% | 86% | 5 | 64% | 0% | 0% | 2 | 19% | 0% | 0% | 1 | 32% | 0% | 0% | 1 | 77% | 0% | 0% | 3 | 59% | 0% | 0% | 2 | 6% | 0% | 0% | 1 |  | 0% | 0% | 1 | 0.16 | 0% | 0% | 1 | 1% | 0% | 0% | 1 | 0 | 2 | 65% | 19% | 84% | 5 | 66% | 0% | 0% | 2 | 21% | 0% | 0% | 1 | 34% | 0% | 0% | 1 | 80% | 0% | 0% | 3 | 59% | 0% | 0% | 2 | 6% | 0% | 0% | 1
500 | Knights Landing | 0 | 0 | 10 | 0% | 0% | 1 | 0.1 | 0% | 0% | 1 | 84% | 0% | 0% | 3 | 0 | 2 | 0% | 0% | 0% | 1 | 8% | 0% | 0% | 1 | 7% | 0% | 0% | 1 | 47% | 0% | 0% | 1 | 53% | 0% | 0% | 2 | 0% | 0% | 0% | 1 | 4% | 0% | 0% | 1 |  | 0% | 0% | 1 | 0.08 | 0% | 0% | 1 | 71% | 0% | 0% | 2 | 0 | 2 | 4% | 0% | 4% | 1 | 45% | 0% | 0% | 1 | 7% | 0% | 0% | 1 | 59% | 0% | 0% | 2 | 78% | 0% | 0% | 3 | 0% | 0% | 0% | 1 | 6% | 0% | 0% | 1 |  | 0% | 0% | 1 | 0.09 | 0% | 0% | 1 | 64% | 0% | 0% | 2 | 0 | 2 | 7% | 0% | 7% | 1 | 47% | 0% | 0% | 1 | 11% | 0% | 0% | 1 | 56% | 0% | 0% | 2 | 80% | 0% | 0% | 3 | 2% | 0% | 0% | 1 | 5% | 0% | 0% | 1 |  | 0% | 0% | 1 | 0.11 | 0% | 0% | 1 | 60% | 0% | 0% | 2 | 0 | 2 | 12% | 1% | 13% | 2 | 43% | 0% | 0% | 1 | 10% | 0% | 0% | 1 | 42% | 0% | 0% | 1 | 67% | 0% | 0% | 2 | 5% | 0% | 0% | 1 | 6% | 0% | 0% | 1
501 | Sandlot | 0 | 0 | 10 | 0% | 0% | 1 | 0.08 | 0% | 0% | 1 | 0% | 0% | 0% | 1 | 0 | 2 | 0% | 0% | 0% | 1 | 15% | 0% | 0% | 1 | 94% | 0% | 0% | 4 | 62% | 0% | 0% | 2 | 94% | 0% | 0% | 4 | 45% | 0% | 0% | 1 | 4% | 0% | 0% | 1 |  | 0% | 0% | 1 | 0.28 | 0% | 0% | 1 | 0% | 0% | 0% | 1 | 0 | 2 | 0% | 0% | 0% | 1 | 7% | 0% | 0% | 1 | 49% | 0% | 0% | 1 | 29% | 0% | 0% | 1 | 51% | 0% | 0% | 2 | 27% | 0% | 0% | 1 | 2% | 0% | 0% | 1 |  | 0% | 0% | 1 | 0.23 | 0% | 0% | 1 | 0% | 0% | 0% | 1 | 0 | 2 | 0% | 0% | 0% | 1 | 51% | 0% | 0% | 2 | 60% | 0% | 0% | 2 | 30% | 0% | 0% | 1 | 80% | 0% | 0% | 3 | 36% | 0% | 0% | 1 | 5% | 0% | 0% | 1 |  | 0% | 0% | 1 | 0.25 | 0% | 0% | 1 | 0% | 0% | 0% | 1 | 0 | 2 | 0% | 0% | 0% | 1 | 57% | 0% | 0% | 2 | 50% | 0% | 0% | 2 | 17% | 0% | 0% | 1 | 80% | 0% | 0% | 3 | 46% | 0% | 0% | 1 | 3% | 0% | 0% | 1
502 | Sunrise | 0 | 0 | 10 | 0% | 0% | 1 | 0.05 | 0% | 0% | 1 | 0% | 0% | 0% | 1 | 0 | 2 | 0% | 0% | 0% | 1 | 15% | 0% | 0% | 1 | 56% | 0% | 0% | 2 | 64% | 0% | 0% | 2 | 68% | 0% | 0% | 2 | 4% | 0% | 0% | 1 | 0% | 0% | 0% | 1 |  | 0% | 0% | 1 | 0.05 | 0% | 0% | 1 | 0% | 0% | 0% | 1 | 0 | 2 | 5% | 0% | 5% | 1 | 20% | 0% | 0% | 1 | 34% | 0% | 0% | 1 | 72% | 0% | 0% | 3 | 72% | 0% | 0% | 3 | 14% | 0% | 0% | 1 | 0% | 0% | 0% | 1 |  | 0% | 0% | 1 | 0.06 | 0% | 0% | 1 | 16% | 0% | 0% | 1 | 0 | 2 | 4% | 0% | 4% | 1 | 26% | 0% | 0% | 1 | 43% | 0% | 0% | 1 | 75% | 0% | 0% | 3 | 76% | 0% | 0% | 3 | 8% | 0% | 0% | 1 | 1% | 0% | 0% | 1 |  | 0% | 0% | 1 | 0.08 | 0% | 0% | 1 | 27% | 0% | 0% | 1 | 0 | 2 | 7% | 0% | 7% | 1 | 25% | 0% | 0% | 1 | 34% | 0% | 0% | 1 | 63% | 0% | 0% | 2 | 71% | 0% | 0% | 3 | 8% | 0% | 0% | 1 | 5% | 0% | 0% | 1
503 | Lilac | 0 | 0 | 10 | 0% | 0% | 1 | 0.53 | 0% | 0% | 1 | 5% | 0% | 0% | 1 | 0 | 2 | 71% | 5% | 76% | 5 | 33% | 0% | 0% | 1 | 0% | 0% | 0% | 1 | 25% | 0% | 0% | 1 | 41% | 0% | 0% | 1 | 3% | 0% | 0% | 1 | 6% | 0% | 0% | 1 |  | 0% | 0% | 1 | 0.39 | 0% | 0% | 1 | 6% | 0% | 0% | 1 | 0 | 2 | 53% | 23% | 76% | 5 | 46% | 0% | 0% | 1 | 12% | 0% | 0% | 1 | 23% | 0% | 0% | 1 | 52% | 0% | 0% | 2 | 11% | 0% | 0% | 1 | 7% | 0% | 0% | 1 |  | 0% | 0% | 1 | 0.33 | 0% | 0% | 1 | 4% | 0% | 0% | 1 | 0 | 2 | 36% | 48% | 84% | 5 | 56% | 0% | 0% | 2 | 15% | 0% | 0% | 1 | 30% | 0% | 0% | 1 | 62% | 0% | 0% | 2 | 32% | 0% | 0% | 1 | 8% | 0% | 0% | 1 |  | 0% | 0% | 1 | 0.31 | 0% | 0% | 1 | 3% | 0% | 0% | 1 | 0 | 2 | 35% | 52% | 87% | 5 | 61% | 0% | 0% | 2 | 24% | 0% | 0% | 1 | 40% | 0% | 0% | 1 | 69% | 0% | 0% | 2 | 32% | 0% | 0% | 1 | 8% | 0% | 0% | 1
504 | Alhambra | 0 | 0 | 10 | 0% | 0% | 1 | 0.39 | 0% | 0% | 1 | 0% | 0% | 0% | 1 | 0 | 2 | 73% | 0% | 73% | 3 | 4% | 0% | 0% | 1 | 59% | 0% | 0% | 2 | 72% | 0% | 0% | 3 | 73% | 0% | 0% | 3 | 11% | 0% | 0% | 1 | 3% | 0% | 0% | 1 |  | 0% | 0% | 1 | 0.72 | 0% | 0% | 1 | 0% | 0% | 0% | 1 | 0 | 2 | 43% | 0% | 43% | 2 | 17% | 0% | 0% | 1 | 50% | 0% | 0% | 2 | 60% | 0% | 0% | 2 | 74% | 0% | 0% | 3 | 14% | 0% | 0% | 1 | 9% | 0% | 0% | 1 |  | 0% | 0% | 1 | 0.38 | 0% | 0% | 1 | 0% | 0% | 0% | 1 | 0 | 2 | 42% | 0% | 42% | 2 | 36% | 0% | 0% | 1 | 48% | 0% | 0% | 1 | 60% | 0% | 0% | 2 | 80% | 0% | 0% | 3 | 17% | 0% | 0% | 1 | 19% | 0% | 0% | 1 |  | 0% | 0% | 1 | 0.31 | 0% | 0% | 1 | 5% | 0% | 0% | 1 | 0 | 2 | 50% | 0% | 50% | 3 | 39% | 0% | 0% | 1 | 40% | 0% | 0% | 1 | 51% | 0% | 0% | 2 | 74% | 0% | 0% | 3 | 19% | 0% | 0% | 1 | 15% | 0% | 0% | 1
505 | Charleston | 0 | 0 | 0 | 0% | 0% | 1 | 0.04 | 0% | 0% | 1 | 0% | 0% | 0% | 1 | 0 | 2 | 0% | 0% | 0% | 1 | 0% | 0% | 0% | 1 | 9% | 0% | 0% | 1 | 11% | 0% | 0% | 1 | 11% | 0% | 0% | 1 | 5% | 0% | 0% | 1 | 1% | 0% | 0% | 1 |  | 0% | 0% | 1 | 0.02 | 0% | 0% | 1 | 0% | 0% | 0% | 1 | 0 | 2 | 0% | 0% | 0% | 1 | 0% | 0% | 0% | 1 | 2% | 0% | 0% | 1 | 5% | 0% | 0% | 1 | 5% | 0% | 0% | 1 | 2% | 0% | 0% | 1 | 0% | 0% | 0% | 1 |  | 0% | 0% | 1 | 0.01 | 0% | 0% | 1 | 0% | 0% | 0% | 1 | 0 | 2 | 0% | 0% | 0% | 1 | 1% | 0% | 0% | 1 | 1% | 0% | 0% | 1 | 2% | 0% | 0% | 1 | 3% | 0% | 0% | 1 | 7% | 0% | 0% | 1 | 0% | 0% | 0% | 1 |  | 0% | 0% | 1 | 0.33 | 0% | 0% | 1 | 0% | 0% | 0% | 1 | 0 | 2 | 0% | 0% | 0% | 1 | 3% | 0% | 0% | 1 | 1% | 0% | 0% | 1 | 11% | 0% | 0% | 1 | 12% | 0% | 0% | 1 | 11% | 0% | 0% | 1 | 0% | 0% | 0% | 1
506 | Vasco | 0 | 0 | 10 | 0% | 0% | 1 | 0.1 | 0% | 0% | 1 | 1% | 0% | 0% | 1 | 0 | 2 | 97% | 0% | 97% | 5 | 77% | 0% | 0% | 3 | 56% | 0% | 0% | 2 | 73% | 0% | 0% | 3 | 90% | 0% | 0% | 4 | 20% | 0% | 0% | 1 | 8% | 0% | 0% | 1 |  | 0% | 0% | 1 | 0.14 | 0% | 0% | 1 | 2% | 0% | 0% | 1 | 0 | 2 | 94% | 1% | 95% | 5 | 69% | 0% | 0% | 2 | 65% | 0% | 0% | 2 | 74% | 0% | 0% | 3 | 91% | 0% | 0% | 4 | 35% | 0% | 0% | 1 | 6% | 0% | 0% | 1 |  | 0% | 0% | 1 | 0.15 | 0% | 0% | 1 | 14% | 0% | 0% | 1 | 0 | 2 | 72% | 8% | 80% | 5 | 62% | 0% | 0% | 2 | 57% | 0% | 0% | 2 | 63% | 0% | 0% | 2 | 82% | 0% | 0% | 3 | 37% | 0% | 0% | 1 | 6% | 0% | 0% | 1 |  | 0% | 0% | 1 | 0.12 | 0% | 0% | 1 | 24% | 0% | 0% | 1 | 0 | 2 | 59% | 9% | 68% | 3 | 59% | 0% | 0% | 2 | 41% | 0% | 0% | 1 | 47% | 0% | 0% | 1 | 73% | 0% | 0% | 3 | 39% | 0% | 0% | 1 | 6% | 0% | 0% | 1
507 | Harris | 0 | 0 | 10 | 0% | 0% | 1 | 0.31 | 0% | 0% | 1 | 0% | 0% | 0% | 1 | 0 | 2 | 0% | 0% | 0% | 1 | 4% | 0% | 0% | 1 | 64% | 0% | 0% | 2 | 68% | 0% | 0% | 2 | 72% | 0% | 0% | 3 | 5% | 0% | 0% | 1 | 11% | 0% | 0% | 1 |  | 0% | 0% | 1 | 0.15 | 0% | 0% | 1 | 0% | 0% | 0% | 1 | 0 | 2 | 0% | 0% | 0% | 1 | 3% | 0% | 0% | 1 | 44% | 0% | 0% | 1 | 52% | 0% | 0% | 2 | 53% | 0% | 0% | 2 | 21% | 0% | 0% | 1 | 12% | 0% | 0% | 1 |  | 0% | 0% | 1 | 0.1 | 0% | 0% | 1 | 0% | 0% | 0% | 1 | 0 | 2 | 0% | 0% | 0% | 1 | 5% | 0% | 0% | 1 | 40% | 0% | 0% | 1 | 45% | 0% | 0% | 1 | 47% | 0% | 0% | 1 | 26% | 0% | 0% | 1 | 15% | 0% | 0% | 1 |  | 0% | 0% | 1 | 0.08 | 0% | 0% | 1 | 0% | 0% | 0% | 1 | 0 | 2 | 0% | 0% | 0% | 1 | 4% | 0% | 0% | 1 | 32% | 0% | 0% | 1 | 36% | 0% | 0% | 1 | 39% | 0% | 0% | 1 | 28% | 0% | 0% | 1 | 14% | 0% | 0% | 1
508 | Grizzly | 0 | 0 | 10 | 0% | 0% | 1 | 0.02 | 0% | 0% | 1 | 0% | 0% | 0% | 1 | 0 | 2 | 7% | 65% | 72% | 5 | 59% | 0% | 0% | 2 | 41% | 0% | 0% | 1 | 59% | 0% | 0% | 2 | 82% | 0% | 0% | 3 | 62% | 0% | 0% | 2 | 4% | 0% | 0% | 1 |  | 0% | 0% | 1 | 0.04 | 0% | 0% | 1 | 0% | 0% | 0% | 1 | 0 | 2 | 24% | 42% | 66% | 5 | 43% | 0% | 0% | 1 | 44% | 0% | 0% | 1 | 63% | 0% | 0% | 2 | 86% | 0% | 0% | 3 | 52% | 0% | 0% | 2 | 7% | 0% | 0% | 1 |  | 0% | 0% | 1 | 0.05 | 0% | 0% | 1 | 0% | 0% | 0% | 1 | 0 | 2 | 21% | 37% | 58% | 5 | 42% | 0% | 0% | 1 | 48% | 0% | 0% | 1 | 66% | 0% | 0% | 2 | 89% | 0% | 0% | 3 | 48% | 0% | 0% | 1 | 5% | 0% | 0% | 1 |  | 0% | 0% | 1 | 0.06 | 0% | 0% | 1 | 0% | 0% | 0% | 1 | 0 | 2 | 22% | 34% | 56% | 5 | 34% | 0% | 0% | 1 | 46% | 0% | 0% | 1 | 56% | 0% | 0% | 2 | 79% | 0% | 0% | 3 | 39% | 0% | 0% | 1 | 5% | 0% | 0% | 1
509 | Jackass (DOE) | 0 | 0 | 0 | 0% | 0% | 1 | 0 | 0% | 0% | 1 | 0% | 0% | 0% | 1 | 0 | 2 | 0% | 0% | 0% | 1 | 0% | 0% | 0% | 1 | 0% | 0% | 0% | 1 | 0% | 0% | 0% | 1 | 0% | 0% | 0% | 1 | 0% | 0% | 0% | 1 | 0% | 0% | 0% | 1 |  | 0% | 0% | 1 | 0 | 0% | 0% | 1 | 0% | 0% | 0% | 1 | 0 | 2 | 0% | 0% | 0% | 1 | 0% | 0% | 0% | 1 | 0% | 0% | 0% | 1 | 0% | 0% | 0% | 1 | 0% | 0% | 0% | 1 | 0% | 0% | 0% | 1 | 0% | 0% | 0% | 1 |  | 0% | 0% | 1 | 0 | 0% | 0% | 1 | 0% | 0% | 0% | 1 | 0 | 2 | 0% | 0% | 0% | 1 | 0% | 0% | 0% | 1 | 0% | 0% | 0% | 1 | 0% | 0% | 0% | 1 | 0% | 0% | 0% | 1 | 0% | 0% | 0% | 1 | 0% | 0% | 0% | 1 |  | 0% | 0% | 1 | 0 | 0% | 0% | 1 | 0% | 0% | 0% | 1 | 0 | 2 | 0% | 0% | 0% | 1 | 0% | 0% | 0% | 1 | 0% | 0% | 0% | 1 | 0% | 0% | 0% | 1 | 0% | 0% | 0% | 1 | 0% | 0% | 0% | 1 | 0% | 0% | 0% | 1
510 | North City Metering | 0 | 0 | 10 | 0% | 0% | 1 | 0.04 | 0% | 0% | 1 | 0% | 0% | 0% | 1 | 0 | 2 | 0% | 0% | 0% | 1 | 33% | 0% | 0% | 1 | 69% | 0% | 0% | 2 | 69% | 0% | 0% | 2 | 98% | 0% | 0% | 5 | 0% | 0% | 0% | 1 | 11% | 0% | 0% | 1 |  | 0% | 0% | 1 | 0.07 | 0% | 0% | 1 | 1% | 0% | 0% | 1 | 0 | 2 | 30% | 0% | 30% | 2 | 19% | 0% | 0% | 1 | 44% | 0% | 0% | 1 | 30% | 0% | 0% | 1 | 57% | 0% | 0% | 2 | 8% | 0% | 0% | 1 | 8% | 0% | 0% | 1 |  | 0% | 0% | 1 | 0.2 | 0% | 0% | 1 | 0% | 0% | 0% | 1 | 0 | 2 | 44% | 31% | 75% | 5 | 52% | 0% | 0% | 2 | 48% | 0% | 0% | 1 | 41% | 0% | 0% | 1 | 82% | 0% | 0% | 3 | 9% | 0% | 0% | 1 | 6% | 0% | 0% | 1 |  | 0% | 0% | 1 | 0.24 | 0% | 0% | 1 | 1% | 0% | 0% | 1 | 0 | 2 | 32% | 42% | 74% | 5 | 57% | 0% | 0% | 2 | 47% | 0% | 0% | 1 | 58% | 0% | 0% | 2 | 85% | 0% | 0% | 3 | 17% | 0% | 0% | 1 | 4% | 0% | 0% | 1
511 | Ormond Beach | 0 | 0 | 10 | 0% | 0% | 1 | 0.15 | 0% | 0% | 1 | 69% | 0% | 0% | 2 | 0 | 2 | 0% | 0% | 0% | 1 | 9% | 0% | 0% | 1 | 34% | 0% | 0% | 1 | 36% | 0% | 0% | 1 | 36% | 0% | 0% | 1 | 0% | 0% | 0% | 1 | 16% | 0% | 0% | 1 |  | 0% | 0% | 1 | 0.16 | 0% | 0% | 1 | 57% | 0% | 0% | 2 | 0 | 2 | 0% | 0% | 0% | 1 | 12% | 0% | 0% | 1 | 11% | 0% | 0% | 1 | 30% | 0% | 0% | 1 | 30% | 0% | 0% | 1 | 1% | 0% | 0% | 1 | 7% | 0% | 0% | 1 |  | 0% | 0% | 1 | 0.16 | 0% | 0% | 1 | 44% | 0% | 0% | 1 | 0 | 2 | 1% | 0% | 1% | 1 | 11% | 0% | 0% | 1 | 11% | 0% | 0% | 1 | 24% | 0% | 0% | 1 | 29% | 0% | 0% | 1 | 13% | 0% | 0% | 1 | 6% | 0% | 0% | 1 |  | 0% | 0% | 1 | 0.15 | 0% | 0% | 1 | 27% | 0% | 0% | 1 | 0 | 2 | 2% | 0% | 2% | 1 | 22% | 0% | 0% | 1 | 7% | 0% | 0% | 1 | 19% | 0% | 0% | 1 | 36% | 0% | 0% | 1 | 26% | 0% | 0% | 1 | 7% | 0% | 0% | 1
512 | Warne | 0 | 0 | 10 | 0% | 0% | 1 | 0.04 | 0% | 0% | 1 | 0% | 0% | 0% | 1 | 0 | 2 | 11% | 89% | 100% | 5 | 100% | 0% | 0% | 5 | 0% | 0% | 0% | 1 | 1% | 0% | 0% | 1 | 100% | 0% | 0% | 5 | 67% | 0% | 0% | 2 | 3% | 0% | 0% | 1 |  | 0% | 0% | 1 | 0.04 | 0% | 0% | 1 | 0% | 0% | 0% | 1 | 0 | 2 | 34% | 62% | 96% | 5 | 72% | 0% | 0% | 3 | 39% | 0% | 0% | 1 | 37% | 0% | 0% | 1 | 95% | 0% | 0% | 5 | 63% | 0% | 0% | 2 | 3% | 0% | 0% | 1 |  | 0% | 0% | 1 | 0.07 | 0% | 0% | 1 | 1% | 0% | 0% | 1 | 0 | 2 | 37% | 50% | 87% | 5 | 58% | 0% | 0% | 2 | 45% | 0% | 0% | 1 | 38% | 0% | 0% | 1 | 87% | 0% | 0% | 3 | 56% | 0% | 0% | 2 | 4% | 0% | 0% | 1 |  | 0% | 0% | 1 | 0.14 | 0% | 0% | 1 | 3% | 0% | 0% | 1 | 0 | 2 | 42% | 32% | 74% | 5 | 53% | 0% | 0% | 2 | 34% | 0% | 0% | 1 | 33% | 0% | 0% | 1 | 79% | 0% | 0% | 3 | 45% | 0% | 0% | 1 | 5% | 0% | 0% | 1
513 | POE | 0 | 0 | 10 | 0% | 0% | 1 | 0.12 | 0% | 0% | 1 | 0% | 0% | 0% | 1 | 0 | 2 | 2% | 0% | 2% | 1 | 59% | 0% | 0% | 2 | 55% | 0% | 0% | 2 | 92% | 0% | 0% | 4 | 93% | 0% | 0% | 4 | 35% | 0% | 0% | 1 | 3% | 0% | 0% | 1 |  | 0% | 0% | 1 | 0.16 | 0% | 0% | 1 | 0% | 0% | 0% | 1 | 0 | 2 | 19% | 2% | 21% | 2 | 39% | 0% | 0% | 1 | 43% | 0% | 0% | 1 | 77% | 0% | 0% | 3 | 86% | 0% | 0% | 3 | 47% | 0% | 0% | 1 | 4% | 0% | 0% | 1 |  | 0% | 0% | 1 | 0.12 | 0% | 0% | 1 | 1% | 0% | 0% | 1 | 0 | 2 | 29% | 11% | 40% | 3 | 53% | 0% | 0% | 2 | 40% | 0% | 0% | 1 | 67% | 0% | 0% | 2 | 83% | 0% | 0% | 3 | 49% | 0% | 0% | 1 | 10% | 0% | 0% | 1 |  | 0% | 0% | 1 | 0.12 | 0% | 0% | 1 | 4% | 0% | 0% | 1 | 0 | 2 | 30% | 17% | 47% | 3 | 54% | 0% | 0% | 2 | 33% | 0% | 0% | 1 | 56% | 0% | 0% | 2 | 84% | 0% | 0% | 3 | 40% | 0% | 0% | 1 | 9% | 0% | 0% | 1
514 | Pit 3 | 0 | 0 | 10 | 0% | 0% | 1 | 0.04 | 0% | 0% | 1 | 0% | 0% | 0% | 1 | 0 | 2 | 62% | 0% | 62% | 3 | 33% | 0% | 0% | 1 | 17% | 0% | 0% | 1 | 6% | 0% | 0% | 1 | 44% | 0% | 0% | 1 | 29% | 0% | 0% | 1 | 12% | 0% | 0% | 1 |  | 0% | 0% | 1 | 0.05 | 0% | 0% | 1 | 0% | 0% | 0% | 1 | 0 | 2 | 48% | 6% | 54% | 3 | 27% | 0% | 0% | 1 | 24% | 0% | 0% | 1 | 19% | 0% | 0% | 1 | 46% | 0% | 0% | 1 | 26% | 0% | 0% | 1 | 8% | 0% | 0% | 1 |  | 0% | 0% | 1 | 0.05 | 0% | 0% | 1 | 0% | 0% | 0% | 1 | 0 | 2 | 43% | 8% | 51% | 3 | 28% | 0% | 0% | 1 | 19% | 0% | 0% | 1 | 16% | 0% | 0% | 1 | 43% | 0% | 0% | 1 | 26% | 0% | 0% | 1 | 7% | 0% | 0% | 1 |  | 0% | 0% | 1 | 0.05 | 0% | 0% | 1 | 0% | 0% | 0% | 1 | 0 | 2 | 36% | 8% | 44% | 2 | 32% | 0% | 0% | 1 | 17% | 0% | 0% | 1 | 16% | 0% | 0% | 1 | 45% | 0% | 0% | 1 | 28% | 0% | 0% | 1 | 6% | 0% | 0% | 1
515 | Evergreen | 0 | 0 | 10 | 0% | 0% | 1 | 0.38 | 0% | 0% | 1 | 0% | 0% | 0% | 1 | 0 | 2 | 99% | 0% | 99% | 5 | 0% | 0% | 0% | 1 | 0% | 0% | 0% | 1 | 0% | 0% | 0% | 1 | 0% | 0% | 0% | 1 | 0% | 0% | 0% | 1 | 8% | 0% | 0% | 1 |  | 0% | 0% | 1 | 0.09 | 0% | 0% | 1 | 2% | 0% | 0% | 1 | 0 | 2 | 96% | 0% | 96% | 5 | 45% | 0% | 0% | 1 | 23% | 0% | 0% | 1 | 30% | 0% | 0% | 1 | 51% | 0% | 0% | 2 | 61% | 0% | 0% | 2 | 5% | 0% | 0% | 1 |  | 0% | 0% | 1 | 0.1 | 0% | 0% | 1 | 1% | 0% | 0% | 1 | 0 | 2 | 80% | 6% | 86% | 5 | 74% | 0% | 0% | 3 | 29% | 0% | 0% | 1 | 46% | 0% | 0% | 1 | 82% | 0% | 0% | 3 | 65% | 0% | 0% | 2 | 4% | 0% | 0% | 1 |  | 0% | 0% | 1 | 0.12 | 0% | 0% | 1 | 1% | 0% | 0% | 1 | 0 | 2 | 50% | 24% | 74% | 4 | 72% | 0% | 0% | 3 | 29% | 0% | 0% | 1 | 50% | 0% | 0% | 2 | 86% | 0% | 0% | 3 | 62% | 0% | 0% | 2 | 4% | 0% | 0% | 1
516 | Rincon | 0 | 0 | 10 | 0% | 0% | 1 | 0.21 | 0% | 0% | 1 | 1% | 0% | 0% | 1 | 0 | 2 | 3% | 0% | 3% | 1 | 89% | 0% | 0% | 3 | 73% | 0% | 0% | 3 | 95% | 0% | 0% | 5 | 98% | 0% | 0% | 5 | 25% | 0% | 0% | 1 | 3% | 0% | 0% | 1 |  | 0% | 0% | 1 | 0.2 | 0% | 0% | 1 | 12% | 0% | 0% | 1 | 0 | 2 | 10% | 0% | 10% | 1 | 63% | 0% | 0% | 2 | 48% | 0% | 0% | 1 | 73% | 0% | 0% | 3 | 89% | 0% | 0% | 3 | 23% | 0% | 0% | 1 | 5% | 0% | 0% | 1 |  | 0% | 0% | 1 | 0.19 | 0% | 0% | 1 | 12% | 0% | 0% | 1 | 0 | 2 | 22% | 0% | 22% | 2 | 59% | 0% | 0% | 2 | 47% | 0% | 0% | 1 | 70% | 0% | 0% | 3 | 90% | 0% | 0% | 4 | 27% | 0% | 0% | 1 | 5% | 0% | 0% | 1 |  | 0% | 0% | 1 | 0.15 | 0% | 0% | 1 | 11% | 0% | 0% | 1 | 0 | 2 | 35% | 2% | 37% | 2 | 58% | 0% | 0% | 2 | 43% | 0% | 0% | 1 | 71% | 0% | 0% | 3 | 90% | 0% | 0% | 4 | 32% | 0% | 0% | 1 | 5% | 0% | 0% | 1
517 | Whisman | 0 | 0 | 10 | 0% | 0% | 1 | 0.04 | 0% | 0% | 1 | 0% | 0% | 0% | 1 | 0 | 2 | 0% | 0% | 0% | 1 | 0% | 0% | 0% | 1 | 0% | 0% | 0% | 1 | 4% | 0% | 0% | 1 | 4% | 0% | 0% | 1 | 0% | 0% | 0% | 1 | 100% | 0% | 0% | 5 |  | 0% | 0% | 1 | 0.18 | 0% | 0% | 1 | 3% | 0% | 0% | 1 | 0 | 2 | 1% | 0% | 1% | 1 | 54% | 0% | 0% | 2 | 56% | 0% | 0% | 2 | 85% | 0% | 0% | 3 | 90% | 0% | 0% | 4 | 18% | 0% | 0% | 1 | 19% | 0% | 0% | 1 |  | 0% | 0% | 1 | 0.22 | 0% | 0% | 1 | 0% | 0% | 0% | 1 | 0 | 2 | 29% | 0% | 29% | 2 | 68% | 0% | 0% | 2 | 47% | 0% | 0% | 1 | 69% | 0% | 0% | 2 | 85% | 0% | 0% | 3 | 36% | 0% | 0% | 1 | 6% | 0% | 0% | 1 |  | 0% | 0% | 1 | 0.2 | 0% | 0% | 1 | 0% | 0% | 0% | 1 | 0 | 2 | 36% | 0% | 36% | 2 | 51% | 0% | 0% | 2 | 38% | 0% | 0% | 1 | 65% | 0% | 0% | 2 | 80% | 0% | 0% | 3 | 47% | 0% | 0% | 1 | 8% | 0% | 0% | 1
518 | Brighton | 0 | 0 | 10 | 0% | 0% | 1 | 0.49 | 0% | 0% | 1 | 0% | 0% | 0% | 1 | 0 | 2 | 9% | 0% | 9% | 1 | 0% | 0% | 0% | 1 | 0% | 0% | 0% | 1 | 0% | 0% | 0% | 1 | 0% | 0% | 0% | 1 | 0% | 0% | 0% | 1 | 21% | 0% | 0% | 1 |  | 0% | 0% | 1 | 0.24 | 0% | 0% | 1 | 14% | 0% | 0% | 1 | 0 | 2 | 27% | 0% | 27% | 2 | 28% | 0% | 0% | 1 | 18% | 0% | 0% | 1 | 19% | 0% | 0% | 1 | 45% | 0% | 0% | 1 | 3% | 0% | 0% | 1 | 23% | 0% | 0% | 1 |  | 0% | 0% | 1 | 0.32 | 0% | 0% | 1 | 26% | 0% | 0% | 1 | 0 | 2 | 18% | 0% | 18% | 1 | 38% | 0% | 0% | 1 | 23% | 0% | 0% | 1 | 34% | 0% | 0% | 1 | 61% | 0% | 0% | 2 | 8% | 0% | 0% | 1 | 18% | 0% | 0% | 1 |  | 0% | 0% | 1 | 0.25 | 0% | 0% | 1 | 29% | 0% | 0% | 1 | 0 | 2 | 15% | 0% | 15% | 1 | 40% | 0% | 0% | 1 | 24% | 0% | 0% | 1 | 37% | 0% | 0% | 1 | 63% | 0% | 0% | 2 | 10% | 0% | 0% | 1 | 19% | 0% | 0% | 1
519 | Mi-Wuk | 0 | 0 | 10 | 0% | 0% | 1 | 0.3 | 0% | 0% | 1 | 0% | 0% | 0% | 1 | 0 | 2 | 24% | 76% | 100% | 5 | 15% | 0% | 0% | 1 | 51% | 0% | 0% | 2 | 94% | 0% | 0% | 4 | 94% | 0% | 0% | 4 | 41% | 0% | 0% | 1 | 2% | 0% | 0% | 1 |  | 0% | 0% | 1 | 0.1 | 0% | 0% | 1 | 0% | 0% | 0% | 1 | 0 | 2 | 39% | 55% | 94% | 5 | 16% | 0% | 0% | 1 | 24% | 0% | 0% | 1 | 55% | 0% | 0% | 2 | 58% | 0% | 0% | 2 | 40% | 0% | 0% | 1 | 2% | 0% | 0% | 1 |  | 0% | 0% | 1 | 0.16 | 0% | 0% | 1 | 0% | 0% | 0% | 1 | 0 | 2 | 45% | 46% | 91% | 5 | 26% | 0% | 0% | 1 | 16% | 0% | 0% | 1 | 30% | 0% | 0% | 1 | 49% | 0% | 0% | 1 | 39% | 0% | 0% | 1 | 2% | 0% | 0% | 1 |  | 0% | 0% | 1 | 0.15 | 0% | 0% | 1 | 0% | 0% | 0% | 1 | 0 | 2 | 42% | 48% | 90% | 5 | 33% | 0% | 0% | 1 | 19% | 0% | 0% | 1 | 27% | 0% | 0% | 1 | 53% | 0% | 0% | 2 | 39% | 0% | 0% | 1 | 2% | 0% | 0% | 1
520 | San Ysidro | 0 | 0 | 10 | 0% | 0% | 1 | 0.44 | 0% | 0% | 1 | 0% | 0% | 0% | 1 | 0 | 2 | 41% | 0% | 41% | 2 | 2% | 0% | 0% | 1 | 94% | 0% | 0% | 4 | 100% | 0% | 0% | 5 | 100% | 0% | 0% | 5 | 20% | 0% | 0% | 1 | 12% | 0% | 0% | 1 |  | 0% | 0% | 1 | 0.15 | 0% | 0% | 1 | 0% | 0% | 0% | 1 | 0 | 2 | 57% | 0% | 57% | 3 | 4% | 0% | 0% | 1 | 91% | 0% | 0% | 4 | 92% | 0% | 0% | 4 | 96% | 0% | 0% | 5 | 31% | 0% | 0% | 1 | 10% | 0% | 0% | 1 |  | 0% | 0% | 1 | 0.21 | 0% | 0% | 1 | 0% | 0% | 0% | 1 | 0 | 2 | 46% | 6% | 52% | 3 | 5% | 0% | 0% | 1 | 68% | 0% | 0% | 2 | 90% | 0% | 0% | 4 | 92% | 0% | 0% | 4 | 33% | 0% | 0% | 1 | 6% | 0% | 0% | 1 |  | 0% | 0% | 1 | 0.21 | 0% | 0% | 1 | 0% | 0% | 0% | 1 | 0 | 2 | 28% | 49% | 77% | 5 | 23% | 0% | 0% | 1 | 60% | 0% | 0% | 2 | 88% | 0% | 0% | 3 | 89% | 0% | 0% | 3 | 31% | 0% | 0% | 1 | 4% | 0% | 0% | 1
521 | Lincoln | 0 | 0 | 10 | 0% | 0% | 1 | 0.27 | 0% | 0% | 1 | 15% | 0% | 0% | 1 | 0 | 2 | 53% | 0% | 53% | 3 | 82% | 0% | 0% | 3 | 0% | 0% | 0% | 1 | 0% | 0% | 0% | 1 | 82% | 0% | 0% | 3 | 12% | 0% | 0% | 1 | 36% | 0% | 0% | 1 |  | 0% | 0% | 1 | 0.31 | 0% | 0% | 1 | 13% | 0% | 0% | 1 | 0 | 2 | 52% | 0% | 52% | 3 | 57% | 0% | 0% | 2 | 0% | 0% | 0% | 1 | 0% | 0% | 0% | 1 | 57% | 0% | 0% | 2 | 16% | 0% | 0% | 1 | 24% | 0% | 0% | 1 |  | 0% | 0% | 1 | 0.27 | 0% | 0% | 1 | 21% | 0% | 0% | 1 | 0 | 2 | 44% | 0% | 44% | 2 | 58% | 0% | 0% | 2 | 0% | 0% | 0% | 1 | 10% | 0% | 0% | 1 | 65% | 0% | 0% | 2 | 12% | 0% | 0% | 1 | 19% | 0% | 0% | 1 |  | 0% | 0% | 1 | 0.23 | 0% | 0% | 1 | 22% | 0% | 0% | 1 | 0 | 2 | 45% | 1% | 46% | 2 | 55% | 0% | 0% | 2 | 7% | 0% | 0% | 1 | 23% | 0% | 0% | 1 | 70% | 0% | 0% | 3 | 12% | 0% | 0% | 1 | 14% | 0% | 0% | 1
522 | Jefferson | 0 | 0 | 10 | 0% | 0% | 1 | 0.23 | 0% | 0% | 1 | 0% | 0% | 0% | 1 | 0 | 2 | 0% | 0% | 0% | 1 | 90% | 0% | 0% | 4 | 42% | 0% | 0% | 1 | 70% | 0% | 0% | 3 | 99% | 0% | 0% | 5 | 51% | 0% | 0% | 2 | 11% | 0% | 0% | 1 |  | 0% | 0% | 1 | 0.62 | 0% | 0% | 1 | 0% | 0% | 0% | 1 | 0 | 2 | 0% | 0% | 0% | 1 | 46% | 0% | 0% | 1 | 63% | 0% | 0% | 2 | 69% | 0% | 0% | 2 | 85% | 0% | 0% | 3 | 46% | 0% | 0% | 1 | 12% | 0% | 0% | 1 |  | 0% | 0% | 1 | 0.33 | 0% | 0% | 1 | 1% | 0% | 0% | 1 | 0 | 2 | 0% | 0% | 0% | 1 | 39% | 0% | 0% | 1 | 69% | 0% | 0% | 2 | 76% | 0% | 0% | 3 | 88% | 0% | 0% | 3 | 45% | 0% | 0% | 1 | 13% | 0% | 0% | 1 |  | 0% | 0% | 1 | 0.32 | 0% | 0% | 1 | 1% | 0% | 0% | 1 | 0 | 2 | 1% | 0% | 1% | 1 | 40% | 0% | 0% | 1 | 57% | 0% | 0% | 2 | 75% | 0% | 0% | 3 | 88% | 0% | 0% | 3 | 39% | 0% | 0% | 1 | 11% | 0% | 0% | 1
523 | Lakewood | 0 | 0 | 10 | 0% | 0% | 1 | 0.06 | 0% | 0% | 1 | 0% | 0% | 0% | 1 | 0 | 2 | 97% | 0% | 97% | 5 | 63% | 0% | 0% | 2 | 88% | 0% | 0% | 3 | 100% | 0% | 0% | 5 | 100% | 0% | 0% | 5 | 44% | 0% | 0% | 1 | 5% | 0% | 0% | 1 |  | 0% | 0% | 1 | 0.09 | 0% | 0% | 1 | 0% | 0% | 0% | 1 | 0 | 2 | 85% | 0% | 85% | 5 | 58% | 0% | 0% | 2 | 56% | 0% | 0% | 2 | 80% | 0% | 0% | 3 | 93% | 0% | 0% | 4 | 34% | 0% | 0% | 1 | 5% | 0% | 0% | 1 |  | 0% | 0% | 1 | 0.29 | 0% | 0% | 1 | 0% | 0% | 0% | 1 | 0 | 2 | 62% | 0% | 62% | 3 | 45% | 0% | 0% | 1 | 53% | 0% | 0% | 2 | 61% | 0% | 0% | 2 | 82% | 0% | 0% | 3 | 26% | 0% | 0% | 1 | 14% | 0% | 0% | 1 |  | 0% | 0% | 1 | 0.3 | 0% | 0% | 1 | 1% | 0% | 0% | 1 | 0 | 2 | 61% | 1% | 62% | 3 | 34% | 0% | 0% | 1 | 48% | 0% | 0% | 1 | 60% | 0% | 0% | 2 | 76% | 0% | 0% | 3 | 21% | 0% | 0% | 1 | 14% | 0% | 0% | 1
524 | Windmaster | 0 | 0 | 10 | 0% | 0% | 1 | 0.07 | 0% | 0% | 1 | 14% | 0% | 0% | 1 | 0 | 2 | 84% | 0% | 84% | 5 | 75% | 0% | 0% | 3 | 65% | 0% | 0% | 2 | 77% | 0% | 0% | 3 | 98% | 0% | 0% | 5 | 11% | 0% | 0% | 1 | 9% | 0% | 0% | 1 |  | 0% | 0% | 1 | 0.13 | 0% | 0% | 1 | 33% | 0% | 0% | 1 | 0 | 2 | 55% | 1% | 56% | 3 | 50% | 0% | 0% | 2 | 47% | 0% | 0% | 1 | 51% | 0% | 0% | 2 | 68% | 0% | 0% | 2 | 11% | 0% | 0% | 1 | 6% | 0% | 0% | 1 |  | 0% | 0% | 1 | 0.14 | 0% | 0% | 1 | 36% | 0% | 0% | 1 | 0 | 2 | 49% | 1% | 50% | 3 | 48% | 0% | 0% | 1 | 42% | 0% | 0% | 1 | 44% | 0% | 0% | 1 | 63% | 0% | 0% | 2 | 19% | 0% | 0% | 1 | 7% | 0% | 0% | 1 |  | 0% | 0% | 1 | 0.14 | 0% | 0% | 1 | 39% | 0% | 0% | 1 | 0 | 2 | 41% | 5% | 46% | 2 | 44% | 0% | 0% | 1 | 37% | 0% | 0% | 1 | 39% | 0% | 0% | 1 | 59% | 0% | 0% | 2 | 22% | 0% | 0% | 1 | 7% | 0% | 0% | 1
525 | Rosamond | 0 | 0 | 10 | 0% | 0% | 1 | 0.55 | 0% | 0% | 1 | 6% | 0% | 0% | 1 | 0 | 2 | 0% | 0% | 0% | 1 | 0% | 0% | 0% | 1 | 37% | 0% | 0% | 1 | 12% | 0% | 0% | 1 | 38% | 0% | 0% | 1 | 6% | 0% | 0% | 1 | 5% | 0% | 0% | 1 |  | 0% | 0% | 1 | 0.58 | 0% | 0% | 1 | 2% | 0% | 0% | 1 | 0 | 2 | 1% | 0% | 1% | 1 | 7% | 0% | 0% | 1 | 31% | 0% | 0% | 1 | 26% | 0% | 0% | 1 | 43% | 0% | 0% | 1 | 8% | 0% | 0% | 1 | 2% | 0% | 0% | 1 |  | 0% | 0% | 1 | 0.48 | 0% | 0% | 1 | 1% | 0% | 0% | 1 | 0 | 2 | 6% | 0% | 6% | 1 | 9% | 0% | 0% | 1 | 31% | 0% | 0% | 1 | 26% | 0% | 0% | 1 | 42% | 0% | 0% | 1 | 12% | 0% | 0% | 1 | 1% | 0% | 0% | 1 |  | 0% | 0% | 1 | 0.42 | 0% | 0% | 1 | 3% | 0% | 0% | 1 | 0 | 2 | 12% | 5% | 17% | 2 | 22% | 0% | 0% | 1 | 31% | 0% | 0% | 1 | 25% | 0% | 0% | 1 | 51% | 0% | 0% | 2 | 20% | 0% | 0% | 1 | 2% | 0% | 0% | 1
526 | Los Positas | 0 | 0 | 10 | 0% | 0% | 1 | 0.1 | 0% | 0% | 1 | 1% | 0% | 0% | 1 | 0 | 2 | 96% | 0% | 96% | 5 | 69% | 0% | 0% | 2 | 64% | 0% | 0% | 2 | 77% | 0% | 0% | 3 | 89% | 0% | 0% | 3 | 27% | 0% | 0% | 1 | 8% | 0% | 0% | 1 |  | 0% | 0% | 1 | 0.12 | 0% | 0% | 1 | 0% | 0% | 0% | 1 | 0 | 2 | 96% | 2% | 98% | 5 | 68% | 0% | 0% | 2 | 60% | 0% | 0% | 2 | 71% | 0% | 0% | 3 | 89% | 0% | 0% | 3 | 37% | 0% | 0% | 1 | 6% | 0% | 0% | 1 |  | 0% | 0% | 1 | 0.15 | 0% | 0% | 1 | 10% | 0% | 0% | 1 | 0 | 2 | 76% | 9% | 85% | 5 | 65% | 0% | 0% | 2 | 59% | 0% | 0% | 2 | 66% | 0% | 0% | 2 | 86% | 0% | 0% | 3 | 40% | 0% | 0% | 1 | 6% | 0% | 0% | 1 |  | 0% | 0% | 1 | 0.12 | 0% | 0% | 1 | 20% | 0% | 0% | 1 | 0 | 2 | 63% | 10% | 73% | 3 | 61% | 0% | 0% | 2 | 43% | 0% | 0% | 1 | 49% | 0% | 0% | 1 | 75% | 0% | 0% | 3 | 41% | 0% | 0% | 1 | 6% | 0% | 0% | 1
527 | Oregon Trail | 0 | 0 | 10 | 0% | 0% | 1 | 0.56 | 0% | 0% | 1 | 3% | 0% | 0% | 1 | 0 | 2 | 89% | 0% | 89% | 5 | 65% | 0% | 0% | 2 | 13% | 0% | 0% | 1 | 17% | 0% | 0% | 1 | 67% | 0% | 0% | 2 | 7% | 0% | 0% | 1 | 5% | 0% | 0% | 1 |  | 0% | 0% | 1 | 0.38 | 0% | 0% | 1 | 1% | 0% | 0% | 1 | 0 | 2 | 90% | 0% | 90% | 5 | 75% | 0% | 0% | 3 | 26% | 0% | 0% | 1 | 31% | 0% | 0% | 1 | 83% | 0% | 0% | 3 | 29% | 0% | 0% | 1 | 13% | 0% | 0% | 1 |  | 0% | 0% | 1 | 0.27 | 0% | 0% | 1 | 3% | 0% | 0% | 1 | 0 | 2 | 86% | 7% | 93% | 5 | 72% | 0% | 0% | 3 | 20% | 0% | 0% | 1 | 27% | 0% | 0% | 1 | 80% | 0% | 0% | 3 | 38% | 0% | 0% | 1 | 14% | 0% | 0% | 1 |  | 0% | 0% | 1 | 0.19 | 0% | 0% | 1 | 3% | 0% | 0% | 1 | 0 | 2 | 80% | 15% | 95% | 5 | 65% | 0% | 0% | 2 | 16% | 0% | 0% | 1 | 21% | 0% | 0% | 1 | 73% | 0% | 0% | 3 | 51% | 0% | 0% | 2 | 11% | 0% | 0% | 1
528 | Burlingame | 88 | 880 | 10 | 229.2% | 259.7% | 5 | 0.65 | 898% | 1185% | 5 | 0% | 0% | 0% | 1 | 0 | 2 | 0% | 0% | 0% | 1 | 0% | 153% | 999.9% | 5 | 15% | 180.7% | 446.6% | 5 | 21% | 193.8% | 349.2% | 5 | 21% | 193.8% | 349.2% | 5 | 0% | 153% | 999.9% | 5 | 13% | 175.3% | 517.8% | 5 |  | 143.1% | 3.132% | 4 | 0.61 | 508.7% | 15.35% | 3 | 2% | 293.4% | 0% | 4 | 0 | 2 | 0% | 0% | 0% | 1 | 38% | 15.61% | 0% | 1 | 66% | 28.4% | 0% | 2 | 74% | 37.87% | 0% | 3 | 91% | 110.7% | 1.026% | 4 | 36% | 15.17% | 0% | 1 | 10% | 10.8% | 0% | 1 |  | 14.4% | 0% | 1 | 0.62 | 63.68% | 0% | 2 | 1% | 293.4% | 0% | 4 | 0 | 2 | 0% | 0% | 0% | 1 | 31% | 4.691% | 0% | 1 | 40% | 5.385% | 0% | 1 | 54% | 7.103% | 0% | 2 | 70% | 10.82% | 0% | 3 | 28% | 4.52% | 0% | 1 | 11% | 3.655% | 0% | 1 |  | 12.98% | 0% | 1 | 0.45 | 21.87% | 0% | 2 | 1% | 293.4% | 0% | 4 | 0 | 2 | 4% | 0% | 4% | 1 | 38% | 3.051% | 0% | 1 | 57% | 4.384% | 0% | 2 | 70% | 6.277% | 0% | 3 | 80% | 9.713% | 0% | 3 | 33% | 2.823% | 0% | 1 | 10% | 2.116% | 0% | 1
529 | Fremont | 0 | 0 | 10 | 0% | 0% | 1 | 0.09 | 0% | 0% | 1 | 0% | 0% | 0% | 1 | 0 | 2 | 100% | 0% | 100% | 5 | 68% | 0% | 0% | 2 | 62% | 0% | 0% | 2 | 69% | 0% | 0% | 2 | 78% | 0% | 0% | 3 | 48% | 0% | 0% | 1 | 3% | 0% | 0% | 1 |  | 0% | 0% | 1 | 0.08 | 0% | 0% | 1 | 0% | 0% | 0% | 1 | 0 | 2 | 97% | 0% | 97% | 5 | 57% | 0% | 0% | 2 | 34% | 0% | 0% | 1 | 57% | 0% | 0% | 2 | 71% | 0% | 0% | 3 | 57% | 0% | 0% | 2 | 8% | 0% | 0% | 1 |  | 0% | 0% | 1 | 0.14 | 0% | 0% | 1 | 0% | 0% | 0% | 1 | 0 | 2 | 93% | 2% | 95% | 5 | 59% | 0% | 0% | 2 | 40% | 0% | 0% | 1 | 57% | 0% | 0% | 2 | 76% | 0% | 0% | 3 | 63% | 0% | 0% | 2 | 7% | 0% | 0% | 1 |  | 0% | 0% | 1 | 0.19 | 0% | 0% | 1 | 0% | 0% | 0% | 1 | 0 | 2 | 84% | 5% | 89% | 5 | 61% | 0% | 0% | 2 | 43% | 0% | 0% | 1 | 56% | 0% | 0% | 2 | 82% | 0% | 0% | 3 | 54% | 0% | 0% | 2 | 7% | 0% | 0% | 1
530 | Callender | 0 | 0 | 10 | 0% | 0% | 1 | 0.21 | 0% | 0% | 1 | 49% | 0% | 0% | 1 | 0 | 2 | 0% | 0% | 0% | 1 | 15% | 0% | 0% | 1 | 11% | 0% | 0% | 1 | 35% | 0% | 0% | 1 | 45% | 0% | 0% | 1 | 4% | 0% | 0% | 1 | 5% | 0% | 0% | 1 |  | 0% | 0% | 1 | 0.13 | 0% | 0% | 1 | 30% | 0% | 0% | 1 | 0 | 2 | 27% | 0% | 27% | 2 | 14% | 0% | 0% | 1 | 2% | 0% | 0% | 1 | 21% | 0% | 0% | 1 | 26% | 0% | 0% | 1 | 17% | 0% | 0% | 1 | 8% | 0% | 0% | 1 |  | 0% | 0% | 1 | 0.1 | 0% | 0% | 1 | 19% | 0% | 0% | 1 | 0 | 2 | 45% | 5% | 50% | 3 | 11% | 0% | 0% | 1 | 6% | 0% | 0% | 1 | 27% | 0% | 0% | 1 | 31% | 0% | 0% | 1 | 33% | 0% | 0% | 1 | 7% | 0% | 0% | 1 |  | 0% | 0% | 1 | 0.08 | 0% | 0% | 1 | 16% | 0% | 0% | 1 | 0 | 2 | 38% | 16% | 54% | 3 | 13% | 0% | 0% | 1 | 8% | 0% | 0% | 1 | 31% | 0% | 0% | 1 | 37% | 0% | 0% | 1 | 40% | 0% | 0% | 1 | 7% | 0% | 0% | 1
531 | Delta PP | 0 | 0 | 10 | 0% | 0% | 1 | 0.15 | 0% | 0% | 1 | 18% | 0% | 0% | 1 | 0 | 2 | 76% | 0% | 76% | 5 | 72% | 0% | 0% | 3 | 59% | 0% | 0% | 2 | 69% | 0% | 0% | 2 | 91% | 0% | 0% | 4 | 9% | 0% | 0% | 1 | 10% | 0% | 0% | 1 |  | 0% | 0% | 1 | 0.13 | 0% | 0% | 1 | 37% | 0% | 0% | 1 | 0 | 2 | 51% | 0% | 51% | 3 | 51% | 0% | 0% | 2 | 44% | 0% | 0% | 1 | 48% | 0% | 0% | 1 | 66% | 0% | 0% | 2 | 10% | 0% | 0% | 1 | 6% | 0% | 0% | 1 |  | 0% | 0% | 1 | 0.14 | 0% | 0% | 1 | 39% | 0% | 0% | 1 | 0 | 2 | 47% | 2% | 49% | 2 | 46% | 0% | 0% | 1 | 40% | 0% | 0% | 1 | 42% | 0% | 0% | 1 | 60% | 0% | 0% | 2 | 19% | 0% | 0% | 1 | 7% | 0% | 0% | 1 |  | 0% | 0% | 1 | 0.14 | 0% | 0% | 1 | 40% | 0% | 0% | 1 | 0 | 2 | 40% | 5% | 45% | 2 | 44% | 0% | 0% | 1 | 36% | 0% | 0% | 1 | 38% | 0% | 0% | 1 | 59% | 0% | 0% | 2 | 21% | 0% | 0% | 1 | 7% | 0% | 0% | 1
532 | Moraga | 0 | 0 | 10 | 0% | 0% | 1 | 0.13 | 0% | 0% | 1 | 0% | 0% | 0% | 1 | 0 | 2 | 49% | 0% | 49% | 2 | 85% | 0% | 0% | 3 | 48% | 0% | 0% | 1 | 89% | 0% | 0% | 3 | 100% | 0% | 0% | 5 | 35% | 0% | 0% | 1 | 4% | 0% | 0% | 1 |  | 0% | 0% | 1 | 0.27 | 0% | 0% | 1 | 0% | 0% | 0% | 1 | 0 | 2 | 68% | 0% | 68% | 3 | 57% | 0% | 0% | 2 | 51% | 0% | 0% | 2 | 78% | 0% | 0% | 3 | 92% | 0% | 0% | 4 | 29% | 0% | 0% | 1 | 4% | 0% | 0% | 1 |  | 0% | 0% | 1 | 0.38 | 0% | 0% | 1 | 0% | 0% | 0% | 1 | 0 | 2 | 56% | 0% | 56% | 3 | 43% | 0% | 0% | 1 | 41% | 0% | 0% | 1 | 66% | 0% | 0% | 2 | 79% | 0% | 0% | 3 | 25% | 0% | 0% | 1 | 6% | 0% | 0% | 1 |  | 0% | 0% | 1 | 0.47 | 0% | 0% | 1 | 0% | 0% | 0% | 1 | 0 | 2 | 55% | 1% | 56% | 3 | 34% | 0% | 0% | 1 | 44% | 0% | 0% | 1 | 65% | 0% | 0% | 2 | 80% | 0% | 0% | 3 | 25% | 0% | 0% | 1 | 10% | 0% | 0% | 1
533 | Collierville | 0 | 0 | 10 | 0% | 0% | 1 | 0.29 | 0% | 0% | 1 | 0% | 0% | 0% | 1 | 0 | 2 | 18% | 81% | 99% | 5 | 46% | 0% | 0% | 1 | 21% | 0% | 0% | 1 | 26% | 0% | 0% | 1 | 61% | 0% | 0% | 2 | 41% | 0% | 0% | 1 | 2% | 0% | 0% | 1 |  | 0% | 0% | 1 | 0.29 | 0% | 0% | 1 | 0% | 0% | 0% | 1 | 0 | 2 | 32% | 61% | 93% | 5 | 40% | 0% | 0% | 1 | 24% | 0% | 0% | 1 | 27% | 0% | 0% | 1 | 59% | 0% | 0% | 2 | 35% | 0% | 0% | 1 | 2% | 0% | 0% | 1 |  | 0% | 0% | 1 | 0.22 | 0% | 0% | 1 | 0% | 0% | 0% | 1 | 0 | 2 | 32% | 57% | 89% | 5 | 42% | 0% | 0% | 1 | 14% | 0% | 0% | 1 | 27% | 0% | 0% | 1 | 60% | 0% | 0% | 2 | 33% | 0% | 0% | 1 | 2% | 0% | 0% | 1 |  | 0% | 0% | 1 | 0.16 | 0% | 0% | 1 | 0% | 0% | 0% | 1 | 0 | 2 | 38% | 51% | 89% | 5 | 41% | 0% | 0% | 1 | 11% | 0% | 0% | 1 | 26% | 0% | 0% | 1 | 55% | 0% | 0% | 2 | 37% | 0% | 0% | 1 | 3% | 0% | 0% | 1
534 | Rock Creek | 0 | 0 | 0 | 0% | 0% | 1 | 0.03 | 0% | 0% | 1 | 0% | 0% | 0% | 1 | 0 | 2 | 2% | 76% | 78% | 5 | 62% | 0% | 0% | 2 | 31% | 0% | 0% | 1 | 45% | 0% | 0% | 1 | 76% | 0% | 0% | 3 | 66% | 0% | 0% | 2 | 3% | 0% | 0% | 1 |  | 0% | 0% | 1 | 0.04 | 0% | 0% | 1 | 0% | 0% | 0% | 1 | 0 | 2 | 23% | 44% | 67% | 5 | 45% | 0% | 0% | 1 | 40% | 0% | 0% | 1 | 61% | 0% | 0% | 2 | 86% | 0% | 0% | 3 | 53% | 0% | 0% | 2 | 6% | 0% | 0% | 1 |  | 0% | 0% | 1 | 0.05 | 0% | 0% | 1 | 0% | 0% | 0% | 1 | 0 | 2 | 20% | 38% | 58% | 5 | 44% | 0% | 0% | 1 | 47% | 0% | 0% | 1 | 65% | 0% | 0% | 2 | 89% | 0% | 0% | 3 | 49% | 0% | 0% | 1 | 5% | 0% | 0% | 1 |  | 0% | 0% | 1 | 0.06 | 0% | 0% | 1 | 0% | 0% | 0% | 1 | 0 | 2 | 21% | 35% | 56% | 5 | 36% | 0% | 0% | 1 | 45% | 0% | 0% | 1 | 56% | 0% | 0% | 2 | 79% | 0% | 0% | 3 | 39% | 0% | 0% | 1 | 5% | 0% | 0% | 1
535 | Homestake | 0 | 0 | 10 | 0% | 0% | 1 | 0.06 | 0% | 0% | 1 | 0% | 0% | 0% | 1 | 0 | 2 | 0% | 100% | 100% | 5 | 24% | 0% | 0% | 1 | 81% | 0% | 0% | 3 | 81% | 0% | 0% | 3 | 81% | 0% | 0% | 3 | 92% | 0% | 0% | 4 | 0% | 0% | 0% | 1 |  | 0% | 0% | 1 | 0.08 | 0% | 0% | 1 | 3% | 0% | 0% | 1 | 0 | 2 | 24% | 74% | 98% | 5 | 66% | 0% | 0% | 2 | 16% | 0% | 0% | 1 | 40% | 0% | 0% | 1 | 80% | 0% | 0% | 3 | 69% | 0% | 0% | 2 | 2% | 0% | 0% | 1 |  | 0% | 0% | 1 | 0.07 | 0% | 0% | 1 | 3% | 0% | 0% | 1 | 0 | 2 | 34% | 63% | 97% | 5 | 66% | 0% | 0% | 2 | 21% | 0% | 0% | 1 | 40% | 0% | 0% | 1 | 81% | 0% | 0% | 3 | 72% | 0% | 0% | 3 | 2% | 0% | 0% | 1 |  | 0% | 0% | 1 | 0.08 | 0% | 0% | 1 | 12% | 0% | 0% | 1 | 0 | 2 | 42% | 48% | 90% | 5 | 66% | 0% | 0% | 2 | 21% | 0% | 0% | 1 | 36% | 0% | 0% | 1 | 81% | 0% | 0% | 3 | 59% | 0% | 0% | 2 | 2% | 0% | 0% | 1
536 | James B Black | 0 | 0 | 10 | 0% | 0% | 1 | 0.04 | 0% | 0% | 1 | 0% | 0% | 0% | 1 | 0 | 2 | 54% | 41% | 95% | 5 | 21% | 0% | 0% | 1 | 24% | 0% | 0% | 1 | 24% | 0% | 0% | 1 | 31% | 0% | 0% | 1 | 41% | 0% | 0% | 1 | 6% | 0% | 0% | 1 |  | 0% | 0% | 1 | 0.04 | 0% | 0% | 1 | 0% | 0% | 0% | 1 | 0 | 2 | 56% | 42% | 98% | 5 | 25% | 0% | 0% | 1 | 20% | 0% | 0% | 1 | 21% | 0% | 0% | 1 | 43% | 0% | 0% | 1 | 43% | 0% | 0% | 1 | 5% | 0% | 0% | 1 |  | 0% | 0% | 1 | 0.04 | 0% | 0% | 1 | 0% | 0% | 0% | 1 | 0 | 2 | 58% | 30% | 88% | 5 | 29% | 0% | 0% | 1 | 19% | 0% | 0% | 1 | 22% | 0% | 0% | 1 | 46% | 0% | 0% | 1 | 35% | 0% | 0% | 1 | 6% | 0% | 0% | 1 |  | 0% | 0% | 1 | 0.04 | 0% | 0% | 1 | 0% | 0% | 0% | 1 | 0 | 2 | 46% | 21% | 67% | 4 | 30% | 0% | 0% | 1 | 20% | 0% | 0% | 1 | 20% | 0% | 0% | 1 | 47% | 0% | 0% | 1 | 28% | 0% | 0% | 1 | 7% | 0% | 0% | 1
537 | Harvard | 0 | 0 | 10 | 0% | 0% | 1 | 0.19 | 0% | 0% | 1 | 2% | 0% | 0% | 1 | 0 | 2 | 0% | 0% | 0% | 1 | 41% | 0% | 0% | 1 | 28% | 0% | 0% | 1 | 25% | 0% | 0% | 1 | 48% | 0% | 0% | 1 | 35% | 0% | 0% | 1 | 3% | 0% | 0% | 1 |  | 0% | 0% | 1 | 0.21 | 0% | 0% | 1 | 1% | 0% | 0% | 1 | 0 | 2 | 0% | 0% | 0% | 1 | 39% | 0% | 0% | 1 | 12% | 0% | 0% | 1 | 15% | 0% | 0% | 1 | 41% | 0% | 0% | 1 | 43% | 0% | 0% | 1 | 3% | 0% | 0% | 1 |  | 0% | 0% | 1 | 0.2 | 0% | 0% | 1 | 1% | 0% | 0% | 1 | 0 | 2 | 0% | 0% | 0% | 1 | 46% | 0% | 0% | 1 | 18% | 0% | 0% | 1 | 14% | 0% | 0% | 1 | 49% | 0% | 0% | 1 | 45% | 0% | 0% | 1 | 3% | 0% | 0% | 1 |  | 0% | 0% | 1 | 0.18 | 0% | 0% | 1 | 1% | 0% | 0% | 1 | 0 | 2 | 0% | 0% | 0% | 1 | 51% | 0% | 0% | 2 | 25% | 0% | 0% | 1 | 20% | 0% | 0% | 1 | 54% | 0% | 0% | 2 | 45% | 0% | 0% | 1 | 3% | 0% | 0% | 1
538 | San Jose B | 0 | 0 | 10 | 0% | 0% | 1 | 0 | 0% | 0% | 1 | 0% | 0% | 0% | 1 | 0 | 2 | 0% | 0% | 0% | 1 | 0% | 0% | 0% | 1 | 0% | 0% | 0% | 1 | 0% | 0% | 0% | 1 | 0% | 0% | 0% | 1 | 0% | 0% | 0% | 1 | 0% | 0% | 0% | 1 |  | 0% | 0% | 1 | 0.09 | 0% | 0% | 1 | 0% | 0% | 0% | 1 | 0 | 2 | 98% | 0% | 98% | 5 | 10% | 0% | 0% | 1 | 9% | 0% | 0% | 1 | 15% | 0% | 0% | 1 | 23% | 0% | 0% | 1 | 66% | 0% | 0% | 2 | 6% | 0% | 0% | 1 |  | 0% | 0% | 1 | 0.09 | 0% | 0% | 1 | 1% | 0% | 0% | 1 | 0 | 2 | 80% | 1% | 81% | 5 | 68% | 0% | 0% | 2 | 33% | 0% | 0% | 1 | 50% | 0% | 0% | 2 | 77% | 0% | 0% | 3 | 58% | 0% | 0% | 2 | 6% | 0% | 0% | 1 |  | 0% | 0% | 1 | 0.13 | 0% | 0% | 1 | 1% | 0% | 0% | 1 | 0 | 2 | 60% | 11% | 71% | 3 | 71% | 0% | 0% | 3 | 29% | 0% | 0% | 1 | 52% | 0% | 0% | 2 | 85% | 0% | 0% | 3 | 57% | 0% | 0% | 2 | 4% | 0% | 0% | 1
539 | Edenvale | 0 | 0 | 10 | 0% | 0% | 1 | 0.13 | 0% | 0% | 1 | 4% | 0% | 0% | 1 | 0 | 2 | 90% | 0% | 90% | 5 | 96% | 0% | 0% | 5 | 33% | 0% | 0% | 1 | 55% | 0% | 0% | 2 | 96% | 0% | 0% | 5 | 41% | 0% | 0% | 1 | 4% | 0% | 0% | 1 |  | 0% | 0% | 1 | 0.1 | 0% | 0% | 1 | 2% | 0% | 0% | 1 | 0 | 2 | 92% | 2% | 94% | 5 | 78% | 0% | 0% | 3 | 29% | 0% | 0% | 1 | 40% | 0% | 0% | 1 | 82% | 0% | 0% | 3 | 54% | 0% | 0% | 2 | 4% | 0% | 0% | 1 |  | 0% | 0% | 1 | 0.14 | 0% | 0% | 1 | 1% | 0% | 0% | 1 | 0 | 2 | 68% | 12% | 80% | 5 | 68% | 0% | 0% | 2 | 21% | 0% | 0% | 1 | 43% | 0% | 0% | 1 | 80% | 0% | 0% | 3 | 59% | 0% | 0% | 2 | 4% | 0% | 0% | 1 |  | 0% | 0% | 1 | 0.15 | 0% | 0% | 1 | 1% | 0% | 0% | 1 | 0 | 2 | 44% | 26% | 70% | 4 | 66% | 0% | 0% | 2 | 25% | 0% | 0% | 1 | 49% | 0% | 0% | 1 | 83% | 0% | 0% | 3 | 59% | 0% | 0% | 2 | 4% | 0% | 0% | 1
540 | Mt Poso | 0 | 0 | 10 | 0% | 0% | 1 | 0.09 | 0% | 0% | 1 | 33% | 0% | 0% | 1 | 0 | 2 | 46% | 0% | 46% | 2 | 35% | 0% | 0% | 1 | 0% | 0% | 0% | 1 | 0% | 0% | 0% | 1 | 35% | 0% | 0% | 1 | 9% | 0% | 0% | 1 | 1% | 0% | 0% | 1 |  | 0% | 0% | 1 | 0.1 | 0% | 0% | 1 | 42% | 0% | 0% | 1 | 0 | 2 | 46% | 0% | 46% | 2 | 44% | 0% | 0% | 1 | 5% | 0% | 0% | 1 | 10% | 0% | 0% | 1 | 48% | 0% | 0% | 1 | 9% | 0% | 0% | 1 | 1% | 0% | 0% | 1 |  | 0% | 0% | 1 | 0.1 | 0% | 0% | 1 | 43% | 0% | 0% | 1 | 0 | 2 | 45% | 0% | 45% | 2 | 46% | 0% | 0% | 1 | 9% | 0% | 0% | 1 | 20% | 0% | 0% | 1 | 50% | 0% | 0% | 2 | 19% | 0% | 0% | 1 | 1% | 0% | 0% | 1 |  | 0% | 0% | 1 | 0.1 | 0% | 0% | 1 | 42% | 0% | 0% | 1 | 0 | 2 | 38% | 0% | 38% | 2 | 43% | 0% | 0% | 1 | 13% | 0% | 0% | 1 | 26% | 0% | 0% | 1 | 52% | 0% | 0% | 2 | 21% | 0% | 0% | 1 | 3% | 0% | 0% | 1
541 | Rock Creek 1 | 0 | 0 | 10 | 0% | 0% | 1 | 0.03 | 0% | 0% | 1 | 0% | 0% | 0% | 1 | 0 | 2 | 2% | 76% | 78% | 5 | 62% | 0% | 0% | 2 | 31% | 0% | 0% | 1 | 45% | 0% | 0% | 1 | 76% | 0% | 0% | 3 | 66% | 0% | 0% | 2 | 3% | 0% | 0% | 1 |  | 0% | 0% | 1 | 0.04 | 0% | 0% | 1 | 0% | 0% | 0% | 1 | 0 | 2 | 22% | 44% | 66% | 5 | 46% | 0% | 0% | 1 | 40% | 0% | 0% | 1 | 61% | 0% | 0% | 2 | 86% | 0% | 0% | 3 | 53% | 0% | 0% | 2 | 6% | 0% | 0% | 1 |  | 0% | 0% | 1 | 0.05 | 0% | 0% | 1 | 0% | 0% | 0% | 1 | 0 | 2 | 20% | 38% | 58% | 5 | 44% | 0% | 0% | 1 | 47% | 0% | 0% | 1 | 65% | 0% | 0% | 2 | 89% | 0% | 0% | 3 | 49% | 0% | 0% | 1 | 5% | 0% | 0% | 1 |  | 0% | 0% | 1 | 0.06 | 0% | 0% | 1 | 0% | 0% | 0% | 1 | 0 | 2 | 21% | 35% | 56% | 5 | 36% | 0% | 0% | 1 | 45% | 0% | 0% | 1 | 56% | 0% | 0% | 2 | 79% | 0% | 0% | 3 | 40% | 0% | 0% | 1 | 5% | 0% | 0% | 1
542 | New Sub - Kramer - Lugo (Proposed) | 0 | 0 | 10 | 0% | 0% | 1 | 0.53 | 0% | 0% | 1 | 0% | 0% | 0% | 1 | 0 | 2 | 0% | 0% | 0% | 1 | 46% | 0% | 0% | 1 | 75% | 0% | 0% | 3 | 5% | 0% | 0% | 1 | 88% | 0% | 0% | 3 | 8% | 0% | 0% | 1 | 1% | 0% | 0% | 1 |  | 0% | 0% | 1 | 0.43 | 0% | 0% | 1 | 0% | 0% | 0% | 1 | 0 | 2 | 0% | 0% | 0% | 1 | 40% | 0% | 0% | 1 | 47% | 0% | 0% | 1 | 16% | 0% | 0% | 1 | 65% | 0% | 0% | 2 | 15% | 0% | 0% | 1 | 1% | 0% | 0% | 1 |  | 0% | 0% | 1 | 0.41 | 0% | 0% | 1 | 0% | 0% | 0% | 1 | 0 | 2 | 0% | 0% | 0% | 1 | 29% | 0% | 0% | 1 | 44% | 0% | 0% | 1 | 15% | 0% | 0% | 1 | 58% | 0% | 0% | 2 | 16% | 0% | 0% | 1 | 1% | 0% | 0% | 1 |  | 0% | 0% | 1 | 0.39 | 0% | 0% | 1 | 1% | 0% | 0% | 1 | 0 | 2 | 10% | 1% | 11% | 2 | 44% | 0% | 0% | 1 | 47% | 0% | 0% | 1 | 21% | 0% | 0% | 1 | 69% | 0% | 0% | 2 | 24% | 0% | 0% | 1 | 1% | 0% | 0% | 1
543 | Baker | 0 | 0 | 10 | 0% | 0% | 1 | 0.1 | 0% | 0% | 1 | 0% | 0% | 0% | 1 | 0 | 2 | 0% | 0% | 0% | 1 | 32% | 0% | 0% | 1 | 3% | 0% | 0% | 1 | 3% | 0% | 0% | 1 | 32% | 0% | 0% | 1 | 55% | 0% | 0% | 2 | 0% | 0% | 0% | 1 |  | 0% | 0% | 1 | 0.03 | 0% | 0% | 1 | 0% | 0% | 0% | 1 | 0 | 2 | 0% | 0% | 0% | 1 | 33% | 0% | 0% | 1 | 35% | 0% | 0% | 1 | 35% | 0% | 0% | 1 | 39% | 0% | 0% | 1 | 65% | 0% | 0% | 2 | 0% | 0% | 0% | 1 |  | 0% | 0% | 1 | 0.03 | 0% | 0% | 1 | 0% | 0% | 0% | 1 | 0 | 2 | 0% | 0% | 0% | 1 | 52% | 0% | 0% | 2 | 41% | 0% | 0% | 1 | 41% | 0% | 0% | 1 | 60% | 0% | 0% | 2 | 69% | 0% | 0% | 2 | 0% | 0% | 0% | 1 |  | 0% | 0% | 1 | 0.02 | 0% | 0% | 1 | 0% | 0% | 0% | 1 | 0 | 2 | 0% | 0% | 0% | 1 | 52% | 0% | 0% | 2 | 40% | 0% | 0% | 1 | 40% | 0% | 0% | 1 | 62% | 0% | 0% | 2 | 66% | 0% | 0% | 2 | 2% | 0% | 0% | 1
544 | Mountain View | 0 | 0 | 10 | 0% | 0% | 1 | 0.04 | 0% | 0% | 1 | 0% | 0% | 0% | 1 | 0 | 2 | 0% | 0% | 0% | 1 | 0% | 0% | 0% | 1 | 0% | 0% | 0% | 1 | 28% | 0% | 0% | 1 | 28% | 0% | 0% | 1 | 0% | 0% | 0% | 1 | 100% | 0% | 0% | 5 |  | 0% | 0% | 1 | 0.15 | 0% | 0% | 1 | 2% | 0% | 0% | 1 | 0 | 2 | 1% | 0% | 1% | 1 | 65% | 0% | 0% | 2 | 48% | 0% | 0% | 1 | 82% | 0% | 0% | 3 | 93% | 0% | 0% | 4 | 23% | 0% | 0% | 1 | 16% | 0% | 0% | 1 |  | 0% | 0% | 1 | 0.19 | 0% | 0% | 1 | 0% | 0% | 0% | 1 | 0 | 2 | 16% | 0% | 16% | 1 | 70% | 0% | 0% | 3 | 38% | 0% | 0% | 1 | 70% | 0% | 0% | 3 | 88% | 0% | 0% | 3 | 31% | 0% | 0% | 1 | 5% | 0% | 0% | 1 |  | 0% | 0% | 1 | 0.21 | 0% | 0% | 1 | 1% | 0% | 0% | 1 | 0 | 2 | 30% | 0% | 30% | 2 | 49% | 0% | 0% | 1 | 39% | 0% | 0% | 1 | 69% | 0% | 0% | 2 | 83% | 0% | 0% | 3 | 44% | 0% | 0% | 1 | 8% | 0% | 0% | 1
545 | Stanislaus | 0 | 0 | 10 | 0% | 0% | 1 | 0.08 | 0% | 0% | 1 | 47% | 0% | 0% | 1 | 0 | 2 | 59% | 0% | 59% | 3 | 33% | 0% | 0% | 1 | 10% | 0% | 0% | 1 | 18% | 0% | 0% | 1 | 48% | 0% | 0% | 1 | 36% | 0% | 0% | 1 | 2% | 0% | 0% | 1 |  | 0% | 0% | 1 | 0.1 | 0% | 0% | 1 | 40% | 0% | 0% | 1 | 0 | 2 | 45% | 3% | 48% | 2 | 50% | 0% | 0% | 2 | 12% | 0% | 0% | 1 | 21% | 0% | 0% | 1 | 60% | 0% | 0% | 2 | 36% | 0% | 0% | 1 | 4% | 0% | 0% | 1 |  | 0% | 0% | 1 | 0.11 | 0% | 0% | 1 | 43% | 0% | 0% | 1 | 0 | 2 | 32% | 9% | 41% | 2 | 45% | 0% | 0% | 1 | 9% | 0% | 0% | 1 | 16% | 0% | 0% | 1 | 53% | 0% | 0% | 2 | 33% | 0% | 0% | 1 | 3% | 0% | 0% | 1 |  | 0% | 0% | 1 | 0.11 | 0% | 0% | 1 | 42% | 0% | 0% | 1 | 0 | 2 | 29% | 12% | 41% | 3 | 45% | 0% | 0% | 1 | 13% | 0% | 0% | 1 | 19% | 0% | 0% | 1 | 53% | 0% | 0% | 2 | 33% | 0% | 0% | 1 | 4% | 0% | 0% | 1
546 | Eagle Mountain | 0 | 0 | 10 | 0% | 0% | 1 | 0.04 | 0% | 0% | 1 | 0% | 0% | 0% | 1 | 0 | 2 | 0% | 0% | 0% | 1 | 23% | 0% | 0% | 1 | 29% | 0% | 0% | 1 | 0% | 0% | 0% | 1 | 51% | 0% | 0% | 2 | 49% | 0% | 0% | 1 | 0% | 0% | 0% | 1 |  | 0% | 0% | 1 | 0.06 | 0% | 0% | 1 | 0% | 0% | 0% | 1 | 0 | 2 | 0% | 0% | 0% | 1 | 8% | 0% | 0% | 1 | 23% | 0% | 0% | 1 | 0% | 0% | 0% | 1 | 31% | 0% | 0% | 1 | 54% | 0% | 0% | 2 | 0% | 0% | 0% | 1 |  | 0% | 0% | 1 | 0.05 | 0% | 0% | 1 | 0% | 0% | 0% | 1 | 0 | 2 | 0% | 0% | 0% | 1 | 16% | 0% | 0% | 1 | 16% | 0% | 0% | 1 | 0% | 0% | 0% | 1 | 31% | 0% | 0% | 1 | 58% | 0% | 0% | 2 | 2% | 0% | 0% | 1 |  | 0% | 0% | 1 | 0.04 | 0% | 0% | 1 | 0% | 0% | 0% | 1 | 0 | 2 | 0% | 0% | 0% | 1 | 29% | 0% | 0% | 1 | 15% | 0% | 0% | 1 | 2% | 0% | 0% | 1 | 41% | 0% | 0% | 1 | 61% | 0% | 0% | 2 | 2% | 0% | 0% | 1
547 | Contra Costa PP | 0 | 0 | 10 | 0% | 0% | 1 | 0.06 | 0% | 0% | 1 | 3% | 0% | 0% | 1 | 0 | 2 | 10% | 0% | 10% | 1 | 0% | 0% | 0% | 1 | 54% | 0% | 0% | 2 | 54% | 0% | 0% | 2 | 54% | 0% | 0% | 2 | 0% | 0% | 0% | 1 | 26% | 0% | 0% | 1 |  | 0% | 0% | 1 | 0.08 | 0% | 0% | 1 | 15% | 0% | 0% | 1 | 0 | 2 | 46% | 0% | 46% | 2 | 17% | 0% | 0% | 1 | 44% | 0% | 0% | 1 | 42% | 0% | 0% | 1 | 48% | 0% | 0% | 1 | 7% | 0% | 0% | 1 | 14% | 0% | 0% | 1 |  | 0% | 0% | 1 | 0.08 | 0% | 0% | 1 | 28% | 0% | 0% | 1 | 0 | 2 | 37% | 0% | 37% | 2 | 23% | 0% | 0% | 1 | 36% | 0% | 0% | 1 | 35% | 0% | 0% | 1 | 49% | 0% | 0% | 1 | 5% | 0% | 0% | 1 | 15% | 0% | 0% | 1 |  | 0% | 0% | 1 | 0.08 | 0% | 0% | 1 | 39% | 0% | 0% | 1 | 0 | 2 | 33% | 0% | 33% | 2 | 23% | 0% | 0% | 1 | 32% | 0% | 0% | 1 | 33% | 0% | 0% | 1 | 47% | 0% | 0% | 1 | 6% | 0% | 0% | 1 | 14% | 0% | 0% | 1
548 | Padre Flats SW STA | 400 | 4000 | 10 | 104.2% | 0.4903% | 4 | 0.07 | 45.07% | 0% | 2 | 14% | 64.12% | 0% | 3 | 0 | 2 | 73% | 0% | 73% | 3 | 79% | 52.27% | 0% | 3 | 32% | 16.13% | 0% | 1 | 43% | 19.07% | 0% | 1 | 79% | 52.27% | 0% | 3 | 32% | 15.98% | 0% | 1 | 3% | 11.23% | 0% | 1 |  | 22.37% | 0% | 2 | 0.08 | 7.981% | 0% | 1 | 19% | 17.91% | 0% | 1 | 0 | 2 | 58% | 0% | 58% | 3 | 67% | 8.75% | 0% | 2 | 16% | 3.5% | 0% | 1 | 35% | 4.496% | 0% | 1 | 68% | 9.06% | 0% | 2 | 37% | 4.608% | 0% | 1 | 7% | 3.155% | 0% | 1 |  | 10.5% | 0% | 1 | 0.07 | 3.968% | 0% | 1 | 18% | 17.91% | 0% | 1 | 0 | 2 | 52% | 5% | 57% | 3 | 65% | 4.302% | 0% | 2 | 12% | 1.708% | 0% | 1 | 24% | 1.983% | 0% | 1 | 67% | 4.568% | 0% | 2 | 40% | 2.535% | 0% | 1 | 8% | 1.634% | 0% | 1 |  | 6.331% | 0% | 1 | 0.06 | 2.287% | 0% | 1 | 24% | 17.91% | 0% | 1 | 0 | 2 | 48% | 6% | 54% | 3 | 60% | 2.163% | 0% | 2 | 12% | 0.9774% | 0% | 1 | 21% | 1.093% | 0% | 1 | 64% | 2.387% | 0% | 2 | 41% | 1.453% | 0% | 1 | 6% | 0.9128% | 0% | 1
549 | Bliss | 0 | 0 | 10 | 0% | 0% | 1 | 0.13 | 0% | 0% | 1 | 54% | 0% | 0% | 2 | 0 | 2 | 1% | 0% | 1% | 1 | 0% | 0% | 0% | 1 | 0% | 0% | 0% | 1 | 17% | 0% | 0% | 1 | 17% | 0% | 0% | 1 | 0% | 0% | 0% | 1 | 1% | 0% | 0% | 1 |  | 0% | 0% | 1 | 0.14 | 0% | 0% | 1 | 63% | 0% | 0% | 2 | 0 | 2 | 2% | 0% | 2% | 1 | 1% | 0% | 0% | 1 | 3% | 0% | 0% | 1 | 8% | 0% | 0% | 1 | 9% | 0% | 0% | 1 | 1% | 0% | 0% | 1 | 1% | 0% | 0% | 1 |  | 0% | 0% | 1 | 0.12 | 0% | 0% | 1 | 62% | 0% | 0% | 2 | 0 | 2 | 6% | 0% | 6% | 1 | 16% | 0% | 0% | 1 | 5% | 0% | 0% | 1 | 9% | 0% | 0% | 1 | 22% | 0% | 0% | 1 | 8% | 0% | 0% | 1 | 2% | 0% | 0% | 1 |  | 0% | 0% | 1 | 0.12 | 0% | 0% | 1 | 53% | 0% | 0% | 2 | 0 | 2 | 9% | 0% | 9% | 1 | 29% | 0% | 0% | 1 | 8% | 0% | 0% | 1 | 13% | 0% | 0% | 1 | 38% | 0% | 0% | 1 | 12% | 0% | 0% | 1 | 3% | 0% | 0% | 1
550 | Divide | 0 | 0 | 10 | 0% | 0% | 1 | 0.07 | 0% | 0% | 1 | 6% | 0% | 0% | 1 | 0 | 2 | 20% | 0% | 20% | 2 | 14% | 0% | 0% | 1 | 19% | 0% | 0% | 1 | 67% | 0% | 0% | 2 | 69% | 0% | 0% | 2 | 21% | 0% | 0% | 1 | 1% | 0% | 0% | 1 |  | 0% | 0% | 1 | 0.07 | 0% | 0% | 1 | 25% | 0% | 0% | 1 | 0 | 2 | 16% | 0% | 16% | 1 | 19% | 0% | 0% | 1 | 9% | 0% | 0% | 1 | 50% | 0% | 0% | 2 | 55% | 0% | 0% | 2 | 18% | 0% | 0% | 1 | 4% | 0% | 0% | 1 |  | 0% | 0% | 1 | 0.08 | 0% | 0% | 1 | 22% | 0% | 0% | 1 | 0 | 2 | 22% | 0% | 22% | 2 | 28% | 0% | 0% | 1 | 7% | 0% | 0% | 1 | 43% | 0% | 0% | 1 | 53% | 0% | 0% | 2 | 26% | 0% | 0% | 1 | 5% | 0% | 0% | 1 |  | 0% | 0% | 1 | 0.07 | 0% | 0% | 1 | 16% | 0% | 0% | 1 | 0 | 2 | 35% | 3% | 38% | 2 | 30% | 0% | 0% | 1 | 5% | 0% | 0% | 1 | 35% | 0% | 0% | 1 | 50% | 0% | 0% | 2 | 36% | 0% | 0% | 1 | 5% | 0% | 0% | 1
551 | Cresta | 0 | 0 | 10 | 0% | 0% | 1 | 0.04 | 0% | 0% | 1 | 0% | 0% | 0% | 1 | 0 | 2 | 23% | 31% | 54% | 5 | 45% | 0% | 0% | 1 | 50% | 0% | 0% | 2 | 82% | 0% | 0% | 3 | 96% | 0% | 0% | 5 | 58% | 0% | 0% | 2 | 2% | 0% | 0% | 1 |  | 0% | 0% | 1 | 0.06 | 0% | 0% | 1 | 0% | 0% | 0% | 1 | 0 | 2 | 14% | 30% | 44% | 5 | 42% | 0% | 0% | 1 | 42% | 0% | 0% | 1 | 74% | 0% | 0% | 3 | 86% | 0% | 0% | 3 | 49% | 0% | 0% | 1 | 3% | 0% | 0% | 1 |  | 0% | 0% | 1 | 0.11 | 0% | 0% | 1 | 0% | 0% | 0% | 1 | 0 | 2 | 17% | 29% | 46% | 4 | 44% | 0% | 0% | 1 | 41% | 0% | 0% | 1 | 63% | 0% | 0% | 2 | 86% | 0% | 0% | 3 | 44% | 0% | 0% | 1 | 4% | 0% | 0% | 1 |  | 0% | 0% | 1 | 0.09 | 0% | 0% | 1 | 0% | 0% | 0% | 1 | 0 | 2 | 24% | 26% | 50% | 4 | 48% | 0% | 0% | 1 | 40% | 0% | 0% | 1 | 61% | 0% | 0% | 2 | 83% | 0% | 0% | 3 | 46% | 0% | 0% | 1 | 6% | 0% | 0% | 1
552 | Race Track | 0 | 0 | 10 | 0% | 0% | 1 | 0.18 | 0% | 0% | 1 | 1% | 0% | 0% | 1 | 0 | 2 | 88% | 0% | 88% | 5 | 48% | 0% | 0% | 1 | 43% | 0% | 0% | 1 | 33% | 0% | 0% | 1 | 67% | 0% | 0% | 2 | 35% | 0% | 0% | 1 | 6% | 0% | 0% | 1 |  | 0% | 0% | 1 | 0.15 | 0% | 0% | 1 | 0% | 0% | 0% | 1 | 0 | 2 | 86% | 10% | 96% | 5 | 42% | 0% | 0% | 1 | 38% | 0% | 0% | 1 | 38% | 0% | 0% | 1 | 62% | 0% | 0% | 2 | 47% | 0% | 0% | 1 | 4% | 0% | 0% | 1 |  | 0% | 0% | 1 | 0.16 | 0% | 0% | 1 | 0% | 0% | 0% | 1 | 0 | 2 | 74% | 18% | 92% | 5 | 55% | 0% | 0% | 2 | 34% | 0% | 0% | 1 | 44% | 0% | 0% | 1 | 77% | 0% | 0% | 3 | 57% | 0% | 0% | 2 | 5% | 0% | 0% | 1 |  | 0% | 0% | 1 | 0.15 | 0% | 0% | 1 | 0% | 0% | 0% | 1 | 0 | 2 | 65% | 24% | 89% | 5 | 60% | 0% | 0% | 2 | 23% | 0% | 0% | 1 | 35% | 0% | 0% | 1 | 76% | 0% | 0% | 3 | 56% | 0% | 0% | 2 | 6% | 0% | 0% | 1
553 | Lodi | 0 | 0 | 10 | 0% | 0% | 1 | 0.16 | 0% | 0% | 1 | 70% | 0% | 0% | 2 | 0 | 2 | 0% | 0% | 0% | 1 | 0% | 0% | 0% | 1 | 42% | 0% | 0% | 1 | 48% | 0% | 0% | 1 | 48% | 0% | 0% | 1 | 0% | 0% | 0% | 1 | 4% | 0% | 0% | 1 |  | 0% | 0% | 1 | 0.13 | 0% | 0% | 1 | 70% | 0% | 0% | 2 | 0 | 2 | 0% | 0% | 0% | 1 | 12% | 0% | 0% | 1 | 24% | 0% | 0% | 1 | 26% | 0% | 0% | 1 | 31% | 0% | 0% | 1 | 0% | 0% | 0% | 1 | 7% | 0% | 0% | 1 |  | 0% | 0% | 1 | 0.14 | 0% | 0% | 1 | 61% | 0% | 0% | 2 | 0 | 2 | 0% | 0% | 0% | 1 | 10% | 0% | 0% | 1 | 17% | 0% | 0% | 1 | 23% | 0% | 0% | 1 | 30% | 0% | 0% | 1 | 0% | 0% | 0% | 1 | 8% | 0% | 0% | 1 |  | 0% | 0% | 1 | 0.13 | 0% | 0% | 1 | 55% | 0% | 0% | 2 | 0 | 2 | 2% | 0% | 2% | 1 | 13% | 0% | 0% | 1 | 15% | 0% | 0% | 1 | 23% | 0% | 0% | 1 | 32% | 0% | 0% | 1 | 1% | 0% | 0% | 1 | 9% | 0% | 0% | 1
554 | Rancho Seco | 0 | 0 | 10 | 0% | 0% | 1 | 0.09 | 0% | 0% | 1 | 11% | 0% | 0% | 1 | 0 | 2 | 28% | 0% | 28% | 2 | 100% | 0% | 0% | 5 | 50% | 0% | 0% | 2 | 74% | 0% | 0% | 3 | 100% | 0% | 0% | 5 | 34% | 0% | 0% | 1 | 45% | 0% | 0% | 1 |  | 0% | 0% | 1 | 0.16 | 0% | 0% | 1 | 11% | 0% | 0% | 1 | 0 | 2 | 19% | 0% | 19% | 1 | 74% | 0% | 0% | 3 | 32% | 0% | 0% | 1 | 52% | 0% | 0% | 2 | 83% | 0% | 0% | 3 | 23% | 0% | 0% | 1 | 30% | 0% | 0% | 1 |  | 0% | 0% | 1 | 0.19 | 0% | 0% | 1 | 15% | 0% | 0% | 1 | 0 | 2 | 24% | 0% | 24% | 2 | 62% | 0% | 0% | 2 | 27% | 0% | 0% | 1 | 41% | 0% | 0% | 1 | 74% | 0% | 0% | 3 | 25% | 0% | 0% | 1 | 23% | 0% | 0% | 1 |  | 0% | 0% | 1 | 0.22 | 0% | 0% | 1 | 18% | 0% | 0% | 1 | 0 | 2 | 28% | 0% | 28% | 2 | 54% | 0% | 0% | 2 | 23% | 0% | 0% | 1 | 33% | 0% | 0% | 1 | 64% | 0% | 0% | 2 | 27% | 0% | 0% | 1 | 18% | 0% | 0% | 1
555 | Monticello | 0 | 0 | 10 | 0% | 0% | 1 | 0.11 | 0% | 0% | 1 | 4% | 0% | 0% | 1 | 0 | 2 | 71% | 0% | 71% | 3 | 72% | 0% | 0% | 3 | 8% | 0% | 0% | 1 | 48% | 0% | 0% | 1 | 90% | 0% | 0% | 4 | 65% | 0% | 0% | 2 | 8% | 0% | 0% | 1 |  | 0% | 0% | 1 | 0.09 | 0% | 0% | 1 | 7% | 0% | 0% | 1 | 0 | 2 | 66% | 3% | 69% | 3 | 80% | 0% | 0% | 3 | 16% | 0% | 0% | 1 | 37% | 0% | 0% | 1 | 88% | 0% | 0% | 3 | 64% | 0% | 0% | 2 | 8% | 0% | 0% | 1 |  | 0% | 0% | 1 | 0.11 | 0% | 0% | 1 | 15% | 0% | 0% | 1 | 0 | 2 | 61% | 6% | 67% | 3 | 80% | 0% | 0% | 3 | 16% | 0% | 0% | 1 | 24% | 0% | 0% | 1 | 86% | 0% | 0% | 3 | 51% | 0% | 0% | 2 | 7% | 0% | 0% | 1 |  | 0% | 0% | 1 | 0.11 | 0% | 0% | 1 | 26% | 0% | 0% | 1 | 0 | 2 | 45% | 6% | 51% | 3 | 69% | 0% | 0% | 2 | 14% | 0% | 0% | 1 | 24% | 0% | 0% | 1 | 75% | 0% | 0% | 3 | 42% | 0% | 0% | 1 | 5% | 0% | 0% | 1
556 | New Sub - Westley - Quinto (Proposed) | 0 | 0 | 10 | 0% | 0% | 1 | 0.1 | 0% | 0% | 1 | 52% | 0% | 0% | 2 | 0 | 2 | 47% | 4% | 51% | 3 | 87% | 0% | 0% | 3 | 18% | 0% | 0% | 1 | 27% | 0% | 0% | 1 | 89% | 0% | 0% | 3 | 35% | 0% | 0% | 1 | 1% | 0% | 0% | 1 |  | 0% | 0% | 1 | 0.1 | 0% | 0% | 1 | 47% | 0% | 0% | 1 | 0 | 2 | 39% | 10% | 49% | 3 | 77% | 0% | 0% | 3 | 17% | 0% | 0% | 1 | 25% | 0% | 0% | 1 | 80% | 0% | 0% | 3 | 37% | 0% | 0% | 1 | 3% | 0% | 0% | 1 |  | 0% | 0% | 1 | 0.11 | 0% | 0% | 1 | 47% | 0% | 0% | 1 | 0 | 2 | 31% | 12% | 43% | 3 | 61% | 0% | 0% | 2 | 17% | 0% | 0% | 1 | 23% | 0% | 0% | 1 | 67% | 0% | 0% | 2 | 35% | 0% | 0% | 1 | 3% | 0% | 0% | 1 |  | 0% | 0% | 1 | 0.13 | 0% | 0% | 1 | 44% | 0% | 0% | 1 | 0 | 2 | 27% | 17% | 44% | 3 | 55% | 0% | 0% | 2 | 20% | 0% | 0% | 1 | 25% | 0% | 0% | 1 | 61% | 0% | 0% | 2 | 36% | 0% | 0% | 1 | 3% | 0% | 0% | 1
557 | North Dublin | 0 | 0 | 10 | 0% | 0% | 1 | 0.29 | 0% | 0% | 1 | 0% | 0% | 0% | 1 | 0 | 2 | 89% | 4% | 93% | 5 | 3% | 0% | 0% | 1 | 50% | 0% | 0% | 2 | 76% | 0% | 0% | 3 | 76% | 0% | 0% | 3 | 22% | 0% | 0% | 1 | 6% | 0% | 0% | 1 |  | 0% | 0% | 1 | 0.15 | 0% | 0% | 1 | 0% | 0% | 0% | 1 | 0 | 2 | 95% | 2% | 97% | 5 | 46% | 0% | 0% | 1 | 48% | 0% | 0% | 1 | 70% | 0% | 0% | 3 | 84% | 0% | 0% | 3 | 36% | 0% | 0% | 1 | 7% | 0% | 0% | 1 |  | 0% | 0% | 1 | 0.12 | 0% | 0% | 1 | 2% | 0% | 0% | 1 | 0 | 2 | 95% | 1% | 96% | 5 | 67% | 0% | 0% | 2 | 52% | 0% | 0% | 2 | 70% | 0% | 0% | 3 | 89% | 0% | 0% | 3 | 39% | 0% | 0% | 1 | 7% | 0% | 0% | 1 |  | 0% | 0% | 1 | 0.13 | 0% | 0% | 1 | 11% | 0% | 0% | 1 | 0 | 2 | 76% | 4% | 80% | 5 | 60% | 0% | 0% | 2 | 54% | 0% | 0% | 2 | 64% | 0% | 0% | 2 | 82% | 0% | 0% | 3 | 36% | 0% | 0% | 1 | 6% | 0% | 0% | 1
558 | Wildlife | 0 | 0 | 10 | 0% | 0% | 1 | 0 | 0% | 0% | 1 | 0% | 0% | 0% | 1 | 0 | 2 | 0% | 0% | 0% | 1 | 0% | 0% | 0% | 1 | 0% | 0% | 0% | 1 | 0% | 0% | 0% | 1 | 0% | 0% | 0% | 1 | 0% | 0% | 0% | 1 | 0% | 0% | 0% | 1 |  | 0% | 0% | 1 | 0.45 | 0% | 0% | 1 | 16% | 0% | 0% | 1 | 0 | 2 | 33% | 0% | 33% | 2 | 2% | 0% | 0% | 1 | 17% | 0% | 0% | 1 | 39% | 0% | 0% | 1 | 46% | 0% | 0% | 1 | 2% | 0% | 0% | 1 | 4% | 0% | 0% | 1 |  | 0% | 0% | 1 | 0.32 | 0% | 0% | 1 | 4% | 0% | 0% | 1 | 0 | 2 | 65% | 13% | 78% | 5 | 17% | 0% | 0% | 1 | 34% | 0% | 0% | 1 | 57% | 0% | 0% | 2 | 65% | 0% | 0% | 2 | 26% | 0% | 0% | 1 | 7% | 0% | 0% | 1 |  | 0% | 0% | 1 | 0.27 | 0% | 0% | 1 | 2% | 0% | 0% | 1 | 0 | 2 | 63% | 22% | 85% | 5 | 38% | 0% | 0% | 1 | 38% | 0% | 0% | 1 | 51% | 0% | 0% | 2 | 75% | 0% | 0% | 3 | 31% | 0% | 0% | 1 | 8% | 0% | 0% | 1
559 | Clovis | 0 | 0 | 10 | 0% | 0% | 1 | 0.52 | 0% | 0% | 1 | 15% | 0% | 0% | 1 | 0 | 2 | 36% | 0% | 36% | 2 | 16% | 0% | 0% | 1 | 55% | 0% | 0% | 2 | 56% | 0% | 0% | 2 | 59% | 0% | 0% | 2 | 5% | 0% | 0% | 1 | 21% | 0% | 0% | 1 |  | 0% | 0% | 1 | 0.31 | 0% | 0% | 1 | 18% | 0% | 0% | 1 | 0 | 2 | 54% | 0% | 54% | 3 | 57% | 0% | 0% | 2 | 44% | 0% | 0% | 1 | 42% | 0% | 0% | 1 | 69% | 0% | 0% | 2 | 30% | 0% | 0% | 1 | 19% | 0% | 0% | 1 |  | 0% | 0% | 1 | 0.25 | 0% | 0% | 1 | 27% | 0% | 0% | 1 | 0 | 2 | 46% | 0% | 46% | 2 | 47% | 0% | 0% | 1 | 29% | 0% | 0% | 1 | 31% | 0% | 0% | 1 | 61% | 0% | 0% | 2 | 32% | 0% | 0% | 1 | 15% | 0% | 0% | 1 |  | 0% | 0% | 1 | 0.2 | 0% | 0% | 1 | 35% | 0% | 0% | 1 | 0 | 2 | 43% | 0% | 43% | 2 | 37% | 0% | 0% | 1 | 25% | 0% | 0% | 1 | 26% | 0% | 0% | 1 | 52% | 0% | 0% | 2 | 28% | 0% | 0% | 1 | 12% | 0% | 0% | 1
560 | Greenleaf 1 | 0 | 0 | 10 | 0% | 0% | 1 | 0.12 | 0% | 0% | 1 | 60% | 0% | 0% | 2 | 0 | 2 | 0% | 0% | 0% | 1 | 1% | 0% | 0% | 1 | 10% | 0% | 0% | 1 | 56% | 0% | 0% | 2 | 56% | 0% | 0% | 2 | 0% | 0% | 0% | 1 | 3% | 0% | 0% | 1 |  | 0% | 0% | 1 | 0.12 | 0% | 0% | 1 | 65% | 0% | 0% | 2 | 0 | 2 | 0% | 0% | 0% | 1 | 22% | 0% | 0% | 1 | 7% | 0% | 0% | 1 | 51% | 0% | 0% | 2 | 60% | 0% | 0% | 2 | 1% | 0% | 0% | 1 | 4% | 0% | 0% | 1 |  | 0% | 0% | 1 | 0.11 | 0% | 0% | 1 | 64% | 0% | 0% | 2 | 0 | 2 | 6% | 0% | 6% | 1 | 38% | 0% | 0% | 1 | 9% | 0% | 0% | 1 | 47% | 0% | 0% | 1 | 67% | 0% | 0% | 2 | 3% | 0% | 0% | 1 | 6% | 0% | 0% | 1 |  | 0% | 0% | 1 | 0.1 | 0% | 0% | 1 | 60% | 0% | 0% | 2 | 0 | 2 | 9% | 0% | 9% | 1 | 43% | 0% | 0% | 1 | 9% | 0% | 0% | 1 | 45% | 0% | 0% | 1 | 68% | 0% | 0% | 2 | 4% | 0% | 0% | 1 | 7% | 0% | 0% | 1
561 | Atlantic | 0 | 0 | 10 | 0% | 0% | 1 | 0.74 | 0% | 0% | 1 | 3% | 0% | 0% | 1 | 0 | 2 | 0% | 0% | 0% | 1 | 31% | 0% | 0% | 1 | 0% | 0% | 0% | 1 | 0% | 0% | 0% | 1 | 31% | 0% | 0% | 1 | 0% | 0% | 0% | 1 | 19% | 0% | 0% | 1 |  | 0% | 0% | 1 | 0.69 | 0% | 0% | 1 | 4% | 0% | 0% | 1 | 0 | 2 | 50% | 0% | 50% | 3 | 44% | 0% | 0% | 1 | 0% | 0% | 0% | 1 | 0% | 0% | 0% | 1 | 44% | 0% | 0% | 1 | 7% | 0% | 0% | 1 | 41% | 0% | 0% | 1 |  | 0% | 0% | 1 | 0.47 | 0% | 0% | 1 | 8% | 0% | 0% | 1 | 0 | 2 | 42% | 1% | 43% | 2 | 39% | 0% | 0% | 1 | 9% | 0% | 0% | 1 | 20% | 0% | 0% | 1 | 55% | 0% | 0% | 2 | 13% | 0% | 0% | 1 | 23% | 0% | 0% | 1 |  | 0% | 0% | 1 | 0.32 | 0% | 0% | 1 | 19% | 0% | 0% | 1 | 0 | 2 | 42% | 1% | 43% | 2 | 50% | 0% | 0% | 2 | 11% | 0% | 0% | 1 | 25% | 0% | 0% | 1 | 68% | 0% | 0% | 2 | 17% | 0% | 0% | 1 | 17% | 0% | 0% | 1
562 | Vasona | 0 | 0 | 10 | 0% | 0% | 1 | 0.31 | 0% | 0% | 1 | 0% | 0% | 0% | 1 | 0 | 2 | 13% | 0% | 13% | 1 | 100% | 0% | 0% | 5 | 0% | 0% | 0% | 1 | 96% | 0% | 0% | 5 | 100% | 0% | 0% | 5 | 26% | 0% | 0% | 1 | 3% | 0% | 0% | 1 |  | 0% | 0% | 1 | 0.25 | 0% | 0% | 1 | 1% | 0% | 0% | 1 | 0 | 2 | 11% | 0% | 11% | 1 | 68% | 0% | 0% | 2 | 0% | 0% | 0% | 1 | 76% | 0% | 0% | 3 | 95% | 0% | 0% | 5 | 24% | 0% | 0% | 1 | 2% | 0% | 0% | 1 |  | 0% | 0% | 1 | 0.21 | 0% | 0% | 1 | 1% | 0% | 0% | 1 | 0 | 2 | 30% | 0% | 30% | 2 | 57% | 0% | 0% | 2 | 12% | 0% | 0% | 1 | 62% | 0% | 0% | 2 | 84% | 0% | 0% | 3 | 27% | 0% | 0% | 1 | 2% | 0% | 0% | 1 |  | 0% | 0% | 1 | 0.19 | 0% | 0% | 1 | 1% | 0% | 0% | 1 | 0 | 2 | 38% | 1% | 39% | 2 | 61% | 0% | 0% | 2 | 25% | 0% | 0% | 1 | 62% | 0% | 0% | 2 | 85% | 0% | 0% | 3 | 41% | 0% | 0% | 1 | 4% | 0% | 0% | 1
563 | Mercury | 0 | 0 | 0 | 0% | 0% | 1 | 0 | 0% | 0% | 1 | 0% | 0% | 0% | 1 | 0 | 2 | 0% | 0% | 0% | 1 | 0% | 0% | 0% | 1 | 0% | 0% | 0% | 1 | 0% | 0% | 0% | 1 | 0% | 0% | 0% | 1 | 0% | 0% | 0% | 1 | 0% | 0% | 0% | 1 |  | 0% | 0% | 1 | 0 | 0% | 0% | 1 | 0% | 0% | 0% | 1 | 0 | 2 | 0% | 0% | 0% | 1 | 0% | 0% | 0% | 1 | 0% | 0% | 0% | 1 | 0% | 0% | 0% | 1 | 0% | 0% | 0% | 1 | 0% | 0% | 0% | 1 | 0% | 0% | 0% | 1 |  | 0% | 0% | 1 | 0 | 0% | 0% | 1 | 0% | 0% | 0% | 1 | 0 | 2 | 0% | 0% | 0% | 1 | 0% | 0% | 0% | 1 | 0% | 0% | 0% | 1 | 0% | 0% | 0% | 1 | 0% | 0% | 0% | 1 | 0% | 0% | 0% | 1 | 0% | 0% | 0% | 1 |  | 0% | 0% | 1 | 0 | 0% | 0% | 1 | 0% | 0% | 0% | 1 | 0 | 2 | 0% | 0% | 0% | 1 | 0% | 0% | 0% | 1 | 0% | 0% | 0% | 1 | 0% | 0% | 0% | 1 | 0% | 0% | 0% | 1 | 0% | 0% | 0% | 1 | 0% | 0% | 0% | 1
564 | Monta Vista | 0 | 0 | 10 | 0% | 0% | 1 | 0.14 | 0% | 0% | 1 | 11% | 0% | 0% | 1 | 0 | 2 | 5% | 0% | 5% | 1 | 97% | 0% | 0% | 5 | 4% | 0% | 0% | 1 | 98% | 0% | 0% | 5 | 100% | 0% | 0% | 5 | 54% | 0% | 0% | 2 | 6% | 0% | 0% | 1 |  | 0% | 0% | 1 | 0.15 | 0% | 0% | 1 | 1% | 0% | 0% | 1 | 0 | 2 | 2% | 0% | 2% | 1 | 86% | 0% | 0% | 3 | 23% | 0% | 0% | 1 | 64% | 0% | 0% | 2 | 94% | 0% | 0% | 4 | 22% | 0% | 0% | 1 | 3% | 0% | 0% | 1 |  | 0% | 0% | 1 | 0.19 | 0% | 0% | 1 | 0% | 0% | 0% | 1 | 0 | 2 | 3% | 0% | 3% | 1 | 63% | 0% | 0% | 2 | 26% | 0% | 0% | 1 | 75% | 0% | 0% | 3 | 91% | 0% | 0% | 4 | 31% | 0% | 0% | 1 | 4% | 0% | 0% | 1 |  | 0% | 0% | 1 | 0.21 | 0% | 0% | 1 | 1% | 0% | 0% | 1 | 0 | 2 | 20% | 0% | 20% | 2 | 46% | 0% | 0% | 1 | 40% | 0% | 0% | 1 | 75% | 0% | 0% | 3 | 86% | 0% | 0% | 3 | 40% | 0% | 0% | 1 | 6% | 0% | 0% | 1
565 | Topaz | 0 | 0 | 10 | 0% | 0% | 1 | 0.04 | 0% | 0% | 1 | 0% | 0% | 0% | 1 | 0 | 2 | 70% | 8% | 78% | 5 | 11% | 0% | 0% | 1 | 33% | 0% | 0% | 1 | 49% | 0% | 0% | 1 | 51% | 0% | 0% | 2 | 59% | 0% | 0% | 2 | 1% | 0% | 0% | 1 |  | 0% | 0% | 1 | 0.09 | 0% | 0% | 1 | 0% | 0% | 0% | 1 | 0 | 2 | 62% | 15% | 77% | 5 | 41% | 0% | 0% | 1 | 22% | 0% | 0% | 1 | 34% | 0% | 0% | 1 | 68% | 0% | 0% | 2 | 67% | 0% | 0% | 2 | 5% | 0% | 0% | 1 |  | 0% | 0% | 1 | 0.08 | 0% | 0% | 1 | 1% | 0% | 0% | 1 | 0 | 2 | 44% | 15% | 59% | 3 | 53% | 0% | 0% | 2 | 20% | 0% | 0% | 1 | 28% | 0% | 0% | 1 | 72% | 0% | 0% | 3 | 60% | 0% | 0% | 2 | 4% | 0% | 0% | 1 |  | 0% | 0% | 1 | 0.07 | 0% | 0% | 1 | 3% | 0% | 0% | 1 | 0 | 2 | 35% | 19% | 54% | 3 | 55% | 0% | 0% | 2 | 14% | 0% | 0% | 1 | 26% | 0% | 0% | 1 | 73% | 0% | 0% | 3 | 52% | 0% | 0% | 2 | 3% | 0% | 0% | 1
566 | Balch | 0 | 0 | 10 | 0% | 0% | 1 | 0.02 | 0% | 0% | 1 | 0% | 0% | 0% | 1 | 0 | 2 | 50% | 46% | 96% | 5 | 26% | 0% | 0% | 1 | 60% | 0% | 0% | 2 | 27% | 0% | 0% | 1 | 74% | 0% | 0% | 3 | 84% | 0% | 0% | 3 | 5% | 0% | 0% | 1 |  | 0% | 0% | 1 | 0.02 | 0% | 0% | 1 | 0% | 0% | 0% | 1 | 0 | 2 | 74% | 18% | 92% | 5 | 13% | 0% | 0% | 1 | 44% | 0% | 0% | 1 | 35% | 0% | 0% | 1 | 56% | 0% | 0% | 2 | 72% | 0% | 0% | 3 | 5% | 0% | 0% | 1 |  | 0% | 0% | 1 | 0.06 | 0% | 0% | 1 | 0% | 0% | 0% | 1 | 0 | 2 | 79% | 9% | 88% | 5 | 20% | 0% | 0% | 1 | 39% | 0% | 0% | 1 | 33% | 0% | 0% | 1 | 62% | 0% | 0% | 2 | 67% | 0% | 0% | 2 | 4% | 0% | 0% | 1 |  | 0% | 0% | 1 | 0.12 | 0% | 0% | 1 | 1% | 0% | 0% | 1 | 0 | 2 | 71% | 5% | 76% | 5 | 38% | 0% | 0% | 1 | 38% | 0% | 0% | 1 | 35% | 0% | 0% | 1 | 73% | 0% | 0% | 3 | 63% | 0% | 0% | 2 | 5% | 0% | 0% | 1
567 | El Dorado PH | 0 | 0 | 10 | 0% | 0% | 1 | 0.25 | 0% | 0% | 1 | 1% | 0% | 0% | 1 | 0 | 2 | 58% | 0% | 58% | 3 | 78% | 0% | 0% | 3 | 22% | 0% | 0% | 1 | 54% | 0% | 0% | 2 | 85% | 0% | 0% | 3 | 30% | 0% | 0% | 1 | 1% | 0% | 0% | 1 |  | 0% | 0% | 1 | 0.21 | 0% | 0% | 1 | 1% | 0% | 0% | 1 | 0 | 2 | 57% | 30% | 87% | 5 | 69% | 0% | 0% | 2 | 28% | 0% | 0% | 1 | 43% | 0% | 0% | 1 | 83% | 0% | 0% | 3 | 34% | 0% | 0% | 1 | 1% | 0% | 0% | 1 |  | 0% | 0% | 1 | 0.21 | 0% | 0% | 1 | 1% | 0% | 0% | 1 | 0 | 2 | 49% | 44% | 93% | 5 | 60% | 0% | 0% | 2 | 25% | 0% | 0% | 1 | 33% | 0% | 0% | 1 | 78% | 0% | 0% | 3 | 27% | 0% | 0% | 1 | 2% | 0% | 0% | 1 |  | 0% | 0% | 1 | 0.15 | 0% | 0% | 1 | 1% | 0% | 0% | 1 | 0 | 2 | 51% | 44% | 95% | 5 | 55% | 0% | 0% | 2 | 20% | 0% | 0% | 1 | 24% | 0% | 0% | 1 | 70% | 0% | 0% | 3 | 31% | 0% | 0% | 1 | 3% | 0% | 0% | 1
568 | Bell | 0 | 0 | 10 | 0% | 0% | 1 | 0.51 | 0% | 0% | 1 | 1% | 0% | 0% | 1 | 0 | 2 | 87% | 0% | 87% | 5 | 64% | 0% | 0% | 2 | 0% | 0% | 0% | 1 | 3% | 0% | 0% | 1 | 64% | 0% | 0% | 2 | 10% | 0% | 0% | 1 | 7% | 0% | 0% | 1 |  | 0% | 0% | 1 | 0.4 | 0% | 0% | 1 | 1% | 0% | 0% | 1 | 0 | 2 | 87% | 1% | 88% | 5 | 75% | 0% | 0% | 3 | 2% | 0% | 0% | 1 | 0% | 0% | 0% | 1 | 75% | 0% | 0% | 3 | 21% | 0% | 0% | 1 | 9% | 0% | 0% | 1 |  | 0% | 0% | 1 | 0.33 | 0% | 0% | 1 | 2% | 0% | 0% | 1 | 0 | 2 | 81% | 6% | 87% | 5 | 81% | 0% | 0% | 3 | 8% | 0% | 0% | 1 | 9% | 0% | 0% | 1 | 83% | 0% | 0% | 3 | 24% | 0% | 0% | 1 | 10% | 0% | 0% | 1 |  | 0% | 0% | 1 | 0.34 | 0% | 0% | 1 | 5% | 0% | 0% | 1 | 0 | 2 | 69% | 13% | 82% | 5 | 76% | 0% | 0% | 3 | 16% | 0% | 0% | 1 | 16% | 0% | 0% | 1 | 80% | 0% | 0% | 3 | 18% | 0% | 0% | 1 | 11% | 0% | 0% | 1
569 | San Pablo | 0 | 0 | 10 | 0% | 0% | 1 | 0.63 | 0% | 0% | 1 | 0% | 0% | 0% | 1 | 0 | 2 | 0% | 0% | 0% | 1 | 0% | 0% | 0% | 1 | 73% | 0% | 0% | 3 | 73% | 0% | 0% | 3 | 73% | 0% | 0% | 3 | 0% | 0% | 0% | 1 | 17% | 0% | 0% | 1 |  | 0% | 0% | 1 | 0.55 | 0% | 0% | 1 | 0% | 0% | 0% | 1 | 0 | 2 | 39% | 0% | 39% | 2 | 13% | 0% | 0% | 1 | 54% | 0% | 0% | 2 | 79% | 0% | 0% | 3 | 79% | 0% | 0% | 3 | 11% | 0% | 0% | 1 | 7% | 0% | 0% | 1 |  | 0% | 0% | 1 | 0.49 | 0% | 0% | 1 | 0% | 0% | 0% | 1 | 0 | 2 | 27% | 0% | 27% | 2 | 17% | 0% | 0% | 1 | 38% | 0% | 0% | 1 | 55% | 0% | 0% | 2 | 67% | 0% | 0% | 2 | 9% | 0% | 0% | 1 | 9% | 0% | 0% | 1 |  | 0% | 0% | 1 | 0.46 | 0% | 0% | 1 | 8% | 0% | 0% | 1 | 0 | 2 | 30% | 0% | 30% | 2 | 41% | 0% | 0% | 1 | 27% | 0% | 0% | 1 | 47% | 0% | 0% | 1 | 74% | 0% | 0% | 3 | 17% | 0% | 0% | 1 | 9% | 0% | 0% | 1
570 | Lambie (old) | 0 | 0 | 0 | 0% | 0% | 1 | 0.06 | 0% | 0% | 1 | 0% | 0% | 0% | 1 | 0 | 2 | 90% | 0% | 90% | 5 | 7% | 0% | 0% | 1 | 59% | 0% | 0% | 2 | 66% | 0% | 0% | 2 | 75% | 0% | 0% | 3 | 13% | 0% | 0% | 1 | 41% | 0% | 0% | 1 |  | 0% | 0% | 1 | 0.07 | 0% | 0% | 1 | 16% | 0% | 0% | 1 | 0 | 2 | 66% | 0% | 66% | 3 | 13% | 0% | 0% | 1 | 35% | 0% | 0% | 1 | 39% | 0% | 0% | 1 | 51% | 0% | 0% | 2 | 6% | 0% | 0% | 1 | 22% | 0% | 0% | 1 |  | 0% | 0% | 1 | 0.08 | 0% | 0% | 1 | 31% | 0% | 0% | 1 | 0 | 2 | 40% | 0% | 40% | 2 | 13% | 0% | 0% | 1 | 24% | 0% | 0% | 1 | 24% | 0% | 0% | 1 | 37% | 0% | 0% | 1 | 5% | 0% | 0% | 1 | 19% | 0% | 0% | 1 |  | 0% | 0% | 1 | 0.12 | 0% | 0% | 1 | 35% | 0% | 0% | 1 | 0 | 2 | 35% | 0% | 35% | 2 | 20% | 0% | 0% | 1 | 21% | 0% | 0% | 1 | 23% | 0% | 0% | 1 | 41% | 0% | 0% | 1 | 9% | 0% | 0% | 1 | 13% | 0% | 0% | 1
571 | Figarden | 0 | 0 | 10 | 0% | 0% | 1 | 0.13 | 0% | 0% | 1 | 35% | 0% | 0% | 1 | 0 | 2 | 9% | 0% | 9% | 1 | 36% | 0% | 0% | 1 | 24% | 0% | 0% | 1 | 24% | 0% | 0% | 1 | 48% | 0% | 0% | 1 | 0% | 0% | 0% | 1 | 6% | 0% | 0% | 1 |  | 0% | 0% | 1 | 0.21 | 0% | 0% | 1 | 53% | 0% | 0% | 2 | 0 | 2 | 19% | 0% | 19% | 1 | 17% | 0% | 0% | 1 | 26% | 0% | 0% | 1 | 26% | 0% | 0% | 1 | 37% | 0% | 0% | 1 | 3% | 0% | 0% | 1 | 7% | 0% | 0% | 1 |  | 0% | 0% | 1 | 0.21 | 0% | 0% | 1 | 49% | 0% | 0% | 1 | 0 | 2 | 29% | 0% | 29% | 2 | 18% | 0% | 0% | 1 | 28% | 0% | 0% | 1 | 29% | 0% | 0% | 1 | 39% | 0% | 0% | 1 | 13% | 0% | 0% | 1 | 14% | 0% | 0% | 1 |  | 0% | 0% | 1 | 0.18 | 0% | 0% | 1 | 41% | 0% | 0% | 1 | 0 | 2 | 30% | 0% | 30% | 2 | 28% | 0% | 0% | 1 | 27% | 0% | 0% | 1 | 27% | 0% | 0% | 1 | 44% | 0% | 0% | 1 | 17% | 0% | 0% | 1 | 12% | 0% | 0% | 1
572 | Trimble | 0 | 0 | 10 | 0% | 0% | 1 | 0 | 0% | 0% | 1 | 0% | 0% | 0% | 1 | 0 | 2 | 0% | 0% | 0% | 1 | 0% | 0% | 0% | 1 | 0% | 0% | 0% | 1 | 0% | 0% | 0% | 1 | 0% | 0% | 0% | 1 | 0% | 0% | 0% | 1 | 0% | 0% | 0% | 1 |  | 0% | 0% | 1 | 0.08 | 0% | 0% | 1 | 0% | 0% | 0% | 1 | 0 | 2 | 96% | 0% | 96% | 5 | 21% | 0% | 0% | 1 | 23% | 0% | 0% | 1 | 25% | 0% | 0% | 1 | 33% | 0% | 0% | 1 | 65% | 0% | 0% | 2 | 9% | 0% | 0% | 1 |  | 0% | 0% | 1 | 0.08 | 0% | 0% | 1 | 1% | 0% | 0% | 1 | 0 | 2 | 86% | 1% | 87% | 5 | 65% | 0% | 0% | 2 | 40% | 0% | 0% | 1 | 53% | 0% | 0% | 2 | 73% | 0% | 0% | 3 | 63% | 0% | 0% | 2 | 6% | 0% | 0% | 1 |  | 0% | 0% | 1 | 0.13 | 0% | 0% | 1 | 1% | 0% | 0% | 1 | 0 | 2 | 64% | 8% | 72% | 3 | 72% | 0% | 0% | 3 | 31% | 0% | 0% | 1 | 52% | 0% | 0% | 2 | 84% | 0% | 0% | 3 | 58% | 0% | 0% | 2 | 5% | 0% | 0% | 1
573 | Tassajara | 0 | 0 | 10 | 0% | 0% | 1 | 0.23 | 0% | 0% | 1 | 1% | 0% | 0% | 1 | 0 | 2 | 85% | 5% | 90% | 5 | 13% | 0% | 0% | 1 | 68% | 0% | 0% | 2 | 80% | 0% | 0% | 3 | 80% | 0% | 0% | 3 | 28% | 0% | 0% | 1 | 8% | 0% | 0% | 1 |  | 0% | 0% | 1 | 0.15 | 0% | 0% | 1 | 0% | 0% | 0% | 1 | 0 | 2 | 95% | 2% | 97% | 5 | 54% | 0% | 0% | 2 | 50% | 0% | 0% | 2 | 73% | 0% | 0% | 3 | 89% | 0% | 0% | 3 | 41% | 0% | 0% | 1 | 7% | 0% | 0% | 1 |  | 0% | 0% | 1 | 0.13 | 0% | 0% | 1 | 2% | 0% | 0% | 1 | 0 | 2 | 91% | 1% | 92% | 5 | 55% | 0% | 0% | 2 | 49% | 0% | 0% | 1 | 71% | 0% | 0% | 3 | 85% | 0% | 0% | 3 | 37% | 0% | 0% | 1 | 7% | 0% | 0% | 1 |  | 0% | 0% | 1 | 0.16 | 0% | 0% | 1 | 8% | 0% | 0% | 1 | 0 | 2 | 77% | 1% | 78% | 5 | 57% | 0% | 0% | 2 | 54% | 0% | 0% | 2 | 65% | 0% | 0% | 2 | 82% | 0% | 0% | 3 | 30% | 0% | 0% | 1 | 9% | 0% | 0% | 1
574 | Santa Rosa A | 0 | 0 | 10 | 0% | 0% | 1 | 0.33 | 0% | 0% | 1 | 13% | 0% | 0% | 1 | 0 | 2 | 0% | 0% | 0% | 1 | 54% | 0% | 0% | 2 | 43% | 0% | 0% | 1 | 74% | 0% | 0% | 3 | 74% | 0% | 0% | 3 | 15% | 0% | 0% | 1 | 13% | 0% | 0% | 1 |  | 0% | 0% | 1 | 0.29 | 0% | 0% | 1 | 12% | 0% | 0% | 1 | 0 | 2 | 19% | 0% | 19% | 1 | 50% | 0% | 0% | 2 | 49% | 0% | 0% | 1 | 78% | 0% | 0% | 3 | 86% | 0% | 0% | 3 | 17% | 0% | 0% | 1 | 6% | 0% | 0% | 1 |  | 0% | 0% | 1 | 0.19 | 0% | 0% | 1 | 9% | 0% | 0% | 1 | 0 | 2 | 30% | 0% | 30% | 2 | 48% | 0% | 0% | 1 | 44% | 0% | 0% | 1 | 69% | 0% | 0% | 2 | 85% | 0% | 0% | 3 | 25% | 0% | 0% | 1 | 5% | 0% | 0% | 1 |  | 0% | 0% | 1 | 0.16 | 0% | 0% | 1 | 10% | 0% | 0% | 1 | 0 | 2 | 31% | 0% | 31% | 2 | 59% | 0% | 0% | 2 | 42% | 0% | 0% | 1 | 68% | 0% | 0% | 2 | 89% | 0% | 0% | 3 | 32% | 0% | 0% | 1 | 5% | 0% | 0% | 1
575 | Piercy | 0 | 0 | 10 | 0% | 0% | 1 | 0.08 | 0% | 0% | 1 | 0% | 0% | 0% | 1 | 0 | 2 | 98% | 0% | 98% | 5 | 68% | 0% | 0% | 2 | 41% | 0% | 0% | 1 | 58% | 0% | 0% | 2 | 73% | 0% | 0% | 3 | 73% | 0% | 0% | 3 | 4% | 0% | 0% | 1 |  | 0% | 0% | 1 | 0.09 | 0% | 0% | 1 | 3% | 0% | 0% | 1 | 0 | 2 | 89% | 6% | 95% | 5 | 76% | 0% | 0% | 3 | 34% | 0% | 0% | 1 | 38% | 0% | 0% | 1 | 81% | 0% | 0% | 3 | 58% | 0% | 0% | 2 | 4% | 0% | 0% | 1 |  | 0% | 0% | 1 | 0.1 | 0% | 0% | 1 | 1% | 0% | 0% | 1 | 0 | 2 | 73% | 18% | 91% | 5 | 74% | 0% | 0% | 3 | 27% | 0% | 0% | 1 | 44% | 0% | 0% | 1 | 83% | 0% | 0% | 3 | 70% | 0% | 0% | 3 | 4% | 0% | 0% | 1 |  | 0% | 0% | 1 | 0.13 | 0% | 0% | 1 | 1% | 0% | 0% | 1 | 0 | 2 | 45% | 30% | 75% | 5 | 68% | 0% | 0% | 2 | 28% | 0% | 0% | 1 | 49% | 0% | 0% | 1 | 84% | 0% | 0% | 3 | 62% | 0% | 0% | 2 | 4% | 0% | 0% | 1
576 | Caribou | 0 | 0 | 10 | 0% | 0% | 1 | 0.02 | 0% | 0% | 1 | 0% | 0% | 0% | 1 | 0 | 2 | 68% | 23% | 91% | 5 | 10% | 0% | 0% | 1 | 19% | 0% | 0% | 1 | 39% | 0% | 0% | 1 | 45% | 0% | 0% | 1 | 46% | 0% | 0% | 1 | 6% | 0% | 0% | 1 |  | 0% | 0% | 1 | 0.04 | 0% | 0% | 1 | 0% | 0% | 0% | 1 | 0 | 2 | 58% | 25% | 83% | 5 | 8% | 0% | 0% | 1 | 47% | 0% | 0% | 1 | 42% | 0% | 0% | 1 | 65% | 0% | 0% | 2 | 31% | 0% | 0% | 1 | 5% | 0% | 0% | 1 |  | 0% | 0% | 1 | 0.13 | 0% | 0% | 1 | 0% | 0% | 0% | 1 | 0 | 2 | 53% | 25% | 78% | 5 | 15% | 0% | 0% | 1 | 46% | 0% | 0% | 1 | 40% | 0% | 0% | 1 | 60% | 0% | 0% | 2 | 30% | 0% | 0% | 1 | 9% | 0% | 0% | 1 |  | 0% | 0% | 1 | 0.09 | 0% | 0% | 1 | 0% | 0% | 0% | 1 | 0 | 2 | 52% | 22% | 74% | 4 | 20% | 0% | 0% | 1 | 38% | 0% | 0% | 1 | 34% | 0% | 0% | 1 | 54% | 0% | 0% | 2 | 29% | 0% | 0% | 1 | 9% | 0% | 0% | 1
577 | Vista (SCE) | 300 | 3000 | 10 | 1357% | 89.01% | 5 | 0.27 | 25000% | 203% | 5 | 0% | 0% | 0% | 1 | 0 | 2 | 84% | 0% | 84% | 5 | 1% | 90.31% | 0% | 4 | 93% | 1224% | 88.93% | 5 | 93% | 1240% | 88.94% | 5 | 93% | 1357% | 89.01% | 5 | 43% | 156.8% | 76.01% | 5 | 3% | 92.22% | 0% | 4 |  | 691.2% | 20.38% | 5 | 0.27 | 4000% | 69.61% | 5 | 1% | 4682% | 0% | 4 | 0 | 2 | 85% | 3% | 88% | 5 | 39% | 37.47% | 0% | 2 | 58% | 54.42% | 0% | 3 | 77% | 99.83% | 0% | 4 | 97% | 669.6% | 20.29% | 5 | 31% | 33.16% | 0% | 2 | 4% | 24.04% | 0% | 2 |  | 86.43% | 0% | 4 | 0.27 | 48.27% | 0% | 2 | 2% | 4682% | 0% | 4 | 0 | 2 | 54% | 38% | 92% | 5 | 41% | 11.22% | 0% | 1 | 45% | 12.07% | 0% | 1 | 60% | 16.42% | 0% | 2 | 81% | 35.28% | 0% | 3 | 38% | 10.74% | 0% | 1 | 5% | 6.993% | 0% | 1 |  | 20.8% | 0% | 2 | 0.27 | 14.62% | 0% | 1 | 2% | 4682% | 0% | 4 | 0 | 2 | 56% | 34% | 90% | 5 | 47% | 4.864% | 0% | 1 | 40% | 4.346% | 0% | 1 | 56% | 5.951% | 0% | 2 | 79% | 12.35% | 0% | 3 | 34% | 3.94% | 0% | 1 | 7% | 2.789% | 0% | 1
578 | Cardiff | 0 | 0 | 10 | 0% | 0% | 1 | 0.26 | 0% | 0% | 1 | 6% | 0% | 0% | 1 | 0 | 2 | 11% | 7% | 18% | 2 | 0% | 0% | 0% | 1 | 16% | 0% | 0% | 1 | 93% | 0% | 0% | 4 | 93% | 0% | 0% | 4 | 11% | 0% | 0% | 1 | 1% | 0% | 0% | 1 |  | 0% | 0% | 1 | 0.27 | 0% | 0% | 1 | 1% | 0% | 0% | 1 | 0 | 2 | 53% | 40% | 93% | 5 | 46% | 0% | 0% | 1 | 54% | 0% | 0% | 2 | 68% | 0% | 0% | 2 | 85% | 0% | 0% | 3 | 40% | 0% | 0% | 1 | 5% | 0% | 0% | 1 |  | 0% | 0% | 1 | 0.25 | 0% | 0% | 1 | 1% | 0% | 0% | 1 | 0 | 2 | 44% | 51% | 95% | 5 | 54% | 0% | 0% | 2 | 35% | 0% | 0% | 1 | 53% | 0% | 0% | 2 | 83% | 0% | 0% | 3 | 42% | 0% | 0% | 1 | 5% | 0% | 0% | 1 |  | 0% | 0% | 1 | 0.26 | 0% | 0% | 1 | 1% | 0% | 0% | 1 | 0 | 2 | 49% | 43% | 92% | 5 | 53% | 0% | 0% | 2 | 44% | 0% | 0% | 1 | 60% | 0% | 0% | 2 | 83% | 0% | 0% | 3 | 42% | 0% | 0% | 1 | 5% | 0% | 0% | 1
579 | Cannon | 0 | 0 | 10 | 0% | 0% | 1 | 0.47 | 0% | 0% | 1 | 0% | 0% | 0% | 1 | 0 | 2 | 0% | 0% | 0% | 1 | 19% | 0% | 0% | 1 | 85% | 0% | 0% | 3 | 85% | 0% | 0% | 3 | 85% | 0% | 0% | 3 | 0% | 0% | 0% | 1 | 12% | 0% | 0% | 1 |  | 0% | 0% | 1 | 0.37 | 0% | 0% | 1 | 1% | 0% | 0% | 1 | 0 | 2 | 9% | 0% | 9% | 1 | 21% | 0% | 0% | 1 | 48% | 0% | 0% | 1 | 49% | 0% | 0% | 1 | 60% | 0% | 0% | 2 | 9% | 0% | 0% | 1 | 16% | 0% | 0% | 1 |  | 0% | 0% | 1 | 0.37 | 0% | 0% | 1 | 7% | 0% | 0% | 1 | 0 | 2 | 16% | 0% | 16% | 1 | 65% | 0% | 0% | 2 | 36% | 0% | 0% | 1 | 52% | 0% | 0% | 2 | 79% | 0% | 0% | 3 | 4% | 0% | 0% | 1 | 6% | 0% | 0% | 1 |  | 0% | 0% | 1 | 0.37 | 0% | 0% | 1 | 5% | 0% | 0% | 1 | 0 | 2 | 53% | 7% | 60% | 3 | 44% | 0% | 0% | 1 | 18% | 0% | 0% | 1 | 35% | 0% | 0% | 1 | 56% | 0% | 0% | 2 | 5% | 0% | 0% | 1 | 7% | 0% | 0% | 1
580 | Mt Eden | 0 | 0 | 10 | 0% | 0% | 1 | 0.04 | 0% | 0% | 1 | 0% | 0% | 0% | 1 | 0 | 2 | 0% | 0% | 0% | 1 | 0% | 0% | 0% | 1 | 0% | 0% | 0% | 1 | 39% | 0% | 0% | 1 | 39% | 0% | 0% | 1 | 0% | 0% | 0% | 1 | 72% | 0% | 0% | 3 |  | 0% | 0% | 1 | 0.3 | 0% | 0% | 1 | 0% | 0% | 0% | 1 | 0 | 2 | 73% | 0% | 73% | 3 | 58% | 0% | 0% | 2 | 17% | 0% | 0% | 1 | 60% | 0% | 0% | 2 | 86% | 0% | 0% | 3 | 45% | 0% | 0% | 1 | 8% | 0% | 0% | 1 |  | 0% | 0% | 1 | 0.53 | 0% | 0% | 1 | 0% | 0% | 0% | 1 | 0 | 2 | 74% | 0% | 74% | 3 | 63% | 0% | 0% | 2 | 28% | 0% | 0% | 1 | 64% | 0% | 0% | 2 | 84% | 0% | 0% | 3 | 39% | 0% | 0% | 1 | 8% | 0% | 0% | 1 |  | 0% | 0% | 1 | 0.28 | 0% | 0% | 1 | 0% | 0% | 0% | 1 | 0 | 2 | 75% | 1% | 76% | 5 | 53% | 0% | 0% | 2 | 41% | 0% | 0% | 1 | 65% | 0% | 0% | 2 | 81% | 0% | 0% | 3 | 42% | 0% | 0% | 1 | 8% | 0% | 0% | 1
581 | Fitch Mountain | 0 | 0 | 10 | 0% | 0% | 1 | 0.18 | 0% | 0% | 1 | 19% | 0% | 0% | 1 | 0 | 2 | 0% | 0% | 0% | 1 | 17% | 0% | 0% | 1 | 52% | 0% | 0% | 2 | 85% | 0% | 0% | 3 | 96% | 0% | 0% | 5 | 19% | 0% | 0% | 1 | 5% | 0% | 0% | 1 |  | 0% | 0% | 1 | 0.15 | 0% | 0% | 1 | 15% | 0% | 0% | 1 | 0 | 2 | 9% | 0% | 9% | 1 | 35% | 0% | 0% | 1 | 51% | 0% | 0% | 2 | 85% | 0% | 0% | 3 | 92% | 0% | 0% | 4 | 31% | 0% | 0% | 1 | 4% | 0% | 0% | 1 |  | 0% | 0% | 1 | 0.14 | 0% | 0% | 1 | 10% | 0% | 0% | 1 | 0 | 2 | 16% | 0% | 16% | 1 | 47% | 0% | 0% | 1 | 48% | 0% | 0% | 1 | 77% | 0% | 0% | 3 | 89% | 0% | 0% | 3 | 34% | 0% | 0% | 1 | 3% | 0% | 0% | 1 |  | 0% | 0% | 1 | 0.13 | 0% | 0% | 1 | 7% | 0% | 0% | 1 | 0 | 2 | 25% | 6% | 31% | 2 | 55% | 0% | 0% | 2 | 46% | 0% | 0% | 1 | 74% | 0% | 0% | 3 | 90% | 0% | 0% | 4 | 38% | 0% | 0% | 1 | 3% | 0% | 0% | 1
582 | Stockton A | 0 | 0 | 10 | 0% | 0% | 1 | 0.15 | 0% | 0% | 1 | 66% | 0% | 0% | 2 | 0 | 2 | 0% | 0% | 0% | 1 | 0% | 0% | 0% | 1 | 18% | 0% | 0% | 1 | 21% | 0% | 0% | 1 | 21% | 0% | 0% | 1 | 0% | 0% | 0% | 1 | 4% | 0% | 0% | 1 |  | 0% | 0% | 1 | 0.14 | 0% | 0% | 1 | 76% | 0% | 0% | 3 | 0 | 2 | 0% | 0% | 0% | 1 | 0% | 0% | 0% | 1 | 1% | 0% | 0% | 1 | 5% | 0% | 0% | 1 | 5% | 0% | 0% | 1 | 0% | 0% | 0% | 1 | 3% | 0% | 0% | 1 |  | 0% | 0% | 1 | 0.17 | 0% | 0% | 1 | 69% | 0% | 0% | 2 | 0 | 2 | 0% | 0% | 0% | 1 | 11% | 0% | 0% | 1 | 9% | 0% | 0% | 1 | 15% | 0% | 0% | 1 | 24% | 0% | 0% | 1 | 0% | 0% | 0% | 1 | 5% | 0% | 0% | 1 |  | 0% | 0% | 1 | 0.17 | 0% | 0% | 1 | 60% | 0% | 0% | 2 | 0 | 2 | 5% | 0% | 5% | 1 | 20% | 0% | 0% | 1 | 13% | 0% | 0% | 1 | 23% | 0% | 0% | 1 | 36% | 0% | 0% | 1 | 3% | 0% | 0% | 1 | 8% | 0% | 0% | 1
583 | Saratoga | 0 | 0 | 10 | 0% | 0% | 1 | 0.21 | 0% | 0% | 1 | 6% | 0% | 0% | 1 | 0 | 2 | 0% | 0% | 0% | 1 | 100% | 0% | 0% | 5 | 0% | 0% | 0% | 1 | 100% | 0% | 0% | 5 | 100% | 0% | 0% | 5 | 34% | 0% | 0% | 1 | 2% | 0% | 0% | 1 |  | 0% | 0% | 1 | 0.18 | 0% | 0% | 1 | 1% | 0% | 0% | 1 | 0 | 2 | 4% | 0% | 4% | 1 | 79% | 0% | 0% | 3 | 2% | 0% | 0% | 1 | 68% | 0% | 0% | 2 | 95% | 0% | 0% | 5 | 23% | 0% | 0% | 1 | 1% | 0% | 0% | 1 |  | 0% | 0% | 1 | 0.22 | 0% | 0% | 1 | 0% | 0% | 0% | 1 | 0 | 2 | 12% | 0% | 12% | 1 | 57% | 0% | 0% | 2 | 17% | 0% | 0% | 1 | 75% | 0% | 0% | 3 | 89% | 0% | 0% | 3 | 22% | 0% | 0% | 1 | 3% | 0% | 0% | 1 |  | 0% | 0% | 1 | 0.17 | 0% | 0% | 1 | 1% | 0% | 0% | 1 | 0 | 2 | 29% | 0% | 29% | 2 | 55% | 0% | 0% | 2 | 33% | 0% | 0% | 1 | 71% | 0% | 0% | 3 | 87% | 0% | 0% | 3 | 39% | 0% | 0% | 1 | 5% | 0% | 0% | 1
584 | Christie | 0 | 0 | 10 | 0% | 0% | 1 | 0.7 | 0% | 0% | 1 | 0% | 0% | 0% | 1 | 0 | 2 | 60% | 0% | 60% | 3 | 11% | 0% | 0% | 1 | 53% | 0% | 0% | 2 | 73% | 0% | 0% | 3 | 73% | 0% | 0% | 3 | 16% | 0% | 0% | 1 | 2% | 0% | 0% | 1 |  | 0% | 0% | 1 | 0.69 | 0% | 0% | 1 | 0% | 0% | 0% | 1 | 0 | 2 | 39% | 0% | 39% | 2 | 15% | 0% | 0% | 1 | 47% | 0% | 0% | 1 | 65% | 0% | 0% | 2 | 75% | 0% | 0% | 3 | 12% | 0% | 0% | 1 | 9% | 0% | 0% | 1 |  | 0% | 0% | 1 | 0.38 | 0% | 0% | 1 | 1% | 0% | 0% | 1 | 0 | 2 | 36% | 0% | 36% | 2 | 30% | 0% | 0% | 1 | 44% | 0% | 0% | 1 | 55% | 0% | 0% | 2 | 77% | 0% | 0% | 3 | 14% | 0% | 0% | 1 | 16% | 0% | 0% | 1 |  | 0% | 0% | 1 | 0.4 | 0% | 0% | 1 | 8% | 0% | 0% | 1 | 0 | 2 | 34% | 0% | 34% | 2 | 44% | 0% | 0% | 1 | 32% | 0% | 0% | 1 | 45% | 0% | 0% | 1 | 76% | 0% | 0% | 3 | 18% | 0% | 0% | 1 | 15% | 0% | 0% | 1
585 | Las Aguilas | 0 | 0 | 10 | 0% | 0% | 1 | 0.05 | 0% | 0% | 1 | 1% | 0% | 0% | 1 | 0 | 2 | 71% | 24% | 95% | 5 | 68% | 0% | 0% | 2 | 27% | 0% | 0% | 1 | 57% | 0% | 0% | 2 | 87% | 0% | 0% | 3 | 67% | 0% | 0% | 2 | 0% | 0% | 0% | 1 |  | 0% | 0% | 1 | 0.05 | 0% | 0% | 1 | 0% | 0% | 0% | 1 | 0 | 2 | 45% | 48% | 93% | 5 | 79% | 0% | 0% | 3 | 20% | 0% | 0% | 1 | 37% | 0% | 0% | 1 | 87% | 0% | 0% | 3 | 83% | 0% | 0% | 3 | 1% | 0% | 0% | 1 |  | 0% | 0% | 1 | 0.05 | 0% | 0% | 1 | 11% | 0% | 0% | 1 | 0 | 2 | 48% | 33% | 81% | 5 | 73% | 0% | 0% | 3 | 15% | 0% | 0% | 1 | 27% | 0% | 0% | 1 | 81% | 0% | 0% | 3 | 70% | 0% | 0% | 3 | 2% | 0% | 0% | 1 |  | 0% | 0% | 1 | 0.05 | 0% | 0% | 1 | 18% | 0% | 0% | 1 | 0 | 2 | 46% | 25% | 71% | 4 | 63% | 0% | 0% | 2 | 17% | 0% | 0% | 1 | 30% | 0% | 0% | 1 | 72% | 0% | 0% | 3 | 58% | 0% | 0% | 2 | 2% | 0% | 0% | 1
586 | Monroe | 0 | 0 | 10 | 0% | 0% | 1 | 0.37 | 0% | 0% | 1 | 36% | 0% | 0% | 1 | 0 | 2 | 0% | 0% | 0% | 1 | 16% | 0% | 0% | 1 | 52% | 0% | 0% | 2 | 81% | 0% | 0% | 3 | 81% | 0% | 0% | 3 | 1% | 0% | 0% | 1 | 11% | 0% | 0% | 1 |  | 0% | 0% | 1 | 0.27 | 0% | 0% | 1 | 14% | 0% | 0% | 1 | 0 | 2 | 13% | 0% | 13% | 1 | 41% | 0% | 0% | 1 | 51% | 0% | 0% | 2 | 79% | 0% | 0% | 3 | 85% | 0% | 0% | 3 | 14% | 0% | 0% | 1 | 5% | 0% | 0% | 1 |  | 0% | 0% | 1 | 0.19 | 0% | 0% | 1 | 9% | 0% | 0% | 1 | 0 | 2 | 27% | 0% | 27% | 2 | 47% | 0% | 0% | 1 | 46% | 0% | 0% | 1 | 72% | 0% | 0% | 3 | 86% | 0% | 0% | 3 | 25% | 0% | 0% | 1 | 5% | 0% | 0% | 1 |  | 0% | 0% | 1 | 0.16 | 0% | 0% | 1 | 9% | 0% | 0% | 1 | 0 | 2 | 29% | 0% | 29% | 2 | 58% | 0% | 0% | 2 | 41% | 0% | 0% | 1 | 69% | 0% | 0% | 2 | 89% | 0% | 0% | 3 | 33% | 0% | 0% | 1 | 5% | 0% | 0% | 1
587 | Elliot | 0 | 0 | 10 | 0% | 0% | 1 | 0.26 | 0% | 0% | 1 | 0% | 0% | 0% | 1 | 0 | 2 | 99% | 0% | 99% | 5 | 99% | 0% | 0% | 5 | 96% | 0% | 0% | 5 | 0% | 0% | 0% | 1 | 100% | 0% | 0% | 5 | 9% | 0% | 0% | 1 | 6% | 0% | 0% | 1 |  | 0% | 0% | 1 | 0.36 | 0% | 0% | 1 | 0% | 0% | 0% | 1 | 0 | 2 | 28% | 9% | 37% | 2 | 38% | 0% | 0% | 1 | 37% | 0% | 0% | 1 | 37% | 0% | 0% | 1 | 74% | 0% | 0% | 3 | 12% | 0% | 0% | 1 | 2% | 0% | 0% | 1 |  | 0% | 0% | 1 | 0.21 | 0% | 0% | 1 | 0% | 0% | 0% | 1 | 0 | 2 | 28% | 44% | 72% | 5 | 58% | 0% | 0% | 2 | 48% | 0% | 0% | 1 | 66% | 0% | 0% | 2 | 93% | 0% | 0% | 4 | 14% | 0% | 0% | 1 | 4% | 0% | 0% | 1 |  | 0% | 0% | 1 | 0.22 | 0% | 0% | 1 | 0% | 0% | 0% | 1 | 0 | 2 | 32% | 52% | 84% | 5 | 46% | 0% | 0% | 1 | 51% | 0% | 0% | 2 | 72% | 0% | 0% | 3 | 88% | 0% | 0% | 3 | 24% | 0% | 0% | 1 | 4% | 0% | 0% | 1
588 | Sunset | 0 | 0 | 10 | 0% | 0% | 1 | 0.06 | 0% | 0% | 1 | 0% | 0% | 0% | 1 | 0 | 2 | 3% | 0% | 3% | 1 | 4% | 0% | 0% | 1 | 27% | 0% | 0% | 1 | 29% | 0% | 0% | 1 | 30% | 0% | 0% | 1 | 41% | 0% | 0% | 1 | 0% | 0% | 0% | 1 |  | 0% | 0% | 1 | 0.05 | 0% | 0% | 1 | 0% | 0% | 0% | 1 | 0 | 2 | 6% | 0% | 6% | 1 | 17% | 0% | 0% | 1 | 23% | 0% | 0% | 1 | 58% | 0% | 0% | 2 | 58% | 0% | 0% | 2 | 15% | 0% | 0% | 1 | 0% | 0% | 0% | 1 |  | 0% | 0% | 1 | 0.09 | 0% | 0% | 1 | 13% | 0% | 0% | 1 | 0 | 2 | 4% | 0% | 4% | 1 | 24% | 0% | 0% | 1 | 33% | 0% | 0% | 1 | 70% | 0% | 0% | 3 | 74% | 0% | 0% | 3 | 9% | 0% | 0% | 1 | 0% | 0% | 0% | 1 |  | 0% | 0% | 1 | 0.09 | 0% | 0% | 1 | 23% | 0% | 0% | 1 | 0 | 2 | 8% | 0% | 8% | 1 | 29% | 0% | 0% | 1 | 30% | 0% | 0% | 1 | 61% | 0% | 0% | 2 | 72% | 0% | 0% | 3 | 11% | 0% | 0% | 1 | 5% | 0% | 0% | 1
589 | Herndon | 0 | 0 | 10 | 0% | 0% | 1 | 0.15 | 0% | 0% | 1 | 52% | 0% | 0% | 2 | 0 | 2 | 17% | 0% | 17% | 1 | 22% | 0% | 0% | 1 | 7% | 0% | 0% | 1 | 7% | 0% | 0% | 1 | 29% | 0% | 0% | 1 | 0% | 0% | 0% | 1 | 4% | 0% | 0% | 1 |  | 0% | 0% | 1 | 0.19 | 0% | 0% | 1 | 60% | 0% | 0% | 2 | 0 | 2 | 19% | 0% | 19% | 1 | 14% | 0% | 0% | 1 | 23% | 0% | 0% | 1 | 24% | 0% | 0% | 1 | 34% | 0% | 0% | 1 | 3% | 0% | 0% | 1 | 7% | 0% | 0% | 1 |  | 0% | 0% | 1 | 0.17 | 0% | 0% | 1 | 49% | 0% | 0% | 1 | 0 | 2 | 27% | 0% | 27% | 2 | 19% | 0% | 0% | 1 | 32% | 0% | 0% | 1 | 33% | 0% | 0% | 1 | 44% | 0% | 0% | 1 | 11% | 0% | 0% | 1 | 14% | 0% | 0% | 1 |  | 0% | 0% | 1 | 0.16 | 0% | 0% | 1 | 37% | 0% | 0% | 1 | 0 | 2 | 31% | 0% | 31% | 2 | 30% | 0% | 0% | 1 | 30% | 0% | 0% | 1 | 30% | 0% | 0% | 1 | 49% | 0% | 0% | 1 | 16% | 0% | 0% | 1 | 14% | 0% | 0% | 1
590 | Menlo | 0 | 0 | 10 | 0% | 0% | 1 | 0.53 | 0% | 0% | 1 | 0% | 0% | 0% | 1 | 0 | 2 | 0% | 0% | 0% | 1 | 55% | 0% | 0% | 2 | 86% | 0% | 0% | 3 | 95% | 0% | 0% | 5 | 96% | 0% | 0% | 5 | 10% | 0% | 0% | 1 | 7% | 0% | 0% | 1 |  | 0% | 0% | 1 | 0.46 | 0% | 0% | 1 | 0% | 0% | 0% | 1 | 0 | 2 | 0% | 0% | 0% | 1 | 71% | 0% | 0% | 3 | 67% | 0% | 0% | 2 | 77% | 0% | 0% | 3 | 96% | 0% | 0% | 5 | 46% | 0% | 0% | 1 | 10% | 0% | 0% | 1 |  | 0% | 0% | 1 | 0.29 | 0% | 0% | 1 | 1% | 0% | 0% | 1 | 0 | 2 | 0% | 0% | 0% | 1 | 49% | 0% | 0% | 1 | 58% | 0% | 0% | 2 | 75% | 0% | 0% | 3 | 89% | 0% | 0% | 3 | 45% | 0% | 0% | 1 | 12% | 0% | 0% | 1 |  | 0% | 0% | 1 | 0.26 | 0% | 0% | 1 | 1% | 0% | 0% | 1 | 0 | 2 | 12% | 0% | 12% | 1 | 45% | 0% | 0% | 1 | 50% | 0% | 0% | 2 | 73% | 0% | 0% | 3 | 86% | 0% | 0% | 3 | 39% | 0% | 0% | 1 | 9% | 0% | 0% | 1
591 | Mountain Pass | 0 | 0 | 0 | 0% | 0% | 1 | 0.03 | 0% | 0% | 1 | 0% | 0% | 0% | 1 | 0 | 2 | 0% | 0% | 0% | 1 | 100% | 0% | 0% | 5 | 100% | 0% | 0% | 5 | 0% | 0% | 0% | 1 | 100% | 0% | 0% | 5 | 5% | 0% | 0% | 1 | 0% | 0% | 0% | 1 |  | 0% | 0% | 1 | 0.02 | 0% | 0% | 1 | 0% | 0% | 0% | 1 | 0 | 2 | 0% | 0% | 0% | 1 | 41% | 0% | 0% | 1 | 59% | 0% | 0% | 2 | 21% | 0% | 0% | 1 | 61% | 0% | 0% | 2 | 63% | 0% | 0% | 2 | 0% | 0% | 0% | 1 |  | 0% | 0% | 1 | 0.02 | 0% | 0% | 1 | 0% | 0% | 0% | 1 | 0 | 2 | 0% | 0% | 0% | 1 | 22% | 0% | 0% | 1 | 31% | 0% | 0% | 1 | 11% | 0% | 0% | 1 | 32% | 0% | 0% | 1 | 55% | 0% | 0% | 2 | 0% | 0% | 0% | 1 |  | 0% | 0% | 1 | 0.03 | 0% | 0% | 1 | 0% | 0% | 0% | 1 | 0 | 2 | 0% | 0% | 0% | 1 | 8% | 0% | 0% | 1 | 13% | 0% | 0% | 1 | 5% | 0% | 0% | 1 | 13% | 0% | 0% | 1 | 36% | 0% | 0% | 1 | 0% | 0% | 0% | 1