## README
Dashboard for the Preliminary Round of Busbar Mapping of the Proposed 2024-2025 TPP Base Case Portfolio |  | Date: 10-26-2023
Dashboard Purpose: | This dashboard provides an overview of preliminary busbar mapping results for the CPUC IRP Proceeding. Resource-to-busbar mapping (“busbar mapping”) is the process of refining the geographically coarse portfolios produced in the California Public Utilities Commission’s (CPUC) Integrated Resource Plan (IRP) proceeding, into plausible network modeling locations for electrical analysis in the California Independent System Operator’s (CAISO) annual Transmission Planning Process (TPP). The purpose of this workbook is to communicate the results of the preliminary busbar mapping results for the proposed 2024-25 TPP. This workbook reflects the portfolio and methodology included in the October 5, 2023, ruling and presented at the October 20, 2023, workshop.
Preliminary Mapping: | These results are after only a single round of mapping, thus there are many outstanding non-alignment with the criteria and other potential issues that will be improved through remapping and additional analysis in subsequent mapping rounds. Additionally, certain criteria were not implemented in this initial round but will be conducted in subsequent rounds of mapping. The objective of releasing this early stage mapping is to enable stakeholder review and feedback.
2023-2024 TPP Portfolios Ruling & Decision | The October 5, 2023, Ruling can be accessed from the webpage below:
https://docs.cpuc.ca.gov/SearchRes.aspx?docformat=ALL&docid=520522241
Portfolio Information: | This dashboard contains preliminary mapping results for the proposed 2023-24 TPP base case portfolio. The portfolio utilizes CEC's 2022 IEPR and includes mapping of the 2034 and 2039 model years.
Details of the RESOLVE results that formed this portfolio and the RESOLVE data itself can be found at:
https://www.cpuc.ca.gov/industries-and-topics/electrical-energy/electric-power-procurement/long-term-procurement-planning/2022-irp-cycle-events-and-materials
Busbar Mapping Methodology: | The busbar mapping working group utilized the busbar mapping methodology included with the October 2023 CPUC Ruling.
See the Busbar Mapping Methodology document for more detail, available at:
https://www.cpuc.ca.gov/-/media/cpuc-website/divisions/energy-division/documents/integrated-resource-plan-and-long-term-procurement-plan-irp-ltpp/2022-irp-cycle-events-and-materials/2023-2024-tpp-portfolios-and-modeling-assumptions/mapping_methodology_v10_05_23_ruling.pdf

## 2030_Summary
RESOLVE Resource Name | Resource Type | Portfolio Resource Summary (2030) | In-Development Resources |  |  | Mapped Generic (2030) |  |  | Mapped Total (2030)
|  | TOTAL | FCDS | EODS | Total | FCDS | EODS | Total | FCDS | EODS | Total
InState Biomass | Biomass/Biogas | 171 | 22.195 | 0 | 22.195 | 148.82 | 0 | 148.82 | 171.015 | 0 | 171.015
Central_Nevada_Geothermal | Geothermal | 40 | 0 | 0 | 0 | 450 | 0 | 450 | 450 | 0 | 450
Greater_Imperial_Geothermal | Geothermal | 1168.6 | 0 | 0 | 0 | 750 | 0 | 750 | 750 | 0 | 750
Inyokern_North_Kramer_Geothermal | Geothermal | 7.1 | 0 | 0 | 0 | 0 | 0 | 0 | 0 | 0 | 0
Northern_California_Geothermal | Geothermal | 314.3 | 32 | 0 | 32 | 45 | 0 | 45 | 77 | 0 | 77
Northern_Nevada_Geothermal | Geothermal | 0 | 0 | 0 | 0 | 240 | 0 | 240 | 240 | 0 | 240
Pacific_Northwest_Geothermal | Geothermal | 13 | 0 | 0 | 0 | 0 | 0 | 0 | 0 | 0 | 0
Utah_Geothermal | Geothermal | 0 | 26 | 0 | 26 | 0 | 0 | 0 | 26 | 0 | 26
Distributed Solar | Solar | 0 | 97.5365 | 0 | 97.5365 | 96.9 | 0 | 96.9 | 194.4365 | 0 | 194.4365
Arizona_Solar | Solar | 3243.335 | 10 | 840 | 850 | 600 | 1400 | 2000 | 610 | 2240 | 2850
Greater_Imperial_Solar | Solar | 39 | 0 | 110 | 110 | 0 | 72 | 72 | 0 | 182 | 182
Greater_Kramer_Solar | Solar | 1012.315 | 282 | 250 | 532 | 240 | 410 | 650 | 522 | 660 | 1182
Greater_LA_Solar | Solar | 0 | 0 | 23 | 23 | 0 | 0 | 0 | 0 | 23 | 23
Northern_California_Solar | Solar | 121 | 0 | 139.6 | 139.6 | 105 | 150 | 255 | 105 | 289.6 | 394.6
Riverside_Solar | Solar | 659 | 400 | 1008.5 | 1408.5 | 0 | 0 | 0 | 400 | 1008.5 | 1408.5
Southern_NV_Eldorado_Solar | Solar | 4665.332 | 125 | 335 | 460 | 950 | 230 | 1180 | 1075 | 565 | 1640
Southern_PGAE_Solar | Solar | 1483.826 | 1628 | 415.5 | 2043.5 | 501 | 1500 | 2001 | 2129 | 1915.5 | 4044.5
Tehachapi_Solar | Solar | 3557.192 | 230 | 801 | 1031 | 1331 | 500 | 1831 | 1561 | 1301 | 2862
Baja_California_Wind | Wind | 111 | 0 | 0 | 0 | 200 | 400 | 600 | 200 | 400 | 600
Central_Valley_North_Los_Banos_Wind | Wind | 32 | 0 | 0 | 0 | 60 | 5 | 65 | 60 | 5 | 65
Greater_Imperial_Wind | Wind | 0 | 0 | 0 | 0 | 60 | 0 | 60 | 60 | 0 | 60
Greater_Kramer_Wind | Wind |  | 0 | 0 | 0 | 400 | 50 | 450 | 400 | 50 | 450
Humboldt_Wind | Wind |  | 0 | 0 | 0 | 0 | 0 | 0 | 0 | 0 | 0
Kern_Greater_Carrizo_Wind | Wind |  | 0 | 0 | 0 | 275 | 10 | 285 | 275 | 10 | 285
Northern_California_Wind | Wind | 849 | 0 | 0 | 0 | 386 | 105 | 491 | 386 | 105 | 491
Riverside_Palm_Springs_Wind | Wind |  | 0 | 0 | 0 | 499 | 100 | 599 | 499 | 100 | 599
Solano_Wind | Wind | 375 | 0 | 0 | 0 | 785 | 200 | 985 | 785 | 200 | 985
Southern_NV_Eldorado_Wind | Wind | 3836.127 | 0 | 0 | 0 | 1510 | 0 | 1510 | 1510 | 0 | 1510
Tehachapi_Wind | Wind | 156 | 0 | 0 | 0 | 314 | 0 | 314 | 314 | 0 | 314
Idaho_Wind | OOS Wind | 300 | 0 | 0 | 0 | 1000 | 0 | 1000 | 1000 | 0 | 1000
New_Mexico_Wind | OOS Wind | 1968 | 0 | 0 | 0 | 2000 | 0 | 2000 | 2000 | 0 | 2000
Utah_Wind | OOS Wind | 0 | 0 | 0 | 0 | 0 | 0 | 0 | 0 | 0 | 0
Wyoming_Wind | OOS Wind | 2348.44 | 0 | 0 | 0 | 1616.4 | 0 | 1616.4 | 1616.4 | 0 | 1616.4
Cape_Mendocino_Offshore_Wind | Offshore Wind | 0 | 0 | 0 | 0 | 0 |  | 0 | 0 | 0 | 0
Del_Norte_Offshore_Wind | Offshore Wind | 0 | 0 | 0 | 0 | 0 |  | 0 | 0 | 0 | 0
Diablo_Canyon_Offshore_Wind | Offshore Wind | 0 | 0 | 0 | 0 | 0 |  | 0 | 0 | 0 | 0
Humboldt_Bay_Offshore_Wind | Offshore Wind | 0 | 0 | 0 | 0 | 0 |  | 0 | 0 | 0 | 0
Morro_Bay_Offshore_Wind | Offshore Wind | 0 | 0 | 0 | 0 | 0 |  | 0 | 0 | 0 | 0
Renewable Resource Total |  | 26470.567 | 2852.7315 | 3922.6 | 6775.3315 | 14563.12 | 5132 | 19695.12 | 17415.8515 | 9054.6 | 26470.4515
Arizona_Li_Battery_4hr | Li_Battery | 972.445 | 250 |  | 250 | 560 |  | 560 | 810 |  | 810
Arizona_Li_Battery_8hr | Li_Battery | 27.17 | 0 |  | 0 | 250 |  | 250 | 250 |  | 250
Greater_Imperial_Li_Battery_4hr | Li_Battery | 0 | 341.15 |  | 341.15 | 0 |  | 0 | 341.15 |  | 341.15
Greater_Imperial_Li_Battery_8hr | Li_Battery | 0 | 0 |  | 0 | 0 |  | 0 | 0 |  | 0
Greater_Kramer_Li_Battery_4hr | Li_Battery | 231.483 | 361 |  | 361 | 135 |  | 135 | 496 |  | 496
Greater_Kramer_Li_Battery_8hr | Li_Battery | 164.908 | 0 |  | 0 | 90 |  | 90 | 90 |  | 90
Greater_LA_Li_Battery_4hr | Li_Battery | 3471.028 | 1688.87 |  | 1688.87 | 650 |  | 650 | 2338.87 |  | 2338.87
Greater_LA_Li_Battery_8hr | Li_Battery | 587.204 | 0 |  | 0 | 166.5 |  | 166.5 | 166.5 |  | 166.5
Northern_California_Li_Battery_4hr | Li_Battery | 57.5 | 263.87 |  | 263.87 | 370 |  | 370 | 633.87 |  | 633.87
Northern_California_Li_Battery_8hr | Li_Battery | 0 | 0 |  | 0 | 100 |  | 100 | 100 |  | 100
Riverside_Li_Battery_4hr | Li_Battery | 0 | 2130 |  | 2130 | 0 |  | 0 | 2130 |  | 2130
Riverside_Li_Battery_8hr | Li_Battery | 0 | 75 |  | 75 | 45 |  | 45 | 120 |  | 120
Southern_NV_Eldorado_Li_Battery_4hr | Li_Battery | 1145.489 | 624 |  | 624 | 210 |  | 210 | 834 |  | 834
Southern_NV_Eldorado_Li_Battery_8hr | Li_Battery | 439.398 | 0 |  | 0 | 180 |  | 180 | 180 |  | 180
Southern_PGAE_Li_Battery_4hr | Li_Battery | 4846.479 | 1641.031 |  | 1641.031 | 201.2 |  | 201.2 | 1842.231 |  | 1842.231
Southern_PGAE_Li_Battery_8hr | Li_Battery | 12.32 | 0 |  | 0 | 255 |  | 255 | 255 |  | 255
Tehachapi_Li_Battery_4hr | Li_Battery | 856.577 | 2005 |  | 2005 | 150 |  | 150 | 2155 |  | 2155
Tehachapi_Li_Battery_8hr | Li_Battery | 0 | 0 |  | 0 | 69.5 |  | 69.5 | 69.5 |  | 69.5
LI_Battery Total |  | 12812.001 | 9379.921 |  | 9379.921 | 3432.2 |  | 3432.2 | 12812.121 |  | 12812.121
Northern_California_Pumped_Storage | LDES | 0 | 0 |  | 0 | 0 |  | 0 | 0 |  | 0
Riverside_East_Pumped_Storage | LDES | 298.553 | 0 |  | 0 | 0 |  | 0 | 0 |  | 0
Riverside_West_Pumped_Storage | LDES | 0 | 0 |  | 0 | 0 |  | 0 | 0 |  | 0
San_Diego_Pumped_Storage | LDES | 0 | 0 |  | 0 | 299 |  | 299 | 299 |  | 299
Tehachapi_Pumped_Storage | LDES | 178.447 | 0 |  | 0 | 0 |  | 0 | 0 |  | 0
Southern_PGAE_Adiabatic_CAES | LDES | 0 | 0 |  | 0 | 0 |  | 0 | 0 |  | 0
Tehachapi_Adiabatic_CAES | LDES | 200 | 200 |  | 200 | 281 |  | 281 | 481 |  | 481
Arizona_Flow_Battery | Flow_Battery | 0 | 0 |  | 0 | 0 |  | 0 | 0 |  | 0
Greater_Imperial_Flow_Battery | Flow_Battery | 0 | 0 |  | 0 | 0 |  | 0 | 0 |  | 0
Greater_Kramer_Flow_Battery | Flow_Battery | 0 | 0 |  | 0 | 0 |  | 0 | 0 |  | 0
Greater_LA_Flow_Battery | Flow_Battery | 0 | 0 |  | 0 | 0 |  | 0 | 0 |  | 0
Northern_California_Flow_Battery | Flow_Battery | 0 | 0 |  | 0 | 5 |  | 5 | 5 |  | 5
Riverside_Flow_Battery | Flow_Battery | 0 | 0 |  | 0 | 0 |  | 0 | 0 |  | 0
Southern_NV_Eldorado_Flow_Battery | Flow_Battery | 0 | 0 |  | 0 | 0 |  | 0 | 0 |  | 0
Southern_PGAE_Flow_Battery | Flow_Battery | 108 | 0 |  | 0 | 0 |  | 0 | 0 |  | 0
Tehachapi_Flow_Battery | Flow_Battery | 0 | 0 |  | 0 | 0 |  | 0 | 0 |  | 0
Other Storage Total |  | 785 | 200 |  | 200 | 585 |  | 585 | 785 |  | 785
Storage Total |  | 13597.001 | 9579.921 |  | 9579.921 | 4017.2 |  | 4017.2 | 13597.121 |  | 13597.121
Total Storage+Resources |  | 40067.568 | 12432.6525 | 3922.6 | 16355.2525 | 18580.32 | 5132 | 23712.32 | 31012.9725 | 9054.6 | 40067.5725

## Res_By_Sub_2030
|  |  | In-Development, Contracted, or Online and not in baseline | [14 empty] | Generic Resources | [13 empty] | Total Portfolio Resources
|  |  | Geothermal | Biomass | Wind | Wind | OOS Wind | OOS Wind | Offshore Wind | Offshore Wind | Distributed Solar | Solar | Solar | Battery_4hr | Battery_8hr | LDES | Has In-Dev Res | Geothermal | Biomass | Wind | Wind | OOS Wind | OOS Wind | Offshore Wind | Offshore Wind | Distributed Solar | Solar | Solar | Battery_4hr | Battery_8hr | LDES | Geothermal | Biomass | Wind | Wind | OOS Wind | OOS Wind | Offshore Wind | Offshore Wind | Distributed Solar | Solar | Solar | Battery_4hr | Battery_8hr | LDES
CAISO Study Area | Substation | Voltage | FCDS | FCDS | FCDS | EODS | FCDS | EODS | FCDS | EODS | FCDS | FCDS | EODS | FCDS | FCDS | FCDS |  | FCDS | FCDS | FCDS | EODS | FCDS | EODS | FCDS | EODS | FCDS | FCDS | EODS | FCDS | FCDS | FCDS | FCDS | FCDS | FCDS | EODS | FCDS | EODS | FCDS | EODS | FCDS | FCDS | EODS | FCDS | FCDS | FCDS
PG&E Kern Study Area | 7th Standard | 115 | 0 | 0 | 0 | 0 |  |  |  |  | 0 | 0 | 0 | 0 | 0 | 0 | 0 | [8 empty] | 2.5 | [5 empty] | 0 | 0 | 0 | 0 | 0 | 0 | 0 | 0 | 2.5 | 0 | 0 | 0 | 0 | 0
SCE Metro Study Area | Alamitos | 230 | 0 | 0 | 0 | 0 |  |  |  |  | 0 | 0 | 0 | 0 | 0 | 0 | 0 | [14 empty] | 0 | 0 | 0 | 0 | 0 | 0 | 0 | 0 | 0 | 0 | 0 | 0 | 0 | 0
SCE Eastern Study Area | Alberhill | 500 | 0 | 0 | 0 | 0 |  |  |  |  | 0 | 0 | 0 | 0 | 0 | 0 | 0 | [14 empty] | 0 | 0 | 0 | 0 | 0 | 0 | 0 | 0 | 0 | 0 | 0 | 0 | 0 | 0
PG&E Kern Study Area | Alpaugh | 115 | 0 | 0 | 0 | 0 |  |  |  |  | 6 | 0 | 0 | 10 | 0 | 0 | 1 | [14 empty] | 0 | 0 | 0 | 0 | 0 | 0 | 0 | 0 | 6 | 0 | 0 | 10 | 0 | 0
SDG&E Study Area | Alpine | 69 | 0 | 0 | 0 | 0 |  |  |  |  | 0 | 0 | 0 | 0 | 0 | 0 | 0 | [14 empty] | 0 | 0 | 0 | 0 | 0 | 0 | 0 | 0 | 0 | 0 | 0 | 0 | 0 | 0
PG&E Greater Bay Study Area | Altamont Midway (Sandhill) | 230 | 0 | 0 | 0 | 0 |  |  |  |  | 0 | 0 | 0 | 0 | 0 | 0 | 0 |  |  | 5 | [11 empty] | 0 | 0 | 5 | 0 | 0 | 0 | 0 | 0 | 0 | 0 | 0 | 0 | 0 | 0
SCE Northern Area | Antelope | 500 | 0 | 0 | 0 | 0 |  |  |  |  | 0 | 0 | 0 | 0 | 0 | 0 | 0 | [14 empty] | 0 | 0 | 0 | 0 | 0 | 0 | 0 | 0 | 0 | 0 | 0 | 0 | 0 | 0
SCE Northern Area | Antelope | 230 | 0 | 0 | 0 | 0 |  |  |  |  | 2 | 56 | 0 | 28 | 0 | 0 | 1 |  |  | 40 | [6 empty] | 161 |  |  | 24 |  | 0 | 0 | 40 | 0 | 0 | 0 | 0 | 0 | 2 | 217 | 0 | 28 | 24 | 0
PG&E Kern Study Area | Arco | 230 | 0 | 0 | 0 | 0 |  |  |  |  | 4.79 | 0 | 0 | 0 | 0 | 0 | 1 | [8 empty] | 2.2 |  | 200 | 21.6 |  |  | 0 | 0 | 0 | 0 | 0 | 0 | 0 | 0 | 6.99 | 0 | 200 | 21.6 | 0 | 0
SCE Metro Study Area | ArcoGen | 230 | 0 | 0 | 0 | 0 |  |  |  |  | 0 | 0 | 0 | 0 | 0 | 0 | 0 | [14 empty] | 0 | 0 | 0 | 0 | 0 | 0 | 0 | 0 | 0 | 0 | 0 | 0 | 0 | 0
SDG&E Study Area | Artesian | 230 | 0 | 0 | 0 | 0 |  |  |  |  | 0 | 0 | 0 | 0 | 0 | 0 | 0 | [14 empty] | 0 | 0 | 0 | 0 | 0 | 0 | 0 | 0 | 0 | 0 | 0 | 0 | 0 | 0
PG&E Fresno Study Area | Ashlan | 230 | 0 | 0 | 0 | 0 |  |  |  |  | 0 | 0 | 0 | 0 | 0 | 0 | 0 | [14 empty] | 0 | 0 | 0 | 0 | 0 | 0 | 0 | 0 | 0 | 0 | 0 | 0 | 0 | 0
PG&E North of Greater Bay Study Area | Atlantic | 230 | 0 | 0 | 0 | 0 |  |  |  |  | 0 | 0 | 0 | 0 | 0 | 0 | 0 | [14 empty] | 0 | 0 | 0 | 0 | 0 | 0 | 0 | 0 | 0 | 0 | 0 | 0 | 0 | 0
PG&E North of Greater Bay Study Area | Atlantic | 115 | 0 | 0 | 0 | 0 |  |  |  |  | 0 | 0 | 0 | 0 | 0 | 0 | 0 | [14 empty] | 0 | 0 | 0 | 0 | 0 | 0 | 0 | 0 | 0 | 0 | 0 | 0 | 0 | 0
PG&E Greater Bay Study Area | Avena | 115 | 0 | 0 | 0 | 0 |  |  |  |  | 0 | 0 | 0 | 0 | 0 | 0 | 0 | [14 empty] | 0 | 0 | 0 | 0 | 0 | 0 | 0 | 0 | 0 | 0 | 0 | 0 | 0 | 0
SDG&E Study Area | Avocado | 69 | 0 | 0 | 0 | 0 |  |  |  |  | 0 | 0 | 0 | 0 | 0 | 0 | 0 | [11 empty] | 0 |  |  | 0 | 0 | 0 | 0 | 0 | 0 | 0 | 0 | 0 | 0 | 0 | 0 | 0 | 0
PG&E North of Greater Bay Study Area | Bahia | 230 | 0 | 0 | 0 | 0 |  |  |  |  | 0 | 0 | 0 | 0 | 0 | 0 | 0 | [14 empty] | 0 | 0 | 0 | 0 | 0 | 0 | 0 | 0 | 0 | 0 | 0 | 0 | 0 | 0
SCE Northern Area | Bailey | 230 | 0 | 0 | 0 | 0 |  |  |  |  | 0 | 0 | 0 | 0 | 0 | 0 | 0 | [14 empty] | 0 | 0 | 0 | 0 | 0 | 0 | 0 | 0 | 0 | 0 | 0 | 0 | 0 | 0
PG&E Kern Study Area | Bakersfield | 230 | 0 | 0 | 0 | 0 |  |  |  |  | 0 | 0 | 0 | 0 | 0 | 0 | 0 | [14 empty] | 0 | 0 | 0 | 0 | 0 | 0 | 0 | 0 | 0 | 0 | 0 | 0 | 0 | 0
PG&E Fresno Study Area | Balch 2 | 230 | 0 | 0 | 0 | 0 |  |  |  |  | 0 | 0 | 0 | 0 | 0 | 0 | 0 |  | 3 | [12 empty] | 0 | 3 | 0 | 0 | 0 | 0 | 0 | 0 | 0 | 0 | 0 | 0 | 0 | 0
SCE Metro Study Area | Barre | 230 | 0 | 0 | 0 | 0 |  |  |  |  | 0 | 0 | 23 | 10 | 0 | 0 | 1 | [14 empty] | 0 | 0 | 0 | 0 | 0 | 0 | 0 | 0 | 0 | 0 | 23 | 10 | 0 | 0
SDG&E Study Area | Bay Boulevard | 230 | 0 | 0 | 0 | 0 |  |  |  |  | 0 | 0 | 0 | 0 | 0 | 0 | 0 | [14 empty] | 0 | 0 | 0 | 0 | 0 | 0 | 0 | 0 | 0 | 0 | 0 | 0 | 0 | 0
East of Pisgah Study Area | Beatty | 138 | 0 | 0 | 0 | 0 |  |  |  |  | 0 | 0 | 0 | 0 | 0 | 0 | 0 | 450 | [13 empty] | 450 | 0 | 0 | 0 | 0 | 0 | 0 | 0 | 0 | 0 | 0 | 0 | 0 | 0
PG&E Greater Bay Study Area | Belden | 230 | 0 | 0 | 0 | 0 |  |  |  |  | 0 | 0 | 0 | 0 | 0 | 0 | 0 | [14 empty] | 0 | 0 | 0 | 0 | 0 | 0 | 0 | 0 | 0 | 0 | 0 | 0 | 0 | 0
PG&E North of Greater Bay Study Area | Bellevue | 115 | 0 | 0 | 0 | 0 |  |  |  |  | 0.96 | 0 | 0 | 0 | 0 | 0 | 1 | [14 empty] | 0 | 0 | 0 | 0 | 0 | 0 | 0 | 0 | 0.96 | 0 | 0 | 0 | 0 | 0
PG&E North of Greater Bay Study Area | Bellota | 230 | 0 | 0 | 0 | 0 |  |  |  |  | 0 | 0 | 0 | 0 | 0 | 0 | 0 | [14 empty] | 0 | 0 | 0 | 0 | 0 | 0 | 0 | 0 | 0 | 0 | 0 | 0 | 0 | 0
PG&E North of Greater Bay Study Area | Bellota | 115 | 0 | 0 | 0 | 0 |  |  |  |  | 0 | 0 | 0 | 0 | 0 | 0 | 0 |  | 1 | [12 empty] | 0 | 1 | 0 | 0 | 0 | 0 | 0 | 0 | 0 | 0 | 0 | 0 | 0 | 0
SCE Northern Area | Big Creek | 230 | 0 | 0 | 0 | 0 |  |  |  |  | 0 | 0 | 0 | 0 | 0 | 0 | 0 | [14 empty] | 0 | 0 | 0 | 0 | 0 | 0 | 0 | 0 | 0 | 0 | 0 | 0 | 0 | 0
PG&E North of Greater Bay Study Area | Birds Landing | 230 | 0 | 0 | 0 | 0 |  |  |  |  | 0 | 0 | 0 | 0 | 0 | 0 | 0 |  |  | 100 | 110 | [10 empty] | 0 | 0 | 100 | 110 | 0 | 0 | 0 | 0 | 0 | 0 | 0 | 0 | 0 | 0
SCE Eastern Study Area | BlytheSC 161 kV | 161 | 0 | 0 | 0 | 0 |  |  |  |  | 0 | 0 | 0 | 0 | 0 | 0 | 0 | [14 empty] | 0 | 0 | 0 | 0 | 0 | 0 | 0 | 0 | 0 | 0 | 0 | 0 | 0 | 0
PG&E North of Greater Bay Study Area | Bogue | 115 | 0 | 0 | 0 | 0 |  |  |  |  | 0 | 0 | 0 | 0 | 0 | 0 | 0 | [14 empty] | 0 | 0 | 0 | 0 | 0 | 0 | 0 | 0 | 0 | 0 | 0 | 0 | 0 | 0
East of Pisgah Study Area | Bond Tap | 138 | 0 | 0 | 0 | 0 |  |  |  |  | 0 | 0 | 0 | 0 | 0 | 0 | 0 | [14 empty] | 0 | 0 | 0 | 0 | 0 | 0 | 0 | 0 | 0 | 0 | 0 | 0 | 0 | 0
PG&E Fresno Study Area | Borden | 230 | 0 | 0 | 0 | 0 |  |  |  |  | 0 | 0 | 0 | 0 | 0 | 0 | 0 |  | 0 | [12 empty] | 0 | 0 | 0 | 0 | 0 | 0 | 0 | 0 | 0 | 0 | 0 | 0 | 0 | 0
PG&E North of Greater Bay Study Area | Bottle Rock | 230 | 0 | 0 | 0 | 0 |  |  |  |  | 0 | 0 | 0 | 0 | 0 | 0 | 0 | [14 empty] | 0 | 0 | 0 | 0 | 0 | 0 | 0 | 0 | 0 | 0 | 0 | 0 | 0 | 0
PG&E Greater Bay Study Area | Brentwood | 230 | 0 | 0 | 0 | 0 |  |  |  |  | 5.99 | 0 | 0 | 0.8 | 0 | 0 | 1 |  | 1 | [12 empty] | 0 | 1 | 0 | 0 | 0 | 0 | 0 | 0 | 5.99 | 0 | 0 | 0.8 | 0 | 0
PG&E North of Greater Bay Study Area | Brighton | 230 | 0 | 0 | 0 | 0 |  |  |  |  | 0 | 0 | 0 | 0 | 0 | 0 | 0 | [14 empty] | 0 | 0 | 0 | 0 | 0 | 0 | 0 | 0 | 0 | 0 | 0 | 0 | 0 | 0
PG&E North of Greater Bay Study Area | Brunswick | 115 | 0 | 0 | 0 | 0 |  |  |  |  | 0 | 0 | 0 | 0 | 0 | 0 | 0 |  | 7 | [12 empty] | 0 | 7 | 0 | 0 | 0 | 0 | 0 | 0 | 0 | 0 | 0 | 0 | 0 | 0
PG&E Kern Study Area | Buena Vista PP | 230 | 0 | 0 | 0 | 0 |  |  |  |  | 0 | 0 | 0 | 0 | 0 | 0 | 0 | [14 empty] | 0 | 0 | 0 | 0 | 0 | 0 | 0 | 0 | 0 | 0 | 0 | 0 | 0 | 0
PG&E Kern Study Area | Cabrillo | 115 | 0 | 0 | 0 | 0 |  |  |  |  | 0 | 0 | 0 | 0 | 0 | 0 | 0 | [14 empty] | 0 | 0 | 0 | 0 | 0 | 0 | 0 | 0 | 0 | 0 | 0 | 0 | 0 | 0
PG&E Fresno Study Area | Cal Flats | 230 | 0 | 0 | 0 | 0 |  |  |  |  | 0 | 0 | 0 | 0 | 0 | 0 | 0 | [14 empty] | 0 | 0 | 0 | 0 | 0 | 0 | 0 | 0 | 0 | 0 | 0 | 0 | 0 | 0
PG&E Kern Study Area | Cal Water | 115 | 0 | 0 | 0 | 0 |  |  |  |  | 0 | 0 | 0 | 0 | 0 | 0 | 0 | [14 empty] | 0 | 0 | 0 | 0 | 0 | 0 | 0 | 0 | 0 | 0 | 0 | 0 | 0 | 0
SCE North of Lugo Study Area | Calcite | 230 | 0 | 0 | 0 | 0 |  |  |  |  | 0 | 0 | 0 | 0 | 0 | 0 | 0 | [14 empty] | 0 | 0 | 0 | 0 | 0 | 0 | 0 | 0 | 0 | 0 | 0 | 0 | 0 | 0
PG&E Kern Study Area | Caliente | 230 | 0 | 0 | 0 | 0 |  |  |  |  | 0 | 0 | 0 | 0 | 0 | 0 | 0 |  | 1 | 200 | 10 | [10 empty] | 0 | 1 | 200 | 10 | 0 | 0 | 0 | 0 | 0 | 0 | 0 | 0 | 0 | 0
PG&E Kern Study Area | Callender SS | 115 | 0 | 0 | 0 | 0 |  |  |  |  | 0 | 0 | 0 | 0 | 0 | 0 | 0 | [14 empty] | 0 | 0 | 0 | 0 | 0 | 0 | 0 | 0 | 0 | 0 | 0 | 0 | 0 | 0
PG&E North of Greater Bay Study Area | Calpella | 115 | 0 | 0 | 0 | 0 |  |  |  |  | 0 | 0 | 0 | 0 | 0 | 0 | 0 | [8 empty] | 4 | [5 empty] | 0 | 0 | 0 | 0 | 0 | 0 | 0 | 0 | 4 | 0 | 0 | 0 | 0 | 0
PG&E Greater Bay Study Area | Camanche | 230 | 0 | 0 | 0 | 0 |  |  |  |  | 0 | 0 | 0 | 0 | 0 | 0 | 0 | [14 empty] | 0 | 0 | 0 | 0 | 0 | 0 | 0 | 0 | 0 | 0 | 0 | 0 | 0 | 0
PG&E Fresno Study Area | Cantua | 115 | 0 | 0 | 0 | 0 |  |  |  |  | 0 | 0 | 0 | 0 | 0 | 0 | 0 | [14 empty] | 0 | 0 | 0 | 0 | 0 | 0 | 0 | 0 | 0 | 0 | 0 | 0 | 0 | 0
SDG&E Study Area | Capistrano | 230 | 0 | 0 | 0 | 0 |  |  |  |  | 0 | 0 | 0 | 0 | 0 | 0 | 0 | [14 empty] | 0 | 0 | 0 | 0 | 0 | 0 | 0 | 0 | 0 | 0 | 0 | 0 | 0 | 0
SDG&E Study Area | Capistrano | 138 | 0 | 0 | 0 | 0 |  |  |  |  | 0 | 0 | 0 | 250 | 0 | 0 | 1 | [14 empty] | 0 | 0 | 0 | 0 | 0 | 0 | 0 | 0 | 0 | 0 | 0 | 250 | 0 | 0
PG&E North of Greater Bay Study Area | Carberry | 230 | 0 | 0 | 0 | 0 |  |  |  |  | 0 | 0 | 0 | 0 | 0 | 0 | 0 |  | 9.6 | [12 empty] | 0 | 9.6 | 0 | 0 | 0 | 0 | 0 | 0 | 0 | 0 | 0 | 0 | 0 | 0
PG&E North of Greater Bay Study Area | Caribou | 230 | 0 | 0 | 0 | 0 |  |  |  |  | 0 | 0 | 0 | 0 | 0 | 0 | 0 |  | 11 | [12 empty] | 0 | 11 | 0 | 0 | 0 | 0 | 0 | 0 | 0 | 0 | 0 | 0 | 0 | 0
PG&E North of Greater Bay Study Area | Carquinez | 115 | 0 | 0 | 0 | 0 |  |  |  |  | 0 | 0 | 0 | 0 | 0 | 0 | 0 | [14 empty] | 0 | 0 | 0 | 0 | 0 | 0 | 0 | 0 | 0 | 0 | 0 | 0 | 0 | 0
PG&E Kern Study Area | Carrizo Plains | 115 | 0 | 0 | 0 | 0 |  |  |  |  | 0 | 0 | 0 | 0 | 0 | 0 | 0 | [14 empty] | 0 | 0 | 0 | 0 | 0 | 0 | 0 | 0 | 0 | 0 | 0 | 0 | 0 | 0
PG&E Greater Bay Study Area | Castro Valley | 230 | 0 | 0 | 0 | 0 |  |  |  |  | 0 | 0 | 0 | 0 | 0 | 0 | 0 | [14 empty] | 0 | 0 | 0 | 0 | 0 | 0 | 0 | 0 | 0 | 0 | 0 | 0 | 0 | 0
PG&E Greater Bay Study Area | Cayetano | 230 | 0 | 0 | 0 | 0 |  |  |  |  | 0 | 0 | 100 | 100 | 0 | 0 | 1 | [14 empty] | 0 | 0 | 0 | 0 | 0 | 0 | 0 | 0 | 0 | 0 | 100 | 100 | 0 | 0
SCE Metro Study Area | Center | 230 | 0 | 0 | 0 | 0 |  |  |  |  | 0 | 0 | 0 | 90 | 0 | 0 | 1 | [14 empty] | 0 | 0 | 0 | 0 | 0 | 0 | 0 | 0 | 0 | 0 | 0 | 90 | 0 | 0
PG&E Kern Study Area | Charca | 115 | 0 | 0 | 0 | 0 |  |  |  |  | 4.66 | 0 | 0 | 0 | 0 | 0 | 1 | [14 empty] | 0 | 0 | 0 | 0 | 0 | 0 | 0 | 0 | 4.66 | 0 | 0 | 0 | 0 | 0
East of Pisgah Study Area | Charleston | 138 | 0 | 0 | 0 | 0 |  |  |  |  | 0 | 0 | 0 | 0 | 0 | 0 | 0 | [14 empty] | 0 | 0 | 0 | 0 | 0 | 0 | 0 | 0 | 0 | 0 | 0 | 0 | 0 | 0
SCE Metro Study Area | Chevmain | 230 | 0 | 0 | 0 | 0 |  |  |  |  | 0 | 0 | 0 | 0 | 0 | 0 | 0 | [14 empty] | 0 | 0 | 0 | 0 | 0 | 0 | 0 | 0 | 0 | 0 | 0 | 0 | 0 | 0
SDG&E Study Area | Chicarita | 138 | 0 | 0 | 0 | 0 |  |  |  |  | 0 | 0 | 0 | 0 | 0 | 0 | 0 | [14 empty] | 0 | 0 | 0 | 0 | 0 | 0 | 0 | 0 | 0 | 0 | 0 | 0 | 0 | 0
SCE Metro Study Area | Chino | 230 | 0 | 0 | 0 | 0 |  |  |  |  | 0 | 0 | 0 | 0 | 0 | 0 | 0 | [14 empty] | 0 | 0 | 0 | 0 | 0 | 0 | 0 | 0 | 0 | 0 | 0 | 0 | 0 | 0
PG&E Fresno Study Area | Chowchilla | 115 | 0 | 0 | 0 | 0 |  |  |  |  | 0 | 0 | 0 | 0 | 0 | 0 | 0 | [14 empty] | 0 | 0 | 0 | 0 | 0 | 0 | 0 | 0 | 0 | 0 | 0 | 0 | 0 | 0
PG&E Greater Bay Study Area | Christie | 115 | 0 | 0 | 0 | 0 |  |  |  |  | 0 | 0 | 0 | 0 | 0 | 0 | 0 | [14 empty] | 0 | 0 | 0 | 0 | 0 | 0 | 0 | 0 | 0 | 0 | 0 | 0 | 0 | 0
SCE Eastern Study Area | Cielo Azul | 500 | 0 | 0 | 0 | 0 |  |  |  |  | 0 | 0 | 200 | 0 | 0 | 0 | 1 | [9 empty] | 100 | 1200 | 400 | 150 |  | 0 | 0 | 0 | 0 | 0 | 0 | 0 | 0 | 0 | 100 | 1400 | 400 | 150 | 0
PG&E North of Greater Bay Study Area | Cloverdale | 115 | 0 | 0 | 0 | 0 |  |  |  |  | 0 | 0 | 0 | 0 | 0 | 0 | 0 | 32 | [13 empty] | 32 | 0 | 0 | 0 | 0 | 0 | 0 | 0 | 0 | 0 | 0 | 0 | 0 | 0
PG&E Greater Bay Study Area | Coburn | 230 | 0 | 0 | 0 | 0 |  |  |  |  | 0 | 0 | 0 | 0 | 0 | 0 | 0 |  | 4.82 | [12 empty] | 0 | 4.82 | 0 | 0 | 0 | 0 | 0 | 0 | 0 | 0 | 0 | 0 | 0 | 0
PG&E North of Greater Bay Study Area | Colgate | 230 | 0 | 0 | 0 | 0 |  |  |  |  | 0 | 0 | 0 | 0 | 0 | 0 | 0 |  | 3 | [12 empty] | 0 | 3 | 0 | 0 | 0 | 0 | 0 | 0 | 0 | 0 | 0 | 0 | 0 | 0
PG&E Greater Bay Study Area | Collinsville | 500 | 0 | 0 | 0 | 0 |  |  |  |  | 0 | 0 | 0 | 0 | 0 | 0 | 0 | [14 empty] | 0 | 0 | 0 | 0 | 0 | 0 | 0 | 0 | 0 | 0 | 0 | 0 | 0 | 0
PG&E Greater Bay Study Area | Collinsville | 230 | 0 | 0 | 0 | 0 |  |  |  |  | 0 | 0 | 0 | 0 | 0 | 0 | 0 | [14 empty] | 0 | 0 | 0 | 0 | 0 | 0 | 0 | 0 | 0 | 0 | 0 | 0 | 0 | 0
SCE Eastern Study Area | Colorado River | 500 | 0 | 0 | 0 | 0 |  |  |  |  | 0 | 0 | 0 | 0 | 0 | 0 | 0 | [14 empty] | 0 | 0 | 0 | 0 | 0 | 0 | 0 | 0 | 0 | 0 | 0 | 0 | 0 | 0
SCE Eastern Study Area | Colorado River | 230 | 0 | 0 | 0 | 0 |  |  |  |  | 0 | 300 | 395 | 204 | 0 | 0 | 1 | [14 empty] | 0 | 0 | 0 | 0 | 0 | 0 | 0 | 0 | 0 | 300 | 395 | 204 | 0 | 0
PG&E Kern Study Area | Columbus | 115 | 0 | 0 | 0 | 0 |  |  |  |  | 0 | 0 | 0 | 0 | 0 | 0 | 0 | [14 empty] | 0 | 0 | 0 | 0 | 0 | 0 | 0 | 0 | 0 | 0 | 0 | 0 | 0 | 0
PG&E Greater Bay Study Area | Contra Costa PP | 230 | 0 | 0 | 0 | 0 |  |  |  |  | 0 | 0 | 0 | 0 | 0 | 0 | 0 | [14 empty] | 0 | 0 | 0 | 0 | 0 | 0 | 0 | 0 | 0 | 0 | 0 | 0 | 0 | 0
PG&E Greater Bay Study Area | Contra Costa | 230 | 0 | 0 | 0 | 0 |  |  |  |  | 0.9375 | 0 | 0 | 0 | 0 | 0 | 1 | [14 empty] | 0 | 0 | 0 | 0 | 0 | 0 | 0 | 0 | 0.9375 | 0 | 0 | 0 | 0 | 0
SCE North of Lugo Study Area | Control | 115 | 0 | 0 | 0 | 0 |  |  |  |  | 0 | 0 | 0 | 0 | 0 | 0 | 0 |  | 1.5 | [12 empty] | 0 | 1.5 | 0 | 0 | 0 | 0 | 0 | 0 | 0 | 0 | 0 | 0 | 0 | 0
SCE North of Lugo Study Area | Coolwater | 230 | 0 | 0 | 0 | 0 |  |  |  |  | 0 | 0 | 0 | 0 | 0 | 0 | 0 | [14 empty] | 0 | 0 | 0 | 0 | 0 | 0 | 0 | 0 | 0 | 0 | 0 | 0 | 0 | 0
SCE North of Lugo Study Area | Coolwater | 115 | 0 | 0 | 0 | 0 |  |  |  |  | 0 | 0 | 0 | 0 | 0 | 0 | 0 |  |  | 200 | [6 empty] | 150 | 200 | 110 |  |  | 0 | 0 | 200 | 0 | 0 | 0 | 0 | 0 | 0 | 150 | 200 | 110 | 0 | 0
PG&E Fresno Study Area | Corcoran | 115 | 0 | 0 | 0 | 0 |  |  |  |  | 0 | 0 | 0 | 0 | 0 | 0 | 0 | [8 empty] | 4 | [5 empty] | 0 | 0 | 0 | 0 | 0 | 0 | 0 | 0 | 4 | 0 | 0 | 0 | 0 | 0
PG&E North of Greater Bay Study Area | Corona | 115 | 0 | 0 | 0 | 0 |  |  |  |  | 0 | 0 | 0 | 0 | 0 | 0 | 0 | [14 empty] | 0 | 0 | 0 | 0 | 0 | 0 | 0 | 0 | 0 | 0 | 0 | 0 | 0 | 0
PG&E North of Greater Bay Study Area | Cortina | 230 | 0 | 0 | 0 | 0 |  |  |  |  | 0 | 0 | 0 | 0 | 0 | 0 | 0 | [14 empty] | 0 | 0 | 0 | 0 | 0 | 0 | 0 | 0 | 0 | 0 | 0 | 0 | 0 | 0
PG&E North of Greater Bay Study Area | Cortina | 115 | 0 | 5 | 0 | 0 |  |  |  |  | 0 | 0 | 0 | 0 | 0 | 0 | 1 | [9 empty] | 80 | 150 | 100 |  |  | 0 | 5 | 0 | 0 | 0 | 0 | 0 | 0 | 0 | 80 | 150 | 100 | 0 | 0
PG&E Greater Bay Study Area | Cottle | 230 | 0 | 0 | 0 | 0 |  |  |  |  | 0 | 0 | 0 | 0 | 0 | 0 | 0 |  | 3 | [12 empty] | 0 | 3 | 0 | 0 | 0 | 0 | 0 | 0 | 0 | 0 | 0 | 0 | 0 | 0
PG&E North of Greater Bay Study Area | Cottonwood | 230 | 0 | 0 | 0 | 0 |  |  |  |  | 0 | 0 | 0 | 0 | 0 | 0 | 0 | [14 empty] | 0 | 0 | 0 | 0 | 0 | 0 | 0 | 0 | 0 | 0 | 0 | 0 | 0 | 0
PG&E Greater Bay Study Area | Coyote | 230 | 0 | 0 | 0 | 0 |  |  |  |  | 0 | 0 | 0 | 0 | 0 | 0 | 0 | [14 empty] | 0 | 0 | 0 | 0 | 0 | 0 | 0 | 0 | 0 | 0 | 0 | 0 | 0 | 0
SDG&E Study Area | Creelman | 69 | 0 | 0 | 0 | 0 |  |  |  |  | 0 | 0 | 0 | 0.47 | 0 | 0 | 1 | [14 empty] | 0 | 0 | 0 | 0 | 0 | 0 | 0 | 0 | 0 | 0 | 0 | 0.47 | 0 | 0
PG&E Greater Bay Study Area | Crow Creek | 60 | 0 | 0 | 0 | 0 |  |  |  |  | 0 | 0 | 0 | 0 | 0 | 0 | 0 | [14 empty] | 0 | 0 | 0 | 0 | 0 | 0 | 0 | 0 | 0 | 0 | 0 | 0 | 0 | 0
PG&E Greater Bay Study Area | Curtis | 115 | 0 | 0 | 0 | 0 |  |  |  |  | 0 | 0 | 0 | 0 | 0 | 0 | 0 |  | 5 | [12 empty] | 0 | 5 | 0 | 0 | 0 | 0 | 0 | 0 | 0 | 0 | 0 | 0 | 0 | 0
PG&E Fresno Study Area | Dairyland | 115 | 0 | 0 | 0 | 0 |  |  |  |  | 0 | 0 | 0 | 0 | 0 | 0 | 0 | [14 empty] | 0 | 0 | 0 | 0 | 0 | 0 | 0 | 0 | 0 | 0 | 0 | 0 | 0 | 0
PG&E North of Greater Bay Study Area | Davis | 115 | 0 | 0 | 0 | 0 |  |  |  |  | 0 | 0 | 0 | 0 | 0 | 0 | 0 | [14 empty] | 0 | 0 | 0 | 0 | 0 | 0 | 0 | 0 | 0 | 0 | 0 | 0 | 0 | 0
SCE Metro Study Area | Del Amo | 230 | 0 | 0 | 0 | 0 |  |  |  |  | 0 | 0 | 0 | 0 | 0 | 0 | 0 | [14 empty] | 0 | 0 | 0 | 0 | 0 | 0 | 0 | 0 | 0 | 0 | 0 | 0 | 0 | 0
SCE Eastern Study Area | Delaney | 500 | 0 | 0 | 0 | 0 |  |  |  |  | 0 | 10 | 140 | 0 | 0 | 0 | 1 | [14 empty] | 0 | 0 | 0 | 0 | 0 | 0 | 0 | 0 | 0 | 10 | 140 | 0 | 0 | 0
PG&E North of Greater Bay Study Area | Delevan | 230 | 0 | 0 | 0 | 0 |  |  |  |  | 0 | 0 | 0 | 0 | 0 | 0 | 0 | [14 empty] | 0 | 0 | 0 | 0 | 0 | 0 | 0 | 0 | 0 | 0 | 0 | 0 | 0 | 0
PG&E Greater Bay Study Area | Delta PP | 230 | 0 | 0 | 0 | 0 |  |  |  |  | 0 | 0 | 0 | 0 | 0 | 0 | 0 | [14 empty] | 0 | 0 | 0 | 0 | 0 | 0 | 0 | 0 | 0 | 0 | 0 | 0 | 0 | 0
East of Pisgah Study Area | Desert View | 230 | 0 | 0 | 0 | 0 |  |  |  |  | 0 | 0 | 0 | 0 | 0 | 0 | 0 | [14 empty] | 0 | 0 | 0 | 0 | 0 | 0 | 0 | 0 | 0 | 0 | 0 | 0 | 0 | 0
SCE Eastern Study Area | Devers | 500 | 0 | 0 | 0 | 0 |  |  |  |  | 0 | 0 | 0 | 0 | 0 | 0 | 0 | [14 empty] | 0 | 0 | 0 | 0 | 0 | 0 | 0 | 0 | 0 | 0 | 0 | 0 | 0 | 0
SCE Eastern Study Area | Devers | 230 | 0 | 0 | 0 | 0 |  |  |  |  | 0 | 0 | 0 | 0 | 75 | 0 | 1 |  |  | 299 | 100 | [8 empty] | 45 |  | 0 | 0 | 299 | 100 | 0 | 0 | 0 | 0 | 0 | 0 | 0 | 0 | 120 | 0
PG&E Kern Study Area | Diablo | 500 | 0 | 0 | 0 | 0 |  |  |  |  | 0 | 0 | 0 | 0 | 0 | 0 | 0 | [14 empty] | 0 | 0 | 0 | 0 | 0 | 0 | 0 | 0 | 0 | 0 | 0 | 0 | 0 | 0
PG&E Kern Study Area | Diablo | 230 | 0 | 0 | 0 | 0 |  |  |  |  | 0 | 0 | 0 | 0 | 0 | 0 | 0 | [14 empty] | 0 | 0 | 0 | 0 | 0 | 0 | 0 | 0 | 0 | 0 | 0 | 0 | 0 | 0
PG&E Greater Bay Study Area | Dixon Landing | 115 | 0 | 0 | 0 | 0 |  |  |  |  | 0 | 0 | 0 | 0 | 0 | 0 | 0 | [8 empty] | 2.3 | [5 empty] | 0 | 0 | 0 | 0 | 0 | 0 | 0 | 0 | 2.3 | 0 | 0 | 0 | 0 | 0
PG&E Greater Bay Study Area | Donnells PH | 115 | 0 | 0 | 0 | 0 |  |  |  |  | 0 | 0 | 0 | 0 | 0 | 0 | 0 |  | 3 | [12 empty] | 0 | 3 | 0 | 0 | 0 | 0 | 0 | 0 | 0 | 0 | 0 | 0 | 0 | 0
PG&E Fresno Study Area | Dos Amigos | 230 | 0 | 0 | 0 | 0 |  |  |  |  | 3 | 0 | 0 | 0 | 0 | 0 | 1 | [14 empty] | 0 | 0 | 0 | 0 | 0 | 0 | 0 | 0 | 3 | 0 | 0 | 0 | 0 | 0
PG&E North of Greater Bay Study Area | Drum | 115 | 0 | 0 | 0 | 0 |  |  |  |  | 0 | 0 | 0 | 0 | 0 | 0 | 0 | [14 empty] | 0 | 0 | 0 | 0 | 0 | 0 | 0 | 0 | 0 | 0 | 0 | 0 | 0 | 0
PG&E Greater Bay Study Area | Dumbarton | 115 | 0 | 0 | 0 | 0 |  |  |  |  | 0 | 0 | 0 | 0 | 0 | 0 | 0 | [8 empty] | 1 | [5 empty] | 0 | 0 | 0 | 0 | 0 | 0 | 0 | 0 | 1 | 0 | 0 | 0 | 0 | 0
SCE Eastern Study Area | Eagle Mountain | 230 | 0 | 0 | 0 | 0 |  |  |  |  | 0 | 0 | 0 | 0 | 0 | 0 | 0 | [14 empty] | 0 | 0 | 0 | 0 | 0 | 0 | 0 | 0 | 0 | 0 | 0 | 0 | 0 | 0
PG&E North of Greater Bay Study Area | Eagle Rock (PGE) | 115 | 32 | 0 | 0 | 0 |  |  |  |  | 0 | 0 | 0 | 0 | 0 | 0 | 1 |  | 2 | 104 | 27 | [10 empty] | 32 | 2 | 104 | 27 | 0 | 0 | 0 | 0 | 0 | 0 | 0 | 0 | 0 | 0
SCE Metro Study Area | Eagle Rock (SCE) | 230 | 0 | 0 | 0 | 0 |  |  |  |  | 0 | 0 | 0 | 0 | 0 | 0 | 0 | [14 empty] | 0 | 0 | 0 | 0 | 0 | 0 | 0 | 0 | 0 | 0 | 0 | 0 | 0 | 0
PG&E North of Greater Bay Study Area | East Nicolaus | 115 | 0 | 0 | 0 | 0 |  |  |  |  | 0 | 0 | 0 | 0 | 0 | 0 | 0 | [14 empty] | 0 | 0 | 0 | 0 | 0 | 0 | 0 | 0 | 0 | 0 | 0 | 0 | 0 | 0
PG&E Greater Bay Study Area | East Shore | 230 | 0 | 0 | 0 | 0 |  |  |  |  | 0 | 0 | 0 | 0 | 0 | 0 | 0 | [14 empty] | 0 | 0 | 0 | 0 | 0 | 0 | 0 | 0 | 0 | 0 | 0 | 0 | 0 | 0
PG&E Greater Bay Study Area | East Shore | 115 | 0 | 0 | 0 | 0 |  |  |  |  | 0 | 0 | 0 | 0 | 0 | 0 | 0 | [14 empty] | 0 | 0 | 0 | 0 | 0 | 0 | 0 | 0 | 0 | 0 | 0 | 0 | 0 | 0
SDG&E Study Area | ECO | 500 | 0 | 0 | 0 | 0 |  |  |  |  | 0 | 0 | 0 | 0 | 0 | 0 | 0 | [14 empty] | 0 | 0 | 0 | 0 | 0 | 0 | 0 | 0 | 0 | 0 | 0 | 0 | 0 | 0
SDG&E Study Area | ECO | 230 | 0 | 0 | 0 | 0 |  |  |  |  | 0 | 0 | 0 | 0 | 0 | 0 | 0 |  |  | 200 | 400 | [10 empty] | 0 | 0 | 200 | 400 | 0 | 0 | 0 | 0 | 0 | 0 | 0 | 0 | 0 | 0
SDG&E Study Area | ECO | 138 | 0 | 0 | 0 | 0 |  |  |  |  | 0 | 0 | 110 | 117.15 | 0 | 0 | 1 |  |  | 60 | [7 empty] | 72 |  |  |  | 0 | 0 | 60 | 0 | 0 | 0 | 0 | 0 | 0 | 0 | 182 | 117.15 | 0 | 0
PG&E Greater Bay Study Area | Edes | 115 | 0 | 0 | 0 | 0 |  |  |  |  | 0 | 0 | 0 | 0 | 0 | 0 | 0 | [14 empty] | 0 | 0 | 0 | 0 | 0 | 0 | 0 | 0 | 0 | 0 | 0 | 0 | 0 | 0
PG&E Greater Bay Study Area | Eight Mile | 230 | 0 | 0 | 0 | 0 |  |  |  |  | 0 | 0 | 0 | 0 | 0 | 0 | 0 | [14 empty] | 0 | 0 | 0 | 0 | 0 | 0 | 0 | 0 | 0 | 0 | 0 | 0 | 0 | 0
SDG&E Study Area | El Cajon | 69 | 0 | 0 | 0 | 0 |  |  |  |  | 0 | 0 | 0 | 50 | 0 | 0 | 1 | [14 empty] | 0 | 0 | 0 | 0 | 0 | 0 | 0 | 0 | 0 | 0 | 0 | 50 | 0 | 0
SCE Eastern Study Area | El Casco | 230 | 0 | 0 | 0 | 0 |  |  |  |  | 0 | 0 | 0 | 65 | 0 | 0 | 1 |  |  | 200 | [11 empty] | 0 | 0 | 200 | 0 | 0 | 0 | 0 | 0 | 0 | 0 | 0 | 65 | 0 | 0
PG&E Fresno Study Area | El Nido (PGE) | 115 | 0 | 0 | 0 | 0 |  |  |  |  | 3 | 0 | 0 | 0 | 0 | 0 | 1 | [14 empty] | 0 | 0 | 0 | 0 | 0 | 0 | 0 | 0 | 3 | 0 | 0 | 0 | 0 | 0
SCE Metro Study Area | El Nido (SCE) | 230 | 0 | 0 | 0 | 0 |  |  |  |  | 0 | 0 | 0 | 0 | 0 | 0 | 0 | [12 empty] | 13 |  | 0 | 0 | 0 | 0 | 0 | 0 | 0 | 0 | 0 | 0 | 0 | 0 | 13 | 0
PG&E Greater Bay Study Area | El Patio | 115 | 0 | 0 | 0 | 0 |  |  |  |  | 0 | 0 | 0 | 0 | 0 | 0 | 0 | [14 empty] | 0 | 0 | 0 | 0 | 0 | 0 | 0 | 0 | 0 | 0 | 0 | 0 | 0 | 0
SCE Metro Study Area | El Segundo | 230 | 0 | 0 | 0 | 0 |  |  |  |  | 0 | 0 | 0 | 0 | 0 | 0 | 0 | [14 empty] | 0 | 0 | 0 | 0 | 0 | 0 | 0 | 0 | 0 | 0 | 0 | 0 | 0 | 0
East of Pisgah Study Area | Eldorado | 500 | 0 | 0 | 0 | 0 |  |  |  |  | 0 | 0 | 0 | 0 | 0 | 0 | 0 | 240 |  |  |  | 1616.4 | [9 empty] | 240 | 0 | 0 | 0 | 1616.4 | 0 | 0 | 0 | 0 | 0 | 0 | 0 | 0 | 0
East of Pisgah Study Area | Eldorado | 230 | 26 | 0 | 0 | 0 |  |  |  |  | 0 | 0 | 300 | 279 | 0 | 0 | 1 | 0 | [13 empty] | 26 | 0 | 0 | 0 | 0 | 0 | 0 | 0 | 0 | 0 | 300 | 279 | 0 | 0
PG&E Kern Study Area | Elk Hills | 230 | 0 | 0 | 0 | 0 |  |  |  |  | 2.25 | 0 | 0 | 0 | 0 | 0 | 1 | [8 empty] | 3 | [5 empty] | 0 | 0 | 0 | 0 | 0 | 0 | 0 | 0 | 5.25 | 0 | 0 | 0 | 0 | 0
SDG&E Study Area | Elliot | 69 | 0 | 0 | 0 | 0 |  |  |  |  | 0 | 0 | 0 | 9.75 | 0 | 0 | 1 | [14 empty] | 0 | 0 | 0 | 0 | 0 | 0 | 0 | 0 | 0 | 0 | 0 | 9.75 | 0 | 0
SCE Metro Study Area | Ellis | 230 | 0 | 0 | 0 | 0 |  |  |  |  | 0 | 0 | 0 | 0 | 0 | 0 | 0 | [14 empty] | 0 | 0 | 0 | 0 | 0 | 0 | 0 | 0 | 0 | 0 | 0 | 0 | 0 | 0
SDG&E Study Area | Encina | 230 | 0 | 0 | 0 | 0 |  |  |  |  | 0 | 0 | 0 | 0 | 0 | 0 | 0 | [14 empty] | 0 | 0 | 0 | 0 | 0 | 0 | 0 | 0 | 0 | 0 | 0 | 0 | 0 | 0
SDG&E Study Area | Escondido | 230 | 0 | 0 | 0 | 0 |  |  |  |  | 0 | 0 | 0 | 0 | 0 | 0 | 0 | [14 empty] | 0 | 0 | 0 | 0 | 0 | 0 | 0 | 0 | 0 | 0 | 0 | 0 | 0 | 0
SCE Eastern Study Area | Etiwanda | 230 | 0 | 0 | 0 | 0 |  |  |  |  | 0 | 0 | 0 | 100 | 0 | 0 | 1 | [14 empty] | 0 | 0 | 0 | 0 | 0 | 0 | 0 | 0 | 0 | 0 | 0 | 100 | 0 | 0
PG&E Greater Bay Study Area | Evergreen | 115 | 0 | 0 | 0 | 0 |  |  |  |  | 0 | 0 | 0 | 0 | 0 | 0 | 0 | [14 empty] | 0 | 0 | 0 | 0 | 0 | 0 | 0 | 0 | 0 | 0 | 0 | 0 | 0 | 0
PG&E Fresno Study Area | Excelsior | 115 | 0 | 0 | 0 | 0 |  |  |  |  | 0 | 0 | 0 | 0 | 0 | 0 | 0 | [14 empty] | 0 | 0 | 0 | 0 | 0 | 0 | 0 | 0 | 0 | 0 | 0 | 0 | 0 | 0
PG&E Kern Study Area | Fairway | 115 | 0 | 0 | 0 | 0 |  |  |  |  | 0 | 0 | 0 | 0 | 0 | 0 | 0 | [14 empty] | 0 | 0 | 0 | 0 | 0 | 0 | 0 | 0 | 0 | 0 | 0 | 0 | 0 | 0
PG&E Kern Study Area | Famoso | 115 | 0 | 0 | 0 | 0 |  |  |  |  | 0 | 0 | 0 | 0 | 0 | 0 | 0 | [8 empty] | 5 | [5 empty] | 0 | 0 | 0 | 0 | 0 | 0 | 0 | 0 | 5 | 0 | 0 | 0 | 0 | 0
PG&E Greater Bay Study Area | Fibreboard (SPI Sonora) | 115 | 0 | 0 | 0 | 0 |  |  |  |  | 0 | 0 | 0 | 0 | 0 | 0 | 0 | [14 empty] | 0 | 0 | 0 | 0 | 0 | 0 | 0 | 0 | 0 | 0 | 0 | 0 | 0 | 0
PG&E Fresno Study Area | Figarden | 230 | 0 | 0 | 0 | 0 |  |  |  |  | 0 | 0 | 0 | 0 | 0 | 0 | 0 | [14 empty] | 0 | 0 | 0 | 0 | 0 | 0 | 0 | 0 | 0 | 0 | 0 | 0 | 0 | 0
PG&E Fresno Study Area | Fink (Proposed) | 230 | 0 | 0 | 0 | 0 |  |  |  |  | 0 | 140 | 0 | 157 | 0 | 0 | 1 | [9 empty] | 30 |  |  | 30 |  | 0 | 0 | 0 | 0 | 0 | 0 | 0 | 0 | 0 | 170 | 0 | 157 | 30 | 0
PG&E Greater Bay Study Area | FMC | 115 | 0 | 0 | 0 | 0 |  |  |  |  | 0 | 0 | 0 | 0 | 0 | 0 | 0 | [14 empty] | 0 | 0 | 0 | 0 | 0 | 0 | 0 | 0 | 0 | 0 | 0 | 0 | 0 | 0
PG&E Greater Bay Study Area | Frogtown | 115 | 0 | 0 | 0 | 0 |  |  |  |  | 0 | 0 | 0 | 0 | 0 | 0 | 0 | [14 empty] | 0 | 0 | 0 | 0 | 0 | 0 | 0 | 0 | 0 | 0 | 0 | 0 | 0 | 0
PG&E North of Greater Bay Study Area | Fulton | 230 | 0 | 0 | 0 | 0 |  |  |  |  | 0 | 0 | 0 | 38 | 0 | 0 | 1 | [14 empty] | 0 | 0 | 0 | 0 | 0 | 0 | 0 | 0 | 0 | 0 | 0 | 38 | 0 | 0
PG&E North of Greater Bay Study Area | Fulton | 115 | 0 | 0 | 0 | 0 |  |  |  |  | 0 | 0 | 0 | 0 | 0 | 0 | 0 |  | 2 | [12 empty] | 0 | 2 | 0 | 0 | 0 | 0 | 0 | 0 | 0 | 0 | 0 | 0 | 0 | 0
East of Pisgah Study Area | Carpenter Canyon (fka Gamebird) | 230 | 0 | 0 | 0 | 0 |  |  |  |  | 0 | 0 | 0 | 0 | 0 | 0 | 0 | [9 empty] | 210 |  |  |  |  | 0 | 0 | 0 | 0 | 0 | 0 | 0 | 0 | 0 | 210 | 0 | 0 | 0 | 0
East of Pisgah Study Area | Carpenter Canyon (fka Gamebird) | 138 | 0 | 0 | 0 | 0 |  |  |  |  | 0 | 0 | 0 | 0 | 0 | 0 | 0 | [14 empty] | 0 | 0 | 0 | 0 | 0 | 0 | 0 | 0 | 0 | 0 | 0 | 0 | 0 | 0
PG&E Kern Study Area | Ganso | 115 | 0 | 0 | 0 | 0 |  |  |  |  | 0 | 0 | 0 | 0 | 0 | 0 | 0 |  | 1 | [6 empty] | 1.5 | [5 empty] | 0 | 1 | 0 | 0 | 0 | 0 | 0 | 0 | 1.5 | 0 | 0 | 0 | 0 | 0
PG&E Fresno Study Area | Gates | 500 | 0 | 0 | 0 | 0 |  |  |  |  | 0 | 0 | 0 | 0 | 0 | 0 | 0 | [14 empty] | 0 | 0 | 0 | 0 | 0 | 0 | 0 | 0 | 0 | 0 | 0 | 0 | 0 | 0
PG&E Fresno Study Area | Gates | 230 | 0 | 0 | 0 | 0 |  |  |  |  | 4.59 | 781.5 | 143.5 | 763.131 | 0 | 0 | 1 | [14 empty] | 0 | 0 | 0 | 0 | 0 | 0 | 0 | 0 | 4.59 | 781.5 | 143.5 | 763.131 | 0 | 0
PG&E Fresno Study Area | New Sub - Gates - Midway (Proposed) | 230 | 0 | 0 | 0 | 0 |  |  |  |  | 0 | 0 | 0 | 0 | 0 | 0 | 0 | [14 empty] | 0 | 0 | 0 | 0 | 0 | 0 | 0 | 0 | 0 | 0 | 0 | 0 | 0 | 0
PG&E Kern Study Area | New Sub - Gates - Templeton (Proposed) | 230 | 0 | 0 | 0 | 0 |  |  |  |  | 0 | 0 | 0 | 0 | 0 | 0 | 0 | [14 empty] | 0 | 0 | 0 | 0 | 0 | 0 | 0 | 0 | 0 | 0 | 0 | 0 | 0 | 0
PG&E North of Greater Bay Study Area | Geysers 12 | 230 | 0 | 0 | 0 | 0 |  |  |  |  | 0 | 0 | 0 | 0 | 0 | 0 | 0 | 13 | [13 empty] | 13 | 0 | 0 | 0 | 0 | 0 | 0 | 0 | 0 | 0 | 0 | 0 | 0 | 0
PG&E North of Greater Bay Study Area | Geysers 17 | 230 | 0 | 0 | 0 | 0 |  |  |  |  | 0 | 0 | 0 | 0 | 0 | 0 | 0 | [14 empty] | 0 | 0 | 0 | 0 | 0 | 0 | 0 | 0 | 0 | 0 | 0 | 0 | 0 | 0
PG&E North of Greater Bay Study Area | Geysers 5&6 | 115 | 0 | 0 | 0 | 0 |  |  |  |  | 0 | 0 | 0 | 0 | 0 | 0 | 0 | [14 empty] | 0 | 0 | 0 | 0 | 0 | 0 | 0 | 0 | 0 | 0 | 0 | 0 | 0 | 0
PG&E North of Greater Bay Study Area | Geysers 9&10 Sonoma | 230 | 0 | 0 | 0 | 0 |  |  |  |  | 0 | 0 | 0 | 0 | 0 | 0 | 0 | [14 empty] | 0 | 0 | 0 | 0 | 0 | 0 | 0 | 0 | 0 | 0 | 0 | 0 | 0 | 0
PG&E Fresno Study Area | Giffen | 70 | 0 | 0 | 0 | 0 |  |  |  |  | 0 | 0 | 0 | 0 | 0 | 0 | 0 | [14 empty] | 0 | 0 | 0 | 0 | 0 | 0 | 0 | 0 | 0 | 0 | 0 | 0 | 0 | 0
PG&E North of Greater Bay Study Area | Glenn | 230 | 0 | 0 | 0 | 0 |  |  |  |  | 0 | 0 | 0 | 0 | 0 | 0 | 0 |  | 2 | 82 | 68 | [9 empty] | 5 | 0 | 2 | 82 | 68 | 0 | 0 | 0 | 0 | 0 | 0 | 0 | 0 | 0 | 5
PG&E North of Greater Bay Study Area | Gold Hill | 230 | 0 | 0 | 0 | 0 |  |  |  |  | 0 | 0 | 0 | 0 | 0 | 0 | 0 | [14 empty] | 0 | 0 | 0 | 0 | 0 | 0 | 0 | 0 | 0 | 0 | 0 | 0 | 0 | 0
SCE Northern Area | Goleta | 230 | 0 | 0 | 0 | 0 |  |  |  |  | 0 | 0 | 0 | 70 | 0 | 0 | 1 |  | 1 | [12 empty] | 0 | 1 | 0 | 0 | 0 | 0 | 0 | 0 | 0 | 0 | 0 | 70 | 0 | 0
SCE Metro Study Area | Goodrich | 230 | 0 | 0 | 0 | 0 |  |  |  |  | 0 | 0 | 0 | 0 | 0 | 0 | 0 | [14 empty] | 0 | 0 | 0 | 0 | 0 | 0 | 0 | 0 | 0 | 0 | 0 | 0 | 0 | 0
PG&E Kern Study Area | Goose Lake | 115 | 0 | 0 | 0 | 0 |  |  |  |  | 0 | 0 | 0 | 0 | 0 | 0 | 0 | [14 empty] | 0 | 0 | 0 | 0 | 0 | 0 | 0 | 0 | 0 | 0 | 0 | 0 | 0 | 0
SCE Metro Study Area | Gould | 230 | 0 | 0 | 0 | 0 |  |  |  |  | 0 | 0 | 0 | 0 | 0 | 0 | 0 | [14 empty] | 0 | 0 | 0 | 0 | 0 | 0 | 0 | 0 | 0 | 0 | 0 | 0 | 0 | 0
PG&E Greater Bay Study Area | Grant | 115 | 0 | 0 | 0 | 0 |  |  |  |  | 0 | 0 | 0 | 0 | 0 | 0 | 0 | [14 empty] | 0 | 0 | 0 | 0 | 0 | 0 | 0 | 0 | 0 | 0 | 0 | 0 | 0 | 0
PG&E Greater Bay Study Area | Green Valley | 115 | 0 | 0 | 0 | 0 |  |  |  |  | 0 | 0 | 0 | 0 | 0 | 0 | 0 | [14 empty] | 0 | 0 | 0 | 0 | 0 | 0 | 0 | 0 | 0 | 0 | 0 | 0 | 0 | 0
PG&E North of Greater Bay Study Area | Greenleaf 1 | 115 | 0 | 0 | 0 | 0 |  |  |  |  | 0 | 0 | 0 | 0 | 0 | 0 | 0 | [14 empty] | 0 | 0 | 0 | 0 | 0 | 0 | 0 | 0 | 0 | 0 | 0 | 0 | 0 | 0
PG&E Fresno Study Area | Gregg | 230 | 0 | 0 | 0 | 0 |  |  |  |  | 0 | 0 | 0 | 0 | 0 | 0 | 0 | [14 empty] | 0 | 0 | 0 | 0 | 0 | 0 | 0 | 0 | 0 | 0 | 0 | 0 | 0 | 0
PG&E Kern Study Area | Grimmway-Malaga | 115 | 0 | 0 | 0 | 0 |  |  |  |  | 2.4 | 0 | 0 | 0 | 0 | 0 | 1 | [14 empty] | 0 | 0 | 0 | 0 | 0 | 0 | 0 | 0 | 2.4 | 0 | 0 | 0 | 0 | 0
PG&E Fresno Study Area | GWF Hanford | 115 | 0 | 0 | 0 | 0 |  |  |  |  | 0 | 0 | 0 | 32 | 0 | 0 | 1 | [14 empty] | 0 | 0 | 0 | 0 | 0 | 0 | 0 | 0 | 0 | 0 | 0 | 32 | 0 | 0
SCE Metro Study Area | HarborGen | 230 | 0 | 0 | 0 | 0 |  |  |  |  | 0 | 0 | 0 | 0 | 0 | 0 | 0 | [14 empty] | 0 | 0 | 0 | 0 | 0 | 0 | 0 | 0 | 0 | 0 | 0 | 0 | 0 | 0
East of Pisgah Study Area | Harry Allen | 500 | 0 | 0 | 0 | 0 |  |  |  |  | 0 | 0 | 0 | 0 | 0 | 0 | 0 |  |  |  |  | 1000 | [9 empty] | 0 | 0 | 0 | 0 | 1000 | 0 | 0 | 0 | 0 | 0 | 0 | 0 | 0 | 0
SDG&E Study Area | Hassayampa | 500 | 0 | 0 | 0 | 0 |  |  |  |  | 0 | 0 | 0 | 0 | 0 | 0 | 0 | [9 empty] | 250 |  | 10 |  |  | 0 | 0 | 0 | 0 | 0 | 0 | 0 | 0 | 0 | 250 | 0 | 10 | 0 | 0
PG&E Fresno Study Area | Helm | 230 | 0 | 0 | 0 | 0 |  |  |  |  | 0 | 0 | 0 | 0 | 0 | 0 | 0 | [14 empty] | 0 | 0 | 0 | 0 | 0 | 0 | 0 | 0 | 0 | 0 | 0 | 0 | 0 | 0
PG&E Fresno Study Area | Henrietta | 230 | 0 | 0 | 0 | 0 |  |  |  |  | 3 | 0 | 0 | 0 | 0 | 0 | 1 | [14 empty] | 0 | 0 | 0 | 0 | 0 | 0 | 0 | 0 | 3 | 0 | 0 | 0 | 0 | 0
PG&E Fresno Study Area | Herndon | 230 | 0 | 0 | 0 | 0 |  |  |  |  | 0 | 0 | 0 | 0 | 0 | 0 | 0 | [14 empty] | 0 | 0 | 0 | 0 | 0 | 0 | 0 | 0 | 0 | 0 | 0 | 0 | 0 | 0
PG&E Greater Bay Study Area | Hicks | 230 | 0 | 0 | 0 | 0 |  |  |  |  | 0 | 0 | 0 | 0 | 0 | 0 | 0 | [14 empty] | 0 | 0 | 0 | 0 | 0 | 0 | 0 | 0 | 0 | 0 | 0 | 0 | 0 | 0
PG&E North of Greater Bay Study Area | Higgins | 115 | 0 | 0 | 0 | 0 |  |  |  |  | 0 | 0 | 0 | 0 | 0 | 0 | 0 |  | 15 | [12 empty] | 0 | 15 | 0 | 0 | 0 | 0 | 0 | 0 | 0 | 0 | 0 | 0 | 0 | 0
SCE Metro Study Area | Hinson | 230 | 0 | 5.6 | 0 | 0 |  |  |  |  | 2.4 | 0 | 0 | 200 | 0 | 0 | 1 | [14 empty] | 0 | 5.6 | 0 | 0 | 0 | 0 | 0 | 0 | 2.4 | 0 | 0 | 200 | 0 | 0
PG&E Greater Bay Study Area | Hollister | 115 | 0 | 0 | 0 | 0 |  |  |  |  | 0 | 0 | 0 | 10 | 0 | 0 | 1 | [14 empty] | 0 | 0 | 0 | 0 | 0 | 0 | 0 | 0 | 0 | 0 | 0 | 10 | 0 | 0
PG&E North of Greater Bay Study Area | Homestake | 115 | 0 | 0 | 0 | 0 |  |  |  |  | 0 | 0 | 0 | 0 | 0 | 0 | 0 | [14 empty] | 0 | 0 | 0 | 0 | 0 | 0 | 0 | 0 | 0 | 0 | 0 | 0 | 0 | 0
PG&E North of Greater Bay Study Area | Honcut | 115 | 0 | 0 | 0 | 0 |  |  |  |  | 0 | 0 | 0 | 0 | 0 | 0 | 0 | [14 empty] | 0 | 0 | 0 | 0 | 0 | 0 | 0 | 0 | 0 | 0 | 0 | 0 | 0 | 0
SDG&E Study Area | Hoodoo Wash | 500 | 0 | 0 | 0 | 0 |  |  |  |  | 0 | 0 | 500 | 250 | 0 | 0 | 1 | [9 empty] | 250 | 200 | 150 | 100 |  | 0 | 0 | 0 | 0 | 0 | 0 | 0 | 0 | 0 | 250 | 700 | 400 | 100 | 0
PG&E North of Greater Bay Study Area | Hopland | 115 | 0 | 0 | 0 | 0 |  |  |  |  | 0 | 0 | 0 | 0 | 0 | 0 | 0 | [14 empty] | 0 | 0 | 0 | 0 | 0 | 0 | 0 | 0 | 0 | 0 | 0 | 0 | 0 | 0
PG&E North of Greater Bay Study Area | Humboldt | 115 | 0 | 0 | 0 | 0 |  |  |  |  | 7.969 | 0 | 0 | 1.25 | 0 | 0 | 1 |  | 2.5 | [12 empty] | 0 | 2.5 | 0 | 0 | 0 | 0 | 0 | 0 | 7.969 | 0 | 0 | 1.25 | 0 | 0
PG&E North of Greater Bay Study Area | Humboldt (Proposed) | 500 | 0 | 0 | 0 | 0 |  |  |  |  | 0 | 0 | 0 | 0 | 0 | 0 | [15 empty] | 0 | 0 | 0 | 0 | 0 | 0 | 0 | 0 | 0 | 0 | 0 | 0 | 0 | 0
SCE Metro Study Area | Huntington Beach | 230 | 0 | 0 | 0 | 0 |  |  |  |  | 0 | 0 | 0 | 0 | 0 | 0 | 0 | [14 empty] | 0 | 0 | 0 | 0 | 0 | 0 | 0 | 0 | 0 | 0 | 0 | 0 | 0 | 0
PG&E North of Greater Bay Study Area | Ignacio | 230 | 0 | 0 | 0 | 0 |  |  |  |  | 0 | 0 | 0 | 0 | 0 | 0 | 0 | [14 empty] | 0 | 0 | 0 | 0 | 0 | 0 | 0 | 0 | 0 | 0 | 0 | 0 | 0 | 0
PG&E North of Greater Bay Study Area | Ignacio | 115 | 0 | 0 | 0 | 0 |  |  |  |  | 0 | 0 | 0 | 0 | 0 | 0 | 0 | [14 empty] | 0 | 0 | 0 | 0 | 0 | 0 | 0 | 0 | 0 | 0 | 0 | 0 | 0 | 0
SDG&E Study Area | Imperial Valley | 500 | 0 | 0 | 0 | 0 |  |  |  |  | 0 | 0 | 0 | 0 | 0 | 0 | 0 | [14 empty] | 0 | 0 | 0 | 0 | 0 | 0 | 0 | 0 | 0 | 0 | 0 | 0 | 0 | 0
SDG&E Study Area | Imperial Valley | 230 | 0 | 0 | 0 | 0 |  |  |  |  | 0 | 0 | 0 | 174 | 0 | 0 | 1 | 50 | [13 empty] | 50 | 0 | 0 | 0 | 0 | 0 | 0 | 0 | 0 | 0 | 0 | 174 | 0 | 0
East of Pisgah Study Area | Innovation | 230 | 0 | 0 | 0 | 0 |  |  |  |  | 0 | 0 | 0 | 0 | 0 | 0 | 0 |  |  | 100 | [6 empty] | 300 |  | 50 | 50 |  | 0 | 0 | 100 | 0 | 0 | 0 | 0 | 0 | 0 | 300 | 0 | 50 | 50 | 0
East of Pisgah Study Area | Innovation | 138 | 0 | 0 | 0 | 0 |  |  |  |  | 0 | 0 | 0 | 0 | 0 | 0 | 0 | [14 empty] | 0 | 0 | 0 | 0 | 0 | 0 | 0 | 0 | 0 | 0 | 0 | 0 | 0 | 0
SCE North of Lugo Study Area | Inyokern | 115 | 0 | 0 | 0 | 0 |  |  |  |  | 0 | 0 | 0 | 0 | 0 | 0 | 0 | [14 empty] | 0 | 0 | 0 | 0 | 0 | 0 | 0 | 0 | 0 | 0 | 0 | 0 | 0 | 0
East of Pisgah Study Area | IS Tap | 138 | 0 | 0 | 0 | 0 |  |  |  |  | 0 | 0 | 0 | 0 | 0 | 0 | 0 | [14 empty] | 0 | 0 | 0 | 0 | 0 | 0 | 0 | 0 | 0 | 0 | 0 | 0 | 0 | 0
East of Pisgah Study Area | Ivanpah | 230 | 0 | 0 | 0 | 0 |  |  |  |  | 0 | 0 | 0 | 0 | 0 | 0 | 0 | [14 empty] | 0 | 0 | 0 | 0 | 0 | 0 | 0 | 0 | 0 | 0 | 0 | 0 | 0 | 0
East of Pisgah Study Area | Jackass (DOE) | 138 | 0 | 0 | 0 | 0 |  |  |  |  | 0 | 0 | 0 | 0 | 0 | 0 | 0 | [14 empty] | 0 | 0 | 0 | 0 | 0 | 0 | 0 | 0 | 0 | 0 | 0 | 0 | 0 | 0
PG&E Fresno Study Area | Jackson Swt | 115 | 0 | 0 | 0 | 0 |  |  |  |  | 0 | 0 | 0 | 0 | 0 | 0 | 0 | [14 empty] | 0 | 0 | 0 | 0 | 0 | 0 | 0 | 0 | 0 | 0 | 0 | 0 | 0 | 0
PG&E North of Greater Bay Study Area | Jessup | 115 | 0 | 0 | 0 | 0 |  |  |  |  | 0 | 0 | 0 | 0 | 0 | 0 | 0 |  | 6 | [12 empty] | 0 | 6 | 0 | 0 | 0 | 0 | 0 | 0 | 0 | 0 | 0 | 0 | 0 | 0
SCE Metro Study Area | Johanna | 230 | 0 | 0 | 0 | 0 |  |  |  |  | 0 | 0 | 0 | 40 | 0 | 0 | 1 | [12 empty] | 50 |  | 0 | 0 | 0 | 0 | 0 | 0 | 0 | 0 | 0 | 0 | 0 | 40 | 50 | 0
SCE Eastern Study Area | Julian Hinds | 230 | 0 | 0 | 0 | 0 |  |  |  |  | 0 | 0 | 0 | 0 | 0 | 0 | 0 | [14 empty] | 0 | 0 | 0 | 0 | 0 | 0 | 0 | 0 | 0 | 0 | 0 | 0 | 0 | 0
PG&E Greater Bay Study Area | Kasson | 115 | 0 | 0 | 0 | 0 |  |  |  |  | 0 | 0 | 0 | 0 | 0 | 0 | 0 | [14 empty] | 0 | 0 | 0 | 0 | 0 | 0 | 0 | 0 | 0 | 0 | 0 | 0 | 0 | 0
PG&E Fresno Study Area | Kearney | 230 | 0 | 0 | 0 | 0 |  |  |  |  | 10 | 0 | 0 | 0 | 0 | 0 | 1 | [14 empty] | 0 | 0 | 0 | 0 | 0 | 0 | 0 | 0 | 10 | 0 | 0 | 0 | 0 | 0
PG&E Greater Bay Study Area | Kelso | 230 | 0 | 0 | 0 | 0 |  |  |  |  | 0 | 0 | 0 | 0 | 0 | 0 | 0 |  |  | 150 | 45 | [10 empty] | 0 | 0 | 150 | 45 | 0 | 0 | 0 | 0 | 0 | 0 | 0 | 0 | 0 | 0
PG&E Kern Study Area | Kern Oil | 115 | 0 | 0 | 0 | 0 |  |  |  |  | 0 | 0 | 0 | 0 | 0 | 0 | 0 | [8 empty] | 1 | [5 empty] | 0 | 0 | 0 | 0 | 0 | 0 | 0 | 0 | 1 | 0 | 0 | 0 | 0 | 0
PG&E Kern Study Area | Kern PP | 230 | 0 | 0 | 0 | 0 |  |  |  |  | 0 | 0 | 0 | 0 | 0 | 0 | 0 | [14 empty] | 0 | 0 | 0 | 0 | 0 | 0 | 0 | 0 | 0 | 0 | 0 | 0 | 0 | 0
PG&E Kern Study Area | Kern PP | 115 | 0 | 0 | 0 | 0 |  |  |  |  | 0 | 0 | 0 | 0 | 0 | 0 | 0 | [14 empty] | 0 | 0 | 0 | 0 | 0 | 0 | 0 | 0 | 0 | 0 | 0 | 0 | 0 | 0
PG&E Kern Study Area | Kernridge | 115 | 0 | 0 | 0 | 0 |  |  |  |  | 0 | 0 | 0 | 0 | 0 | 0 | 0 | [14 empty] | 0 | 0 | 0 | 0 | 0 | 0 | 0 | 0 | 0 | 0 | 0 | 0 | 0 | 0
PG&E Greater Bay Study Area | Kirker | 115 | 0 | 0 | 0 | 0 |  |  |  |  | 0 | 0 | 0 | 0 | 0 | 0 | 0 | [8 empty] | 3.9 |  |  | 20 |  |  | 0 | 0 | 0 | 0 | 0 | 0 | 0 | 0 | 3.9 | 0 | 0 | 20 | 0 | 0
PG&E North of Greater Bay Study Area | Knights Landing | 115 | 0 | 0 | 0 | 0 |  |  |  |  | 0 | 0 | 0 | 0 | 0 | 0 | 0 | [14 empty] | 0 | 0 | 0 | 0 | 0 | 0 | 0 | 0 | 0 | 0 | 0 | 0 | 0 | 0
SCE North of Lugo Study Area | Kramer | 230 | 0 | 0 | 0 | 0 |  |  |  |  | 0 | 82 | 250 | 261 | 0 | 0 | 1 | [9 empty] | 79 | 200 | 25 | 80 |  | 0 | 0 | 0 | 0 | 0 | 0 | 0 | 0 | 0 | 161 | 450 | 286 | 80 | 0
SCE North of Lugo Study Area | Kramer | 115 | 0 | 0 | 0 | 0 |  |  |  |  | 0 | 0 | 0 | 0 | 0 | 0 | 0 | [14 empty] | 0 | 0 | 0 | 0 | 0 | 0 | 0 | 0 | 0 | 0 | 0 | 0 | 0 | 0
SCE North of Lugo Study Area | New Sub - Kramer - Lugo (Proposed) | 230 | 0 | 0 | 0 | 0 |  |  |  |  | 0 | 0 | 0 | 0 | 0 | 0 | 0 | [14 empty] | 0 | 0 | 0 | 0 | 0 | 0 | 0 | 0 | 0 | 0 | 0 | 0 | 0 | 0
SCE Metro Study Area | La Cienega | 230 | 0 | 0 | 0 | 0 |  |  |  |  | 0 | 0 | 0 | 0 | 0 | 0 | 0 | [14 empty] | 0 | 0 | 0 | 0 | 0 | 0 | 0 | 0 | 0 | 0 | 0 | 0 | 0 | 0
SCE Metro Study Area | La Fresa | 230 | 0 | 0 | 0 | 0 |  |  |  |  | 0.64 | 0 | 0 | 0 | 0 | 0 | 1 | [14 empty] | 0 | 0 | 0 | 0 | 0 | 0 | 0 | 0 | 0.64 | 0 | 0 | 0 | 0 | 0
SCE Metro Study Area | Laguna Bell | 230 | 0 | 0 | 0 | 0 |  |  |  |  | 0 | 0 | 0 | 100 | 0 | 0 | 1 | [11 empty] | 250 |  |  | 0 | 0 | 0 | 0 | 0 | 0 | 0 | 0 | 0 | 0 | 0 | 350 | 0 | 0
PG&E Kern Study Area | Lakeview | 70 | 0 | 0 | 0 | 0 |  |  |  |  | 0 | 0 | 70 | 64.4 | 0 | 0 | 1 | [14 empty] | 0 | 0 | 0 | 0 | 0 | 0 | 0 | 0 | 0 | 0 | 70 | 64.4 | 0 | 0
PG&E North of Greater Bay Study Area | Lakeville | 230 | 0 | 0.995 | 0 | 0 |  |  |  |  | 0 | 0 | 11.6 | 41 | 0 | 0 | 1 | [14 empty] | 0 | 0.995 | 0 | 0 | 0 | 0 | 0 | 0 | 0 | 0 | 11.6 | 41 | 0 | 0
PG&E North of Greater Bay Study Area | Lakeville | 115 | 0 | 0 | 0 | 0 |  |  |  |  | 0 | 0 | 0 | 0 | 0 | 0 | 0 | [14 empty] | 0 | 0 | 0 | 0 | 0 | 0 | 0 | 0 | 0 | 0 | 0 | 0 | 0 | 0
PG&E North of Greater Bay Study Area | Lambie | 230 | 0 | 0 | 0 | 0 |  |  |  |  | 0 | 0 | 0 | 0 | 0 | 0 | 0 | [14 empty] | 0 | 0 | 0 | 0 | 0 | 0 | 0 | 0 | 0 | 0 | 0 | 0 | 0 | 0
PG&E Greater Bay Study Area | Lammers | 115 | 0 | 0 | 0 | 0 |  |  |  |  | 0 | 0 | 0 | 0 | 0 | 0 | 0 | [8 empty] | 1.1 | [5 empty] | 0 | 0 | 0 | 0 | 0 | 0 | 0 | 0 | 1.1 | 0 | 0 | 0 | 0 | 0
PG&E Kern Study Area | Lamont | 115 | 0 | 0 | 0 | 0 |  |  |  |  | 2 | 0 | 12 | 0 | 0 | 0 | 1 |  | 5 | [6 empty] | 1.2 | [5 empty] | 0 | 5 | 0 | 0 | 0 | 0 | 0 | 0 | 3.2 | 0 | 12 | 0 | 0 | 0
PG&E Fresno Study Area | Las Aguilas | 230 | 0 | 0 | 0 | 0 |  |  |  |  | 0 | 0 | 0 | 0 | 0 | 0 | 0 | [14 empty] | 0 | 0 | 0 | 0 | 0 | 0 | 0 | 0 | 0 | 0 | 0 | 0 | 0 | 0
East of Pisgah Study Area | Lathrop | 138 | 0 | 0 | 0 | 0 |  |  |  |  | 0 | 0 | 0 | 0 | 0 | 0 | 0 |  |  | 300 | [11 empty] | 0 | 0 | 300 | 0 | 0 | 0 | 0 | 0 | 0 | 0 | 0 | 0 | 0 | 0
PG&E Fresno Study Area | Le Grand | 115 | 0 | 0 | 0 | 0 |  |  |  |  | 0 | 0 | 0 | 0 | 0 | 0 | 0 | [14 empty] | 0 | 0 | 0 | 0 | 0 | 0 | 0 | 0 | 0 | 0 | 0 | 0 | 0 | 0
PG&E Kern Study Area | Lerdo | 115 | 0 | 0 | 0 | 0 |  |  |  |  | 0 | 0 | 0 | 0 | 0 | 0 | 0 | [14 empty] | 0 | 0 | 0 | 0 | 0 | 0 | 0 | 0 | 0 | 0 | 0 | 0 | 0 | 0
SCE Metro Study Area | Lewis | 230 | 0 | 0 | 0 | 0 |  |  |  |  | 0 | 0 | 0 | 0 | 0 | 0 | 0 | [14 empty] | 0 | 0 | 0 | 0 | 0 | 0 | 0 | 0 | 0 | 0 | 0 | 0 | 0 | 0
SCE Metro Study Area | Lighthipe | 230 | 0 | 0 | 0 | 0 |  |  |  |  | 0.96 | 0 | 0 | 175 | 0 | 0 | 1 | [14 empty] | 0 | 0 | 0 | 0 | 0 | 0 | 0 | 0 | 0.96 | 0 | 0 | 175 | 0 | 0
PG&E North of Greater Bay Study Area | Lincoln | 115 | 0 | 0 | 0 | 0 |  |  |  |  | 0 | 0 | 0 | 0 | 0 | 0 | 0 | [14 empty] | 0 | 0 | 0 | 0 | 0 | 0 | 0 | 0 | 0 | 0 | 0 | 0 | 0 | 0
PG&E Kern Study Area | Live Oak | 115 | 0 | 0 | 0 | 0 |  |  |  |  | 0 | 0 | 0 | 0 | 0 | 0 | 0 | [14 empty] | 0 | 0 | 0 | 0 | 0 | 0 | 0 | 0 | 0 | 0 | 0 | 0 | 0 | 0
PG&E Greater Bay Study Area | Llagas | 115 | 0 | 0 | 0 | 0 |  |  |  |  | 0 | 0 | 0 | 0 | 0 | 0 | 0 | [12 empty] | 44 |  | 0 | 0 | 0 | 0 | 0 | 0 | 0 | 0 | 0 | 0 | 0 | 0 | 44 | 0
PG&E Greater Bay Study Area | Lockeford | 230 | 0 | 0 | 0 | 0 |  |  |  |  | 0 | 0 | 0 | 0 | 0 | 0 | 0 | [14 empty] | 0 | 0 | 0 | 0 | 0 | 0 | 0 | 0 | 0 | 0 | 0 | 0 | 0 | 0
PG&E North of Greater Bay Study Area | Logan Creek | 230 | 0 | 0 | 0 | 0 |  |  |  |  | 0 | 0 | 0 | 0 | 0 | 0 | 0 | [14 empty] | 0 | 0 | 0 | 0 | 0 | 0 | 0 | 0 | 0 | 0 | 0 | 0 | 0 | 0
PG&E Greater Bay Study Area | Lonetree | 230 | 0 | 0 | 0 | 0 |  |  |  |  | 0 | 0 | 0 | 0 | 0 | 0 | 0 | [8 empty] | 1 | [5 empty] | 0 | 0 | 0 | 0 | 0 | 0 | 0 | 0 | 1 | 0 | 0 | 0 | 0 | 0
PG&E Fresno Study Area | Los Banos | 500 | 0 | 0 | 0 | 0 |  |  |  |  | 0 | 0 | 0 | 0 | 0 | 0 | 0 | [14 empty] | 0 | 0 | 0 | 0 | 0 | 0 | 0 | 0 | 0 | 0 | 0 | 0 | 0 | 0
PG&E Fresno Study Area | Los Banos | 230 | 0 | 0 | 0 | 0 |  |  |  |  | 0.75 | 0 | 0 | 0 | 0 | 0 | 1 |  |  | 60 | 5 | [5 empty] | 250 | 250 | 99.6 | 26 |  | 0 | 0 | 60 | 5 | 0 | 0 | 0 | 0 | 0.75 | 250 | 250 | 99.6 | 26 | 0
PG&E Fresno Study Area | New Sub - Los Banos - Midway (Proposed) | 500 | 0 | 0 | 0 | 0 |  |  |  |  | 0 | 0 | 0 | 0 | 0 | 0 | 0 | [14 empty] | 0 | 0 | 0 | 0 | 0 | 0 | 0 | 0 | 0 | 0 | 0 | 0 | 0 | 0
PG&E Greater Bay Study Area | Los Esteros | 230 | 0 | 0 | 0 | 0 |  |  |  |  | 0 | 0 | 0 | 0 | 0 | 0 | 0 | [14 empty] | 0 | 0 | 0 | 0 | 0 | 0 | 0 | 0 | 0 | 0 | 0 | 0 | 0 | 0
PG&E Greater Bay Study Area | Los Esteros | 115 | 0 | 0 | 0 | 0 |  |  |  |  | 0 | 0 | 0 | 0 | 0 | 0 | 0 | [11 empty] | 200 | 6 |  | 0 | 0 | 0 | 0 | 0 | 0 | 0 | 0 | 0 | 0 | 0 | 200 | 6 | 0
PG&E Greater Bay Study Area | Los Positas | 230 | 0 | 0 | 0 | 0 |  |  |  |  | 0 | 0 | 0 | 0 | 0 | 0 | 0 | [14 empty] | 0 | 0 | 0 | 0 | 0 | 0 | 0 | 0 | 0 | 0 | 0 | 0 | 0 | 0
SDG&E Study Area | Loveland | 69 | 0 | 0 | 0 | 0 |  |  |  |  | 0.84 | 0 | 0 | 0 | 0 | 0 | 1 | [14 empty] | 0 | 0 | 0 | 0 | 0 | 0 | 0 | 0 | 0.84 | 0 | 0 | 0 | 0 | 0
SCE Metro Study Area | Lugo | 500 | 0 | 0 | 0 | 0 |  |  |  |  | 0 | 0 | 0 | 0 | 0 | 0 | 0 | [14 empty] | 0 | 0 | 0 | 0 | 0 | 0 | 0 | 0 | 0 | 0 | 0 | 0 | 0 | 0
SCE North of Lugo Study Area | Lugo | 230 | 0 | 0 | 0 | 0 |  |  |  |  | 0 | 0 | 0 | 0 | 0 | 0 | 0 | [14 empty] | 0 | 0 | 0 | 0 | 0 | 0 | 0 | 0 | 0 | 0 | 0 | 0 | 0 | 0
SCE North of Lugo Study Area | New Sub - Lugo - Pisgah (Proposed) | 230 | 0 | 0 | 0 | 0 |  |  |  |  | 0 | 0 | 0 | 0 | 0 | 0 | 0 |  |  | 100 | 50 | [10 empty] | 0 | 0 | 100 | 50 | 0 | 0 | 0 | 0 | 0 | 0 | 0 | 0 | 0 | 0
PG&E North of Greater Bay Study Area | Madison | 115 | 0 | 0 | 0 | 0 |  |  |  |  | 0 | 0 | 13 | 10.2 | 0 | 0 | 1 | [14 empty] | 0 | 0 | 0 | 0 | 0 | 0 | 0 | 0 | 0 | 0 | 13 | 10.2 | 0 | 0
SCE Northern Area | Magunden | 230 | 0 | 0 | 0 | 0 |  |  |  |  | 0 | 0 | 0 | 0 | 0 | 0 | 0 | [14 empty] | 0 | 0 | 0 | 0 | 0 | 0 | 0 | 0 | 0 | 0 | 0 | 0 | 0 | 0
PG&E Kern Study Area | Magunden | 115 | 0 | 0 | 0 | 0 |  |  |  |  | 0 | 0 | 0 | 0 | 0 | 0 | 0 | [14 empty] | 0 | 0 | 0 | 0 | 0 | 0 | 0 | 0 | 0 | 0 | 0 | 0 | 0 | 0
PG&E North of Greater Bay Study Area | Malin | 500 | 0 | 0 | 0 | 0 |  |  |  |  | 0 | 0 | 0 | 0 | 0 | 0 | 0 | [14 empty] | 0 | 0 | 0 | 0 | 0 | 0 | 0 | 0 | 0 | 0 | 0 | 0 | 0 | 0
SCE Northern Area | Mandalay | 230 | 0 | 0 | 0 | 0 |  |  |  |  | 0 | 0 | 0 | 0 | 0 | 0 | 0 | [14 empty] | 0 | 0 | 0 | 0 | 0 | 0 | 0 | 0 | 0 | 0 | 0 | 0 | 0 | 0
PG&E Fresno Study Area | Manning | 500 | 0 | 0 | 0 | 0 |  |  |  |  | 0 | 0 | 0 | 0 | 0 | 0 | 0 | [14 empty] | 0 | 0 | 0 | 0 | 0 | 0 | 0 | 0 | 0 | 0 | 0 | 0 | 0 | 0
PG&E Fresno Study Area | Manning | 230 | 0 | 0 | 0 | 0 |  |  |  |  | 0 | 0 | 0 | 0 | 0 | 0 | 0 | [14 empty] | 0 | 0 | 0 | 0 | 0 | 0 | 0 | 0 | 0 | 0 | 0 | 0 | 0 | 0
PG&E Greater Bay Study Area | Manteca | 115 | 0 | 0 | 0 | 0 |  |  |  |  | 0 | 0 | 0 | 0 | 0 | 0 | 0 | [8 empty] | 1.5 | [5 empty] | 0 | 0 | 0 | 0 | 0 | 0 | 0 | 0 | 1.5 | 0 | 0 | 0 | 0 | 0
SDG&E Study Area | Margarita | 138 | 0 | 0 | 0 | 0 |  |  |  |  | 0 | 0 | 0 | 0 | 0 | 0 | 0 | [14 empty] | 0 | 0 | 0 | 0 | 0 | 0 | 0 | 0 | 0 | 0 | 0 | 0 | 0 | 0
PG&E Greater Bay Study Area | Mariposa | 230 | 0 | 0 | 0 | 0 |  |  |  |  | 0 | 0 | 0 | 0 | 0 | 0 | 0 |  | 3.6 | [10 empty] | 50 |  | 0 | 3.6 | 0 | 0 | 0 | 0 | 0 | 0 | 0 | 0 | 0 | 0 | 50 | 0
PG&E Greater Bay Study Area | Martin | 115 | 0 | 0 | 0 | 0 |  |  |  |  | 7.47 | 0 | 0 | 4.62 | 0 | 0 | 1 | [8 empty] | 0.9 | [5 empty] | 0 | 0 | 0 | 0 | 0 | 0 | 0 | 0 | 8.37 | 0 | 0 | 4.62 | 0 | 0
PG&E Greater Bay Study Area | Martin | 230 | 0 | 0 | 0 | 0 |  |  |  |  | 0 | 0 | 0 | 0 | 0 | 0 | 0 | [14 empty] | 0 | 0 | 0 | 0 | 0 | 0 | 0 | 0 | 0 | 0 | 0 | 0 | 0 | 0
PG&E Greater Bay Study Area | Martinez | 115 | 0 | 0 | 0 | 0 |  |  |  |  | 0 | 0 | 0 | 0 | 0 | 0 | 0 | [14 empty] | 0 | 0 | 0 | 0 | 0 | 0 | 0 | 0 | 0 | 0 | 0 | 0 | 0 | 0
PG&E Fresno Study Area | Mc Mullin | 230 | 0 | 0 | 0 | 0 |  |  |  |  | 0 | 0 | 0 | 0 | 0 | 0 | 0 | [14 empty] | 0 | 0 | 0 | 0 | 0 | 0 | 0 | 0 | 0 | 0 | 0 | 0 | 0 | 0
PG&E Fresno Study Area | McCall | 230 | 0 | 0 | 0 | 0 |  |  |  |  | 1.75 | 0 | 0 | 0 | 0 | 0 | 1 | [14 empty] | 0 | 0 | 0 | 0 | 0 | 0 | 0 | 0 | 1.75 | 0 | 0 | 0 | 0 | 0
East of Pisgah Study Area | McCullough (LDWP) | 500 | 0 | 0 | 0 | 0 |  |  |  |  | 0 | 0 | 0 | 0 | 0 | 0 | 0 | [14 empty] | 0 | 0 | 0 | 0 | 0 | 0 | 0 | 0 | 0 | 0 | 0 | 0 | 0 | 0
East of Pisgah Study Area | Mead | 230 | 0 | 0 | 0 | 0 |  |  |  |  | 0 | 0 | 0 | 0 | 0 | 0 | 0 | [14 empty] | 0 | 0 | 0 | 0 | 0 | 0 | 0 | 0 | 0 | 0 | 0 | 0 | 0 | 0
PG&E Greater Bay Study Area | Melones | 115 | 0 | 0 | 0 | 0 |  |  |  |  | 0 | 0 | 0 | 0 | 0 | 0 | 0 | [14 empty] | 0 | 0 | 0 | 0 | 0 | 0 | 0 | 0 | 0 | 0 | 0 | 0 | 0 | 0
PG&E North of Greater Bay Study Area | Mendocino | 115 | 0 | 0 | 0 | 0 |  |  |  |  | 0 | 0 | 0 | 0 | 0 | 0 | 0 |  | 1 | [12 empty] | 0 | 1 | 0 | 0 | 0 | 0 | 0 | 0 | 0 | 0 | 0 | 0 | 0 | 0
PG&E Fresno Study Area | Mendota | 115 | 0 | 0 | 0 | 0 |  |  |  |  | 0 | 0 | 0 | 0 | 0 | 0 | 0 | [14 empty] | 0 | 0 | 0 | 0 | 0 | 0 | 0 | 0 | 0 | 0 | 0 | 0 | 0 | 0
PG&E Fresno Study Area | Merced | 115 | 0 | 0 | 0 | 0 |  |  |  |  | 0 | 0 | 0 | 0 | 0 | 0 | 0 | [14 empty] | 0 | 0 | 0 | 0 | 0 | 0 | 0 | 0 | 0 | 0 | 0 | 0 | 0 | 0
East of Pisgah Study Area | Mercry Switch | 138 | 0 | 0 | 0 | 0 |  |  |  |  | 0 | 0 | 0 | 0 | 0 | 0 | 0 | [14 empty] | 0 | 0 | 0 | 0 | 0 | 0 | 0 | 0 | 0 | 0 | 0 | 0 | 0 | 0
PG&E Kern Study Area | Mesa | 230 | 0 | 0 | 0 | 0 |  |  |  |  | 2.62 | 0 | 0 | 0 | 0 | 0 | 1 | [14 empty] | 0 | 0 | 0 | 0 | 0 | 0 | 0 | 0 | 2.62 | 0 | 0 | 0 | 0 | 0
PG&E Kern Study Area | Mesa | 115 | 0 | 0 | 0 | 0 |  |  |  |  | 0 | 0 | 0 | 0 | 0 | 0 | 0 | [14 empty] | 0 | 0 | 0 | 0 | 0 | 0 | 0 | 0 | 0 | 0 | 0 | 0 | 0 | 0
SCE Metro Study Area | Mesa (SCE) | 500 | 0 | 0 | 0 | 0 |  |  |  |  | 0 | 0 | 0 | 0 | 0 | 0 | 0 | [14 empty] | 0 | 0 | 0 | 0 | 0 | 0 | 0 | 0 | 0 | 0 | 0 | 0 | 0 | 0
SCE Metro Study Area | Mesa (SCE) | 230 | 0 | 0 | 0 | 0 |  |  |  |  | 0 | 0 | 0 | 0 | 0 | 0 | 0 | [12 empty] | 3.5 |  | 0 | 0 | 0 | 0 | 0 | 0 | 0 | 0 | 0 | 0 | 0 | 0 | 3.5 | 0
PG&E Greater Bay Study Area | Metcalf | 500 | 0 | 0 | 0 | 0 |  |  |  |  | 0 | 0 | 0 | 0 | 0 | 0 | 0 | [14 empty] | 0 | 0 | 0 | 0 | 0 | 0 | 0 | 0 | 0 | 0 | 0 | 0 | 0 | 0
PG&E Greater Bay Study Area | Metcalf | 230 | 0 | 0 | 0 | 0 |  |  |  |  | 0 | 0 | 0 | 0 | 0 | 0 | 0 | [14 empty] | 0 | 0 | 0 | 0 | 0 | 0 | 0 | 0 | 0 | 0 | 0 | 0 | 0 | 0
PG&E Greater Bay Study Area | Metcalf | 115 | 0 | 0 | 0 | 0 |  |  |  |  | 0 | 0 | 0 | 0 | 0 | 0 | 0 |  | 1.8 | [12 empty] | 0 | 1.8 | 0 | 0 | 0 | 0 | 0 | 0 | 0 | 0 | 0 | 0 | 0 | 0
PG&E Kern Study Area | Midway | 500 | 0 | 0 | 0 | 0 |  |  |  |  | 0 | 0 | 0 | 0 | 0 | 0 | 0 | [10 empty] | 500 |  | 100 |  | 0 | 0 | 0 | 0 | 0 | 0 | 0 | 0 | 0 | 0 | 500 | 0 | 100 | 0
PG&E Kern Study Area | Midway | 230 | 0 | 0 | 0 | 0 |  |  |  |  | 0 | 0 | 0 | 0 | 0 | 0 | 0 | [14 empty] | 0 | 0 | 0 | 0 | 0 | 0 | 0 | 0 | 0 | 0 | 0 | 0 | 0 | 0
PG&E Kern Study Area | Midway | 115 | 0 | 0 | 0 | 0 |  |  |  |  | 0 | 0 | 0 | 0 | 0 | 0 | 0 | [9 empty] | 100 | 100 | 80 |  |  | 0 | 0 | 0 | 0 | 0 | 0 | 0 | 0 | 0 | 100 | 100 | 80 | 0 | 0
SDG&E Study Area | Miguel | 500 | 0 | 0 | 0 | 0 |  |  |  |  | 0 | 0 | 0 | 0 | 0 | 0 | 0 | [14 empty] | 0 | 0 | 0 | 0 | 0 | 0 | 0 | 0 | 0 | 0 | 0 | 0 | 0 | 0
SDG&E Study Area | Miguel | 230 | 0 | 0 | 0 | 0 |  |  |  |  | 0 | 0 | 0 | 9.75 | 0 | 0 | 1 | [14 empty] | 0 | 0 | 0 | 0 | 0 | 0 | 0 | 0 | 0 | 0 | 0 | 9.75 | 0 | 0
PG&E Greater Bay Study Area | Miller | 115 | 0 | 0 | 0 | 0 |  |  |  |  | 0 | 0 | 0 | 0 | 0 | 0 | 0 | [14 empty] | 0 | 0 | 0 | 0 | 0 | 0 | 0 | 0 | 0 | 0 | 0 | 0 | 0 | 0
SCE Metro Study Area | Mira Loma | 500 | 0 | 0 | 0 | 0 |  |  |  |  | 0 | 0 | 0 | 0 | 0 | 0 | 0 | [14 empty] | 0 | 0 | 0 | 0 | 0 | 0 | 0 | 0 | 0 | 0 | 0 | 0 | 0 | 0
SCE Metro Study Area | Mira Loma | 230 | 0 | 0 | 0 | 0 |  |  |  |  | 0 | 0 | 0 | 85 | 0 | 0 | 1 | [11 empty] | 200 | 100 |  | 0 | 0 | 0 | 0 | 0 | 0 | 0 | 0 | 0 | 0 | 0 | 285 | 100 | 0
SCE Eastern Study Area | Mirage | 230 | 0 | 0 | 0 | 0 |  |  |  |  | 0 | 0 | 0 | 50 | 0 | 0 | 1 | 700 | [13 empty] | 700 | 0 | 0 | 0 | 0 | 0 | 0 | 0 | 0 | 0 | 0 | 50 | 0 | 0
SDG&E Study Area | Mission | 230 | 0 | 0 | 0 | 0 |  |  |  |  | 0 | 0 | 0 | 9 | 0 | 0 | 1 | [14 empty] | 0 | 0 | 0 | 0 | 0 | 0 | 0 | 0 | 0 | 0 | 0 | 9 | 0 | 0
PG&E Greater Bay Study Area | Mi-Wuk | 115 | 0 | 0 | 0 | 0 |  |  |  |  | 0 | 0 | 0 | 0 | 0 | 0 | 0 | [14 empty] | 0 | 0 | 0 | 0 | 0 | 0 | 0 | 0 | 0 | 0 | 0 | 0 | 0 | 0
East of Pisgah Study Area | Mohave | 500 | 0 | 0 | 0 | 0 |  |  |  |  | 0 | 0 | 0 | 0 | 0 | 0 | 0 |  |  | 700 | [11 empty] | 0 | 0 | 700 | 0 | 0 | 0 | 0 | 0 | 0 | 0 | 0 | 0 | 0 | 0
PG&E North of Greater Bay Study Area | Monroe | 115 | 0 | 0 | 0 | 0 |  |  |  |  | 0 | 0 | 0 | 0 | 0 | 0 | 0 | [14 empty] | 0 | 0 | 0 | 0 | 0 | 0 | 0 | 0 | 0 | 0 | 0 | 0 | 0 | 0
PG&E Greater Bay Study Area | Monta Vista | 230 | 0 | 0 | 0 | 0 |  |  |  |  | 0 | 0 | 0 | 0 | 0 | 0 | 0 | [14 empty] | 0 | 0 | 0 | 0 | 0 | 0 | 0 | 0 | 0 | 0 | 0 | 0 | 0 | 0
PG&E North of Greater Bay Study Area | Monticello | 115 | 0 | 0 | 0 | 0 |  |  |  |  | 0 | 0 | 0 | 0 | 0 | 0 | 0 | [14 empty] | 0 | 0 | 0 | 0 | 0 | 0 | 0 | 0 | 0 | 0 | 0 | 0 | 0 | 0
SCE Northern Area | Moorpark | 230 | 0 | 0 | 0 | 0 |  |  |  |  | 0 | 0 | 0 | 134.9 | 0 | 0 | 1 | [14 empty] | 0 | 0 | 0 | 0 | 0 | 0 | 0 | 0 | 0 | 0 | 0 | 134.9 | 0 | 0
PG&E Greater Bay Study Area | Moraga | 230 | 0 | 0 | 0 | 0 |  |  |  |  | 0 | 0 | 0 | 0 | 0 | 0 | 0 | [14 empty] | 0 | 0 | 0 | 0 | 0 | 0 | 0 | 0 | 0 | 0 | 0 | 0 | 0 | 0
PG&E Greater Bay Study Area | Moraga | 115 | 0 | 0 | 0 | 0 |  |  |  |  | 0 | 0 | 0 | 0 | 0 | 0 | 0 | [14 empty] | 0 | 0 | 0 | 0 | 0 | 0 | 0 | 0 | 0 | 0 | 0 | 0 | 0 | 0
PG&E Greater Bay Study Area | Morgan Hill | 115 | 0 | 0 | 0 | 0 |  |  |  |  | 0 | 0 | 0 | 0 | 0 | 0 | 0 | [14 empty] | 0 | 0 | 0 | 0 | 0 | 0 | 0 | 0 | 0 | 0 | 0 | 0 | 0 | 0
PG&E Kern Study Area | Morro Bay (Proposed) | 500 | 0 | 0 | 0 | 0 |  |  |  |  | 0 | 0 | 0 | 0 | 0 | 0 | 0 | [14 empty] | 0 | 0 | 0 | 0 | 0 | 0 | 0 | 0 | 0 | 0 | 0 | 0 | 0 | 0
PG&E Kern Study Area | Morro Bay | 230 | 0 | 0 | 0 | 0 |  |  |  |  | 0 | 0 | 0 | 0 | 0 | 0 | 0 | [14 empty] | 0 | 0 | 0 | 0 | 0 | 0 | 0 | 0 | 0 | 0 | 0 | 0 | 0 | 0
PG&E Kern Study Area | Morro Bay | 115 | 0 | 0 | 0 | 0 |  |  |  |  | 0 | 0 | 0 | 0 | 0 | 0 | 0 | [14 empty] | 0 | 0 | 0 | 0 | 0 | 0 | 0 | 0 | 0 | 0 | 0 | 0 | 0 | 0
PG&E Greater Bay Study Area | Moss Landing | 500 | 0 | 0 | 0 | 0 |  |  |  |  | 0 | 0 | 0 | 0 | 0 | 0 | 0 | [14 empty] | 0 | 0 | 0 | 0 | 0 | 0 | 0 | 0 | 0 | 0 | 0 | 0 | 0 | 0
PG&E Greater Bay Study Area | Moss Landing | 230 | 0 | 0 | 0 | 0 |  |  |  |  | 0 | 0 | 0 | 0 | 0 | 0 | 0 | [14 empty] | 0 | 0 | 0 | 0 | 0 | 0 | 0 | 0 | 0 | 0 | 0 | 0 | 0 | 0
PG&E Greater Bay Study Area | Moss Landing | 115 | 0 | 0 | 0 | 0 |  |  |  |  | 0 | 0 | 0 | 0 | 0 | 0 | 0 | [14 empty] | 0 | 0 | 0 | 0 | 0 | 0 | 0 | 0 | 0 | 0 | 0 | 0 | 0 | 0
PG&E Kern Study Area | Mt Poso | 115 | 0 | 0 | 0 | 0 |  |  |  |  | 0 | 0 | 0 | 0 | 0 | 0 | 0 | [14 empty] | 0 | 0 | 0 | 0 | 0 | 0 | 0 | 0 | 0 | 0 | 0 | 0 | 0 | 0
PG&E Fresno Study Area | Mustang | 230 | 0 | 0 | 0 | 0 |  |  |  |  | 0 | 106.5 | 0 | 0 | 0 | 0 | 1 | [10 empty] | 200 |  | 50 |  | 0 | 0 | 0 | 0 | 0 | 0 | 0 | 0 | 0 | 106.5 | 200 | 0 | 50 | 0
PG&E Fresno Study Area | New Melones | 230 | 0 | 0 | 0 | 0 |  |  |  |  | 0 | 0 | 0 | 0 | 0 | 0 | 0 | [14 empty] | 0 | 0 | 0 | 0 | 0 | 0 | 0 | 0 | 0 | 0 | 0 | 0 | 0 | 0
PG&E Greater Bay Study Area | Newark | 230 | 0 | 0 | 0 | 0 |  |  |  |  | 0 | 0 | 0 | 0 | 0 | 0 | 0 | [14 empty] | 0 | 0 | 0 | 0 | 0 | 0 | 0 | 0 | 0 | 0 | 0 | 0 | 0 | 0
PG&E Greater Bay Study Area | Newark | 115 | 0 | 0 | 0 | 0 |  |  |  |  | 0 | 0 | 0 | 0 | 0 | 0 | 0 | [14 empty] | 0 | 0 | 0 | 0 | 0 | 0 | 0 | 0 | 0 | 0 | 0 | 0 | 0 | 0
PG&E Fresno Study Area | Newhall | 115 | 0 | 0 | 0 | 0 |  |  |  |  | 0 | 0 | 0 | 0 | 0 | 0 | 0 | [14 empty] | 0 | 0 | 0 | 0 | 0 | 0 | 0 | 0 | 0 | 0 | 0 | 0 | 0 | 0
PG&E Kern Study Area | Norco | 115 | 0 | 0 | 0 | 0 |  |  |  |  | 0 | 0 | 0 | 0 | 0 | 0 | 0 | [14 empty] | 0 | 0 | 0 | 0 | 0 | 0 | 0 | 0 | 0 | 0 | 0 | 0 | 0 | 0
SDG&E Study Area | North City Metering | 138 | 0 | 0 | 0 | 0 |  |  |  |  | 0 | 0 | 0 | 0 | 0 | 0 | 0 | [14 empty] | 0 | 0 | 0 | 0 | 0 | 0 | 0 | 0 | 0 | 0 | 0 | 0 | 0 | 0
PG&E Greater Bay Study Area | North Dublin | 230 | 0 | 0 | 0 | 0 |  |  |  |  | 0 | 0 | 0 | 0 | 0 | 0 | 0 | [14 empty] | 0 | 0 | 0 | 0 | 0 | 0 | 0 | 0 | 0 | 0 | 0 | 0 | 0 | 0
SDG&E Study Area | North Gila | 500 | 0 | 0 | 0 | 0 |  |  |  |  | 0 | 0 | 0 | 0 | 0 | 0 | 0 | [14 empty] | 0 | 0 | 0 | 0 | 0 | 0 | 0 | 0 | 0 | 0 | 0 | 0 | 0 | 0
SDG&E Study Area | New Sub - North Gila - IV (Proposed) | 500 | 0 | 0 | 0 | 0 |  |  |  |  | 0 | 0 | 0 | 0 | 0 | 0 | 0 | [14 empty] | 0 | 0 | 0 | 0 | 0 | 0 | 0 | 0 | 0 | 0 | 0 | 0 | 0 | 0
PG&E Greater Bay Study Area | Oakland C | 115 | 0 | 0 | 0 | 0 |  |  |  |  | 0 | 0 | 0 | 55 | 0 | 0 | 1 | [14 empty] | 0 | 0 | 0 | 0 | 0 | 0 | 0 | 0 | 0 | 0 | 0 | 55 | 0 | 0
PG&E Greater Bay Study Area | Oakland J | 115 | 0 | 0 | 0 | 0 |  |  |  |  | 0 | 0 | 0 | 0 | 0 | 0 | 0 | [14 empty] | 0 | 0 | 0 | 0 | 0 | 0 | 0 | 0 | 0 | 0 | 0 | 0 | 0 | 0
PG&E Kern Study Area | Oceano | 115 | 0 | 0 | 0 | 0 |  |  |  |  | 0 | 0 | 0 | 0 | 0 | 0 | 0 | [14 empty] | 0 | 0 | 0 | 0 | 0 | 0 | 0 | 0 | 0 | 0 | 0 | 0 | 0 | 0
SDG&E Study Area | Ocotillo Express | 500 | 0 | 0 | 0 | 0 |  |  |  |  | 0 | 0 | 0 | 0 | 0 | 0 | 0 | [14 empty] | 0 | 0 | 0 | 0 | 0 | 0 | 0 | 0 | 0 | 0 | 0 | 0 | 0 | 0
SDG&E Study Area | Old Town | 230 | 0 | 0 | 0 | 0 |  |  |  |  | 0 | 0 | 0 | 0 | 0 | 0 | 0 | [14 empty] | 0 | 0 | 0 | 0 | 0 | 0 | 0 | 0 | 0 | 0 | 0 | 0 | 0 | 0
SCE Metro Study Area | Olinda | 230 | 0 | 0 | 0 | 0 |  |  |  |  | 0 | 0 | 0 | 0 | 0 | 0 | 0 | [14 empty] | 0 | 0 | 0 | 0 | 0 | 0 | 0 | 0 | 0 | 0 | 0 | 0 | 0 | 0
PG&E Kern Study Area | Olive | 115 | 0 | 0 | 0 | 0 |  |  |  |  | 0 | 40 | 0 | 20 | 0 | 0 | 1 | [14 empty] | 0 | 0 | 0 | 0 | 0 | 0 | 0 | 0 | 0 | 40 | 0 | 20 | 0 | 0
PG&E North of Greater Bay Study Area | Olivehurst | 115 | 0 | 0 | 0 | 0 |  |  |  |  | 0 | 0 | 0 | 0 | 0 | 0 | 0 | [14 empty] | 0 | 0 | 0 | 0 | 0 | 0 | 0 | 0 | 0 | 0 | 0 | 0 | 0 | 0
SCE Northern Area | Ormond Beach | 230 | 0 | 0 | 0 | 0 |  |  |  |  | 0 | 0 | 0 | 0 | 0 | 0 | 0 | [14 empty] | 0 | 0 | 0 | 0 | 0 | 0 | 0 | 0 | 0 | 0 | 0 | 0 | 0 | 0
SDG&E Study Area | Otay | 69 | 0 | 0 | 0 | 0 |  |  |  |  | 0 | 0 | 0 | 0 | 0 | 0 | 0 | [14 empty] | 0 | 0 | 0 | 0 | 0 | 0 | 0 | 0 | 0 | 0 | 0 | 0 | 0 | 0
SDG&E Study Area | Otay Mesa | 230 | 0 | 0 | 0 | 0 |  |  |  |  | 0 | 0 | 0 | 0 | 0 | 0 | 0 | [14 empty] | 0 | 0 | 0 | 0 | 0 | 0 | 0 | 0 | 0 | 0 | 0 | 0 | 0 | 0
PG&E Fresno Study Area | Padre Flats SW STA | 230 | 0 | 0 | 0 | 0 |  |  |  |  | 0 | 0 | 0 | 0 | 0 | 0 | 0 | [14 empty] | 0 | 0 | 0 | 0 | 0 | 0 | 0 | 0 | 0 | 0 | 0 | 0 | 0 | 0
East of Pisgah Study Area | Pahrump | 230 | 0 | 0 | 0 | 0 |  |  |  |  | 0 | 0 | 0 | 0 | 0 | 0 | 0 | [14 empty] | 0 | 0 | 0 | 0 | 0 | 0 | 0 | 0 | 0 | 0 | 0 | 0 | 0 | 0
East of Pisgah Study Area | Pahrump | 138 | 0 | 0 | 0 | 0 |  |  |  |  | 0 | 0 | 0 | 0 | 0 | 0 | 0 | [14 empty] | 0 | 0 | 0 | 0 | 0 | 0 | 0 | 0 | 0 | 0 | 0 | 0 | 0 | 0
SDG&E Study Area | Pala | 69 | 0 | 0 | 0 | 0 |  |  |  |  | 0 | 0 | 0 | 10 | 0 | 0 | 1 | [14 empty] | 0 | 0 | 0 | 0 | 0 | 0 | 0 | 0 | 0 | 0 | 0 | 10 | 0 | 0
PG&E North of Greater Bay Study Area | Palermo | 230 | 0 | 0 | 0 | 0 |  |  |  |  | 0 | 0 | 0 | 0 | 0 | 0 | 0 | [14 empty] | 0 | 0 | 0 | 0 | 0 | 0 | 0 | 0 | 0 | 0 | 0 | 0 | 0 | 0
PG&E North of Greater Bay Study Area | Palermo | 115 | 0 | 0 | 0 | 0 |  |  |  |  | 0 | 0 | 0 | 0 | 0 | 0 | 0 |  | 4.1 | [12 empty] | 0 | 4.1 | 0 | 0 | 0 | 0 | 0 | 0 | 0 | 0 | 0 | 0 | 0 | 0
SCE Eastern Study Area | Palo Verde | 500 | 0 | 0 | 0 | 0 |  |  |  |  | 0 | 0 | 0 | 0 | 0 | 0 | 0 |  |  |  |  | 2000 | [9 empty] | 0 | 0 | 0 | 0 | 2000 | 0 | 0 | 0 | 0 | 0 | 0 | 0 | 0 | 0
SDG&E Study Area | Palomar Energy | 230 | 0 | 0 | 0 | 0 |  |  |  |  | 0 | 0 | 0 | 0 | 0 | 0 | 0 | [14 empty] | 0 | 0 | 0 | 0 | 0 | 0 | 0 | 0 | 0 | 0 | 0 | 0 | 0 | 0
PG&E Fresno Study Area | Panoche | 115 | 0 | 0 | 0 | 0 |  |  |  |  | 0 | 0 | 0 | 0 | 0 | 0 | 0 | [14 empty] | 0 | 0 | 0 | 0 | 0 | 0 | 0 | 0 | 0 | 0 | 0 | 0 | 0 | 0
PG&E Fresno Study Area | Panoche | 230 | 0 | 0 | 0 | 0 |  |  |  |  | 0 | 0 | 0 | 0 | 0 | 0 | 0 | [14 empty] | 0 | 0 | 0 | 0 | 0 | 0 | 0 | 0 | 0 | 0 | 0 | 0 | 0 | 0
SCE Northern Area | Pardee | 230 | 0 | 0 | 0 | 0 |  |  |  |  | 0 | 0 | 0 | 15 | 0 | 0 | 1 | [14 empty] | 0 | 0 | 0 | 0 | 0 | 0 | 0 | 0 | 0 | 0 | 0 | 15 | 0 | 0
PG&E North of Greater Bay Study Area | Parkway | 230 | 0 | 0 | 0 | 0 |  |  |  |  | 0 | 0 | 0 | 0 | 0 | 0 | 0 |  | 2.3 | [12 empty] | 0 | 2.3 | 0 | 0 | 0 | 0 | 0 | 0 | 0 | 0 | 0 | 0 | 0 | 0
SCE Northern Area | Pastoria | 230 | 0 | 0 | 0 | 0 |  |  |  |  | 0 | 0 | 0 | 0 | 0 | 0 | 0 | [14 empty] | 0 | 0 | 0 | 0 | 0 | 0 | 0 | 0 | 0 | 0 | 0 | 0 | 0 | 0
SCE Metro Study Area | Pauda | 230 | 0 | 0 | 0 | 0 |  |  |  |  | 0 | 0 | 0 | 195 | 0 | 0 | 1 | [14 empty] | 0 | 0 | 0 | 0 | 0 | 0 | 0 | 0 | 0 | 0 | 0 | 195 | 0 | 0
PG&E North of Greater Bay Study Area | Peabody | 230 | 0 | 0 | 0 | 0 |  |  |  |  | 0 | 0 | 0 | 0 | 0 | 0 | 0 | [8 empty] | 4.4 | [5 empty] | 0 | 0 | 0 | 0 | 0 | 0 | 0 | 0 | 4.4 | 0 | 0 | 0 | 0 | 0
PG&E North of Greater Bay Study Area | Pease | 115 | 0 | 0 | 0 | 0 |  |  |  |  | 0 | 0 | 0 | 0 | 0 | 0 | 0 |  | 3 | [12 empty] | 0 | 3 | 0 | 0 | 0 | 0 | 0 | 0 | 0 | 0 | 0 | 0 | 0 | 0
SDG&E Study Area | Penasquitos | 230 | 0 | 0 | 0 | 0 |  |  |  |  | 0 | 0 | 0 | 0 | 0 | 0 | 0 | [14 empty] | 0 | 0 | 0 | 0 | 0 | 0 | 0 | 0 | 0 | 0 | 0 | 0 | 0 | 0
PG&E North of Greater Bay Study Area | Penngrove | 115 | 0 | 0 | 0 | 0 |  |  |  |  | 0 | 0 | 0 | 0 | 0 | 0 | 0 | [14 empty] | 0 | 0 | 0 | 0 | 0 | 0 | 0 | 0 | 0 | 0 | 0 | 0 | 0 | 0
PG&E Greater Bay Study Area | Peoria | 115 | 0 | 0 | 0 | 0 |  |  |  |  | 0 | 0 | 0 | 0 | 0 | 0 | 0 |  | 2 | [12 empty] | 0 | 2 | 0 | 0 | 0 | 0 | 0 | 0 | 0 | 0 | 0 | 0 | 0 | 0
PG&E Greater Bay Study Area | Piercy | 115 | 0 | 0 | 0 | 0 |  |  |  |  | 0 | 0 | 0 | 0 | 0 | 0 | 0 | [14 empty] | 0 | 0 | 0 | 0 | 0 | 0 | 0 | 0 | 0 | 0 | 0 | 0 | 0 | 0
PG&E Fresno Study Area | Pine Flat | 230 | 0 | 0 | 0 | 0 |  |  |  |  | 0 | 0 | 0 | 0 | 0 | 0 | 0 |  | 8 | [12 empty] | 0 | 8 | 0 | 0 | 0 | 0 | 0 | 0 | 0 | 0 | 0 | 0 | 0 | 0
SCE North of Lugo Study Area | Pisgah | 230 | 0 | 0 | 0 | 0 |  |  |  |  | 0 | 0 | 0 | 0 | 0 | 0 | 0 |  |  | 100 | [11 empty] | 0 | 0 | 100 | 0 | 0 | 0 | 0 | 0 | 0 | 0 | 0 | 0 | 0 | 0
PG&E North of Greater Bay Study Area | Pit 1 | 230 | 0 | 0 | 0 | 0 |  |  |  |  | 0 | 0 | 0 | 0 | 0 | 0 | 0 |  | 0 | [12 empty] | 0 | 0 | 0 | 0 | 0 | 0 | 0 | 0 | 0 | 0 | 0 | 0 | 0 | 0
PG&E North of Greater Bay Study Area | New Sub - Pit 1 - Cottonwood (Proposed) | 230 | 0 | 0 | 0 | 0 |  |  |  |  | 0 | 0 | 0 | 0 | 0 | 0 | 0 |  |  | 200 | 10 | [10 empty] | 0 | 0 | 200 | 10 | 0 | 0 | 0 | 0 | 0 | 0 | 0 | 0 | 0 | 0
PG&E North of Greater Bay Study Area | Pit 4 | 230 | 0 | 0 | 0 | 0 |  |  |  |  | 0 | 0 | 0 | 0 | 0 | 0 | 0 | [14 empty] | 0 | 0 | 0 | 0 | 0 | 0 | 0 | 0 | 0 | 0 | 0 | 0 | 0 | 0
PG&E Greater Bay Study Area | Pittsburg | 230 | 0 | 0 | 0 | 0 |  |  |  |  | 0 | 0 | 0 | 0 | 0 | 0 | 0 | [14 empty] | 0 | 0 | 0 | 0 | 0 | 0 | 0 | 0 | 0 | 0 | 0 | 0 | 0 | 0
PG&E Greater Bay Study Area | Pittsburg | 115 | 0 | 0 | 0 | 0 |  |  |  |  | 0 | 0 | 0 | 0 | 0 | 0 | 0 | [14 empty] | 0 | 0 | 0 | 0 | 0 | 0 | 0 | 0 | 0 | 0 | 0 | 0 | 0 | 0
PG&E North of Greater Bay Study Area | Placerville | 115 | 0 | 0 | 0 | 0 |  |  |  |  | 0 | 0 | 0 | 0 | 0 | 0 | 0 |  | 2 | [6 empty] | 1 | [5 empty] | 0 | 2 | 0 | 0 | 0 | 0 | 0 | 0 | 1 | 0 | 0 | 0 | 0 | 0
PG&E North of Greater Bay Study Area | Pleasant Grove | 115 | 0 | 0 | 0 | 0 |  |  |  |  | 0 | 0 | 0 | 0 | 0 | 0 | 0 | [8 empty] | 2.75 | [5 empty] | 0 | 0 | 0 | 0 | 0 | 0 | 0 | 0 | 2.75 | 0 | 0 | 0 | 0 | 0
PG&E North of Greater Bay Study Area | POE | 230 | 0 | 0 | 0 | 0 |  |  |  |  | 0 | 0 | 0 | 0 | 0 | 0 | 0 | [14 empty] | 0 | 0 | 0 | 0 | 0 | 0 | 0 | 0 | 0 | 0 | 0 | 0 | 0 | 0
SDG&E Study Area | Point Loma | 69 | 0 | 0 | 0 | 0 |  |  |  |  | 0 | 0 | 0 | 0 | 0 | 0 | 0 | [14 empty] | 0 | 0 | 0 | 0 | 0 | 0 | 0 | 0 | 0 | 0 | 0 | 0 | 0 | 0
SDG&E Study Area | Pomerado | 69 | 0 | 0 | 0 | 0 |  |  |  |  | 0 | 0 | 0 | 100 | 0 | 0 | 1 | [14 empty] | 0 | 0 | 0 | 0 | 0 | 0 | 0 | 0 | 0 | 0 | 0 | 100 | 0 | 0
PG&E Kern Study Area | Poso Mountain | 115 | 0 | 0 | 0 | 0 |  |  |  |  | 0 | 0 | 0 | 0 | 0 | 0 | 0 | [8 empty] | 3.8 | [5 empty] | 0 | 0 | 0 | 0 | 0 | 0 | 0 | 0 | 3.8 | 0 | 0 | 0 | 0 | 0
East of Pisgah Study Area | Primm | 230 | 0 | 0 | 0 | 0 |  |  |  |  | 0 | 0 | 0 | 200 | 0 | 0 | 1 | [14 empty] | 0 | 0 | 0 | 0 | 0 | 0 | 0 | 0 | 0 | 0 | 0 | 200 | 0 | 0
PG&E North of Greater Bay Study Area | Putah Creek | 115 | 0 | 0 | 0 | 0 |  |  |  |  | 0 | 0 | 3 | 3 | 0 | 0 | 1 | [8 empty] | 6.85 | [5 empty] | 0 | 0 | 0 | 0 | 0 | 0 | 0 | 0 | 6.85 | 0 | 3 | 3 | 0 | 0
SDG&E Study Area | Q1806 Switchyard | 138 | 0 | 0 | 0 | 0 |  |  |  |  | 0 | 0 | 0 | 0 | 0 | 0 | 0 | [14 empty] | 0 | 0 | 0 | 0 | 0 | 0 | 0 | 0 | 0 | 0 | 0 | 0 | 0 | 0
PG&E Fresno Study Area | Quinto | 230 | 0 | 0 | 0 | 0 |  |  |  |  | 0 | 0 | 0 | 0 | 0 | 0 | 0 | [9 empty] | 121 |  |  |  |  | 0 | 0 | 0 | 0 | 0 | 0 | 0 | 0 | 0 | 121 | 0 | 0 | 0 | 0
PG&E Greater Bay Study Area | Race Track | 115 | 0 | 0 | 0 | 0 |  |  |  |  | 0 | 0 | 0 | 0 | 0 | 0 | 0 | [14 empty] | 0 | 0 | 0 | 0 | 0 | 0 | 0 | 0 | 0 | 0 | 0 | 0 | 0 | 0
SDG&E Study Area | Rancho Mission Viejo | 138 | 0 | 0 | 0 | 0 |  |  |  |  | 0 | 0 | 0 | 0 | 0 | 0 | 0 | [14 empty] | 0 | 0 | 0 | 0 | 0 | 0 | 0 | 0 | 0 | 0 | 0 | 0 | 0 | 0
PG&E North of Greater Bay Study Area | New Sub - Rancho Seco - Bellota (Proposed) | 230 | 0 | 0 | 0 | 0 |  |  |  |  | 0 | 0 | 0 | 0 | 0 | 0 | 0 | [14 empty] | 0 | 0 | 0 | 0 | 0 | 0 | 0 | 0 | 0 | 0 | 0 | 0 | 0 | 0
SCE Metro Study Area | Rancho Vista | 500 | 0 | 0 | 0 | 0 |  |  |  |  | 0 | 0 | 0 | 0 | 0 | 0 | 0 | [14 empty] | 0 | 0 | 0 | 0 | 0 | 0 | 0 | 0 | 0 | 0 | 0 | 0 | 0 | 0
SCE Metro Study Area | Rancho Vista | 230 | 0 | 0 | 0 | 0 |  |  |  |  | 0 | 0 | 0 | 0 | 0 | 0 | 0 | [14 empty] | 0 | 0 | 0 | 0 | 0 | 0 | 0 | 0 | 0 | 0 | 0 | 0 | 0 | 0
SCE North of Lugo Study Area | Ransburg | 115 | 0 | 0 | 0 | 0 |  |  |  |  | 0 | 0 | 0 | 0 | 0 | 0 | 0 | [14 empty] | 0 | 0 | 0 | 0 | 0 | 0 | 0 | 0 | 0 | 0 | 0 | 0 | 0 | 0
SCE Northern Area | Rector | 230 | 0 | 0 | 0 | 0 |  |  |  |  | 3 | 0 | 0 | 0 | 0 | 0 | 1 | [14 empty] | 0 | 0 | 0 | 0 | 0 | 0 | 0 | 0 | 3 | 0 | 0 | 0 | 0 | 0
SCE Eastern Study Area | Red Bluff | 500 | 0 | 0 | 0 | 0 |  |  |  |  | 0 | 0 | 250 | 375 | 0 | 0 | 1 | [14 empty] | 0 | 0 | 0 | 0 | 0 | 0 | 0 | 0 | 0 | 0 | 250 | 375 | 0 | 0
SCE Eastern Study Area | Red Bluff | 230 | 0 | 0 | 0 | 0 |  |  |  |  | 0 | 100 | 363.5 | 416 | 0 | 0 | 1 | [14 empty] | 0 | 0 | 0 | 0 | 0 | 0 | 0 | 0 | 0 | 100 | 363.5 | 416 | 0 | 0
SCE Metro Study Area | Redondo | 230 | 0 | 0 | 0 | 0 |  |  |  |  | 0 | 0 | 0 | 0 | 0 | 0 | 0 | [14 empty] | 0 | 0 | 0 | 0 | 0 | 0 | 0 | 0 | 0 | 0 | 0 | 0 | 0 | 0
PG&E Kern Study Area | Renfro | 115 | 0 | 0 | 0 | 0 |  |  |  |  | 0 | 0 | 0 | 0 | 0 | 0 | 0 | [14 empty] | 0 | 0 | 0 | 0 | 0 | 0 | 0 | 0 | 0 | 0 | 0 | 0 | 0 | 0
PG&E Greater Bay Study Area | Richmond | 115 | 0 | 0 | 0 | 0 |  |  |  |  | 0 | 0 | 0 | 0 | 0 | 0 | 0 | [8 empty] | 2.7 | [5 empty] | 0 | 0 | 0 | 0 | 0 | 0 | 0 | 0 | 2.7 | 0 | 0 | 0 | 0 | 0
PG&E North of Greater Bay Study Area | Rincon | 115 | 0 | 0 | 0 | 0 |  |  |  |  | 0 | 0 | 0 | 0 | 0 | 0 | 0 | [14 empty] | 0 | 0 | 0 | 0 | 0 | 0 | 0 | 0 | 0 | 0 | 0 | 0 | 0 | 0
PG&E Kern Study Area | Rio Bravo | 115 | 0 | 0 | 0 | 0 |  |  |  |  | 0 | 0 | 0 | 0 | 0 | 0 | 0 | [14 empty] | 0 | 0 | 0 | 0 | 0 | 0 | 0 | 0 | 0 | 0 | 0 | 0 | 0 | 0
SCE Metro Study Area | Rio Hondo | 230 | 0 | 0 | 0 | 0 |  |  |  |  | 0 | 0 | 0 | 0 | 0 | 0 | 0 | [14 empty] | 0 | 0 | 0 | 0 | 0 | 0 | 0 | 0 | 0 | 0 | 0 | 0 | 0 | 0
PG&E North of Greater Bay Study Area | Rio Oso | 230 | 0 | 0 | 0 | 0 |  |  |  |  | 0 | 0 | 0 | 0 | 0 | 0 | 0 | [14 empty] | 0 | 0 | 0 | 0 | 0 | 0 | 0 | 0 | 0 | 0 | 0 | 0 | 0 | 0
PG&E North of Greater Bay Study Area | Rio Oso | 115 | 0 | 0 | 0 | 0 |  |  |  |  | 0 | 0 | 0 | 0 | 0 | 0 | 0 | [14 empty] | 0 | 0 | 0 | 0 | 0 | 0 | 0 | 0 | 0 | 0 | 0 | 0 | 0 | 0
PG&E Greater Bay Study Area | Ripon | 115 | 0 | 0 | 0 | 0 |  |  |  |  | 0 | 0 | 0 | 0 | 0 | 0 | 0 | [8 empty] | 2.6 |  |  | 50 |  |  | 0 | 0 | 0 | 0 | 0 | 0 | 0 | 0 | 2.6 | 0 | 0 | 50 | 0 | 0
PG&E Greater Bay Study Area | Riverbank | 115 | 0 | 0 | 0 | 0 |  |  |  |  | 0 | 0 | 0 | 0 | 0 | 0 | 0 | [14 empty] | 0 | 0 | 0 | 0 | 0 | 0 | 0 | 0 | 0 | 0 | 0 | 0 | 0 | 0
SCE North of Lugo Study Area | Roadway | 115 | 0 | 0 | 0 | 0 |  |  |  |  | 0 | 200 | 0 | 100 | 0 | 0 | 1 | [9 empty] | 11 | 10 |  | 10 |  | 0 | 0 | 0 | 0 | 0 | 0 | 0 | 0 | 0 | 211 | 10 | 100 | 10 | 0
PG&E Greater Bay Study Area | Rossmoor | 230 | 0 | 0 | 0 | 0 |  |  |  |  | 0 | 0 | 0 | 0 | 0 | 0 | 0 | [14 empty] | 0 | 0 | 0 | 0 | 0 | 0 | 0 | 0 | 0 | 0 | 0 | 0 | 0 | 0
PG&E North of Greater Bay Study Area | Round Mountain | 500 | 0 | 0 | 0 | 0 |  |  |  |  | 0 | 0 | 0 | 0 | 0 | 0 | 0 | [14 empty] | 0 | 0 | 0 | 0 | 0 | 0 | 0 | 0 | 0 | 0 | 0 | 0 | 0 | 0
PG&E North of Greater Bay Study Area | Round Mountain | 230 | 0 | 0 | 0 | 0 |  |  |  |  | 0 | 0 | 0 | 0 | 0 | 0 | 0 |  | 14 | [12 empty] | 0 | 14 | 0 | 0 | 0 | 0 | 0 | 0 | 0 | 0 | 0 | 0 | 0 | 0
PG&E Greater Bay Study Area | Salado | 115 | 0 | 0 | 0 | 0 |  |  |  |  | 0 | 0 | 0 | 0 | 0 | 0 | 0 | [14 empty] | 0 | 0 | 0 | 0 | 0 | 0 | 0 | 0 | 0 | 0 | 0 | 0 | 0 | 0
SDG&E Study Area | Salt Creek | 69 | 0 | 0 | 0 | 0 |  |  |  |  | 0 | 0 | 0 | 0 | 0 | 0 | 0 | [14 empty] | 0 | 0 | 0 | 0 | 0 | 0 | 0 | 0 | 0 | 0 | 0 | 0 | 0 | 0
SCE Eastern Study Area | San Bernardino | 230 | 0 | 0 | 0 | 0 |  |  |  |  | 0 | 0 | 0 | 0 | 0 | 0 | 0 | [14 empty] | 0 | 0 | 0 | 0 | 0 | 0 | 0 | 0 | 0 | 0 | 0 | 0 | 0 | 0
PG&E Greater Bay Study Area | San Jose B | 115 | 0 | 0 | 0 | 0 |  |  |  |  | 0 | 0 | 0 | 0 | 0 | 0 | 0 | [14 empty] | 0 | 0 | 0 | 0 | 0 | 0 | 0 | 0 | 0 | 0 | 0 | 0 | 0 | 0
PG&E Greater Bay Study Area | San Leandro | 115 | 0 | 0 | 0 | 0 |  |  |  |  | 0 | 0 | 0 | 0 | 0 | 0 | 0 | [14 empty] | 0 | 0 | 0 | 0 | 0 | 0 | 0 | 0 | 0 | 0 | 0 | 0 | 0 | 0
PG&E Kern Study Area | San Luis Obispo | 115 | 0 | 0 | 0 | 0 |  |  |  |  | 0 | 0 | 0 | 0 | 0 | 0 | 0 |  | 10 | [12 empty] | 0 | 10 | 0 | 0 | 0 | 0 | 0 | 0 | 0 | 0 | 0 | 0 | 0 | 0
SDG&E Study Area | San Luis Rey | 230 | 0 | 0 | 0 | 0 |  |  |  |  | 0 | 0 | 0 | 20 | 0 | 0 | 1 | [14 empty] | 0 | 0 | 0 | 0 | 0 | 0 | 0 | 0 | 0 | 0 | 0 | 20 | 0 | 0
SDG&E Study Area | San Onofre | 230 | 0 | 0 | 0 | 0 |  |  |  |  | 0 | 0 | 0 | 0 | 0 | 0 | 0 | [14 empty] | 0 | 0 | 0 | 0 | 0 | 0 | 0 | 0 | 0 | 0 | 0 | 0 | 0 | 0
PG&E Greater Bay Study Area | San Pablo Sub | 115 | 0 | 0 | 0 | 0 |  |  |  |  | 0 | 0 | 0 | 0 | 0 | 0 | 0 | [14 empty] | 0 | 0 | 0 | 0 | 0 | 0 | 0 | 0 | 0 | 0 | 0 | 0 | 0 | 0
PG&E Greater Bay Study Area | San Ramon | 230 | 0 | 0 | 0 | 0 |  |  |  |  | 0 | 0 | 0 | 0 | 0 | 0 | 0 | [8 empty] | 1.9 | [5 empty] | 0 | 0 | 0 | 0 | 0 | 0 | 0 | 0 | 1.9 | 0 | 0 | 0 | 0 | 0
SCE North of Lugo Study Area | Sandlot | 230 | 0 | 0 | 0 | 0 |  |  |  |  | 0 | 0 | 0 | 0 | 0 | 0 | 0 | [14 empty] | 0 | 0 | 0 | 0 | 0 | 0 | 0 | 0 | 0 | 0 | 0 | 0 | 0 | 0
East of Pisgah Study Area | Sandy | 138 | 0 | 0 | 0 | 0 |  |  |  |  | 0 | 0 | 0 | 0 | 0 | 0 | 0 | [14 empty] | 0 | 0 | 0 | 0 | 0 | 0 | 0 | 0 | 0 | 0 | 0 | 0 | 0 | 0
PG&E Fresno Study Area | Sanger | 115 | 0 | 3 | 0 | 0 |  |  |  |  | 0 | 0 | 0 | 0 | 0 | 0 | 1 |  | 0 | [6 empty] | 2 | [5 empty] | 0 | 3 | 0 | 0 | 0 | 0 | 0 | 0 | 2 | 0 | 0 | 0 | 0 | 0
SCE Northern Area | Santa Clara | 230 | 0 | 0 | 0 | 0 |  |  |  |  | 0 | 0 | 0 | 15 | 0 | 0 | 1 | [14 empty] | 0 | 0 | 0 | 0 | 0 | 0 | 0 | 0 | 0 | 0 | 0 | 15 | 0 | 0
PG&E North of Greater Bay Study Area | Santa Rosa | 115 | 0 | 0 | 0 | 0 |  |  |  |  | 0 | 0 | 0 | 0 | 0 | 0 | 0 | [14 empty] | 0 | 0 | 0 | 0 | 0 | 0 | 0 | 0 | 0 | 0 | 0 | 0 | 0 | 0
PG&E Greater Bay Study Area | Santa Teresa | 115 | 0 | 0 | 0 | 0 |  |  |  |  | 0 | 0 | 0 | 0 | 0 | 0 | 0 | [14 empty] | 0 | 0 | 0 | 0 | 0 | 0 | 0 | 0 | 0 | 0 | 0 | 0 | 0 | 0
SDG&E Study Area | Santee | 138 | 0 | 0 | 0 | 0 |  |  |  |  | 0 | 0 | 0 | 0 | 0 | 0 | 0 | [14 empty] | 0 | 0 | 0 | 0 | 0 | 0 | 0 | 0 | 0 | 0 | 0 | 0 | 0 | 0
SCE Metro Study Area | Santiago | 230 | 0 | 0 | 0 | 0 |  |  |  |  | 0 | 0 | 0 | 0 | 0 | 0 | 0 | [14 empty] | 0 | 0 | 0 | 0 | 0 | 0 | 0 | 0 | 0 | 0 | 0 | 0 | 0 | 0
PG&E Greater Bay Study Area | Saratoga | 230 | 0 | 0 | 0 | 0 |  |  |  |  | 0 | 0 | 0 | 0 | 0 | 0 | 0 | [14 empty] | 0 | 0 | 0 | 0 | 0 | 0 | 0 | 0 | 0 | 0 | 0 | 0 | 0 | 0
SCE Northern Area | Saugus | 230 | 0 | 0 | 0 | 0 |  |  |  |  | 0 | 0 | 0 | 0 | 0 | 0 | 0 | [14 empty] | 0 | 0 | 0 | 0 | 0 | 0 | 0 | 0 | 0 | 0 | 0 | 0 | 0 | 0
PG&E Fresno Study Area | Schindler | 115 | 0 | 0 | 0 | 0 |  |  |  |  | 0 | 0 | 0 | 0 | 0 | 0 | 0 | [8 empty] | 2 | [5 empty] | 0 | 0 | 0 | 0 | 0 | 0 | 0 | 0 | 2 | 0 | 0 | 0 | 0 | 0
PG&E Greater Bay Study Area | Schulte | 115 | 0 | 0 | 0 | 0 |  |  |  |  | 0 | 0 | 0 | 0 | 0 | 0 | 0 | [14 empty] | 0 | 0 | 0 | 0 | 0 | 0 | 0 | 0 | 0 | 0 | 0 | 0 | 0 | 0
PG&E Kern Study Area | Semitropic | 115 | 0 | 0 | 0 | 0 |  |  |  |  | 4.66 | 0 | 0 | 0 | 0 | 0 | 1 | [14 empty] | 0 | 0 | 0 | 0 | 0 | 0 | 0 | 0 | 4.66 | 0 | 0 | 0 | 0 | 0
SCE Metro Study Area | Serrano | 500 | 0 | 0 | 0 | 0 |  |  |  |  | 0 | 0 | 0 | 0 | 0 | 0 | 0 | [14 empty] | 0 | 0 | 0 | 0 | 0 | 0 | 0 | 0 | 0 | 0 | 0 | 0 | 0 | 0
SCE Metro Study Area | Serrano | 230 | 0 | 0 | 0 | 0 |  |  |  |  | 0 | 0 | 0 | 0 | 0 | 0 | 0 | [14 empty] | 0 | 0 | 0 | 0 | 0 | 0 | 0 | 0 | 0 | 0 | 0 | 0 | 0 | 0
SDG&E Study Area | Shadowridge | 138 | 0 | 0 | 0 | 0 |  |  |  |  | 0 | 0 | 0 | 0 | 0 | 0 | 0 | [14 empty] | 0 | 0 | 0 | 0 | 0 | 0 | 0 | 0 | 0 | 0 | 0 | 0 | 0 | 0
PG&E Kern Study Area | Shafter | 115 | 0 | 0 | 0 | 0 |  |  |  |  | 2.25 | 0 | 0 | 0 | 0 | 0 | 1 | [14 empty] | 0 | 0 | 0 | 0 | 0 | 0 | 0 | 0 | 2.25 | 0 | 0 | 0 | 0 | 0
PG&E North of Greater Bay Study Area | Shiloh II | 230 | 0 | 0 | 0 | 0 |  |  |  |  | 0 | 0 | 0 | 0 | 0 | 0 | 0 | [14 empty] | 0 | 0 | 0 | 0 | 0 | 0 | 0 | 0 | 0 | 0 | 0 | 0 | 0 | 0
PG&E North of Greater Bay Study Area | Silverado | 115 | 0 | 0 | 0 | 0 |  |  |  |  | 0 | 0 | 0 | 0 | 0 | 0 | 0 | [14 empty] | 0 | 0 | 0 | 0 | 0 | 0 | 0 | 0 | 0 | 0 | 0 | 0 | 0 | 0
SDG&E Study Area | Silvergate | 230 | 0 | 0 | 0 | 0 |  |  |  |  | 0 | 0 | 0 | 100 | 0 | 0 | 1 | [14 empty] | 0 | 0 | 0 | 0 | 0 | 0 | 0 | 0 | 0 | 0 | 0 | 100 | 0 | 0
PG&E Kern Study Area | Sisquoc | 115 | 0 | 0 | 0 | 0 |  |  |  |  | 0 | 0 | 0 | 0 | 0 | 0 | 0 | [14 empty] | 0 | 0 | 0 | 0 | 0 | 0 | 0 | 0 | 0 | 0 | 0 | 0 | 0 | 0
East of Pisgah Study Area | Sloan Canyon | 230 | 0 | 0 | 0 | 0 |  |  |  |  | 0 | 0 | 0 | 0 | 0 | 0 | 0 |  |  | 410 | [11 empty] | 0 | 0 | 410 | 0 | 0 | 0 | 0 | 0 | 0 | 0 | 0 | 0 | 0 | 0
PG&E Kern Study Area | Smyrna | 115 | 0 | 0 | 0 | 0 |  |  |  |  | 0 | 0 | 0 | 0 | 0 | 0 | 0 | [8 empty] | 6.1 | [5 empty] | 0 | 0 | 0 | 0 | 0 | 0 | 0 | 0 | 6.1 | 0 | 0 | 0 | 0 | 0
PG&E Greater Bay Study Area | Sobrante | 115 | 0 | 0 | 0 | 0 |  |  |  |  | 0 | 0 | 0 | 0 | 0 | 0 | 0 | [8 empty] | 5 | [5 empty] | 0 | 0 | 0 | 0 | 0 | 0 | 0 | 0 | 5 | 0 | 0 | 0 | 0 | 0
PG&E Kern Study Area | Solar SS | 230 | 0 | 0 | 0 | 0 |  |  |  |  | 0 | 0 | 0 | 0 | 0 | 0 | 0 | [14 empty] | 0 | 0 | 0 | 0 | 0 | 0 | 0 | 0 | 0 | 0 | 0 | 0 | 0 | 0
SCE Northern Area | Springville | 230 | 0 | 0 | 0 | 0 |  |  |  |  | 0 | 0 | 0 | 225 | 0 | 0 | 1 | [14 empty] | 0 | 0 | 0 | 0 | 0 | 0 | 0 | 0 | 0 | 0 | 0 | 225 | 0 | 0
PG&E Greater Bay Study Area | Stagg | 230 | 0 | 0 | 0 | 0 |  |  |  |  | 0 | 0 | 0 | 0 | 0 | 0 | 0 | [14 empty] | 0 | 0 | 0 | 0 | 0 | 0 | 0 | 0 | 0 | 0 | 0 | 0 | 0 | 0
PG&E Greater Bay Study Area | Std Oil | 115 | 0 | 0 | 0 | 0 |  |  |  |  | 0 | 0 | 0 | 0 | 0 | 0 | 0 | [14 empty] | 0 | 0 | 0 | 0 | 0 | 0 | 0 | 0 | 0 | 0 | 0 | 0 | 0 | 0
PG&E Kern Study Area | Stockdale | 230 | 0 | 0 | 0 | 0 |  |  |  |  | 0 | 0 | 0 | 0 | 0 | 0 | 0 | [14 empty] | 0 | 0 | 0 | 0 | 0 | 0 | 0 | 0 | 0 | 0 | 0 | 0 | 0 | 0
PG&E Kern Study Area | Stockdale | 115 | 0 | 0 | 0 | 0 |  |  |  |  | 0 | 0 | 0 | 0 | 0 | 0 | 0 | [8 empty] | 1.7 | [5 empty] | 0 | 0 | 0 | 0 | 0 | 0 | 0 | 0 | 1.7 | 0 | 0 | 0 | 0 | 0
PG&E Fresno Study Area | Storey | 230 | 0 | 0 | 0 | 0 |  |  |  |  | 0 | 0 | 0 | 0 | 0 | 0 | 0 | [14 empty] | 0 | 0 | 0 | 0 | 0 | 0 | 0 | 0 | 0 | 0 | 0 | 0 | 0 | 0
PG&E North of Greater Bay Study Area | Summit | 115 | 0 | 0 | 0 | 0 |  |  |  |  | 0 | 0 | 0 | 0 | 0 | 0 | [15 empty] | 0 | 0 | 0 | 0 | 0 | 0 | 0 | 0 | 0 | 0 | 0 | 0 | 0 | 0
SDG&E Study Area | Suncrest | 500 | 0 | 0 | 0 | 0 |  |  |  |  | 0 | 0 | 0 | 0 | 0 | 0 | 0 | [14 empty] | 0 | 0 | 0 | 0 | 0 | 0 | 0 | 0 | 0 | 0 | 0 | 0 | 0 | 0
SDG&E Study Area | Suncrest | 230 | 0 | 0 | 0 | 0 |  |  |  |  | 0 | 0 | 0 | 0 | 0 | 0 | 0 | [14 empty] | 0 | 0 | 0 | 0 | 0 | 0 | 0 | 0 | 0 | 0 | 0 | 0 | 0 | 0
SDG&E Study Area | New Sub - Suncrest - Ocotillo (Proposed) | 500 | 0 | 0 | 0 | 0 |  |  |  |  | 0 | 0 | 0 | 0 | 0 | 0 | 0 | [14 empty] | 0 | 0 | 0 | 0 | 0 | 0 | 0 | 0 | 0 | 0 | 0 | 0 | 0 | 0
PG&E Kern Study Area | Sunset | 230 | 0 | 0 | 0 | 0 |  |  |  |  | 0 | 0 | 0 | 0 | 0 | 0 | 0 | [14 empty] | 0 | 0 | 0 | 0 | 0 | 0 | 0 | 0 | 0 | 0 | 0 | 0 | 0 | 0
PG&E Kern Study Area | Surf | 115 | 0 | 0 | 0 | 0 |  |  |  |  | 0 | 0 | 0 | 0 | 0 | 0 | 0 | [14 empty] | 0 | 0 | 0 | 0 | 0 | 0 | 0 | 0 | 0 | 0 | 0 | 0 | 0 | 0
SDG&E Study Area | Sycamore Canyon | 230 | 0 | 0 | 0 | 0 |  |  |  |  | 0 | 0 | 0 | 0 | 0 | 0 | 0 | [13 empty] | 299 | 0 | 0 | 0 | 0 | 0 | 0 | 0 | 0 | 0 | 0 | 0 | 0 | 0 | 299
SDG&E Study Area | Sycamore Canyon | 138 | 0 | 0 | 0 | 0 |  |  |  |  | 0 | 0 | 0 | 0 | 0 | 0 | 0 | [14 empty] | 0 | 0 | 0 | 0 | 0 | 0 | 0 | 0 | 0 | 0 | 0 | 0 | 0 | 0
SCE Metro Study Area | Sylmar | 230 | 0 | 0 | 0 | 0 |  |  |  |  | 0 | 0 | 0 | 0 | 0 | 0 | 0 | [14 empty] | 0 | 0 | 0 | 0 | 0 | 0 | 0 | 0 | 0 | 0 | 0 | 0 | 0 | 0
PG&E North of Greater Bay Study Area | Table Mountain | 500 | 0 | 0 | 0 | 0 |  |  |  |  | 0 | 0 | 0 | 0 | 0 | 0 | 0 | [14 empty] | 0 | 0 | 0 | 0 | 0 | 0 | 0 | 0 | 0 | 0 | 0 | 0 | 0 | 0
PG&E North of Greater Bay Study Area | Table Mountain | 230 | 0 | 0 | 0 | 0 |  |  |  |  | 3 | 0 | 0 | 0 | 0 | 0 | 1 | [14 empty] | 0 | 0 | 0 | 0 | 0 | 0 | 0 | 0 | 3 | 0 | 0 | 0 | 0 | 0
PG&E Kern Study Area | Taft | 115 | 0 | 0 | 0 | 0 |  |  |  |  | 0 | 0 | 0 | 0 | 0 | 0 | 0 | [8 empty] | 13 | [5 empty] | 0 | 0 | 0 | 0 | 0 | 0 | 0 | 0 | 13 | 0 | 0 | 0 | 0 | 0
SDG&E Study Area | Talega | 230 | 0 | 0 | 0 | 0 |  |  |  |  | 0 | 0 | 0 | 0 | 0 | 0 | 0 | [11 empty] | 0 |  |  | 0 | 0 | 0 | 0 | 0 | 0 | 0 | 0 | 0 | 0 | 0 | 0 | 0 | 0
SDG&E Study Area | Talega | 138 | 0 | 0 | 0 | 0 |  |  |  |  | 0 | 0 | 0 | 0 | 0 | 0 | 0 | [14 empty] | 0 | 0 | 0 | 0 | 0 | 0 | 0 | 0 | 0 | 0 | 0 | 0 | 0 | 0
PG&E Greater Bay Study Area | Tassajara | 230 | 0 | 0 | 0 | 0 |  |  |  |  | 0 | 0 | 0 | 0 | 0 | 0 | 0 | [14 empty] | 0 | 0 | 0 | 0 | 0 | 0 | 0 | 0 | 0 | 0 | 0 | 0 | 0 | 0
PG&E Kern Study Area | Temblor | 115 | 0 | 0 | 0 | 0 |  |  |  |  | 0 | 0 | 0 | 0 | 0 | 0 | 0 | [14 empty] | 0 | 0 | 0 | 0 | 0 | 0 | 0 | 0 | 0 | 0 | 0 | 0 | 0 | 0
PG&E Kern Study Area | Templeton | 230 | 0 | 0 | 0 | 0 |  |  |  |  | 0 | 0 | 0 | 0 | 0 | 0 | 0 |  |  | 75 | [11 empty] | 0 | 0 | 75 | 0 | 0 | 0 | 0 | 0 | 0 | 0 | 0 | 0 | 0 | 0
PG&E Greater Bay Study Area | Tesla | 500 | 0 | 0 | 0 | 0 |  |  |  |  | 0 | 0 | 0 | 0 | 0 | 0 | 0 |  |  | 400 | [11 empty] | 0 | 0 | 400 | 0 | 0 | 0 | 0 | 0 | 0 | 0 | 0 | 0 | 0 | 0
PG&E Greater Bay Study Area | Tesla | 230 | 0 | 0 | 0 | 0 |  |  |  |  | 0 | 0 | 0 | 0 | 0 | 0 | 0 |  |  | 130 | 45 | [10 empty] | 0 | 0 | 130 | 45 | 0 | 0 | 0 | 0 | 0 | 0 | 0 | 0 | 0 | 0
PG&E Greater Bay Study Area | Tesla | 115 | 0 | 0 | 0 | 0 |  |  |  |  | 0 | 0 | 0 | 0 | 0 | 0 | 0 | [14 empty] | 0 | 0 | 0 | 0 | 0 | 0 | 0 | 0 | 0 | 0 | 0 | 0 | 0 | 0
PG&E Kern Study Area | Tevis | 115 | 0 | 0 | 0 | 0 |  |  |  |  | 0 | 0 | 0 | 0 | 0 | 0 | 0 | [14 empty] | 0 | 0 | 0 | 0 | 0 | 0 | 0 | 0 | 0 | 0 | 0 | 0 | 0 | 0
East of Pisgah Study Area | Thousandaire | 138 | 0 | 0 | 0 | 0 |  |  |  |  | 0 | 0 | 0 | 0 | 0 | 0 | 0 | [14 empty] | 0 | 0 | 0 | 0 | 0 | 0 | 0 | 0 | 0 | 0 | 0 | 0 | 0 | 0
SCE North of Lugo Study Area | Tortilla | 115 | 0 | 0 | 0 | 0 |  |  |  |  | 3 | 0 | 0 | 0 | 0 | 0 | 1 | [14 empty] | 0 | 0 | 0 | 0 | 0 | 0 | 0 | 0 | 3 | 0 | 0 | 0 | 0 | 0
SDG&E Study Area | Trabuco | 138 | 0 | 0 | 0 | 0 |  |  |  |  | 0 | 0 | 0 | 0 | 0 | 0 | 0 | [14 empty] | 0 | 0 | 0 | 0 | 0 | 0 | 0 | 0 | 0 | 0 | 0 | 0 | 0 | 0
PG&E Greater Bay Study Area | Tracy | 500 | 0 | 0 | 0 | 0 |  |  |  |  | 0 | 0 | 0 | 0 | 0 | 0 | 0 | [14 empty] | 0 | 0 | 0 | 0 | 0 | 0 | 0 | 0 | 0 | 0 | 0 | 0 | 0 | 0
PG&E Greater Bay Study Area | Tracy | 230 | 0 | 5 | 0 | 0 |  |  |  |  | 0 | 0 | 0 | 0 | 0 | 0 | 1 | [14 empty] | 0 | 5 | 0 | 0 | 0 | 0 | 0 | 0 | 0 | 0 | 0 | 0 | 0 | 0
PG&E Fresno Study Area | Tranquility | 230 | 0 | 0 | 0 | 0 |  |  |  |  | 0 | 360 | 40 | 502.5 | 0 | 0 | 1 | [9 empty] | 0 | 200 |  | 49 |  | 0 | 0 | 0 | 0 | 0 | 0 | 0 | 0 | 0 | 360 | 240 | 502.5 | 49 | 0
East of Pisgah Study Area | Trout Canyon | 230 | 0 | 0 | 0 | 0 |  |  |  |  | 0 | 125 | 35 | 145 | 0 | 0 | 1 | [9 empty] | 440 | 230 | 160 | 130 |  | 0 | 0 | 0 | 0 | 0 | 0 | 0 | 0 | 0 | 565 | 265 | 305 | 130 | 0
PG&E North of Greater Bay Study Area | Tulucay | 230 | 0 | 0 | 0 | 0 |  |  |  |  | 0.65 | 0 | 0 | 0 | 0 | 0 | 1 | [9 empty] | 25 |  |  |  |  | 0 | 0 | 0 | 0 | 0 | 0 | 0 | 0 | 0.65 | 25 | 0 | 0 | 0 | 0
PG&E Kern Study Area | Tupman | 115 | 0 | 0 | 0 | 0 |  |  |  |  | 0 | 0 | 0 | 0 | 0 | 0 | 0 | [14 empty] | 0 | 0 | 0 | 0 | 0 | 0 | 0 | 0 | 0 | 0 | 0 | 0 | 0 | 0
PG&E North of Greater Bay Study Area | Ukiah | 115 | 0 | 0 | 0 | 0 |  |  |  |  | 0 | 0 | 0 | 0 | 0 | 0 | 0 |  | 1 | [12 empty] | 0 | 1 | 0 | 0 | 0 | 0 | 0 | 0 | 0 | 0 | 0 | 0 | 0 | 0
PG&E North of Greater Bay Study Area | Vaca Dixon | 500 | 0 | 0 | 0 | 0 |  |  |  |  | 0 | 0 | 0 | 0 | 0 | 0 | 0 | [14 empty] | 0 | 0 | 0 | 0 | 0 | 0 | 0 | 0 | 0 | 0 | 0 | 0 | 0 | 0
PG&E North of Greater Bay Study Area | Vaca Dixon | 230 | 0 | 0 | 0 | 0 |  |  |  |  | 0 | 0 | 0 | 0 | 0 | 0 | 0 | [14 empty] | 0 | 0 | 0 | 0 | 0 | 0 | 0 | 0 | 0 | 0 | 0 | 0 | 0 | 0
PG&E North of Greater Bay Study Area | Vaca Dixon | 115 | 0 | 0 | 0 | 0 |  |  |  |  | 0 | 0 | 0 | 0 | 0 | 0 | 0 | [14 empty] | 0 | 0 | 0 | 0 | 0 | 0 | 0 | 0 | 0 | 0 | 0 | 0 | 0 | 0
SCE Eastern Study Area | Valley (SCE) | 500 | 0 | 0 | 0 | 0 |  |  |  |  | 0 | 0 | 0 | 770 | 0 | 0 | 1 | [14 empty] | 0 | 0 | 0 | 0 | 0 | 0 | 0 | 0 | 0 | 0 | 0 | 770 | 0 | 0
East of Pisgah Study Area | Valley (VEA) | 138 | 0 | 0 | 0 | 0 |  |  |  |  | 0 | 0 | 0 | 0 | 0 | 0 | 0 | [14 empty] | 0 | 0 | 0 | 0 | 0 | 0 | 0 | 0 | 0 | 0 | 0 | 0 | 0 | 0
PG&E Greater Bay Study Area | Valley Home | 115 | 0 | 0 | 0 | 0 |  |  |  |  | 0 | 0 | 0 | 0 | 0 | 0 | 0 | [14 empty] | 0 | 0 | 0 | 0 | 0 | 0 | 0 | 0 | 0 | 0 | 0 | 0 | 0 | 0
East of Pisgah Study Area | Valley Switch | 138 | 0 | 0 | 0 | 0 |  |  |  |  | 0 | 0 | 0 | 0 | 0 | 0 | 0 | [14 empty] | 0 | 0 | 0 | 0 | 0 | 0 | 0 | 0 | 0 | 0 | 0 | 0 | 0 | 0
PG&E Greater Bay Study Area | Vasona | 230 | 0 | 0 | 0 | 0 |  |  |  |  | 0 | 0 | 0 | 0 | 0 | 0 | 0 | [14 empty] | 0 | 0 | 0 | 0 | 0 | 0 | 0 | 0 | 0 | 0 | 0 | 0 | 0 | 0
SCE Northern Area | Vestal | 230 | 0 | 0 | 0 | 0 |  |  |  |  | 0 | 0 | 50 | 190 | 0 | 0 | 1 | [9 empty] | 205 |  |  |  |  | 0 | 0 | 0 | 0 | 0 | 0 | 0 | 0 | 0 | 205 | 50 | 190 | 0 | 0
SCE North of Lugo Study Area | Victor | 230 | 0 | 0 | 0 | 0 |  |  |  |  | 0 | 0 | 0 | 0 | 0 | 0 | 0 | [14 empty] | 0 | 0 | 0 | 0 | 0 | 0 | 0 | 0 | 0 | 0 | 0 | 0 | 0 | 0
SCE North of Lugo Study Area | Victor | 115 | 0 | 0 | 0 | 0 |  |  |  |  | 0 | 0 | 0 | 0 | 0 | 0 | 0 | [14 empty] | 0 | 0 | 0 | 0 | 0 | 0 | 0 | 0 | 0 | 0 | 0 | 0 | 0 | 0
0 | Victorville (LDWP) | 500 | 0 | 0 | 0 | 0 |  |  |  |  | 0 | 0 | 0 | 0 | 0 | 0 | 0 | [14 empty] | 0 | 0 | 0 | 0 | 0 | 0 | 0 | 0 | 0 | 0 | 0 | 0 | 0 | 0
SCE Metro Study Area | Viejo | 230 | 0 | 0 | 0 | 0 |  |  |  |  | 0 | 0 | 0 | 0 | 0 | 0 | 0 | [14 empty] | 0 | 0 | 0 | 0 | 0 | 0 | 0 | 0 | 0 | 0 | 0 | 0 | 0 | 0
PG&E Greater Bay Study Area | Vierra | 115 | 0 | 0 | 0 | 0 |  |  |  |  | 0 | 0 | 0 | 0 | 0 | 0 | 0 | [14 empty] | 0 | 0 | 0 | 0 | 0 | 0 | 0 | 0 | 0 | 0 | 0 | 0 | 0 | 0
SCE Metro Study Area | Villa Park | 230 | 0 | 0 | 0 | 0 |  |  |  |  | 0 | 0 | 0 | 0 | 0 | 0 | 0 | [14 empty] | 0 | 0 | 0 | 0 | 0 | 0 | 0 | 0 | 0 | 0 | 0 | 0 | 0 | 0
SCE Northern Area | Vincent | 500 | 0 | 0 | 0 | 0 |  |  |  |  | 0 | 0 | 0 | 0 | 0 | 0 | 0 | [14 empty] | 0 | 0 | 0 | 0 | 0 | 0 | 0 | 0 | 0 | 0 | 0 | 0 | 0 | 0
SCE Northern Area | Vincent | 230 | 0 | 0 | 0 | 0 |  |  |  |  | 0 | 0 | 0 | 399 | 0 | 0 | 1 | [10 empty] | 400 | 100 | 20.5 |  | 0 | 0 | 0 | 0 | 0 | 0 | 0 | 0 | 0 | 0 | 400 | 499 | 20.5 | 0
PG&E Greater Bay Study Area | Vineyard | 230 | 0 | 0 | 0 | 0 |  |  |  |  | 0 | 0 | 0 | 0 | 0 | 0 | 0 | [14 empty] | 0 | 0 | 0 | 0 | 0 | 0 | 0 | 0 | 0 | 0 | 0 | 0 | 0 | 0
SCE Eastern Study Area | Vista (SCE) | 230 | 0 | 2.6 | 0 | 0 |  |  |  |  | 0 | 0 | 0 | 200 | 0 | 0 | 1 | [14 empty] | 0 | 2.6 | 0 | 0 | 0 | 0 | 0 | 0 | 0 | 0 | 0 | 200 | 0 | 0
East of Pisgah Study Area | Vista (VEA) | 138 | 0 | 0 | 0 | 0 |  |  |  |  | 0 | 0 | 0 | 0 | 0 | 0 | 0 | [14 empty] | 0 | 0 | 0 | 0 | 0 | 0 | 0 | 0 | 0 | 0 | 0 | 0 | 0 | 0
SCE Metro Study Area | Walnut | 230 | 0 | 0 | 0 | 0 |  |  |  |  | 0 | 0 | 0 | 0 | 0 | 0 | 0 | [11 empty] | 200 |  |  | 0 | 0 | 0 | 0 | 0 | 0 | 0 | 0 | 0 | 0 | 0 | 200 | 0 | 0
SCE Northern Area | Warne | 230 | 0 | 0 | 0 | 0 |  |  |  |  | 0 | 0 | 0 | 0 | 0 | 0 | 0 | [14 empty] | 0 | 0 | 0 | 0 | 0 | 0 | 0 | 0 | 0 | 0 | 0 | 0 | 0 | 0
PG&E Fresno Study Area | Warnerville | 230 | 0 | 0 | 0 | 0 |  |  |  |  | 0 | 0 | 0 | 0 | 0 | 0 | 0 | [14 empty] | 0 | 0 | 0 | 0 | 0 | 0 | 0 | 0 | 0 | 0 | 0 | 0 | 0 | 0
PG&E Fresno Study Area | Waukena | 115 | 0 | 0 | 0 | 0 |  |  |  |  | 0 | 0 | 0 | 0 | 0 | 0 | 0 | [14 empty] | 0 | 0 | 0 | 0 | 0 | 0 | 0 | 0 | 0 | 0 | 0 | 0 | 0 | 0
PG&E Greater Bay Study Area | Weber | 230 | 0 | 0 | 0 | 0 |  |  |  |  | 0 | 0 | 0 | 0 | 0 | 0 | 0 | [14 empty] | 0 | 0 | 0 | 0 | 0 | 0 | 0 | 0 | 0 | 0 | 0 | 0 | 0 | 0
PG&E Fresno Study Area | West Fresno | 115 | 0 | 0 | 0 | 0 |  |  |  |  | 0 | 0 | 0 | 0 | 0 | 0 | 0 | [14 empty] | 0 | 0 | 0 | 0 | 0 | 0 | 0 | 0 | 0 | 0 | 0 | 0 | 0 | 0
PG&E Fresno Study Area | Westley | 230 | 0 | 0 | 0 | 0 |  |  |  |  | 0 | 0 | 0 | 0 | 0 | 0 | 0 | [14 empty] | 0 | 0 | 0 | 0 | 0 | 0 | 0 | 0 | 0 | 0 | 0 | 0 | 0 | 0
PG&E Fresno Study Area | New Sub - Westley - Quinto (Proposed) | 230 | 0 | 0 | 0 | 0 |  |  |  |  | 0 | 0 | 0 | 0 | 0 | 0 | 0 | [14 empty] | 0 | 0 | 0 | 0 | 0 | 0 | 0 | 0 | 0 | 0 | 0 | 0 | 0 | 0
PG&E Kern Study Area | Westpark | 115 | 0 | 0 | 0 | 0 |  |  |  |  | 0 | 0 | 0 | 0 | 0 | 0 | 0 | [14 empty] | 0 | 0 | 0 | 0 | 0 | 0 | 0 | 0 | 0 | 0 | 0 | 0 | 0 | 0
PG&E Kern Study Area | Wheeler Ridge | 230 | 0 | 0 | 0 | 0 |  |  |  |  | 0 | 200 | 0 | 0 | 0 | 0 | 1 | [10 empty] | 50 |  |  |  | 0 | 0 | 0 | 0 | 0 | 0 | 0 | 0 | 0 | 200 | 50 | 0 | 0 | 0
PG&E Kern Study Area | New Sub - Midway - Wheeler Ridge (Proposed) | 230 | 0 | 0 | 0 | 0 |  |  |  |  | 0 | 0 | 150 | 92 | 0 | 0 | 1 | [14 empty] | 0 | 0 | 0 | 0 | 0 | 0 | 0 | 0 | 0 | 0 | 150 | 92 | 0 | 0
SCE Northern Area | Whirlwind | 230 | 0 | 0 | 0 | 0 |  |  |  |  | 0 | 174 | 251 | 663 | 0 | 200 | 1 |  |  | 200 | [6 empty] | 50 |  |  |  | 281 | 0 | 0 | 200 | 0 | 0 | 0 | 0 | 0 | 0 | 224 | 251 | 663 | 0 | 481
SCE Northern Area | Whirlwind | 500 | 0 | 0 | 0 | 0 |  |  |  |  | 0 | 0 | 0 | 0 | 0 | 0 | 0 | [14 empty] | 0 | 0 | 0 | 0 | 0 | 0 | 0 | 0 | 0 | 0 | 0 | 0 | 0 | 0
PG&E Fresno Study Area | Wilson | 230 | 0 | 0 | 0 | 0 |  |  |  |  | 0 | 0 | 0 | 0 | 0 | 0 | 0 | [14 empty] | 0 | 0 | 0 | 0 | 0 | 0 | 0 | 0 | 0 | 0 | 0 | 0 | 0 | 0
PG&E Fresno Study Area | Wilson | 115 | 0 | 0 | 0 | 0 |  |  |  |  | 0 | 0 | 0 | 0 | 0 | 0 | 0 |  | 2 | [12 empty] | 0 | 2 | 0 | 0 | 0 | 0 | 0 | 0 | 0 | 0 | 0 | 0 | 0 | 0
PG&E Kern Study Area | Windgap PP | 230 | 0 | 0 | 0 | 0 |  |  |  |  | 0 | 0 | 0 | 0 | 0 | 0 | 0 | [14 empty] | 0 | 0 | 0 | 0 | 0 | 0 | 0 | 0 | 0 | 0 | 0 | 0 | 0 | 0
SCE Northern Area | Windhub | 230 | 0 | 0 | 0 | 0 |  |  |  |  | 0 | 0 | 500 | 500 | 0 | 0 | 1 |  |  | 74 | [6 empty] | 140 | 100 | 50 | 25 |  | 0 | 0 | 74 | 0 | 0 | 0 | 0 | 0 | 0 | 140 | 600 | 550 | 25 | 0
SCE Northern Area | Windhub | 500 | 0 | 0 | 0 | 0 |  |  |  |  | 0 | 0 | 0 | 0 | 0 | 0 | 0 | [9 empty] | 775 |  |  |  |  | 0 | 0 | 0 | 0 | 0 | 0 | 0 | 0 | 0 | 775 | 0 | 0 | 0 | 0
PG&E North of Greater Bay Study Area | Woodland | 115 | 0 | 0 | 0 | 0 |  |  |  |  | 0 | 0 | 12 | 0 | 0 | 0 | 1 | [8 empty] | 1.5 | [5 empty] | 0 | 0 | 0 | 0 | 0 | 0 | 0 | 0 | 1.5 | 0 | 12 | 0 | 0 | 0
PG&E North of Greater Bay Study Area | Wyandotte | 115 | 0 | 0 | 0 | 0 |  |  |  |  | 0 | 0 | 0 | 0 | 0 | 0 | 0 |  | 3.6 | [6 empty] | 3.5 | [5 empty] | 0 | 3.6 | 0 | 0 | 0 | 0 | 0 | 0 | 3.5 | 0 | 0 | 0 | 0 | 0

## 2034_Summary
Summary Comparison to 23-24 TPP Base Case
RESOLVE Resource Name | Resource Type | Portfolio Resource Summary (2034) | In-Development Resources |  |  | Mapped Generic (2034) |  |  | Total (2034) |  |  | Incremental to 2030 |  |  |  | 23-24 TPP (2035) New Baseline substracted |  |  | In Baseline, online after 1/1/2022 and contracted Res. not in Tx Constraints |  |  | 23-24 TPP Total Resource (2035) online after 1/1/22
|  | TOTAL | FCDS | EODS | Total | FCDS | EODS | Total | FCDS | EODS | Total | FCDS | EODS | Total |  | FCDS | EODS | Total | FCDS | EODS | Total | FCDS | EODS | TOTAL
InState Biomass | Biomass/Biogas | 171 | 22.195 | 0 | 22.195 | 148.82 | 0 | 148.82 | 171.015 | 0 | 171.015 | 0 | 0 | 0 |  | 127.444 |  | 127.444 | 6.6 | 0 | 6.6 | 134.044 | 0 | 134.044
Central_Nevada_Geothermal | Geothermal | 40 | 0 | 0 | 0 | 450 | 0 | 450 | 450 | 0 | 450 | 0 | 0 | 0 |  | 500 |  | 500 | 0 | 0 | 0 | 500 | 0 | 500
Greater_Imperial_Geothermal | Geothermal | 1238.6 | 0 | 0 | 0 | 790 | 0 | 790 | 790 | 0 | 790 | 40 | 0 | 40 |  | 805 |  | 805 | 95 | 0 | 95 | 900 | 0 | 900
Inyokern_North_Kramer_Geothermal | Geothermal | 7.1 | 0 | 0 | 0 | 0 | 0 | 0 | 0 | 0 | 0 | 0 | 0 | 0 |  | -0.7 |  | -0.7 | 53.7 | 0 | 53.7 | 53 | 0 | 53
Northern_California_Geothermal | Geothermal | 314.3 | 32 | 0 | 32 | 75 | 0 | 75 | 107 | 0 | 107 | 30 | 0 | 30 |  | 118.2 |  | 118.2 | 20.8 | 0 | 20.8 | 139 | 0 | 139
Northern_Nevada_Geothermal | Geothermal | 0 | 0 | 0 | 0 | 240 | 0 | 240 | 240 | 0 | 240 | 0 | 0 | 0 |  | 305 |  | 305 | 40 | 0 | 40 | 345 | 0 | 345
Pacific_Northwest_Geothermal | Geothermal | 13 | 0 | 0 | 0 | 0 | 0 | 0 | 0 | 0 | 0 | 0 | 0 | 0 |  | 0 |  | 0 | 0 | 0 | 0 | 0 | 0 | 0
Utah_Geothermal | Geothermal | 0 | 26 | 0 | 26 | 0 | 0 | 0 | 26 | 0 | 26 | 0 | 0 | 0 |  | 11.8 |  | 11.8 | 88.2 | 0 | 88.2 | 100 | 0 | 100
Distributed Solar | Solar | 0 | 97.5365 | 0 | 97.5365 | 96.9 | 0 | 96.9 | 194.4365 | 0 | 194.4365 | 0 | 0 | 0 |  | 86.038 |  | 86.038 | 39 | 0 | 39 | 125.038 | 0 | 125.038
Arizona_Solar | Solar | 3243.335 | 10 | 840 | 850 | 600 | 1400 | 2000 | 610 | 2240 | 2850 | 0 | 0 | 0 |  | 1497.5 | 2947 | 4444.5 | 52.5 | 0 | 52.5 | 1550 | 2947 | 4497
Greater_Imperial_Solar | Solar | 39 | 0 | 110 | 110 | 0 | 72 | 72 | 0 | 182 | 182 | 0 | 0 | 0 |  | 0 | 711 | 711 | 120 | 132 | 252 | 120 | 843 | 963
Greater_Kramer_Solar | Solar | 1012.315 | 282 | 250 | 532 | 390 | 660 | 1050 | 672 | 910 | 1582 | 150 | 250 | 400 |  | 611 | 1316.9557 | 1927.9557 | 599 | 33 | 632 | 1210 | 1349.9557 | 2559.9557
Greater_LA_Solar | Solar | 0 | 0 | 23 | 23 | 0 | 0 | 0 | 0 | 23 | 23 | 0 | 0 | 0 |  | 125 | 625 | 750 | 0 | 0 | 0 | 125 | 625 | 750
Northern_California_Solar | Solar | 126 | 0 | 139.6 | 139.6 | 105 | 150 | 255 | 105 | 289.6 | 394.6 | 0 | 0 | 0 |  | 678.79 | 1047.2446 | 1726.0346 | 6.21 | 14.11 | 20.32 | 685 | 1061.3546 | 1746.3546
Riverside_Solar | Solar | 659 | 400 | 1008.5 | 1408.5 | 0 | 0 | 0 | 400 | 1008.5 | 1408.5 | 0 | 0 | 0 |  | 1025.6965 | 3447.6035 | 4473.3 | 456.6 | 631 | 1087.6 | 1482.2965 | 4078.6035 | 5560.9
Southern_NV_Eldorado_Solar | Solar | 4665.332 | 125 | 335 | 460 | 950 | 1030 | 1980 | 1075 | 1365 | 2440 | 0 | 800 | 800 |  | 2032 | 2786 | 4818 | 125 | 0 | 125 | 2157 | 2786 | 4943
Southern_PGAE_Solar | Solar | 1586.295 | 1628 | 415.5 | 2043.5 | 501 | 1700 | 2201 | 2129 | 2115.5 | 4244.5 | 0 | 200 | 200 |  | 3092.6 | 4733.4354 | 7826.0354 | 469.9 | 5 | 474.9 | 3562.5 | 4738.4354 | 8300.9354
Tehachapi_Solar | Solar | 5063.723 | 230 | 801 | 1031 | 1331 | 717 | 2048 | 1561 | 1518 | 3079 | 0 | 217 | 217 |  | 1836.7 | 4330.5 | 6167.2 | 1604.8 | 66 | 1670.8 | 3441.5 | 4396.5 | 7838
Baja_California_Wind | Wind | 1572.82 | 0 | 0 | 0 | 1000 | 600 | 1600 | 1000 | 600 | 1600 | 800 | 200 | 1000 |  | 0 | 360 | 360 | 105 | 0 | 105 | 105 | 360 | 465
Central_Valley_North_Los_Banos_Wind | Wind | 32 | 0 | 0 | 0 | 260 | 5 | 265 | 260 | 5 | 265 | 200 | 0 | 200 |  | 73.6 | 0 | 73.6 | 76.4 | 0 | 76.4 | 150 | 0 | 150
Greater_Imperial_Wind | Wind | 133.205 | 0 | 0 | 0 | 460 | 100 | 560 | 460 | 100 | 560 | 400 | 100 | 500 |  | 135 | 0 | 135 | 0 | 0 | 0 | 135 | 0 | 135
Greater_Kramer_Wind | Wind |  | 0 | 0 | 0 | 550 | 100 | 650 | 550 | 100 | 650 | 150 | 50 | 200 |  | 0 | 0 | 0 | 0 | 0 | 0 | 0 | 0 | 0
Humboldt_Wind | Wind |  | 0 | 0 | 0 | 0 | 0 | 0 | 0 | 0 | 0 | 0 | 0 | 0 |  | 0 | 0 | 0 | 0 | 0 | 0 | 0 | 0 | 0
Kern_Greater_Carrizo_Wind | Wind |  | 0 | 0 | 0 | 275 | 10 | 285 | 275 | 10 | 285 | 0 | 0 | 0 |  | 262.6 | 0 | 262.6 | 91.2 | 0 | 91.2 | 353.8 | 0 | 353.8
Northern_California_Wind | Wind | 849 | 0 | 0 | 0 | 551.5 | 209.5 | 761 | 551.5 | 209.5 | 761 | 165.5 | 104.5 | 270 |  | 230 | 108.5 | 338.5 | 0 | 0 | 0 | 230 | 108.5 | 338.5
Riverside_Palm_Springs_Wind | Wind |  | 0 | 0 | 0 | 499 | 100 | 599 | 499 | 100 | 599 | 0 | 0 | 0 |  | -92.3 | 20 | -72.3 | 93.6 | 0 | 93.6 | 1.3 | 20 | 21.3
Solano_Wind | Wind | 375 | 0 | 0 | 0 | 785 | 200 | 985 | 785 | 200 | 985 | 0 | 0 | 0 |  | 536.8 | 75 | 611.8 | 134.8 | 0 | 134.8 | 671.6 | 75 | 746.6
Southern_NV_Eldorado_Wind | Wind | 5011.212 | 0 | 0 | 0 | 1610 | 200 | 1810 | 1610 | 200 | 1810 | 100 | 200 | 300 |  | 353 | 0 | 353 | 350 | 0 | 350 | 703 | 0 | 703
Tehachapi_Wind | Wind | 156 | 0 | 0 | 0 | 564 | 50 | 614 | 564 | 50 | 614 | 250 | 50 | 300 |  | 126.9 | 0 | 126.9 | 0 | 0 | 0 | 126.9 | 0 | 126.9
Idaho_Wind | OOS Wind | 300 | 0 | 0 | 0 | 1000 | 0 | 1000 | 1000 | 0 | 1000 | 0 | 0 | 0 |  | 1000 | 0 | 1000 | 0 | 0 | 0 | 1000 |  | 1000
New_Mexico_Wind | OOS Wind | 1968 | 0 | 0 | 0 | 2000 | 0 | 2000 | 2000 | 0 | 2000 | 0 | 0 | 0 |  | 2328 | 0 | 2328 | 0 | 0 | 0 | 2328 |  | 2328
Utah_Wind | OOS Wind | 0 | 0 | 0 | 0 | 0 | 0 | 0 | 0 | 0 | 0 | 0 | 0 | 0 |  | 0 | 0 | 0 | 0 | 0 | 0 | 0 |  | 0
Wyoming_Wind | OOS Wind | 3000 | 0 | 0 | 0 | 2268.4 | 0 | 2268.4 | 2268.4 | 0 | 2268.4 | 652 | 0 | 652 |  | 1500 | 0 | 1500 | 0 | 0 | 0 | 1500 |  | 1500
Cape_Mendocino_Offshore_Wind | Offshore Wind | 0 | 0 | 0 | 0 | 0 | 0 | 0 | 0 | 0 | 0 | 0 | 0 | 0 |  | 0 | 0 | 0 | 0 | 0 | 0 | 0 |  | 0
Del_Norte_Offshore_Wind | Offshore Wind | 0 | 0 | 0 | 0 | 0 | 0 | 0 | 0 | 0 | 0 | 0 | 0 | 0 |  | 0 | 0 | 0 | 0 | 0 | 0 | 0 |  | 0
Diablo_Canyon_Offshore_Wind | Offshore Wind | 0 | 0 | 0 | 0 | 0 | 0 | 0 | 0 | 0 | 0 | 0 | 0 | 0 |  | 0 | 0 | 0 | 0 | 0 | 0 | 0 |  | 0
Humboldt_Bay_Offshore_Wind | Offshore Wind | 0 | 0 | 0 | 0 | 0 | 0 | 0 | 0 | 0 | 0 | 0 | 0 | 0 |  | 1446 | 161 | 1607 | 0 | 0 | 0 | 1446 | 161 | 1607
Morro_Bay_Offshore_Wind | Offshore Wind | 3855 | 0 | 0 | 0 | 3855 | 0 | 3855 | 3855 | 0 | 3855 | 3855 | 0 | 3855 |  | 3100 | 0 | 3100 | 0 | 0 | 0 | 3100 | 0 | 3100
Renewable Resource Total |  | 35431.237 | 2852.7315 | 3922.6 | 6775.3315 | 21355.62 | 7303.5 | 28659.12 | 24208.3515 | 11226.1 | 35434.4515 | 6792.5 | 2171.5 | 8964 |  | 23851.6685 | 22669.2392 | 46520.9077 | 4628.31 | 881.11 | 5509.42 | 28479.9785 | 23550.3492 | 52030.3277
Arizona_Li_Battery_4hr | Li_Battery | 972.445 | 250 |  | 250 | 660 |  | 660 | 910 |  | 910 | 100 | 0 | 100 |  | 1554.479 |  | 1554.479 | 12.5 |  | 12.5 | 1566.979 |  | 1566.979
Arizona_Li_Battery_8hr | Li_Battery | 189.947 | 0 |  | 0 | 250 |  | 250 | 250 |  | 250 | 0 | 0 | 0 |  |  |  | 0 | 0 |  | 0 |  |  | 0
Greater_Imperial_Li_Battery_4hr | Li_Battery | 0 | 341.15 |  | 341.15 | 0 |  | 0 | 341.15 |  | 341.15 | 0 | 0 | 0 |  | 331.5 |  | 331.5 | 271 |  | 271 | 602.5 |  | 602.5
Greater_Imperial_Li_Battery_8hr | Li_Battery | 0 | 0 |  | 0 | 0 |  | 0 | 0 |  | 0 | 0 | 0 | 0 |  |  |  | 0 | 0 |  | 0 |  |  | 0
Greater_Kramer_Li_Battery_4hr | Li_Battery | 445.264 | 361 |  | 361 | 355 |  | 355 | 716 |  | 716 | 220 | 0 | 220 |  | 1036.44 |  | 1036.44 | 317.5 |  | 317.5 | 1353.94 |  | 1353.94
Greater_Kramer_Li_Battery_8hr | Li_Battery | 164.908 | 0 |  | 0 | 90 |  | 90 | 90 |  | 90 | 0 | 0 | 0 |  |  |  | 0 | 0 |  | 0 |  |  | 0
Greater_LA_Li_Battery_4hr | Li_Battery | 3471.028 | 1688.87 |  | 1688.87 | 1529.6 |  | 1529.6 | 3218.47 |  | 3218.47 | 879.6 | 0 | 879.6 |  | 2882.6 |  | 2882.6 | 986.4 |  | 986.4 | 3929 |  | 3929
Greater_LA_Li_Battery_8hr | Li_Battery | 587.204 | 0 |  | 0 | 166.5 |  | 166.5 | 166.5 |  | 166.5 | 0 | 0 | 0 |  |  |  | 0 | 60 |  | 60 |  |  | 0
Northern_California_Li_Battery_4hr | Li_Battery | 875.354 | 263.87 |  | 263.87 | 858.4 |  | 858.4 | 1122.27 |  | 1122.27 | 488.4 | 0 | 488.4 |  | 1298.005 |  | 1298.005 | 1695.5 |  | 1695.5 | 3025.505 |  | 3025.505
Northern_California_Li_Battery_8hr | Li_Battery | 0 | 0 |  | 0 | 300 |  | 300 | 300 |  | 300 | 200 | 0 | 200 |  |  |  | 0 | 32 |  | 32 |  |  | 0
Riverside_Li_Battery_4hr | Li_Battery | 707.807 | 2130 |  | 2130 | 0 |  | 0 | 2130 |  | 2130 | 0 | 0 | 0 |  | 2728.3136 |  | 2728.3136 | 1756 |  | 1756 | 4484.3136 |  | 4484.3136
Riverside_Li_Battery_8hr | Li_Battery | 0 | 75 |  | 75 | 45 |  | 45 | 120 |  | 120 | 0 | 0 | 0 |  |  |  | 0 | 0 |  | 0 |  |  | 0
Southern_NV_Eldorado_Li_Battery_4hr | Li_Battery | 1145.489 | 624 |  | 624 | 1060 |  | 1060 | 1684 |  | 1684 | 850 | 0 | 850 |  | 2624 |  | 2624 | 65 |  | 65 | 2689 |  | 2689
Southern_NV_Eldorado_Li_Battery_8hr | Li_Battery | 439.398 | 0 |  | 0 | 180 |  | 180 | 180 |  | 180 | 0 | 0 | 0 |  |  |  | 0 | 0 |  | 0 |  |  | 0
Southern_PGAE_Li_Battery_4hr | Li_Battery | 5637.684 | 1641.031 |  | 1641.031 | 690 |  | 690 | 2331.031 |  | 2331.031 | 488.8 | 0 | 488.8 |  | 3812.921 |  | 3812.921 | 297.7 |  | 297.7 | 4110.621 |  | 4110.621
Southern_PGAE_Li_Battery_8hr | Li_Battery | 331.543 | 0 |  | 0 | 437 |  | 437 | 437 |  | 437 | 182 | 0 | 182 |  |  |  | 0 | 0 |  | 0 |  |  | 0
Tehachapi_Li_Battery_4hr | Li_Battery | 1702.929 | 2005 |  | 2005 | 500 |  | 500 | 2505 |  | 2505 | 350 | 0 | 350 |  | 3525.715 |  | 3525.715 | 1356.5 |  | 1356.5 | 4951.215 |  | 4951.215
Tehachapi_Li_Battery_8hr | Li_Battery | 0 | 0 |  | 0 | 169.5 |  | 169.5 | 169.5 |  | 169.5 | 100 | 0 | 100 |  |  |  | 0 | 69 |  | 69 |  |  | 0
LI_Battery Total |  | 16671 | 9379.921 |  | 9379.921 | 7291 |  | 7291 | 16670.921 |  | 16670.921 | 3858.8 |  | 3858.8 |  | 19793.9736 |  | 19793.9736 | 6919.1 |  | 6919.1 | 26713.0736 |  | 26713.0736
Northern_California_Pumped_Storage | LDES | 0 | 0 |  | 0 | 0 |  | 0 | 0 |  | 0 | 0 | 0 | 0 |  |  |  | 0 | 0 |  | 0 |  |  | 0
Riverside_East_Pumped_Storage | LDES | 298.553 | 0 |  | 0 | 0 |  | 0 | 0 |  | 0 | 0 | 0 | 0 |  | 700 |  | 700 | 0 |  | 0 | 700 |  | 700
Riverside_West_Pumped_Storage | LDES | 0 | 0 |  | 0 | 0 |  | 0 | 0 |  | 0 | 0 | 0 | 0 |  |  |  | 0 | 0 |  | 0 |  |  | 0
San_Diego_Pumped_Storage | LDES | 0 | 0 |  | 0 | 449 |  | 449 | 449 |  | 449 | 150 | 0 | 150 |  | 500 |  | 500 | 0 |  | 0 | 500 |  | 500
Tehachapi_Pumped_Storage | LDES | 178.447 | 0 |  | 0 | 0 |  | 0 | 0 |  | 0 | 0 | 0 | 0 |  |  |  | 0 | 0 |  | 0 |  |  | 0
Southern_PGAE_Adiabatic_CAES | LDES | 0 | 0 |  | 0 | 0 |  | 0 | 0 |  | 0 | 0 | 0 | 0 |  | 300 |  | 300 | 0 |  | 0 | 300 |  | 300
Tehachapi_Adiabatic_CAES | LDES | 200 | 200 |  | 200 | 281 |  | 281 | 481 |  | 481 | 0 | 0 | 0 |  | 500 |  | 500 | 0 |  | 0 | 500 |  | 500
Arizona_Flow_Battery | Flow_Battery | 0 | 0 |  | 0 | 0 |  | 0 | 0 |  | 0 | 0 | 0 | 0 |  |  |  | 0 | 0 |  | 0 |  |  | 0
Greater_Imperial_Flow_Battery | Flow_Battery | 29.413 | 0 |  | 0 | 0 |  | 0 | 0 |  | 0 | 0 | 0 | 0 |  |  |  | 0 | 0 |  | 0 |  |  | 0
Greater_Kramer_Flow_Battery | Flow_Battery | 0 | 0 |  | 0 | 0 |  | 0 | 0 |  | 0 | 0 | 0 | 0 |  |  |  | 0 | 0 |  | 0 |  |  | 0
Greater_LA_Flow_Battery | Flow_Battery | 50 | 0 |  | 0 | 0 |  | 0 | 0 |  | 0 | 0 | 0 | 0 |  |  |  | 0 | 0 |  | 0 |  |  | 0
Northern_California_Flow_Battery | Flow_Battery | 70.587 | 0 |  | 0 | 5 |  | 5 | 5 |  | 5 | 0 | 0 | 0 |  |  |  | 0 | 0 |  | 0 |  |  | 0
Riverside_Flow_Battery | Flow_Battery | 0 | 0 |  | 0 | 0 |  | 0 | 0 |  | 0 | 0 | 0 | 0 |  |  |  | 0 | 0 |  | 0 |  |  | 0
Southern_NV_Eldorado_Flow_Battery | Flow_Battery | 0 | 0 |  | 0 | 0 |  | 0 | 0 |  | 0 | 0 | 0 | 0 |  |  |  | 0 | 0 |  | 0 |  |  | 0
Southern_PGAE_Flow_Battery | Flow_Battery | 108 | 0 |  | 0 | 0 |  | 0 | 0 |  | 0 | 0 | 0 | 0 |  |  |  | 0 | 0 |  | 0 |  |  | 0
Tehachapi_Flow_Battery | Flow_Battery | 0 | 0 |  | 0 | 0 |  | 0 | 0 |  | 0 | 0 | 0 | 0 |  |  |  | 0 | 0 |  | 0 |  |  | 0
Other Storage Total |  | 935 | 200 |  | 200 | 735 |  | 735 | 935 |  | 935 | 150 |  | 150 |  | 2000 |  | 2000 | 0 |  | 0 | 2000 |  | 2000
Storage Total |  | 17606 | 9579.921 |  | 9579.921 | 8026 |  | 8026 | 17605.921 |  | 17605.921 | 4008.8 |  | 4008.8 |  | 21793.9736 |  | 21793.9736 | 6919.1 |  | 6919.1 | 28713.0736 |  | 28713.0736
Total Storage+Resources |  | 53037.237 | 12432.6525 | 3922.6 | 16355.2525 | 29381.62 | 7303.5 | 36685.12 | 41814.2725 | 11226.1 | 53040.3725 | 10801.3 | 2171.5 | 12972.8 |  | 45645.6421 | 22669.2392 | 68314.8812 | 11547.41 | 881.11 | 12428.52 | 57193.0521 | 23550.3492 | 80743.4012

## Tx_bySub_2034
[111 empty] | Substation | [14 empty] | IRP Baseline | [14 empty] | Mapped | [12 empty] | Trans-mission | [12 empty] | Final
|  |  | Substation Tx Constraint Matrix | [107 empty] | Tx Matrix | IRP-ERM baseline reconciliation: resources online after 1/1/2022 so not included in Tx constraints baseline | [13 empty] | Resources | Mapped Portfolio Resources (In-Development and Generic) | [13 empty] | Resources | Transmission Constraint Exceedances at each substation | [5 empty] | Most limit Constraint by MWs available after mapping | [5 empty] | Exceed-ances | Transmission Constraint Exceedances at each substation after triggering upgrades | [11 empty] | Exceed-ances | FCDS Criteria Alignment |  |  |  | EODS Criteria Alignment
|  |  | Antelope-Vincent On-Peak and Off-Peak Constraint | Vincent-Lugo On-Peak Constraint | Pardee-Sylmar On-Peak Constraint | Windhub On-Peak Constraint | Moorpark-Pardee On-Peak Constraint | North of Magunden On-Peak Constraint | South of Magunden On-Peak Constraint | South of Magunden Off-Peak Constraint | Antelope-Neenach On-Peak Constraint | Antelope-Neenach Off-Peak Constraint | Del Amo – Barre On-Peak Constraint | Hinson - Del Amo On-Peak Constraint | SCE Metro Area Default Constraint | Control to Inyokern Constraint On-Peak Constraint | Kramer - Victor Constraint On-Peak Constraint | Victor – Lugo Constraint On Peak Constraint | Lugo 500/230 kV Transformer On Peak Constraint | Calcite to Lugo Constraint On Peak Constraint | Colorado River 500/230 kV On-Peak/Off-Peak Constraint (230 kV bus only) | Colorado River-Red Bluff On-Peak Constraint | DCRT On-Peak Constraint | Devers-Red Bluff On-Peak/Off-Peak Constraint | Eagle Mountain On-Peak Constraint | Etiwanda-Rancho Vista On-Peak Constraint | Red Bluff 500/230 kV On-Peak/Off-Peak Constraint (230 kV only) | Serrano-Alberhill-Valley On-Peak/Off-Peak Constraint | VEA 138kV On-peak/Off-peak Constraint | GLW 230kV On-peak/Off-peak Constraint | Lugo-Victorville On-peak Constraint | Capistrano-San Onofre 230 kV On-Peak Constraint | Chicarita 138 kV On-Peak Constraint | El Cajon 69 kV On-Peak Constraint | Internal San Diego Area On-Peak/Off-Peak Constraint | Miguel 69 kV On-Peak Constraint | Encina - San Luis Rey 230 kV On-Peak/Off-Peak Constraint | East of Miguel On-Peak/Off-Peak Constraint | San Luis Rey-San Onofre 230 kV On-Peak/Off-Peak Constraint | Ocean Ranch 69 kV On-Peak Constraint | Otay Mesa 230 kV On-Peak Constraint | Silvergate - Bay Blvd 230 kV On-Peak/Off-Peak Constraint | Silvergate-Old Town 230 kV On-Peak Constraint | Talega 230 kV On-Peak Constraint | Trabuco-Capistrano 138 kV On-Peak Constraint | Santa Rosa-Corona 115 kV line On-Peak Constraint | Vaca Dixon - Tesla 500kV line On-Peak Constraint | Woodland-Davis 115 kV line On-Peak Constraint | Cortina-Eagle Rock 115 kV line On-Peak Constraint | Bell-Placer 115 kV line On-Peak Constraint | Carberry-Round mountain 230 kV line On-Peak Constraint | Rocklin-Pleaseant grove 115kV line On-Peak/Off-Peak Constraint | Bellota-Weber 230kV line On-Peak Constraint | Rio Oso-Brighton 230kV line On-Peak Constraint | Rio Oso-Lockeford 230kV line On-Peak Constraint | Humboldt Offshore Wind constraint | Dumbarton-Newark 115 kV line On-Peak Constraint | Eastshore-San Mateo 230 kV line On-Peak Constraint | Lakeville-Igancio 230 kV line On-Peak Constraint | Sobrante-Moraga 230 kV line On-Peak Constraint | Windmaster- Delta Pumps 230 kV line On-Peak Constraint | Contra Costa- Windmaster 230 kV line On-Peak Constraint | Tesla - Tracy Pumps #2 230 kV line On-Peak Constraint | Contra Costa #1 115 kV line On-Peak Constraint | Kasson Jct-Heinz 115 kV line On-Peak Constraint | Newark-Newark Distribution 115 kV line On-Peak Constraint | Tesla-Bellota 230 kV line On-Peak Constraint | Eight Mile-Tesla 230 kV line On-Peak Constraint | Grant - Eastshore #2 115 kV line On-Peak Constraint | Salado - Crow Creek 60 kV line On-Peak Constraint | Tesla - Salado 115 kV line On-Peak Constraint | Los Esteros-Silicon Valley 230 kV On-Peak Constraint | Los Esteros-Nortech 115 kV line On-Peak Constraint | Newark-Los Esteros 230 kV line On-Peak Constraint | Morganhill-Metcalf 115kV Line On-Peak Constraint | Telsa-Tracy Pump #1 230 kV Line On-Peak Constraint | Birds Landing-Contra Costa 230kV Line On-Peak Constraint | Oceano-Calendar 115kV line On-Peak/Off-Peak Constraint | Midway-Q2005 230kV line On-Peak/Off-Peak Constraint | Smyrna - Q1984 115kV line On-Peak/off-Peak Constraint | Kern 230/115kV TB #4 On-Peak Constraint | Maricopa-Copus 70 kV line On-Peak/Off-Peak Constraint | Midway-Taft 115 kV line On-Peak/Off-Peak Constraint | Kern-Tevis-Stockdale-Lamont 115kV line On-Peak/Off-Peak Constraint | Midway 230/115kV TB #3 On-Peak/Off-Peak Constraint | Semitropic-Midway 115kV Line On-Peak/Off-Peak Constraint | Midway-Q2011 230 kV Line On-Peak Constraint | Gates 500/230kV TB #11 On-Peak/Off-Peak Constraint | Gates 500/230kV TB #12 On-Peak/Off-Peak Constraint | Gates 230/70 kV TB #5 On-Peak/Off-Peak Constraint | Tranquility-Helm 230kV Line On-Peak/Off-Peak Constraint | Dairyland-Chowchilla 115kV Line On-Peak/Off-Peak Constraint | Chowchilla-Le grand 115kV Line On-Peak/Off-Peak Constraint | Los Banos 500/230 kV Bank On-Peak/Off-peak Constraint | Panoche-Los Banos 230kV line #2 On-Peak/Off-Peak Constraint | Dos Amigos-Panoche 230kV line On-Peak Constraint | Schindler 115/70kV TB #1 On-Peak/Off-Peak Constraint | Panoche-Mendota 115 kV line On-Peak/Off-Peak Constraint | Coalinga #1-Coalinga #2 70 kV line On-Peak/Off-Peak Constraint | Panoche-Oro Loma 115kV Line On-Peak Constraint | Borden-Storey #1 230kV line On-Peak/Off-Peak Constraint | Merced 115/70kV TB#2 On-Peak/Off-Peak Constraint | Helm 230/70kV TB#1 On-Peak/Off-Peak Constraint | Oro Loma-El Nido 115kV Line On-Peak/Off-Peak Constraint | Q2008-Gates 230 kV line On-Peak/Off-peak Constraint | Mustang-Henrietta 230 kV line On-Peak Constraint | Gates-Panoche 230 kV #1 and #2 Lines On-Peak Constraint | Moss Landing-Las Aguillas 230 kV Line Off-Peak Constraint | Jackson-Waukena-Corcoran 115 kV Line Off-Peak Constraint | Has Approved |  | Geothermal | Biomass | Wind | Wind | OOS Wind | OOS Wind | Offshore Wind | Offshore Wind | Distributed Solar | Solar | Solar | Battery_4hr | Battery_8hr | LDES | Has | Geothermal | Biomass | Wind | Wind | OOS Wind | OOS Wind | Offshore Wind | Offshore Wind | Distributed Solar | Solar | Solar | Battery_4hr | Battery_8hr | LDES | Has | Number of HSN Constraints Exceeded |  | Number of SSN Constraints Exceeded |  | Number of EODS constraints Exceeded |  | Limiting Tx Constraint Headroom (Cumulative All Resources) |  |  | Binding Constraint Name |  |  |  | Number of HSN exceedances after upgrades |  | Number of SSN exceedances after upgrades |  | Number of EODS exceedances after upgrades |  | Limiting Tx Constraint Headroom (Cumulative All Resources) After Upgrades |  |  | Binding Constraint Name |  |  |  | Criteria Alignment pre-upgrades | Criteria Alignment after upgrades | Tx upgrades improved compliance | Final Criteria Alignment | Criteria 2 Alignment pre-upgrades | Criteria 2 Alignment after upgrades | Tx upgrades improved compliance | Final Criteria Alignment
CAISO Study Area | Substation | Voltage | Antelope-Vincent Constraint | Vincent-Lugo Constraint | Pardee-Sylmar Constraint | Windhub Constraint | Moorpark-Pardee Constraint | North of Magunden Constraint | South of Magunden Constraint | South of Magunden Constraint | Antelope-Neenach Constraint | Antelope-Neenach Constraint | Del Amo - Barre Area Constraint | Hinson - Del Amo Constraint | SCE Metro Area Default Constraint | Control to Inyokern area constraint | Kramer to Victor Area Constraint | Victor to Lugo Area Constraint | Lugo Transformer Area Constraint | Calcite to Lugo Area Constraint | Colorado River 500/230 kV Constraint | Colorado River-Red Bluff Constraint | DCRT Constraint | Devers-Red Bluff Constraint | Eagle Mountain Constraint | Etiwanda-Rancho Vista Constraint | Red Bluff 500/230 kV Constraint | Serrano-Alberhill-Valley Constraint | VEA 138kV area constraint | GLW 230kV area constraint | Lugo - Victorville area constraint | Capistrano-San Onofre 230 kV constraint | Chicarita 138 kV constraint | El Cajon 69 kV constraint | Internal San Diego Area constraint | Miguel 69 kV constraint | Encina - San Luis Rey 230 kV constraint | East of Miguel constraint | San Luis Rey-San Onofre 230 kV line constraint | Ocean Ranch 69 kV constraint | Otay Mesa 230 kV constraint | Silvergate - Bay Blvd 230 kV constraint | Silvergate-Old Town 230 kV constraint | Talega 230 kV constraint | Trabuco-Capistrano 138 kV constraint | Santa Rosa-Corona 115 kV line | Vaca Dixon-Tesla 500kV Line | Woodland- Davis 115kV line | Cortina-Eagle Rock 115 kV line | Bell-Placer 115kV Line | Carberry-Round Mountain 230kV Line | Rocklin-Pleaseant grove 115kV line | Bellota-Weber 230kV line | Rio Oso-Brighton 230kV line | Rio Oso-Lockeford 230kV line | Humboldt Offshore Wind constraint | Dumbarton-Newark 115 kV line | Eastshore-San Mateo 230 kV line | Lakeville-Ignacio 230 kV line | Sobrante-Moraga 230 kV line | Windmaster-Delta pumps 230 kV line | Contra Costa- Windmaster 230 kV line | Tesla-Tracy-Pump 230 kV line #2 | Contra Costa #1 115kV Line | Kasson Jct-Heinz 115 kV line | Newark-Newark Distribution 115 kV line | Tesla-Bellota 230 kV line | Eight Mile-Tesla 230 kV line | Grant - Eastshore #2 line 115 kV | Salado-Crow Creek Sw Sta 60 kV line | Tesla-Salado 115 kV line | Los Esteros-Silicon Valley 230 kV | Los Esteros-Nortech 115 kV line | Newark-Los Esteros 230 kV line | Morganhill-Metcalf 115kV Line | Tesla-Tracy Pump 230 kV Line #1 | Birds Landing-Contra Costa 230kV Line | Oceano-Calendar 115kV line | Midway-Q2005 230kV Line | Smyrna -Q1984 115kV line | Kern 230/115kV TB #4 | Maricopa-Copus 70 kV line | Midway-Taft 115 kV line | Kern-Tevis-Stockdale-Lamont 115kV line | Midway 230/115kV TB #3 | Semitropic-Midway 115kV Line | Midway-Q2011 230 kV Line | Gates 500/230kV TB #12 | Gates 500/230kV TB #11 | Gates 230/70kV TB #5 | Tranquility-Helm 230kV Line | Dairyland-Chowchilla 115kV Line | Chowchilla-Le grand 115kV Line | Los Banos 500/230kV TB | Panoche-Los Banos 230kV line #2 | Dos Amigos-Los Banos 230kV line | Schindler 115/70kV TB #1 | Panoche- Mendota 115 kV line | Coalinga #1-Coalinga #2 70 kV line | Panoche-Oro Loma 115kV Line | Borden-Storey #1 230kV line | Merced 115/70kV TB#2 | Helm 230/70kV TB #1 | Oro Loma-El Nido 115kV Line | Q2008-Gates 500 kV line | Mustang-Henrietta 230 kV line | Gates-Panoche 230 kV #1 and #2 Lines | Moss Landing-Las Aguilas 230 kV Line | Jacksson-WaukenaCorcoran 115kV line | Tx Upgrade |  | FCDS | FCDS | FCDS | EODS | FCDS | EODS | FCDS | EODS | FCDS | FCDS | EODS | FCDS | FCDS | FCDS | Res | FCDS | FCDS | FCDS | EODS | FCDS | EODS | FCDS | EODS | FCDS | FCDS | EODS | FCDS | FCDS | FCDS | Res | Actual | Default | Actual | Default | Actual | Default | HSN | SSN | EODS | HSN | SSN | EODS |  | Actual | Default | Actual | Default | Actual | Default | HSN | SSN | EODS | HSN | SSN | EODS |  | FCDS | FCDS | FCDS | FCDS | EODS | EODS | EODS | EODS
PG&E Kern Study Area | 7th Standard | 115 | 0 | 0 | 0 | 0 | 0 | 0 | 0 | 0 | 0 | 0 | 0 | 0 | 0 | 0 | 0 | 0 | 0 | 0 | 0 | 0 | 0 | 0 | 0 | 0 | 0 | 0 | 0 | 0 | 0 | 0 | 0 | 0 | 0 | 0 | 0 | 0 | 0 | 0 | 0 | 0 | 0 | 0 | 0 | 0 | 0 | 0 | 0 | 0 | 0 | 0 | 0 | 0 | 0 | 0 | 0 | 0 | 0 | 0 | 0 | 0 | 0 | 0 | 0 | 0 | 0 | 0 | 0 | 0 | 0 | 0 | 0 | 0 | 0 | 0 | 0 | 0 | 1 | 0 | 1 | 0 | 0 | 0 | 1 | 1 | 0 | 1 | 1 | 0 | 0 | 0 | 0 | 0 | 0 | 0 | 0 | 0 | 0 | 0 | 0 | 0 | 0 | 0 | 0 | 0 | 0 | 0 | 0 | 0 |  | 0 | 0 | 0 | 0 | 0 | 0 | 0 | 0 | 0 | 0 | 0 | 0 | 0 | 0 | 0 | 0 | 0 | 0 | 0 | 0 | 0 | 0 | 0 | 2.5 | 0 | 0 | 0 | 0 | 0 | 1 | 1 | 0 | 1 | 0 | 0 | 0 | -1317.795 | -515.533 | 204.8922 | Midway-Q2005 230kV Line | Midway-Q2005 230kV Line | Semitropic-Midway 115kV Line |  | 0 | 0 | 0 | 0 | 0 | 0 | 49.732 | 91.2401 | 204.8922 | Gates 500/230kV TB #12 | Semitropic-Midway 115kV Line | Semitropic-Midway 115kV Line |  | 5 | 1 | YES | 2 | 1 | 1 | NO | 1
SCE Metro Study Area | Alamitos | 230 | 0 | 0 | 0 | 0 | 0 | 0 | 0 | 0 | 0 | 0 | 1 | 1 | 1 | 0 | 0 | 0 | 0 | 0 | 0 | 0 | 0 | 0 | 0 | 0 | 0 | 0 | 0 | 0 | 0 | 0 | 0 | 0 | 0 | 0 | 0 | 0 | 0 | 0 | 0 | 0 | 0 | 0 | 0 | 0 | 0 | 0 | 0 | 0 | 0 | 0 | 0 | 0 | 0 | 0 | 0 | 0 | 0 | 0 | 0 | 0 | 0 | 0 | 0 | 0 | 0 | 0 | 0 | 0 | 0 | 0 | 0 | 0 | 0 | 0 | 0 | 0 | 0 | 0 | 0 | 0 | 0 | 0 | 0 | 0 | 0 | 0 | 0 | 0 | 0 | 0 | 0 | 0 | 0 | 0 | 0 | 0 | 0 | 0 | 0 | 0 | 0 | 0 | 0 | 0 | 0 | 0 | 0 | 0 |  | 0 | 0 | 0 | 0 | 0 | 0 | 0 | 0 | 0 | 0 | 0 | 0 | 0 | 0 | 0 | 0 | 0 | 0 | 0 | 0 | 0 | 0 | 0 | 0 | 0 | 0 | 0 | 0 | 0 | 0 | 0 | 0 | 0 | 0 | 0 | 0 | 3139.976 | 3337.692 | 3938.92 | Hinson - Del Amo Constraint | Hinson - Del Amo Constraint | Hinson - Del Amo Constraint |  | 0 | 0 | 0 | 0 | 0 | 0 | 3139.976 | 3337.692 | 3938.92 | Hinson - Del Amo Constraint | Hinson - Del Amo Constraint | Hinson - Del Amo Constraint |  | 1 | 1 | NO | 1 | 1 | 1 | NO | 1
SCE Eastern Study Area | Alberhill | 500 | 0 | 0 | 0 | 0 | 0 | 0 | 0 | 0 | 0 | 0 | 0 | 0 | 0 | 0 | 0 | 0 | 0 | 0 | 0 | 0 | 0 | 0 | 0 | 1 | 0 | 1 | 0 | 0 | 0 | 0 | 0 | 0 | 0 | 0 | 0 | 0 | 0 | 0 | 0 | 0 | 0 | 0 | 0 | 0 | 0 | 0 | 0 | 0 | 0 | 0 | 0 | 0 | 0 | 0 | 0 | 0 | 0 | 0 | 0 | 0 | 0 | 0 | 0 | 0 | 0 | 0 | 0 | 0 | 0 | 0 | 0 | 0 | 0 | 0 | 0 | 0 | 0 | 0 | 0 | 0 | 0 | 0 | 0 | 0 | 0 | 0 | 0 | 0 | 0 | 0 | 0 | 0 | 0 | 0 | 0 | 0 | 0 | 0 | 0 | 0 | 0 | 0 | 0 | 0 | 0 | 0 | 0 | 1 |  | 0 | 0 | 0 | 0 | 0 | 0 | 0 | 0 | 0 | 0 | 0 | 0 | 0 | 0 | 0 | 0 | 0 | 0 | 0 | 0 | 0 | 0 | 0 | 0 | 0 | 0 | 0 | 0 | 0 | 0 | 0 | 0 | 0 | 0 | 0 | 0 | 2003.0218 | 5202.9392 | 11427.116 | Serrano-Alberhill-Valley Constraint | Etiwanda-Rancho Vista Constraint | Etiwanda-Rancho Vista Constraint |  | 0 | 0 | 0 | 0 | 0 | 0 | 2003.0218 | 5202.9392 | 11427.116 | Serrano-Alberhill-Valley Constraint | Etiwanda-Rancho Vista Constraint | Etiwanda-Rancho Vista Constraint |  | 1 | 1 | NO | 1 | 1 | 1 | NO | 1
PG&E Kern Study Area | Alpaugh | 115 | 0 | 0 | 0 | 0 | 0 | 0 | 0 | 0 | 0 | 0 | 0 | 0 | 0 | 0 | 0 | 0 | 0 | 0 | 0 | 0 | 0 | 0 | 0 | 0 | 0 | 0 | 0 | 0 | 0 | 0 | 0 | 0 | 0 | 0 | 0 | 0 | 0 | 0 | 0 | 0 | 0 | 0 | 0 | 0 | 0 | 0 | 0 | 0 | 0 | 0 | 0 | 0 | 0 | 0 | 0 | 0 | 0 | 0 | 0 | 0 | 0 | 0 | 0 | 0 | 0 | 0 | 0 | 0 | 0 | 0 | 0 | 0 | 0 | 0 | 0 | 1 | 1 | 1 | 1 | 0 | 0 | 0 | 1 | 1 | 0 | 1 | 1 | 0 | 0 | 0 | 0 | 0 | 0 | 0 | 0 | 0 | 0 | 0 | 0 | 0 | 0 | 0 | 0 | 0 | 0 | 0 | 0 | 0 |  | 0 | 0 | 0 | 0 | 0 | 0 | 0 | 0 | 0 | 0 | 0 | 0 | 0 | 0 | 0 | 0 | 0 | 0 | 0 | 0 | 0 | 0 | 0 | 6 | 0 | 0 | 10 | 0 | 0 | 1 | 2 | 0 | 3 | 0 | 0 | 0 | -1317.795 | -515.533 | 114.9996 | Midway-Q2005 230kV Line | Midway-Q2005 230kV Line | Smyrna -Q1984 115kV line |  | 0 | 0 | 1 | 0 | 0 | 0 | 17.924 | -0.38256 | 114.9996 | Smyrna -Q1984 115kV line | Smyrna -Q1984 115kV line | Smyrna -Q1984 115kV line |  | 5 | 5 | NO | 5 | 1 | 1 | NO | 1
SDG&E Study Area | Alpine | 69 | 0 | 0 | 0 | 0 | 0 | 0 | 0 | 0 | 0 | 0 | 0 | 0 | 0 | 0 | 0 | 0 | 0 | 0 | 0 | 0 | 0 | 0 | 0 | 0 | 0 | 0 | 0 | 0 | 0 | 0 | 1 | 1 | 0 | 1 | 0 | 0 | 0 | 0 | 0 | 0 | 0 | 0 | 0 | 0 | 0 | 0 | 0 | 0 | 0 | 0 | 0 | 0 | 0 | 0 | 0 | 0 | 0 | 0 | 0 | 0 | 0 | 0 | 0 | 0 | 0 | 0 | 0 | 0 | 0 | 0 | 0 | 0 | 0 | 0 | 0 | 0 | 0 | 0 | 0 | 0 | 0 | 0 | 0 | 0 | 0 | 0 | 0 | 0 | 0 | 0 | 0 | 0 | 0 | 0 | 0 | 0 | 0 | 0 | 0 | 0 | 0 | 0 | 0 | 0 | 0 | 0 | 0 | 0 |  | 0 | 0 | 0 | 0 | 0 | 0 | 0 | 0 | 0 | 0 | 0 | 0 | 0 | 0 | 0 | 0 | 0 | 0 | 0 | 0 | 0 | 0 | 0 | 0 | 0 | 0 | 0 | 0 | 0 | 0 | 1 | 0 | 0 | 0 | 0 | 0 | -448.9952 | 55.3023 | 296.5564 | Chicarita 138 kV constraint | Chicarita 138 kV constraint | Miguel 69 kV constraint |  | 0 | 0 | 0 | 0 | 0 | 0 | 164.7548 | 197.5523 | 296.5564 | Miguel 69 kV constraint | Miguel 69 kV constraint | Miguel 69 kV constraint |  | 5 | 1 | YES | 2 | 1 | 1 | NO | 1
PG&E Greater Bay Study Area | Altamont Midway (Sandhill) | 230 | 0 | 0 | 0 | 0 | 0 | 0 | 0 | 0 | 0 | 0 | 0 | 0 | 0 | 0 | 0 | 0 | 0 | 0 | 0 | 0 | 0 | 0 | 0 | 0 | 0 | 0 | 0 | 0 | 0 | 0 | 0 | 0 | 0 | 0 | 0 | 0 | 0 | 0 | 0 | 0 | 0 | 0 | 0 | 0 | 1 | 0 | 0 | 0 | 0 | 0 | 0 | 0 | 0 | 0 | 0 | 0 | 0 | 0 | 1 | 0 | 1 | 0 | 0 | 1 | 1 | 0 | 0 | 0 | 0 | 0 | 0 | 0 | 0 | 1 | 0 | 0 | 0 | 0 | 0 | 0 | 0 | 0 | 0 | 0 | 0 | 0 | 0 | 0 | 0 | 0 | 0 | 0 | 0 | 0 | 0 | 0 | 0 | 0 | 0 | 0 | 0 | 0 | 0 | 0 | 0 | 0 | 0 | 0 |  | 0 | 0 | 0 | 0 | 0 | 0 | 0 | 0 | 0 | 0 | 0 | 0 | 0 | 0 | 0 | 0 | 0 | 5 | 0 | 0 | 0 | 0 | 0 | 0 | 0 | 0 | 0 | 0 | 0 | 1 | 2 | 0 | 0 | 0 | 0 | 0 | -719.4865 | 324.7033 | 942.0393 | Vaca Dixon-Tesla 500kV Line | Windmaster-Delta pumps 230 kV line | Windmaster-Delta pumps 230 kV line |  | 0 | 0 | 0 | 0 | 0 | 0 | 1181.5167 | 2657.4106 | 942.0393 | Tesla-Bellota 230 kV line | Tesla-Bellota 230 kV line | Windmaster-Delta pumps 230 kV line |  | 5 | 1 | YES | 2 | 1 | 1 | NO | 1
SCE Northern Area | Antelope | 500 | 1 | 1 | 1 | 0 | 0 | 0 | 0 | 0 | 0 | 1 | 0 | 0 | 0 | 0 | 0 | 0 | 0 | 0 | 0 | 0 | 0 | 0 | 0 | 0 | 0 | 0 | 0 | 0 | 0 | 0 | 0 | 0 | 0 | 0 | 0 | 0 | 0 | 0 | 0 | 0 | 0 | 0 | 0 | 0 | 0 | 0 | 0 | 0 | 0 | 0 | 0 | 0 | 0 | 0 | 0 | 0 | 0 | 0 | 0 | 0 | 0 | 0 | 0 | 0 | 0 | 0 | 0 | 0 | 0 | 0 | 0 | 0 | 0 | 0 | 0 | 0 | 0 | 0 | 0 | 0 | 0 | 0 | 0 | 0 | 0 | 0 | 0 | 0 | 0 | 0 | 0 | 0 | 0 | 0 | 0 | 0 | 0 | 0 | 0 | 0 | 0 | 0 | 0 | 0 | 0 | 0 | 0 | 0 |  | 0 | 0 | 0 | 0 | 0 | 0 | 0 | 0 | 0 | 0 | 0 | 0 | 0 | 0 | 0 | 0 | 0 | 0 | 0 | 0 | 0 | 0 | 0 | 0 | 0 | 0 | 0 | 0 | 0 | 0 | 0 | 0 | 0 | 0 | 0 | 0 | 0 | 27.481 | 0.005 | Antelope-Neenach Constraint | Antelope-Neenach Constraint | Antelope-Neenach Constraint |  | 0 | 0 | 0 | 0 | 0 | 0 | 0 | 27.481 | 0.005 | Antelope-Neenach Constraint | Antelope-Neenach Constraint | Antelope-Neenach Constraint |  | 1 | 1 | NO | 1 | 1 | 1 | NO | 1
SCE Northern Area | Antelope | 230 | 1 | 1 | 1 | 0 | 0 | 0 | 0 | 0 | 0 | 1 | 0 | 0 | 0 | 0 | 0 | 0 | 0 | 0 | 0 | 0 | 0 | 0 | 0 | 0 | 0 | 0 | 0 | 0 | 0 | 0 | 0 | 0 | 0 | 0 | 0 | 0 | 0 | 0 | 0 | 0 | 0 | 0 | 0 | 0 | 0 | 0 | 0 | 0 | 0 | 0 | 0 | 0 | 0 | 0 | 0 | 0 | 0 | 0 | 0 | 0 | 0 | 0 | 0 | 0 | 0 | 0 | 0 | 0 | 0 | 0 | 0 | 0 | 0 | 0 | 0 | 0 | 0 | 0 | 0 | 0 | 0 | 0 | 0 | 0 | 0 | 0 | 0 | 0 | 0 | 0 | 0 | 0 | 0 | 0 | 0 | 0 | 0 | 0 | 0 | 0 | 0 | 0 | 0 | 0 | 0 | 0 | 0 | 0 |  | 0 | 0 | 0 | 0 | 0 | 0 | 0 | 0 | 14.5 | 142 | 0 | 307 | 0 | 0 | 1 | 0 | 0 | 140 | 50 | 0 | 0 | 0 | 0 | 2 | 217 | 0 | 28 | 24 | 0 | 1 | 0 | 0 | 0 | 0 | 0 | 0 | 0 | 27.481 | 0.005 | Antelope-Neenach Constraint | Antelope-Neenach Constraint | Antelope-Neenach Constraint |  | 0 | 0 | 0 | 0 | 0 | 0 | 0 | 27.481 | 0.005 | Antelope-Neenach Constraint | Antelope-Neenach Constraint | Antelope-Neenach Constraint |  | 1 | 1 | NO | 1 | 1 | 1 | NO | 1
PG&E Kern Study Area | Arco | 230 | 0 | 0 | 0 | 0 | 0 | 0 | 0 | 0 | 0 | 0 | 0 | 0 | 0 | 0 | 0 | 0 | 0 | 0 | 0 | 0 | 0 | 0 | 0 | 0 | 0 | 0 | 0 | 0 | 0 | 0 | 0 | 0 | 0 | 0 | 0 | 0 | 0 | 0 | 0 | 0 | 0 | 0 | 0 | 0 | 0 | 0 | 0 | 0 | 0 | 0 | 0 | 0 | 0 | 0 | 0 | 0 | 0 | 0 | 0 | 0 | 0 | 0 | 0 | 0 | 0 | 0 | 0 | 0 | 0 | 0 | 0 | 0 | 0 | 0 | 0 | 0 | 1 | 0 | 0 | 0 | 0 | 0 | 0 | 0 | 0 | 1 | 1 | 0 | 0 | 0 | 0 | 0 | 0 | 0 | 0 | 0 | 0 | 0 | 0 | 0 | 0 | 0 | 0 | 1 | 1 | 0 | 0 | 0 |  | 0 | 0 | 0 | 0 | 0 | 0 | 0 | 0 | 0 | 119.9 | 5 | 63 | 0 | 0 | 1 | 0 | 0 | 0 | 0 | 0 | 0 | 0 | 0 | 6.99 | 0 | 315 | 170.4 | 0 | 0 | 1 | 1 | 0 | 1 | 0 | 0 | 0 | -1317.795 | -515.533 | 818.2057 | Midway-Q2005 230kV Line | Midway-Q2005 230kV Line | Midway-Q2005 230kV Line |  | 0 | 0 | 0 | 0 | 0 | 0 | 49.732 | 552.8841 | 1780.2057 | Gates 500/230kV TB #12 | Gates 500/230kV TB #12 | Midway-Q2005 230kV Line |  | 5 | 1 | YES | 2 | 1 | 1 | NO | 1
SCE Metro Study Area | ArcoGen | 230 | 0 | 0 | 0 | 0 | 0 | 0 | 0 | 0 | 0 | 0 | 1 | 1 | 1 | 0 | 0 | 0 | 0 | 0 | 0 | 0 | 0 | 0 | 0 | 0 | 0 | 0 | 0 | 0 | 0 | 0 | 0 | 0 | 0 | 0 | 0 | 0 | 0 | 0 | 0 | 0 | 0 | 0 | 0 | 0 | 0 | 0 | 0 | 0 | 0 | 0 | 0 | 0 | 0 | 0 | 0 | 0 | 0 | 0 | 0 | 0 | 0 | 0 | 0 | 0 | 0 | 0 | 0 | 0 | 0 | 0 | 0 | 0 | 0 | 0 | 0 | 0 | 0 | 0 | 0 | 0 | 0 | 0 | 0 | 0 | 0 | 0 | 0 | 0 | 0 | 0 | 0 | 0 | 0 | 0 | 0 | 0 | 0 | 0 | 0 | 0 | 0 | 0 | 0 | 0 | 0 | 0 | 0 | 0 |  | 0 | 0 | 0 | 0 | 0 | 0 | 0 | 0 | 0 | 0 | 0 | 0 | 0 | 0 | 0 | 0 | 0 | 0 | 0 | 0 | 0 | 0 | 0 | 0 | 0 | 0 | 0 | 0 | 0 | 0 | 0 | 0 | 0 | 0 | 0 | 0 | 3139.976 | 3337.692 | 3938.92 | Hinson - Del Amo Constraint | Hinson - Del Amo Constraint | Hinson - Del Amo Constraint |  | 0 | 0 | 0 | 0 | 0 | 0 | 3139.976 | 3337.692 | 3938.92 | Hinson - Del Amo Constraint | Hinson - Del Amo Constraint | Hinson - Del Amo Constraint |  | 1 | 1 | NO | 1 | 1 | 1 | NO | 1
SDG&E Study Area | Artesian | 230 | 0 | 0 | 0 | 0 | 0 | 0 | 0 | 0 | 0 | 0 | 0 | 0 | 0 | 0 | 0 | 0 | 0 | 0 | 0 | 0 | 0 | 0 | 0 | 0 | 0 | 0 | 0 | 0 | 0 | 1 | 0 | 0 | 1 | 0 | 1 | 0 | 1 | 0 | 0 | 0 | 0 | 1 | 0 | 0 | 0 | 0 | 0 | 0 | 0 | 0 | 0 | 0 | 0 | 0 | 0 | 0 | 0 | 0 | 0 | 0 | 0 | 0 | 0 | 0 | 0 | 0 | 0 | 0 | 0 | 0 | 0 | 0 | 0 | 0 | 0 | 0 | 0 | 0 | 0 | 0 | 0 | 0 | 0 | 0 | 0 | 0 | 0 | 0 | 0 | 0 | 0 | 0 | 0 | 0 | 0 | 0 | 0 | 0 | 0 | 0 | 0 | 0 | 0 | 0 | 0 | 0 | 0 | 3 |  | 0 | 0 | 0 | 0 | 0 | 0 | 0 | 0 | 0 | 0 | 0 | 0 | 0 | 0 | 0 | 0 | 0 | 0 | 0 | 0 | 0 | 0 | 0 | 0 | 0 | 0 | 0 | 0 | 0 | 0 | 1 | 0 | 0 | 0 | 0 | 0 | -303.35 | 450.825 | 2287.85 | Talega 230 kV constraint | Talega 230 kV constraint | Internal San Diego Area constraint |  | 0 | 0 | 0 | 0 | 0 | 0 | 59.595 | 1035.7 | 2287.85 | Encina - San Luis Rey 230 kV constraint | Capistrano-San Onofre 230 kV constraint | Internal San Diego Area constraint |  | 5 | 1 | YES | 2 | 1 | 1 | NO | 1
PG&E Fresno Study Area | Ashlan | 230 | 0 | 0 | 0 | 0 | 0 | 0 | 0 | 0 | 0 | 0 | 0 | 0 | 0 | 0 | 0 | 0 | 0 | 0 | 0 | 0 | 0 | 0 | 0 | 0 | 0 | 0 | 0 | 0 | 0 | 0 | 0 | 0 | 0 | 0 | 0 | 0 | 0 | 0 | 0 | 0 | 0 | 0 | 0 | 0 | 0 | 0 | 0 | 0 | 0 | 0 | 1 | 0 | 0 | 0 | 0 | 0 | 0 | 0 | 0 | 0 | 0 | 0 | 0 | 0 | 0 | 0 | 0 | 0 | 0 | 0 | 0 | 0 | 0 | 0 | 0 | 0 | 1 | 0 | 0 | 0 | 0 | 0 | 0 | 0 | 0 | 1 | 1 | 0 | 1 | 1 | 1 | 1 | 1 | 1 | 1 | 1 | 0 | 1 | 1 | 0 | 0 | 1 | 0 | 0 | 0 | 1 | 0 | 4 |  | 0 | 0 | 0 | 0 | 0 | 0 | 0 | 0 | 0 | 0 | 0 | 0 | 0 | 0 | 0 | 0 | 0 | 0 | 0 | 0 | 0 | 0 | 0 | 0 | 0 | 0 | 0 | 0 | 0 | 0 | 3 | 0 | 3 | 0 | 0 | 0 | -1317.795 | -515.533 | 231.4102 | Midway-Q2005 230kV Line | Midway-Q2005 230kV Line | Panoche- Mendota 115 kV line |  | 0 | 0 | 0 | 0 | 0 | 0 | 49.732 | 420.6683 | 231.4102 | Gates 500/230kV TB #12 | Moss Landing-Las Aguilas 230 kV Line | Panoche- Mendota 115 kV line |  | 5 | 1 | YES | 2 | 1 | 1 | NO | 1
PG&E North of Greater Bay Study Area | Atlantic | 230 | 0 | 0 | 0 | 0 | 0 | 0 | 0 | 0 | 0 | 0 | 0 | 0 | 0 | 0 | 0 | 0 | 0 | 0 | 0 | 0 | 0 | 0 | 0 | 0 | 0 | 0 | 0 | 0 | 0 | 0 | 0 | 0 | 0 | 0 | 0 | 0 | 0 | 0 | 0 | 0 | 0 | 0 | 0 | 0 | 1 | 0 | 0 | 1 | 0 | 0 | 1 | 1 | 1 | 0 | 0 | 0 | 0 | 0 | 0 | 0 | 0 | 0 | 0 | 0 | 1 | 1 | 0 | 0 | 0 | 0 | 0 | 0 | 0 | 0 | 0 | 0 | 0 | 0 | 0 | 0 | 0 | 0 | 0 | 0 | 0 | 0 | 0 | 0 | 0 | 0 | 0 | 0 | 0 | 0 | 0 | 0 | 0 | 0 | 0 | 0 | 0 | 0 | 0 | 0 | 0 | 0 | 0 | 0 |  | 0 | 0 | 0 | 0 | 0 | 0 | 0 | 0 | 0 | 0 | 0 | 0 | 0 | 0 | 0 | 0 | 0 | 0 | 0 | 0 | 0 | 0 | 0 | 0 | 0 | 0 | 0 | 0 | 0 | 0 | 1 | 0 | 0 | 0 | 0 | 0 | -719.4865 | 324.7487 | 462.265 | Vaca Dixon-Tesla 500kV Line | Vaca Dixon-Tesla 500kV Line | Rio Oso-Brighton 230kV line |  | 0 | 0 | 0 | 0 | 0 | 0 | 324.9675 | 356.0745 | 462.265 | Rio Oso-Brighton 230kV line | Rio Oso-Brighton 230kV line | Rio Oso-Brighton 230kV line |  | 5 | 1 | YES | 2 | 1 | 1 | NO | 1
PG&E North of Greater Bay Study Area | Atlantic | 115 | 0 | 0 | 0 | 0 | 0 | 0 | 0 | 0 | 0 | 0 | 0 | 0 | 0 | 0 | 0 | 0 | 0 | 0 | 0 | 0 | 0 | 0 | 0 | 0 | 0 | 0 | 0 | 0 | 0 | 0 | 0 | 0 | 0 | 0 | 0 | 0 | 0 | 0 | 0 | 0 | 0 | 0 | 0 | 0 | 1 | 0 | 0 | 1 | 0 | 1 | 1 | 1 | 0 | 0 | 0 | 0 | 0 | 0 | 0 | 0 | 0 | 0 | 0 | 0 | 1 | 1 | 0 | 0 | 0 | 0 | 0 | 0 | 0 | 0 | 0 | 0 | 0 | 0 | 0 | 0 | 0 | 0 | 0 | 0 | 0 | 0 | 0 | 0 | 0 | 0 | 0 | 0 | 0 | 0 | 0 | 0 | 0 | 0 | 0 | 0 | 0 | 0 | 0 | 0 | 0 | 0 | 0 | 0 |  | 0 | 0 | 0 | 0 | 0 | 0 | 0 | 0 | 0 | 0 | 0 | 0 | 0 | 0 | 0 | 0 | 0 | 0 | 0 | 0 | 0 | 0 | 0 | 0 | 0 | 0 | 0 | 0 | 0 | 0 | 1 | 0 | 0 | 0 | 0 | 0 | -719.4865 | 32.3255 | 266.795 | Vaca Dixon-Tesla 500kV Line | Rocklin-Pleaseant grove 115kV line | Rocklin-Pleaseant grove 115kV line |  | 0 | 0 | 0 | 0 | 0 | 0 | 0.1925 | 32.3255 | 266.795 | Rocklin-Pleaseant grove 115kV line | Rocklin-Pleaseant grove 115kV line | Rocklin-Pleaseant grove 115kV line |  | 5 | 1 | YES | 2 | 1 | 1 | NO | 1
PG&E Greater Bay Study Area | Avena | 115 | 0 | 0 | 0 | 0 | 0 | 0 | 0 | 0 | 0 | 0 | 0 | 0 | 0 | 0 | 0 | 0 | 0 | 0 | 0 | 0 | 0 | 0 | 0 | 0 | 0 | 0 | 0 | 0 | 0 | 0 | 0 | 0 | 0 | 0 | 0 | 0 | 0 | 0 | 0 | 0 | 0 | 0 | 0 | 0 | 0 | 0 | 0 | 0 | 0 | 0 | 0 | 0 | 0 | 0 | 0 | 0 | 0 | 0 | 0 | 0 | 0 | 0 | 1 | 0 | 0 | 0 | 0 | 0 | 0 | 0 | 0 | 0 | 0 | 0 | 0 | 0 | 0 | 0 | 0 | 0 | 0 | 0 | 0 | 0 | 0 | 0 | 0 | 0 | 0 | 0 | 0 | 0 | 0 | 0 | 0 | 0 | 0 | 0 | 0 | 0 | 0 | 0 | 0 | 0 | 0 | 0 | 0 | 0 |  | 0 | 0 | 0 | 0 | 0 | 0 | 0 | 0 | 0 | 0 | 0 | 0 | 0 | 0 | 0 | 0 | 0 | 0 | 0 | 0 | 0 | 0 | 0 | 0 | 0 | 0 | 0 | 0 | 0 | 0 | 0 | 0 | 0 | 0 | 0 | 0 | 3.859 | 102.156 | 280.6464 | Kasson Jct-Heinz 115 kV line | Kasson Jct-Heinz 115 kV line | Kasson Jct-Heinz 115 kV line |  | 0 | 0 | 0 | 0 | 0 | 0 | 3.859 | 102.156 | 280.6464 | Kasson Jct-Heinz 115 kV line | Kasson Jct-Heinz 115 kV line | Kasson Jct-Heinz 115 kV line |  | 1 | 1 | NO | 1 | 1 | 1 | NO | 1
SDG&E Study Area | Avocado | 69 | 0 | 0 | 0 | 0 | 0 | 0 | 0 | 0 | 0 | 0 | 0 | 0 | 0 | 0 | 0 | 0 | 0 | 0 | 0 | 0 | 0 | 0 | 0 | 0 | 0 | 0 | 0 | 0 | 0 | 1 | 0 | 0 | 1 | 0 | 0 | 0 | 0 | 0 | 0 | 0 | 0 | 1 | 0 | 0 | 0 | 0 | 0 | 0 | 0 | 0 | 0 | 0 | 0 | 0 | 0 | 0 | 0 | 0 | 0 | 0 | 0 | 0 | 0 | 0 | 0 | 0 | 0 | 0 | 0 | 0 | 0 | 0 | 0 | 0 | 0 | 0 | 0 | 0 | 0 | 0 | 0 | 0 | 0 | 0 | 0 | 0 | 0 | 0 | 0 | 0 | 0 | 0 | 0 | 0 | 0 | 0 | 0 | 0 | 0 | 0 | 0 | 0 | 0 | 0 | 0 | 0 | 0 | 1 |  | 0 | 0 | 0 | 0 | 0 | 0 | 0 | 0 | 0 | 0 | 0 | 40 | 0 | 0 | 1 | 0 | 0 | 0 | 0 | 0 | 0 | 0 | 0 | 0 | 0 | 0 | 29.6 | 0 | 0 | 1 | 1 | 0 | 0 | 0 | 0 | 0 | -303.35 | 450.825 | 2287.85 | Talega 230 kV constraint | Talega 230 kV constraint | Internal San Diego Area constraint |  | 0 | 0 | 0 | 0 | 0 | 0 | 164.745 | 1035.7 | 2287.85 | Internal San Diego Area constraint | Capistrano-San Onofre 230 kV constraint | Internal San Diego Area constraint |  | 5 | 1 | YES | 2 | 1 | 1 | NO | 1
PG&E North of Greater Bay Study Area | Bahia | 230 | 0 | 0 | 0 | 0 | 0 | 0 | 0 | 0 | 0 | 0 | 0 | 0 | 0 | 0 | 0 | 0 | 0 | 0 | 0 | 0 | 0 | 0 | 0 | 0 | 0 | 0 | 0 | 0 | 0 | 0 | 0 | 0 | 0 | 0 | 0 | 0 | 0 | 0 | 0 | 0 | 0 | 0 | 0 | 0 | 1 | 0 | 0 | 0 | 0 | 0 | 0 | 0 | 0 | 0 | 0 | 0 | 0 | 1 | 0 | 0 | 1 | 0 | 0 | 0 | 1 | 0 | 0 | 0 | 0 | 0 | 0 | 0 | 0 | 1 | 1 | 0 | 0 | 0 | 0 | 0 | 0 | 0 | 0 | 0 | 0 | 0 | 0 | 0 | 0 | 0 | 0 | 0 | 0 | 0 | 0 | 0 | 0 | 0 | 0 | 0 | 0 | 0 | 0 | 0 | 0 | 0 | 0 | 1 |  | 0 | 0 | 0 | 0 | 0 | 0 | 0 | 0 | 0 | 0 | 0 | 0 | 0 | 0 | 0 | 0 | 0 | 0 | 0 | 0 | 0 | 0 | 0 | 0 | 0 | 0 | 0 | 0 | 0 | 0 | 2 | 0 | 0 | 0 | 0 | 0 | -719.4865 | 284.1443 | 914.2905 | Vaca Dixon-Tesla 500kV Line | Birds Landing-Contra Costa 230kV Line | Birds Landing-Contra Costa 230kV Line |  | 0 | 0 | 0 | 0 | 0 | 0 | 1181.5167 | 2050.1444 | 914.2905 | Tesla-Bellota 230 kV line | Birds Landing-Contra Costa 230kV Line | Birds Landing-Contra Costa 230kV Line |  | 5 | 1 | YES | 2 | 1 | 1 | NO | 1
SCE Northern Area | Bailey | 230 | 1 | 0 | 1 | 0 | 0 | 0 | 1 | 0 | 1 | 0 | 0 | 0 | 0 | 0 | 0 | 0 | 0 | 0 | 0 | 0 | 0 | 0 | 0 | 0 | 0 | 0 | 0 | 0 | 1 | 0 | 0 | 0 | 0 | 0 | 0 | 0 | 0 | 0 | 0 | 0 | 0 | 0 | 0 | 0 | 0 | 0 | 0 | 0 | 0 | 0 | 0 | 0 | 0 | 0 | 0 | 0 | 0 | 0 | 0 | 0 | 0 | 0 | 0 | 0 | 0 | 0 | 0 | 0 | 0 | 0 | 0 | 0 | 0 | 0 | 0 | 0 | 0 | 0 | 0 | 0 | 0 | 0 | 0 | 0 | 0 | 0 | 0 | 0 | 0 | 0 | 0 | 0 | 0 | 0 | 0 | 0 | 0 | 0 | 0 | 0 | 0 | 0 | 0 | 0 | 0 | 0 | 0 | 0 |  | 0 | 0 | 0 | 0 | 0 | 0 | 0 | 0 | 0 | 0 | 0 | 0 | 0 | 0 | 0 | 0 | 0 | 0 | 0 | 0 | 0 | 0 | 0 | 0 | 0 | 0 | 0 | 0 | 0 | 0 | 2 | 0 | 1 | 0 | 0 | 0 | -1497.8218 | -34.6371 | 0.005 | Lugo - Victorville area constraint | South of Magunden Constraint | Antelope-Neenach Constraint |  | 1 | 0 | 1 | 0 | 0 | 0 | -596.4338 | -34.6371 | 0.005 | South of Magunden Constraint | South of Magunden Constraint | Antelope-Neenach Constraint |  | 5 | 5 | NO | 5 | 1 | 1 | NO | 1
PG&E Kern Study Area | Bakersfield | 230 | 0 | 0 | 0 | 0 | 0 | 0 | 0 | 0 | 0 | 0 | 0 | 0 | 0 | 0 | 0 | 0 | 0 | 0 | 0 | 0 | 0 | 0 | 0 | 0 | 0 | 0 | 0 | 0 | 0 | 0 | 0 | 0 | 0 | 0 | 0 | 0 | 0 | 0 | 0 | 0 | 0 | 0 | 0 | 0 | 0 | 0 | 0 | 0 | 0 | 0 | 0 | 0 | 0 | 0 | 0 | 0 | 0 | 0 | 0 | 0 | 0 | 0 | 0 | 0 | 0 | 0 | 0 | 0 | 0 | 0 | 0 | 0 | 0 | 0 | 0 | 0 | 1 | 0 | 0 | 0 | 0 | 0 | 0 | 0 | 0 | 1 | 1 | 0 | 0 | 0 | 0 | 0 | 0 | 0 | 0 | 0 | 0 | 0 | 0 | 0 | 0 | 0 | 0 | 0 | 0 | 0 | 0 | 0 |  | 0 | 0 | 0 | 0 | 0 | 0 | 0 | 0 | 0 | 0 | 0 | 0 | 0 | 0 | 0 | 0 | 0 | 0 | 0 | 0 | 0 | 0 | 0 | 0 | 0 | 0 | 0 | 0 | 0 | 0 | 1 | 0 | 1 | 0 | 0 | 0 | -1317.795 | -515.533 | 818.2057 | Midway-Q2005 230kV Line | Midway-Q2005 230kV Line | Midway-Q2005 230kV Line |  | 0 | 0 | 0 | 0 | 0 | 0 | 49.732 | 552.8841 | 1780.2057 | Gates 500/230kV TB #12 | Gates 500/230kV TB #12 | Midway-Q2005 230kV Line |  | 5 | 1 | YES | 2 | 1 | 1 | NO | 1
PG&E Fresno Study Area | Balch 2 | 230 | 0 | 0 | 0 | 0 | 0 | 0 | 0 | 0 | 0 | 0 | 0 | 0 | 0 | 0 | 0 | 0 | 0 | 0 | 0 | 0 | 0 | 0 | 0 | 0 | 0 | 0 | 0 | 0 | 0 | 0 | 0 | 0 | 0 | 0 | 0 | 0 | 0 | 0 | 0 | 0 | 0 | 0 | 0 | 0 | 0 | 0 | 0 | 0 | 0 | 0 | 1 | 0 | 0 | 0 | 0 | 0 | 0 | 0 | 0 | 0 | 0 | 0 | 0 | 0 | 0 | 0 | 0 | 0 | 0 | 0 | 0 | 0 | 0 | 0 | 0 | 0 | 1 | 0 | 0 | 0 | 0 | 0 | 0 | 0 | 0 | 1 | 1 | 1 | 1 | 1 | 1 | 1 | 1 | 1 | 1 | 1 | 0 | 1 | 1 | 0 | 0 | 1 | 0 | 0 | 0 | 1 | 0 | 4 |  | 0 | 0 | 0 | 0 | 0 | 0 | 0 | 0 | 0 | 0 | 0 | 0 | 0 | 0 | 0 | 0 | 3 | 0 | 0 | 0 | 0 | 0 | 0 | 0 | 0 | 0 | 0 | 0 | 0 | 1 | 3 | 0 | 3 | 0 | 0 | 0 | -1317.795 | -515.533 | 231.4102 | Midway-Q2005 230kV Line | Midway-Q2005 230kV Line | Panoche- Mendota 115 kV line |  | 0 | 0 | 0 | 0 | 0 | 0 | 49.732 | 244.516 | 231.4102 | Gates 500/230kV TB #12 | Gates 230/70kV TB #5 | Panoche- Mendota 115 kV line |  | 5 | 1 | YES | 2 | 1 | 1 | NO | 1
SCE Metro Study Area | Barre | 230 | 0 | 0 | 0 | 0 | 0 | 0 | 0 | 0 | 0 | 0 | 0 | 0 | 1 | 0 | 0 | 0 | 0 | 0 | 0 | 0 | 0 | 0 | 0 | 0 | 0 | 0 | 0 | 0 | 0 | 0 | 0 | 0 | 0 | 0 | 0 | 0 | 0 | 0 | 0 | 0 | 0 | 0 | 0 | 0 | 0 | 0 | 0 | 0 | 0 | 0 | 0 | 0 | 0 | 0 | 0 | 0 | 0 | 0 | 0 | 0 | 0 | 0 | 0 | 0 | 0 | 0 | 0 | 0 | 0 | 0 | 0 | 0 | 0 | 0 | 0 | 0 | 0 | 0 | 0 | 0 | 0 | 0 | 0 | 0 | 0 | 0 | 0 | 0 | 0 | 0 | 0 | 0 | 0 | 0 | 0 | 0 | 0 | 0 | 0 | 0 | 0 | 0 | 0 | 0 | 0 | 0 | 0 | 0 |  | 0 | 0 | 0 | 0 | 0 | 0 | 0 | 0 | 0 | 0 | 0 | 79 | 0 | 0 | 1 | 0 | 0 | 0 | 0 | 0 | 0 | 0 | 0 | 0 | 0 | 23 | 10 | 0 | 0 | 1 | 0 | 0 | 0 | 0 | 0 | 0 | 11593.076 | 12657.742 | 15859.82 | SCE Metro Area Default Constraint | SCE Metro Area Default Constraint | SCE Metro Area Default Constraint |  | 0 | 0 | 0 | 0 | 0 | 0 | 11593.076 | 12657.742 | 15859.82 | SCE Metro Area Default Constraint | SCE Metro Area Default Constraint | SCE Metro Area Default Constraint |  | 1 | 1 | NO | 1 | 1 | 1 | NO | 1
SDG&E Study Area | Bay Boulevard | 230 | 0 | 0 | 0 | 0 | 0 | 0 | 0 | 0 | 0 | 0 | 0 | 0 | 0 | 0 | 0 | 0 | 0 | 0 | 0 | 0 | 0 | 0 | 0 | 0 | 0 | 0 | 0 | 0 | 0 | 0 | 0 | 0 | 1 | 0 | 1 | 0 | 1 | 0 | 0 | 1 | 1 | 0 | 0 | 0 | 0 | 0 | 0 | 0 | 0 | 0 | 0 | 0 | 0 | 0 | 0 | 0 | 0 | 0 | 0 | 0 | 0 | 0 | 0 | 0 | 0 | 0 | 0 | 0 | 0 | 0 | 0 | 0 | 0 | 0 | 0 | 0 | 0 | 0 | 0 | 0 | 0 | 0 | 0 | 0 | 0 | 0 | 0 | 0 | 0 | 0 | 0 | 0 | 0 | 0 | 0 | 0 | 0 | 0 | 0 | 0 | 0 | 0 | 0 | 0 | 0 | 0 | 0 | 3 |  | 0 | 0 | 0 | 0 | 0 | 0 | 0 | 0 | 0 | 0 | 0 | 0 | 0 | 0 | 0 | 0 | 0 | 0 | 0 | 0 | 0 | 0 | 0 | 0 | 0 | 0 | 0 | 0 | 0 | 0 | 2 | 0 | 0 | 0 | 0 | 0 | -556.905 | 111.53 | 767.5 | Silvergate - Bay Blvd 230 kV constraint | Silvergate - Bay Blvd 230 kV constraint | Silvergate - Bay Blvd 230 kV constraint |  | 0 | 0 | 0 | 0 | 0 | 0 | 59.595 | 1259.03 | 1435.5 | Encina - San Luis Rey 230 kV constraint | Encina - San Luis Rey 230 kV constraint | Silvergate-Old Town 230 kV constraint |  | 5 | 1 | YES | 2 | 1 | 1 | NO | 1
East of Pisgah Study Area | Beatty | 138 | 0 | 0 | 0 | 0 | 0 | 0 | 0 | 0 | 0 | 0 | 0 | 0 | 0 | 0 | 0 | 0 | 0 | 0 | 0 | 1 | 0 | 1 | 0 | 0 | 0 | 0 | 1 | 1 | 1 | 0 | 0 | 0 | 0 | 0 | 0 | 0 | 0 | 0 | 0 | 0 | 0 | 0 | 0 | 0 | 0 | 0 | 0 | 0 | 0 | 0 | 0 | 0 | 0 | 0 | 0 | 0 | 0 | 0 | 0 | 0 | 0 | 0 | 0 | 0 | 0 | 0 | 0 | 0 | 0 | 0 | 0 | 0 | 0 | 0 | 0 | 0 | 0 | 0 | 0 | 0 | 0 | 0 | 0 | 0 | 0 | 0 | 0 | 0 | 0 | 0 | 0 | 0 | 0 | 0 | 0 | 0 | 0 | 0 | 0 | 0 | 0 | 0 | 0 | 0 | 0 | 0 | 0 | 3 |  | 0 | 0 | 0 | 0 | 0 | 0 | 0 | 0 | 0 | 0 | 0 | 0 | 0 | 0 | 0 | 450 | 0 | 0 | 0 | 0 | 0 | 0 | 0 | 0 | 0 | 0 | 0 | 0 | 0 | 1 | 2 | 1 | 1 | 0 | 1 | 0 | -1497.8218 | -273.2 | -521 | Lugo - Victorville area constraint | VEA 138kV area constraint | VEA 138kV area constraint |  | 0 | 1 | 0 | 0 | 0 | 0 | -1466.348 | 558.32 | 409 | Devers-Red Bluff Constraint | GLW 230kV area constraint | VEA 138kV area constraint |  | 5 | 4 | YES | 4 | 5 | 1 | YES | 2
PG&E Greater Bay Study Area | Belden | 230 | 0 | 0 | 0 | 0 | 0 | 0 | 0 | 0 | 0 | 0 | 0 | 0 | 0 | 0 | 0 | 0 | 0 | 0 | 0 | 0 | 0 | 0 | 0 | 0 | 0 | 0 | 0 | 0 | 0 | 0 | 0 | 0 | 0 | 0 | 0 | 0 | 0 | 0 | 0 | 0 | 0 | 0 | 0 | 0 | 1 | 0 | 0 | 0 | 0 | 1 | 0 | 0 | 0 | 0 | 0 | 0 | 0 | 0 | 0 | 0 | 0 | 0 | 0 | 0 | 0 | 0 | 0 | 0 | 0 | 0 | 0 | 0 | 0 | 0 | 0 | 0 | 0 | 0 | 0 | 0 | 0 | 0 | 0 | 0 | 0 | 0 | 0 | 0 | 0 | 0 | 0 | 0 | 0 | 0 | 0 | 0 | 0 | 0 | 0 | 0 | 0 | 0 | 0 | 0 | 0 | 0 | 0 | 0 |  | 0 | 0 | 0 | 0 | 0 | 0 | 0 | 0 | 0 | 0 | 0 | 0 | 0 | 0 | 0 | 0 | 0 | 0 | 0 | 0 | 0 | 0 | 0 | 0 | 0 | 0 | 0 | 0 | 0 | 0 | 1 | 0 | 0 | 0 | 0 | 0 | -719.4865 | 32.3255 | 266.795 | Vaca Dixon-Tesla 500kV Line | Rocklin-Pleaseant grove 115kV line | Rocklin-Pleaseant grove 115kV line |  | 0 | 0 | 0 | 0 | 0 | 0 | 0.1925 | 32.3255 | 266.795 | Rocklin-Pleaseant grove 115kV line | Rocklin-Pleaseant grove 115kV line | Rocklin-Pleaseant grove 115kV line |  | 5 | 1 | YES | 2 | 1 | 1 | NO | 1
PG&E North of Greater Bay Study Area | Bellevue | 115 | 0 | 0 | 0 | 0 | 0 | 0 | 0 | 0 | 0 | 0 | 0 | 0 | 0 | 0 | 0 | 0 | 0 | 0 | 0 | 0 | 0 | 0 | 0 | 0 | 0 | 0 | 0 | 0 | 0 | 0 | 0 | 0 | 0 | 0 | 0 | 0 | 0 | 0 | 0 | 0 | 0 | 0 | 0 | 0 | 0 | 0 | 1 | 0 | 0 | 0 | 0 | 0 | 0 | 0 | 0 | 0 | 1 | 0 | 0 | 0 | 0 | 0 | 0 | 0 | 0 | 0 | 0 | 0 | 0 | 0 | 0 | 0 | 0 | 0 | 0 | 0 | 0 | 0 | 0 | 0 | 0 | 0 | 0 | 0 | 0 | 0 | 0 | 0 | 0 | 0 | 0 | 0 | 0 | 0 | 0 | 0 | 0 | 0 | 0 | 0 | 0 | 0 | 0 | 0 | 0 | 0 | 0 | 1 |  | 0 | 0 | 0 | 0 | 0 | 0 | 0 | 0 | 0 | 0 | 0 | 0 | 0 | 0 | 0 | 0 | 0 | 0 | 0 | 0 | 0 | 0 | 0 | 0.96 | 0 | 0 | 0 | 0 | 0 | 1 | 0 | 0 | 0 | 0 | 0 | 0 | 1332.339 | 1340.7048 | 539.9052 | Lakeville-Ignacio 230 kV line | Lakeville-Ignacio 230 kV line | Lakeville-Ignacio 230 kV line |  | 0 | 0 | 0 | 0 | 0 | 0 | 1332.339 | 1340.7048 | 539.9052 | Lakeville-Ignacio 230 kV line | Lakeville-Ignacio 230 kV line | Lakeville-Ignacio 230 kV line |  | 1 | 1 | NO | 1 | 1 | 1 | NO | 1
PG&E North of Greater Bay Study Area | Bellota | 230 | 0 | 0 | 0 | 0 | 0 | 0 | 0 | 0 | 0 | 0 | 0 | 0 | 0 | 0 | 0 | 0 | 0 | 0 | 0 | 0 | 0 | 0 | 0 | 0 | 0 | 0 | 0 | 0 | 0 | 0 | 0 | 0 | 0 | 0 | 0 | 0 | 0 | 0 | 0 | 0 | 0 | 0 | 0 | 0 | 0 | 0 | 0 | 0 | 0 | 0 | 1 | 0 | 0 | 0 | 0 | 0 | 0 | 0 | 0 | 0 | 0 | 0 | 1 | 0 | 1 | 1 | 0 | 0 | 0 | 0 | 0 | 0 | 0 | 0 | 0 | 0 | 0 | 0 | 0 | 0 | 0 | 0 | 0 | 0 | 0 | 0 | 1 | 0 | 1 | 1 | 1 | 1 | 0 | 0 | 0 | 1 | 0 | 1 | 0 | 0 | 0 | 1 | 0 | 0 | 0 | 0 | 0 | 1 |  | 0 | 0 | 0 | 0 | 0 | 0 | 0 | 0 | 0 | 0 | 0 | 0 | 0 | 0 | 0 | 0 | 0 | 0 | 0 | 0 | 0 | 0 | 0 | 0 | 0 | 0 | 0 | 0 | 0 | 0 | 1 | 0 | 1 | 0 | 0 | 0 | -227.9 | -25.89 | 231.4102 | Chowchilla-Le grand 115kV Line | Chowchilla-Le grand 115kV Line | Panoche- Mendota 115 kV line |  | 0 | 0 | 0 | 0 | 0 | 0 | 3.859 | 102.156 | 231.4102 | Kasson Jct-Heinz 115 kV line | Kasson Jct-Heinz 115 kV line | Panoche- Mendota 115 kV line |  | 5 | 1 | YES | 2 | 1 | 1 | NO | 1
PG&E North of Greater Bay Study Area | Bellota | 115 | 0 | 0 | 0 | 0 | 0 | 0 | 0 | 0 | 0 | 0 | 0 | 0 | 0 | 0 | 0 | 0 | 0 | 0 | 0 | 0 | 0 | 0 | 0 | 0 | 0 | 0 | 0 | 0 | 0 | 0 | 0 | 0 | 0 | 0 | 0 | 0 | 0 | 0 | 0 | 0 | 0 | 0 | 0 | 0 | 0 | 0 | 0 | 0 | 0 | 0 | 1 | 0 | 0 | 0 | 0 | 0 | 0 | 0 | 0 | 0 | 0 | 0 | 1 | 0 | 1 | 1 | 0 | 0 | 0 | 0 | 0 | 0 | 0 | 0 | 0 | 0 | 0 | 0 | 0 | 0 | 0 | 0 | 0 | 0 | 0 | 0 | 0 | 0 | 0 | 0 | 0 | 1 | 0 | 0 | 0 | 0 | 0 | 0 | 0 | 0 | 0 | 1 | 0 | 0 | 0 | 0 | 0 | 1 |  | 0 | 2.8 | 0 | 0 | 0 | 0 | 0 | 0 | 0 | 0 | 0 | 132 | 0 | 0 | 1 | 0 | 1 | 0 | 0 | 0 | 0 | 0 | 0 | 0 | 0 | 0 | 0 | 0 | 0 | 1 | 0 | 0 | 0 | 0 | 0 | 0 | 3.859 | 102.156 | 280.6464 | Kasson Jct-Heinz 115 kV line | Kasson Jct-Heinz 115 kV line | Kasson Jct-Heinz 115 kV line |  | 0 | 0 | 0 | 0 | 0 | 0 | 3.859 | 102.156 | 280.6464 | Kasson Jct-Heinz 115 kV line | Kasson Jct-Heinz 115 kV line | Kasson Jct-Heinz 115 kV line |  | 1 | 1 | NO | 1 | 1 | 1 | NO | 1
SCE Northern Area | Big Creek | 230 | 1 | 0 | 1 | 0 | 0 | 1 | 1 | 1 | 0 | 0 | 0 | 0 | 0 | 0 | 0 | 0 | 0 | 0 | 0 | 0 | 0 | 0 | 0 | 0 | 0 | 0 | 0 | 0 | 1 | 0 | 0 | 0 | 0 | 0 | 0 | 0 | 0 | 0 | 0 | 0 | 0 | 0 | 0 | 0 | 0 | 0 | 0 | 0 | 0 | 0 | 0 | 0 | 0 | 0 | 0 | 0 | 0 | 0 | 0 | 0 | 0 | 0 | 0 | 0 | 0 | 0 | 0 | 0 | 0 | 0 | 0 | 0 | 0 | 0 | 0 | 0 | 0 | 0 | 0 | 0 | 0 | 0 | 0 | 0 | 0 | 0 | 0 | 0 | 0 | 0 | 0 | 0 | 0 | 0 | 0 | 0 | 0 | 0 | 0 | 0 | 0 | 0 | 0 | 0 | 0 | 0 | 0 | 0 |  | 0 | 0 | 0 | 0 | 0 | 0 | 0 | 0 | 0 | 0 | 0 | 0 | 0 | 0 | 0 | 0 | 0 | 0 | 0 | 0 | 0 | 0 | 0 | 0 | 0 | 0 | 0 | 0 | 0 | 0 | 3 | 0 | 2 | 0 | 0 | 0 | -1497.8218 | -34.6371 | 1493.759 | Lugo - Victorville area constraint | South of Magunden Constraint | South of Magunden Constraint |  | 2 | 0 | 2 | 0 | 0 | 0 | -596.4338 | -34.6371 | 1493.759 | South of Magunden Constraint | South of Magunden Constraint | South of Magunden Constraint |  | 5 | 5 | NO | 5 | 1 | 1 | NO | 1
PG&E North of Greater Bay Study Area | Birds Landing | 230 | 0 | 0 | 0 | 0 | 0 | 0 | 0 | 0 | 0 | 0 | 0 | 0 | 0 | 0 | 0 | 0 | 0 | 0 | 0 | 0 | 0 | 0 | 0 | 0 | 0 | 0 | 0 | 0 | 0 | 0 | 0 | 0 | 0 | 0 | 0 | 0 | 0 | 0 | 0 | 0 | 0 | 0 | 0 | 0 | 1 | 0 | 0 | 0 | 0 | 0 | 0 | 0 | 0 | 0 | 0 | 0 | 0 | 0 | 1 | 1 | 1 | 0 | 0 | 1 | 1 | 0 | 0 | 0 | 0 | 0 | 0 | 0 | 0 | 1 | 1 | 0 | 0 | 0 | 0 | 0 | 0 | 0 | 0 | 0 | 0 | 0 | 0 | 0 | 0 | 0 | 0 | 0 | 0 | 0 | 0 | 0 | 0 | 0 | 0 | 0 | 0 | 0 | 0 | 0 | 0 | 0 | 0 | 0 |  | 0 | 0 | 90 | 0 | 0 | 0 | 0 | 0 | 0 | 0 | 0 | 0 | 0 | 0 | 1 | 0 | 0 | 100 | 110 | 0 | 0 | 0 | 0 | 0 | 0 | 0 | 0 | 38.4 | 0 | 1 | 3 | 0 | 0 | 0 | 0 | 0 | -719.4865 | 284.1443 | 914.2905 | Vaca Dixon-Tesla 500kV Line | Birds Landing-Contra Costa 230kV Line | Birds Landing-Contra Costa 230kV Line |  | 0 | 0 | 0 | 0 | 0 | 0 | 196.5473 | 685.0163 | 914.2905 | Contra Costa- Windmaster 230 kV line | Contra Costa- Windmaster 230 kV line | Birds Landing-Contra Costa 230kV Line |  | 5 | 1 | YES | 2 | 1 | 1 | NO | 1
SCE Eastern Study Area | BlytheSC 161 kV | 161 | 0 | 0 | 0 | 0 | 0 | 0 | 0 | 0 | 0 | 0 | 0 | 0 | 0 | 0 | 0 | 0 | 0 | 0 | 0 | 0 | 0 | 0 | 0 | 0 | 0 | 0 | 0 | 0 | 0 | 0 | 0 | 0 | 0 | 0 | 0 | 1 | 1 | 0 | 0 | 0 | 0 | 0 | 0 | 0 | 0 | 0 | 0 | 0 | 0 | 0 | 0 | 0 | 0 | 0 | 0 | 0 | 0 | 0 | 0 | 0 | 0 | 0 | 0 | 0 | 0 | 0 | 0 | 0 | 0 | 0 | 0 | 0 | 0 | 0 | 0 | 0 | 0 | 0 | 0 | 0 | 0 | 0 | 0 | 0 | 0 | 0 | 0 | 0 | 0 | 0 | 0 | 0 | 0 | 0 | 0 | 0 | 0 | 0 | 0 | 0 | 0 | 0 | 0 | 0 | 0 | 0 | 0 | 2 |  | 0 | 0 | 0 | 0 | 0 | 0 | 0 | 0 | 0 | 0 | 0 | 0 | 0 | 0 | 0 | 0 | 0 | 0 | 0 | 0 | 0 | 0 | 0 | 0 | 0 | 0 | 0 | 0 | 0 | 0 | 0 | 0 | 0 | 0 | 0 | 0 | 228.595 | 1428.03 | 5721.775 | San Luis Rey-San Onofre 230 kV line constraint | San Luis Rey-San Onofre 230 kV line constraint | East of Miguel constraint |  | 0 | 0 | 0 | 0 | 0 | 0 | 228.595 | 1428.03 | 5721.775 | San Luis Rey-San Onofre 230 kV line constraint | San Luis Rey-San Onofre 230 kV line constraint | East of Miguel constraint |  | 1 | 1 | NO | 1 | 1 | 1 | NO | 1
PG&E North of Greater Bay Study Area | Bogue | 115 | 0 | 0 | 0 | 0 | 0 | 0 | 0 | 0 | 0 | 0 | 0 | 0 | 0 | 0 | 0 | 0 | 0 | 0 | 0 | 0 | 0 | 0 | 0 | 0 | 0 | 0 | 0 | 0 | 0 | 0 | 0 | 0 | 0 | 0 | 0 | 0 | 0 | 0 | 0 | 0 | 0 | 0 | 0 | 0 | 0 | 1 | 0 | 1 | 0 | 0 | 0 | 0 | 0 | 0 | 0 | 0 | 0 | 0 | 0 | 0 | 0 | 0 | 0 | 0 | 0 | 0 | 0 | 0 | 0 | 0 | 0 | 0 | 0 | 0 | 0 | 0 | 0 | 0 | 0 | 0 | 0 | 0 | 0 | 0 | 0 | 0 | 0 | 0 | 0 | 0 | 0 | 0 | 0 | 0 | 0 | 0 | 0 | 0 | 0 | 0 | 0 | 0 | 0 | 0 | 0 | 0 | 0 | 0 |  | 0 | 0 | 0 | 0 | 0 | 0 | 0 | 0 | 0 | 0 | 0 | 0 | 0 | 0 | 0 | 0 | 0 | 0 | 0 | 0 | 0 | 0 | 0 | 0 | 0 | 0 | 0 | 0 | 0 | 0 | 0 | 0 | 0 | 0 | 0 | 0 | 75.85 | 75.166 | 74.98 | Woodland- Davis 115kV line | Woodland- Davis 115kV line | Woodland- Davis 115kV line |  | 0 | 0 | 0 | 0 | 0 | 0 | 75.85 | 75.166 | 74.98 | Woodland- Davis 115kV line | Woodland- Davis 115kV line | Woodland- Davis 115kV line |  | 1 | 1 | NO | 1 | 1 | 1 | NO | 1
East of Pisgah Study Area | Bond Tap | 138 | 0 | 0 | 0 | 0 | 0 | 0 | 0 | 0 | 0 | 0 | 0 | 0 | 0 | 0 | 0 | 0 | 0 | 0 | 0 | 1 | 0 | 1 | 0 | 0 | 0 | 0 | 1 | 1 | 1 | 0 | 0 | 0 | 0 | 0 | 0 | 0 | 0 | 0 | 0 | 0 | 0 | 0 | 0 | 0 | 0 | 0 | 0 | 0 | 0 | 0 | 0 | 0 | 0 | 0 | 0 | 0 | 0 | 0 | 0 | 0 | 0 | 0 | 0 | 0 | 0 | 0 | 0 | 0 | 0 | 0 | 0 | 0 | 0 | 0 | 0 | 0 | 0 | 0 | 0 | 0 | 0 | 0 | 0 | 0 | 0 | 0 | 0 | 0 | 0 | 0 | 0 | 0 | 0 | 0 | 0 | 0 | 0 | 0 | 0 | 0 | 0 | 0 | 0 | 0 | 0 | 0 | 0 | 3 |  | 0 | 0 | 0 | 0 | 0 | 0 | 0 | 0 | 0 | 0 | 0 | 0 | 0 | 0 | 0 | 0 | 0 | 0 | 0 | 0 | 0 | 0 | 0 | 0 | 0 | 0 | 0 | 0 | 0 | 0 | 2 | 1 | 1 | 0 | 1 | 0 | -1497.8218 | -273.2 | -521 | Lugo - Victorville area constraint | VEA 138kV area constraint | VEA 138kV area constraint |  | 0 | 1 | 0 | 0 | 0 | 0 | -1466.348 | 558.32 | 409 | Devers-Red Bluff Constraint | GLW 230kV area constraint | VEA 138kV area constraint |  | 5 | 4 | YES | 4 | 5 | 1 | YES | 2
PG&E Fresno Study Area | Borden | 230 | 0 | 0 | 0 | 0 | 0 | 0 | 0 | 0 | 0 | 0 | 0 | 0 | 0 | 0 | 0 | 0 | 0 | 0 | 0 | 0 | 0 | 0 | 0 | 0 | 0 | 0 | 0 | 0 | 0 | 0 | 0 | 0 | 0 | 0 | 0 | 0 | 0 | 0 | 0 | 0 | 0 | 0 | 0 | 0 | 0 | 0 | 0 | 0 | 0 | 0 | 1 | 0 | 0 | 0 | 0 | 0 | 0 | 0 | 0 | 0 | 0 | 0 | 0 | 0 | 0 | 0 | 0 | 0 | 0 | 0 | 0 | 0 | 0 | 0 | 0 | 0 | 1 | 0 | 0 | 0 | 0 | 0 | 0 | 0 | 0 | 1 | 1 | 0 | 1 | 1 | 1 | 1 | 1 | 1 | 0 | 1 | 0 | 1 | 1 | 0 | 0 | 1 | 0 | 0 | 0 | 1 | 0 | 4 |  | 0 | 0 | 0 | 0 | 0 | 0 | 0 | 0 | 0 | 0 | 0 | 0 | 0 | 0 | 0 | 0 | 0 | 0 | 0 | 0 | 0 | 0 | 0 | 0 | 0 | 0 | 0 | 0 | 0 | 0 | 2 | 0 | 2 | 0 | 0 | 0 | -1317.795 | -515.533 | 231.4102 | Midway-Q2005 230kV Line | Midway-Q2005 230kV Line | Panoche- Mendota 115 kV line |  | 0 | 0 | 0 | 0 | 0 | 0 | 49.732 | 420.6683 | 231.4102 | Gates 500/230kV TB #12 | Moss Landing-Las Aguilas 230 kV Line | Panoche- Mendota 115 kV line |  | 5 | 1 | YES | 2 | 1 | 1 | NO | 1
PG&E North of Greater Bay Study Area | Bottle Rock | 230 | 0 | 0 | 0 | 0 | 0 | 0 | 0 | 0 | 0 | 0 | 0 | 0 | 0 | 0 | 0 | 0 | 0 | 0 | 0 | 0 | 0 | 0 | 0 | 0 | 0 | 0 | 0 | 0 | 0 | 0 | 0 | 0 | 0 | 0 | 0 | 0 | 0 | 0 | 0 | 0 | 0 | 0 | 0 | 1 | 1 | 0 | 0 | 0 | 0 | 0 | 0 | 0 | 0 | 0 | 0 | 0 | 0 | 1 | 1 | 1 | 1 | 0 | 0 | 1 | 1 | 0 | 0 | 0 | 0 | 0 | 0 | 0 | 0 | 1 | 1 | 0 | 0 | 0 | 0 | 0 | 0 | 0 | 0 | 0 | 0 | 0 | 0 | 0 | 0 | 0 | 0 | 0 | 0 | 0 | 0 | 0 | 0 | 0 | 0 | 0 | 0 | 0 | 0 | 0 | 0 | 0 | 0 | 1 |  | 0 | 0 | 0 | 0 | 0 | 0 | 0 | 0 | 0 | 0 | 0 | 0 | 0 | 0 | 0 | 0 | 0 | 0 | 0 | 0 | 0 | 0 | 0 | 0 | 0 | 0 | 0 | 0 | 0 | 0 | 3 | 0 | 0 | 0 | 0 | 0 | -719.4865 | 284.1443 | 914.2905 | Vaca Dixon-Tesla 500kV Line | Birds Landing-Contra Costa 230kV Line | Birds Landing-Contra Costa 230kV Line |  | 0 | 0 | 0 | 0 | 0 | 0 | 196.5473 | 685.0163 | 914.2905 | Contra Costa- Windmaster 230 kV line | Contra Costa- Windmaster 230 kV line | Birds Landing-Contra Costa 230kV Line |  | 5 | 1 | YES | 2 | 1 | 1 | NO | 1
PG&E Greater Bay Study Area | Brentwood | 230 | 0 | 0 | 0 | 0 | 0 | 0 | 0 | 0 | 0 | 0 | 0 | 0 | 0 | 0 | 0 | 0 | 0 | 0 | 0 | 0 | 0 | 0 | 0 | 0 | 0 | 0 | 0 | 0 | 0 | 0 | 0 | 0 | 0 | 0 | 0 | 0 | 0 | 0 | 0 | 0 | 0 | 0 | 0 | 0 | 1 | 0 | 0 | 0 | 0 | 0 | 0 | 0 | 0 | 0 | 0 | 0 | 0 | 0 | 1 | 1 | 1 | 0 | 0 | 1 | 1 | 0 | 0 | 0 | 0 | 0 | 0 | 0 | 0 | 1 | 0 | 0 | 0 | 0 | 0 | 0 | 0 | 0 | 0 | 0 | 0 | 0 | 0 | 0 | 0 | 0 | 0 | 0 | 0 | 0 | 0 | 0 | 0 | 0 | 0 | 0 | 0 | 0 | 0 | 0 | 0 | 0 | 0 | 0 |  | 0 | 0 | 0 | 0 | 0 | 0 | 0 | 0 | 0 | 0 | 0 | 0 | 0 | 0 | 0 | 0 | 1 | 0 | 0 | 0 | 0 | 0 | 0 | 5.99 | 0 | 0 | 0.8 | 0 | 0 | 1 | 2 | 0 | 0 | 0 | 0 | 0 | -719.4865 | 324.7033 | 942.0393 | Vaca Dixon-Tesla 500kV Line | Windmaster-Delta pumps 230 kV line | Windmaster-Delta pumps 230 kV line |  | 0 | 0 | 0 | 0 | 0 | 0 | 196.5473 | 685.0163 | 942.0393 | Contra Costa- Windmaster 230 kV line | Contra Costa- Windmaster 230 kV line | Windmaster-Delta pumps 230 kV line |  | 5 | 1 | YES | 2 | 1 | 1 | NO | 1
PG&E North of Greater Bay Study Area | Brighton | 230 | 0 | 0 | 0 | 0 | 0 | 0 | 0 | 0 | 0 | 0 | 0 | 0 | 0 | 0 | 0 | 0 | 0 | 0 | 0 | 0 | 0 | 0 | 0 | 0 | 0 | 0 | 0 | 0 | 0 | 0 | 0 | 0 | 0 | 0 | 0 | 0 | 0 | 0 | 0 | 0 | 0 | 0 | 0 | 0 | 1 | 0 | 0 | 0 | 0 | 0 | 1 | 0 | 0 | 0 | 0 | 0 | 0 | 0 | 0 | 0 | 0 | 0 | 0 | 0 | 1 | 1 | 0 | 0 | 0 | 0 | 0 | 0 | 0 | 0 | 0 | 0 | 0 | 0 | 0 | 0 | 0 | 0 | 0 | 0 | 0 | 0 | 0 | 0 | 0 | 0 | 0 | 0 | 0 | 0 | 0 | 0 | 0 | 0 | 0 | 0 | 0 | 0 | 0 | 0 | 0 | 0 | 0 | 0 |  | 0 | 0 | 0 | 0 | 0 | 0 | 0 | 0 | 0 | 0 | 0 | 0 | 0 | 0 | 0 | 0 | 0 | 0 | 0 | 0 | 0 | 0 | 0 | 0 | 0 | 0 | 0 | 0 | 0 | 0 | 1 | 0 | 0 | 0 | 0 | 0 | -719.4865 | 324.7487 | 1977.3898 | Vaca Dixon-Tesla 500kV Line | Vaca Dixon-Tesla 500kV Line | Vaca Dixon-Tesla 500kV Line |  | 0 | 0 | 0 | 0 | 0 | 0 | 761.1265 | 1280.0405 | 1977.3898 | Bellota-Weber 230kV line | Bellota-Weber 230kV line | Vaca Dixon-Tesla 500kV Line |  | 5 | 1 | YES | 2 | 1 | 1 | NO | 1
PG&E North of Greater Bay Study Area | Brunswick | 115 | 0 | 0 | 0 | 0 | 0 | 0 | 0 | 0 | 0 | 0 | 0 | 0 | 0 | 0 | 0 | 0 | 0 | 0 | 0 | 0 | 0 | 0 | 0 | 0 | 0 | 0 | 0 | 0 | 0 | 0 | 0 | 0 | 0 | 0 | 0 | 0 | 0 | 0 | 0 | 0 | 0 | 0 | 0 | 0 | 0 | 0 | 0 | 1 | 0 | 0 | 0 | 0 | 0 | 0 | 0 | 0 | 0 | 0 | 0 | 0 | 0 | 0 | 0 | 0 | 0 | 0 | 0 | 0 | 0 | 0 | 0 | 0 | 0 | 0 | 0 | 0 | 0 | 0 | 0 | 0 | 0 | 0 | 0 | 0 | 0 | 0 | 0 | 0 | 0 | 0 | 0 | 0 | 0 | 0 | 0 | 0 | 0 | 0 | 0 | 0 | 0 | 0 | 0 | 0 | 0 | 0 | 0 | 0 |  | 0 | 0 | 0 | 0 | 0 | 0 | 0 | 0 | 0 | 0 | 0 | 0 | 0 | 0 | 0 | 0 | 7 | 0 | 0 | 0 | 0 | 0 | 0 | 0 | 0 | 0 | 0 | 0 | 0 | 1 | 0 | 0 | 0 | 0 | 0 | 0 | 563.475 | 561.537 | 587.11 | Bell-Placer 115kV Line | Bell-Placer 115kV Line | Bell-Placer 115kV Line |  | 0 | 0 | 0 | 0 | 0 | 0 | 563.475 | 561.537 | 587.11 | Bell-Placer 115kV Line | Bell-Placer 115kV Line | Bell-Placer 115kV Line |  | 1 | 1 | NO | 1 | 1 | 1 | NO | 1
PG&E Kern Study Area | Buena Vista PP | 230 | 0 | 0 | 0 | 0 | 0 | 0 | 0 | 0 | 0 | 0 | 0 | 0 | 0 | 0 | 0 | 0 | 0 | 0 | 0 | 0 | 0 | 0 | 0 | 0 | 0 | 0 | 0 | 0 | 0 | 0 | 0 | 0 | 0 | 0 | 0 | 0 | 0 | 0 | 0 | 0 | 0 | 0 | 0 | 0 | 0 | 0 | 0 | 0 | 0 | 0 | 0 | 0 | 0 | 0 | 0 | 0 | 0 | 0 | 0 | 0 | 0 | 0 | 0 | 0 | 0 | 0 | 0 | 0 | 0 | 0 | 0 | 0 | 0 | 0 | 0 | 1 | 1 | 0 | 0 | 0 | 0 | 0 | 0 | 0 | 1 | 1 | 1 | 0 | 0 | 0 | 0 | 0 | 0 | 0 | 0 | 0 | 0 | 0 | 0 | 0 | 0 | 0 | 0 | 0 | 1 | 0 | 0 | 0 |  | 0 | 0 | 0 | 0 | 0 | 0 | 0 | 0 | 0 | 0 | 0 | 0 | 0 | 0 | 0 | 0 | 0 | 0 | 0 | 0 | 0 | 0 | 0 | 0 | 0 | 0 | 0 | 0 | 0 | 0 | 2 | 0 | 2 | 0 | 0 | 0 | -1317.795 | -515.533 | 265.1558 | Midway-Q2005 230kV Line | Midway-Q2005 230kV Line | Oceano-Calendar 115kV line |  | 0 | 0 | 0 | 0 | 0 | 0 | 49.732 | 193 | 357.4 | Gates 500/230kV TB #12 | Midway-Q2011 230 kV Line | Midway-Q2011 230 kV Line |  | 5 | 1 | YES | 2 | 1 | 1 | NO | 1
PG&E Kern Study Area | Cabrillo | 115 | 0 | 0 | 0 | 0 | 0 | 0 | 0 | 0 | 0 | 0 | 0 | 0 | 0 | 0 | 0 | 0 | 0 | 0 | 0 | 0 | 0 | 0 | 0 | 0 | 0 | 0 | 0 | 0 | 0 | 0 | 0 | 0 | 0 | 0 | 0 | 0 | 0 | 0 | 0 | 0 | 0 | 0 | 0 | 0 | 0 | 0 | 0 | 0 | 0 | 0 | 0 | 0 | 0 | 0 | 0 | 0 | 0 | 0 | 0 | 0 | 0 | 0 | 0 | 0 | 0 | 0 | 0 | 0 | 0 | 0 | 0 | 0 | 0 | 0 | 0 | 0 | 0 | 0 | 0 | 0 | 0 | 0 | 1 | 0 | 0 | 0 | 0 | 0 | 0 | 0 | 0 | 0 | 0 | 0 | 0 | 0 | 0 | 0 | 0 | 0 | 0 | 0 | 0 | 0 | 0 | 0 | 0 | 0 |  | 0 | 0 | 91.2 | 0 | 0 | 0 | 0 | 0 | 0 | 0 | 0 | 0 | 0 | 0 | 1 | 0 | 0 | 0 | 0 | 0 | 0 | 0 | 0 | 0 | 0 | 0 | 0 | 0 | 0 | 0 | 0 | 0 | 0 | 0 | 0 | 0 | 1069.043 | 1130.2584 | 1065.6609 | Midway 230/115kV TB #3 | Midway 230/115kV TB #3 | Midway 230/115kV TB #3 |  | 0 | 0 | 0 | 0 | 0 | 0 | 1069.043 | 1130.2584 | 1065.6609 | Midway 230/115kV TB #3 | Midway 230/115kV TB #3 | Midway 230/115kV TB #3 |  | 1 | 1 | NO | 1 | 1 | 1 | NO | 1
PG&E Fresno Study Area | Cal Flats | 230 | 0 | 0 | 0 | 0 | 0 | 0 | 0 | 0 | 0 | 0 | 0 | 0 | 0 | 0 | 0 | 0 | 0 | 0 | 0 | 0 | 0 | 0 | 0 | 0 | 0 | 0 | 0 | 0 | 0 | 0 | 0 | 0 | 0 | 0 | 0 | 0 | 0 | 0 | 0 | 0 | 0 | 0 | 0 | 0 | 0 | 0 | 0 | 0 | 0 | 0 | 0 | 0 | 0 | 0 | 0 | 0 | 0 | 0 | 0 | 0 | 0 | 0 | 0 | 0 | 0 | 0 | 0 | 0 | 0 | 0 | 0 | 0 | 0 | 0 | 0 | 1 | 1 | 0 | 0 | 0 | 0 | 0 | 0 | 0 | 0 | 1 | 1 | 1 | 0 | 0 | 0 | 1 | 0 | 0 | 0 | 1 | 1 | 0 | 0 | 0 | 0 | 0 | 0 | 0 | 1 | 0 | 0 | 1 |  | 0 | 0 | 0 | 0 | 0 | 0 | 0 | 0 | 0 | 0 | 0 | 0 | 0 | 0 | 0 | 0 | 0 | 0 | 0 | 0 | 0 | 0 | 0 | 0 | 0 | 0 | 0 | 0 | 0 | 0 | 2 | 0 | 2 | 0 | 0 | 0 | -1317.795 | -515.533 | 231.4102 | Midway-Q2005 230kV Line | Midway-Q2005 230kV Line | Panoche- Mendota 115 kV line |  | 0 | 0 | 0 | 0 | 0 | 0 | 49.732 | 244.516 | 231.4102 | Gates 500/230kV TB #12 | Gates 230/70kV TB #5 | Panoche- Mendota 115 kV line |  | 5 | 1 | YES | 2 | 1 | 1 | NO | 1
PG&E Kern Study Area | Cal Water | 115 | 0 | 0 | 0 | 0 | 0 | 0 | 0 | 0 | 0 | 0 | 0 | 0 | 0 | 0 | 0 | 0 | 0 | 0 | 0 | 0 | 0 | 0 | 0 | 0 | 0 | 0 | 0 | 0 | 0 | 0 | 0 | 0 | 0 | 0 | 0 | 0 | 0 | 0 | 0 | 0 | 0 | 0 | 0 | 0 | 0 | 0 | 0 | 0 | 0 | 0 | 0 | 0 | 0 | 0 | 0 | 0 | 0 | 0 | 0 | 0 | 0 | 0 | 0 | 0 | 0 | 0 | 0 | 0 | 0 | 0 | 0 | 0 | 0 | 0 | 0 | 0 | 0 | 0 | 1 | 0 | 0 | 0 | 0 | 1 | 0 | 0 | 0 | 0 | 0 | 0 | 0 | 0 | 0 | 0 | 0 | 0 | 0 | 0 | 0 | 0 | 0 | 0 | 0 | 0 | 0 | 0 | 0 | 0 |  | 0 | 0 | 0 | 0 | 0 | 0 | 0 | 0 | 0 | 0 | 0 | 0 | 0 | 0 | 0 | 0 | 0 | 0 | 0 | 0 | 0 | 0 | 0 | 0 | 0 | 0 | 0 | 0 | 0 | 0 | 0 | 0 | 0 | 0 | 0 | 0 | 120.518 | 91.2401 | 204.8922 | Semitropic-Midway 115kV Line | Semitropic-Midway 115kV Line | Semitropic-Midway 115kV Line |  | 0 | 0 | 0 | 0 | 0 | 0 | 120.518 | 91.2401 | 204.8922 | Semitropic-Midway 115kV Line | Semitropic-Midway 115kV Line | Semitropic-Midway 115kV Line |  | 1 | 1 | NO | 1 | 1 | 1 | NO | 1
SCE North of Lugo Study Area | Calcite | 230 | 0 | 0 | 0 | 0 | 0 | 0 | 0 | 0 | 0 | 0 | 0 | 0 | 0 | 0 | 0 | 0 | 1 | 1 | 0 | 0 | 0 | 0 | 0 | 0 | 0 | 0 | 0 | 0 | 0 | 0 | 0 | 0 | 0 | 0 | 0 | 0 | 0 | 0 | 0 | 0 | 0 | 0 | 0 | 0 | 0 | 0 | 0 | 0 | 0 | 0 | 0 | 0 | 0 | 0 | 0 | 0 | 0 | 0 | 0 | 0 | 0 | 0 | 0 | 0 | 0 | 0 | 0 | 0 | 0 | 0 | 0 | 0 | 0 | 0 | 0 | 0 | 0 | 0 | 0 | 0 | 0 | 0 | 0 | 0 | 0 | 0 | 0 | 0 | 0 | 0 | 0 | 0 | 0 | 0 | 0 | 0 | 0 | 0 | 0 | 0 | 0 | 0 | 0 | 0 | 0 | 0 | 0 | 1 |  | 0 | 0 | 0 | 0 | 0 | 0 | 0 | 0 | 0 | 0 | 0 | 0 | 0 | 0 | 0 | 0 | 0 | 0 | 0 | 0 | 0 | 0 | 0 | 0 | 150 | 250 | 200 | 0 | 0 | 1 | 0 | 0 | 0 | 0 | 0 | 0 | 137.15 | 311.15 | 478.5 | Calcite to Lugo Area Constraint | Calcite to Lugo Area Constraint | Calcite to Lugo Area Constraint |  | 0 | 0 | 0 | 0 | 0 | 0 | 137.15 | 311.15 | 478.5 | Calcite to Lugo Area Constraint | Calcite to Lugo Area Constraint | Calcite to Lugo Area Constraint |  | 1 | 1 | NO | 1 | 1 | 1 | NO | 1
PG&E Kern Study Area | Caliente | 230 | 0 | 0 | 0 | 0 | 0 | 0 | 0 | 0 | 0 | 0 | 0 | 0 | 0 | 0 | 0 | 0 | 0 | 0 | 0 | 0 | 0 | 0 | 0 | 0 | 0 | 0 | 0 | 0 | 0 | 0 | 0 | 0 | 0 | 0 | 0 | 0 | 0 | 0 | 0 | 0 | 0 | 0 | 0 | 0 | 0 | 0 | 0 | 0 | 0 | 0 | 0 | 0 | 0 | 0 | 0 | 0 | 0 | 0 | 0 | 0 | 0 | 0 | 0 | 0 | 0 | 0 | 0 | 0 | 0 | 0 | 0 | 0 | 0 | 0 | 0 | 1 | 1 | 0 | 0 | 0 | 0 | 0 | 0 | 0 | 0 | 1 | 1 | 0 | 0 | 0 | 0 | 0 | 0 | 0 | 0 | 0 | 0 | 0 | 0 | 0 | 0 | 0 | 0 | 0 | 1 | 0 | 0 | 0 |  | 0 | 0 | 0 | 0 | 0 | 0 | 0 | 0 | 0 | 0 | 0 | 0 | 0 | 0 | 0 | 0 | 1 | 200 | 10 | 0 | 0 | 0 | 0 | 0 | 0 | 0 | 0 | 0 | 0 | 1 | 2 | 0 | 2 | 0 | 0 | 0 | -1317.795 | -515.533 | 265.1558 | Midway-Q2005 230kV Line | Midway-Q2005 230kV Line | Oceano-Calendar 115kV line |  | 0 | 0 | 0 | 0 | 0 | 0 | 49.732 | 552.8841 | 495.1558 | Gates 500/230kV TB #12 | Gates 500/230kV TB #12 | Oceano-Calendar 115kV line |  | 5 | 1 | YES | 2 | 1 | 1 | NO | 1
PG&E Kern Study Area | Callender SS | 115 | 0 | 0 | 0 | 0 | 0 | 0 | 0 | 0 | 0 | 0 | 0 | 0 | 0 | 0 | 0 | 0 | 0 | 0 | 0 | 0 | 0 | 0 | 0 | 0 | 0 | 0 | 0 | 0 | 0 | 0 | 0 | 0 | 0 | 0 | 0 | 0 | 0 | 0 | 0 | 0 | 0 | 0 | 0 | 0 | 0 | 0 | 0 | 0 | 0 | 0 | 0 | 0 | 0 | 0 | 0 | 0 | 0 | 0 | 0 | 0 | 0 | 0 | 0 | 0 | 0 | 0 | 0 | 0 | 0 | 0 | 0 | 0 | 0 | 0 | 0 | 0 | 1 | 0 | 0 | 0 | 0 | 0 | 1 | 0 | 0 | 0 | 0 | 0 | 0 | 0 | 0 | 0 | 0 | 0 | 0 | 0 | 1 | 0 | 0 | 0 | 0 | 0 | 0 | 0 | 1 | 0 | 0 | 0 |  | 0 | 0 | 0 | 0 | 0 | 0 | 0 | 0 | 0 | 0 | 0 | 0 | 0 | 0 | 0 | 0 | 0 | 0 | 0 | 0 | 0 | 0 | 0 | 0 | 0 | 0 | 0 | 0 | 0 | 0 | 1 | 0 | 1 | 0 | 0 | 0 | -1317.795 | -515.533 | 239.6302 | Midway-Q2005 230kV Line | Midway-Q2005 230kV Line | Coalinga #1-Coalinga #2 70 kV line |  | 0 | 0 | 0 | 0 | 0 | 0 | 1069.043 | 1130.2584 | 239.6302 | Midway 230/115kV TB #3 | Midway 230/115kV TB #3 | Coalinga #1-Coalinga #2 70 kV line |  | 5 | 1 | YES | 2 | 1 | 1 | NO | 1
PG&E North of Greater Bay Study Area | Calpella | 115 | 0 | 0 | 0 | 0 | 0 | 0 | 0 | 0 | 0 | 0 | 0 | 0 | 0 | 0 | 0 | 0 | 0 | 0 | 0 | 0 | 0 | 0 | 0 | 0 | 0 | 0 | 0 | 0 | 0 | 0 | 0 | 0 | 0 | 0 | 0 | 0 | 0 | 0 | 0 | 0 | 0 | 0 | 0 | 0 | 0 | 0 | 1 | 0 | 0 | 0 | 0 | 0 | 0 | 0 | 0 | 0 | 0 | 0 | 0 | 0 | 0 | 0 | 0 | 0 | 0 | 0 | 0 | 0 | 0 | 0 | 0 | 0 | 0 | 0 | 0 | 0 | 0 | 0 | 0 | 0 | 0 | 0 | 0 | 0 | 0 | 0 | 0 | 0 | 0 | 0 | 0 | 0 | 0 | 0 | 0 | 0 | 0 | 0 | 0 | 0 | 0 | 0 | 0 | 0 | 0 | 0 | 0 | 0 |  | 0 | 0 | 0 | 0 | 0 | 0 | 0 | 0 | 0 | 0 | 0 | 0 | 0 | 0 | 0 | 0 | 0 | 0 | 0 | 0 | 0 | 0 | 0 | 4 | 0 | 0 | 0 | 0 | 0 | 1 | 0 | 0 | 0 | 0 | 0 | 0 | 1365.544 | 1434.4902 | 1448.3072 | Cortina-Eagle Rock 115 kV line | Cortina-Eagle Rock 115 kV line | Cortina-Eagle Rock 115 kV line |  | 0 | 0 | 0 | 0 | 0 | 0 | 1365.544 | 1434.4902 | 1448.3072 | Cortina-Eagle Rock 115 kV line | Cortina-Eagle Rock 115 kV line | Cortina-Eagle Rock 115 kV line |  | 1 | 1 | NO | 1 | 1 | 1 | NO | 1
PG&E Greater Bay Study Area | Camanche | 230 | 0 | 0 | 0 | 0 | 0 | 0 | 0 | 0 | 0 | 0 | 0 | 0 | 0 | 0 | 0 | 0 | 0 | 0 | 0 | 0 | 0 | 0 | 0 | 0 | 0 | 0 | 0 | 0 | 0 | 0 | 0 | 0 | 0 | 0 | 0 | 0 | 0 | 0 | 0 | 0 | 0 | 0 | 0 | 0 | 0 | 0 | 0 | 0 | 0 | 0 | 1 | 0 | 0 | 0 | 0 | 0 | 0 | 0 | 0 | 0 | 0 | 0 | 0 | 0 | 1 | 1 | 0 | 0 | 0 | 0 | 0 | 0 | 0 | 0 | 0 | 0 | 0 | 0 | 0 | 0 | 0 | 0 | 0 | 0 | 0 | 0 | 0 | 0 | 0 | 0 | 0 | 1 | 0 | 0 | 0 | 0 | 0 | 0 | 0 | 0 | 0 | 1 | 0 | 0 | 0 | 0 | 0 | 1 |  | 0 | 0 | 0 | 0 | 0 | 0 | 0 | 0 | 0 | 0 | 0 | 0 | 0 | 0 | 0 | 0 | 0 | 0 | 0 | 0 | 0 | 0 | 0 | 0 | 0 | 0 | 0 | 0 | 0 | 0 | 0 | 0 | 0 | 0 | 0 | 0 | 379.3 | 631.31 | 527.15 | Oro Loma-El Nido 115kV Line | Oro Loma-El Nido 115kV Line | Oro Loma-El Nido 115kV Line |  | 0 | 0 | 0 | 0 | 0 | 0 | 379.3 | 631.31 | 527.15 | Oro Loma-El Nido 115kV Line | Oro Loma-El Nido 115kV Line | Oro Loma-El Nido 115kV Line |  | 1 | 1 | NO | 1 | 1 | 1 | NO | 1
PG&E Fresno Study Area | Cantua | 115 | 0 | 0 | 0 | 0 | 0 | 0 | 0 | 0 | 0 | 0 | 0 | 0 | 0 | 0 | 0 | 0 | 0 | 0 | 0 | 0 | 0 | 0 | 0 | 0 | 0 | 0 | 0 | 0 | 0 | 0 | 0 | 0 | 0 | 0 | 0 | 0 | 0 | 0 | 0 | 0 | 0 | 0 | 0 | 0 | 0 | 0 | 0 | 0 | 0 | 0 | 0 | 0 | 0 | 0 | 0 | 0 | 0 | 0 | 0 | 0 | 0 | 0 | 0 | 0 | 0 | 0 | 0 | 0 | 0 | 0 | 0 | 0 | 0 | 0 | 0 | 0 | 0 | 0 | 0 | 0 | 0 | 0 | 0 | 0 | 0 | 0 | 0 | 0 | 0 | 0 | 0 | 0 | 0 | 0 | 0 | 0 | 0 | 0 | 0 | 0 | 0 | 0 | 0 | 0 | 0 | 1 | 0 | 0 |  | 0 | 0 | 0 | 0 | 0 | 0 | 0 | 0 | 0 | 0 | 0 | 0 | 0 | 0 | 0 | 0 | 0 | 0 | 0 | 0 | 0 | 0 | 0 | 0 | 0 | 0 | 0 | 0 | 0 | 0 | 0 | 0 | 0 | 0 | 0 | 0 | 126.418 | 420.6683 | 442.8575 | Moss Landing-Las Aguilas 230 kV Line | Moss Landing-Las Aguilas 230 kV Line | Moss Landing-Las Aguilas 230 kV Line |  | 0 | 0 | 0 | 0 | 0 | 0 | 126.418 | 420.6683 | 442.8575 | Moss Landing-Las Aguilas 230 kV Line | Moss Landing-Las Aguilas 230 kV Line | Moss Landing-Las Aguilas 230 kV Line |  | 1 | 1 | NO | 1 | 1 | 1 | NO | 1
SDG&E Study Area | Capistrano | 230 | 0 | 0 | 0 | 0 | 0 | 0 | 0 | 0 | 0 | 0 | 0 | 0 | 0 | 0 | 0 | 0 | 0 | 0 | 0 | 0 | 0 | 0 | 0 | 0 | 0 | 0 | 0 | 0 | 0 | 1 | 0 | 0 | 0 | 0 | 0 | 0 | 0 | 0 | 0 | 0 | 0 | 1 | 1 | 0 | 0 | 0 | 0 | 0 | 0 | 0 | 0 | 0 | 0 | 0 | 0 | 0 | 0 | 0 | 0 | 0 | 0 | 0 | 0 | 0 | 0 | 0 | 0 | 0 | 0 | 0 | 0 | 0 | 0 | 0 | 0 | 0 | 0 | 0 | 0 | 0 | 0 | 0 | 0 | 0 | 0 | 0 | 0 | 0 | 0 | 0 | 0 | 0 | 0 | 0 | 0 | 0 | 0 | 0 | 0 | 0 | 0 | 0 | 0 | 0 | 0 | 0 | 0 | 0 |  | 0 | 0 | 0 | 0 | 0 | 0 | 0 | 0 | 0 | 0 | 0 | 0 | 0 | 0 | 0 | 0 | 0 | 0 | 0 | 0 | 0 | 0 | 0 | 0 | 0 | 0 | 0 | 0 | 0 | 0 | 1 | 0 | 0 | 0 | 0 | 0 | -303.35 | 326 | 851 | Talega 230 kV constraint | Trabuco-Capistrano 138 kV constraint | Trabuco-Capistrano 138 kV constraint |  | 0 | 0 | 0 | 0 | 0 | 0 | 151 | 326 | 851 | Trabuco-Capistrano 138 kV constraint | Trabuco-Capistrano 138 kV constraint | Trabuco-Capistrano 138 kV constraint |  | 5 | 1 | YES | 2 | 1 | 1 | NO | 1
SDG&E Study Area | Capistrano | 138 | 0 | 0 | 0 | 0 | 0 | 0 | 0 | 0 | 0 | 0 | 0 | 0 | 0 | 0 | 0 | 0 | 0 | 0 | 0 | 0 | 0 | 0 | 0 | 0 | 0 | 0 | 0 | 0 | 0 | 1 | 0 | 0 | 0 | 0 | 0 | 0 | 0 | 0 | 0 | 0 | 0 | 1 | 1 | 0 | 0 | 0 | 0 | 0 | 0 | 0 | 0 | 0 | 0 | 0 | 0 | 0 | 0 | 0 | 0 | 0 | 0 | 0 | 0 | 0 | 0 | 0 | 0 | 0 | 0 | 0 | 0 | 0 | 0 | 0 | 0 | 0 | 0 | 0 | 0 | 0 | 0 | 0 | 0 | 0 | 0 | 0 | 0 | 0 | 0 | 0 | 0 | 0 | 0 | 0 | 0 | 0 | 0 | 0 | 0 | 0 | 0 | 0 | 0 | 0 | 0 | 0 | 0 | 0 |  | 0 | 0 | 0 | 0 | 0 | 0 | 0 | 0 | 0 | 0 | 0 | 0 | 0 | 0 | 0 | 0 | 0 | 0 | 0 | 0 | 0 | 0 | 0 | 0 | 0 | 0 | 250 | 0 | 0 | 1 | 1 | 0 | 0 | 0 | 0 | 0 | -303.35 | 326 | 851 | Talega 230 kV constraint | Trabuco-Capistrano 138 kV constraint | Trabuco-Capistrano 138 kV constraint |  | 0 | 0 | 0 | 0 | 0 | 0 | 151 | 326 | 851 | Trabuco-Capistrano 138 kV constraint | Trabuco-Capistrano 138 kV constraint | Trabuco-Capistrano 138 kV constraint |  | 5 | 1 | YES | 2 | 1 | 1 | NO | 1
PG&E North of Greater Bay Study Area | Carberry | 230 | 0 | 0 | 0 | 0 | 0 | 0 | 0 | 0 | 0 | 0 | 0 | 0 | 0 | 0 | 0 | 0 | 0 | 0 | 0 | 0 | 0 | 0 | 0 | 0 | 0 | 0 | 0 | 0 | 0 | 0 | 0 | 0 | 0 | 0 | 0 | 0 | 0 | 0 | 0 | 0 | 0 | 0 | 0 | 0 | 1 | 0 | 0 | 0 | 0 | 0 | 0 | 0 | 0 | 0 | 0 | 0 | 0 | 0 | 0 | 0 | 0 | 0 | 0 | 0 | 0 | 0 | 0 | 0 | 0 | 0 | 0 | 0 | 0 | 0 | 0 | 0 | 0 | 0 | 0 | 0 | 0 | 0 | 0 | 0 | 0 | 0 | 0 | 0 | 0 | 0 | 0 | 0 | 0 | 0 | 0 | 0 | 0 | 0 | 0 | 0 | 0 | 0 | 0 | 0 | 0 | 0 | 0 | 0 |  | 0 | 0 | 0 | 0 | 0 | 0 | 0 | 0 | 0 | 0 | 0 | 0 | 0 | 0 | 0 | 0 | 9.6 | 0 | 0 | 0 | 0 | 0 | 0 | 0 | 0 | 0 | 0 | 0 | 0 | 1 | 1 | 0 | 0 | 0 | 0 | 0 | -719.4865 | 324.7487 | 1977.3898 | Vaca Dixon-Tesla 500kV Line | Vaca Dixon-Tesla 500kV Line | Vaca Dixon-Tesla 500kV Line |  | 0 | 0 | 0 | 0 | 0 | 0 | 7925.5135 | 8969.7487 | 1977.3898 | Vaca Dixon-Tesla 500kV Line | Vaca Dixon-Tesla 500kV Line | Vaca Dixon-Tesla 500kV Line |  | 5 | 1 | YES | 2 | 1 | 1 | NO | 1
PG&E North of Greater Bay Study Area | Caribou | 230 | 0 | 0 | 0 | 0 | 0 | 0 | 0 | 0 | 0 | 0 | 0 | 0 | 0 | 0 | 0 | 0 | 0 | 0 | 0 | 0 | 0 | 0 | 0 | 0 | 0 | 0 | 0 | 0 | 0 | 0 | 0 | 0 | 0 | 0 | 0 | 0 | 0 | 0 | 0 | 0 | 0 | 0 | 0 | 0 | 1 | 0 | 0 | 0 | 0 | 1 | 0 | 0 | 0 | 0 | 0 | 0 | 0 | 0 | 0 | 0 | 0 | 0 | 0 | 0 | 0 | 0 | 0 | 0 | 0 | 0 | 0 | 0 | 0 | 0 | 0 | 0 | 0 | 0 | 0 | 0 | 0 | 0 | 0 | 0 | 0 | 0 | 0 | 0 | 0 | 0 | 0 | 0 | 0 | 0 | 0 | 0 | 0 | 0 | 0 | 0 | 0 | 0 | 0 | 0 | 0 | 0 | 0 | 0 |  | 0 | 0 | 0 | 0 | 0 | 0 | 0 | 0 | 0 | 0 | 0 | 0 | 0 | 0 | 0 | 0 | 11 | 0 | 0 | 0 | 0 | 0 | 0 | 0 | 0 | 0 | 0 | 0 | 0 | 1 | 1 | 0 | 0 | 0 | 0 | 0 | -719.4865 | 32.3255 | 266.795 | Vaca Dixon-Tesla 500kV Line | Rocklin-Pleaseant grove 115kV line | Rocklin-Pleaseant grove 115kV line |  | 0 | 0 | 0 | 0 | 0 | 0 | 0.1925 | 32.3255 | 266.795 | Rocklin-Pleaseant grove 115kV line | Rocklin-Pleaseant grove 115kV line | Rocklin-Pleaseant grove 115kV line |  | 5 | 1 | YES | 2 | 1 | 1 | NO | 1
PG&E North of Greater Bay Study Area | Carquinez | 115 | 0 | 0 | 0 | 0 | 0 | 0 | 0 | 0 | 0 | 0 | 0 | 0 | 0 | 0 | 0 | 0 | 0 | 0 | 0 | 0 | 0 | 0 | 0 | 0 | 0 | 0 | 0 | 0 | 0 | 0 | 0 | 0 | 0 | 0 | 0 | 0 | 0 | 0 | 0 | 0 | 0 | 0 | 0 | 0 | 0 | 0 | 1 | 0 | 0 | 0 | 0 | 0 | 0 | 0 | 0 | 0 | 0 | 0 | 0 | 0 | 0 | 0 | 0 | 0 | 0 | 0 | 0 | 0 | 0 | 0 | 0 | 0 | 0 | 0 | 0 | 0 | 0 | 0 | 0 | 0 | 0 | 0 | 0 | 0 | 0 | 0 | 0 | 0 | 0 | 0 | 0 | 0 | 0 | 0 | 0 | 0 | 0 | 0 | 0 | 0 | 0 | 0 | 0 | 0 | 0 | 0 | 0 | 0 |  | 0 | 0 | 0 | 0 | 0 | 0 | 0 | 0 | 0 | 0 | 0 | 0 | 0 | 0 | 0 | 0 | 0 | 0 | 0 | 0 | 0 | 0 | 0 | 0 | 0 | 0 | 0 | 0 | 0 | 0 | 0 | 0 | 0 | 0 | 0 | 0 | 1365.544 | 1434.4902 | 1448.3072 | Cortina-Eagle Rock 115 kV line | Cortina-Eagle Rock 115 kV line | Cortina-Eagle Rock 115 kV line |  | 0 | 0 | 0 | 0 | 0 | 0 | 1365.544 | 1434.4902 | 1448.3072 | Cortina-Eagle Rock 115 kV line | Cortina-Eagle Rock 115 kV line | Cortina-Eagle Rock 115 kV line |  | 1 | 1 | NO | 1 | 1 | 1 | NO | 1
PG&E Kern Study Area | Carrizo Plains | 115 | 0 | 0 | 0 | 0 | 0 | 0 | 0 | 0 | 0 | 0 | 0 | 0 | 0 | 0 | 0 | 0 | 0 | 0 | 0 | 0 | 0 | 0 | 0 | 0 | 0 | 0 | 0 | 0 | 0 | 0 | 0 | 0 | 0 | 0 | 0 | 0 | 0 | 0 | 0 | 0 | 0 | 0 | 0 | 0 | 0 | 0 | 0 | 0 | 0 | 0 | 0 | 0 | 0 | 0 | 0 | 0 | 0 | 0 | 0 | 0 | 0 | 0 | 0 | 0 | 0 | 0 | 0 | 0 | 0 | 0 | 0 | 0 | 0 | 0 | 0 | 0 | 0 | 0 | 0 | 0 | 0 | 0 | 1 | 0 | 0 | 0 | 0 | 0 | 0 | 0 | 0 | 0 | 0 | 0 | 0 | 0 | 0 | 0 | 0 | 0 | 0 | 0 | 0 | 0 | 0 | 0 | 0 | 0 |  | 0 | 0 | 0 | 0 | 0 | 0 | 0 | 0 | 0 | 0 | 0 | 0 | 0 | 0 | 0 | 0 | 0 | 0 | 0 | 0 | 0 | 0 | 0 | 0 | 0 | 0 | 0 | 0 | 0 | 0 | 0 | 0 | 0 | 0 | 0 | 0 | 1069.043 | 1130.2584 | 1065.6609 | Midway 230/115kV TB #3 | Midway 230/115kV TB #3 | Midway 230/115kV TB #3 |  | 0 | 0 | 0 | 0 | 0 | 0 | 1069.043 | 1130.2584 | 1065.6609 | Midway 230/115kV TB #3 | Midway 230/115kV TB #3 | Midway 230/115kV TB #3 |  | 1 | 1 | NO | 1 | 1 | 1 | NO | 1
PG&E Greater Bay Study Area | Castro Valley | 230 | 0 | 0 | 0 | 0 | 0 | 0 | 0 | 0 | 0 | 0 | 0 | 0 | 0 | 0 | 0 | 0 | 0 | 0 | 0 | 0 | 0 | 0 | 0 | 0 | 0 | 0 | 0 | 0 | 0 | 0 | 0 | 0 | 0 | 0 | 0 | 0 | 0 | 0 | 0 | 0 | 0 | 0 | 0 | 0 | 1 | 0 | 0 | 0 | 0 | 0 | 0 | 0 | 0 | 0 | 0 | 0 | 0 | 1 | 1 | 0 | 0 | 0 | 0 | 1 | 1 | 0 | 0 | 0 | 0 | 0 | 0 | 0 | 0 | 1 | 0 | 0 | 0 | 0 | 0 | 0 | 0 | 0 | 0 | 0 | 0 | 0 | 0 | 0 | 0 | 0 | 0 | 0 | 0 | 0 | 0 | 0 | 0 | 0 | 0 | 0 | 0 | 0 | 0 | 0 | 0 | 0 | 0 | 1 |  | 0 | 0 | 0 | 0 | 0 | 0 | 0 | 0 | 0 | 0 | 0 | 0 | 0 | 0 | 0 | 0 | 0 | 0 | 0 | 0 | 0 | 0 | 0 | 0 | 0 | 0 | 0 | 0 | 0 | 0 | 2 | 0 | 0 | 0 | 0 | 0 | -719.4865 | 324.7033 | 942.0393 | Vaca Dixon-Tesla 500kV Line | Windmaster-Delta pumps 230 kV line | Windmaster-Delta pumps 230 kV line |  | 0 | 0 | 0 | 0 | 0 | 0 | 1181.5167 | 2657.4106 | 942.0393 | Tesla-Bellota 230 kV line | Tesla-Bellota 230 kV line | Windmaster-Delta pumps 230 kV line |  | 5 | 1 | YES | 2 | 1 | 1 | NO | 1
PG&E Greater Bay Study Area | Cayetano | 230 | 0 | 0 | 0 | 0 | 0 | 0 | 0 | 0 | 0 | 0 | 0 | 0 | 0 | 0 | 0 | 0 | 0 | 0 | 0 | 0 | 0 | 0 | 0 | 0 | 0 | 0 | 0 | 0 | 0 | 0 | 0 | 0 | 0 | 0 | 0 | 0 | 0 | 0 | 0 | 0 | 0 | 0 | 0 | 0 | 1 | 0 | 0 | 0 | 0 | 0 | 0 | 0 | 0 | 0 | 0 | 0 | 0 | 0 | 1 | 1 | 1 | 0 | 0 | 1 | 1 | 0 | 0 | 0 | 0 | 0 | 0 | 0 | 0 | 1 | 0 | 0 | 0 | 0 | 0 | 0 | 0 | 0 | 0 | 0 | 0 | 0 | 0 | 0 | 0 | 0 | 0 | 0 | 0 | 0 | 0 | 0 | 0 | 0 | 0 | 0 | 0 | 0 | 0 | 0 | 0 | 0 | 0 | 0 |  | 0 | 0 | 0 | 0 | 0 | 0 | 0 | 0 | 0 | 0 | 0 | 0 | 0 | 0 | 0 | 0 | 0 | 0 | 0 | 0 | 0 | 0 | 0 | 0 | 0 | 100 | 100 | 0 | 0 | 1 | 2 | 0 | 0 | 0 | 0 | 0 | -719.4865 | 324.7033 | 942.0393 | Vaca Dixon-Tesla 500kV Line | Windmaster-Delta pumps 230 kV line | Windmaster-Delta pumps 230 kV line |  | 0 | 0 | 0 | 0 | 0 | 0 | 196.5473 | 685.0163 | 942.0393 | Contra Costa- Windmaster 230 kV line | Contra Costa- Windmaster 230 kV line | Windmaster-Delta pumps 230 kV line |  | 5 | 1 | YES | 2 | 1 | 1 | NO | 1
SCE Metro Study Area | Center | 230 | 0 | 0 | 0 | 0 | 0 | 0 | 0 | 0 | 0 | 0 | 1 | 0 | 1 | 0 | 0 | 0 | 0 | 0 | 0 | 0 | 0 | 0 | 0 | 0 | 0 | 0 | 0 | 0 | 0 | 0 | 0 | 0 | 0 | 0 | 0 | 0 | 0 | 0 | 0 | 0 | 0 | 0 | 0 | 0 | 0 | 0 | 0 | 0 | 0 | 0 | 0 | 0 | 0 | 0 | 0 | 0 | 0 | 0 | 0 | 0 | 0 | 0 | 0 | 0 | 0 | 0 | 0 | 0 | 0 | 0 | 0 | 0 | 0 | 0 | 0 | 0 | 0 | 0 | 0 | 0 | 0 | 0 | 0 | 0 | 0 | 0 | 0 | 0 | 0 | 0 | 0 | 0 | 0 | 0 | 0 | 0 | 0 | 0 | 0 | 0 | 0 | 0 | 0 | 0 | 0 | 0 | 0 | 0 |  | 0 | 0 | 0 | 0 | 0 | 0 | 0 | 0 | 0 | 0 | 0 | 0 | 0 | 0 | 0 | 0 | 0 | 0 | 0 | 0 | 0 | 0 | 0 | 0 | 0 | 0 | 90 | 0 | 0 | 1 | 0 | 0 | 0 | 0 | 0 | 0 | 5402.476 | 6046.942 | 7988.42 | Del Amo - Barre Area Constraint | Del Amo - Barre Area Constraint | Del Amo - Barre Area Constraint |  | 0 | 0 | 0 | 0 | 0 | 0 | 5402.476 | 6046.942 | 7988.42 | Del Amo - Barre Area Constraint | Del Amo - Barre Area Constraint | Del Amo - Barre Area Constraint |  | 1 | 1 | NO | 1 | 1 | 1 | NO | 1
PG&E Kern Study Area | Charca | 115 | 0 | 0 | 0 | 0 | 0 | 0 | 0 | 0 | 0 | 0 | 0 | 0 | 0 | 0 | 0 | 0 | 0 | 0 | 0 | 0 | 0 | 0 | 0 | 0 | 0 | 0 | 0 | 0 | 0 | 0 | 0 | 0 | 0 | 0 | 0 | 0 | 0 | 0 | 0 | 0 | 0 | 0 | 0 | 0 | 0 | 0 | 0 | 0 | 0 | 0 | 0 | 0 | 0 | 0 | 0 | 0 | 0 | 0 | 0 | 0 | 0 | 0 | 0 | 0 | 0 | 0 | 0 | 0 | 0 | 0 | 0 | 0 | 0 | 0 | 0 | 0 | 0 | 0 | 1 | 0 | 0 | 0 | 1 | 1 | 0 | 0 | 0 | 0 | 0 | 0 | 0 | 0 | 0 | 0 | 0 | 0 | 0 | 0 | 0 | 0 | 0 | 0 | 0 | 0 | 0 | 0 | 0 | 0 |  | 0 | 0 | 0 | 0 | 0 | 0 | 0 | 0 | 0 | 0 | 0 | 0 | 0 | 0 | 0 | 0 | 0 | 0 | 0 | 0 | 0 | 0 | 0 | 4.66 | 0 | 0 | 0 | 0 | 0 | 1 | 0 | 0 | 0 | 0 | 0 | 0 | 120.518 | 91.2401 | 204.8922 | Semitropic-Midway 115kV Line | Semitropic-Midway 115kV Line | Semitropic-Midway 115kV Line |  | 0 | 0 | 0 | 0 | 0 | 0 | 120.518 | 91.2401 | 204.8922 | Semitropic-Midway 115kV Line | Semitropic-Midway 115kV Line | Semitropic-Midway 115kV Line |  | 1 | 1 | NO | 1 | 1 | 1 | NO | 1
East of Pisgah Study Area | Charleston | 138 | 0 | 0 | 0 | 0 | 0 | 0 | 0 | 0 | 0 | 0 | 0 | 0 | 0 | 0 | 0 | 0 | 0 | 0 | 0 | 1 | 0 | 1 | 0 | 0 | 0 | 0 | 0 | 1 | 1 | 0 | 0 | 0 | 0 | 0 | 0 | 0 | 0 | 0 | 0 | 0 | 0 | 0 | 0 | 0 | 0 | 0 | 0 | 0 | 0 | 0 | 0 | 0 | 0 | 0 | 0 | 0 | 0 | 0 | 0 | 0 | 0 | 0 | 0 | 0 | 0 | 0 | 0 | 0 | 0 | 0 | 0 | 0 | 0 | 0 | 0 | 0 | 0 | 0 | 0 | 0 | 0 | 0 | 0 | 0 | 0 | 0 | 0 | 0 | 0 | 0 | 0 | 0 | 0 | 0 | 0 | 0 | 0 | 0 | 0 | 0 | 0 | 0 | 0 | 0 | 0 | 0 | 0 | 3 |  | 0 | 0 | 0 | 0 | 0 | 0 | 0 | 0 | 0 | 0 | 0 | 0 | 0 | 0 | 0 | 0 | 0 | 0 | 0 | 0 | 0 | 0 | 0 | 0 | 0 | 0 | 0 | 0 | 0 | 0 | 1 | 1 | 0 | 0 | 0 | 0 | -1497.8218 | 558.32 | 1927.6 | Lugo - Victorville area constraint | GLW 230kV area constraint | GLW 230kV area constraint |  | 0 | 1 | 0 | 0 | 0 | 0 | -1466.348 | 558.32 | 1927.6 | Devers-Red Bluff Constraint | GLW 230kV area constraint | GLW 230kV area constraint |  | 5 | 4 | YES | 4 | 1 | 1 | NO | 1
SCE Metro Study Area | Chevmain | 230 | 0 | 0 | 0 | 0 | 0 | 0 | 0 | 0 | 0 | 0 | 1 | 1 | 1 | 0 | 0 | 0 | 0 | 0 | 0 | 0 | 0 | 0 | 0 | 0 | 0 | 0 | 0 | 0 | 0 | 0 | 0 | 0 | 0 | 0 | 0 | 0 | 0 | 0 | 0 | 0 | 0 | 0 | 0 | 0 | 0 | 0 | 0 | 0 | 0 | 0 | 0 | 0 | 0 | 0 | 0 | 0 | 0 | 0 | 0 | 0 | 0 | 0 | 0 | 0 | 0 | 0 | 0 | 0 | 0 | 0 | 0 | 0 | 0 | 0 | 0 | 0 | 0 | 0 | 0 | 0 | 0 | 0 | 0 | 0 | 0 | 0 | 0 | 0 | 0 | 0 | 0 | 0 | 0 | 0 | 0 | 0 | 0 | 0 | 0 | 0 | 0 | 0 | 0 | 0 | 0 | 0 | 0 | 0 |  | 0 | 0 | 0 | 0 | 0 | 0 | 0 | 0 | 0 | 0 | 0 | 0 | 0 | 0 | 0 | 0 | 0 | 0 | 0 | 0 | 0 | 0 | 0 | 0 | 0 | 0 | 0 | 0 | 0 | 0 | 0 | 0 | 0 | 0 | 0 | 0 | 3139.976 | 3337.692 | 3938.92 | Hinson - Del Amo Constraint | Hinson - Del Amo Constraint | Hinson - Del Amo Constraint |  | 0 | 0 | 0 | 0 | 0 | 0 | 3139.976 | 3337.692 | 3938.92 | Hinson - Del Amo Constraint | Hinson - Del Amo Constraint | Hinson - Del Amo Constraint |  | 1 | 1 | NO | 1 | 1 | 1 | NO | 1
SDG&E Study Area | Chicarita | 138 | 0 | 0 | 0 | 0 | 0 | 0 | 0 | 0 | 0 | 0 | 0 | 0 | 0 | 0 | 0 | 0 | 0 | 0 | 0 | 0 | 0 | 0 | 0 | 0 | 0 | 0 | 0 | 0 | 0 | 0 | 0 | 0 | 1 | 0 | 0 | 0 | 0 | 0 | 0 | 0 | 0 | 0 | 0 | 0 | 0 | 0 | 0 | 0 | 0 | 0 | 0 | 0 | 0 | 0 | 0 | 0 | 0 | 0 | 0 | 0 | 0 | 0 | 0 | 0 | 0 | 0 | 0 | 0 | 0 | 0 | 0 | 0 | 0 | 0 | 0 | 0 | 0 | 0 | 0 | 0 | 0 | 0 | 0 | 0 | 0 | 0 | 0 | 0 | 0 | 0 | 0 | 0 | 0 | 0 | 0 | 0 | 0 | 0 | 0 | 0 | 0 | 0 | 0 | 0 | 0 | 0 | 0 | 1 |  | 0 | 0 | 0 | 0 | 0 | 0 | 0 | 0 | 0 | 0 | 0 | 0 | 0 | 0 | 0 | 0 | 0 | 0 | 0 | 0 | 0 | 0 | 0 | 0 | 0 | 0 | 0 | 0 | 0 | 0 | 0 | 0 | 0 | 0 | 0 | 0 | 164.745 | 1376.855 | 2287.85 | Internal San Diego Area constraint | Internal San Diego Area constraint | Internal San Diego Area constraint |  | 0 | 0 | 0 | 0 | 0 | 0 | 164.745 | 1376.855 | 2287.85 | Internal San Diego Area constraint | Internal San Diego Area constraint | Internal San Diego Area constraint |  | 1 | 1 | NO | 1 | 1 | 1 | NO | 1
SCE Metro Study Area | Chino | 230 | 0 | 0 | 0 | 0 | 0 | 0 | 0 | 0 | 0 | 0 | 0 | 0 | 1 | 0 | 0 | 0 | 0 | 0 | 0 | 0 | 0 | 0 | 0 | 0 | 0 | 0 | 0 | 0 | 0 | 0 | 0 | 0 | 0 | 0 | 0 | 0 | 0 | 0 | 0 | 0 | 0 | 0 | 0 | 0 | 0 | 0 | 0 | 0 | 0 | 0 | 0 | 0 | 0 | 0 | 0 | 0 | 0 | 0 | 0 | 0 | 0 | 0 | 0 | 0 | 0 | 0 | 0 | 0 | 0 | 0 | 0 | 0 | 0 | 0 | 0 | 0 | 0 | 0 | 0 | 0 | 0 | 0 | 0 | 0 | 0 | 0 | 0 | 0 | 0 | 0 | 0 | 0 | 0 | 0 | 0 | 0 | 0 | 0 | 0 | 0 | 0 | 0 | 0 | 0 | 0 | 0 | 0 | 0 |  | 0 | 0 | 0 | 0 | 0 | 0 | 0 | 0 | 0 | 0 | 0 | 20 | 0 | 0 | 1 | 0 | 0 | 0 | 0 | 0 | 0 | 0 | 0 | 0 | 0 | 0 | 0 | 0 | 0 | 0 | 0 | 0 | 0 | 0 | 0 | 0 | 11593.076 | 12657.742 | 15859.82 | SCE Metro Area Default Constraint | SCE Metro Area Default Constraint | SCE Metro Area Default Constraint |  | 0 | 0 | 0 | 0 | 0 | 0 | 11593.076 | 12657.742 | 15859.82 | SCE Metro Area Default Constraint | SCE Metro Area Default Constraint | SCE Metro Area Default Constraint |  | 1 | 1 | NO | 1 | 1 | 1 | NO | 1
PG&E Fresno Study Area | Chowchilla | 115 | 0 | 0 | 0 | 0 | 0 | 0 | 0 | 0 | 0 | 0 | 0 | 0 | 0 | 0 | 0 | 0 | 0 | 0 | 0 | 0 | 0 | 0 | 0 | 0 | 0 | 0 | 0 | 0 | 0 | 0 | 0 | 0 | 0 | 0 | 0 | 0 | 0 | 0 | 0 | 0 | 0 | 0 | 0 | 0 | 0 | 0 | 0 | 0 | 0 | 0 | 1 | 0 | 0 | 0 | 0 | 0 | 0 | 0 | 0 | 0 | 0 | 0 | 0 | 0 | 0 | 0 | 0 | 0 | 0 | 0 | 0 | 0 | 0 | 0 | 0 | 0 | 1 | 0 | 0 | 0 | 0 | 0 | 0 | 0 | 0 | 1 | 1 | 0 | 1 | 1 | 1 | 1 | 1 | 1 | 0 | 1 | 0 | 1 | 1 | 1 | 0 | 1 | 0 | 0 | 0 | 0 | 0 | 4 |  | 0 | 0 | 0 | 0 | 0 | 0 | 0 | 0 | 0 | 0 | 0 | 0 | 0 | 0 | 0 | 0 | 0 | 0 | 0 | 0 | 0 | 0 | 0 | 0 | 0 | 0 | 0 | 0 | 0 | 0 | 2 | 0 | 2 | 0 | 0 | 0 | -1317.795 | -515.533 | 9.63 | Midway-Q2005 230kV Line | Midway-Q2005 230kV Line | Merced 115/70kV TB#2 |  | 0 | 0 | 0 | 0 | 0 | 0 | 49.732 | 210.732 | 9.63 | Gates 500/230kV TB #12 | Merced 115/70kV TB#2 | Merced 115/70kV TB#2 |  | 5 | 1 | YES | 2 | 1 | 1 | NO | 1
PG&E Greater Bay Study Area | Christie | 115 | 0 | 0 | 0 | 0 | 0 | 0 | 0 | 0 | 0 | 0 | 0 | 0 | 0 | 0 | 0 | 0 | 0 | 0 | 0 | 0 | 0 | 0 | 0 | 0 | 0 | 0 | 0 | 0 | 0 | 0 | 0 | 0 | 0 | 0 | 0 | 0 | 0 | 0 | 0 | 0 | 0 | 0 | 0 | 1 | 1 | 0 | 0 | 0 | 0 | 0 | 0 | 0 | 0 | 0 | 1 | 1 | 0 | 1 | 1 | 1 | 1 | 0 | 0 | 1 | 1 | 0 | 1 | 0 | 0 | 0 | 0 | 0 | 0 | 1 | 0 | 0 | 0 | 0 | 0 | 0 | 0 | 0 | 0 | 0 | 0 | 0 | 0 | 0 | 0 | 0 | 0 | 0 | 0 | 0 | 0 | 0 | 0 | 0 | 0 | 0 | 0 | 0 | 0 | 0 | 0 | 0 | 0 | 3 |  | 0 | 0 | 0 | 0 | 0 | 0 | 0 | 0 | 0 | 0 | 0 | 0 | 0 | 0 | 0 | 0 | 0 | 0 | 0 | 0 | 0 | 0 | 0 | 0 | 0 | 0 | 0 | 0 | 0 | 0 | 2 | 0 | 0 | 0 | 0 | 0 | -719.4865 | 324.7033 | 942.0393 | Vaca Dixon-Tesla 500kV Line | Windmaster-Delta pumps 230 kV line | Windmaster-Delta pumps 230 kV line |  | 0 | 0 | 0 | 0 | 0 | 0 | 196.5473 | 685.0163 | 942.0393 | Contra Costa- Windmaster 230 kV line | Contra Costa- Windmaster 230 kV line | Windmaster-Delta pumps 230 kV line |  | 5 | 1 | YES | 2 | 1 | 1 | NO | 1
SCE Eastern Study Area | Cielo Azul | 500 | 0 | 0 | 0 | 0 | 0 | 0 | 0 | 0 | 0 | 0 | 0 | 0 | 0 | 0 | 0 | 0 | 0 | 0 | 0 | 1 | 1 | 1 | 0 | 1 | 0 | 1 | 0 | 0 | 0 | 0 | 0 | 0 | 0 | 0 | 0 | 0 | 0 | 0 | 0 | 0 | 0 | 0 | 0 | 0 | 0 | 0 | 0 | 0 | 0 | 0 | 0 | 0 | 0 | 0 | 0 | 0 | 0 | 0 | 0 | 0 | 0 | 0 | 0 | 0 | 0 | 0 | 0 | 0 | 0 | 0 | 0 | 0 | 0 | 0 | 0 | 0 | 0 | 0 | 0 | 0 | 0 | 0 | 0 | 0 | 0 | 0 | 0 | 0 | 0 | 0 | 0 | 0 | 0 | 0 | 0 | 0 | 0 | 0 | 0 | 0 | 0 | 0 | 0 | 0 | 0 | 0 | 0 | 3 |  | 0 | 0 | 0 | 0 | 0 | 0 | 0 | 0 | 0 | 0 | 0 | 0 | 0 | 0 | 0 | 0 | 0 | 0 | 0 | 0 | 0 | 0 | 0 | 0 | 100 | 1400 | 500 | 150 | 0 | 1 | 0 | 1 | 0 | 0 | 0 | 0 | -1466.348 | 1928.03 | 2865.3 | Devers-Red Bluff Constraint | DCRT Constraint | DCRT Constraint |  | 0 | 1 | 0 | 0 | 0 | 0 | -1466.348 | 1928.03 | 2865.3 | Devers-Red Bluff Constraint | DCRT Constraint | DCRT Constraint |  | 4 | 4 | NO | 4 | 1 | 1 | NO | 1
PG&E North of Greater Bay Study Area | Cloverdale | 115 | 0 | 0 | 0 | 0 | 0 | 0 | 0 | 0 | 0 | 0 | 0 | 0 | 0 | 0 | 0 | 0 | 0 | 0 | 0 | 0 | 0 | 0 | 0 | 0 | 0 | 0 | 0 | 0 | 0 | 0 | 0 | 0 | 0 | 0 | 0 | 0 | 0 | 0 | 0 | 0 | 0 | 0 | 0 | 1 | 1 | 0 | 1 | 0 | 0 | 0 | 0 | 0 | 0 | 0 | 0 | 0 | 0 | 1 | 0 | 1 | 1 | 0 | 0 | 0 | 0 | 0 | 0 | 0 | 0 | 0 | 0 | 0 | 0 | 0 | 1 | 0 | 0 | 0 | 0 | 0 | 0 | 0 | 0 | 0 | 0 | 0 | 0 | 0 | 0 | 0 | 0 | 0 | 0 | 0 | 0 | 0 | 0 | 0 | 0 | 0 | 0 | 0 | 0 | 0 | 0 | 0 | 0 | 1 |  | 20.8 | 0 | 0 | 0 | 0 | 0 | 0 | 0 | 0 | 0 | 0 | 0 | 0 | 0 | 1 | 32 | 0 | 0 | 0 | 0 | 0 | 0 | 0 | 0 | 0 | 0 | 0 | 0 | 0 | 1 | 2 | 0 | 0 | 0 | 0 | 0 | -719.4865 | 284.1443 | 914.2905 | Vaca Dixon-Tesla 500kV Line | Birds Landing-Contra Costa 230kV Line | Birds Landing-Contra Costa 230kV Line |  | 0 | 0 | 0 | 0 | 0 | 0 | 196.5473 | 685.0163 | 914.2905 | Contra Costa- Windmaster 230 kV line | Contra Costa- Windmaster 230 kV line | Birds Landing-Contra Costa 230kV Line |  | 5 | 1 | YES | 2 | 1 | 1 | NO | 1
PG&E Greater Bay Study Area | Coburn | 230 | 0 | 0 | 0 | 0 | 0 | 0 | 0 | 0 | 0 | 0 | 0 | 0 | 0 | 0 | 0 | 0 | 0 | 0 | 0 | 0 | 0 | 0 | 0 | 0 | 0 | 0 | 0 | 0 | 0 | 0 | 0 | 0 | 0 | 0 | 0 | 0 | 0 | 0 | 0 | 0 | 0 | 0 | 0 | 0 | 0 | 0 | 0 | 0 | 0 | 0 | 0 | 0 | 0 | 0 | 0 | 0 | 0 | 0 | 0 | 0 | 1 | 0 | 0 | 0 | 1 | 0 | 0 | 0 | 0 | 0 | 0 | 1 | 0 | 0 | 0 | 0 | 0 | 0 | 0 | 0 | 0 | 0 | 0 | 0 | 0 | 1 | 1 | 0 | 0 | 0 | 0 | 1 | 1 | 1 | 0 | 0 | 0 | 0 | 0 | 0 | 0 | 0 | 0 | 1 | 0 | 1 | 0 | 4 |  | 0 | 0 | 0 | 0 | 0 | 0 | 0 | 0 | 0 | 0 | 0 | 0 | 32 | 0 | 1 | 0 | 4.82 | 100 | 0 | 0 | 0 | 0 | 0 | 0 | 0 | 0 | 0 | 0 | 0 | 1 | 0 | 0 | 0 | 0 | 0 | 0 | 49.732 | 420.6683 | 442.8575 | Gates 500/230kV TB #12 | Moss Landing-Las Aguilas 230 kV Line | Moss Landing-Las Aguilas 230 kV Line |  | 0 | 0 | 0 | 0 | 0 | 0 | 49.732 | 420.6683 | 442.8575 | Gates 500/230kV TB #12 | Moss Landing-Las Aguilas 230 kV Line | Moss Landing-Las Aguilas 230 kV Line |  | 1 | 1 | NO | 1 | 1 | 1 | NO | 1
PG&E North of Greater Bay Study Area | Colgate | 230 | 0 | 0 | 0 | 0 | 0 | 0 | 0 | 0 | 0 | 0 | 0 | 0 | 0 | 0 | 0 | 0 | 0 | 0 | 0 | 0 | 0 | 0 | 0 | 0 | 0 | 0 | 0 | 0 | 0 | 0 | 0 | 0 | 0 | 0 | 0 | 0 | 0 | 0 | 0 | 0 | 0 | 0 | 0 | 0 | 1 | 0 | 0 | 0 | 0 | 1 | 0 | 1 | 1 | 0 | 0 | 0 | 0 | 0 | 0 | 0 | 0 | 0 | 0 | 0 | 1 | 1 | 0 | 0 | 0 | 0 | 0 | 0 | 0 | 0 | 0 | 0 | 0 | 0 | 0 | 0 | 0 | 0 | 0 | 0 | 0 | 0 | 0 | 0 | 0 | 0 | 0 | 0 | 0 | 0 | 0 | 0 | 0 | 0 | 0 | 0 | 0 | 0 | 0 | 0 | 0 | 0 | 0 | 0 |  | 0 | 0 | 0 | 0 | 0 | 0 | 0 | 0 | 0 | 0 | 0 | 0 | 0 | 0 | 0 | 0 | 3 | 0 | 0 | 0 | 0 | 0 | 0 | 0 | 0 | 0 | 0 | 0 | 0 | 1 | 1 | 0 | 0 | 0 | 0 | 0 | -719.4865 | 32.3255 | 266.795 | Vaca Dixon-Tesla 500kV Line | Rocklin-Pleaseant grove 115kV line | Rocklin-Pleaseant grove 115kV line |  | 0 | 0 | 0 | 0 | 0 | 0 | 0.1925 | 32.3255 | 266.795 | Rocklin-Pleaseant grove 115kV line | Rocklin-Pleaseant grove 115kV line | Rocklin-Pleaseant grove 115kV line |  | 5 | 1 | YES | 2 | 1 | 1 | NO | 1
PG&E Greater Bay Study Area | Collinsville | 500 | 0 | 0 | 0 | 0 | 0 | 0 | 0 | 0 | 0 | 0 | 0 | 0 | 0 | 0 | 0 | 0 | 0 | 0 | 0 | 0 | 0 | 0 | 0 | 0 | 0 | 0 | 0 | 0 | 0 | 0 | 0 | 0 | 0 | 0 | 0 | 0 | 0 | 0 | 0 | 0 | 0 | 0 | 0 | 0 | 1 | 0 | 0 | 0 | 0 | 0 | 0 | 0 | 0 | 0 | 0 | 0 | 0 | 0 | 0 | 0 | 0 | 0 | 0 | 0 | 0 | 0 | 0 | 0 | 0 | 0 | 0 | 0 | 0 | 0 | 0 | 0 | 1 | 0 | 0 | 0 | 0 | 0 | 0 | 0 | 0 | 0 | 0 | 0 | 0 | 0 | 0 | 0 | 0 | 0 | 0 | 0 | 0 | 0 | 0 | 0 | 0 | 0 | 0 | 0 | 0 | 0 | 0 | 0 |  | 0 | 0 | 0 | 0 | 0 | 0 | 0 | 0 | 0 | 0 | 0 | 0 | 0 | 0 | 0 | 0 | 0 | 0 | 0 | 0 | 0 | 0 | 0 | 0 | 0 | 0 | 0 | 0 | 0 | 0 | 2 | 0 | 1 | 0 | 0 | 0 | -1317.795 | -515.533 | 818.2057 | Midway-Q2005 230kV Line | Midway-Q2005 230kV Line | Midway-Q2005 230kV Line |  | 0 | 0 | 0 | 0 | 0 | 0 | 7925.5135 | 8969.7487 | 1780.2057 | Vaca Dixon-Tesla 500kV Line | Vaca Dixon-Tesla 500kV Line | Midway-Q2005 230kV Line |  | 5 | 1 | YES | 2 | 1 | 1 | NO | 1
PG&E Greater Bay Study Area | Collinsville | 230 | 0 | 0 | 0 | 0 | 0 | 0 | 0 | 0 | 0 | 0 | 0 | 0 | 0 | 0 | 0 | 0 | 0 | 0 | 0 | 0 | 0 | 0 | 0 | 0 | 0 | 0 | 0 | 0 | 0 | 0 | 0 | 0 | 0 | 0 | 0 | 0 | 0 | 0 | 0 | 0 | 0 | 0 | 0 | 0 | 1 | 0 | 0 | 0 | 0 | 0 | 0 | 0 | 0 | 0 | 0 | 0 | 0 | 0 | 0 | 0 | 0 | 0 | 0 | 0 | 0 | 0 | 0 | 0 | 0 | 0 | 0 | 0 | 0 | 0 | 0 | 0 | 0 | 0 | 0 | 0 | 0 | 0 | 0 | 0 | 0 | 0 | 0 | 0 | 0 | 0 | 0 | 0 | 0 | 0 | 0 | 0 | 0 | 0 | 0 | 0 | 0 | 0 | 0 | 0 | 0 | 0 | 0 | 0 |  | 0 | 0 | 0 | 0 | 0 | 0 | 0 | 0 | 0 | 0 | 0 | 0 | 0 | 0 | 0 | 0 | 0 | 0 | 0 | 0 | 0 | 0 | 0 | 0 | 0 | 0 | 0 | 0 | 0 | 0 | 1 | 0 | 0 | 0 | 0 | 0 | -719.4865 | 324.7487 | 1977.3898 | Vaca Dixon-Tesla 500kV Line | Vaca Dixon-Tesla 500kV Line | Vaca Dixon-Tesla 500kV Line |  | 0 | 0 | 0 | 0 | 0 | 0 | 7925.5135 | 8969.7487 | 1977.3898 | Vaca Dixon-Tesla 500kV Line | Vaca Dixon-Tesla 500kV Line | Vaca Dixon-Tesla 500kV Line |  | 5 | 1 | YES | 2 | 1 | 1 | NO | 1
SCE Eastern Study Area | Colorado River | 500 | 0 | 0 | 0 | 0 | 0 | 0 | 0 | 0 | 0 | 0 | 0 | 0 | 0 | 0 | 0 | 0 | 0 | 0 | 0 | 1 | 0 | 1 | 0 | 1 | 0 | 1 | 0 | 0 | 1 | 0 | 0 | 0 | 0 | 0 | 0 | 0 | 0 | 0 | 0 | 0 | 0 | 0 | 0 | 0 | 0 | 0 | 0 | 0 | 0 | 0 | 0 | 0 | 0 | 0 | 0 | 0 | 0 | 0 | 0 | 0 | 0 | 0 | 0 | 0 | 0 | 0 | 0 | 0 | 0 | 0 | 0 | 0 | 0 | 0 | 0 | 0 | 0 | 0 | 0 | 0 | 0 | 0 | 0 | 0 | 0 | 0 | 0 | 0 | 0 | 0 | 0 | 0 | 0 | 0 | 0 | 0 | 0 | 0 | 0 | 0 | 0 | 0 | 0 | 0 | 0 | 0 | 0 | 3 |  | 0 | 0 | 0 | 0 | 0 | 0 | 0 | 0 | 0 | 0 | 0 | 0 | 0 | 0 | 0 | 0 | 0 | 0 | 0 | 0 | 0 | 0 | 0 | 0 | 0 | 0 | 0 | 0 | 0 | 0 | 1 | 1 | 0 | 0 | 0 | 0 | -1497.8218 | 2325.9075 | 6388.056 | Lugo - Victorville area constraint | Devers-Red Bluff Constraint | Lugo - Victorville area constraint |  | 0 | 1 | 0 | 0 | 0 | 0 | -1466.348 | 2325.9075 | 7181.097 | Devers-Red Bluff Constraint | Devers-Red Bluff Constraint | Colorado River-Red Bluff Constraint |  | 5 | 4 | YES | 4 | 1 | 1 | NO | 1
SCE Eastern Study Area | Colorado River | 230 | 0 | 0 | 0 | 0 | 0 | 0 | 0 | 0 | 0 | 0 | 0 | 0 | 0 | 0 | 0 | 0 | 0 | 0 | 1 | 0 | 0 | 0 | 0 | 0 | 0 | 0 | 0 | 0 | 0 | 0 | 0 | 0 | 0 | 0 | 0 | 0 | 0 | 0 | 0 | 0 | 0 | 0 | 0 | 0 | 0 | 0 | 0 | 0 | 0 | 0 | 0 | 0 | 0 | 0 | 0 | 0 | 0 | 0 | 0 | 0 | 0 | 0 | 0 | 0 | 0 | 0 | 0 | 0 | 0 | 0 | 0 | 0 | 0 | 0 | 0 | 0 | 0 | 0 | 0 | 0 | 0 | 0 | 0 | 0 | 0 | 0 | 0 | 0 | 0 | 0 | 0 | 0 | 0 | 0 | 0 | 0 | 0 | 0 | 0 | 0 | 0 | 0 | 0 | 0 | 0 | 0 | 0 | 0 |  | 0 | 0 | 0 | 0 | 0 | 0 | 0 | 0 | 0 | 456.6 | 131 | 751 | 0 | 0 | 1 | 0 | 0 | 0 | 0 | 0 | 0 | 0 | 0 | 0 | 300 | 395 | 204 | 0 | 0 | 1 | 0 | 0 | 0 | 0 | 0 | 0 | 0.0004 | 234.6318 | 1685.548 | Colorado River 500/230 kV Constraint | Colorado River 500/230 kV Constraint | Colorado River 500/230 kV Constraint |  | 0 | 0 | 0 | 0 | 0 | 0 | 0.0004 | 234.6318 | 1685.548 | Colorado River 500/230 kV Constraint | Colorado River 500/230 kV Constraint | Colorado River 500/230 kV Constraint |  | 1 | 1 | NO | 1 | 1 | 1 | NO | 1
PG&E Kern Study Area | Columbus | 115 | 0 | 0 | 0 | 0 | 0 | 0 | 0 | 0 | 0 | 0 | 0 | 0 | 0 | 0 | 0 | 0 | 0 | 0 | 0 | 0 | 0 | 0 | 0 | 0 | 0 | 0 | 0 | 0 | 0 | 0 | 0 | 0 | 0 | 0 | 0 | 0 | 0 | 0 | 0 | 0 | 0 | 0 | 0 | 0 | 0 | 0 | 0 | 0 | 0 | 0 | 0 | 0 | 0 | 0 | 0 | 0 | 0 | 0 | 0 | 0 | 0 | 0 | 0 | 0 | 0 | 0 | 0 | 0 | 0 | 0 | 0 | 0 | 0 | 0 | 0 | 0 | 0 | 0 | 1 | 0 | 0 | 0 | 0 | 1 | 0 | 0 | 0 | 0 | 0 | 0 | 0 | 0 | 0 | 0 | 0 | 0 | 0 | 0 | 0 | 0 | 0 | 0 | 0 | 0 | 0 | 0 | 0 | 0 |  | 0 | 0 | 0 | 0 | 0 | 0 | 0 | 0 | 0 | 0 | 0 | 0 | 0 | 0 | 0 | 0 | 0 | 0 | 0 | 0 | 0 | 0 | 0 | 0 | 0 | 0 | 0 | 0 | 0 | 0 | 0 | 0 | 0 | 0 | 0 | 0 | 120.518 | 91.2401 | 204.8922 | Semitropic-Midway 115kV Line | Semitropic-Midway 115kV Line | Semitropic-Midway 115kV Line |  | 0 | 0 | 0 | 0 | 0 | 0 | 120.518 | 91.2401 | 204.8922 | Semitropic-Midway 115kV Line | Semitropic-Midway 115kV Line | Semitropic-Midway 115kV Line |  | 1 | 1 | NO | 1 | 1 | 1 | NO | 1
PG&E Greater Bay Study Area | Contra Costa PP | 230 | 0 | 0 | 0 | 0 | 0 | 0 | 0 | 0 | 0 | 0 | 0 | 0 | 0 | 0 | 0 | 0 | 0 | 0 | 0 | 0 | 0 | 0 | 0 | 0 | 0 | 0 | 0 | 0 | 0 | 0 | 0 | 0 | 0 | 0 | 0 | 0 | 0 | 0 | 0 | 0 | 0 | 0 | 0 | 0 | 0 | 0 | 0 | 0 | 0 | 0 | 0 | 0 | 0 | 0 | 0 | 0 | 0 | 0 | 1 | 1 | 1 | 0 | 0 | 0 | 1 | 0 | 0 | 0 | 0 | 0 | 0 | 0 | 0 | 1 | 0 | 0 | 0 | 0 | 0 | 0 | 0 | 0 | 0 | 0 | 0 | 0 | 0 | 0 | 0 | 0 | 0 | 0 | 0 | 0 | 0 | 0 | 0 | 0 | 0 | 0 | 0 | 0 | 0 | 0 | 0 | 0 | 0 | 0 |  | 0 | 0 | 0 | 0 | 0 | 0 | 0 | 0 | 0 | 0 | 0 | 0 | 0 | 0 | 0 | 0 | 0 | 0 | 0 | 0 | 0 | 0 | 0 | 0 | 0 | 0 | 0 | 0 | 0 | 0 | 1 | 0 | 0 | 0 | 0 | 0 | -415.1678 | 324.7033 | 942.0393 | Windmaster-Delta pumps 230 kV line | Windmaster-Delta pumps 230 kV line | Windmaster-Delta pumps 230 kV line |  | 0 | 0 | 0 | 0 | 0 | 0 | 196.5473 | 685.0163 | 942.0393 | Contra Costa- Windmaster 230 kV line | Contra Costa- Windmaster 230 kV line | Windmaster-Delta pumps 230 kV line |  | 5 | 1 | YES | 2 | 1 | 1 | NO | 1
PG&E Greater Bay Study Area | Contra Costa | 230 | 0 | 0 | 0 | 0 | 0 | 0 | 0 | 0 | 0 | 0 | 0 | 0 | 0 | 0 | 0 | 0 | 0 | 0 | 0 | 0 | 0 | 0 | 0 | 0 | 0 | 0 | 0 | 0 | 0 | 0 | 0 | 0 | 0 | 0 | 0 | 0 | 0 | 0 | 0 | 0 | 0 | 0 | 0 | 0 | 0 | 0 | 0 | 0 | 0 | 0 | 0 | 0 | 0 | 0 | 0 | 0 | 0 | 0 | 1 | 1 | 1 | 0 | 0 | 1 | 1 | 0 | 0 | 0 | 0 | 0 | 0 | 0 | 0 | 0 | 1 | 0 | 0 | 0 | 0 | 0 | 0 | 0 | 0 | 0 | 0 | 0 | 0 | 0 | 0 | 0 | 0 | 0 | 0 | 0 | 0 | 0 | 0 | 0 | 0 | 0 | 0 | 0 | 0 | 0 | 0 | 0 | 0 | 0 |  | 0 | 0 | 0 | 0 | 0 | 0 | 0 | 0 | 0 | 0 | 0 | 0 | 0 | 0 | 0 | 0 | 0 | 0 | 0 | 0 | 0 | 0 | 0 | 0.9375 | 0 | 0 | 0 | 0 | 0 | 1 | 2 | 0 | 0 | 0 | 0 | 0 | -415.1678 | 284.1443 | 914.2905 | Windmaster-Delta pumps 230 kV line | Birds Landing-Contra Costa 230kV Line | Birds Landing-Contra Costa 230kV Line |  | 0 | 0 | 0 | 0 | 0 | 0 | 196.5473 | 685.0163 | 914.2905 | Contra Costa- Windmaster 230 kV line | Contra Costa- Windmaster 230 kV line | Birds Landing-Contra Costa 230kV Line |  | 5 | 1 | YES | 2 | 1 | 1 | NO | 1
SCE North of Lugo Study Area | Control | 115 | 0 | 0 | 0 | 0 | 0 | 0 | 0 | 0 | 0 | 0 | 0 | 0 | 0 | 1 | 1 | 1 | 1 | 0 | 0 | 0 | 0 | 0 | 0 | 0 | 0 | 0 | 0 | 0 | 0 | 0 | 0 | 0 | 0 | 0 | 0 | 0 | 0 | 0 | 0 | 0 | 0 | 0 | 0 | 0 | 0 | 0 | 0 | 0 | 0 | 0 | 0 | 0 | 0 | 0 | 0 | 0 | 0 | 0 | 0 | 0 | 0 | 0 | 0 | 0 | 0 | 0 | 0 | 0 | 0 | 0 | 0 | 0 | 0 | 0 | 0 | 0 | 0 | 0 | 0 | 0 | 0 | 0 | 0 | 0 | 0 | 0 | 0 | 0 | 0 | 0 | 0 | 0 | 0 | 0 | 0 | 0 | 0 | 0 | 0 | 0 | 0 | 0 | 0 | 0 | 0 | 0 | 0 | 3 |  | 53.7 | 0 | 0 | 0 | 0 | 0 | 0 | 0 | 0 | 0 | 0 | 0 | 0 | 0 | 1 | 0 | 1.5 | 0 | 0 | 0 | 0 | 0 | 0 | 0 | 0 | 0 | 0 | 0 | 0 | 1 | 0 | 0 | 1 | 0 | 0 | 1 | 0.288 | -0.354 | -0.24 | Control to Inyokern area constraint | Control to Inyokern area constraint | Control to Inyokern area constraint |  | 0 | 0 | 1 | 0 | 0 | 1 | 0.288 | -0.354 | -0.24 | Control to Inyokern area constraint | Control to Inyokern area constraint | Control to Inyokern area constraint |  | 5 | 5 | NO | 5 | 3 | 3 | NO | 3
SCE North of Lugo Study Area | Coolwater | 230 | 0 | 0 | 0 | 0 | 0 | 0 | 0 | 0 | 0 | 0 | 0 | 0 | 0 | 0 | 1 | 1 | 1 | 0 | 0 | 0 | 0 | 0 | 0 | 0 | 0 | 0 | 0 | 0 | 0 | 0 | 0 | 0 | 0 | 0 | 0 | 0 | 0 | 0 | 0 | 0 | 0 | 0 | 0 | 0 | 0 | 0 | 0 | 0 | 0 | 0 | 0 | 0 | 0 | 0 | 0 | 0 | 0 | 0 | 0 | 0 | 0 | 0 | 0 | 0 | 0 | 0 | 0 | 0 | 0 | 0 | 0 | 0 | 0 | 0 | 0 | 0 | 0 | 0 | 0 | 0 | 0 | 0 | 0 | 0 | 0 | 0 | 0 | 0 | 0 | 0 | 0 | 0 | 0 | 0 | 0 | 0 | 0 | 0 | 0 | 0 | 0 | 0 | 0 | 0 | 0 | 0 | 0 | 3 |  | 0 | 0 | 0 | 0 | 0 | 0 | 0 | 0 | 0 | 0 | 0 | 0 | 0 | 0 | 0 | 0 | 0 | 0 | 0 | 0 | 0 | 0 | 0 | 0 | 0 | 0 | 0 | 0 | 0 | 0 | 0 | 0 | 0 | 0 | 0 | 0 | 1142.376 | 1465.367 | 1187.06 | Lugo Transformer Area Constraint | Kramer to Victor Area Constraint | Kramer to Victor Area Constraint |  | 0 | 0 | 0 | 0 | 0 | 0 | 1142.376 | 1465.367 | 1187.06 | Lugo Transformer Area Constraint | Kramer to Victor Area Constraint | Kramer to Victor Area Constraint |  | 1 | 1 | NO | 1 | 1 | 1 | NO | 1
SCE North of Lugo Study Area | Coolwater | 115 | 0 | 0 | 0 | 0 | 0 | 0 | 0 | 0 | 0 | 0 | 0 | 0 | 0 | 0 | 1 | 1 | 1 | 0 | 0 | 0 | 0 | 0 | 0 | 0 | 0 | 0 | 0 | 0 | 0 | 0 | 0 | 0 | 0 | 0 | 0 | 0 | 0 | 0 | 0 | 0 | 0 | 0 | 0 | 0 | 0 | 0 | 0 | 0 | 0 | 0 | 0 | 0 | 0 | 0 | 0 | 0 | 0 | 0 | 0 | 0 | 0 | 0 | 0 | 0 | 0 | 0 | 0 | 0 | 0 | 0 | 0 | 0 | 0 | 0 | 0 | 0 | 0 | 0 | 0 | 0 | 0 | 0 | 0 | 0 | 0 | 0 | 0 | 0 | 0 | 0 | 0 | 0 | 0 | 0 | 0 | 0 | 0 | 0 | 0 | 0 | 0 | 0 | 0 | 0 | 0 | 0 | 0 | 3 |  | 0 | 0 | 0 | 0 | 0 | 0 | 0 | 0 | 0 | 0 | 0 | 0 | 0 | 0 | 0 | 0 | 0 | 200 | 0 | 0 | 0 | 0 | 0 | 0 | 150 | 200 | 110 | 0 | 0 | 1 | 0 | 0 | 0 | 0 | 0 | 0 | 1142.376 | 1465.367 | 1187.06 | Lugo Transformer Area Constraint | Kramer to Victor Area Constraint | Kramer to Victor Area Constraint |  | 0 | 0 | 0 | 0 | 0 | 0 | 1142.376 | 1465.367 | 1187.06 | Lugo Transformer Area Constraint | Kramer to Victor Area Constraint | Kramer to Victor Area Constraint |  | 1 | 1 | NO | 1 | 1 | 1 | NO | 1
PG&E Fresno Study Area | Corcoran | 115 | 0 | 0 | 0 | 0 | 0 | 0 | 0 | 0 | 0 | 0 | 0 | 0 | 0 | 0 | 0 | 0 | 0 | 0 | 0 | 0 | 0 | 0 | 0 | 0 | 0 | 0 | 0 | 0 | 0 | 0 | 0 | 0 | 0 | 0 | 0 | 0 | 0 | 0 | 0 | 0 | 0 | 0 | 0 | 0 | 0 | 0 | 0 | 0 | 0 | 0 | 0 | 0 | 0 | 0 | 0 | 0 | 0 | 0 | 0 | 0 | 0 | 0 | 0 | 0 | 0 | 0 | 0 | 0 | 0 | 0 | 0 | 0 | 0 | 0 | 0 | 0 | 0 | 1 | 1 | 0 | 0 | 0 | 1 | 1 | 0 | 0 | 0 | 0 | 0 | 0 | 0 | 0 | 0 | 0 | 0 | 0 | 0 | 0 | 0 | 0 | 0 | 0 | 0 | 0 | 0 | 1 | 1 | 0 |  | 0 | 0 | 0 | 0 | 0 | 0 | 0 | 0 | 0 | 0 | 0 | 0 | 0 | 0 | 0 | 0 | 0 | 0 | 0 | 0 | 0 | 0 | 0 | 4 | 0 | 0 | 0 | 0 | 0 | 1 | 0 | 0 | 1 | 0 | 0 | 0 | 17.924 | -0.38256 | 24.84 | Smyrna -Q1984 115kV line | Smyrna -Q1984 115kV line | Jacksson-WaukenaCorcoran 115kV line |  | 0 | 0 | 1 | 0 | 0 | 0 | 17.924 | -0.38256 | 24.84 | Smyrna -Q1984 115kV line | Smyrna -Q1984 115kV line | Jacksson-WaukenaCorcoran 115kV line |  | 5 | 5 | NO | 5 | 1 | 1 | NO | 1
PG&E North of Greater Bay Study Area | Corona | 115 | 0 | 0 | 0 | 0 | 0 | 0 | 0 | 0 | 0 | 0 | 0 | 0 | 0 | 0 | 0 | 0 | 0 | 0 | 0 | 0 | 0 | 0 | 0 | 0 | 0 | 0 | 0 | 0 | 0 | 0 | 0 | 0 | 0 | 0 | 0 | 0 | 0 | 0 | 0 | 0 | 0 | 0 | 0 | 1 | 1 | 0 | 1 | 0 | 0 | 0 | 0 | 0 | 0 | 0 | 0 | 0 | 1 | 1 | 1 | 1 | 1 | 0 | 0 | 0 | 1 | 0 | 0 | 0 | 0 | 0 | 0 | 0 | 0 | 1 | 1 | 0 | 0 | 0 | 0 | 0 | 0 | 0 | 0 | 0 | 0 | 0 | 0 | 0 | 0 | 0 | 0 | 0 | 0 | 0 | 0 | 0 | 0 | 0 | 0 | 0 | 0 | 0 | 0 | 0 | 0 | 0 | 0 | 2 |  | 0 | 0 | 0 | 0 | 0 | 0 | 0 | 0 | 0 | 0 | 0 | 0 | 0 | 0 | 0 | 0 | 0 | 0 | 0 | 0 | 0 | 0 | 0 | 0 | 0 | 0 | 0 | 0 | 0 | 0 | 3 | 0 | 0 | 0 | 0 | 0 | -719.4865 | 284.1443 | 539.9052 | Vaca Dixon-Tesla 500kV Line | Birds Landing-Contra Costa 230kV Line | Lakeville-Ignacio 230 kV line |  | 0 | 0 | 0 | 0 | 0 | 0 | 196.5473 | 685.0163 | 539.9052 | Contra Costa- Windmaster 230 kV line | Contra Costa- Windmaster 230 kV line | Lakeville-Ignacio 230 kV line |  | 5 | 1 | YES | 2 | 1 | 1 | NO | 1
PG&E North of Greater Bay Study Area | Cortina | 230 | 0 | 0 | 0 | 0 | 0 | 0 | 0 | 0 | 0 | 0 | 0 | 0 | 0 | 0 | 0 | 0 | 0 | 0 | 0 | 0 | 0 | 0 | 0 | 0 | 0 | 0 | 0 | 0 | 0 | 0 | 0 | 0 | 0 | 0 | 0 | 0 | 0 | 0 | 0 | 0 | 0 | 0 | 0 | 0 | 1 | 0 | 0 | 0 | 0 | 0 | 0 | 0 | 0 | 0 | 0 | 0 | 0 | 0 | 1 | 0 | 0 | 0 | 0 | 0 | 0 | 0 | 0 | 0 | 0 | 0 | 0 | 0 | 0 | 0 | 1 | 0 | 0 | 0 | 0 | 0 | 0 | 0 | 0 | 0 | 0 | 0 | 0 | 0 | 0 | 0 | 0 | 0 | 0 | 0 | 0 | 0 | 0 | 0 | 0 | 0 | 0 | 0 | 0 | 0 | 0 | 0 | 0 | 0 |  | 0 | 0 | 0 | 0 | 0 | 0 | 0 | 0 | 0 | 0 | 0 | 0 | 0 | 0 | 0 | 0 | 0 | 0 | 0 | 0 | 0 | 0 | 0 | 0 | 0 | 0 | 0 | 0 | 0 | 0 | 3 | 0 | 0 | 0 | 0 | 0 | -719.4865 | 284.1443 | 914.2905 | Vaca Dixon-Tesla 500kV Line | Birds Landing-Contra Costa 230kV Line | Birds Landing-Contra Costa 230kV Line |  | 0 | 0 | 0 | 0 | 0 | 0 | 1547.0263 | 2050.1444 | 914.2905 | Birds Landing-Contra Costa 230kV Line | Birds Landing-Contra Costa 230kV Line | Birds Landing-Contra Costa 230kV Line |  | 5 | 1 | YES | 2 | 1 | 1 | NO | 1
PG&E North of Greater Bay Study Area | Cortina | 115 | 0 | 0 | 0 | 0 | 0 | 0 | 0 | 0 | 0 | 0 | 0 | 0 | 0 | 0 | 0 | 0 | 0 | 0 | 0 | 0 | 0 | 0 | 0 | 0 | 0 | 0 | 0 | 0 | 0 | 0 | 0 | 0 | 0 | 0 | 0 | 0 | 0 | 0 | 0 | 0 | 0 | 0 | 0 | 1 | 1 | 0 | 0 | 0 | 0 | 0 | 0 | 0 | 0 | 0 | 0 | 0 | 0 | 0 | 0 | 0 | 1 | 0 | 0 | 0 | 0 | 0 | 0 | 0 | 0 | 0 | 0 | 0 | 0 | 0 | 1 | 0 | 0 | 0 | 0 | 0 | 0 | 0 | 0 | 0 | 0 | 0 | 0 | 0 | 0 | 0 | 0 | 0 | 0 | 0 | 0 | 0 | 0 | 0 | 0 | 0 | 0 | 0 | 0 | 0 | 0 | 0 | 0 | 0 |  | 0 | 0 | 0 | 0 | 0 | 0 | 0 | 0 | 0 | 0 | 0 | 0 | 0 | 0 | 0 | 0 | 5 | 0 | 0 | 0 | 0 | 0 | 0 | 0 | 80 | 150 | 150 | 0 | 0 | 1 | 2 | 0 | 0 | 0 | 0 | 0 | -719.4865 | 284.1443 | 914.2905 | Vaca Dixon-Tesla 500kV Line | Birds Landing-Contra Costa 230kV Line | Birds Landing-Contra Costa 230kV Line |  | 0 | 0 | 0 | 0 | 0 | 0 | 1375.6243 | 2050.1444 | 914.2905 | Tesla-Tracy-Pump 230 kV line #2 | Birds Landing-Contra Costa 230kV Line | Birds Landing-Contra Costa 230kV Line |  | 5 | 1 | YES | 2 | 1 | 1 | NO | 1
PG&E Greater Bay Study Area | Cottle | 230 | 0 | 0 | 0 | 0 | 0 | 0 | 0 | 0 | 0 | 0 | 0 | 0 | 0 | 0 | 0 | 0 | 0 | 0 | 0 | 0 | 0 | 0 | 0 | 0 | 0 | 0 | 0 | 0 | 0 | 0 | 0 | 0 | 0 | 0 | 0 | 0 | 0 | 0 | 0 | 0 | 0 | 0 | 0 | 0 | 0 | 0 | 0 | 0 | 0 | 0 | 1 | 0 | 0 | 0 | 0 | 0 | 0 | 0 | 0 | 0 | 0 | 0 | 0 | 0 | 1 | 1 | 0 | 0 | 0 | 0 | 0 | 0 | 0 | 0 | 0 | 0 | 0 | 0 | 0 | 0 | 0 | 0 | 0 | 0 | 0 | 1 | 1 | 0 | 1 | 1 | 1 | 1 | 0 | 0 | 0 | 1 | 0 | 1 | 1 | 0 | 0 | 1 | 0 | 0 | 0 | 0 | 0 | 2 |  | 0 | 0 | 0 | 0 | 0 | 0 | 0 | 0 | 0 | 0 | 0 | 0 | 0 | 0 | 0 | 0 | 3 | 0 | 0 | 0 | 0 | 0 | 0 | 0 | 0 | 0 | 0 | 0 | 0 | 1 | 1 | 0 | 1 | 0 | 0 | 0 | -227.9 | -25.89 | 231.4102 | Chowchilla-Le grand 115kV Line | Chowchilla-Le grand 115kV Line | Panoche- Mendota 115 kV line |  | 0 | 0 | 0 | 0 | 0 | 0 | 49.732 | 552.8841 | 231.4102 | Gates 500/230kV TB #12 | Gates 500/230kV TB #12 | Panoche- Mendota 115 kV line |  | 5 | 1 | YES | 2 | 1 | 1 | NO | 1
PG&E North of Greater Bay Study Area | Cottonwood | 230 | 0 | 0 | 0 | 0 | 0 | 0 | 0 | 0 | 0 | 0 | 0 | 0 | 0 | 0 | 0 | 0 | 0 | 0 | 0 | 0 | 0 | 0 | 0 | 0 | 0 | 0 | 0 | 0 | 0 | 0 | 0 | 0 | 0 | 0 | 0 | 0 | 0 | 0 | 0 | 0 | 0 | 0 | 0 | 0 | 1 | 0 | 0 | 0 | 1 | 0 | 0 | 0 | 0 | 0 | 0 | 0 | 0 | 0 | 0 | 0 | 0 | 0 | 0 | 0 | 0 | 0 | 0 | 0 | 0 | 0 | 0 | 0 | 0 | 0 | 0 | 0 | 0 | 0 | 0 | 0 | 0 | 0 | 0 | 0 | 0 | 0 | 0 | 0 | 0 | 0 | 0 | 0 | 0 | 0 | 0 | 0 | 0 | 0 | 0 | 0 | 0 | 0 | 0 | 0 | 0 | 0 | 0 | 0 |  | 0 | 0 | 0 | 0 | 0 | 0 | 0 | 0 | 0 | 0 | 0 | 0 | 0 | 0 | 0 | 0 | 0 | 0 | 0 | 0 | 0 | 0 | 0 | 0 | 0 | 0 | 0 | 0 | 0 | 0 | 2 | 0 | 1 | 0 | 0 | 0 | -719.4865 | -18.6 | 57 | Vaca Dixon-Tesla 500kV Line | Carberry-Round Mountain 230kV Line | Carberry-Round Mountain 230kV Line |  | 1 | 0 | 0 | 0 | 0 | 0 | -93 | 7.4 | 82 | Carberry-Round Mountain 230kV Line | Carberry-Round Mountain 230kV Line | Carberry-Round Mountain 230kV Line |  | 5 | 5 | NO | 5 | 1 | 1 | NO | 1
PG&E Greater Bay Study Area | Coyote | 230 | 0 | 0 | 0 | 0 | 0 | 0 | 0 | 0 | 0 | 0 | 0 | 0 | 0 | 0 | 0 | 0 | 0 | 0 | 0 | 0 | 0 | 0 | 0 | 0 | 0 | 0 | 0 | 0 | 0 | 0 | 0 | 0 | 0 | 0 | 0 | 0 | 0 | 0 | 0 | 0 | 0 | 0 | 0 | 0 | 0 | 0 | 0 | 0 | 0 | 0 | 0 | 0 | 0 | 0 | 0 | 0 | 0 | 0 | 0 | 0 | 0 | 0 | 0 | 0 | 1 | 0 | 0 | 0 | 0 | 0 | 0 | 1 | 0 | 0 | 0 | 0 | 0 | 0 | 0 | 0 | 0 | 0 | 0 | 0 | 0 | 0 | 0 | 0 | 0 | 0 | 0 | 0 | 0 | 0 | 0 | 0 | 0 | 0 | 0 | 0 | 0 | 0 | 0 | 0 | 0 | 0 | 0 | 1 |  | 0 | 0 | 0 | 0 | 0 | 0 | 0 | 0 | 0 | 0 | 0 | 0 | 0 | 0 | 0 | 0 | 0 | 0 | 0 | 0 | 0 | 0 | 0 | 0 | 0 | 0 | 0 | 0 | 0 | 0 | 0 | 0 | 0 | 0 | 0 | 0 | 1181.5167 | 2657.4106 | 5856.1027 | Tesla-Bellota 230 kV line | Tesla-Bellota 230 kV line | Tesla-Bellota 230 kV line |  | 0 | 0 | 0 | 0 | 0 | 0 | 1181.5167 | 2657.4106 | 5856.1027 | Tesla-Bellota 230 kV line | Tesla-Bellota 230 kV line | Tesla-Bellota 230 kV line |  | 1 | 1 | NO | 1 | 1 | 1 | NO | 1
SDG&E Study Area | Creelman | 69 | 0 | 0 | 0 | 0 | 0 | 0 | 0 | 0 | 0 | 0 | 0 | 0 | 0 | 0 | 0 | 0 | 0 | 0 | 0 | 0 | 0 | 0 | 0 | 0 | 0 | 0 | 0 | 0 | 0 | 0 | 1 | 1 | 0 | 1 | 0 | 0 | 0 | 0 | 0 | 0 | 0 | 0 | 0 | 0 | 0 | 0 | 0 | 0 | 0 | 0 | 0 | 0 | 0 | 0 | 0 | 0 | 0 | 0 | 0 | 0 | 0 | 0 | 0 | 0 | 0 | 0 | 0 | 0 | 0 | 0 | 0 | 0 | 0 | 0 | 0 | 0 | 0 | 0 | 0 | 0 | 0 | 0 | 0 | 0 | 0 | 0 | 0 | 0 | 0 | 0 | 0 | 0 | 0 | 0 | 0 | 0 | 0 | 0 | 0 | 0 | 0 | 0 | 0 | 0 | 0 | 0 | 0 | 0 |  | 0 | 0 | 0 | 0 | 0 | 0 | 0 | 0 | 0 | 0 | 0 | 0 | 0 | 0 | 0 | 0 | 0 | 0 | 0 | 0 | 0 | 0 | 0 | 0 | 0 | 0 | 0.47 | 0 | 0 | 1 | 1 | 0 | 0 | 0 | 0 | 0 | -448.9952 | 55.3023 | 296.5564 | Chicarita 138 kV constraint | Chicarita 138 kV constraint | Miguel 69 kV constraint |  | 0 | 0 | 0 | 0 | 0 | 0 | 164.7548 | 197.5523 | 296.5564 | Miguel 69 kV constraint | Miguel 69 kV constraint | Miguel 69 kV constraint |  | 5 | 1 | YES | 2 | 1 | 1 | NO | 1
PG&E Greater Bay Study Area | Crow Creek | 60 | 0 | 0 | 0 | 0 | 0 | 0 | 0 | 0 | 0 | 0 | 0 | 0 | 0 | 0 | 0 | 0 | 0 | 0 | 0 | 0 | 0 | 0 | 0 | 0 | 0 | 0 | 0 | 0 | 0 | 0 | 0 | 0 | 0 | 0 | 0 | 0 | 0 | 0 | 0 | 0 | 0 | 0 | 0 | 0 | 0 | 0 | 0 | 0 | 0 | 0 | 1 | 0 | 0 | 0 | 0 | 0 | 0 | 0 | 0 | 0 | 1 | 0 | 1 | 0 | 1 | 0 | 0 | 1 | 1 | 0 | 0 | 0 | 0 | 1 | 0 | 0 | 0 | 0 | 0 | 0 | 0 | 0 | 0 | 0 | 0 | 0 | 0 | 0 | 0 | 0 | 0 | 0 | 0 | 0 | 0 | 0 | 0 | 0 | 0 | 0 | 0 | 0 | 0 | 0 | 0 | 0 | 0 | 0 |  | 0 | 0 | 0 | 0 | 0 | 0 | 0 | 0 | 0 | 6.21 | 14.11 | 15 | 0 | 0 | 1 | 0 | 0 | 0 | 0 | 0 | 0 | 0 | 0 | 0 | 0 | 0 | 0 | 0 | 0 | 0 | 0 | 0 | 0 | 0 | 0 | 0 | 3.859 | 65.0472 | 77.1824 | Kasson Jct-Heinz 115 kV line | Salado-Crow Creek Sw Sta 60 kV line | Salado-Crow Creek Sw Sta 60 kV line |  | 0 | 0 | 0 | 0 | 0 | 0 | 3.859 | 65.0472 | 77.1824 | Kasson Jct-Heinz 115 kV line | Salado-Crow Creek Sw Sta 60 kV line | Salado-Crow Creek Sw Sta 60 kV line |  | 1 | 1 | NO | 1 | 1 | 1 | NO | 1
PG&E Greater Bay Study Area | Curtis | 115 | 0 | 0 | 0 | 0 | 0 | 0 | 0 | 0 | 0 | 0 | 0 | 0 | 0 | 0 | 0 | 0 | 0 | 0 | 0 | 0 | 0 | 0 | 0 | 0 | 0 | 0 | 0 | 0 | 0 | 0 | 0 | 0 | 0 | 0 | 0 | 0 | 0 | 0 | 0 | 0 | 0 | 0 | 0 | 0 | 0 | 0 | 0 | 0 | 0 | 0 | 1 | 0 | 0 | 0 | 0 | 0 | 0 | 0 | 0 | 0 | 1 | 0 | 1 | 0 | 1 | 0 | 0 | 0 | 0 | 0 | 0 | 0 | 0 | 1 | 0 | 0 | 0 | 0 | 0 | 0 | 0 | 0 | 0 | 0 | 0 | 0 | 0 | 0 | 0 | 0 | 0 | 0 | 0 | 0 | 0 | 0 | 0 | 0 | 0 | 0 | 0 | 0 | 0 | 0 | 0 | 0 | 0 | 0 |  | 0 | 0 | 0 | 0 | 0 | 0 | 0 | 0 | 0 | 0 | 0 | 0 | 0 | 0 | 0 | 0 | 5 | 0 | 0 | 0 | 0 | 0 | 0 | 0 | 0 | 0 | 0 | 0 | 0 | 1 | 0 | 0 | 0 | 0 | 0 | 0 | 3.859 | 102.156 | 280.6464 | Kasson Jct-Heinz 115 kV line | Kasson Jct-Heinz 115 kV line | Kasson Jct-Heinz 115 kV line |  | 0 | 0 | 0 | 0 | 0 | 0 | 3.859 | 102.156 | 280.6464 | Kasson Jct-Heinz 115 kV line | Kasson Jct-Heinz 115 kV line | Kasson Jct-Heinz 115 kV line |  | 1 | 1 | NO | 1 | 1 | 1 | NO | 1
PG&E Fresno Study Area | Dairyland | 115 | 0 | 0 | 0 | 0 | 0 | 0 | 0 | 0 | 0 | 0 | 0 | 0 | 0 | 0 | 0 | 0 | 0 | 0 | 0 | 0 | 0 | 0 | 0 | 0 | 0 | 0 | 0 | 0 | 0 | 0 | 0 | 0 | 0 | 0 | 0 | 0 | 0 | 0 | 0 | 0 | 0 | 0 | 0 | 0 | 0 | 0 | 0 | 0 | 0 | 0 | 0 | 0 | 0 | 0 | 0 | 0 | 0 | 0 | 0 | 0 | 0 | 0 | 0 | 0 | 0 | 0 | 0 | 0 | 0 | 0 | 0 | 0 | 0 | 0 | 0 | 0 | 0 | 0 | 0 | 0 | 0 | 0 | 0 | 0 | 0 | 0 | 0 | 0 | 0 | 0 | 0 | 0 | 0 | 0 | 0 | 0 | 0 | 0 | 0 | 1 | 0 | 0 | 0 | 0 | 0 | 0 | 0 | 0 |  | 0 | 0 | 0 | 0 | 0 | 0 | 0 | 0 | 0 | 0 | 0 | 0 | 0 | 0 | 0 | 0 | 0 | 0 | 0 | 0 | 0 | 0 | 0 | 0 | 0 | 0 | 0 | 0 | 0 | 0 | 0 | 0 | 0 | 0 | 0 | 0 | 111.7 | 210.732 | 9.63 | Merced 115/70kV TB#2 | Merced 115/70kV TB#2 | Merced 115/70kV TB#2 |  | 0 | 0 | 0 | 0 | 0 | 0 | 111.7 | 210.732 | 9.63 | Merced 115/70kV TB#2 | Merced 115/70kV TB#2 | Merced 115/70kV TB#2 |  | 1 | 1 | NO | 1 | 1 | 1 | NO | 1
PG&E North of Greater Bay Study Area | Davis | 115 | 0 | 0 | 0 | 0 | 0 | 0 | 0 | 0 | 0 | 0 | 0 | 0 | 0 | 0 | 0 | 0 | 0 | 0 | 0 | 0 | 0 | 0 | 0 | 0 | 0 | 0 | 0 | 0 | 0 | 0 | 0 | 0 | 0 | 0 | 0 | 0 | 0 | 0 | 0 | 0 | 0 | 0 | 0 | 0 | 1 | 1 | 0 | 1 | 0 | 1 | 1 | 0 | 1 | 0 | 0 | 0 | 0 | 0 | 0 | 0 | 0 | 0 | 0 | 0 | 1 | 1 | 0 | 0 | 0 | 0 | 0 | 0 | 0 | 0 | 0 | 0 | 0 | 0 | 0 | 0 | 0 | 0 | 0 | 0 | 0 | 0 | 0 | 0 | 0 | 0 | 0 | 0 | 0 | 0 | 0 | 0 | 0 | 0 | 0 | 0 | 0 | 0 | 0 | 0 | 0 | 0 | 0 | 0 |  | 0 | 0 | 0 | 0 | 0 | 0 | 0 | 0 | 0 | 0 | 0 | 0 | 0 | 0 | 0 | 0 | 0 | 0 | 0 | 0 | 0 | 0 | 0 | 0 | 0 | 0 | 0 | 0 | 0 | 0 | 1 | 0 | 0 | 0 | 0 | 0 | -719.4865 | 32.3255 | 74.98 | Vaca Dixon-Tesla 500kV Line | Rocklin-Pleaseant grove 115kV line | Woodland- Davis 115kV line |  | 0 | 0 | 0 | 0 | 0 | 0 | 0.1925 | 32.3255 | 74.98 | Rocklin-Pleaseant grove 115kV line | Rocklin-Pleaseant grove 115kV line | Woodland- Davis 115kV line |  | 5 | 1 | YES | 2 | 1 | 1 | NO | 1
SCE Metro Study Area | Del Amo | 230 | 0 | 0 | 0 | 0 | 0 | 0 | 0 | 0 | 0 | 0 | 1 | 1 | 1 | 0 | 0 | 0 | 0 | 0 | 0 | 0 | 0 | 0 | 0 | 0 | 0 | 0 | 0 | 0 | 0 | 0 | 0 | 0 | 0 | 0 | 0 | 0 | 0 | 0 | 0 | 0 | 0 | 0 | 0 | 0 | 0 | 0 | 0 | 0 | 0 | 0 | 0 | 0 | 0 | 0 | 0 | 0 | 0 | 0 | 0 | 0 | 0 | 0 | 0 | 0 | 0 | 0 | 0 | 0 | 0 | 0 | 0 | 0 | 0 | 0 | 0 | 0 | 0 | 0 | 0 | 0 | 0 | 0 | 0 | 0 | 0 | 0 | 0 | 0 | 0 | 0 | 0 | 0 | 0 | 0 | 0 | 0 | 0 | 0 | 0 | 0 | 0 | 0 | 0 | 0 | 0 | 0 | 0 | 0 |  | 0 | 0 | 0 | 0 | 0 | 0 | 0 | 0 | 0 | 0 | 0 | 10 | 0 | 0 | 1 | 0 | 0 | 0 | 0 | 0 | 0 | 0 | 0 | 0 | 0 | 0 | 0 | 0 | 0 | 0 | 0 | 0 | 0 | 0 | 0 | 0 | 3139.976 | 3337.692 | 3938.92 | Hinson - Del Amo Constraint | Hinson - Del Amo Constraint | Hinson - Del Amo Constraint |  | 0 | 0 | 0 | 0 | 0 | 0 | 3139.976 | 3337.692 | 3938.92 | Hinson - Del Amo Constraint | Hinson - Del Amo Constraint | Hinson - Del Amo Constraint |  | 1 | 1 | NO | 1 | 1 | 1 | NO | 1
SCE Eastern Study Area | Delaney | 500 | 0 | 0 | 0 | 0 | 0 | 0 | 0 | 0 | 0 | 0 | 0 | 0 | 0 | 0 | 0 | 0 | 0 | 0 | 0 | 1 | 1 | 1 | 0 | 0 | 0 | 1 | 0 | 0 | 0 | 0 | 0 | 0 | 0 | 0 | 0 | 0 | 0 | 0 | 0 | 0 | 0 | 0 | 0 | 0 | 0 | 0 | 0 | 0 | 0 | 0 | 0 | 0 | 0 | 0 | 0 | 0 | 0 | 0 | 0 | 0 | 0 | 0 | 0 | 0 | 0 | 0 | 0 | 0 | 0 | 0 | 0 | 0 | 0 | 0 | 0 | 0 | 0 | 0 | 0 | 0 | 0 | 0 | 0 | 0 | 0 | 0 | 0 | 0 | 0 | 0 | 0 | 0 | 0 | 0 | 0 | 0 | 0 | 0 | 0 | 0 | 0 | 0 | 0 | 0 | 0 | 0 | 0 | 3 |  | 0 | 0 | 0 | 0 | 0 | 0 | 0 | 0 | 0 | 0 | 0 | 0 | 0 | 0 | 0 | 0 | 0 | 0 | 0 | 0 | 0 | 0 | 0 | 0 | 10 | 140 | 0 | 0 | 0 | 1 | 0 | 1 | 0 | 0 | 0 | 0 | -1466.348 | 1928.03 | 2865.3 | Devers-Red Bluff Constraint | DCRT Constraint | DCRT Constraint |  | 0 | 1 | 0 | 0 | 0 | 0 | -1466.348 | 1928.03 | 2865.3 | Devers-Red Bluff Constraint | DCRT Constraint | DCRT Constraint |  | 4 | 4 | NO | 4 | 1 | 1 | NO | 1
PG&E North of Greater Bay Study Area | Delevan | 230 | 0 | 0 | 0 | 0 | 0 | 0 | 0 | 0 | 0 | 0 | 0 | 0 | 0 | 0 | 0 | 0 | 0 | 0 | 0 | 0 | 0 | 0 | 0 | 0 | 0 | 0 | 0 | 0 | 0 | 0 | 0 | 0 | 0 | 0 | 0 | 0 | 0 | 0 | 0 | 0 | 0 | 0 | 0 | 0 | 1 | 0 | 0 | 0 | 0 | 0 | 1 | 0 | 0 | 0 | 0 | 0 | 0 | 0 | 0 | 0 | 1 | 0 | 0 | 0 | 0 | 0 | 0 | 0 | 0 | 0 | 0 | 0 | 0 | 0 | 1 | 0 | 0 | 0 | 0 | 0 | 0 | 0 | 0 | 0 | 0 | 0 | 0 | 0 | 0 | 0 | 0 | 0 | 0 | 0 | 0 | 0 | 0 | 0 | 0 | 0 | 0 | 0 | 0 | 0 | 0 | 0 | 0 | 0 |  | 0 | 0 | 0 | 0 | 0 | 0 | 0 | 0 | 0 | 0 | 0 | 0 | 0 | 0 | 0 | 0 | 0 | 0 | 0 | 0 | 0 | 0 | 0 | 0 | 0 | 0 | 0 | 0 | 0 | 0 | 2 | 0 | 0 | 0 | 0 | 0 | -719.4865 | 284.1443 | 914.2905 | Vaca Dixon-Tesla 500kV Line | Birds Landing-Contra Costa 230kV Line | Birds Landing-Contra Costa 230kV Line |  | 0 | 0 | 0 | 0 | 0 | 0 | 761.1265 | 1280.0405 | 914.2905 | Bellota-Weber 230kV line | Bellota-Weber 230kV line | Birds Landing-Contra Costa 230kV Line |  | 5 | 1 | YES | 2 | 1 | 1 | NO | 1
PG&E Greater Bay Study Area | Delta PP | 230 | 0 | 0 | 0 | 0 | 0 | 0 | 0 | 0 | 0 | 0 | 0 | 0 | 0 | 0 | 0 | 0 | 0 | 0 | 0 | 0 | 0 | 0 | 0 | 0 | 0 | 0 | 0 | 0 | 0 | 0 | 0 | 0 | 0 | 0 | 0 | 0 | 0 | 0 | 0 | 0 | 0 | 0 | 0 | 0 | 1 | 0 | 0 | 0 | 0 | 0 | 0 | 0 | 0 | 0 | 0 | 0 | 0 | 0 | 1 | 0 | 1 | 0 | 0 | 1 | 1 | 0 | 0 | 0 | 0 | 0 | 0 | 0 | 0 | 1 | 0 | 0 | 0 | 0 | 0 | 0 | 0 | 0 | 0 | 0 | 0 | 0 | 0 | 0 | 0 | 0 | 0 | 0 | 0 | 0 | 0 | 0 | 0 | 0 | 0 | 0 | 0 | 0 | 0 | 0 | 0 | 0 | 0 | 0 |  | 0 | 0 | 0 | 0 | 0 | 0 | 0 | 0 | 0 | 0 | 0 | 0 | 0 | 0 | 0 | 0 | 0 | 0 | 0 | 0 | 0 | 0 | 0 | 0 | 0 | 0 | 0 | 0 | 0 | 0 | 2 | 0 | 0 | 0 | 0 | 0 | -719.4865 | 324.7033 | 942.0393 | Vaca Dixon-Tesla 500kV Line | Windmaster-Delta pumps 230 kV line | Windmaster-Delta pumps 230 kV line |  | 0 | 0 | 0 | 0 | 0 | 0 | 1181.5167 | 2657.4106 | 942.0393 | Tesla-Bellota 230 kV line | Tesla-Bellota 230 kV line | Windmaster-Delta pumps 230 kV line |  | 5 | 1 | YES | 2 | 1 | 1 | NO | 1
East of Pisgah Study Area | Desert View | 230 | 0 | 0 | 0 | 0 | 0 | 0 | 0 | 0 | 0 | 0 | 0 | 0 | 0 | 0 | 0 | 0 | 0 | 0 | 0 | 1 | 0 | 1 | 0 | 0 | 0 | 0 | 0 | 1 | 1 | 0 | 0 | 0 | 0 | 0 | 0 | 0 | 0 | 0 | 0 | 0 | 0 | 0 | 0 | 0 | 0 | 0 | 0 | 0 | 0 | 0 | 0 | 0 | 0 | 0 | 0 | 0 | 0 | 0 | 0 | 0 | 0 | 0 | 0 | 0 | 0 | 0 | 0 | 0 | 0 | 0 | 0 | 0 | 0 | 0 | 0 | 0 | 0 | 0 | 0 | 0 | 0 | 0 | 0 | 0 | 0 | 0 | 0 | 0 | 0 | 0 | 0 | 0 | 0 | 0 | 0 | 0 | 0 | 0 | 0 | 0 | 0 | 0 | 0 | 0 | 0 | 0 | 0 | 3 |  | 0 | 0 | 0 | 0 | 0 | 0 | 0 | 0 | 0 | 0 | 0 | 0 | 0 | 0 | 0 | 0 | 0 | 0 | 0 | 0 | 0 | 0 | 0 | 0 | 0 | 0 | 0 | 0 | 0 | 0 | 1 | 1 | 0 | 0 | 0 | 0 | -1497.8218 | 558.32 | 1927.6 | Lugo - Victorville area constraint | GLW 230kV area constraint | GLW 230kV area constraint |  | 0 | 1 | 0 | 0 | 0 | 0 | -1466.348 | 558.32 | 1927.6 | Devers-Red Bluff Constraint | GLW 230kV area constraint | GLW 230kV area constraint |  | 5 | 4 | YES | 4 | 1 | 1 | NO | 1
SCE Eastern Study Area | Devers | 500 | 0 | 0 | 0 | 0 | 0 | 0 | 0 | 0 | 0 | 0 | 0 | 0 | 0 | 0 | 0 | 0 | 0 | 0 | 0 | 0 | 0 | 0 | 0 | 1 | 0 | 1 | 0 | 0 | 0 | 0 | 0 | 0 | 0 | 0 | 0 | 0 | 0 | 0 | 0 | 0 | 0 | 0 | 0 | 0 | 0 | 0 | 0 | 0 | 0 | 0 | 0 | 0 | 0 | 0 | 0 | 0 | 0 | 0 | 0 | 0 | 0 | 0 | 0 | 0 | 0 | 0 | 0 | 0 | 0 | 0 | 0 | 0 | 0 | 0 | 0 | 0 | 0 | 0 | 0 | 0 | 0 | 0 | 0 | 0 | 0 | 0 | 0 | 0 | 0 | 0 | 0 | 0 | 0 | 0 | 0 | 0 | 0 | 0 | 0 | 0 | 0 | 0 | 0 | 0 | 0 | 0 | 0 | 1 |  | 0 | 0 | 0 | 0 | 0 | 0 | 0 | 0 | 0 | 0 | 0 | 0 | 0 | 0 | 0 | 0 | 0 | 0 | 0 | 0 | 0 | 0 | 0 | 0 | 0 | 0 | 0 | 0 | 0 | 0 | 0 | 0 | 0 | 0 | 0 | 0 | 2003.0218 | 5202.9392 | 11427.116 | Serrano-Alberhill-Valley Constraint | Etiwanda-Rancho Vista Constraint | Etiwanda-Rancho Vista Constraint |  | 0 | 0 | 0 | 0 | 0 | 0 | 2003.0218 | 5202.9392 | 11427.116 | Serrano-Alberhill-Valley Constraint | Etiwanda-Rancho Vista Constraint | Etiwanda-Rancho Vista Constraint |  | 1 | 1 | NO | 1 | 1 | 1 | NO | 1
SCE Eastern Study Area | Devers | 230 | 0 | 0 | 0 | 0 | 0 | 0 | 0 | 0 | 0 | 0 | 0 | 0 | 0 | 0 | 0 | 0 | 0 | 0 | 0 | 0 | 0 | 0 | 0 | 1 | 0 | 1 | 0 | 0 | 0 | 0 | 0 | 0 | 0 | 0 | 0 | 0 | 0 | 0 | 0 | 0 | 0 | 0 | 0 | 0 | 0 | 0 | 0 | 0 | 0 | 0 | 0 | 0 | 0 | 0 | 0 | 0 | 0 | 0 | 0 | 0 | 0 | 0 | 0 | 0 | 0 | 0 | 0 | 0 | 0 | 0 | 0 | 0 | 0 | 0 | 0 | 0 | 0 | 0 | 0 | 0 | 0 | 0 | 0 | 0 | 0 | 0 | 0 | 0 | 0 | 0 | 0 | 0 | 0 | 0 | 0 | 0 | 0 | 0 | 0 | 0 | 0 | 0 | 0 | 0 | 0 | 0 | 0 | 1 |  | 0 | 0 | 93.6 | 0 | 0 | 0 | 0 | 0 | 0 | 0 | 0 | 400 | 0 | 0 | 1 | 0 | 0 | 299 | 100 | 0 | 0 | 0 | 0 | 0 | 0 | 0 | 0 | 120 | 0 | 1 | 0 | 0 | 0 | 0 | 0 | 0 | 2003.0218 | 5202.9392 | 11427.116 | Serrano-Alberhill-Valley Constraint | Etiwanda-Rancho Vista Constraint | Etiwanda-Rancho Vista Constraint |  | 0 | 0 | 0 | 0 | 0 | 0 | 2003.0218 | 5202.9392 | 11427.116 | Serrano-Alberhill-Valley Constraint | Etiwanda-Rancho Vista Constraint | Etiwanda-Rancho Vista Constraint |  | 1 | 1 | NO | 1 | 1 | 1 | NO | 1
PG&E Kern Study Area | Diablo | 500 | 0 | 0 | 0 | 0 | 0 | 0 | 0 | 0 | 0 | 0 | 0 | 0 | 0 | 0 | 0 | 0 | 0 | 0 | 0 | 0 | 0 | 0 | 0 | 0 | 0 | 0 | 0 | 0 | 0 | 0 | 0 | 0 | 0 | 0 | 0 | 0 | 0 | 0 | 0 | 0 | 0 | 0 | 0 | 0 | 0 | 0 | 0 | 0 | 0 | 0 | 0 | 0 | 0 | 0 | 0 | 0 | 0 | 0 | 0 | 0 | 0 | 0 | 0 | 0 | 0 | 0 | 0 | 0 | 0 | 0 | 0 | 0 | 0 | 0 | 0 | 0 | 0 | 0 | 0 | 0 | 0 | 0 | 0 | 0 | 0 | 0 | 0 | 0 | 0 | 0 | 0 | 0 | 0 | 0 | 0 | 0 | 0 | 0 | 0 | 0 | 0 | 0 | 1 | 1 | 1 | 0 | 0 | 0 |  | 0 | 0 | 0 | 0 | 0 | 0 | 0 | 0 | 0 | 0 | 0 | 0 | 0 | 0 | 0 | 0 | 0 | 0 | 0 | 0 | 0 | 2000 | 0 | 0 | 0 | 0 | 0 | 0 | 0 | 1 | 0 | 0 | 0 | 0 | 1 | 0 | 1348 | 3321.76 | -3510 | Q2008-Gates 500 kV line | Q2008-Gates 500 kV line | Q2008-Gates 500 kV line |  | 0 | 0 | 0 | 0 | 1 | 0 | 1670.968 | 4182.7109 | -3115 | Gates-Panoche 230 kV #1 and #2 Lines | Gates-Panoche 230 kV #1 and #2 Lines | Q2008-Gates 500 kV line |  | 1 | 1 | NO | 1 | 5 | 5 | NO | 5
PG&E Kern Study Area | Diablo | 230 | 0 | 0 | 0 | 0 | 0 | 0 | 0 | 0 | 0 | 0 | 0 | 0 | 0 | 0 | 0 | 0 | 0 | 0 | 0 | 0 | 0 | 0 | 0 | 0 | 0 | 0 | 0 | 0 | 0 | 0 | 0 | 0 | 0 | 0 | 0 | 0 | 0 | 0 | 0 | 0 | 0 | 0 | 0 | 0 | 0 | 0 | 0 | 0 | 0 | 0 | 0 | 0 | 0 | 0 | 0 | 0 | 0 | 0 | 0 | 0 | 0 | 0 | 0 | 0 | 0 | 0 | 0 | 0 | 0 | 0 | 0 | 0 | 0 | 0 | 0 | 1 | 1 | 0 | 0 | 0 | 0 | 0 | 0 | 0 | 0 | 1 | 1 | 0 | 0 | 0 | 0 | 0 | 0 | 0 | 0 | 1 | 1 | 0 | 0 | 0 | 0 | 0 | 0 | 0 | 1 | 0 | 0 | 0 |  | 0 | 0 | 0 | 0 | 0 | 0 | 0 | 0 | 0 | 0 | 0 | 0 | 0 | 0 | 0 | 0 | 0 | 0 | 0 | 0 | 0 | 0 | 0 | 0 | 0 | 0 | 0 | 0 | 0 | 0 | 2 | 0 | 2 | 0 | 0 | 0 | -1317.795 | -515.533 | 231.4102 | Midway-Q2005 230kV Line | Midway-Q2005 230kV Line | Panoche- Mendota 115 kV line |  | 0 | 0 | 0 | 0 | 0 | 0 | 49.732 | 552.8841 | 231.4102 | Gates 500/230kV TB #12 | Gates 500/230kV TB #12 | Panoche- Mendota 115 kV line |  | 5 | 1 | YES | 2 | 1 | 1 | NO | 1
PG&E Greater Bay Study Area | Dixon Landing | 115 | 0 | 0 | 0 | 0 | 0 | 0 | 0 | 0 | 0 | 0 | 0 | 0 | 0 | 0 | 0 | 0 | 0 | 0 | 0 | 0 | 0 | 0 | 0 | 0 | 0 | 0 | 0 | 0 | 0 | 0 | 0 | 0 | 0 | 0 | 0 | 0 | 0 | 0 | 0 | 0 | 0 | 0 | 0 | 0 | 0 | 0 | 0 | 0 | 0 | 0 | 0 | 0 | 0 | 0 | 0 | 0 | 0 | 0 | 0 | 0 | 1 | 0 | 0 | 0 | 1 | 0 | 0 | 0 | 0 | 0 | 0 | 1 | 0 | 0 | 0 | 0 | 0 | 0 | 0 | 0 | 0 | 0 | 0 | 0 | 0 | 0 | 0 | 0 | 0 | 0 | 0 | 0 | 0 | 0 | 0 | 0 | 0 | 0 | 0 | 0 | 0 | 0 | 0 | 0 | 0 | 0 | 0 | 1 |  | 0 | 0 | 0 | 0 | 0 | 0 | 0 | 0 | 0 | 0 | 0 | 0 | 0 | 0 | 0 | 0 | 0 | 0 | 0 | 0 | 0 | 0 | 0 | 2.3 | 0 | 0 | 0 | 0 | 0 | 1 | 0 | 0 | 0 | 0 | 0 | 0 | 1181.5167 | 2657.4106 | 5856.1027 | Tesla-Bellota 230 kV line | Tesla-Bellota 230 kV line | Tesla-Bellota 230 kV line |  | 0 | 0 | 0 | 0 | 0 | 0 | 1181.5167 | 2657.4106 | 5856.1027 | Tesla-Bellota 230 kV line | Tesla-Bellota 230 kV line | Tesla-Bellota 230 kV line |  | 1 | 1 | NO | 1 | 1 | 1 | NO | 1
PG&E Greater Bay Study Area | Donnells PH | 115 | 0 | 0 | 0 | 0 | 0 | 0 | 0 | 0 | 0 | 0 | 0 | 0 | 0 | 0 | 0 | 0 | 0 | 0 | 0 | 0 | 0 | 0 | 0 | 0 | 0 | 0 | 0 | 0 | 0 | 0 | 0 | 0 | 0 | 0 | 0 | 0 | 0 | 0 | 0 | 0 | 0 | 0 | 0 | 0 | 0 | 0 | 0 | 0 | 0 | 0 | 1 | 0 | 0 | 0 | 0 | 0 | 0 | 0 | 0 | 0 | 1 | 0 | 1 | 0 | 1 | 0 | 0 | 0 | 0 | 0 | 0 | 0 | 0 | 1 | 0 | 0 | 0 | 0 | 0 | 0 | 0 | 0 | 0 | 0 | 0 | 0 | 0 | 0 | 0 | 0 | 0 | 0 | 0 | 0 | 0 | 0 | 0 | 0 | 0 | 0 | 0 | 0 | 0 | 0 | 0 | 0 | 0 | 0 |  | 0 | 0 | 0 | 0 | 0 | 0 | 0 | 0 | 0 | 0 | 0 | 0 | 0 | 0 | 0 | 0 | 3 | 0 | 0 | 0 | 0 | 0 | 0 | 0 | 0 | 0 | 0 | 0 | 0 | 1 | 0 | 0 | 0 | 0 | 0 | 0 | 3.859 | 102.156 | 280.6464 | Kasson Jct-Heinz 115 kV line | Kasson Jct-Heinz 115 kV line | Kasson Jct-Heinz 115 kV line |  | 0 | 0 | 0 | 0 | 0 | 0 | 3.859 | 102.156 | 280.6464 | Kasson Jct-Heinz 115 kV line | Kasson Jct-Heinz 115 kV line | Kasson Jct-Heinz 115 kV line |  | 1 | 1 | NO | 1 | 1 | 1 | NO | 1
PG&E Fresno Study Area | Dos Amigos | 230 | 0 | 0 | 0 | 0 | 0 | 0 | 0 | 0 | 0 | 0 | 0 | 0 | 0 | 0 | 0 | 0 | 0 | 0 | 0 | 0 | 0 | 0 | 0 | 0 | 0 | 0 | 0 | 0 | 0 | 0 | 0 | 0 | 0 | 0 | 0 | 0 | 0 | 0 | 0 | 0 | 0 | 0 | 0 | 0 | 0 | 0 | 0 | 0 | 0 | 0 | 0 | 0 | 0 | 0 | 0 | 0 | 0 | 0 | 0 | 0 | 0 | 0 | 0 | 0 | 0 | 0 | 0 | 0 | 0 | 0 | 0 | 0 | 0 | 0 | 0 | 0 | 1 | 0 | 0 | 0 | 0 | 0 | 0 | 0 | 0 | 1 | 1 | 0 | 0 | 0 | 0 | 1 | 0 | 0 | 0 | 0 | 0 | 0 | 0 | 0 | 0 | 0 | 0 | 0 | 1 | 1 | 0 | 1 |  | 0 | 0 | 0 | 0 | 0 | 0 | 0 | 0 | 0 | 0 | 0 | 0 | 0 | 0 | 0 | 0 | 0 | 0 | 0 | 0 | 0 | 0 | 0 | 3 | 0 | 0 | 0 | 0 | 0 | 1 | 1 | 0 | 1 | 0 | 0 | 0 | -1317.795 | -515.533 | 442.8575 | Midway-Q2005 230kV Line | Midway-Q2005 230kV Line | Moss Landing-Las Aguilas 230 kV Line |  | 0 | 0 | 0 | 0 | 0 | 0 | 49.732 | 420.6683 | 442.8575 | Gates 500/230kV TB #12 | Moss Landing-Las Aguilas 230 kV Line | Moss Landing-Las Aguilas 230 kV Line |  | 5 | 1 | YES | 2 | 1 | 1 | NO | 1
PG&E North of Greater Bay Study Area | Drum | 115 | 0 | 0 | 0 | 0 | 0 | 0 | 0 | 0 | 0 | 0 | 0 | 0 | 0 | 0 | 0 | 0 | 0 | 0 | 0 | 0 | 0 | 0 | 0 | 0 | 0 | 0 | 0 | 0 | 0 | 0 | 0 | 0 | 0 | 0 | 0 | 0 | 0 | 0 | 0 | 0 | 0 | 0 | 0 | 0 | 0 | 0 | 0 | 1 | 0 | 0 | 0 | 0 | 0 | 0 | 0 | 0 | 0 | 0 | 0 | 0 | 0 | 0 | 0 | 0 | 0 | 0 | 0 | 0 | 0 | 0 | 0 | 0 | 0 | 0 | 0 | 0 | 0 | 0 | 0 | 0 | 0 | 0 | 0 | 0 | 0 | 0 | 0 | 0 | 0 | 0 | 0 | 0 | 0 | 0 | 0 | 0 | 0 | 0 | 0 | 0 | 0 | 0 | 0 | 0 | 0 | 0 | 0 | 0 |  | 0 | 0 | 0 | 0 | 0 | 0 | 0 | 0 | 0 | 0 | 0 | 0 | 0 | 0 | 0 | 0 | 0 | 0 | 0 | 0 | 0 | 0 | 0 | 0 | 0 | 0 | 0 | 0 | 0 | 0 | 0 | 0 | 0 | 0 | 0 | 0 | 563.475 | 561.537 | 587.11 | Bell-Placer 115kV Line | Bell-Placer 115kV Line | Bell-Placer 115kV Line |  | 0 | 0 | 0 | 0 | 0 | 0 | 563.475 | 561.537 | 587.11 | Bell-Placer 115kV Line | Bell-Placer 115kV Line | Bell-Placer 115kV Line |  | 1 | 1 | NO | 1 | 1 | 1 | NO | 1
PG&E Greater Bay Study Area | Dumbarton | 115 | 0 | 0 | 0 | 0 | 0 | 0 | 0 | 0 | 0 | 0 | 0 | 0 | 0 | 0 | 0 | 0 | 0 | 0 | 0 | 0 | 0 | 0 | 0 | 0 | 0 | 0 | 0 | 0 | 0 | 0 | 0 | 0 | 0 | 0 | 0 | 0 | 0 | 0 | 0 | 0 | 0 | 0 | 0 | 0 | 0 | 0 | 0 | 0 | 0 | 0 | 0 | 0 | 0 | 0 | 1 | 1 | 0 | 1 | 0 | 0 | 1 | 0 | 0 | 0 | 0 | 0 | 0 | 0 | 0 | 0 | 0 | 0 | 0 | 1 | 0 | 0 | 0 | 0 | 0 | 0 | 0 | 0 | 0 | 0 | 0 | 0 | 0 | 0 | 0 | 0 | 0 | 0 | 0 | 0 | 0 | 0 | 0 | 0 | 0 | 0 | 0 | 0 | 0 | 0 | 0 | 0 | 0 | 3 |  | 0 | 0 | 0 | 0 | 0 | 0 | 0 | 0 | 0 | 0 | 0 | 0 | 0 | 0 | 0 | 0 | 0 | 0 | 0 | 0 | 0 | 0 | 0 | 1 | 0 | 0 | 0 | 0 | 0 | 1 | 0 | 0 | 0 | 0 | 0 | 0 | 1375.6243 | 2130.9944 | 1481.432 | Tesla-Tracy-Pump 230 kV line #2 | Dumbarton-Newark 115 kV line | Dumbarton-Newark 115 kV line |  | 0 | 0 | 0 | 0 | 0 | 0 | 1375.6243 | 2130.9944 | 1481.432 | Tesla-Tracy-Pump 230 kV line #2 | Dumbarton-Newark 115 kV line | Dumbarton-Newark 115 kV line |  | 1 | 1 | NO | 1 | 1 | 1 | NO | 1
SCE Eastern Study Area | Eagle Mountain | 230 | 0 | 0 | 0 | 0 | 0 | 0 | 0 | 0 | 0 | 0 | 0 | 0 | 0 | 0 | 0 | 0 | 0 | 0 | 0 | 0 | 0 | 1 | 1 | 1 | 0 | 1 | 0 | 0 | 0 | 0 | 0 | 0 | 0 | 0 | 0 | 0 | 0 | 0 | 0 | 0 | 0 | 0 | 0 | 0 | 0 | 0 | 0 | 0 | 0 | 0 | 0 | 0 | 0 | 0 | 0 | 0 | 0 | 0 | 0 | 0 | 0 | 0 | 0 | 0 | 0 | 0 | 0 | 0 | 0 | 0 | 0 | 0 | 0 | 0 | 0 | 0 | 0 | 0 | 0 | 0 | 0 | 0 | 0 | 0 | 0 | 0 | 0 | 0 | 0 | 0 | 0 | 0 | 0 | 0 | 0 | 0 | 0 | 0 | 0 | 0 | 0 | 0 | 0 | 0 | 0 | 0 | 0 | 2 |  | 0 | 0 | 0 | 0 | 0 | 0 | 0 | 0 | 0 | 0 | 0 | 0 | 0 | 0 | 0 | 0 | 0 | 0 | 0 | 0 | 0 | 0 | 0 | 0 | 0 | 0 | 0 | 0 | 0 | 0 | 0 | 1 | 0 | 0 | 0 | 0 | -1466.348 | 0 | 300 | Devers-Red Bluff Constraint | Eagle Mountain Constraint | Eagle Mountain Constraint |  | 0 | 1 | 0 | 0 | 0 | 0 | -1466.348 | 0 | 300 | Devers-Red Bluff Constraint | Eagle Mountain Constraint | Eagle Mountain Constraint |  | 4 | 4 | NO | 4 | 1 | 1 | NO | 1
PG&E North of Greater Bay Study Area | Eagle Rock (PGE) | 115 | 0 | 0 | 0 | 0 | 0 | 0 | 0 | 0 | 0 | 0 | 0 | 0 | 0 | 0 | 0 | 0 | 0 | 0 | 0 | 0 | 0 | 0 | 0 | 0 | 0 | 0 | 0 | 0 | 0 | 0 | 0 | 0 | 0 | 0 | 0 | 0 | 0 | 0 | 0 | 0 | 0 | 0 | 0 | 1 | 1 | 0 | 1 | 0 | 0 | 0 | 0 | 0 | 0 | 0 | 0 | 0 | 0 | 1 | 0 | 1 | 1 | 0 | 0 | 0 | 0 | 0 | 0 | 0 | 0 | 0 | 0 | 0 | 0 | 0 | 1 | 0 | 0 | 0 | 0 | 0 | 0 | 0 | 0 | 0 | 0 | 0 | 0 | 0 | 0 | 0 | 0 | 0 | 0 | 0 | 0 | 0 | 0 | 0 | 0 | 0 | 0 | 0 | 0 | 0 | 0 | 0 | 0 | 1 |  | 0 | 0 | 0 | 0 | 0 | 0 | 0 | 0 | 0 | 0 | 0 | 0 | 0 | 0 | 0 | 0 | 2 | 104 | 27 | 0 | 0 | 0 | 0 | 0 | 0 | 0 | 0 | 0 | 0 | 1 | 2 | 0 | 0 | 0 | 0 | 0 | -719.4865 | 284.1443 | 914.2905 | Vaca Dixon-Tesla 500kV Line | Birds Landing-Contra Costa 230kV Line | Birds Landing-Contra Costa 230kV Line |  | 0 | 0 | 0 | 0 | 0 | 0 | 196.5473 | 685.0163 | 914.2905 | Contra Costa- Windmaster 230 kV line | Contra Costa- Windmaster 230 kV line | Birds Landing-Contra Costa 230kV Line |  | 5 | 1 | YES | 2 | 1 | 1 | NO | 1
SCE Metro Study Area | Eagle Rock (SCE) | 230 | 0 | 0 | 0 | 0 | 0 | 0 | 0 | 0 | 0 | 0 | 0 | 0 | 1 | 0 | 0 | 0 | 0 | 0 | 0 | 0 | 0 | 0 | 0 | 0 | 0 | 0 | 0 | 0 | 0 | 0 | 0 | 0 | 0 | 0 | 0 | 0 | 0 | 0 | 0 | 0 | 0 | 0 | 0 | 0 | 0 | 0 | 0 | 0 | 0 | 0 | 0 | 0 | 0 | 0 | 0 | 0 | 0 | 0 | 0 | 0 | 0 | 0 | 0 | 0 | 0 | 0 | 0 | 0 | 0 | 0 | 0 | 0 | 0 | 0 | 0 | 0 | 0 | 0 | 0 | 0 | 0 | 0 | 0 | 0 | 0 | 0 | 0 | 0 | 0 | 0 | 0 | 0 | 0 | 0 | 0 | 0 | 0 | 0 | 0 | 0 | 0 | 0 | 0 | 0 | 0 | 0 | 0 | 0 |  | 0 | 0 | 0 | 0 | 0 | 0 | 0 | 0 | 0 | 0 | 0 | 0 | 0 | 0 | 0 | 0 | 0 | 0 | 0 | 0 | 0 | 0 | 0 | 0 | 0 | 0 | 0 | 0 | 0 | 0 | 0 | 0 | 0 | 0 | 0 | 0 | 11593.076 | 12657.742 | 15859.82 | SCE Metro Area Default Constraint | SCE Metro Area Default Constraint | SCE Metro Area Default Constraint |  | 0 | 0 | 0 | 0 | 0 | 0 | 11593.076 | 12657.742 | 15859.82 | SCE Metro Area Default Constraint | SCE Metro Area Default Constraint | SCE Metro Area Default Constraint |  | 1 | 1 | NO | 1 | 1 | 1 | NO | 1
PG&E North of Greater Bay Study Area | East Nicolaus | 115 | 0 | 0 | 0 | 0 | 0 | 0 | 0 | 0 | 0 | 0 | 0 | 0 | 0 | 0 | 0 | 0 | 0 | 0 | 0 | 0 | 0 | 0 | 0 | 0 | 0 | 0 | 0 | 0 | 0 | 0 | 0 | 0 | 0 | 0 | 0 | 0 | 0 | 0 | 0 | 0 | 0 | 0 | 0 | 0 | 0 | 1 | 0 | 1 | 0 | 0 | 0 | 0 | 0 | 0 | 0 | 0 | 0 | 0 | 0 | 0 | 0 | 0 | 0 | 0 | 0 | 0 | 0 | 0 | 0 | 0 | 0 | 0 | 0 | 0 | 0 | 0 | 0 | 0 | 0 | 0 | 0 | 0 | 0 | 0 | 0 | 0 | 0 | 0 | 0 | 0 | 0 | 0 | 0 | 0 | 0 | 0 | 0 | 0 | 0 | 0 | 0 | 0 | 0 | 0 | 0 | 0 | 0 | 0 |  | 0 | 0 | 0 | 0 | 0 | 0 | 0 | 0 | 0 | 0 | 0 | 0 | 0 | 0 | 0 | 0 | 0 | 0 | 0 | 0 | 0 | 0 | 0 | 0 | 0 | 0 | 0 | 0 | 0 | 0 | 0 | 0 | 0 | 0 | 0 | 0 | 75.85 | 75.166 | 74.98 | Woodland- Davis 115kV line | Woodland- Davis 115kV line | Woodland- Davis 115kV line |  | 0 | 0 | 0 | 0 | 0 | 0 | 75.85 | 75.166 | 74.98 | Woodland- Davis 115kV line | Woodland- Davis 115kV line | Woodland- Davis 115kV line |  | 1 | 1 | NO | 1 | 1 | 1 | NO | 1
PG&E Greater Bay Study Area | East Shore | 230 | 0 | 0 | 0 | 0 | 0 | 0 | 0 | 0 | 0 | 0 | 0 | 0 | 0 | 0 | 0 | 0 | 0 | 0 | 0 | 0 | 0 | 0 | 0 | 0 | 0 | 0 | 0 | 0 | 0 | 0 | 0 | 0 | 0 | 0 | 0 | 0 | 0 | 0 | 0 | 0 | 0 | 0 | 0 | 0 | 0 | 0 | 0 | 0 | 0 | 0 | 0 | 0 | 0 | 0 | 0 | 1 | 0 | 0 | 0 | 0 | 0 | 0 | 0 | 0 | 0 | 0 | 0 | 0 | 0 | 0 | 0 | 0 | 0 | 0 | 0 | 0 | 0 | 0 | 0 | 0 | 0 | 0 | 0 | 0 | 0 | 0 | 0 | 0 | 0 | 0 | 0 | 0 | 0 | 0 | 0 | 0 | 0 | 0 | 0 | 0 | 0 | 0 | 0 | 0 | 0 | 0 | 0 | 1 |  | 0 | 0 | 0 | 0 | 0 | 0 | 0 | 0 | 0 | 0 | 0 | 0 | 0 | 0 | 0 | 0 | 0 | 0 | 0 | 0 | 0 | 0 | 0 | 0 | 0 | 0 | 0 | 0 | 0 | 0 | 0 | 0 | 0 | 0 | 0 | 0 | 2675.55 | 2778.938 | 2559.14 | Eastshore-San Mateo 230 kV line | Eastshore-San Mateo 230 kV line | Eastshore-San Mateo 230 kV line |  | 0 | 0 | 0 | 0 | 0 | 0 | 2675.55 | 2778.938 | 2559.14 | Eastshore-San Mateo 230 kV line | Eastshore-San Mateo 230 kV line | Eastshore-San Mateo 230 kV line |  | 1 | 1 | NO | 1 | 1 | 1 | NO | 1
PG&E Greater Bay Study Area | East Shore | 115 | 0 | 0 | 0 | 0 | 0 | 0 | 0 | 0 | 0 | 0 | 0 | 0 | 0 | 0 | 0 | 0 | 0 | 0 | 0 | 0 | 0 | 0 | 0 | 0 | 0 | 0 | 0 | 0 | 0 | 0 | 0 | 0 | 0 | 0 | 0 | 0 | 0 | 0 | 0 | 0 | 0 | 0 | 0 | 0 | 1 | 0 | 0 | 0 | 0 | 0 | 0 | 0 | 0 | 0 | 1 | 1 | 0 | 1 | 1 | 0 | 1 | 0 | 0 | 0 | 0 | 0 | 1 | 0 | 0 | 0 | 0 | 0 | 0 | 1 | 0 | 0 | 0 | 0 | 0 | 0 | 0 | 0 | 0 | 0 | 0 | 0 | 0 | 0 | 0 | 0 | 0 | 0 | 0 | 0 | 0 | 0 | 0 | 0 | 0 | 0 | 0 | 0 | 0 | 0 | 0 | 0 | 0 | 3 |  | 0 | 0 | 0 | 0 | 0 | 0 | 0 | 0 | 0 | 0 | 0 | 0 | 0 | 0 | 0 | 0 | 0 | 0 | 0 | 0 | 0 | 0 | 0 | 0 | 0 | 0 | 0 | 0 | 0 | 0 | 2 | 0 | 0 | 0 | 0 | 0 | -719.4865 | 324.7033 | 942.0393 | Vaca Dixon-Tesla 500kV Line | Windmaster-Delta pumps 230 kV line | Windmaster-Delta pumps 230 kV line |  | 0 | 0 | 0 | 0 | 0 | 0 | 960.23 | 956.7188 | 942.0393 | Grant - Eastshore #2 line 115 kV | Grant - Eastshore #2 line 115 kV | Windmaster-Delta pumps 230 kV line |  | 5 | 1 | YES | 2 | 1 | 1 | NO | 1
SDG&E Study Area | ECO | 500 | 0 | 0 | 0 | 0 | 0 | 0 | 0 | 0 | 0 | 0 | 0 | 0 | 0 | 0 | 0 | 0 | 0 | 0 | 0 | 1 | 0 | 1 | 0 | 0 | 0 | 1 | 0 | 0 | 1 | 0 | 0 | 0 | 1 | 0 | 1 | 1 | 1 | 0 | 0 | 1 | 1 | 0 | 0 | 0 | 0 | 0 | 0 | 0 | 0 | 0 | 0 | 0 | 0 | 0 | 0 | 0 | 0 | 0 | 0 | 0 | 0 | 0 | 0 | 0 | 0 | 0 | 0 | 0 | 0 | 0 | 0 | 0 | 0 | 0 | 0 | 0 | 0 | 0 | 0 | 0 | 0 | 0 | 0 | 0 | 0 | 0 | 0 | 0 | 0 | 0 | 0 | 0 | 0 | 0 | 0 | 0 | 0 | 0 | 0 | 0 | 0 | 0 | 0 | 0 | 0 | 0 | 0 | 7 |  | 0 | 0 | 0 | 0 | 0 | 0 | 0 | 0 | 0 | 0 | 0 | 0 | 0 | 0 | 0 | 0 | 0 | 800 | 200 | 0 | 0 | 0 | 0 | 0 | 0 | 0 | 0 | 0 | 0 | 1 | 3 | 1 | 0 | 0 | 0 | 0 | -1497.8218 | 111.53 | 767.5 | Lugo - Victorville area constraint | Silvergate - Bay Blvd 230 kV constraint | Silvergate - Bay Blvd 230 kV constraint |  | 0 | 1 | 0 | 0 | 0 | 0 | -1466.348 | 1259.03 | 1435.5 | Devers-Red Bluff Constraint | Encina - San Luis Rey 230 kV constraint | Silvergate-Old Town 230 kV constraint |  | 5 | 4 | YES | 4 | 1 | 1 | NO | 1
SDG&E Study Area | ECO | 230 | 0 | 0 | 0 | 0 | 0 | 0 | 0 | 0 | 0 | 0 | 0 | 0 | 0 | 0 | 0 | 0 | 0 | 0 | 0 | 1 | 0 | 1 | 0 | 0 | 0 | 1 | 0 | 0 | 1 | 0 | 0 | 0 | 1 | 0 | 1 | 1 | 1 | 0 | 0 | 1 | 1 | 0 | 0 | 0 | 0 | 0 | 0 | 0 | 0 | 0 | 0 | 0 | 0 | 0 | 0 | 0 | 0 | 0 | 0 | 0 | 0 | 0 | 0 | 0 | 0 | 0 | 0 | 0 | 0 | 0 | 0 | 0 | 0 | 0 | 0 | 0 | 0 | 0 | 0 | 0 | 0 | 0 | 0 | 0 | 0 | 0 | 0 | 0 | 0 | 0 | 0 | 0 | 0 | 0 | 0 | 0 | 0 | 0 | 0 | 0 | 0 | 0 | 0 | 0 | 0 | 0 | 0 | 7 |  | 0 | 0 | 105 | 0 | 0 | 0 | 0 | 0 | 0 | 0 | 0 | 0 | 0 | 0 | 1 | 0 | 0 | 200 | 400 | 0 | 0 | 0 | 0 | 0 | 0 | 0 | 0 | 0 | 0 | 1 | 3 | 1 | 0 | 0 | 0 | 0 | -1497.8218 | 111.53 | 767.5 | Lugo - Victorville area constraint | Silvergate - Bay Blvd 230 kV constraint | Silvergate - Bay Blvd 230 kV constraint |  | 0 | 1 | 0 | 0 | 0 | 0 | -1466.348 | 1259.03 | 1435.5 | Devers-Red Bluff Constraint | Encina - San Luis Rey 230 kV constraint | Silvergate-Old Town 230 kV constraint |  | 5 | 4 | YES | 4 | 1 | 1 | NO | 1
SDG&E Study Area | ECO | 138 | 0 | 0 | 0 | 0 | 0 | 0 | 0 | 0 | 0 | 0 | 0 | 0 | 0 | 0 | 0 | 0 | 0 | 0 | 0 | 1 | 0 | 1 | 0 | 0 | 0 | 1 | 0 | 0 | 1 | 0 | 0 | 0 | 1 | 0 | 1 | 1 | 1 | 0 | 0 | 1 | 1 | 0 | 0 | 0 | 0 | 0 | 0 | 0 | 0 | 0 | 0 | 0 | 0 | 0 | 0 | 0 | 0 | 0 | 0 | 0 | 0 | 0 | 0 | 0 | 0 | 0 | 0 | 0 | 0 | 0 | 0 | 0 | 0 | 0 | 0 | 0 | 0 | 0 | 0 | 0 | 0 | 0 | 0 | 0 | 0 | 0 | 0 | 0 | 0 | 0 | 0 | 0 | 0 | 0 | 0 | 0 | 0 | 0 | 0 | 0 | 0 | 0 | 0 | 0 | 0 | 0 | 0 | 7 |  | 0 | 0 | 0 | 0 | 0 | 0 | 0 | 0 | 0 | 0 | 0 | 0 | 0 | 0 | 0 | 0 | 0 | 60 | 0 | 0 | 0 | 0 | 0 | 0 | 0 | 182 | 117.15 | 0 | 0 | 1 | 3 | 1 | 0 | 0 | 0 | 0 | -1497.8218 | 111.53 | 767.5 | Lugo - Victorville area constraint | Silvergate - Bay Blvd 230 kV constraint | Silvergate - Bay Blvd 230 kV constraint |  | 0 | 1 | 0 | 0 | 0 | 0 | -1466.348 | 1259.03 | 1435.5 | Devers-Red Bluff Constraint | Encina - San Luis Rey 230 kV constraint | Silvergate-Old Town 230 kV constraint |  | 5 | 4 | YES | 4 | 1 | 1 | NO | 1
PG&E Greater Bay Study Area | Edes | 115 | 0 | 0 | 0 | 0 | 0 | 0 | 0 | 0 | 0 | 0 | 0 | 0 | 0 | 0 | 0 | 0 | 0 | 0 | 0 | 0 | 0 | 0 | 0 | 0 | 0 | 0 | 0 | 0 | 0 | 0 | 0 | 0 | 0 | 0 | 0 | 0 | 0 | 0 | 0 | 0 | 0 | 0 | 0 | 0 | 0 | 0 | 0 | 0 | 0 | 0 | 0 | 0 | 0 | 0 | 0 | 0 | 0 | 0 | 0 | 0 | 0 | 0 | 0 | 0 | 0 | 0 | 1 | 0 | 0 | 0 | 0 | 0 | 0 | 0 | 0 | 0 | 0 | 0 | 0 | 0 | 0 | 0 | 0 | 0 | 0 | 0 | 0 | 0 | 0 | 0 | 0 | 0 | 0 | 0 | 0 | 0 | 0 | 0 | 0 | 0 | 0 | 0 | 0 | 0 | 0 | 0 | 0 | 0 |  | 0 | 0 | 0 | 0 | 0 | 0 | 0 | 0 | 0 | 0 | 0 | 0 | 0 | 0 | 0 | 0 | 0 | 0 | 0 | 0 | 0 | 0 | 0 | 0 | 0 | 0 | 0 | 0 | 0 | 0 | 0 | 0 | 0 | 0 | 0 | 0 | 960.23 | 956.7188 | 955.764 | Grant - Eastshore #2 line 115 kV | Grant - Eastshore #2 line 115 kV | Grant - Eastshore #2 line 115 kV |  | 0 | 0 | 0 | 0 | 0 | 0 | 960.23 | 956.7188 | 955.764 | Grant - Eastshore #2 line 115 kV | Grant - Eastshore #2 line 115 kV | Grant - Eastshore #2 line 115 kV |  | 1 | 1 | NO | 1 | 1 | 1 | NO | 1
PG&E Greater Bay Study Area | Eight Mile | 230 | 0 | 0 | 0 | 0 | 0 | 0 | 0 | 0 | 0 | 0 | 0 | 0 | 0 | 0 | 0 | 0 | 0 | 0 | 0 | 0 | 0 | 0 | 0 | 0 | 0 | 0 | 0 | 0 | 0 | 0 | 0 | 0 | 0 | 0 | 0 | 0 | 0 | 0 | 0 | 0 | 0 | 0 | 0 | 0 | 1 | 0 | 0 | 0 | 0 | 0 | 1 | 1 | 0 | 0 | 0 | 0 | 0 | 0 | 0 | 0 | 0 | 0 | 0 | 0 | 1 | 1 | 0 | 0 | 0 | 0 | 0 | 0 | 0 | 0 | 0 | 0 | 0 | 0 | 0 | 0 | 0 | 0 | 0 | 0 | 0 | 0 | 0 | 0 | 0 | 0 | 0 | 0 | 0 | 0 | 0 | 0 | 0 | 0 | 0 | 0 | 0 | 0 | 0 | 0 | 0 | 0 | 0 | 0 |  | 0 | 0 | 0 | 0 | 0 | 0 | 0 | 0 | 0 | 0 | 0 | 0 | 0 | 0 | 0 | 0 | 0 | 0 | 0 | 0 | 0 | 0 | 0 | 0 | 0 | 0 | 0 | 0 | 0 | 0 | 1 | 0 | 0 | 0 | 0 | 0 | -719.4865 | 324.7487 | 462.265 | Vaca Dixon-Tesla 500kV Line | Vaca Dixon-Tesla 500kV Line | Rio Oso-Brighton 230kV line |  | 0 | 0 | 0 | 0 | 0 | 0 | 324.9675 | 356.0745 | 462.265 | Rio Oso-Brighton 230kV line | Rio Oso-Brighton 230kV line | Rio Oso-Brighton 230kV line |  | 5 | 1 | YES | 2 | 1 | 1 | NO | 1
SDG&E Study Area | El Cajon | 69 | 0 | 0 | 0 | 0 | 0 | 0 | 0 | 0 | 0 | 0 | 0 | 0 | 0 | 0 | 0 | 0 | 0 | 0 | 0 | 0 | 0 | 0 | 0 | 0 | 0 | 0 | 0 | 0 | 0 | 0 | 0 | 1 | 1 | 1 | 0 | 0 | 0 | 0 | 0 | 0 | 0 | 0 | 0 | 0 | 0 | 0 | 0 | 0 | 0 | 0 | 0 | 0 | 0 | 0 | 0 | 0 | 0 | 0 | 0 | 0 | 0 | 0 | 0 | 0 | 0 | 0 | 0 | 0 | 0 | 0 | 0 | 0 | 0 | 0 | 0 | 0 | 0 | 0 | 0 | 0 | 0 | 0 | 0 | 0 | 0 | 0 | 0 | 0 | 0 | 0 | 0 | 0 | 0 | 0 | 0 | 0 | 0 | 0 | 0 | 0 | 0 | 0 | 0 | 0 | 0 | 0 | 0 | 1 |  | 0 | 0 | 0 | 0 | 0 | 0 | 0 | 0 | 0 | 0 | 0 | 0 | 0 | 0 | 0 | 0 | 0 | 0 | 0 | 0 | 0 | 0 | 0 | 0 | 0 | 0 | 50 | 0 | 0 | 1 | 0 | 0 | 0 | 0 | 0 | 0 | 164.745 | 197.5523 | 296.5564 | Internal San Diego Area constraint | Miguel 69 kV constraint | Miguel 69 kV constraint |  | 0 | 0 | 0 | 0 | 0 | 0 | 164.745 | 197.5523 | 296.5564 | Internal San Diego Area constraint | Miguel 69 kV constraint | Miguel 69 kV constraint |  | 1 | 1 | NO | 1 | 1 | 1 | NO | 1
SCE Eastern Study Area | El Casco | 230 | 0 | 0 | 0 | 0 | 0 | 0 | 0 | 0 | 0 | 0 | 0 | 0 | 0 | 0 | 0 | 0 | 0 | 0 | 0 | 0 | 0 | 0 | 0 | 1 | 0 | 1 | 0 | 0 | 0 | 0 | 0 | 0 | 0 | 0 | 0 | 0 | 0 | 0 | 0 | 0 | 0 | 0 | 0 | 0 | 0 | 0 | 0 | 0 | 0 | 0 | 0 | 0 | 0 | 0 | 0 | 0 | 0 | 0 | 0 | 0 | 0 | 0 | 0 | 0 | 0 | 0 | 0 | 0 | 0 | 0 | 0 | 0 | 0 | 0 | 0 | 0 | 0 | 0 | 0 | 0 | 0 | 0 | 0 | 0 | 0 | 0 | 0 | 0 | 0 | 0 | 0 | 0 | 0 | 0 | 0 | 0 | 0 | 0 | 0 | 0 | 0 | 0 | 0 | 0 | 0 | 0 | 0 | 1 |  | 0 | 0 | 0 | 0 | 0 | 0 | 0 | 0 | 0 | 0 | 0 | 100 | 0 | 0 | 1 | 0 | 0 | 200 | 0 | 0 | 0 | 0 | 0 | 0 | 0 | 0 | 65 | 0 | 0 | 1 | 0 | 0 | 0 | 0 | 0 | 0 | 2003.0218 | 5202.9392 | 11427.116 | Serrano-Alberhill-Valley Constraint | Etiwanda-Rancho Vista Constraint | Etiwanda-Rancho Vista Constraint |  | 0 | 0 | 0 | 0 | 0 | 0 | 2003.0218 | 5202.9392 | 11427.116 | Serrano-Alberhill-Valley Constraint | Etiwanda-Rancho Vista Constraint | Etiwanda-Rancho Vista Constraint |  | 1 | 1 | NO | 1 | 1 | 1 | NO | 1
PG&E Fresno Study Area | El Nido (PGE) | 115 | 0 | 0 | 0 | 0 | 0 | 0 | 0 | 0 | 0 | 0 | 0 | 0 | 0 | 0 | 0 | 0 | 0 | 0 | 0 | 0 | 0 | 0 | 0 | 0 | 0 | 0 | 0 | 0 | 0 | 0 | 0 | 0 | 0 | 0 | 0 | 0 | 0 | 0 | 0 | 0 | 0 | 0 | 0 | 0 | 0 | 0 | 0 | 0 | 0 | 0 | 1 | 0 | 0 | 0 | 0 | 0 | 0 | 0 | 0 | 0 | 0 | 0 | 0 | 0 | 0 | 0 | 0 | 0 | 0 | 0 | 0 | 0 | 0 | 0 | 0 | 0 | 1 | 0 | 0 | 0 | 0 | 0 | 0 | 0 | 0 | 1 | 1 | 0 | 1 | 1 | 1 | 1 | 1 | 1 | 0 | 1 | 0 | 1 | 1 | 1 | 0 | 1 | 0 | 0 | 0 | 0 | 0 | 4 |  | 0 | 0 | 0 | 0 | 0 | 0 | 0 | 0 | 0 | 0 | 0 | 0 | 0 | 0 | 0 | 0 | 0 | 0 | 0 | 0 | 0 | 0 | 0 | 3 | 0 | 0 | 0 | 0 | 0 | 1 | 2 | 0 | 2 | 0 | 0 | 0 | -1317.795 | -515.533 | 9.63 | Midway-Q2005 230kV Line | Midway-Q2005 230kV Line | Merced 115/70kV TB#2 |  | 0 | 0 | 0 | 0 | 0 | 0 | 49.732 | 210.732 | 9.63 | Gates 500/230kV TB #12 | Merced 115/70kV TB#2 | Merced 115/70kV TB#2 |  | 5 | 1 | YES | 2 | 1 | 1 | NO | 1
SCE Metro Study Area | El Nido (SCE) | 230 | 0 | 0 | 0 | 0 | 0 | 0 | 0 | 0 | 0 | 0 | 1 | 1 | 1 | 0 | 0 | 0 | 0 | 0 | 0 | 0 | 0 | 0 | 0 | 0 | 0 | 0 | 0 | 0 | 0 | 0 | 0 | 0 | 0 | 0 | 0 | 0 | 0 | 0 | 0 | 0 | 0 | 0 | 0 | 0 | 0 | 0 | 0 | 0 | 0 | 0 | 0 | 0 | 0 | 0 | 0 | 0 | 0 | 0 | 0 | 0 | 0 | 0 | 0 | 0 | 0 | 0 | 0 | 0 | 0 | 0 | 0 | 0 | 0 | 0 | 0 | 0 | 0 | 0 | 0 | 0 | 0 | 0 | 0 | 0 | 0 | 0 | 0 | 0 | 0 | 0 | 0 | 0 | 0 | 0 | 0 | 0 | 0 | 0 | 0 | 0 | 0 | 0 | 0 | 0 | 0 | 0 | 0 | 0 |  | 0 | 0 | 0 | 0 | 0 | 0 | 0 | 0 | 0 | 0 | 0 | 0 | 0 | 0 | 0 | 0 | 0 | 0 | 0 | 0 | 0 | 0 | 0 | 0 | 0 | 0 | 0 | 13 | 0 | 1 | 0 | 0 | 0 | 0 | 0 | 0 | 3139.976 | 3337.692 | 3938.92 | Hinson - Del Amo Constraint | Hinson - Del Amo Constraint | Hinson - Del Amo Constraint |  | 0 | 0 | 0 | 0 | 0 | 0 | 3139.976 | 3337.692 | 3938.92 | Hinson - Del Amo Constraint | Hinson - Del Amo Constraint | Hinson - Del Amo Constraint |  | 1 | 1 | NO | 1 | 1 | 1 | NO | 1
PG&E Greater Bay Study Area | El Patio | 115 | 0 | 0 | 0 | 0 | 0 | 0 | 0 | 0 | 0 | 0 | 0 | 0 | 0 | 0 | 0 | 0 | 0 | 0 | 0 | 0 | 0 | 0 | 0 | 0 | 0 | 0 | 0 | 0 | 0 | 0 | 0 | 0 | 0 | 0 | 0 | 0 | 0 | 0 | 0 | 0 | 0 | 0 | 0 | 0 | 0 | 0 | 0 | 0 | 0 | 0 | 0 | 0 | 0 | 0 | 0 | 0 | 0 | 0 | 0 | 0 | 0 | 0 | 0 | 0 | 0 | 0 | 0 | 0 | 0 | 0 | 0 | 0 | 1 | 0 | 0 | 0 | 0 | 0 | 0 | 0 | 0 | 0 | 0 | 0 | 0 | 0 | 0 | 0 | 0 | 0 | 0 | 0 | 0 | 0 | 0 | 0 | 0 | 0 | 0 | 0 | 0 | 0 | 0 | 0 | 0 | 0 | 0 | 0 |  | 0 | 0 | 0 | 0 | 0 | 0 | 0 | 0 | 0 | 0 | 0 | 0 | 0 | 0 | 0 | 0 | 0 | 0 | 0 | 0 | 0 | 0 | 0 | 0 | 0 | 0 | 0 | 0 | 0 | 0 | 1 | 0 | 0 | 0 | 0 | 0 | -299.3 | 6.45 | 925.5 | Morganhill-Metcalf 115kV Line | Morganhill-Metcalf 115kV Line | Morganhill-Metcalf 115kV Line |  | 0 | 0 | 0 | 0 | 0 | 0 | 412.7 | 718.45 | 925.5 | Morganhill-Metcalf 115kV Line | Morganhill-Metcalf 115kV Line | Morganhill-Metcalf 115kV Line |  | 5 | 1 | YES | 2 | 1 | 1 | NO | 1
SCE Metro Study Area | El Segundo | 230 | 0 | 0 | 0 | 0 | 0 | 0 | 0 | 0 | 0 | 0 | 1 | 1 | 1 | 0 | 0 | 0 | 0 | 0 | 0 | 0 | 0 | 0 | 0 | 0 | 0 | 0 | 0 | 0 | 0 | 0 | 0 | 0 | 0 | 0 | 0 | 0 | 0 | 0 | 0 | 0 | 0 | 0 | 0 | 0 | 0 | 0 | 0 | 0 | 0 | 0 | 0 | 0 | 0 | 0 | 0 | 0 | 0 | 0 | 0 | 0 | 0 | 0 | 0 | 0 | 0 | 0 | 0 | 0 | 0 | 0 | 0 | 0 | 0 | 0 | 0 | 0 | 0 | 0 | 0 | 0 | 0 | 0 | 0 | 0 | 0 | 0 | 0 | 0 | 0 | 0 | 0 | 0 | 0 | 0 | 0 | 0 | 0 | 0 | 0 | 0 | 0 | 0 | 0 | 0 | 0 | 0 | 0 | 0 |  | 0 | 0 | 0 | 0 | 0 | 0 | 0 | 0 | 0 | 0 | 0 | 0 | 0 | 0 | 0 | 0 | 0 | 0 | 0 | 0 | 0 | 0 | 0 | 0 | 0 | 0 | 0 | 0 | 0 | 0 | 0 | 0 | 0 | 0 | 0 | 0 | 3139.976 | 3337.692 | 3938.92 | Hinson - Del Amo Constraint | Hinson - Del Amo Constraint | Hinson - Del Amo Constraint |  | 0 | 0 | 0 | 0 | 0 | 0 | 3139.976 | 3337.692 | 3938.92 | Hinson - Del Amo Constraint | Hinson - Del Amo Constraint | Hinson - Del Amo Constraint |  | 1 | 1 | NO | 1 | 1 | 1 | NO | 1
East of Pisgah Study Area | Eldorado | 500 | 0 | 0 | 0 | 0 | 0 | 0 | 0 | 0 | 0 | 0 | 0 | 0 | 0 | 0 | 0 | 0 | 0 | 0 | 0 | 1 | 0 | 1 | 0 | 0 | 0 | 0 | 0 | 0 | 1 | 0 | 0 | 0 | 0 | 0 | 0 | 0 | 0 | 0 | 0 | 0 | 0 | 0 | 0 | 0 | 0 | 0 | 0 | 0 | 0 | 0 | 0 | 0 | 0 | 0 | 0 | 0 | 0 | 0 | 0 | 0 | 0 | 0 | 0 | 0 | 0 | 0 | 0 | 0 | 0 | 0 | 0 | 0 | 0 | 0 | 0 | 0 | 0 | 0 | 0 | 0 | 0 | 0 | 0 | 0 | 0 | 0 | 0 | 0 | 0 | 0 | 0 | 0 | 0 | 0 | 0 | 0 | 0 | 0 | 0 | 0 | 0 | 0 | 0 | 0 | 0 | 0 | 0 | 2 |  | 0 | 0 | 0 | 0 | 0 | 0 | 0 | 0 | 0 | 0 | 0 | 0 | 0 | 0 | 0 | 240 | 0 | 0 | 0 | 2268.4 | 0 | 0 | 0 | 0 | 0 | 0 | 0 | 0 | 0 | 1 | 1 | 1 | 0 | 0 | 0 | 0 | -1497.8218 | 2325.9075 | 6388.056 | Lugo - Victorville area constraint | Devers-Red Bluff Constraint | Lugo - Victorville area constraint |  | 0 | 1 | 0 | 0 | 0 | 0 | -1466.348 | 2325.9075 | 7181.097 | Devers-Red Bluff Constraint | Devers-Red Bluff Constraint | Colorado River-Red Bluff Constraint |  | 5 | 4 | YES | 4 | 1 | 1 | NO | 1
East of Pisgah Study Area | Eldorado | 230 | 0 | 0 | 0 | 0 | 0 | 0 | 0 | 0 | 0 | 0 | 0 | 0 | 0 | 0 | 0 | 0 | 0 | 0 | 0 | 1 | 0 | 1 | 0 | 0 | 0 | 0 | 0 | 0 | 1 | 0 | 0 | 0 | 0 | 0 | 0 | 0 | 0 | 0 | 0 | 0 | 0 | 0 | 0 | 0 | 0 | 0 | 0 | 0 | 0 | 0 | 0 | 0 | 0 | 0 | 0 | 0 | 0 | 0 | 0 | 0 | 0 | 0 | 0 | 0 | 0 | 0 | 0 | 0 | 0 | 0 | 0 | 0 | 0 | 0 | 0 | 0 | 0 | 0 | 0 | 0 | 0 | 0 | 0 | 0 | 0 | 0 | 0 | 0 | 0 | 0 | 0 | 0 | 0 | 0 | 0 | 0 | 0 | 0 | 0 | 0 | 0 | 0 | 0 | 0 | 0 | 0 | 0 | 2 |  | 88.2 | 0 | 0 | 0 | 0 | 0 | 0 | 0 | 0 | 0 | 0 | 0 | 0 | 0 | 1 | 26 | 0 | 0 | 0 | 0 | 0 | 0 | 0 | 0 | 0 | 300 | 279 | 0 | 0 | 1 | 1 | 1 | 0 | 0 | 0 | 0 | -1497.8218 | 2325.9075 | 6388.056 | Lugo - Victorville area constraint | Devers-Red Bluff Constraint | Lugo - Victorville area constraint |  | 0 | 1 | 0 | 0 | 0 | 0 | -1466.348 | 2325.9075 | 7181.097 | Devers-Red Bluff Constraint | Devers-Red Bluff Constraint | Colorado River-Red Bluff Constraint |  | 5 | 4 | YES | 4 | 1 | 1 | NO | 1
PG&E Kern Study Area | Elk Hills | 230 | 0 | 0 | 0 | 0 | 0 | 0 | 0 | 0 | 0 | 0 | 0 | 0 | 0 | 0 | 0 | 0 | 0 | 0 | 0 | 0 | 0 | 0 | 0 | 0 | 0 | 0 | 0 | 0 | 0 | 0 | 0 | 0 | 0 | 0 | 0 | 0 | 0 | 0 | 0 | 0 | 0 | 0 | 0 | 0 | 0 | 0 | 0 | 0 | 0 | 0 | 0 | 0 | 0 | 0 | 0 | 0 | 0 | 0 | 0 | 0 | 0 | 0 | 0 | 0 | 0 | 0 | 0 | 0 | 0 | 0 | 0 | 0 | 0 | 0 | 0 | 1 | 1 | 0 | 0 | 0 | 0 | 0 | 0 | 0 | 0 | 1 | 1 | 0 | 0 | 0 | 0 | 0 | 0 | 0 | 0 | 0 | 0 | 0 | 0 | 0 | 0 | 0 | 0 | 1 | 1 | 0 | 0 | 0 |  | 0 | 0 | 0 | 0 | 0 | 0 | 0 | 0 | 0 | 0 | 0 | 0 | 0 | 0 | 0 | 0 | 0 | 0 | 0 | 0 | 0 | 0 | 0 | 5.25 | 0 | 0 | 0 | 0 | 0 | 1 | 2 | 0 | 2 | 0 | 0 | 0 | -1317.795 | -515.533 | 265.1558 | Midway-Q2005 230kV Line | Midway-Q2005 230kV Line | Oceano-Calendar 115kV line |  | 0 | 0 | 0 | 0 | 0 | 0 | 49.732 | 552.8841 | 495.1558 | Gates 500/230kV TB #12 | Gates 500/230kV TB #12 | Oceano-Calendar 115kV line |  | 5 | 1 | YES | 2 | 1 | 1 | NO | 1
SDG&E Study Area | Elliot | 69 | 0 | 0 | 0 | 0 | 0 | 0 | 0 | 0 | 0 | 0 | 0 | 0 | 0 | 0 | 0 | 0 | 0 | 0 | 0 | 0 | 0 | 0 | 0 | 0 | 0 | 0 | 0 | 0 | 0 | 0 | 0 | 0 | 1 | 0 | 0 | 0 | 0 | 0 | 0 | 0 | 0 | 0 | 0 | 0 | 0 | 0 | 0 | 0 | 0 | 0 | 0 | 0 | 0 | 0 | 0 | 0 | 0 | 0 | 0 | 0 | 0 | 0 | 0 | 0 | 0 | 0 | 0 | 0 | 0 | 0 | 0 | 0 | 0 | 0 | 0 | 0 | 0 | 0 | 0 | 0 | 0 | 0 | 0 | 0 | 0 | 0 | 0 | 0 | 0 | 0 | 0 | 0 | 0 | 0 | 0 | 0 | 0 | 0 | 0 | 0 | 0 | 0 | 0 | 0 | 0 | 0 | 0 | 1 |  | 0 | 0 | 0 | 0 | 0 | 0 | 0 | 0 | 0 | 0 | 0 | 0 | 0 | 0 | 0 | 0 | 0 | 0 | 0 | 0 | 0 | 0 | 0 | 0 | 0 | 0 | 9.75 | 0 | 0 | 1 | 0 | 0 | 0 | 0 | 0 | 0 | 164.745 | 1376.855 | 2287.85 | Internal San Diego Area constraint | Internal San Diego Area constraint | Internal San Diego Area constraint |  | 0 | 0 | 0 | 0 | 0 | 0 | 164.745 | 1376.855 | 2287.85 | Internal San Diego Area constraint | Internal San Diego Area constraint | Internal San Diego Area constraint |  | 1 | 1 | NO | 1 | 1 | 1 | NO | 1
SCE Metro Study Area | Ellis | 230 | 0 | 0 | 0 | 0 | 0 | 0 | 0 | 0 | 0 | 0 | 0 | 0 | 1 | 0 | 0 | 0 | 0 | 0 | 0 | 0 | 0 | 0 | 0 | 0 | 0 | 0 | 0 | 0 | 0 | 0 | 0 | 0 | 0 | 0 | 0 | 0 | 0 | 0 | 0 | 0 | 0 | 0 | 0 | 0 | 0 | 0 | 0 | 0 | 0 | 0 | 0 | 0 | 0 | 0 | 0 | 0 | 0 | 0 | 0 | 0 | 0 | 0 | 0 | 0 | 0 | 0 | 0 | 0 | 0 | 0 | 0 | 0 | 0 | 0 | 0 | 0 | 0 | 0 | 0 | 0 | 0 | 0 | 0 | 0 | 0 | 0 | 0 | 0 | 0 | 0 | 0 | 0 | 0 | 0 | 0 | 0 | 0 | 0 | 0 | 0 | 0 | 0 | 0 | 0 | 0 | 0 | 0 | 0 |  | 0 | 0 | 0 | 0 | 0 | 0 | 0 | 0 | 0 | 0 | 0 | 0 | 0 | 0 | 0 | 0 | 0 | 0 | 0 | 0 | 0 | 0 | 0 | 0 | 0 | 0 | 0 | 0 | 0 | 0 | 0 | 0 | 0 | 0 | 0 | 0 | 11593.076 | 12657.742 | 15859.82 | SCE Metro Area Default Constraint | SCE Metro Area Default Constraint | SCE Metro Area Default Constraint |  | 0 | 0 | 0 | 0 | 0 | 0 | 11593.076 | 12657.742 | 15859.82 | SCE Metro Area Default Constraint | SCE Metro Area Default Constraint | SCE Metro Area Default Constraint |  | 1 | 1 | NO | 1 | 1 | 1 | NO | 1
SDG&E Study Area | Encina | 230 | 0 | 0 | 0 | 0 | 0 | 0 | 0 | 0 | 0 | 0 | 0 | 0 | 0 | 0 | 0 | 0 | 0 | 0 | 0 | 0 | 0 | 0 | 0 | 0 | 0 | 0 | 0 | 0 | 0 | 0 | 0 | 0 | 0 | 0 | 1 | 0 | 1 | 0 | 0 | 0 | 0 | 0 | 0 | 0 | 0 | 0 | 0 | 0 | 0 | 0 | 0 | 0 | 0 | 0 | 0 | 0 | 0 | 0 | 0 | 0 | 0 | 0 | 0 | 0 | 0 | 0 | 0 | 0 | 0 | 0 | 0 | 0 | 0 | 0 | 0 | 0 | 0 | 0 | 0 | 0 | 0 | 0 | 0 | 0 | 0 | 0 | 0 | 0 | 0 | 0 | 0 | 0 | 0 | 0 | 0 | 0 | 0 | 0 | 0 | 0 | 0 | 0 | 0 | 0 | 0 | 0 | 0 | 2 |  | 0 | 0 | 0 | 0 | 0 | 0 | 0 | 0 | 0 | 0 | 0 | 0 | 0 | 0 | 0 | 0 | 0 | 0 | 0 | 0 | 0 | 0 | 0 | 0 | 0 | 0 | 0 | 0 | 0 | 0 | 0 | 0 | 0 | 0 | 0 | 0 | 59.595 | 1259.03 | 3557 | Encina - San Luis Rey 230 kV constraint | Encina - San Luis Rey 230 kV constraint | Encina - San Luis Rey 230 kV constraint |  | 0 | 0 | 0 | 0 | 0 | 0 | 59.595 | 1259.03 | 3557 | Encina - San Luis Rey 230 kV constraint | Encina - San Luis Rey 230 kV constraint | Encina - San Luis Rey 230 kV constraint |  | 1 | 1 | NO | 1 | 1 | 1 | NO | 1
SDG&E Study Area | Escondido | 230 | 0 | 0 | 0 | 0 | 0 | 0 | 0 | 0 | 0 | 0 | 0 | 0 | 0 | 0 | 0 | 0 | 0 | 0 | 0 | 0 | 0 | 0 | 0 | 0 | 0 | 0 | 0 | 0 | 0 | 1 | 0 | 0 | 1 | 0 | 1 | 0 | 1 | 0 | 0 | 0 | 0 | 1 | 0 | 0 | 0 | 0 | 0 | 0 | 0 | 0 | 0 | 0 | 0 | 0 | 0 | 0 | 0 | 0 | 0 | 0 | 0 | 0 | 0 | 0 | 0 | 0 | 0 | 0 | 0 | 0 | 0 | 0 | 0 | 0 | 0 | 0 | 0 | 0 | 0 | 0 | 0 | 0 | 0 | 0 | 0 | 0 | 0 | 0 | 0 | 0 | 0 | 0 | 0 | 0 | 0 | 0 | 0 | 0 | 0 | 0 | 0 | 0 | 0 | 0 | 0 | 0 | 0 | 3 |  | 0 | 0 | 0 | 0 | 0 | 0 | 0 | 0 | 0 | 0 | 0 | 0 | 50 | 0 | 1 | 0 | 0 | 0 | 0 | 0 | 0 | 0 | 0 | 0 | 0 | 0 | 0 | 0 | 0 | 0 | 1 | 0 | 0 | 0 | 0 | 0 | -303.35 | 450.825 | 2287.85 | Talega 230 kV constraint | Talega 230 kV constraint | Internal San Diego Area constraint |  | 0 | 0 | 0 | 0 | 0 | 0 | 59.595 | 1035.7 | 2287.85 | Encina - San Luis Rey 230 kV constraint | Capistrano-San Onofre 230 kV constraint | Internal San Diego Area constraint |  | 5 | 1 | YES | 2 | 1 | 1 | NO | 1
SCE Eastern Study Area | Etiwanda | 230 | 0 | 0 | 0 | 0 | 0 | 0 | 0 | 0 | 0 | 0 | 0 | 0 | 0 | 0 | 0 | 0 | 0 | 0 | 0 | 0 | 0 | 0 | 0 | 1 | 0 | 1 | 0 | 0 | 0 | 0 | 0 | 0 | 0 | 0 | 0 | 0 | 0 | 0 | 0 | 0 | 0 | 0 | 0 | 0 | 0 | 0 | 0 | 0 | 0 | 0 | 0 | 0 | 0 | 0 | 0 | 0 | 0 | 0 | 0 | 0 | 0 | 0 | 0 | 0 | 0 | 0 | 0 | 0 | 0 | 0 | 0 | 0 | 0 | 0 | 0 | 0 | 0 | 0 | 0 | 0 | 0 | 0 | 0 | 0 | 0 | 0 | 0 | 0 | 0 | 0 | 0 | 0 | 0 | 0 | 0 | 0 | 0 | 0 | 0 | 0 | 0 | 0 | 0 | 0 | 0 | 0 | 0 | 1 |  | 0 | 0 | 0 | 0 | 0 | 0 | 0 | 0 | 0 | 0 | 0 | 100 | 0 | 0 | 1 | 0 | 0 | 0 | 0 | 0 | 0 | 0 | 0 | 0 | 0 | 0 | 100 | 0 | 0 | 1 | 0 | 0 | 0 | 0 | 0 | 0 | 2003.0218 | 5202.9392 | 11427.116 | Serrano-Alberhill-Valley Constraint | Etiwanda-Rancho Vista Constraint | Etiwanda-Rancho Vista Constraint |  | 0 | 0 | 0 | 0 | 0 | 0 | 2003.0218 | 5202.9392 | 11427.116 | Serrano-Alberhill-Valley Constraint | Etiwanda-Rancho Vista Constraint | Etiwanda-Rancho Vista Constraint |  | 1 | 1 | NO | 1 | 1 | 1 | NO | 1
PG&E Greater Bay Study Area | Evergreen | 115 | 0 | 0 | 0 | 0 | 0 | 0 | 0 | 0 | 0 | 0 | 0 | 0 | 0 | 0 | 0 | 0 | 0 | 0 | 0 | 0 | 0 | 0 | 0 | 0 | 0 | 0 | 0 | 0 | 0 | 0 | 0 | 0 | 0 | 0 | 0 | 0 | 0 | 0 | 0 | 0 | 0 | 0 | 0 | 0 | 0 | 0 | 0 | 0 | 0 | 0 | 0 | 0 | 0 | 0 | 0 | 0 | 0 | 0 | 0 | 0 | 1 | 0 | 0 | 0 | 1 | 0 | 0 | 0 | 0 | 0 | 0 | 1 | 1 | 0 | 0 | 0 | 0 | 0 | 0 | 0 | 0 | 0 | 0 | 0 | 0 | 0 | 0 | 0 | 0 | 0 | 0 | 0 | 0 | 0 | 0 | 0 | 0 | 0 | 0 | 0 | 0 | 0 | 0 | 0 | 0 | 0 | 0 | 1 |  | 0 | 0 | 0 | 0 | 0 | 0 | 0 | 0 | 0 | 0 | 0 | 0 | 0 | 0 | 0 | 0 | 0 | 0 | 0 | 0 | 0 | 0 | 0 | 0 | 0 | 0 | 0 | 0 | 0 | 0 | 1 | 0 | 0 | 0 | 0 | 0 | -299.3 | 6.45 | 925.5 | Morganhill-Metcalf 115kV Line | Morganhill-Metcalf 115kV Line | Morganhill-Metcalf 115kV Line |  | 0 | 0 | 0 | 0 | 0 | 0 | 412.7 | 718.45 | 925.5 | Morganhill-Metcalf 115kV Line | Morganhill-Metcalf 115kV Line | Morganhill-Metcalf 115kV Line |  | 5 | 1 | YES | 2 | 1 | 1 | NO | 1
PG&E Fresno Study Area | Excelsior | 115 | 0 | 0 | 0 | 0 | 0 | 0 | 0 | 0 | 0 | 0 | 0 | 0 | 0 | 0 | 0 | 0 | 0 | 0 | 0 | 0 | 0 | 0 | 0 | 0 | 0 | 0 | 0 | 0 | 0 | 0 | 0 | 0 | 0 | 0 | 0 | 0 | 0 | 0 | 0 | 0 | 0 | 0 | 0 | 0 | 0 | 0 | 0 | 0 | 0 | 0 | 0 | 0 | 0 | 0 | 0 | 0 | 0 | 0 | 0 | 0 | 0 | 0 | 0 | 0 | 0 | 0 | 0 | 0 | 0 | 0 | 0 | 0 | 0 | 0 | 0 | 0 | 1 | 0 | 0 | 0 | 0 | 0 | 0 | 0 | 0 | 1 | 1 | 1 | 1 | 1 | 0 | 1 | 1 | 1 | 1 | 1 | 0 | 0 | 0 | 0 | 0 | 0 | 0 | 0 | 0 | 1 | 0 | 3 |  | 0 | 0 | 0 | 0 | 0 | 0 | 0 | 0 | 0 | 0 | 0 | 0 | 0 | 0 | 0 | 0 | 0 | 0 | 0 | 0 | 0 | 0 | 0 | 0 | 0 | 0 | 0 | 0 | 0 | 0 | 2 | 0 | 2 | 0 | 0 | 0 | -1317.795 | -515.533 | 231.4102 | Midway-Q2005 230kV Line | Midway-Q2005 230kV Line | Panoche- Mendota 115 kV line |  | 0 | 0 | 0 | 0 | 0 | 0 | 49.732 | 244.516 | 231.4102 | Gates 500/230kV TB #12 | Gates 230/70kV TB #5 | Panoche- Mendota 115 kV line |  | 5 | 1 | YES | 2 | 1 | 1 | NO | 1
PG&E Kern Study Area | Fairway | 115 | 0 | 0 | 0 | 0 | 0 | 0 | 0 | 0 | 0 | 0 | 0 | 0 | 0 | 0 | 0 | 0 | 0 | 0 | 0 | 0 | 0 | 0 | 0 | 0 | 0 | 0 | 0 | 0 | 0 | 0 | 0 | 0 | 0 | 0 | 0 | 0 | 0 | 0 | 0 | 0 | 0 | 0 | 0 | 0 | 0 | 0 | 0 | 0 | 0 | 0 | 0 | 0 | 0 | 0 | 0 | 0 | 0 | 0 | 0 | 0 | 0 | 0 | 0 | 0 | 0 | 0 | 0 | 0 | 0 | 0 | 0 | 0 | 0 | 0 | 0 | 0 | 1 | 0 | 0 | 0 | 0 | 0 | 0 | 0 | 0 | 1 | 0 | 0 | 0 | 0 | 0 | 0 | 0 | 0 | 0 | 1 | 0 | 0 | 0 | 0 | 0 | 0 | 0 | 0 | 1 | 0 | 0 | 0 |  | 0 | 0 | 0 | 0 | 0 | 0 | 0 | 0 | 0 | 0 | 0 | 10 | 0 | 0 | 1 | 0 | 0 | 0 | 0 | 0 | 0 | 0 | 0 | 0 | 0 | 0 | 0 | 0 | 0 | 0 | 1 | 0 | 1 | 0 | 0 | 0 | -1317.795 | -515.533 | 231.4102 | Midway-Q2005 230kV Line | Midway-Q2005 230kV Line | Panoche- Mendota 115 kV line |  | 0 | 0 | 0 | 0 | 0 | 0 | 49.732 | 552.8841 | 231.4102 | Gates 500/230kV TB #12 | Gates 500/230kV TB #12 | Panoche- Mendota 115 kV line |  | 5 | 1 | YES | 2 | 1 | 1 | NO | 1
PG&E Kern Study Area | Famoso | 115 | 0 | 0 | 0 | 0 | 0 | 0 | 0 | 0 | 0 | 0 | 0 | 0 | 0 | 0 | 0 | 0 | 0 | 0 | 0 | 0 | 0 | 0 | 0 | 0 | 0 | 0 | 0 | 0 | 0 | 0 | 0 | 0 | 0 | 0 | 0 | 0 | 0 | 0 | 0 | 0 | 0 | 0 | 0 | 0 | 0 | 0 | 0 | 0 | 0 | 0 | 0 | 0 | 0 | 0 | 0 | 0 | 0 | 0 | 0 | 0 | 0 | 0 | 0 | 0 | 0 | 0 | 0 | 0 | 0 | 0 | 0 | 0 | 0 | 0 | 0 | 0 | 0 | 0 | 1 | 0 | 0 | 0 | 1 | 1 | 0 | 0 | 0 | 0 | 0 | 0 | 0 | 0 | 0 | 0 | 0 | 0 | 0 | 0 | 0 | 0 | 0 | 0 | 0 | 0 | 0 | 0 | 0 | 0 |  | 0 | 0 | 0 | 0 | 0 | 0 | 0 | 0 | 0 | 0 | 0 | 0 | 0 | 0 | 0 | 0 | 0 | 0 | 0 | 0 | 0 | 0 | 0 | 5 | 0 | 0 | 0 | 0 | 0 | 1 | 0 | 0 | 0 | 0 | 0 | 0 | 120.518 | 91.2401 | 204.8922 | Semitropic-Midway 115kV Line | Semitropic-Midway 115kV Line | Semitropic-Midway 115kV Line |  | 0 | 0 | 0 | 0 | 0 | 0 | 120.518 | 91.2401 | 204.8922 | Semitropic-Midway 115kV Line | Semitropic-Midway 115kV Line | Semitropic-Midway 115kV Line |  | 1 | 1 | NO | 1 | 1 | 1 | NO | 1
PG&E Greater Bay Study Area | Fibreboard (SPI Sonora) | 115 | 0 | 0 | 0 | 0 | 0 | 0 | 0 | 0 | 0 | 0 | 0 | 0 | 0 | 0 | 0 | 0 | 0 | 0 | 0 | 0 | 0 | 0 | 0 | 0 | 0 | 0 | 0 | 0 | 0 | 0 | 0 | 0 | 0 | 0 | 0 | 0 | 0 | 0 | 0 | 0 | 0 | 0 | 0 | 0 | 1 | 0 | 0 | 0 | 0 | 0 | 0 | 0 | 0 | 0 | 0 | 0 | 0 | 0 | 1 | 1 | 1 | 1 | 0 | 1 | 1 | 0 | 0 | 0 | 0 | 0 | 0 | 0 | 0 | 1 | 1 | 0 | 0 | 0 | 0 | 0 | 0 | 0 | 0 | 0 | 0 | 0 | 0 | 0 | 0 | 0 | 0 | 0 | 0 | 0 | 0 | 0 | 0 | 0 | 0 | 0 | 0 | 0 | 0 | 0 | 0 | 0 | 0 | 0 |  | 0 | 0 | 0 | 0 | 0 | 0 | 0 | 0 | 0 | 0 | 0 | 0 | 0 | 0 | 0 | 0 | 0 | 0 | 0 | 0 | 0 | 0 | 0 | 0 | 0 | 0 | 0 | 0 | 0 | 0 | 3 | 0 | 0 | 0 | 0 | 0 | -719.4865 | 29 | 29 | Vaca Dixon-Tesla 500kV Line | Contra Costa #1 115kV Line | Contra Costa #1 115kV Line |  | 0 | 0 | 0 | 0 | 0 | 0 | 29 | 29 | 29 | Contra Costa #1 115kV Line | Contra Costa #1 115kV Line | Contra Costa #1 115kV Line |  | 5 | 1 | YES | 2 | 1 | 1 | NO | 1
PG&E Fresno Study Area | Figarden | 230 | 0 | 0 | 0 | 0 | 0 | 0 | 0 | 0 | 0 | 0 | 0 | 0 | 0 | 0 | 0 | 0 | 0 | 0 | 0 | 0 | 0 | 0 | 0 | 0 | 0 | 0 | 0 | 0 | 0 | 0 | 0 | 0 | 0 | 0 | 0 | 0 | 0 | 0 | 0 | 0 | 0 | 0 | 0 | 0 | 0 | 0 | 0 | 0 | 0 | 0 | 1 | 0 | 0 | 0 | 0 | 0 | 0 | 0 | 0 | 0 | 0 | 0 | 0 | 0 | 0 | 0 | 0 | 0 | 0 | 0 | 0 | 0 | 0 | 0 | 0 | 0 | 1 | 0 | 0 | 0 | 0 | 0 | 0 | 0 | 0 | 1 | 1 | 0 | 1 | 1 | 1 | 1 | 1 | 1 | 1 | 1 | 0 | 1 | 1 | 0 | 0 | 1 | 0 | 0 | 0 | 1 | 0 | 4 |  | 0 | 0 | 0 | 0 | 0 | 0 | 0 | 0 | 0 | 0 | 0 | 0 | 0 | 0 | 0 | 0 | 0 | 0 | 0 | 0 | 0 | 0 | 0 | 0 | 0 | 0 | 0 | 0 | 0 | 0 | 3 | 0 | 3 | 0 | 0 | 0 | -1317.795 | -515.533 | 231.4102 | Midway-Q2005 230kV Line | Midway-Q2005 230kV Line | Panoche- Mendota 115 kV line |  | 0 | 0 | 0 | 0 | 0 | 0 | 49.732 | 420.6683 | 231.4102 | Gates 500/230kV TB #12 | Moss Landing-Las Aguilas 230 kV Line | Panoche- Mendota 115 kV line |  | 5 | 1 | YES | 2 | 1 | 1 | NO | 1
PG&E Fresno Study Area | Fink (Proposed) | 230 | 0 | 0 | 0 | 0 | 0 | 0 | 0 | 0 | 0 | 0 | 0 | 0 | 0 | 0 | 0 | 0 | 0 | 0 | 0 | 0 | 0 | 0 | 0 | 0 | 0 | 0 | 0 | 0 | 0 | 0 | 0 | 0 | 0 | 0 | 0 | 0 | 0 | 0 | 0 | 0 | 0 | 0 | 0 | 0 | 0 | 0 | 0 | 0 | 0 | 0 | 0 | 0 | 0 | 0 | 0 | 0 | 0 | 0 | 0 | 0 | 0 | 0 | 0 | 0 | 0 | 0 | 0 | 0 | 0 | 0 | 0 | 0 | 0 | 0 | 0 | 0 | 1 | 0 | 0 | 0 | 0 | 0 | 0 | 0 | 0 | 0 | 1 | 0 | 0 | 0 | 0 | 1 | 0 | 0 | 0 | 0 | 0 | 0 | 0 | 0 | 0 | 0 | 0 | 0 | 0 | 0 | 0 | 1 |  | 0 | 0 | 0 | 0 | 0 | 0 | 0 | 0 | 0 | 50 | 0 | 5 | 0 | 0 | 1 | 0 | 0 | 0 | 0 | 0 | 0 | 0 | 0 | 0 | 170 | 0 | 157 | 30 | 0 | 1 | 1 | 0 | 1 | 0 | 0 | 0 | -1317.795 | -515.533 | 818.2057 | Midway-Q2005 230kV Line | Midway-Q2005 230kV Line | Midway-Q2005 230kV Line |  | 0 | 0 | 0 | 0 | 0 | 0 | 328.366 | 875.2492 | 1527.7575 | Gates 500/230kV TB #11 | Gates 500/230kV TB #11 | Los Banos 500/230kV TB |  | 5 | 1 | YES | 2 | 1 | 1 | NO | 1
PG&E Greater Bay Study Area | FMC | 115 | 0 | 0 | 0 | 0 | 0 | 0 | 0 | 0 | 0 | 0 | 0 | 0 | 0 | 0 | 0 | 0 | 0 | 0 | 0 | 0 | 0 | 0 | 0 | 0 | 0 | 0 | 0 | 0 | 0 | 0 | 0 | 0 | 0 | 0 | 0 | 0 | 0 | 0 | 0 | 0 | 0 | 0 | 0 | 0 | 0 | 0 | 0 | 0 | 0 | 0 | 0 | 0 | 0 | 0 | 0 | 0 | 0 | 0 | 0 | 0 | 1 | 0 | 0 | 0 | 1 | 0 | 0 | 0 | 0 | 0 | 0 | 1 | 1 | 0 | 0 | 0 | 0 | 0 | 0 | 0 | 0 | 0 | 0 | 0 | 0 | 0 | 0 | 0 | 0 | 0 | 0 | 0 | 0 | 0 | 0 | 0 | 0 | 0 | 0 | 0 | 0 | 0 | 0 | 0 | 0 | 0 | 0 | 1 |  | 0 | 0 | 0 | 0 | 0 | 0 | 0 | 0 | 0 | 0 | 0 | 0 | 0 | 0 | 0 | 0 | 0 | 0 | 0 | 0 | 0 | 0 | 0 | 0 | 0 | 0 | 0 | 0 | 0 | 0 | 1 | 0 | 0 | 0 | 0 | 0 | -299.3 | 6.45 | 925.5 | Morganhill-Metcalf 115kV Line | Morganhill-Metcalf 115kV Line | Morganhill-Metcalf 115kV Line |  | 0 | 0 | 0 | 0 | 0 | 0 | 412.7 | 718.45 | 925.5 | Morganhill-Metcalf 115kV Line | Morganhill-Metcalf 115kV Line | Morganhill-Metcalf 115kV Line |  | 5 | 1 | YES | 2 | 1 | 1 | NO | 1
PG&E Greater Bay Study Area | Frogtown | 115 | 0 | 0 | 0 | 0 | 0 | 0 | 0 | 0 | 0 | 0 | 0 | 0 | 0 | 0 | 0 | 0 | 0 | 0 | 0 | 0 | 0 | 0 | 0 | 0 | 0 | 0 | 0 | 0 | 0 | 0 | 0 | 0 | 0 | 0 | 0 | 0 | 0 | 0 | 0 | 0 | 0 | 0 | 0 | 0 | 0 | 0 | 0 | 0 | 0 | 0 | 0 | 0 | 0 | 0 | 0 | 0 | 0 | 0 | 0 | 0 | 0 | 0 | 1 | 0 | 0 | 0 | 0 | 0 | 0 | 0 | 0 | 0 | 0 | 0 | 0 | 0 | 0 | 0 | 0 | 0 | 0 | 0 | 0 | 0 | 0 | 0 | 0 | 0 | 0 | 0 | 0 | 0 | 0 | 0 | 0 | 0 | 0 | 0 | 0 | 0 | 0 | 0 | 0 | 0 | 0 | 0 | 0 | 0 |  | 0 | 0 | 0 | 0 | 0 | 0 | 0 | 0 | 0 | 0 | 0 | 0 | 0 | 0 | 0 | 0 | 0 | 0 | 0 | 0 | 0 | 0 | 0 | 0 | 0 | 0 | 0 | 0 | 0 | 0 | 0 | 0 | 0 | 0 | 0 | 0 | 3.859 | 102.156 | 280.6464 | Kasson Jct-Heinz 115 kV line | Kasson Jct-Heinz 115 kV line | Kasson Jct-Heinz 115 kV line |  | 0 | 0 | 0 | 0 | 0 | 0 | 3.859 | 102.156 | 280.6464 | Kasson Jct-Heinz 115 kV line | Kasson Jct-Heinz 115 kV line | Kasson Jct-Heinz 115 kV line |  | 1 | 1 | NO | 1 | 1 | 1 | NO | 1
PG&E North of Greater Bay Study Area | Fulton | 230 | 0 | 0 | 0 | 0 | 0 | 0 | 0 | 0 | 0 | 0 | 0 | 0 | 0 | 0 | 0 | 0 | 0 | 0 | 0 | 0 | 0 | 0 | 0 | 0 | 0 | 0 | 0 | 0 | 0 | 0 | 0 | 0 | 0 | 0 | 0 | 0 | 0 | 0 | 0 | 0 | 0 | 0 | 0 | 1 | 0 | 0 | 1 | 0 | 0 | 0 | 0 | 0 | 0 | 0 | 0 | 0 | 0 | 1 | 1 | 1 | 1 | 0 | 0 | 1 | 1 | 0 | 0 | 0 | 0 | 0 | 0 | 0 | 0 | 0 | 1 | 0 | 0 | 0 | 0 | 0 | 0 | 0 | 0 | 0 | 0 | 0 | 0 | 0 | 0 | 0 | 0 | 0 | 0 | 0 | 0 | 0 | 0 | 0 | 0 | 0 | 0 | 0 | 0 | 0 | 0 | 0 | 0 | 1 |  | 0 | 0 | 0 | 0 | 0 | 0 | 0 | 0 | 0 | 0 | 0 | 0 | 0 | 0 | 0 | 0 | 0 | 0 | 0 | 0 | 0 | 0 | 0 | 0 | 0 | 0 | 38 | 0 | 0 | 1 | 2 | 0 | 0 | 0 | 0 | 0 | -415.1678 | 284.1443 | 914.2905 | Windmaster-Delta pumps 230 kV line | Birds Landing-Contra Costa 230kV Line | Birds Landing-Contra Costa 230kV Line |  | 0 | 0 | 0 | 0 | 0 | 0 | 196.5473 | 685.0163 | 914.2905 | Contra Costa- Windmaster 230 kV line | Contra Costa- Windmaster 230 kV line | Birds Landing-Contra Costa 230kV Line |  | 5 | 1 | YES | 2 | 1 | 1 | NO | 1
PG&E North of Greater Bay Study Area | Fulton | 115 | 0 | 0 | 0 | 0 | 0 | 0 | 0 | 0 | 0 | 0 | 0 | 0 | 0 | 0 | 0 | 0 | 0 | 0 | 0 | 0 | 0 | 0 | 0 | 0 | 0 | 0 | 0 | 0 | 0 | 0 | 0 | 0 | 0 | 0 | 0 | 0 | 0 | 0 | 0 | 0 | 0 | 0 | 0 | 1 | 1 | 0 | 1 | 0 | 0 | 0 | 0 | 0 | 0 | 0 | 0 | 0 | 1 | 1 | 1 | 1 | 1 | 0 | 0 | 0 | 1 | 0 | 0 | 0 | 0 | 0 | 0 | 0 | 0 | 1 | 1 | 0 | 0 | 0 | 0 | 0 | 0 | 0 | 0 | 0 | 0 | 0 | 0 | 0 | 0 | 0 | 0 | 0 | 0 | 0 | 0 | 0 | 0 | 0 | 0 | 0 | 0 | 0 | 0 | 0 | 0 | 0 | 0 | 2 |  | 0 | 0 | 0 | 0 | 0 | 0 | 0 | 0 | 0 | 0 | 0 | 0 | 0 | 0 | 0 | 0 | 2 | 0 | 0 | 0 | 0 | 0 | 0 | 0 | 0 | 0 | 0 | 0 | 0 | 1 | 3 | 0 | 0 | 0 | 0 | 0 | -719.4865 | 284.1443 | 539.9052 | Vaca Dixon-Tesla 500kV Line | Birds Landing-Contra Costa 230kV Line | Lakeville-Ignacio 230 kV line |  | 0 | 0 | 0 | 0 | 0 | 0 | 196.5473 | 685.0163 | 539.9052 | Contra Costa- Windmaster 230 kV line | Contra Costa- Windmaster 230 kV line | Lakeville-Ignacio 230 kV line |  | 5 | 1 | YES | 2 | 1 | 1 | NO | 1
East of Pisgah Study Area | Carpenter Canyon (fka Gamebird) | 230 | 0 | 0 | 0 | 0 | 0 | 0 | 0 | 0 | 0 | 0 | 0 | 0 | 0 | 0 | 0 | 0 | 0 | 0 | 0 | 1 | 0 | 1 | 0 | 0 | 0 | 0 | 0 | 1 | 1 | 0 | 0 | 0 | 0 | 0 | 0 | 0 | 0 | 0 | 0 | 0 | 0 | 0 | 0 | 0 | 0 | 0 | 0 | 0 | 0 | 0 | 0 | 0 | 0 | 0 | 0 | 0 | 0 | 0 | 0 | 0 | 0 | 0 | 0 | 0 | 0 | 0 | 0 | 0 | 0 | 0 | 0 | 0 | 0 | 0 | 0 | 0 | 0 | 0 | 0 | 0 | 0 | 0 | 0 | 0 | 0 | 0 | 0 | 0 | 0 | 0 | 0 | 0 | 0 | 0 | 0 | 0 | 0 | 0 | 0 | 0 | 0 | 0 | 0 | 0 | 0 | 0 | 0 | 3 |  | 0 | 0 | 0 | 0 | 0 | 0 | 0 | 0 | 0 | 0 | 0 | 0 | 0 | 0 | 0 | 0 | 0 | 0 | 0 | 0 | 0 | 0 | 0 | 0 | 210 | 0 | 200 | 0 | 0 | 1 | 1 | 1 | 0 | 0 | 0 | 0 | -1497.8218 | 558.32 | 1927.6 | Lugo - Victorville area constraint | GLW 230kV area constraint | GLW 230kV area constraint |  | 0 | 1 | 0 | 0 | 0 | 0 | -1466.348 | 558.32 | 1927.6 | Devers-Red Bluff Constraint | GLW 230kV area constraint | GLW 230kV area constraint |  | 5 | 4 | YES | 4 | 1 | 1 | NO | 1
East of Pisgah Study Area | Carpenter Canyon (fka Gamebird) | 138 | 0 | 0 | 0 | 0 | 0 | 0 | 0 | 0 | 0 | 0 | 0 | 0 | 0 | 0 | 0 | 0 | 0 | 0 | 0 | 1 | 0 | 1 | 0 | 0 | 0 | 0 | 0 | 1 | 1 | 0 | 0 | 0 | 0 | 0 | 0 | 0 | 0 | 0 | 0 | 0 | 0 | 0 | 0 | 0 | 0 | 0 | 0 | 0 | 0 | 0 | 0 | 0 | 0 | 0 | 0 | 0 | 0 | 0 | 0 | 0 | 0 | 0 | 0 | 0 | 0 | 0 | 0 | 0 | 0 | 0 | 0 | 0 | 0 | 0 | 0 | 0 | 0 | 0 | 0 | 0 | 0 | 0 | 0 | 0 | 0 | 0 | 0 | 0 | 0 | 0 | 0 | 0 | 0 | 0 | 0 | 0 | 0 | 0 | 0 | 0 | 0 | 0 | 0 | 0 | 0 | 0 | 0 | 3 |  | 0 | 0 | 0 | 0 | 0 | 0 | 0 | 0 | 0 | 0 | 0 | 0 | 0 | 0 | 0 | 0 | 0 | 0 | 0 | 0 | 0 | 0 | 0 | 0 | 0 | 0 | 0 | 0 | 0 | 0 | 1 | 1 | 0 | 0 | 0 | 0 | -1497.8218 | 558.32 | 1927.6 | Lugo - Victorville area constraint | GLW 230kV area constraint | GLW 230kV area constraint |  | 0 | 1 | 0 | 0 | 0 | 0 | -1466.348 | 558.32 | 1927.6 | Devers-Red Bluff Constraint | GLW 230kV area constraint | GLW 230kV area constraint |  | 5 | 4 | YES | 4 | 1 | 1 | NO | 1
PG&E Kern Study Area | Ganso | 115 | 0 | 0 | 0 | 0 | 0 | 0 | 0 | 0 | 0 | 0 | 0 | 0 | 0 | 0 | 0 | 0 | 0 | 0 | 0 | 0 | 0 | 0 | 0 | 0 | 0 | 0 | 0 | 0 | 0 | 0 | 0 | 0 | 0 | 0 | 0 | 0 | 0 | 0 | 0 | 0 | 0 | 0 | 0 | 0 | 0 | 0 | 0 | 0 | 0 | 0 | 0 | 0 | 0 | 0 | 0 | 0 | 0 | 0 | 0 | 0 | 0 | 0 | 0 | 0 | 0 | 0 | 0 | 0 | 0 | 0 | 0 | 0 | 0 | 0 | 0 | 1 | 1 | 0 | 0 | 0 | 0 | 0 | 1 | 1 | 0 | 1 | 1 | 0 | 0 | 0 | 0 | 0 | 0 | 0 | 0 | 0 | 0 | 0 | 0 | 0 | 0 | 0 | 0 | 0 | 0 | 0 | 0 | 0 |  | 0 | 0 | 0 | 0 | 0 | 0 | 0 | 0 | 0 | 0 | 0 | 0 | 0 | 0 | 0 | 0 | 1 | 0 | 0 | 0 | 0 | 0 | 0 | 1.5 | 0 | 0 | 0 | 0 | 0 | 1 | 2 | 0 | 2 | 0 | 0 | 0 | -1317.795 | -515.533 | 204.8922 | Midway-Q2005 230kV Line | Midway-Q2005 230kV Line | Semitropic-Midway 115kV Line |  | 0 | 0 | 0 | 0 | 0 | 0 | 49.732 | 91.2401 | 204.8922 | Gates 500/230kV TB #12 | Semitropic-Midway 115kV Line | Semitropic-Midway 115kV Line |  | 5 | 1 | YES | 2 | 1 | 1 | NO | 1
PG&E Fresno Study Area | Gates | 500 | 0 | 0 | 0 | 0 | 0 | 0 | 0 | 0 | 0 | 0 | 0 | 0 | 0 | 0 | 0 | 0 | 0 | 0 | 0 | 0 | 0 | 0 | 0 | 0 | 0 | 0 | 0 | 0 | 0 | 0 | 0 | 0 | 0 | 0 | 0 | 0 | 0 | 0 | 0 | 0 | 0 | 0 | 0 | 0 | 0 | 0 | 0 | 0 | 0 | 0 | 0 | 0 | 0 | 0 | 0 | 0 | 0 | 0 | 0 | 0 | 0 | 0 | 0 | 0 | 0 | 0 | 0 | 0 | 0 | 0 | 0 | 0 | 0 | 0 | 0 | 0 | 1 | 0 | 0 | 0 | 0 | 0 | 0 | 0 | 0 | 1 | 0 | 0 | 0 | 0 | 0 | 0 | 0 | 0 | 0 | 0 | 0 | 0 | 0 | 0 | 0 | 0 | 0 | 0 | 0 | 0 | 0 | 0 |  | 0 | 0 | 0 | 0 | 0 | 0 | 0 | 0 | 0 | 0 | 0 | 0 | 0 | 0 | 0 | 0 | 0 | 0 | 0 | 0 | 0 | 0 | 0 | 0 | 0 | 0 | 0 | 0 | 0 | 0 | 1 | 0 | 1 | 0 | 0 | 0 | -1317.795 | -515.533 | 818.2057 | Midway-Q2005 230kV Line | Midway-Q2005 230kV Line | Midway-Q2005 230kV Line |  | 0 | 0 | 0 | 0 | 0 | 0 | 49.732 | 552.8841 | 1780.2057 | Gates 500/230kV TB #12 | Gates 500/230kV TB #12 | Midway-Q2005 230kV Line |  | 5 | 1 | YES | 2 | 1 | 1 | NO | 1
PG&E Fresno Study Area | Gates | 230 | 0 | 0 | 0 | 0 | 0 | 0 | 0 | 0 | 0 | 0 | 0 | 0 | 0 | 0 | 0 | 0 | 0 | 0 | 0 | 0 | 0 | 0 | 0 | 0 | 0 | 0 | 0 | 0 | 0 | 0 | 0 | 0 | 0 | 0 | 0 | 0 | 0 | 0 | 0 | 0 | 0 | 0 | 0 | 0 | 0 | 0 | 0 | 0 | 0 | 0 | 0 | 0 | 0 | 0 | 0 | 0 | 0 | 0 | 0 | 0 | 0 | 0 | 0 | 0 | 0 | 0 | 0 | 0 | 0 | 0 | 0 | 0 | 0 | 0 | 0 | 1 | 1 | 0 | 0 | 0 | 0 | 0 | 0 | 0 | 0 | 1 | 1 | 0 | 1 | 0 | 0 | 1 | 1 | 1 | 0 | 0 | 0 | 0 | 0 | 0 | 0 | 0 | 0 | 1 | 1 | 1 | 0 | 3 |  | 0 | 0 | 0 | 0 | 0 | 0 | 0 | 0 | 0 | 0 | 0 | 0 | 0 | 0 | 0 | 0 | 0 | 0 | 0 | 0 | 0 | 0 | 0 | 0 | 781.5 | 143.5 | 763.131 | 0 | 0 | 1 | 2 | 0 | 2 | 0 | 0 | 0 | -1317.795 | -515.533 | 265.1558 | Midway-Q2005 230kV Line | Midway-Q2005 230kV Line | Oceano-Calendar 115kV line |  | 0 | 0 | 0 | 0 | 0 | 0 | 49.732 | 420.6683 | 442.8575 | Gates 500/230kV TB #12 | Moss Landing-Las Aguilas 230 kV Line | Moss Landing-Las Aguilas 230 kV Line |  | 5 | 1 | YES | 2 | 1 | 1 | NO | 1
PG&E Fresno Study Area | New Sub - Gates - Midway (Proposed) | 230 | 0 | 0 | 0 | 0 | 0 | 0 | 0 | 0 | 0 | 0 | 0 | 0 | 0 | 0 | 0 | 0 | 0 | 0 | 0 | 0 | 0 | 0 | 0 | 0 | 0 | 0 | 0 | 0 | 0 | 0 | 0 | 0 | 0 | 0 | 0 | 0 | 0 | 0 | 0 | 0 | 0 | 0 | 0 | 0 | 0 | 0 | 0 | 0 | 0 | 0 | 0 | 0 | 0 | 0 | 0 | 0 | 0 | 0 | 0 | 0 | 0 | 0 | 0 | 0 | 0 | 0 | 0 | 0 | 0 | 0 | 0 | 0 | 0 | 0 | 0 | 1 | 1 | 0 | 0 | 0 | 0 | 0 | 0 | 0 | 0 | 1 | 1 | 0 | 0 | 0 | 0 | 1 | 0 | 0 | 0 | 0 | 0 | 0 | 0 | 0 | 0 | 0 | 0 | 1 | 1 | 0 | 0 | 1 |  | 0 | 0 | 0 | 0 | 0 | 0 | 0 | 0 | 0 | 0 | 0 | 0 | 0 | 0 | 0 | 0 | 0 | 0 | 0 | 0 | 0 | 0 | 0 | 0 | 0 | 0 | 0 | 0 | 0 | 0 | 2 | 0 | 2 | 0 | 0 | 0 | -1317.795 | -515.533 | 265.1558 | Midway-Q2005 230kV Line | Midway-Q2005 230kV Line | Oceano-Calendar 115kV line |  | 0 | 0 | 0 | 0 | 0 | 0 | 49.732 | 552.8841 | 495.1558 | Gates 500/230kV TB #12 | Gates 500/230kV TB #12 | Oceano-Calendar 115kV line |  | 5 | 1 | YES | 2 | 1 | 1 | NO | 1
PG&E Kern Study Area | New Sub - Gates - Templeton (Proposed) | 230 | 0 | 0 | 0 | 0 | 0 | 0 | 0 | 0 | 0 | 0 | 0 | 0 | 0 | 0 | 0 | 0 | 0 | 0 | 0 | 0 | 0 | 0 | 0 | 0 | 0 | 0 | 0 | 0 | 0 | 0 | 0 | 0 | 0 | 0 | 0 | 0 | 0 | 0 | 0 | 0 | 0 | 0 | 0 | 0 | 0 | 0 | 0 | 0 | 0 | 0 | 0 | 0 | 0 | 0 | 0 | 0 | 0 | 0 | 0 | 0 | 0 | 0 | 0 | 0 | 0 | 0 | 0 | 0 | 0 | 0 | 0 | 0 | 0 | 0 | 0 | 1 | 1 | 0 | 0 | 0 | 0 | 0 | 0 | 0 | 0 | 1 | 1 | 1 | 0 | 0 | 0 | 1 | 0 | 0 | 0 | 1 | 1 | 0 | 0 | 0 | 0 | 0 | 0 | 0 | 1 | 0 | 0 | 1 |  | 0 | 0 | 0 | 0 | 0 | 0 | 0 | 0 | 0 | 0 | 0 | 0 | 0 | 0 | 0 | 0 | 0 | 0 | 0 | 0 | 0 | 0 | 0 | 0 | 0 | 0 | 0 | 0 | 0 | 0 | 2 | 0 | 2 | 0 | 0 | 0 | -1317.795 | -515.533 | 231.4102 | Midway-Q2005 230kV Line | Midway-Q2005 230kV Line | Panoche- Mendota 115 kV line |  | 0 | 0 | 0 | 0 | 0 | 0 | 49.732 | 244.516 | 231.4102 | Gates 500/230kV TB #12 | Gates 230/70kV TB #5 | Panoche- Mendota 115 kV line |  | 5 | 1 | YES | 2 | 1 | 1 | NO | 1
PG&E North of Greater Bay Study Area | Geysers 12 | 230 | 0 | 0 | 0 | 0 | 0 | 0 | 0 | 0 | 0 | 0 | 0 | 0 | 0 | 0 | 0 | 0 | 0 | 0 | 0 | 0 | 0 | 0 | 0 | 0 | 0 | 0 | 0 | 0 | 0 | 0 | 0 | 0 | 0 | 0 | 0 | 0 | 0 | 0 | 0 | 0 | 0 | 0 | 0 | 1 | 1 | 0 | 1 | 0 | 0 | 0 | 0 | 0 | 0 | 0 | 0 | 0 | 0 | 1 | 1 | 1 | 1 | 0 | 0 | 1 | 1 | 0 | 0 | 0 | 0 | 0 | 0 | 0 | 0 | 1 | 1 | 0 | 0 | 0 | 0 | 0 | 0 | 0 | 0 | 0 | 0 | 0 | 0 | 0 | 0 | 0 | 0 | 0 | 0 | 0 | 0 | 0 | 0 | 0 | 0 | 0 | 0 | 0 | 0 | 0 | 0 | 0 | 0 | 1 |  | 0 | 0 | 0 | 0 | 0 | 0 | 0 | 0 | 0 | 0 | 0 | 0 | 0 | 0 | 0 | 43 | 0 | 0 | 0 | 0 | 0 | 0 | 0 | 0 | 0 | 0 | 0 | 0 | 0 | 1 | 3 | 0 | 0 | 0 | 0 | 0 | -719.4865 | 284.1443 | 914.2905 | Vaca Dixon-Tesla 500kV Line | Birds Landing-Contra Costa 230kV Line | Birds Landing-Contra Costa 230kV Line |  | 0 | 0 | 0 | 0 | 0 | 0 | 196.5473 | 685.0163 | 914.2905 | Contra Costa- Windmaster 230 kV line | Contra Costa- Windmaster 230 kV line | Birds Landing-Contra Costa 230kV Line |  | 5 | 1 | YES | 2 | 1 | 1 | NO | 1
PG&E North of Greater Bay Study Area | Geysers 17 | 230 | 0 | 0 | 0 | 0 | 0 | 0 | 0 | 0 | 0 | 0 | 0 | 0 | 0 | 0 | 0 | 0 | 0 | 0 | 0 | 0 | 0 | 0 | 0 | 0 | 0 | 0 | 0 | 0 | 0 | 0 | 0 | 0 | 0 | 0 | 0 | 0 | 0 | 0 | 0 | 0 | 0 | 0 | 0 | 1 | 1 | 0 | 1 | 0 | 0 | 0 | 0 | 0 | 0 | 0 | 0 | 0 | 0 | 1 | 1 | 1 | 1 | 0 | 0 | 1 | 1 | 0 | 0 | 0 | 0 | 0 | 0 | 0 | 0 | 1 | 1 | 0 | 0 | 0 | 0 | 0 | 0 | 0 | 0 | 0 | 0 | 0 | 0 | 0 | 0 | 0 | 0 | 0 | 0 | 0 | 0 | 0 | 0 | 0 | 0 | 0 | 0 | 0 | 0 | 0 | 0 | 0 | 0 | 1 |  | 0 | 0 | 0 | 0 | 0 | 0 | 0 | 0 | 0 | 0 | 0 | 0 | 0 | 0 | 0 | 0 | 0 | 0 | 0 | 0 | 0 | 0 | 0 | 0 | 0 | 0 | 0 | 0 | 0 | 0 | 3 | 0 | 0 | 0 | 0 | 0 | -719.4865 | 284.1443 | 914.2905 | Vaca Dixon-Tesla 500kV Line | Birds Landing-Contra Costa 230kV Line | Birds Landing-Contra Costa 230kV Line |  | 0 | 0 | 0 | 0 | 0 | 0 | 196.5473 | 685.0163 | 914.2905 | Contra Costa- Windmaster 230 kV line | Contra Costa- Windmaster 230 kV line | Birds Landing-Contra Costa 230kV Line |  | 5 | 1 | YES | 2 | 1 | 1 | NO | 1
PG&E North of Greater Bay Study Area | Geysers 5&6 | 115 | 0 | 0 | 0 | 0 | 0 | 0 | 0 | 0 | 0 | 0 | 0 | 0 | 0 | 0 | 0 | 0 | 0 | 0 | 0 | 0 | 0 | 0 | 0 | 0 | 0 | 0 | 0 | 0 | 0 | 0 | 0 | 0 | 0 | 0 | 0 | 0 | 0 | 0 | 0 | 0 | 0 | 0 | 0 | 1 | 1 | 0 | 1 | 0 | 0 | 0 | 0 | 0 | 0 | 0 | 0 | 0 | 0 | 1 | 0 | 1 | 1 | 0 | 0 | 0 | 0 | 0 | 0 | 0 | 0 | 0 | 0 | 0 | 0 | 0 | 1 | 0 | 0 | 0 | 0 | 0 | 0 | 0 | 0 | 0 | 0 | 0 | 0 | 0 | 0 | 0 | 0 | 0 | 0 | 0 | 0 | 0 | 0 | 0 | 0 | 0 | 0 | 0 | 0 | 0 | 0 | 0 | 0 | 1 |  | 0 | 0 | 0 | 0 | 0 | 0 | 0 | 0 | 0 | 0 | 0 | 0 | 0 | 0 | 0 | 0 | 0 | 0 | 0 | 0 | 0 | 0 | 0 | 0 | 0 | 0 | 0 | 0 | 0 | 0 | 2 | 0 | 0 | 0 | 0 | 0 | -719.4865 | 284.1443 | 914.2905 | Vaca Dixon-Tesla 500kV Line | Birds Landing-Contra Costa 230kV Line | Birds Landing-Contra Costa 230kV Line |  | 0 | 0 | 0 | 0 | 0 | 0 | 196.5473 | 685.0163 | 914.2905 | Contra Costa- Windmaster 230 kV line | Contra Costa- Windmaster 230 kV line | Birds Landing-Contra Costa 230kV Line |  | 5 | 1 | YES | 2 | 1 | 1 | NO | 1
PG&E North of Greater Bay Study Area | Geysers 9&10 Sonoma | 230 | 0 | 0 | 0 | 0 | 0 | 0 | 0 | 0 | 0 | 0 | 0 | 0 | 0 | 0 | 0 | 0 | 0 | 0 | 0 | 0 | 0 | 0 | 0 | 0 | 0 | 0 | 0 | 0 | 0 | 0 | 0 | 0 | 0 | 0 | 0 | 0 | 0 | 0 | 0 | 0 | 0 | 0 | 0 | 1 | 1 | 0 | 0 | 0 | 0 | 0 | 0 | 0 | 0 | 0 | 0 | 0 | 1 | 1 | 1 | 1 | 1 | 0 | 0 | 1 | 1 | 0 | 0 | 0 | 0 | 0 | 0 | 0 | 0 | 1 | 1 | 0 | 0 | 0 | 0 | 0 | 0 | 0 | 0 | 0 | 0 | 0 | 0 | 0 | 0 | 0 | 0 | 0 | 0 | 0 | 0 | 0 | 0 | 0 | 0 | 0 | 0 | 0 | 0 | 0 | 0 | 0 | 0 | 2 |  | 0 | 0 | 0 | 0 | 0 | 0 | 0 | 0 | 0 | 0 | 0 | 0 | 0 | 0 | 0 | 0 | 0 | 0 | 0 | 0 | 0 | 0 | 0 | 0 | 0 | 0 | 0 | 0 | 0 | 0 | 3 | 0 | 0 | 0 | 0 | 0 | -719.4865 | 284.1443 | 539.9052 | Vaca Dixon-Tesla 500kV Line | Birds Landing-Contra Costa 230kV Line | Lakeville-Ignacio 230 kV line |  | 0 | 0 | 0 | 0 | 0 | 0 | 196.5473 | 685.0163 | 539.9052 | Contra Costa- Windmaster 230 kV line | Contra Costa- Windmaster 230 kV line | Lakeville-Ignacio 230 kV line |  | 5 | 1 | YES | 2 | 1 | 1 | NO | 1
PG&E Fresno Study Area | Giffen | 70 | 0 | 0 | 0 | 0 | 0 | 0 | 0 | 0 | 0 | 0 | 0 | 0 | 0 | 0 | 0 | 0 | 0 | 0 | 0 | 0 | 0 | 0 | 0 | 0 | 0 | 0 | 0 | 0 | 0 | 0 | 0 | 0 | 0 | 0 | 0 | 0 | 0 | 0 | 0 | 0 | 0 | 0 | 0 | 0 | 0 | 0 | 0 | 0 | 0 | 0 | 1 | 0 | 0 | 0 | 0 | 0 | 0 | 0 | 0 | 0 | 0 | 0 | 0 | 0 | 0 | 0 | 0 | 0 | 0 | 0 | 0 | 0 | 0 | 0 | 0 | 0 | 1 | 0 | 0 | 0 | 0 | 0 | 0 | 0 | 0 | 1 | 1 | 0 | 1 | 0 | 0 | 1 | 1 | 1 | 0 | 0 | 0 | 0 | 1 | 0 | 1 | 0 | 0 | 0 | 0 | 1 | 0 | 4 |  | 0 | 0 | 0 | 0 | 0 | 0 | 0 | 0 | 0 | 0 | 0 | 0 | 0 | 0 | 0 | 0 | 0 | 0 | 0 | 0 | 0 | 0 | 0 | 0 | 0 | 0 | 0 | 0 | 0 | 0 | 1 | 0 | 1 | 0 | 0 | 0 | -1317.795 | -515.533 | 0 | Midway-Q2005 230kV Line | Midway-Q2005 230kV Line | Helm 230/70kV TB #1 |  | 0 | 0 | 0 | 0 | 0 | 0 | 4 | 4 | 0 | Helm 230/70kV TB #1 | Helm 230/70kV TB #1 | Helm 230/70kV TB #1 |  | 5 | 1 | YES | 2 | 1 | 1 | NO | 1
PG&E North of Greater Bay Study Area | Glenn | 230 | 0 | 0 | 0 | 0 | 0 | 0 | 0 | 0 | 0 | 0 | 0 | 0 | 0 | 0 | 0 | 0 | 0 | 0 | 0 | 0 | 0 | 0 | 0 | 0 | 0 | 0 | 0 | 0 | 0 | 0 | 0 | 0 | 0 | 0 | 0 | 0 | 0 | 0 | 0 | 0 | 0 | 0 | 0 | 0 | 1 | 0 | 0 | 0 | 0 | 0 | 0 | 0 | 0 | 0 | 0 | 0 | 0 | 0 | 0 | 0 | 0 | 0 | 0 | 0 | 0 | 0 | 0 | 0 | 0 | 0 | 0 | 0 | 0 | 0 | 1 | 0 | 0 | 0 | 0 | 0 | 0 | 0 | 0 | 0 | 0 | 0 | 0 | 0 | 0 | 0 | 0 | 0 | 0 | 0 | 0 | 0 | 0 | 0 | 0 | 0 | 0 | 0 | 0 | 0 | 0 | 0 | 0 | 0 |  | 0 | 0 | 0 | 0 | 0 | 0 | 0 | 0 | 0 | 0 | 0 | 0 | 0 | 0 | 0 | 0 | 2 | 232 | 68 | 0 | 0 | 0 | 0 | 0 | 0 | 0 | 0 | 0 | 5 | 1 | 2 | 0 | 0 | 0 | 0 | 0 | -719.4865 | 284.1443 | 914.2905 | Vaca Dixon-Tesla 500kV Line | Birds Landing-Contra Costa 230kV Line | Birds Landing-Contra Costa 230kV Line |  | 0 | 0 | 0 | 0 | 0 | 0 | 1547.0263 | 2050.1444 | 914.2905 | Birds Landing-Contra Costa 230kV Line | Birds Landing-Contra Costa 230kV Line | Birds Landing-Contra Costa 230kV Line |  | 5 | 1 | YES | 2 | 1 | 1 | NO | 1
PG&E North of Greater Bay Study Area | Gold Hill | 230 | 0 | 0 | 0 | 0 | 0 | 0 | 0 | 0 | 0 | 0 | 0 | 0 | 0 | 0 | 0 | 0 | 0 | 0 | 0 | 0 | 0 | 0 | 0 | 0 | 0 | 0 | 0 | 0 | 0 | 0 | 0 | 0 | 0 | 0 | 0 | 0 | 0 | 0 | 0 | 0 | 0 | 0 | 0 | 0 | 1 | 0 | 0 | 0 | 0 | 1 | 1 | 1 | 0 | 0 | 0 | 0 | 0 | 0 | 0 | 0 | 0 | 0 | 0 | 0 | 1 | 1 | 0 | 0 | 0 | 0 | 0 | 0 | 0 | 0 | 0 | 0 | 0 | 0 | 0 | 0 | 0 | 0 | 0 | 0 | 0 | 0 | 0 | 0 | 0 | 0 | 0 | 0 | 0 | 0 | 0 | 0 | 0 | 0 | 0 | 0 | 0 | 0 | 0 | 0 | 0 | 0 | 0 | 0 |  | 0 | 0 | 0 | 0 | 0 | 0 | 0 | 0 | 0 | 0 | 0 | 0 | 0 | 0 | 0 | 0 | 0 | 0 | 0 | 0 | 0 | 0 | 0 | 0 | 0 | 0 | 50 | 0 | 0 | 1 | 1 | 0 | 0 | 0 | 0 | 0 | -719.4865 | 32.3255 | 266.795 | Vaca Dixon-Tesla 500kV Line | Rocklin-Pleaseant grove 115kV line | Rocklin-Pleaseant grove 115kV line |  | 0 | 0 | 0 | 0 | 0 | 0 | 0.1925 | 32.3255 | 266.795 | Rocklin-Pleaseant grove 115kV line | Rocklin-Pleaseant grove 115kV line | Rocklin-Pleaseant grove 115kV line |  | 5 | 1 | YES | 2 | 1 | 1 | NO | 1
SCE Northern Area | Goleta | 230 | 0 | 0 | 1 | 0 | 1 | 0 | 1 | 0 | 0 | 0 | 0 | 0 | 0 | 0 | 0 | 0 | 0 | 0 | 0 | 0 | 0 | 0 | 0 | 0 | 0 | 0 | 0 | 0 | 1 | 0 | 0 | 0 | 0 | 0 | 0 | 0 | 0 | 0 | 0 | 0 | 0 | 0 | 0 | 0 | 0 | 0 | 0 | 0 | 0 | 0 | 0 | 0 | 0 | 0 | 0 | 0 | 0 | 0 | 0 | 0 | 0 | 0 | 0 | 0 | 0 | 0 | 0 | 0 | 0 | 0 | 0 | 0 | 0 | 0 | 0 | 0 | 0 | 0 | 0 | 0 | 0 | 0 | 0 | 0 | 0 | 0 | 0 | 0 | 0 | 0 | 0 | 0 | 0 | 0 | 0 | 0 | 0 | 0 | 0 | 0 | 0 | 0 | 0 | 0 | 0 | 0 | 0 | 0 |  | 0 | 1.9 | 0 | 0 | 0 | 0 | 0 | 0 | 0 | 0 | 0 | 0 | 0 | 0 | 1 | 0 | 1 | 0 | 0 | 0 | 0 | 0 | 0 | 0 | 0 | 0 | 70 | 0 | 0 | 1 | 2 | 0 | 1 | 0 | 0 | 0 | -1497.8218 | -34.6371 | 1493.759 | Lugo - Victorville area constraint | South of Magunden Constraint | South of Magunden Constraint |  | 1 | 0 | 1 | 0 | 0 | 0 | -596.4338 | -34.6371 | 1493.759 | South of Magunden Constraint | South of Magunden Constraint | South of Magunden Constraint |  | 5 | 5 | NO | 5 | 1 | 1 | NO | 1
SCE Metro Study Area | Goodrich | 230 | 0 | 0 | 0 | 0 | 0 | 0 | 0 | 0 | 0 | 0 | 0 | 0 | 1 | 0 | 0 | 0 | 0 | 0 | 0 | 0 | 0 | 0 | 0 | 0 | 0 | 0 | 0 | 0 | 0 | 0 | 0 | 0 | 0 | 0 | 0 | 0 | 0 | 0 | 0 | 0 | 0 | 0 | 0 | 0 | 0 | 0 | 0 | 0 | 0 | 0 | 0 | 0 | 0 | 0 | 0 | 0 | 0 | 0 | 0 | 0 | 0 | 0 | 0 | 0 | 0 | 0 | 0 | 0 | 0 | 0 | 0 | 0 | 0 | 0 | 0 | 0 | 0 | 0 | 0 | 0 | 0 | 0 | 0 | 0 | 0 | 0 | 0 | 0 | 0 | 0 | 0 | 0 | 0 | 0 | 0 | 0 | 0 | 0 | 0 | 0 | 0 | 0 | 0 | 0 | 0 | 0 | 0 | 0 |  | 0 | 0 | 0 | 0 | 0 | 0 | 0 | 0 | 0 | 0 | 0 | 0 | 0 | 0 | 0 | 0 | 0 | 0 | 0 | 0 | 0 | 0 | 0 | 0 | 0 | 0 | 0 | 0 | 0 | 0 | 0 | 0 | 0 | 0 | 0 | 0 | 11593.076 | 12657.742 | 15859.82 | SCE Metro Area Default Constraint | SCE Metro Area Default Constraint | SCE Metro Area Default Constraint |  | 0 | 0 | 0 | 0 | 0 | 0 | 11593.076 | 12657.742 | 15859.82 | SCE Metro Area Default Constraint | SCE Metro Area Default Constraint | SCE Metro Area Default Constraint |  | 1 | 1 | NO | 1 | 1 | 1 | NO | 1
PG&E Kern Study Area | Goose Lake | 115 | 0 | 0 | 0 | 0 | 0 | 0 | 0 | 0 | 0 | 0 | 0 | 0 | 0 | 0 | 0 | 0 | 0 | 0 | 0 | 0 | 0 | 0 | 0 | 0 | 0 | 0 | 0 | 0 | 0 | 0 | 0 | 0 | 0 | 0 | 0 | 0 | 0 | 0 | 0 | 0 | 0 | 0 | 0 | 0 | 0 | 0 | 0 | 0 | 0 | 0 | 0 | 0 | 0 | 0 | 0 | 0 | 0 | 0 | 0 | 0 | 0 | 0 | 0 | 0 | 0 | 0 | 0 | 0 | 0 | 0 | 0 | 0 | 0 | 0 | 0 | 1 | 1 | 1 | 1 | 0 | 0 | 0 | 1 | 1 | 0 | 0 | 1 | 1 | 0 | 0 | 0 | 0 | 0 | 0 | 0 | 0 | 0 | 0 | 0 | 0 | 0 | 0 | 0 | 0 | 0 | 0 | 0 | 0 |  | 0 | 0 | 0 | 0 | 0 | 0 | 0 | 0 | 0 | 0 | 0 | 0 | 0 | 0 | 0 | 0 | 0 | 0 | 0 | 0 | 0 | 0 | 0 | 0 | 0 | 0 | 0 | 0 | 0 | 0 | 2 | 0 | 3 | 0 | 0 | 0 | -1317.795 | -515.533 | 114.9996 | Midway-Q2005 230kV Line | Midway-Q2005 230kV Line | Smyrna -Q1984 115kV line |  | 0 | 0 | 1 | 0 | 0 | 0 | 17.924 | -0.38256 | 114.9996 | Smyrna -Q1984 115kV line | Smyrna -Q1984 115kV line | Smyrna -Q1984 115kV line |  | 5 | 5 | NO | 5 | 1 | 1 | NO | 1
SCE Metro Study Area | Gould | 230 | 0 | 0 | 0 | 0 | 0 | 0 | 0 | 0 | 0 | 0 | 0 | 0 | 1 | 0 | 0 | 0 | 0 | 0 | 0 | 0 | 0 | 0 | 0 | 0 | 0 | 0 | 0 | 0 | 0 | 0 | 0 | 0 | 0 | 0 | 0 | 0 | 0 | 0 | 0 | 0 | 0 | 0 | 0 | 0 | 0 | 0 | 0 | 0 | 0 | 0 | 0 | 0 | 0 | 0 | 0 | 0 | 0 | 0 | 0 | 0 | 0 | 0 | 0 | 0 | 0 | 0 | 0 | 0 | 0 | 0 | 0 | 0 | 0 | 0 | 0 | 0 | 0 | 0 | 0 | 0 | 0 | 0 | 0 | 0 | 0 | 0 | 0 | 0 | 0 | 0 | 0 | 0 | 0 | 0 | 0 | 0 | 0 | 0 | 0 | 0 | 0 | 0 | 0 | 0 | 0 | 0 | 0 | 0 |  | 0 | 0 | 0 | 0 | 0 | 0 | 0 | 0 | 0 | 0 | 0 | 0 | 0 | 0 | 0 | 0 | 0 | 0 | 0 | 0 | 0 | 0 | 0 | 0 | 0 | 0 | 0 | 0 | 0 | 0 | 0 | 0 | 0 | 0 | 0 | 0 | 11593.076 | 12657.742 | 15859.82 | SCE Metro Area Default Constraint | SCE Metro Area Default Constraint | SCE Metro Area Default Constraint |  | 0 | 0 | 0 | 0 | 0 | 0 | 11593.076 | 12657.742 | 15859.82 | SCE Metro Area Default Constraint | SCE Metro Area Default Constraint | SCE Metro Area Default Constraint |  | 1 | 1 | NO | 1 | 1 | 1 | NO | 1
PG&E Greater Bay Study Area | Grant | 115 | 0 | 0 | 0 | 0 | 0 | 0 | 0 | 0 | 0 | 0 | 0 | 0 | 0 | 0 | 0 | 0 | 0 | 0 | 0 | 0 | 0 | 0 | 0 | 0 | 0 | 0 | 0 | 0 | 0 | 0 | 0 | 0 | 0 | 0 | 0 | 0 | 0 | 0 | 0 | 0 | 0 | 0 | 0 | 0 | 1 | 0 | 0 | 0 | 0 | 0 | 0 | 0 | 0 | 0 | 1 | 1 | 0 | 1 | 1 | 0 | 1 | 0 | 0 | 0 | 0 | 0 | 1 | 0 | 0 | 0 | 0 | 0 | 0 | 1 | 0 | 0 | 0 | 0 | 0 | 0 | 0 | 0 | 0 | 0 | 0 | 0 | 0 | 0 | 0 | 0 | 0 | 0 | 0 | 0 | 0 | 0 | 0 | 0 | 0 | 0 | 0 | 0 | 0 | 0 | 0 | 0 | 0 | 3 |  | 0 | 0 | 0 | 0 | 0 | 0 | 0 | 0 | 0 | 0 | 0 | 0 | 0 | 0 | 0 | 0 | 0 | 0 | 0 | 0 | 0 | 0 | 0 | 0 | 0 | 0 | 0 | 0 | 0 | 0 | 2 | 0 | 0 | 0 | 0 | 0 | -719.4865 | 324.7033 | 942.0393 | Vaca Dixon-Tesla 500kV Line | Windmaster-Delta pumps 230 kV line | Windmaster-Delta pumps 230 kV line |  | 0 | 0 | 0 | 0 | 0 | 0 | 960.23 | 956.7188 | 942.0393 | Grant - Eastshore #2 line 115 kV | Grant - Eastshore #2 line 115 kV | Windmaster-Delta pumps 230 kV line |  | 5 | 1 | YES | 2 | 1 | 1 | NO | 1
PG&E Greater Bay Study Area | Green Valley | 115 | 0 | 0 | 0 | 0 | 0 | 0 | 0 | 0 | 0 | 0 | 0 | 0 | 0 | 0 | 0 | 0 | 0 | 0 | 0 | 0 | 0 | 0 | 0 | 0 | 0 | 0 | 0 | 0 | 0 | 0 | 0 | 0 | 0 | 0 | 0 | 0 | 0 | 0 | 0 | 0 | 0 | 0 | 0 | 0 | 0 | 0 | 0 | 0 | 0 | 0 | 0 | 0 | 0 | 0 | 0 | 0 | 0 | 1 | 0 | 0 | 1 | 0 | 0 | 0 | 1 | 0 | 0 | 0 | 0 | 0 | 0 | 1 | 1 | 0 | 0 | 0 | 0 | 0 | 0 | 0 | 0 | 0 | 0 | 0 | 0 | 0 | 0 | 0 | 0 | 0 | 0 | 0 | 0 | 0 | 0 | 0 | 0 | 0 | 0 | 0 | 0 | 0 | 0 | 1 | 0 | 0 | 0 | 2 |  | 0 | 0 | 0 | 0 | 0 | 0 | 0 | 0 | 0 | 0 | 0 | 0 | 0 | 0 | 0 | 0 | 0 | 0 | 0 | 0 | 0 | 0 | 0 | 0 | 0 | 0 | 0 | 0 | 0 | 0 | 1 | 0 | 0 | 0 | 0 | 0 | -299.3 | 6.45 | 925.5 | Morganhill-Metcalf 115kV Line | Morganhill-Metcalf 115kV Line | Morganhill-Metcalf 115kV Line |  | 0 | 0 | 0 | 0 | 0 | 0 | 412.7 | 718.45 | 925.5 | Morganhill-Metcalf 115kV Line | Morganhill-Metcalf 115kV Line | Morganhill-Metcalf 115kV Line |  | 5 | 1 | YES | 2 | 1 | 1 | NO | 1
PG&E North of Greater Bay Study Area | Greenleaf 1 | 115 | 0 | 0 | 0 | 0 | 0 | 0 | 0 | 0 | 0 | 0 | 0 | 0 | 0 | 0 | 0 | 0 | 0 | 0 | 0 | 0 | 0 | 0 | 0 | 0 | 0 | 0 | 0 | 0 | 0 | 0 | 0 | 0 | 0 | 0 | 0 | 0 | 0 | 0 | 0 | 0 | 0 | 0 | 0 | 0 | 1 | 1 | 0 | 1 | 0 | 1 | 1 | 1 | 1 | 0 | 0 | 0 | 0 | 0 | 0 | 0 | 0 | 0 | 0 | 0 | 1 | 1 | 0 | 0 | 0 | 0 | 0 | 0 | 0 | 0 | 0 | 0 | 0 | 0 | 0 | 0 | 0 | 0 | 0 | 0 | 0 | 0 | 0 | 0 | 0 | 0 | 0 | 0 | 0 | 0 | 0 | 0 | 0 | 0 | 0 | 0 | 0 | 0 | 0 | 0 | 0 | 0 | 0 | 0 |  | 0 | 0 | 0 | 0 | 0 | 0 | 0 | 0 | 0 | 0 | 0 | 0 | 0 | 0 | 0 | 0 | 0 | 0 | 0 | 0 | 0 | 0 | 0 | 0 | 0 | 0 | 0 | 0 | 0 | 0 | 1 | 0 | 0 | 0 | 0 | 0 | -719.4865 | 32.3255 | 74.98 | Vaca Dixon-Tesla 500kV Line | Rocklin-Pleaseant grove 115kV line | Woodland- Davis 115kV line |  | 0 | 0 | 0 | 0 | 0 | 0 | 0.1925 | 32.3255 | 74.98 | Rocklin-Pleaseant grove 115kV line | Rocklin-Pleaseant grove 115kV line | Woodland- Davis 115kV line |  | 5 | 1 | YES | 2 | 1 | 1 | NO | 1
PG&E Fresno Study Area | Gregg | 230 | 0 | 0 | 0 | 0 | 0 | 0 | 0 | 0 | 0 | 0 | 0 | 0 | 0 | 0 | 0 | 0 | 0 | 0 | 0 | 0 | 0 | 0 | 0 | 0 | 0 | 0 | 0 | 0 | 0 | 0 | 0 | 0 | 0 | 0 | 0 | 0 | 0 | 0 | 0 | 0 | 0 | 0 | 0 | 0 | 0 | 0 | 0 | 0 | 0 | 0 | 1 | 0 | 0 | 0 | 0 | 0 | 0 | 0 | 0 | 0 | 0 | 0 | 0 | 0 | 0 | 0 | 0 | 0 | 0 | 0 | 0 | 0 | 0 | 0 | 0 | 0 | 1 | 0 | 0 | 0 | 0 | 0 | 0 | 0 | 0 | 1 | 1 | 0 | 1 | 1 | 1 | 1 | 1 | 1 | 1 | 1 | 0 | 1 | 1 | 0 | 0 | 1 | 0 | 0 | 0 | 1 | 0 | 4 |  | 0 | 0 | 0 | 0 | 0 | 0 | 0 | 0 | 0 | 0 | 0 | 0 | 0 | 0 | 0 | 0 | 0 | 0 | 0 | 0 | 0 | 0 | 0 | 0 | 0 | 0 | 0 | 0 | 0 | 0 | 3 | 0 | 3 | 0 | 0 | 0 | -1317.795 | -515.533 | 231.4102 | Midway-Q2005 230kV Line | Midway-Q2005 230kV Line | Panoche- Mendota 115 kV line |  | 0 | 0 | 0 | 0 | 0 | 0 | 49.732 | 420.6683 | 231.4102 | Gates 500/230kV TB #12 | Moss Landing-Las Aguilas 230 kV Line | Panoche- Mendota 115 kV line |  | 5 | 1 | YES | 2 | 1 | 1 | NO | 1
PG&E Kern Study Area | Grimmway-Malaga | 115 | 0 | 0 | 0 | 0 | 0 | 0 | 0 | 0 | 0 | 0 | 0 | 0 | 0 | 0 | 0 | 0 | 0 | 0 | 0 | 0 | 0 | 0 | 0 | 0 | 0 | 0 | 0 | 0 | 0 | 0 | 0 | 0 | 0 | 0 | 0 | 0 | 0 | 0 | 0 | 0 | 0 | 0 | 0 | 0 | 0 | 0 | 0 | 0 | 0 | 0 | 0 | 0 | 0 | 0 | 0 | 0 | 0 | 0 | 0 | 0 | 0 | 0 | 0 | 0 | 0 | 0 | 0 | 0 | 0 | 0 | 0 | 0 | 0 | 0 | 0 | 0 | 0 | 0 | 1 | 0 | 0 | 1 | 0 | 1 | 0 | 0 | 0 | 0 | 0 | 0 | 0 | 0 | 0 | 0 | 0 | 0 | 0 | 0 | 0 | 0 | 0 | 0 | 0 | 0 | 0 | 0 | 0 | 0 |  | 0 | 0 | 0 | 0 | 0 | 0 | 0 | 0 | 0 | 0 | 0 | 0 | 0 | 0 | 0 | 0 | 0 | 0 | 0 | 0 | 0 | 0 | 0 | 2.4 | 0 | 0 | 0 | 0 | 0 | 1 | 0 | 0 | 0 | 0 | 0 | 0 | 103.27 | 91.2401 | 171.033 | Kern-Tevis-Stockdale-Lamont 115kV line | Semitropic-Midway 115kV Line | Kern-Tevis-Stockdale-Lamont 115kV line |  | 0 | 0 | 0 | 0 | 0 | 0 | 103.27 | 91.2401 | 171.033 | Kern-Tevis-Stockdale-Lamont 115kV line | Semitropic-Midway 115kV Line | Kern-Tevis-Stockdale-Lamont 115kV line |  | 1 | 1 | NO | 1 | 1 | 1 | NO | 1
PG&E Fresno Study Area | GWF Hanford | 115 | 0 | 0 | 0 | 0 | 0 | 0 | 0 | 0 | 0 | 0 | 0 | 0 | 0 | 0 | 0 | 0 | 0 | 0 | 0 | 0 | 0 | 0 | 0 | 0 | 0 | 0 | 0 | 0 | 0 | 0 | 0 | 0 | 0 | 0 | 0 | 0 | 0 | 0 | 0 | 0 | 0 | 0 | 0 | 0 | 0 | 0 | 0 | 0 | 0 | 0 | 1 | 0 | 0 | 0 | 0 | 0 | 0 | 0 | 0 | 0 | 0 | 0 | 0 | 0 | 0 | 0 | 0 | 0 | 0 | 0 | 0 | 0 | 0 | 0 | 0 | 0 | 1 | 0 | 0 | 0 | 0 | 0 | 0 | 0 | 0 | 1 | 1 | 0 | 1 | 0 | 1 | 1 | 1 | 1 | 0 | 0 | 0 | 0 | 1 | 0 | 0 | 0 | 0 | 0 | 0 | 1 | 0 | 4 |  | 0 | 0 | 0 | 0 | 0 | 0 | 0 | 0 | 0 | 0 | 0 | 0 | 0 | 0 | 0 | 0 | 0 | 0 | 0 | 0 | 0 | 0 | 0 | 0 | 0 | 0 | 32 | 0 | 0 | 1 | 2 | 0 | 2 | 0 | 0 | 0 | -1317.795 | -515.533 | 442.8575 | Midway-Q2005 230kV Line | Midway-Q2005 230kV Line | Moss Landing-Las Aguilas 230 kV Line |  | 0 | 0 | 0 | 0 | 0 | 0 | 49.732 | 420.6683 | 442.8575 | Gates 500/230kV TB #12 | Moss Landing-Las Aguilas 230 kV Line | Moss Landing-Las Aguilas 230 kV Line |  | 5 | 1 | YES | 2 | 1 | 1 | NO | 1
SCE Metro Study Area | HarborGen | 230 | 0 | 0 | 0 | 0 | 0 | 0 | 0 | 0 | 0 | 0 | 1 | 1 | 1 | 0 | 0 | 0 | 0 | 0 | 0 | 0 | 0 | 0 | 0 | 0 | 0 | 0 | 0 | 0 | 0 | 0 | 0 | 0 | 0 | 0 | 0 | 0 | 0 | 0 | 0 | 0 | 0 | 0 | 0 | 0 | 0 | 0 | 0 | 0 | 0 | 0 | 0 | 0 | 0 | 0 | 0 | 0 | 0 | 0 | 0 | 0 | 0 | 0 | 0 | 0 | 0 | 0 | 0 | 0 | 0 | 0 | 0 | 0 | 0 | 0 | 0 | 0 | 0 | 0 | 0 | 0 | 0 | 0 | 0 | 0 | 0 | 0 | 0 | 0 | 0 | 0 | 0 | 0 | 0 | 0 | 0 | 0 | 0 | 0 | 0 | 0 | 0 | 0 | 0 | 0 | 0 | 0 | 0 | 0 |  | 0 | 0 | 0 | 0 | 0 | 0 | 0 | 0 | 0 | 0 | 0 | 0 | 0 | 0 | 0 | 0 | 0 | 0 | 0 | 0 | 0 | 0 | 0 | 0 | 0 | 0 | 0 | 0 | 0 | 0 | 0 | 0 | 0 | 0 | 0 | 0 | 3139.976 | 3337.692 | 3938.92 | Hinson - Del Amo Constraint | Hinson - Del Amo Constraint | Hinson - Del Amo Constraint |  | 0 | 0 | 0 | 0 | 0 | 0 | 3139.976 | 3337.692 | 3938.92 | Hinson - Del Amo Constraint | Hinson - Del Amo Constraint | Hinson - Del Amo Constraint |  | 1 | 1 | NO | 1 | 1 | 1 | NO | 1
East of Pisgah Study Area | Harry Allen | 500 | 0 | 0 | 0 | 0 | 0 | 0 | 0 | 0 | 0 | 0 | 0 | 0 | 0 | 0 | 0 | 0 | 0 | 0 | 0 | 1 | 0 | 1 | 0 | 0 | 0 | 0 | 0 | 0 | 1 | 0 | 0 | 0 | 0 | 0 | 0 | 0 | 0 | 0 | 0 | 0 | 0 | 0 | 0 | 0 | 0 | 0 | 0 | 0 | 0 | 0 | 0 | 0 | 0 | 0 | 0 | 0 | 0 | 0 | 0 | 0 | 0 | 0 | 0 | 0 | 0 | 0 | 0 | 0 | 0 | 0 | 0 | 0 | 0 | 0 | 0 | 0 | 0 | 0 | 0 | 0 | 0 | 0 | 0 | 0 | 0 | 0 | 0 | 0 | 0 | 0 | 0 | 0 | 0 | 0 | 0 | 0 | 0 | 0 | 0 | 0 | 0 | 0 | 0 | 0 | 0 | 0 | 0 | 2 |  | 0 | 0 | 0 | 0 | 0 | 0 | 0 | 0 | 0 | 0 | 0 | 0 | 0 | 0 | 0 | 0 | 0 | 0 | 0 | 1000 | 0 | 0 | 0 | 0 | 0 | 0 | 0 | 0 | 0 | 1 | 1 | 1 | 0 | 0 | 0 | 0 | -1497.8218 | 2325.9075 | 6388.056 | Lugo - Victorville area constraint | Devers-Red Bluff Constraint | Lugo - Victorville area constraint |  | 0 | 1 | 0 | 0 | 0 | 0 | -1466.348 | 2325.9075 | 7181.097 | Devers-Red Bluff Constraint | Devers-Red Bluff Constraint | Colorado River-Red Bluff Constraint |  | 5 | 4 | YES | 4 | 1 | 1 | NO | 1
SDG&E Study Area | Hassayampa | 500 | 0 | 0 | 0 | 0 | 0 | 0 | 0 | 0 | 0 | 0 | 0 | 0 | 0 | 0 | 0 | 0 | 0 | 0 | 0 | 1 | 0 | 1 | 0 | 0 | 0 | 1 | 0 | 0 | 1 | 0 | 0 | 0 | 0 | 0 | 0 | 1 | 0 | 0 | 0 | 0 | 0 | 0 | 0 | 0 | 0 | 0 | 0 | 0 | 0 | 0 | 0 | 0 | 0 | 0 | 0 | 0 | 0 | 0 | 0 | 0 | 0 | 0 | 0 | 0 | 0 | 0 | 0 | 0 | 0 | 0 | 0 | 0 | 0 | 0 | 0 | 0 | 0 | 0 | 0 | 0 | 0 | 0 | 0 | 0 | 0 | 0 | 0 | 0 | 0 | 0 | 0 | 0 | 0 | 0 | 0 | 0 | 0 | 0 | 0 | 0 | 0 | 0 | 0 | 0 | 0 | 0 | 0 | 4 |  | 0 | 0 | 0 | 0 | 0 | 0 | 0 | 0 | 0 | 52.5 | 0 | 12.5 | 0 | 0 | 1 | 0 | 0 | 0 | 0 | 0 | 0 | 0 | 0 | 0 | 250 | 0 | 10 | 0 | 0 | 1 | 1 | 1 | 0 | 0 | 0 | 0 | -1497.8218 | 2325.9075 | 5721.775 | Lugo - Victorville area constraint | Devers-Red Bluff Constraint | East of Miguel constraint |  | 0 | 1 | 0 | 0 | 0 | 0 | -1466.348 | 2325.9075 | 5721.775 | Devers-Red Bluff Constraint | Devers-Red Bluff Constraint | East of Miguel constraint |  | 5 | 4 | YES | 4 | 1 | 1 | NO | 1
PG&E Fresno Study Area | Helm | 230 | 0 | 0 | 0 | 0 | 0 | 0 | 0 | 0 | 0 | 0 | 0 | 0 | 0 | 0 | 0 | 0 | 0 | 0 | 0 | 0 | 0 | 0 | 0 | 0 | 0 | 0 | 0 | 0 | 0 | 0 | 0 | 0 | 0 | 0 | 0 | 0 | 0 | 0 | 0 | 0 | 0 | 0 | 0 | 0 | 0 | 0 | 0 | 0 | 0 | 0 | 1 | 0 | 0 | 0 | 0 | 0 | 0 | 0 | 0 | 0 | 0 | 0 | 0 | 0 | 0 | 0 | 0 | 0 | 0 | 0 | 0 | 0 | 0 | 0 | 0 | 0 | 1 | 0 | 0 | 0 | 0 | 0 | 0 | 0 | 0 | 1 | 1 | 0 | 1 | 1 | 1 | 1 | 1 | 1 | 1 | 1 | 0 | 1 | 1 | 0 | 0 | 1 | 0 | 0 | 0 | 1 | 0 | 4 |  | 0 | 0 | 0 | 0 | 0 | 0 | 0 | 0 | 0 | 0 | 0 | 0 | 0 | 0 | 0 | 0 | 0 | 0 | 0 | 0 | 0 | 0 | 0 | 0 | 0 | 35 | 0 | 35 | 0 | 1 | 3 | 0 | 3 | 0 | 0 | 0 | -1317.795 | -515.533 | 231.4102 | Midway-Q2005 230kV Line | Midway-Q2005 230kV Line | Panoche- Mendota 115 kV line |  | 0 | 0 | 0 | 0 | 0 | 0 | 49.732 | 420.6683 | 231.4102 | Gates 500/230kV TB #12 | Moss Landing-Las Aguilas 230 kV Line | Panoche- Mendota 115 kV line |  | 5 | 1 | YES | 2 | 1 | 1 | NO | 1
PG&E Fresno Study Area | Henrietta | 230 | 0 | 0 | 0 | 0 | 0 | 0 | 0 | 0 | 0 | 0 | 0 | 0 | 0 | 0 | 0 | 0 | 0 | 0 | 0 | 0 | 0 | 0 | 0 | 0 | 0 | 0 | 0 | 0 | 0 | 0 | 0 | 0 | 0 | 0 | 0 | 0 | 0 | 0 | 0 | 0 | 0 | 0 | 0 | 0 | 0 | 0 | 0 | 0 | 0 | 0 | 0 | 0 | 0 | 0 | 0 | 0 | 0 | 0 | 0 | 0 | 0 | 0 | 0 | 0 | 0 | 0 | 0 | 0 | 0 | 0 | 0 | 0 | 0 | 0 | 0 | 0 | 1 | 0 | 0 | 0 | 0 | 0 | 0 | 0 | 0 | 1 | 1 | 1 | 1 | 0 | 0 | 1 | 0 | 0 | 0 | 1 | 0 | 0 | 1 | 0 | 0 | 0 | 0 | 0 | 0 | 1 | 0 | 2 |  | 0 | 0 | 0 | 0 | 0 | 0 | 0 | 0 | 0 | 0 | 0 | 0 | 0 | 0 | 0 | 0 | 0 | 0 | 0 | 0 | 0 | 0 | 0 | 3 | 0 | 0 | 0 | 0 | 0 | 1 | 1 | 0 | 1 | 0 | 0 | 0 | -1317.795 | -515.533 | 231.4102 | Midway-Q2005 230kV Line | Midway-Q2005 230kV Line | Panoche- Mendota 115 kV line |  | 0 | 0 | 0 | 0 | 0 | 0 | 49.732 | 244.516 | 231.4102 | Gates 500/230kV TB #12 | Gates 230/70kV TB #5 | Panoche- Mendota 115 kV line |  | 5 | 1 | YES | 2 | 1 | 1 | NO | 1
PG&E Fresno Study Area | Herndon | 230 | 0 | 0 | 0 | 0 | 0 | 0 | 0 | 0 | 0 | 0 | 0 | 0 | 0 | 0 | 0 | 0 | 0 | 0 | 0 | 0 | 0 | 0 | 0 | 0 | 0 | 0 | 0 | 0 | 0 | 0 | 0 | 0 | 0 | 0 | 0 | 0 | 0 | 0 | 0 | 0 | 0 | 0 | 0 | 0 | 0 | 0 | 0 | 0 | 0 | 0 | 1 | 0 | 0 | 0 | 0 | 0 | 0 | 0 | 0 | 0 | 0 | 0 | 0 | 0 | 0 | 0 | 0 | 0 | 0 | 0 | 0 | 0 | 0 | 0 | 0 | 0 | 1 | 0 | 0 | 0 | 0 | 0 | 0 | 0 | 0 | 1 | 1 | 0 | 1 | 1 | 1 | 1 | 1 | 1 | 1 | 1 | 0 | 1 | 1 | 0 | 0 | 1 | 0 | 0 | 0 | 1 | 0 | 4 |  | 0 | 1.9 | 0 | 0 | 0 | 0 | 0 | 0 | 0 | 0 | 0 | 0 | 0 | 0 | 1 | 0 | 0 | 0 | 0 | 0 | 0 | 0 | 0 | 0 | 0 | 0 | 0 | 0 | 0 | 0 | 3 | 0 | 3 | 0 | 0 | 0 | -1317.795 | -515.533 | 231.4102 | Midway-Q2005 230kV Line | Midway-Q2005 230kV Line | Panoche- Mendota 115 kV line |  | 0 | 0 | 0 | 0 | 0 | 0 | 49.732 | 420.6683 | 231.4102 | Gates 500/230kV TB #12 | Moss Landing-Las Aguilas 230 kV Line | Panoche- Mendota 115 kV line |  | 5 | 1 | YES | 2 | 1 | 1 | NO | 1
PG&E Greater Bay Study Area | Hicks | 230 | 0 | 0 | 0 | 0 | 0 | 0 | 0 | 0 | 0 | 0 | 0 | 0 | 0 | 0 | 0 | 0 | 0 | 0 | 0 | 0 | 0 | 0 | 0 | 0 | 0 | 0 | 0 | 0 | 0 | 0 | 0 | 0 | 0 | 0 | 0 | 0 | 0 | 0 | 0 | 0 | 0 | 0 | 0 | 0 | 0 | 0 | 0 | 0 | 0 | 0 | 0 | 0 | 0 | 0 | 0 | 0 | 0 | 0 | 0 | 0 | 0 | 0 | 0 | 0 | 1 | 0 | 0 | 0 | 0 | 0 | 0 | 1 | 0 | 0 | 0 | 0 | 0 | 0 | 0 | 0 | 0 | 0 | 0 | 0 | 0 | 0 | 0 | 0 | 0 | 0 | 0 | 0 | 0 | 0 | 0 | 0 | 0 | 0 | 0 | 0 | 0 | 0 | 0 | 0 | 0 | 0 | 0 | 1 |  | 0 | 0 | 0 | 0 | 0 | 0 | 0 | 0 | 0 | 0 | 0 | 0 | 0 | 0 | 0 | 0 | 0 | 0 | 0 | 0 | 0 | 0 | 0 | 0 | 0 | 0 | 0 | 0 | 0 | 0 | 0 | 0 | 0 | 0 | 0 | 0 | 1181.5167 | 2657.4106 | 5856.1027 | Tesla-Bellota 230 kV line | Tesla-Bellota 230 kV line | Tesla-Bellota 230 kV line |  | 0 | 0 | 0 | 0 | 0 | 0 | 1181.5167 | 2657.4106 | 5856.1027 | Tesla-Bellota 230 kV line | Tesla-Bellota 230 kV line | Tesla-Bellota 230 kV line |  | 1 | 1 | NO | 1 | 1 | 1 | NO | 1
PG&E North of Greater Bay Study Area | Higgins | 115 | 0 | 0 | 0 | 0 | 0 | 0 | 0 | 0 | 0 | 0 | 0 | 0 | 0 | 0 | 0 | 0 | 0 | 0 | 0 | 0 | 0 | 0 | 0 | 0 | 0 | 0 | 0 | 0 | 0 | 0 | 0 | 0 | 0 | 0 | 0 | 0 | 0 | 0 | 0 | 0 | 0 | 0 | 0 | 0 | 1 | 0 | 0 | 1 | 0 | 0 | 1 | 1 | 1 | 0 | 0 | 0 | 0 | 0 | 0 | 0 | 0 | 0 | 0 | 0 | 1 | 1 | 0 | 0 | 0 | 0 | 0 | 0 | 0 | 0 | 0 | 0 | 0 | 0 | 0 | 0 | 0 | 0 | 0 | 0 | 0 | 0 | 0 | 0 | 0 | 0 | 0 | 0 | 0 | 0 | 0 | 0 | 0 | 0 | 0 | 0 | 0 | 0 | 0 | 0 | 0 | 0 | 0 | 0 |  | 0 | 0 | 0 | 0 | 0 | 0 | 0 | 0 | 0 | 0 | 0 | 0 | 0 | 0 | 0 | 0 | 15 | 0 | 0 | 0 | 0 | 0 | 0 | 0 | 0 | 0 | 0 | 0 | 0 | 1 | 1 | 0 | 0 | 0 | 0 | 0 | -719.4865 | 324.7487 | 462.265 | Vaca Dixon-Tesla 500kV Line | Vaca Dixon-Tesla 500kV Line | Rio Oso-Brighton 230kV line |  | 0 | 0 | 0 | 0 | 0 | 0 | 324.9675 | 356.0745 | 462.265 | Rio Oso-Brighton 230kV line | Rio Oso-Brighton 230kV line | Rio Oso-Brighton 230kV line |  | 5 | 1 | YES | 2 | 1 | 1 | NO | 1
SCE Metro Study Area | Hinson | 230 | 0 | 0 | 0 | 0 | 0 | 0 | 0 | 0 | 0 | 0 | 1 | 1 | 1 | 0 | 0 | 0 | 0 | 0 | 0 | 0 | 0 | 0 | 0 | 0 | 0 | 0 | 0 | 0 | 0 | 0 | 0 | 0 | 0 | 0 | 0 | 0 | 0 | 0 | 0 | 0 | 0 | 0 | 0 | 0 | 0 | 0 | 0 | 0 | 0 | 0 | 0 | 0 | 0 | 0 | 0 | 0 | 0 | 0 | 0 | 0 | 0 | 0 | 0 | 0 | 0 | 0 | 0 | 0 | 0 | 0 | 0 | 0 | 0 | 0 | 0 | 0 | 0 | 0 | 0 | 0 | 0 | 0 | 0 | 0 | 0 | 0 | 0 | 0 | 0 | 0 | 0 | 0 | 0 | 0 | 0 | 0 | 0 | 0 | 0 | 0 | 0 | 0 | 0 | 0 | 0 | 0 | 0 | 0 |  | 0 | 0 | 0 | 0 | 0 | 0 | 0 | 0 | 0 | 0 | 0 | 0 | 0 | 0 | 0 | 0 | 5.6 | 0 | 0 | 0 | 0 | 0 | 0 | 2.4 | 0 | 0 | 200 | 0 | 0 | 1 | 0 | 0 | 0 | 0 | 0 | 0 | 3139.976 | 3337.692 | 3938.92 | Hinson - Del Amo Constraint | Hinson - Del Amo Constraint | Hinson - Del Amo Constraint |  | 0 | 0 | 0 | 0 | 0 | 0 | 3139.976 | 3337.692 | 3938.92 | Hinson - Del Amo Constraint | Hinson - Del Amo Constraint | Hinson - Del Amo Constraint |  | 1 | 1 | NO | 1 | 1 | 1 | NO | 1
PG&E Greater Bay Study Area | Hollister | 115 | 0 | 0 | 0 | 0 | 0 | 0 | 0 | 0 | 0 | 0 | 0 | 0 | 0 | 0 | 0 | 0 | 0 | 0 | 0 | 0 | 0 | 0 | 0 | 0 | 0 | 0 | 0 | 0 | 0 | 0 | 0 | 0 | 0 | 0 | 0 | 0 | 0 | 0 | 0 | 0 | 0 | 0 | 0 | 0 | 0 | 0 | 0 | 0 | 0 | 0 | 0 | 0 | 0 | 0 | 0 | 0 | 0 | 0 | 0 | 0 | 1 | 0 | 0 | 0 | 1 | 0 | 0 | 0 | 0 | 0 | 0 | 1 | 1 | 0 | 0 | 0 | 0 | 0 | 0 | 0 | 0 | 0 | 0 | 0 | 0 | 0 | 0 | 0 | 0 | 0 | 0 | 1 | 0 | 0 | 0 | 0 | 0 | 0 | 0 | 0 | 0 | 0 | 0 | 1 | 0 | 0 | 0 | 2 |  | 0 | 0 | 0 | 0 | 0 | 0 | 0 | 0 | 0 | 0 | 0 | 0 | 0 | 0 | 0 | 0 | 0 | 0 | 0 | 0 | 0 | 0 | 0 | 0 | 0 | 0 | 10 | 0 | 0 | 1 | 1 | 0 | 0 | 0 | 0 | 0 | -299.3 | 6.45 | 925.5 | Morganhill-Metcalf 115kV Line | Morganhill-Metcalf 115kV Line | Morganhill-Metcalf 115kV Line |  | 0 | 0 | 0 | 0 | 0 | 0 | 412.7 | 718.45 | 925.5 | Morganhill-Metcalf 115kV Line | Morganhill-Metcalf 115kV Line | Morganhill-Metcalf 115kV Line |  | 5 | 1 | YES | 2 | 1 | 1 | NO | 1
PG&E North of Greater Bay Study Area | Homestake | 115 | 0 | 0 | 0 | 0 | 0 | 0 | 0 | 0 | 0 | 0 | 0 | 0 | 0 | 0 | 0 | 0 | 0 | 0 | 0 | 0 | 0 | 0 | 0 | 0 | 0 | 0 | 0 | 0 | 0 | 0 | 0 | 0 | 0 | 0 | 0 | 0 | 0 | 0 | 0 | 0 | 0 | 0 | 0 | 1 | 1 | 0 | 1 | 0 | 0 | 0 | 0 | 0 | 0 | 0 | 0 | 0 | 0 | 1 | 0 | 1 | 1 | 0 | 0 | 0 | 0 | 0 | 0 | 0 | 0 | 0 | 0 | 0 | 0 | 0 | 1 | 0 | 0 | 0 | 0 | 0 | 0 | 0 | 0 | 0 | 0 | 0 | 0 | 0 | 0 | 0 | 0 | 0 | 0 | 0 | 0 | 0 | 0 | 0 | 0 | 0 | 0 | 0 | 0 | 0 | 0 | 0 | 0 | 1 |  | 0 | 0 | 0 | 0 | 0 | 0 | 0 | 0 | 0 | 0 | 0 | 0 | 0 | 0 | 0 | 0 | 0 | 0 | 0 | 0 | 0 | 0 | 0 | 0 | 0 | 0 | 0 | 0 | 0 | 0 | 2 | 0 | 0 | 0 | 0 | 0 | -719.4865 | 284.1443 | 914.2905 | Vaca Dixon-Tesla 500kV Line | Birds Landing-Contra Costa 230kV Line | Birds Landing-Contra Costa 230kV Line |  | 0 | 0 | 0 | 0 | 0 | 0 | 196.5473 | 685.0163 | 914.2905 | Contra Costa- Windmaster 230 kV line | Contra Costa- Windmaster 230 kV line | Birds Landing-Contra Costa 230kV Line |  | 5 | 1 | YES | 2 | 1 | 1 | NO | 1
PG&E North of Greater Bay Study Area | Honcut | 115 | 0 | 0 | 0 | 0 | 0 | 0 | 0 | 0 | 0 | 0 | 0 | 0 | 0 | 0 | 0 | 0 | 0 | 0 | 0 | 0 | 0 | 0 | 0 | 0 | 0 | 0 | 0 | 0 | 0 | 0 | 0 | 0 | 0 | 0 | 0 | 0 | 0 | 0 | 0 | 0 | 0 | 0 | 0 | 0 | 1 | 0 | 0 | 0 | 0 | 1 | 1 | 1 | 1 | 0 | 0 | 0 | 0 | 0 | 0 | 0 | 0 | 0 | 0 | 0 | 1 | 1 | 0 | 0 | 0 | 0 | 0 | 0 | 0 | 0 | 0 | 0 | 0 | 0 | 0 | 0 | 0 | 0 | 0 | 0 | 0 | 0 | 0 | 0 | 0 | 0 | 0 | 0 | 0 | 0 | 0 | 0 | 0 | 0 | 0 | 0 | 0 | 0 | 0 | 0 | 0 | 0 | 0 | 0 |  | 0 | 0 | 0 | 0 | 0 | 0 | 0 | 0 | 0 | 0 | 0 | 0 | 0 | 0 | 0 | 0 | 0 | 0 | 0 | 0 | 0 | 0 | 0 | 0 | 0 | 0 | 0 | 0 | 0 | 0 | 1 | 0 | 0 | 0 | 0 | 0 | -719.4865 | 32.3255 | 266.795 | Vaca Dixon-Tesla 500kV Line | Rocklin-Pleaseant grove 115kV line | Rocklin-Pleaseant grove 115kV line |  | 0 | 0 | 0 | 0 | 0 | 0 | 0.1925 | 32.3255 | 266.795 | Rocklin-Pleaseant grove 115kV line | Rocklin-Pleaseant grove 115kV line | Rocklin-Pleaseant grove 115kV line |  | 5 | 1 | YES | 2 | 1 | 1 | NO | 1
SDG&E Study Area | Hoodoo Wash | 500 | 0 | 0 | 0 | 0 | 0 | 0 | 0 | 0 | 0 | 0 | 0 | 0 | 0 | 0 | 0 | 0 | 0 | 0 | 0 | 1 | 0 | 1 | 0 | 0 | 0 | 1 | 0 | 0 | 1 | 0 | 0 | 0 | 0 | 0 | 1 | 1 | 1 | 0 | 0 | 0 | 0 | 0 | 0 | 0 | 0 | 0 | 0 | 0 | 0 | 0 | 0 | 0 | 0 | 0 | 0 | 0 | 0 | 0 | 0 | 0 | 0 | 0 | 0 | 0 | 0 | 0 | 0 | 0 | 0 | 0 | 0 | 0 | 0 | 0 | 0 | 0 | 0 | 0 | 0 | 0 | 0 | 0 | 0 | 0 | 0 | 0 | 0 | 0 | 0 | 0 | 0 | 0 | 0 | 0 | 0 | 0 | 0 | 0 | 0 | 0 | 0 | 0 | 0 | 0 | 0 | 0 | 0 | 6 |  | 0 | 0 | 0 | 0 | 0 | 0 | 0 | 0 | 0 | 0 | 0 | 0 | 0 | 0 | 0 | 0 | 0 | 0 | 0 | 0 | 0 | 0 | 0 | 0 | 250 | 700 | 400 | 100 | 0 | 1 | 1 | 1 | 0 | 0 | 0 | 0 | -1497.8218 | 1259.03 | 3557 | Lugo - Victorville area constraint | Encina - San Luis Rey 230 kV constraint | Encina - San Luis Rey 230 kV constraint |  | 0 | 1 | 0 | 0 | 0 | 0 | -1466.348 | 1259.03 | 3557 | Devers-Red Bluff Constraint | Encina - San Luis Rey 230 kV constraint | Encina - San Luis Rey 230 kV constraint |  | 5 | 4 | YES | 4 | 1 | 1 | NO | 1
PG&E North of Greater Bay Study Area | Hopland | 115 | 0 | 0 | 0 | 0 | 0 | 0 | 0 | 0 | 0 | 0 | 0 | 0 | 0 | 0 | 0 | 0 | 0 | 0 | 0 | 0 | 0 | 0 | 0 | 0 | 0 | 0 | 0 | 0 | 0 | 0 | 0 | 0 | 0 | 0 | 0 | 0 | 0 | 0 | 0 | 0 | 0 | 0 | 0 | 0 | 0 | 0 | 1 | 0 | 0 | 0 | 0 | 0 | 0 | 0 | 0 | 0 | 0 | 0 | 0 | 0 | 0 | 0 | 0 | 0 | 0 | 0 | 0 | 0 | 0 | 0 | 0 | 0 | 0 | 0 | 0 | 0 | 0 | 0 | 0 | 0 | 0 | 0 | 0 | 0 | 0 | 0 | 0 | 0 | 0 | 0 | 0 | 0 | 0 | 0 | 0 | 0 | 0 | 0 | 0 | 0 | 0 | 0 | 0 | 0 | 0 | 0 | 0 | 0 |  | 0 | 0 | 0 | 0 | 0 | 0 | 0 | 0 | 0 | 0 | 0 | 0 | 0 | 0 | 0 | 0 | 0 | 0 | 0 | 0 | 0 | 0 | 0 | 0 | 0 | 0 | 0 | 0 | 0 | 0 | 0 | 0 | 0 | 0 | 0 | 0 | 1365.544 | 1434.4902 | 1448.3072 | Cortina-Eagle Rock 115 kV line | Cortina-Eagle Rock 115 kV line | Cortina-Eagle Rock 115 kV line |  | 0 | 0 | 0 | 0 | 0 | 0 | 1365.544 | 1434.4902 | 1448.3072 | Cortina-Eagle Rock 115 kV line | Cortina-Eagle Rock 115 kV line | Cortina-Eagle Rock 115 kV line |  | 1 | 1 | NO | 1 | 1 | 1 | NO | 1
PG&E North of Greater Bay Study Area | Humboldt | 115 | 0 | 0 | 0 | 0 | 0 | 0 | 0 | 0 | 0 | 0 | 0 | 0 | 0 | 0 | 0 | 0 | 0 | 0 | 0 | 0 | 0 | 0 | 0 | 0 | 0 | 0 | 0 | 0 | 0 | 0 | 0 | 0 | 0 | 0 | 0 | 0 | 0 | 0 | 0 | 0 | 0 | 0 | 0 | 0 | 0 | 0 | 0 | 0 | 0 | 0 | 0 | 0 | 0 | 0 | 0 | 0 | 0 | 0 | 0 | 0 | 0 | 0 | 0 | 0 | 0 | 0 | 0 | 0 | 0 | 0 | 0 | 0 | 0 | 0 | 0 | 0 | 0 | 0 | 0 | 0 | 0 | 0 | 0 | 0 | 0 | 0 | 0 | 0 | 0 | 0 | 0 | 0 | 0 | 0 | 0 | 0 | 0 | 0 | 0 | 0 | 0 | 0 | 0 | 0 | 0 | 0 | 0 | 0 |  | 0 | 0 | 0 | 0 | 0 | 0 | 0 | 0 | 0 | 0 | 0 | 0 | 0 | 0 | 0 | 0 | 2.5 | 0 | 0 | 0 | 0 | 0 | 0 | 7.969 | 0 | 0 | 1.25 | 0 | 0 | 1 | 0 | 0 | 0 | 0 | 0 | 0 | 0 | 0 | 0 | #N/A | #N/A | #N/A |  | 0 | 0 | 0 | 0 | 0 | 0 | 0 | 0 | 0 | #N/A | #N/A | #N/A |  | 1 | 1 | NO | 1 | 1 | 1 | NO | 1
PG&E North of Greater Bay Study Area | Humboldt (Proposed) | 500 | 0 | 0 | 0 | 0 | 0 | 0 | 0 | 0 | 0 | 0 | 0 | 0 | 0 | 0 | 0 | 0 | 0 | 0 | 0 | 0 | 0 | 0 | 0 | 0 | 0 | 0 | 0 | 0 | 0 | 0 | 0 | 0 | 0 | 0 | 0 | 0 | 0 | 0 | 0 | 0 | 0 | 0 | 0 | 0 | 0 | 0 | 0 | 0 | 0 | 0 | 0 | 0 | 0 | 1 | 0 | 0 | 0 | 0 | 0 | 0 | 0 | 0 | 0 | 0 | 0 | 0 | 0 | 0 | 0 | 0 | 0 | 0 | 0 | 0 | 0 | 0 | 0 | 0 | 0 | 0 | 0 | 0 | 0 | 0 | 0 | 0 | 0 | 0 | 0 | 0 | 0 | 0 | 0 | 0 | 0 | 0 | 0 | 0 | 0 | 0 | 0 | 0 | 0 | 0 | 0 | 0 | 0 | 0 |  | 0 | 0 | 0 | 0 | 0 | 0 | 0 | 0 | 0 | 0 | 0 | 0 | 0 | 0 | 0 | 0 | 0 | 0 | 0 | 0 | 0 | 0 | 0 | 0 | 0 | 0 | 0 | 0 | 0 | 0 | 0 | 0 | 0 | 0 | 0 | 0 | 0 | 0 | 0 | Humboldt Offshore Wind constraint | Humboldt Offshore Wind constraint | Humboldt Offshore Wind constraint |  | 0 | 0 | 0 | 0 | 0 | 0 | 0 | 0 | 0 | Humboldt Offshore Wind constraint | Humboldt Offshore Wind constraint | Humboldt Offshore Wind constraint |  | 1 | 1 | NO | 1 | 1 | 1 | NO | 1
SCE Metro Study Area | Huntington Beach | 230 | 0 | 0 | 0 | 0 | 0 | 0 | 0 | 0 | 0 | 0 | 0 | 0 | 1 | 0 | 0 | 0 | 0 | 0 | 0 | 0 | 0 | 0 | 0 | 0 | 0 | 0 | 0 | 0 | 0 | 0 | 0 | 0 | 0 | 0 | 0 | 0 | 0 | 0 | 0 | 0 | 0 | 0 | 0 | 0 | 0 | 0 | 0 | 0 | 0 | 0 | 0 | 0 | 0 | 0 | 0 | 0 | 0 | 0 | 0 | 0 | 0 | 0 | 0 | 0 | 0 | 0 | 0 | 0 | 0 | 0 | 0 | 0 | 0 | 0 | 0 | 0 | 0 | 0 | 0 | 0 | 0 | 0 | 0 | 0 | 0 | 0 | 0 | 0 | 0 | 0 | 0 | 0 | 0 | 0 | 0 | 0 | 0 | 0 | 0 | 0 | 0 | 0 | 0 | 0 | 0 | 0 | 0 | 0 |  | 0 | 0 | 0 | 0 | 0 | 0 | 0 | 0 | 0 | 0 | 0 | 0 | 0 | 0 | 0 | 0 | 0 | 0 | 0 | 0 | 0 | 0 | 0 | 0 | 0 | 0 | 0 | 0 | 0 | 0 | 0 | 0 | 0 | 0 | 0 | 0 | 11593.076 | 12657.742 | 15859.82 | SCE Metro Area Default Constraint | SCE Metro Area Default Constraint | SCE Metro Area Default Constraint |  | 0 | 0 | 0 | 0 | 0 | 0 | 11593.076 | 12657.742 | 15859.82 | SCE Metro Area Default Constraint | SCE Metro Area Default Constraint | SCE Metro Area Default Constraint |  | 1 | 1 | NO | 1 | 1 | 1 | NO | 1
PG&E North of Greater Bay Study Area | Ignacio | 230 | 0 | 0 | 0 | 0 | 0 | 0 | 0 | 0 | 0 | 0 | 0 | 0 | 0 | 0 | 0 | 0 | 0 | 0 | 0 | 0 | 0 | 0 | 0 | 0 | 0 | 0 | 0 | 0 | 0 | 0 | 0 | 0 | 0 | 0 | 0 | 0 | 0 | 0 | 0 | 0 | 0 | 0 | 0 | 0 | 0 | 0 | 1 | 0 | 0 | 0 | 0 | 0 | 0 | 0 | 0 | 0 | 0 | 0 | 0 | 0 | 0 | 0 | 0 | 0 | 0 | 0 | 0 | 0 | 0 | 0 | 0 | 0 | 0 | 0 | 0 | 0 | 0 | 0 | 0 | 0 | 0 | 0 | 0 | 0 | 0 | 0 | 0 | 0 | 0 | 0 | 0 | 0 | 0 | 0 | 0 | 0 | 0 | 0 | 0 | 0 | 0 | 0 | 0 | 0 | 0 | 0 | 0 | 0 |  | 0 | 0 | 0 | 0 | 0 | 0 | 0 | 0 | 0 | 0 | 0 | 0 | 0 | 0 | 0 | 0 | 0 | 0 | 0 | 0 | 0 | 0 | 0 | 0 | 0 | 0 | 0 | 0 | 0 | 0 | 0 | 0 | 0 | 0 | 0 | 0 | 1365.544 | 1434.4902 | 1448.3072 | Cortina-Eagle Rock 115 kV line | Cortina-Eagle Rock 115 kV line | Cortina-Eagle Rock 115 kV line |  | 0 | 0 | 0 | 0 | 0 | 0 | 1365.544 | 1434.4902 | 1448.3072 | Cortina-Eagle Rock 115 kV line | Cortina-Eagle Rock 115 kV line | Cortina-Eagle Rock 115 kV line |  | 1 | 1 | NO | 1 | 1 | 1 | NO | 1
PG&E North of Greater Bay Study Area | Ignacio | 115 | 0 | 0 | 0 | 0 | 0 | 0 | 0 | 0 | 0 | 0 | 0 | 0 | 0 | 0 | 0 | 0 | 0 | 0 | 0 | 0 | 0 | 0 | 0 | 0 | 0 | 0 | 0 | 0 | 0 | 0 | 0 | 0 | 0 | 0 | 0 | 0 | 0 | 0 | 0 | 0 | 0 | 0 | 0 | 1 | 1 | 0 | 1 | 0 | 0 | 0 | 0 | 0 | 0 | 0 | 0 | 0 | 0 | 1 | 1 | 1 | 1 | 0 | 0 | 0 | 1 | 0 | 0 | 0 | 0 | 0 | 0 | 0 | 0 | 1 | 0 | 0 | 0 | 0 | 0 | 0 | 0 | 0 | 0 | 0 | 0 | 0 | 0 | 0 | 0 | 0 | 0 | 0 | 0 | 0 | 0 | 0 | 0 | 0 | 0 | 0 | 0 | 0 | 0 | 0 | 0 | 0 | 0 | 1 |  | 0 | 0 | 0 | 0 | 0 | 0 | 0 | 0 | 0 | 0 | 0 | 0 | 0 | 0 | 0 | 0 | 0 | 0 | 0 | 0 | 0 | 0 | 0 | 0 | 0 | 0 | 0 | 0 | 0 | 0 | 2 | 0 | 0 | 0 | 0 | 0 | -719.4865 | 324.7033 | 942.0393 | Vaca Dixon-Tesla 500kV Line | Windmaster-Delta pumps 230 kV line | Windmaster-Delta pumps 230 kV line |  | 0 | 0 | 0 | 0 | 0 | 0 | 196.5473 | 685.0163 | 942.0393 | Contra Costa- Windmaster 230 kV line | Contra Costa- Windmaster 230 kV line | Windmaster-Delta pumps 230 kV line |  | 5 | 1 | YES | 2 | 1 | 1 | NO | 1
SDG&E Study Area | Imperial Valley | 500 | 0 | 0 | 0 | 0 | 0 | 0 | 0 | 0 | 0 | 0 | 0 | 0 | 0 | 0 | 0 | 0 | 0 | 0 | 0 | 1 | 0 | 1 | 0 | 0 | 0 | 1 | 0 | 0 | 1 | 0 | 0 | 0 | 1 | 0 | 1 | 1 | 1 | 0 | 1 | 1 | 1 | 0 | 0 | 0 | 0 | 0 | 0 | 0 | 0 | 0 | 0 | 0 | 0 | 0 | 0 | 0 | 0 | 0 | 0 | 0 | 0 | 0 | 0 | 0 | 0 | 0 | 0 | 0 | 0 | 0 | 0 | 0 | 0 | 0 | 0 | 0 | 0 | 0 | 0 | 0 | 0 | 0 | 0 | 0 | 0 | 0 | 0 | 0 | 0 | 0 | 0 | 0 | 0 | 0 | 0 | 0 | 0 | 0 | 0 | 0 | 0 | 0 | 0 | 0 | 0 | 0 | 0 | 7 |  | 0 | 0 | 0 | 0 | 0 | 0 | 0 | 0 | 0 | 0 | 0 | 0 | 0 | 0 | 0 | 0 | 0 | 0 | 0 | 0 | 0 | 0 | 0 | 0 | 0 | 0 | 0 | 0 | 0 | 0 | 3 | 1 | 0 | 0 | 0 | 0 | -1497.8218 | 111.53 | 767.5 | Lugo - Victorville area constraint | Silvergate - Bay Blvd 230 kV constraint | Silvergate - Bay Blvd 230 kV constraint |  | 0 | 1 | 0 | 0 | 0 | 0 | -1466.348 | 979.26 | 1435.5 | Devers-Red Bluff Constraint | Otay Mesa 230 kV constraint | Silvergate-Old Town 230 kV constraint |  | 5 | 4 | YES | 4 | 1 | 1 | NO | 1
SDG&E Study Area | Imperial Valley | 230 | 0 | 0 | 0 | 0 | 0 | 0 | 0 | 0 | 0 | 0 | 0 | 0 | 0 | 0 | 0 | 0 | 0 | 0 | 0 | 1 | 0 | 1 | 0 | 0 | 0 | 1 | 0 | 0 | 1 | 0 | 0 | 0 | 1 | 0 | 1 | 1 | 1 | 0 | 1 | 1 | 1 | 0 | 0 | 0 | 0 | 0 | 0 | 0 | 0 | 0 | 0 | 0 | 0 | 0 | 0 | 0 | 0 | 0 | 0 | 0 | 0 | 0 | 0 | 0 | 0 | 0 | 0 | 0 | 0 | 0 | 0 | 0 | 0 | 0 | 0 | 0 | 0 | 0 | 0 | 0 | 0 | 0 | 0 | 0 | 0 | 0 | 0 | 0 | 0 | 0 | 0 | 0 | 0 | 0 | 0 | 0 | 0 | 0 | 0 | 0 | 0 | 0 | 0 | 0 | 0 | 0 | 0 | 7 |  | 50 | 0 | 0 | 0 | 0 | 0 | 0 | 0 | 0 | 120 | 0 | 171 | 0 | 0 | 1 | 50 | 0 | 0 | 0 | 0 | 0 | 0 | 0 | 0 | 0 | 0 | 174 | 0 | 0 | 1 | 3 | 1 | 0 | 0 | 0 | 0 | -1497.8218 | 111.53 | 767.5 | Lugo - Victorville area constraint | Silvergate - Bay Blvd 230 kV constraint | Silvergate - Bay Blvd 230 kV constraint |  | 0 | 1 | 0 | 0 | 0 | 0 | -1466.348 | 979.26 | 1435.5 | Devers-Red Bluff Constraint | Otay Mesa 230 kV constraint | Silvergate-Old Town 230 kV constraint |  | 5 | 4 | YES | 4 | 1 | 1 | NO | 1
East of Pisgah Study Area | Innovation | 230 | 0 | 0 | 0 | 0 | 0 | 0 | 0 | 0 | 0 | 0 | 0 | 0 | 0 | 0 | 0 | 0 | 0 | 0 | 0 | 1 | 0 | 1 | 0 | 0 | 0 | 0 | 0 | 1 | 1 | 0 | 0 | 0 | 0 | 0 | 0 | 0 | 0 | 0 | 0 | 0 | 0 | 0 | 0 | 0 | 0 | 0 | 0 | 0 | 0 | 0 | 0 | 0 | 0 | 0 | 0 | 0 | 0 | 0 | 0 | 0 | 0 | 0 | 0 | 0 | 0 | 0 | 0 | 0 | 0 | 0 | 0 | 0 | 0 | 0 | 0 | 0 | 0 | 0 | 0 | 0 | 0 | 0 | 0 | 0 | 0 | 0 | 0 | 0 | 0 | 0 | 0 | 0 | 0 | 0 | 0 | 0 | 0 | 0 | 0 | 0 | 0 | 0 | 0 | 0 | 0 | 0 | 0 | 3 |  | 0 | 0 | 0 | 0 | 0 | 0 | 0 | 0 | 0 | 0 | 0 | 0 | 0 | 0 | 0 | 0 | 0 | 100 | 0 | 0 | 0 | 0 | 0 | 0 | 300 | 0 | 50 | 50 | 0 | 1 | 1 | 1 | 0 | 0 | 0 | 0 | -1497.8218 | 558.32 | 1927.6 | Lugo - Victorville area constraint | GLW 230kV area constraint | GLW 230kV area constraint |  | 0 | 1 | 0 | 0 | 0 | 0 | -1466.348 | 558.32 | 1927.6 | Devers-Red Bluff Constraint | GLW 230kV area constraint | GLW 230kV area constraint |  | 5 | 4 | YES | 4 | 1 | 1 | NO | 1
East of Pisgah Study Area | Innovation | 138 | 0 | 0 | 0 | 0 | 0 | 0 | 0 | 0 | 0 | 0 | 0 | 0 | 0 | 0 | 0 | 0 | 0 | 0 | 0 | 1 | 0 | 1 | 0 | 0 | 0 | 0 | 1 | 1 | 1 | 0 | 0 | 0 | 0 | 0 | 0 | 0 | 0 | 0 | 0 | 0 | 0 | 0 | 0 | 0 | 0 | 0 | 0 | 0 | 0 | 0 | 0 | 0 | 0 | 0 | 0 | 0 | 0 | 0 | 0 | 0 | 0 | 0 | 0 | 0 | 0 | 0 | 0 | 0 | 0 | 0 | 0 | 0 | 0 | 0 | 0 | 0 | 0 | 0 | 0 | 0 | 0 | 0 | 0 | 0 | 0 | 0 | 0 | 0 | 0 | 0 | 0 | 0 | 0 | 0 | 0 | 0 | 0 | 0 | 0 | 0 | 0 | 0 | 0 | 0 | 0 | 0 | 0 | 3 |  | 0 | 0 | 0 | 0 | 0 | 0 | 0 | 0 | 0 | 0 | 0 | 0 | 0 | 0 | 0 | 0 | 0 | 0 | 0 | 0 | 0 | 0 | 0 | 0 | 0 | 0 | 0 | 0 | 0 | 0 | 2 | 1 | 1 | 0 | 1 | 0 | -1497.8218 | -273.2 | -521 | Lugo - Victorville area constraint | VEA 138kV area constraint | VEA 138kV area constraint |  | 0 | 1 | 0 | 0 | 0 | 0 | -1466.348 | 558.32 | 409 | Devers-Red Bluff Constraint | GLW 230kV area constraint | VEA 138kV area constraint |  | 5 | 4 | YES | 4 | 5 | 1 | YES | 2
SCE North of Lugo Study Area | Inyokern | 115 | 0 | 0 | 0 | 0 | 0 | 0 | 0 | 0 | 0 | 0 | 0 | 0 | 0 | 1 | 1 | 1 | 1 | 0 | 0 | 0 | 0 | 0 | 0 | 0 | 0 | 0 | 0 | 0 | 0 | 0 | 0 | 0 | 0 | 0 | 0 | 0 | 0 | 0 | 0 | 0 | 0 | 0 | 0 | 0 | 0 | 0 | 0 | 0 | 0 | 0 | 0 | 0 | 0 | 0 | 0 | 0 | 0 | 0 | 0 | 0 | 0 | 0 | 0 | 0 | 0 | 0 | 0 | 0 | 0 | 0 | 0 | 0 | 0 | 0 | 0 | 0 | 0 | 0 | 0 | 0 | 0 | 0 | 0 | 0 | 0 | 0 | 0 | 0 | 0 | 0 | 0 | 0 | 0 | 0 | 0 | 0 | 0 | 0 | 0 | 0 | 0 | 0 | 0 | 0 | 0 | 0 | 0 | 3 |  | 0 | 0 | 0 | 0 | 0 | 0 | 0 | 0 | 2 | 0 | 0 | 0 | 0 | 0 | 1 | 0 | 0 | 0 | 0 | 0 | 0 | 0 | 0 | 0 | 0 | 0 | 0 | 0 | 0 | 0 | 0 | 0 | 1 | 0 | 0 | 1 | 0.288 | -0.354 | -0.24 | Control to Inyokern area constraint | Control to Inyokern area constraint | Control to Inyokern area constraint |  | 0 | 0 | 1 | 0 | 0 | 1 | 0.288 | -0.354 | -0.24 | Control to Inyokern area constraint | Control to Inyokern area constraint | Control to Inyokern area constraint |  | 5 | 5 | NO | 5 | 3 | 3 | NO | 3
East of Pisgah Study Area | IS Tap | 138 | 0 | 0 | 0 | 0 | 0 | 0 | 0 | 0 | 0 | 0 | 0 | 0 | 0 | 0 | 0 | 0 | 0 | 0 | 0 | 1 | 0 | 1 | 0 | 0 | 0 | 0 | 1 | 0 | 1 | 0 | 0 | 0 | 0 | 0 | 0 | 0 | 0 | 0 | 0 | 0 | 0 | 0 | 0 | 0 | 0 | 0 | 0 | 0 | 0 | 0 | 0 | 0 | 0 | 0 | 0 | 0 | 0 | 0 | 0 | 0 | 0 | 0 | 0 | 0 | 0 | 0 | 0 | 0 | 0 | 0 | 0 | 0 | 0 | 0 | 0 | 0 | 0 | 0 | 0 | 0 | 0 | 0 | 0 | 0 | 0 | 0 | 0 | 0 | 0 | 0 | 0 | 0 | 0 | 0 | 0 | 0 | 0 | 0 | 0 | 0 | 0 | 0 | 0 | 0 | 0 | 0 | 0 | 2 |  | 0 | 0 | 0 | 0 | 0 | 0 | 0 | 0 | 0 | 0 | 0 | 0 | 0 | 0 | 0 | 0 | 0 | 0 | 0 | 0 | 0 | 0 | 0 | 0 | 0 | 0 | 0 | 0 | 0 | 0 | 2 | 1 | 1 | 0 | 1 | 0 | -1497.8218 | -273.2 | -521 | Lugo - Victorville area constraint | VEA 138kV area constraint | VEA 138kV area constraint |  | 0 | 1 | 0 | 0 | 0 | 0 | -1466.348 | 1093.8 | 409 | Devers-Red Bluff Constraint | VEA 138kV area constraint | VEA 138kV area constraint |  | 5 | 4 | YES | 4 | 5 | 1 | YES | 2
East of Pisgah Study Area | Ivanpah | 230 | 0 | 0 | 0 | 0 | 0 | 0 | 0 | 0 | 0 | 0 | 0 | 0 | 0 | 0 | 0 | 0 | 0 | 0 | 0 | 0 | 0 | 0 | 0 | 0 | 0 | 0 | 0 | 0 | 1 | 0 | 0 | 0 | 0 | 0 | 0 | 0 | 0 | 0 | 0 | 0 | 0 | 0 | 0 | 0 | 0 | 0 | 0 | 0 | 0 | 0 | 0 | 0 | 0 | 0 | 0 | 0 | 0 | 0 | 0 | 0 | 0 | 0 | 0 | 0 | 0 | 0 | 0 | 0 | 0 | 0 | 0 | 0 | 0 | 0 | 0 | 0 | 0 | 0 | 0 | 0 | 0 | 0 | 0 | 0 | 0 | 0 | 0 | 0 | 0 | 0 | 0 | 0 | 0 | 0 | 0 | 0 | 0 | 0 | 0 | 0 | 0 | 0 | 0 | 0 | 0 | 0 | 0 | 0 |  | 0 | 0 | 0 | 0 | 0 | 0 | 0 | 0 | 0 | 0 | 0 | 0 | 0 | 0 | 0 | 0 | 0 | 0 | 0 | 0 | 0 | 0 | 0 | 0 | 0 | 0 | 0 | 0 | 0 | 0 | 1 | 0 | 0 | 0 | 0 | 0 | -1497.8218 | 3085.8404 | 6388.056 | Lugo - Victorville area constraint | Lugo - Victorville area constraint | Lugo - Victorville area constraint |  | 0 | 0 | 0 | 0 | 0 | 0 | 5302.1782 | 9885.8404 | 13188.056 | Lugo - Victorville area constraint | Lugo - Victorville area constraint | Lugo - Victorville area constraint |  | 5 | 1 | YES | 2 | 1 | 1 | NO | 1
East of Pisgah Study Area | Jackass (DOE) | 138 | 0 | 0 | 0 | 0 | 0 | 0 | 0 | 0 | 0 | 0 | 0 | 0 | 0 | 0 | 0 | 0 | 0 | 0 | 0 | 1 | 0 | 1 | 0 | 0 | 0 | 0 | 1 | 0 | 1 | 0 | 0 | 0 | 0 | 0 | 0 | 0 | 0 | 0 | 0 | 0 | 0 | 0 | 0 | 0 | 0 | 0 | 0 | 0 | 0 | 0 | 0 | 0 | 0 | 0 | 0 | 0 | 0 | 0 | 0 | 0 | 0 | 0 | 0 | 0 | 0 | 0 | 0 | 0 | 0 | 0 | 0 | 0 | 0 | 0 | 0 | 0 | 0 | 0 | 0 | 0 | 0 | 0 | 0 | 0 | 0 | 0 | 0 | 0 | 0 | 0 | 0 | 0 | 0 | 0 | 0 | 0 | 0 | 0 | 0 | 0 | 0 | 0 | 0 | 0 | 0 | 0 | 0 | 2 |  | 0 | 0 | 0 | 0 | 0 | 0 | 0 | 0 | 0 | 0 | 0 | 0 | 0 | 0 | 0 | 0 | 0 | 0 | 0 | 0 | 0 | 0 | 0 | 0 | 0 | 0 | 0 | 0 | 0 | 0 | 2 | 1 | 1 | 0 | 1 | 0 | -1497.8218 | -273.2 | -521 | Lugo - Victorville area constraint | VEA 138kV area constraint | VEA 138kV area constraint |  | 0 | 1 | 0 | 0 | 0 | 0 | -1466.348 | 1093.8 | 409 | Devers-Red Bluff Constraint | VEA 138kV area constraint | VEA 138kV area constraint |  | 5 | 4 | YES | 4 | 5 | 1 | YES | 2
PG&E Fresno Study Area | Jackson Swt | 115 | 0 | 0 | 0 | 0 | 0 | 0 | 0 | 0 | 0 | 0 | 0 | 0 | 0 | 0 | 0 | 0 | 0 | 0 | 0 | 0 | 0 | 0 | 0 | 0 | 0 | 0 | 0 | 0 | 0 | 0 | 0 | 0 | 0 | 0 | 0 | 0 | 0 | 0 | 0 | 0 | 0 | 0 | 0 | 0 | 0 | 0 | 0 | 0 | 0 | 0 | 0 | 0 | 0 | 0 | 0 | 0 | 0 | 0 | 0 | 0 | 0 | 0 | 0 | 0 | 0 | 0 | 0 | 0 | 0 | 0 | 0 | 0 | 0 | 0 | 0 | 0 | 0 | 0 | 0 | 0 | 0 | 0 | 0 | 0 | 0 | 0 | 0 | 0 | 0 | 0 | 0 | 0 | 0 | 0 | 0 | 0 | 0 | 0 | 0 | 0 | 0 | 0 | 0 | 0 | 0 | 0 | 1 | 0 |  | 0 | 0 | 0 | 0 | 0 | 0 | 0 | 0 | 0 | 0 | 0 | 0 | 0 | 0 | 0 | 0 | 0 | 0 | 0 | 0 | 0 | 0 | 0 | 0 | 0 | 0 | 0 | 0 | 0 | 0 | 0 | 0 | 0 | 0 | 0 | 0 | 84.6 | 82.776 | 24.84 | Jacksson-WaukenaCorcoran 115kV line | Jacksson-WaukenaCorcoran 115kV line | Jacksson-WaukenaCorcoran 115kV line |  | 0 | 0 | 0 | 0 | 0 | 0 | 84.6 | 82.776 | 24.84 | Jacksson-WaukenaCorcoran 115kV line | Jacksson-WaukenaCorcoran 115kV line | Jacksson-WaukenaCorcoran 115kV line |  | 1 | 1 | NO | 1 | 1 | 1 | NO | 1
PG&E North of Greater Bay Study Area | Jessup | 115 | 0 | 0 | 0 | 0 | 0 | 0 | 0 | 0 | 0 | 0 | 0 | 0 | 0 | 0 | 0 | 0 | 0 | 0 | 0 | 0 | 0 | 0 | 0 | 0 | 0 | 0 | 0 | 0 | 0 | 0 | 0 | 0 | 0 | 0 | 0 | 0 | 0 | 0 | 0 | 0 | 0 | 0 | 0 | 0 | 1 | 0 | 0 | 0 | 0 | 0 | 0 | 0 | 0 | 0 | 0 | 0 | 0 | 0 | 0 | 0 | 0 | 0 | 0 | 0 | 0 | 0 | 0 | 0 | 0 | 0 | 0 | 0 | 0 | 0 | 0 | 0 | 0 | 0 | 0 | 0 | 0 | 0 | 0 | 0 | 0 | 0 | 0 | 0 | 0 | 0 | 0 | 0 | 0 | 0 | 0 | 0 | 0 | 0 | 0 | 0 | 0 | 0 | 0 | 0 | 0 | 0 | 0 | 0 |  | 0 | 0 | 0 | 0 | 0 | 0 | 0 | 0 | 0 | 0 | 0 | 0 | 0 | 0 | 0 | 0 | 6 | 0 | 0 | 0 | 0 | 0 | 0 | 0 | 0 | 0 | 0 | 0 | 0 | 1 | 1 | 0 | 0 | 0 | 0 | 0 | -719.4865 | 324.7487 | 1977.3898 | Vaca Dixon-Tesla 500kV Line | Vaca Dixon-Tesla 500kV Line | Vaca Dixon-Tesla 500kV Line |  | 0 | 0 | 0 | 0 | 0 | 0 | 7925.5135 | 8969.7487 | 1977.3898 | Vaca Dixon-Tesla 500kV Line | Vaca Dixon-Tesla 500kV Line | Vaca Dixon-Tesla 500kV Line |  | 5 | 1 | YES | 2 | 1 | 1 | NO | 1
SCE Metro Study Area | Johanna | 230 | 0 | 0 | 0 | 0 | 0 | 0 | 0 | 0 | 0 | 0 | 0 | 0 | 1 | 0 | 0 | 0 | 0 | 0 | 0 | 0 | 0 | 0 | 0 | 0 | 0 | 0 | 0 | 0 | 0 | 0 | 0 | 0 | 0 | 0 | 0 | 0 | 0 | 0 | 0 | 0 | 0 | 0 | 0 | 0 | 0 | 0 | 0 | 0 | 0 | 0 | 0 | 0 | 0 | 0 | 0 | 0 | 0 | 0 | 0 | 0 | 0 | 0 | 0 | 0 | 0 | 0 | 0 | 0 | 0 | 0 | 0 | 0 | 0 | 0 | 0 | 0 | 0 | 0 | 0 | 0 | 0 | 0 | 0 | 0 | 0 | 0 | 0 | 0 | 0 | 0 | 0 | 0 | 0 | 0 | 0 | 0 | 0 | 0 | 0 | 0 | 0 | 0 | 0 | 0 | 0 | 0 | 0 | 0 |  | 0 | 0 | 0 | 0 | 0 | 0 | 0 | 0 | 0 | 0 | 0 | 61.4 | 0 | 0 | 1 | 0 | 0 | 0 | 0 | 0 | 0 | 0 | 0 | 0 | 0 | 0 | 40 | 50 | 0 | 1 | 0 | 0 | 0 | 0 | 0 | 0 | 11593.076 | 12657.742 | 15859.82 | SCE Metro Area Default Constraint | SCE Metro Area Default Constraint | SCE Metro Area Default Constraint |  | 0 | 0 | 0 | 0 | 0 | 0 | 11593.076 | 12657.742 | 15859.82 | SCE Metro Area Default Constraint | SCE Metro Area Default Constraint | SCE Metro Area Default Constraint |  | 1 | 1 | NO | 1 | 1 | 1 | NO | 1
SCE Eastern Study Area | Julian Hinds | 230 | 0 | 0 | 0 | 0 | 0 | 0 | 0 | 0 | 0 | 0 | 0 | 0 | 0 | 0 | 0 | 0 | 0 | 0 | 0 | 0 | 0 | 1 | 1 | 1 | 0 | 1 | 0 | 0 | 0 | 0 | 0 | 0 | 0 | 0 | 0 | 0 | 0 | 0 | 0 | 0 | 0 | 0 | 0 | 0 | 0 | 0 | 0 | 0 | 0 | 0 | 0 | 0 | 0 | 0 | 0 | 0 | 0 | 0 | 0 | 0 | 0 | 0 | 0 | 0 | 0 | 0 | 0 | 0 | 0 | 0 | 0 | 0 | 0 | 0 | 0 | 0 | 0 | 0 | 0 | 0 | 0 | 0 | 0 | 0 | 0 | 0 | 0 | 0 | 0 | 0 | 0 | 0 | 0 | 0 | 0 | 0 | 0 | 0 | 0 | 0 | 0 | 0 | 0 | 0 | 0 | 0 | 0 | 2 |  | 0 | 0 | 0 | 0 | 0 | 0 | 0 | 0 | 0 | 0 | 0 | 0 | 0 | 0 | 0 | 0 | 0 | 0 | 0 | 0 | 0 | 0 | 0 | 0 | 0 | 0 | 0 | 0 | 0 | 0 | 0 | 1 | 0 | 0 | 0 | 0 | -1466.348 | 0 | 300 | Devers-Red Bluff Constraint | Eagle Mountain Constraint | Eagle Mountain Constraint |  | 0 | 1 | 0 | 0 | 0 | 0 | -1466.348 | 0 | 300 | Devers-Red Bluff Constraint | Eagle Mountain Constraint | Eagle Mountain Constraint |  | 4 | 4 | NO | 4 | 1 | 1 | NO | 1
PG&E Greater Bay Study Area | Kasson | 115 | 0 | 0 | 0 | 0 | 0 | 0 | 0 | 0 | 0 | 0 | 0 | 0 | 0 | 0 | 0 | 0 | 0 | 0 | 0 | 0 | 0 | 0 | 0 | 0 | 0 | 0 | 0 | 0 | 0 | 0 | 0 | 0 | 0 | 0 | 0 | 0 | 0 | 0 | 0 | 0 | 0 | 0 | 0 | 0 | 0 | 0 | 0 | 0 | 0 | 0 | 0 | 0 | 0 | 0 | 0 | 0 | 0 | 0 | 0 | 0 | 0 | 0 | 0 | 0 | 0 | 0 | 0 | 0 | 1 | 0 | 0 | 0 | 0 | 0 | 0 | 0 | 0 | 0 | 0 | 0 | 0 | 0 | 0 | 0 | 0 | 0 | 0 | 0 | 0 | 0 | 0 | 0 | 0 | 0 | 0 | 0 | 0 | 0 | 0 | 0 | 0 | 0 | 0 | 0 | 0 | 0 | 0 | 0 |  | 0 | 0 | 0 | 0 | 0 | 0 | 0 | 0 | 0 | 0 | 0 | 0 | 0 | 0 | 0 | 0 | 0 | 0 | 0 | 0 | 0 | 0 | 0 | 0 | 0 | 0 | 0 | 0 | 0 | 0 | 0 | 0 | 0 | 0 | 0 | 0 | 1020.859 | 1048.156 | 1134.6464 | Tesla-Salado 115 kV line | Tesla-Salado 115 kV line | Tesla-Salado 115 kV line |  | 0 | 0 | 0 | 0 | 0 | 0 | 1020.859 | 1048.156 | 1134.6464 | Tesla-Salado 115 kV line | Tesla-Salado 115 kV line | Tesla-Salado 115 kV line |  | 1 | 1 | NO | 1 | 1 | 1 | NO | 1
PG&E Fresno Study Area | Kearney | 230 | 0 | 0 | 0 | 0 | 0 | 0 | 0 | 0 | 0 | 0 | 0 | 0 | 0 | 0 | 0 | 0 | 0 | 0 | 0 | 0 | 0 | 0 | 0 | 0 | 0 | 0 | 0 | 0 | 0 | 0 | 0 | 0 | 0 | 0 | 0 | 0 | 0 | 0 | 0 | 0 | 0 | 0 | 0 | 0 | 0 | 0 | 0 | 0 | 0 | 0 | 1 | 0 | 0 | 0 | 0 | 0 | 0 | 0 | 0 | 0 | 0 | 0 | 0 | 0 | 0 | 0 | 0 | 0 | 0 | 0 | 0 | 0 | 0 | 0 | 0 | 0 | 1 | 0 | 0 | 0 | 0 | 0 | 0 | 0 | 0 | 1 | 1 | 0 | 1 | 1 | 1 | 1 | 1 | 1 | 0 | 1 | 0 | 1 | 1 | 0 | 0 | 1 | 0 | 0 | 0 | 0 | 0 | 4 |  | 0 | 0 | 0 | 0 | 0 | 0 | 0 | 0 | 0 | 0 | 0 | 0 | 0 | 0 | 0 | 0 | 0 | 0 | 0 | 0 | 0 | 0 | 0 | 0 | 0 | 0 | 0 | 0 | 0 | 0 | 2 | 0 | 2 | 0 | 0 | 0 | -1317.795 | -515.533 | 231.4102 | Midway-Q2005 230kV Line | Midway-Q2005 230kV Line | Panoche- Mendota 115 kV line |  | 0 | 0 | 0 | 0 | 0 | 0 | 49.732 | 552.8841 | 231.4102 | Gates 500/230kV TB #12 | Gates 500/230kV TB #12 | Panoche- Mendota 115 kV line |  | 5 | 1 | YES | 2 | 1 | 1 | NO | 1
PG&E Greater Bay Study Area | Kelso | 230 | 0 | 0 | 0 | 0 | 0 | 0 | 0 | 0 | 0 | 0 | 0 | 0 | 0 | 0 | 0 | 0 | 0 | 0 | 0 | 0 | 0 | 0 | 0 | 0 | 0 | 0 | 0 | 0 | 0 | 0 | 0 | 0 | 0 | 0 | 0 | 0 | 0 | 0 | 0 | 0 | 0 | 0 | 0 | 0 | 1 | 0 | 0 | 0 | 0 | 0 | 0 | 0 | 0 | 0 | 0 | 0 | 0 | 0 | 1 | 0 | 1 | 0 | 0 | 0 | 0 | 0 | 0 | 0 | 0 | 0 | 0 | 0 | 0 | 1 | 0 | 0 | 0 | 0 | 0 | 0 | 0 | 0 | 0 | 0 | 0 | 0 | 0 | 0 | 0 | 0 | 0 | 0 | 0 | 0 | 0 | 0 | 0 | 0 | 0 | 0 | 0 | 0 | 0 | 0 | 0 | 0 | 0 | 0 |  | 0 | 0 | 0 | 0 | 0 | 0 | 0 | 0 | 0 | 0 | 0 | 0 | 0 | 0 | 0 | 0 | 0 | 150 | 45 | 0 | 0 | 0 | 0 | 0 | 0 | 0 | 0 | 0 | 0 | 1 | 2 | 0 | 0 | 0 | 0 | 0 | -719.4865 | 324.7033 | 942.0393 | Vaca Dixon-Tesla 500kV Line | Windmaster-Delta pumps 230 kV line | Windmaster-Delta pumps 230 kV line |  | 0 | 0 | 0 | 0 | 0 | 0 | 1375.6243 | 3047.1908 | 942.0393 | Tesla-Tracy-Pump 230 kV line #2 | Tesla-Tracy-Pump 230 kV line #2 | Windmaster-Delta pumps 230 kV line |  | 5 | 1 | YES | 2 | 1 | 1 | NO | 1
PG&E Kern Study Area | Kern Oil | 115 | 0 | 0 | 0 | 0 | 0 | 0 | 0 | 0 | 0 | 0 | 0 | 0 | 0 | 0 | 0 | 0 | 0 | 0 | 0 | 0 | 0 | 0 | 0 | 0 | 0 | 0 | 0 | 0 | 0 | 0 | 0 | 0 | 0 | 0 | 0 | 0 | 0 | 0 | 0 | 0 | 0 | 0 | 0 | 0 | 0 | 0 | 0 | 0 | 0 | 0 | 0 | 0 | 0 | 0 | 0 | 0 | 0 | 0 | 0 | 0 | 0 | 0 | 0 | 0 | 0 | 0 | 0 | 0 | 0 | 0 | 0 | 0 | 0 | 0 | 0 | 0 | 0 | 0 | 1 | 0 | 0 | 0 | 0 | 1 | 0 | 0 | 0 | 0 | 0 | 0 | 0 | 0 | 0 | 0 | 0 | 0 | 0 | 0 | 0 | 0 | 0 | 0 | 0 | 0 | 0 | 0 | 0 | 0 |  | 0 | 0 | 0 | 0 | 0 | 0 | 0 | 0 | 0 | 0 | 0 | 0 | 0 | 0 | 0 | 0 | 0 | 0 | 0 | 0 | 0 | 0 | 0 | 1 | 0 | 0 | 0 | 0 | 0 | 1 | 0 | 0 | 0 | 0 | 0 | 0 | 120.518 | 91.2401 | 204.8922 | Semitropic-Midway 115kV Line | Semitropic-Midway 115kV Line | Semitropic-Midway 115kV Line |  | 0 | 0 | 0 | 0 | 0 | 0 | 120.518 | 91.2401 | 204.8922 | Semitropic-Midway 115kV Line | Semitropic-Midway 115kV Line | Semitropic-Midway 115kV Line |  | 1 | 1 | NO | 1 | 1 | 1 | NO | 1
PG&E Kern Study Area | Kern PP | 230 | 0 | 0 | 0 | 0 | 0 | 0 | 0 | 0 | 0 | 0 | 0 | 0 | 0 | 0 | 0 | 0 | 0 | 0 | 0 | 0 | 0 | 0 | 0 | 0 | 0 | 0 | 0 | 0 | 0 | 0 | 0 | 0 | 0 | 0 | 0 | 0 | 0 | 0 | 0 | 0 | 0 | 0 | 0 | 0 | 0 | 0 | 0 | 0 | 0 | 0 | 0 | 0 | 0 | 0 | 0 | 0 | 0 | 0 | 0 | 0 | 0 | 0 | 0 | 0 | 0 | 0 | 0 | 0 | 0 | 0 | 0 | 0 | 0 | 0 | 0 | 1 | 1 | 0 | 0 | 0 | 0 | 0 | 0 | 1 | 0 | 1 | 1 | 0 | 0 | 0 | 0 | 0 | 0 | 0 | 0 | 0 | 0 | 0 | 0 | 0 | 0 | 0 | 0 | 0 | 0 | 0 | 0 | 0 |  | 0 | 0 | 0 | 0 | 0 | 0 | 0 | 0 | 0 | 0 | 0 | 0 | 0 | 0 | 0 | 0 | 0 | 0 | 0 | 0 | 0 | 0 | 0 | 0 | 0 | 0 | 0 | 0 | 0 | 0 | 2 | 0 | 2 | 0 | 0 | 0 | -1317.795 | -515.533 | 204.8922 | Midway-Q2005 230kV Line | Midway-Q2005 230kV Line | Semitropic-Midway 115kV Line |  | 0 | 0 | 0 | 0 | 0 | 0 | 49.732 | 91.2401 | 204.8922 | Gates 500/230kV TB #12 | Semitropic-Midway 115kV Line | Semitropic-Midway 115kV Line |  | 5 | 1 | YES | 2 | 1 | 1 | NO | 1
PG&E Kern Study Area | Kern PP | 115 | 0 | 0 | 0 | 0 | 0 | 0 | 0 | 0 | 0 | 0 | 0 | 0 | 0 | 0 | 0 | 0 | 0 | 0 | 0 | 0 | 0 | 0 | 0 | 0 | 0 | 0 | 0 | 0 | 0 | 0 | 0 | 0 | 0 | 0 | 0 | 0 | 0 | 0 | 0 | 0 | 0 | 0 | 0 | 0 | 0 | 0 | 0 | 0 | 0 | 0 | 0 | 0 | 0 | 0 | 0 | 0 | 0 | 0 | 0 | 0 | 0 | 0 | 0 | 0 | 0 | 0 | 0 | 0 | 0 | 0 | 0 | 0 | 0 | 0 | 0 | 0 | 1 | 0 | 1 | 0 | 1 | 1 | 1 | 1 | 0 | 1 | 1 | 0 | 0 | 0 | 0 | 0 | 0 | 0 | 0 | 0 | 0 | 0 | 0 | 0 | 0 | 0 | 0 | 0 | 0 | 0 | 0 | 0 |  | 0 | 0 | 0 | 0 | 0 | 0 | 0 | 0 | 0 | 0 | 0 | 0 | 0 | 0 | 0 | 0 | 0 | 0 | 0 | 0 | 0 | 0 | 0 | 0 | 0 | 0 | 0 | 0 | 0 | 0 | 1 | 0 | 1 | 0 | 0 | 0 | -1317.795 | -515.533 | 171.033 | Midway-Q2005 230kV Line | Midway-Q2005 230kV Line | Kern-Tevis-Stockdale-Lamont 115kV line |  | 0 | 0 | 0 | 0 | 0 | 0 | 49.732 | 91.2401 | 171.033 | Gates 500/230kV TB #12 | Semitropic-Midway 115kV Line | Kern-Tevis-Stockdale-Lamont 115kV line |  | 5 | 1 | YES | 2 | 1 | 1 | NO | 1
PG&E Kern Study Area | Kernridge | 115 | 0 | 0 | 0 | 0 | 0 | 0 | 0 | 0 | 0 | 0 | 0 | 0 | 0 | 0 | 0 | 0 | 0 | 0 | 0 | 0 | 0 | 0 | 0 | 0 | 0 | 0 | 0 | 0 | 0 | 0 | 0 | 0 | 0 | 0 | 0 | 0 | 0 | 0 | 0 | 0 | 0 | 0 | 0 | 0 | 0 | 0 | 0 | 0 | 0 | 0 | 0 | 0 | 0 | 0 | 0 | 0 | 0 | 0 | 0 | 0 | 0 | 0 | 0 | 0 | 0 | 0 | 0 | 0 | 0 | 0 | 0 | 0 | 0 | 0 | 0 | 0 | 0 | 0 | 0 | 0 | 0 | 0 | 1 | 0 | 0 | 0 | 0 | 0 | 0 | 0 | 0 | 0 | 0 | 0 | 0 | 0 | 0 | 0 | 0 | 0 | 0 | 0 | 0 | 0 | 0 | 0 | 0 | 0 |  | 0 | 0 | 0 | 0 | 0 | 0 | 0 | 0 | 0 | 0 | 0 | 0 | 0 | 0 | 0 | 0 | 0 | 0 | 0 | 0 | 0 | 0 | 0 | 0 | 0 | 0 | 0 | 0 | 0 | 0 | 0 | 0 | 0 | 0 | 0 | 0 | 1069.043 | 1130.2584 | 1065.6609 | Midway 230/115kV TB #3 | Midway 230/115kV TB #3 | Midway 230/115kV TB #3 |  | 0 | 0 | 0 | 0 | 0 | 0 | 1069.043 | 1130.2584 | 1065.6609 | Midway 230/115kV TB #3 | Midway 230/115kV TB #3 | Midway 230/115kV TB #3 |  | 1 | 1 | NO | 1 | 1 | 1 | NO | 1
PG&E Greater Bay Study Area | Kirker | 115 | 0 | 0 | 0 | 0 | 0 | 0 | 0 | 0 | 0 | 0 | 0 | 0 | 0 | 0 | 0 | 0 | 0 | 0 | 0 | 0 | 0 | 0 | 0 | 0 | 0 | 0 | 0 | 0 | 0 | 0 | 0 | 0 | 0 | 0 | 0 | 0 | 0 | 0 | 0 | 0 | 0 | 0 | 0 | 1 | 1 | 0 | 0 | 0 | 0 | 0 | 0 | 0 | 0 | 0 | 1 | 1 | 0 | 0 | 0 | 0 | 1 | 0 | 0 | 1 | 1 | 0 | 0 | 0 | 0 | 0 | 0 | 0 | 0 | 1 | 0 | 0 | 0 | 0 | 0 | 0 | 0 | 0 | 0 | 0 | 0 | 0 | 0 | 0 | 0 | 0 | 0 | 0 | 0 | 0 | 0 | 0 | 0 | 0 | 0 | 0 | 0 | 0 | 0 | 0 | 0 | 0 | 0 | 2 |  | 0 | 0 | 0 | 0 | 0 | 0 | 0 | 0 | 0 | 0 | 0 | 0 | 0 | 0 | 0 | 0 | 0 | 0 | 0 | 0 | 0 | 0 | 0 | 3.9 | 0 | 0 | 20 | 0 | 0 | 1 | 1 | 0 | 0 | 0 | 0 | 0 | -719.4865 | 324.7487 | 1481.432 | Vaca Dixon-Tesla 500kV Line | Vaca Dixon-Tesla 500kV Line | Dumbarton-Newark 115 kV line |  | 0 | 0 | 0 | 0 | 0 | 0 | 1181.5167 | 2130.9944 | 1481.432 | Tesla-Bellota 230 kV line | Dumbarton-Newark 115 kV line | Dumbarton-Newark 115 kV line |  | 5 | 1 | YES | 2 | 1 | 1 | NO | 1
PG&E North of Greater Bay Study Area | Knights Landing | 115 | 0 | 0 | 0 | 0 | 0 | 0 | 0 | 0 | 0 | 0 | 0 | 0 | 0 | 0 | 0 | 0 | 0 | 0 | 0 | 0 | 0 | 0 | 0 | 0 | 0 | 0 | 0 | 0 | 0 | 0 | 0 | 0 | 0 | 0 | 0 | 0 | 0 | 0 | 0 | 0 | 0 | 0 | 0 | 0 | 0 | 1 | 0 | 0 | 0 | 0 | 0 | 0 | 0 | 0 | 0 | 0 | 0 | 0 | 0 | 0 | 0 | 0 | 0 | 0 | 0 | 0 | 0 | 0 | 0 | 0 | 0 | 0 | 0 | 0 | 0 | 0 | 0 | 0 | 0 | 0 | 0 | 0 | 0 | 0 | 0 | 0 | 0 | 0 | 0 | 0 | 0 | 0 | 0 | 0 | 0 | 0 | 0 | 0 | 0 | 0 | 0 | 0 | 0 | 0 | 0 | 0 | 0 | 0 |  | 0 | 0 | 0 | 0 | 0 | 0 | 0 | 0 | 0 | 0 | 0 | 0 | 0 | 0 | 0 | 0 | 0 | 0 | 0 | 0 | 0 | 0 | 0 | 0 | 0 | 0 | 0 | 0 | 0 | 0 | 0 | 0 | 0 | 0 | 0 | 0 | 75.85 | 75.166 | 74.98 | Woodland- Davis 115kV line | Woodland- Davis 115kV line | Woodland- Davis 115kV line |  | 0 | 0 | 0 | 0 | 0 | 0 | 75.85 | 75.166 | 74.98 | Woodland- Davis 115kV line | Woodland- Davis 115kV line | Woodland- Davis 115kV line |  | 1 | 1 | NO | 1 | 1 | 1 | NO | 1
SCE North of Lugo Study Area | Kramer | 230 | 0 | 0 | 0 | 0 | 0 | 0 | 0 | 0 | 0 | 0 | 0 | 0 | 0 | 0 | 1 | 1 | 1 | 0 | 0 | 0 | 0 | 0 | 0 | 0 | 0 | 0 | 0 | 0 | 0 | 0 | 0 | 0 | 0 | 0 | 0 | 0 | 0 | 0 | 0 | 0 | 0 | 0 | 0 | 0 | 0 | 0 | 0 | 0 | 0 | 0 | 0 | 0 | 0 | 0 | 0 | 0 | 0 | 0 | 0 | 0 | 0 | 0 | 0 | 0 | 0 | 0 | 0 | 0 | 0 | 0 | 0 | 0 | 0 | 0 | 0 | 0 | 0 | 0 | 0 | 0 | 0 | 0 | 0 | 0 | 0 | 0 | 0 | 0 | 0 | 0 | 0 | 0 | 0 | 0 | 0 | 0 | 0 | 0 | 0 | 0 | 0 | 0 | 0 | 0 | 0 | 0 | 0 | 3 |  | 0 | 0 | 0 | 0 | 0 | 0 | 0 | 0 | 0 | 599 | 33 | 317.5 | 0 | 0 | 1 | 0 | 0 | 0 | 0 | 0 | 0 | 0 | 0 | 0 | 161 | 450 | 306 | 80 | 0 | 1 | 0 | 0 | 0 | 0 | 0 | 0 | 1142.376 | 1465.367 | 1187.06 | Lugo Transformer Area Constraint | Kramer to Victor Area Constraint | Kramer to Victor Area Constraint |  | 0 | 0 | 0 | 0 | 0 | 0 | 1142.376 | 1465.367 | 1187.06 | Lugo Transformer Area Constraint | Kramer to Victor Area Constraint | Kramer to Victor Area Constraint |  | 1 | 1 | NO | 1 | 1 | 1 | NO | 1
SCE North of Lugo Study Area | Kramer | 115 | 0 | 0 | 0 | 0 | 0 | 0 | 0 | 0 | 0 | 0 | 0 | 0 | 0 | 0 | 1 | 1 | 1 | 0 | 0 | 0 | 0 | 0 | 0 | 0 | 0 | 0 | 0 | 0 | 0 | 0 | 0 | 0 | 0 | 0 | 0 | 0 | 0 | 0 | 0 | 0 | 0 | 0 | 0 | 0 | 0 | 0 | 0 | 0 | 0 | 0 | 0 | 0 | 0 | 0 | 0 | 0 | 0 | 0 | 0 | 0 | 0 | 0 | 0 | 0 | 0 | 0 | 0 | 0 | 0 | 0 | 0 | 0 | 0 | 0 | 0 | 0 | 0 | 0 | 0 | 0 | 0 | 0 | 0 | 0 | 0 | 0 | 0 | 0 | 0 | 0 | 0 | 0 | 0 | 0 | 0 | 0 | 0 | 0 | 0 | 0 | 0 | 0 | 0 | 0 | 0 | 0 | 0 | 3 |  | 0 | 0 | 0 | 0 | 0 | 0 | 0 | 0 | 0 | 0 | 0 | 0 | 0 | 0 | 0 | 0 | 0 | 0 | 0 | 0 | 0 | 0 | 0 | 0 | 0 | 0 | 0 | 0 | 0 | 0 | 0 | 0 | 0 | 0 | 0 | 0 | 1142.376 | 1465.367 | 1187.06 | Lugo Transformer Area Constraint | Kramer to Victor Area Constraint | Kramer to Victor Area Constraint |  | 0 | 0 | 0 | 0 | 0 | 0 | 1142.376 | 1465.367 | 1187.06 | Lugo Transformer Area Constraint | Kramer to Victor Area Constraint | Kramer to Victor Area Constraint |  | 1 | 1 | NO | 1 | 1 | 1 | NO | 1
SCE North of Lugo Study Area | New Sub - Kramer - Lugo (Proposed) | 230 | 0 | 0 | 0 | 0 | 0 | 0 | 0 | 0 | 0 | 0 | 0 | 0 | 0 | 0 | 1 | 1 | 1 | 0 | 0 | 0 | 0 | 0 | 0 | 0 | 0 | 0 | 0 | 0 | 0 | 0 | 0 | 0 | 0 | 0 | 0 | 0 | 0 | 0 | 0 | 0 | 0 | 0 | 0 | 0 | 0 | 0 | 0 | 0 | 0 | 0 | 0 | 0 | 0 | 0 | 0 | 0 | 0 | 0 | 0 | 0 | 0 | 0 | 0 | 0 | 0 | 0 | 0 | 0 | 0 | 0 | 0 | 0 | 0 | 0 | 0 | 0 | 0 | 0 | 0 | 0 | 0 | 0 | 0 | 0 | 0 | 0 | 0 | 0 | 0 | 0 | 0 | 0 | 0 | 0 | 0 | 0 | 0 | 0 | 0 | 0 | 0 | 0 | 0 | 0 | 0 | 0 | 0 | 3 |  | 0 | 0 | 0 | 0 | 0 | 0 | 0 | 0 | 0 | 0 | 0 | 0 | 0 | 0 | 0 | 0 | 0 | 0 | 0 | 0 | 0 | 0 | 0 | 0 | 0 | 0 | 0 | 0 | 0 | 0 | 0 | 0 | 0 | 0 | 0 | 0 | 1142.376 | 1465.367 | 1187.06 | Lugo Transformer Area Constraint | Kramer to Victor Area Constraint | Kramer to Victor Area Constraint |  | 0 | 0 | 0 | 0 | 0 | 0 | 1142.376 | 1465.367 | 1187.06 | Lugo Transformer Area Constraint | Kramer to Victor Area Constraint | Kramer to Victor Area Constraint |  | 1 | 1 | NO | 1 | 1 | 1 | NO | 1
SCE Metro Study Area | La Cienega | 230 | 0 | 0 | 0 | 0 | 0 | 0 | 0 | 0 | 0 | 0 | 1 | 1 | 1 | 0 | 0 | 0 | 0 | 0 | 0 | 0 | 0 | 0 | 0 | 0 | 0 | 0 | 0 | 0 | 0 | 0 | 0 | 0 | 0 | 0 | 0 | 0 | 0 | 0 | 0 | 0 | 0 | 0 | 0 | 0 | 0 | 0 | 0 | 0 | 0 | 0 | 0 | 0 | 0 | 0 | 0 | 0 | 0 | 0 | 0 | 0 | 0 | 0 | 0 | 0 | 0 | 0 | 0 | 0 | 0 | 0 | 0 | 0 | 0 | 0 | 0 | 0 | 0 | 0 | 0 | 0 | 0 | 0 | 0 | 0 | 0 | 0 | 0 | 0 | 0 | 0 | 0 | 0 | 0 | 0 | 0 | 0 | 0 | 0 | 0 | 0 | 0 | 0 | 0 | 0 | 0 | 0 | 0 | 0 |  | 0 | 0 | 0 | 0 | 0 | 0 | 0 | 0 | 0 | 0 | 0 | 0 | 0 | 0 | 0 | 0 | 0 | 0 | 0 | 0 | 0 | 0 | 0 | 0 | 0 | 0 | 0 | 0 | 0 | 0 | 0 | 0 | 0 | 0 | 0 | 0 | 3139.976 | 3337.692 | 3938.92 | Hinson - Del Amo Constraint | Hinson - Del Amo Constraint | Hinson - Del Amo Constraint |  | 0 | 0 | 0 | 0 | 0 | 0 | 3139.976 | 3337.692 | 3938.92 | Hinson - Del Amo Constraint | Hinson - Del Amo Constraint | Hinson - Del Amo Constraint |  | 1 | 1 | NO | 1 | 1 | 1 | NO | 1
SCE Metro Study Area | La Fresa | 230 | 0 | 0 | 0 | 0 | 0 | 0 | 0 | 0 | 0 | 0 | 1 | 1 | 1 | 0 | 0 | 0 | 0 | 0 | 0 | 0 | 0 | 0 | 0 | 0 | 0 | 0 | 0 | 0 | 0 | 0 | 0 | 0 | 0 | 0 | 0 | 0 | 0 | 0 | 0 | 0 | 0 | 0 | 0 | 0 | 0 | 0 | 0 | 0 | 0 | 0 | 0 | 0 | 0 | 0 | 0 | 0 | 0 | 0 | 0 | 0 | 0 | 0 | 0 | 0 | 0 | 0 | 0 | 0 | 0 | 0 | 0 | 0 | 0 | 0 | 0 | 0 | 0 | 0 | 0 | 0 | 0 | 0 | 0 | 0 | 0 | 0 | 0 | 0 | 0 | 0 | 0 | 0 | 0 | 0 | 0 | 0 | 0 | 0 | 0 | 0 | 0 | 0 | 0 | 0 | 0 | 0 | 0 | 0 |  | 0 | 0 | 0 | 0 | 0 | 0 | 0 | 0 | 0 | 0 | 0 | 0 | 0 | 0 | 0 | 0 | 0 | 0 | 0 | 0 | 0 | 0 | 0 | 0.64 | 0 | 0 | 0 | 0 | 0 | 1 | 0 | 0 | 0 | 0 | 0 | 0 | 3139.976 | 3337.692 | 3938.92 | Hinson - Del Amo Constraint | Hinson - Del Amo Constraint | Hinson - Del Amo Constraint |  | 0 | 0 | 0 | 0 | 0 | 0 | 3139.976 | 3337.692 | 3938.92 | Hinson - Del Amo Constraint | Hinson - Del Amo Constraint | Hinson - Del Amo Constraint |  | 1 | 1 | NO | 1 | 1 | 1 | NO | 1
SCE Metro Study Area | Laguna Bell | 230 | 0 | 0 | 0 | 0 | 0 | 0 | 0 | 0 | 0 | 0 | 1 | 0 | 1 | 0 | 0 | 0 | 0 | 0 | 0 | 0 | 0 | 0 | 0 | 0 | 0 | 0 | 0 | 0 | 0 | 0 | 0 | 0 | 0 | 0 | 0 | 0 | 0 | 0 | 0 | 0 | 0 | 0 | 0 | 0 | 0 | 0 | 0 | 0 | 0 | 0 | 0 | 0 | 0 | 0 | 0 | 0 | 0 | 0 | 0 | 0 | 0 | 0 | 0 | 0 | 0 | 0 | 0 | 0 | 0 | 0 | 0 | 0 | 0 | 0 | 0 | 0 | 0 | 0 | 0 | 0 | 0 | 0 | 0 | 0 | 0 | 0 | 0 | 0 | 0 | 0 | 0 | 0 | 0 | 0 | 0 | 0 | 0 | 0 | 0 | 0 | 0 | 0 | 0 | 0 | 0 | 0 | 0 | 0 |  | 0 | 0 | 0 | 0 | 0 | 0 | 0 | 0 | 0 | 0 | 0 | 0 | 0 | 0 | 0 | 0 | 0 | 0 | 0 | 0 | 0 | 0 | 0 | 0 | 0 | 0 | 600 | 0 | 0 | 1 | 0 | 0 | 0 | 0 | 0 | 0 | 5402.476 | 6046.942 | 7988.42 | Del Amo - Barre Area Constraint | Del Amo - Barre Area Constraint | Del Amo - Barre Area Constraint |  | 0 | 0 | 0 | 0 | 0 | 0 | 5402.476 | 6046.942 | 7988.42 | Del Amo - Barre Area Constraint | Del Amo - Barre Area Constraint | Del Amo - Barre Area Constraint |  | 1 | 1 | NO | 1 | 1 | 1 | NO | 1
PG&E Kern Study Area | Lakeview | 70 | 0 | 0 | 0 | 0 | 0 | 0 | 0 | 0 | 0 | 0 | 0 | 0 | 0 | 0 | 0 | 0 | 0 | 0 | 0 | 0 | 0 | 0 | 0 | 0 | 0 | 0 | 0 | 0 | 0 | 0 | 0 | 0 | 0 | 0 | 0 | 0 | 0 | 0 | 0 | 0 | 0 | 0 | 0 | 0 | 0 | 0 | 0 | 0 | 0 | 0 | 0 | 0 | 0 | 0 | 0 | 0 | 0 | 0 | 0 | 0 | 0 | 0 | 0 | 0 | 0 | 0 | 0 | 0 | 0 | 0 | 0 | 0 | 0 | 0 | 0 | 0 | 1 | 0 | 0 | 0 | 0 | 0 | 0 | 0 | 1 | 1 | 1 | 0 | 0 | 0 | 0 | 0 | 0 | 0 | 0 | 0 | 0 | 0 | 0 | 0 | 0 | 0 | 0 | 0 | 0 | 0 | 0 | 0 |  | 0 | 0 | 0 | 0 | 0 | 0 | 0 | 0 | 0 | 0 | 0 | 0 | 0 | 0 | 0 | 0 | 0 | 0 | 0 | 0 | 0 | 0 | 0 | 0 | 0 | 70 | 64.4 | 0 | 0 | 1 | 1 | 0 | 1 | 0 | 0 | 0 | -1317.795 | -515.533 | 357.4 | Midway-Q2005 230kV Line | Midway-Q2005 230kV Line | Midway-Q2011 230 kV Line |  | 0 | 0 | 0 | 0 | 0 | 0 | 49.732 | 193 | 357.4 | Gates 500/230kV TB #12 | Midway-Q2011 230 kV Line | Midway-Q2011 230 kV Line |  | 5 | 1 | YES | 2 | 1 | 1 | NO | 1
PG&E North of Greater Bay Study Area | Lakeville | 230 | 0 | 0 | 0 | 0 | 0 | 0 | 0 | 0 | 0 | 0 | 0 | 0 | 0 | 0 | 0 | 0 | 0 | 0 | 0 | 0 | 0 | 0 | 0 | 0 | 0 | 0 | 0 | 0 | 0 | 0 | 0 | 0 | 0 | 0 | 0 | 0 | 0 | 0 | 0 | 0 | 0 | 0 | 0 | 1 | 1 | 0 | 0 | 0 | 0 | 0 | 0 | 0 | 0 | 0 | 0 | 0 | 1 | 1 | 1 | 1 | 1 | 0 | 0 | 0 | 0 | 0 | 0 | 0 | 0 | 0 | 0 | 0 | 0 | 1 | 1 | 0 | 0 | 0 | 0 | 0 | 0 | 0 | 0 | 0 | 0 | 0 | 0 | 0 | 0 | 0 | 0 | 0 | 0 | 0 | 0 | 0 | 0 | 0 | 0 | 0 | 0 | 0 | 0 | 0 | 0 | 0 | 0 | 2 |  | 0 | 0 | 0 | 0 | 0 | 0 | 0 | 0 | 0 | 0 | 0 | 0 | 0 | 0 | 0 | 0 | 0 | 0 | 0 | 0 | 0 | 0 | 0 | 0 | 0 | 11.6 | 41 | 0 | 0 | 1 | 3 | 0 | 0 | 0 | 0 | 0 | -719.4865 | 284.1443 | 539.9052 | Vaca Dixon-Tesla 500kV Line | Birds Landing-Contra Costa 230kV Line | Lakeville-Ignacio 230 kV line |  | 0 | 0 | 0 | 0 | 0 | 0 | 196.5473 | 685.0163 | 539.9052 | Contra Costa- Windmaster 230 kV line | Contra Costa- Windmaster 230 kV line | Lakeville-Ignacio 230 kV line |  | 5 | 1 | YES | 2 | 1 | 1 | NO | 1
PG&E North of Greater Bay Study Area | Lakeville | 115 | 0 | 0 | 0 | 0 | 0 | 0 | 0 | 0 | 0 | 0 | 0 | 0 | 0 | 0 | 0 | 0 | 0 | 0 | 0 | 0 | 0 | 0 | 0 | 0 | 0 | 0 | 0 | 0 | 0 | 0 | 0 | 0 | 0 | 0 | 0 | 0 | 0 | 0 | 0 | 0 | 0 | 0 | 0 | 1 | 1 | 0 | 1 | 0 | 0 | 0 | 0 | 0 | 0 | 0 | 0 | 0 | 1 | 1 | 1 | 1 | 1 | 0 | 0 | 0 | 1 | 0 | 0 | 0 | 0 | 0 | 0 | 0 | 0 | 1 | 1 | 0 | 0 | 0 | 0 | 0 | 0 | 0 | 0 | 0 | 0 | 0 | 0 | 0 | 0 | 0 | 0 | 0 | 0 | 0 | 0 | 0 | 0 | 0 | 0 | 0 | 0 | 0 | 0 | 0 | 0 | 0 | 0 | 2 |  | 0 | 0 | 0 | 0 | 0 | 0 | 0 | 0 | 0 | 0 | 0 | 0 | 0 | 0 | 0 | 0 | 0 | 0 | 0 | 0 | 0 | 0 | 0 | 0 | 0 | 0 | 0 | 0 | 0 | 0 | 3 | 0 | 0 | 0 | 0 | 0 | -719.4865 | 284.1443 | 539.9052 | Vaca Dixon-Tesla 500kV Line | Birds Landing-Contra Costa 230kV Line | Lakeville-Ignacio 230 kV line |  | 0 | 0 | 0 | 0 | 0 | 0 | 196.5473 | 685.0163 | 539.9052 | Contra Costa- Windmaster 230 kV line | Contra Costa- Windmaster 230 kV line | Lakeville-Ignacio 230 kV line |  | 5 | 1 | YES | 2 | 1 | 1 | NO | 1
PG&E North of Greater Bay Study Area | Lambie | 230 | 0 | 0 | 0 | 0 | 0 | 0 | 0 | 0 | 0 | 0 | 0 | 0 | 0 | 0 | 0 | 0 | 0 | 0 | 0 | 0 | 0 | 0 | 0 | 0 | 0 | 0 | 0 | 0 | 0 | 0 | 0 | 0 | 0 | 0 | 0 | 0 | 0 | 0 | 0 | 0 | 0 | 0 | 0 | 0 | 1 | 0 | 0 | 0 | 0 | 0 | 0 | 0 | 0 | 0 | 0 | 0 | 0 | 0 | 1 | 1 | 1 | 0 | 0 | 1 | 1 | 0 | 0 | 0 | 0 | 0 | 0 | 0 | 0 | 1 | 1 | 0 | 0 | 0 | 0 | 0 | 0 | 0 | 0 | 0 | 0 | 0 | 0 | 0 | 0 | 0 | 0 | 0 | 0 | 0 | 0 | 0 | 0 | 0 | 0 | 0 | 0 | 0 | 0 | 0 | 0 | 0 | 0 | 0 |  | 0 | 0 | 0 | 0 | 0 | 0 | 0 | 0 | 0 | 0 | 0 | 0 | 0 | 0 | 0 | 0 | 0 | 0 | 0 | 0 | 0 | 0 | 0 | 0 | 0 | 0 | 0 | 0 | 0 | 0 | 3 | 0 | 0 | 0 | 0 | 0 | -719.4865 | 284.1443 | 914.2905 | Vaca Dixon-Tesla 500kV Line | Birds Landing-Contra Costa 230kV Line | Birds Landing-Contra Costa 230kV Line |  | 0 | 0 | 0 | 0 | 0 | 0 | 196.5473 | 685.0163 | 914.2905 | Contra Costa- Windmaster 230 kV line | Contra Costa- Windmaster 230 kV line | Birds Landing-Contra Costa 230kV Line |  | 5 | 1 | YES | 2 | 1 | 1 | NO | 1
PG&E Greater Bay Study Area | Lammers | 115 | 0 | 0 | 0 | 0 | 0 | 0 | 0 | 0 | 0 | 0 | 0 | 0 | 0 | 0 | 0 | 0 | 0 | 0 | 0 | 0 | 0 | 0 | 0 | 0 | 0 | 0 | 0 | 0 | 0 | 0 | 0 | 0 | 0 | 0 | 0 | 0 | 0 | 0 | 0 | 0 | 0 | 0 | 0 | 0 | 0 | 0 | 0 | 0 | 0 | 0 | 1 | 0 | 0 | 0 | 0 | 0 | 0 | 0 | 0 | 0 | 1 | 0 | 1 | 0 | 1 | 0 | 0 | 0 | 1 | 0 | 0 | 0 | 0 | 1 | 0 | 0 | 0 | 0 | 0 | 0 | 0 | 0 | 0 | 0 | 0 | 0 | 0 | 0 | 0 | 0 | 0 | 0 | 0 | 0 | 0 | 0 | 0 | 0 | 0 | 0 | 0 | 0 | 0 | 0 | 0 | 0 | 0 | 0 |  | 0 | 0 | 0 | 0 | 0 | 0 | 0 | 0 | 0 | 0 | 0 | 0 | 0 | 0 | 0 | 0 | 0 | 0 | 0 | 0 | 0 | 0 | 0 | 1.1 | 0 | 0 | 0 | 0 | 0 | 1 | 0 | 0 | 0 | 0 | 0 | 0 | 3.859 | 102.156 | 280.6464 | Kasson Jct-Heinz 115 kV line | Kasson Jct-Heinz 115 kV line | Kasson Jct-Heinz 115 kV line |  | 0 | 0 | 0 | 0 | 0 | 0 | 3.859 | 102.156 | 280.6464 | Kasson Jct-Heinz 115 kV line | Kasson Jct-Heinz 115 kV line | Kasson Jct-Heinz 115 kV line |  | 1 | 1 | NO | 1 | 1 | 1 | NO | 1
PG&E Kern Study Area | Lamont | 115 | 0 | 0 | 0 | 0 | 0 | 0 | 0 | 0 | 0 | 0 | 0 | 0 | 0 | 0 | 0 | 0 | 0 | 0 | 0 | 0 | 0 | 0 | 0 | 0 | 0 | 0 | 0 | 0 | 0 | 0 | 0 | 0 | 0 | 0 | 0 | 0 | 0 | 0 | 0 | 0 | 0 | 0 | 0 | 0 | 0 | 0 | 0 | 0 | 0 | 0 | 0 | 0 | 0 | 0 | 0 | 0 | 0 | 0 | 0 | 0 | 0 | 0 | 0 | 0 | 0 | 0 | 0 | 0 | 0 | 0 | 0 | 0 | 0 | 0 | 0 | 0 | 1 | 0 | 1 | 0 | 1 | 1 | 0 | 1 | 0 | 1 | 1 | 0 | 0 | 0 | 0 | 0 | 0 | 0 | 0 | 0 | 0 | 0 | 0 | 0 | 0 | 0 | 0 | 0 | 0 | 0 | 0 | 0 |  | 0 | 0 | 0 | 0 | 0 | 0 | 0 | 0 | 0 | 0 | 0 | 0 | 0 | 0 | 0 | 0 | 5 | 0 | 0 | 0 | 0 | 0 | 0 | 3.2 | 0 | 12 | 0 | 0 | 0 | 1 | 1 | 0 | 1 | 0 | 0 | 0 | -1317.795 | -515.533 | 171.033 | Midway-Q2005 230kV Line | Midway-Q2005 230kV Line | Kern-Tevis-Stockdale-Lamont 115kV line |  | 0 | 0 | 0 | 0 | 0 | 0 | 49.732 | 91.2401 | 171.033 | Gates 500/230kV TB #12 | Semitropic-Midway 115kV Line | Kern-Tevis-Stockdale-Lamont 115kV line |  | 5 | 1 | YES | 2 | 1 | 1 | NO | 1
PG&E Fresno Study Area | Las Aguilas | 230 | 0 | 0 | 0 | 0 | 0 | 0 | 0 | 0 | 0 | 0 | 0 | 0 | 0 | 0 | 0 | 0 | 0 | 0 | 0 | 0 | 0 | 0 | 0 | 0 | 0 | 0 | 0 | 0 | 0 | 0 | 0 | 0 | 0 | 0 | 0 | 0 | 0 | 0 | 0 | 0 | 0 | 0 | 0 | 0 | 0 | 0 | 0 | 0 | 0 | 0 | 0 | 0 | 0 | 0 | 0 | 0 | 0 | 0 | 0 | 0 | 0 | 0 | 0 | 0 | 0 | 0 | 0 | 0 | 0 | 0 | 0 | 0 | 0 | 0 | 0 | 0 | 1 | 0 | 0 | 0 | 0 | 0 | 0 | 0 | 0 | 1 | 1 | 0 | 0 | 0 | 0 | 1 | 1 | 1 | 0 | 0 | 0 | 0 | 0 | 0 | 0 | 0 | 0 | 1 | 0 | 1 | 0 | 3 |  | 0 | 0 | 0 | 0 | 0 | 0 | 0 | 0 | 0 | 0 | 0 | 0 | 0 | 0 | 0 | 0 | 0 | 0 | 0 | 0 | 0 | 0 | 0 | 0 | 0 | 0 | 0 | 0 | 0 | 0 | 1 | 0 | 1 | 0 | 0 | 0 | -1317.795 | -515.533 | 442.8575 | Midway-Q2005 230kV Line | Midway-Q2005 230kV Line | Moss Landing-Las Aguilas 230 kV Line |  | 0 | 0 | 0 | 0 | 0 | 0 | 49.732 | 420.6683 | 442.8575 | Gates 500/230kV TB #12 | Moss Landing-Las Aguilas 230 kV Line | Moss Landing-Las Aguilas 230 kV Line |  | 5 | 1 | YES | 2 | 1 | 1 | NO | 1
East of Pisgah Study Area | Lathrop | 138 | 0 | 0 | 0 | 0 | 0 | 0 | 0 | 0 | 0 | 0 | 0 | 0 | 0 | 0 | 0 | 0 | 0 | 0 | 0 | 1 | 0 | 1 | 0 | 0 | 0 | 0 | 1 | 1 | 1 | 0 | 0 | 0 | 0 | 0 | 0 | 0 | 0 | 0 | 0 | 0 | 0 | 0 | 0 | 0 | 0 | 0 | 0 | 0 | 0 | 0 | 0 | 0 | 0 | 0 | 0 | 0 | 0 | 0 | 0 | 0 | 0 | 0 | 0 | 0 | 0 | 0 | 0 | 0 | 0 | 0 | 0 | 0 | 0 | 0 | 0 | 0 | 0 | 0 | 0 | 0 | 0 | 0 | 0 | 0 | 0 | 0 | 0 | 0 | 0 | 0 | 0 | 0 | 0 | 0 | 0 | 0 | 0 | 0 | 0 | 0 | 0 | 0 | 0 | 0 | 0 | 0 | 0 | 3 |  | 0 | 0 | 0 | 0 | 0 | 0 | 0 | 0 | 0 | 0 | 0 | 0 | 0 | 0 | 0 | 0 | 0 | 400 | 200 | 0 | 0 | 0 | 0 | 0 | 0 | 0 | 0 | 0 | 0 | 1 | 2 | 1 | 1 | 0 | 1 | 0 | -1497.8218 | -273.2 | -521 | Lugo - Victorville area constraint | VEA 138kV area constraint | VEA 138kV area constraint |  | 0 | 1 | 0 | 0 | 0 | 0 | -1466.348 | 558.32 | 409 | Devers-Red Bluff Constraint | GLW 230kV area constraint | VEA 138kV area constraint |  | 5 | 4 | YES | 4 | 5 | 1 | YES | 2
PG&E Fresno Study Area | Le Grand | 115 | 0 | 0 | 0 | 0 | 0 | 0 | 0 | 0 | 0 | 0 | 0 | 0 | 0 | 0 | 0 | 0 | 0 | 0 | 0 | 0 | 0 | 0 | 0 | 0 | 0 | 0 | 0 | 0 | 0 | 0 | 0 | 0 | 0 | 0 | 0 | 0 | 0 | 0 | 0 | 0 | 0 | 0 | 0 | 0 | 0 | 0 | 0 | 0 | 0 | 0 | 1 | 0 | 0 | 0 | 0 | 0 | 0 | 0 | 0 | 0 | 0 | 0 | 0 | 0 | 0 | 0 | 0 | 0 | 0 | 0 | 0 | 0 | 0 | 0 | 0 | 0 | 1 | 0 | 0 | 0 | 0 | 0 | 0 | 0 | 0 | 1 | 1 | 0 | 1 | 1 | 1 | 1 | 1 | 1 | 0 | 1 | 0 | 1 | 1 | 1 | 0 | 1 | 0 | 0 | 0 | 1 | 0 | 4 |  | 0 | 0 | 0 | 0 | 0 | 0 | 0 | 0 | 0 | 0 | 0 | 0 | 0 | 0 | 0 | 0 | 0 | 0 | 0 | 0 | 0 | 0 | 0 | 0 | 0 | 0 | 0 | 0 | 0 | 0 | 2 | 0 | 2 | 0 | 0 | 0 | -1317.795 | -515.533 | 9.63 | Midway-Q2005 230kV Line | Midway-Q2005 230kV Line | Merced 115/70kV TB#2 |  | 0 | 0 | 0 | 0 | 0 | 0 | 49.732 | 210.732 | 9.63 | Gates 500/230kV TB #12 | Merced 115/70kV TB#2 | Merced 115/70kV TB#2 |  | 5 | 1 | YES | 2 | 1 | 1 | NO | 1
PG&E Kern Study Area | Lerdo | 115 | 0 | 0 | 0 | 0 | 0 | 0 | 0 | 0 | 0 | 0 | 0 | 0 | 0 | 0 | 0 | 0 | 0 | 0 | 0 | 0 | 0 | 0 | 0 | 0 | 0 | 0 | 0 | 0 | 0 | 0 | 0 | 0 | 0 | 0 | 0 | 0 | 0 | 0 | 0 | 0 | 0 | 0 | 0 | 0 | 0 | 0 | 0 | 0 | 0 | 0 | 0 | 0 | 0 | 0 | 0 | 0 | 0 | 0 | 0 | 0 | 0 | 0 | 0 | 0 | 0 | 0 | 0 | 0 | 0 | 0 | 0 | 0 | 0 | 0 | 0 | 0 | 0 | 0 | 1 | 0 | 0 | 0 | 1 | 1 | 0 | 0 | 0 | 0 | 0 | 0 | 0 | 0 | 0 | 0 | 0 | 0 | 0 | 0 | 0 | 0 | 0 | 0 | 0 | 0 | 0 | 0 | 0 | 0 |  | 0 | 0 | 0 | 0 | 0 | 0 | 0 | 0 | 0 | 0 | 0 | 0 | 0 | 0 | 0 | 0 | 0 | 0 | 0 | 0 | 0 | 0 | 0 | 0 | 0 | 0 | 0 | 0 | 0 | 0 | 0 | 0 | 0 | 0 | 0 | 0 | 120.518 | 91.2401 | 204.8922 | Semitropic-Midway 115kV Line | Semitropic-Midway 115kV Line | Semitropic-Midway 115kV Line |  | 0 | 0 | 0 | 0 | 0 | 0 | 120.518 | 91.2401 | 204.8922 | Semitropic-Midway 115kV Line | Semitropic-Midway 115kV Line | Semitropic-Midway 115kV Line |  | 1 | 1 | NO | 1 | 1 | 1 | NO | 1
SCE Metro Study Area | Lewis | 230 | 0 | 0 | 0 | 0 | 0 | 0 | 0 | 0 | 0 | 0 | 0 | 0 | 1 | 0 | 0 | 0 | 0 | 0 | 0 | 0 | 0 | 0 | 0 | 0 | 0 | 0 | 0 | 0 | 0 | 0 | 0 | 0 | 0 | 0 | 0 | 0 | 0 | 0 | 0 | 0 | 0 | 0 | 0 | 0 | 0 | 0 | 0 | 0 | 0 | 0 | 0 | 0 | 0 | 0 | 0 | 0 | 0 | 0 | 0 | 0 | 0 | 0 | 0 | 0 | 0 | 0 | 0 | 0 | 0 | 0 | 0 | 0 | 0 | 0 | 0 | 0 | 0 | 0 | 0 | 0 | 0 | 0 | 0 | 0 | 0 | 0 | 0 | 0 | 0 | 0 | 0 | 0 | 0 | 0 | 0 | 0 | 0 | 0 | 0 | 0 | 0 | 0 | 0 | 0 | 0 | 0 | 0 | 0 |  | 0 | 0 | 0 | 0 | 0 | 0 | 0 | 0 | 0 | 0 | 0 | 0 | 0 | 0 | 0 | 0 | 0 | 0 | 0 | 0 | 0 | 0 | 0 | 0 | 0 | 0 | 0 | 0 | 0 | 0 | 0 | 0 | 0 | 0 | 0 | 0 | 11593.076 | 12657.742 | 15859.82 | SCE Metro Area Default Constraint | SCE Metro Area Default Constraint | SCE Metro Area Default Constraint |  | 0 | 0 | 0 | 0 | 0 | 0 | 11593.076 | 12657.742 | 15859.82 | SCE Metro Area Default Constraint | SCE Metro Area Default Constraint | SCE Metro Area Default Constraint |  | 1 | 1 | NO | 1 | 1 | 1 | NO | 1
SCE Metro Study Area | Lighthipe | 230 | 0 | 0 | 0 | 0 | 0 | 0 | 0 | 0 | 0 | 0 | 1 | 1 | 1 | 0 | 0 | 0 | 0 | 0 | 0 | 0 | 0 | 0 | 0 | 0 | 0 | 0 | 0 | 0 | 0 | 0 | 0 | 0 | 0 | 0 | 0 | 0 | 0 | 0 | 0 | 0 | 0 | 0 | 0 | 0 | 0 | 0 | 0 | 0 | 0 | 0 | 0 | 0 | 0 | 0 | 0 | 0 | 0 | 0 | 0 | 0 | 0 | 0 | 0 | 0 | 0 | 0 | 0 | 0 | 0 | 0 | 0 | 0 | 0 | 0 | 0 | 0 | 0 | 0 | 0 | 0 | 0 | 0 | 0 | 0 | 0 | 0 | 0 | 0 | 0 | 0 | 0 | 0 | 0 | 0 | 0 | 0 | 0 | 0 | 0 | 0 | 0 | 0 | 0 | 0 | 0 | 0 | 0 | 0 |  | 0 | 0 | 0 | 0 | 0 | 0 | 0 | 0 | 0 | 0 | 0 | 0 | 0 | 0 | 0 | 0 | 0 | 0 | 0 | 0 | 0 | 0 | 0 | 0.96 | 0 | 0 | 175 | 0 | 0 | 1 | 0 | 0 | 0 | 0 | 0 | 0 | 3139.976 | 3337.692 | 3938.92 | Hinson - Del Amo Constraint | Hinson - Del Amo Constraint | Hinson - Del Amo Constraint |  | 0 | 0 | 0 | 0 | 0 | 0 | 3139.976 | 3337.692 | 3938.92 | Hinson - Del Amo Constraint | Hinson - Del Amo Constraint | Hinson - Del Amo Constraint |  | 1 | 1 | NO | 1 | 1 | 1 | NO | 1
PG&E North of Greater Bay Study Area | Lincoln | 115 | 0 | 0 | 0 | 0 | 0 | 0 | 0 | 0 | 0 | 0 | 0 | 0 | 0 | 0 | 0 | 0 | 0 | 0 | 0 | 0 | 0 | 0 | 0 | 0 | 0 | 0 | 0 | 0 | 0 | 0 | 0 | 0 | 0 | 0 | 0 | 0 | 0 | 0 | 0 | 0 | 0 | 0 | 0 | 0 | 1 | 1 | 0 | 1 | 0 | 1 | 1 | 1 | 1 | 0 | 0 | 0 | 0 | 0 | 0 | 0 | 0 | 0 | 0 | 0 | 1 | 1 | 0 | 0 | 0 | 0 | 0 | 0 | 0 | 0 | 0 | 0 | 0 | 0 | 0 | 0 | 0 | 0 | 0 | 0 | 0 | 0 | 0 | 0 | 0 | 0 | 0 | 0 | 0 | 0 | 0 | 0 | 0 | 0 | 0 | 0 | 0 | 0 | 0 | 0 | 0 | 0 | 0 | 0 |  | 0 | 0 | 0 | 0 | 0 | 0 | 0 | 0 | 0 | 0 | 0 | 0 | 0 | 0 | 0 | 0 | 0 | 0 | 0 | 0 | 0 | 0 | 0 | 0 | 0 | 0 | 0 | 0 | 0 | 0 | 1 | 0 | 0 | 0 | 0 | 0 | -719.4865 | 32.3255 | 74.98 | Vaca Dixon-Tesla 500kV Line | Rocklin-Pleaseant grove 115kV line | Woodland- Davis 115kV line |  | 0 | 0 | 0 | 0 | 0 | 0 | 0.1925 | 32.3255 | 74.98 | Rocklin-Pleaseant grove 115kV line | Rocklin-Pleaseant grove 115kV line | Woodland- Davis 115kV line |  | 5 | 1 | YES | 2 | 1 | 1 | NO | 1
PG&E Kern Study Area | Live Oak | 115 | 0 | 0 | 0 | 0 | 0 | 0 | 0 | 0 | 0 | 0 | 0 | 0 | 0 | 0 | 0 | 0 | 0 | 0 | 0 | 0 | 0 | 0 | 0 | 0 | 0 | 0 | 0 | 0 | 0 | 0 | 0 | 0 | 0 | 0 | 0 | 0 | 0 | 0 | 0 | 0 | 0 | 0 | 0 | 0 | 1 | 0 | 0 | 0 | 0 | 1 | 1 | 1 | 1 | 0 | 0 | 0 | 0 | 0 | 0 | 0 | 0 | 0 | 0 | 0 | 1 | 1 | 0 | 0 | 0 | 0 | 0 | 0 | 0 | 0 | 0 | 0 | 0 | 0 | 1 | 0 | 0 | 0 | 1 | 1 | 0 | 0 | 0 | 0 | 0 | 0 | 0 | 0 | 0 | 0 | 0 | 0 | 0 | 0 | 0 | 0 | 0 | 0 | 0 | 0 | 0 | 0 | 0 | 0 |  | 0 | 0 | 0 | 0 | 0 | 0 | 0 | 0 | 0 | 0 | 0 | 0 | 0 | 0 | 0 | 0 | 0 | 0 | 0 | 0 | 0 | 0 | 0 | 0 | 0 | 0 | 0 | 0 | 0 | 0 | 1 | 0 | 0 | 0 | 0 | 0 | -719.4865 | 32.3255 | 204.8922 | Vaca Dixon-Tesla 500kV Line | Rocklin-Pleaseant grove 115kV line | Semitropic-Midway 115kV Line |  | 0 | 0 | 0 | 0 | 0 | 0 | 0.1925 | 32.3255 | 204.8922 | Rocklin-Pleaseant grove 115kV line | Rocklin-Pleaseant grove 115kV line | Semitropic-Midway 115kV Line |  | 5 | 1 | YES | 2 | 1 | 1 | NO | 1
PG&E Greater Bay Study Area | Llagas | 115 | 0 | 0 | 0 | 0 | 0 | 0 | 0 | 0 | 0 | 0 | 0 | 0 | 0 | 0 | 0 | 0 | 0 | 0 | 0 | 0 | 0 | 0 | 0 | 0 | 0 | 0 | 0 | 0 | 0 | 0 | 0 | 0 | 0 | 0 | 0 | 0 | 0 | 0 | 0 | 0 | 0 | 0 | 0 | 0 | 0 | 0 | 0 | 0 | 0 | 0 | 0 | 0 | 0 | 0 | 0 | 0 | 0 | 1 | 0 | 0 | 1 | 0 | 0 | 0 | 1 | 0 | 0 | 0 | 0 | 0 | 0 | 1 | 1 | 0 | 0 | 0 | 0 | 0 | 0 | 0 | 0 | 0 | 0 | 0 | 0 | 0 | 0 | 0 | 0 | 0 | 0 | 0 | 0 | 0 | 0 | 0 | 0 | 0 | 0 | 0 | 0 | 0 | 0 | 0 | 0 | 0 | 0 | 2 |  | 0 | 0 | 0 | 0 | 0 | 0 | 0 | 0 | 0 | 0 | 0 | 0 | 0 | 0 | 0 | 0 | 0 | 0 | 0 | 0 | 0 | 0 | 0 | 0 | 0 | 0 | 0 | 44 | 0 | 1 | 1 | 0 | 0 | 0 | 0 | 0 | -299.3 | 6.45 | 925.5 | Morganhill-Metcalf 115kV Line | Morganhill-Metcalf 115kV Line | Morganhill-Metcalf 115kV Line |  | 0 | 0 | 0 | 0 | 0 | 0 | 412.7 | 718.45 | 925.5 | Morganhill-Metcalf 115kV Line | Morganhill-Metcalf 115kV Line | Morganhill-Metcalf 115kV Line |  | 5 | 1 | YES | 2 | 1 | 1 | NO | 1
PG&E Greater Bay Study Area | Lockeford | 230 | 0 | 0 | 0 | 0 | 0 | 0 | 0 | 0 | 0 | 0 | 0 | 0 | 0 | 0 | 0 | 0 | 0 | 0 | 0 | 0 | 0 | 0 | 0 | 0 | 0 | 0 | 0 | 0 | 0 | 0 | 0 | 0 | 0 | 0 | 0 | 0 | 0 | 0 | 0 | 0 | 0 | 0 | 0 | 0 | 0 | 0 | 0 | 0 | 0 | 0 | 1 | 0 | 0 | 0 | 0 | 0 | 0 | 0 | 0 | 0 | 0 | 0 | 0 | 0 | 1 | 1 | 0 | 0 | 0 | 0 | 0 | 0 | 0 | 0 | 0 | 0 | 0 | 0 | 0 | 0 | 0 | 0 | 0 | 0 | 0 | 0 | 0 | 0 | 0 | 0 | 0 | 0 | 0 | 0 | 0 | 0 | 0 | 0 | 0 | 0 | 0 | 0 | 0 | 0 | 0 | 0 | 0 | 0 |  | 0 | 0 | 0 | 0 | 0 | 0 | 0 | 0 | 0 | 0 | 0 | 0 | 0 | 0 | 0 | 0 | 0 | 0 | 0 | 0 | 0 | 0 | 0 | 0 | 0 | 0 | 0 | 0 | 0 | 0 | 0 | 0 | 0 | 0 | 0 | 0 | 761.1265 | 1280.0405 | 3194.2114 | Bellota-Weber 230kV line | Bellota-Weber 230kV line | Bellota-Weber 230kV line |  | 0 | 0 | 0 | 0 | 0 | 0 | 761.1265 | 1280.0405 | 3194.2114 | Bellota-Weber 230kV line | Bellota-Weber 230kV line | Bellota-Weber 230kV line |  | 1 | 1 | NO | 1 | 1 | 1 | NO | 1
PG&E North of Greater Bay Study Area | Logan Creek | 230 | 0 | 0 | 0 | 0 | 0 | 0 | 0 | 0 | 0 | 0 | 0 | 0 | 0 | 0 | 0 | 0 | 0 | 0 | 0 | 0 | 0 | 0 | 0 | 0 | 0 | 0 | 0 | 0 | 0 | 0 | 0 | 0 | 0 | 0 | 0 | 0 | 0 | 0 | 0 | 0 | 0 | 0 | 0 | 0 | 1 | 0 | 0 | 0 | 0 | 0 | 0 | 0 | 0 | 0 | 0 | 0 | 0 | 0 | 0 | 0 | 0 | 0 | 0 | 0 | 0 | 0 | 0 | 0 | 0 | 0 | 0 | 0 | 0 | 0 | 1 | 0 | 0 | 0 | 0 | 0 | 0 | 0 | 0 | 0 | 0 | 0 | 0 | 0 | 0 | 0 | 0 | 0 | 0 | 0 | 0 | 0 | 0 | 0 | 0 | 0 | 0 | 0 | 0 | 0 | 0 | 0 | 0 | 0 |  | 0 | 0 | 0 | 0 | 0 | 0 | 0 | 0 | 0 | 0 | 0 | 0 | 0 | 0 | 0 | 0 | 0 | 0 | 0 | 0 | 0 | 0 | 0 | 0 | 0 | 0 | 0 | 0 | 0 | 0 | 2 | 0 | 0 | 0 | 0 | 0 | -719.4865 | 284.1443 | 914.2905 | Vaca Dixon-Tesla 500kV Line | Birds Landing-Contra Costa 230kV Line | Birds Landing-Contra Costa 230kV Line |  | 0 | 0 | 0 | 0 | 0 | 0 | 1547.0263 | 2050.1444 | 914.2905 | Birds Landing-Contra Costa 230kV Line | Birds Landing-Contra Costa 230kV Line | Birds Landing-Contra Costa 230kV Line |  | 5 | 1 | YES | 2 | 1 | 1 | NO | 1
PG&E Greater Bay Study Area | Lonetree | 230 | 0 | 0 | 0 | 0 | 0 | 0 | 0 | 0 | 0 | 0 | 0 | 0 | 0 | 0 | 0 | 0 | 0 | 0 | 0 | 0 | 0 | 0 | 0 | 0 | 0 | 0 | 0 | 0 | 0 | 0 | 0 | 0 | 0 | 0 | 0 | 0 | 0 | 0 | 0 | 0 | 0 | 0 | 0 | 0 | 1 | 0 | 0 | 0 | 0 | 0 | 0 | 0 | 0 | 0 | 0 | 0 | 0 | 0 | 1 | 1 | 1 | 0 | 0 | 1 | 1 | 0 | 0 | 0 | 0 | 0 | 0 | 0 | 0 | 1 | 0 | 0 | 0 | 0 | 0 | 0 | 0 | 0 | 0 | 0 | 0 | 0 | 0 | 0 | 0 | 0 | 0 | 0 | 0 | 0 | 0 | 0 | 0 | 0 | 0 | 0 | 0 | 0 | 0 | 0 | 0 | 0 | 0 | 0 |  | 0 | 0 | 0 | 0 | 0 | 0 | 0 | 0 | 0 | 0 | 0 | 0 | 0 | 0 | 0 | 0 | 0 | 0 | 0 | 0 | 0 | 0 | 0 | 1 | 0 | 0 | 0 | 0 | 0 | 1 | 2 | 0 | 0 | 0 | 0 | 0 | -719.4865 | 324.7033 | 942.0393 | Vaca Dixon-Tesla 500kV Line | Windmaster-Delta pumps 230 kV line | Windmaster-Delta pumps 230 kV line |  | 0 | 0 | 0 | 0 | 0 | 0 | 196.5473 | 685.0163 | 942.0393 | Contra Costa- Windmaster 230 kV line | Contra Costa- Windmaster 230 kV line | Windmaster-Delta pumps 230 kV line |  | 5 | 1 | YES | 2 | 1 | 1 | NO | 1
PG&E Fresno Study Area | Los Banos | 500 | 0 | 0 | 0 | 0 | 0 | 0 | 0 | 0 | 0 | 0 | 0 | 0 | 0 | 0 | 0 | 0 | 0 | 0 | 0 | 0 | 0 | 0 | 0 | 0 | 0 | 0 | 0 | 0 | 0 | 0 | 0 | 0 | 0 | 0 | 0 | 0 | 0 | 0 | 0 | 0 | 0 | 0 | 0 | 0 | 1 | 0 | 0 | 0 | 0 | 0 | 0 | 0 | 0 | 0 | 0 | 0 | 0 | 0 | 0 | 0 | 0 | 0 | 0 | 0 | 0 | 0 | 0 | 0 | 0 | 0 | 0 | 0 | 0 | 0 | 0 | 0 | 1 | 0 | 0 | 0 | 0 | 0 | 0 | 0 | 0 | 0 | 0 | 0 | 0 | 0 | 0 | 0 | 0 | 0 | 0 | 0 | 0 | 0 | 0 | 0 | 0 | 0 | 0 | 1 | 0 | 0 | 0 | 0 |  | 0 | 0 | 0 | 0 | 0 | 0 | 0 | 0 | 0 | 0 | 0 | 0 | 0 | 0 | 0 | 0 | 0 | 0 | 0 | 0 | 0 | 0 | 0 | 0 | 0 | 0 | 0 | 0 | 0 | 0 | 2 | 0 | 1 | 0 | 0 | 0 | -1317.795 | -515.533 | 818.2057 | Midway-Q2005 230kV Line | Midway-Q2005 230kV Line | Midway-Q2005 230kV Line |  | 0 | 0 | 0 | 0 | 0 | 0 | 4663.285 | 7081.1407 | 1780.2057 | Mustang-Henrietta 230 kV line | Mustang-Henrietta 230 kV line | Midway-Q2005 230kV Line |  | 5 | 1 | YES | 2 | 1 | 1 | NO | 1
PG&E Fresno Study Area | Los Banos | 230 | 0 | 0 | 0 | 0 | 0 | 0 | 0 | 0 | 0 | 0 | 0 | 0 | 0 | 0 | 0 | 0 | 0 | 0 | 0 | 0 | 0 | 0 | 0 | 0 | 0 | 0 | 0 | 0 | 0 | 0 | 0 | 0 | 0 | 0 | 0 | 0 | 0 | 0 | 0 | 0 | 0 | 0 | 0 | 0 | 0 | 0 | 0 | 0 | 0 | 0 | 0 | 0 | 0 | 0 | 0 | 0 | 0 | 0 | 0 | 0 | 0 | 0 | 0 | 0 | 0 | 0 | 0 | 0 | 0 | 0 | 0 | 0 | 0 | 0 | 0 | 0 | 0 | 0 | 0 | 0 | 0 | 0 | 0 | 0 | 0 | 1 | 1 | 0 | 0 | 0 | 0 | 1 | 0 | 0 | 0 | 0 | 0 | 0 | 0 | 0 | 0 | 0 | 0 | 0 | 0 | 1 | 0 | 1 |  | 0 | 0 | 76.4 | 0 | 0 | 0 | 0 | 0 | 0 | 0 | 0 | 80 | 0 | 0 | 1 | 0 | 0 | 60 | 5 | 0 | 0 | 0 | 0 | 0.75 | 250 | 250 | 99.6 | 71 | 0 | 1 | 0 | 0 | 0 | 0 | 0 | 0 | 49.732 | 420.6683 | 442.8575 | Gates 500/230kV TB #12 | Moss Landing-Las Aguilas 230 kV Line | Moss Landing-Las Aguilas 230 kV Line |  | 0 | 0 | 0 | 0 | 0 | 0 | 49.732 | 420.6683 | 442.8575 | Gates 500/230kV TB #12 | Moss Landing-Las Aguilas 230 kV Line | Moss Landing-Las Aguilas 230 kV Line |  | 1 | 1 | NO | 1 | 1 | 1 | NO | 1
PG&E Fresno Study Area | New Sub - Los Banos - Midway (Proposed) | 500 | 0 | 0 | 0 | 0 | 0 | 0 | 0 | 0 | 0 | 0 | 0 | 0 | 0 | 0 | 0 | 0 | 0 | 0 | 0 | 0 | 0 | 0 | 0 | 0 | 0 | 0 | 0 | 0 | 0 | 0 | 0 | 0 | 0 | 0 | 0 | 0 | 0 | 0 | 0 | 0 | 0 | 0 | 0 | 0 | 0 | 0 | 0 | 0 | 0 | 0 | 0 | 0 | 0 | 0 | 0 | 0 | 0 | 0 | 0 | 0 | 0 | 0 | 0 | 0 | 0 | 0 | 0 | 0 | 0 | 0 | 0 | 0 | 0 | 0 | 0 | 0 | 0 | 0 | 0 | 0 | 0 | 0 | 0 | 0 | 0 | 0 | 0 | 0 | 0 | 0 | 0 | 0 | 0 | 0 | 0 | 0 | 0 | 0 | 0 | 0 | 0 | 0 | 0 | 1 | 1 | 0 | 0 | 0 |  | 0 | 0 | 0 | 0 | 0 | 0 | 0 | 0 | 0 | 0 | 0 | 0 | 0 | 0 | 0 | 0 | 0 | 0 | 0 | 0 | 0 | 0 | 0 | 0 | 0 | 0 | 0 | 0 | 0 | 0 | 0 | 0 | 0 | 0 | 0 | 0 | 1670.968 | 4182.7109 | 4372.0656 | Gates-Panoche 230 kV #1 and #2 Lines | Gates-Panoche 230 kV #1 and #2 Lines | Gates-Panoche 230 kV #1 and #2 Lines |  | 0 | 0 | 0 | 0 | 0 | 0 | 1670.968 | 4182.7109 | 4372.0656 | Gates-Panoche 230 kV #1 and #2 Lines | Gates-Panoche 230 kV #1 and #2 Lines | Gates-Panoche 230 kV #1 and #2 Lines |  | 1 | 1 | NO | 1 | 1 | 1 | NO | 1
PG&E Greater Bay Study Area | Los Esteros | 230 | 0 | 0 | 0 | 0 | 0 | 0 | 0 | 0 | 0 | 0 | 0 | 0 | 0 | 0 | 0 | 0 | 0 | 0 | 0 | 0 | 0 | 0 | 0 | 0 | 0 | 0 | 0 | 0 | 0 | 0 | 0 | 0 | 0 | 0 | 0 | 0 | 0 | 0 | 0 | 0 | 0 | 0 | 0 | 0 | 0 | 0 | 0 | 0 | 0 | 0 | 0 | 0 | 0 | 0 | 0 | 0 | 0 | 1 | 0 | 0 | 1 | 0 | 0 | 0 | 1 | 0 | 0 | 0 | 0 | 1 | 1 | 1 | 0 | 1 | 0 | 0 | 0 | 0 | 0 | 0 | 0 | 0 | 0 | 0 | 0 | 0 | 0 | 0 | 0 | 0 | 0 | 0 | 0 | 0 | 0 | 0 | 0 | 0 | 0 | 0 | 0 | 0 | 0 | 0 | 0 | 0 | 0 | 4 |  | 0 | 0 | 0 | 0 | 0 | 0 | 0 | 0 | 0 | 0 | 0 | 0 | 0 | 0 | 0 | 0 | 0 | 0 | 0 | 0 | 0 | 0 | 0 | 0 | 0 | 0 | 0 | 0 | 0 | 0 | 0 | 0 | 0 | 0 | 0 | 0 | 593 | 696 | 811 | Los Esteros-Nortech 115 kV line | Los Esteros-Nortech 115 kV line | Los Esteros-Silicon Valley 230 kV |  | 0 | 0 | 0 | 0 | 0 | 0 | 593 | 696 | 811 | Los Esteros-Nortech 115 kV line | Los Esteros-Nortech 115 kV line | Los Esteros-Silicon Valley 230 kV |  | 1 | 1 | NO | 1 | 1 | 1 | NO | 1
PG&E Greater Bay Study Area | Los Esteros | 115 | 0 | 0 | 0 | 0 | 0 | 0 | 0 | 0 | 0 | 0 | 0 | 0 | 0 | 0 | 0 | 0 | 0 | 0 | 0 | 0 | 0 | 0 | 0 | 0 | 0 | 0 | 0 | 0 | 0 | 0 | 0 | 0 | 0 | 0 | 0 | 0 | 0 | 0 | 0 | 0 | 0 | 0 | 0 | 0 | 0 | 0 | 0 | 0 | 0 | 0 | 0 | 0 | 0 | 0 | 0 | 0 | 0 | 0 | 0 | 0 | 1 | 0 | 0 | 0 | 1 | 0 | 0 | 0 | 0 | 1 | 1 | 1 | 0 | 1 | 0 | 0 | 0 | 0 | 0 | 0 | 0 | 0 | 0 | 0 | 0 | 0 | 0 | 0 | 0 | 0 | 0 | 0 | 0 | 0 | 0 | 0 | 0 | 0 | 0 | 0 | 0 | 0 | 0 | 0 | 0 | 0 | 0 | 3 |  | 0 | 0 | 0 | 0 | 0 | 0 | 0 | 0 | 0 | 0 | 0 | 0 | 0 | 0 | 0 | 0 | 0 | 0 | 0 | 0 | 0 | 0 | 0 | 0 | 0 | 0 | 200 | 6 | 0 | 1 | 0 | 0 | 0 | 0 | 0 | 0 | 593 | 696 | 811 | Los Esteros-Nortech 115 kV line | Los Esteros-Nortech 115 kV line | Los Esteros-Silicon Valley 230 kV |  | 0 | 0 | 0 | 0 | 0 | 0 | 593 | 696 | 811 | Los Esteros-Nortech 115 kV line | Los Esteros-Nortech 115 kV line | Los Esteros-Silicon Valley 230 kV |  | 1 | 1 | NO | 1 | 1 | 1 | NO | 1
PG&E Greater Bay Study Area | Los Positas | 230 | 0 | 0 | 0 | 0 | 0 | 0 | 0 | 0 | 0 | 0 | 0 | 0 | 0 | 0 | 0 | 0 | 0 | 0 | 0 | 0 | 0 | 0 | 0 | 0 | 0 | 0 | 0 | 0 | 0 | 0 | 0 | 0 | 0 | 0 | 0 | 0 | 0 | 0 | 0 | 0 | 0 | 0 | 0 | 0 | 1 | 0 | 0 | 0 | 0 | 0 | 0 | 0 | 0 | 0 | 0 | 0 | 0 | 0 | 1 | 1 | 1 | 0 | 0 | 1 | 1 | 0 | 0 | 0 | 0 | 0 | 0 | 0 | 0 | 1 | 0 | 0 | 0 | 0 | 0 | 0 | 0 | 0 | 0 | 0 | 0 | 0 | 0 | 0 | 0 | 0 | 0 | 0 | 0 | 0 | 0 | 0 | 0 | 0 | 0 | 0 | 0 | 0 | 0 | 0 | 0 | 0 | 0 | 0 |  | 0 | 0 | 0 | 0 | 0 | 0 | 0 | 0 | 0 | 0 | 0 | 0 | 0 | 0 | 0 | 0 | 0 | 0 | 0 | 0 | 0 | 0 | 0 | 0 | 0 | 0 | 0 | 0 | 0 | 0 | 2 | 0 | 0 | 0 | 0 | 0 | -719.4865 | 324.7033 | 942.0393 | Vaca Dixon-Tesla 500kV Line | Windmaster-Delta pumps 230 kV line | Windmaster-Delta pumps 230 kV line |  | 0 | 0 | 0 | 0 | 0 | 0 | 196.5473 | 685.0163 | 942.0393 | Contra Costa- Windmaster 230 kV line | Contra Costa- Windmaster 230 kV line | Windmaster-Delta pumps 230 kV line |  | 5 | 1 | YES | 2 | 1 | 1 | NO | 1
SDG&E Study Area | Loveland | 69 | 0 | 0 | 0 | 0 | 0 | 0 | 0 | 0 | 0 | 0 | 0 | 0 | 0 | 0 | 0 | 0 | 0 | 0 | 0 | 0 | 0 | 0 | 0 | 0 | 0 | 0 | 0 | 0 | 0 | 0 | 1 | 1 | 0 | 1 | 0 | 0 | 0 | 0 | 0 | 0 | 0 | 0 | 0 | 0 | 0 | 0 | 0 | 0 | 0 | 0 | 0 | 0 | 0 | 0 | 0 | 0 | 0 | 0 | 0 | 0 | 0 | 0 | 0 | 0 | 0 | 0 | 0 | 0 | 0 | 0 | 0 | 0 | 0 | 0 | 0 | 0 | 0 | 0 | 0 | 0 | 0 | 0 | 0 | 0 | 0 | 0 | 0 | 0 | 0 | 0 | 0 | 0 | 0 | 0 | 0 | 0 | 0 | 0 | 0 | 0 | 0 | 0 | 0 | 0 | 0 | 0 | 0 | 0 |  | 0 | 0 | 0 | 0 | 0 | 0 | 0 | 0 | 0 | 0 | 0 | 0 | 0 | 0 | 0 | 0 | 0 | 0 | 0 | 0 | 0 | 0 | 0 | 0.84 | 0 | 0 | 0 | 0 | 0 | 1 | 1 | 0 | 0 | 0 | 0 | 0 | -448.9952 | 55.3023 | 296.5564 | Chicarita 138 kV constraint | Chicarita 138 kV constraint | Miguel 69 kV constraint |  | 0 | 0 | 0 | 0 | 0 | 0 | 164.7548 | 197.5523 | 296.5564 | Miguel 69 kV constraint | Miguel 69 kV constraint | Miguel 69 kV constraint |  | 5 | 1 | YES | 2 | 1 | 1 | NO | 1
SCE Metro Study Area | Lugo | 500 | 0 | 0 | 0 | 0 | 0 | 0 | 0 | 0 | 0 | 0 | 0 | 0 | 1 | 0 | 0 | 0 | 0 | 0 | 0 | 0 | 0 | 0 | 0 | 0 | 0 | 0 | 0 | 0 | 0 | 0 | 0 | 0 | 0 | 0 | 0 | 0 | 0 | 0 | 0 | 0 | 0 | 0 | 0 | 0 | 0 | 0 | 0 | 0 | 0 | 0 | 0 | 0 | 0 | 0 | 0 | 0 | 0 | 0 | 0 | 0 | 0 | 0 | 0 | 0 | 0 | 0 | 0 | 0 | 0 | 0 | 0 | 0 | 0 | 0 | 0 | 0 | 0 | 0 | 0 | 0 | 0 | 0 | 0 | 0 | 0 | 0 | 0 | 0 | 0 | 0 | 0 | 0 | 0 | 0 | 0 | 0 | 0 | 0 | 0 | 0 | 0 | 0 | 0 | 0 | 0 | 0 | 0 | 0 |  | 0 | 0 | 0 | 0 | 0 | 0 | 0 | 0 | 0 | 0 | 0 | 0 | 0 | 0 | 0 | 0 | 0 | 0 | 0 | 0 | 0 | 0 | 0 | 0 | 0 | 0 | 0 | 0 | 0 | 0 | 0 | 0 | 0 | 0 | 0 | 0 | 11593.076 | 12657.742 | 15859.82 | SCE Metro Area Default Constraint | SCE Metro Area Default Constraint | SCE Metro Area Default Constraint |  | 0 | 0 | 0 | 0 | 0 | 0 | 11593.076 | 12657.742 | 15859.82 | SCE Metro Area Default Constraint | SCE Metro Area Default Constraint | SCE Metro Area Default Constraint |  | 1 | 1 | NO | 1 | 1 | 1 | NO | 1
SCE North of Lugo Study Area | Lugo | 230 | 0 | 0 | 0 | 0 | 0 | 0 | 0 | 0 | 0 | 0 | 0 | 0 | 0 | 0 | 0 | 0 | 1 | 0 | 0 | 0 | 0 | 0 | 0 | 0 | 0 | 0 | 0 | 0 | 0 | 0 | 0 | 0 | 0 | 0 | 0 | 0 | 0 | 0 | 0 | 0 | 0 | 0 | 0 | 0 | 0 | 0 | 0 | 0 | 0 | 0 | 0 | 0 | 0 | 0 | 0 | 0 | 0 | 0 | 0 | 0 | 0 | 0 | 0 | 0 | 0 | 0 | 0 | 0 | 0 | 0 | 0 | 0 | 0 | 0 | 0 | 0 | 0 | 0 | 0 | 0 | 0 | 0 | 0 | 0 | 0 | 0 | 0 | 0 | 0 | 0 | 0 | 0 | 0 | 0 | 0 | 0 | 0 | 0 | 0 | 0 | 0 | 0 | 0 | 0 | 0 | 0 | 0 | 1 |  | 0 | 0 | 0 | 0 | 0 | 0 | 0 | 0 | 0 | 0 | 0 | 0 | 0 | 0 | 0 | 0 | 0 | 0 | 0 | 0 | 0 | 0 | 0 | 0 | 0 | 0 | 0 | 0 | 0 | 0 | 0 | 0 | 0 | 0 | 0 | 0 | 1142.376 | 1485.517 | 1402.56 | Lugo Transformer Area Constraint | Lugo Transformer Area Constraint | Lugo Transformer Area Constraint |  | 0 | 0 | 0 | 0 | 0 | 0 | 1142.376 | 1485.517 | 1402.56 | Lugo Transformer Area Constraint | Lugo Transformer Area Constraint | Lugo Transformer Area Constraint |  | 1 | 1 | NO | 1 | 1 | 1 | NO | 1
SCE North of Lugo Study Area | New Sub - Lugo - Pisgah (Proposed) | 230 | 0 | 0 | 0 | 0 | 0 | 0 | 0 | 0 | 0 | 0 | 0 | 0 | 0 | 0 | 0 | 0 | 1 | 1 | 0 | 0 | 0 | 0 | 0 | 0 | 0 | 0 | 0 | 0 | 0 | 0 | 0 | 0 | 0 | 0 | 0 | 0 | 0 | 0 | 0 | 0 | 0 | 0 | 0 | 0 | 0 | 0 | 0 | 0 | 0 | 0 | 0 | 0 | 0 | 0 | 0 | 0 | 0 | 0 | 0 | 0 | 0 | 0 | 0 | 0 | 0 | 0 | 0 | 0 | 0 | 0 | 0 | 0 | 0 | 0 | 0 | 0 | 0 | 0 | 0 | 0 | 0 | 0 | 0 | 0 | 0 | 0 | 0 | 0 | 0 | 0 | 0 | 0 | 0 | 0 | 0 | 0 | 0 | 0 | 0 | 0 | 0 | 0 | 0 | 0 | 0 | 0 | 0 | 1 |  | 0 | 0 | 0 | 0 | 0 | 0 | 0 | 0 | 0 | 0 | 0 | 0 | 0 | 0 | 0 | 0 | 0 | 100 | 50 | 0 | 0 | 0 | 0 | 0 | 0 | 0 | 0 | 0 | 0 | 1 | 0 | 0 | 0 | 0 | 0 | 0 | 137.15 | 311.15 | 478.5 | Calcite to Lugo Area Constraint | Calcite to Lugo Area Constraint | Calcite to Lugo Area Constraint |  | 0 | 0 | 0 | 0 | 0 | 0 | 137.15 | 311.15 | 478.5 | Calcite to Lugo Area Constraint | Calcite to Lugo Area Constraint | Calcite to Lugo Area Constraint |  | 1 | 1 | NO | 1 | 1 | 1 | NO | 1
PG&E North of Greater Bay Study Area | Madison | 115 | 0 | 0 | 0 | 0 | 0 | 0 | 0 | 0 | 0 | 0 | 0 | 0 | 0 | 0 | 0 | 0 | 0 | 0 | 0 | 0 | 0 | 0 | 0 | 0 | 0 | 0 | 0 | 0 | 0 | 0 | 0 | 0 | 0 | 0 | 0 | 0 | 0 | 0 | 0 | 0 | 0 | 0 | 0 | 0 | 1 | 0 | 0 | 0 | 0 | 0 | 0 | 0 | 0 | 0 | 0 | 0 | 0 | 0 | 1 | 1 | 1 | 0 | 0 | 0 | 0 | 0 | 0 | 0 | 0 | 0 | 0 | 0 | 0 | 0 | 1 | 0 | 0 | 0 | 0 | 0 | 0 | 0 | 0 | 0 | 0 | 0 | 0 | 0 | 0 | 0 | 0 | 0 | 0 | 0 | 0 | 0 | 0 | 0 | 0 | 0 | 0 | 0 | 0 | 0 | 0 | 0 | 0 | 0 |  | 0 | 0 | 0 | 0 | 0 | 0 | 0 | 0 | 0 | 0 | 0 | 0 | 0 | 0 | 0 | 0 | 0 | 0 | 0 | 0 | 0 | 0 | 0 | 0 | 0 | 13 | 10.2 | 0 | 0 | 1 | 3 | 0 | 0 | 0 | 0 | 0 | -719.4865 | 284.1443 | 914.2905 | Vaca Dixon-Tesla 500kV Line | Birds Landing-Contra Costa 230kV Line | Birds Landing-Contra Costa 230kV Line |  | 0 | 0 | 0 | 0 | 0 | 0 | 196.5473 | 685.0163 | 914.2905 | Contra Costa- Windmaster 230 kV line | Contra Costa- Windmaster 230 kV line | Birds Landing-Contra Costa 230kV Line |  | 5 | 1 | YES | 2 | 1 | 1 | NO | 1
SCE Northern Area | Magunden | 230 | 1 | 1 | 1 | 0 | 0 | 1 | 1 | 1 | 0 | 0 | 0 | 0 | 0 | 0 | 0 | 0 | 0 | 0 | 0 | 0 | 0 | 0 | 0 | 0 | 0 | 0 | 0 | 0 | 1 | 0 | 0 | 0 | 0 | 0 | 0 | 0 | 0 | 0 | 0 | 0 | 0 | 0 | 0 | 0 | 0 | 0 | 0 | 0 | 0 | 0 | 0 | 0 | 0 | 0 | 0 | 0 | 0 | 0 | 0 | 0 | 0 | 0 | 0 | 0 | 0 | 0 | 0 | 0 | 0 | 0 | 0 | 0 | 0 | 0 | 0 | 0 | 0 | 0 | 0 | 0 | 0 | 0 | 0 | 0 | 0 | 0 | 0 | 0 | 0 | 0 | 0 | 0 | 0 | 0 | 0 | 0 | 0 | 0 | 0 | 0 | 0 | 0 | 0 | 0 | 0 | 0 | 0 | 0 |  | 0 | 0 | 0 | 0 | 0 | 0 | 0 | 0 | 0 | 0 | 0 | 0 | 0 | 0 | 0 | 0 | 0 | 0 | 0 | 0 | 0 | 0 | 0 | 0 | 0 | 0 | 0 | 0 | 0 | 0 | 3 | 0 | 2 | 0 | 0 | 0 | -1497.8218 | -34.6371 | 1493.759 | Lugo - Victorville area constraint | South of Magunden Constraint | South of Magunden Constraint |  | 2 | 0 | 2 | 0 | 0 | 0 | -596.4338 | -34.6371 | 1493.759 | South of Magunden Constraint | South of Magunden Constraint | South of Magunden Constraint |  | 5 | 5 | NO | 5 | 1 | 1 | NO | 1
PG&E Kern Study Area | Magunden | 115 | 0 | 0 | 0 | 0 | 0 | 0 | 0 | 0 | 0 | 0 | 0 | 0 | 0 | 0 | 0 | 0 | 0 | 0 | 0 | 0 | 0 | 0 | 0 | 0 | 0 | 0 | 0 | 0 | 0 | 0 | 0 | 0 | 0 | 0 | 0 | 0 | 0 | 0 | 0 | 0 | 0 | 0 | 0 | 0 | 0 | 0 | 0 | 0 | 0 | 0 | 0 | 0 | 0 | 0 | 0 | 0 | 0 | 0 | 0 | 0 | 0 | 0 | 0 | 0 | 0 | 0 | 0 | 0 | 0 | 0 | 0 | 0 | 0 | 0 | 0 | 0 | 1 | 0 | 1 | 0 | 0 | 0 | 0 | 1 | 0 | 1 | 1 | 0 | 0 | 0 | 0 | 0 | 0 | 0 | 0 | 0 | 0 | 0 | 0 | 0 | 0 | 0 | 0 | 0 | 0 | 0 | 0 | 0 |  | 0 | 0 | 0 | 0 | 0 | 0 | 0 | 0 | 0 | 0 | 0 | 0 | 0 | 0 | 0 | 0 | 0 | 0 | 0 | 0 | 0 | 0 | 0 | 0 | 0 | 0 | 0 | 0 | 0 | 0 | 1 | 0 | 1 | 0 | 0 | 0 | -1317.795 | -515.533 | 204.8922 | Midway-Q2005 230kV Line | Midway-Q2005 230kV Line | Semitropic-Midway 115kV Line |  | 0 | 0 | 0 | 0 | 0 | 0 | 49.732 | 91.2401 | 204.8922 | Gates 500/230kV TB #12 | Semitropic-Midway 115kV Line | Semitropic-Midway 115kV Line |  | 5 | 1 | YES | 2 | 1 | 1 | NO | 1
PG&E North of Greater Bay Study Area | Malin | 500 | 0 | 0 | 0 | 0 | 0 | 0 | 0 | 0 | 0 | 0 | 0 | 0 | 0 | 0 | 0 | 0 | 0 | 0 | 0 | 0 | 0 | 0 | 0 | 0 | 0 | 0 | 0 | 0 | 0 | 0 | 0 | 0 | 0 | 0 | 0 | 0 | 0 | 0 | 0 | 0 | 0 | 0 | 0 | 0 | 1 | 0 | 0 | 0 | 0 | 0 | 0 | 0 | 0 | 0 | 0 | 0 | 0 | 0 | 0 | 0 | 0 | 0 | 0 | 0 | 0 | 0 | 0 | 0 | 0 | 0 | 0 | 0 | 0 | 0 | 0 | 0 | 0 | 0 | 0 | 0 | 0 | 0 | 0 | 0 | 0 | 0 | 0 | 0 | 0 | 0 | 0 | 0 | 0 | 0 | 0 | 0 | 0 | 0 | 0 | 0 | 0 | 0 | 0 | 0 | 0 | 0 | 0 | 0 |  | 0 | 0 | 0 | 0 | 0 | 0 | 0 | 0 | 0 | 0 | 0 | 0 | 0 | 0 | 0 | 0 | 0 | 0 | 0 | 0 | 0 | 0 | 0 | 0 | 0 | 0 | 0 | 0 | 0 | 0 | 1 | 0 | 0 | 0 | 0 | 0 | -719.4865 | 324.7487 | 1977.3898 | Vaca Dixon-Tesla 500kV Line | Vaca Dixon-Tesla 500kV Line | Vaca Dixon-Tesla 500kV Line |  | 0 | 0 | 0 | 0 | 0 | 0 | 7925.5135 | 8969.7487 | 1977.3898 | Vaca Dixon-Tesla 500kV Line | Vaca Dixon-Tesla 500kV Line | Vaca Dixon-Tesla 500kV Line |  | 5 | 1 | YES | 2 | 1 | 1 | NO | 1
SCE Northern Area | Mandalay | 230 | 0 | 0 | 1 | 0 | 1 | 0 | 1 | 0 | 0 | 0 | 0 | 0 | 0 | 0 | 0 | 0 | 0 | 0 | 0 | 0 | 0 | 0 | 0 | 0 | 0 | 0 | 0 | 0 | 1 | 0 | 0 | 0 | 0 | 0 | 0 | 0 | 0 | 0 | 0 | 0 | 0 | 0 | 0 | 0 | 0 | 0 | 0 | 0 | 0 | 0 | 0 | 0 | 0 | 0 | 0 | 0 | 0 | 0 | 0 | 0 | 0 | 0 | 0 | 0 | 0 | 0 | 0 | 0 | 0 | 0 | 0 | 0 | 0 | 0 | 0 | 0 | 0 | 0 | 0 | 0 | 0 | 0 | 0 | 0 | 0 | 0 | 0 | 0 | 0 | 0 | 0 | 0 | 0 | 0 | 0 | 0 | 0 | 0 | 0 | 0 | 0 | 0 | 0 | 0 | 0 | 0 | 0 | 0 |  | 0 | 0 | 0 | 0 | 0 | 0 | 0 | 0 | 0 | 0 | 0 | 0 | 0 | 0 | 0 | 0 | 0 | 0 | 0 | 0 | 0 | 0 | 0 | 0 | 0 | 0 | 200 | 0 | 0 | 1 | 2 | 0 | 1 | 0 | 0 | 0 | -1497.8218 | -34.6371 | 1493.759 | Lugo - Victorville area constraint | South of Magunden Constraint | South of Magunden Constraint |  | 1 | 0 | 1 | 0 | 0 | 0 | -596.4338 | -34.6371 | 1493.759 | South of Magunden Constraint | South of Magunden Constraint | South of Magunden Constraint |  | 5 | 5 | NO | 5 | 1 | 1 | NO | 1
PG&E Fresno Study Area | Manning | 500 | 0 | 0 | 0 | 0 | 0 | 0 | 0 | 0 | 0 | 0 | 0 | 0 | 0 | 0 | 0 | 0 | 0 | 0 | 0 | 0 | 0 | 0 | 0 | 0 | 0 | 0 | 0 | 0 | 0 | 0 | 0 | 0 | 0 | 0 | 0 | 0 | 0 | 0 | 0 | 0 | 0 | 0 | 0 | 0 | 0 | 0 | 0 | 0 | 0 | 0 | 0 | 0 | 0 | 0 | 0 | 0 | 0 | 0 | 0 | 0 | 0 | 0 | 0 | 0 | 0 | 0 | 0 | 0 | 0 | 0 | 0 | 0 | 0 | 0 | 0 | 0 | 1 | 0 | 0 | 0 | 0 | 0 | 0 | 0 | 0 | 0 | 1 | 0 | 0 | 0 | 0 | 1 | 1 | 0 | 0 | 0 | 0 | 0 | 0 | 0 | 0 | 0 | 0 | 0 | 1 | 0 | 0 | 2 |  | 0 | 0 | 0 | 0 | 0 | 0 | 0 | 0 | 0 | 0 | 0 | 0 | 0 | 0 | 0 | 0 | 0 | 0 | 0 | 0 | 0 | 0 | 0 | 0 | 0 | 0 | 0 | 0 | 0 | 0 | 1 | 0 | 1 | 0 | 0 | 0 | -1317.795 | -515.533 | 818.2057 | Midway-Q2005 230kV Line | Midway-Q2005 230kV Line | Midway-Q2005 230kV Line |  | 0 | 0 | 0 | 0 | 0 | 0 | 328.366 | 875.2492 | 1527.7575 | Gates 500/230kV TB #11 | Gates 500/230kV TB #11 | Los Banos 500/230kV TB |  | 5 | 1 | YES | 2 | 1 | 1 | NO | 1
PG&E Fresno Study Area | Manning | 230 | 0 | 0 | 0 | 0 | 0 | 0 | 0 | 0 | 0 | 0 | 0 | 0 | 0 | 0 | 0 | 0 | 0 | 0 | 0 | 0 | 0 | 0 | 0 | 0 | 0 | 0 | 0 | 0 | 0 | 0 | 0 | 0 | 0 | 0 | 0 | 0 | 0 | 0 | 0 | 0 | 0 | 0 | 0 | 0 | 0 | 0 | 0 | 0 | 0 | 0 | 0 | 0 | 0 | 0 | 0 | 0 | 0 | 0 | 0 | 0 | 0 | 0 | 0 | 0 | 0 | 0 | 0 | 0 | 0 | 0 | 0 | 0 | 0 | 0 | 0 | 0 | 1 | 0 | 0 | 0 | 0 | 0 | 0 | 0 | 0 | 1 | 1 | 1 | 1 | 0 | 1 | 1 | 1 | 0 | 1 | 1 | 0 | 1 | 0 | 0 | 0 | 0 | 0 | 0 | 1 | 1 | 0 | 2 |  | 0 | 0 | 0 | 0 | 0 | 0 | 0 | 0 | 0 | 0 | 0 | 0 | 0 | 0 | 0 | 0 | 0 | 0 | 0 | 0 | 0 | 0 | 0 | 0 | 0 | 0 | 0 | 0 | 0 | 0 | 3 | 0 | 3 | 0 | 0 | 0 | -1317.795 | -515.533 | 231.4102 | Midway-Q2005 230kV Line | Midway-Q2005 230kV Line | Panoche- Mendota 115 kV line |  | 0 | 0 | 0 | 0 | 0 | 0 | 49.732 | 244.516 | 231.4102 | Gates 500/230kV TB #12 | Gates 230/70kV TB #5 | Panoche- Mendota 115 kV line |  | 5 | 1 | YES | 2 | 1 | 1 | NO | 1
PG&E Greater Bay Study Area | Manteca | 115 | 0 | 0 | 0 | 0 | 0 | 0 | 0 | 0 | 0 | 0 | 0 | 0 | 0 | 0 | 0 | 0 | 0 | 0 | 0 | 0 | 0 | 0 | 0 | 0 | 0 | 0 | 0 | 0 | 0 | 0 | 0 | 0 | 0 | 0 | 0 | 0 | 0 | 0 | 0 | 0 | 0 | 0 | 0 | 0 | 0 | 0 | 0 | 0 | 0 | 0 | 0 | 0 | 0 | 0 | 0 | 0 | 0 | 0 | 0 | 0 | 0 | 0 | 1 | 0 | 0 | 0 | 0 | 0 | 1 | 0 | 0 | 0 | 0 | 0 | 0 | 0 | 0 | 0 | 0 | 0 | 0 | 0 | 0 | 0 | 0 | 0 | 0 | 0 | 0 | 0 | 0 | 0 | 0 | 0 | 0 | 0 | 0 | 0 | 0 | 0 | 0 | 0 | 0 | 0 | 0 | 0 | 0 | 0 |  | 0 | 0 | 0 | 0 | 0 | 0 | 0 | 0 | 0 | 0 | 0 | 0 | 0 | 0 | 0 | 0 | 0 | 0 | 0 | 0 | 0 | 0 | 0 | 1.5 | 0 | 0 | 0 | 0 | 0 | 1 | 0 | 0 | 0 | 0 | 0 | 0 | 3.859 | 102.156 | 280.6464 | Kasson Jct-Heinz 115 kV line | Kasson Jct-Heinz 115 kV line | Kasson Jct-Heinz 115 kV line |  | 0 | 0 | 0 | 0 | 0 | 0 | 3.859 | 102.156 | 280.6464 | Kasson Jct-Heinz 115 kV line | Kasson Jct-Heinz 115 kV line | Kasson Jct-Heinz 115 kV line |  | 1 | 1 | NO | 1 | 1 | 1 | NO | 1
SDG&E Study Area | Margarita | 138 | 0 | 0 | 0 | 0 | 0 | 0 | 0 | 0 | 0 | 0 | 0 | 0 | 0 | 0 | 0 | 0 | 0 | 0 | 0 | 0 | 0 | 0 | 0 | 0 | 0 | 0 | 0 | 0 | 0 | 1 | 0 | 0 | 0 | 0 | 0 | 0 | 0 | 0 | 0 | 0 | 0 | 1 | 1 | 0 | 0 | 0 | 0 | 0 | 0 | 0 | 0 | 0 | 0 | 0 | 0 | 0 | 0 | 0 | 0 | 0 | 0 | 0 | 0 | 0 | 0 | 0 | 0 | 0 | 0 | 0 | 0 | 0 | 0 | 0 | 0 | 0 | 0 | 0 | 0 | 0 | 0 | 0 | 0 | 0 | 0 | 0 | 0 | 0 | 0 | 0 | 0 | 0 | 0 | 0 | 0 | 0 | 0 | 0 | 0 | 0 | 0 | 0 | 0 | 0 | 0 | 0 | 0 | 0 |  | 0 | 0 | 0 | 0 | 0 | 0 | 0 | 0 | 0 | 0 | 0 | 0 | 0 | 0 | 0 | 0 | 0 | 0 | 0 | 0 | 0 | 0 | 0 | 0 | 0 | 0 | 0 | 0 | 0 | 0 | 1 | 0 | 0 | 0 | 0 | 0 | -303.35 | 326 | 851 | Talega 230 kV constraint | Trabuco-Capistrano 138 kV constraint | Trabuco-Capistrano 138 kV constraint |  | 0 | 0 | 0 | 0 | 0 | 0 | 151 | 326 | 851 | Trabuco-Capistrano 138 kV constraint | Trabuco-Capistrano 138 kV constraint | Trabuco-Capistrano 138 kV constraint |  | 5 | 1 | YES | 2 | 1 | 1 | NO | 1
PG&E Greater Bay Study Area | Mariposa | 230 | 0 | 0 | 0 | 0 | 0 | 0 | 0 | 0 | 0 | 0 | 0 | 0 | 0 | 0 | 0 | 0 | 0 | 0 | 0 | 0 | 0 | 0 | 0 | 0 | 0 | 0 | 0 | 0 | 0 | 0 | 0 | 0 | 0 | 0 | 0 | 0 | 0 | 0 | 0 | 0 | 0 | 0 | 0 | 0 | 1 | 0 | 0 | 0 | 0 | 0 | 0 | 0 | 0 | 0 | 0 | 0 | 0 | 0 | 1 | 0 | 1 | 0 | 0 | 1 | 1 | 0 | 0 | 0 | 0 | 0 | 0 | 0 | 0 | 1 | 0 | 0 | 0 | 0 | 0 | 0 | 0 | 0 | 0 | 0 | 0 | 0 | 0 | 0 | 0 | 0 | 0 | 0 | 0 | 0 | 0 | 0 | 0 | 0 | 0 | 0 | 0 | 0 | 0 | 0 | 0 | 0 | 0 | 0 |  | 0 | 0 | 0 | 0 | 0 | 0 | 0 | 0 | 0 | 0 | 0 | 0 | 0 | 0 | 0 | 0 | 3.6 | 0 | 0 | 0 | 0 | 0 | 0 | 0 | 0 | 0 | 0 | 50 | 0 | 1 | 2 | 0 | 0 | 0 | 0 | 0 | -719.4865 | 324.7033 | 942.0393 | Vaca Dixon-Tesla 500kV Line | Windmaster-Delta pumps 230 kV line | Windmaster-Delta pumps 230 kV line |  | 0 | 0 | 0 | 0 | 0 | 0 | 1181.5167 | 2657.4106 | 942.0393 | Tesla-Bellota 230 kV line | Tesla-Bellota 230 kV line | Windmaster-Delta pumps 230 kV line |  | 5 | 1 | YES | 2 | 1 | 1 | NO | 1
PG&E Greater Bay Study Area | Martin | 115 | 0 | 0 | 0 | 0 | 0 | 0 | 0 | 0 | 0 | 0 | 0 | 0 | 0 | 0 | 0 | 0 | 0 | 0 | 0 | 0 | 0 | 0 | 0 | 0 | 0 | 0 | 0 | 0 | 0 | 0 | 0 | 0 | 0 | 0 | 0 | 0 | 0 | 0 | 0 | 0 | 0 | 0 | 0 | 0 | 0 | 0 | 0 | 0 | 0 | 0 | 0 | 0 | 0 | 0 | 0 | 0 | 0 | 1 | 0 | 0 | 1 | 0 | 0 | 0 | 0 | 0 | 0 | 0 | 0 | 0 | 0 | 0 | 0 | 1 | 0 | 0 | 0 | 0 | 0 | 0 | 0 | 0 | 0 | 0 | 0 | 0 | 0 | 0 | 0 | 0 | 0 | 0 | 0 | 0 | 0 | 0 | 0 | 0 | 0 | 0 | 0 | 0 | 0 | 0 | 0 | 0 | 0 | 1 |  | 0 | 0 | 0 | 0 | 0 | 0 | 0 | 0 | 0 | 0 | 0 | 0 | 0 | 0 | 0 | 0 | 0 | 0 | 0 | 0 | 0 | 0 | 0 | 8.37 | 0 | 0 | 193.02 | 61.6 | 0 | 1 | 0 | 0 | 0 | 0 | 0 | 0 | 1375.6243 | 3047.1908 | 4979.9584 | Tesla-Tracy-Pump 230 kV line #2 | Tesla-Tracy-Pump 230 kV line #2 | Sobrante-Moraga 230 kV line |  | 0 | 0 | 0 | 0 | 0 | 0 | 1375.6243 | 3047.1908 | 4979.9584 | Tesla-Tracy-Pump 230 kV line #2 | Tesla-Tracy-Pump 230 kV line #2 | Sobrante-Moraga 230 kV line |  | 1 | 1 | NO | 1 | 1 | 1 | NO | 1
PG&E Greater Bay Study Area | Martin | 230 | 0 | 0 | 0 | 0 | 0 | 0 | 0 | 0 | 0 | 0 | 0 | 0 | 0 | 0 | 0 | 0 | 0 | 0 | 0 | 0 | 0 | 0 | 0 | 0 | 0 | 0 | 0 | 0 | 0 | 0 | 0 | 0 | 0 | 0 | 0 | 0 | 0 | 0 | 0 | 0 | 0 | 0 | 0 | 0 | 0 | 0 | 0 | 0 | 0 | 0 | 0 | 0 | 0 | 0 | 0 | 0 | 0 | 0 | 0 | 0 | 0 | 0 | 0 | 0 | 0 | 0 | 0 | 0 | 0 | 0 | 0 | 0 | 0 | 0 | 0 | 0 | 0 | 0 | 0 | 0 | 0 | 0 | 0 | 0 | 0 | 0 | 0 | 0 | 0 | 0 | 0 | 0 | 0 | 0 | 0 | 0 | 0 | 0 | 0 | 0 | 0 | 0 | 0 | 0 | 0 | 0 | 0 | 0 |  | 0 | 0 | 0 | 0 | 0 | 0 | 0 | 0 | 0 | 0 | 0 | 0 | 0 | 0 | 0 | 0 | 0 | 0 | 0 | 0 | 0 | 0 | 0 | 0 | 0 | 0 | 0 | 0 | 0 | 0 | 0 | 0 | 0 | 0 | 0 | 0 | 0 | 0 | 0 | #N/A | #N/A | #N/A |  | 0 | 0 | 0 | 0 | 0 | 0 | 0 | 0 | 0 | #N/A | #N/A | #N/A |  | 1 | 1 | NO | 1 | 1 | 1 | NO | 1
PG&E Greater Bay Study Area | Martinez | 115 | 0 | 0 | 0 | 0 | 0 | 0 | 0 | 0 | 0 | 0 | 0 | 0 | 0 | 0 | 0 | 0 | 0 | 0 | 0 | 0 | 0 | 0 | 0 | 0 | 0 | 0 | 0 | 0 | 0 | 0 | 0 | 0 | 0 | 0 | 0 | 0 | 0 | 0 | 0 | 0 | 0 | 0 | 0 | 0 | 0 | 0 | 0 | 0 | 0 | 0 | 0 | 0 | 0 | 0 | 1 | 0 | 0 | 0 | 0 | 0 | 0 | 0 | 0 | 0 | 0 | 0 | 0 | 0 | 0 | 0 | 0 | 0 | 0 | 0 | 0 | 0 | 0 | 0 | 0 | 0 | 0 | 0 | 0 | 0 | 0 | 0 | 0 | 0 | 0 | 0 | 0 | 0 | 0 | 0 | 0 | 0 | 0 | 0 | 0 | 0 | 0 | 0 | 0 | 0 | 0 | 0 | 0 | 1 |  | 0 | 0 | 0 | 0 | 0 | 0 | 0 | 0 | 0 | 0 | 0 | 0 | 0 | 0 | 0 | 0 | 0 | 0 | 0 | 0 | 0 | 0 | 0 | 0 | 0 | 0 | 0 | 0 | 0 | 0 | 0 | 0 | 0 | 0 | 0 | 0 | 2026.74 | 2130.9944 | 1481.432 | Dumbarton-Newark 115 kV line | Dumbarton-Newark 115 kV line | Dumbarton-Newark 115 kV line |  | 0 | 0 | 0 | 0 | 0 | 0 | 2026.74 | 2130.9944 | 1481.432 | Dumbarton-Newark 115 kV line | Dumbarton-Newark 115 kV line | Dumbarton-Newark 115 kV line |  | 1 | 1 | NO | 1 | 1 | 1 | NO | 1
PG&E Fresno Study Area | Mc Mullin | 230 | 0 | 0 | 0 | 0 | 0 | 0 | 0 | 0 | 0 | 0 | 0 | 0 | 0 | 0 | 0 | 0 | 0 | 0 | 0 | 0 | 0 | 0 | 0 | 0 | 0 | 0 | 0 | 0 | 0 | 0 | 0 | 0 | 0 | 0 | 0 | 0 | 0 | 0 | 0 | 0 | 0 | 0 | 0 | 0 | 0 | 0 | 0 | 0 | 0 | 0 | 1 | 0 | 0 | 0 | 0 | 0 | 0 | 0 | 0 | 0 | 0 | 0 | 0 | 0 | 0 | 0 | 0 | 0 | 0 | 0 | 0 | 0 | 0 | 0 | 0 | 0 | 1 | 0 | 0 | 0 | 0 | 0 | 0 | 0 | 0 | 1 | 1 | 0 | 1 | 1 | 1 | 1 | 1 | 1 | 1 | 1 | 0 | 1 | 1 | 0 | 0 | 1 | 0 | 0 | 0 | 1 | 0 | 4 |  | 0 | 0 | 0 | 0 | 0 | 0 | 0 | 0 | 0 | 0 | 0 | 0 | 0 | 0 | 0 | 0 | 0 | 0 | 0 | 0 | 0 | 0 | 0 | 0 | 0 | 0 | 0 | 0 | 0 | 0 | 3 | 0 | 3 | 0 | 0 | 0 | -1317.795 | -515.533 | 231.4102 | Midway-Q2005 230kV Line | Midway-Q2005 230kV Line | Panoche- Mendota 115 kV line |  | 0 | 0 | 0 | 0 | 0 | 0 | 49.732 | 420.6683 | 231.4102 | Gates 500/230kV TB #12 | Moss Landing-Las Aguilas 230 kV Line | Panoche- Mendota 115 kV line |  | 5 | 1 | YES | 2 | 1 | 1 | NO | 1
PG&E Fresno Study Area | McCall | 230 | 0 | 0 | 0 | 0 | 0 | 0 | 0 | 0 | 0 | 0 | 0 | 0 | 0 | 0 | 0 | 0 | 0 | 0 | 0 | 0 | 0 | 0 | 0 | 0 | 0 | 0 | 0 | 0 | 0 | 0 | 0 | 0 | 0 | 0 | 0 | 0 | 0 | 0 | 0 | 0 | 0 | 0 | 0 | 0 | 0 | 0 | 0 | 0 | 0 | 0 | 1 | 0 | 0 | 0 | 0 | 0 | 0 | 0 | 0 | 0 | 0 | 0 | 0 | 0 | 0 | 0 | 0 | 0 | 0 | 0 | 0 | 0 | 0 | 0 | 0 | 0 | 1 | 0 | 0 | 0 | 0 | 0 | 0 | 0 | 0 | 1 | 1 | 1 | 1 | 1 | 1 | 1 | 1 | 1 | 1 | 1 | 0 | 1 | 1 | 0 | 0 | 1 | 0 | 0 | 0 | 0 | 0 | 4 |  | 0 | 0 | 0 | 0 | 0 | 0 | 0 | 0 | 0 | 0 | 0 | 0 | 0 | 0 | 0 | 0 | 0 | 0 | 0 | 0 | 0 | 0 | 0 | 0 | 0 | 0 | 0 | 0 | 0 | 0 | 3 | 0 | 3 | 0 | 0 | 0 | -1317.795 | -515.533 | 231.4102 | Midway-Q2005 230kV Line | Midway-Q2005 230kV Line | Panoche- Mendota 115 kV line |  | 0 | 0 | 0 | 0 | 0 | 0 | 49.732 | 244.516 | 231.4102 | Gates 500/230kV TB #12 | Gates 230/70kV TB #5 | Panoche- Mendota 115 kV line |  | 5 | 1 | YES | 2 | 1 | 1 | NO | 1
East of Pisgah Study Area | McCullough (LDWP) | 500 | 0 | 0 | 0 | 0 | 0 | 0 | 0 | 0 | 0 | 0 | 0 | 0 | 0 | 0 | 0 | 0 | 0 | 0 | 0 | 0 | 0 | 0 | 0 | 0 | 0 | 0 | 0 | 0 | 1 | 0 | 0 | 0 | 0 | 0 | 0 | 0 | 0 | 0 | 0 | 0 | 0 | 0 | 0 | 0 | 0 | 0 | 0 | 0 | 0 | 0 | 0 | 0 | 0 | 0 | 0 | 0 | 0 | 0 | 0 | 0 | 0 | 0 | 0 | 0 | 0 | 0 | 0 | 0 | 0 | 0 | 0 | 0 | 0 | 0 | 0 | 0 | 0 | 0 | 0 | 0 | 0 | 0 | 0 | 0 | 0 | 0 | 0 | 0 | 0 | 0 | 0 | 0 | 0 | 0 | 0 | 0 | 0 | 0 | 0 | 0 | 0 | 0 | 0 | 0 | 0 | 0 | 0 | 0 |  | 0 | 0 | 0 | 0 | 0 | 0 | 0 | 0 | 0 | 0 | 0 | 0 | 0 | 0 | 0 | 0 | 0 | 0 | 0 | 0 | 0 | 0 | 0 | 0 | 0 | 0 | 0 | 0 | 0 | 0 | 1 | 0 | 0 | 0 | 0 | 0 | -1497.8218 | 3085.8404 | 6388.056 | Lugo - Victorville area constraint | Lugo - Victorville area constraint | Lugo - Victorville area constraint |  | 0 | 0 | 0 | 0 | 0 | 0 | 5302.1782 | 9885.8404 | 13188.056 | Lugo - Victorville area constraint | Lugo - Victorville area constraint | Lugo - Victorville area constraint |  | 5 | 1 | YES | 2 | 1 | 1 | NO | 1
East of Pisgah Study Area | Mead | 230 | 0 | 0 | 0 | 0 | 0 | 0 | 0 | 0 | 0 | 0 | 0 | 0 | 0 | 0 | 0 | 0 | 0 | 0 | 0 | 1 | 0 | 1 | 0 | 0 | 0 | 0 | 0 | 0 | 1 | 0 | 0 | 0 | 0 | 0 | 0 | 0 | 0 | 0 | 0 | 0 | 0 | 0 | 0 | 0 | 0 | 0 | 0 | 0 | 0 | 0 | 0 | 0 | 0 | 0 | 0 | 0 | 0 | 0 | 0 | 0 | 0 | 0 | 0 | 0 | 0 | 0 | 0 | 0 | 0 | 0 | 0 | 0 | 0 | 0 | 0 | 0 | 0 | 0 | 0 | 0 | 0 | 0 | 0 | 0 | 0 | 0 | 0 | 0 | 0 | 0 | 0 | 0 | 0 | 0 | 0 | 0 | 0 | 0 | 0 | 0 | 0 | 0 | 0 | 0 | 0 | 0 | 0 | 2 |  | 0 | 0 | 350 | 0 | 0 | 0 | 0 | 0 | 0 | 0 | 0 | 0 | 0 | 0 | 1 | 0 | 0 | 0 | 0 | 0 | 0 | 0 | 0 | 0 | 0 | 0 | 0 | 0 | 0 | 0 | 1 | 1 | 0 | 0 | 0 | 0 | -1497.8218 | 2325.9075 | 6388.056 | Lugo - Victorville area constraint | Devers-Red Bluff Constraint | Lugo - Victorville area constraint |  | 0 | 1 | 0 | 0 | 0 | 0 | -1466.348 | 2325.9075 | 7181.097 | Devers-Red Bluff Constraint | Devers-Red Bluff Constraint | Colorado River-Red Bluff Constraint |  | 5 | 4 | YES | 4 | 1 | 1 | NO | 1
PG&E Greater Bay Study Area | Melones | 115 | 0 | 0 | 0 | 0 | 0 | 0 | 0 | 0 | 0 | 0 | 0 | 0 | 0 | 0 | 0 | 0 | 0 | 0 | 0 | 0 | 0 | 0 | 0 | 0 | 0 | 0 | 0 | 0 | 0 | 0 | 0 | 0 | 0 | 0 | 0 | 0 | 0 | 0 | 0 | 0 | 0 | 0 | 0 | 0 | 0 | 0 | 0 | 0 | 0 | 0 | 0 | 0 | 0 | 0 | 0 | 0 | 0 | 0 | 0 | 0 | 0 | 0 | 1 | 0 | 0 | 0 | 0 | 0 | 0 | 0 | 0 | 0 | 0 | 0 | 0 | 0 | 0 | 0 | 0 | 0 | 0 | 0 | 0 | 0 | 0 | 0 | 0 | 0 | 0 | 0 | 0 | 0 | 0 | 0 | 0 | 0 | 0 | 0 | 0 | 0 | 0 | 0 | 0 | 0 | 0 | 0 | 0 | 0 |  | 0 | 0 | 0 | 0 | 0 | 0 | 0 | 0 | 0 | 0 | 0 | 0 | 0 | 0 | 0 | 0 | 0 | 0 | 0 | 0 | 0 | 0 | 0 | 0 | 0 | 0 | 0 | 0 | 0 | 0 | 0 | 0 | 0 | 0 | 0 | 0 | 3.859 | 102.156 | 280.6464 | Kasson Jct-Heinz 115 kV line | Kasson Jct-Heinz 115 kV line | Kasson Jct-Heinz 115 kV line |  | 0 | 0 | 0 | 0 | 0 | 0 | 3.859 | 102.156 | 280.6464 | Kasson Jct-Heinz 115 kV line | Kasson Jct-Heinz 115 kV line | Kasson Jct-Heinz 115 kV line |  | 1 | 1 | NO | 1 | 1 | 1 | NO | 1
PG&E North of Greater Bay Study Area | Mendocino | 115 | 0 | 0 | 0 | 0 | 0 | 0 | 0 | 0 | 0 | 0 | 0 | 0 | 0 | 0 | 0 | 0 | 0 | 0 | 0 | 0 | 0 | 0 | 0 | 0 | 0 | 0 | 0 | 0 | 0 | 0 | 0 | 0 | 0 | 0 | 0 | 0 | 0 | 0 | 0 | 0 | 0 | 0 | 0 | 1 | 1 | 0 | 1 | 0 | 0 | 0 | 0 | 0 | 0 | 0 | 0 | 0 | 0 | 1 | 0 | 1 | 1 | 0 | 0 | 0 | 0 | 0 | 0 | 0 | 0 | 0 | 0 | 0 | 0 | 0 | 1 | 0 | 0 | 0 | 0 | 0 | 0 | 0 | 0 | 0 | 0 | 0 | 0 | 0 | 0 | 0 | 0 | 0 | 0 | 0 | 0 | 0 | 0 | 0 | 0 | 0 | 0 | 0 | 0 | 0 | 0 | 0 | 0 | 1 |  | 0 | 0 | 0 | 0 | 0 | 0 | 0 | 0 | 0 | 0 | 0 | 0 | 0 | 0 | 0 | 0 | 1 | 0 | 0 | 0 | 0 | 0 | 0 | 0 | 0 | 0 | 0 | 0 | 0 | 1 | 2 | 0 | 0 | 0 | 0 | 0 | -719.4865 | 284.1443 | 914.2905 | Vaca Dixon-Tesla 500kV Line | Birds Landing-Contra Costa 230kV Line | Birds Landing-Contra Costa 230kV Line |  | 0 | 0 | 0 | 0 | 0 | 0 | 196.5473 | 685.0163 | 914.2905 | Contra Costa- Windmaster 230 kV line | Contra Costa- Windmaster 230 kV line | Birds Landing-Contra Costa 230kV Line |  | 5 | 1 | YES | 2 | 1 | 1 | NO | 1
PG&E Fresno Study Area | Mendota | 115 | 0 | 0 | 0 | 0 | 0 | 0 | 0 | 0 | 0 | 0 | 0 | 0 | 0 | 0 | 0 | 0 | 0 | 0 | 0 | 0 | 0 | 0 | 0 | 0 | 0 | 0 | 0 | 0 | 0 | 0 | 0 | 0 | 0 | 0 | 0 | 0 | 0 | 0 | 0 | 0 | 0 | 0 | 0 | 0 | 0 | 0 | 0 | 0 | 0 | 0 | 1 | 0 | 0 | 0 | 0 | 0 | 0 | 0 | 0 | 0 | 0 | 0 | 0 | 0 | 0 | 0 | 0 | 0 | 0 | 0 | 0 | 0 | 0 | 0 | 0 | 0 | 1 | 0 | 0 | 0 | 0 | 0 | 0 | 0 | 0 | 1 | 1 | 1 | 1 | 1 | 1 | 1 | 1 | 1 | 1 | 1 | 0 | 0 | 1 | 1 | 0 | 1 | 0 | 0 | 0 | 1 | 0 | 4 |  | 0 | 0 | 0 | 0 | 0 | 0 | 0 | 0 | 0 | 0 | 0 | 0 | 0 | 0 | 0 | 0 | 0 | 0 | 0 | 0 | 0 | 0 | 0 | 0 | 0 | 0 | 0 | 0 | 0 | 0 | 3 | 0 | 3 | 0 | 0 | 0 | -1317.795 | -515.533 | 9.63 | Midway-Q2005 230kV Line | Midway-Q2005 230kV Line | Merced 115/70kV TB#2 |  | 0 | 0 | 0 | 0 | 0 | 0 | 49.732 | 210.732 | 9.63 | Gates 500/230kV TB #12 | Merced 115/70kV TB#2 | Merced 115/70kV TB#2 |  | 5 | 1 | YES | 2 | 1 | 1 | NO | 1
PG&E Fresno Study Area | Merced | 115 | 0 | 0 | 0 | 0 | 0 | 0 | 0 | 0 | 0 | 0 | 0 | 0 | 0 | 0 | 0 | 0 | 0 | 0 | 0 | 0 | 0 | 0 | 0 | 0 | 0 | 0 | 0 | 0 | 0 | 0 | 0 | 0 | 0 | 0 | 0 | 0 | 0 | 0 | 0 | 0 | 0 | 0 | 0 | 0 | 0 | 0 | 0 | 0 | 0 | 0 | 1 | 0 | 0 | 0 | 0 | 0 | 0 | 0 | 0 | 0 | 0 | 0 | 0 | 0 | 1 | 0 | 0 | 0 | 0 | 0 | 0 | 0 | 0 | 0 | 0 | 0 | 1 | 0 | 0 | 0 | 0 | 0 | 0 | 0 | 0 | 1 | 1 | 0 | 1 | 1 | 1 | 1 | 1 | 1 | 0 | 1 | 0 | 1 | 1 | 0 | 0 | 1 | 0 | 0 | 0 | 0 | 0 | 4 |  | 0 | 0 | 0 | 0 | 0 | 0 | 0 | 0 | 0 | 0 | 0 | 0 | 0 | 0 | 0 | 0 | 0 | 0 | 0 | 0 | 0 | 0 | 0 | 0 | 0 | 0 | 0 | 0 | 0 | 0 | 2 | 0 | 2 | 0 | 0 | 0 | -1317.795 | -515.533 | 231.4102 | Midway-Q2005 230kV Line | Midway-Q2005 230kV Line | Panoche- Mendota 115 kV line |  | 0 | 0 | 0 | 0 | 0 | 0 | 49.732 | 552.8841 | 231.4102 | Gates 500/230kV TB #12 | Gates 500/230kV TB #12 | Panoche- Mendota 115 kV line |  | 5 | 1 | YES | 2 | 1 | 1 | NO | 1
East of Pisgah Study Area | Mercry Switch | 138 | 0 | 0 | 0 | 0 | 0 | 0 | 0 | 0 | 0 | 0 | 0 | 0 | 0 | 0 | 0 | 0 | 0 | 0 | 0 | 1 | 0 | 1 | 0 | 0 | 0 | 0 | 1 | 0 | 1 | 0 | 0 | 0 | 0 | 0 | 0 | 0 | 0 | 0 | 0 | 0 | 0 | 0 | 0 | 0 | 0 | 0 | 0 | 0 | 0 | 0 | 0 | 0 | 0 | 0 | 0 | 0 | 0 | 0 | 0 | 0 | 0 | 0 | 0 | 0 | 0 | 0 | 0 | 0 | 0 | 0 | 0 | 0 | 0 | 0 | 0 | 0 | 0 | 0 | 0 | 0 | 0 | 0 | 0 | 0 | 0 | 0 | 0 | 0 | 0 | 0 | 0 | 0 | 0 | 0 | 0 | 0 | 0 | 0 | 0 | 0 | 0 | 0 | 0 | 0 | 0 | 0 | 0 | 2 |  | 0 | 0 | 0 | 0 | 0 | 0 | 0 | 0 | 0 | 0 | 0 | 0 | 0 | 0 | 0 | 0 | 0 | 0 | 0 | 0 | 0 | 0 | 0 | 0 | 0 | 0 | 0 | 0 | 0 | 0 | 2 | 1 | 1 | 0 | 1 | 0 | -1497.8218 | -273.2 | -521 | Lugo - Victorville area constraint | VEA 138kV area constraint | VEA 138kV area constraint |  | 0 | 1 | 0 | 0 | 0 | 0 | -1466.348 | 1093.8 | 409 | Devers-Red Bluff Constraint | VEA 138kV area constraint | VEA 138kV area constraint |  | 5 | 4 | YES | 4 | 5 | 1 | YES | 2
PG&E Kern Study Area | Mesa | 230 | 0 | 0 | 0 | 0 | 0 | 0 | 0 | 0 | 0 | 0 | 0 | 0 | 0 | 0 | 0 | 0 | 0 | 0 | 0 | 0 | 0 | 0 | 0 | 0 | 0 | 0 | 0 | 0 | 0 | 0 | 0 | 0 | 0 | 0 | 0 | 0 | 0 | 0 | 0 | 0 | 0 | 0 | 0 | 0 | 0 | 0 | 0 | 0 | 0 | 0 | 0 | 0 | 0 | 0 | 0 | 0 | 0 | 0 | 0 | 0 | 0 | 0 | 0 | 0 | 0 | 0 | 0 | 0 | 0 | 0 | 0 | 0 | 0 | 0 | 0 | 1 | 1 | 0 | 0 | 0 | 0 | 0 | 1 | 0 | 0 | 1 | 1 | 0 | 0 | 0 | 0 | 0 | 0 | 0 | 0 | 1 | 1 | 0 | 0 | 0 | 0 | 0 | 0 | 0 | 1 | 0 | 0 | 0 |  | 0 | 0 | 0 | 0 | 0 | 0 | 0 | 0 | 0 | 0 | 0 | 99.7 | 0 | 0 | 1 | 0 | 0 | 0 | 0 | 0 | 0 | 0 | 0 | 2.62 | 0 | 0 | 0 | 0 | 0 | 1 | 2 | 0 | 2 | 0 | 0 | 0 | -1317.795 | -515.533 | 231.4102 | Midway-Q2005 230kV Line | Midway-Q2005 230kV Line | Panoche- Mendota 115 kV line |  | 0 | 0 | 0 | 0 | 0 | 0 | 49.732 | 552.8841 | 231.4102 | Gates 500/230kV TB #12 | Gates 500/230kV TB #12 | Panoche- Mendota 115 kV line |  | 5 | 1 | YES | 2 | 1 | 1 | NO | 1
PG&E Kern Study Area | Mesa | 115 | 0 | 0 | 0 | 0 | 0 | 0 | 0 | 0 | 0 | 0 | 0 | 0 | 0 | 0 | 0 | 0 | 0 | 0 | 0 | 0 | 0 | 0 | 0 | 0 | 0 | 0 | 0 | 0 | 0 | 0 | 0 | 0 | 0 | 0 | 0 | 0 | 0 | 0 | 0 | 0 | 0 | 0 | 0 | 0 | 0 | 0 | 0 | 0 | 0 | 0 | 0 | 0 | 0 | 0 | 0 | 0 | 0 | 0 | 0 | 0 | 0 | 0 | 0 | 0 | 0 | 0 | 0 | 0 | 0 | 0 | 0 | 0 | 0 | 0 | 0 | 1 | 1 | 0 | 0 | 0 | 0 | 0 | 1 | 0 | 0 | 1 | 1 | 0 | 0 | 0 | 0 | 0 | 0 | 0 | 0 | 1 | 1 | 0 | 0 | 0 | 0 | 0 | 0 | 0 | 1 | 0 | 0 | 0 |  | 0 | 0 | 0 | 0 | 0 | 0 | 0 | 0 | 0 | 0 | 0 | 0 | 0 | 0 | 0 | 0 | 0 | 0 | 0 | 0 | 0 | 0 | 0 | 0 | 0 | 0 | 0 | 0 | 0 | 0 | 2 | 0 | 2 | 0 | 0 | 0 | -1317.795 | -515.533 | 231.4102 | Midway-Q2005 230kV Line | Midway-Q2005 230kV Line | Panoche- Mendota 115 kV line |  | 0 | 0 | 0 | 0 | 0 | 0 | 49.732 | 552.8841 | 231.4102 | Gates 500/230kV TB #12 | Gates 500/230kV TB #12 | Panoche- Mendota 115 kV line |  | 5 | 1 | YES | 2 | 1 | 1 | NO | 1
SCE Metro Study Area | Mesa (SCE) | 500 | 0 | 0 | 0 | 0 | 0 | 0 | 0 | 0 | 0 | 0 | 1 | 0 | 1 | 0 | 0 | 0 | 0 | 0 | 0 | 0 | 0 | 0 | 0 | 0 | 0 | 0 | 0 | 0 | 0 | 0 | 0 | 0 | 0 | 0 | 0 | 0 | 0 | 0 | 0 | 0 | 0 | 0 | 0 | 0 | 0 | 0 | 0 | 0 | 0 | 0 | 0 | 0 | 0 | 0 | 0 | 0 | 0 | 0 | 0 | 0 | 0 | 0 | 0 | 0 | 0 | 0 | 0 | 0 | 0 | 0 | 0 | 0 | 0 | 0 | 0 | 0 | 0 | 0 | 0 | 0 | 0 | 0 | 0 | 0 | 0 | 0 | 0 | 0 | 0 | 0 | 0 | 0 | 0 | 0 | 0 | 0 | 0 | 0 | 0 | 0 | 0 | 0 | 0 | 0 | 0 | 0 | 0 | 0 |  | 0 | 0 | 0 | 0 | 0 | 0 | 0 | 0 | 0 | 0 | 0 | 0 | 0 | 0 | 0 | 0 | 0 | 0 | 0 | 0 | 0 | 0 | 0 | 0 | 0 | 0 | 0 | 0 | 0 | 0 | 0 | 0 | 0 | 0 | 0 | 0 | 5402.476 | 6046.942 | 7988.42 | Del Amo - Barre Area Constraint | Del Amo - Barre Area Constraint | Del Amo - Barre Area Constraint |  | 0 | 0 | 0 | 0 | 0 | 0 | 5402.476 | 6046.942 | 7988.42 | Del Amo - Barre Area Constraint | Del Amo - Barre Area Constraint | Del Amo - Barre Area Constraint |  | 1 | 1 | NO | 1 | 1 | 1 | NO | 1
SCE Metro Study Area | Mesa (SCE) | 230 | 0 | 0 | 0 | 0 | 0 | 0 | 0 | 0 | 0 | 0 | 1 | 0 | 1 | 0 | 0 | 0 | 0 | 0 | 0 | 0 | 0 | 0 | 0 | 0 | 0 | 0 | 0 | 0 | 0 | 0 | 0 | 0 | 0 | 0 | 0 | 0 | 0 | 0 | 0 | 0 | 0 | 0 | 0 | 0 | 0 | 0 | 0 | 0 | 0 | 0 | 0 | 0 | 0 | 0 | 0 | 0 | 0 | 0 | 0 | 0 | 0 | 0 | 0 | 0 | 0 | 0 | 0 | 0 | 0 | 0 | 0 | 0 | 0 | 0 | 0 | 0 | 0 | 0 | 0 | 0 | 0 | 0 | 0 | 0 | 0 | 0 | 0 | 0 | 0 | 0 | 0 | 0 | 0 | 0 | 0 | 0 | 0 | 0 | 0 | 0 | 0 | 0 | 0 | 0 | 0 | 0 | 0 | 0 |  | 0 | 0 | 0 | 0 | 0 | 0 | 0 | 0 | 0 | 0 | 0 | 0 | 0 | 0 | 0 | 0 | 0 | 0 | 0 | 0 | 0 | 0 | 0 | 0 | 0 | 0 | 0 | 3.5 | 0 | 1 | 0 | 0 | 0 | 0 | 0 | 0 | 5402.476 | 6046.942 | 7988.42 | Del Amo - Barre Area Constraint | Del Amo - Barre Area Constraint | Del Amo - Barre Area Constraint |  | 0 | 0 | 0 | 0 | 0 | 0 | 5402.476 | 6046.942 | 7988.42 | Del Amo - Barre Area Constraint | Del Amo - Barre Area Constraint | Del Amo - Barre Area Constraint |  | 1 | 1 | NO | 1 | 1 | 1 | NO | 1
PG&E Greater Bay Study Area | Metcalf | 500 | 0 | 0 | 0 | 0 | 0 | 0 | 0 | 0 | 0 | 0 | 0 | 0 | 0 | 0 | 0 | 0 | 0 | 0 | 0 | 0 | 0 | 0 | 0 | 0 | 0 | 0 | 0 | 0 | 0 | 0 | 0 | 0 | 0 | 0 | 0 | 0 | 0 | 0 | 0 | 0 | 0 | 0 | 0 | 0 | 0 | 0 | 0 | 0 | 0 | 0 | 0 | 0 | 0 | 0 | 0 | 0 | 0 | 0 | 0 | 0 | 0 | 0 | 0 | 0 | 0 | 0 | 0 | 0 | 0 | 0 | 0 | 1 | 1 | 0 | 0 | 0 | 0 | 0 | 0 | 0 | 0 | 0 | 0 | 0 | 0 | 0 | 0 | 0 | 0 | 0 | 0 | 0 | 0 | 0 | 0 | 0 | 0 | 0 | 0 | 0 | 0 | 0 | 0 | 0 | 0 | 0 | 0 | 1 |  | 0 | 0 | 0 | 0 | 0 | 0 | 0 | 0 | 0 | 0 | 0 | 0 | 0 | 0 | 0 | 0 | 0 | 0 | 0 | 0 | 0 | 0 | 0 | 0 | 0 | 0 | 0 | 0 | 0 | 0 | 1 | 0 | 0 | 0 | 0 | 0 | -299.3 | 6.45 | 925.5 | Morganhill-Metcalf 115kV Line | Morganhill-Metcalf 115kV Line | Morganhill-Metcalf 115kV Line |  | 0 | 0 | 0 | 0 | 0 | 0 | 412.7 | 718.45 | 925.5 | Morganhill-Metcalf 115kV Line | Morganhill-Metcalf 115kV Line | Morganhill-Metcalf 115kV Line |  | 5 | 1 | YES | 2 | 1 | 1 | NO | 1
PG&E Greater Bay Study Area | Metcalf | 230 | 0 | 0 | 0 | 0 | 0 | 0 | 0 | 0 | 0 | 0 | 0 | 0 | 0 | 0 | 0 | 0 | 0 | 0 | 0 | 0 | 0 | 0 | 0 | 0 | 0 | 0 | 0 | 0 | 0 | 0 | 0 | 0 | 0 | 0 | 0 | 0 | 0 | 0 | 0 | 0 | 0 | 0 | 0 | 0 | 0 | 0 | 0 | 0 | 0 | 0 | 0 | 0 | 0 | 0 | 0 | 0 | 0 | 1 | 0 | 0 | 1 | 0 | 0 | 0 | 1 | 0 | 0 | 0 | 0 | 0 | 0 | 1 | 1 | 0 | 0 | 0 | 0 | 0 | 0 | 0 | 0 | 0 | 0 | 0 | 0 | 0 | 0 | 0 | 0 | 0 | 0 | 0 | 0 | 0 | 0 | 0 | 0 | 0 | 0 | 0 | 0 | 0 | 0 | 0 | 0 | 0 | 0 | 2 |  | 0 | 0 | 0 | 0 | 0 | 0 | 0 | 0 | 0 | 0 | 0 | 0 | 0 | 0 | 0 | 0 | 0 | 0 | 0 | 0 | 0 | 0 | 0 | 0 | 0 | 0 | 200 | 100 | 0 | 1 | 1 | 0 | 0 | 0 | 0 | 0 | -299.3 | 6.45 | 925.5 | Morganhill-Metcalf 115kV Line | Morganhill-Metcalf 115kV Line | Morganhill-Metcalf 115kV Line |  | 0 | 0 | 0 | 0 | 0 | 0 | 412.7 | 718.45 | 925.5 | Morganhill-Metcalf 115kV Line | Morganhill-Metcalf 115kV Line | Morganhill-Metcalf 115kV Line |  | 5 | 1 | YES | 2 | 1 | 1 | NO | 1
PG&E Greater Bay Study Area | Metcalf | 115 | 0 | 0 | 0 | 0 | 0 | 0 | 0 | 0 | 0 | 0 | 0 | 0 | 0 | 0 | 0 | 0 | 0 | 0 | 0 | 0 | 0 | 0 | 0 | 0 | 0 | 0 | 0 | 0 | 0 | 0 | 0 | 0 | 0 | 0 | 0 | 0 | 0 | 0 | 0 | 0 | 0 | 0 | 0 | 0 | 0 | 0 | 0 | 0 | 0 | 0 | 0 | 0 | 0 | 0 | 0 | 0 | 0 | 0 | 0 | 0 | 0 | 0 | 0 | 0 | 1 | 0 | 0 | 0 | 0 | 0 | 0 | 1 | 1 | 0 | 0 | 0 | 0 | 0 | 0 | 0 | 0 | 0 | 0 | 0 | 0 | 0 | 0 | 0 | 0 | 0 | 0 | 0 | 0 | 0 | 0 | 0 | 0 | 0 | 0 | 0 | 0 | 0 | 0 | 0 | 0 | 0 | 0 | 1 |  | 0 | 0 | 0 | 0 | 0 | 0 | 0 | 0 | 0 | 0 | 0 | 75 | 0 | 0 | 1 | 0 | 1.8 | 0 | 0 | 0 | 0 | 0 | 0 | 0 | 0 | 0 | 0 | 0 | 0 | 1 | 1 | 0 | 0 | 0 | 0 | 0 | -299.3 | 6.45 | 925.5 | Morganhill-Metcalf 115kV Line | Morganhill-Metcalf 115kV Line | Morganhill-Metcalf 115kV Line |  | 0 | 0 | 0 | 0 | 0 | 0 | 412.7 | 718.45 | 925.5 | Morganhill-Metcalf 115kV Line | Morganhill-Metcalf 115kV Line | Morganhill-Metcalf 115kV Line |  | 5 | 1 | YES | 2 | 1 | 1 | NO | 1
PG&E Kern Study Area | Midway | 500 | 0 | 0 | 0 | 0 | 0 | 0 | 0 | 0 | 0 | 0 | 0 | 0 | 0 | 0 | 0 | 0 | 0 | 0 | 0 | 0 | 0 | 0 | 0 | 0 | 0 | 0 | 0 | 0 | 0 | 0 | 0 | 0 | 0 | 0 | 0 | 0 | 0 | 0 | 0 | 0 | 0 | 0 | 0 | 0 | 0 | 0 | 0 | 0 | 0 | 0 | 0 | 0 | 0 | 0 | 0 | 0 | 0 | 0 | 0 | 0 | 0 | 0 | 0 | 0 | 0 | 0 | 0 | 0 | 0 | 0 | 0 | 0 | 0 | 0 | 0 | 0 | 0 | 0 | 0 | 0 | 0 | 0 | 0 | 0 | 0 | 0 | 0 | 0 | 0 | 0 | 0 | 0 | 0 | 0 | 0 | 0 | 0 | 0 | 0 | 0 | 0 | 0 | 0 | 0 | 1 | 0 | 0 | 0 |  | 0 | 0 | 0 | 0 | 0 | 0 | 0 | 0 | 0 | 0 | 0 | 0 | 0 | 0 | 0 | 0 | 0 | 0 | 0 | 0 | 0 | 0 | 0 | 0 | 0 | 550 | 340 | 142 | 0 | 1 | 0 | 0 | 0 | 0 | 0 | 0 | 1670.968 | 4182.7109 | 4372.0656 | Gates-Panoche 230 kV #1 and #2 Lines | Gates-Panoche 230 kV #1 and #2 Lines | Gates-Panoche 230 kV #1 and #2 Lines |  | 0 | 0 | 0 | 0 | 0 | 0 | 1670.968 | 4182.7109 | 4372.0656 | Gates-Panoche 230 kV #1 and #2 Lines | Gates-Panoche 230 kV #1 and #2 Lines | Gates-Panoche 230 kV #1 and #2 Lines |  | 1 | 1 | NO | 1 | 1 | 1 | NO | 1
PG&E Kern Study Area | Midway | 230 | 0 | 0 | 0 | 0 | 0 | 0 | 0 | 0 | 0 | 0 | 0 | 0 | 0 | 0 | 0 | 0 | 0 | 0 | 0 | 0 | 0 | 0 | 0 | 0 | 0 | 0 | 0 | 0 | 0 | 0 | 0 | 0 | 0 | 0 | 0 | 0 | 0 | 0 | 0 | 0 | 0 | 0 | 0 | 0 | 0 | 0 | 0 | 0 | 0 | 0 | 0 | 0 | 0 | 0 | 0 | 0 | 0 | 0 | 0 | 0 | 0 | 0 | 0 | 0 | 0 | 0 | 0 | 0 | 0 | 0 | 0 | 0 | 0 | 0 | 0 | 0 | 1 | 0 | 0 | 0 | 0 | 0 | 0 | 0 | 0 | 1 | 1 | 0 | 0 | 0 | 0 | 0 | 0 | 0 | 0 | 0 | 0 | 0 | 0 | 0 | 0 | 0 | 0 | 0 | 0 | 0 | 0 | 0 |  | 0 | 0 | 0 | 0 | 0 | 0 | 0 | 0 | 0 | 0 | 0 | 0 | 0 | 0 | 0 | 0 | 0 | 0 | 0 | 0 | 0 | 0 | 0 | 0 | 0 | 0 | 0 | 0 | 0 | 0 | 1 | 0 | 1 | 0 | 0 | 0 | -1317.795 | -515.533 | 818.2057 | Midway-Q2005 230kV Line | Midway-Q2005 230kV Line | Midway-Q2005 230kV Line |  | 0 | 0 | 0 | 0 | 0 | 0 | 49.732 | 552.8841 | 1780.2057 | Gates 500/230kV TB #12 | Gates 500/230kV TB #12 | Midway-Q2005 230kV Line |  | 5 | 1 | YES | 2 | 1 | 1 | NO | 1
PG&E Kern Study Area | Midway | 115 | 0 | 0 | 0 | 0 | 0 | 0 | 0 | 0 | 0 | 0 | 0 | 0 | 0 | 0 | 0 | 0 | 0 | 0 | 0 | 0 | 0 | 0 | 0 | 0 | 0 | 0 | 0 | 0 | 0 | 0 | 0 | 0 | 0 | 0 | 0 | 0 | 0 | 0 | 0 | 0 | 0 | 0 | 0 | 0 | 0 | 0 | 0 | 0 | 0 | 0 | 0 | 0 | 0 | 0 | 0 | 0 | 0 | 0 | 0 | 0 | 0 | 0 | 0 | 0 | 0 | 0 | 0 | 0 | 0 | 0 | 0 | 0 | 0 | 0 | 0 | 1 | 1 | 1 | 0 | 0 | 0 | 0 | 1 | 1 | 0 | 1 | 1 | 0 | 0 | 0 | 0 | 0 | 0 | 0 | 0 | 0 | 0 | 0 | 0 | 0 | 0 | 0 | 0 | 0 | 0 | 0 | 0 | 0 |  | 0 | 0 | 0 | 0 | 0 | 0 | 0 | 0 | 0 | 0 | 0 | 0 | 0 | 0 | 0 | 0 | 0 | 0 | 0 | 0 | 0 | 0 | 0 | 0 | 100 | 100 | 80 | 0 | 0 | 1 | 2 | 0 | 3 | 0 | 0 | 0 | -1317.795 | -515.533 | 114.9996 | Midway-Q2005 230kV Line | Midway-Q2005 230kV Line | Smyrna -Q1984 115kV line |  | 0 | 0 | 1 | 0 | 0 | 0 | 17.924 | -0.38256 | 114.9996 | Smyrna -Q1984 115kV line | Smyrna -Q1984 115kV line | Smyrna -Q1984 115kV line |  | 5 | 5 | NO | 5 | 1 | 1 | NO | 1
SDG&E Study Area | Miguel | 500 | 0 | 0 | 0 | 0 | 0 | 0 | 0 | 0 | 0 | 0 | 0 | 0 | 0 | 0 | 0 | 0 | 0 | 0 | 0 | 0 | 0 | 0 | 0 | 0 | 0 | 0 | 0 | 0 | 1 | 0 | 1 | 1 | 1 | 1 | 1 | 0 | 1 | 0 | 0 | 1 | 1 | 1 | 0 | 0 | 0 | 0 | 0 | 0 | 0 | 0 | 0 | 0 | 0 | 0 | 0 | 0 | 0 | 0 | 0 | 0 | 0 | 0 | 0 | 0 | 0 | 0 | 0 | 0 | 0 | 0 | 0 | 0 | 0 | 0 | 0 | 0 | 0 | 0 | 0 | 0 | 0 | 0 | 0 | 0 | 0 | 0 | 0 | 0 | 0 | 0 | 0 | 0 | 0 | 0 | 0 | 0 | 0 | 0 | 0 | 0 | 0 | 0 | 0 | 0 | 0 | 0 | 0 | 3 |  | 0 | 0 | 0 | 0 | 0 | 0 | 0 | 0 | 0 | 0 | 0 | 0 | 0 | 0 | 0 | 0 | 0 | 0 | 0 | 0 | 0 | 0 | 0 | 0 | 0 | 0 | 0 | 0 | 0 | 0 | 5 | 0 | 0 | 0 | 0 | 0 | -1497.8218 | 55.3023 | 296.5564 | Lugo - Victorville area constraint | Chicarita 138 kV constraint | Miguel 69 kV constraint |  | 0 | 0 | 0 | 0 | 0 | 0 | 59.595 | 197.5523 | 296.5564 | Encina - San Luis Rey 230 kV constraint | Miguel 69 kV constraint | Miguel 69 kV constraint |  | 5 | 1 | YES | 2 | 1 | 1 | NO | 1
SDG&E Study Area | Miguel | 230 | 0 | 0 | 0 | 0 | 0 | 0 | 0 | 0 | 0 | 0 | 0 | 0 | 0 | 0 | 0 | 0 | 0 | 0 | 0 | 0 | 0 | 0 | 0 | 0 | 0 | 0 | 0 | 0 | 0 | 0 | 1 | 1 | 1 | 1 | 1 | 0 | 1 | 0 | 0 | 1 | 1 | 1 | 0 | 0 | 0 | 0 | 0 | 0 | 0 | 0 | 0 | 0 | 0 | 0 | 0 | 0 | 0 | 0 | 0 | 0 | 0 | 0 | 0 | 0 | 0 | 0 | 0 | 0 | 0 | 0 | 0 | 0 | 0 | 0 | 0 | 0 | 0 | 0 | 0 | 0 | 0 | 0 | 0 | 0 | 0 | 0 | 0 | 0 | 0 | 0 | 0 | 0 | 0 | 0 | 0 | 0 | 0 | 0 | 0 | 0 | 0 | 0 | 0 | 0 | 0 | 0 | 0 | 3 |  | 0 | 0 | 0 | 0 | 0 | 0 | 0 | 0 | 0 | 0 | 0 | 0 | 0 | 0 | 0 | 0 | 0 | 0 | 0 | 0 | 0 | 0 | 0 | 0 | 0 | 0 | 9.75 | 0 | 0 | 1 | 4 | 0 | 0 | 0 | 0 | 0 | -556.905 | 55.3023 | 296.5564 | Silvergate - Bay Blvd 230 kV constraint | Chicarita 138 kV constraint | Miguel 69 kV constraint |  | 0 | 0 | 0 | 0 | 0 | 0 | 59.595 | 197.5523 | 296.5564 | Encina - San Luis Rey 230 kV constraint | Miguel 69 kV constraint | Miguel 69 kV constraint |  | 5 | 1 | YES | 2 | 1 | 1 | NO | 1
PG&E Greater Bay Study Area | Miller | 115 | 0 | 0 | 0 | 0 | 0 | 0 | 0 | 0 | 0 | 0 | 0 | 0 | 0 | 0 | 0 | 0 | 0 | 0 | 0 | 0 | 0 | 0 | 0 | 0 | 0 | 0 | 0 | 0 | 0 | 0 | 0 | 0 | 0 | 0 | 0 | 0 | 0 | 0 | 0 | 0 | 0 | 0 | 0 | 0 | 0 | 0 | 0 | 0 | 0 | 0 | 1 | 0 | 0 | 0 | 0 | 0 | 0 | 0 | 0 | 0 | 1 | 0 | 1 | 0 | 1 | 0 | 0 | 0 | 1 | 0 | 0 | 0 | 0 | 1 | 0 | 0 | 0 | 0 | 0 | 0 | 0 | 0 | 0 | 0 | 0 | 0 | 0 | 0 | 0 | 0 | 0 | 0 | 0 | 0 | 0 | 0 | 0 | 0 | 0 | 0 | 0 | 0 | 0 | 0 | 0 | 0 | 0 | 0 |  | 0 | 0 | 0 | 0 | 0 | 0 | 0 | 0 | 0 | 0 | 0 | 0 | 0 | 0 | 0 | 0 | 0 | 0 | 0 | 0 | 0 | 0 | 0 | 0 | 0 | 0 | 0 | 0 | 0 | 0 | 0 | 0 | 0 | 0 | 0 | 0 | 3.859 | 102.156 | 280.6464 | Kasson Jct-Heinz 115 kV line | Kasson Jct-Heinz 115 kV line | Kasson Jct-Heinz 115 kV line |  | 0 | 0 | 0 | 0 | 0 | 0 | 3.859 | 102.156 | 280.6464 | Kasson Jct-Heinz 115 kV line | Kasson Jct-Heinz 115 kV line | Kasson Jct-Heinz 115 kV line |  | 1 | 1 | NO | 1 | 1 | 1 | NO | 1
SCE Metro Study Area | Mira Loma | 500 | 0 | 0 | 0 | 0 | 0 | 0 | 0 | 0 | 0 | 0 | 0 | 0 | 1 | 0 | 0 | 0 | 0 | 0 | 0 | 0 | 0 | 0 | 0 | 0 | 0 | 0 | 0 | 0 | 0 | 0 | 0 | 0 | 0 | 0 | 0 | 0 | 0 | 0 | 0 | 0 | 0 | 0 | 0 | 0 | 0 | 0 | 0 | 0 | 0 | 0 | 0 | 0 | 0 | 0 | 0 | 0 | 0 | 0 | 0 | 0 | 0 | 0 | 0 | 0 | 0 | 0 | 0 | 0 | 0 | 0 | 0 | 0 | 0 | 0 | 0 | 0 | 0 | 0 | 0 | 0 | 0 | 0 | 0 | 0 | 0 | 0 | 0 | 0 | 0 | 0 | 0 | 0 | 0 | 0 | 0 | 0 | 0 | 0 | 0 | 0 | 0 | 0 | 0 | 0 | 0 | 0 | 0 | 0 |  | 0 | 0 | 0 | 0 | 0 | 0 | 0 | 0 | 0 | 0 | 0 | 0 | 0 | 0 | 0 | 0 | 0 | 0 | 0 | 0 | 0 | 0 | 0 | 0 | 0 | 0 | 0 | 0 | 0 | 0 | 0 | 0 | 0 | 0 | 0 | 0 | 11593.076 | 12657.742 | 15859.82 | SCE Metro Area Default Constraint | SCE Metro Area Default Constraint | SCE Metro Area Default Constraint |  | 0 | 0 | 0 | 0 | 0 | 0 | 11593.076 | 12657.742 | 15859.82 | SCE Metro Area Default Constraint | SCE Metro Area Default Constraint | SCE Metro Area Default Constraint |  | 1 | 1 | NO | 1 | 1 | 1 | NO | 1
SCE Metro Study Area | Mira Loma | 230 | 0 | 0 | 0 | 0 | 0 | 0 | 0 | 0 | 0 | 0 | 0 | 0 | 1 | 0 | 0 | 0 | 0 | 0 | 0 | 0 | 0 | 0 | 0 | 0 | 0 | 0 | 0 | 0 | 0 | 0 | 0 | 0 | 0 | 0 | 0 | 0 | 0 | 0 | 0 | 0 | 0 | 0 | 0 | 0 | 0 | 0 | 0 | 0 | 0 | 0 | 0 | 0 | 0 | 0 | 0 | 0 | 0 | 0 | 0 | 0 | 0 | 0 | 0 | 0 | 0 | 0 | 0 | 0 | 0 | 0 | 0 | 0 | 0 | 0 | 0 | 0 | 0 | 0 | 0 | 0 | 0 | 0 | 0 | 0 | 0 | 0 | 0 | 0 | 0 | 0 | 0 | 0 | 0 | 0 | 0 | 0 | 0 | 0 | 0 | 0 | 0 | 0 | 0 | 0 | 0 | 0 | 0 | 0 |  | 0 | 0 | 0 | 0 | 0 | 0 | 0 | 0 | 0 | 0 | 0 | 0 | 0 | 0 | 0 | 0 | 0 | 0 | 0 | 0 | 0 | 0 | 0 | 0 | 0 | 0 | 285 | 100 | 0 | 1 | 0 | 0 | 0 | 0 | 0 | 0 | 11593.076 | 12657.742 | 15859.82 | SCE Metro Area Default Constraint | SCE Metro Area Default Constraint | SCE Metro Area Default Constraint |  | 0 | 0 | 0 | 0 | 0 | 0 | 11593.076 | 12657.742 | 15859.82 | SCE Metro Area Default Constraint | SCE Metro Area Default Constraint | SCE Metro Area Default Constraint |  | 1 | 1 | NO | 1 | 1 | 1 | NO | 1
SCE Eastern Study Area | Mirage | 230 | 0 | 0 | 0 | 0 | 0 | 0 | 0 | 0 | 0 | 0 | 0 | 0 | 0 | 0 | 0 | 0 | 0 | 0 | 0 | 0 | 0 | 1 | 0 | 1 | 0 | 1 | 0 | 0 | 0 | 0 | 0 | 0 | 0 | 0 | 0 | 0 | 0 | 0 | 0 | 0 | 0 | 0 | 0 | 0 | 0 | 0 | 0 | 0 | 0 | 0 | 0 | 0 | 0 | 0 | 0 | 0 | 0 | 0 | 0 | 0 | 0 | 0 | 0 | 0 | 0 | 0 | 0 | 0 | 0 | 0 | 0 | 0 | 0 | 0 | 0 | 0 | 0 | 0 | 0 | 0 | 0 | 0 | 0 | 0 | 0 | 0 | 0 | 0 | 0 | 0 | 0 | 0 | 0 | 0 | 0 | 0 | 0 | 0 | 0 | 0 | 0 | 0 | 0 | 0 | 0 | 0 | 0 | 2 |  | 45 | 0 | 0 | 0 | 0 | 0 | 0 | 0 | 0 | 0 | 132 | 100 | 0 | 0 | 1 | 740 | 0 | 0 | 0 | 0 | 0 | 0 | 0 | 0 | 0 | 0 | 50 | 0 | 0 | 1 | 0 | 1 | 0 | 0 | 0 | 0 | -1466.348 | 2325.9075 | 11388.957 | Devers-Red Bluff Constraint | Devers-Red Bluff Constraint | Devers-Red Bluff Constraint |  | 0 | 1 | 0 | 0 | 0 | 0 | -1466.348 | 2325.9075 | 11388.957 | Devers-Red Bluff Constraint | Devers-Red Bluff Constraint | Devers-Red Bluff Constraint |  | 4 | 4 | NO | 4 | 1 | 1 | NO | 1
SDG&E Study Area | Mission | 230 | 0 | 0 | 0 | 0 | 0 | 0 | 0 | 0 | 0 | 0 | 0 | 0 | 0 | 0 | 0 | 0 | 0 | 0 | 0 | 0 | 0 | 0 | 0 | 0 | 0 | 0 | 0 | 0 | 0 | 0 | 0 | 0 | 1 | 0 | 1 | 0 | 1 | 0 | 0 | 0 | 0 | 0 | 0 | 0 | 0 | 0 | 0 | 0 | 0 | 0 | 0 | 0 | 0 | 0 | 0 | 0 | 0 | 0 | 0 | 0 | 0 | 0 | 0 | 0 | 0 | 0 | 0 | 0 | 0 | 0 | 0 | 0 | 0 | 0 | 0 | 0 | 0 | 0 | 0 | 0 | 0 | 0 | 0 | 0 | 0 | 0 | 0 | 0 | 0 | 0 | 0 | 0 | 0 | 0 | 0 | 0 | 0 | 0 | 0 | 0 | 0 | 0 | 0 | 0 | 0 | 0 | 0 | 3 |  | 0 | 0 | 0 | 0 | 0 | 0 | 0 | 0 | 0 | 0 | 0 | 10 | 10 | 0 | 1 | 0 | 0 | 0 | 0 | 0 | 0 | 0 | 0 | 0 | 0 | 0 | 9 | 0 | 0 | 1 | 0 | 0 | 0 | 0 | 0 | 0 | 59.595 | 1259.03 | 2287.85 | Encina - San Luis Rey 230 kV constraint | Encina - San Luis Rey 230 kV constraint | Internal San Diego Area constraint |  | 0 | 0 | 0 | 0 | 0 | 0 | 59.595 | 1259.03 | 2287.85 | Encina - San Luis Rey 230 kV constraint | Encina - San Luis Rey 230 kV constraint | Internal San Diego Area constraint |  | 1 | 1 | NO | 1 | 1 | 1 | NO | 1
PG&E Greater Bay Study Area | Mi-Wuk | 115 | 0 | 0 | 0 | 0 | 0 | 0 | 0 | 0 | 0 | 0 | 0 | 0 | 0 | 0 | 0 | 0 | 0 | 0 | 0 | 0 | 0 | 0 | 0 | 0 | 0 | 0 | 0 | 0 | 0 | 0 | 0 | 0 | 0 | 0 | 0 | 0 | 0 | 0 | 0 | 0 | 0 | 0 | 0 | 0 | 0 | 0 | 0 | 0 | 0 | 0 | 0 | 0 | 0 | 0 | 0 | 0 | 0 | 0 | 0 | 0 | 0 | 0 | 1 | 0 | 0 | 0 | 0 | 0 | 0 | 0 | 0 | 0 | 0 | 0 | 0 | 0 | 0 | 0 | 0 | 0 | 0 | 0 | 0 | 0 | 0 | 0 | 0 | 0 | 0 | 0 | 0 | 0 | 0 | 0 | 0 | 0 | 0 | 0 | 0 | 0 | 0 | 0 | 0 | 0 | 0 | 0 | 0 | 0 |  | 0 | 0 | 0 | 0 | 0 | 0 | 0 | 0 | 0 | 0 | 0 | 0 | 0 | 0 | 0 | 0 | 0 | 0 | 0 | 0 | 0 | 0 | 0 | 0 | 0 | 0 | 0 | 0 | 0 | 0 | 0 | 0 | 0 | 0 | 0 | 0 | 3.859 | 102.156 | 280.6464 | Kasson Jct-Heinz 115 kV line | Kasson Jct-Heinz 115 kV line | Kasson Jct-Heinz 115 kV line |  | 0 | 0 | 0 | 0 | 0 | 0 | 3.859 | 102.156 | 280.6464 | Kasson Jct-Heinz 115 kV line | Kasson Jct-Heinz 115 kV line | Kasson Jct-Heinz 115 kV line |  | 1 | 1 | NO | 1 | 1 | 1 | NO | 1
East of Pisgah Study Area | Mohave | 500 | 0 | 0 | 0 | 0 | 0 | 0 | 0 | 0 | 0 | 0 | 0 | 0 | 0 | 0 | 0 | 0 | 0 | 0 | 0 | 0 | 0 | 0 | 0 | 0 | 0 | 0 | 0 | 0 | 1 | 0 | 0 | 0 | 0 | 0 | 0 | 0 | 0 | 0 | 0 | 0 | 0 | 0 | 0 | 0 | 0 | 0 | 0 | 0 | 0 | 0 | 0 | 0 | 0 | 0 | 0 | 0 | 0 | 0 | 0 | 0 | 0 | 0 | 0 | 0 | 0 | 0 | 0 | 0 | 0 | 0 | 0 | 0 | 0 | 0 | 0 | 0 | 0 | 0 | 0 | 0 | 0 | 0 | 0 | 0 | 0 | 0 | 0 | 0 | 0 | 0 | 0 | 0 | 0 | 0 | 0 | 0 | 0 | 0 | 0 | 0 | 0 | 0 | 0 | 0 | 0 | 0 | 0 | 0 |  | 0 | 0 | 0 | 0 | 0 | 0 | 0 | 0 | 0 | 0 | 0 | 0 | 0 | 0 | 0 | 0 | 0 | 700 | 0 | 0 | 0 | 0 | 0 | 0 | 0 | 700 | 500 | 0 | 0 | 1 | 1 | 0 | 0 | 0 | 0 | 0 | -1497.8218 | 3085.8404 | 6388.056 | Lugo - Victorville area constraint | Lugo - Victorville area constraint | Lugo - Victorville area constraint |  | 0 | 0 | 0 | 0 | 0 | 0 | 5302.1782 | 9885.8404 | 13188.056 | Lugo - Victorville area constraint | Lugo - Victorville area constraint | Lugo - Victorville area constraint |  | 5 | 1 | YES | 2 | 1 | 1 | NO | 1
PG&E North of Greater Bay Study Area | Monroe | 115 | 0 | 0 | 0 | 0 | 0 | 0 | 0 | 0 | 0 | 0 | 0 | 0 | 0 | 0 | 0 | 0 | 0 | 0 | 0 | 0 | 0 | 0 | 0 | 0 | 0 | 0 | 0 | 0 | 0 | 0 | 0 | 0 | 0 | 0 | 0 | 0 | 0 | 0 | 0 | 0 | 0 | 0 | 0 | 0 | 0 | 0 | 1 | 0 | 0 | 0 | 0 | 0 | 0 | 0 | 0 | 0 | 1 | 0 | 0 | 0 | 0 | 0 | 0 | 0 | 0 | 0 | 0 | 0 | 0 | 0 | 0 | 0 | 0 | 0 | 0 | 0 | 0 | 0 | 0 | 0 | 0 | 0 | 0 | 0 | 0 | 0 | 0 | 0 | 0 | 0 | 0 | 0 | 0 | 0 | 0 | 0 | 0 | 0 | 0 | 0 | 0 | 0 | 0 | 0 | 0 | 0 | 0 | 1 |  | 0 | 0 | 0 | 0 | 0 | 0 | 0 | 0 | 0 | 0 | 0 | 0 | 0 | 0 | 0 | 0 | 0 | 0 | 0 | 0 | 0 | 0 | 0 | 0 | 0 | 0 | 0 | 0 | 0 | 0 | 0 | 0 | 0 | 0 | 0 | 0 | 1332.339 | 1340.7048 | 539.9052 | Lakeville-Ignacio 230 kV line | Lakeville-Ignacio 230 kV line | Lakeville-Ignacio 230 kV line |  | 0 | 0 | 0 | 0 | 0 | 0 | 1332.339 | 1340.7048 | 539.9052 | Lakeville-Ignacio 230 kV line | Lakeville-Ignacio 230 kV line | Lakeville-Ignacio 230 kV line |  | 1 | 1 | NO | 1 | 1 | 1 | NO | 1
PG&E Greater Bay Study Area | Monta Vista | 230 | 0 | 0 | 0 | 0 | 0 | 0 | 0 | 0 | 0 | 0 | 0 | 0 | 0 | 0 | 0 | 0 | 0 | 0 | 0 | 0 | 0 | 0 | 0 | 0 | 0 | 0 | 0 | 0 | 0 | 0 | 0 | 0 | 0 | 0 | 0 | 0 | 0 | 0 | 0 | 0 | 0 | 0 | 0 | 0 | 0 | 0 | 0 | 0 | 0 | 0 | 0 | 0 | 0 | 0 | 0 | 0 | 0 | 1 | 0 | 0 | 0 | 0 | 0 | 0 | 1 | 0 | 0 | 0 | 0 | 0 | 0 | 1 | 0 | 0 | 0 | 0 | 0 | 0 | 0 | 0 | 0 | 0 | 0 | 0 | 0 | 0 | 0 | 0 | 0 | 0 | 0 | 0 | 0 | 0 | 0 | 0 | 0 | 0 | 0 | 0 | 0 | 0 | 0 | 0 | 0 | 0 | 0 | 2 |  | 0 | 0 | 0 | 0 | 0 | 0 | 0 | 0 | 0 | 0 | 0 | 0 | 0 | 0 | 0 | 0 | 0 | 0 | 0 | 0 | 0 | 0 | 0 | 0 | 0 | 0 | 0 | 0 | 0 | 0 | 0 | 0 | 0 | 0 | 0 | 0 | 1181.5167 | 2657.4106 | 4979.9584 | Tesla-Bellota 230 kV line | Tesla-Bellota 230 kV line | Sobrante-Moraga 230 kV line |  | 0 | 0 | 0 | 0 | 0 | 0 | 1181.5167 | 2657.4106 | 4979.9584 | Tesla-Bellota 230 kV line | Tesla-Bellota 230 kV line | Sobrante-Moraga 230 kV line |  | 1 | 1 | NO | 1 | 1 | 1 | NO | 1
PG&E North of Greater Bay Study Area | Monticello | 115 | 0 | 0 | 0 | 0 | 0 | 0 | 0 | 0 | 0 | 0 | 0 | 0 | 0 | 0 | 0 | 0 | 0 | 0 | 0 | 0 | 0 | 0 | 0 | 0 | 0 | 0 | 0 | 0 | 0 | 0 | 0 | 0 | 0 | 0 | 0 | 0 | 0 | 0 | 0 | 0 | 0 | 0 | 0 | 0 | 0 | 0 | 0 | 0 | 0 | 0 | 0 | 0 | 0 | 0 | 0 | 1 | 0 | 0 | 0 | 0 | 0 | 0 | 0 | 0 | 0 | 0 | 0 | 0 | 0 | 0 | 0 | 0 | 0 | 0 | 0 | 0 | 0 | 0 | 0 | 0 | 0 | 0 | 0 | 0 | 0 | 0 | 0 | 0 | 0 | 0 | 0 | 0 | 0 | 0 | 0 | 0 | 0 | 0 | 0 | 0 | 0 | 0 | 0 | 0 | 0 | 0 | 0 | 1 |  | 0 | 0 | 0 | 0 | 0 | 0 | 0 | 0 | 0 | 0 | 0 | 0 | 0 | 0 | 0 | 0 | 0 | 0 | 0 | 0 | 0 | 0 | 0 | 0 | 0 | 0 | 0 | 0 | 0 | 0 | 0 | 0 | 0 | 0 | 0 | 0 | 2675.55 | 2778.938 | 2559.14 | Eastshore-San Mateo 230 kV line | Eastshore-San Mateo 230 kV line | Eastshore-San Mateo 230 kV line |  | 0 | 0 | 0 | 0 | 0 | 0 | 2675.55 | 2778.938 | 2559.14 | Eastshore-San Mateo 230 kV line | Eastshore-San Mateo 230 kV line | Eastshore-San Mateo 230 kV line |  | 1 | 1 | NO | 1 | 1 | 1 | NO | 1
SCE Northern Area | Moorpark | 230 | 0 | 0 | 1 | 0 | 1 | 0 | 1 | 0 | 0 | 0 | 0 | 0 | 0 | 0 | 0 | 0 | 0 | 0 | 0 | 0 | 0 | 0 | 0 | 0 | 0 | 0 | 0 | 0 | 1 | 0 | 0 | 0 | 0 | 0 | 0 | 0 | 0 | 0 | 0 | 0 | 0 | 0 | 0 | 0 | 0 | 0 | 0 | 0 | 0 | 0 | 0 | 0 | 0 | 0 | 0 | 0 | 0 | 0 | 0 | 0 | 0 | 0 | 0 | 0 | 0 | 0 | 0 | 0 | 0 | 0 | 0 | 0 | 0 | 0 | 0 | 0 | 0 | 0 | 0 | 0 | 0 | 0 | 0 | 0 | 0 | 0 | 0 | 0 | 0 | 0 | 0 | 0 | 0 | 0 | 0 | 0 | 0 | 0 | 0 | 0 | 0 | 0 | 0 | 0 | 0 | 0 | 0 | 0 |  | 0 | 0 | 0 | 0 | 0 | 0 | 0 | 0 | 0 | 0 | 0 | 0 | 0 | 0 | 0 | 0 | 0 | 0 | 0 | 0 | 0 | 0 | 0 | 0 | 0 | 0 | 434.9 | 0 | 0 | 1 | 2 | 0 | 1 | 0 | 0 | 0 | -1497.8218 | -34.6371 | 1493.759 | Lugo - Victorville area constraint | South of Magunden Constraint | South of Magunden Constraint |  | 1 | 0 | 1 | 0 | 0 | 0 | -596.4338 | -34.6371 | 1493.759 | South of Magunden Constraint | South of Magunden Constraint | South of Magunden Constraint |  | 5 | 5 | NO | 5 | 1 | 1 | NO | 1
PG&E Greater Bay Study Area | Moraga | 230 | 0 | 0 | 0 | 0 | 0 | 0 | 0 | 0 | 0 | 0 | 0 | 0 | 0 | 0 | 0 | 0 | 0 | 0 | 0 | 0 | 0 | 0 | 0 | 0 | 0 | 0 | 0 | 0 | 0 | 0 | 0 | 0 | 0 | 0 | 0 | 0 | 0 | 0 | 0 | 0 | 0 | 0 | 0 | 0 | 1 | 0 | 0 | 0 | 0 | 0 | 0 | 0 | 0 | 0 | 0 | 1 | 0 | 1 | 1 | 1 | 1 | 0 | 0 | 0 | 1 | 0 | 1 | 0 | 0 | 0 | 0 | 0 | 0 | 1 | 0 | 0 | 0 | 0 | 0 | 0 | 0 | 0 | 0 | 0 | 0 | 0 | 0 | 0 | 0 | 0 | 0 | 0 | 0 | 0 | 0 | 0 | 0 | 0 | 0 | 0 | 0 | 0 | 0 | 0 | 0 | 0 | 0 | 2 |  | 0 | 0 | 0 | 0 | 0 | 0 | 0 | 0 | 0 | 0 | 0 | 0 | 0 | 0 | 0 | 0 | 0 | 0 | 0 | 0 | 0 | 0 | 0 | 0 | 0 | 0 | 0 | 0 | 0 | 0 | 2 | 0 | 0 | 0 | 0 | 0 | -719.4865 | 324.7033 | 942.0393 | Vaca Dixon-Tesla 500kV Line | Windmaster-Delta pumps 230 kV line | Windmaster-Delta pumps 230 kV line |  | 0 | 0 | 0 | 0 | 0 | 0 | 196.5473 | 685.0163 | 942.0393 | Contra Costa- Windmaster 230 kV line | Contra Costa- Windmaster 230 kV line | Windmaster-Delta pumps 230 kV line |  | 5 | 1 | YES | 2 | 1 | 1 | NO | 1
PG&E Greater Bay Study Area | Moraga | 115 | 0 | 0 | 0 | 0 | 0 | 0 | 0 | 0 | 0 | 0 | 0 | 0 | 0 | 0 | 0 | 0 | 0 | 0 | 0 | 0 | 0 | 0 | 0 | 0 | 0 | 0 | 0 | 0 | 0 | 0 | 0 | 0 | 0 | 0 | 0 | 0 | 0 | 0 | 0 | 0 | 0 | 0 | 0 | 0 | 0 | 0 | 0 | 0 | 0 | 0 | 0 | 0 | 0 | 0 | 1 | 1 | 0 | 1 | 1 | 1 | 1 | 0 | 0 | 1 | 1 | 0 | 1 | 0 | 0 | 0 | 0 | 0 | 0 | 1 | 0 | 0 | 0 | 0 | 0 | 0 | 0 | 0 | 0 | 0 | 0 | 0 | 0 | 0 | 0 | 0 | 0 | 0 | 0 | 0 | 0 | 0 | 0 | 0 | 0 | 0 | 0 | 0 | 0 | 0 | 0 | 0 | 0 | 3 |  | 0 | 0 | 0 | 0 | 0 | 0 | 0 | 0 | 0 | 0 | 0 | 0 | 0 | 0 | 0 | 0 | 0 | 0 | 0 | 0 | 0 | 0 | 0 | 0 | 0 | 0 | 0 | 0 | 0 | 0 | 1 | 0 | 0 | 0 | 0 | 0 | -415.1678 | 324.7033 | 942.0393 | Windmaster-Delta pumps 230 kV line | Windmaster-Delta pumps 230 kV line | Windmaster-Delta pumps 230 kV line |  | 0 | 0 | 0 | 0 | 0 | 0 | 196.5473 | 685.0163 | 942.0393 | Contra Costa- Windmaster 230 kV line | Contra Costa- Windmaster 230 kV line | Windmaster-Delta pumps 230 kV line |  | 5 | 1 | YES | 2 | 1 | 1 | NO | 1
PG&E Greater Bay Study Area | Morgan Hill | 115 | 0 | 0 | 0 | 0 | 0 | 0 | 0 | 0 | 0 | 0 | 0 | 0 | 0 | 0 | 0 | 0 | 0 | 0 | 0 | 0 | 0 | 0 | 0 | 0 | 0 | 0 | 0 | 0 | 0 | 0 | 0 | 0 | 0 | 0 | 0 | 0 | 0 | 0 | 0 | 0 | 0 | 0 | 0 | 0 | 0 | 0 | 0 | 0 | 0 | 0 | 0 | 0 | 0 | 0 | 0 | 0 | 0 | 1 | 0 | 0 | 1 | 0 | 0 | 0 | 1 | 0 | 0 | 0 | 0 | 0 | 0 | 1 | 1 | 0 | 0 | 0 | 0 | 0 | 0 | 0 | 0 | 0 | 0 | 0 | 0 | 0 | 0 | 0 | 0 | 0 | 0 | 0 | 0 | 0 | 0 | 0 | 0 | 0 | 0 | 0 | 0 | 0 | 0 | 0 | 0 | 0 | 0 | 2 |  | 0 | 0 | 0 | 0 | 0 | 0 | 0 | 0 | 0 | 0 | 0 | 0 | 0 | 0 | 0 | 0 | 0 | 0 | 0 | 0 | 0 | 0 | 0 | 0 | 0 | 0 | 0 | 0 | 0 | 0 | 1 | 0 | 0 | 0 | 0 | 0 | -299.3 | 6.45 | 925.5 | Morganhill-Metcalf 115kV Line | Morganhill-Metcalf 115kV Line | Morganhill-Metcalf 115kV Line |  | 0 | 0 | 0 | 0 | 0 | 0 | 412.7 | 718.45 | 925.5 | Morganhill-Metcalf 115kV Line | Morganhill-Metcalf 115kV Line | Morganhill-Metcalf 115kV Line |  | 5 | 1 | YES | 2 | 1 | 1 | NO | 1
PG&E Kern Study Area | Morro Bay (Proposed) | 500 | 0 | 0 | 0 | 0 | 0 | 0 | 0 | 0 | 0 | 0 | 0 | 0 | 0 | 0 | 0 | 0 | 0 | 0 | 0 | 0 | 0 | 0 | 0 | 0 | 0 | 0 | 0 | 0 | 0 | 0 | 0 | 0 | 0 | 0 | 0 | 0 | 0 | 0 | 0 | 0 | 0 | 0 | 0 | 0 | 0 | 0 | 0 | 0 | 0 | 0 | 0 | 0 | 0 | 0 | 0 | 0 | 0 | 0 | 0 | 0 | 0 | 0 | 0 | 0 | 0 | 0 | 0 | 0 | 0 | 0 | 0 | 0 | 0 | 0 | 0 | 0 | 0 | 0 | 0 | 0 | 0 | 0 | 0 | 0 | 0 | 0 | 0 | 0 | 0 | 0 | 0 | 0 | 0 | 0 | 0 | 0 | 0 | 0 | 0 | 0 | 0 | 0 | 1 | 1 | 1 | 0 | 0 | 0 |  | 0 | 0 | 0 | 0 | 0 | 0 | 0 | 0 | 0 | 0 | 0 | 0 | 0 | 0 | 0 | 0 | 0 | 0 | 0 | 0 | 0 | 1855 | 0 | 0 | 0 | 0 | 0 | 0 | 0 | 1 | 0 | 0 | 0 | 0 | 1 | 0 | 1348 | 3321.76 | -3510 | Q2008-Gates 500 kV line | Q2008-Gates 500 kV line | Q2008-Gates 500 kV line |  | 0 | 0 | 0 | 0 | 1 | 0 | 1670.968 | 4182.7109 | -3115 | Gates-Panoche 230 kV #1 and #2 Lines | Gates-Panoche 230 kV #1 and #2 Lines | Q2008-Gates 500 kV line |  | 1 | 1 | NO | 1 | 5 | 5 | NO | 5
PG&E Kern Study Area | Morro Bay | 230 | 0 | 0 | 0 | 0 | 0 | 0 | 0 | 0 | 0 | 0 | 0 | 0 | 0 | 0 | 0 | 0 | 0 | 0 | 0 | 0 | 0 | 0 | 0 | 0 | 0 | 0 | 0 | 0 | 0 | 0 | 0 | 0 | 0 | 0 | 0 | 0 | 0 | 0 | 0 | 0 | 0 | 0 | 0 | 0 | 0 | 0 | 0 | 0 | 0 | 0 | 0 | 0 | 0 | 0 | 0 | 0 | 0 | 0 | 0 | 0 | 0 | 0 | 0 | 0 | 0 | 0 | 0 | 0 | 0 | 0 | 0 | 0 | 0 | 0 | 0 | 1 | 1 | 0 | 0 | 0 | 0 | 0 | 0 | 0 | 0 | 1 | 1 | 1 | 0 | 0 | 0 | 1 | 0 | 0 | 0 | 1 | 1 | 0 | 0 | 0 | 0 | 0 | 0 | 0 | 1 | 0 | 0 | 1 |  | 0 | 0 | 0 | 0 | 0 | 0 | 0 | 0 | 0 | 0 | 0 | 0 | 0 | 0 | 0 | 0 | 0 | 0 | 0 | 0 | 0 | 0 | 0 | 0 | 0 | 0 | 0 | 0 | 0 | 0 | 2 | 0 | 2 | 0 | 0 | 0 | -1317.795 | -515.533 | 231.4102 | Midway-Q2005 230kV Line | Midway-Q2005 230kV Line | Panoche- Mendota 115 kV line |  | 0 | 0 | 0 | 0 | 0 | 0 | 49.732 | 244.516 | 231.4102 | Gates 500/230kV TB #12 | Gates 230/70kV TB #5 | Panoche- Mendota 115 kV line |  | 5 | 1 | YES | 2 | 1 | 1 | NO | 1
PG&E Kern Study Area | Morro Bay | 115 | 0 | 0 | 0 | 0 | 0 | 0 | 0 | 0 | 0 | 0 | 0 | 0 | 0 | 0 | 0 | 0 | 0 | 0 | 0 | 0 | 0 | 0 | 0 | 0 | 0 | 0 | 0 | 0 | 0 | 0 | 0 | 0 | 0 | 0 | 0 | 0 | 0 | 0 | 0 | 0 | 0 | 0 | 0 | 0 | 0 | 0 | 0 | 0 | 0 | 0 | 0 | 0 | 0 | 0 | 0 | 0 | 0 | 0 | 0 | 0 | 0 | 0 | 0 | 0 | 0 | 0 | 0 | 0 | 0 | 0 | 0 | 0 | 0 | 0 | 0 | 1 | 1 | 0 | 0 | 0 | 0 | 0 | 0 | 0 | 0 | 0 | 0 | 0 | 0 | 0 | 0 | 0 | 0 | 0 | 0 | 0 | 0 | 0 | 0 | 0 | 0 | 0 | 0 | 0 | 0 | 0 | 0 | 0 |  | 0 | 0 | 0 | 0 | 0 | 0 | 0 | 0 | 0 | 0 | 0 | 0 | 0 | 0 | 0 | 0 | 0 | 0 | 0 | 0 | 0 | 0 | 0 | 0 | 0 | 0 | 0 | 0 | 0 | 0 | 2 | 0 | 2 | 0 | 0 | 0 | -1317.795 | -515.533 | 265.1558 | Midway-Q2005 230kV Line | Midway-Q2005 230kV Line | Oceano-Calendar 115kV line |  | 0 | 0 | 0 | 0 | 0 | 0 | 1101.006 | 1286.3982 | 495.1558 | Oceano-Calendar 115kV line | Oceano-Calendar 115kV line | Oceano-Calendar 115kV line |  | 5 | 1 | YES | 2 | 1 | 1 | NO | 1
PG&E Greater Bay Study Area | Moss Landing | 500 | 0 | 0 | 0 | 0 | 0 | 0 | 0 | 0 | 0 | 0 | 0 | 0 | 0 | 0 | 0 | 0 | 0 | 0 | 0 | 0 | 0 | 0 | 0 | 0 | 0 | 0 | 0 | 0 | 0 | 0 | 0 | 0 | 0 | 0 | 0 | 0 | 0 | 0 | 0 | 0 | 0 | 0 | 0 | 0 | 1 | 0 | 0 | 0 | 0 | 0 | 1 | 0 | 0 | 0 | 0 | 0 | 0 | 1 | 0 | 0 | 1 | 0 | 0 | 0 | 1 | 0 | 0 | 0 | 0 | 0 | 0 | 1 | 0 | 0 | 0 | 0 | 1 | 0 | 0 | 0 | 0 | 0 | 0 | 0 | 0 | 0 | 0 | 0 | 0 | 0 | 0 | 1 | 0 | 0 | 0 | 0 | 0 | 0 | 0 | 0 | 0 | 0 | 0 | 1 | 0 | 0 | 0 | 3 |  | 0 | 0 | 0 | 0 | 0 | 0 | 0 | 0 | 0 | 0 | 0 | 350 | 0 | 0 | 1 | 0 | 0 | 0 | 0 | 0 | 0 | 0 | 0 | 0 | 0 | 0 | 0 | 0 | 0 | 0 | 2 | 0 | 1 | 0 | 0 | 0 | -1317.795 | -515.533 | 818.2057 | Midway-Q2005 230kV Line | Midway-Q2005 230kV Line | Midway-Q2005 230kV Line |  | 0 | 0 | 0 | 0 | 0 | 0 | 761.1265 | 1280.0405 | 1527.7575 | Bellota-Weber 230kV line | Bellota-Weber 230kV line | Los Banos 500/230kV TB |  | 5 | 1 | YES | 2 | 1 | 1 | NO | 1
PG&E Greater Bay Study Area | Moss Landing | 230 | 0 | 0 | 0 | 0 | 0 | 0 | 0 | 0 | 0 | 0 | 0 | 0 | 0 | 0 | 0 | 0 | 0 | 0 | 0 | 0 | 0 | 0 | 0 | 0 | 0 | 0 | 0 | 0 | 0 | 0 | 0 | 0 | 0 | 0 | 0 | 0 | 0 | 0 | 0 | 0 | 0 | 0 | 0 | 0 | 0 | 0 | 0 | 0 | 0 | 0 | 0 | 0 | 0 | 0 | 0 | 0 | 0 | 0 | 1 | 0 | 0 | 0 | 0 | 0 | 1 | 0 | 0 | 0 | 0 | 0 | 0 | 1 | 1 | 0 | 0 | 0 | 1 | 0 | 0 | 0 | 0 | 0 | 0 | 0 | 0 | 0 | 0 | 0 | 0 | 0 | 0 | 1 | 0 | 0 | 0 | 0 | 0 | 0 | 0 | 0 | 0 | 0 | 0 | 1 | 0 | 0 | 0 | 2 |  | 0 | 0 | 0 | 0 | 0 | 0 | 0 | 0 | 0 | 0 | 0 | 0 | 0 | 0 | 0 | 0 | 0 | 0 | 0 | 0 | 0 | 0 | 0 | 0 | 0 | 0 | 0 | 0 | 0 | 0 | 3 | 0 | 1 | 0 | 0 | 0 | -1317.795 | -515.533 | 818.2057 | Midway-Q2005 230kV Line | Midway-Q2005 230kV Line | Midway-Q2005 230kV Line |  | 0 | 0 | 0 | 0 | 0 | 0 | 412.7 | 718.45 | 925.5 | Morganhill-Metcalf 115kV Line | Morganhill-Metcalf 115kV Line | Morganhill-Metcalf 115kV Line |  | 5 | 1 | YES | 2 | 1 | 1 | NO | 1
PG&E Greater Bay Study Area | Moss Landing | 115 | 0 | 0 | 0 | 0 | 0 | 0 | 0 | 0 | 0 | 0 | 0 | 0 | 0 | 0 | 0 | 0 | 0 | 0 | 0 | 0 | 0 | 0 | 0 | 0 | 0 | 0 | 0 | 0 | 0 | 0 | 0 | 0 | 0 | 0 | 0 | 0 | 0 | 0 | 0 | 0 | 0 | 0 | 0 | 0 | 0 | 0 | 0 | 0 | 0 | 0 | 0 | 0 | 0 | 0 | 0 | 0 | 0 | 0 | 0 | 0 | 1 | 0 | 0 | 0 | 1 | 0 | 0 | 0 | 0 | 0 | 0 | 1 | 1 | 0 | 0 | 0 | 0 | 0 | 0 | 0 | 0 | 0 | 0 | 0 | 0 | 0 | 0 | 0 | 0 | 0 | 0 | 1 | 0 | 0 | 0 | 0 | 0 | 0 | 0 | 0 | 0 | 0 | 0 | 1 | 0 | 0 | 0 | 2 |  | 0 | 0 | 0 | 0 | 0 | 0 | 0 | 0 | 0 | 0 | 0 | 182.5 | 0 | 0 | 1 | 0 | 0 | 0 | 0 | 0 | 0 | 0 | 0 | 0 | 0 | 0 | 0 | 0 | 0 | 0 | 1 | 0 | 0 | 0 | 0 | 0 | -299.3 | 6.45 | 925.5 | Morganhill-Metcalf 115kV Line | Morganhill-Metcalf 115kV Line | Morganhill-Metcalf 115kV Line |  | 0 | 0 | 0 | 0 | 0 | 0 | 412.7 | 718.45 | 925.5 | Morganhill-Metcalf 115kV Line | Morganhill-Metcalf 115kV Line | Morganhill-Metcalf 115kV Line |  | 5 | 1 | YES | 2 | 1 | 1 | NO | 1
PG&E Kern Study Area | Mt Poso | 115 | 0 | 0 | 0 | 0 | 0 | 0 | 0 | 0 | 0 | 0 | 0 | 0 | 0 | 0 | 0 | 0 | 0 | 0 | 0 | 0 | 0 | 0 | 0 | 0 | 0 | 0 | 0 | 0 | 0 | 0 | 0 | 0 | 0 | 0 | 0 | 0 | 0 | 0 | 0 | 0 | 0 | 0 | 0 | 0 | 0 | 0 | 0 | 0 | 0 | 0 | 0 | 0 | 0 | 0 | 0 | 0 | 0 | 0 | 0 | 0 | 0 | 0 | 0 | 0 | 0 | 0 | 0 | 0 | 0 | 0 | 0 | 0 | 0 | 0 | 0 | 0 | 1 | 0 | 1 | 0 | 0 | 0 | 1 | 1 | 0 | 1 | 1 | 0 | 0 | 0 | 0 | 0 | 0 | 0 | 0 | 0 | 0 | 0 | 0 | 0 | 0 | 0 | 0 | 0 | 0 | 0 | 0 | 0 |  | 0 | 0 | 0 | 0 | 0 | 0 | 0 | 0 | 0 | 0 | 0 | 0 | 0 | 0 | 0 | 0 | 0 | 0 | 0 | 0 | 0 | 0 | 0 | 0 | 0 | 0 | 0 | 0 | 0 | 0 | 1 | 0 | 1 | 0 | 0 | 0 | -1317.795 | -515.533 | 204.8922 | Midway-Q2005 230kV Line | Midway-Q2005 230kV Line | Semitropic-Midway 115kV Line |  | 0 | 0 | 0 | 0 | 0 | 0 | 49.732 | 91.2401 | 204.8922 | Gates 500/230kV TB #12 | Semitropic-Midway 115kV Line | Semitropic-Midway 115kV Line |  | 5 | 1 | YES | 2 | 1 | 1 | NO | 1
PG&E Fresno Study Area | Mustang | 230 | 0 | 0 | 0 | 0 | 0 | 0 | 0 | 0 | 0 | 0 | 0 | 0 | 0 | 0 | 0 | 0 | 0 | 0 | 0 | 0 | 0 | 0 | 0 | 0 | 0 | 0 | 0 | 0 | 0 | 0 | 0 | 0 | 0 | 0 | 0 | 0 | 0 | 0 | 0 | 0 | 0 | 0 | 0 | 0 | 0 | 0 | 0 | 0 | 0 | 0 | 0 | 0 | 0 | 0 | 0 | 0 | 0 | 0 | 0 | 0 | 0 | 0 | 0 | 0 | 0 | 0 | 0 | 0 | 0 | 0 | 0 | 0 | 0 | 0 | 0 | 0 | 1 | 0 | 0 | 0 | 0 | 0 | 0 | 0 | 0 | 1 | 1 | 0 | 1 | 0 | 0 | 1 | 0 | 0 | 0 | 0 | 0 | 0 | 1 | 0 | 0 | 0 | 0 | 1 | 1 | 1 | 0 | 2 |  | 0 | 0 | 0 | 0 | 0 | 0 | 0 | 0 | 0 | 0 | 0 | 0 | 0 | 0 | 0 | 0 | 0 | 0 | 0 | 0 | 0 | 0 | 0 | 0 | 0 | 200 | 0 | 50 | 0 | 1 | 1 | 0 | 1 | 0 | 0 | 0 | -1317.795 | -515.533 | 442.8575 | Midway-Q2005 230kV Line | Midway-Q2005 230kV Line | Moss Landing-Las Aguilas 230 kV Line |  | 0 | 0 | 0 | 0 | 0 | 0 | 49.732 | 420.6683 | 442.8575 | Gates 500/230kV TB #12 | Moss Landing-Las Aguilas 230 kV Line | Moss Landing-Las Aguilas 230 kV Line |  | 5 | 1 | YES | 2 | 1 | 1 | NO | 1
PG&E Fresno Study Area | New Melones | 230 | 0 | 0 | 0 | 0 | 0 | 0 | 0 | 0 | 0 | 0 | 0 | 0 | 0 | 0 | 0 | 0 | 0 | 0 | 0 | 0 | 0 | 0 | 0 | 0 | 0 | 0 | 0 | 0 | 0 | 0 | 0 | 0 | 0 | 0 | 0 | 0 | 0 | 0 | 0 | 0 | 0 | 0 | 0 | 0 | 0 | 0 | 0 | 0 | 0 | 0 | 1 | 0 | 0 | 0 | 0 | 0 | 0 | 0 | 0 | 0 | 0 | 0 | 0 | 0 | 1 | 1 | 0 | 0 | 0 | 0 | 0 | 0 | 0 | 0 | 0 | 0 | 0 | 0 | 0 | 0 | 0 | 0 | 0 | 0 | 0 | 1 | 1 | 0 | 1 | 1 | 1 | 1 | 0 | 0 | 0 | 1 | 0 | 1 | 1 | 0 | 0 | 1 | 0 | 0 | 0 | 0 | 0 | 2 |  | 0 | 0 | 0 | 0 | 0 | 0 | 0 | 0 | 0 | 0 | 0 | 0 | 0 | 0 | 0 | 0 | 0 | 0 | 0 | 0 | 0 | 0 | 0 | 0 | 0 | 0 | 0 | 0 | 0 | 0 | 1 | 0 | 1 | 0 | 0 | 0 | -227.9 | -25.89 | 231.4102 | Chowchilla-Le grand 115kV Line | Chowchilla-Le grand 115kV Line | Panoche- Mendota 115 kV line |  | 0 | 0 | 0 | 0 | 0 | 0 | 49.732 | 552.8841 | 231.4102 | Gates 500/230kV TB #12 | Gates 500/230kV TB #12 | Panoche- Mendota 115 kV line |  | 5 | 1 | YES | 2 | 1 | 1 | NO | 1
PG&E Greater Bay Study Area | Newark | 230 | 0 | 0 | 0 | 0 | 0 | 0 | 0 | 0 | 0 | 0 | 0 | 0 | 0 | 0 | 0 | 0 | 0 | 0 | 0 | 0 | 0 | 0 | 0 | 0 | 0 | 0 | 0 | 0 | 0 | 0 | 0 | 0 | 0 | 0 | 0 | 0 | 0 | 0 | 0 | 0 | 0 | 0 | 0 | 0 | 0 | 0 | 0 | 0 | 0 | 0 | 0 | 0 | 0 | 0 | 0 | 0 | 0 | 1 | 0 | 0 | 1 | 0 | 0 | 0 | 1 | 0 | 0 | 0 | 0 | 0 | 0 | 0 | 0 | 1 | 0 | 0 | 0 | 0 | 0 | 0 | 0 | 0 | 0 | 0 | 0 | 0 | 0 | 0 | 0 | 0 | 0 | 0 | 0 | 0 | 0 | 0 | 0 | 0 | 0 | 0 | 0 | 0 | 0 | 0 | 0 | 0 | 0 | 1 |  | 0 | 0 | 0 | 0 | 0 | 0 | 0 | 0 | 0 | 0 | 0 | 0 | 0 | 0 | 0 | 0 | 0 | 0 | 0 | 0 | 0 | 0 | 0 | 0 | 0 | 0 | 0 | 0 | 0 | 0 | 0 | 0 | 0 | 0 | 0 | 0 | 1181.5167 | 2657.4106 | 4979.9584 | Tesla-Bellota 230 kV line | Tesla-Bellota 230 kV line | Sobrante-Moraga 230 kV line |  | 0 | 0 | 0 | 0 | 0 | 0 | 1181.5167 | 2657.4106 | 4979.9584 | Tesla-Bellota 230 kV line | Tesla-Bellota 230 kV line | Sobrante-Moraga 230 kV line |  | 1 | 1 | NO | 1 | 1 | 1 | NO | 1
PG&E Greater Bay Study Area | Newark | 115 | 0 | 0 | 0 | 0 | 0 | 0 | 0 | 0 | 0 | 0 | 0 | 0 | 0 | 0 | 0 | 0 | 0 | 0 | 0 | 0 | 0 | 0 | 0 | 0 | 0 | 0 | 0 | 0 | 0 | 0 | 0 | 0 | 0 | 0 | 0 | 0 | 0 | 0 | 0 | 0 | 0 | 0 | 0 | 0 | 0 | 0 | 0 | 0 | 0 | 0 | 0 | 0 | 0 | 0 | 1 | 1 | 0 | 1 | 0 | 0 | 1 | 0 | 0 | 1 | 0 | 0 | 0 | 0 | 0 | 0 | 0 | 0 | 0 | 1 | 0 | 0 | 0 | 0 | 0 | 0 | 0 | 0 | 0 | 0 | 0 | 0 | 0 | 0 | 0 | 0 | 0 | 0 | 0 | 0 | 0 | 0 | 0 | 0 | 0 | 0 | 0 | 0 | 0 | 0 | 0 | 0 | 0 | 3 |  | 0 | 0 | 0 | 0 | 0 | 0 | 0 | 0 | 0 | 0 | 0 | 0 | 0 | 0 | 0 | 0 | 0 | 0 | 0 | 0 | 0 | 0 | 0 | 0 | 0 | 0 | 0 | 0 | 0 | 0 | 0 | 0 | 0 | 0 | 0 | 0 | 1375.6243 | 2130.9944 | 1481.432 | Tesla-Tracy-Pump 230 kV line #2 | Dumbarton-Newark 115 kV line | Dumbarton-Newark 115 kV line |  | 0 | 0 | 0 | 0 | 0 | 0 | 1375.6243 | 2130.9944 | 1481.432 | Tesla-Tracy-Pump 230 kV line #2 | Dumbarton-Newark 115 kV line | Dumbarton-Newark 115 kV line |  | 1 | 1 | NO | 1 | 1 | 1 | NO | 1
PG&E Fresno Study Area | Newhall | 115 | 0 | 0 | 0 | 0 | 0 | 0 | 0 | 0 | 0 | 0 | 0 | 0 | 0 | 0 | 0 | 0 | 0 | 0 | 0 | 0 | 0 | 0 | 0 | 0 | 0 | 0 | 0 | 0 | 0 | 0 | 0 | 0 | 0 | 0 | 0 | 0 | 0 | 0 | 0 | 0 | 0 | 0 | 0 | 0 | 0 | 0 | 0 | 0 | 0 | 0 | 0 | 0 | 0 | 0 | 0 | 0 | 0 | 0 | 0 | 0 | 0 | 0 | 0 | 0 | 0 | 0 | 0 | 0 | 0 | 0 | 0 | 0 | 0 | 0 | 0 | 0 | 0 | 0 | 0 | 0 | 0 | 0 | 0 | 0 | 0 | 0 | 0 | 0 | 0 | 0 | 0 | 0 | 0 | 0 | 0 | 0 | 0 | 0 | 0 | 1 | 0 | 0 | 0 | 0 | 0 | 0 | 0 | 0 |  | 0 | 0 | 0 | 0 | 0 | 0 | 0 | 0 | 0 | 0 | 0 | 0 | 0 | 0 | 0 | 0 | 0 | 0 | 0 | 0 | 0 | 0 | 0 | 0 | 0 | 0 | 0 | 0 | 0 | 0 | 0 | 0 | 0 | 0 | 0 | 0 | 111.7 | 210.732 | 9.63 | Merced 115/70kV TB#2 | Merced 115/70kV TB#2 | Merced 115/70kV TB#2 |  | 0 | 0 | 0 | 0 | 0 | 0 | 111.7 | 210.732 | 9.63 | Merced 115/70kV TB#2 | Merced 115/70kV TB#2 | Merced 115/70kV TB#2 |  | 1 | 1 | NO | 1 | 1 | 1 | NO | 1
PG&E Kern Study Area | Norco | 115 | 0 | 0 | 0 | 0 | 0 | 0 | 0 | 0 | 0 | 0 | 0 | 0 | 0 | 0 | 0 | 0 | 0 | 0 | 0 | 0 | 0 | 0 | 0 | 0 | 0 | 0 | 0 | 0 | 0 | 0 | 0 | 0 | 0 | 0 | 0 | 0 | 0 | 0 | 0 | 0 | 0 | 0 | 0 | 0 | 0 | 0 | 0 | 0 | 0 | 0 | 0 | 0 | 0 | 0 | 0 | 0 | 0 | 0 | 0 | 0 | 0 | 0 | 0 | 0 | 0 | 0 | 0 | 0 | 0 | 0 | 0 | 0 | 0 | 0 | 0 | 0 | 0 | 0 | 0 | 0 | 0 | 0 | 1 | 0 | 0 | 0 | 0 | 0 | 0 | 0 | 0 | 0 | 0 | 0 | 0 | 0 | 0 | 0 | 0 | 0 | 0 | 0 | 0 | 0 | 0 | 0 | 0 | 0 |  | 0 | 0 | 0 | 0 | 0 | 0 | 0 | 0 | 0 | 0 | 0 | 0 | 0 | 0 | 0 | 0 | 0 | 0 | 0 | 0 | 0 | 0 | 0 | 0 | 0 | 0 | 0 | 0 | 0 | 0 | 0 | 0 | 0 | 0 | 0 | 0 | 1069.043 | 1130.2584 | 1065.6609 | Midway 230/115kV TB #3 | Midway 230/115kV TB #3 | Midway 230/115kV TB #3 |  | 0 | 0 | 0 | 0 | 0 | 0 | 1069.043 | 1130.2584 | 1065.6609 | Midway 230/115kV TB #3 | Midway 230/115kV TB #3 | Midway 230/115kV TB #3 |  | 1 | 1 | NO | 1 | 1 | 1 | NO | 1
SDG&E Study Area | North City Metering | 138 | 0 | 0 | 0 | 0 | 0 | 0 | 0 | 0 | 0 | 0 | 0 | 0 | 0 | 0 | 0 | 0 | 0 | 0 | 0 | 0 | 0 | 0 | 0 | 0 | 0 | 0 | 0 | 0 | 0 | 0 | 0 | 0 | 1 | 0 | 0 | 0 | 0 | 0 | 0 | 0 | 0 | 0 | 0 | 0 | 0 | 0 | 0 | 0 | 0 | 0 | 0 | 0 | 0 | 0 | 0 | 0 | 0 | 0 | 0 | 0 | 0 | 0 | 0 | 0 | 0 | 0 | 0 | 0 | 0 | 0 | 0 | 0 | 0 | 0 | 0 | 0 | 0 | 0 | 0 | 0 | 0 | 0 | 0 | 0 | 0 | 0 | 0 | 0 | 0 | 0 | 0 | 0 | 0 | 0 | 0 | 0 | 0 | 0 | 0 | 0 | 0 | 0 | 0 | 0 | 0 | 0 | 0 | 1 |  | 0 | 0 | 0 | 0 | 0 | 0 | 0 | 0 | 0 | 0 | 0 | 0 | 0 | 0 | 0 | 0 | 0 | 0 | 0 | 0 | 0 | 0 | 0 | 0 | 0 | 0 | 0 | 0 | 0 | 0 | 0 | 0 | 0 | 0 | 0 | 0 | 164.745 | 1376.855 | 2287.85 | Internal San Diego Area constraint | Internal San Diego Area constraint | Internal San Diego Area constraint |  | 0 | 0 | 0 | 0 | 0 | 0 | 164.745 | 1376.855 | 2287.85 | Internal San Diego Area constraint | Internal San Diego Area constraint | Internal San Diego Area constraint |  | 1 | 1 | NO | 1 | 1 | 1 | NO | 1
PG&E Greater Bay Study Area | North Dublin | 230 | 0 | 0 | 0 | 0 | 0 | 0 | 0 | 0 | 0 | 0 | 0 | 0 | 0 | 0 | 0 | 0 | 0 | 0 | 0 | 0 | 0 | 0 | 0 | 0 | 0 | 0 | 0 | 0 | 0 | 0 | 0 | 0 | 0 | 0 | 0 | 0 | 0 | 0 | 0 | 0 | 0 | 0 | 0 | 0 | 1 | 0 | 0 | 0 | 0 | 0 | 0 | 0 | 0 | 0 | 0 | 0 | 0 | 0 | 1 | 0 | 1 | 0 | 0 | 1 | 1 | 0 | 0 | 0 | 0 | 0 | 0 | 0 | 0 | 1 | 0 | 0 | 0 | 0 | 0 | 0 | 0 | 0 | 0 | 0 | 0 | 0 | 0 | 0 | 0 | 0 | 0 | 0 | 0 | 0 | 0 | 0 | 0 | 0 | 0 | 0 | 0 | 0 | 0 | 0 | 0 | 0 | 0 | 0 |  | 0 | 0 | 0 | 0 | 0 | 0 | 0 | 0 | 0 | 0 | 0 | 0 | 0 | 0 | 0 | 0 | 0 | 0 | 0 | 0 | 0 | 0 | 0 | 0 | 0 | 0 | 0 | 0 | 0 | 0 | 2 | 0 | 0 | 0 | 0 | 0 | -719.4865 | 324.7033 | 942.0393 | Vaca Dixon-Tesla 500kV Line | Windmaster-Delta pumps 230 kV line | Windmaster-Delta pumps 230 kV line |  | 0 | 0 | 0 | 0 | 0 | 0 | 1181.5167 | 2657.4106 | 942.0393 | Tesla-Bellota 230 kV line | Tesla-Bellota 230 kV line | Windmaster-Delta pumps 230 kV line |  | 5 | 1 | YES | 2 | 1 | 1 | NO | 1
SDG&E Study Area | North Gila | 500 | 0 | 0 | 0 | 0 | 0 | 0 | 0 | 0 | 0 | 0 | 0 | 0 | 0 | 0 | 0 | 0 | 0 | 0 | 0 | 1 | 0 | 1 | 0 | 0 | 0 | 1 | 0 | 0 | 1 | 0 | 0 | 0 | 0 | 0 | 1 | 1 | 1 | 0 | 0 | 0 | 0 | 0 | 0 | 0 | 0 | 0 | 0 | 0 | 0 | 0 | 0 | 0 | 0 | 0 | 0 | 0 | 0 | 0 | 0 | 0 | 0 | 0 | 0 | 0 | 0 | 0 | 0 | 0 | 0 | 0 | 0 | 0 | 0 | 0 | 0 | 0 | 0 | 0 | 0 | 0 | 0 | 0 | 0 | 0 | 0 | 0 | 0 | 0 | 0 | 0 | 0 | 0 | 0 | 0 | 0 | 0 | 0 | 0 | 0 | 0 | 0 | 0 | 0 | 0 | 0 | 0 | 0 | 6 |  | 0 | 0 | 0 | 0 | 0 | 0 | 0 | 0 | 0 | 0 | 0 | 0 | 0 | 0 | 0 | 0 | 0 | 0 | 0 | 0 | 0 | 0 | 0 | 0 | 0 | 0 | 0 | 0 | 0 | 0 | 1 | 1 | 0 | 0 | 0 | 0 | -1497.8218 | 1259.03 | 3557 | Lugo - Victorville area constraint | Encina - San Luis Rey 230 kV constraint | Encina - San Luis Rey 230 kV constraint |  | 0 | 1 | 0 | 0 | 0 | 0 | -1466.348 | 1259.03 | 3557 | Devers-Red Bluff Constraint | Encina - San Luis Rey 230 kV constraint | Encina - San Luis Rey 230 kV constraint |  | 5 | 4 | YES | 4 | 1 | 1 | NO | 1
SDG&E Study Area | New Sub - North Gila - IV (Proposed) | 500 | 0 | 0 | 0 | 0 | 0 | 0 | 0 | 0 | 0 | 0 | 0 | 0 | 0 | 0 | 0 | 0 | 0 | 0 | 0 | 1 | 0 | 1 | 0 | 0 | 0 | 1 | 0 | 0 | 1 | 0 | 0 | 0 | 0 | 0 | 1 | 1 | 1 | 0 | 0 | 0 | 0 | 0 | 0 | 0 | 0 | 0 | 0 | 0 | 0 | 0 | 0 | 0 | 0 | 0 | 0 | 0 | 0 | 0 | 0 | 0 | 0 | 0 | 0 | 0 | 0 | 0 | 0 | 0 | 0 | 0 | 0 | 0 | 0 | 0 | 0 | 0 | 0 | 0 | 0 | 0 | 0 | 0 | 0 | 0 | 0 | 0 | 0 | 0 | 0 | 0 | 0 | 0 | 0 | 0 | 0 | 0 | 0 | 0 | 0 | 0 | 0 | 0 | 0 | 0 | 0 | 0 | 0 | 6 |  | 0 | 0 | 0 | 0 | 0 | 0 | 0 | 0 | 0 | 0 | 0 | 0 | 0 | 0 | 0 | 0 | 0 | 0 | 0 | 0 | 0 | 0 | 0 | 0 | 0 | 0 | 0 | 0 | 0 | 0 | 1 | 1 | 0 | 0 | 0 | 0 | -1497.8218 | 1259.03 | 3557 | Lugo - Victorville area constraint | Encina - San Luis Rey 230 kV constraint | Encina - San Luis Rey 230 kV constraint |  | 0 | 1 | 0 | 0 | 0 | 0 | -1466.348 | 1259.03 | 3557 | Devers-Red Bluff Constraint | Encina - San Luis Rey 230 kV constraint | Encina - San Luis Rey 230 kV constraint |  | 5 | 4 | YES | 4 | 1 | 1 | NO | 1
PG&E Greater Bay Study Area | Oakland C | 115 | 0 | 0 | 0 | 0 | 0 | 0 | 0 | 0 | 0 | 0 | 0 | 0 | 0 | 0 | 0 | 0 | 0 | 0 | 0 | 0 | 0 | 0 | 0 | 0 | 0 | 0 | 0 | 0 | 0 | 0 | 0 | 0 | 0 | 0 | 0 | 0 | 0 | 0 | 0 | 0 | 0 | 0 | 0 | 1 | 1 | 0 | 0 | 0 | 0 | 0 | 0 | 0 | 0 | 0 | 1 | 1 | 0 | 1 | 1 | 1 | 1 | 0 | 0 | 1 | 1 | 0 | 1 | 0 | 0 | 0 | 0 | 0 | 0 | 1 | 0 | 0 | 0 | 0 | 0 | 0 | 0 | 0 | 0 | 0 | 0 | 0 | 0 | 0 | 0 | 0 | 0 | 0 | 0 | 0 | 0 | 0 | 0 | 0 | 0 | 0 | 0 | 0 | 0 | 0 | 0 | 0 | 0 | 3 |  | 0 | 0 | 0 | 0 | 0 | 0 | 0 | 0 | 0 | 0 | 0 | 0 | 0 | 0 | 0 | 0 | 0 | 0 | 0 | 0 | 0 | 0 | 0 | 0 | 0 | 0 | 0 | 0 | 0 | 0 | 2 | 0 | 0 | 0 | 0 | 0 | -719.4865 | 324.7033 | 942.0393 | Vaca Dixon-Tesla 500kV Line | Windmaster-Delta pumps 230 kV line | Windmaster-Delta pumps 230 kV line |  | 0 | 0 | 0 | 0 | 0 | 0 | 196.5473 | 685.0163 | 942.0393 | Contra Costa- Windmaster 230 kV line | Contra Costa- Windmaster 230 kV line | Windmaster-Delta pumps 230 kV line |  | 5 | 1 | YES | 2 | 1 | 1 | NO | 1
PG&E Greater Bay Study Area | Oakland J | 115 | 0 | 0 | 0 | 0 | 0 | 0 | 0 | 0 | 0 | 0 | 0 | 0 | 0 | 0 | 0 | 0 | 0 | 0 | 0 | 0 | 0 | 0 | 0 | 0 | 0 | 0 | 0 | 0 | 0 | 0 | 0 | 0 | 0 | 0 | 0 | 0 | 0 | 0 | 0 | 0 | 0 | 0 | 0 | 0 | 1 | 0 | 0 | 0 | 0 | 0 | 0 | 0 | 0 | 0 | 0 | 0 | 0 | 1 | 0 | 0 | 0 | 0 | 0 | 0 | 0 | 0 | 0 | 0 | 0 | 0 | 0 | 0 | 0 | 1 | 0 | 0 | 0 | 0 | 0 | 0 | 0 | 0 | 0 | 0 | 0 | 0 | 0 | 0 | 0 | 0 | 0 | 0 | 0 | 0 | 0 | 0 | 0 | 0 | 0 | 0 | 0 | 0 | 0 | 0 | 0 | 0 | 0 | 1 |  | 0 | 0 | 0 | 0 | 0 | 0 | 0 | 0 | 0 | 0 | 0 | 0 | 0 | 0 | 0 | 0 | 0 | 0 | 0 | 0 | 0 | 0 | 0 | 0 | 0 | 0 | 0 | 0 | 0 | 0 | 1 | 0 | 0 | 0 | 0 | 0 | -719.4865 | 324.7487 | 1977.3898 | Vaca Dixon-Tesla 500kV Line | Vaca Dixon-Tesla 500kV Line | Vaca Dixon-Tesla 500kV Line |  | 0 | 0 | 0 | 0 | 0 | 0 | 2106.423 | 3155.9451 | 1977.3898 | Tesla-Tracy Pump 230 kV Line #1 | Tesla-Tracy Pump 230 kV Line #1 | Vaca Dixon-Tesla 500kV Line |  | 5 | 1 | YES | 2 | 1 | 1 | NO | 1
PG&E Kern Study Area | Oceano | 115 | 0 | 0 | 0 | 0 | 0 | 0 | 0 | 0 | 0 | 0 | 0 | 0 | 0 | 0 | 0 | 0 | 0 | 0 | 0 | 0 | 0 | 0 | 0 | 0 | 0 | 0 | 0 | 0 | 0 | 0 | 0 | 0 | 0 | 0 | 0 | 0 | 0 | 0 | 0 | 0 | 0 | 0 | 0 | 0 | 0 | 0 | 0 | 0 | 0 | 0 | 0 | 0 | 0 | 0 | 0 | 0 | 0 | 0 | 0 | 0 | 0 | 0 | 0 | 0 | 0 | 0 | 0 | 0 | 0 | 0 | 0 | 0 | 0 | 0 | 0 | 0 | 0 | 0 | 0 | 0 | 0 | 0 | 1 | 0 | 0 | 0 | 0 | 0 | 0 | 0 | 0 | 0 | 0 | 0 | 0 | 0 | 0 | 0 | 0 | 0 | 0 | 0 | 0 | 0 | 0 | 0 | 0 | 0 |  | 0 | 0 | 0 | 0 | 0 | 0 | 0 | 0 | 0 | 0 | 0 | 0 | 0 | 0 | 0 | 0 | 0 | 0 | 0 | 0 | 0 | 0 | 0 | 0 | 0 | 0 | 0 | 0 | 0 | 0 | 0 | 0 | 0 | 0 | 0 | 0 | 1069.043 | 1130.2584 | 1065.6609 | Midway 230/115kV TB #3 | Midway 230/115kV TB #3 | Midway 230/115kV TB #3 |  | 0 | 0 | 0 | 0 | 0 | 0 | 1069.043 | 1130.2584 | 1065.6609 | Midway 230/115kV TB #3 | Midway 230/115kV TB #3 | Midway 230/115kV TB #3 |  | 1 | 1 | NO | 1 | 1 | 1 | NO | 1
SDG&E Study Area | Ocotillo Express | 500 | 0 | 0 | 0 | 0 | 0 | 0 | 0 | 0 | 0 | 0 | 0 | 0 | 0 | 0 | 0 | 0 | 0 | 0 | 0 | 1 | 0 | 1 | 0 | 0 | 0 | 1 | 0 | 0 | 1 | 0 | 0 | 0 | 0 | 0 | 1 | 1 | 1 | 0 | 0 | 1 | 0 | 0 | 0 | 0 | 0 | 0 | 0 | 0 | 0 | 0 | 0 | 0 | 0 | 0 | 0 | 0 | 0 | 0 | 0 | 0 | 0 | 0 | 0 | 0 | 0 | 0 | 0 | 0 | 0 | 0 | 0 | 0 | 0 | 0 | 0 | 0 | 0 | 0 | 0 | 0 | 0 | 0 | 0 | 0 | 0 | 0 | 0 | 0 | 0 | 0 | 0 | 0 | 0 | 0 | 0 | 0 | 0 | 0 | 0 | 0 | 0 | 0 | 0 | 0 | 0 | 0 | 0 | 6 |  | 0 | 0 | 0 | 0 | 0 | 0 | 0 | 0 | 0 | 0 | 0 | 0 | 0 | 0 | 0 | 0 | 0 | 0 | 0 | 0 | 0 | 0 | 0 | 0 | 0 | 0 | 0 | 0 | 0 | 0 | 2 | 1 | 0 | 0 | 0 | 0 | -1497.8218 | 111.53 | 767.5 | Lugo - Victorville area constraint | Silvergate - Bay Blvd 230 kV constraint | Silvergate - Bay Blvd 230 kV constraint |  | 0 | 1 | 0 | 0 | 0 | 0 | -1466.348 | 1259.03 | 3557 | Devers-Red Bluff Constraint | Encina - San Luis Rey 230 kV constraint | Encina - San Luis Rey 230 kV constraint |  | 5 | 4 | YES | 4 | 1 | 1 | NO | 1
SDG&E Study Area | Old Town | 230 | 0 | 0 | 0 | 0 | 0 | 0 | 0 | 0 | 0 | 0 | 0 | 0 | 0 | 0 | 0 | 0 | 0 | 0 | 0 | 0 | 0 | 0 | 0 | 0 | 0 | 0 | 0 | 0 | 0 | 0 | 0 | 0 | 0 | 0 | 1 | 0 | 1 | 0 | 0 | 0 | 0 | 0 | 0 | 0 | 0 | 0 | 0 | 0 | 0 | 0 | 0 | 0 | 0 | 0 | 0 | 0 | 0 | 0 | 0 | 0 | 0 | 0 | 0 | 0 | 0 | 0 | 0 | 0 | 0 | 0 | 0 | 0 | 0 | 0 | 0 | 0 | 0 | 0 | 0 | 0 | 0 | 0 | 0 | 0 | 0 | 0 | 0 | 0 | 0 | 0 | 0 | 0 | 0 | 0 | 0 | 0 | 0 | 0 | 0 | 0 | 0 | 0 | 0 | 0 | 0 | 0 | 0 | 2 |  | 0 | 0 | 0 | 0 | 0 | 0 | 0 | 0 | 0 | 0 | 0 | 0 | 0 | 0 | 0 | 0 | 0 | 0 | 0 | 0 | 0 | 0 | 0 | 0 | 0 | 0 | 0 | 0 | 0 | 0 | 0 | 0 | 0 | 0 | 0 | 0 | 59.595 | 1259.03 | 3557 | Encina - San Luis Rey 230 kV constraint | Encina - San Luis Rey 230 kV constraint | Encina - San Luis Rey 230 kV constraint |  | 0 | 0 | 0 | 0 | 0 | 0 | 59.595 | 1259.03 | 3557 | Encina - San Luis Rey 230 kV constraint | Encina - San Luis Rey 230 kV constraint | Encina - San Luis Rey 230 kV constraint |  | 1 | 1 | NO | 1 | 1 | 1 | NO | 1
SCE Metro Study Area | Olinda | 230 | 0 | 0 | 0 | 0 | 0 | 0 | 0 | 0 | 0 | 0 | 0 | 0 | 1 | 0 | 0 | 0 | 0 | 0 | 0 | 0 | 0 | 0 | 0 | 0 | 0 | 0 | 0 | 0 | 0 | 0 | 0 | 0 | 0 | 0 | 0 | 0 | 0 | 0 | 0 | 0 | 0 | 0 | 0 | 0 | 0 | 0 | 0 | 0 | 0 | 0 | 0 | 0 | 0 | 0 | 0 | 0 | 0 | 0 | 0 | 0 | 0 | 0 | 0 | 0 | 0 | 0 | 0 | 0 | 0 | 0 | 0 | 0 | 0 | 0 | 0 | 0 | 0 | 0 | 0 | 0 | 0 | 0 | 0 | 0 | 0 | 0 | 0 | 0 | 0 | 0 | 0 | 0 | 0 | 0 | 0 | 0 | 0 | 0 | 0 | 0 | 0 | 0 | 0 | 0 | 0 | 0 | 0 | 0 |  | 0 | 0 | 0 | 0 | 0 | 0 | 0 | 0 | 0 | 0 | 0 | 0 | 0 | 0 | 0 | 0 | 0 | 0 | 0 | 0 | 0 | 0 | 0 | 0 | 0 | 0 | 0 | 0 | 0 | 0 | 0 | 0 | 0 | 0 | 0 | 0 | 11593.076 | 12657.742 | 15859.82 | SCE Metro Area Default Constraint | SCE Metro Area Default Constraint | SCE Metro Area Default Constraint |  | 0 | 0 | 0 | 0 | 0 | 0 | 11593.076 | 12657.742 | 15859.82 | SCE Metro Area Default Constraint | SCE Metro Area Default Constraint | SCE Metro Area Default Constraint |  | 1 | 1 | NO | 1 | 1 | 1 | NO | 1
PG&E Kern Study Area | Olive | 115 | 0 | 0 | 0 | 0 | 0 | 0 | 0 | 0 | 0 | 0 | 0 | 0 | 0 | 0 | 0 | 0 | 0 | 0 | 0 | 0 | 0 | 0 | 0 | 0 | 0 | 0 | 0 | 0 | 0 | 0 | 0 | 0 | 0 | 0 | 0 | 0 | 0 | 0 | 0 | 0 | 0 | 0 | 0 | 0 | 0 | 0 | 0 | 0 | 0 | 0 | 0 | 0 | 0 | 0 | 0 | 0 | 0 | 0 | 0 | 0 | 0 | 0 | 0 | 0 | 0 | 0 | 0 | 0 | 0 | 0 | 0 | 0 | 0 | 0 | 0 | 1 | 1 | 1 | 1 | 0 | 0 | 0 | 1 | 1 | 0 | 1 | 1 | 0 | 0 | 0 | 0 | 0 | 0 | 0 | 0 | 0 | 0 | 0 | 0 | 0 | 0 | 0 | 0 | 0 | 0 | 0 | 0 | 0 |  | 0 | 0 | 0 | 0 | 0 | 0 | 0 | 0 | 0 | 0 | 0 | 0 | 0 | 0 | 0 | 0 | 0 | 0 | 0 | 0 | 0 | 0 | 0 | 0 | 40 | 0 | 20 | 0 | 0 | 1 | 2 | 0 | 3 | 0 | 0 | 0 | -1317.795 | -515.533 | 114.9996 | Midway-Q2005 230kV Line | Midway-Q2005 230kV Line | Smyrna -Q1984 115kV line |  | 0 | 0 | 1 | 0 | 0 | 0 | 17.924 | -0.38256 | 114.9996 | Smyrna -Q1984 115kV line | Smyrna -Q1984 115kV line | Smyrna -Q1984 115kV line |  | 5 | 5 | NO | 5 | 1 | 1 | NO | 1
PG&E North of Greater Bay Study Area | Olivehurst | 115 | 0 | 0 | 0 | 0 | 0 | 0 | 0 | 0 | 0 | 0 | 0 | 0 | 0 | 0 | 0 | 0 | 0 | 0 | 0 | 0 | 0 | 0 | 0 | 0 | 0 | 0 | 0 | 0 | 0 | 0 | 0 | 0 | 0 | 0 | 0 | 0 | 0 | 0 | 0 | 0 | 0 | 0 | 0 | 0 | 1 | 1 | 0 | 1 | 0 | 1 | 1 | 1 | 1 | 0 | 0 | 0 | 0 | 0 | 0 | 0 | 0 | 0 | 0 | 0 | 1 | 1 | 0 | 0 | 0 | 0 | 0 | 0 | 0 | 0 | 0 | 0 | 0 | 0 | 0 | 0 | 0 | 0 | 0 | 0 | 0 | 0 | 0 | 0 | 0 | 0 | 0 | 0 | 0 | 0 | 0 | 0 | 0 | 0 | 0 | 0 | 0 | 0 | 0 | 0 | 0 | 0 | 0 | 0 |  | 0 | 0 | 0 | 0 | 0 | 0 | 0 | 0 | 0 | 0 | 0 | 0 | 0 | 0 | 0 | 0 | 0 | 0 | 0 | 0 | 0 | 0 | 0 | 0 | 0 | 0 | 0 | 0 | 0 | 0 | 1 | 0 | 0 | 0 | 0 | 0 | -719.4865 | 32.3255 | 74.98 | Vaca Dixon-Tesla 500kV Line | Rocklin-Pleaseant grove 115kV line | Woodland- Davis 115kV line |  | 0 | 0 | 0 | 0 | 0 | 0 | 0.1925 | 32.3255 | 74.98 | Rocklin-Pleaseant grove 115kV line | Rocklin-Pleaseant grove 115kV line | Woodland- Davis 115kV line |  | 5 | 1 | YES | 2 | 1 | 1 | NO | 1
SCE Northern Area | Ormond Beach | 230 | 0 | 0 | 1 | 0 | 1 | 0 | 1 | 0 | 0 | 0 | 0 | 0 | 0 | 0 | 0 | 0 | 0 | 0 | 0 | 0 | 0 | 0 | 0 | 0 | 0 | 0 | 0 | 0 | 1 | 0 | 0 | 0 | 0 | 0 | 0 | 0 | 0 | 0 | 0 | 0 | 0 | 0 | 0 | 0 | 0 | 0 | 0 | 0 | 0 | 0 | 0 | 0 | 0 | 0 | 0 | 0 | 0 | 0 | 0 | 0 | 0 | 0 | 0 | 0 | 0 | 0 | 0 | 0 | 0 | 0 | 0 | 0 | 0 | 0 | 0 | 0 | 0 | 0 | 0 | 0 | 0 | 0 | 0 | 0 | 0 | 0 | 0 | 0 | 0 | 0 | 0 | 0 | 0 | 0 | 0 | 0 | 0 | 0 | 0 | 0 | 0 | 0 | 0 | 0 | 0 | 0 | 0 | 0 |  | 0 | 0 | 0 | 0 | 0 | 0 | 0 | 0 | 0 | 0 | 0 | 0 | 0 | 0 | 0 | 0 | 0 | 0 | 0 | 0 | 0 | 0 | 0 | 0 | 0 | 0 | 0 | 0 | 0 | 0 | 2 | 0 | 1 | 0 | 0 | 0 | -1497.8218 | -34.6371 | 1493.759 | Lugo - Victorville area constraint | South of Magunden Constraint | South of Magunden Constraint |  | 1 | 0 | 1 | 0 | 0 | 0 | -596.4338 | -34.6371 | 1493.759 | South of Magunden Constraint | South of Magunden Constraint | South of Magunden Constraint |  | 5 | 5 | NO | 5 | 1 | 1 | NO | 1
SDG&E Study Area | Otay | 69 | 0 | 0 | 0 | 0 | 0 | 0 | 0 | 0 | 0 | 0 | 0 | 0 | 0 | 0 | 0 | 0 | 0 | 0 | 0 | 0 | 0 | 0 | 0 | 0 | 0 | 0 | 0 | 0 | 0 | 0 | 0 | 0 | 0 | 1 | 0 | 0 | 0 | 0 | 0 | 0 | 0 | 0 | 0 | 0 | 0 | 0 | 0 | 0 | 0 | 0 | 0 | 0 | 0 | 0 | 0 | 0 | 0 | 0 | 0 | 0 | 0 | 0 | 0 | 0 | 0 | 0 | 0 | 0 | 0 | 0 | 0 | 0 | 0 | 0 | 0 | 0 | 0 | 0 | 0 | 0 | 0 | 0 | 0 | 0 | 0 | 0 | 0 | 0 | 0 | 0 | 0 | 0 | 0 | 0 | 0 | 0 | 0 | 0 | 0 | 0 | 0 | 0 | 0 | 0 | 0 | 0 | 0 | 0 |  | 0 | 0 | 0 | 0 | 0 | 0 | 0 | 0 | 0 | 0 | 0 | 6 | 0 | 0 | 1 | 0 | 0 | 0 | 0 | 0 | 0 | 0 | 0 | 0 | 0 | 0 | 0 | 0 | 0 | 0 | 0 | 0 | 0 | 0 | 0 | 0 | 164.7548 | 197.5523 | 296.5564 | Miguel 69 kV constraint | Miguel 69 kV constraint | Miguel 69 kV constraint |  | 0 | 0 | 0 | 0 | 0 | 0 | 164.7548 | 197.5523 | 296.5564 | Miguel 69 kV constraint | Miguel 69 kV constraint | Miguel 69 kV constraint |  | 1 | 1 | NO | 1 | 1 | 1 | NO | 1
SDG&E Study Area | Otay Mesa | 230 | 0 | 0 | 0 | 0 | 0 | 0 | 0 | 0 | 0 | 0 | 0 | 0 | 0 | 0 | 0 | 0 | 0 | 0 | 0 | 0 | 0 | 0 | 0 | 0 | 0 | 0 | 0 | 0 | 0 | 0 | 1 | 0 | 1 | 0 | 1 | 0 | 1 | 0 | 1 | 1 | 1 | 1 | 0 | 0 | 0 | 0 | 0 | 0 | 0 | 0 | 0 | 0 | 0 | 0 | 0 | 0 | 0 | 0 | 0 | 0 | 0 | 0 | 0 | 0 | 0 | 0 | 0 | 0 | 0 | 0 | 0 | 0 | 0 | 0 | 0 | 0 | 0 | 0 | 0 | 0 | 0 | 0 | 0 | 0 | 0 | 0 | 0 | 0 | 0 | 0 | 0 | 0 | 0 | 0 | 0 | 0 | 0 | 0 | 0 | 0 | 0 | 0 | 0 | 0 | 0 | 0 | 0 | 3 |  | 0 | 0 | 0 | 0 | 0 | 0 | 0 | 0 | 0 | 0 | 0 | 250 | 0 | 0 | 1 | 0 | 0 | 0 | 0 | 0 | 0 | 0 | 0 | 0 | 0 | 0 | 0 | 0 | 0 | 0 | 4 | 0 | 0 | 0 | 0 | 0 | -556.905 | 55.3023 | 767.5 | Silvergate - Bay Blvd 230 kV constraint | Chicarita 138 kV constraint | Silvergate - Bay Blvd 230 kV constraint |  | 0 | 0 | 0 | 0 | 0 | 0 | 59.595 | 755.3023 | 1309.0564 | Encina - San Luis Rey 230 kV constraint | Chicarita 138 kV constraint | Chicarita 138 kV constraint |  | 5 | 1 | YES | 2 | 1 | 1 | NO | 1
PG&E Fresno Study Area | Padre Flats SW STA | 230 | 0 | 0 | 0 | 0 | 0 | 0 | 0 | 0 | 0 | 0 | 0 | 0 | 0 | 0 | 0 | 0 | 0 | 0 | 0 | 0 | 0 | 0 | 0 | 0 | 0 | 0 | 0 | 0 | 0 | 0 | 0 | 0 | 0 | 0 | 0 | 0 | 0 | 0 | 0 | 0 | 0 | 0 | 0 | 0 | 0 | 0 | 0 | 0 | 0 | 0 | 0 | 0 | 0 | 0 | 0 | 0 | 0 | 0 | 0 | 0 | 0 | 0 | 0 | 0 | 0 | 0 | 0 | 0 | 0 | 0 | 0 | 0 | 0 | 0 | 0 | 0 | 1 | 0 | 0 | 0 | 0 | 0 | 0 | 0 | 0 | 1 | 1 | 0 | 0 | 0 | 0 | 1 | 0 | 0 | 0 | 0 | 0 | 0 | 0 | 0 | 0 | 0 | 0 | 0 | 1 | 1 | 0 | 1 |  | 0 | 0 | 0 | 0 | 0 | 0 | 0 | 0 | 0 | 0 | 0 | 0 | 0 | 0 | 0 | 0 | 0 | 0 | 0 | 0 | 0 | 0 | 0 | 0 | 0 | 0 | 0 | 0 | 0 | 0 | 1 | 0 | 1 | 0 | 0 | 0 | -1317.795 | -515.533 | 442.8575 | Midway-Q2005 230kV Line | Midway-Q2005 230kV Line | Moss Landing-Las Aguilas 230 kV Line |  | 0 | 0 | 0 | 0 | 0 | 0 | 49.732 | 420.6683 | 442.8575 | Gates 500/230kV TB #12 | Moss Landing-Las Aguilas 230 kV Line | Moss Landing-Las Aguilas 230 kV Line |  | 5 | 1 | YES | 2 | 1 | 1 | NO | 1
East of Pisgah Study Area | Pahrump | 230 | 0 | 0 | 0 | 0 | 0 | 0 | 0 | 0 | 0 | 0 | 0 | 0 | 0 | 0 | 0 | 0 | 0 | 0 | 0 | 1 | 0 | 1 | 0 | 0 | 0 | 0 | 1 | 1 | 1 | 0 | 0 | 0 | 0 | 0 | 0 | 0 | 0 | 0 | 0 | 0 | 0 | 0 | 0 | 0 | 0 | 0 | 0 | 0 | 0 | 0 | 0 | 0 | 0 | 0 | 0 | 0 | 0 | 0 | 0 | 0 | 0 | 0 | 0 | 0 | 0 | 0 | 0 | 0 | 0 | 0 | 0 | 0 | 0 | 0 | 0 | 0 | 0 | 0 | 0 | 0 | 0 | 0 | 0 | 0 | 0 | 0 | 0 | 0 | 0 | 0 | 0 | 0 | 0 | 0 | 0 | 0 | 0 | 0 | 0 | 0 | 0 | 0 | 0 | 0 | 0 | 0 | 0 | 3 |  | 0 | 0 | 0 | 0 | 0 | 0 | 0 | 0 | 0 | 0 | 0 | 0 | 0 | 0 | 0 | 0 | 0 | 0 | 0 | 0 | 0 | 0 | 0 | 0 | 0 | 0 | 0 | 0 | 0 | 0 | 2 | 1 | 1 | 0 | 1 | 0 | -1497.8218 | -273.2 | -521 | Lugo - Victorville area constraint | VEA 138kV area constraint | VEA 138kV area constraint |  | 0 | 1 | 0 | 0 | 0 | 0 | -1466.348 | 558.32 | 409 | Devers-Red Bluff Constraint | GLW 230kV area constraint | VEA 138kV area constraint |  | 5 | 4 | YES | 4 | 5 | 1 | YES | 2
East of Pisgah Study Area | Pahrump | 138 | 0 | 0 | 0 | 0 | 0 | 0 | 0 | 0 | 0 | 0 | 0 | 0 | 0 | 0 | 0 | 0 | 0 | 0 | 0 | 1 | 0 | 1 | 0 | 0 | 0 | 0 | 1 | 1 | 1 | 0 | 0 | 0 | 0 | 0 | 0 | 0 | 0 | 0 | 0 | 0 | 0 | 0 | 0 | 0 | 0 | 0 | 0 | 0 | 0 | 0 | 0 | 0 | 0 | 0 | 0 | 0 | 0 | 0 | 0 | 0 | 0 | 0 | 0 | 0 | 0 | 0 | 0 | 0 | 0 | 0 | 0 | 0 | 0 | 0 | 0 | 0 | 0 | 0 | 0 | 0 | 0 | 0 | 0 | 0 | 0 | 0 | 0 | 0 | 0 | 0 | 0 | 0 | 0 | 0 | 0 | 0 | 0 | 0 | 0 | 0 | 0 | 0 | 0 | 0 | 0 | 0 | 0 | 3 |  | 0 | 0 | 0 | 0 | 0 | 0 | 0 | 0 | 0 | 0 | 0 | 0 | 0 | 0 | 0 | 0 | 0 | 0 | 0 | 0 | 0 | 0 | 0 | 0 | 0 | 0 | 0 | 0 | 0 | 0 | 2 | 1 | 1 | 0 | 1 | 0 | -1497.8218 | -273.2 | -521 | Lugo - Victorville area constraint | VEA 138kV area constraint | VEA 138kV area constraint |  | 0 | 1 | 0 | 0 | 0 | 0 | -1466.348 | 558.32 | 409 | Devers-Red Bluff Constraint | GLW 230kV area constraint | VEA 138kV area constraint |  | 5 | 4 | YES | 4 | 5 | 1 | YES | 2
SDG&E Study Area | Pala | 69 | 0 | 0 | 0 | 0 | 0 | 0 | 0 | 0 | 0 | 0 | 0 | 0 | 0 | 0 | 0 | 0 | 0 | 0 | 0 | 0 | 0 | 0 | 0 | 0 | 0 | 0 | 0 | 0 | 0 | 1 | 0 | 0 | 1 | 0 | 0 | 0 | 0 | 1 | 0 | 0 | 0 | 1 | 0 | 0 | 0 | 0 | 0 | 0 | 0 | 0 | 0 | 0 | 0 | 0 | 0 | 0 | 0 | 0 | 0 | 0 | 0 | 0 | 0 | 0 | 0 | 0 | 0 | 0 | 0 | 0 | 0 | 0 | 0 | 0 | 0 | 0 | 0 | 0 | 0 | 0 | 0 | 0 | 0 | 0 | 0 | 0 | 0 | 0 | 0 | 0 | 0 | 0 | 0 | 0 | 0 | 0 | 0 | 0 | 0 | 0 | 0 | 0 | 0 | 0 | 0 | 0 | 0 | 1 |  | 0 | 0 | 0 | 0 | 0 | 0 | 0 | 0 | 0 | 0 | 0 | 0 | 0 | 0 | 0 | 0 | 0 | 0 | 0 | 0 | 0 | 0 | 0 | 0 | 0 | 0 | 10 | 0 | 0 | 1 | 1 | 0 | 0 | 0 | 0 | 0 | -303.35 | 269 | 284 | Talega 230 kV constraint | Ocean Ranch 69 kV constraint | Ocean Ranch 69 kV constraint |  | 0 | 0 | 0 | 0 | 0 | 0 | 164.745 | 269 | 284 | Internal San Diego Area constraint | Ocean Ranch 69 kV constraint | Ocean Ranch 69 kV constraint |  | 5 | 1 | YES | 2 | 1 | 1 | NO | 1
PG&E North of Greater Bay Study Area | Palermo | 230 | 0 | 0 | 0 | 0 | 0 | 0 | 0 | 0 | 0 | 0 | 0 | 0 | 0 | 0 | 0 | 0 | 0 | 0 | 0 | 0 | 0 | 0 | 0 | 0 | 0 | 0 | 0 | 0 | 0 | 0 | 0 | 0 | 0 | 0 | 0 | 0 | 0 | 0 | 0 | 0 | 0 | 0 | 0 | 0 | 1 | 0 | 0 | 0 | 0 | 1 | 0 | 1 | 1 | 0 | 0 | 0 | 0 | 0 | 0 | 0 | 0 | 0 | 0 | 0 | 1 | 1 | 0 | 0 | 0 | 0 | 0 | 0 | 0 | 0 | 0 | 0 | 0 | 0 | 0 | 0 | 0 | 0 | 0 | 0 | 0 | 0 | 0 | 0 | 0 | 0 | 0 | 0 | 0 | 0 | 0 | 0 | 0 | 0 | 0 | 0 | 0 | 0 | 0 | 0 | 0 | 0 | 0 | 0 |  | 0 | 0 | 0 | 0 | 0 | 0 | 0 | 0 | 0 | 0 | 0 | 0 | 0 | 0 | 0 | 0 | 0 | 0 | 0 | 0 | 0 | 0 | 0 | 0 | 0 | 0 | 0 | 0 | 0 | 0 | 1 | 0 | 0 | 0 | 0 | 0 | -719.4865 | 32.3255 | 266.795 | Vaca Dixon-Tesla 500kV Line | Rocklin-Pleaseant grove 115kV line | Rocklin-Pleaseant grove 115kV line |  | 0 | 0 | 0 | 0 | 0 | 0 | 0.1925 | 32.3255 | 266.795 | Rocklin-Pleaseant grove 115kV line | Rocklin-Pleaseant grove 115kV line | Rocklin-Pleaseant grove 115kV line |  | 5 | 1 | YES | 2 | 1 | 1 | NO | 1
PG&E North of Greater Bay Study Area | Palermo | 115 | 0 | 0 | 0 | 0 | 0 | 0 | 0 | 0 | 0 | 0 | 0 | 0 | 0 | 0 | 0 | 0 | 0 | 0 | 0 | 0 | 0 | 0 | 0 | 0 | 0 | 0 | 0 | 0 | 0 | 0 | 0 | 0 | 0 | 0 | 0 | 0 | 0 | 0 | 0 | 0 | 0 | 0 | 0 | 0 | 1 | 0 | 0 | 1 | 0 | 1 | 1 | 1 | 1 | 0 | 0 | 0 | 0 | 0 | 0 | 0 | 0 | 0 | 0 | 0 | 1 | 1 | 0 | 0 | 0 | 0 | 0 | 0 | 0 | 0 | 0 | 0 | 0 | 0 | 0 | 0 | 0 | 0 | 0 | 0 | 0 | 0 | 0 | 0 | 0 | 0 | 0 | 0 | 0 | 0 | 0 | 0 | 0 | 0 | 0 | 0 | 0 | 0 | 0 | 0 | 0 | 0 | 0 | 0 |  | 0 | 0 | 0 | 0 | 0 | 0 | 0 | 0 | 0 | 0 | 0 | 0 | 0 | 0 | 0 | 0 | 4.1 | 0 | 0 | 0 | 0 | 0 | 0 | 0 | 0 | 0 | 0 | 0 | 0 | 1 | 1 | 0 | 0 | 0 | 0 | 0 | -719.4865 | 32.3255 | 266.795 | Vaca Dixon-Tesla 500kV Line | Rocklin-Pleaseant grove 115kV line | Rocklin-Pleaseant grove 115kV line |  | 0 | 0 | 0 | 0 | 0 | 0 | 0.1925 | 32.3255 | 266.795 | Rocklin-Pleaseant grove 115kV line | Rocklin-Pleaseant grove 115kV line | Rocklin-Pleaseant grove 115kV line |  | 5 | 1 | YES | 2 | 1 | 1 | NO | 1
SCE Eastern Study Area | Palo Verde | 500 | 0 | 0 | 0 | 0 | 0 | 0 | 0 | 0 | 0 | 0 | 0 | 0 | 0 | 0 | 0 | 0 | 0 | 0 | 0 | 1 | 0 | 1 | 0 | 0 | 0 | 1 | 0 | 0 | 1 | 0 | 0 | 0 | 0 | 0 | 0 | 0 | 0 | 0 | 0 | 0 | 0 | 0 | 0 | 0 | 0 | 0 | 0 | 0 | 0 | 0 | 0 | 0 | 0 | 0 | 0 | 0 | 0 | 0 | 0 | 0 | 0 | 0 | 0 | 0 | 0 | 0 | 0 | 0 | 0 | 0 | 0 | 0 | 0 | 0 | 0 | 0 | 0 | 0 | 0 | 0 | 0 | 0 | 0 | 0 | 0 | 0 | 0 | 0 | 0 | 0 | 0 | 0 | 0 | 0 | 0 | 0 | 0 | 0 | 0 | 0 | 0 | 0 | 0 | 0 | 0 | 0 | 0 | 3 |  | 0 | 0 | 0 | 0 | 0 | 0 | 0 | 0 | 0 | 0 | 0 | 0 | 0 | 0 | 0 | 0 | 0 | 0 | 0 | 2000 | 0 | 0 | 0 | 0 | 0 | 0 | 0 | 0 | 0 | 1 | 1 | 1 | 0 | 0 | 0 | 0 | -1497.8218 | 2325.9075 | 6388.056 | Lugo - Victorville area constraint | Devers-Red Bluff Constraint | Lugo - Victorville area constraint |  | 0 | 1 | 0 | 0 | 0 | 0 | -1466.348 | 2325.9075 | 7181.097 | Devers-Red Bluff Constraint | Devers-Red Bluff Constraint | Colorado River-Red Bluff Constraint |  | 5 | 4 | YES | 4 | 1 | 1 | NO | 1
SDG&E Study Area | Palomar Energy | 230 | 0 | 0 | 0 | 0 | 0 | 0 | 0 | 0 | 0 | 0 | 0 | 0 | 0 | 0 | 0 | 0 | 0 | 0 | 0 | 0 | 0 | 0 | 0 | 0 | 0 | 0 | 0 | 0 | 0 | 1 | 0 | 0 | 1 | 0 | 1 | 0 | 1 | 0 | 0 | 0 | 0 | 1 | 0 | 0 | 0 | 0 | 0 | 0 | 0 | 0 | 0 | 0 | 0 | 0 | 0 | 0 | 0 | 0 | 0 | 0 | 0 | 0 | 0 | 0 | 0 | 0 | 0 | 0 | 0 | 0 | 0 | 0 | 0 | 0 | 0 | 0 | 0 | 0 | 0 | 0 | 0 | 0 | 0 | 0 | 0 | 0 | 0 | 0 | 0 | 0 | 0 | 0 | 0 | 0 | 0 | 0 | 0 | 0 | 0 | 0 | 0 | 0 | 0 | 0 | 0 | 0 | 0 | 3 |  | 0 | 0 | 0 | 0 | 0 | 0 | 0 | 0 | 0 | 0 | 0 | 0 | 0 | 0 | 0 | 0 | 0 | 0 | 0 | 0 | 0 | 0 | 0 | 0 | 0 | 0 | 0 | 0 | 0 | 0 | 1 | 0 | 0 | 0 | 0 | 0 | -303.35 | 450.825 | 2287.85 | Talega 230 kV constraint | Talega 230 kV constraint | Internal San Diego Area constraint |  | 0 | 0 | 0 | 0 | 0 | 0 | 59.595 | 1035.7 | 2287.85 | Encina - San Luis Rey 230 kV constraint | Capistrano-San Onofre 230 kV constraint | Internal San Diego Area constraint |  | 5 | 1 | YES | 2 | 1 | 1 | NO | 1
PG&E Fresno Study Area | Panoche | 115 | 0 | 0 | 0 | 0 | 0 | 0 | 0 | 0 | 0 | 0 | 0 | 0 | 0 | 0 | 0 | 0 | 0 | 0 | 0 | 0 | 0 | 0 | 0 | 0 | 0 | 0 | 0 | 0 | 0 | 0 | 0 | 0 | 0 | 0 | 0 | 0 | 0 | 0 | 0 | 0 | 0 | 0 | 0 | 0 | 0 | 0 | 0 | 0 | 0 | 0 | 1 | 0 | 0 | 0 | 0 | 0 | 0 | 0 | 0 | 0 | 0 | 0 | 0 | 0 | 0 | 0 | 0 | 0 | 0 | 0 | 0 | 0 | 0 | 0 | 0 | 0 | 1 | 0 | 0 | 0 | 0 | 0 | 0 | 0 | 0 | 1 | 1 | 1 | 1 | 1 | 1 | 1 | 1 | 1 | 1 | 1 | 0 | 0 | 0 | 0 | 0 | 1 | 0 | 0 | 0 | 0 | 0 | 3 |  | 0 | 0 | 0 | 0 | 0 | 0 | 0 | 0 | 0 | 0 | 0 | 0 | 0 | 0 | 0 | 0 | 0 | 0 | 0 | 0 | 0 | 0 | 0 | 0 | 0 | 0 | 0 | 0 | 0 | 0 | 3 | 0 | 3 | 0 | 0 | 0 | -1317.795 | -515.533 | 231.4102 | Midway-Q2005 230kV Line | Midway-Q2005 230kV Line | Panoche- Mendota 115 kV line |  | 0 | 0 | 0 | 0 | 0 | 0 | 49.732 | 244.516 | 231.4102 | Gates 500/230kV TB #12 | Gates 230/70kV TB #5 | Panoche- Mendota 115 kV line |  | 5 | 1 | YES | 2 | 1 | 1 | NO | 1
PG&E Fresno Study Area | Panoche | 230 | 0 | 0 | 0 | 0 | 0 | 0 | 0 | 0 | 0 | 0 | 0 | 0 | 0 | 0 | 0 | 0 | 0 | 0 | 0 | 0 | 0 | 0 | 0 | 0 | 0 | 0 | 0 | 0 | 0 | 0 | 0 | 0 | 0 | 0 | 0 | 0 | 0 | 0 | 0 | 0 | 0 | 0 | 0 | 0 | 0 | 0 | 0 | 0 | 0 | 0 | 0 | 0 | 0 | 0 | 0 | 0 | 0 | 0 | 0 | 0 | 0 | 0 | 0 | 0 | 0 | 0 | 0 | 0 | 0 | 0 | 0 | 0 | 0 | 0 | 0 | 0 | 0 | 0 | 0 | 0 | 0 | 0 | 0 | 0 | 0 | 1 | 1 | 0 | 0 | 0 | 0 | 1 | 1 | 1 | 0 | 0 | 0 | 0 | 0 | 0 | 0 | 0 | 0 | 0 | 0 | 1 | 0 | 3 |  | 0 | 0 | 0 | 0 | 0 | 0 | 0 | 0 | 0 | 0 | 0 | 0 | 0 | 0 | 0 | 0 | 0 | 0 | 0 | 0 | 0 | 0 | 0 | 0 | 0 | 0 | 0 | 0 | 0 | 0 | 0 | 0 | 0 | 0 | 0 | 0 | 49.732 | 420.6683 | 442.8575 | Gates 500/230kV TB #12 | Moss Landing-Las Aguilas 230 kV Line | Moss Landing-Las Aguilas 230 kV Line |  | 0 | 0 | 0 | 0 | 0 | 0 | 49.732 | 420.6683 | 442.8575 | Gates 500/230kV TB #12 | Moss Landing-Las Aguilas 230 kV Line | Moss Landing-Las Aguilas 230 kV Line |  | 1 | 1 | NO | 1 | 1 | 1 | NO | 1
SCE Northern Area | Pardee | 230 | 0 | 0 | 1 | 0 | 0 | 0 | 1 | 0 | 0 | 0 | 0 | 0 | 0 | 0 | 0 | 0 | 0 | 0 | 0 | 0 | 0 | 0 | 0 | 0 | 0 | 0 | 0 | 0 | 1 | 0 | 0 | 0 | 0 | 0 | 0 | 0 | 0 | 0 | 0 | 0 | 0 | 0 | 0 | 0 | 0 | 0 | 0 | 0 | 0 | 0 | 0 | 0 | 0 | 0 | 0 | 0 | 0 | 0 | 0 | 0 | 0 | 0 | 0 | 0 | 0 | 0 | 0 | 0 | 0 | 0 | 0 | 0 | 0 | 0 | 0 | 0 | 0 | 0 | 0 | 0 | 0 | 0 | 0 | 0 | 0 | 0 | 0 | 0 | 0 | 0 | 0 | 0 | 0 | 0 | 0 | 0 | 0 | 0 | 0 | 0 | 0 | 0 | 0 | 0 | 0 | 0 | 0 | 0 |  | 0 | 0 | 0 | 0 | 0 | 0 | 0 | 0 | 0 | 0 | 0 | 80 | 0 | 0 | 1 | 0 | 0 | 0 | 0 | 0 | 0 | 0 | 0 | 0 | 0 | 0 | 15 | 0 | 0 | 1 | 2 | 0 | 1 | 0 | 0 | 0 | -1497.8218 | -34.6371 | 1493.759 | Lugo - Victorville area constraint | South of Magunden Constraint | South of Magunden Constraint |  | 1 | 0 | 1 | 0 | 0 | 0 | -596.4338 | -34.6371 | 1493.759 | South of Magunden Constraint | South of Magunden Constraint | South of Magunden Constraint |  | 5 | 5 | NO | 5 | 1 | 1 | NO | 1
PG&E North of Greater Bay Study Area | Parkway | 230 | 0 | 0 | 0 | 0 | 0 | 0 | 0 | 0 | 0 | 0 | 0 | 0 | 0 | 0 | 0 | 0 | 0 | 0 | 0 | 0 | 0 | 0 | 0 | 0 | 0 | 0 | 0 | 0 | 0 | 0 | 0 | 0 | 0 | 0 | 0 | 0 | 0 | 0 | 0 | 0 | 0 | 0 | 0 | 0 | 1 | 0 | 0 | 0 | 0 | 0 | 0 | 0 | 0 | 0 | 0 | 0 | 0 | 0 | 1 | 1 | 1 | 0 | 0 | 1 | 1 | 0 | 0 | 0 | 0 | 0 | 0 | 0 | 0 | 1 | 0 | 0 | 0 | 0 | 0 | 0 | 0 | 0 | 0 | 0 | 0 | 0 | 0 | 0 | 0 | 0 | 0 | 0 | 0 | 0 | 0 | 0 | 0 | 0 | 0 | 0 | 0 | 0 | 0 | 0 | 0 | 0 | 0 | 0 |  | 0 | 0 | 0 | 0 | 0 | 0 | 0 | 0 | 0 | 0 | 0 | 0 | 0 | 0 | 0 | 0 | 2.3 | 0 | 0 | 0 | 0 | 0 | 0 | 0 | 0 | 0 | 0 | 0 | 0 | 1 | 2 | 0 | 0 | 0 | 0 | 0 | -719.4865 | 324.7033 | 942.0393 | Vaca Dixon-Tesla 500kV Line | Windmaster-Delta pumps 230 kV line | Windmaster-Delta pumps 230 kV line |  | 0 | 0 | 0 | 0 | 0 | 0 | 196.5473 | 685.0163 | 942.0393 | Contra Costa- Windmaster 230 kV line | Contra Costa- Windmaster 230 kV line | Windmaster-Delta pumps 230 kV line |  | 5 | 1 | YES | 2 | 1 | 1 | NO | 1
SCE Northern Area | Pastoria | 230 | 1 | 0 | 1 | 0 | 0 | 0 | 1 | 0 | 1 | 0 | 0 | 0 | 0 | 0 | 0 | 0 | 0 | 0 | 0 | 0 | 0 | 0 | 0 | 0 | 0 | 0 | 0 | 0 | 1 | 0 | 0 | 0 | 0 | 0 | 0 | 0 | 0 | 0 | 0 | 0 | 0 | 0 | 0 | 0 | 0 | 0 | 0 | 0 | 0 | 0 | 0 | 0 | 0 | 0 | 0 | 0 | 0 | 0 | 0 | 0 | 0 | 0 | 0 | 0 | 0 | 0 | 0 | 0 | 0 | 0 | 0 | 0 | 0 | 0 | 0 | 0 | 0 | 0 | 0 | 0 | 0 | 0 | 0 | 0 | 0 | 0 | 0 | 0 | 0 | 0 | 0 | 0 | 0 | 0 | 0 | 0 | 0 | 0 | 0 | 0 | 0 | 0 | 0 | 0 | 0 | 0 | 0 | 0 |  | 0 | 0 | 0 | 0 | 0 | 0 | 0 | 0 | 0 | 39 | 66 | 80 | 0 | 0 | 1 | 0 | 0 | 0 | 0 | 0 | 0 | 0 | 0 | 0 | 0 | 0 | 0 | 0 | 0 | 0 | 2 | 0 | 1 | 0 | 0 | 0 | -1497.8218 | -34.6371 | 0.005 | Lugo - Victorville area constraint | South of Magunden Constraint | Antelope-Neenach Constraint |  | 1 | 0 | 1 | 0 | 0 | 0 | -596.4338 | -34.6371 | 0.005 | South of Magunden Constraint | South of Magunden Constraint | Antelope-Neenach Constraint |  | 5 | 5 | NO | 5 | 1 | 1 | NO | 1
SCE Metro Study Area | Pauda | 230 | 0 | 0 | 0 | 0 | 0 | 0 | 0 | 0 | 0 | 0 | 0 | 0 | 1 | 0 | 0 | 0 | 0 | 0 | 0 | 0 | 0 | 0 | 0 | 0 | 0 | 0 | 0 | 0 | 0 | 0 | 0 | 0 | 0 | 0 | 0 | 0 | 0 | 0 | 0 | 0 | 0 | 0 | 0 | 0 | 0 | 0 | 0 | 0 | 0 | 0 | 0 | 0 | 0 | 0 | 0 | 0 | 0 | 0 | 0 | 0 | 0 | 0 | 0 | 0 | 0 | 0 | 0 | 0 | 0 | 0 | 0 | 0 | 0 | 0 | 0 | 0 | 0 | 0 | 0 | 0 | 0 | 0 | 0 | 0 | 0 | 0 | 0 | 0 | 0 | 0 | 0 | 0 | 0 | 0 | 0 | 0 | 0 | 0 | 0 | 0 | 0 | 0 | 0 | 0 | 0 | 0 | 0 | 0 |  | 0 | 0 | 0 | 0 | 0 | 0 | 0 | 0 | 0 | 0 | 0 | 0 | 0 | 0 | 0 | 0 | 0 | 0 | 0 | 0 | 0 | 0 | 0 | 0 | 0 | 0 | 195 | 0 | 0 | 1 | 0 | 0 | 0 | 0 | 0 | 0 | 11593.076 | 12657.742 | 15859.82 | SCE Metro Area Default Constraint | SCE Metro Area Default Constraint | SCE Metro Area Default Constraint |  | 0 | 0 | 0 | 0 | 0 | 0 | 11593.076 | 12657.742 | 15859.82 | SCE Metro Area Default Constraint | SCE Metro Area Default Constraint | SCE Metro Area Default Constraint |  | 1 | 1 | NO | 1 | 1 | 1 | NO | 1
PG&E North of Greater Bay Study Area | Peabody | 230 | 0 | 0 | 0 | 0 | 0 | 0 | 0 | 0 | 0 | 0 | 0 | 0 | 0 | 0 | 0 | 0 | 0 | 0 | 0 | 0 | 0 | 0 | 0 | 0 | 0 | 0 | 0 | 0 | 0 | 0 | 0 | 0 | 0 | 0 | 0 | 0 | 0 | 0 | 0 | 0 | 0 | 0 | 0 | 0 | 1 | 0 | 0 | 0 | 0 | 0 | 0 | 0 | 0 | 0 | 0 | 0 | 0 | 0 | 1 | 1 | 1 | 0 | 0 | 0 | 0 | 0 | 0 | 0 | 0 | 0 | 0 | 0 | 0 | 1 | 1 | 0 | 0 | 0 | 0 | 0 | 0 | 0 | 0 | 0 | 0 | 0 | 0 | 0 | 0 | 0 | 0 | 0 | 0 | 0 | 0 | 0 | 0 | 0 | 0 | 0 | 0 | 0 | 0 | 0 | 0 | 0 | 0 | 0 |  | 0 | 0 | 0 | 0 | 0 | 0 | 0 | 0 | 0 | 0 | 0 | 0 | 0 | 0 | 0 | 0 | 0 | 0 | 0 | 0 | 0 | 0 | 0 | 4.4 | 0 | 0 | 0 | 0 | 0 | 1 | 3 | 0 | 0 | 0 | 0 | 0 | -719.4865 | 284.1443 | 914.2905 | Vaca Dixon-Tesla 500kV Line | Birds Landing-Contra Costa 230kV Line | Birds Landing-Contra Costa 230kV Line |  | 0 | 0 | 0 | 0 | 0 | 0 | 196.5473 | 685.0163 | 914.2905 | Contra Costa- Windmaster 230 kV line | Contra Costa- Windmaster 230 kV line | Birds Landing-Contra Costa 230kV Line |  | 5 | 1 | YES | 2 | 1 | 1 | NO | 1
PG&E North of Greater Bay Study Area | Pease | 115 | 0 | 0 | 0 | 0 | 0 | 0 | 0 | 0 | 0 | 0 | 0 | 0 | 0 | 0 | 0 | 0 | 0 | 0 | 0 | 0 | 0 | 0 | 0 | 0 | 0 | 0 | 0 | 0 | 0 | 0 | 0 | 0 | 0 | 0 | 0 | 0 | 0 | 0 | 0 | 0 | 0 | 0 | 0 | 0 | 1 | 0 | 0 | 0 | 0 | 1 | 1 | 1 | 1 | 0 | 0 | 0 | 0 | 0 | 0 | 0 | 0 | 0 | 0 | 0 | 1 | 1 | 0 | 0 | 0 | 0 | 0 | 0 | 0 | 0 | 0 | 0 | 0 | 0 | 0 | 0 | 0 | 0 | 0 | 0 | 0 | 0 | 0 | 0 | 0 | 0 | 0 | 0 | 0 | 0 | 0 | 0 | 0 | 0 | 0 | 0 | 0 | 0 | 0 | 0 | 0 | 0 | 0 | 0 |  | 0 | 0 | 0 | 0 | 0 | 0 | 0 | 0 | 0 | 0 | 0 | 6 | 0 | 0 | 1 | 0 | 3 | 0 | 0 | 0 | 0 | 0 | 0 | 0 | 0 | 0 | 0 | 0 | 0 | 1 | 1 | 0 | 0 | 0 | 0 | 0 | -719.4865 | 32.3255 | 266.795 | Vaca Dixon-Tesla 500kV Line | Rocklin-Pleaseant grove 115kV line | Rocklin-Pleaseant grove 115kV line |  | 0 | 0 | 0 | 0 | 0 | 0 | 0.1925 | 32.3255 | 266.795 | Rocklin-Pleaseant grove 115kV line | Rocklin-Pleaseant grove 115kV line | Rocklin-Pleaseant grove 115kV line |  | 5 | 1 | YES | 2 | 1 | 1 | NO | 1
SDG&E Study Area | Penasquitos | 230 | 0 | 0 | 0 | 0 | 0 | 0 | 0 | 0 | 0 | 0 | 0 | 0 | 0 | 0 | 0 | 0 | 0 | 0 | 0 | 0 | 0 | 0 | 0 | 0 | 0 | 0 | 0 | 0 | 0 | 0 | 0 | 0 | 0 | 0 | 1 | 0 | 1 | 0 | 0 | 0 | 0 | 0 | 0 | 0 | 0 | 0 | 0 | 0 | 0 | 0 | 0 | 0 | 0 | 0 | 0 | 0 | 0 | 0 | 0 | 0 | 0 | 0 | 0 | 0 | 0 | 0 | 0 | 0 | 0 | 0 | 0 | 0 | 0 | 0 | 0 | 0 | 0 | 0 | 0 | 0 | 0 | 0 | 0 | 0 | 0 | 0 | 0 | 0 | 0 | 0 | 0 | 0 | 0 | 0 | 0 | 0 | 0 | 0 | 0 | 0 | 0 | 0 | 0 | 0 | 0 | 0 | 0 | 2 |  | 0 | 0 | 0 | 0 | 0 | 0 | 0 | 0 | 0 | 0 | 0 | 0 | 0 | 0 | 0 | 0 | 0 | 0 | 0 | 0 | 0 | 0 | 0 | 0 | 0 | 0 | 0 | 0 | 0 | 0 | 0 | 0 | 0 | 0 | 0 | 0 | 59.595 | 1259.03 | 3557 | Encina - San Luis Rey 230 kV constraint | Encina - San Luis Rey 230 kV constraint | Encina - San Luis Rey 230 kV constraint |  | 0 | 0 | 0 | 0 | 0 | 0 | 59.595 | 1259.03 | 3557 | Encina - San Luis Rey 230 kV constraint | Encina - San Luis Rey 230 kV constraint | Encina - San Luis Rey 230 kV constraint |  | 1 | 1 | NO | 1 | 1 | 1 | NO | 1
PG&E North of Greater Bay Study Area | Penngrove | 115 | 0 | 0 | 0 | 0 | 0 | 0 | 0 | 0 | 0 | 0 | 0 | 0 | 0 | 0 | 0 | 0 | 0 | 0 | 0 | 0 | 0 | 0 | 0 | 0 | 0 | 0 | 0 | 0 | 0 | 0 | 0 | 0 | 0 | 0 | 0 | 0 | 0 | 0 | 0 | 0 | 0 | 0 | 0 | 0 | 0 | 0 | 1 | 0 | 0 | 0 | 0 | 0 | 0 | 0 | 0 | 0 | 1 | 0 | 0 | 0 | 0 | 0 | 0 | 0 | 0 | 0 | 0 | 0 | 0 | 0 | 0 | 0 | 0 | 0 | 0 | 0 | 0 | 0 | 0 | 0 | 0 | 0 | 0 | 0 | 0 | 0 | 0 | 0 | 0 | 0 | 0 | 0 | 0 | 0 | 0 | 0 | 0 | 0 | 0 | 0 | 0 | 0 | 0 | 0 | 0 | 0 | 0 | 1 |  | 0 | 0 | 0 | 0 | 0 | 0 | 0 | 0 | 0 | 0 | 0 | 0 | 0 | 0 | 0 | 0 | 0 | 0 | 0 | 0 | 0 | 0 | 0 | 0 | 0 | 0 | 0 | 0 | 0 | 0 | 0 | 0 | 0 | 0 | 0 | 0 | 1332.339 | 1340.7048 | 539.9052 | Lakeville-Ignacio 230 kV line | Lakeville-Ignacio 230 kV line | Lakeville-Ignacio 230 kV line |  | 0 | 0 | 0 | 0 | 0 | 0 | 1332.339 | 1340.7048 | 539.9052 | Lakeville-Ignacio 230 kV line | Lakeville-Ignacio 230 kV line | Lakeville-Ignacio 230 kV line |  | 1 | 1 | NO | 1 | 1 | 1 | NO | 1
PG&E Greater Bay Study Area | Peoria | 115 | 0 | 0 | 0 | 0 | 0 | 0 | 0 | 0 | 0 | 0 | 0 | 0 | 0 | 0 | 0 | 0 | 0 | 0 | 0 | 0 | 0 | 0 | 0 | 0 | 0 | 0 | 0 | 0 | 0 | 0 | 0 | 0 | 0 | 0 | 0 | 0 | 0 | 0 | 0 | 0 | 0 | 0 | 0 | 0 | 0 | 0 | 0 | 0 | 0 | 0 | 1 | 0 | 0 | 0 | 0 | 0 | 0 | 0 | 0 | 0 | 1 | 0 | 1 | 0 | 1 | 0 | 0 | 0 | 0 | 0 | 0 | 0 | 0 | 1 | 0 | 0 | 0 | 0 | 0 | 0 | 0 | 0 | 0 | 0 | 0 | 0 | 0 | 0 | 0 | 0 | 0 | 0 | 0 | 0 | 0 | 0 | 0 | 0 | 0 | 0 | 0 | 0 | 0 | 0 | 0 | 0 | 0 | 0 |  | 0 | 0 | 0 | 0 | 0 | 0 | 0 | 0 | 0 | 0 | 0 | 10 | 0 | 0 | 1 | 0 | 2 | 0 | 0 | 0 | 0 | 0 | 0 | 0 | 0 | 0 | 0 | 0 | 0 | 1 | 0 | 0 | 0 | 0 | 0 | 0 | 3.859 | 102.156 | 280.6464 | Kasson Jct-Heinz 115 kV line | Kasson Jct-Heinz 115 kV line | Kasson Jct-Heinz 115 kV line |  | 0 | 0 | 0 | 0 | 0 | 0 | 3.859 | 102.156 | 280.6464 | Kasson Jct-Heinz 115 kV line | Kasson Jct-Heinz 115 kV line | Kasson Jct-Heinz 115 kV line |  | 1 | 1 | NO | 1 | 1 | 1 | NO | 1
PG&E Greater Bay Study Area | Piercy | 115 | 0 | 0 | 0 | 0 | 0 | 0 | 0 | 0 | 0 | 0 | 0 | 0 | 0 | 0 | 0 | 0 | 0 | 0 | 0 | 0 | 0 | 0 | 0 | 0 | 0 | 0 | 0 | 0 | 0 | 0 | 0 | 0 | 0 | 0 | 0 | 0 | 0 | 0 | 0 | 0 | 0 | 0 | 0 | 0 | 0 | 0 | 0 | 0 | 0 | 0 | 0 | 0 | 0 | 0 | 0 | 0 | 0 | 0 | 0 | 0 | 1 | 0 | 0 | 0 | 1 | 0 | 0 | 0 | 0 | 0 | 0 | 1 | 1 | 0 | 0 | 0 | 0 | 0 | 0 | 0 | 0 | 0 | 0 | 0 | 0 | 0 | 0 | 0 | 0 | 0 | 0 | 0 | 0 | 0 | 0 | 0 | 0 | 0 | 0 | 0 | 0 | 0 | 0 | 0 | 0 | 0 | 0 | 1 |  | 0 | 0 | 0 | 0 | 0 | 0 | 0 | 0 | 0 | 0 | 0 | 0 | 0 | 0 | 0 | 0 | 0 | 0 | 0 | 0 | 0 | 0 | 0 | 0 | 0 | 0 | 0 | 0 | 0 | 0 | 1 | 0 | 0 | 0 | 0 | 0 | -299.3 | 6.45 | 925.5 | Morganhill-Metcalf 115kV Line | Morganhill-Metcalf 115kV Line | Morganhill-Metcalf 115kV Line |  | 0 | 0 | 0 | 0 | 0 | 0 | 412.7 | 718.45 | 925.5 | Morganhill-Metcalf 115kV Line | Morganhill-Metcalf 115kV Line | Morganhill-Metcalf 115kV Line |  | 5 | 1 | YES | 2 | 1 | 1 | NO | 1
PG&E Fresno Study Area | Pine Flat | 230 | 0 | 0 | 0 | 0 | 0 | 0 | 0 | 0 | 0 | 0 | 0 | 0 | 0 | 0 | 0 | 0 | 0 | 0 | 0 | 0 | 0 | 0 | 0 | 0 | 0 | 0 | 0 | 0 | 0 | 0 | 0 | 0 | 0 | 0 | 0 | 0 | 0 | 0 | 0 | 0 | 0 | 0 | 0 | 0 | 0 | 0 | 0 | 0 | 0 | 0 | 1 | 0 | 0 | 0 | 0 | 0 | 0 | 0 | 0 | 0 | 0 | 0 | 0 | 0 | 0 | 0 | 0 | 0 | 0 | 0 | 0 | 0 | 0 | 0 | 0 | 0 | 1 | 0 | 0 | 0 | 0 | 0 | 0 | 0 | 0 | 1 | 1 | 1 | 1 | 1 | 1 | 1 | 1 | 1 | 1 | 1 | 0 | 1 | 1 | 0 | 0 | 1 | 0 | 0 | 0 | 1 | 0 | 4 |  | 0 | 0 | 0 | 0 | 0 | 0 | 0 | 0 | 0 | 0 | 0 | 0 | 0 | 0 | 0 | 0 | 8 | 0 | 0 | 0 | 0 | 0 | 0 | 0 | 0 | 0 | 0 | 0 | 0 | 1 | 3 | 0 | 3 | 0 | 0 | 0 | -1317.795 | -515.533 | 231.4102 | Midway-Q2005 230kV Line | Midway-Q2005 230kV Line | Panoche- Mendota 115 kV line |  | 0 | 0 | 0 | 0 | 0 | 0 | 49.732 | 244.516 | 231.4102 | Gates 500/230kV TB #12 | Gates 230/70kV TB #5 | Panoche- Mendota 115 kV line |  | 5 | 1 | YES | 2 | 1 | 1 | NO | 1
SCE North of Lugo Study Area | Pisgah | 230 | 0 | 0 | 0 | 0 | 0 | 0 | 0 | 0 | 0 | 0 | 0 | 0 | 0 | 0 | 0 | 0 | 1 | 1 | 0 | 0 | 0 | 0 | 0 | 0 | 0 | 0 | 0 | 0 | 0 | 0 | 0 | 0 | 0 | 0 | 0 | 0 | 0 | 0 | 0 | 0 | 0 | 0 | 0 | 0 | 0 | 0 | 0 | 0 | 0 | 0 | 0 | 0 | 0 | 0 | 0 | 0 | 0 | 0 | 0 | 0 | 0 | 0 | 0 | 0 | 0 | 0 | 0 | 0 | 0 | 0 | 0 | 0 | 0 | 0 | 0 | 0 | 0 | 0 | 0 | 0 | 0 | 0 | 0 | 0 | 0 | 0 | 0 | 0 | 0 | 0 | 0 | 0 | 0 | 0 | 0 | 0 | 0 | 0 | 0 | 0 | 0 | 0 | 0 | 0 | 0 | 0 | 0 | 1 |  | 0 | 0 | 0 | 0 | 0 | 0 | 0 | 0 | 0 | 0 | 0 | 0 | 0 | 0 | 0 | 0 | 0 | 250 | 50 | 0 | 0 | 0 | 0 | 0 | 0 | 0 | 0 | 0 | 0 | 1 | 0 | 0 | 0 | 0 | 0 | 0 | 137.15 | 311.15 | 478.5 | Calcite to Lugo Area Constraint | Calcite to Lugo Area Constraint | Calcite to Lugo Area Constraint |  | 0 | 0 | 0 | 0 | 0 | 0 | 137.15 | 311.15 | 478.5 | Calcite to Lugo Area Constraint | Calcite to Lugo Area Constraint | Calcite to Lugo Area Constraint |  | 1 | 1 | NO | 1 | 1 | 1 | NO | 1
PG&E North of Greater Bay Study Area | Pit 1 | 230 | 0 | 0 | 0 | 0 | 0 | 0 | 0 | 0 | 0 | 0 | 0 | 0 | 0 | 0 | 0 | 0 | 0 | 0 | 0 | 0 | 0 | 0 | 0 | 0 | 0 | 0 | 0 | 0 | 0 | 0 | 0 | 0 | 0 | 0 | 0 | 0 | 0 | 0 | 0 | 0 | 0 | 0 | 0 | 0 | 1 | 0 | 0 | 0 | 1 | 0 | 0 | 0 | 0 | 0 | 0 | 0 | 0 | 0 | 0 | 0 | 0 | 0 | 0 | 0 | 0 | 0 | 0 | 0 | 0 | 0 | 0 | 0 | 0 | 0 | 0 | 0 | 0 | 0 | 0 | 0 | 0 | 0 | 0 | 0 | 0 | 0 | 0 | 0 | 0 | 0 | 0 | 0 | 0 | 0 | 0 | 0 | 0 | 0 | 0 | 0 | 0 | 0 | 0 | 0 | 0 | 0 | 0 | 0 |  | 0 | 0 | 0 | 0 | 0 | 0 | 0 | 0 | 0 | 0 | 0 | 0 | 0 | 0 | 0 | 0 | 0 | 0 | 0 | 0 | 0 | 0 | 0 | 0 | 0 | 0 | 0 | 0 | 0 | 0 | 2 | 0 | 1 | 0 | 0 | 0 | -719.4865 | -18.6 | 57 | Vaca Dixon-Tesla 500kV Line | Carberry-Round Mountain 230kV Line | Carberry-Round Mountain 230kV Line |  | 1 | 0 | 0 | 0 | 0 | 0 | -93 | 7.4 | 82 | Carberry-Round Mountain 230kV Line | Carberry-Round Mountain 230kV Line | Carberry-Round Mountain 230kV Line |  | 5 | 5 | NO | 5 | 1 | 1 | NO | 1
PG&E North of Greater Bay Study Area | New Sub - Pit 1 - Cottonwood (Proposed) | 230 | 0 | 0 | 0 | 0 | 0 | 0 | 0 | 0 | 0 | 0 | 0 | 0 | 0 | 0 | 0 | 0 | 0 | 0 | 0 | 0 | 0 | 0 | 0 | 0 | 0 | 0 | 0 | 0 | 0 | 0 | 0 | 0 | 0 | 0 | 0 | 0 | 0 | 0 | 0 | 0 | 0 | 0 | 0 | 0 | 1 | 0 | 0 | 0 | 1 | 0 | 0 | 0 | 0 | 0 | 0 | 0 | 0 | 0 | 0 | 0 | 0 | 0 | 0 | 0 | 0 | 0 | 0 | 0 | 0 | 0 | 0 | 0 | 0 | 0 | 0 | 0 | 0 | 0 | 0 | 0 | 0 | 0 | 0 | 0 | 0 | 0 | 0 | 0 | 0 | 0 | 0 | 0 | 0 | 0 | 0 | 0 | 0 | 0 | 0 | 0 | 0 | 0 | 0 | 0 | 0 | 0 | 0 | 0 |  | 0 | 0 | 0 | 0 | 0 | 0 | 0 | 0 | 0 | 0 | 0 | 0 | 0 | 0 | 0 | 0 | 0 | 200 | 10 | 0 | 0 | 0 | 0 | 0 | 0 | 0 | 0 | 0 | 0 | 1 | 2 | 0 | 1 | 0 | 0 | 0 | -719.4865 | -18.6 | 57 | Vaca Dixon-Tesla 500kV Line | Carberry-Round Mountain 230kV Line | Carberry-Round Mountain 230kV Line |  | 1 | 0 | 0 | 0 | 0 | 0 | -93 | 7.4 | 82 | Carberry-Round Mountain 230kV Line | Carberry-Round Mountain 230kV Line | Carberry-Round Mountain 230kV Line |  | 5 | 5 | NO | 5 | 1 | 1 | NO | 1
PG&E North of Greater Bay Study Area | Pit 4 | 230 | 0 | 0 | 0 | 0 | 0 | 0 | 0 | 0 | 0 | 0 | 0 | 0 | 0 | 0 | 0 | 0 | 0 | 0 | 0 | 0 | 0 | 0 | 0 | 0 | 0 | 0 | 0 | 0 | 0 | 0 | 0 | 0 | 0 | 0 | 0 | 0 | 0 | 0 | 0 | 0 | 0 | 0 | 0 | 0 | 1 | 0 | 0 | 0 | 0 | 0 | 0 | 0 | 0 | 0 | 0 | 0 | 0 | 0 | 0 | 0 | 0 | 0 | 0 | 0 | 0 | 0 | 0 | 0 | 0 | 0 | 0 | 0 | 0 | 0 | 0 | 0 | 0 | 0 | 0 | 0 | 0 | 0 | 0 | 0 | 0 | 0 | 0 | 0 | 0 | 0 | 0 | 0 | 0 | 0 | 0 | 0 | 0 | 0 | 0 | 0 | 0 | 0 | 0 | 0 | 0 | 0 | 0 | 0 |  | 0 | 0 | 0 | 0 | 0 | 0 | 0 | 0 | 0 | 0 | 0 | 0 | 0 | 0 | 0 | 0 | 0 | 0 | 0 | 0 | 0 | 0 | 0 | 0 | 0 | 0 | 0 | 0 | 0 | 0 | 1 | 0 | 0 | 0 | 0 | 0 | -719.4865 | 324.7487 | 1977.3898 | Vaca Dixon-Tesla 500kV Line | Vaca Dixon-Tesla 500kV Line | Vaca Dixon-Tesla 500kV Line |  | 0 | 0 | 0 | 0 | 0 | 0 | 7925.5135 | 8969.7487 | 1977.3898 | Vaca Dixon-Tesla 500kV Line | Vaca Dixon-Tesla 500kV Line | Vaca Dixon-Tesla 500kV Line |  | 5 | 1 | YES | 2 | 1 | 1 | NO | 1
PG&E Greater Bay Study Area | Pittsburg | 230 | 0 | 0 | 0 | 0 | 0 | 0 | 0 | 0 | 0 | 0 | 0 | 0 | 0 | 0 | 0 | 0 | 0 | 0 | 0 | 0 | 0 | 0 | 0 | 0 | 0 | 0 | 0 | 0 | 0 | 0 | 0 | 0 | 0 | 0 | 0 | 0 | 0 | 0 | 0 | 0 | 0 | 0 | 0 | 1 | 1 | 0 | 0 | 0 | 0 | 0 | 0 | 0 | 0 | 0 | 1 | 1 | 0 | 1 | 1 | 1 | 1 | 0 | 0 | 1 | 1 | 0 | 0 | 0 | 0 | 0 | 0 | 0 | 0 | 1 | 0 | 0 | 0 | 0 | 0 | 0 | 0 | 0 | 0 | 0 | 0 | 0 | 0 | 0 | 0 | 0 | 0 | 0 | 0 | 0 | 0 | 0 | 0 | 0 | 0 | 0 | 0 | 0 | 0 | 0 | 0 | 0 | 0 | 3 |  | 0 | 0 | 0 | 0 | 0 | 0 | 0 | 0 | 0 | 0 | 0 | 200 | 0 | 0 | 1 | 0 | 0 | 0 | 0 | 0 | 0 | 0 | 0 | 0 | 0 | 0 | 0 | 0 | 0 | 0 | 2 | 0 | 0 | 0 | 0 | 0 | -719.4865 | 324.7033 | 942.0393 | Vaca Dixon-Tesla 500kV Line | Windmaster-Delta pumps 230 kV line | Windmaster-Delta pumps 230 kV line |  | 0 | 0 | 0 | 0 | 0 | 0 | 196.5473 | 685.0163 | 942.0393 | Contra Costa- Windmaster 230 kV line | Contra Costa- Windmaster 230 kV line | Windmaster-Delta pumps 230 kV line |  | 5 | 1 | YES | 2 | 1 | 1 | NO | 1
PG&E Greater Bay Study Area | Pittsburg | 115 | 0 | 0 | 0 | 0 | 0 | 0 | 0 | 0 | 0 | 0 | 0 | 0 | 0 | 0 | 0 | 0 | 0 | 0 | 0 | 0 | 0 | 0 | 0 | 0 | 0 | 0 | 0 | 0 | 0 | 0 | 0 | 0 | 0 | 0 | 0 | 0 | 0 | 0 | 0 | 0 | 0 | 0 | 0 | 1 | 1 | 0 | 0 | 0 | 0 | 0 | 0 | 0 | 0 | 0 | 1 | 1 | 0 | 1 | 1 | 0 | 1 | 0 | 0 | 0 | 1 | 0 | 0 | 0 | 0 | 0 | 0 | 0 | 0 | 1 | 0 | 0 | 0 | 0 | 0 | 0 | 0 | 0 | 0 | 0 | 0 | 0 | 0 | 0 | 0 | 0 | 0 | 0 | 0 | 0 | 0 | 0 | 0 | 0 | 0 | 0 | 0 | 0 | 0 | 0 | 0 | 0 | 0 | 3 |  | 0 | 0 | 0 | 0 | 0 | 0 | 0 | 0 | 0 | 0 | 0 | 0 | 0 | 0 | 0 | 0 | 0 | 0 | 0 | 0 | 0 | 0 | 0 | 0 | 0 | 0 | 0 | 0 | 0 | 0 | 2 | 0 | 0 | 0 | 0 | 0 | -719.4865 | 324.7033 | 942.0393 | Vaca Dixon-Tesla 500kV Line | Windmaster-Delta pumps 230 kV line | Windmaster-Delta pumps 230 kV line |  | 0 | 0 | 0 | 0 | 0 | 0 | 1181.5167 | 2130.9944 | 942.0393 | Tesla-Bellota 230 kV line | Dumbarton-Newark 115 kV line | Windmaster-Delta pumps 230 kV line |  | 5 | 1 | YES | 2 | 1 | 1 | NO | 1
PG&E North of Greater Bay Study Area | Placerville | 115 | 0 | 0 | 0 | 0 | 0 | 0 | 0 | 0 | 0 | 0 | 0 | 0 | 0 | 0 | 0 | 0 | 0 | 0 | 0 | 0 | 0 | 0 | 0 | 0 | 0 | 0 | 0 | 0 | 0 | 0 | 0 | 0 | 0 | 0 | 0 | 0 | 0 | 0 | 0 | 0 | 0 | 0 | 0 | 0 | 1 | 0 | 0 | 0 | 0 | 0 | 1 | 1 | 1 | 0 | 0 | 0 | 0 | 0 | 0 | 0 | 0 | 0 | 0 | 0 | 1 | 1 | 0 | 0 | 0 | 0 | 0 | 0 | 0 | 0 | 0 | 0 | 0 | 0 | 0 | 0 | 0 | 0 | 0 | 0 | 0 | 0 | 0 | 0 | 0 | 0 | 0 | 0 | 0 | 0 | 0 | 0 | 0 | 0 | 0 | 0 | 0 | 0 | 0 | 0 | 0 | 0 | 0 | 0 |  | 0 | 0 | 0 | 0 | 0 | 0 | 0 | 0 | 0 | 0 | 0 | 0 | 0 | 0 | 0 | 0 | 2 | 0 | 0 | 0 | 0 | 0 | 0 | 1 | 0 | 0 | 0 | 0 | 0 | 1 | 1 | 0 | 0 | 0 | 0 | 0 | -719.4865 | 324.7487 | 462.265 | Vaca Dixon-Tesla 500kV Line | Vaca Dixon-Tesla 500kV Line | Rio Oso-Brighton 230kV line |  | 0 | 0 | 0 | 0 | 0 | 0 | 324.9675 | 356.0745 | 462.265 | Rio Oso-Brighton 230kV line | Rio Oso-Brighton 230kV line | Rio Oso-Brighton 230kV line |  | 5 | 1 | YES | 2 | 1 | 1 | NO | 1
PG&E North of Greater Bay Study Area | Pleasant Grove | 115 | 0 | 0 | 0 | 0 | 0 | 0 | 0 | 0 | 0 | 0 | 0 | 0 | 0 | 0 | 0 | 0 | 0 | 0 | 0 | 0 | 0 | 0 | 0 | 0 | 0 | 0 | 0 | 0 | 0 | 0 | 0 | 0 | 0 | 0 | 0 | 0 | 0 | 0 | 0 | 0 | 0 | 0 | 0 | 0 | 1 | 0 | 0 | 1 | 0 | 0 | 1 | 1 | 1 | 0 | 0 | 0 | 0 | 0 | 0 | 0 | 0 | 0 | 0 | 0 | 1 | 1 | 0 | 0 | 0 | 0 | 0 | 0 | 0 | 0 | 0 | 0 | 0 | 0 | 0 | 0 | 0 | 0 | 0 | 0 | 0 | 0 | 0 | 0 | 0 | 0 | 0 | 0 | 0 | 0 | 0 | 0 | 0 | 0 | 0 | 0 | 0 | 0 | 0 | 0 | 0 | 0 | 0 | 0 |  | 0 | 0 | 0 | 0 | 0 | 0 | 0 | 0 | 0 | 0 | 0 | 0 | 0 | 0 | 0 | 0 | 0 | 0 | 0 | 0 | 0 | 0 | 0 | 2.75 | 0 | 0 | 0 | 0 | 0 | 1 | 1 | 0 | 0 | 0 | 0 | 0 | -719.4865 | 324.7487 | 462.265 | Vaca Dixon-Tesla 500kV Line | Vaca Dixon-Tesla 500kV Line | Rio Oso-Brighton 230kV line |  | 0 | 0 | 0 | 0 | 0 | 0 | 324.9675 | 356.0745 | 462.265 | Rio Oso-Brighton 230kV line | Rio Oso-Brighton 230kV line | Rio Oso-Brighton 230kV line |  | 5 | 1 | YES | 2 | 1 | 1 | NO | 1
PG&E North of Greater Bay Study Area | POE | 230 | 0 | 0 | 0 | 0 | 0 | 0 | 0 | 0 | 0 | 0 | 0 | 0 | 0 | 0 | 0 | 0 | 0 | 0 | 0 | 0 | 0 | 0 | 0 | 0 | 0 | 0 | 0 | 0 | 0 | 0 | 0 | 0 | 0 | 0 | 0 | 0 | 0 | 0 | 0 | 0 | 0 | 0 | 0 | 0 | 1 | 0 | 0 | 0 | 0 | 1 | 0 | 0 | 0 | 0 | 0 | 0 | 0 | 0 | 0 | 0 | 0 | 0 | 0 | 0 | 0 | 0 | 0 | 0 | 0 | 0 | 0 | 0 | 0 | 0 | 0 | 0 | 0 | 0 | 0 | 0 | 0 | 0 | 0 | 0 | 0 | 0 | 0 | 0 | 0 | 0 | 0 | 0 | 0 | 0 | 0 | 0 | 0 | 0 | 0 | 0 | 0 | 0 | 0 | 0 | 0 | 0 | 0 | 0 |  | 0 | 0 | 0 | 0 | 0 | 0 | 0 | 0 | 0 | 0 | 0 | 0 | 0 | 0 | 0 | 0 | 0 | 0 | 0 | 0 | 0 | 0 | 0 | 0 | 0 | 0 | 0 | 0 | 0 | 0 | 1 | 0 | 0 | 0 | 0 | 0 | -719.4865 | 32.3255 | 266.795 | Vaca Dixon-Tesla 500kV Line | Rocklin-Pleaseant grove 115kV line | Rocklin-Pleaseant grove 115kV line |  | 0 | 0 | 0 | 0 | 0 | 0 | 0.1925 | 32.3255 | 266.795 | Rocklin-Pleaseant grove 115kV line | Rocklin-Pleaseant grove 115kV line | Rocklin-Pleaseant grove 115kV line |  | 5 | 1 | YES | 2 | 1 | 1 | NO | 1
SDG&E Study Area | Point Loma | 69 | 0 | 0 | 0 | 0 | 0 | 0 | 0 | 0 | 0 | 0 | 0 | 0 | 0 | 0 | 0 | 0 | 0 | 0 | 0 | 0 | 0 | 0 | 0 | 0 | 0 | 0 | 0 | 0 | 0 | 0 | 0 | 0 | 1 | 0 | 0 | 0 | 0 | 0 | 0 | 0 | 0 | 0 | 0 | 0 | 0 | 0 | 0 | 0 | 0 | 0 | 0 | 0 | 0 | 0 | 0 | 0 | 0 | 0 | 0 | 0 | 0 | 0 | 0 | 0 | 0 | 0 | 0 | 0 | 0 | 0 | 0 | 0 | 0 | 0 | 0 | 0 | 0 | 0 | 0 | 0 | 0 | 0 | 0 | 0 | 0 | 0 | 0 | 0 | 0 | 0 | 0 | 0 | 0 | 0 | 0 | 0 | 0 | 0 | 0 | 0 | 0 | 0 | 0 | 0 | 0 | 0 | 0 | 1 |  | 0 | 0 | 0 | 0 | 0 | 0 | 0 | 0 | 0 | 0 | 0 | 0 | 0 | 0 | 0 | 0 | 0 | 0 | 0 | 0 | 0 | 0 | 0 | 0 | 0 | 0 | 0 | 0 | 0 | 0 | 0 | 0 | 0 | 0 | 0 | 0 | 164.745 | 1376.855 | 2287.85 | Internal San Diego Area constraint | Internal San Diego Area constraint | Internal San Diego Area constraint |  | 0 | 0 | 0 | 0 | 0 | 0 | 164.745 | 1376.855 | 2287.85 | Internal San Diego Area constraint | Internal San Diego Area constraint | Internal San Diego Area constraint |  | 1 | 1 | NO | 1 | 1 | 1 | NO | 1
SDG&E Study Area | Pomerado | 69 | 0 | 0 | 0 | 0 | 0 | 0 | 0 | 0 | 0 | 0 | 0 | 0 | 0 | 0 | 0 | 0 | 0 | 0 | 0 | 0 | 0 | 0 | 0 | 0 | 0 | 0 | 0 | 0 | 0 | 0 | 0 | 0 | 1 | 0 | 0 | 0 | 0 | 0 | 0 | 0 | 0 | 0 | 0 | 0 | 0 | 0 | 0 | 0 | 0 | 0 | 0 | 0 | 0 | 0 | 0 | 0 | 0 | 0 | 0 | 0 | 0 | 0 | 0 | 0 | 0 | 0 | 0 | 0 | 0 | 0 | 0 | 0 | 0 | 0 | 0 | 0 | 0 | 0 | 0 | 0 | 0 | 0 | 0 | 0 | 0 | 0 | 0 | 0 | 0 | 0 | 0 | 0 | 0 | 0 | 0 | 0 | 0 | 0 | 0 | 0 | 0 | 0 | 0 | 0 | 0 | 0 | 0 | 1 |  | 0 | 0 | 0 | 0 | 0 | 0 | 0 | 0 | 0 | 0 | 0 | 0 | 0 | 0 | 0 | 0 | 0 | 0 | 0 | 0 | 0 | 0 | 0 | 0 | 0 | 0 | 100 | 0 | 0 | 1 | 0 | 0 | 0 | 0 | 0 | 0 | 164.745 | 1376.855 | 2287.85 | Internal San Diego Area constraint | Internal San Diego Area constraint | Internal San Diego Area constraint |  | 0 | 0 | 0 | 0 | 0 | 0 | 164.745 | 1376.855 | 2287.85 | Internal San Diego Area constraint | Internal San Diego Area constraint | Internal San Diego Area constraint |  | 1 | 1 | NO | 1 | 1 | 1 | NO | 1
PG&E Kern Study Area | Poso Mountain | 115 | 0 | 0 | 0 | 0 | 0 | 0 | 0 | 0 | 0 | 0 | 0 | 0 | 0 | 0 | 0 | 0 | 0 | 0 | 0 | 0 | 0 | 0 | 0 | 0 | 0 | 0 | 0 | 0 | 0 | 0 | 0 | 0 | 0 | 0 | 0 | 0 | 0 | 0 | 0 | 0 | 0 | 0 | 0 | 0 | 0 | 0 | 0 | 0 | 0 | 0 | 0 | 0 | 0 | 0 | 0 | 0 | 0 | 0 | 0 | 0 | 0 | 0 | 0 | 0 | 0 | 0 | 0 | 0 | 0 | 0 | 0 | 0 | 0 | 0 | 0 | 0 | 1 | 0 | 1 | 0 | 0 | 0 | 1 | 1 | 0 | 1 | 1 | 0 | 0 | 0 | 0 | 0 | 0 | 0 | 0 | 0 | 0 | 0 | 0 | 0 | 0 | 0 | 0 | 0 | 0 | 0 | 0 | 0 |  | 0 | 0 | 0 | 0 | 0 | 0 | 0 | 0 | 0 | 0 | 0 | 0 | 0 | 0 | 0 | 0 | 0 | 0 | 0 | 0 | 0 | 0 | 0 | 3.8 | 0 | 0 | 0 | 0 | 0 | 1 | 1 | 0 | 1 | 0 | 0 | 0 | -1317.795 | -515.533 | 204.8922 | Midway-Q2005 230kV Line | Midway-Q2005 230kV Line | Semitropic-Midway 115kV Line |  | 0 | 0 | 0 | 0 | 0 | 0 | 49.732 | 91.2401 | 204.8922 | Gates 500/230kV TB #12 | Semitropic-Midway 115kV Line | Semitropic-Midway 115kV Line |  | 5 | 1 | YES | 2 | 1 | 1 | NO | 1
East of Pisgah Study Area | Primm | 230 | 0 | 0 | 0 | 0 | 0 | 0 | 0 | 0 | 0 | 0 | 0 | 0 | 0 | 0 | 0 | 0 | 0 | 0 | 0 | 0 | 0 | 0 | 0 | 0 | 0 | 0 | 0 | 0 | 1 | 0 | 0 | 0 | 0 | 0 | 0 | 0 | 0 | 0 | 0 | 0 | 0 | 0 | 0 | 0 | 0 | 0 | 0 | 0 | 0 | 0 | 0 | 0 | 0 | 0 | 0 | 0 | 0 | 0 | 0 | 0 | 0 | 0 | 0 | 0 | 0 | 0 | 0 | 0 | 0 | 0 | 0 | 0 | 0 | 0 | 0 | 0 | 0 | 0 | 0 | 0 | 0 | 0 | 0 | 0 | 0 | 0 | 0 | 0 | 0 | 0 | 0 | 0 | 0 | 0 | 0 | 0 | 0 | 0 | 0 | 0 | 0 | 0 | 0 | 0 | 0 | 0 | 0 | 0 |  | 0 | 0 | 0 | 0 | 0 | 0 | 0 | 0 | 0 | 0 | 0 | 0 | 0 | 0 | 0 | 0 | 0 | 0 | 0 | 0 | 0 | 0 | 0 | 0 | 0 | 0 | 200 | 0 | 0 | 1 | 1 | 0 | 0 | 0 | 0 | 0 | -1497.8218 | 3085.8404 | 6388.056 | Lugo - Victorville area constraint | Lugo - Victorville area constraint | Lugo - Victorville area constraint |  | 0 | 0 | 0 | 0 | 0 | 0 | 5302.1782 | 9885.8404 | 13188.056 | Lugo - Victorville area constraint | Lugo - Victorville area constraint | Lugo - Victorville area constraint |  | 5 | 1 | YES | 2 | 1 | 1 | NO | 1
PG&E North of Greater Bay Study Area | Putah Creek | 115 | 0 | 0 | 0 | 0 | 0 | 0 | 0 | 0 | 0 | 0 | 0 | 0 | 0 | 0 | 0 | 0 | 0 | 0 | 0 | 0 | 0 | 0 | 0 | 0 | 0 | 0 | 0 | 0 | 0 | 0 | 0 | 0 | 0 | 0 | 0 | 0 | 0 | 0 | 0 | 0 | 0 | 0 | 0 | 0 | 1 | 0 | 0 | 0 | 0 | 0 | 0 | 0 | 0 | 0 | 0 | 0 | 0 | 0 | 1 | 1 | 1 | 0 | 0 | 0 | 0 | 0 | 0 | 0 | 0 | 0 | 0 | 0 | 0 | 0 | 1 | 0 | 0 | 0 | 0 | 0 | 0 | 0 | 0 | 0 | 0 | 0 | 0 | 0 | 0 | 0 | 0 | 0 | 0 | 0 | 0 | 0 | 0 | 0 | 0 | 0 | 0 | 0 | 0 | 0 | 0 | 0 | 0 | 0 |  | 0 | 0 | 0 | 0 | 0 | 0 | 0 | 0 | 0 | 0 | 0 | 0 | 0 | 0 | 0 | 0 | 0 | 0 | 0 | 0 | 0 | 0 | 0 | 6.85 | 0 | 3 | 3 | 0 | 0 | 1 | 3 | 0 | 0 | 0 | 0 | 0 | -719.4865 | 284.1443 | 914.2905 | Vaca Dixon-Tesla 500kV Line | Birds Landing-Contra Costa 230kV Line | Birds Landing-Contra Costa 230kV Line |  | 0 | 0 | 0 | 0 | 0 | 0 | 196.5473 | 685.0163 | 914.2905 | Contra Costa- Windmaster 230 kV line | Contra Costa- Windmaster 230 kV line | Birds Landing-Contra Costa 230kV Line |  | 5 | 1 | YES | 2 | 1 | 1 | NO | 1
SDG&E Study Area | Q1806 Switchyard | 138 | 0 | 0 | 0 | 0 | 0 | 0 | 0 | 0 | 0 | 0 | 0 | 0 | 0 | 0 | 0 | 0 | 0 | 0 | 0 | 0 | 0 | 0 | 0 | 0 | 0 | 0 | 0 | 0 | 0 | 1 | 0 | 0 | 0 | 0 | 0 | 0 | 0 | 0 | 0 | 0 | 0 | 1 | 1 | 0 | 0 | 0 | 0 | 0 | 0 | 0 | 0 | 0 | 0 | 0 | 0 | 0 | 0 | 0 | 0 | 0 | 0 | 0 | 0 | 0 | 0 | 0 | 0 | 0 | 0 | 0 | 0 | 0 | 0 | 0 | 0 | 0 | 0 | 0 | 0 | 0 | 0 | 0 | 0 | 0 | 0 | 0 | 0 | 0 | 0 | 0 | 0 | 0 | 0 | 0 | 0 | 0 | 0 | 0 | 0 | 0 | 0 | 0 | 0 | 0 | 0 | 0 | 0 | 0 |  | 0 | 0 | 0 | 0 | 0 | 0 | 0 | 0 | 0 | 0 | 0 | 0 | 0 | 0 | 0 | 0 | 0 | 0 | 0 | 0 | 0 | 0 | 0 | 0 | 0 | 0 | 0 | 0 | 0 | 0 | 1 | 0 | 0 | 0 | 0 | 0 | -303.35 | 326 | 851 | Talega 230 kV constraint | Trabuco-Capistrano 138 kV constraint | Trabuco-Capistrano 138 kV constraint |  | 0 | 0 | 0 | 0 | 0 | 0 | 151 | 326 | 851 | Trabuco-Capistrano 138 kV constraint | Trabuco-Capistrano 138 kV constraint | Trabuco-Capistrano 138 kV constraint |  | 5 | 1 | YES | 2 | 1 | 1 | NO | 1
PG&E Fresno Study Area | Quinto | 230 | 0 | 0 | 0 | 0 | 0 | 0 | 0 | 0 | 0 | 0 | 0 | 0 | 0 | 0 | 0 | 0 | 0 | 0 | 0 | 0 | 0 | 0 | 0 | 0 | 0 | 0 | 0 | 0 | 0 | 0 | 0 | 0 | 0 | 0 | 0 | 0 | 0 | 0 | 0 | 0 | 0 | 0 | 0 | 0 | 0 | 0 | 0 | 0 | 0 | 0 | 0 | 0 | 0 | 0 | 0 | 0 | 0 | 0 | 0 | 0 | 0 | 0 | 0 | 0 | 0 | 0 | 0 | 0 | 0 | 0 | 0 | 0 | 0 | 0 | 0 | 0 | 0 | 0 | 0 | 0 | 0 | 0 | 0 | 0 | 0 | 1 | 0 | 0 | 0 | 0 | 0 | 1 | 0 | 0 | 0 | 0 | 0 | 0 | 0 | 0 | 0 | 0 | 0 | 0 | 0 | 0 | 0 | 1 |  | 0 | 0 | 0 | 0 | 0 | 0 | 0 | 0 | 0 | 0 | 0 | 0 | 0 | 0 | 0 | 0 | 0 | 0 | 0 | 0 | 0 | 0 | 0 | 0 | 121 | 0 | 0 | 0 | 0 | 1 | 0 | 0 | 0 | 0 | 0 | 0 | 49.732 | 552.8841 | 1527.7575 | Gates 500/230kV TB #12 | Gates 500/230kV TB #12 | Los Banos 500/230kV TB |  | 0 | 0 | 0 | 0 | 0 | 0 | 49.732 | 552.8841 | 1527.7575 | Gates 500/230kV TB #12 | Gates 500/230kV TB #12 | Los Banos 500/230kV TB |  | 1 | 1 | NO | 1 | 1 | 1 | NO | 1
PG&E Greater Bay Study Area | Race Track | 115 | 0 | 0 | 0 | 0 | 0 | 0 | 0 | 0 | 0 | 0 | 0 | 0 | 0 | 0 | 0 | 0 | 0 | 0 | 0 | 0 | 0 | 0 | 0 | 0 | 0 | 0 | 0 | 0 | 0 | 0 | 0 | 0 | 0 | 0 | 0 | 0 | 0 | 0 | 0 | 0 | 0 | 0 | 0 | 0 | 0 | 0 | 0 | 0 | 0 | 0 | 1 | 0 | 0 | 0 | 0 | 0 | 0 | 0 | 0 | 0 | 1 | 0 | 1 | 0 | 1 | 0 | 0 | 0 | 0 | 0 | 0 | 0 | 0 | 1 | 0 | 0 | 0 | 0 | 0 | 0 | 0 | 0 | 0 | 0 | 0 | 0 | 0 | 0 | 0 | 0 | 0 | 0 | 0 | 0 | 0 | 0 | 0 | 0 | 0 | 0 | 0 | 0 | 0 | 0 | 0 | 0 | 0 | 0 |  | 0 | 0 | 0 | 0 | 0 | 0 | 0 | 0 | 0 | 0 | 0 | 0 | 0 | 0 | 0 | 0 | 0 | 0 | 0 | 0 | 0 | 0 | 0 | 0 | 0 | 0 | 0 | 0 | 0 | 0 | 0 | 0 | 0 | 0 | 0 | 0 | 3.859 | 102.156 | 280.6464 | Kasson Jct-Heinz 115 kV line | Kasson Jct-Heinz 115 kV line | Kasson Jct-Heinz 115 kV line |  | 0 | 0 | 0 | 0 | 0 | 0 | 3.859 | 102.156 | 280.6464 | Kasson Jct-Heinz 115 kV line | Kasson Jct-Heinz 115 kV line | Kasson Jct-Heinz 115 kV line |  | 1 | 1 | NO | 1 | 1 | 1 | NO | 1
SDG&E Study Area | Rancho Mission Viejo | 138 | 0 | 0 | 0 | 0 | 0 | 0 | 0 | 0 | 0 | 0 | 0 | 0 | 0 | 0 | 0 | 0 | 0 | 0 | 0 | 0 | 0 | 0 | 0 | 0 | 0 | 0 | 0 | 0 | 0 | 1 | 0 | 0 | 0 | 0 | 0 | 0 | 0 | 0 | 0 | 0 | 0 | 1 | 1 | 0 | 0 | 0 | 0 | 0 | 0 | 0 | 0 | 0 | 0 | 0 | 0 | 0 | 0 | 0 | 0 | 0 | 0 | 0 | 0 | 0 | 0 | 0 | 0 | 0 | 0 | 0 | 0 | 0 | 0 | 0 | 0 | 0 | 0 | 0 | 0 | 0 | 0 | 0 | 0 | 0 | 0 | 0 | 0 | 0 | 0 | 0 | 0 | 0 | 0 | 0 | 0 | 0 | 0 | 0 | 0 | 0 | 0 | 0 | 0 | 0 | 0 | 0 | 0 | 0 |  | 0 | 0 | 0 | 0 | 0 | 0 | 0 | 0 | 0 | 0 | 0 | 0 | 0 | 0 | 0 | 0 | 0 | 0 | 0 | 0 | 0 | 0 | 0 | 0 | 0 | 0 | 0 | 0 | 0 | 0 | 1 | 0 | 0 | 0 | 0 | 0 | -303.35 | 326 | 851 | Talega 230 kV constraint | Trabuco-Capistrano 138 kV constraint | Trabuco-Capistrano 138 kV constraint |  | 0 | 0 | 0 | 0 | 0 | 0 | 151 | 326 | 851 | Trabuco-Capistrano 138 kV constraint | Trabuco-Capistrano 138 kV constraint | Trabuco-Capistrano 138 kV constraint |  | 5 | 1 | YES | 2 | 1 | 1 | NO | 1
PG&E North of Greater Bay Study Area | New Sub - Rancho Seco - Bellota (Proposed) | 230 | 0 | 0 | 0 | 0 | 0 | 0 | 0 | 0 | 0 | 0 | 0 | 0 | 0 | 0 | 0 | 0 | 0 | 0 | 0 | 0 | 0 | 0 | 0 | 0 | 0 | 0 | 0 | 0 | 0 | 0 | 0 | 0 | 0 | 0 | 0 | 0 | 0 | 0 | 0 | 0 | 0 | 0 | 0 | 0 | 0 | 0 | 0 | 0 | 0 | 0 | 1 | 0 | 0 | 0 | 0 | 0 | 0 | 0 | 0 | 0 | 0 | 0 | 0 | 0 | 1 | 1 | 0 | 0 | 0 | 0 | 0 | 0 | 0 | 0 | 0 | 0 | 0 | 0 | 0 | 0 | 0 | 0 | 0 | 0 | 0 | 0 | 0 | 0 | 0 | 0 | 0 | 1 | 0 | 0 | 0 | 0 | 0 | 0 | 0 | 0 | 0 | 1 | 0 | 0 | 0 | 0 | 0 | 1 |  | 0 | 0 | 0 | 0 | 0 | 0 | 0 | 0 | 0 | 0 | 0 | 0 | 0 | 0 | 0 | 0 | 0 | 0 | 0 | 0 | 0 | 0 | 0 | 0 | 0 | 0 | 0 | 0 | 0 | 0 | 0 | 0 | 0 | 0 | 0 | 0 | 379.3 | 631.31 | 527.15 | Oro Loma-El Nido 115kV Line | Oro Loma-El Nido 115kV Line | Oro Loma-El Nido 115kV Line |  | 0 | 0 | 0 | 0 | 0 | 0 | 379.3 | 631.31 | 527.15 | Oro Loma-El Nido 115kV Line | Oro Loma-El Nido 115kV Line | Oro Loma-El Nido 115kV Line |  | 1 | 1 | NO | 1 | 1 | 1 | NO | 1
SCE Metro Study Area | Rancho Vista | 500 | 0 | 0 | 0 | 0 | 0 | 0 | 0 | 0 | 0 | 0 | 0 | 0 | 1 | 0 | 0 | 0 | 0 | 0 | 0 | 0 | 0 | 0 | 0 | 0 | 0 | 0 | 0 | 0 | 0 | 0 | 0 | 0 | 0 | 0 | 0 | 0 | 0 | 0 | 0 | 0 | 0 | 0 | 0 | 0 | 0 | 0 | 0 | 0 | 0 | 0 | 0 | 0 | 0 | 0 | 0 | 0 | 0 | 0 | 0 | 0 | 0 | 0 | 0 | 0 | 0 | 0 | 0 | 0 | 0 | 0 | 0 | 0 | 0 | 0 | 0 | 0 | 0 | 0 | 0 | 0 | 0 | 0 | 0 | 0 | 0 | 0 | 0 | 0 | 0 | 0 | 0 | 0 | 0 | 0 | 0 | 0 | 0 | 0 | 0 | 0 | 0 | 0 | 0 | 0 | 0 | 0 | 0 | 0 |  | 0 | 0 | 0 | 0 | 0 | 0 | 0 | 0 | 0 | 0 | 0 | 0 | 0 | 0 | 0 | 0 | 0 | 0 | 0 | 0 | 0 | 0 | 0 | 0 | 0 | 0 | 0 | 0 | 0 | 0 | 0 | 0 | 0 | 0 | 0 | 0 | 11593.076 | 12657.742 | 15859.82 | SCE Metro Area Default Constraint | SCE Metro Area Default Constraint | SCE Metro Area Default Constraint |  | 0 | 0 | 0 | 0 | 0 | 0 | 11593.076 | 12657.742 | 15859.82 | SCE Metro Area Default Constraint | SCE Metro Area Default Constraint | SCE Metro Area Default Constraint |  | 1 | 1 | NO | 1 | 1 | 1 | NO | 1
SCE Metro Study Area | Rancho Vista | 230 | 0 | 0 | 0 | 0 | 0 | 0 | 0 | 0 | 0 | 0 | 0 | 0 | 1 | 0 | 0 | 0 | 0 | 0 | 0 | 0 | 0 | 0 | 0 | 0 | 0 | 0 | 0 | 0 | 0 | 0 | 0 | 0 | 0 | 0 | 0 | 0 | 0 | 0 | 0 | 0 | 0 | 0 | 0 | 0 | 0 | 0 | 0 | 0 | 0 | 0 | 0 | 0 | 0 | 0 | 0 | 0 | 0 | 0 | 0 | 0 | 0 | 0 | 0 | 0 | 0 | 0 | 0 | 0 | 0 | 0 | 0 | 0 | 0 | 0 | 0 | 0 | 0 | 0 | 0 | 0 | 0 | 0 | 0 | 0 | 0 | 0 | 0 | 0 | 0 | 0 | 0 | 0 | 0 | 0 | 0 | 0 | 0 | 0 | 0 | 0 | 0 | 0 | 0 | 0 | 0 | 0 | 0 | 0 |  | 0 | 0 | 0 | 0 | 0 | 0 | 0 | 0 | 0 | 0 | 0 | 0 | 0 | 0 | 0 | 0 | 0 | 0 | 0 | 0 | 0 | 0 | 0 | 0 | 0 | 0 | 0 | 0 | 0 | 0 | 0 | 0 | 0 | 0 | 0 | 0 | 11593.076 | 12657.742 | 15859.82 | SCE Metro Area Default Constraint | SCE Metro Area Default Constraint | SCE Metro Area Default Constraint |  | 0 | 0 | 0 | 0 | 0 | 0 | 11593.076 | 12657.742 | 15859.82 | SCE Metro Area Default Constraint | SCE Metro Area Default Constraint | SCE Metro Area Default Constraint |  | 1 | 1 | NO | 1 | 1 | 1 | NO | 1
SCE North of Lugo Study Area | Ransburg | 115 | 0 | 0 | 0 | 0 | 0 | 0 | 0 | 0 | 0 | 0 | 0 | 0 | 0 | 0 | 1 | 1 | 1 | 0 | 0 | 0 | 0 | 0 | 0 | 0 | 0 | 0 | 0 | 0 | 0 | 0 | 0 | 0 | 0 | 0 | 0 | 0 | 0 | 0 | 0 | 0 | 0 | 0 | 0 | 0 | 0 | 0 | 0 | 0 | 0 | 0 | 0 | 0 | 0 | 0 | 0 | 0 | 0 | 0 | 0 | 0 | 0 | 0 | 0 | 0 | 0 | 0 | 0 | 0 | 0 | 0 | 0 | 0 | 0 | 0 | 0 | 0 | 0 | 0 | 0 | 0 | 0 | 0 | 0 | 0 | 0 | 0 | 0 | 0 | 0 | 0 | 0 | 0 | 0 | 0 | 0 | 0 | 0 | 0 | 0 | 0 | 0 | 0 | 0 | 0 | 0 | 0 | 0 | 3 |  | 0 | 0 | 0 | 0 | 0 | 0 | 0 | 0 | 0 | 0 | 0 | 0 | 0 | 0 | 0 | 0 | 0 | 0 | 0 | 0 | 0 | 0 | 0 | 0 | 0 | 0 | 0 | 0 | 0 | 0 | 0 | 0 | 0 | 0 | 0 | 0 | 1142.376 | 1465.367 | 1187.06 | Lugo Transformer Area Constraint | Kramer to Victor Area Constraint | Kramer to Victor Area Constraint |  | 0 | 0 | 0 | 0 | 0 | 0 | 1142.376 | 1465.367 | 1187.06 | Lugo Transformer Area Constraint | Kramer to Victor Area Constraint | Kramer to Victor Area Constraint |  | 1 | 1 | NO | 1 | 1 | 1 | NO | 1
SCE Northern Area | Rector | 230 | 1 | 0 | 1 | 0 | 0 | 1 | 1 | 1 | 0 | 0 | 0 | 0 | 0 | 0 | 0 | 0 | 0 | 0 | 0 | 0 | 0 | 0 | 0 | 0 | 0 | 0 | 0 | 0 | 1 | 0 | 0 | 0 | 0 | 0 | 0 | 0 | 0 | 0 | 0 | 0 | 0 | 0 | 0 | 0 | 0 | 0 | 0 | 0 | 0 | 0 | 0 | 0 | 0 | 0 | 0 | 0 | 0 | 0 | 0 | 0 | 0 | 0 | 0 | 0 | 0 | 0 | 0 | 0 | 0 | 0 | 0 | 0 | 0 | 0 | 0 | 0 | 0 | 0 | 0 | 0 | 0 | 0 | 0 | 0 | 0 | 0 | 0 | 0 | 0 | 0 | 0 | 0 | 0 | 0 | 0 | 0 | 0 | 0 | 0 | 0 | 0 | 0 | 0 | 0 | 0 | 0 | 0 | 0 |  | 0 | 0 | 0 | 0 | 0 | 0 | 0 | 0 | 3.5 | 0 | 0 | 0 | 0 | 0 | 1 | 0 | 0 | 0 | 0 | 0 | 0 | 0 | 0 | 3 | 0 | 0 | 0 | 0 | 0 | 1 | 3 | 0 | 2 | 0 | 0 | 0 | -1497.8218 | -34.6371 | 1493.759 | Lugo - Victorville area constraint | South of Magunden Constraint | South of Magunden Constraint |  | 2 | 0 | 2 | 0 | 0 | 0 | -596.4338 | -34.6371 | 1493.759 | South of Magunden Constraint | South of Magunden Constraint | South of Magunden Constraint |  | 5 | 5 | NO | 5 | 1 | 1 | NO | 1
SCE Eastern Study Area | Red Bluff | 500 | 0 | 0 | 0 | 0 | 0 | 0 | 0 | 0 | 0 | 0 | 0 | 0 | 0 | 0 | 0 | 0 | 0 | 0 | 0 | 0 | 0 | 1 | 0 | 1 | 0 | 1 | 0 | 0 | 1 | 0 | 0 | 0 | 0 | 0 | 0 | 0 | 0 | 0 | 0 | 0 | 0 | 0 | 0 | 0 | 0 | 0 | 0 | 0 | 0 | 0 | 0 | 0 | 0 | 0 | 0 | 0 | 0 | 0 | 0 | 0 | 0 | 0 | 0 | 0 | 0 | 0 | 0 | 0 | 0 | 0 | 0 | 0 | 0 | 0 | 0 | 0 | 0 | 0 | 0 | 0 | 0 | 0 | 0 | 0 | 0 | 0 | 0 | 0 | 0 | 0 | 0 | 0 | 0 | 0 | 0 | 0 | 0 | 0 | 0 | 0 | 0 | 0 | 0 | 0 | 0 | 0 | 0 | 2 |  | 0 | 0 | 0 | 0 | 0 | 0 | 0 | 0 | 0 | 0 | 250 | 125 | 0 | 0 | 1 | 0 | 0 | 0 | 0 | 0 | 0 | 0 | 0 | 0 | 0 | 250 | 375 | 0 | 0 | 1 | 1 | 1 | 0 | 0 | 0 | 0 | -1497.8218 | 2325.9075 | 6388.056 | Lugo - Victorville area constraint | Devers-Red Bluff Constraint | Lugo - Victorville area constraint |  | 0 | 1 | 0 | 0 | 0 | 0 | -1466.348 | 2325.9075 | 11388.957 | Devers-Red Bluff Constraint | Devers-Red Bluff Constraint | Devers-Red Bluff Constraint |  | 5 | 4 | YES | 4 | 1 | 1 | NO | 1
SCE Eastern Study Area | Red Bluff | 230 | 0 | 0 | 0 | 0 | 0 | 0 | 0 | 0 | 0 | 0 | 0 | 0 | 0 | 0 | 0 | 0 | 0 | 0 | 0 | 0 | 0 | 0 | 0 | 0 | 1 | 0 | 0 | 0 | 0 | 0 | 0 | 0 | 0 | 0 | 0 | 0 | 0 | 0 | 0 | 0 | 0 | 0 | 0 | 0 | 0 | 0 | 0 | 0 | 0 | 0 | 0 | 0 | 0 | 0 | 0 | 0 | 0 | 0 | 0 | 0 | 0 | 0 | 0 | 0 | 0 | 0 | 0 | 0 | 0 | 0 | 0 | 0 | 0 | 0 | 0 | 0 | 0 | 0 | 0 | 0 | 0 | 0 | 0 | 0 | 0 | 0 | 0 | 0 | 0 | 0 | 0 | 0 | 0 | 0 | 0 | 0 | 0 | 0 | 0 | 0 | 0 | 0 | 0 | 0 | 0 | 0 | 0 | 0 |  | 0 | 0 | 0 | 0 | 0 | 0 | 0 | 0 | 0 | 0 | 250 | 280 | 0 | 0 | 1 | 0 | 0 | 0 | 0 | 0 | 0 | 0 | 0 | 0 | 100 | 363.5 | 416 | 0 | 0 | 1 | 0 | 0 | 0 | 0 | 0 | 0 | 15.4 | 331.3 | 2110.5 | Red Bluff 500/230 kV Constraint | Red Bluff 500/230 kV Constraint | Red Bluff 500/230 kV Constraint |  | 0 | 0 | 0 | 0 | 0 | 0 | 15.4 | 331.3 | 2110.5 | Red Bluff 500/230 kV Constraint | Red Bluff 500/230 kV Constraint | Red Bluff 500/230 kV Constraint |  | 1 | 1 | NO | 1 | 1 | 1 | NO | 1
SCE Metro Study Area | Redondo | 230 | 0 | 0 | 0 | 0 | 0 | 0 | 0 | 0 | 0 | 0 | 1 | 1 | 1 | 0 | 0 | 0 | 0 | 0 | 0 | 0 | 0 | 0 | 0 | 0 | 0 | 0 | 0 | 0 | 0 | 0 | 0 | 0 | 0 | 0 | 0 | 0 | 0 | 0 | 0 | 0 | 0 | 0 | 0 | 0 | 0 | 0 | 0 | 0 | 0 | 0 | 0 | 0 | 0 | 0 | 0 | 0 | 0 | 0 | 0 | 0 | 0 | 0 | 0 | 0 | 0 | 0 | 0 | 0 | 0 | 0 | 0 | 0 | 0 | 0 | 0 | 0 | 0 | 0 | 0 | 0 | 0 | 0 | 0 | 0 | 0 | 0 | 0 | 0 | 0 | 0 | 0 | 0 | 0 | 0 | 0 | 0 | 0 | 0 | 0 | 0 | 0 | 0 | 0 | 0 | 0 | 0 | 0 | 0 |  | 0 | 0 | 0 | 0 | 0 | 0 | 0 | 0 | 0 | 0 | 0 | 0 | 0 | 0 | 0 | 0 | 0 | 0 | 0 | 0 | 0 | 0 | 0 | 0 | 0 | 0 | 0 | 0 | 0 | 0 | 0 | 0 | 0 | 0 | 0 | 0 | 3139.976 | 3337.692 | 3938.92 | Hinson - Del Amo Constraint | Hinson - Del Amo Constraint | Hinson - Del Amo Constraint |  | 0 | 0 | 0 | 0 | 0 | 0 | 3139.976 | 3337.692 | 3938.92 | Hinson - Del Amo Constraint | Hinson - Del Amo Constraint | Hinson - Del Amo Constraint |  | 1 | 1 | NO | 1 | 1 | 1 | NO | 1
PG&E Kern Study Area | Renfro | 115 | 0 | 0 | 0 | 0 | 0 | 0 | 0 | 0 | 0 | 0 | 0 | 0 | 0 | 0 | 0 | 0 | 0 | 0 | 0 | 0 | 0 | 0 | 0 | 0 | 0 | 0 | 0 | 0 | 0 | 0 | 0 | 0 | 0 | 0 | 0 | 0 | 0 | 0 | 0 | 0 | 0 | 0 | 0 | 0 | 0 | 0 | 0 | 0 | 0 | 0 | 0 | 0 | 0 | 0 | 0 | 0 | 0 | 0 | 0 | 0 | 0 | 0 | 0 | 0 | 0 | 0 | 0 | 0 | 0 | 0 | 0 | 0 | 0 | 0 | 0 | 1 | 1 | 0 | 0 | 0 | 0 | 0 | 1 | 0 | 0 | 1 | 1 | 0 | 0 | 0 | 0 | 0 | 0 | 0 | 0 | 0 | 0 | 0 | 0 | 0 | 0 | 0 | 0 | 0 | 0 | 0 | 0 | 0 |  | 0 | 0 | 0 | 0 | 0 | 0 | 0 | 0 | 0 | 0 | 0 | 0 | 0 | 0 | 0 | 0 | 0 | 0 | 0 | 0 | 0 | 0 | 0 | 0 | 0 | 0 | 0 | 0 | 0 | 0 | 2 | 0 | 2 | 0 | 0 | 0 | -1317.795 | -515.533 | 265.1558 | Midway-Q2005 230kV Line | Midway-Q2005 230kV Line | Oceano-Calendar 115kV line |  | 0 | 0 | 0 | 0 | 0 | 0 | 49.732 | 552.8841 | 495.1558 | Gates 500/230kV TB #12 | Gates 500/230kV TB #12 | Oceano-Calendar 115kV line |  | 5 | 1 | YES | 2 | 1 | 1 | NO | 1
PG&E Greater Bay Study Area | Richmond | 115 | 0 | 0 | 0 | 0 | 0 | 0 | 0 | 0 | 0 | 0 | 0 | 0 | 0 | 0 | 0 | 0 | 0 | 0 | 0 | 0 | 0 | 0 | 0 | 0 | 0 | 0 | 0 | 0 | 0 | 0 | 0 | 0 | 0 | 0 | 0 | 0 | 0 | 0 | 0 | 0 | 0 | 0 | 0 | 1 | 1 | 0 | 0 | 0 | 0 | 0 | 0 | 0 | 0 | 0 | 1 | 1 | 0 | 1 | 1 | 1 | 1 | 0 | 0 | 1 | 1 | 0 | 1 | 0 | 0 | 0 | 0 | 0 | 0 | 1 | 0 | 0 | 0 | 0 | 0 | 0 | 0 | 0 | 0 | 0 | 0 | 0 | 0 | 0 | 0 | 0 | 0 | 0 | 0 | 0 | 0 | 0 | 0 | 0 | 0 | 0 | 0 | 0 | 0 | 0 | 0 | 0 | 0 | 3 |  | 0 | 0 | 0 | 0 | 0 | 0 | 0 | 0 | 0 | 0 | 0 | 0 | 0 | 0 | 0 | 0 | 0 | 0 | 0 | 0 | 0 | 0 | 0 | 2.7 | 0 | 0 | 0 | 0 | 0 | 1 | 2 | 0 | 0 | 0 | 0 | 0 | -719.4865 | 324.7033 | 942.0393 | Vaca Dixon-Tesla 500kV Line | Windmaster-Delta pumps 230 kV line | Windmaster-Delta pumps 230 kV line |  | 0 | 0 | 0 | 0 | 0 | 0 | 196.5473 | 685.0163 | 942.0393 | Contra Costa- Windmaster 230 kV line | Contra Costa- Windmaster 230 kV line | Windmaster-Delta pumps 230 kV line |  | 5 | 1 | YES | 2 | 1 | 1 | NO | 1
PG&E North of Greater Bay Study Area | Rincon | 115 | 0 | 0 | 0 | 0 | 0 | 0 | 0 | 0 | 0 | 0 | 0 | 0 | 0 | 0 | 0 | 0 | 0 | 0 | 0 | 0 | 0 | 0 | 0 | 0 | 0 | 0 | 0 | 0 | 0 | 0 | 0 | 0 | 0 | 0 | 0 | 0 | 0 | 0 | 0 | 0 | 0 | 0 | 0 | 0 | 0 | 0 | 1 | 0 | 0 | 0 | 0 | 0 | 0 | 0 | 0 | 0 | 0 | 0 | 0 | 0 | 0 | 0 | 0 | 0 | 0 | 0 | 0 | 0 | 0 | 0 | 0 | 0 | 0 | 0 | 0 | 0 | 0 | 0 | 0 | 0 | 0 | 0 | 0 | 0 | 0 | 0 | 0 | 0 | 0 | 0 | 0 | 0 | 0 | 0 | 0 | 0 | 0 | 0 | 0 | 0 | 0 | 0 | 0 | 0 | 0 | 0 | 0 | 0 |  | 0 | 0 | 0 | 0 | 0 | 0 | 0 | 0 | 0 | 0 | 0 | 0 | 0 | 0 | 0 | 0 | 0 | 0 | 0 | 0 | 0 | 0 | 0 | 0 | 0 | 0 | 0 | 0 | 0 | 0 | 0 | 0 | 0 | 0 | 0 | 0 | 1365.544 | 1434.4902 | 1448.3072 | Cortina-Eagle Rock 115 kV line | Cortina-Eagle Rock 115 kV line | Cortina-Eagle Rock 115 kV line |  | 0 | 0 | 0 | 0 | 0 | 0 | 1365.544 | 1434.4902 | 1448.3072 | Cortina-Eagle Rock 115 kV line | Cortina-Eagle Rock 115 kV line | Cortina-Eagle Rock 115 kV line |  | 1 | 1 | NO | 1 | 1 | 1 | NO | 1
PG&E Kern Study Area | Rio Bravo | 115 | 0 | 0 | 0 | 0 | 0 | 0 | 0 | 0 | 0 | 0 | 0 | 0 | 0 | 0 | 0 | 0 | 0 | 0 | 0 | 0 | 0 | 0 | 0 | 0 | 0 | 0 | 0 | 0 | 0 | 0 | 0 | 0 | 0 | 0 | 0 | 0 | 0 | 0 | 0 | 0 | 0 | 0 | 0 | 0 | 0 | 0 | 0 | 0 | 0 | 0 | 0 | 0 | 0 | 0 | 0 | 0 | 0 | 0 | 0 | 0 | 0 | 0 | 0 | 0 | 0 | 0 | 0 | 0 | 0 | 0 | 0 | 0 | 0 | 0 | 0 | 1 | 1 | 0 | 0 | 0 | 0 | 0 | 1 | 0 | 0 | 1 | 1 | 0 | 0 | 0 | 0 | 0 | 0 | 0 | 0 | 0 | 0 | 0 | 0 | 0 | 0 | 0 | 0 | 0 | 0 | 0 | 0 | 0 |  | 0 | 0 | 0 | 0 | 0 | 0 | 0 | 0 | 0 | 0 | 0 | 0 | 0 | 0 | 0 | 0 | 0 | 0 | 0 | 0 | 0 | 0 | 0 | 0 | 0 | 0 | 0 | 0 | 0 | 0 | 2 | 0 | 2 | 0 | 0 | 0 | -1317.795 | -515.533 | 265.1558 | Midway-Q2005 230kV Line | Midway-Q2005 230kV Line | Oceano-Calendar 115kV line |  | 0 | 0 | 0 | 0 | 0 | 0 | 49.732 | 552.8841 | 495.1558 | Gates 500/230kV TB #12 | Gates 500/230kV TB #12 | Oceano-Calendar 115kV line |  | 5 | 1 | YES | 2 | 1 | 1 | NO | 1
SCE Metro Study Area | Rio Hondo | 230 | 0 | 0 | 0 | 0 | 0 | 0 | 0 | 0 | 0 | 0 | 1 | 0 | 1 | 0 | 0 | 0 | 0 | 0 | 0 | 0 | 0 | 0 | 0 | 0 | 0 | 0 | 0 | 0 | 0 | 0 | 0 | 0 | 0 | 0 | 0 | 0 | 0 | 0 | 0 | 0 | 0 | 0 | 0 | 0 | 0 | 0 | 0 | 0 | 0 | 0 | 0 | 0 | 0 | 0 | 0 | 0 | 0 | 0 | 0 | 0 | 0 | 0 | 0 | 0 | 0 | 0 | 0 | 0 | 0 | 0 | 0 | 0 | 0 | 0 | 0 | 0 | 0 | 0 | 0 | 0 | 0 | 0 | 0 | 0 | 0 | 0 | 0 | 0 | 0 | 0 | 0 | 0 | 0 | 0 | 0 | 0 | 0 | 0 | 0 | 0 | 0 | 0 | 0 | 0 | 0 | 0 | 0 | 0 |  | 0 | 0 | 0 | 0 | 0 | 0 | 0 | 0 | 0 | 0 | 0 | 0 | 0 | 0 | 0 | 0 | 0 | 0 | 0 | 0 | 0 | 0 | 0 | 0 | 0 | 0 | 0 | 0 | 0 | 0 | 0 | 0 | 0 | 0 | 0 | 0 | 5402.476 | 6046.942 | 7988.42 | Del Amo - Barre Area Constraint | Del Amo - Barre Area Constraint | Del Amo - Barre Area Constraint |  | 0 | 0 | 0 | 0 | 0 | 0 | 5402.476 | 6046.942 | 7988.42 | Del Amo - Barre Area Constraint | Del Amo - Barre Area Constraint | Del Amo - Barre Area Constraint |  | 1 | 1 | NO | 1 | 1 | 1 | NO | 1
PG&E North of Greater Bay Study Area | Rio Oso | 230 | 0 | 0 | 0 | 0 | 0 | 0 | 0 | 0 | 0 | 0 | 0 | 0 | 0 | 0 | 0 | 0 | 0 | 0 | 0 | 0 | 0 | 0 | 0 | 0 | 0 | 0 | 0 | 0 | 0 | 0 | 0 | 0 | 0 | 0 | 0 | 0 | 0 | 0 | 0 | 0 | 0 | 0 | 0 | 0 | 1 | 1 | 0 | 1 | 0 | 1 | 1 | 1 | 1 | 0 | 0 | 0 | 0 | 0 | 0 | 0 | 0 | 0 | 0 | 0 | 1 | 1 | 0 | 0 | 0 | 0 | 0 | 0 | 0 | 0 | 0 | 0 | 0 | 0 | 0 | 0 | 0 | 0 | 0 | 0 | 0 | 0 | 0 | 0 | 0 | 0 | 0 | 0 | 0 | 0 | 0 | 0 | 0 | 0 | 0 | 0 | 0 | 0 | 0 | 0 | 0 | 0 | 0 | 0 |  | 0 | 0 | 0 | 0 | 0 | 0 | 0 | 0 | 0 | 0 | 0 | 0 | 0 | 0 | 0 | 0 | 0 | 0 | 0 | 0 | 0 | 0 | 0 | 0 | 0 | 0 | 0 | 0 | 0 | 0 | 1 | 0 | 0 | 0 | 0 | 0 | -719.4865 | 32.3255 | 74.98 | Vaca Dixon-Tesla 500kV Line | Rocklin-Pleaseant grove 115kV line | Woodland- Davis 115kV line |  | 0 | 0 | 0 | 0 | 0 | 0 | 0.1925 | 32.3255 | 74.98 | Rocklin-Pleaseant grove 115kV line | Rocklin-Pleaseant grove 115kV line | Woodland- Davis 115kV line |  | 5 | 1 | YES | 2 | 1 | 1 | NO | 1
PG&E North of Greater Bay Study Area | Rio Oso | 115 | 0 | 0 | 0 | 0 | 0 | 0 | 0 | 0 | 0 | 0 | 0 | 0 | 0 | 0 | 0 | 0 | 0 | 0 | 0 | 0 | 0 | 0 | 0 | 0 | 0 | 0 | 0 | 0 | 0 | 0 | 0 | 0 | 0 | 0 | 0 | 0 | 0 | 0 | 0 | 0 | 0 | 0 | 0 | 0 | 1 | 1 | 0 | 1 | 0 | 1 | 1 | 1 | 1 | 0 | 0 | 0 | 0 | 0 | 0 | 0 | 0 | 0 | 0 | 0 | 1 | 1 | 0 | 0 | 0 | 0 | 0 | 0 | 0 | 0 | 0 | 0 | 0 | 0 | 0 | 0 | 0 | 0 | 0 | 0 | 0 | 0 | 0 | 0 | 0 | 0 | 0 | 0 | 0 | 0 | 0 | 0 | 0 | 0 | 0 | 0 | 0 | 0 | 0 | 0 | 0 | 0 | 0 | 0 |  | 0 | 0 | 0 | 0 | 0 | 0 | 0 | 0 | 0 | 0 | 0 | 0 | 0 | 0 | 0 | 0 | 0 | 0 | 0 | 0 | 0 | 0 | 0 | 0 | 0 | 0 | 0 | 0 | 0 | 0 | 1 | 0 | 0 | 0 | 0 | 0 | -719.4865 | 32.3255 | 74.98 | Vaca Dixon-Tesla 500kV Line | Rocklin-Pleaseant grove 115kV line | Woodland- Davis 115kV line |  | 0 | 0 | 0 | 0 | 0 | 0 | 0.1925 | 32.3255 | 74.98 | Rocklin-Pleaseant grove 115kV line | Rocklin-Pleaseant grove 115kV line | Woodland- Davis 115kV line |  | 5 | 1 | YES | 2 | 1 | 1 | NO | 1
PG&E Greater Bay Study Area | Ripon | 115 | 0 | 0 | 0 | 0 | 0 | 0 | 0 | 0 | 0 | 0 | 0 | 0 | 0 | 0 | 0 | 0 | 0 | 0 | 0 | 0 | 0 | 0 | 0 | 0 | 0 | 0 | 0 | 0 | 0 | 0 | 0 | 0 | 0 | 0 | 0 | 0 | 0 | 0 | 0 | 0 | 0 | 0 | 0 | 0 | 0 | 0 | 0 | 0 | 0 | 0 | 1 | 0 | 0 | 0 | 0 | 0 | 0 | 0 | 0 | 0 | 1 | 0 | 1 | 0 | 1 | 0 | 0 | 0 | 1 | 0 | 0 | 0 | 0 | 1 | 0 | 0 | 0 | 0 | 0 | 0 | 0 | 0 | 0 | 0 | 0 | 0 | 0 | 0 | 0 | 0 | 0 | 0 | 0 | 0 | 0 | 0 | 0 | 0 | 0 | 0 | 0 | 0 | 0 | 0 | 0 | 0 | 0 | 0 |  | 0 | 0 | 0 | 0 | 0 | 0 | 0 | 0 | 0 | 0 | 0 | 0 | 0 | 0 | 0 | 0 | 0 | 0 | 0 | 0 | 0 | 0 | 0 | 2.6 | 0 | 0 | 50 | 0 | 0 | 1 | 0 | 0 | 0 | 0 | 0 | 0 | 3.859 | 102.156 | 280.6464 | Kasson Jct-Heinz 115 kV line | Kasson Jct-Heinz 115 kV line | Kasson Jct-Heinz 115 kV line |  | 0 | 0 | 0 | 0 | 0 | 0 | 3.859 | 102.156 | 280.6464 | Kasson Jct-Heinz 115 kV line | Kasson Jct-Heinz 115 kV line | Kasson Jct-Heinz 115 kV line |  | 1 | 1 | NO | 1 | 1 | 1 | NO | 1
PG&E Greater Bay Study Area | Riverbank | 115 | 0 | 0 | 0 | 0 | 0 | 0 | 0 | 0 | 0 | 0 | 0 | 0 | 0 | 0 | 0 | 0 | 0 | 0 | 0 | 0 | 0 | 0 | 0 | 0 | 0 | 0 | 0 | 0 | 0 | 0 | 0 | 0 | 0 | 0 | 0 | 0 | 0 | 0 | 0 | 0 | 0 | 0 | 0 | 0 | 0 | 0 | 0 | 0 | 0 | 0 | 0 | 0 | 0 | 0 | 0 | 0 | 0 | 0 | 0 | 0 | 0 | 0 | 1 | 0 | 0 | 0 | 0 | 0 | 0 | 0 | 0 | 0 | 0 | 0 | 0 | 0 | 0 | 0 | 0 | 0 | 0 | 0 | 0 | 0 | 0 | 0 | 0 | 0 | 0 | 0 | 0 | 0 | 0 | 0 | 0 | 0 | 0 | 0 | 0 | 0 | 0 | 0 | 0 | 0 | 0 | 0 | 0 | 0 |  | 0 | 0 | 0 | 0 | 0 | 0 | 0 | 0 | 0 | 0 | 0 | 0 | 0 | 0 | 0 | 0 | 0 | 0 | 0 | 0 | 0 | 0 | 0 | 0 | 0 | 0 | 0 | 0 | 0 | 0 | 0 | 0 | 0 | 0 | 0 | 0 | 3.859 | 102.156 | 280.6464 | Kasson Jct-Heinz 115 kV line | Kasson Jct-Heinz 115 kV line | Kasson Jct-Heinz 115 kV line |  | 0 | 0 | 0 | 0 | 0 | 0 | 3.859 | 102.156 | 280.6464 | Kasson Jct-Heinz 115 kV line | Kasson Jct-Heinz 115 kV line | Kasson Jct-Heinz 115 kV line |  | 1 | 1 | NO | 1 | 1 | 1 | NO | 1
SCE North of Lugo Study Area | Roadway | 115 | 0 | 0 | 0 | 0 | 0 | 0 | 0 | 0 | 0 | 0 | 0 | 0 | 0 | 0 | 1 | 1 | 1 | 0 | 0 | 0 | 0 | 0 | 0 | 0 | 0 | 0 | 0 | 0 | 0 | 0 | 0 | 0 | 0 | 0 | 0 | 0 | 0 | 0 | 0 | 0 | 0 | 0 | 0 | 0 | 0 | 0 | 0 | 0 | 0 | 0 | 0 | 0 | 0 | 0 | 0 | 0 | 0 | 0 | 0 | 0 | 0 | 0 | 0 | 0 | 0 | 0 | 0 | 0 | 0 | 0 | 0 | 0 | 0 | 0 | 0 | 0 | 0 | 0 | 0 | 0 | 0 | 0 | 0 | 0 | 0 | 0 | 0 | 0 | 0 | 0 | 0 | 0 | 0 | 0 | 0 | 0 | 0 | 0 | 0 | 0 | 0 | 0 | 0 | 0 | 0 | 0 | 0 | 3 |  | 0 | 0 | 0 | 0 | 0 | 0 | 0 | 0 | 3 | 0 | 0 | 0 | 0 | 0 | 1 | 0 | 0 | 0 | 0 | 0 | 0 | 0 | 0 | 0 | 211 | 10 | 100 | 10 | 0 | 1 | 0 | 0 | 0 | 0 | 0 | 0 | 1142.376 | 1465.367 | 1187.06 | Lugo Transformer Area Constraint | Kramer to Victor Area Constraint | Kramer to Victor Area Constraint |  | 0 | 0 | 0 | 0 | 0 | 0 | 1142.376 | 1465.367 | 1187.06 | Lugo Transformer Area Constraint | Kramer to Victor Area Constraint | Kramer to Victor Area Constraint |  | 1 | 1 | NO | 1 | 1 | 1 | NO | 1
PG&E Greater Bay Study Area | Rossmoor | 230 | 0 | 0 | 0 | 0 | 0 | 0 | 0 | 0 | 0 | 0 | 0 | 0 | 0 | 0 | 0 | 0 | 0 | 0 | 0 | 0 | 0 | 0 | 0 | 0 | 0 | 0 | 0 | 0 | 0 | 0 | 0 | 0 | 0 | 0 | 0 | 0 | 0 | 0 | 0 | 0 | 0 | 0 | 0 | 0 | 1 | 0 | 0 | 0 | 0 | 0 | 0 | 0 | 0 | 0 | 0 | 0 | 0 | 0 | 1 | 1 | 1 | 0 | 0 | 1 | 1 | 0 | 0 | 0 | 0 | 0 | 0 | 0 | 0 | 1 | 0 | 0 | 0 | 0 | 0 | 0 | 0 | 0 | 0 | 0 | 0 | 0 | 0 | 0 | 0 | 0 | 0 | 0 | 0 | 0 | 0 | 0 | 0 | 0 | 0 | 0 | 0 | 0 | 0 | 0 | 0 | 0 | 0 | 0 |  | 0 | 0 | 0 | 0 | 0 | 0 | 0 | 0 | 0 | 0 | 0 | 0 | 0 | 0 | 0 | 0 | 0 | 0 | 0 | 0 | 0 | 0 | 0 | 0 | 0 | 0 | 0 | 0 | 0 | 0 | 2 | 0 | 0 | 0 | 0 | 0 | -719.4865 | 324.7033 | 942.0393 | Vaca Dixon-Tesla 500kV Line | Windmaster-Delta pumps 230 kV line | Windmaster-Delta pumps 230 kV line |  | 0 | 0 | 0 | 0 | 0 | 0 | 196.5473 | 685.0163 | 942.0393 | Contra Costa- Windmaster 230 kV line | Contra Costa- Windmaster 230 kV line | Windmaster-Delta pumps 230 kV line |  | 5 | 1 | YES | 2 | 1 | 1 | NO | 1
PG&E North of Greater Bay Study Area | Round Mountain | 500 | 0 | 0 | 0 | 0 | 0 | 0 | 0 | 0 | 0 | 0 | 0 | 0 | 0 | 0 | 0 | 0 | 0 | 0 | 0 | 0 | 0 | 0 | 0 | 0 | 0 | 0 | 0 | 0 | 0 | 0 | 0 | 0 | 0 | 0 | 0 | 0 | 0 | 0 | 0 | 0 | 0 | 0 | 0 | 0 | 1 | 0 | 0 | 0 | 0 | 0 | 0 | 0 | 0 | 0 | 0 | 0 | 0 | 0 | 0 | 0 | 0 | 0 | 0 | 0 | 0 | 0 | 0 | 0 | 0 | 0 | 0 | 0 | 0 | 0 | 0 | 0 | 0 | 0 | 0 | 0 | 0 | 0 | 0 | 0 | 0 | 0 | 0 | 0 | 0 | 0 | 0 | 0 | 0 | 0 | 0 | 0 | 0 | 0 | 0 | 0 | 0 | 0 | 0 | 0 | 0 | 0 | 0 | 0 |  | 0 | 0 | 0 | 0 | 0 | 0 | 0 | 0 | 0 | 0 | 0 | 0 | 0 | 0 | 0 | 0 | 0 | 0 | 0 | 0 | 0 | 0 | 0 | 0 | 0 | 0 | 0 | 0 | 0 | 0 | 1 | 0 | 0 | 0 | 0 | 0 | -719.4865 | 324.7487 | 1977.3898 | Vaca Dixon-Tesla 500kV Line | Vaca Dixon-Tesla 500kV Line | Vaca Dixon-Tesla 500kV Line |  | 0 | 0 | 0 | 0 | 0 | 0 | 7925.5135 | 8969.7487 | 1977.3898 | Vaca Dixon-Tesla 500kV Line | Vaca Dixon-Tesla 500kV Line | Vaca Dixon-Tesla 500kV Line |  | 5 | 1 | YES | 2 | 1 | 1 | NO | 1
PG&E North of Greater Bay Study Area | Round Mountain | 230 | 0 | 0 | 0 | 0 | 0 | 0 | 0 | 0 | 0 | 0 | 0 | 0 | 0 | 0 | 0 | 0 | 0 | 0 | 0 | 0 | 0 | 0 | 0 | 0 | 0 | 0 | 0 | 0 | 0 | 0 | 0 | 0 | 0 | 0 | 0 | 0 | 0 | 0 | 0 | 0 | 0 | 0 | 0 | 0 | 1 | 0 | 0 | 0 | 0 | 0 | 0 | 0 | 0 | 0 | 0 | 0 | 0 | 0 | 0 | 0 | 0 | 0 | 0 | 0 | 0 | 0 | 0 | 0 | 0 | 0 | 0 | 0 | 0 | 0 | 0 | 0 | 0 | 0 | 0 | 0 | 0 | 0 | 0 | 0 | 0 | 0 | 0 | 0 | 0 | 0 | 0 | 0 | 0 | 0 | 0 | 0 | 0 | 0 | 0 | 0 | 0 | 0 | 0 | 0 | 0 | 0 | 0 | 0 |  | 0 | 0 | 0 | 0 | 0 | 0 | 0 | 0 | 0 | 0 | 0 | 0 | 0 | 0 | 0 | 0 | 14 | 0 | 0 | 0 | 0 | 0 | 0 | 0 | 0 | 0 | 0 | 0 | 0 | 1 | 1 | 0 | 0 | 0 | 0 | 0 | -719.4865 | 324.7487 | 1977.3898 | Vaca Dixon-Tesla 500kV Line | Vaca Dixon-Tesla 500kV Line | Vaca Dixon-Tesla 500kV Line |  | 0 | 0 | 0 | 0 | 0 | 0 | 7925.5135 | 8969.7487 | 1977.3898 | Vaca Dixon-Tesla 500kV Line | Vaca Dixon-Tesla 500kV Line | Vaca Dixon-Tesla 500kV Line |  | 5 | 1 | YES | 2 | 1 | 1 | NO | 1
PG&E Greater Bay Study Area | Salado | 115 | 0 | 0 | 0 | 0 | 0 | 0 | 0 | 0 | 0 | 0 | 0 | 0 | 0 | 0 | 0 | 0 | 0 | 0 | 0 | 0 | 0 | 0 | 0 | 0 | 0 | 0 | 0 | 0 | 0 | 0 | 0 | 0 | 0 | 0 | 0 | 0 | 0 | 0 | 0 | 0 | 0 | 0 | 0 | 0 | 0 | 0 | 0 | 0 | 0 | 0 | 0 | 0 | 0 | 0 | 0 | 0 | 0 | 0 | 0 | 0 | 0 | 0 | 1 | 0 | 0 | 0 | 0 | 0 | 1 | 0 | 0 | 0 | 0 | 0 | 0 | 0 | 0 | 0 | 0 | 0 | 0 | 0 | 0 | 0 | 0 | 0 | 0 | 0 | 0 | 0 | 0 | 0 | 0 | 0 | 0 | 0 | 0 | 0 | 0 | 0 | 0 | 0 | 0 | 0 | 0 | 0 | 0 | 0 |  | 0 | 0 | 0 | 0 | 0 | 0 | 0 | 0 | 0 | 0 | 0 | 0 | 0 | 0 | 0 | 0 | 0 | 0 | 0 | 0 | 0 | 0 | 0 | 0 | 0 | 0 | 0 | 0 | 0 | 0 | 0 | 0 | 0 | 0 | 0 | 0 | 3.859 | 102.156 | 280.6464 | Kasson Jct-Heinz 115 kV line | Kasson Jct-Heinz 115 kV line | Kasson Jct-Heinz 115 kV line |  | 0 | 0 | 0 | 0 | 0 | 0 | 3.859 | 102.156 | 280.6464 | Kasson Jct-Heinz 115 kV line | Kasson Jct-Heinz 115 kV line | Kasson Jct-Heinz 115 kV line |  | 1 | 1 | NO | 1 | 1 | 1 | NO | 1
SDG&E Study Area | Salt Creek | 69 | 0 | 0 | 0 | 0 | 0 | 0 | 0 | 0 | 0 | 0 | 0 | 0 | 0 | 0 | 0 | 0 | 0 | 0 | 0 | 0 | 0 | 0 | 0 | 0 | 0 | 0 | 0 | 0 | 0 | 0 | 0 | 1 | 1 | 1 | 0 | 0 | 0 | 0 | 0 | 0 | 0 | 0 | 0 | 0 | 0 | 0 | 0 | 0 | 0 | 0 | 0 | 0 | 0 | 0 | 0 | 0 | 0 | 0 | 0 | 0 | 0 | 0 | 0 | 0 | 0 | 0 | 0 | 0 | 0 | 0 | 0 | 0 | 0 | 0 | 0 | 0 | 0 | 0 | 0 | 0 | 0 | 0 | 0 | 0 | 0 | 0 | 0 | 0 | 0 | 0 | 0 | 0 | 0 | 0 | 0 | 0 | 0 | 0 | 0 | 0 | 0 | 0 | 0 | 0 | 0 | 0 | 0 | 1 |  | 0 | 0 | 0 | 0 | 0 | 0 | 0 | 0 | 0 | 0 | 0 | 0 | 0 | 0 | 0 | 0 | 0 | 0 | 0 | 0 | 0 | 0 | 0 | 0 | 0 | 0 | 0 | 0 | 0 | 0 | 0 | 0 | 0 | 0 | 0 | 0 | 164.745 | 197.5523 | 296.5564 | Internal San Diego Area constraint | Miguel 69 kV constraint | Miguel 69 kV constraint |  | 0 | 0 | 0 | 0 | 0 | 0 | 164.745 | 197.5523 | 296.5564 | Internal San Diego Area constraint | Miguel 69 kV constraint | Miguel 69 kV constraint |  | 1 | 1 | NO | 1 | 1 | 1 | NO | 1
SCE Eastern Study Area | San Bernardino | 230 | 0 | 0 | 0 | 0 | 0 | 0 | 0 | 0 | 0 | 0 | 0 | 0 | 0 | 0 | 0 | 0 | 0 | 0 | 0 | 0 | 0 | 0 | 0 | 1 | 0 | 1 | 0 | 0 | 0 | 0 | 0 | 0 | 0 | 0 | 0 | 0 | 0 | 0 | 0 | 0 | 0 | 0 | 0 | 0 | 0 | 0 | 0 | 0 | 0 | 0 | 0 | 0 | 0 | 0 | 0 | 0 | 0 | 0 | 0 | 0 | 0 | 0 | 0 | 0 | 0 | 0 | 0 | 0 | 0 | 0 | 0 | 0 | 0 | 0 | 0 | 0 | 0 | 0 | 0 | 0 | 0 | 0 | 0 | 0 | 0 | 0 | 0 | 0 | 0 | 0 | 0 | 0 | 0 | 0 | 0 | 0 | 0 | 0 | 0 | 0 | 0 | 0 | 0 | 0 | 0 | 0 | 0 | 1 |  | 0 | 0 | 0 | 0 | 0 | 0 | 0 | 0 | 0 | 0 | 0 | 0 | 0 | 0 | 0 | 0 | 0 | 0 | 0 | 0 | 0 | 0 | 0 | 0 | 0 | 0 | 0 | 0 | 0 | 0 | 0 | 0 | 0 | 0 | 0 | 0 | 2003.0218 | 5202.9392 | 11427.116 | Serrano-Alberhill-Valley Constraint | Etiwanda-Rancho Vista Constraint | Etiwanda-Rancho Vista Constraint |  | 0 | 0 | 0 | 0 | 0 | 0 | 2003.0218 | 5202.9392 | 11427.116 | Serrano-Alberhill-Valley Constraint | Etiwanda-Rancho Vista Constraint | Etiwanda-Rancho Vista Constraint |  | 1 | 1 | NO | 1 | 1 | 1 | NO | 1
PG&E Greater Bay Study Area | San Jose B | 115 | 0 | 0 | 0 | 0 | 0 | 0 | 0 | 0 | 0 | 0 | 0 | 0 | 0 | 0 | 0 | 0 | 0 | 0 | 0 | 0 | 0 | 0 | 0 | 0 | 0 | 0 | 0 | 0 | 0 | 0 | 0 | 0 | 0 | 0 | 0 | 0 | 0 | 0 | 0 | 0 | 0 | 0 | 0 | 0 | 0 | 0 | 0 | 0 | 0 | 0 | 0 | 0 | 0 | 0 | 0 | 0 | 0 | 0 | 0 | 0 | 0 | 0 | 0 | 0 | 0 | 0 | 0 | 0 | 0 | 0 | 0 | 0 | 1 | 0 | 0 | 0 | 0 | 0 | 0 | 0 | 0 | 0 | 0 | 0 | 0 | 0 | 0 | 0 | 0 | 0 | 0 | 0 | 0 | 0 | 0 | 0 | 0 | 0 | 0 | 0 | 0 | 0 | 0 | 0 | 0 | 0 | 0 | 0 |  | 0 | 0 | 0 | 0 | 0 | 0 | 0 | 0 | 0 | 0 | 0 | 0 | 0 | 0 | 0 | 0 | 0 | 0 | 0 | 0 | 0 | 0 | 0 | 0 | 0 | 0 | 0 | 0 | 0 | 0 | 1 | 0 | 0 | 0 | 0 | 0 | -299.3 | 6.45 | 925.5 | Morganhill-Metcalf 115kV Line | Morganhill-Metcalf 115kV Line | Morganhill-Metcalf 115kV Line |  | 0 | 0 | 0 | 0 | 0 | 0 | 412.7 | 718.45 | 925.5 | Morganhill-Metcalf 115kV Line | Morganhill-Metcalf 115kV Line | Morganhill-Metcalf 115kV Line |  | 5 | 1 | YES | 2 | 1 | 1 | NO | 1
PG&E Greater Bay Study Area | San Leandro | 115 | 0 | 0 | 0 | 0 | 0 | 0 | 0 | 0 | 0 | 0 | 0 | 0 | 0 | 0 | 0 | 0 | 0 | 0 | 0 | 0 | 0 | 0 | 0 | 0 | 0 | 0 | 0 | 0 | 0 | 0 | 0 | 0 | 0 | 0 | 0 | 0 | 0 | 0 | 0 | 0 | 0 | 0 | 0 | 0 | 0 | 0 | 0 | 0 | 0 | 0 | 0 | 0 | 0 | 0 | 1 | 0 | 0 | 0 | 0 | 0 | 0 | 0 | 0 | 0 | 0 | 0 | 1 | 0 | 0 | 0 | 0 | 0 | 0 | 0 | 0 | 0 | 0 | 0 | 0 | 0 | 0 | 0 | 0 | 0 | 0 | 0 | 0 | 0 | 0 | 0 | 0 | 0 | 0 | 0 | 0 | 0 | 0 | 0 | 0 | 0 | 0 | 0 | 0 | 0 | 0 | 0 | 0 | 1 |  | 0 | 0 | 0 | 0 | 0 | 0 | 0 | 0 | 0 | 0 | 0 | 0 | 0 | 0 | 0 | 0 | 0 | 0 | 0 | 0 | 0 | 0 | 0 | 0 | 0 | 0 | 0 | 0 | 0 | 0 | 0 | 0 | 0 | 0 | 0 | 0 | 960.23 | 956.7188 | 955.764 | Grant - Eastshore #2 line 115 kV | Grant - Eastshore #2 line 115 kV | Grant - Eastshore #2 line 115 kV |  | 0 | 0 | 0 | 0 | 0 | 0 | 960.23 | 956.7188 | 955.764 | Grant - Eastshore #2 line 115 kV | Grant - Eastshore #2 line 115 kV | Grant - Eastshore #2 line 115 kV |  | 1 | 1 | NO | 1 | 1 | 1 | NO | 1
PG&E Kern Study Area | San Luis Obispo | 115 | 0 | 0 | 0 | 0 | 0 | 0 | 0 | 0 | 0 | 0 | 0 | 0 | 0 | 0 | 0 | 0 | 0 | 0 | 0 | 0 | 0 | 0 | 0 | 0 | 0 | 0 | 0 | 0 | 0 | 0 | 0 | 0 | 0 | 0 | 0 | 0 | 0 | 0 | 0 | 0 | 0 | 0 | 0 | 0 | 0 | 0 | 0 | 0 | 0 | 0 | 0 | 0 | 0 | 0 | 0 | 0 | 0 | 0 | 0 | 0 | 0 | 0 | 0 | 0 | 0 | 0 | 0 | 0 | 0 | 0 | 0 | 0 | 0 | 0 | 0 | 0 | 0 | 0 | 0 | 0 | 0 | 0 | 1 | 0 | 0 | 0 | 0 | 0 | 0 | 0 | 0 | 0 | 0 | 0 | 0 | 0 | 0 | 0 | 0 | 0 | 0 | 0 | 0 | 0 | 0 | 0 | 0 | 0 |  | 0 | 0 | 0 | 0 | 0 | 0 | 0 | 0 | 0 | 0 | 0 | 0 | 0 | 0 | 0 | 0 | 10 | 0 | 0 | 0 | 0 | 0 | 0 | 0 | 0 | 0 | 0 | 0 | 0 | 1 | 0 | 0 | 0 | 0 | 0 | 0 | 1069.043 | 1130.2584 | 1065.6609 | Midway 230/115kV TB #3 | Midway 230/115kV TB #3 | Midway 230/115kV TB #3 |  | 0 | 0 | 0 | 0 | 0 | 0 | 1069.043 | 1130.2584 | 1065.6609 | Midway 230/115kV TB #3 | Midway 230/115kV TB #3 | Midway 230/115kV TB #3 |  | 1 | 1 | NO | 1 | 1 | 1 | NO | 1
SDG&E Study Area | San Luis Rey | 230 | 0 | 0 | 0 | 0 | 0 | 0 | 0 | 0 | 0 | 0 | 0 | 0 | 0 | 0 | 0 | 0 | 0 | 0 | 0 | 0 | 0 | 0 | 0 | 0 | 0 | 0 | 0 | 0 | 0 | 0 | 0 | 0 | 0 | 0 | 1 | 0 | 1 | 0 | 0 | 0 | 0 | 1 | 0 | 0 | 0 | 0 | 0 | 0 | 0 | 0 | 0 | 0 | 0 | 0 | 0 | 0 | 0 | 0 | 0 | 0 | 0 | 0 | 0 | 0 | 0 | 0 | 0 | 0 | 0 | 0 | 0 | 0 | 0 | 0 | 0 | 0 | 0 | 0 | 0 | 0 | 0 | 0 | 0 | 0 | 0 | 0 | 0 | 0 | 0 | 0 | 0 | 0 | 0 | 0 | 0 | 0 | 0 | 0 | 0 | 0 | 0 | 0 | 0 | 0 | 0 | 0 | 0 | 2 |  | 0 | 0 | 0 | 0 | 0 | 0 | 0 | 0 | 0 | 0 | 0 | 0 | 0 | 0 | 0 | 0 | 0 | 0 | 0 | 0 | 0 | 0 | 0 | 0 | 0 | 0 | 20 | 0 | 0 | 1 | 1 | 0 | 0 | 0 | 0 | 0 | -303.35 | 450.825 | 2713.35 | Talega 230 kV constraint | Talega 230 kV constraint | Talega 230 kV constraint |  | 0 | 0 | 0 | 0 | 0 | 0 | 59.595 | 1259.03 | 2713.35 | Encina - San Luis Rey 230 kV constraint | Encina - San Luis Rey 230 kV constraint | Talega 230 kV constraint |  | 5 | 1 | YES | 2 | 1 | 1 | NO | 1
SDG&E Study Area | San Onofre | 230 | 0 | 0 | 0 | 0 | 0 | 0 | 0 | 0 | 0 | 0 | 0 | 0 | 0 | 0 | 0 | 0 | 0 | 0 | 0 | 0 | 0 | 0 | 0 | 0 | 0 | 0 | 0 | 0 | 0 | 1 | 0 | 0 | 0 | 0 | 0 | 0 | 0 | 0 | 0 | 0 | 0 | 1 | 1 | 0 | 0 | 0 | 0 | 0 | 0 | 0 | 0 | 0 | 0 | 0 | 0 | 0 | 0 | 0 | 0 | 0 | 0 | 0 | 0 | 0 | 0 | 0 | 0 | 0 | 0 | 0 | 0 | 0 | 0 | 0 | 0 | 0 | 0 | 0 | 0 | 0 | 0 | 0 | 0 | 0 | 0 | 0 | 0 | 0 | 0 | 0 | 0 | 0 | 0 | 0 | 0 | 0 | 0 | 0 | 0 | 0 | 0 | 0 | 0 | 0 | 0 | 0 | 0 | 0 |  | 0 | 0 | 0 | 0 | 0 | 0 | 0 | 0 | 0 | 0 | 0 | 0 | 0 | 0 | 0 | 0 | 0 | 0 | 0 | 0 | 0 | 0 | 0 | 0 | 0 | 0 | 0 | 0 | 0 | 0 | 1 | 0 | 0 | 0 | 0 | 0 | -303.35 | 326 | 851 | Talega 230 kV constraint | Trabuco-Capistrano 138 kV constraint | Trabuco-Capistrano 138 kV constraint |  | 0 | 0 | 0 | 0 | 0 | 0 | 151 | 326 | 851 | Trabuco-Capistrano 138 kV constraint | Trabuco-Capistrano 138 kV constraint | Trabuco-Capistrano 138 kV constraint |  | 5 | 1 | YES | 2 | 1 | 1 | NO | 1
PG&E Greater Bay Study Area | San Pablo Sub | 115 | 0 | 0 | 0 | 0 | 0 | 0 | 0 | 0 | 0 | 0 | 0 | 0 | 0 | 0 | 0 | 0 | 0 | 0 | 0 | 0 | 0 | 0 | 0 | 0 | 0 | 0 | 0 | 0 | 0 | 0 | 0 | 0 | 0 | 0 | 0 | 0 | 0 | 0 | 0 | 0 | 0 | 0 | 0 | 0 | 0 | 0 | 0 | 0 | 0 | 0 | 0 | 0 | 0 | 0 | 1 | 0 | 0 | 0 | 0 | 0 | 0 | 0 | 0 | 0 | 0 | 0 | 1 | 0 | 0 | 0 | 0 | 0 | 0 | 0 | 0 | 0 | 0 | 0 | 0 | 0 | 0 | 0 | 0 | 0 | 0 | 0 | 0 | 0 | 0 | 0 | 0 | 0 | 0 | 0 | 0 | 0 | 0 | 0 | 0 | 0 | 0 | 0 | 0 | 0 | 0 | 0 | 0 | 1 |  | 0 | 0 | 0 | 0 | 0 | 0 | 0 | 0 | 0 | 0 | 0 | 0 | 0 | 0 | 0 | 0 | 0 | 0 | 0 | 0 | 0 | 0 | 0 | 0 | 0 | 0 | 0 | 0 | 0 | 0 | 0 | 0 | 0 | 0 | 0 | 0 | 960.23 | 956.7188 | 955.764 | Grant - Eastshore #2 line 115 kV | Grant - Eastshore #2 line 115 kV | Grant - Eastshore #2 line 115 kV |  | 0 | 0 | 0 | 0 | 0 | 0 | 960.23 | 956.7188 | 955.764 | Grant - Eastshore #2 line 115 kV | Grant - Eastshore #2 line 115 kV | Grant - Eastshore #2 line 115 kV |  | 1 | 1 | NO | 1 | 1 | 1 | NO | 1
PG&E Greater Bay Study Area | San Ramon | 230 | 0 | 0 | 0 | 0 | 0 | 0 | 0 | 0 | 0 | 0 | 0 | 0 | 0 | 0 | 0 | 0 | 0 | 0 | 0 | 0 | 0 | 0 | 0 | 0 | 0 | 0 | 0 | 0 | 0 | 0 | 0 | 0 | 0 | 0 | 0 | 0 | 0 | 0 | 0 | 0 | 0 | 0 | 0 | 0 | 1 | 0 | 0 | 0 | 0 | 0 | 0 | 0 | 0 | 0 | 0 | 1 | 0 | 1 | 1 | 1 | 0 | 0 | 0 | 1 | 1 | 0 | 0 | 0 | 0 | 0 | 0 | 0 | 0 | 1 | 0 | 0 | 0 | 0 | 0 | 0 | 0 | 0 | 0 | 0 | 0 | 0 | 0 | 0 | 0 | 0 | 0 | 0 | 0 | 0 | 0 | 0 | 0 | 0 | 0 | 0 | 0 | 0 | 0 | 0 | 0 | 0 | 0 | 2 |  | 0 | 0 | 0 | 0 | 0 | 0 | 0 | 0 | 0 | 0 | 0 | 0 | 0 | 0 | 0 | 0 | 0 | 0 | 0 | 0 | 0 | 0 | 0 | 1.9 | 0 | 0 | 0 | 0 | 0 | 1 | 2 | 0 | 0 | 0 | 0 | 0 | -719.4865 | 324.7033 | 942.0393 | Vaca Dixon-Tesla 500kV Line | Windmaster-Delta pumps 230 kV line | Windmaster-Delta pumps 230 kV line |  | 0 | 0 | 0 | 0 | 0 | 0 | 196.5473 | 685.0163 | 942.0393 | Contra Costa- Windmaster 230 kV line | Contra Costa- Windmaster 230 kV line | Windmaster-Delta pumps 230 kV line |  | 5 | 1 | YES | 2 | 1 | 1 | NO | 1
SCE North of Lugo Study Area | Sandlot | 230 | 0 | 0 | 0 | 0 | 0 | 0 | 0 | 0 | 0 | 0 | 0 | 0 | 0 | 0 | 1 | 1 | 1 | 0 | 0 | 0 | 0 | 0 | 0 | 0 | 0 | 0 | 0 | 0 | 0 | 0 | 0 | 0 | 0 | 0 | 0 | 0 | 0 | 0 | 0 | 0 | 0 | 0 | 0 | 0 | 0 | 0 | 0 | 0 | 0 | 0 | 0 | 0 | 0 | 0 | 0 | 0 | 0 | 0 | 0 | 0 | 0 | 0 | 0 | 0 | 0 | 0 | 0 | 0 | 0 | 0 | 0 | 0 | 0 | 0 | 0 | 0 | 0 | 0 | 0 | 0 | 0 | 0 | 0 | 0 | 0 | 0 | 0 | 0 | 0 | 0 | 0 | 0 | 0 | 0 | 0 | 0 | 0 | 0 | 0 | 0 | 0 | 0 | 0 | 0 | 0 | 0 | 0 | 3 |  | 0 | 0 | 0 | 0 | 0 | 0 | 0 | 0 | 0 | 0 | 0 | 0 | 0 | 0 | 0 | 0 | 0 | 0 | 0 | 0 | 0 | 0 | 0 | 0 | 0 | 0 | 0 | 0 | 0 | 0 | 0 | 0 | 0 | 0 | 0 | 0 | 1142.376 | 1465.367 | 1187.06 | Lugo Transformer Area Constraint | Kramer to Victor Area Constraint | Kramer to Victor Area Constraint |  | 0 | 0 | 0 | 0 | 0 | 0 | 1142.376 | 1465.367 | 1187.06 | Lugo Transformer Area Constraint | Kramer to Victor Area Constraint | Kramer to Victor Area Constraint |  | 1 | 1 | NO | 1 | 1 | 1 | NO | 1
East of Pisgah Study Area | Sandy | 138 | 0 | 0 | 0 | 0 | 0 | 0 | 0 | 0 | 0 | 0 | 0 | 0 | 0 | 0 | 0 | 0 | 0 | 0 | 0 | 1 | 0 | 1 | 0 | 0 | 0 | 0 | 0 | 1 | 1 | 0 | 0 | 0 | 0 | 0 | 0 | 0 | 0 | 0 | 0 | 0 | 0 | 0 | 0 | 0 | 0 | 0 | 0 | 0 | 0 | 0 | 0 | 0 | 0 | 0 | 0 | 0 | 0 | 0 | 0 | 0 | 0 | 0 | 0 | 0 | 0 | 0 | 0 | 0 | 0 | 0 | 0 | 0 | 0 | 0 | 0 | 0 | 0 | 0 | 0 | 0 | 0 | 0 | 0 | 0 | 0 | 0 | 0 | 0 | 0 | 0 | 0 | 0 | 0 | 0 | 0 | 0 | 0 | 0 | 0 | 0 | 0 | 0 | 0 | 0 | 0 | 0 | 0 | 3 |  | 0 | 0 | 0 | 0 | 0 | 0 | 0 | 0 | 0 | 0 | 0 | 0 | 0 | 0 | 0 | 0 | 0 | 0 | 0 | 0 | 0 | 0 | 0 | 0 | 0 | 0 | 0 | 0 | 0 | 0 | 1 | 1 | 0 | 0 | 0 | 0 | -1497.8218 | 558.32 | 1927.6 | Lugo - Victorville area constraint | GLW 230kV area constraint | GLW 230kV area constraint |  | 0 | 1 | 0 | 0 | 0 | 0 | -1466.348 | 558.32 | 1927.6 | Devers-Red Bluff Constraint | GLW 230kV area constraint | GLW 230kV area constraint |  | 5 | 4 | YES | 4 | 1 | 1 | NO | 1
PG&E Fresno Study Area | Sanger | 115 | 0 | 0 | 0 | 0 | 0 | 0 | 0 | 0 | 0 | 0 | 0 | 0 | 0 | 0 | 0 | 0 | 0 | 0 | 0 | 0 | 0 | 0 | 0 | 0 | 0 | 0 | 0 | 0 | 0 | 0 | 0 | 0 | 0 | 0 | 0 | 0 | 0 | 0 | 0 | 0 | 0 | 0 | 0 | 0 | 0 | 0 | 0 | 0 | 0 | 0 | 1 | 0 | 0 | 0 | 0 | 0 | 0 | 0 | 0 | 0 | 0 | 0 | 0 | 0 | 0 | 0 | 0 | 0 | 0 | 0 | 0 | 0 | 0 | 0 | 0 | 0 | 1 | 0 | 0 | 0 | 0 | 0 | 0 | 0 | 0 | 1 | 1 | 0 | 1 | 1 | 1 | 1 | 1 | 1 | 0 | 1 | 0 | 0 | 1 | 0 | 0 | 1 | 0 | 0 | 0 | 0 | 0 | 4 |  | 0 | 0 | 0 | 0 | 0 | 0 | 0 | 0 | 0 | 0 | 0 | 0 | 0 | 0 | 0 | 0 | 3 | 0 | 0 | 0 | 0 | 0 | 0 | 2 | 0 | 0 | 0 | 0 | 0 | 1 | 2 | 0 | 2 | 0 | 0 | 0 | -1317.795 | -515.533 | 231.4102 | Midway-Q2005 230kV Line | Midway-Q2005 230kV Line | Panoche- Mendota 115 kV line |  | 0 | 0 | 0 | 0 | 0 | 0 | 49.732 | 552.8841 | 231.4102 | Gates 500/230kV TB #12 | Gates 500/230kV TB #12 | Panoche- Mendota 115 kV line |  | 5 | 1 | YES | 2 | 1 | 1 | NO | 1
SCE Northern Area | Santa Clara | 230 | 0 | 0 | 1 | 0 | 1 | 0 | 1 | 0 | 0 | 0 | 0 | 0 | 0 | 0 | 0 | 0 | 0 | 0 | 0 | 0 | 0 | 0 | 0 | 0 | 0 | 0 | 0 | 0 | 1 | 0 | 0 | 0 | 0 | 0 | 0 | 0 | 0 | 0 | 0 | 0 | 0 | 0 | 0 | 0 | 0 | 0 | 0 | 0 | 0 | 0 | 0 | 0 | 0 | 0 | 0 | 0 | 0 | 0 | 0 | 0 | 0 | 0 | 0 | 0 | 0 | 0 | 0 | 0 | 0 | 0 | 0 | 0 | 0 | 0 | 0 | 0 | 0 | 0 | 0 | 0 | 0 | 0 | 0 | 0 | 0 | 0 | 0 | 0 | 0 | 0 | 0 | 0 | 0 | 0 | 0 | 0 | 0 | 0 | 0 | 0 | 0 | 0 | 0 | 0 | 0 | 0 | 0 | 0 |  | 0 | 0 | 0 | 0 | 0 | 0 | 0 | 0 | 0 | 0 | 0 | 30 | 0 | 0 | 1 | 0 | 0 | 0 | 0 | 0 | 0 | 0 | 0 | 0 | 0 | 0 | 15 | 0 | 0 | 1 | 2 | 0 | 1 | 0 | 0 | 0 | -1497.8218 | -34.6371 | 1493.759 | Lugo - Victorville area constraint | South of Magunden Constraint | South of Magunden Constraint |  | 1 | 0 | 1 | 0 | 0 | 0 | -596.4338 | -34.6371 | 1493.759 | South of Magunden Constraint | South of Magunden Constraint | South of Magunden Constraint |  | 5 | 5 | NO | 5 | 1 | 1 | NO | 1
PG&E North of Greater Bay Study Area | Santa Rosa | 115 | 0 | 0 | 0 | 0 | 0 | 0 | 0 | 0 | 0 | 0 | 0 | 0 | 0 | 0 | 0 | 0 | 0 | 0 | 0 | 0 | 0 | 0 | 0 | 0 | 0 | 0 | 0 | 0 | 0 | 0 | 0 | 0 | 0 | 0 | 0 | 0 | 0 | 0 | 0 | 0 | 0 | 0 | 0 | 1 | 1 | 0 | 1 | 0 | 0 | 0 | 0 | 0 | 0 | 0 | 0 | 0 | 1 | 1 | 1 | 1 | 1 | 0 | 0 | 0 | 1 | 0 | 0 | 0 | 0 | 0 | 0 | 0 | 0 | 1 | 1 | 0 | 0 | 0 | 0 | 0 | 0 | 0 | 0 | 0 | 0 | 0 | 0 | 0 | 0 | 0 | 0 | 0 | 0 | 0 | 0 | 0 | 0 | 0 | 0 | 0 | 0 | 0 | 0 | 0 | 0 | 0 | 0 | 2 |  | 0 | 0 | 0 | 0 | 0 | 0 | 0 | 0 | 0 | 0 | 0 | 0 | 0 | 0 | 0 | 0 | 0 | 0 | 0 | 0 | 0 | 0 | 0 | 0 | 0 | 0 | 0 | 0 | 0 | 0 | 3 | 0 | 0 | 0 | 0 | 0 | -719.4865 | 284.1443 | 539.9052 | Vaca Dixon-Tesla 500kV Line | Birds Landing-Contra Costa 230kV Line | Lakeville-Ignacio 230 kV line |  | 0 | 0 | 0 | 0 | 0 | 0 | 196.5473 | 685.0163 | 539.9052 | Contra Costa- Windmaster 230 kV line | Contra Costa- Windmaster 230 kV line | Lakeville-Ignacio 230 kV line |  | 5 | 1 | YES | 2 | 1 | 1 | NO | 1
PG&E Greater Bay Study Area | Santa Teresa | 115 | 0 | 0 | 0 | 0 | 0 | 0 | 0 | 0 | 0 | 0 | 0 | 0 | 0 | 0 | 0 | 0 | 0 | 0 | 0 | 0 | 0 | 0 | 0 | 0 | 0 | 0 | 0 | 0 | 0 | 0 | 0 | 0 | 0 | 0 | 0 | 0 | 0 | 0 | 0 | 0 | 0 | 0 | 0 | 0 | 0 | 0 | 0 | 0 | 0 | 0 | 0 | 0 | 0 | 0 | 0 | 0 | 0 | 0 | 0 | 0 | 1 | 0 | 0 | 0 | 1 | 0 | 0 | 0 | 0 | 0 | 0 | 1 | 0 | 0 | 0 | 0 | 0 | 0 | 0 | 0 | 0 | 0 | 0 | 0 | 0 | 0 | 0 | 0 | 0 | 0 | 0 | 0 | 0 | 0 | 0 | 0 | 0 | 0 | 0 | 0 | 0 | 0 | 0 | 0 | 0 | 0 | 0 | 1 |  | 0 | 0 | 0 | 0 | 0 | 0 | 0 | 0 | 0 | 0 | 0 | 0 | 0 | 0 | 0 | 0 | 0 | 0 | 0 | 0 | 0 | 0 | 0 | 0 | 0 | 0 | 0 | 0 | 0 | 0 | 0 | 0 | 0 | 0 | 0 | 0 | 1181.5167 | 2657.4106 | 5856.1027 | Tesla-Bellota 230 kV line | Tesla-Bellota 230 kV line | Tesla-Bellota 230 kV line |  | 0 | 0 | 0 | 0 | 0 | 0 | 1181.5167 | 2657.4106 | 5856.1027 | Tesla-Bellota 230 kV line | Tesla-Bellota 230 kV line | Tesla-Bellota 230 kV line |  | 1 | 1 | NO | 1 | 1 | 1 | NO | 1
SDG&E Study Area | Santee | 138 | 0 | 0 | 0 | 0 | 0 | 0 | 0 | 0 | 0 | 0 | 0 | 0 | 0 | 0 | 0 | 0 | 0 | 0 | 0 | 0 | 0 | 0 | 0 | 0 | 0 | 0 | 0 | 0 | 0 | 0 | 0 | 0 | 1 | 0 | 0 | 0 | 0 | 0 | 0 | 0 | 0 | 0 | 0 | 0 | 0 | 0 | 0 | 0 | 0 | 0 | 0 | 0 | 0 | 0 | 0 | 0 | 0 | 0 | 0 | 0 | 0 | 0 | 0 | 0 | 0 | 0 | 0 | 0 | 0 | 0 | 0 | 0 | 0 | 0 | 0 | 0 | 0 | 0 | 0 | 0 | 0 | 0 | 0 | 0 | 0 | 0 | 0 | 0 | 0 | 0 | 0 | 0 | 0 | 0 | 0 | 0 | 0 | 0 | 0 | 0 | 0 | 0 | 0 | 0 | 0 | 0 | 0 | 1 |  | 0 | 0 | 0 | 0 | 0 | 0 | 0 | 0 | 0 | 0 | 0 | 0 | 0 | 0 | 0 | 0 | 0 | 0 | 0 | 0 | 0 | 0 | 0 | 0 | 0 | 0 | 0 | 0 | 0 | 0 | 0 | 0 | 0 | 0 | 0 | 0 | 164.745 | 1376.855 | 2287.85 | Internal San Diego Area constraint | Internal San Diego Area constraint | Internal San Diego Area constraint |  | 0 | 0 | 0 | 0 | 0 | 0 | 164.745 | 1376.855 | 2287.85 | Internal San Diego Area constraint | Internal San Diego Area constraint | Internal San Diego Area constraint |  | 1 | 1 | NO | 1 | 1 | 1 | NO | 1
SCE Metro Study Area | Santiago | 230 | 0 | 0 | 0 | 0 | 0 | 0 | 0 | 0 | 0 | 0 | 0 | 0 | 1 | 0 | 0 | 0 | 0 | 0 | 0 | 0 | 0 | 0 | 0 | 0 | 0 | 0 | 0 | 0 | 0 | 0 | 0 | 0 | 0 | 0 | 0 | 0 | 0 | 0 | 0 | 0 | 0 | 0 | 0 | 0 | 0 | 0 | 0 | 0 | 0 | 0 | 0 | 0 | 0 | 0 | 0 | 0 | 0 | 0 | 0 | 0 | 0 | 0 | 0 | 0 | 0 | 0 | 0 | 0 | 0 | 0 | 0 | 0 | 0 | 0 | 0 | 0 | 0 | 0 | 0 | 0 | 0 | 0 | 0 | 0 | 0 | 0 | 0 | 0 | 0 | 0 | 0 | 0 | 0 | 0 | 0 | 0 | 0 | 0 | 0 | 0 | 0 | 0 | 0 | 0 | 0 | 0 | 0 | 0 |  | 0 | 0 | 0 | 0 | 0 | 0 | 0 | 0 | 0 | 0 | 0 | 0 | 0 | 0 | 0 | 0 | 0 | 0 | 0 | 0 | 0 | 0 | 0 | 0 | 0 | 0 | 0 | 0 | 0 | 0 | 0 | 0 | 0 | 0 | 0 | 0 | 11593.076 | 12657.742 | 15859.82 | SCE Metro Area Default Constraint | SCE Metro Area Default Constraint | SCE Metro Area Default Constraint |  | 0 | 0 | 0 | 0 | 0 | 0 | 11593.076 | 12657.742 | 15859.82 | SCE Metro Area Default Constraint | SCE Metro Area Default Constraint | SCE Metro Area Default Constraint |  | 1 | 1 | NO | 1 | 1 | 1 | NO | 1
PG&E Greater Bay Study Area | Saratoga | 230 | 0 | 0 | 0 | 0 | 0 | 0 | 0 | 0 | 0 | 0 | 0 | 0 | 0 | 0 | 0 | 0 | 0 | 0 | 0 | 0 | 0 | 0 | 0 | 0 | 0 | 0 | 0 | 0 | 0 | 0 | 0 | 0 | 0 | 0 | 0 | 0 | 0 | 0 | 0 | 0 | 0 | 0 | 0 | 0 | 0 | 0 | 0 | 0 | 0 | 0 | 0 | 0 | 0 | 0 | 0 | 0 | 0 | 1 | 0 | 0 | 1 | 0 | 0 | 0 | 1 | 0 | 0 | 0 | 0 | 0 | 0 | 1 | 0 | 0 | 0 | 0 | 0 | 0 | 0 | 0 | 0 | 0 | 0 | 0 | 0 | 0 | 0 | 0 | 0 | 0 | 0 | 0 | 0 | 0 | 0 | 0 | 0 | 0 | 0 | 0 | 0 | 0 | 0 | 0 | 0 | 0 | 0 | 2 |  | 0 | 0 | 0 | 0 | 0 | 0 | 0 | 0 | 0 | 0 | 0 | 0 | 0 | 0 | 0 | 0 | 0 | 0 | 0 | 0 | 0 | 0 | 0 | 0 | 0 | 0 | 0 | 0 | 0 | 0 | 0 | 0 | 0 | 0 | 0 | 0 | 1181.5167 | 2657.4106 | 4979.9584 | Tesla-Bellota 230 kV line | Tesla-Bellota 230 kV line | Sobrante-Moraga 230 kV line |  | 0 | 0 | 0 | 0 | 0 | 0 | 1181.5167 | 2657.4106 | 4979.9584 | Tesla-Bellota 230 kV line | Tesla-Bellota 230 kV line | Sobrante-Moraga 230 kV line |  | 1 | 1 | NO | 1 | 1 | 1 | NO | 1
SCE Northern Area | Saugus | 230 | 0 | 0 | 0 | 0 | 0 | 0 | 0 | 0 | 0 | 0 | 0 | 0 | 0 | 0 | 0 | 0 | 0 | 0 | 0 | 0 | 0 | 0 | 0 | 0 | 0 | 0 | 0 | 0 | 1 | 0 | 0 | 0 | 0 | 0 | 0 | 0 | 0 | 0 | 0 | 0 | 0 | 0 | 0 | 0 | 0 | 0 | 0 | 0 | 0 | 0 | 0 | 0 | 0 | 0 | 0 | 0 | 0 | 0 | 0 | 0 | 0 | 0 | 0 | 0 | 0 | 0 | 0 | 0 | 0 | 0 | 0 | 0 | 0 | 0 | 0 | 0 | 0 | 0 | 0 | 0 | 0 | 0 | 0 | 0 | 0 | 0 | 0 | 0 | 0 | 0 | 0 | 0 | 0 | 0 | 0 | 0 | 0 | 0 | 0 | 0 | 0 | 0 | 0 | 0 | 0 | 0 | 0 | 0 |  | 0 | 0 | 0 | 0 | 0 | 0 | 0 | 0 | 0 | 0 | 0 | 0 | 0 | 0 | 0 | 0 | 0 | 0 | 0 | 0 | 0 | 0 | 0 | 0 | 0 | 0 | 0 | 0 | 0 | 0 | 1 | 0 | 0 | 0 | 0 | 0 | -1497.8218 | 3085.8404 | 6388.056 | Lugo - Victorville area constraint | Lugo - Victorville area constraint | Lugo - Victorville area constraint |  | 0 | 0 | 0 | 0 | 0 | 0 | 5302.1782 | 9885.8404 | 13188.056 | Lugo - Victorville area constraint | Lugo - Victorville area constraint | Lugo - Victorville area constraint |  | 5 | 1 | YES | 2 | 1 | 1 | NO | 1
PG&E Fresno Study Area | Schindler | 115 | 0 | 0 | 0 | 0 | 0 | 0 | 0 | 0 | 0 | 0 | 0 | 0 | 0 | 0 | 0 | 0 | 0 | 0 | 0 | 0 | 0 | 0 | 0 | 0 | 0 | 0 | 0 | 0 | 0 | 0 | 0 | 0 | 0 | 0 | 0 | 0 | 0 | 0 | 0 | 0 | 0 | 0 | 0 | 0 | 0 | 0 | 0 | 0 | 0 | 0 | 0 | 0 | 0 | 0 | 0 | 0 | 0 | 0 | 0 | 0 | 0 | 0 | 0 | 0 | 0 | 0 | 0 | 0 | 0 | 0 | 0 | 0 | 0 | 0 | 0 | 0 | 0 | 0 | 0 | 0 | 0 | 0 | 0 | 0 | 0 | 0 | 0 | 0 | 0 | 0 | 0 | 0 | 0 | 0 | 0 | 0 | 0 | 0 | 0 | 0 | 0 | 0 | 0 | 0 | 0 | 1 | 0 | 0 |  | 0 | 0 | 0 | 0 | 0 | 0 | 0 | 0 | 0 | 0 | 0 | 0 | 0 | 0 | 0 | 0 | 0 | 0 | 0 | 0 | 0 | 0 | 0 | 2 | 0 | 0 | 0 | 0 | 0 | 1 | 0 | 0 | 0 | 0 | 0 | 0 | 126.418 | 420.6683 | 442.8575 | Moss Landing-Las Aguilas 230 kV Line | Moss Landing-Las Aguilas 230 kV Line | Moss Landing-Las Aguilas 230 kV Line |  | 0 | 0 | 0 | 0 | 0 | 0 | 126.418 | 420.6683 | 442.8575 | Moss Landing-Las Aguilas 230 kV Line | Moss Landing-Las Aguilas 230 kV Line | Moss Landing-Las Aguilas 230 kV Line |  | 1 | 1 | NO | 1 | 1 | 1 | NO | 1
PG&E Greater Bay Study Area | Schulte | 115 | 0 | 0 | 0 | 0 | 0 | 0 | 0 | 0 | 0 | 0 | 0 | 0 | 0 | 0 | 0 | 0 | 0 | 0 | 0 | 0 | 0 | 0 | 0 | 0 | 0 | 0 | 0 | 0 | 0 | 0 | 0 | 0 | 0 | 0 | 0 | 0 | 0 | 0 | 0 | 0 | 0 | 0 | 0 | 0 | 0 | 0 | 0 | 0 | 0 | 1 | 1 | 0 | 0 | 0 | 0 | 0 | 0 | 0 | 0 | 0 | 0 | 0 | 1 | 0 | 1 | 0 | 0 | 0 | 1 | 0 | 0 | 0 | 0 | 1 | 0 | 0 | 0 | 0 | 0 | 0 | 0 | 0 | 0 | 0 | 0 | 0 | 0 | 0 | 0 | 0 | 0 | 0 | 0 | 0 | 0 | 0 | 0 | 0 | 0 | 0 | 0 | 0 | 0 | 0 | 0 | 0 | 0 | 0 |  | 0 | 0 | 0 | 0 | 0 | 0 | 0 | 0 | 0 | 0 | 0 | 0 | 0 | 0 | 0 | 0 | 0 | 0 | 0 | 0 | 0 | 0 | 0 | 0 | 0 | 0 | 0 | 0 | 0 | 0 | 0 | 0 | 0 | 0 | 0 | 0 | 0.1925 | 32.3255 | 266.795 | Rocklin-Pleaseant grove 115kV line | Rocklin-Pleaseant grove 115kV line | Rocklin-Pleaseant grove 115kV line |  | 0 | 0 | 0 | 0 | 0 | 0 | 0.1925 | 32.3255 | 266.795 | Rocklin-Pleaseant grove 115kV line | Rocklin-Pleaseant grove 115kV line | Rocklin-Pleaseant grove 115kV line |  | 1 | 1 | NO | 1 | 1 | 1 | NO | 1
PG&E Kern Study Area | Semitropic | 115 | 0 | 0 | 0 | 0 | 0 | 0 | 0 | 0 | 0 | 0 | 0 | 0 | 0 | 0 | 0 | 0 | 0 | 0 | 0 | 0 | 0 | 0 | 0 | 0 | 0 | 0 | 0 | 0 | 0 | 0 | 0 | 0 | 0 | 0 | 0 | 0 | 0 | 0 | 0 | 0 | 0 | 0 | 0 | 0 | 0 | 0 | 0 | 0 | 0 | 0 | 0 | 0 | 0 | 0 | 0 | 0 | 0 | 0 | 0 | 0 | 0 | 0 | 0 | 0 | 0 | 0 | 0 | 0 | 0 | 0 | 0 | 0 | 0 | 0 | 0 | 1 | 1 | 1 | 1 | 0 | 0 | 0 | 1 | 1 | 0 | 0 | 1 | 1 | 0 | 0 | 0 | 0 | 0 | 0 | 0 | 0 | 0 | 0 | 0 | 0 | 0 | 0 | 0 | 0 | 0 | 0 | 0 | 0 |  | 0 | 0 | 0 | 0 | 0 | 0 | 0 | 0 | 0 | 0 | 0 | 0 | 0 | 0 | 0 | 0 | 0 | 0 | 0 | 0 | 0 | 0 | 0 | 4.66 | 0 | 0 | 0 | 0 | 0 | 1 | 2 | 0 | 3 | 0 | 0 | 0 | -1317.795 | -515.533 | 114.9996 | Midway-Q2005 230kV Line | Midway-Q2005 230kV Line | Smyrna -Q1984 115kV line |  | 0 | 0 | 1 | 0 | 0 | 0 | 17.924 | -0.38256 | 114.9996 | Smyrna -Q1984 115kV line | Smyrna -Q1984 115kV line | Smyrna -Q1984 115kV line |  | 5 | 5 | NO | 5 | 1 | 1 | NO | 1
SCE Metro Study Area | Serrano | 500 | 0 | 0 | 0 | 0 | 0 | 0 | 0 | 0 | 0 | 0 | 0 | 0 | 1 | 0 | 0 | 0 | 0 | 0 | 0 | 0 | 0 | 0 | 0 | 0 | 0 | 0 | 0 | 0 | 0 | 0 | 0 | 0 | 0 | 0 | 0 | 0 | 0 | 0 | 0 | 0 | 0 | 0 | 0 | 0 | 0 | 0 | 0 | 0 | 0 | 0 | 0 | 0 | 0 | 0 | 0 | 0 | 0 | 0 | 0 | 0 | 0 | 0 | 0 | 0 | 0 | 0 | 0 | 0 | 0 | 0 | 0 | 0 | 0 | 0 | 0 | 0 | 0 | 0 | 0 | 0 | 0 | 0 | 0 | 0 | 0 | 0 | 0 | 0 | 0 | 0 | 0 | 0 | 0 | 0 | 0 | 0 | 0 | 0 | 0 | 0 | 0 | 0 | 0 | 0 | 0 | 0 | 0 | 0 |  | 0 | 0 | 0 | 0 | 0 | 0 | 0 | 0 | 0 | 0 | 0 | 0 | 0 | 0 | 0 | 0 | 0 | 0 | 0 | 0 | 0 | 0 | 0 | 0 | 0 | 0 | 0 | 0 | 0 | 0 | 0 | 0 | 0 | 0 | 0 | 0 | 11593.076 | 12657.742 | 15859.82 | SCE Metro Area Default Constraint | SCE Metro Area Default Constraint | SCE Metro Area Default Constraint |  | 0 | 0 | 0 | 0 | 0 | 0 | 11593.076 | 12657.742 | 15859.82 | SCE Metro Area Default Constraint | SCE Metro Area Default Constraint | SCE Metro Area Default Constraint |  | 1 | 1 | NO | 1 | 1 | 1 | NO | 1
SCE Metro Study Area | Serrano | 230 | 0 | 0 | 0 | 0 | 0 | 0 | 0 | 0 | 0 | 0 | 0 | 0 | 1 | 0 | 0 | 0 | 0 | 0 | 0 | 0 | 0 | 0 | 0 | 0 | 0 | 0 | 0 | 0 | 0 | 0 | 0 | 0 | 0 | 0 | 0 | 0 | 0 | 0 | 0 | 0 | 0 | 0 | 0 | 0 | 0 | 0 | 0 | 0 | 0 | 0 | 0 | 0 | 0 | 0 | 0 | 0 | 0 | 0 | 0 | 0 | 0 | 0 | 0 | 0 | 0 | 0 | 0 | 0 | 0 | 0 | 0 | 0 | 0 | 0 | 0 | 0 | 0 | 0 | 0 | 0 | 0 | 0 | 0 | 0 | 0 | 0 | 0 | 0 | 0 | 0 | 0 | 0 | 0 | 0 | 0 | 0 | 0 | 0 | 0 | 0 | 0 | 0 | 0 | 0 | 0 | 0 | 0 | 0 |  | 0 | 0 | 0 | 0 | 0 | 0 | 0 | 0 | 0 | 0 | 0 | 0 | 0 | 0 | 0 | 0 | 0 | 0 | 0 | 0 | 0 | 0 | 0 | 0 | 0 | 0 | 0 | 0 | 0 | 0 | 0 | 0 | 0 | 0 | 0 | 0 | 11593.076 | 12657.742 | 15859.82 | SCE Metro Area Default Constraint | SCE Metro Area Default Constraint | SCE Metro Area Default Constraint |  | 0 | 0 | 0 | 0 | 0 | 0 | 11593.076 | 12657.742 | 15859.82 | SCE Metro Area Default Constraint | SCE Metro Area Default Constraint | SCE Metro Area Default Constraint |  | 1 | 1 | NO | 1 | 1 | 1 | NO | 1
SDG&E Study Area | Shadowridge | 138 | 0 | 0 | 0 | 0 | 0 | 0 | 0 | 0 | 0 | 0 | 0 | 0 | 0 | 0 | 0 | 0 | 0 | 0 | 0 | 0 | 0 | 0 | 0 | 0 | 0 | 0 | 0 | 0 | 0 | 0 | 0 | 0 | 1 | 0 | 0 | 0 | 0 | 0 | 0 | 0 | 0 | 0 | 0 | 0 | 0 | 0 | 0 | 0 | 0 | 0 | 0 | 0 | 0 | 0 | 0 | 0 | 0 | 0 | 0 | 0 | 0 | 0 | 0 | 0 | 0 | 0 | 0 | 0 | 0 | 0 | 0 | 0 | 0 | 0 | 0 | 0 | 0 | 0 | 0 | 0 | 0 | 0 | 0 | 0 | 0 | 0 | 0 | 0 | 0 | 0 | 0 | 0 | 0 | 0 | 0 | 0 | 0 | 0 | 0 | 0 | 0 | 0 | 0 | 0 | 0 | 0 | 0 | 1 |  | 0 | 0 | 0 | 0 | 0 | 0 | 0 | 0 | 0 | 0 | 0 | 0 | 0 | 0 | 0 | 0 | 0 | 0 | 0 | 0 | 0 | 0 | 0 | 0 | 0 | 0 | 0 | 0 | 0 | 0 | 0 | 0 | 0 | 0 | 0 | 0 | 164.745 | 1376.855 | 2287.85 | Internal San Diego Area constraint | Internal San Diego Area constraint | Internal San Diego Area constraint |  | 0 | 0 | 0 | 0 | 0 | 0 | 164.745 | 1376.855 | 2287.85 | Internal San Diego Area constraint | Internal San Diego Area constraint | Internal San Diego Area constraint |  | 1 | 1 | NO | 1 | 1 | 1 | NO | 1
PG&E Kern Study Area | Shafter | 115 | 0 | 0 | 0 | 0 | 0 | 0 | 0 | 0 | 0 | 0 | 0 | 0 | 0 | 0 | 0 | 0 | 0 | 0 | 0 | 0 | 0 | 0 | 0 | 0 | 0 | 0 | 0 | 0 | 0 | 0 | 0 | 0 | 0 | 0 | 0 | 0 | 0 | 0 | 0 | 0 | 0 | 0 | 0 | 0 | 0 | 0 | 0 | 0 | 0 | 0 | 0 | 0 | 0 | 0 | 0 | 0 | 0 | 0 | 0 | 0 | 0 | 0 | 0 | 0 | 0 | 0 | 0 | 0 | 0 | 0 | 0 | 0 | 0 | 0 | 0 | 1 | 1 | 0 | 0 | 0 | 0 | 0 | 1 | 0 | 0 | 1 | 1 | 0 | 0 | 0 | 0 | 0 | 0 | 0 | 0 | 0 | 0 | 0 | 0 | 0 | 0 | 0 | 0 | 0 | 0 | 0 | 0 | 0 |  | 0 | 0 | 0 | 0 | 0 | 0 | 0 | 0 | 0 | 0 | 0 | 0 | 0 | 0 | 0 | 0 | 0 | 0 | 0 | 0 | 0 | 0 | 0 | 2.25 | 0 | 0 | 0 | 0 | 0 | 1 | 2 | 0 | 2 | 0 | 0 | 0 | -1317.795 | -515.533 | 265.1558 | Midway-Q2005 230kV Line | Midway-Q2005 230kV Line | Oceano-Calendar 115kV line |  | 0 | 0 | 0 | 0 | 0 | 0 | 49.732 | 552.8841 | 495.1558 | Gates 500/230kV TB #12 | Gates 500/230kV TB #12 | Oceano-Calendar 115kV line |  | 5 | 1 | YES | 2 | 1 | 1 | NO | 1
PG&E North of Greater Bay Study Area | Shiloh II | 230 | 0 | 0 | 0 | 0 | 0 | 0 | 0 | 0 | 0 | 0 | 0 | 0 | 0 | 0 | 0 | 0 | 0 | 0 | 0 | 0 | 0 | 0 | 0 | 0 | 0 | 0 | 0 | 0 | 0 | 0 | 0 | 0 | 0 | 0 | 0 | 0 | 0 | 0 | 0 | 0 | 0 | 0 | 0 | 0 | 1 | 0 | 0 | 0 | 0 | 0 | 0 | 0 | 0 | 0 | 0 | 0 | 0 | 0 | 1 | 1 | 1 | 0 | 0 | 1 | 1 | 0 | 0 | 0 | 0 | 0 | 0 | 0 | 0 | 1 | 1 | 0 | 0 | 0 | 0 | 0 | 0 | 0 | 0 | 0 | 0 | 0 | 0 | 0 | 0 | 0 | 0 | 0 | 0 | 0 | 0 | 0 | 0 | 0 | 0 | 0 | 0 | 0 | 0 | 0 | 0 | 0 | 0 | 0 |  | 0 | 0 | 0 | 0 | 0 | 0 | 0 | 0 | 0 | 0 | 0 | 0 | 0 | 0 | 0 | 0 | 0 | 0 | 0 | 0 | 0 | 0 | 0 | 0 | 0 | 0 | 0 | 0 | 0 | 0 | 3 | 0 | 0 | 0 | 0 | 0 | -719.4865 | 284.1443 | 914.2905 | Vaca Dixon-Tesla 500kV Line | Birds Landing-Contra Costa 230kV Line | Birds Landing-Contra Costa 230kV Line |  | 0 | 0 | 0 | 0 | 0 | 0 | 196.5473 | 685.0163 | 914.2905 | Contra Costa- Windmaster 230 kV line | Contra Costa- Windmaster 230 kV line | Birds Landing-Contra Costa 230kV Line |  | 5 | 1 | YES | 2 | 1 | 1 | NO | 1
PG&E North of Greater Bay Study Area | Silverado | 115 | 0 | 0 | 0 | 0 | 0 | 0 | 0 | 0 | 0 | 0 | 0 | 0 | 0 | 0 | 0 | 0 | 0 | 0 | 0 | 0 | 0 | 0 | 0 | 0 | 0 | 0 | 0 | 0 | 0 | 0 | 0 | 0 | 0 | 0 | 0 | 0 | 0 | 0 | 0 | 0 | 0 | 0 | 0 | 0 | 0 | 0 | 1 | 0 | 0 | 0 | 0 | 0 | 0 | 0 | 0 | 0 | 0 | 0 | 0 | 0 | 0 | 0 | 0 | 0 | 0 | 0 | 0 | 0 | 0 | 0 | 0 | 0 | 0 | 0 | 0 | 0 | 0 | 0 | 0 | 0 | 0 | 0 | 0 | 0 | 0 | 0 | 0 | 0 | 0 | 0 | 0 | 0 | 0 | 0 | 0 | 0 | 0 | 0 | 0 | 0 | 0 | 0 | 0 | 0 | 0 | 0 | 0 | 0 |  | 0 | 0 | 0 | 0 | 0 | 0 | 0 | 0 | 0 | 0 | 0 | 0 | 0 | 0 | 0 | 0 | 0 | 0 | 0 | 0 | 0 | 0 | 0 | 0 | 0 | 0 | 0 | 0 | 0 | 0 | 0 | 0 | 0 | 0 | 0 | 0 | 1365.544 | 1434.4902 | 1448.3072 | Cortina-Eagle Rock 115 kV line | Cortina-Eagle Rock 115 kV line | Cortina-Eagle Rock 115 kV line |  | 0 | 0 | 0 | 0 | 0 | 0 | 1365.544 | 1434.4902 | 1448.3072 | Cortina-Eagle Rock 115 kV line | Cortina-Eagle Rock 115 kV line | Cortina-Eagle Rock 115 kV line |  | 1 | 1 | NO | 1 | 1 | 1 | NO | 1
SDG&E Study Area | Silvergate | 230 | 0 | 0 | 0 | 0 | 0 | 0 | 0 | 0 | 0 | 0 | 0 | 0 | 0 | 0 | 0 | 0 | 0 | 0 | 0 | 0 | 0 | 0 | 0 | 0 | 0 | 0 | 0 | 0 | 0 | 0 | 0 | 0 | 1 | 0 | 1 | 0 | 1 | 0 | 0 | 0 | 1 | 0 | 0 | 0 | 0 | 0 | 0 | 0 | 0 | 0 | 0 | 0 | 0 | 0 | 0 | 0 | 0 | 0 | 0 | 0 | 0 | 0 | 0 | 0 | 0 | 0 | 0 | 0 | 0 | 0 | 0 | 0 | 0 | 0 | 0 | 0 | 0 | 0 | 0 | 0 | 0 | 0 | 0 | 0 | 0 | 0 | 0 | 0 | 0 | 0 | 0 | 0 | 0 | 0 | 0 | 0 | 0 | 0 | 0 | 0 | 0 | 0 | 0 | 0 | 0 | 0 | 0 | 3 |  | 0 | 0 | 0 | 0 | 0 | 0 | 0 | 0 | 0 | 0 | 0 | 100 | 0 | 0 | 1 | 0 | 0 | 0 | 0 | 0 | 0 | 0 | 0 | 0 | 0 | 0 | 100 | 0 | 0 | 1 | 1 | 0 | 0 | 0 | 0 | 0 | -197.105 | 481.33 | 1435.5 | Silvergate-Old Town 230 kV constraint | Silvergate-Old Town 230 kV constraint | Silvergate-Old Town 230 kV constraint |  | 0 | 0 | 0 | 0 | 0 | 0 | 59.595 | 1259.03 | 1435.5 | Encina - San Luis Rey 230 kV constraint | Encina - San Luis Rey 230 kV constraint | Silvergate-Old Town 230 kV constraint |  | 5 | 1 | YES | 2 | 1 | 1 | NO | 1
PG&E Kern Study Area | Sisquoc | 115 | 0 | 0 | 0 | 0 | 0 | 0 | 0 | 0 | 0 | 0 | 0 | 0 | 0 | 0 | 0 | 0 | 0 | 0 | 0 | 0 | 0 | 0 | 0 | 0 | 0 | 0 | 0 | 0 | 0 | 0 | 0 | 0 | 0 | 0 | 0 | 0 | 0 | 0 | 0 | 0 | 0 | 0 | 0 | 0 | 0 | 0 | 0 | 0 | 0 | 0 | 0 | 0 | 0 | 0 | 0 | 0 | 0 | 0 | 0 | 0 | 0 | 0 | 0 | 0 | 0 | 0 | 0 | 0 | 0 | 0 | 0 | 0 | 0 | 0 | 0 | 0 | 0 | 0 | 0 | 0 | 0 | 0 | 1 | 0 | 0 | 0 | 0 | 0 | 0 | 0 | 0 | 0 | 0 | 0 | 0 | 0 | 0 | 0 | 0 | 0 | 0 | 0 | 0 | 0 | 0 | 0 | 0 | 0 |  | 0 | 0 | 0 | 0 | 0 | 0 | 0 | 0 | 0 | 0 | 0 | 0 | 0 | 0 | 0 | 0 | 0 | 0 | 0 | 0 | 0 | 0 | 0 | 0 | 0 | 0 | 0 | 0 | 0 | 0 | 0 | 0 | 0 | 0 | 0 | 0 | 1069.043 | 1130.2584 | 1065.6609 | Midway 230/115kV TB #3 | Midway 230/115kV TB #3 | Midway 230/115kV TB #3 |  | 0 | 0 | 0 | 0 | 0 | 0 | 1069.043 | 1130.2584 | 1065.6609 | Midway 230/115kV TB #3 | Midway 230/115kV TB #3 | Midway 230/115kV TB #3 |  | 1 | 1 | NO | 1 | 1 | 1 | NO | 1
East of Pisgah Study Area | Sloan Canyon | 230 | 0 | 0 | 0 | 0 | 0 | 0 | 0 | 0 | 0 | 0 | 0 | 0 | 0 | 0 | 0 | 0 | 0 | 0 | 0 | 1 | 0 | 1 | 0 | 0 | 0 | 0 | 0 | 1 | 1 | 0 | 0 | 0 | 0 | 0 | 0 | 0 | 0 | 0 | 0 | 0 | 0 | 0 | 0 | 0 | 0 | 0 | 0 | 0 | 0 | 0 | 0 | 0 | 0 | 0 | 0 | 0 | 0 | 0 | 0 | 0 | 0 | 0 | 0 | 0 | 0 | 0 | 0 | 0 | 0 | 0 | 0 | 0 | 0 | 0 | 0 | 0 | 0 | 0 | 0 | 0 | 0 | 0 | 0 | 0 | 0 | 0 | 0 | 0 | 0 | 0 | 0 | 0 | 0 | 0 | 0 | 0 | 0 | 0 | 0 | 0 | 0 | 0 | 0 | 0 | 0 | 0 | 0 | 3 |  | 0 | 0 | 0 | 0 | 0 | 0 | 0 | 0 | 0 | 0 | 0 | 0 | 0 | 0 | 0 | 0 | 0 | 410 | 0 | 0 | 0 | 0 | 0 | 0 | 0 | 0 | 0 | 0 | 0 | 1 | 1 | 1 | 0 | 0 | 0 | 0 | -1497.8218 | 558.32 | 1927.6 | Lugo - Victorville area constraint | GLW 230kV area constraint | GLW 230kV area constraint |  | 0 | 1 | 0 | 0 | 0 | 0 | -1466.348 | 558.32 | 1927.6 | Devers-Red Bluff Constraint | GLW 230kV area constraint | GLW 230kV area constraint |  | 5 | 4 | YES | 4 | 1 | 1 | NO | 1
PG&E Kern Study Area | Smyrna | 115 | 0 | 0 | 0 | 0 | 0 | 0 | 0 | 0 | 0 | 0 | 0 | 0 | 0 | 0 | 0 | 0 | 0 | 0 | 0 | 0 | 0 | 0 | 0 | 0 | 0 | 0 | 0 | 0 | 0 | 0 | 0 | 0 | 0 | 0 | 0 | 0 | 0 | 0 | 0 | 0 | 0 | 0 | 0 | 0 | 0 | 0 | 0 | 0 | 0 | 0 | 0 | 0 | 0 | 0 | 0 | 0 | 0 | 0 | 0 | 0 | 0 | 0 | 0 | 0 | 0 | 0 | 0 | 0 | 0 | 0 | 0 | 0 | 0 | 0 | 0 | 1 | 1 | 1 | 1 | 0 | 0 | 0 | 1 | 1 | 0 | 1 | 1 | 0 | 0 | 0 | 0 | 0 | 0 | 0 | 0 | 0 | 0 | 0 | 0 | 0 | 0 | 0 | 0 | 0 | 0 | 0 | 0 | 0 |  | 0 | 0 | 0 | 0 | 0 | 0 | 0 | 0 | 0 | 0 | 0 | 0 | 0 | 0 | 0 | 0 | 0 | 0 | 0 | 0 | 0 | 0 | 0 | 6.1 | 0 | 0 | 0 | 0 | 0 | 1 | 2 | 0 | 3 | 0 | 0 | 0 | -1317.795 | -515.533 | 114.9996 | Midway-Q2005 230kV Line | Midway-Q2005 230kV Line | Smyrna -Q1984 115kV line |  | 0 | 0 | 1 | 0 | 0 | 0 | 17.924 | -0.38256 | 114.9996 | Smyrna -Q1984 115kV line | Smyrna -Q1984 115kV line | Smyrna -Q1984 115kV line |  | 5 | 5 | NO | 5 | 1 | 1 | NO | 1
PG&E Greater Bay Study Area | Sobrante | 115 | 0 | 0 | 0 | 0 | 0 | 0 | 0 | 0 | 0 | 0 | 0 | 0 | 0 | 0 | 0 | 0 | 0 | 0 | 0 | 0 | 0 | 0 | 0 | 0 | 0 | 0 | 0 | 0 | 0 | 0 | 0 | 0 | 0 | 0 | 0 | 0 | 0 | 0 | 0 | 0 | 0 | 0 | 0 | 1 | 1 | 0 | 0 | 0 | 0 | 0 | 0 | 0 | 0 | 0 | 1 | 1 | 0 | 1 | 1 | 1 | 1 | 0 | 0 | 1 | 1 | 0 | 1 | 0 | 0 | 0 | 0 | 0 | 0 | 1 | 0 | 0 | 0 | 0 | 0 | 0 | 0 | 0 | 0 | 0 | 0 | 0 | 0 | 0 | 0 | 0 | 0 | 0 | 0 | 0 | 0 | 0 | 0 | 0 | 0 | 0 | 0 | 0 | 0 | 0 | 0 | 0 | 0 | 3 |  | 0 | 0 | 0 | 0 | 0 | 0 | 0 | 0 | 0 | 0 | 0 | 0 | 0 | 0 | 0 | 0 | 0 | 0 | 0 | 0 | 0 | 0 | 0 | 5 | 0 | 0 | 0 | 0 | 0 | 1 | 2 | 0 | 0 | 0 | 0 | 0 | -719.4865 | 324.7033 | 942.0393 | Vaca Dixon-Tesla 500kV Line | Windmaster-Delta pumps 230 kV line | Windmaster-Delta pumps 230 kV line |  | 0 | 0 | 0 | 0 | 0 | 0 | 196.5473 | 685.0163 | 942.0393 | Contra Costa- Windmaster 230 kV line | Contra Costa- Windmaster 230 kV line | Windmaster-Delta pumps 230 kV line |  | 5 | 1 | YES | 2 | 1 | 1 | NO | 1
PG&E Kern Study Area | Solar SS | 230 | 0 | 0 | 0 | 0 | 0 | 0 | 0 | 0 | 0 | 0 | 0 | 0 | 0 | 0 | 0 | 0 | 0 | 0 | 0 | 0 | 0 | 0 | 0 | 0 | 0 | 0 | 0 | 0 | 0 | 0 | 0 | 0 | 0 | 0 | 0 | 0 | 0 | 0 | 0 | 0 | 0 | 0 | 0 | 0 | 0 | 0 | 0 | 0 | 0 | 0 | 0 | 0 | 0 | 0 | 0 | 0 | 0 | 0 | 0 | 0 | 0 | 0 | 0 | 0 | 0 | 0 | 0 | 0 | 0 | 0 | 0 | 0 | 0 | 0 | 0 | 1 | 1 | 0 | 0 | 0 | 0 | 0 | 0 | 0 | 0 | 1 | 1 | 0 | 0 | 0 | 0 | 0 | 0 | 0 | 0 | 0 | 0 | 0 | 0 | 0 | 0 | 0 | 0 | 0 | 1 | 0 | 0 | 0 |  | 0 | 0 | 0 | 0 | 0 | 0 | 0 | 0 | 0 | 0 | 0 | 0 | 0 | 0 | 0 | 0 | 0 | 0 | 0 | 0 | 0 | 0 | 0 | 0 | 0 | 0 | 0 | 0 | 0 | 0 | 2 | 0 | 2 | 0 | 0 | 0 | -1317.795 | -515.533 | 265.1558 | Midway-Q2005 230kV Line | Midway-Q2005 230kV Line | Oceano-Calendar 115kV line |  | 0 | 0 | 0 | 0 | 0 | 0 | 49.732 | 552.8841 | 495.1558 | Gates 500/230kV TB #12 | Gates 500/230kV TB #12 | Oceano-Calendar 115kV line |  | 5 | 1 | YES | 2 | 1 | 1 | NO | 1
SCE Northern Area | Springville | 230 | 1 | 0 | 1 | 0 | 0 | 1 | 1 | 1 | 0 | 0 | 0 | 0 | 0 | 0 | 0 | 0 | 0 | 0 | 0 | 0 | 0 | 0 | 0 | 0 | 0 | 0 | 0 | 0 | 1 | 0 | 0 | 0 | 0 | 0 | 0 | 0 | 0 | 0 | 0 | 0 | 0 | 0 | 0 | 0 | 0 | 0 | 0 | 0 | 0 | 0 | 0 | 0 | 0 | 0 | 0 | 0 | 0 | 0 | 0 | 0 | 0 | 0 | 0 | 0 | 0 | 0 | 0 | 0 | 0 | 0 | 0 | 0 | 0 | 0 | 0 | 0 | 0 | 0 | 0 | 0 | 0 | 0 | 0 | 0 | 0 | 0 | 0 | 0 | 0 | 0 | 0 | 0 | 0 | 0 | 0 | 0 | 0 | 0 | 0 | 0 | 0 | 0 | 0 | 0 | 0 | 0 | 0 | 0 |  | 0 | 0 | 0 | 0 | 0 | 0 | 0 | 0 | 11 | 0 | 0 | 0 | 0 | 0 | 1 | 0 | 0 | 0 | 0 | 0 | 0 | 0 | 0 | 0 | 0 | 0 | 225 | 0 | 0 | 1 | 3 | 0 | 2 | 0 | 0 | 0 | -1497.8218 | -34.6371 | 1493.759 | Lugo - Victorville area constraint | South of Magunden Constraint | South of Magunden Constraint |  | 2 | 0 | 2 | 0 | 0 | 0 | -596.4338 | -34.6371 | 1493.759 | South of Magunden Constraint | South of Magunden Constraint | South of Magunden Constraint |  | 5 | 5 | NO | 5 | 1 | 1 | NO | 1
PG&E Greater Bay Study Area | Stagg | 230 | 0 | 0 | 0 | 0 | 0 | 0 | 0 | 0 | 0 | 0 | 0 | 0 | 0 | 0 | 0 | 0 | 0 | 0 | 0 | 0 | 0 | 0 | 0 | 0 | 0 | 0 | 0 | 0 | 0 | 0 | 0 | 0 | 0 | 0 | 0 | 0 | 0 | 0 | 0 | 0 | 0 | 0 | 0 | 0 | 1 | 0 | 0 | 0 | 0 | 0 | 1 | 0 | 0 | 0 | 0 | 0 | 0 | 0 | 0 | 0 | 0 | 0 | 0 | 0 | 1 | 1 | 0 | 0 | 0 | 0 | 0 | 0 | 0 | 1 | 0 | 0 | 0 | 0 | 0 | 0 | 0 | 0 | 0 | 0 | 0 | 0 | 0 | 0 | 0 | 0 | 0 | 1 | 0 | 0 | 0 | 0 | 0 | 0 | 0 | 0 | 0 | 0 | 0 | 0 | 0 | 0 | 0 | 1 |  | 0 | 0 | 0 | 0 | 0 | 0 | 0 | 0 | 0 | 0 | 0 | 0 | 0 | 0 | 0 | 0 | 0 | 0 | 0 | 0 | 0 | 0 | 0 | 0 | 0 | 0 | 0 | 0 | 0 | 0 | 1 | 0 | 0 | 0 | 0 | 0 | -719.4865 | 324.7487 | 1527.7575 | Vaca Dixon-Tesla 500kV Line | Vaca Dixon-Tesla 500kV Line | Los Banos 500/230kV TB |  | 0 | 0 | 0 | 0 | 0 | 0 | 761.1265 | 1280.0405 | 1527.7575 | Bellota-Weber 230kV line | Bellota-Weber 230kV line | Los Banos 500/230kV TB |  | 5 | 1 | YES | 2 | 1 | 1 | NO | 1
PG&E Greater Bay Study Area | Std Oil | 115 | 0 | 0 | 0 | 0 | 0 | 0 | 0 | 0 | 0 | 0 | 0 | 0 | 0 | 0 | 0 | 0 | 0 | 0 | 0 | 0 | 0 | 0 | 0 | 0 | 0 | 0 | 0 | 0 | 0 | 0 | 0 | 0 | 0 | 0 | 0 | 0 | 0 | 0 | 0 | 0 | 0 | 0 | 0 | 1 | 1 | 0 | 0 | 0 | 0 | 0 | 0 | 0 | 0 | 0 | 1 | 1 | 0 | 1 | 1 | 1 | 1 | 0 | 0 | 1 | 1 | 0 | 1 | 0 | 0 | 0 | 0 | 0 | 0 | 1 | 0 | 0 | 0 | 0 | 0 | 0 | 0 | 0 | 0 | 0 | 0 | 0 | 0 | 0 | 0 | 0 | 0 | 0 | 0 | 0 | 0 | 0 | 0 | 0 | 0 | 0 | 0 | 0 | 0 | 0 | 0 | 0 | 0 | 3 |  | 0 | 0 | 0 | 0 | 0 | 0 | 0 | 0 | 0 | 0 | 0 | 0 | 0 | 0 | 0 | 0 | 0 | 0 | 0 | 0 | 0 | 0 | 0 | 0 | 0 | 0 | 0 | 0 | 0 | 0 | 2 | 0 | 0 | 0 | 0 | 0 | -719.4865 | 324.7033 | 942.0393 | Vaca Dixon-Tesla 500kV Line | Windmaster-Delta pumps 230 kV line | Windmaster-Delta pumps 230 kV line |  | 0 | 0 | 0 | 0 | 0 | 0 | 196.5473 | 685.0163 | 942.0393 | Contra Costa- Windmaster 230 kV line | Contra Costa- Windmaster 230 kV line | Windmaster-Delta pumps 230 kV line |  | 5 | 1 | YES | 2 | 1 | 1 | NO | 1
PG&E Kern Study Area | Stockdale | 230 | 0 | 0 | 0 | 0 | 0 | 0 | 0 | 0 | 0 | 0 | 0 | 0 | 0 | 0 | 0 | 0 | 0 | 0 | 0 | 0 | 0 | 0 | 0 | 0 | 0 | 0 | 0 | 0 | 0 | 0 | 0 | 0 | 0 | 0 | 0 | 0 | 0 | 0 | 0 | 0 | 0 | 0 | 0 | 0 | 0 | 0 | 0 | 0 | 0 | 0 | 0 | 0 | 0 | 0 | 0 | 0 | 0 | 0 | 0 | 0 | 0 | 0 | 0 | 0 | 0 | 0 | 0 | 0 | 0 | 0 | 0 | 0 | 0 | 0 | 0 | 1 | 1 | 0 | 0 | 0 | 0 | 0 | 0 | 0 | 0 | 1 | 1 | 0 | 0 | 0 | 0 | 0 | 0 | 0 | 0 | 0 | 0 | 0 | 0 | 0 | 0 | 0 | 0 | 0 | 1 | 0 | 0 | 0 |  | 0 | 0 | 0 | 0 | 0 | 0 | 0 | 0 | 0 | 0 | 0 | 0 | 0 | 0 | 0 | 0 | 0 | 0 | 0 | 0 | 0 | 0 | 0 | 0 | 0 | 0 | 0 | 0 | 0 | 0 | 2 | 0 | 2 | 0 | 0 | 0 | -1317.795 | -515.533 | 265.1558 | Midway-Q2005 230kV Line | Midway-Q2005 230kV Line | Oceano-Calendar 115kV line |  | 0 | 0 | 0 | 0 | 0 | 0 | 49.732 | 552.8841 | 495.1558 | Gates 500/230kV TB #12 | Gates 500/230kV TB #12 | Oceano-Calendar 115kV line |  | 5 | 1 | YES | 2 | 1 | 1 | NO | 1
PG&E Kern Study Area | Stockdale | 115 | 0 | 0 | 0 | 0 | 0 | 0 | 0 | 0 | 0 | 0 | 0 | 0 | 0 | 0 | 0 | 0 | 0 | 0 | 0 | 0 | 0 | 0 | 0 | 0 | 0 | 0 | 0 | 0 | 0 | 0 | 0 | 0 | 0 | 0 | 0 | 0 | 0 | 0 | 0 | 0 | 0 | 0 | 0 | 0 | 0 | 0 | 0 | 0 | 0 | 0 | 0 | 0 | 0 | 0 | 0 | 0 | 0 | 0 | 0 | 0 | 0 | 0 | 0 | 0 | 0 | 0 | 0 | 0 | 0 | 0 | 0 | 0 | 0 | 0 | 0 | 0 | 0 | 0 | 0 | 0 | 0 | 1 | 0 | 0 | 0 | 0 | 0 | 0 | 0 | 0 | 0 | 0 | 0 | 0 | 0 | 0 | 0 | 0 | 0 | 0 | 0 | 0 | 0 | 0 | 0 | 0 | 0 | 0 |  | 0 | 0 | 0 | 0 | 0 | 0 | 0 | 0 | 0 | 0 | 0 | 0 | 0 | 0 | 0 | 0 | 0 | 0 | 0 | 0 | 0 | 0 | 0 | 1.7 | 0 | 0 | 0 | 0 | 0 | 1 | 0 | 0 | 0 | 0 | 0 | 0 | 103.27 | 99.9412 | 171.033 | Kern-Tevis-Stockdale-Lamont 115kV line | Kern-Tevis-Stockdale-Lamont 115kV line | Kern-Tevis-Stockdale-Lamont 115kV line |  | 0 | 0 | 0 | 0 | 0 | 0 | 103.27 | 99.9412 | 171.033 | Kern-Tevis-Stockdale-Lamont 115kV line | Kern-Tevis-Stockdale-Lamont 115kV line | Kern-Tevis-Stockdale-Lamont 115kV line |  | 1 | 1 | NO | 1 | 1 | 1 | NO | 1
PG&E Fresno Study Area | Storey | 230 | 0 | 0 | 0 | 0 | 0 | 0 | 0 | 0 | 0 | 0 | 0 | 0 | 0 | 0 | 0 | 0 | 0 | 0 | 0 | 0 | 0 | 0 | 0 | 0 | 0 | 0 | 0 | 0 | 0 | 0 | 0 | 0 | 0 | 0 | 0 | 0 | 0 | 0 | 0 | 0 | 0 | 0 | 0 | 0 | 0 | 0 | 0 | 0 | 0 | 0 | 1 | 0 | 0 | 0 | 0 | 0 | 0 | 0 | 0 | 0 | 0 | 0 | 0 | 0 | 0 | 0 | 0 | 0 | 0 | 0 | 0 | 0 | 0 | 0 | 0 | 0 | 1 | 0 | 0 | 0 | 0 | 0 | 0 | 0 | 0 | 1 | 1 | 0 | 1 | 1 | 1 | 1 | 1 | 1 | 1 | 1 | 0 | 1 | 1 | 0 | 0 | 1 | 0 | 0 | 0 | 0 | 0 | 4 |  | 0 | 0 | 0 | 0 | 0 | 0 | 0 | 0 | 0 | 0 | 0 | 0 | 0 | 0 | 0 | 0 | 0 | 0 | 0 | 0 | 0 | 0 | 0 | 0 | 0 | 0 | 0 | 0 | 0 | 0 | 3 | 0 | 3 | 0 | 0 | 0 | -1317.795 | -515.533 | 231.4102 | Midway-Q2005 230kV Line | Midway-Q2005 230kV Line | Panoche- Mendota 115 kV line |  | 0 | 0 | 0 | 0 | 0 | 0 | 49.732 | 552.8841 | 231.4102 | Gates 500/230kV TB #12 | Gates 500/230kV TB #12 | Panoche- Mendota 115 kV line |  | 5 | 1 | YES | 2 | 1 | 1 | NO | 1
PG&E North of Greater Bay Study Area | Summit | 115 | 0 | 0 | 0 | 0 | 0 | 0 | 0 | 0 | 0 | 0 | 0 | 0 | 0 | 0 | 0 | 0 | 0 | 0 | 0 | 0 | 0 | 0 | 0 | 0 | 0 | 0 | 0 | 0 | 0 | 0 | 0 | 0 | 0 | 0 | 0 | 0 | 0 | 0 | 0 | 0 | 0 | 0 | 0 | 0 | 0 | 0 | 0 | 1 | 0 | 0 | 0 | 0 | 0 | 0 | 0 | 0 | 0 | 0 | 0 | 0 | 0 | 0 | 0 | 0 | 0 | 0 | 0 | 0 | 0 | 0 | 0 | 0 | 0 | 0 | 0 | 0 | 0 | 0 | 0 | 0 | 0 | 0 | 0 | 0 | 0 | 0 | 0 | 0 | 0 | 0 | 0 | 0 | 0 | 0 | 0 | 0 | 0 | 0 | 0 | 0 | 0 | 0 | 0 | 0 | 0 | 0 | 0 | 0 |  | 40 | 0 | 0 | 0 | 0 | 0 | 0 | 0 | 0 | 0 | 0 | 0 | 0 | 0 | 1 | 0 | 0 | 0 | 0 | 0 | 0 | 0 | 0 | 0 | 0 | 0 | 0 | 0 | 0 | 0 | 0 | 0 | 0 | 0 | 0 | 0 | 563.475 | 561.537 | 587.11 | Bell-Placer 115kV Line | Bell-Placer 115kV Line | Bell-Placer 115kV Line |  | 0 | 0 | 0 | 0 | 0 | 0 | 563.475 | 561.537 | 587.11 | Bell-Placer 115kV Line | Bell-Placer 115kV Line | Bell-Placer 115kV Line |  | 1 | 1 | NO | 1 | 1 | 1 | NO | 1
SDG&E Study Area | Suncrest | 500 | 0 | 0 | 0 | 0 | 0 | 0 | 0 | 0 | 0 | 0 | 0 | 0 | 0 | 0 | 0 | 0 | 0 | 0 | 0 | 1 | 0 | 1 | 0 | 0 | 0 | 0 | 0 | 0 | 1 | 0 | 1 | 0 | 0 | 0 | 1 | 0 | 1 | 0 | 0 | 0 | 0 | 0 | 0 | 0 | 0 | 0 | 0 | 0 | 0 | 0 | 0 | 0 | 0 | 0 | 0 | 0 | 0 | 0 | 0 | 0 | 0 | 0 | 0 | 0 | 0 | 0 | 0 | 0 | 0 | 0 | 0 | 0 | 0 | 0 | 0 | 0 | 0 | 0 | 0 | 0 | 0 | 0 | 0 | 0 | 0 | 0 | 0 | 0 | 0 | 0 | 0 | 0 | 0 | 0 | 0 | 0 | 0 | 0 | 0 | 0 | 0 | 0 | 0 | 0 | 0 | 0 | 0 | 4 |  | 0 | 0 | 0 | 0 | 0 | 0 | 0 | 0 | 0 | 0 | 0 | 0 | 0 | 0 | 0 | 0 | 0 | 0 | 0 | 0 | 0 | 0 | 0 | 0 | 0 | 0 | 0 | 0 | 0 | 0 | 2 | 1 | 0 | 0 | 0 | 0 | -1497.8218 | 55.3023 | 1309.0564 | Lugo - Victorville area constraint | Chicarita 138 kV constraint | Chicarita 138 kV constraint |  | 0 | 1 | 0 | 0 | 0 | 0 | -1466.348 | 755.3023 | 1309.0564 | Devers-Red Bluff Constraint | Chicarita 138 kV constraint | Chicarita 138 kV constraint |  | 5 | 4 | YES | 4 | 1 | 1 | NO | 1
SDG&E Study Area | Suncrest | 230 | 0 | 0 | 0 | 0 | 0 | 0 | 0 | 0 | 0 | 0 | 0 | 0 | 0 | 0 | 0 | 0 | 0 | 0 | 0 | 1 | 0 | 0 | 0 | 0 | 0 | 0 | 0 | 0 | 0 | 0 | 1 | 0 | 0 | 0 | 1 | 0 | 1 | 0 | 0 | 0 | 0 | 0 | 0 | 0 | 0 | 0 | 0 | 0 | 0 | 0 | 0 | 0 | 0 | 0 | 0 | 0 | 0 | 0 | 0 | 0 | 0 | 0 | 0 | 0 | 0 | 0 | 0 | 0 | 0 | 0 | 0 | 0 | 0 | 0 | 0 | 0 | 0 | 0 | 0 | 0 | 0 | 0 | 0 | 0 | 0 | 0 | 0 | 0 | 0 | 0 | 0 | 0 | 0 | 0 | 0 | 0 | 0 | 0 | 0 | 0 | 0 | 0 | 0 | 0 | 0 | 0 | 0 | 3 |  | 0 | 0 | 0 | 0 | 0 | 0 | 0 | 0 | 0 | 0 | 0 | 0 | 0 | 0 | 0 | 0 | 0 | 0 | 0 | 0 | 0 | 0 | 0 | 0 | 0 | 0 | 0 | 0 | 0 | 0 | 1 | 0 | 0 | 0 | 0 | 0 | -448.9952 | 55.3023 | 1309.0564 | Chicarita 138 kV constraint | Chicarita 138 kV constraint | Chicarita 138 kV constraint |  | 0 | 0 | 0 | 0 | 0 | 0 | 59.595 | 755.3023 | 1309.0564 | Encina - San Luis Rey 230 kV constraint | Chicarita 138 kV constraint | Chicarita 138 kV constraint |  | 5 | 1 | YES | 2 | 1 | 1 | NO | 1
SDG&E Study Area | New Sub - Suncrest - Ocotillo (Proposed) | 500 | 0 | 0 | 0 | 0 | 0 | 0 | 0 | 0 | 0 | 0 | 0 | 0 | 0 | 0 | 0 | 0 | 0 | 0 | 0 | 1 | 0 | 1 | 0 | 0 | 0 | 1 | 0 | 0 | 1 | 0 | 0 | 0 | 0 | 0 | 1 | 1 | 1 | 0 | 0 | 1 | 0 | 0 | 0 | 0 | 0 | 0 | 0 | 0 | 0 | 0 | 0 | 0 | 0 | 0 | 0 | 0 | 0 | 0 | 0 | 0 | 0 | 0 | 0 | 0 | 0 | 0 | 0 | 0 | 0 | 0 | 0 | 0 | 0 | 0 | 0 | 0 | 0 | 0 | 0 | 0 | 0 | 0 | 0 | 0 | 0 | 0 | 0 | 0 | 0 | 0 | 0 | 0 | 0 | 0 | 0 | 0 | 0 | 0 | 0 | 0 | 0 | 0 | 0 | 0 | 0 | 0 | 0 | 6 |  | 0 | 0 | 0 | 0 | 0 | 0 | 0 | 0 | 0 | 0 | 0 | 0 | 0 | 0 | 0 | 0 | 0 | 400 | 100 | 0 | 0 | 0 | 0 | 0 | 0 | 0 | 0 | 0 | 0 | 1 | 2 | 1 | 0 | 0 | 0 | 0 | -1497.8218 | 111.53 | 767.5 | Lugo - Victorville area constraint | Silvergate - Bay Blvd 230 kV constraint | Silvergate - Bay Blvd 230 kV constraint |  | 0 | 1 | 0 | 0 | 0 | 0 | -1466.348 | 1259.03 | 3557 | Devers-Red Bluff Constraint | Encina - San Luis Rey 230 kV constraint | Encina - San Luis Rey 230 kV constraint |  | 5 | 4 | YES | 4 | 1 | 1 | NO | 1
PG&E Kern Study Area | Sunset | 230 | 0 | 0 | 0 | 0 | 0 | 0 | 0 | 0 | 0 | 0 | 0 | 0 | 0 | 0 | 0 | 0 | 0 | 0 | 0 | 0 | 0 | 0 | 0 | 0 | 0 | 0 | 0 | 0 | 0 | 0 | 0 | 0 | 0 | 0 | 0 | 0 | 0 | 0 | 0 | 0 | 0 | 0 | 0 | 0 | 0 | 0 | 0 | 0 | 0 | 0 | 0 | 0 | 0 | 0 | 0 | 0 | 0 | 0 | 0 | 0 | 0 | 0 | 0 | 0 | 0 | 0 | 0 | 0 | 0 | 0 | 0 | 0 | 0 | 0 | 0 | 1 | 1 | 0 | 0 | 0 | 0 | 0 | 0 | 0 | 0 | 1 | 1 | 0 | 0 | 0 | 0 | 0 | 0 | 0 | 0 | 0 | 0 | 0 | 0 | 0 | 0 | 0 | 0 | 0 | 1 | 0 | 0 | 0 |  | 0 | 0 | 0 | 0 | 0 | 0 | 0 | 0 | 0 | 0 | 0 | 0 | 0 | 0 | 0 | 0 | 0 | 0 | 0 | 0 | 0 | 0 | 0 | 0 | 0 | 0 | 0 | 0 | 0 | 0 | 2 | 0 | 2 | 0 | 0 | 0 | -1317.795 | -515.533 | 265.1558 | Midway-Q2005 230kV Line | Midway-Q2005 230kV Line | Oceano-Calendar 115kV line |  | 0 | 0 | 0 | 0 | 0 | 0 | 49.732 | 552.8841 | 495.1558 | Gates 500/230kV TB #12 | Gates 500/230kV TB #12 | Oceano-Calendar 115kV line |  | 5 | 1 | YES | 2 | 1 | 1 | NO | 1
PG&E Kern Study Area | Surf | 115 | 0 | 0 | 0 | 0 | 0 | 0 | 0 | 0 | 0 | 0 | 0 | 0 | 0 | 0 | 0 | 0 | 0 | 0 | 0 | 0 | 0 | 0 | 0 | 0 | 0 | 0 | 0 | 0 | 0 | 0 | 0 | 0 | 0 | 0 | 0 | 0 | 0 | 0 | 0 | 0 | 0 | 0 | 0 | 0 | 0 | 0 | 0 | 0 | 0 | 0 | 0 | 0 | 0 | 0 | 0 | 0 | 0 | 0 | 0 | 0 | 0 | 0 | 0 | 0 | 0 | 0 | 0 | 0 | 0 | 0 | 0 | 0 | 0 | 0 | 0 | 1 | 1 | 0 | 0 | 0 | 0 | 0 | 1 | 0 | 0 | 1 | 1 | 0 | 0 | 0 | 0 | 0 | 0 | 0 | 0 | 0 | 0 | 0 | 0 | 0 | 0 | 0 | 0 | 0 | 1 | 0 | 0 | 0 |  | 0 | 0 | 0 | 0 | 0 | 0 | 0 | 0 | 0 | 0 | 0 | 0 | 0 | 0 | 0 | 0 | 0 | 0 | 0 | 0 | 0 | 0 | 0 | 0 | 0 | 0 | 0 | 0 | 0 | 0 | 2 | 0 | 2 | 0 | 0 | 0 | -1317.795 | -515.533 | 265.1558 | Midway-Q2005 230kV Line | Midway-Q2005 230kV Line | Oceano-Calendar 115kV line |  | 0 | 0 | 0 | 0 | 0 | 0 | 49.732 | 552.8841 | 495.1558 | Gates 500/230kV TB #12 | Gates 500/230kV TB #12 | Oceano-Calendar 115kV line |  | 5 | 1 | YES | 2 | 1 | 1 | NO | 1
SDG&E Study Area | Sycamore Canyon | 230 | 0 | 0 | 0 | 0 | 0 | 0 | 0 | 0 | 0 | 0 | 0 | 0 | 0 | 0 | 0 | 0 | 0 | 0 | 0 | 0 | 0 | 0 | 0 | 0 | 0 | 0 | 0 | 0 | 0 | 1 | 1 | 0 | 1 | 0 | 1 | 0 | 1 | 0 | 0 | 0 | 0 | 1 | 0 | 0 | 0 | 0 | 0 | 0 | 0 | 0 | 0 | 0 | 0 | 0 | 0 | 0 | 0 | 0 | 0 | 0 | 0 | 0 | 0 | 0 | 0 | 0 | 0 | 0 | 0 | 0 | 0 | 0 | 0 | 0 | 0 | 0 | 0 | 0 | 0 | 0 | 0 | 0 | 0 | 0 | 0 | 0 | 0 | 0 | 0 | 0 | 0 | 0 | 0 | 0 | 0 | 0 | 0 | 0 | 0 | 0 | 0 | 0 | 0 | 0 | 0 | 0 | 0 | 3 |  | 0 | 0 | 0 | 0 | 0 | 0 | 0 | 0 | 0 | 0 | 0 | 0 | 0 | 0 | 0 | 0 | 0 | 0 | 0 | 0 | 0 | 0 | 0 | 0 | 0 | 0 | 0 | 0 | 449 | 1 | 2 | 0 | 0 | 0 | 0 | 0 | -448.9952 | 55.3023 | 1309.0564 | Chicarita 138 kV constraint | Chicarita 138 kV constraint | Chicarita 138 kV constraint |  | 0 | 0 | 0 | 0 | 0 | 0 | 59.595 | 755.3023 | 1309.0564 | Encina - San Luis Rey 230 kV constraint | Chicarita 138 kV constraint | Chicarita 138 kV constraint |  | 5 | 1 | YES | 2 | 1 | 1 | NO | 1
SDG&E Study Area | Sycamore Canyon | 138 | 0 | 0 | 0 | 0 | 0 | 0 | 0 | 0 | 0 | 0 | 0 | 0 | 0 | 0 | 0 | 0 | 0 | 0 | 0 | 0 | 0 | 0 | 0 | 0 | 0 | 0 | 0 | 0 | 0 | 0 | 1 | 0 | 1 | 0 | 0 | 0 | 0 | 0 | 0 | 0 | 0 | 1 | 0 | 0 | 0 | 0 | 0 | 0 | 0 | 0 | 0 | 0 | 0 | 0 | 0 | 0 | 0 | 0 | 0 | 0 | 0 | 0 | 0 | 0 | 0 | 0 | 0 | 0 | 0 | 0 | 0 | 0 | 0 | 0 | 0 | 0 | 0 | 0 | 0 | 0 | 0 | 0 | 0 | 0 | 0 | 0 | 0 | 0 | 0 | 0 | 0 | 0 | 0 | 0 | 0 | 0 | 0 | 0 | 0 | 0 | 0 | 0 | 0 | 0 | 0 | 0 | 0 | 1 |  | 0 | 0 | 0 | 0 | 0 | 0 | 0 | 0 | 0 | 0 | 0 | 300 | 0 | 0 | 1 | 0 | 0 | 0 | 0 | 0 | 0 | 0 | 0 | 0 | 0 | 0 | 0 | 0 | 0 | 0 | 2 | 0 | 0 | 0 | 0 | 0 | -448.9952 | 55.3023 | 1309.0564 | Chicarita 138 kV constraint | Chicarita 138 kV constraint | Chicarita 138 kV constraint |  | 0 | 0 | 0 | 0 | 0 | 0 | 164.745 | 755.3023 | 1309.0564 | Internal San Diego Area constraint | Chicarita 138 kV constraint | Chicarita 138 kV constraint |  | 5 | 1 | YES | 2 | 1 | 1 | NO | 1
SCE Metro Study Area | Sylmar | 230 | 0 | 0 | 0 | 0 | 0 | 0 | 0 | 0 | 0 | 0 | 0 | 0 | 0 | 0 | 0 | 0 | 0 | 0 | 0 | 0 | 0 | 0 | 0 | 0 | 0 | 0 | 0 | 0 | 1 | 0 | 0 | 0 | 0 | 0 | 0 | 0 | 0 | 0 | 0 | 0 | 0 | 0 | 0 | 0 | 0 | 0 | 0 | 0 | 0 | 0 | 0 | 0 | 0 | 0 | 0 | 0 | 0 | 0 | 0 | 0 | 0 | 0 | 0 | 0 | 0 | 0 | 0 | 0 | 0 | 0 | 0 | 0 | 0 | 0 | 0 | 0 | 0 | 0 | 0 | 0 | 0 | 0 | 0 | 0 | 0 | 0 | 0 | 0 | 0 | 0 | 0 | 0 | 0 | 0 | 0 | 0 | 0 | 0 | 0 | 0 | 0 | 0 | 0 | 0 | 0 | 0 | 0 | 0 |  | 0 | 0 | 0 | 0 | 0 | 0 | 0 | 0 | 0 | 0 | 0 | 0 | 0 | 0 | 0 | 0 | 0 | 0 | 0 | 0 | 0 | 0 | 0 | 0 | 0 | 0 | 0 | 0 | 0 | 0 | 1 | 0 | 0 | 0 | 0 | 0 | -1497.8218 | 3085.8404 | 6388.056 | Lugo - Victorville area constraint | Lugo - Victorville area constraint | Lugo - Victorville area constraint |  | 0 | 0 | 0 | 0 | 0 | 0 | 5302.1782 | 9885.8404 | 13188.056 | Lugo - Victorville area constraint | Lugo - Victorville area constraint | Lugo - Victorville area constraint |  | 5 | 1 | YES | 2 | 1 | 1 | NO | 1
PG&E North of Greater Bay Study Area | Table Mountain | 500 | 0 | 0 | 0 | 0 | 0 | 0 | 0 | 0 | 0 | 0 | 0 | 0 | 0 | 0 | 0 | 0 | 0 | 0 | 0 | 0 | 0 | 0 | 0 | 0 | 0 | 0 | 0 | 0 | 0 | 0 | 0 | 0 | 0 | 0 | 0 | 0 | 0 | 0 | 0 | 0 | 0 | 0 | 0 | 0 | 1 | 0 | 0 | 0 | 0 | 0 | 1 | 0 | 0 | 0 | 0 | 0 | 0 | 0 | 0 | 0 | 0 | 0 | 0 | 0 | 0 | 0 | 0 | 0 | 0 | 0 | 0 | 0 | 0 | 0 | 0 | 0 | 0 | 0 | 0 | 0 | 0 | 0 | 0 | 0 | 0 | 0 | 0 | 0 | 0 | 0 | 0 | 0 | 0 | 0 | 0 | 0 | 0 | 0 | 0 | 0 | 0 | 0 | 0 | 0 | 0 | 0 | 0 | 0 |  | 0 | 0 | 0 | 0 | 0 | 0 | 0 | 0 | 0 | 0 | 0 | 0 | 0 | 0 | 0 | 0 | 0 | 0 | 0 | 0 | 0 | 0 | 0 | 0 | 0 | 0 | 0 | 0 | 0 | 0 | 1 | 0 | 0 | 0 | 0 | 0 | -719.4865 | 324.7487 | 1977.3898 | Vaca Dixon-Tesla 500kV Line | Vaca Dixon-Tesla 500kV Line | Vaca Dixon-Tesla 500kV Line |  | 0 | 0 | 0 | 0 | 0 | 0 | 761.1265 | 1280.0405 | 1977.3898 | Bellota-Weber 230kV line | Bellota-Weber 230kV line | Vaca Dixon-Tesla 500kV Line |  | 5 | 1 | YES | 2 | 1 | 1 | NO | 1
PG&E North of Greater Bay Study Area | Table Mountain | 230 | 0 | 0 | 0 | 0 | 0 | 0 | 0 | 0 | 0 | 0 | 0 | 0 | 0 | 0 | 0 | 0 | 0 | 0 | 0 | 0 | 0 | 0 | 0 | 0 | 0 | 0 | 0 | 0 | 0 | 0 | 0 | 0 | 0 | 0 | 0 | 0 | 0 | 0 | 0 | 0 | 0 | 0 | 0 | 0 | 1 | 0 | 0 | 0 | 0 | 1 | 1 | 1 | 1 | 0 | 0 | 0 | 0 | 0 | 0 | 0 | 0 | 0 | 0 | 0 | 1 | 1 | 0 | 0 | 0 | 0 | 0 | 0 | 0 | 0 | 0 | 0 | 0 | 0 | 0 | 0 | 0 | 0 | 0 | 0 | 0 | 0 | 0 | 0 | 0 | 0 | 0 | 0 | 0 | 0 | 0 | 0 | 0 | 0 | 0 | 0 | 0 | 0 | 0 | 0 | 0 | 0 | 0 | 0 |  | 0 | 0 | 0 | 0 | 0 | 0 | 0 | 0 | 0 | 0 | 0 | 0 | 0 | 0 | 0 | 0 | 0 | 15.5 | 104.5 | 0 | 0 | 0 | 0 | 3 | 0 | 0 | 0 | 0 | 0 | 1 | 1 | 0 | 0 | 0 | 0 | 0 | -719.4865 | 32.3255 | 266.795 | Vaca Dixon-Tesla 500kV Line | Rocklin-Pleaseant grove 115kV line | Rocklin-Pleaseant grove 115kV line |  | 0 | 0 | 0 | 0 | 0 | 0 | 0.1925 | 32.3255 | 266.795 | Rocklin-Pleaseant grove 115kV line | Rocklin-Pleaseant grove 115kV line | Rocklin-Pleaseant grove 115kV line |  | 5 | 1 | YES | 2 | 1 | 1 | NO | 1
PG&E Kern Study Area | Taft | 115 | 0 | 0 | 0 | 0 | 0 | 0 | 0 | 0 | 0 | 0 | 0 | 0 | 0 | 0 | 0 | 0 | 0 | 0 | 0 | 0 | 0 | 0 | 0 | 0 | 0 | 0 | 0 | 0 | 0 | 0 | 0 | 0 | 0 | 0 | 0 | 0 | 0 | 0 | 0 | 0 | 0 | 0 | 0 | 0 | 0 | 0 | 0 | 0 | 0 | 0 | 0 | 0 | 0 | 0 | 0 | 0 | 0 | 0 | 0 | 0 | 0 | 0 | 0 | 0 | 0 | 0 | 0 | 0 | 0 | 0 | 0 | 0 | 0 | 0 | 0 | 1 | 1 | 0 | 1 | 0 | 1 | 0 | 1 | 0 | 0 | 1 | 1 | 0 | 0 | 0 | 0 | 0 | 0 | 0 | 0 | 0 | 0 | 0 | 0 | 0 | 0 | 0 | 0 | 0 | 0 | 0 | 0 | 0 |  | 0 | 0 | 0 | 0 | 0 | 0 | 0 | 0 | 0 | 0 | 0 | 0 | 0 | 0 | 0 | 0 | 0 | 0 | 0 | 0 | 0 | 0 | 0 | 13 | 0 | 0 | 0 | 0 | 0 | 1 | 2 | 0 | 2 | 0 | 0 | 0 | -1317.795 | -515.533 | 250.202 | Midway-Q2005 230kV Line | Midway-Q2005 230kV Line | Midway-Taft 115 kV line |  | 0 | 0 | 0 | 0 | 0 | 0 | 49.732 | 248.9928 | 250.202 | Gates 500/230kV TB #12 | Midway-Taft 115 kV line | Midway-Taft 115 kV line |  | 5 | 1 | YES | 2 | 1 | 1 | NO | 1
SDG&E Study Area | Talega | 230 | 0 | 0 | 0 | 0 | 0 | 0 | 0 | 0 | 0 | 0 | 0 | 0 | 0 | 0 | 0 | 0 | 0 | 0 | 0 | 0 | 0 | 0 | 0 | 0 | 0 | 0 | 0 | 0 | 0 | 1 | 0 | 0 | 0 | 0 | 0 | 0 | 0 | 0 | 0 | 0 | 0 | 1 | 1 | 0 | 0 | 0 | 0 | 0 | 0 | 0 | 0 | 0 | 0 | 0 | 0 | 0 | 0 | 0 | 0 | 0 | 0 | 0 | 0 | 0 | 0 | 0 | 0 | 0 | 0 | 0 | 0 | 0 | 0 | 0 | 0 | 0 | 0 | 0 | 0 | 0 | 0 | 0 | 0 | 0 | 0 | 0 | 0 | 0 | 0 | 0 | 0 | 0 | 0 | 0 | 0 | 0 | 0 | 0 | 0 | 0 | 0 | 0 | 0 | 0 | 0 | 0 | 0 | 0 |  | 0 | 0 | 0 | 0 | 0 | 0 | 0 | 0 | 0 | 0 | 0 | 0 | 0 | 0 | 0 | 0 | 0 | 0 | 0 | 0 | 0 | 0 | 0 | 0 | 0 | 0 | 100 | 0 | 0 | 1 | 1 | 0 | 0 | 0 | 0 | 0 | -303.35 | 326 | 851 | Talega 230 kV constraint | Trabuco-Capistrano 138 kV constraint | Trabuco-Capistrano 138 kV constraint |  | 0 | 0 | 0 | 0 | 0 | 0 | 151 | 326 | 851 | Trabuco-Capistrano 138 kV constraint | Trabuco-Capistrano 138 kV constraint | Trabuco-Capistrano 138 kV constraint |  | 5 | 1 | YES | 2 | 1 | 1 | NO | 1
SDG&E Study Area | Talega | 138 | 0 | 0 | 0 | 0 | 0 | 0 | 0 | 0 | 0 | 0 | 0 | 0 | 0 | 0 | 0 | 0 | 0 | 0 | 0 | 0 | 0 | 0 | 0 | 0 | 0 | 0 | 0 | 0 | 0 | 1 | 0 | 0 | 0 | 0 | 0 | 0 | 0 | 0 | 0 | 0 | 0 | 1 | 1 | 0 | 0 | 0 | 0 | 0 | 0 | 0 | 0 | 0 | 0 | 0 | 0 | 0 | 0 | 0 | 0 | 0 | 0 | 0 | 0 | 0 | 0 | 0 | 0 | 0 | 0 | 0 | 0 | 0 | 0 | 0 | 0 | 0 | 0 | 0 | 0 | 0 | 0 | 0 | 0 | 0 | 0 | 0 | 0 | 0 | 0 | 0 | 0 | 0 | 0 | 0 | 0 | 0 | 0 | 0 | 0 | 0 | 0 | 0 | 0 | 0 | 0 | 0 | 0 | 0 |  | 0 | 0 | 0 | 0 | 0 | 0 | 0 | 0 | 0 | 0 | 0 | 0 | 0 | 0 | 0 | 0 | 0 | 0 | 0 | 0 | 0 | 0 | 0 | 0 | 0 | 0 | 0 | 0 | 0 | 0 | 1 | 0 | 0 | 0 | 0 | 0 | -303.35 | 326 | 851 | Talega 230 kV constraint | Trabuco-Capistrano 138 kV constraint | Trabuco-Capistrano 138 kV constraint |  | 0 | 0 | 0 | 0 | 0 | 0 | 151 | 326 | 851 | Trabuco-Capistrano 138 kV constraint | Trabuco-Capistrano 138 kV constraint | Trabuco-Capistrano 138 kV constraint |  | 5 | 1 | YES | 2 | 1 | 1 | NO | 1
PG&E Greater Bay Study Area | Tassajara | 230 | 0 | 0 | 0 | 0 | 0 | 0 | 0 | 0 | 0 | 0 | 0 | 0 | 0 | 0 | 0 | 0 | 0 | 0 | 0 | 0 | 0 | 0 | 0 | 0 | 0 | 0 | 0 | 0 | 0 | 0 | 0 | 0 | 0 | 0 | 0 | 0 | 0 | 0 | 0 | 0 | 0 | 0 | 0 | 0 | 1 | 0 | 0 | 0 | 0 | 0 | 0 | 0 | 0 | 0 | 0 | 0 | 0 | 1 | 1 | 0 | 0 | 0 | 0 | 1 | 1 | 0 | 0 | 0 | 0 | 0 | 0 | 0 | 0 | 1 | 0 | 0 | 0 | 0 | 0 | 0 | 0 | 0 | 0 | 0 | 0 | 0 | 0 | 0 | 0 | 0 | 0 | 0 | 0 | 0 | 0 | 0 | 0 | 0 | 0 | 0 | 0 | 0 | 0 | 0 | 0 | 0 | 0 | 1 |  | 0 | 0 | 0 | 0 | 0 | 0 | 0 | 0 | 0 | 0 | 0 | 0 | 0 | 0 | 0 | 0 | 0 | 0 | 0 | 0 | 0 | 0 | 0 | 0 | 0 | 0 | 0 | 0 | 0 | 0 | 2 | 0 | 0 | 0 | 0 | 0 | -719.4865 | 324.7033 | 942.0393 | Vaca Dixon-Tesla 500kV Line | Windmaster-Delta pumps 230 kV line | Windmaster-Delta pumps 230 kV line |  | 0 | 0 | 0 | 0 | 0 | 0 | 1181.5167 | 2657.4106 | 942.0393 | Tesla-Bellota 230 kV line | Tesla-Bellota 230 kV line | Windmaster-Delta pumps 230 kV line |  | 5 | 1 | YES | 2 | 1 | 1 | NO | 1
PG&E Kern Study Area | Temblor | 115 | 0 | 0 | 0 | 0 | 0 | 0 | 0 | 0 | 0 | 0 | 0 | 0 | 0 | 0 | 0 | 0 | 0 | 0 | 0 | 0 | 0 | 0 | 0 | 0 | 0 | 0 | 0 | 0 | 0 | 0 | 0 | 0 | 0 | 0 | 0 | 0 | 0 | 0 | 0 | 0 | 0 | 0 | 0 | 0 | 0 | 0 | 0 | 0 | 0 | 0 | 0 | 0 | 0 | 0 | 0 | 0 | 0 | 0 | 0 | 0 | 0 | 0 | 0 | 0 | 0 | 0 | 0 | 0 | 0 | 0 | 0 | 0 | 0 | 0 | 0 | 0 | 0 | 0 | 0 | 0 | 0 | 0 | 1 | 0 | 0 | 0 | 0 | 0 | 0 | 0 | 0 | 0 | 0 | 0 | 0 | 0 | 0 | 0 | 0 | 0 | 0 | 0 | 0 | 0 | 0 | 0 | 0 | 0 |  | 0 | 0 | 0 | 0 | 0 | 0 | 0 | 0 | 0 | 0 | 0 | 0 | 0 | 0 | 0 | 0 | 0 | 0 | 0 | 0 | 0 | 0 | 0 | 0 | 0 | 0 | 0 | 0 | 0 | 0 | 0 | 0 | 0 | 0 | 0 | 0 | 1069.043 | 1130.2584 | 1065.6609 | Midway 230/115kV TB #3 | Midway 230/115kV TB #3 | Midway 230/115kV TB #3 |  | 0 | 0 | 0 | 0 | 0 | 0 | 1069.043 | 1130.2584 | 1065.6609 | Midway 230/115kV TB #3 | Midway 230/115kV TB #3 | Midway 230/115kV TB #3 |  | 1 | 1 | NO | 1 | 1 | 1 | NO | 1
PG&E Kern Study Area | Templeton | 230 | 0 | 0 | 0 | 0 | 0 | 0 | 0 | 0 | 0 | 0 | 0 | 0 | 0 | 0 | 0 | 0 | 0 | 0 | 0 | 0 | 0 | 0 | 0 | 0 | 0 | 0 | 0 | 0 | 0 | 0 | 0 | 0 | 0 | 0 | 0 | 0 | 0 | 0 | 0 | 0 | 0 | 0 | 0 | 0 | 0 | 0 | 0 | 0 | 0 | 0 | 0 | 0 | 0 | 0 | 0 | 0 | 0 | 0 | 0 | 0 | 0 | 0 | 0 | 0 | 0 | 0 | 0 | 0 | 0 | 0 | 0 | 0 | 0 | 0 | 0 | 1 | 1 | 0 | 0 | 0 | 0 | 0 | 0 | 0 | 0 | 1 | 1 | 1 | 0 | 0 | 0 | 1 | 0 | 0 | 0 | 1 | 1 | 0 | 0 | 0 | 0 | 0 | 0 | 0 | 1 | 0 | 0 | 1 |  | 0 | 0 | 0 | 0 | 0 | 0 | 0 | 0 | 0 | 0 | 0 | 0 | 0 | 0 | 0 | 0 | 0 | 75 | 0 | 0 | 0 | 0 | 0 | 0 | 0 | 0 | 0 | 0 | 0 | 1 | 2 | 0 | 2 | 0 | 0 | 0 | -1317.795 | -515.533 | 231.4102 | Midway-Q2005 230kV Line | Midway-Q2005 230kV Line | Panoche- Mendota 115 kV line |  | 0 | 0 | 0 | 0 | 0 | 0 | 49.732 | 244.516 | 231.4102 | Gates 500/230kV TB #12 | Gates 230/70kV TB #5 | Panoche- Mendota 115 kV line |  | 5 | 1 | YES | 2 | 1 | 1 | NO | 1
PG&E Greater Bay Study Area | Tesla | 500 | 0 | 0 | 0 | 0 | 0 | 0 | 0 | 0 | 0 | 0 | 0 | 0 | 0 | 0 | 0 | 0 | 0 | 0 | 0 | 0 | 0 | 0 | 0 | 0 | 0 | 0 | 0 | 0 | 0 | 0 | 0 | 0 | 0 | 0 | 0 | 0 | 0 | 0 | 0 | 0 | 0 | 0 | 0 | 0 | 0 | 0 | 0 | 0 | 0 | 0 | 0 | 0 | 0 | 0 | 0 | 0 | 0 | 0 | 1 | 0 | 0 | 0 | 0 | 0 | 0 | 0 | 0 | 0 | 0 | 0 | 0 | 0 | 0 | 0 | 0 | 0 | 1 | 0 | 0 | 0 | 0 | 0 | 0 | 0 | 0 | 0 | 0 | 0 | 0 | 0 | 0 | 0 | 0 | 0 | 0 | 0 | 0 | 0 | 0 | 0 | 0 | 0 | 0 | 0 | 0 | 0 | 0 | 0 |  | 0 | 0 | 0 | 0 | 0 | 0 | 0 | 0 | 0 | 0 | 0 | 0 | 0 | 0 | 0 | 0 | 0 | 400 | 0 | 0 | 0 | 0 | 0 | 0 | 0 | 0 | 0 | 0 | 0 | 1 | 2 | 0 | 1 | 0 | 0 | 0 | -1317.795 | -515.533 | 818.2057 | Midway-Q2005 230kV Line | Midway-Q2005 230kV Line | Midway-Q2005 230kV Line |  | 0 | 0 | 0 | 0 | 0 | 0 | 5618.8322 | 6358.7033 | 942.0393 | Windmaster-Delta pumps 230 kV line | Windmaster-Delta pumps 230 kV line | Windmaster-Delta pumps 230 kV line |  | 5 | 1 | YES | 2 | 1 | 1 | NO | 1
PG&E Greater Bay Study Area | Tesla | 230 | 0 | 0 | 0 | 0 | 0 | 0 | 0 | 0 | 0 | 0 | 0 | 0 | 0 | 0 | 0 | 0 | 0 | 0 | 0 | 0 | 0 | 0 | 0 | 0 | 0 | 0 | 0 | 0 | 0 | 0 | 0 | 0 | 0 | 0 | 0 | 0 | 0 | 0 | 0 | 0 | 0 | 0 | 0 | 0 | 0 | 0 | 0 | 0 | 0 | 0 | 0 | 0 | 0 | 0 | 0 | 0 | 0 | 0 | 0 | 0 | 1 | 0 | 0 | 1 | 1 | 0 | 0 | 0 | 0 | 0 | 0 | 0 | 0 | 1 | 0 | 0 | 0 | 0 | 0 | 0 | 0 | 0 | 0 | 0 | 0 | 0 | 0 | 0 | 0 | 0 | 0 | 0 | 0 | 0 | 0 | 0 | 0 | 0 | 0 | 0 | 0 | 0 | 0 | 0 | 0 | 0 | 0 | 0 |  | 0 | 0 | 0 | 0 | 0 | 0 | 0 | 0 | 0 | 0 | 0 | 400 | 0 | 0 | 1 | 0 | 0 | 130 | 45 | 0 | 0 | 0 | 0 | 0 | 0 | 0 | 0 | 0 | 0 | 1 | 0 | 0 | 0 | 0 | 0 | 0 | 1181.5167 | 2657.4106 | 4389.4373 | Tesla-Bellota 230 kV line | Tesla-Bellota 230 kV line | Newark-Newark Distribution 115 kV line |  | 0 | 0 | 0 | 0 | 0 | 0 | 1181.5167 | 2657.4106 | 4389.4373 | Tesla-Bellota 230 kV line | Tesla-Bellota 230 kV line | Newark-Newark Distribution 115 kV line |  | 1 | 1 | NO | 1 | 1 | 1 | NO | 1
PG&E Greater Bay Study Area | Tesla | 115 | 0 | 0 | 0 | 0 | 0 | 0 | 0 | 0 | 0 | 0 | 0 | 0 | 0 | 0 | 0 | 0 | 0 | 0 | 0 | 0 | 0 | 0 | 0 | 0 | 0 | 0 | 0 | 0 | 0 | 0 | 0 | 0 | 0 | 0 | 0 | 0 | 0 | 0 | 0 | 0 | 0 | 0 | 0 | 0 | 0 | 0 | 0 | 0 | 0 | 0 | 0 | 0 | 0 | 0 | 0 | 0 | 0 | 0 | 0 | 0 | 1 | 0 | 1 | 1 | 0 | 0 | 0 | 0 | 0 | 0 | 0 | 0 | 0 | 1 | 0 | 0 | 0 | 0 | 0 | 0 | 0 | 0 | 0 | 0 | 0 | 0 | 0 | 0 | 0 | 0 | 0 | 0 | 0 | 0 | 0 | 0 | 0 | 0 | 0 | 0 | 0 | 0 | 0 | 0 | 0 | 0 | 0 | 0 |  | 0 | 0 | 0 | 0 | 0 | 0 | 0 | 0 | 0 | 0 | 0 | 0 | 0 | 0 | 0 | 0 | 0 | 0 | 0 | 0 | 0 | 0 | 0 | 0 | 0 | 0 | 0 | 0 | 0 | 0 | 0 | 0 | 0 | 0 | 0 | 0 | 3.859 | 102.156 | 280.6464 | Kasson Jct-Heinz 115 kV line | Kasson Jct-Heinz 115 kV line | Kasson Jct-Heinz 115 kV line |  | 0 | 0 | 0 | 0 | 0 | 0 | 3.859 | 102.156 | 280.6464 | Kasson Jct-Heinz 115 kV line | Kasson Jct-Heinz 115 kV line | Kasson Jct-Heinz 115 kV line |  | 1 | 1 | NO | 1 | 1 | 1 | NO | 1
PG&E Kern Study Area | Tevis | 115 | 0 | 0 | 0 | 0 | 0 | 0 | 0 | 0 | 0 | 0 | 0 | 0 | 0 | 0 | 0 | 0 | 0 | 0 | 0 | 0 | 0 | 0 | 0 | 0 | 0 | 0 | 0 | 0 | 0 | 0 | 0 | 0 | 0 | 0 | 0 | 0 | 0 | 0 | 0 | 0 | 0 | 0 | 0 | 0 | 0 | 0 | 0 | 0 | 0 | 0 | 0 | 0 | 0 | 0 | 0 | 0 | 0 | 0 | 0 | 0 | 0 | 0 | 0 | 0 | 0 | 0 | 0 | 0 | 0 | 0 | 0 | 0 | 0 | 0 | 0 | 0 | 1 | 0 | 1 | 0 | 0 | 1 | 0 | 1 | 0 | 1 | 1 | 0 | 0 | 0 | 0 | 0 | 0 | 0 | 0 | 0 | 0 | 0 | 0 | 0 | 0 | 0 | 0 | 0 | 0 | 0 | 0 | 0 |  | 0 | 0 | 0 | 0 | 0 | 0 | 0 | 0 | 0 | 0 | 0 | 0 | 0 | 0 | 0 | 0 | 0 | 0 | 0 | 0 | 0 | 0 | 0 | 0 | 0 | 0 | 0 | 0 | 0 | 0 | 1 | 0 | 1 | 0 | 0 | 0 | -1317.795 | -515.533 | 171.033 | Midway-Q2005 230kV Line | Midway-Q2005 230kV Line | Kern-Tevis-Stockdale-Lamont 115kV line |  | 0 | 0 | 0 | 0 | 0 | 0 | 49.732 | 91.2401 | 171.033 | Gates 500/230kV TB #12 | Semitropic-Midway 115kV Line | Kern-Tevis-Stockdale-Lamont 115kV line |  | 5 | 1 | YES | 2 | 1 | 1 | NO | 1
East of Pisgah Study Area | Thousandaire | 138 | 0 | 0 | 0 | 0 | 0 | 0 | 0 | 0 | 0 | 0 | 0 | 0 | 0 | 0 | 0 | 0 | 0 | 0 | 0 | 1 | 0 | 1 | 0 | 0 | 0 | 0 | 0 | 1 | 1 | 0 | 0 | 0 | 0 | 0 | 0 | 0 | 0 | 0 | 0 | 0 | 0 | 0 | 0 | 0 | 0 | 0 | 0 | 0 | 0 | 0 | 0 | 0 | 0 | 0 | 0 | 0 | 0 | 0 | 0 | 0 | 0 | 0 | 0 | 0 | 0 | 0 | 0 | 0 | 0 | 0 | 0 | 0 | 0 | 0 | 0 | 0 | 0 | 0 | 0 | 0 | 0 | 0 | 0 | 0 | 0 | 0 | 0 | 0 | 0 | 0 | 0 | 0 | 0 | 0 | 0 | 0 | 0 | 0 | 0 | 0 | 0 | 0 | 0 | 0 | 0 | 0 | 0 | 3 |  | 0 | 0 | 0 | 0 | 0 | 0 | 0 | 0 | 0 | 0 | 0 | 0 | 0 | 0 | 0 | 0 | 0 | 0 | 0 | 0 | 0 | 0 | 0 | 0 | 0 | 0 | 0 | 0 | 0 | 0 | 1 | 1 | 0 | 0 | 0 | 0 | -1497.8218 | 558.32 | 1927.6 | Lugo - Victorville area constraint | GLW 230kV area constraint | GLW 230kV area constraint |  | 0 | 1 | 0 | 0 | 0 | 0 | -1466.348 | 558.32 | 1927.6 | Devers-Red Bluff Constraint | GLW 230kV area constraint | GLW 230kV area constraint |  | 5 | 4 | YES | 4 | 1 | 1 | NO | 1
SCE North of Lugo Study Area | Tortilla | 115 | 0 | 0 | 0 | 0 | 0 | 0 | 0 | 0 | 0 | 0 | 0 | 0 | 0 | 0 | 1 | 1 | 1 | 0 | 0 | 0 | 0 | 0 | 0 | 0 | 0 | 0 | 0 | 0 | 0 | 0 | 0 | 0 | 0 | 0 | 0 | 0 | 0 | 0 | 0 | 0 | 0 | 0 | 0 | 0 | 0 | 0 | 0 | 0 | 0 | 0 | 0 | 0 | 0 | 0 | 0 | 0 | 0 | 0 | 0 | 0 | 0 | 0 | 0 | 0 | 0 | 0 | 0 | 0 | 0 | 0 | 0 | 0 | 0 | 0 | 0 | 0 | 0 | 0 | 0 | 0 | 0 | 0 | 0 | 0 | 0 | 0 | 0 | 0 | 0 | 0 | 0 | 0 | 0 | 0 | 0 | 0 | 0 | 0 | 0 | 0 | 0 | 0 | 0 | 0 | 0 | 0 | 0 | 3 |  | 0 | 0 | 0 | 0 | 0 | 0 | 0 | 0 | 0 | 0 | 0 | 0 | 0 | 0 | 0 | 0 | 0 | 0 | 0 | 0 | 0 | 0 | 0 | 3 | 0 | 0 | 0 | 0 | 0 | 1 | 0 | 0 | 0 | 0 | 0 | 0 | 1142.376 | 1465.367 | 1187.06 | Lugo Transformer Area Constraint | Kramer to Victor Area Constraint | Kramer to Victor Area Constraint |  | 0 | 0 | 0 | 0 | 0 | 0 | 1142.376 | 1465.367 | 1187.06 | Lugo Transformer Area Constraint | Kramer to Victor Area Constraint | Kramer to Victor Area Constraint |  | 1 | 1 | NO | 1 | 1 | 1 | NO | 1
SDG&E Study Area | Trabuco | 138 | 0 | 0 | 0 | 0 | 0 | 0 | 0 | 0 | 0 | 0 | 0 | 0 | 0 | 0 | 0 | 0 | 0 | 0 | 0 | 0 | 0 | 0 | 0 | 0 | 0 | 0 | 0 | 0 | 0 | 1 | 0 | 0 | 0 | 0 | 0 | 0 | 0 | 0 | 0 | 0 | 0 | 1 | 1 | 0 | 0 | 0 | 0 | 0 | 0 | 0 | 0 | 0 | 0 | 0 | 0 | 0 | 0 | 0 | 0 | 0 | 0 | 0 | 0 | 0 | 0 | 0 | 0 | 0 | 0 | 0 | 0 | 0 | 0 | 0 | 0 | 0 | 0 | 0 | 0 | 0 | 0 | 0 | 0 | 0 | 0 | 0 | 0 | 0 | 0 | 0 | 0 | 0 | 0 | 0 | 0 | 0 | 0 | 0 | 0 | 0 | 0 | 0 | 0 | 0 | 0 | 0 | 0 | 0 |  | 0 | 0 | 0 | 0 | 0 | 0 | 0 | 0 | 0 | 0 | 0 | 0 | 0 | 0 | 0 | 0 | 0 | 0 | 0 | 0 | 0 | 0 | 0 | 0 | 0 | 0 | 0 | 0 | 0 | 0 | 1 | 0 | 0 | 0 | 0 | 0 | -303.35 | 326 | 851 | Talega 230 kV constraint | Trabuco-Capistrano 138 kV constraint | Trabuco-Capistrano 138 kV constraint |  | 0 | 0 | 0 | 0 | 0 | 0 | 151 | 326 | 851 | Trabuco-Capistrano 138 kV constraint | Trabuco-Capistrano 138 kV constraint | Trabuco-Capistrano 138 kV constraint |  | 5 | 1 | YES | 2 | 1 | 1 | NO | 1
PG&E Greater Bay Study Area | Tracy | 500 | 0 | 0 | 0 | 0 | 0 | 0 | 0 | 0 | 0 | 0 | 0 | 0 | 0 | 0 | 0 | 0 | 0 | 0 | 0 | 0 | 0 | 0 | 0 | 0 | 0 | 0 | 0 | 0 | 0 | 0 | 0 | 0 | 0 | 0 | 0 | 0 | 0 | 0 | 0 | 0 | 0 | 0 | 0 | 0 | 0 | 0 | 0 | 0 | 0 | 0 | 0 | 0 | 0 | 0 | 0 | 0 | 0 | 0 | 0 | 0 | 0 | 0 | 0 | 0 | 0 | 0 | 0 | 0 | 0 | 0 | 0 | 0 | 0 | 0 | 0 | 0 | 1 | 0 | 0 | 0 | 0 | 0 | 0 | 0 | 0 | 0 | 0 | 0 | 0 | 0 | 0 | 0 | 0 | 0 | 0 | 0 | 0 | 0 | 0 | 0 | 0 | 0 | 0 | 0 | 0 | 0 | 0 | 0 |  | 0 | 0 | 0 | 0 | 0 | 0 | 0 | 0 | 0 | 0 | 0 | 0 | 0 | 0 | 0 | 0 | 0 | 0 | 0 | 0 | 0 | 0 | 0 | 0 | 0 | 0 | 0 | 0 | 0 | 0 | 1 | 0 | 1 | 0 | 0 | 0 | -1317.795 | -515.533 | 818.2057 | Midway-Q2005 230kV Line | Midway-Q2005 230kV Line | Midway-Q2005 230kV Line |  | 0 | 0 | 0 | 0 | 0 | 0 | 15573.205 | 16375.467 | 1780.2057 | Midway-Q2005 230kV Line | Midway-Q2005 230kV Line | Midway-Q2005 230kV Line |  | 5 | 1 | YES | 2 | 1 | 1 | NO | 1
PG&E Greater Bay Study Area | Tracy | 230 | 0 | 0 | 0 | 0 | 0 | 0 | 0 | 0 | 0 | 0 | 0 | 0 | 0 | 0 | 0 | 0 | 0 | 0 | 0 | 0 | 0 | 0 | 0 | 0 | 0 | 0 | 0 | 0 | 0 | 0 | 0 | 0 | 0 | 0 | 0 | 0 | 0 | 0 | 0 | 0 | 0 | 0 | 0 | 0 | 0 | 0 | 0 | 0 | 0 | 0 | 0 | 0 | 0 | 0 | 0 | 0 | 0 | 0 | 0 | 0 | 0 | 0 | 0 | 0 | 1 | 0 | 0 | 0 | 0 | 0 | 0 | 0 | 0 | 0 | 0 | 0 | 1 | 0 | 0 | 0 | 0 | 0 | 0 | 0 | 0 | 0 | 0 | 0 | 0 | 0 | 0 | 0 | 0 | 0 | 0 | 0 | 0 | 0 | 0 | 0 | 0 | 0 | 0 | 0 | 0 | 0 | 0 | 0 |  | 0 | 0 | 44.8 | 0 | 0 | 0 | 0 | 0 | 5 | 0 | 0 | 0 | 0 | 0 | 1 | 0 | 5 | 0 | 0 | 0 | 0 | 0 | 0 | 0 | 0 | 0 | 0 | 0 | 0 | 1 | 1 | 0 | 1 | 0 | 0 | 0 | -1317.795 | -515.533 | 818.2057 | Midway-Q2005 230kV Line | Midway-Q2005 230kV Line | Midway-Q2005 230kV Line |  | 0 | 0 | 0 | 0 | 0 | 0 | 1181.5167 | 2657.4106 | 1780.2057 | Tesla-Bellota 230 kV line | Tesla-Bellota 230 kV line | Midway-Q2005 230kV Line |  | 5 | 1 | YES | 2 | 1 | 1 | NO | 1
PG&E Fresno Study Area | Tranquility | 230 | 0 | 0 | 0 | 0 | 0 | 0 | 0 | 0 | 0 | 0 | 0 | 0 | 0 | 0 | 0 | 0 | 0 | 0 | 0 | 0 | 0 | 0 | 0 | 0 | 0 | 0 | 0 | 0 | 0 | 0 | 0 | 0 | 0 | 0 | 0 | 0 | 0 | 0 | 0 | 0 | 0 | 0 | 0 | 0 | 0 | 0 | 0 | 0 | 0 | 0 | 1 | 0 | 0 | 0 | 0 | 0 | 0 | 0 | 0 | 0 | 0 | 0 | 0 | 0 | 0 | 0 | 0 | 0 | 0 | 0 | 0 | 0 | 0 | 0 | 0 | 0 | 1 | 0 | 0 | 0 | 0 | 0 | 0 | 0 | 0 | 1 | 1 | 0 | 1 | 1 | 1 | 1 | 1 | 1 | 1 | 1 | 0 | 1 | 1 | 0 | 0 | 1 | 0 | 0 | 0 | 1 | 0 | 4 |  | 0 | 0 | 0 | 0 | 0 | 0 | 0 | 0 | 0 | 200 | 0 | 40 | 0 | 0 | 1 | 0 | 0 | 0 | 0 | 0 | 0 | 0 | 0 | 0 | 360 | 240 | 502.5 | 109 | 0 | 1 | 3 | 0 | 3 | 0 | 0 | 0 | -1317.795 | -515.533 | 231.4102 | Midway-Q2005 230kV Line | Midway-Q2005 230kV Line | Panoche- Mendota 115 kV line |  | 0 | 0 | 0 | 0 | 0 | 0 | 49.732 | 420.6683 | 231.4102 | Gates 500/230kV TB #12 | Moss Landing-Las Aguilas 230 kV Line | Panoche- Mendota 115 kV line |  | 5 | 1 | YES | 2 | 1 | 1 | NO | 1
East of Pisgah Study Area | Trout Canyon | 230 | 0 | 0 | 0 | 0 | 0 | 0 | 0 | 0 | 0 | 0 | 0 | 0 | 0 | 0 | 0 | 0 | 0 | 0 | 0 | 1 | 0 | 1 | 0 | 0 | 0 | 0 | 0 | 1 | 1 | 0 | 0 | 0 | 0 | 0 | 0 | 0 | 0 | 0 | 0 | 0 | 0 | 0 | 0 | 0 | 0 | 0 | 0 | 0 | 0 | 0 | 0 | 0 | 0 | 0 | 0 | 0 | 0 | 0 | 0 | 0 | 0 | 0 | 0 | 0 | 0 | 0 | 0 | 0 | 0 | 0 | 0 | 0 | 0 | 0 | 0 | 0 | 0 | 0 | 0 | 0 | 0 | 0 | 0 | 0 | 0 | 0 | 0 | 0 | 0 | 0 | 0 | 0 | 0 | 0 | 0 | 0 | 0 | 0 | 0 | 0 | 0 | 0 | 0 | 0 | 0 | 0 | 0 | 3 |  | 0 | 0 | 0 | 0 | 0 | 0 | 0 | 0 | 0 | 125 | 0 | 65 | 0 | 0 | 1 | 0 | 0 | 0 | 0 | 0 | 0 | 0 | 0 | 0 | 565 | 365 | 455 | 130 | 0 | 1 | 1 | 1 | 0 | 0 | 0 | 0 | -1497.8218 | 558.32 | 1927.6 | Lugo - Victorville area constraint | GLW 230kV area constraint | GLW 230kV area constraint |  | 0 | 1 | 0 | 0 | 0 | 0 | -1466.348 | 558.32 | 1927.6 | Devers-Red Bluff Constraint | GLW 230kV area constraint | GLW 230kV area constraint |  | 5 | 4 | YES | 4 | 1 | 1 | NO | 1
PG&E North of Greater Bay Study Area | Tulucay | 230 | 0 | 0 | 0 | 0 | 0 | 0 | 0 | 0 | 0 | 0 | 0 | 0 | 0 | 0 | 0 | 0 | 0 | 0 | 0 | 0 | 0 | 0 | 0 | 0 | 0 | 0 | 0 | 0 | 0 | 0 | 0 | 0 | 0 | 0 | 0 | 0 | 0 | 0 | 0 | 0 | 0 | 0 | 0 | 1 | 1 | 0 | 0 | 0 | 0 | 0 | 0 | 0 | 0 | 0 | 0 | 0 | 1 | 1 | 1 | 1 | 1 | 0 | 0 | 1 | 0 | 0 | 0 | 0 | 0 | 0 | 0 | 0 | 0 | 1 | 1 | 0 | 0 | 0 | 0 | 0 | 0 | 0 | 0 | 0 | 0 | 0 | 0 | 0 | 0 | 0 | 0 | 0 | 0 | 0 | 0 | 0 | 0 | 0 | 0 | 0 | 0 | 0 | 0 | 0 | 0 | 0 | 0 | 2 |  | 0 | 0 | 0 | 0 | 0 | 0 | 0 | 0 | 0 | 0 | 0 | 0 | 0 | 0 | 0 | 0 | 0 | 0 | 0 | 0 | 0 | 0 | 0 | 0.65 | 25 | 0 | 0 | 0 | 0 | 1 | 3 | 0 | 0 | 0 | 0 | 0 | -719.4865 | 284.1443 | 539.9052 | Vaca Dixon-Tesla 500kV Line | Birds Landing-Contra Costa 230kV Line | Lakeville-Ignacio 230 kV line |  | 0 | 0 | 0 | 0 | 0 | 0 | 196.5473 | 685.0163 | 539.9052 | Contra Costa- Windmaster 230 kV line | Contra Costa- Windmaster 230 kV line | Lakeville-Ignacio 230 kV line |  | 5 | 1 | YES | 2 | 1 | 1 | NO | 1
PG&E Kern Study Area | Tupman | 115 | 0 | 0 | 0 | 0 | 0 | 0 | 0 | 0 | 0 | 0 | 0 | 0 | 0 | 0 | 0 | 0 | 0 | 0 | 0 | 0 | 0 | 0 | 0 | 0 | 0 | 0 | 0 | 0 | 0 | 0 | 0 | 0 | 0 | 0 | 0 | 0 | 0 | 0 | 0 | 0 | 0 | 0 | 0 | 0 | 0 | 0 | 0 | 0 | 0 | 0 | 0 | 0 | 0 | 0 | 0 | 0 | 0 | 0 | 0 | 0 | 0 | 0 | 0 | 0 | 0 | 0 | 0 | 0 | 0 | 0 | 0 | 0 | 0 | 0 | 0 | 1 | 1 | 0 | 0 | 0 | 0 | 0 | 1 | 0 | 0 | 1 | 1 | 0 | 0 | 0 | 0 | 0 | 0 | 0 | 0 | 0 | 0 | 0 | 0 | 0 | 0 | 0 | 0 | 0 | 0 | 0 | 0 | 0 |  | 0 | 0 | 0 | 0 | 0 | 0 | 0 | 0 | 0 | 0 | 0 | 0 | 0 | 0 | 0 | 0 | 0 | 0 | 0 | 0 | 0 | 0 | 0 | 0 | 0 | 0 | 0 | 0 | 0 | 0 | 2 | 0 | 2 | 0 | 0 | 0 | -1317.795 | -515.533 | 265.1558 | Midway-Q2005 230kV Line | Midway-Q2005 230kV Line | Oceano-Calendar 115kV line |  | 0 | 0 | 0 | 0 | 0 | 0 | 49.732 | 552.8841 | 495.1558 | Gates 500/230kV TB #12 | Gates 500/230kV TB #12 | Oceano-Calendar 115kV line |  | 5 | 1 | YES | 2 | 1 | 1 | NO | 1
PG&E North of Greater Bay Study Area | Ukiah | 115 | 0 | 0 | 0 | 0 | 0 | 0 | 0 | 0 | 0 | 0 | 0 | 0 | 0 | 0 | 0 | 0 | 0 | 0 | 0 | 0 | 0 | 0 | 0 | 0 | 0 | 0 | 0 | 0 | 0 | 0 | 0 | 0 | 0 | 0 | 0 | 0 | 0 | 0 | 0 | 0 | 0 | 0 | 0 | 0 | 0 | 0 | 1 | 0 | 0 | 0 | 0 | 0 | 0 | 0 | 0 | 0 | 0 | 0 | 0 | 0 | 0 | 0 | 0 | 0 | 0 | 0 | 0 | 0 | 0 | 0 | 0 | 0 | 0 | 0 | 0 | 0 | 0 | 0 | 0 | 0 | 0 | 0 | 0 | 0 | 0 | 0 | 0 | 0 | 0 | 0 | 0 | 0 | 0 | 0 | 0 | 0 | 0 | 0 | 0 | 0 | 0 | 0 | 0 | 0 | 0 | 0 | 0 | 0 |  | 0 | 0 | 0 | 0 | 0 | 0 | 0 | 0 | 0 | 0 | 0 | 0 | 0 | 0 | 0 | 0 | 1 | 0 | 0 | 0 | 0 | 0 | 0 | 0 | 0 | 0 | 0 | 0 | 0 | 1 | 0 | 0 | 0 | 0 | 0 | 0 | 1365.544 | 1434.4902 | 1448.3072 | Cortina-Eagle Rock 115 kV line | Cortina-Eagle Rock 115 kV line | Cortina-Eagle Rock 115 kV line |  | 0 | 0 | 0 | 0 | 0 | 0 | 1365.544 | 1434.4902 | 1448.3072 | Cortina-Eagle Rock 115 kV line | Cortina-Eagle Rock 115 kV line | Cortina-Eagle Rock 115 kV line |  | 1 | 1 | NO | 1 | 1 | 1 | NO | 1
PG&E North of Greater Bay Study Area | Vaca Dixon | 500 | 0 | 0 | 0 | 0 | 0 | 0 | 0 | 0 | 0 | 0 | 0 | 0 | 0 | 0 | 0 | 0 | 0 | 0 | 0 | 0 | 0 | 0 | 0 | 0 | 0 | 0 | 0 | 0 | 0 | 0 | 0 | 0 | 0 | 0 | 0 | 0 | 0 | 0 | 0 | 0 | 0 | 0 | 0 | 0 | 1 | 0 | 0 | 0 | 0 | 0 | 1 | 0 | 0 | 0 | 0 | 0 | 0 | 0 | 0 | 1 | 1 | 0 | 0 | 0 | 0 | 0 | 0 | 0 | 0 | 0 | 0 | 0 | 0 | 0 | 1 | 0 | 1 | 0 | 0 | 0 | 0 | 0 | 0 | 0 | 0 | 0 | 0 | 0 | 0 | 0 | 0 | 0 | 0 | 0 | 0 | 0 | 0 | 0 | 0 | 0 | 0 | 0 | 0 | 0 | 0 | 0 | 0 | 0 |  | 0 | 0 | 0 | 0 | 0 | 0 | 0 | 0 | 0 | 0 | 0 | 0 | 0 | 0 | 0 | 0 | 0 | 0 | 0 | 0 | 0 | 0 | 0 | 0 | 0 | 0 | 0 | 0 | 0 | 0 | 3 | 0 | 1 | 0 | 0 | 0 | -1317.795 | -515.533 | 818.2057 | Midway-Q2005 230kV Line | Midway-Q2005 230kV Line | Midway-Q2005 230kV Line |  | 0 | 0 | 0 | 0 | 0 | 0 | 196.5473 | 685.0163 | 914.2905 | Contra Costa- Windmaster 230 kV line | Contra Costa- Windmaster 230 kV line | Birds Landing-Contra Costa 230kV Line |  | 5 | 1 | YES | 2 | 1 | 1 | NO | 1
PG&E North of Greater Bay Study Area | Vaca Dixon | 230 | 0 | 0 | 0 | 0 | 0 | 0 | 0 | 0 | 0 | 0 | 0 | 0 | 0 | 0 | 0 | 0 | 0 | 0 | 0 | 0 | 0 | 0 | 0 | 0 | 0 | 0 | 0 | 0 | 0 | 0 | 0 | 0 | 0 | 0 | 0 | 0 | 0 | 0 | 0 | 0 | 0 | 0 | 0 | 0 | 1 | 0 | 0 | 0 | 0 | 0 | 0 | 0 | 0 | 0 | 0 | 0 | 0 | 0 | 1 | 1 | 1 | 0 | 0 | 0 | 0 | 0 | 0 | 0 | 0 | 0 | 0 | 0 | 0 | 1 | 1 | 0 | 0 | 0 | 0 | 0 | 0 | 0 | 0 | 0 | 0 | 0 | 0 | 0 | 0 | 0 | 0 | 0 | 0 | 0 | 0 | 0 | 0 | 0 | 0 | 0 | 0 | 0 | 0 | 0 | 0 | 0 | 0 | 0 |  | 0 | 0 | 0 | 0 | 0 | 0 | 0 | 0 | 0 | 0 | 0 | 300 | 0 | 0 | 1 | 0 | 0 | 0 | 0 | 0 | 0 | 0 | 0 | 0 | 0 | 0 | 0 | 0 | 0 | 0 | 3 | 0 | 0 | 0 | 0 | 0 | -719.4865 | 284.1443 | 914.2905 | Vaca Dixon-Tesla 500kV Line | Birds Landing-Contra Costa 230kV Line | Birds Landing-Contra Costa 230kV Line |  | 0 | 0 | 0 | 0 | 0 | 0 | 196.5473 | 685.0163 | 914.2905 | Contra Costa- Windmaster 230 kV line | Contra Costa- Windmaster 230 kV line | Birds Landing-Contra Costa 230kV Line |  | 5 | 1 | YES | 2 | 1 | 1 | NO | 1
PG&E North of Greater Bay Study Area | Vaca Dixon | 115 | 0 | 0 | 0 | 0 | 0 | 0 | 0 | 0 | 0 | 0 | 0 | 0 | 0 | 0 | 0 | 0 | 0 | 0 | 0 | 0 | 0 | 0 | 0 | 0 | 0 | 0 | 0 | 0 | 0 | 0 | 0 | 0 | 0 | 0 | 0 | 0 | 0 | 0 | 0 | 0 | 0 | 0 | 0 | 0 | 1 | 0 | 0 | 0 | 0 | 0 | 0 | 0 | 0 | 0 | 0 | 0 | 0 | 0 | 1 | 1 | 1 | 0 | 0 | 0 | 0 | 0 | 0 | 0 | 0 | 0 | 0 | 0 | 0 | 0 | 1 | 0 | 0 | 0 | 0 | 0 | 0 | 0 | 0 | 0 | 0 | 0 | 0 | 0 | 0 | 0 | 0 | 0 | 0 | 0 | 0 | 0 | 0 | 0 | 0 | 0 | 0 | 0 | 0 | 0 | 0 | 0 | 0 | 0 |  | 0 | 0 | 0 | 0 | 0 | 0 | 0 | 0 | 0 | 0 | 0 | 0 | 0 | 0 | 0 | 0 | 0 | 0 | 0 | 0 | 0 | 0 | 0 | 0 | 0 | 0 | 0 | 0 | 0 | 0 | 3 | 0 | 0 | 0 | 0 | 0 | -719.4865 | 284.1443 | 914.2905 | Vaca Dixon-Tesla 500kV Line | Birds Landing-Contra Costa 230kV Line | Birds Landing-Contra Costa 230kV Line |  | 0 | 0 | 0 | 0 | 0 | 0 | 196.5473 | 685.0163 | 914.2905 | Contra Costa- Windmaster 230 kV line | Contra Costa- Windmaster 230 kV line | Birds Landing-Contra Costa 230kV Line |  | 5 | 1 | YES | 2 | 1 | 1 | NO | 1
SCE Eastern Study Area | Valley (SCE) | 500 | 0 | 0 | 0 | 0 | 0 | 0 | 0 | 0 | 0 | 0 | 0 | 0 | 0 | 0 | 0 | 0 | 0 | 0 | 0 | 0 | 0 | 0 | 0 | 1 | 0 | 1 | 0 | 0 | 0 | 0 | 0 | 0 | 0 | 0 | 0 | 0 | 0 | 0 | 0 | 0 | 0 | 0 | 0 | 0 | 0 | 0 | 0 | 0 | 0 | 0 | 0 | 0 | 0 | 0 | 0 | 0 | 0 | 0 | 0 | 0 | 0 | 0 | 0 | 0 | 0 | 0 | 0 | 0 | 0 | 0 | 0 | 0 | 0 | 0 | 0 | 0 | 0 | 0 | 0 | 0 | 0 | 0 | 0 | 0 | 0 | 0 | 0 | 0 | 0 | 0 | 0 | 0 | 0 | 0 | 0 | 0 | 0 | 0 | 0 | 0 | 0 | 0 | 0 | 0 | 0 | 0 | 0 | 1 |  | 0 | 0 | 0 | 0 | 0 | 0 | 0 | 0 | 0 | 0 | 0 | 0 | 0 | 0 | 0 | 0 | 0 | 0 | 0 | 0 | 0 | 0 | 0 | 0 | 0 | 0 | 770 | 0 | 0 | 1 | 0 | 0 | 0 | 0 | 0 | 0 | 2003.0218 | 5202.9392 | 11427.116 | Serrano-Alberhill-Valley Constraint | Etiwanda-Rancho Vista Constraint | Etiwanda-Rancho Vista Constraint |  | 0 | 0 | 0 | 0 | 0 | 0 | 2003.0218 | 5202.9392 | 11427.116 | Serrano-Alberhill-Valley Constraint | Etiwanda-Rancho Vista Constraint | Etiwanda-Rancho Vista Constraint |  | 1 | 1 | NO | 1 | 1 | 1 | NO | 1
East of Pisgah Study Area | Valley (VEA) | 138 | 0 | 0 | 0 | 0 | 0 | 0 | 0 | 0 | 0 | 0 | 0 | 0 | 0 | 0 | 0 | 0 | 0 | 0 | 0 | 1 | 0 | 1 | 0 | 0 | 0 | 0 | 1 | 1 | 1 | 0 | 0 | 0 | 0 | 0 | 0 | 0 | 0 | 0 | 0 | 0 | 0 | 0 | 0 | 0 | 0 | 0 | 0 | 0 | 0 | 0 | 0 | 0 | 0 | 0 | 0 | 0 | 0 | 0 | 0 | 0 | 0 | 0 | 0 | 0 | 0 | 0 | 0 | 0 | 0 | 0 | 0 | 0 | 0 | 0 | 0 | 0 | 0 | 0 | 0 | 0 | 0 | 0 | 0 | 0 | 0 | 0 | 0 | 0 | 0 | 0 | 0 | 0 | 0 | 0 | 0 | 0 | 0 | 0 | 0 | 0 | 0 | 0 | 0 | 0 | 0 | 0 | 0 | 3 |  | 0 | 0 | 0 | 0 | 0 | 0 | 0 | 0 | 0 | 0 | 0 | 0 | 0 | 0 | 0 | 0 | 0 | 0 | 0 | 0 | 0 | 0 | 0 | 0 | 0 | 0 | 0 | 0 | 0 | 0 | 2 | 1 | 1 | 0 | 1 | 0 | -1497.8218 | -273.2 | -521 | Lugo - Victorville area constraint | VEA 138kV area constraint | VEA 138kV area constraint |  | 0 | 1 | 0 | 0 | 0 | 0 | -1466.348 | 558.32 | 409 | Devers-Red Bluff Constraint | GLW 230kV area constraint | VEA 138kV area constraint |  | 5 | 4 | YES | 4 | 5 | 1 | YES | 2
PG&E Greater Bay Study Area | Valley Home | 115 | 0 | 0 | 0 | 0 | 0 | 0 | 0 | 0 | 0 | 0 | 0 | 0 | 0 | 0 | 0 | 0 | 0 | 0 | 0 | 0 | 0 | 0 | 0 | 0 | 0 | 0 | 0 | 0 | 0 | 0 | 0 | 0 | 0 | 0 | 0 | 0 | 0 | 0 | 0 | 0 | 0 | 0 | 0 | 0 | 0 | 0 | 0 | 0 | 0 | 0 | 0 | 0 | 0 | 0 | 0 | 0 | 0 | 0 | 0 | 0 | 0 | 0 | 1 | 0 | 0 | 0 | 0 | 0 | 0 | 0 | 0 | 0 | 0 | 0 | 0 | 0 | 0 | 0 | 0 | 0 | 0 | 0 | 0 | 0 | 0 | 0 | 0 | 0 | 0 | 0 | 0 | 0 | 0 | 0 | 0 | 0 | 0 | 0 | 0 | 0 | 0 | 0 | 0 | 0 | 0 | 0 | 0 | 0 |  | 0 | 0 | 0 | 0 | 0 | 0 | 0 | 0 | 0 | 0 | 0 | 0 | 0 | 0 | 0 | 0 | 0 | 0 | 0 | 0 | 0 | 0 | 0 | 0 | 0 | 0 | 0 | 0 | 0 | 0 | 0 | 0 | 0 | 0 | 0 | 0 | 3.859 | 102.156 | 280.6464 | Kasson Jct-Heinz 115 kV line | Kasson Jct-Heinz 115 kV line | Kasson Jct-Heinz 115 kV line |  | 0 | 0 | 0 | 0 | 0 | 0 | 3.859 | 102.156 | 280.6464 | Kasson Jct-Heinz 115 kV line | Kasson Jct-Heinz 115 kV line | Kasson Jct-Heinz 115 kV line |  | 1 | 1 | NO | 1 | 1 | 1 | NO | 1
East of Pisgah Study Area | Valley Switch | 138 | 0 | 0 | 0 | 0 | 0 | 0 | 0 | 0 | 0 | 0 | 0 | 0 | 0 | 0 | 0 | 0 | 0 | 0 | 0 | 1 | 0 | 1 | 0 | 0 | 0 | 0 | 1 | 1 | 1 | 0 | 0 | 0 | 0 | 0 | 0 | 0 | 0 | 0 | 0 | 0 | 0 | 0 | 0 | 0 | 0 | 0 | 0 | 0 | 0 | 0 | 0 | 0 | 0 | 0 | 0 | 0 | 0 | 0 | 0 | 0 | 0 | 0 | 0 | 0 | 0 | 0 | 0 | 0 | 0 | 0 | 0 | 0 | 0 | 0 | 0 | 0 | 0 | 0 | 0 | 0 | 0 | 0 | 0 | 0 | 0 | 0 | 0 | 0 | 0 | 0 | 0 | 0 | 0 | 0 | 0 | 0 | 0 | 0 | 0 | 0 | 0 | 0 | 0 | 0 | 0 | 0 | 0 | 3 |  | 0 | 0 | 0 | 0 | 0 | 0 | 0 | 0 | 0 | 0 | 0 | 0 | 0 | 0 | 0 | 0 | 0 | 0 | 0 | 0 | 0 | 0 | 0 | 0 | 0 | 0 | 0 | 0 | 0 | 0 | 2 | 1 | 1 | 0 | 1 | 0 | -1497.8218 | -273.2 | -521 | Lugo - Victorville area constraint | VEA 138kV area constraint | VEA 138kV area constraint |  | 0 | 1 | 0 | 0 | 0 | 0 | -1466.348 | 558.32 | 409 | Devers-Red Bluff Constraint | GLW 230kV area constraint | VEA 138kV area constraint |  | 5 | 4 | YES | 4 | 5 | 1 | YES | 2
PG&E Greater Bay Study Area | Vasona | 230 | 0 | 0 | 0 | 0 | 0 | 0 | 0 | 0 | 0 | 0 | 0 | 0 | 0 | 0 | 0 | 0 | 0 | 0 | 0 | 0 | 0 | 0 | 0 | 0 | 0 | 0 | 0 | 0 | 0 | 0 | 0 | 0 | 0 | 0 | 0 | 0 | 0 | 0 | 0 | 0 | 0 | 0 | 0 | 0 | 0 | 0 | 0 | 0 | 0 | 0 | 0 | 0 | 0 | 0 | 0 | 0 | 0 | 0 | 1 | 0 | 0 | 0 | 0 | 0 | 1 | 0 | 0 | 0 | 0 | 0 | 0 | 1 | 0 | 0 | 0 | 0 | 0 | 0 | 0 | 0 | 0 | 0 | 0 | 0 | 0 | 0 | 0 | 0 | 0 | 0 | 0 | 0 | 0 | 0 | 0 | 0 | 0 | 0 | 0 | 0 | 0 | 0 | 0 | 0 | 0 | 0 | 0 | 1 |  | 0 | 0 | 0 | 0 | 0 | 0 | 0 | 0 | 0 | 0 | 0 | 0 | 0 | 0 | 0 | 0 | 0 | 0 | 0 | 0 | 0 | 0 | 0 | 0 | 0 | 0 | 0 | 0 | 0 | 0 | 1 | 0 | 0 | 0 | 0 | 0 | -415.1678 | 324.7033 | 942.0393 | Windmaster-Delta pumps 230 kV line | Windmaster-Delta pumps 230 kV line | Windmaster-Delta pumps 230 kV line |  | 0 | 0 | 0 | 0 | 0 | 0 | 1181.5167 | 2657.4106 | 942.0393 | Tesla-Bellota 230 kV line | Tesla-Bellota 230 kV line | Windmaster-Delta pumps 230 kV line |  | 5 | 1 | YES | 2 | 1 | 1 | NO | 1
SCE Northern Area | Vestal | 230 | 1 | 0 | 1 | 0 | 0 | 1 | 1 | 1 | 0 | 0 | 0 | 0 | 0 | 0 | 0 | 0 | 0 | 0 | 0 | 0 | 0 | 0 | 0 | 0 | 0 | 0 | 0 | 0 | 1 | 0 | 0 | 0 | 0 | 0 | 0 | 0 | 0 | 0 | 0 | 0 | 0 | 0 | 0 | 0 | 0 | 0 | 0 | 0 | 0 | 0 | 0 | 0 | 0 | 0 | 0 | 0 | 0 | 0 | 0 | 0 | 0 | 0 | 0 | 0 | 0 | 0 | 0 | 0 | 0 | 0 | 0 | 0 | 0 | 0 | 0 | 0 | 0 | 0 | 0 | 0 | 0 | 0 | 0 | 0 | 0 | 0 | 0 | 0 | 0 | 0 | 0 | 0 | 0 | 0 | 0 | 0 | 0 | 0 | 0 | 0 | 0 | 0 | 0 | 0 | 0 | 0 | 0 | 0 |  | 0 | 0 | 0 | 0 | 0 | 0 | 0 | 0 | 0 | 355.8 | 0 | 180 | 0 | 0 | 1 | 0 | 0 | 0 | 0 | 0 | 0 | 0 | 0 | 0 | 205 | 50 | 190 | 0 | 0 | 1 | 3 | 0 | 2 | 0 | 0 | 0 | -1497.8218 | -34.6371 | 1493.759 | Lugo - Victorville area constraint | South of Magunden Constraint | South of Magunden Constraint |  | 2 | 0 | 2 | 0 | 0 | 0 | -596.4338 | -34.6371 | 1493.759 | South of Magunden Constraint | South of Magunden Constraint | South of Magunden Constraint |  | 5 | 5 | NO | 5 | 1 | 1 | NO | 1
SCE North of Lugo Study Area | Victor | 230 | 0 | 0 | 0 | 0 | 0 | 0 | 0 | 0 | 0 | 0 | 0 | 0 | 0 | 0 | 0 | 1 | 1 | 0 | 0 | 0 | 0 | 0 | 0 | 0 | 0 | 0 | 0 | 0 | 0 | 0 | 0 | 0 | 0 | 0 | 0 | 0 | 0 | 0 | 0 | 0 | 0 | 0 | 0 | 0 | 0 | 0 | 0 | 0 | 0 | 0 | 0 | 0 | 0 | 0 | 0 | 0 | 0 | 0 | 0 | 0 | 0 | 0 | 0 | 0 | 0 | 0 | 0 | 0 | 0 | 0 | 0 | 0 | 0 | 0 | 0 | 0 | 0 | 0 | 0 | 0 | 0 | 0 | 0 | 0 | 0 | 0 | 0 | 0 | 0 | 0 | 0 | 0 | 0 | 0 | 0 | 0 | 0 | 0 | 0 | 0 | 0 | 0 | 0 | 0 | 0 | 0 | 0 | 2 |  | 0 | 0 | 0 | 0 | 0 | 0 | 0 | 0 | 0 | 0 | 0 | 0 | 0 | 0 | 0 | 0 | 0 | 0 | 0 | 0 | 0 | 0 | 0 | 0 | 0 | 0 | 0 | 0 | 0 | 0 | 0 | 0 | 0 | 0 | 0 | 0 | 1142.376 | 1485.517 | 1237.06 | Lugo Transformer Area Constraint | Lugo Transformer Area Constraint | Victor to Lugo Area Constraint |  | 0 | 0 | 0 | 0 | 0 | 0 | 1142.376 | 1485.517 | 1237.06 | Lugo Transformer Area Constraint | Lugo Transformer Area Constraint | Victor to Lugo Area Constraint |  | 1 | 1 | NO | 1 | 1 | 1 | NO | 1
SCE North of Lugo Study Area | Victor | 115 | 0 | 0 | 0 | 0 | 0 | 0 | 0 | 0 | 0 | 0 | 0 | 0 | 0 | 0 | 0 | 1 | 1 | 0 | 0 | 0 | 0 | 0 | 0 | 0 | 0 | 0 | 0 | 0 | 0 | 0 | 0 | 0 | 0 | 0 | 0 | 0 | 0 | 0 | 0 | 0 | 0 | 0 | 0 | 0 | 0 | 0 | 0 | 0 | 0 | 0 | 0 | 0 | 0 | 0 | 0 | 0 | 0 | 0 | 0 | 0 | 0 | 0 | 0 | 0 | 0 | 0 | 0 | 0 | 0 | 0 | 0 | 0 | 0 | 0 | 0 | 0 | 0 | 0 | 0 | 0 | 0 | 0 | 0 | 0 | 0 | 0 | 0 | 0 | 0 | 0 | 0 | 0 | 0 | 0 | 0 | 0 | 0 | 0 | 0 | 0 | 0 | 0 | 0 | 0 | 0 | 0 | 0 | 2 |  | 0 | 0 | 0 | 0 | 0 | 0 | 0 | 0 | 0 | 0 | 0 | 0 | 0 | 0 | 0 | 0 | 0 | 0 | 0 | 0 | 0 | 0 | 0 | 0 | 0 | 0 | 0 | 0 | 0 | 0 | 0 | 0 | 0 | 0 | 0 | 0 | 1142.376 | 1485.517 | 1237.06 | Lugo Transformer Area Constraint | Lugo Transformer Area Constraint | Victor to Lugo Area Constraint |  | 0 | 0 | 0 | 0 | 0 | 0 | 1142.376 | 1485.517 | 1237.06 | Lugo Transformer Area Constraint | Lugo Transformer Area Constraint | Victor to Lugo Area Constraint |  | 1 | 1 | NO | 1 | 1 | 1 | NO | 1
0 | Victorville (LDWP) | 500 | 0 | 0 | 0 | 0 | 0 | 0 | 0 | 0 | 0 | 0 | 0 | 0 | 0 | 0 | 0 | 0 | 0 | 0 | 0 | 0 | 0 | 0 | 0 | 0 | 0 | 0 | 0 | 0 | 1 | 0 | 0 | 0 | 0 | 0 | 0 | 0 | 0 | 0 | 0 | 0 | 0 | 0 | 0 | 0 | 0 | 0 | 0 | 0 | 0 | 0 | 0 | 0 | 0 | 0 | 0 | 0 | 0 | 0 | 0 | 0 | 0 | 0 | 0 | 0 | 0 | 0 | 0 | 0 | 0 | 0 | 0 | 0 | 0 | 0 | 0 | 0 | 0 | 0 | 0 | 0 | 0 | 0 | 0 | 0 | 0 | 0 | 0 | 0 | 0 | 0 | 0 | 0 | 0 | 0 | 0 | 0 | 0 | 0 | 0 | 0 | 0 | 0 | 0 | 0 | 0 | 0 | 0 | 0 |  | 0 | 0 | 0 | 0 | 0 | 0 | 0 | 0 | 0 | 0 | 0 | 0 | 0 | 0 | 0 | 0 | 0 | 0 | 0 | 0 | 0 | 0 | 0 | 0 | 0 | 0 | 0 | 0 | 0 | 0 | 1 | 0 | 0 | 0 | 0 | 0 | -1497.8218 | 3085.8404 | 6388.056 | Lugo - Victorville area constraint | Lugo - Victorville area constraint | Lugo - Victorville area constraint |  | 0 | 0 | 0 | 0 | 0 | 0 | 5302.1782 | 9885.8404 | 13188.056 | Lugo - Victorville area constraint | Lugo - Victorville area constraint | Lugo - Victorville area constraint |  | 5 | 1 | YES | 2 | 1 | 1 | NO | 1
SCE Metro Study Area | Viejo | 230 | 0 | 0 | 0 | 0 | 0 | 0 | 0 | 0 | 0 | 0 | 0 | 0 | 1 | 0 | 0 | 0 | 0 | 0 | 0 | 0 | 0 | 0 | 0 | 0 | 0 | 0 | 0 | 0 | 0 | 0 | 0 | 0 | 0 | 0 | 0 | 0 | 0 | 0 | 0 | 0 | 0 | 0 | 0 | 0 | 0 | 0 | 0 | 0 | 0 | 0 | 0 | 0 | 0 | 0 | 0 | 0 | 0 | 0 | 0 | 0 | 0 | 0 | 0 | 0 | 0 | 0 | 0 | 0 | 0 | 0 | 0 | 0 | 0 | 0 | 0 | 0 | 0 | 0 | 0 | 0 | 0 | 0 | 0 | 0 | 0 | 0 | 0 | 0 | 0 | 0 | 0 | 0 | 0 | 0 | 0 | 0 | 0 | 0 | 0 | 0 | 0 | 0 | 0 | 0 | 0 | 0 | 0 | 0 |  | 0 | 0 | 0 | 0 | 0 | 0 | 0 | 0 | 0 | 0 | 0 | 0 | 0 | 0 | 0 | 0 | 0 | 0 | 0 | 0 | 0 | 0 | 0 | 0 | 0 | 0 | 0 | 0 | 0 | 0 | 0 | 0 | 0 | 0 | 0 | 0 | 11593.076 | 12657.742 | 15859.82 | SCE Metro Area Default Constraint | SCE Metro Area Default Constraint | SCE Metro Area Default Constraint |  | 0 | 0 | 0 | 0 | 0 | 0 | 11593.076 | 12657.742 | 15859.82 | SCE Metro Area Default Constraint | SCE Metro Area Default Constraint | SCE Metro Area Default Constraint |  | 1 | 1 | NO | 1 | 1 | 1 | NO | 1
PG&E Greater Bay Study Area | Vierra | 115 | 0 | 0 | 0 | 0 | 0 | 0 | 0 | 0 | 0 | 0 | 0 | 0 | 0 | 0 | 0 | 0 | 0 | 0 | 0 | 0 | 0 | 0 | 0 | 0 | 0 | 0 | 0 | 0 | 0 | 0 | 0 | 0 | 0 | 0 | 0 | 0 | 0 | 0 | 0 | 0 | 0 | 0 | 0 | 0 | 0 | 0 | 0 | 0 | 0 | 0 | 1 | 0 | 0 | 0 | 0 | 0 | 0 | 0 | 0 | 0 | 1 | 0 | 1 | 0 | 1 | 0 | 0 | 0 | 1 | 0 | 0 | 0 | 0 | 1 | 0 | 0 | 0 | 0 | 0 | 0 | 0 | 0 | 0 | 0 | 0 | 0 | 0 | 0 | 0 | 0 | 0 | 0 | 0 | 0 | 0 | 0 | 0 | 0 | 0 | 0 | 0 | 0 | 0 | 0 | 0 | 0 | 0 | 0 |  | 0 | 0 | 0 | 0 | 0 | 0 | 0 | 0 | 0 | 0 | 0 | 0 | 0 | 0 | 0 | 0 | 0 | 0 | 0 | 0 | 0 | 0 | 0 | 0 | 0 | 0 | 0 | 0 | 0 | 0 | 0 | 0 | 0 | 0 | 0 | 0 | 3.859 | 102.156 | 280.6464 | Kasson Jct-Heinz 115 kV line | Kasson Jct-Heinz 115 kV line | Kasson Jct-Heinz 115 kV line |  | 0 | 0 | 0 | 0 | 0 | 0 | 3.859 | 102.156 | 280.6464 | Kasson Jct-Heinz 115 kV line | Kasson Jct-Heinz 115 kV line | Kasson Jct-Heinz 115 kV line |  | 1 | 1 | NO | 1 | 1 | 1 | NO | 1
SCE Metro Study Area | Villa Park | 230 | 0 | 0 | 0 | 0 | 0 | 0 | 0 | 0 | 0 | 0 | 0 | 0 | 1 | 0 | 0 | 0 | 0 | 0 | 0 | 0 | 0 | 0 | 0 | 0 | 0 | 0 | 0 | 0 | 0 | 0 | 0 | 0 | 0 | 0 | 0 | 0 | 0 | 0 | 0 | 0 | 0 | 0 | 0 | 0 | 0 | 0 | 0 | 0 | 0 | 0 | 0 | 0 | 0 | 0 | 0 | 0 | 0 | 0 | 0 | 0 | 0 | 0 | 0 | 0 | 0 | 0 | 0 | 0 | 0 | 0 | 0 | 0 | 0 | 0 | 0 | 0 | 0 | 0 | 0 | 0 | 0 | 0 | 0 | 0 | 0 | 0 | 0 | 0 | 0 | 0 | 0 | 0 | 0 | 0 | 0 | 0 | 0 | 0 | 0 | 0 | 0 | 0 | 0 | 0 | 0 | 0 | 0 | 0 |  | 0 | 0 | 0 | 0 | 0 | 0 | 0 | 0 | 0 | 0 | 0 | 0 | 0 | 0 | 0 | 0 | 0 | 0 | 0 | 0 | 0 | 0 | 0 | 0 | 0 | 0 | 0 | 0 | 0 | 0 | 0 | 0 | 0 | 0 | 0 | 0 | 11593.076 | 12657.742 | 15859.82 | SCE Metro Area Default Constraint | SCE Metro Area Default Constraint | SCE Metro Area Default Constraint |  | 0 | 0 | 0 | 0 | 0 | 0 | 11593.076 | 12657.742 | 15859.82 | SCE Metro Area Default Constraint | SCE Metro Area Default Constraint | SCE Metro Area Default Constraint |  | 1 | 1 | NO | 1 | 1 | 1 | NO | 1
SCE Northern Area | Vincent | 500 | 0 | 1 | 1 | 0 | 0 | 0 | 0 | 0 | 0 | 0 | 0 | 0 | 0 | 0 | 0 | 0 | 0 | 0 | 0 | 0 | 0 | 0 | 0 | 0 | 0 | 0 | 0 | 0 | 0 | 0 | 0 | 0 | 0 | 0 | 0 | 0 | 0 | 0 | 0 | 0 | 0 | 0 | 0 | 0 | 0 | 0 | 0 | 0 | 0 | 0 | 0 | 0 | 0 | 0 | 0 | 0 | 0 | 0 | 0 | 0 | 0 | 0 | 0 | 0 | 0 | 0 | 0 | 0 | 0 | 0 | 0 | 0 | 0 | 0 | 0 | 0 | 0 | 0 | 0 | 0 | 0 | 0 | 0 | 0 | 0 | 0 | 0 | 0 | 0 | 0 | 0 | 0 | 0 | 0 | 0 | 0 | 0 | 0 | 0 | 0 | 0 | 0 | 0 | 0 | 0 | 0 | 0 | 0 |  | 0 | 0 | 0 | 0 | 0 | 0 | 0 | 0 | 0 | 0 | 0 | 0 | 0 | 0 | 0 | 0 | 0 | 0 | 0 | 0 | 0 | 0 | 0 | 0 | 0 | 0 | 0 | 0 | 0 | 0 | 0 | 0 | 0 | 0 | 0 | 0 | 1919.4832 | 3038.8544 | 6785.524 | Pardee-Sylmar Constraint | Pardee-Sylmar Constraint | Pardee-Sylmar Constraint |  | 0 | 0 | 0 | 0 | 0 | 0 | 1919.4832 | 3038.8544 | 6785.524 | Pardee-Sylmar Constraint | Pardee-Sylmar Constraint | Pardee-Sylmar Constraint |  | 1 | 1 | NO | 1 | 1 | 1 | NO | 1
SCE Northern Area | Vincent | 230 | 0 | 1 | 1 | 0 | 0 | 0 | 0 | 0 | 0 | 0 | 0 | 0 | 0 | 0 | 0 | 0 | 0 | 0 | 0 | 0 | 0 | 0 | 0 | 0 | 0 | 0 | 0 | 0 | 0 | 0 | 0 | 0 | 0 | 0 | 0 | 0 | 0 | 0 | 0 | 0 | 0 | 0 | 0 | 0 | 0 | 0 | 0 | 0 | 0 | 0 | 0 | 0 | 0 | 0 | 0 | 0 | 0 | 0 | 0 | 0 | 0 | 0 | 0 | 0 | 0 | 0 | 0 | 0 | 0 | 0 | 0 | 0 | 0 | 0 | 0 | 0 | 0 | 0 | 0 | 0 | 0 | 0 | 0 | 0 | 0 | 0 | 0 | 0 | 0 | 0 | 0 | 0 | 0 | 0 | 0 | 0 | 0 | 0 | 0 | 0 | 0 | 0 | 0 | 0 | 0 | 0 | 0 | 0 |  | 0 | 0 | 0 | 0 | 0 | 0 | 0 | 0 | 0 | 0 | 0 | 80 | 0 | 0 | 1 | 0 | 0 | 0 | 0 | 0 | 0 | 0 | 0 | 0 | 0 | 617 | 799 | 20.5 | 0 | 1 | 0 | 0 | 0 | 0 | 0 | 0 | 1919.4832 | 3038.8544 | 6785.524 | Pardee-Sylmar Constraint | Pardee-Sylmar Constraint | Pardee-Sylmar Constraint |  | 0 | 0 | 0 | 0 | 0 | 0 | 1919.4832 | 3038.8544 | 6785.524 | Pardee-Sylmar Constraint | Pardee-Sylmar Constraint | Pardee-Sylmar Constraint |  | 1 | 1 | NO | 1 | 1 | 1 | NO | 1
PG&E Greater Bay Study Area | Vineyard | 230 | 0 | 0 | 0 | 0 | 0 | 0 | 0 | 0 | 0 | 0 | 0 | 0 | 0 | 0 | 0 | 0 | 0 | 0 | 0 | 0 | 0 | 0 | 0 | 0 | 0 | 0 | 0 | 0 | 0 | 0 | 0 | 0 | 0 | 0 | 0 | 0 | 0 | 0 | 0 | 0 | 0 | 0 | 0 | 0 | 1 | 0 | 0 | 0 | 0 | 0 | 0 | 0 | 0 | 0 | 0 | 0 | 0 | 0 | 1 | 0 | 1 | 0 | 0 | 1 | 1 | 0 | 0 | 0 | 0 | 0 | 0 | 0 | 0 | 1 | 0 | 0 | 0 | 0 | 0 | 0 | 0 | 0 | 0 | 0 | 0 | 0 | 0 | 0 | 0 | 0 | 0 | 0 | 0 | 0 | 0 | 0 | 0 | 0 | 0 | 0 | 0 | 0 | 0 | 0 | 0 | 0 | 0 | 0 |  | 0 | 0 | 0 | 0 | 0 | 0 | 0 | 0 | 0 | 0 | 0 | 0 | 0 | 0 | 0 | 0 | 0 | 0 | 0 | 0 | 0 | 0 | 0 | 0 | 0 | 0 | 0 | 0 | 0 | 0 | 2 | 0 | 0 | 0 | 0 | 0 | -719.4865 | 324.7033 | 942.0393 | Vaca Dixon-Tesla 500kV Line | Windmaster-Delta pumps 230 kV line | Windmaster-Delta pumps 230 kV line |  | 0 | 0 | 0 | 0 | 0 | 0 | 1181.5167 | 2657.4106 | 942.0393 | Tesla-Bellota 230 kV line | Tesla-Bellota 230 kV line | Windmaster-Delta pumps 230 kV line |  | 5 | 1 | YES | 2 | 1 | 1 | NO | 1
SCE Eastern Study Area | Vista (SCE) | 230 | 0 | 0 | 0 | 0 | 0 | 0 | 0 | 0 | 0 | 0 | 0 | 0 | 0 | 0 | 0 | 0 | 0 | 0 | 0 | 0 | 0 | 0 | 0 | 1 | 0 | 1 | 0 | 0 | 0 | 0 | 0 | 0 | 0 | 0 | 0 | 0 | 0 | 0 | 0 | 0 | 0 | 0 | 0 | 0 | 0 | 0 | 0 | 0 | 0 | 0 | 0 | 0 | 0 | 0 | 0 | 0 | 0 | 0 | 0 | 0 | 0 | 0 | 0 | 0 | 0 | 0 | 0 | 0 | 0 | 0 | 0 | 0 | 0 | 0 | 0 | 0 | 0 | 0 | 0 | 0 | 0 | 0 | 0 | 0 | 0 | 0 | 0 | 0 | 0 | 0 | 0 | 0 | 0 | 0 | 0 | 0 | 0 | 0 | 0 | 0 | 0 | 0 | 0 | 0 | 0 | 0 | 0 | 1 |  | 0 | 0 | 0 | 0 | 0 | 0 | 0 | 0 | 0 | 0 | 0 | 0 | 0 | 0 | 0 | 0 | 2.6 | 0 | 0 | 0 | 0 | 0 | 0 | 0 | 0 | 0 | 200 | 0 | 0 | 1 | 0 | 0 | 0 | 0 | 0 | 0 | 2003.0218 | 5202.9392 | 11427.116 | Serrano-Alberhill-Valley Constraint | Etiwanda-Rancho Vista Constraint | Etiwanda-Rancho Vista Constraint |  | 0 | 0 | 0 | 0 | 0 | 0 | 2003.0218 | 5202.9392 | 11427.116 | Serrano-Alberhill-Valley Constraint | Etiwanda-Rancho Vista Constraint | Etiwanda-Rancho Vista Constraint |  | 1 | 1 | NO | 1 | 1 | 1 | NO | 1
East of Pisgah Study Area | Vista (VEA) | 138 | 0 | 0 | 0 | 0 | 0 | 0 | 0 | 0 | 0 | 0 | 0 | 0 | 0 | 0 | 0 | 0 | 0 | 0 | 0 | 1 | 0 | 1 | 0 | 0 | 0 | 0 | 1 | 1 | 1 | 0 | 0 | 0 | 0 | 0 | 0 | 0 | 0 | 0 | 0 | 0 | 0 | 0 | 0 | 0 | 0 | 0 | 0 | 0 | 0 | 0 | 0 | 0 | 0 | 0 | 0 | 0 | 0 | 0 | 0 | 0 | 0 | 0 | 0 | 0 | 0 | 0 | 0 | 0 | 0 | 0 | 0 | 0 | 0 | 0 | 0 | 0 | 0 | 0 | 0 | 0 | 0 | 0 | 0 | 0 | 0 | 0 | 0 | 0 | 0 | 0 | 0 | 0 | 0 | 0 | 0 | 0 | 0 | 0 | 0 | 0 | 0 | 0 | 0 | 0 | 0 | 0 | 0 | 3 |  | 0 | 0 | 0 | 0 | 0 | 0 | 0 | 0 | 0 | 0 | 0 | 0 | 0 | 0 | 0 | 0 | 0 | 0 | 0 | 0 | 0 | 0 | 0 | 0 | 0 | 0 | 0 | 0 | 0 | 0 | 2 | 1 | 1 | 0 | 1 | 0 | -1497.8218 | -273.2 | -521 | Lugo - Victorville area constraint | VEA 138kV area constraint | VEA 138kV area constraint |  | 0 | 1 | 0 | 0 | 0 | 0 | -1466.348 | 558.32 | 409 | Devers-Red Bluff Constraint | GLW 230kV area constraint | VEA 138kV area constraint |  | 5 | 4 | YES | 4 | 5 | 1 | YES | 2
SCE Metro Study Area | Walnut | 230 | 0 | 0 | 0 | 0 | 0 | 0 | 0 | 0 | 0 | 0 | 1 | 0 | 1 | 0 | 0 | 0 | 0 | 0 | 0 | 0 | 0 | 0 | 0 | 0 | 0 | 0 | 0 | 0 | 0 | 0 | 0 | 0 | 0 | 0 | 0 | 0 | 0 | 0 | 0 | 0 | 0 | 0 | 0 | 0 | 0 | 0 | 0 | 0 | 0 | 0 | 0 | 0 | 0 | 0 | 0 | 0 | 0 | 0 | 0 | 0 | 0 | 0 | 0 | 0 | 0 | 0 | 0 | 0 | 0 | 0 | 0 | 0 | 0 | 0 | 0 | 0 | 0 | 0 | 0 | 0 | 0 | 0 | 0 | 0 | 0 | 0 | 0 | 0 | 0 | 0 | 0 | 0 | 0 | 0 | 0 | 0 | 0 | 0 | 0 | 0 | 0 | 0 | 0 | 0 | 0 | 0 | 0 | 0 |  | 0 | 0 | 0 | 0 | 0 | 0 | 0 | 0 | 0 | 0 | 0 | 0 | 0 | 0 | 0 | 0 | 0 | 0 | 0 | 0 | 0 | 0 | 0 | 0 | 0 | 0 | 200 | 0 | 0 | 1 | 0 | 0 | 0 | 0 | 0 | 0 | 5402.476 | 6046.942 | 7988.42 | Del Amo - Barre Area Constraint | Del Amo - Barre Area Constraint | Del Amo - Barre Area Constraint |  | 0 | 0 | 0 | 0 | 0 | 0 | 5402.476 | 6046.942 | 7988.42 | Del Amo - Barre Area Constraint | Del Amo - Barre Area Constraint | Del Amo - Barre Area Constraint |  | 1 | 1 | NO | 1 | 1 | 1 | NO | 1
SCE Northern Area | Warne | 230 | 0 | 0 | 1 | 0 | 0 | 0 | 1 | 0 | 0 | 0 | 0 | 0 | 0 | 0 | 0 | 0 | 0 | 0 | 0 | 0 | 0 | 0 | 0 | 0 | 0 | 0 | 0 | 0 | 1 | 0 | 0 | 0 | 0 | 0 | 0 | 0 | 0 | 0 | 0 | 0 | 0 | 0 | 0 | 0 | 0 | 0 | 0 | 0 | 0 | 0 | 0 | 0 | 0 | 0 | 0 | 0 | 0 | 0 | 0 | 0 | 0 | 0 | 0 | 0 | 0 | 0 | 0 | 0 | 0 | 0 | 0 | 0 | 0 | 0 | 0 | 0 | 0 | 0 | 0 | 0 | 0 | 0 | 0 | 0 | 0 | 0 | 0 | 0 | 0 | 0 | 0 | 0 | 0 | 0 | 0 | 0 | 0 | 0 | 0 | 0 | 0 | 0 | 0 | 0 | 0 | 0 | 0 | 0 |  | 0 | 0 | 0 | 0 | 0 | 0 | 0 | 0 | 0 | 0 | 0 | 0 | 0 | 0 | 0 | 0 | 0 | 0 | 0 | 0 | 0 | 0 | 0 | 0 | 0 | 0 | 0 | 0 | 0 | 0 | 2 | 0 | 1 | 0 | 0 | 0 | -1497.8218 | -34.6371 | 1493.759 | Lugo - Victorville area constraint | South of Magunden Constraint | South of Magunden Constraint |  | 1 | 0 | 1 | 0 | 0 | 0 | -596.4338 | -34.6371 | 1493.759 | South of Magunden Constraint | South of Magunden Constraint | South of Magunden Constraint |  | 5 | 5 | NO | 5 | 1 | 1 | NO | 1
PG&E Fresno Study Area | Warnerville | 230 | 0 | 0 | 0 | 0 | 0 | 0 | 0 | 0 | 0 | 0 | 0 | 0 | 0 | 0 | 0 | 0 | 0 | 0 | 0 | 0 | 0 | 0 | 0 | 0 | 0 | 0 | 0 | 0 | 0 | 0 | 0 | 0 | 0 | 0 | 0 | 0 | 0 | 0 | 0 | 0 | 0 | 0 | 0 | 0 | 0 | 0 | 0 | 0 | 0 | 0 | 1 | 0 | 0 | 0 | 0 | 0 | 0 | 0 | 0 | 0 | 0 | 0 | 0 | 0 | 1 | 1 | 0 | 0 | 0 | 0 | 0 | 0 | 0 | 0 | 0 | 0 | 0 | 0 | 0 | 0 | 0 | 0 | 0 | 0 | 0 | 1 | 1 | 0 | 1 | 1 | 1 | 1 | 0 | 0 | 0 | 1 | 0 | 1 | 1 | 0 | 0 | 1 | 0 | 0 | 0 | 0 | 0 | 2 |  | 0 | 0 | 0 | 0 | 0 | 0 | 0 | 0 | 0 | 0 | 0 | 0 | 0 | 0 | 0 | 0 | 0 | 0 | 0 | 0 | 0 | 0 | 0 | 0 | 0 | 0 | 0 | 0 | 0 | 0 | 1 | 0 | 1 | 0 | 0 | 0 | -227.9 | -25.89 | 231.4102 | Chowchilla-Le grand 115kV Line | Chowchilla-Le grand 115kV Line | Panoche- Mendota 115 kV line |  | 0 | 0 | 0 | 0 | 0 | 0 | 49.732 | 552.8841 | 231.4102 | Gates 500/230kV TB #12 | Gates 500/230kV TB #12 | Panoche- Mendota 115 kV line |  | 5 | 1 | YES | 2 | 1 | 1 | NO | 1
PG&E Fresno Study Area | Waukena | 115 | 0 | 0 | 0 | 0 | 0 | 0 | 0 | 0 | 0 | 0 | 0 | 0 | 0 | 0 | 0 | 0 | 0 | 0 | 0 | 0 | 0 | 0 | 0 | 0 | 0 | 0 | 0 | 0 | 0 | 0 | 0 | 0 | 0 | 0 | 0 | 0 | 0 | 0 | 0 | 0 | 0 | 0 | 0 | 0 | 0 | 0 | 0 | 0 | 0 | 0 | 0 | 0 | 0 | 0 | 0 | 0 | 0 | 0 | 0 | 0 | 0 | 0 | 0 | 0 | 0 | 0 | 0 | 0 | 0 | 0 | 0 | 0 | 0 | 0 | 0 | 0 | 0 | 0 | 0 | 0 | 0 | 0 | 0 | 0 | 0 | 0 | 0 | 0 | 0 | 0 | 0 | 0 | 0 | 0 | 0 | 0 | 0 | 0 | 0 | 0 | 0 | 0 | 0 | 0 | 0 | 0 | 1 | 0 |  | 0 | 0 | 0 | 0 | 0 | 0 | 0 | 0 | 0 | 0 | 0 | 0 | 0 | 0 | 0 | 0 | 0 | 0 | 0 | 0 | 0 | 0 | 0 | 0 | 0 | 0 | 0 | 0 | 0 | 0 | 0 | 0 | 0 | 0 | 0 | 0 | 84.6 | 82.776 | 24.84 | Jacksson-WaukenaCorcoran 115kV line | Jacksson-WaukenaCorcoran 115kV line | Jacksson-WaukenaCorcoran 115kV line |  | 0 | 0 | 0 | 0 | 0 | 0 | 84.6 | 82.776 | 24.84 | Jacksson-WaukenaCorcoran 115kV line | Jacksson-WaukenaCorcoran 115kV line | Jacksson-WaukenaCorcoran 115kV line |  | 1 | 1 | NO | 1 | 1 | 1 | NO | 1
PG&E Greater Bay Study Area | Weber | 230 | 0 | 0 | 0 | 0 | 0 | 0 | 0 | 0 | 0 | 0 | 0 | 0 | 0 | 0 | 0 | 0 | 0 | 0 | 0 | 0 | 0 | 0 | 0 | 0 | 0 | 0 | 0 | 0 | 0 | 0 | 0 | 0 | 0 | 0 | 0 | 0 | 0 | 0 | 0 | 0 | 0 | 0 | 0 | 0 | 0 | 0 | 0 | 0 | 0 | 0 | 1 | 0 | 0 | 0 | 0 | 0 | 0 | 0 | 0 | 0 | 0 | 0 | 0 | 0 | 0 | 0 | 0 | 0 | 0 | 0 | 0 | 0 | 0 | 0 | 0 | 0 | 0 | 0 | 0 | 0 | 0 | 0 | 0 | 0 | 0 | 0 | 0 | 0 | 0 | 0 | 0 | 0 | 0 | 0 | 0 | 0 | 0 | 0 | 0 | 0 | 0 | 0 | 0 | 0 | 0 | 0 | 0 | 0 |  | 0 | 0 | 0 | 0 | 0 | 0 | 0 | 0 | 0 | 0 | 0 | 25 | 0 | 0 | 1 | 0 | 0 | 0 | 0 | 0 | 0 | 0 | 0 | 0 | 0 | 0 | 0 | 0 | 0 | 0 | 0 | 0 | 0 | 0 | 0 | 0 | 761.1265 | 1280.0405 | 3194.2114 | Bellota-Weber 230kV line | Bellota-Weber 230kV line | Bellota-Weber 230kV line |  | 0 | 0 | 0 | 0 | 0 | 0 | 761.1265 | 1280.0405 | 3194.2114 | Bellota-Weber 230kV line | Bellota-Weber 230kV line | Bellota-Weber 230kV line |  | 1 | 1 | NO | 1 | 1 | 1 | NO | 1
PG&E Fresno Study Area | West Fresno | 115 | 0 | 0 | 0 | 0 | 0 | 0 | 0 | 0 | 0 | 0 | 0 | 0 | 0 | 0 | 0 | 0 | 0 | 0 | 0 | 0 | 0 | 0 | 0 | 0 | 0 | 0 | 0 | 0 | 0 | 0 | 0 | 0 | 0 | 0 | 0 | 0 | 0 | 0 | 0 | 0 | 0 | 0 | 0 | 0 | 0 | 0 | 0 | 0 | 0 | 0 | 1 | 0 | 0 | 0 | 0 | 0 | 0 | 0 | 0 | 0 | 0 | 0 | 0 | 0 | 0 | 0 | 0 | 0 | 0 | 0 | 0 | 0 | 0 | 0 | 0 | 0 | 1 | 0 | 0 | 0 | 0 | 0 | 0 | 0 | 0 | 1 | 1 | 0 | 1 | 1 | 1 | 1 | 1 | 1 | 0 | 0 | 0 | 0 | 1 | 0 | 0 | 1 | 0 | 0 | 0 | 0 | 0 | 4 |  | 0 | 0 | 0 | 0 | 0 | 0 | 0 | 0 | 0 | 0 | 0 | 0 | 0 | 0 | 0 | 0 | 0 | 0 | 0 | 0 | 0 | 0 | 0 | 0 | 0 | 0 | 0 | 0 | 0 | 0 | 2 | 0 | 2 | 0 | 0 | 0 | -1317.795 | -515.533 | 280.15 | Midway-Q2005 230kV Line | Midway-Q2005 230kV Line | Dairyland-Chowchilla 115kV Line |  | 0 | 0 | 0 | 0 | 0 | 0 | 49.732 | 552.8841 | 280.15 | Gates 500/230kV TB #12 | Gates 500/230kV TB #12 | Dairyland-Chowchilla 115kV Line |  | 5 | 1 | YES | 2 | 1 | 1 | NO | 1
PG&E Fresno Study Area | Westley | 230 | 0 | 0 | 0 | 0 | 0 | 0 | 0 | 0 | 0 | 0 | 0 | 0 | 0 | 0 | 0 | 0 | 0 | 0 | 0 | 0 | 0 | 0 | 0 | 0 | 0 | 0 | 0 | 0 | 0 | 0 | 0 | 0 | 0 | 0 | 0 | 0 | 0 | 0 | 0 | 0 | 0 | 0 | 0 | 0 | 0 | 0 | 0 | 0 | 0 | 0 | 0 | 0 | 0 | 0 | 0 | 0 | 0 | 0 | 0 | 0 | 0 | 0 | 0 | 0 | 0 | 0 | 0 | 0 | 0 | 0 | 0 | 0 | 0 | 0 | 0 | 0 | 1 | 0 | 0 | 0 | 0 | 0 | 0 | 0 | 0 | 0 | 1 | 0 | 0 | 0 | 0 | 1 | 0 | 0 | 0 | 0 | 0 | 0 | 0 | 0 | 0 | 0 | 0 | 0 | 0 | 0 | 0 | 1 |  | 0 | 0 | 0 | 0 | 0 | 0 | 0 | 0 | 0 | 0 | 0 | 0 | 0 | 0 | 0 | 0 | 0 | 0 | 0 | 0 | 0 | 0 | 0 | 0 | 0 | 0 | 0 | 0 | 0 | 0 | 1 | 0 | 1 | 0 | 0 | 0 | -1317.795 | -515.533 | 818.2057 | Midway-Q2005 230kV Line | Midway-Q2005 230kV Line | Midway-Q2005 230kV Line |  | 0 | 0 | 0 | 0 | 0 | 0 | 328.366 | 875.2492 | 1527.7575 | Gates 500/230kV TB #11 | Gates 500/230kV TB #11 | Los Banos 500/230kV TB |  | 5 | 1 | YES | 2 | 1 | 1 | NO | 1
PG&E Fresno Study Area | New Sub - Westley - Quinto (Proposed) | 230 | 0 | 0 | 0 | 0 | 0 | 0 | 0 | 0 | 0 | 0 | 0 | 0 | 0 | 0 | 0 | 0 | 0 | 0 | 0 | 0 | 0 | 0 | 0 | 0 | 0 | 0 | 0 | 0 | 0 | 0 | 0 | 0 | 0 | 0 | 0 | 0 | 0 | 0 | 0 | 0 | 0 | 0 | 0 | 0 | 0 | 0 | 0 | 0 | 0 | 0 | 0 | 0 | 0 | 0 | 0 | 0 | 0 | 0 | 0 | 0 | 0 | 0 | 0 | 0 | 0 | 0 | 0 | 0 | 0 | 0 | 0 | 0 | 0 | 0 | 0 | 0 | 1 | 0 | 0 | 0 | 0 | 0 | 0 | 0 | 0 | 0 | 1 | 0 | 0 | 0 | 0 | 1 | 0 | 0 | 0 | 0 | 0 | 0 | 0 | 0 | 0 | 0 | 0 | 0 | 0 | 0 | 0 | 1 |  | 0 | 0 | 0 | 0 | 0 | 0 | 0 | 0 | 0 | 0 | 0 | 0 | 0 | 0 | 0 | 0 | 0 | 0 | 0 | 0 | 0 | 0 | 0 | 0 | 0 | 0 | 0 | 0 | 0 | 0 | 1 | 0 | 1 | 0 | 0 | 0 | -1317.795 | -515.533 | 818.2057 | Midway-Q2005 230kV Line | Midway-Q2005 230kV Line | Midway-Q2005 230kV Line |  | 0 | 0 | 0 | 0 | 0 | 0 | 328.366 | 875.2492 | 1527.7575 | Gates 500/230kV TB #11 | Gates 500/230kV TB #11 | Los Banos 500/230kV TB |  | 5 | 1 | YES | 2 | 1 | 1 | NO | 1
PG&E Kern Study Area | Westpark | 115 | 0 | 0 | 0 | 0 | 0 | 0 | 0 | 0 | 0 | 0 | 0 | 0 | 0 | 0 | 0 | 0 | 0 | 0 | 0 | 0 | 0 | 0 | 0 | 0 | 0 | 0 | 0 | 0 | 0 | 0 | 0 | 0 | 0 | 0 | 0 | 0 | 0 | 0 | 0 | 0 | 0 | 0 | 0 | 0 | 0 | 0 | 0 | 0 | 0 | 0 | 0 | 0 | 0 | 0 | 0 | 0 | 0 | 0 | 0 | 0 | 0 | 0 | 0 | 0 | 0 | 0 | 0 | 0 | 0 | 0 | 0 | 0 | 0 | 0 | 0 | 0 | 0 | 0 | 1 | 0 | 0 | 0 | 0 | 1 | 0 | 0 | 0 | 0 | 0 | 0 | 0 | 0 | 0 | 0 | 0 | 0 | 0 | 0 | 0 | 0 | 0 | 0 | 0 | 0 | 0 | 0 | 0 | 0 |  | 0 | 0 | 0 | 0 | 0 | 0 | 0 | 0 | 0 | 0 | 0 | 0 | 0 | 0 | 0 | 0 | 0 | 0 | 0 | 0 | 0 | 0 | 0 | 0 | 0 | 0 | 0 | 0 | 0 | 0 | 0 | 0 | 0 | 0 | 0 | 0 | 120.518 | 91.2401 | 204.8922 | Semitropic-Midway 115kV Line | Semitropic-Midway 115kV Line | Semitropic-Midway 115kV Line |  | 0 | 0 | 0 | 0 | 0 | 0 | 120.518 | 91.2401 | 204.8922 | Semitropic-Midway 115kV Line | Semitropic-Midway 115kV Line | Semitropic-Midway 115kV Line |  | 1 | 1 | NO | 1 | 1 | 1 | NO | 1
PG&E Kern Study Area | Wheeler Ridge | 230 | 0 | 0 | 0 | 0 | 0 | 0 | 0 | 0 | 0 | 0 | 0 | 0 | 0 | 0 | 0 | 0 | 0 | 0 | 0 | 0 | 0 | 0 | 0 | 0 | 0 | 0 | 0 | 0 | 0 | 0 | 0 | 0 | 0 | 0 | 0 | 0 | 0 | 0 | 0 | 0 | 0 | 0 | 0 | 0 | 0 | 0 | 0 | 0 | 0 | 0 | 0 | 0 | 0 | 0 | 0 | 0 | 0 | 0 | 0 | 0 | 0 | 0 | 0 | 0 | 0 | 0 | 0 | 0 | 0 | 0 | 0 | 0 | 0 | 0 | 0 | 0 | 1 | 0 | 0 | 0 | 0 | 0 | 0 | 0 | 1 | 1 | 1 | 0 | 0 | 0 | 0 | 0 | 0 | 0 | 0 | 0 | 0 | 0 | 0 | 0 | 0 | 0 | 0 | 0 | 0 | 0 | 0 | 0 |  | 0 | 0 | 0 | 0 | 0 | 0 | 0 | 0 | 0 | 100 | 0 | 0 | 0 | 0 | 1 | 0 | 0 | 0 | 0 | 0 | 0 | 0 | 0 | 0 | 200 | 50 | 0 | 0 | 0 | 1 | 1 | 0 | 1 | 0 | 0 | 0 | -1317.795 | -515.533 | 357.4 | Midway-Q2005 230kV Line | Midway-Q2005 230kV Line | Midway-Q2011 230 kV Line |  | 0 | 0 | 0 | 0 | 0 | 0 | 49.732 | 193 | 357.4 | Gates 500/230kV TB #12 | Midway-Q2011 230 kV Line | Midway-Q2011 230 kV Line |  | 5 | 1 | YES | 2 | 1 | 1 | NO | 1
PG&E Kern Study Area | New Sub - Midway - Wheeler Ridge (Proposed) | 230 | 0 | 0 | 0 | 0 | 0 | 0 | 0 | 0 | 0 | 0 | 0 | 0 | 0 | 0 | 0 | 0 | 0 | 0 | 0 | 0 | 0 | 0 | 0 | 0 | 0 | 0 | 0 | 0 | 0 | 0 | 0 | 0 | 0 | 0 | 0 | 0 | 0 | 0 | 0 | 0 | 0 | 0 | 0 | 0 | 0 | 0 | 0 | 0 | 0 | 0 | 0 | 0 | 0 | 0 | 0 | 0 | 0 | 0 | 0 | 0 | 0 | 0 | 0 | 0 | 0 | 0 | 0 | 0 | 0 | 0 | 0 | 0 | 0 | 0 | 0 | 0 | 1 | 0 | 0 | 0 | 0 | 0 | 0 | 0 | 1 | 1 | 1 | 0 | 0 | 0 | 0 | 0 | 0 | 0 | 0 | 0 | 0 | 0 | 0 | 0 | 0 | 0 | 0 | 0 | 0 | 0 | 0 | 0 |  | 0 | 0 | 0 | 0 | 0 | 0 | 0 | 0 | 0 | 0 | 0 | 0 | 0 | 0 | 0 | 0 | 0 | 0 | 0 | 0 | 0 | 0 | 0 | 0 | 0 | 150 | 92 | 0 | 0 | 1 | 1 | 0 | 1 | 0 | 0 | 0 | -1317.795 | -515.533 | 357.4 | Midway-Q2005 230kV Line | Midway-Q2005 230kV Line | Midway-Q2011 230 kV Line |  | 0 | 0 | 0 | 0 | 0 | 0 | 49.732 | 193 | 357.4 | Gates 500/230kV TB #12 | Midway-Q2011 230 kV Line | Midway-Q2011 230 kV Line |  | 5 | 1 | YES | 2 | 1 | 1 | NO | 1
SCE Northern Area | Whirlwind | 230 | 1 | 1 | 0 | 0 | 0 | 0 | 0 | 0 | 0 | 0 | 0 | 0 | 0 | 0 | 0 | 0 | 0 | 0 | 0 | 0 | 0 | 0 | 0 | 0 | 0 | 0 | 0 | 0 | 0 | 0 | 0 | 0 | 0 | 0 | 0 | 0 | 0 | 0 | 0 | 0 | 0 | 0 | 0 | 0 | 0 | 0 | 0 | 0 | 0 | 0 | 0 | 0 | 0 | 0 | 0 | 0 | 0 | 0 | 0 | 0 | 0 | 0 | 0 | 0 | 0 | 0 | 0 | 0 | 0 | 0 | 0 | 0 | 0 | 0 | 0 | 0 | 0 | 0 | 0 | 0 | 0 | 0 | 0 | 0 | 0 | 0 | 0 | 0 | 0 | 0 | 0 | 0 | 0 | 0 | 0 | 0 | 0 | 0 | 0 | 0 | 0 | 0 | 0 | 0 | 0 | 0 | 0 | 0 |  | 0 | 0 | 0 | 0 | 0 | 0 | 0 | 0 | 0 | 333 | 0 | 160.5 | 69 | 0 | 1 | 0 | 0 | 300 | 0 | 0 | 0 | 0 | 0 | 0 | 224 | 251 | 663 | 100 | 481 | 1 | 0 | 0 | 0 | 0 | 0 | 0 | 3061.1732 | 4071.6234 | 8314.674 | Antelope-Vincent Constraint | Antelope-Vincent Constraint | Antelope-Vincent Constraint |  | 0 | 0 | 0 | 0 | 0 | 0 | 3061.1732 | 4071.6234 | 8314.674 | Antelope-Vincent Constraint | Antelope-Vincent Constraint | Antelope-Vincent Constraint |  | 1 | 1 | NO | 1 | 1 | 1 | NO | 1
SCE Northern Area | Whirlwind | 500 | 1 | 1 | 0 | 0 | 0 | 0 | 0 | 0 | 0 | 0 | 0 | 0 | 0 | 0 | 0 | 0 | 0 | 0 | 0 | 0 | 0 | 0 | 0 | 0 | 0 | 0 | 0 | 0 | 0 | 0 | 0 | 0 | 0 | 0 | 0 | 0 | 0 | 0 | 0 | 0 | 0 | 0 | 0 | 0 | 0 | 0 | 0 | 0 | 0 | 0 | 0 | 0 | 0 | 0 | 0 | 0 | 0 | 0 | 0 | 0 | 0 | 0 | 0 | 0 | 0 | 0 | 0 | 0 | 0 | 0 | 0 | 0 | 0 | 0 | 0 | 0 | 0 | 0 | 0 | 0 | 0 | 0 | 0 | 0 | 0 | 0 | 0 | 0 | 0 | 0 | 0 | 0 | 0 | 0 | 0 | 0 | 0 | 0 | 0 | 0 | 0 | 0 | 0 | 0 | 0 | 0 | 0 | 0 |  | 0 | 0 | 0 | 0 | 0 | 0 | 0 | 0 | 0 | 0 | 0 | 0 | 0 | 0 | 0 | 0 | 0 | 0 | 0 | 0 | 0 | 0 | 0 | 0 | 0 | 0 | 0 | 0 | 0 | 0 | 0 | 0 | 0 | 0 | 0 | 0 | 3061.1732 | 4071.6234 | 8314.674 | Antelope-Vincent Constraint | Antelope-Vincent Constraint | Antelope-Vincent Constraint |  | 0 | 0 | 0 | 0 | 0 | 0 | 3061.1732 | 4071.6234 | 8314.674 | Antelope-Vincent Constraint | Antelope-Vincent Constraint | Antelope-Vincent Constraint |  | 1 | 1 | NO | 1 | 1 | 1 | NO | 1
PG&E Fresno Study Area | Wilson | 230 | 0 | 0 | 0 | 0 | 0 | 0 | 0 | 0 | 0 | 0 | 0 | 0 | 0 | 0 | 0 | 0 | 0 | 0 | 0 | 0 | 0 | 0 | 0 | 0 | 0 | 0 | 0 | 0 | 0 | 0 | 0 | 0 | 0 | 0 | 0 | 0 | 0 | 0 | 0 | 0 | 0 | 0 | 0 | 0 | 0 | 0 | 0 | 0 | 0 | 0 | 1 | 0 | 0 | 0 | 0 | 0 | 0 | 0 | 0 | 0 | 0 | 0 | 0 | 0 | 1 | 0 | 0 | 0 | 0 | 0 | 0 | 0 | 0 | 0 | 0 | 0 | 1 | 0 | 0 | 0 | 0 | 0 | 0 | 0 | 0 | 1 | 1 | 0 | 1 | 1 | 1 | 1 | 1 | 1 | 1 | 1 | 0 | 1 | 1 | 1 | 0 | 1 | 0 | 0 | 0 | 0 | 0 | 4 |  | 0 | 0 | 0 | 0 | 0 | 0 | 0 | 0 | 0 | 0 | 0 | 0 | 0 | 0 | 0 | 0 | 0 | 200 | 0 | 0 | 0 | 0 | 0 | 0 | 0 | 0 | 0 | 0 | 0 | 1 | 3 | 0 | 3 | 0 | 0 | 0 | -1317.795 | -515.533 | 9.63 | Midway-Q2005 230kV Line | Midway-Q2005 230kV Line | Merced 115/70kV TB#2 |  | 0 | 0 | 0 | 0 | 0 | 0 | 49.732 | 210.732 | 9.63 | Gates 500/230kV TB #12 | Merced 115/70kV TB#2 | Merced 115/70kV TB#2 |  | 5 | 1 | YES | 2 | 1 | 1 | NO | 1
PG&E Fresno Study Area | Wilson | 115 | 0 | 0 | 0 | 0 | 0 | 0 | 0 | 0 | 0 | 0 | 0 | 0 | 0 | 0 | 0 | 0 | 0 | 0 | 0 | 0 | 0 | 0 | 0 | 0 | 0 | 0 | 0 | 0 | 0 | 0 | 0 | 0 | 0 | 0 | 0 | 0 | 0 | 0 | 0 | 0 | 0 | 0 | 0 | 0 | 0 | 0 | 0 | 0 | 0 | 0 | 1 | 0 | 0 | 0 | 0 | 0 | 0 | 0 | 0 | 0 | 0 | 0 | 0 | 0 | 1 | 0 | 0 | 0 | 0 | 0 | 0 | 0 | 0 | 0 | 0 | 0 | 0 | 0 | 0 | 0 | 0 | 0 | 0 | 0 | 0 | 1 | 1 | 0 | 1 | 0 | 0 | 1 | 1 | 1 | 0 | 1 | 0 | 0 | 0 | 1 | 0 | 0 | 0 | 0 | 0 | 0 | 0 | 3 |  | 0 | 0 | 0 | 0 | 0 | 0 | 0 | 0 | 0 | 0 | 0 | 0 | 0 | 0 | 0 | 0 | 2 | 0 | 0 | 0 | 0 | 0 | 0 | 0 | 0 | 0 | 0 | 0 | 0 | 1 | 0 | 0 | 0 | 0 | 0 | 0 | 49.732 | 210.732 | 9.63 | Gates 500/230kV TB #12 | Merced 115/70kV TB#2 | Merced 115/70kV TB#2 |  | 0 | 0 | 0 | 0 | 0 | 0 | 49.732 | 210.732 | 9.63 | Gates 500/230kV TB #12 | Merced 115/70kV TB#2 | Merced 115/70kV TB#2 |  | 1 | 1 | NO | 1 | 1 | 1 | NO | 1
PG&E Kern Study Area | Windgap PP | 230 | 0 | 0 | 0 | 0 | 0 | 0 | 0 | 0 | 0 | 0 | 0 | 0 | 0 | 0 | 0 | 0 | 0 | 0 | 0 | 0 | 0 | 0 | 0 | 0 | 0 | 0 | 0 | 0 | 0 | 0 | 0 | 0 | 0 | 0 | 0 | 0 | 0 | 0 | 0 | 0 | 0 | 0 | 0 | 0 | 0 | 0 | 0 | 0 | 0 | 0 | 0 | 0 | 0 | 0 | 0 | 0 | 0 | 0 | 0 | 0 | 0 | 0 | 0 | 0 | 0 | 0 | 0 | 0 | 0 | 0 | 0 | 0 | 0 | 0 | 0 | 1 | 1 | 0 | 0 | 0 | 0 | 0 | 0 | 0 | 1 | 1 | 1 | 0 | 0 | 0 | 0 | 0 | 0 | 0 | 0 | 0 | 0 | 0 | 0 | 0 | 0 | 0 | 0 | 0 | 1 | 0 | 0 | 0 |  | 0 | 0 | 0 | 0 | 0 | 0 | 0 | 0 | 0 | 0 | 0 | 0 | 0 | 0 | 0 | 0 | 0 | 0 | 0 | 0 | 0 | 0 | 0 | 0 | 0 | 0 | 0 | 0 | 0 | 0 | 2 | 0 | 2 | 0 | 0 | 0 | -1317.795 | -515.533 | 265.1558 | Midway-Q2005 230kV Line | Midway-Q2005 230kV Line | Oceano-Calendar 115kV line |  | 0 | 0 | 0 | 0 | 0 | 0 | 49.732 | 193 | 357.4 | Gates 500/230kV TB #12 | Midway-Q2011 230 kV Line | Midway-Q2011 230 kV Line |  | 5 | 1 | YES | 2 | 1 | 1 | NO | 1
SCE Northern Area | Windhub | 230 | 1 | 1 | 0 | 1 | 0 | 0 | 0 | 0 | 0 | 0 | 0 | 0 | 0 | 0 | 0 | 0 | 0 | 0 | 0 | 0 | 0 | 0 | 0 | 0 | 0 | 0 | 0 | 0 | 0 | 0 | 0 | 0 | 0 | 0 | 0 | 0 | 0 | 0 | 0 | 0 | 0 | 0 | 0 | 0 | 0 | 0 | 0 | 0 | 0 | 0 | 0 | 0 | 0 | 0 | 0 | 0 | 0 | 0 | 0 | 0 | 0 | 0 | 0 | 0 | 0 | 0 | 0 | 0 | 0 | 0 | 0 | 0 | 0 | 0 | 0 | 0 | 0 | 0 | 0 | 0 | 0 | 0 | 0 | 0 | 0 | 0 | 0 | 0 | 0 | 0 | 0 | 0 | 0 | 0 | 0 | 0 | 0 | 0 | 0 | 0 | 0 | 0 | 0 | 0 | 0 | 0 | 0 | 0 |  | 0 | 0 | 0 | 0 | 0 | 0 | 0 | 0 | 0 | 735 | 0 | 549 | 0 | 0 | 1 | 0 | 0 | 124 | 0 | 0 | 0 | 0 | 0 | 0 | 140 | 600 | 600 | 25 | 0 | 1 | 0 | 0 | 0 | 0 | 0 | 0 | 982.032 | 1082.658 | 2248.94 | Windhub Constraint | Windhub Constraint | Windhub Constraint |  | 0 | 0 | 0 | 0 | 0 | 0 | 982.032 | 1082.658 | 2248.94 | Windhub Constraint | Windhub Constraint | Windhub Constraint |  | 1 | 1 | NO | 1 | 1 | 1 | NO | 1
SCE Northern Area | Windhub | 500 | 1 | 1 | 0 | 1 | 0 | 0 | 0 | 0 | 0 | 0 | 0 | 0 | 0 | 0 | 0 | 0 | 0 | 0 | 0 | 0 | 0 | 0 | 0 | 0 | 0 | 0 | 0 | 0 | 0 | 0 | 0 | 0 | 0 | 0 | 0 | 0 | 0 | 0 | 0 | 0 | 0 | 0 | 0 | 0 | 0 | 0 | 0 | 0 | 0 | 0 | 0 | 0 | 0 | 0 | 0 | 0 | 0 | 0 | 0 | 0 | 0 | 0 | 0 | 0 | 0 | 0 | 0 | 0 | 0 | 0 | 0 | 0 | 0 | 0 | 0 | 0 | 0 | 0 | 0 | 0 | 0 | 0 | 0 | 0 | 0 | 0 | 0 | 0 | 0 | 0 | 0 | 0 | 0 | 0 | 0 | 0 | 0 | 0 | 0 | 0 | 0 | 0 | 0 | 0 | 0 | 0 | 0 | 0 |  | 0 | 0 | 0 | 0 | 0 | 0 | 0 | 0 | 0 | 0 | 0 | 0 | 0 | 0 | 0 | 0 | 0 | 0 | 0 | 0 | 0 | 0 | 0 | 0 | 775 | 0 | 0 | 0 | 0 | 1 | 0 | 0 | 0 | 0 | 0 | 0 | 982.032 | 1082.658 | 2248.94 | Windhub Constraint | Windhub Constraint | Windhub Constraint |  | 0 | 0 | 0 | 0 | 0 | 0 | 982.032 | 1082.658 | 2248.94 | Windhub Constraint | Windhub Constraint | Windhub Constraint |  | 1 | 1 | NO | 1 | 1 | 1 | NO | 1
PG&E North of Greater Bay Study Area | Woodland | 115 | 0 | 0 | 0 | 0 | 0 | 0 | 0 | 0 | 0 | 0 | 0 | 0 | 0 | 0 | 0 | 0 | 0 | 0 | 0 | 0 | 0 | 0 | 0 | 0 | 0 | 0 | 0 | 0 | 0 | 0 | 0 | 0 | 0 | 0 | 0 | 0 | 0 | 0 | 0 | 0 | 0 | 0 | 0 | 0 | 1 | 1 | 0 | 1 | 0 | 1 | 1 | 0 | 1 | 0 | 0 | 0 | 0 | 0 | 0 | 0 | 0 | 0 | 0 | 0 | 1 | 1 | 0 | 0 | 0 | 0 | 0 | 0 | 0 | 0 | 0 | 0 | 0 | 0 | 0 | 0 | 0 | 0 | 0 | 0 | 0 | 0 | 0 | 0 | 0 | 0 | 0 | 0 | 0 | 0 | 0 | 0 | 0 | 0 | 0 | 0 | 0 | 0 | 0 | 0 | 0 | 0 | 0 | 0 |  | 0 | 0 | 0 | 0 | 0 | 0 | 0 | 0 | 0 | 0 | 0 | 0 | 0 | 0 | 0 | 0 | 0 | 0 | 0 | 0 | 0 | 0 | 0 | 1.5 | 0 | 12 | 0 | 0 | 0 | 1 | 1 | 0 | 0 | 0 | 0 | 0 | -719.4865 | 32.3255 | 74.98 | Vaca Dixon-Tesla 500kV Line | Rocklin-Pleaseant grove 115kV line | Woodland- Davis 115kV line |  | 0 | 0 | 0 | 0 | 0 | 0 | 0.1925 | 32.3255 | 74.98 | Rocklin-Pleaseant grove 115kV line | Rocklin-Pleaseant grove 115kV line | Woodland- Davis 115kV line |  | 5 | 1 | YES | 2 | 1 | 1 | NO | 1
PG&E North of Greater Bay Study Area | Wyandotte | 115 | 0 | 0 | 0 | 0 | 0 | 0 | 0 | 0 | 0 | 0 | 0 | 0 | 0 | 0 | 0 | 0 | 0 | 0 | 0 | 0 | 0 | 0 | 0 | 0 | 0 | 0 | 0 | 0 | 0 | 0 | 0 | 0 | 0 | 0 | 0 | 0 | 0 | 0 | 0 | 0 | 0 | 0 | 0 | 0 | 1 | 0 | 0 | 0 | 0 | 1 | 1 | 1 | 1 | 0 | 0 | 0 | 0 | 0 | 0 | 0 | 0 | 0 | 0 | 0 | 1 | 1 | 0 | 0 | 0 | 0 | 0 | 0 | 0 | 0 | 0 | 0 | 0 | 0 | 0 | 0 | 0 | 0 | 0 | 0 | 0 | 0 | 0 | 0 | 0 | 0 | 0 | 0 | 0 | 0 | 0 | 0 | 0 | 0 | 0 | 0 | 0 | 0 | 0 | 0 | 0 | 0 | 0 | 0 |  | 0 | 0 | 0 | 0 | 0 | 0 | 0 | 0 | 0 | 0 | 0 | 0 | 0 | 0 | 0 | 0 | 3.6 | 0 | 0 | 0 | 0 | 0 | 0 | 3.5 | 0 | 0 | 0 | 0 | 0 | 1 | 1 | 0 | 0 | 0 | 0 | 0 | -719.4865 | 32.3255 | 266.795 | Vaca Dixon-Tesla 500kV Line | Rocklin-Pleaseant grove 115kV line | Rocklin-Pleaseant grove 115kV line |  | 0 | 0 | 0 | 0 | 0 | 0 | 0.1925 | 32.3255 | 266.795 | Rocklin-Pleaseant grove 115kV line | Rocklin-Pleaseant grove 115kV line | Rocklin-Pleaseant grove 115kV line |  | 5 | 1 | YES | 2 | 1 | 1 | NO | 1

## Tx_Calculator_2034
|  | CAISO Study Area | SCE Northern Area | [9 empty] | SCE Metro Area |  |  | SCE North of Lugo Area |  |  |  |  | SCE Eastern Area | [7 empty] | East of Pisgah Area |  |  | SDG&E Study Area | [13 empty] | PG&E North of Greater Bay Area | [10 empty] | PG&E Greater Bay Area | [20 empty] | PG&E Kern Area | [9 empty] | PG&E Fresno Area
|  | Matrix Constraint Name | Antelope-Vincent On-Peak and Off-Peak Constraint | Vincent-Lugo On-Peak Constraint | Pardee-Sylmar On-Peak Constraint | Windhub On-Peak Constraint | Moorpark-Pardee On-Peak Constraint | North of Magunden On-Peak Constraint | South of Magunden On-Peak Constraint | South of Magunden Off-Peak Constraint | Antelope-Neenach On-Peak Constraint | Antelope-Neenach Off-Peak Constraint | Del Amo – Barre On-Peak Constraint | Hinson - Del Amo On-Peak Constraint | SCE Metro Area Default Constraint | Control to Inyokern Constraint On-Peak Constraint | Kramer - Victor Constraint On-Peak Constraint | Victor – Lugo Constraint On Peak Constraint | Lugo 500/230 kV Transformer On Peak Constraint | Calcite to Lugo Constraint On Peak Constraint | Colorado River 500/230 kV On-Peak/Off-Peak Constraint (230 kV bus only) | Colorado River-Red Bluff On-Peak Constraint | DCRT On-Peak Constraint | Devers-Red Bluff On-Peak/Off-Peak Constraint | Eagle Mountain On-Peak Constraint | Etiwanda-Rancho Vista On-Peak Constraint | Red Bluff 500/230 kV On-Peak/Off-Peak Constraint (230 kV only) | Serrano-Alberhill-Valley On-Peak/Off-Peak Constraint | VEA 138kV On-peak/Off-peak Constraint | GLW 230kV On-peak/Off-peak Constraint | Lugo-Victorville On-peak Constraint | Capistrano-San Onofre 230 kV On-Peak Constraint | Chicarita 138 kV On-Peak Constraint | El Cajon 69 kV On-Peak Constraint | Internal San Diego Area On-Peak/Off-Peak Constraint | Miguel 69 kV On-Peak Constraint | Encina - San Luis Rey 230 kV On-Peak/Off-Peak Constraint | East of Miguel On-Peak/Off-Peak Constraint | San Luis Rey-San Onofre 230 kV On-Peak/Off-Peak Constraint | Ocean Ranch 69 kV On-Peak Constraint | Otay Mesa 230 kV On-Peak Constraint | Silvergate - Bay Blvd 230 kV On-Peak/Off-Peak Constraint | Silvergate-Old Town 230 kV On-Peak Constraint | Talega 230 kV On-Peak Constraint | Trabuco-Capistrano 138 kV On-Peak Constraint | Santa Rosa-Corona 115 kV line On-Peak Constraint | Vaca Dixon - Tesla 500kV line On-Peak Constraint | Woodland-Davis 115 kV line On-Peak Constraint | Cortina-Eagle Rock 115 kV line On-Peak Constraint | Bell-Placer 115 kV line On-Peak Constraint | Carberry-Round mountain 230 kV line On-Peak Constraint | Rocklin-Pleaseant grove 115kV line On-Peak/Off-Peak Constraint | Bellota-Weber 230kV line On-Peak Constraint | Rio Oso-Brighton 230kV line On-Peak Constraint | Rio Oso-Lockeford 230kV line On-Peak Constraint | Humboldt Offshore Wind constraint | Dumbarton-Newark 115 kV line On-Peak Constraint | Eastshore-San Mateo 230 kV line On-Peak Constraint | Lakeville-Igancio 230 kV line On-Peak Constraint | Sobrante-Moraga 230 kV line On-Peak Constraint | Windmaster- Delta Pumps 230 kV line On-Peak Constraint | Contra Costa- Windmaster 230 kV line On-Peak Constraint | Tesla - Tracy Pumps #2 230 kV line On-Peak Constraint | Contra Costa #1 115 kV line On-Peak Constraint | Kasson Jct-Heinz 115 kV line On-Peak Constraint | Newark-Newark Distribution 115 kV line On-Peak Constraint | Tesla-Bellota 230 kV line On-Peak Constraint | Eight Mile-Tesla 230 kV line On-Peak Constraint | Grant - Eastshore #2 115 kV line On-Peak Constraint | Salado - Crow Creek 60 kV line On-Peak Constraint | Tesla - Salado 115 kV line On-Peak Constraint | Los Esteros-Silicon Valley 230 kV On-Peak Constraint | Los Esteros-Nortech 115 kV line On-Peak Constraint | Newark-Los Esteros 230 kV line On-Peak Constraint | Morganhill-Metcalf 115kV Line On-Peak Constraint | Telsa-Tracy Pump #1 230 kV Line On-Peak Constraint | Birds Landing-Contra Costa 230kV Line On-Peak Constraint | Oceano-Calendar 115kV line On-Peak/Off-Peak Constraint | Midway-Q2005 230kV line On-Peak/Off-Peak Constraint | Smyrna - Q1984 115kV line On-Peak/off-Peak Constraint | Kern 230/115kV TB #4 On-Peak Constraint | Maricopa-Copus 70 kV line On-Peak/Off-Peak Constraint | Midway-Taft 115 kV line On-Peak/Off-Peak Constraint | Kern-Tevis-Stockdale-Lamont 115kV line On-Peak/Off-Peak Constraint | Midway 230/115kV TB #3 On-Peak/Off-Peak Constraint | Semitropic-Midway 115kV Line On-Peak/Off-Peak Constraint | Midway-Q2011 230 kV Line On-Peak Constraint | Gates 500/230kV TB #11 On-Peak/Off-Peak Constraint | Gates 500/230kV TB #12 On-Peak/Off-Peak Constraint | Gates 230/70 kV TB #5 On-Peak/Off-Peak Constraint | Tranquility-Helm 230kV Line On-Peak/Off-Peak Constraint | Dairyland-Chowchilla 115kV Line On-Peak/Off-Peak Constraint | Chowchilla-Le grand 115kV Line On-Peak/Off-Peak Constraint | Los Banos 500/230 kV Bank On-Peak/Off-peak Constraint | Panoche-Los Banos 230kV line #2 On-Peak/Off-Peak Constraint | Dos Amigos-Panoche 230kV line On-Peak Constraint | Schindler 115/70kV TB #1 On-Peak/Off-Peak Constraint | Panoche-Mendota 115 kV line On-Peak/Off-Peak Constraint | Coalinga #1-Coalinga #2 70 kV line On-Peak/Off-Peak Constraint | Panoche-Oro Loma 115kV Line On-Peak Constraint | Borden-Storey #1 230kV line On-Peak/Off-Peak Constraint | Merced 115/70kV TB#2 On-Peak/Off-Peak Constraint | Helm 230/70kV TB#1 On-Peak/Off-Peak Constraint | Oro Loma-El Nido 115kV Line On-Peak/Off-Peak Constraint | Q2008-Gates 230 kV line On-Peak/Off-peak Constraint | Mustang-Henrietta 230 kV line On-Peak Constraint | Gates-Panoche 230 kV #1 and #2 Lines On-Peak Constraint | Moss Landing-Las Aguillas 230 kV Line Off-Peak Constraint | Jackson-Waukena-Corcoran 115 kV Line Off-Peak Constraint
White Paper Constraint Info |  | White Paper Name | Antelope-Vincent Constraint | Vincent-Lugo Constraint | Pardee-Sylmar Constraint | Windhub Constraint | Moorpark-Pardee Constraint | North of Magunden Constraint | South of Magunden Constraint | South of Magunden Constraint | Antelope-Neenach Constraint | Antelope-Neenach Constraint | Del Amo - Barre Area Constraint | Hinson - Del Amo Constraint | SCE Metro Area Default Constraint | Control to Inyokern area constraint | Kramer to Victor Area Constraint | Victor to Lugo Area Constraint | Lugo Transformer Area Constraint | Calcite to Lugo Area Constraint | Colorado River 500/230 kV Constraint | Colorado River-Red Bluff Constraint | DCRT Constraint | Devers-Red Bluff Constraint | Eagle Mountain Constraint | Etiwanda-Rancho Vista Constraint | Red Bluff 500/230 kV Constraint | Serrano-Alberhill-Valley Constraint | VEA 138kV area constraint | GLW 230kV area constraint | Lugo - Victorville area constraint | Capistrano-San Onofre 230 kV constraint | Chicarita 138 kV constraint | El Cajon 69 kV constraint | Internal San Diego Area constraint | Miguel 69 kV constraint | Encina - San Luis Rey 230 kV constraint | East of Miguel constraint | San Luis Rey-San Onofre 230 kV line constraint | Ocean Ranch 69 kV constraint | Otay Mesa 230 kV constraint | Silvergate - Bay Blvd 230 kV constraint | Silvergate-Old Town 230 kV constraint | Talega 230 kV constraint | Trabuco-Capistrano 138 kV constraint | Santa Rosa-Corona 115 kV line | Vaca Dixon-Tesla 500kV Line | Woodland- Davis 115kV line | Cortina-Eagle Rock 115 kV line | Bell-Placer 115kV Line | Carberry-Round Mountain 230kV Line | Rocklin-Pleaseant grove 115kV line | Bellota-Weber 230kV line | Rio Oso-Brighton 230kV line | Rio Oso-Lockeford 230kV line | Humboldt Offshore Wind constraint | Dumbarton-Newark 115 kV line | Eastshore-San Mateo 230 kV line | Lakeville-Ignacio 230 kV line | Sobrante-Moraga 230 kV line | Windmaster-Delta pumps 230 kV line | Contra Costa- Windmaster 230 kV line | Tesla-Tracy-Pump 230 kV line #2 | Contra Costa #1 115kV Line | Kasson Jct-Heinz 115 kV line | Newark-Newark Distribution 115 kV line | Tesla-Bellota 230 kV line | Eight Mile-Tesla 230 kV line | Grant - Eastshore #2 line 115 kV | Salado-Crow Creek Sw Sta 60 kV line | Tesla-Salado 115 kV line | Los Esteros-Silicon Valley 230 kV | Los Esteros-Nortech 115 kV line | Newark-Los Esteros 230 kV line | Morganhill-Metcalf 115kV Line | Tesla-Tracy Pump 230 kV Line #1 | Birds Landing-Contra Costa 230kV Line | Oceano-Calendar 115kV line | Midway-Q2005 230kV Line | Smyrna -Q1984 115kV line | Kern 230/115kV TB #4 | Maricopa-Copus 70 kV line | Midway-Taft 115 kV line | Kern-Tevis-Stockdale-Lamont 115kV line | Midway 230/115kV TB #3 | Semitropic-Midway 115kV Line | Midway-Q2011 230 kV Line | Gates 500/230kV TB #12 | Gates 500/230kV TB #11 | Gates 230/70kV TB #5 | Tranquility-Helm 230kV Line | Dairyland-Chowchilla 115kV Line | Chowchilla-Le grand 115kV Line | Los Banos 500/230kV TB | Panoche-Los Banos 230kV line #2 | Dos Amigos-Los Banos 230kV line | Schindler 115/70kV TB #1 | Panoche- Mendota 115 kV line | Coalinga #1-Coalinga #2 70 kV line | Panoche-Oro Loma 115kV Line | Borden-Storey #1 230kV line | Merced 115/70kV TB#2 | Helm 230/70kV TB #1 | Oro Loma-El Nido 115kV Line | Q2008-Gates 500 kV line | Mustang-Henrietta 230 kV line | Gates-Panoche 230 kV #1 and #2 Lines | Moss Landing-Las Aguilas 230 kV Line | Jacksson-WaukenaCorcoran 115kV line
|  | PTO area | SCE | SCE | SCE | SCE | SCE | SCE | SCE | SCE | SCE | SCE | SCE | SCE | SCE | SCE | SCE | SCE | SCE | SCE | SCE | SCE | SCE | SCE | SCE | SCE | SCE | SCE | SCE | SCE | SCE | SDGE | SDGE | SDGE | SDGE | SDGE | SDGE | SDGE | SDGE | SDGE | SDGE | SDGE | SDGE | SDGE | SDGE | PGE | PGE | PGE | PGE | PGE | PGE | PGE | PGE | PGE | PGE | PGE | PGE | PGE | PGE | PGE | PGE | PGE | PGE | PGE | PGE | PGE | PGE | PGE | PGE | PGE | PGE | PGE | PGE | PGE | PGE | PGE | PGE | PGE | PGE | PGE | PGE | PGE | PGE | PGE | PGE | PGE | PGE | PGE | PGE | PGE | PGE | PGE | PGE | PGE | PGE | PGE | PGE | PGE | PGE | PGE | PGE | PGE | PGE | PGE | PGE | PGE | PGE | PGE | PGE
|  | Wind/Solar Designation Area | Solar | Solar | Solar | Solar | Solar | Solar | Solar | Solar | Solar | Solar | Solar | Solar | Solar | Solar | Solar | Solar | Solar | Solar | Solar | Solar | Solar | Solar | Solar | Solar | Solar | Solar | Solar | Solar | Solar | Solar | Solar | Solar | Solar | Solar | Solar | Solar | Solar | Solar | Solar | Solar | Solar | Solar | Solar | Wind | Wind | Wind | Wind | Wind | Wind | Wind | Wind | Wind | Wind | Wind | Wind | Wind | Wind | Wind | Wind | Wind | Wind | Wind | Wind | Wind | Wind | Wind | Wind | Wind | Wind | Wind | Wind | Wind | Wind | Wind | Wind | Solar | Solar | Solar | Solar | Solar | Solar | Solar | Solar | Solar | Solar | Solar | Solar | Solar | Solar | Solar | Solar | Solar | Solar | Solar | Solar | Solar | Solar | Solar | Solar | Solar | Solar | Solar | Solar | Solar | Solar | Solar | Solar
White Paper Constraint Initial Capacity |  | FCDS | 7396 | 9184 | 4884 | 2400 | 3792 | 1387 | 740 | 740 | 0 | 0 | 6700 | 3544 | 13731 | 55.7 | 1300 | 1350 | 1585 | 548 | 1035.2 | 10933 | 2300 | 4050 | 0 | 7734 | 722 | 5328 | 260 | 900 | 10100 | 1500 | 300.5 | 406 | 1001 | 231 | 1922 | 1035 | 2018 | 274 | 1425 | 796 | 1221 | 1205 | 501 | 3995 | 1044 | 76 | 1575 | 630 | 14 | 92 | 2382 | 423 | 935 | 0 | 1270 | 2349 | 517 | 3944 | 710 | 1233 | 4776 | 29 | 91 | 3822 | 4065 | 3738 | 961 | 76 | 1087 | 605 | 639 | 4758 | 314 | 4177 | 836 | 937 | 1396 | 144 | 1869 | 51 | 263 | 109 | 1370 | 255 | 438 | 3213 | 3684 | 272 | 2229 | 2865 | 699 | 3930 | 631 | 631 | 398.5 | 1798 | 1660 | 3661 | 698.5 | 247 | 4 | 1410 | 5203 | 10302 | 7440 | 2276 | 85
|  | FCDS Limit Type | Actual | Actual | Actual | Actual | Actual | Actual | Actual | Actual | Actual | Actual | Actual | Actual | Default | Actual | Actual | Actual | Actual | Actual | Actual | Actual | Actual | Actual | Actual | Actual | Actual | Actual | Actual | Actual | Actual | Actual | Actual | Actual | Actual | Actual | Actual | Actual | Actual | Actual | Actual | Actual | Actual | Actual | Actual | Actual | Actual | Actual | Actual | Actual | Actual | Actual | Actual | Actual | Actual | Actual | Actual | Actual | Actual | Actual | Actual | Actual | Actual | Actual | Actual | Actual | Actual | Actual | Actual | Actual | Actual | Actual | Actual | Actual | Actual | Actual | Actual | Actual | Actual | Actual | Actual | Actual | Actual | Actual | Actual | Actual | Actual | Actual | Actual | Actual | Actual | Actual | Actual | Actual | Actual | Actual | Actual | Actual | Actual | Actual | Actual | Actual | Actual | Actual | Actual | Actual | Actual | Default | Default
|  | EODS | 7396 | 9184 | 4884 | 2400 | 3792 | 1387 | 500 | 500 | 0 | 0 | 6700 | 3544 | 13731 | 55 | 1300 | 1350 | 1585 | 548 | 1414 | 10933 | 2300 | 10167 | 300 | 9689 | 1684 | 13529 | 105 | 760 | 9600 | 1500 | 300.5 | 406 | 70 | 231 | 2586 | 1377 | 6764 | 274 | 1425 | 929 | 1221 | 1205 | 501 | 3995 | 1415 | 76 | 1575 | 630 | 183 | 226 | 2382 | 423 | 935 | 0 | 1270 | 2349 | 517 | 3944 | 710 | 1233 | 4776 | 29 | 91 | 3822 | 4065 | 3738 | 961 | 76 | 1087 | 605 | 639 | 4758 | 314 | 4177 | 836 | 174 | 278 | 132 | 1869 | 53 | 263 | 176.8 | 1051 | 240.9 | 438 | 3148 | 6343 | 356 | 1170 | 128 | 908 | 206 | 3478 | 631 | 490.5 | 7 | 175 | 3661 | 1811 | 100 | 0 | 243 | 345 | 10302 | 7440 | 0 | 28
|  | EODS Limit Type | Default | Default | Default | Default | Default | Default | Default | Default | Default | Default | Default | Default | Default | Default | Default | Default | Default | Default | Actual | Default | Default | Actual | Default | Default | Actual | Actual | Actual | Actual | Default | Default | Default | Default | Actual | Default | Actual | Actual | Actual | Default | Default | Actual | Default | Default | Default | Default | Default | Default | Default | Default | Default | Default | Default | Default | Default | Actual | Default | Default | Default | Default | Default | Default | Default | Default | Default | Default | Default | Default | Default | Default | Default | Default | Default | Default | Default | Default | Default | Actual | Actual | Actual | Default | Actual | Default | Actual | Actual | Actual | Default | Actual | Actual | Actual | Actual | Actual | Actual | Actual | Actual | Default | Actual | Actual | Actual | Default | Actual | Actual | Actual | Actual | Actual | Default | Default | Actual | Actual
White Paper Transmission Upgrade Info |  | FCDS AMOUNT | 1500 | 2000 | 1800 | 2500 | 900 | 500 | 2000 | 2000 | 2000 | 2000 | 1058 | 800 | N/A | 186 | 1206 | 1221 | 1178 | 1046 | 1370 | 588 | 3000 | 5000 | 600 | 3350 | 1200 | 4327 | 1367 | 1285 | 6800 | 920 | 700 | 547 | 936 | 431 | 746 | 2823 | 819 | 692 | 2189 | 4754 | 2522 | 2201 | 556 | 703 | 8645 | 109 | 50 | 480 | 26 | 707 | 460 | 574 | 485 | 2000 | 978 | 548 | 861 | 653 | 6034 | 5601 | 3521 | 131 | 1255 | 831 | 300 | 163 | 290 | 74 | 70 | 348 | 160 | 70 | 712 | 4344 | 1766 | 1418 | 16891 | 687 | 179 | 206 | 9 | 367 | 784 | 637 | 234 | 14,825 | 10038 | 47 | 2274 | 1211 | 1211 | 4931 | 6367 | 6367 | 3160 | 2019 | 878 | 588 | 2648 | 358 | 60 | 3192 | 4125 | 2479 | 8379 | N/A | N/A
|  | Est. Cost (millions): | 13.2 | 85.9 | 660 | 612 | 600 | 1253 | 4358 | 4358 | 100 | 100 | 11 | 28 | - | 329 | N/A | N/A | N/A | 239 | 67 | N/A | 463 | N/A | 1182 | 89 | 69 | N/A | 175 | N/A | 2165 | 58.1 | 100 | 14.7 | N/A | 671.054 | N/A | N/A | N/A | 28.3 | 79.91 | 29.971 | 283.4 | 210.6 | 103.366 | 725 | 2851.848 | 9.329 | 50 | 185 | 180 | 125 | 400 | 0 | 0 | 2300 | N/A | 0 | 0 | 0 | 417.332 | 0 | 0 | 185 | 1700 | 0 | 0 | 0 | 125 | 400 | 0 | N/A | 0 | 0 | 380 | 25 | 700 | 1008.032 | 940 | 220 | 30 | 620 | 0 | 120 | 150 | 760 | 100 | 35 | 35 | 110 | 1500 | 250 | 550 | 0 | N/A | 0 | 370 | 0 | 0 | 154 | N/A | 125 | 135 | 330 | 830 | 0 | 214.062 | N/A | N/A
|  | Est. In Service Date: | 2027 | 2029 | 2034 | 2034 | 2034 | 2034 | 2034 | 2034 | 2027 | 2027 | 2027 | 2027 | 0 | 2034 | 2033 | 2028 | 2028 | 2034 | 2029 | 2034 | 2031 | 2034 | 2035 | 2028 | 2029 | 2034 | 2029 | 2027 | 2035 | 2030 | 2029 | 2029 | 2032 | 2029 | 2034 | 2034 | 2034 | 2029 | 2030 | 2028 | 2030 | 2030 | 2029 | 2040 | 2037 | 2030 | 2030 | 2035 | 2032 | 2032 | 2035 | 2035 | 2035 | 2034 | 2028 | 2028 | 2028 | 2028 | 2032 | 2032 | 2032 | 2035 | 2043 | 2043 | 2043 | 2043 | 2032 | 2037 | 2037 | 2028 | 2028 | 2028 | 2037 | 2030 | 2037 | 2033 | 2037 | 2033 | 2030 | 2036 | 2036 | 2032 | 2033 | 2037 | 2031 | 2029 | 2029 | 2033 | 2040 | 2035 | 2040 | 2028 | 2028 | 2028 | 2035 | 2035 | 2035 | 2032 | 2032 | 2037 | 2031 | 2035 | 2033 | 2033 | 2032 | 0 | 0
|  | EODS AMOUNT | N/A | N/A | N/A | N/A | N/A | N/A | 2000 | 2000 | 15 | 15 | N/A | N/A | N/A | N/A | N/A | N/A | N/A | N/A | 1299 | 588 | N/A | 5991 | N/A | N/A | 39 | N/A | 930 | 1992 | 6800 | N/A | N/A | N/A | 936 | N/A | 82 | 4680 | 0 | N/A | N/A | 4754 | N/A | N/A | N/A | N/A | N/A | N/A | N/A | N/A | 25 | N/A | N/A | N/A | N/A | 2000 | N/A | N/A | N/A | N/A | N/A | N/A | N/A | N/A | N/A | N/A | N/A | N/A | N/A | N/A | N/A | N/A | N/A | N/A | N/A | N/A | N/A | 230 | 962 | 632 | N/A | 67.7 | N/A | 106.58 | 1477 | 475 | N/A | 6843 | 3856 | 390 | 607 | 122 | 546 | 402 | 3139 | N/A | 87 | 302 | 5 | N/A | 2047 | 291 | 226 | 65 | 395 | N/A | N/A | 1760 | 66
|  | Est. Cost (millions): | N/A | N/A | N/A | N/A | N/A | N/A | 66 | 66 | 45 | 45 | N/A | N/A | N/A | N/A | N/A | N/A | N/A | N/A | 67 | N/A | N/A | N/A | N/A | N/A | 69 | N/A | 175 | N/A | 2165 | N/A | N/A | N/A | N/A | N/A | N/A | N/A | 0 | N/A | N/A | 29.971 | N/A | N/A | N/A | N/A | N/A | N/A | N/A | N/A | 180 | N/A | N/A | N/A | N/A | 2300 | N/A | N/A | N/A | N/A | N/A | N/A | N/A | N/A | N/A | N/A | N/A | N/A | N/A | N/A | N/A | N/A | N/A | N/A | N/A | N/A | N/A | 1008.032 | 940 | 220 | N/A | 620 | 0 | 120 | 150 | 760 | 100 | 35 | 35 | 110 | 1500 | 250 | 550 | 0 | 0 | 0 | 370 | 0 | 0 | N/A | N/A | 125 | 135 | 330 | 830 | 0 | N/A | 40.2 | 150
|  | Est. In Service Date: | 0 | 0 | 0 | 0 | 0 | 0 | 2034 | 2034 | 2028 | 2028 | 0 | 0 | 0 | 0 | 0 | 0 | 0 | 0 | 2029 | 2034 | 0 | 2034 | 0 | 0 | 0 | 0 | 2029 | 2027 | 2035 | 0 | 0 | 0 | 2032 | 0 | 2034 | 2034 | 0 | 0 | 0 | 2028 | 0 | 0 | 0 | 0 | 0 | 0 | 0 | 0 | 2032 | 0 | 0 | 0 | 0 | 2034 | 0 | 0 | 0 | 0 | 0 | 0 | 0 | 0 | 0 | 0 | 0 | 0 | 0 | 0 | 0 | 0 | 0 | 0 | 0 | 0 | 0 | 2033 | 2037 | 2033 | 0 | 2036 | 2036 | 2032 | 2033 | 2037 | 2031 | 2029 | 2029 | 2033 | 2040 | 2035 | 2040 | 2028 | 2028 | 0 | 2035 | 2035 | 2035 | 0 | 2032 | 2037 | 2031 | 2035 | 2033 | 2033 | 0 | 2033 | 2035
|  | Upgrades are same | None | None | None | None | None | None | No | No | No | No | None | None | None | None | None | None | None | None | Yes | Yes | None | Yes | None | None | Yes | None | Yes | Yes | Yes | None | None | None | Yes | None | Yes | Yes | No | None | None | Yes | None | None | None | None | None | None | None | None | Yes | None | None | None | None | Yes | None | None | None | None | None | None | None | None | None | None | None | None | None | None | None | None | None | None | None | None | None | Yes | Yes | Yes | None | Yes | Yes | Yes | Yes | Yes | Yes | Yes | Yes | Yes | Yes | Yes | Yes | Yes | Yes | None | Yes | Yes | Yes | None | Yes | Yes | Yes | Yes | Yes | Yes | None | No | No
|  | Upgrade approved | No | No | No | No | No | No | No | No | No | No | No | No | No | No | Yes | Yes | Yes | No | No | Yes | No | Yes | No | No | No | Yes | No | Yes | No | No | No | No | Yes | No | Yes | Yes | Yes | No | No | No | No | No | No | No | No | No | No | No | No | No | No | No | No | No | Yes | Yes | Yes | Yes | No | No | No | No | No | No | No | No | No | No | No | Yes | Yes | Yes | No | No | No | No | No | No | No | No | No | No | No | No | No | No | No | No | No | No | No | Yes | Yes | Yes | No | No | No | No | Yes | No | No | No | No | No | No | No | No
Tx Calculations Baseline Alignment Calculations |  |  | (Rows 19-80) |  | Calculations to account for resources in IRP baseline not in Tx Capability Baseline and other adjustments
Excluded Tx Utilization for Calculations |  | FCDS | [6 empty] | 251.8 | 251.8 | 84.134 | 84.134 | [20 empty] | 259.75 |  | 713.2 | [11 empty] | 358 | [13 empty] | 209 |  |  |  | 134.8 | [13 empty] | 828.43 | [15 empty] | 841.79 | 841.79 | 272.18 |  |  |  | 6.93
|  | EODS | [6 empty] | 0 | 0 | 0.855 | 0.855
ERM-IRP Baseline Reconciliation Resources
FCDS | Mapped MWs
|  | Geothermal | 0 | 0 | 0 | 0 | 0 | 0 | 0 | 0 | 0 | 0 | 0 | 0 | 0 | 53.7 | 53.7 | 53.7 | 53.7 | 0 | 0 | 138.2 | 0 | 183.2 | 0 | 45 | 0 | 95 | 0 | 0 | 138.2 | 0 | 0 | 0 | 50 | 0 | 50 | 50 | 50 | 0 | 50 | 50 | 50 | 0 | 0 | 20.8 | 20.8 | 0 | 20.8 | 40 | 0 | 0 | 0 | 0 | 0 | 0 | 0 | 0 | 0 | 20.8 | 0 | 20.8 | 20.8 | 0 | 0 | 0 | 0 | 0 | 0 | 0 | 0 | 0 | 0 | 0 | 0 | 0 | 20.8 | 0 | 0 | 0 | 0 | 0 | 0 | 0 | 0 | 0 | 0 | 0 | 0 | 0 | 0 | 0 | 0 | 0 | 0 | 0 | 0 | 0 | 0 | 0 | 0 | 0 | 0 | 0 | 0 | 0 | 0 | 0 | 0
|  | Biomass | 0 | 0 | 1.9 | 0 | 1.9 | 0 | 1.9 | 1.9 | 0 | 0 | 0 | 0 | 0 | 0 | 0 | 0 | 0 | 0 | 0 | 0 | 0 | 0 | 0 | 0 | 0 | 0 | 0 | 0 | 1.9 | 0 | 0 | 0 | 0 | 0 | 0 | 0 | 0 | 0 | 0 | 0 | 0 | 0 | 0 | 0 | 0 | 0 | 0 | 0 | 0 | 0 | 4.7 | 0 | 0 | 0 | 0 | 0 | 0 | 0 | 0 | 0 | 0 | 0 | 2.8 | 0 | 2.8 | 2.8 | 0 | 0 | 0 | 0 | 0 | 0 | 0 | 0 | 0 | 0 | 1.9 | 0 | 0 | 0 | 0 | 0 | 0 | 0 | 0 | 1.9 | 1.9 | 0 | 1.9 | 1.9 | 1.9 | 4.7 | 1.9 | 1.9 | 1.9 | 1.9 | 0 | 1.9 | 1.9 | 0 | 0 | 4.7 | 0 | 0 | 0 | 1.9 | 0
|  | Wind | 0 | 0 | 0 | 0 | 0 | 0 | 0 | 0 | 0 | 0 | 0 | 0 | 0 | 0 | 0 | 0 | 0 | 0 | 0 | 455 | 0 | 455 | 0 | 93.6 | 0 | 198.6 | 0 | 0 | 455 | 0 | 0 | 0 | 105 | 0 | 105 | 105 | 105 | 0 | 0 | 105 | 105 | 0 | 0 | 0 | 90 | 0 | 0 | 0 | 0 | 0 | 0 | 0 | 0 | 0 | 0 | 0 | 0 | 0 | 90 | 90 | 90 | 0 | 0 | 90 | 134.8 | 0 | 0 | 0 | 0 | 0 | 0 | 0 | 0 | 90 | 90 | 0 | 44.8 | 0 | 0 | 0 | 0 | 0 | 91.2 | 0 | 0 | 76.4 | 76.4 | 0 | 0 | 0 | 0 | 76.4 | 0 | 0 | 0 | 0 | 0 | 0 | 0 | 0 | 0 | 0 | 0 | 0 | 0 | 76.4 | 0
|  | OOS Wind | 0 | 0 | 0 | 0 | 0 | 0 | 0 | 0 | 0 | 0 | 0 | 0 | 0 | 0 | 0 | 0 | 0 | 0 | 0 | 0 | 0 | 0 | 0 | 0 | 0 | 0 | 0 | 0 | 0 | 0 | 0 | 0 | 0 | 0 | 0 | 0 | 0 | 0 | 0 | 0 | 0 | 0 | 0 | 0 | 0 | 0 | 0 | 0 | 0 | 0 | 0 | 0 | 0 | 0 | 0 | 0 | 0 | 0 | 0 | 0 | 0 | 0 | 0 | 0 | 0 | 0 | 0 | 0 | 0 | 0 | 0 | 0 | 0 | 0 | 0 | 0 | 0 | 0 | 0 | 0 | 0 | 0 | 0 | 0 | 0 | 0 | 0 | 0 | 0 | 0 | 0 | 0 | 0 | 0 | 0 | 0 | 0 | 0 | 0 | 0 | 0 | 0 | 0 | 0 | 0 | 0 | 0
|  | Offshore Wind | 0 | 0 | 0 | 0 | 0 | 0 | 0 | 0 | 0 | 0 | 0 | 0 | 0 | 0 | 0 | 0 | 0 | 0 | 0 | 0 | 0 | 0 | 0 | 0 | 0 | 0 | 0 | 0 | 0 | 0 | 0 | 0 | 0 | 0 | 0 | 0 | 0 | 0 | 0 | 0 | 0 | 0 | 0 | 0 | 0 | 0 | 0 | 0 | 0 | 0 | 0 | 0 | 0 | 0 | 0 | 0 | 0 | 0 | 0 | 0 | 0 | 0 | 0 | 0 | 0 | 0 | 0 | 0 | 0 | 0 | 0 | 0 | 0 | 0 | 0 | 0 | 0 | 0 | 0 | 0 | 0 | 0 | 0 | 0 | 0 | 0 | 0 | 0 | 0 | 0 | 0 | 0 | 0 | 0 | 0 | 0 | 0 | 0 | 0 | 0 | 0 | 0 | 0 | 0 | 0 | 0 | 0
|  | Distributed Solar | 29 | 14.5 | 29 | 0 | 0 | 14.5 | 14.5 | 14.5 | 0 | 0 | 0 | 0 | 0 | 2 | 5 | 5 | 5 | 0 | 0 | 0 | 0 | 0 | 0 | 0 | 0 | 0 | 0 | 0 | 14.5 | 0 | 0 | 0 | 0 | 0 | 0 | 0 | 0 | 0 | 0 | 0 | 0 | 0 | 0 | 0 | 0 | 0 | 0 | 0 | 0 | 0 | 0 | 0 | 0 | 0 | 0 | 0 | 0 | 0 | 0 | 0 | 0 | 0 | 0 | 0 | 5 | 0 | 0 | 0 | 0 | 0 | 0 | 0 | 0 | 0 | 0 | 0 | 5 | 0 | 0 | 0 | 0 | 0 | 0 | 0 | 0 | 0 | 0 | 0 | 0 | 0 | 0 | 0 | 0 | 0 | 0 | 0 | 0 | 0 | 0 | 0 | 0 | 0 | 0 | 0 | 0 | 0 | 0
|  | Solar | 1604.8 | 1210 | 536.8 | 735 | 0 | 355.8 | 394.8 | 394.8 | 39 | 39 | 0 | 0 | 0 | 0 | 599 | 599 | 599 | 0 | 456.6 | 297.5 | 0 | 297.5 | 0 | 0 | 0 | 172.5 | 0 | 125 | 692.3 | 0 | 0 | 0 | 120 | 0 | 120 | 172.5 | 120 | 0 | 120 | 120 | 120 | 0 | 0 | 0 | 0 | 0 | 0 | 0 | 0 | 0 | 206.21 | 0 | 0 | 0 | 0 | 0 | 0 | 0 | 0 | 0 | 6.21 | 0 | 6.21 | 0 | 6.21 | 0 | 0 | 6.21 | 6.21 | 0 | 0 | 0 | 0 | 6.21 | 0 | 0 | 469.9 | 0 | 0 | 0 | 0 | 0 | 0 | 0 | 100 | 419.9 | 469.9 | 0 | 200 | 200 | 200 | 250 | 200 | 200 | 200 | 200 | 0 | 200 | 200 | 0 | 0 | 200 | 0 | 119.9 | 119.9 | 200 | 0
|  | Battery_4hr | 1276.5 | 1096.5 | 757 | 549 | 30 | 180 | 370 | 370 | 80 | 80 | 10 | 10 | 170.4 | 0 | 317.5 | 317.5 | 317.5 | 0 | 751 | 248.5 | 0 | 473.5 | 0 | 825 | 280 | 1008.5 | 0 | 65 | 743.5 | 40 | 550 | 0 | 871 | 6 | 531 | 183.5 | 531 | 0 | 421 | 421 | 521 | 590 | 0 | 200 | 856 | 0 | 0 | 0 | 0 | 6 | 578 | 6 | 6 | 0 | 200 | 200 | 0 | 550 | 500 | 500 | 1457.5 | 0 | 157 | 600 | 1370.5 | 138 | 0 | 15 | 15 | 0 | 0 | 607.5 | 257.5 | 925 | 300 | 99.7 | 567.7 | 0 | 0 | 0 | 0 | 0 | 99.7 | 0 | 0 | 292.7 | 287.7 | 0 | 40 | 40 | 40 | 789.5 | 40 | 40 | 40 | 149.7 | 99.7 | 40 | 40 | 0 | 0 | 172 | 0 | 595.5 | 172.7 | 120 | 0
|  | Battery_8hr | 69 | 69 | 0 | 0 | 0 | 0 | 0 | 0 | 0 | 0 | 0 | 0 | 0 | 0 | 0 | 0 | 0 | 0 | 0 | 0 | 0 | 0 | 0 | 0 | 0 | 0 | 0 | 0 | 0 | 50 | 0 | 0 | 60 | 0 | 60 | 0 | 60 | 0 | 0 | 0 | 0 | 50 | 0 | 0 | 0 | 0 | 0 | 0 | 0 | 0 | 0 | 0 | 0 | 0 | 0 | 0 | 0 | 0 | 0 | 0 | 32 | 0 | 0 | 0 | 32 | 0 | 0 | 0 | 0 | 0 | 0 | 32 | 0 | 0 | 0 | 0 | 0 | 0 | 0 | 0 | 0 | 0 | 0 | 0 | 0 | 32 | 32 | 0 | 0 | 0 | 0 | 32 | 32 | 32 | 0 | 0 | 0 | 0 | 0 | 0 | 0 | 0 | 0 | 32 | 0 | 32 | 0
|  | LDES | 0 | 0 | 0 | 0 | 0 | 0 | 0 | 0 | 0 | 0 | 0 | 0 | 0 | 0 | 0 | 0 | 0 | 0 | 0 | 0 | 0 | 0 | 0 | 0 | 0 | 0 | 0 | 0 | 0 | 0 | 0 | 0 | 0 | 0 | 0 | 0 | 0 | 0 | 0 | 0 | 0 | 0 | 0 | 0 | 0 | 0 | 0 | 0 | 0 | 0 | 0 | 0 | 0 | 0 | 0 | 0 | 0 | 0 | 0 | 0 | 0 | 0 | 0 | 0 | 0 | 0 | 0 | 0 | 0 | 0 | 0 | 0 | 0 | 0 | 0 | 0 | 0 | 0 | 0 | 0 | 0 | 0 | 0 | 0 | 0 | 0 | 0 | 0 | 0 | 0 | 0 | 0 | 0 | 0 | 0 | 0 | 0 | 0 | 0 | 0 | 0 | 0 | 0 | 0 | 0 | 0 | 0
EODS | Mapped MWs
|  | Wind | 0 | 0 | 0 | 0 | 0 | 0 | 0 | 0 | 0 | 0 | 0 | 0 | 0 | 0 | 0 | 0 | 0 | 0 | 0 | 0 | 0 | 0 | 0 | 0 | 0 | 0 | 0 | 0 | 0 | 0 | 0 | 0 | 0 | 0 | 0 | 0 | 0 | 0 | 0 | 0 | 0 | 0 | 0 | 0 | 0 | 0 | 0 | 0 | 0 | 0 | 0 | 0 | 0 | 0 | 0 | 0 | 0 | 0 | 0 | 0 | 0 | 0 | 0 | 0 | 0 | 0 | 0 | 0 | 0 | 0 | 0 | 0 | 0 | 0 | 0 | 0 | 0 | 0 | 0 | 0 | 0 | 0 | 0 | 0 | 0 | 0 | 0 | 0 | 0 | 0 | 0 | 0 | 0 | 0 | 0 | 0 | 0 | 0 | 0 | 0 | 0 | 0 | 0 | 0 | 0 | 0 | 0
|  | OOS Wind | 0 | 0 | 0 | 0 | 0 | 0 | 0 | 0 | 0 | 0 | 0 | 0 | 0 | 0 | 0 | 0 | 0 | 0 | 0 | 0 | 0 | 0 | 0 | 0 | 0 | 0 | 0 | 0 | 0 | 0 | 0 | 0 | 0 | 0 | 0 | 0 | 0 | 0 | 0 | 0 | 0 | 0 | 0 | 0 | 0 | 0 | 0 | 0 | 0 | 0 | 0 | 0 | 0 | 0 | 0 | 0 | 0 | 0 | 0 | 0 | 0 | 0 | 0 | 0 | 0 | 0 | 0 | 0 | 0 | 0 | 0 | 0 | 0 | 0 | 0 | 0 | 0 | 0 | 0 | 0 | 0 | 0 | 0 | 0 | 0 | 0 | 0 | 0 | 0 | 0 | 0 | 0 | 0 | 0 | 0 | 0 | 0 | 0 | 0 | 0 | 0 | 0 | 0 | 0 | 0 | 0 | 0
|  | Offshore Wind | 0 | 0 | 0 | 0 | 0 | 0 | 0 | 0 | 0 | 0 | 0 | 0 | 0 | 0 | 0 | 0 | 0 | 0 | 0 | 0 | 0 | 0 | 0 | 0 | 0 | 0 | 0 | 0 | 0 | 0 | 0 | 0 | 0 | 0 | 0 | 0 | 0 | 0 | 0 | 0 | 0 | 0 | 0 | 0 | 0 | 0 | 0 | 0 | 0 | 0 | 0 | 0 | 0 | 0 | 0 | 0 | 0 | 0 | 0 | 0 | 0 | 0 | 0 | 0 | 0 | 0 | 0 | 0 | 0 | 0 | 0 | 0 | 0 | 0 | 0 | 0 | 0 | 0 | 0 | 0 | 0 | 0 | 0 | 0 | 0 | 0 | 0 | 0 | 0 | 0 | 0 | 0 | 0 | 0 | 0 | 0 | 0 | 0 | 0 | 0 | 0 | 0 | 0 | 0 | 0 | 0 | 0
|  | Solar | 66 | 0 | 66 | 0 | 0 | 0 | 66 | 66 | 66 | 66 | 0 | 0 | 0 | 0 | 33 | 33 | 33 | 0 | 131 | 0 | 0 | 382 | 0 | 382 | 250 | 382 | 0 | 0 | 316 | 0 | 0 | 0 | 0 | 0 | 0 | 0 | 0 | 0 | 0 | 0 | 0 | 0 | 0 | 0 | 0 | 0 | 0 | 0 | 0 | 0 | 14.11 | 0 | 0 | 0 | 0 | 0 | 0 | 0 | 0 | 0 | 14.11 | 0 | 14.11 | 0 | 14.11 | 0 | 0 | 14.11 | 14.11 | 0 | 0 | 0 | 0 | 14.11 | 0 | 0 | 5 | 0 | 0 | 0 | 0 | 0 | 0 | 0 | 0 | 5 | 5 | 0 | 0 | 0 | 0 | 0 | 0 | 0 | 0 | 0 | 0 | 0 | 0 | 0 | 0 | 0 | 0 | 5 | 5 | 0 | 0
| HSN Output | HSN
|  | Geothermal | 0 | 0 | 0 | 0 | 0 | 0 | 0 | 0 | 0 | 0 | 0 | 0 | 0 | 53.7 | 53.7 | 53.7 | 53.7 | 0 | 0 | 138.2 | 0 | 183.2 | 0 | 45 | 0 | 95 | 0 | 0 | 138.2 | 0 | 0 | 0 | 50 | 0 | 50 | 50 | 50 | 0 | 50 | 50 | 50 | 0 | 0 | 20.8 | 20.8 | 0 | 20.8 | 40 | 0 | 0 | 0 | 0 | 0 | 0 | 0 | 0 | 0 | 20.8 | 0 | 20.8 | 20.8 | 0 | 0 | 0 | 0 | 0 | 0 | 0 | 0 | 0 | 0 | 0 | 0 | 0 | 20.8 | 0 | 0 | 0 | 0 | 0 | 0 | 0 | 0 | 0 | 0 | 0 | 0 | 0 | 0 | 0 | 0 | 0 | 0 | 0 | 0 | 0 | 0 | 0 | 0 | 0 | 0 | 0 | 0 | 0 | 0 | 0 | 0
|  | Biomass | 0 | 0 | 1.9 | 0 | 1.9 | 0 | 1.9 | 1.9 | 0 | 0 | 0 | 0 | 0 | 0 | 0 | 0 | 0 | 0 | 0 | 0 | 0 | 0 | 0 | 0 | 0 | 0 | 0 | 0 | 1.9 | 0 | 0 | 0 | 0 | 0 | 0 | 0 | 0 | 0 | 0 | 0 | 0 | 0 | 0 | 0 | 0 | 0 | 0 | 0 | 0 | 0 | 4.7 | 0 | 0 | 0 | 0 | 0 | 0 | 0 | 0 | 0 | 0 | 0 | 2.8 | 0 | 2.8 | 2.8 | 0 | 0 | 0 | 0 | 0 | 0 | 0 | 0 | 0 | 0 | 1.9 | 0 | 0 | 0 | 0 | 0 | 0 | 0 | 0 | 1.9 | 1.9 | 0 | 1.9 | 1.9 | 1.9 | 4.7 | 1.9 | 1.9 | 1.9 | 1.9 | 0 | 1.9 | 1.9 | 0 | 0 | 4.7 | 0 | 0 | 0 | 1.9 | 0
|  | Wind | 0 | 0 | 0 | 0 | 0 | 0 | 0 | 0 | 0 | 0 | 0 | 0 | 0 | 0 | 0 | 0 | 0 | 0 | 0 | 253.435 | 0 | 253.435 | 0 | 52.1352 | 0 | 110.6202 | 0 | 0 | 253.435 | 0 | 0 | 0 | 35.385 | 0 | 35.385 | 35.385 | 35.385 | 0 | 0 | 35.385 | 35.385 | 0 | 0 | 0 | 59.85 | 0 | 0 | 0 | 0 | 0 | 0 | 0 | 0 | 0 | 0 | 0 | 0 | 0 | 59.85 | 59.85 | 59.85 | 0 | 0 | 59.85 | 89.642 | 0 | 0 | 0 | 0 | 0 | 0 | 0 | 0 | 59.85 | 59.85 | 0 | 29.792 | 0 | 0 | 0 | 0 | 0 | 60.648 | 0 | 0 | 50.806 | 50.806 | 0 | 0 | 0 | 0 | 50.806 | 0 | 0 | 0 | 0 | 0 | 0 | 0 | 0 | 0 | 0 | 0 | 0 | 0 | 50.806 | 0
|  | OOS Wind | 0 | 0 | 0 | 0 | 0 | 0 | 0 | 0 | 0 | 0 | 0 | 0 | 0 | 0 | 0 | 0 | 0 | 0 | 0 | 0 | 0 | 0 | 0 | 0 | 0 | 0 | 0 | 0 | 0 | 0 | 0 | 0 | 0 | 0 | 0 | 0 | 0 | 0 | 0 | 0 | 0 | 0 | 0 | 0 | 0 | 0 | 0 | 0 | 0 | 0 | 0 | 0 | 0 | 0 | 0 | 0 | 0 | 0 | 0 | 0 | 0 | 0 | 0 | 0 | 0 | 0 | 0 | 0 | 0 | 0 | 0 | 0 | 0 | 0 | 0 | 0 | 0 | 0 | 0 | 0 | 0 | 0 | 0 | 0 | 0 | 0 | 0 | 0 | 0 | 0 | 0 | 0 | 0 | 0 | 0 | 0 | 0 | 0 | 0 | 0 | 0 | 0 | 0 | 0 | 0 | 0 | 0
|  | Offshore Wind | 0 | 0 | 0 | 0 | 0 | 0 | 0 | 0 | 0 | 0 | 0 | 0 | 0 | 0 | 0 | 0 | 0 | 0 | 0 | 0 | 0 | 0 | 0 | 0 | 0 | 0 | 0 | 0 | 0 | 0 | 0 | 0 | 0 | 0 | 0 | 0 | 0 | 0 | 0 | 0 | 0 | 0 | 0 | 0 | 0 | 0 | 0 | 0 | 0 | 0 | 0 | 0 | 0 | 0 | 0 | 0 | 0 | 0 | 0 | 0 | 0 | 0 | 0 | 0 | 0 | 0 | 0 | 0 | 0 | 0 | 0 | 0 | 0 | 0 | 0 | 0 | 0 | 0 | 0 | 0 | 0 | 0 | 0 | 0 | 0 | 0 | 0 | 0 | 0 | 0 | 0 | 0 | 0 | 0 | 0 | 0 | 0 | 0 | 0 | 0 | 0 | 0 | 0 | 0 | 0 | 0 | 0
|  | Distributed Solar | 3.074 | 1.537 | 3.074 | 0 | 0 | 1.537 | 1.537 | 1.537 | 0 | 0 | 0 | 0 | 0 | 0.212 | 0.53 | 0.53 | 0.53 | 0 | 0 | 0 | 0 | 0 | 0 | 0 | 0 | 0 | 0 | 0 | 1.537 | 0 | 0 | 0 | 0 | 0 | 0 | 0 | 0 | 0 | 0 | 0 | 0 | 0 | 0 | 0 | 0 | 0 | 0 | 0 | 0 | 0 | 0 | 0 | 0 | 0 | 0 | 0 | 0 | 0 | 0 | 0 | 0 | 0 | 0 | 0 | 0.5 | 0 | 0 | 0 | 0 | 0 | 0 | 0 | 0 | 0 | 0 | 0 | 0.5 | 0 | 0 | 0 | 0 | 0 | 0 | 0 | 0 | 0 | 0 | 0 | 0 | 0 | 0 | 0 | 0 | 0 | 0 | 0 | 0 | 0 | 0 | 0 | 0 | 0 | 0 | 0 | 0 | 0 | 0
|  | Solar | 170.1088 | 128.26 | 56.9008 | 77.91 | 0 | 37.7148 | 41.8488 | 41.8488 | 4.134 | 4.134 | 0 | 0 | 0 | 0 | 63.494 | 63.494 | 63.494 | 0 | 48.3996 | 31.535 | 0 | 31.535 | 0 | 0 | 0 | 18.285 | 0 | 13.25 | 73.3838 | 0 | 0 | 0 | 3.6 | 0 | 3.6 | 5.175 | 3.6 | 0 | 3.6 | 3.6 | 3.6 | 0 | 0 | 0 | 0 | 0 | 0 | 0 | 0 | 0 | 20.621 | 0 | 0 | 0 | 0 | 0 | 0 | 0 | 0 | 0 | 0.621 | 0 | 0.621 | 0 | 0.621 | 0 | 0 | 0.621 | 0.621 | 0 | 0 | 0 | 0 | 0.621 | 0 | 0 | 46.99 | 0 | 0 | 0 | 0 | 0 | 0 | 0 | 10 | 41.99 | 46.99 | 0 | 20 | 20 | 20 | 25 | 20 | 20 | 20 | 20 | 0 | 20 | 20 | 0 | 0 | 20 | 0 | 11.99 | 11.99 | 20 | 0
|  | Battery_4hr | 1276.5 | 1096.5 | 757 | 549 | 30 | 180 | 370 | 370 | 80 | 80 | 10 | 10 | 170.4 | 0 | 317.5 | 317.5 | 317.5 | 0 | 751 | 248.5 | 0 | 473.5 | 0 | 825 | 280 | 1008.5 | 0 | 65 | 743.5 | 40 | 550 | 0 | 871 | 6 | 531 | 183.5 | 531 | 0 | 421 | 421 | 521 | 590 | 0 | 200 | 856 | 0 | 0 | 0 | 0 | 6 | 578 | 6 | 6 | 0 | 200 | 200 | 0 | 550 | 500 | 500 | 1457.5 | 0 | 157 | 600 | 1370.5 | 138 | 0 | 15 | 15 | 0 | 0 | 607.5 | 257.5 | 925 | 300 | 99.7 | 567.7 | 0 | 0 | 0 | 0 | 0 | 99.7 | 0 | 0 | 292.7 | 287.7 | 0 | 40 | 40 | 40 | 789.5 | 40 | 40 | 40 | 149.7 | 99.7 | 40 | 40 | 0 | 0 | 172 | 0 | 595.5 | 172.7 | 120 | 0
|  | Battery_8hr | 69 | 69 | 0 | 0 | 0 | 0 | 0 | 0 | 0 | 0 | 0 | 0 | 0 | 0 | 0 | 0 | 0 | 0 | 0 | 0 | 0 | 0 | 0 | 0 | 0 | 0 | 0 | 0 | 0 | 50 | 0 | 0 | 60 | 0 | 60 | 0 | 60 | 0 | 0 | 0 | 0 | 50 | 0 | 0 | 0 | 0 | 0 | 0 | 0 | 0 | 0 | 0 | 0 | 0 | 0 | 0 | 0 | 0 | 0 | 0 | 32 | 0 | 0 | 0 | 32 | 0 | 0 | 0 | 0 | 0 | 0 | 32 | 0 | 0 | 0 | 0 | 0 | 0 | 0 | 0 | 0 | 0 | 0 | 0 | 0 | 32 | 32 | 0 | 0 | 0 | 0 | 32 | 32 | 32 | 0 | 0 | 0 | 0 | 0 | 0 | 0 | 0 | 0 | 32 | 0 | 32 | 0
|  | LDES | 0 | 0 | 0 | 0 | 0 | 0 | 0 | 0 | 0 | 0 | 0 | 0 | 0 | 0 | 0 | 0 | 0 | 0 | 0 | 0 | 0 | 0 | 0 | 0 | 0 | 0 | 0 | 0 | 0 | 0 | 0 | 0 | 0 | 0 | 0 | 0 | 0 | 0 | 0 | 0 | 0 | 0 | 0 | 0 | 0 | 0 | 0 | 0 | 0 | 0 | 0 | 0 | 0 | 0 | 0 | 0 | 0 | 0 | 0 | 0 | 0 | 0 | 0 | 0 | 0 | 0 | 0 | 0 | 0 | 0 | 0 | 0 | 0 | 0 | 0 | 0 | 0 | 0 | 0 | 0 | 0 | 0 | 0 | 0 | 0 | 0 | 0 | 0 | 0 | 0 | 0 | 0 | 0 | 0 | 0 | 0 | 0 | 0 | 0 | 0 | 0 | 0 | 0 | 0 | 0 | 0 | 0
|  | Total | 1518.6828 | 1295.297 | 818.8748 | 626.91 | 31.9 | 219.2518 | 163.4858 | 163.4858 | 0 | 0 | 10 | 10 | 170.4 | 53.912 | 435.224 | 435.224 | 435.224 | 0 | 799.3996 | 671.67 | 0 | 941.67 | 0 | 922.1352 | 280 | 1232.4052 | 0 | 78.25 | 1211.9558 | 90 | 290.25 | 0 | 306.785 | 6 | 679.985 | 274.06 | 679.985 | 0 | 474.6 | 509.985 | 609.985 | 640 | 0 | 220.8 | 578.65 | 0 | 20.8 | 40 | 0 | 6 | 603.321 | 6 | 6 | 0 | 200 | 200 | 0 | 570.8 | 350.85 | 580.65 | 1570.771 | 0 | 25.621 | 659.85 | 1496.063 | 140.8 | 0 | 15.621 | 15.621 | 0 | 0 | 639.5 | 257.5 | 985.471 | 380.65 | 99.7 | -181.548 | 0 | 0 | 0 | 0 | 0 | 160.348 | 0 | 10 | 419.396 | 419.396 | 0 | 61.9 | 61.9 | 61.9 | 902.006 | -747.89 | -747.89 | -210.28 | 171.6 | 99.7 | 61.9 | 54.97 | 0 | 0 | 196.7 | 0 | 639.49 | 184.69 | 224.706 | 0
| SSN Output | SSN
|  | Geothermal | 0 | 0 | 0 | 0 | 0 | 0 | 0 | 0 | 0 | 0 | 0 | 0 | 0 | 53.7 | 53.7 | 53.7 | 53.7 | 0 | 0 | 138.2 | 0 | 183.2 | 0 | 45 | 0 | 95 | 0 | 0 | 138.2 | 0 | 0 | 0 | 50 | 0 | 50 | 50 | 50 | 0 | 50 | 50 | 50 | 0 | 0 | 20.8 | 20.8 | 0 | 20.8 | 40 | 0 | 0 | 0 | 0 | 0 | 0 | 0 | 0 | 0 | 20.8 | 0 | 20.8 | 20.8 | 0 | 0 | 0 | 0 | 0 | 0 | 0 | 0 | 0 | 0 | 0 | 0 | 0 | 20.8 | 0 | 0 | 0 | 0 | 0 | 0 | 0 | 0 | 0 | 0 | 0 | 0 | 0 | 0 | 0 | 0 | 0 | 0 | 0 | 0 | 0 | 0 | 0 | 0 | 0 | 0 | 0 | 0 | 0 | 0 | 0 | 0
|  | Biomass | 0 | 0 | 1.9 | 0 | 1.9 | 0 | 1.9 | 1.9 | 0 | 0 | 0 | 0 | 0 | 0 | 0 | 0 | 0 | 0 | 0 | 0 | 0 | 0 | 0 | 0 | 0 | 0 | 0 | 0 | 1.9 | 0 | 0 | 0 | 0 | 0 | 0 | 0 | 0 | 0 | 0 | 0 | 0 | 0 | 0 | 0 | 0 | 0 | 0 | 0 | 0 | 0 | 4.7 | 0 | 0 | 0 | 0 | 0 | 0 | 0 | 0 | 0 | 0 | 0 | 2.8 | 0 | 2.8 | 2.8 | 0 | 0 | 0 | 0 | 0 | 0 | 0 | 0 | 0 | 0 | 1.9 | 0 | 0 | 0 | 0 | 0 | 0 | 0 | 0 | 1.9 | 1.9 | 0 | 1.9 | 1.9 | 1.9 | 4.7 | 1.9 | 1.9 | 1.9 | 1.9 | 0 | 1.9 | 1.9 | 0 | 0 | 4.7 | 0 | 0 | 0 | 1.9 | 0
|  | Wind | 0 | 0 | 0 | 0 | 0 | 0 | 0 | 0 | 0 | 0 | 0 | 0 | 0 | 0 | 0 | 0 | 0 | 0 | 0 | 94.64 | 0 | 94.64 | 0 | 19.4688 | 0 | 41.3088 | 0 | 0 | 94.64 | 0 | 0 | 0 | 11.76 | 0 | 11.76 | 11.76 | 11.76 | 0 | 0 | 11.76 | 11.76 | 0 | 0 | 0 | 14.67 | 0 | 0 | 0 | 0 | 0 | 0 | 0 | 0 | 0 | 0 | 0 | 0 | 0 | 14.67 | 14.67 | 14.67 | 0 | 0 | 14.67 | 21.9724 | 0 | 0 | 0 | 0 | 0 | 0 | 0 | 0 | 14.67 | 14.67 | 0 | 7.3024 | 0 | 0 | 0 | 0 | 0 | 14.8656 | 0 | 0 | 12.4532 | 12.4532 | 0 | 0 | 0 | 0 | 12.4532 | 0 | 0 | 0 | 0 | 0 | 0 | 0 | 0 | 0 | 0 | 0 | 0 | 0 | 12.4532 | 0
|  | OOS Wind | 0 | 0 | 0 | 0 | 0 | 0 | 0 | 0 | 0 | 0 | 0 | 0 | 0 | 0 | 0 | 0 | 0 | 0 | 0 | 0 | 0 | 0 | 0 | 0 | 0 | 0 | 0 | 0 | 0 | 0 | 0 | 0 | 0 | 0 | 0 | 0 | 0 | 0 | 0 | 0 | 0 | 0 | 0 | 0 | 0 | 0 | 0 | 0 | 0 | 0 | 0 | 0 | 0 | 0 | 0 | 0 | 0 | 0 | 0 | 0 | 0 | 0 | 0 | 0 | 0 | 0 | 0 | 0 | 0 | 0 | 0 | 0 | 0 | 0 | 0 | 0 | 0 | 0 | 0 | 0 | 0 | 0 | 0 | 0 | 0 | 0 | 0 | 0 | 0 | 0 | 0 | 0 | 0 | 0 | 0 | 0 | 0 | 0 | 0 | 0 | 0 | 0 | 0 | 0 | 0 | 0 | 0
|  | Offshore Wind | 0 | 0 | 0 | 0 | 0 | 0 | 0 | 0 | 0 | 0 | 0 | 0 | 0 | 0 | 0 | 0 | 0 | 0 | 0 | 0 | 0 | 0 | 0 | 0 | 0 | 0 | 0 | 0 | 0 | 0 | 0 | 0 | 0 | 0 | 0 | 0 | 0 | 0 | 0 | 0 | 0 | 0 | 0 | 0 | 0 | 0 | 0 | 0 | 0 | 0 | 0 | 0 | 0 | 0 | 0 | 0 | 0 | 0 | 0 | 0 | 0 | 0 | 0 | 0 | 0 | 0 | 0 | 0 | 0 | 0 | 0 | 0 | 0 | 0 | 0 | 0 | 0 | 0 | 0 | 0 | 0 | 0 | 0 | 0 | 0 | 0 | 0 | 0 | 0 | 0 | 0 | 0 | 0 | 0 | 0 | 0 | 0 | 0 | 0 | 0 | 0 | 0 | 0 | 0 | 0 | 0 | 0
|  | Distributed Solar | 12.383 | 6.1915 | 12.383 | 0 | 0 | 6.1915 | 6.1915 | 6.1915 | 0 | 0 | 0 | 0 | 0 | 0.854 | 2.135 | 2.135 | 2.135 | 0 | 0 | 0 | 0 | 0 | 0 | 0 | 0 | 0 | 0 | 0 | 6.1915 | 0 | 0 | 0 | 0 | 0 | 0 | 0 | 0 | 0 | 0 | 0 | 0 | 0 | 0 | 0 | 0 | 0 | 0 | 0 | 0 | 0 | 0 | 0 | 0 | 0 | 0 | 0 | 0 | 0 | 0 | 0 | 0 | 0 | 0 | 0 | 2.78 | 0 | 0 | 0 | 0 | 0 | 0 | 0 | 0 | 0 | 0 | 0 | 2.78 | 0 | 0 | 0 | 0 | 0 | 0 | 0 | 0 | 0 | 0 | 0 | 0 | 0 | 0 | 0 | 0 | 0 | 0 | 0 | 0 | 0 | 0 | 0 | 0 | 0 | 0 | 0 | 0 | 0 | 0
|  | Solar | 685.2496 | 516.67 | 229.2136 | 313.845 | 0 | 151.9266 | 168.5796 | 168.5796 | 16.653 | 16.653 | 0 | 0 | 0 | 0 | 255.773 | 255.773 | 255.773 | 0 | 194.9682 | 127.0325 | 0 | 127.0325 | 0 | 0 | 0 | 73.6575 | 0 | 53.375 | 295.6121 | 0 | 0 | 0 | 48.24 | 0 | 48.24 | 69.345 | 48.24 | 0 | 48.24 | 48.24 | 48.24 | 0 | 0 | 0 | 0 | 0 | 0 | 0 | 0 | 0 | 114.6528 | 0 | 0 | 0 | 0 | 0 | 0 | 0 | 0 | 0 | 3.4528 | 0 | 3.4528 | 0 | 3.4528 | 0 | 0 | 3.4528 | 3.4528 | 0 | 0 | 0 | 0 | 3.4528 | 0 | 0 | 261.2644 | 0 | 0 | 0 | 0 | 0 | 0 | 0 | 55.6 | 233.4644 | 261.2644 | 0 | 111.2 | 111.2 | 111.2 | 139 | 111.2 | 111.2 | 111.2 | 111.2 | 0 | 111.2 | 111.2 | 0 | 0 | 111.2 | 0 | 66.6644 | 66.6644 | 111.2 | 0
|  | Battery_4hr | 638.25 | 548.25 | 378.5 | 274.5 | 15 | 90 | 185 | 185 | 40 | 40 | 5 | 5 | 85.2 | 0 | 158.75 | 158.75 | 158.75 | 0 | 375.5 | 124.25 | 0 | 236.75 | 0 | 412.5 | 140 | 504.25 | 0 | 32.5 | 371.75 | 20 | 275 | 0 | 435.5 | 3 | 265.5 | 91.75 | 265.5 | 0 | 210.5 | 210.5 | 260.5 | 295 | 0 | 100 | 428 | 0 | 0 | 0 | 0 | 3 | 289 | 3 | 3 | 0 | 100 | 100 | 0 | 275 | 250 | 250 | 728.75 | 0 | 78.5 | 300 | 685.25 | 69 | 0 | 7.5 | 7.5 | 0 | 0 | 303.75 | 128.75 | 462.5 | 150 | 49.85 | 283.85 | 0 | 0 | 0 | 0 | 0 | 49.85 | 0 | 0 | 146.35 | 143.85 | 0 | 20 | 20 | 20 | 394.75 | 20 | 20 | 20 | 74.85 | 49.85 | 20 | 20 | 0 | 0 | 86 | 0 | 297.75 | 86.35 | 60 | 0
|  | Battery_8hr | 34.5 | 34.5 | 0 | 0 | 0 | 0 | 0 | 0 | 0 | 0 | 0 | 0 | 0 | 0 | 0 | 0 | 0 | 0 | 0 | 0 | 0 | 0 | 0 | 0 | 0 | 0 | 0 | 0 | 0 | 25 | 0 | 0 | 30 | 0 | 30 | 0 | 30 | 0 | 0 | 0 | 0 | 25 | 0 | 0 | 0 | 0 | 0 | 0 | 0 | 0 | 0 | 0 | 0 | 0 | 0 | 0 | 0 | 0 | 0 | 0 | 16 | 0 | 0 | 0 | 16 | 0 | 0 | 0 | 0 | 0 | 0 | 16 | 0 | 0 | 0 | 0 | 0 | 0 | 0 | 0 | 0 | 0 | 0 | 0 | 0 | 16 | 16 | 0 | 0 | 0 | 0 | 16 | 16 | 16 | 0 | 0 | 0 | 0 | 0 | 0 | 0 | 0 | 0 | 16 | 0 | 16 | 0
|  | LDES | 0 | 0 | 0 | 0 | 0 | 0 | 0 | 0 | 0 | 0 | 0 | 0 | 0 | 0 | 0 | 0 | 0 | 0 | 0 | 0 | 0 | 0 | 0 | 0 | 0 | 0 | 0 | 0 | 0 | 0 | 0 | 0 | 0 | 0 | 0 | 0 | 0 | 0 | 0 | 0 | 0 | 0 | 0 | 0 | 0 | 0 | 0 | 0 | 0 | 0 | 0 | 0 | 0 | 0 | 0 | 0 | 0 | 0 | 0 | 0 | 0 | 0 | 0 | 0 | 0 | 0 | 0 | 0 | 0 | 0 | 0 | 0 | 0 | 0 | 0 | 0 | 0 | 0 | 0 | 0 | 0 | 0 | 0 | 0 | 0 | 0 | 0 | 0 | 0 | 0 | 0 | 0 | 0 | 0 | 0 | 0 | 0 | 0 | 0 | 0 | 0 | 0 | 0 | 0 | 0 | 0 | 0
|  | Total | 1370.3826 | 1105.6115 | 621.9966 | 588.345 | 16.9 | 248.1181 | 109.8711 | 109.8711 | -27.481 | -27.481 | 5 | 5 | 85.2 | 54.554 | 470.358 | 470.358 | 470.358 | 0 | 570.4682 | 484.1225 | 0 | 641.6225 | 0 | 476.9688 | 140 | 714.2163 | 0 | 85.875 | 908.2936 | 45 | 15.25 | 0 | -137.7 | 3 | 405.5 | 222.855 | 405.5 | 0 | 308.74 | 320.5 | 370.5 | 320 | 0 | 120.8 | 105.47 | 0 | 20.8 | 40 | 0 | 3 | 408.3528 | 3 | 3 | 0 | 100 | 100 | 0 | 295.8 | 55.67 | 285.47 | 783.6728 | 0 | -50.0472 | 314.67 | 732.2552 | 71.8 | 0 | 10.9528 | 10.9528 | 0 | 0 | 319.75 | 128.75 | 480.6228 | 185.47 | 49.85 | -271.3332 | 0 | 0 | 0 | 0 | 0 | 64.7156 | 0 | 55.6 | 410.1676 | 435.4676 | 0 | 133.1 | 133.1 | 133.1 | 566.9032 | -692.69 | -692.69 | -139.08 | 187.95 | 49.85 | 133.1 | 126.17 | 0 | 0 | 201.9 | 0 | 380.4144 | 153.0144 | 201.5532 | 0
| EODS Output | EODS
|  | Geothermal | 0 | 0 | 0 | 0 | 0 | 0 | 0 | 0 | 0 | 0 | 0 | 0 | 0 | 53.7 | 53.7 | 53.7 | 53.7 | 0 | 0 | 138.2 | 0 | 183.2 | 0 | 45 | 0 | 95 | 0 | 0 | 138.2 | 0 | 0 | 0 | 50 | 0 | 50 | 50 | 50 | 0 | 50 | 50 | 50 | 0 | 0 | 20.8 | 20.8 | 0 | 20.8 | 40 | 0 | 0 | 0 | 0 | 0 | 0 | 0 | 0 | 0 | 20.8 | 0 | 20.8 | 20.8 | 0 | 0 | 0 | 0 | 0 | 0 | 0 | 0 | 0 | 0 | 0 | 0 | 0 | 20.8 | 0 | 0 | 0 | 0 | 0 | 0 | 0 | 0 | 0 | 0 | 0 | 0 | 0 | 0 | 0 | 0 | 0 | 0 | 0 | 0 | 0 | 0 | 0 | 0 | 0 | 0 | 0 | 0 | 0 | 0 | 0 | 0
|  | Biomass | 0 | 0 | 0 | 0 | 0 | 0 | 0 | 0 | 0 | 0 | 0 | 0 | 0 | 0 | 0 | 0 | 0 | 0 | 0 | 0 | 0 | 0 | 0 | 0 | 0 | 0 | 0 | 0 | 0 | 0 | 0 | 0 | 0 | 0 | 0 | 0 | 0 | 0 | 0 | 0 | 0 | 0 | 0 | 0 | 0 | 0 | 0 | 0 | 0 | 0 | 0 | 0 | 0 | 0 | 0 | 0 | 0 | 0 | 0 | 0 | 0 | 0 | 0 | 0 | 0 | 0 | 0 | 0 | 0 | 0 | 0 | 0 | 0 | 0 | 0 | 0 | 0 | 0 | 0 | 0 | 0 | 0 | 0 | 0 | 0 | 0 | 0 | 0 | 0 | 0 | 0 | 0 | 0 | 0 | 0 | 0 | 0 | 0 | 0 | 0 | 0 | 0 | 0 | 0 | 0 | 0 | 0
|  | Wind | 0 | 0 | 0 | 0 | 0 | 0 | 0 | 0 | 0 | 0 | 0 | 0 | 0 | 0 | 0 | 0 | 0 | 0 | 0 | 200.2 | 0 | 200.2 | 0 | 41.184 | 0 | 87.384 | 0 | 0 | 200.2 | 0 | 0 | 0 | 46.2 | 0 | 46.2 | 46.2 | 46.2 | 0 | 0 | 46.2 | 46.2 | 0 | 0 | 0 | 56.7 | 0 | 0 | 0 | 0 | 0 | 0 | 0 | 0 | 0 | 0 | 0 | 0 | 0 | 56.7 | 56.7 | 56.7 | 0 | 0 | 56.7 | 84.924 | 0 | 0 | 0 | 0 | 0 | 0 | 0 | 0 | 56.7 | 56.7 | 0 | 19.712 | 0 | 0 | 0 | 0 | 0 | 40.128 | 0 | 0 | 33.616 | 33.616 | 0 | 0 | 0 | 0 | 33.616 | 0 | 0 | 0 | 0 | 0 | 0 | 0 | 0 | 0 | 0 | 0 | 0 | 0 | 33.616 | 0
|  | OOS Wind | 0 | 0 | 0 | 0 | 0 | 0 | 0 | 0 | 0 | 0 | 0 | 0 | 0 | 0 | 0 | 0 | 0 | 0 | 0 | 0 | 0 | 0 | 0 | 0 | 0 | 0 | 0 | 0 | 0 | 0 | 0 | 0 | 0 | 0 | 0 | 0 | 0 | 0 | 0 | 0 | 0 | 0 | 0 | 0 | 0 | 0 | 0 | 0 | 0 | 0 | 0 | 0 | 0 | 0 | 0 | 0 | 0 | 0 | 0 | 0 | 0 | 0 | 0 | 0 | 0 | 0 | 0 | 0 | 0 | 0 | 0 | 0 | 0 | 0 | 0 | 0 | 0 | 0 | 0 | 0 | 0 | 0 | 0 | 0 | 0 | 0 | 0 | 0 | 0 | 0 | 0 | 0 | 0 | 0 | 0 | 0 | 0 | 0 | 0 | 0 | 0 | 0 | 0 | 0 | 0 | 0 | 0
|  | Offshore Wind | 0 | 0 | 0 | 0 | 0 | 0 | 0 | 0 | 0 | 0 | 0 | 0 | 0 | 0 | 0 | 0 | 0 | 0 | 0 | 0 | 0 | 0 | 0 | 0 | 0 | 0 | 0 | 0 | 0 | 0 | 0 | 0 | 0 | 0 | 0 | 0 | 0 | 0 | 0 | 0 | 0 | 0 | 0 | 0 | 0 | 0 | 0 | 0 | 0 | 0 | 0 | 0 | 0 | 0 | 0 | 0 | 0 | 0 | 0 | 0 | 0 | 0 | 0 | 0 | 0 | 0 | 0 | 0 | 0 | 0 | 0 | 0 | 0 | 0 | 0 | 0 | 0 | 0 | 0 | 0 | 0 | 0 | 0 | 0 | 0 | 0 | 0 | 0 | 0 | 0 | 0 | 0 | 0 | 0 | 0 | 0 | 0 | 0 | 0 | 0 | 0 | 0 | 0 | 0 | 0 | 0 | 0
|  | Distributed Solar | 22.33 | 11.165 | 22.33 | 0 | 0 | 11.165 | 11.165 | 11.165 | 0 | 0 | 0 | 0 | 0 | 1.54 | 3.85 | 3.85 | 3.85 | 0 | 0 | 0 | 0 | 0 | 0 | 0 | 0 | 0 | 0 | 0 | 11.165 | 0 | 0 | 0 | 0 | 0 | 0 | 0 | 0 | 0 | 0 | 0 | 0 | 0 | 0 | 0 | 0 | 0 | 0 | 0 | 0 | 0 | 0 | 0 | 0 | 0 | 0 | 0 | 0 | 0 | 0 | 0 | 0 | 0 | 0 | 0 | 3.4 | 0 | 0 | 0 | 0 | 0 | 0 | 0 | 0 | 0 | 0 | 0 | 3.95 | 0 | 0 | 0 | 0 | 0 | 0 | 0 | 0 | 0 | 0 | 0 | 0 | 0 | 0 | 0 | 0 | 0 | 0 | 0 | 0 | 0 | 0 | 0 | 0 | 0 | 0 | 0 | 0 | 0 | 0
|  | Solar | 1286.516 | 931.7 | 464.156 | 565.95 | 0 | 273.966 | 354.816 | 354.816 | 80.85 | 80.85 | 0 | 0 | 0 | 0 | 486.64 | 486.64 | 486.64 | 0 | 452.452 | 229.075 | 0 | 523.215 | 0 | 294.14 | 192.5 | 426.965 | 0 | 96.25 | 776.391 | 0 | 0 | 0 | 94.8 | 0 | 94.8 | 136.275 | 94.8 | 0 | 94.8 | 94.8 | 94.8 | 0 | 0 | 0 | 0 | 0 | 0 | 0 | 0 | 0 | 149.8176 | 0 | 0 | 0 | 0 | 0 | 0 | 0 | 0 | 0 | 13.8176 | 0 | 13.8176 | 0 | 13.8176 | 0 | 0 | 13.8176 | 13.8176 | 0 | 0 | 0 | 0 | 13.8176 | 0 | 0 | 375.171 | 0 | 0 | 0 | 0 | 0 | 0 | 0 | 79 | 335.671 | 375.171 | 0 | 158 | 158 | 158 | 197.5 | 158 | 158 | 158 | 158 | 0 | 158 | 158 | 0 | 0 | 158 | 0 | 98.671 | 98.671 | 158 | 0
|  | Battery_4hr | -1276.5 | -1096.5 | -757 | -549 | -30 | -180 | -370 | -370 | -80 | -80 | -10 | -10 | -170.4 | 0 | -317.5 | -317.5 | -317.5 | 0 | -751 | -248.5 | 0 | -473.5 | 0 | -825 | -280 | -1008.5 | 0 | -65 | -743.5 | -40 | -550 | 0 | -871 | -6 | -531 | -183.5 | -531 | 0 | -421 | -421 | -521 | -590 | 0 | -200 | -856 | 0 | 0 | 0 | 0 | -6 | -578 | -6 | -6 | 0 | -200 | -200 | 0 | -550 | -500 | -500 | -1457.5 | 0 | -157 | -600 | -1370.5 | -138 | 0 | -15 | -15 | 0 | 0 | -607.5 | -257.5 | -925 | -300 | -99.7 | -567.7 | 0 | 0 | 0 | 0 | 0 | -99.7 | 0 | 0 | -292.7 | -287.7 | 0 | -40 | -40 | -40 | -789.5 | -40 | -40 | -40 | -149.7 | -99.7 | -40 | -40 | 0 | 0 | -172 | 0 | -595.5 | -172.7 | -120 | 0
|  | Battery_8hr | -69 | -69 | 0 | 0 | 0 | 0 | 0 | 0 | 0 | 0 | 0 | 0 | 0 | 0 | 0 | 0 | 0 | 0 | 0 | 0 | 0 | 0 | 0 | 0 | 0 | 0 | 0 | 0 | 0 | -50 | 0 | 0 | -60 | 0 | -60 | 0 | -60 | 0 | 0 | 0 | 0 | -50 | 0 | 0 | 0 | 0 | 0 | 0 | 0 | 0 | 0 | 0 | 0 | 0 | 0 | 0 | 0 | 0 | 0 | 0 | -32 | 0 | 0 | 0 | -32 | 0 | 0 | 0 | 0 | 0 | 0 | -32 | 0 | 0 | 0 | 0 | 0 | 0 | 0 | 0 | 0 | 0 | 0 | 0 | 0 | -32 | -32 | 0 | 0 | 0 | 0 | -32 | -32 | -32 | 0 | 0 | 0 | 0 | 0 | 0 | 0 | 0 | 0 | -32 | 0 | -32 | 0
|  | LDES | 0 | 0 | 0 | 0 | 0 | 0 | 0 | 0 | 0 | 0 | 0 | 0 | 0 | 0 | 0 | 0 | 0 | 0 | 0 | 0 | 0 | 0 | 0 | 0 | 0 | 0 | 0 | 0 | 0 | 0 | 0 | 0 | 0 | 0 | 0 | 0 | 0 | 0 | 0 | 0 | 0 | 0 | 0 | 0 | 0 | 0 | 0 | 0 | 0 | 0 | 0 | 0 | 0 | 0 | 0 | 0 | 0 | 0 | 0 | 0 | 0 | 0 | 0 | 0 | 0 | 0 | 0 | 0 | 0 | 0 | 0 | 0 | 0 | 0 | 0 | 0 | 0 | 0 | 0 | 0 | 0 | 0 | 0 | 0 | 0 | 0 | 0 | 0 | 0 | 0 | 0 | 0 | 0 | 0 | 0 | 0 | 0 | 0 | 0 | 0 | 0 | 0 | 0 | 0 | 0 | 0 | 0
|  | Total | -36.654 | -222.635 | -270.514 | 16.95 | -30 | 105.131 | -4.019 | -4.019 | -0.005 | -0.005 | -10 | -10 | -170.4 | 55.24 | 226.69 | 226.69 | 226.69 | 0 | -298.548 | 318.975 | 0 | 433.115 | 0 | -444.676 | -87.5 | -399.151 | 0 | 31.25 | 382.456 | -90 | -550 | 0 | -740 | -6 | -400 | 48.975 | -400 | 0 | -276.2 | -230 | -330 | -640 | 0 | -179.2 | -778.5 | 0 | 20.8 | 40 | 0 | -6 | -428.1824 | -6 | -6 | 0 | -200 | -200 | 0 | -529.2 | -443.3 | -422.5 | -1398.1824 | 0 | -143.1824 | -543.3 | -1300.3584 | -138 | 0 | -1.1824 | -1.1824 | 0 | 0 | -639.5 | -257.5 | -854.4824 | -222.5 | -99.7 | -168.867 | 0 | 0 | 0 | 0 | 0 | -59.572 | 0 | 79 | 44.587 | 89.087 | 0 | 118 | 118 | 118 | -590.384 | 86 | 86 | 118 | 8.3 | -99.7 | 118 | 118 | 0 | 0 | -14 | 0 | -528.829 | -74.029 | 39.616 | 0
ERM-IRP Baseline Reconciliation Resources | Doesn't include Approved Upgrades
| Remaining Tx Headroom | HSN | 5877.3172 | 7888.703 | 4065.1252 | 1773.09 | 3760.1 | 1167.7482 | 576.5142 | 576.5142 | 0 | 0 | 6690 | 3534 | 13560.6 | 1.788 | 864.776 | 914.776 | 1149.776 | 548 | 235.8004 | 10261.33 | 2300 | 3108.33 | 0 | 6811.8648 | 442 | 4095.5948 | 260 | 821.75 | 8888.0442 | 1410 | 10.25 | 406 | 694.215 | 225 | 1242.015 | 760.94 | 1338.015 | 274 | 950.4 | 286.015 | 611.015 | 565 | 501 | 3774.2 | 465.35 | 76 | 1554.2 | 590 | 14 | 86 | 1778.679 | 417 | 929 | 0 | 1070 | 2149 | 517 | 3373.2 | 359.15 | 652.35 | 3205.229 | 29 | 65.379 | 3162.15 | 2568.937 | 3597.2 | 961 | 60.379 | 1071.379 | 605 | 639 | 4118.5 | 56.5 | 3191.529 | 455.35 | 837.3 | 1577.548 | 144 | 1869 | 51 | 263 | 109 | 1209.652 | 255 | 428 | 2793.604 | 3264.604 | 272 | 2167.1 | 2803.1 | 637.1 | 3027.994 | 1378.89 | 1378.89 | 608.78 | 1626.4 | 1560.3 | 3599.1 | 643.53 | 247 | 4 | 1213.3 | 5203 | 9662.51 | 7255.31 | 2051.294 | 85
|  | SSN | 6025.6174 | 8078.3885 | 4262.0034 | 1811.655 | 3775.1 | 1138.8819 | 630.1289 | 630.1289 | 27.481 | 27.481 | 6695 | 3539 | 13645.8 | 1.146 | 829.642 | 879.642 | 1114.642 | 548 | 464.7318 | 10448.8775 | 2300 | 3408.3775 | 0 | 7257.0312 | 582 | 4613.7837 | 260 | 814.125 | 9191.7064 | 1455 | 285.25 | 406 | 1138.7 | 228 | 1516.5 | 812.145 | 1612.5 | 274 | 1116.26 | 475.5 | 850.5 | 885 | 501 | 3874.2 | 938.53 | 76 | 1554.2 | 590 | 14 | 89 | 1973.6472 | 420 | 932 | 0 | 1170 | 2249 | 517 | 3648.2 | 654.33 | 947.53 | 3992.3272 | 29 | 141.0472 | 3507.33 | 3332.7448 | 3666.2 | 961 | 65.0472 | 1076.0472 | 605 | 639 | 4438.25 | 185.25 | 3696.3772 | 650.53 | 887.15 | 1667.3332 | 144 | 1869 | 51 | 263 | 109 | 1305.2844 | 255 | 382.4 | 2802.8324 | 3248.5324 | 272 | 2095.9 | 2731.9 | 565.9 | 3363.0968 | 1323.69 | 1323.69 | 537.58 | 1610.05 | 1610.15 | 3527.9 | 572.33 | 247 | 4 | 1208.1 | 5203 | 9921.5856 | 7286.9856 | 2074.4468 | 85
|  | EODS | 7432.654 | 9406.635 | 5154.514 | 2383.05 | 3822 | 1281.869 | 504.019 | 504.019 | 0.005 | 0.005 | 6710 | 3554 | 13901.4 | -0.24 | 1073.31 | 1123.31 | 1358.31 | 548 | 1712.548 | 10614.025 | 2300 | 9733.885 | 300 | 10133.676 | 1771.5 | 13928.151 | 105 | 728.75 | 9217.544 | 1590 | 850.5 | 406 | 810 | 237 | 2986 | 1328.025 | 7164 | 274 | 1701.2 | 1159 | 1551 | 1845 | 501 | 4174.2 | 2193.5 | 76 | 1554.2 | 590 | 183 | 232 | 2810.1824 | 429 | 941 | 0 | 1470 | 2549 | 517 | 4473.2 | 1153.3 | 1655.5 | 6174.1824 | 29 | 234.1824 | 4365.3 | 5365.3584 | 3876 | 961 | 77.1824 | 1088.1824 | 605 | 639 | 5397.5 | 571.5 | 5031.4824 | 1058.5 | 273.7 | 446.867 | 132 | 1869 | 53 | 263 | 176.8 | 1110.572 | 240.9 | 359 | 3103.413 | 6253.913 | 356 | 1052 | 10 | 790 | 796.384 | 3392 | 545 | 372.5 | -1.3 | 274.7 | 3543 | 1693 | 100 | 0 | 257 | 345 | 10830.829 | 7514.029 | -39.616 | 28
Tx Calculations for Mapped Portfolio Resources
FCDS | Mapped MWs
|  | Geothermal | 0 | 0 | 0 | 0 | 0 | 0 | 0 | 0 | 0 | 0 | 0 | 0 | 0 | 0 | 0 | 0 | 0 | 0 | 0 | 766 | 0 | 1506 | 0 | 740 | 0 | 790 | 450 | 450 | 766 | 0 | 0 | 0 | 50 | 0 | 50 | 50 | 50 | 0 | 50 | 50 | 50 | 0 | 0 | 75 | 75 | 0 | 75 | 0 | 0 | 0 | 0 | 0 | 0 | 0 | 0 | 0 | 0 | 75 | 43 | 75 | 75 | 0 | 0 | 43 | 43 | 0 | 0 | 0 | 0 | 0 | 0 | 0 | 0 | 43 | 75 | 0 | 0 | 0 | 0 | 0 | 0 | 0 | 0 | 0 | 0 | 0 | 0 | 0 | 0 | 0 | 0 | 0 | 0 | 0 | 0 | 0 | 0 | 0 | 0 | 0 | 0 | 0 | 0 | 0 | 0 | 0 | 0
|  | Biomass | 0 | 0 | 1 | 0 | 1 | 0 | 1 | 1 | 0 | 0 | 5.6 | 5.6 | 5.6 | 1.5 | 1.5 | 1.5 | 1.5 | 0 | 0 | 0 | 0 | 0 | 0 | 2.6 | 0 | 2.6 | 0 | 0 | 1 | 0 | 0 | 0 | 0 | 0 | 0 | 0 | 0 | 0 | 0 | 0 | 0 | 0 | 0 | 10 | 90.2 | 0 | 6 | 26.1 | 0 | 24.7 | 57.7 | 30.7 | 30.7 | 0 | 0 | 0 | 2 | 5 | 8.9 | 8.3 | 31.72 | 0 | 11 | 6.9 | 67.22 | 34.7 | 0 | 0 | 0 | 0 | 0 | 6.62 | 1.8 | 18.9 | 12 | 2 | 26 | 0 | 5 | 0 | 5 | 5 | 11 | 6 | 0 | 30.82 | 30.82 | 11 | 19 | 17 | 17 | 24.82 | 20.82 | 20.82 | 11 | 19 | 0 | 14 | 17 | 2 | 0 | 18 | 0 | 4.82 | 1 | 15.82 | 0
|  | Wind | 564 | 564 | 140 | 124 | 0 | 0 | 0 | 0 | 0 | 0 | 0 | 0 | 0 | 0 | 200 | 200 | 550 | 350 | 0 | 2370 | 0 | 2370 | 0 | 499 | 0 | 1959 | 400 | 910 | 3070 | 0 | 0 | 0 | 1060 | 0 | 1460 | 1460 | 1460 | 0 | 0 | 1460 | 1060 | 0 | 0 | 104 | 806.5 | 0 | 104 | 0 | 200 | 15.5 | 215.5 | 15.5 | 15.5 | 0 | 0 | 0 | 0 | 104 | 655 | 204 | 589 | 0 | 0 | 235 | 550.5 | 15.5 | 0 | 0 | 0 | 0 | 0 | 100 | 0 | 385 | 436 | 275 | 875 | 0 | 0 | 0 | 0 | 0 | 0 | 0 | 0 | 635 | 635 | 75 | 200 | 200 | 200 | 435 | 300 | 300 | 200 | 275 | 75 | 200 | 200 | 200 | 0 | 200 | 0 | 100 | 275 | 160 | 0
|  | OOS Wind | 0 | 0 | 0 | 0 | 0 | 0 | 0 | 0 | 0 | 0 | 0 | 0 | 0 | 0 | 0 | 0 | 0 | 0 | 0 | 5268.4 | 0 | 5268.4 | 0 | 0 | 0 | 2000 | 0 | 0 | 5268.4 | 0 | 0 | 0 | 0 | 0 | 0 | 0 | 0 | 0 | 0 | 0 | 0 | 0 | 0 | 0 | 0 | 0 | 0 | 0 | 0 | 0 | 0 | 0 | 0 | 0 | 0 | 0 | 0 | 0 | 0 | 0 | 0 | 0 | 0 | 0 | 0 | 0 | 0 | 0 | 0 | 0 | 0 | 0 | 0 | 0 | 0 | 0 | 0 | 0 | 0 | 0 | 0 | 0 | 0 | 0 | 0 | 0 | 0 | 0 | 0 | 0 | 0 | 0 | 0 | 0 | 0 | 0 | 0 | 0 | 0 | 0 | 0 | 0 | 0 | 0 | 0 | 0 | 0
|  | Offshore Wind | 0 | 0 | 0 | 0 | 0 | 0 | 0 | 0 | 0 | 0 | 0 | 0 | 0 | 0 | 0 | 0 | 0 | 0 | 0 | 0 | 0 | 0 | 0 | 0 | 0 | 0 | 0 | 0 | 0 | 0 | 0 | 0 | 0 | 0 | 0 | 0 | 0 | 0 | 0 | 0 | 0 | 0 | 0 | 0 | 0 | 0 | 0 | 0 | 0 | 0 | 0 | 0 | 0 | 0 | 0 | 0 | 0 | 0 | 0 | 0 | 0 | 0 | 0 | 0 | 0 | 0 | 0 | 0 | 0 | 0 | 0 | 0 | 0 | 0 | 0 | 0 | 0 | 0 | 0 | 0 | 0 | 0 | 0 | 0 | 0 | 0 | 0 | 0 | 0 | 0 | 0 | 0 | 0 | 0 | 0 | 0 | 0 | 0 | 0 | 0 | 0 | 0 | 3855 | 3855 | 3855 | 0 | 0
|  | Distributed Solar | 5 | 2 | 5 | 0 | 0 | 3 | 3 | 3 | 0 | 0 | 4 | 4 | 4 | 0 | 3 | 3 | 3 | 0 | 0 | 0 | 0 | 0 | 0 | 0 | 0 | 0 | 0 | 0 | 3 | 0 | 0.84 | 0.84 | 0 | 0.84 | 0 | 0 | 0 | 0 | 0 | 0 | 0 | 0 | 0 | 12.25 | 44.14 | 1.5 | 4.96 | 4.25 | 0 | 8 | 20.45 | 10.25 | 11.75 | 0 | 12.6 | 14.5 | 1.61 | 19.62 | 29.4275 | 29.4275 | 46.7975 | 0 | 5.2 | 22.0775 | 39.1775 | 11.75 | 7.7 | 0 | 5.2 | 0 | 0 | 2.3 | 0 | 38.61 | 12.8375 | 41.38 | 68.87 | 20.76 | 56.32 | 0 | 16.2 | 7.3 | 56.09 | 44.82 | 0 | 64.96 | 69.62 | 7.66 | 8 | 5 | 5 | 11.75 | 5 | 5 | 0 | 10.62 | 2.62 | 3 | 8 | 3 | 0 | 5 | 0 | 12.24 | 17.86 | 12.75 | 4
|  | Solar | 1561 | 1356 | 422 | 915 | 0 | 205 | 205 | 205 | 0 | 0 | 0 | 0 | 0 | 0 | 522 | 522 | 672 | 150 | 300 | 1685 | 110 | 1685 | 0 | 100 | 100 | 610 | 0 | 1075 | 1780 | 0 | 0 | 0 | 0 | 0 | 250 | 500 | 250 | 0 | 0 | 0 | 0 | 0 | 0 | 105 | 105 | 0 | 0 | 0 | 0 | 0 | 360 | 0 | 0 | 0 | 0 | 0 | 25 | 25 | 25 | 25 | 105 | 0 | 0 | 25 | 0 | 0 | 0 | 0 | 0 | 0 | 0 | 0 | 0 | 25 | 105 | 921.5 | 1651.5 | 140 | 40 | 0 | 0 | 0 | 140 | 140 | 200 | 1852.5 | 1901.5 | 0 | 1141.5 | 360 | 360 | 1682.5 | 1141.5 | 1141.5 | 360 | 360 | 0 | 360 | 360 | 0 | 0 | 360 | 0 | 781.5 | 781.5 | 1391.5 | 0
|  | Battery_4hr | 1706 | 2090 | 1976.9 | 600 | 719.9 | 415 | 1149.9 | 1149.9 | 0 | 0 | 1265 | 375 | 1795 | 0 | 516 | 516 | 716 | 200 | 204 | 2185.15 | 500 | 2610.15 | 0 | 2060 | 416 | 2761.15 | 0 | 705 | 3910.05 | 389.6 | 10.22 | 60.22 | 609.25 | 60.22 | 829.9 | 701.15 | 829.9 | 10 | 174 | 300.9 | 400.9 | 419.35 | 350 | 249 | 375 | 0 | 38 | 0 | 0 | 50 | 634.5 | 50 | 0 | 0 | 20 | 20 | 41 | 472.02 | 193 | 193 | 1016.02 | 0 | 50 | 158.8 | 668.8 | 50 | 0 | 0 | 50 | 200 | 200 | 410 | 210 | 604.82 | 242.2 | 873.131 | 1891.431 | 110 | 30 | 0 | 0 | 0 | 110 | 110 | 156.4 | 1834.031 | 1991.031 | 0 | 1297.631 | 502.5 | 534.5 | 1564.231 | 1297.631 | 1297.631 | 502.5 | 502.5 | 0 | 502.5 | 534.5 | 0 | 0 | 502.5 | 0 | 943.531 | 1273.531 | 1397.231 | 0
|  | Battery_8hr | 149 | 169.5 | 44.5 | 25 | 0 | 0 | 0 | 0 | 0 | 0 | 16.5 | 13 | 166.5 | 0 | 90 | 90 | 90 | 0 | 0 | 430 | 150 | 430 | 0 | 270 | 0 | 370 | 0 | 180 | 280 | 0 | 0 | 0 | 0 | 0 | 100 | 100 | 100 | 0 | 0 | 0 | 0 | 0 | 0 | 0 | 88.4 | 0 | 0 | 0 | 0 | 0 | 144 | 0 | 0 | 0 | 0 | 0 | 0 | 205.6 | 88.4 | 38.4 | 300 | 0 | 0 | 88.4 | 238.4 | 0 | 0 | 0 | 0 | 6 | 6 | 150 | 144 | 156 | 38.4 | 0 | 224 | 0 | 0 | 0 | 0 | 0 | 0 | 0 | 0 | 265 | 295 | 0 | 194 | 144 | 144 | 295 | 144 | 144 | 144 | 144 | 0 | 144 | 194 | 0 | 0 | 144 | 0 | 50 | 192 | 265 | 0
|  | LDES | 481 | 481 | 0 | 0 | 0 | 0 | 0 | 0 | 0 | 0 | 0 | 0 | 0 | 0 | 0 | 0 | 0 | 0 | 0 | 0 | 0 | 0 | 0 | 0 | 0 | 0 | 0 | 0 | 0 | 449 | 449 | 0 | 449 | 0 | 449 | 0 | 449 | 0 | 0 | 0 | 0 | 449 | 0 | 0 | 5 | 0 | 0 | 0 | 0 | 0 | 0 | 0 | 0 | 0 | 0 | 0 | 0 | 0 | 0 | 0 | 0 | 0 | 0 | 0 | 0 | 0 | 0 | 0 | 0 | 0 | 0 | 0 | 0 | 0 | 5 | 0 | 0 | 0 | 0 | 0 | 0 | 0 | 0 | 0 | 0 | 0 | 0 | 0 | 0 | 0 | 0 | 0 | 0 | 0 | 0 | 0 | 0 | 0 | 0 | 0 | 0 | 0 | 0 | 0 | 0 | 0 | 0
EODS | Mapped MWs
|  | Wind | 50 | 50 | 50 | 0 | 0 | 0 | 0 | 0 | 0 | 0 | 0 | 0 | 0 | 0 | 0 | 0 | 100 | 100 | 0 | 900 | 0 | 900 | 0 | 100 | 0 | 800 | 200 | 200 | 900 | 0 | 0 | 0 | 600 | 0 | 700 | 700 | 700 | 0 | 0 | 700 | 600 | 0 | 0 | 27 | 364.5 | 0 | 27 | 0 | 10 | 104.5 | 104.5 | 104.5 | 104.5 | 0 | 0 | 0 | 0 | 27 | 155 | 137 | 227 | 0 | 0 | 155 | 259.5 | 104.5 | 0 | 0 | 0 | 0 | 0 | 0 | 0 | 200 | 205 | 10 | 10 | 0 | 0 | 0 | 0 | 0 | 0 | 0 | 0 | 15 | 15 | 0 | 0 | 0 | 0 | 5 | 0 | 0 | 0 | 0 | 0 | 0 | 0 | 0 | 0 | 0 | 0 | 0 | 10 | 5 | 0
|  | OOS Wind | 0 | 0 | 0 | 0 | 0 | 0 | 0 | 0 | 0 | 0 | 0 | 0 | 0 | 0 | 0 | 0 | 0 | 0 | 0 | 0 | 0 | 0 | 0 | 0 | 0 | 0 | 0 | 0 | 0 | 0 | 0 | 0 | 0 | 0 | 0 | 0 | 0 | 0 | 0 | 0 | 0 | 0 | 0 | 0 | 0 | 0 | 0 | 0 | 0 | 0 | 0 | 0 | 0 | 0 | 0 | 0 | 0 | 0 | 0 | 0 | 0 | 0 | 0 | 0 | 0 | 0 | 0 | 0 | 0 | 0 | 0 | 0 | 0 | 0 | 0 | 0 | 0 | 0 | 0 | 0 | 0 | 0 | 0 | 0 | 0 | 0 | 0 | 0 | 0 | 0 | 0 | 0 | 0 | 0 | 0 | 0 | 0 | 0 | 0 | 0 | 0 | 0 | 0 | 0 | 0 | 0 | 0
|  | Offshore Wind | 0 | 0 | 0 | 0 | 0 | 0 | 0 | 0 | 0 | 0 | 0 | 0 | 0 | 0 | 0 | 0 | 0 | 0 | 0 | 0 | 0 | 0 | 0 | 0 | 0 | 0 | 0 | 0 | 0 | 0 | 0 | 0 | 0 | 0 | 0 | 0 | 0 | 0 | 0 | 0 | 0 | 0 | 0 | 0 | 0 | 0 | 0 | 0 | 0 | 0 | 0 | 0 | 0 | 0 | 0 | 0 | 0 | 0 | 0 | 0 | 0 | 0 | 0 | 0 | 0 | 0 | 0 | 0 | 0 | 0 | 0 | 0 | 0 | 0 | 0 | 0 | 0 | 0 | 0 | 0 | 0 | 0 | 0 | 0 | 0 | 0 | 0 | 0 | 0 | 0 | 0 | 0 | 0 | 0 | 0 | 0 | 0 | 0 | 0 | 0 | 0 | 0 | 0 | 0 | 0 | 0 | 0
|  | Solar | 901 | 1468 | 667 | 600 | 0 | 50 | 50 | 50 | 0 | 0 | 0 | 0 | 23 | 0 | 660 | 660 | 910 | 250 | 395 | 3087 | 1540 | 3337 | 0 | 1650 | 363.5 | 2672 | 0 | 365 | 2547 | 0 | 0 | 0 | 182 | 0 | 882 | 882 | 882 | 0 | 0 | 182 | 182 | 0 | 0 | 161.6 | 289.6 | 12 | 0 | 12 | 0 | 12 | 287 | 0 | 12 | 0 | 0 | 0 | 11.6 | 11.6 | 127.6 | 127.6 | 277.6 | 0 | 0 | 100 | 112 | 12 | 0 | 0 | 0 | 0 | 0 | 0 | 0 | 111.6 | 177.6 | 243.5 | 1315.5 | 100 | 12 | 0 | 12 | 12 | 100 | 112 | 270 | 1565.5 | 1565.5 | 0 | 618.5 | 275 | 275 | 868.5 | 418.5 | 418.5 | 275 | 275 | 0 | 275 | 475 | 0 | 0 | 275 | 0 | 658.5 | 1208.5 | 868.5 | 0
| HSN Output | HSN
|  | Geothermal | 0 | 0 | 0 | 0 | 0 | 0 | 0 | 0 | 0 | 0 | 0 | 0 | 0 | 0 | 0 | 0 | 0 | 0 | 0 | 766 | 0 | 1506 | 0 | 740 | 0 | 790 | 450 | 450 | 766 | 0 | 0 | 0 | 50 | 0 | 50 | 50 | 50 | 0 | 50 | 50 | 50 | 0 | 0 | 75 | 75 | 0 | 75 | 0 | 0 | 0 | 0 | 0 | 0 | 0 | 0 | 0 | 0 | 75 | 43 | 75 | 75 | 0 | 0 | 43 | 43 | 0 | 0 | 0 | 0 | 0 | 0 | 0 | 0 | 43 | 75 | 0 | 0 | 0 | 0 | 0 | 0 | 0 | 0 | 0 | 0 | 0 | 0 | 0 | 0 | 0 | 0 | 0 | 0 | 0 | 0 | 0 | 0 | 0 | 0 | 0 | 0 | 0 | 0 | 0 | 0 | 0 | 0
|  | Biomass | 0 | 0 | 1 | 0 | 1 | 0 | 1 | 1 | 0 | 0 | 5.6 | 5.6 | 5.6 | 1.5 | 1.5 | 1.5 | 1.5 | 0 | 0 | 0 | 0 | 0 | 0 | 2.6 | 0 | 2.6 | 0 | 0 | 1 | 0 | 0 | 0 | 0 | 0 | 0 | 0 | 0 | 0 | 0 | 0 | 0 | 0 | 0 | 10 | 90.2 | 0 | 6 | 26.1 | 0 | 24.7 | 57.7 | 30.7 | 30.7 | 0 | 0 | 0 | 2 | 5 | 8.9 | 8.3 | 31.72 | 0 | 11 | 6.9 | 67.22 | 34.7 | 0 | 0 | 0 | 0 | 0 | 6.62 | 1.8 | 18.9 | 12 | 2 | 26 | 0 | 5 | 0 | 5 | 5 | 11 | 6 | 0 | 30.82 | 30.82 | 11 | 19 | 17 | 17 | 24.82 | 20.82 | 20.82 | 11 | 19 | 0 | 14 | 17 | 2 | 0 | 18 | 0 | 4.82 | 1 | 15.82 | 0
|  | Wind | 314.148 | 314.148 | 77.98 | 69.068 | 0 | 0 | 0 | 0 | 0 | 0 | 0 | 0 | 0 | 0 | 111.4 | 111.4 | 306.35 | 194.95 | 0 | 1320.09 | 0 | 1320.09 | 0 | 277.943 | 0 | 1091.163 | 222.8 | 506.87 | 1709.99 | 0 | 0 | 0 | 357.22 | 0 | 492.02 | 492.02 | 492.02 | 0 | 0 | 492.02 | 357.22 | 0 | 0 | 69.16 | 536.3225 | 0 | 69.16 | 0 | 133 | 10.3075 | 143.3075 | 10.3075 | 10.3075 | 0 | 0 | 0 | 0 | 69.16 | 435.575 | 135.66 | 391.685 | 0 | 0 | 156.275 | 366.0825 | 10.3075 | 0 | 0 | 0 | 0 | 0 | 66.5 | 0 | 256.025 | 289.94 | 182.875 | 581.875 | 0 | 0 | 0 | 0 | 0 | 0 | 0 | 0 | 422.275 | 422.275 | 49.875 | 133 | 133 | 133 | 289.275 | 199.5 | 199.5 | 133 | 182.875 | 49.875 | 133 | 133 | 133 | 0 | 133 | 0 | 66.5 | 182.875 | 106.4 | 0
|  | OOS Wind | 0 | 0 | 0 | 0 | 0 | 0 | 0 | 0 | 0 | 0 | 0 | 0 | 0 | 0 | 0 | 0 | 0 | 0 | 0 | 3529.828 | 0 | 3529.828 | 0 | 0 | 0 | 1340 | 0 | 0 | 3529.828 | 0 | 0 | 0 | 0 | 0 | 0 | 0 | 0 | 0 | 0 | 0 | 0 | 0 | 0 | 0 | 0 | 0 | 0 | 0 | 0 | 0 | 0 | 0 | 0 | 0 | 0 | 0 | 0 | 0 | 0 | 0 | 0 | 0 | 0 | 0 | 0 | 0 | 0 | 0 | 0 | 0 | 0 | 0 | 0 | 0 | 0 | 0 | 0 | 0 | 0 | 0 | 0 | 0 | 0 | 0 | 0 | 0 | 0 | 0 | 0 | 0 | 0 | 0 | 0 | 0 | 0 | 0 | 0 | 0 | 0 | 0 | 0 | 0 | 0 | 0 | 0 | 0 | 0
|  | Offshore Wind | 0 | 0 | 0 | 0 | 0 | 0 | 0 | 0 | 0 | 0 | 0 | 0 | 0 | 0 | 0 | 0 | 0 | 0 | 0 | 0 | 0 | 0 | 0 | 0 | 0 | 0 | 0 | 0 | 0 | 0 | 0 | 0 | 0 | 0 | 0 | 0 | 0 | 0 | 0 | 0 | 0 | 0 | 0 | 0 | 0 | 0 | 0 | 0 | 0 | 0 | 0 | 0 | 0 | 0 | 0 | 0 | 0 | 0 | 0 | 0 | 0 | 0 | 0 | 0 | 0 | 0 | 0 | 0 | 0 | 0 | 0 | 0 | 0 | 0 | 0 | 0 | 0 | 0 | 0 | 0 | 0 | 0 | 0 | 0 | 0 | 0 | 0 | 0 | 0 | 0 | 0 | 0 | 0 | 0 | 0 | 0 | 0 | 0 | 0 | 0 | 0 | 0 | 3855 | 3855 | 3855 | 0 | 0
|  | Distributed Solar | 0.53 | 0.212 | 0.53 | 0 | 0 | 0.318 | 0.318 | 0.318 | 0 | 0 | 0.424 | 0.424 | 0.424 | 0 | 0.318 | 0.318 | 0.318 | 0 | 0 | 0 | 0 | 0 | 0 | 0 | 0 | 0 | 0 | 0 | 0.318 | 0 | 0.0252 | 0.0252 | 0 | 0.0252 | 0 | 0 | 0 | 0 | 0 | 0 | 0 | 0 | 0 | 1.225 | 4.414 | 0.15 | 0.496 | 0.425 | 0 | 0.8 | 2.045 | 1.025 | 1.175 | 0 | 1.26 | 1.45 | 0.161 | 1.962 | 2.9428 | 2.9428 | 4.6798 | 0 | 0.52 | 2.2077 | 3.9177 | 1.175 | 0.77 | 0 | 0.52 | 0 | 0 | 0.23 | 0 | 3.861 | 1.2838 | 4.138 | 6.887 | 2.076 | 5.632 | 0 | 1.62 | 0.73 | 5.609 | 4.482 | 0 | 6.496 | 6.962 | 0.766 | 0.8 | 0.5 | 0.5 | 1.175 | 0.5 | 0.5 | 0 | 1.062 | 0.262 | 0.3 | 0.8 | 0.3 | 0 | 0.5 | 0 | 1.224 | 1.786 | 1.275 | 0.4
|  | Solar | 165.466 | 143.736 | 44.732 | 96.99 | 0 | 21.73 | 21.73 | 21.73 | 0 | 0 | 0 | 0 | 0 | 0 | 55.332 | 55.332 | 71.232 | 15.9 | 31.8 | 178.61 | 11.66 | 178.61 | 0 | 10.6 | 10.6 | 64.66 | 0 | 113.95 | 188.68 | 0 | 0 | 0 | 0 | 0 | 7.5 | 15 | 7.5 | 0 | 0 | 0 | 0 | 0 | 0 | 10.5 | 10.5 | 0 | 0 | 0 | 0 | 0 | 36 | 0 | 0 | 0 | 0 | 0 | 2.5 | 2.5 | 2.5 | 2.5 | 10.5 | 0 | 0 | 2.5 | 0 | 0 | 0 | 0 | 0 | 0 | 0 | 0 | 0 | 2.5 | 10.5 | 92.15 | 165.15 | 14 | 4 | 0 | 0 | 0 | 14 | 14 | 20 | 185.25 | 190.15 | 0 | 114.15 | 36 | 36 | 168.25 | 114.15 | 114.15 | 36 | 36 | 0 | 36 | 36 | 0 | 0 | 36 | 0 | 78.15 | 78.15 | 139.15 | 0
|  | Battery_4hr | 1706 | 2090 | 1976.9 | 600 | 719.9 | 415 | 1149.9 | 1149.9 | 0 | 0 | 1265 | 375 | 1795 | 0 | 516 | 516 | 716 | 200 | 204 | 2185.15 | 500 | 2610.15 | 0 | 2060 | 416 | 2761.15 | 0 | 705 | 3910.05 | 389.6 | 10.22 | 60.22 | 609.25 | 60.22 | 829.9 | 701.15 | 829.9 | 10 | 174 | 300.9 | 400.9 | 419.35 | 350 | 249 | 375 | 0 | 38 | 0 | 0 | 50 | 634.5 | 50 | 0 | 0 | 20 | 20 | 41 | 472.02 | 193 | 193 | 1016.02 | 0 | 50 | 158.8 | 668.8 | 50 | 0 | 0 | 50 | 200 | 200 | 410 | 210 | 604.82 | 242.2 | 873.131 | 1891.431 | 110 | 30 | 0 | 0 | 0 | 110 | 110 | 156.4 | 1834.031 | 1991.031 | 0 | 1297.631 | 502.5 | 534.5 | 1564.231 | 1297.631 | 1297.631 | 502.5 | 502.5 | 0 | 502.5 | 534.5 | 0 | 0 | 502.5 | 0 | 943.531 | 1273.531 | 1397.231 | 0
|  | Battery_8hr | 149 | 169.5 | 44.5 | 25 | 0 | 0 | 0 | 0 | 0 | 0 | 16.5 | 13 | 166.5 | 0 | 90 | 90 | 90 | 0 | 0 | 430 | 150 | 430 | 0 | 270 | 0 | 370 | 0 | 180 | 280 | 0 | 0 | 0 | 0 | 0 | 100 | 100 | 100 | 0 | 0 | 0 | 0 | 0 | 0 | 0 | 88.4 | 0 | 0 | 0 | 0 | 0 | 144 | 0 | 0 | 0 | 0 | 0 | 0 | 205.6 | 88.4 | 38.4 | 300 | 0 | 0 | 88.4 | 238.4 | 0 | 0 | 0 | 0 | 6 | 6 | 150 | 144 | 156 | 38.4 | 0 | 224 | 0 | 0 | 0 | 0 | 0 | 0 | 0 | 0 | 265 | 295 | 0 | 194 | 144 | 144 | 295 | 144 | 144 | 144 | 144 | 0 | 144 | 194 | 0 | 0 | 144 | 0 | 50 | 192 | 265 | 0
|  | LDES | 481 | 481 | 0 | 0 | 0 | 0 | 0 | 0 | 0 | 0 | 0 | 0 | 0 | 0 | 0 | 0 | 0 | 0 | 0 | 0 | 0 | 0 | 0 | 0 | 0 | 0 | 0 | 0 | 0 | 449 | 449 | 0 | 449 | 0 | 449 | 0 | 449 | 0 | 0 | 0 | 0 | 449 | 0 | 0 | 5 | 0 | 0 | 0 | 0 | 0 | 0 | 0 | 0 | 0 | 0 | 0 | 0 | 0 | 0 | 0 | 0 | 0 | 0 | 0 | 0 | 0 | 0 | 0 | 0 | 0 | 0 | 0 | 0 | 0 | 5 | 0 | 0 | 0 | 0 | 0 | 0 | 0 | 0 | 0 | 0 | 0 | 0 | 0 | 0 | 0 | 0 | 0 | 0 | 0 | 0 | 0 | 0 | 0 | 0 | 0 | 0 | 0 | 0 | 0 | 0 | 0 | 0
|  | Total | 2816.144 | 3198.596 | 2145.642 | 791.058 | 720.9 | 437.048 | 1172.948 | 1172.948 | 0 | 0 | 1287.524 | 394.024 | 1967.524 | 1.5 | 774.55 | 774.55 | 1185.4 | 410.85 | 235.8 | 8409.678 | 661.66 | 9574.678 | 0 | 3361.143 | 426.6 | 6419.573 | 672.8 | 1955.82 | 10385.866 | 838.6 | 459.2452 | 60.2452 | 1465.47 | 60.2452 | 1928.42 | 1358.17 | 1928.42 | 10 | 224 | 842.92 | 808.12 | 868.35 | 350 | 414.885 | 1184.8365 | 0.15 | 188.656 | 26.525 | 133 | 85.8075 | 1017.5525 | 92.0325 | 42.1825 | 0 | 21.26 | 21.45 | 45.661 | 831.242 | 774.3178 | 455.8027 | 1829.6047 | 0 | 61.52 | 458.0828 | 1387.4203 | 96.1825 | 0.77 | 0 | 50.52 | 206 | 206 | 633.35 | 355.8 | 1085.106 | 674.3237 | 1154.294 | 2895.343 | 126.076 | 44.632 | 0 | 6.62 | 5.73 | 140.609 | 134.482 | 176.4 | 2743.872 | 2936.238 | 61.641 | 1758.581 | 833 | 865 | 2342.751 | 1776.601 | 1776.601 | 826.5 | 885.437 | 50.137 | 829.8 | 915.3 | 135.3 | 0 | 834 | 3855 | 4999.225 | 5584.342 | 1924.876 | 0.4
| SSN Output | SSN
|  | Geothermal | 0 | 0 | 0 | 0 | 0 | 0 | 0 | 0 | 0 | 0 | 0 | 0 | 0 | 0 | 0 | 0 | 0 | 0 | 0 | 766 | 0 | 1506 | 0 | 740 | 0 | 790 | 450 | 450 | 766 | 0 | 0 | 0 | 50 | 0 | 50 | 50 | 50 | 0 | 50 | 50 | 50 | 0 | 0 | 75 | 75 | 0 | 75 | 0 | 0 | 0 | 0 | 0 | 0 | 0 | 0 | 0 | 0 | 75 | 43 | 75 | 75 | 0 | 0 | 43 | 43 | 0 | 0 | 0 | 0 | 0 | 0 | 0 | 0 | 43 | 75 | 0 | 0 | 0 | 0 | 0 | 0 | 0 | 0 | 0 | 0 | 0 | 0 | 0 | 0 | 0 | 0 | 0 | 0 | 0 | 0 | 0 | 0 | 0 | 0 | 0 | 0 | 0 | 0 | 0 | 0 | 0 | 0
|  | Biomass | 0 | 0 | 1 | 0 | 1 | 0 | 1 | 1 | 0 | 0 | 5.6 | 5.6 | 5.6 | 1.5 | 1.5 | 1.5 | 1.5 | 0 | 0 | 0 | 0 | 0 | 0 | 2.6 | 0 | 2.6 | 0 | 0 | 1 | 0 | 0 | 0 | 0 | 0 | 0 | 0 | 0 | 0 | 0 | 0 | 0 | 0 | 0 | 10 | 90.2 | 0 | 6 | 26.1 | 0 | 24.7 | 57.7 | 30.7 | 30.7 | 0 | 0 | 0 | 2 | 5 | 8.9 | 8.3 | 31.72 | 0 | 11 | 6.9 | 67.22 | 34.7 | 0 | 0 | 0 | 0 | 0 | 6.62 | 1.8 | 18.9 | 12 | 2 | 26 | 0 | 5 | 0 | 5 | 5 | 11 | 6 | 0 | 30.82 | 30.82 | 11 | 19 | 17 | 17 | 24.82 | 20.82 | 20.82 | 11 | 19 | 0 | 14 | 17 | 2 | 0 | 18 | 0 | 4.82 | 1 | 15.82 | 0
|  | Wind | 117.312 | 117.312 | 29.12 | 25.792 | 0 | 0 | 0 | 0 | 0 | 0 | 0 | 0 | 0 | 0 | 41.6 | 41.6 | 114.4 | 72.8 | 0 | 492.96 | 0 | 492.96 | 0 | 103.792 | 0 | 407.472 | 83.2 | 189.28 | 638.56 | 0 | 0 | 0 | 118.72 | 0 | 163.52 | 163.52 | 163.52 | 0 | 0 | 163.52 | 118.72 | 0 | 0 | 16.952 | 131.4595 | 0 | 16.952 | 0 | 32.6 | 2.5265 | 35.1265 | 2.5265 | 2.5265 | 0 | 0 | 0 | 0 | 16.952 | 106.765 | 33.252 | 96.007 | 0 | 0 | 38.305 | 89.7315 | 2.5265 | 0 | 0 | 0 | 0 | 0 | 16.3 | 0 | 62.755 | 71.068 | 44.825 | 142.625 | 0 | 0 | 0 | 0 | 0 | 0 | 0 | 0 | 103.505 | 103.505 | 12.225 | 32.6 | 32.6 | 32.6 | 70.905 | 48.9 | 48.9 | 32.6 | 44.825 | 12.225 | 32.6 | 32.6 | 32.6 | 0 | 32.6 | 0 | 16.3 | 44.825 | 26.08 | 0
|  | OOS Wind | 0 | 0 | 0 | 0 | 0 | 0 | 0 | 0 | 0 | 0 | 0 | 0 | 0 | 0 | 0 | 0 | 0 | 0 | 0 | 1843.94 | 0 | 1843.94 | 0 | 0 | 0 | 700 | 0 | 0 | 1843.94 | 0 | 0 | 0 | 0 | 0 | 0 | 0 | 0 | 0 | 0 | 0 | 0 | 0 | 0 | 0 | 0 | 0 | 0 | 0 | 0 | 0 | 0 | 0 | 0 | 0 | 0 | 0 | 0 | 0 | 0 | 0 | 0 | 0 | 0 | 0 | 0 | 0 | 0 | 0 | 0 | 0 | 0 | 0 | 0 | 0 | 0 | 0 | 0 | 0 | 0 | 0 | 0 | 0 | 0 | 0 | 0 | 0 | 0 | 0 | 0 | 0 | 0 | 0 | 0 | 0 | 0 | 0 | 0 | 0 | 0 | 0 | 0 | 0 | 0 | 0 | 0 | 0 | 0
|  | Offshore Wind | 0 | 0 | 0 | 0 | 0 | 0 | 0 | 0 | 0 | 0 | 0 | 0 | 0 | 0 | 0 | 0 | 0 | 0 | 0 | 0 | 0 | 0 | 0 | 0 | 0 | 0 | 0 | 0 | 0 | 0 | 0 | 0 | 0 | 0 | 0 | 0 | 0 | 0 | 0 | 0 | 0 | 0 | 0 | 0 | 0 | 0 | 0 | 0 | 0 | 0 | 0 | 0 | 0 | 0 | 0 | 0 | 0 | 0 | 0 | 0 | 0 | 0 | 0 | 0 | 0 | 0 | 0 | 0 | 0 | 0 | 0 | 0 | 0 | 0 | 0 | 0 | 0 | 0 | 0 | 0 | 0 | 0 | 0 | 0 | 0 | 0 | 0 | 0 | 0 | 0 | 0 | 0 | 0 | 0 | 0 | 0 | 0 | 0 | 0 | 0 | 0 | 0 | 1881.24 | 1881.24 | 1881.24 | 0 | 0
|  | Distributed Solar | 2.135 | 0.854 | 2.135 | 0 | 0 | 1.281 | 1.281 | 1.281 | 0 | 0 | 1.708 | 1.708 | 1.708 | 0 | 1.281 | 1.281 | 1.281 | 0 | 0 | 0 | 0 | 0 | 0 | 0 | 0 | 0 | 0 | 0 | 1.281 | 0 | 0.33768 | 0.33768 | 0 | 0.33768 | 0 | 0 | 0 | 0 | 0 | 0 | 0 | 0 | 0 | 6.811 | 24.5418 | 0.834 | 2.7578 | 2.363 | 0 | 4.448 | 11.3702 | 5.699 | 6.533 | 0 | 7.0056 | 8.062 | 0.89516 | 10.9087 | 16.3617 | 16.3617 | 26.0194 | 0 | 2.8912 | 12.2751 | 21.7827 | 6.533 | 4.2812 | 0 | 2.8912 | 0 | 0 | 1.2788 | 0 | 21.4672 | 7.1377 | 23.0073 | 38.2917 | 11.5426 | 31.3139 | 0 | 9.0072 | 4.0588 | 31.186 | 24.9199 | 0 | 36.1178 | 38.7087 | 4.259 | 4.448 | 2.78 | 2.78 | 6.533 | 2.78 | 2.78 | 0 | 5.9047 | 1.4567 | 1.668 | 4.448 | 1.668 | 0 | 2.78 | 0 | 6.8054 | 9.9302 | 7.089 | 2.224
|  | Solar | 666.547 | 579.012 | 180.194 | 390.705 | 0 | 87.535 | 87.535 | 87.535 | 0 | 0 | 0 | 0 | 0 | 0 | 222.894 | 222.894 | 286.944 | 64.05 | 128.1 | 719.495 | 46.97 | 719.495 | 0 | 42.7 | 42.7 | 260.47 | 0 | 459.025 | 760.06 | 0 | 0 | 0 | 0 | 0 | 100.5 | 201 | 100.5 | 0 | 0 | 0 | 0 | 0 | 0 | 58.38 | 58.38 | 0 | 0 | 0 | 0 | 0 | 200.16 | 0 | 0 | 0 | 0 | 0 | 13.9 | 13.9 | 13.9 | 13.9 | 58.38 | 0 | 0 | 13.9 | 0 | 0 | 0 | 0 | 0 | 0 | 0 | 0 | 0 | 13.9 | 58.38 | 512.354 | 918.234 | 77.84 | 22.24 | 0 | 0 | 0 | 77.84 | 77.84 | 111.2 | 1029.99 | 1057.234 | 0 | 634.674 | 200.16 | 200.16 | 935.47 | 634.674 | 634.674 | 200.16 | 200.16 | 0 | 200.16 | 200.16 | 0 | 0 | 200.16 | 0 | 434.514 | 434.514 | 773.674 | 0
|  | Battery_4hr | 853 | 1045 | 988.45 | 300 | 359.95 | 207.5 | 574.95 | 574.95 | 0 | 0 | 632.5 | 187.5 | 897.5 | 0 | 258 | 258 | 358 | 100 | 102 | 1092.575 | 250 | 1305.075 | 0 | 1030 | 208 | 1380.575 | 0 | 352.5 | 1955.025 | 194.8 | 5.11 | 30.11 | 304.625 | 30.11 | 414.95 | 350.575 | 414.95 | 5 | 87 | 150.45 | 200.45 | 209.675 | 175 | 124.5 | 187.5 | 0 | 19 | 0 | 0 | 25 | 317.25 | 25 | 0 | 0 | 10 | 10 | 20.5 | 236.01 | 96.5 | 96.5 | 508.01 | 0 | 25 | 79.4 | 334.4 | 25 | 0 | 0 | 25 | 100 | 100 | 205 | 105 | 302.41 | 121.1 | 436.5655 | 945.7155 | 55 | 15 | 0 | 0 | 0 | 55 | 55 | 78.2 | 917.0155 | 995.5155 | 0 | 648.8155 | 251.25 | 267.25 | 782.1155 | 648.8155 | 648.8155 | 251.25 | 251.25 | 0 | 251.25 | 267.25 | 0 | 0 | 251.25 | 0 | 471.7655 | 636.7655 | 698.6155 | 0
|  | Battery_8hr | 74.5 | 84.75 | 22.25 | 12.5 | 0 | 0 | 0 | 0 | 0 | 0 | 8.25 | 6.5 | 83.25 | 0 | 45 | 45 | 45 | 0 | 0 | 215 | 75 | 215 | 0 | 135 | 0 | 185 | 0 | 90 | 140 | 0 | 0 | 0 | 0 | 0 | 50 | 50 | 50 | 0 | 0 | 0 | 0 | 0 | 0 | 0 | 44.2 | 0 | 0 | 0 | 0 | 0 | 72 | 0 | 0 | 0 | 0 | 0 | 0 | 102.8 | 44.2 | 19.2 | 150 | 0 | 0 | 44.2 | 119.2 | 0 | 0 | 0 | 0 | 3 | 3 | 75 | 72 | 78 | 19.2 | 0 | 112 | 0 | 0 | 0 | 0 | 0 | 0 | 0 | 0 | 132.5 | 147.5 | 0 | 97 | 72 | 72 | 147.5 | 72 | 72 | 72 | 72 | 0 | 72 | 97 | 0 | 0 | 72 | 0 | 25 | 96 | 132.5 | 0
|  | LDES | 240.5 | 240.5 | 0 | 0 | 0 | 0 | 0 | 0 | 0 | 0 | 0 | 0 | 0 | 0 | 0 | 0 | 0 | 0 | 0 | 0 | 0 | 0 | 0 | 0 | 0 | 0 | 0 | 0 | 0 | 224.5 | 224.5 | 0 | 224.5 | 0 | 224.5 | 0 | 224.5 | 0 | 0 | 0 | 0 | 224.5 | 0 | 0 | 2.5 | 0 | 0 | 0 | 0 | 0 | 0 | 0 | 0 | 0 | 0 | 0 | 0 | 0 | 0 | 0 | 0 | 0 | 0 | 0 | 0 | 0 | 0 | 0 | 0 | 0 | 0 | 0 | 0 | 0 | 2.5 | 0 | 0 | 0 | 0 | 0 | 0 | 0 | 0 | 0 | 0 | 0 | 0 | 0 | 0 | 0 | 0 | 0 | 0 | 0 | 0 | 0 | 0 | 0 | 0 | 0 | 0 | 0 | 0 | 0 | 0 | 0 | 0
|  | Total | 1953.994 | 2067.428 | 1223.149 | 728.997 | 360.95 | 296.316 | 664.766 | 664.766 | 0 | 0 | 648.058 | 201.308 | 988.058 | 1.5 | 570.275 | 570.275 | 807.125 | 236.85 | 230.1 | 5129.97 | 371.97 | 6082.47 | 0 | 2054.092 | 250.7 | 3726.117 | 533.2 | 1540.805 | 6105.866 | 419.3 | 229.9477 | 30.4477 | 697.845 | 30.4477 | 1003.47 | 815.095 | 1003.47 | 5 | 137 | 363.97 | 369.17 | 434.175 | 175 | 291.643 | 613.7813 | 0.834 | 119.7098 | 28.463 | 32.6 | 56.6745 | 693.6067 | 63.9255 | 39.7595 | 0 | 17.0056 | 18.062 | 37.2952 | 460.5707 | 329.6267 | 262.5137 | 945.1364 | 0 | 38.8912 | 237.9801 | 675.3342 | 68.7595 | 4.2812 | 0 | 27.8912 | 103 | 103 | 304.1988 | 178.8 | 540.4322 | 366.3856 | 1018.7518 | 2182.8662 | 144.3826 | 73.5539 | 0 | 14.0072 | 9.0588 | 175.026 | 163.7599 | 189.4 | 2249.9483 | 2373.2832 | 27.484 | 1436.5375 | 575.79 | 591.79 | 1967.3435 | 1427.9895 | 1427.9895 | 567.01 | 593.1397 | 13.6817 | 571.678 | 618.458 | 36.268 | 0 | 576.79 | 1881.24 | 2840.4449 | 3104.2747 | 1653.7785 | 2.224
| EODS Output | EODS
|  | Geothermal | 0 | 0 | 0 | 0 | 0 | 0 | 0 | 0 | 0 | 0 | 0 | 0 | 0 | 0 | 0 | 0 | 0 | 0 | 0 | 766 | 0 | 1506 | 0 | 740 | 0 | 790 | 450 | 450 | 766 | 0 | 0 | 0 | 50 | 0 | 50 | 50 | 50 | 0 | 50 | 50 | 50 | 0 | 0 | 75 | 75 | 0 | 75 | 0 | 0 | 0 | 0 | 0 | 0 | 0 | 0 | 0 | 0 | 75 | 43 | 75 | 75 | 0 | 0 | 43 | 43 | 0 | 0 | 0 | 0 | 0 | 0 | 0 | 0 | 43 | 75 | 0 | 0 | 0 | 0 | 0 | 0 | 0 | 0 | 0 | 0 | 0 | 0 | 0 | 0 | 0 | 0 | 0 | 0 | 0 | 0 | 0 | 0 | 0 | 0 | 0 | 0 | 0 | 0 | 0 | 0 | 0 | 0
|  | Biomass | 0 | 0 | 0 | 0 | 0 | 0 | 0 | 0 | 0 | 0 | 0 | 0 | 0 | 0 | 0 | 0 | 0 | 0 | 0 | 0 | 0 | 0 | 0 | 0 | 0 | 0 | 0 | 0 | 0 | 0 | 0 | 0 | 0 | 0 | 0 | 0 | 0 | 0 | 0 | 0 | 0 | 0 | 0 | 0 | 0 | 0 | 0 | 0 | 0 | 0 | 0 | 0 | 0 | 0 | 0 | 0 | 0 | 0 | 0 | 0 | 0 | 0 | 0 | 0 | 0 | 0 | 0 | 0 | 0 | 0 | 0 | 0 | 0 | 0 | 0 | 0 | 0 | 0 | 0 | 0 | 0 | 0 | 0 | 0 | 0 | 0 | 0 | 0 | 0 | 0 | 0 | 0 | 0 | 0 | 0 | 0 | 0 | 0 | 0 | 0 | 0 | 0 | 0 | 0 | 0 | 0 | 0
|  | Wind | 248.16 | 248.16 | 61.6 | 54.56 | 0 | 0 | 0 | 0 | 0 | 0 | 0 | 0 | 0 | 0 | 88 | 88 | 242 | 154 | 0 | 1042.8 | 0 | 1042.8 | 0 | 219.56 | 0 | 861.96 | 176 | 400.4 | 1350.8 | 0 | 0 | 0 | 466.4 | 0 | 642.4 | 642.4 | 642.4 | 0 | 0 | 642.4 | 466.4 | 0 | 0 | 65.52 | 508.095 | 0 | 65.52 | 0 | 126 | 9.765 | 135.765 | 9.765 | 9.765 | 0 | 0 | 0 | 0 | 65.52 | 412.65 | 128.52 | 371.07 | 0 | 0 | 148.05 | 346.815 | 9.765 | 0 | 0 | 0 | 0 | 0 | 63 | 0 | 242.55 | 274.68 | 121 | 385 | 0 | 0 | 0 | 0 | 0 | 0 | 0 | 0 | 279.4 | 279.4 | 33 | 88 | 88 | 88 | 191.4 | 132 | 132 | 88 | 121 | 33 | 88 | 88 | 88 | 0 | 88 | 0 | 44 | 121 | 70.4 | 0
|  | OOS Wind | 0 | 0 | 0 | 0 | 0 | 0 | 0 | 0 | 0 | 0 | 0 | 0 | 0 | 0 | 0 | 0 | 0 | 0 | 0 | 3529.828 | 0 | 3529.828 | 0 | 0 | 0 | 1340 | 0 | 0 | 3529.828 | 0 | 0 | 0 | 0 | 0 | 0 | 0 | 0 | 0 | 0 | 0 | 0 | 0 | 0 | 0 | 0 | 0 | 0 | 0 | 0 | 0 | 0 | 0 | 0 | 0 | 0 | 0 | 0 | 0 | 0 | 0 | 0 | 0 | 0 | 0 | 0 | 0 | 0 | 0 | 0 | 0 | 0 | 0 | 0 | 0 | 0 | 0 | 0 | 0 | 0 | 0 | 0 | 0 | 0 | 0 | 0 | 0 | 0 | 0 | 0 | 0 | 0 | 0 | 0 | 0 | 0 | 0 | 0 | 0 | 0 | 0 | 0 | 0 | 0 | 0 | 0 | 0 | 0
|  | Offshore Wind | 0 | 0 | 0 | 0 | 0 | 0 | 0 | 0 | 0 | 0 | 0 | 0 | 0 | 0 | 0 | 0 | 0 | 0 | 0 | 0 | 0 | 0 | 0 | 0 | 0 | 0 | 0 | 0 | 0 | 0 | 0 | 0 | 0 | 0 | 0 | 0 | 0 | 0 | 0 | 0 | 0 | 0 | 0 | 0 | 0 | 0 | 0 | 0 | 0 | 0 | 0 | 0 | 0 | 0 | 0 | 0 | 0 | 0 | 0 | 0 | 0 | 0 | 0 | 0 | 0 | 0 | 0 | 0 | 0 | 0 | 0 | 0 | 0 | 0 | 0 | 0 | 0 | 0 | 0 | 0 | 0 | 0 | 0 | 0 | 0 | 0 | 0 | 0 | 0 | 0 | 0 | 0 | 0 | 0 | 0 | 0 | 0 | 0 | 0 | 0 | 0 | 0 | 3855 | 3855 | 3855 | 0 | 0
|  | Distributed Solar | 3.85 | 1.54 | 3.85 | 0 | 0 | 2.31 | 2.31 | 2.31 | 0 | 0 | 3.08 | 3.08 | 3.08 | 0 | 2.31 | 2.31 | 2.31 | 0 | 0 | 0 | 0 | 0 | 0 | 0 | 0 | 0 | 0 | 0 | 2.31 | 0 | 0.6636 | 0.6636 | 0 | 0.6636 | 0 | 0 | 0 | 0 | 0 | 0 | 0 | 0 | 0 | 8.33 | 30.0152 | 1.02 | 3.3728 | 2.89 | 0 | 5.44 | 13.906 | 6.97 | 7.99 | 0 | 8.568 | 9.86 | 1.0948 | 13.3416 | 20.0107 | 20.0107 | 31.8223 | 0 | 3.536 | 15.0127 | 26.6407 | 7.99 | 5.236 | 0 | 3.536 | 0 | 0 | 1.564 | 0 | 26.2548 | 8.7295 | 32.6902 | 54.4073 | 16.4004 | 44.4928 | 0 | 12.798 | 5.767 | 44.3111 | 35.4078 | 0 | 51.3184 | 54.9998 | 6.0514 | 6.32 | 3.95 | 3.95 | 9.2825 | 3.95 | 3.95 | 0 | 8.3898 | 2.0698 | 2.37 | 6.32 | 2.37 | 0 | 3.95 | 0 | 9.6696 | 14.1094 | 10.0725 | 3.16
|  | Solar | 1201.97 | 1044.12 | 324.94 | 704.55 | 0 | 157.85 | 157.85 | 157.85 | 0 | 0 | 0 | 0 | 0 | 0 | 401.94 | 401.94 | 517.44 | 115.5 | 231 | 1297.45 | 84.7 | 1297.45 | 0 | 77 | 77 | 469.7 | 0 | 827.75 | 1370.6 | 0 | 0 | 0 | 0 | 0 | 197.5 | 395 | 197.5 | 0 | 0 | 0 | 0 | 0 | 0 | 71.4 | 71.4 | 0 | 0 | 0 | 0 | 0 | 244.8 | 0 | 0 | 0 | 0 | 0 | 17 | 17 | 17 | 17 | 71.4 | 0 | 0 | 17 | 0 | 0 | 0 | 0 | 0 | 0 | 0 | 0 | 0 | 17 | 71.4 | 727.985 | 1304.685 | 110.6 | 31.6 | 0 | 0 | 0 | 110.6 | 110.6 | 158 | 1463.475 | 1502.185 | 0 | 901.785 | 284.4 | 284.4 | 1329.175 | 901.785 | 901.785 | 284.4 | 284.4 | 0 | 284.4 | 284.4 | 0 | 0 | 284.4 | 0 | 617.385 | 617.385 | 1099.285 | 0
|  | Battery_4hr | -1706 | -2090 | -1976.9 | -600 | -719.9 | -415 | -1149.9 | -1149.9 | 0 | 0 | -1265 | -375 | -1795 | 0 | -516 | -516 | -716 | -200 | -204 | -2185.15 | -500 | -2610.15 | 0 | -2060 | -416 | -2761.15 | 0 | -705 | -3910.05 | -389.6 | -10.22 | -60.22 | -609.25 | -60.22 | -829.9 | -701.15 | -829.9 | -10 | -174 | -300.9 | -400.9 | -419.35 | -350 | -249 | -375 | 0 | -38 | 0 | 0 | -50 | -634.5 | -50 | 0 | 0 | -20 | -20 | -41 | -472.02 | -193 | -193 | -1016.02 | 0 | -50 | -158.8 | -668.8 | -50 | 0 | 0 | -50 | -200 | -200 | -410 | -210 | -604.82 | -242.2 | -873.131 | -1891.431 | -110 | -30 | 0 | 0 | 0 | -110 | -110 | -156.4 | -1834.031 | -1991.031 | 0 | -1297.631 | -502.5 | -534.5 | -1564.231 | -1297.631 | -1297.631 | -502.5 | -502.5 | 0 | -502.5 | -534.5 | 0 | 0 | -502.5 | 0 | -943.531 | -1273.531 | -1397.231 | 0
|  | Battery_8hr | -149 | -169.5 | -44.5 | -25 | 0 | 0 | 0 | 0 | 0 | 0 | -16.5 | -13 | -166.5 | 0 | -90 | -90 | -90 | 0 | 0 | -430 | -150 | -430 | 0 | -270 | 0 | -370 | 0 | -180 | -280 | 0 | 0 | 0 | 0 | 0 | -100 | -100 | -100 | 0 | 0 | 0 | 0 | 0 | 0 | 0 | -88.4 | 0 | 0 | 0 | 0 | 0 | -144 | 0 | 0 | 0 | 0 | 0 | 0 | -205.6 | -88.4 | -38.4 | -300 | 0 | 0 | -88.4 | -238.4 | 0 | 0 | 0 | 0 | -6 | -6 | -150 | -144 | -156 | -38.4 | 0 | -224 | 0 | 0 | 0 | 0 | 0 | 0 | 0 | 0 | -265 | -295 | 0 | -194 | -144 | -144 | -295 | -144 | -144 | -144 | -144 | 0 | -144 | -194 | 0 | 0 | -144 | 0 | -50 | -192 | -265 | 0
|  | LDES | -481 | -481 | 0 | 0 | 0 | 0 | 0 | 0 | 0 | 0 | 0 | 0 | 0 | 0 | 0 | 0 | 0 | 0 | 0 | 0 | 0 | 0 | 0 | 0 | 0 | 0 | 0 | 0 | 0 | -449 | -449 | 0 | -449 | 0 | -449 | 0 | -449 | 0 | 0 | 0 | 0 | -449 | 0 | 0 | -5 | 0 | 0 | 0 | 0 | 0 | 0 | 0 | 0 | 0 | 0 | 0 | 0 | 0 | 0 | 0 | 0 | 0 | 0 | 0 | 0 | 0 | 0 | 0 | 0 | 0 | 0 | 0 | 0 | 0 | -5 | 0 | 0 | 0 | 0 | 0 | 0 | 0 | 0 | 0 | 0 | 0 | 0 | 0 | 0 | 0 | 0 | 0 | 0 | 0 | 0 | 0 | 0 | 0 | 0 | 0 | 0 | 0 | 0 | 0 | 0 | 0 | 0
|  | Total | -882.02 | -1446.68 | -1631.01 | 134.11 | -719.9 | -254.84 | -989.74 | -989.74 | 0 | 0 | -1278.42 | -384.92 | -1958.42 | 0 | -113.75 | -113.75 | -44.25 | 69.5 | 27 | 4020.928 | -565.3 | 4335.928 | 0 | -1293.44 | -339 | 330.51 | 626 | 793.15 | 2829.488 | -838.6 | -458.5564 | -59.5564 | -541.85 | -59.5564 | -489 | 286.25 | -489 | -10 | -124 | 391.5 | 115.5 | -868.35 | -350 | -28.75 | 216.1102 | 1.02 | 105.8928 | 2.89 | 126 | -34.795 | -384.029 | -33.265 | 17.755 | 0 | -11.432 | -10.14 | -22.9052 | -506.7584 | 211.2607 | 9.1307 | -766.7277 | 0 | -46.464 | -24.1373 | -490.7443 | -32.245 | 5.236 | 0 | -46.464 | -206 | -206 | -495.436 | -354 | -432.0152 | 144.2095 | 8.5442 | -371.3387 | 17.0004 | 46.0928 | 0 | 12.798 | 5.767 | 44.9111 | 36.0078 | 1.6 | -304.8376 | -449.4462 | 39.0514 | -495.526 | -270.15 | -302.15 | -329.3735 | -403.896 | -403.896 | -274.1 | -232.7102 | 35.0698 | -271.73 | -349.78 | 90.37 | 0 | -270.15 | 3855 | 3532.5236 | 3141.9634 | -482.4735 | 3.16
Incorporates Approved Upgrades
| Remaining Tx Headroom | HSN | 3061.1732 | 4690.107 | 1919.4832 | 982.032 | 3039.2 | 730.7002 | -596.4338 | -596.4338 | 0 | 0 | 5402.476 | 3139.976 | 11593.076 | 0.288 | 1296.226 | 1361.226 | 1142.376 | 137.15 | 0.0004 | 2439.652 | 1638.34 | -1466.348 | 0 | 3450.7218 | 15.4 | 2003.0218 | -412.8 | 150.93 | -1497.8218 | 571.4 | -448.9952 | 345.7548 | 164.745 | 164.7548 | 59.595 | 2225.77 | 228.595 | 264 | 726.4 | -556.905 | -197.105 | -303.35 | 151 | 3359.315 | -719.4865 | 75.85 | 1365.544 | 563.475 | -119 | 0.1925 | 761.1265 | 324.9675 | 886.8175 | 0 | 2026.74 | 2675.55 | 1332.339 | 3194.958 | -415.1678 | 196.5473 | 1375.6243 | 29 | 3.859 | 2704.0673 | 1181.5167 | 3501.0175 | 960.23 | 60.379 | 1020.859 | 747 | 593 | 3555.15 | -299.3 | 2106.423 | -218.9737 | -316.994 | -1317.795 | 17.924 | 1824.368 | 51 | 256.38 | 103.27 | 1069.043 | 120.518 | 251.6 | 49.732 | 328.366 | 210.359 | 408.519 | 1970.1 | -227.9 | 5616.243 | 5969.289 | 5969.289 | -217.72 | 740.963 | 1510.163 | 2769.3 | 2376.23 | 111.7 | 4 | 379.3 | 1348 | 4663.285 | 1670.968 | 126.418 | 84.6
|  | SSN | 4071.6234 | 6010.9605 | 3038.8544 | 1082.658 | 3414.15 | 842.5659 | -34.6371 | -34.6371 | 27.481 | 27.481 | 6046.942 | 3337.692 | 12657.742 | -0.354 | 1465.367 | 1530.367 | 1485.517 | 311.15 | 234.6318 | 5906.9075 | 1928.03 | 2325.9075 | 0 | 5202.9392 | 331.3 | 5214.6667 | -273.2 | 558.32 | 3085.8404 | 1035.7 | 55.3023 | 375.5523 | 1376.855 | 197.5523 | 1259.03 | 2820.05 | 1428.03 | 269 | 979.26 | 111.53 | 481.33 | 450.825 | 326 | 3582.557 | 324.7487 | 75.166 | 1434.4902 | 561.537 | -18.6 | 32.3255 | 1280.0405 | 356.0745 | 892.2405 | 0 | 2130.9944 | 2778.938 | 1340.7048 | 3840.6293 | 324.7033 | 685.0163 | 3047.1908 | 29 | 102.156 | 3269.3499 | 2657.4106 | 3597.4405 | 956.7188 | 65.0472 | 1048.156 | 850 | 696 | 4204.0512 | 6.45 | 3155.9451 | 284.1443 | -131.6018 | -515.533 | -0.38256 | 1795.4461 | 51 | 248.9928 | 99.9412 | 1130.2584 | 91.2401 | 193 | 552.8841 | 875.2492 | 244.516 | 659.3625 | 2156.11 | -25.89 | 6326.7533 | 6262.7005 | 6262.7005 | -29.43 | 1016.9103 | 1596.4683 | 2956.222 | 2601.872 | 210.732 | 4 | 631.31 | 3321.76 | 7081.1407 | 4182.7109 | 420.6683 | 82.776
|  | EODS | 8314.674 | 10853.315 | 6785.524 | 2248.94 | 4541.9 | 1536.709 | 1493.759 | 1493.759 | 0.005 | 0.005 | 7988.42 | 3938.92 | 15859.82 | -0.24 | 1187.06 | 1237.06 | 1402.56 | 478.5 | 1685.548 | 7181.097 | 2865.3 | 11388.957 | 300 | 11427.116 | 2110.5 | 13597.641 | -521 | 1927.6 | 6388.056 | 2428.6 | 1309.0564 | 465.5564 | 2287.85 | 296.5564 | 3557 | 5721.775 | 7653 | 284 | 1825.2 | 767.5 | 1435.5 | 2713.35 | 851 | 4202.95 | 1977.3898 | 74.98 | 1448.3072 | 587.11 | 57 | 266.795 | 3194.2114 | 462.265 | 923.245 | 0 | 1481.432 | 2559.14 | 539.9052 | 4979.9584 | 942.0393 | 1646.3693 | 6940.9101 | 29 | 280.6464 | 4389.4373 | 5856.1027 | 3908.245 | 955.764 | 77.1824 | 1134.6464 | 811 | 845 | 5892.936 | 925.5 | 5463.4976 | 914.2905 | 265.1558 | 818.2057 | 114.9996 | 1822.9072 | 53 | 250.202 | 171.033 | 1065.6609 | 204.8922 | 357.4 | 3408.2506 | 6703.3592 | 316.9486 | 1547.526 | 280.15 | 1092.15 | 1527.7575 | 6934.896 | 948.896 | 646.6 | 231.4102 | 239.6302 | 3814.73 | 4089.78 | 9.63 | 0 | 527.15 | -3510 | 7298.3054 | 4372.0656 | 442.8575 | 24.84
|  | Trigger FCDS Upgrade | [26 empty] | YES |  | YES |  | YES | [8 empty] | YES | YES | YES |  |  | YES |  |  |  | YES | [9 empty] | YES | [13 empty] | YES |  | YES | YES | YES | [13 empty] | YES |  |  |  | YES
|  | Trigger EODS Upgrade | [102 empty] | YES
Final Tx Exceedances
Incorporates Triggered Upgrades
| Remaining Tx Headroom | HSN | 3061.1732 | 4690.107 | 1919.4832 | 982.032 | 3039.2 | 730.7002 | -596.4338 | -596.4338 | 0 | 0 | 5402.476 | 3139.976 | 11593.076 | 0.288 | 1296.226 | 1361.226 | 1142.376 | 137.15 | 0.0004 | 2439.652 | 1638.34 | -1466.348 | 0 | 3450.7218 | 15.4 | 2003.0218 | 954.2 | 150.93 | 5302.1782 | 571.4 | 251.0048 | 345.7548 | 164.745 | 164.7548 | 59.595 | 2225.77 | 228.595 | 264 | 726.4 | 4197.095 | 2324.895 | 1897.65 | 151 | 3359.315 | 7925.5135 | 75.85 | 1365.544 | 563.475 | -93 | 0.1925 | 761.1265 | 324.9675 | 886.8175 | 0 | 2026.74 | 2675.55 | 1332.339 | 3194.958 | 5618.8322 | 196.5473 | 1375.6243 | 29 | 3.859 | 2704.0673 | 1181.5167 | 3501.0175 | 960.23 | 60.379 | 1020.859 | 747 | 593 | 3555.15 | 412.7 | 2106.423 | 1547.0263 | 1101.006 | 15573.205 | 17.924 | 1824.368 | 51 | 256.38 | 103.27 | 1069.043 | 120.518 | 251.6 | 49.732 | 328.366 | 210.359 | 408.519 | 1970.1 | 983.1 | 5616.243 | 5969.289 | 5969.289 | 2942.28 | 740.963 | 1510.163 | 2769.3 | 2376.23 | 111.7 | 4 | 379.3 | 5473 | 4663.285 | 1670.968 | 126.418 | 84.6
|  | SSN | 4071.6234 | 6010.9605 | 3038.8544 | 1082.658 | 3414.15 | 842.5659 | -34.6371 | -34.6371 | 27.481 | 27.481 | 6046.942 | 3337.692 | 12657.742 | -0.354 | 1465.367 | 1530.367 | 1485.517 | 311.15 | 234.6318 | 5906.9075 | 1928.03 | 2325.9075 | 0 | 5202.9392 | 331.3 | 5214.6667 | 1093.8 | 558.32 | 9885.8404 | 1035.7 | 755.3023 | 375.5523 | 1376.855 | 197.5523 | 1259.03 | 2820.05 | 1428.03 | 269 | 979.26 | 4865.53 | 3003.33 | 2651.825 | 326 | 3582.557 | 8969.7487 | 75.166 | 1434.4902 | 561.537 | 7.4 | 32.3255 | 1280.0405 | 356.0745 | 892.2405 | 0 | 2130.9944 | 2778.938 | 1340.7048 | 3840.6293 | 6358.7033 | 685.0163 | 3047.1908 | 29 | 102.156 | 3269.3499 | 2657.4106 | 3597.4405 | 956.7188 | 65.0472 | 1048.156 | 850 | 696 | 4204.0512 | 718.45 | 3155.9451 | 2050.1444 | 1286.3982 | 16375.467 | -0.38256 | 1795.4461 | 51 | 248.9928 | 99.9412 | 1130.2584 | 91.2401 | 193 | 552.8841 | 875.2492 | 244.516 | 659.3625 | 2156.11 | 1185.11 | 6326.7533 | 6262.7005 | 6262.7005 | 3130.57 | 1016.9103 | 1596.4683 | 2956.222 | 2601.872 | 210.732 | 4 | 631.31 | 7446.76 | 7081.1407 | 4182.7109 | 420.6683 | 82.776
|  | EODS | 8314.674 | 10853.315 | 6785.524 | 2248.94 | 4541.9 | 1536.709 | 1493.759 | 1493.759 | 0.005 | 0.005 | 7988.42 | 3938.92 | 15859.82 | -0.24 | 1187.06 | 1237.06 | 1402.56 | 478.5 | 1685.548 | 7181.097 | 2865.3 | 11388.957 | 300 | 11427.116 | 2110.5 | 13597.641 | 409 | 1927.6 | 13188.056 | 2428.6 | 1309.0564 | 465.5564 | 2287.85 | 296.5564 | 3557 | 5721.775 | 7653 | 284 | 1825.2 | 5521.5 | 1435.5 | 2713.35 | 851 | 4202.95 | 1977.3898 | 74.98 | 1448.3072 | 587.11 | 82 | 266.795 | 3194.2114 | 462.265 | 923.245 | 0 | 1481.432 | 2559.14 | 539.9052 | 4979.9584 | 942.0393 | 1646.3693 | 6940.9101 | 29 | 280.6464 | 4389.4373 | 5856.1027 | 3908.245 | 955.764 | 77.1824 | 1134.6464 | 811 | 845 | 5892.936 | 925.5 | 5463.4976 | 914.2905 | 495.1558 | 1780.2057 | 114.9996 | 1822.9072 | 53 | 250.202 | 171.033 | 1065.6609 | 204.8922 | 357.4 | 3408.2506 | 6703.3592 | 316.9486 | 1547.526 | 280.15 | 1638.15 | 1527.7575 | 6934.896 | 948.896 | 733.6 | 231.4102 | 239.6302 | 3814.73 | 4089.78 | 9.63 | 0 | 527.15 | -3115 | 7298.3054 | 4372.0656 | 442.8575 | 24.84

## Tx_bySub_2039
[111 empty] | Substation | [14 empty] | IRP Baseline | [14 empty] | Mapped | [12 empty] | Trans-mission | [12 empty] | Final
|  |  | Substation Tx Constraint Matrix | [107 empty] | Tx Matrix | IRP-ERM baseline reconciliation: resources online after 1/1/2022 so not included in Tx constraints baseline | [13 empty] | Resources | Mapped Portfolio Resources (In-Development and Generic) | [13 empty] | Resources | Transmission Constraint Exceedances at each substation | [5 empty] | Most limit Constraint by MWs available after mapping | [5 empty] | Exceed-ances | Transmission Constraint Exceedances at each substation after triggering upgrades | [11 empty] | Exceed-ances | FCDS Criteria Alignment |  |  |  | EODS Criteria Alignment
|  |  | Antelope-Vincent On-Peak and Off-Peak Constraint | Vincent-Lugo On-Peak Constraint | Pardee-Sylmar On-Peak Constraint | Windhub On-Peak Constraint | Moorpark-Pardee On-Peak Constraint | North of Magunden On-Peak Constraint | South of Magunden On-Peak Constraint | South of Magunden Off-Peak Constraint | Antelope-Neenach On-Peak Constraint | Antelope-Neenach Off-Peak Constraint | Del Amo – Barre On-Peak Constraint | Hinson - Del Amo On-Peak Constraint | SCE Metro Area Default Constraint | Control to Inyokern Constraint On-Peak Constraint | Kramer - Victor Constraint On-Peak Constraint | Victor – Lugo Constraint On Peak Constraint | Lugo 500/230 kV Transformer On Peak Constraint | Calcite to Lugo Constraint On Peak Constraint | Colorado River 500/230 kV On-Peak/Off-Peak Constraint (230 kV bus only) | Colorado River-Red Bluff On-Peak Constraint | DCRT On-Peak Constraint | Devers-Red Bluff On-Peak/Off-Peak Constraint | Eagle Mountain On-Peak Constraint | Etiwanda-Rancho Vista On-Peak Constraint | Red Bluff 500/230 kV On-Peak/Off-Peak Constraint (230 kV only) | Serrano-Alberhill-Valley On-Peak/Off-Peak Constraint | VEA 138kV On-peak/Off-peak Constraint | GLW 230kV On-peak/Off-peak Constraint | Lugo-Victorville On-peak Constraint | Capistrano-San Onofre 230 kV On-Peak Constraint | Chicarita 138 kV On-Peak Constraint | El Cajon 69 kV On-Peak Constraint | Internal San Diego Area On-Peak/Off-Peak Constraint | Miguel 69 kV On-Peak Constraint | Encina - San Luis Rey 230 kV On-Peak/Off-Peak Constraint | East of Miguel On-Peak/Off-Peak Constraint | San Luis Rey-San Onofre 230 kV On-Peak/Off-Peak Constraint | Ocean Ranch 69 kV On-Peak Constraint | Otay Mesa 230 kV On-Peak Constraint | Silvergate - Bay Blvd 230 kV On-Peak/Off-Peak Constraint | Silvergate-Old Town 230 kV On-Peak Constraint | Talega 230 kV On-Peak Constraint | Trabuco-Capistrano 138 kV On-Peak Constraint | Santa Rosa-Corona 115 kV line On-Peak Constraint | Vaca Dixon - Tesla 500kV line On-Peak Constraint | Woodland-Davis 115 kV line On-Peak Constraint | Cortina-Eagle Rock 115 kV line On-Peak Constraint | Bell-Placer 115 kV line On-Peak Constraint | Carberry-Round mountain 230 kV line On-Peak Constraint | Rocklin-Pleaseant grove 115kV line On-Peak/Off-Peak Constraint | Bellota-Weber 230kV line On-Peak Constraint | Rio Oso-Brighton 230kV line On-Peak Constraint | Rio Oso-Lockeford 230kV line On-Peak Constraint | Humboldt Offshore Wind constraint | Dumbarton-Newark 115 kV line On-Peak Constraint | Eastshore-San Mateo 230 kV line On-Peak Constraint | Lakeville-Igancio 230 kV line On-Peak Constraint | Sobrante-Moraga 230 kV line On-Peak Constraint | Windmaster- Delta Pumps 230 kV line On-Peak Constraint | Contra Costa- Windmaster 230 kV line On-Peak Constraint | Tesla - Tracy Pumps #2 230 kV line On-Peak Constraint | Contra Costa #1 115 kV line On-Peak Constraint | Kasson Jct-Heinz 115 kV line On-Peak Constraint | Newark-Newark Distribution 115 kV line On-Peak Constraint | Tesla-Bellota 230 kV line On-Peak Constraint | Eight Mile-Tesla 230 kV line On-Peak Constraint | Grant - Eastshore #2 115 kV line On-Peak Constraint | Salado - Crow Creek 60 kV line On-Peak Constraint | Tesla - Salado 115 kV line On-Peak Constraint | Los Esteros-Silicon Valley 230 kV On-Peak Constraint | Los Esteros-Nortech 115 kV line On-Peak Constraint | Newark-Los Esteros 230 kV line On-Peak Constraint | Morganhill-Metcalf 115kV Line On-Peak Constraint | Telsa-Tracy Pump #1 230 kV Line On-Peak Constraint | Birds Landing-Contra Costa 230kV Line On-Peak Constraint | Oceano-Calendar 115kV line On-Peak/Off-Peak Constraint | Midway-Q2005 230kV line On-Peak/Off-Peak Constraint | Smyrna - Q1984 115kV line On-Peak/off-Peak Constraint | Kern 230/115kV TB #4 On-Peak Constraint | Maricopa-Copus 70 kV line On-Peak/Off-Peak Constraint | Midway-Taft 115 kV line On-Peak/Off-Peak Constraint | Kern-Tevis-Stockdale-Lamont 115kV line On-Peak/Off-Peak Constraint | Midway 230/115kV TB #3 On-Peak/Off-Peak Constraint | Semitropic-Midway 115kV Line On-Peak/Off-Peak Constraint | Midway-Q2011 230 kV Line On-Peak Constraint | Gates 500/230kV TB #11 On-Peak/Off-Peak Constraint | Gates 500/230kV TB #12 On-Peak/Off-Peak Constraint | Gates 230/70 kV TB #5 On-Peak/Off-Peak Constraint | Tranquility-Helm 230kV Line On-Peak/Off-Peak Constraint | Dairyland-Chowchilla 115kV Line On-Peak/Off-Peak Constraint | Chowchilla-Le grand 115kV Line On-Peak/Off-Peak Constraint | Los Banos 500/230 kV Bank On-Peak/Off-peak Constraint | Panoche-Los Banos 230kV line #2 On-Peak/Off-Peak Constraint | Dos Amigos-Panoche 230kV line On-Peak Constraint | Schindler 115/70kV TB #1 On-Peak/Off-Peak Constraint | Panoche-Mendota 115 kV line On-Peak/Off-Peak Constraint | Coalinga #1-Coalinga #2 70 kV line On-Peak/Off-Peak Constraint | Panoche-Oro Loma 115kV Line On-Peak Constraint | Borden-Storey #1 230kV line On-Peak/Off-Peak Constraint | Merced 115/70kV TB#2 On-Peak/Off-Peak Constraint | Helm 230/70kV TB#1 On-Peak/Off-Peak Constraint | Oro Loma-El Nido 115kV Line On-Peak/Off-Peak Constraint | Q2008-Gates 230 kV line On-Peak/Off-peak Constraint | Mustang-Henrietta 230 kV line On-Peak Constraint | Gates-Panoche 230 kV #1 and #2 Lines On-Peak Constraint | Moss Landing-Las Aguillas 230 kV Line Off-Peak Constraint | Jackson-Waukena-Corcoran 115 kV Line Off-Peak Constraint | Has Approved |  | Geothermal | Biomass | Wind | Wind | OOS Wind | OOS Wind | Offshore Wind | Offshore Wind | Distributed Solar | Solar | Solar | Battery_4hr | Battery_8hr | LDES | Has | Geothermal | Biomass | Wind | Wind | OOS Wind | OOS Wind | Offshore Wind | Offshore Wind | Distributed Solar | Solar | Solar | Battery_4hr | Battery_8hr | LDES | Has | Number of HSN Constraints Exceeded |  | Number of SSN Constraints Exceeded |  | Number of EODS constraints Exceeded |  | Limiting Tx Constraint Headroom (Cumulative All Resources) |  |  | Binding Constraint Name |  |  |  | Number of HSN exceedances after upgrades |  | Number of SSN exceedances after upgrades |  | Number of EODS exceedances after upgrades |  | Limiting Tx Constraint Headroom (Cumulative All Resources) After Upgrades |  |  | Binding Constraint Name |  |  |  | Criteria Alignment pre-upgrades | Criteria Alignment after upgrades | Tx upgrades improved compliance | Final Criteria Alignment | Criteria 2 Alignment pre-upgrades | Criteria 2 Alignment after upgrades | Tx upgrades improved compliance | Final Criteria Alignment
CAISO Study Area | Substation | Voltage | Antelope-Vincent Constraint | Vincent-Lugo Constraint | Pardee-Sylmar Constraint | Windhub Constraint | Moorpark-Pardee Constraint | North of Magunden Constraint | South of Magunden Constraint | South of Magunden Constraint | Antelope-Neenach Constraint | Antelope-Neenach Constraint | Del Amo - Barre Area Constraint | Hinson - Del Amo Constraint | SCE Metro Area Default Constraint | Control to Inyokern area constraint | Kramer to Victor Area Constraint | Victor to Lugo Area Constraint | Lugo Transformer Area Constraint | Calcite to Lugo Area Constraint | Colorado River 500/230 kV Constraint | Colorado River-Red Bluff Constraint | DCRT Constraint | Devers-Red Bluff Constraint | Eagle Mountain Constraint | Etiwanda-Rancho Vista Constraint | Red Bluff 500/230 kV Constraint | Serrano-Alberhill-Valley Constraint | VEA 138kV area constraint | GLW 230kV area constraint | Lugo - Victorville area constraint | Capistrano-San Onofre 230 kV constraint | Chicarita 138 kV constraint | El Cajon 69 kV constraint | Internal San Diego Area constraint | Miguel 69 kV constraint | Encina - San Luis Rey 230 kV constraint | East of Miguel constraint | San Luis Rey-San Onofre 230 kV line constraint | Ocean Ranch 69 kV constraint | Otay Mesa 230 kV constraint | Silvergate - Bay Blvd 230 kV constraint | Silvergate-Old Town 230 kV constraint | Talega 230 kV constraint | Trabuco-Capistrano 138 kV constraint | Santa Rosa-Corona 115 kV line | Vaca Dixon-Tesla 500kV Line | Woodland- Davis 115kV line | Cortina-Eagle Rock 115 kV line | Bell-Placer 115kV Line | Carberry-Round Mountain 230kV Line | Rocklin-Pleaseant grove 115kV line | Bellota-Weber 230kV line | Rio Oso-Brighton 230kV line | Rio Oso-Lockeford 230kV line | Humboldt Offshore Wind constraint | Dumbarton-Newark 115 kV line | Eastshore-San Mateo 230 kV line | Lakeville-Ignacio 230 kV line | Sobrante-Moraga 230 kV line | Windmaster-Delta pumps 230 kV line | Contra Costa- Windmaster 230 kV line | Tesla-Tracy-Pump 230 kV line #2 | Contra Costa #1 115kV Line | Kasson Jct-Heinz 115 kV line | Newark-Newark Distribution 115 kV line | Tesla-Bellota 230 kV line | Eight Mile-Tesla 230 kV line | Grant - Eastshore #2 line 115 kV | Salado-Crow Creek Sw Sta 60 kV line | Tesla-Salado 115 kV line | Los Esteros-Silicon Valley 230 kV | Los Esteros-Nortech 115 kV line | Newark-Los Esteros 230 kV line | Morganhill-Metcalf 115kV Line | Tesla-Tracy Pump 230 kV Line #1 | Birds Landing-Contra Costa 230kV Line | Oceano-Calendar 115kV line | Midway-Q2005 230kV Line | Smyrna -Q1984 115kV line | Kern 230/115kV TB #4 | Maricopa-Copus 70 kV line | Midway-Taft 115 kV line | Kern-Tevis-Stockdale-Lamont 115kV line | Midway 230/115kV TB #3 | Semitropic-Midway 115kV Line | Midway-Q2011 230 kV Line | Gates 500/230kV TB #12 | Gates 500/230kV TB #11 | Gates 230/70kV TB #5 | Tranquility-Helm 230kV Line | Dairyland-Chowchilla 115kV Line | Chowchilla-Le grand 115kV Line | Los Banos 500/230kV TB | Panoche-Los Banos 230kV line #2 | Dos Amigos-Los Banos 230kV line | Schindler 115/70kV TB #1 | Panoche- Mendota 115 kV line | Coalinga #1-Coalinga #2 70 kV line | Panoche-Oro Loma 115kV Line | Borden-Storey #1 230kV line | Merced 115/70kV TB#2 | Helm 230/70kV TB #1 | Oro Loma-El Nido 115kV Line | Q2008-Gates 500 kV line | Mustang-Henrietta 230 kV line | Gates-Panoche 230 kV #1 and #2 Lines | Moss Landing-Las Aguilas 230 kV Line | Jacksson-WaukenaCorcoran 115kV line | Tx Upgrade |  | FCDS | FCDS | FCDS | EODS | FCDS | EODS | FCDS | EODS | FCDS | FCDS | EODS | FCDS | FCDS | FCDS | Res | FCDS | FCDS | FCDS | EODS | FCDS | EODS | FCDS | EODS | FCDS | FCDS | EODS | FCDS | FCDS | FCDS | Res | Actual | Default | Actual | Default | Actual | Default | HSN | SSN | EODS | HSN | SSN | EODS |  | Actual | Default | Actual | Default | Actual | Default | HSN | SSN | EODS | HSN | SSN | EODS |  | FCDS | FCDS | FCDS | FCDS | EODS | EODS | EODS | EODS
PG&E Kern Study Area | 7th Standard | 115 | 0 | 0 | 0 | 0 | 0 | 0 | 0 | 0 | 0 | 0 | 0 | 0 | 0 | 0 | 0 | 0 | 0 | 0 | 0 | 0 | 0 | 0 | 0 | 0 | 0 | 0 | 0 | 0 | 0 | 0 | 0 | 0 | 0 | 0 | 0 | 0 | 0 | 0 | 0 | 0 | 0 | 0 | 0 | 0 | 0 | 0 | 0 | 0 | 0 | 0 | 0 | 0 | 0 | 0 | 0 | 0 | 0 | 0 | 0 | 0 | 0 | 0 | 0 | 0 | 0 | 0 | 0 | 0 | 0 | 0 | 0 | 0 | 0 | 0 | 0 | 0 | 1 | 0 | 1 | 0 | 0 | 0 | 1 | 1 | 0 | 1 | 1 | 0 | 0 | 0 | 0 | 0 | 0 | 0 | 0 | 0 | 0 | 0 | 0 | 0 | 0 | 0 | 0 | 0 | 0 | 0 | 0 | 0 |  | 0 | 0 | 0 | 0 | 0 | 0 | 0 | 0 | 0 | 0 | 0 | 0 | 0 | 0 | 0 | 0 | 0 | 0 | 0 | 0 | 0 | 0 | 0 | 2.5 | 0 | 0 | 0 | 0 | 0 | 1 | 3 | 0 | 3 | 0 | 0 | 0 | -2895.395 | -1843.223 | 254.8922 | Midway-Q2005 230kV Line | Midway-Q2005 230kV Line | Semitropic-Midway 115kV Line |  | 0 | 0 | 0 | 0 | 0 | 0 | 70.518 | 66.2401 | 254.8922 | Semitropic-Midway 115kV Line | Semitropic-Midway 115kV Line | Semitropic-Midway 115kV Line |  | 5 | 1 | YES | 2 | 1 | 1 | NO | 1
SCE Metro Study Area | Alamitos | 230 | 0 | 0 | 0 | 0 | 0 | 0 | 0 | 0 | 0 | 0 | 1 | 1 | 1 | 0 | 0 | 0 | 0 | 0 | 0 | 0 | 0 | 0 | 0 | 0 | 0 | 0 | 0 | 0 | 0 | 0 | 0 | 0 | 0 | 0 | 0 | 0 | 0 | 0 | 0 | 0 | 0 | 0 | 0 | 0 | 0 | 0 | 0 | 0 | 0 | 0 | 0 | 0 | 0 | 0 | 0 | 0 | 0 | 0 | 0 | 0 | 0 | 0 | 0 | 0 | 0 | 0 | 0 | 0 | 0 | 0 | 0 | 0 | 0 | 0 | 0 | 0 | 0 | 0 | 0 | 0 | 0 | 0 | 0 | 0 | 0 | 0 | 0 | 0 | 0 | 0 | 0 | 0 | 0 | 0 | 0 | 0 | 0 | 0 | 0 | 0 | 0 | 0 | 0 | 0 | 0 | 0 | 0 | 0 |  | 0 | 0 | 0 | 0 | 0 | 0 | 0 | 0 | 0 | 0 | 0 | 0 | 0 | 0 | 0 | 0 | 0 | 0 | 0 | 0 | 0 | 0 | 0 | 0 | 0 | 0 | 0 | 0 | 0 | 0 | 0 | 0 | 0 | 0 | 0 | 0 | 2889.234 | 3209.703 | 4183.53 | Hinson - Del Amo Constraint | Hinson - Del Amo Constraint | Hinson - Del Amo Constraint |  | 0 | 0 | 0 | 0 | 0 | 0 | 2889.234 | 3209.703 | 4183.53 | Hinson - Del Amo Constraint | Hinson - Del Amo Constraint | Hinson - Del Amo Constraint |  | 1 | 1 | NO | 1 | 1 | 1 | NO | 1
SCE Eastern Study Area | Alberhill | 500 | 0 | 0 | 0 | 0 | 0 | 0 | 0 | 0 | 0 | 0 | 0 | 0 | 0 | 0 | 0 | 0 | 0 | 0 | 0 | 0 | 0 | 0 | 0 | 1 | 0 | 1 | 0 | 0 | 0 | 0 | 0 | 0 | 0 | 0 | 0 | 0 | 0 | 0 | 0 | 0 | 0 | 0 | 0 | 0 | 0 | 0 | 0 | 0 | 0 | 0 | 0 | 0 | 0 | 0 | 0 | 0 | 0 | 0 | 0 | 0 | 0 | 0 | 0 | 0 | 0 | 0 | 0 | 0 | 0 | 0 | 0 | 0 | 0 | 0 | 0 | 0 | 0 | 0 | 0 | 0 | 0 | 0 | 0 | 0 | 0 | 0 | 0 | 0 | 0 | 0 | 0 | 0 | 0 | 0 | 0 | 0 | 0 | 0 | 0 | 0 | 0 | 0 | 0 | 0 | 0 | 0 | 0 | 1 |  | 0 | 0 | 0 | 0 | 0 | 0 | 0 | 0 | 0 | 0 | 0 | 0 | 0 | 0 | 0 | 0 | 0 | 0 | 0 | 0 | 0 | 0 | 0 | 0 | 0 | 0 | 0 | 0 | 0 | 0 | 0 | 1 | 0 | 0 | 0 | 0 | -558.3782 | 3700.2667 | 11465.116 | Serrano-Alberhill-Valley Constraint | Serrano-Alberhill-Valley Constraint | Etiwanda-Rancho Vista Constraint |  | 0 | 1 | 0 | 0 | 0 | 0 | -558.3782 | 3700.2667 | 11465.116 | Serrano-Alberhill-Valley Constraint | Serrano-Alberhill-Valley Constraint | Etiwanda-Rancho Vista Constraint |  | 4 | 4 | NO | 4 | 1 | 1 | NO | 1
PG&E Kern Study Area | Alpaugh | 115 | 0 | 0 | 0 | 0 | 0 | 0 | 0 | 0 | 0 | 0 | 0 | 0 | 0 | 0 | 0 | 0 | 0 | 0 | 0 | 0 | 0 | 0 | 0 | 0 | 0 | 0 | 0 | 0 | 0 | 0 | 0 | 0 | 0 | 0 | 0 | 0 | 0 | 0 | 0 | 0 | 0 | 0 | 0 | 0 | 0 | 0 | 0 | 0 | 0 | 0 | 0 | 0 | 0 | 0 | 0 | 0 | 0 | 0 | 0 | 0 | 0 | 0 | 0 | 0 | 0 | 0 | 0 | 0 | 0 | 0 | 0 | 0 | 0 | 0 | 0 | 1 | 1 | 1 | 1 | 0 | 0 | 0 | 1 | 1 | 0 | 1 | 1 | 0 | 0 | 0 | 0 | 0 | 0 | 0 | 0 | 0 | 0 | 0 | 0 | 0 | 0 | 0 | 0 | 0 | 0 | 0 | 0 | 0 |  | 0 | 0 | 0 | 0 | 0 | 0 | 0 | 0 | 0 | 0 | 0 | 0 | 0 | 0 | 0 | 0 | 0 | 0 | 0 | 0 | 0 | 0 | 0 | 6 | 0 | 0 | 10 | 0 | 0 | 1 | 4 | 0 | 5 | 0 | 0 | 0 | -2895.395 | -1843.223 | 114.9996 | Midway-Q2005 230kV Line | Midway-Q2005 230kV Line | Smyrna -Q1984 115kV line |  | 0 | 0 | 1 | 0 | 0 | 0 | 17.924 | -0.38256 | 114.9996 | Smyrna -Q1984 115kV line | Smyrna -Q1984 115kV line | Smyrna -Q1984 115kV line |  | 5 | 5 | NO | 5 | 1 | 1 | NO | 1
SDG&E Study Area | Alpine | 69 | 0 | 0 | 0 | 0 | 0 | 0 | 0 | 0 | 0 | 0 | 0 | 0 | 0 | 0 | 0 | 0 | 0 | 0 | 0 | 0 | 0 | 0 | 0 | 0 | 0 | 0 | 0 | 0 | 0 | 0 | 1 | 1 | 0 | 1 | 0 | 0 | 0 | 0 | 0 | 0 | 0 | 0 | 0 | 0 | 0 | 0 | 0 | 0 | 0 | 0 | 0 | 0 | 0 | 0 | 0 | 0 | 0 | 0 | 0 | 0 | 0 | 0 | 0 | 0 | 0 | 0 | 0 | 0 | 0 | 0 | 0 | 0 | 0 | 0 | 0 | 0 | 0 | 0 | 0 | 0 | 0 | 0 | 0 | 0 | 0 | 0 | 0 | 0 | 0 | 0 | 0 | 0 | 0 | 0 | 0 | 0 | 0 | 0 | 0 | 0 | 0 | 0 | 0 | 0 | 0 | 0 | 0 | 0 |  | 0 | 0 | 0 | 0 | 0 | 0 | 0 | 0 | 0 | 0 | 0 | 0 | 0 | 0 | 0 | 0 | 0 | 0 | 0 | 0 | 0 | 0 | 0 | 0 | 0 | 0 | 0 | 0 | 0 | 0 | 1 | 0 | 0 | 0 | 0 | 0 | -498.9952 | 30.3023 | 296.5564 | Chicarita 138 kV constraint | Chicarita 138 kV constraint | Miguel 69 kV constraint |  | 0 | 0 | 0 | 0 | 0 | 0 | 164.7548 | 197.5523 | 296.5564 | Miguel 69 kV constraint | Miguel 69 kV constraint | Miguel 69 kV constraint |  | 5 | 1 | YES | 2 | 1 | 1 | NO | 1
PG&E Greater Bay Study Area | Altamont Midway (Sandhill) | 230 | 0 | 0 | 0 | 0 | 0 | 0 | 0 | 0 | 0 | 0 | 0 | 0 | 0 | 0 | 0 | 0 | 0 | 0 | 0 | 0 | 0 | 0 | 0 | 0 | 0 | 0 | 0 | 0 | 0 | 0 | 0 | 0 | 0 | 0 | 0 | 0 | 0 | 0 | 0 | 0 | 0 | 0 | 0 | 0 | 1 | 0 | 0 | 0 | 0 | 0 | 0 | 0 | 0 | 0 | 0 | 0 | 0 | 0 | 1 | 0 | 1 | 0 | 0 | 1 | 1 | 0 | 0 | 0 | 0 | 0 | 0 | 0 | 0 | 1 | 0 | 0 | 0 | 0 | 0 | 0 | 0 | 0 | 0 | 0 | 0 | 0 | 0 | 0 | 0 | 0 | 0 | 0 | 0 | 0 | 0 | 0 | 0 | 0 | 0 | 0 | 0 | 0 | 0 | 0 | 0 | 0 | 0 | 0 |  | 0 | 0 | 0 | 0 | 0 | 0 | 0 | 0 | 0 | 0 | 0 | 0 | 0 | 0 | 0 | 0 | 0 | 5 | 0 | 0 | 0 | 0 | 0 | 0 | 0 | 0 | 0 | 0 | 0 | 1 | 2 | 0 | 1 | 0 | 0 | 0 | -1886.4315 | -134.2303 | 653.0393 | Vaca Dixon-Tesla 500kV Line | Vaca Dixon-Tesla 500kV Line | Windmaster-Delta pumps 230 kV line |  | 0 | 0 | 0 | 0 | 0 | 0 | 864.5167 | 2490.4106 | 653.0393 | Tesla-Bellota 230 kV line | Tesla-Bellota 230 kV line | Windmaster-Delta pumps 230 kV line |  | 5 | 1 | YES | 2 | 1 | 1 | NO | 1
SCE Northern Area | Antelope | 500 | 1 | 1 | 1 | 0 | 0 | 0 | 0 | 0 | 0 | 1 | 0 | 0 | 0 | 0 | 0 | 0 | 0 | 0 | 0 | 0 | 0 | 0 | 0 | 0 | 0 | 0 | 0 | 0 | 0 | 0 | 0 | 0 | 0 | 0 | 0 | 0 | 0 | 0 | 0 | 0 | 0 | 0 | 0 | 0 | 0 | 0 | 0 | 0 | 0 | 0 | 0 | 0 | 0 | 0 | 0 | 0 | 0 | 0 | 0 | 0 | 0 | 0 | 0 | 0 | 0 | 0 | 0 | 0 | 0 | 0 | 0 | 0 | 0 | 0 | 0 | 0 | 0 | 0 | 0 | 0 | 0 | 0 | 0 | 0 | 0 | 0 | 0 | 0 | 0 | 0 | 0 | 0 | 0 | 0 | 0 | 0 | 0 | 0 | 0 | 0 | 0 | 0 | 0 | 0 | 0 | 0 | 0 | 0 |  | 0 | 0 | 0 | 0 | 0 | 0 | 0 | 0 | 0 | 0 | 0 | 0 | 0 | 0 | 0 | 0 | 0 | 0 | 0 | 0 | 0 | 0 | 0 | 0 | 0 | 0 | 0 | 0 | 0 | 0 | 0 | 0 | 0 | 0 | 0 | 0 | 0 | 27.481 | 0.005 | Antelope-Neenach Constraint | Antelope-Neenach Constraint | Antelope-Neenach Constraint |  | 0 | 0 | 0 | 0 | 0 | 0 | 0 | 27.481 | 0.005 | Antelope-Neenach Constraint | Antelope-Neenach Constraint | Antelope-Neenach Constraint |  | 1 | 1 | NO | 1 | 1 | 1 | NO | 1
SCE Northern Area | Antelope | 230 | 1 | 1 | 1 | 0 | 0 | 0 | 0 | 0 | 0 | 1 | 0 | 0 | 0 | 0 | 0 | 0 | 0 | 0 | 0 | 0 | 0 | 0 | 0 | 0 | 0 | 0 | 0 | 0 | 0 | 0 | 0 | 0 | 0 | 0 | 0 | 0 | 0 | 0 | 0 | 0 | 0 | 0 | 0 | 0 | 0 | 0 | 0 | 0 | 0 | 0 | 0 | 0 | 0 | 0 | 0 | 0 | 0 | 0 | 0 | 0 | 0 | 0 | 0 | 0 | 0 | 0 | 0 | 0 | 0 | 0 | 0 | 0 | 0 | 0 | 0 | 0 | 0 | 0 | 0 | 0 | 0 | 0 | 0 | 0 | 0 | 0 | 0 | 0 | 0 | 0 | 0 | 0 | 0 | 0 | 0 | 0 | 0 | 0 | 0 | 0 | 0 | 0 | 0 | 0 | 0 | 0 | 0 | 0 |  | 0 | 0 | 0 | 0 | 0 | 0 | 0 | 0 | 14.5 | 142 | 0 | 307 | 0 | 0 | 1 | 0 | 0 | 140 | 50 | 0 | 0 | 0 | 0 | 2 | 217 | 250 | 28 | 128.5 | 0 | 1 | 0 | 0 | 0 | 0 | 0 | 0 | 0 | 27.481 | 0.005 | Antelope-Neenach Constraint | Antelope-Neenach Constraint | Antelope-Neenach Constraint |  | 0 | 0 | 0 | 0 | 0 | 0 | 0 | 27.481 | 0.005 | Antelope-Neenach Constraint | Antelope-Neenach Constraint | Antelope-Neenach Constraint |  | 1 | 1 | NO | 1 | 1 | 1 | NO | 1
PG&E Kern Study Area | Arco | 230 | 0 | 0 | 0 | 0 | 0 | 0 | 0 | 0 | 0 | 0 | 0 | 0 | 0 | 0 | 0 | 0 | 0 | 0 | 0 | 0 | 0 | 0 | 0 | 0 | 0 | 0 | 0 | 0 | 0 | 0 | 0 | 0 | 0 | 0 | 0 | 0 | 0 | 0 | 0 | 0 | 0 | 0 | 0 | 0 | 0 | 0 | 0 | 0 | 0 | 0 | 0 | 0 | 0 | 0 | 0 | 0 | 0 | 0 | 0 | 0 | 0 | 0 | 0 | 0 | 0 | 0 | 0 | 0 | 0 | 0 | 0 | 0 | 0 | 0 | 0 | 0 | 1 | 0 | 0 | 0 | 0 | 0 | 0 | 0 | 0 | 1 | 1 | 0 | 0 | 0 | 0 | 0 | 0 | 0 | 0 | 0 | 0 | 0 | 0 | 0 | 0 | 0 | 0 | 1 | 1 | 0 | 0 | 0 |  | 0 | 0 | 0 | 0 | 0 | 0 | 0 | 0 | 0 | 119.9 | 5 | 63 | 0 | 0 | 1 | 0 | 0 | 0 | 0 | 0 | 0 | 0 | 0 | 6.99 | 0 | 515 | 170.4 | 100 | 0 | 1 | 3 | 0 | 3 | 0 | 0 | 0 | -2895.395 | -1843.223 | 1447.9557 | Midway-Q2005 230kV Line | Midway-Q2005 230kV Line | Midway-Q2005 230kV Line |  | 0 | 0 | 0 | 0 | 0 | 0 | 63.468 | 3177.0829 | 2409.9557 | Gates-Panoche 230 kV #1 and #2 Lines | Gates-Panoche 230 kV #1 and #2 Lines | Midway-Q2005 230kV Line |  | 5 | 1 | YES | 2 | 1 | 1 | NO | 1
SCE Metro Study Area | ArcoGen | 230 | 0 | 0 | 0 | 0 | 0 | 0 | 0 | 0 | 0 | 0 | 1 | 1 | 1 | 0 | 0 | 0 | 0 | 0 | 0 | 0 | 0 | 0 | 0 | 0 | 0 | 0 | 0 | 0 | 0 | 0 | 0 | 0 | 0 | 0 | 0 | 0 | 0 | 0 | 0 | 0 | 0 | 0 | 0 | 0 | 0 | 0 | 0 | 0 | 0 | 0 | 0 | 0 | 0 | 0 | 0 | 0 | 0 | 0 | 0 | 0 | 0 | 0 | 0 | 0 | 0 | 0 | 0 | 0 | 0 | 0 | 0 | 0 | 0 | 0 | 0 | 0 | 0 | 0 | 0 | 0 | 0 | 0 | 0 | 0 | 0 | 0 | 0 | 0 | 0 | 0 | 0 | 0 | 0 | 0 | 0 | 0 | 0 | 0 | 0 | 0 | 0 | 0 | 0 | 0 | 0 | 0 | 0 | 0 |  | 0 | 0 | 0 | 0 | 0 | 0 | 0 | 0 | 0 | 0 | 0 | 0 | 0 | 0 | 0 | 0 | 0 | 0 | 0 | 0 | 0 | 0 | 0 | 0 | 0 | 0 | 0 | 0 | 0 | 0 | 0 | 0 | 0 | 0 | 0 | 0 | 2889.234 | 3209.703 | 4183.53 | Hinson - Del Amo Constraint | Hinson - Del Amo Constraint | Hinson - Del Amo Constraint |  | 0 | 0 | 0 | 0 | 0 | 0 | 2889.234 | 3209.703 | 4183.53 | Hinson - Del Amo Constraint | Hinson - Del Amo Constraint | Hinson - Del Amo Constraint |  | 1 | 1 | NO | 1 | 1 | 1 | NO | 1
SDG&E Study Area | Artesian | 230 | 0 | 0 | 0 | 0 | 0 | 0 | 0 | 0 | 0 | 0 | 0 | 0 | 0 | 0 | 0 | 0 | 0 | 0 | 0 | 0 | 0 | 0 | 0 | 0 | 0 | 0 | 0 | 0 | 0 | 1 | 0 | 0 | 1 | 0 | 1 | 0 | 1 | 0 | 0 | 0 | 0 | 1 | 0 | 0 | 0 | 0 | 0 | 0 | 0 | 0 | 0 | 0 | 0 | 0 | 0 | 0 | 0 | 0 | 0 | 0 | 0 | 0 | 0 | 0 | 0 | 0 | 0 | 0 | 0 | 0 | 0 | 0 | 0 | 0 | 0 | 0 | 0 | 0 | 0 | 0 | 0 | 0 | 0 | 0 | 0 | 0 | 0 | 0 | 0 | 0 | 0 | 0 | 0 | 0 | 0 | 0 | 0 | 0 | 0 | 0 | 0 | 0 | 0 | 0 | 0 | 0 | 0 | 3 |  | 0 | 0 | 0 | 0 | 0 | 0 | 0 | 0 | 0 | 0 | 0 | 0 | 0 | 0 | 0 | 0 | 0 | 0 | 0 | 0 | 0 | 0 | 0 | 0 | 0 | 0 | 0 | 0 | 0 | 0 | 1 | 3 | 0 | 0 | 0 | 0 | -445.35 | 379.825 | 2253.85 | Talega 230 kV constraint | Talega 230 kV constraint | Internal San Diego Area constraint |  | 0 | 3 | 0 | 0 | 0 | 0 | -217.205 | 964.7 | 2253.85 | Encina - San Luis Rey 230 kV constraint | Capistrano-San Onofre 230 kV constraint | Internal San Diego Area constraint |  | 5 | 4 | YES | 4 | 1 | 1 | NO | 1
PG&E Fresno Study Area | Ashlan | 230 | 0 | 0 | 0 | 0 | 0 | 0 | 0 | 0 | 0 | 0 | 0 | 0 | 0 | 0 | 0 | 0 | 0 | 0 | 0 | 0 | 0 | 0 | 0 | 0 | 0 | 0 | 0 | 0 | 0 | 0 | 0 | 0 | 0 | 0 | 0 | 0 | 0 | 0 | 0 | 0 | 0 | 0 | 0 | 0 | 0 | 0 | 0 | 0 | 0 | 0 | 1 | 0 | 0 | 0 | 0 | 0 | 0 | 0 | 0 | 0 | 0 | 0 | 0 | 0 | 0 | 0 | 0 | 0 | 0 | 0 | 0 | 0 | 0 | 0 | 0 | 0 | 1 | 0 | 0 | 0 | 0 | 0 | 0 | 0 | 0 | 1 | 1 | 0 | 1 | 1 | 1 | 1 | 1 | 1 | 1 | 1 | 0 | 1 | 1 | 0 | 0 | 1 | 0 | 0 | 0 | 1 | 0 | 4 |  | 0 | 0 | 0 | 0 | 0 | 0 | 0 | 0 | 0 | 0 | 0 | 0 | 0 | 0 | 0 | 0 | 0 | 0 | 0 | 0 | 0 | 0 | 0 | 0 | 0 | 0 | 0 | 0 | 0 | 0 | 5 | 1 | 5 | 1 | 0 | 0 | -2895.395 | -1843.223 | 299.4102 | Midway-Q2005 230kV Line | Midway-Q2005 230kV Line | Panoche- Mendota 115 kV line |  | 0 | 1 | 0 | 1 | 0 | 0 | -392.082 | -48.5717 | 299.4102 | Moss Landing-Las Aguilas 230 kV Line | Moss Landing-Las Aguilas 230 kV Line | Panoche- Mendota 115 kV line |  | 5 | 4 | YES | 4 | 1 | 1 | NO | 1
PG&E North of Greater Bay Study Area | Atlantic | 230 | 0 | 0 | 0 | 0 | 0 | 0 | 0 | 0 | 0 | 0 | 0 | 0 | 0 | 0 | 0 | 0 | 0 | 0 | 0 | 0 | 0 | 0 | 0 | 0 | 0 | 0 | 0 | 0 | 0 | 0 | 0 | 0 | 0 | 0 | 0 | 0 | 0 | 0 | 0 | 0 | 0 | 0 | 0 | 0 | 1 | 0 | 0 | 1 | 0 | 0 | 1 | 1 | 1 | 0 | 0 | 0 | 0 | 0 | 0 | 0 | 0 | 0 | 0 | 0 | 1 | 1 | 0 | 0 | 0 | 0 | 0 | 0 | 0 | 0 | 0 | 0 | 0 | 0 | 0 | 0 | 0 | 0 | 0 | 0 | 0 | 0 | 0 | 0 | 0 | 0 | 0 | 0 | 0 | 0 | 0 | 0 | 0 | 0 | 0 | 0 | 0 | 0 | 0 | 0 | 0 | 0 | 0 | 0 |  | 0 | 0 | 0 | 0 | 0 | 0 | 0 | 0 | 0 | 0 | 0 | 0 | 0 | 0 | 0 | 0 | 0 | 0 | 0 | 0 | 0 | 0 | 0 | 0 | 0 | 0 | 0 | 0 | 0 | 0 | 1 | 0 | 1 | 0 | 0 | 0 | -1886.4315 | -134.2303 | 462.265 | Vaca Dixon-Tesla 500kV Line | Vaca Dixon-Tesla 500kV Line | Rio Oso-Brighton 230kV line |  | 0 | 0 | 0 | 0 | 0 | 0 | 164.1265 | 356.0745 | 462.265 | Bellota-Weber 230kV line | Rio Oso-Brighton 230kV line | Rio Oso-Brighton 230kV line |  | 5 | 1 | YES | 2 | 1 | 1 | NO | 1
PG&E North of Greater Bay Study Area | Atlantic | 115 | 0 | 0 | 0 | 0 | 0 | 0 | 0 | 0 | 0 | 0 | 0 | 0 | 0 | 0 | 0 | 0 | 0 | 0 | 0 | 0 | 0 | 0 | 0 | 0 | 0 | 0 | 0 | 0 | 0 | 0 | 0 | 0 | 0 | 0 | 0 | 0 | 0 | 0 | 0 | 0 | 0 | 0 | 0 | 0 | 1 | 0 | 0 | 1 | 0 | 1 | 1 | 1 | 0 | 0 | 0 | 0 | 0 | 0 | 0 | 0 | 0 | 0 | 0 | 0 | 1 | 1 | 0 | 0 | 0 | 0 | 0 | 0 | 0 | 0 | 0 | 0 | 0 | 0 | 0 | 0 | 0 | 0 | 0 | 0 | 0 | 0 | 0 | 0 | 0 | 0 | 0 | 0 | 0 | 0 | 0 | 0 | 0 | 0 | 0 | 0 | 0 | 0 | 0 | 0 | 0 | 0 | 0 | 0 |  | 0 | 0 | 0 | 0 | 0 | 0 | 0 | 0 | 0 | 0 | 0 | 0 | 0 | 0 | 0 | 0 | 0 | 0 | 0 | 0 | 0 | 0 | 0 | 0 | 0 | 0 | 0 | 0 | 0 | 0 | 1 | 0 | 1 | 0 | 0 | 0 | -1886.4315 | -134.2303 | 266.795 | Vaca Dixon-Tesla 500kV Line | Vaca Dixon-Tesla 500kV Line | Rocklin-Pleaseant grove 115kV line |  | 0 | 0 | 0 | 0 | 0 | 0 | 0.1925 | 32.3255 | 266.795 | Rocklin-Pleaseant grove 115kV line | Rocklin-Pleaseant grove 115kV line | Rocklin-Pleaseant grove 115kV line |  | 5 | 1 | YES | 2 | 1 | 1 | NO | 1
PG&E Greater Bay Study Area | Avena | 115 | 0 | 0 | 0 | 0 | 0 | 0 | 0 | 0 | 0 | 0 | 0 | 0 | 0 | 0 | 0 | 0 | 0 | 0 | 0 | 0 | 0 | 0 | 0 | 0 | 0 | 0 | 0 | 0 | 0 | 0 | 0 | 0 | 0 | 0 | 0 | 0 | 0 | 0 | 0 | 0 | 0 | 0 | 0 | 0 | 0 | 0 | 0 | 0 | 0 | 0 | 0 | 0 | 0 | 0 | 0 | 0 | 0 | 0 | 0 | 0 | 0 | 0 | 1 | 0 | 0 | 0 | 0 | 0 | 0 | 0 | 0 | 0 | 0 | 0 | 0 | 0 | 0 | 0 | 0 | 0 | 0 | 0 | 0 | 0 | 0 | 0 | 0 | 0 | 0 | 0 | 0 | 0 | 0 | 0 | 0 | 0 | 0 | 0 | 0 | 0 | 0 | 0 | 0 | 0 | 0 | 0 | 0 | 0 |  | 0 | 0 | 0 | 0 | 0 | 0 | 0 | 0 | 0 | 0 | 0 | 0 | 0 | 0 | 0 | 0 | 0 | 0 | 0 | 0 | 0 | 0 | 0 | 0 | 0 | 0 | 0 | 0 | 0 | 0 | 0 | 0 | 0 | 0 | 0 | 0 | 3.859 | 102.156 | 280.6464 | Kasson Jct-Heinz 115 kV line | Kasson Jct-Heinz 115 kV line | Kasson Jct-Heinz 115 kV line |  | 0 | 0 | 0 | 0 | 0 | 0 | 3.859 | 102.156 | 280.6464 | Kasson Jct-Heinz 115 kV line | Kasson Jct-Heinz 115 kV line | Kasson Jct-Heinz 115 kV line |  | 1 | 1 | NO | 1 | 1 | 1 | NO | 1
SDG&E Study Area | Avocado | 69 | 0 | 0 | 0 | 0 | 0 | 0 | 0 | 0 | 0 | 0 | 0 | 0 | 0 | 0 | 0 | 0 | 0 | 0 | 0 | 0 | 0 | 0 | 0 | 0 | 0 | 0 | 0 | 0 | 0 | 1 | 0 | 0 | 1 | 0 | 0 | 0 | 0 | 0 | 0 | 0 | 0 | 1 | 0 | 0 | 0 | 0 | 0 | 0 | 0 | 0 | 0 | 0 | 0 | 0 | 0 | 0 | 0 | 0 | 0 | 0 | 0 | 0 | 0 | 0 | 0 | 0 | 0 | 0 | 0 | 0 | 0 | 0 | 0 | 0 | 0 | 0 | 0 | 0 | 0 | 0 | 0 | 0 | 0 | 0 | 0 | 0 | 0 | 0 | 0 | 0 | 0 | 0 | 0 | 0 | 0 | 0 | 0 | 0 | 0 | 0 | 0 | 0 | 0 | 0 | 0 | 0 | 0 | 1 |  | 0 | 0 | 0 | 0 | 0 | 0 | 0 | 0 | 0 | 0 | 0 | 40 | 0 | 0 | 1 | 0 | 0 | 0 | 0 | 0 | 0 | 0 | 0 | 0 | 0 | 0 | 29.6 | 0 | 0 | 1 | 1 | 1 | 0 | 0 | 0 | 0 | -445.35 | 379.825 | 2253.85 | Talega 230 kV constraint | Talega 230 kV constraint | Internal San Diego Area constraint |  | 0 | 1 | 0 | 0 | 0 | 0 | -112.055 | 964.7 | 2253.85 | Internal San Diego Area constraint | Capistrano-San Onofre 230 kV constraint | Internal San Diego Area constraint |  | 5 | 3 | YES | 3 | 1 | 1 | NO | 1
PG&E North of Greater Bay Study Area | Bahia | 230 | 0 | 0 | 0 | 0 | 0 | 0 | 0 | 0 | 0 | 0 | 0 | 0 | 0 | 0 | 0 | 0 | 0 | 0 | 0 | 0 | 0 | 0 | 0 | 0 | 0 | 0 | 0 | 0 | 0 | 0 | 0 | 0 | 0 | 0 | 0 | 0 | 0 | 0 | 0 | 0 | 0 | 0 | 0 | 0 | 1 | 0 | 0 | 0 | 0 | 0 | 0 | 0 | 0 | 0 | 0 | 0 | 0 | 1 | 0 | 0 | 1 | 0 | 0 | 0 | 1 | 0 | 0 | 0 | 0 | 0 | 0 | 0 | 0 | 1 | 1 | 0 | 0 | 0 | 0 | 0 | 0 | 0 | 0 | 0 | 0 | 0 | 0 | 0 | 0 | 0 | 0 | 0 | 0 | 0 | 0 | 0 | 0 | 0 | 0 | 0 | 0 | 0 | 0 | 0 | 0 | 0 | 0 | 1 |  | 0 | 0 | 0 | 0 | 0 | 0 | 0 | 0 | 0 | 0 | 0 | 0 | 0 | 0 | 0 | 0 | 0 | 0 | 0 | 0 | 0 | 0 | 0 | 0 | 0 | 0 | 0 | 0 | 0 | 0 | 2 | 0 | 1 | 0 | 0 | 0 | -1886.4315 | -134.2303 | 915.5005 | Vaca Dixon-Tesla 500kV Line | Vaca Dixon-Tesla 500kV Line | Birds Landing-Contra Costa 230kV Line |  | 0 | 0 | 0 | 0 | 0 | 0 | 864.5167 | 1870.8654 | 915.5005 | Tesla-Bellota 230 kV line | Birds Landing-Contra Costa 230kV Line | Birds Landing-Contra Costa 230kV Line |  | 5 | 1 | YES | 2 | 1 | 1 | NO | 1
SCE Northern Area | Bailey | 230 | 1 | 0 | 1 | 0 | 0 | 0 | 1 | 0 | 1 | 0 | 0 | 0 | 0 | 0 | 0 | 0 | 0 | 0 | 0 | 0 | 0 | 0 | 0 | 0 | 0 | 0 | 0 | 0 | 1 | 0 | 0 | 0 | 0 | 0 | 0 | 0 | 0 | 0 | 0 | 0 | 0 | 0 | 0 | 0 | 0 | 0 | 0 | 0 | 0 | 0 | 0 | 0 | 0 | 0 | 0 | 0 | 0 | 0 | 0 | 0 | 0 | 0 | 0 | 0 | 0 | 0 | 0 | 0 | 0 | 0 | 0 | 0 | 0 | 0 | 0 | 0 | 0 | 0 | 0 | 0 | 0 | 0 | 0 | 0 | 0 | 0 | 0 | 0 | 0 | 0 | 0 | 0 | 0 | 0 | 0 | 0 | 0 | 0 | 0 | 0 | 0 | 0 | 0 | 0 | 0 | 0 | 0 | 0 |  | 0 | 0 | 0 | 0 | 0 | 0 | 0 | 0 | 0 | 0 | 0 | 0 | 0 | 0 | 0 | 0 | 0 | 0 | 0 | 0 | 0 | 0 | 0 | 0 | 0 | 0 | 0 | 0 | 0 | 0 | 2 | 0 | 1 | 0 | 0 | 0 | -6146.0908 | -113.0121 | 0.005 | Lugo - Victorville area constraint | South of Magunden Constraint | Antelope-Neenach Constraint |  | 1 | 0 | 1 | 0 | 0 | 0 | -659.6838 | -113.0121 | 0.005 | South of Magunden Constraint | South of Magunden Constraint | Antelope-Neenach Constraint |  | 5 | 5 | NO | 5 | 1 | 1 | NO | 1
PG&E Kern Study Area | Bakersfield | 230 | 0 | 0 | 0 | 0 | 0 | 0 | 0 | 0 | 0 | 0 | 0 | 0 | 0 | 0 | 0 | 0 | 0 | 0 | 0 | 0 | 0 | 0 | 0 | 0 | 0 | 0 | 0 | 0 | 0 | 0 | 0 | 0 | 0 | 0 | 0 | 0 | 0 | 0 | 0 | 0 | 0 | 0 | 0 | 0 | 0 | 0 | 0 | 0 | 0 | 0 | 0 | 0 | 0 | 0 | 0 | 0 | 0 | 0 | 0 | 0 | 0 | 0 | 0 | 0 | 0 | 0 | 0 | 0 | 0 | 0 | 0 | 0 | 0 | 0 | 0 | 0 | 1 | 0 | 0 | 0 | 0 | 0 | 0 | 0 | 0 | 1 | 1 | 0 | 0 | 0 | 0 | 0 | 0 | 0 | 0 | 0 | 0 | 0 | 0 | 0 | 0 | 0 | 0 | 0 | 0 | 0 | 0 | 0 |  | 0 | 0 | 0 | 0 | 0 | 0 | 0 | 0 | 0 | 0 | 0 | 0 | 0 | 0 | 0 | 0 | 0 | 0 | 0 | 0 | 0 | 0 | 0 | 0 | 0 | 0 | 0 | 0 | 0 | 0 | 3 | 0 | 3 | 0 | 0 | 0 | -2895.395 | -1843.223 | 1447.9557 | Midway-Q2005 230kV Line | Midway-Q2005 230kV Line | Midway-Q2005 230kV Line |  | 0 | 0 | 0 | 0 | 0 | 0 | 9018.766 | 9852.3592 | 2409.9557 | Gates 500/230kV TB #11 | Gates 500/230kV TB #11 | Midway-Q2005 230kV Line |  | 5 | 1 | YES | 2 | 1 | 1 | NO | 1
PG&E Fresno Study Area | Balch 2 | 230 | 0 | 0 | 0 | 0 | 0 | 0 | 0 | 0 | 0 | 0 | 0 | 0 | 0 | 0 | 0 | 0 | 0 | 0 | 0 | 0 | 0 | 0 | 0 | 0 | 0 | 0 | 0 | 0 | 0 | 0 | 0 | 0 | 0 | 0 | 0 | 0 | 0 | 0 | 0 | 0 | 0 | 0 | 0 | 0 | 0 | 0 | 0 | 0 | 0 | 0 | 1 | 0 | 0 | 0 | 0 | 0 | 0 | 0 | 0 | 0 | 0 | 0 | 0 | 0 | 0 | 0 | 0 | 0 | 0 | 0 | 0 | 0 | 0 | 0 | 0 | 0 | 1 | 0 | 0 | 0 | 0 | 0 | 0 | 0 | 0 | 1 | 1 | 1 | 1 | 1 | 1 | 1 | 1 | 1 | 1 | 1 | 0 | 1 | 1 | 0 | 0 | 1 | 0 | 0 | 0 | 1 | 0 | 4 |  | 0 | 0 | 0 | 0 | 0 | 0 | 0 | 0 | 0 | 0 | 0 | 0 | 0 | 0 | 0 | 0 | 3 | 0 | 0 | 0 | 0 | 0 | 0 | 0 | 0 | 0 | 0 | 0 | 0 | 1 | 5 | 1 | 5 | 1 | 0 | 0 | -2895.395 | -1843.223 | 299.4102 | Midway-Q2005 230kV Line | Midway-Q2005 230kV Line | Panoche- Mendota 115 kV line |  | 0 | 1 | 0 | 1 | 0 | 0 | -392.082 | -48.5717 | 299.4102 | Moss Landing-Las Aguilas 230 kV Line | Moss Landing-Las Aguilas 230 kV Line | Panoche- Mendota 115 kV line |  | 5 | 4 | YES | 4 | 1 | 1 | NO | 1
SCE Metro Study Area | Barre | 230 | 0 | 0 | 0 | 0 | 0 | 0 | 0 | 0 | 0 | 0 | 0 | 0 | 1 | 0 | 0 | 0 | 0 | 0 | 0 | 0 | 0 | 0 | 0 | 0 | 0 | 0 | 0 | 0 | 0 | 0 | 0 | 0 | 0 | 0 | 0 | 0 | 0 | 0 | 0 | 0 | 0 | 0 | 0 | 0 | 0 | 0 | 0 | 0 | 0 | 0 | 0 | 0 | 0 | 0 | 0 | 0 | 0 | 0 | 0 | 0 | 0 | 0 | 0 | 0 | 0 | 0 | 0 | 0 | 0 | 0 | 0 | 0 | 0 | 0 | 0 | 0 | 0 | 0 | 0 | 0 | 0 | 0 | 0 | 0 | 0 | 0 | 0 | 0 | 0 | 0 | 0 | 0 | 0 | 0 | 0 | 0 | 0 | 0 | 0 | 0 | 0 | 0 | 0 | 0 | 0 | 0 | 0 | 0 |  | 0 | 0 | 0 | 0 | 0 | 0 | 0 | 0 | 0 | 0 | 0 | 79 | 0 | 0 | 1 | 0 | 0 | 0 | 0 | 0 | 0 | 0 | 0 | 0 | 0 | 23 | 10 | 0 | 0 | 1 | 0 | 0 | 0 | 0 | 0 | 0 | 11262.334 | 12489.753 | 16184.43 | SCE Metro Area Default Constraint | SCE Metro Area Default Constraint | SCE Metro Area Default Constraint |  | 0 | 0 | 0 | 0 | 0 | 0 | 11262.334 | 12489.753 | 16184.43 | SCE Metro Area Default Constraint | SCE Metro Area Default Constraint | SCE Metro Area Default Constraint |  | 1 | 1 | NO | 1 | 1 | 1 | NO | 1
SDG&E Study Area | Bay Boulevard | 230 | 0 | 0 | 0 | 0 | 0 | 0 | 0 | 0 | 0 | 0 | 0 | 0 | 0 | 0 | 0 | 0 | 0 | 0 | 0 | 0 | 0 | 0 | 0 | 0 | 0 | 0 | 0 | 0 | 0 | 0 | 0 | 0 | 1 | 0 | 1 | 0 | 1 | 0 | 0 | 1 | 1 | 0 | 0 | 0 | 0 | 0 | 0 | 0 | 0 | 0 | 0 | 0 | 0 | 0 | 0 | 0 | 0 | 0 | 0 | 0 | 0 | 0 | 0 | 0 | 0 | 0 | 0 | 0 | 0 | 0 | 0 | 0 | 0 | 0 | 0 | 0 | 0 | 0 | 0 | 0 | 0 | 0 | 0 | 0 | 0 | 0 | 0 | 0 | 0 | 0 | 0 | 0 | 0 | 0 | 0 | 0 | 0 | 0 | 0 | 0 | 0 | 0 | 0 | 0 | 0 | 0 | 0 | 3 |  | 0 | 0 | 0 | 0 | 0 | 0 | 0 | 0 | 0 | 0 | 0 | 0 | 0 | 0 | 0 | 0 | 0 | 0 | 0 | 0 | 0 | 0 | 0 | 0 | 0 | 0 | 0 | 0 | 0 | 0 | 2 | 3 | 0 | 0 | 0 | 0 | -691.705 | 66.73 | 591.5 | Silvergate - Bay Blvd 230 kV constraint | Silvergate - Bay Blvd 230 kV constraint | Silvergate - Bay Blvd 230 kV constraint |  | 0 | 3 | 0 | 0 | 0 | 0 | -217.205 | 1143.23 | 1259.5 | Encina - San Luis Rey 230 kV constraint | Encina - San Luis Rey 230 kV constraint | Silvergate-Old Town 230 kV constraint |  | 5 | 4 | YES | 4 | 1 | 1 | NO | 1
East of Pisgah Study Area | Beatty | 138 | 0 | 0 | 0 | 0 | 0 | 0 | 0 | 0 | 0 | 0 | 0 | 0 | 0 | 0 | 0 | 0 | 0 | 0 | 0 | 1 | 0 | 1 | 0 | 0 | 0 | 0 | 1 | 1 | 1 | 0 | 0 | 0 | 0 | 0 | 0 | 0 | 0 | 0 | 0 | 0 | 0 | 0 | 0 | 0 | 0 | 0 | 0 | 0 | 0 | 0 | 0 | 0 | 0 | 0 | 0 | 0 | 0 | 0 | 0 | 0 | 0 | 0 | 0 | 0 | 0 | 0 | 0 | 0 | 0 | 0 | 0 | 0 | 0 | 0 | 0 | 0 | 0 | 0 | 0 | 0 | 0 | 0 | 0 | 0 | 0 | 0 | 0 | 0 | 0 | 0 | 0 | 0 | 0 | 0 | 0 | 0 | 0 | 0 | 0 | 0 | 0 | 0 | 0 | 0 | 0 | 0 | 0 | 3 |  | 0 | 0 | 0 | 0 | 0 | 0 | 0 | 0 | 0 | 0 | 0 | 0 | 0 | 0 | 0 | 500 | 0 | 0 | 0 | 0 | 0 | 0 | 0 | 0 | 0 | 0 | 0 | 0 | 0 | 1 | 2 | 3 | 2 | 0 | 1 | 0 | -6514.967 | -537.3375 | -359.5 | Devers-Red Bluff Constraint | Devers-Red Bluff Constraint | VEA 138kV area constraint |  | 0 | 3 | 1 | 0 | 0 | 0 | -6514.967 | -537.3375 | 570.5 | Devers-Red Bluff Constraint | Devers-Red Bluff Constraint | VEA 138kV area constraint |  | 5 | 5 | NO | 5 | 5 | 1 | YES | 2
PG&E Greater Bay Study Area | Belden | 230 | 0 | 0 | 0 | 0 | 0 | 0 | 0 | 0 | 0 | 0 | 0 | 0 | 0 | 0 | 0 | 0 | 0 | 0 | 0 | 0 | 0 | 0 | 0 | 0 | 0 | 0 | 0 | 0 | 0 | 0 | 0 | 0 | 0 | 0 | 0 | 0 | 0 | 0 | 0 | 0 | 0 | 0 | 0 | 0 | 1 | 0 | 0 | 0 | 0 | 1 | 0 | 0 | 0 | 0 | 0 | 0 | 0 | 0 | 0 | 0 | 0 | 0 | 0 | 0 | 0 | 0 | 0 | 0 | 0 | 0 | 0 | 0 | 0 | 0 | 0 | 0 | 0 | 0 | 0 | 0 | 0 | 0 | 0 | 0 | 0 | 0 | 0 | 0 | 0 | 0 | 0 | 0 | 0 | 0 | 0 | 0 | 0 | 0 | 0 | 0 | 0 | 0 | 0 | 0 | 0 | 0 | 0 | 0 |  | 0 | 0 | 0 | 0 | 0 | 0 | 0 | 0 | 0 | 0 | 0 | 0 | 0 | 0 | 0 | 0 | 0 | 0 | 0 | 0 | 0 | 0 | 0 | 0 | 0 | 0 | 0 | 0 | 0 | 0 | 1 | 0 | 1 | 0 | 0 | 0 | -1886.4315 | -134.2303 | 266.795 | Vaca Dixon-Tesla 500kV Line | Vaca Dixon-Tesla 500kV Line | Rocklin-Pleaseant grove 115kV line |  | 0 | 0 | 0 | 0 | 0 | 0 | 0.1925 | 32.3255 | 266.795 | Rocklin-Pleaseant grove 115kV line | Rocklin-Pleaseant grove 115kV line | Rocklin-Pleaseant grove 115kV line |  | 5 | 1 | YES | 2 | 1 | 1 | NO | 1
PG&E North of Greater Bay Study Area | Bellevue | 115 | 0 | 0 | 0 | 0 | 0 | 0 | 0 | 0 | 0 | 0 | 0 | 0 | 0 | 0 | 0 | 0 | 0 | 0 | 0 | 0 | 0 | 0 | 0 | 0 | 0 | 0 | 0 | 0 | 0 | 0 | 0 | 0 | 0 | 0 | 0 | 0 | 0 | 0 | 0 | 0 | 0 | 0 | 0 | 0 | 0 | 0 | 1 | 0 | 0 | 0 | 0 | 0 | 0 | 0 | 0 | 0 | 1 | 0 | 0 | 0 | 0 | 0 | 0 | 0 | 0 | 0 | 0 | 0 | 0 | 0 | 0 | 0 | 0 | 0 | 0 | 0 | 0 | 0 | 0 | 0 | 0 | 0 | 0 | 0 | 0 | 0 | 0 | 0 | 0 | 0 | 0 | 0 | 0 | 0 | 0 | 0 | 0 | 0 | 0 | 0 | 0 | 0 | 0 | 0 | 0 | 0 | 0 | 1 |  | 0 | 0 | 0 | 0 | 0 | 0 | 0 | 0 | 0 | 0 | 0 | 0 | 0 | 0 | 0 | 0 | 0 | 0 | 0 | 0 | 0 | 0 | 0 | 0.96 | 0 | 0 | 0 | 0 | 0 | 1 | 0 | 0 | 0 | 0 | 0 | 0 | 1332.339 | 1340.7048 | 539.9052 | Lakeville-Ignacio 230 kV line | Lakeville-Ignacio 230 kV line | Lakeville-Ignacio 230 kV line |  | 0 | 0 | 0 | 0 | 0 | 0 | 1332.339 | 1340.7048 | 539.9052 | Lakeville-Ignacio 230 kV line | Lakeville-Ignacio 230 kV line | Lakeville-Ignacio 230 kV line |  | 1 | 1 | NO | 1 | 1 | 1 | NO | 1
PG&E North of Greater Bay Study Area | Bellota | 230 | 0 | 0 | 0 | 0 | 0 | 0 | 0 | 0 | 0 | 0 | 0 | 0 | 0 | 0 | 0 | 0 | 0 | 0 | 0 | 0 | 0 | 0 | 0 | 0 | 0 | 0 | 0 | 0 | 0 | 0 | 0 | 0 | 0 | 0 | 0 | 0 | 0 | 0 | 0 | 0 | 0 | 0 | 0 | 0 | 0 | 0 | 0 | 0 | 0 | 0 | 1 | 0 | 0 | 0 | 0 | 0 | 0 | 0 | 0 | 0 | 0 | 0 | 1 | 0 | 1 | 1 | 0 | 0 | 0 | 0 | 0 | 0 | 0 | 0 | 0 | 0 | 0 | 0 | 0 | 0 | 0 | 0 | 0 | 0 | 0 | 0 | 1 | 0 | 1 | 1 | 1 | 1 | 0 | 0 | 0 | 1 | 0 | 1 | 0 | 0 | 0 | 1 | 0 | 0 | 0 | 0 | 0 | 1 |  | 0 | 0 | 0 | 0 | 0 | 0 | 0 | 0 | 0 | 0 | 0 | 0 | 0 | 0 | 0 | 0 | 0 | 0 | 0 | 0 | 0 | 0 | 0 | 0 | 0 | 0 | 0 | 0 | 0 | 0 | 2 | 0 | 2 | 0 | 0 | 0 | -1019.234 | -185.6408 | 280.6464 | Gates 500/230kV TB #11 | Gates 500/230kV TB #11 | Kasson Jct-Heinz 115 kV line |  | 0 | 0 | 0 | 0 | 0 | 0 | 0.019 | 102.156 | 280.6464 | Tranquility-Helm 230kV Line | Kasson Jct-Heinz 115 kV line | Kasson Jct-Heinz 115 kV line |  | 5 | 1 | YES | 2 | 1 | 1 | NO | 1
PG&E North of Greater Bay Study Area | Bellota | 115 | 0 | 0 | 0 | 0 | 0 | 0 | 0 | 0 | 0 | 0 | 0 | 0 | 0 | 0 | 0 | 0 | 0 | 0 | 0 | 0 | 0 | 0 | 0 | 0 | 0 | 0 | 0 | 0 | 0 | 0 | 0 | 0 | 0 | 0 | 0 | 0 | 0 | 0 | 0 | 0 | 0 | 0 | 0 | 0 | 0 | 0 | 0 | 0 | 0 | 0 | 1 | 0 | 0 | 0 | 0 | 0 | 0 | 0 | 0 | 0 | 0 | 0 | 1 | 0 | 1 | 1 | 0 | 0 | 0 | 0 | 0 | 0 | 0 | 0 | 0 | 0 | 0 | 0 | 0 | 0 | 0 | 0 | 0 | 0 | 0 | 0 | 0 | 0 | 0 | 0 | 0 | 1 | 0 | 0 | 0 | 0 | 0 | 0 | 0 | 0 | 0 | 1 | 0 | 0 | 0 | 0 | 0 | 1 |  | 0 | 2.8 | 0 | 0 | 0 | 0 | 0 | 0 | 0 | 0 | 0 | 132 | 0 | 0 | 1 | 0 | 1 | 0 | 0 | 0 | 0 | 0 | 0 | 0 | 0 | 0 | 0 | 0 | 0 | 1 | 0 | 0 | 0 | 0 | 0 | 0 | 3.859 | 102.156 | 280.6464 | Kasson Jct-Heinz 115 kV line | Kasson Jct-Heinz 115 kV line | Kasson Jct-Heinz 115 kV line |  | 0 | 0 | 0 | 0 | 0 | 0 | 3.859 | 102.156 | 280.6464 | Kasson Jct-Heinz 115 kV line | Kasson Jct-Heinz 115 kV line | Kasson Jct-Heinz 115 kV line |  | 1 | 1 | NO | 1 | 1 | 1 | NO | 1
SCE Northern Area | Big Creek | 230 | 1 | 0 | 1 | 0 | 0 | 1 | 1 | 1 | 0 | 0 | 0 | 0 | 0 | 0 | 0 | 0 | 0 | 0 | 0 | 0 | 0 | 0 | 0 | 0 | 0 | 0 | 0 | 0 | 1 | 0 | 0 | 0 | 0 | 0 | 0 | 0 | 0 | 0 | 0 | 0 | 0 | 0 | 0 | 0 | 0 | 0 | 0 | 0 | 0 | 0 | 0 | 0 | 0 | 0 | 0 | 0 | 0 | 0 | 0 | 0 | 0 | 0 | 0 | 0 | 0 | 0 | 0 | 0 | 0 | 0 | 0 | 0 | 0 | 0 | 0 | 0 | 0 | 0 | 0 | 0 | 0 | 0 | 0 | 0 | 0 | 0 | 0 | 0 | 0 | 0 | 0 | 0 | 0 | 0 | 0 | 0 | 0 | 0 | 0 | 0 | 0 | 0 | 0 | 0 | 0 | 0 | 0 | 0 |  | 0 | 0 | 0 | 0 | 0 | 0 | 0 | 0 | 0 | 0 | 0 | 0 | 0 | 0 | 0 | 0 | 0 | 0 | 0 | 0 | 0 | 0 | 0 | 0 | 0 | 0 | 0 | 0 | 0 | 0 | 3 | 0 | 2 | 0 | 0 | 0 | -6146.0908 | -113.0121 | 1447.509 | Lugo - Victorville area constraint | South of Magunden Constraint | South of Magunden Constraint |  | 2 | 0 | 2 | 0 | 0 | 0 | -659.6838 | -113.0121 | 1447.509 | South of Magunden Constraint | South of Magunden Constraint | South of Magunden Constraint |  | 5 | 5 | NO | 5 | 1 | 1 | NO | 1
PG&E North of Greater Bay Study Area | Birds Landing | 230 | 0 | 0 | 0 | 0 | 0 | 0 | 0 | 0 | 0 | 0 | 0 | 0 | 0 | 0 | 0 | 0 | 0 | 0 | 0 | 0 | 0 | 0 | 0 | 0 | 0 | 0 | 0 | 0 | 0 | 0 | 0 | 0 | 0 | 0 | 0 | 0 | 0 | 0 | 0 | 0 | 0 | 0 | 0 | 0 | 1 | 0 | 0 | 0 | 0 | 0 | 0 | 0 | 0 | 0 | 0 | 0 | 0 | 0 | 1 | 1 | 1 | 0 | 0 | 1 | 1 | 0 | 0 | 0 | 0 | 0 | 0 | 0 | 0 | 1 | 1 | 0 | 0 | 0 | 0 | 0 | 0 | 0 | 0 | 0 | 0 | 0 | 0 | 0 | 0 | 0 | 0 | 0 | 0 | 0 | 0 | 0 | 0 | 0 | 0 | 0 | 0 | 0 | 0 | 0 | 0 | 0 | 0 | 0 |  | 0 | 0 | 90 | 0 | 0 | 0 | 0 | 0 | 0 | 0 | 0 | 0 | 0 | 0 | 1 | 0 | 0 | 100 | 110 | 0 | 0 | 0 | 0 | 0 | 0 | 0 | 0 | 38.4 | 0 | 1 | 3 | 0 | 1 | 0 | 0 | 0 | -1886.4315 | -134.2303 | 653.0393 | Vaca Dixon-Tesla 500kV Line | Vaca Dixon-Tesla 500kV Line | Windmaster-Delta pumps 230 kV line |  | 0 | 0 | 0 | 0 | 0 | 0 | 179.5473 | 668.0163 | 653.0393 | Contra Costa- Windmaster 230 kV line | Contra Costa- Windmaster 230 kV line | Windmaster-Delta pumps 230 kV line |  | 5 | 1 | YES | 2 | 1 | 1 | NO | 1
SCE Eastern Study Area | BlytheSC 161 kV | 161 | 0 | 0 | 0 | 0 | 0 | 0 | 0 | 0 | 0 | 0 | 0 | 0 | 0 | 0 | 0 | 0 | 0 | 0 | 0 | 0 | 0 | 0 | 0 | 0 | 0 | 0 | 0 | 0 | 0 | 0 | 0 | 0 | 0 | 0 | 0 | 1 | 1 | 0 | 0 | 0 | 0 | 0 | 0 | 0 | 0 | 0 | 0 | 0 | 0 | 0 | 0 | 0 | 0 | 0 | 0 | 0 | 0 | 0 | 0 | 0 | 0 | 0 | 0 | 0 | 0 | 0 | 0 | 0 | 0 | 0 | 0 | 0 | 0 | 0 | 0 | 0 | 0 | 0 | 0 | 0 | 0 | 0 | 0 | 0 | 0 | 0 | 0 | 0 | 0 | 0 | 0 | 0 | 0 | 0 | 0 | 0 | 0 | 0 | 0 | 0 | 0 | 0 | 0 | 0 | 0 | 0 | 0 | 2 |  | 0 | 0 | 0 | 0 | 0 | 0 | 0 | 0 | 0 | 0 | 0 | 0 | 0 | 0 | 0 | 0 | 0 | 0 | 0 | 0 | 0 | 0 | 0 | 0 | 0 | 0 | 0 | 0 | 0 | 0 | 0 | 1 | 0 | 0 | 0 | 0 | -48.205 | 1312.23 | 5545.775 | San Luis Rey-San Onofre 230 kV line constraint | San Luis Rey-San Onofre 230 kV line constraint | East of Miguel constraint |  | 0 | 1 | 0 | 0 | 0 | 0 | -48.205 | 1312.23 | 5545.775 | San Luis Rey-San Onofre 230 kV line constraint | San Luis Rey-San Onofre 230 kV line constraint | East of Miguel constraint |  | 3 | 3 | NO | 3 | 1 | 1 | NO | 1
PG&E North of Greater Bay Study Area | Bogue | 115 | 0 | 0 | 0 | 0 | 0 | 0 | 0 | 0 | 0 | 0 | 0 | 0 | 0 | 0 | 0 | 0 | 0 | 0 | 0 | 0 | 0 | 0 | 0 | 0 | 0 | 0 | 0 | 0 | 0 | 0 | 0 | 0 | 0 | 0 | 0 | 0 | 0 | 0 | 0 | 0 | 0 | 0 | 0 | 0 | 0 | 1 | 0 | 1 | 0 | 0 | 0 | 0 | 0 | 0 | 0 | 0 | 0 | 0 | 0 | 0 | 0 | 0 | 0 | 0 | 0 | 0 | 0 | 0 | 0 | 0 | 0 | 0 | 0 | 0 | 0 | 0 | 0 | 0 | 0 | 0 | 0 | 0 | 0 | 0 | 0 | 0 | 0 | 0 | 0 | 0 | 0 | 0 | 0 | 0 | 0 | 0 | 0 | 0 | 0 | 0 | 0 | 0 | 0 | 0 | 0 | 0 | 0 | 0 |  | 0 | 0 | 0 | 0 | 0 | 0 | 0 | 0 | 0 | 0 | 0 | 0 | 0 | 0 | 0 | 0 | 0 | 0 | 0 | 0 | 0 | 0 | 0 | 0 | 0 | 0 | 0 | 0 | 0 | 0 | 0 | 0 | 0 | 0 | 0 | 0 | 75.85 | 75.166 | 74.98 | Woodland- Davis 115kV line | Woodland- Davis 115kV line | Woodland- Davis 115kV line |  | 0 | 0 | 0 | 0 | 0 | 0 | 75.85 | 75.166 | 74.98 | Woodland- Davis 115kV line | Woodland- Davis 115kV line | Woodland- Davis 115kV line |  | 1 | 1 | NO | 1 | 1 | 1 | NO | 1
East of Pisgah Study Area | Bond Tap | 138 | 0 | 0 | 0 | 0 | 0 | 0 | 0 | 0 | 0 | 0 | 0 | 0 | 0 | 0 | 0 | 0 | 0 | 0 | 0 | 1 | 0 | 1 | 0 | 0 | 0 | 0 | 1 | 1 | 1 | 0 | 0 | 0 | 0 | 0 | 0 | 0 | 0 | 0 | 0 | 0 | 0 | 0 | 0 | 0 | 0 | 0 | 0 | 0 | 0 | 0 | 0 | 0 | 0 | 0 | 0 | 0 | 0 | 0 | 0 | 0 | 0 | 0 | 0 | 0 | 0 | 0 | 0 | 0 | 0 | 0 | 0 | 0 | 0 | 0 | 0 | 0 | 0 | 0 | 0 | 0 | 0 | 0 | 0 | 0 | 0 | 0 | 0 | 0 | 0 | 0 | 0 | 0 | 0 | 0 | 0 | 0 | 0 | 0 | 0 | 0 | 0 | 0 | 0 | 0 | 0 | 0 | 0 | 3 |  | 0 | 0 | 0 | 0 | 0 | 0 | 0 | 0 | 0 | 0 | 0 | 0 | 0 | 0 | 0 | 0 | 0 | 0 | 0 | 0 | 0 | 0 | 0 | 0 | 0 | 0 | 0 | 0 | 0 | 0 | 2 | 3 | 2 | 0 | 1 | 0 | -6514.967 | -537.3375 | -359.5 | Devers-Red Bluff Constraint | Devers-Red Bluff Constraint | VEA 138kV area constraint |  | 0 | 3 | 1 | 0 | 0 | 0 | -6514.967 | -537.3375 | 570.5 | Devers-Red Bluff Constraint | Devers-Red Bluff Constraint | VEA 138kV area constraint |  | 5 | 5 | NO | 5 | 5 | 1 | YES | 2
PG&E Fresno Study Area | Borden | 230 | 0 | 0 | 0 | 0 | 0 | 0 | 0 | 0 | 0 | 0 | 0 | 0 | 0 | 0 | 0 | 0 | 0 | 0 | 0 | 0 | 0 | 0 | 0 | 0 | 0 | 0 | 0 | 0 | 0 | 0 | 0 | 0 | 0 | 0 | 0 | 0 | 0 | 0 | 0 | 0 | 0 | 0 | 0 | 0 | 0 | 0 | 0 | 0 | 0 | 0 | 1 | 0 | 0 | 0 | 0 | 0 | 0 | 0 | 0 | 0 | 0 | 0 | 0 | 0 | 0 | 0 | 0 | 0 | 0 | 0 | 0 | 0 | 0 | 0 | 0 | 0 | 1 | 0 | 0 | 0 | 0 | 0 | 0 | 0 | 0 | 1 | 1 | 0 | 1 | 1 | 1 | 1 | 1 | 1 | 0 | 1 | 0 | 1 | 1 | 0 | 0 | 1 | 0 | 0 | 0 | 1 | 0 | 4 |  | 0 | 0 | 0 | 0 | 0 | 0 | 0 | 0 | 0 | 0 | 0 | 0 | 0 | 0 | 0 | 0 | 0 | 0 | 0 | 0 | 0 | 0 | 0 | 0 | 100 | 100 | 0 | 0 | 0 | 1 | 4 | 1 | 4 | 1 | 0 | 0 | -2895.395 | -1843.223 | 299.4102 | Midway-Q2005 230kV Line | Midway-Q2005 230kV Line | Panoche- Mendota 115 kV line |  | 0 | 1 | 0 | 1 | 0 | 0 | -392.082 | -48.5717 | 299.4102 | Moss Landing-Las Aguilas 230 kV Line | Moss Landing-Las Aguilas 230 kV Line | Panoche- Mendota 115 kV line |  | 5 | 4 | YES | 4 | 1 | 1 | NO | 1
PG&E North of Greater Bay Study Area | Bottle Rock | 230 | 0 | 0 | 0 | 0 | 0 | 0 | 0 | 0 | 0 | 0 | 0 | 0 | 0 | 0 | 0 | 0 | 0 | 0 | 0 | 0 | 0 | 0 | 0 | 0 | 0 | 0 | 0 | 0 | 0 | 0 | 0 | 0 | 0 | 0 | 0 | 0 | 0 | 0 | 0 | 0 | 0 | 0 | 0 | 1 | 1 | 0 | 0 | 0 | 0 | 0 | 0 | 0 | 0 | 0 | 0 | 0 | 0 | 1 | 1 | 1 | 1 | 0 | 0 | 1 | 1 | 0 | 0 | 0 | 0 | 0 | 0 | 0 | 0 | 1 | 1 | 0 | 0 | 0 | 0 | 0 | 0 | 0 | 0 | 0 | 0 | 0 | 0 | 0 | 0 | 0 | 0 | 0 | 0 | 0 | 0 | 0 | 0 | 0 | 0 | 0 | 0 | 0 | 0 | 0 | 0 | 0 | 0 | 1 |  | 0 | 0 | 0 | 0 | 0 | 0 | 0 | 0 | 0 | 0 | 0 | 0 | 0 | 0 | 0 | 0 | 0 | 0 | 0 | 0 | 0 | 0 | 0 | 0 | 0 | 0 | 0 | 0 | 0 | 0 | 3 | 0 | 1 | 0 | 0 | 0 | -1886.4315 | -134.2303 | 653.0393 | Vaca Dixon-Tesla 500kV Line | Vaca Dixon-Tesla 500kV Line | Windmaster-Delta pumps 230 kV line |  | 0 | 0 | 0 | 0 | 0 | 0 | 179.5473 | 668.0163 | 653.0393 | Contra Costa- Windmaster 230 kV line | Contra Costa- Windmaster 230 kV line | Windmaster-Delta pumps 230 kV line |  | 5 | 1 | YES | 2 | 1 | 1 | NO | 1
PG&E Greater Bay Study Area | Brentwood | 230 | 0 | 0 | 0 | 0 | 0 | 0 | 0 | 0 | 0 | 0 | 0 | 0 | 0 | 0 | 0 | 0 | 0 | 0 | 0 | 0 | 0 | 0 | 0 | 0 | 0 | 0 | 0 | 0 | 0 | 0 | 0 | 0 | 0 | 0 | 0 | 0 | 0 | 0 | 0 | 0 | 0 | 0 | 0 | 0 | 1 | 0 | 0 | 0 | 0 | 0 | 0 | 0 | 0 | 0 | 0 | 0 | 0 | 0 | 1 | 1 | 1 | 0 | 0 | 1 | 1 | 0 | 0 | 0 | 0 | 0 | 0 | 0 | 0 | 1 | 0 | 0 | 0 | 0 | 0 | 0 | 0 | 0 | 0 | 0 | 0 | 0 | 0 | 0 | 0 | 0 | 0 | 0 | 0 | 0 | 0 | 0 | 0 | 0 | 0 | 0 | 0 | 0 | 0 | 0 | 0 | 0 | 0 | 0 |  | 0 | 0 | 0 | 0 | 0 | 0 | 0 | 0 | 0 | 0 | 0 | 0 | 0 | 0 | 0 | 0 | 1 | 0 | 0 | 0 | 0 | 0 | 0 | 5.99 | 0 | 0 | 0.8 | 0 | 0 | 1 | 2 | 0 | 1 | 0 | 0 | 0 | -1886.4315 | -134.2303 | 653.0393 | Vaca Dixon-Tesla 500kV Line | Vaca Dixon-Tesla 500kV Line | Windmaster-Delta pumps 230 kV line |  | 0 | 0 | 0 | 0 | 0 | 0 | 179.5473 | 668.0163 | 653.0393 | Contra Costa- Windmaster 230 kV line | Contra Costa- Windmaster 230 kV line | Windmaster-Delta pumps 230 kV line |  | 5 | 1 | YES | 2 | 1 | 1 | NO | 1
PG&E North of Greater Bay Study Area | Brighton | 230 | 0 | 0 | 0 | 0 | 0 | 0 | 0 | 0 | 0 | 0 | 0 | 0 | 0 | 0 | 0 | 0 | 0 | 0 | 0 | 0 | 0 | 0 | 0 | 0 | 0 | 0 | 0 | 0 | 0 | 0 | 0 | 0 | 0 | 0 | 0 | 0 | 0 | 0 | 0 | 0 | 0 | 0 | 0 | 0 | 1 | 0 | 0 | 0 | 0 | 0 | 1 | 0 | 0 | 0 | 0 | 0 | 0 | 0 | 0 | 0 | 0 | 0 | 0 | 0 | 1 | 1 | 0 | 0 | 0 | 0 | 0 | 0 | 0 | 0 | 0 | 0 | 0 | 0 | 0 | 0 | 0 | 0 | 0 | 0 | 0 | 0 | 0 | 0 | 0 | 0 | 0 | 0 | 0 | 0 | 0 | 0 | 0 | 0 | 0 | 0 | 0 | 0 | 0 | 0 | 0 | 0 | 0 | 0 |  | 0 | 0 | 0 | 0 | 0 | 0 | 0 | 0 | 0 | 0 | 0 | 0 | 0 | 0 | 0 | 0 | 0 | 0 | 0 | 0 | 0 | 0 | 0 | 0 | 0 | 0 | 0 | 0 | 0 | 0 | 1 | 0 | 1 | 0 | 0 | 0 | -1886.4315 | -134.2303 | 1728.5998 | Vaca Dixon-Tesla 500kV Line | Vaca Dixon-Tesla 500kV Line | Vaca Dixon-Tesla 500kV Line |  | 0 | 0 | 0 | 0 | 0 | 0 | 164.1265 | 880.3405 | 1728.5998 | Bellota-Weber 230kV line | Bellota-Weber 230kV line | Vaca Dixon-Tesla 500kV Line |  | 5 | 1 | YES | 2 | 1 | 1 | NO | 1
PG&E North of Greater Bay Study Area | Brunswick | 115 | 0 | 0 | 0 | 0 | 0 | 0 | 0 | 0 | 0 | 0 | 0 | 0 | 0 | 0 | 0 | 0 | 0 | 0 | 0 | 0 | 0 | 0 | 0 | 0 | 0 | 0 | 0 | 0 | 0 | 0 | 0 | 0 | 0 | 0 | 0 | 0 | 0 | 0 | 0 | 0 | 0 | 0 | 0 | 0 | 0 | 0 | 0 | 1 | 0 | 0 | 0 | 0 | 0 | 0 | 0 | 0 | 0 | 0 | 0 | 0 | 0 | 0 | 0 | 0 | 0 | 0 | 0 | 0 | 0 | 0 | 0 | 0 | 0 | 0 | 0 | 0 | 0 | 0 | 0 | 0 | 0 | 0 | 0 | 0 | 0 | 0 | 0 | 0 | 0 | 0 | 0 | 0 | 0 | 0 | 0 | 0 | 0 | 0 | 0 | 0 | 0 | 0 | 0 | 0 | 0 | 0 | 0 | 0 |  | 0 | 0 | 0 | 0 | 0 | 0 | 0 | 0 | 0 | 0 | 0 | 0 | 0 | 0 | 0 | 0 | 7 | 0 | 0 | 0 | 0 | 0 | 0 | 0 | 0 | 0 | 0 | 0 | 0 | 1 | 0 | 0 | 0 | 0 | 0 | 0 | 563.475 | 561.537 | 587.11 | Bell-Placer 115kV Line | Bell-Placer 115kV Line | Bell-Placer 115kV Line |  | 0 | 0 | 0 | 0 | 0 | 0 | 563.475 | 561.537 | 587.11 | Bell-Placer 115kV Line | Bell-Placer 115kV Line | Bell-Placer 115kV Line |  | 1 | 1 | NO | 1 | 1 | 1 | NO | 1
PG&E Kern Study Area | Buena Vista PP | 230 | 0 | 0 | 0 | 0 | 0 | 0 | 0 | 0 | 0 | 0 | 0 | 0 | 0 | 0 | 0 | 0 | 0 | 0 | 0 | 0 | 0 | 0 | 0 | 0 | 0 | 0 | 0 | 0 | 0 | 0 | 0 | 0 | 0 | 0 | 0 | 0 | 0 | 0 | 0 | 0 | 0 | 0 | 0 | 0 | 0 | 0 | 0 | 0 | 0 | 0 | 0 | 0 | 0 | 0 | 0 | 0 | 0 | 0 | 0 | 0 | 0 | 0 | 0 | 0 | 0 | 0 | 0 | 0 | 0 | 0 | 0 | 0 | 0 | 0 | 0 | 1 | 1 | 0 | 0 | 0 | 0 | 0 | 0 | 0 | 1 | 1 | 1 | 0 | 0 | 0 | 0 | 0 | 0 | 0 | 0 | 0 | 0 | 0 | 0 | 0 | 0 | 0 | 0 | 0 | 1 | 0 | 0 | 0 |  | 0 | 0 | 0 | 0 | 0 | 0 | 0 | 0 | 0 | 0 | 0 | 0 | 0 | 0 | 0 | 0 | 0 | 0 | 0 | 0 | 0 | 0 | 0 | 0 | 0 | 0 | 0 | 0 | 0 | 0 | 4 | 0 | 5 | 0 | 0 | 0 | -2895.395 | -1843.223 | 299.9 | Midway-Q2005 230kV Line | Midway-Q2005 230kV Line | Midway-Q2011 230 kV Line |  | 0 | 0 | 1 | 0 | 0 | 0 | 63.468 | -16 | 299.9 | Gates-Panoche 230 kV #1 and #2 Lines | Midway-Q2011 230 kV Line | Midway-Q2011 230 kV Line |  | 5 | 5 | NO | 5 | 1 | 1 | NO | 1
PG&E Kern Study Area | Cabrillo | 115 | 0 | 0 | 0 | 0 | 0 | 0 | 0 | 0 | 0 | 0 | 0 | 0 | 0 | 0 | 0 | 0 | 0 | 0 | 0 | 0 | 0 | 0 | 0 | 0 | 0 | 0 | 0 | 0 | 0 | 0 | 0 | 0 | 0 | 0 | 0 | 0 | 0 | 0 | 0 | 0 | 0 | 0 | 0 | 0 | 0 | 0 | 0 | 0 | 0 | 0 | 0 | 0 | 0 | 0 | 0 | 0 | 0 | 0 | 0 | 0 | 0 | 0 | 0 | 0 | 0 | 0 | 0 | 0 | 0 | 0 | 0 | 0 | 0 | 0 | 0 | 0 | 0 | 0 | 0 | 0 | 0 | 0 | 1 | 0 | 0 | 0 | 0 | 0 | 0 | 0 | 0 | 0 | 0 | 0 | 0 | 0 | 0 | 0 | 0 | 0 | 0 | 0 | 0 | 0 | 0 | 0 | 0 | 0 |  | 0 | 0 | 91.2 | 0 | 0 | 0 | 0 | 0 | 0 | 0 | 0 | 0 | 0 | 0 | 1 | 0 | 0 | 0 | 0 | 0 | 0 | 0 | 0 | 0 | 0 | 0 | 0 | 0 | 0 | 0 | 0 | 0 | 0 | 0 | 0 | 0 | 1069.043 | 1130.2584 | 1065.6609 | Midway 230/115kV TB #3 | Midway 230/115kV TB #3 | Midway 230/115kV TB #3 |  | 0 | 0 | 0 | 0 | 0 | 0 | 1069.043 | 1130.2584 | 1065.6609 | Midway 230/115kV TB #3 | Midway 230/115kV TB #3 | Midway 230/115kV TB #3 |  | 1 | 1 | NO | 1 | 1 | 1 | NO | 1
PG&E Fresno Study Area | Cal Flats | 230 | 0 | 0 | 0 | 0 | 0 | 0 | 0 | 0 | 0 | 0 | 0 | 0 | 0 | 0 | 0 | 0 | 0 | 0 | 0 | 0 | 0 | 0 | 0 | 0 | 0 | 0 | 0 | 0 | 0 | 0 | 0 | 0 | 0 | 0 | 0 | 0 | 0 | 0 | 0 | 0 | 0 | 0 | 0 | 0 | 0 | 0 | 0 | 0 | 0 | 0 | 0 | 0 | 0 | 0 | 0 | 0 | 0 | 0 | 0 | 0 | 0 | 0 | 0 | 0 | 0 | 0 | 0 | 0 | 0 | 0 | 0 | 0 | 0 | 0 | 0 | 1 | 1 | 0 | 0 | 0 | 0 | 0 | 0 | 0 | 0 | 1 | 1 | 1 | 0 | 0 | 0 | 1 | 0 | 0 | 0 | 1 | 1 | 0 | 0 | 0 | 0 | 0 | 0 | 0 | 1 | 0 | 0 | 1 |  | 0 | 0 | 0 | 0 | 0 | 0 | 0 | 0 | 0 | 0 | 0 | 0 | 0 | 0 | 0 | 0 | 0 | 0 | 0 | 0 | 0 | 0 | 0 | 0 | 0 | 0 | 0 | 0 | 0 | 0 | 4 | 0 | 4 | 0 | 0 | 0 | -2895.395 | -1843.223 | 239.6302 | Midway-Q2005 230kV Line | Midway-Q2005 230kV Line | Coalinga #1-Coalinga #2 70 kV line |  | 0 | 0 | 0 | 0 | 0 | 0 | 63.468 | 224.516 | 239.6302 | Gates-Panoche 230 kV #1 and #2 Lines | Gates 230/70kV TB #5 | Coalinga #1-Coalinga #2 70 kV line |  | 5 | 1 | YES | 2 | 1 | 1 | NO | 1
PG&E Kern Study Area | Cal Water | 115 | 0 | 0 | 0 | 0 | 0 | 0 | 0 | 0 | 0 | 0 | 0 | 0 | 0 | 0 | 0 | 0 | 0 | 0 | 0 | 0 | 0 | 0 | 0 | 0 | 0 | 0 | 0 | 0 | 0 | 0 | 0 | 0 | 0 | 0 | 0 | 0 | 0 | 0 | 0 | 0 | 0 | 0 | 0 | 0 | 0 | 0 | 0 | 0 | 0 | 0 | 0 | 0 | 0 | 0 | 0 | 0 | 0 | 0 | 0 | 0 | 0 | 0 | 0 | 0 | 0 | 0 | 0 | 0 | 0 | 0 | 0 | 0 | 0 | 0 | 0 | 0 | 0 | 0 | 1 | 0 | 0 | 0 | 0 | 1 | 0 | 0 | 0 | 0 | 0 | 0 | 0 | 0 | 0 | 0 | 0 | 0 | 0 | 0 | 0 | 0 | 0 | 0 | 0 | 0 | 0 | 0 | 0 | 0 |  | 0 | 0 | 0 | 0 | 0 | 0 | 0 | 0 | 0 | 0 | 0 | 0 | 0 | 0 | 0 | 0 | 0 | 0 | 0 | 0 | 0 | 0 | 0 | 0 | 0 | 0 | 0 | 0 | 0 | 0 | 0 | 0 | 0 | 0 | 0 | 0 | 70.518 | 66.2401 | 254.8922 | Semitropic-Midway 115kV Line | Semitropic-Midway 115kV Line | Semitropic-Midway 115kV Line |  | 0 | 0 | 0 | 0 | 0 | 0 | 70.518 | 66.2401 | 254.8922 | Semitropic-Midway 115kV Line | Semitropic-Midway 115kV Line | Semitropic-Midway 115kV Line |  | 1 | 1 | NO | 1 | 1 | 1 | NO | 1
SCE North of Lugo Study Area | Calcite | 230 | 0 | 0 | 0 | 0 | 0 | 0 | 0 | 0 | 0 | 0 | 0 | 0 | 0 | 0 | 0 | 0 | 1 | 1 | 0 | 0 | 0 | 0 | 0 | 0 | 0 | 0 | 0 | 0 | 0 | 0 | 0 | 0 | 0 | 0 | 0 | 0 | 0 | 0 | 0 | 0 | 0 | 0 | 0 | 0 | 0 | 0 | 0 | 0 | 0 | 0 | 0 | 0 | 0 | 0 | 0 | 0 | 0 | 0 | 0 | 0 | 0 | 0 | 0 | 0 | 0 | 0 | 0 | 0 | 0 | 0 | 0 | 0 | 0 | 0 | 0 | 0 | 0 | 0 | 0 | 0 | 0 | 0 | 0 | 0 | 0 | 0 | 0 | 0 | 0 | 0 | 0 | 0 | 0 | 0 | 0 | 0 | 0 | 0 | 0 | 0 | 0 | 0 | 0 | 0 | 0 | 0 | 0 | 1 |  | 0 | 0 | 0 | 0 | 0 | 0 | 0 | 0 | 0 | 0 | 0 | 0 | 0 | 0 | 0 | 0 | 0 | 0 | 0 | 0 | 0 | 0 | 0 | 0 | 150 | 250 | 200 | 0 | 0 | 1 | 0 | 0 | 0 | 0 | 0 | 0 | 13.67 | 219.49 | 531.9 | Calcite to Lugo Area Constraint | Calcite to Lugo Area Constraint | Calcite to Lugo Area Constraint |  | 0 | 0 | 0 | 0 | 0 | 0 | 13.67 | 219.49 | 531.9 | Calcite to Lugo Area Constraint | Calcite to Lugo Area Constraint | Calcite to Lugo Area Constraint |  | 1 | 1 | NO | 1 | 1 | 1 | NO | 1
PG&E Kern Study Area | Caliente | 230 | 0 | 0 | 0 | 0 | 0 | 0 | 0 | 0 | 0 | 0 | 0 | 0 | 0 | 0 | 0 | 0 | 0 | 0 | 0 | 0 | 0 | 0 | 0 | 0 | 0 | 0 | 0 | 0 | 0 | 0 | 0 | 0 | 0 | 0 | 0 | 0 | 0 | 0 | 0 | 0 | 0 | 0 | 0 | 0 | 0 | 0 | 0 | 0 | 0 | 0 | 0 | 0 | 0 | 0 | 0 | 0 | 0 | 0 | 0 | 0 | 0 | 0 | 0 | 0 | 0 | 0 | 0 | 0 | 0 | 0 | 0 | 0 | 0 | 0 | 0 | 1 | 1 | 0 | 0 | 0 | 0 | 0 | 0 | 0 | 0 | 1 | 1 | 0 | 0 | 0 | 0 | 0 | 0 | 0 | 0 | 0 | 0 | 0 | 0 | 0 | 0 | 0 | 0 | 0 | 1 | 0 | 0 | 0 |  | 0 | 0 | 0 | 0 | 0 | 0 | 0 | 0 | 0 | 0 | 0 | 0 | 0 | 0 | 0 | 0 | 1 | 200 | 10 | 0 | 0 | 0 | 0 | 0 | 100 | 0 | 0 | 0 | 0 | 1 | 4 | 0 | 4 | 0 | 0 | 0 | -2895.395 | -1843.223 | 596.3058 | Midway-Q2005 230kV Line | Midway-Q2005 230kV Line | Oceano-Calendar 115kV line |  | 0 | 0 | 0 | 0 | 0 | 0 | 63.468 | 821.2582 | 826.3058 | Gates-Panoche 230 kV #1 and #2 Lines | Oceano-Calendar 115kV line | Oceano-Calendar 115kV line |  | 5 | 1 | YES | 2 | 1 | 1 | NO | 1
PG&E Kern Study Area | Callender SS | 115 | 0 | 0 | 0 | 0 | 0 | 0 | 0 | 0 | 0 | 0 | 0 | 0 | 0 | 0 | 0 | 0 | 0 | 0 | 0 | 0 | 0 | 0 | 0 | 0 | 0 | 0 | 0 | 0 | 0 | 0 | 0 | 0 | 0 | 0 | 0 | 0 | 0 | 0 | 0 | 0 | 0 | 0 | 0 | 0 | 0 | 0 | 0 | 0 | 0 | 0 | 0 | 0 | 0 | 0 | 0 | 0 | 0 | 0 | 0 | 0 | 0 | 0 | 0 | 0 | 0 | 0 | 0 | 0 | 0 | 0 | 0 | 0 | 0 | 0 | 0 | 0 | 1 | 0 | 0 | 0 | 0 | 0 | 1 | 0 | 0 | 0 | 0 | 0 | 0 | 0 | 0 | 0 | 0 | 0 | 0 | 0 | 1 | 0 | 0 | 0 | 0 | 0 | 0 | 0 | 1 | 0 | 0 | 0 |  | 0 | 0 | 0 | 0 | 0 | 0 | 0 | 0 | 0 | 0 | 0 | 0 | 0 | 0 | 0 | 0 | 0 | 0 | 0 | 0 | 0 | 0 | 0 | 0 | 0 | 0 | 0 | 0 | 0 | 0 | 1 | 0 | 1 | 0 | 0 | 0 | -2895.395 | -1843.223 | 239.6302 | Midway-Q2005 230kV Line | Midway-Q2005 230kV Line | Coalinga #1-Coalinga #2 70 kV line |  | 0 | 0 | 0 | 0 | 0 | 0 | 63.468 | 1130.2584 | 239.6302 | Gates-Panoche 230 kV #1 and #2 Lines | Midway 230/115kV TB #3 | Coalinga #1-Coalinga #2 70 kV line |  | 5 | 1 | YES | 2 | 1 | 1 | NO | 1
PG&E North of Greater Bay Study Area | Calpella | 115 | 0 | 0 | 0 | 0 | 0 | 0 | 0 | 0 | 0 | 0 | 0 | 0 | 0 | 0 | 0 | 0 | 0 | 0 | 0 | 0 | 0 | 0 | 0 | 0 | 0 | 0 | 0 | 0 | 0 | 0 | 0 | 0 | 0 | 0 | 0 | 0 | 0 | 0 | 0 | 0 | 0 | 0 | 0 | 0 | 0 | 0 | 1 | 0 | 0 | 0 | 0 | 0 | 0 | 0 | 0 | 0 | 0 | 0 | 0 | 0 | 0 | 0 | 0 | 0 | 0 | 0 | 0 | 0 | 0 | 0 | 0 | 0 | 0 | 0 | 0 | 0 | 0 | 0 | 0 | 0 | 0 | 0 | 0 | 0 | 0 | 0 | 0 | 0 | 0 | 0 | 0 | 0 | 0 | 0 | 0 | 0 | 0 | 0 | 0 | 0 | 0 | 0 | 0 | 0 | 0 | 0 | 0 | 0 |  | 0 | 0 | 0 | 0 | 0 | 0 | 0 | 0 | 0 | 0 | 0 | 0 | 0 | 0 | 0 | 0 | 0 | 0 | 0 | 0 | 0 | 0 | 0 | 4 | 0 | 0 | 0 | 0 | 0 | 1 | 0 | 0 | 0 | 0 | 0 | 0 | 1348.544 | 1417.4902 | 1431.3072 | Cortina-Eagle Rock 115 kV line | Cortina-Eagle Rock 115 kV line | Cortina-Eagle Rock 115 kV line |  | 0 | 0 | 0 | 0 | 0 | 0 | 1348.544 | 1417.4902 | 1431.3072 | Cortina-Eagle Rock 115 kV line | Cortina-Eagle Rock 115 kV line | Cortina-Eagle Rock 115 kV line |  | 1 | 1 | NO | 1 | 1 | 1 | NO | 1
PG&E Greater Bay Study Area | Camanche | 230 | 0 | 0 | 0 | 0 | 0 | 0 | 0 | 0 | 0 | 0 | 0 | 0 | 0 | 0 | 0 | 0 | 0 | 0 | 0 | 0 | 0 | 0 | 0 | 0 | 0 | 0 | 0 | 0 | 0 | 0 | 0 | 0 | 0 | 0 | 0 | 0 | 0 | 0 | 0 | 0 | 0 | 0 | 0 | 0 | 0 | 0 | 0 | 0 | 0 | 0 | 1 | 0 | 0 | 0 | 0 | 0 | 0 | 0 | 0 | 0 | 0 | 0 | 0 | 0 | 1 | 1 | 0 | 0 | 0 | 0 | 0 | 0 | 0 | 0 | 0 | 0 | 0 | 0 | 0 | 0 | 0 | 0 | 0 | 0 | 0 | 0 | 0 | 0 | 0 | 0 | 0 | 1 | 0 | 0 | 0 | 0 | 0 | 0 | 0 | 0 | 0 | 1 | 0 | 0 | 0 | 0 | 0 | 1 |  | 0 | 0 | 0 | 0 | 0 | 0 | 0 | 0 | 0 | 0 | 0 | 0 | 0 | 0 | 0 | 0 | 0 | 0 | 0 | 0 | 0 | 0 | 0 | 0 | 0 | 0 | 0 | 0 | 0 | 0 | 0 | 0 | 0 | 0 | 0 | 0 | 164.1265 | 522.21 | 555.15 | Bellota-Weber 230kV line | Oro Loma-El Nido 115kV Line | Oro Loma-El Nido 115kV Line |  | 0 | 0 | 0 | 0 | 0 | 0 | 164.1265 | 522.21 | 555.15 | Bellota-Weber 230kV line | Oro Loma-El Nido 115kV Line | Oro Loma-El Nido 115kV Line |  | 1 | 1 | NO | 1 | 1 | 1 | NO | 1
PG&E Fresno Study Area | Cantua | 115 | 0 | 0 | 0 | 0 | 0 | 0 | 0 | 0 | 0 | 0 | 0 | 0 | 0 | 0 | 0 | 0 | 0 | 0 | 0 | 0 | 0 | 0 | 0 | 0 | 0 | 0 | 0 | 0 | 0 | 0 | 0 | 0 | 0 | 0 | 0 | 0 | 0 | 0 | 0 | 0 | 0 | 0 | 0 | 0 | 0 | 0 | 0 | 0 | 0 | 0 | 0 | 0 | 0 | 0 | 0 | 0 | 0 | 0 | 0 | 0 | 0 | 0 | 0 | 0 | 0 | 0 | 0 | 0 | 0 | 0 | 0 | 0 | 0 | 0 | 0 | 0 | 0 | 0 | 0 | 0 | 0 | 0 | 0 | 0 | 0 | 0 | 0 | 0 | 0 | 0 | 0 | 0 | 0 | 0 | 0 | 0 | 0 | 0 | 0 | 0 | 0 | 0 | 0 | 0 | 0 | 1 | 0 | 0 |  | 0 | 0 | 0 | 0 | 0 | 0 | 0 | 0 | 0 | 0 | 0 | 0 | 0 | 0 | 0 | 0 | 0 | 0 | 0 | 0 | 0 | 0 | 0 | 0 | 0 | 0 | 0 | 0 | 0 | 0 | 0 | 1 | 0 | 1 | 0 | 0 | -392.082 | -48.5717 | 592.0075 | Moss Landing-Las Aguilas 230 kV Line | Moss Landing-Las Aguilas 230 kV Line | Moss Landing-Las Aguilas 230 kV Line |  | 0 | 1 | 0 | 1 | 0 | 0 | -392.082 | -48.5717 | 592.0075 | Moss Landing-Las Aguilas 230 kV Line | Moss Landing-Las Aguilas 230 kV Line | Moss Landing-Las Aguilas 230 kV Line |  | 4 | 4 | NO | 4 | 1 | 1 | NO | 1
SDG&E Study Area | Capistrano | 230 | 0 | 0 | 0 | 0 | 0 | 0 | 0 | 0 | 0 | 0 | 0 | 0 | 0 | 0 | 0 | 0 | 0 | 0 | 0 | 0 | 0 | 0 | 0 | 0 | 0 | 0 | 0 | 0 | 0 | 1 | 0 | 0 | 0 | 0 | 0 | 0 | 0 | 0 | 0 | 0 | 0 | 1 | 1 | 0 | 0 | 0 | 0 | 0 | 0 | 0 | 0 | 0 | 0 | 0 | 0 | 0 | 0 | 0 | 0 | 0 | 0 | 0 | 0 | 0 | 0 | 0 | 0 | 0 | 0 | 0 | 0 | 0 | 0 | 0 | 0 | 0 | 0 | 0 | 0 | 0 | 0 | 0 | 0 | 0 | 0 | 0 | 0 | 0 | 0 | 0 | 0 | 0 | 0 | 0 | 0 | 0 | 0 | 0 | 0 | 0 | 0 | 0 | 0 | 0 | 0 | 0 | 0 | 0 |  | 0 | 0 | 0 | 0 | 0 | 0 | 0 | 0 | 0 | 0 | 0 | 0 | 0 | 0 | 0 | 0 | 0 | 0 | 0 | 0 | 0 | 0 | 0 | 0 | 0 | 0 | 0 | 0 | 0 | 0 | 1 | 0 | 0 | 0 | 0 | 0 | -445.35 | 326 | 851 | Talega 230 kV constraint | Trabuco-Capistrano 138 kV constraint | Trabuco-Capistrano 138 kV constraint |  | 0 | 0 | 0 | 0 | 0 | 0 | 151 | 326 | 851 | Trabuco-Capistrano 138 kV constraint | Trabuco-Capistrano 138 kV constraint | Trabuco-Capistrano 138 kV constraint |  | 5 | 1 | YES | 2 | 1 | 1 | NO | 1
SDG&E Study Area | Capistrano | 138 | 0 | 0 | 0 | 0 | 0 | 0 | 0 | 0 | 0 | 0 | 0 | 0 | 0 | 0 | 0 | 0 | 0 | 0 | 0 | 0 | 0 | 0 | 0 | 0 | 0 | 0 | 0 | 0 | 0 | 1 | 0 | 0 | 0 | 0 | 0 | 0 | 0 | 0 | 0 | 0 | 0 | 1 | 1 | 0 | 0 | 0 | 0 | 0 | 0 | 0 | 0 | 0 | 0 | 0 | 0 | 0 | 0 | 0 | 0 | 0 | 0 | 0 | 0 | 0 | 0 | 0 | 0 | 0 | 0 | 0 | 0 | 0 | 0 | 0 | 0 | 0 | 0 | 0 | 0 | 0 | 0 | 0 | 0 | 0 | 0 | 0 | 0 | 0 | 0 | 0 | 0 | 0 | 0 | 0 | 0 | 0 | 0 | 0 | 0 | 0 | 0 | 0 | 0 | 0 | 0 | 0 | 0 | 0 |  | 0 | 0 | 0 | 0 | 0 | 0 | 0 | 0 | 0 | 0 | 0 | 0 | 0 | 0 | 0 | 0 | 0 | 0 | 0 | 0 | 0 | 0 | 0 | 0 | 0 | 0 | 250 | 0 | 0 | 1 | 1 | 0 | 0 | 0 | 0 | 0 | -445.35 | 326 | 851 | Talega 230 kV constraint | Trabuco-Capistrano 138 kV constraint | Trabuco-Capistrano 138 kV constraint |  | 0 | 0 | 0 | 0 | 0 | 0 | 151 | 326 | 851 | Trabuco-Capistrano 138 kV constraint | Trabuco-Capistrano 138 kV constraint | Trabuco-Capistrano 138 kV constraint |  | 5 | 1 | YES | 2 | 1 | 1 | NO | 1
PG&E North of Greater Bay Study Area | Carberry | 230 | 0 | 0 | 0 | 0 | 0 | 0 | 0 | 0 | 0 | 0 | 0 | 0 | 0 | 0 | 0 | 0 | 0 | 0 | 0 | 0 | 0 | 0 | 0 | 0 | 0 | 0 | 0 | 0 | 0 | 0 | 0 | 0 | 0 | 0 | 0 | 0 | 0 | 0 | 0 | 0 | 0 | 0 | 0 | 0 | 1 | 0 | 0 | 0 | 0 | 0 | 0 | 0 | 0 | 0 | 0 | 0 | 0 | 0 | 0 | 0 | 0 | 0 | 0 | 0 | 0 | 0 | 0 | 0 | 0 | 0 | 0 | 0 | 0 | 0 | 0 | 0 | 0 | 0 | 0 | 0 | 0 | 0 | 0 | 0 | 0 | 0 | 0 | 0 | 0 | 0 | 0 | 0 | 0 | 0 | 0 | 0 | 0 | 0 | 0 | 0 | 0 | 0 | 0 | 0 | 0 | 0 | 0 | 0 |  | 0 | 0 | 0 | 0 | 0 | 0 | 0 | 0 | 0 | 0 | 0 | 0 | 0 | 0 | 0 | 0 | 9.6 | 0 | 0 | 0 | 0 | 0 | 0 | 0 | 0 | 0 | 0 | 0 | 0 | 1 | 1 | 0 | 1 | 0 | 0 | 0 | -1886.4315 | -134.2303 | 1728.5998 | Vaca Dixon-Tesla 500kV Line | Vaca Dixon-Tesla 500kV Line | Vaca Dixon-Tesla 500kV Line |  | 0 | 0 | 0 | 0 | 0 | 0 | 6758.5685 | 8510.7697 | 1728.5998 | Vaca Dixon-Tesla 500kV Line | Vaca Dixon-Tesla 500kV Line | Vaca Dixon-Tesla 500kV Line |  | 5 | 1 | YES | 2 | 1 | 1 | NO | 1
PG&E North of Greater Bay Study Area | Caribou | 230 | 0 | 0 | 0 | 0 | 0 | 0 | 0 | 0 | 0 | 0 | 0 | 0 | 0 | 0 | 0 | 0 | 0 | 0 | 0 | 0 | 0 | 0 | 0 | 0 | 0 | 0 | 0 | 0 | 0 | 0 | 0 | 0 | 0 | 0 | 0 | 0 | 0 | 0 | 0 | 0 | 0 | 0 | 0 | 0 | 1 | 0 | 0 | 0 | 0 | 1 | 0 | 0 | 0 | 0 | 0 | 0 | 0 | 0 | 0 | 0 | 0 | 0 | 0 | 0 | 0 | 0 | 0 | 0 | 0 | 0 | 0 | 0 | 0 | 0 | 0 | 0 | 0 | 0 | 0 | 0 | 0 | 0 | 0 | 0 | 0 | 0 | 0 | 0 | 0 | 0 | 0 | 0 | 0 | 0 | 0 | 0 | 0 | 0 | 0 | 0 | 0 | 0 | 0 | 0 | 0 | 0 | 0 | 0 |  | 0 | 0 | 0 | 0 | 0 | 0 | 0 | 0 | 0 | 0 | 0 | 0 | 0 | 0 | 0 | 0 | 11 | 0 | 0 | 0 | 0 | 0 | 0 | 0 | 0 | 0 | 0 | 0 | 0 | 1 | 1 | 0 | 1 | 0 | 0 | 0 | -1886.4315 | -134.2303 | 266.795 | Vaca Dixon-Tesla 500kV Line | Vaca Dixon-Tesla 500kV Line | Rocklin-Pleaseant grove 115kV line |  | 0 | 0 | 0 | 0 | 0 | 0 | 0.1925 | 32.3255 | 266.795 | Rocklin-Pleaseant grove 115kV line | Rocklin-Pleaseant grove 115kV line | Rocklin-Pleaseant grove 115kV line |  | 5 | 1 | YES | 2 | 1 | 1 | NO | 1
PG&E North of Greater Bay Study Area | Carquinez | 115 | 0 | 0 | 0 | 0 | 0 | 0 | 0 | 0 | 0 | 0 | 0 | 0 | 0 | 0 | 0 | 0 | 0 | 0 | 0 | 0 | 0 | 0 | 0 | 0 | 0 | 0 | 0 | 0 | 0 | 0 | 0 | 0 | 0 | 0 | 0 | 0 | 0 | 0 | 0 | 0 | 0 | 0 | 0 | 0 | 0 | 0 | 1 | 0 | 0 | 0 | 0 | 0 | 0 | 0 | 0 | 0 | 0 | 0 | 0 | 0 | 0 | 0 | 0 | 0 | 0 | 0 | 0 | 0 | 0 | 0 | 0 | 0 | 0 | 0 | 0 | 0 | 0 | 0 | 0 | 0 | 0 | 0 | 0 | 0 | 0 | 0 | 0 | 0 | 0 | 0 | 0 | 0 | 0 | 0 | 0 | 0 | 0 | 0 | 0 | 0 | 0 | 0 | 0 | 0 | 0 | 0 | 0 | 0 |  | 0 | 0 | 0 | 0 | 0 | 0 | 0 | 0 | 0 | 0 | 0 | 0 | 0 | 0 | 0 | 0 | 0 | 0 | 0 | 0 | 0 | 0 | 0 | 0 | 0 | 0 | 0 | 0 | 0 | 0 | 0 | 0 | 0 | 0 | 0 | 0 | 1348.544 | 1417.4902 | 1431.3072 | Cortina-Eagle Rock 115 kV line | Cortina-Eagle Rock 115 kV line | Cortina-Eagle Rock 115 kV line |  | 0 | 0 | 0 | 0 | 0 | 0 | 1348.544 | 1417.4902 | 1431.3072 | Cortina-Eagle Rock 115 kV line | Cortina-Eagle Rock 115 kV line | Cortina-Eagle Rock 115 kV line |  | 1 | 1 | NO | 1 | 1 | 1 | NO | 1
PG&E Kern Study Area | Carrizo Plains | 115 | 0 | 0 | 0 | 0 | 0 | 0 | 0 | 0 | 0 | 0 | 0 | 0 | 0 | 0 | 0 | 0 | 0 | 0 | 0 | 0 | 0 | 0 | 0 | 0 | 0 | 0 | 0 | 0 | 0 | 0 | 0 | 0 | 0 | 0 | 0 | 0 | 0 | 0 | 0 | 0 | 0 | 0 | 0 | 0 | 0 | 0 | 0 | 0 | 0 | 0 | 0 | 0 | 0 | 0 | 0 | 0 | 0 | 0 | 0 | 0 | 0 | 0 | 0 | 0 | 0 | 0 | 0 | 0 | 0 | 0 | 0 | 0 | 0 | 0 | 0 | 0 | 0 | 0 | 0 | 0 | 0 | 0 | 1 | 0 | 0 | 0 | 0 | 0 | 0 | 0 | 0 | 0 | 0 | 0 | 0 | 0 | 0 | 0 | 0 | 0 | 0 | 0 | 0 | 0 | 0 | 0 | 0 | 0 |  | 0 | 0 | 0 | 0 | 0 | 0 | 0 | 0 | 0 | 0 | 0 | 0 | 0 | 0 | 0 | 0 | 0 | 0 | 0 | 0 | 0 | 0 | 0 | 0 | 0 | 0 | 0 | 0 | 0 | 0 | 0 | 0 | 0 | 0 | 0 | 0 | 1069.043 | 1130.2584 | 1065.6609 | Midway 230/115kV TB #3 | Midway 230/115kV TB #3 | Midway 230/115kV TB #3 |  | 0 | 0 | 0 | 0 | 0 | 0 | 1069.043 | 1130.2584 | 1065.6609 | Midway 230/115kV TB #3 | Midway 230/115kV TB #3 | Midway 230/115kV TB #3 |  | 1 | 1 | NO | 1 | 1 | 1 | NO | 1
PG&E Greater Bay Study Area | Castro Valley | 230 | 0 | 0 | 0 | 0 | 0 | 0 | 0 | 0 | 0 | 0 | 0 | 0 | 0 | 0 | 0 | 0 | 0 | 0 | 0 | 0 | 0 | 0 | 0 | 0 | 0 | 0 | 0 | 0 | 0 | 0 | 0 | 0 | 0 | 0 | 0 | 0 | 0 | 0 | 0 | 0 | 0 | 0 | 0 | 0 | 1 | 0 | 0 | 0 | 0 | 0 | 0 | 0 | 0 | 0 | 0 | 0 | 0 | 1 | 1 | 0 | 0 | 0 | 0 | 1 | 1 | 0 | 0 | 0 | 0 | 0 | 0 | 0 | 0 | 1 | 0 | 0 | 0 | 0 | 0 | 0 | 0 | 0 | 0 | 0 | 0 | 0 | 0 | 0 | 0 | 0 | 0 | 0 | 0 | 0 | 0 | 0 | 0 | 0 | 0 | 0 | 0 | 0 | 0 | 0 | 0 | 0 | 0 | 1 |  | 0 | 0 | 0 | 0 | 0 | 0 | 0 | 0 | 0 | 0 | 0 | 0 | 0 | 0 | 0 | 0 | 0 | 0 | 0 | 0 | 0 | 0 | 0 | 0 | 0 | 0 | 0 | 0 | 0 | 0 | 2 | 0 | 1 | 0 | 0 | 0 | -1886.4315 | -134.2303 | 653.0393 | Vaca Dixon-Tesla 500kV Line | Vaca Dixon-Tesla 500kV Line | Windmaster-Delta pumps 230 kV line |  | 0 | 0 | 0 | 0 | 0 | 0 | 864.5167 | 2490.4106 | 653.0393 | Tesla-Bellota 230 kV line | Tesla-Bellota 230 kV line | Windmaster-Delta pumps 230 kV line |  | 5 | 1 | YES | 2 | 1 | 1 | NO | 1
PG&E Greater Bay Study Area | Cayetano | 230 | 0 | 0 | 0 | 0 | 0 | 0 | 0 | 0 | 0 | 0 | 0 | 0 | 0 | 0 | 0 | 0 | 0 | 0 | 0 | 0 | 0 | 0 | 0 | 0 | 0 | 0 | 0 | 0 | 0 | 0 | 0 | 0 | 0 | 0 | 0 | 0 | 0 | 0 | 0 | 0 | 0 | 0 | 0 | 0 | 1 | 0 | 0 | 0 | 0 | 0 | 0 | 0 | 0 | 0 | 0 | 0 | 0 | 0 | 1 | 1 | 1 | 0 | 0 | 1 | 1 | 0 | 0 | 0 | 0 | 0 | 0 | 0 | 0 | 1 | 0 | 0 | 0 | 0 | 0 | 0 | 0 | 0 | 0 | 0 | 0 | 0 | 0 | 0 | 0 | 0 | 0 | 0 | 0 | 0 | 0 | 0 | 0 | 0 | 0 | 0 | 0 | 0 | 0 | 0 | 0 | 0 | 0 | 0 |  | 0 | 0 | 0 | 0 | 0 | 0 | 0 | 0 | 0 | 0 | 0 | 0 | 0 | 0 | 0 | 0 | 0 | 0 | 0 | 0 | 0 | 0 | 0 | 0 | 0 | 100 | 100 | 0 | 0 | 1 | 2 | 0 | 1 | 0 | 0 | 0 | -1886.4315 | -134.2303 | 653.0393 | Vaca Dixon-Tesla 500kV Line | Vaca Dixon-Tesla 500kV Line | Windmaster-Delta pumps 230 kV line |  | 0 | 0 | 0 | 0 | 0 | 0 | 179.5473 | 668.0163 | 653.0393 | Contra Costa- Windmaster 230 kV line | Contra Costa- Windmaster 230 kV line | Windmaster-Delta pumps 230 kV line |  | 5 | 1 | YES | 2 | 1 | 1 | NO | 1
SCE Metro Study Area | Center | 230 | 0 | 0 | 0 | 0 | 0 | 0 | 0 | 0 | 0 | 0 | 1 | 0 | 1 | 0 | 0 | 0 | 0 | 0 | 0 | 0 | 0 | 0 | 0 | 0 | 0 | 0 | 0 | 0 | 0 | 0 | 0 | 0 | 0 | 0 | 0 | 0 | 0 | 0 | 0 | 0 | 0 | 0 | 0 | 0 | 0 | 0 | 0 | 0 | 0 | 0 | 0 | 0 | 0 | 0 | 0 | 0 | 0 | 0 | 0 | 0 | 0 | 0 | 0 | 0 | 0 | 0 | 0 | 0 | 0 | 0 | 0 | 0 | 0 | 0 | 0 | 0 | 0 | 0 | 0 | 0 | 0 | 0 | 0 | 0 | 0 | 0 | 0 | 0 | 0 | 0 | 0 | 0 | 0 | 0 | 0 | 0 | 0 | 0 | 0 | 0 | 0 | 0 | 0 | 0 | 0 | 0 | 0 | 0 |  | 0 | 0 | 0 | 0 | 0 | 0 | 0 | 0 | 0 | 0 | 0 | 0 | 0 | 0 | 0 | 0 | 0 | 0 | 0 | 0 | 0 | 0 | 0 | 0 | 0 | 0 | 90 | 80 | 0 | 1 | 0 | 0 | 0 | 0 | 0 | 0 | 5071.734 | 5878.953 | 8313.03 | Del Amo - Barre Area Constraint | Del Amo - Barre Area Constraint | Del Amo - Barre Area Constraint |  | 0 | 0 | 0 | 0 | 0 | 0 | 5071.734 | 5878.953 | 8313.03 | Del Amo - Barre Area Constraint | Del Amo - Barre Area Constraint | Del Amo - Barre Area Constraint |  | 1 | 1 | NO | 1 | 1 | 1 | NO | 1
PG&E Kern Study Area | Charca | 115 | 0 | 0 | 0 | 0 | 0 | 0 | 0 | 0 | 0 | 0 | 0 | 0 | 0 | 0 | 0 | 0 | 0 | 0 | 0 | 0 | 0 | 0 | 0 | 0 | 0 | 0 | 0 | 0 | 0 | 0 | 0 | 0 | 0 | 0 | 0 | 0 | 0 | 0 | 0 | 0 | 0 | 0 | 0 | 0 | 0 | 0 | 0 | 0 | 0 | 0 | 0 | 0 | 0 | 0 | 0 | 0 | 0 | 0 | 0 | 0 | 0 | 0 | 0 | 0 | 0 | 0 | 0 | 0 | 0 | 0 | 0 | 0 | 0 | 0 | 0 | 0 | 0 | 0 | 1 | 0 | 0 | 0 | 1 | 1 | 0 | 0 | 0 | 0 | 0 | 0 | 0 | 0 | 0 | 0 | 0 | 0 | 0 | 0 | 0 | 0 | 0 | 0 | 0 | 0 | 0 | 0 | 0 | 0 |  | 0 | 0 | 0 | 0 | 0 | 0 | 0 | 0 | 0 | 0 | 0 | 0 | 0 | 0 | 0 | 0 | 0 | 0 | 0 | 0 | 0 | 0 | 0 | 4.66 | 0 | 0 | 0 | 0 | 0 | 1 | 0 | 0 | 0 | 0 | 0 | 0 | 70.518 | 66.2401 | 254.8922 | Semitropic-Midway 115kV Line | Semitropic-Midway 115kV Line | Semitropic-Midway 115kV Line |  | 0 | 0 | 0 | 0 | 0 | 0 | 70.518 | 66.2401 | 254.8922 | Semitropic-Midway 115kV Line | Semitropic-Midway 115kV Line | Semitropic-Midway 115kV Line |  | 1 | 1 | NO | 1 | 1 | 1 | NO | 1
East of Pisgah Study Area | Charleston | 138 | 0 | 0 | 0 | 0 | 0 | 0 | 0 | 0 | 0 | 0 | 0 | 0 | 0 | 0 | 0 | 0 | 0 | 0 | 0 | 1 | 0 | 1 | 0 | 0 | 0 | 0 | 0 | 1 | 1 | 0 | 0 | 0 | 0 | 0 | 0 | 0 | 0 | 0 | 0 | 0 | 0 | 0 | 0 | 0 | 0 | 0 | 0 | 0 | 0 | 0 | 0 | 0 | 0 | 0 | 0 | 0 | 0 | 0 | 0 | 0 | 0 | 0 | 0 | 0 | 0 | 0 | 0 | 0 | 0 | 0 | 0 | 0 | 0 | 0 | 0 | 0 | 0 | 0 | 0 | 0 | 0 | 0 | 0 | 0 | 0 | 0 | 0 | 0 | 0 | 0 | 0 | 0 | 0 | 0 | 0 | 0 | 0 | 0 | 0 | 0 | 0 | 0 | 0 | 0 | 0 | 0 | 0 | 3 |  | 0 | 0 | 0 | 0 | 0 | 0 | 0 | 0 | 0 | 0 | 0 | 0 | 0 | 0 | 0 | 0 | 0 | 0 | 0 | 0 | 0 | 0 | 0 | 0 | 0 | 0 | 0 | 0 | 0 | 0 | 1 | 3 | 1 | 0 | 0 | 0 | -6514.967 | -537.3375 | 2339.1 | Devers-Red Bluff Constraint | Devers-Red Bluff Constraint | GLW 230kV area constraint |  | 0 | 3 | 1 | 0 | 0 | 0 | -6514.967 | -537.3375 | 2339.1 | Devers-Red Bluff Constraint | Devers-Red Bluff Constraint | GLW 230kV area constraint |  | 5 | 5 | NO | 5 | 1 | 1 | NO | 1
SCE Metro Study Area | Chevmain | 230 | 0 | 0 | 0 | 0 | 0 | 0 | 0 | 0 | 0 | 0 | 1 | 1 | 1 | 0 | 0 | 0 | 0 | 0 | 0 | 0 | 0 | 0 | 0 | 0 | 0 | 0 | 0 | 0 | 0 | 0 | 0 | 0 | 0 | 0 | 0 | 0 | 0 | 0 | 0 | 0 | 0 | 0 | 0 | 0 | 0 | 0 | 0 | 0 | 0 | 0 | 0 | 0 | 0 | 0 | 0 | 0 | 0 | 0 | 0 | 0 | 0 | 0 | 0 | 0 | 0 | 0 | 0 | 0 | 0 | 0 | 0 | 0 | 0 | 0 | 0 | 0 | 0 | 0 | 0 | 0 | 0 | 0 | 0 | 0 | 0 | 0 | 0 | 0 | 0 | 0 | 0 | 0 | 0 | 0 | 0 | 0 | 0 | 0 | 0 | 0 | 0 | 0 | 0 | 0 | 0 | 0 | 0 | 0 |  | 0 | 0 | 0 | 0 | 0 | 0 | 0 | 0 | 0 | 0 | 0 | 0 | 0 | 0 | 0 | 0 | 0 | 0 | 0 | 0 | 0 | 0 | 0 | 0 | 0 | 0 | 0 | 0 | 0 | 0 | 0 | 0 | 0 | 0 | 0 | 0 | 2889.234 | 3209.703 | 4183.53 | Hinson - Del Amo Constraint | Hinson - Del Amo Constraint | Hinson - Del Amo Constraint |  | 0 | 0 | 0 | 0 | 0 | 0 | 2889.234 | 3209.703 | 4183.53 | Hinson - Del Amo Constraint | Hinson - Del Amo Constraint | Hinson - Del Amo Constraint |  | 1 | 1 | NO | 1 | 1 | 1 | NO | 1
SDG&E Study Area | Chicarita | 138 | 0 | 0 | 0 | 0 | 0 | 0 | 0 | 0 | 0 | 0 | 0 | 0 | 0 | 0 | 0 | 0 | 0 | 0 | 0 | 0 | 0 | 0 | 0 | 0 | 0 | 0 | 0 | 0 | 0 | 0 | 0 | 0 | 1 | 0 | 0 | 0 | 0 | 0 | 0 | 0 | 0 | 0 | 0 | 0 | 0 | 0 | 0 | 0 | 0 | 0 | 0 | 0 | 0 | 0 | 0 | 0 | 0 | 0 | 0 | 0 | 0 | 0 | 0 | 0 | 0 | 0 | 0 | 0 | 0 | 0 | 0 | 0 | 0 | 0 | 0 | 0 | 0 | 0 | 0 | 0 | 0 | 0 | 0 | 0 | 0 | 0 | 0 | 0 | 0 | 0 | 0 | 0 | 0 | 0 | 0 | 0 | 0 | 0 | 0 | 0 | 0 | 0 | 0 | 0 | 0 | 0 | 0 | 1 |  | 0 | 0 | 0 | 0 | 0 | 0 | 0 | 0 | 0 | 0 | 0 | 0 | 0 | 0 | 0 | 0 | 0 | 0 | 0 | 0 | 0 | 0 | 0 | 0 | 0 | 0 | 0 | 0 | 0 | 0 | 0 | 1 | 0 | 0 | 0 | 0 | -112.055 | 1261.055 | 2253.85 | Internal San Diego Area constraint | Internal San Diego Area constraint | Internal San Diego Area constraint |  | 0 | 1 | 0 | 0 | 0 | 0 | -112.055 | 1261.055 | 2253.85 | Internal San Diego Area constraint | Internal San Diego Area constraint | Internal San Diego Area constraint |  | 3 | 3 | NO | 3 | 1 | 1 | NO | 1
SCE Metro Study Area | Chino | 230 | 0 | 0 | 0 | 0 | 0 | 0 | 0 | 0 | 0 | 0 | 0 | 0 | 1 | 0 | 0 | 0 | 0 | 0 | 0 | 0 | 0 | 0 | 0 | 0 | 0 | 0 | 0 | 0 | 0 | 0 | 0 | 0 | 0 | 0 | 0 | 0 | 0 | 0 | 0 | 0 | 0 | 0 | 0 | 0 | 0 | 0 | 0 | 0 | 0 | 0 | 0 | 0 | 0 | 0 | 0 | 0 | 0 | 0 | 0 | 0 | 0 | 0 | 0 | 0 | 0 | 0 | 0 | 0 | 0 | 0 | 0 | 0 | 0 | 0 | 0 | 0 | 0 | 0 | 0 | 0 | 0 | 0 | 0 | 0 | 0 | 0 | 0 | 0 | 0 | 0 | 0 | 0 | 0 | 0 | 0 | 0 | 0 | 0 | 0 | 0 | 0 | 0 | 0 | 0 | 0 | 0 | 0 | 0 |  | 0 | 0 | 0 | 0 | 0 | 0 | 0 | 0 | 0 | 0 | 0 | 20 | 0 | 0 | 1 | 0 | 0 | 0 | 0 | 0 | 0 | 0 | 0 | 0 | 0 | 0 | 0 | 0 | 0 | 0 | 0 | 0 | 0 | 0 | 0 | 0 | 11262.334 | 12489.753 | 16184.43 | SCE Metro Area Default Constraint | SCE Metro Area Default Constraint | SCE Metro Area Default Constraint |  | 0 | 0 | 0 | 0 | 0 | 0 | 11262.334 | 12489.753 | 16184.43 | SCE Metro Area Default Constraint | SCE Metro Area Default Constraint | SCE Metro Area Default Constraint |  | 1 | 1 | NO | 1 | 1 | 1 | NO | 1
PG&E Fresno Study Area | Chowchilla | 115 | 0 | 0 | 0 | 0 | 0 | 0 | 0 | 0 | 0 | 0 | 0 | 0 | 0 | 0 | 0 | 0 | 0 | 0 | 0 | 0 | 0 | 0 | 0 | 0 | 0 | 0 | 0 | 0 | 0 | 0 | 0 | 0 | 0 | 0 | 0 | 0 | 0 | 0 | 0 | 0 | 0 | 0 | 0 | 0 | 0 | 0 | 0 | 0 | 0 | 0 | 1 | 0 | 0 | 0 | 0 | 0 | 0 | 0 | 0 | 0 | 0 | 0 | 0 | 0 | 0 | 0 | 0 | 0 | 0 | 0 | 0 | 0 | 0 | 0 | 0 | 0 | 1 | 0 | 0 | 0 | 0 | 0 | 0 | 0 | 0 | 1 | 1 | 0 | 1 | 1 | 1 | 1 | 1 | 1 | 0 | 1 | 0 | 1 | 1 | 1 | 0 | 1 | 0 | 0 | 0 | 0 | 0 | 4 |  | 0 | 0 | 0 | 0 | 0 | 0 | 0 | 0 | 0 | 0 | 0 | 0 | 0 | 0 | 0 | 0 | 0 | 0 | 0 | 0 | 0 | 0 | 0 | 0 | 0 | 0 | 0 | 0 | 0 | 0 | 4 | 0 | 4 | 0 | 0 | 0 | -2895.395 | -1843.223 | 9.63 | Midway-Q2005 230kV Line | Midway-Q2005 230kV Line | Merced 115/70kV TB#2 |  | 0 | 0 | 0 | 0 | 0 | 0 | 0.019 | 210.732 | 9.63 | Tranquility-Helm 230kV Line | Merced 115/70kV TB#2 | Merced 115/70kV TB#2 |  | 5 | 1 | YES | 2 | 1 | 1 | NO | 1
PG&E Greater Bay Study Area | Christie | 115 | 0 | 0 | 0 | 0 | 0 | 0 | 0 | 0 | 0 | 0 | 0 | 0 | 0 | 0 | 0 | 0 | 0 | 0 | 0 | 0 | 0 | 0 | 0 | 0 | 0 | 0 | 0 | 0 | 0 | 0 | 0 | 0 | 0 | 0 | 0 | 0 | 0 | 0 | 0 | 0 | 0 | 0 | 0 | 1 | 1 | 0 | 0 | 0 | 0 | 0 | 0 | 0 | 0 | 0 | 1 | 1 | 0 | 1 | 1 | 1 | 1 | 0 | 0 | 1 | 1 | 0 | 1 | 0 | 0 | 0 | 0 | 0 | 0 | 1 | 0 | 0 | 0 | 0 | 0 | 0 | 0 | 0 | 0 | 0 | 0 | 0 | 0 | 0 | 0 | 0 | 0 | 0 | 0 | 0 | 0 | 0 | 0 | 0 | 0 | 0 | 0 | 0 | 0 | 0 | 0 | 0 | 0 | 3 |  | 0 | 0 | 0 | 0 | 0 | 0 | 0 | 0 | 0 | 0 | 0 | 0 | 0 | 0 | 0 | 0 | 0 | 0 | 0 | 0 | 0 | 0 | 0 | 0 | 0 | 0 | 0 | 0 | 0 | 0 | 2 | 0 | 1 | 0 | 0 | 0 | -1886.4315 | -134.2303 | 653.0393 | Vaca Dixon-Tesla 500kV Line | Vaca Dixon-Tesla 500kV Line | Windmaster-Delta pumps 230 kV line |  | 0 | 0 | 0 | 0 | 0 | 0 | 179.5473 | 668.0163 | 653.0393 | Contra Costa- Windmaster 230 kV line | Contra Costa- Windmaster 230 kV line | Windmaster-Delta pumps 230 kV line |  | 5 | 1 | YES | 2 | 1 | 1 | NO | 1
SCE Eastern Study Area | Cielo Azul | 500 | 0 | 0 | 0 | 0 | 0 | 0 | 0 | 0 | 0 | 0 | 0 | 0 | 0 | 0 | 0 | 0 | 0 | 0 | 0 | 1 | 1 | 1 | 0 | 1 | 0 | 1 | 0 | 0 | 0 | 0 | 0 | 0 | 0 | 0 | 0 | 0 | 0 | 0 | 0 | 0 | 0 | 0 | 0 | 0 | 0 | 0 | 0 | 0 | 0 | 0 | 0 | 0 | 0 | 0 | 0 | 0 | 0 | 0 | 0 | 0 | 0 | 0 | 0 | 0 | 0 | 0 | 0 | 0 | 0 | 0 | 0 | 0 | 0 | 0 | 0 | 0 | 0 | 0 | 0 | 0 | 0 | 0 | 0 | 0 | 0 | 0 | 0 | 0 | 0 | 0 | 0 | 0 | 0 | 0 | 0 | 0 | 0 | 0 | 0 | 0 | 0 | 0 | 0 | 0 | 0 | 0 | 0 | 3 |  | 0 | 0 | 0 | 0 | 0 | 0 | 0 | 0 | 0 | 0 | 0 | 0 | 0 | 0 | 0 | 0 | 0 | 0 | 0 | 0 | 0 | 0 | 0 | 0 | 700 | 1900 | 500 | 450 | 0 | 1 | 0 | 3 | 1 | 0 | 0 | 0 | -6514.967 | -537.3375 | 2803.3 | Devers-Red Bluff Constraint | Devers-Red Bluff Constraint | DCRT Constraint |  | 0 | 3 | 1 | 0 | 0 | 0 | -6514.967 | -537.3375 | 2803.3 | Devers-Red Bluff Constraint | Devers-Red Bluff Constraint | DCRT Constraint |  | 5 | 5 | NO | 5 | 1 | 1 | NO | 1
PG&E North of Greater Bay Study Area | Cloverdale | 115 | 0 | 0 | 0 | 0 | 0 | 0 | 0 | 0 | 0 | 0 | 0 | 0 | 0 | 0 | 0 | 0 | 0 | 0 | 0 | 0 | 0 | 0 | 0 | 0 | 0 | 0 | 0 | 0 | 0 | 0 | 0 | 0 | 0 | 0 | 0 | 0 | 0 | 0 | 0 | 0 | 0 | 0 | 0 | 1 | 1 | 0 | 1 | 0 | 0 | 0 | 0 | 0 | 0 | 0 | 0 | 0 | 0 | 1 | 0 | 1 | 1 | 0 | 0 | 0 | 0 | 0 | 0 | 0 | 0 | 0 | 0 | 0 | 0 | 0 | 1 | 0 | 0 | 0 | 0 | 0 | 0 | 0 | 0 | 0 | 0 | 0 | 0 | 0 | 0 | 0 | 0 | 0 | 0 | 0 | 0 | 0 | 0 | 0 | 0 | 0 | 0 | 0 | 0 | 0 | 0 | 0 | 0 | 1 |  | 20.8 | 0 | 0 | 0 | 0 | 0 | 0 | 0 | 0 | 0 | 0 | 0 | 0 | 0 | 1 | 32 | 0 | 0 | 0 | 0 | 0 | 0 | 0 | 0 | 0 | 0 | 0 | 0 | 0 | 1 | 2 | 0 | 1 | 0 | 0 | 0 | -1886.4315 | -134.2303 | 915.5005 | Vaca Dixon-Tesla 500kV Line | Vaca Dixon-Tesla 500kV Line | Birds Landing-Contra Costa 230kV Line |  | 0 | 0 | 0 | 0 | 0 | 0 | 179.5473 | 668.0163 | 915.5005 | Contra Costa- Windmaster 230 kV line | Contra Costa- Windmaster 230 kV line | Birds Landing-Contra Costa 230kV Line |  | 5 | 1 | YES | 2 | 1 | 1 | NO | 1
PG&E Greater Bay Study Area | Coburn | 230 | 0 | 0 | 0 | 0 | 0 | 0 | 0 | 0 | 0 | 0 | 0 | 0 | 0 | 0 | 0 | 0 | 0 | 0 | 0 | 0 | 0 | 0 | 0 | 0 | 0 | 0 | 0 | 0 | 0 | 0 | 0 | 0 | 0 | 0 | 0 | 0 | 0 | 0 | 0 | 0 | 0 | 0 | 0 | 0 | 0 | 0 | 0 | 0 | 0 | 0 | 0 | 0 | 0 | 0 | 0 | 0 | 0 | 0 | 0 | 0 | 1 | 0 | 0 | 0 | 1 | 0 | 0 | 0 | 0 | 0 | 0 | 1 | 0 | 0 | 0 | 0 | 0 | 0 | 0 | 0 | 0 | 0 | 0 | 0 | 0 | 1 | 1 | 0 | 0 | 0 | 0 | 1 | 1 | 1 | 0 | 0 | 0 | 0 | 0 | 0 | 0 | 0 | 0 | 1 | 0 | 1 | 0 | 4 |  | 0 | 0 | 0 | 0 | 0 | 0 | 0 | 0 | 0 | 0 | 0 | 0 | 32 | 0 | 1 | 0 | 4.82 | 100 | 0 | 0 | 0 | 0 | 0 | 0 | 0 | 0 | 0 | 0 | 0 | 1 | 2 | 1 | 2 | 1 | 0 | 0 | -1193.768 | -455.9559 | 592.0075 | Gates 500/230kV TB #12 | Gates 500/230kV TB #12 | Moss Landing-Las Aguilas 230 kV Line |  | 0 | 1 | 0 | 1 | 0 | 0 | -392.082 | -48.5717 | 592.0075 | Moss Landing-Las Aguilas 230 kV Line | Moss Landing-Las Aguilas 230 kV Line | Moss Landing-Las Aguilas 230 kV Line |  | 5 | 4 | YES | 4 | 1 | 1 | NO | 1
PG&E North of Greater Bay Study Area | Colgate | 230 | 0 | 0 | 0 | 0 | 0 | 0 | 0 | 0 | 0 | 0 | 0 | 0 | 0 | 0 | 0 | 0 | 0 | 0 | 0 | 0 | 0 | 0 | 0 | 0 | 0 | 0 | 0 | 0 | 0 | 0 | 0 | 0 | 0 | 0 | 0 | 0 | 0 | 0 | 0 | 0 | 0 | 0 | 0 | 0 | 1 | 0 | 0 | 0 | 0 | 1 | 0 | 1 | 1 | 0 | 0 | 0 | 0 | 0 | 0 | 0 | 0 | 0 | 0 | 0 | 1 | 1 | 0 | 0 | 0 | 0 | 0 | 0 | 0 | 0 | 0 | 0 | 0 | 0 | 0 | 0 | 0 | 0 | 0 | 0 | 0 | 0 | 0 | 0 | 0 | 0 | 0 | 0 | 0 | 0 | 0 | 0 | 0 | 0 | 0 | 0 | 0 | 0 | 0 | 0 | 0 | 0 | 0 | 0 |  | 0 | 0 | 0 | 0 | 0 | 0 | 0 | 0 | 0 | 0 | 0 | 0 | 0 | 0 | 0 | 0 | 3 | 0 | 0 | 0 | 0 | 0 | 0 | 0 | 0 | 0 | 0 | 0 | 0 | 1 | 1 | 0 | 1 | 0 | 0 | 0 | -1886.4315 | -134.2303 | 266.795 | Vaca Dixon-Tesla 500kV Line | Vaca Dixon-Tesla 500kV Line | Rocklin-Pleaseant grove 115kV line |  | 0 | 0 | 0 | 0 | 0 | 0 | 0.1925 | 32.3255 | 266.795 | Rocklin-Pleaseant grove 115kV line | Rocklin-Pleaseant grove 115kV line | Rocklin-Pleaseant grove 115kV line |  | 5 | 1 | YES | 2 | 1 | 1 | NO | 1
PG&E Greater Bay Study Area | Collinsville | 500 | 0 | 0 | 0 | 0 | 0 | 0 | 0 | 0 | 0 | 0 | 0 | 0 | 0 | 0 | 0 | 0 | 0 | 0 | 0 | 0 | 0 | 0 | 0 | 0 | 0 | 0 | 0 | 0 | 0 | 0 | 0 | 0 | 0 | 0 | 0 | 0 | 0 | 0 | 0 | 0 | 0 | 0 | 0 | 0 | 1 | 0 | 0 | 0 | 0 | 0 | 0 | 0 | 0 | 0 | 0 | 0 | 0 | 0 | 0 | 0 | 0 | 0 | 0 | 0 | 0 | 0 | 0 | 0 | 0 | 0 | 0 | 0 | 0 | 0 | 0 | 0 | 1 | 0 | 0 | 0 | 0 | 0 | 0 | 0 | 0 | 0 | 0 | 0 | 0 | 0 | 0 | 0 | 0 | 0 | 0 | 0 | 0 | 0 | 0 | 0 | 0 | 0 | 0 | 0 | 0 | 0 | 0 | 0 |  | 0 | 0 | 0 | 0 | 0 | 0 | 0 | 0 | 0 | 0 | 0 | 0 | 0 | 0 | 0 | 0 | 0 | 0 | 0 | 0 | 0 | 0 | 0 | 0 | 0 | 0 | 0 | 0 | 0 | 0 | 2 | 0 | 2 | 0 | 0 | 0 | -2895.395 | -1843.223 | 1447.9557 | Midway-Q2005 230kV Line | Midway-Q2005 230kV Line | Midway-Q2005 230kV Line |  | 0 | 0 | 0 | 0 | 0 | 0 | 6758.5685 | 8510.7697 | 1728.5998 | Vaca Dixon-Tesla 500kV Line | Vaca Dixon-Tesla 500kV Line | Vaca Dixon-Tesla 500kV Line |  | 5 | 1 | YES | 2 | 1 | 1 | NO | 1
PG&E Greater Bay Study Area | Collinsville | 230 | 0 | 0 | 0 | 0 | 0 | 0 | 0 | 0 | 0 | 0 | 0 | 0 | 0 | 0 | 0 | 0 | 0 | 0 | 0 | 0 | 0 | 0 | 0 | 0 | 0 | 0 | 0 | 0 | 0 | 0 | 0 | 0 | 0 | 0 | 0 | 0 | 0 | 0 | 0 | 0 | 0 | 0 | 0 | 0 | 1 | 0 | 0 | 0 | 0 | 0 | 0 | 0 | 0 | 0 | 0 | 0 | 0 | 0 | 0 | 0 | 0 | 0 | 0 | 0 | 0 | 0 | 0 | 0 | 0 | 0 | 0 | 0 | 0 | 0 | 0 | 0 | 0 | 0 | 0 | 0 | 0 | 0 | 0 | 0 | 0 | 0 | 0 | 0 | 0 | 0 | 0 | 0 | 0 | 0 | 0 | 0 | 0 | 0 | 0 | 0 | 0 | 0 | 0 | 0 | 0 | 0 | 0 | 0 |  | 0 | 0 | 0 | 0 | 0 | 0 | 0 | 0 | 0 | 0 | 0 | 0 | 0 | 0 | 0 | 0 | 0 | 0 | 0 | 0 | 0 | 0 | 0 | 0 | 0 | 0 | 0 | 0 | 0 | 0 | 1 | 0 | 1 | 0 | 0 | 0 | -1886.4315 | -134.2303 | 1728.5998 | Vaca Dixon-Tesla 500kV Line | Vaca Dixon-Tesla 500kV Line | Vaca Dixon-Tesla 500kV Line |  | 0 | 0 | 0 | 0 | 0 | 0 | 6758.5685 | 8510.7697 | 1728.5998 | Vaca Dixon-Tesla 500kV Line | Vaca Dixon-Tesla 500kV Line | Vaca Dixon-Tesla 500kV Line |  | 5 | 1 | YES | 2 | 1 | 1 | NO | 1
SCE Eastern Study Area | Colorado River | 500 | 0 | 0 | 0 | 0 | 0 | 0 | 0 | 0 | 0 | 0 | 0 | 0 | 0 | 0 | 0 | 0 | 0 | 0 | 0 | 1 | 0 | 1 | 0 | 1 | 0 | 1 | 0 | 0 | 1 | 0 | 0 | 0 | 0 | 0 | 0 | 0 | 0 | 0 | 0 | 0 | 0 | 0 | 0 | 0 | 0 | 0 | 0 | 0 | 0 | 0 | 0 | 0 | 0 | 0 | 0 | 0 | 0 | 0 | 0 | 0 | 0 | 0 | 0 | 0 | 0 | 0 | 0 | 0 | 0 | 0 | 0 | 0 | 0 | 0 | 0 | 0 | 0 | 0 | 0 | 0 | 0 | 0 | 0 | 0 | 0 | 0 | 0 | 0 | 0 | 0 | 0 | 0 | 0 | 0 | 0 | 0 | 0 | 0 | 0 | 0 | 0 | 0 | 0 | 0 | 0 | 0 | 0 | 3 |  | 0 | 0 | 0 | 0 | 0 | 0 | 0 | 0 | 0 | 0 | 0 | 0 | 0 | 0 | 0 | 0 | 0 | 0 | 0 | 0 | 0 | 0 | 0 | 0 | 0 | 0 | 0 | 0 | 0 | 0 | 1 | 3 | 1 | 0 | 0 | 0 | -6514.967 | -537.3375 | 3670.387 | Devers-Red Bluff Constraint | Devers-Red Bluff Constraint | Lugo - Victorville area constraint |  | 0 | 3 | 1 | 0 | 0 | 0 | -6514.967 | -537.3375 | 4247.678 | Devers-Red Bluff Constraint | Devers-Red Bluff Constraint | Colorado River-Red Bluff Constraint |  | 5 | 5 | NO | 5 | 1 | 1 | NO | 1
SCE Eastern Study Area | Colorado River | 230 | 0 | 0 | 0 | 0 | 0 | 0 | 0 | 0 | 0 | 0 | 0 | 0 | 0 | 0 | 0 | 0 | 0 | 0 | 1 | 0 | 0 | 0 | 0 | 0 | 0 | 0 | 0 | 0 | 0 | 0 | 0 | 0 | 0 | 0 | 0 | 0 | 0 | 0 | 0 | 0 | 0 | 0 | 0 | 0 | 0 | 0 | 0 | 0 | 0 | 0 | 0 | 0 | 0 | 0 | 0 | 0 | 0 | 0 | 0 | 0 | 0 | 0 | 0 | 0 | 0 | 0 | 0 | 0 | 0 | 0 | 0 | 0 | 0 | 0 | 0 | 0 | 0 | 0 | 0 | 0 | 0 | 0 | 0 | 0 | 0 | 0 | 0 | 0 | 0 | 0 | 0 | 0 | 0 | 0 | 0 | 0 | 0 | 0 | 0 | 0 | 0 | 0 | 0 | 0 | 0 | 0 | 0 | 0 |  | 0 | 0 | 0 | 0 | 0 | 0 | 0 | 0 | 0 | 456.6 | 131 | 751 | 0 | 0 | 1 | 0 | 0 | 0 | 0 | 0 | 0 | 0 | 0 | 0 | 500 | 895 | 204 | 200 | 0 | 1 | 1 | 0 | 0 | 0 | 0 | 0 | -221.1996 | 49.2318 | 1731.548 | Colorado River 500/230 kV Constraint | Colorado River 500/230 kV Constraint | Colorado River 500/230 kV Constraint |  | 0 | 0 | 0 | 0 | 0 | 0 | 1148.8004 | 1419.2318 | 3030.548 | Colorado River 500/230 kV Constraint | Colorado River 500/230 kV Constraint | Colorado River 500/230 kV Constraint |  | 5 | 1 | YES | 2 | 1 | 1 | NO | 1
PG&E Kern Study Area | Columbus | 115 | 0 | 0 | 0 | 0 | 0 | 0 | 0 | 0 | 0 | 0 | 0 | 0 | 0 | 0 | 0 | 0 | 0 | 0 | 0 | 0 | 0 | 0 | 0 | 0 | 0 | 0 | 0 | 0 | 0 | 0 | 0 | 0 | 0 | 0 | 0 | 0 | 0 | 0 | 0 | 0 | 0 | 0 | 0 | 0 | 0 | 0 | 0 | 0 | 0 | 0 | 0 | 0 | 0 | 0 | 0 | 0 | 0 | 0 | 0 | 0 | 0 | 0 | 0 | 0 | 0 | 0 | 0 | 0 | 0 | 0 | 0 | 0 | 0 | 0 | 0 | 0 | 0 | 0 | 1 | 0 | 0 | 0 | 0 | 1 | 0 | 0 | 0 | 0 | 0 | 0 | 0 | 0 | 0 | 0 | 0 | 0 | 0 | 0 | 0 | 0 | 0 | 0 | 0 | 0 | 0 | 0 | 0 | 0 |  | 0 | 0 | 0 | 0 | 0 | 0 | 0 | 0 | 0 | 0 | 0 | 0 | 0 | 0 | 0 | 0 | 0 | 0 | 0 | 0 | 0 | 0 | 0 | 0 | 0 | 0 | 0 | 0 | 0 | 0 | 0 | 0 | 0 | 0 | 0 | 0 | 70.518 | 66.2401 | 254.8922 | Semitropic-Midway 115kV Line | Semitropic-Midway 115kV Line | Semitropic-Midway 115kV Line |  | 0 | 0 | 0 | 0 | 0 | 0 | 70.518 | 66.2401 | 254.8922 | Semitropic-Midway 115kV Line | Semitropic-Midway 115kV Line | Semitropic-Midway 115kV Line |  | 1 | 1 | NO | 1 | 1 | 1 | NO | 1
PG&E Greater Bay Study Area | Contra Costa PP | 230 | 0 | 0 | 0 | 0 | 0 | 0 | 0 | 0 | 0 | 0 | 0 | 0 | 0 | 0 | 0 | 0 | 0 | 0 | 0 | 0 | 0 | 0 | 0 | 0 | 0 | 0 | 0 | 0 | 0 | 0 | 0 | 0 | 0 | 0 | 0 | 0 | 0 | 0 | 0 | 0 | 0 | 0 | 0 | 0 | 0 | 0 | 0 | 0 | 0 | 0 | 0 | 0 | 0 | 0 | 0 | 0 | 0 | 0 | 1 | 1 | 1 | 0 | 0 | 0 | 1 | 0 | 0 | 0 | 0 | 0 | 0 | 0 | 0 | 1 | 0 | 0 | 0 | 0 | 0 | 0 | 0 | 0 | 0 | 0 | 0 | 0 | 0 | 0 | 0 | 0 | 0 | 0 | 0 | 0 | 0 | 0 | 0 | 0 | 0 | 0 | 0 | 0 | 0 | 0 | 0 | 0 | 0 | 0 |  | 0 | 0 | 0 | 0 | 0 | 0 | 0 | 0 | 0 | 0 | 0 | 0 | 0 | 0 | 0 | 0 | 0 | 0 | 0 | 0 | 0 | 0 | 0 | 0 | 0 | 0 | 0 | 0 | 0 | 0 | 1 | 0 | 0 | 0 | 0 | 0 | -472.1678 | 85.3033 | 653.0393 | Windmaster-Delta pumps 230 kV line | Windmaster-Delta pumps 230 kV line | Windmaster-Delta pumps 230 kV line |  | 0 | 0 | 0 | 0 | 0 | 0 | 179.5473 | 668.0163 | 653.0393 | Contra Costa- Windmaster 230 kV line | Contra Costa- Windmaster 230 kV line | Windmaster-Delta pumps 230 kV line |  | 5 | 1 | YES | 2 | 1 | 1 | NO | 1
PG&E Greater Bay Study Area | Contra Costa | 230 | 0 | 0 | 0 | 0 | 0 | 0 | 0 | 0 | 0 | 0 | 0 | 0 | 0 | 0 | 0 | 0 | 0 | 0 | 0 | 0 | 0 | 0 | 0 | 0 | 0 | 0 | 0 | 0 | 0 | 0 | 0 | 0 | 0 | 0 | 0 | 0 | 0 | 0 | 0 | 0 | 0 | 0 | 0 | 0 | 0 | 0 | 0 | 0 | 0 | 0 | 0 | 0 | 0 | 0 | 0 | 0 | 0 | 0 | 1 | 1 | 1 | 0 | 0 | 1 | 1 | 0 | 0 | 0 | 0 | 0 | 0 | 0 | 0 | 0 | 1 | 0 | 0 | 0 | 0 | 0 | 0 | 0 | 0 | 0 | 0 | 0 | 0 | 0 | 0 | 0 | 0 | 0 | 0 | 0 | 0 | 0 | 0 | 0 | 0 | 0 | 0 | 0 | 0 | 0 | 0 | 0 | 0 | 0 |  | 0 | 0 | 0 | 0 | 0 | 0 | 0 | 0 | 0 | 0 | 0 | 0 | 0 | 0 | 0 | 0 | 0 | 0 | 0 | 0 | 0 | 0 | 0 | 0.9375 | 0 | 0 | 0 | 0 | 0 | 1 | 2 | 0 | 0 | 0 | 0 | 0 | -504.4188 | 85.3033 | 653.0393 | Birds Landing-Contra Costa 230kV Line | Windmaster-Delta pumps 230 kV line | Windmaster-Delta pumps 230 kV line |  | 0 | 0 | 0 | 0 | 0 | 0 | 179.5473 | 668.0163 | 653.0393 | Contra Costa- Windmaster 230 kV line | Contra Costa- Windmaster 230 kV line | Windmaster-Delta pumps 230 kV line |  | 5 | 1 | YES | 2 | 1 | 1 | NO | 1
SCE North of Lugo Study Area | Control | 115 | 0 | 0 | 0 | 0 | 0 | 0 | 0 | 0 | 0 | 0 | 0 | 0 | 0 | 1 | 1 | 1 | 1 | 0 | 0 | 0 | 0 | 0 | 0 | 0 | 0 | 0 | 0 | 0 | 0 | 0 | 0 | 0 | 0 | 0 | 0 | 0 | 0 | 0 | 0 | 0 | 0 | 0 | 0 | 0 | 0 | 0 | 0 | 0 | 0 | 0 | 0 | 0 | 0 | 0 | 0 | 0 | 0 | 0 | 0 | 0 | 0 | 0 | 0 | 0 | 0 | 0 | 0 | 0 | 0 | 0 | 0 | 0 | 0 | 0 | 0 | 0 | 0 | 0 | 0 | 0 | 0 | 0 | 0 | 0 | 0 | 0 | 0 | 0 | 0 | 0 | 0 | 0 | 0 | 0 | 0 | 0 | 0 | 0 | 0 | 0 | 0 | 0 | 0 | 0 | 0 | 0 | 0 | 3 |  | 53.7 | 0 | 0 | 0 | 0 | 0 | 0 | 0 | 0 | 0 | 0 | 0 | 0 | 0 | 1 | 0 | 1.5 | 0 | 0 | 0 | 0 | 0 | 0 | 0 | 0 | 0 | 0 | 0 | 0 | 1 | 0 | 0 | 1 | 0 | 0 | 1 | 0.288 | -0.354 | -0.24 | Control to Inyokern area constraint | Control to Inyokern area constraint | Control to Inyokern area constraint |  | 0 | 0 | 1 | 0 | 0 | 1 | 0.288 | -0.354 | -0.24 | Control to Inyokern area constraint | Control to Inyokern area constraint | Control to Inyokern area constraint |  | 5 | 5 | NO | 5 | 3 | 3 | NO | 3
SCE North of Lugo Study Area | Coolwater | 230 | 0 | 0 | 0 | 0 | 0 | 0 | 0 | 0 | 0 | 0 | 0 | 0 | 0 | 0 | 1 | 1 | 1 | 0 | 0 | 0 | 0 | 0 | 0 | 0 | 0 | 0 | 0 | 0 | 0 | 0 | 0 | 0 | 0 | 0 | 0 | 0 | 0 | 0 | 0 | 0 | 0 | 0 | 0 | 0 | 0 | 0 | 0 | 0 | 0 | 0 | 0 | 0 | 0 | 0 | 0 | 0 | 0 | 0 | 0 | 0 | 0 | 0 | 0 | 0 | 0 | 0 | 0 | 0 | 0 | 0 | 0 | 0 | 0 | 0 | 0 | 0 | 0 | 0 | 0 | 0 | 0 | 0 | 0 | 0 | 0 | 0 | 0 | 0 | 0 | 0 | 0 | 0 | 0 | 0 | 0 | 0 | 0 | 0 | 0 | 0 | 0 | 0 | 0 | 0 | 0 | 0 | 0 | 3 |  | 0 | 0 | 0 | 0 | 0 | 0 | 0 | 0 | 0 | 0 | 0 | 0 | 0 | 0 | 0 | 0 | 0 | 0 | 0 | 0 | 0 | 0 | 0 | 0 | 0 | 0 | 0 | 0 | 0 | 0 | 0 | 0 | 0 | 0 | 0 | 0 | 926.352 | 1338.609 | 1210.9 | Lugo Transformer Area Constraint | Lugo Transformer Area Constraint | Kramer to Victor Area Constraint |  | 0 | 0 | 0 | 0 | 0 | 0 | 926.352 | 1338.609 | 1210.9 | Lugo Transformer Area Constraint | Lugo Transformer Area Constraint | Kramer to Victor Area Constraint |  | 1 | 1 | NO | 1 | 1 | 1 | NO | 1
SCE North of Lugo Study Area | Coolwater | 115 | 0 | 0 | 0 | 0 | 0 | 0 | 0 | 0 | 0 | 0 | 0 | 0 | 0 | 0 | 1 | 1 | 1 | 0 | 0 | 0 | 0 | 0 | 0 | 0 | 0 | 0 | 0 | 0 | 0 | 0 | 0 | 0 | 0 | 0 | 0 | 0 | 0 | 0 | 0 | 0 | 0 | 0 | 0 | 0 | 0 | 0 | 0 | 0 | 0 | 0 | 0 | 0 | 0 | 0 | 0 | 0 | 0 | 0 | 0 | 0 | 0 | 0 | 0 | 0 | 0 | 0 | 0 | 0 | 0 | 0 | 0 | 0 | 0 | 0 | 0 | 0 | 0 | 0 | 0 | 0 | 0 | 0 | 0 | 0 | 0 | 0 | 0 | 0 | 0 | 0 | 0 | 0 | 0 | 0 | 0 | 0 | 0 | 0 | 0 | 0 | 0 | 0 | 0 | 0 | 0 | 0 | 0 | 3 |  | 0 | 0 | 0 | 0 | 0 | 0 | 0 | 0 | 0 | 0 | 0 | 0 | 0 | 0 | 0 | 0 | 0 | 200 | 0 | 0 | 0 | 0 | 0 | 0 | 150 | 200 | 110 | 0 | 0 | 1 | 0 | 0 | 0 | 0 | 0 | 0 | 926.352 | 1338.609 | 1210.9 | Lugo Transformer Area Constraint | Lugo Transformer Area Constraint | Kramer to Victor Area Constraint |  | 0 | 0 | 0 | 0 | 0 | 0 | 926.352 | 1338.609 | 1210.9 | Lugo Transformer Area Constraint | Lugo Transformer Area Constraint | Kramer to Victor Area Constraint |  | 1 | 1 | NO | 1 | 1 | 1 | NO | 1
PG&E Fresno Study Area | Corcoran | 115 | 0 | 0 | 0 | 0 | 0 | 0 | 0 | 0 | 0 | 0 | 0 | 0 | 0 | 0 | 0 | 0 | 0 | 0 | 0 | 0 | 0 | 0 | 0 | 0 | 0 | 0 | 0 | 0 | 0 | 0 | 0 | 0 | 0 | 0 | 0 | 0 | 0 | 0 | 0 | 0 | 0 | 0 | 0 | 0 | 0 | 0 | 0 | 0 | 0 | 0 | 0 | 0 | 0 | 0 | 0 | 0 | 0 | 0 | 0 | 0 | 0 | 0 | 0 | 0 | 0 | 0 | 0 | 0 | 0 | 0 | 0 | 0 | 0 | 0 | 0 | 0 | 0 | 1 | 1 | 0 | 0 | 0 | 1 | 1 | 0 | 0 | 0 | 0 | 0 | 0 | 0 | 0 | 0 | 0 | 0 | 0 | 0 | 0 | 0 | 0 | 0 | 0 | 0 | 0 | 0 | 1 | 1 | 0 |  | 0 | 0 | 0 | 0 | 0 | 0 | 0 | 0 | 0 | 0 | 0 | 0 | 0 | 0 | 0 | 0 | 0 | 0 | 0 | 0 | 0 | 0 | 0 | 4 | 0 | 0 | 0 | 0 | 0 | 1 | 0 | 1 | 1 | 1 | 0 | 0 | -392.082 | -48.5717 | 24.84 | Moss Landing-Las Aguilas 230 kV Line | Moss Landing-Las Aguilas 230 kV Line | Jacksson-WaukenaCorcoran 115kV line |  | 0 | 1 | 1 | 1 | 0 | 0 | -392.082 | -48.5717 | 24.84 | Moss Landing-Las Aguilas 230 kV Line | Moss Landing-Las Aguilas 230 kV Line | Jacksson-WaukenaCorcoran 115kV line |  | 5 | 5 | NO | 5 | 1 | 1 | NO | 1
PG&E North of Greater Bay Study Area | Corona | 115 | 0 | 0 | 0 | 0 | 0 | 0 | 0 | 0 | 0 | 0 | 0 | 0 | 0 | 0 | 0 | 0 | 0 | 0 | 0 | 0 | 0 | 0 | 0 | 0 | 0 | 0 | 0 | 0 | 0 | 0 | 0 | 0 | 0 | 0 | 0 | 0 | 0 | 0 | 0 | 0 | 0 | 0 | 0 | 1 | 1 | 0 | 1 | 0 | 0 | 0 | 0 | 0 | 0 | 0 | 0 | 0 | 1 | 1 | 1 | 1 | 1 | 0 | 0 | 0 | 1 | 0 | 0 | 0 | 0 | 0 | 0 | 0 | 0 | 1 | 1 | 0 | 0 | 0 | 0 | 0 | 0 | 0 | 0 | 0 | 0 | 0 | 0 | 0 | 0 | 0 | 0 | 0 | 0 | 0 | 0 | 0 | 0 | 0 | 0 | 0 | 0 | 0 | 0 | 0 | 0 | 0 | 0 | 2 |  | 0 | 0 | 0 | 0 | 0 | 0 | 0 | 0 | 0 | 0 | 0 | 0 | 0 | 0 | 0 | 0 | 0 | 0 | 0 | 0 | 0 | 0 | 0 | 0 | 0 | 0 | 0 | 0 | 0 | 0 | 3 | 0 | 1 | 0 | 0 | 0 | -1886.4315 | -134.2303 | 539.9052 | Vaca Dixon-Tesla 500kV Line | Vaca Dixon-Tesla 500kV Line | Lakeville-Ignacio 230 kV line |  | 0 | 0 | 0 | 0 | 0 | 0 | 179.5473 | 668.0163 | 539.9052 | Contra Costa- Windmaster 230 kV line | Contra Costa- Windmaster 230 kV line | Lakeville-Ignacio 230 kV line |  | 5 | 1 | YES | 2 | 1 | 1 | NO | 1
PG&E North of Greater Bay Study Area | Cortina | 230 | 0 | 0 | 0 | 0 | 0 | 0 | 0 | 0 | 0 | 0 | 0 | 0 | 0 | 0 | 0 | 0 | 0 | 0 | 0 | 0 | 0 | 0 | 0 | 0 | 0 | 0 | 0 | 0 | 0 | 0 | 0 | 0 | 0 | 0 | 0 | 0 | 0 | 0 | 0 | 0 | 0 | 0 | 0 | 0 | 1 | 0 | 0 | 0 | 0 | 0 | 0 | 0 | 0 | 0 | 0 | 0 | 0 | 0 | 1 | 0 | 0 | 0 | 0 | 0 | 0 | 0 | 0 | 0 | 0 | 0 | 0 | 0 | 0 | 0 | 1 | 0 | 0 | 0 | 0 | 0 | 0 | 0 | 0 | 0 | 0 | 0 | 0 | 0 | 0 | 0 | 0 | 0 | 0 | 0 | 0 | 0 | 0 | 0 | 0 | 0 | 0 | 0 | 0 | 0 | 0 | 0 | 0 | 0 |  | 0 | 0 | 0 | 0 | 0 | 0 | 0 | 0 | 0 | 0 | 0 | 0 | 0 | 0 | 0 | 0 | 0 | 0 | 0 | 0 | 0 | 0 | 0 | 0 | 0 | 0 | 0 | 0 | 0 | 0 | 3 | 0 | 1 | 0 | 0 | 0 | -1886.4315 | -134.2303 | 653.0393 | Vaca Dixon-Tesla 500kV Line | Vaca Dixon-Tesla 500kV Line | Windmaster-Delta pumps 230 kV line |  | 0 | 0 | 0 | 0 | 0 | 0 | 1261.5812 | 1870.8654 | 653.0393 | Birds Landing-Contra Costa 230kV Line | Birds Landing-Contra Costa 230kV Line | Windmaster-Delta pumps 230 kV line |  | 5 | 1 | YES | 2 | 1 | 1 | NO | 1
PG&E North of Greater Bay Study Area | Cortina | 115 | 0 | 0 | 0 | 0 | 0 | 0 | 0 | 0 | 0 | 0 | 0 | 0 | 0 | 0 | 0 | 0 | 0 | 0 | 0 | 0 | 0 | 0 | 0 | 0 | 0 | 0 | 0 | 0 | 0 | 0 | 0 | 0 | 0 | 0 | 0 | 0 | 0 | 0 | 0 | 0 | 0 | 0 | 0 | 1 | 1 | 0 | 0 | 0 | 0 | 0 | 0 | 0 | 0 | 0 | 0 | 0 | 0 | 0 | 0 | 0 | 1 | 0 | 0 | 0 | 0 | 0 | 0 | 0 | 0 | 0 | 0 | 0 | 0 | 0 | 1 | 0 | 0 | 0 | 0 | 0 | 0 | 0 | 0 | 0 | 0 | 0 | 0 | 0 | 0 | 0 | 0 | 0 | 0 | 0 | 0 | 0 | 0 | 0 | 0 | 0 | 0 | 0 | 0 | 0 | 0 | 0 | 0 | 0 |  | 0 | 0 | 0 | 0 | 0 | 0 | 0 | 0 | 0 | 0 | 0 | 0 | 0 | 0 | 0 | 0 | 5 | 0 | 0 | 0 | 0 | 0 | 0 | 0 | 80 | 150 | 150 | 0 | 0 | 1 | 2 | 0 | 1 | 0 | 0 | 0 | -1886.4315 | -134.2303 | 915.5005 | Vaca Dixon-Tesla 500kV Line | Vaca Dixon-Tesla 500kV Line | Birds Landing-Contra Costa 230kV Line |  | 0 | 0 | 0 | 0 | 0 | 0 | 878.6243 | 1870.8654 | 915.5005 | Tesla-Tracy-Pump 230 kV line #2 | Birds Landing-Contra Costa 230kV Line | Birds Landing-Contra Costa 230kV Line |  | 5 | 1 | YES | 2 | 1 | 1 | NO | 1
PG&E Greater Bay Study Area | Cottle | 230 | 0 | 0 | 0 | 0 | 0 | 0 | 0 | 0 | 0 | 0 | 0 | 0 | 0 | 0 | 0 | 0 | 0 | 0 | 0 | 0 | 0 | 0 | 0 | 0 | 0 | 0 | 0 | 0 | 0 | 0 | 0 | 0 | 0 | 0 | 0 | 0 | 0 | 0 | 0 | 0 | 0 | 0 | 0 | 0 | 0 | 0 | 0 | 0 | 0 | 0 | 1 | 0 | 0 | 0 | 0 | 0 | 0 | 0 | 0 | 0 | 0 | 0 | 0 | 0 | 1 | 1 | 0 | 0 | 0 | 0 | 0 | 0 | 0 | 0 | 0 | 0 | 0 | 0 | 0 | 0 | 0 | 0 | 0 | 0 | 0 | 1 | 1 | 0 | 1 | 1 | 1 | 1 | 0 | 0 | 0 | 1 | 0 | 1 | 1 | 0 | 0 | 1 | 0 | 0 | 0 | 0 | 0 | 2 |  | 0 | 0 | 0 | 0 | 0 | 0 | 0 | 0 | 0 | 0 | 0 | 0 | 0 | 0 | 0 | 0 | 3 | 0 | 0 | 0 | 0 | 0 | 0 | 0 | 0 | 0 | 0 | 0 | 0 | 1 | 3 | 0 | 3 | 0 | 0 | 0 | -1193.768 | -455.9559 | 299.4102 | Gates 500/230kV TB #12 | Gates 500/230kV TB #12 | Panoche- Mendota 115 kV line |  | 0 | 0 | 0 | 0 | 0 | 0 | 0.019 | 295.7225 | 299.4102 | Tranquility-Helm 230kV Line | Tranquility-Helm 230kV Line | Panoche- Mendota 115 kV line |  | 5 | 1 | YES | 2 | 1 | 1 | NO | 1
PG&E North of Greater Bay Study Area | Cottonwood | 230 | 0 | 0 | 0 | 0 | 0 | 0 | 0 | 0 | 0 | 0 | 0 | 0 | 0 | 0 | 0 | 0 | 0 | 0 | 0 | 0 | 0 | 0 | 0 | 0 | 0 | 0 | 0 | 0 | 0 | 0 | 0 | 0 | 0 | 0 | 0 | 0 | 0 | 0 | 0 | 0 | 0 | 0 | 0 | 0 | 1 | 0 | 0 | 0 | 1 | 0 | 0 | 0 | 0 | 0 | 0 | 0 | 0 | 0 | 0 | 0 | 0 | 0 | 0 | 0 | 0 | 0 | 0 | 0 | 0 | 0 | 0 | 0 | 0 | 0 | 0 | 0 | 0 | 0 | 0 | 0 | 0 | 0 | 0 | 0 | 0 | 0 | 0 | 0 | 0 | 0 | 0 | 0 | 0 | 0 | 0 | 0 | 0 | 0 | 0 | 0 | 0 | 0 | 0 | 0 | 0 | 0 | 0 | 0 |  | 0 | 0 | 0 | 0 | 0 | 0 | 0 | 0 | 0 | 0 | 0 | 0 | 0 | 0 | 0 | 0 | 0 | 0 | 0 | 0 | 0 | 0 | 0 | 0 | 0 | 0 | 0 | 0 | 0 | 0 | 2 | 0 | 2 | 0 | 0 | 0 | -1886.4315 | -134.2303 | 57 | Vaca Dixon-Tesla 500kV Line | Vaca Dixon-Tesla 500kV Line | Carberry-Round Mountain 230kV Line |  | 1 | 0 | 0 | 0 | 0 | 0 | -93 | 7.4 | 82 | Carberry-Round Mountain 230kV Line | Carberry-Round Mountain 230kV Line | Carberry-Round Mountain 230kV Line |  | 5 | 5 | NO | 5 | 1 | 1 | NO | 1
PG&E Greater Bay Study Area | Coyote | 230 | 0 | 0 | 0 | 0 | 0 | 0 | 0 | 0 | 0 | 0 | 0 | 0 | 0 | 0 | 0 | 0 | 0 | 0 | 0 | 0 | 0 | 0 | 0 | 0 | 0 | 0 | 0 | 0 | 0 | 0 | 0 | 0 | 0 | 0 | 0 | 0 | 0 | 0 | 0 | 0 | 0 | 0 | 0 | 0 | 0 | 0 | 0 | 0 | 0 | 0 | 0 | 0 | 0 | 0 | 0 | 0 | 0 | 0 | 0 | 0 | 0 | 0 | 0 | 0 | 1 | 0 | 0 | 0 | 0 | 0 | 0 | 1 | 0 | 0 | 0 | 0 | 0 | 0 | 0 | 0 | 0 | 0 | 0 | 0 | 0 | 0 | 0 | 0 | 0 | 0 | 0 | 0 | 0 | 0 | 0 | 0 | 0 | 0 | 0 | 0 | 0 | 0 | 0 | 0 | 0 | 0 | 0 | 1 |  | 0 | 0 | 0 | 0 | 0 | 0 | 0 | 0 | 0 | 0 | 0 | 0 | 0 | 0 | 0 | 0 | 0 | 0 | 0 | 0 | 0 | 0 | 0 | 0 | 0 | 0 | 0 | 0 | 0 | 0 | 0 | 0 | 0 | 0 | 0 | 0 | 864.5167 | 2490.4106 | 6139.1027 | Tesla-Bellota 230 kV line | Tesla-Bellota 230 kV line | Tesla-Bellota 230 kV line |  | 0 | 0 | 0 | 0 | 0 | 0 | 864.5167 | 2490.4106 | 6139.1027 | Tesla-Bellota 230 kV line | Tesla-Bellota 230 kV line | Tesla-Bellota 230 kV line |  | 1 | 1 | NO | 1 | 1 | 1 | NO | 1
SDG&E Study Area | Creelman | 69 | 0 | 0 | 0 | 0 | 0 | 0 | 0 | 0 | 0 | 0 | 0 | 0 | 0 | 0 | 0 | 0 | 0 | 0 | 0 | 0 | 0 | 0 | 0 | 0 | 0 | 0 | 0 | 0 | 0 | 0 | 1 | 1 | 0 | 1 | 0 | 0 | 0 | 0 | 0 | 0 | 0 | 0 | 0 | 0 | 0 | 0 | 0 | 0 | 0 | 0 | 0 | 0 | 0 | 0 | 0 | 0 | 0 | 0 | 0 | 0 | 0 | 0 | 0 | 0 | 0 | 0 | 0 | 0 | 0 | 0 | 0 | 0 | 0 | 0 | 0 | 0 | 0 | 0 | 0 | 0 | 0 | 0 | 0 | 0 | 0 | 0 | 0 | 0 | 0 | 0 | 0 | 0 | 0 | 0 | 0 | 0 | 0 | 0 | 0 | 0 | 0 | 0 | 0 | 0 | 0 | 0 | 0 | 0 |  | 0 | 0 | 0 | 0 | 0 | 0 | 0 | 0 | 0 | 0 | 0 | 0 | 0 | 0 | 0 | 0 | 0 | 0 | 0 | 0 | 0 | 0 | 0 | 0 | 0 | 0 | 0.47 | 0 | 0 | 1 | 1 | 0 | 0 | 0 | 0 | 0 | -498.9952 | 30.3023 | 296.5564 | Chicarita 138 kV constraint | Chicarita 138 kV constraint | Miguel 69 kV constraint |  | 0 | 0 | 0 | 0 | 0 | 0 | 164.7548 | 197.5523 | 296.5564 | Miguel 69 kV constraint | Miguel 69 kV constraint | Miguel 69 kV constraint |  | 5 | 1 | YES | 2 | 1 | 1 | NO | 1
PG&E Greater Bay Study Area | Crow Creek | 60 | 0 | 0 | 0 | 0 | 0 | 0 | 0 | 0 | 0 | 0 | 0 | 0 | 0 | 0 | 0 | 0 | 0 | 0 | 0 | 0 | 0 | 0 | 0 | 0 | 0 | 0 | 0 | 0 | 0 | 0 | 0 | 0 | 0 | 0 | 0 | 0 | 0 | 0 | 0 | 0 | 0 | 0 | 0 | 0 | 0 | 0 | 0 | 0 | 0 | 0 | 1 | 0 | 0 | 0 | 0 | 0 | 0 | 0 | 0 | 0 | 1 | 0 | 1 | 0 | 1 | 0 | 0 | 1 | 1 | 0 | 0 | 0 | 0 | 1 | 0 | 0 | 0 | 0 | 0 | 0 | 0 | 0 | 0 | 0 | 0 | 0 | 0 | 0 | 0 | 0 | 0 | 0 | 0 | 0 | 0 | 0 | 0 | 0 | 0 | 0 | 0 | 0 | 0 | 0 | 0 | 0 | 0 | 0 |  | 0 | 0 | 0 | 0 | 0 | 0 | 0 | 0 | 0 | 6.21 | 14.11 | 15 | 0 | 0 | 1 | 0 | 0 | 0 | 0 | 0 | 0 | 0 | 0 | 0 | 0 | 0 | 0 | 0 | 0 | 0 | 0 | 0 | 0 | 0 | 0 | 0 | 3.859 | 65.0472 | 77.1824 | Kasson Jct-Heinz 115 kV line | Salado-Crow Creek Sw Sta 60 kV line | Salado-Crow Creek Sw Sta 60 kV line |  | 0 | 0 | 0 | 0 | 0 | 0 | 3.859 | 65.0472 | 77.1824 | Kasson Jct-Heinz 115 kV line | Salado-Crow Creek Sw Sta 60 kV line | Salado-Crow Creek Sw Sta 60 kV line |  | 1 | 1 | NO | 1 | 1 | 1 | NO | 1
PG&E Greater Bay Study Area | Curtis | 115 | 0 | 0 | 0 | 0 | 0 | 0 | 0 | 0 | 0 | 0 | 0 | 0 | 0 | 0 | 0 | 0 | 0 | 0 | 0 | 0 | 0 | 0 | 0 | 0 | 0 | 0 | 0 | 0 | 0 | 0 | 0 | 0 | 0 | 0 | 0 | 0 | 0 | 0 | 0 | 0 | 0 | 0 | 0 | 0 | 0 | 0 | 0 | 0 | 0 | 0 | 1 | 0 | 0 | 0 | 0 | 0 | 0 | 0 | 0 | 0 | 1 | 0 | 1 | 0 | 1 | 0 | 0 | 0 | 0 | 0 | 0 | 0 | 0 | 1 | 0 | 0 | 0 | 0 | 0 | 0 | 0 | 0 | 0 | 0 | 0 | 0 | 0 | 0 | 0 | 0 | 0 | 0 | 0 | 0 | 0 | 0 | 0 | 0 | 0 | 0 | 0 | 0 | 0 | 0 | 0 | 0 | 0 | 0 |  | 0 | 0 | 0 | 0 | 0 | 0 | 0 | 0 | 0 | 0 | 0 | 0 | 0 | 0 | 0 | 0 | 5 | 0 | 0 | 0 | 0 | 0 | 0 | 0 | 0 | 0 | 0 | 0 | 0 | 1 | 0 | 0 | 0 | 0 | 0 | 0 | 3.859 | 102.156 | 280.6464 | Kasson Jct-Heinz 115 kV line | Kasson Jct-Heinz 115 kV line | Kasson Jct-Heinz 115 kV line |  | 0 | 0 | 0 | 0 | 0 | 0 | 3.859 | 102.156 | 280.6464 | Kasson Jct-Heinz 115 kV line | Kasson Jct-Heinz 115 kV line | Kasson Jct-Heinz 115 kV line |  | 1 | 1 | NO | 1 | 1 | 1 | NO | 1
PG&E Fresno Study Area | Dairyland | 115 | 0 | 0 | 0 | 0 | 0 | 0 | 0 | 0 | 0 | 0 | 0 | 0 | 0 | 0 | 0 | 0 | 0 | 0 | 0 | 0 | 0 | 0 | 0 | 0 | 0 | 0 | 0 | 0 | 0 | 0 | 0 | 0 | 0 | 0 | 0 | 0 | 0 | 0 | 0 | 0 | 0 | 0 | 0 | 0 | 0 | 0 | 0 | 0 | 0 | 0 | 0 | 0 | 0 | 0 | 0 | 0 | 0 | 0 | 0 | 0 | 0 | 0 | 0 | 0 | 0 | 0 | 0 | 0 | 0 | 0 | 0 | 0 | 0 | 0 | 0 | 0 | 0 | 0 | 0 | 0 | 0 | 0 | 0 | 0 | 0 | 0 | 0 | 0 | 0 | 0 | 0 | 0 | 0 | 0 | 0 | 0 | 0 | 0 | 0 | 1 | 0 | 0 | 0 | 0 | 0 | 0 | 0 | 0 |  | 0 | 0 | 0 | 0 | 0 | 0 | 0 | 0 | 0 | 0 | 0 | 0 | 0 | 0 | 0 | 0 | 0 | 0 | 0 | 0 | 0 | 0 | 0 | 0 | 0 | 0 | 0 | 0 | 0 | 0 | 0 | 0 | 0 | 0 | 0 | 0 | 111.7 | 210.732 | 9.63 | Merced 115/70kV TB#2 | Merced 115/70kV TB#2 | Merced 115/70kV TB#2 |  | 0 | 0 | 0 | 0 | 0 | 0 | 111.7 | 210.732 | 9.63 | Merced 115/70kV TB#2 | Merced 115/70kV TB#2 | Merced 115/70kV TB#2 |  | 1 | 1 | NO | 1 | 1 | 1 | NO | 1
PG&E North of Greater Bay Study Area | Davis | 115 | 0 | 0 | 0 | 0 | 0 | 0 | 0 | 0 | 0 | 0 | 0 | 0 | 0 | 0 | 0 | 0 | 0 | 0 | 0 | 0 | 0 | 0 | 0 | 0 | 0 | 0 | 0 | 0 | 0 | 0 | 0 | 0 | 0 | 0 | 0 | 0 | 0 | 0 | 0 | 0 | 0 | 0 | 0 | 0 | 1 | 1 | 0 | 1 | 0 | 1 | 1 | 0 | 1 | 0 | 0 | 0 | 0 | 0 | 0 | 0 | 0 | 0 | 0 | 0 | 1 | 1 | 0 | 0 | 0 | 0 | 0 | 0 | 0 | 0 | 0 | 0 | 0 | 0 | 0 | 0 | 0 | 0 | 0 | 0 | 0 | 0 | 0 | 0 | 0 | 0 | 0 | 0 | 0 | 0 | 0 | 0 | 0 | 0 | 0 | 0 | 0 | 0 | 0 | 0 | 0 | 0 | 0 | 0 |  | 0 | 0 | 0 | 0 | 0 | 0 | 0 | 0 | 0 | 0 | 0 | 0 | 0 | 0 | 0 | 0 | 0 | 0 | 0 | 0 | 0 | 0 | 0 | 0 | 0 | 0 | 0 | 0 | 0 | 0 | 1 | 0 | 1 | 0 | 0 | 0 | -1886.4315 | -134.2303 | 74.98 | Vaca Dixon-Tesla 500kV Line | Vaca Dixon-Tesla 500kV Line | Woodland- Davis 115kV line |  | 0 | 0 | 0 | 0 | 0 | 0 | 0.1925 | 32.3255 | 74.98 | Rocklin-Pleaseant grove 115kV line | Rocklin-Pleaseant grove 115kV line | Woodland- Davis 115kV line |  | 5 | 1 | YES | 2 | 1 | 1 | NO | 1
SCE Metro Study Area | Del Amo | 230 | 0 | 0 | 0 | 0 | 0 | 0 | 0 | 0 | 0 | 0 | 1 | 1 | 1 | 0 | 0 | 0 | 0 | 0 | 0 | 0 | 0 | 0 | 0 | 0 | 0 | 0 | 0 | 0 | 0 | 0 | 0 | 0 | 0 | 0 | 0 | 0 | 0 | 0 | 0 | 0 | 0 | 0 | 0 | 0 | 0 | 0 | 0 | 0 | 0 | 0 | 0 | 0 | 0 | 0 | 0 | 0 | 0 | 0 | 0 | 0 | 0 | 0 | 0 | 0 | 0 | 0 | 0 | 0 | 0 | 0 | 0 | 0 | 0 | 0 | 0 | 0 | 0 | 0 | 0 | 0 | 0 | 0 | 0 | 0 | 0 | 0 | 0 | 0 | 0 | 0 | 0 | 0 | 0 | 0 | 0 | 0 | 0 | 0 | 0 | 0 | 0 | 0 | 0 | 0 | 0 | 0 | 0 | 0 |  | 0 | 0 | 0 | 0 | 0 | 0 | 0 | 0 | 0 | 0 | 0 | 10 | 0 | 0 | 1 | 0 | 0 | 0 | 0 | 0 | 0 | 0 | 0 | 0 | 0 | 0 | 0 | 0 | 0 | 0 | 0 | 0 | 0 | 0 | 0 | 0 | 2889.234 | 3209.703 | 4183.53 | Hinson - Del Amo Constraint | Hinson - Del Amo Constraint | Hinson - Del Amo Constraint |  | 0 | 0 | 0 | 0 | 0 | 0 | 2889.234 | 3209.703 | 4183.53 | Hinson - Del Amo Constraint | Hinson - Del Amo Constraint | Hinson - Del Amo Constraint |  | 1 | 1 | NO | 1 | 1 | 1 | NO | 1
SCE Eastern Study Area | Delaney | 500 | 0 | 0 | 0 | 0 | 0 | 0 | 0 | 0 | 0 | 0 | 0 | 0 | 0 | 0 | 0 | 0 | 0 | 0 | 0 | 1 | 1 | 1 | 0 | 0 | 0 | 1 | 0 | 0 | 0 | 0 | 0 | 0 | 0 | 0 | 0 | 0 | 0 | 0 | 0 | 0 | 0 | 0 | 0 | 0 | 0 | 0 | 0 | 0 | 0 | 0 | 0 | 0 | 0 | 0 | 0 | 0 | 0 | 0 | 0 | 0 | 0 | 0 | 0 | 0 | 0 | 0 | 0 | 0 | 0 | 0 | 0 | 0 | 0 | 0 | 0 | 0 | 0 | 0 | 0 | 0 | 0 | 0 | 0 | 0 | 0 | 0 | 0 | 0 | 0 | 0 | 0 | 0 | 0 | 0 | 0 | 0 | 0 | 0 | 0 | 0 | 0 | 0 | 0 | 0 | 0 | 0 | 0 | 3 |  | 0 | 0 | 0 | 0 | 0 | 0 | 0 | 0 | 0 | 0 | 0 | 0 | 0 | 0 | 0 | 0 | 0 | 0 | 0 | 0 | 0 | 0 | 0 | 0 | 10 | 290 | 0 | 100 | 0 | 1 | 0 | 3 | 1 | 0 | 0 | 0 | -6514.967 | -537.3375 | 2803.3 | Devers-Red Bluff Constraint | Devers-Red Bluff Constraint | DCRT Constraint |  | 0 | 3 | 1 | 0 | 0 | 0 | -6514.967 | -537.3375 | 2803.3 | Devers-Red Bluff Constraint | Devers-Red Bluff Constraint | DCRT Constraint |  | 5 | 5 | NO | 5 | 1 | 1 | NO | 1
PG&E North of Greater Bay Study Area | Delevan | 230 | 0 | 0 | 0 | 0 | 0 | 0 | 0 | 0 | 0 | 0 | 0 | 0 | 0 | 0 | 0 | 0 | 0 | 0 | 0 | 0 | 0 | 0 | 0 | 0 | 0 | 0 | 0 | 0 | 0 | 0 | 0 | 0 | 0 | 0 | 0 | 0 | 0 | 0 | 0 | 0 | 0 | 0 | 0 | 0 | 1 | 0 | 0 | 0 | 0 | 0 | 1 | 0 | 0 | 0 | 0 | 0 | 0 | 0 | 0 | 0 | 1 | 0 | 0 | 0 | 0 | 0 | 0 | 0 | 0 | 0 | 0 | 0 | 0 | 0 | 1 | 0 | 0 | 0 | 0 | 0 | 0 | 0 | 0 | 0 | 0 | 0 | 0 | 0 | 0 | 0 | 0 | 0 | 0 | 0 | 0 | 0 | 0 | 0 | 0 | 0 | 0 | 0 | 0 | 0 | 0 | 0 | 0 | 0 |  | 0 | 0 | 0 | 0 | 0 | 0 | 0 | 0 | 0 | 0 | 0 | 0 | 0 | 0 | 0 | 0 | 0 | 0 | 0 | 0 | 0 | 0 | 0 | 0 | 100 | 300 | 0 | 170 | 0 | 1 | 2 | 0 | 1 | 0 | 0 | 0 | -1886.4315 | -134.2303 | 915.5005 | Vaca Dixon-Tesla 500kV Line | Vaca Dixon-Tesla 500kV Line | Birds Landing-Contra Costa 230kV Line |  | 0 | 0 | 0 | 0 | 0 | 0 | 164.1265 | 880.3405 | 915.5005 | Bellota-Weber 230kV line | Bellota-Weber 230kV line | Birds Landing-Contra Costa 230kV Line |  | 5 | 1 | YES | 2 | 1 | 1 | NO | 1
PG&E Greater Bay Study Area | Delta PP | 230 | 0 | 0 | 0 | 0 | 0 | 0 | 0 | 0 | 0 | 0 | 0 | 0 | 0 | 0 | 0 | 0 | 0 | 0 | 0 | 0 | 0 | 0 | 0 | 0 | 0 | 0 | 0 | 0 | 0 | 0 | 0 | 0 | 0 | 0 | 0 | 0 | 0 | 0 | 0 | 0 | 0 | 0 | 0 | 0 | 1 | 0 | 0 | 0 | 0 | 0 | 0 | 0 | 0 | 0 | 0 | 0 | 0 | 0 | 1 | 0 | 1 | 0 | 0 | 1 | 1 | 0 | 0 | 0 | 0 | 0 | 0 | 0 | 0 | 1 | 0 | 0 | 0 | 0 | 0 | 0 | 0 | 0 | 0 | 0 | 0 | 0 | 0 | 0 | 0 | 0 | 0 | 0 | 0 | 0 | 0 | 0 | 0 | 0 | 0 | 0 | 0 | 0 | 0 | 0 | 0 | 0 | 0 | 0 |  | 0 | 0 | 0 | 0 | 0 | 0 | 0 | 0 | 0 | 0 | 0 | 0 | 0 | 0 | 0 | 0 | 0 | 0 | 0 | 0 | 0 | 0 | 0 | 0 | 0 | 0 | 0 | 0 | 0 | 0 | 2 | 0 | 1 | 0 | 0 | 0 | -1886.4315 | -134.2303 | 653.0393 | Vaca Dixon-Tesla 500kV Line | Vaca Dixon-Tesla 500kV Line | Windmaster-Delta pumps 230 kV line |  | 0 | 0 | 0 | 0 | 0 | 0 | 864.5167 | 2490.4106 | 653.0393 | Tesla-Bellota 230 kV line | Tesla-Bellota 230 kV line | Windmaster-Delta pumps 230 kV line |  | 5 | 1 | YES | 2 | 1 | 1 | NO | 1
East of Pisgah Study Area | Desert View | 230 | 0 | 0 | 0 | 0 | 0 | 0 | 0 | 0 | 0 | 0 | 0 | 0 | 0 | 0 | 0 | 0 | 0 | 0 | 0 | 1 | 0 | 1 | 0 | 0 | 0 | 0 | 0 | 1 | 1 | 0 | 0 | 0 | 0 | 0 | 0 | 0 | 0 | 0 | 0 | 0 | 0 | 0 | 0 | 0 | 0 | 0 | 0 | 0 | 0 | 0 | 0 | 0 | 0 | 0 | 0 | 0 | 0 | 0 | 0 | 0 | 0 | 0 | 0 | 0 | 0 | 0 | 0 | 0 | 0 | 0 | 0 | 0 | 0 | 0 | 0 | 0 | 0 | 0 | 0 | 0 | 0 | 0 | 0 | 0 | 0 | 0 | 0 | 0 | 0 | 0 | 0 | 0 | 0 | 0 | 0 | 0 | 0 | 0 | 0 | 0 | 0 | 0 | 0 | 0 | 0 | 0 | 0 | 3 |  | 0 | 0 | 0 | 0 | 0 | 0 | 0 | 0 | 0 | 0 | 0 | 0 | 0 | 0 | 0 | 0 | 0 | 0 | 0 | 0 | 0 | 0 | 0 | 0 | 0 | 0 | 0 | 0 | 0 | 0 | 1 | 3 | 1 | 0 | 0 | 0 | -6514.967 | -537.3375 | 2339.1 | Devers-Red Bluff Constraint | Devers-Red Bluff Constraint | GLW 230kV area constraint |  | 0 | 3 | 1 | 0 | 0 | 0 | -6514.967 | -537.3375 | 2339.1 | Devers-Red Bluff Constraint | Devers-Red Bluff Constraint | GLW 230kV area constraint |  | 5 | 5 | NO | 5 | 1 | 1 | NO | 1
SCE Eastern Study Area | Devers | 500 | 0 | 0 | 0 | 0 | 0 | 0 | 0 | 0 | 0 | 0 | 0 | 0 | 0 | 0 | 0 | 0 | 0 | 0 | 0 | 0 | 0 | 0 | 0 | 1 | 0 | 1 | 0 | 0 | 0 | 0 | 0 | 0 | 0 | 0 | 0 | 0 | 0 | 0 | 0 | 0 | 0 | 0 | 0 | 0 | 0 | 0 | 0 | 0 | 0 | 0 | 0 | 0 | 0 | 0 | 0 | 0 | 0 | 0 | 0 | 0 | 0 | 0 | 0 | 0 | 0 | 0 | 0 | 0 | 0 | 0 | 0 | 0 | 0 | 0 | 0 | 0 | 0 | 0 | 0 | 0 | 0 | 0 | 0 | 0 | 0 | 0 | 0 | 0 | 0 | 0 | 0 | 0 | 0 | 0 | 0 | 0 | 0 | 0 | 0 | 0 | 0 | 0 | 0 | 0 | 0 | 0 | 0 | 1 |  | 0 | 0 | 0 | 0 | 0 | 0 | 0 | 0 | 0 | 0 | 0 | 0 | 0 | 0 | 0 | 0 | 0 | 0 | 0 | 0 | 0 | 0 | 0 | 0 | 0 | 0 | 0 | 0 | 0 | 0 | 0 | 1 | 0 | 0 | 0 | 0 | -558.3782 | 3700.2667 | 11465.116 | Serrano-Alberhill-Valley Constraint | Serrano-Alberhill-Valley Constraint | Etiwanda-Rancho Vista Constraint |  | 0 | 1 | 0 | 0 | 0 | 0 | -558.3782 | 3700.2667 | 11465.116 | Serrano-Alberhill-Valley Constraint | Serrano-Alberhill-Valley Constraint | Etiwanda-Rancho Vista Constraint |  | 4 | 4 | NO | 4 | 1 | 1 | NO | 1
SCE Eastern Study Area | Devers | 230 | 0 | 0 | 0 | 0 | 0 | 0 | 0 | 0 | 0 | 0 | 0 | 0 | 0 | 0 | 0 | 0 | 0 | 0 | 0 | 0 | 0 | 0 | 0 | 1 | 0 | 1 | 0 | 0 | 0 | 0 | 0 | 0 | 0 | 0 | 0 | 0 | 0 | 0 | 0 | 0 | 0 | 0 | 0 | 0 | 0 | 0 | 0 | 0 | 0 | 0 | 0 | 0 | 0 | 0 | 0 | 0 | 0 | 0 | 0 | 0 | 0 | 0 | 0 | 0 | 0 | 0 | 0 | 0 | 0 | 0 | 0 | 0 | 0 | 0 | 0 | 0 | 0 | 0 | 0 | 0 | 0 | 0 | 0 | 0 | 0 | 0 | 0 | 0 | 0 | 0 | 0 | 0 | 0 | 0 | 0 | 0 | 0 | 0 | 0 | 0 | 0 | 0 | 0 | 0 | 0 | 0 | 0 | 1 |  | 0 | 0 | 93.6 | 0 | 0 | 0 | 0 | 0 | 0 | 0 | 0 | 400 | 0 | 0 | 1 | 0 | 0 | 299 | 100 | 0 | 0 | 0 | 0 | 0 | 0 | 0 | 0 | 120 | 0 | 1 | 0 | 1 | 0 | 0 | 0 | 0 | -558.3782 | 3700.2667 | 11465.116 | Serrano-Alberhill-Valley Constraint | Serrano-Alberhill-Valley Constraint | Etiwanda-Rancho Vista Constraint |  | 0 | 1 | 0 | 0 | 0 | 0 | -558.3782 | 3700.2667 | 11465.116 | Serrano-Alberhill-Valley Constraint | Serrano-Alberhill-Valley Constraint | Etiwanda-Rancho Vista Constraint |  | 4 | 4 | NO | 4 | 1 | 1 | NO | 1
PG&E Kern Study Area | Diablo | 500 | 0 | 0 | 0 | 0 | 0 | 0 | 0 | 0 | 0 | 0 | 0 | 0 | 0 | 0 | 0 | 0 | 0 | 0 | 0 | 0 | 0 | 0 | 0 | 0 | 0 | 0 | 0 | 0 | 0 | 0 | 0 | 0 | 0 | 0 | 0 | 0 | 0 | 0 | 0 | 0 | 0 | 0 | 0 | 0 | 0 | 0 | 0 | 0 | 0 | 0 | 0 | 0 | 0 | 0 | 0 | 0 | 0 | 0 | 0 | 0 | 0 | 0 | 0 | 0 | 0 | 0 | 0 | 0 | 0 | 0 | 0 | 0 | 0 | 0 | 0 | 0 | 0 | 0 | 0 | 0 | 0 | 0 | 0 | 0 | 0 | 0 | 0 | 0 | 0 | 0 | 0 | 0 | 0 | 0 | 0 | 0 | 0 | 0 | 0 | 0 | 0 | 0 | 1 | 1 | 1 | 0 | 0 | 0 |  | 0 | 0 | 0 | 0 | 0 | 0 | 0 | 0 | 0 | 0 | 0 | 0 | 0 | 0 | 0 | 0 | 0 | 0 | 0 | 0 | 0 | 2000 | 0 | 0 | 0 | 0 | 0 | 0 | 0 | 1 | 0 | 0 | 0 | 0 | 1 | 0 | 63.468 | 2991.872 | -4186 | Gates-Panoche 230 kV #1 and #2 Lines | Q2008-Gates 500 kV line | Q2008-Gates 500 kV line |  | 0 | 0 | 0 | 0 | 1 | 0 | 63.468 | 3177.0829 | -3791 | Gates-Panoche 230 kV #1 and #2 Lines | Gates-Panoche 230 kV #1 and #2 Lines | Q2008-Gates 500 kV line |  | 1 | 1 | NO | 1 | 5 | 5 | NO | 5
PG&E Kern Study Area | Diablo | 230 | 0 | 0 | 0 | 0 | 0 | 0 | 0 | 0 | 0 | 0 | 0 | 0 | 0 | 0 | 0 | 0 | 0 | 0 | 0 | 0 | 0 | 0 | 0 | 0 | 0 | 0 | 0 | 0 | 0 | 0 | 0 | 0 | 0 | 0 | 0 | 0 | 0 | 0 | 0 | 0 | 0 | 0 | 0 | 0 | 0 | 0 | 0 | 0 | 0 | 0 | 0 | 0 | 0 | 0 | 0 | 0 | 0 | 0 | 0 | 0 | 0 | 0 | 0 | 0 | 0 | 0 | 0 | 0 | 0 | 0 | 0 | 0 | 0 | 0 | 0 | 1 | 1 | 0 | 0 | 0 | 0 | 0 | 0 | 0 | 0 | 1 | 1 | 0 | 0 | 0 | 0 | 0 | 0 | 0 | 0 | 1 | 1 | 0 | 0 | 0 | 0 | 0 | 0 | 0 | 1 | 0 | 0 | 0 |  | 0 | 0 | 0 | 0 | 0 | 0 | 0 | 0 | 0 | 0 | 0 | 0 | 0 | 0 | 0 | 0 | 0 | 0 | 0 | 0 | 0 | 0 | 0 | 0 | 0 | 0 | 0 | 0 | 0 | 0 | 4 | 0 | 4 | 0 | 0 | 0 | -2895.395 | -1843.223 | 239.6302 | Midway-Q2005 230kV Line | Midway-Q2005 230kV Line | Coalinga #1-Coalinga #2 70 kV line |  | 0 | 0 | 0 | 0 | 0 | 0 | 63.468 | 821.2582 | 239.6302 | Gates-Panoche 230 kV #1 and #2 Lines | Oceano-Calendar 115kV line | Coalinga #1-Coalinga #2 70 kV line |  | 5 | 1 | YES | 2 | 1 | 1 | NO | 1
PG&E Greater Bay Study Area | Dixon Landing | 115 | 0 | 0 | 0 | 0 | 0 | 0 | 0 | 0 | 0 | 0 | 0 | 0 | 0 | 0 | 0 | 0 | 0 | 0 | 0 | 0 | 0 | 0 | 0 | 0 | 0 | 0 | 0 | 0 | 0 | 0 | 0 | 0 | 0 | 0 | 0 | 0 | 0 | 0 | 0 | 0 | 0 | 0 | 0 | 0 | 0 | 0 | 0 | 0 | 0 | 0 | 0 | 0 | 0 | 0 | 0 | 0 | 0 | 0 | 0 | 0 | 1 | 0 | 0 | 0 | 1 | 0 | 0 | 0 | 0 | 0 | 0 | 1 | 0 | 0 | 0 | 0 | 0 | 0 | 0 | 0 | 0 | 0 | 0 | 0 | 0 | 0 | 0 | 0 | 0 | 0 | 0 | 0 | 0 | 0 | 0 | 0 | 0 | 0 | 0 | 0 | 0 | 0 | 0 | 0 | 0 | 0 | 0 | 1 |  | 0 | 0 | 0 | 0 | 0 | 0 | 0 | 0 | 0 | 0 | 0 | 0 | 0 | 0 | 0 | 0 | 0 | 0 | 0 | 0 | 0 | 0 | 0 | 2.3 | 0 | 0 | 0 | 0 | 0 | 1 | 0 | 0 | 0 | 0 | 0 | 0 | 864.5167 | 2490.4106 | 6139.1027 | Tesla-Bellota 230 kV line | Tesla-Bellota 230 kV line | Tesla-Bellota 230 kV line |  | 0 | 0 | 0 | 0 | 0 | 0 | 864.5167 | 2490.4106 | 6139.1027 | Tesla-Bellota 230 kV line | Tesla-Bellota 230 kV line | Tesla-Bellota 230 kV line |  | 1 | 1 | NO | 1 | 1 | 1 | NO | 1
PG&E Greater Bay Study Area | Donnells PH | 115 | 0 | 0 | 0 | 0 | 0 | 0 | 0 | 0 | 0 | 0 | 0 | 0 | 0 | 0 | 0 | 0 | 0 | 0 | 0 | 0 | 0 | 0 | 0 | 0 | 0 | 0 | 0 | 0 | 0 | 0 | 0 | 0 | 0 | 0 | 0 | 0 | 0 | 0 | 0 | 0 | 0 | 0 | 0 | 0 | 0 | 0 | 0 | 0 | 0 | 0 | 1 | 0 | 0 | 0 | 0 | 0 | 0 | 0 | 0 | 0 | 1 | 0 | 1 | 0 | 1 | 0 | 0 | 0 | 0 | 0 | 0 | 0 | 0 | 1 | 0 | 0 | 0 | 0 | 0 | 0 | 0 | 0 | 0 | 0 | 0 | 0 | 0 | 0 | 0 | 0 | 0 | 0 | 0 | 0 | 0 | 0 | 0 | 0 | 0 | 0 | 0 | 0 | 0 | 0 | 0 | 0 | 0 | 0 |  | 0 | 0 | 0 | 0 | 0 | 0 | 0 | 0 | 0 | 0 | 0 | 0 | 0 | 0 | 0 | 0 | 3 | 0 | 0 | 0 | 0 | 0 | 0 | 0 | 0 | 0 | 0 | 0 | 0 | 1 | 0 | 0 | 0 | 0 | 0 | 0 | 3.859 | 102.156 | 280.6464 | Kasson Jct-Heinz 115 kV line | Kasson Jct-Heinz 115 kV line | Kasson Jct-Heinz 115 kV line |  | 0 | 0 | 0 | 0 | 0 | 0 | 3.859 | 102.156 | 280.6464 | Kasson Jct-Heinz 115 kV line | Kasson Jct-Heinz 115 kV line | Kasson Jct-Heinz 115 kV line |  | 1 | 1 | NO | 1 | 1 | 1 | NO | 1
PG&E Fresno Study Area | Dos Amigos | 230 | 0 | 0 | 0 | 0 | 0 | 0 | 0 | 0 | 0 | 0 | 0 | 0 | 0 | 0 | 0 | 0 | 0 | 0 | 0 | 0 | 0 | 0 | 0 | 0 | 0 | 0 | 0 | 0 | 0 | 0 | 0 | 0 | 0 | 0 | 0 | 0 | 0 | 0 | 0 | 0 | 0 | 0 | 0 | 0 | 0 | 0 | 0 | 0 | 0 | 0 | 0 | 0 | 0 | 0 | 0 | 0 | 0 | 0 | 0 | 0 | 0 | 0 | 0 | 0 | 0 | 0 | 0 | 0 | 0 | 0 | 0 | 0 | 0 | 0 | 0 | 0 | 1 | 0 | 0 | 0 | 0 | 0 | 0 | 0 | 0 | 1 | 1 | 0 | 0 | 0 | 0 | 1 | 0 | 0 | 0 | 0 | 0 | 0 | 0 | 0 | 0 | 0 | 0 | 0 | 1 | 1 | 0 | 1 |  | 0 | 0 | 0 | 0 | 0 | 0 | 0 | 0 | 0 | 0 | 0 | 0 | 0 | 0 | 0 | 0 | 0 | 0 | 0 | 0 | 0 | 0 | 0 | 3 | 0 | 0 | 0 | 0 | 0 | 1 | 3 | 1 | 3 | 1 | 0 | 0 | -2895.395 | -1843.223 | 592.0075 | Midway-Q2005 230kV Line | Midway-Q2005 230kV Line | Moss Landing-Las Aguilas 230 kV Line |  | 0 | 1 | 0 | 1 | 0 | 0 | -392.082 | -48.5717 | 592.0075 | Moss Landing-Las Aguilas 230 kV Line | Moss Landing-Las Aguilas 230 kV Line | Moss Landing-Las Aguilas 230 kV Line |  | 5 | 4 | YES | 4 | 1 | 1 | NO | 1
PG&E North of Greater Bay Study Area | Drum | 115 | 0 | 0 | 0 | 0 | 0 | 0 | 0 | 0 | 0 | 0 | 0 | 0 | 0 | 0 | 0 | 0 | 0 | 0 | 0 | 0 | 0 | 0 | 0 | 0 | 0 | 0 | 0 | 0 | 0 | 0 | 0 | 0 | 0 | 0 | 0 | 0 | 0 | 0 | 0 | 0 | 0 | 0 | 0 | 0 | 0 | 0 | 0 | 1 | 0 | 0 | 0 | 0 | 0 | 0 | 0 | 0 | 0 | 0 | 0 | 0 | 0 | 0 | 0 | 0 | 0 | 0 | 0 | 0 | 0 | 0 | 0 | 0 | 0 | 0 | 0 | 0 | 0 | 0 | 0 | 0 | 0 | 0 | 0 | 0 | 0 | 0 | 0 | 0 | 0 | 0 | 0 | 0 | 0 | 0 | 0 | 0 | 0 | 0 | 0 | 0 | 0 | 0 | 0 | 0 | 0 | 0 | 0 | 0 |  | 0 | 0 | 0 | 0 | 0 | 0 | 0 | 0 | 0 | 0 | 0 | 0 | 0 | 0 | 0 | 0 | 0 | 0 | 0 | 0 | 0 | 0 | 0 | 0 | 0 | 0 | 0 | 0 | 0 | 0 | 0 | 0 | 0 | 0 | 0 | 0 | 563.475 | 561.537 | 587.11 | Bell-Placer 115kV Line | Bell-Placer 115kV Line | Bell-Placer 115kV Line |  | 0 | 0 | 0 | 0 | 0 | 0 | 563.475 | 561.537 | 587.11 | Bell-Placer 115kV Line | Bell-Placer 115kV Line | Bell-Placer 115kV Line |  | 1 | 1 | NO | 1 | 1 | 1 | NO | 1
PG&E Greater Bay Study Area | Dumbarton | 115 | 0 | 0 | 0 | 0 | 0 | 0 | 0 | 0 | 0 | 0 | 0 | 0 | 0 | 0 | 0 | 0 | 0 | 0 | 0 | 0 | 0 | 0 | 0 | 0 | 0 | 0 | 0 | 0 | 0 | 0 | 0 | 0 | 0 | 0 | 0 | 0 | 0 | 0 | 0 | 0 | 0 | 0 | 0 | 0 | 0 | 0 | 0 | 0 | 0 | 0 | 0 | 0 | 0 | 0 | 1 | 1 | 0 | 1 | 0 | 0 | 1 | 0 | 0 | 0 | 0 | 0 | 0 | 0 | 0 | 0 | 0 | 0 | 0 | 1 | 0 | 0 | 0 | 0 | 0 | 0 | 0 | 0 | 0 | 0 | 0 | 0 | 0 | 0 | 0 | 0 | 0 | 0 | 0 | 0 | 0 | 0 | 0 | 0 | 0 | 0 | 0 | 0 | 0 | 0 | 0 | 0 | 0 | 3 |  | 0 | 0 | 0 | 0 | 0 | 0 | 0 | 0 | 0 | 0 | 0 | 0 | 0 | 0 | 0 | 0 | 0 | 0 | 0 | 0 | 0 | 0 | 0 | 1 | 0 | 0 | 0 | 0 | 0 | 1 | 0 | 0 | 0 | 0 | 0 | 0 | 878.6243 | 2130.9944 | 1481.432 | Tesla-Tracy-Pump 230 kV line #2 | Dumbarton-Newark 115 kV line | Dumbarton-Newark 115 kV line |  | 0 | 0 | 0 | 0 | 0 | 0 | 878.6243 | 2130.9944 | 1481.432 | Tesla-Tracy-Pump 230 kV line #2 | Dumbarton-Newark 115 kV line | Dumbarton-Newark 115 kV line |  | 1 | 1 | NO | 1 | 1 | 1 | NO | 1
SCE Eastern Study Area | Eagle Mountain | 230 | 0 | 0 | 0 | 0 | 0 | 0 | 0 | 0 | 0 | 0 | 0 | 0 | 0 | 0 | 0 | 0 | 0 | 0 | 0 | 0 | 0 | 1 | 1 | 1 | 0 | 1 | 0 | 0 | 0 | 0 | 0 | 0 | 0 | 0 | 0 | 0 | 0 | 0 | 0 | 0 | 0 | 0 | 0 | 0 | 0 | 0 | 0 | 0 | 0 | 0 | 0 | 0 | 0 | 0 | 0 | 0 | 0 | 0 | 0 | 0 | 0 | 0 | 0 | 0 | 0 | 0 | 0 | 0 | 0 | 0 | 0 | 0 | 0 | 0 | 0 | 0 | 0 | 0 | 0 | 0 | 0 | 0 | 0 | 0 | 0 | 0 | 0 | 0 | 0 | 0 | 0 | 0 | 0 | 0 | 0 | 0 | 0 | 0 | 0 | 0 | 0 | 0 | 0 | 0 | 0 | 0 | 0 | 2 |  | 0 | 0 | 0 | 0 | 0 | 0 | 0 | 0 | 0 | 0 | 0 | 0 | 0 | 0 | 0 | 0 | 0 | 0 | 0 | 0 | 0 | 0 | 0 | 0 | 0 | 0 | 0 | 0 | 0 | 0 | 0 | 2 | 1 | 0 | 0 | 0 | -6514.967 | -537.3375 | 300 | Devers-Red Bluff Constraint | Devers-Red Bluff Constraint | Eagle Mountain Constraint |  | 0 | 2 | 1 | 0 | 0 | 0 | -6514.967 | -537.3375 | 300 | Devers-Red Bluff Constraint | Devers-Red Bluff Constraint | Eagle Mountain Constraint |  | 5 | 5 | NO | 5 | 1 | 1 | NO | 1
PG&E North of Greater Bay Study Area | Eagle Rock (PGE) | 115 | 0 | 0 | 0 | 0 | 0 | 0 | 0 | 0 | 0 | 0 | 0 | 0 | 0 | 0 | 0 | 0 | 0 | 0 | 0 | 0 | 0 | 0 | 0 | 0 | 0 | 0 | 0 | 0 | 0 | 0 | 0 | 0 | 0 | 0 | 0 | 0 | 0 | 0 | 0 | 0 | 0 | 0 | 0 | 1 | 1 | 0 | 1 | 0 | 0 | 0 | 0 | 0 | 0 | 0 | 0 | 0 | 0 | 1 | 0 | 1 | 1 | 0 | 0 | 0 | 0 | 0 | 0 | 0 | 0 | 0 | 0 | 0 | 0 | 0 | 1 | 0 | 0 | 0 | 0 | 0 | 0 | 0 | 0 | 0 | 0 | 0 | 0 | 0 | 0 | 0 | 0 | 0 | 0 | 0 | 0 | 0 | 0 | 0 | 0 | 0 | 0 | 0 | 0 | 0 | 0 | 0 | 0 | 1 |  | 0 | 0 | 0 | 0 | 0 | 0 | 0 | 0 | 0 | 0 | 0 | 0 | 0 | 0 | 0 | 0 | 2 | 104 | 27 | 0 | 0 | 0 | 0 | 0 | 0 | 0 | 0 | 0 | 0 | 1 | 2 | 0 | 1 | 0 | 0 | 0 | -1886.4315 | -134.2303 | 915.5005 | Vaca Dixon-Tesla 500kV Line | Vaca Dixon-Tesla 500kV Line | Birds Landing-Contra Costa 230kV Line |  | 0 | 0 | 0 | 0 | 0 | 0 | 179.5473 | 668.0163 | 915.5005 | Contra Costa- Windmaster 230 kV line | Contra Costa- Windmaster 230 kV line | Birds Landing-Contra Costa 230kV Line |  | 5 | 1 | YES | 2 | 1 | 1 | NO | 1
SCE Metro Study Area | Eagle Rock (SCE) | 230 | 0 | 0 | 0 | 0 | 0 | 0 | 0 | 0 | 0 | 0 | 0 | 0 | 1 | 0 | 0 | 0 | 0 | 0 | 0 | 0 | 0 | 0 | 0 | 0 | 0 | 0 | 0 | 0 | 0 | 0 | 0 | 0 | 0 | 0 | 0 | 0 | 0 | 0 | 0 | 0 | 0 | 0 | 0 | 0 | 0 | 0 | 0 | 0 | 0 | 0 | 0 | 0 | 0 | 0 | 0 | 0 | 0 | 0 | 0 | 0 | 0 | 0 | 0 | 0 | 0 | 0 | 0 | 0 | 0 | 0 | 0 | 0 | 0 | 0 | 0 | 0 | 0 | 0 | 0 | 0 | 0 | 0 | 0 | 0 | 0 | 0 | 0 | 0 | 0 | 0 | 0 | 0 | 0 | 0 | 0 | 0 | 0 | 0 | 0 | 0 | 0 | 0 | 0 | 0 | 0 | 0 | 0 | 0 |  | 0 | 0 | 0 | 0 | 0 | 0 | 0 | 0 | 0 | 0 | 0 | 0 | 0 | 0 | 0 | 0 | 0 | 0 | 0 | 0 | 0 | 0 | 0 | 0 | 0 | 0 | 0 | 0 | 0 | 0 | 0 | 0 | 0 | 0 | 0 | 0 | 11262.334 | 12489.753 | 16184.43 | SCE Metro Area Default Constraint | SCE Metro Area Default Constraint | SCE Metro Area Default Constraint |  | 0 | 0 | 0 | 0 | 0 | 0 | 11262.334 | 12489.753 | 16184.43 | SCE Metro Area Default Constraint | SCE Metro Area Default Constraint | SCE Metro Area Default Constraint |  | 1 | 1 | NO | 1 | 1 | 1 | NO | 1
PG&E North of Greater Bay Study Area | East Nicolaus | 115 | 0 | 0 | 0 | 0 | 0 | 0 | 0 | 0 | 0 | 0 | 0 | 0 | 0 | 0 | 0 | 0 | 0 | 0 | 0 | 0 | 0 | 0 | 0 | 0 | 0 | 0 | 0 | 0 | 0 | 0 | 0 | 0 | 0 | 0 | 0 | 0 | 0 | 0 | 0 | 0 | 0 | 0 | 0 | 0 | 0 | 1 | 0 | 1 | 0 | 0 | 0 | 0 | 0 | 0 | 0 | 0 | 0 | 0 | 0 | 0 | 0 | 0 | 0 | 0 | 0 | 0 | 0 | 0 | 0 | 0 | 0 | 0 | 0 | 0 | 0 | 0 | 0 | 0 | 0 | 0 | 0 | 0 | 0 | 0 | 0 | 0 | 0 | 0 | 0 | 0 | 0 | 0 | 0 | 0 | 0 | 0 | 0 | 0 | 0 | 0 | 0 | 0 | 0 | 0 | 0 | 0 | 0 | 0 |  | 0 | 0 | 0 | 0 | 0 | 0 | 0 | 0 | 0 | 0 | 0 | 0 | 0 | 0 | 0 | 0 | 0 | 0 | 0 | 0 | 0 | 0 | 0 | 0 | 0 | 0 | 0 | 0 | 0 | 0 | 0 | 0 | 0 | 0 | 0 | 0 | 75.85 | 75.166 | 74.98 | Woodland- Davis 115kV line | Woodland- Davis 115kV line | Woodland- Davis 115kV line |  | 0 | 0 | 0 | 0 | 0 | 0 | 75.85 | 75.166 | 74.98 | Woodland- Davis 115kV line | Woodland- Davis 115kV line | Woodland- Davis 115kV line |  | 1 | 1 | NO | 1 | 1 | 1 | NO | 1
PG&E Greater Bay Study Area | East Shore | 230 | 0 | 0 | 0 | 0 | 0 | 0 | 0 | 0 | 0 | 0 | 0 | 0 | 0 | 0 | 0 | 0 | 0 | 0 | 0 | 0 | 0 | 0 | 0 | 0 | 0 | 0 | 0 | 0 | 0 | 0 | 0 | 0 | 0 | 0 | 0 | 0 | 0 | 0 | 0 | 0 | 0 | 0 | 0 | 0 | 0 | 0 | 0 | 0 | 0 | 0 | 0 | 0 | 0 | 0 | 0 | 1 | 0 | 0 | 0 | 0 | 0 | 0 | 0 | 0 | 0 | 0 | 0 | 0 | 0 | 0 | 0 | 0 | 0 | 0 | 0 | 0 | 0 | 0 | 0 | 0 | 0 | 0 | 0 | 0 | 0 | 0 | 0 | 0 | 0 | 0 | 0 | 0 | 0 | 0 | 0 | 0 | 0 | 0 | 0 | 0 | 0 | 0 | 0 | 0 | 0 | 0 | 0 | 1 |  | 0 | 0 | 0 | 0 | 0 | 0 | 0 | 0 | 0 | 0 | 0 | 0 | 0 | 0 | 0 | 0 | 0 | 0 | 0 | 0 | 0 | 0 | 0 | 0 | 0 | 0 | 0 | 0 | 0 | 0 | 0 | 0 | 0 | 0 | 0 | 0 | 2675.55 | 2778.938 | 2559.14 | Eastshore-San Mateo 230 kV line | Eastshore-San Mateo 230 kV line | Eastshore-San Mateo 230 kV line |  | 0 | 0 | 0 | 0 | 0 | 0 | 2675.55 | 2778.938 | 2559.14 | Eastshore-San Mateo 230 kV line | Eastshore-San Mateo 230 kV line | Eastshore-San Mateo 230 kV line |  | 1 | 1 | NO | 1 | 1 | 1 | NO | 1
PG&E Greater Bay Study Area | East Shore | 115 | 0 | 0 | 0 | 0 | 0 | 0 | 0 | 0 | 0 | 0 | 0 | 0 | 0 | 0 | 0 | 0 | 0 | 0 | 0 | 0 | 0 | 0 | 0 | 0 | 0 | 0 | 0 | 0 | 0 | 0 | 0 | 0 | 0 | 0 | 0 | 0 | 0 | 0 | 0 | 0 | 0 | 0 | 0 | 0 | 1 | 0 | 0 | 0 | 0 | 0 | 0 | 0 | 0 | 0 | 1 | 1 | 0 | 1 | 1 | 0 | 1 | 0 | 0 | 0 | 0 | 0 | 1 | 0 | 0 | 0 | 0 | 0 | 0 | 1 | 0 | 0 | 0 | 0 | 0 | 0 | 0 | 0 | 0 | 0 | 0 | 0 | 0 | 0 | 0 | 0 | 0 | 0 | 0 | 0 | 0 | 0 | 0 | 0 | 0 | 0 | 0 | 0 | 0 | 0 | 0 | 0 | 0 | 3 |  | 0 | 0 | 0 | 0 | 0 | 0 | 0 | 0 | 0 | 0 | 0 | 0 | 0 | 0 | 0 | 0 | 0 | 0 | 0 | 0 | 0 | 0 | 0 | 0 | 0 | 0 | 0 | 0 | 0 | 0 | 2 | 0 | 1 | 0 | 0 | 0 | -1886.4315 | -134.2303 | 653.0393 | Vaca Dixon-Tesla 500kV Line | Vaca Dixon-Tesla 500kV Line | Windmaster-Delta pumps 230 kV line |  | 0 | 0 | 0 | 0 | 0 | 0 | 878.6243 | 956.7188 | 653.0393 | Tesla-Tracy-Pump 230 kV line #2 | Grant - Eastshore #2 line 115 kV | Windmaster-Delta pumps 230 kV line |  | 5 | 1 | YES | 2 | 1 | 1 | NO | 1
SDG&E Study Area | ECO | 500 | 0 | 0 | 0 | 0 | 0 | 0 | 0 | 0 | 0 | 0 | 0 | 0 | 0 | 0 | 0 | 0 | 0 | 0 | 0 | 1 | 0 | 1 | 0 | 0 | 0 | 1 | 0 | 0 | 1 | 0 | 0 | 0 | 1 | 0 | 1 | 1 | 1 | 0 | 0 | 1 | 1 | 0 | 0 | 0 | 0 | 0 | 0 | 0 | 0 | 0 | 0 | 0 | 0 | 0 | 0 | 0 | 0 | 0 | 0 | 0 | 0 | 0 | 0 | 0 | 0 | 0 | 0 | 0 | 0 | 0 | 0 | 0 | 0 | 0 | 0 | 0 | 0 | 0 | 0 | 0 | 0 | 0 | 0 | 0 | 0 | 0 | 0 | 0 | 0 | 0 | 0 | 0 | 0 | 0 | 0 | 0 | 0 | 0 | 0 | 0 | 0 | 0 | 0 | 0 | 0 | 0 | 0 | 7 |  | 0 | 0 | 0 | 0 | 0 | 0 | 0 | 0 | 0 | 0 | 0 | 0 | 0 | 0 | 0 | 0 | 0 | 1200 | 600 | 0 | 0 | 0 | 0 | 0 | 0 | 0 | 0 | 0 | 0 | 1 | 3 | 6 | 1 | 0 | 0 | 0 | -6514.967 | -537.3375 | 591.5 | Devers-Red Bluff Constraint | Devers-Red Bluff Constraint | Silvergate - Bay Blvd 230 kV constraint |  | 0 | 6 | 1 | 0 | 0 | 0 | -6514.967 | -537.3375 | 1259.5 | Devers-Red Bluff Constraint | Devers-Red Bluff Constraint | Silvergate-Old Town 230 kV constraint |  | 5 | 5 | NO | 5 | 1 | 1 | NO | 1
SDG&E Study Area | ECO | 230 | 0 | 0 | 0 | 0 | 0 | 0 | 0 | 0 | 0 | 0 | 0 | 0 | 0 | 0 | 0 | 0 | 0 | 0 | 0 | 1 | 0 | 1 | 0 | 0 | 0 | 1 | 0 | 0 | 1 | 0 | 0 | 0 | 1 | 0 | 1 | 1 | 1 | 0 | 0 | 1 | 1 | 0 | 0 | 0 | 0 | 0 | 0 | 0 | 0 | 0 | 0 | 0 | 0 | 0 | 0 | 0 | 0 | 0 | 0 | 0 | 0 | 0 | 0 | 0 | 0 | 0 | 0 | 0 | 0 | 0 | 0 | 0 | 0 | 0 | 0 | 0 | 0 | 0 | 0 | 0 | 0 | 0 | 0 | 0 | 0 | 0 | 0 | 0 | 0 | 0 | 0 | 0 | 0 | 0 | 0 | 0 | 0 | 0 | 0 | 0 | 0 | 0 | 0 | 0 | 0 | 0 | 0 | 7 |  | 0 | 0 | 105 | 0 | 0 | 0 | 0 | 0 | 0 | 0 | 0 | 0 | 0 | 0 | 1 | 0 | 0 | 200 | 400 | 0 | 0 | 0 | 0 | 0 | 0 | 0 | 0 | 0 | 0 | 1 | 3 | 6 | 1 | 0 | 0 | 0 | -6514.967 | -537.3375 | 591.5 | Devers-Red Bluff Constraint | Devers-Red Bluff Constraint | Silvergate - Bay Blvd 230 kV constraint |  | 0 | 6 | 1 | 0 | 0 | 0 | -6514.967 | -537.3375 | 1259.5 | Devers-Red Bluff Constraint | Devers-Red Bluff Constraint | Silvergate-Old Town 230 kV constraint |  | 5 | 5 | NO | 5 | 1 | 1 | NO | 1
SDG&E Study Area | ECO | 138 | 0 | 0 | 0 | 0 | 0 | 0 | 0 | 0 | 0 | 0 | 0 | 0 | 0 | 0 | 0 | 0 | 0 | 0 | 0 | 1 | 0 | 1 | 0 | 0 | 0 | 1 | 0 | 0 | 1 | 0 | 0 | 0 | 1 | 0 | 1 | 1 | 1 | 0 | 0 | 1 | 1 | 0 | 0 | 0 | 0 | 0 | 0 | 0 | 0 | 0 | 0 | 0 | 0 | 0 | 0 | 0 | 0 | 0 | 0 | 0 | 0 | 0 | 0 | 0 | 0 | 0 | 0 | 0 | 0 | 0 | 0 | 0 | 0 | 0 | 0 | 0 | 0 | 0 | 0 | 0 | 0 | 0 | 0 | 0 | 0 | 0 | 0 | 0 | 0 | 0 | 0 | 0 | 0 | 0 | 0 | 0 | 0 | 0 | 0 | 0 | 0 | 0 | 0 | 0 | 0 | 0 | 0 | 7 |  | 0 | 0 | 0 | 0 | 0 | 0 | 0 | 0 | 0 | 0 | 0 | 0 | 0 | 0 | 0 | 0 | 0 | 60 | 0 | 0 | 0 | 0 | 0 | 0 | 0 | 182 | 117.15 | 0 | 0 | 1 | 3 | 6 | 1 | 0 | 0 | 0 | -6514.967 | -537.3375 | 591.5 | Devers-Red Bluff Constraint | Devers-Red Bluff Constraint | Silvergate - Bay Blvd 230 kV constraint |  | 0 | 6 | 1 | 0 | 0 | 0 | -6514.967 | -537.3375 | 1259.5 | Devers-Red Bluff Constraint | Devers-Red Bluff Constraint | Silvergate-Old Town 230 kV constraint |  | 5 | 5 | NO | 5 | 1 | 1 | NO | 1
PG&E Greater Bay Study Area | Edes | 115 | 0 | 0 | 0 | 0 | 0 | 0 | 0 | 0 | 0 | 0 | 0 | 0 | 0 | 0 | 0 | 0 | 0 | 0 | 0 | 0 | 0 | 0 | 0 | 0 | 0 | 0 | 0 | 0 | 0 | 0 | 0 | 0 | 0 | 0 | 0 | 0 | 0 | 0 | 0 | 0 | 0 | 0 | 0 | 0 | 0 | 0 | 0 | 0 | 0 | 0 | 0 | 0 | 0 | 0 | 0 | 0 | 0 | 0 | 0 | 0 | 0 | 0 | 0 | 0 | 0 | 0 | 1 | 0 | 0 | 0 | 0 | 0 | 0 | 0 | 0 | 0 | 0 | 0 | 0 | 0 | 0 | 0 | 0 | 0 | 0 | 0 | 0 | 0 | 0 | 0 | 0 | 0 | 0 | 0 | 0 | 0 | 0 | 0 | 0 | 0 | 0 | 0 | 0 | 0 | 0 | 0 | 0 | 0 |  | 0 | 0 | 0 | 0 | 0 | 0 | 0 | 0 | 0 | 0 | 0 | 0 | 0 | 0 | 0 | 0 | 0 | 0 | 0 | 0 | 0 | 0 | 0 | 0 | 0 | 0 | 0 | 0 | 0 | 0 | 0 | 0 | 0 | 0 | 0 | 0 | 960.23 | 956.7188 | 955.764 | Grant - Eastshore #2 line 115 kV | Grant - Eastshore #2 line 115 kV | Grant - Eastshore #2 line 115 kV |  | 0 | 0 | 0 | 0 | 0 | 0 | 960.23 | 956.7188 | 955.764 | Grant - Eastshore #2 line 115 kV | Grant - Eastshore #2 line 115 kV | Grant - Eastshore #2 line 115 kV |  | 1 | 1 | NO | 1 | 1 | 1 | NO | 1
PG&E Greater Bay Study Area | Eight Mile | 230 | 0 | 0 | 0 | 0 | 0 | 0 | 0 | 0 | 0 | 0 | 0 | 0 | 0 | 0 | 0 | 0 | 0 | 0 | 0 | 0 | 0 | 0 | 0 | 0 | 0 | 0 | 0 | 0 | 0 | 0 | 0 | 0 | 0 | 0 | 0 | 0 | 0 | 0 | 0 | 0 | 0 | 0 | 0 | 0 | 1 | 0 | 0 | 0 | 0 | 0 | 1 | 1 | 0 | 0 | 0 | 0 | 0 | 0 | 0 | 0 | 0 | 0 | 0 | 0 | 1 | 1 | 0 | 0 | 0 | 0 | 0 | 0 | 0 | 0 | 0 | 0 | 0 | 0 | 0 | 0 | 0 | 0 | 0 | 0 | 0 | 0 | 0 | 0 | 0 | 0 | 0 | 0 | 0 | 0 | 0 | 0 | 0 | 0 | 0 | 0 | 0 | 0 | 0 | 0 | 0 | 0 | 0 | 0 |  | 0 | 0 | 0 | 0 | 0 | 0 | 0 | 0 | 0 | 0 | 0 | 0 | 0 | 0 | 0 | 0 | 0 | 0 | 0 | 0 | 0 | 0 | 0 | 0 | 0 | 0 | 0 | 0 | 0 | 0 | 1 | 0 | 1 | 0 | 0 | 0 | -1886.4315 | -134.2303 | 462.265 | Vaca Dixon-Tesla 500kV Line | Vaca Dixon-Tesla 500kV Line | Rio Oso-Brighton 230kV line |  | 0 | 0 | 0 | 0 | 0 | 0 | 164.1265 | 356.0745 | 462.265 | Bellota-Weber 230kV line | Rio Oso-Brighton 230kV line | Rio Oso-Brighton 230kV line |  | 5 | 1 | YES | 2 | 1 | 1 | NO | 1
SDG&E Study Area | El Cajon | 69 | 0 | 0 | 0 | 0 | 0 | 0 | 0 | 0 | 0 | 0 | 0 | 0 | 0 | 0 | 0 | 0 | 0 | 0 | 0 | 0 | 0 | 0 | 0 | 0 | 0 | 0 | 0 | 0 | 0 | 0 | 0 | 1 | 1 | 1 | 0 | 0 | 0 | 0 | 0 | 0 | 0 | 0 | 0 | 0 | 0 | 0 | 0 | 0 | 0 | 0 | 0 | 0 | 0 | 0 | 0 | 0 | 0 | 0 | 0 | 0 | 0 | 0 | 0 | 0 | 0 | 0 | 0 | 0 | 0 | 0 | 0 | 0 | 0 | 0 | 0 | 0 | 0 | 0 | 0 | 0 | 0 | 0 | 0 | 0 | 0 | 0 | 0 | 0 | 0 | 0 | 0 | 0 | 0 | 0 | 0 | 0 | 0 | 0 | 0 | 0 | 0 | 0 | 0 | 0 | 0 | 0 | 0 | 1 |  | 0 | 0 | 0 | 0 | 0 | 0 | 0 | 0 | 0 | 0 | 0 | 0 | 0 | 0 | 0 | 0 | 0 | 0 | 0 | 0 | 0 | 0 | 0 | 0 | 0 | 0 | 50 | 0 | 0 | 1 | 0 | 1 | 0 | 0 | 0 | 0 | -112.055 | 197.5523 | 296.5564 | Internal San Diego Area constraint | Miguel 69 kV constraint | Miguel 69 kV constraint |  | 0 | 1 | 0 | 0 | 0 | 0 | -112.055 | 197.5523 | 296.5564 | Internal San Diego Area constraint | Miguel 69 kV constraint | Miguel 69 kV constraint |  | 3 | 3 | NO | 3 | 1 | 1 | NO | 1
SCE Eastern Study Area | El Casco | 230 | 0 | 0 | 0 | 0 | 0 | 0 | 0 | 0 | 0 | 0 | 0 | 0 | 0 | 0 | 0 | 0 | 0 | 0 | 0 | 0 | 0 | 0 | 0 | 1 | 0 | 1 | 0 | 0 | 0 | 0 | 0 | 0 | 0 | 0 | 0 | 0 | 0 | 0 | 0 | 0 | 0 | 0 | 0 | 0 | 0 | 0 | 0 | 0 | 0 | 0 | 0 | 0 | 0 | 0 | 0 | 0 | 0 | 0 | 0 | 0 | 0 | 0 | 0 | 0 | 0 | 0 | 0 | 0 | 0 | 0 | 0 | 0 | 0 | 0 | 0 | 0 | 0 | 0 | 0 | 0 | 0 | 0 | 0 | 0 | 0 | 0 | 0 | 0 | 0 | 0 | 0 | 0 | 0 | 0 | 0 | 0 | 0 | 0 | 0 | 0 | 0 | 0 | 0 | 0 | 0 | 0 | 0 | 1 |  | 0 | 0 | 0 | 0 | 0 | 0 | 0 | 0 | 0 | 0 | 0 | 100 | 0 | 0 | 1 | 0 | 0 | 200 | 0 | 0 | 0 | 0 | 0 | 0 | 0 | 0 | 65 | 0 | 0 | 1 | 0 | 1 | 0 | 0 | 0 | 0 | -558.3782 | 3700.2667 | 11465.116 | Serrano-Alberhill-Valley Constraint | Serrano-Alberhill-Valley Constraint | Etiwanda-Rancho Vista Constraint |  | 0 | 1 | 0 | 0 | 0 | 0 | -558.3782 | 3700.2667 | 11465.116 | Serrano-Alberhill-Valley Constraint | Serrano-Alberhill-Valley Constraint | Etiwanda-Rancho Vista Constraint |  | 4 | 4 | NO | 4 | 1 | 1 | NO | 1
PG&E Fresno Study Area | El Nido (PGE) | 115 | 0 | 0 | 0 | 0 | 0 | 0 | 0 | 0 | 0 | 0 | 0 | 0 | 0 | 0 | 0 | 0 | 0 | 0 | 0 | 0 | 0 | 0 | 0 | 0 | 0 | 0 | 0 | 0 | 0 | 0 | 0 | 0 | 0 | 0 | 0 | 0 | 0 | 0 | 0 | 0 | 0 | 0 | 0 | 0 | 0 | 0 | 0 | 0 | 0 | 0 | 1 | 0 | 0 | 0 | 0 | 0 | 0 | 0 | 0 | 0 | 0 | 0 | 0 | 0 | 0 | 0 | 0 | 0 | 0 | 0 | 0 | 0 | 0 | 0 | 0 | 0 | 1 | 0 | 0 | 0 | 0 | 0 | 0 | 0 | 0 | 1 | 1 | 0 | 1 | 1 | 1 | 1 | 1 | 1 | 0 | 1 | 0 | 1 | 1 | 1 | 0 | 1 | 0 | 0 | 0 | 0 | 0 | 4 |  | 0 | 0 | 0 | 0 | 0 | 0 | 0 | 0 | 0 | 0 | 0 | 0 | 0 | 0 | 0 | 0 | 0 | 0 | 0 | 0 | 0 | 0 | 0 | 3 | 0 | 0 | 0 | 0 | 0 | 1 | 4 | 0 | 4 | 0 | 0 | 0 | -2895.395 | -1843.223 | 9.63 | Midway-Q2005 230kV Line | Midway-Q2005 230kV Line | Merced 115/70kV TB#2 |  | 0 | 0 | 0 | 0 | 0 | 0 | 0.019 | 210.732 | 9.63 | Tranquility-Helm 230kV Line | Merced 115/70kV TB#2 | Merced 115/70kV TB#2 |  | 5 | 1 | YES | 2 | 1 | 1 | NO | 1
SCE Metro Study Area | El Nido (SCE) | 230 | 0 | 0 | 0 | 0 | 0 | 0 | 0 | 0 | 0 | 0 | 1 | 1 | 1 | 0 | 0 | 0 | 0 | 0 | 0 | 0 | 0 | 0 | 0 | 0 | 0 | 0 | 0 | 0 | 0 | 0 | 0 | 0 | 0 | 0 | 0 | 0 | 0 | 0 | 0 | 0 | 0 | 0 | 0 | 0 | 0 | 0 | 0 | 0 | 0 | 0 | 0 | 0 | 0 | 0 | 0 | 0 | 0 | 0 | 0 | 0 | 0 | 0 | 0 | 0 | 0 | 0 | 0 | 0 | 0 | 0 | 0 | 0 | 0 | 0 | 0 | 0 | 0 | 0 | 0 | 0 | 0 | 0 | 0 | 0 | 0 | 0 | 0 | 0 | 0 | 0 | 0 | 0 | 0 | 0 | 0 | 0 | 0 | 0 | 0 | 0 | 0 | 0 | 0 | 0 | 0 | 0 | 0 | 0 |  | 0 | 0 | 0 | 0 | 0 | 0 | 0 | 0 | 0 | 0 | 0 | 0 | 0 | 0 | 0 | 0 | 0 | 0 | 0 | 0 | 0 | 0 | 0 | 0 | 0 | 0 | 0 | 13 | 0 | 1 | 0 | 0 | 0 | 0 | 0 | 0 | 2889.234 | 3209.703 | 4183.53 | Hinson - Del Amo Constraint | Hinson - Del Amo Constraint | Hinson - Del Amo Constraint |  | 0 | 0 | 0 | 0 | 0 | 0 | 2889.234 | 3209.703 | 4183.53 | Hinson - Del Amo Constraint | Hinson - Del Amo Constraint | Hinson - Del Amo Constraint |  | 1 | 1 | NO | 1 | 1 | 1 | NO | 1
PG&E Greater Bay Study Area | El Patio | 115 | 0 | 0 | 0 | 0 | 0 | 0 | 0 | 0 | 0 | 0 | 0 | 0 | 0 | 0 | 0 | 0 | 0 | 0 | 0 | 0 | 0 | 0 | 0 | 0 | 0 | 0 | 0 | 0 | 0 | 0 | 0 | 0 | 0 | 0 | 0 | 0 | 0 | 0 | 0 | 0 | 0 | 0 | 0 | 0 | 0 | 0 | 0 | 0 | 0 | 0 | 0 | 0 | 0 | 0 | 0 | 0 | 0 | 0 | 0 | 0 | 0 | 0 | 0 | 0 | 0 | 0 | 0 | 0 | 0 | 0 | 0 | 0 | 1 | 0 | 0 | 0 | 0 | 0 | 0 | 0 | 0 | 0 | 0 | 0 | 0 | 0 | 0 | 0 | 0 | 0 | 0 | 0 | 0 | 0 | 0 | 0 | 0 | 0 | 0 | 0 | 0 | 0 | 0 | 0 | 0 | 0 | 0 | 0 |  | 0 | 0 | 0 | 0 | 0 | 0 | 0 | 0 | 0 | 0 | 0 | 0 | 0 | 0 | 0 | 0 | 0 | 0 | 0 | 0 | 0 | 0 | 0 | 0 | 0 | 0 | 0 | 0 | 0 | 0 | 1 | 0 | 1 | 0 | 0 | 0 | -349.3 | -18.55 | 975.5 | Morganhill-Metcalf 115kV Line | Morganhill-Metcalf 115kV Line | Morganhill-Metcalf 115kV Line |  | 0 | 0 | 0 | 0 | 0 | 0 | 362.7 | 693.45 | 975.5 | Morganhill-Metcalf 115kV Line | Morganhill-Metcalf 115kV Line | Morganhill-Metcalf 115kV Line |  | 5 | 1 | YES | 2 | 1 | 1 | NO | 1
SCE Metro Study Area | El Segundo | 230 | 0 | 0 | 0 | 0 | 0 | 0 | 0 | 0 | 0 | 0 | 1 | 1 | 1 | 0 | 0 | 0 | 0 | 0 | 0 | 0 | 0 | 0 | 0 | 0 | 0 | 0 | 0 | 0 | 0 | 0 | 0 | 0 | 0 | 0 | 0 | 0 | 0 | 0 | 0 | 0 | 0 | 0 | 0 | 0 | 0 | 0 | 0 | 0 | 0 | 0 | 0 | 0 | 0 | 0 | 0 | 0 | 0 | 0 | 0 | 0 | 0 | 0 | 0 | 0 | 0 | 0 | 0 | 0 | 0 | 0 | 0 | 0 | 0 | 0 | 0 | 0 | 0 | 0 | 0 | 0 | 0 | 0 | 0 | 0 | 0 | 0 | 0 | 0 | 0 | 0 | 0 | 0 | 0 | 0 | 0 | 0 | 0 | 0 | 0 | 0 | 0 | 0 | 0 | 0 | 0 | 0 | 0 | 0 |  | 0 | 0 | 0 | 0 | 0 | 0 | 0 | 0 | 0 | 0 | 0 | 0 | 0 | 0 | 0 | 0 | 0 | 0 | 0 | 0 | 0 | 0 | 0 | 0 | 0 | 0 | 0 | 0 | 0 | 0 | 0 | 0 | 0 | 0 | 0 | 0 | 2889.234 | 3209.703 | 4183.53 | Hinson - Del Amo Constraint | Hinson - Del Amo Constraint | Hinson - Del Amo Constraint |  | 0 | 0 | 0 | 0 | 0 | 0 | 2889.234 | 3209.703 | 4183.53 | Hinson - Del Amo Constraint | Hinson - Del Amo Constraint | Hinson - Del Amo Constraint |  | 1 | 1 | NO | 1 | 1 | 1 | NO | 1
East of Pisgah Study Area | Eldorado | 500 | 0 | 0 | 0 | 0 | 0 | 0 | 0 | 0 | 0 | 0 | 0 | 0 | 0 | 0 | 0 | 0 | 0 | 0 | 0 | 1 | 0 | 1 | 0 | 0 | 0 | 0 | 0 | 0 | 1 | 0 | 0 | 0 | 0 | 0 | 0 | 0 | 0 | 0 | 0 | 0 | 0 | 0 | 0 | 0 | 0 | 0 | 0 | 0 | 0 | 0 | 0 | 0 | 0 | 0 | 0 | 0 | 0 | 0 | 0 | 0 | 0 | 0 | 0 | 0 | 0 | 0 | 0 | 0 | 0 | 0 | 0 | 0 | 0 | 0 | 0 | 0 | 0 | 0 | 0 | 0 | 0 | 0 | 0 | 0 | 0 | 0 | 0 | 0 | 0 | 0 | 0 | 0 | 0 | 0 | 0 | 0 | 0 | 0 | 0 | 0 | 0 | 0 | 0 | 0 | 0 | 0 | 0 | 2 |  | 0 | 0 | 0 | 0 | 0 | 0 | 0 | 0 | 0 | 0 | 0 | 0 | 0 | 0 | 0 | 240 | 0 | 0 | 0 | 4500 | 0 | 0 | 0 | 0 | 0 | 0 | 0 | 0 | 0 | 1 | 1 | 2 | 1 | 0 | 0 | 0 | -6514.967 | -537.3375 | 3670.387 | Devers-Red Bluff Constraint | Devers-Red Bluff Constraint | Lugo - Victorville area constraint |  | 0 | 2 | 1 | 0 | 0 | 0 | -6514.967 | -537.3375 | 4247.678 | Devers-Red Bluff Constraint | Devers-Red Bluff Constraint | Colorado River-Red Bluff Constraint |  | 5 | 5 | NO | 5 | 1 | 1 | NO | 1
East of Pisgah Study Area | Eldorado | 230 | 0 | 0 | 0 | 0 | 0 | 0 | 0 | 0 | 0 | 0 | 0 | 0 | 0 | 0 | 0 | 0 | 0 | 0 | 0 | 1 | 0 | 1 | 0 | 0 | 0 | 0 | 0 | 0 | 1 | 0 | 0 | 0 | 0 | 0 | 0 | 0 | 0 | 0 | 0 | 0 | 0 | 0 | 0 | 0 | 0 | 0 | 0 | 0 | 0 | 0 | 0 | 0 | 0 | 0 | 0 | 0 | 0 | 0 | 0 | 0 | 0 | 0 | 0 | 0 | 0 | 0 | 0 | 0 | 0 | 0 | 0 | 0 | 0 | 0 | 0 | 0 | 0 | 0 | 0 | 0 | 0 | 0 | 0 | 0 | 0 | 0 | 0 | 0 | 0 | 0 | 0 | 0 | 0 | 0 | 0 | 0 | 0 | 0 | 0 | 0 | 0 | 0 | 0 | 0 | 0 | 0 | 0 | 2 |  | 88.2 | 0 | 0 | 0 | 0 | 0 | 0 | 0 | 0 | 0 | 0 | 0 | 0 | 0 | 1 | 76 | 0 | 0 | 0 | 0 | 0 | 0 | 0 | 0 | 0 | 300 | 279 | 250 | 0 | 1 | 1 | 2 | 1 | 0 | 0 | 0 | -6514.967 | -537.3375 | 3670.387 | Devers-Red Bluff Constraint | Devers-Red Bluff Constraint | Lugo - Victorville area constraint |  | 0 | 2 | 1 | 0 | 0 | 0 | -6514.967 | -537.3375 | 4247.678 | Devers-Red Bluff Constraint | Devers-Red Bluff Constraint | Colorado River-Red Bluff Constraint |  | 5 | 5 | NO | 5 | 1 | 1 | NO | 1
PG&E Kern Study Area | Elk Hills | 230 | 0 | 0 | 0 | 0 | 0 | 0 | 0 | 0 | 0 | 0 | 0 | 0 | 0 | 0 | 0 | 0 | 0 | 0 | 0 | 0 | 0 | 0 | 0 | 0 | 0 | 0 | 0 | 0 | 0 | 0 | 0 | 0 | 0 | 0 | 0 | 0 | 0 | 0 | 0 | 0 | 0 | 0 | 0 | 0 | 0 | 0 | 0 | 0 | 0 | 0 | 0 | 0 | 0 | 0 | 0 | 0 | 0 | 0 | 0 | 0 | 0 | 0 | 0 | 0 | 0 | 0 | 0 | 0 | 0 | 0 | 0 | 0 | 0 | 0 | 0 | 1 | 1 | 0 | 0 | 0 | 0 | 0 | 0 | 0 | 0 | 1 | 1 | 0 | 0 | 0 | 0 | 0 | 0 | 0 | 0 | 0 | 0 | 0 | 0 | 0 | 0 | 0 | 0 | 1 | 1 | 0 | 0 | 0 |  | 0 | 0 | 0 | 0 | 0 | 0 | 0 | 0 | 0 | 0 | 0 | 0 | 0 | 0 | 0 | 0 | 0 | 0 | 0 | 0 | 0 | 0 | 0 | 5.25 | 0 | 0 | 0 | 0 | 0 | 1 | 4 | 0 | 4 | 0 | 0 | 0 | -2895.395 | -1843.223 | 596.3058 | Midway-Q2005 230kV Line | Midway-Q2005 230kV Line | Oceano-Calendar 115kV line |  | 0 | 0 | 0 | 0 | 0 | 0 | 63.468 | 821.2582 | 826.3058 | Gates-Panoche 230 kV #1 and #2 Lines | Oceano-Calendar 115kV line | Oceano-Calendar 115kV line |  | 5 | 1 | YES | 2 | 1 | 1 | NO | 1
SDG&E Study Area | Elliot | 69 | 0 | 0 | 0 | 0 | 0 | 0 | 0 | 0 | 0 | 0 | 0 | 0 | 0 | 0 | 0 | 0 | 0 | 0 | 0 | 0 | 0 | 0 | 0 | 0 | 0 | 0 | 0 | 0 | 0 | 0 | 0 | 0 | 1 | 0 | 0 | 0 | 0 | 0 | 0 | 0 | 0 | 0 | 0 | 0 | 0 | 0 | 0 | 0 | 0 | 0 | 0 | 0 | 0 | 0 | 0 | 0 | 0 | 0 | 0 | 0 | 0 | 0 | 0 | 0 | 0 | 0 | 0 | 0 | 0 | 0 | 0 | 0 | 0 | 0 | 0 | 0 | 0 | 0 | 0 | 0 | 0 | 0 | 0 | 0 | 0 | 0 | 0 | 0 | 0 | 0 | 0 | 0 | 0 | 0 | 0 | 0 | 0 | 0 | 0 | 0 | 0 | 0 | 0 | 0 | 0 | 0 | 0 | 1 |  | 0 | 0 | 0 | 0 | 0 | 0 | 0 | 0 | 0 | 0 | 0 | 0 | 0 | 0 | 0 | 0 | 0 | 0 | 0 | 0 | 0 | 0 | 0 | 0 | 0 | 0 | 9.75 | 0 | 0 | 1 | 0 | 1 | 0 | 0 | 0 | 0 | -112.055 | 1261.055 | 2253.85 | Internal San Diego Area constraint | Internal San Diego Area constraint | Internal San Diego Area constraint |  | 0 | 1 | 0 | 0 | 0 | 0 | -112.055 | 1261.055 | 2253.85 | Internal San Diego Area constraint | Internal San Diego Area constraint | Internal San Diego Area constraint |  | 3 | 3 | NO | 3 | 1 | 1 | NO | 1
SCE Metro Study Area | Ellis | 230 | 0 | 0 | 0 | 0 | 0 | 0 | 0 | 0 | 0 | 0 | 0 | 0 | 1 | 0 | 0 | 0 | 0 | 0 | 0 | 0 | 0 | 0 | 0 | 0 | 0 | 0 | 0 | 0 | 0 | 0 | 0 | 0 | 0 | 0 | 0 | 0 | 0 | 0 | 0 | 0 | 0 | 0 | 0 | 0 | 0 | 0 | 0 | 0 | 0 | 0 | 0 | 0 | 0 | 0 | 0 | 0 | 0 | 0 | 0 | 0 | 0 | 0 | 0 | 0 | 0 | 0 | 0 | 0 | 0 | 0 | 0 | 0 | 0 | 0 | 0 | 0 | 0 | 0 | 0 | 0 | 0 | 0 | 0 | 0 | 0 | 0 | 0 | 0 | 0 | 0 | 0 | 0 | 0 | 0 | 0 | 0 | 0 | 0 | 0 | 0 | 0 | 0 | 0 | 0 | 0 | 0 | 0 | 0 |  | 0 | 0 | 0 | 0 | 0 | 0 | 0 | 0 | 0 | 0 | 0 | 0 | 0 | 0 | 0 | 0 | 0 | 0 | 0 | 0 | 0 | 0 | 0 | 0 | 0 | 0 | 0 | 0 | 0 | 0 | 0 | 0 | 0 | 0 | 0 | 0 | 11262.334 | 12489.753 | 16184.43 | SCE Metro Area Default Constraint | SCE Metro Area Default Constraint | SCE Metro Area Default Constraint |  | 0 | 0 | 0 | 0 | 0 | 0 | 11262.334 | 12489.753 | 16184.43 | SCE Metro Area Default Constraint | SCE Metro Area Default Constraint | SCE Metro Area Default Constraint |  | 1 | 1 | NO | 1 | 1 | 1 | NO | 1
SDG&E Study Area | Encina | 230 | 0 | 0 | 0 | 0 | 0 | 0 | 0 | 0 | 0 | 0 | 0 | 0 | 0 | 0 | 0 | 0 | 0 | 0 | 0 | 0 | 0 | 0 | 0 | 0 | 0 | 0 | 0 | 0 | 0 | 0 | 0 | 0 | 0 | 0 | 1 | 0 | 1 | 0 | 0 | 0 | 0 | 0 | 0 | 0 | 0 | 0 | 0 | 0 | 0 | 0 | 0 | 0 | 0 | 0 | 0 | 0 | 0 | 0 | 0 | 0 | 0 | 0 | 0 | 0 | 0 | 0 | 0 | 0 | 0 | 0 | 0 | 0 | 0 | 0 | 0 | 0 | 0 | 0 | 0 | 0 | 0 | 0 | 0 | 0 | 0 | 0 | 0 | 0 | 0 | 0 | 0 | 0 | 0 | 0 | 0 | 0 | 0 | 0 | 0 | 0 | 0 | 0 | 0 | 0 | 0 | 0 | 0 | 2 |  | 0 | 0 | 0 | 0 | 0 | 0 | 0 | 0 | 0 | 0 | 0 | 0 | 0 | 0 | 0 | 0 | 0 | 0 | 0 | 0 | 0 | 0 | 0 | 0 | 0 | 0 | 0 | 0 | 0 | 0 | 0 | 2 | 0 | 0 | 0 | 0 | -217.205 | 1143.23 | 3523 | Encina - San Luis Rey 230 kV constraint | Encina - San Luis Rey 230 kV constraint | Encina - San Luis Rey 230 kV constraint |  | 0 | 2 | 0 | 0 | 0 | 0 | -217.205 | 1143.23 | 3523 | Encina - San Luis Rey 230 kV constraint | Encina - San Luis Rey 230 kV constraint | Encina - San Luis Rey 230 kV constraint |  | 4 | 4 | NO | 4 | 1 | 1 | NO | 1
SDG&E Study Area | Escondido | 230 | 0 | 0 | 0 | 0 | 0 | 0 | 0 | 0 | 0 | 0 | 0 | 0 | 0 | 0 | 0 | 0 | 0 | 0 | 0 | 0 | 0 | 0 | 0 | 0 | 0 | 0 | 0 | 0 | 0 | 1 | 0 | 0 | 1 | 0 | 1 | 0 | 1 | 0 | 0 | 0 | 0 | 1 | 0 | 0 | 0 | 0 | 0 | 0 | 0 | 0 | 0 | 0 | 0 | 0 | 0 | 0 | 0 | 0 | 0 | 0 | 0 | 0 | 0 | 0 | 0 | 0 | 0 | 0 | 0 | 0 | 0 | 0 | 0 | 0 | 0 | 0 | 0 | 0 | 0 | 0 | 0 | 0 | 0 | 0 | 0 | 0 | 0 | 0 | 0 | 0 | 0 | 0 | 0 | 0 | 0 | 0 | 0 | 0 | 0 | 0 | 0 | 0 | 0 | 0 | 0 | 0 | 0 | 3 |  | 0 | 0 | 0 | 0 | 0 | 0 | 0 | 0 | 0 | 0 | 0 | 0 | 50 | 0 | 1 | 0 | 0 | 0 | 0 | 0 | 0 | 0 | 0 | 0 | 0 | 0 | 0 | 92 | 0 | 1 | 1 | 3 | 0 | 0 | 0 | 0 | -445.35 | 379.825 | 2253.85 | Talega 230 kV constraint | Talega 230 kV constraint | Internal San Diego Area constraint |  | 0 | 3 | 0 | 0 | 0 | 0 | -217.205 | 964.7 | 2253.85 | Encina - San Luis Rey 230 kV constraint | Capistrano-San Onofre 230 kV constraint | Internal San Diego Area constraint |  | 5 | 4 | YES | 4 | 1 | 1 | NO | 1
SCE Eastern Study Area | Etiwanda | 230 | 0 | 0 | 0 | 0 | 0 | 0 | 0 | 0 | 0 | 0 | 0 | 0 | 0 | 0 | 0 | 0 | 0 | 0 | 0 | 0 | 0 | 0 | 0 | 1 | 0 | 1 | 0 | 0 | 0 | 0 | 0 | 0 | 0 | 0 | 0 | 0 | 0 | 0 | 0 | 0 | 0 | 0 | 0 | 0 | 0 | 0 | 0 | 0 | 0 | 0 | 0 | 0 | 0 | 0 | 0 | 0 | 0 | 0 | 0 | 0 | 0 | 0 | 0 | 0 | 0 | 0 | 0 | 0 | 0 | 0 | 0 | 0 | 0 | 0 | 0 | 0 | 0 | 0 | 0 | 0 | 0 | 0 | 0 | 0 | 0 | 0 | 0 | 0 | 0 | 0 | 0 | 0 | 0 | 0 | 0 | 0 | 0 | 0 | 0 | 0 | 0 | 0 | 0 | 0 | 0 | 0 | 0 | 1 |  | 0 | 0 | 0 | 0 | 0 | 0 | 0 | 0 | 0 | 0 | 0 | 100 | 0 | 0 | 1 | 0 | 0 | 0 | 0 | 0 | 0 | 0 | 0 | 0 | 0 | 0 | 100 | 0 | 0 | 1 | 0 | 1 | 0 | 0 | 0 | 0 | -558.3782 | 3700.2667 | 11465.116 | Serrano-Alberhill-Valley Constraint | Serrano-Alberhill-Valley Constraint | Etiwanda-Rancho Vista Constraint |  | 0 | 1 | 0 | 0 | 0 | 0 | -558.3782 | 3700.2667 | 11465.116 | Serrano-Alberhill-Valley Constraint | Serrano-Alberhill-Valley Constraint | Etiwanda-Rancho Vista Constraint |  | 4 | 4 | NO | 4 | 1 | 1 | NO | 1
PG&E Greater Bay Study Area | Evergreen | 115 | 0 | 0 | 0 | 0 | 0 | 0 | 0 | 0 | 0 | 0 | 0 | 0 | 0 | 0 | 0 | 0 | 0 | 0 | 0 | 0 | 0 | 0 | 0 | 0 | 0 | 0 | 0 | 0 | 0 | 0 | 0 | 0 | 0 | 0 | 0 | 0 | 0 | 0 | 0 | 0 | 0 | 0 | 0 | 0 | 0 | 0 | 0 | 0 | 0 | 0 | 0 | 0 | 0 | 0 | 0 | 0 | 0 | 0 | 0 | 0 | 1 | 0 | 0 | 0 | 1 | 0 | 0 | 0 | 0 | 0 | 0 | 1 | 1 | 0 | 0 | 0 | 0 | 0 | 0 | 0 | 0 | 0 | 0 | 0 | 0 | 0 | 0 | 0 | 0 | 0 | 0 | 0 | 0 | 0 | 0 | 0 | 0 | 0 | 0 | 0 | 0 | 0 | 0 | 0 | 0 | 0 | 0 | 1 |  | 0 | 0 | 0 | 0 | 0 | 0 | 0 | 0 | 0 | 0 | 0 | 0 | 0 | 0 | 0 | 0 | 0 | 0 | 0 | 0 | 0 | 0 | 0 | 0 | 0 | 0 | 0 | 0 | 0 | 0 | 1 | 0 | 1 | 0 | 0 | 0 | -349.3 | -18.55 | 975.5 | Morganhill-Metcalf 115kV Line | Morganhill-Metcalf 115kV Line | Morganhill-Metcalf 115kV Line |  | 0 | 0 | 0 | 0 | 0 | 0 | 362.7 | 693.45 | 975.5 | Morganhill-Metcalf 115kV Line | Morganhill-Metcalf 115kV Line | Morganhill-Metcalf 115kV Line |  | 5 | 1 | YES | 2 | 1 | 1 | NO | 1
PG&E Fresno Study Area | Excelsior | 115 | 0 | 0 | 0 | 0 | 0 | 0 | 0 | 0 | 0 | 0 | 0 | 0 | 0 | 0 | 0 | 0 | 0 | 0 | 0 | 0 | 0 | 0 | 0 | 0 | 0 | 0 | 0 | 0 | 0 | 0 | 0 | 0 | 0 | 0 | 0 | 0 | 0 | 0 | 0 | 0 | 0 | 0 | 0 | 0 | 0 | 0 | 0 | 0 | 0 | 0 | 0 | 0 | 0 | 0 | 0 | 0 | 0 | 0 | 0 | 0 | 0 | 0 | 0 | 0 | 0 | 0 | 0 | 0 | 0 | 0 | 0 | 0 | 0 | 0 | 0 | 0 | 1 | 0 | 0 | 0 | 0 | 0 | 0 | 0 | 0 | 1 | 1 | 1 | 1 | 1 | 0 | 1 | 1 | 1 | 1 | 1 | 0 | 0 | 0 | 0 | 0 | 0 | 0 | 0 | 0 | 1 | 0 | 3 |  | 0 | 0 | 0 | 0 | 0 | 0 | 0 | 0 | 0 | 0 | 0 | 0 | 0 | 0 | 0 | 0 | 0 | 0 | 0 | 0 | 0 | 0 | 0 | 0 | 0 | 0 | 0 | 0 | 0 | 0 | 4 | 1 | 4 | 1 | 0 | 0 | -2895.395 | -1843.223 | 299.4102 | Midway-Q2005 230kV Line | Midway-Q2005 230kV Line | Panoche- Mendota 115 kV line |  | 0 | 1 | 0 | 1 | 0 | 0 | -392.082 | -48.5717 | 299.4102 | Moss Landing-Las Aguilas 230 kV Line | Moss Landing-Las Aguilas 230 kV Line | Panoche- Mendota 115 kV line |  | 5 | 4 | YES | 4 | 1 | 1 | NO | 1
PG&E Kern Study Area | Fairway | 115 | 0 | 0 | 0 | 0 | 0 | 0 | 0 | 0 | 0 | 0 | 0 | 0 | 0 | 0 | 0 | 0 | 0 | 0 | 0 | 0 | 0 | 0 | 0 | 0 | 0 | 0 | 0 | 0 | 0 | 0 | 0 | 0 | 0 | 0 | 0 | 0 | 0 | 0 | 0 | 0 | 0 | 0 | 0 | 0 | 0 | 0 | 0 | 0 | 0 | 0 | 0 | 0 | 0 | 0 | 0 | 0 | 0 | 0 | 0 | 0 | 0 | 0 | 0 | 0 | 0 | 0 | 0 | 0 | 0 | 0 | 0 | 0 | 0 | 0 | 0 | 0 | 1 | 0 | 0 | 0 | 0 | 0 | 0 | 0 | 0 | 1 | 0 | 0 | 0 | 0 | 0 | 0 | 0 | 0 | 0 | 1 | 0 | 0 | 0 | 0 | 0 | 0 | 0 | 0 | 1 | 0 | 0 | 0 |  | 0 | 0 | 0 | 0 | 0 | 0 | 0 | 0 | 0 | 0 | 0 | 10 | 0 | 0 | 1 | 0 | 0 | 0 | 0 | 0 | 0 | 0 | 0 | 0 | 0 | 0 | 0 | 0 | 0 | 0 | 2 | 0 | 2 | 0 | 0 | 0 | -2895.395 | -1843.223 | 299.4102 | Midway-Q2005 230kV Line | Midway-Q2005 230kV Line | Panoche- Mendota 115 kV line |  | 0 | 0 | 0 | 0 | 0 | 0 | 63.468 | 887.8103 | 299.4102 | Gates-Panoche 230 kV #1 and #2 Lines | Panoche- Mendota 115 kV line | Panoche- Mendota 115 kV line |  | 5 | 1 | YES | 2 | 1 | 1 | NO | 1
PG&E Kern Study Area | Famoso | 115 | 0 | 0 | 0 | 0 | 0 | 0 | 0 | 0 | 0 | 0 | 0 | 0 | 0 | 0 | 0 | 0 | 0 | 0 | 0 | 0 | 0 | 0 | 0 | 0 | 0 | 0 | 0 | 0 | 0 | 0 | 0 | 0 | 0 | 0 | 0 | 0 | 0 | 0 | 0 | 0 | 0 | 0 | 0 | 0 | 0 | 0 | 0 | 0 | 0 | 0 | 0 | 0 | 0 | 0 | 0 | 0 | 0 | 0 | 0 | 0 | 0 | 0 | 0 | 0 | 0 | 0 | 0 | 0 | 0 | 0 | 0 | 0 | 0 | 0 | 0 | 0 | 0 | 0 | 1 | 0 | 0 | 0 | 1 | 1 | 0 | 0 | 0 | 0 | 0 | 0 | 0 | 0 | 0 | 0 | 0 | 0 | 0 | 0 | 0 | 0 | 0 | 0 | 0 | 0 | 0 | 0 | 0 | 0 |  | 0 | 0 | 0 | 0 | 0 | 0 | 0 | 0 | 0 | 0 | 0 | 0 | 0 | 0 | 0 | 0 | 0 | 0 | 0 | 0 | 0 | 0 | 0 | 5 | 0 | 0 | 0 | 0 | 0 | 1 | 0 | 0 | 0 | 0 | 0 | 0 | 70.518 | 66.2401 | 254.8922 | Semitropic-Midway 115kV Line | Semitropic-Midway 115kV Line | Semitropic-Midway 115kV Line |  | 0 | 0 | 0 | 0 | 0 | 0 | 70.518 | 66.2401 | 254.8922 | Semitropic-Midway 115kV Line | Semitropic-Midway 115kV Line | Semitropic-Midway 115kV Line |  | 1 | 1 | NO | 1 | 1 | 1 | NO | 1
PG&E Greater Bay Study Area | Fibreboard (SPI Sonora) | 115 | 0 | 0 | 0 | 0 | 0 | 0 | 0 | 0 | 0 | 0 | 0 | 0 | 0 | 0 | 0 | 0 | 0 | 0 | 0 | 0 | 0 | 0 | 0 | 0 | 0 | 0 | 0 | 0 | 0 | 0 | 0 | 0 | 0 | 0 | 0 | 0 | 0 | 0 | 0 | 0 | 0 | 0 | 0 | 0 | 1 | 0 | 0 | 0 | 0 | 0 | 0 | 0 | 0 | 0 | 0 | 0 | 0 | 0 | 1 | 1 | 1 | 1 | 0 | 1 | 1 | 0 | 0 | 0 | 0 | 0 | 0 | 0 | 0 | 1 | 1 | 0 | 0 | 0 | 0 | 0 | 0 | 0 | 0 | 0 | 0 | 0 | 0 | 0 | 0 | 0 | 0 | 0 | 0 | 0 | 0 | 0 | 0 | 0 | 0 | 0 | 0 | 0 | 0 | 0 | 0 | 0 | 0 | 0 |  | 0 | 0 | 0 | 0 | 0 | 0 | 0 | 0 | 0 | 0 | 0 | 0 | 0 | 0 | 0 | 0 | 0 | 0 | 0 | 0 | 0 | 0 | 0 | 0 | 0 | 0 | 0 | 0 | 0 | 0 | 3 | 0 | 1 | 0 | 0 | 0 | -1886.4315 | -134.2303 | 29 | Vaca Dixon-Tesla 500kV Line | Vaca Dixon-Tesla 500kV Line | Contra Costa #1 115kV Line |  | 0 | 0 | 0 | 0 | 0 | 0 | 29 | 29 | 29 | Contra Costa #1 115kV Line | Contra Costa #1 115kV Line | Contra Costa #1 115kV Line |  | 5 | 1 | YES | 2 | 1 | 1 | NO | 1
PG&E Fresno Study Area | Figarden | 230 | 0 | 0 | 0 | 0 | 0 | 0 | 0 | 0 | 0 | 0 | 0 | 0 | 0 | 0 | 0 | 0 | 0 | 0 | 0 | 0 | 0 | 0 | 0 | 0 | 0 | 0 | 0 | 0 | 0 | 0 | 0 | 0 | 0 | 0 | 0 | 0 | 0 | 0 | 0 | 0 | 0 | 0 | 0 | 0 | 0 | 0 | 0 | 0 | 0 | 0 | 1 | 0 | 0 | 0 | 0 | 0 | 0 | 0 | 0 | 0 | 0 | 0 | 0 | 0 | 0 | 0 | 0 | 0 | 0 | 0 | 0 | 0 | 0 | 0 | 0 | 0 | 1 | 0 | 0 | 0 | 0 | 0 | 0 | 0 | 0 | 1 | 1 | 0 | 1 | 1 | 1 | 1 | 1 | 1 | 1 | 1 | 0 | 1 | 1 | 0 | 0 | 1 | 0 | 0 | 0 | 1 | 0 | 4 |  | 0 | 0 | 0 | 0 | 0 | 0 | 0 | 0 | 0 | 0 | 0 | 0 | 0 | 0 | 0 | 0 | 0 | 0 | 0 | 0 | 0 | 0 | 0 | 0 | 0 | 0 | 0 | 0 | 0 | 0 | 5 | 1 | 5 | 1 | 0 | 0 | -2895.395 | -1843.223 | 299.4102 | Midway-Q2005 230kV Line | Midway-Q2005 230kV Line | Panoche- Mendota 115 kV line |  | 0 | 1 | 0 | 1 | 0 | 0 | -392.082 | -48.5717 | 299.4102 | Moss Landing-Las Aguilas 230 kV Line | Moss Landing-Las Aguilas 230 kV Line | Panoche- Mendota 115 kV line |  | 5 | 4 | YES | 4 | 1 | 1 | NO | 1
PG&E Fresno Study Area | Fink (Proposed) | 230 | 0 | 0 | 0 | 0 | 0 | 0 | 0 | 0 | 0 | 0 | 0 | 0 | 0 | 0 | 0 | 0 | 0 | 0 | 0 | 0 | 0 | 0 | 0 | 0 | 0 | 0 | 0 | 0 | 0 | 0 | 0 | 0 | 0 | 0 | 0 | 0 | 0 | 0 | 0 | 0 | 0 | 0 | 0 | 0 | 0 | 0 | 0 | 0 | 0 | 0 | 0 | 0 | 0 | 0 | 0 | 0 | 0 | 0 | 0 | 0 | 0 | 0 | 0 | 0 | 0 | 0 | 0 | 0 | 0 | 0 | 0 | 0 | 0 | 0 | 0 | 0 | 1 | 0 | 0 | 0 | 0 | 0 | 0 | 0 | 0 | 0 | 1 | 0 | 0 | 0 | 0 | 1 | 0 | 0 | 0 | 0 | 0 | 0 | 0 | 0 | 0 | 0 | 0 | 0 | 0 | 0 | 0 | 1 |  | 0 | 0 | 0 | 0 | 0 | 0 | 0 | 0 | 0 | 50 | 0 | 5 | 0 | 0 | 1 | 0 | 0 | 0 | 0 | 0 | 0 | 0 | 0 | 0 | 170 | 0 | 157 | 30 | 0 | 1 | 2 | 0 | 2 | 0 | 0 | 0 | -2895.395 | -1843.223 | 1447.9557 | Midway-Q2005 230kV Line | Midway-Q2005 230kV Line | Midway-Q2005 230kV Line |  | 0 | 0 | 0 | 0 | 0 | 0 | 4293.643 | 5455.4633 | 2409.9557 | Los Banos 500/230kV TB | Los Banos 500/230kV TB | Midway-Q2005 230kV Line |  | 5 | 1 | YES | 2 | 1 | 1 | NO | 1
PG&E Greater Bay Study Area | FMC | 115 | 0 | 0 | 0 | 0 | 0 | 0 | 0 | 0 | 0 | 0 | 0 | 0 | 0 | 0 | 0 | 0 | 0 | 0 | 0 | 0 | 0 | 0 | 0 | 0 | 0 | 0 | 0 | 0 | 0 | 0 | 0 | 0 | 0 | 0 | 0 | 0 | 0 | 0 | 0 | 0 | 0 | 0 | 0 | 0 | 0 | 0 | 0 | 0 | 0 | 0 | 0 | 0 | 0 | 0 | 0 | 0 | 0 | 0 | 0 | 0 | 1 | 0 | 0 | 0 | 1 | 0 | 0 | 0 | 0 | 0 | 0 | 1 | 1 | 0 | 0 | 0 | 0 | 0 | 0 | 0 | 0 | 0 | 0 | 0 | 0 | 0 | 0 | 0 | 0 | 0 | 0 | 0 | 0 | 0 | 0 | 0 | 0 | 0 | 0 | 0 | 0 | 0 | 0 | 0 | 0 | 0 | 0 | 1 |  | 0 | 0 | 0 | 0 | 0 | 0 | 0 | 0 | 0 | 0 | 0 | 0 | 0 | 0 | 0 | 0 | 0 | 0 | 0 | 0 | 0 | 0 | 0 | 0 | 0 | 0 | 0 | 0 | 0 | 0 | 1 | 0 | 1 | 0 | 0 | 0 | -349.3 | -18.55 | 975.5 | Morganhill-Metcalf 115kV Line | Morganhill-Metcalf 115kV Line | Morganhill-Metcalf 115kV Line |  | 0 | 0 | 0 | 0 | 0 | 0 | 362.7 | 693.45 | 975.5 | Morganhill-Metcalf 115kV Line | Morganhill-Metcalf 115kV Line | Morganhill-Metcalf 115kV Line |  | 5 | 1 | YES | 2 | 1 | 1 | NO | 1
PG&E Greater Bay Study Area | Frogtown | 115 | 0 | 0 | 0 | 0 | 0 | 0 | 0 | 0 | 0 | 0 | 0 | 0 | 0 | 0 | 0 | 0 | 0 | 0 | 0 | 0 | 0 | 0 | 0 | 0 | 0 | 0 | 0 | 0 | 0 | 0 | 0 | 0 | 0 | 0 | 0 | 0 | 0 | 0 | 0 | 0 | 0 | 0 | 0 | 0 | 0 | 0 | 0 | 0 | 0 | 0 | 0 | 0 | 0 | 0 | 0 | 0 | 0 | 0 | 0 | 0 | 0 | 0 | 1 | 0 | 0 | 0 | 0 | 0 | 0 | 0 | 0 | 0 | 0 | 0 | 0 | 0 | 0 | 0 | 0 | 0 | 0 | 0 | 0 | 0 | 0 | 0 | 0 | 0 | 0 | 0 | 0 | 0 | 0 | 0 | 0 | 0 | 0 | 0 | 0 | 0 | 0 | 0 | 0 | 0 | 0 | 0 | 0 | 0 |  | 0 | 0 | 0 | 0 | 0 | 0 | 0 | 0 | 0 | 0 | 0 | 0 | 0 | 0 | 0 | 0 | 0 | 0 | 0 | 0 | 0 | 0 | 0 | 0 | 0 | 0 | 0 | 0 | 0 | 0 | 0 | 0 | 0 | 0 | 0 | 0 | 3.859 | 102.156 | 280.6464 | Kasson Jct-Heinz 115 kV line | Kasson Jct-Heinz 115 kV line | Kasson Jct-Heinz 115 kV line |  | 0 | 0 | 0 | 0 | 0 | 0 | 3.859 | 102.156 | 280.6464 | Kasson Jct-Heinz 115 kV line | Kasson Jct-Heinz 115 kV line | Kasson Jct-Heinz 115 kV line |  | 1 | 1 | NO | 1 | 1 | 1 | NO | 1
PG&E North of Greater Bay Study Area | Fulton | 230 | 0 | 0 | 0 | 0 | 0 | 0 | 0 | 0 | 0 | 0 | 0 | 0 | 0 | 0 | 0 | 0 | 0 | 0 | 0 | 0 | 0 | 0 | 0 | 0 | 0 | 0 | 0 | 0 | 0 | 0 | 0 | 0 | 0 | 0 | 0 | 0 | 0 | 0 | 0 | 0 | 0 | 0 | 0 | 1 | 0 | 0 | 1 | 0 | 0 | 0 | 0 | 0 | 0 | 0 | 0 | 0 | 0 | 1 | 1 | 1 | 1 | 0 | 0 | 1 | 1 | 0 | 0 | 0 | 0 | 0 | 0 | 0 | 0 | 0 | 1 | 0 | 0 | 0 | 0 | 0 | 0 | 0 | 0 | 0 | 0 | 0 | 0 | 0 | 0 | 0 | 0 | 0 | 0 | 0 | 0 | 0 | 0 | 0 | 0 | 0 | 0 | 0 | 0 | 0 | 0 | 0 | 0 | 1 |  | 0 | 0 | 0 | 0 | 0 | 0 | 0 | 0 | 0 | 0 | 0 | 0 | 0 | 0 | 0 | 17 | 0 | 0 | 0 | 0 | 0 | 0 | 0 | 0 | 0 | 0 | 38 | 0 | 0 | 1 | 2 | 0 | 0 | 0 | 0 | 0 | -504.4188 | 85.3033 | 653.0393 | Birds Landing-Contra Costa 230kV Line | Windmaster-Delta pumps 230 kV line | Windmaster-Delta pumps 230 kV line |  | 0 | 0 | 0 | 0 | 0 | 0 | 179.5473 | 668.0163 | 653.0393 | Contra Costa- Windmaster 230 kV line | Contra Costa- Windmaster 230 kV line | Windmaster-Delta pumps 230 kV line |  | 5 | 1 | YES | 2 | 1 | 1 | NO | 1
PG&E North of Greater Bay Study Area | Fulton | 115 | 0 | 0 | 0 | 0 | 0 | 0 | 0 | 0 | 0 | 0 | 0 | 0 | 0 | 0 | 0 | 0 | 0 | 0 | 0 | 0 | 0 | 0 | 0 | 0 | 0 | 0 | 0 | 0 | 0 | 0 | 0 | 0 | 0 | 0 | 0 | 0 | 0 | 0 | 0 | 0 | 0 | 0 | 0 | 1 | 1 | 0 | 1 | 0 | 0 | 0 | 0 | 0 | 0 | 0 | 0 | 0 | 1 | 1 | 1 | 1 | 1 | 0 | 0 | 0 | 1 | 0 | 0 | 0 | 0 | 0 | 0 | 0 | 0 | 1 | 1 | 0 | 0 | 0 | 0 | 0 | 0 | 0 | 0 | 0 | 0 | 0 | 0 | 0 | 0 | 0 | 0 | 0 | 0 | 0 | 0 | 0 | 0 | 0 | 0 | 0 | 0 | 0 | 0 | 0 | 0 | 0 | 0 | 2 |  | 0 | 0 | 0 | 0 | 0 | 0 | 0 | 0 | 0 | 0 | 0 | 0 | 0 | 0 | 0 | 0 | 2 | 0 | 0 | 0 | 0 | 0 | 0 | 0 | 0 | 0 | 0 | 0 | 0 | 1 | 3 | 0 | 1 | 0 | 0 | 0 | -1886.4315 | -134.2303 | 539.9052 | Vaca Dixon-Tesla 500kV Line | Vaca Dixon-Tesla 500kV Line | Lakeville-Ignacio 230 kV line |  | 0 | 0 | 0 | 0 | 0 | 0 | 179.5473 | 668.0163 | 539.9052 | Contra Costa- Windmaster 230 kV line | Contra Costa- Windmaster 230 kV line | Lakeville-Ignacio 230 kV line |  | 5 | 1 | YES | 2 | 1 | 1 | NO | 1
East of Pisgah Study Area | Carpenter Canyon (fka Gamebird) | 230 | 0 | 0 | 0 | 0 | 0 | 0 | 0 | 0 | 0 | 0 | 0 | 0 | 0 | 0 | 0 | 0 | 0 | 0 | 0 | 1 | 0 | 1 | 0 | 0 | 0 | 0 | 0 | 1 | 1 | 0 | 0 | 0 | 0 | 0 | 0 | 0 | 0 | 0 | 0 | 0 | 0 | 0 | 0 | 0 | 0 | 0 | 0 | 0 | 0 | 0 | 0 | 0 | 0 | 0 | 0 | 0 | 0 | 0 | 0 | 0 | 0 | 0 | 0 | 0 | 0 | 0 | 0 | 0 | 0 | 0 | 0 | 0 | 0 | 0 | 0 | 0 | 0 | 0 | 0 | 0 | 0 | 0 | 0 | 0 | 0 | 0 | 0 | 0 | 0 | 0 | 0 | 0 | 0 | 0 | 0 | 0 | 0 | 0 | 0 | 0 | 0 | 0 | 0 | 0 | 0 | 0 | 0 | 3 |  | 0 | 0 | 0 | 0 | 0 | 0 | 0 | 0 | 0 | 0 | 0 | 0 | 0 | 0 | 0 | 0 | 0 | 0 | 0 | 0 | 0 | 0 | 0 | 0 | 210 | 0 | 200 | 0 | 0 | 1 | 1 | 3 | 1 | 0 | 0 | 0 | -6514.967 | -537.3375 | 2339.1 | Devers-Red Bluff Constraint | Devers-Red Bluff Constraint | GLW 230kV area constraint |  | 0 | 3 | 1 | 0 | 0 | 0 | -6514.967 | -537.3375 | 2339.1 | Devers-Red Bluff Constraint | Devers-Red Bluff Constraint | GLW 230kV area constraint |  | 5 | 5 | NO | 5 | 1 | 1 | NO | 1
East of Pisgah Study Area | Carpenter Canyon (fka Gamebird) | 138 | 0 | 0 | 0 | 0 | 0 | 0 | 0 | 0 | 0 | 0 | 0 | 0 | 0 | 0 | 0 | 0 | 0 | 0 | 0 | 1 | 0 | 1 | 0 | 0 | 0 | 0 | 0 | 1 | 1 | 0 | 0 | 0 | 0 | 0 | 0 | 0 | 0 | 0 | 0 | 0 | 0 | 0 | 0 | 0 | 0 | 0 | 0 | 0 | 0 | 0 | 0 | 0 | 0 | 0 | 0 | 0 | 0 | 0 | 0 | 0 | 0 | 0 | 0 | 0 | 0 | 0 | 0 | 0 | 0 | 0 | 0 | 0 | 0 | 0 | 0 | 0 | 0 | 0 | 0 | 0 | 0 | 0 | 0 | 0 | 0 | 0 | 0 | 0 | 0 | 0 | 0 | 0 | 0 | 0 | 0 | 0 | 0 | 0 | 0 | 0 | 0 | 0 | 0 | 0 | 0 | 0 | 0 | 3 |  | 0 | 0 | 0 | 0 | 0 | 0 | 0 | 0 | 0 | 0 | 0 | 0 | 0 | 0 | 0 | 0 | 0 | 0 | 0 | 0 | 0 | 0 | 0 | 0 | 0 | 0 | 0 | 0 | 0 | 0 | 1 | 3 | 1 | 0 | 0 | 0 | -6514.967 | -537.3375 | 2339.1 | Devers-Red Bluff Constraint | Devers-Red Bluff Constraint | GLW 230kV area constraint |  | 0 | 3 | 1 | 0 | 0 | 0 | -6514.967 | -537.3375 | 2339.1 | Devers-Red Bluff Constraint | Devers-Red Bluff Constraint | GLW 230kV area constraint |  | 5 | 5 | NO | 5 | 1 | 1 | NO | 1
PG&E Kern Study Area | Ganso | 115 | 0 | 0 | 0 | 0 | 0 | 0 | 0 | 0 | 0 | 0 | 0 | 0 | 0 | 0 | 0 | 0 | 0 | 0 | 0 | 0 | 0 | 0 | 0 | 0 | 0 | 0 | 0 | 0 | 0 | 0 | 0 | 0 | 0 | 0 | 0 | 0 | 0 | 0 | 0 | 0 | 0 | 0 | 0 | 0 | 0 | 0 | 0 | 0 | 0 | 0 | 0 | 0 | 0 | 0 | 0 | 0 | 0 | 0 | 0 | 0 | 0 | 0 | 0 | 0 | 0 | 0 | 0 | 0 | 0 | 0 | 0 | 0 | 0 | 0 | 0 | 1 | 1 | 0 | 0 | 0 | 0 | 0 | 1 | 1 | 0 | 1 | 1 | 0 | 0 | 0 | 0 | 0 | 0 | 0 | 0 | 0 | 0 | 0 | 0 | 0 | 0 | 0 | 0 | 0 | 0 | 0 | 0 | 0 |  | 0 | 0 | 0 | 0 | 0 | 0 | 0 | 0 | 0 | 0 | 0 | 0 | 0 | 0 | 0 | 0 | 1 | 0 | 0 | 0 | 0 | 0 | 0 | 1.5 | 0 | 0 | 0 | 0 | 0 | 1 | 4 | 0 | 4 | 0 | 0 | 0 | -2895.395 | -1843.223 | 254.8922 | Midway-Q2005 230kV Line | Midway-Q2005 230kV Line | Semitropic-Midway 115kV Line |  | 0 | 0 | 0 | 0 | 0 | 0 | 70.518 | 66.2401 | 254.8922 | Semitropic-Midway 115kV Line | Semitropic-Midway 115kV Line | Semitropic-Midway 115kV Line |  | 5 | 1 | YES | 2 | 1 | 1 | NO | 1
PG&E Fresno Study Area | Gates | 500 | 0 | 0 | 0 | 0 | 0 | 0 | 0 | 0 | 0 | 0 | 0 | 0 | 0 | 0 | 0 | 0 | 0 | 0 | 0 | 0 | 0 | 0 | 0 | 0 | 0 | 0 | 0 | 0 | 0 | 0 | 0 | 0 | 0 | 0 | 0 | 0 | 0 | 0 | 0 | 0 | 0 | 0 | 0 | 0 | 0 | 0 | 0 | 0 | 0 | 0 | 0 | 0 | 0 | 0 | 0 | 0 | 0 | 0 | 0 | 0 | 0 | 0 | 0 | 0 | 0 | 0 | 0 | 0 | 0 | 0 | 0 | 0 | 0 | 0 | 0 | 0 | 1 | 0 | 0 | 0 | 0 | 0 | 0 | 0 | 0 | 1 | 0 | 0 | 0 | 0 | 0 | 0 | 0 | 0 | 0 | 0 | 0 | 0 | 0 | 0 | 0 | 0 | 0 | 0 | 0 | 0 | 0 | 0 |  | 0 | 0 | 0 | 0 | 0 | 0 | 0 | 0 | 0 | 0 | 0 | 0 | 0 | 0 | 0 | 0 | 0 | 0 | 0 | 0 | 0 | 0 | 0 | 0 | 0 | 0 | 0 | 0 | 0 | 0 | 2 | 0 | 2 | 0 | 0 | 0 | -2895.395 | -1843.223 | 1447.9557 | Midway-Q2005 230kV Line | Midway-Q2005 230kV Line | Midway-Q2005 230kV Line |  | 0 | 0 | 0 | 0 | 0 | 0 | 13631.232 | 14369.0441 | 2409.9557 | Gates 500/230kV TB #12 | Gates 500/230kV TB #12 | Midway-Q2005 230kV Line |  | 5 | 1 | YES | 2 | 1 | 1 | NO | 1
PG&E Fresno Study Area | Gates | 230 | 0 | 0 | 0 | 0 | 0 | 0 | 0 | 0 | 0 | 0 | 0 | 0 | 0 | 0 | 0 | 0 | 0 | 0 | 0 | 0 | 0 | 0 | 0 | 0 | 0 | 0 | 0 | 0 | 0 | 0 | 0 | 0 | 0 | 0 | 0 | 0 | 0 | 0 | 0 | 0 | 0 | 0 | 0 | 0 | 0 | 0 | 0 | 0 | 0 | 0 | 0 | 0 | 0 | 0 | 0 | 0 | 0 | 0 | 0 | 0 | 0 | 0 | 0 | 0 | 0 | 0 | 0 | 0 | 0 | 0 | 0 | 0 | 0 | 0 | 0 | 1 | 1 | 0 | 0 | 0 | 0 | 0 | 0 | 0 | 0 | 1 | 1 | 0 | 1 | 0 | 0 | 1 | 1 | 1 | 0 | 0 | 0 | 0 | 0 | 0 | 0 | 0 | 0 | 1 | 1 | 1 | 0 | 3 |  | 0 | 0 | 0 | 0 | 0 | 0 | 0 | 0 | 0 | 0 | 0 | 0 | 0 | 0 | 0 | 0 | 0 | 0 | 0 | 0 | 0 | 0 | 0 | 0 | 996.5 | 393.5 | 763.131 | 180 | 0 | 1 | 4 | 1 | 4 | 1 | 0 | 0 | -2895.395 | -1843.223 | 592.0075 | Midway-Q2005 230kV Line | Midway-Q2005 230kV Line | Moss Landing-Las Aguilas 230 kV Line |  | 0 | 1 | 0 | 1 | 0 | 0 | -392.082 | -48.5717 | 592.0075 | Moss Landing-Las Aguilas 230 kV Line | Moss Landing-Las Aguilas 230 kV Line | Moss Landing-Las Aguilas 230 kV Line |  | 5 | 4 | YES | 4 | 1 | 1 | NO | 1
PG&E Fresno Study Area | New Sub - Gates - Midway (Proposed) | 230 | 0 | 0 | 0 | 0 | 0 | 0 | 0 | 0 | 0 | 0 | 0 | 0 | 0 | 0 | 0 | 0 | 0 | 0 | 0 | 0 | 0 | 0 | 0 | 0 | 0 | 0 | 0 | 0 | 0 | 0 | 0 | 0 | 0 | 0 | 0 | 0 | 0 | 0 | 0 | 0 | 0 | 0 | 0 | 0 | 0 | 0 | 0 | 0 | 0 | 0 | 0 | 0 | 0 | 0 | 0 | 0 | 0 | 0 | 0 | 0 | 0 | 0 | 0 | 0 | 0 | 0 | 0 | 0 | 0 | 0 | 0 | 0 | 0 | 0 | 0 | 1 | 1 | 0 | 0 | 0 | 0 | 0 | 0 | 0 | 0 | 1 | 1 | 0 | 0 | 0 | 0 | 1 | 0 | 0 | 0 | 0 | 0 | 0 | 0 | 0 | 0 | 0 | 0 | 1 | 1 | 0 | 0 | 1 |  | 0 | 0 | 0 | 0 | 0 | 0 | 0 | 0 | 0 | 0 | 0 | 0 | 0 | 0 | 0 | 0 | 0 | 0 | 0 | 0 | 0 | 0 | 0 | 0 | 0 | 500 | 0 | 400 | 0 | 1 | 4 | 0 | 4 | 0 | 0 | 0 | -2895.395 | -1843.223 | 596.3058 | Midway-Q2005 230kV Line | Midway-Q2005 230kV Line | Oceano-Calendar 115kV line |  | 0 | 0 | 0 | 0 | 0 | 0 | 63.468 | 821.2582 | 826.3058 | Gates-Panoche 230 kV #1 and #2 Lines | Oceano-Calendar 115kV line | Oceano-Calendar 115kV line |  | 5 | 1 | YES | 2 | 1 | 1 | NO | 1
PG&E Kern Study Area | New Sub - Gates - Templeton (Proposed) | 230 | 0 | 0 | 0 | 0 | 0 | 0 | 0 | 0 | 0 | 0 | 0 | 0 | 0 | 0 | 0 | 0 | 0 | 0 | 0 | 0 | 0 | 0 | 0 | 0 | 0 | 0 | 0 | 0 | 0 | 0 | 0 | 0 | 0 | 0 | 0 | 0 | 0 | 0 | 0 | 0 | 0 | 0 | 0 | 0 | 0 | 0 | 0 | 0 | 0 | 0 | 0 | 0 | 0 | 0 | 0 | 0 | 0 | 0 | 0 | 0 | 0 | 0 | 0 | 0 | 0 | 0 | 0 | 0 | 0 | 0 | 0 | 0 | 0 | 0 | 0 | 1 | 1 | 0 | 0 | 0 | 0 | 0 | 0 | 0 | 0 | 1 | 1 | 1 | 0 | 0 | 0 | 1 | 0 | 0 | 0 | 1 | 1 | 0 | 0 | 0 | 0 | 0 | 0 | 0 | 1 | 0 | 0 | 1 |  | 0 | 0 | 0 | 0 | 0 | 0 | 0 | 0 | 0 | 0 | 0 | 0 | 0 | 0 | 0 | 0 | 0 | 0 | 0 | 0 | 0 | 0 | 0 | 0 | 0 | 0 | 0 | 0 | 0 | 0 | 4 | 0 | 4 | 0 | 0 | 0 | -2895.395 | -1843.223 | 239.6302 | Midway-Q2005 230kV Line | Midway-Q2005 230kV Line | Coalinga #1-Coalinga #2 70 kV line |  | 0 | 0 | 0 | 0 | 0 | 0 | 63.468 | 224.516 | 239.6302 | Gates-Panoche 230 kV #1 and #2 Lines | Gates 230/70kV TB #5 | Coalinga #1-Coalinga #2 70 kV line |  | 5 | 1 | YES | 2 | 1 | 1 | NO | 1
PG&E North of Greater Bay Study Area | Geysers 12 | 230 | 0 | 0 | 0 | 0 | 0 | 0 | 0 | 0 | 0 | 0 | 0 | 0 | 0 | 0 | 0 | 0 | 0 | 0 | 0 | 0 | 0 | 0 | 0 | 0 | 0 | 0 | 0 | 0 | 0 | 0 | 0 | 0 | 0 | 0 | 0 | 0 | 0 | 0 | 0 | 0 | 0 | 0 | 0 | 1 | 1 | 0 | 1 | 0 | 0 | 0 | 0 | 0 | 0 | 0 | 0 | 0 | 0 | 1 | 1 | 1 | 1 | 0 | 0 | 1 | 1 | 0 | 0 | 0 | 0 | 0 | 0 | 0 | 0 | 1 | 1 | 0 | 0 | 0 | 0 | 0 | 0 | 0 | 0 | 0 | 0 | 0 | 0 | 0 | 0 | 0 | 0 | 0 | 0 | 0 | 0 | 0 | 0 | 0 | 0 | 0 | 0 | 0 | 0 | 0 | 0 | 0 | 0 | 1 |  | 0 | 0 | 0 | 0 | 0 | 0 | 0 | 0 | 0 | 0 | 0 | 0 | 0 | 0 | 0 | 43 | 0 | 0 | 0 | 0 | 0 | 0 | 0 | 0 | 0 | 0 | 0 | 0 | 0 | 1 | 3 | 0 | 1 | 0 | 0 | 0 | -1886.4315 | -134.2303 | 653.0393 | Vaca Dixon-Tesla 500kV Line | Vaca Dixon-Tesla 500kV Line | Windmaster-Delta pumps 230 kV line |  | 0 | 0 | 0 | 0 | 0 | 0 | 179.5473 | 668.0163 | 653.0393 | Contra Costa- Windmaster 230 kV line | Contra Costa- Windmaster 230 kV line | Windmaster-Delta pumps 230 kV line |  | 5 | 1 | YES | 2 | 1 | 1 | NO | 1
PG&E North of Greater Bay Study Area | Geysers 17 | 230 | 0 | 0 | 0 | 0 | 0 | 0 | 0 | 0 | 0 | 0 | 0 | 0 | 0 | 0 | 0 | 0 | 0 | 0 | 0 | 0 | 0 | 0 | 0 | 0 | 0 | 0 | 0 | 0 | 0 | 0 | 0 | 0 | 0 | 0 | 0 | 0 | 0 | 0 | 0 | 0 | 0 | 0 | 0 | 1 | 1 | 0 | 1 | 0 | 0 | 0 | 0 | 0 | 0 | 0 | 0 | 0 | 0 | 1 | 1 | 1 | 1 | 0 | 0 | 1 | 1 | 0 | 0 | 0 | 0 | 0 | 0 | 0 | 0 | 1 | 1 | 0 | 0 | 0 | 0 | 0 | 0 | 0 | 0 | 0 | 0 | 0 | 0 | 0 | 0 | 0 | 0 | 0 | 0 | 0 | 0 | 0 | 0 | 0 | 0 | 0 | 0 | 0 | 0 | 0 | 0 | 0 | 0 | 1 |  | 0 | 0 | 0 | 0 | 0 | 0 | 0 | 0 | 0 | 0 | 0 | 0 | 0 | 0 | 0 | 0 | 0 | 0 | 0 | 0 | 0 | 0 | 0 | 0 | 0 | 0 | 0 | 0 | 0 | 0 | 3 | 0 | 1 | 0 | 0 | 0 | -1886.4315 | -134.2303 | 653.0393 | Vaca Dixon-Tesla 500kV Line | Vaca Dixon-Tesla 500kV Line | Windmaster-Delta pumps 230 kV line |  | 0 | 0 | 0 | 0 | 0 | 0 | 179.5473 | 668.0163 | 653.0393 | Contra Costa- Windmaster 230 kV line | Contra Costa- Windmaster 230 kV line | Windmaster-Delta pumps 230 kV line |  | 5 | 1 | YES | 2 | 1 | 1 | NO | 1
PG&E North of Greater Bay Study Area | Geysers 5&6 | 115 | 0 | 0 | 0 | 0 | 0 | 0 | 0 | 0 | 0 | 0 | 0 | 0 | 0 | 0 | 0 | 0 | 0 | 0 | 0 | 0 | 0 | 0 | 0 | 0 | 0 | 0 | 0 | 0 | 0 | 0 | 0 | 0 | 0 | 0 | 0 | 0 | 0 | 0 | 0 | 0 | 0 | 0 | 0 | 1 | 1 | 0 | 1 | 0 | 0 | 0 | 0 | 0 | 0 | 0 | 0 | 0 | 0 | 1 | 0 | 1 | 1 | 0 | 0 | 0 | 0 | 0 | 0 | 0 | 0 | 0 | 0 | 0 | 0 | 0 | 1 | 0 | 0 | 0 | 0 | 0 | 0 | 0 | 0 | 0 | 0 | 0 | 0 | 0 | 0 | 0 | 0 | 0 | 0 | 0 | 0 | 0 | 0 | 0 | 0 | 0 | 0 | 0 | 0 | 0 | 0 | 0 | 0 | 1 |  | 0 | 0 | 0 | 0 | 0 | 0 | 0 | 0 | 0 | 0 | 0 | 0 | 0 | 0 | 0 | 0 | 0 | 0 | 0 | 0 | 0 | 0 | 0 | 0 | 0 | 0 | 0 | 0 | 0 | 0 | 2 | 0 | 1 | 0 | 0 | 0 | -1886.4315 | -134.2303 | 915.5005 | Vaca Dixon-Tesla 500kV Line | Vaca Dixon-Tesla 500kV Line | Birds Landing-Contra Costa 230kV Line |  | 0 | 0 | 0 | 0 | 0 | 0 | 179.5473 | 668.0163 | 915.5005 | Contra Costa- Windmaster 230 kV line | Contra Costa- Windmaster 230 kV line | Birds Landing-Contra Costa 230kV Line |  | 5 | 1 | YES | 2 | 1 | 1 | NO | 1
PG&E North of Greater Bay Study Area | Geysers 9&10 Sonoma | 230 | 0 | 0 | 0 | 0 | 0 | 0 | 0 | 0 | 0 | 0 | 0 | 0 | 0 | 0 | 0 | 0 | 0 | 0 | 0 | 0 | 0 | 0 | 0 | 0 | 0 | 0 | 0 | 0 | 0 | 0 | 0 | 0 | 0 | 0 | 0 | 0 | 0 | 0 | 0 | 0 | 0 | 0 | 0 | 1 | 1 | 0 | 0 | 0 | 0 | 0 | 0 | 0 | 0 | 0 | 0 | 0 | 1 | 1 | 1 | 1 | 1 | 0 | 0 | 1 | 1 | 0 | 0 | 0 | 0 | 0 | 0 | 0 | 0 | 1 | 1 | 0 | 0 | 0 | 0 | 0 | 0 | 0 | 0 | 0 | 0 | 0 | 0 | 0 | 0 | 0 | 0 | 0 | 0 | 0 | 0 | 0 | 0 | 0 | 0 | 0 | 0 | 0 | 0 | 0 | 0 | 0 | 0 | 2 |  | 0 | 0 | 0 | 0 | 0 | 0 | 0 | 0 | 0 | 0 | 0 | 0 | 0 | 0 | 0 | 0 | 0 | 0 | 0 | 0 | 0 | 0 | 0 | 0 | 0 | 0 | 0 | 0 | 0 | 0 | 3 | 0 | 1 | 0 | 0 | 0 | -1886.4315 | -134.2303 | 539.9052 | Vaca Dixon-Tesla 500kV Line | Vaca Dixon-Tesla 500kV Line | Lakeville-Ignacio 230 kV line |  | 0 | 0 | 0 | 0 | 0 | 0 | 179.5473 | 668.0163 | 539.9052 | Contra Costa- Windmaster 230 kV line | Contra Costa- Windmaster 230 kV line | Lakeville-Ignacio 230 kV line |  | 5 | 1 | YES | 2 | 1 | 1 | NO | 1
PG&E Fresno Study Area | Giffen | 70 | 0 | 0 | 0 | 0 | 0 | 0 | 0 | 0 | 0 | 0 | 0 | 0 | 0 | 0 | 0 | 0 | 0 | 0 | 0 | 0 | 0 | 0 | 0 | 0 | 0 | 0 | 0 | 0 | 0 | 0 | 0 | 0 | 0 | 0 | 0 | 0 | 0 | 0 | 0 | 0 | 0 | 0 | 0 | 0 | 0 | 0 | 0 | 0 | 0 | 0 | 1 | 0 | 0 | 0 | 0 | 0 | 0 | 0 | 0 | 0 | 0 | 0 | 0 | 0 | 0 | 0 | 0 | 0 | 0 | 0 | 0 | 0 | 0 | 0 | 0 | 0 | 1 | 0 | 0 | 0 | 0 | 0 | 0 | 0 | 0 | 1 | 1 | 0 | 1 | 0 | 0 | 1 | 1 | 1 | 0 | 0 | 0 | 0 | 1 | 0 | 1 | 0 | 0 | 0 | 0 | 1 | 0 | 4 |  | 0 | 0 | 0 | 0 | 0 | 0 | 0 | 0 | 0 | 0 | 0 | 0 | 0 | 0 | 0 | 0 | 0 | 0 | 0 | 0 | 0 | 0 | 0 | 0 | 0 | 0 | 0 | 0 | 0 | 0 | 3 | 1 | 3 | 1 | 0 | 0 | -2895.395 | -1843.223 | 0 | Midway-Q2005 230kV Line | Midway-Q2005 230kV Line | Helm 230/70kV TB #1 |  | 0 | 1 | 0 | 1 | 0 | 0 | -392.082 | -48.5717 | 0 | Moss Landing-Las Aguilas 230 kV Line | Moss Landing-Las Aguilas 230 kV Line | Helm 230/70kV TB #1 |  | 5 | 4 | YES | 4 | 1 | 1 | NO | 1
PG&E North of Greater Bay Study Area | Glenn | 230 | 0 | 0 | 0 | 0 | 0 | 0 | 0 | 0 | 0 | 0 | 0 | 0 | 0 | 0 | 0 | 0 | 0 | 0 | 0 | 0 | 0 | 0 | 0 | 0 | 0 | 0 | 0 | 0 | 0 | 0 | 0 | 0 | 0 | 0 | 0 | 0 | 0 | 0 | 0 | 0 | 0 | 0 | 0 | 0 | 1 | 0 | 0 | 0 | 0 | 0 | 0 | 0 | 0 | 0 | 0 | 0 | 0 | 0 | 0 | 0 | 0 | 0 | 0 | 0 | 0 | 0 | 0 | 0 | 0 | 0 | 0 | 0 | 0 | 0 | 1 | 0 | 0 | 0 | 0 | 0 | 0 | 0 | 0 | 0 | 0 | 0 | 0 | 0 | 0 | 0 | 0 | 0 | 0 | 0 | 0 | 0 | 0 | 0 | 0 | 0 | 0 | 0 | 0 | 0 | 0 | 0 | 0 | 0 |  | 0 | 0 | 0 | 0 | 0 | 0 | 0 | 0 | 0 | 0 | 0 | 0 | 0 | 0 | 0 | 0 | 2 | 365 | 68 | 0 | 0 | 0 | 0 | 0 | 0 | 0 | 0 | 0 | 5 | 1 | 2 | 0 | 1 | 0 | 0 | 0 | -1886.4315 | -134.2303 | 915.5005 | Vaca Dixon-Tesla 500kV Line | Vaca Dixon-Tesla 500kV Line | Birds Landing-Contra Costa 230kV Line |  | 0 | 0 | 0 | 0 | 0 | 0 | 1261.5812 | 1870.8654 | 915.5005 | Birds Landing-Contra Costa 230kV Line | Birds Landing-Contra Costa 230kV Line | Birds Landing-Contra Costa 230kV Line |  | 5 | 1 | YES | 2 | 1 | 1 | NO | 1
PG&E North of Greater Bay Study Area | Gold Hill | 230 | 0 | 0 | 0 | 0 | 0 | 0 | 0 | 0 | 0 | 0 | 0 | 0 | 0 | 0 | 0 | 0 | 0 | 0 | 0 | 0 | 0 | 0 | 0 | 0 | 0 | 0 | 0 | 0 | 0 | 0 | 0 | 0 | 0 | 0 | 0 | 0 | 0 | 0 | 0 | 0 | 0 | 0 | 0 | 0 | 1 | 0 | 0 | 0 | 0 | 1 | 1 | 1 | 0 | 0 | 0 | 0 | 0 | 0 | 0 | 0 | 0 | 0 | 0 | 0 | 1 | 1 | 0 | 0 | 0 | 0 | 0 | 0 | 0 | 0 | 0 | 0 | 0 | 0 | 0 | 0 | 0 | 0 | 0 | 0 | 0 | 0 | 0 | 0 | 0 | 0 | 0 | 0 | 0 | 0 | 0 | 0 | 0 | 0 | 0 | 0 | 0 | 0 | 0 | 0 | 0 | 0 | 0 | 0 |  | 0 | 0 | 0 | 0 | 0 | 0 | 0 | 0 | 0 | 0 | 0 | 0 | 0 | 0 | 0 | 0 | 0 | 0 | 0 | 0 | 0 | 0 | 0 | 0 | 0 | 0 | 50 | 0 | 0 | 1 | 1 | 0 | 1 | 0 | 0 | 0 | -1886.4315 | -134.2303 | 266.795 | Vaca Dixon-Tesla 500kV Line | Vaca Dixon-Tesla 500kV Line | Rocklin-Pleaseant grove 115kV line |  | 0 | 0 | 0 | 0 | 0 | 0 | 0.1925 | 32.3255 | 266.795 | Rocklin-Pleaseant grove 115kV line | Rocklin-Pleaseant grove 115kV line | Rocklin-Pleaseant grove 115kV line |  | 5 | 1 | YES | 2 | 1 | 1 | NO | 1
SCE Northern Area | Goleta | 230 | 0 | 0 | 1 | 0 | 1 | 0 | 1 | 0 | 0 | 0 | 0 | 0 | 0 | 0 | 0 | 0 | 0 | 0 | 0 | 0 | 0 | 0 | 0 | 0 | 0 | 0 | 0 | 0 | 1 | 0 | 0 | 0 | 0 | 0 | 0 | 0 | 0 | 0 | 0 | 0 | 0 | 0 | 0 | 0 | 0 | 0 | 0 | 0 | 0 | 0 | 0 | 0 | 0 | 0 | 0 | 0 | 0 | 0 | 0 | 0 | 0 | 0 | 0 | 0 | 0 | 0 | 0 | 0 | 0 | 0 | 0 | 0 | 0 | 0 | 0 | 0 | 0 | 0 | 0 | 0 | 0 | 0 | 0 | 0 | 0 | 0 | 0 | 0 | 0 | 0 | 0 | 0 | 0 | 0 | 0 | 0 | 0 | 0 | 0 | 0 | 0 | 0 | 0 | 0 | 0 | 0 | 0 | 0 |  | 0 | 1.9 | 0 | 0 | 0 | 0 | 0 | 0 | 0 | 0 | 0 | 0 | 0 | 0 | 1 | 0 | 1 | 0 | 0 | 0 | 0 | 0 | 0 | 0 | 0 | 0 | 70 | 0 | 0 | 1 | 2 | 0 | 1 | 0 | 0 | 0 | -6146.0908 | -113.0121 | 1447.509 | Lugo - Victorville area constraint | South of Magunden Constraint | South of Magunden Constraint |  | 1 | 0 | 1 | 0 | 0 | 0 | -659.6838 | -113.0121 | 1447.509 | South of Magunden Constraint | South of Magunden Constraint | South of Magunden Constraint |  | 5 | 5 | NO | 5 | 1 | 1 | NO | 1
SCE Metro Study Area | Goodrich | 230 | 0 | 0 | 0 | 0 | 0 | 0 | 0 | 0 | 0 | 0 | 0 | 0 | 1 | 0 | 0 | 0 | 0 | 0 | 0 | 0 | 0 | 0 | 0 | 0 | 0 | 0 | 0 | 0 | 0 | 0 | 0 | 0 | 0 | 0 | 0 | 0 | 0 | 0 | 0 | 0 | 0 | 0 | 0 | 0 | 0 | 0 | 0 | 0 | 0 | 0 | 0 | 0 | 0 | 0 | 0 | 0 | 0 | 0 | 0 | 0 | 0 | 0 | 0 | 0 | 0 | 0 | 0 | 0 | 0 | 0 | 0 | 0 | 0 | 0 | 0 | 0 | 0 | 0 | 0 | 0 | 0 | 0 | 0 | 0 | 0 | 0 | 0 | 0 | 0 | 0 | 0 | 0 | 0 | 0 | 0 | 0 | 0 | 0 | 0 | 0 | 0 | 0 | 0 | 0 | 0 | 0 | 0 | 0 |  | 0 | 0 | 0 | 0 | 0 | 0 | 0 | 0 | 0 | 0 | 0 | 0 | 0 | 0 | 0 | 0 | 0 | 0 | 0 | 0 | 0 | 0 | 0 | 0 | 0 | 0 | 0 | 0 | 0 | 0 | 0 | 0 | 0 | 0 | 0 | 0 | 11262.334 | 12489.753 | 16184.43 | SCE Metro Area Default Constraint | SCE Metro Area Default Constraint | SCE Metro Area Default Constraint |  | 0 | 0 | 0 | 0 | 0 | 0 | 11262.334 | 12489.753 | 16184.43 | SCE Metro Area Default Constraint | SCE Metro Area Default Constraint | SCE Metro Area Default Constraint |  | 1 | 1 | NO | 1 | 1 | 1 | NO | 1
PG&E Kern Study Area | Goose Lake | 115 | 0 | 0 | 0 | 0 | 0 | 0 | 0 | 0 | 0 | 0 | 0 | 0 | 0 | 0 | 0 | 0 | 0 | 0 | 0 | 0 | 0 | 0 | 0 | 0 | 0 | 0 | 0 | 0 | 0 | 0 | 0 | 0 | 0 | 0 | 0 | 0 | 0 | 0 | 0 | 0 | 0 | 0 | 0 | 0 | 0 | 0 | 0 | 0 | 0 | 0 | 0 | 0 | 0 | 0 | 0 | 0 | 0 | 0 | 0 | 0 | 0 | 0 | 0 | 0 | 0 | 0 | 0 | 0 | 0 | 0 | 0 | 0 | 0 | 0 | 0 | 1 | 1 | 1 | 1 | 0 | 0 | 0 | 1 | 1 | 0 | 0 | 1 | 1 | 0 | 0 | 0 | 0 | 0 | 0 | 0 | 0 | 0 | 0 | 0 | 0 | 0 | 0 | 0 | 0 | 0 | 0 | 0 | 0 |  | 0 | 0 | 0 | 0 | 0 | 0 | 0 | 0 | 0 | 0 | 0 | 0 | 0 | 0 | 0 | 0 | 0 | 0 | 0 | 0 | 0 | 0 | 0 | 0 | 0 | 0 | 0 | 0 | 0 | 0 | 3 | 0 | 4 | 0 | 0 | 0 | -2895.395 | -1843.223 | 114.9996 | Midway-Q2005 230kV Line | Midway-Q2005 230kV Line | Smyrna -Q1984 115kV line |  | 0 | 0 | 1 | 0 | 0 | 0 | 17.924 | -0.38256 | 114.9996 | Smyrna -Q1984 115kV line | Smyrna -Q1984 115kV line | Smyrna -Q1984 115kV line |  | 5 | 5 | NO | 5 | 1 | 1 | NO | 1
SCE Metro Study Area | Gould | 230 | 0 | 0 | 0 | 0 | 0 | 0 | 0 | 0 | 0 | 0 | 0 | 0 | 1 | 0 | 0 | 0 | 0 | 0 | 0 | 0 | 0 | 0 | 0 | 0 | 0 | 0 | 0 | 0 | 0 | 0 | 0 | 0 | 0 | 0 | 0 | 0 | 0 | 0 | 0 | 0 | 0 | 0 | 0 | 0 | 0 | 0 | 0 | 0 | 0 | 0 | 0 | 0 | 0 | 0 | 0 | 0 | 0 | 0 | 0 | 0 | 0 | 0 | 0 | 0 | 0 | 0 | 0 | 0 | 0 | 0 | 0 | 0 | 0 | 0 | 0 | 0 | 0 | 0 | 0 | 0 | 0 | 0 | 0 | 0 | 0 | 0 | 0 | 0 | 0 | 0 | 0 | 0 | 0 | 0 | 0 | 0 | 0 | 0 | 0 | 0 | 0 | 0 | 0 | 0 | 0 | 0 | 0 | 0 |  | 0 | 0 | 0 | 0 | 0 | 0 | 0 | 0 | 0 | 0 | 0 | 0 | 0 | 0 | 0 | 0 | 0 | 0 | 0 | 0 | 0 | 0 | 0 | 0 | 0 | 0 | 0 | 0 | 0 | 0 | 0 | 0 | 0 | 0 | 0 | 0 | 11262.334 | 12489.753 | 16184.43 | SCE Metro Area Default Constraint | SCE Metro Area Default Constraint | SCE Metro Area Default Constraint |  | 0 | 0 | 0 | 0 | 0 | 0 | 11262.334 | 12489.753 | 16184.43 | SCE Metro Area Default Constraint | SCE Metro Area Default Constraint | SCE Metro Area Default Constraint |  | 1 | 1 | NO | 1 | 1 | 1 | NO | 1
PG&E Greater Bay Study Area | Grant | 115 | 0 | 0 | 0 | 0 | 0 | 0 | 0 | 0 | 0 | 0 | 0 | 0 | 0 | 0 | 0 | 0 | 0 | 0 | 0 | 0 | 0 | 0 | 0 | 0 | 0 | 0 | 0 | 0 | 0 | 0 | 0 | 0 | 0 | 0 | 0 | 0 | 0 | 0 | 0 | 0 | 0 | 0 | 0 | 0 | 1 | 0 | 0 | 0 | 0 | 0 | 0 | 0 | 0 | 0 | 1 | 1 | 0 | 1 | 1 | 0 | 1 | 0 | 0 | 0 | 0 | 0 | 1 | 0 | 0 | 0 | 0 | 0 | 0 | 1 | 0 | 0 | 0 | 0 | 0 | 0 | 0 | 0 | 0 | 0 | 0 | 0 | 0 | 0 | 0 | 0 | 0 | 0 | 0 | 0 | 0 | 0 | 0 | 0 | 0 | 0 | 0 | 0 | 0 | 0 | 0 | 0 | 0 | 3 |  | 0 | 0 | 0 | 0 | 0 | 0 | 0 | 0 | 0 | 0 | 0 | 0 | 0 | 0 | 0 | 0 | 0 | 0 | 0 | 0 | 0 | 0 | 0 | 0 | 0 | 0 | 0 | 0 | 0 | 0 | 2 | 0 | 1 | 0 | 0 | 0 | -1886.4315 | -134.2303 | 653.0393 | Vaca Dixon-Tesla 500kV Line | Vaca Dixon-Tesla 500kV Line | Windmaster-Delta pumps 230 kV line |  | 0 | 0 | 0 | 0 | 0 | 0 | 878.6243 | 956.7188 | 653.0393 | Tesla-Tracy-Pump 230 kV line #2 | Grant - Eastshore #2 line 115 kV | Windmaster-Delta pumps 230 kV line |  | 5 | 1 | YES | 2 | 1 | 1 | NO | 1
PG&E Greater Bay Study Area | Green Valley | 115 | 0 | 0 | 0 | 0 | 0 | 0 | 0 | 0 | 0 | 0 | 0 | 0 | 0 | 0 | 0 | 0 | 0 | 0 | 0 | 0 | 0 | 0 | 0 | 0 | 0 | 0 | 0 | 0 | 0 | 0 | 0 | 0 | 0 | 0 | 0 | 0 | 0 | 0 | 0 | 0 | 0 | 0 | 0 | 0 | 0 | 0 | 0 | 0 | 0 | 0 | 0 | 0 | 0 | 0 | 0 | 0 | 0 | 1 | 0 | 0 | 1 | 0 | 0 | 0 | 1 | 0 | 0 | 0 | 0 | 0 | 0 | 1 | 1 | 0 | 0 | 0 | 0 | 0 | 0 | 0 | 0 | 0 | 0 | 0 | 0 | 0 | 0 | 0 | 0 | 0 | 0 | 0 | 0 | 0 | 0 | 0 | 0 | 0 | 0 | 0 | 0 | 0 | 0 | 1 | 0 | 0 | 0 | 2 |  | 0 | 0 | 0 | 0 | 0 | 0 | 0 | 0 | 0 | 0 | 0 | 0 | 0 | 0 | 0 | 0 | 0 | 0 | 0 | 0 | 0 | 0 | 0 | 0 | 0 | 0 | 0 | 0 | 0 | 0 | 1 | 0 | 1 | 0 | 0 | 0 | -349.3 | -18.55 | 975.5 | Morganhill-Metcalf 115kV Line | Morganhill-Metcalf 115kV Line | Morganhill-Metcalf 115kV Line |  | 0 | 0 | 0 | 0 | 0 | 0 | 362.7 | 693.45 | 975.5 | Morganhill-Metcalf 115kV Line | Morganhill-Metcalf 115kV Line | Morganhill-Metcalf 115kV Line |  | 5 | 1 | YES | 2 | 1 | 1 | NO | 1
PG&E North of Greater Bay Study Area | Greenleaf 1 | 115 | 0 | 0 | 0 | 0 | 0 | 0 | 0 | 0 | 0 | 0 | 0 | 0 | 0 | 0 | 0 | 0 | 0 | 0 | 0 | 0 | 0 | 0 | 0 | 0 | 0 | 0 | 0 | 0 | 0 | 0 | 0 | 0 | 0 | 0 | 0 | 0 | 0 | 0 | 0 | 0 | 0 | 0 | 0 | 0 | 1 | 1 | 0 | 1 | 0 | 1 | 1 | 1 | 1 | 0 | 0 | 0 | 0 | 0 | 0 | 0 | 0 | 0 | 0 | 0 | 1 | 1 | 0 | 0 | 0 | 0 | 0 | 0 | 0 | 0 | 0 | 0 | 0 | 0 | 0 | 0 | 0 | 0 | 0 | 0 | 0 | 0 | 0 | 0 | 0 | 0 | 0 | 0 | 0 | 0 | 0 | 0 | 0 | 0 | 0 | 0 | 0 | 0 | 0 | 0 | 0 | 0 | 0 | 0 |  | 0 | 0 | 0 | 0 | 0 | 0 | 0 | 0 | 0 | 0 | 0 | 0 | 0 | 0 | 0 | 0 | 0 | 0 | 0 | 0 | 0 | 0 | 0 | 0 | 0 | 0 | 0 | 0 | 0 | 0 | 1 | 0 | 1 | 0 | 0 | 0 | -1886.4315 | -134.2303 | 74.98 | Vaca Dixon-Tesla 500kV Line | Vaca Dixon-Tesla 500kV Line | Woodland- Davis 115kV line |  | 0 | 0 | 0 | 0 | 0 | 0 | 0.1925 | 32.3255 | 74.98 | Rocklin-Pleaseant grove 115kV line | Rocklin-Pleaseant grove 115kV line | Woodland- Davis 115kV line |  | 5 | 1 | YES | 2 | 1 | 1 | NO | 1
PG&E Fresno Study Area | Gregg | 230 | 0 | 0 | 0 | 0 | 0 | 0 | 0 | 0 | 0 | 0 | 0 | 0 | 0 | 0 | 0 | 0 | 0 | 0 | 0 | 0 | 0 | 0 | 0 | 0 | 0 | 0 | 0 | 0 | 0 | 0 | 0 | 0 | 0 | 0 | 0 | 0 | 0 | 0 | 0 | 0 | 0 | 0 | 0 | 0 | 0 | 0 | 0 | 0 | 0 | 0 | 1 | 0 | 0 | 0 | 0 | 0 | 0 | 0 | 0 | 0 | 0 | 0 | 0 | 0 | 0 | 0 | 0 | 0 | 0 | 0 | 0 | 0 | 0 | 0 | 0 | 0 | 1 | 0 | 0 | 0 | 0 | 0 | 0 | 0 | 0 | 1 | 1 | 0 | 1 | 1 | 1 | 1 | 1 | 1 | 1 | 1 | 0 | 1 | 1 | 0 | 0 | 1 | 0 | 0 | 0 | 1 | 0 | 4 |  | 0 | 0 | 0 | 0 | 0 | 0 | 0 | 0 | 0 | 0 | 0 | 0 | 0 | 0 | 0 | 0 | 0 | 0 | 0 | 0 | 0 | 0 | 0 | 0 | 0 | 0 | 0 | 0 | 0 | 0 | 5 | 1 | 5 | 1 | 0 | 0 | -2895.395 | -1843.223 | 299.4102 | Midway-Q2005 230kV Line | Midway-Q2005 230kV Line | Panoche- Mendota 115 kV line |  | 0 | 1 | 0 | 1 | 0 | 0 | -392.082 | -48.5717 | 299.4102 | Moss Landing-Las Aguilas 230 kV Line | Moss Landing-Las Aguilas 230 kV Line | Panoche- Mendota 115 kV line |  | 5 | 4 | YES | 4 | 1 | 1 | NO | 1
PG&E Kern Study Area | Grimmway-Malaga | 115 | 0 | 0 | 0 | 0 | 0 | 0 | 0 | 0 | 0 | 0 | 0 | 0 | 0 | 0 | 0 | 0 | 0 | 0 | 0 | 0 | 0 | 0 | 0 | 0 | 0 | 0 | 0 | 0 | 0 | 0 | 0 | 0 | 0 | 0 | 0 | 0 | 0 | 0 | 0 | 0 | 0 | 0 | 0 | 0 | 0 | 0 | 0 | 0 | 0 | 0 | 0 | 0 | 0 | 0 | 0 | 0 | 0 | 0 | 0 | 0 | 0 | 0 | 0 | 0 | 0 | 0 | 0 | 0 | 0 | 0 | 0 | 0 | 0 | 0 | 0 | 0 | 0 | 0 | 1 | 0 | 0 | 1 | 0 | 1 | 0 | 0 | 0 | 0 | 0 | 0 | 0 | 0 | 0 | 0 | 0 | 0 | 0 | 0 | 0 | 0 | 0 | 0 | 0 | 0 | 0 | 0 | 0 | 0 |  | 0 | 0 | 0 | 0 | 0 | 0 | 0 | 0 | 0 | 0 | 0 | 0 | 0 | 0 | 0 | 0 | 0 | 0 | 0 | 0 | 0 | 0 | 0 | 2.4 | 0 | 0 | 0 | 0 | 0 | 1 | 0 | 0 | 0 | 0 | 0 | 0 | 53.27 | 66.2401 | 221.033 | Kern-Tevis-Stockdale-Lamont 115kV line | Semitropic-Midway 115kV Line | Kern-Tevis-Stockdale-Lamont 115kV line |  | 0 | 0 | 0 | 0 | 0 | 0 | 53.27 | 66.2401 | 221.033 | Kern-Tevis-Stockdale-Lamont 115kV line | Semitropic-Midway 115kV Line | Kern-Tevis-Stockdale-Lamont 115kV line |  | 1 | 1 | NO | 1 | 1 | 1 | NO | 1
PG&E Fresno Study Area | GWF Hanford | 115 | 0 | 0 | 0 | 0 | 0 | 0 | 0 | 0 | 0 | 0 | 0 | 0 | 0 | 0 | 0 | 0 | 0 | 0 | 0 | 0 | 0 | 0 | 0 | 0 | 0 | 0 | 0 | 0 | 0 | 0 | 0 | 0 | 0 | 0 | 0 | 0 | 0 | 0 | 0 | 0 | 0 | 0 | 0 | 0 | 0 | 0 | 0 | 0 | 0 | 0 | 1 | 0 | 0 | 0 | 0 | 0 | 0 | 0 | 0 | 0 | 0 | 0 | 0 | 0 | 0 | 0 | 0 | 0 | 0 | 0 | 0 | 0 | 0 | 0 | 0 | 0 | 1 | 0 | 0 | 0 | 0 | 0 | 0 | 0 | 0 | 1 | 1 | 0 | 1 | 0 | 1 | 1 | 1 | 1 | 0 | 0 | 0 | 0 | 1 | 0 | 0 | 0 | 0 | 0 | 0 | 1 | 0 | 4 |  | 0 | 0 | 0 | 0 | 0 | 0 | 0 | 0 | 0 | 0 | 0 | 0 | 0 | 0 | 0 | 0 | 0 | 0 | 0 | 0 | 0 | 0 | 0 | 0 | 0 | 0 | 32 | 0 | 0 | 1 | 4 | 1 | 4 | 1 | 0 | 0 | -2895.395 | -1843.223 | 592.0075 | Midway-Q2005 230kV Line | Midway-Q2005 230kV Line | Moss Landing-Las Aguilas 230 kV Line |  | 0 | 1 | 0 | 1 | 0 | 0 | -392.082 | -48.5717 | 592.0075 | Moss Landing-Las Aguilas 230 kV Line | Moss Landing-Las Aguilas 230 kV Line | Moss Landing-Las Aguilas 230 kV Line |  | 5 | 4 | YES | 4 | 1 | 1 | NO | 1
SCE Metro Study Area | HarborGen | 230 | 0 | 0 | 0 | 0 | 0 | 0 | 0 | 0 | 0 | 0 | 1 | 1 | 1 | 0 | 0 | 0 | 0 | 0 | 0 | 0 | 0 | 0 | 0 | 0 | 0 | 0 | 0 | 0 | 0 | 0 | 0 | 0 | 0 | 0 | 0 | 0 | 0 | 0 | 0 | 0 | 0 | 0 | 0 | 0 | 0 | 0 | 0 | 0 | 0 | 0 | 0 | 0 | 0 | 0 | 0 | 0 | 0 | 0 | 0 | 0 | 0 | 0 | 0 | 0 | 0 | 0 | 0 | 0 | 0 | 0 | 0 | 0 | 0 | 0 | 0 | 0 | 0 | 0 | 0 | 0 | 0 | 0 | 0 | 0 | 0 | 0 | 0 | 0 | 0 | 0 | 0 | 0 | 0 | 0 | 0 | 0 | 0 | 0 | 0 | 0 | 0 | 0 | 0 | 0 | 0 | 0 | 0 | 0 |  | 0 | 0 | 0 | 0 | 0 | 0 | 0 | 0 | 0 | 0 | 0 | 0 | 0 | 0 | 0 | 0 | 0 | 0 | 0 | 0 | 0 | 0 | 0 | 0 | 0 | 0 | 0 | 0 | 0 | 0 | 0 | 0 | 0 | 0 | 0 | 0 | 2889.234 | 3209.703 | 4183.53 | Hinson - Del Amo Constraint | Hinson - Del Amo Constraint | Hinson - Del Amo Constraint |  | 0 | 0 | 0 | 0 | 0 | 0 | 2889.234 | 3209.703 | 4183.53 | Hinson - Del Amo Constraint | Hinson - Del Amo Constraint | Hinson - Del Amo Constraint |  | 1 | 1 | NO | 1 | 1 | 1 | NO | 1
East of Pisgah Study Area | Harry Allen | 500 | 0 | 0 | 0 | 0 | 0 | 0 | 0 | 0 | 0 | 0 | 0 | 0 | 0 | 0 | 0 | 0 | 0 | 0 | 0 | 1 | 0 | 1 | 0 | 0 | 0 | 0 | 0 | 0 | 1 | 0 | 0 | 0 | 0 | 0 | 0 | 0 | 0 | 0 | 0 | 0 | 0 | 0 | 0 | 0 | 0 | 0 | 0 | 0 | 0 | 0 | 0 | 0 | 0 | 0 | 0 | 0 | 0 | 0 | 0 | 0 | 0 | 0 | 0 | 0 | 0 | 0 | 0 | 0 | 0 | 0 | 0 | 0 | 0 | 0 | 0 | 0 | 0 | 0 | 0 | 0 | 0 | 0 | 0 | 0 | 0 | 0 | 0 | 0 | 0 | 0 | 0 | 0 | 0 | 0 | 0 | 0 | 0 | 0 | 0 | 0 | 0 | 0 | 0 | 0 | 0 | 0 | 0 | 2 |  | 0 | 0 | 0 | 0 | 0 | 0 | 0 | 0 | 0 | 0 | 0 | 0 | 0 | 0 | 0 | 0 | 0 | 0 | 0 | 1204.1 | 0 | 0 | 0 | 0 | 0 | 0 | 0 | 0 | 0 | 1 | 1 | 2 | 1 | 0 | 0 | 0 | -6514.967 | -537.3375 | 3670.387 | Devers-Red Bluff Constraint | Devers-Red Bluff Constraint | Lugo - Victorville area constraint |  | 0 | 2 | 1 | 0 | 0 | 0 | -6514.967 | -537.3375 | 4247.678 | Devers-Red Bluff Constraint | Devers-Red Bluff Constraint | Colorado River-Red Bluff Constraint |  | 5 | 5 | NO | 5 | 1 | 1 | NO | 1
SDG&E Study Area | Hassayampa | 500 | 0 | 0 | 0 | 0 | 0 | 0 | 0 | 0 | 0 | 0 | 0 | 0 | 0 | 0 | 0 | 0 | 0 | 0 | 0 | 1 | 0 | 1 | 0 | 0 | 0 | 1 | 0 | 0 | 1 | 0 | 0 | 0 | 0 | 0 | 0 | 1 | 0 | 0 | 0 | 0 | 0 | 0 | 0 | 0 | 0 | 0 | 0 | 0 | 0 | 0 | 0 | 0 | 0 | 0 | 0 | 0 | 0 | 0 | 0 | 0 | 0 | 0 | 0 | 0 | 0 | 0 | 0 | 0 | 0 | 0 | 0 | 0 | 0 | 0 | 0 | 0 | 0 | 0 | 0 | 0 | 0 | 0 | 0 | 0 | 0 | 0 | 0 | 0 | 0 | 0 | 0 | 0 | 0 | 0 | 0 | 0 | 0 | 0 | 0 | 0 | 0 | 0 | 0 | 0 | 0 | 0 | 0 | 4 |  | 0 | 0 | 0 | 0 | 0 | 0 | 0 | 0 | 0 | 52.5 | 0 | 12.5 | 0 | 0 | 1 | 0 | 0 | 0 | 0 | 0 | 0 | 0 | 0 | 0 | 250 | 0 | 10 | 0 | 0 | 1 | 1 | 3 | 1 | 0 | 0 | 0 | -6514.967 | -537.3375 | 3670.387 | Devers-Red Bluff Constraint | Devers-Red Bluff Constraint | Lugo - Victorville area constraint |  | 0 | 3 | 1 | 0 | 0 | 0 | -6514.967 | -537.3375 | 4247.678 | Devers-Red Bluff Constraint | Devers-Red Bluff Constraint | Colorado River-Red Bluff Constraint |  | 5 | 5 | NO | 5 | 1 | 1 | NO | 1
PG&E Fresno Study Area | Helm | 230 | 0 | 0 | 0 | 0 | 0 | 0 | 0 | 0 | 0 | 0 | 0 | 0 | 0 | 0 | 0 | 0 | 0 | 0 | 0 | 0 | 0 | 0 | 0 | 0 | 0 | 0 | 0 | 0 | 0 | 0 | 0 | 0 | 0 | 0 | 0 | 0 | 0 | 0 | 0 | 0 | 0 | 0 | 0 | 0 | 0 | 0 | 0 | 0 | 0 | 0 | 1 | 0 | 0 | 0 | 0 | 0 | 0 | 0 | 0 | 0 | 0 | 0 | 0 | 0 | 0 | 0 | 0 | 0 | 0 | 0 | 0 | 0 | 0 | 0 | 0 | 0 | 1 | 0 | 0 | 0 | 0 | 0 | 0 | 0 | 0 | 1 | 1 | 0 | 1 | 1 | 1 | 1 | 1 | 1 | 1 | 1 | 0 | 1 | 1 | 0 | 0 | 1 | 0 | 0 | 0 | 1 | 0 | 4 |  | 0 | 0 | 0 | 0 | 0 | 0 | 0 | 0 | 0 | 0 | 0 | 0 | 0 | 0 | 0 | 0 | 0 | 0 | 0 | 0 | 0 | 0 | 0 | 0 | 0 | 95 | 0 | 62 | 0 | 1 | 5 | 1 | 5 | 1 | 0 | 0 | -2895.395 | -1843.223 | 299.4102 | Midway-Q2005 230kV Line | Midway-Q2005 230kV Line | Panoche- Mendota 115 kV line |  | 0 | 1 | 0 | 1 | 0 | 0 | -392.082 | -48.5717 | 299.4102 | Moss Landing-Las Aguilas 230 kV Line | Moss Landing-Las Aguilas 230 kV Line | Panoche- Mendota 115 kV line |  | 5 | 4 | YES | 4 | 1 | 1 | NO | 1
PG&E Fresno Study Area | Henrietta | 230 | 0 | 0 | 0 | 0 | 0 | 0 | 0 | 0 | 0 | 0 | 0 | 0 | 0 | 0 | 0 | 0 | 0 | 0 | 0 | 0 | 0 | 0 | 0 | 0 | 0 | 0 | 0 | 0 | 0 | 0 | 0 | 0 | 0 | 0 | 0 | 0 | 0 | 0 | 0 | 0 | 0 | 0 | 0 | 0 | 0 | 0 | 0 | 0 | 0 | 0 | 0 | 0 | 0 | 0 | 0 | 0 | 0 | 0 | 0 | 0 | 0 | 0 | 0 | 0 | 0 | 0 | 0 | 0 | 0 | 0 | 0 | 0 | 0 | 0 | 0 | 0 | 1 | 0 | 0 | 0 | 0 | 0 | 0 | 0 | 0 | 1 | 1 | 1 | 1 | 0 | 0 | 1 | 0 | 0 | 0 | 1 | 0 | 0 | 1 | 0 | 0 | 0 | 0 | 0 | 0 | 1 | 0 | 2 |  | 0 | 0 | 0 | 0 | 0 | 0 | 0 | 0 | 0 | 0 | 0 | 0 | 0 | 0 | 0 | 0 | 0 | 0 | 0 | 0 | 0 | 0 | 0 | 3 | 0 | 75 | 40 | 0 | 0 | 1 | 3 | 1 | 3 | 1 | 0 | 0 | -2895.395 | -1843.223 | 299.4102 | Midway-Q2005 230kV Line | Midway-Q2005 230kV Line | Panoche- Mendota 115 kV line |  | 0 | 1 | 0 | 1 | 0 | 0 | -392.082 | -48.5717 | 299.4102 | Moss Landing-Las Aguilas 230 kV Line | Moss Landing-Las Aguilas 230 kV Line | Panoche- Mendota 115 kV line |  | 5 | 4 | YES | 4 | 1 | 1 | NO | 1
PG&E Fresno Study Area | Herndon | 230 | 0 | 0 | 0 | 0 | 0 | 0 | 0 | 0 | 0 | 0 | 0 | 0 | 0 | 0 | 0 | 0 | 0 | 0 | 0 | 0 | 0 | 0 | 0 | 0 | 0 | 0 | 0 | 0 | 0 | 0 | 0 | 0 | 0 | 0 | 0 | 0 | 0 | 0 | 0 | 0 | 0 | 0 | 0 | 0 | 0 | 0 | 0 | 0 | 0 | 0 | 1 | 0 | 0 | 0 | 0 | 0 | 0 | 0 | 0 | 0 | 0 | 0 | 0 | 0 | 0 | 0 | 0 | 0 | 0 | 0 | 0 | 0 | 0 | 0 | 0 | 0 | 1 | 0 | 0 | 0 | 0 | 0 | 0 | 0 | 0 | 1 | 1 | 0 | 1 | 1 | 1 | 1 | 1 | 1 | 1 | 1 | 0 | 1 | 1 | 0 | 0 | 1 | 0 | 0 | 0 | 1 | 0 | 4 |  | 0 | 1.9 | 0 | 0 | 0 | 0 | 0 | 0 | 0 | 0 | 0 | 0 | 0 | 0 | 1 | 0 | 0 | 0 | 0 | 0 | 0 | 0 | 0 | 0 | 0 | 0 | 0 | 0 | 0 | 0 | 5 | 1 | 5 | 1 | 0 | 0 | -2895.395 | -1843.223 | 299.4102 | Midway-Q2005 230kV Line | Midway-Q2005 230kV Line | Panoche- Mendota 115 kV line |  | 0 | 1 | 0 | 1 | 0 | 0 | -392.082 | -48.5717 | 299.4102 | Moss Landing-Las Aguilas 230 kV Line | Moss Landing-Las Aguilas 230 kV Line | Panoche- Mendota 115 kV line |  | 5 | 4 | YES | 4 | 1 | 1 | NO | 1
PG&E Greater Bay Study Area | Hicks | 230 | 0 | 0 | 0 | 0 | 0 | 0 | 0 | 0 | 0 | 0 | 0 | 0 | 0 | 0 | 0 | 0 | 0 | 0 | 0 | 0 | 0 | 0 | 0 | 0 | 0 | 0 | 0 | 0 | 0 | 0 | 0 | 0 | 0 | 0 | 0 | 0 | 0 | 0 | 0 | 0 | 0 | 0 | 0 | 0 | 0 | 0 | 0 | 0 | 0 | 0 | 0 | 0 | 0 | 0 | 0 | 0 | 0 | 0 | 0 | 0 | 0 | 0 | 0 | 0 | 1 | 0 | 0 | 0 | 0 | 0 | 0 | 1 | 0 | 0 | 0 | 0 | 0 | 0 | 0 | 0 | 0 | 0 | 0 | 0 | 0 | 0 | 0 | 0 | 0 | 0 | 0 | 0 | 0 | 0 | 0 | 0 | 0 | 0 | 0 | 0 | 0 | 0 | 0 | 0 | 0 | 0 | 0 | 1 |  | 0 | 0 | 0 | 0 | 0 | 0 | 0 | 0 | 0 | 0 | 0 | 0 | 0 | 0 | 0 | 0 | 0 | 0 | 0 | 0 | 0 | 0 | 0 | 0 | 0 | 0 | 0 | 0 | 0 | 0 | 0 | 0 | 0 | 0 | 0 | 0 | 864.5167 | 2490.4106 | 6139.1027 | Tesla-Bellota 230 kV line | Tesla-Bellota 230 kV line | Tesla-Bellota 230 kV line |  | 0 | 0 | 0 | 0 | 0 | 0 | 864.5167 | 2490.4106 | 6139.1027 | Tesla-Bellota 230 kV line | Tesla-Bellota 230 kV line | Tesla-Bellota 230 kV line |  | 1 | 1 | NO | 1 | 1 | 1 | NO | 1
PG&E North of Greater Bay Study Area | Higgins | 115 | 0 | 0 | 0 | 0 | 0 | 0 | 0 | 0 | 0 | 0 | 0 | 0 | 0 | 0 | 0 | 0 | 0 | 0 | 0 | 0 | 0 | 0 | 0 | 0 | 0 | 0 | 0 | 0 | 0 | 0 | 0 | 0 | 0 | 0 | 0 | 0 | 0 | 0 | 0 | 0 | 0 | 0 | 0 | 0 | 1 | 0 | 0 | 1 | 0 | 0 | 1 | 1 | 1 | 0 | 0 | 0 | 0 | 0 | 0 | 0 | 0 | 0 | 0 | 0 | 1 | 1 | 0 | 0 | 0 | 0 | 0 | 0 | 0 | 0 | 0 | 0 | 0 | 0 | 0 | 0 | 0 | 0 | 0 | 0 | 0 | 0 | 0 | 0 | 0 | 0 | 0 | 0 | 0 | 0 | 0 | 0 | 0 | 0 | 0 | 0 | 0 | 0 | 0 | 0 | 0 | 0 | 0 | 0 |  | 0 | 0 | 0 | 0 | 0 | 0 | 0 | 0 | 0 | 0 | 0 | 0 | 0 | 0 | 0 | 0 | 15 | 0 | 0 | 0 | 0 | 0 | 0 | 0 | 0 | 0 | 0 | 0 | 0 | 1 | 1 | 0 | 1 | 0 | 0 | 0 | -1886.4315 | -134.2303 | 462.265 | Vaca Dixon-Tesla 500kV Line | Vaca Dixon-Tesla 500kV Line | Rio Oso-Brighton 230kV line |  | 0 | 0 | 0 | 0 | 0 | 0 | 164.1265 | 356.0745 | 462.265 | Bellota-Weber 230kV line | Rio Oso-Brighton 230kV line | Rio Oso-Brighton 230kV line |  | 5 | 1 | YES | 2 | 1 | 1 | NO | 1
SCE Metro Study Area | Hinson | 230 | 0 | 0 | 0 | 0 | 0 | 0 | 0 | 0 | 0 | 0 | 1 | 1 | 1 | 0 | 0 | 0 | 0 | 0 | 0 | 0 | 0 | 0 | 0 | 0 | 0 | 0 | 0 | 0 | 0 | 0 | 0 | 0 | 0 | 0 | 0 | 0 | 0 | 0 | 0 | 0 | 0 | 0 | 0 | 0 | 0 | 0 | 0 | 0 | 0 | 0 | 0 | 0 | 0 | 0 | 0 | 0 | 0 | 0 | 0 | 0 | 0 | 0 | 0 | 0 | 0 | 0 | 0 | 0 | 0 | 0 | 0 | 0 | 0 | 0 | 0 | 0 | 0 | 0 | 0 | 0 | 0 | 0 | 0 | 0 | 0 | 0 | 0 | 0 | 0 | 0 | 0 | 0 | 0 | 0 | 0 | 0 | 0 | 0 | 0 | 0 | 0 | 0 | 0 | 0 | 0 | 0 | 0 | 0 |  | 0 | 0 | 0 | 0 | 0 | 0 | 0 | 0 | 0 | 0 | 0 | 0 | 0 | 0 | 0 | 0 | 5.6 | 0 | 0 | 0 | 0 | 0 | 0 | 2.4 | 0 | 0 | 250 | 0 | 0 | 1 | 0 | 0 | 0 | 0 | 0 | 0 | 2889.234 | 3209.703 | 4183.53 | Hinson - Del Amo Constraint | Hinson - Del Amo Constraint | Hinson - Del Amo Constraint |  | 0 | 0 | 0 | 0 | 0 | 0 | 2889.234 | 3209.703 | 4183.53 | Hinson - Del Amo Constraint | Hinson - Del Amo Constraint | Hinson - Del Amo Constraint |  | 1 | 1 | NO | 1 | 1 | 1 | NO | 1
PG&E Greater Bay Study Area | Hollister | 115 | 0 | 0 | 0 | 0 | 0 | 0 | 0 | 0 | 0 | 0 | 0 | 0 | 0 | 0 | 0 | 0 | 0 | 0 | 0 | 0 | 0 | 0 | 0 | 0 | 0 | 0 | 0 | 0 | 0 | 0 | 0 | 0 | 0 | 0 | 0 | 0 | 0 | 0 | 0 | 0 | 0 | 0 | 0 | 0 | 0 | 0 | 0 | 0 | 0 | 0 | 0 | 0 | 0 | 0 | 0 | 0 | 0 | 0 | 0 | 0 | 1 | 0 | 0 | 0 | 1 | 0 | 0 | 0 | 0 | 0 | 0 | 1 | 1 | 0 | 0 | 0 | 0 | 0 | 0 | 0 | 0 | 0 | 0 | 0 | 0 | 0 | 0 | 0 | 0 | 0 | 0 | 1 | 0 | 0 | 0 | 0 | 0 | 0 | 0 | 0 | 0 | 0 | 0 | 1 | 0 | 0 | 0 | 2 |  | 0 | 0 | 0 | 0 | 0 | 0 | 0 | 0 | 0 | 0 | 0 | 0 | 0 | 0 | 0 | 0 | 0 | 0 | 0 | 0 | 0 | 0 | 0 | 0 | 0 | 0 | 10 | 0 | 0 | 1 | 1 | 0 | 1 | 0 | 0 | 0 | -349.3 | -18.55 | 975.5 | Morganhill-Metcalf 115kV Line | Morganhill-Metcalf 115kV Line | Morganhill-Metcalf 115kV Line |  | 0 | 0 | 0 | 0 | 0 | 0 | 362.7 | 693.45 | 975.5 | Morganhill-Metcalf 115kV Line | Morganhill-Metcalf 115kV Line | Morganhill-Metcalf 115kV Line |  | 5 | 1 | YES | 2 | 1 | 1 | NO | 1
PG&E North of Greater Bay Study Area | Homestake | 115 | 0 | 0 | 0 | 0 | 0 | 0 | 0 | 0 | 0 | 0 | 0 | 0 | 0 | 0 | 0 | 0 | 0 | 0 | 0 | 0 | 0 | 0 | 0 | 0 | 0 | 0 | 0 | 0 | 0 | 0 | 0 | 0 | 0 | 0 | 0 | 0 | 0 | 0 | 0 | 0 | 0 | 0 | 0 | 1 | 1 | 0 | 1 | 0 | 0 | 0 | 0 | 0 | 0 | 0 | 0 | 0 | 0 | 1 | 0 | 1 | 1 | 0 | 0 | 0 | 0 | 0 | 0 | 0 | 0 | 0 | 0 | 0 | 0 | 0 | 1 | 0 | 0 | 0 | 0 | 0 | 0 | 0 | 0 | 0 | 0 | 0 | 0 | 0 | 0 | 0 | 0 | 0 | 0 | 0 | 0 | 0 | 0 | 0 | 0 | 0 | 0 | 0 | 0 | 0 | 0 | 0 | 0 | 1 |  | 0 | 0 | 0 | 0 | 0 | 0 | 0 | 0 | 0 | 0 | 0 | 0 | 0 | 0 | 0 | 0 | 0 | 0 | 0 | 0 | 0 | 0 | 0 | 0 | 0 | 0 | 0 | 0 | 0 | 0 | 2 | 0 | 1 | 0 | 0 | 0 | -1886.4315 | -134.2303 | 915.5005 | Vaca Dixon-Tesla 500kV Line | Vaca Dixon-Tesla 500kV Line | Birds Landing-Contra Costa 230kV Line |  | 0 | 0 | 0 | 0 | 0 | 0 | 179.5473 | 668.0163 | 915.5005 | Contra Costa- Windmaster 230 kV line | Contra Costa- Windmaster 230 kV line | Birds Landing-Contra Costa 230kV Line |  | 5 | 1 | YES | 2 | 1 | 1 | NO | 1
PG&E North of Greater Bay Study Area | Honcut | 115 | 0 | 0 | 0 | 0 | 0 | 0 | 0 | 0 | 0 | 0 | 0 | 0 | 0 | 0 | 0 | 0 | 0 | 0 | 0 | 0 | 0 | 0 | 0 | 0 | 0 | 0 | 0 | 0 | 0 | 0 | 0 | 0 | 0 | 0 | 0 | 0 | 0 | 0 | 0 | 0 | 0 | 0 | 0 | 0 | 1 | 0 | 0 | 0 | 0 | 1 | 1 | 1 | 1 | 0 | 0 | 0 | 0 | 0 | 0 | 0 | 0 | 0 | 0 | 0 | 1 | 1 | 0 | 0 | 0 | 0 | 0 | 0 | 0 | 0 | 0 | 0 | 0 | 0 | 0 | 0 | 0 | 0 | 0 | 0 | 0 | 0 | 0 | 0 | 0 | 0 | 0 | 0 | 0 | 0 | 0 | 0 | 0 | 0 | 0 | 0 | 0 | 0 | 0 | 0 | 0 | 0 | 0 | 0 |  | 0 | 0 | 0 | 0 | 0 | 0 | 0 | 0 | 0 | 0 | 0 | 0 | 0 | 0 | 0 | 0 | 0 | 0 | 0 | 0 | 0 | 0 | 0 | 0 | 0 | 0 | 0 | 0 | 0 | 0 | 1 | 0 | 1 | 0 | 0 | 0 | -1886.4315 | -134.2303 | 266.795 | Vaca Dixon-Tesla 500kV Line | Vaca Dixon-Tesla 500kV Line | Rocklin-Pleaseant grove 115kV line |  | 0 | 0 | 0 | 0 | 0 | 0 | 0.1925 | 32.3255 | 266.795 | Rocklin-Pleaseant grove 115kV line | Rocklin-Pleaseant grove 115kV line | Rocklin-Pleaseant grove 115kV line |  | 5 | 1 | YES | 2 | 1 | 1 | NO | 1
SDG&E Study Area | Hoodoo Wash | 500 | 0 | 0 | 0 | 0 | 0 | 0 | 0 | 0 | 0 | 0 | 0 | 0 | 0 | 0 | 0 | 0 | 0 | 0 | 0 | 1 | 0 | 1 | 0 | 0 | 0 | 1 | 0 | 0 | 1 | 0 | 0 | 0 | 0 | 0 | 1 | 1 | 1 | 0 | 0 | 0 | 0 | 0 | 0 | 0 | 0 | 0 | 0 | 0 | 0 | 0 | 0 | 0 | 0 | 0 | 0 | 0 | 0 | 0 | 0 | 0 | 0 | 0 | 0 | 0 | 0 | 0 | 0 | 0 | 0 | 0 | 0 | 0 | 0 | 0 | 0 | 0 | 0 | 0 | 0 | 0 | 0 | 0 | 0 | 0 | 0 | 0 | 0 | 0 | 0 | 0 | 0 | 0 | 0 | 0 | 0 | 0 | 0 | 0 | 0 | 0 | 0 | 0 | 0 | 0 | 0 | 0 | 0 | 6 |  | 0 | 0 | 0 | 0 | 0 | 0 | 0 | 0 | 0 | 0 | 0 | 0 | 0 | 0 | 0 | 0 | 0 | 0 | 0 | 0 | 0 | 0 | 0 | 0 | 250 | 700 | 400 | 100 | 0 | 1 | 1 | 5 | 1 | 0 | 0 | 0 | -6514.967 | -537.3375 | 3523 | Devers-Red Bluff Constraint | Devers-Red Bluff Constraint | Encina - San Luis Rey 230 kV constraint |  | 0 | 5 | 1 | 0 | 0 | 0 | -6514.967 | -537.3375 | 3523 | Devers-Red Bluff Constraint | Devers-Red Bluff Constraint | Encina - San Luis Rey 230 kV constraint |  | 5 | 5 | NO | 5 | 1 | 1 | NO | 1
PG&E North of Greater Bay Study Area | Hopland | 115 | 0 | 0 | 0 | 0 | 0 | 0 | 0 | 0 | 0 | 0 | 0 | 0 | 0 | 0 | 0 | 0 | 0 | 0 | 0 | 0 | 0 | 0 | 0 | 0 | 0 | 0 | 0 | 0 | 0 | 0 | 0 | 0 | 0 | 0 | 0 | 0 | 0 | 0 | 0 | 0 | 0 | 0 | 0 | 0 | 0 | 0 | 1 | 0 | 0 | 0 | 0 | 0 | 0 | 0 | 0 | 0 | 0 | 0 | 0 | 0 | 0 | 0 | 0 | 0 | 0 | 0 | 0 | 0 | 0 | 0 | 0 | 0 | 0 | 0 | 0 | 0 | 0 | 0 | 0 | 0 | 0 | 0 | 0 | 0 | 0 | 0 | 0 | 0 | 0 | 0 | 0 | 0 | 0 | 0 | 0 | 0 | 0 | 0 | 0 | 0 | 0 | 0 | 0 | 0 | 0 | 0 | 0 | 0 |  | 0 | 0 | 0 | 0 | 0 | 0 | 0 | 0 | 0 | 0 | 0 | 0 | 0 | 0 | 0 | 0 | 0 | 0 | 0 | 0 | 0 | 0 | 0 | 0 | 0 | 0 | 0 | 0 | 0 | 0 | 0 | 0 | 0 | 0 | 0 | 0 | 1348.544 | 1417.4902 | 1431.3072 | Cortina-Eagle Rock 115 kV line | Cortina-Eagle Rock 115 kV line | Cortina-Eagle Rock 115 kV line |  | 0 | 0 | 0 | 0 | 0 | 0 | 1348.544 | 1417.4902 | 1431.3072 | Cortina-Eagle Rock 115 kV line | Cortina-Eagle Rock 115 kV line | Cortina-Eagle Rock 115 kV line |  | 1 | 1 | NO | 1 | 1 | 1 | NO | 1
PG&E North of Greater Bay Study Area | Humboldt | 115 | 0 | 0 | 0 | 0 | 0 | 0 | 0 | 0 | 0 | 0 | 0 | 0 | 0 | 0 | 0 | 0 | 0 | 0 | 0 | 0 | 0 | 0 | 0 | 0 | 0 | 0 | 0 | 0 | 0 | 0 | 0 | 0 | 0 | 0 | 0 | 0 | 0 | 0 | 0 | 0 | 0 | 0 | 0 | 0 | 0 | 0 | 0 | 0 | 0 | 0 | 0 | 0 | 0 | 0 | 0 | 0 | 0 | 0 | 0 | 0 | 0 | 0 | 0 | 0 | 0 | 0 | 0 | 0 | 0 | 0 | 0 | 0 | 0 | 0 | 0 | 0 | 0 | 0 | 0 | 0 | 0 | 0 | 0 | 0 | 0 | 0 | 0 | 0 | 0 | 0 | 0 | 0 | 0 | 0 | 0 | 0 | 0 | 0 | 0 | 0 | 0 | 0 | 0 | 0 | 0 | 0 | 0 | 0 |  | 0 | 0 | 0 | 0 | 0 | 0 | 0 | 0 | 0 | 0 | 0 | 0 | 0 | 0 | 0 | 0 | 2.5 | 0 | 0 | 0 | 0 | 0 | 0 | 7.969 | 0 | 0 | 1.25 | 0 | 0 | 1 | 0 | 0 | 0 | 0 | 0 | 0 | 0 | 0 | 0 | #N/A | #N/A | #N/A |  | 0 | 0 | 0 | 0 | 0 | 0 | 0 | 0 | 0 | #N/A | #N/A | #N/A |  | 1 | 1 | NO | 1 | 1 | 1 | NO | 1
PG&E North of Greater Bay Study Area | Humboldt (Proposed) | 500 | 0 | 0 | 0 | 0 | 0 | 0 | 0 | 0 | 0 | 0 | 0 | 0 | 0 | 0 | 0 | 0 | 0 | 0 | 0 | 0 | 0 | 0 | 0 | 0 | 0 | 0 | 0 | 0 | 0 | 0 | 0 | 0 | 0 | 0 | 0 | 0 | 0 | 0 | 0 | 0 | 0 | 0 | 0 | 0 | 0 | 0 | 0 | 0 | 0 | 0 | 0 | 0 | 0 | 1 | 0 | 0 | 0 | 0 | 0 | 0 | 0 | 0 | 0 | 0 | 0 | 0 | 0 | 0 | 0 | 0 | 0 | 0 | 0 | 0 | 0 | 0 | 0 | 0 | 0 | 0 | 0 | 0 | 0 | 0 | 0 | 0 | 0 | 0 | 0 | 0 | 0 | 0 | 0 | 0 | 0 | 0 | 0 | 0 | 0 | 0 | 0 | 0 | 0 | 0 | 0 | 0 | 0 | 0 |  | 0 | 0 | 0 | 0 | 0 | 0 | 0 | 0 | 0 | 0 | 0 | 0 | 0 | 0 | 0 | 0 | 0 | 0 | 0 | 0 | 0 | 0 | 0 | 0 | 0 | 0 | 0 | 0 | 0 | 0 | 0 | 0 | 0 | 0 | 0 | 0 | 0 | 0 | 0 | Humboldt Offshore Wind constraint | Humboldt Offshore Wind constraint | Humboldt Offshore Wind constraint |  | 0 | 0 | 0 | 0 | 0 | 0 | 0 | 0 | 0 | Humboldt Offshore Wind constraint | Humboldt Offshore Wind constraint | Humboldt Offshore Wind constraint |  | 1 | 1 | NO | 1 | 1 | 1 | NO | 1
SCE Metro Study Area | Huntington Beach | 230 | 0 | 0 | 0 | 0 | 0 | 0 | 0 | 0 | 0 | 0 | 0 | 0 | 1 | 0 | 0 | 0 | 0 | 0 | 0 | 0 | 0 | 0 | 0 | 0 | 0 | 0 | 0 | 0 | 0 | 0 | 0 | 0 | 0 | 0 | 0 | 0 | 0 | 0 | 0 | 0 | 0 | 0 | 0 | 0 | 0 | 0 | 0 | 0 | 0 | 0 | 0 | 0 | 0 | 0 | 0 | 0 | 0 | 0 | 0 | 0 | 0 | 0 | 0 | 0 | 0 | 0 | 0 | 0 | 0 | 0 | 0 | 0 | 0 | 0 | 0 | 0 | 0 | 0 | 0 | 0 | 0 | 0 | 0 | 0 | 0 | 0 | 0 | 0 | 0 | 0 | 0 | 0 | 0 | 0 | 0 | 0 | 0 | 0 | 0 | 0 | 0 | 0 | 0 | 0 | 0 | 0 | 0 | 0 |  | 0 | 0 | 0 | 0 | 0 | 0 | 0 | 0 | 0 | 0 | 0 | 0 | 0 | 0 | 0 | 0 | 0 | 0 | 0 | 0 | 0 | 0 | 0 | 0 | 0 | 0 | 0 | 0 | 0 | 0 | 0 | 0 | 0 | 0 | 0 | 0 | 11262.334 | 12489.753 | 16184.43 | SCE Metro Area Default Constraint | SCE Metro Area Default Constraint | SCE Metro Area Default Constraint |  | 0 | 0 | 0 | 0 | 0 | 0 | 11262.334 | 12489.753 | 16184.43 | SCE Metro Area Default Constraint | SCE Metro Area Default Constraint | SCE Metro Area Default Constraint |  | 1 | 1 | NO | 1 | 1 | 1 | NO | 1
PG&E North of Greater Bay Study Area | Ignacio | 230 | 0 | 0 | 0 | 0 | 0 | 0 | 0 | 0 | 0 | 0 | 0 | 0 | 0 | 0 | 0 | 0 | 0 | 0 | 0 | 0 | 0 | 0 | 0 | 0 | 0 | 0 | 0 | 0 | 0 | 0 | 0 | 0 | 0 | 0 | 0 | 0 | 0 | 0 | 0 | 0 | 0 | 0 | 0 | 0 | 0 | 0 | 1 | 0 | 0 | 0 | 0 | 0 | 0 | 0 | 0 | 0 | 0 | 0 | 0 | 0 | 0 | 0 | 0 | 0 | 0 | 0 | 0 | 0 | 0 | 0 | 0 | 0 | 0 | 0 | 0 | 0 | 0 | 0 | 0 | 0 | 0 | 0 | 0 | 0 | 0 | 0 | 0 | 0 | 0 | 0 | 0 | 0 | 0 | 0 | 0 | 0 | 0 | 0 | 0 | 0 | 0 | 0 | 0 | 0 | 0 | 0 | 0 | 0 |  | 0 | 0 | 0 | 0 | 0 | 0 | 0 | 0 | 0 | 0 | 0 | 0 | 0 | 0 | 0 | 0 | 0 | 0 | 0 | 0 | 0 | 0 | 0 | 0 | 0 | 0 | 0 | 0 | 0 | 0 | 0 | 0 | 0 | 0 | 0 | 0 | 1348.544 | 1417.4902 | 1431.3072 | Cortina-Eagle Rock 115 kV line | Cortina-Eagle Rock 115 kV line | Cortina-Eagle Rock 115 kV line |  | 0 | 0 | 0 | 0 | 0 | 0 | 1348.544 | 1417.4902 | 1431.3072 | Cortina-Eagle Rock 115 kV line | Cortina-Eagle Rock 115 kV line | Cortina-Eagle Rock 115 kV line |  | 1 | 1 | NO | 1 | 1 | 1 | NO | 1
PG&E North of Greater Bay Study Area | Ignacio | 115 | 0 | 0 | 0 | 0 | 0 | 0 | 0 | 0 | 0 | 0 | 0 | 0 | 0 | 0 | 0 | 0 | 0 | 0 | 0 | 0 | 0 | 0 | 0 | 0 | 0 | 0 | 0 | 0 | 0 | 0 | 0 | 0 | 0 | 0 | 0 | 0 | 0 | 0 | 0 | 0 | 0 | 0 | 0 | 1 | 1 | 0 | 1 | 0 | 0 | 0 | 0 | 0 | 0 | 0 | 0 | 0 | 0 | 1 | 1 | 1 | 1 | 0 | 0 | 0 | 1 | 0 | 0 | 0 | 0 | 0 | 0 | 0 | 0 | 1 | 0 | 0 | 0 | 0 | 0 | 0 | 0 | 0 | 0 | 0 | 0 | 0 | 0 | 0 | 0 | 0 | 0 | 0 | 0 | 0 | 0 | 0 | 0 | 0 | 0 | 0 | 0 | 0 | 0 | 0 | 0 | 0 | 0 | 1 |  | 0 | 0 | 0 | 0 | 0 | 0 | 0 | 0 | 0 | 0 | 0 | 0 | 0 | 0 | 0 | 0 | 0 | 0 | 0 | 0 | 0 | 0 | 0 | 0 | 0 | 0 | 0 | 0 | 0 | 0 | 2 | 0 | 1 | 0 | 0 | 0 | -1886.4315 | -134.2303 | 653.0393 | Vaca Dixon-Tesla 500kV Line | Vaca Dixon-Tesla 500kV Line | Windmaster-Delta pumps 230 kV line |  | 0 | 0 | 0 | 0 | 0 | 0 | 179.5473 | 668.0163 | 653.0393 | Contra Costa- Windmaster 230 kV line | Contra Costa- Windmaster 230 kV line | Windmaster-Delta pumps 230 kV line |  | 5 | 1 | YES | 2 | 1 | 1 | NO | 1
SDG&E Study Area | Imperial Valley | 500 | 0 | 0 | 0 | 0 | 0 | 0 | 0 | 0 | 0 | 0 | 0 | 0 | 0 | 0 | 0 | 0 | 0 | 0 | 0 | 1 | 0 | 1 | 0 | 0 | 0 | 1 | 0 | 0 | 1 | 0 | 0 | 0 | 1 | 0 | 1 | 1 | 1 | 0 | 1 | 1 | 1 | 0 | 0 | 0 | 0 | 0 | 0 | 0 | 0 | 0 | 0 | 0 | 0 | 0 | 0 | 0 | 0 | 0 | 0 | 0 | 0 | 0 | 0 | 0 | 0 | 0 | 0 | 0 | 0 | 0 | 0 | 0 | 0 | 0 | 0 | 0 | 0 | 0 | 0 | 0 | 0 | 0 | 0 | 0 | 0 | 0 | 0 | 0 | 0 | 0 | 0 | 0 | 0 | 0 | 0 | 0 | 0 | 0 | 0 | 0 | 0 | 0 | 0 | 0 | 0 | 0 | 0 | 7 |  | 0 | 0 | 0 | 0 | 0 | 0 | 0 | 0 | 0 | 0 | 0 | 0 | 0 | 0 | 0 | 0 | 0 | 0 | 0 | 0 | 0 | 0 | 0 | 0 | 0 | 0 | 0 | 0 | 0 | 0 | 3 | 6 | 1 | 0 | 0 | 0 | -6514.967 | -537.3375 | 591.5 | Devers-Red Bluff Constraint | Devers-Red Bluff Constraint | Silvergate - Bay Blvd 230 kV constraint |  | 0 | 6 | 1 | 0 | 0 | 0 | -6514.967 | -537.3375 | 1259.5 | Devers-Red Bluff Constraint | Devers-Red Bluff Constraint | Silvergate-Old Town 230 kV constraint |  | 5 | 5 | NO | 5 | 1 | 1 | NO | 1
SDG&E Study Area | Imperial Valley | 230 | 0 | 0 | 0 | 0 | 0 | 0 | 0 | 0 | 0 | 0 | 0 | 0 | 0 | 0 | 0 | 0 | 0 | 0 | 0 | 1 | 0 | 1 | 0 | 0 | 0 | 1 | 0 | 0 | 1 | 0 | 0 | 0 | 1 | 0 | 1 | 1 | 1 | 0 | 1 | 1 | 1 | 0 | 0 | 0 | 0 | 0 | 0 | 0 | 0 | 0 | 0 | 0 | 0 | 0 | 0 | 0 | 0 | 0 | 0 | 0 | 0 | 0 | 0 | 0 | 0 | 0 | 0 | 0 | 0 | 0 | 0 | 0 | 0 | 0 | 0 | 0 | 0 | 0 | 0 | 0 | 0 | 0 | 0 | 0 | 0 | 0 | 0 | 0 | 0 | 0 | 0 | 0 | 0 | 0 | 0 | 0 | 0 | 0 | 0 | 0 | 0 | 0 | 0 | 0 | 0 | 0 | 0 | 7 |  | 50 | 0 | 0 | 0 | 0 | 0 | 0 | 0 | 0 | 120 | 0 | 171 | 0 | 0 | 1 | 50 | 0 | 0 | 0 | 0 | 0 | 0 | 0 | 0 | 0 | 0 | 174 | 0 | 0 | 1 | 3 | 6 | 1 | 0 | 0 | 0 | -6514.967 | -537.3375 | 591.5 | Devers-Red Bluff Constraint | Devers-Red Bluff Constraint | Silvergate - Bay Blvd 230 kV constraint |  | 0 | 6 | 1 | 0 | 0 | 0 | -6514.967 | -537.3375 | 1259.5 | Devers-Red Bluff Constraint | Devers-Red Bluff Constraint | Silvergate-Old Town 230 kV constraint |  | 5 | 5 | NO | 5 | 1 | 1 | NO | 1
East of Pisgah Study Area | Innovation | 230 | 0 | 0 | 0 | 0 | 0 | 0 | 0 | 0 | 0 | 0 | 0 | 0 | 0 | 0 | 0 | 0 | 0 | 0 | 0 | 1 | 0 | 1 | 0 | 0 | 0 | 0 | 0 | 1 | 1 | 0 | 0 | 0 | 0 | 0 | 0 | 0 | 0 | 0 | 0 | 0 | 0 | 0 | 0 | 0 | 0 | 0 | 0 | 0 | 0 | 0 | 0 | 0 | 0 | 0 | 0 | 0 | 0 | 0 | 0 | 0 | 0 | 0 | 0 | 0 | 0 | 0 | 0 | 0 | 0 | 0 | 0 | 0 | 0 | 0 | 0 | 0 | 0 | 0 | 0 | 0 | 0 | 0 | 0 | 0 | 0 | 0 | 0 | 0 | 0 | 0 | 0 | 0 | 0 | 0 | 0 | 0 | 0 | 0 | 0 | 0 | 0 | 0 | 0 | 0 | 0 | 0 | 0 | 3 |  | 0 | 0 | 0 | 0 | 0 | 0 | 0 | 0 | 0 | 0 | 0 | 0 | 0 | 0 | 0 | 0 | 0 | 100 | 100 | 0 | 0 | 0 | 0 | 0 | 300 | 0 | 100 | 50 | 0 | 1 | 1 | 3 | 1 | 0 | 0 | 0 | -6514.967 | -537.3375 | 2339.1 | Devers-Red Bluff Constraint | Devers-Red Bluff Constraint | GLW 230kV area constraint |  | 0 | 3 | 1 | 0 | 0 | 0 | -6514.967 | -537.3375 | 2339.1 | Devers-Red Bluff Constraint | Devers-Red Bluff Constraint | GLW 230kV area constraint |  | 5 | 5 | NO | 5 | 1 | 1 | NO | 1
East of Pisgah Study Area | Innovation | 138 | 0 | 0 | 0 | 0 | 0 | 0 | 0 | 0 | 0 | 0 | 0 | 0 | 0 | 0 | 0 | 0 | 0 | 0 | 0 | 1 | 0 | 1 | 0 | 0 | 0 | 0 | 1 | 1 | 1 | 0 | 0 | 0 | 0 | 0 | 0 | 0 | 0 | 0 | 0 | 0 | 0 | 0 | 0 | 0 | 0 | 0 | 0 | 0 | 0 | 0 | 0 | 0 | 0 | 0 | 0 | 0 | 0 | 0 | 0 | 0 | 0 | 0 | 0 | 0 | 0 | 0 | 0 | 0 | 0 | 0 | 0 | 0 | 0 | 0 | 0 | 0 | 0 | 0 | 0 | 0 | 0 | 0 | 0 | 0 | 0 | 0 | 0 | 0 | 0 | 0 | 0 | 0 | 0 | 0 | 0 | 0 | 0 | 0 | 0 | 0 | 0 | 0 | 0 | 0 | 0 | 0 | 0 | 3 |  | 0 | 0 | 0 | 0 | 0 | 0 | 0 | 0 | 0 | 0 | 0 | 0 | 0 | 0 | 0 | 0 | 0 | 0 | 0 | 0 | 0 | 0 | 0 | 0 | 0 | 0 | 0 | 0 | 0 | 0 | 2 | 3 | 2 | 0 | 1 | 0 | -6514.967 | -537.3375 | -359.5 | Devers-Red Bluff Constraint | Devers-Red Bluff Constraint | VEA 138kV area constraint |  | 0 | 3 | 1 | 0 | 0 | 0 | -6514.967 | -537.3375 | 570.5 | Devers-Red Bluff Constraint | Devers-Red Bluff Constraint | VEA 138kV area constraint |  | 5 | 5 | NO | 5 | 5 | 1 | YES | 2
SCE North of Lugo Study Area | Inyokern | 115 | 0 | 0 | 0 | 0 | 0 | 0 | 0 | 0 | 0 | 0 | 0 | 0 | 0 | 1 | 1 | 1 | 1 | 0 | 0 | 0 | 0 | 0 | 0 | 0 | 0 | 0 | 0 | 0 | 0 | 0 | 0 | 0 | 0 | 0 | 0 | 0 | 0 | 0 | 0 | 0 | 0 | 0 | 0 | 0 | 0 | 0 | 0 | 0 | 0 | 0 | 0 | 0 | 0 | 0 | 0 | 0 | 0 | 0 | 0 | 0 | 0 | 0 | 0 | 0 | 0 | 0 | 0 | 0 | 0 | 0 | 0 | 0 | 0 | 0 | 0 | 0 | 0 | 0 | 0 | 0 | 0 | 0 | 0 | 0 | 0 | 0 | 0 | 0 | 0 | 0 | 0 | 0 | 0 | 0 | 0 | 0 | 0 | 0 | 0 | 0 | 0 | 0 | 0 | 0 | 0 | 0 | 0 | 3 |  | 0 | 0 | 0 | 0 | 0 | 0 | 0 | 0 | 2 | 0 | 0 | 0 | 0 | 0 | 1 | 0 | 0 | 0 | 0 | 0 | 0 | 0 | 0 | 0 | 0 | 0 | 0 | 0 | 0 | 0 | 0 | 0 | 1 | 0 | 0 | 1 | 0.288 | -0.354 | -0.24 | Control to Inyokern area constraint | Control to Inyokern area constraint | Control to Inyokern area constraint |  | 0 | 0 | 1 | 0 | 0 | 1 | 0.288 | -0.354 | -0.24 | Control to Inyokern area constraint | Control to Inyokern area constraint | Control to Inyokern area constraint |  | 5 | 5 | NO | 5 | 3 | 3 | NO | 3
East of Pisgah Study Area | IS Tap | 138 | 0 | 0 | 0 | 0 | 0 | 0 | 0 | 0 | 0 | 0 | 0 | 0 | 0 | 0 | 0 | 0 | 0 | 0 | 0 | 1 | 0 | 1 | 0 | 0 | 0 | 0 | 1 | 0 | 1 | 0 | 0 | 0 | 0 | 0 | 0 | 0 | 0 | 0 | 0 | 0 | 0 | 0 | 0 | 0 | 0 | 0 | 0 | 0 | 0 | 0 | 0 | 0 | 0 | 0 | 0 | 0 | 0 | 0 | 0 | 0 | 0 | 0 | 0 | 0 | 0 | 0 | 0 | 0 | 0 | 0 | 0 | 0 | 0 | 0 | 0 | 0 | 0 | 0 | 0 | 0 | 0 | 0 | 0 | 0 | 0 | 0 | 0 | 0 | 0 | 0 | 0 | 0 | 0 | 0 | 0 | 0 | 0 | 0 | 0 | 0 | 0 | 0 | 0 | 0 | 0 | 0 | 0 | 2 |  | 0 | 0 | 0 | 0 | 0 | 0 | 0 | 0 | 0 | 0 | 0 | 0 | 0 | 0 | 0 | 0 | 0 | 0 | 0 | 0 | 0 | 0 | 0 | 0 | 0 | 0 | 0 | 0 | 0 | 0 | 2 | 2 | 2 | 0 | 1 | 0 | -6514.967 | -537.3375 | -359.5 | Devers-Red Bluff Constraint | Devers-Red Bluff Constraint | VEA 138kV area constraint |  | 0 | 2 | 1 | 0 | 0 | 0 | -6514.967 | -537.3375 | 570.5 | Devers-Red Bluff Constraint | Devers-Red Bluff Constraint | VEA 138kV area constraint |  | 5 | 5 | NO | 5 | 5 | 1 | YES | 2
East of Pisgah Study Area | Ivanpah | 230 | 0 | 0 | 0 | 0 | 0 | 0 | 0 | 0 | 0 | 0 | 0 | 0 | 0 | 0 | 0 | 0 | 0 | 0 | 0 | 0 | 0 | 0 | 0 | 0 | 0 | 0 | 0 | 0 | 1 | 0 | 0 | 0 | 0 | 0 | 0 | 0 | 0 | 0 | 0 | 0 | 0 | 0 | 0 | 0 | 0 | 0 | 0 | 0 | 0 | 0 | 0 | 0 | 0 | 0 | 0 | 0 | 0 | 0 | 0 | 0 | 0 | 0 | 0 | 0 | 0 | 0 | 0 | 0 | 0 | 0 | 0 | 0 | 0 | 0 | 0 | 0 | 0 | 0 | 0 | 0 | 0 | 0 | 0 | 0 | 0 | 0 | 0 | 0 | 0 | 0 | 0 | 0 | 0 | 0 | 0 | 0 | 0 | 0 | 0 | 0 | 0 | 0 | 0 | 0 | 0 | 0 | 0 | 0 |  | 0 | 0 | 0 | 0 | 0 | 0 | 0 | 0 | 0 | 0 | 0 | 0 | 0 | 0 | 0 | 0 | 0 | 0 | 0 | 0 | 0 | 0 | 0 | 0 | 0 | 0 | 0 | 0 | 0 | 0 | 1 | 0 | 0 | 0 | 0 | 0 | -6146.0908 | 600.4204 | 3670.387 | Lugo - Victorville area constraint | Lugo - Victorville area constraint | Lugo - Victorville area constraint |  | 0 | 0 | 0 | 0 | 0 | 0 | 653.9092 | 7400.4204 | 10470.387 | Lugo - Victorville area constraint | Lugo - Victorville area constraint | Lugo - Victorville area constraint |  | 5 | 1 | YES | 2 | 1 | 1 | NO | 1
East of Pisgah Study Area | Jackass (DOE) | 138 | 0 | 0 | 0 | 0 | 0 | 0 | 0 | 0 | 0 | 0 | 0 | 0 | 0 | 0 | 0 | 0 | 0 | 0 | 0 | 1 | 0 | 1 | 0 | 0 | 0 | 0 | 1 | 0 | 1 | 0 | 0 | 0 | 0 | 0 | 0 | 0 | 0 | 0 | 0 | 0 | 0 | 0 | 0 | 0 | 0 | 0 | 0 | 0 | 0 | 0 | 0 | 0 | 0 | 0 | 0 | 0 | 0 | 0 | 0 | 0 | 0 | 0 | 0 | 0 | 0 | 0 | 0 | 0 | 0 | 0 | 0 | 0 | 0 | 0 | 0 | 0 | 0 | 0 | 0 | 0 | 0 | 0 | 0 | 0 | 0 | 0 | 0 | 0 | 0 | 0 | 0 | 0 | 0 | 0 | 0 | 0 | 0 | 0 | 0 | 0 | 0 | 0 | 0 | 0 | 0 | 0 | 0 | 2 |  | 0 | 0 | 0 | 0 | 0 | 0 | 0 | 0 | 0 | 0 | 0 | 0 | 0 | 0 | 0 | 0 | 0 | 0 | 0 | 0 | 0 | 0 | 0 | 0 | 0 | 0 | 0 | 0 | 0 | 0 | 2 | 2 | 2 | 0 | 1 | 0 | -6514.967 | -537.3375 | -359.5 | Devers-Red Bluff Constraint | Devers-Red Bluff Constraint | VEA 138kV area constraint |  | 0 | 2 | 1 | 0 | 0 | 0 | -6514.967 | -537.3375 | 570.5 | Devers-Red Bluff Constraint | Devers-Red Bluff Constraint | VEA 138kV area constraint |  | 5 | 5 | NO | 5 | 5 | 1 | YES | 2
PG&E Fresno Study Area | Jackson Swt | 115 | 0 | 0 | 0 | 0 | 0 | 0 | 0 | 0 | 0 | 0 | 0 | 0 | 0 | 0 | 0 | 0 | 0 | 0 | 0 | 0 | 0 | 0 | 0 | 0 | 0 | 0 | 0 | 0 | 0 | 0 | 0 | 0 | 0 | 0 | 0 | 0 | 0 | 0 | 0 | 0 | 0 | 0 | 0 | 0 | 0 | 0 | 0 | 0 | 0 | 0 | 0 | 0 | 0 | 0 | 0 | 0 | 0 | 0 | 0 | 0 | 0 | 0 | 0 | 0 | 0 | 0 | 0 | 0 | 0 | 0 | 0 | 0 | 0 | 0 | 0 | 0 | 0 | 0 | 0 | 0 | 0 | 0 | 0 | 0 | 0 | 0 | 0 | 0 | 0 | 0 | 0 | 0 | 0 | 0 | 0 | 0 | 0 | 0 | 0 | 0 | 0 | 0 | 0 | 0 | 0 | 0 | 1 | 0 |  | 0 | 0 | 0 | 0 | 0 | 0 | 0 | 0 | 0 | 0 | 0 | 0 | 0 | 0 | 0 | 0 | 0 | 0 | 0 | 0 | 0 | 0 | 0 | 0 | 0 | 0 | 0 | 0 | 0 | 0 | 0 | 0 | 0 | 0 | 0 | 0 | 84.6 | 82.776 | 24.84 | Jacksson-WaukenaCorcoran 115kV line | Jacksson-WaukenaCorcoran 115kV line | Jacksson-WaukenaCorcoran 115kV line |  | 0 | 0 | 0 | 0 | 0 | 0 | 84.6 | 82.776 | 24.84 | Jacksson-WaukenaCorcoran 115kV line | Jacksson-WaukenaCorcoran 115kV line | Jacksson-WaukenaCorcoran 115kV line |  | 1 | 1 | NO | 1 | 1 | 1 | NO | 1
PG&E North of Greater Bay Study Area | Jessup | 115 | 0 | 0 | 0 | 0 | 0 | 0 | 0 | 0 | 0 | 0 | 0 | 0 | 0 | 0 | 0 | 0 | 0 | 0 | 0 | 0 | 0 | 0 | 0 | 0 | 0 | 0 | 0 | 0 | 0 | 0 | 0 | 0 | 0 | 0 | 0 | 0 | 0 | 0 | 0 | 0 | 0 | 0 | 0 | 0 | 1 | 0 | 0 | 0 | 0 | 0 | 0 | 0 | 0 | 0 | 0 | 0 | 0 | 0 | 0 | 0 | 0 | 0 | 0 | 0 | 0 | 0 | 0 | 0 | 0 | 0 | 0 | 0 | 0 | 0 | 0 | 0 | 0 | 0 | 0 | 0 | 0 | 0 | 0 | 0 | 0 | 0 | 0 | 0 | 0 | 0 | 0 | 0 | 0 | 0 | 0 | 0 | 0 | 0 | 0 | 0 | 0 | 0 | 0 | 0 | 0 | 0 | 0 | 0 |  | 0 | 0 | 0 | 0 | 0 | 0 | 0 | 0 | 0 | 0 | 0 | 0 | 0 | 0 | 0 | 0 | 6 | 0 | 0 | 0 | 0 | 0 | 0 | 0 | 0 | 0 | 0 | 0 | 0 | 1 | 1 | 0 | 1 | 0 | 0 | 0 | -1886.4315 | -134.2303 | 1728.5998 | Vaca Dixon-Tesla 500kV Line | Vaca Dixon-Tesla 500kV Line | Vaca Dixon-Tesla 500kV Line |  | 0 | 0 | 0 | 0 | 0 | 0 | 6758.5685 | 8510.7697 | 1728.5998 | Vaca Dixon-Tesla 500kV Line | Vaca Dixon-Tesla 500kV Line | Vaca Dixon-Tesla 500kV Line |  | 5 | 1 | YES | 2 | 1 | 1 | NO | 1
SCE Metro Study Area | Johanna | 230 | 0 | 0 | 0 | 0 | 0 | 0 | 0 | 0 | 0 | 0 | 0 | 0 | 1 | 0 | 0 | 0 | 0 | 0 | 0 | 0 | 0 | 0 | 0 | 0 | 0 | 0 | 0 | 0 | 0 | 0 | 0 | 0 | 0 | 0 | 0 | 0 | 0 | 0 | 0 | 0 | 0 | 0 | 0 | 0 | 0 | 0 | 0 | 0 | 0 | 0 | 0 | 0 | 0 | 0 | 0 | 0 | 0 | 0 | 0 | 0 | 0 | 0 | 0 | 0 | 0 | 0 | 0 | 0 | 0 | 0 | 0 | 0 | 0 | 0 | 0 | 0 | 0 | 0 | 0 | 0 | 0 | 0 | 0 | 0 | 0 | 0 | 0 | 0 | 0 | 0 | 0 | 0 | 0 | 0 | 0 | 0 | 0 | 0 | 0 | 0 | 0 | 0 | 0 | 0 | 0 | 0 | 0 | 0 |  | 0 | 0 | 0 | 0 | 0 | 0 | 0 | 0 | 0 | 0 | 0 | 61.4 | 0 | 0 | 1 | 0 | 0 | 0 | 0 | 0 | 0 | 0 | 0 | 0 | 0 | 0 | 40 | 50 | 0 | 1 | 0 | 0 | 0 | 0 | 0 | 0 | 11262.334 | 12489.753 | 16184.43 | SCE Metro Area Default Constraint | SCE Metro Area Default Constraint | SCE Metro Area Default Constraint |  | 0 | 0 | 0 | 0 | 0 | 0 | 11262.334 | 12489.753 | 16184.43 | SCE Metro Area Default Constraint | SCE Metro Area Default Constraint | SCE Metro Area Default Constraint |  | 1 | 1 | NO | 1 | 1 | 1 | NO | 1
SCE Eastern Study Area | Julian Hinds | 230 | 0 | 0 | 0 | 0 | 0 | 0 | 0 | 0 | 0 | 0 | 0 | 0 | 0 | 0 | 0 | 0 | 0 | 0 | 0 | 0 | 0 | 1 | 1 | 1 | 0 | 1 | 0 | 0 | 0 | 0 | 0 | 0 | 0 | 0 | 0 | 0 | 0 | 0 | 0 | 0 | 0 | 0 | 0 | 0 | 0 | 0 | 0 | 0 | 0 | 0 | 0 | 0 | 0 | 0 | 0 | 0 | 0 | 0 | 0 | 0 | 0 | 0 | 0 | 0 | 0 | 0 | 0 | 0 | 0 | 0 | 0 | 0 | 0 | 0 | 0 | 0 | 0 | 0 | 0 | 0 | 0 | 0 | 0 | 0 | 0 | 0 | 0 | 0 | 0 | 0 | 0 | 0 | 0 | 0 | 0 | 0 | 0 | 0 | 0 | 0 | 0 | 0 | 0 | 0 | 0 | 0 | 0 | 2 |  | 0 | 0 | 0 | 0 | 0 | 0 | 0 | 0 | 0 | 0 | 0 | 0 | 0 | 0 | 0 | 0 | 0 | 0 | 0 | 0 | 0 | 0 | 0 | 0 | 0 | 0 | 0 | 0 | 0 | 0 | 0 | 2 | 1 | 0 | 0 | 0 | -6514.967 | -537.3375 | 300 | Devers-Red Bluff Constraint | Devers-Red Bluff Constraint | Eagle Mountain Constraint |  | 0 | 2 | 1 | 0 | 0 | 0 | -6514.967 | -537.3375 | 300 | Devers-Red Bluff Constraint | Devers-Red Bluff Constraint | Eagle Mountain Constraint |  | 5 | 5 | NO | 5 | 1 | 1 | NO | 1
PG&E Greater Bay Study Area | Kasson | 115 | 0 | 0 | 0 | 0 | 0 | 0 | 0 | 0 | 0 | 0 | 0 | 0 | 0 | 0 | 0 | 0 | 0 | 0 | 0 | 0 | 0 | 0 | 0 | 0 | 0 | 0 | 0 | 0 | 0 | 0 | 0 | 0 | 0 | 0 | 0 | 0 | 0 | 0 | 0 | 0 | 0 | 0 | 0 | 0 | 0 | 0 | 0 | 0 | 0 | 0 | 0 | 0 | 0 | 0 | 0 | 0 | 0 | 0 | 0 | 0 | 0 | 0 | 0 | 0 | 0 | 0 | 0 | 0 | 1 | 0 | 0 | 0 | 0 | 0 | 0 | 0 | 0 | 0 | 0 | 0 | 0 | 0 | 0 | 0 | 0 | 0 | 0 | 0 | 0 | 0 | 0 | 0 | 0 | 0 | 0 | 0 | 0 | 0 | 0 | 0 | 0 | 0 | 0 | 0 | 0 | 0 | 0 | 0 |  | 0 | 0 | 0 | 0 | 0 | 0 | 0 | 0 | 0 | 0 | 0 | 0 | 0 | 0 | 0 | 0 | 0 | 0 | 0 | 0 | 0 | 0 | 0 | 0 | 0 | 0 | 0 | 0 | 0 | 0 | 0 | 0 | 0 | 0 | 0 | 0 | 1020.859 | 1048.156 | 1134.6464 | Tesla-Salado 115 kV line | Tesla-Salado 115 kV line | Tesla-Salado 115 kV line |  | 0 | 0 | 0 | 0 | 0 | 0 | 1020.859 | 1048.156 | 1134.6464 | Tesla-Salado 115 kV line | Tesla-Salado 115 kV line | Tesla-Salado 115 kV line |  | 1 | 1 | NO | 1 | 1 | 1 | NO | 1
PG&E Fresno Study Area | Kearney | 230 | 0 | 0 | 0 | 0 | 0 | 0 | 0 | 0 | 0 | 0 | 0 | 0 | 0 | 0 | 0 | 0 | 0 | 0 | 0 | 0 | 0 | 0 | 0 | 0 | 0 | 0 | 0 | 0 | 0 | 0 | 0 | 0 | 0 | 0 | 0 | 0 | 0 | 0 | 0 | 0 | 0 | 0 | 0 | 0 | 0 | 0 | 0 | 0 | 0 | 0 | 1 | 0 | 0 | 0 | 0 | 0 | 0 | 0 | 0 | 0 | 0 | 0 | 0 | 0 | 0 | 0 | 0 | 0 | 0 | 0 | 0 | 0 | 0 | 0 | 0 | 0 | 1 | 0 | 0 | 0 | 0 | 0 | 0 | 0 | 0 | 1 | 1 | 0 | 1 | 1 | 1 | 1 | 1 | 1 | 0 | 1 | 0 | 1 | 1 | 0 | 0 | 1 | 0 | 0 | 0 | 0 | 0 | 4 |  | 0 | 0 | 0 | 0 | 0 | 0 | 0 | 0 | 0 | 0 | 0 | 0 | 0 | 0 | 0 | 0 | 0 | 0 | 0 | 0 | 0 | 0 | 0 | 0 | 0 | 0 | 0 | 0 | 0 | 0 | 4 | 0 | 4 | 0 | 0 | 0 | -2895.395 | -1843.223 | 299.4102 | Midway-Q2005 230kV Line | Midway-Q2005 230kV Line | Panoche- Mendota 115 kV line |  | 0 | 0 | 0 | 0 | 0 | 0 | 0.019 | 295.7225 | 299.4102 | Tranquility-Helm 230kV Line | Tranquility-Helm 230kV Line | Panoche- Mendota 115 kV line |  | 5 | 1 | YES | 2 | 1 | 1 | NO | 1
PG&E Greater Bay Study Area | Kelso | 230 | 0 | 0 | 0 | 0 | 0 | 0 | 0 | 0 | 0 | 0 | 0 | 0 | 0 | 0 | 0 | 0 | 0 | 0 | 0 | 0 | 0 | 0 | 0 | 0 | 0 | 0 | 0 | 0 | 0 | 0 | 0 | 0 | 0 | 0 | 0 | 0 | 0 | 0 | 0 | 0 | 0 | 0 | 0 | 0 | 1 | 0 | 0 | 0 | 0 | 0 | 0 | 0 | 0 | 0 | 0 | 0 | 0 | 0 | 1 | 0 | 1 | 0 | 0 | 0 | 0 | 0 | 0 | 0 | 0 | 0 | 0 | 0 | 0 | 1 | 0 | 0 | 0 | 0 | 0 | 0 | 0 | 0 | 0 | 0 | 0 | 0 | 0 | 0 | 0 | 0 | 0 | 0 | 0 | 0 | 0 | 0 | 0 | 0 | 0 | 0 | 0 | 0 | 0 | 0 | 0 | 0 | 0 | 0 |  | 0 | 0 | 0 | 0 | 0 | 0 | 0 | 0 | 0 | 0 | 0 | 0 | 0 | 0 | 0 | 0 | 0 | 150 | 45 | 0 | 0 | 0 | 0 | 0 | 0 | 0 | 0 | 0 | 0 | 1 | 2 | 0 | 1 | 0 | 0 | 0 | -1886.4315 | -134.2303 | 653.0393 | Vaca Dixon-Tesla 500kV Line | Vaca Dixon-Tesla 500kV Line | Windmaster-Delta pumps 230 kV line |  | 0 | 0 | 0 | 0 | 0 | 0 | 878.6243 | 2739.5908 | 653.0393 | Tesla-Tracy-Pump 230 kV line #2 | Tesla-Tracy-Pump 230 kV line #2 | Windmaster-Delta pumps 230 kV line |  | 5 | 1 | YES | 2 | 1 | 1 | NO | 1
PG&E Kern Study Area | Kern Oil | 115 | 0 | 0 | 0 | 0 | 0 | 0 | 0 | 0 | 0 | 0 | 0 | 0 | 0 | 0 | 0 | 0 | 0 | 0 | 0 | 0 | 0 | 0 | 0 | 0 | 0 | 0 | 0 | 0 | 0 | 0 | 0 | 0 | 0 | 0 | 0 | 0 | 0 | 0 | 0 | 0 | 0 | 0 | 0 | 0 | 0 | 0 | 0 | 0 | 0 | 0 | 0 | 0 | 0 | 0 | 0 | 0 | 0 | 0 | 0 | 0 | 0 | 0 | 0 | 0 | 0 | 0 | 0 | 0 | 0 | 0 | 0 | 0 | 0 | 0 | 0 | 0 | 0 | 0 | 1 | 0 | 0 | 0 | 0 | 1 | 0 | 0 | 0 | 0 | 0 | 0 | 0 | 0 | 0 | 0 | 0 | 0 | 0 | 0 | 0 | 0 | 0 | 0 | 0 | 0 | 0 | 0 | 0 | 0 |  | 0 | 0 | 0 | 0 | 0 | 0 | 0 | 0 | 0 | 0 | 0 | 0 | 0 | 0 | 0 | 0 | 0 | 0 | 0 | 0 | 0 | 0 | 0 | 1 | 0 | 0 | 0 | 0 | 0 | 1 | 0 | 0 | 0 | 0 | 0 | 0 | 70.518 | 66.2401 | 254.8922 | Semitropic-Midway 115kV Line | Semitropic-Midway 115kV Line | Semitropic-Midway 115kV Line |  | 0 | 0 | 0 | 0 | 0 | 0 | 70.518 | 66.2401 | 254.8922 | Semitropic-Midway 115kV Line | Semitropic-Midway 115kV Line | Semitropic-Midway 115kV Line |  | 1 | 1 | NO | 1 | 1 | 1 | NO | 1
PG&E Kern Study Area | Kern PP | 230 | 0 | 0 | 0 | 0 | 0 | 0 | 0 | 0 | 0 | 0 | 0 | 0 | 0 | 0 | 0 | 0 | 0 | 0 | 0 | 0 | 0 | 0 | 0 | 0 | 0 | 0 | 0 | 0 | 0 | 0 | 0 | 0 | 0 | 0 | 0 | 0 | 0 | 0 | 0 | 0 | 0 | 0 | 0 | 0 | 0 | 0 | 0 | 0 | 0 | 0 | 0 | 0 | 0 | 0 | 0 | 0 | 0 | 0 | 0 | 0 | 0 | 0 | 0 | 0 | 0 | 0 | 0 | 0 | 0 | 0 | 0 | 0 | 0 | 0 | 0 | 1 | 1 | 0 | 0 | 0 | 0 | 0 | 0 | 1 | 0 | 1 | 1 | 0 | 0 | 0 | 0 | 0 | 0 | 0 | 0 | 0 | 0 | 0 | 0 | 0 | 0 | 0 | 0 | 0 | 0 | 0 | 0 | 0 |  | 0 | 0 | 0 | 0 | 0 | 0 | 0 | 0 | 0 | 0 | 0 | 0 | 0 | 0 | 0 | 0 | 0 | 0 | 0 | 0 | 0 | 0 | 0 | 0 | 0 | 0 | 0 | 0 | 0 | 0 | 4 | 0 | 4 | 0 | 0 | 0 | -2895.395 | -1843.223 | 254.8922 | Midway-Q2005 230kV Line | Midway-Q2005 230kV Line | Semitropic-Midway 115kV Line |  | 0 | 0 | 0 | 0 | 0 | 0 | 70.518 | 66.2401 | 254.8922 | Semitropic-Midway 115kV Line | Semitropic-Midway 115kV Line | Semitropic-Midway 115kV Line |  | 5 | 1 | YES | 2 | 1 | 1 | NO | 1
PG&E Kern Study Area | Kern PP | 115 | 0 | 0 | 0 | 0 | 0 | 0 | 0 | 0 | 0 | 0 | 0 | 0 | 0 | 0 | 0 | 0 | 0 | 0 | 0 | 0 | 0 | 0 | 0 | 0 | 0 | 0 | 0 | 0 | 0 | 0 | 0 | 0 | 0 | 0 | 0 | 0 | 0 | 0 | 0 | 0 | 0 | 0 | 0 | 0 | 0 | 0 | 0 | 0 | 0 | 0 | 0 | 0 | 0 | 0 | 0 | 0 | 0 | 0 | 0 | 0 | 0 | 0 | 0 | 0 | 0 | 0 | 0 | 0 | 0 | 0 | 0 | 0 | 0 | 0 | 0 | 0 | 1 | 0 | 1 | 0 | 1 | 1 | 1 | 1 | 0 | 1 | 1 | 0 | 0 | 0 | 0 | 0 | 0 | 0 | 0 | 0 | 0 | 0 | 0 | 0 | 0 | 0 | 0 | 0 | 0 | 0 | 0 | 0 |  | 0 | 0 | 0 | 0 | 0 | 0 | 0 | 0 | 0 | 0 | 0 | 0 | 0 | 0 | 0 | 0 | 0 | 0 | 0 | 0 | 0 | 0 | 0 | 0 | 0 | 0 | 0 | 0 | 0 | 0 | 3 | 0 | 3 | 0 | 0 | 0 | -2895.395 | -1843.223 | 221.033 | Midway-Q2005 230kV Line | Midway-Q2005 230kV Line | Kern-Tevis-Stockdale-Lamont 115kV line |  | 0 | 0 | 0 | 0 | 0 | 0 | 53.27 | 66.2401 | 221.033 | Kern-Tevis-Stockdale-Lamont 115kV line | Semitropic-Midway 115kV Line | Kern-Tevis-Stockdale-Lamont 115kV line |  | 5 | 1 | YES | 2 | 1 | 1 | NO | 1
PG&E Kern Study Area | Kernridge | 115 | 0 | 0 | 0 | 0 | 0 | 0 | 0 | 0 | 0 | 0 | 0 | 0 | 0 | 0 | 0 | 0 | 0 | 0 | 0 | 0 | 0 | 0 | 0 | 0 | 0 | 0 | 0 | 0 | 0 | 0 | 0 | 0 | 0 | 0 | 0 | 0 | 0 | 0 | 0 | 0 | 0 | 0 | 0 | 0 | 0 | 0 | 0 | 0 | 0 | 0 | 0 | 0 | 0 | 0 | 0 | 0 | 0 | 0 | 0 | 0 | 0 | 0 | 0 | 0 | 0 | 0 | 0 | 0 | 0 | 0 | 0 | 0 | 0 | 0 | 0 | 0 | 0 | 0 | 0 | 0 | 0 | 0 | 1 | 0 | 0 | 0 | 0 | 0 | 0 | 0 | 0 | 0 | 0 | 0 | 0 | 0 | 0 | 0 | 0 | 0 | 0 | 0 | 0 | 0 | 0 | 0 | 0 | 0 |  | 0 | 0 | 0 | 0 | 0 | 0 | 0 | 0 | 0 | 0 | 0 | 0 | 0 | 0 | 0 | 0 | 0 | 0 | 0 | 0 | 0 | 0 | 0 | 0 | 0 | 0 | 0 | 0 | 0 | 0 | 0 | 0 | 0 | 0 | 0 | 0 | 1069.043 | 1130.2584 | 1065.6609 | Midway 230/115kV TB #3 | Midway 230/115kV TB #3 | Midway 230/115kV TB #3 |  | 0 | 0 | 0 | 0 | 0 | 0 | 1069.043 | 1130.2584 | 1065.6609 | Midway 230/115kV TB #3 | Midway 230/115kV TB #3 | Midway 230/115kV TB #3 |  | 1 | 1 | NO | 1 | 1 | 1 | NO | 1
PG&E Greater Bay Study Area | Kirker | 115 | 0 | 0 | 0 | 0 | 0 | 0 | 0 | 0 | 0 | 0 | 0 | 0 | 0 | 0 | 0 | 0 | 0 | 0 | 0 | 0 | 0 | 0 | 0 | 0 | 0 | 0 | 0 | 0 | 0 | 0 | 0 | 0 | 0 | 0 | 0 | 0 | 0 | 0 | 0 | 0 | 0 | 0 | 0 | 1 | 1 | 0 | 0 | 0 | 0 | 0 | 0 | 0 | 0 | 0 | 1 | 1 | 0 | 0 | 0 | 0 | 1 | 0 | 0 | 1 | 1 | 0 | 0 | 0 | 0 | 0 | 0 | 0 | 0 | 1 | 0 | 0 | 0 | 0 | 0 | 0 | 0 | 0 | 0 | 0 | 0 | 0 | 0 | 0 | 0 | 0 | 0 | 0 | 0 | 0 | 0 | 0 | 0 | 0 | 0 | 0 | 0 | 0 | 0 | 0 | 0 | 0 | 0 | 2 |  | 0 | 0 | 0 | 0 | 0 | 0 | 0 | 0 | 0 | 0 | 0 | 0 | 0 | 0 | 0 | 0 | 0 | 0 | 0 | 0 | 0 | 0 | 0 | 3.9 | 0 | 0 | 20 | 0 | 0 | 1 | 1 | 0 | 1 | 0 | 0 | 0 | -1886.4315 | -134.2303 | 1481.432 | Vaca Dixon-Tesla 500kV Line | Vaca Dixon-Tesla 500kV Line | Dumbarton-Newark 115 kV line |  | 0 | 0 | 0 | 0 | 0 | 0 | 864.5167 | 2130.9944 | 1481.432 | Tesla-Bellota 230 kV line | Dumbarton-Newark 115 kV line | Dumbarton-Newark 115 kV line |  | 5 | 1 | YES | 2 | 1 | 1 | NO | 1
PG&E North of Greater Bay Study Area | Knights Landing | 115 | 0 | 0 | 0 | 0 | 0 | 0 | 0 | 0 | 0 | 0 | 0 | 0 | 0 | 0 | 0 | 0 | 0 | 0 | 0 | 0 | 0 | 0 | 0 | 0 | 0 | 0 | 0 | 0 | 0 | 0 | 0 | 0 | 0 | 0 | 0 | 0 | 0 | 0 | 0 | 0 | 0 | 0 | 0 | 0 | 0 | 1 | 0 | 0 | 0 | 0 | 0 | 0 | 0 | 0 | 0 | 0 | 0 | 0 | 0 | 0 | 0 | 0 | 0 | 0 | 0 | 0 | 0 | 0 | 0 | 0 | 0 | 0 | 0 | 0 | 0 | 0 | 0 | 0 | 0 | 0 | 0 | 0 | 0 | 0 | 0 | 0 | 0 | 0 | 0 | 0 | 0 | 0 | 0 | 0 | 0 | 0 | 0 | 0 | 0 | 0 | 0 | 0 | 0 | 0 | 0 | 0 | 0 | 0 |  | 0 | 0 | 0 | 0 | 0 | 0 | 0 | 0 | 0 | 0 | 0 | 0 | 0 | 0 | 0 | 0 | 0 | 0 | 0 | 0 | 0 | 0 | 0 | 0 | 0 | 0 | 0 | 0 | 0 | 0 | 0 | 0 | 0 | 0 | 0 | 0 | 75.85 | 75.166 | 74.98 | Woodland- Davis 115kV line | Woodland- Davis 115kV line | Woodland- Davis 115kV line |  | 0 | 0 | 0 | 0 | 0 | 0 | 75.85 | 75.166 | 74.98 | Woodland- Davis 115kV line | Woodland- Davis 115kV line | Woodland- Davis 115kV line |  | 1 | 1 | NO | 1 | 1 | 1 | NO | 1
SCE North of Lugo Study Area | Kramer | 230 | 0 | 0 | 0 | 0 | 0 | 0 | 0 | 0 | 0 | 0 | 0 | 0 | 0 | 0 | 1 | 1 | 1 | 0 | 0 | 0 | 0 | 0 | 0 | 0 | 0 | 0 | 0 | 0 | 0 | 0 | 0 | 0 | 0 | 0 | 0 | 0 | 0 | 0 | 0 | 0 | 0 | 0 | 0 | 0 | 0 | 0 | 0 | 0 | 0 | 0 | 0 | 0 | 0 | 0 | 0 | 0 | 0 | 0 | 0 | 0 | 0 | 0 | 0 | 0 | 0 | 0 | 0 | 0 | 0 | 0 | 0 | 0 | 0 | 0 | 0 | 0 | 0 | 0 | 0 | 0 | 0 | 0 | 0 | 0 | 0 | 0 | 0 | 0 | 0 | 0 | 0 | 0 | 0 | 0 | 0 | 0 | 0 | 0 | 0 | 0 | 0 | 0 | 0 | 0 | 0 | 0 | 0 | 3 |  | 0 | 0 | 0 | 0 | 0 | 0 | 0 | 0 | 0 | 599 | 33 | 317.5 | 0 | 0 | 1 | 0 | 0 | 0 | 0 | 0 | 0 | 0 | 0 | 0 | 161 | 450 | 306 | 80 | 0 | 1 | 0 | 0 | 0 | 0 | 0 | 0 | 926.352 | 1338.609 | 1210.9 | Lugo Transformer Area Constraint | Lugo Transformer Area Constraint | Kramer to Victor Area Constraint |  | 0 | 0 | 0 | 0 | 0 | 0 | 926.352 | 1338.609 | 1210.9 | Lugo Transformer Area Constraint | Lugo Transformer Area Constraint | Kramer to Victor Area Constraint |  | 1 | 1 | NO | 1 | 1 | 1 | NO | 1
SCE North of Lugo Study Area | Kramer | 115 | 0 | 0 | 0 | 0 | 0 | 0 | 0 | 0 | 0 | 0 | 0 | 0 | 0 | 0 | 1 | 1 | 1 | 0 | 0 | 0 | 0 | 0 | 0 | 0 | 0 | 0 | 0 | 0 | 0 | 0 | 0 | 0 | 0 | 0 | 0 | 0 | 0 | 0 | 0 | 0 | 0 | 0 | 0 | 0 | 0 | 0 | 0 | 0 | 0 | 0 | 0 | 0 | 0 | 0 | 0 | 0 | 0 | 0 | 0 | 0 | 0 | 0 | 0 | 0 | 0 | 0 | 0 | 0 | 0 | 0 | 0 | 0 | 0 | 0 | 0 | 0 | 0 | 0 | 0 | 0 | 0 | 0 | 0 | 0 | 0 | 0 | 0 | 0 | 0 | 0 | 0 | 0 | 0 | 0 | 0 | 0 | 0 | 0 | 0 | 0 | 0 | 0 | 0 | 0 | 0 | 0 | 0 | 3 |  | 0 | 0 | 0 | 0 | 0 | 0 | 0 | 0 | 0 | 0 | 0 | 0 | 0 | 0 | 0 | 0 | 0 | 0 | 0 | 0 | 0 | 0 | 0 | 8 | 0 | 33 | 30 | 0 | 0 | 1 | 0 | 0 | 0 | 0 | 0 | 0 | 926.352 | 1338.609 | 1210.9 | Lugo Transformer Area Constraint | Lugo Transformer Area Constraint | Kramer to Victor Area Constraint |  | 0 | 0 | 0 | 0 | 0 | 0 | 926.352 | 1338.609 | 1210.9 | Lugo Transformer Area Constraint | Lugo Transformer Area Constraint | Kramer to Victor Area Constraint |  | 1 | 1 | NO | 1 | 1 | 1 | NO | 1
SCE North of Lugo Study Area | New Sub - Kramer - Lugo (Proposed) | 230 | 0 | 0 | 0 | 0 | 0 | 0 | 0 | 0 | 0 | 0 | 0 | 0 | 0 | 0 | 1 | 1 | 1 | 0 | 0 | 0 | 0 | 0 | 0 | 0 | 0 | 0 | 0 | 0 | 0 | 0 | 0 | 0 | 0 | 0 | 0 | 0 | 0 | 0 | 0 | 0 | 0 | 0 | 0 | 0 | 0 | 0 | 0 | 0 | 0 | 0 | 0 | 0 | 0 | 0 | 0 | 0 | 0 | 0 | 0 | 0 | 0 | 0 | 0 | 0 | 0 | 0 | 0 | 0 | 0 | 0 | 0 | 0 | 0 | 0 | 0 | 0 | 0 | 0 | 0 | 0 | 0 | 0 | 0 | 0 | 0 | 0 | 0 | 0 | 0 | 0 | 0 | 0 | 0 | 0 | 0 | 0 | 0 | 0 | 0 | 0 | 0 | 0 | 0 | 0 | 0 | 0 | 0 | 3 |  | 0 | 0 | 0 | 0 | 0 | 0 | 0 | 0 | 0 | 0 | 0 | 0 | 0 | 0 | 0 | 0 | 0 | 0 | 0 | 0 | 0 | 0 | 0 | 0 | 0 | 0 | 0 | 0 | 0 | 0 | 0 | 0 | 0 | 0 | 0 | 0 | 926.352 | 1338.609 | 1210.9 | Lugo Transformer Area Constraint | Lugo Transformer Area Constraint | Kramer to Victor Area Constraint |  | 0 | 0 | 0 | 0 | 0 | 0 | 926.352 | 1338.609 | 1210.9 | Lugo Transformer Area Constraint | Lugo Transformer Area Constraint | Kramer to Victor Area Constraint |  | 1 | 1 | NO | 1 | 1 | 1 | NO | 1
SCE Metro Study Area | La Cienega | 230 | 0 | 0 | 0 | 0 | 0 | 0 | 0 | 0 | 0 | 0 | 1 | 1 | 1 | 0 | 0 | 0 | 0 | 0 | 0 | 0 | 0 | 0 | 0 | 0 | 0 | 0 | 0 | 0 | 0 | 0 | 0 | 0 | 0 | 0 | 0 | 0 | 0 | 0 | 0 | 0 | 0 | 0 | 0 | 0 | 0 | 0 | 0 | 0 | 0 | 0 | 0 | 0 | 0 | 0 | 0 | 0 | 0 | 0 | 0 | 0 | 0 | 0 | 0 | 0 | 0 | 0 | 0 | 0 | 0 | 0 | 0 | 0 | 0 | 0 | 0 | 0 | 0 | 0 | 0 | 0 | 0 | 0 | 0 | 0 | 0 | 0 | 0 | 0 | 0 | 0 | 0 | 0 | 0 | 0 | 0 | 0 | 0 | 0 | 0 | 0 | 0 | 0 | 0 | 0 | 0 | 0 | 0 | 0 |  | 0 | 0 | 0 | 0 | 0 | 0 | 0 | 0 | 0 | 0 | 0 | 0 | 0 | 0 | 0 | 0 | 0 | 0 | 0 | 0 | 0 | 0 | 0 | 0 | 0 | 0 | 0 | 0 | 0 | 0 | 0 | 0 | 0 | 0 | 0 | 0 | 2889.234 | 3209.703 | 4183.53 | Hinson - Del Amo Constraint | Hinson - Del Amo Constraint | Hinson - Del Amo Constraint |  | 0 | 0 | 0 | 0 | 0 | 0 | 2889.234 | 3209.703 | 4183.53 | Hinson - Del Amo Constraint | Hinson - Del Amo Constraint | Hinson - Del Amo Constraint |  | 1 | 1 | NO | 1 | 1 | 1 | NO | 1
SCE Metro Study Area | La Fresa | 230 | 0 | 0 | 0 | 0 | 0 | 0 | 0 | 0 | 0 | 0 | 1 | 1 | 1 | 0 | 0 | 0 | 0 | 0 | 0 | 0 | 0 | 0 | 0 | 0 | 0 | 0 | 0 | 0 | 0 | 0 | 0 | 0 | 0 | 0 | 0 | 0 | 0 | 0 | 0 | 0 | 0 | 0 | 0 | 0 | 0 | 0 | 0 | 0 | 0 | 0 | 0 | 0 | 0 | 0 | 0 | 0 | 0 | 0 | 0 | 0 | 0 | 0 | 0 | 0 | 0 | 0 | 0 | 0 | 0 | 0 | 0 | 0 | 0 | 0 | 0 | 0 | 0 | 0 | 0 | 0 | 0 | 0 | 0 | 0 | 0 | 0 | 0 | 0 | 0 | 0 | 0 | 0 | 0 | 0 | 0 | 0 | 0 | 0 | 0 | 0 | 0 | 0 | 0 | 0 | 0 | 0 | 0 | 0 |  | 0 | 0 | 0 | 0 | 0 | 0 | 0 | 0 | 0 | 0 | 0 | 0 | 0 | 0 | 0 | 0 | 0 | 0 | 0 | 0 | 0 | 0 | 0 | 0.64 | 0 | 0 | 0 | 0 | 0 | 1 | 0 | 0 | 0 | 0 | 0 | 0 | 2889.234 | 3209.703 | 4183.53 | Hinson - Del Amo Constraint | Hinson - Del Amo Constraint | Hinson - Del Amo Constraint |  | 0 | 0 | 0 | 0 | 0 | 0 | 2889.234 | 3209.703 | 4183.53 | Hinson - Del Amo Constraint | Hinson - Del Amo Constraint | Hinson - Del Amo Constraint |  | 1 | 1 | NO | 1 | 1 | 1 | NO | 1
SCE Metro Study Area | Laguna Bell | 230 | 0 | 0 | 0 | 0 | 0 | 0 | 0 | 0 | 0 | 0 | 1 | 0 | 1 | 0 | 0 | 0 | 0 | 0 | 0 | 0 | 0 | 0 | 0 | 0 | 0 | 0 | 0 | 0 | 0 | 0 | 0 | 0 | 0 | 0 | 0 | 0 | 0 | 0 | 0 | 0 | 0 | 0 | 0 | 0 | 0 | 0 | 0 | 0 | 0 | 0 | 0 | 0 | 0 | 0 | 0 | 0 | 0 | 0 | 0 | 0 | 0 | 0 | 0 | 0 | 0 | 0 | 0 | 0 | 0 | 0 | 0 | 0 | 0 | 0 | 0 | 0 | 0 | 0 | 0 | 0 | 0 | 0 | 0 | 0 | 0 | 0 | 0 | 0 | 0 | 0 | 0 | 0 | 0 | 0 | 0 | 0 | 0 | 0 | 0 | 0 | 0 | 0 | 0 | 0 | 0 | 0 | 0 | 0 |  | 0 | 0 | 0 | 0 | 0 | 0 | 0 | 0 | 0 | 0 | 0 | 0 | 0 | 0 | 0 | 0 | 0 | 0 | 0 | 0 | 0 | 0 | 0 | 0 | 0 | 0 | 600 | 0 | 0 | 1 | 0 | 0 | 0 | 0 | 0 | 0 | 5071.734 | 5878.953 | 8313.03 | Del Amo - Barre Area Constraint | Del Amo - Barre Area Constraint | Del Amo - Barre Area Constraint |  | 0 | 0 | 0 | 0 | 0 | 0 | 5071.734 | 5878.953 | 8313.03 | Del Amo - Barre Area Constraint | Del Amo - Barre Area Constraint | Del Amo - Barre Area Constraint |  | 1 | 1 | NO | 1 | 1 | 1 | NO | 1
PG&E Kern Study Area | Lakeview | 70 | 0 | 0 | 0 | 0 | 0 | 0 | 0 | 0 | 0 | 0 | 0 | 0 | 0 | 0 | 0 | 0 | 0 | 0 | 0 | 0 | 0 | 0 | 0 | 0 | 0 | 0 | 0 | 0 | 0 | 0 | 0 | 0 | 0 | 0 | 0 | 0 | 0 | 0 | 0 | 0 | 0 | 0 | 0 | 0 | 0 | 0 | 0 | 0 | 0 | 0 | 0 | 0 | 0 | 0 | 0 | 0 | 0 | 0 | 0 | 0 | 0 | 0 | 0 | 0 | 0 | 0 | 0 | 0 | 0 | 0 | 0 | 0 | 0 | 0 | 0 | 0 | 1 | 0 | 0 | 0 | 0 | 0 | 0 | 0 | 1 | 1 | 1 | 0 | 0 | 0 | 0 | 0 | 0 | 0 | 0 | 0 | 0 | 0 | 0 | 0 | 0 | 0 | 0 | 0 | 0 | 0 | 0 | 0 |  | 0 | 0 | 0 | 0 | 0 | 0 | 0 | 0 | 0 | 0 | 0 | 0 | 0 | 0 | 0 | 0 | 0 | 0 | 0 | 0 | 0 | 0 | 0 | 0 | 0 | 70 | 64.4 | 0 | 0 | 1 | 3 | 0 | 4 | 0 | 0 | 0 | -2895.395 | -1843.223 | 299.9 | Midway-Q2005 230kV Line | Midway-Q2005 230kV Line | Midway-Q2011 230 kV Line |  | 0 | 0 | 1 | 0 | 0 | 0 | 86.6 | -16 | 299.9 | Midway-Q2011 230 kV Line | Midway-Q2011 230 kV Line | Midway-Q2011 230 kV Line |  | 5 | 5 | NO | 5 | 1 | 1 | NO | 1
PG&E North of Greater Bay Study Area | Lakeville | 230 | 0 | 0 | 0 | 0 | 0 | 0 | 0 | 0 | 0 | 0 | 0 | 0 | 0 | 0 | 0 | 0 | 0 | 0 | 0 | 0 | 0 | 0 | 0 | 0 | 0 | 0 | 0 | 0 | 0 | 0 | 0 | 0 | 0 | 0 | 0 | 0 | 0 | 0 | 0 | 0 | 0 | 0 | 0 | 1 | 1 | 0 | 0 | 0 | 0 | 0 | 0 | 0 | 0 | 0 | 0 | 0 | 1 | 1 | 1 | 1 | 1 | 0 | 0 | 0 | 0 | 0 | 0 | 0 | 0 | 0 | 0 | 0 | 0 | 1 | 1 | 0 | 0 | 0 | 0 | 0 | 0 | 0 | 0 | 0 | 0 | 0 | 0 | 0 | 0 | 0 | 0 | 0 | 0 | 0 | 0 | 0 | 0 | 0 | 0 | 0 | 0 | 0 | 0 | 0 | 0 | 0 | 0 | 2 |  | 0 | 0 | 0 | 0 | 0 | 0 | 0 | 0 | 0 | 0 | 0 | 0 | 0 | 0 | 0 | 0 | 0 | 0 | 0 | 0 | 0 | 0 | 0 | 0 | 0 | 11.6 | 41 | 0 | 0 | 1 | 3 | 0 | 1 | 0 | 0 | 0 | -1886.4315 | -134.2303 | 539.9052 | Vaca Dixon-Tesla 500kV Line | Vaca Dixon-Tesla 500kV Line | Lakeville-Ignacio 230 kV line |  | 0 | 0 | 0 | 0 | 0 | 0 | 179.5473 | 668.0163 | 539.9052 | Contra Costa- Windmaster 230 kV line | Contra Costa- Windmaster 230 kV line | Lakeville-Ignacio 230 kV line |  | 5 | 1 | YES | 2 | 1 | 1 | NO | 1
PG&E North of Greater Bay Study Area | Lakeville | 115 | 0 | 0 | 0 | 0 | 0 | 0 | 0 | 0 | 0 | 0 | 0 | 0 | 0 | 0 | 0 | 0 | 0 | 0 | 0 | 0 | 0 | 0 | 0 | 0 | 0 | 0 | 0 | 0 | 0 | 0 | 0 | 0 | 0 | 0 | 0 | 0 | 0 | 0 | 0 | 0 | 0 | 0 | 0 | 1 | 1 | 0 | 1 | 0 | 0 | 0 | 0 | 0 | 0 | 0 | 0 | 0 | 1 | 1 | 1 | 1 | 1 | 0 | 0 | 0 | 1 | 0 | 0 | 0 | 0 | 0 | 0 | 0 | 0 | 1 | 1 | 0 | 0 | 0 | 0 | 0 | 0 | 0 | 0 | 0 | 0 | 0 | 0 | 0 | 0 | 0 | 0 | 0 | 0 | 0 | 0 | 0 | 0 | 0 | 0 | 0 | 0 | 0 | 0 | 0 | 0 | 0 | 0 | 2 |  | 0 | 0 | 0 | 0 | 0 | 0 | 0 | 0 | 0 | 0 | 0 | 0 | 0 | 0 | 0 | 0 | 0 | 0 | 0 | 0 | 0 | 0 | 0 | 0 | 0 | 0 | 0 | 0 | 0 | 0 | 3 | 0 | 1 | 0 | 0 | 0 | -1886.4315 | -134.2303 | 539.9052 | Vaca Dixon-Tesla 500kV Line | Vaca Dixon-Tesla 500kV Line | Lakeville-Ignacio 230 kV line |  | 0 | 0 | 0 | 0 | 0 | 0 | 179.5473 | 668.0163 | 539.9052 | Contra Costa- Windmaster 230 kV line | Contra Costa- Windmaster 230 kV line | Lakeville-Ignacio 230 kV line |  | 5 | 1 | YES | 2 | 1 | 1 | NO | 1
PG&E North of Greater Bay Study Area | Lambie | 230 | 0 | 0 | 0 | 0 | 0 | 0 | 0 | 0 | 0 | 0 | 0 | 0 | 0 | 0 | 0 | 0 | 0 | 0 | 0 | 0 | 0 | 0 | 0 | 0 | 0 | 0 | 0 | 0 | 0 | 0 | 0 | 0 | 0 | 0 | 0 | 0 | 0 | 0 | 0 | 0 | 0 | 0 | 0 | 0 | 1 | 0 | 0 | 0 | 0 | 0 | 0 | 0 | 0 | 0 | 0 | 0 | 0 | 0 | 1 | 1 | 1 | 0 | 0 | 1 | 1 | 0 | 0 | 0 | 0 | 0 | 0 | 0 | 0 | 1 | 1 | 0 | 0 | 0 | 0 | 0 | 0 | 0 | 0 | 0 | 0 | 0 | 0 | 0 | 0 | 0 | 0 | 0 | 0 | 0 | 0 | 0 | 0 | 0 | 0 | 0 | 0 | 0 | 0 | 0 | 0 | 0 | 0 | 0 |  | 0 | 0 | 0 | 0 | 0 | 0 | 0 | 0 | 0 | 0 | 0 | 0 | 0 | 0 | 0 | 0 | 0 | 0 | 0 | 0 | 0 | 0 | 0 | 0 | 0 | 0 | 0 | 0 | 0 | 0 | 3 | 0 | 1 | 0 | 0 | 0 | -1886.4315 | -134.2303 | 653.0393 | Vaca Dixon-Tesla 500kV Line | Vaca Dixon-Tesla 500kV Line | Windmaster-Delta pumps 230 kV line |  | 0 | 0 | 0 | 0 | 0 | 0 | 179.5473 | 668.0163 | 653.0393 | Contra Costa- Windmaster 230 kV line | Contra Costa- Windmaster 230 kV line | Windmaster-Delta pumps 230 kV line |  | 5 | 1 | YES | 2 | 1 | 1 | NO | 1
PG&E Greater Bay Study Area | Lammers | 115 | 0 | 0 | 0 | 0 | 0 | 0 | 0 | 0 | 0 | 0 | 0 | 0 | 0 | 0 | 0 | 0 | 0 | 0 | 0 | 0 | 0 | 0 | 0 | 0 | 0 | 0 | 0 | 0 | 0 | 0 | 0 | 0 | 0 | 0 | 0 | 0 | 0 | 0 | 0 | 0 | 0 | 0 | 0 | 0 | 0 | 0 | 0 | 0 | 0 | 0 | 1 | 0 | 0 | 0 | 0 | 0 | 0 | 0 | 0 | 0 | 1 | 0 | 1 | 0 | 1 | 0 | 0 | 0 | 1 | 0 | 0 | 0 | 0 | 1 | 0 | 0 | 0 | 0 | 0 | 0 | 0 | 0 | 0 | 0 | 0 | 0 | 0 | 0 | 0 | 0 | 0 | 0 | 0 | 0 | 0 | 0 | 0 | 0 | 0 | 0 | 0 | 0 | 0 | 0 | 0 | 0 | 0 | 0 |  | 0 | 0 | 0 | 0 | 0 | 0 | 0 | 0 | 0 | 0 | 0 | 0 | 0 | 0 | 0 | 0 | 0 | 0 | 0 | 0 | 0 | 0 | 0 | 1.1 | 0 | 0 | 0 | 0 | 0 | 1 | 0 | 0 | 0 | 0 | 0 | 0 | 3.859 | 102.156 | 280.6464 | Kasson Jct-Heinz 115 kV line | Kasson Jct-Heinz 115 kV line | Kasson Jct-Heinz 115 kV line |  | 0 | 0 | 0 | 0 | 0 | 0 | 3.859 | 102.156 | 280.6464 | Kasson Jct-Heinz 115 kV line | Kasson Jct-Heinz 115 kV line | Kasson Jct-Heinz 115 kV line |  | 1 | 1 | NO | 1 | 1 | 1 | NO | 1
PG&E Kern Study Area | Lamont | 115 | 0 | 0 | 0 | 0 | 0 | 0 | 0 | 0 | 0 | 0 | 0 | 0 | 0 | 0 | 0 | 0 | 0 | 0 | 0 | 0 | 0 | 0 | 0 | 0 | 0 | 0 | 0 | 0 | 0 | 0 | 0 | 0 | 0 | 0 | 0 | 0 | 0 | 0 | 0 | 0 | 0 | 0 | 0 | 0 | 0 | 0 | 0 | 0 | 0 | 0 | 0 | 0 | 0 | 0 | 0 | 0 | 0 | 0 | 0 | 0 | 0 | 0 | 0 | 0 | 0 | 0 | 0 | 0 | 0 | 0 | 0 | 0 | 0 | 0 | 0 | 0 | 1 | 0 | 1 | 0 | 1 | 1 | 0 | 1 | 0 | 1 | 1 | 0 | 0 | 0 | 0 | 0 | 0 | 0 | 0 | 0 | 0 | 0 | 0 | 0 | 0 | 0 | 0 | 0 | 0 | 0 | 0 | 0 |  | 0 | 0 | 0 | 0 | 0 | 0 | 0 | 0 | 0 | 0 | 0 | 0 | 0 | 0 | 0 | 0 | 5 | 0 | 0 | 0 | 0 | 0 | 0 | 3.2 | 0 | 112 | 0 | 50 | 0 | 1 | 3 | 0 | 3 | 0 | 0 | 0 | -2895.395 | -1843.223 | 221.033 | Midway-Q2005 230kV Line | Midway-Q2005 230kV Line | Kern-Tevis-Stockdale-Lamont 115kV line |  | 0 | 0 | 0 | 0 | 0 | 0 | 53.27 | 66.2401 | 221.033 | Kern-Tevis-Stockdale-Lamont 115kV line | Semitropic-Midway 115kV Line | Kern-Tevis-Stockdale-Lamont 115kV line |  | 5 | 1 | YES | 2 | 1 | 1 | NO | 1
PG&E Fresno Study Area | Las Aguilas | 230 | 0 | 0 | 0 | 0 | 0 | 0 | 0 | 0 | 0 | 0 | 0 | 0 | 0 | 0 | 0 | 0 | 0 | 0 | 0 | 0 | 0 | 0 | 0 | 0 | 0 | 0 | 0 | 0 | 0 | 0 | 0 | 0 | 0 | 0 | 0 | 0 | 0 | 0 | 0 | 0 | 0 | 0 | 0 | 0 | 0 | 0 | 0 | 0 | 0 | 0 | 0 | 0 | 0 | 0 | 0 | 0 | 0 | 0 | 0 | 0 | 0 | 0 | 0 | 0 | 0 | 0 | 0 | 0 | 0 | 0 | 0 | 0 | 0 | 0 | 0 | 0 | 1 | 0 | 0 | 0 | 0 | 0 | 0 | 0 | 0 | 1 | 1 | 0 | 0 | 0 | 0 | 1 | 1 | 1 | 0 | 0 | 0 | 0 | 0 | 0 | 0 | 0 | 0 | 1 | 0 | 1 | 0 | 3 |  | 0 | 0 | 0 | 0 | 0 | 0 | 0 | 0 | 0 | 0 | 0 | 0 | 0 | 0 | 0 | 0 | 0 | 0 | 0 | 0 | 0 | 0 | 0 | 0 | 0 | 0 | 0 | 0 | 0 | 0 | 3 | 1 | 3 | 1 | 0 | 0 | -2895.395 | -1843.223 | 592.0075 | Midway-Q2005 230kV Line | Midway-Q2005 230kV Line | Moss Landing-Las Aguilas 230 kV Line |  | 0 | 1 | 0 | 1 | 0 | 0 | -392.082 | -48.5717 | 592.0075 | Moss Landing-Las Aguilas 230 kV Line | Moss Landing-Las Aguilas 230 kV Line | Moss Landing-Las Aguilas 230 kV Line |  | 5 | 4 | YES | 4 | 1 | 1 | NO | 1
East of Pisgah Study Area | Lathrop | 138 | 0 | 0 | 0 | 0 | 0 | 0 | 0 | 0 | 0 | 0 | 0 | 0 | 0 | 0 | 0 | 0 | 0 | 0 | 0 | 1 | 0 | 1 | 0 | 0 | 0 | 0 | 1 | 1 | 1 | 0 | 0 | 0 | 0 | 0 | 0 | 0 | 0 | 0 | 0 | 0 | 0 | 0 | 0 | 0 | 0 | 0 | 0 | 0 | 0 | 0 | 0 | 0 | 0 | 0 | 0 | 0 | 0 | 0 | 0 | 0 | 0 | 0 | 0 | 0 | 0 | 0 | 0 | 0 | 0 | 0 | 0 | 0 | 0 | 0 | 0 | 0 | 0 | 0 | 0 | 0 | 0 | 0 | 0 | 0 | 0 | 0 | 0 | 0 | 0 | 0 | 0 | 0 | 0 | 0 | 0 | 0 | 0 | 0 | 0 | 0 | 0 | 0 | 0 | 0 | 0 | 0 | 0 | 3 |  | 0 | 0 | 0 | 0 | 0 | 0 | 0 | 0 | 0 | 0 | 0 | 0 | 0 | 0 | 0 | 0 | 0 | 400 | 200 | 0 | 0 | 0 | 0 | 0 | 0 | 0 | 150 | 0 | 0 | 1 | 2 | 3 | 2 | 0 | 1 | 0 | -6514.967 | -537.3375 | -359.5 | Devers-Red Bluff Constraint | Devers-Red Bluff Constraint | VEA 138kV area constraint |  | 0 | 3 | 1 | 0 | 0 | 0 | -6514.967 | -537.3375 | 570.5 | Devers-Red Bluff Constraint | Devers-Red Bluff Constraint | VEA 138kV area constraint |  | 5 | 5 | NO | 5 | 5 | 1 | YES | 2
PG&E Fresno Study Area | Le Grand | 115 | 0 | 0 | 0 | 0 | 0 | 0 | 0 | 0 | 0 | 0 | 0 | 0 | 0 | 0 | 0 | 0 | 0 | 0 | 0 | 0 | 0 | 0 | 0 | 0 | 0 | 0 | 0 | 0 | 0 | 0 | 0 | 0 | 0 | 0 | 0 | 0 | 0 | 0 | 0 | 0 | 0 | 0 | 0 | 0 | 0 | 0 | 0 | 0 | 0 | 0 | 1 | 0 | 0 | 0 | 0 | 0 | 0 | 0 | 0 | 0 | 0 | 0 | 0 | 0 | 0 | 0 | 0 | 0 | 0 | 0 | 0 | 0 | 0 | 0 | 0 | 0 | 1 | 0 | 0 | 0 | 0 | 0 | 0 | 0 | 0 | 1 | 1 | 0 | 1 | 1 | 1 | 1 | 1 | 1 | 0 | 1 | 0 | 1 | 1 | 1 | 0 | 1 | 0 | 0 | 0 | 1 | 0 | 4 |  | 0 | 0 | 0 | 0 | 0 | 0 | 0 | 0 | 0 | 0 | 0 | 0 | 0 | 0 | 0 | 0 | 0 | 0 | 0 | 0 | 0 | 0 | 0 | 0 | 0 | 0 | 0 | 0 | 0 | 0 | 4 | 1 | 4 | 1 | 0 | 0 | -2895.395 | -1843.223 | 9.63 | Midway-Q2005 230kV Line | Midway-Q2005 230kV Line | Merced 115/70kV TB#2 |  | 0 | 1 | 0 | 1 | 0 | 0 | -392.082 | -48.5717 | 9.63 | Moss Landing-Las Aguilas 230 kV Line | Moss Landing-Las Aguilas 230 kV Line | Merced 115/70kV TB#2 |  | 5 | 4 | YES | 4 | 1 | 1 | NO | 1
PG&E Kern Study Area | Lerdo | 115 | 0 | 0 | 0 | 0 | 0 | 0 | 0 | 0 | 0 | 0 | 0 | 0 | 0 | 0 | 0 | 0 | 0 | 0 | 0 | 0 | 0 | 0 | 0 | 0 | 0 | 0 | 0 | 0 | 0 | 0 | 0 | 0 | 0 | 0 | 0 | 0 | 0 | 0 | 0 | 0 | 0 | 0 | 0 | 0 | 0 | 0 | 0 | 0 | 0 | 0 | 0 | 0 | 0 | 0 | 0 | 0 | 0 | 0 | 0 | 0 | 0 | 0 | 0 | 0 | 0 | 0 | 0 | 0 | 0 | 0 | 0 | 0 | 0 | 0 | 0 | 0 | 0 | 0 | 1 | 0 | 0 | 0 | 1 | 1 | 0 | 0 | 0 | 0 | 0 | 0 | 0 | 0 | 0 | 0 | 0 | 0 | 0 | 0 | 0 | 0 | 0 | 0 | 0 | 0 | 0 | 0 | 0 | 0 |  | 0 | 0 | 0 | 0 | 0 | 0 | 0 | 0 | 0 | 0 | 0 | 0 | 0 | 0 | 0 | 0 | 0 | 0 | 0 | 0 | 0 | 0 | 0 | 0 | 0 | 0 | 0 | 0 | 0 | 0 | 0 | 0 | 0 | 0 | 0 | 0 | 70.518 | 66.2401 | 254.8922 | Semitropic-Midway 115kV Line | Semitropic-Midway 115kV Line | Semitropic-Midway 115kV Line |  | 0 | 0 | 0 | 0 | 0 | 0 | 70.518 | 66.2401 | 254.8922 | Semitropic-Midway 115kV Line | Semitropic-Midway 115kV Line | Semitropic-Midway 115kV Line |  | 1 | 1 | NO | 1 | 1 | 1 | NO | 1
SCE Metro Study Area | Lewis | 230 | 0 | 0 | 0 | 0 | 0 | 0 | 0 | 0 | 0 | 0 | 0 | 0 | 1 | 0 | 0 | 0 | 0 | 0 | 0 | 0 | 0 | 0 | 0 | 0 | 0 | 0 | 0 | 0 | 0 | 0 | 0 | 0 | 0 | 0 | 0 | 0 | 0 | 0 | 0 | 0 | 0 | 0 | 0 | 0 | 0 | 0 | 0 | 0 | 0 | 0 | 0 | 0 | 0 | 0 | 0 | 0 | 0 | 0 | 0 | 0 | 0 | 0 | 0 | 0 | 0 | 0 | 0 | 0 | 0 | 0 | 0 | 0 | 0 | 0 | 0 | 0 | 0 | 0 | 0 | 0 | 0 | 0 | 0 | 0 | 0 | 0 | 0 | 0 | 0 | 0 | 0 | 0 | 0 | 0 | 0 | 0 | 0 | 0 | 0 | 0 | 0 | 0 | 0 | 0 | 0 | 0 | 0 | 0 |  | 0 | 0 | 0 | 0 | 0 | 0 | 0 | 0 | 0 | 0 | 0 | 0 | 0 | 0 | 0 | 0 | 0 | 0 | 0 | 0 | 0 | 0 | 0 | 0 | 0 | 0 | 0 | 0 | 0 | 0 | 0 | 0 | 0 | 0 | 0 | 0 | 11262.334 | 12489.753 | 16184.43 | SCE Metro Area Default Constraint | SCE Metro Area Default Constraint | SCE Metro Area Default Constraint |  | 0 | 0 | 0 | 0 | 0 | 0 | 11262.334 | 12489.753 | 16184.43 | SCE Metro Area Default Constraint | SCE Metro Area Default Constraint | SCE Metro Area Default Constraint |  | 1 | 1 | NO | 1 | 1 | 1 | NO | 1
SCE Metro Study Area | Lighthipe | 230 | 0 | 0 | 0 | 0 | 0 | 0 | 0 | 0 | 0 | 0 | 1 | 1 | 1 | 0 | 0 | 0 | 0 | 0 | 0 | 0 | 0 | 0 | 0 | 0 | 0 | 0 | 0 | 0 | 0 | 0 | 0 | 0 | 0 | 0 | 0 | 0 | 0 | 0 | 0 | 0 | 0 | 0 | 0 | 0 | 0 | 0 | 0 | 0 | 0 | 0 | 0 | 0 | 0 | 0 | 0 | 0 | 0 | 0 | 0 | 0 | 0 | 0 | 0 | 0 | 0 | 0 | 0 | 0 | 0 | 0 | 0 | 0 | 0 | 0 | 0 | 0 | 0 | 0 | 0 | 0 | 0 | 0 | 0 | 0 | 0 | 0 | 0 | 0 | 0 | 0 | 0 | 0 | 0 | 0 | 0 | 0 | 0 | 0 | 0 | 0 | 0 | 0 | 0 | 0 | 0 | 0 | 0 | 0 |  | 0 | 0 | 0 | 0 | 0 | 0 | 0 | 0 | 0 | 0 | 0 | 0 | 0 | 0 | 0 | 0 | 0 | 0 | 0 | 0 | 0 | 0 | 0 | 7.96 | 0 | 0 | 175 | 200 | 0 | 1 | 0 | 0 | 0 | 0 | 0 | 0 | 2889.234 | 3209.703 | 4183.53 | Hinson - Del Amo Constraint | Hinson - Del Amo Constraint | Hinson - Del Amo Constraint |  | 0 | 0 | 0 | 0 | 0 | 0 | 2889.234 | 3209.703 | 4183.53 | Hinson - Del Amo Constraint | Hinson - Del Amo Constraint | Hinson - Del Amo Constraint |  | 1 | 1 | NO | 1 | 1 | 1 | NO | 1
PG&E North of Greater Bay Study Area | Lincoln | 115 | 0 | 0 | 0 | 0 | 0 | 0 | 0 | 0 | 0 | 0 | 0 | 0 | 0 | 0 | 0 | 0 | 0 | 0 | 0 | 0 | 0 | 0 | 0 | 0 | 0 | 0 | 0 | 0 | 0 | 0 | 0 | 0 | 0 | 0 | 0 | 0 | 0 | 0 | 0 | 0 | 0 | 0 | 0 | 0 | 1 | 1 | 0 | 1 | 0 | 1 | 1 | 1 | 1 | 0 | 0 | 0 | 0 | 0 | 0 | 0 | 0 | 0 | 0 | 0 | 1 | 1 | 0 | 0 | 0 | 0 | 0 | 0 | 0 | 0 | 0 | 0 | 0 | 0 | 0 | 0 | 0 | 0 | 0 | 0 | 0 | 0 | 0 | 0 | 0 | 0 | 0 | 0 | 0 | 0 | 0 | 0 | 0 | 0 | 0 | 0 | 0 | 0 | 0 | 0 | 0 | 0 | 0 | 0 |  | 0 | 0 | 0 | 0 | 0 | 0 | 0 | 0 | 0 | 0 | 0 | 0 | 0 | 0 | 0 | 0 | 0 | 0 | 0 | 0 | 0 | 0 | 0 | 0 | 0 | 0 | 0 | 0 | 0 | 0 | 1 | 0 | 1 | 0 | 0 | 0 | -1886.4315 | -134.2303 | 74.98 | Vaca Dixon-Tesla 500kV Line | Vaca Dixon-Tesla 500kV Line | Woodland- Davis 115kV line |  | 0 | 0 | 0 | 0 | 0 | 0 | 0.1925 | 32.3255 | 74.98 | Rocklin-Pleaseant grove 115kV line | Rocklin-Pleaseant grove 115kV line | Woodland- Davis 115kV line |  | 5 | 1 | YES | 2 | 1 | 1 | NO | 1
PG&E Kern Study Area | Live Oak | 115 | 0 | 0 | 0 | 0 | 0 | 0 | 0 | 0 | 0 | 0 | 0 | 0 | 0 | 0 | 0 | 0 | 0 | 0 | 0 | 0 | 0 | 0 | 0 | 0 | 0 | 0 | 0 | 0 | 0 | 0 | 0 | 0 | 0 | 0 | 0 | 0 | 0 | 0 | 0 | 0 | 0 | 0 | 0 | 0 | 1 | 0 | 0 | 0 | 0 | 1 | 1 | 1 | 1 | 0 | 0 | 0 | 0 | 0 | 0 | 0 | 0 | 0 | 0 | 0 | 1 | 1 | 0 | 0 | 0 | 0 | 0 | 0 | 0 | 0 | 0 | 0 | 0 | 0 | 1 | 0 | 0 | 0 | 1 | 1 | 0 | 0 | 0 | 0 | 0 | 0 | 0 | 0 | 0 | 0 | 0 | 0 | 0 | 0 | 0 | 0 | 0 | 0 | 0 | 0 | 0 | 0 | 0 | 0 |  | 0 | 0 | 0 | 0 | 0 | 0 | 0 | 0 | 0 | 0 | 0 | 0 | 0 | 0 | 0 | 0 | 0 | 0 | 0 | 0 | 0 | 0 | 0 | 0 | 0 | 0 | 0 | 0 | 0 | 0 | 1 | 0 | 1 | 0 | 0 | 0 | -1886.4315 | -134.2303 | 254.8922 | Vaca Dixon-Tesla 500kV Line | Vaca Dixon-Tesla 500kV Line | Semitropic-Midway 115kV Line |  | 0 | 0 | 0 | 0 | 0 | 0 | 0.1925 | 32.3255 | 254.8922 | Rocklin-Pleaseant grove 115kV line | Rocklin-Pleaseant grove 115kV line | Semitropic-Midway 115kV Line |  | 5 | 1 | YES | 2 | 1 | 1 | NO | 1
PG&E Greater Bay Study Area | Llagas | 115 | 0 | 0 | 0 | 0 | 0 | 0 | 0 | 0 | 0 | 0 | 0 | 0 | 0 | 0 | 0 | 0 | 0 | 0 | 0 | 0 | 0 | 0 | 0 | 0 | 0 | 0 | 0 | 0 | 0 | 0 | 0 | 0 | 0 | 0 | 0 | 0 | 0 | 0 | 0 | 0 | 0 | 0 | 0 | 0 | 0 | 0 | 0 | 0 | 0 | 0 | 0 | 0 | 0 | 0 | 0 | 0 | 0 | 1 | 0 | 0 | 1 | 0 | 0 | 0 | 1 | 0 | 0 | 0 | 0 | 0 | 0 | 1 | 1 | 0 | 0 | 0 | 0 | 0 | 0 | 0 | 0 | 0 | 0 | 0 | 0 | 0 | 0 | 0 | 0 | 0 | 0 | 0 | 0 | 0 | 0 | 0 | 0 | 0 | 0 | 0 | 0 | 0 | 0 | 0 | 0 | 0 | 0 | 2 |  | 0 | 0 | 0 | 0 | 0 | 0 | 0 | 0 | 0 | 0 | 0 | 0 | 0 | 0 | 0 | 0 | 0 | 0 | 0 | 0 | 0 | 0 | 0 | 0 | 0 | 0 | 0 | 44 | 0 | 1 | 1 | 0 | 1 | 0 | 0 | 0 | -349.3 | -18.55 | 975.5 | Morganhill-Metcalf 115kV Line | Morganhill-Metcalf 115kV Line | Morganhill-Metcalf 115kV Line |  | 0 | 0 | 0 | 0 | 0 | 0 | 362.7 | 693.45 | 975.5 | Morganhill-Metcalf 115kV Line | Morganhill-Metcalf 115kV Line | Morganhill-Metcalf 115kV Line |  | 5 | 1 | YES | 2 | 1 | 1 | NO | 1
PG&E Greater Bay Study Area | Lockeford | 230 | 0 | 0 | 0 | 0 | 0 | 0 | 0 | 0 | 0 | 0 | 0 | 0 | 0 | 0 | 0 | 0 | 0 | 0 | 0 | 0 | 0 | 0 | 0 | 0 | 0 | 0 | 0 | 0 | 0 | 0 | 0 | 0 | 0 | 0 | 0 | 0 | 0 | 0 | 0 | 0 | 0 | 0 | 0 | 0 | 0 | 0 | 0 | 0 | 0 | 0 | 1 | 0 | 0 | 0 | 0 | 0 | 0 | 0 | 0 | 0 | 0 | 0 | 0 | 0 | 1 | 1 | 0 | 0 | 0 | 0 | 0 | 0 | 0 | 0 | 0 | 0 | 0 | 0 | 0 | 0 | 0 | 0 | 0 | 0 | 0 | 0 | 0 | 0 | 0 | 0 | 0 | 0 | 0 | 0 | 0 | 0 | 0 | 0 | 0 | 0 | 0 | 0 | 0 | 0 | 0 | 0 | 0 | 0 |  | 0 | 0 | 0 | 0 | 0 | 0 | 0 | 0 | 0 | 0 | 0 | 0 | 0 | 0 | 0 | 0 | 0 | 0 | 0 | 0 | 0 | 0 | 0 | 0 | 0 | 0 | 0 | 0 | 0 | 0 | 0 | 0 | 0 | 0 | 0 | 0 | 164.1265 | 880.3405 | 3635.2114 | Bellota-Weber 230kV line | Bellota-Weber 230kV line | Bellota-Weber 230kV line |  | 0 | 0 | 0 | 0 | 0 | 0 | 164.1265 | 880.3405 | 3635.2114 | Bellota-Weber 230kV line | Bellota-Weber 230kV line | Bellota-Weber 230kV line |  | 1 | 1 | NO | 1 | 1 | 1 | NO | 1
PG&E North of Greater Bay Study Area | Logan Creek | 230 | 0 | 0 | 0 | 0 | 0 | 0 | 0 | 0 | 0 | 0 | 0 | 0 | 0 | 0 | 0 | 0 | 0 | 0 | 0 | 0 | 0 | 0 | 0 | 0 | 0 | 0 | 0 | 0 | 0 | 0 | 0 | 0 | 0 | 0 | 0 | 0 | 0 | 0 | 0 | 0 | 0 | 0 | 0 | 0 | 1 | 0 | 0 | 0 | 0 | 0 | 0 | 0 | 0 | 0 | 0 | 0 | 0 | 0 | 0 | 0 | 0 | 0 | 0 | 0 | 0 | 0 | 0 | 0 | 0 | 0 | 0 | 0 | 0 | 0 | 1 | 0 | 0 | 0 | 0 | 0 | 0 | 0 | 0 | 0 | 0 | 0 | 0 | 0 | 0 | 0 | 0 | 0 | 0 | 0 | 0 | 0 | 0 | 0 | 0 | 0 | 0 | 0 | 0 | 0 | 0 | 0 | 0 | 0 |  | 0 | 0 | 0 | 0 | 0 | 0 | 0 | 0 | 0 | 0 | 0 | 0 | 0 | 0 | 0 | 0 | 0 | 0 | 0 | 0 | 0 | 0 | 0 | 0 | 0 | 0 | 0 | 0 | 0 | 0 | 2 | 0 | 1 | 0 | 0 | 0 | -1886.4315 | -134.2303 | 915.5005 | Vaca Dixon-Tesla 500kV Line | Vaca Dixon-Tesla 500kV Line | Birds Landing-Contra Costa 230kV Line |  | 0 | 0 | 0 | 0 | 0 | 0 | 1261.5812 | 1870.8654 | 915.5005 | Birds Landing-Contra Costa 230kV Line | Birds Landing-Contra Costa 230kV Line | Birds Landing-Contra Costa 230kV Line |  | 5 | 1 | YES | 2 | 1 | 1 | NO | 1
PG&E Greater Bay Study Area | Lonetree | 230 | 0 | 0 | 0 | 0 | 0 | 0 | 0 | 0 | 0 | 0 | 0 | 0 | 0 | 0 | 0 | 0 | 0 | 0 | 0 | 0 | 0 | 0 | 0 | 0 | 0 | 0 | 0 | 0 | 0 | 0 | 0 | 0 | 0 | 0 | 0 | 0 | 0 | 0 | 0 | 0 | 0 | 0 | 0 | 0 | 1 | 0 | 0 | 0 | 0 | 0 | 0 | 0 | 0 | 0 | 0 | 0 | 0 | 0 | 1 | 1 | 1 | 0 | 0 | 1 | 1 | 0 | 0 | 0 | 0 | 0 | 0 | 0 | 0 | 1 | 0 | 0 | 0 | 0 | 0 | 0 | 0 | 0 | 0 | 0 | 0 | 0 | 0 | 0 | 0 | 0 | 0 | 0 | 0 | 0 | 0 | 0 | 0 | 0 | 0 | 0 | 0 | 0 | 0 | 0 | 0 | 0 | 0 | 0 |  | 0 | 0 | 0 | 0 | 0 | 0 | 0 | 0 | 0 | 0 | 0 | 0 | 0 | 0 | 0 | 0 | 0 | 0 | 0 | 0 | 0 | 0 | 0 | 1 | 0 | 0 | 0 | 0 | 0 | 1 | 2 | 0 | 1 | 0 | 0 | 0 | -1886.4315 | -134.2303 | 653.0393 | Vaca Dixon-Tesla 500kV Line | Vaca Dixon-Tesla 500kV Line | Windmaster-Delta pumps 230 kV line |  | 0 | 0 | 0 | 0 | 0 | 0 | 179.5473 | 668.0163 | 653.0393 | Contra Costa- Windmaster 230 kV line | Contra Costa- Windmaster 230 kV line | Windmaster-Delta pumps 230 kV line |  | 5 | 1 | YES | 2 | 1 | 1 | NO | 1
PG&E Fresno Study Area | Los Banos | 500 | 0 | 0 | 0 | 0 | 0 | 0 | 0 | 0 | 0 | 0 | 0 | 0 | 0 | 0 | 0 | 0 | 0 | 0 | 0 | 0 | 0 | 0 | 0 | 0 | 0 | 0 | 0 | 0 | 0 | 0 | 0 | 0 | 0 | 0 | 0 | 0 | 0 | 0 | 0 | 0 | 0 | 0 | 0 | 0 | 1 | 0 | 0 | 0 | 0 | 0 | 0 | 0 | 0 | 0 | 0 | 0 | 0 | 0 | 0 | 0 | 0 | 0 | 0 | 0 | 0 | 0 | 0 | 0 | 0 | 0 | 0 | 0 | 0 | 0 | 0 | 0 | 1 | 0 | 0 | 0 | 0 | 0 | 0 | 0 | 0 | 0 | 0 | 0 | 0 | 0 | 0 | 0 | 0 | 0 | 0 | 0 | 0 | 0 | 0 | 0 | 0 | 0 | 0 | 1 | 0 | 0 | 0 | 0 |  | 0 | 0 | 0 | 0 | 0 | 0 | 0 | 0 | 0 | 0 | 0 | 0 | 0 | 0 | 0 | 0 | 0 | 0 | 0 | 0 | 0 | 0 | 0 | 0 | 0 | 0 | 0 | 0 | 0 | 0 | 2 | 0 | 2 | 0 | 0 | 0 | -2895.395 | -1843.223 | 1447.9557 | Midway-Q2005 230kV Line | Midway-Q2005 230kV Line | Midway-Q2005 230kV Line |  | 0 | 0 | 0 | 0 | 0 | 0 | 2935.785 | 6116.7127 | 1728.5998 | Mustang-Henrietta 230 kV line | Mustang-Henrietta 230 kV line | Vaca Dixon-Tesla 500kV Line |  | 5 | 1 | YES | 2 | 1 | 1 | NO | 1
PG&E Fresno Study Area | Los Banos | 230 | 0 | 0 | 0 | 0 | 0 | 0 | 0 | 0 | 0 | 0 | 0 | 0 | 0 | 0 | 0 | 0 | 0 | 0 | 0 | 0 | 0 | 0 | 0 | 0 | 0 | 0 | 0 | 0 | 0 | 0 | 0 | 0 | 0 | 0 | 0 | 0 | 0 | 0 | 0 | 0 | 0 | 0 | 0 | 0 | 0 | 0 | 0 | 0 | 0 | 0 | 0 | 0 | 0 | 0 | 0 | 0 | 0 | 0 | 0 | 0 | 0 | 0 | 0 | 0 | 0 | 0 | 0 | 0 | 0 | 0 | 0 | 0 | 0 | 0 | 0 | 0 | 0 | 0 | 0 | 0 | 0 | 0 | 0 | 0 | 0 | 1 | 1 | 0 | 0 | 0 | 0 | 1 | 0 | 0 | 0 | 0 | 0 | 0 | 0 | 0 | 0 | 0 | 0 | 0 | 0 | 1 | 0 | 1 |  | 0 | 0 | 76.4 | 0 | 0 | 0 | 0 | 0 | 0 | 0 | 0 | 80 | 0 | 0 | 1 | 0 | 0 | 60 | 5 | 0 | 0 | 0 | 0 | 0.75 | 250 | 250 | 99.6 | 71 | 0 | 1 | 2 | 1 | 2 | 1 | 0 | 0 | -1193.768 | -455.9559 | 592.0075 | Gates 500/230kV TB #12 | Gates 500/230kV TB #12 | Moss Landing-Las Aguilas 230 kV Line |  | 0 | 1 | 0 | 1 | 0 | 0 | -392.082 | -48.5717 | 592.0075 | Moss Landing-Las Aguilas 230 kV Line | Moss Landing-Las Aguilas 230 kV Line | Moss Landing-Las Aguilas 230 kV Line |  | 5 | 4 | YES | 4 | 1 | 1 | NO | 1
PG&E Fresno Study Area | New Sub - Los Banos - Midway (Proposed) | 500 | 0 | 0 | 0 | 0 | 0 | 0 | 0 | 0 | 0 | 0 | 0 | 0 | 0 | 0 | 0 | 0 | 0 | 0 | 0 | 0 | 0 | 0 | 0 | 0 | 0 | 0 | 0 | 0 | 0 | 0 | 0 | 0 | 0 | 0 | 0 | 0 | 0 | 0 | 0 | 0 | 0 | 0 | 0 | 0 | 0 | 0 | 0 | 0 | 0 | 0 | 0 | 0 | 0 | 0 | 0 | 0 | 0 | 0 | 0 | 0 | 0 | 0 | 0 | 0 | 0 | 0 | 0 | 0 | 0 | 0 | 0 | 0 | 0 | 0 | 0 | 0 | 0 | 0 | 0 | 0 | 0 | 0 | 0 | 0 | 0 | 0 | 0 | 0 | 0 | 0 | 0 | 0 | 0 | 0 | 0 | 0 | 0 | 0 | 0 | 0 | 0 | 0 | 0 | 1 | 1 | 0 | 0 | 0 |  | 0 | 0 | 0 | 0 | 0 | 0 | 0 | 0 | 0 | 0 | 0 | 0 | 0 | 0 | 0 | 0 | 0 | 0 | 0 | 0 | 0 | 0 | 0 | 0 | 0 | 0 | 0 | 0 | 0 | 0 | 0 | 0 | 0 | 0 | 0 | 0 | 63.468 | 3177.0829 | 4258.2156 | Gates-Panoche 230 kV #1 and #2 Lines | Gates-Panoche 230 kV #1 and #2 Lines | Gates-Panoche 230 kV #1 and #2 Lines |  | 0 | 0 | 0 | 0 | 0 | 0 | 63.468 | 3177.0829 | 4258.2156 | Gates-Panoche 230 kV #1 and #2 Lines | Gates-Panoche 230 kV #1 and #2 Lines | Gates-Panoche 230 kV #1 and #2 Lines |  | 1 | 1 | NO | 1 | 1 | 1 | NO | 1
PG&E Greater Bay Study Area | Los Esteros | 230 | 0 | 0 | 0 | 0 | 0 | 0 | 0 | 0 | 0 | 0 | 0 | 0 | 0 | 0 | 0 | 0 | 0 | 0 | 0 | 0 | 0 | 0 | 0 | 0 | 0 | 0 | 0 | 0 | 0 | 0 | 0 | 0 | 0 | 0 | 0 | 0 | 0 | 0 | 0 | 0 | 0 | 0 | 0 | 0 | 0 | 0 | 0 | 0 | 0 | 0 | 0 | 0 | 0 | 0 | 0 | 0 | 0 | 1 | 0 | 0 | 1 | 0 | 0 | 0 | 1 | 0 | 0 | 0 | 0 | 1 | 1 | 1 | 0 | 1 | 0 | 0 | 0 | 0 | 0 | 0 | 0 | 0 | 0 | 0 | 0 | 0 | 0 | 0 | 0 | 0 | 0 | 0 | 0 | 0 | 0 | 0 | 0 | 0 | 0 | 0 | 0 | 0 | 0 | 0 | 0 | 0 | 0 | 4 |  | 0 | 0 | 0 | 0 | 0 | 0 | 0 | 0 | 0 | 0 | 0 | 0 | 0 | 0 | 0 | 0 | 0 | 0 | 0 | 0 | 0 | 0 | 0 | 0 | 0 | 0 | 0 | 0 | 0 | 0 | 0 | 0 | 0 | 0 | 0 | 0 | 593 | 696 | 811 | Los Esteros-Nortech 115 kV line | Los Esteros-Nortech 115 kV line | Los Esteros-Silicon Valley 230 kV |  | 0 | 0 | 0 | 0 | 0 | 0 | 593 | 696 | 811 | Los Esteros-Nortech 115 kV line | Los Esteros-Nortech 115 kV line | Los Esteros-Silicon Valley 230 kV |  | 1 | 1 | NO | 1 | 1 | 1 | NO | 1
PG&E Greater Bay Study Area | Los Esteros | 115 | 0 | 0 | 0 | 0 | 0 | 0 | 0 | 0 | 0 | 0 | 0 | 0 | 0 | 0 | 0 | 0 | 0 | 0 | 0 | 0 | 0 | 0 | 0 | 0 | 0 | 0 | 0 | 0 | 0 | 0 | 0 | 0 | 0 | 0 | 0 | 0 | 0 | 0 | 0 | 0 | 0 | 0 | 0 | 0 | 0 | 0 | 0 | 0 | 0 | 0 | 0 | 0 | 0 | 0 | 0 | 0 | 0 | 0 | 0 | 0 | 1 | 0 | 0 | 0 | 1 | 0 | 0 | 0 | 0 | 1 | 1 | 1 | 0 | 1 | 0 | 0 | 0 | 0 | 0 | 0 | 0 | 0 | 0 | 0 | 0 | 0 | 0 | 0 | 0 | 0 | 0 | 0 | 0 | 0 | 0 | 0 | 0 | 0 | 0 | 0 | 0 | 0 | 0 | 0 | 0 | 0 | 0 | 3 |  | 0 | 0 | 0 | 0 | 0 | 0 | 0 | 0 | 0 | 0 | 0 | 0 | 0 | 0 | 0 | 0 | 0 | 0 | 0 | 0 | 0 | 0 | 0 | 0 | 0 | 0 | 200 | 6 | 0 | 1 | 0 | 0 | 0 | 0 | 0 | 0 | 593 | 696 | 811 | Los Esteros-Nortech 115 kV line | Los Esteros-Nortech 115 kV line | Los Esteros-Silicon Valley 230 kV |  | 0 | 0 | 0 | 0 | 0 | 0 | 593 | 696 | 811 | Los Esteros-Nortech 115 kV line | Los Esteros-Nortech 115 kV line | Los Esteros-Silicon Valley 230 kV |  | 1 | 1 | NO | 1 | 1 | 1 | NO | 1
PG&E Greater Bay Study Area | Los Positas | 230 | 0 | 0 | 0 | 0 | 0 | 0 | 0 | 0 | 0 | 0 | 0 | 0 | 0 | 0 | 0 | 0 | 0 | 0 | 0 | 0 | 0 | 0 | 0 | 0 | 0 | 0 | 0 | 0 | 0 | 0 | 0 | 0 | 0 | 0 | 0 | 0 | 0 | 0 | 0 | 0 | 0 | 0 | 0 | 0 | 1 | 0 | 0 | 0 | 0 | 0 | 0 | 0 | 0 | 0 | 0 | 0 | 0 | 0 | 1 | 1 | 1 | 0 | 0 | 1 | 1 | 0 | 0 | 0 | 0 | 0 | 0 | 0 | 0 | 1 | 0 | 0 | 0 | 0 | 0 | 0 | 0 | 0 | 0 | 0 | 0 | 0 | 0 | 0 | 0 | 0 | 0 | 0 | 0 | 0 | 0 | 0 | 0 | 0 | 0 | 0 | 0 | 0 | 0 | 0 | 0 | 0 | 0 | 0 |  | 0 | 0 | 0 | 0 | 0 | 0 | 0 | 0 | 0 | 0 | 0 | 0 | 0 | 0 | 0 | 0 | 0 | 0 | 0 | 0 | 0 | 0 | 0 | 0 | 0 | 0 | 0 | 0 | 0 | 0 | 2 | 0 | 1 | 0 | 0 | 0 | -1886.4315 | -134.2303 | 653.0393 | Vaca Dixon-Tesla 500kV Line | Vaca Dixon-Tesla 500kV Line | Windmaster-Delta pumps 230 kV line |  | 0 | 0 | 0 | 0 | 0 | 0 | 179.5473 | 668.0163 | 653.0393 | Contra Costa- Windmaster 230 kV line | Contra Costa- Windmaster 230 kV line | Windmaster-Delta pumps 230 kV line |  | 5 | 1 | YES | 2 | 1 | 1 | NO | 1
SDG&E Study Area | Loveland | 69 | 0 | 0 | 0 | 0 | 0 | 0 | 0 | 0 | 0 | 0 | 0 | 0 | 0 | 0 | 0 | 0 | 0 | 0 | 0 | 0 | 0 | 0 | 0 | 0 | 0 | 0 | 0 | 0 | 0 | 0 | 1 | 1 | 0 | 1 | 0 | 0 | 0 | 0 | 0 | 0 | 0 | 0 | 0 | 0 | 0 | 0 | 0 | 0 | 0 | 0 | 0 | 0 | 0 | 0 | 0 | 0 | 0 | 0 | 0 | 0 | 0 | 0 | 0 | 0 | 0 | 0 | 0 | 0 | 0 | 0 | 0 | 0 | 0 | 0 | 0 | 0 | 0 | 0 | 0 | 0 | 0 | 0 | 0 | 0 | 0 | 0 | 0 | 0 | 0 | 0 | 0 | 0 | 0 | 0 | 0 | 0 | 0 | 0 | 0 | 0 | 0 | 0 | 0 | 0 | 0 | 0 | 0 | 0 |  | 0 | 0 | 0 | 0 | 0 | 0 | 0 | 0 | 0 | 0 | 0 | 0 | 0 | 0 | 0 | 0 | 0 | 0 | 0 | 0 | 0 | 0 | 0 | 0.84 | 0 | 0 | 0 | 0 | 0 | 1 | 1 | 0 | 0 | 0 | 0 | 0 | -498.9952 | 30.3023 | 296.5564 | Chicarita 138 kV constraint | Chicarita 138 kV constraint | Miguel 69 kV constraint |  | 0 | 0 | 0 | 0 | 0 | 0 | 164.7548 | 197.5523 | 296.5564 | Miguel 69 kV constraint | Miguel 69 kV constraint | Miguel 69 kV constraint |  | 5 | 1 | YES | 2 | 1 | 1 | NO | 1
SCE Metro Study Area | Lugo | 500 | 0 | 0 | 0 | 0 | 0 | 0 | 0 | 0 | 0 | 0 | 0 | 0 | 1 | 0 | 0 | 0 | 0 | 0 | 0 | 0 | 0 | 0 | 0 | 0 | 0 | 0 | 0 | 0 | 0 | 0 | 0 | 0 | 0 | 0 | 0 | 0 | 0 | 0 | 0 | 0 | 0 | 0 | 0 | 0 | 0 | 0 | 0 | 0 | 0 | 0 | 0 | 0 | 0 | 0 | 0 | 0 | 0 | 0 | 0 | 0 | 0 | 0 | 0 | 0 | 0 | 0 | 0 | 0 | 0 | 0 | 0 | 0 | 0 | 0 | 0 | 0 | 0 | 0 | 0 | 0 | 0 | 0 | 0 | 0 | 0 | 0 | 0 | 0 | 0 | 0 | 0 | 0 | 0 | 0 | 0 | 0 | 0 | 0 | 0 | 0 | 0 | 0 | 0 | 0 | 0 | 0 | 0 | 0 |  | 0 | 0 | 0 | 0 | 0 | 0 | 0 | 0 | 0 | 0 | 0 | 0 | 0 | 0 | 0 | 0 | 0 | 0 | 0 | 0 | 0 | 0 | 0 | 0 | 0 | 0 | 0 | 0 | 0 | 0 | 0 | 0 | 0 | 0 | 0 | 0 | 11262.334 | 12489.753 | 16184.43 | SCE Metro Area Default Constraint | SCE Metro Area Default Constraint | SCE Metro Area Default Constraint |  | 0 | 0 | 0 | 0 | 0 | 0 | 11262.334 | 12489.753 | 16184.43 | SCE Metro Area Default Constraint | SCE Metro Area Default Constraint | SCE Metro Area Default Constraint |  | 1 | 1 | NO | 1 | 1 | 1 | NO | 1
SCE North of Lugo Study Area | Lugo | 230 | 0 | 0 | 0 | 0 | 0 | 0 | 0 | 0 | 0 | 0 | 0 | 0 | 0 | 0 | 0 | 0 | 1 | 0 | 0 | 0 | 0 | 0 | 0 | 0 | 0 | 0 | 0 | 0 | 0 | 0 | 0 | 0 | 0 | 0 | 0 | 0 | 0 | 0 | 0 | 0 | 0 | 0 | 0 | 0 | 0 | 0 | 0 | 0 | 0 | 0 | 0 | 0 | 0 | 0 | 0 | 0 | 0 | 0 | 0 | 0 | 0 | 0 | 0 | 0 | 0 | 0 | 0 | 0 | 0 | 0 | 0 | 0 | 0 | 0 | 0 | 0 | 0 | 0 | 0 | 0 | 0 | 0 | 0 | 0 | 0 | 0 | 0 | 0 | 0 | 0 | 0 | 0 | 0 | 0 | 0 | 0 | 0 | 0 | 0 | 0 | 0 | 0 | 0 | 0 | 0 | 0 | 0 | 1 |  | 0 | 0 | 0 | 0 | 0 | 0 | 0 | 0 | 0 | 0 | 0 | 0 | 0 | 0 | 0 | 0 | 0 | 0 | 0 | 0 | 0 | 0 | 0 | 0 | 0 | 0 | 0 | 0 | 0 | 0 | 0 | 0 | 0 | 0 | 0 | 0 | 926.352 | 1338.609 | 1527.48 | Lugo Transformer Area Constraint | Lugo Transformer Area Constraint | Lugo Transformer Area Constraint |  | 0 | 0 | 0 | 0 | 0 | 0 | 926.352 | 1338.609 | 1527.48 | Lugo Transformer Area Constraint | Lugo Transformer Area Constraint | Lugo Transformer Area Constraint |  | 1 | 1 | NO | 1 | 1 | 1 | NO | 1
SCE North of Lugo Study Area | New Sub - Lugo - Pisgah (Proposed) | 230 | 0 | 0 | 0 | 0 | 0 | 0 | 0 | 0 | 0 | 0 | 0 | 0 | 0 | 0 | 0 | 0 | 1 | 1 | 0 | 0 | 0 | 0 | 0 | 0 | 0 | 0 | 0 | 0 | 0 | 0 | 0 | 0 | 0 | 0 | 0 | 0 | 0 | 0 | 0 | 0 | 0 | 0 | 0 | 0 | 0 | 0 | 0 | 0 | 0 | 0 | 0 | 0 | 0 | 0 | 0 | 0 | 0 | 0 | 0 | 0 | 0 | 0 | 0 | 0 | 0 | 0 | 0 | 0 | 0 | 0 | 0 | 0 | 0 | 0 | 0 | 0 | 0 | 0 | 0 | 0 | 0 | 0 | 0 | 0 | 0 | 0 | 0 | 0 | 0 | 0 | 0 | 0 | 0 | 0 | 0 | 0 | 0 | 0 | 0 | 0 | 0 | 0 | 0 | 0 | 0 | 0 | 0 | 1 |  | 0 | 0 | 0 | 0 | 0 | 0 | 0 | 0 | 0 | 0 | 0 | 0 | 0 | 0 | 0 | 0 | 0 | 100 | 50 | 0 | 0 | 0 | 0 | 0 | 0 | 0 | 0 | 0 | 0 | 1 | 0 | 0 | 0 | 0 | 0 | 0 | 13.67 | 219.49 | 531.9 | Calcite to Lugo Area Constraint | Calcite to Lugo Area Constraint | Calcite to Lugo Area Constraint |  | 0 | 0 | 0 | 0 | 0 | 0 | 13.67 | 219.49 | 531.9 | Calcite to Lugo Area Constraint | Calcite to Lugo Area Constraint | Calcite to Lugo Area Constraint |  | 1 | 1 | NO | 1 | 1 | 1 | NO | 1
PG&E North of Greater Bay Study Area | Madison | 115 | 0 | 0 | 0 | 0 | 0 | 0 | 0 | 0 | 0 | 0 | 0 | 0 | 0 | 0 | 0 | 0 | 0 | 0 | 0 | 0 | 0 | 0 | 0 | 0 | 0 | 0 | 0 | 0 | 0 | 0 | 0 | 0 | 0 | 0 | 0 | 0 | 0 | 0 | 0 | 0 | 0 | 0 | 0 | 0 | 1 | 0 | 0 | 0 | 0 | 0 | 0 | 0 | 0 | 0 | 0 | 0 | 0 | 0 | 1 | 1 | 1 | 0 | 0 | 0 | 0 | 0 | 0 | 0 | 0 | 0 | 0 | 0 | 0 | 0 | 1 | 0 | 0 | 0 | 0 | 0 | 0 | 0 | 0 | 0 | 0 | 0 | 0 | 0 | 0 | 0 | 0 | 0 | 0 | 0 | 0 | 0 | 0 | 0 | 0 | 0 | 0 | 0 | 0 | 0 | 0 | 0 | 0 | 0 |  | 0 | 0 | 0 | 0 | 0 | 0 | 0 | 0 | 0 | 0 | 0 | 0 | 0 | 0 | 0 | 0 | 0 | 0 | 0 | 0 | 0 | 0 | 0 | 0 | 0 | 13 | 10.2 | 0 | 0 | 1 | 3 | 0 | 1 | 0 | 0 | 0 | -1886.4315 | -134.2303 | 653.0393 | Vaca Dixon-Tesla 500kV Line | Vaca Dixon-Tesla 500kV Line | Windmaster-Delta pumps 230 kV line |  | 0 | 0 | 0 | 0 | 0 | 0 | 179.5473 | 668.0163 | 653.0393 | Contra Costa- Windmaster 230 kV line | Contra Costa- Windmaster 230 kV line | Windmaster-Delta pumps 230 kV line |  | 5 | 1 | YES | 2 | 1 | 1 | NO | 1
SCE Northern Area | Magunden | 230 | 1 | 1 | 1 | 0 | 0 | 1 | 1 | 1 | 0 | 0 | 0 | 0 | 0 | 0 | 0 | 0 | 0 | 0 | 0 | 0 | 0 | 0 | 0 | 0 | 0 | 0 | 0 | 0 | 1 | 0 | 0 | 0 | 0 | 0 | 0 | 0 | 0 | 0 | 0 | 0 | 0 | 0 | 0 | 0 | 0 | 0 | 0 | 0 | 0 | 0 | 0 | 0 | 0 | 0 | 0 | 0 | 0 | 0 | 0 | 0 | 0 | 0 | 0 | 0 | 0 | 0 | 0 | 0 | 0 | 0 | 0 | 0 | 0 | 0 | 0 | 0 | 0 | 0 | 0 | 0 | 0 | 0 | 0 | 0 | 0 | 0 | 0 | 0 | 0 | 0 | 0 | 0 | 0 | 0 | 0 | 0 | 0 | 0 | 0 | 0 | 0 | 0 | 0 | 0 | 0 | 0 | 0 | 0 |  | 0 | 0 | 0 | 0 | 0 | 0 | 0 | 0 | 0 | 0 | 0 | 0 | 0 | 0 | 0 | 0 | 0 | 0 | 0 | 0 | 0 | 0 | 0 | 0 | 0 | 0 | 0 | 0 | 0 | 0 | 3 | 0 | 2 | 0 | 0 | 0 | -6146.0908 | -113.0121 | 1447.509 | Lugo - Victorville area constraint | South of Magunden Constraint | South of Magunden Constraint |  | 2 | 0 | 2 | 0 | 0 | 0 | -659.6838 | -113.0121 | 1447.509 | South of Magunden Constraint | South of Magunden Constraint | South of Magunden Constraint |  | 5 | 5 | NO | 5 | 1 | 1 | NO | 1
PG&E Kern Study Area | Magunden | 115 | 0 | 0 | 0 | 0 | 0 | 0 | 0 | 0 | 0 | 0 | 0 | 0 | 0 | 0 | 0 | 0 | 0 | 0 | 0 | 0 | 0 | 0 | 0 | 0 | 0 | 0 | 0 | 0 | 0 | 0 | 0 | 0 | 0 | 0 | 0 | 0 | 0 | 0 | 0 | 0 | 0 | 0 | 0 | 0 | 0 | 0 | 0 | 0 | 0 | 0 | 0 | 0 | 0 | 0 | 0 | 0 | 0 | 0 | 0 | 0 | 0 | 0 | 0 | 0 | 0 | 0 | 0 | 0 | 0 | 0 | 0 | 0 | 0 | 0 | 0 | 0 | 1 | 0 | 1 | 0 | 0 | 0 | 0 | 1 | 0 | 1 | 1 | 0 | 0 | 0 | 0 | 0 | 0 | 0 | 0 | 0 | 0 | 0 | 0 | 0 | 0 | 0 | 0 | 0 | 0 | 0 | 0 | 0 |  | 0 | 0 | 0 | 0 | 0 | 0 | 0 | 0 | 0 | 0 | 0 | 0 | 0 | 0 | 0 | 0 | 0 | 0 | 0 | 0 | 0 | 0 | 0 | 0 | 0 | 0 | 0 | 0 | 0 | 0 | 3 | 0 | 3 | 0 | 0 | 0 | -2895.395 | -1843.223 | 254.8922 | Midway-Q2005 230kV Line | Midway-Q2005 230kV Line | Semitropic-Midway 115kV Line |  | 0 | 0 | 0 | 0 | 0 | 0 | 70.518 | 66.2401 | 254.8922 | Semitropic-Midway 115kV Line | Semitropic-Midway 115kV Line | Semitropic-Midway 115kV Line |  | 5 | 1 | YES | 2 | 1 | 1 | NO | 1
PG&E North of Greater Bay Study Area | Malin | 500 | 0 | 0 | 0 | 0 | 0 | 0 | 0 | 0 | 0 | 0 | 0 | 0 | 0 | 0 | 0 | 0 | 0 | 0 | 0 | 0 | 0 | 0 | 0 | 0 | 0 | 0 | 0 | 0 | 0 | 0 | 0 | 0 | 0 | 0 | 0 | 0 | 0 | 0 | 0 | 0 | 0 | 0 | 0 | 0 | 1 | 0 | 0 | 0 | 0 | 0 | 0 | 0 | 0 | 0 | 0 | 0 | 0 | 0 | 0 | 0 | 0 | 0 | 0 | 0 | 0 | 0 | 0 | 0 | 0 | 0 | 0 | 0 | 0 | 0 | 0 | 0 | 0 | 0 | 0 | 0 | 0 | 0 | 0 | 0 | 0 | 0 | 0 | 0 | 0 | 0 | 0 | 0 | 0 | 0 | 0 | 0 | 0 | 0 | 0 | 0 | 0 | 0 | 0 | 0 | 0 | 0 | 0 | 0 |  | 0 | 0 | 0 | 0 | 0 | 0 | 0 | 0 | 0 | 0 | 0 | 0 | 0 | 0 | 0 | 0 | 0 | 900 | 0 | 0 | 0 | 0 | 0 | 0 | 0 | 0 | 0 | 0 | 0 | 1 | 1 | 0 | 1 | 0 | 0 | 0 | -1886.4315 | -134.2303 | 1728.5998 | Vaca Dixon-Tesla 500kV Line | Vaca Dixon-Tesla 500kV Line | Vaca Dixon-Tesla 500kV Line |  | 0 | 0 | 0 | 0 | 0 | 0 | 6758.5685 | 8510.7697 | 1728.5998 | Vaca Dixon-Tesla 500kV Line | Vaca Dixon-Tesla 500kV Line | Vaca Dixon-Tesla 500kV Line |  | 5 | 1 | YES | 2 | 1 | 1 | NO | 1
SCE Northern Area | Mandalay | 230 | 0 | 0 | 1 | 0 | 1 | 0 | 1 | 0 | 0 | 0 | 0 | 0 | 0 | 0 | 0 | 0 | 0 | 0 | 0 | 0 | 0 | 0 | 0 | 0 | 0 | 0 | 0 | 0 | 1 | 0 | 0 | 0 | 0 | 0 | 0 | 0 | 0 | 0 | 0 | 0 | 0 | 0 | 0 | 0 | 0 | 0 | 0 | 0 | 0 | 0 | 0 | 0 | 0 | 0 | 0 | 0 | 0 | 0 | 0 | 0 | 0 | 0 | 0 | 0 | 0 | 0 | 0 | 0 | 0 | 0 | 0 | 0 | 0 | 0 | 0 | 0 | 0 | 0 | 0 | 0 | 0 | 0 | 0 | 0 | 0 | 0 | 0 | 0 | 0 | 0 | 0 | 0 | 0 | 0 | 0 | 0 | 0 | 0 | 0 | 0 | 0 | 0 | 0 | 0 | 0 | 0 | 0 | 0 |  | 0 | 0 | 0 | 0 | 0 | 0 | 0 | 0 | 0 | 0 | 0 | 0 | 0 | 0 | 0 | 0 | 0 | 0 | 0 | 0 | 0 | 0 | 0 | 0 | 0 | 0 | 200 | 0 | 0 | 1 | 2 | 0 | 1 | 0 | 0 | 0 | -6146.0908 | -113.0121 | 1447.509 | Lugo - Victorville area constraint | South of Magunden Constraint | South of Magunden Constraint |  | 1 | 0 | 1 | 0 | 0 | 0 | -659.6838 | -113.0121 | 1447.509 | South of Magunden Constraint | South of Magunden Constraint | South of Magunden Constraint |  | 5 | 5 | NO | 5 | 1 | 1 | NO | 1
PG&E Fresno Study Area | Manning | 500 | 0 | 0 | 0 | 0 | 0 | 0 | 0 | 0 | 0 | 0 | 0 | 0 | 0 | 0 | 0 | 0 | 0 | 0 | 0 | 0 | 0 | 0 | 0 | 0 | 0 | 0 | 0 | 0 | 0 | 0 | 0 | 0 | 0 | 0 | 0 | 0 | 0 | 0 | 0 | 0 | 0 | 0 | 0 | 0 | 0 | 0 | 0 | 0 | 0 | 0 | 0 | 0 | 0 | 0 | 0 | 0 | 0 | 0 | 0 | 0 | 0 | 0 | 0 | 0 | 0 | 0 | 0 | 0 | 0 | 0 | 0 | 0 | 0 | 0 | 0 | 0 | 1 | 0 | 0 | 0 | 0 | 0 | 0 | 0 | 0 | 0 | 1 | 0 | 0 | 0 | 0 | 1 | 1 | 0 | 0 | 0 | 0 | 0 | 0 | 0 | 0 | 0 | 0 | 0 | 1 | 0 | 0 | 2 |  | 0 | 0 | 0 | 0 | 0 | 0 | 0 | 0 | 0 | 0 | 0 | 0 | 0 | 0 | 0 | 0 | 0 | 0 | 0 | 0 | 0 | 0 | 0 | 0 | 0 | 0 | 0 | 0 | 0 | 0 | 2 | 0 | 2 | 0 | 0 | 0 | -2895.395 | -1843.223 | 1447.9557 | Midway-Q2005 230kV Line | Midway-Q2005 230kV Line | Midway-Q2005 230kV Line |  | 0 | 0 | 0 | 0 | 0 | 0 | 63.468 | 3177.0829 | 2409.9557 | Gates-Panoche 230 kV #1 and #2 Lines | Gates-Panoche 230 kV #1 and #2 Lines | Midway-Q2005 230kV Line |  | 5 | 1 | YES | 2 | 1 | 1 | NO | 1
PG&E Fresno Study Area | Manning | 230 | 0 | 0 | 0 | 0 | 0 | 0 | 0 | 0 | 0 | 0 | 0 | 0 | 0 | 0 | 0 | 0 | 0 | 0 | 0 | 0 | 0 | 0 | 0 | 0 | 0 | 0 | 0 | 0 | 0 | 0 | 0 | 0 | 0 | 0 | 0 | 0 | 0 | 0 | 0 | 0 | 0 | 0 | 0 | 0 | 0 | 0 | 0 | 0 | 0 | 0 | 0 | 0 | 0 | 0 | 0 | 0 | 0 | 0 | 0 | 0 | 0 | 0 | 0 | 0 | 0 | 0 | 0 | 0 | 0 | 0 | 0 | 0 | 0 | 0 | 0 | 0 | 1 | 0 | 0 | 0 | 0 | 0 | 0 | 0 | 0 | 1 | 1 | 1 | 1 | 0 | 1 | 1 | 1 | 0 | 1 | 1 | 0 | 1 | 0 | 0 | 0 | 0 | 0 | 0 | 1 | 1 | 0 | 2 |  | 0 | 0 | 0 | 0 | 0 | 0 | 0 | 0 | 0 | 0 | 0 | 0 | 0 | 0 | 0 | 0 | 0 | 0 | 0 | 0 | 0 | 0 | 0 | 0 | 0 | 0 | 0 | 0 | 0 | 0 | 5 | 1 | 5 | 1 | 0 | 0 | -2895.395 | -1843.223 | 299.4102 | Midway-Q2005 230kV Line | Midway-Q2005 230kV Line | Panoche- Mendota 115 kV line |  | 0 | 1 | 0 | 1 | 0 | 0 | -392.082 | -48.5717 | 299.4102 | Moss Landing-Las Aguilas 230 kV Line | Moss Landing-Las Aguilas 230 kV Line | Panoche- Mendota 115 kV line |  | 5 | 4 | YES | 4 | 1 | 1 | NO | 1
PG&E Greater Bay Study Area | Manteca | 115 | 0 | 0 | 0 | 0 | 0 | 0 | 0 | 0 | 0 | 0 | 0 | 0 | 0 | 0 | 0 | 0 | 0 | 0 | 0 | 0 | 0 | 0 | 0 | 0 | 0 | 0 | 0 | 0 | 0 | 0 | 0 | 0 | 0 | 0 | 0 | 0 | 0 | 0 | 0 | 0 | 0 | 0 | 0 | 0 | 0 | 0 | 0 | 0 | 0 | 0 | 0 | 0 | 0 | 0 | 0 | 0 | 0 | 0 | 0 | 0 | 0 | 0 | 1 | 0 | 0 | 0 | 0 | 0 | 1 | 0 | 0 | 0 | 0 | 0 | 0 | 0 | 0 | 0 | 0 | 0 | 0 | 0 | 0 | 0 | 0 | 0 | 0 | 0 | 0 | 0 | 0 | 0 | 0 | 0 | 0 | 0 | 0 | 0 | 0 | 0 | 0 | 0 | 0 | 0 | 0 | 0 | 0 | 0 |  | 0 | 0 | 0 | 0 | 0 | 0 | 0 | 0 | 0 | 0 | 0 | 0 | 0 | 0 | 0 | 0 | 0 | 0 | 0 | 0 | 0 | 0 | 0 | 1.5 | 0 | 0 | 0 | 0 | 0 | 1 | 0 | 0 | 0 | 0 | 0 | 0 | 3.859 | 102.156 | 280.6464 | Kasson Jct-Heinz 115 kV line | Kasson Jct-Heinz 115 kV line | Kasson Jct-Heinz 115 kV line |  | 0 | 0 | 0 | 0 | 0 | 0 | 3.859 | 102.156 | 280.6464 | Kasson Jct-Heinz 115 kV line | Kasson Jct-Heinz 115 kV line | Kasson Jct-Heinz 115 kV line |  | 1 | 1 | NO | 1 | 1 | 1 | NO | 1
SDG&E Study Area | Margarita | 138 | 0 | 0 | 0 | 0 | 0 | 0 | 0 | 0 | 0 | 0 | 0 | 0 | 0 | 0 | 0 | 0 | 0 | 0 | 0 | 0 | 0 | 0 | 0 | 0 | 0 | 0 | 0 | 0 | 0 | 1 | 0 | 0 | 0 | 0 | 0 | 0 | 0 | 0 | 0 | 0 | 0 | 1 | 1 | 0 | 0 | 0 | 0 | 0 | 0 | 0 | 0 | 0 | 0 | 0 | 0 | 0 | 0 | 0 | 0 | 0 | 0 | 0 | 0 | 0 | 0 | 0 | 0 | 0 | 0 | 0 | 0 | 0 | 0 | 0 | 0 | 0 | 0 | 0 | 0 | 0 | 0 | 0 | 0 | 0 | 0 | 0 | 0 | 0 | 0 | 0 | 0 | 0 | 0 | 0 | 0 | 0 | 0 | 0 | 0 | 0 | 0 | 0 | 0 | 0 | 0 | 0 | 0 | 0 |  | 0 | 0 | 0 | 0 | 0 | 0 | 0 | 0 | 0 | 0 | 0 | 0 | 0 | 0 | 0 | 0 | 0 | 0 | 0 | 0 | 0 | 0 | 0 | 0 | 0 | 0 | 0 | 0 | 0 | 0 | 1 | 0 | 0 | 0 | 0 | 0 | -445.35 | 326 | 851 | Talega 230 kV constraint | Trabuco-Capistrano 138 kV constraint | Trabuco-Capistrano 138 kV constraint |  | 0 | 0 | 0 | 0 | 0 | 0 | 151 | 326 | 851 | Trabuco-Capistrano 138 kV constraint | Trabuco-Capistrano 138 kV constraint | Trabuco-Capistrano 138 kV constraint |  | 5 | 1 | YES | 2 | 1 | 1 | NO | 1
PG&E Greater Bay Study Area | Mariposa | 230 | 0 | 0 | 0 | 0 | 0 | 0 | 0 | 0 | 0 | 0 | 0 | 0 | 0 | 0 | 0 | 0 | 0 | 0 | 0 | 0 | 0 | 0 | 0 | 0 | 0 | 0 | 0 | 0 | 0 | 0 | 0 | 0 | 0 | 0 | 0 | 0 | 0 | 0 | 0 | 0 | 0 | 0 | 0 | 0 | 1 | 0 | 0 | 0 | 0 | 0 | 0 | 0 | 0 | 0 | 0 | 0 | 0 | 0 | 1 | 0 | 1 | 0 | 0 | 1 | 1 | 0 | 0 | 0 | 0 | 0 | 0 | 0 | 0 | 1 | 0 | 0 | 0 | 0 | 0 | 0 | 0 | 0 | 0 | 0 | 0 | 0 | 0 | 0 | 0 | 0 | 0 | 0 | 0 | 0 | 0 | 0 | 0 | 0 | 0 | 0 | 0 | 0 | 0 | 0 | 0 | 0 | 0 | 0 |  | 0 | 0 | 0 | 0 | 0 | 0 | 0 | 0 | 0 | 0 | 0 | 0 | 0 | 0 | 0 | 0 | 3.6 | 0 | 0 | 0 | 0 | 0 | 0 | 0 | 0 | 0 | 0 | 50 | 0 | 1 | 2 | 0 | 1 | 0 | 0 | 0 | -1886.4315 | -134.2303 | 653.0393 | Vaca Dixon-Tesla 500kV Line | Vaca Dixon-Tesla 500kV Line | Windmaster-Delta pumps 230 kV line |  | 0 | 0 | 0 | 0 | 0 | 0 | 864.5167 | 2490.4106 | 653.0393 | Tesla-Bellota 230 kV line | Tesla-Bellota 230 kV line | Windmaster-Delta pumps 230 kV line |  | 5 | 1 | YES | 2 | 1 | 1 | NO | 1
PG&E Greater Bay Study Area | Martin | 115 | 0 | 0 | 0 | 0 | 0 | 0 | 0 | 0 | 0 | 0 | 0 | 0 | 0 | 0 | 0 | 0 | 0 | 0 | 0 | 0 | 0 | 0 | 0 | 0 | 0 | 0 | 0 | 0 | 0 | 0 | 0 | 0 | 0 | 0 | 0 | 0 | 0 | 0 | 0 | 0 | 0 | 0 | 0 | 0 | 0 | 0 | 0 | 0 | 0 | 0 | 0 | 0 | 0 | 0 | 0 | 0 | 0 | 1 | 0 | 0 | 1 | 0 | 0 | 0 | 0 | 0 | 0 | 0 | 0 | 0 | 0 | 0 | 0 | 1 | 0 | 0 | 0 | 0 | 0 | 0 | 0 | 0 | 0 | 0 | 0 | 0 | 0 | 0 | 0 | 0 | 0 | 0 | 0 | 0 | 0 | 0 | 0 | 0 | 0 | 0 | 0 | 0 | 0 | 0 | 0 | 0 | 0 | 1 |  | 0 | 0 | 0 | 0 | 0 | 0 | 0 | 0 | 0 | 0 | 0 | 0 | 0 | 0 | 0 | 0 | 0 | 0 | 0 | 0 | 0 | 0 | 0 | 8.37 | 0 | 0 | 193.02 | 61.6 | 0 | 1 | 0 | 0 | 0 | 0 | 0 | 0 | 878.6243 | 2739.5908 | 5262.9584 | Tesla-Tracy-Pump 230 kV line #2 | Tesla-Tracy-Pump 230 kV line #2 | Sobrante-Moraga 230 kV line |  | 0 | 0 | 0 | 0 | 0 | 0 | 878.6243 | 2739.5908 | 5262.9584 | Tesla-Tracy-Pump 230 kV line #2 | Tesla-Tracy-Pump 230 kV line #2 | Sobrante-Moraga 230 kV line |  | 1 | 1 | NO | 1 | 1 | 1 | NO | 1
PG&E Greater Bay Study Area | Martin | 230 | 0 | 0 | 0 | 0 | 0 | 0 | 0 | 0 | 0 | 0 | 0 | 0 | 0 | 0 | 0 | 0 | 0 | 0 | 0 | 0 | 0 | 0 | 0 | 0 | 0 | 0 | 0 | 0 | 0 | 0 | 0 | 0 | 0 | 0 | 0 | 0 | 0 | 0 | 0 | 0 | 0 | 0 | 0 | 0 | 0 | 0 | 0 | 0 | 0 | 0 | 0 | 0 | 0 | 0 | 0 | 0 | 0 | 0 | 0 | 0 | 0 | 0 | 0 | 0 | 0 | 0 | 0 | 0 | 0 | 0 | 0 | 0 | 0 | 0 | 0 | 0 | 0 | 0 | 0 | 0 | 0 | 0 | 0 | 0 | 0 | 0 | 0 | 0 | 0 | 0 | 0 | 0 | 0 | 0 | 0 | 0 | 0 | 0 | 0 | 0 | 0 | 0 | 0 | 0 | 0 | 0 | 0 | 0 |  | 0 | 0 | 0 | 0 | 0 | 0 | 0 | 0 | 0 | 0 | 0 | 0 | 0 | 0 | 0 | 0 | 0 | 0 | 0 | 0 | 0 | 0 | 0 | 0 | 0 | 0 | 0 | 0 | 0 | 0 | 0 | 0 | 0 | 0 | 0 | 0 | 0 | 0 | 0 | #N/A | #N/A | #N/A |  | 0 | 0 | 0 | 0 | 0 | 0 | 0 | 0 | 0 | #N/A | #N/A | #N/A |  | 1 | 1 | NO | 1 | 1 | 1 | NO | 1
PG&E Greater Bay Study Area | Martinez | 115 | 0 | 0 | 0 | 0 | 0 | 0 | 0 | 0 | 0 | 0 | 0 | 0 | 0 | 0 | 0 | 0 | 0 | 0 | 0 | 0 | 0 | 0 | 0 | 0 | 0 | 0 | 0 | 0 | 0 | 0 | 0 | 0 | 0 | 0 | 0 | 0 | 0 | 0 | 0 | 0 | 0 | 0 | 0 | 0 | 0 | 0 | 0 | 0 | 0 | 0 | 0 | 0 | 0 | 0 | 1 | 0 | 0 | 0 | 0 | 0 | 0 | 0 | 0 | 0 | 0 | 0 | 0 | 0 | 0 | 0 | 0 | 0 | 0 | 0 | 0 | 0 | 0 | 0 | 0 | 0 | 0 | 0 | 0 | 0 | 0 | 0 | 0 | 0 | 0 | 0 | 0 | 0 | 0 | 0 | 0 | 0 | 0 | 0 | 0 | 0 | 0 | 0 | 0 | 0 | 0 | 0 | 0 | 1 |  | 0 | 0 | 0 | 0 | 0 | 0 | 0 | 0 | 0 | 0 | 0 | 0 | 0 | 0 | 0 | 0 | 0 | 0 | 0 | 0 | 0 | 0 | 0 | 0 | 0 | 0 | 0 | 0 | 0 | 0 | 0 | 0 | 0 | 0 | 0 | 0 | 2026.74 | 2130.9944 | 1481.432 | Dumbarton-Newark 115 kV line | Dumbarton-Newark 115 kV line | Dumbarton-Newark 115 kV line |  | 0 | 0 | 0 | 0 | 0 | 0 | 2026.74 | 2130.9944 | 1481.432 | Dumbarton-Newark 115 kV line | Dumbarton-Newark 115 kV line | Dumbarton-Newark 115 kV line |  | 1 | 1 | NO | 1 | 1 | 1 | NO | 1
PG&E Fresno Study Area | Mc Mullin | 230 | 0 | 0 | 0 | 0 | 0 | 0 | 0 | 0 | 0 | 0 | 0 | 0 | 0 | 0 | 0 | 0 | 0 | 0 | 0 | 0 | 0 | 0 | 0 | 0 | 0 | 0 | 0 | 0 | 0 | 0 | 0 | 0 | 0 | 0 | 0 | 0 | 0 | 0 | 0 | 0 | 0 | 0 | 0 | 0 | 0 | 0 | 0 | 0 | 0 | 0 | 1 | 0 | 0 | 0 | 0 | 0 | 0 | 0 | 0 | 0 | 0 | 0 | 0 | 0 | 0 | 0 | 0 | 0 | 0 | 0 | 0 | 0 | 0 | 0 | 0 | 0 | 1 | 0 | 0 | 0 | 0 | 0 | 0 | 0 | 0 | 1 | 1 | 0 | 1 | 1 | 1 | 1 | 1 | 1 | 1 | 1 | 0 | 1 | 1 | 0 | 0 | 1 | 0 | 0 | 0 | 1 | 0 | 4 |  | 0 | 0 | 0 | 0 | 0 | 0 | 0 | 0 | 0 | 0 | 0 | 0 | 0 | 0 | 0 | 0 | 0 | 0 | 0 | 0 | 0 | 0 | 0 | 0 | 0 | 0 | 0 | 0 | 0 | 0 | 5 | 1 | 5 | 1 | 0 | 0 | -2895.395 | -1843.223 | 299.4102 | Midway-Q2005 230kV Line | Midway-Q2005 230kV Line | Panoche- Mendota 115 kV line |  | 0 | 1 | 0 | 1 | 0 | 0 | -392.082 | -48.5717 | 299.4102 | Moss Landing-Las Aguilas 230 kV Line | Moss Landing-Las Aguilas 230 kV Line | Panoche- Mendota 115 kV line |  | 5 | 4 | YES | 4 | 1 | 1 | NO | 1
PG&E Fresno Study Area | McCall | 230 | 0 | 0 | 0 | 0 | 0 | 0 | 0 | 0 | 0 | 0 | 0 | 0 | 0 | 0 | 0 | 0 | 0 | 0 | 0 | 0 | 0 | 0 | 0 | 0 | 0 | 0 | 0 | 0 | 0 | 0 | 0 | 0 | 0 | 0 | 0 | 0 | 0 | 0 | 0 | 0 | 0 | 0 | 0 | 0 | 0 | 0 | 0 | 0 | 0 | 0 | 1 | 0 | 0 | 0 | 0 | 0 | 0 | 0 | 0 | 0 | 0 | 0 | 0 | 0 | 0 | 0 | 0 | 0 | 0 | 0 | 0 | 0 | 0 | 0 | 0 | 0 | 1 | 0 | 0 | 0 | 0 | 0 | 0 | 0 | 0 | 1 | 1 | 1 | 1 | 1 | 1 | 1 | 1 | 1 | 1 | 1 | 0 | 1 | 1 | 0 | 0 | 1 | 0 | 0 | 0 | 0 | 0 | 4 |  | 0 | 0 | 0 | 0 | 0 | 0 | 0 | 0 | 0 | 0 | 0 | 0 | 0 | 0 | 0 | 0 | 0 | 0 | 0 | 0 | 0 | 0 | 0 | 0 | 0 | 0 | 0 | 0 | 0 | 0 | 5 | 0 | 5 | 0 | 0 | 0 | -2895.395 | -1843.223 | 299.4102 | Midway-Q2005 230kV Line | Midway-Q2005 230kV Line | Panoche- Mendota 115 kV line |  | 0 | 0 | 0 | 0 | 0 | 0 | 0.019 | 224.516 | 299.4102 | Tranquility-Helm 230kV Line | Gates 230/70kV TB #5 | Panoche- Mendota 115 kV line |  | 5 | 1 | YES | 2 | 1 | 1 | NO | 1
East of Pisgah Study Area | McCullough (LDWP) | 500 | 0 | 0 | 0 | 0 | 0 | 0 | 0 | 0 | 0 | 0 | 0 | 0 | 0 | 0 | 0 | 0 | 0 | 0 | 0 | 0 | 0 | 0 | 0 | 0 | 0 | 0 | 0 | 0 | 1 | 0 | 0 | 0 | 0 | 0 | 0 | 0 | 0 | 0 | 0 | 0 | 0 | 0 | 0 | 0 | 0 | 0 | 0 | 0 | 0 | 0 | 0 | 0 | 0 | 0 | 0 | 0 | 0 | 0 | 0 | 0 | 0 | 0 | 0 | 0 | 0 | 0 | 0 | 0 | 0 | 0 | 0 | 0 | 0 | 0 | 0 | 0 | 0 | 0 | 0 | 0 | 0 | 0 | 0 | 0 | 0 | 0 | 0 | 0 | 0 | 0 | 0 | 0 | 0 | 0 | 0 | 0 | 0 | 0 | 0 | 0 | 0 | 0 | 0 | 0 | 0 | 0 | 0 | 0 |  | 0 | 0 | 0 | 0 | 0 | 0 | 0 | 0 | 0 | 0 | 0 | 0 | 0 | 0 | 0 | 0 | 0 | 0 | 0 | 0 | 0 | 0 | 0 | 0 | 0 | 0 | 0 | 0 | 0 | 0 | 1 | 0 | 0 | 0 | 0 | 0 | -6146.0908 | 600.4204 | 3670.387 | Lugo - Victorville area constraint | Lugo - Victorville area constraint | Lugo - Victorville area constraint |  | 0 | 0 | 0 | 0 | 0 | 0 | 653.9092 | 7400.4204 | 10470.387 | Lugo - Victorville area constraint | Lugo - Victorville area constraint | Lugo - Victorville area constraint |  | 5 | 1 | YES | 2 | 1 | 1 | NO | 1
East of Pisgah Study Area | Mead | 230 | 0 | 0 | 0 | 0 | 0 | 0 | 0 | 0 | 0 | 0 | 0 | 0 | 0 | 0 | 0 | 0 | 0 | 0 | 0 | 1 | 0 | 1 | 0 | 0 | 0 | 0 | 0 | 0 | 1 | 0 | 0 | 0 | 0 | 0 | 0 | 0 | 0 | 0 | 0 | 0 | 0 | 0 | 0 | 0 | 0 | 0 | 0 | 0 | 0 | 0 | 0 | 0 | 0 | 0 | 0 | 0 | 0 | 0 | 0 | 0 | 0 | 0 | 0 | 0 | 0 | 0 | 0 | 0 | 0 | 0 | 0 | 0 | 0 | 0 | 0 | 0 | 0 | 0 | 0 | 0 | 0 | 0 | 0 | 0 | 0 | 0 | 0 | 0 | 0 | 0 | 0 | 0 | 0 | 0 | 0 | 0 | 0 | 0 | 0 | 0 | 0 | 0 | 0 | 0 | 0 | 0 | 0 | 2 |  | 0 | 0 | 350 | 0 | 0 | 0 | 0 | 0 | 0 | 0 | 0 | 0 | 0 | 0 | 1 | 0 | 0 | 0 | 0 | 0 | 0 | 0 | 0 | 0 | 0 | 0 | 0 | 0 | 0 | 0 | 1 | 2 | 1 | 0 | 0 | 0 | -6514.967 | -537.3375 | 3670.387 | Devers-Red Bluff Constraint | Devers-Red Bluff Constraint | Lugo - Victorville area constraint |  | 0 | 2 | 1 | 0 | 0 | 0 | -6514.967 | -537.3375 | 4247.678 | Devers-Red Bluff Constraint | Devers-Red Bluff Constraint | Colorado River-Red Bluff Constraint |  | 5 | 5 | NO | 5 | 1 | 1 | NO | 1
PG&E Greater Bay Study Area | Melones | 115 | 0 | 0 | 0 | 0 | 0 | 0 | 0 | 0 | 0 | 0 | 0 | 0 | 0 | 0 | 0 | 0 | 0 | 0 | 0 | 0 | 0 | 0 | 0 | 0 | 0 | 0 | 0 | 0 | 0 | 0 | 0 | 0 | 0 | 0 | 0 | 0 | 0 | 0 | 0 | 0 | 0 | 0 | 0 | 0 | 0 | 0 | 0 | 0 | 0 | 0 | 0 | 0 | 0 | 0 | 0 | 0 | 0 | 0 | 0 | 0 | 0 | 0 | 1 | 0 | 0 | 0 | 0 | 0 | 0 | 0 | 0 | 0 | 0 | 0 | 0 | 0 | 0 | 0 | 0 | 0 | 0 | 0 | 0 | 0 | 0 | 0 | 0 | 0 | 0 | 0 | 0 | 0 | 0 | 0 | 0 | 0 | 0 | 0 | 0 | 0 | 0 | 0 | 0 | 0 | 0 | 0 | 0 | 0 |  | 0 | 0 | 0 | 0 | 0 | 0 | 0 | 0 | 0 | 0 | 0 | 0 | 0 | 0 | 0 | 0 | 0 | 0 | 0 | 0 | 0 | 0 | 0 | 0 | 0 | 0 | 0 | 0 | 0 | 0 | 0 | 0 | 0 | 0 | 0 | 0 | 3.859 | 102.156 | 280.6464 | Kasson Jct-Heinz 115 kV line | Kasson Jct-Heinz 115 kV line | Kasson Jct-Heinz 115 kV line |  | 0 | 0 | 0 | 0 | 0 | 0 | 3.859 | 102.156 | 280.6464 | Kasson Jct-Heinz 115 kV line | Kasson Jct-Heinz 115 kV line | Kasson Jct-Heinz 115 kV line |  | 1 | 1 | NO | 1 | 1 | 1 | NO | 1
PG&E North of Greater Bay Study Area | Mendocino | 115 | 0 | 0 | 0 | 0 | 0 | 0 | 0 | 0 | 0 | 0 | 0 | 0 | 0 | 0 | 0 | 0 | 0 | 0 | 0 | 0 | 0 | 0 | 0 | 0 | 0 | 0 | 0 | 0 | 0 | 0 | 0 | 0 | 0 | 0 | 0 | 0 | 0 | 0 | 0 | 0 | 0 | 0 | 0 | 1 | 1 | 0 | 1 | 0 | 0 | 0 | 0 | 0 | 0 | 0 | 0 | 0 | 0 | 1 | 0 | 1 | 1 | 0 | 0 | 0 | 0 | 0 | 0 | 0 | 0 | 0 | 0 | 0 | 0 | 0 | 1 | 0 | 0 | 0 | 0 | 0 | 0 | 0 | 0 | 0 | 0 | 0 | 0 | 0 | 0 | 0 | 0 | 0 | 0 | 0 | 0 | 0 | 0 | 0 | 0 | 0 | 0 | 0 | 0 | 0 | 0 | 0 | 0 | 1 |  | 0 | 0 | 0 | 0 | 0 | 0 | 0 | 0 | 0 | 0 | 0 | 0 | 0 | 0 | 0 | 0 | 1 | 0 | 0 | 0 | 0 | 0 | 0 | 0 | 0 | 0 | 0 | 0 | 0 | 1 | 2 | 0 | 1 | 0 | 0 | 0 | -1886.4315 | -134.2303 | 915.5005 | Vaca Dixon-Tesla 500kV Line | Vaca Dixon-Tesla 500kV Line | Birds Landing-Contra Costa 230kV Line |  | 0 | 0 | 0 | 0 | 0 | 0 | 179.5473 | 668.0163 | 915.5005 | Contra Costa- Windmaster 230 kV line | Contra Costa- Windmaster 230 kV line | Birds Landing-Contra Costa 230kV Line |  | 5 | 1 | YES | 2 | 1 | 1 | NO | 1
PG&E Fresno Study Area | Mendota | 115 | 0 | 0 | 0 | 0 | 0 | 0 | 0 | 0 | 0 | 0 | 0 | 0 | 0 | 0 | 0 | 0 | 0 | 0 | 0 | 0 | 0 | 0 | 0 | 0 | 0 | 0 | 0 | 0 | 0 | 0 | 0 | 0 | 0 | 0 | 0 | 0 | 0 | 0 | 0 | 0 | 0 | 0 | 0 | 0 | 0 | 0 | 0 | 0 | 0 | 0 | 1 | 0 | 0 | 0 | 0 | 0 | 0 | 0 | 0 | 0 | 0 | 0 | 0 | 0 | 0 | 0 | 0 | 0 | 0 | 0 | 0 | 0 | 0 | 0 | 0 | 0 | 1 | 0 | 0 | 0 | 0 | 0 | 0 | 0 | 0 | 1 | 1 | 1 | 1 | 1 | 1 | 1 | 1 | 1 | 1 | 1 | 0 | 0 | 1 | 1 | 0 | 1 | 0 | 0 | 0 | 1 | 0 | 4 |  | 0 | 0 | 0 | 0 | 0 | 0 | 0 | 0 | 0 | 0 | 0 | 0 | 0 | 0 | 0 | 0 | 0 | 0 | 0 | 0 | 0 | 0 | 0 | 0 | 0 | 0 | 0 | 0 | 0 | 0 | 5 | 1 | 5 | 1 | 0 | 0 | -2895.395 | -1843.223 | 9.63 | Midway-Q2005 230kV Line | Midway-Q2005 230kV Line | Merced 115/70kV TB#2 |  | 0 | 1 | 0 | 1 | 0 | 0 | -392.082 | -48.5717 | 9.63 | Moss Landing-Las Aguilas 230 kV Line | Moss Landing-Las Aguilas 230 kV Line | Merced 115/70kV TB#2 |  | 5 | 4 | YES | 4 | 1 | 1 | NO | 1
PG&E Fresno Study Area | Merced | 115 | 0 | 0 | 0 | 0 | 0 | 0 | 0 | 0 | 0 | 0 | 0 | 0 | 0 | 0 | 0 | 0 | 0 | 0 | 0 | 0 | 0 | 0 | 0 | 0 | 0 | 0 | 0 | 0 | 0 | 0 | 0 | 0 | 0 | 0 | 0 | 0 | 0 | 0 | 0 | 0 | 0 | 0 | 0 | 0 | 0 | 0 | 0 | 0 | 0 | 0 | 1 | 0 | 0 | 0 | 0 | 0 | 0 | 0 | 0 | 0 | 0 | 0 | 0 | 0 | 1 | 0 | 0 | 0 | 0 | 0 | 0 | 0 | 0 | 0 | 0 | 0 | 1 | 0 | 0 | 0 | 0 | 0 | 0 | 0 | 0 | 1 | 1 | 0 | 1 | 1 | 1 | 1 | 1 | 1 | 0 | 1 | 0 | 1 | 1 | 0 | 0 | 1 | 0 | 0 | 0 | 0 | 0 | 4 |  | 0 | 0 | 0 | 0 | 0 | 0 | 0 | 0 | 0 | 0 | 0 | 0 | 0 | 0 | 0 | 0 | 0 | 0 | 0 | 0 | 0 | 0 | 0 | 0 | 0 | 0 | 0 | 0 | 0 | 0 | 4 | 0 | 4 | 0 | 0 | 0 | -2895.395 | -1843.223 | 299.4102 | Midway-Q2005 230kV Line | Midway-Q2005 230kV Line | Panoche- Mendota 115 kV line |  | 0 | 0 | 0 | 0 | 0 | 0 | 0.019 | 295.7225 | 299.4102 | Tranquility-Helm 230kV Line | Tranquility-Helm 230kV Line | Panoche- Mendota 115 kV line |  | 5 | 1 | YES | 2 | 1 | 1 | NO | 1
East of Pisgah Study Area | Mercry Switch | 138 | 0 | 0 | 0 | 0 | 0 | 0 | 0 | 0 | 0 | 0 | 0 | 0 | 0 | 0 | 0 | 0 | 0 | 0 | 0 | 1 | 0 | 1 | 0 | 0 | 0 | 0 | 1 | 0 | 1 | 0 | 0 | 0 | 0 | 0 | 0 | 0 | 0 | 0 | 0 | 0 | 0 | 0 | 0 | 0 | 0 | 0 | 0 | 0 | 0 | 0 | 0 | 0 | 0 | 0 | 0 | 0 | 0 | 0 | 0 | 0 | 0 | 0 | 0 | 0 | 0 | 0 | 0 | 0 | 0 | 0 | 0 | 0 | 0 | 0 | 0 | 0 | 0 | 0 | 0 | 0 | 0 | 0 | 0 | 0 | 0 | 0 | 0 | 0 | 0 | 0 | 0 | 0 | 0 | 0 | 0 | 0 | 0 | 0 | 0 | 0 | 0 | 0 | 0 | 0 | 0 | 0 | 0 | 2 |  | 0 | 0 | 0 | 0 | 0 | 0 | 0 | 0 | 0 | 0 | 0 | 0 | 0 | 0 | 0 | 0 | 0 | 0 | 0 | 0 | 0 | 0 | 0 | 0 | 0 | 0 | 0 | 0 | 0 | 0 | 2 | 2 | 2 | 0 | 1 | 0 | -6514.967 | -537.3375 | -359.5 | Devers-Red Bluff Constraint | Devers-Red Bluff Constraint | VEA 138kV area constraint |  | 0 | 2 | 1 | 0 | 0 | 0 | -6514.967 | -537.3375 | 570.5 | Devers-Red Bluff Constraint | Devers-Red Bluff Constraint | VEA 138kV area constraint |  | 5 | 5 | NO | 5 | 5 | 1 | YES | 2
PG&E Kern Study Area | Mesa | 230 | 0 | 0 | 0 | 0 | 0 | 0 | 0 | 0 | 0 | 0 | 0 | 0 | 0 | 0 | 0 | 0 | 0 | 0 | 0 | 0 | 0 | 0 | 0 | 0 | 0 | 0 | 0 | 0 | 0 | 0 | 0 | 0 | 0 | 0 | 0 | 0 | 0 | 0 | 0 | 0 | 0 | 0 | 0 | 0 | 0 | 0 | 0 | 0 | 0 | 0 | 0 | 0 | 0 | 0 | 0 | 0 | 0 | 0 | 0 | 0 | 0 | 0 | 0 | 0 | 0 | 0 | 0 | 0 | 0 | 0 | 0 | 0 | 0 | 0 | 0 | 1 | 1 | 0 | 0 | 0 | 0 | 0 | 1 | 0 | 0 | 1 | 1 | 0 | 0 | 0 | 0 | 0 | 0 | 0 | 0 | 1 | 1 | 0 | 0 | 0 | 0 | 0 | 0 | 0 | 1 | 0 | 0 | 0 |  | 0 | 0 | 0 | 0 | 0 | 0 | 0 | 0 | 0 | 0 | 0 | 99.7 | 0 | 0 | 1 | 0 | 0 | 0 | 0 | 0 | 0 | 0 | 0 | 2.62 | 0 | 0 | 0 | 0 | 0 | 1 | 4 | 0 | 4 | 0 | 0 | 0 | -2895.395 | -1843.223 | 239.6302 | Midway-Q2005 230kV Line | Midway-Q2005 230kV Line | Coalinga #1-Coalinga #2 70 kV line |  | 0 | 0 | 0 | 0 | 0 | 0 | 63.468 | 821.2582 | 239.6302 | Gates-Panoche 230 kV #1 and #2 Lines | Oceano-Calendar 115kV line | Coalinga #1-Coalinga #2 70 kV line |  | 5 | 1 | YES | 2 | 1 | 1 | NO | 1
PG&E Kern Study Area | Mesa | 115 | 0 | 0 | 0 | 0 | 0 | 0 | 0 | 0 | 0 | 0 | 0 | 0 | 0 | 0 | 0 | 0 | 0 | 0 | 0 | 0 | 0 | 0 | 0 | 0 | 0 | 0 | 0 | 0 | 0 | 0 | 0 | 0 | 0 | 0 | 0 | 0 | 0 | 0 | 0 | 0 | 0 | 0 | 0 | 0 | 0 | 0 | 0 | 0 | 0 | 0 | 0 | 0 | 0 | 0 | 0 | 0 | 0 | 0 | 0 | 0 | 0 | 0 | 0 | 0 | 0 | 0 | 0 | 0 | 0 | 0 | 0 | 0 | 0 | 0 | 0 | 1 | 1 | 0 | 0 | 0 | 0 | 0 | 1 | 0 | 0 | 1 | 1 | 0 | 0 | 0 | 0 | 0 | 0 | 0 | 0 | 1 | 1 | 0 | 0 | 0 | 0 | 0 | 0 | 0 | 1 | 0 | 0 | 0 |  | 0 | 0 | 0 | 0 | 0 | 0 | 0 | 0 | 0 | 0 | 0 | 0 | 0 | 0 | 0 | 0 | 0 | 0 | 0 | 0 | 0 | 0 | 0 | 0 | 0 | 0 | 0 | 0 | 0 | 0 | 4 | 0 | 4 | 0 | 0 | 0 | -2895.395 | -1843.223 | 239.6302 | Midway-Q2005 230kV Line | Midway-Q2005 230kV Line | Coalinga #1-Coalinga #2 70 kV line |  | 0 | 0 | 0 | 0 | 0 | 0 | 63.468 | 821.2582 | 239.6302 | Gates-Panoche 230 kV #1 and #2 Lines | Oceano-Calendar 115kV line | Coalinga #1-Coalinga #2 70 kV line |  | 5 | 1 | YES | 2 | 1 | 1 | NO | 1
SCE Metro Study Area | Mesa (SCE) | 500 | 0 | 0 | 0 | 0 | 0 | 0 | 0 | 0 | 0 | 0 | 1 | 0 | 1 | 0 | 0 | 0 | 0 | 0 | 0 | 0 | 0 | 0 | 0 | 0 | 0 | 0 | 0 | 0 | 0 | 0 | 0 | 0 | 0 | 0 | 0 | 0 | 0 | 0 | 0 | 0 | 0 | 0 | 0 | 0 | 0 | 0 | 0 | 0 | 0 | 0 | 0 | 0 | 0 | 0 | 0 | 0 | 0 | 0 | 0 | 0 | 0 | 0 | 0 | 0 | 0 | 0 | 0 | 0 | 0 | 0 | 0 | 0 | 0 | 0 | 0 | 0 | 0 | 0 | 0 | 0 | 0 | 0 | 0 | 0 | 0 | 0 | 0 | 0 | 0 | 0 | 0 | 0 | 0 | 0 | 0 | 0 | 0 | 0 | 0 | 0 | 0 | 0 | 0 | 0 | 0 | 0 | 0 | 0 |  | 0 | 0 | 0 | 0 | 0 | 0 | 0 | 0 | 0 | 0 | 0 | 0 | 0 | 0 | 0 | 0 | 0 | 0 | 0 | 0 | 0 | 0 | 0 | 0 | 0 | 0 | 0 | 0 | 0 | 0 | 0 | 0 | 0 | 0 | 0 | 0 | 5071.734 | 5878.953 | 8313.03 | Del Amo - Barre Area Constraint | Del Amo - Barre Area Constraint | Del Amo - Barre Area Constraint |  | 0 | 0 | 0 | 0 | 0 | 0 | 5071.734 | 5878.953 | 8313.03 | Del Amo - Barre Area Constraint | Del Amo - Barre Area Constraint | Del Amo - Barre Area Constraint |  | 1 | 1 | NO | 1 | 1 | 1 | NO | 1
SCE Metro Study Area | Mesa (SCE) | 230 | 0 | 0 | 0 | 0 | 0 | 0 | 0 | 0 | 0 | 0 | 1 | 0 | 1 | 0 | 0 | 0 | 0 | 0 | 0 | 0 | 0 | 0 | 0 | 0 | 0 | 0 | 0 | 0 | 0 | 0 | 0 | 0 | 0 | 0 | 0 | 0 | 0 | 0 | 0 | 0 | 0 | 0 | 0 | 0 | 0 | 0 | 0 | 0 | 0 | 0 | 0 | 0 | 0 | 0 | 0 | 0 | 0 | 0 | 0 | 0 | 0 | 0 | 0 | 0 | 0 | 0 | 0 | 0 | 0 | 0 | 0 | 0 | 0 | 0 | 0 | 0 | 0 | 0 | 0 | 0 | 0 | 0 | 0 | 0 | 0 | 0 | 0 | 0 | 0 | 0 | 0 | 0 | 0 | 0 | 0 | 0 | 0 | 0 | 0 | 0 | 0 | 0 | 0 | 0 | 0 | 0 | 0 | 0 |  | 0 | 0 | 0 | 0 | 0 | 0 | 0 | 0 | 0 | 0 | 0 | 0 | 0 | 0 | 0 | 0 | 0 | 0 | 0 | 0 | 0 | 0 | 0 | 0 | 0 | 0 | 0 | 3.5 | 0 | 1 | 0 | 0 | 0 | 0 | 0 | 0 | 5071.734 | 5878.953 | 8313.03 | Del Amo - Barre Area Constraint | Del Amo - Barre Area Constraint | Del Amo - Barre Area Constraint |  | 0 | 0 | 0 | 0 | 0 | 0 | 5071.734 | 5878.953 | 8313.03 | Del Amo - Barre Area Constraint | Del Amo - Barre Area Constraint | Del Amo - Barre Area Constraint |  | 1 | 1 | NO | 1 | 1 | 1 | NO | 1
PG&E Greater Bay Study Area | Metcalf | 500 | 0 | 0 | 0 | 0 | 0 | 0 | 0 | 0 | 0 | 0 | 0 | 0 | 0 | 0 | 0 | 0 | 0 | 0 | 0 | 0 | 0 | 0 | 0 | 0 | 0 | 0 | 0 | 0 | 0 | 0 | 0 | 0 | 0 | 0 | 0 | 0 | 0 | 0 | 0 | 0 | 0 | 0 | 0 | 0 | 0 | 0 | 0 | 0 | 0 | 0 | 0 | 0 | 0 | 0 | 0 | 0 | 0 | 0 | 0 | 0 | 0 | 0 | 0 | 0 | 0 | 0 | 0 | 0 | 0 | 0 | 0 | 1 | 1 | 0 | 0 | 0 | 0 | 0 | 0 | 0 | 0 | 0 | 0 | 0 | 0 | 0 | 0 | 0 | 0 | 0 | 0 | 0 | 0 | 0 | 0 | 0 | 0 | 0 | 0 | 0 | 0 | 0 | 0 | 0 | 0 | 0 | 0 | 1 |  | 0 | 0 | 0 | 0 | 0 | 0 | 0 | 0 | 0 | 0 | 0 | 0 | 0 | 0 | 0 | 0 | 0 | 0 | 0 | 0 | 0 | 0 | 0 | 0 | 0 | 0 | 50 | 0 | 0 | 1 | 1 | 0 | 1 | 0 | 0 | 0 | -349.3 | -18.55 | 975.5 | Morganhill-Metcalf 115kV Line | Morganhill-Metcalf 115kV Line | Morganhill-Metcalf 115kV Line |  | 0 | 0 | 0 | 0 | 0 | 0 | 362.7 | 693.45 | 975.5 | Morganhill-Metcalf 115kV Line | Morganhill-Metcalf 115kV Line | Morganhill-Metcalf 115kV Line |  | 5 | 1 | YES | 2 | 1 | 1 | NO | 1
PG&E Greater Bay Study Area | Metcalf | 230 | 0 | 0 | 0 | 0 | 0 | 0 | 0 | 0 | 0 | 0 | 0 | 0 | 0 | 0 | 0 | 0 | 0 | 0 | 0 | 0 | 0 | 0 | 0 | 0 | 0 | 0 | 0 | 0 | 0 | 0 | 0 | 0 | 0 | 0 | 0 | 0 | 0 | 0 | 0 | 0 | 0 | 0 | 0 | 0 | 0 | 0 | 0 | 0 | 0 | 0 | 0 | 0 | 0 | 0 | 0 | 0 | 0 | 1 | 0 | 0 | 1 | 0 | 0 | 0 | 1 | 0 | 0 | 0 | 0 | 0 | 0 | 1 | 1 | 0 | 0 | 0 | 0 | 0 | 0 | 0 | 0 | 0 | 0 | 0 | 0 | 0 | 0 | 0 | 0 | 0 | 0 | 0 | 0 | 0 | 0 | 0 | 0 | 0 | 0 | 0 | 0 | 0 | 0 | 0 | 0 | 0 | 0 | 2 |  | 0 | 0 | 0 | 0 | 0 | 0 | 0 | 0 | 0 | 0 | 0 | 0 | 0 | 0 | 0 | 0 | 0 | 0 | 0 | 0 | 0 | 0 | 0 | 0 | 0 | 0 | 200 | 100 | 0 | 1 | 1 | 0 | 1 | 0 | 0 | 0 | -349.3 | -18.55 | 975.5 | Morganhill-Metcalf 115kV Line | Morganhill-Metcalf 115kV Line | Morganhill-Metcalf 115kV Line |  | 0 | 0 | 0 | 0 | 0 | 0 | 362.7 | 693.45 | 975.5 | Morganhill-Metcalf 115kV Line | Morganhill-Metcalf 115kV Line | Morganhill-Metcalf 115kV Line |  | 5 | 1 | YES | 2 | 1 | 1 | NO | 1
PG&E Greater Bay Study Area | Metcalf | 115 | 0 | 0 | 0 | 0 | 0 | 0 | 0 | 0 | 0 | 0 | 0 | 0 | 0 | 0 | 0 | 0 | 0 | 0 | 0 | 0 | 0 | 0 | 0 | 0 | 0 | 0 | 0 | 0 | 0 | 0 | 0 | 0 | 0 | 0 | 0 | 0 | 0 | 0 | 0 | 0 | 0 | 0 | 0 | 0 | 0 | 0 | 0 | 0 | 0 | 0 | 0 | 0 | 0 | 0 | 0 | 0 | 0 | 0 | 0 | 0 | 0 | 0 | 0 | 0 | 1 | 0 | 0 | 0 | 0 | 0 | 0 | 1 | 1 | 0 | 0 | 0 | 0 | 0 | 0 | 0 | 0 | 0 | 0 | 0 | 0 | 0 | 0 | 0 | 0 | 0 | 0 | 0 | 0 | 0 | 0 | 0 | 0 | 0 | 0 | 0 | 0 | 0 | 0 | 0 | 0 | 0 | 0 | 1 |  | 0 | 0 | 0 | 0 | 0 | 0 | 0 | 0 | 0 | 0 | 0 | 75 | 0 | 0 | 1 | 0 | 1.8 | 0 | 0 | 0 | 0 | 0 | 0 | 0 | 0 | 0 | 0 | 0 | 0 | 1 | 1 | 0 | 1 | 0 | 0 | 0 | -349.3 | -18.55 | 975.5 | Morganhill-Metcalf 115kV Line | Morganhill-Metcalf 115kV Line | Morganhill-Metcalf 115kV Line |  | 0 | 0 | 0 | 0 | 0 | 0 | 362.7 | 693.45 | 975.5 | Morganhill-Metcalf 115kV Line | Morganhill-Metcalf 115kV Line | Morganhill-Metcalf 115kV Line |  | 5 | 1 | YES | 2 | 1 | 1 | NO | 1
PG&E Kern Study Area | Midway | 500 | 0 | 0 | 0 | 0 | 0 | 0 | 0 | 0 | 0 | 0 | 0 | 0 | 0 | 0 | 0 | 0 | 0 | 0 | 0 | 0 | 0 | 0 | 0 | 0 | 0 | 0 | 0 | 0 | 0 | 0 | 0 | 0 | 0 | 0 | 0 | 0 | 0 | 0 | 0 | 0 | 0 | 0 | 0 | 0 | 0 | 0 | 0 | 0 | 0 | 0 | 0 | 0 | 0 | 0 | 0 | 0 | 0 | 0 | 0 | 0 | 0 | 0 | 0 | 0 | 0 | 0 | 0 | 0 | 0 | 0 | 0 | 0 | 0 | 0 | 0 | 0 | 0 | 0 | 0 | 0 | 0 | 0 | 0 | 0 | 0 | 0 | 0 | 0 | 0 | 0 | 0 | 0 | 0 | 0 | 0 | 0 | 0 | 0 | 0 | 0 | 0 | 0 | 0 | 0 | 1 | 0 | 0 | 0 |  | 0 | 0 | 0 | 0 | 0 | 0 | 0 | 0 | 0 | 0 | 0 | 0 | 0 | 0 | 0 | 0 | 0 | 0 | 0 | 0 | 0 | 0 | 0 | 0 | 100 | 700 | 340 | 302 | 0 | 1 | 0 | 0 | 0 | 0 | 0 | 0 | 63.468 | 3177.0829 | 4258.2156 | Gates-Panoche 230 kV #1 and #2 Lines | Gates-Panoche 230 kV #1 and #2 Lines | Gates-Panoche 230 kV #1 and #2 Lines |  | 0 | 0 | 0 | 0 | 0 | 0 | 63.468 | 3177.0829 | 4258.2156 | Gates-Panoche 230 kV #1 and #2 Lines | Gates-Panoche 230 kV #1 and #2 Lines | Gates-Panoche 230 kV #1 and #2 Lines |  | 1 | 1 | NO | 1 | 1 | 1 | NO | 1
PG&E Kern Study Area | Midway | 230 | 0 | 0 | 0 | 0 | 0 | 0 | 0 | 0 | 0 | 0 | 0 | 0 | 0 | 0 | 0 | 0 | 0 | 0 | 0 | 0 | 0 | 0 | 0 | 0 | 0 | 0 | 0 | 0 | 0 | 0 | 0 | 0 | 0 | 0 | 0 | 0 | 0 | 0 | 0 | 0 | 0 | 0 | 0 | 0 | 0 | 0 | 0 | 0 | 0 | 0 | 0 | 0 | 0 | 0 | 0 | 0 | 0 | 0 | 0 | 0 | 0 | 0 | 0 | 0 | 0 | 0 | 0 | 0 | 0 | 0 | 0 | 0 | 0 | 0 | 0 | 0 | 1 | 0 | 0 | 0 | 0 | 0 | 0 | 0 | 0 | 1 | 1 | 0 | 0 | 0 | 0 | 0 | 0 | 0 | 0 | 0 | 0 | 0 | 0 | 0 | 0 | 0 | 0 | 0 | 0 | 0 | 0 | 0 |  | 0 | 0 | 0 | 0 | 0 | 0 | 0 | 0 | 0 | 0 | 0 | 0 | 0 | 0 | 0 | 0 | 0 | 0 | 0 | 0 | 0 | 0 | 0 | 0 | 0 | 0 | 0 | 0 | 0 | 0 | 3 | 0 | 3 | 0 | 0 | 0 | -2895.395 | -1843.223 | 1447.9557 | Midway-Q2005 230kV Line | Midway-Q2005 230kV Line | Midway-Q2005 230kV Line |  | 0 | 0 | 0 | 0 | 0 | 0 | 9018.766 | 9852.3592 | 2409.9557 | Gates 500/230kV TB #11 | Gates 500/230kV TB #11 | Midway-Q2005 230kV Line |  | 5 | 1 | YES | 2 | 1 | 1 | NO | 1
PG&E Kern Study Area | Midway | 115 | 0 | 0 | 0 | 0 | 0 | 0 | 0 | 0 | 0 | 0 | 0 | 0 | 0 | 0 | 0 | 0 | 0 | 0 | 0 | 0 | 0 | 0 | 0 | 0 | 0 | 0 | 0 | 0 | 0 | 0 | 0 | 0 | 0 | 0 | 0 | 0 | 0 | 0 | 0 | 0 | 0 | 0 | 0 | 0 | 0 | 0 | 0 | 0 | 0 | 0 | 0 | 0 | 0 | 0 | 0 | 0 | 0 | 0 | 0 | 0 | 0 | 0 | 0 | 0 | 0 | 0 | 0 | 0 | 0 | 0 | 0 | 0 | 0 | 0 | 0 | 1 | 1 | 1 | 0 | 0 | 0 | 0 | 1 | 1 | 0 | 1 | 1 | 0 | 0 | 0 | 0 | 0 | 0 | 0 | 0 | 0 | 0 | 0 | 0 | 0 | 0 | 0 | 0 | 0 | 0 | 0 | 0 | 0 |  | 0 | 0 | 0 | 0 | 0 | 0 | 0 | 0 | 0 | 0 | 0 | 0 | 0 | 0 | 0 | 0 | 0 | 0 | 0 | 0 | 0 | 0 | 0 | 0 | 100 | 100 | 80 | 0 | 0 | 1 | 4 | 0 | 5 | 0 | 0 | 0 | -2895.395 | -1843.223 | 114.9996 | Midway-Q2005 230kV Line | Midway-Q2005 230kV Line | Smyrna -Q1984 115kV line |  | 0 | 0 | 1 | 0 | 0 | 0 | 17.924 | -0.38256 | 114.9996 | Smyrna -Q1984 115kV line | Smyrna -Q1984 115kV line | Smyrna -Q1984 115kV line |  | 5 | 5 | NO | 5 | 1 | 1 | NO | 1
SDG&E Study Area | Miguel | 500 | 0 | 0 | 0 | 0 | 0 | 0 | 0 | 0 | 0 | 0 | 0 | 0 | 0 | 0 | 0 | 0 | 0 | 0 | 0 | 0 | 0 | 0 | 0 | 0 | 0 | 0 | 0 | 0 | 1 | 0 | 1 | 1 | 1 | 1 | 1 | 0 | 1 | 0 | 0 | 1 | 1 | 1 | 0 | 0 | 0 | 0 | 0 | 0 | 0 | 0 | 0 | 0 | 0 | 0 | 0 | 0 | 0 | 0 | 0 | 0 | 0 | 0 | 0 | 0 | 0 | 0 | 0 | 0 | 0 | 0 | 0 | 0 | 0 | 0 | 0 | 0 | 0 | 0 | 0 | 0 | 0 | 0 | 0 | 0 | 0 | 0 | 0 | 0 | 0 | 0 | 0 | 0 | 0 | 0 | 0 | 0 | 0 | 0 | 0 | 0 | 0 | 0 | 0 | 0 | 0 | 0 | 0 | 3 |  | 0 | 0 | 0 | 0 | 0 | 0 | 0 | 0 | 0 | 0 | 0 | 0 | 0 | 0 | 0 | 0 | 0 | 0 | 0 | 0 | 0 | 0 | 0 | 0 | 0 | 0 | 0 | 0 | 0 | 0 | 5 | 3 | 0 | 0 | 0 | 0 | -6146.0908 | 30.3023 | 296.5564 | Lugo - Victorville area constraint | Chicarita 138 kV constraint | Miguel 69 kV constraint |  | 0 | 3 | 0 | 0 | 0 | 0 | -217.205 | 197.5523 | 296.5564 | Encina - San Luis Rey 230 kV constraint | Miguel 69 kV constraint | Miguel 69 kV constraint |  | 5 | 4 | YES | 4 | 1 | 1 | NO | 1
SDG&E Study Area | Miguel | 230 | 0 | 0 | 0 | 0 | 0 | 0 | 0 | 0 | 0 | 0 | 0 | 0 | 0 | 0 | 0 | 0 | 0 | 0 | 0 | 0 | 0 | 0 | 0 | 0 | 0 | 0 | 0 | 0 | 0 | 0 | 1 | 1 | 1 | 1 | 1 | 0 | 1 | 0 | 0 | 1 | 1 | 1 | 0 | 0 | 0 | 0 | 0 | 0 | 0 | 0 | 0 | 0 | 0 | 0 | 0 | 0 | 0 | 0 | 0 | 0 | 0 | 0 | 0 | 0 | 0 | 0 | 0 | 0 | 0 | 0 | 0 | 0 | 0 | 0 | 0 | 0 | 0 | 0 | 0 | 0 | 0 | 0 | 0 | 0 | 0 | 0 | 0 | 0 | 0 | 0 | 0 | 0 | 0 | 0 | 0 | 0 | 0 | 0 | 0 | 0 | 0 | 0 | 0 | 0 | 0 | 0 | 0 | 3 |  | 0 | 0 | 0 | 0 | 0 | 0 | 0 | 0 | 0 | 0 | 0 | 0 | 0 | 0 | 0 | 0 | 0 | 0 | 0 | 0 | 0 | 0 | 0 | 0 | 0 | 0 | 9.75 | 0 | 0 | 1 | 4 | 3 | 0 | 0 | 0 | 0 | -691.705 | 30.3023 | 296.5564 | Silvergate - Bay Blvd 230 kV constraint | Chicarita 138 kV constraint | Miguel 69 kV constraint |  | 0 | 3 | 0 | 0 | 0 | 0 | -217.205 | 197.5523 | 296.5564 | Encina - San Luis Rey 230 kV constraint | Miguel 69 kV constraint | Miguel 69 kV constraint |  | 5 | 4 | YES | 4 | 1 | 1 | NO | 1
PG&E Greater Bay Study Area | Miller | 115 | 0 | 0 | 0 | 0 | 0 | 0 | 0 | 0 | 0 | 0 | 0 | 0 | 0 | 0 | 0 | 0 | 0 | 0 | 0 | 0 | 0 | 0 | 0 | 0 | 0 | 0 | 0 | 0 | 0 | 0 | 0 | 0 | 0 | 0 | 0 | 0 | 0 | 0 | 0 | 0 | 0 | 0 | 0 | 0 | 0 | 0 | 0 | 0 | 0 | 0 | 1 | 0 | 0 | 0 | 0 | 0 | 0 | 0 | 0 | 0 | 1 | 0 | 1 | 0 | 1 | 0 | 0 | 0 | 1 | 0 | 0 | 0 | 0 | 1 | 0 | 0 | 0 | 0 | 0 | 0 | 0 | 0 | 0 | 0 | 0 | 0 | 0 | 0 | 0 | 0 | 0 | 0 | 0 | 0 | 0 | 0 | 0 | 0 | 0 | 0 | 0 | 0 | 0 | 0 | 0 | 0 | 0 | 0 |  | 0 | 0 | 0 | 0 | 0 | 0 | 0 | 0 | 0 | 0 | 0 | 0 | 0 | 0 | 0 | 0 | 0 | 0 | 0 | 0 | 0 | 0 | 0 | 0 | 0 | 0 | 0 | 0 | 0 | 0 | 0 | 0 | 0 | 0 | 0 | 0 | 3.859 | 102.156 | 280.6464 | Kasson Jct-Heinz 115 kV line | Kasson Jct-Heinz 115 kV line | Kasson Jct-Heinz 115 kV line |  | 0 | 0 | 0 | 0 | 0 | 0 | 3.859 | 102.156 | 280.6464 | Kasson Jct-Heinz 115 kV line | Kasson Jct-Heinz 115 kV line | Kasson Jct-Heinz 115 kV line |  | 1 | 1 | NO | 1 | 1 | 1 | NO | 1
SCE Metro Study Area | Mira Loma | 500 | 0 | 0 | 0 | 0 | 0 | 0 | 0 | 0 | 0 | 0 | 0 | 0 | 1 | 0 | 0 | 0 | 0 | 0 | 0 | 0 | 0 | 0 | 0 | 0 | 0 | 0 | 0 | 0 | 0 | 0 | 0 | 0 | 0 | 0 | 0 | 0 | 0 | 0 | 0 | 0 | 0 | 0 | 0 | 0 | 0 | 0 | 0 | 0 | 0 | 0 | 0 | 0 | 0 | 0 | 0 | 0 | 0 | 0 | 0 | 0 | 0 | 0 | 0 | 0 | 0 | 0 | 0 | 0 | 0 | 0 | 0 | 0 | 0 | 0 | 0 | 0 | 0 | 0 | 0 | 0 | 0 | 0 | 0 | 0 | 0 | 0 | 0 | 0 | 0 | 0 | 0 | 0 | 0 | 0 | 0 | 0 | 0 | 0 | 0 | 0 | 0 | 0 | 0 | 0 | 0 | 0 | 0 | 0 |  | 0 | 0 | 0 | 0 | 0 | 0 | 0 | 0 | 0 | 0 | 0 | 0 | 0 | 0 | 0 | 0 | 0 | 0 | 0 | 0 | 0 | 0 | 0 | 0 | 0 | 0 | 0 | 0 | 0 | 0 | 0 | 0 | 0 | 0 | 0 | 0 | 11262.334 | 12489.753 | 16184.43 | SCE Metro Area Default Constraint | SCE Metro Area Default Constraint | SCE Metro Area Default Constraint |  | 0 | 0 | 0 | 0 | 0 | 0 | 11262.334 | 12489.753 | 16184.43 | SCE Metro Area Default Constraint | SCE Metro Area Default Constraint | SCE Metro Area Default Constraint |  | 1 | 1 | NO | 1 | 1 | 1 | NO | 1
SCE Metro Study Area | Mira Loma | 230 | 0 | 0 | 0 | 0 | 0 | 0 | 0 | 0 | 0 | 0 | 0 | 0 | 1 | 0 | 0 | 0 | 0 | 0 | 0 | 0 | 0 | 0 | 0 | 0 | 0 | 0 | 0 | 0 | 0 | 0 | 0 | 0 | 0 | 0 | 0 | 0 | 0 | 0 | 0 | 0 | 0 | 0 | 0 | 0 | 0 | 0 | 0 | 0 | 0 | 0 | 0 | 0 | 0 | 0 | 0 | 0 | 0 | 0 | 0 | 0 | 0 | 0 | 0 | 0 | 0 | 0 | 0 | 0 | 0 | 0 | 0 | 0 | 0 | 0 | 0 | 0 | 0 | 0 | 0 | 0 | 0 | 0 | 0 | 0 | 0 | 0 | 0 | 0 | 0 | 0 | 0 | 0 | 0 | 0 | 0 | 0 | 0 | 0 | 0 | 0 | 0 | 0 | 0 | 0 | 0 | 0 | 0 | 0 |  | 0 | 0 | 0 | 0 | 0 | 0 | 0 | 0 | 0 | 0 | 0 | 0 | 0 | 0 | 0 | 0 | 0 | 0 | 0 | 0 | 0 | 0 | 0 | 0 | 0 | 0 | 285 | 100 | 0 | 1 | 0 | 0 | 0 | 0 | 0 | 0 | 11262.334 | 12489.753 | 16184.43 | SCE Metro Area Default Constraint | SCE Metro Area Default Constraint | SCE Metro Area Default Constraint |  | 0 | 0 | 0 | 0 | 0 | 0 | 11262.334 | 12489.753 | 16184.43 | SCE Metro Area Default Constraint | SCE Metro Area Default Constraint | SCE Metro Area Default Constraint |  | 1 | 1 | NO | 1 | 1 | 1 | NO | 1
SCE Eastern Study Area | Mirage | 230 | 0 | 0 | 0 | 0 | 0 | 0 | 0 | 0 | 0 | 0 | 0 | 0 | 0 | 0 | 0 | 0 | 0 | 0 | 0 | 0 | 0 | 1 | 0 | 1 | 0 | 1 | 0 | 0 | 0 | 0 | 0 | 0 | 0 | 0 | 0 | 0 | 0 | 0 | 0 | 0 | 0 | 0 | 0 | 0 | 0 | 0 | 0 | 0 | 0 | 0 | 0 | 0 | 0 | 0 | 0 | 0 | 0 | 0 | 0 | 0 | 0 | 0 | 0 | 0 | 0 | 0 | 0 | 0 | 0 | 0 | 0 | 0 | 0 | 0 | 0 | 0 | 0 | 0 | 0 | 0 | 0 | 0 | 0 | 0 | 0 | 0 | 0 | 0 | 0 | 0 | 0 | 0 | 0 | 0 | 0 | 0 | 0 | 0 | 0 | 0 | 0 | 0 | 0 | 0 | 0 | 0 | 0 | 2 |  | 45 | 0 | 0 | 0 | 0 | 0 | 0 | 0 | 0 | 0 | 132 | 100 | 0 | 0 | 1 | 740 | 0 | 0 | 0 | 0 | 0 | 0 | 0 | 0 | 0 | 0 | 50 | 0 | 0 | 1 | 0 | 2 | 1 | 0 | 0 | 0 | -6514.967 | -537.3375 | 8655.538 | Devers-Red Bluff Constraint | Devers-Red Bluff Constraint | Devers-Red Bluff Constraint |  | 0 | 2 | 1 | 0 | 0 | 0 | -6514.967 | -537.3375 | 8655.538 | Devers-Red Bluff Constraint | Devers-Red Bluff Constraint | Devers-Red Bluff Constraint |  | 5 | 5 | NO | 5 | 1 | 1 | NO | 1
SDG&E Study Area | Mission | 230 | 0 | 0 | 0 | 0 | 0 | 0 | 0 | 0 | 0 | 0 | 0 | 0 | 0 | 0 | 0 | 0 | 0 | 0 | 0 | 0 | 0 | 0 | 0 | 0 | 0 | 0 | 0 | 0 | 0 | 0 | 0 | 0 | 1 | 0 | 1 | 0 | 1 | 0 | 0 | 0 | 0 | 0 | 0 | 0 | 0 | 0 | 0 | 0 | 0 | 0 | 0 | 0 | 0 | 0 | 0 | 0 | 0 | 0 | 0 | 0 | 0 | 0 | 0 | 0 | 0 | 0 | 0 | 0 | 0 | 0 | 0 | 0 | 0 | 0 | 0 | 0 | 0 | 0 | 0 | 0 | 0 | 0 | 0 | 0 | 0 | 0 | 0 | 0 | 0 | 0 | 0 | 0 | 0 | 0 | 0 | 0 | 0 | 0 | 0 | 0 | 0 | 0 | 0 | 0 | 0 | 0 | 0 | 3 |  | 0 | 0 | 0 | 0 | 0 | 0 | 0 | 0 | 0 | 0 | 0 | 10 | 10 | 0 | 1 | 0 | 0 | 0 | 0 | 0 | 0 | 0 | 0 | 0 | 0 | 0 | 9 | 0 | 0 | 1 | 0 | 3 | 0 | 0 | 0 | 0 | -217.205 | 1143.23 | 2253.85 | Encina - San Luis Rey 230 kV constraint | Encina - San Luis Rey 230 kV constraint | Internal San Diego Area constraint |  | 0 | 3 | 0 | 0 | 0 | 0 | -217.205 | 1143.23 | 2253.85 | Encina - San Luis Rey 230 kV constraint | Encina - San Luis Rey 230 kV constraint | Internal San Diego Area constraint |  | 4 | 4 | NO | 4 | 1 | 1 | NO | 1
PG&E Greater Bay Study Area | Mi-Wuk | 115 | 0 | 0 | 0 | 0 | 0 | 0 | 0 | 0 | 0 | 0 | 0 | 0 | 0 | 0 | 0 | 0 | 0 | 0 | 0 | 0 | 0 | 0 | 0 | 0 | 0 | 0 | 0 | 0 | 0 | 0 | 0 | 0 | 0 | 0 | 0 | 0 | 0 | 0 | 0 | 0 | 0 | 0 | 0 | 0 | 0 | 0 | 0 | 0 | 0 | 0 | 0 | 0 | 0 | 0 | 0 | 0 | 0 | 0 | 0 | 0 | 0 | 0 | 1 | 0 | 0 | 0 | 0 | 0 | 0 | 0 | 0 | 0 | 0 | 0 | 0 | 0 | 0 | 0 | 0 | 0 | 0 | 0 | 0 | 0 | 0 | 0 | 0 | 0 | 0 | 0 | 0 | 0 | 0 | 0 | 0 | 0 | 0 | 0 | 0 | 0 | 0 | 0 | 0 | 0 | 0 | 0 | 0 | 0 |  | 0 | 0 | 0 | 0 | 0 | 0 | 0 | 0 | 0 | 0 | 0 | 0 | 0 | 0 | 0 | 0 | 0 | 0 | 0 | 0 | 0 | 0 | 0 | 0 | 0 | 0 | 0 | 0 | 0 | 0 | 0 | 0 | 0 | 0 | 0 | 0 | 3.859 | 102.156 | 280.6464 | Kasson Jct-Heinz 115 kV line | Kasson Jct-Heinz 115 kV line | Kasson Jct-Heinz 115 kV line |  | 0 | 0 | 0 | 0 | 0 | 0 | 3.859 | 102.156 | 280.6464 | Kasson Jct-Heinz 115 kV line | Kasson Jct-Heinz 115 kV line | Kasson Jct-Heinz 115 kV line |  | 1 | 1 | NO | 1 | 1 | 1 | NO | 1
East of Pisgah Study Area | Mohave | 500 | 0 | 0 | 0 | 0 | 0 | 0 | 0 | 0 | 0 | 0 | 0 | 0 | 0 | 0 | 0 | 0 | 0 | 0 | 0 | 0 | 0 | 0 | 0 | 0 | 0 | 0 | 0 | 0 | 1 | 0 | 0 | 0 | 0 | 0 | 0 | 0 | 0 | 0 | 0 | 0 | 0 | 0 | 0 | 0 | 0 | 0 | 0 | 0 | 0 | 0 | 0 | 0 | 0 | 0 | 0 | 0 | 0 | 0 | 0 | 0 | 0 | 0 | 0 | 0 | 0 | 0 | 0 | 0 | 0 | 0 | 0 | 0 | 0 | 0 | 0 | 0 | 0 | 0 | 0 | 0 | 0 | 0 | 0 | 0 | 0 | 0 | 0 | 0 | 0 | 0 | 0 | 0 | 0 | 0 | 0 | 0 | 0 | 0 | 0 | 0 | 0 | 0 | 0 | 0 | 0 | 0 | 0 | 0 |  | 0 | 0 | 0 | 0 | 0 | 0 | 0 | 0 | 0 | 0 | 0 | 0 | 0 | 0 | 0 | 0 | 0 | 700 | 0 | 0 | 0 | 0 | 0 | 0 | 0 | 700 | 500 | 0 | 0 | 1 | 1 | 0 | 0 | 0 | 0 | 0 | -6146.0908 | 600.4204 | 3670.387 | Lugo - Victorville area constraint | Lugo - Victorville area constraint | Lugo - Victorville area constraint |  | 0 | 0 | 0 | 0 | 0 | 0 | 653.9092 | 7400.4204 | 10470.387 | Lugo - Victorville area constraint | Lugo - Victorville area constraint | Lugo - Victorville area constraint |  | 5 | 1 | YES | 2 | 1 | 1 | NO | 1
PG&E North of Greater Bay Study Area | Monroe | 115 | 0 | 0 | 0 | 0 | 0 | 0 | 0 | 0 | 0 | 0 | 0 | 0 | 0 | 0 | 0 | 0 | 0 | 0 | 0 | 0 | 0 | 0 | 0 | 0 | 0 | 0 | 0 | 0 | 0 | 0 | 0 | 0 | 0 | 0 | 0 | 0 | 0 | 0 | 0 | 0 | 0 | 0 | 0 | 0 | 0 | 0 | 1 | 0 | 0 | 0 | 0 | 0 | 0 | 0 | 0 | 0 | 1 | 0 | 0 | 0 | 0 | 0 | 0 | 0 | 0 | 0 | 0 | 0 | 0 | 0 | 0 | 0 | 0 | 0 | 0 | 0 | 0 | 0 | 0 | 0 | 0 | 0 | 0 | 0 | 0 | 0 | 0 | 0 | 0 | 0 | 0 | 0 | 0 | 0 | 0 | 0 | 0 | 0 | 0 | 0 | 0 | 0 | 0 | 0 | 0 | 0 | 0 | 1 |  | 0 | 0 | 0 | 0 | 0 | 0 | 0 | 0 | 0 | 0 | 0 | 0 | 0 | 0 | 0 | 0 | 0 | 0 | 0 | 0 | 0 | 0 | 0 | 0 | 0 | 0 | 0 | 0 | 0 | 0 | 0 | 0 | 0 | 0 | 0 | 0 | 1332.339 | 1340.7048 | 539.9052 | Lakeville-Ignacio 230 kV line | Lakeville-Ignacio 230 kV line | Lakeville-Ignacio 230 kV line |  | 0 | 0 | 0 | 0 | 0 | 0 | 1332.339 | 1340.7048 | 539.9052 | Lakeville-Ignacio 230 kV line | Lakeville-Ignacio 230 kV line | Lakeville-Ignacio 230 kV line |  | 1 | 1 | NO | 1 | 1 | 1 | NO | 1
PG&E Greater Bay Study Area | Monta Vista | 230 | 0 | 0 | 0 | 0 | 0 | 0 | 0 | 0 | 0 | 0 | 0 | 0 | 0 | 0 | 0 | 0 | 0 | 0 | 0 | 0 | 0 | 0 | 0 | 0 | 0 | 0 | 0 | 0 | 0 | 0 | 0 | 0 | 0 | 0 | 0 | 0 | 0 | 0 | 0 | 0 | 0 | 0 | 0 | 0 | 0 | 0 | 0 | 0 | 0 | 0 | 0 | 0 | 0 | 0 | 0 | 0 | 0 | 1 | 0 | 0 | 0 | 0 | 0 | 0 | 1 | 0 | 0 | 0 | 0 | 0 | 0 | 1 | 0 | 0 | 0 | 0 | 0 | 0 | 0 | 0 | 0 | 0 | 0 | 0 | 0 | 0 | 0 | 0 | 0 | 0 | 0 | 0 | 0 | 0 | 0 | 0 | 0 | 0 | 0 | 0 | 0 | 0 | 0 | 0 | 0 | 0 | 0 | 2 |  | 0 | 0 | 0 | 0 | 0 | 0 | 0 | 0 | 0 | 0 | 0 | 0 | 0 | 0 | 0 | 0 | 0 | 0 | 0 | 0 | 0 | 0 | 0 | 0 | 0 | 0 | 0 | 0 | 0 | 0 | 0 | 0 | 0 | 0 | 0 | 0 | 864.5167 | 2490.4106 | 5262.9584 | Tesla-Bellota 230 kV line | Tesla-Bellota 230 kV line | Sobrante-Moraga 230 kV line |  | 0 | 0 | 0 | 0 | 0 | 0 | 864.5167 | 2490.4106 | 5262.9584 | Tesla-Bellota 230 kV line | Tesla-Bellota 230 kV line | Sobrante-Moraga 230 kV line |  | 1 | 1 | NO | 1 | 1 | 1 | NO | 1
PG&E North of Greater Bay Study Area | Monticello | 115 | 0 | 0 | 0 | 0 | 0 | 0 | 0 | 0 | 0 | 0 | 0 | 0 | 0 | 0 | 0 | 0 | 0 | 0 | 0 | 0 | 0 | 0 | 0 | 0 | 0 | 0 | 0 | 0 | 0 | 0 | 0 | 0 | 0 | 0 | 0 | 0 | 0 | 0 | 0 | 0 | 0 | 0 | 0 | 0 | 0 | 0 | 0 | 0 | 0 | 0 | 0 | 0 | 0 | 0 | 0 | 1 | 0 | 0 | 0 | 0 | 0 | 0 | 0 | 0 | 0 | 0 | 0 | 0 | 0 | 0 | 0 | 0 | 0 | 0 | 0 | 0 | 0 | 0 | 0 | 0 | 0 | 0 | 0 | 0 | 0 | 0 | 0 | 0 | 0 | 0 | 0 | 0 | 0 | 0 | 0 | 0 | 0 | 0 | 0 | 0 | 0 | 0 | 0 | 0 | 0 | 0 | 0 | 1 |  | 0 | 0 | 0 | 0 | 0 | 0 | 0 | 0 | 0 | 0 | 0 | 0 | 0 | 0 | 0 | 0 | 0 | 0 | 0 | 0 | 0 | 0 | 0 | 0 | 0 | 0 | 0 | 0 | 0 | 0 | 0 | 0 | 0 | 0 | 0 | 0 | 2675.55 | 2778.938 | 2559.14 | Eastshore-San Mateo 230 kV line | Eastshore-San Mateo 230 kV line | Eastshore-San Mateo 230 kV line |  | 0 | 0 | 0 | 0 | 0 | 0 | 2675.55 | 2778.938 | 2559.14 | Eastshore-San Mateo 230 kV line | Eastshore-San Mateo 230 kV line | Eastshore-San Mateo 230 kV line |  | 1 | 1 | NO | 1 | 1 | 1 | NO | 1
SCE Northern Area | Moorpark | 230 | 0 | 0 | 1 | 0 | 1 | 0 | 1 | 0 | 0 | 0 | 0 | 0 | 0 | 0 | 0 | 0 | 0 | 0 | 0 | 0 | 0 | 0 | 0 | 0 | 0 | 0 | 0 | 0 | 1 | 0 | 0 | 0 | 0 | 0 | 0 | 0 | 0 | 0 | 0 | 0 | 0 | 0 | 0 | 0 | 0 | 0 | 0 | 0 | 0 | 0 | 0 | 0 | 0 | 0 | 0 | 0 | 0 | 0 | 0 | 0 | 0 | 0 | 0 | 0 | 0 | 0 | 0 | 0 | 0 | 0 | 0 | 0 | 0 | 0 | 0 | 0 | 0 | 0 | 0 | 0 | 0 | 0 | 0 | 0 | 0 | 0 | 0 | 0 | 0 | 0 | 0 | 0 | 0 | 0 | 0 | 0 | 0 | 0 | 0 | 0 | 0 | 0 | 0 | 0 | 0 | 0 | 0 | 0 |  | 0 | 0 | 0 | 0 | 0 | 0 | 0 | 0 | 0 | 0 | 0 | 0 | 0 | 0 | 0 | 0 | 0 | 0 | 0 | 0 | 0 | 0 | 0 | 0 | 0 | 0 | 434.9 | 0 | 0 | 1 | 2 | 0 | 1 | 0 | 0 | 0 | -6146.0908 | -113.0121 | 1447.509 | Lugo - Victorville area constraint | South of Magunden Constraint | South of Magunden Constraint |  | 1 | 0 | 1 | 0 | 0 | 0 | -659.6838 | -113.0121 | 1447.509 | South of Magunden Constraint | South of Magunden Constraint | South of Magunden Constraint |  | 5 | 5 | NO | 5 | 1 | 1 | NO | 1
PG&E Greater Bay Study Area | Moraga | 230 | 0 | 0 | 0 | 0 | 0 | 0 | 0 | 0 | 0 | 0 | 0 | 0 | 0 | 0 | 0 | 0 | 0 | 0 | 0 | 0 | 0 | 0 | 0 | 0 | 0 | 0 | 0 | 0 | 0 | 0 | 0 | 0 | 0 | 0 | 0 | 0 | 0 | 0 | 0 | 0 | 0 | 0 | 0 | 0 | 1 | 0 | 0 | 0 | 0 | 0 | 0 | 0 | 0 | 0 | 0 | 1 | 0 | 1 | 1 | 1 | 1 | 0 | 0 | 0 | 1 | 0 | 1 | 0 | 0 | 0 | 0 | 0 | 0 | 1 | 0 | 0 | 0 | 0 | 0 | 0 | 0 | 0 | 0 | 0 | 0 | 0 | 0 | 0 | 0 | 0 | 0 | 0 | 0 | 0 | 0 | 0 | 0 | 0 | 0 | 0 | 0 | 0 | 0 | 0 | 0 | 0 | 0 | 2 |  | 0 | 0 | 0 | 0 | 0 | 0 | 0 | 0 | 0 | 0 | 0 | 0 | 0 | 0 | 0 | 0 | 0 | 0 | 0 | 0 | 0 | 0 | 0 | 0 | 0 | 0 | 0 | 0 | 0 | 0 | 2 | 0 | 1 | 0 | 0 | 0 | -1886.4315 | -134.2303 | 653.0393 | Vaca Dixon-Tesla 500kV Line | Vaca Dixon-Tesla 500kV Line | Windmaster-Delta pumps 230 kV line |  | 0 | 0 | 0 | 0 | 0 | 0 | 179.5473 | 668.0163 | 653.0393 | Contra Costa- Windmaster 230 kV line | Contra Costa- Windmaster 230 kV line | Windmaster-Delta pumps 230 kV line |  | 5 | 1 | YES | 2 | 1 | 1 | NO | 1
PG&E Greater Bay Study Area | Moraga | 115 | 0 | 0 | 0 | 0 | 0 | 0 | 0 | 0 | 0 | 0 | 0 | 0 | 0 | 0 | 0 | 0 | 0 | 0 | 0 | 0 | 0 | 0 | 0 | 0 | 0 | 0 | 0 | 0 | 0 | 0 | 0 | 0 | 0 | 0 | 0 | 0 | 0 | 0 | 0 | 0 | 0 | 0 | 0 | 0 | 0 | 0 | 0 | 0 | 0 | 0 | 0 | 0 | 0 | 0 | 1 | 1 | 0 | 1 | 1 | 1 | 1 | 0 | 0 | 1 | 1 | 0 | 1 | 0 | 0 | 0 | 0 | 0 | 0 | 1 | 0 | 0 | 0 | 0 | 0 | 0 | 0 | 0 | 0 | 0 | 0 | 0 | 0 | 0 | 0 | 0 | 0 | 0 | 0 | 0 | 0 | 0 | 0 | 0 | 0 | 0 | 0 | 0 | 0 | 0 | 0 | 0 | 0 | 3 |  | 0 | 0 | 0 | 0 | 0 | 0 | 0 | 0 | 0 | 0 | 0 | 0 | 0 | 0 | 0 | 0 | 0 | 0 | 0 | 0 | 0 | 0 | 0 | 0 | 0 | 0 | 0 | 0 | 0 | 0 | 1 | 0 | 0 | 0 | 0 | 0 | -472.1678 | 85.3033 | 653.0393 | Windmaster-Delta pumps 230 kV line | Windmaster-Delta pumps 230 kV line | Windmaster-Delta pumps 230 kV line |  | 0 | 0 | 0 | 0 | 0 | 0 | 179.5473 | 668.0163 | 653.0393 | Contra Costa- Windmaster 230 kV line | Contra Costa- Windmaster 230 kV line | Windmaster-Delta pumps 230 kV line |  | 5 | 1 | YES | 2 | 1 | 1 | NO | 1
PG&E Greater Bay Study Area | Morgan Hill | 115 | 0 | 0 | 0 | 0 | 0 | 0 | 0 | 0 | 0 | 0 | 0 | 0 | 0 | 0 | 0 | 0 | 0 | 0 | 0 | 0 | 0 | 0 | 0 | 0 | 0 | 0 | 0 | 0 | 0 | 0 | 0 | 0 | 0 | 0 | 0 | 0 | 0 | 0 | 0 | 0 | 0 | 0 | 0 | 0 | 0 | 0 | 0 | 0 | 0 | 0 | 0 | 0 | 0 | 0 | 0 | 0 | 0 | 1 | 0 | 0 | 1 | 0 | 0 | 0 | 1 | 0 | 0 | 0 | 0 | 0 | 0 | 1 | 1 | 0 | 0 | 0 | 0 | 0 | 0 | 0 | 0 | 0 | 0 | 0 | 0 | 0 | 0 | 0 | 0 | 0 | 0 | 0 | 0 | 0 | 0 | 0 | 0 | 0 | 0 | 0 | 0 | 0 | 0 | 0 | 0 | 0 | 0 | 2 |  | 0 | 0 | 0 | 0 | 0 | 0 | 0 | 0 | 0 | 0 | 0 | 0 | 0 | 0 | 0 | 0 | 0 | 0 | 0 | 0 | 0 | 0 | 0 | 0 | 0 | 0 | 0 | 0 | 0 | 0 | 1 | 0 | 1 | 0 | 0 | 0 | -349.3 | -18.55 | 975.5 | Morganhill-Metcalf 115kV Line | Morganhill-Metcalf 115kV Line | Morganhill-Metcalf 115kV Line |  | 0 | 0 | 0 | 0 | 0 | 0 | 362.7 | 693.45 | 975.5 | Morganhill-Metcalf 115kV Line | Morganhill-Metcalf 115kV Line | Morganhill-Metcalf 115kV Line |  | 5 | 1 | YES | 2 | 1 | 1 | NO | 1
PG&E Kern Study Area | Morro Bay (Proposed) | 500 | 0 | 0 | 0 | 0 | 0 | 0 | 0 | 0 | 0 | 0 | 0 | 0 | 0 | 0 | 0 | 0 | 0 | 0 | 0 | 0 | 0 | 0 | 0 | 0 | 0 | 0 | 0 | 0 | 0 | 0 | 0 | 0 | 0 | 0 | 0 | 0 | 0 | 0 | 0 | 0 | 0 | 0 | 0 | 0 | 0 | 0 | 0 | 0 | 0 | 0 | 0 | 0 | 0 | 0 | 0 | 0 | 0 | 0 | 0 | 0 | 0 | 0 | 0 | 0 | 0 | 0 | 0 | 0 | 0 | 0 | 0 | 0 | 0 | 0 | 0 | 0 | 0 | 0 | 0 | 0 | 0 | 0 | 0 | 0 | 0 | 0 | 0 | 0 | 0 | 0 | 0 | 0 | 0 | 0 | 0 | 0 | 0 | 0 | 0 | 0 | 0 | 0 | 1 | 1 | 1 | 0 | 0 | 0 |  | 0 | 0 | 0 | 0 | 0 | 0 | 0 | 0 | 0 | 0 | 0 | 0 | 0 | 0 | 0 | 0 | 0 | 0 | 0 | 0 | 0 | 2531 | 0 | 0 | 0 | 0 | 0 | 0 | 0 | 1 | 0 | 0 | 0 | 0 | 1 | 0 | 63.468 | 2991.872 | -4186 | Gates-Panoche 230 kV #1 and #2 Lines | Q2008-Gates 500 kV line | Q2008-Gates 500 kV line |  | 0 | 0 | 0 | 0 | 1 | 0 | 63.468 | 3177.0829 | -3791 | Gates-Panoche 230 kV #1 and #2 Lines | Gates-Panoche 230 kV #1 and #2 Lines | Q2008-Gates 500 kV line |  | 1 | 1 | NO | 1 | 5 | 5 | NO | 5
PG&E Kern Study Area | Morro Bay | 230 | 0 | 0 | 0 | 0 | 0 | 0 | 0 | 0 | 0 | 0 | 0 | 0 | 0 | 0 | 0 | 0 | 0 | 0 | 0 | 0 | 0 | 0 | 0 | 0 | 0 | 0 | 0 | 0 | 0 | 0 | 0 | 0 | 0 | 0 | 0 | 0 | 0 | 0 | 0 | 0 | 0 | 0 | 0 | 0 | 0 | 0 | 0 | 0 | 0 | 0 | 0 | 0 | 0 | 0 | 0 | 0 | 0 | 0 | 0 | 0 | 0 | 0 | 0 | 0 | 0 | 0 | 0 | 0 | 0 | 0 | 0 | 0 | 0 | 0 | 0 | 1 | 1 | 0 | 0 | 0 | 0 | 0 | 0 | 0 | 0 | 1 | 1 | 1 | 0 | 0 | 0 | 1 | 0 | 0 | 0 | 1 | 1 | 0 | 0 | 0 | 0 | 0 | 0 | 0 | 1 | 0 | 0 | 1 |  | 0 | 0 | 0 | 0 | 0 | 0 | 0 | 0 | 0 | 0 | 0 | 0 | 0 | 0 | 0 | 0 | 0 | 0 | 0 | 0 | 0 | 0 | 0 | 0 | 0 | 0 | 0 | 0 | 0 | 0 | 4 | 0 | 4 | 0 | 0 | 0 | -2895.395 | -1843.223 | 239.6302 | Midway-Q2005 230kV Line | Midway-Q2005 230kV Line | Coalinga #1-Coalinga #2 70 kV line |  | 0 | 0 | 0 | 0 | 0 | 0 | 63.468 | 224.516 | 239.6302 | Gates-Panoche 230 kV #1 and #2 Lines | Gates 230/70kV TB #5 | Coalinga #1-Coalinga #2 70 kV line |  | 5 | 1 | YES | 2 | 1 | 1 | NO | 1
PG&E Kern Study Area | Morro Bay | 115 | 0 | 0 | 0 | 0 | 0 | 0 | 0 | 0 | 0 | 0 | 0 | 0 | 0 | 0 | 0 | 0 | 0 | 0 | 0 | 0 | 0 | 0 | 0 | 0 | 0 | 0 | 0 | 0 | 0 | 0 | 0 | 0 | 0 | 0 | 0 | 0 | 0 | 0 | 0 | 0 | 0 | 0 | 0 | 0 | 0 | 0 | 0 | 0 | 0 | 0 | 0 | 0 | 0 | 0 | 0 | 0 | 0 | 0 | 0 | 0 | 0 | 0 | 0 | 0 | 0 | 0 | 0 | 0 | 0 | 0 | 0 | 0 | 0 | 0 | 0 | 1 | 1 | 0 | 0 | 0 | 0 | 0 | 0 | 0 | 0 | 0 | 0 | 0 | 0 | 0 | 0 | 0 | 0 | 0 | 0 | 0 | 0 | 0 | 0 | 0 | 0 | 0 | 0 | 0 | 0 | 0 | 0 | 0 |  | 0 | 0 | 0 | 0 | 0 | 0 | 0 | 0 | 0 | 0 | 0 | 0 | 0 | 0 | 0 | 0 | 0 | 0 | 0 | 0 | 0 | 0 | 0 | 0 | 0 | 0 | 0 | 0 | 0 | 0 | 2 | 0 | 2 | 0 | 0 | 0 | -2895.395 | -1843.223 | 596.3058 | Midway-Q2005 230kV Line | Midway-Q2005 230kV Line | Oceano-Calendar 115kV line |  | 0 | 0 | 0 | 0 | 0 | 0 | 489.506 | 821.2582 | 826.3058 | Oceano-Calendar 115kV line | Oceano-Calendar 115kV line | Oceano-Calendar 115kV line |  | 5 | 1 | YES | 2 | 1 | 1 | NO | 1
PG&E Greater Bay Study Area | Moss Landing | 500 | 0 | 0 | 0 | 0 | 0 | 0 | 0 | 0 | 0 | 0 | 0 | 0 | 0 | 0 | 0 | 0 | 0 | 0 | 0 | 0 | 0 | 0 | 0 | 0 | 0 | 0 | 0 | 0 | 0 | 0 | 0 | 0 | 0 | 0 | 0 | 0 | 0 | 0 | 0 | 0 | 0 | 0 | 0 | 0 | 1 | 0 | 0 | 0 | 0 | 0 | 1 | 0 | 0 | 0 | 0 | 0 | 0 | 1 | 0 | 0 | 1 | 0 | 0 | 0 | 1 | 0 | 0 | 0 | 0 | 0 | 0 | 1 | 0 | 0 | 0 | 0 | 1 | 0 | 0 | 0 | 0 | 0 | 0 | 0 | 0 | 0 | 0 | 0 | 0 | 0 | 0 | 1 | 0 | 0 | 0 | 0 | 0 | 0 | 0 | 0 | 0 | 0 | 0 | 1 | 0 | 0 | 0 | 3 |  | 0 | 0 | 0 | 0 | 0 | 0 | 0 | 0 | 0 | 0 | 0 | 350 | 0 | 0 | 1 | 0 | 0 | 0 | 0 | 0 | 0 | 0 | 0 | 0 | 0 | 0 | 0 | 300 | 0 | 1 | 2 | 0 | 2 | 0 | 0 | 0 | -2895.395 | -1843.223 | 1447.9557 | Midway-Q2005 230kV Line | Midway-Q2005 230kV Line | Midway-Q2005 230kV Line |  | 0 | 0 | 0 | 0 | 0 | 0 | 164.1265 | 880.3405 | 1728.5998 | Bellota-Weber 230kV line | Bellota-Weber 230kV line | Vaca Dixon-Tesla 500kV Line |  | 5 | 1 | YES | 2 | 1 | 1 | NO | 1
PG&E Greater Bay Study Area | Moss Landing | 230 | 0 | 0 | 0 | 0 | 0 | 0 | 0 | 0 | 0 | 0 | 0 | 0 | 0 | 0 | 0 | 0 | 0 | 0 | 0 | 0 | 0 | 0 | 0 | 0 | 0 | 0 | 0 | 0 | 0 | 0 | 0 | 0 | 0 | 0 | 0 | 0 | 0 | 0 | 0 | 0 | 0 | 0 | 0 | 0 | 0 | 0 | 0 | 0 | 0 | 0 | 0 | 0 | 0 | 0 | 0 | 0 | 0 | 0 | 1 | 0 | 0 | 0 | 0 | 0 | 1 | 0 | 0 | 0 | 0 | 0 | 0 | 1 | 1 | 0 | 0 | 0 | 1 | 0 | 0 | 0 | 0 | 0 | 0 | 0 | 0 | 0 | 0 | 0 | 0 | 0 | 0 | 1 | 0 | 0 | 0 | 0 | 0 | 0 | 0 | 0 | 0 | 0 | 0 | 1 | 0 | 0 | 0 | 2 |  | 0 | 0 | 0 | 0 | 0 | 0 | 0 | 0 | 0 | 0 | 0 | 0 | 0 | 0 | 0 | 0 | 0 | 0 | 0 | 0 | 0 | 0 | 0 | 0 | 0 | 0 | 0 | 0 | 0 | 0 | 3 | 0 | 2 | 0 | 0 | 0 | -2895.395 | -1843.223 | 653.0393 | Midway-Q2005 230kV Line | Midway-Q2005 230kV Line | Windmaster-Delta pumps 230 kV line |  | 0 | 0 | 0 | 0 | 0 | 0 | 362.7 | 693.45 | 653.0393 | Morganhill-Metcalf 115kV Line | Morganhill-Metcalf 115kV Line | Windmaster-Delta pumps 230 kV line |  | 5 | 1 | YES | 2 | 1 | 1 | NO | 1
PG&E Greater Bay Study Area | Moss Landing | 115 | 0 | 0 | 0 | 0 | 0 | 0 | 0 | 0 | 0 | 0 | 0 | 0 | 0 | 0 | 0 | 0 | 0 | 0 | 0 | 0 | 0 | 0 | 0 | 0 | 0 | 0 | 0 | 0 | 0 | 0 | 0 | 0 | 0 | 0 | 0 | 0 | 0 | 0 | 0 | 0 | 0 | 0 | 0 | 0 | 0 | 0 | 0 | 0 | 0 | 0 | 0 | 0 | 0 | 0 | 0 | 0 | 0 | 0 | 0 | 0 | 1 | 0 | 0 | 0 | 1 | 0 | 0 | 0 | 0 | 0 | 0 | 1 | 1 | 0 | 0 | 0 | 0 | 0 | 0 | 0 | 0 | 0 | 0 | 0 | 0 | 0 | 0 | 0 | 0 | 0 | 0 | 1 | 0 | 0 | 0 | 0 | 0 | 0 | 0 | 0 | 0 | 0 | 0 | 1 | 0 | 0 | 0 | 2 |  | 0 | 0 | 0 | 0 | 0 | 0 | 0 | 0 | 0 | 0 | 0 | 182.5 | 0 | 0 | 1 | 0 | 0 | 0 | 0 | 0 | 0 | 0 | 0 | 0 | 0 | 0 | 0 | 0 | 0 | 0 | 1 | 0 | 1 | 0 | 0 | 0 | -349.3 | -18.55 | 975.5 | Morganhill-Metcalf 115kV Line | Morganhill-Metcalf 115kV Line | Morganhill-Metcalf 115kV Line |  | 0 | 0 | 0 | 0 | 0 | 0 | 362.7 | 693.45 | 975.5 | Morganhill-Metcalf 115kV Line | Morganhill-Metcalf 115kV Line | Morganhill-Metcalf 115kV Line |  | 5 | 1 | YES | 2 | 1 | 1 | NO | 1
PG&E Kern Study Area | Mt Poso | 115 | 0 | 0 | 0 | 0 | 0 | 0 | 0 | 0 | 0 | 0 | 0 | 0 | 0 | 0 | 0 | 0 | 0 | 0 | 0 | 0 | 0 | 0 | 0 | 0 | 0 | 0 | 0 | 0 | 0 | 0 | 0 | 0 | 0 | 0 | 0 | 0 | 0 | 0 | 0 | 0 | 0 | 0 | 0 | 0 | 0 | 0 | 0 | 0 | 0 | 0 | 0 | 0 | 0 | 0 | 0 | 0 | 0 | 0 | 0 | 0 | 0 | 0 | 0 | 0 | 0 | 0 | 0 | 0 | 0 | 0 | 0 | 0 | 0 | 0 | 0 | 0 | 1 | 0 | 1 | 0 | 0 | 0 | 1 | 1 | 0 | 1 | 1 | 0 | 0 | 0 | 0 | 0 | 0 | 0 | 0 | 0 | 0 | 0 | 0 | 0 | 0 | 0 | 0 | 0 | 0 | 0 | 0 | 0 |  | 0 | 0 | 0 | 0 | 0 | 0 | 0 | 0 | 0 | 0 | 0 | 0 | 0 | 0 | 0 | 0 | 0 | 0 | 0 | 0 | 0 | 0 | 0 | 0 | 0 | 0 | 0 | 0 | 0 | 0 | 3 | 0 | 3 | 0 | 0 | 0 | -2895.395 | -1843.223 | 254.8922 | Midway-Q2005 230kV Line | Midway-Q2005 230kV Line | Semitropic-Midway 115kV Line |  | 0 | 0 | 0 | 0 | 0 | 0 | 70.518 | 66.2401 | 254.8922 | Semitropic-Midway 115kV Line | Semitropic-Midway 115kV Line | Semitropic-Midway 115kV Line |  | 5 | 1 | YES | 2 | 1 | 1 | NO | 1
PG&E Fresno Study Area | Mustang | 230 | 0 | 0 | 0 | 0 | 0 | 0 | 0 | 0 | 0 | 0 | 0 | 0 | 0 | 0 | 0 | 0 | 0 | 0 | 0 | 0 | 0 | 0 | 0 | 0 | 0 | 0 | 0 | 0 | 0 | 0 | 0 | 0 | 0 | 0 | 0 | 0 | 0 | 0 | 0 | 0 | 0 | 0 | 0 | 0 | 0 | 0 | 0 | 0 | 0 | 0 | 0 | 0 | 0 | 0 | 0 | 0 | 0 | 0 | 0 | 0 | 0 | 0 | 0 | 0 | 0 | 0 | 0 | 0 | 0 | 0 | 0 | 0 | 0 | 0 | 0 | 0 | 1 | 0 | 0 | 0 | 0 | 0 | 0 | 0 | 0 | 1 | 1 | 0 | 1 | 0 | 0 | 1 | 0 | 0 | 0 | 0 | 0 | 0 | 1 | 0 | 0 | 0 | 0 | 1 | 1 | 1 | 0 | 2 |  | 0 | 0 | 0 | 0 | 0 | 0 | 0 | 0 | 0 | 0 | 0 | 0 | 0 | 0 | 0 | 0 | 0 | 0 | 0 | 0 | 0 | 0 | 0 | 0 | 0 | 300 | 50 | 50 | 0 | 1 | 3 | 1 | 3 | 1 | 0 | 0 | -2895.395 | -1843.223 | 592.0075 | Midway-Q2005 230kV Line | Midway-Q2005 230kV Line | Moss Landing-Las Aguilas 230 kV Line |  | 0 | 1 | 0 | 1 | 0 | 0 | -392.082 | -48.5717 | 592.0075 | Moss Landing-Las Aguilas 230 kV Line | Moss Landing-Las Aguilas 230 kV Line | Moss Landing-Las Aguilas 230 kV Line |  | 5 | 4 | YES | 4 | 1 | 1 | NO | 1
PG&E Fresno Study Area | New Melones | 230 | 0 | 0 | 0 | 0 | 0 | 0 | 0 | 0 | 0 | 0 | 0 | 0 | 0 | 0 | 0 | 0 | 0 | 0 | 0 | 0 | 0 | 0 | 0 | 0 | 0 | 0 | 0 | 0 | 0 | 0 | 0 | 0 | 0 | 0 | 0 | 0 | 0 | 0 | 0 | 0 | 0 | 0 | 0 | 0 | 0 | 0 | 0 | 0 | 0 | 0 | 1 | 0 | 0 | 0 | 0 | 0 | 0 | 0 | 0 | 0 | 0 | 0 | 0 | 0 | 1 | 1 | 0 | 0 | 0 | 0 | 0 | 0 | 0 | 0 | 0 | 0 | 0 | 0 | 0 | 0 | 0 | 0 | 0 | 0 | 0 | 1 | 1 | 0 | 1 | 1 | 1 | 1 | 0 | 0 | 0 | 1 | 0 | 1 | 1 | 0 | 0 | 1 | 0 | 0 | 0 | 0 | 0 | 2 |  | 0 | 0 | 0 | 0 | 0 | 0 | 0 | 0 | 0 | 0 | 0 | 0 | 0 | 0 | 0 | 0 | 0 | 0 | 0 | 0 | 0 | 0 | 0 | 0 | 0 | 0 | 0 | 0 | 0 | 0 | 3 | 0 | 3 | 0 | 0 | 0 | -1193.768 | -455.9559 | 299.4102 | Gates 500/230kV TB #12 | Gates 500/230kV TB #12 | Panoche- Mendota 115 kV line |  | 0 | 0 | 0 | 0 | 0 | 0 | 0.019 | 295.7225 | 299.4102 | Tranquility-Helm 230kV Line | Tranquility-Helm 230kV Line | Panoche- Mendota 115 kV line |  | 5 | 1 | YES | 2 | 1 | 1 | NO | 1
PG&E Greater Bay Study Area | Newark | 230 | 0 | 0 | 0 | 0 | 0 | 0 | 0 | 0 | 0 | 0 | 0 | 0 | 0 | 0 | 0 | 0 | 0 | 0 | 0 | 0 | 0 | 0 | 0 | 0 | 0 | 0 | 0 | 0 | 0 | 0 | 0 | 0 | 0 | 0 | 0 | 0 | 0 | 0 | 0 | 0 | 0 | 0 | 0 | 0 | 0 | 0 | 0 | 0 | 0 | 0 | 0 | 0 | 0 | 0 | 0 | 0 | 0 | 1 | 0 | 0 | 1 | 0 | 0 | 0 | 1 | 0 | 0 | 0 | 0 | 0 | 0 | 0 | 0 | 1 | 0 | 0 | 0 | 0 | 0 | 0 | 0 | 0 | 0 | 0 | 0 | 0 | 0 | 0 | 0 | 0 | 0 | 0 | 0 | 0 | 0 | 0 | 0 | 0 | 0 | 0 | 0 | 0 | 0 | 0 | 0 | 0 | 0 | 1 |  | 0 | 0 | 0 | 0 | 0 | 0 | 0 | 0 | 0 | 0 | 0 | 0 | 0 | 0 | 0 | 0 | 0 | 0 | 0 | 0 | 0 | 0 | 0 | 0 | 0 | 0 | 0 | 0 | 0 | 0 | 0 | 0 | 0 | 0 | 0 | 0 | 864.5167 | 2490.4106 | 5262.9584 | Tesla-Bellota 230 kV line | Tesla-Bellota 230 kV line | Sobrante-Moraga 230 kV line |  | 0 | 0 | 0 | 0 | 0 | 0 | 864.5167 | 2490.4106 | 5262.9584 | Tesla-Bellota 230 kV line | Tesla-Bellota 230 kV line | Sobrante-Moraga 230 kV line |  | 1 | 1 | NO | 1 | 1 | 1 | NO | 1
PG&E Greater Bay Study Area | Newark | 115 | 0 | 0 | 0 | 0 | 0 | 0 | 0 | 0 | 0 | 0 | 0 | 0 | 0 | 0 | 0 | 0 | 0 | 0 | 0 | 0 | 0 | 0 | 0 | 0 | 0 | 0 | 0 | 0 | 0 | 0 | 0 | 0 | 0 | 0 | 0 | 0 | 0 | 0 | 0 | 0 | 0 | 0 | 0 | 0 | 0 | 0 | 0 | 0 | 0 | 0 | 0 | 0 | 0 | 0 | 1 | 1 | 0 | 1 | 0 | 0 | 1 | 0 | 0 | 1 | 0 | 0 | 0 | 0 | 0 | 0 | 0 | 0 | 0 | 1 | 0 | 0 | 0 | 0 | 0 | 0 | 0 | 0 | 0 | 0 | 0 | 0 | 0 | 0 | 0 | 0 | 0 | 0 | 0 | 0 | 0 | 0 | 0 | 0 | 0 | 0 | 0 | 0 | 0 | 0 | 0 | 0 | 0 | 3 |  | 0 | 0 | 0 | 0 | 0 | 0 | 0 | 0 | 0 | 0 | 0 | 0 | 0 | 0 | 0 | 0 | 0 | 0 | 0 | 0 | 0 | 0 | 0 | 0 | 0 | 0 | 0 | 0 | 0 | 0 | 0 | 0 | 0 | 0 | 0 | 0 | 878.6243 | 2130.9944 | 1481.432 | Tesla-Tracy-Pump 230 kV line #2 | Dumbarton-Newark 115 kV line | Dumbarton-Newark 115 kV line |  | 0 | 0 | 0 | 0 | 0 | 0 | 878.6243 | 2130.9944 | 1481.432 | Tesla-Tracy-Pump 230 kV line #2 | Dumbarton-Newark 115 kV line | Dumbarton-Newark 115 kV line |  | 1 | 1 | NO | 1 | 1 | 1 | NO | 1
PG&E Fresno Study Area | Newhall | 115 | 0 | 0 | 0 | 0 | 0 | 0 | 0 | 0 | 0 | 0 | 0 | 0 | 0 | 0 | 0 | 0 | 0 | 0 | 0 | 0 | 0 | 0 | 0 | 0 | 0 | 0 | 0 | 0 | 0 | 0 | 0 | 0 | 0 | 0 | 0 | 0 | 0 | 0 | 0 | 0 | 0 | 0 | 0 | 0 | 0 | 0 | 0 | 0 | 0 | 0 | 0 | 0 | 0 | 0 | 0 | 0 | 0 | 0 | 0 | 0 | 0 | 0 | 0 | 0 | 0 | 0 | 0 | 0 | 0 | 0 | 0 | 0 | 0 | 0 | 0 | 0 | 0 | 0 | 0 | 0 | 0 | 0 | 0 | 0 | 0 | 0 | 0 | 0 | 0 | 0 | 0 | 0 | 0 | 0 | 0 | 0 | 0 | 0 | 0 | 1 | 0 | 0 | 0 | 0 | 0 | 0 | 0 | 0 |  | 0 | 0 | 0 | 0 | 0 | 0 | 0 | 0 | 0 | 0 | 0 | 0 | 0 | 0 | 0 | 0 | 0 | 0 | 0 | 0 | 0 | 0 | 0 | 0 | 0 | 0 | 0 | 0 | 0 | 0 | 0 | 0 | 0 | 0 | 0 | 0 | 111.7 | 210.732 | 9.63 | Merced 115/70kV TB#2 | Merced 115/70kV TB#2 | Merced 115/70kV TB#2 |  | 0 | 0 | 0 | 0 | 0 | 0 | 111.7 | 210.732 | 9.63 | Merced 115/70kV TB#2 | Merced 115/70kV TB#2 | Merced 115/70kV TB#2 |  | 1 | 1 | NO | 1 | 1 | 1 | NO | 1
PG&E Kern Study Area | Norco | 115 | 0 | 0 | 0 | 0 | 0 | 0 | 0 | 0 | 0 | 0 | 0 | 0 | 0 | 0 | 0 | 0 | 0 | 0 | 0 | 0 | 0 | 0 | 0 | 0 | 0 | 0 | 0 | 0 | 0 | 0 | 0 | 0 | 0 | 0 | 0 | 0 | 0 | 0 | 0 | 0 | 0 | 0 | 0 | 0 | 0 | 0 | 0 | 0 | 0 | 0 | 0 | 0 | 0 | 0 | 0 | 0 | 0 | 0 | 0 | 0 | 0 | 0 | 0 | 0 | 0 | 0 | 0 | 0 | 0 | 0 | 0 | 0 | 0 | 0 | 0 | 0 | 0 | 0 | 0 | 0 | 0 | 0 | 1 | 0 | 0 | 0 | 0 | 0 | 0 | 0 | 0 | 0 | 0 | 0 | 0 | 0 | 0 | 0 | 0 | 0 | 0 | 0 | 0 | 0 | 0 | 0 | 0 | 0 |  | 0 | 0 | 0 | 0 | 0 | 0 | 0 | 0 | 0 | 0 | 0 | 0 | 0 | 0 | 0 | 0 | 0 | 0 | 0 | 0 | 0 | 0 | 0 | 0 | 0 | 0 | 0 | 0 | 0 | 0 | 0 | 0 | 0 | 0 | 0 | 0 | 1069.043 | 1130.2584 | 1065.6609 | Midway 230/115kV TB #3 | Midway 230/115kV TB #3 | Midway 230/115kV TB #3 |  | 0 | 0 | 0 | 0 | 0 | 0 | 1069.043 | 1130.2584 | 1065.6609 | Midway 230/115kV TB #3 | Midway 230/115kV TB #3 | Midway 230/115kV TB #3 |  | 1 | 1 | NO | 1 | 1 | 1 | NO | 1
SDG&E Study Area | North City Metering | 138 | 0 | 0 | 0 | 0 | 0 | 0 | 0 | 0 | 0 | 0 | 0 | 0 | 0 | 0 | 0 | 0 | 0 | 0 | 0 | 0 | 0 | 0 | 0 | 0 | 0 | 0 | 0 | 0 | 0 | 0 | 0 | 0 | 1 | 0 | 0 | 0 | 0 | 0 | 0 | 0 | 0 | 0 | 0 | 0 | 0 | 0 | 0 | 0 | 0 | 0 | 0 | 0 | 0 | 0 | 0 | 0 | 0 | 0 | 0 | 0 | 0 | 0 | 0 | 0 | 0 | 0 | 0 | 0 | 0 | 0 | 0 | 0 | 0 | 0 | 0 | 0 | 0 | 0 | 0 | 0 | 0 | 0 | 0 | 0 | 0 | 0 | 0 | 0 | 0 | 0 | 0 | 0 | 0 | 0 | 0 | 0 | 0 | 0 | 0 | 0 | 0 | 0 | 0 | 0 | 0 | 0 | 0 | 1 |  | 0 | 0 | 0 | 0 | 0 | 0 | 0 | 0 | 0 | 0 | 0 | 0 | 0 | 0 | 0 | 0 | 0 | 0 | 0 | 0 | 0 | 0 | 0 | 0 | 0 | 0 | 0 | 0 | 0 | 0 | 0 | 1 | 0 | 0 | 0 | 0 | -112.055 | 1261.055 | 2253.85 | Internal San Diego Area constraint | Internal San Diego Area constraint | Internal San Diego Area constraint |  | 0 | 1 | 0 | 0 | 0 | 0 | -112.055 | 1261.055 | 2253.85 | Internal San Diego Area constraint | Internal San Diego Area constraint | Internal San Diego Area constraint |  | 3 | 3 | NO | 3 | 1 | 1 | NO | 1
PG&E Greater Bay Study Area | North Dublin | 230 | 0 | 0 | 0 | 0 | 0 | 0 | 0 | 0 | 0 | 0 | 0 | 0 | 0 | 0 | 0 | 0 | 0 | 0 | 0 | 0 | 0 | 0 | 0 | 0 | 0 | 0 | 0 | 0 | 0 | 0 | 0 | 0 | 0 | 0 | 0 | 0 | 0 | 0 | 0 | 0 | 0 | 0 | 0 | 0 | 1 | 0 | 0 | 0 | 0 | 0 | 0 | 0 | 0 | 0 | 0 | 0 | 0 | 0 | 1 | 0 | 1 | 0 | 0 | 1 | 1 | 0 | 0 | 0 | 0 | 0 | 0 | 0 | 0 | 1 | 0 | 0 | 0 | 0 | 0 | 0 | 0 | 0 | 0 | 0 | 0 | 0 | 0 | 0 | 0 | 0 | 0 | 0 | 0 | 0 | 0 | 0 | 0 | 0 | 0 | 0 | 0 | 0 | 0 | 0 | 0 | 0 | 0 | 0 |  | 0 | 0 | 0 | 0 | 0 | 0 | 0 | 0 | 0 | 0 | 0 | 0 | 0 | 0 | 0 | 0 | 0 | 0 | 0 | 0 | 0 | 0 | 0 | 0 | 0 | 0 | 0 | 0 | 0 | 0 | 2 | 0 | 1 | 0 | 0 | 0 | -1886.4315 | -134.2303 | 653.0393 | Vaca Dixon-Tesla 500kV Line | Vaca Dixon-Tesla 500kV Line | Windmaster-Delta pumps 230 kV line |  | 0 | 0 | 0 | 0 | 0 | 0 | 864.5167 | 2490.4106 | 653.0393 | Tesla-Bellota 230 kV line | Tesla-Bellota 230 kV line | Windmaster-Delta pumps 230 kV line |  | 5 | 1 | YES | 2 | 1 | 1 | NO | 1
SDG&E Study Area | North Gila | 500 | 0 | 0 | 0 | 0 | 0 | 0 | 0 | 0 | 0 | 0 | 0 | 0 | 0 | 0 | 0 | 0 | 0 | 0 | 0 | 1 | 0 | 1 | 0 | 0 | 0 | 1 | 0 | 0 | 1 | 0 | 0 | 0 | 0 | 0 | 1 | 1 | 1 | 0 | 0 | 0 | 0 | 0 | 0 | 0 | 0 | 0 | 0 | 0 | 0 | 0 | 0 | 0 | 0 | 0 | 0 | 0 | 0 | 0 | 0 | 0 | 0 | 0 | 0 | 0 | 0 | 0 | 0 | 0 | 0 | 0 | 0 | 0 | 0 | 0 | 0 | 0 | 0 | 0 | 0 | 0 | 0 | 0 | 0 | 0 | 0 | 0 | 0 | 0 | 0 | 0 | 0 | 0 | 0 | 0 | 0 | 0 | 0 | 0 | 0 | 0 | 0 | 0 | 0 | 0 | 0 | 0 | 0 | 6 |  | 0 | 0 | 0 | 0 | 0 | 0 | 0 | 0 | 0 | 0 | 0 | 0 | 0 | 0 | 0 | 0 | 0 | 0 | 0 | 0 | 0 | 0 | 0 | 0 | 0 | 0 | 0 | 0 | 0 | 0 | 1 | 5 | 1 | 0 | 0 | 0 | -6514.967 | -537.3375 | 3523 | Devers-Red Bluff Constraint | Devers-Red Bluff Constraint | Encina - San Luis Rey 230 kV constraint |  | 0 | 5 | 1 | 0 | 0 | 0 | -6514.967 | -537.3375 | 3523 | Devers-Red Bluff Constraint | Devers-Red Bluff Constraint | Encina - San Luis Rey 230 kV constraint |  | 5 | 5 | NO | 5 | 1 | 1 | NO | 1
SDG&E Study Area | New Sub - North Gila - IV (Proposed) | 500 | 0 | 0 | 0 | 0 | 0 | 0 | 0 | 0 | 0 | 0 | 0 | 0 | 0 | 0 | 0 | 0 | 0 | 0 | 0 | 1 | 0 | 1 | 0 | 0 | 0 | 1 | 0 | 0 | 1 | 0 | 0 | 0 | 0 | 0 | 1 | 1 | 1 | 0 | 0 | 0 | 0 | 0 | 0 | 0 | 0 | 0 | 0 | 0 | 0 | 0 | 0 | 0 | 0 | 0 | 0 | 0 | 0 | 0 | 0 | 0 | 0 | 0 | 0 | 0 | 0 | 0 | 0 | 0 | 0 | 0 | 0 | 0 | 0 | 0 | 0 | 0 | 0 | 0 | 0 | 0 | 0 | 0 | 0 | 0 | 0 | 0 | 0 | 0 | 0 | 0 | 0 | 0 | 0 | 0 | 0 | 0 | 0 | 0 | 0 | 0 | 0 | 0 | 0 | 0 | 0 | 0 | 0 | 6 |  | 0 | 0 | 0 | 0 | 0 | 0 | 0 | 0 | 0 | 0 | 0 | 0 | 0 | 0 | 0 | 0 | 0 | 0 | 0 | 0 | 0 | 0 | 0 | 0 | 0 | 0 | 0 | 0 | 0 | 0 | 1 | 5 | 1 | 0 | 0 | 0 | -6514.967 | -537.3375 | 3523 | Devers-Red Bluff Constraint | Devers-Red Bluff Constraint | Encina - San Luis Rey 230 kV constraint |  | 0 | 5 | 1 | 0 | 0 | 0 | -6514.967 | -537.3375 | 3523 | Devers-Red Bluff Constraint | Devers-Red Bluff Constraint | Encina - San Luis Rey 230 kV constraint |  | 5 | 5 | NO | 5 | 1 | 1 | NO | 1
PG&E Greater Bay Study Area | Oakland C | 115 | 0 | 0 | 0 | 0 | 0 | 0 | 0 | 0 | 0 | 0 | 0 | 0 | 0 | 0 | 0 | 0 | 0 | 0 | 0 | 0 | 0 | 0 | 0 | 0 | 0 | 0 | 0 | 0 | 0 | 0 | 0 | 0 | 0 | 0 | 0 | 0 | 0 | 0 | 0 | 0 | 0 | 0 | 0 | 1 | 1 | 0 | 0 | 0 | 0 | 0 | 0 | 0 | 0 | 0 | 1 | 1 | 0 | 1 | 1 | 1 | 1 | 0 | 0 | 1 | 1 | 0 | 1 | 0 | 0 | 0 | 0 | 0 | 0 | 1 | 0 | 0 | 0 | 0 | 0 | 0 | 0 | 0 | 0 | 0 | 0 | 0 | 0 | 0 | 0 | 0 | 0 | 0 | 0 | 0 | 0 | 0 | 0 | 0 | 0 | 0 | 0 | 0 | 0 | 0 | 0 | 0 | 0 | 3 |  | 0 | 0 | 0 | 0 | 0 | 0 | 0 | 0 | 0 | 0 | 0 | 0 | 0 | 0 | 0 | 0 | 0 | 0 | 0 | 0 | 0 | 0 | 0 | 0 | 0 | 0 | 0 | 0 | 0 | 0 | 2 | 0 | 1 | 0 | 0 | 0 | -1886.4315 | -134.2303 | 653.0393 | Vaca Dixon-Tesla 500kV Line | Vaca Dixon-Tesla 500kV Line | Windmaster-Delta pumps 230 kV line |  | 0 | 0 | 0 | 0 | 0 | 0 | 179.5473 | 668.0163 | 653.0393 | Contra Costa- Windmaster 230 kV line | Contra Costa- Windmaster 230 kV line | Windmaster-Delta pumps 230 kV line |  | 5 | 1 | YES | 2 | 1 | 1 | NO | 1
PG&E Greater Bay Study Area | Oakland J | 115 | 0 | 0 | 0 | 0 | 0 | 0 | 0 | 0 | 0 | 0 | 0 | 0 | 0 | 0 | 0 | 0 | 0 | 0 | 0 | 0 | 0 | 0 | 0 | 0 | 0 | 0 | 0 | 0 | 0 | 0 | 0 | 0 | 0 | 0 | 0 | 0 | 0 | 0 | 0 | 0 | 0 | 0 | 0 | 0 | 1 | 0 | 0 | 0 | 0 | 0 | 0 | 0 | 0 | 0 | 0 | 0 | 0 | 1 | 0 | 0 | 0 | 0 | 0 | 0 | 0 | 0 | 0 | 0 | 0 | 0 | 0 | 0 | 0 | 1 | 0 | 0 | 0 | 0 | 0 | 0 | 0 | 0 | 0 | 0 | 0 | 0 | 0 | 0 | 0 | 0 | 0 | 0 | 0 | 0 | 0 | 0 | 0 | 0 | 0 | 0 | 0 | 0 | 0 | 0 | 0 | 0 | 0 | 1 |  | 0 | 0 | 0 | 0 | 0 | 0 | 0 | 0 | 0 | 0 | 0 | 0 | 0 | 0 | 0 | 0 | 0 | 0 | 0 | 0 | 0 | 0 | 0 | 0 | 0 | 0 | 0 | 0 | 0 | 0 | 1 | 0 | 1 | 0 | 0 | 0 | -1886.4315 | -134.2303 | 1728.5998 | Vaca Dixon-Tesla 500kV Line | Vaca Dixon-Tesla 500kV Line | Vaca Dixon-Tesla 500kV Line |  | 0 | 0 | 0 | 0 | 0 | 0 | 2106.423 | 3155.9451 | 1728.5998 | Tesla-Tracy Pump 230 kV Line #1 | Tesla-Tracy Pump 230 kV Line #1 | Vaca Dixon-Tesla 500kV Line |  | 5 | 1 | YES | 2 | 1 | 1 | NO | 1
PG&E Kern Study Area | Oceano | 115 | 0 | 0 | 0 | 0 | 0 | 0 | 0 | 0 | 0 | 0 | 0 | 0 | 0 | 0 | 0 | 0 | 0 | 0 | 0 | 0 | 0 | 0 | 0 | 0 | 0 | 0 | 0 | 0 | 0 | 0 | 0 | 0 | 0 | 0 | 0 | 0 | 0 | 0 | 0 | 0 | 0 | 0 | 0 | 0 | 0 | 0 | 0 | 0 | 0 | 0 | 0 | 0 | 0 | 0 | 0 | 0 | 0 | 0 | 0 | 0 | 0 | 0 | 0 | 0 | 0 | 0 | 0 | 0 | 0 | 0 | 0 | 0 | 0 | 0 | 0 | 0 | 0 | 0 | 0 | 0 | 0 | 0 | 1 | 0 | 0 | 0 | 0 | 0 | 0 | 0 | 0 | 0 | 0 | 0 | 0 | 0 | 0 | 0 | 0 | 0 | 0 | 0 | 0 | 0 | 0 | 0 | 0 | 0 |  | 0 | 0 | 0 | 0 | 0 | 0 | 0 | 0 | 0 | 0 | 0 | 0 | 0 | 0 | 0 | 0 | 0 | 0 | 0 | 0 | 0 | 0 | 0 | 0 | 0 | 0 | 0 | 0 | 0 | 0 | 0 | 0 | 0 | 0 | 0 | 0 | 1069.043 | 1130.2584 | 1065.6609 | Midway 230/115kV TB #3 | Midway 230/115kV TB #3 | Midway 230/115kV TB #3 |  | 0 | 0 | 0 | 0 | 0 | 0 | 1069.043 | 1130.2584 | 1065.6609 | Midway 230/115kV TB #3 | Midway 230/115kV TB #3 | Midway 230/115kV TB #3 |  | 1 | 1 | NO | 1 | 1 | 1 | NO | 1
SDG&E Study Area | Ocotillo Express | 500 | 0 | 0 | 0 | 0 | 0 | 0 | 0 | 0 | 0 | 0 | 0 | 0 | 0 | 0 | 0 | 0 | 0 | 0 | 0 | 1 | 0 | 1 | 0 | 0 | 0 | 1 | 0 | 0 | 1 | 0 | 0 | 0 | 0 | 0 | 1 | 1 | 1 | 0 | 0 | 1 | 0 | 0 | 0 | 0 | 0 | 0 | 0 | 0 | 0 | 0 | 0 | 0 | 0 | 0 | 0 | 0 | 0 | 0 | 0 | 0 | 0 | 0 | 0 | 0 | 0 | 0 | 0 | 0 | 0 | 0 | 0 | 0 | 0 | 0 | 0 | 0 | 0 | 0 | 0 | 0 | 0 | 0 | 0 | 0 | 0 | 0 | 0 | 0 | 0 | 0 | 0 | 0 | 0 | 0 | 0 | 0 | 0 | 0 | 0 | 0 | 0 | 0 | 0 | 0 | 0 | 0 | 0 | 6 |  | 0 | 0 | 0 | 0 | 0 | 0 | 0 | 0 | 0 | 0 | 0 | 0 | 0 | 0 | 0 | 0 | 0 | 0 | 0 | 0 | 0 | 0 | 0 | 0 | 0 | 0 | 0 | 0 | 0 | 0 | 2 | 5 | 1 | 0 | 0 | 0 | -6514.967 | -537.3375 | 591.5 | Devers-Red Bluff Constraint | Devers-Red Bluff Constraint | Silvergate - Bay Blvd 230 kV constraint |  | 0 | 5 | 1 | 0 | 0 | 0 | -6514.967 | -537.3375 | 3523 | Devers-Red Bluff Constraint | Devers-Red Bluff Constraint | Encina - San Luis Rey 230 kV constraint |  | 5 | 5 | NO | 5 | 1 | 1 | NO | 1
SDG&E Study Area | Old Town | 230 | 0 | 0 | 0 | 0 | 0 | 0 | 0 | 0 | 0 | 0 | 0 | 0 | 0 | 0 | 0 | 0 | 0 | 0 | 0 | 0 | 0 | 0 | 0 | 0 | 0 | 0 | 0 | 0 | 0 | 0 | 0 | 0 | 0 | 0 | 1 | 0 | 1 | 0 | 0 | 0 | 0 | 0 | 0 | 0 | 0 | 0 | 0 | 0 | 0 | 0 | 0 | 0 | 0 | 0 | 0 | 0 | 0 | 0 | 0 | 0 | 0 | 0 | 0 | 0 | 0 | 0 | 0 | 0 | 0 | 0 | 0 | 0 | 0 | 0 | 0 | 0 | 0 | 0 | 0 | 0 | 0 | 0 | 0 | 0 | 0 | 0 | 0 | 0 | 0 | 0 | 0 | 0 | 0 | 0 | 0 | 0 | 0 | 0 | 0 | 0 | 0 | 0 | 0 | 0 | 0 | 0 | 0 | 2 |  | 0 | 0 | 0 | 0 | 0 | 0 | 0 | 0 | 0 | 0 | 0 | 0 | 0 | 0 | 0 | 0 | 0 | 0 | 0 | 0 | 0 | 0 | 0 | 0 | 0 | 0 | 0 | 0 | 0 | 0 | 0 | 2 | 0 | 0 | 0 | 0 | -217.205 | 1143.23 | 3523 | Encina - San Luis Rey 230 kV constraint | Encina - San Luis Rey 230 kV constraint | Encina - San Luis Rey 230 kV constraint |  | 0 | 2 | 0 | 0 | 0 | 0 | -217.205 | 1143.23 | 3523 | Encina - San Luis Rey 230 kV constraint | Encina - San Luis Rey 230 kV constraint | Encina - San Luis Rey 230 kV constraint |  | 4 | 4 | NO | 4 | 1 | 1 | NO | 1
SCE Metro Study Area | Olinda | 230 | 0 | 0 | 0 | 0 | 0 | 0 | 0 | 0 | 0 | 0 | 0 | 0 | 1 | 0 | 0 | 0 | 0 | 0 | 0 | 0 | 0 | 0 | 0 | 0 | 0 | 0 | 0 | 0 | 0 | 0 | 0 | 0 | 0 | 0 | 0 | 0 | 0 | 0 | 0 | 0 | 0 | 0 | 0 | 0 | 0 | 0 | 0 | 0 | 0 | 0 | 0 | 0 | 0 | 0 | 0 | 0 | 0 | 0 | 0 | 0 | 0 | 0 | 0 | 0 | 0 | 0 | 0 | 0 | 0 | 0 | 0 | 0 | 0 | 0 | 0 | 0 | 0 | 0 | 0 | 0 | 0 | 0 | 0 | 0 | 0 | 0 | 0 | 0 | 0 | 0 | 0 | 0 | 0 | 0 | 0 | 0 | 0 | 0 | 0 | 0 | 0 | 0 | 0 | 0 | 0 | 0 | 0 | 0 |  | 0 | 0 | 0 | 0 | 0 | 0 | 0 | 0 | 0 | 0 | 0 | 0 | 0 | 0 | 0 | 0 | 0 | 0 | 0 | 0 | 0 | 0 | 0 | 0 | 0 | 0 | 0 | 0 | 0 | 0 | 0 | 0 | 0 | 0 | 0 | 0 | 11262.334 | 12489.753 | 16184.43 | SCE Metro Area Default Constraint | SCE Metro Area Default Constraint | SCE Metro Area Default Constraint |  | 0 | 0 | 0 | 0 | 0 | 0 | 11262.334 | 12489.753 | 16184.43 | SCE Metro Area Default Constraint | SCE Metro Area Default Constraint | SCE Metro Area Default Constraint |  | 1 | 1 | NO | 1 | 1 | 1 | NO | 1
PG&E Kern Study Area | Olive | 115 | 0 | 0 | 0 | 0 | 0 | 0 | 0 | 0 | 0 | 0 | 0 | 0 | 0 | 0 | 0 | 0 | 0 | 0 | 0 | 0 | 0 | 0 | 0 | 0 | 0 | 0 | 0 | 0 | 0 | 0 | 0 | 0 | 0 | 0 | 0 | 0 | 0 | 0 | 0 | 0 | 0 | 0 | 0 | 0 | 0 | 0 | 0 | 0 | 0 | 0 | 0 | 0 | 0 | 0 | 0 | 0 | 0 | 0 | 0 | 0 | 0 | 0 | 0 | 0 | 0 | 0 | 0 | 0 | 0 | 0 | 0 | 0 | 0 | 0 | 0 | 1 | 1 | 1 | 1 | 0 | 0 | 0 | 1 | 1 | 0 | 1 | 1 | 0 | 0 | 0 | 0 | 0 | 0 | 0 | 0 | 0 | 0 | 0 | 0 | 0 | 0 | 0 | 0 | 0 | 0 | 0 | 0 | 0 |  | 0 | 0 | 0 | 0 | 0 | 0 | 0 | 0 | 0 | 0 | 0 | 0 | 0 | 0 | 0 | 0 | 0 | 0 | 0 | 0 | 0 | 0 | 0 | 0 | 40 | 0 | 20 | 0 | 0 | 1 | 4 | 0 | 5 | 0 | 0 | 0 | -2895.395 | -1843.223 | 114.9996 | Midway-Q2005 230kV Line | Midway-Q2005 230kV Line | Smyrna -Q1984 115kV line |  | 0 | 0 | 1 | 0 | 0 | 0 | 17.924 | -0.38256 | 114.9996 | Smyrna -Q1984 115kV line | Smyrna -Q1984 115kV line | Smyrna -Q1984 115kV line |  | 5 | 5 | NO | 5 | 1 | 1 | NO | 1
PG&E North of Greater Bay Study Area | Olivehurst | 115 | 0 | 0 | 0 | 0 | 0 | 0 | 0 | 0 | 0 | 0 | 0 | 0 | 0 | 0 | 0 | 0 | 0 | 0 | 0 | 0 | 0 | 0 | 0 | 0 | 0 | 0 | 0 | 0 | 0 | 0 | 0 | 0 | 0 | 0 | 0 | 0 | 0 | 0 | 0 | 0 | 0 | 0 | 0 | 0 | 1 | 1 | 0 | 1 | 0 | 1 | 1 | 1 | 1 | 0 | 0 | 0 | 0 | 0 | 0 | 0 | 0 | 0 | 0 | 0 | 1 | 1 | 0 | 0 | 0 | 0 | 0 | 0 | 0 | 0 | 0 | 0 | 0 | 0 | 0 | 0 | 0 | 0 | 0 | 0 | 0 | 0 | 0 | 0 | 0 | 0 | 0 | 0 | 0 | 0 | 0 | 0 | 0 | 0 | 0 | 0 | 0 | 0 | 0 | 0 | 0 | 0 | 0 | 0 |  | 0 | 0 | 0 | 0 | 0 | 0 | 0 | 0 | 0 | 0 | 0 | 0 | 0 | 0 | 0 | 0 | 0 | 0 | 0 | 0 | 0 | 0 | 0 | 0 | 0 | 0 | 0 | 0 | 0 | 0 | 1 | 0 | 1 | 0 | 0 | 0 | -1886.4315 | -134.2303 | 74.98 | Vaca Dixon-Tesla 500kV Line | Vaca Dixon-Tesla 500kV Line | Woodland- Davis 115kV line |  | 0 | 0 | 0 | 0 | 0 | 0 | 0.1925 | 32.3255 | 74.98 | Rocklin-Pleaseant grove 115kV line | Rocklin-Pleaseant grove 115kV line | Woodland- Davis 115kV line |  | 5 | 1 | YES | 2 | 1 | 1 | NO | 1
SCE Northern Area | Ormond Beach | 230 | 0 | 0 | 1 | 0 | 1 | 0 | 1 | 0 | 0 | 0 | 0 | 0 | 0 | 0 | 0 | 0 | 0 | 0 | 0 | 0 | 0 | 0 | 0 | 0 | 0 | 0 | 0 | 0 | 1 | 0 | 0 | 0 | 0 | 0 | 0 | 0 | 0 | 0 | 0 | 0 | 0 | 0 | 0 | 0 | 0 | 0 | 0 | 0 | 0 | 0 | 0 | 0 | 0 | 0 | 0 | 0 | 0 | 0 | 0 | 0 | 0 | 0 | 0 | 0 | 0 | 0 | 0 | 0 | 0 | 0 | 0 | 0 | 0 | 0 | 0 | 0 | 0 | 0 | 0 | 0 | 0 | 0 | 0 | 0 | 0 | 0 | 0 | 0 | 0 | 0 | 0 | 0 | 0 | 0 | 0 | 0 | 0 | 0 | 0 | 0 | 0 | 0 | 0 | 0 | 0 | 0 | 0 | 0 |  | 0 | 0 | 0 | 0 | 0 | 0 | 0 | 0 | 0 | 0 | 0 | 0 | 0 | 0 | 0 | 0 | 0 | 0 | 0 | 0 | 0 | 0 | 0 | 0 | 0 | 0 | 0 | 0 | 0 | 0 | 2 | 0 | 1 | 0 | 0 | 0 | -6146.0908 | -113.0121 | 1447.509 | Lugo - Victorville area constraint | South of Magunden Constraint | South of Magunden Constraint |  | 1 | 0 | 1 | 0 | 0 | 0 | -659.6838 | -113.0121 | 1447.509 | South of Magunden Constraint | South of Magunden Constraint | South of Magunden Constraint |  | 5 | 5 | NO | 5 | 1 | 1 | NO | 1
SDG&E Study Area | Otay | 69 | 0 | 0 | 0 | 0 | 0 | 0 | 0 | 0 | 0 | 0 | 0 | 0 | 0 | 0 | 0 | 0 | 0 | 0 | 0 | 0 | 0 | 0 | 0 | 0 | 0 | 0 | 0 | 0 | 0 | 0 | 0 | 0 | 0 | 1 | 0 | 0 | 0 | 0 | 0 | 0 | 0 | 0 | 0 | 0 | 0 | 0 | 0 | 0 | 0 | 0 | 0 | 0 | 0 | 0 | 0 | 0 | 0 | 0 | 0 | 0 | 0 | 0 | 0 | 0 | 0 | 0 | 0 | 0 | 0 | 0 | 0 | 0 | 0 | 0 | 0 | 0 | 0 | 0 | 0 | 0 | 0 | 0 | 0 | 0 | 0 | 0 | 0 | 0 | 0 | 0 | 0 | 0 | 0 | 0 | 0 | 0 | 0 | 0 | 0 | 0 | 0 | 0 | 0 | 0 | 0 | 0 | 0 | 0 |  | 0 | 0 | 0 | 0 | 0 | 0 | 0 | 0 | 0 | 0 | 0 | 6 | 0 | 0 | 1 | 0 | 0 | 0 | 0 | 0 | 0 | 0 | 0 | 0 | 0 | 0 | 0 | 0 | 0 | 0 | 0 | 0 | 0 | 0 | 0 | 0 | 164.7548 | 197.5523 | 296.5564 | Miguel 69 kV constraint | Miguel 69 kV constraint | Miguel 69 kV constraint |  | 0 | 0 | 0 | 0 | 0 | 0 | 164.7548 | 197.5523 | 296.5564 | Miguel 69 kV constraint | Miguel 69 kV constraint | Miguel 69 kV constraint |  | 1 | 1 | NO | 1 | 1 | 1 | NO | 1
SDG&E Study Area | Otay Mesa | 230 | 0 | 0 | 0 | 0 | 0 | 0 | 0 | 0 | 0 | 0 | 0 | 0 | 0 | 0 | 0 | 0 | 0 | 0 | 0 | 0 | 0 | 0 | 0 | 0 | 0 | 0 | 0 | 0 | 0 | 0 | 1 | 0 | 1 | 0 | 1 | 0 | 1 | 0 | 1 | 1 | 1 | 1 | 0 | 0 | 0 | 0 | 0 | 0 | 0 | 0 | 0 | 0 | 0 | 0 | 0 | 0 | 0 | 0 | 0 | 0 | 0 | 0 | 0 | 0 | 0 | 0 | 0 | 0 | 0 | 0 | 0 | 0 | 0 | 0 | 0 | 0 | 0 | 0 | 0 | 0 | 0 | 0 | 0 | 0 | 0 | 0 | 0 | 0 | 0 | 0 | 0 | 0 | 0 | 0 | 0 | 0 | 0 | 0 | 0 | 0 | 0 | 0 | 0 | 0 | 0 | 0 | 0 | 3 |  | 0 | 0 | 0 | 0 | 0 | 0 | 0 | 0 | 0 | 0 | 0 | 250 | 0 | 0 | 1 | 0 | 0 | 0 | 0 | 0 | 0 | 0 | 0 | 0 | 0 | 0 | 0 | 0 | 0 | 0 | 4 | 3 | 0 | 0 | 0 | 0 | -691.705 | 30.3023 | 591.5 | Silvergate - Bay Blvd 230 kV constraint | Chicarita 138 kV constraint | Silvergate - Bay Blvd 230 kV constraint |  | 0 | 3 | 0 | 0 | 0 | 0 | -217.205 | 730.3023 | 1259.5 | Encina - San Luis Rey 230 kV constraint | Chicarita 138 kV constraint | Silvergate-Old Town 230 kV constraint |  | 5 | 4 | YES | 4 | 1 | 1 | NO | 1
PG&E Fresno Study Area | Padre Flats SW STA | 230 | 0 | 0 | 0 | 0 | 0 | 0 | 0 | 0 | 0 | 0 | 0 | 0 | 0 | 0 | 0 | 0 | 0 | 0 | 0 | 0 | 0 | 0 | 0 | 0 | 0 | 0 | 0 | 0 | 0 | 0 | 0 | 0 | 0 | 0 | 0 | 0 | 0 | 0 | 0 | 0 | 0 | 0 | 0 | 0 | 0 | 0 | 0 | 0 | 0 | 0 | 0 | 0 | 0 | 0 | 0 | 0 | 0 | 0 | 0 | 0 | 0 | 0 | 0 | 0 | 0 | 0 | 0 | 0 | 0 | 0 | 0 | 0 | 0 | 0 | 0 | 0 | 1 | 0 | 0 | 0 | 0 | 0 | 0 | 0 | 0 | 1 | 1 | 0 | 0 | 0 | 0 | 1 | 0 | 0 | 0 | 0 | 0 | 0 | 0 | 0 | 0 | 0 | 0 | 0 | 1 | 1 | 0 | 1 |  | 0 | 0 | 0 | 0 | 0 | 0 | 0 | 0 | 0 | 0 | 0 | 0 | 0 | 0 | 0 | 0 | 0 | 0 | 0 | 0 | 0 | 0 | 0 | 0 | 0 | 0 | 0 | 0 | 0 | 0 | 3 | 1 | 3 | 1 | 0 | 0 | -2895.395 | -1843.223 | 592.0075 | Midway-Q2005 230kV Line | Midway-Q2005 230kV Line | Moss Landing-Las Aguilas 230 kV Line |  | 0 | 1 | 0 | 1 | 0 | 0 | -392.082 | -48.5717 | 592.0075 | Moss Landing-Las Aguilas 230 kV Line | Moss Landing-Las Aguilas 230 kV Line | Moss Landing-Las Aguilas 230 kV Line |  | 5 | 4 | YES | 4 | 1 | 1 | NO | 1
East of Pisgah Study Area | Pahrump | 230 | 0 | 0 | 0 | 0 | 0 | 0 | 0 | 0 | 0 | 0 | 0 | 0 | 0 | 0 | 0 | 0 | 0 | 0 | 0 | 1 | 0 | 1 | 0 | 0 | 0 | 0 | 1 | 1 | 1 | 0 | 0 | 0 | 0 | 0 | 0 | 0 | 0 | 0 | 0 | 0 | 0 | 0 | 0 | 0 | 0 | 0 | 0 | 0 | 0 | 0 | 0 | 0 | 0 | 0 | 0 | 0 | 0 | 0 | 0 | 0 | 0 | 0 | 0 | 0 | 0 | 0 | 0 | 0 | 0 | 0 | 0 | 0 | 0 | 0 | 0 | 0 | 0 | 0 | 0 | 0 | 0 | 0 | 0 | 0 | 0 | 0 | 0 | 0 | 0 | 0 | 0 | 0 | 0 | 0 | 0 | 0 | 0 | 0 | 0 | 0 | 0 | 0 | 0 | 0 | 0 | 0 | 0 | 3 |  | 0 | 0 | 0 | 0 | 0 | 0 | 0 | 0 | 0 | 0 | 0 | 0 | 0 | 0 | 0 | 0 | 0 | 0 | 0 | 0 | 0 | 0 | 0 | 0 | 0 | 0 | 0 | 0 | 0 | 0 | 2 | 3 | 2 | 0 | 1 | 0 | -6514.967 | -537.3375 | -359.5 | Devers-Red Bluff Constraint | Devers-Red Bluff Constraint | VEA 138kV area constraint |  | 0 | 3 | 1 | 0 | 0 | 0 | -6514.967 | -537.3375 | 570.5 | Devers-Red Bluff Constraint | Devers-Red Bluff Constraint | VEA 138kV area constraint |  | 5 | 5 | NO | 5 | 5 | 1 | YES | 2
East of Pisgah Study Area | Pahrump | 138 | 0 | 0 | 0 | 0 | 0 | 0 | 0 | 0 | 0 | 0 | 0 | 0 | 0 | 0 | 0 | 0 | 0 | 0 | 0 | 1 | 0 | 1 | 0 | 0 | 0 | 0 | 1 | 1 | 1 | 0 | 0 | 0 | 0 | 0 | 0 | 0 | 0 | 0 | 0 | 0 | 0 | 0 | 0 | 0 | 0 | 0 | 0 | 0 | 0 | 0 | 0 | 0 | 0 | 0 | 0 | 0 | 0 | 0 | 0 | 0 | 0 | 0 | 0 | 0 | 0 | 0 | 0 | 0 | 0 | 0 | 0 | 0 | 0 | 0 | 0 | 0 | 0 | 0 | 0 | 0 | 0 | 0 | 0 | 0 | 0 | 0 | 0 | 0 | 0 | 0 | 0 | 0 | 0 | 0 | 0 | 0 | 0 | 0 | 0 | 0 | 0 | 0 | 0 | 0 | 0 | 0 | 0 | 3 |  | 0 | 0 | 0 | 0 | 0 | 0 | 0 | 0 | 0 | 0 | 0 | 0 | 0 | 0 | 0 | 0 | 0 | 0 | 0 | 0 | 0 | 0 | 0 | 0 | 0 | 0 | 0 | 0 | 0 | 0 | 2 | 3 | 2 | 0 | 1 | 0 | -6514.967 | -537.3375 | -359.5 | Devers-Red Bluff Constraint | Devers-Red Bluff Constraint | VEA 138kV area constraint |  | 0 | 3 | 1 | 0 | 0 | 0 | -6514.967 | -537.3375 | 570.5 | Devers-Red Bluff Constraint | Devers-Red Bluff Constraint | VEA 138kV area constraint |  | 5 | 5 | NO | 5 | 5 | 1 | YES | 2
SDG&E Study Area | Pala | 69 | 0 | 0 | 0 | 0 | 0 | 0 | 0 | 0 | 0 | 0 | 0 | 0 | 0 | 0 | 0 | 0 | 0 | 0 | 0 | 0 | 0 | 0 | 0 | 0 | 0 | 0 | 0 | 0 | 0 | 1 | 0 | 0 | 1 | 0 | 0 | 0 | 0 | 1 | 0 | 0 | 0 | 1 | 0 | 0 | 0 | 0 | 0 | 0 | 0 | 0 | 0 | 0 | 0 | 0 | 0 | 0 | 0 | 0 | 0 | 0 | 0 | 0 | 0 | 0 | 0 | 0 | 0 | 0 | 0 | 0 | 0 | 0 | 0 | 0 | 0 | 0 | 0 | 0 | 0 | 0 | 0 | 0 | 0 | 0 | 0 | 0 | 0 | 0 | 0 | 0 | 0 | 0 | 0 | 0 | 0 | 0 | 0 | 0 | 0 | 0 | 0 | 0 | 0 | 0 | 0 | 0 | 0 | 1 |  | 0 | 0 | 0 | 0 | 0 | 0 | 0 | 0 | 0 | 0 | 0 | 0 | 0 | 0 | 0 | 0 | 0 | 0 | 0 | 0 | 0 | 0 | 0 | 0 | 0 | 0 | 10 | 0 | 0 | 1 | 1 | 1 | 0 | 0 | 0 | 0 | -445.35 | 269 | 284 | Talega 230 kV constraint | Ocean Ranch 69 kV constraint | Ocean Ranch 69 kV constraint |  | 0 | 1 | 0 | 0 | 0 | 0 | -112.055 | 269 | 284 | Internal San Diego Area constraint | Ocean Ranch 69 kV constraint | Ocean Ranch 69 kV constraint |  | 5 | 3 | YES | 3 | 1 | 1 | NO | 1
PG&E North of Greater Bay Study Area | Palermo | 230 | 0 | 0 | 0 | 0 | 0 | 0 | 0 | 0 | 0 | 0 | 0 | 0 | 0 | 0 | 0 | 0 | 0 | 0 | 0 | 0 | 0 | 0 | 0 | 0 | 0 | 0 | 0 | 0 | 0 | 0 | 0 | 0 | 0 | 0 | 0 | 0 | 0 | 0 | 0 | 0 | 0 | 0 | 0 | 0 | 1 | 0 | 0 | 0 | 0 | 1 | 0 | 1 | 1 | 0 | 0 | 0 | 0 | 0 | 0 | 0 | 0 | 0 | 0 | 0 | 1 | 1 | 0 | 0 | 0 | 0 | 0 | 0 | 0 | 0 | 0 | 0 | 0 | 0 | 0 | 0 | 0 | 0 | 0 | 0 | 0 | 0 | 0 | 0 | 0 | 0 | 0 | 0 | 0 | 0 | 0 | 0 | 0 | 0 | 0 | 0 | 0 | 0 | 0 | 0 | 0 | 0 | 0 | 0 |  | 0 | 0 | 0 | 0 | 0 | 0 | 0 | 0 | 0 | 0 | 0 | 0 | 0 | 0 | 0 | 0 | 0 | 0 | 0 | 0 | 0 | 0 | 0 | 0 | 0 | 0 | 0 | 0 | 0 | 0 | 1 | 0 | 1 | 0 | 0 | 0 | -1886.4315 | -134.2303 | 266.795 | Vaca Dixon-Tesla 500kV Line | Vaca Dixon-Tesla 500kV Line | Rocklin-Pleaseant grove 115kV line |  | 0 | 0 | 0 | 0 | 0 | 0 | 0.1925 | 32.3255 | 266.795 | Rocklin-Pleaseant grove 115kV line | Rocklin-Pleaseant grove 115kV line | Rocklin-Pleaseant grove 115kV line |  | 5 | 1 | YES | 2 | 1 | 1 | NO | 1
PG&E North of Greater Bay Study Area | Palermo | 115 | 0 | 0 | 0 | 0 | 0 | 0 | 0 | 0 | 0 | 0 | 0 | 0 | 0 | 0 | 0 | 0 | 0 | 0 | 0 | 0 | 0 | 0 | 0 | 0 | 0 | 0 | 0 | 0 | 0 | 0 | 0 | 0 | 0 | 0 | 0 | 0 | 0 | 0 | 0 | 0 | 0 | 0 | 0 | 0 | 1 | 0 | 0 | 1 | 0 | 1 | 1 | 1 | 1 | 0 | 0 | 0 | 0 | 0 | 0 | 0 | 0 | 0 | 0 | 0 | 1 | 1 | 0 | 0 | 0 | 0 | 0 | 0 | 0 | 0 | 0 | 0 | 0 | 0 | 0 | 0 | 0 | 0 | 0 | 0 | 0 | 0 | 0 | 0 | 0 | 0 | 0 | 0 | 0 | 0 | 0 | 0 | 0 | 0 | 0 | 0 | 0 | 0 | 0 | 0 | 0 | 0 | 0 | 0 |  | 0 | 0 | 0 | 0 | 0 | 0 | 0 | 0 | 0 | 0 | 0 | 0 | 0 | 0 | 0 | 0 | 4.1 | 0 | 0 | 0 | 0 | 0 | 0 | 0 | 0 | 0 | 0 | 0 | 0 | 1 | 1 | 0 | 1 | 0 | 0 | 0 | -1886.4315 | -134.2303 | 266.795 | Vaca Dixon-Tesla 500kV Line | Vaca Dixon-Tesla 500kV Line | Rocklin-Pleaseant grove 115kV line |  | 0 | 0 | 0 | 0 | 0 | 0 | 0.1925 | 32.3255 | 266.795 | Rocklin-Pleaseant grove 115kV line | Rocklin-Pleaseant grove 115kV line | Rocklin-Pleaseant grove 115kV line |  | 5 | 1 | YES | 2 | 1 | 1 | NO | 1
SCE Eastern Study Area | Palo Verde | 500 | 0 | 0 | 0 | 0 | 0 | 0 | 0 | 0 | 0 | 0 | 0 | 0 | 0 | 0 | 0 | 0 | 0 | 0 | 0 | 1 | 0 | 1 | 0 | 0 | 0 | 1 | 0 | 0 | 1 | 0 | 0 | 0 | 0 | 0 | 0 | 0 | 0 | 0 | 0 | 0 | 0 | 0 | 0 | 0 | 0 | 0 | 0 | 0 | 0 | 0 | 0 | 0 | 0 | 0 | 0 | 0 | 0 | 0 | 0 | 0 | 0 | 0 | 0 | 0 | 0 | 0 | 0 | 0 | 0 | 0 | 0 | 0 | 0 | 0 | 0 | 0 | 0 | 0 | 0 | 0 | 0 | 0 | 0 | 0 | 0 | 0 | 0 | 0 | 0 | 0 | 0 | 0 | 0 | 0 | 0 | 0 | 0 | 0 | 0 | 0 | 0 | 0 | 0 | 0 | 0 | 0 | 0 | 3 |  | 0 | 0 | 0 | 0 | 0 | 0 | 0 | 0 | 0 | 0 | 0 | 0 | 0 | 0 | 0 | 0 | 0 | 0 | 0 | 4500 | 0 | 0 | 0 | 0 | 0 | 0 | 0 | 0 | 0 | 1 | 1 | 3 | 1 | 0 | 0 | 0 | -6514.967 | -537.3375 | 3670.387 | Devers-Red Bluff Constraint | Devers-Red Bluff Constraint | Lugo - Victorville area constraint |  | 0 | 3 | 1 | 0 | 0 | 0 | -6514.967 | -537.3375 | 4247.678 | Devers-Red Bluff Constraint | Devers-Red Bluff Constraint | Colorado River-Red Bluff Constraint |  | 5 | 5 | NO | 5 | 1 | 1 | NO | 1
SDG&E Study Area | Palomar Energy | 230 | 0 | 0 | 0 | 0 | 0 | 0 | 0 | 0 | 0 | 0 | 0 | 0 | 0 | 0 | 0 | 0 | 0 | 0 | 0 | 0 | 0 | 0 | 0 | 0 | 0 | 0 | 0 | 0 | 0 | 1 | 0 | 0 | 1 | 0 | 1 | 0 | 1 | 0 | 0 | 0 | 0 | 1 | 0 | 0 | 0 | 0 | 0 | 0 | 0 | 0 | 0 | 0 | 0 | 0 | 0 | 0 | 0 | 0 | 0 | 0 | 0 | 0 | 0 | 0 | 0 | 0 | 0 | 0 | 0 | 0 | 0 | 0 | 0 | 0 | 0 | 0 | 0 | 0 | 0 | 0 | 0 | 0 | 0 | 0 | 0 | 0 | 0 | 0 | 0 | 0 | 0 | 0 | 0 | 0 | 0 | 0 | 0 | 0 | 0 | 0 | 0 | 0 | 0 | 0 | 0 | 0 | 0 | 3 |  | 0 | 0 | 0 | 0 | 0 | 0 | 0 | 0 | 0 | 0 | 0 | 0 | 0 | 0 | 0 | 0 | 0 | 0 | 0 | 0 | 0 | 0 | 0 | 0 | 0 | 0 | 0 | 0 | 0 | 0 | 1 | 3 | 0 | 0 | 0 | 0 | -445.35 | 379.825 | 2253.85 | Talega 230 kV constraint | Talega 230 kV constraint | Internal San Diego Area constraint |  | 0 | 3 | 0 | 0 | 0 | 0 | -217.205 | 964.7 | 2253.85 | Encina - San Luis Rey 230 kV constraint | Capistrano-San Onofre 230 kV constraint | Internal San Diego Area constraint |  | 5 | 4 | YES | 4 | 1 | 1 | NO | 1
PG&E Fresno Study Area | Panoche | 115 | 0 | 0 | 0 | 0 | 0 | 0 | 0 | 0 | 0 | 0 | 0 | 0 | 0 | 0 | 0 | 0 | 0 | 0 | 0 | 0 | 0 | 0 | 0 | 0 | 0 | 0 | 0 | 0 | 0 | 0 | 0 | 0 | 0 | 0 | 0 | 0 | 0 | 0 | 0 | 0 | 0 | 0 | 0 | 0 | 0 | 0 | 0 | 0 | 0 | 0 | 1 | 0 | 0 | 0 | 0 | 0 | 0 | 0 | 0 | 0 | 0 | 0 | 0 | 0 | 0 | 0 | 0 | 0 | 0 | 0 | 0 | 0 | 0 | 0 | 0 | 0 | 1 | 0 | 0 | 0 | 0 | 0 | 0 | 0 | 0 | 1 | 1 | 1 | 1 | 1 | 1 | 1 | 1 | 1 | 1 | 1 | 0 | 0 | 0 | 0 | 0 | 1 | 0 | 0 | 0 | 0 | 0 | 3 |  | 0 | 0 | 0 | 0 | 0 | 0 | 0 | 0 | 0 | 0 | 0 | 0 | 0 | 0 | 0 | 0 | 0 | 0 | 0 | 0 | 0 | 0 | 0 | 0 | 0 | 0 | 0 | 0 | 0 | 0 | 5 | 0 | 5 | 0 | 0 | 0 | -2895.395 | -1843.223 | 299.4102 | Midway-Q2005 230kV Line | Midway-Q2005 230kV Line | Panoche- Mendota 115 kV line |  | 0 | 0 | 0 | 0 | 0 | 0 | 0.019 | 224.516 | 299.4102 | Tranquility-Helm 230kV Line | Gates 230/70kV TB #5 | Panoche- Mendota 115 kV line |  | 5 | 1 | YES | 2 | 1 | 1 | NO | 1
PG&E Fresno Study Area | Panoche | 230 | 0 | 0 | 0 | 0 | 0 | 0 | 0 | 0 | 0 | 0 | 0 | 0 | 0 | 0 | 0 | 0 | 0 | 0 | 0 | 0 | 0 | 0 | 0 | 0 | 0 | 0 | 0 | 0 | 0 | 0 | 0 | 0 | 0 | 0 | 0 | 0 | 0 | 0 | 0 | 0 | 0 | 0 | 0 | 0 | 0 | 0 | 0 | 0 | 0 | 0 | 0 | 0 | 0 | 0 | 0 | 0 | 0 | 0 | 0 | 0 | 0 | 0 | 0 | 0 | 0 | 0 | 0 | 0 | 0 | 0 | 0 | 0 | 0 | 0 | 0 | 0 | 0 | 0 | 0 | 0 | 0 | 0 | 0 | 0 | 0 | 1 | 1 | 0 | 0 | 0 | 0 | 1 | 1 | 1 | 0 | 0 | 0 | 0 | 0 | 0 | 0 | 0 | 0 | 0 | 0 | 1 | 0 | 3 |  | 0 | 0 | 0 | 0 | 0 | 0 | 0 | 0 | 0 | 0 | 0 | 0 | 0 | 0 | 0 | 0 | 0 | 0 | 0 | 0 | 0 | 0 | 0 | 0 | 100 | 260 | 0 | 100 | 0 | 1 | 2 | 1 | 2 | 1 | 0 | 0 | -1193.768 | -455.9559 | 592.0075 | Gates 500/230kV TB #12 | Gates 500/230kV TB #12 | Moss Landing-Las Aguilas 230 kV Line |  | 0 | 1 | 0 | 1 | 0 | 0 | -392.082 | -48.5717 | 592.0075 | Moss Landing-Las Aguilas 230 kV Line | Moss Landing-Las Aguilas 230 kV Line | Moss Landing-Las Aguilas 230 kV Line |  | 5 | 4 | YES | 4 | 1 | 1 | NO | 1
SCE Northern Area | Pardee | 230 | 0 | 0 | 1 | 0 | 0 | 0 | 1 | 0 | 0 | 0 | 0 | 0 | 0 | 0 | 0 | 0 | 0 | 0 | 0 | 0 | 0 | 0 | 0 | 0 | 0 | 0 | 0 | 0 | 1 | 0 | 0 | 0 | 0 | 0 | 0 | 0 | 0 | 0 | 0 | 0 | 0 | 0 | 0 | 0 | 0 | 0 | 0 | 0 | 0 | 0 | 0 | 0 | 0 | 0 | 0 | 0 | 0 | 0 | 0 | 0 | 0 | 0 | 0 | 0 | 0 | 0 | 0 | 0 | 0 | 0 | 0 | 0 | 0 | 0 | 0 | 0 | 0 | 0 | 0 | 0 | 0 | 0 | 0 | 0 | 0 | 0 | 0 | 0 | 0 | 0 | 0 | 0 | 0 | 0 | 0 | 0 | 0 | 0 | 0 | 0 | 0 | 0 | 0 | 0 | 0 | 0 | 0 | 0 |  | 0 | 0 | 0 | 0 | 0 | 0 | 0 | 0 | 0 | 0 | 0 | 80 | 0 | 0 | 1 | 0 | 0 | 0 | 0 | 0 | 0 | 0 | 0 | 0 | 0 | 0 | 15 | 0 | 0 | 1 | 2 | 0 | 1 | 0 | 0 | 0 | -6146.0908 | -113.0121 | 1447.509 | Lugo - Victorville area constraint | South of Magunden Constraint | South of Magunden Constraint |  | 1 | 0 | 1 | 0 | 0 | 0 | -659.6838 | -113.0121 | 1447.509 | South of Magunden Constraint | South of Magunden Constraint | South of Magunden Constraint |  | 5 | 5 | NO | 5 | 1 | 1 | NO | 1
PG&E North of Greater Bay Study Area | Parkway | 230 | 0 | 0 | 0 | 0 | 0 | 0 | 0 | 0 | 0 | 0 | 0 | 0 | 0 | 0 | 0 | 0 | 0 | 0 | 0 | 0 | 0 | 0 | 0 | 0 | 0 | 0 | 0 | 0 | 0 | 0 | 0 | 0 | 0 | 0 | 0 | 0 | 0 | 0 | 0 | 0 | 0 | 0 | 0 | 0 | 1 | 0 | 0 | 0 | 0 | 0 | 0 | 0 | 0 | 0 | 0 | 0 | 0 | 0 | 1 | 1 | 1 | 0 | 0 | 1 | 1 | 0 | 0 | 0 | 0 | 0 | 0 | 0 | 0 | 1 | 0 | 0 | 0 | 0 | 0 | 0 | 0 | 0 | 0 | 0 | 0 | 0 | 0 | 0 | 0 | 0 | 0 | 0 | 0 | 0 | 0 | 0 | 0 | 0 | 0 | 0 | 0 | 0 | 0 | 0 | 0 | 0 | 0 | 0 |  | 0 | 0 | 0 | 0 | 0 | 0 | 0 | 0 | 0 | 0 | 0 | 0 | 0 | 0 | 0 | 0 | 2.3 | 0 | 0 | 0 | 0 | 0 | 0 | 0 | 0 | 0 | 0 | 0 | 0 | 1 | 2 | 0 | 1 | 0 | 0 | 0 | -1886.4315 | -134.2303 | 653.0393 | Vaca Dixon-Tesla 500kV Line | Vaca Dixon-Tesla 500kV Line | Windmaster-Delta pumps 230 kV line |  | 0 | 0 | 0 | 0 | 0 | 0 | 179.5473 | 668.0163 | 653.0393 | Contra Costa- Windmaster 230 kV line | Contra Costa- Windmaster 230 kV line | Windmaster-Delta pumps 230 kV line |  | 5 | 1 | YES | 2 | 1 | 1 | NO | 1
SCE Northern Area | Pastoria | 230 | 1 | 0 | 1 | 0 | 0 | 0 | 1 | 0 | 1 | 0 | 0 | 0 | 0 | 0 | 0 | 0 | 0 | 0 | 0 | 0 | 0 | 0 | 0 | 0 | 0 | 0 | 0 | 0 | 1 | 0 | 0 | 0 | 0 | 0 | 0 | 0 | 0 | 0 | 0 | 0 | 0 | 0 | 0 | 0 | 0 | 0 | 0 | 0 | 0 | 0 | 0 | 0 | 0 | 0 | 0 | 0 | 0 | 0 | 0 | 0 | 0 | 0 | 0 | 0 | 0 | 0 | 0 | 0 | 0 | 0 | 0 | 0 | 0 | 0 | 0 | 0 | 0 | 0 | 0 | 0 | 0 | 0 | 0 | 0 | 0 | 0 | 0 | 0 | 0 | 0 | 0 | 0 | 0 | 0 | 0 | 0 | 0 | 0 | 0 | 0 | 0 | 0 | 0 | 0 | 0 | 0 | 0 | 0 |  | 0 | 0 | 0 | 0 | 0 | 0 | 0 | 0 | 0 | 39 | 66 | 80 | 0 | 0 | 1 | 0 | 0 | 0 | 0 | 0 | 0 | 0 | 0 | 0 | 0 | 0 | 0 | 0 | 0 | 0 | 2 | 0 | 1 | 0 | 0 | 0 | -6146.0908 | -113.0121 | 0.005 | Lugo - Victorville area constraint | South of Magunden Constraint | Antelope-Neenach Constraint |  | 1 | 0 | 1 | 0 | 0 | 0 | -659.6838 | -113.0121 | 0.005 | South of Magunden Constraint | South of Magunden Constraint | Antelope-Neenach Constraint |  | 5 | 5 | NO | 5 | 1 | 1 | NO | 1
SCE Metro Study Area | Pauda | 230 | 0 | 0 | 0 | 0 | 0 | 0 | 0 | 0 | 0 | 0 | 0 | 0 | 1 | 0 | 0 | 0 | 0 | 0 | 0 | 0 | 0 | 0 | 0 | 0 | 0 | 0 | 0 | 0 | 0 | 0 | 0 | 0 | 0 | 0 | 0 | 0 | 0 | 0 | 0 | 0 | 0 | 0 | 0 | 0 | 0 | 0 | 0 | 0 | 0 | 0 | 0 | 0 | 0 | 0 | 0 | 0 | 0 | 0 | 0 | 0 | 0 | 0 | 0 | 0 | 0 | 0 | 0 | 0 | 0 | 0 | 0 | 0 | 0 | 0 | 0 | 0 | 0 | 0 | 0 | 0 | 0 | 0 | 0 | 0 | 0 | 0 | 0 | 0 | 0 | 0 | 0 | 0 | 0 | 0 | 0 | 0 | 0 | 0 | 0 | 0 | 0 | 0 | 0 | 0 | 0 | 0 | 0 | 0 |  | 0 | 0 | 0 | 0 | 0 | 0 | 0 | 0 | 0 | 0 | 0 | 0 | 0 | 0 | 0 | 0 | 0 | 0 | 0 | 0 | 0 | 0 | 0 | 0 | 0 | 0 | 195 | 0 | 0 | 1 | 0 | 0 | 0 | 0 | 0 | 0 | 11262.334 | 12489.753 | 16184.43 | SCE Metro Area Default Constraint | SCE Metro Area Default Constraint | SCE Metro Area Default Constraint |  | 0 | 0 | 0 | 0 | 0 | 0 | 11262.334 | 12489.753 | 16184.43 | SCE Metro Area Default Constraint | SCE Metro Area Default Constraint | SCE Metro Area Default Constraint |  | 1 | 1 | NO | 1 | 1 | 1 | NO | 1
PG&E North of Greater Bay Study Area | Peabody | 230 | 0 | 0 | 0 | 0 | 0 | 0 | 0 | 0 | 0 | 0 | 0 | 0 | 0 | 0 | 0 | 0 | 0 | 0 | 0 | 0 | 0 | 0 | 0 | 0 | 0 | 0 | 0 | 0 | 0 | 0 | 0 | 0 | 0 | 0 | 0 | 0 | 0 | 0 | 0 | 0 | 0 | 0 | 0 | 0 | 1 | 0 | 0 | 0 | 0 | 0 | 0 | 0 | 0 | 0 | 0 | 0 | 0 | 0 | 1 | 1 | 1 | 0 | 0 | 0 | 0 | 0 | 0 | 0 | 0 | 0 | 0 | 0 | 0 | 1 | 1 | 0 | 0 | 0 | 0 | 0 | 0 | 0 | 0 | 0 | 0 | 0 | 0 | 0 | 0 | 0 | 0 | 0 | 0 | 0 | 0 | 0 | 0 | 0 | 0 | 0 | 0 | 0 | 0 | 0 | 0 | 0 | 0 | 0 |  | 0 | 0 | 0 | 0 | 0 | 0 | 0 | 0 | 0 | 0 | 0 | 0 | 0 | 0 | 0 | 0 | 0 | 0 | 0 | 0 | 0 | 0 | 0 | 4.4 | 0 | 0 | 0 | 0 | 0 | 1 | 3 | 0 | 1 | 0 | 0 | 0 | -1886.4315 | -134.2303 | 653.0393 | Vaca Dixon-Tesla 500kV Line | Vaca Dixon-Tesla 500kV Line | Windmaster-Delta pumps 230 kV line |  | 0 | 0 | 0 | 0 | 0 | 0 | 179.5473 | 668.0163 | 653.0393 | Contra Costa- Windmaster 230 kV line | Contra Costa- Windmaster 230 kV line | Windmaster-Delta pumps 230 kV line |  | 5 | 1 | YES | 2 | 1 | 1 | NO | 1
PG&E North of Greater Bay Study Area | Pease | 115 | 0 | 0 | 0 | 0 | 0 | 0 | 0 | 0 | 0 | 0 | 0 | 0 | 0 | 0 | 0 | 0 | 0 | 0 | 0 | 0 | 0 | 0 | 0 | 0 | 0 | 0 | 0 | 0 | 0 | 0 | 0 | 0 | 0 | 0 | 0 | 0 | 0 | 0 | 0 | 0 | 0 | 0 | 0 | 0 | 1 | 0 | 0 | 0 | 0 | 1 | 1 | 1 | 1 | 0 | 0 | 0 | 0 | 0 | 0 | 0 | 0 | 0 | 0 | 0 | 1 | 1 | 0 | 0 | 0 | 0 | 0 | 0 | 0 | 0 | 0 | 0 | 0 | 0 | 0 | 0 | 0 | 0 | 0 | 0 | 0 | 0 | 0 | 0 | 0 | 0 | 0 | 0 | 0 | 0 | 0 | 0 | 0 | 0 | 0 | 0 | 0 | 0 | 0 | 0 | 0 | 0 | 0 | 0 |  | 0 | 0 | 0 | 0 | 0 | 0 | 0 | 0 | 0 | 0 | 0 | 6 | 0 | 0 | 1 | 0 | 3 | 0 | 0 | 0 | 0 | 0 | 0 | 0 | 0 | 0 | 0 | 0 | 0 | 1 | 1 | 0 | 1 | 0 | 0 | 0 | -1886.4315 | -134.2303 | 266.795 | Vaca Dixon-Tesla 500kV Line | Vaca Dixon-Tesla 500kV Line | Rocklin-Pleaseant grove 115kV line |  | 0 | 0 | 0 | 0 | 0 | 0 | 0.1925 | 32.3255 | 266.795 | Rocklin-Pleaseant grove 115kV line | Rocklin-Pleaseant grove 115kV line | Rocklin-Pleaseant grove 115kV line |  | 5 | 1 | YES | 2 | 1 | 1 | NO | 1
SDG&E Study Area | Penasquitos | 230 | 0 | 0 | 0 | 0 | 0 | 0 | 0 | 0 | 0 | 0 | 0 | 0 | 0 | 0 | 0 | 0 | 0 | 0 | 0 | 0 | 0 | 0 | 0 | 0 | 0 | 0 | 0 | 0 | 0 | 0 | 0 | 0 | 0 | 0 | 1 | 0 | 1 | 0 | 0 | 0 | 0 | 0 | 0 | 0 | 0 | 0 | 0 | 0 | 0 | 0 | 0 | 0 | 0 | 0 | 0 | 0 | 0 | 0 | 0 | 0 | 0 | 0 | 0 | 0 | 0 | 0 | 0 | 0 | 0 | 0 | 0 | 0 | 0 | 0 | 0 | 0 | 0 | 0 | 0 | 0 | 0 | 0 | 0 | 0 | 0 | 0 | 0 | 0 | 0 | 0 | 0 | 0 | 0 | 0 | 0 | 0 | 0 | 0 | 0 | 0 | 0 | 0 | 0 | 0 | 0 | 0 | 0 | 2 |  | 0 | 0 | 0 | 0 | 0 | 0 | 0 | 0 | 0 | 0 | 0 | 0 | 0 | 0 | 0 | 0 | 0 | 0 | 0 | 0 | 0 | 0 | 0 | 0 | 0 | 0 | 0 | 0 | 0 | 0 | 0 | 2 | 0 | 0 | 0 | 0 | -217.205 | 1143.23 | 3523 | Encina - San Luis Rey 230 kV constraint | Encina - San Luis Rey 230 kV constraint | Encina - San Luis Rey 230 kV constraint |  | 0 | 2 | 0 | 0 | 0 | 0 | -217.205 | 1143.23 | 3523 | Encina - San Luis Rey 230 kV constraint | Encina - San Luis Rey 230 kV constraint | Encina - San Luis Rey 230 kV constraint |  | 4 | 4 | NO | 4 | 1 | 1 | NO | 1
PG&E North of Greater Bay Study Area | Penngrove | 115 | 0 | 0 | 0 | 0 | 0 | 0 | 0 | 0 | 0 | 0 | 0 | 0 | 0 | 0 | 0 | 0 | 0 | 0 | 0 | 0 | 0 | 0 | 0 | 0 | 0 | 0 | 0 | 0 | 0 | 0 | 0 | 0 | 0 | 0 | 0 | 0 | 0 | 0 | 0 | 0 | 0 | 0 | 0 | 0 | 0 | 0 | 1 | 0 | 0 | 0 | 0 | 0 | 0 | 0 | 0 | 0 | 1 | 0 | 0 | 0 | 0 | 0 | 0 | 0 | 0 | 0 | 0 | 0 | 0 | 0 | 0 | 0 | 0 | 0 | 0 | 0 | 0 | 0 | 0 | 0 | 0 | 0 | 0 | 0 | 0 | 0 | 0 | 0 | 0 | 0 | 0 | 0 | 0 | 0 | 0 | 0 | 0 | 0 | 0 | 0 | 0 | 0 | 0 | 0 | 0 | 0 | 0 | 1 |  | 0 | 0 | 0 | 0 | 0 | 0 | 0 | 0 | 0 | 0 | 0 | 0 | 0 | 0 | 0 | 0 | 0 | 0 | 0 | 0 | 0 | 0 | 0 | 0 | 0 | 0 | 0 | 0 | 0 | 0 | 0 | 0 | 0 | 0 | 0 | 0 | 1332.339 | 1340.7048 | 539.9052 | Lakeville-Ignacio 230 kV line | Lakeville-Ignacio 230 kV line | Lakeville-Ignacio 230 kV line |  | 0 | 0 | 0 | 0 | 0 | 0 | 1332.339 | 1340.7048 | 539.9052 | Lakeville-Ignacio 230 kV line | Lakeville-Ignacio 230 kV line | Lakeville-Ignacio 230 kV line |  | 1 | 1 | NO | 1 | 1 | 1 | NO | 1
PG&E Greater Bay Study Area | Peoria | 115 | 0 | 0 | 0 | 0 | 0 | 0 | 0 | 0 | 0 | 0 | 0 | 0 | 0 | 0 | 0 | 0 | 0 | 0 | 0 | 0 | 0 | 0 | 0 | 0 | 0 | 0 | 0 | 0 | 0 | 0 | 0 | 0 | 0 | 0 | 0 | 0 | 0 | 0 | 0 | 0 | 0 | 0 | 0 | 0 | 0 | 0 | 0 | 0 | 0 | 0 | 1 | 0 | 0 | 0 | 0 | 0 | 0 | 0 | 0 | 0 | 1 | 0 | 1 | 0 | 1 | 0 | 0 | 0 | 0 | 0 | 0 | 0 | 0 | 1 | 0 | 0 | 0 | 0 | 0 | 0 | 0 | 0 | 0 | 0 | 0 | 0 | 0 | 0 | 0 | 0 | 0 | 0 | 0 | 0 | 0 | 0 | 0 | 0 | 0 | 0 | 0 | 0 | 0 | 0 | 0 | 0 | 0 | 0 |  | 0 | 0 | 0 | 0 | 0 | 0 | 0 | 0 | 0 | 0 | 0 | 10 | 0 | 0 | 1 | 0 | 2 | 0 | 0 | 0 | 0 | 0 | 0 | 0 | 0 | 0 | 0 | 0 | 0 | 1 | 0 | 0 | 0 | 0 | 0 | 0 | 3.859 | 102.156 | 280.6464 | Kasson Jct-Heinz 115 kV line | Kasson Jct-Heinz 115 kV line | Kasson Jct-Heinz 115 kV line |  | 0 | 0 | 0 | 0 | 0 | 0 | 3.859 | 102.156 | 280.6464 | Kasson Jct-Heinz 115 kV line | Kasson Jct-Heinz 115 kV line | Kasson Jct-Heinz 115 kV line |  | 1 | 1 | NO | 1 | 1 | 1 | NO | 1
PG&E Greater Bay Study Area | Piercy | 115 | 0 | 0 | 0 | 0 | 0 | 0 | 0 | 0 | 0 | 0 | 0 | 0 | 0 | 0 | 0 | 0 | 0 | 0 | 0 | 0 | 0 | 0 | 0 | 0 | 0 | 0 | 0 | 0 | 0 | 0 | 0 | 0 | 0 | 0 | 0 | 0 | 0 | 0 | 0 | 0 | 0 | 0 | 0 | 0 | 0 | 0 | 0 | 0 | 0 | 0 | 0 | 0 | 0 | 0 | 0 | 0 | 0 | 0 | 0 | 0 | 1 | 0 | 0 | 0 | 1 | 0 | 0 | 0 | 0 | 0 | 0 | 1 | 1 | 0 | 0 | 0 | 0 | 0 | 0 | 0 | 0 | 0 | 0 | 0 | 0 | 0 | 0 | 0 | 0 | 0 | 0 | 0 | 0 | 0 | 0 | 0 | 0 | 0 | 0 | 0 | 0 | 0 | 0 | 0 | 0 | 0 | 0 | 1 |  | 0 | 0 | 0 | 0 | 0 | 0 | 0 | 0 | 0 | 0 | 0 | 0 | 0 | 0 | 0 | 0 | 0 | 0 | 0 | 0 | 0 | 0 | 0 | 0 | 0 | 0 | 0 | 0 | 0 | 0 | 1 | 0 | 1 | 0 | 0 | 0 | -349.3 | -18.55 | 975.5 | Morganhill-Metcalf 115kV Line | Morganhill-Metcalf 115kV Line | Morganhill-Metcalf 115kV Line |  | 0 | 0 | 0 | 0 | 0 | 0 | 362.7 | 693.45 | 975.5 | Morganhill-Metcalf 115kV Line | Morganhill-Metcalf 115kV Line | Morganhill-Metcalf 115kV Line |  | 5 | 1 | YES | 2 | 1 | 1 | NO | 1
PG&E Fresno Study Area | Pine Flat | 230 | 0 | 0 | 0 | 0 | 0 | 0 | 0 | 0 | 0 | 0 | 0 | 0 | 0 | 0 | 0 | 0 | 0 | 0 | 0 | 0 | 0 | 0 | 0 | 0 | 0 | 0 | 0 | 0 | 0 | 0 | 0 | 0 | 0 | 0 | 0 | 0 | 0 | 0 | 0 | 0 | 0 | 0 | 0 | 0 | 0 | 0 | 0 | 0 | 0 | 0 | 1 | 0 | 0 | 0 | 0 | 0 | 0 | 0 | 0 | 0 | 0 | 0 | 0 | 0 | 0 | 0 | 0 | 0 | 0 | 0 | 0 | 0 | 0 | 0 | 0 | 0 | 1 | 0 | 0 | 0 | 0 | 0 | 0 | 0 | 0 | 1 | 1 | 1 | 1 | 1 | 1 | 1 | 1 | 1 | 1 | 1 | 0 | 1 | 1 | 0 | 0 | 1 | 0 | 0 | 0 | 1 | 0 | 4 |  | 0 | 0 | 0 | 0 | 0 | 0 | 0 | 0 | 0 | 0 | 0 | 0 | 0 | 0 | 0 | 0 | 8 | 0 | 0 | 0 | 0 | 0 | 0 | 0 | 0 | 0 | 0 | 0 | 0 | 1 | 5 | 1 | 5 | 1 | 0 | 0 | -2895.395 | -1843.223 | 299.4102 | Midway-Q2005 230kV Line | Midway-Q2005 230kV Line | Panoche- Mendota 115 kV line |  | 0 | 1 | 0 | 1 | 0 | 0 | -392.082 | -48.5717 | 299.4102 | Moss Landing-Las Aguilas 230 kV Line | Moss Landing-Las Aguilas 230 kV Line | Panoche- Mendota 115 kV line |  | 5 | 4 | YES | 4 | 1 | 1 | NO | 1
SCE North of Lugo Study Area | Pisgah | 230 | 0 | 0 | 0 | 0 | 0 | 0 | 0 | 0 | 0 | 0 | 0 | 0 | 0 | 0 | 0 | 0 | 1 | 1 | 0 | 0 | 0 | 0 | 0 | 0 | 0 | 0 | 0 | 0 | 0 | 0 | 0 | 0 | 0 | 0 | 0 | 0 | 0 | 0 | 0 | 0 | 0 | 0 | 0 | 0 | 0 | 0 | 0 | 0 | 0 | 0 | 0 | 0 | 0 | 0 | 0 | 0 | 0 | 0 | 0 | 0 | 0 | 0 | 0 | 0 | 0 | 0 | 0 | 0 | 0 | 0 | 0 | 0 | 0 | 0 | 0 | 0 | 0 | 0 | 0 | 0 | 0 | 0 | 0 | 0 | 0 | 0 | 0 | 0 | 0 | 0 | 0 | 0 | 0 | 0 | 0 | 0 | 0 | 0 | 0 | 0 | 0 | 0 | 0 | 0 | 0 | 0 | 0 | 1 |  | 0 | 0 | 0 | 0 | 0 | 0 | 0 | 0 | 0 | 0 | 0 | 0 | 0 | 0 | 0 | 0 | 0 | 250 | 50 | 0 | 0 | 0 | 0 | 0 | 80 | 200 | 0 | 115 | 0 | 1 | 0 | 0 | 0 | 0 | 0 | 0 | 13.67 | 219.49 | 531.9 | Calcite to Lugo Area Constraint | Calcite to Lugo Area Constraint | Calcite to Lugo Area Constraint |  | 0 | 0 | 0 | 0 | 0 | 0 | 13.67 | 219.49 | 531.9 | Calcite to Lugo Area Constraint | Calcite to Lugo Area Constraint | Calcite to Lugo Area Constraint |  | 1 | 1 | NO | 1 | 1 | 1 | NO | 1
PG&E North of Greater Bay Study Area | Pit 1 | 230 | 0 | 0 | 0 | 0 | 0 | 0 | 0 | 0 | 0 | 0 | 0 | 0 | 0 | 0 | 0 | 0 | 0 | 0 | 0 | 0 | 0 | 0 | 0 | 0 | 0 | 0 | 0 | 0 | 0 | 0 | 0 | 0 | 0 | 0 | 0 | 0 | 0 | 0 | 0 | 0 | 0 | 0 | 0 | 0 | 1 | 0 | 0 | 0 | 1 | 0 | 0 | 0 | 0 | 0 | 0 | 0 | 0 | 0 | 0 | 0 | 0 | 0 | 0 | 0 | 0 | 0 | 0 | 0 | 0 | 0 | 0 | 0 | 0 | 0 | 0 | 0 | 0 | 0 | 0 | 0 | 0 | 0 | 0 | 0 | 0 | 0 | 0 | 0 | 0 | 0 | 0 | 0 | 0 | 0 | 0 | 0 | 0 | 0 | 0 | 0 | 0 | 0 | 0 | 0 | 0 | 0 | 0 | 0 |  | 0 | 0 | 0 | 0 | 0 | 0 | 0 | 0 | 0 | 0 | 0 | 0 | 0 | 0 | 0 | 0 | 0 | 0 | 0 | 0 | 0 | 0 | 0 | 0 | 0 | 0 | 0 | 0 | 0 | 0 | 2 | 0 | 2 | 0 | 0 | 0 | -1886.4315 | -134.2303 | 57 | Vaca Dixon-Tesla 500kV Line | Vaca Dixon-Tesla 500kV Line | Carberry-Round Mountain 230kV Line |  | 1 | 0 | 0 | 0 | 0 | 0 | -93 | 7.4 | 82 | Carberry-Round Mountain 230kV Line | Carberry-Round Mountain 230kV Line | Carberry-Round Mountain 230kV Line |  | 5 | 5 | NO | 5 | 1 | 1 | NO | 1
PG&E North of Greater Bay Study Area | New Sub - Pit 1 - Cottonwood (Proposed) | 230 | 0 | 0 | 0 | 0 | 0 | 0 | 0 | 0 | 0 | 0 | 0 | 0 | 0 | 0 | 0 | 0 | 0 | 0 | 0 | 0 | 0 | 0 | 0 | 0 | 0 | 0 | 0 | 0 | 0 | 0 | 0 | 0 | 0 | 0 | 0 | 0 | 0 | 0 | 0 | 0 | 0 | 0 | 0 | 0 | 1 | 0 | 0 | 0 | 1 | 0 | 0 | 0 | 0 | 0 | 0 | 0 | 0 | 0 | 0 | 0 | 0 | 0 | 0 | 0 | 0 | 0 | 0 | 0 | 0 | 0 | 0 | 0 | 0 | 0 | 0 | 0 | 0 | 0 | 0 | 0 | 0 | 0 | 0 | 0 | 0 | 0 | 0 | 0 | 0 | 0 | 0 | 0 | 0 | 0 | 0 | 0 | 0 | 0 | 0 | 0 | 0 | 0 | 0 | 0 | 0 | 0 | 0 | 0 |  | 0 | 0 | 0 | 0 | 0 | 0 | 0 | 0 | 0 | 0 | 0 | 0 | 0 | 0 | 0 | 0 | 0 | 200 | 10 | 0 | 0 | 0 | 0 | 0 | 0 | 0 | 0 | 0 | 0 | 1 | 2 | 0 | 2 | 0 | 0 | 0 | -1886.4315 | -134.2303 | 57 | Vaca Dixon-Tesla 500kV Line | Vaca Dixon-Tesla 500kV Line | Carberry-Round Mountain 230kV Line |  | 1 | 0 | 0 | 0 | 0 | 0 | -93 | 7.4 | 82 | Carberry-Round Mountain 230kV Line | Carberry-Round Mountain 230kV Line | Carberry-Round Mountain 230kV Line |  | 5 | 5 | NO | 5 | 1 | 1 | NO | 1
PG&E North of Greater Bay Study Area | Pit 4 | 230 | 0 | 0 | 0 | 0 | 0 | 0 | 0 | 0 | 0 | 0 | 0 | 0 | 0 | 0 | 0 | 0 | 0 | 0 | 0 | 0 | 0 | 0 | 0 | 0 | 0 | 0 | 0 | 0 | 0 | 0 | 0 | 0 | 0 | 0 | 0 | 0 | 0 | 0 | 0 | 0 | 0 | 0 | 0 | 0 | 1 | 0 | 0 | 0 | 0 | 0 | 0 | 0 | 0 | 0 | 0 | 0 | 0 | 0 | 0 | 0 | 0 | 0 | 0 | 0 | 0 | 0 | 0 | 0 | 0 | 0 | 0 | 0 | 0 | 0 | 0 | 0 | 0 | 0 | 0 | 0 | 0 | 0 | 0 | 0 | 0 | 0 | 0 | 0 | 0 | 0 | 0 | 0 | 0 | 0 | 0 | 0 | 0 | 0 | 0 | 0 | 0 | 0 | 0 | 0 | 0 | 0 | 0 | 0 |  | 0 | 0 | 0 | 0 | 0 | 0 | 0 | 0 | 0 | 0 | 0 | 0 | 0 | 0 | 0 | 0 | 0 | 0 | 0 | 0 | 0 | 0 | 0 | 0 | 0 | 0 | 0 | 0 | 0 | 0 | 1 | 0 | 1 | 0 | 0 | 0 | -1886.4315 | -134.2303 | 1728.5998 | Vaca Dixon-Tesla 500kV Line | Vaca Dixon-Tesla 500kV Line | Vaca Dixon-Tesla 500kV Line |  | 0 | 0 | 0 | 0 | 0 | 0 | 6758.5685 | 8510.7697 | 1728.5998 | Vaca Dixon-Tesla 500kV Line | Vaca Dixon-Tesla 500kV Line | Vaca Dixon-Tesla 500kV Line |  | 5 | 1 | YES | 2 | 1 | 1 | NO | 1
PG&E Greater Bay Study Area | Pittsburg | 230 | 0 | 0 | 0 | 0 | 0 | 0 | 0 | 0 | 0 | 0 | 0 | 0 | 0 | 0 | 0 | 0 | 0 | 0 | 0 | 0 | 0 | 0 | 0 | 0 | 0 | 0 | 0 | 0 | 0 | 0 | 0 | 0 | 0 | 0 | 0 | 0 | 0 | 0 | 0 | 0 | 0 | 0 | 0 | 1 | 1 | 0 | 0 | 0 | 0 | 0 | 0 | 0 | 0 | 0 | 1 | 1 | 0 | 1 | 1 | 1 | 1 | 0 | 0 | 1 | 1 | 0 | 0 | 0 | 0 | 0 | 0 | 0 | 0 | 1 | 0 | 0 | 0 | 0 | 0 | 0 | 0 | 0 | 0 | 0 | 0 | 0 | 0 | 0 | 0 | 0 | 0 | 0 | 0 | 0 | 0 | 0 | 0 | 0 | 0 | 0 | 0 | 0 | 0 | 0 | 0 | 0 | 0 | 3 |  | 0 | 0 | 0 | 0 | 0 | 0 | 0 | 0 | 0 | 0 | 0 | 200 | 0 | 0 | 1 | 0 | 0 | 0 | 0 | 0 | 0 | 0 | 0 | 0 | 0 | 0 | 0 | 0 | 0 | 0 | 2 | 0 | 1 | 0 | 0 | 0 | -1886.4315 | -134.2303 | 653.0393 | Vaca Dixon-Tesla 500kV Line | Vaca Dixon-Tesla 500kV Line | Windmaster-Delta pumps 230 kV line |  | 0 | 0 | 0 | 0 | 0 | 0 | 179.5473 | 668.0163 | 653.0393 | Contra Costa- Windmaster 230 kV line | Contra Costa- Windmaster 230 kV line | Windmaster-Delta pumps 230 kV line |  | 5 | 1 | YES | 2 | 1 | 1 | NO | 1
PG&E Greater Bay Study Area | Pittsburg | 115 | 0 | 0 | 0 | 0 | 0 | 0 | 0 | 0 | 0 | 0 | 0 | 0 | 0 | 0 | 0 | 0 | 0 | 0 | 0 | 0 | 0 | 0 | 0 | 0 | 0 | 0 | 0 | 0 | 0 | 0 | 0 | 0 | 0 | 0 | 0 | 0 | 0 | 0 | 0 | 0 | 0 | 0 | 0 | 1 | 1 | 0 | 0 | 0 | 0 | 0 | 0 | 0 | 0 | 0 | 1 | 1 | 0 | 1 | 1 | 0 | 1 | 0 | 0 | 0 | 1 | 0 | 0 | 0 | 0 | 0 | 0 | 0 | 0 | 1 | 0 | 0 | 0 | 0 | 0 | 0 | 0 | 0 | 0 | 0 | 0 | 0 | 0 | 0 | 0 | 0 | 0 | 0 | 0 | 0 | 0 | 0 | 0 | 0 | 0 | 0 | 0 | 0 | 0 | 0 | 0 | 0 | 0 | 3 |  | 0 | 0 | 0 | 0 | 0 | 0 | 0 | 0 | 0 | 0 | 0 | 0 | 0 | 0 | 0 | 0 | 0 | 0 | 0 | 0 | 0 | 0 | 0 | 0 | 0 | 0 | 0 | 0 | 0 | 0 | 2 | 0 | 1 | 0 | 0 | 0 | -1886.4315 | -134.2303 | 653.0393 | Vaca Dixon-Tesla 500kV Line | Vaca Dixon-Tesla 500kV Line | Windmaster-Delta pumps 230 kV line |  | 0 | 0 | 0 | 0 | 0 | 0 | 864.5167 | 2130.9944 | 653.0393 | Tesla-Bellota 230 kV line | Dumbarton-Newark 115 kV line | Windmaster-Delta pumps 230 kV line |  | 5 | 1 | YES | 2 | 1 | 1 | NO | 1
PG&E North of Greater Bay Study Area | Placerville | 115 | 0 | 0 | 0 | 0 | 0 | 0 | 0 | 0 | 0 | 0 | 0 | 0 | 0 | 0 | 0 | 0 | 0 | 0 | 0 | 0 | 0 | 0 | 0 | 0 | 0 | 0 | 0 | 0 | 0 | 0 | 0 | 0 | 0 | 0 | 0 | 0 | 0 | 0 | 0 | 0 | 0 | 0 | 0 | 0 | 1 | 0 | 0 | 0 | 0 | 0 | 1 | 1 | 1 | 0 | 0 | 0 | 0 | 0 | 0 | 0 | 0 | 0 | 0 | 0 | 1 | 1 | 0 | 0 | 0 | 0 | 0 | 0 | 0 | 0 | 0 | 0 | 0 | 0 | 0 | 0 | 0 | 0 | 0 | 0 | 0 | 0 | 0 | 0 | 0 | 0 | 0 | 0 | 0 | 0 | 0 | 0 | 0 | 0 | 0 | 0 | 0 | 0 | 0 | 0 | 0 | 0 | 0 | 0 |  | 0 | 0 | 0 | 0 | 0 | 0 | 0 | 0 | 0 | 0 | 0 | 0 | 0 | 0 | 0 | 0 | 2 | 0 | 0 | 0 | 0 | 0 | 0 | 1 | 0 | 0 | 0 | 0 | 0 | 1 | 1 | 0 | 1 | 0 | 0 | 0 | -1886.4315 | -134.2303 | 462.265 | Vaca Dixon-Tesla 500kV Line | Vaca Dixon-Tesla 500kV Line | Rio Oso-Brighton 230kV line |  | 0 | 0 | 0 | 0 | 0 | 0 | 164.1265 | 356.0745 | 462.265 | Bellota-Weber 230kV line | Rio Oso-Brighton 230kV line | Rio Oso-Brighton 230kV line |  | 5 | 1 | YES | 2 | 1 | 1 | NO | 1
PG&E North of Greater Bay Study Area | Pleasant Grove | 115 | 0 | 0 | 0 | 0 | 0 | 0 | 0 | 0 | 0 | 0 | 0 | 0 | 0 | 0 | 0 | 0 | 0 | 0 | 0 | 0 | 0 | 0 | 0 | 0 | 0 | 0 | 0 | 0 | 0 | 0 | 0 | 0 | 0 | 0 | 0 | 0 | 0 | 0 | 0 | 0 | 0 | 0 | 0 | 0 | 1 | 0 | 0 | 1 | 0 | 0 | 1 | 1 | 1 | 0 | 0 | 0 | 0 | 0 | 0 | 0 | 0 | 0 | 0 | 0 | 1 | 1 | 0 | 0 | 0 | 0 | 0 | 0 | 0 | 0 | 0 | 0 | 0 | 0 | 0 | 0 | 0 | 0 | 0 | 0 | 0 | 0 | 0 | 0 | 0 | 0 | 0 | 0 | 0 | 0 | 0 | 0 | 0 | 0 | 0 | 0 | 0 | 0 | 0 | 0 | 0 | 0 | 0 | 0 |  | 0 | 0 | 0 | 0 | 0 | 0 | 0 | 0 | 0 | 0 | 0 | 0 | 0 | 0 | 0 | 0 | 0 | 0 | 0 | 0 | 0 | 0 | 0 | 2.75 | 0 | 0 | 0 | 0 | 0 | 1 | 1 | 0 | 1 | 0 | 0 | 0 | -1886.4315 | -134.2303 | 462.265 | Vaca Dixon-Tesla 500kV Line | Vaca Dixon-Tesla 500kV Line | Rio Oso-Brighton 230kV line |  | 0 | 0 | 0 | 0 | 0 | 0 | 164.1265 | 356.0745 | 462.265 | Bellota-Weber 230kV line | Rio Oso-Brighton 230kV line | Rio Oso-Brighton 230kV line |  | 5 | 1 | YES | 2 | 1 | 1 | NO | 1
PG&E North of Greater Bay Study Area | POE | 230 | 0 | 0 | 0 | 0 | 0 | 0 | 0 | 0 | 0 | 0 | 0 | 0 | 0 | 0 | 0 | 0 | 0 | 0 | 0 | 0 | 0 | 0 | 0 | 0 | 0 | 0 | 0 | 0 | 0 | 0 | 0 | 0 | 0 | 0 | 0 | 0 | 0 | 0 | 0 | 0 | 0 | 0 | 0 | 0 | 1 | 0 | 0 | 0 | 0 | 1 | 0 | 0 | 0 | 0 | 0 | 0 | 0 | 0 | 0 | 0 | 0 | 0 | 0 | 0 | 0 | 0 | 0 | 0 | 0 | 0 | 0 | 0 | 0 | 0 | 0 | 0 | 0 | 0 | 0 | 0 | 0 | 0 | 0 | 0 | 0 | 0 | 0 | 0 | 0 | 0 | 0 | 0 | 0 | 0 | 0 | 0 | 0 | 0 | 0 | 0 | 0 | 0 | 0 | 0 | 0 | 0 | 0 | 0 |  | 0 | 0 | 0 | 0 | 0 | 0 | 0 | 0 | 0 | 0 | 0 | 0 | 0 | 0 | 0 | 0 | 0 | 0 | 0 | 0 | 0 | 0 | 0 | 0 | 0 | 0 | 0 | 0 | 0 | 0 | 1 | 0 | 1 | 0 | 0 | 0 | -1886.4315 | -134.2303 | 266.795 | Vaca Dixon-Tesla 500kV Line | Vaca Dixon-Tesla 500kV Line | Rocklin-Pleaseant grove 115kV line |  | 0 | 0 | 0 | 0 | 0 | 0 | 0.1925 | 32.3255 | 266.795 | Rocklin-Pleaseant grove 115kV line | Rocklin-Pleaseant grove 115kV line | Rocklin-Pleaseant grove 115kV line |  | 5 | 1 | YES | 2 | 1 | 1 | NO | 1
SDG&E Study Area | Point Loma | 69 | 0 | 0 | 0 | 0 | 0 | 0 | 0 | 0 | 0 | 0 | 0 | 0 | 0 | 0 | 0 | 0 | 0 | 0 | 0 | 0 | 0 | 0 | 0 | 0 | 0 | 0 | 0 | 0 | 0 | 0 | 0 | 0 | 1 | 0 | 0 | 0 | 0 | 0 | 0 | 0 | 0 | 0 | 0 | 0 | 0 | 0 | 0 | 0 | 0 | 0 | 0 | 0 | 0 | 0 | 0 | 0 | 0 | 0 | 0 | 0 | 0 | 0 | 0 | 0 | 0 | 0 | 0 | 0 | 0 | 0 | 0 | 0 | 0 | 0 | 0 | 0 | 0 | 0 | 0 | 0 | 0 | 0 | 0 | 0 | 0 | 0 | 0 | 0 | 0 | 0 | 0 | 0 | 0 | 0 | 0 | 0 | 0 | 0 | 0 | 0 | 0 | 0 | 0 | 0 | 0 | 0 | 0 | 1 |  | 0 | 0 | 0 | 0 | 0 | 0 | 0 | 0 | 0 | 0 | 0 | 0 | 0 | 0 | 0 | 0 | 0 | 0 | 0 | 0 | 0 | 0 | 0 | 0 | 0 | 0 | 0 | 0 | 0 | 0 | 0 | 1 | 0 | 0 | 0 | 0 | -112.055 | 1261.055 | 2253.85 | Internal San Diego Area constraint | Internal San Diego Area constraint | Internal San Diego Area constraint |  | 0 | 1 | 0 | 0 | 0 | 0 | -112.055 | 1261.055 | 2253.85 | Internal San Diego Area constraint | Internal San Diego Area constraint | Internal San Diego Area constraint |  | 3 | 3 | NO | 3 | 1 | 1 | NO | 1
SDG&E Study Area | Pomerado | 69 | 0 | 0 | 0 | 0 | 0 | 0 | 0 | 0 | 0 | 0 | 0 | 0 | 0 | 0 | 0 | 0 | 0 | 0 | 0 | 0 | 0 | 0 | 0 | 0 | 0 | 0 | 0 | 0 | 0 | 0 | 0 | 0 | 1 | 0 | 0 | 0 | 0 | 0 | 0 | 0 | 0 | 0 | 0 | 0 | 0 | 0 | 0 | 0 | 0 | 0 | 0 | 0 | 0 | 0 | 0 | 0 | 0 | 0 | 0 | 0 | 0 | 0 | 0 | 0 | 0 | 0 | 0 | 0 | 0 | 0 | 0 | 0 | 0 | 0 | 0 | 0 | 0 | 0 | 0 | 0 | 0 | 0 | 0 | 0 | 0 | 0 | 0 | 0 | 0 | 0 | 0 | 0 | 0 | 0 | 0 | 0 | 0 | 0 | 0 | 0 | 0 | 0 | 0 | 0 | 0 | 0 | 0 | 1 |  | 0 | 0 | 0 | 0 | 0 | 0 | 0 | 0 | 0 | 0 | 0 | 0 | 0 | 0 | 0 | 0 | 0 | 0 | 0 | 0 | 0 | 0 | 0 | 0 | 0 | 0 | 100 | 0 | 0 | 1 | 0 | 1 | 0 | 0 | 0 | 0 | -112.055 | 1261.055 | 2253.85 | Internal San Diego Area constraint | Internal San Diego Area constraint | Internal San Diego Area constraint |  | 0 | 1 | 0 | 0 | 0 | 0 | -112.055 | 1261.055 | 2253.85 | Internal San Diego Area constraint | Internal San Diego Area constraint | Internal San Diego Area constraint |  | 3 | 3 | NO | 3 | 1 | 1 | NO | 1
PG&E Kern Study Area | Poso Mountain | 115 | 0 | 0 | 0 | 0 | 0 | 0 | 0 | 0 | 0 | 0 | 0 | 0 | 0 | 0 | 0 | 0 | 0 | 0 | 0 | 0 | 0 | 0 | 0 | 0 | 0 | 0 | 0 | 0 | 0 | 0 | 0 | 0 | 0 | 0 | 0 | 0 | 0 | 0 | 0 | 0 | 0 | 0 | 0 | 0 | 0 | 0 | 0 | 0 | 0 | 0 | 0 | 0 | 0 | 0 | 0 | 0 | 0 | 0 | 0 | 0 | 0 | 0 | 0 | 0 | 0 | 0 | 0 | 0 | 0 | 0 | 0 | 0 | 0 | 0 | 0 | 0 | 1 | 0 | 1 | 0 | 0 | 0 | 1 | 1 | 0 | 1 | 1 | 0 | 0 | 0 | 0 | 0 | 0 | 0 | 0 | 0 | 0 | 0 | 0 | 0 | 0 | 0 | 0 | 0 | 0 | 0 | 0 | 0 |  | 0 | 0 | 0 | 0 | 0 | 0 | 0 | 0 | 0 | 0 | 0 | 0 | 0 | 0 | 0 | 0 | 0 | 0 | 0 | 0 | 0 | 0 | 0 | 3.8 | 0 | 0 | 0 | 0 | 0 | 1 | 3 | 0 | 3 | 0 | 0 | 0 | -2895.395 | -1843.223 | 254.8922 | Midway-Q2005 230kV Line | Midway-Q2005 230kV Line | Semitropic-Midway 115kV Line |  | 0 | 0 | 0 | 0 | 0 | 0 | 70.518 | 66.2401 | 254.8922 | Semitropic-Midway 115kV Line | Semitropic-Midway 115kV Line | Semitropic-Midway 115kV Line |  | 5 | 1 | YES | 2 | 1 | 1 | NO | 1
East of Pisgah Study Area | Primm | 230 | 0 | 0 | 0 | 0 | 0 | 0 | 0 | 0 | 0 | 0 | 0 | 0 | 0 | 0 | 0 | 0 | 0 | 0 | 0 | 0 | 0 | 0 | 0 | 0 | 0 | 0 | 0 | 0 | 1 | 0 | 0 | 0 | 0 | 0 | 0 | 0 | 0 | 0 | 0 | 0 | 0 | 0 | 0 | 0 | 0 | 0 | 0 | 0 | 0 | 0 | 0 | 0 | 0 | 0 | 0 | 0 | 0 | 0 | 0 | 0 | 0 | 0 | 0 | 0 | 0 | 0 | 0 | 0 | 0 | 0 | 0 | 0 | 0 | 0 | 0 | 0 | 0 | 0 | 0 | 0 | 0 | 0 | 0 | 0 | 0 | 0 | 0 | 0 | 0 | 0 | 0 | 0 | 0 | 0 | 0 | 0 | 0 | 0 | 0 | 0 | 0 | 0 | 0 | 0 | 0 | 0 | 0 | 0 |  | 0 | 0 | 0 | 0 | 0 | 0 | 0 | 0 | 0 | 0 | 0 | 0 | 0 | 0 | 0 | 0 | 0 | 0 | 0 | 0 | 0 | 0 | 0 | 0 | 0 | 0 | 200 | 0 | 0 | 1 | 1 | 0 | 0 | 0 | 0 | 0 | -6146.0908 | 600.4204 | 3670.387 | Lugo - Victorville area constraint | Lugo - Victorville area constraint | Lugo - Victorville area constraint |  | 0 | 0 | 0 | 0 | 0 | 0 | 653.9092 | 7400.4204 | 10470.387 | Lugo - Victorville area constraint | Lugo - Victorville area constraint | Lugo - Victorville area constraint |  | 5 | 1 | YES | 2 | 1 | 1 | NO | 1
PG&E North of Greater Bay Study Area | Putah Creek | 115 | 0 | 0 | 0 | 0 | 0 | 0 | 0 | 0 | 0 | 0 | 0 | 0 | 0 | 0 | 0 | 0 | 0 | 0 | 0 | 0 | 0 | 0 | 0 | 0 | 0 | 0 | 0 | 0 | 0 | 0 | 0 | 0 | 0 | 0 | 0 | 0 | 0 | 0 | 0 | 0 | 0 | 0 | 0 | 0 | 1 | 0 | 0 | 0 | 0 | 0 | 0 | 0 | 0 | 0 | 0 | 0 | 0 | 0 | 1 | 1 | 1 | 0 | 0 | 0 | 0 | 0 | 0 | 0 | 0 | 0 | 0 | 0 | 0 | 0 | 1 | 0 | 0 | 0 | 0 | 0 | 0 | 0 | 0 | 0 | 0 | 0 | 0 | 0 | 0 | 0 | 0 | 0 | 0 | 0 | 0 | 0 | 0 | 0 | 0 | 0 | 0 | 0 | 0 | 0 | 0 | 0 | 0 | 0 |  | 0 | 0 | 0 | 0 | 0 | 0 | 0 | 0 | 0 | 0 | 0 | 0 | 0 | 0 | 0 | 0 | 0 | 0 | 0 | 0 | 0 | 0 | 0 | 6.85 | 0 | 3 | 3 | 0 | 0 | 1 | 3 | 0 | 1 | 0 | 0 | 0 | -1886.4315 | -134.2303 | 653.0393 | Vaca Dixon-Tesla 500kV Line | Vaca Dixon-Tesla 500kV Line | Windmaster-Delta pumps 230 kV line |  | 0 | 0 | 0 | 0 | 0 | 0 | 179.5473 | 668.0163 | 653.0393 | Contra Costa- Windmaster 230 kV line | Contra Costa- Windmaster 230 kV line | Windmaster-Delta pumps 230 kV line |  | 5 | 1 | YES | 2 | 1 | 1 | NO | 1
SDG&E Study Area | Q1806 Switchyard | 138 | 0 | 0 | 0 | 0 | 0 | 0 | 0 | 0 | 0 | 0 | 0 | 0 | 0 | 0 | 0 | 0 | 0 | 0 | 0 | 0 | 0 | 0 | 0 | 0 | 0 | 0 | 0 | 0 | 0 | 1 | 0 | 0 | 0 | 0 | 0 | 0 | 0 | 0 | 0 | 0 | 0 | 1 | 1 | 0 | 0 | 0 | 0 | 0 | 0 | 0 | 0 | 0 | 0 | 0 | 0 | 0 | 0 | 0 | 0 | 0 | 0 | 0 | 0 | 0 | 0 | 0 | 0 | 0 | 0 | 0 | 0 | 0 | 0 | 0 | 0 | 0 | 0 | 0 | 0 | 0 | 0 | 0 | 0 | 0 | 0 | 0 | 0 | 0 | 0 | 0 | 0 | 0 | 0 | 0 | 0 | 0 | 0 | 0 | 0 | 0 | 0 | 0 | 0 | 0 | 0 | 0 | 0 | 0 |  | 0 | 0 | 0 | 0 | 0 | 0 | 0 | 0 | 0 | 0 | 0 | 0 | 0 | 0 | 0 | 0 | 0 | 0 | 0 | 0 | 0 | 0 | 0 | 0 | 0 | 0 | 0 | 0 | 0 | 0 | 1 | 0 | 0 | 0 | 0 | 0 | -445.35 | 326 | 851 | Talega 230 kV constraint | Trabuco-Capistrano 138 kV constraint | Trabuco-Capistrano 138 kV constraint |  | 0 | 0 | 0 | 0 | 0 | 0 | 151 | 326 | 851 | Trabuco-Capistrano 138 kV constraint | Trabuco-Capistrano 138 kV constraint | Trabuco-Capistrano 138 kV constraint |  | 5 | 1 | YES | 2 | 1 | 1 | NO | 1
PG&E Fresno Study Area | Quinto | 230 | 0 | 0 | 0 | 0 | 0 | 0 | 0 | 0 | 0 | 0 | 0 | 0 | 0 | 0 | 0 | 0 | 0 | 0 | 0 | 0 | 0 | 0 | 0 | 0 | 0 | 0 | 0 | 0 | 0 | 0 | 0 | 0 | 0 | 0 | 0 | 0 | 0 | 0 | 0 | 0 | 0 | 0 | 0 | 0 | 0 | 0 | 0 | 0 | 0 | 0 | 0 | 0 | 0 | 0 | 0 | 0 | 0 | 0 | 0 | 0 | 0 | 0 | 0 | 0 | 0 | 0 | 0 | 0 | 0 | 0 | 0 | 0 | 0 | 0 | 0 | 0 | 0 | 0 | 0 | 0 | 0 | 0 | 0 | 0 | 0 | 1 | 0 | 0 | 0 | 0 | 0 | 1 | 0 | 0 | 0 | 0 | 0 | 0 | 0 | 0 | 0 | 0 | 0 | 0 | 0 | 0 | 0 | 1 |  | 0 | 0 | 0 | 0 | 0 | 0 | 0 | 0 | 0 | 0 | 0 | 0 | 0 | 0 | 0 | 0 | 0 | 0 | 0 | 0 | 0 | 0 | 0 | 0 | 121 | 0 | 0 | 0 | 0 | 1 | 1 | 0 | 1 | 0 | 0 | 0 | -1193.768 | -455.9559 | 2481.0075 | Gates 500/230kV TB #12 | Gates 500/230kV TB #12 | Los Banos 500/230kV TB |  | 0 | 0 | 0 | 0 | 0 | 0 | 4293.643 | 5455.4633 | 2481.0075 | Los Banos 500/230kV TB | Los Banos 500/230kV TB | Los Banos 500/230kV TB |  | 5 | 1 | YES | 2 | 1 | 1 | NO | 1
PG&E Greater Bay Study Area | Race Track | 115 | 0 | 0 | 0 | 0 | 0 | 0 | 0 | 0 | 0 | 0 | 0 | 0 | 0 | 0 | 0 | 0 | 0 | 0 | 0 | 0 | 0 | 0 | 0 | 0 | 0 | 0 | 0 | 0 | 0 | 0 | 0 | 0 | 0 | 0 | 0 | 0 | 0 | 0 | 0 | 0 | 0 | 0 | 0 | 0 | 0 | 0 | 0 | 0 | 0 | 0 | 1 | 0 | 0 | 0 | 0 | 0 | 0 | 0 | 0 | 0 | 1 | 0 | 1 | 0 | 1 | 0 | 0 | 0 | 0 | 0 | 0 | 0 | 0 | 1 | 0 | 0 | 0 | 0 | 0 | 0 | 0 | 0 | 0 | 0 | 0 | 0 | 0 | 0 | 0 | 0 | 0 | 0 | 0 | 0 | 0 | 0 | 0 | 0 | 0 | 0 | 0 | 0 | 0 | 0 | 0 | 0 | 0 | 0 |  | 0 | 0 | 0 | 0 | 0 | 0 | 0 | 0 | 0 | 0 | 0 | 0 | 0 | 0 | 0 | 0 | 0 | 0 | 0 | 0 | 0 | 0 | 0 | 0 | 0 | 0 | 0 | 0 | 0 | 0 | 0 | 0 | 0 | 0 | 0 | 0 | 3.859 | 102.156 | 280.6464 | Kasson Jct-Heinz 115 kV line | Kasson Jct-Heinz 115 kV line | Kasson Jct-Heinz 115 kV line |  | 0 | 0 | 0 | 0 | 0 | 0 | 3.859 | 102.156 | 280.6464 | Kasson Jct-Heinz 115 kV line | Kasson Jct-Heinz 115 kV line | Kasson Jct-Heinz 115 kV line |  | 1 | 1 | NO | 1 | 1 | 1 | NO | 1
SDG&E Study Area | Rancho Mission Viejo | 138 | 0 | 0 | 0 | 0 | 0 | 0 | 0 | 0 | 0 | 0 | 0 | 0 | 0 | 0 | 0 | 0 | 0 | 0 | 0 | 0 | 0 | 0 | 0 | 0 | 0 | 0 | 0 | 0 | 0 | 1 | 0 | 0 | 0 | 0 | 0 | 0 | 0 | 0 | 0 | 0 | 0 | 1 | 1 | 0 | 0 | 0 | 0 | 0 | 0 | 0 | 0 | 0 | 0 | 0 | 0 | 0 | 0 | 0 | 0 | 0 | 0 | 0 | 0 | 0 | 0 | 0 | 0 | 0 | 0 | 0 | 0 | 0 | 0 | 0 | 0 | 0 | 0 | 0 | 0 | 0 | 0 | 0 | 0 | 0 | 0 | 0 | 0 | 0 | 0 | 0 | 0 | 0 | 0 | 0 | 0 | 0 | 0 | 0 | 0 | 0 | 0 | 0 | 0 | 0 | 0 | 0 | 0 | 0 |  | 0 | 0 | 0 | 0 | 0 | 0 | 0 | 0 | 0 | 0 | 0 | 0 | 0 | 0 | 0 | 0 | 0 | 0 | 0 | 0 | 0 | 0 | 0 | 0 | 0 | 0 | 0 | 0 | 0 | 0 | 1 | 0 | 0 | 0 | 0 | 0 | -445.35 | 326 | 851 | Talega 230 kV constraint | Trabuco-Capistrano 138 kV constraint | Trabuco-Capistrano 138 kV constraint |  | 0 | 0 | 0 | 0 | 0 | 0 | 151 | 326 | 851 | Trabuco-Capistrano 138 kV constraint | Trabuco-Capistrano 138 kV constraint | Trabuco-Capistrano 138 kV constraint |  | 5 | 1 | YES | 2 | 1 | 1 | NO | 1
PG&E North of Greater Bay Study Area | New Sub - Rancho Seco - Bellota (Proposed) | 230 | 0 | 0 | 0 | 0 | 0 | 0 | 0 | 0 | 0 | 0 | 0 | 0 | 0 | 0 | 0 | 0 | 0 | 0 | 0 | 0 | 0 | 0 | 0 | 0 | 0 | 0 | 0 | 0 | 0 | 0 | 0 | 0 | 0 | 0 | 0 | 0 | 0 | 0 | 0 | 0 | 0 | 0 | 0 | 0 | 0 | 0 | 0 | 0 | 0 | 0 | 1 | 0 | 0 | 0 | 0 | 0 | 0 | 0 | 0 | 0 | 0 | 0 | 0 | 0 | 1 | 1 | 0 | 0 | 0 | 0 | 0 | 0 | 0 | 0 | 0 | 0 | 0 | 0 | 0 | 0 | 0 | 0 | 0 | 0 | 0 | 0 | 0 | 0 | 0 | 0 | 0 | 1 | 0 | 0 | 0 | 0 | 0 | 0 | 0 | 0 | 0 | 1 | 0 | 0 | 0 | 0 | 0 | 1 |  | 0 | 0 | 0 | 0 | 0 | 0 | 0 | 0 | 0 | 0 | 0 | 0 | 0 | 0 | 0 | 0 | 0 | 0 | 0 | 0 | 0 | 0 | 0 | 0 | 0 | 0 | 0 | 0 | 0 | 0 | 0 | 0 | 0 | 0 | 0 | 0 | 164.1265 | 522.21 | 555.15 | Bellota-Weber 230kV line | Oro Loma-El Nido 115kV Line | Oro Loma-El Nido 115kV Line |  | 0 | 0 | 0 | 0 | 0 | 0 | 164.1265 | 522.21 | 555.15 | Bellota-Weber 230kV line | Oro Loma-El Nido 115kV Line | Oro Loma-El Nido 115kV Line |  | 1 | 1 | NO | 1 | 1 | 1 | NO | 1
SCE Metro Study Area | Rancho Vista | 500 | 0 | 0 | 0 | 0 | 0 | 0 | 0 | 0 | 0 | 0 | 0 | 0 | 1 | 0 | 0 | 0 | 0 | 0 | 0 | 0 | 0 | 0 | 0 | 0 | 0 | 0 | 0 | 0 | 0 | 0 | 0 | 0 | 0 | 0 | 0 | 0 | 0 | 0 | 0 | 0 | 0 | 0 | 0 | 0 | 0 | 0 | 0 | 0 | 0 | 0 | 0 | 0 | 0 | 0 | 0 | 0 | 0 | 0 | 0 | 0 | 0 | 0 | 0 | 0 | 0 | 0 | 0 | 0 | 0 | 0 | 0 | 0 | 0 | 0 | 0 | 0 | 0 | 0 | 0 | 0 | 0 | 0 | 0 | 0 | 0 | 0 | 0 | 0 | 0 | 0 | 0 | 0 | 0 | 0 | 0 | 0 | 0 | 0 | 0 | 0 | 0 | 0 | 0 | 0 | 0 | 0 | 0 | 0 |  | 0 | 0 | 0 | 0 | 0 | 0 | 0 | 0 | 0 | 0 | 0 | 0 | 0 | 0 | 0 | 0 | 0 | 0 | 0 | 0 | 0 | 0 | 0 | 0 | 0 | 0 | 0 | 0 | 0 | 0 | 0 | 0 | 0 | 0 | 0 | 0 | 11262.334 | 12489.753 | 16184.43 | SCE Metro Area Default Constraint | SCE Metro Area Default Constraint | SCE Metro Area Default Constraint |  | 0 | 0 | 0 | 0 | 0 | 0 | 11262.334 | 12489.753 | 16184.43 | SCE Metro Area Default Constraint | SCE Metro Area Default Constraint | SCE Metro Area Default Constraint |  | 1 | 1 | NO | 1 | 1 | 1 | NO | 1
SCE Metro Study Area | Rancho Vista | 230 | 0 | 0 | 0 | 0 | 0 | 0 | 0 | 0 | 0 | 0 | 0 | 0 | 1 | 0 | 0 | 0 | 0 | 0 | 0 | 0 | 0 | 0 | 0 | 0 | 0 | 0 | 0 | 0 | 0 | 0 | 0 | 0 | 0 | 0 | 0 | 0 | 0 | 0 | 0 | 0 | 0 | 0 | 0 | 0 | 0 | 0 | 0 | 0 | 0 | 0 | 0 | 0 | 0 | 0 | 0 | 0 | 0 | 0 | 0 | 0 | 0 | 0 | 0 | 0 | 0 | 0 | 0 | 0 | 0 | 0 | 0 | 0 | 0 | 0 | 0 | 0 | 0 | 0 | 0 | 0 | 0 | 0 | 0 | 0 | 0 | 0 | 0 | 0 | 0 | 0 | 0 | 0 | 0 | 0 | 0 | 0 | 0 | 0 | 0 | 0 | 0 | 0 | 0 | 0 | 0 | 0 | 0 | 0 |  | 0 | 0 | 0 | 0 | 0 | 0 | 0 | 0 | 0 | 0 | 0 | 0 | 0 | 0 | 0 | 0 | 0 | 0 | 0 | 0 | 0 | 0 | 0 | 0 | 0 | 0 | 0 | 0 | 0 | 0 | 0 | 0 | 0 | 0 | 0 | 0 | 11262.334 | 12489.753 | 16184.43 | SCE Metro Area Default Constraint | SCE Metro Area Default Constraint | SCE Metro Area Default Constraint |  | 0 | 0 | 0 | 0 | 0 | 0 | 11262.334 | 12489.753 | 16184.43 | SCE Metro Area Default Constraint | SCE Metro Area Default Constraint | SCE Metro Area Default Constraint |  | 1 | 1 | NO | 1 | 1 | 1 | NO | 1
SCE North of Lugo Study Area | Ransburg | 115 | 0 | 0 | 0 | 0 | 0 | 0 | 0 | 0 | 0 | 0 | 0 | 0 | 0 | 0 | 1 | 1 | 1 | 0 | 0 | 0 | 0 | 0 | 0 | 0 | 0 | 0 | 0 | 0 | 0 | 0 | 0 | 0 | 0 | 0 | 0 | 0 | 0 | 0 | 0 | 0 | 0 | 0 | 0 | 0 | 0 | 0 | 0 | 0 | 0 | 0 | 0 | 0 | 0 | 0 | 0 | 0 | 0 | 0 | 0 | 0 | 0 | 0 | 0 | 0 | 0 | 0 | 0 | 0 | 0 | 0 | 0 | 0 | 0 | 0 | 0 | 0 | 0 | 0 | 0 | 0 | 0 | 0 | 0 | 0 | 0 | 0 | 0 | 0 | 0 | 0 | 0 | 0 | 0 | 0 | 0 | 0 | 0 | 0 | 0 | 0 | 0 | 0 | 0 | 0 | 0 | 0 | 0 | 3 |  | 0 | 0 | 0 | 0 | 0 | 0 | 0 | 0 | 0 | 0 | 0 | 0 | 0 | 0 | 0 | 0 | 0 | 0 | 0 | 0 | 0 | 0 | 0 | 0 | 0 | 0 | 0 | 0 | 0 | 0 | 0 | 0 | 0 | 0 | 0 | 0 | 926.352 | 1338.609 | 1210.9 | Lugo Transformer Area Constraint | Lugo Transformer Area Constraint | Kramer to Victor Area Constraint |  | 0 | 0 | 0 | 0 | 0 | 0 | 926.352 | 1338.609 | 1210.9 | Lugo Transformer Area Constraint | Lugo Transformer Area Constraint | Kramer to Victor Area Constraint |  | 1 | 1 | NO | 1 | 1 | 1 | NO | 1
SCE Northern Area | Rector | 230 | 1 | 0 | 1 | 0 | 0 | 1 | 1 | 1 | 0 | 0 | 0 | 0 | 0 | 0 | 0 | 0 | 0 | 0 | 0 | 0 | 0 | 0 | 0 | 0 | 0 | 0 | 0 | 0 | 1 | 0 | 0 | 0 | 0 | 0 | 0 | 0 | 0 | 0 | 0 | 0 | 0 | 0 | 0 | 0 | 0 | 0 | 0 | 0 | 0 | 0 | 0 | 0 | 0 | 0 | 0 | 0 | 0 | 0 | 0 | 0 | 0 | 0 | 0 | 0 | 0 | 0 | 0 | 0 | 0 | 0 | 0 | 0 | 0 | 0 | 0 | 0 | 0 | 0 | 0 | 0 | 0 | 0 | 0 | 0 | 0 | 0 | 0 | 0 | 0 | 0 | 0 | 0 | 0 | 0 | 0 | 0 | 0 | 0 | 0 | 0 | 0 | 0 | 0 | 0 | 0 | 0 | 0 | 0 |  | 0 | 0 | 0 | 0 | 0 | 0 | 0 | 0 | 3.5 | 0 | 0 | 0 | 0 | 0 | 1 | 0 | 0 | 0 | 0 | 0 | 0 | 0 | 0 | 3 | 0 | 0 | 0 | 0 | 0 | 1 | 3 | 0 | 2 | 0 | 0 | 0 | -6146.0908 | -113.0121 | 1447.509 | Lugo - Victorville area constraint | South of Magunden Constraint | South of Magunden Constraint |  | 2 | 0 | 2 | 0 | 0 | 0 | -659.6838 | -113.0121 | 1447.509 | South of Magunden Constraint | South of Magunden Constraint | South of Magunden Constraint |  | 5 | 5 | NO | 5 | 1 | 1 | NO | 1
SCE Eastern Study Area | Red Bluff | 500 | 0 | 0 | 0 | 0 | 0 | 0 | 0 | 0 | 0 | 0 | 0 | 0 | 0 | 0 | 0 | 0 | 0 | 0 | 0 | 0 | 0 | 1 | 0 | 1 | 0 | 1 | 0 | 0 | 1 | 0 | 0 | 0 | 0 | 0 | 0 | 0 | 0 | 0 | 0 | 0 | 0 | 0 | 0 | 0 | 0 | 0 | 0 | 0 | 0 | 0 | 0 | 0 | 0 | 0 | 0 | 0 | 0 | 0 | 0 | 0 | 0 | 0 | 0 | 0 | 0 | 0 | 0 | 0 | 0 | 0 | 0 | 0 | 0 | 0 | 0 | 0 | 0 | 0 | 0 | 0 | 0 | 0 | 0 | 0 | 0 | 0 | 0 | 0 | 0 | 0 | 0 | 0 | 0 | 0 | 0 | 0 | 0 | 0 | 0 | 0 | 0 | 0 | 0 | 0 | 0 | 0 | 0 | 2 |  | 0 | 0 | 0 | 0 | 0 | 0 | 0 | 0 | 0 | 0 | 250 | 125 | 0 | 0 | 1 | 0 | 0 | 0 | 0 | 0 | 0 | 0 | 0 | 0 | 0 | 550 | 375 | 200 | 0 | 1 | 1 | 2 | 1 | 0 | 0 | 0 | -6514.967 | -537.3375 | 3670.387 | Devers-Red Bluff Constraint | Devers-Red Bluff Constraint | Lugo - Victorville area constraint |  | 0 | 2 | 1 | 0 | 0 | 0 | -6514.967 | -537.3375 | 8655.538 | Devers-Red Bluff Constraint | Devers-Red Bluff Constraint | Devers-Red Bluff Constraint |  | 5 | 5 | NO | 5 | 1 | 1 | NO | 1
SCE Eastern Study Area | Red Bluff | 230 | 0 | 0 | 0 | 0 | 0 | 0 | 0 | 0 | 0 | 0 | 0 | 0 | 0 | 0 | 0 | 0 | 0 | 0 | 0 | 0 | 0 | 0 | 0 | 0 | 1 | 0 | 0 | 0 | 0 | 0 | 0 | 0 | 0 | 0 | 0 | 0 | 0 | 0 | 0 | 0 | 0 | 0 | 0 | 0 | 0 | 0 | 0 | 0 | 0 | 0 | 0 | 0 | 0 | 0 | 0 | 0 | 0 | 0 | 0 | 0 | 0 | 0 | 0 | 0 | 0 | 0 | 0 | 0 | 0 | 0 | 0 | 0 | 0 | 0 | 0 | 0 | 0 | 0 | 0 | 0 | 0 | 0 | 0 | 0 | 0 | 0 | 0 | 0 | 0 | 0 | 0 | 0 | 0 | 0 | 0 | 0 | 0 | 0 | 0 | 0 | 0 | 0 | 0 | 0 | 0 | 0 | 0 | 0 |  | 0 | 0 | 0 | 0 | 0 | 0 | 0 | 0 | 0 | 0 | 250 | 280 | 0 | 0 | 1 | 0 | 0 | 0 | 0 | 0 | 0 | 0 | 0 | 0 | 100 | 463.5 | 416 | 0 | 0 | 1 | 0 | 0 | 0 | 0 | 0 | 0 | 15.4 | 331.3 | 2110.5 | Red Bluff 500/230 kV Constraint | Red Bluff 500/230 kV Constraint | Red Bluff 500/230 kV Constraint |  | 0 | 0 | 0 | 0 | 0 | 0 | 15.4 | 331.3 | 2110.5 | Red Bluff 500/230 kV Constraint | Red Bluff 500/230 kV Constraint | Red Bluff 500/230 kV Constraint |  | 1 | 1 | NO | 1 | 1 | 1 | NO | 1
SCE Metro Study Area | Redondo | 230 | 0 | 0 | 0 | 0 | 0 | 0 | 0 | 0 | 0 | 0 | 1 | 1 | 1 | 0 | 0 | 0 | 0 | 0 | 0 | 0 | 0 | 0 | 0 | 0 | 0 | 0 | 0 | 0 | 0 | 0 | 0 | 0 | 0 | 0 | 0 | 0 | 0 | 0 | 0 | 0 | 0 | 0 | 0 | 0 | 0 | 0 | 0 | 0 | 0 | 0 | 0 | 0 | 0 | 0 | 0 | 0 | 0 | 0 | 0 | 0 | 0 | 0 | 0 | 0 | 0 | 0 | 0 | 0 | 0 | 0 | 0 | 0 | 0 | 0 | 0 | 0 | 0 | 0 | 0 | 0 | 0 | 0 | 0 | 0 | 0 | 0 | 0 | 0 | 0 | 0 | 0 | 0 | 0 | 0 | 0 | 0 | 0 | 0 | 0 | 0 | 0 | 0 | 0 | 0 | 0 | 0 | 0 | 0 |  | 0 | 0 | 0 | 0 | 0 | 0 | 0 | 0 | 0 | 0 | 0 | 0 | 0 | 0 | 0 | 0 | 0 | 0 | 0 | 0 | 0 | 0 | 0 | 0 | 0 | 0 | 0 | 0 | 0 | 0 | 0 | 0 | 0 | 0 | 0 | 0 | 2889.234 | 3209.703 | 4183.53 | Hinson - Del Amo Constraint | Hinson - Del Amo Constraint | Hinson - Del Amo Constraint |  | 0 | 0 | 0 | 0 | 0 | 0 | 2889.234 | 3209.703 | 4183.53 | Hinson - Del Amo Constraint | Hinson - Del Amo Constraint | Hinson - Del Amo Constraint |  | 1 | 1 | NO | 1 | 1 | 1 | NO | 1
PG&E Kern Study Area | Renfro | 115 | 0 | 0 | 0 | 0 | 0 | 0 | 0 | 0 | 0 | 0 | 0 | 0 | 0 | 0 | 0 | 0 | 0 | 0 | 0 | 0 | 0 | 0 | 0 | 0 | 0 | 0 | 0 | 0 | 0 | 0 | 0 | 0 | 0 | 0 | 0 | 0 | 0 | 0 | 0 | 0 | 0 | 0 | 0 | 0 | 0 | 0 | 0 | 0 | 0 | 0 | 0 | 0 | 0 | 0 | 0 | 0 | 0 | 0 | 0 | 0 | 0 | 0 | 0 | 0 | 0 | 0 | 0 | 0 | 0 | 0 | 0 | 0 | 0 | 0 | 0 | 1 | 1 | 0 | 0 | 0 | 0 | 0 | 1 | 0 | 0 | 1 | 1 | 0 | 0 | 0 | 0 | 0 | 0 | 0 | 0 | 0 | 0 | 0 | 0 | 0 | 0 | 0 | 0 | 0 | 0 | 0 | 0 | 0 |  | 0 | 0 | 0 | 0 | 0 | 0 | 0 | 0 | 0 | 0 | 0 | 0 | 0 | 0 | 0 | 0 | 0 | 0 | 0 | 0 | 0 | 0 | 0 | 0 | 0 | 0 | 0 | 0 | 0 | 0 | 4 | 0 | 4 | 0 | 0 | 0 | -2895.395 | -1843.223 | 596.3058 | Midway-Q2005 230kV Line | Midway-Q2005 230kV Line | Oceano-Calendar 115kV line |  | 0 | 0 | 0 | 0 | 0 | 0 | 489.506 | 821.2582 | 826.3058 | Oceano-Calendar 115kV line | Oceano-Calendar 115kV line | Oceano-Calendar 115kV line |  | 5 | 1 | YES | 2 | 1 | 1 | NO | 1
PG&E Greater Bay Study Area | Richmond | 115 | 0 | 0 | 0 | 0 | 0 | 0 | 0 | 0 | 0 | 0 | 0 | 0 | 0 | 0 | 0 | 0 | 0 | 0 | 0 | 0 | 0 | 0 | 0 | 0 | 0 | 0 | 0 | 0 | 0 | 0 | 0 | 0 | 0 | 0 | 0 | 0 | 0 | 0 | 0 | 0 | 0 | 0 | 0 | 1 | 1 | 0 | 0 | 0 | 0 | 0 | 0 | 0 | 0 | 0 | 1 | 1 | 0 | 1 | 1 | 1 | 1 | 0 | 0 | 1 | 1 | 0 | 1 | 0 | 0 | 0 | 0 | 0 | 0 | 1 | 0 | 0 | 0 | 0 | 0 | 0 | 0 | 0 | 0 | 0 | 0 | 0 | 0 | 0 | 0 | 0 | 0 | 0 | 0 | 0 | 0 | 0 | 0 | 0 | 0 | 0 | 0 | 0 | 0 | 0 | 0 | 0 | 0 | 3 |  | 0 | 0 | 0 | 0 | 0 | 0 | 0 | 0 | 0 | 0 | 0 | 0 | 0 | 0 | 0 | 0 | 0 | 0 | 0 | 0 | 0 | 0 | 0 | 2.7 | 0 | 0 | 0 | 0 | 0 | 1 | 2 | 0 | 1 | 0 | 0 | 0 | -1886.4315 | -134.2303 | 653.0393 | Vaca Dixon-Tesla 500kV Line | Vaca Dixon-Tesla 500kV Line | Windmaster-Delta pumps 230 kV line |  | 0 | 0 | 0 | 0 | 0 | 0 | 179.5473 | 668.0163 | 653.0393 | Contra Costa- Windmaster 230 kV line | Contra Costa- Windmaster 230 kV line | Windmaster-Delta pumps 230 kV line |  | 5 | 1 | YES | 2 | 1 | 1 | NO | 1
PG&E North of Greater Bay Study Area | Rincon | 115 | 0 | 0 | 0 | 0 | 0 | 0 | 0 | 0 | 0 | 0 | 0 | 0 | 0 | 0 | 0 | 0 | 0 | 0 | 0 | 0 | 0 | 0 | 0 | 0 | 0 | 0 | 0 | 0 | 0 | 0 | 0 | 0 | 0 | 0 | 0 | 0 | 0 | 0 | 0 | 0 | 0 | 0 | 0 | 0 | 0 | 0 | 1 | 0 | 0 | 0 | 0 | 0 | 0 | 0 | 0 | 0 | 0 | 0 | 0 | 0 | 0 | 0 | 0 | 0 | 0 | 0 | 0 | 0 | 0 | 0 | 0 | 0 | 0 | 0 | 0 | 0 | 0 | 0 | 0 | 0 | 0 | 0 | 0 | 0 | 0 | 0 | 0 | 0 | 0 | 0 | 0 | 0 | 0 | 0 | 0 | 0 | 0 | 0 | 0 | 0 | 0 | 0 | 0 | 0 | 0 | 0 | 0 | 0 |  | 0 | 0 | 0 | 0 | 0 | 0 | 0 | 0 | 0 | 0 | 0 | 0 | 0 | 0 | 0 | 0 | 0 | 0 | 0 | 0 | 0 | 0 | 0 | 0 | 0 | 0 | 0 | 0 | 0 | 0 | 0 | 0 | 0 | 0 | 0 | 0 | 1348.544 | 1417.4902 | 1431.3072 | Cortina-Eagle Rock 115 kV line | Cortina-Eagle Rock 115 kV line | Cortina-Eagle Rock 115 kV line |  | 0 | 0 | 0 | 0 | 0 | 0 | 1348.544 | 1417.4902 | 1431.3072 | Cortina-Eagle Rock 115 kV line | Cortina-Eagle Rock 115 kV line | Cortina-Eagle Rock 115 kV line |  | 1 | 1 | NO | 1 | 1 | 1 | NO | 1
PG&E Kern Study Area | Rio Bravo | 115 | 0 | 0 | 0 | 0 | 0 | 0 | 0 | 0 | 0 | 0 | 0 | 0 | 0 | 0 | 0 | 0 | 0 | 0 | 0 | 0 | 0 | 0 | 0 | 0 | 0 | 0 | 0 | 0 | 0 | 0 | 0 | 0 | 0 | 0 | 0 | 0 | 0 | 0 | 0 | 0 | 0 | 0 | 0 | 0 | 0 | 0 | 0 | 0 | 0 | 0 | 0 | 0 | 0 | 0 | 0 | 0 | 0 | 0 | 0 | 0 | 0 | 0 | 0 | 0 | 0 | 0 | 0 | 0 | 0 | 0 | 0 | 0 | 0 | 0 | 0 | 1 | 1 | 0 | 0 | 0 | 0 | 0 | 1 | 0 | 0 | 1 | 1 | 0 | 0 | 0 | 0 | 0 | 0 | 0 | 0 | 0 | 0 | 0 | 0 | 0 | 0 | 0 | 0 | 0 | 0 | 0 | 0 | 0 |  | 0 | 0 | 0 | 0 | 0 | 0 | 0 | 0 | 0 | 0 | 0 | 0 | 0 | 0 | 0 | 0 | 0 | 0 | 0 | 0 | 0 | 0 | 0 | 0 | 0 | 0 | 0 | 0 | 0 | 0 | 4 | 0 | 4 | 0 | 0 | 0 | -2895.395 | -1843.223 | 596.3058 | Midway-Q2005 230kV Line | Midway-Q2005 230kV Line | Oceano-Calendar 115kV line |  | 0 | 0 | 0 | 0 | 0 | 0 | 489.506 | 821.2582 | 826.3058 | Oceano-Calendar 115kV line | Oceano-Calendar 115kV line | Oceano-Calendar 115kV line |  | 5 | 1 | YES | 2 | 1 | 1 | NO | 1
SCE Metro Study Area | Rio Hondo | 230 | 0 | 0 | 0 | 0 | 0 | 0 | 0 | 0 | 0 | 0 | 1 | 0 | 1 | 0 | 0 | 0 | 0 | 0 | 0 | 0 | 0 | 0 | 0 | 0 | 0 | 0 | 0 | 0 | 0 | 0 | 0 | 0 | 0 | 0 | 0 | 0 | 0 | 0 | 0 | 0 | 0 | 0 | 0 | 0 | 0 | 0 | 0 | 0 | 0 | 0 | 0 | 0 | 0 | 0 | 0 | 0 | 0 | 0 | 0 | 0 | 0 | 0 | 0 | 0 | 0 | 0 | 0 | 0 | 0 | 0 | 0 | 0 | 0 | 0 | 0 | 0 | 0 | 0 | 0 | 0 | 0 | 0 | 0 | 0 | 0 | 0 | 0 | 0 | 0 | 0 | 0 | 0 | 0 | 0 | 0 | 0 | 0 | 0 | 0 | 0 | 0 | 0 | 0 | 0 | 0 | 0 | 0 | 0 |  | 0 | 0 | 0 | 0 | 0 | 0 | 0 | 0 | 0 | 0 | 0 | 0 | 0 | 0 | 0 | 0 | 0 | 0 | 0 | 0 | 0 | 0 | 0 | 0 | 0 | 0 | 0 | 0 | 0 | 0 | 0 | 0 | 0 | 0 | 0 | 0 | 5071.734 | 5878.953 | 8313.03 | Del Amo - Barre Area Constraint | Del Amo - Barre Area Constraint | Del Amo - Barre Area Constraint |  | 0 | 0 | 0 | 0 | 0 | 0 | 5071.734 | 5878.953 | 8313.03 | Del Amo - Barre Area Constraint | Del Amo - Barre Area Constraint | Del Amo - Barre Area Constraint |  | 1 | 1 | NO | 1 | 1 | 1 | NO | 1
PG&E North of Greater Bay Study Area | Rio Oso | 230 | 0 | 0 | 0 | 0 | 0 | 0 | 0 | 0 | 0 | 0 | 0 | 0 | 0 | 0 | 0 | 0 | 0 | 0 | 0 | 0 | 0 | 0 | 0 | 0 | 0 | 0 | 0 | 0 | 0 | 0 | 0 | 0 | 0 | 0 | 0 | 0 | 0 | 0 | 0 | 0 | 0 | 0 | 0 | 0 | 1 | 1 | 0 | 1 | 0 | 1 | 1 | 1 | 1 | 0 | 0 | 0 | 0 | 0 | 0 | 0 | 0 | 0 | 0 | 0 | 1 | 1 | 0 | 0 | 0 | 0 | 0 | 0 | 0 | 0 | 0 | 0 | 0 | 0 | 0 | 0 | 0 | 0 | 0 | 0 | 0 | 0 | 0 | 0 | 0 | 0 | 0 | 0 | 0 | 0 | 0 | 0 | 0 | 0 | 0 | 0 | 0 | 0 | 0 | 0 | 0 | 0 | 0 | 0 |  | 0 | 0 | 0 | 0 | 0 | 0 | 0 | 0 | 0 | 0 | 0 | 0 | 0 | 0 | 0 | 0 | 0 | 0 | 0 | 0 | 0 | 0 | 0 | 0 | 0 | 0 | 0 | 0 | 0 | 0 | 1 | 0 | 1 | 0 | 0 | 0 | -1886.4315 | -134.2303 | 74.98 | Vaca Dixon-Tesla 500kV Line | Vaca Dixon-Tesla 500kV Line | Woodland- Davis 115kV line |  | 0 | 0 | 0 | 0 | 0 | 0 | 0.1925 | 32.3255 | 74.98 | Rocklin-Pleaseant grove 115kV line | Rocklin-Pleaseant grove 115kV line | Woodland- Davis 115kV line |  | 5 | 1 | YES | 2 | 1 | 1 | NO | 1
PG&E North of Greater Bay Study Area | Rio Oso | 115 | 0 | 0 | 0 | 0 | 0 | 0 | 0 | 0 | 0 | 0 | 0 | 0 | 0 | 0 | 0 | 0 | 0 | 0 | 0 | 0 | 0 | 0 | 0 | 0 | 0 | 0 | 0 | 0 | 0 | 0 | 0 | 0 | 0 | 0 | 0 | 0 | 0 | 0 | 0 | 0 | 0 | 0 | 0 | 0 | 1 | 1 | 0 | 1 | 0 | 1 | 1 | 1 | 1 | 0 | 0 | 0 | 0 | 0 | 0 | 0 | 0 | 0 | 0 | 0 | 1 | 1 | 0 | 0 | 0 | 0 | 0 | 0 | 0 | 0 | 0 | 0 | 0 | 0 | 0 | 0 | 0 | 0 | 0 | 0 | 0 | 0 | 0 | 0 | 0 | 0 | 0 | 0 | 0 | 0 | 0 | 0 | 0 | 0 | 0 | 0 | 0 | 0 | 0 | 0 | 0 | 0 | 0 | 0 |  | 0 | 0 | 0 | 0 | 0 | 0 | 0 | 0 | 0 | 0 | 0 | 0 | 0 | 0 | 0 | 0 | 0 | 0 | 0 | 0 | 0 | 0 | 0 | 0 | 0 | 0 | 0 | 0 | 0 | 0 | 1 | 0 | 1 | 0 | 0 | 0 | -1886.4315 | -134.2303 | 74.98 | Vaca Dixon-Tesla 500kV Line | Vaca Dixon-Tesla 500kV Line | Woodland- Davis 115kV line |  | 0 | 0 | 0 | 0 | 0 | 0 | 0.1925 | 32.3255 | 74.98 | Rocklin-Pleaseant grove 115kV line | Rocklin-Pleaseant grove 115kV line | Woodland- Davis 115kV line |  | 5 | 1 | YES | 2 | 1 | 1 | NO | 1
PG&E Greater Bay Study Area | Ripon | 115 | 0 | 0 | 0 | 0 | 0 | 0 | 0 | 0 | 0 | 0 | 0 | 0 | 0 | 0 | 0 | 0 | 0 | 0 | 0 | 0 | 0 | 0 | 0 | 0 | 0 | 0 | 0 | 0 | 0 | 0 | 0 | 0 | 0 | 0 | 0 | 0 | 0 | 0 | 0 | 0 | 0 | 0 | 0 | 0 | 0 | 0 | 0 | 0 | 0 | 0 | 1 | 0 | 0 | 0 | 0 | 0 | 0 | 0 | 0 | 0 | 1 | 0 | 1 | 0 | 1 | 0 | 0 | 0 | 1 | 0 | 0 | 0 | 0 | 1 | 0 | 0 | 0 | 0 | 0 | 0 | 0 | 0 | 0 | 0 | 0 | 0 | 0 | 0 | 0 | 0 | 0 | 0 | 0 | 0 | 0 | 0 | 0 | 0 | 0 | 0 | 0 | 0 | 0 | 0 | 0 | 0 | 0 | 0 |  | 0 | 0 | 0 | 0 | 0 | 0 | 0 | 0 | 0 | 0 | 0 | 0 | 0 | 0 | 0 | 0 | 0 | 0 | 0 | 0 | 0 | 0 | 0 | 2.6 | 0 | 0 | 50 | 0 | 0 | 1 | 0 | 0 | 0 | 0 | 0 | 0 | 3.859 | 102.156 | 280.6464 | Kasson Jct-Heinz 115 kV line | Kasson Jct-Heinz 115 kV line | Kasson Jct-Heinz 115 kV line |  | 0 | 0 | 0 | 0 | 0 | 0 | 3.859 | 102.156 | 280.6464 | Kasson Jct-Heinz 115 kV line | Kasson Jct-Heinz 115 kV line | Kasson Jct-Heinz 115 kV line |  | 1 | 1 | NO | 1 | 1 | 1 | NO | 1
PG&E Greater Bay Study Area | Riverbank | 115 | 0 | 0 | 0 | 0 | 0 | 0 | 0 | 0 | 0 | 0 | 0 | 0 | 0 | 0 | 0 | 0 | 0 | 0 | 0 | 0 | 0 | 0 | 0 | 0 | 0 | 0 | 0 | 0 | 0 | 0 | 0 | 0 | 0 | 0 | 0 | 0 | 0 | 0 | 0 | 0 | 0 | 0 | 0 | 0 | 0 | 0 | 0 | 0 | 0 | 0 | 0 | 0 | 0 | 0 | 0 | 0 | 0 | 0 | 0 | 0 | 0 | 0 | 1 | 0 | 0 | 0 | 0 | 0 | 0 | 0 | 0 | 0 | 0 | 0 | 0 | 0 | 0 | 0 | 0 | 0 | 0 | 0 | 0 | 0 | 0 | 0 | 0 | 0 | 0 | 0 | 0 | 0 | 0 | 0 | 0 | 0 | 0 | 0 | 0 | 0 | 0 | 0 | 0 | 0 | 0 | 0 | 0 | 0 |  | 0 | 0 | 0 | 0 | 0 | 0 | 0 | 0 | 0 | 0 | 0 | 0 | 0 | 0 | 0 | 0 | 0 | 0 | 0 | 0 | 0 | 0 | 0 | 0 | 0 | 0 | 0 | 0 | 0 | 0 | 0 | 0 | 0 | 0 | 0 | 0 | 3.859 | 102.156 | 280.6464 | Kasson Jct-Heinz 115 kV line | Kasson Jct-Heinz 115 kV line | Kasson Jct-Heinz 115 kV line |  | 0 | 0 | 0 | 0 | 0 | 0 | 3.859 | 102.156 | 280.6464 | Kasson Jct-Heinz 115 kV line | Kasson Jct-Heinz 115 kV line | Kasson Jct-Heinz 115 kV line |  | 1 | 1 | NO | 1 | 1 | 1 | NO | 1
SCE North of Lugo Study Area | Roadway | 115 | 0 | 0 | 0 | 0 | 0 | 0 | 0 | 0 | 0 | 0 | 0 | 0 | 0 | 0 | 1 | 1 | 1 | 0 | 0 | 0 | 0 | 0 | 0 | 0 | 0 | 0 | 0 | 0 | 0 | 0 | 0 | 0 | 0 | 0 | 0 | 0 | 0 | 0 | 0 | 0 | 0 | 0 | 0 | 0 | 0 | 0 | 0 | 0 | 0 | 0 | 0 | 0 | 0 | 0 | 0 | 0 | 0 | 0 | 0 | 0 | 0 | 0 | 0 | 0 | 0 | 0 | 0 | 0 | 0 | 0 | 0 | 0 | 0 | 0 | 0 | 0 | 0 | 0 | 0 | 0 | 0 | 0 | 0 | 0 | 0 | 0 | 0 | 0 | 0 | 0 | 0 | 0 | 0 | 0 | 0 | 0 | 0 | 0 | 0 | 0 | 0 | 0 | 0 | 0 | 0 | 0 | 0 | 3 |  | 0 | 0 | 0 | 0 | 0 | 0 | 0 | 0 | 3 | 0 | 0 | 0 | 0 | 0 | 1 | 0 | 0 | 0 | 0 | 0 | 0 | 0 | 0 | 0 | 211 | 10 | 100 | 10 | 0 | 1 | 0 | 0 | 0 | 0 | 0 | 0 | 926.352 | 1338.609 | 1210.9 | Lugo Transformer Area Constraint | Lugo Transformer Area Constraint | Kramer to Victor Area Constraint |  | 0 | 0 | 0 | 0 | 0 | 0 | 926.352 | 1338.609 | 1210.9 | Lugo Transformer Area Constraint | Lugo Transformer Area Constraint | Kramer to Victor Area Constraint |  | 1 | 1 | NO | 1 | 1 | 1 | NO | 1
PG&E Greater Bay Study Area | Rossmoor | 230 | 0 | 0 | 0 | 0 | 0 | 0 | 0 | 0 | 0 | 0 | 0 | 0 | 0 | 0 | 0 | 0 | 0 | 0 | 0 | 0 | 0 | 0 | 0 | 0 | 0 | 0 | 0 | 0 | 0 | 0 | 0 | 0 | 0 | 0 | 0 | 0 | 0 | 0 | 0 | 0 | 0 | 0 | 0 | 0 | 1 | 0 | 0 | 0 | 0 | 0 | 0 | 0 | 0 | 0 | 0 | 0 | 0 | 0 | 1 | 1 | 1 | 0 | 0 | 1 | 1 | 0 | 0 | 0 | 0 | 0 | 0 | 0 | 0 | 1 | 0 | 0 | 0 | 0 | 0 | 0 | 0 | 0 | 0 | 0 | 0 | 0 | 0 | 0 | 0 | 0 | 0 | 0 | 0 | 0 | 0 | 0 | 0 | 0 | 0 | 0 | 0 | 0 | 0 | 0 | 0 | 0 | 0 | 0 |  | 0 | 0 | 0 | 0 | 0 | 0 | 0 | 0 | 0 | 0 | 0 | 0 | 0 | 0 | 0 | 0 | 0 | 0 | 0 | 0 | 0 | 0 | 0 | 0 | 0 | 0 | 0 | 0 | 0 | 0 | 2 | 0 | 1 | 0 | 0 | 0 | -1886.4315 | -134.2303 | 653.0393 | Vaca Dixon-Tesla 500kV Line | Vaca Dixon-Tesla 500kV Line | Windmaster-Delta pumps 230 kV line |  | 0 | 0 | 0 | 0 | 0 | 0 | 179.5473 | 668.0163 | 653.0393 | Contra Costa- Windmaster 230 kV line | Contra Costa- Windmaster 230 kV line | Windmaster-Delta pumps 230 kV line |  | 5 | 1 | YES | 2 | 1 | 1 | NO | 1
PG&E North of Greater Bay Study Area | Round Mountain | 500 | 0 | 0 | 0 | 0 | 0 | 0 | 0 | 0 | 0 | 0 | 0 | 0 | 0 | 0 | 0 | 0 | 0 | 0 | 0 | 0 | 0 | 0 | 0 | 0 | 0 | 0 | 0 | 0 | 0 | 0 | 0 | 0 | 0 | 0 | 0 | 0 | 0 | 0 | 0 | 0 | 0 | 0 | 0 | 0 | 1 | 0 | 0 | 0 | 0 | 0 | 0 | 0 | 0 | 0 | 0 | 0 | 0 | 0 | 0 | 0 | 0 | 0 | 0 | 0 | 0 | 0 | 0 | 0 | 0 | 0 | 0 | 0 | 0 | 0 | 0 | 0 | 0 | 0 | 0 | 0 | 0 | 0 | 0 | 0 | 0 | 0 | 0 | 0 | 0 | 0 | 0 | 0 | 0 | 0 | 0 | 0 | 0 | 0 | 0 | 0 | 0 | 0 | 0 | 0 | 0 | 0 | 0 | 0 |  | 0 | 0 | 0 | 0 | 0 | 0 | 0 | 0 | 0 | 0 | 0 | 0 | 0 | 0 | 0 | 0 | 0 | 0 | 0 | 0 | 0 | 0 | 0 | 0 | 0 | 0 | 0 | 0 | 0 | 0 | 1 | 0 | 1 | 0 | 0 | 0 | -1886.4315 | -134.2303 | 1728.5998 | Vaca Dixon-Tesla 500kV Line | Vaca Dixon-Tesla 500kV Line | Vaca Dixon-Tesla 500kV Line |  | 0 | 0 | 0 | 0 | 0 | 0 | 6758.5685 | 8510.7697 | 1728.5998 | Vaca Dixon-Tesla 500kV Line | Vaca Dixon-Tesla 500kV Line | Vaca Dixon-Tesla 500kV Line |  | 5 | 1 | YES | 2 | 1 | 1 | NO | 1
PG&E North of Greater Bay Study Area | Round Mountain | 230 | 0 | 0 | 0 | 0 | 0 | 0 | 0 | 0 | 0 | 0 | 0 | 0 | 0 | 0 | 0 | 0 | 0 | 0 | 0 | 0 | 0 | 0 | 0 | 0 | 0 | 0 | 0 | 0 | 0 | 0 | 0 | 0 | 0 | 0 | 0 | 0 | 0 | 0 | 0 | 0 | 0 | 0 | 0 | 0 | 1 | 0 | 0 | 0 | 0 | 0 | 0 | 0 | 0 | 0 | 0 | 0 | 0 | 0 | 0 | 0 | 0 | 0 | 0 | 0 | 0 | 0 | 0 | 0 | 0 | 0 | 0 | 0 | 0 | 0 | 0 | 0 | 0 | 0 | 0 | 0 | 0 | 0 | 0 | 0 | 0 | 0 | 0 | 0 | 0 | 0 | 0 | 0 | 0 | 0 | 0 | 0 | 0 | 0 | 0 | 0 | 0 | 0 | 0 | 0 | 0 | 0 | 0 | 0 |  | 0 | 0 | 0 | 0 | 0 | 0 | 0 | 0 | 0 | 0 | 0 | 0 | 0 | 0 | 0 | 0 | 14 | 0 | 0 | 0 | 0 | 0 | 0 | 0 | 0 | 0 | 0 | 0 | 0 | 1 | 1 | 0 | 1 | 0 | 0 | 0 | -1886.4315 | -134.2303 | 1728.5998 | Vaca Dixon-Tesla 500kV Line | Vaca Dixon-Tesla 500kV Line | Vaca Dixon-Tesla 500kV Line |  | 0 | 0 | 0 | 0 | 0 | 0 | 6758.5685 | 8510.7697 | 1728.5998 | Vaca Dixon-Tesla 500kV Line | Vaca Dixon-Tesla 500kV Line | Vaca Dixon-Tesla 500kV Line |  | 5 | 1 | YES | 2 | 1 | 1 | NO | 1
PG&E Greater Bay Study Area | Salado | 115 | 0 | 0 | 0 | 0 | 0 | 0 | 0 | 0 | 0 | 0 | 0 | 0 | 0 | 0 | 0 | 0 | 0 | 0 | 0 | 0 | 0 | 0 | 0 | 0 | 0 | 0 | 0 | 0 | 0 | 0 | 0 | 0 | 0 | 0 | 0 | 0 | 0 | 0 | 0 | 0 | 0 | 0 | 0 | 0 | 0 | 0 | 0 | 0 | 0 | 0 | 0 | 0 | 0 | 0 | 0 | 0 | 0 | 0 | 0 | 0 | 0 | 0 | 1 | 0 | 0 | 0 | 0 | 0 | 1 | 0 | 0 | 0 | 0 | 0 | 0 | 0 | 0 | 0 | 0 | 0 | 0 | 0 | 0 | 0 | 0 | 0 | 0 | 0 | 0 | 0 | 0 | 0 | 0 | 0 | 0 | 0 | 0 | 0 | 0 | 0 | 0 | 0 | 0 | 0 | 0 | 0 | 0 | 0 |  | 0 | 0 | 0 | 0 | 0 | 0 | 0 | 0 | 0 | 0 | 0 | 0 | 0 | 0 | 0 | 0 | 0 | 0 | 0 | 0 | 0 | 0 | 0 | 0 | 0 | 0 | 0 | 0 | 0 | 0 | 0 | 0 | 0 | 0 | 0 | 0 | 3.859 | 102.156 | 280.6464 | Kasson Jct-Heinz 115 kV line | Kasson Jct-Heinz 115 kV line | Kasson Jct-Heinz 115 kV line |  | 0 | 0 | 0 | 0 | 0 | 0 | 3.859 | 102.156 | 280.6464 | Kasson Jct-Heinz 115 kV line | Kasson Jct-Heinz 115 kV line | Kasson Jct-Heinz 115 kV line |  | 1 | 1 | NO | 1 | 1 | 1 | NO | 1
SDG&E Study Area | Salt Creek | 69 | 0 | 0 | 0 | 0 | 0 | 0 | 0 | 0 | 0 | 0 | 0 | 0 | 0 | 0 | 0 | 0 | 0 | 0 | 0 | 0 | 0 | 0 | 0 | 0 | 0 | 0 | 0 | 0 | 0 | 0 | 0 | 1 | 1 | 1 | 0 | 0 | 0 | 0 | 0 | 0 | 0 | 0 | 0 | 0 | 0 | 0 | 0 | 0 | 0 | 0 | 0 | 0 | 0 | 0 | 0 | 0 | 0 | 0 | 0 | 0 | 0 | 0 | 0 | 0 | 0 | 0 | 0 | 0 | 0 | 0 | 0 | 0 | 0 | 0 | 0 | 0 | 0 | 0 | 0 | 0 | 0 | 0 | 0 | 0 | 0 | 0 | 0 | 0 | 0 | 0 | 0 | 0 | 0 | 0 | 0 | 0 | 0 | 0 | 0 | 0 | 0 | 0 | 0 | 0 | 0 | 0 | 0 | 1 |  | 0 | 0 | 0 | 0 | 0 | 0 | 0 | 0 | 0 | 0 | 0 | 0 | 0 | 0 | 0 | 0 | 0 | 0 | 0 | 0 | 0 | 0 | 0 | 0 | 0 | 0 | 0 | 0 | 0 | 0 | 0 | 1 | 0 | 0 | 0 | 0 | -112.055 | 197.5523 | 296.5564 | Internal San Diego Area constraint | Miguel 69 kV constraint | Miguel 69 kV constraint |  | 0 | 1 | 0 | 0 | 0 | 0 | -112.055 | 197.5523 | 296.5564 | Internal San Diego Area constraint | Miguel 69 kV constraint | Miguel 69 kV constraint |  | 3 | 3 | NO | 3 | 1 | 1 | NO | 1
SCE Eastern Study Area | San Bernardino | 230 | 0 | 0 | 0 | 0 | 0 | 0 | 0 | 0 | 0 | 0 | 0 | 0 | 0 | 0 | 0 | 0 | 0 | 0 | 0 | 0 | 0 | 0 | 0 | 1 | 0 | 1 | 0 | 0 | 0 | 0 | 0 | 0 | 0 | 0 | 0 | 0 | 0 | 0 | 0 | 0 | 0 | 0 | 0 | 0 | 0 | 0 | 0 | 0 | 0 | 0 | 0 | 0 | 0 | 0 | 0 | 0 | 0 | 0 | 0 | 0 | 0 | 0 | 0 | 0 | 0 | 0 | 0 | 0 | 0 | 0 | 0 | 0 | 0 | 0 | 0 | 0 | 0 | 0 | 0 | 0 | 0 | 0 | 0 | 0 | 0 | 0 | 0 | 0 | 0 | 0 | 0 | 0 | 0 | 0 | 0 | 0 | 0 | 0 | 0 | 0 | 0 | 0 | 0 | 0 | 0 | 0 | 0 | 1 |  | 0 | 0 | 0 | 0 | 0 | 0 | 0 | 0 | 0 | 0 | 0 | 0 | 0 | 0 | 0 | 0 | 0 | 0 | 0 | 0 | 0 | 0 | 0 | 0 | 0 | 0 | 0 | 0 | 0 | 0 | 0 | 1 | 0 | 0 | 0 | 0 | -558.3782 | 3700.2667 | 11465.116 | Serrano-Alberhill-Valley Constraint | Serrano-Alberhill-Valley Constraint | Etiwanda-Rancho Vista Constraint |  | 0 | 1 | 0 | 0 | 0 | 0 | -558.3782 | 3700.2667 | 11465.116 | Serrano-Alberhill-Valley Constraint | Serrano-Alberhill-Valley Constraint | Etiwanda-Rancho Vista Constraint |  | 4 | 4 | NO | 4 | 1 | 1 | NO | 1
PG&E Greater Bay Study Area | San Jose B | 115 | 0 | 0 | 0 | 0 | 0 | 0 | 0 | 0 | 0 | 0 | 0 | 0 | 0 | 0 | 0 | 0 | 0 | 0 | 0 | 0 | 0 | 0 | 0 | 0 | 0 | 0 | 0 | 0 | 0 | 0 | 0 | 0 | 0 | 0 | 0 | 0 | 0 | 0 | 0 | 0 | 0 | 0 | 0 | 0 | 0 | 0 | 0 | 0 | 0 | 0 | 0 | 0 | 0 | 0 | 0 | 0 | 0 | 0 | 0 | 0 | 0 | 0 | 0 | 0 | 0 | 0 | 0 | 0 | 0 | 0 | 0 | 0 | 1 | 0 | 0 | 0 | 0 | 0 | 0 | 0 | 0 | 0 | 0 | 0 | 0 | 0 | 0 | 0 | 0 | 0 | 0 | 0 | 0 | 0 | 0 | 0 | 0 | 0 | 0 | 0 | 0 | 0 | 0 | 0 | 0 | 0 | 0 | 0 |  | 0 | 0 | 0 | 0 | 0 | 0 | 0 | 0 | 0 | 0 | 0 | 0 | 0 | 0 | 0 | 0 | 0 | 0 | 0 | 0 | 0 | 0 | 0 | 0 | 0 | 0 | 0 | 0 | 0 | 0 | 1 | 0 | 1 | 0 | 0 | 0 | -349.3 | -18.55 | 975.5 | Morganhill-Metcalf 115kV Line | Morganhill-Metcalf 115kV Line | Morganhill-Metcalf 115kV Line |  | 0 | 0 | 0 | 0 | 0 | 0 | 362.7 | 693.45 | 975.5 | Morganhill-Metcalf 115kV Line | Morganhill-Metcalf 115kV Line | Morganhill-Metcalf 115kV Line |  | 5 | 1 | YES | 2 | 1 | 1 | NO | 1
PG&E Greater Bay Study Area | San Leandro | 115 | 0 | 0 | 0 | 0 | 0 | 0 | 0 | 0 | 0 | 0 | 0 | 0 | 0 | 0 | 0 | 0 | 0 | 0 | 0 | 0 | 0 | 0 | 0 | 0 | 0 | 0 | 0 | 0 | 0 | 0 | 0 | 0 | 0 | 0 | 0 | 0 | 0 | 0 | 0 | 0 | 0 | 0 | 0 | 0 | 0 | 0 | 0 | 0 | 0 | 0 | 0 | 0 | 0 | 0 | 1 | 0 | 0 | 0 | 0 | 0 | 0 | 0 | 0 | 0 | 0 | 0 | 1 | 0 | 0 | 0 | 0 | 0 | 0 | 0 | 0 | 0 | 0 | 0 | 0 | 0 | 0 | 0 | 0 | 0 | 0 | 0 | 0 | 0 | 0 | 0 | 0 | 0 | 0 | 0 | 0 | 0 | 0 | 0 | 0 | 0 | 0 | 0 | 0 | 0 | 0 | 0 | 0 | 1 |  | 0 | 0 | 0 | 0 | 0 | 0 | 0 | 0 | 0 | 0 | 0 | 0 | 0 | 0 | 0 | 0 | 0 | 0 | 0 | 0 | 0 | 0 | 0 | 0 | 0 | 0 | 0 | 0 | 0 | 0 | 0 | 0 | 0 | 0 | 0 | 0 | 960.23 | 956.7188 | 955.764 | Grant - Eastshore #2 line 115 kV | Grant - Eastshore #2 line 115 kV | Grant - Eastshore #2 line 115 kV |  | 0 | 0 | 0 | 0 | 0 | 0 | 960.23 | 956.7188 | 955.764 | Grant - Eastshore #2 line 115 kV | Grant - Eastshore #2 line 115 kV | Grant - Eastshore #2 line 115 kV |  | 1 | 1 | NO | 1 | 1 | 1 | NO | 1
PG&E Kern Study Area | San Luis Obispo | 115 | 0 | 0 | 0 | 0 | 0 | 0 | 0 | 0 | 0 | 0 | 0 | 0 | 0 | 0 | 0 | 0 | 0 | 0 | 0 | 0 | 0 | 0 | 0 | 0 | 0 | 0 | 0 | 0 | 0 | 0 | 0 | 0 | 0 | 0 | 0 | 0 | 0 | 0 | 0 | 0 | 0 | 0 | 0 | 0 | 0 | 0 | 0 | 0 | 0 | 0 | 0 | 0 | 0 | 0 | 0 | 0 | 0 | 0 | 0 | 0 | 0 | 0 | 0 | 0 | 0 | 0 | 0 | 0 | 0 | 0 | 0 | 0 | 0 | 0 | 0 | 0 | 0 | 0 | 0 | 0 | 0 | 0 | 1 | 0 | 0 | 0 | 0 | 0 | 0 | 0 | 0 | 0 | 0 | 0 | 0 | 0 | 0 | 0 | 0 | 0 | 0 | 0 | 0 | 0 | 0 | 0 | 0 | 0 |  | 0 | 0 | 0 | 0 | 0 | 0 | 0 | 0 | 0 | 0 | 0 | 0 | 0 | 0 | 0 | 0 | 10 | 0 | 0 | 0 | 0 | 0 | 0 | 0 | 0 | 0 | 0 | 0 | 0 | 1 | 0 | 0 | 0 | 0 | 0 | 0 | 1069.043 | 1130.2584 | 1065.6609 | Midway 230/115kV TB #3 | Midway 230/115kV TB #3 | Midway 230/115kV TB #3 |  | 0 | 0 | 0 | 0 | 0 | 0 | 1069.043 | 1130.2584 | 1065.6609 | Midway 230/115kV TB #3 | Midway 230/115kV TB #3 | Midway 230/115kV TB #3 |  | 1 | 1 | NO | 1 | 1 | 1 | NO | 1
SDG&E Study Area | San Luis Rey | 230 | 0 | 0 | 0 | 0 | 0 | 0 | 0 | 0 | 0 | 0 | 0 | 0 | 0 | 0 | 0 | 0 | 0 | 0 | 0 | 0 | 0 | 0 | 0 | 0 | 0 | 0 | 0 | 0 | 0 | 0 | 0 | 0 | 0 | 0 | 1 | 0 | 1 | 0 | 0 | 0 | 0 | 1 | 0 | 0 | 0 | 0 | 0 | 0 | 0 | 0 | 0 | 0 | 0 | 0 | 0 | 0 | 0 | 0 | 0 | 0 | 0 | 0 | 0 | 0 | 0 | 0 | 0 | 0 | 0 | 0 | 0 | 0 | 0 | 0 | 0 | 0 | 0 | 0 | 0 | 0 | 0 | 0 | 0 | 0 | 0 | 0 | 0 | 0 | 0 | 0 | 0 | 0 | 0 | 0 | 0 | 0 | 0 | 0 | 0 | 0 | 0 | 0 | 0 | 0 | 0 | 0 | 0 | 2 |  | 0 | 0 | 0 | 0 | 0 | 0 | 0 | 0 | 0 | 0 | 0 | 0 | 0 | 0 | 0 | 0 | 0 | 0 | 0 | 0 | 0 | 0 | 0 | 0 | 0 | 0 | 20 | 0 | 0 | 1 | 1 | 2 | 0 | 0 | 0 | 0 | -445.35 | 379.825 | 2855.35 | Talega 230 kV constraint | Talega 230 kV constraint | Talega 230 kV constraint |  | 0 | 2 | 0 | 0 | 0 | 0 | -217.205 | 1143.23 | 2855.35 | Encina - San Luis Rey 230 kV constraint | Encina - San Luis Rey 230 kV constraint | Talega 230 kV constraint |  | 5 | 4 | YES | 4 | 1 | 1 | NO | 1
SDG&E Study Area | San Onofre | 230 | 0 | 0 | 0 | 0 | 0 | 0 | 0 | 0 | 0 | 0 | 0 | 0 | 0 | 0 | 0 | 0 | 0 | 0 | 0 | 0 | 0 | 0 | 0 | 0 | 0 | 0 | 0 | 0 | 0 | 1 | 0 | 0 | 0 | 0 | 0 | 0 | 0 | 0 | 0 | 0 | 0 | 1 | 1 | 0 | 0 | 0 | 0 | 0 | 0 | 0 | 0 | 0 | 0 | 0 | 0 | 0 | 0 | 0 | 0 | 0 | 0 | 0 | 0 | 0 | 0 | 0 | 0 | 0 | 0 | 0 | 0 | 0 | 0 | 0 | 0 | 0 | 0 | 0 | 0 | 0 | 0 | 0 | 0 | 0 | 0 | 0 | 0 | 0 | 0 | 0 | 0 | 0 | 0 | 0 | 0 | 0 | 0 | 0 | 0 | 0 | 0 | 0 | 0 | 0 | 0 | 0 | 0 | 0 |  | 0 | 0 | 0 | 0 | 0 | 0 | 0 | 0 | 0 | 0 | 0 | 0 | 0 | 0 | 0 | 0 | 0 | 0 | 0 | 0 | 0 | 0 | 0 | 0 | 0 | 0 | 0 | 0 | 0 | 0 | 1 | 0 | 0 | 0 | 0 | 0 | -445.35 | 326 | 851 | Talega 230 kV constraint | Trabuco-Capistrano 138 kV constraint | Trabuco-Capistrano 138 kV constraint |  | 0 | 0 | 0 | 0 | 0 | 0 | 151 | 326 | 851 | Trabuco-Capistrano 138 kV constraint | Trabuco-Capistrano 138 kV constraint | Trabuco-Capistrano 138 kV constraint |  | 5 | 1 | YES | 2 | 1 | 1 | NO | 1
PG&E Greater Bay Study Area | San Pablo Sub | 115 | 0 | 0 | 0 | 0 | 0 | 0 | 0 | 0 | 0 | 0 | 0 | 0 | 0 | 0 | 0 | 0 | 0 | 0 | 0 | 0 | 0 | 0 | 0 | 0 | 0 | 0 | 0 | 0 | 0 | 0 | 0 | 0 | 0 | 0 | 0 | 0 | 0 | 0 | 0 | 0 | 0 | 0 | 0 | 0 | 0 | 0 | 0 | 0 | 0 | 0 | 0 | 0 | 0 | 0 | 1 | 0 | 0 | 0 | 0 | 0 | 0 | 0 | 0 | 0 | 0 | 0 | 1 | 0 | 0 | 0 | 0 | 0 | 0 | 0 | 0 | 0 | 0 | 0 | 0 | 0 | 0 | 0 | 0 | 0 | 0 | 0 | 0 | 0 | 0 | 0 | 0 | 0 | 0 | 0 | 0 | 0 | 0 | 0 | 0 | 0 | 0 | 0 | 0 | 0 | 0 | 0 | 0 | 1 |  | 0 | 0 | 0 | 0 | 0 | 0 | 0 | 0 | 0 | 0 | 0 | 0 | 0 | 0 | 0 | 0 | 0 | 0 | 0 | 0 | 0 | 0 | 0 | 0 | 0 | 0 | 0 | 0 | 0 | 0 | 0 | 0 | 0 | 0 | 0 | 0 | 960.23 | 956.7188 | 955.764 | Grant - Eastshore #2 line 115 kV | Grant - Eastshore #2 line 115 kV | Grant - Eastshore #2 line 115 kV |  | 0 | 0 | 0 | 0 | 0 | 0 | 960.23 | 956.7188 | 955.764 | Grant - Eastshore #2 line 115 kV | Grant - Eastshore #2 line 115 kV | Grant - Eastshore #2 line 115 kV |  | 1 | 1 | NO | 1 | 1 | 1 | NO | 1
PG&E Greater Bay Study Area | San Ramon | 230 | 0 | 0 | 0 | 0 | 0 | 0 | 0 | 0 | 0 | 0 | 0 | 0 | 0 | 0 | 0 | 0 | 0 | 0 | 0 | 0 | 0 | 0 | 0 | 0 | 0 | 0 | 0 | 0 | 0 | 0 | 0 | 0 | 0 | 0 | 0 | 0 | 0 | 0 | 0 | 0 | 0 | 0 | 0 | 0 | 1 | 0 | 0 | 0 | 0 | 0 | 0 | 0 | 0 | 0 | 0 | 1 | 0 | 1 | 1 | 1 | 0 | 0 | 0 | 1 | 1 | 0 | 0 | 0 | 0 | 0 | 0 | 0 | 0 | 1 | 0 | 0 | 0 | 0 | 0 | 0 | 0 | 0 | 0 | 0 | 0 | 0 | 0 | 0 | 0 | 0 | 0 | 0 | 0 | 0 | 0 | 0 | 0 | 0 | 0 | 0 | 0 | 0 | 0 | 0 | 0 | 0 | 0 | 2 |  | 0 | 0 | 0 | 0 | 0 | 0 | 0 | 0 | 0 | 0 | 0 | 0 | 0 | 0 | 0 | 0 | 0 | 0 | 0 | 0 | 0 | 0 | 0 | 1.9 | 0 | 0 | 0 | 0 | 0 | 1 | 2 | 0 | 1 | 0 | 0 | 0 | -1886.4315 | -134.2303 | 653.0393 | Vaca Dixon-Tesla 500kV Line | Vaca Dixon-Tesla 500kV Line | Windmaster-Delta pumps 230 kV line |  | 0 | 0 | 0 | 0 | 0 | 0 | 179.5473 | 668.0163 | 653.0393 | Contra Costa- Windmaster 230 kV line | Contra Costa- Windmaster 230 kV line | Windmaster-Delta pumps 230 kV line |  | 5 | 1 | YES | 2 | 1 | 1 | NO | 1
SCE North of Lugo Study Area | Sandlot | 230 | 0 | 0 | 0 | 0 | 0 | 0 | 0 | 0 | 0 | 0 | 0 | 0 | 0 | 0 | 1 | 1 | 1 | 0 | 0 | 0 | 0 | 0 | 0 | 0 | 0 | 0 | 0 | 0 | 0 | 0 | 0 | 0 | 0 | 0 | 0 | 0 | 0 | 0 | 0 | 0 | 0 | 0 | 0 | 0 | 0 | 0 | 0 | 0 | 0 | 0 | 0 | 0 | 0 | 0 | 0 | 0 | 0 | 0 | 0 | 0 | 0 | 0 | 0 | 0 | 0 | 0 | 0 | 0 | 0 | 0 | 0 | 0 | 0 | 0 | 0 | 0 | 0 | 0 | 0 | 0 | 0 | 0 | 0 | 0 | 0 | 0 | 0 | 0 | 0 | 0 | 0 | 0 | 0 | 0 | 0 | 0 | 0 | 0 | 0 | 0 | 0 | 0 | 0 | 0 | 0 | 0 | 0 | 3 |  | 0 | 0 | 0 | 0 | 0 | 0 | 0 | 0 | 0 | 0 | 0 | 0 | 0 | 0 | 0 | 0 | 0 | 0 | 0 | 0 | 0 | 0 | 0 | 0 | 0 | 0 | 0 | 0 | 0 | 0 | 0 | 0 | 0 | 0 | 0 | 0 | 926.352 | 1338.609 | 1210.9 | Lugo Transformer Area Constraint | Lugo Transformer Area Constraint | Kramer to Victor Area Constraint |  | 0 | 0 | 0 | 0 | 0 | 0 | 926.352 | 1338.609 | 1210.9 | Lugo Transformer Area Constraint | Lugo Transformer Area Constraint | Kramer to Victor Area Constraint |  | 1 | 1 | NO | 1 | 1 | 1 | NO | 1
East of Pisgah Study Area | Sandy | 138 | 0 | 0 | 0 | 0 | 0 | 0 | 0 | 0 | 0 | 0 | 0 | 0 | 0 | 0 | 0 | 0 | 0 | 0 | 0 | 1 | 0 | 1 | 0 | 0 | 0 | 0 | 0 | 1 | 1 | 0 | 0 | 0 | 0 | 0 | 0 | 0 | 0 | 0 | 0 | 0 | 0 | 0 | 0 | 0 | 0 | 0 | 0 | 0 | 0 | 0 | 0 | 0 | 0 | 0 | 0 | 0 | 0 | 0 | 0 | 0 | 0 | 0 | 0 | 0 | 0 | 0 | 0 | 0 | 0 | 0 | 0 | 0 | 0 | 0 | 0 | 0 | 0 | 0 | 0 | 0 | 0 | 0 | 0 | 0 | 0 | 0 | 0 | 0 | 0 | 0 | 0 | 0 | 0 | 0 | 0 | 0 | 0 | 0 | 0 | 0 | 0 | 0 | 0 | 0 | 0 | 0 | 0 | 3 |  | 0 | 0 | 0 | 0 | 0 | 0 | 0 | 0 | 0 | 0 | 0 | 0 | 0 | 0 | 0 | 0 | 0 | 0 | 0 | 0 | 0 | 0 | 0 | 0 | 0 | 0 | 0 | 0 | 0 | 0 | 1 | 3 | 1 | 0 | 0 | 0 | -6514.967 | -537.3375 | 2339.1 | Devers-Red Bluff Constraint | Devers-Red Bluff Constraint | GLW 230kV area constraint |  | 0 | 3 | 1 | 0 | 0 | 0 | -6514.967 | -537.3375 | 2339.1 | Devers-Red Bluff Constraint | Devers-Red Bluff Constraint | GLW 230kV area constraint |  | 5 | 5 | NO | 5 | 1 | 1 | NO | 1
PG&E Fresno Study Area | Sanger | 115 | 0 | 0 | 0 | 0 | 0 | 0 | 0 | 0 | 0 | 0 | 0 | 0 | 0 | 0 | 0 | 0 | 0 | 0 | 0 | 0 | 0 | 0 | 0 | 0 | 0 | 0 | 0 | 0 | 0 | 0 | 0 | 0 | 0 | 0 | 0 | 0 | 0 | 0 | 0 | 0 | 0 | 0 | 0 | 0 | 0 | 0 | 0 | 0 | 0 | 0 | 1 | 0 | 0 | 0 | 0 | 0 | 0 | 0 | 0 | 0 | 0 | 0 | 0 | 0 | 0 | 0 | 0 | 0 | 0 | 0 | 0 | 0 | 0 | 0 | 0 | 0 | 1 | 0 | 0 | 0 | 0 | 0 | 0 | 0 | 0 | 1 | 1 | 0 | 1 | 1 | 1 | 1 | 1 | 1 | 0 | 1 | 0 | 0 | 1 | 0 | 0 | 1 | 0 | 0 | 0 | 0 | 0 | 4 |  | 0 | 0 | 0 | 0 | 0 | 0 | 0 | 0 | 0 | 0 | 0 | 0 | 0 | 0 | 0 | 0 | 3 | 0 | 0 | 0 | 0 | 0 | 0 | 2 | 0 | 0 | 0 | 0 | 0 | 1 | 4 | 0 | 4 | 0 | 0 | 0 | -2895.395 | -1843.223 | 299.4102 | Midway-Q2005 230kV Line | Midway-Q2005 230kV Line | Panoche- Mendota 115 kV line |  | 0 | 0 | 0 | 0 | 0 | 0 | 0.019 | 295.7225 | 299.4102 | Tranquility-Helm 230kV Line | Tranquility-Helm 230kV Line | Panoche- Mendota 115 kV line |  | 5 | 1 | YES | 2 | 1 | 1 | NO | 1
SCE Northern Area | Santa Clara | 230 | 0 | 0 | 1 | 0 | 1 | 0 | 1 | 0 | 0 | 0 | 0 | 0 | 0 | 0 | 0 | 0 | 0 | 0 | 0 | 0 | 0 | 0 | 0 | 0 | 0 | 0 | 0 | 0 | 1 | 0 | 0 | 0 | 0 | 0 | 0 | 0 | 0 | 0 | 0 | 0 | 0 | 0 | 0 | 0 | 0 | 0 | 0 | 0 | 0 | 0 | 0 | 0 | 0 | 0 | 0 | 0 | 0 | 0 | 0 | 0 | 0 | 0 | 0 | 0 | 0 | 0 | 0 | 0 | 0 | 0 | 0 | 0 | 0 | 0 | 0 | 0 | 0 | 0 | 0 | 0 | 0 | 0 | 0 | 0 | 0 | 0 | 0 | 0 | 0 | 0 | 0 | 0 | 0 | 0 | 0 | 0 | 0 | 0 | 0 | 0 | 0 | 0 | 0 | 0 | 0 | 0 | 0 | 0 |  | 0 | 0 | 0 | 0 | 0 | 0 | 0 | 0 | 0 | 0 | 0 | 30 | 0 | 0 | 1 | 0 | 0 | 0 | 0 | 0 | 0 | 0 | 0 | 0 | 125 | 125 | 65 | 0 | 0 | 1 | 2 | 0 | 1 | 0 | 0 | 0 | -6146.0908 | -113.0121 | 1447.509 | Lugo - Victorville area constraint | South of Magunden Constraint | South of Magunden Constraint |  | 1 | 0 | 1 | 0 | 0 | 0 | -659.6838 | -113.0121 | 1447.509 | South of Magunden Constraint | South of Magunden Constraint | South of Magunden Constraint |  | 5 | 5 | NO | 5 | 1 | 1 | NO | 1
PG&E North of Greater Bay Study Area | Santa Rosa | 115 | 0 | 0 | 0 | 0 | 0 | 0 | 0 | 0 | 0 | 0 | 0 | 0 | 0 | 0 | 0 | 0 | 0 | 0 | 0 | 0 | 0 | 0 | 0 | 0 | 0 | 0 | 0 | 0 | 0 | 0 | 0 | 0 | 0 | 0 | 0 | 0 | 0 | 0 | 0 | 0 | 0 | 0 | 0 | 1 | 1 | 0 | 1 | 0 | 0 | 0 | 0 | 0 | 0 | 0 | 0 | 0 | 1 | 1 | 1 | 1 | 1 | 0 | 0 | 0 | 1 | 0 | 0 | 0 | 0 | 0 | 0 | 0 | 0 | 1 | 1 | 0 | 0 | 0 | 0 | 0 | 0 | 0 | 0 | 0 | 0 | 0 | 0 | 0 | 0 | 0 | 0 | 0 | 0 | 0 | 0 | 0 | 0 | 0 | 0 | 0 | 0 | 0 | 0 | 0 | 0 | 0 | 0 | 2 |  | 0 | 0 | 0 | 0 | 0 | 0 | 0 | 0 | 0 | 0 | 0 | 0 | 0 | 0 | 0 | 0 | 0 | 0 | 0 | 0 | 0 | 0 | 0 | 0 | 0 | 0 | 0 | 0 | 0 | 0 | 3 | 0 | 1 | 0 | 0 | 0 | -1886.4315 | -134.2303 | 539.9052 | Vaca Dixon-Tesla 500kV Line | Vaca Dixon-Tesla 500kV Line | Lakeville-Ignacio 230 kV line |  | 0 | 0 | 0 | 0 | 0 | 0 | 179.5473 | 668.0163 | 539.9052 | Contra Costa- Windmaster 230 kV line | Contra Costa- Windmaster 230 kV line | Lakeville-Ignacio 230 kV line |  | 5 | 1 | YES | 2 | 1 | 1 | NO | 1
PG&E Greater Bay Study Area | Santa Teresa | 115 | 0 | 0 | 0 | 0 | 0 | 0 | 0 | 0 | 0 | 0 | 0 | 0 | 0 | 0 | 0 | 0 | 0 | 0 | 0 | 0 | 0 | 0 | 0 | 0 | 0 | 0 | 0 | 0 | 0 | 0 | 0 | 0 | 0 | 0 | 0 | 0 | 0 | 0 | 0 | 0 | 0 | 0 | 0 | 0 | 0 | 0 | 0 | 0 | 0 | 0 | 0 | 0 | 0 | 0 | 0 | 0 | 0 | 0 | 0 | 0 | 1 | 0 | 0 | 0 | 1 | 0 | 0 | 0 | 0 | 0 | 0 | 1 | 0 | 0 | 0 | 0 | 0 | 0 | 0 | 0 | 0 | 0 | 0 | 0 | 0 | 0 | 0 | 0 | 0 | 0 | 0 | 0 | 0 | 0 | 0 | 0 | 0 | 0 | 0 | 0 | 0 | 0 | 0 | 0 | 0 | 0 | 0 | 1 |  | 0 | 0 | 0 | 0 | 0 | 0 | 0 | 0 | 0 | 0 | 0 | 0 | 0 | 0 | 0 | 0 | 0 | 0 | 0 | 0 | 0 | 0 | 0 | 0 | 0 | 0 | 0 | 0 | 0 | 0 | 0 | 0 | 0 | 0 | 0 | 0 | 864.5167 | 2490.4106 | 6139.1027 | Tesla-Bellota 230 kV line | Tesla-Bellota 230 kV line | Tesla-Bellota 230 kV line |  | 0 | 0 | 0 | 0 | 0 | 0 | 864.5167 | 2490.4106 | 6139.1027 | Tesla-Bellota 230 kV line | Tesla-Bellota 230 kV line | Tesla-Bellota 230 kV line |  | 1 | 1 | NO | 1 | 1 | 1 | NO | 1
SDG&E Study Area | Santee | 138 | 0 | 0 | 0 | 0 | 0 | 0 | 0 | 0 | 0 | 0 | 0 | 0 | 0 | 0 | 0 | 0 | 0 | 0 | 0 | 0 | 0 | 0 | 0 | 0 | 0 | 0 | 0 | 0 | 0 | 0 | 0 | 0 | 1 | 0 | 0 | 0 | 0 | 0 | 0 | 0 | 0 | 0 | 0 | 0 | 0 | 0 | 0 | 0 | 0 | 0 | 0 | 0 | 0 | 0 | 0 | 0 | 0 | 0 | 0 | 0 | 0 | 0 | 0 | 0 | 0 | 0 | 0 | 0 | 0 | 0 | 0 | 0 | 0 | 0 | 0 | 0 | 0 | 0 | 0 | 0 | 0 | 0 | 0 | 0 | 0 | 0 | 0 | 0 | 0 | 0 | 0 | 0 | 0 | 0 | 0 | 0 | 0 | 0 | 0 | 0 | 0 | 0 | 0 | 0 | 0 | 0 | 0 | 1 |  | 0 | 0 | 0 | 0 | 0 | 0 | 0 | 0 | 0 | 0 | 0 | 0 | 0 | 0 | 0 | 0 | 0 | 0 | 0 | 0 | 0 | 0 | 0 | 0 | 0 | 0 | 0 | 0 | 0 | 0 | 0 | 1 | 0 | 0 | 0 | 0 | -112.055 | 1261.055 | 2253.85 | Internal San Diego Area constraint | Internal San Diego Area constraint | Internal San Diego Area constraint |  | 0 | 1 | 0 | 0 | 0 | 0 | -112.055 | 1261.055 | 2253.85 | Internal San Diego Area constraint | Internal San Diego Area constraint | Internal San Diego Area constraint |  | 3 | 3 | NO | 3 | 1 | 1 | NO | 1
SCE Metro Study Area | Santiago | 230 | 0 | 0 | 0 | 0 | 0 | 0 | 0 | 0 | 0 | 0 | 0 | 0 | 1 | 0 | 0 | 0 | 0 | 0 | 0 | 0 | 0 | 0 | 0 | 0 | 0 | 0 | 0 | 0 | 0 | 0 | 0 | 0 | 0 | 0 | 0 | 0 | 0 | 0 | 0 | 0 | 0 | 0 | 0 | 0 | 0 | 0 | 0 | 0 | 0 | 0 | 0 | 0 | 0 | 0 | 0 | 0 | 0 | 0 | 0 | 0 | 0 | 0 | 0 | 0 | 0 | 0 | 0 | 0 | 0 | 0 | 0 | 0 | 0 | 0 | 0 | 0 | 0 | 0 | 0 | 0 | 0 | 0 | 0 | 0 | 0 | 0 | 0 | 0 | 0 | 0 | 0 | 0 | 0 | 0 | 0 | 0 | 0 | 0 | 0 | 0 | 0 | 0 | 0 | 0 | 0 | 0 | 0 | 0 |  | 0 | 0 | 0 | 0 | 0 | 0 | 0 | 0 | 0 | 0 | 0 | 0 | 0 | 0 | 0 | 0 | 0 | 0 | 0 | 0 | 0 | 0 | 0 | 0 | 0 | 0 | 0 | 0 | 0 | 0 | 0 | 0 | 0 | 0 | 0 | 0 | 11262.334 | 12489.753 | 16184.43 | SCE Metro Area Default Constraint | SCE Metro Area Default Constraint | SCE Metro Area Default Constraint |  | 0 | 0 | 0 | 0 | 0 | 0 | 11262.334 | 12489.753 | 16184.43 | SCE Metro Area Default Constraint | SCE Metro Area Default Constraint | SCE Metro Area Default Constraint |  | 1 | 1 | NO | 1 | 1 | 1 | NO | 1
PG&E Greater Bay Study Area | Saratoga | 230 | 0 | 0 | 0 | 0 | 0 | 0 | 0 | 0 | 0 | 0 | 0 | 0 | 0 | 0 | 0 | 0 | 0 | 0 | 0 | 0 | 0 | 0 | 0 | 0 | 0 | 0 | 0 | 0 | 0 | 0 | 0 | 0 | 0 | 0 | 0 | 0 | 0 | 0 | 0 | 0 | 0 | 0 | 0 | 0 | 0 | 0 | 0 | 0 | 0 | 0 | 0 | 0 | 0 | 0 | 0 | 0 | 0 | 1 | 0 | 0 | 1 | 0 | 0 | 0 | 1 | 0 | 0 | 0 | 0 | 0 | 0 | 1 | 0 | 0 | 0 | 0 | 0 | 0 | 0 | 0 | 0 | 0 | 0 | 0 | 0 | 0 | 0 | 0 | 0 | 0 | 0 | 0 | 0 | 0 | 0 | 0 | 0 | 0 | 0 | 0 | 0 | 0 | 0 | 0 | 0 | 0 | 0 | 2 |  | 0 | 0 | 0 | 0 | 0 | 0 | 0 | 0 | 0 | 0 | 0 | 0 | 0 | 0 | 0 | 0 | 0 | 0 | 0 | 0 | 0 | 0 | 0 | 0 | 0 | 0 | 0 | 0 | 0 | 0 | 0 | 0 | 0 | 0 | 0 | 0 | 864.5167 | 2490.4106 | 5262.9584 | Tesla-Bellota 230 kV line | Tesla-Bellota 230 kV line | Sobrante-Moraga 230 kV line |  | 0 | 0 | 0 | 0 | 0 | 0 | 864.5167 | 2490.4106 | 5262.9584 | Tesla-Bellota 230 kV line | Tesla-Bellota 230 kV line | Sobrante-Moraga 230 kV line |  | 1 | 1 | NO | 1 | 1 | 1 | NO | 1
SCE Northern Area | Saugus | 230 | 0 | 0 | 0 | 0 | 0 | 0 | 0 | 0 | 0 | 0 | 0 | 0 | 0 | 0 | 0 | 0 | 0 | 0 | 0 | 0 | 0 | 0 | 0 | 0 | 0 | 0 | 0 | 0 | 1 | 0 | 0 | 0 | 0 | 0 | 0 | 0 | 0 | 0 | 0 | 0 | 0 | 0 | 0 | 0 | 0 | 0 | 0 | 0 | 0 | 0 | 0 | 0 | 0 | 0 | 0 | 0 | 0 | 0 | 0 | 0 | 0 | 0 | 0 | 0 | 0 | 0 | 0 | 0 | 0 | 0 | 0 | 0 | 0 | 0 | 0 | 0 | 0 | 0 | 0 | 0 | 0 | 0 | 0 | 0 | 0 | 0 | 0 | 0 | 0 | 0 | 0 | 0 | 0 | 0 | 0 | 0 | 0 | 0 | 0 | 0 | 0 | 0 | 0 | 0 | 0 | 0 | 0 | 0 |  | 0 | 0 | 0 | 0 | 0 | 0 | 0 | 0 | 0 | 0 | 0 | 0 | 0 | 0 | 0 | 0 | 0 | 0 | 0 | 0 | 0 | 0 | 0 | 0 | 0 | 0 | 0 | 0 | 0 | 0 | 1 | 0 | 0 | 0 | 0 | 0 | -6146.0908 | 600.4204 | 3670.387 | Lugo - Victorville area constraint | Lugo - Victorville area constraint | Lugo - Victorville area constraint |  | 0 | 0 | 0 | 0 | 0 | 0 | 653.9092 | 7400.4204 | 10470.387 | Lugo - Victorville area constraint | Lugo - Victorville area constraint | Lugo - Victorville area constraint |  | 5 | 1 | YES | 2 | 1 | 1 | NO | 1
PG&E Fresno Study Area | Schindler | 115 | 0 | 0 | 0 | 0 | 0 | 0 | 0 | 0 | 0 | 0 | 0 | 0 | 0 | 0 | 0 | 0 | 0 | 0 | 0 | 0 | 0 | 0 | 0 | 0 | 0 | 0 | 0 | 0 | 0 | 0 | 0 | 0 | 0 | 0 | 0 | 0 | 0 | 0 | 0 | 0 | 0 | 0 | 0 | 0 | 0 | 0 | 0 | 0 | 0 | 0 | 0 | 0 | 0 | 0 | 0 | 0 | 0 | 0 | 0 | 0 | 0 | 0 | 0 | 0 | 0 | 0 | 0 | 0 | 0 | 0 | 0 | 0 | 0 | 0 | 0 | 0 | 0 | 0 | 0 | 0 | 0 | 0 | 0 | 0 | 0 | 0 | 0 | 0 | 0 | 0 | 0 | 0 | 0 | 0 | 0 | 0 | 0 | 0 | 0 | 0 | 0 | 0 | 0 | 0 | 0 | 1 | 0 | 0 |  | 0 | 0 | 0 | 0 | 0 | 0 | 0 | 0 | 0 | 0 | 0 | 0 | 0 | 0 | 0 | 0 | 0 | 0 | 0 | 0 | 0 | 0 | 0 | 2 | 0 | 0 | 0 | 0 | 0 | 1 | 0 | 1 | 0 | 1 | 0 | 0 | -392.082 | -48.5717 | 592.0075 | Moss Landing-Las Aguilas 230 kV Line | Moss Landing-Las Aguilas 230 kV Line | Moss Landing-Las Aguilas 230 kV Line |  | 0 | 1 | 0 | 1 | 0 | 0 | -392.082 | -48.5717 | 592.0075 | Moss Landing-Las Aguilas 230 kV Line | Moss Landing-Las Aguilas 230 kV Line | Moss Landing-Las Aguilas 230 kV Line |  | 4 | 4 | NO | 4 | 1 | 1 | NO | 1
PG&E Greater Bay Study Area | Schulte | 115 | 0 | 0 | 0 | 0 | 0 | 0 | 0 | 0 | 0 | 0 | 0 | 0 | 0 | 0 | 0 | 0 | 0 | 0 | 0 | 0 | 0 | 0 | 0 | 0 | 0 | 0 | 0 | 0 | 0 | 0 | 0 | 0 | 0 | 0 | 0 | 0 | 0 | 0 | 0 | 0 | 0 | 0 | 0 | 0 | 0 | 0 | 0 | 0 | 0 | 1 | 1 | 0 | 0 | 0 | 0 | 0 | 0 | 0 | 0 | 0 | 0 | 0 | 1 | 0 | 1 | 0 | 0 | 0 | 1 | 0 | 0 | 0 | 0 | 1 | 0 | 0 | 0 | 0 | 0 | 0 | 0 | 0 | 0 | 0 | 0 | 0 | 0 | 0 | 0 | 0 | 0 | 0 | 0 | 0 | 0 | 0 | 0 | 0 | 0 | 0 | 0 | 0 | 0 | 0 | 0 | 0 | 0 | 0 |  | 0 | 0 | 0 | 0 | 0 | 0 | 0 | 0 | 0 | 0 | 0 | 0 | 0 | 0 | 0 | 0 | 0 | 0 | 0 | 0 | 0 | 0 | 0 | 0 | 0 | 0 | 0 | 0 | 0 | 0 | 0 | 0 | 0 | 0 | 0 | 0 | 0.1925 | 32.3255 | 266.795 | Rocklin-Pleaseant grove 115kV line | Rocklin-Pleaseant grove 115kV line | Rocklin-Pleaseant grove 115kV line |  | 0 | 0 | 0 | 0 | 0 | 0 | 0.1925 | 32.3255 | 266.795 | Rocklin-Pleaseant grove 115kV line | Rocklin-Pleaseant grove 115kV line | Rocklin-Pleaseant grove 115kV line |  | 1 | 1 | NO | 1 | 1 | 1 | NO | 1
PG&E Kern Study Area | Semitropic | 115 | 0 | 0 | 0 | 0 | 0 | 0 | 0 | 0 | 0 | 0 | 0 | 0 | 0 | 0 | 0 | 0 | 0 | 0 | 0 | 0 | 0 | 0 | 0 | 0 | 0 | 0 | 0 | 0 | 0 | 0 | 0 | 0 | 0 | 0 | 0 | 0 | 0 | 0 | 0 | 0 | 0 | 0 | 0 | 0 | 0 | 0 | 0 | 0 | 0 | 0 | 0 | 0 | 0 | 0 | 0 | 0 | 0 | 0 | 0 | 0 | 0 | 0 | 0 | 0 | 0 | 0 | 0 | 0 | 0 | 0 | 0 | 0 | 0 | 0 | 0 | 1 | 1 | 1 | 1 | 0 | 0 | 0 | 1 | 1 | 0 | 0 | 1 | 1 | 0 | 0 | 0 | 0 | 0 | 0 | 0 | 0 | 0 | 0 | 0 | 0 | 0 | 0 | 0 | 0 | 0 | 0 | 0 | 0 |  | 0 | 0 | 0 | 0 | 0 | 0 | 0 | 0 | 0 | 0 | 0 | 0 | 0 | 0 | 0 | 0 | 0 | 0 | 0 | 0 | 0 | 0 | 0 | 4.66 | 0 | 0 | 0 | 0 | 0 | 1 | 3 | 0 | 4 | 0 | 0 | 0 | -2895.395 | -1843.223 | 114.9996 | Midway-Q2005 230kV Line | Midway-Q2005 230kV Line | Smyrna -Q1984 115kV line |  | 0 | 0 | 1 | 0 | 0 | 0 | 17.924 | -0.38256 | 114.9996 | Smyrna -Q1984 115kV line | Smyrna -Q1984 115kV line | Smyrna -Q1984 115kV line |  | 5 | 5 | NO | 5 | 1 | 1 | NO | 1
SCE Metro Study Area | Serrano | 500 | 0 | 0 | 0 | 0 | 0 | 0 | 0 | 0 | 0 | 0 | 0 | 0 | 1 | 0 | 0 | 0 | 0 | 0 | 0 | 0 | 0 | 0 | 0 | 0 | 0 | 0 | 0 | 0 | 0 | 0 | 0 | 0 | 0 | 0 | 0 | 0 | 0 | 0 | 0 | 0 | 0 | 0 | 0 | 0 | 0 | 0 | 0 | 0 | 0 | 0 | 0 | 0 | 0 | 0 | 0 | 0 | 0 | 0 | 0 | 0 | 0 | 0 | 0 | 0 | 0 | 0 | 0 | 0 | 0 | 0 | 0 | 0 | 0 | 0 | 0 | 0 | 0 | 0 | 0 | 0 | 0 | 0 | 0 | 0 | 0 | 0 | 0 | 0 | 0 | 0 | 0 | 0 | 0 | 0 | 0 | 0 | 0 | 0 | 0 | 0 | 0 | 0 | 0 | 0 | 0 | 0 | 0 | 0 |  | 0 | 0 | 0 | 0 | 0 | 0 | 0 | 0 | 0 | 0 | 0 | 0 | 0 | 0 | 0 | 0 | 0 | 0 | 0 | 0 | 0 | 0 | 0 | 0 | 0 | 0 | 0 | 0 | 0 | 0 | 0 | 0 | 0 | 0 | 0 | 0 | 11262.334 | 12489.753 | 16184.43 | SCE Metro Area Default Constraint | SCE Metro Area Default Constraint | SCE Metro Area Default Constraint |  | 0 | 0 | 0 | 0 | 0 | 0 | 11262.334 | 12489.753 | 16184.43 | SCE Metro Area Default Constraint | SCE Metro Area Default Constraint | SCE Metro Area Default Constraint |  | 1 | 1 | NO | 1 | 1 | 1 | NO | 1
SCE Metro Study Area | Serrano | 230 | 0 | 0 | 0 | 0 | 0 | 0 | 0 | 0 | 0 | 0 | 0 | 0 | 1 | 0 | 0 | 0 | 0 | 0 | 0 | 0 | 0 | 0 | 0 | 0 | 0 | 0 | 0 | 0 | 0 | 0 | 0 | 0 | 0 | 0 | 0 | 0 | 0 | 0 | 0 | 0 | 0 | 0 | 0 | 0 | 0 | 0 | 0 | 0 | 0 | 0 | 0 | 0 | 0 | 0 | 0 | 0 | 0 | 0 | 0 | 0 | 0 | 0 | 0 | 0 | 0 | 0 | 0 | 0 | 0 | 0 | 0 | 0 | 0 | 0 | 0 | 0 | 0 | 0 | 0 | 0 | 0 | 0 | 0 | 0 | 0 | 0 | 0 | 0 | 0 | 0 | 0 | 0 | 0 | 0 | 0 | 0 | 0 | 0 | 0 | 0 | 0 | 0 | 0 | 0 | 0 | 0 | 0 | 0 |  | 0 | 0 | 0 | 0 | 0 | 0 | 0 | 0 | 0 | 0 | 0 | 0 | 0 | 0 | 0 | 0 | 0 | 0 | 0 | 0 | 0 | 0 | 0 | 0 | 0 | 0 | 0 | 0 | 0 | 0 | 0 | 0 | 0 | 0 | 0 | 0 | 11262.334 | 12489.753 | 16184.43 | SCE Metro Area Default Constraint | SCE Metro Area Default Constraint | SCE Metro Area Default Constraint |  | 0 | 0 | 0 | 0 | 0 | 0 | 11262.334 | 12489.753 | 16184.43 | SCE Metro Area Default Constraint | SCE Metro Area Default Constraint | SCE Metro Area Default Constraint |  | 1 | 1 | NO | 1 | 1 | 1 | NO | 1
SDG&E Study Area | Shadowridge | 138 | 0 | 0 | 0 | 0 | 0 | 0 | 0 | 0 | 0 | 0 | 0 | 0 | 0 | 0 | 0 | 0 | 0 | 0 | 0 | 0 | 0 | 0 | 0 | 0 | 0 | 0 | 0 | 0 | 0 | 0 | 0 | 0 | 1 | 0 | 0 | 0 | 0 | 0 | 0 | 0 | 0 | 0 | 0 | 0 | 0 | 0 | 0 | 0 | 0 | 0 | 0 | 0 | 0 | 0 | 0 | 0 | 0 | 0 | 0 | 0 | 0 | 0 | 0 | 0 | 0 | 0 | 0 | 0 | 0 | 0 | 0 | 0 | 0 | 0 | 0 | 0 | 0 | 0 | 0 | 0 | 0 | 0 | 0 | 0 | 0 | 0 | 0 | 0 | 0 | 0 | 0 | 0 | 0 | 0 | 0 | 0 | 0 | 0 | 0 | 0 | 0 | 0 | 0 | 0 | 0 | 0 | 0 | 1 |  | 0 | 0 | 0 | 0 | 0 | 0 | 0 | 0 | 0 | 0 | 0 | 0 | 0 | 0 | 0 | 0 | 0 | 0 | 0 | 0 | 0 | 0 | 0 | 0 | 0 | 0 | 0 | 0 | 0 | 0 | 0 | 1 | 0 | 0 | 0 | 0 | -112.055 | 1261.055 | 2253.85 | Internal San Diego Area constraint | Internal San Diego Area constraint | Internal San Diego Area constraint |  | 0 | 1 | 0 | 0 | 0 | 0 | -112.055 | 1261.055 | 2253.85 | Internal San Diego Area constraint | Internal San Diego Area constraint | Internal San Diego Area constraint |  | 3 | 3 | NO | 3 | 1 | 1 | NO | 1
PG&E Kern Study Area | Shafter | 115 | 0 | 0 | 0 | 0 | 0 | 0 | 0 | 0 | 0 | 0 | 0 | 0 | 0 | 0 | 0 | 0 | 0 | 0 | 0 | 0 | 0 | 0 | 0 | 0 | 0 | 0 | 0 | 0 | 0 | 0 | 0 | 0 | 0 | 0 | 0 | 0 | 0 | 0 | 0 | 0 | 0 | 0 | 0 | 0 | 0 | 0 | 0 | 0 | 0 | 0 | 0 | 0 | 0 | 0 | 0 | 0 | 0 | 0 | 0 | 0 | 0 | 0 | 0 | 0 | 0 | 0 | 0 | 0 | 0 | 0 | 0 | 0 | 0 | 0 | 0 | 1 | 1 | 0 | 0 | 0 | 0 | 0 | 1 | 0 | 0 | 1 | 1 | 0 | 0 | 0 | 0 | 0 | 0 | 0 | 0 | 0 | 0 | 0 | 0 | 0 | 0 | 0 | 0 | 0 | 0 | 0 | 0 | 0 |  | 0 | 0 | 0 | 0 | 0 | 0 | 0 | 0 | 0 | 0 | 0 | 0 | 0 | 0 | 0 | 0 | 0 | 0 | 0 | 0 | 0 | 0 | 0 | 2.25 | 0 | 0 | 0 | 0 | 0 | 1 | 4 | 0 | 4 | 0 | 0 | 0 | -2895.395 | -1843.223 | 596.3058 | Midway-Q2005 230kV Line | Midway-Q2005 230kV Line | Oceano-Calendar 115kV line |  | 0 | 0 | 0 | 0 | 0 | 0 | 489.506 | 821.2582 | 826.3058 | Oceano-Calendar 115kV line | Oceano-Calendar 115kV line | Oceano-Calendar 115kV line |  | 5 | 1 | YES | 2 | 1 | 1 | NO | 1
PG&E North of Greater Bay Study Area | Shiloh II | 230 | 0 | 0 | 0 | 0 | 0 | 0 | 0 | 0 | 0 | 0 | 0 | 0 | 0 | 0 | 0 | 0 | 0 | 0 | 0 | 0 | 0 | 0 | 0 | 0 | 0 | 0 | 0 | 0 | 0 | 0 | 0 | 0 | 0 | 0 | 0 | 0 | 0 | 0 | 0 | 0 | 0 | 0 | 0 | 0 | 1 | 0 | 0 | 0 | 0 | 0 | 0 | 0 | 0 | 0 | 0 | 0 | 0 | 0 | 1 | 1 | 1 | 0 | 0 | 1 | 1 | 0 | 0 | 0 | 0 | 0 | 0 | 0 | 0 | 1 | 1 | 0 | 0 | 0 | 0 | 0 | 0 | 0 | 0 | 0 | 0 | 0 | 0 | 0 | 0 | 0 | 0 | 0 | 0 | 0 | 0 | 0 | 0 | 0 | 0 | 0 | 0 | 0 | 0 | 0 | 0 | 0 | 0 | 0 |  | 0 | 0 | 0 | 0 | 0 | 0 | 0 | 0 | 0 | 0 | 0 | 0 | 0 | 0 | 0 | 0 | 0 | 0 | 0 | 0 | 0 | 0 | 0 | 0 | 0 | 0 | 0 | 0 | 0 | 0 | 3 | 0 | 1 | 0 | 0 | 0 | -1886.4315 | -134.2303 | 653.0393 | Vaca Dixon-Tesla 500kV Line | Vaca Dixon-Tesla 500kV Line | Windmaster-Delta pumps 230 kV line |  | 0 | 0 | 0 | 0 | 0 | 0 | 179.5473 | 668.0163 | 653.0393 | Contra Costa- Windmaster 230 kV line | Contra Costa- Windmaster 230 kV line | Windmaster-Delta pumps 230 kV line |  | 5 | 1 | YES | 2 | 1 | 1 | NO | 1
PG&E North of Greater Bay Study Area | Silverado | 115 | 0 | 0 | 0 | 0 | 0 | 0 | 0 | 0 | 0 | 0 | 0 | 0 | 0 | 0 | 0 | 0 | 0 | 0 | 0 | 0 | 0 | 0 | 0 | 0 | 0 | 0 | 0 | 0 | 0 | 0 | 0 | 0 | 0 | 0 | 0 | 0 | 0 | 0 | 0 | 0 | 0 | 0 | 0 | 0 | 0 | 0 | 1 | 0 | 0 | 0 | 0 | 0 | 0 | 0 | 0 | 0 | 0 | 0 | 0 | 0 | 0 | 0 | 0 | 0 | 0 | 0 | 0 | 0 | 0 | 0 | 0 | 0 | 0 | 0 | 0 | 0 | 0 | 0 | 0 | 0 | 0 | 0 | 0 | 0 | 0 | 0 | 0 | 0 | 0 | 0 | 0 | 0 | 0 | 0 | 0 | 0 | 0 | 0 | 0 | 0 | 0 | 0 | 0 | 0 | 0 | 0 | 0 | 0 |  | 0 | 0 | 0 | 0 | 0 | 0 | 0 | 0 | 0 | 0 | 0 | 0 | 0 | 0 | 0 | 0 | 0 | 0 | 0 | 0 | 0 | 0 | 0 | 0 | 0 | 0 | 0 | 0 | 0 | 0 | 0 | 0 | 0 | 0 | 0 | 0 | 1348.544 | 1417.4902 | 1431.3072 | Cortina-Eagle Rock 115 kV line | Cortina-Eagle Rock 115 kV line | Cortina-Eagle Rock 115 kV line |  | 0 | 0 | 0 | 0 | 0 | 0 | 1348.544 | 1417.4902 | 1431.3072 | Cortina-Eagle Rock 115 kV line | Cortina-Eagle Rock 115 kV line | Cortina-Eagle Rock 115 kV line |  | 1 | 1 | NO | 1 | 1 | 1 | NO | 1
SDG&E Study Area | Silvergate | 230 | 0 | 0 | 0 | 0 | 0 | 0 | 0 | 0 | 0 | 0 | 0 | 0 | 0 | 0 | 0 | 0 | 0 | 0 | 0 | 0 | 0 | 0 | 0 | 0 | 0 | 0 | 0 | 0 | 0 | 0 | 0 | 0 | 1 | 0 | 1 | 0 | 1 | 0 | 0 | 0 | 1 | 0 | 0 | 0 | 0 | 0 | 0 | 0 | 0 | 0 | 0 | 0 | 0 | 0 | 0 | 0 | 0 | 0 | 0 | 0 | 0 | 0 | 0 | 0 | 0 | 0 | 0 | 0 | 0 | 0 | 0 | 0 | 0 | 0 | 0 | 0 | 0 | 0 | 0 | 0 | 0 | 0 | 0 | 0 | 0 | 0 | 0 | 0 | 0 | 0 | 0 | 0 | 0 | 0 | 0 | 0 | 0 | 0 | 0 | 0 | 0 | 0 | 0 | 0 | 0 | 0 | 0 | 3 |  | 0 | 0 | 0 | 0 | 0 | 0 | 0 | 0 | 0 | 0 | 0 | 100 | 0 | 0 | 1 | 0 | 0 | 0 | 0 | 0 | 0 | 0 | 0 | 0 | 0 | 0 | 100 | 0 | 0 | 1 | 1 | 3 | 0 | 0 | 0 | 0 | -331.905 | 436.53 | 1259.5 | Silvergate-Old Town 230 kV constraint | Silvergate-Old Town 230 kV constraint | Silvergate-Old Town 230 kV constraint |  | 0 | 3 | 0 | 0 | 0 | 0 | -217.205 | 1143.23 | 1259.5 | Encina - San Luis Rey 230 kV constraint | Encina - San Luis Rey 230 kV constraint | Silvergate-Old Town 230 kV constraint |  | 5 | 4 | YES | 4 | 1 | 1 | NO | 1
PG&E Kern Study Area | Sisquoc | 115 | 0 | 0 | 0 | 0 | 0 | 0 | 0 | 0 | 0 | 0 | 0 | 0 | 0 | 0 | 0 | 0 | 0 | 0 | 0 | 0 | 0 | 0 | 0 | 0 | 0 | 0 | 0 | 0 | 0 | 0 | 0 | 0 | 0 | 0 | 0 | 0 | 0 | 0 | 0 | 0 | 0 | 0 | 0 | 0 | 0 | 0 | 0 | 0 | 0 | 0 | 0 | 0 | 0 | 0 | 0 | 0 | 0 | 0 | 0 | 0 | 0 | 0 | 0 | 0 | 0 | 0 | 0 | 0 | 0 | 0 | 0 | 0 | 0 | 0 | 0 | 0 | 0 | 0 | 0 | 0 | 0 | 0 | 1 | 0 | 0 | 0 | 0 | 0 | 0 | 0 | 0 | 0 | 0 | 0 | 0 | 0 | 0 | 0 | 0 | 0 | 0 | 0 | 0 | 0 | 0 | 0 | 0 | 0 |  | 0 | 0 | 0 | 0 | 0 | 0 | 0 | 0 | 0 | 0 | 0 | 0 | 0 | 0 | 0 | 0 | 0 | 0 | 0 | 0 | 0 | 0 | 0 | 0 | 0 | 0 | 0 | 0 | 0 | 0 | 0 | 0 | 0 | 0 | 0 | 0 | 1069.043 | 1130.2584 | 1065.6609 | Midway 230/115kV TB #3 | Midway 230/115kV TB #3 | Midway 230/115kV TB #3 |  | 0 | 0 | 0 | 0 | 0 | 0 | 1069.043 | 1130.2584 | 1065.6609 | Midway 230/115kV TB #3 | Midway 230/115kV TB #3 | Midway 230/115kV TB #3 |  | 1 | 1 | NO | 1 | 1 | 1 | NO | 1
East of Pisgah Study Area | Sloan Canyon | 230 | 0 | 0 | 0 | 0 | 0 | 0 | 0 | 0 | 0 | 0 | 0 | 0 | 0 | 0 | 0 | 0 | 0 | 0 | 0 | 1 | 0 | 1 | 0 | 0 | 0 | 0 | 0 | 1 | 1 | 0 | 0 | 0 | 0 | 0 | 0 | 0 | 0 | 0 | 0 | 0 | 0 | 0 | 0 | 0 | 0 | 0 | 0 | 0 | 0 | 0 | 0 | 0 | 0 | 0 | 0 | 0 | 0 | 0 | 0 | 0 | 0 | 0 | 0 | 0 | 0 | 0 | 0 | 0 | 0 | 0 | 0 | 0 | 0 | 0 | 0 | 0 | 0 | 0 | 0 | 0 | 0 | 0 | 0 | 0 | 0 | 0 | 0 | 0 | 0 | 0 | 0 | 0 | 0 | 0 | 0 | 0 | 0 | 0 | 0 | 0 | 0 | 0 | 0 | 0 | 0 | 0 | 0 | 3 |  | 0 | 0 | 0 | 0 | 0 | 0 | 0 | 0 | 0 | 0 | 0 | 0 | 0 | 0 | 0 | 0 | 0 | 410 | 0 | 0 | 0 | 0 | 0 | 0 | 0 | 0 | 0 | 100 | 0 | 1 | 1 | 3 | 1 | 0 | 0 | 0 | -6514.967 | -537.3375 | 2339.1 | Devers-Red Bluff Constraint | Devers-Red Bluff Constraint | GLW 230kV area constraint |  | 0 | 3 | 1 | 0 | 0 | 0 | -6514.967 | -537.3375 | 2339.1 | Devers-Red Bluff Constraint | Devers-Red Bluff Constraint | GLW 230kV area constraint |  | 5 | 5 | NO | 5 | 1 | 1 | NO | 1
PG&E Kern Study Area | Smyrna | 115 | 0 | 0 | 0 | 0 | 0 | 0 | 0 | 0 | 0 | 0 | 0 | 0 | 0 | 0 | 0 | 0 | 0 | 0 | 0 | 0 | 0 | 0 | 0 | 0 | 0 | 0 | 0 | 0 | 0 | 0 | 0 | 0 | 0 | 0 | 0 | 0 | 0 | 0 | 0 | 0 | 0 | 0 | 0 | 0 | 0 | 0 | 0 | 0 | 0 | 0 | 0 | 0 | 0 | 0 | 0 | 0 | 0 | 0 | 0 | 0 | 0 | 0 | 0 | 0 | 0 | 0 | 0 | 0 | 0 | 0 | 0 | 0 | 0 | 0 | 0 | 1 | 1 | 1 | 1 | 0 | 0 | 0 | 1 | 1 | 0 | 1 | 1 | 0 | 0 | 0 | 0 | 0 | 0 | 0 | 0 | 0 | 0 | 0 | 0 | 0 | 0 | 0 | 0 | 0 | 0 | 0 | 0 | 0 |  | 0 | 0 | 0 | 0 | 0 | 0 | 0 | 0 | 0 | 0 | 0 | 0 | 0 | 0 | 0 | 0 | 0 | 0 | 0 | 0 | 0 | 0 | 0 | 6.1 | 0 | 0 | 0 | 0 | 0 | 1 | 4 | 0 | 5 | 0 | 0 | 0 | -2895.395 | -1843.223 | 114.9996 | Midway-Q2005 230kV Line | Midway-Q2005 230kV Line | Smyrna -Q1984 115kV line |  | 0 | 0 | 1 | 0 | 0 | 0 | 17.924 | -0.38256 | 114.9996 | Smyrna -Q1984 115kV line | Smyrna -Q1984 115kV line | Smyrna -Q1984 115kV line |  | 5 | 5 | NO | 5 | 1 | 1 | NO | 1
PG&E Greater Bay Study Area | Sobrante | 115 | 0 | 0 | 0 | 0 | 0 | 0 | 0 | 0 | 0 | 0 | 0 | 0 | 0 | 0 | 0 | 0 | 0 | 0 | 0 | 0 | 0 | 0 | 0 | 0 | 0 | 0 | 0 | 0 | 0 | 0 | 0 | 0 | 0 | 0 | 0 | 0 | 0 | 0 | 0 | 0 | 0 | 0 | 0 | 1 | 1 | 0 | 0 | 0 | 0 | 0 | 0 | 0 | 0 | 0 | 1 | 1 | 0 | 1 | 1 | 1 | 1 | 0 | 0 | 1 | 1 | 0 | 1 | 0 | 0 | 0 | 0 | 0 | 0 | 1 | 0 | 0 | 0 | 0 | 0 | 0 | 0 | 0 | 0 | 0 | 0 | 0 | 0 | 0 | 0 | 0 | 0 | 0 | 0 | 0 | 0 | 0 | 0 | 0 | 0 | 0 | 0 | 0 | 0 | 0 | 0 | 0 | 0 | 3 |  | 0 | 0 | 0 | 0 | 0 | 0 | 0 | 0 | 0 | 0 | 0 | 0 | 0 | 0 | 0 | 0 | 0 | 0 | 0 | 0 | 0 | 0 | 0 | 5 | 0 | 0 | 0 | 0 | 0 | 1 | 2 | 0 | 1 | 0 | 0 | 0 | -1886.4315 | -134.2303 | 653.0393 | Vaca Dixon-Tesla 500kV Line | Vaca Dixon-Tesla 500kV Line | Windmaster-Delta pumps 230 kV line |  | 0 | 0 | 0 | 0 | 0 | 0 | 179.5473 | 668.0163 | 653.0393 | Contra Costa- Windmaster 230 kV line | Contra Costa- Windmaster 230 kV line | Windmaster-Delta pumps 230 kV line |  | 5 | 1 | YES | 2 | 1 | 1 | NO | 1
PG&E Kern Study Area | Solar SS | 230 | 0 | 0 | 0 | 0 | 0 | 0 | 0 | 0 | 0 | 0 | 0 | 0 | 0 | 0 | 0 | 0 | 0 | 0 | 0 | 0 | 0 | 0 | 0 | 0 | 0 | 0 | 0 | 0 | 0 | 0 | 0 | 0 | 0 | 0 | 0 | 0 | 0 | 0 | 0 | 0 | 0 | 0 | 0 | 0 | 0 | 0 | 0 | 0 | 0 | 0 | 0 | 0 | 0 | 0 | 0 | 0 | 0 | 0 | 0 | 0 | 0 | 0 | 0 | 0 | 0 | 0 | 0 | 0 | 0 | 0 | 0 | 0 | 0 | 0 | 0 | 1 | 1 | 0 | 0 | 0 | 0 | 0 | 0 | 0 | 0 | 1 | 1 | 0 | 0 | 0 | 0 | 0 | 0 | 0 | 0 | 0 | 0 | 0 | 0 | 0 | 0 | 0 | 0 | 0 | 1 | 0 | 0 | 0 |  | 0 | 0 | 0 | 0 | 0 | 0 | 0 | 0 | 0 | 0 | 0 | 0 | 0 | 0 | 0 | 0 | 0 | 0 | 0 | 0 | 0 | 0 | 0 | 0 | 0 | 0 | 0 | 0 | 0 | 0 | 4 | 0 | 4 | 0 | 0 | 0 | -2895.395 | -1843.223 | 596.3058 | Midway-Q2005 230kV Line | Midway-Q2005 230kV Line | Oceano-Calendar 115kV line |  | 0 | 0 | 0 | 0 | 0 | 0 | 63.468 | 821.2582 | 826.3058 | Gates-Panoche 230 kV #1 and #2 Lines | Oceano-Calendar 115kV line | Oceano-Calendar 115kV line |  | 5 | 1 | YES | 2 | 1 | 1 | NO | 1
SCE Northern Area | Springville | 230 | 1 | 0 | 1 | 0 | 0 | 1 | 1 | 1 | 0 | 0 | 0 | 0 | 0 | 0 | 0 | 0 | 0 | 0 | 0 | 0 | 0 | 0 | 0 | 0 | 0 | 0 | 0 | 0 | 1 | 0 | 0 | 0 | 0 | 0 | 0 | 0 | 0 | 0 | 0 | 0 | 0 | 0 | 0 | 0 | 0 | 0 | 0 | 0 | 0 | 0 | 0 | 0 | 0 | 0 | 0 | 0 | 0 | 0 | 0 | 0 | 0 | 0 | 0 | 0 | 0 | 0 | 0 | 0 | 0 | 0 | 0 | 0 | 0 | 0 | 0 | 0 | 0 | 0 | 0 | 0 | 0 | 0 | 0 | 0 | 0 | 0 | 0 | 0 | 0 | 0 | 0 | 0 | 0 | 0 | 0 | 0 | 0 | 0 | 0 | 0 | 0 | 0 | 0 | 0 | 0 | 0 | 0 | 0 |  | 0 | 0 | 0 | 0 | 0 | 0 | 0 | 0 | 11 | 0 | 0 | 0 | 0 | 0 | 1 | 0 | 0 | 0 | 0 | 0 | 0 | 0 | 0 | 0 | 0 | 0 | 225 | 0 | 0 | 1 | 3 | 0 | 2 | 0 | 0 | 0 | -6146.0908 | -113.0121 | 1447.509 | Lugo - Victorville area constraint | South of Magunden Constraint | South of Magunden Constraint |  | 2 | 0 | 2 | 0 | 0 | 0 | -659.6838 | -113.0121 | 1447.509 | South of Magunden Constraint | South of Magunden Constraint | South of Magunden Constraint |  | 5 | 5 | NO | 5 | 1 | 1 | NO | 1
PG&E Greater Bay Study Area | Stagg | 230 | 0 | 0 | 0 | 0 | 0 | 0 | 0 | 0 | 0 | 0 | 0 | 0 | 0 | 0 | 0 | 0 | 0 | 0 | 0 | 0 | 0 | 0 | 0 | 0 | 0 | 0 | 0 | 0 | 0 | 0 | 0 | 0 | 0 | 0 | 0 | 0 | 0 | 0 | 0 | 0 | 0 | 0 | 0 | 0 | 1 | 0 | 0 | 0 | 0 | 0 | 1 | 0 | 0 | 0 | 0 | 0 | 0 | 0 | 0 | 0 | 0 | 0 | 0 | 0 | 1 | 1 | 0 | 0 | 0 | 0 | 0 | 0 | 0 | 1 | 0 | 0 | 0 | 0 | 0 | 0 | 0 | 0 | 0 | 0 | 0 | 0 | 0 | 0 | 0 | 0 | 0 | 1 | 0 | 0 | 0 | 0 | 0 | 0 | 0 | 0 | 0 | 0 | 0 | 0 | 0 | 0 | 0 | 1 |  | 0 | 0 | 0 | 0 | 0 | 0 | 0 | 0 | 0 | 0 | 0 | 0 | 0 | 0 | 0 | 0 | 0 | 0 | 0 | 0 | 0 | 0 | 0 | 0 | 0 | 0 | 0 | 0 | 0 | 0 | 1 | 0 | 1 | 0 | 0 | 0 | -1886.4315 | -134.2303 | 1728.5998 | Vaca Dixon-Tesla 500kV Line | Vaca Dixon-Tesla 500kV Line | Vaca Dixon-Tesla 500kV Line |  | 0 | 0 | 0 | 0 | 0 | 0 | 164.1265 | 880.3405 | 1728.5998 | Bellota-Weber 230kV line | Bellota-Weber 230kV line | Vaca Dixon-Tesla 500kV Line |  | 5 | 1 | YES | 2 | 1 | 1 | NO | 1
PG&E Greater Bay Study Area | Std Oil | 115 | 0 | 0 | 0 | 0 | 0 | 0 | 0 | 0 | 0 | 0 | 0 | 0 | 0 | 0 | 0 | 0 | 0 | 0 | 0 | 0 | 0 | 0 | 0 | 0 | 0 | 0 | 0 | 0 | 0 | 0 | 0 | 0 | 0 | 0 | 0 | 0 | 0 | 0 | 0 | 0 | 0 | 0 | 0 | 1 | 1 | 0 | 0 | 0 | 0 | 0 | 0 | 0 | 0 | 0 | 1 | 1 | 0 | 1 | 1 | 1 | 1 | 0 | 0 | 1 | 1 | 0 | 1 | 0 | 0 | 0 | 0 | 0 | 0 | 1 | 0 | 0 | 0 | 0 | 0 | 0 | 0 | 0 | 0 | 0 | 0 | 0 | 0 | 0 | 0 | 0 | 0 | 0 | 0 | 0 | 0 | 0 | 0 | 0 | 0 | 0 | 0 | 0 | 0 | 0 | 0 | 0 | 0 | 3 |  | 0 | 0 | 0 | 0 | 0 | 0 | 0 | 0 | 0 | 0 | 0 | 0 | 0 | 0 | 0 | 0 | 0 | 0 | 0 | 0 | 0 | 0 | 0 | 0 | 0 | 0 | 0 | 0 | 0 | 0 | 2 | 0 | 1 | 0 | 0 | 0 | -1886.4315 | -134.2303 | 653.0393 | Vaca Dixon-Tesla 500kV Line | Vaca Dixon-Tesla 500kV Line | Windmaster-Delta pumps 230 kV line |  | 0 | 0 | 0 | 0 | 0 | 0 | 179.5473 | 668.0163 | 653.0393 | Contra Costa- Windmaster 230 kV line | Contra Costa- Windmaster 230 kV line | Windmaster-Delta pumps 230 kV line |  | 5 | 1 | YES | 2 | 1 | 1 | NO | 1
PG&E Kern Study Area | Stockdale | 230 | 0 | 0 | 0 | 0 | 0 | 0 | 0 | 0 | 0 | 0 | 0 | 0 | 0 | 0 | 0 | 0 | 0 | 0 | 0 | 0 | 0 | 0 | 0 | 0 | 0 | 0 | 0 | 0 | 0 | 0 | 0 | 0 | 0 | 0 | 0 | 0 | 0 | 0 | 0 | 0 | 0 | 0 | 0 | 0 | 0 | 0 | 0 | 0 | 0 | 0 | 0 | 0 | 0 | 0 | 0 | 0 | 0 | 0 | 0 | 0 | 0 | 0 | 0 | 0 | 0 | 0 | 0 | 0 | 0 | 0 | 0 | 0 | 0 | 0 | 0 | 1 | 1 | 0 | 0 | 0 | 0 | 0 | 0 | 0 | 0 | 1 | 1 | 0 | 0 | 0 | 0 | 0 | 0 | 0 | 0 | 0 | 0 | 0 | 0 | 0 | 0 | 0 | 0 | 0 | 1 | 0 | 0 | 0 |  | 0 | 0 | 0 | 0 | 0 | 0 | 0 | 0 | 0 | 0 | 0 | 0 | 0 | 0 | 0 | 0 | 0 | 0 | 0 | 0 | 0 | 0 | 0 | 0 | 0 | 0 | 0 | 0 | 0 | 0 | 4 | 0 | 4 | 0 | 0 | 0 | -2895.395 | -1843.223 | 596.3058 | Midway-Q2005 230kV Line | Midway-Q2005 230kV Line | Oceano-Calendar 115kV line |  | 0 | 0 | 0 | 0 | 0 | 0 | 63.468 | 821.2582 | 826.3058 | Gates-Panoche 230 kV #1 and #2 Lines | Oceano-Calendar 115kV line | Oceano-Calendar 115kV line |  | 5 | 1 | YES | 2 | 1 | 1 | NO | 1
PG&E Kern Study Area | Stockdale | 115 | 0 | 0 | 0 | 0 | 0 | 0 | 0 | 0 | 0 | 0 | 0 | 0 | 0 | 0 | 0 | 0 | 0 | 0 | 0 | 0 | 0 | 0 | 0 | 0 | 0 | 0 | 0 | 0 | 0 | 0 | 0 | 0 | 0 | 0 | 0 | 0 | 0 | 0 | 0 | 0 | 0 | 0 | 0 | 0 | 0 | 0 | 0 | 0 | 0 | 0 | 0 | 0 | 0 | 0 | 0 | 0 | 0 | 0 | 0 | 0 | 0 | 0 | 0 | 0 | 0 | 0 | 0 | 0 | 0 | 0 | 0 | 0 | 0 | 0 | 0 | 0 | 0 | 0 | 0 | 0 | 0 | 1 | 0 | 0 | 0 | 0 | 0 | 0 | 0 | 0 | 0 | 0 | 0 | 0 | 0 | 0 | 0 | 0 | 0 | 0 | 0 | 0 | 0 | 0 | 0 | 0 | 0 | 0 |  | 0 | 0 | 0 | 0 | 0 | 0 | 0 | 0 | 0 | 0 | 0 | 0 | 0 | 0 | 0 | 0 | 0 | 0 | 0 | 0 | 0 | 0 | 0 | 1.7 | 0 | 0 | 0 | 0 | 0 | 1 | 0 | 0 | 0 | 0 | 0 | 0 | 53.27 | 74.9412 | 221.033 | Kern-Tevis-Stockdale-Lamont 115kV line | Kern-Tevis-Stockdale-Lamont 115kV line | Kern-Tevis-Stockdale-Lamont 115kV line |  | 0 | 0 | 0 | 0 | 0 | 0 | 53.27 | 74.9412 | 221.033 | Kern-Tevis-Stockdale-Lamont 115kV line | Kern-Tevis-Stockdale-Lamont 115kV line | Kern-Tevis-Stockdale-Lamont 115kV line |  | 1 | 1 | NO | 1 | 1 | 1 | NO | 1
PG&E Fresno Study Area | Storey | 230 | 0 | 0 | 0 | 0 | 0 | 0 | 0 | 0 | 0 | 0 | 0 | 0 | 0 | 0 | 0 | 0 | 0 | 0 | 0 | 0 | 0 | 0 | 0 | 0 | 0 | 0 | 0 | 0 | 0 | 0 | 0 | 0 | 0 | 0 | 0 | 0 | 0 | 0 | 0 | 0 | 0 | 0 | 0 | 0 | 0 | 0 | 0 | 0 | 0 | 0 | 1 | 0 | 0 | 0 | 0 | 0 | 0 | 0 | 0 | 0 | 0 | 0 | 0 | 0 | 0 | 0 | 0 | 0 | 0 | 0 | 0 | 0 | 0 | 0 | 0 | 0 | 1 | 0 | 0 | 0 | 0 | 0 | 0 | 0 | 0 | 1 | 1 | 0 | 1 | 1 | 1 | 1 | 1 | 1 | 1 | 1 | 0 | 1 | 1 | 0 | 0 | 1 | 0 | 0 | 0 | 0 | 0 | 4 |  | 0 | 0 | 0 | 0 | 0 | 0 | 0 | 0 | 0 | 0 | 0 | 0 | 0 | 0 | 0 | 0 | 0 | 0 | 0 | 0 | 0 | 0 | 0 | 0 | 0 | 0 | 0 | 0 | 0 | 0 | 5 | 0 | 5 | 0 | 0 | 0 | -2895.395 | -1843.223 | 299.4102 | Midway-Q2005 230kV Line | Midway-Q2005 230kV Line | Panoche- Mendota 115 kV line |  | 0 | 0 | 0 | 0 | 0 | 0 | 0.019 | 295.7225 | 299.4102 | Tranquility-Helm 230kV Line | Tranquility-Helm 230kV Line | Panoche- Mendota 115 kV line |  | 5 | 1 | YES | 2 | 1 | 1 | NO | 1
PG&E North of Greater Bay Study Area | Summit | 115 | 0 | 0 | 0 | 0 | 0 | 0 | 0 | 0 | 0 | 0 | 0 | 0 | 0 | 0 | 0 | 0 | 0 | 0 | 0 | 0 | 0 | 0 | 0 | 0 | 0 | 0 | 0 | 0 | 0 | 0 | 0 | 0 | 0 | 0 | 0 | 0 | 0 | 0 | 0 | 0 | 0 | 0 | 0 | 0 | 0 | 0 | 0 | 1 | 0 | 0 | 0 | 0 | 0 | 0 | 0 | 0 | 0 | 0 | 0 | 0 | 0 | 0 | 0 | 0 | 0 | 0 | 0 | 0 | 0 | 0 | 0 | 0 | 0 | 0 | 0 | 0 | 0 | 0 | 0 | 0 | 0 | 0 | 0 | 0 | 0 | 0 | 0 | 0 | 0 | 0 | 0 | 0 | 0 | 0 | 0 | 0 | 0 | 0 | 0 | 0 | 0 | 0 | 0 | 0 | 0 | 0 | 0 | 0 |  | 40 | 0 | 0 | 0 | 0 | 0 | 0 | 0 | 0 | 0 | 0 | 0 | 0 | 0 | 1 | 0 | 0 | 0 | 0 | 0 | 0 | 0 | 0 | 0 | 0 | 0 | 0 | 0 | 0 | 0 | 0 | 0 | 0 | 0 | 0 | 0 | 563.475 | 561.537 | 587.11 | Bell-Placer 115kV Line | Bell-Placer 115kV Line | Bell-Placer 115kV Line |  | 0 | 0 | 0 | 0 | 0 | 0 | 563.475 | 561.537 | 587.11 | Bell-Placer 115kV Line | Bell-Placer 115kV Line | Bell-Placer 115kV Line |  | 1 | 1 | NO | 1 | 1 | 1 | NO | 1
SDG&E Study Area | Suncrest | 500 | 0 | 0 | 0 | 0 | 0 | 0 | 0 | 0 | 0 | 0 | 0 | 0 | 0 | 0 | 0 | 0 | 0 | 0 | 0 | 1 | 0 | 1 | 0 | 0 | 0 | 0 | 0 | 0 | 1 | 0 | 1 | 0 | 0 | 0 | 1 | 0 | 1 | 0 | 0 | 0 | 0 | 0 | 0 | 0 | 0 | 0 | 0 | 0 | 0 | 0 | 0 | 0 | 0 | 0 | 0 | 0 | 0 | 0 | 0 | 0 | 0 | 0 | 0 | 0 | 0 | 0 | 0 | 0 | 0 | 0 | 0 | 0 | 0 | 0 | 0 | 0 | 0 | 0 | 0 | 0 | 0 | 0 | 0 | 0 | 0 | 0 | 0 | 0 | 0 | 0 | 0 | 0 | 0 | 0 | 0 | 0 | 0 | 0 | 0 | 0 | 0 | 0 | 0 | 0 | 0 | 0 | 0 | 4 |  | 0 | 0 | 0 | 0 | 0 | 0 | 0 | 0 | 0 | 0 | 0 | 0 | 0 | 0 | 0 | 0 | 0 | 0 | 0 | 0 | 0 | 0 | 0 | 0 | 0 | 0 | 0 | 0 | 0 | 0 | 2 | 4 | 1 | 0 | 0 | 0 | -6514.967 | -537.3375 | 1359.0564 | Devers-Red Bluff Constraint | Devers-Red Bluff Constraint | Chicarita 138 kV constraint |  | 0 | 4 | 1 | 0 | 0 | 0 | -6514.967 | -537.3375 | 1359.0564 | Devers-Red Bluff Constraint | Devers-Red Bluff Constraint | Chicarita 138 kV constraint |  | 5 | 5 | NO | 5 | 1 | 1 | NO | 1
SDG&E Study Area | Suncrest | 230 | 0 | 0 | 0 | 0 | 0 | 0 | 0 | 0 | 0 | 0 | 0 | 0 | 0 | 0 | 0 | 0 | 0 | 0 | 0 | 1 | 0 | 0 | 0 | 0 | 0 | 0 | 0 | 0 | 0 | 0 | 1 | 0 | 0 | 0 | 1 | 0 | 1 | 0 | 0 | 0 | 0 | 0 | 0 | 0 | 0 | 0 | 0 | 0 | 0 | 0 | 0 | 0 | 0 | 0 | 0 | 0 | 0 | 0 | 0 | 0 | 0 | 0 | 0 | 0 | 0 | 0 | 0 | 0 | 0 | 0 | 0 | 0 | 0 | 0 | 0 | 0 | 0 | 0 | 0 | 0 | 0 | 0 | 0 | 0 | 0 | 0 | 0 | 0 | 0 | 0 | 0 | 0 | 0 | 0 | 0 | 0 | 0 | 0 | 0 | 0 | 0 | 0 | 0 | 0 | 0 | 0 | 0 | 3 |  | 0 | 0 | 0 | 0 | 0 | 0 | 0 | 0 | 0 | 0 | 0 | 0 | 0 | 0 | 0 | 0 | 0 | 0 | 0 | 0 | 0 | 0 | 0 | 0 | 0 | 0 | 0 | 0 | 0 | 0 | 1 | 3 | 0 | 0 | 0 | 0 | -2408.967 | 30.3023 | 1359.0564 | Colorado River-Red Bluff Constraint | Chicarita 138 kV constraint | Chicarita 138 kV constraint |  | 0 | 3 | 0 | 0 | 0 | 0 | -2408.967 | 730.3023 | 1359.0564 | Colorado River-Red Bluff Constraint | Chicarita 138 kV constraint | Chicarita 138 kV constraint |  | 5 | 4 | YES | 4 | 1 | 1 | NO | 1
SDG&E Study Area | New Sub - Suncrest - Ocotillo (Proposed) | 500 | 0 | 0 | 0 | 0 | 0 | 0 | 0 | 0 | 0 | 0 | 0 | 0 | 0 | 0 | 0 | 0 | 0 | 0 | 0 | 1 | 0 | 1 | 0 | 0 | 0 | 1 | 0 | 0 | 1 | 0 | 0 | 0 | 0 | 0 | 1 | 1 | 1 | 0 | 0 | 1 | 0 | 0 | 0 | 0 | 0 | 0 | 0 | 0 | 0 | 0 | 0 | 0 | 0 | 0 | 0 | 0 | 0 | 0 | 0 | 0 | 0 | 0 | 0 | 0 | 0 | 0 | 0 | 0 | 0 | 0 | 0 | 0 | 0 | 0 | 0 | 0 | 0 | 0 | 0 | 0 | 0 | 0 | 0 | 0 | 0 | 0 | 0 | 0 | 0 | 0 | 0 | 0 | 0 | 0 | 0 | 0 | 0 | 0 | 0 | 0 | 0 | 0 | 0 | 0 | 0 | 0 | 0 | 6 |  | 0 | 0 | 0 | 0 | 0 | 0 | 0 | 0 | 0 | 0 | 0 | 0 | 0 | 0 | 0 | 0 | 0 | 400 | 100 | 0 | 0 | 0 | 0 | 0 | 0 | 0 | 0 | 0 | 0 | 1 | 2 | 5 | 1 | 0 | 0 | 0 | -6514.967 | -537.3375 | 591.5 | Devers-Red Bluff Constraint | Devers-Red Bluff Constraint | Silvergate - Bay Blvd 230 kV constraint |  | 0 | 5 | 1 | 0 | 0 | 0 | -6514.967 | -537.3375 | 3523 | Devers-Red Bluff Constraint | Devers-Red Bluff Constraint | Encina - San Luis Rey 230 kV constraint |  | 5 | 5 | NO | 5 | 1 | 1 | NO | 1
PG&E Kern Study Area | Sunset | 230 | 0 | 0 | 0 | 0 | 0 | 0 | 0 | 0 | 0 | 0 | 0 | 0 | 0 | 0 | 0 | 0 | 0 | 0 | 0 | 0 | 0 | 0 | 0 | 0 | 0 | 0 | 0 | 0 | 0 | 0 | 0 | 0 | 0 | 0 | 0 | 0 | 0 | 0 | 0 | 0 | 0 | 0 | 0 | 0 | 0 | 0 | 0 | 0 | 0 | 0 | 0 | 0 | 0 | 0 | 0 | 0 | 0 | 0 | 0 | 0 | 0 | 0 | 0 | 0 | 0 | 0 | 0 | 0 | 0 | 0 | 0 | 0 | 0 | 0 | 0 | 1 | 1 | 0 | 0 | 0 | 0 | 0 | 0 | 0 | 0 | 1 | 1 | 0 | 0 | 0 | 0 | 0 | 0 | 0 | 0 | 0 | 0 | 0 | 0 | 0 | 0 | 0 | 0 | 0 | 1 | 0 | 0 | 0 |  | 0 | 0 | 0 | 0 | 0 | 0 | 0 | 0 | 0 | 0 | 0 | 0 | 0 | 0 | 0 | 0 | 0 | 0 | 0 | 0 | 0 | 0 | 0 | 0 | 0 | 0 | 0 | 0 | 0 | 0 | 4 | 0 | 4 | 0 | 0 | 0 | -2895.395 | -1843.223 | 596.3058 | Midway-Q2005 230kV Line | Midway-Q2005 230kV Line | Oceano-Calendar 115kV line |  | 0 | 0 | 0 | 0 | 0 | 0 | 63.468 | 821.2582 | 826.3058 | Gates-Panoche 230 kV #1 and #2 Lines | Oceano-Calendar 115kV line | Oceano-Calendar 115kV line |  | 5 | 1 | YES | 2 | 1 | 1 | NO | 1
PG&E Kern Study Area | Surf | 115 | 0 | 0 | 0 | 0 | 0 | 0 | 0 | 0 | 0 | 0 | 0 | 0 | 0 | 0 | 0 | 0 | 0 | 0 | 0 | 0 | 0 | 0 | 0 | 0 | 0 | 0 | 0 | 0 | 0 | 0 | 0 | 0 | 0 | 0 | 0 | 0 | 0 | 0 | 0 | 0 | 0 | 0 | 0 | 0 | 0 | 0 | 0 | 0 | 0 | 0 | 0 | 0 | 0 | 0 | 0 | 0 | 0 | 0 | 0 | 0 | 0 | 0 | 0 | 0 | 0 | 0 | 0 | 0 | 0 | 0 | 0 | 0 | 0 | 0 | 0 | 1 | 1 | 0 | 0 | 0 | 0 | 0 | 1 | 0 | 0 | 1 | 1 | 0 | 0 | 0 | 0 | 0 | 0 | 0 | 0 | 0 | 0 | 0 | 0 | 0 | 0 | 0 | 0 | 0 | 1 | 0 | 0 | 0 |  | 0 | 0 | 0 | 0 | 0 | 0 | 0 | 0 | 0 | 0 | 0 | 0 | 0 | 0 | 0 | 0 | 0 | 0 | 0 | 0 | 0 | 0 | 0 | 0 | 0 | 0 | 0 | 0 | 0 | 0 | 4 | 0 | 4 | 0 | 0 | 0 | -2895.395 | -1843.223 | 596.3058 | Midway-Q2005 230kV Line | Midway-Q2005 230kV Line | Oceano-Calendar 115kV line |  | 0 | 0 | 0 | 0 | 0 | 0 | 63.468 | 821.2582 | 826.3058 | Gates-Panoche 230 kV #1 and #2 Lines | Oceano-Calendar 115kV line | Oceano-Calendar 115kV line |  | 5 | 1 | YES | 2 | 1 | 1 | NO | 1
SDG&E Study Area | Sycamore Canyon | 230 | 0 | 0 | 0 | 0 | 0 | 0 | 0 | 0 | 0 | 0 | 0 | 0 | 0 | 0 | 0 | 0 | 0 | 0 | 0 | 0 | 0 | 0 | 0 | 0 | 0 | 0 | 0 | 0 | 0 | 1 | 1 | 0 | 1 | 0 | 1 | 0 | 1 | 0 | 0 | 0 | 0 | 1 | 0 | 0 | 0 | 0 | 0 | 0 | 0 | 0 | 0 | 0 | 0 | 0 | 0 | 0 | 0 | 0 | 0 | 0 | 0 | 0 | 0 | 0 | 0 | 0 | 0 | 0 | 0 | 0 | 0 | 0 | 0 | 0 | 0 | 0 | 0 | 0 | 0 | 0 | 0 | 0 | 0 | 0 | 0 | 0 | 0 | 0 | 0 | 0 | 0 | 0 | 0 | 0 | 0 | 0 | 0 | 0 | 0 | 0 | 0 | 0 | 0 | 0 | 0 | 0 | 0 | 3 |  | 0 | 0 | 0 | 0 | 0 | 0 | 0 | 0 | 0 | 0 | 0 | 0 | 0 | 0 | 0 | 0 | 0 | 0 | 0 | 0 | 0 | 0 | 0 | 0 | 0 | 0 | 0 | 0 | 499 | 1 | 2 | 3 | 0 | 0 | 0 | 0 | -498.9952 | 30.3023 | 1359.0564 | Chicarita 138 kV constraint | Chicarita 138 kV constraint | Chicarita 138 kV constraint |  | 0 | 3 | 0 | 0 | 0 | 0 | -217.205 | 730.3023 | 1359.0564 | Encina - San Luis Rey 230 kV constraint | Chicarita 138 kV constraint | Chicarita 138 kV constraint |  | 5 | 4 | YES | 4 | 1 | 1 | NO | 1
SDG&E Study Area | Sycamore Canyon | 138 | 0 | 0 | 0 | 0 | 0 | 0 | 0 | 0 | 0 | 0 | 0 | 0 | 0 | 0 | 0 | 0 | 0 | 0 | 0 | 0 | 0 | 0 | 0 | 0 | 0 | 0 | 0 | 0 | 0 | 0 | 1 | 0 | 1 | 0 | 0 | 0 | 0 | 0 | 0 | 0 | 0 | 1 | 0 | 0 | 0 | 0 | 0 | 0 | 0 | 0 | 0 | 0 | 0 | 0 | 0 | 0 | 0 | 0 | 0 | 0 | 0 | 0 | 0 | 0 | 0 | 0 | 0 | 0 | 0 | 0 | 0 | 0 | 0 | 0 | 0 | 0 | 0 | 0 | 0 | 0 | 0 | 0 | 0 | 0 | 0 | 0 | 0 | 0 | 0 | 0 | 0 | 0 | 0 | 0 | 0 | 0 | 0 | 0 | 0 | 0 | 0 | 0 | 0 | 0 | 0 | 0 | 0 | 1 |  | 0 | 0 | 0 | 0 | 0 | 0 | 0 | 0 | 0 | 0 | 0 | 300 | 0 | 0 | 1 | 0 | 0 | 0 | 0 | 0 | 0 | 0 | 0 | 0 | 0 | 0 | 0 | 0 | 0 | 0 | 2 | 1 | 0 | 0 | 0 | 0 | -498.9952 | 30.3023 | 1359.0564 | Chicarita 138 kV constraint | Chicarita 138 kV constraint | Chicarita 138 kV constraint |  | 0 | 1 | 0 | 0 | 0 | 0 | -112.055 | 730.3023 | 1359.0564 | Internal San Diego Area constraint | Chicarita 138 kV constraint | Chicarita 138 kV constraint |  | 5 | 3 | YES | 3 | 1 | 1 | NO | 1
SCE Metro Study Area | Sylmar | 230 | 0 | 0 | 0 | 0 | 0 | 0 | 0 | 0 | 0 | 0 | 0 | 0 | 0 | 0 | 0 | 0 | 0 | 0 | 0 | 0 | 0 | 0 | 0 | 0 | 0 | 0 | 0 | 0 | 1 | 0 | 0 | 0 | 0 | 0 | 0 | 0 | 0 | 0 | 0 | 0 | 0 | 0 | 0 | 0 | 0 | 0 | 0 | 0 | 0 | 0 | 0 | 0 | 0 | 0 | 0 | 0 | 0 | 0 | 0 | 0 | 0 | 0 | 0 | 0 | 0 | 0 | 0 | 0 | 0 | 0 | 0 | 0 | 0 | 0 | 0 | 0 | 0 | 0 | 0 | 0 | 0 | 0 | 0 | 0 | 0 | 0 | 0 | 0 | 0 | 0 | 0 | 0 | 0 | 0 | 0 | 0 | 0 | 0 | 0 | 0 | 0 | 0 | 0 | 0 | 0 | 0 | 0 | 0 |  | 0 | 0 | 0 | 0 | 0 | 0 | 0 | 0 | 0 | 0 | 0 | 0 | 0 | 0 | 0 | 0 | 0 | 0 | 0 | 0 | 0 | 0 | 0 | 0 | 0 | 0 | 0 | 0 | 0 | 0 | 1 | 0 | 0 | 0 | 0 | 0 | -6146.0908 | 600.4204 | 3670.387 | Lugo - Victorville area constraint | Lugo - Victorville area constraint | Lugo - Victorville area constraint |  | 0 | 0 | 0 | 0 | 0 | 0 | 653.9092 | 7400.4204 | 10470.387 | Lugo - Victorville area constraint | Lugo - Victorville area constraint | Lugo - Victorville area constraint |  | 5 | 1 | YES | 2 | 1 | 1 | NO | 1
PG&E North of Greater Bay Study Area | Table Mountain | 500 | 0 | 0 | 0 | 0 | 0 | 0 | 0 | 0 | 0 | 0 | 0 | 0 | 0 | 0 | 0 | 0 | 0 | 0 | 0 | 0 | 0 | 0 | 0 | 0 | 0 | 0 | 0 | 0 | 0 | 0 | 0 | 0 | 0 | 0 | 0 | 0 | 0 | 0 | 0 | 0 | 0 | 0 | 0 | 0 | 1 | 0 | 0 | 0 | 0 | 0 | 1 | 0 | 0 | 0 | 0 | 0 | 0 | 0 | 0 | 0 | 0 | 0 | 0 | 0 | 0 | 0 | 0 | 0 | 0 | 0 | 0 | 0 | 0 | 0 | 0 | 0 | 0 | 0 | 0 | 0 | 0 | 0 | 0 | 0 | 0 | 0 | 0 | 0 | 0 | 0 | 0 | 0 | 0 | 0 | 0 | 0 | 0 | 0 | 0 | 0 | 0 | 0 | 0 | 0 | 0 | 0 | 0 | 0 |  | 0 | 0 | 0 | 0 | 0 | 0 | 0 | 0 | 0 | 0 | 0 | 0 | 0 | 0 | 0 | 0 | 0 | 0 | 0 | 0 | 0 | 0 | 0 | 0 | 0 | 0 | 0 | 0 | 0 | 0 | 1 | 0 | 1 | 0 | 0 | 0 | -1886.4315 | -134.2303 | 1728.5998 | Vaca Dixon-Tesla 500kV Line | Vaca Dixon-Tesla 500kV Line | Vaca Dixon-Tesla 500kV Line |  | 0 | 0 | 0 | 0 | 0 | 0 | 164.1265 | 880.3405 | 1728.5998 | Bellota-Weber 230kV line | Bellota-Weber 230kV line | Vaca Dixon-Tesla 500kV Line |  | 5 | 1 | YES | 2 | 1 | 1 | NO | 1
PG&E North of Greater Bay Study Area | Table Mountain | 230 | 0 | 0 | 0 | 0 | 0 | 0 | 0 | 0 | 0 | 0 | 0 | 0 | 0 | 0 | 0 | 0 | 0 | 0 | 0 | 0 | 0 | 0 | 0 | 0 | 0 | 0 | 0 | 0 | 0 | 0 | 0 | 0 | 0 | 0 | 0 | 0 | 0 | 0 | 0 | 0 | 0 | 0 | 0 | 0 | 1 | 0 | 0 | 0 | 0 | 1 | 1 | 1 | 1 | 0 | 0 | 0 | 0 | 0 | 0 | 0 | 0 | 0 | 0 | 0 | 1 | 1 | 0 | 0 | 0 | 0 | 0 | 0 | 0 | 0 | 0 | 0 | 0 | 0 | 0 | 0 | 0 | 0 | 0 | 0 | 0 | 0 | 0 | 0 | 0 | 0 | 0 | 0 | 0 | 0 | 0 | 0 | 0 | 0 | 0 | 0 | 0 | 0 | 0 | 0 | 0 | 0 | 0 | 0 |  | 0 | 0 | 0 | 0 | 0 | 0 | 0 | 0 | 0 | 0 | 0 | 0 | 0 | 0 | 0 | 0 | 0 | 15.5 | 104.5 | 0 | 0 | 0 | 0 | 3 | 0 | 0 | 0 | 0 | 0 | 1 | 1 | 0 | 1 | 0 | 0 | 0 | -1886.4315 | -134.2303 | 266.795 | Vaca Dixon-Tesla 500kV Line | Vaca Dixon-Tesla 500kV Line | Rocklin-Pleaseant grove 115kV line |  | 0 | 0 | 0 | 0 | 0 | 0 | 0.1925 | 32.3255 | 266.795 | Rocklin-Pleaseant grove 115kV line | Rocklin-Pleaseant grove 115kV line | Rocklin-Pleaseant grove 115kV line |  | 5 | 1 | YES | 2 | 1 | 1 | NO | 1
PG&E Kern Study Area | Taft | 115 | 0 | 0 | 0 | 0 | 0 | 0 | 0 | 0 | 0 | 0 | 0 | 0 | 0 | 0 | 0 | 0 | 0 | 0 | 0 | 0 | 0 | 0 | 0 | 0 | 0 | 0 | 0 | 0 | 0 | 0 | 0 | 0 | 0 | 0 | 0 | 0 | 0 | 0 | 0 | 0 | 0 | 0 | 0 | 0 | 0 | 0 | 0 | 0 | 0 | 0 | 0 | 0 | 0 | 0 | 0 | 0 | 0 | 0 | 0 | 0 | 0 | 0 | 0 | 0 | 0 | 0 | 0 | 0 | 0 | 0 | 0 | 0 | 0 | 0 | 0 | 1 | 1 | 0 | 1 | 0 | 1 | 0 | 1 | 0 | 0 | 1 | 1 | 0 | 0 | 0 | 0 | 0 | 0 | 0 | 0 | 0 | 0 | 0 | 0 | 0 | 0 | 0 | 0 | 0 | 0 | 0 | 0 | 0 |  | 0 | 0 | 0 | 0 | 0 | 0 | 0 | 0 | 0 | 0 | 0 | 0 | 0 | 0 | 0 | 0 | 0 | 0 | 0 | 0 | 0 | 0 | 0 | 13 | 0 | 0 | 0 | 0 | 0 | 1 | 4 | 0 | 4 | 0 | 0 | 0 | -2895.395 | -1843.223 | 300.202 | Midway-Q2005 230kV Line | Midway-Q2005 230kV Line | Midway-Taft 115 kV line |  | 0 | 0 | 0 | 0 | 0 | 0 | 206.38 | 223.9928 | 300.202 | Midway-Taft 115 kV line | Midway-Taft 115 kV line | Midway-Taft 115 kV line |  | 5 | 1 | YES | 2 | 1 | 1 | NO | 1
SDG&E Study Area | Talega | 230 | 0 | 0 | 0 | 0 | 0 | 0 | 0 | 0 | 0 | 0 | 0 | 0 | 0 | 0 | 0 | 0 | 0 | 0 | 0 | 0 | 0 | 0 | 0 | 0 | 0 | 0 | 0 | 0 | 0 | 1 | 0 | 0 | 0 | 0 | 0 | 0 | 0 | 0 | 0 | 0 | 0 | 1 | 1 | 0 | 0 | 0 | 0 | 0 | 0 | 0 | 0 | 0 | 0 | 0 | 0 | 0 | 0 | 0 | 0 | 0 | 0 | 0 | 0 | 0 | 0 | 0 | 0 | 0 | 0 | 0 | 0 | 0 | 0 | 0 | 0 | 0 | 0 | 0 | 0 | 0 | 0 | 0 | 0 | 0 | 0 | 0 | 0 | 0 | 0 | 0 | 0 | 0 | 0 | 0 | 0 | 0 | 0 | 0 | 0 | 0 | 0 | 0 | 0 | 0 | 0 | 0 | 0 | 0 |  | 0 | 0 | 0 | 0 | 0 | 0 | 0 | 0 | 0 | 0 | 0 | 0 | 0 | 0 | 0 | 0 | 0 | 0 | 0 | 0 | 0 | 0 | 0 | 0 | 0 | 0 | 100 | 0 | 0 | 1 | 1 | 0 | 0 | 0 | 0 | 0 | -445.35 | 326 | 851 | Talega 230 kV constraint | Trabuco-Capistrano 138 kV constraint | Trabuco-Capistrano 138 kV constraint |  | 0 | 0 | 0 | 0 | 0 | 0 | 151 | 326 | 851 | Trabuco-Capistrano 138 kV constraint | Trabuco-Capistrano 138 kV constraint | Trabuco-Capistrano 138 kV constraint |  | 5 | 1 | YES | 2 | 1 | 1 | NO | 1
SDG&E Study Area | Talega | 138 | 0 | 0 | 0 | 0 | 0 | 0 | 0 | 0 | 0 | 0 | 0 | 0 | 0 | 0 | 0 | 0 | 0 | 0 | 0 | 0 | 0 | 0 | 0 | 0 | 0 | 0 | 0 | 0 | 0 | 1 | 0 | 0 | 0 | 0 | 0 | 0 | 0 | 0 | 0 | 0 | 0 | 1 | 1 | 0 | 0 | 0 | 0 | 0 | 0 | 0 | 0 | 0 | 0 | 0 | 0 | 0 | 0 | 0 | 0 | 0 | 0 | 0 | 0 | 0 | 0 | 0 | 0 | 0 | 0 | 0 | 0 | 0 | 0 | 0 | 0 | 0 | 0 | 0 | 0 | 0 | 0 | 0 | 0 | 0 | 0 | 0 | 0 | 0 | 0 | 0 | 0 | 0 | 0 | 0 | 0 | 0 | 0 | 0 | 0 | 0 | 0 | 0 | 0 | 0 | 0 | 0 | 0 | 0 |  | 0 | 0 | 0 | 0 | 0 | 0 | 0 | 0 | 0 | 0 | 0 | 0 | 0 | 0 | 0 | 0 | 0 | 0 | 0 | 0 | 0 | 0 | 0 | 0 | 0 | 0 | 0 | 0 | 0 | 0 | 1 | 0 | 0 | 0 | 0 | 0 | -445.35 | 326 | 851 | Talega 230 kV constraint | Trabuco-Capistrano 138 kV constraint | Trabuco-Capistrano 138 kV constraint |  | 0 | 0 | 0 | 0 | 0 | 0 | 151 | 326 | 851 | Trabuco-Capistrano 138 kV constraint | Trabuco-Capistrano 138 kV constraint | Trabuco-Capistrano 138 kV constraint |  | 5 | 1 | YES | 2 | 1 | 1 | NO | 1
PG&E Greater Bay Study Area | Tassajara | 230 | 0 | 0 | 0 | 0 | 0 | 0 | 0 | 0 | 0 | 0 | 0 | 0 | 0 | 0 | 0 | 0 | 0 | 0 | 0 | 0 | 0 | 0 | 0 | 0 | 0 | 0 | 0 | 0 | 0 | 0 | 0 | 0 | 0 | 0 | 0 | 0 | 0 | 0 | 0 | 0 | 0 | 0 | 0 | 0 | 1 | 0 | 0 | 0 | 0 | 0 | 0 | 0 | 0 | 0 | 0 | 0 | 0 | 1 | 1 | 0 | 0 | 0 | 0 | 1 | 1 | 0 | 0 | 0 | 0 | 0 | 0 | 0 | 0 | 1 | 0 | 0 | 0 | 0 | 0 | 0 | 0 | 0 | 0 | 0 | 0 | 0 | 0 | 0 | 0 | 0 | 0 | 0 | 0 | 0 | 0 | 0 | 0 | 0 | 0 | 0 | 0 | 0 | 0 | 0 | 0 | 0 | 0 | 1 |  | 0 | 0 | 0 | 0 | 0 | 0 | 0 | 0 | 0 | 0 | 0 | 0 | 0 | 0 | 0 | 0 | 0 | 0 | 0 | 0 | 0 | 0 | 0 | 0 | 0 | 0 | 0 | 0 | 0 | 0 | 2 | 0 | 1 | 0 | 0 | 0 | -1886.4315 | -134.2303 | 653.0393 | Vaca Dixon-Tesla 500kV Line | Vaca Dixon-Tesla 500kV Line | Windmaster-Delta pumps 230 kV line |  | 0 | 0 | 0 | 0 | 0 | 0 | 864.5167 | 2490.4106 | 653.0393 | Tesla-Bellota 230 kV line | Tesla-Bellota 230 kV line | Windmaster-Delta pumps 230 kV line |  | 5 | 1 | YES | 2 | 1 | 1 | NO | 1
PG&E Kern Study Area | Temblor | 115 | 0 | 0 | 0 | 0 | 0 | 0 | 0 | 0 | 0 | 0 | 0 | 0 | 0 | 0 | 0 | 0 | 0 | 0 | 0 | 0 | 0 | 0 | 0 | 0 | 0 | 0 | 0 | 0 | 0 | 0 | 0 | 0 | 0 | 0 | 0 | 0 | 0 | 0 | 0 | 0 | 0 | 0 | 0 | 0 | 0 | 0 | 0 | 0 | 0 | 0 | 0 | 0 | 0 | 0 | 0 | 0 | 0 | 0 | 0 | 0 | 0 | 0 | 0 | 0 | 0 | 0 | 0 | 0 | 0 | 0 | 0 | 0 | 0 | 0 | 0 | 0 | 0 | 0 | 0 | 0 | 0 | 0 | 1 | 0 | 0 | 0 | 0 | 0 | 0 | 0 | 0 | 0 | 0 | 0 | 0 | 0 | 0 | 0 | 0 | 0 | 0 | 0 | 0 | 0 | 0 | 0 | 0 | 0 |  | 0 | 0 | 0 | 0 | 0 | 0 | 0 | 0 | 0 | 0 | 0 | 0 | 0 | 0 | 0 | 0 | 0 | 0 | 0 | 0 | 0 | 0 | 0 | 0 | 0 | 0 | 0 | 0 | 0 | 0 | 0 | 0 | 0 | 0 | 0 | 0 | 1069.043 | 1130.2584 | 1065.6609 | Midway 230/115kV TB #3 | Midway 230/115kV TB #3 | Midway 230/115kV TB #3 |  | 0 | 0 | 0 | 0 | 0 | 0 | 1069.043 | 1130.2584 | 1065.6609 | Midway 230/115kV TB #3 | Midway 230/115kV TB #3 | Midway 230/115kV TB #3 |  | 1 | 1 | NO | 1 | 1 | 1 | NO | 1
PG&E Kern Study Area | Templeton | 230 | 0 | 0 | 0 | 0 | 0 | 0 | 0 | 0 | 0 | 0 | 0 | 0 | 0 | 0 | 0 | 0 | 0 | 0 | 0 | 0 | 0 | 0 | 0 | 0 | 0 | 0 | 0 | 0 | 0 | 0 | 0 | 0 | 0 | 0 | 0 | 0 | 0 | 0 | 0 | 0 | 0 | 0 | 0 | 0 | 0 | 0 | 0 | 0 | 0 | 0 | 0 | 0 | 0 | 0 | 0 | 0 | 0 | 0 | 0 | 0 | 0 | 0 | 0 | 0 | 0 | 0 | 0 | 0 | 0 | 0 | 0 | 0 | 0 | 0 | 0 | 1 | 1 | 0 | 0 | 0 | 0 | 0 | 0 | 0 | 0 | 1 | 1 | 1 | 0 | 0 | 0 | 1 | 0 | 0 | 0 | 1 | 1 | 0 | 0 | 0 | 0 | 0 | 0 | 0 | 1 | 0 | 0 | 1 |  | 0 | 0 | 0 | 0 | 0 | 0 | 0 | 0 | 0 | 0 | 0 | 0 | 0 | 0 | 0 | 0 | 0 | 75 | 0 | 0 | 0 | 0 | 0 | 0 | 0 | 0 | 0 | 0 | 0 | 1 | 4 | 0 | 4 | 0 | 0 | 0 | -2895.395 | -1843.223 | 239.6302 | Midway-Q2005 230kV Line | Midway-Q2005 230kV Line | Coalinga #1-Coalinga #2 70 kV line |  | 0 | 0 | 0 | 0 | 0 | 0 | 63.468 | 224.516 | 239.6302 | Gates-Panoche 230 kV #1 and #2 Lines | Gates 230/70kV TB #5 | Coalinga #1-Coalinga #2 70 kV line |  | 5 | 1 | YES | 2 | 1 | 1 | NO | 1
PG&E Greater Bay Study Area | Tesla | 500 | 0 | 0 | 0 | 0 | 0 | 0 | 0 | 0 | 0 | 0 | 0 | 0 | 0 | 0 | 0 | 0 | 0 | 0 | 0 | 0 | 0 | 0 | 0 | 0 | 0 | 0 | 0 | 0 | 0 | 0 | 0 | 0 | 0 | 0 | 0 | 0 | 0 | 0 | 0 | 0 | 0 | 0 | 0 | 0 | 0 | 0 | 0 | 0 | 0 | 0 | 0 | 0 | 0 | 0 | 0 | 0 | 0 | 0 | 1 | 0 | 0 | 0 | 0 | 0 | 0 | 0 | 0 | 0 | 0 | 0 | 0 | 0 | 0 | 0 | 0 | 0 | 1 | 0 | 0 | 0 | 0 | 0 | 0 | 0 | 0 | 0 | 0 | 0 | 0 | 0 | 0 | 0 | 0 | 0 | 0 | 0 | 0 | 0 | 0 | 0 | 0 | 0 | 0 | 0 | 0 | 0 | 0 | 0 |  | 0 | 0 | 0 | 0 | 0 | 0 | 0 | 0 | 0 | 0 | 0 | 0 | 0 | 0 | 0 | 0 | 0 | 400 | 0 | 0 | 0 | 0 | 0 | 0 | 400 | 0 | 0 | 0 | 0 | 1 | 2 | 0 | 1 | 0 | 0 | 0 | -2895.395 | -1843.223 | 653.0393 | Midway-Q2005 230kV Line | Midway-Q2005 230kV Line | Windmaster-Delta pumps 230 kV line |  | 0 | 0 | 0 | 0 | 0 | 0 | 5561.8322 | 6119.3033 | 653.0393 | Windmaster-Delta pumps 230 kV line | Windmaster-Delta pumps 230 kV line | Windmaster-Delta pumps 230 kV line |  | 5 | 1 | YES | 2 | 1 | 1 | NO | 1
PG&E Greater Bay Study Area | Tesla | 230 | 0 | 0 | 0 | 0 | 0 | 0 | 0 | 0 | 0 | 0 | 0 | 0 | 0 | 0 | 0 | 0 | 0 | 0 | 0 | 0 | 0 | 0 | 0 | 0 | 0 | 0 | 0 | 0 | 0 | 0 | 0 | 0 | 0 | 0 | 0 | 0 | 0 | 0 | 0 | 0 | 0 | 0 | 0 | 0 | 0 | 0 | 0 | 0 | 0 | 0 | 0 | 0 | 0 | 0 | 0 | 0 | 0 | 0 | 0 | 0 | 1 | 0 | 0 | 1 | 1 | 0 | 0 | 0 | 0 | 0 | 0 | 0 | 0 | 1 | 0 | 0 | 0 | 0 | 0 | 0 | 0 | 0 | 0 | 0 | 0 | 0 | 0 | 0 | 0 | 0 | 0 | 0 | 0 | 0 | 0 | 0 | 0 | 0 | 0 | 0 | 0 | 0 | 0 | 0 | 0 | 0 | 0 | 0 |  | 0 | 0 | 0 | 0 | 0 | 0 | 0 | 0 | 0 | 0 | 0 | 400 | 0 | 0 | 1 | 0 | 0 | 130 | 45 | 0 | 0 | 0 | 0 | 0 | 0 | 0 | 0 | 0 | 0 | 1 | 0 | 0 | 0 | 0 | 0 | 0 | 864.5167 | 2490.4106 | 4372.4373 | Tesla-Bellota 230 kV line | Tesla-Bellota 230 kV line | Newark-Newark Distribution 115 kV line |  | 0 | 0 | 0 | 0 | 0 | 0 | 864.5167 | 2490.4106 | 4372.4373 | Tesla-Bellota 230 kV line | Tesla-Bellota 230 kV line | Newark-Newark Distribution 115 kV line |  | 1 | 1 | NO | 1 | 1 | 1 | NO | 1
PG&E Greater Bay Study Area | Tesla | 115 | 0 | 0 | 0 | 0 | 0 | 0 | 0 | 0 | 0 | 0 | 0 | 0 | 0 | 0 | 0 | 0 | 0 | 0 | 0 | 0 | 0 | 0 | 0 | 0 | 0 | 0 | 0 | 0 | 0 | 0 | 0 | 0 | 0 | 0 | 0 | 0 | 0 | 0 | 0 | 0 | 0 | 0 | 0 | 0 | 0 | 0 | 0 | 0 | 0 | 0 | 0 | 0 | 0 | 0 | 0 | 0 | 0 | 0 | 0 | 0 | 1 | 0 | 1 | 1 | 0 | 0 | 0 | 0 | 0 | 0 | 0 | 0 | 0 | 1 | 0 | 0 | 0 | 0 | 0 | 0 | 0 | 0 | 0 | 0 | 0 | 0 | 0 | 0 | 0 | 0 | 0 | 0 | 0 | 0 | 0 | 0 | 0 | 0 | 0 | 0 | 0 | 0 | 0 | 0 | 0 | 0 | 0 | 0 |  | 0 | 0 | 0 | 0 | 0 | 0 | 0 | 0 | 0 | 0 | 0 | 0 | 0 | 0 | 0 | 0 | 0 | 0 | 0 | 0 | 0 | 0 | 0 | 0 | 0 | 0 | 0 | 0 | 0 | 0 | 0 | 0 | 0 | 0 | 0 | 0 | 3.859 | 102.156 | 280.6464 | Kasson Jct-Heinz 115 kV line | Kasson Jct-Heinz 115 kV line | Kasson Jct-Heinz 115 kV line |  | 0 | 0 | 0 | 0 | 0 | 0 | 3.859 | 102.156 | 280.6464 | Kasson Jct-Heinz 115 kV line | Kasson Jct-Heinz 115 kV line | Kasson Jct-Heinz 115 kV line |  | 1 | 1 | NO | 1 | 1 | 1 | NO | 1
PG&E Kern Study Area | Tevis | 115 | 0 | 0 | 0 | 0 | 0 | 0 | 0 | 0 | 0 | 0 | 0 | 0 | 0 | 0 | 0 | 0 | 0 | 0 | 0 | 0 | 0 | 0 | 0 | 0 | 0 | 0 | 0 | 0 | 0 | 0 | 0 | 0 | 0 | 0 | 0 | 0 | 0 | 0 | 0 | 0 | 0 | 0 | 0 | 0 | 0 | 0 | 0 | 0 | 0 | 0 | 0 | 0 | 0 | 0 | 0 | 0 | 0 | 0 | 0 | 0 | 0 | 0 | 0 | 0 | 0 | 0 | 0 | 0 | 0 | 0 | 0 | 0 | 0 | 0 | 0 | 0 | 1 | 0 | 1 | 0 | 0 | 1 | 0 | 1 | 0 | 1 | 1 | 0 | 0 | 0 | 0 | 0 | 0 | 0 | 0 | 0 | 0 | 0 | 0 | 0 | 0 | 0 | 0 | 0 | 0 | 0 | 0 | 0 |  | 0 | 0 | 0 | 0 | 0 | 0 | 0 | 0 | 0 | 0 | 0 | 0 | 0 | 0 | 0 | 0 | 0 | 0 | 0 | 0 | 0 | 0 | 0 | 0 | 0 | 0 | 0 | 0 | 0 | 0 | 3 | 0 | 3 | 0 | 0 | 0 | -2895.395 | -1843.223 | 221.033 | Midway-Q2005 230kV Line | Midway-Q2005 230kV Line | Kern-Tevis-Stockdale-Lamont 115kV line |  | 0 | 0 | 0 | 0 | 0 | 0 | 53.27 | 66.2401 | 221.033 | Kern-Tevis-Stockdale-Lamont 115kV line | Semitropic-Midway 115kV Line | Kern-Tevis-Stockdale-Lamont 115kV line |  | 5 | 1 | YES | 2 | 1 | 1 | NO | 1
East of Pisgah Study Area | Thousandaire | 138 | 0 | 0 | 0 | 0 | 0 | 0 | 0 | 0 | 0 | 0 | 0 | 0 | 0 | 0 | 0 | 0 | 0 | 0 | 0 | 1 | 0 | 1 | 0 | 0 | 0 | 0 | 0 | 1 | 1 | 0 | 0 | 0 | 0 | 0 | 0 | 0 | 0 | 0 | 0 | 0 | 0 | 0 | 0 | 0 | 0 | 0 | 0 | 0 | 0 | 0 | 0 | 0 | 0 | 0 | 0 | 0 | 0 | 0 | 0 | 0 | 0 | 0 | 0 | 0 | 0 | 0 | 0 | 0 | 0 | 0 | 0 | 0 | 0 | 0 | 0 | 0 | 0 | 0 | 0 | 0 | 0 | 0 | 0 | 0 | 0 | 0 | 0 | 0 | 0 | 0 | 0 | 0 | 0 | 0 | 0 | 0 | 0 | 0 | 0 | 0 | 0 | 0 | 0 | 0 | 0 | 0 | 0 | 3 |  | 0 | 0 | 0 | 0 | 0 | 0 | 0 | 0 | 0 | 0 | 0 | 0 | 0 | 0 | 0 | 0 | 0 | 0 | 0 | 0 | 0 | 0 | 0 | 0 | 0 | 0 | 0 | 0 | 0 | 0 | 1 | 3 | 1 | 0 | 0 | 0 | -6514.967 | -537.3375 | 2339.1 | Devers-Red Bluff Constraint | Devers-Red Bluff Constraint | GLW 230kV area constraint |  | 0 | 3 | 1 | 0 | 0 | 0 | -6514.967 | -537.3375 | 2339.1 | Devers-Red Bluff Constraint | Devers-Red Bluff Constraint | GLW 230kV area constraint |  | 5 | 5 | NO | 5 | 1 | 1 | NO | 1
SCE North of Lugo Study Area | Tortilla | 115 | 0 | 0 | 0 | 0 | 0 | 0 | 0 | 0 | 0 | 0 | 0 | 0 | 0 | 0 | 1 | 1 | 1 | 0 | 0 | 0 | 0 | 0 | 0 | 0 | 0 | 0 | 0 | 0 | 0 | 0 | 0 | 0 | 0 | 0 | 0 | 0 | 0 | 0 | 0 | 0 | 0 | 0 | 0 | 0 | 0 | 0 | 0 | 0 | 0 | 0 | 0 | 0 | 0 | 0 | 0 | 0 | 0 | 0 | 0 | 0 | 0 | 0 | 0 | 0 | 0 | 0 | 0 | 0 | 0 | 0 | 0 | 0 | 0 | 0 | 0 | 0 | 0 | 0 | 0 | 0 | 0 | 0 | 0 | 0 | 0 | 0 | 0 | 0 | 0 | 0 | 0 | 0 | 0 | 0 | 0 | 0 | 0 | 0 | 0 | 0 | 0 | 0 | 0 | 0 | 0 | 0 | 0 | 3 |  | 0 | 0 | 0 | 0 | 0 | 0 | 0 | 0 | 0 | 0 | 0 | 0 | 0 | 0 | 0 | 0 | 0 | 0 | 0 | 0 | 0 | 0 | 0 | 3 | 0 | 0 | 0 | 0 | 0 | 1 | 0 | 0 | 0 | 0 | 0 | 0 | 926.352 | 1338.609 | 1210.9 | Lugo Transformer Area Constraint | Lugo Transformer Area Constraint | Kramer to Victor Area Constraint |  | 0 | 0 | 0 | 0 | 0 | 0 | 926.352 | 1338.609 | 1210.9 | Lugo Transformer Area Constraint | Lugo Transformer Area Constraint | Kramer to Victor Area Constraint |  | 1 | 1 | NO | 1 | 1 | 1 | NO | 1
SDG&E Study Area | Trabuco | 138 | 0 | 0 | 0 | 0 | 0 | 0 | 0 | 0 | 0 | 0 | 0 | 0 | 0 | 0 | 0 | 0 | 0 | 0 | 0 | 0 | 0 | 0 | 0 | 0 | 0 | 0 | 0 | 0 | 0 | 1 | 0 | 0 | 0 | 0 | 0 | 0 | 0 | 0 | 0 | 0 | 0 | 1 | 1 | 0 | 0 | 0 | 0 | 0 | 0 | 0 | 0 | 0 | 0 | 0 | 0 | 0 | 0 | 0 | 0 | 0 | 0 | 0 | 0 | 0 | 0 | 0 | 0 | 0 | 0 | 0 | 0 | 0 | 0 | 0 | 0 | 0 | 0 | 0 | 0 | 0 | 0 | 0 | 0 | 0 | 0 | 0 | 0 | 0 | 0 | 0 | 0 | 0 | 0 | 0 | 0 | 0 | 0 | 0 | 0 | 0 | 0 | 0 | 0 | 0 | 0 | 0 | 0 | 0 |  | 0 | 0 | 0 | 0 | 0 | 0 | 0 | 0 | 0 | 0 | 0 | 0 | 0 | 0 | 0 | 0 | 0 | 0 | 0 | 0 | 0 | 0 | 0 | 0 | 0 | 0 | 0 | 0 | 0 | 0 | 1 | 0 | 0 | 0 | 0 | 0 | -445.35 | 326 | 851 | Talega 230 kV constraint | Trabuco-Capistrano 138 kV constraint | Trabuco-Capistrano 138 kV constraint |  | 0 | 0 | 0 | 0 | 0 | 0 | 151 | 326 | 851 | Trabuco-Capistrano 138 kV constraint | Trabuco-Capistrano 138 kV constraint | Trabuco-Capistrano 138 kV constraint |  | 5 | 1 | YES | 2 | 1 | 1 | NO | 1
PG&E Greater Bay Study Area | Tracy | 500 | 0 | 0 | 0 | 0 | 0 | 0 | 0 | 0 | 0 | 0 | 0 | 0 | 0 | 0 | 0 | 0 | 0 | 0 | 0 | 0 | 0 | 0 | 0 | 0 | 0 | 0 | 0 | 0 | 0 | 0 | 0 | 0 | 0 | 0 | 0 | 0 | 0 | 0 | 0 | 0 | 0 | 0 | 0 | 0 | 0 | 0 | 0 | 0 | 0 | 0 | 0 | 0 | 0 | 0 | 0 | 0 | 0 | 0 | 0 | 0 | 0 | 0 | 0 | 0 | 0 | 0 | 0 | 0 | 0 | 0 | 0 | 0 | 0 | 0 | 0 | 0 | 1 | 0 | 0 | 0 | 0 | 0 | 0 | 0 | 0 | 0 | 0 | 0 | 0 | 0 | 0 | 0 | 0 | 0 | 0 | 0 | 0 | 0 | 0 | 0 | 0 | 0 | 0 | 0 | 0 | 0 | 0 | 0 |  | 0 | 0 | 0 | 0 | 0 | 0 | 0 | 0 | 0 | 0 | 0 | 0 | 0 | 0 | 0 | 0 | 0 | 0 | 0 | 0 | 0 | 0 | 0 | 0 | 0 | 0 | 0 | 0 | 0 | 0 | 1 | 0 | 1 | 0 | 0 | 0 | -2895.395 | -1843.223 | 1447.9557 | Midway-Q2005 230kV Line | Midway-Q2005 230kV Line | Midway-Q2005 230kV Line |  | 0 | 0 | 0 | 0 | 0 | 0 | 13995.605 | 15047.777 | 2409.9557 | Midway-Q2005 230kV Line | Midway-Q2005 230kV Line | Midway-Q2005 230kV Line |  | 5 | 1 | YES | 2 | 1 | 1 | NO | 1
PG&E Greater Bay Study Area | Tracy | 230 | 0 | 0 | 0 | 0 | 0 | 0 | 0 | 0 | 0 | 0 | 0 | 0 | 0 | 0 | 0 | 0 | 0 | 0 | 0 | 0 | 0 | 0 | 0 | 0 | 0 | 0 | 0 | 0 | 0 | 0 | 0 | 0 | 0 | 0 | 0 | 0 | 0 | 0 | 0 | 0 | 0 | 0 | 0 | 0 | 0 | 0 | 0 | 0 | 0 | 0 | 0 | 0 | 0 | 0 | 0 | 0 | 0 | 0 | 0 | 0 | 0 | 0 | 0 | 0 | 1 | 0 | 0 | 0 | 0 | 0 | 0 | 0 | 0 | 0 | 0 | 0 | 1 | 0 | 0 | 0 | 0 | 0 | 0 | 0 | 0 | 0 | 0 | 0 | 0 | 0 | 0 | 0 | 0 | 0 | 0 | 0 | 0 | 0 | 0 | 0 | 0 | 0 | 0 | 0 | 0 | 0 | 0 | 0 |  | 0 | 0 | 44.8 | 0 | 0 | 0 | 0 | 0 | 5 | 0 | 0 | 0 | 0 | 0 | 1 | 0 | 5 | 0 | 0 | 0 | 0 | 0 | 0 | 0 | 0 | 0 | 0 | 0 | 0 | 1 | 1 | 0 | 1 | 0 | 0 | 0 | -2895.395 | -1843.223 | 1447.9557 | Midway-Q2005 230kV Line | Midway-Q2005 230kV Line | Midway-Q2005 230kV Line |  | 0 | 0 | 0 | 0 | 0 | 0 | 864.5167 | 2490.4106 | 2409.9557 | Tesla-Bellota 230 kV line | Tesla-Bellota 230 kV line | Midway-Q2005 230kV Line |  | 5 | 1 | YES | 2 | 1 | 1 | NO | 1
PG&E Fresno Study Area | Tranquility | 230 | 0 | 0 | 0 | 0 | 0 | 0 | 0 | 0 | 0 | 0 | 0 | 0 | 0 | 0 | 0 | 0 | 0 | 0 | 0 | 0 | 0 | 0 | 0 | 0 | 0 | 0 | 0 | 0 | 0 | 0 | 0 | 0 | 0 | 0 | 0 | 0 | 0 | 0 | 0 | 0 | 0 | 0 | 0 | 0 | 0 | 0 | 0 | 0 | 0 | 0 | 1 | 0 | 0 | 0 | 0 | 0 | 0 | 0 | 0 | 0 | 0 | 0 | 0 | 0 | 0 | 0 | 0 | 0 | 0 | 0 | 0 | 0 | 0 | 0 | 0 | 0 | 1 | 0 | 0 | 0 | 0 | 0 | 0 | 0 | 0 | 1 | 1 | 0 | 1 | 1 | 1 | 1 | 1 | 1 | 1 | 1 | 0 | 1 | 1 | 0 | 0 | 1 | 0 | 0 | 0 | 1 | 0 | 4 |  | 0 | 0 | 0 | 0 | 0 | 0 | 0 | 0 | 0 | 200 | 0 | 40 | 0 | 0 | 1 | 0 | 0 | 0 | 0 | 0 | 0 | 0 | 0 | 0 | 360 | 440 | 502.5 | 189 | 0 | 1 | 5 | 1 | 5 | 1 | 0 | 0 | -2895.395 | -1843.223 | 299.4102 | Midway-Q2005 230kV Line | Midway-Q2005 230kV Line | Panoche- Mendota 115 kV line |  | 0 | 1 | 0 | 1 | 0 | 0 | -392.082 | -48.5717 | 299.4102 | Moss Landing-Las Aguilas 230 kV Line | Moss Landing-Las Aguilas 230 kV Line | Panoche- Mendota 115 kV line |  | 5 | 4 | YES | 4 | 1 | 1 | NO | 1
East of Pisgah Study Area | Trout Canyon | 230 | 0 | 0 | 0 | 0 | 0 | 0 | 0 | 0 | 0 | 0 | 0 | 0 | 0 | 0 | 0 | 0 | 0 | 0 | 0 | 1 | 0 | 1 | 0 | 0 | 0 | 0 | 0 | 1 | 1 | 0 | 0 | 0 | 0 | 0 | 0 | 0 | 0 | 0 | 0 | 0 | 0 | 0 | 0 | 0 | 0 | 0 | 0 | 0 | 0 | 0 | 0 | 0 | 0 | 0 | 0 | 0 | 0 | 0 | 0 | 0 | 0 | 0 | 0 | 0 | 0 | 0 | 0 | 0 | 0 | 0 | 0 | 0 | 0 | 0 | 0 | 0 | 0 | 0 | 0 | 0 | 0 | 0 | 0 | 0 | 0 | 0 | 0 | 0 | 0 | 0 | 0 | 0 | 0 | 0 | 0 | 0 | 0 | 0 | 0 | 0 | 0 | 0 | 0 | 0 | 0 | 0 | 0 | 3 |  | 0 | 0 | 0 | 0 | 0 | 0 | 0 | 0 | 0 | 125 | 0 | 65 | 0 | 0 | 1 | 0 | 0 | 0 | 0 | 0 | 0 | 0 | 0 | 0 | 565 | 565 | 555 | 130 | 0 | 1 | 1 | 3 | 1 | 0 | 0 | 0 | -6514.967 | -537.3375 | 2339.1 | Devers-Red Bluff Constraint | Devers-Red Bluff Constraint | GLW 230kV area constraint |  | 0 | 3 | 1 | 0 | 0 | 0 | -6514.967 | -537.3375 | 2339.1 | Devers-Red Bluff Constraint | Devers-Red Bluff Constraint | GLW 230kV area constraint |  | 5 | 5 | NO | 5 | 1 | 1 | NO | 1
PG&E North of Greater Bay Study Area | Tulucay | 230 | 0 | 0 | 0 | 0 | 0 | 0 | 0 | 0 | 0 | 0 | 0 | 0 | 0 | 0 | 0 | 0 | 0 | 0 | 0 | 0 | 0 | 0 | 0 | 0 | 0 | 0 | 0 | 0 | 0 | 0 | 0 | 0 | 0 | 0 | 0 | 0 | 0 | 0 | 0 | 0 | 0 | 0 | 0 | 1 | 1 | 0 | 0 | 0 | 0 | 0 | 0 | 0 | 0 | 0 | 0 | 0 | 1 | 1 | 1 | 1 | 1 | 0 | 0 | 1 | 0 | 0 | 0 | 0 | 0 | 0 | 0 | 0 | 0 | 1 | 1 | 0 | 0 | 0 | 0 | 0 | 0 | 0 | 0 | 0 | 0 | 0 | 0 | 0 | 0 | 0 | 0 | 0 | 0 | 0 | 0 | 0 | 0 | 0 | 0 | 0 | 0 | 0 | 0 | 0 | 0 | 0 | 0 | 2 |  | 0 | 0 | 0 | 0 | 0 | 0 | 0 | 0 | 0 | 0 | 0 | 0 | 0 | 0 | 0 | 0 | 0 | 0 | 0 | 0 | 0 | 0 | 0 | 0.65 | 25 | 0 | 0 | 0 | 0 | 1 | 3 | 0 | 1 | 0 | 0 | 0 | -1886.4315 | -134.2303 | 539.9052 | Vaca Dixon-Tesla 500kV Line | Vaca Dixon-Tesla 500kV Line | Lakeville-Ignacio 230 kV line |  | 0 | 0 | 0 | 0 | 0 | 0 | 179.5473 | 668.0163 | 539.9052 | Contra Costa- Windmaster 230 kV line | Contra Costa- Windmaster 230 kV line | Lakeville-Ignacio 230 kV line |  | 5 | 1 | YES | 2 | 1 | 1 | NO | 1
PG&E Kern Study Area | Tupman | 115 | 0 | 0 | 0 | 0 | 0 | 0 | 0 | 0 | 0 | 0 | 0 | 0 | 0 | 0 | 0 | 0 | 0 | 0 | 0 | 0 | 0 | 0 | 0 | 0 | 0 | 0 | 0 | 0 | 0 | 0 | 0 | 0 | 0 | 0 | 0 | 0 | 0 | 0 | 0 | 0 | 0 | 0 | 0 | 0 | 0 | 0 | 0 | 0 | 0 | 0 | 0 | 0 | 0 | 0 | 0 | 0 | 0 | 0 | 0 | 0 | 0 | 0 | 0 | 0 | 0 | 0 | 0 | 0 | 0 | 0 | 0 | 0 | 0 | 0 | 0 | 1 | 1 | 0 | 0 | 0 | 0 | 0 | 1 | 0 | 0 | 1 | 1 | 0 | 0 | 0 | 0 | 0 | 0 | 0 | 0 | 0 | 0 | 0 | 0 | 0 | 0 | 0 | 0 | 0 | 0 | 0 | 0 | 0 |  | 0 | 0 | 0 | 0 | 0 | 0 | 0 | 0 | 0 | 0 | 0 | 0 | 0 | 0 | 0 | 0 | 0 | 0 | 0 | 0 | 0 | 0 | 0 | 0 | 0 | 0 | 0 | 0 | 0 | 0 | 4 | 0 | 4 | 0 | 0 | 0 | -2895.395 | -1843.223 | 596.3058 | Midway-Q2005 230kV Line | Midway-Q2005 230kV Line | Oceano-Calendar 115kV line |  | 0 | 0 | 0 | 0 | 0 | 0 | 489.506 | 821.2582 | 826.3058 | Oceano-Calendar 115kV line | Oceano-Calendar 115kV line | Oceano-Calendar 115kV line |  | 5 | 1 | YES | 2 | 1 | 1 | NO | 1
PG&E North of Greater Bay Study Area | Ukiah | 115 | 0 | 0 | 0 | 0 | 0 | 0 | 0 | 0 | 0 | 0 | 0 | 0 | 0 | 0 | 0 | 0 | 0 | 0 | 0 | 0 | 0 | 0 | 0 | 0 | 0 | 0 | 0 | 0 | 0 | 0 | 0 | 0 | 0 | 0 | 0 | 0 | 0 | 0 | 0 | 0 | 0 | 0 | 0 | 0 | 0 | 0 | 1 | 0 | 0 | 0 | 0 | 0 | 0 | 0 | 0 | 0 | 0 | 0 | 0 | 0 | 0 | 0 | 0 | 0 | 0 | 0 | 0 | 0 | 0 | 0 | 0 | 0 | 0 | 0 | 0 | 0 | 0 | 0 | 0 | 0 | 0 | 0 | 0 | 0 | 0 | 0 | 0 | 0 | 0 | 0 | 0 | 0 | 0 | 0 | 0 | 0 | 0 | 0 | 0 | 0 | 0 | 0 | 0 | 0 | 0 | 0 | 0 | 0 |  | 0 | 0 | 0 | 0 | 0 | 0 | 0 | 0 | 0 | 0 | 0 | 0 | 0 | 0 | 0 | 0 | 1 | 0 | 0 | 0 | 0 | 0 | 0 | 0 | 0 | 0 | 0 | 0 | 0 | 1 | 0 | 0 | 0 | 0 | 0 | 0 | 1348.544 | 1417.4902 | 1431.3072 | Cortina-Eagle Rock 115 kV line | Cortina-Eagle Rock 115 kV line | Cortina-Eagle Rock 115 kV line |  | 0 | 0 | 0 | 0 | 0 | 0 | 1348.544 | 1417.4902 | 1431.3072 | Cortina-Eagle Rock 115 kV line | Cortina-Eagle Rock 115 kV line | Cortina-Eagle Rock 115 kV line |  | 1 | 1 | NO | 1 | 1 | 1 | NO | 1
PG&E North of Greater Bay Study Area | Vaca Dixon | 500 | 0 | 0 | 0 | 0 | 0 | 0 | 0 | 0 | 0 | 0 | 0 | 0 | 0 | 0 | 0 | 0 | 0 | 0 | 0 | 0 | 0 | 0 | 0 | 0 | 0 | 0 | 0 | 0 | 0 | 0 | 0 | 0 | 0 | 0 | 0 | 0 | 0 | 0 | 0 | 0 | 0 | 0 | 0 | 0 | 1 | 0 | 0 | 0 | 0 | 0 | 1 | 0 | 0 | 0 | 0 | 0 | 0 | 0 | 0 | 1 | 1 | 0 | 0 | 0 | 0 | 0 | 0 | 0 | 0 | 0 | 0 | 0 | 0 | 0 | 1 | 0 | 1 | 0 | 0 | 0 | 0 | 0 | 0 | 0 | 0 | 0 | 0 | 0 | 0 | 0 | 0 | 0 | 0 | 0 | 0 | 0 | 0 | 0 | 0 | 0 | 0 | 0 | 0 | 0 | 0 | 0 | 0 | 0 |  | 0 | 0 | 0 | 0 | 0 | 0 | 0 | 0 | 0 | 0 | 0 | 0 | 0 | 0 | 0 | 0 | 0 | 0 | 0 | 0 | 0 | 0 | 0 | 0 | 0 | 0 | 0 | 0 | 0 | 0 | 3 | 0 | 2 | 0 | 0 | 0 | -2895.395 | -1843.223 | 915.5005 | Midway-Q2005 230kV Line | Midway-Q2005 230kV Line | Birds Landing-Contra Costa 230kV Line |  | 0 | 0 | 0 | 0 | 0 | 0 | 164.1265 | 668.0163 | 915.5005 | Bellota-Weber 230kV line | Contra Costa- Windmaster 230 kV line | Birds Landing-Contra Costa 230kV Line |  | 5 | 1 | YES | 2 | 1 | 1 | NO | 1
PG&E North of Greater Bay Study Area | Vaca Dixon | 230 | 0 | 0 | 0 | 0 | 0 | 0 | 0 | 0 | 0 | 0 | 0 | 0 | 0 | 0 | 0 | 0 | 0 | 0 | 0 | 0 | 0 | 0 | 0 | 0 | 0 | 0 | 0 | 0 | 0 | 0 | 0 | 0 | 0 | 0 | 0 | 0 | 0 | 0 | 0 | 0 | 0 | 0 | 0 | 0 | 1 | 0 | 0 | 0 | 0 | 0 | 0 | 0 | 0 | 0 | 0 | 0 | 0 | 0 | 1 | 1 | 1 | 0 | 0 | 0 | 0 | 0 | 0 | 0 | 0 | 0 | 0 | 0 | 0 | 1 | 1 | 0 | 0 | 0 | 0 | 0 | 0 | 0 | 0 | 0 | 0 | 0 | 0 | 0 | 0 | 0 | 0 | 0 | 0 | 0 | 0 | 0 | 0 | 0 | 0 | 0 | 0 | 0 | 0 | 0 | 0 | 0 | 0 | 0 |  | 0 | 0 | 0 | 0 | 0 | 0 | 0 | 0 | 0 | 0 | 0 | 300 | 0 | 0 | 1 | 0 | 0 | 0 | 0 | 0 | 0 | 0 | 0 | 0 | 0 | 0 | 0 | 0 | 0 | 0 | 3 | 0 | 1 | 0 | 0 | 0 | -1886.4315 | -134.2303 | 653.0393 | Vaca Dixon-Tesla 500kV Line | Vaca Dixon-Tesla 500kV Line | Windmaster-Delta pumps 230 kV line |  | 0 | 0 | 0 | 0 | 0 | 0 | 179.5473 | 668.0163 | 653.0393 | Contra Costa- Windmaster 230 kV line | Contra Costa- Windmaster 230 kV line | Windmaster-Delta pumps 230 kV line |  | 5 | 1 | YES | 2 | 1 | 1 | NO | 1
PG&E North of Greater Bay Study Area | Vaca Dixon | 115 | 0 | 0 | 0 | 0 | 0 | 0 | 0 | 0 | 0 | 0 | 0 | 0 | 0 | 0 | 0 | 0 | 0 | 0 | 0 | 0 | 0 | 0 | 0 | 0 | 0 | 0 | 0 | 0 | 0 | 0 | 0 | 0 | 0 | 0 | 0 | 0 | 0 | 0 | 0 | 0 | 0 | 0 | 0 | 0 | 1 | 0 | 0 | 0 | 0 | 0 | 0 | 0 | 0 | 0 | 0 | 0 | 0 | 0 | 1 | 1 | 1 | 0 | 0 | 0 | 0 | 0 | 0 | 0 | 0 | 0 | 0 | 0 | 0 | 0 | 1 | 0 | 0 | 0 | 0 | 0 | 0 | 0 | 0 | 0 | 0 | 0 | 0 | 0 | 0 | 0 | 0 | 0 | 0 | 0 | 0 | 0 | 0 | 0 | 0 | 0 | 0 | 0 | 0 | 0 | 0 | 0 | 0 | 0 |  | 0 | 0 | 0 | 0 | 0 | 0 | 0 | 0 | 0 | 0 | 0 | 0 | 0 | 0 | 0 | 0 | 0 | 0 | 0 | 0 | 0 | 0 | 0 | 0 | 0 | 0 | 0 | 0 | 0 | 0 | 3 | 0 | 1 | 0 | 0 | 0 | -1886.4315 | -134.2303 | 653.0393 | Vaca Dixon-Tesla 500kV Line | Vaca Dixon-Tesla 500kV Line | Windmaster-Delta pumps 230 kV line |  | 0 | 0 | 0 | 0 | 0 | 0 | 179.5473 | 668.0163 | 653.0393 | Contra Costa- Windmaster 230 kV line | Contra Costa- Windmaster 230 kV line | Windmaster-Delta pumps 230 kV line |  | 5 | 1 | YES | 2 | 1 | 1 | NO | 1
SCE Eastern Study Area | Valley (SCE) | 500 | 0 | 0 | 0 | 0 | 0 | 0 | 0 | 0 | 0 | 0 | 0 | 0 | 0 | 0 | 0 | 0 | 0 | 0 | 0 | 0 | 0 | 0 | 0 | 1 | 0 | 1 | 0 | 0 | 0 | 0 | 0 | 0 | 0 | 0 | 0 | 0 | 0 | 0 | 0 | 0 | 0 | 0 | 0 | 0 | 0 | 0 | 0 | 0 | 0 | 0 | 0 | 0 | 0 | 0 | 0 | 0 | 0 | 0 | 0 | 0 | 0 | 0 | 0 | 0 | 0 | 0 | 0 | 0 | 0 | 0 | 0 | 0 | 0 | 0 | 0 | 0 | 0 | 0 | 0 | 0 | 0 | 0 | 0 | 0 | 0 | 0 | 0 | 0 | 0 | 0 | 0 | 0 | 0 | 0 | 0 | 0 | 0 | 0 | 0 | 0 | 0 | 0 | 0 | 0 | 0 | 0 | 0 | 1 |  | 0 | 0 | 0 | 0 | 0 | 0 | 0 | 0 | 0 | 0 | 0 | 0 | 0 | 0 | 0 | 0 | 0 | 0 | 0 | 0 | 0 | 0 | 0 | 0 | 0 | 0 | 770 | 0 | 0 | 1 | 0 | 1 | 0 | 0 | 0 | 0 | -558.3782 | 3700.2667 | 11465.116 | Serrano-Alberhill-Valley Constraint | Serrano-Alberhill-Valley Constraint | Etiwanda-Rancho Vista Constraint |  | 0 | 1 | 0 | 0 | 0 | 0 | -558.3782 | 3700.2667 | 11465.116 | Serrano-Alberhill-Valley Constraint | Serrano-Alberhill-Valley Constraint | Etiwanda-Rancho Vista Constraint |  | 4 | 4 | NO | 4 | 1 | 1 | NO | 1
East of Pisgah Study Area | Valley (VEA) | 138 | 0 | 0 | 0 | 0 | 0 | 0 | 0 | 0 | 0 | 0 | 0 | 0 | 0 | 0 | 0 | 0 | 0 | 0 | 0 | 1 | 0 | 1 | 0 | 0 | 0 | 0 | 1 | 1 | 1 | 0 | 0 | 0 | 0 | 0 | 0 | 0 | 0 | 0 | 0 | 0 | 0 | 0 | 0 | 0 | 0 | 0 | 0 | 0 | 0 | 0 | 0 | 0 | 0 | 0 | 0 | 0 | 0 | 0 | 0 | 0 | 0 | 0 | 0 | 0 | 0 | 0 | 0 | 0 | 0 | 0 | 0 | 0 | 0 | 0 | 0 | 0 | 0 | 0 | 0 | 0 | 0 | 0 | 0 | 0 | 0 | 0 | 0 | 0 | 0 | 0 | 0 | 0 | 0 | 0 | 0 | 0 | 0 | 0 | 0 | 0 | 0 | 0 | 0 | 0 | 0 | 0 | 0 | 3 |  | 0 | 0 | 0 | 0 | 0 | 0 | 0 | 0 | 0 | 0 | 0 | 0 | 0 | 0 | 0 | 0 | 0 | 0 | 0 | 0 | 0 | 0 | 0 | 0 | 0 | 0 | 0 | 0 | 0 | 0 | 2 | 3 | 2 | 0 | 1 | 0 | -6514.967 | -537.3375 | -359.5 | Devers-Red Bluff Constraint | Devers-Red Bluff Constraint | VEA 138kV area constraint |  | 0 | 3 | 1 | 0 | 0 | 0 | -6514.967 | -537.3375 | 570.5 | Devers-Red Bluff Constraint | Devers-Red Bluff Constraint | VEA 138kV area constraint |  | 5 | 5 | NO | 5 | 5 | 1 | YES | 2
PG&E Greater Bay Study Area | Valley Home | 115 | 0 | 0 | 0 | 0 | 0 | 0 | 0 | 0 | 0 | 0 | 0 | 0 | 0 | 0 | 0 | 0 | 0 | 0 | 0 | 0 | 0 | 0 | 0 | 0 | 0 | 0 | 0 | 0 | 0 | 0 | 0 | 0 | 0 | 0 | 0 | 0 | 0 | 0 | 0 | 0 | 0 | 0 | 0 | 0 | 0 | 0 | 0 | 0 | 0 | 0 | 0 | 0 | 0 | 0 | 0 | 0 | 0 | 0 | 0 | 0 | 0 | 0 | 1 | 0 | 0 | 0 | 0 | 0 | 0 | 0 | 0 | 0 | 0 | 0 | 0 | 0 | 0 | 0 | 0 | 0 | 0 | 0 | 0 | 0 | 0 | 0 | 0 | 0 | 0 | 0 | 0 | 0 | 0 | 0 | 0 | 0 | 0 | 0 | 0 | 0 | 0 | 0 | 0 | 0 | 0 | 0 | 0 | 0 |  | 0 | 0 | 0 | 0 | 0 | 0 | 0 | 0 | 0 | 0 | 0 | 0 | 0 | 0 | 0 | 0 | 0 | 0 | 0 | 0 | 0 | 0 | 0 | 0 | 0 | 0 | 0 | 0 | 0 | 0 | 0 | 0 | 0 | 0 | 0 | 0 | 3.859 | 102.156 | 280.6464 | Kasson Jct-Heinz 115 kV line | Kasson Jct-Heinz 115 kV line | Kasson Jct-Heinz 115 kV line |  | 0 | 0 | 0 | 0 | 0 | 0 | 3.859 | 102.156 | 280.6464 | Kasson Jct-Heinz 115 kV line | Kasson Jct-Heinz 115 kV line | Kasson Jct-Heinz 115 kV line |  | 1 | 1 | NO | 1 | 1 | 1 | NO | 1
East of Pisgah Study Area | Valley Switch | 138 | 0 | 0 | 0 | 0 | 0 | 0 | 0 | 0 | 0 | 0 | 0 | 0 | 0 | 0 | 0 | 0 | 0 | 0 | 0 | 1 | 0 | 1 | 0 | 0 | 0 | 0 | 1 | 1 | 1 | 0 | 0 | 0 | 0 | 0 | 0 | 0 | 0 | 0 | 0 | 0 | 0 | 0 | 0 | 0 | 0 | 0 | 0 | 0 | 0 | 0 | 0 | 0 | 0 | 0 | 0 | 0 | 0 | 0 | 0 | 0 | 0 | 0 | 0 | 0 | 0 | 0 | 0 | 0 | 0 | 0 | 0 | 0 | 0 | 0 | 0 | 0 | 0 | 0 | 0 | 0 | 0 | 0 | 0 | 0 | 0 | 0 | 0 | 0 | 0 | 0 | 0 | 0 | 0 | 0 | 0 | 0 | 0 | 0 | 0 | 0 | 0 | 0 | 0 | 0 | 0 | 0 | 0 | 3 |  | 0 | 0 | 0 | 0 | 0 | 0 | 0 | 0 | 0 | 0 | 0 | 0 | 0 | 0 | 0 | 0 | 0 | 0 | 0 | 0 | 0 | 0 | 0 | 0 | 0 | 0 | 0 | 0 | 0 | 0 | 2 | 3 | 2 | 0 | 1 | 0 | -6514.967 | -537.3375 | -359.5 | Devers-Red Bluff Constraint | Devers-Red Bluff Constraint | VEA 138kV area constraint |  | 0 | 3 | 1 | 0 | 0 | 0 | -6514.967 | -537.3375 | 570.5 | Devers-Red Bluff Constraint | Devers-Red Bluff Constraint | VEA 138kV area constraint |  | 5 | 5 | NO | 5 | 5 | 1 | YES | 2
PG&E Greater Bay Study Area | Vasona | 230 | 0 | 0 | 0 | 0 | 0 | 0 | 0 | 0 | 0 | 0 | 0 | 0 | 0 | 0 | 0 | 0 | 0 | 0 | 0 | 0 | 0 | 0 | 0 | 0 | 0 | 0 | 0 | 0 | 0 | 0 | 0 | 0 | 0 | 0 | 0 | 0 | 0 | 0 | 0 | 0 | 0 | 0 | 0 | 0 | 0 | 0 | 0 | 0 | 0 | 0 | 0 | 0 | 0 | 0 | 0 | 0 | 0 | 0 | 1 | 0 | 0 | 0 | 0 | 0 | 1 | 0 | 0 | 0 | 0 | 0 | 0 | 1 | 0 | 0 | 0 | 0 | 0 | 0 | 0 | 0 | 0 | 0 | 0 | 0 | 0 | 0 | 0 | 0 | 0 | 0 | 0 | 0 | 0 | 0 | 0 | 0 | 0 | 0 | 0 | 0 | 0 | 0 | 0 | 0 | 0 | 0 | 0 | 1 |  | 0 | 0 | 0 | 0 | 0 | 0 | 0 | 0 | 0 | 0 | 0 | 0 | 0 | 0 | 0 | 0 | 0 | 0 | 0 | 0 | 0 | 0 | 0 | 0 | 0 | 0 | 0 | 0 | 0 | 0 | 1 | 0 | 0 | 0 | 0 | 0 | -472.1678 | 85.3033 | 653.0393 | Windmaster-Delta pumps 230 kV line | Windmaster-Delta pumps 230 kV line | Windmaster-Delta pumps 230 kV line |  | 0 | 0 | 0 | 0 | 0 | 0 | 864.5167 | 2490.4106 | 653.0393 | Tesla-Bellota 230 kV line | Tesla-Bellota 230 kV line | Windmaster-Delta pumps 230 kV line |  | 5 | 1 | YES | 2 | 1 | 1 | NO | 1
SCE Northern Area | Vestal | 230 | 1 | 0 | 1 | 0 | 0 | 1 | 1 | 1 | 0 | 0 | 0 | 0 | 0 | 0 | 0 | 0 | 0 | 0 | 0 | 0 | 0 | 0 | 0 | 0 | 0 | 0 | 0 | 0 | 1 | 0 | 0 | 0 | 0 | 0 | 0 | 0 | 0 | 0 | 0 | 0 | 0 | 0 | 0 | 0 | 0 | 0 | 0 | 0 | 0 | 0 | 0 | 0 | 0 | 0 | 0 | 0 | 0 | 0 | 0 | 0 | 0 | 0 | 0 | 0 | 0 | 0 | 0 | 0 | 0 | 0 | 0 | 0 | 0 | 0 | 0 | 0 | 0 | 0 | 0 | 0 | 0 | 0 | 0 | 0 | 0 | 0 | 0 | 0 | 0 | 0 | 0 | 0 | 0 | 0 | 0 | 0 | 0 | 0 | 0 | 0 | 0 | 0 | 0 | 0 | 0 | 0 | 0 | 0 |  | 0 | 0 | 0 | 0 | 0 | 0 | 0 | 0 | 0 | 355.8 | 0 | 180 | 0 | 0 | 1 | 0 | 0 | 0 | 0 | 0 | 0 | 0 | 0 | 0 | 205 | 50 | 190 | 0 | 0 | 1 | 3 | 0 | 2 | 0 | 0 | 0 | -6146.0908 | -113.0121 | 1447.509 | Lugo - Victorville area constraint | South of Magunden Constraint | South of Magunden Constraint |  | 2 | 0 | 2 | 0 | 0 | 0 | -659.6838 | -113.0121 | 1447.509 | South of Magunden Constraint | South of Magunden Constraint | South of Magunden Constraint |  | 5 | 5 | NO | 5 | 1 | 1 | NO | 1
SCE North of Lugo Study Area | Victor | 230 | 0 | 0 | 0 | 0 | 0 | 0 | 0 | 0 | 0 | 0 | 0 | 0 | 0 | 0 | 0 | 1 | 1 | 0 | 0 | 0 | 0 | 0 | 0 | 0 | 0 | 0 | 0 | 0 | 0 | 0 | 0 | 0 | 0 | 0 | 0 | 0 | 0 | 0 | 0 | 0 | 0 | 0 | 0 | 0 | 0 | 0 | 0 | 0 | 0 | 0 | 0 | 0 | 0 | 0 | 0 | 0 | 0 | 0 | 0 | 0 | 0 | 0 | 0 | 0 | 0 | 0 | 0 | 0 | 0 | 0 | 0 | 0 | 0 | 0 | 0 | 0 | 0 | 0 | 0 | 0 | 0 | 0 | 0 | 0 | 0 | 0 | 0 | 0 | 0 | 0 | 0 | 0 | 0 | 0 | 0 | 0 | 0 | 0 | 0 | 0 | 0 | 0 | 0 | 0 | 0 | 0 | 0 | 2 |  | 0 | 0 | 0 | 0 | 0 | 0 | 0 | 0 | 0 | 0 | 0 | 0 | 0 | 0 | 0 | 0 | 0 | 0 | 0 | 0 | 0 | 0 | 0 | 0 | 0 | 0 | 0 | 0 | 0 | 0 | 0 | 0 | 0 | 0 | 0 | 0 | 926.352 | 1338.609 | 1308.58 | Lugo Transformer Area Constraint | Lugo Transformer Area Constraint | Victor to Lugo Area Constraint |  | 0 | 0 | 0 | 0 | 0 | 0 | 926.352 | 1338.609 | 1308.58 | Lugo Transformer Area Constraint | Lugo Transformer Area Constraint | Victor to Lugo Area Constraint |  | 1 | 1 | NO | 1 | 1 | 1 | NO | 1
SCE North of Lugo Study Area | Victor | 115 | 0 | 0 | 0 | 0 | 0 | 0 | 0 | 0 | 0 | 0 | 0 | 0 | 0 | 0 | 0 | 1 | 1 | 0 | 0 | 0 | 0 | 0 | 0 | 0 | 0 | 0 | 0 | 0 | 0 | 0 | 0 | 0 | 0 | 0 | 0 | 0 | 0 | 0 | 0 | 0 | 0 | 0 | 0 | 0 | 0 | 0 | 0 | 0 | 0 | 0 | 0 | 0 | 0 | 0 | 0 | 0 | 0 | 0 | 0 | 0 | 0 | 0 | 0 | 0 | 0 | 0 | 0 | 0 | 0 | 0 | 0 | 0 | 0 | 0 | 0 | 0 | 0 | 0 | 0 | 0 | 0 | 0 | 0 | 0 | 0 | 0 | 0 | 0 | 0 | 0 | 0 | 0 | 0 | 0 | 0 | 0 | 0 | 0 | 0 | 0 | 0 | 0 | 0 | 0 | 0 | 0 | 0 | 2 |  | 0 | 0 | 0 | 0 | 0 | 0 | 0 | 0 | 0 | 0 | 0 | 0 | 0 | 0 | 0 | 0 | 0 | 0 | 0 | 0 | 0 | 0 | 0 | 16 | 0 | 115 | 0 | 60 | 0 | 1 | 0 | 0 | 0 | 0 | 0 | 0 | 926.352 | 1338.609 | 1308.58 | Lugo Transformer Area Constraint | Lugo Transformer Area Constraint | Victor to Lugo Area Constraint |  | 0 | 0 | 0 | 0 | 0 | 0 | 926.352 | 1338.609 | 1308.58 | Lugo Transformer Area Constraint | Lugo Transformer Area Constraint | Victor to Lugo Area Constraint |  | 1 | 1 | NO | 1 | 1 | 1 | NO | 1
0 | Victorville (LDWP) | 500 | 0 | 0 | 0 | 0 | 0 | 0 | 0 | 0 | 0 | 0 | 0 | 0 | 0 | 0 | 0 | 0 | 0 | 0 | 0 | 0 | 0 | 0 | 0 | 0 | 0 | 0 | 0 | 0 | 1 | 0 | 0 | 0 | 0 | 0 | 0 | 0 | 0 | 0 | 0 | 0 | 0 | 0 | 0 | 0 | 0 | 0 | 0 | 0 | 0 | 0 | 0 | 0 | 0 | 0 | 0 | 0 | 0 | 0 | 0 | 0 | 0 | 0 | 0 | 0 | 0 | 0 | 0 | 0 | 0 | 0 | 0 | 0 | 0 | 0 | 0 | 0 | 0 | 0 | 0 | 0 | 0 | 0 | 0 | 0 | 0 | 0 | 0 | 0 | 0 | 0 | 0 | 0 | 0 | 0 | 0 | 0 | 0 | 0 | 0 | 0 | 0 | 0 | 0 | 0 | 0 | 0 | 0 | 0 |  | 0 | 0 | 0 | 0 | 0 | 0 | 0 | 0 | 0 | 0 | 0 | 0 | 0 | 0 | 0 | 0 | 0 | 0 | 0 | 0 | 0 | 0 | 0 | 0 | 0 | 0 | 0 | 0 | 0 | 0 | 1 | 0 | 0 | 0 | 0 | 0 | -6146.0908 | 600.4204 | 3670.387 | Lugo - Victorville area constraint | Lugo - Victorville area constraint | Lugo - Victorville area constraint |  | 0 | 0 | 0 | 0 | 0 | 0 | 653.9092 | 7400.4204 | 10470.387 | Lugo - Victorville area constraint | Lugo - Victorville area constraint | Lugo - Victorville area constraint |  | 5 | 1 | YES | 2 | 1 | 1 | NO | 1
SCE Metro Study Area | Viejo | 230 | 0 | 0 | 0 | 0 | 0 | 0 | 0 | 0 | 0 | 0 | 0 | 0 | 1 | 0 | 0 | 0 | 0 | 0 | 0 | 0 | 0 | 0 | 0 | 0 | 0 | 0 | 0 | 0 | 0 | 0 | 0 | 0 | 0 | 0 | 0 | 0 | 0 | 0 | 0 | 0 | 0 | 0 | 0 | 0 | 0 | 0 | 0 | 0 | 0 | 0 | 0 | 0 | 0 | 0 | 0 | 0 | 0 | 0 | 0 | 0 | 0 | 0 | 0 | 0 | 0 | 0 | 0 | 0 | 0 | 0 | 0 | 0 | 0 | 0 | 0 | 0 | 0 | 0 | 0 | 0 | 0 | 0 | 0 | 0 | 0 | 0 | 0 | 0 | 0 | 0 | 0 | 0 | 0 | 0 | 0 | 0 | 0 | 0 | 0 | 0 | 0 | 0 | 0 | 0 | 0 | 0 | 0 | 0 |  | 0 | 0 | 0 | 0 | 0 | 0 | 0 | 0 | 0 | 0 | 0 | 0 | 0 | 0 | 0 | 0 | 0 | 0 | 0 | 0 | 0 | 0 | 0 | 0 | 0 | 0 | 0 | 0 | 0 | 0 | 0 | 0 | 0 | 0 | 0 | 0 | 11262.334 | 12489.753 | 16184.43 | SCE Metro Area Default Constraint | SCE Metro Area Default Constraint | SCE Metro Area Default Constraint |  | 0 | 0 | 0 | 0 | 0 | 0 | 11262.334 | 12489.753 | 16184.43 | SCE Metro Area Default Constraint | SCE Metro Area Default Constraint | SCE Metro Area Default Constraint |  | 1 | 1 | NO | 1 | 1 | 1 | NO | 1
PG&E Greater Bay Study Area | Vierra | 115 | 0 | 0 | 0 | 0 | 0 | 0 | 0 | 0 | 0 | 0 | 0 | 0 | 0 | 0 | 0 | 0 | 0 | 0 | 0 | 0 | 0 | 0 | 0 | 0 | 0 | 0 | 0 | 0 | 0 | 0 | 0 | 0 | 0 | 0 | 0 | 0 | 0 | 0 | 0 | 0 | 0 | 0 | 0 | 0 | 0 | 0 | 0 | 0 | 0 | 0 | 1 | 0 | 0 | 0 | 0 | 0 | 0 | 0 | 0 | 0 | 1 | 0 | 1 | 0 | 1 | 0 | 0 | 0 | 1 | 0 | 0 | 0 | 0 | 1 | 0 | 0 | 0 | 0 | 0 | 0 | 0 | 0 | 0 | 0 | 0 | 0 | 0 | 0 | 0 | 0 | 0 | 0 | 0 | 0 | 0 | 0 | 0 | 0 | 0 | 0 | 0 | 0 | 0 | 0 | 0 | 0 | 0 | 0 |  | 0 | 0 | 0 | 0 | 0 | 0 | 0 | 0 | 0 | 0 | 0 | 0 | 0 | 0 | 0 | 0 | 0 | 0 | 0 | 0 | 0 | 0 | 0 | 0 | 0 | 0 | 0 | 0 | 0 | 0 | 0 | 0 | 0 | 0 | 0 | 0 | 3.859 | 102.156 | 280.6464 | Kasson Jct-Heinz 115 kV line | Kasson Jct-Heinz 115 kV line | Kasson Jct-Heinz 115 kV line |  | 0 | 0 | 0 | 0 | 0 | 0 | 3.859 | 102.156 | 280.6464 | Kasson Jct-Heinz 115 kV line | Kasson Jct-Heinz 115 kV line | Kasson Jct-Heinz 115 kV line |  | 1 | 1 | NO | 1 | 1 | 1 | NO | 1
SCE Metro Study Area | Villa Park | 230 | 0 | 0 | 0 | 0 | 0 | 0 | 0 | 0 | 0 | 0 | 0 | 0 | 1 | 0 | 0 | 0 | 0 | 0 | 0 | 0 | 0 | 0 | 0 | 0 | 0 | 0 | 0 | 0 | 0 | 0 | 0 | 0 | 0 | 0 | 0 | 0 | 0 | 0 | 0 | 0 | 0 | 0 | 0 | 0 | 0 | 0 | 0 | 0 | 0 | 0 | 0 | 0 | 0 | 0 | 0 | 0 | 0 | 0 | 0 | 0 | 0 | 0 | 0 | 0 | 0 | 0 | 0 | 0 | 0 | 0 | 0 | 0 | 0 | 0 | 0 | 0 | 0 | 0 | 0 | 0 | 0 | 0 | 0 | 0 | 0 | 0 | 0 | 0 | 0 | 0 | 0 | 0 | 0 | 0 | 0 | 0 | 0 | 0 | 0 | 0 | 0 | 0 | 0 | 0 | 0 | 0 | 0 | 0 |  | 0 | 0 | 0 | 0 | 0 | 0 | 0 | 0 | 0 | 0 | 0 | 0 | 0 | 0 | 0 | 0 | 0 | 0 | 0 | 0 | 0 | 0 | 0 | 0 | 0 | 0 | 0 | 0 | 0 | 0 | 0 | 0 | 0 | 0 | 0 | 0 | 11262.334 | 12489.753 | 16184.43 | SCE Metro Area Default Constraint | SCE Metro Area Default Constraint | SCE Metro Area Default Constraint |  | 0 | 0 | 0 | 0 | 0 | 0 | 11262.334 | 12489.753 | 16184.43 | SCE Metro Area Default Constraint | SCE Metro Area Default Constraint | SCE Metro Area Default Constraint |  | 1 | 1 | NO | 1 | 1 | 1 | NO | 1
SCE Northern Area | Vincent | 500 | 0 | 1 | 1 | 0 | 0 | 0 | 0 | 0 | 0 | 0 | 0 | 0 | 0 | 0 | 0 | 0 | 0 | 0 | 0 | 0 | 0 | 0 | 0 | 0 | 0 | 0 | 0 | 0 | 0 | 0 | 0 | 0 | 0 | 0 | 0 | 0 | 0 | 0 | 0 | 0 | 0 | 0 | 0 | 0 | 0 | 0 | 0 | 0 | 0 | 0 | 0 | 0 | 0 | 0 | 0 | 0 | 0 | 0 | 0 | 0 | 0 | 0 | 0 | 0 | 0 | 0 | 0 | 0 | 0 | 0 | 0 | 0 | 0 | 0 | 0 | 0 | 0 | 0 | 0 | 0 | 0 | 0 | 0 | 0 | 0 | 0 | 0 | 0 | 0 | 0 | 0 | 0 | 0 | 0 | 0 | 0 | 0 | 0 | 0 | 0 | 0 | 0 | 0 | 0 | 0 | 0 | 0 | 0 |  | 0 | 0 | 0 | 0 | 0 | 0 | 0 | 0 | 0 | 0 | 0 | 0 | 0 | 0 | 0 | 0 | 0 | 0 | 0 | 0 | 0 | 0 | 0 | 0 | 0 | 0 | 0 | 0 | 0 | 0 | 0 | 0 | 0 | 0 | 0 | 0 | 1541.7332 | 2803.2294 | 7053.774 | Pardee-Sylmar Constraint | Pardee-Sylmar Constraint | Pardee-Sylmar Constraint |  | 0 | 0 | 0 | 0 | 0 | 0 | 1541.7332 | 2803.2294 | 7053.774 | Pardee-Sylmar Constraint | Pardee-Sylmar Constraint | Pardee-Sylmar Constraint |  | 1 | 1 | NO | 1 | 1 | 1 | NO | 1
SCE Northern Area | Vincent | 230 | 0 | 1 | 1 | 0 | 0 | 0 | 0 | 0 | 0 | 0 | 0 | 0 | 0 | 0 | 0 | 0 | 0 | 0 | 0 | 0 | 0 | 0 | 0 | 0 | 0 | 0 | 0 | 0 | 0 | 0 | 0 | 0 | 0 | 0 | 0 | 0 | 0 | 0 | 0 | 0 | 0 | 0 | 0 | 0 | 0 | 0 | 0 | 0 | 0 | 0 | 0 | 0 | 0 | 0 | 0 | 0 | 0 | 0 | 0 | 0 | 0 | 0 | 0 | 0 | 0 | 0 | 0 | 0 | 0 | 0 | 0 | 0 | 0 | 0 | 0 | 0 | 0 | 0 | 0 | 0 | 0 | 0 | 0 | 0 | 0 | 0 | 0 | 0 | 0 | 0 | 0 | 0 | 0 | 0 | 0 | 0 | 0 | 0 | 0 | 0 | 0 | 0 | 0 | 0 | 0 | 0 | 0 | 0 |  | 0 | 0 | 0 | 0 | 0 | 0 | 0 | 0 | 0 | 0 | 0 | 80 | 0 | 0 | 1 | 0 | 0 | 0 | 0 | 0 | 0 | 0 | 0 | 0 | 0 | 1067 | 799 | 230.5 | 0 | 1 | 0 | 0 | 0 | 0 | 0 | 0 | 1541.7332 | 2803.2294 | 7053.774 | Pardee-Sylmar Constraint | Pardee-Sylmar Constraint | Pardee-Sylmar Constraint |  | 0 | 0 | 0 | 0 | 0 | 0 | 1541.7332 | 2803.2294 | 7053.774 | Pardee-Sylmar Constraint | Pardee-Sylmar Constraint | Pardee-Sylmar Constraint |  | 1 | 1 | NO | 1 | 1 | 1 | NO | 1
PG&E Greater Bay Study Area | Vineyard | 230 | 0 | 0 | 0 | 0 | 0 | 0 | 0 | 0 | 0 | 0 | 0 | 0 | 0 | 0 | 0 | 0 | 0 | 0 | 0 | 0 | 0 | 0 | 0 | 0 | 0 | 0 | 0 | 0 | 0 | 0 | 0 | 0 | 0 | 0 | 0 | 0 | 0 | 0 | 0 | 0 | 0 | 0 | 0 | 0 | 1 | 0 | 0 | 0 | 0 | 0 | 0 | 0 | 0 | 0 | 0 | 0 | 0 | 0 | 1 | 0 | 1 | 0 | 0 | 1 | 1 | 0 | 0 | 0 | 0 | 0 | 0 | 0 | 0 | 1 | 0 | 0 | 0 | 0 | 0 | 0 | 0 | 0 | 0 | 0 | 0 | 0 | 0 | 0 | 0 | 0 | 0 | 0 | 0 | 0 | 0 | 0 | 0 | 0 | 0 | 0 | 0 | 0 | 0 | 0 | 0 | 0 | 0 | 0 |  | 0 | 0 | 0 | 0 | 0 | 0 | 0 | 0 | 0 | 0 | 0 | 0 | 0 | 0 | 0 | 0 | 0 | 0 | 0 | 0 | 0 | 0 | 0 | 0 | 0 | 0 | 0 | 0 | 0 | 0 | 2 | 0 | 1 | 0 | 0 | 0 | -1886.4315 | -134.2303 | 653.0393 | Vaca Dixon-Tesla 500kV Line | Vaca Dixon-Tesla 500kV Line | Windmaster-Delta pumps 230 kV line |  | 0 | 0 | 0 | 0 | 0 | 0 | 864.5167 | 2490.4106 | 653.0393 | Tesla-Bellota 230 kV line | Tesla-Bellota 230 kV line | Windmaster-Delta pumps 230 kV line |  | 5 | 1 | YES | 2 | 1 | 1 | NO | 1
SCE Eastern Study Area | Vista (SCE) | 230 | 0 | 0 | 0 | 0 | 0 | 0 | 0 | 0 | 0 | 0 | 0 | 0 | 0 | 0 | 0 | 0 | 0 | 0 | 0 | 0 | 0 | 0 | 0 | 1 | 0 | 1 | 0 | 0 | 0 | 0 | 0 | 0 | 0 | 0 | 0 | 0 | 0 | 0 | 0 | 0 | 0 | 0 | 0 | 0 | 0 | 0 | 0 | 0 | 0 | 0 | 0 | 0 | 0 | 0 | 0 | 0 | 0 | 0 | 0 | 0 | 0 | 0 | 0 | 0 | 0 | 0 | 0 | 0 | 0 | 0 | 0 | 0 | 0 | 0 | 0 | 0 | 0 | 0 | 0 | 0 | 0 | 0 | 0 | 0 | 0 | 0 | 0 | 0 | 0 | 0 | 0 | 0 | 0 | 0 | 0 | 0 | 0 | 0 | 0 | 0 | 0 | 0 | 0 | 0 | 0 | 0 | 0 | 1 |  | 0 | 0 | 0 | 0 | 0 | 0 | 0 | 0 | 0 | 0 | 0 | 0 | 0 | 0 | 0 | 0 | 2.6 | 0 | 0 | 0 | 0 | 0 | 0 | 0 | 0 | 0 | 200 | 0 | 0 | 1 | 0 | 1 | 0 | 0 | 0 | 0 | -558.3782 | 3700.2667 | 11465.116 | Serrano-Alberhill-Valley Constraint | Serrano-Alberhill-Valley Constraint | Etiwanda-Rancho Vista Constraint |  | 0 | 1 | 0 | 0 | 0 | 0 | -558.3782 | 3700.2667 | 11465.116 | Serrano-Alberhill-Valley Constraint | Serrano-Alberhill-Valley Constraint | Etiwanda-Rancho Vista Constraint |  | 4 | 4 | NO | 4 | 1 | 1 | NO | 1
East of Pisgah Study Area | Vista (VEA) | 138 | 0 | 0 | 0 | 0 | 0 | 0 | 0 | 0 | 0 | 0 | 0 | 0 | 0 | 0 | 0 | 0 | 0 | 0 | 0 | 1 | 0 | 1 | 0 | 0 | 0 | 0 | 1 | 1 | 1 | 0 | 0 | 0 | 0 | 0 | 0 | 0 | 0 | 0 | 0 | 0 | 0 | 0 | 0 | 0 | 0 | 0 | 0 | 0 | 0 | 0 | 0 | 0 | 0 | 0 | 0 | 0 | 0 | 0 | 0 | 0 | 0 | 0 | 0 | 0 | 0 | 0 | 0 | 0 | 0 | 0 | 0 | 0 | 0 | 0 | 0 | 0 | 0 | 0 | 0 | 0 | 0 | 0 | 0 | 0 | 0 | 0 | 0 | 0 | 0 | 0 | 0 | 0 | 0 | 0 | 0 | 0 | 0 | 0 | 0 | 0 | 0 | 0 | 0 | 0 | 0 | 0 | 0 | 3 |  | 0 | 0 | 0 | 0 | 0 | 0 | 0 | 0 | 0 | 0 | 0 | 0 | 0 | 0 | 0 | 0 | 0 | 0 | 0 | 0 | 0 | 0 | 0 | 0 | 50 | 150 | 100 | 0 | 0 | 1 | 2 | 3 | 2 | 0 | 1 | 0 | -6514.967 | -537.3375 | -359.5 | Devers-Red Bluff Constraint | Devers-Red Bluff Constraint | VEA 138kV area constraint |  | 0 | 3 | 1 | 0 | 0 | 0 | -6514.967 | -537.3375 | 570.5 | Devers-Red Bluff Constraint | Devers-Red Bluff Constraint | VEA 138kV area constraint |  | 5 | 5 | NO | 5 | 5 | 1 | YES | 2
SCE Metro Study Area | Walnut | 230 | 0 | 0 | 0 | 0 | 0 | 0 | 0 | 0 | 0 | 0 | 1 | 0 | 1 | 0 | 0 | 0 | 0 | 0 | 0 | 0 | 0 | 0 | 0 | 0 | 0 | 0 | 0 | 0 | 0 | 0 | 0 | 0 | 0 | 0 | 0 | 0 | 0 | 0 | 0 | 0 | 0 | 0 | 0 | 0 | 0 | 0 | 0 | 0 | 0 | 0 | 0 | 0 | 0 | 0 | 0 | 0 | 0 | 0 | 0 | 0 | 0 | 0 | 0 | 0 | 0 | 0 | 0 | 0 | 0 | 0 | 0 | 0 | 0 | 0 | 0 | 0 | 0 | 0 | 0 | 0 | 0 | 0 | 0 | 0 | 0 | 0 | 0 | 0 | 0 | 0 | 0 | 0 | 0 | 0 | 0 | 0 | 0 | 0 | 0 | 0 | 0 | 0 | 0 | 0 | 0 | 0 | 0 | 0 |  | 0 | 0 | 0 | 0 | 0 | 0 | 0 | 0 | 0 | 0 | 0 | 0 | 0 | 0 | 0 | 0 | 0 | 0 | 0 | 0 | 0 | 0 | 0 | 0 | 0 | 0 | 200 | 0 | 0 | 1 | 0 | 0 | 0 | 0 | 0 | 0 | 5071.734 | 5878.953 | 8313.03 | Del Amo - Barre Area Constraint | Del Amo - Barre Area Constraint | Del Amo - Barre Area Constraint |  | 0 | 0 | 0 | 0 | 0 | 0 | 5071.734 | 5878.953 | 8313.03 | Del Amo - Barre Area Constraint | Del Amo - Barre Area Constraint | Del Amo - Barre Area Constraint |  | 1 | 1 | NO | 1 | 1 | 1 | NO | 1
SCE Northern Area | Warne | 230 | 0 | 0 | 1 | 0 | 0 | 0 | 1 | 0 | 0 | 0 | 0 | 0 | 0 | 0 | 0 | 0 | 0 | 0 | 0 | 0 | 0 | 0 | 0 | 0 | 0 | 0 | 0 | 0 | 1 | 0 | 0 | 0 | 0 | 0 | 0 | 0 | 0 | 0 | 0 | 0 | 0 | 0 | 0 | 0 | 0 | 0 | 0 | 0 | 0 | 0 | 0 | 0 | 0 | 0 | 0 | 0 | 0 | 0 | 0 | 0 | 0 | 0 | 0 | 0 | 0 | 0 | 0 | 0 | 0 | 0 | 0 | 0 | 0 | 0 | 0 | 0 | 0 | 0 | 0 | 0 | 0 | 0 | 0 | 0 | 0 | 0 | 0 | 0 | 0 | 0 | 0 | 0 | 0 | 0 | 0 | 0 | 0 | 0 | 0 | 0 | 0 | 0 | 0 | 0 | 0 | 0 | 0 | 0 |  | 0 | 0 | 0 | 0 | 0 | 0 | 0 | 0 | 0 | 0 | 0 | 0 | 0 | 0 | 0 | 0 | 0 | 0 | 0 | 0 | 0 | 0 | 0 | 0 | 0 | 0 | 0 | 0 | 0 | 0 | 2 | 0 | 1 | 0 | 0 | 0 | -6146.0908 | -113.0121 | 1447.509 | Lugo - Victorville area constraint | South of Magunden Constraint | South of Magunden Constraint |  | 1 | 0 | 1 | 0 | 0 | 0 | -659.6838 | -113.0121 | 1447.509 | South of Magunden Constraint | South of Magunden Constraint | South of Magunden Constraint |  | 5 | 5 | NO | 5 | 1 | 1 | NO | 1
PG&E Fresno Study Area | Warnerville | 230 | 0 | 0 | 0 | 0 | 0 | 0 | 0 | 0 | 0 | 0 | 0 | 0 | 0 | 0 | 0 | 0 | 0 | 0 | 0 | 0 | 0 | 0 | 0 | 0 | 0 | 0 | 0 | 0 | 0 | 0 | 0 | 0 | 0 | 0 | 0 | 0 | 0 | 0 | 0 | 0 | 0 | 0 | 0 | 0 | 0 | 0 | 0 | 0 | 0 | 0 | 1 | 0 | 0 | 0 | 0 | 0 | 0 | 0 | 0 | 0 | 0 | 0 | 0 | 0 | 1 | 1 | 0 | 0 | 0 | 0 | 0 | 0 | 0 | 0 | 0 | 0 | 0 | 0 | 0 | 0 | 0 | 0 | 0 | 0 | 0 | 1 | 1 | 0 | 1 | 1 | 1 | 1 | 0 | 0 | 0 | 1 | 0 | 1 | 1 | 0 | 0 | 1 | 0 | 0 | 0 | 0 | 0 | 2 |  | 0 | 0 | 0 | 0 | 0 | 0 | 0 | 0 | 0 | 0 | 0 | 0 | 0 | 0 | 0 | 0 | 0 | 0 | 0 | 0 | 0 | 0 | 0 | 0 | 0 | 0 | 0 | 0 | 0 | 0 | 3 | 0 | 3 | 0 | 0 | 0 | -1193.768 | -455.9559 | 299.4102 | Gates 500/230kV TB #12 | Gates 500/230kV TB #12 | Panoche- Mendota 115 kV line |  | 0 | 0 | 0 | 0 | 0 | 0 | 0.019 | 295.7225 | 299.4102 | Tranquility-Helm 230kV Line | Tranquility-Helm 230kV Line | Panoche- Mendota 115 kV line |  | 5 | 1 | YES | 2 | 1 | 1 | NO | 1
PG&E Fresno Study Area | Waukena | 115 | 0 | 0 | 0 | 0 | 0 | 0 | 0 | 0 | 0 | 0 | 0 | 0 | 0 | 0 | 0 | 0 | 0 | 0 | 0 | 0 | 0 | 0 | 0 | 0 | 0 | 0 | 0 | 0 | 0 | 0 | 0 | 0 | 0 | 0 | 0 | 0 | 0 | 0 | 0 | 0 | 0 | 0 | 0 | 0 | 0 | 0 | 0 | 0 | 0 | 0 | 0 | 0 | 0 | 0 | 0 | 0 | 0 | 0 | 0 | 0 | 0 | 0 | 0 | 0 | 0 | 0 | 0 | 0 | 0 | 0 | 0 | 0 | 0 | 0 | 0 | 0 | 0 | 0 | 0 | 0 | 0 | 0 | 0 | 0 | 0 | 0 | 0 | 0 | 0 | 0 | 0 | 0 | 0 | 0 | 0 | 0 | 0 | 0 | 0 | 0 | 0 | 0 | 0 | 0 | 0 | 0 | 1 | 0 |  | 0 | 0 | 0 | 0 | 0 | 0 | 0 | 0 | 0 | 0 | 0 | 0 | 0 | 0 | 0 | 0 | 0 | 0 | 0 | 0 | 0 | 0 | 0 | 0 | 0 | 0 | 0 | 0 | 0 | 0 | 0 | 0 | 0 | 0 | 0 | 0 | 84.6 | 82.776 | 24.84 | Jacksson-WaukenaCorcoran 115kV line | Jacksson-WaukenaCorcoran 115kV line | Jacksson-WaukenaCorcoran 115kV line |  | 0 | 0 | 0 | 0 | 0 | 0 | 84.6 | 82.776 | 24.84 | Jacksson-WaukenaCorcoran 115kV line | Jacksson-WaukenaCorcoran 115kV line | Jacksson-WaukenaCorcoran 115kV line |  | 1 | 1 | NO | 1 | 1 | 1 | NO | 1
PG&E Greater Bay Study Area | Weber | 230 | 0 | 0 | 0 | 0 | 0 | 0 | 0 | 0 | 0 | 0 | 0 | 0 | 0 | 0 | 0 | 0 | 0 | 0 | 0 | 0 | 0 | 0 | 0 | 0 | 0 | 0 | 0 | 0 | 0 | 0 | 0 | 0 | 0 | 0 | 0 | 0 | 0 | 0 | 0 | 0 | 0 | 0 | 0 | 0 | 0 | 0 | 0 | 0 | 0 | 0 | 1 | 0 | 0 | 0 | 0 | 0 | 0 | 0 | 0 | 0 | 0 | 0 | 0 | 0 | 0 | 0 | 0 | 0 | 0 | 0 | 0 | 0 | 0 | 0 | 0 | 0 | 0 | 0 | 0 | 0 | 0 | 0 | 0 | 0 | 0 | 0 | 0 | 0 | 0 | 0 | 0 | 0 | 0 | 0 | 0 | 0 | 0 | 0 | 0 | 0 | 0 | 0 | 0 | 0 | 0 | 0 | 0 | 0 |  | 0 | 0 | 0 | 0 | 0 | 0 | 0 | 0 | 0 | 0 | 0 | 25 | 0 | 0 | 1 | 0 | 0 | 0 | 0 | 0 | 0 | 0 | 0 | 0 | 0 | 0 | 0 | 0 | 0 | 0 | 0 | 0 | 0 | 0 | 0 | 0 | 164.1265 | 880.3405 | 3635.2114 | Bellota-Weber 230kV line | Bellota-Weber 230kV line | Bellota-Weber 230kV line |  | 0 | 0 | 0 | 0 | 0 | 0 | 164.1265 | 880.3405 | 3635.2114 | Bellota-Weber 230kV line | Bellota-Weber 230kV line | Bellota-Weber 230kV line |  | 1 | 1 | NO | 1 | 1 | 1 | NO | 1
PG&E Fresno Study Area | West Fresno | 115 | 0 | 0 | 0 | 0 | 0 | 0 | 0 | 0 | 0 | 0 | 0 | 0 | 0 | 0 | 0 | 0 | 0 | 0 | 0 | 0 | 0 | 0 | 0 | 0 | 0 | 0 | 0 | 0 | 0 | 0 | 0 | 0 | 0 | 0 | 0 | 0 | 0 | 0 | 0 | 0 | 0 | 0 | 0 | 0 | 0 | 0 | 0 | 0 | 0 | 0 | 1 | 0 | 0 | 0 | 0 | 0 | 0 | 0 | 0 | 0 | 0 | 0 | 0 | 0 | 0 | 0 | 0 | 0 | 0 | 0 | 0 | 0 | 0 | 0 | 0 | 0 | 1 | 0 | 0 | 0 | 0 | 0 | 0 | 0 | 0 | 1 | 1 | 0 | 1 | 1 | 1 | 1 | 1 | 1 | 0 | 0 | 0 | 0 | 1 | 0 | 0 | 1 | 0 | 0 | 0 | 0 | 0 | 4 |  | 0 | 0 | 0 | 0 | 0 | 0 | 0 | 0 | 0 | 0 | 0 | 0 | 0 | 0 | 0 | 0 | 0 | 0 | 0 | 0 | 0 | 0 | 0 | 0 | 0 | 0 | 0 | 0 | 0 | 0 | 4 | 0 | 4 | 0 | 0 | 0 | -2895.395 | -1843.223 | 308.15 | Midway-Q2005 230kV Line | Midway-Q2005 230kV Line | Dairyland-Chowchilla 115kV Line |  | 0 | 0 | 0 | 0 | 0 | 0 | 0.019 | 295.7225 | 308.15 | Tranquility-Helm 230kV Line | Tranquility-Helm 230kV Line | Dairyland-Chowchilla 115kV Line |  | 5 | 1 | YES | 2 | 1 | 1 | NO | 1
PG&E Fresno Study Area | Westley | 230 | 0 | 0 | 0 | 0 | 0 | 0 | 0 | 0 | 0 | 0 | 0 | 0 | 0 | 0 | 0 | 0 | 0 | 0 | 0 | 0 | 0 | 0 | 0 | 0 | 0 | 0 | 0 | 0 | 0 | 0 | 0 | 0 | 0 | 0 | 0 | 0 | 0 | 0 | 0 | 0 | 0 | 0 | 0 | 0 | 0 | 0 | 0 | 0 | 0 | 0 | 0 | 0 | 0 | 0 | 0 | 0 | 0 | 0 | 0 | 0 | 0 | 0 | 0 | 0 | 0 | 0 | 0 | 0 | 0 | 0 | 0 | 0 | 0 | 0 | 0 | 0 | 1 | 0 | 0 | 0 | 0 | 0 | 0 | 0 | 0 | 0 | 1 | 0 | 0 | 0 | 0 | 1 | 0 | 0 | 0 | 0 | 0 | 0 | 0 | 0 | 0 | 0 | 0 | 0 | 0 | 0 | 0 | 1 |  | 0 | 0 | 0 | 0 | 0 | 0 | 0 | 0 | 0 | 0 | 0 | 0 | 0 | 0 | 0 | 0 | 0 | 0 | 0 | 0 | 0 | 0 | 0 | 0 | 0 | 164 | 79.1 | 25 | 0 | 1 | 2 | 0 | 2 | 0 | 0 | 0 | -2895.395 | -1843.223 | 1447.9557 | Midway-Q2005 230kV Line | Midway-Q2005 230kV Line | Midway-Q2005 230kV Line |  | 0 | 0 | 0 | 0 | 0 | 0 | 4293.643 | 5455.4633 | 2409.9557 | Los Banos 500/230kV TB | Los Banos 500/230kV TB | Midway-Q2005 230kV Line |  | 5 | 1 | YES | 2 | 1 | 1 | NO | 1
PG&E Fresno Study Area | New Sub - Westley - Quinto (Proposed) | 230 | 0 | 0 | 0 | 0 | 0 | 0 | 0 | 0 | 0 | 0 | 0 | 0 | 0 | 0 | 0 | 0 | 0 | 0 | 0 | 0 | 0 | 0 | 0 | 0 | 0 | 0 | 0 | 0 | 0 | 0 | 0 | 0 | 0 | 0 | 0 | 0 | 0 | 0 | 0 | 0 | 0 | 0 | 0 | 0 | 0 | 0 | 0 | 0 | 0 | 0 | 0 | 0 | 0 | 0 | 0 | 0 | 0 | 0 | 0 | 0 | 0 | 0 | 0 | 0 | 0 | 0 | 0 | 0 | 0 | 0 | 0 | 0 | 0 | 0 | 0 | 0 | 1 | 0 | 0 | 0 | 0 | 0 | 0 | 0 | 0 | 0 | 1 | 0 | 0 | 0 | 0 | 1 | 0 | 0 | 0 | 0 | 0 | 0 | 0 | 0 | 0 | 0 | 0 | 0 | 0 | 0 | 0 | 1 |  | 0 | 0 | 0 | 0 | 0 | 0 | 0 | 0 | 0 | 0 | 0 | 0 | 0 | 0 | 0 | 0 | 0 | 0 | 0 | 0 | 0 | 0 | 0 | 0 | 0 | 0 | 0 | 0 | 0 | 0 | 2 | 0 | 2 | 0 | 0 | 0 | -2895.395 | -1843.223 | 1447.9557 | Midway-Q2005 230kV Line | Midway-Q2005 230kV Line | Midway-Q2005 230kV Line |  | 0 | 0 | 0 | 0 | 0 | 0 | 4293.643 | 5455.4633 | 2409.9557 | Los Banos 500/230kV TB | Los Banos 500/230kV TB | Midway-Q2005 230kV Line |  | 5 | 1 | YES | 2 | 1 | 1 | NO | 1
PG&E Kern Study Area | Westpark | 115 | 0 | 0 | 0 | 0 | 0 | 0 | 0 | 0 | 0 | 0 | 0 | 0 | 0 | 0 | 0 | 0 | 0 | 0 | 0 | 0 | 0 | 0 | 0 | 0 | 0 | 0 | 0 | 0 | 0 | 0 | 0 | 0 | 0 | 0 | 0 | 0 | 0 | 0 | 0 | 0 | 0 | 0 | 0 | 0 | 0 | 0 | 0 | 0 | 0 | 0 | 0 | 0 | 0 | 0 | 0 | 0 | 0 | 0 | 0 | 0 | 0 | 0 | 0 | 0 | 0 | 0 | 0 | 0 | 0 | 0 | 0 | 0 | 0 | 0 | 0 | 0 | 0 | 0 | 1 | 0 | 0 | 0 | 0 | 1 | 0 | 0 | 0 | 0 | 0 | 0 | 0 | 0 | 0 | 0 | 0 | 0 | 0 | 0 | 0 | 0 | 0 | 0 | 0 | 0 | 0 | 0 | 0 | 0 |  | 0 | 0 | 0 | 0 | 0 | 0 | 0 | 0 | 0 | 0 | 0 | 0 | 0 | 0 | 0 | 0 | 0 | 0 | 0 | 0 | 0 | 0 | 0 | 0 | 0 | 0 | 0 | 0 | 0 | 0 | 0 | 0 | 0 | 0 | 0 | 0 | 70.518 | 66.2401 | 254.8922 | Semitropic-Midway 115kV Line | Semitropic-Midway 115kV Line | Semitropic-Midway 115kV Line |  | 0 | 0 | 0 | 0 | 0 | 0 | 70.518 | 66.2401 | 254.8922 | Semitropic-Midway 115kV Line | Semitropic-Midway 115kV Line | Semitropic-Midway 115kV Line |  | 1 | 1 | NO | 1 | 1 | 1 | NO | 1
PG&E Kern Study Area | Wheeler Ridge | 230 | 0 | 0 | 0 | 0 | 0 | 0 | 0 | 0 | 0 | 0 | 0 | 0 | 0 | 0 | 0 | 0 | 0 | 0 | 0 | 0 | 0 | 0 | 0 | 0 | 0 | 0 | 0 | 0 | 0 | 0 | 0 | 0 | 0 | 0 | 0 | 0 | 0 | 0 | 0 | 0 | 0 | 0 | 0 | 0 | 0 | 0 | 0 | 0 | 0 | 0 | 0 | 0 | 0 | 0 | 0 | 0 | 0 | 0 | 0 | 0 | 0 | 0 | 0 | 0 | 0 | 0 | 0 | 0 | 0 | 0 | 0 | 0 | 0 | 0 | 0 | 0 | 1 | 0 | 0 | 0 | 0 | 0 | 0 | 0 | 1 | 1 | 1 | 0 | 0 | 0 | 0 | 0 | 0 | 0 | 0 | 0 | 0 | 0 | 0 | 0 | 0 | 0 | 0 | 0 | 0 | 0 | 0 | 0 |  | 0 | 0 | 0 | 0 | 0 | 0 | 0 | 0 | 0 | 100 | 0 | 0 | 0 | 0 | 1 | 0 | 0 | 0 | 0 | 0 | 0 | 0 | 0 | 0 | 200 | 250 | 0 | 140 | 0 | 1 | 3 | 0 | 4 | 0 | 0 | 0 | -2895.395 | -1843.223 | 299.9 | Midway-Q2005 230kV Line | Midway-Q2005 230kV Line | Midway-Q2011 230 kV Line |  | 0 | 0 | 1 | 0 | 0 | 0 | 86.6 | -16 | 299.9 | Midway-Q2011 230 kV Line | Midway-Q2011 230 kV Line | Midway-Q2011 230 kV Line |  | 5 | 5 | NO | 5 | 1 | 1 | NO | 1
PG&E Kern Study Area | New Sub - Midway - Wheeler Ridge (Proposed) | 230 | 0 | 0 | 0 | 0 | 0 | 0 | 0 | 0 | 0 | 0 | 0 | 0 | 0 | 0 | 0 | 0 | 0 | 0 | 0 | 0 | 0 | 0 | 0 | 0 | 0 | 0 | 0 | 0 | 0 | 0 | 0 | 0 | 0 | 0 | 0 | 0 | 0 | 0 | 0 | 0 | 0 | 0 | 0 | 0 | 0 | 0 | 0 | 0 | 0 | 0 | 0 | 0 | 0 | 0 | 0 | 0 | 0 | 0 | 0 | 0 | 0 | 0 | 0 | 0 | 0 | 0 | 0 | 0 | 0 | 0 | 0 | 0 | 0 | 0 | 0 | 0 | 1 | 0 | 0 | 0 | 0 | 0 | 0 | 0 | 1 | 1 | 1 | 0 | 0 | 0 | 0 | 0 | 0 | 0 | 0 | 0 | 0 | 0 | 0 | 0 | 0 | 0 | 0 | 0 | 0 | 0 | 0 | 0 |  | 0 | 0 | 0 | 0 | 0 | 0 | 0 | 0 | 0 | 0 | 0 | 0 | 0 | 0 | 0 | 0 | 0 | 0 | 0 | 0 | 0 | 0 | 0 | 0 | 250 | 150 | 92 | 0 | 0 | 1 | 3 | 0 | 4 | 0 | 0 | 0 | -2895.395 | -1843.223 | 299.9 | Midway-Q2005 230kV Line | Midway-Q2005 230kV Line | Midway-Q2011 230 kV Line |  | 0 | 0 | 1 | 0 | 0 | 0 | 86.6 | -16 | 299.9 | Midway-Q2011 230 kV Line | Midway-Q2011 230 kV Line | Midway-Q2011 230 kV Line |  | 5 | 5 | NO | 5 | 1 | 1 | NO | 1
SCE Northern Area | Whirlwind | 230 | 1 | 1 | 0 | 0 | 0 | 0 | 0 | 0 | 0 | 0 | 0 | 0 | 0 | 0 | 0 | 0 | 0 | 0 | 0 | 0 | 0 | 0 | 0 | 0 | 0 | 0 | 0 | 0 | 0 | 0 | 0 | 0 | 0 | 0 | 0 | 0 | 0 | 0 | 0 | 0 | 0 | 0 | 0 | 0 | 0 | 0 | 0 | 0 | 0 | 0 | 0 | 0 | 0 | 0 | 0 | 0 | 0 | 0 | 0 | 0 | 0 | 0 | 0 | 0 | 0 | 0 | 0 | 0 | 0 | 0 | 0 | 0 | 0 | 0 | 0 | 0 | 0 | 0 | 0 | 0 | 0 | 0 | 0 | 0 | 0 | 0 | 0 | 0 | 0 | 0 | 0 | 0 | 0 | 0 | 0 | 0 | 0 | 0 | 0 | 0 | 0 | 0 | 0 | 0 | 0 | 0 | 0 | 0 |  | 0 | 0 | 0 | 0 | 0 | 0 | 0 | 0 | 0 | 333 | 0 | 160.5 | 69 | 0 | 1 | 0 | 0 | 500 | 0 | 0 | 0 | 0 | 0 | 0 | 224 | 551 | 663 | 100 | 481 | 1 | 0 | 0 | 0 | 0 | 0 | 0 | 2645.2732 | 3877.7734 | 8531.174 | Antelope-Vincent Constraint | Antelope-Vincent Constraint | Antelope-Vincent Constraint |  | 0 | 0 | 0 | 0 | 0 | 0 | 2645.2732 | 3877.7734 | 8531.174 | Antelope-Vincent Constraint | Antelope-Vincent Constraint | Antelope-Vincent Constraint |  | 1 | 1 | NO | 1 | 1 | 1 | NO | 1
SCE Northern Area | Whirlwind | 500 | 1 | 1 | 0 | 0 | 0 | 0 | 0 | 0 | 0 | 0 | 0 | 0 | 0 | 0 | 0 | 0 | 0 | 0 | 0 | 0 | 0 | 0 | 0 | 0 | 0 | 0 | 0 | 0 | 0 | 0 | 0 | 0 | 0 | 0 | 0 | 0 | 0 | 0 | 0 | 0 | 0 | 0 | 0 | 0 | 0 | 0 | 0 | 0 | 0 | 0 | 0 | 0 | 0 | 0 | 0 | 0 | 0 | 0 | 0 | 0 | 0 | 0 | 0 | 0 | 0 | 0 | 0 | 0 | 0 | 0 | 0 | 0 | 0 | 0 | 0 | 0 | 0 | 0 | 0 | 0 | 0 | 0 | 0 | 0 | 0 | 0 | 0 | 0 | 0 | 0 | 0 | 0 | 0 | 0 | 0 | 0 | 0 | 0 | 0 | 0 | 0 | 0 | 0 | 0 | 0 | 0 | 0 | 0 |  | 0 | 0 | 0 | 0 | 0 | 0 | 0 | 0 | 0 | 0 | 0 | 0 | 0 | 0 | 0 | 0 | 0 | 0 | 0 | 0 | 0 | 0 | 0 | 0 | 0 | 0 | 0 | 0 | 0 | 0 | 0 | 0 | 0 | 0 | 0 | 0 | 2645.2732 | 3877.7734 | 8531.174 | Antelope-Vincent Constraint | Antelope-Vincent Constraint | Antelope-Vincent Constraint |  | 0 | 0 | 0 | 0 | 0 | 0 | 2645.2732 | 3877.7734 | 8531.174 | Antelope-Vincent Constraint | Antelope-Vincent Constraint | Antelope-Vincent Constraint |  | 1 | 1 | NO | 1 | 1 | 1 | NO | 1
PG&E Fresno Study Area | Wilson | 230 | 0 | 0 | 0 | 0 | 0 | 0 | 0 | 0 | 0 | 0 | 0 | 0 | 0 | 0 | 0 | 0 | 0 | 0 | 0 | 0 | 0 | 0 | 0 | 0 | 0 | 0 | 0 | 0 | 0 | 0 | 0 | 0 | 0 | 0 | 0 | 0 | 0 | 0 | 0 | 0 | 0 | 0 | 0 | 0 | 0 | 0 | 0 | 0 | 0 | 0 | 1 | 0 | 0 | 0 | 0 | 0 | 0 | 0 | 0 | 0 | 0 | 0 | 0 | 0 | 1 | 0 | 0 | 0 | 0 | 0 | 0 | 0 | 0 | 0 | 0 | 0 | 1 | 0 | 0 | 0 | 0 | 0 | 0 | 0 | 0 | 1 | 1 | 0 | 1 | 1 | 1 | 1 | 1 | 1 | 1 | 1 | 0 | 1 | 1 | 1 | 0 | 1 | 0 | 0 | 0 | 0 | 0 | 4 |  | 0 | 0 | 0 | 0 | 0 | 0 | 0 | 0 | 0 | 0 | 0 | 0 | 0 | 0 | 0 | 0 | 0 | 200 | 0 | 0 | 0 | 0 | 0 | 0 | 0 | 0 | 0 | 0 | 0 | 1 | 5 | 0 | 5 | 0 | 0 | 0 | -2895.395 | -1843.223 | 9.63 | Midway-Q2005 230kV Line | Midway-Q2005 230kV Line | Merced 115/70kV TB#2 |  | 0 | 0 | 0 | 0 | 0 | 0 | 0.019 | 210.732 | 9.63 | Tranquility-Helm 230kV Line | Merced 115/70kV TB#2 | Merced 115/70kV TB#2 |  | 5 | 1 | YES | 2 | 1 | 1 | NO | 1
PG&E Fresno Study Area | Wilson | 115 | 0 | 0 | 0 | 0 | 0 | 0 | 0 | 0 | 0 | 0 | 0 | 0 | 0 | 0 | 0 | 0 | 0 | 0 | 0 | 0 | 0 | 0 | 0 | 0 | 0 | 0 | 0 | 0 | 0 | 0 | 0 | 0 | 0 | 0 | 0 | 0 | 0 | 0 | 0 | 0 | 0 | 0 | 0 | 0 | 0 | 0 | 0 | 0 | 0 | 0 | 1 | 0 | 0 | 0 | 0 | 0 | 0 | 0 | 0 | 0 | 0 | 0 | 0 | 0 | 1 | 0 | 0 | 0 | 0 | 0 | 0 | 0 | 0 | 0 | 0 | 0 | 0 | 0 | 0 | 0 | 0 | 0 | 0 | 0 | 0 | 1 | 1 | 0 | 1 | 0 | 0 | 1 | 1 | 1 | 0 | 1 | 0 | 0 | 0 | 1 | 0 | 0 | 0 | 0 | 0 | 0 | 0 | 3 |  | 0 | 0 | 0 | 0 | 0 | 0 | 0 | 0 | 0 | 0 | 0 | 0 | 0 | 0 | 0 | 0 | 2 | 0 | 0 | 0 | 0 | 0 | 0 | 0 | 0 | 0 | 0 | 0 | 0 | 1 | 2 | 0 | 2 | 0 | 0 | 0 | -1193.768 | -455.9559 | 9.63 | Gates 500/230kV TB #12 | Gates 500/230kV TB #12 | Merced 115/70kV TB#2 |  | 0 | 0 | 0 | 0 | 0 | 0 | 0.019 | 210.732 | 9.63 | Tranquility-Helm 230kV Line | Merced 115/70kV TB#2 | Merced 115/70kV TB#2 |  | 5 | 1 | YES | 2 | 1 | 1 | NO | 1
PG&E Kern Study Area | Windgap PP | 230 | 0 | 0 | 0 | 0 | 0 | 0 | 0 | 0 | 0 | 0 | 0 | 0 | 0 | 0 | 0 | 0 | 0 | 0 | 0 | 0 | 0 | 0 | 0 | 0 | 0 | 0 | 0 | 0 | 0 | 0 | 0 | 0 | 0 | 0 | 0 | 0 | 0 | 0 | 0 | 0 | 0 | 0 | 0 | 0 | 0 | 0 | 0 | 0 | 0 | 0 | 0 | 0 | 0 | 0 | 0 | 0 | 0 | 0 | 0 | 0 | 0 | 0 | 0 | 0 | 0 | 0 | 0 | 0 | 0 | 0 | 0 | 0 | 0 | 0 | 0 | 1 | 1 | 0 | 0 | 0 | 0 | 0 | 0 | 0 | 1 | 1 | 1 | 0 | 0 | 0 | 0 | 0 | 0 | 0 | 0 | 0 | 0 | 0 | 0 | 0 | 0 | 0 | 0 | 0 | 1 | 0 | 0 | 0 |  | 0 | 0 | 0 | 0 | 0 | 0 | 0 | 0 | 0 | 0 | 0 | 0 | 0 | 0 | 0 | 0 | 0 | 0 | 0 | 0 | 0 | 0 | 0 | 0 | 0 | 0 | 0 | 0 | 0 | 0 | 4 | 0 | 5 | 0 | 0 | 0 | -2895.395 | -1843.223 | 299.9 | Midway-Q2005 230kV Line | Midway-Q2005 230kV Line | Midway-Q2011 230 kV Line |  | 0 | 0 | 1 | 0 | 0 | 0 | 63.468 | -16 | 299.9 | Gates-Panoche 230 kV #1 and #2 Lines | Midway-Q2011 230 kV Line | Midway-Q2011 230 kV Line |  | 5 | 5 | NO | 5 | 1 | 1 | NO | 1
SCE Northern Area | Windhub | 230 | 1 | 1 | 0 | 1 | 0 | 0 | 0 | 0 | 0 | 0 | 0 | 0 | 0 | 0 | 0 | 0 | 0 | 0 | 0 | 0 | 0 | 0 | 0 | 0 | 0 | 0 | 0 | 0 | 0 | 0 | 0 | 0 | 0 | 0 | 0 | 0 | 0 | 0 | 0 | 0 | 0 | 0 | 0 | 0 | 0 | 0 | 0 | 0 | 0 | 0 | 0 | 0 | 0 | 0 | 0 | 0 | 0 | 0 | 0 | 0 | 0 | 0 | 0 | 0 | 0 | 0 | 0 | 0 | 0 | 0 | 0 | 0 | 0 | 0 | 0 | 0 | 0 | 0 | 0 | 0 | 0 | 0 | 0 | 0 | 0 | 0 | 0 | 0 | 0 | 0 | 0 | 0 | 0 | 0 | 0 | 0 | 0 | 0 | 0 | 0 | 0 | 0 | 0 | 0 | 0 | 0 | 0 | 0 |  | 0 | 0 | 0 | 0 | 0 | 0 | 0 | 0 | 0 | 735 | 0 | 549 | 0 | 0 | 1 | 0 | 0 | 124 | 0 | 0 | 0 | 0 | 0 | 0 | 140 | 900 | 600 | 225 | 0 | 1 | 0 | 0 | 0 | 0 | 0 | 0 | 782.032 | 982.658 | 2448.94 | Windhub Constraint | Windhub Constraint | Windhub Constraint |  | 0 | 0 | 0 | 0 | 0 | 0 | 782.032 | 982.658 | 2448.94 | Windhub Constraint | Windhub Constraint | Windhub Constraint |  | 1 | 1 | NO | 1 | 1 | 1 | NO | 1
SCE Northern Area | Windhub | 500 | 1 | 1 | 0 | 1 | 0 | 0 | 0 | 0 | 0 | 0 | 0 | 0 | 0 | 0 | 0 | 0 | 0 | 0 | 0 | 0 | 0 | 0 | 0 | 0 | 0 | 0 | 0 | 0 | 0 | 0 | 0 | 0 | 0 | 0 | 0 | 0 | 0 | 0 | 0 | 0 | 0 | 0 | 0 | 0 | 0 | 0 | 0 | 0 | 0 | 0 | 0 | 0 | 0 | 0 | 0 | 0 | 0 | 0 | 0 | 0 | 0 | 0 | 0 | 0 | 0 | 0 | 0 | 0 | 0 | 0 | 0 | 0 | 0 | 0 | 0 | 0 | 0 | 0 | 0 | 0 | 0 | 0 | 0 | 0 | 0 | 0 | 0 | 0 | 0 | 0 | 0 | 0 | 0 | 0 | 0 | 0 | 0 | 0 | 0 | 0 | 0 | 0 | 0 | 0 | 0 | 0 | 0 | 0 |  | 0 | 0 | 0 | 0 | 0 | 0 | 0 | 0 | 0 | 0 | 0 | 0 | 0 | 0 | 0 | 0 | 0 | 0 | 0 | 0 | 0 | 0 | 0 | 0 | 775 | 0 | 0 | 0 | 0 | 1 | 0 | 0 | 0 | 0 | 0 | 0 | 782.032 | 982.658 | 2448.94 | Windhub Constraint | Windhub Constraint | Windhub Constraint |  | 0 | 0 | 0 | 0 | 0 | 0 | 782.032 | 982.658 | 2448.94 | Windhub Constraint | Windhub Constraint | Windhub Constraint |  | 1 | 1 | NO | 1 | 1 | 1 | NO | 1
PG&E North of Greater Bay Study Area | Woodland | 115 | 0 | 0 | 0 | 0 | 0 | 0 | 0 | 0 | 0 | 0 | 0 | 0 | 0 | 0 | 0 | 0 | 0 | 0 | 0 | 0 | 0 | 0 | 0 | 0 | 0 | 0 | 0 | 0 | 0 | 0 | 0 | 0 | 0 | 0 | 0 | 0 | 0 | 0 | 0 | 0 | 0 | 0 | 0 | 0 | 1 | 1 | 0 | 1 | 0 | 1 | 1 | 0 | 1 | 0 | 0 | 0 | 0 | 0 | 0 | 0 | 0 | 0 | 0 | 0 | 1 | 1 | 0 | 0 | 0 | 0 | 0 | 0 | 0 | 0 | 0 | 0 | 0 | 0 | 0 | 0 | 0 | 0 | 0 | 0 | 0 | 0 | 0 | 0 | 0 | 0 | 0 | 0 | 0 | 0 | 0 | 0 | 0 | 0 | 0 | 0 | 0 | 0 | 0 | 0 | 0 | 0 | 0 | 0 |  | 0 | 0 | 0 | 0 | 0 | 0 | 0 | 0 | 0 | 0 | 0 | 0 | 0 | 0 | 0 | 0 | 0 | 0 | 0 | 0 | 0 | 0 | 0 | 1.5 | 0 | 12 | 0 | 0 | 0 | 1 | 1 | 0 | 1 | 0 | 0 | 0 | -1886.4315 | -134.2303 | 74.98 | Vaca Dixon-Tesla 500kV Line | Vaca Dixon-Tesla 500kV Line | Woodland- Davis 115kV line |  | 0 | 0 | 0 | 0 | 0 | 0 | 0.1925 | 32.3255 | 74.98 | Rocklin-Pleaseant grove 115kV line | Rocklin-Pleaseant grove 115kV line | Woodland- Davis 115kV line |  | 5 | 1 | YES | 2 | 1 | 1 | NO | 1
PG&E North of Greater Bay Study Area | Wyandotte | 115 | 0 | 0 | 0 | 0 | 0 | 0 | 0 | 0 | 0 | 0 | 0 | 0 | 0 | 0 | 0 | 0 | 0 | 0 | 0 | 0 | 0 | 0 | 0 | 0 | 0 | 0 | 0 | 0 | 0 | 0 | 0 | 0 | 0 | 0 | 0 | 0 | 0 | 0 | 0 | 0 | 0 | 0 | 0 | 0 | 1 | 0 | 0 | 0 | 0 | 1 | 1 | 1 | 1 | 0 | 0 | 0 | 0 | 0 | 0 | 0 | 0 | 0 | 0 | 0 | 1 | 1 | 0 | 0 | 0 | 0 | 0 | 0 | 0 | 0 | 0 | 0 | 0 | 0 | 0 | 0 | 0 | 0 | 0 | 0 | 0 | 0 | 0 | 0 | 0 | 0 | 0 | 0 | 0 | 0 | 0 | 0 | 0 | 0 | 0 | 0 | 0 | 0 | 0 | 0 | 0 | 0 | 0 | 0 |  | 0 | 0 | 0 | 0 | 0 | 0 | 0 | 0 | 0 | 0 | 0 | 0 | 0 | 0 | 0 | 0 | 3.6 | 0 | 0 | 0 | 0 | 0 | 0 | 3.5 | 0 | 0 | 0 | 0 | 0 | 1 | 1 | 0 | 1 | 0 | 0 | 0 | -1886.4315 | -134.2303 | 266.795 | Vaca Dixon-Tesla 500kV Line | Vaca Dixon-Tesla 500kV Line | Rocklin-Pleaseant grove 115kV line |  | 0 | 0 | 0 | 0 | 0 | 0 | 0.1925 | 32.3255 | 266.795 | Rocklin-Pleaseant grove 115kV line | Rocklin-Pleaseant grove 115kV line | Rocklin-Pleaseant grove 115kV line |  | 5 | 1 | YES | 2 | 1 | 1 | NO | 1

## Tx_Calculator_2039
|  | CAISO Study Area | SCE Northern Area | [9 empty] | SCE Metro Area |  |  | SCE North of Lugo Area |  |  |  |  | SCE Eastern Area | [7 empty] | East of Pisgah Area |  |  | SDG&E Study Area | [13 empty] | PG&E North of Greater Bay Area | [10 empty] | PG&E Greater Bay Area | [20 empty] | PG&E Kern Area | [9 empty] | PG&E Fresno Area
|  | Matrix Constraint Name | Antelope-Vincent On-Peak and Off-Peak Constraint | Vincent-Lugo On-Peak Constraint | Pardee-Sylmar On-Peak Constraint | Windhub On-Peak Constraint | Moorpark-Pardee On-Peak Constraint | North of Magunden On-Peak Constraint | South of Magunden On-Peak Constraint | South of Magunden Off-Peak Constraint | Antelope-Neenach On-Peak Constraint | Antelope-Neenach Off-Peak Constraint | Del Amo – Barre On-Peak Constraint | Hinson - Del Amo On-Peak Constraint | SCE Metro Area Default Constraint | Control to Inyokern Constraint On-Peak Constraint | Kramer - Victor Constraint On-Peak Constraint | Victor – Lugo Constraint On Peak Constraint | Lugo 500/230 kV Transformer On Peak Constraint | Calcite to Lugo Constraint On Peak Constraint | Colorado River 500/230 kV On-Peak/Off-Peak Constraint (230 kV bus only) | Colorado River-Red Bluff On-Peak Constraint | DCRT On-Peak Constraint | Devers-Red Bluff On-Peak/Off-Peak Constraint | Eagle Mountain On-Peak Constraint | Etiwanda-Rancho Vista On-Peak Constraint | Red Bluff 500/230 kV On-Peak/Off-Peak Constraint (230 kV only) | Serrano-Alberhill-Valley On-Peak/Off-Peak Constraint | VEA 138kV On-peak/Off-peak Constraint | GLW 230kV On-peak/Off-peak Constraint | Lugo-Victorville On-peak Constraint | Capistrano-San Onofre 230 kV On-Peak Constraint | Chicarita 138 kV On-Peak Constraint | El Cajon 69 kV On-Peak Constraint | Internal San Diego Area On-Peak/Off-Peak Constraint | Miguel 69 kV On-Peak Constraint | Encina - San Luis Rey 230 kV On-Peak/Off-Peak Constraint | East of Miguel On-Peak/Off-Peak Constraint | San Luis Rey-San Onofre 230 kV On-Peak/Off-Peak Constraint | Ocean Ranch 69 kV On-Peak Constraint | Otay Mesa 230 kV On-Peak Constraint | Silvergate - Bay Blvd 230 kV On-Peak/Off-Peak Constraint | Silvergate-Old Town 230 kV On-Peak Constraint | Talega 230 kV On-Peak Constraint | Trabuco-Capistrano 138 kV On-Peak Constraint | Santa Rosa-Corona 115 kV line On-Peak Constraint | Vaca Dixon - Tesla 500kV line On-Peak Constraint | Woodland-Davis 115 kV line On-Peak Constraint | Cortina-Eagle Rock 115 kV line On-Peak Constraint | Bell-Placer 115 kV line On-Peak Constraint | Carberry-Round mountain 230 kV line On-Peak Constraint | Rocklin-Pleaseant grove 115kV line On-Peak/Off-Peak Constraint | Bellota-Weber 230kV line On-Peak Constraint | Rio Oso-Brighton 230kV line On-Peak Constraint | Rio Oso-Lockeford 230kV line On-Peak Constraint | Humboldt Offshore Wind constraint | Dumbarton-Newark 115 kV line On-Peak Constraint | Eastshore-San Mateo 230 kV line On-Peak Constraint | Lakeville-Igancio 230 kV line On-Peak Constraint | Sobrante-Moraga 230 kV line On-Peak Constraint | Windmaster- Delta Pumps 230 kV line On-Peak Constraint | Contra Costa- Windmaster 230 kV line On-Peak Constraint | Tesla - Tracy Pumps #2 230 kV line On-Peak Constraint | Contra Costa #1 115 kV line On-Peak Constraint | Kasson Jct-Heinz 115 kV line On-Peak Constraint | Newark-Newark Distribution 115 kV line On-Peak Constraint | Tesla-Bellota 230 kV line On-Peak Constraint | Eight Mile-Tesla 230 kV line On-Peak Constraint | Grant - Eastshore #2 115 kV line On-Peak Constraint | Salado - Crow Creek 60 kV line On-Peak Constraint | Tesla - Salado 115 kV line On-Peak Constraint | Los Esteros-Silicon Valley 230 kV On-Peak Constraint | Los Esteros-Nortech 115 kV line On-Peak Constraint | Newark-Los Esteros 230 kV line On-Peak Constraint | Morganhill-Metcalf 115kV Line On-Peak Constraint | Telsa-Tracy Pump #1 230 kV Line On-Peak Constraint | Birds Landing-Contra Costa 230kV Line On-Peak Constraint | Oceano-Calendar 115kV line On-Peak/Off-Peak Constraint | Midway-Q2005 230kV line On-Peak/Off-Peak Constraint | Smyrna - Q1984 115kV line On-Peak/off-Peak Constraint | Kern 230/115kV TB #4 On-Peak Constraint | Maricopa-Copus 70 kV line On-Peak/Off-Peak Constraint | Midway-Taft 115 kV line On-Peak/Off-Peak Constraint | Kern-Tevis-Stockdale-Lamont 115kV line On-Peak/Off-Peak Constraint | Midway 230/115kV TB #3 On-Peak/Off-Peak Constraint | Semitropic-Midway 115kV Line On-Peak/Off-Peak Constraint | Midway-Q2011 230 kV Line On-Peak Constraint | Gates 500/230kV TB #11 On-Peak/Off-Peak Constraint | Gates 500/230kV TB #12 On-Peak/Off-Peak Constraint | Gates 230/70 kV TB #5 On-Peak/Off-Peak Constraint | Tranquility-Helm 230kV Line On-Peak/Off-Peak Constraint | Dairyland-Chowchilla 115kV Line On-Peak/Off-Peak Constraint | Chowchilla-Le grand 115kV Line On-Peak/Off-Peak Constraint | Los Banos 500/230 kV Bank On-Peak/Off-peak Constraint | Panoche-Los Banos 230kV line #2 On-Peak/Off-Peak Constraint | Dos Amigos-Panoche 230kV line On-Peak Constraint | Schindler 115/70kV TB #1 On-Peak/Off-Peak Constraint | Panoche-Mendota 115 kV line On-Peak/Off-Peak Constraint | Coalinga #1-Coalinga #2 70 kV line On-Peak/Off-Peak Constraint | Panoche-Oro Loma 115kV Line On-Peak Constraint | Borden-Storey #1 230kV line On-Peak/Off-Peak Constraint | Merced 115/70kV TB#2 On-Peak/Off-Peak Constraint | Helm 230/70kV TB#1 On-Peak/Off-Peak Constraint | Oro Loma-El Nido 115kV Line On-Peak/Off-Peak Constraint | Q2008-Gates 230 kV line On-Peak/Off-peak Constraint | Mustang-Henrietta 230 kV line On-Peak Constraint | Gates-Panoche 230 kV #1 and #2 Lines On-Peak Constraint | Moss Landing-Las Aguillas 230 kV Line Off-Peak Constraint | Jackson-Waukena-Corcoran 115 kV Line Off-Peak Constraint
White Paper Constraint Info |  | White Paper Name | Antelope-Vincent Constraint | Vincent-Lugo Constraint | Pardee-Sylmar Constraint | Windhub Constraint | Moorpark-Pardee Constraint | North of Magunden Constraint | South of Magunden Constraint | South of Magunden Constraint | Antelope-Neenach Constraint | Antelope-Neenach Constraint | Del Amo - Barre Area Constraint | Hinson - Del Amo Constraint | SCE Metro Area Default Constraint | Control to Inyokern area constraint | Kramer to Victor Area Constraint | Victor to Lugo Area Constraint | Lugo Transformer Area Constraint | Calcite to Lugo Area Constraint | Colorado River 500/230 kV Constraint | Colorado River-Red Bluff Constraint | DCRT Constraint | Devers-Red Bluff Constraint | Eagle Mountain Constraint | Etiwanda-Rancho Vista Constraint | Red Bluff 500/230 kV Constraint | Serrano-Alberhill-Valley Constraint | VEA 138kV area constraint | GLW 230kV area constraint | Lugo - Victorville area constraint | Capistrano-San Onofre 230 kV constraint | Chicarita 138 kV constraint | El Cajon 69 kV constraint | Internal San Diego Area constraint | Miguel 69 kV constraint | Encina - San Luis Rey 230 kV constraint | East of Miguel constraint | San Luis Rey-San Onofre 230 kV line constraint | Ocean Ranch 69 kV constraint | Otay Mesa 230 kV constraint | Silvergate - Bay Blvd 230 kV constraint | Silvergate-Old Town 230 kV constraint | Talega 230 kV constraint | Trabuco-Capistrano 138 kV constraint | Santa Rosa-Corona 115 kV line | Vaca Dixon-Tesla 500kV Line | Woodland- Davis 115kV line | Cortina-Eagle Rock 115 kV line | Bell-Placer 115kV Line | Carberry-Round Mountain 230kV Line | Rocklin-Pleaseant grove 115kV line | Bellota-Weber 230kV line | Rio Oso-Brighton 230kV line | Rio Oso-Lockeford 230kV line | Humboldt Offshore Wind constraint | Dumbarton-Newark 115 kV line | Eastshore-San Mateo 230 kV line | Lakeville-Ignacio 230 kV line | Sobrante-Moraga 230 kV line | Windmaster-Delta pumps 230 kV line | Contra Costa- Windmaster 230 kV line | Tesla-Tracy-Pump 230 kV line #2 | Contra Costa #1 115kV Line | Kasson Jct-Heinz 115 kV line | Newark-Newark Distribution 115 kV line | Tesla-Bellota 230 kV line | Eight Mile-Tesla 230 kV line | Grant - Eastshore #2 line 115 kV | Salado-Crow Creek Sw Sta 60 kV line | Tesla-Salado 115 kV line | Los Esteros-Silicon Valley 230 kV | Los Esteros-Nortech 115 kV line | Newark-Los Esteros 230 kV line | Morganhill-Metcalf 115kV Line | Tesla-Tracy Pump 230 kV Line #1 | Birds Landing-Contra Costa 230kV Line | Oceano-Calendar 115kV line | Midway-Q2005 230kV Line | Smyrna -Q1984 115kV line | Kern 230/115kV TB #4 | Maricopa-Copus 70 kV line | Midway-Taft 115 kV line | Kern-Tevis-Stockdale-Lamont 115kV line | Midway 230/115kV TB #3 | Semitropic-Midway 115kV Line | Midway-Q2011 230 kV Line | Gates 500/230kV TB #12 | Gates 500/230kV TB #11 | Gates 230/70kV TB #5 | Tranquility-Helm 230kV Line | Dairyland-Chowchilla 115kV Line | Chowchilla-Le grand 115kV Line | Los Banos 500/230kV TB | Panoche-Los Banos 230kV line #2 | Dos Amigos-Los Banos 230kV line | Schindler 115/70kV TB #1 | Panoche- Mendota 115 kV line | Coalinga #1-Coalinga #2 70 kV line | Panoche-Oro Loma 115kV Line | Borden-Storey #1 230kV line | Merced 115/70kV TB#2 | Helm 230/70kV TB #1 | Oro Loma-El Nido 115kV Line | Q2008-Gates 500 kV line | Mustang-Henrietta 230 kV line | Gates-Panoche 230 kV #1 and #2 Lines | Moss Landing-Las Aguilas 230 kV Line | Jacksson-WaukenaCorcoran 115kV line
|  | PTO area | SCE | SCE | SCE | SCE | SCE | SCE | SCE | SCE | SCE | SCE | SCE | SCE | SCE | SCE | SCE | SCE | SCE | SCE | SCE | SCE | SCE | SCE | SCE | SCE | SCE | SCE | SCE | SCE | SCE | SDGE | SDGE | SDGE | SDGE | SDGE | SDGE | SDGE | SDGE | SDGE | SDGE | SDGE | SDGE | SDGE | SDGE | PGE | PGE | PGE | PGE | PGE | PGE | PGE | PGE | PGE | PGE | PGE | PGE | PGE | PGE | PGE | PGE | PGE | PGE | PGE | PGE | PGE | PGE | PGE | PGE | PGE | PGE | PGE | PGE | PGE | PGE | PGE | PGE | PGE | PGE | PGE | PGE | PGE | PGE | PGE | PGE | PGE | PGE | PGE | PGE | PGE | PGE | PGE | PGE | PGE | PGE | PGE | PGE | PGE | PGE | PGE | PGE | PGE | PGE | PGE | PGE | PGE | PGE | PGE | PGE
|  | Wind/Solar Designation Area | Solar | Solar | Solar | Solar | Solar | Solar | Solar | Solar | Solar | Solar | Solar | Solar | Solar | Solar | Solar | Solar | Solar | Solar | Solar | Solar | Solar | Solar | Solar | Solar | Solar | Solar | Solar | Solar | Solar | Solar | Solar | Solar | Solar | Solar | Solar | Solar | Solar | Solar | Solar | Solar | Solar | Solar | Solar | Wind | Wind | Wind | Wind | Wind | Wind | Wind | Wind | Wind | Wind | Wind | Wind | Wind | Wind | Wind | Wind | Wind | Wind | Wind | Wind | Wind | Wind | Wind | Wind | Wind | Wind | Wind | Wind | Wind | Wind | Wind | Wind | Solar | Solar | Solar | Solar | Solar | Solar | Solar | Solar | Solar | Solar | Solar | Solar | Solar | Solar | Solar | Solar | Solar | Solar | Solar | Solar | Solar | Solar | Solar | Solar | Solar | Solar | Solar | Solar | Solar | Solar | Solar | Solar
White Paper Constraint Initial Capacity |  | FCDS | 7396 | 9184 | 4884 | 2400 | 3792 | 1387 | 740 | 740 | 0 | 0 | 6700 | 3544 | 13731 | 55.7 | 1300 | 1350 | 1585 | 548 | 1035.2 | 10933 | 2300 | 4050 | 0 | 7734 | 722 | 5328 | 260 | 900 | 10100 | 1500 | 300.5 | 406 | 1001 | 231 | 1922 | 1035 | 2018 | 274 | 1425 | 796 | 1221 | 1205 | 501 | 3995 | 1044 | 76 | 1575 | 630 | 14 | 92 | 2382 | 423 | 935 | 0 | 1270 | 2349 | 517 | 3944 | 710 | 1233 | 4776 | 29 | 91 | 3822 | 4065 | 3738 | 961 | 76 | 1087 | 605 | 639 | 4758 | 314 | 4177 | 836 | 937 | 1396 | 144 | 1869 | 51 | 263 | 109 | 1370 | 255 | 438 | 3213 | 3684 | 272 | 2229 | 2865 | 699 | 3930 | 631 | 631 | 398.5 | 1798 | 1660 | 3661 | 698.5 | 247 | 4 | 1410 | 5203 | 10302 | 7440 | 2276 | 85
|  | FCDS Limit Type | Actual | Actual | Actual | Actual | Actual | Actual | Actual | Actual | Actual | Actual | Actual | Actual | Default | Actual | Actual | Actual | Actual | Actual | Actual | Actual | Actual | Actual | Actual | Actual | Actual | Actual | Actual | Actual | Actual | Actual | Actual | Actual | Actual | Actual | Actual | Actual | Actual | Actual | Actual | Actual | Actual | Actual | Actual | Actual | Actual | Actual | Actual | Actual | Actual | Actual | Actual | Actual | Actual | Actual | Actual | Actual | Actual | Actual | Actual | Actual | Actual | Actual | Actual | Actual | Actual | Actual | Actual | Actual | Actual | Actual | Actual | Actual | Actual | Actual | Actual | Actual | Actual | Actual | Actual | Actual | Actual | Actual | Actual | Actual | Actual | Actual | Actual | Actual | Actual | Actual | Actual | Actual | Actual | Actual | Actual | Actual | Actual | Actual | Actual | Actual | Actual | Actual | Actual | Actual | Actual | Default | Default
|  | EODS | 7396 | 9184 | 4884 | 2400 | 3792 | 1387 | 500 | 500 | 0 | 0 | 6700 | 3544 | 13731 | 55 | 1300 | 1350 | 1585 | 548 | 1414 | 10933 | 2300 | 10167 | 300 | 9689 | 1684 | 13529 | 105 | 760 | 9600 | 1500 | 300.5 | 406 | 70 | 231 | 2586 | 1377 | 6764 | 274 | 1425 | 929 | 1221 | 1205 | 501 | 3995 | 1415 | 76 | 1575 | 630 | 183 | 226 | 2382 | 423 | 935 | 0 | 1270 | 2349 | 517 | 3944 | 710 | 1233 | 4776 | 29 | 91 | 3822 | 4065 | 3738 | 961 | 76 | 1087 | 605 | 639 | 4758 | 314 | 4177 | 836 | 174 | 278 | 132 | 1869 | 53 | 263 | 176.8 | 1051 | 240.9 | 438 | 3148 | 6343 | 356 | 1170 | 128 | 908 | 206 | 3478 | 631 | 490.5 | 7 | 175 | 3661 | 1811 | 100 | 0 | 243 | 345 | 10302 | 7440 | 0 | 28
|  | EODS Limit Type | Default | Default | Default | Default | Default | Default | Default | Default | Default | Default | Default | Default | Default | Default | Default | Default | Default | Default | Actual | Default | Default | Actual | Default | Default | Actual | Actual | Actual | Actual | Default | Default | Default | Default | Actual | Default | Actual | Actual | Actual | Default | Default | Actual | Default | Default | Default | Default | Default | Default | Default | Default | Default | Default | Default | Default | Default | Actual | Default | Default | Default | Default | Default | Default | Default | Default | Default | Default | Default | Default | Default | Default | Default | Default | Default | Default | Default | Default | Default | Actual | Actual | Actual | Default | Actual | Default | Actual | Actual | Actual | Default | Actual | Actual | Actual | Actual | Actual | Actual | Actual | Actual | Default | Actual | Actual | Actual | Default | Actual | Actual | Actual | Actual | Actual | Default | Default | Actual | Actual
White Paper Transmission Upgrade Info |  | FCDS AMOUNT | 1500 | 2000 | 1800 | 2500 | 900 | 500 | 2000 | 2000 | 2000 | 2000 | 1058 | 800 | N/A | 186 | 1206 | 1221 | 1178 | 1046 | 1370 | 588 | 3000 | 5000 | 600 | 3350 | 1200 | 4327 | 1367 | 1285 | 6800 | 920 | 700 | 547 | 936 | 431 | 746 | 2823 | 819 | 692 | 2189 | 4754 | 2522 | 2201 | 556 | 703 | 8645 | 109 | 50 | 480 | 26 | 707 | 460 | 574 | 485 | 2000 | 978 | 548 | 861 | 653 | 6034 | 5601 | 3521 | 131 | 1255 | 831 | 300 | 163 | 290 | 74 | 70 | 348 | 160 | 70 | 712 | 4344 | 1766 | 1418 | 16891 | 687 | 179 | 206 | 9 | 367 | 784 | 637 | 234 | 14,825 | 10038 | 47 | 2274 | 1211 | 1211 | 4931 | 6367 | 6367 | 3160 | 2019 | 878 | 588 | 2648 | 358 | 60 | 3192 | 4125 | 2479 | 8379 | N/A | N/A
|  | Est. Cost (millions): | 13.2 | 85.9 | 660 | 612 | 600 | 1253 | 4358 | 4358 | 100 | 100 | 11 | 28 | - | 329 | N/A | N/A | N/A | 239 | 67 | N/A | 463 | N/A | 1182 | 89 | 69 | N/A | 175 | N/A | 2165 | 58.1 | 100 | 14.7 | N/A | 671.054 | N/A | N/A | N/A | 28.3 | 79.91 | 29.971 | 283.4 | 210.6 | 103.366 | 725 | 2851.848 | 9.329 | 50 | 185 | 180 | 125 | 400 | 0 | 0 | 2300 | N/A | 0 | 0 | 0 | 417.332 | 0 | 0 | 185 | 1700 | 0 | 0 | 0 | 125 | 400 | 0 | N/A | 0 | 0 | 380 | 25 | 700 | 1008.032 | 940 | 220 | 30 | 620 | 0 | 120 | 150 | 760 | 100 | 35 | 35 | 110 | 1500 | 250 | 550 | 0 | N/A | 0 | 370 | 0 | 0 | 154 | N/A | 125 | 135 | 330 | 830 | 0 | 214.062 | N/A | N/A
|  | Est. In Service Date: | 2027 | 2029 | 2034 | 2034 | 2034 | 2034 | 2034 | 2034 | 2027 | 2027 | 2027 | 2027 | 0 | 2034 | 2033 | 2028 | 2028 | 2034 | 2029 | 2034 | 2031 | 2034 | 2035 | 2028 | 2029 | 2034 | 2029 | 2027 | 2035 | 2030 | 2029 | 2029 | 2032 | 2029 | 2034 | 2034 | 2034 | 2029 | 2030 | 2028 | 2030 | 2030 | 2029 | 2040 | 2037 | 2030 | 2030 | 2035 | 2032 | 2032 | 2035 | 2035 | 2035 | 2034 | 2028 | 2028 | 2028 | 2028 | 2032 | 2032 | 2032 | 2035 | 2043 | 2043 | 2043 | 2043 | 2032 | 2037 | 2037 | 2028 | 2028 | 2028 | 2037 | 2030 | 2037 | 2033 | 2037 | 2033 | 2030 | 2036 | 2036 | 2032 | 2033 | 2037 | 2031 | 2029 | 2029 | 2033 | 2040 | 2035 | 2040 | 2028 | 2028 | 2028 | 2035 | 2035 | 2035 | 2032 | 2032 | 2037 | 2031 | 2035 | 2033 | 2033 | 2032 | 0 | 0
|  | EODS AMOUNT | N/A | N/A | N/A | N/A | N/A | N/A | 2000 | 2000 | 15 | 15 | N/A | N/A | N/A | N/A | N/A | N/A | N/A | N/A | 1299 | 588 | N/A | 5991 | N/A | N/A | 39 | N/A | 930 | 1992 | 6800 | N/A | N/A | N/A | 936 | N/A | 82 | 4680 | 0 | N/A | N/A | 4754 | N/A | N/A | N/A | N/A | N/A | N/A | N/A | N/A | 25 | N/A | N/A | N/A | N/A | 2000 | N/A | N/A | N/A | N/A | N/A | N/A | N/A | N/A | N/A | N/A | N/A | N/A | N/A | N/A | N/A | N/A | N/A | N/A | N/A | N/A | N/A | 230 | 962 | 632 | N/A | 67.7 | N/A | 106.58 | 1477 | 475 | N/A | 6843 | 3856 | 390 | 607 | 122 | 546 | 402 | 3139 | N/A | 87 | 302 | 5 | N/A | 2047 | 291 | 226 | 65 | 395 | N/A | N/A | 1760 | 66
|  | Est. Cost (millions): | N/A | N/A | N/A | N/A | N/A | N/A | 66 | 66 | 45 | 45 | N/A | N/A | N/A | N/A | N/A | N/A | N/A | N/A | 67 | N/A | N/A | N/A | N/A | N/A | 69 | N/A | 175 | N/A | 2165 | N/A | N/A | N/A | N/A | N/A | N/A | N/A | 0 | N/A | N/A | 29.971 | N/A | N/A | N/A | N/A | N/A | N/A | N/A | N/A | 180 | N/A | N/A | N/A | N/A | 2300 | N/A | N/A | N/A | N/A | N/A | N/A | N/A | N/A | N/A | N/A | N/A | N/A | N/A | N/A | N/A | N/A | N/A | N/A | N/A | N/A | N/A | 1008.032 | 940 | 220 | N/A | 620 | 0 | 120 | 150 | 760 | 100 | 35 | 35 | 110 | 1500 | 250 | 550 | 0 | 0 | 0 | 370 | 0 | 0 | N/A | N/A | 125 | 135 | 330 | 830 | 0 | N/A | 40.2 | 150
|  | Est. In Service Date: | 0 | 0 | 0 | 0 | 0 | 0 | 2034 | 2034 | 2028 | 2028 | 0 | 0 | 0 | 0 | 0 | 0 | 0 | 0 | 2029 | 2034 | 0 | 2034 | 0 | 0 | 0 | 0 | 2029 | 2027 | 2035 | 0 | 0 | 0 | 2032 | 0 | 2034 | 2034 | 0 | 0 | 0 | 2028 | 0 | 0 | 0 | 0 | 0 | 0 | 0 | 0 | 2032 | 0 | 0 | 0 | 0 | 2034 | 0 | 0 | 0 | 0 | 0 | 0 | 0 | 0 | 0 | 0 | 0 | 0 | 0 | 0 | 0 | 0 | 0 | 0 | 0 | 0 | 0 | 2033 | 2037 | 2033 | 0 | 2036 | 2036 | 2032 | 2033 | 2037 | 2031 | 2029 | 2029 | 2033 | 2040 | 2035 | 2040 | 2028 | 2028 | 0 | 2035 | 2035 | 2035 | 0 | 2032 | 2037 | 2031 | 2035 | 2033 | 2033 | 0 | 2033 | 2035
|  | Upgrades are same | None | None | None | None | None | None | No | No | No | No | None | None | None | None | None | None | None | None | Yes | Yes | None | Yes | None | None | Yes | None | Yes | Yes | Yes | None | None | None | Yes | None | Yes | Yes | No | None | None | Yes | None | None | None | None | None | None | None | None | Yes | None | None | None | None | Yes | None | None | None | None | None | None | None | None | None | None | None | None | None | None | None | None | None | None | None | None | None | Yes | Yes | Yes | None | Yes | Yes | Yes | Yes | Yes | Yes | Yes | Yes | Yes | Yes | Yes | Yes | Yes | Yes | None | Yes | Yes | Yes | None | Yes | Yes | Yes | Yes | Yes | Yes | None | No | No
|  | Upgrade approved | No | No | No | No | No | No | No | No | No | No | No | No | No | No | Yes | Yes | Yes | No | No | Yes | No | Yes | No | No | No | Yes | No | Yes | No | No | No | No | Yes | No | Yes | Yes | Yes | No | No | No | No | No | No | No | No | No | No | No | No | No | No | No | No | No | Yes | Yes | Yes | Yes | No | No | No | No | No | No | No | No | No | No | No | Yes | Yes | Yes | No | No | No | No | No | No | No | No | No | No | No | No | No | No | No | No | No | No | No | Yes | Yes | Yes | No | No | No | No | Yes | No | No | No | No | No | No | No | No
Tx Calculations Baseline Alignment Calculations |  |  | (Rows 19-80) |  | Calculations to account for resources in IRP baseline not in Tx Capability Baseline and other adjustments
Excluded Tx Utilization for Calc. |  | FCDS | [6 empty] | 251.8 | 251.8 | 84.134 | 84.134 | [20 empty] | 259.75 |  | 713.2 | [11 empty] | 358 | [13 empty] | 209 |  |  |  | 134.8 | [13 empty] | 828.43 | [15 empty] | 841.79 | 841.79 | 272.18 |  |  |  | 6.93
|  | EODS | [6 empty] | 0 | 0 | 0.855 | 0.855
ERM-IRP Baseline Reconciliation Resources
FCDS | Mapped MWs
|  | Geothermal | 0 | 0 | 0 | 0 | 0 | 0 | 0 | 0 | 0 | 0 | 0 | 0 | 0 | 53.7 | 53.7 | 53.7 | 53.7 | 0 | 0 | 138.2 | 0 | 183.2 | 0 | 45 | 0 | 95 | 0 | 0 | 138.2 | 0 | 0 | 0 | 50 | 0 | 50 | 50 | 50 | 0 | 50 | 50 | 50 | 0 | 0 | 20.8 | 20.8 | 0 | 20.8 | 40 | 0 | 0 | 0 | 0 | 0 | 0 | 0 | 0 | 0 | 20.8 | 0 | 20.8 | 20.8 | 0 | 0 | 0 | 0 | 0 | 0 | 0 | 0 | 0 | 0 | 0 | 0 | 0 | 20.8 | 0 | 0 | 0 | 0 | 0 | 0 | 0 | 0 | 0 | 0 | 0 | 0 | 0 | 0 | 0 | 0 | 0 | 0 | 0 | 0 | 0 | 0 | 0 | 0 | 0 | 0 | 0 | 0 | 0 | 0 | 0 | 0
|  | Biomass | 0 | 0 | 1.9 | 0 | 1.9 | 0 | 1.9 | 1.9 | 0 | 0 | 0 | 0 | 0 | 0 | 0 | 0 | 0 | 0 | 0 | 0 | 0 | 0 | 0 | 0 | 0 | 0 | 0 | 0 | 1.9 | 0 | 0 | 0 | 0 | 0 | 0 | 0 | 0 | 0 | 0 | 0 | 0 | 0 | 0 | 0 | 0 | 0 | 0 | 0 | 0 | 0 | 4.7 | 0 | 0 | 0 | 0 | 0 | 0 | 0 | 0 | 0 | 0 | 0 | 2.8 | 0 | 2.8 | 2.8 | 0 | 0 | 0 | 0 | 0 | 0 | 0 | 0 | 0 | 0 | 1.9 | 0 | 0 | 0 | 0 | 0 | 0 | 0 | 0 | 1.9 | 1.9 | 0 | 1.9 | 1.9 | 1.9 | 4.7 | 1.9 | 1.9 | 1.9 | 1.9 | 0 | 1.9 | 1.9 | 0 | 0 | 4.7 | 0 | 0 | 0 | 1.9 | 0
|  | Wind | 0 | 0 | 0 | 0 | 0 | 0 | 0 | 0 | 0 | 0 | 0 | 0 | 0 | 0 | 0 | 0 | 0 | 0 | 0 | 455 | 0 | 455 | 0 | 93.6 | 0 | 198.6 | 0 | 0 | 455 | 0 | 0 | 0 | 105 | 0 | 105 | 105 | 105 | 0 | 0 | 105 | 105 | 0 | 0 | 0 | 90 | 0 | 0 | 0 | 0 | 0 | 0 | 0 | 0 | 0 | 0 | 0 | 0 | 0 | 90 | 90 | 90 | 0 | 0 | 90 | 134.8 | 0 | 0 | 0 | 0 | 0 | 0 | 0 | 0 | 90 | 90 | 0 | 44.8 | 0 | 0 | 0 | 0 | 0 | 91.2 | 0 | 0 | 76.4 | 76.4 | 0 | 0 | 0 | 0 | 76.4 | 0 | 0 | 0 | 0 | 0 | 0 | 0 | 0 | 0 | 0 | 0 | 0 | 0 | 76.4 | 0
|  | OOS Wind | 0 | 0 | 0 | 0 | 0 | 0 | 0 | 0 | 0 | 0 | 0 | 0 | 0 | 0 | 0 | 0 | 0 | 0 | 0 | 0 | 0 | 0 | 0 | 0 | 0 | 0 | 0 | 0 | 0 | 0 | 0 | 0 | 0 | 0 | 0 | 0 | 0 | 0 | 0 | 0 | 0 | 0 | 0 | 0 | 0 | 0 | 0 | 0 | 0 | 0 | 0 | 0 | 0 | 0 | 0 | 0 | 0 | 0 | 0 | 0 | 0 | 0 | 0 | 0 | 0 | 0 | 0 | 0 | 0 | 0 | 0 | 0 | 0 | 0 | 0 | 0 | 0 | 0 | 0 | 0 | 0 | 0 | 0 | 0 | 0 | 0 | 0 | 0 | 0 | 0 | 0 | 0 | 0 | 0 | 0 | 0 | 0 | 0 | 0 | 0 | 0 | 0 | 0 | 0 | 0 | 0 | 0
|  | Offshore Wind | 0 | 0 | 0 | 0 | 0 | 0 | 0 | 0 | 0 | 0 | 0 | 0 | 0 | 0 | 0 | 0 | 0 | 0 | 0 | 0 | 0 | 0 | 0 | 0 | 0 | 0 | 0 | 0 | 0 | 0 | 0 | 0 | 0 | 0 | 0 | 0 | 0 | 0 | 0 | 0 | 0 | 0 | 0 | 0 | 0 | 0 | 0 | 0 | 0 | 0 | 0 | 0 | 0 | 0 | 0 | 0 | 0 | 0 | 0 | 0 | 0 | 0 | 0 | 0 | 0 | 0 | 0 | 0 | 0 | 0 | 0 | 0 | 0 | 0 | 0 | 0 | 0 | 0 | 0 | 0 | 0 | 0 | 0 | 0 | 0 | 0 | 0 | 0 | 0 | 0 | 0 | 0 | 0 | 0 | 0 | 0 | 0 | 0 | 0 | 0 | 0 | 0 | 0 | 0 | 0 | 0 | 0
|  | Distributed Solar | 29 | 14.5 | 29 | 0 | 0 | 14.5 | 14.5 | 14.5 | 0 | 0 | 0 | 0 | 0 | 2 | 5 | 5 | 5 | 0 | 0 | 0 | 0 | 0 | 0 | 0 | 0 | 0 | 0 | 0 | 14.5 | 0 | 0 | 0 | 0 | 0 | 0 | 0 | 0 | 0 | 0 | 0 | 0 | 0 | 0 | 0 | 0 | 0 | 0 | 0 | 0 | 0 | 0 | 0 | 0 | 0 | 0 | 0 | 0 | 0 | 0 | 0 | 0 | 0 | 0 | 0 | 5 | 0 | 0 | 0 | 0 | 0 | 0 | 0 | 0 | 0 | 0 | 0 | 5 | 0 | 0 | 0 | 0 | 0 | 0 | 0 | 0 | 0 | 0 | 0 | 0 | 0 | 0 | 0 | 0 | 0 | 0 | 0 | 0 | 0 | 0 | 0 | 0 | 0 | 0 | 0 | 0 | 0 | 0
|  | Solar | 1604.8 | 1210 | 536.8 | 735 | 0 | 355.8 | 394.8 | 394.8 | 39 | 39 | 0 | 0 | 0 | 0 | 599 | 599 | 599 | 0 | 456.6 | 297.5 | 0 | 297.5 | 0 | 0 | 0 | 172.5 | 0 | 125 | 692.3 | 0 | 0 | 0 | 120 | 0 | 120 | 172.5 | 120 | 0 | 120 | 120 | 120 | 0 | 0 | 0 | 0 | 0 | 0 | 0 | 0 | 0 | 206.21 | 0 | 0 | 0 | 0 | 0 | 0 | 0 | 0 | 0 | 6.21 | 0 | 6.21 | 0 | 6.21 | 0 | 0 | 6.21 | 6.21 | 0 | 0 | 0 | 0 | 6.21 | 0 | 0 | 469.9 | 0 | 0 | 0 | 0 | 0 | 0 | 0 | 100 | 419.9 | 469.9 | 0 | 200 | 200 | 200 | 250 | 200 | 200 | 200 | 200 | 0 | 200 | 200 | 0 | 0 | 200 | 0 | 119.9 | 119.9 | 200 | 0
|  | Battery_4hr | 1276.5 | 1096.5 | 757 | 549 | 30 | 180 | 370 | 370 | 80 | 80 | 10 | 10 | 170.4 | 0 | 317.5 | 317.5 | 317.5 | 0 | 751 | 248.5 | 0 | 473.5 | 0 | 825 | 280 | 1008.5 | 0 | 65 | 743.5 | 40 | 550 | 0 | 871 | 6 | 531 | 183.5 | 531 | 0 | 421 | 421 | 521 | 590 | 0 | 200 | 856 | 0 | 0 | 0 | 0 | 6 | 578 | 6 | 6 | 0 | 200 | 200 | 0 | 550 | 500 | 500 | 1457.5 | 0 | 157 | 600 | 1370.5 | 138 | 0 | 15 | 15 | 0 | 0 | 607.5 | 257.5 | 925 | 300 | 99.7 | 567.7 | 0 | 0 | 0 | 0 | 0 | 99.7 | 0 | 0 | 292.7 | 287.7 | 0 | 40 | 40 | 40 | 789.5 | 40 | 40 | 40 | 149.7 | 99.7 | 40 | 40 | 0 | 0 | 172 | 0 | 595.5 | 172.7 | 120 | 0
|  | Battery_8hr | 69 | 69 | 0 | 0 | 0 | 0 | 0 | 0 | 0 | 0 | 0 | 0 | 0 | 0 | 0 | 0 | 0 | 0 | 0 | 0 | 0 | 0 | 0 | 0 | 0 | 0 | 0 | 0 | 0 | 50 | 0 | 0 | 60 | 0 | 60 | 0 | 60 | 0 | 0 | 0 | 0 | 50 | 0 | 0 | 0 | 0 | 0 | 0 | 0 | 0 | 0 | 0 | 0 | 0 | 0 | 0 | 0 | 0 | 0 | 0 | 32 | 0 | 0 | 0 | 32 | 0 | 0 | 0 | 0 | 0 | 0 | 32 | 0 | 0 | 0 | 0 | 0 | 0 | 0 | 0 | 0 | 0 | 0 | 0 | 0 | 32 | 32 | 0 | 0 | 0 | 0 | 32 | 32 | 32 | 0 | 0 | 0 | 0 | 0 | 0 | 0 | 0 | 0 | 32 | 0 | 32 | 0
|  | LDES | 0 | 0 | 0 | 0 | 0 | 0 | 0 | 0 | 0 | 0 | 0 | 0 | 0 | 0 | 0 | 0 | 0 | 0 | 0 | 0 | 0 | 0 | 0 | 0 | 0 | 0 | 0 | 0 | 0 | 0 | 0 | 0 | 0 | 0 | 0 | 0 | 0 | 0 | 0 | 0 | 0 | 0 | 0 | 0 | 0 | 0 | 0 | 0 | 0 | 0 | 0 | 0 | 0 | 0 | 0 | 0 | 0 | 0 | 0 | 0 | 0 | 0 | 0 | 0 | 0 | 0 | 0 | 0 | 0 | 0 | 0 | 0 | 0 | 0 | 0 | 0 | 0 | 0 | 0 | 0 | 0 | 0 | 0 | 0 | 0 | 0 | 0 | 0 | 0 | 0 | 0 | 0 | 0 | 0 | 0 | 0 | 0 | 0 | 0 | 0 | 0 | 0 | 0 | 0 | 0 | 0 | 0
EODS | Mapped MWs
|  | Wind | 0 | 0 | 0 | 0 | 0 | 0 | 0 | 0 | 0 | 0 | 0 | 0 | 0 | 0 | 0 | 0 | 0 | 0 | 0 | 0 | 0 | 0 | 0 | 0 | 0 | 0 | 0 | 0 | 0 | 0 | 0 | 0 | 0 | 0 | 0 | 0 | 0 | 0 | 0 | 0 | 0 | 0 | 0 | 0 | 0 | 0 | 0 | 0 | 0 | 0 | 0 | 0 | 0 | 0 | 0 | 0 | 0 | 0 | 0 | 0 | 0 | 0 | 0 | 0 | 0 | 0 | 0 | 0 | 0 | 0 | 0 | 0 | 0 | 0 | 0 | 0 | 0 | 0 | 0 | 0 | 0 | 0 | 0 | 0 | 0 | 0 | 0 | 0 | 0 | 0 | 0 | 0 | 0 | 0 | 0 | 0 | 0 | 0 | 0 | 0 | 0 | 0 | 0 | 0 | 0 | 0 | 0
|  | OOS Wind | 0 | 0 | 0 | 0 | 0 | 0 | 0 | 0 | 0 | 0 | 0 | 0 | 0 | 0 | 0 | 0 | 0 | 0 | 0 | 0 | 0 | 0 | 0 | 0 | 0 | 0 | 0 | 0 | 0 | 0 | 0 | 0 | 0 | 0 | 0 | 0 | 0 | 0 | 0 | 0 | 0 | 0 | 0 | 0 | 0 | 0 | 0 | 0 | 0 | 0 | 0 | 0 | 0 | 0 | 0 | 0 | 0 | 0 | 0 | 0 | 0 | 0 | 0 | 0 | 0 | 0 | 0 | 0 | 0 | 0 | 0 | 0 | 0 | 0 | 0 | 0 | 0 | 0 | 0 | 0 | 0 | 0 | 0 | 0 | 0 | 0 | 0 | 0 | 0 | 0 | 0 | 0 | 0 | 0 | 0 | 0 | 0 | 0 | 0 | 0 | 0 | 0 | 0 | 0 | 0 | 0 | 0
|  | Offshore Wind | 0 | 0 | 0 | 0 | 0 | 0 | 0 | 0 | 0 | 0 | 0 | 0 | 0 | 0 | 0 | 0 | 0 | 0 | 0 | 0 | 0 | 0 | 0 | 0 | 0 | 0 | 0 | 0 | 0 | 0 | 0 | 0 | 0 | 0 | 0 | 0 | 0 | 0 | 0 | 0 | 0 | 0 | 0 | 0 | 0 | 0 | 0 | 0 | 0 | 0 | 0 | 0 | 0 | 0 | 0 | 0 | 0 | 0 | 0 | 0 | 0 | 0 | 0 | 0 | 0 | 0 | 0 | 0 | 0 | 0 | 0 | 0 | 0 | 0 | 0 | 0 | 0 | 0 | 0 | 0 | 0 | 0 | 0 | 0 | 0 | 0 | 0 | 0 | 0 | 0 | 0 | 0 | 0 | 0 | 0 | 0 | 0 | 0 | 0 | 0 | 0 | 0 | 0 | 0 | 0 | 0 | 0
|  | Solar | 66 | 0 | 66 | 0 | 0 | 0 | 66 | 66 | 66 | 66 | 0 | 0 | 0 | 0 | 33 | 33 | 33 | 0 | 131 | 0 | 0 | 382 | 0 | 382 | 250 | 382 | 0 | 0 | 316 | 0 | 0 | 0 | 0 | 0 | 0 | 0 | 0 | 0 | 0 | 0 | 0 | 0 | 0 | 0 | 0 | 0 | 0 | 0 | 0 | 0 | 14.11 | 0 | 0 | 0 | 0 | 0 | 0 | 0 | 0 | 0 | 14.11 | 0 | 14.11 | 0 | 14.11 | 0 | 0 | 14.11 | 14.11 | 0 | 0 | 0 | 0 | 14.11 | 0 | 0 | 5 | 0 | 0 | 0 | 0 | 0 | 0 | 0 | 0 | 5 | 5 | 0 | 0 | 0 | 0 | 0 | 0 | 0 | 0 | 0 | 0 | 0 | 0 | 0 | 0 | 0 | 0 | 5 | 5 | 0 | 0
| HSN Output | HSN
|  | Geothermal | 0 | 0 | 0 | 0 | 0 | 0 | 0 | 0 | 0 | 0 | 0 | 0 | 0 | 53.7 | 53.7 | 53.7 | 53.7 | 0 | 0 | 138.2 | 0 | 183.2 | 0 | 45 | 0 | 95 | 0 | 0 | 138.2 | 0 | 0 | 0 | 50 | 0 | 50 | 50 | 50 | 0 | 50 | 50 | 50 | 0 | 0 | 20.8 | 20.8 | 0 | 20.8 | 40 | 0 | 0 | 0 | 0 | 0 | 0 | 0 | 0 | 0 | 20.8 | 0 | 20.8 | 20.8 | 0 | 0 | 0 | 0 | 0 | 0 | 0 | 0 | 0 | 0 | 0 | 0 | 0 | 20.8 | 0 | 0 | 0 | 0 | 0 | 0 | 0 | 0 | 0 | 0 | 0 | 0 | 0 | 0 | 0 | 0 | 0 | 0 | 0 | 0 | 0 | 0 | 0 | 0 | 0 | 0 | 0 | 0 | 0 | 0 | 0 | 0
|  | Biomass | 0 | 0 | 1.9 | 0 | 1.9 | 0 | 1.9 | 1.9 | 0 | 0 | 0 | 0 | 0 | 0 | 0 | 0 | 0 | 0 | 0 | 0 | 0 | 0 | 0 | 0 | 0 | 0 | 0 | 0 | 1.9 | 0 | 0 | 0 | 0 | 0 | 0 | 0 | 0 | 0 | 0 | 0 | 0 | 0 | 0 | 0 | 0 | 0 | 0 | 0 | 0 | 0 | 4.7 | 0 | 0 | 0 | 0 | 0 | 0 | 0 | 0 | 0 | 0 | 0 | 2.8 | 0 | 2.8 | 2.8 | 0 | 0 | 0 | 0 | 0 | 0 | 0 | 0 | 0 | 0 | 1.9 | 0 | 0 | 0 | 0 | 0 | 0 | 0 | 0 | 1.9 | 1.9 | 0 | 1.9 | 1.9 | 1.9 | 4.7 | 1.9 | 1.9 | 1.9 | 1.9 | 0 | 1.9 | 1.9 | 0 | 0 | 4.7 | 0 | 0 | 0 | 1.9 | 0
|  | Wind | 0 | 0 | 0 | 0 | 0 | 0 | 0 | 0 | 0 | 0 | 0 | 0 | 0 | 0 | 0 | 0 | 0 | 0 | 0 | 253.435 | 0 | 253.435 | 0 | 52.1352 | 0 | 110.6202 | 0 | 0 | 253.435 | 0 | 0 | 0 | 35.385 | 0 | 35.385 | 35.385 | 35.385 | 0 | 0 | 35.385 | 35.385 | 0 | 0 | 0 | 59.85 | 0 | 0 | 0 | 0 | 0 | 0 | 0 | 0 | 0 | 0 | 0 | 0 | 0 | 59.85 | 59.85 | 59.85 | 0 | 0 | 59.85 | 89.642 | 0 | 0 | 0 | 0 | 0 | 0 | 0 | 0 | 59.85 | 59.85 | 0 | 29.792 | 0 | 0 | 0 | 0 | 0 | 60.648 | 0 | 0 | 50.806 | 50.806 | 0 | 0 | 0 | 0 | 50.806 | 0 | 0 | 0 | 0 | 0 | 0 | 0 | 0 | 0 | 0 | 0 | 0 | 0 | 50.806 | 0
|  | OOS Wind | 0 | 0 | 0 | 0 | 0 | 0 | 0 | 0 | 0 | 0 | 0 | 0 | 0 | 0 | 0 | 0 | 0 | 0 | 0 | 0 | 0 | 0 | 0 | 0 | 0 | 0 | 0 | 0 | 0 | 0 | 0 | 0 | 0 | 0 | 0 | 0 | 0 | 0 | 0 | 0 | 0 | 0 | 0 | 0 | 0 | 0 | 0 | 0 | 0 | 0 | 0 | 0 | 0 | 0 | 0 | 0 | 0 | 0 | 0 | 0 | 0 | 0 | 0 | 0 | 0 | 0 | 0 | 0 | 0 | 0 | 0 | 0 | 0 | 0 | 0 | 0 | 0 | 0 | 0 | 0 | 0 | 0 | 0 | 0 | 0 | 0 | 0 | 0 | 0 | 0 | 0 | 0 | 0 | 0 | 0 | 0 | 0 | 0 | 0 | 0 | 0 | 0 | 0 | 0 | 0 | 0 | 0
|  | Offshore Wind | 0 | 0 | 0 | 0 | 0 | 0 | 0 | 0 | 0 | 0 | 0 | 0 | 0 | 0 | 0 | 0 | 0 | 0 | 0 | 0 | 0 | 0 | 0 | 0 | 0 | 0 | 0 | 0 | 0 | 0 | 0 | 0 | 0 | 0 | 0 | 0 | 0 | 0 | 0 | 0 | 0 | 0 | 0 | 0 | 0 | 0 | 0 | 0 | 0 | 0 | 0 | 0 | 0 | 0 | 0 | 0 | 0 | 0 | 0 | 0 | 0 | 0 | 0 | 0 | 0 | 0 | 0 | 0 | 0 | 0 | 0 | 0 | 0 | 0 | 0 | 0 | 0 | 0 | 0 | 0 | 0 | 0 | 0 | 0 | 0 | 0 | 0 | 0 | 0 | 0 | 0 | 0 | 0 | 0 | 0 | 0 | 0 | 0 | 0 | 0 | 0 | 0 | 0 | 0 | 0 | 0 | 0
|  | Distributed Solar | 3.074 | 1.537 | 3.074 | 0 | 0 | 1.537 | 1.537 | 1.537 | 0 | 0 | 0 | 0 | 0 | 0.212 | 0.53 | 0.53 | 0.53 | 0 | 0 | 0 | 0 | 0 | 0 | 0 | 0 | 0 | 0 | 0 | 1.537 | 0 | 0 | 0 | 0 | 0 | 0 | 0 | 0 | 0 | 0 | 0 | 0 | 0 | 0 | 0 | 0 | 0 | 0 | 0 | 0 | 0 | 0 | 0 | 0 | 0 | 0 | 0 | 0 | 0 | 0 | 0 | 0 | 0 | 0 | 0 | 0.5 | 0 | 0 | 0 | 0 | 0 | 0 | 0 | 0 | 0 | 0 | 0 | 0.5 | 0 | 0 | 0 | 0 | 0 | 0 | 0 | 0 | 0 | 0 | 0 | 0 | 0 | 0 | 0 | 0 | 0 | 0 | 0 | 0 | 0 | 0 | 0 | 0 | 0 | 0 | 0 | 0 | 0 | 0
|  | Solar | 170.1088 | 128.26 | 56.9008 | 77.91 | 0 | 37.7148 | 41.8488 | 41.8488 | 4.134 | 4.134 | 0 | 0 | 0 | 0 | 63.494 | 63.494 | 63.494 | 0 | 48.3996 | 31.535 | 0 | 31.535 | 0 | 0 | 0 | 18.285 | 0 | 13.25 | 73.3838 | 0 | 0 | 0 | 3.6 | 0 | 3.6 | 5.175 | 3.6 | 0 | 3.6 | 3.6 | 3.6 | 0 | 0 | 0 | 0 | 0 | 0 | 0 | 0 | 0 | 20.621 | 0 | 0 | 0 | 0 | 0 | 0 | 0 | 0 | 0 | 0.621 | 0 | 0.621 | 0 | 0.621 | 0 | 0 | 0.621 | 0.621 | 0 | 0 | 0 | 0 | 0.621 | 0 | 0 | 46.99 | 0 | 0 | 0 | 0 | 0 | 0 | 0 | 10 | 41.99 | 46.99 | 0 | 20 | 20 | 20 | 25 | 20 | 20 | 20 | 20 | 0 | 20 | 20 | 0 | 0 | 20 | 0 | 11.99 | 11.99 | 20 | 0
|  | Battery_4hr | 1276.5 | 1096.5 | 757 | 549 | 30 | 180 | 370 | 370 | 80 | 80 | 10 | 10 | 170.4 | 0 | 317.5 | 317.5 | 317.5 | 0 | 751 | 248.5 | 0 | 473.5 | 0 | 825 | 280 | 1008.5 | 0 | 65 | 743.5 | 40 | 550 | 0 | 871 | 6 | 531 | 183.5 | 531 | 0 | 421 | 421 | 521 | 590 | 0 | 200 | 856 | 0 | 0 | 0 | 0 | 6 | 578 | 6 | 6 | 0 | 200 | 200 | 0 | 550 | 500 | 500 | 1457.5 | 0 | 157 | 600 | 1370.5 | 138 | 0 | 15 | 15 | 0 | 0 | 607.5 | 257.5 | 925 | 300 | 99.7 | 567.7 | 0 | 0 | 0 | 0 | 0 | 99.7 | 0 | 0 | 292.7 | 287.7 | 0 | 40 | 40 | 40 | 789.5 | 40 | 40 | 40 | 149.7 | 99.7 | 40 | 40 | 0 | 0 | 172 | 0 | 595.5 | 172.7 | 120 | 0
|  | Battery_8hr | 69 | 69 | 0 | 0 | 0 | 0 | 0 | 0 | 0 | 0 | 0 | 0 | 0 | 0 | 0 | 0 | 0 | 0 | 0 | 0 | 0 | 0 | 0 | 0 | 0 | 0 | 0 | 0 | 0 | 50 | 0 | 0 | 60 | 0 | 60 | 0 | 60 | 0 | 0 | 0 | 0 | 50 | 0 | 0 | 0 | 0 | 0 | 0 | 0 | 0 | 0 | 0 | 0 | 0 | 0 | 0 | 0 | 0 | 0 | 0 | 32 | 0 | 0 | 0 | 32 | 0 | 0 | 0 | 0 | 0 | 0 | 32 | 0 | 0 | 0 | 0 | 0 | 0 | 0 | 0 | 0 | 0 | 0 | 0 | 0 | 32 | 32 | 0 | 0 | 0 | 0 | 32 | 32 | 32 | 0 | 0 | 0 | 0 | 0 | 0 | 0 | 0 | 0 | 32 | 0 | 32 | 0
|  | LDES | 0 | 0 | 0 | 0 | 0 | 0 | 0 | 0 | 0 | 0 | 0 | 0 | 0 | 0 | 0 | 0 | 0 | 0 | 0 | 0 | 0 | 0 | 0 | 0 | 0 | 0 | 0 | 0 | 0 | 0 | 0 | 0 | 0 | 0 | 0 | 0 | 0 | 0 | 0 | 0 | 0 | 0 | 0 | 0 | 0 | 0 | 0 | 0 | 0 | 0 | 0 | 0 | 0 | 0 | 0 | 0 | 0 | 0 | 0 | 0 | 0 | 0 | 0 | 0 | 0 | 0 | 0 | 0 | 0 | 0 | 0 | 0 | 0 | 0 | 0 | 0 | 0 | 0 | 0 | 0 | 0 | 0 | 0 | 0 | 0 | 0 | 0 | 0 | 0 | 0 | 0 | 0 | 0 | 0 | 0 | 0 | 0 | 0 | 0 | 0 | 0 | 0 | 0 | 0 | 0 | 0 | 0
|  | Total | 1518.6828 | 1295.297 | 818.8748 | 626.91 | 31.9 | 219.2518 | 163.4858 | 163.4858 | 0 | 0 | 10 | 10 | 170.4 | 53.912 | 435.224 | 435.224 | 435.224 | 0 | 799.3996 | 671.67 | 0 | 941.67 | 0 | 922.1352 | 280 | 1232.4052 | 0 | 78.25 | 1211.9558 | 90 | 290.25 | 0 | 306.785 | 6 | 679.985 | 274.06 | 679.985 | 0 | 474.6 | 509.985 | 609.985 | 640 | 0 | 220.8 | 578.65 | 0 | 20.8 | 40 | 0 | 6 | 603.321 | 6 | 6 | 0 | 200 | 200 | 0 | 570.8 | 350.85 | 580.65 | 1570.771 | 0 | 25.621 | 659.85 | 1496.063 | 140.8 | 0 | 15.621 | 15.621 | 0 | 0 | 639.5 | 257.5 | 985.471 | 380.65 | 99.7 | -181.548 | 0 | 0 | 0 | 0 | 0 | 160.348 | 0 | 10 | 419.396 | 419.396 | 0 | 61.9 | 61.9 | 61.9 | 902.006 | -747.89 | -747.89 | -210.28 | 171.6 | 99.7 | 61.9 | 54.97 | 0 | 0 | 196.7 | 0 | 639.49 | 184.69 | 224.706 | 0
| SSN Output | SSN
|  | Geothermal | 0 | 0 | 0 | 0 | 0 | 0 | 0 | 0 | 0 | 0 | 0 | 0 | 0 | 53.7 | 53.7 | 53.7 | 53.7 | 0 | 0 | 138.2 | 0 | 183.2 | 0 | 45 | 0 | 95 | 0 | 0 | 138.2 | 0 | 0 | 0 | 50 | 0 | 50 | 50 | 50 | 0 | 50 | 50 | 50 | 0 | 0 | 20.8 | 20.8 | 0 | 20.8 | 40 | 0 | 0 | 0 | 0 | 0 | 0 | 0 | 0 | 0 | 20.8 | 0 | 20.8 | 20.8 | 0 | 0 | 0 | 0 | 0 | 0 | 0 | 0 | 0 | 0 | 0 | 0 | 0 | 20.8 | 0 | 0 | 0 | 0 | 0 | 0 | 0 | 0 | 0 | 0 | 0 | 0 | 0 | 0 | 0 | 0 | 0 | 0 | 0 | 0 | 0 | 0 | 0 | 0 | 0 | 0 | 0 | 0 | 0 | 0 | 0 | 0
|  | Biomass | 0 | 0 | 1.9 | 0 | 1.9 | 0 | 1.9 | 1.9 | 0 | 0 | 0 | 0 | 0 | 0 | 0 | 0 | 0 | 0 | 0 | 0 | 0 | 0 | 0 | 0 | 0 | 0 | 0 | 0 | 1.9 | 0 | 0 | 0 | 0 | 0 | 0 | 0 | 0 | 0 | 0 | 0 | 0 | 0 | 0 | 0 | 0 | 0 | 0 | 0 | 0 | 0 | 4.7 | 0 | 0 | 0 | 0 | 0 | 0 | 0 | 0 | 0 | 0 | 0 | 2.8 | 0 | 2.8 | 2.8 | 0 | 0 | 0 | 0 | 0 | 0 | 0 | 0 | 0 | 0 | 1.9 | 0 | 0 | 0 | 0 | 0 | 0 | 0 | 0 | 1.9 | 1.9 | 0 | 1.9 | 1.9 | 1.9 | 4.7 | 1.9 | 1.9 | 1.9 | 1.9 | 0 | 1.9 | 1.9 | 0 | 0 | 4.7 | 0 | 0 | 0 | 1.9 | 0
|  | Wind | 0 | 0 | 0 | 0 | 0 | 0 | 0 | 0 | 0 | 0 | 0 | 0 | 0 | 0 | 0 | 0 | 0 | 0 | 0 | 94.64 | 0 | 94.64 | 0 | 19.4688 | 0 | 41.3088 | 0 | 0 | 94.64 | 0 | 0 | 0 | 11.76 | 0 | 11.76 | 11.76 | 11.76 | 0 | 0 | 11.76 | 11.76 | 0 | 0 | 0 | 14.67 | 0 | 0 | 0 | 0 | 0 | 0 | 0 | 0 | 0 | 0 | 0 | 0 | 0 | 14.67 | 14.67 | 14.67 | 0 | 0 | 14.67 | 21.9724 | 0 | 0 | 0 | 0 | 0 | 0 | 0 | 0 | 14.67 | 14.67 | 0 | 7.3024 | 0 | 0 | 0 | 0 | 0 | 14.8656 | 0 | 0 | 12.4532 | 12.4532 | 0 | 0 | 0 | 0 | 12.4532 | 0 | 0 | 0 | 0 | 0 | 0 | 0 | 0 | 0 | 0 | 0 | 0 | 0 | 12.4532 | 0
|  | OOS Wind | 0 | 0 | 0 | 0 | 0 | 0 | 0 | 0 | 0 | 0 | 0 | 0 | 0 | 0 | 0 | 0 | 0 | 0 | 0 | 0 | 0 | 0 | 0 | 0 | 0 | 0 | 0 | 0 | 0 | 0 | 0 | 0 | 0 | 0 | 0 | 0 | 0 | 0 | 0 | 0 | 0 | 0 | 0 | 0 | 0 | 0 | 0 | 0 | 0 | 0 | 0 | 0 | 0 | 0 | 0 | 0 | 0 | 0 | 0 | 0 | 0 | 0 | 0 | 0 | 0 | 0 | 0 | 0 | 0 | 0 | 0 | 0 | 0 | 0 | 0 | 0 | 0 | 0 | 0 | 0 | 0 | 0 | 0 | 0 | 0 | 0 | 0 | 0 | 0 | 0 | 0 | 0 | 0 | 0 | 0 | 0 | 0 | 0 | 0 | 0 | 0 | 0 | 0 | 0 | 0 | 0 | 0
|  | Offshore Wind | 0 | 0 | 0 | 0 | 0 | 0 | 0 | 0 | 0 | 0 | 0 | 0 | 0 | 0 | 0 | 0 | 0 | 0 | 0 | 0 | 0 | 0 | 0 | 0 | 0 | 0 | 0 | 0 | 0 | 0 | 0 | 0 | 0 | 0 | 0 | 0 | 0 | 0 | 0 | 0 | 0 | 0 | 0 | 0 | 0 | 0 | 0 | 0 | 0 | 0 | 0 | 0 | 0 | 0 | 0 | 0 | 0 | 0 | 0 | 0 | 0 | 0 | 0 | 0 | 0 | 0 | 0 | 0 | 0 | 0 | 0 | 0 | 0 | 0 | 0 | 0 | 0 | 0 | 0 | 0 | 0 | 0 | 0 | 0 | 0 | 0 | 0 | 0 | 0 | 0 | 0 | 0 | 0 | 0 | 0 | 0 | 0 | 0 | 0 | 0 | 0 | 0 | 0 | 0 | 0 | 0 | 0
|  | Distributed Solar | 12.383 | 6.1915 | 12.383 | 0 | 0 | 6.1915 | 6.1915 | 6.1915 | 0 | 0 | 0 | 0 | 0 | 0.854 | 2.135 | 2.135 | 2.135 | 0 | 0 | 0 | 0 | 0 | 0 | 0 | 0 | 0 | 0 | 0 | 6.1915 | 0 | 0 | 0 | 0 | 0 | 0 | 0 | 0 | 0 | 0 | 0 | 0 | 0 | 0 | 0 | 0 | 0 | 0 | 0 | 0 | 0 | 0 | 0 | 0 | 0 | 0 | 0 | 0 | 0 | 0 | 0 | 0 | 0 | 0 | 0 | 2.78 | 0 | 0 | 0 | 0 | 0 | 0 | 0 | 0 | 0 | 0 | 0 | 2.78 | 0 | 0 | 0 | 0 | 0 | 0 | 0 | 0 | 0 | 0 | 0 | 0 | 0 | 0 | 0 | 0 | 0 | 0 | 0 | 0 | 0 | 0 | 0 | 0 | 0 | 0 | 0 | 0 | 0 | 0
|  | Solar | 685.2496 | 516.67 | 229.2136 | 313.845 | 0 | 151.9266 | 168.5796 | 168.5796 | 16.653 | 16.653 | 0 | 0 | 0 | 0 | 255.773 | 255.773 | 255.773 | 0 | 194.9682 | 127.0325 | 0 | 127.0325 | 0 | 0 | 0 | 73.6575 | 0 | 53.375 | 295.6121 | 0 | 0 | 0 | 48.24 | 0 | 48.24 | 69.345 | 48.24 | 0 | 48.24 | 48.24 | 48.24 | 0 | 0 | 0 | 0 | 0 | 0 | 0 | 0 | 0 | 114.6528 | 0 | 0 | 0 | 0 | 0 | 0 | 0 | 0 | 0 | 3.4528 | 0 | 3.4528 | 0 | 3.4528 | 0 | 0 | 3.4528 | 3.4528 | 0 | 0 | 0 | 0 | 3.4528 | 0 | 0 | 261.2644 | 0 | 0 | 0 | 0 | 0 | 0 | 0 | 55.6 | 233.4644 | 261.2644 | 0 | 111.2 | 111.2 | 111.2 | 139 | 111.2 | 111.2 | 111.2 | 111.2 | 0 | 111.2 | 111.2 | 0 | 0 | 111.2 | 0 | 66.6644 | 66.6644 | 111.2 | 0
|  | Battery_4hr | 638.25 | 548.25 | 378.5 | 274.5 | 15 | 90 | 185 | 185 | 40 | 40 | 5 | 5 | 85.2 | 0 | 158.75 | 158.75 | 158.75 | 0 | 375.5 | 124.25 | 0 | 236.75 | 0 | 412.5 | 140 | 504.25 | 0 | 32.5 | 371.75 | 20 | 275 | 0 | 435.5 | 3 | 265.5 | 91.75 | 265.5 | 0 | 210.5 | 210.5 | 260.5 | 295 | 0 | 100 | 428 | 0 | 0 | 0 | 0 | 3 | 289 | 3 | 3 | 0 | 100 | 100 | 0 | 275 | 250 | 250 | 728.75 | 0 | 78.5 | 300 | 685.25 | 69 | 0 | 7.5 | 7.5 | 0 | 0 | 303.75 | 128.75 | 462.5 | 150 | 49.85 | 283.85 | 0 | 0 | 0 | 0 | 0 | 49.85 | 0 | 0 | 146.35 | 143.85 | 0 | 20 | 20 | 20 | 394.75 | 20 | 20 | 20 | 74.85 | 49.85 | 20 | 20 | 0 | 0 | 86 | 0 | 297.75 | 86.35 | 60 | 0
|  | Battery_8hr | 34.5 | 34.5 | 0 | 0 | 0 | 0 | 0 | 0 | 0 | 0 | 0 | 0 | 0 | 0 | 0 | 0 | 0 | 0 | 0 | 0 | 0 | 0 | 0 | 0 | 0 | 0 | 0 | 0 | 0 | 25 | 0 | 0 | 30 | 0 | 30 | 0 | 30 | 0 | 0 | 0 | 0 | 25 | 0 | 0 | 0 | 0 | 0 | 0 | 0 | 0 | 0 | 0 | 0 | 0 | 0 | 0 | 0 | 0 | 0 | 0 | 16 | 0 | 0 | 0 | 16 | 0 | 0 | 0 | 0 | 0 | 0 | 16 | 0 | 0 | 0 | 0 | 0 | 0 | 0 | 0 | 0 | 0 | 0 | 0 | 0 | 16 | 16 | 0 | 0 | 0 | 0 | 16 | 16 | 16 | 0 | 0 | 0 | 0 | 0 | 0 | 0 | 0 | 0 | 16 | 0 | 16 | 0
|  | LDES | 0 | 0 | 0 | 0 | 0 | 0 | 0 | 0 | 0 | 0 | 0 | 0 | 0 | 0 | 0 | 0 | 0 | 0 | 0 | 0 | 0 | 0 | 0 | 0 | 0 | 0 | 0 | 0 | 0 | 0 | 0 | 0 | 0 | 0 | 0 | 0 | 0 | 0 | 0 | 0 | 0 | 0 | 0 | 0 | 0 | 0 | 0 | 0 | 0 | 0 | 0 | 0 | 0 | 0 | 0 | 0 | 0 | 0 | 0 | 0 | 0 | 0 | 0 | 0 | 0 | 0 | 0 | 0 | 0 | 0 | 0 | 0 | 0 | 0 | 0 | 0 | 0 | 0 | 0 | 0 | 0 | 0 | 0 | 0 | 0 | 0 | 0 | 0 | 0 | 0 | 0 | 0 | 0 | 0 | 0 | 0 | 0 | 0 | 0 | 0 | 0 | 0 | 0 | 0 | 0 | 0 | 0
|  | Total | 1370.3826 | 1105.6115 | 621.9966 | 588.345 | 16.9 | 248.1181 | 109.8711 | 109.8711 | -27.481 | -27.481 | 5 | 5 | 85.2 | 54.554 | 470.358 | 470.358 | 470.358 | 0 | 570.4682 | 484.1225 | 0 | 641.6225 | 0 | 476.9688 | 140 | 714.2163 | 0 | 85.875 | 908.2936 | 45 | 15.25 | 0 | -137.7 | 3 | 405.5 | 222.855 | 405.5 | 0 | 308.74 | 320.5 | 370.5 | 320 | 0 | 120.8 | 105.47 | 0 | 20.8 | 40 | 0 | 3 | 408.3528 | 3 | 3 | 0 | 100 | 100 | 0 | 295.8 | 55.67 | 285.47 | 783.6728 | 0 | -50.0472 | 314.67 | 732.2552 | 71.8 | 0 | 10.9528 | 10.9528 | 0 | 0 | 319.75 | 128.75 | 480.6228 | 185.47 | 49.85 | -271.3332 | 0 | 0 | 0 | 0 | 0 | 64.7156 | 0 | 55.6 | 410.1676 | 435.4676 | 0 | 133.1 | 133.1 | 133.1 | 566.9032 | -692.69 | -692.69 | -139.08 | 187.95 | 49.85 | 133.1 | 126.17 | 0 | 0 | 201.9 | 0 | 380.4144 | 153.0144 | 201.5532 | 0
| EODS Output | EODS
|  | Geothermal | 0 | 0 | 0 | 0 | 0 | 0 | 0 | 0 | 0 | 0 | 0 | 0 | 0 | 53.7 | 53.7 | 53.7 | 53.7 | 0 | 0 | 138.2 | 0 | 183.2 | 0 | 45 | 0 | 95 | 0 | 0 | 138.2 | 0 | 0 | 0 | 50 | 0 | 50 | 50 | 50 | 0 | 50 | 50 | 50 | 0 | 0 | 20.8 | 20.8 | 0 | 20.8 | 40 | 0 | 0 | 0 | 0 | 0 | 0 | 0 | 0 | 0 | 20.8 | 0 | 20.8 | 20.8 | 0 | 0 | 0 | 0 | 0 | 0 | 0 | 0 | 0 | 0 | 0 | 0 | 0 | 20.8 | 0 | 0 | 0 | 0 | 0 | 0 | 0 | 0 | 0 | 0 | 0 | 0 | 0 | 0 | 0 | 0 | 0 | 0 | 0 | 0 | 0 | 0 | 0 | 0 | 0 | 0 | 0 | 0 | 0 | 0 | 0 | 0
|  | Biomass | 0 | 0 | 0 | 0 | 0 | 0 | 0 | 0 | 0 | 0 | 0 | 0 | 0 | 0 | 0 | 0 | 0 | 0 | 0 | 0 | 0 | 0 | 0 | 0 | 0 | 0 | 0 | 0 | 0 | 0 | 0 | 0 | 0 | 0 | 0 | 0 | 0 | 0 | 0 | 0 | 0 | 0 | 0 | 0 | 0 | 0 | 0 | 0 | 0 | 0 | 0 | 0 | 0 | 0 | 0 | 0 | 0 | 0 | 0 | 0 | 0 | 0 | 0 | 0 | 0 | 0 | 0 | 0 | 0 | 0 | 0 | 0 | 0 | 0 | 0 | 0 | 0 | 0 | 0 | 0 | 0 | 0 | 0 | 0 | 0 | 0 | 0 | 0 | 0 | 0 | 0 | 0 | 0 | 0 | 0 | 0 | 0 | 0 | 0 | 0 | 0 | 0 | 0 | 0 | 0 | 0 | 0
|  | Wind | 0 | 0 | 0 | 0 | 0 | 0 | 0 | 0 | 0 | 0 | 0 | 0 | 0 | 0 | 0 | 0 | 0 | 0 | 0 | 200.2 | 0 | 200.2 | 0 | 41.184 | 0 | 87.384 | 0 | 0 | 200.2 | 0 | 0 | 0 | 46.2 | 0 | 46.2 | 46.2 | 46.2 | 0 | 0 | 46.2 | 46.2 | 0 | 0 | 0 | 56.7 | 0 | 0 | 0 | 0 | 0 | 0 | 0 | 0 | 0 | 0 | 0 | 0 | 0 | 56.7 | 56.7 | 56.7 | 0 | 0 | 56.7 | 84.924 | 0 | 0 | 0 | 0 | 0 | 0 | 0 | 0 | 56.7 | 56.7 | 0 | 19.712 | 0 | 0 | 0 | 0 | 0 | 40.128 | 0 | 0 | 33.616 | 33.616 | 0 | 0 | 0 | 0 | 33.616 | 0 | 0 | 0 | 0 | 0 | 0 | 0 | 0 | 0 | 0 | 0 | 0 | 0 | 33.616 | 0
|  | OOS Wind | 0 | 0 | 0 | 0 | 0 | 0 | 0 | 0 | 0 | 0 | 0 | 0 | 0 | 0 | 0 | 0 | 0 | 0 | 0 | 0 | 0 | 0 | 0 | 0 | 0 | 0 | 0 | 0 | 0 | 0 | 0 | 0 | 0 | 0 | 0 | 0 | 0 | 0 | 0 | 0 | 0 | 0 | 0 | 0 | 0 | 0 | 0 | 0 | 0 | 0 | 0 | 0 | 0 | 0 | 0 | 0 | 0 | 0 | 0 | 0 | 0 | 0 | 0 | 0 | 0 | 0 | 0 | 0 | 0 | 0 | 0 | 0 | 0 | 0 | 0 | 0 | 0 | 0 | 0 | 0 | 0 | 0 | 0 | 0 | 0 | 0 | 0 | 0 | 0 | 0 | 0 | 0 | 0 | 0 | 0 | 0 | 0 | 0 | 0 | 0 | 0 | 0 | 0 | 0 | 0 | 0 | 0
|  | Offshore Wind | 0 | 0 | 0 | 0 | 0 | 0 | 0 | 0 | 0 | 0 | 0 | 0 | 0 | 0 | 0 | 0 | 0 | 0 | 0 | 0 | 0 | 0 | 0 | 0 | 0 | 0 | 0 | 0 | 0 | 0 | 0 | 0 | 0 | 0 | 0 | 0 | 0 | 0 | 0 | 0 | 0 | 0 | 0 | 0 | 0 | 0 | 0 | 0 | 0 | 0 | 0 | 0 | 0 | 0 | 0 | 0 | 0 | 0 | 0 | 0 | 0 | 0 | 0 | 0 | 0 | 0 | 0 | 0 | 0 | 0 | 0 | 0 | 0 | 0 | 0 | 0 | 0 | 0 | 0 | 0 | 0 | 0 | 0 | 0 | 0 | 0 | 0 | 0 | 0 | 0 | 0 | 0 | 0 | 0 | 0 | 0 | 0 | 0 | 0 | 0 | 0 | 0 | 0 | 0 | 0 | 0 | 0
|  | Distributed Solar | 22.33 | 11.165 | 22.33 | 0 | 0 | 11.165 | 11.165 | 11.165 | 0 | 0 | 0 | 0 | 0 | 1.54 | 3.85 | 3.85 | 3.85 | 0 | 0 | 0 | 0 | 0 | 0 | 0 | 0 | 0 | 0 | 0 | 11.165 | 0 | 0 | 0 | 0 | 0 | 0 | 0 | 0 | 0 | 0 | 0 | 0 | 0 | 0 | 0 | 0 | 0 | 0 | 0 | 0 | 0 | 0 | 0 | 0 | 0 | 0 | 0 | 0 | 0 | 0 | 0 | 0 | 0 | 0 | 0 | 3.4 | 0 | 0 | 0 | 0 | 0 | 0 | 0 | 0 | 0 | 0 | 0 | 3.95 | 0 | 0 | 0 | 0 | 0 | 0 | 0 | 0 | 0 | 0 | 0 | 0 | 0 | 0 | 0 | 0 | 0 | 0 | 0 | 0 | 0 | 0 | 0 | 0 | 0 | 0 | 0 | 0 | 0 | 0
|  | Solar | 1286.516 | 931.7 | 464.156 | 565.95 | 0 | 273.966 | 354.816 | 354.816 | 80.85 | 80.85 | 0 | 0 | 0 | 0 | 486.64 | 486.64 | 486.64 | 0 | 452.452 | 229.075 | 0 | 523.215 | 0 | 294.14 | 192.5 | 426.965 | 0 | 96.25 | 776.391 | 0 | 0 | 0 | 94.8 | 0 | 94.8 | 136.275 | 94.8 | 0 | 94.8 | 94.8 | 94.8 | 0 | 0 | 0 | 0 | 0 | 0 | 0 | 0 | 0 | 149.8176 | 0 | 0 | 0 | 0 | 0 | 0 | 0 | 0 | 0 | 13.8176 | 0 | 13.8176 | 0 | 13.8176 | 0 | 0 | 13.8176 | 13.8176 | 0 | 0 | 0 | 0 | 13.8176 | 0 | 0 | 375.171 | 0 | 0 | 0 | 0 | 0 | 0 | 0 | 79 | 335.671 | 375.171 | 0 | 158 | 158 | 158 | 197.5 | 158 | 158 | 158 | 158 | 0 | 158 | 158 | 0 | 0 | 158 | 0 | 98.671 | 98.671 | 158 | 0
|  | Battery_4hr | -1276.5 | -1096.5 | -757 | -549 | -30 | -180 | -370 | -370 | -80 | -80 | -10 | -10 | -170.4 | 0 | -317.5 | -317.5 | -317.5 | 0 | -751 | -248.5 | 0 | -473.5 | 0 | -825 | -280 | -1008.5 | 0 | -65 | -743.5 | -40 | -550 | 0 | -871 | -6 | -531 | -183.5 | -531 | 0 | -421 | -421 | -521 | -590 | 0 | -200 | -856 | 0 | 0 | 0 | 0 | -6 | -578 | -6 | -6 | 0 | -200 | -200 | 0 | -550 | -500 | -500 | -1457.5 | 0 | -157 | -600 | -1370.5 | -138 | 0 | -15 | -15 | 0 | 0 | -607.5 | -257.5 | -925 | -300 | -99.7 | -567.7 | 0 | 0 | 0 | 0 | 0 | -99.7 | 0 | 0 | -292.7 | -287.7 | 0 | -40 | -40 | -40 | -789.5 | -40 | -40 | -40 | -149.7 | -99.7 | -40 | -40 | 0 | 0 | -172 | 0 | -595.5 | -172.7 | -120 | 0
|  | Battery_8hr | -69 | -69 | 0 | 0 | 0 | 0 | 0 | 0 | 0 | 0 | 0 | 0 | 0 | 0 | 0 | 0 | 0 | 0 | 0 | 0 | 0 | 0 | 0 | 0 | 0 | 0 | 0 | 0 | 0 | -50 | 0 | 0 | -60 | 0 | -60 | 0 | -60 | 0 | 0 | 0 | 0 | -50 | 0 | 0 | 0 | 0 | 0 | 0 | 0 | 0 | 0 | 0 | 0 | 0 | 0 | 0 | 0 | 0 | 0 | 0 | -32 | 0 | 0 | 0 | -32 | 0 | 0 | 0 | 0 | 0 | 0 | -32 | 0 | 0 | 0 | 0 | 0 | 0 | 0 | 0 | 0 | 0 | 0 | 0 | 0 | -32 | -32 | 0 | 0 | 0 | 0 | -32 | -32 | -32 | 0 | 0 | 0 | 0 | 0 | 0 | 0 | 0 | 0 | -32 | 0 | -32 | 0
|  | LDES | 0 | 0 | 0 | 0 | 0 | 0 | 0 | 0 | 0 | 0 | 0 | 0 | 0 | 0 | 0 | 0 | 0 | 0 | 0 | 0 | 0 | 0 | 0 | 0 | 0 | 0 | 0 | 0 | 0 | 0 | 0 | 0 | 0 | 0 | 0 | 0 | 0 | 0 | 0 | 0 | 0 | 0 | 0 | 0 | 0 | 0 | 0 | 0 | 0 | 0 | 0 | 0 | 0 | 0 | 0 | 0 | 0 | 0 | 0 | 0 | 0 | 0 | 0 | 0 | 0 | 0 | 0 | 0 | 0 | 0 | 0 | 0 | 0 | 0 | 0 | 0 | 0 | 0 | 0 | 0 | 0 | 0 | 0 | 0 | 0 | 0 | 0 | 0 | 0 | 0 | 0 | 0 | 0 | 0 | 0 | 0 | 0 | 0 | 0 | 0 | 0 | 0 | 0 | 0 | 0 | 0 | 0
|  | Total | -36.654 | -222.635 | -270.514 | 16.95 | -30 | 105.131 | -4.019 | -4.019 | -0.005 | -0.005 | -10 | -10 | -170.4 | 55.24 | 226.69 | 226.69 | 226.69 | 0 | -298.548 | 318.975 | 0 | 433.115 | 0 | -444.676 | -87.5 | -399.151 | 0 | 31.25 | 382.456 | -90 | -550 | 0 | -740 | -6 | -400 | 48.975 | -400 | 0 | -276.2 | -230 | -330 | -640 | 0 | -179.2 | -778.5 | 0 | 20.8 | 40 | 0 | -6 | -428.1824 | -6 | -6 | 0 | -200 | -200 | 0 | -529.2 | -443.3 | -422.5 | -1398.1824 | 0 | -143.1824 | -543.3 | -1300.3584 | -138 | 0 | -1.1824 | -1.1824 | 0 | 0 | -639.5 | -257.5 | -854.4824 | -222.5 | -99.7 | -168.867 | 0 | 0 | 0 | 0 | 0 | -59.572 | 0 | 79 | 44.587 | 89.087 | 0 | 118 | 118 | 118 | -590.384 | 86 | 86 | 118 | 8.3 | -99.7 | 118 | 118 | 0 | 0 | -14 | 0 | -528.829 | -74.029 | 39.616 | 0
ERM-IRP Baseline Reconciliation Resources | Doesn't include Approved Upgrades
| Remaining Tx Headroom | HSN | 5877.3172 | 7888.703 | 4065.1252 | 1773.09 | 3760.1 | 1167.7482 | 576.5142 | 576.5142 | 0 | 0 | 6690 | 3534 | 13560.6 | 1.788 | 864.776 | 914.776 | 1149.776 | 548 | 235.8004 | 10261.33 | 2300 | 3108.33 | 0 | 6811.8648 | 442 | 4095.5948 | 260 | 821.75 | 8888.0442 | 1410 | 10.25 | 406 | 694.215 | 225 | 1242.015 | 760.94 | 1338.015 | 274 | 950.4 | 286.015 | 611.015 | 565 | 501 | 3774.2 | 465.35 | 76 | 1554.2 | 590 | 14 | 86 | 1778.679 | 417 | 929 | 0 | 1070 | 2149 | 517 | 3373.2 | 359.15 | 652.35 | 3205.229 | 29 | 65.379 | 3162.15 | 2568.937 | 3597.2 | 961 | 60.379 | 1071.379 | 605 | 639 | 4118.5 | 56.5 | 3191.529 | 455.35 | 837.3 | 1577.548 | 144 | 1869 | 51 | 263 | 109 | 1209.652 | 255 | 428 | 2793.604 | 3264.604 | 272 | 2167.1 | 2803.1 | 637.1 | 3027.994 | 1378.89 | 1378.89 | 608.78 | 1626.4 | 1560.3 | 3599.1 | 643.53 | 247 | 4 | 1213.3 | 5203 | 9662.51 | 7255.31 | 2051.294 | 85
|  | SSN | 6025.6174 | 8078.3885 | 4262.0034 | 1811.655 | 3775.1 | 1138.8819 | 630.1289 | 630.1289 | 27.481 | 27.481 | 6695 | 3539 | 13645.8 | 1.146 | 829.642 | 879.642 | 1114.642 | 548 | 464.7318 | 10448.8775 | 2300 | 3408.3775 | 0 | 7257.0312 | 582 | 4613.7837 | 260 | 814.125 | 9191.7064 | 1455 | 285.25 | 406 | 1138.7 | 228 | 1516.5 | 812.145 | 1612.5 | 274 | 1116.26 | 475.5 | 850.5 | 885 | 501 | 3874.2 | 938.53 | 76 | 1554.2 | 590 | 14 | 89 | 1973.6472 | 420 | 932 | 0 | 1170 | 2249 | 517 | 3648.2 | 654.33 | 947.53 | 3992.3272 | 29 | 141.0472 | 3507.33 | 3332.7448 | 3666.2 | 961 | 65.0472 | 1076.0472 | 605 | 639 | 4438.25 | 185.25 | 3696.3772 | 650.53 | 887.15 | 1667.3332 | 144 | 1869 | 51 | 263 | 109 | 1305.2844 | 255 | 382.4 | 2802.8324 | 3248.5324 | 272 | 2095.9 | 2731.9 | 565.9 | 3363.0968 | 1323.69 | 1323.69 | 537.58 | 1610.05 | 1610.15 | 3527.9 | 572.33 | 247 | 4 | 1208.1 | 5203 | 9921.5856 | 7286.9856 | 2074.4468 | 85
|  | EODS | 7432.654 | 9406.635 | 5154.514 | 2383.05 | 3822 | 1281.869 | 504.019 | 504.019 | 0.005 | 0.005 | 6710 | 3554 | 13901.4 | -0.24 | 1073.31 | 1123.31 | 1358.31 | 548 | 1712.548 | 10614.025 | 2300 | 9733.885 | 300 | 10133.676 | 1771.5 | 13928.151 | 105 | 728.75 | 9217.544 | 1590 | 850.5 | 406 | 810 | 237 | 2986 | 1328.025 | 7164 | 274 | 1701.2 | 1159 | 1551 | 1845 | 501 | 4174.2 | 2193.5 | 76 | 1554.2 | 590 | 183 | 232 | 2810.1824 | 429 | 941 | 0 | 1470 | 2549 | 517 | 4473.2 | 1153.3 | 1655.5 | 6174.1824 | 29 | 234.1824 | 4365.3 | 5365.3584 | 3876 | 961 | 77.1824 | 1088.1824 | 605 | 639 | 5397.5 | 571.5 | 5031.4824 | 1058.5 | 273.7 | 446.867 | 132 | 1869 | 53 | 263 | 176.8 | 1110.572 | 240.9 | 359 | 3103.413 | 6253.913 | 356 | 1052 | 10 | 790 | 796.384 | 3392 | 545 | 372.5 | -1.3 | 274.7 | 3543 | 1693 | 100 | 0 | 257 | 345 | 10830.829 | 7514.029 | -39.616 | 28
Tx Calculations for Mapped Portfolio Resources
FCDS | Mapped MWs
|  | Geothermal | 0 | 0 | 0 | 0 | 0 | 0 | 0 | 0 | 0 | 0 | 0 | 0 | 0 | 0 | 0 | 0 | 0 | 0 | 0 | 866 | 0 | 1606 | 0 | 740 | 0 | 790 | 500 | 500 | 866 | 0 | 0 | 0 | 50 | 0 | 50 | 50 | 50 | 0 | 50 | 50 | 50 | 0 | 0 | 92 | 75 | 0 | 92 | 0 | 0 | 0 | 0 | 0 | 0 | 0 | 0 | 0 | 0 | 92 | 60 | 92 | 92 | 0 | 0 | 60 | 60 | 0 | 0 | 0 | 0 | 0 | 0 | 0 | 0 | 43 | 92 | 0 | 0 | 0 | 0 | 0 | 0 | 0 | 0 | 0 | 0 | 0 | 0 | 0 | 0 | 0 | 0 | 0 | 0 | 0 | 0 | 0 | 0 | 0 | 0 | 0 | 0 | 0 | 0 | 0 | 0 | 0 | 0
|  | Biomass | 0 | 0 | 1 | 0 | 1 | 0 | 1 | 1 | 0 | 0 | 5.6 | 5.6 | 5.6 | 1.5 | 1.5 | 1.5 | 1.5 | 0 | 0 | 0 | 0 | 0 | 0 | 2.6 | 0 | 2.6 | 0 | 0 | 1 | 0 | 0 | 0 | 0 | 0 | 0 | 0 | 0 | 0 | 0 | 0 | 0 | 0 | 0 | 10 | 90.2 | 0 | 6 | 26.1 | 0 | 24.7 | 57.7 | 30.7 | 30.7 | 0 | 0 | 0 | 2 | 5 | 8.9 | 8.3 | 31.72 | 0 | 11 | 6.9 | 67.22 | 34.7 | 0 | 0 | 0 | 0 | 0 | 6.62 | 1.8 | 18.9 | 12 | 2 | 26 | 0 | 5 | 0 | 5 | 5 | 11 | 6 | 0 | 30.82 | 30.82 | 11 | 19 | 17 | 17 | 24.82 | 20.82 | 20.82 | 11 | 19 | 0 | 14 | 17 | 2 | 0 | 18 | 0 | 4.82 | 1 | 15.82 | 0
|  | Wind | 764 | 764 | 140 | 124 | 0 | 0 | 0 | 0 | 0 | 0 | 0 | 0 | 0 | 0 | 200 | 200 | 550 | 350 | 0 | 2770 | 0 | 2770 | 0 | 499 | 0 | 2359 | 400 | 910 | 3470 | 0 | 0 | 0 | 1460 | 0 | 1860 | 1860 | 1860 | 0 | 0 | 1860 | 1460 | 0 | 0 | 104 | 1839.5 | 0 | 104 | 0 | 200 | 15.5 | 215.5 | 15.5 | 15.5 | 0 | 0 | 0 | 0 | 104 | 655 | 204 | 589 | 0 | 0 | 235 | 550.5 | 15.5 | 0 | 0 | 0 | 0 | 0 | 100 | 0 | 385 | 569 | 275 | 875 | 0 | 0 | 0 | 0 | 0 | 0 | 0 | 0 | 635 | 635 | 75 | 200 | 200 | 200 | 435 | 300 | 300 | 200 | 275 | 75 | 200 | 200 | 200 | 0 | 200 | 0 | 100 | 275 | 160 | 0
|  | OOS Wind | 0 | 0 | 0 | 0 | 0 | 0 | 0 | 0 | 0 | 0 | 0 | 0 | 0 | 0 | 0 | 0 | 0 | 0 | 0 | 10204.1 | 0 | 10204.1 | 0 | 0 | 0 | 4500 | 0 | 0 | 10204.1 | 0 | 0 | 0 | 0 | 0 | 0 | 0 | 0 | 0 | 0 | 0 | 0 | 0 | 0 | 0 | 0 | 0 | 0 | 0 | 0 | 0 | 0 | 0 | 0 | 0 | 0 | 0 | 0 | 0 | 0 | 0 | 0 | 0 | 0 | 0 | 0 | 0 | 0 | 0 | 0 | 0 | 0 | 0 | 0 | 0 | 0 | 0 | 0 | 0 | 0 | 0 | 0 | 0 | 0 | 0 | 0 | 0 | 0 | 0 | 0 | 0 | 0 | 0 | 0 | 0 | 0 | 0 | 0 | 0 | 0 | 0 | 0 | 0 | 0 | 0 | 0 | 0 | 0
|  | Offshore Wind | 0 | 0 | 0 | 0 | 0 | 0 | 0 | 0 | 0 | 0 | 0 | 0 | 0 | 0 | 0 | 0 | 0 | 0 | 0 | 0 | 0 | 0 | 0 | 0 | 0 | 0 | 0 | 0 | 0 | 0 | 0 | 0 | 0 | 0 | 0 | 0 | 0 | 0 | 0 | 0 | 0 | 0 | 0 | 0 | 0 | 0 | 0 | 0 | 0 | 0 | 0 | 0 | 0 | 0 | 0 | 0 | 0 | 0 | 0 | 0 | 0 | 0 | 0 | 0 | 0 | 0 | 0 | 0 | 0 | 0 | 0 | 0 | 0 | 0 | 0 | 0 | 0 | 0 | 0 | 0 | 0 | 0 | 0 | 0 | 0 | 0 | 0 | 0 | 0 | 0 | 0 | 0 | 0 | 0 | 0 | 0 | 0 | 0 | 0 | 0 | 0 | 0 | 4531 | 4531 | 4531 | 0 | 0
|  | Distributed Solar | 5 | 2 | 5 | 0 | 0 | 3 | 3 | 3 | 0 | 0 | 11 | 11 | 11 | 0 | 11 | 27 | 27 | 0 | 0 | 0 | 0 | 0 | 0 | 0 | 0 | 0 | 0 | 0 | 3 | 0 | 0.84 | 0.84 | 0 | 0.84 | 0 | 0 | 0 | 0 | 0 | 0 | 0 | 0 | 0 | 12.25 | 44.14 | 1.5 | 4.96 | 4.25 | 0 | 8 | 20.45 | 10.25 | 11.75 | 0 | 12.6 | 14.5 | 1.61 | 19.62 | 29.4275 | 29.4275 | 46.7975 | 0 | 5.2 | 22.0775 | 39.1775 | 11.75 | 7.7 | 0 | 5.2 | 0 | 0 | 2.3 | 0 | 38.61 | 12.8375 | 41.38 | 68.87 | 20.76 | 56.32 | 0 | 16.2 | 7.3 | 56.09 | 44.82 | 0 | 64.96 | 69.62 | 7.66 | 8 | 5 | 5 | 11.75 | 5 | 5 | 0 | 10.62 | 2.62 | 3 | 8 | 3 | 0 | 5 | 0 | 12.24 | 17.86 | 12.75 | 4
|  | Solar | 1561 | 1356 | 547 | 915 | 125 | 205 | 330 | 330 | 0 | 0 | 0 | 0 | 0 | 0 | 522 | 522 | 752 | 230 | 500 | 2335 | 710 | 2335 | 0 | 700 | 100 | 1210 | 50 | 1125 | 1955 | 0 | 0 | 0 | 0 | 0 | 250 | 500 | 250 | 0 | 0 | 0 | 0 | 0 | 0 | 105 | 205 | 0 | 0 | 0 | 0 | 0 | 560 | 0 | 0 | 0 | 0 | 0 | 25 | 25 | 425 | 25 | 205 | 0 | 0 | 25 | 0 | 0 | 0 | 0 | 0 | 0 | 0 | 0 | 0 | 25 | 205 | 1236.5 | 2716.5 | 140 | 40 | 0 | 0 | 0 | 140 | 140 | 450 | 2617.5 | 2666.5 | 0 | 1456.5 | 460 | 460 | 2097.5 | 1556.5 | 1556.5 | 360 | 460 | 0 | 460 | 460 | 0 | 0 | 460 | 0 | 996.5 | 1196.5 | 1806.5 | 0
|  | Battery_4hr | 1706 | 2090 | 2026.9 | 600 | 769.9 | 415 | 1199.9 | 1199.9 | 0 | 0 | 1315 | 425 | 1845 | 0 | 546 | 546 | 746 | 200 | 204 | 2585.15 | 500 | 3010.15 | 0 | 2060 | 416 | 2761.15 | 250 | 1105 | 4360.05 | 389.6 | 10.22 | 60.22 | 609.25 | 60.22 | 829.9 | 701.15 | 829.9 | 10 | 174 | 300.9 | 400.9 | 419.35 | 350 | 249 | 375 | 0 | 38 | 0 | 0 | 50 | 634.5 | 50 | 0 | 0 | 20 | 20 | 41 | 472.02 | 193 | 193 | 1016.02 | 0 | 50 | 158.8 | 668.8 | 50 | 0 | 0 | 50 | 200 | 200 | 460 | 260 | 604.82 | 242.2 | 873.131 | 2060.531 | 110 | 30 | 0 | 0 | 0 | 110 | 110 | 156.4 | 1924.031 | 2160.131 | 40 | 1387.631 | 502.5 | 534.5 | 1733.331 | 1297.631 | 1297.631 | 502.5 | 542.5 | 0 | 502.5 | 624.5 | 0 | 0 | 502.5 | 0 | 993.531 | 1323.531 | 1487.231 | 0
|  | Battery_8hr | 453.5 | 684 | 359 | 225 | 0 | 0 | 0 | 0 | 0 | 0 | 296.5 | 213 | 446.5 | 0 | 90 | 150 | 265 | 115 | 200 | 1180 | 550 | 1380 | 0 | 770 | 0 | 970 | 0 | 280 | 830 | 92 | 0 | 0 | 92 | 0 | 192 | 100 | 192 | 0 | 0 | 0 | 0 | 92 | 0 | 0 | 558.4 | 0 | 0 | 0 | 0 | 0 | 721 | 0 | 0 | 0 | 0 | 0 | 0 | 505.6 | 88.4 | 38.4 | 770 | 0 | 0 | 88.4 | 538.4 | 0 | 0 | 0 | 0 | 6 | 6 | 450 | 144 | 156 | 208.4 | 580 | 1526 | 0 | 50 | 0 | 50 | 50 | 0 | 50 | 140 | 1342 | 1397 | 0 | 481 | 251 | 251 | 1407 | 531 | 531 | 251 | 251 | 0 | 251 | 301 | 0 | 0 | 251 | 0 | 1030 | 1032 | 652 | 0
|  | LDES | 481 | 481 | 0 | 0 | 0 | 0 | 0 | 0 | 0 | 0 | 0 | 0 | 0 | 0 | 0 | 0 | 0 | 0 | 0 | 0 | 0 | 0 | 0 | 0 | 0 | 0 | 0 | 0 | 0 | 499 | 499 | 0 | 499 | 0 | 499 | 0 | 499 | 0 | 0 | 0 | 0 | 499 | 0 | 0 | 5 | 0 | 0 | 0 | 0 | 0 | 0 | 0 | 0 | 0 | 0 | 0 | 0 | 0 | 0 | 0 | 0 | 0 | 0 | 0 | 0 | 0 | 0 | 0 | 0 | 0 | 0 | 0 | 0 | 0 | 5 | 0 | 0 | 0 | 0 | 0 | 0 | 0 | 0 | 0 | 0 | 0 | 0 | 0 | 0 | 0 | 0 | 0 | 0 | 0 | 0 | 0 | 0 | 0 | 0 | 0 | 0 | 0 | 0 | 0 | 0 | 0 | 0
EODS | Mapped MWs
|  | Wind | 50 | 50 | 50 | 0 | 0 | 0 | 0 | 0 | 0 | 0 | 0 | 0 | 0 | 0 | 0 | 0 | 100 | 100 | 0 | 1400 | 0 | 1400 | 0 | 100 | 0 | 1200 | 200 | 300 | 1400 | 0 | 0 | 0 | 1000 | 0 | 1100 | 1100 | 1100 | 0 | 0 | 1100 | 1000 | 0 | 0 | 27 | 364.5 | 0 | 27 | 0 | 10 | 104.5 | 104.5 | 104.5 | 104.5 | 0 | 0 | 0 | 0 | 27 | 155 | 137 | 227 | 0 | 0 | 155 | 259.5 | 104.5 | 0 | 0 | 0 | 0 | 0 | 0 | 0 | 200 | 205 | 10 | 10 | 0 | 0 | 0 | 0 | 0 | 0 | 0 | 0 | 15 | 15 | 0 | 0 | 0 | 0 | 5 | 0 | 0 | 0 | 0 | 0 | 0 | 0 | 0 | 0 | 0 | 0 | 0 | 10 | 5 | 0
|  | OOS Wind | 0 | 0 | 0 | 0 | 0 | 0 | 0 | 0 | 0 | 0 | 0 | 0 | 0 | 0 | 0 | 0 | 0 | 0 | 0 | 0 | 0 | 0 | 0 | 0 | 0 | 0 | 0 | 0 | 0 | 0 | 0 | 0 | 0 | 0 | 0 | 0 | 0 | 0 | 0 | 0 | 0 | 0 | 0 | 0 | 0 | 0 | 0 | 0 | 0 | 0 | 0 | 0 | 0 | 0 | 0 | 0 | 0 | 0 | 0 | 0 | 0 | 0 | 0 | 0 | 0 | 0 | 0 | 0 | 0 | 0 | 0 | 0 | 0 | 0 | 0 | 0 | 0 | 0 | 0 | 0 | 0 | 0 | 0 | 0 | 0 | 0 | 0 | 0 | 0 | 0 | 0 | 0 | 0 | 0 | 0 | 0 | 0 | 0 | 0 | 0 | 0 | 0 | 0 | 0 | 0 | 0 | 0
|  | Offshore Wind | 0 | 0 | 0 | 0 | 0 | 0 | 0 | 0 | 0 | 0 | 0 | 0 | 0 | 0 | 0 | 0 | 0 | 0 | 0 | 0 | 0 | 0 | 0 | 0 | 0 | 0 | 0 | 0 | 0 | 0 | 0 | 0 | 0 | 0 | 0 | 0 | 0 | 0 | 0 | 0 | 0 | 0 | 0 | 0 | 0 | 0 | 0 | 0 | 0 | 0 | 0 | 0 | 0 | 0 | 0 | 0 | 0 | 0 | 0 | 0 | 0 | 0 | 0 | 0 | 0 | 0 | 0 | 0 | 0 | 0 | 0 | 0 | 0 | 0 | 0 | 0 | 0 | 0 | 0 | 0 | 0 | 0 | 0 | 0 | 0 | 0 | 0 | 0 | 0 | 0 | 0 | 0 | 0 | 0 | 0 | 0 | 0 | 0 | 0 | 0 | 0 | 0 | 0 | 0 | 0 | 0 | 0
|  | Solar | 1751 | 2768 | 1492 | 900 | 125 | 50 | 175 | 175 | 0 | 0 | 0 | 0 | 23 | 0 | 693 | 808 | 1258 | 450 | 895 | 4087 | 2190 | 4637 | 0 | 2450 | 463.5 | 3622 | 150 | 715 | 3322 | 0 | 0 | 0 | 182 | 0 | 882 | 882 | 882 | 0 | 0 | 182 | 182 | 0 | 0 | 161.6 | 589.6 | 12 | 0 | 12 | 0 | 12 | 947 | 0 | 12 | 0 | 0 | 0 | 11.6 | 11.6 | 127.6 | 127.6 | 577.6 | 0 | 0 | 100 | 112 | 12 | 0 | 0 | 0 | 0 | 0 | 0 | 0 | 111.6 | 477.6 | 993.5 | 3264.5 | 100 | 112 | 0 | 112 | 112 | 100 | 212 | 470 | 3610.5 | 3774.5 | 75 | 1403.5 | 635 | 635 | 2577.5 | 1288.5 | 1288.5 | 535 | 710 | 0 | 635 | 1010 | 0 | 0 | 635 | 0 | 1708.5 | 2408.5 | 1913.5 | 0
| HSN Output | HSN
|  | Geothermal | 0 | 0 | 0 | 0 | 0 | 0 | 0 | 0 | 0 | 0 | 0 | 0 | 0 | 0 | 0 | 0 | 0 | 0 | 0 | 866 | 0 | 1606 | 0 | 740 | 0 | 790 | 500 | 500 | 866 | 0 | 0 | 0 | 50 | 0 | 50 | 50 | 50 | 0 | 50 | 50 | 50 | 0 | 0 | 92 | 75 | 0 | 92 | 0 | 0 | 0 | 0 | 0 | 0 | 0 | 0 | 0 | 0 | 92 | 60 | 92 | 92 | 0 | 0 | 60 | 60 | 0 | 0 | 0 | 0 | 0 | 0 | 0 | 0 | 43 | 92 | 0 | 0 | 0 | 0 | 0 | 0 | 0 | 0 | 0 | 0 | 0 | 0 | 0 | 0 | 0 | 0 | 0 | 0 | 0 | 0 | 0 | 0 | 0 | 0 | 0 | 0 | 0 | 0 | 0 | 0 | 0 | 0
|  | Biomass | 0 | 0 | 1 | 0 | 1 | 0 | 1 | 1 | 0 | 0 | 5.6 | 5.6 | 5.6 | 1.5 | 1.5 | 1.5 | 1.5 | 0 | 0 | 0 | 0 | 0 | 0 | 2.6 | 0 | 2.6 | 0 | 0 | 1 | 0 | 0 | 0 | 0 | 0 | 0 | 0 | 0 | 0 | 0 | 0 | 0 | 0 | 0 | 10 | 90.2 | 0 | 6 | 26.1 | 0 | 24.7 | 57.7 | 30.7 | 30.7 | 0 | 0 | 0 | 2 | 5 | 8.9 | 8.3 | 31.72 | 0 | 11 | 6.9 | 67.22 | 34.7 | 0 | 0 | 0 | 0 | 0 | 6.62 | 1.8 | 18.9 | 12 | 2 | 26 | 0 | 5 | 0 | 5 | 5 | 11 | 6 | 0 | 30.82 | 30.82 | 11 | 19 | 17 | 17 | 24.82 | 20.82 | 20.82 | 11 | 19 | 0 | 14 | 17 | 2 | 0 | 18 | 0 | 4.82 | 1 | 15.82 | 0
|  | Wind | 425.548 | 425.548 | 77.98 | 69.068 | 0 | 0 | 0 | 0 | 0 | 0 | 0 | 0 | 0 | 0 | 111.4 | 111.4 | 306.35 | 194.95 | 0 | 1542.89 | 0 | 1542.89 | 0 | 277.943 | 0 | 1313.963 | 222.8 | 506.87 | 1932.79 | 0 | 0 | 0 | 492.02 | 0 | 626.82 | 626.82 | 626.82 | 0 | 0 | 626.82 | 492.02 | 0 | 0 | 69.16 | 1223.2675 | 0 | 69.16 | 0 | 133 | 10.3075 | 143.3075 | 10.3075 | 10.3075 | 0 | 0 | 0 | 0 | 69.16 | 435.575 | 135.66 | 391.685 | 0 | 0 | 156.275 | 366.0825 | 10.3075 | 0 | 0 | 0 | 0 | 0 | 66.5 | 0 | 256.025 | 378.385 | 182.875 | 581.875 | 0 | 0 | 0 | 0 | 0 | 0 | 0 | 0 | 422.275 | 422.275 | 49.875 | 133 | 133 | 133 | 289.275 | 199.5 | 199.5 | 133 | 182.875 | 49.875 | 133 | 133 | 133 | 0 | 133 | 0 | 66.5 | 182.875 | 106.4 | 0
|  | OOS Wind | 0 | 0 | 0 | 0 | 0 | 0 | 0 | 0 | 0 | 0 | 0 | 0 | 0 | 0 | 0 | 0 | 0 | 0 | 0 | 6836.747 | 0 | 6836.747 | 0 | 0 | 0 | 3015 | 0 | 0 | 6836.747 | 0 | 0 | 0 | 0 | 0 | 0 | 0 | 0 | 0 | 0 | 0 | 0 | 0 | 0 | 0 | 0 | 0 | 0 | 0 | 0 | 0 | 0 | 0 | 0 | 0 | 0 | 0 | 0 | 0 | 0 | 0 | 0 | 0 | 0 | 0 | 0 | 0 | 0 | 0 | 0 | 0 | 0 | 0 | 0 | 0 | 0 | 0 | 0 | 0 | 0 | 0 | 0 | 0 | 0 | 0 | 0 | 0 | 0 | 0 | 0 | 0 | 0 | 0 | 0 | 0 | 0 | 0 | 0 | 0 | 0 | 0 | 0 | 0 | 0 | 0 | 0 | 0 | 0
|  | Offshore Wind | 0 | 0 | 0 | 0 | 0 | 0 | 0 | 0 | 0 | 0 | 0 | 0 | 0 | 0 | 0 | 0 | 0 | 0 | 0 | 0 | 0 | 0 | 0 | 0 | 0 | 0 | 0 | 0 | 0 | 0 | 0 | 0 | 0 | 0 | 0 | 0 | 0 | 0 | 0 | 0 | 0 | 0 | 0 | 0 | 0 | 0 | 0 | 0 | 0 | 0 | 0 | 0 | 0 | 0 | 0 | 0 | 0 | 0 | 0 | 0 | 0 | 0 | 0 | 0 | 0 | 0 | 0 | 0 | 0 | 0 | 0 | 0 | 0 | 0 | 0 | 0 | 0 | 0 | 0 | 0 | 0 | 0 | 0 | 0 | 0 | 0 | 0 | 0 | 0 | 0 | 0 | 0 | 0 | 0 | 0 | 0 | 0 | 0 | 0 | 0 | 0 | 0 | 4531 | 4531 | 4531 | 0 | 0
|  | Distributed Solar | 0.53 | 0.212 | 0.53 | 0 | 0 | 0.318 | 0.318 | 0.318 | 0 | 0 | 1.166 | 1.166 | 1.166 | 0 | 1.166 | 2.862 | 2.862 | 0 | 0 | 0 | 0 | 0 | 0 | 0 | 0 | 0 | 0 | 0 | 0.318 | 0 | 0.0252 | 0.0252 | 0 | 0.0252 | 0 | 0 | 0 | 0 | 0 | 0 | 0 | 0 | 0 | 1.225 | 4.414 | 0.15 | 0.496 | 0.425 | 0 | 0.8 | 2.045 | 1.025 | 1.175 | 0 | 1.26 | 1.45 | 0.161 | 1.962 | 2.9428 | 2.9428 | 4.6798 | 0 | 0.52 | 2.2077 | 3.9177 | 1.175 | 0.77 | 0 | 0.52 | 0 | 0 | 0.23 | 0 | 3.861 | 1.2838 | 4.138 | 6.887 | 2.076 | 5.632 | 0 | 1.62 | 0.73 | 5.609 | 4.482 | 0 | 6.496 | 6.962 | 0.766 | 0.8 | 0.5 | 0.5 | 1.175 | 0.5 | 0.5 | 0 | 1.062 | 0.262 | 0.3 | 0.8 | 0.3 | 0 | 0.5 | 0 | 1.224 | 1.786 | 1.275 | 0.4
|  | Solar | 165.466 | 143.736 | 57.982 | 96.99 | 13.25 | 21.73 | 34.98 | 34.98 | 0 | 0 | 0 | 0 | 0 | 0 | 55.332 | 55.332 | 79.712 | 24.38 | 53 | 247.51 | 75.26 | 247.51 | 0 | 74.2 | 10.6 | 128.26 | 5.3 | 119.25 | 207.23 | 0 | 0 | 0 | 0 | 0 | 7.5 | 15 | 7.5 | 0 | 0 | 0 | 0 | 0 | 0 | 10.5 | 20.5 | 0 | 0 | 0 | 0 | 0 | 56 | 0 | 0 | 0 | 0 | 0 | 2.5 | 2.5 | 42.5 | 2.5 | 20.5 | 0 | 0 | 2.5 | 0 | 0 | 0 | 0 | 0 | 0 | 0 | 0 | 0 | 2.5 | 20.5 | 123.65 | 271.65 | 14 | 4 | 0 | 0 | 0 | 14 | 14 | 45 | 261.75 | 266.65 | 0 | 145.65 | 46 | 46 | 209.75 | 155.65 | 155.65 | 36 | 46 | 0 | 46 | 46 | 0 | 0 | 46 | 0 | 99.65 | 119.65 | 180.65 | 0
|  | Battery_4hr | 1706 | 2090 | 2026.9 | 600 | 769.9 | 415 | 1199.9 | 1199.9 | 0 | 0 | 1315 | 425 | 1845 | 0 | 546 | 546 | 746 | 200 | 204 | 2585.15 | 500 | 3010.15 | 0 | 2060 | 416 | 2761.15 | 250 | 1105 | 4360.05 | 389.6 | 10.22 | 60.22 | 609.25 | 60.22 | 829.9 | 701.15 | 829.9 | 10 | 174 | 300.9 | 400.9 | 419.35 | 350 | 249 | 375 | 0 | 38 | 0 | 0 | 50 | 634.5 | 50 | 0 | 0 | 20 | 20 | 41 | 472.02 | 193 | 193 | 1016.02 | 0 | 50 | 158.8 | 668.8 | 50 | 0 | 0 | 50 | 200 | 200 | 460 | 260 | 604.82 | 242.2 | 873.131 | 2060.531 | 110 | 30 | 0 | 0 | 0 | 110 | 110 | 156.4 | 1924.031 | 2160.131 | 40 | 1387.631 | 502.5 | 534.5 | 1733.331 | 1297.631 | 1297.631 | 502.5 | 542.5 | 0 | 502.5 | 624.5 | 0 | 0 | 502.5 | 0 | 993.531 | 1323.531 | 1487.231 | 0
|  | Battery_8hr | 453.5 | 684 | 359 | 225 | 0 | 0 | 0 | 0 | 0 | 0 | 296.5 | 213 | 446.5 | 0 | 90 | 150 | 265 | 115 | 200 | 1180 | 550 | 1380 | 0 | 770 | 0 | 970 | 0 | 280 | 830 | 92 | 0 | 0 | 92 | 0 | 192 | 100 | 192 | 0 | 0 | 0 | 0 | 92 | 0 | 0 | 558.4 | 0 | 0 | 0 | 0 | 0 | 721 | 0 | 0 | 0 | 0 | 0 | 0 | 505.6 | 88.4 | 38.4 | 770 | 0 | 0 | 88.4 | 538.4 | 0 | 0 | 0 | 0 | 6 | 6 | 450 | 144 | 156 | 208.4 | 580 | 1526 | 0 | 50 | 0 | 50 | 50 | 0 | 50 | 140 | 1342 | 1397 | 0 | 481 | 251 | 251 | 1407 | 531 | 531 | 251 | 251 | 0 | 251 | 301 | 0 | 0 | 251 | 0 | 1030 | 1032 | 652 | 0
|  | LDES | 481 | 481 | 0 | 0 | 0 | 0 | 0 | 0 | 0 | 0 | 0 | 0 | 0 | 0 | 0 | 0 | 0 | 0 | 0 | 0 | 0 | 0 | 0 | 0 | 0 | 0 | 0 | 0 | 0 | 499 | 499 | 0 | 499 | 0 | 499 | 0 | 499 | 0 | 0 | 0 | 0 | 499 | 0 | 0 | 5 | 0 | 0 | 0 | 0 | 0 | 0 | 0 | 0 | 0 | 0 | 0 | 0 | 0 | 0 | 0 | 0 | 0 | 0 | 0 | 0 | 0 | 0 | 0 | 0 | 0 | 0 | 0 | 0 | 0 | 5 | 0 | 0 | 0 | 0 | 0 | 0 | 0 | 0 | 0 | 0 | 0 | 0 | 0 | 0 | 0 | 0 | 0 | 0 | 0 | 0 | 0 | 0 | 0 | 0 | 0 | 0 | 0 | 0 | 0 | 0 | 0 | 0
|  | Total | 3232.044 | 3824.496 | 2523.392 | 991.058 | 784.15 | 437.048 | 1236.198 | 1236.198 | 0 | 0 | 1618.266 | 644.766 | 2298.266 | 1.5 | 805.398 | 867.094 | 1401.424 | 534.33 | 457 | 13258.297 | 1125.26 | 14623.297 | 0 | 3924.743 | 426.6 | 8980.973 | 978.1 | 2511.12 | 15034.135 | 980.6 | 509.2452 | 60.2452 | 1742.27 | 60.2452 | 2205.22 | 1492.97 | 2205.22 | 10 | 224 | 977.72 | 942.92 | 1010.35 | 350 | 431.885 | 2351.7815 | 0.15 | 205.656 | 26.525 | 133 | 85.8075 | 1614.5525 | 92.0325 | 42.1825 | 0 | 21.26 | 21.45 | 45.661 | 1148.242 | 831.3178 | 472.8027 | 2326.6047 | 0 | 61.52 | 475.0828 | 1704.4203 | 96.1825 | 0.77 | 0 | 50.52 | 206 | 206 | 983.35 | 405.8 | 1085.106 | 959.7688 | 1765.794 | 4472.943 | 126.076 | 94.632 | 0 | 56.62 | 55.73 | 140.609 | 184.482 | 341.4 | 3987.372 | 4283.838 | 101.641 | 2167.081 | 950 | 982 | 3665.351 | 2205.101 | 2205.101 | 933.5 | 1042.437 | 50.137 | 946.8 | 1122.3 | 135.3 | 0 | 951 | 4531 | 6726.725 | 7191.842 | 2443.376 | 0.4
| SSN Output | SSN
|  | Geothermal | 0 | 0 | 0 | 0 | 0 | 0 | 0 | 0 | 0 | 0 | 0 | 0 | 0 | 0 | 0 | 0 | 0 | 0 | 0 | 866 | 0 | 1606 | 0 | 740 | 0 | 790 | 500 | 500 | 866 | 0 | 0 | 0 | 50 | 0 | 50 | 50 | 50 | 0 | 50 | 50 | 50 | 0 | 0 | 92 | 75 | 0 | 92 | 0 | 0 | 0 | 0 | 0 | 0 | 0 | 0 | 0 | 0 | 92 | 60 | 92 | 92 | 0 | 0 | 60 | 60 | 0 | 0 | 0 | 0 | 0 | 0 | 0 | 0 | 43 | 92 | 0 | 0 | 0 | 0 | 0 | 0 | 0 | 0 | 0 | 0 | 0 | 0 | 0 | 0 | 0 | 0 | 0 | 0 | 0 | 0 | 0 | 0 | 0 | 0 | 0 | 0 | 0 | 0 | 0 | 0 | 0 | 0
|  | Biomass | 0 | 0 | 1 | 0 | 1 | 0 | 1 | 1 | 0 | 0 | 5.6 | 5.6 | 5.6 | 1.5 | 1.5 | 1.5 | 1.5 | 0 | 0 | 0 | 0 | 0 | 0 | 2.6 | 0 | 2.6 | 0 | 0 | 1 | 0 | 0 | 0 | 0 | 0 | 0 | 0 | 0 | 0 | 0 | 0 | 0 | 0 | 0 | 10 | 90.2 | 0 | 6 | 26.1 | 0 | 24.7 | 57.7 | 30.7 | 30.7 | 0 | 0 | 0 | 2 | 5 | 8.9 | 8.3 | 31.72 | 0 | 11 | 6.9 | 67.22 | 34.7 | 0 | 0 | 0 | 0 | 0 | 6.62 | 1.8 | 18.9 | 12 | 2 | 26 | 0 | 5 | 0 | 5 | 5 | 11 | 6 | 0 | 30.82 | 30.82 | 11 | 19 | 17 | 17 | 24.82 | 20.82 | 20.82 | 11 | 19 | 0 | 14 | 17 | 2 | 0 | 18 | 0 | 4.82 | 1 | 15.82 | 0
|  | Wind | 158.912 | 158.912 | 29.12 | 25.792 | 0 | 0 | 0 | 0 | 0 | 0 | 0 | 0 | 0 | 0 | 41.6 | 41.6 | 114.4 | 72.8 | 0 | 576.16 | 0 | 576.16 | 0 | 103.792 | 0 | 490.672 | 83.2 | 189.28 | 721.76 | 0 | 0 | 0 | 163.52 | 0 | 208.32 | 208.32 | 208.32 | 0 | 0 | 208.32 | 163.52 | 0 | 0 | 16.952 | 299.8385 | 0 | 16.952 | 0 | 32.6 | 2.5265 | 35.1265 | 2.5265 | 2.5265 | 0 | 0 | 0 | 0 | 16.952 | 106.765 | 33.252 | 96.007 | 0 | 0 | 38.305 | 89.7315 | 2.5265 | 0 | 0 | 0 | 0 | 0 | 16.3 | 0 | 62.755 | 92.747 | 44.825 | 142.625 | 0 | 0 | 0 | 0 | 0 | 0 | 0 | 0 | 103.505 | 103.505 | 12.225 | 32.6 | 32.6 | 32.6 | 70.905 | 48.9 | 48.9 | 32.6 | 44.825 | 12.225 | 32.6 | 32.6 | 32.6 | 0 | 32.6 | 0 | 16.3 | 44.825 | 26.08 | 0
|  | OOS Wind | 0 | 0 | 0 | 0 | 0 | 0 | 0 | 0 | 0 | 0 | 0 | 0 | 0 | 0 | 0 | 0 | 0 | 0 | 0 | 3571.435 | 0 | 3571.435 | 0 | 0 | 0 | 1575 | 0 | 0 | 3571.435 | 0 | 0 | 0 | 0 | 0 | 0 | 0 | 0 | 0 | 0 | 0 | 0 | 0 | 0 | 0 | 0 | 0 | 0 | 0 | 0 | 0 | 0 | 0 | 0 | 0 | 0 | 0 | 0 | 0 | 0 | 0 | 0 | 0 | 0 | 0 | 0 | 0 | 0 | 0 | 0 | 0 | 0 | 0 | 0 | 0 | 0 | 0 | 0 | 0 | 0 | 0 | 0 | 0 | 0 | 0 | 0 | 0 | 0 | 0 | 0 | 0 | 0 | 0 | 0 | 0 | 0 | 0 | 0 | 0 | 0 | 0 | 0 | 0 | 0 | 0 | 0 | 0 | 0
|  | Offshore Wind | 0 | 0 | 0 | 0 | 0 | 0 | 0 | 0 | 0 | 0 | 0 | 0 | 0 | 0 | 0 | 0 | 0 | 0 | 0 | 0 | 0 | 0 | 0 | 0 | 0 | 0 | 0 | 0 | 0 | 0 | 0 | 0 | 0 | 0 | 0 | 0 | 0 | 0 | 0 | 0 | 0 | 0 | 0 | 0 | 0 | 0 | 0 | 0 | 0 | 0 | 0 | 0 | 0 | 0 | 0 | 0 | 0 | 0 | 0 | 0 | 0 | 0 | 0 | 0 | 0 | 0 | 0 | 0 | 0 | 0 | 0 | 0 | 0 | 0 | 0 | 0 | 0 | 0 | 0 | 0 | 0 | 0 | 0 | 0 | 0 | 0 | 0 | 0 | 0 | 0 | 0 | 0 | 0 | 0 | 0 | 0 | 0 | 0 | 0 | 0 | 0 | 0 | 2211.128 | 2211.128 | 2211.128 | 0 | 0
|  | Distributed Solar | 2.135 | 0.854 | 2.135 | 0 | 0 | 1.281 | 1.281 | 1.281 | 0 | 0 | 4.697 | 4.697 | 4.697 | 0 | 4.697 | 11.529 | 11.529 | 0 | 0 | 0 | 0 | 0 | 0 | 0 | 0 | 0 | 0 | 0 | 1.281 | 0 | 0.33768 | 0.33768 | 0 | 0.33768 | 0 | 0 | 0 | 0 | 0 | 0 | 0 | 0 | 0 | 6.811 | 24.5418 | 0.834 | 2.7578 | 2.363 | 0 | 4.448 | 11.3702 | 5.699 | 6.533 | 0 | 7.0056 | 8.062 | 0.89516 | 10.9087 | 16.3617 | 16.3617 | 26.0194 | 0 | 2.8912 | 12.2751 | 21.7827 | 6.533 | 4.2812 | 0 | 2.8912 | 0 | 0 | 1.2788 | 0 | 21.4672 | 7.1377 | 23.0073 | 38.2917 | 11.5426 | 31.3139 | 0 | 9.0072 | 4.0588 | 31.186 | 24.9199 | 0 | 36.1178 | 38.7087 | 4.259 | 4.448 | 2.78 | 2.78 | 6.533 | 2.78 | 2.78 | 0 | 5.9047 | 1.4567 | 1.668 | 4.448 | 1.668 | 0 | 2.78 | 0 | 6.8054 | 9.9302 | 7.089 | 2.224
|  | Solar | 666.547 | 579.012 | 233.569 | 390.705 | 53.375 | 87.535 | 140.91 | 140.91 | 0 | 0 | 0 | 0 | 0 | 0 | 222.894 | 222.894 | 321.104 | 98.21 | 213.5 | 997.045 | 303.17 | 997.045 | 0 | 298.9 | 42.7 | 516.67 | 21.35 | 480.375 | 834.785 | 0 | 0 | 0 | 0 | 0 | 100.5 | 201 | 100.5 | 0 | 0 | 0 | 0 | 0 | 0 | 58.38 | 113.98 | 0 | 0 | 0 | 0 | 0 | 311.36 | 0 | 0 | 0 | 0 | 0 | 13.9 | 13.9 | 236.3 | 13.9 | 113.98 | 0 | 0 | 13.9 | 0 | 0 | 0 | 0 | 0 | 0 | 0 | 0 | 0 | 13.9 | 113.98 | 687.494 | 1510.374 | 77.84 | 22.24 | 0 | 0 | 0 | 77.84 | 77.84 | 250.2 | 1455.33 | 1482.574 | 0 | 809.814 | 255.76 | 255.76 | 1166.21 | 865.414 | 865.414 | 200.16 | 255.76 | 0 | 255.76 | 255.76 | 0 | 0 | 255.76 | 0 | 554.054 | 665.254 | 1004.414 | 0
|  | Battery_4hr | 853 | 1045 | 1013.45 | 300 | 384.95 | 207.5 | 599.95 | 599.95 | 0 | 0 | 657.5 | 212.5 | 922.5 | 0 | 273 | 273 | 373 | 100 | 102 | 1292.575 | 250 | 1505.075 | 0 | 1030 | 208 | 1380.575 | 125 | 552.5 | 2180.025 | 194.8 | 5.11 | 30.11 | 304.625 | 30.11 | 414.95 | 350.575 | 414.95 | 5 | 87 | 150.45 | 200.45 | 209.675 | 175 | 124.5 | 187.5 | 0 | 19 | 0 | 0 | 25 | 317.25 | 25 | 0 | 0 | 10 | 10 | 20.5 | 236.01 | 96.5 | 96.5 | 508.01 | 0 | 25 | 79.4 | 334.4 | 25 | 0 | 0 | 25 | 100 | 100 | 230 | 130 | 302.41 | 121.1 | 436.5655 | 1030.2655 | 55 | 15 | 0 | 0 | 0 | 55 | 55 | 78.2 | 962.0155 | 1080.0655 | 20 | 693.8155 | 251.25 | 267.25 | 866.6655 | 648.8155 | 648.8155 | 251.25 | 271.25 | 0 | 251.25 | 312.25 | 0 | 0 | 251.25 | 0 | 496.7655 | 661.7655 | 743.6155 | 0
|  | Battery_8hr | 226.75 | 342 | 179.5 | 112.5 | 0 | 0 | 0 | 0 | 0 | 0 | 148.25 | 106.5 | 223.25 | 0 | 45 | 75 | 132.5 | 57.5 | 100 | 590 | 275 | 690 | 0 | 385 | 0 | 485 | 0 | 140 | 415 | 46 | 0 | 0 | 46 | 0 | 96 | 50 | 96 | 0 | 0 | 0 | 0 | 46 | 0 | 0 | 279.2 | 0 | 0 | 0 | 0 | 0 | 360.5 | 0 | 0 | 0 | 0 | 0 | 0 | 252.8 | 44.2 | 19.2 | 385 | 0 | 0 | 44.2 | 269.2 | 0 | 0 | 0 | 0 | 3 | 3 | 225 | 72 | 78 | 104.2 | 290 | 763 | 0 | 25 | 0 | 25 | 25 | 0 | 25 | 70 | 671 | 698.5 | 0 | 240.5 | 125.5 | 125.5 | 703.5 | 265.5 | 265.5 | 125.5 | 125.5 | 0 | 125.5 | 150.5 | 0 | 0 | 125.5 | 0 | 515 | 516 | 326 | 0
|  | LDES | 240.5 | 240.5 | 0 | 0 | 0 | 0 | 0 | 0 | 0 | 0 | 0 | 0 | 0 | 0 | 0 | 0 | 0 | 0 | 0 | 0 | 0 | 0 | 0 | 0 | 0 | 0 | 0 | 0 | 0 | 249.5 | 249.5 | 0 | 249.5 | 0 | 249.5 | 0 | 249.5 | 0 | 0 | 0 | 0 | 249.5 | 0 | 0 | 2.5 | 0 | 0 | 0 | 0 | 0 | 0 | 0 | 0 | 0 | 0 | 0 | 0 | 0 | 0 | 0 | 0 | 0 | 0 | 0 | 0 | 0 | 0 | 0 | 0 | 0 | 0 | 0 | 0 | 0 | 2.5 | 0 | 0 | 0 | 0 | 0 | 0 | 0 | 0 | 0 | 0 | 0 | 0 | 0 | 0 | 0 | 0 | 0 | 0 | 0 | 0 | 0 | 0 | 0 | 0 | 0 | 0 | 0 | 0 | 0 | 0 | 0 | 0
|  | Total | 2147.844 | 2366.278 | 1458.774 | 828.997 | 439.325 | 296.316 | 743.141 | 743.141 | 0 | 0 | 816.047 | 329.297 | 1156.047 | 1.5 | 588.691 | 625.523 | 954.033 | 328.51 | 415.5 | 7893.215 | 828.17 | 8945.715 | 0 | 2560.292 | 250.7 | 5240.517 | 729.55 | 1862.155 | 8591.286 | 490.3 | 254.9477 | 30.4477 | 813.645 | 30.4477 | 1119.27 | 859.895 | 1119.27 | 5 | 137 | 408.77 | 413.97 | 505.175 | 175 | 308.643 | 1072.7603 | 0.834 | 136.7098 | 28.463 | 32.6 | 56.6745 | 1093.3067 | 63.9255 | 39.7595 | 0 | 17.0056 | 18.062 | 37.2952 | 627.5707 | 569.0267 | 279.5137 | 1252.7364 | 0 | 38.8912 | 254.9801 | 842.3342 | 68.7595 | 4.2812 | 0 | 27.8912 | 103 | 103 | 479.1988 | 203.8 | 540.4322 | 545.6647 | 1483.8918 | 3510.5562 | 144.3826 | 98.5539 | 0 | 39.0072 | 34.0588 | 175.026 | 188.7599 | 398.4 | 3258.7883 | 3434.1732 | 47.484 | 1800.1775 | 684.89 | 700.89 | 2838.6335 | 1852.2295 | 1852.2295 | 620.51 | 722.2397 | 13.6817 | 680.778 | 772.558 | 36.268 | 0 | 685.89 | 2211.128 | 3804.8729 | 4109.9027 | 2123.0185 | 2.224
| EODS Output | EODS
|  | Geothermal | 0 | 0 | 0 | 0 | 0 | 0 | 0 | 0 | 0 | 0 | 0 | 0 | 0 | 0 | 0 | 0 | 0 | 0 | 0 | 866 | 0 | 1606 | 0 | 740 | 0 | 790 | 500 | 500 | 866 | 0 | 0 | 0 | 50 | 0 | 50 | 50 | 50 | 0 | 50 | 50 | 50 | 0 | 0 | 92 | 75 | 0 | 92 | 0 | 0 | 0 | 0 | 0 | 0 | 0 | 0 | 0 | 0 | 92 | 60 | 92 | 92 | 0 | 0 | 60 | 60 | 0 | 0 | 0 | 0 | 0 | 0 | 0 | 0 | 43 | 92 | 0 | 0 | 0 | 0 | 0 | 0 | 0 | 0 | 0 | 0 | 0 | 0 | 0 | 0 | 0 | 0 | 0 | 0 | 0 | 0 | 0 | 0 | 0 | 0 | 0 | 0 | 0 | 0 | 0 | 0 | 0 | 0
|  | Biomass | 0 | 0 | 0 | 0 | 0 | 0 | 0 | 0 | 0 | 0 | 0 | 0 | 0 | 0 | 0 | 0 | 0 | 0 | 0 | 0 | 0 | 0 | 0 | 0 | 0 | 0 | 0 | 0 | 0 | 0 | 0 | 0 | 0 | 0 | 0 | 0 | 0 | 0 | 0 | 0 | 0 | 0 | 0 | 0 | 0 | 0 | 0 | 0 | 0 | 0 | 0 | 0 | 0 | 0 | 0 | 0 | 0 | 0 | 0 | 0 | 0 | 0 | 0 | 0 | 0 | 0 | 0 | 0 | 0 | 0 | 0 | 0 | 0 | 0 | 0 | 0 | 0 | 0 | 0 | 0 | 0 | 0 | 0 | 0 | 0 | 0 | 0 | 0 | 0 | 0 | 0 | 0 | 0 | 0 | 0 | 0 | 0 | 0 | 0 | 0 | 0 | 0 | 0 | 0 | 0 | 0 | 0
|  | Wind | 336.16 | 336.16 | 61.6 | 54.56 | 0 | 0 | 0 | 0 | 0 | 0 | 0 | 0 | 0 | 0 | 88 | 88 | 242 | 154 | 0 | 1218.8 | 0 | 1218.8 | 0 | 219.56 | 0 | 1037.96 | 176 | 400.4 | 1526.8 | 0 | 0 | 0 | 642.4 | 0 | 818.4 | 818.4 | 818.4 | 0 | 0 | 818.4 | 642.4 | 0 | 0 | 65.52 | 1158.885 | 0 | 65.52 | 0 | 126 | 9.765 | 135.765 | 9.765 | 9.765 | 0 | 0 | 0 | 0 | 65.52 | 412.65 | 128.52 | 371.07 | 0 | 0 | 148.05 | 346.815 | 9.765 | 0 | 0 | 0 | 0 | 0 | 63 | 0 | 242.55 | 358.47 | 121 | 385 | 0 | 0 | 0 | 0 | 0 | 0 | 0 | 0 | 279.4 | 279.4 | 33 | 88 | 88 | 88 | 191.4 | 132 | 132 | 88 | 121 | 33 | 88 | 88 | 88 | 0 | 88 | 0 | 44 | 121 | 70.4 | 0
|  | OOS Wind | 0 | 0 | 0 | 0 | 0 | 0 | 0 | 0 | 0 | 0 | 0 | 0 | 0 | 0 | 0 | 0 | 0 | 0 | 0 | 6836.747 | 0 | 6836.747 | 0 | 0 | 0 | 3015 | 0 | 0 | 6836.747 | 0 | 0 | 0 | 0 | 0 | 0 | 0 | 0 | 0 | 0 | 0 | 0 | 0 | 0 | 0 | 0 | 0 | 0 | 0 | 0 | 0 | 0 | 0 | 0 | 0 | 0 | 0 | 0 | 0 | 0 | 0 | 0 | 0 | 0 | 0 | 0 | 0 | 0 | 0 | 0 | 0 | 0 | 0 | 0 | 0 | 0 | 0 | 0 | 0 | 0 | 0 | 0 | 0 | 0 | 0 | 0 | 0 | 0 | 0 | 0 | 0 | 0 | 0 | 0 | 0 | 0 | 0 | 0 | 0 | 0 | 0 | 0 | 0 | 0 | 0 | 0 | 0 | 0
|  | Offshore Wind | 0 | 0 | 0 | 0 | 0 | 0 | 0 | 0 | 0 | 0 | 0 | 0 | 0 | 0 | 0 | 0 | 0 | 0 | 0 | 0 | 0 | 0 | 0 | 0 | 0 | 0 | 0 | 0 | 0 | 0 | 0 | 0 | 0 | 0 | 0 | 0 | 0 | 0 | 0 | 0 | 0 | 0 | 0 | 0 | 0 | 0 | 0 | 0 | 0 | 0 | 0 | 0 | 0 | 0 | 0 | 0 | 0 | 0 | 0 | 0 | 0 | 0 | 0 | 0 | 0 | 0 | 0 | 0 | 0 | 0 | 0 | 0 | 0 | 0 | 0 | 0 | 0 | 0 | 0 | 0 | 0 | 0 | 0 | 0 | 0 | 0 | 0 | 0 | 0 | 0 | 0 | 0 | 0 | 0 | 0 | 0 | 0 | 0 | 0 | 0 | 0 | 0 | 4531 | 4531 | 4531 | 0 | 0
|  | Distributed Solar | 3.85 | 1.54 | 3.85 | 0 | 0 | 2.31 | 2.31 | 2.31 | 0 | 0 | 8.47 | 8.47 | 8.47 | 0 | 8.47 | 20.79 | 20.79 | 0 | 0 | 0 | 0 | 0 | 0 | 0 | 0 | 0 | 0 | 0 | 2.31 | 0 | 0.6636 | 0.6636 | 0 | 0.6636 | 0 | 0 | 0 | 0 | 0 | 0 | 0 | 0 | 0 | 8.33 | 30.0152 | 1.02 | 3.3728 | 2.89 | 0 | 5.44 | 13.906 | 6.97 | 7.99 | 0 | 8.568 | 9.86 | 1.0948 | 13.3416 | 20.0107 | 20.0107 | 31.8223 | 0 | 3.536 | 15.0127 | 26.6407 | 7.99 | 5.236 | 0 | 3.536 | 0 | 0 | 1.564 | 0 | 26.2548 | 8.7295 | 32.6902 | 54.4073 | 16.4004 | 44.4928 | 0 | 12.798 | 5.767 | 44.3111 | 35.4078 | 0 | 51.3184 | 54.9998 | 6.0514 | 6.32 | 3.95 | 3.95 | 9.2825 | 3.95 | 3.95 | 0 | 8.3898 | 2.0698 | 2.37 | 6.32 | 2.37 | 0 | 3.95 | 0 | 9.6696 | 14.1094 | 10.0725 | 3.16
|  | Solar | 1201.97 | 1044.12 | 421.19 | 704.55 | 96.25 | 157.85 | 254.1 | 254.1 | 0 | 0 | 0 | 0 | 0 | 0 | 401.94 | 401.94 | 579.04 | 177.1 | 385 | 1797.95 | 546.7 | 1797.95 | 0 | 539 | 77 | 931.7 | 38.5 | 866.25 | 1505.35 | 0 | 0 | 0 | 0 | 0 | 197.5 | 395 | 197.5 | 0 | 0 | 0 | 0 | 0 | 0 | 71.4 | 139.4 | 0 | 0 | 0 | 0 | 0 | 380.8 | 0 | 0 | 0 | 0 | 0 | 17 | 17 | 289 | 17 | 139.4 | 0 | 0 | 17 | 0 | 0 | 0 | 0 | 0 | 0 | 0 | 0 | 0 | 17 | 139.4 | 976.835 | 2146.035 | 110.6 | 31.6 | 0 | 0 | 0 | 110.6 | 110.6 | 355.5 | 2067.825 | 2106.535 | 0 | 1150.635 | 363.4 | 363.4 | 1657.025 | 1229.635 | 1229.635 | 284.4 | 363.4 | 0 | 363.4 | 363.4 | 0 | 0 | 363.4 | 0 | 787.235 | 945.235 | 1427.135 | 0
|  | Battery_4hr | -1706 | -2090 | -2026.9 | -600 | -769.9 | -415 | -1199.9 | -1199.9 | 0 | 0 | -1315 | -425 | -1845 | 0 | -546 | -546 | -746 | -200 | -204 | -2585.15 | -500 | -3010.15 | 0 | -2060 | -416 | -2761.15 | -250 | -1105 | -4360.05 | -389.6 | -10.22 | -60.22 | -609.25 | -60.22 | -829.9 | -701.15 | -829.9 | -10 | -174 | -300.9 | -400.9 | -419.35 | -350 | -249 | -375 | 0 | -38 | 0 | 0 | -50 | -634.5 | -50 | 0 | 0 | -20 | -20 | -41 | -472.02 | -193 | -193 | -1016.02 | 0 | -50 | -158.8 | -668.8 | -50 | 0 | 0 | -50 | -200 | -200 | -460 | -260 | -604.82 | -242.2 | -873.131 | -2060.531 | -110 | -30 | 0 | 0 | 0 | -110 | -110 | -156.4 | -1924.031 | -2160.131 | -40 | -1387.631 | -502.5 | -534.5 | -1733.331 | -1297.631 | -1297.631 | -502.5 | -542.5 | 0 | -502.5 | -624.5 | 0 | 0 | -502.5 | 0 | -993.531 | -1323.531 | -1487.231 | 0
|  | Battery_8hr | -453.5 | -684 | -359 | -225 | 0 | 0 | 0 | 0 | 0 | 0 | -296.5 | -213 | -446.5 | 0 | -90 | -150 | -265 | -115 | -200 | -1180 | -550 | -1380 | 0 | -770 | 0 | -970 | 0 | -280 | -830 | -92 | 0 | 0 | -92 | 0 | -192 | -100 | -192 | 0 | 0 | 0 | 0 | -92 | 0 | 0 | -558.4 | 0 | 0 | 0 | 0 | 0 | -721 | 0 | 0 | 0 | 0 | 0 | 0 | -505.6 | -88.4 | -38.4 | -770 | 0 | 0 | -88.4 | -538.4 | 0 | 0 | 0 | 0 | -6 | -6 | -450 | -144 | -156 | -208.4 | -580 | -1526 | 0 | -50 | 0 | -50 | -50 | 0 | -50 | -140 | -1342 | -1397 | 0 | -481 | -251 | -251 | -1407 | -531 | -531 | -251 | -251 | 0 | -251 | -301 | 0 | 0 | -251 | 0 | -1030 | -1032 | -652 | 0
|  | LDES | -481 | -481 | 0 | 0 | 0 | 0 | 0 | 0 | 0 | 0 | 0 | 0 | 0 | 0 | 0 | 0 | 0 | 0 | 0 | 0 | 0 | 0 | 0 | 0 | 0 | 0 | 0 | 0 | 0 | -499 | -499 | 0 | -499 | 0 | -499 | 0 | -499 | 0 | 0 | 0 | 0 | -499 | 0 | 0 | -5 | 0 | 0 | 0 | 0 | 0 | 0 | 0 | 0 | 0 | 0 | 0 | 0 | 0 | 0 | 0 | 0 | 0 | 0 | 0 | 0 | 0 | 0 | 0 | 0 | 0 | 0 | 0 | 0 | 0 | -5 | 0 | 0 | 0 | 0 | 0 | 0 | 0 | 0 | 0 | 0 | 0 | 0 | 0 | 0 | 0 | 0 | 0 | 0 | 0 | 0 | 0 | 0 | 0 | 0 | 0 | 0 | 0 | 0 | 0 | 0 | 0 | 0
|  | Total | -1098.52 | -1873.18 | -1899.26 | -65.89 | -673.65 | -254.84 | -943.49 | -943.49 | 0 | 0 | -1603.03 | -629.53 | -2283.03 | 0 | -137.59 | -185.27 | -169.17 | 16.1 | -19 | 6954.347 | -503.3 | 7069.347 | 0 | -1331.44 | -339 | 2043.51 | 464.5 | 381.65 | 5547.157 | -980.6 | -508.5564 | -59.5564 | -507.85 | -59.5564 | -455 | 462.25 | -455 | -10 | -124 | 567.5 | 291.5 | -1010.35 | -350 | -11.75 | 464.9002 | 1.02 | 122.8928 | 2.89 | 126 | -34.795 | -825.029 | -33.265 | 17.755 | 0 | -11.432 | -10.14 | -22.9052 | -789.7584 | 500.2607 | 26.1307 | -1151.7277 | 0 | -46.464 | -7.1373 | -773.7443 | -32.245 | 5.236 | 0 | -46.464 | -206 | -206 | -845.436 | -404 | -432.0152 | 142.9995 | -322.6058 | -1001.0887 | 17.0004 | -3.9072 | 0 | -37.202 | -44.233 | 44.9111 | -13.9922 | 59.1 | -867.4876 | -1116.1962 | -0.9486 | -623.676 | -298.15 | -330.15 | -1282.6235 | -463.046 | -463.046 | -381.1 | -300.7102 | 35.0698 | -299.73 | -467.78 | 90.37 | 0 | -298.15 | 4531 | 3348.3736 | 3255.8134 | -631.6235 | 3.16
Incorporates Approved Upgrades
| Remaining Tx Headroom | HSN | 2645.2732 | 4064.207 | 1541.7332 | 782.032 | 2975.95 | 730.7002 | -659.6838 | -659.6838 | 0 | 0 | 5071.734 | 2889.234 | 11262.334 | 0.288 | 1265.378 | 1268.682 | 926.352 | 13.67 | -221.1996 | -2408.967 | 1174.74 | -6514.967 | 0 | 2887.1218 | 15.4 | -558.3782 | -718.1 | -404.37 | -6146.0908 | 429.4 | -498.9952 | 345.7548 | -112.055 | 164.7548 | -217.205 | 2090.97 | -48.205 | 264 | 726.4 | -691.705 | -331.905 | -445.35 | 151 | 3342.315 | -1886.4315 | 75.85 | 1348.544 | 563.475 | -119 | 0.1925 | 164.1265 | 324.9675 | 886.8175 | 0 | 2026.74 | 2675.55 | 1332.339 | 2877.958 | -472.1678 | 179.5473 | 878.6243 | 29 | 3.859 | 2687.0673 | 864.5167 | 3501.0175 | 960.23 | 60.379 | 1020.859 | 747 | 593 | 3205.15 | -349.3 | 2106.423 | -504.4188 | -928.494 | -2895.395 | 17.924 | 1774.368 | 51 | 206.38 | 53.27 | 1069.043 | 70.518 | 86.6 | -1193.768 | -1019.234 | 170.359 | 0.019 | 1853.1 | -344.9 | 4293.643 | 5540.789 | 5540.789 | -324.72 | 583.963 | 1510.163 | 2652.3 | 2169.23 | 111.7 | 4 | 262.3 | 672 | 2935.785 | 63.468 | -392.082 | 84.6
|  | SSN | 3877.7734 | 5712.1105 | 2803.2294 | 982.658 | 3335.775 | 842.5659 | -113.0121 | -113.0121 | 27.481 | 27.481 | 5878.953 | 3209.703 | 12489.753 | -0.354 | 1446.951 | 1475.119 | 1338.609 | 219.49 | 49.2318 | 3143.6625 | 1471.83 | -537.3375 | 0 | 4696.7392 | 331.3 | 3700.2667 | -469.55 | 236.97 | 600.4204 | 964.7 | 30.3023 | 375.5523 | 1261.055 | 197.5523 | 1143.23 | 2775.25 | 1312.23 | 269 | 979.26 | 66.73 | 436.53 | 379.825 | 326 | 3565.557 | -134.2303 | 75.166 | 1417.4902 | 561.537 | -18.6 | 32.3255 | 880.3405 | 356.0745 | 892.2405 | 0 | 2130.9944 | 2778.938 | 1340.7048 | 3673.6293 | 85.3033 | 668.0163 | 2739.5908 | 29 | 102.156 | 3252.3499 | 2490.4106 | 3597.4405 | 956.7188 | 65.0472 | 1048.156 | 850 | 696 | 4029.0512 | -18.55 | 3155.9451 | 104.8653 | -596.7418 | -1843.223 | -0.38256 | 1770.4461 | 51 | 223.9928 | 74.9412 | 1130.2584 | 66.2401 | -16 | -455.9559 | -185.6408 | 224.516 | 295.7225 | 2047.01 | -134.99 | 5455.4633 | 5838.4605 | 5838.4605 | -82.93 | 887.8103 | 1596.4683 | 2847.122 | 2447.772 | 210.732 | 4 | 522.21 | 2991.872 | 6116.7127 | 3177.0829 | -48.5717 | 82.776
|  | EODS | 8531.174 | 11279.815 | 7053.774 | 2448.94 | 4495.65 | 1536.709 | 1447.509 | 1447.509 | 0.005 | 0.005 | 8313.03 | 4183.53 | 16184.43 | -0.24 | 1210.9 | 1308.58 | 1527.48 | 531.9 | 1731.548 | 4247.678 | 2803.3 | 8655.538 | 300 | 11465.116 | 2110.5 | 11884.641 | -359.5 | 2339.1 | 3670.387 | 2570.6 | 1359.0564 | 465.5564 | 2253.85 | 296.5564 | 3523 | 5545.775 | 7619 | 284 | 1825.2 | 591.5 | 1259.5 | 2855.35 | 851 | 4185.95 | 1728.5998 | 74.98 | 1431.3072 | 587.11 | 57 | 266.795 | 3635.2114 | 462.265 | 923.245 | 0 | 1481.432 | 2559.14 | 539.9052 | 5262.9584 | 653.0393 | 1629.3693 | 7325.9101 | 29 | 280.6464 | 4372.4373 | 6139.1027 | 3908.245 | 955.764 | 77.1824 | 1134.6464 | 811 | 845 | 6242.936 | 975.5 | 5463.4976 | 915.5005 | 596.3058 | 1447.9557 | 114.9996 | 1872.9072 | 53 | 300.202 | 221.033 | 1065.6609 | 254.8922 | 299.9 | 3970.9006 | 7370.1092 | 356.9486 | 1675.676 | 308.15 | 1120.15 | 2481.0075 | 6994.046 | 1008.046 | 753.6 | 299.4102 | 239.6302 | 3842.73 | 4207.78 | 9.63 | 0 | 555.15 | -4186 | 7482.4554 | 4258.2156 | 592.0075 | 24.84
|  | Trigger FCDS Upgrade | [18 empty] | YES | [7 empty] | YES |  | YES |  | YES | [8 empty] | YES | YES | YES |  |  | YES |  |  |  | YES | [9 empty] | YES | [13 empty] | YES |  | YES | YES | YES | [8 empty] | YES | YES |  |  |  | YES |  |  |  | YES
|  | Trigger EODS Upgrade | [102 empty] | YES
Final Tx Exceedances
Incorporates Triggered Upgrades
| Remaining Tx Headroom | HSN | 2645.2732 | 4064.207 | 1541.7332 | 782.032 | 2975.95 | 730.7002 | -659.6838 | -659.6838 | 0 | 0 | 5071.734 | 2889.234 | 11262.334 | 0.288 | 1265.378 | 1268.682 | 926.352 | 13.67 | 1148.8004 | -2408.967 | 1174.74 | -6514.967 | 0 | 2887.1218 | 15.4 | -558.3782 | 648.9 | -404.37 | 653.9092 | 429.4 | 201.0048 | 345.7548 | -112.055 | 164.7548 | -217.205 | 2090.97 | -48.205 | 264 | 726.4 | 4062.295 | 2190.095 | 1755.65 | 151 | 3342.315 | 6758.5685 | 75.85 | 1348.544 | 563.475 | -93 | 0.1925 | 164.1265 | 324.9675 | 886.8175 | 0 | 2026.74 | 2675.55 | 1332.339 | 2877.958 | 5561.8322 | 179.5473 | 878.6243 | 29 | 3.859 | 2687.0673 | 864.5167 | 3501.0175 | 960.23 | 60.379 | 1020.859 | 747 | 593 | 3205.15 | 362.7 | 2106.423 | 1261.5812 | 489.506 | 13995.605 | 17.924 | 1774.368 | 51 | 206.38 | 53.27 | 1069.043 | 70.518 | 86.6 | 13631.232 | 9018.766 | 170.359 | 0.019 | 1853.1 | 866.1 | 4293.643 | 5540.789 | 5540.789 | 2835.28 | 583.963 | 1510.163 | 2652.3 | 2169.23 | 111.7 | 4 | 262.3 | 4797 | 2935.785 | 63.468 | -392.082 | 84.6
|  | SSN | 3877.7734 | 5712.1105 | 2803.2294 | 982.658 | 3335.775 | 842.5659 | -113.0121 | -113.0121 | 27.481 | 27.481 | 5878.953 | 3209.703 | 12489.753 | -0.354 | 1446.951 | 1475.119 | 1338.609 | 219.49 | 1419.2318 | 3143.6625 | 1471.83 | -537.3375 | 0 | 4696.7392 | 331.3 | 3700.2667 | 897.45 | 236.97 | 7400.4204 | 964.7 | 730.3023 | 375.5523 | 1261.055 | 197.5523 | 1143.23 | 2775.25 | 1312.23 | 269 | 979.26 | 4820.73 | 2958.53 | 2580.825 | 326 | 3565.557 | 8510.7697 | 75.166 | 1417.4902 | 561.537 | 7.4 | 32.3255 | 880.3405 | 356.0745 | 892.2405 | 0 | 2130.9944 | 2778.938 | 1340.7048 | 3673.6293 | 6119.3033 | 668.0163 | 2739.5908 | 29 | 102.156 | 3252.3499 | 2490.4106 | 3597.4405 | 956.7188 | 65.0472 | 1048.156 | 850 | 696 | 4029.0512 | 693.45 | 3155.9451 | 1870.8654 | 821.2582 | 15047.777 | -0.38256 | 1770.4461 | 51 | 223.9928 | 74.9412 | 1130.2584 | 66.2401 | -16 | 14369.0441 | 9852.3592 | 224.516 | 295.7225 | 2047.01 | 1076.01 | 5455.4633 | 5838.4605 | 5838.4605 | 3077.07 | 887.8103 | 1596.4683 | 2847.122 | 2447.772 | 210.732 | 4 | 522.21 | 7116.872 | 6116.7127 | 3177.0829 | -48.5717 | 82.776
|  | EODS | 8531.174 | 11279.815 | 7053.774 | 2448.94 | 4495.65 | 1536.709 | 1447.509 | 1447.509 | 0.005 | 0.005 | 8313.03 | 4183.53 | 16184.43 | -0.24 | 1210.9 | 1308.58 | 1527.48 | 531.9 | 3030.548 | 4247.678 | 2803.3 | 8655.538 | 300 | 11465.116 | 2110.5 | 11884.641 | 570.5 | 2339.1 | 10470.387 | 2570.6 | 1359.0564 | 465.5564 | 2253.85 | 296.5564 | 3523 | 5545.775 | 7619 | 284 | 1825.2 | 5345.5 | 1259.5 | 2855.35 | 851 | 4185.95 | 1728.5998 | 74.98 | 1431.3072 | 587.11 | 82 | 266.795 | 3635.2114 | 462.265 | 923.245 | 0 | 1481.432 | 2559.14 | 539.9052 | 5262.9584 | 653.0393 | 1629.3693 | 7325.9101 | 29 | 280.6464 | 4372.4373 | 6139.1027 | 3908.245 | 955.764 | 77.1824 | 1134.6464 | 811 | 845 | 6242.936 | 975.5 | 5463.4976 | 915.5005 | 826.3058 | 2409.9557 | 114.9996 | 1872.9072 | 53 | 300.202 | 221.033 | 1065.6609 | 254.8922 | 299.9 | 10813.9006 | 11226.1092 | 356.9486 | 1675.676 | 308.15 | 1666.15 | 2481.0075 | 6994.046 | 1008.046 | 840.6 | 299.4102 | 239.6302 | 3842.73 | 4207.78 | 9.63 | 0 | 555.15 | -3791 | 7482.4554 | 4258.2156 | 592.0075 | 24.84

## TxCapabilityEstimates_2023_r2
Transmission capability estimates for use in the CPUC's IRP process - Revised 8/17/2023
Transmission Constraint | Affected Resource Locations | Condition Under Which Constraint is Binding (On-peak and/or Off-peak) | Estimated FCDS Capability Based on On-peak Study Resource Output (MW)** |  | ADNU & Cost Estimate ($million) |  | Estimated EODS Capability Based on Off-peak Study Resource Output (MW)** |  | AOPNU & Cost Estimate ($million) |  | Wind/Solar Area Designation | Type of FCDS Limit (Actual or Default) | Type of OPDS Limit (Actual or Default) | PTO Area | EODS Upgrade Same as FCDS | Project Already Approved | FCDS Estimated ISD | EODS Estimated ISD
|  |  | Transmission Plan Capability*** | Incremental due to ADNU | ADNU (Time to Construct or ISD) | Cost (2022$) | Transmission Plan Capability*** | Incremental due to AOPNU | AOPNU (Time to Construct) | Cost (2022$)
SCE Northern Interconnection Area Constraints
Antelope-Vincent Constraint | Tehachapi, Big Creek | On-Peak | 7396 | 1500 | Upgrade Antelope-Vincent No.1 and 2 500 kV Lines (2 yrs) | 13.2 | 7396 | N/A | N/A | N/A | Solar | Actual | Default | SCE | None | No | 2027
Vincent-Lugo Constraint | Tehachapi | On-Peak | 9184 | 2000 | Upgrade Vincent-Lugo No.1 and 2 500 kV Lines (4 yrs) | 85.9 | 9184 | N/A | N/A | N/A | Solar | Actual | Default | SCE | None | No | 2029
Pardee-Sylmar Constraint | Big Creek, Ventura | On-Peak | 4884 | 1800 | Install Phase Shifters at Pardee on the Pardee-Sylmar No. 1 and No. 2 230 kV Lines, Reconductor Pardee-Vincent No. 2 220 kV line (9 yrs) | 660 | 4884 | N/A | N/A | N/A | Solar | Actual | Default | SCE | None | No | 2034
Windhub Constraint | Tehachapi | On-Peak | 2400 | 2500 | New 500 kV Transmission Line from Whirlwind to Windhub 500 kV (9 yrs) | 612 | 2400 | N/A | N/A | N/A | Solar | Actual | Default | SCE | None | No | 2034
Moorpark-Pardee Constraint | Ventura | On-Peak | 3792 | 900 | Upgrade the Moorpark-Pardee #2 and #3 220 kV and Santa Clara-Vincent 220 kV lines (9 yrs) | 600 | 3792 | N/A | N/A | N/A | Solar | Actual | Default | SCE | None | No | 2034
North of Magunden Constraint | Big Creek | On-Peak | 1387 | 500 | Rebuild Magunden - Vestal No.2 230 kV and Magunden - Springville No.2 230 kV Lines (9 yrs) | 1253 | 1387 | N/A | N/A | N/A | Solar | Actual | Default | SCE | None | No | 2034
South of Magunden Constraint | Big Creek, Ventura | On-Peak, Off-Peak | 740 | 2000 | Rebuild various SOM lines (9 yrs) | 4358 | 500 | 2000 | Rebuild Magunden-Pastoria 230 kV line (9 yrs) | 66 | Solar | Actual | Default | SCE | No | No | 2034 | 2034
Antelope-Neenach Constraint | Antelope/Bailey/Pastoria area | On-Peak, Off-Peak | 0 | 2000 | Reconductor Antelope-Bailey 66 kV lines (2 yrs) | 100 | 0 | 15 | Bailey-Neenach-Westpac 66 kV line upgrade | 45 | Solar | Actual | Default | SCE | No | No | 2027 | 2028
SCE Metro Interconnection Area Constraints
Del Amo - Barre Area Constraint | LA Basin | On-Peak | 6700 | 1058 | Upgrade the Del Amo - Barre 220 kV Transmission Line (27 months) | 11 | 6700 | N/A | N/A | N/A | Solar | Actual | Default | SCE | None | No | 2027
Hinson - Del Amo Constraint | LA Basin | On-Peak | 3544 | 800 | Upgrade the Hinson - Del Amo 220 kV Transmission Line (27 months) | 28 | 3544 | N/A | N/A | N/A | Solar | Actual | Default | SCE | None | No | 2027
SCE Metro Area Default Constraint | LA Basin | None | 13731 | N/A | N/A | - | 13731 | N/A | N/A | N/A | Solar | Default | Default | SCE | None | No
SCE North of Lugo (NOL) Interconnection Area Constraints
Control to Inyokern area constraint | Inyokern_North | On-Peak | 55.7 | 186 | Build a new, series compensated Control-Inyokern 115 kV line and upgrade Inyo Phase Shifter (105 months) | 329 | 55 | N/A | N/A | N/A | Solar | Actual | Default | SCE | None | No | 2034
Kramer to Victor Area Constraint | Inyokern_North_Kramer Victor | On-Peak | 1300 | 1206 | Approved Project: Convert Kramer - Victor 115 kV lines to 230 kV (120 months) | N/A | 1300 | N/A | N/A | N/A | Solar | Actual | Default | SCE | None | Yes | 2033
Victor to Lugo Area Constraint | Inyokern_North_Kramer Victor | On-Peak | 1350 | 1221 | Approved project:Re-conductor the four Lugo-Victor 230 kV lines (54 months) | N/A | 1350 | N/A | N/A | N/A | Solar | Actual | Default | SCE | None | Yes | 2028
Lugo Transformer Area Constraint | Inyokern_North_Kramer, Victor, Pisgah | On-Peak | 1585 | 1178 | Approved project: Add a third 500/230 kV transformer at Lugo Substation (54 months) | N/A | 1585 | N/A | N/A | N/A | Solar | Actual | Default | SCE | None | Yes | 2028
Calcite to Lugo Area Constraint | Pisgah | On-Peak | 548 | 1046 | Rebuild Calcite-Lugo 220 kV Transmission Line (105 months) | 239 | 548 | N/A | N/A | N/A | Solar | Actual | Default | SCE | None | No | 2034
SCE Eastern Interconnection Area Constraints
Colorado River 500/230 kV Constraint | Colorado River 230 kV | On-Peak, Off-Peak | 1035.2 | 1370 | New Colorado River No. 3 500/230 kV transformer (4 years) | 67 | 1414 | 1299 | Same as ADNU | 67 | Solar | Actual | Actual | SCE | Yes | No | 2029 | 2029
Colorado River-Red Bluff Constraint | SCE Eastern (east of Colorado River), East of Pisgah, and SDG&E areas | On-Peak | 10933 | 588 | Approved Colorado River-Red Bluff 500 kV 1 Line (ISD - 2028)Upgrade and Southern California 500 kV Transmssion Reinforcement Projects (ISD - 2034) | N/A | 10933 | 588 | Same as ADNU | N/A | Solar | Actual | Default | SCE | Yes | Yes | 2034 | 2034
DCRT Constraint | Cielo Azul, Delaney | On-Peak | 2300 | 3000 | New Cielo Azul - Colorado River No. 2 500 kV line, Upgrade the series cap on Cielo Azul - Colorado River No.1 500 kV line to match the conductor rating (6 years) | 463 | 2300 | N/A | N/A | N/A | Solar | Actual | Default | SCE | None | No | 2031
Devers-Red Bluff Constraint | SCE Eastern (east of Red Bluff), East of Pisgah, and SDG&E areas | On-Peak, Off-Peak | 4050 | 5000 | Approved Projects: Devers-Red Bluff 500 kV 1 and 2 Line Upgrade (ISD - 2028) and Southern California 500 kV Transmssion Reinforcement Projects (ISD - 2034) | N/A | 10167 | 5991 | Same as ADNU | N/A | Solar | Actual | Actual | SCE | Yes | Yes | 2034 | 2034
Eagle Mountain Constraint | Eagle Mountain, Julian Hinds, Mirage | On-Peak | 0 | 600 | New Devers-Julian Hinds 220 kV line (10 years) | 1182 | 300 | N/A | N/A | N/A | Solar | Actual | Default | SCE | None | No | 2035
Etiwanda-Rancho Vista Constraint | SCE Eastern area | On-Peak | 7734 | 3350 | Upgrade Etiwanda-Rancho Vista No. 1 & No. 2 220 kV lines, New Etiwanda-Rancho Vista No. 3 220 kV line (3 years) | 89 | 9689 | N/A | N/A | N/A | Solar | Actual | Default | SCE | None | No | 2028
Red Bluff 500/230 kV Constraint | Red Bluff 230 kV | On-Peak, Off-Peak | 722 | 1200 | New Red Bluff No. 3 500/230 kV transformer (4 years) | 69 | 1684 | 39 | Same as ADNU | 69 | Solar | Actual | Actual | SCE | Yes | No | 2029
Serrano-Alberhill-Valley Constraint | SCE Eastern and SDG&E areas | On-Peak, Off-Peak | 5328 | 4327 | Approved projects: • Southern California Transmssion Reinforcement Project (2034) • Serrano-Alberhill-Valley 500 kV 1 Line Upgrade (2028) • Mira Loma-Mesa 500kV UG Cable Upgrade (2026) • Devers-Valley 500 kV 1 Line Upgrade (2028) • San Bernardino-Etiwanda 230 kV 1 Line Upgrade (2031) • San Bernardino-Vista 230 kV 1 Line Upgrade (2026) • Vista-Etiwanda 230 kV 1 Line Upgrade (2031) | N/A | 13529 | N/A | N/A | N/A | Solar | Actual | Actual | SCE | None | Yes | 2034
East of Pisgah (EOP) Interconnection Area Constraints (SCE, GLW, VEA)
VEA 138kV area constraint | VEA 138kV buses | On-Peak, Off-Peak | 260 | 1367 | VEA 230kV conversion project (4 years) | 175 | 105 | 930 | Same as ADNU | 175 | Solar | Actual | Actual | SCE | Yes | No | 2029 | 2029
GLW 230kV area constraint | VEA 138kV and GLW 230kV buses | On-Peak, Off-Peak | 900 | 1285 | Updated ISO approved GLW upgrade (2022-23 TPP) (2027) | N/A | 760 | 1992 | Same as ADNU | N/A | Solar | Actual | Actual | SCE | Yes | Yes | 2027 | 2027
Lugo - Victorville area constraint | East of Pisgah, SCE Eastern,SDG&E and SCE Northern areas | On-peak | 10100 | 6800 | Eldorado - Lugo 500kV No.2 line (10 years) | 2165 | 9600 | 6800 | Same as ADNU | 2165 | Solar | Actual | Default | SCE | Yes | No | 2035 | 2035
SDG&E Interconnection Area Constraints
Capistrano-San Onofre 230 kV constraint | SDGE local area | On-peak | 1500 | 920 | Capistrano-San Onofre 230 kV upgrade (60 months) | 58.1 | 1500 | N/A | N/A | N/A | Solar | Actual | Default | SDGE | None | No | 2030
Chicarita 138 kV constraint | Baja, Imperial, SDGE local area | On-peak | 300.5 | 700 | Chicarita 138 kV Upgrades (48 months) | 100 | 300.5 | N/A | N/A | N/A | Solar | Actual | Default | SDGE | None | No | 2029
El Cajon 69 kV constraint | SDGE local area | On-peak | 406 | 547 | El Cajon 69 kV Upgrade (48 months) | 14.7 | 406 | N/A | N/A | N/A | Solar | Actual | Default | SDGE | None | No | 2029
Internal San Diego Area constraint | Baja, Imperial, SDGE local area | On-Peak, Off-Peak | 1001 | 936 | Aproved project: Rearrange TL23013 PQ-OT and TL6959 PQ-Mira Sorrento; Reconductor TLC680C San Marcos-Melrose Tap (ISD - 2032) | N/A | 70 | 936 | Same as ADNU | N/A | Solar | Actual | Actual | SDGE | Yes | Yes | 2032 | 2032
|  |  |  | 1821 | Internal San Diego Area reconductors (48 months) | 107.1 |  | 1821 | Same as ADNU | 107.1 |  |  |  |  | Yes | Yes | 2029 | 2029
Miguel 69 kV constraint | SDGE local area | On-peak | 231 | 431 | Miguel 69 kV upgrades (48 months) | 671.054 | 231 | N/A | N/A | N/A | Solar | Actual | Default | SDGE | None | No | 2029
Encina - San Luis Rey 230 kV constraint | Baja, Imperial, Arizona, SDGE local area | On-Peak, Off-Peak | 1922 | 746 | Approved project: Southern California 500 kV Transmission Reinforcement Project; 30 minute emergency rating on Encina Tap-San Luis Rey 230 kV Line (ISD - 2034) | N/A | 2586 | 82 | Same as ADNU | N/A | Solar | Actual | Actual | SDGE | Yes | Yes | 2034 | 2034
|  |  |  | 3914 | New Encina - San Luis Rey 230 kV line (120 months) | 84.103 |  | 4578 | Same as ADNU | 84.103 |  |  |  |  | Yes | Yes | 2035 | 2035
East of Miguel constraint | Baja, Imperial, Arizona, Riverside East | On-Peak, Off-Peak | 1035 | 2823 | Approved Project: Southern California 500 kV Transmission Reinforcement (ISD - 2034) | N/A | 1377 | 4680 | Same as ADNU | N/A | Solar | Actual | Actual | SDGE | Yes | Yes | 2034 | 2034
San Luis Rey-San Onofre 230 kV line constraint | Baja, Imperial, Arizona, SDGE local area | On-Peak, Off-Peak | 2018 | 819 | Approved Project: Southern California 500 kV Transmission Reinforcement (ISD - 2034) | N/A | 6764 |  |  |  | Solar | Actual | Actual | SDGE | No | Yes | 2034
|  |  |  | 3435 | New San Luis Rey-San Onofre 230 kV line (120 months) | 106.635 |  | 4254 | New San Luis Rey-San Onofre 230 kV line (120 months) | 106.635 |  |  |  |  | Yes | No | 2035 | 2035
Ocean Ranch 69 kV constraint | SDGE local area | On-peak | 274 | 692 | Ocean Ranch 69 kV upgrade (48 months) | 28.3 | 274 | N/A | N/A | N/A | Solar | Actual | Default | SDGE | None | No | 2029
Otay Mesa 230 kV constraint | Imperial, SDGE local area | On-peak | 1425 | 2189 | Otay Mesa 230 kV upgrade (60 months) | 79.91 | 1425 | N/A | N/A | N/A | Solar | Actual | Default | SDGE | None | No | 2030
Silvergate - Bay Blvd 230 kV constraint | Baja, Imperial, SDGE local area | On-Peak, Off-Peak | 796 | 4754 | Silvergate - Bay Blvd 230 kV 3-ohm Series Reactor (36 months) | 29.971 | 929 | 4754 | Same as ADNU | 29.971 | Solar | Actual | Actual | SDGE | Yes | No | 2028 | 2028
Silvergate-Old Town 230 kV constraint | Baja, Imperial, SDGE local area | On-peak | 1221 | 2522 | Silvergate-Old Town 230 kV Upgrades (60 months) | 283.4 | 1221 | N/A | N/A | N/A | Solar | Actual | Default | SDGE | None | No | 2030
Talega 230 kV constraint | SDGE local area | On-peak | 1205 | 2201 | Talega 230 kV Upgrades (60 months) | 210.6 | 1205 | N/A | N/A | N/A | Solar | Actual | Default | SDGE | None | No | 2030
Trabuco-Capistrano 138 kV constraint | SDGE local area | On-peak | 501 | 556 | Trabuco-Capistrano 138 kV upgrade (48 months) | 103.366 | 501 | N/A | N/A | N/A | Solar | Actual | Default | SDGE | None | No | 2029
PG&E North of Greater Bay Interconnection Area Constraints
Santa Rosa-Corona 115 kV line | Greater Bay Area and North of Greater Bay Area | On-Peak | 3995 | 703 | New line from Fulton-Vaca Dixon 230 kV (180 months) | 725 | 3995 | N/A | N/A | N/A | Wind | Actual | Default | PGE | None | No | 2040
Vaca Dixon-Tesla 500kV Line | Greater Bay Area, North of Greater Bay Area and PG&E South 500 kV | On-Peak | 1044 | 8645 | 500kV Delevan (144 months) | 2851.848 | 1415 | N/A | N/A | N/A | Wind | Actual | Default | PGE | None | No | 2037
Woodland- Davis 115kV line | North of Greater Bay Area | On-Peak | 76 | 109 | Reconductor Q653F-Davis 115 kV Line (60 months) | 9.329 | 76 | N/A | N/A | N/A | Wind | Actual | Default | PGE | None | No | 2030
Cortina-Eagle Rock 115 kV line | North of Greater Bay Area | On-Peak | 1575 | 50 | Re-conductor Q1284 Sw Sta-Lower Lake Sw Sta/Eagle Rock 115 kV Line (Q1284 Sw Sta-Cache Jct 1) (60 months) | 50 | 1575 | N/A | N/A | N/A | Wind | Actual | Default | PGE | None | No | 2030
Bell-Placer 115kV Line | North of Greater Bay Area | On-Peak | 630 | 480 | Re-conductor Higgins-Bell and Bell-Placer 115 kV Lines (120 months) | 185 | 630 | N/A | N/A | N/A | Wind | Actual | Default | PGE | None | No | 2035
Carberry-Round Mountain 230kV Line | North of Greater Bay Area | On-Peak, Off-Peak | 14 | 26 | Re-conductor Pit 3-Carberry and Carberry-Round mountain 230 kV Lines (84 months) | 180 | 183 | 25 | Same as ADNU | 180 | Wind | Actual | Default | PGE | Yes | No | 2032 | 2032
Rocklin-Pleaseant grove 115kV line | North of Greater Bay Area | On-Peak | 92 | 707 | Re-conductor Rio Oso-Lincoln 115 kV Line and Lincoln-Pleasant Grove 115 kV Line (72 months) | 125 | 226 | N/A | N/A | N/A | Wind | Actual | Default | PGE | None | No | 2032
Bellota-Weber 230kV line | Greater Bay Area, North of Greater Bay Area and Fresno | On-Peak | 2382 | 460 | Subacco (120 months) | 400 | 2382 | N/A | N/A | N/A | Wind | Actual | Default | PGE | None | No | 2035
Rio Oso-Brighton 230kV line |  | On-Peak | 423 | 574 |  |  | 423 | N/A | N/A | N/A | Wind | Actual | Default | PGE | None | No | 2035
Rio Oso-Lockeford 230kV line |  | On-Peak | 935 | 485 |  |  | 935 | N/A | N/A | N/A | Wind | Actual | Default | PGE | None | No | 2035
Humboldt Offshore Wind constraint | North of Greater Bay Area | On-Peak | 0 | 2000 | New Offshore Transmission Line (120 months) | 2300 | 0 | 2000 | Same as ADNU | 2300 | Wind | Actual | Actual | PGE | Yes | No | 2034 | 2034
PG&E Greater Bay Interconnection Area Constraints
Dumbarton-Newark 115 kV line | Greater Bay Area and North of Greater Bay Area | On-Peak | 1270 | 978 | Approved New Collinsville 500/230 kV Substation Project (2028) | N/A | 1270 | N/A | N/A | N/A | Wind | Actual | Default | PGE | None | Yes | 2028
Eastshore-San Mateo 230 kV line |  | On-Peak | 2349 | 548 |  |  | 2349 | N/A | N/A | N/A | Wind | Actual | Default | PGE | None | Yes | 2028
Lakeville-Ignacio 230 kV line |  | On-Peak | 517 | 861 |  |  | 517 | N/A | N/A | N/A | Wind | Actual | Default | PGE | None | Yes | 2028
Sobrante-Moraga 230 kV line |  | On-Peak | 3944 | 653 |  |  | 3944 | N/A | N/A | N/A | Wind | Actual | Default | PGE | None | Yes | 2028
Windmaster-Delta pumps 230 kV line | Greater Bay Area and North of Greater Bay Area | On-Peak | 710 | 6034 | Contra Costa to Tesla and Newark 230 kV lines and Birds Landing series reactors( Bay Area ADNU) (86 months) | 417.332 | 710 | N/A | N/A | N/A | Wind | Actual | Default | PGE | None | No | 2032
Contra Costa- Windmaster 230 kV line |  | On-Peak | 1233 | 5601 |  |  | 1233 | N/A | N/A | N/A | Wind | Actual | Default | PGE | None | No | 2032
Tesla-Tracy-Pump 230 kV line #2 |  | On-Peak | 4776 | 3521 |  |  | 4776 | N/A | N/A | N/A | Wind | Actual | Default | PGE | None | No | 2032
Contra Costa #1 115kV Line | Greater Bay Area | On-Peak | 29 | 131 | Contra Costa 115kV, 60kV reconductors and Bank Replacement (120 months) | 185 | 29 | N/A | N/A | N/A | Wind | Actual | Default | PGE | None | No | 2035
Kasson Jct-Heinz 115 kV line | Greater Bay Area, North of Greater Bay Area and Fresno | On-Peak | 91 | 1255 | Nikola (216 months) | 1700 | 91 | N/A | N/A | N/A | Wind | Actual | Default | PGE | None | No | 2043
Newark-Newark Distribution 115 kV line |  | On-Peak | 3822 | 831 |  |  | 3822 | N/A | N/A | N/A | Wind | Actual | Default | PGE | None | No | 2043
Tesla-Bellota 230 kV line |  | On-Peak | 4065 | 300 |  |  | 4065 | N/A | N/A | N/A | Wind | Actual | Default | PGE | None | No | 2043
Eight Mile-Tesla 230 kV line |  | On-Peak | 3738 | 163 |  |  | 3738 | N/A | N/A | N/A | Wind | Actual | Default | PGE | None | No | 2043
Grant - Eastshore #2 line 115 kV | Greater Bay Area | On-Peak | 961 | 290 | Reconductor 1869-Eastshore #1 and #2 115 kV lines (84 months) | 125 | 961 | N/A | N/A | N/A | Wind | Actual | Default | PGE | None | No | 2032
Salado-Crow Creek Sw Sta 60 kV line | Greater Bay Area | On-Peak | 76 | 74 | Reconductor Salado 115kV and 60kV Area (144 months) | 400 | 76 | N/A | N/A | N/A | Wind | Actual | Default | PGE | None | No | 2037
Tesla-Salado 115 kV line |  | On-Peak | 1087 | 70 |  |  | 1087 | N/A | N/A | N/A | Wind | Actual | Default | PGE | None | No | 2037
Los Esteros-Silicon Valley 230 kV | Greater Bay Area | On-Peak | 605 | 348 | Approved San Jose Area HVDC Line (Newark - NRS) (2028) | N/A | 605 | N/A | N/A | N/A | Wind | Actual | Default | PGE | None | Yes | 2028
Los Esteros-Nortech 115 kV line |  | On-Peak | 639 | 160 |  |  | 639 | N/A | N/A | N/A | Wind | Actual | Default | PGE | None | Yes | 2028
Newark-Los Esteros 230 kV line |  | On-Peak | 4758 | 70 |  |  | 4758 | N/A | N/A | N/A | Wind | Actual | Default | PGE | None | Yes | 2028
Morganhill-Metcalf 115kV Line | Greater Bay Area | On-Peak | 314 | 712 | Metcalf-Morgan Hill 115kV reconductoring (144 months) | 380 | 314 | N/A | N/A | N/A | Wind | Actual | Default | PGE | None | No | 2037
Tesla-Tracy Pump 230 kV Line #1 | Greater Bay Area and North of Greater Bay Area | On-Peak | 4177 | 4344 | Re-conductor 1883 Sw Sta-Tracy Pmp (2.9 miles) (60 months) | 25 | 4177 | N/A | N/A | N/A | Wind | Actual | Default | PGE | None | No | 2030
Birds Landing-Contra Costa 230kV Line | Greater Bay Area and North of Greater Bay Area | On-Peak | 836 | 1766 | New double circuit line from Vaca-Contra Costa 230 kV (144 months) | 700 | 836 | N/A | N/A | N/A | Wind | Actual | Default | PGE | None | No | 2037
PG&E Kern Interconnection Area Constraints
Oceano-Calendar 115kV line | Kern, Los Padres | On-Peak, Off-Peak | 937 | 1418 | Morro Bay Looping (98 months) | 1008.032 | 174 | 230 | Same as ADNU | 1008.032 | Solar | Actual | Actual | PGE | Yes | No | 2033 | 2033
Midway-Q2005 230kV Line | Kern | On-Peak, Off-Peak | 1396 | 16891 | Re-conductor and reconfigure Gates-Arco-Midway 230 kV Lines (144 months) | 940 | 278 | 962 | Same as ADNU | 940 | Solar | Actual | Actual | PGE | Yes | No | 2037 | 2037
Smyrna -Q1984 115kV line | Kern | On-Peak, Off-Peak | 144 | 687 | Alpaugh-Semitropic Reconductor(96 months) | 220 | 132 | 632 | Same as ADNU | 220 | Solar | Actual | Actual | PGE | Yes | No | 2033 | 2033
Kern 230/115kV TB #4 | Kern | On-Peak | 1869 | 179 | Add New Kern 230/115kV Transformer Bank ( 54 months) | 30 | 1869 | N/A | N/A | N/A | Solar | Actual | Default | PGE | None | No | 2030
Maricopa-Copus 70 kV line | Kern | On-Peak, Off-Peak | 51 | 206 | Reconductor Kern-Old River 115 and 70 kV | 620 | 53 | 67.7 | Same as ADNU | 620 | Solar | Actual | Actual | PGE | Yes | No | 2036 | 2036
Midway-Taft 115 kV line | Kern | On-Peak | 263 | 9 |  |  | 263 | N/A |  |  | Solar | Actual | Default | PGE | Yes | No | 2036 | 2036
Kern-Tevis-Stockdale-Lamont 115kV line | Kern | On-Peak, Off-Peak | 109 | 367 | Reconductor Kern-Stockdale-Lamont 115 kV | 120 | 176.8 | 106.58 | Same as ADNU | 120 | Solar | Actual | Actual | PGE | Yes | No | 2032 | 2032
Midway 230/115kV TB #3 | Kern | On-Peak, Off-Peak | 1370 | 784 | Add new Midway 230/115 kV Transformer Bank | 150 | 1051 | 1477 | Same as ADNU | 150 | Solar | Actual | Actual | PGE | Yes | No | 2033 | 2033
Semitropic-Midway 115kV Line | Kern | On-Peak, Off-Peak | 255 | 637 | Reconducotr Semitropic-Midway-Kern 115 kV and 70 kV Lines | 760 | 240.9 | 475 | Same as ADNU | 760 | Solar | Actual | Actual | PGE | Yes | No | 2037 | 2037
Midway-Q2011 230 kV Line | Kern | On-Peak | 438 | 234 | Reconductor Midway-Q2011 230 kV Line | 100 | 438 | N/A | Same as ADNU | 100 | Solar | Actual | Default | PGE | Yes | No | 2031 | 2031
PG&E Fresno Interconnection Area Constraints
Gates 500/230kV TB #12 | Fresno, Kern | On-Peak, Off-Peak | 3213 | 14,825 | Gates Bank 500/230kV Bank #13 (48 months) | 35 | 3148 | 6843 | Same as ADNU | 35 | Solar | Actual | Actual | PGE | Yes | No | 2029 | 2029
Gates 500/230kV TB #11 | Fresno, Kern | On-Peak, Off-Peak | 3684 | 10038 |  | 35 | 6343 | 3856 |  | 35 | Solar | Actual | Actual | PGE | Yes | No | 2029 | 2029
Gates 230/70kV TB #5 | Fresno | On-Peak, Off-Peak | 272 | 47 | New Gates #6 230/70kV (96 months) | 110 | 356 | 390 | Same as ADNU | 110 | Solar | Actual | Actual | PGE | Yes | No | 2033 | 2033
Tranquility-Helm 230kV Line | Fresno | On-Peak, Off-Peak | 2229 | 2274 | Gregg 500kV (180 months) | 1500 | 1170 | 607 | Same as ADNU | 1500 | Solar | Actual | Actual | PGE | Yes | No | 2040 | 2040
Dairyland-Chowchilla 115kV Line | Fresno | On-Peak, Off-Peak | 2865 | 1211 | Mendota 230 kV Conversion (120 months) | 250 | 128 | 122 | Same as ADNU | 250 | Solar | Actual | Actual | PGE | Yes | No | 2035 | 2035
Chowchilla-Le grand 115kV Line | Fresno | On-Peak, Off-Peak | 699 | 1211 | Le Grand 230 kV Station Conversion (180 months) | 550 | 908 | 546 | Same as ADNU | 550 | Solar | Actual | Actual | PGE | Yes | No | 2040 | 2040
Panoche-Los Banos 230kV line #2 | Fresno | On-Peak, Off-Peak | 631 | 6367 | Approved New Manning 500/230 kV Substation Project (2028) | N/A | 3478 | 3139 |  |  | Solar | Actual | Actual | PGE | Yes | Yes | 2028 | 2028
Dos Amigos-Los Banos 230kV line | Fresno | On-Peak | 631 | 6367 |  |  | 631 | N/A |  |  | Solar | Actual | Default | PGE | None | Yes | 2028
Los Banos 500/230kV TB | Fresno | On-Peak, Off-Peak | 3930 | 4931 |  |  | 206 | 402 |  |  | Solar | Actual | Actual | PGE | Yes | Yes | 2028 | 2028
Schindler 115/70kV TB #1 | Fresno | On-Peak, Off-Peak | 398.5 | 3160 | Manning 115 kV Addition (120 months) | 370 | 490.5 | 87 | Same as ADNU | 370 | Solar | Actual | Actual | PGE | Yes | No | 2035 | 2035
Panoche- Mendota 115 kV line | Fresno | On-Peak, Off-Peak | 1798 | 2019 |  |  | 7 | 302 |  |  | Solar | Actual | Actual | PGE | Yes | No | 2035 | 2035
Coalinga #1-Coalinga #2 70 kV line | Fresno | On-Peak, Off-Peak | 1660 | 878 |  |  | 175 | 5 |  |  | Solar | Actual | Actual | PGE | Yes | No | 2035 | 2035
Panoche-Oro Loma 115kV Line | Fresno | On-Peak | 3661 | 588 | Reconductor Oro Loma-Panoche 115 kV Lines ( months) | 154 | 3661 | N/A | N/A | N/A | Solar | Actual | Default | PGE | None | No | 2032
Borden-Storey #1 230kV line | Fresno | On-Peak, Off-Peak | 698.5 | 2648 | Approved project: Reconductor Borden-Storey 230 kV 1 and 2 Line | N/A | 1811 | 2047 | Approved project: Reconductor Borden-Storey 230 kV 1 and 2 Line | N/A | Solar | Actual | Actual | PGE | Yes | Yes | 2032 | 2032
|  |  |  | 1247 | Reconductor Wilson-Storey 230 kV Lines (86 months) | 50 |  | N/A | [6 empty] | None | No | 2032 | 2032
Merced 115/70kV TB#2 | Fresno | On-Peak, Off-Peak | 247 | 358 | Replace Bank, and Reconductor Lines at Merced (144 months) | 125 | 100 | 291 | Same as ADNU | 125 | Solar | Actual | Actual | PGE | Yes | No | 2037 | 2037
Helm 230/70kV TB #1 | Fresno | On-Peak, Off-Peak | 4 | 60 | Helm 230/70 kV Transformer Bank replacement | 135 | 0 | 226 | Same as ADNU | 135 | Solar | Actual | Actual | PGE | Yes | No | 2031 | 2031
Oro Loma-El Nido 115kV Line | Fresno | On-Peak, Off-Peak | 1410 | 3192 | Oro-loma- El nido-Wilson Reconductor (120 months) | 330 | 243 | 65 | Same as ADNU | 330 | Solar | Actual | Actual | PGE | Yes | No | 2035 | 2035
Q2008-Gates 500 kV line | Kern, Fresno | On-Peak, Off-Peak | 5203 | 4125 | New Diablo-Midway #4 500 kV Line (98 months) | 830 | 345 | 395 | Same as ADNU | 830 | Solar | Actual | Actual | PGE | Yes | No | 2033 | 2033
Mustang-Henrietta 230 kV line | Fresno | On-Peak | 10302 | 2479 |  |  | 10302 | N/A |  |  | Solar | Actual | Default | PGE | Yes | No | 2033 | 2033
Gates-Panoche 230 kV #1 and #2 Lines | Fresno | On-Peak | 7440 | 8379 | Reconductor Gates-Panoche #1 and #2 230 kV Lines (86 months) | 214.062 | 7440 | N/A | N/A | N/A | Solar | Actual | Default | PGE | None | No | 2032
Moss Landing-Las Aguilas 230 kV Line | Fresno, Bay Area | Off-peak | 2276 | N/A | N/A | N/A | 0 | 1760 | Reconductor Moss Landing-Las Aguilas 230 kV Line ( 98 months) | 40.2 | Solar | Default | Actual | PGE | No | No |  | 2033
Jacksson-WaukenaCorcoran 115kV line | Fresno | Off-peak | 85 | N/A | N/A | N/A | 28 | 66 | Reconductor Jacksson-WaukenaCorcoran 115kV line ( 120 months) | 150 | Solar | Default | Actual | PGE | No | No |  | 2035
* Capability estimate reflects the amount of resources studied in the corresponding deliverability case as binding constraints are not identified. Default off-peak capability set to on-peak capability if studied off-peak amount is less than on-peak capability. Default EODS estimates are (can be) adjusted upwards to match the FCDS capability estimate to prevent default EODS estimates from unduly restricting the amount of FCDS resources that can be selected
** The transmission capability estimates are based on the resource-type specific output assumptions that are used in deliverbility studies rather than the resources’ installed capacity. The values can be translated into any combination of resource types by applying the currently applicable deliverability study resource output factor.
***The transmission capability estimates are over and above the resource amounts that were online as at January 1, 2022 . The CPUC will need to adjust the estimates to account for resources that came online since then. Retirements of Diablo Canyon and OTC generating units are accounted for in the estimates assuming the replacements are at the same or similar location
Due to timing, the 6/28/2023 version of this transmission capability information did not account for the policy driven tx upgrades that were approved in the 2022-2023 TPP. Normally, the impact of the approved projects would be assessed as part of the subsequent generation interconnection study.. However, due to the CPUC's immediate need for the updated transmission capability information, the ISO has used a more simplified approach to estimate the incremental capacity due to the approved projects. In this approach, the incremental capacity is generally calculated as the amount of resources in the 2023-24 TPP Base Portfolio (which is simar to the 2022-23 TPP sensitivity portfolio) behind the constraint that are expected to be deliverable with the approved upgrades minus the existing TPD that was derived from QC14-PhI study results and included in the previous version of the estimates. Portfolio energy storage was excluded in the calculation of off-peak incremental capacity. Changes from the previous version made to account for the impact of approved projects are shaded in gold.

## CAISO_Output_Factors
FCDS Output Factors used in FCDS capability estimates
FCDS output table | [6 empty] | FCDS Output Factors
Resource Type | HSN | HSN | HSN | SSN | SSN | SSN | Resource type | HSN |  |  | SSN
| SDGE | SCE | PGE | SDGE | SCE | PGE |  | SDG&E | SCE | PG&E | SDG&E | SCE | PG&E
Solar | 0.03 | 0.106 | 0.1 | 0.402 | 0.427 | 0.556 | Solar | 3.00% | 10.60% | 10.00% | 40.20% | 42.70% | 55.60%
Distributed Solar | 0.03 | 0.106 | 0.1 | 0.402 | 0.427 | 0.556 | Wind | 33.70% | 55.70% | 66.50% | 11.20% | 20.80% | 16.30%
Wind | 0.337 | 0.557 | 0.665 | 0.112 | 0.208 | 0.163 | Non-Intermittent resources | 100%
Biomass | 1 | 1 | 1 | 1 | 1 | 1 | Energy storage | 100% if duration is ≥ 4-hour or ISC*(duration/4) if duration is < 4-hour |  |  | 50% if duration is ≥ 4-hour or ISC*(duration/4) if duration is < 4-hour
Geothermal | 1 | 1 | 1 | 1 | 1 | 1 | Hybrid | The lesser of 100% of combined ISC or (100% of 4-hour storage capacity plus study amount of paired resource)/ISC
Battery_4hr | 1 | 1 | 1 | 0.5 | 0.5 | 0.5 | New Mexico Wind | 67% |  |  | 35%
Battery_8hr | 1 | 1 | 1 | 0.5 | 0.5 | 0.5 | Wyoming/Idaho Wind | 67% |  |  | 35%
LDES | 1 | 1 | 1 | 0.5 | 0.5 | 0.5 | Diablo OSW | 100% |  |  | 37%
OOS Wind | 0.67 | 0.67 | 0.67 | 0.35 | 0.35 | 0.35 | Morro Bay OSW | 100% |  |  | 49%
Offshore Wind | 0 | 0 | 1 | 0 | 0 | 0.488 | Humboldt Bay OSW | 100% |  |  | 53%
EODS output table | [6 empty] | Resource output factors used in EODS capability estimates
Resource type | Wind | Wind | Wind | Solar | Solar | Solar | Resource type | Wind Area |  |  | Solar Area
| SDGE | SCE | PGE | SDGE | SCE | PGE |  | SDG&E | SCE | PG&E | SDG&E | SCE | PG&E
Solar | 0.68 | 0.68 | 0.68 | 0.79 | 0.77 | 0.79 | Solar | 68% |  |  | 79% | 77% | 79%
Distributed Solar | 0.68 | 0.68 | 0.68 | 0.79 | 0.77 | 0.79 | Wind | 69% | 64% | 63% | 44%
Wind | 0.69 | 0.64 | 0.63 | 0.44 | 0.44 | 0.44 | Hydro | 30%
Biomass | 0 | 0 | 0 | 0 | 0 | 0 | Offshore Wind | 100%
Geothermal | 1 | 1 | 1 | 1 | 1 | 1 | New Mexico Wind | 67%
Battery_4hr | -1 | -1 | -1 | -1 | -1 | -1 | Wyoming/Idaho Wind | 67%
Battery_8hr | -1 | -1 | -1 | -1 | -1 | -1 | Thermal | 0%5
PSH | -1 | -1 | -1 | -1 | -1 | -1 | Energy storage | 100% in charging mode if duration is ≥ 4-hour or 4-hour equivalent if duration is less than 4-hour6
OOS Wind | 0.67 | 0.67 | 0.67 | 0.67 | 0.67 | 0.67 | 5 Thermal resources are initially dispatched at 15% in off-peak deliverability assessments but can be reduced to 0% to mitigate constraints
Offshore Wind | 1 | 1 | 1 | 1 | 1 | 1 | 6 Energy storage is initially initially swiched off in off-peak deliverability assessments but can be dispatched incharging mode at 100% of its capacity if duration is ≥ 4-hour or 4-hour equivalent capacity if duration is less than 4-hour to mitigate constraints.
Ouput Factor Tables taken the CAISO 2023 Transmission Capability Estimates White Paper issued July 05, 2023.

## Tx_Baseline_Reconcile
|  |  | IRP-ERM baseline resources online after 1/1/2022, or contracted by NJ-POU so not included in Tx constraints baseline or in portfolio | [14 empty] | In-Development, Contracted, or Online and not in baseline to exclude from Tx calculations
|  |  | Geothermal | Biomass | Wind | Wind | OOS Wind | OOS Wind | Offshore Wind | Offshore Wind | Distributed Solar | Solar | Solar | Battery_4hr | Battery_8hr | LDES | Has Baseline Res | Geothermal | Biomass | Wind | Wind | OOS Wind | OOS Wind | Offshore Wind | Offshore Wind | Distributed Solar | Solar | Solar | Battery_4hr | Battery_8hr | LDES
CAISO Study Area | Substation | Voltage | FCDS | FCDS | FCDS | EODS | FCDS | EODS | FCDS | EODS | FCDS | FCDS | EODS | FCDS | FCDS | FCDS |  | FCDS | FCDS | FCDS | EODS | FCDS | EODS | FCDS | EODS | FCDS | FCDS | EODS | FCDS | FCDS | FCDS
PG&E Kern Study Area | 7th Standard | 115 | 0 | 0 | 0 | 0 |  |  |  |  | 0 | 0 | 0 | 0 | 0 | 0 | 0 | 0 | 0 | 0 | 0 |  |  |  |  | 0 | 0 | 0 | 0 | 0 | 0
SCE Metro Study Area | Alamitos | 230 | 0 | 0 | 0 | 0 |  |  |  |  | 0 | 0 | 0 | 0 | 0 | 0 | 0 | 0 | 0 | 0 | 0 |  |  |  |  | 0 | 0 | 0 | 0 | 0 | 0
SCE Eastern Study Area | Alberhill | 500 | 0 | 0 | 0 | 0 |  |  |  |  | 0 | 0 | 0 | 0 | 0 | 0 | 0 | 0 | 0 | 0 | 0 |  |  |  |  | 0 | 0 | 0 | 0 | 0 | 0
PG&E Kern Study Area | Alpaugh | 115 | 0 | 0 | 0 | 0 |  |  |  |  | 0 | 0 | 0 | 0 | 0 | 0 | 0 | 0 | 0 | 0 | 0 |  |  |  |  | 0 | 0 | 0 | 0 | 0 | 0
SDG&E Study Area | Alpine | 69 | 0 | 0 | 0 | 0 |  |  |  |  | 0 | 0 | 0 | 0 | 0 | 0 | 0 | 0 | 0 | 0 | 0 |  |  |  |  | 0 | 0 | 0 | 0 | 0 | 0
PG&E Greater Bay Study Area | Altamont Midway (Sandhill) | 230 | 0 | 0 | 0 | 0 |  |  |  |  | 0 | 0 | 0 | 0 | 0 | 0 | 0 | 0 | 0 | 0 | 0 |  |  |  |  | 0 | 0 | 0 | 0 | 0 | 0
SCE Northern Area | Antelope | 500 | 0 | 0 | 0 | 0 |  |  |  |  | 0 | 0 | 0 | 0 | 0 | 0 | 0 | 0 | 0 | 0 | 0 |  |  |  |  | 0 | 0 | 0 | 0 | 0 | 0
SCE Northern Area | Antelope | 230 | 0 | 0 | 0 | 0 |  |  |  |  | 14.5 | 142 | 0 | 307 | 0 | 0 | 1 | 0 | 0 | 0 | 0 |  |  |  |  | 0 | 0 | 0 | 0 | 0 | 0
PG&E Kern Study Area | Arco | 230 | 0 | 0 | 0 | 0 |  |  |  |  | 0 | 119.9 | 5 | 63 | 0 | 0 | 1 | 0 | 0 | 0 | 0 |  |  |  |  | 0 | 0 | 0 | 0 | 0 | 0
SCE Metro Study Area | ArcoGen | 230 | 0 | 0 | 0 | 0 |  |  |  |  | 0 | 0 | 0 | 0 | 0 | 0 | 0 | 0 | 0 | 0 | 0 |  |  |  |  | 0 | 0 | 0 | 0 | 0 | 0
SDG&E Study Area | Artesian | 230 | 0 | 0 | 0 | 0 |  |  |  |  | 0 | 0 | 0 | 0 | 0 | 0 | 0 | 0 | 0 | 0 | 0 |  |  |  |  | 0 | 0 | 0 | 0 | 0 | 0
PG&E Fresno Study Area | Ashlan | 230 | 0 | 0 | 0 | 0 |  |  |  |  | 0 | 0 | 0 | 0 | 0 | 0 | 0 | 0 | 0 | 0 | 0 |  |  |  |  | 0 | 0 | 0 | 0 | 0 | 0
PG&E North of Greater Bay Study Area | Atlantic | 230 | 0 | 0 | 0 | 0 |  |  |  |  | 0 | 0 | 0 | 0 | 0 | 0 | 0 | 0 | 0 | 0 | 0 |  |  |  |  | 0 | 0 | 0 | 0 | 0 | 0
PG&E North of Greater Bay Study Area | Atlantic | 115 | 0 | 0 | 0 | 0 |  |  |  |  | 0 | 0 | 0 | 0 | 0 | 0 | 0 | 0 | 0 | 0 | 0 |  |  |  |  | 0 | 0 | 0 | 0 | 0 | 0
PG&E Greater Bay Study Area | Avena | 115 | 0 | 0 | 0 | 0 |  |  |  |  | 0 | 0 | 0 | 0 | 0 | 0 | 0 | 0 | 0 | 0 | 0 |  |  |  |  | 0 | 0 | 0 | 0 | 0 | 0
SDG&E Study Area | Avocado | 69 | 0 | 0 | 0 | 0 |  |  |  |  | 0 | 0 | 0 | 40 | 0 | 0 | 1 | 0 | 0 | 0 | 0 |  |  |  |  | 0 | 0 | 0 | 0 | 0 | 0
PG&E North of Greater Bay Study Area | Bahia | 230 | 0 | 0 | 0 | 0 |  |  |  |  | 0 | 0 | 0 | 0 | 0 | 0 | 0 | 0 | 0 | 0 | 0 |  |  |  |  | 0 | 0 | 0 | 0 | 0 | 0
SCE Northern Area | Bailey | 230 | 0 | 0 | 0 | 0 |  |  |  |  | 0 | 0 | 0 | 0 | 0 | 0 | 0 | 0 | 0 | 0 | 0 |  |  |  |  | 0 | 0 | 0 | 0 | 0 | 0
PG&E Kern Study Area | Bakersfield | 230 | 0 | 0 | 0 | 0 |  |  |  |  | 0 | 0 | 0 | 0 | 0 | 0 | 0 | 0 | 0 | 0 | 0 |  |  |  |  | 0 | 0 | 0 | 0 | 0 | 0
PG&E Fresno Study Area | Balch 2 | 230 | 0 | 0 | 0 | 0 |  |  |  |  | 0 | 0 | 0 | 0 | 0 | 0 | 0 | 0 | 0 | 0 | 0 |  |  |  |  | 0 | 0 | 0 | 0 | 0 | 0
SCE Metro Study Area | Barre | 230 | 0 | 0 | 0 | 0 |  |  |  |  | 0 | 0 | 0 | 79 | 0 | 0 | 1 | 0 | 0 | 0 | 0 |  |  |  |  | 0 | 0 | 0 | 0 | 0 | 0
SDG&E Study Area | Bay Boulevard | 230 | 0 | 0 | 0 | 0 |  |  |  |  | 0 | 0 | 0 | 0 | 0 | 0 | 0 | 0 | 0 | 0 | 0 |  |  |  |  | 0 | 0 | 0 | 0 | 0 | 0
East of Pisgah Study Area | Beatty | 138 | 0 | 0 | 0 | 0 |  |  |  |  | 0 | 0 | 0 | 0 | 0 | 0 | 0 | 0 | 0 | 0 | 0 |  |  |  |  | 0 | 0 | 0 | 0 | 0 | 0
PG&E Greater Bay Study Area | Belden | 230 | 0 | 0 | 0 | 0 |  |  |  |  | 0 | 0 | 0 | 0 | 0 | 0 | 0 | 0 | 0 | 0 | 0 |  |  |  |  | 0 | 0 | 0 | 0 | 0 | 0
PG&E North of Greater Bay Study Area | Bellevue | 115 | 0 | 0 | 0 | 0 |  |  |  |  | 0 | 0 | 0 | 0 | 0 | 0 | 0 | 0 | 0 | 0 | 0 |  |  |  |  | 0 | 0 | 0 | 0 | 0 | 0
PG&E North of Greater Bay Study Area | Bellota | 230 | 0 | 0 | 0 | 0 |  |  |  |  | 0 | 0 | 0 | 0 | 0 | 0 | 0 | 0 | 0 | 0 | 0 |  |  |  |  | 0 | 0 | 0 | 0 | 0 | 0
PG&E North of Greater Bay Study Area | Bellota | 115 | 0 | 2.8 | 0 | 0 |  |  |  |  | 0 | 0 | 0 | 132 | 0 | 0 | 1 | 0 | 0 | 0 | 0 |  |  |  |  | 0 | 0 | 0 | 0 | 0 | 0
SCE Northern Area | Big Creek | 230 | 0 | 0 | 0 | 0 |  |  |  |  | 0 | 0 | 0 | 0 | 0 | 0 | 0 | 0 | 0 | 0 | 0 |  |  |  |  | 0 | 0 | 0 | 0 | 0 | 0
PG&E North of Greater Bay Study Area | Birds Landing | 230 | 0 | 0 | 90 | 0 |  |  |  |  | 0 | 0 | 0 | 0 | 0 | 0 | 1 | 0 | 0 | 0 | 0 |  |  |  |  | 0 | 0 | 0 | 0 | 0 | 0
SCE Eastern Study Area | BlytheSC 161 kV | 161 | 0 | 0 | 0 | 0 |  |  |  |  | 0 | 0 | 0 | 0 | 0 | 0 | 0 | 0 | 0 | 0 | 0 |  |  |  |  | 0 | 0 | 0 | 0 | 0 | 0
PG&E North of Greater Bay Study Area | Bogue | 115 | 0 | 0 | 0 | 0 |  |  |  |  | 0 | 0 | 0 | 0 | 0 | 0 | 0 | 0 | 0 | 0 | 0 |  |  |  |  | 0 | 0 | 0 | 0 | 0 | 0
East of Pisgah Study Area | Bond Tap | 138 | 0 | 0 | 0 | 0 |  |  |  |  | 0 | 0 | 0 | 0 | 0 | 0 | 0 | 0 | 0 | 0 | 0 |  |  |  |  | 0 | 0 | 0 | 0 | 0 | 0
PG&E Fresno Study Area | Borden | 230 | 0 | 0 | 0 | 0 |  |  |  |  | 0 | 0 | 0 | 0 | 0 | 0 | 0 | 0 | 0 | 0 | 0 |  |  |  |  | 0 | 0 | 0 | 0 | 0 | 0
PG&E North of Greater Bay Study Area | Bottle Rock | 230 | 0 | 0 | 0 | 0 |  |  |  |  | 0 | 0 | 0 | 0 | 0 | 0 | 0 | 0 | 0 | 0 | 0 |  |  |  |  | 0 | 0 | 0 | 0 | 0 | 0
PG&E Greater Bay Study Area | Brentwood | 230 | 0 | 0 | 0 | 0 |  |  |  |  | 0 | 0 | 0 | 0 | 0 | 0 | 0 | 0 | 0 | 0 | 0 |  |  |  |  | 0 | 0 | 0 | 0 | 0 | 0
PG&E North of Greater Bay Study Area | Brighton | 230 | 0 | 0 | 0 | 0 |  |  |  |  | 0 | 0 | 0 | 0 | 0 | 0 | 0 | 0 | 0 | 0 | 0 |  |  |  |  | 0 | 0 | 0 | 0 | 0 | 0
PG&E North of Greater Bay Study Area | Brunswick | 115 | 0 | 0 | 0 | 0 |  |  |  |  | 0 | 0 | 0 | 0 | 0 | 0 | 0 | 0 | 0 | 0 | 0 |  |  |  |  | 0 | 0 | 0 | 0 | 0 | 0
PG&E Kern Study Area | Buena Vista PP | 230 | 0 | 0 | 0 | 0 |  |  |  |  | 0 | 0 | 0 | 0 | 0 | 0 | 0 | 0 | 0 | 0 | 0 |  |  |  |  | 0 | 0 | 0 | 0 | 0 | 0
PG&E Kern Study Area | Cabrillo | 115 | 0 | 0 | 91.2 | 0 |  |  |  |  | 0 | 0 | 0 | 0 | 0 | 0 | 1 | 0 | 0 | 0 | 0 |  |  |  |  | 0 | 0 | 0 | 0 | 0 | 0
PG&E Fresno Study Area | Cal Flats | 230 | 0 | 0 | 0 | 0 |  |  |  |  | 0 | 0 | 0 | 0 | 0 | 0 | 0 | 0 | 0 | 0 | 0 |  |  |  |  | 0 | 0 | 0 | 0 | 0 | 0
PG&E Kern Study Area | Cal Water | 115 | 0 | 0 | 0 | 0 |  |  |  |  | 0 | 0 | 0 | 0 | 0 | 0 | 0 | 0 | 0 | 0 | 0 |  |  |  |  | 0 | 0 | 0 | 0 | 0 | 0
SCE North of Lugo Study Area | Calcite | 230 | 0 | 0 | 0 | 0 |  |  |  |  | 0 | 0 | 0 | 0 | 0 | 0 | 0 | 0 | 0 | 0 | 0 |  |  |  |  | 0 | 0 | 0 | 0 | 0 | 0
PG&E Kern Study Area | Caliente | 230 | 0 | 0 | 0 | 0 |  |  |  |  | 0 | 0 | 0 | 0 | 0 | 0 | 0 | 0 | 0 | 0 | 0 |  |  |  |  | 0 | 0 | 0 | 0 | 0 | 0
PG&E Kern Study Area | Callender SS | 115 | 0 | 0 | 0 | 0 |  |  |  |  | 0 | 0 | 0 | 0 | 0 | 0 | 0 | 0 | 0 | 0 | 0 |  |  |  |  | 0 | 0 | 0 | 0 | 0 | 0
PG&E North of Greater Bay Study Area | Calpella | 115 | 0 | 0 | 0 | 0 |  |  |  |  | 0 | 0 | 0 | 0 | 0 | 0 | 0 | 0 | 0 | 0 | 0 |  |  |  |  | 0 | 0 | 0 | 0 | 0 | 0
PG&E Greater Bay Study Area | Camanche | 230 | 0 | 0 | 0 | 0 |  |  |  |  | 0 | 0 | 0 | 0 | 0 | 0 | 0 | 0 | 0 | 0 | 0 |  |  |  |  | 0 | 0 | 0 | 0 | 0 | 0
PG&E Fresno Study Area | Cantua | 115 | 0 | 0 | 0 | 0 |  |  |  |  | 0 | 0 | 0 | 0 | 0 | 0 | 0 | 0 | 0 | 0 | 0 |  |  |  |  | 0 | 0 | 0 | 0 | 0 | 0
SDG&E Study Area | Capistrano | 230 | 0 | 0 | 0 | 0 |  |  |  |  | 0 | 0 | 0 | 0 | 0 | 0 | 0 | 0 | 0 | 0 | 0 |  |  |  |  | 0 | 0 | 0 | 0 | 0 | 0
SDG&E Study Area | Capistrano | 138 | 0 | 0 | 0 | 0 |  |  |  |  | 0 | 0 | 0 | 0 | 0 | 0 | 0 | 0 | 0 | 0 | 0 |  |  |  |  | 0 | 0 | 0 | 0 | 0 | 0
PG&E North of Greater Bay Study Area | Carberry | 230 | 0 | 0 | 0 | 0 |  |  |  |  | 0 | 0 | 0 | 0 | 0 | 0 | 0 | 0 | 0 | 0 | 0 |  |  |  |  | 0 | 0 | 0 | 0 | 0 | 0
PG&E North of Greater Bay Study Area | Caribou | 230 | 0 | 0 | 0 | 0 |  |  |  |  | 0 | 0 | 0 | 0 | 0 | 0 | 0 | 0 | 0 | 0 | 0 |  |  |  |  | 0 | 0 | 0 | 0 | 0 | 0
PG&E North of Greater Bay Study Area | Carquinez | 115 | 0 | 0 | 0 | 0 |  |  |  |  | 0 | 0 | 0 | 0 | 0 | 0 | 0 | 0 | 0 | 0 | 0 |  |  |  |  | 0 | 0 | 0 | 0 | 0 | 0
PG&E Kern Study Area | Carrizo Plains | 115 | 0 | 0 | 0 | 0 |  |  |  |  | 0 | 0 | 0 | 0 | 0 | 0 | 0 | 0 | 0 | 0 | 0 |  |  |  |  | 0 | 0 | 0 | 0 | 0 | 0
PG&E Greater Bay Study Area | Castro Valley | 230 | 0 | 0 | 0 | 0 |  |  |  |  | 0 | 0 | 0 | 0 | 0 | 0 | 0 | 0 | 0 | 0 | 0 |  |  |  |  | 0 | 0 | 0 | 0 | 0 | 0
PG&E Greater Bay Study Area | Cayetano | 230 | 0 | 0 | 0 | 0 |  |  |  |  | 0 | 0 | 0 | 0 | 0 | 0 | 0 | 0 | 0 | 0 | 0 |  |  |  |  | 0 | 0 | 0 | 0 | 0 | 0
SCE Metro Study Area | Center | 230 | 0 | 0 | 0 | 0 |  |  |  |  | 0 | 0 | 0 | 0 | 0 | 0 | 0 | 0 | 0 | 0 | 0 |  |  |  |  | 0 | 0 | 0 | 0 | 0 | 0
PG&E Kern Study Area | Charca | 115 | 0 | 0 | 0 | 0 |  |  |  |  | 0 | 0 | 0 | 0 | 0 | 0 | 0 | 0 | 0 | 0 | 0 |  |  |  |  | 0 | 0 | 0 | 0 | 0 | 0
East of Pisgah Study Area | Charleston | 138 | 0 | 0 | 0 | 0 |  |  |  |  | 0 | 0 | 0 | 0 | 0 | 0 | 0 | 0 | 0 | 0 | 0 |  |  |  |  | 0 | 0 | 0 | 0 | 0 | 0
SCE Metro Study Area | Chevmain | 230 | 0 | 0 | 0 | 0 |  |  |  |  | 0 | 0 | 0 | 0 | 0 | 0 | 0 | 0 | 0 | 0 | 0 |  |  |  |  | 0 | 0 | 0 | 0 | 0 | 0
SDG&E Study Area | Chicarita | 138 | 0 | 0 | 0 | 0 |  |  |  |  | 0 | 0 | 0 | 0 | 0 | 0 | 0 | 0 | 0 | 0 | 0 |  |  |  |  | 0 | 0 | 0 | 0 | 0 | 0
SCE Metro Study Area | Chino | 230 | 0 | 0 | 0 | 0 |  |  |  |  | 0 | 0 | 0 | 20 | 0 | 0 | 1 | 0 | 0 | 0 | 0 |  |  |  |  | 0 | 0 | 0 | 0 | 0 | 0
PG&E Fresno Study Area | Chowchilla | 115 | 0 | 0 | 0 | 0 |  |  |  |  | 0 | 0 | 0 | 0 | 0 | 0 | 0 | 0 | 0 | 0 | 0 |  |  |  |  | 0 | 0 | 0 | 0 | 0 | 0
PG&E Greater Bay Study Area | Christie | 115 | 0 | 0 | 0 | 0 |  |  |  |  | 0 | 0 | 0 | 0 | 0 | 0 | 0 | 0 | 0 | 0 | 0 |  |  |  |  | 0 | 0 | 0 | 0 | 0 | 0
SCE Eastern Study Area | Cielo Azul | 500 | 0 | 0 | 0 | 0 |  |  |  |  | 0 | 0 | 0 | 0 | 0 | 0 | 0 | 0 | 0 | 0 | 0 |  |  |  |  | 0 | 0 | 0 | 0 | 0 | 0
PG&E North of Greater Bay Study Area | Cloverdale | 115 | 20.8 | 0 | 0 | 0 |  |  |  |  | 0 | 0 | 0 | 0 | 0 | 0 | 1 | 0 | 0 | 0 | 0 |  |  |  |  | 0 | 0 | 0 | 0 | 0 | 0
PG&E Greater Bay Study Area | Coburn | 230 | 0 | 0 | 0 | 0 |  |  |  |  | 0 | 0 | 0 | 0 | 32 | 0 | 1 | 0 | 0 | 0 | 0 |  |  |  |  | 0 | 0 | 0 | 0 | 0 | 0
PG&E North of Greater Bay Study Area | Colgate | 230 | 0 | 0 | 0 | 0 |  |  |  |  | 0 | 0 | 0 | 0 | 0 | 0 | 0 | 0 | 0 | 0 | 0 |  |  |  |  | 0 | 0 | 0 | 0 | 0 | 0
PG&E Greater Bay Study Area | Collinsville | 500 | 0 | 0 | 0 | 0 |  |  |  |  | 0 | 0 | 0 | 0 | 0 | 0 | 0 | 0 | 0 | 0 | 0 |  |  |  |  | 0 | 0 | 0 | 0 | 0 | 0
PG&E Greater Bay Study Area | Collinsville | 230 | 0 | 0 | 0 | 0 |  |  |  |  | 0 | 0 | 0 | 0 | 0 | 0 | 0 | 0 | 0 | 0 | 0 |  |  |  |  | 0 | 0 | 0 | 0 | 0 | 0
SCE Eastern Study Area | Colorado River | 500 | 0 | 0 | 0 | 0 |  |  |  |  | 0 | 0 | 0 | 0 | 0 | 0 | 0 | 0 | 0 | 0 | 0 |  |  |  |  | 0 | 0 | 0 | 0 | 0 | 0
SCE Eastern Study Area | Colorado River | 230 | 0 | 0 | 0 | 0 |  |  |  |  | 0 | 456.6 | 131 | 751 | 0 | 0 | 1 | 0 | 0 | 0 | 0 |  |  |  |  | 0 | 0 | 0 | 0 | 0 | 0
PG&E Kern Study Area | Columbus | 115 | 0 | 0 | 0 | 0 |  |  |  |  | 0 | 0 | 0 | 0 | 0 | 0 | 0 | 0 | 0 | 0 | 0 |  |  |  |  | 0 | 0 | 0 | 0 | 0 | 0
PG&E Greater Bay Study Area | Contra Costa PP | 230 | 0 | 0 | 0 | 0 |  |  |  |  | 0 | 0 | 0 | 0 | 0 | 0 | 0 | 0 | 0 | 0 | 0 |  |  |  |  | 0 | 0 | 0 | 0 | 0 | 0
PG&E Greater Bay Study Area | Contra Costa | 230 | 0 | 0 | 0 | 0 |  |  |  |  | 0 | 0 | 0 | 0 | 0 | 0 | 0 | 0 | 0 | 0 | 0 |  |  |  |  | 0 | 0 | 0 | 0 | 0 | 0
SCE North of Lugo Study Area | Control | 115 | 53.7 | 0 | 0 | 0 |  |  |  |  | 0 | 0 | 0 | 0 | 0 | 0 | 1 | 0 | 0 | 0 | 0 |  |  |  |  | 0 | 0 | 0 | 0 | 0 | 0
SCE North of Lugo Study Area | Coolwater | 230 | 0 | 0 | 0 | 0 |  |  |  |  | 0 | 0 | 0 | 0 | 0 | 0 | 0 | 0 | 0 | 0 | 0 |  |  |  |  | 0 | 0 | 0 | 0 | 0 | 0
SCE North of Lugo Study Area | Coolwater | 115 | 0 | 0 | 0 | 0 |  |  |  |  | 0 | 0 | 0 | 0 | 0 | 0 | 0 | 0 | 0 | 0 | 0 |  |  |  |  | 0 | 0 | 0 | 0 | 0 | 0
PG&E Fresno Study Area | Corcoran | 115 | 0 | 0 | 0 | 0 |  |  |  |  | 0 | 0 | 0 | 0 | 0 | 0 | 0 | 0 | 0 | 0 | 0 |  |  |  |  | 0 | 0 | 0 | 0 | 0 | 0
PG&E North of Greater Bay Study Area | Corona | 115 | 0 | 0 | 0 | 0 |  |  |  |  | 0 | 0 | 0 | 0 | 0 | 0 | 0 | 0 | 0 | 0 | 0 |  |  |  |  | 0 | 0 | 0 | 0 | 0 | 0
PG&E North of Greater Bay Study Area | Cortina | 230 | 0 | 0 | 0 | 0 |  |  |  |  | 0 | 0 | 0 | 0 | 0 | 0 | 0 | 0 | 0 | 0 | 0 |  |  |  |  | 0 | 0 | 0 | 0 | 0 | 0
PG&E North of Greater Bay Study Area | Cortina | 115 | 0 | 0 | 0 | 0 |  |  |  |  | 0 | 0 | 0 | 0 | 0 | 0 | 0 | 0 | 0 | 0 | 0 |  |  |  |  | 0 | 0 | 0 | 0 | 0 | 0
PG&E Greater Bay Study Area | Cottle | 230 | 0 | 0 | 0 | 0 |  |  |  |  | 0 | 0 | 0 | 0 | 0 | 0 | 0 | 0 | 0 | 0 | 0 |  |  |  |  | 0 | 0 | 0 | 0 | 0 | 0
PG&E North of Greater Bay Study Area | Cottonwood | 230 | 0 | 0 | 0 | 0 |  |  |  |  | 0 | 0 | 0 | 0 | 0 | 0 | 0 | 0 | 0 | 0 | 0 |  |  |  |  | 0 | 0 | 0 | 0 | 0 | 0
PG&E Greater Bay Study Area | Coyote | 230 | 0 | 0 | 0 | 0 |  |  |  |  | 0 | 0 | 0 | 0 | 0 | 0 | 0 | 0 | 0 | 0 | 0 |  |  |  |  | 0 | 0 | 0 | 0 | 0 | 0
SDG&E Study Area | Creelman | 69 | 0 | 0 | 0 | 0 |  |  |  |  | 0 | 0 | 0 | 0 | 0 | 0 | 0 | 0 | 0 | 0 | 0 |  |  |  |  | 0 | 0 | 0 | 0 | 0 | 0
PG&E Greater Bay Study Area | Crow Creek | 60 | 0 | 0 | 0 | 0 |  |  |  |  | 0 | 6.21 | 14.11 | 15 | 0 | 0 | 1 | 0 | 0 | 0 | 0 |  |  |  |  | 0 | 0 | 0 | 0 | 0 | 0
PG&E Greater Bay Study Area | Curtis | 115 | 0 | 0 | 0 | 0 |  |  |  |  | 0 | 0 | 0 | 0 | 0 | 0 | 0 | 0 | 0 | 0 | 0 |  |  |  |  | 0 | 0 | 0 | 0 | 0 | 0
PG&E Fresno Study Area | Dairyland | 115 | 0 | 0 | 0 | 0 |  |  |  |  | 0 | 0 | 0 | 0 | 0 | 0 | 0 | 0 | 0 | 0 | 0 |  |  |  |  | 0 | 0 | 0 | 0 | 0 | 0
PG&E North of Greater Bay Study Area | Davis | 115 | 0 | 0 | 0 | 0 |  |  |  |  | 0 | 0 | 0 | 0 | 0 | 0 | 0 | 0 | 0 | 0 | 0 |  |  |  |  | 0 | 0 | 0 | 0 | 0 | 0
SCE Metro Study Area | Del Amo | 230 | 0 | 0 | 0 | 0 |  |  |  |  | 0 | 0 | 0 | 10 | 0 | 0 | 1 | 0 | 0 | 0 | 0 |  |  |  |  | 0 | 0 | 0 | 0 | 0 | 0
SCE Eastern Study Area | Delaney | 500 | 0 | 0 | 0 | 0 |  |  |  |  | 0 | 0 | 0 | 0 | 0 | 0 | 0 | 0 | 0 | 0 | 0 |  |  |  |  | 0 | 0 | 0 | 0 | 0 | 0
PG&E North of Greater Bay Study Area | Delevan | 230 | 0 | 0 | 0 | 0 |  |  |  |  | 0 | 0 | 0 | 0 | 0 | 0 | 0 | 0 | 0 | 0 | 0 |  |  |  |  | 0 | 0 | 0 | 0 | 0 | 0
PG&E Greater Bay Study Area | Delta PP | 230 | 0 | 0 | 0 | 0 |  |  |  |  | 0 | 0 | 0 | 0 | 0 | 0 | 0 | 0 | 0 | 0 | 0 |  |  |  |  | 0 | 0 | 0 | 0 | 0 | 0
East of Pisgah Study Area | Desert View | 230 | 0 | 0 | 0 | 0 |  |  |  |  | 0 | 0 | 0 | 0 | 0 | 0 | 0 | 0 | 0 | 0 | 0 |  |  |  |  | 0 | 0 | 0 | 0 | 0 | 0
SCE Eastern Study Area | Devers | 500 | 0 | 0 | 0 | 0 |  |  |  |  | 0 | 0 | 0 | 0 | 0 | 0 | 0 | 0 | 0 | 0 | 0 |  |  |  |  | 0 | 0 | 0 | 0 | 0 | 0
SCE Eastern Study Area | Devers | 230 | 0 | 0 | 93.6 | 0 |  |  |  |  | 0 | 0 | 0 | 400 | 0 | 0 | 1 | 0 | 0 | 0 | 0 |  |  |  |  | 0 | 0 | 0 | 0 | 0 | 0
PG&E Kern Study Area | Diablo | 500 | 0 | 0 | 0 | 0 |  |  |  |  | 0 | 0 | 0 | 0 | 0 | 0 | 0 | 0 | 0 | 0 | 0 |  |  |  |  | 0 | 0 | 0 | 0 | 0 | 0
PG&E Kern Study Area | Diablo | 230 | 0 | 0 | 0 | 0 |  |  |  |  | 0 | 0 | 0 | 0 | 0 | 0 | 0 | 0 | 0 | 0 | 0 |  |  |  |  | 0 | 0 | 0 | 0 | 0 | 0
PG&E Greater Bay Study Area | Dixon Landing | 115 | 0 | 0 | 0 | 0 |  |  |  |  | 0 | 0 | 0 | 0 | 0 | 0 | 0 | 0 | 0 | 0 | 0 |  |  |  |  | 0 | 0 | 0 | 0 | 0 | 0
PG&E Greater Bay Study Area | Donnells PH | 115 | 0 | 0 | 0 | 0 |  |  |  |  | 0 | 0 | 0 | 0 | 0 | 0 | 0 | 0 | 0 | 0 | 0 |  |  |  |  | 0 | 0 | 0 | 0 | 0 | 0
PG&E Fresno Study Area | Dos Amigos | 230 | 0 | 0 | 0 | 0 |  |  |  |  | 0 | 0 | 0 | 0 | 0 | 0 | 0 | 0 | 0 | 0 | 0 |  |  |  |  | 0 | 0 | 0 | 0 | 0 | 0
PG&E North of Greater Bay Study Area | Drum | 115 | 0 | 0 | 0 | 0 |  |  |  |  | 0 | 0 | 0 | 0 | 0 | 0 | 0 | 0 | 0 | 0 | 0 |  |  |  |  | 0 | 0 | 0 | 0 | 0 | 0
PG&E Greater Bay Study Area | Dumbarton | 115 | 0 | 0 | 0 | 0 |  |  |  |  | 0 | 0 | 0 | 0 | 0 | 0 | 0 | 0 | 0 | 0 | 0 |  |  |  |  | 0 | 0 | 0 | 0 | 0 | 0
SCE Eastern Study Area | Eagle Mountain | 230 | 0 | 0 | 0 | 0 |  |  |  |  | 0 | 0 | 0 | 0 | 0 | 0 | 0 | 0 | 0 | 0 | 0 |  |  |  |  | 0 | 0 | 0 | 0 | 0 | 0
PG&E North of Greater Bay Study Area | Eagle Rock (PGE) | 115 | 0 | 0 | 0 | 0 |  |  |  |  | 0 | 0 | 0 | 0 | 0 | 0 | 0 | 32 | 0 | 0 | 0 |  |  |  |  | 0 | 0 | 0 | 0 | 0 | 0
SCE Metro Study Area | Eagle Rock (SCE) | 230 | 0 | 0 | 0 | 0 |  |  |  |  | 0 | 0 | 0 | 0 | 0 | 0 | 0 | 0 | 0 | 0 | 0 |  |  |  |  | 0 | 0 | 0 | 0 | 0 | 0
PG&E North of Greater Bay Study Area | East Nicolaus | 115 | 0 | 0 | 0 | 0 |  |  |  |  | 0 | 0 | 0 | 0 | 0 | 0 | 0 | 0 | 0 | 0 | 0 |  |  |  |  | 0 | 0 | 0 | 0 | 0 | 0
PG&E Greater Bay Study Area | East Shore | 230 | 0 | 0 | 0 | 0 |  |  |  |  | 0 | 0 | 0 | 0 | 0 | 0 | 0 | 0 | 0 | 0 | 0 |  |  |  |  | 0 | 0 | 0 | 0 | 0 | 0
PG&E Greater Bay Study Area | East Shore | 115 | 0 | 0 | 0 | 0 |  |  |  |  | 0 | 0 | 0 | 0 | 0 | 0 | 0 | 0 | 0 | 0 | 0 |  |  |  |  | 0 | 0 | 0 | 0 | 0 | 0
SDG&E Study Area | ECO | 500 | 0 | 0 | 0 | 0 |  |  |  |  | 0 | 0 | 0 | 0 | 0 | 0 | 0 | 0 | 0 | 0 | 0 |  |  |  |  | 0 | 0 | 0 | 0 | 0 | 0
SDG&E Study Area | ECO | 230 | 0 | 0 | 105 | 0 |  |  |  |  | 0 | 0 | 0 | 0 | 0 | 0 | 1 | 0 | 0 | 0 | 0 |  |  |  |  | 0 | 0 | 0 | 0 | 0 | 0
SDG&E Study Area | ECO | 138 | 0 | 0 | 0 | 0 |  |  |  |  | 0 | 0 | 0 | 0 | 0 | 0 | 0 | 0 | 0 | 0 | 0 |  |  |  |  | 0 | 0 | 0 | 0 | 0 | 0
PG&E Greater Bay Study Area | Edes | 115 | 0 | 0 | 0 | 0 |  |  |  |  | 0 | 0 | 0 | 0 | 0 | 0 | 0 | 0 | 0 | 0 | 0 |  |  |  |  | 0 | 0 | 0 | 0 | 0 | 0
PG&E Greater Bay Study Area | Eight Mile | 230 | 0 | 0 | 0 | 0 |  |  |  |  | 0 | 0 | 0 | 0 | 0 | 0 | 0 | 0 | 0 | 0 | 0 |  |  |  |  | 0 | 0 | 0 | 0 | 0 | 0
SDG&E Study Area | El Cajon | 69 | 0 | 0 | 0 | 0 |  |  |  |  | 0 | 0 | 0 | 0 | 0 | 0 | 0 | 0 | 0 | 0 | 0 |  |  |  |  | 0 | 0 | 0 | 0 | 0 | 0
SCE Eastern Study Area | El Casco | 230 | 0 | 0 | 0 | 0 |  |  |  |  | 0 | 0 | 0 | 100 | 0 | 0 | 1 | 0 | 0 | 0 | 0 |  |  |  |  | 0 | 0 | 0 | 0 | 0 | 0
PG&E Fresno Study Area | El Nido (PGE) | 115 | 0 | 0 | 0 | 0 |  |  |  |  | 0 | 0 | 0 | 0 | 0 | 0 | 0 | 0 | 0 | 0 | 0 |  |  |  |  | 0 | 0 | 0 | 0 | 0 | 0
SCE Metro Study Area | El Nido (SCE) | 230 | 0 | 0 | 0 | 0 |  |  |  |  | 0 | 0 | 0 | 0 | 0 | 0 | 0 | 0 | 0 | 0 | 0 |  |  |  |  | 0 | 0 | 0 | 0 | 0 | 0
PG&E Greater Bay Study Area | El Patio | 115 | 0 | 0 | 0 | 0 |  |  |  |  | 0 | 0 | 0 | 0 | 0 | 0 | 0 | 0 | 0 | 0 | 0 |  |  |  |  | 0 | 0 | 0 | 0 | 0 | 0
SCE Metro Study Area | El Segundo | 230 | 0 | 0 | 0 | 0 |  |  |  |  | 0 | 0 | 0 | 0 | 0 | 0 | 0 | 0 | 0 | 0 | 0 |  |  |  |  | 0 | 0 | 0 | 0 | 0 | 0
East of Pisgah Study Area | Eldorado | 500 | 0 | 0 | 0 | 0 |  |  |  |  | 0 | 0 | 0 | 0 | 0 | 0 | 0 | 0 | 0 | 0 | 0 |  |  |  |  | 0 | 0 | 0 | 0 | 0 | 0
East of Pisgah Study Area | Eldorado | 230 | 88.2 | 0 | 0 | 0 |  |  |  |  | 0 | 0 | 0 | 0 | 0 | 0 | 1 | 0 | 0 | 0 | 0 |  |  |  |  | 0 | 0 | 0 | 0 | 0 | 0
PG&E Kern Study Area | Elk Hills | 230 | 0 | 0 | 0 | 0 |  |  |  |  | 0 | 0 | 0 | 0 | 0 | 0 | 0 | 0 | 0 | 0 | 0 |  |  |  |  | 0 | 0 | 0 | 0 | 0 | 0
SDG&E Study Area | Elliot | 69 | 0 | 0 | 0 | 0 |  |  |  |  | 0 | 0 | 0 | 0 | 0 | 0 | 0 | 0 | 0 | 0 | 0 |  |  |  |  | 0 | 0 | 0 | 0 | 0 | 0
SCE Metro Study Area | Ellis | 230 | 0 | 0 | 0 | 0 |  |  |  |  | 0 | 0 | 0 | 0 | 0 | 0 | 0 | 0 | 0 | 0 | 0 |  |  |  |  | 0 | 0 | 0 | 0 | 0 | 0
SDG&E Study Area | Encina | 230 | 0 | 0 | 0 | 0 |  |  |  |  | 0 | 0 | 0 | 0 | 0 | 0 | 0 | 0 | 0 | 0 | 0 |  |  |  |  | 0 | 0 | 0 | 0 | 0 | 0
SDG&E Study Area | Escondido | 230 | 0 | 0 | 0 | 0 |  |  |  |  | 0 | 0 | 0 | 0 | 50 | 0 | 1 | 0 | 0 | 0 | 0 |  |  |  |  | 0 | 0 | 0 | 0 | 0 | 0
SCE Eastern Study Area | Etiwanda | 230 | 0 | 0 | 0 | 0 |  |  |  |  | 0 | 0 | 0 | 100 | 0 | 0 | 1 | 0 | 0 | 0 | 0 |  |  |  |  | 0 | 0 | 0 | 0 | 0 | 0
PG&E Greater Bay Study Area | Evergreen | 115 | 0 | 0 | 0 | 0 |  |  |  |  | 0 | 0 | 0 | 0 | 0 | 0 | 0 | 0 | 0 | 0 | 0 |  |  |  |  | 0 | 0 | 0 | 0 | 0 | 0
PG&E Fresno Study Area | Excelsior | 115 | 0 | 0 | 0 | 0 |  |  |  |  | 0 | 0 | 0 | 0 | 0 | 0 | 0 | 0 | 0 | 0 | 0 |  |  |  |  | 0 | 0 | 0 | 0 | 0 | 0
PG&E Kern Study Area | Fairway | 115 | 0 | 0 | 0 | 0 |  |  |  |  | 0 | 0 | 0 | 10 | 0 | 0 | 1 | 0 | 0 | 0 | 0 |  |  |  |  | 0 | 0 | 0 | 0 | 0 | 0
PG&E Kern Study Area | Famoso | 115 | 0 | 0 | 0 | 0 |  |  |  |  | 0 | 0 | 0 | 0 | 0 | 0 | 0 | 0 | 0 | 0 | 0 |  |  |  |  | 0 | 0 | 0 | 0 | 0 | 0
PG&E Greater Bay Study Area | Fibreboard (SPI Sonora) | 115 | 0 | 0 | 0 | 0 |  |  |  |  | 0 | 0 | 0 | 0 | 0 | 0 | 0 | 0 | 0 | 0 | 0 |  |  |  |  | 0 | 0 | 0 | 0 | 0 | 0
PG&E Fresno Study Area | Figarden | 230 | 0 | 0 | 0 | 0 |  |  |  |  | 0 | 0 | 0 | 0 | 0 | 0 | 0 | 0 | 0 | 0 | 0 |  |  |  |  | 0 | 0 | 0 | 0 | 0 | 0
PG&E Fresno Study Area | Fink (Proposed) | 230 | 0 | 0 | 0 | 0 |  |  |  |  | 0 | 50 | 0 | 5 | 0 | 0 | 1 | 0 | 0 | 0 | 0 |  |  |  |  | 0 | 0 | 0 | 0 | 0 | 0
PG&E Greater Bay Study Area | FMC | 115 | 0 | 0 | 0 | 0 |  |  |  |  | 0 | 0 | 0 | 0 | 0 | 0 | 0 | 0 | 0 | 0 | 0 |  |  |  |  | 0 | 0 | 0 | 0 | 0 | 0
PG&E Greater Bay Study Area | Frogtown | 115 | 0 | 0 | 0 | 0 |  |  |  |  | 0 | 0 | 0 | 0 | 0 | 0 | 0 | 0 | 0 | 0 | 0 |  |  |  |  | 0 | 0 | 0 | 0 | 0 | 0
PG&E North of Greater Bay Study Area | Fulton | 230 | 0 | 0 | 0 | 0 |  |  |  |  | 0 | 0 | 0 | 0 | 0 | 0 | 0 | 0 | 0 | 0 | 0 |  |  |  |  | 0 | 0 | 0 | 0 | 0 | 0
PG&E North of Greater Bay Study Area | Fulton | 115 | 0 | 0 | 0 | 0 |  |  |  |  | 0 | 0 | 0 | 0 | 0 | 0 | 0 | 0 | 0 | 0 | 0 |  |  |  |  | 0 | 0 | 0 | 0 | 0 | 0
East of Pisgah Study Area | Carpenter Canyon (fka Gamebird) | 230 | 0 | 0 | 0 | 0 |  |  |  |  | 0 | 0 | 0 | 0 | 0 | 0 | 0 | 0 | 0 | 0 | 0 |  |  |  |  | 0 | 0 | 0 | 0 | 0 | 0
East of Pisgah Study Area | Carpenter Canyon (fka Gamebird) | 138 | 0 | 0 | 0 | 0 |  |  |  |  | 0 | 0 | 0 | 0 | 0 | 0 | 0 | 0 | 0 | 0 | 0 |  |  |  |  | 0 | 0 | 0 | 0 | 0 | 0
PG&E Kern Study Area | Ganso | 115 | 0 | 0 | 0 | 0 |  |  |  |  | 0 | 0 | 0 | 0 | 0 | 0 | 0 | 0 | 0 | 0 | 0 |  |  |  |  | 0 | 0 | 0 | 0 | 0 | 0
PG&E Fresno Study Area | Gates | 500 | 0 | 0 | 0 | 0 |  |  |  |  | 0 | 0 | 0 | 0 | 0 | 0 | 0 | 0 | 0 | 0 | 0 |  |  |  |  | 0 | 0 | 0 | 0 | 0 | 0
PG&E Fresno Study Area | Gates | 230 | 0 | 0 | 0 | 0 |  |  |  |  | 0 | 0 | 0 | 0 | 0 | 0 | 0 | 0 | 0 | 0 | 0 |  |  |  |  | 4.59 | 0 | 0 | 0 | 0 | 0
PG&E Fresno Study Area | New Sub - Gates - Midway (Proposed) | 230 | 0 | 0 | 0 | 0 |  |  |  |  | 0 | 0 | 0 | 0 | 0 | 0 | 0 | 0 | 0 | 0 | 0 |  |  |  |  | 0 | 0 | 0 | 0 | 0 | 0
PG&E Kern Study Area | New Sub - Gates - Templeton (Proposed) | 230 | 0 | 0 | 0 | 0 |  |  |  |  | 0 | 0 | 0 | 0 | 0 | 0 | 0 | 0 | 0 | 0 | 0 |  |  |  |  | 0 | 0 | 0 | 0 | 0 | 0
PG&E North of Greater Bay Study Area | Geysers 12 | 230 | 0 | 0 | 0 | 0 |  |  |  |  | 0 | 0 | 0 | 0 | 0 | 0 | 0 | 0 | 0 | 0 | 0 |  |  |  |  | 0 | 0 | 0 | 0 | 0 | 0
PG&E North of Greater Bay Study Area | Geysers 17 | 230 | 0 | 0 | 0 | 0 |  |  |  |  | 0 | 0 | 0 | 0 | 0 | 0 | 0 | 0 | 0 | 0 | 0 |  |  |  |  | 0 | 0 | 0 | 0 | 0 | 0
PG&E North of Greater Bay Study Area | Geysers 5&6 | 115 | 0 | 0 | 0 | 0 |  |  |  |  | 0 | 0 | 0 | 0 | 0 | 0 | 0 | 0 | 0 | 0 | 0 |  |  |  |  | 0 | 0 | 0 | 0 | 0 | 0
PG&E North of Greater Bay Study Area | Geysers 9&10 Sonoma | 230 | 0 | 0 | 0 | 0 |  |  |  |  | 0 | 0 | 0 | 0 | 0 | 0 | 0 | 0 | 0 | 0 | 0 |  |  |  |  | 0 | 0 | 0 | 0 | 0 | 0
PG&E Fresno Study Area | Giffen | 70 | 0 | 0 | 0 | 0 |  |  |  |  | 0 | 0 | 0 | 0 | 0 | 0 | 0 | 0 | 0 | 0 | 0 |  |  |  |  | 0 | 0 | 0 | 0 | 0 | 0
PG&E North of Greater Bay Study Area | Glenn | 230 | 0 | 0 | 0 | 0 |  |  |  |  | 0 | 0 | 0 | 0 | 0 | 0 | 0 | 0 | 0 | 0 | 0 |  |  |  |  | 0 | 0 | 0 | 0 | 0 | 0
PG&E North of Greater Bay Study Area | Gold Hill | 230 | 0 | 0 | 0 | 0 |  |  |  |  | 0 | 0 | 0 | 0 | 0 | 0 | 0 | 0 | 0 | 0 | 0 |  |  |  |  | 0 | 0 | 0 | 0 | 0 | 0
SCE Northern Area | Goleta | 230 | 0 | 1.9 | 0 | 0 |  |  |  |  | 0 | 0 | 0 | 0 | 0 | 0 | 1 | 0 | 0 | 0 | 0 |  |  |  |  | 0 | 0 | 0 | 0 | 0 | 0
SCE Metro Study Area | Goodrich | 230 | 0 | 0 | 0 | 0 |  |  |  |  | 0 | 0 | 0 | 0 | 0 | 0 | 0 | 0 | 0 | 0 | 0 |  |  |  |  | 0 | 0 | 0 | 0 | 0 | 0
PG&E Kern Study Area | Goose Lake | 115 | 0 | 0 | 0 | 0 |  |  |  |  | 0 | 0 | 0 | 0 | 0 | 0 | 0 | 0 | 0 | 0 | 0 |  |  |  |  | 0 | 0 | 0 | 0 | 0 | 0
SCE Metro Study Area | Gould | 230 | 0 | 0 | 0 | 0 |  |  |  |  | 0 | 0 | 0 | 0 | 0 | 0 | 0 | 0 | 0 | 0 | 0 |  |  |  |  | 0 | 0 | 0 | 0 | 0 | 0
PG&E Greater Bay Study Area | Grant | 115 | 0 | 0 | 0 | 0 |  |  |  |  | 0 | 0 | 0 | 0 | 0 | 0 | 0 | 0 | 0 | 0 | 0 |  |  |  |  | 0 | 0 | 0 | 0 | 0 | 0
PG&E Greater Bay Study Area | Green Valley | 115 | 0 | 0 | 0 | 0 |  |  |  |  | 0 | 0 | 0 | 0 | 0 | 0 | 0 | 0 | 0 | 0 | 0 |  |  |  |  | 0 | 0 | 0 | 0 | 0 | 0
PG&E North of Greater Bay Study Area | Greenleaf 1 | 115 | 0 | 0 | 0 | 0 |  |  |  |  | 0 | 0 | 0 | 0 | 0 | 0 | 0 | 0 | 0 | 0 | 0 |  |  |  |  | 0 | 0 | 0 | 0 | 0 | 0
PG&E Fresno Study Area | Gregg | 230 | 0 | 0 | 0 | 0 |  |  |  |  | 0 | 0 | 0 | 0 | 0 | 0 | 0 | 0 | 0 | 0 | 0 |  |  |  |  | 0 | 0 | 0 | 0 | 0 | 0
PG&E Kern Study Area | Grimmway-Malaga | 115 | 0 | 0 | 0 | 0 |  |  |  |  | 0 | 0 | 0 | 0 | 0 | 0 | 0 | 0 | 0 | 0 | 0 |  |  |  |  | 0 | 0 | 0 | 0 | 0 | 0
PG&E Fresno Study Area | GWF Hanford | 115 | 0 | 0 | 0 | 0 |  |  |  |  | 0 | 0 | 0 | 0 | 0 | 0 | 0 | 0 | 0 | 0 | 0 |  |  |  |  | 0 | 0 | 0 | 0 | 0 | 0
SCE Metro Study Area | HarborGen | 230 | 0 | 0 | 0 | 0 |  |  |  |  | 0 | 0 | 0 | 0 | 0 | 0 | 0 | 0 | 0 | 0 | 0 |  |  |  |  | 0 | 0 | 0 | 0 | 0 | 0
East of Pisgah Study Area | Harry Allen | 500 | 0 | 0 | 0 | 0 |  |  |  |  | 0 | 0 | 0 | 0 | 0 | 0 | 0 | 0 | 0 | 0 | 0 |  |  |  |  | 0 | 0 | 0 | 0 | 0 | 0
SDG&E Study Area | Hassayampa | 500 | 0 | 0 | 0 | 0 |  |  |  |  | 0 | 52.5 | 0 | 12.5 | 0 | 0 | 1 | 0 | 0 | 0 | 0 |  |  |  |  | 0 | 0 | 0 | 0 | 0 | 0
PG&E Fresno Study Area | Helm | 230 | 0 | 0 | 0 | 0 |  |  |  |  | 0 | 0 | 0 | 0 | 0 | 0 | 0 | 0 | 0 | 0 | 0 |  |  |  |  | 0 | 0 | 0 | 0 | 0 | 0
PG&E Fresno Study Area | Henrietta | 230 | 0 | 0 | 0 | 0 |  |  |  |  | 0 | 0 | 0 | 0 | 0 | 0 | 0 | 0 | 0 | 0 | 0 |  |  |  |  | 0 | 0 | 0 | 0 | 0 | 0
PG&E Fresno Study Area | Herndon | 230 | 0 | 1.9 | 0 | 0 |  |  |  |  | 0 | 0 | 0 | 0 | 0 | 0 | 1 | 0 | 0 | 0 | 0 |  |  |  |  | 0 | 0 | 0 | 0 | 0 | 0
PG&E Greater Bay Study Area | Hicks | 230 | 0 | 0 | 0 | 0 |  |  |  |  | 0 | 0 | 0 | 0 | 0 | 0 | 0 | 0 | 0 | 0 | 0 |  |  |  |  | 0 | 0 | 0 | 0 | 0 | 0
PG&E North of Greater Bay Study Area | Higgins | 115 | 0 | 0 | 0 | 0 |  |  |  |  | 0 | 0 | 0 | 0 | 0 | 0 | 0 | 0 | 0 | 0 | 0 |  |  |  |  | 0 | 0 | 0 | 0 | 0 | 0
SCE Metro Study Area | Hinson | 230 | 0 | 0 | 0 | 0 |  |  |  |  | 0 | 0 | 0 | 0 | 0 | 0 | 0 | 0 | 0 | 0 | 0 |  |  |  |  | 0 | 0 | 0 | 0 | 0 | 0
PG&E Greater Bay Study Area | Hollister | 115 | 0 | 0 | 0 | 0 |  |  |  |  | 0 | 0 | 0 | 0 | 0 | 0 | 0 | 0 | 0 | 0 | 0 |  |  |  |  | 0 | 0 | 0 | 0 | 0 | 0
PG&E North of Greater Bay Study Area | Homestake | 115 | 0 | 0 | 0 | 0 |  |  |  |  | 0 | 0 | 0 | 0 | 0 | 0 | 0 | 0 | 0 | 0 | 0 |  |  |  |  | 0 | 0 | 0 | 0 | 0 | 0
PG&E North of Greater Bay Study Area | Honcut | 115 | 0 | 0 | 0 | 0 |  |  |  |  | 0 | 0 | 0 | 0 | 0 | 0 | 0 | 0 | 0 | 0 | 0 |  |  |  |  | 0 | 0 | 0 | 0 | 0 | 0
SDG&E Study Area | Hoodoo Wash | 500 | 0 | 0 | 0 | 0 |  |  |  |  | 0 | 0 | 0 | 0 | 0 | 0 | 0 | 0 | 0 | 0 | 0 |  |  |  |  | 0 | 0 | 0 | 0 | 0 | 0
PG&E North of Greater Bay Study Area | Hopland | 115 | 0 | 0 | 0 | 0 |  |  |  |  | 0 | 0 | 0 | 0 | 0 | 0 | 0 | 0 | 0 | 0 | 0 |  |  |  |  | 0 | 0 | 0 | 0 | 0 | 0
PG&E North of Greater Bay Study Area | Humboldt | 115 | 0 | 0 | 0 | 0 |  |  |  |  | 0 | 0 | 0 | 0 | 0 | 0 | 0 | 0 | 0 | 0 | 0 |  |  |  |  | 0 | 0 | 0 | 0 | 0 | 0
PG&E North of Greater Bay Study Area | Humboldt (Proposed) | 500 | 0 | 0 | 0 | 0 |  |  |  |  | 0 | 0 | 0 | 0 | 0 | 0 |  | 0 | 0 | 0 | 0 |  |  |  |  | 0 | 0 | 0 | 0 | 0 | 0
SCE Metro Study Area | Huntington Beach | 230 | 0 | 0 | 0 | 0 |  |  |  |  | 0 | 0 | 0 | 0 | 0 | 0 | 0 | 0 | 0 | 0 | 0 |  |  |  |  | 0 | 0 | 0 | 0 | 0 | 0
PG&E North of Greater Bay Study Area | Ignacio | 230 | 0 | 0 | 0 | 0 |  |  |  |  | 0 | 0 | 0 | 0 | 0 | 0 | 0 | 0 | 0 | 0 | 0 |  |  |  |  | 0 | 0 | 0 | 0 | 0 | 0
PG&E North of Greater Bay Study Area | Ignacio | 115 | 0 | 0 | 0 | 0 |  |  |  |  | 0 | 0 | 0 | 0 | 0 | 0 | 0 | 0 | 0 | 0 | 0 |  |  |  |  | 0 | 0 | 0 | 0 | 0 | 0
SDG&E Study Area | Imperial Valley | 500 | 0 | 0 | 0 | 0 |  |  |  |  | 0 | 0 | 0 | 0 | 0 | 0 | 0 | 0 | 0 | 0 | 0 |  |  |  |  | 0 | 0 | 0 | 0 | 0 | 0
SDG&E Study Area | Imperial Valley | 230 | 50 | 0 | 0 | 0 |  |  |  |  | 0 | 120 | 0 | 171 | 0 | 0 | 1 | 0 | 0 | 0 | 0 |  |  |  |  | 0 | 0 | 0 | 0 | 0 | 0
East of Pisgah Study Area | Innovation | 230 | 0 | 0 | 0 | 0 |  |  |  |  | 0 | 0 | 0 | 0 | 0 | 0 | 0 | 0 | 0 | 0 | 0 |  |  |  |  | 0 | 0 | 0 | 0 | 0 | 0
East of Pisgah Study Area | Innovation | 138 | 0 | 0 | 0 | 0 |  |  |  |  | 0 | 0 | 0 | 0 | 0 | 0 | 0 | 0 | 0 | 0 | 0 |  |  |  |  | 0 | 0 | 0 | 0 | 0 | 0
SCE North of Lugo Study Area | Inyokern | 115 | 0 | 0 | 0 | 0 |  |  |  |  | 2 | 0 | 0 | 0 | 0 | 0 | 1 | 0 | 0 | 0 | 0 |  |  |  |  | 0 | 0 | 0 | 0 | 0 | 0
East of Pisgah Study Area | IS Tap | 138 | 0 | 0 | 0 | 0 |  |  |  |  | 0 | 0 | 0 | 0 | 0 | 0 | 0 | 0 | 0 | 0 | 0 |  |  |  |  | 0 | 0 | 0 | 0 | 0 | 0
East of Pisgah Study Area | Ivanpah | 230 | 0 | 0 | 0 | 0 |  |  |  |  | 0 | 0 | 0 | 0 | 0 | 0 | 0 | 0 | 0 | 0 | 0 |  |  |  |  | 0 | 0 | 0 | 0 | 0 | 0
East of Pisgah Study Area | Jackass (DOE) | 138 | 0 | 0 | 0 | 0 |  |  |  |  | 0 | 0 | 0 | 0 | 0 | 0 | 0 | 0 | 0 | 0 | 0 |  |  |  |  | 0 | 0 | 0 | 0 | 0 | 0
PG&E Fresno Study Area | Jackson Swt | 115 | 0 | 0 | 0 | 0 |  |  |  |  | 0 | 0 | 0 | 0 | 0 | 0 | 0 | 0 | 0 | 0 | 0 |  |  |  |  | 0 | 0 | 0 | 0 | 0 | 0
PG&E North of Greater Bay Study Area | Jessup | 115 | 0 | 0 | 0 | 0 |  |  |  |  | 0 | 0 | 0 | 0 | 0 | 0 | 0 | 0 | 0 | 0 | 0 |  |  |  |  | 0 | 0 | 0 | 0 | 0 | 0
SCE Metro Study Area | Johanna | 230 | 0 | 0 | 0 | 0 |  |  |  |  | 0 | 0 | 0 | 61.4 | 0 | 0 | 1 | 0 | 0 | 0 | 0 |  |  |  |  | 0 | 0 | 0 | 0 | 0 | 0
SCE Eastern Study Area | Julian Hinds | 230 | 0 | 0 | 0 | 0 |  |  |  |  | 0 | 0 | 0 | 0 | 0 | 0 | 0 | 0 | 0 | 0 | 0 |  |  |  |  | 0 | 0 | 0 | 0 | 0 | 0
PG&E Greater Bay Study Area | Kasson | 115 | 0 | 0 | 0 | 0 |  |  |  |  | 0 | 0 | 0 | 0 | 0 | 0 | 0 | 0 | 0 | 0 | 0 |  |  |  |  | 0 | 0 | 0 | 0 | 0 | 0
PG&E Fresno Study Area | Kearney | 230 | 0 | 0 | 0 | 0 |  |  |  |  | 0 | 0 | 0 | 0 | 0 | 0 | 0 | 0 | 0 | 0 | 0 |  |  |  |  | 10 | 0 | 0 | 0 | 0 | 0
PG&E Greater Bay Study Area | Kelso | 230 | 0 | 0 | 0 | 0 |  |  |  |  | 0 | 0 | 0 | 0 | 0 | 0 | 0 | 0 | 0 | 0 | 0 |  |  |  |  | 0 | 0 | 0 | 0 | 0 | 0
PG&E Kern Study Area | Kern Oil | 115 | 0 | 0 | 0 | 0 |  |  |  |  | 0 | 0 | 0 | 0 | 0 | 0 | 0 | 0 | 0 | 0 | 0 |  |  |  |  | 0 | 0 | 0 | 0 | 0 | 0
PG&E Kern Study Area | Kern PP | 230 | 0 | 0 | 0 | 0 |  |  |  |  | 0 | 0 | 0 | 0 | 0 | 0 | 0 | 0 | 0 | 0 | 0 |  |  |  |  | 0 | 0 | 0 | 0 | 0 | 0
PG&E Kern Study Area | Kern PP | 115 | 0 | 0 | 0 | 0 |  |  |  |  | 0 | 0 | 0 | 0 | 0 | 0 | 0 | 0 | 0 | 0 | 0 |  |  |  |  | 0 | 0 | 0 | 0 | 0 | 0
PG&E Kern Study Area | Kernridge | 115 | 0 | 0 | 0 | 0 |  |  |  |  | 0 | 0 | 0 | 0 | 0 | 0 | 0 | 0 | 0 | 0 | 0 |  |  |  |  | 0 | 0 | 0 | 0 | 0 | 0
PG&E Greater Bay Study Area | Kirker | 115 | 0 | 0 | 0 | 0 |  |  |  |  | 0 | 0 | 0 | 0 | 0 | 0 | 0 | 0 | 0 | 0 | 0 |  |  |  |  | 0 | 0 | 0 | 0 | 0 | 0
PG&E North of Greater Bay Study Area | Knights Landing | 115 | 0 | 0 | 0 | 0 |  |  |  |  | 0 | 0 | 0 | 0 | 0 | 0 | 0 | 0 | 0 | 0 | 0 |  |  |  |  | 0 | 0 | 0 | 0 | 0 | 0
SCE North of Lugo Study Area | Kramer | 230 | 0 | 0 | 0 | 0 |  |  |  |  | 0 | 599 | 33 | 317.5 | 0 | 0 | 1 | 0 | 0 | 0 | 0 |  |  |  |  | 0 | 0 | 0 | 0 | 0 | 0
SCE North of Lugo Study Area | Kramer | 115 | 0 | 0 | 0 | 0 |  |  |  |  | 0 | 0 | 0 | 0 | 0 | 0 | 0 | 0 | 0 | 0 | 0 |  |  |  |  | 0 | 0 | 0 | 0 | 0 | 0
SCE North of Lugo Study Area | New Sub - Kramer - Lugo (Proposed) | 230 | 0 | 0 | 0 | 0 |  |  |  |  | 0 | 0 | 0 | 0 | 0 | 0 | 0 | 0 | 0 | 0 | 0 |  |  |  |  | 0 | 0 | 0 | 0 | 0 | 0
SCE Metro Study Area | La Cienega | 230 | 0 | 0 | 0 | 0 |  |  |  |  | 0 | 0 | 0 | 0 | 0 | 0 | 0 | 0 | 0 | 0 | 0 |  |  |  |  | 0 | 0 | 0 | 0 | 0 | 0
SCE Metro Study Area | La Fresa | 230 | 0 | 0 | 0 | 0 |  |  |  |  | 0 | 0 | 0 | 0 | 0 | 0 | 0 | 0 | 0 | 0 | 0 |  |  |  |  | 0 | 0 | 0 | 0 | 0 | 0
SCE Metro Study Area | Laguna Bell | 230 | 0 | 0 | 0 | 0 |  |  |  |  | 0 | 0 | 0 | 0 | 0 | 0 | 0 | 0 | 0 | 0 | 0 |  |  |  |  | 0 | 0 | 0 | 0 | 0 | 0
PG&E Kern Study Area | Lakeview | 70 | 0 | 0 | 0 | 0 |  |  |  |  | 0 | 0 | 0 | 0 | 0 | 0 | 0 | 0 | 0 | 0 | 0 |  |  |  |  | 0 | 0 | 0 | 0 | 0 | 0
PG&E North of Greater Bay Study Area | Lakeville | 230 | 0 | 0 | 0 | 0 |  |  |  |  | 0 | 0 | 0 | 0 | 0 | 0 | 0 | 0 | 0.995 | 0 | 0 |  |  |  |  | 0 | 0 | 0 | 0 | 0 | 0
PG&E North of Greater Bay Study Area | Lakeville | 115 | 0 | 0 | 0 | 0 |  |  |  |  | 0 | 0 | 0 | 0 | 0 | 0 | 0 | 0 | 0 | 0 | 0 |  |  |  |  | 0 | 0 | 0 | 0 | 0 | 0
PG&E North of Greater Bay Study Area | Lambie | 230 | 0 | 0 | 0 | 0 |  |  |  |  | 0 | 0 | 0 | 0 | 0 | 0 | 0 | 0 | 0 | 0 | 0 |  |  |  |  | 0 | 0 | 0 | 0 | 0 | 0
PG&E Greater Bay Study Area | Lammers | 115 | 0 | 0 | 0 | 0 |  |  |  |  | 0 | 0 | 0 | 0 | 0 | 0 | 0 | 0 | 0 | 0 | 0 |  |  |  |  | 0 | 0 | 0 | 0 | 0 | 0
PG&E Kern Study Area | Lamont | 115 | 0 | 0 | 0 | 0 |  |  |  |  | 0 | 0 | 0 | 0 | 0 | 0 | 0 | 0 | 0 | 0 | 0 |  |  |  |  | 0 | 0 | 0 | 0 | 0 | 0
PG&E Fresno Study Area | Las Aguilas | 230 | 0 | 0 | 0 | 0 |  |  |  |  | 0 | 0 | 0 | 0 | 0 | 0 | 0 | 0 | 0 | 0 | 0 |  |  |  |  | 0 | 0 | 0 | 0 | 0 | 0
East of Pisgah Study Area | Lathrop | 138 | 0 | 0 | 0 | 0 |  |  |  |  | 0 | 0 | 0 | 0 | 0 | 0 | 0 | 0 | 0 | 0 | 0 |  |  |  |  | 0 | 0 | 0 | 0 | 0 | 0
PG&E Fresno Study Area | Le Grand | 115 | 0 | 0 | 0 | 0 |  |  |  |  | 0 | 0 | 0 | 0 | 0 | 0 | 0 | 0 | 0 | 0 | 0 |  |  |  |  | 0 | 0 | 0 | 0 | 0 | 0
PG&E Kern Study Area | Lerdo | 115 | 0 | 0 | 0 | 0 |  |  |  |  | 0 | 0 | 0 | 0 | 0 | 0 | 0 | 0 | 0 | 0 | 0 |  |  |  |  | 0 | 0 | 0 | 0 | 0 | 0
SCE Metro Study Area | Lewis | 230 | 0 | 0 | 0 | 0 |  |  |  |  | 0 | 0 | 0 | 0 | 0 | 0 | 0 | 0 | 0 | 0 | 0 |  |  |  |  | 0 | 0 | 0 | 0 | 0 | 0
SCE Metro Study Area | Lighthipe | 230 | 0 | 0 | 0 | 0 |  |  |  |  | 0 | 0 | 0 | 0 | 0 | 0 | 0 | 0 | 0 | 0 | 0 |  |  |  |  | 0 | 0 | 0 | 0 | 0 | 0
PG&E North of Greater Bay Study Area | Lincoln | 115 | 0 | 0 | 0 | 0 |  |  |  |  | 0 | 0 | 0 | 0 | 0 | 0 | 0 | 0 | 0 | 0 | 0 |  |  |  |  | 0 | 0 | 0 | 0 | 0 | 0
PG&E Kern Study Area | Live Oak | 115 | 0 | 0 | 0 | 0 |  |  |  |  | 0 | 0 | 0 | 0 | 0 | 0 | 0 | 0 | 0 | 0 | 0 |  |  |  |  | 0 | 0 | 0 | 0 | 0 | 0
PG&E Greater Bay Study Area | Llagas | 115 | 0 | 0 | 0 | 0 |  |  |  |  | 0 | 0 | 0 | 0 | 0 | 0 | 0 | 0 | 0 | 0 | 0 |  |  |  |  | 0 | 0 | 0 | 0 | 0 | 0
PG&E Greater Bay Study Area | Lockeford | 230 | 0 | 0 | 0 | 0 |  |  |  |  | 0 | 0 | 0 | 0 | 0 | 0 | 0 | 0 | 0 | 0 | 0 |  |  |  |  | 0 | 0 | 0 | 0 | 0 | 0
PG&E North of Greater Bay Study Area | Logan Creek | 230 | 0 | 0 | 0 | 0 |  |  |  |  | 0 | 0 | 0 | 0 | 0 | 0 | 0 | 0 | 0 | 0 | 0 |  |  |  |  | 0 | 0 | 0 | 0 | 0 | 0
PG&E Greater Bay Study Area | Lonetree | 230 | 0 | 0 | 0 | 0 |  |  |  |  | 0 | 0 | 0 | 0 | 0 | 0 | 0 | 0 | 0 | 0 | 0 |  |  |  |  | 0 | 0 | 0 | 0 | 0 | 0
PG&E Fresno Study Area | Los Banos | 500 | 0 | 0 | 0 | 0 |  |  |  |  | 0 | 0 | 0 | 0 | 0 | 0 | 0 | 0 | 0 | 0 | 0 |  |  |  |  | 0 | 0 | 0 | 0 | 0 | 0
PG&E Fresno Study Area | Los Banos | 230 | 0 | 0 | 76.4 | 0 |  |  |  |  | 0 | 0 | 0 | 80 | 0 | 0 | 1 | 0 | 0 | 0 | 0 |  |  |  |  | 0 | 0 | 0 | 0 | 0 | 0
PG&E Fresno Study Area | New Sub - Los Banos - Midway (Proposed) | 500 | 0 | 0 | 0 | 0 |  |  |  |  | 0 | 0 | 0 | 0 | 0 | 0 | 0 | 0 | 0 | 0 | 0 |  |  |  |  | 0 | 0 | 0 | 0 | 0 | 0
PG&E Greater Bay Study Area | Los Esteros | 230 | 0 | 0 | 0 | 0 |  |  |  |  | 0 | 0 | 0 | 0 | 0 | 0 | 0 | 0 | 0 | 0 | 0 |  |  |  |  | 0 | 0 | 0 | 0 | 0 | 0
PG&E Greater Bay Study Area | Los Esteros | 115 | 0 | 0 | 0 | 0 |  |  |  |  | 0 | 0 | 0 | 0 | 0 | 0 | 0 | 0 | 0 | 0 | 0 |  |  |  |  | 0 | 0 | 0 | 0 | 0 | 0
PG&E Greater Bay Study Area | Los Positas | 230 | 0 | 0 | 0 | 0 |  |  |  |  | 0 | 0 | 0 | 0 | 0 | 0 | 0 | 0 | 0 | 0 | 0 |  |  |  |  | 0 | 0 | 0 | 0 | 0 | 0
SDG&E Study Area | Loveland | 69 | 0 | 0 | 0 | 0 |  |  |  |  | 0 | 0 | 0 | 0 | 0 | 0 | 0 | 0 | 0 | 0 | 0 |  |  |  |  | 0 | 0 | 0 | 0 | 0 | 0
SCE Metro Study Area | Lugo | 500 | 0 | 0 | 0 | 0 |  |  |  |  | 0 | 0 | 0 | 0 | 0 | 0 | 0 | 0 | 0 | 0 | 0 |  |  |  |  | 0 | 0 | 0 | 0 | 0 | 0
SCE North of Lugo Study Area | Lugo | 230 | 0 | 0 | 0 | 0 |  |  |  |  | 0 | 0 | 0 | 0 | 0 | 0 | 0 | 0 | 0 | 0 | 0 |  |  |  |  | 0 | 0 | 0 | 0 | 0 | 0
SCE North of Lugo Study Area | New Sub - Lugo - Pisgah (Proposed) | 230 | 0 | 0 | 0 | 0 |  |  |  |  | 0 | 0 | 0 | 0 | 0 | 0 | 0 | 0 | 0 | 0 | 0 |  |  |  |  | 0 | 0 | 0 | 0 | 0 | 0
PG&E North of Greater Bay Study Area | Madison | 115 | 0 | 0 | 0 | 0 |  |  |  |  | 0 | 0 | 0 | 0 | 0 | 0 | 0 | 0 | 0 | 0 | 0 |  |  |  |  | 0 | 0 | 0 | 0 | 0 | 0
SCE Northern Area | Magunden | 230 | 0 | 0 | 0 | 0 |  |  |  |  | 0 | 0 | 0 | 0 | 0 | 0 | 0 | 0 | 0 | 0 | 0 |  |  |  |  | 0 | 0 | 0 | 0 | 0 | 0
PG&E Kern Study Area | Magunden | 115 | 0 | 0 | 0 | 0 |  |  |  |  | 0 | 0 | 0 | 0 | 0 | 0 | 0 | 0 | 0 | 0 | 0 |  |  |  |  | 0 | 0 | 0 | 0 | 0 | 0
PG&E North of Greater Bay Study Area | Malin | 500 | 0 | 0 | 0 | 0 |  |  |  |  | 0 | 0 | 0 | 0 | 0 | 0 | 0 | 0 | 0 | 0 | 0 |  |  |  |  | 0 | 0 | 0 | 0 | 0 | 0
SCE Northern Area | Mandalay | 230 | 0 | 0 | 0 | 0 |  |  |  |  | 0 | 0 | 0 | 0 | 0 | 0 | 0 | 0 | 0 | 0 | 0 |  |  |  |  | 0 | 0 | 0 | 0 | 0 | 0
PG&E Fresno Study Area | Manning | 500 | 0 | 0 | 0 | 0 |  |  |  |  | 0 | 0 | 0 | 0 | 0 | 0 | 0 | 0 | 0 | 0 | 0 |  |  |  |  | 0 | 0 | 0 | 0 | 0 | 0
PG&E Fresno Study Area | Manning | 230 | 0 | 0 | 0 | 0 |  |  |  |  | 0 | 0 | 0 | 0 | 0 | 0 | 0 | 0 | 0 | 0 | 0 |  |  |  |  | 0 | 0 | 0 | 0 | 0 | 0
PG&E Greater Bay Study Area | Manteca | 115 | 0 | 0 | 0 | 0 |  |  |  |  | 0 | 0 | 0 | 0 | 0 | 0 | 0 | 0 | 0 | 0 | 0 |  |  |  |  | 0 | 0 | 0 | 0 | 0 | 0
SDG&E Study Area | Margarita | 138 | 0 | 0 | 0 | 0 |  |  |  |  | 0 | 0 | 0 | 0 | 0 | 0 | 0 | 0 | 0 | 0 | 0 |  |  |  |  | 0 | 0 | 0 | 0 | 0 | 0
PG&E Greater Bay Study Area | Mariposa | 230 | 0 | 0 | 0 | 0 |  |  |  |  | 0 | 0 | 0 | 0 | 0 | 0 | 0 | 0 | 0 | 0 | 0 |  |  |  |  | 0 | 0 | 0 | 0 | 0 | 0
PG&E Greater Bay Study Area | Martin | 115 | 0 | 0 | 0 | 0 |  |  |  |  | 0 | 0 | 0 | 0 | 0 | 0 | 0 | 0 | 0 | 0 | 0 |  |  |  |  | 0 | 0 | 0 | 0 | 0 | 0
PG&E Greater Bay Study Area | Martin | 230 | 0 | 0 | 0 | 0 |  |  |  |  | 0 | 0 | 0 | 0 | 0 | 0 | 0 | 0 | 0 | 0 | 0 |  |  |  |  | 0 | 0 | 0 | 0 | 0 | 0
PG&E Greater Bay Study Area | Martinez | 115 | 0 | 0 | 0 | 0 |  |  |  |  | 0 | 0 | 0 | 0 | 0 | 0 | 0 | 0 | 0 | 0 | 0 |  |  |  |  | 0 | 0 | 0 | 0 | 0 | 0
PG&E Fresno Study Area | Mc Mullin | 230 | 0 | 0 | 0 | 0 |  |  |  |  | 0 | 0 | 0 | 0 | 0 | 0 | 0 | 0 | 0 | 0 | 0 |  |  |  |  | 0 | 0 | 0 | 0 | 0 | 0
PG&E Fresno Study Area | McCall | 230 | 0 | 0 | 0 | 0 |  |  |  |  | 0 | 0 | 0 | 0 | 0 | 0 | 0 | 0 | 0 | 0 | 0 |  |  |  |  | 1.75 | 0 | 0 | 0 | 0 | 0
East of Pisgah Study Area | McCullough (LDWP) | 500 | 0 | 0 | 0 | 0 |  |  |  |  | 0 | 0 | 0 | 0 | 0 | 0 | 0 | 0 | 0 | 0 | 0 |  |  |  |  | 0 | 0 | 0 | 0 | 0 | 0
East of Pisgah Study Area | Mead | 230 | 0 | 0 | 350 | 0 |  |  |  |  | 0 | 0 | 0 | 0 | 0 | 0 | 1 | 0 | 0 | 0 | 0 |  |  |  |  | 0 | 0 | 0 | 0 | 0 | 0
PG&E Greater Bay Study Area | Melones | 115 | 0 | 0 | 0 | 0 |  |  |  |  | 0 | 0 | 0 | 0 | 0 | 0 | 0 | 0 | 0 | 0 | 0 |  |  |  |  | 0 | 0 | 0 | 0 | 0 | 0
PG&E North of Greater Bay Study Area | Mendocino | 115 | 0 | 0 | 0 | 0 |  |  |  |  | 0 | 0 | 0 | 0 | 0 | 0 | 0 | 0 | 0 | 0 | 0 |  |  |  |  | 0 | 0 | 0 | 0 | 0 | 0
PG&E Fresno Study Area | Mendota | 115 | 0 | 0 | 0 | 0 |  |  |  |  | 0 | 0 | 0 | 0 | 0 | 0 | 0 | 0 | 0 | 0 | 0 |  |  |  |  | 0 | 0 | 0 | 0 | 0 | 0
PG&E Fresno Study Area | Merced | 115 | 0 | 0 | 0 | 0 |  |  |  |  | 0 | 0 | 0 | 0 | 0 | 0 | 0 | 0 | 0 | 0 | 0 |  |  |  |  | 0 | 0 | 0 | 0 | 0 | 0
East of Pisgah Study Area | Mercry Switch | 138 | 0 | 0 | 0 | 0 |  |  |  |  | 0 | 0 | 0 | 0 | 0 | 0 | 0 | 0 | 0 | 0 | 0 |  |  |  |  | 0 | 0 | 0 | 0 | 0 | 0
PG&E Kern Study Area | Mesa | 230 | 0 | 0 | 0 | 0 |  |  |  |  | 0 | 0 | 0 | 99.7 | 0 | 0 | 1 | 0 | 0 | 0 | 0 |  |  |  |  | 0 | 0 | 0 | 0 | 0 | 0
PG&E Kern Study Area | Mesa | 115 | 0 | 0 | 0 | 0 |  |  |  |  | 0 | 0 | 0 | 0 | 0 | 0 | 0 | 0 | 0 | 0 | 0 |  |  |  |  | 0 | 0 | 0 | 0 | 0 | 0
SCE Metro Study Area | Mesa (SCE) | 500 | 0 | 0 | 0 | 0 |  |  |  |  | 0 | 0 | 0 | 0 | 0 | 0 | 0 | 0 | 0 | 0 | 0 |  |  |  |  | 0 | 0 | 0 | 0 | 0 | 0
SCE Metro Study Area | Mesa (SCE) | 230 | 0 | 0 | 0 | 0 |  |  |  |  | 0 | 0 | 0 | 0 | 0 | 0 | 0 | 0 | 0 | 0 | 0 |  |  |  |  | 0 | 0 | 0 | 0 | 0 | 0
PG&E Greater Bay Study Area | Metcalf | 500 | 0 | 0 | 0 | 0 |  |  |  |  | 0 | 0 | 0 | 0 | 0 | 0 | 0 | 0 | 0 | 0 | 0 |  |  |  |  | 0 | 0 | 0 | 0 | 0 | 0
PG&E Greater Bay Study Area | Metcalf | 230 | 0 | 0 | 0 | 0 |  |  |  |  | 0 | 0 | 0 | 0 | 0 | 0 | 0 | 0 | 0 | 0 | 0 |  |  |  |  | 0 | 0 | 0 | 0 | 0 | 0
PG&E Greater Bay Study Area | Metcalf | 115 | 0 | 0 | 0 | 0 |  |  |  |  | 0 | 0 | 0 | 75 | 0 | 0 | 1 | 0 | 0 | 0 | 0 |  |  |  |  | 0 | 0 | 0 | 0 | 0 | 0
PG&E Kern Study Area | Midway | 500 | 0 | 0 | 0 | 0 |  |  |  |  | 0 | 0 | 0 | 0 | 0 | 0 | 0 | 0 | 0 | 0 | 0 |  |  |  |  | 0 | 0 | 0 | 0 | 0 | 0
PG&E Kern Study Area | Midway | 230 | 0 | 0 | 0 | 0 |  |  |  |  | 0 | 0 | 0 | 0 | 0 | 0 | 0 | 0 | 0 | 0 | 0 |  |  |  |  | 0 | 0 | 0 | 0 | 0 | 0
PG&E Kern Study Area | Midway | 115 | 0 | 0 | 0 | 0 |  |  |  |  | 0 | 0 | 0 | 0 | 0 | 0 | 0 | 0 | 0 | 0 | 0 |  |  |  |  | 0 | 0 | 0 | 0 | 0 | 0
SDG&E Study Area | Miguel | 500 | 0 | 0 | 0 | 0 |  |  |  |  | 0 | 0 | 0 | 0 | 0 | 0 | 0 | 0 | 0 | 0 | 0 |  |  |  |  | 0 | 0 | 0 | 0 | 0 | 0
SDG&E Study Area | Miguel | 230 | 0 | 0 | 0 | 0 |  |  |  |  | 0 | 0 | 0 | 0 | 0 | 0 | 0 | 0 | 0 | 0 | 0 |  |  |  |  | 0 | 0 | 0 | 0 | 0 | 0
PG&E Greater Bay Study Area | Miller | 115 | 0 | 0 | 0 | 0 |  |  |  |  | 0 | 0 | 0 | 0 | 0 | 0 | 0 | 0 | 0 | 0 | 0 |  |  |  |  | 0 | 0 | 0 | 0 | 0 | 0
SCE Metro Study Area | Mira Loma | 500 | 0 | 0 | 0 | 0 |  |  |  |  | 0 | 0 | 0 | 0 | 0 | 0 | 0 | 0 | 0 | 0 | 0 |  |  |  |  | 0 | 0 | 0 | 0 | 0 | 0
SCE Metro Study Area | Mira Loma | 230 | 0 | 0 | 0 | 0 |  |  |  |  | 0 | 0 | 0 | 0 | 0 | 0 | 0 | 0 | 0 | 0 | 0 |  |  |  |  | 0 | 0 | 0 | 0 | 0 | 0
SCE Eastern Study Area | Mirage | 230 | 45 | 0 | 0 | 0 |  |  |  |  | 0 | 0 | 132 | 100 | 0 | 0 | 1 | 0 | 0 | 0 | 0 |  |  |  |  | 0 | 0 | 0 | 0 | 0 | 0
SDG&E Study Area | Mission | 230 | 0 | 0 | 0 | 0 |  |  |  |  | 0 | 0 | 0 | 10 | 10 | 0 | 1 | 0 | 0 | 0 | 0 |  |  |  |  | 0 | 0 | 0 | 0 | 0 | 0
PG&E Greater Bay Study Area | Mi-Wuk | 115 | 0 | 0 | 0 | 0 |  |  |  |  | 0 | 0 | 0 | 0 | 0 | 0 | 0 | 0 | 0 | 0 | 0 |  |  |  |  | 0 | 0 | 0 | 0 | 0 | 0
East of Pisgah Study Area | Mohave | 500 | 0 | 0 | 0 | 0 |  |  |  |  | 0 | 0 | 0 | 0 | 0 | 0 | 0 | 0 | 0 | 0 | 0 |  |  |  |  | 0 | 0 | 0 | 0 | 0 | 0
PG&E North of Greater Bay Study Area | Monroe | 115 | 0 | 0 | 0 | 0 |  |  |  |  | 0 | 0 | 0 | 0 | 0 | 0 | 0 | 0 | 0 | 0 | 0 |  |  |  |  | 0 | 0 | 0 | 0 | 0 | 0
PG&E Greater Bay Study Area | Monta Vista | 230 | 0 | 0 | 0 | 0 |  |  |  |  | 0 | 0 | 0 | 0 | 0 | 0 | 0 | 0 | 0 | 0 | 0 |  |  |  |  | 0 | 0 | 0 | 0 | 0 | 0
PG&E North of Greater Bay Study Area | Monticello | 115 | 0 | 0 | 0 | 0 |  |  |  |  | 0 | 0 | 0 | 0 | 0 | 0 | 0 | 0 | 0 | 0 | 0 |  |  |  |  | 0 | 0 | 0 | 0 | 0 | 0
SCE Northern Area | Moorpark | 230 | 0 | 0 | 0 | 0 |  |  |  |  | 0 | 0 | 0 | 0 | 0 | 0 | 0 | 0 | 0 | 0 | 0 |  |  |  |  | 0 | 0 | 0 | 0 | 0 | 0
PG&E Greater Bay Study Area | Moraga | 230 | 0 | 0 | 0 | 0 |  |  |  |  | 0 | 0 | 0 | 0 | 0 | 0 | 0 | 0 | 0 | 0 | 0 |  |  |  |  | 0 | 0 | 0 | 0 | 0 | 0
PG&E Greater Bay Study Area | Moraga | 115 | 0 | 0 | 0 | 0 |  |  |  |  | 0 | 0 | 0 | 0 | 0 | 0 | 0 | 0 | 0 | 0 | 0 |  |  |  |  | 0 | 0 | 0 | 0 | 0 | 0
PG&E Greater Bay Study Area | Morgan Hill | 115 | 0 | 0 | 0 | 0 |  |  |  |  | 0 | 0 | 0 | 0 | 0 | 0 | 0 | 0 | 0 | 0 | 0 |  |  |  |  | 0 | 0 | 0 | 0 | 0 | 0
PG&E Kern Study Area | Morro Bay (Proposed) | 500 | 0 | 0 | 0 | 0 |  |  |  |  | 0 | 0 | 0 | 0 | 0 | 0 | 0 | 0 | 0 | 0 | 0 |  |  |  |  | 0 | 0 | 0 | 0 | 0 | 0
PG&E Kern Study Area | Morro Bay | 230 | 0 | 0 | 0 | 0 |  |  |  |  | 0 | 0 | 0 | 0 | 0 | 0 | 0 | 0 | 0 | 0 | 0 |  |  |  |  | 0 | 0 | 0 | 0 | 0 | 0
PG&E Kern Study Area | Morro Bay | 115 | 0 | 0 | 0 | 0 |  |  |  |  | 0 | 0 | 0 | 0 | 0 | 0 | 0 | 0 | 0 | 0 | 0 |  |  |  |  | 0 | 0 | 0 | 0 | 0 | 0
PG&E Greater Bay Study Area | Moss Landing | 500 | 0 | 0 | 0 | 0 |  |  |  |  | 0 | 0 | 0 | 350 | 0 | 0 | 1 | 0 | 0 | 0 | 0 |  |  |  |  | 0 | 0 | 0 | 0 | 0 | 0
PG&E Greater Bay Study Area | Moss Landing | 230 | 0 | 0 | 0 | 0 |  |  |  |  | 0 | 0 | 0 | 0 | 0 | 0 | 0 | 0 | 0 | 0 | 0 |  |  |  |  | 0 | 0 | 0 | 0 | 0 | 0
PG&E Greater Bay Study Area | Moss Landing | 115 | 0 | 0 | 0 | 0 |  |  |  |  | 0 | 0 | 0 | 182.5 | 0 | 0 | 1 | 0 | 0 | 0 | 0 |  |  |  |  | 0 | 0 | 0 | 0 | 0 | 0
PG&E Kern Study Area | Mt Poso | 115 | 0 | 0 | 0 | 0 |  |  |  |  | 0 | 0 | 0 | 0 | 0 | 0 | 0 | 0 | 0 | 0 | 0 |  |  |  |  | 0 | 0 | 0 | 0 | 0 | 0
PG&E Fresno Study Area | Mustang | 230 | 0 | 0 | 0 | 0 |  |  |  |  | 0 | 0 | 0 | 0 | 0 | 0 | 0 | 0 | 0 | 0 | 0 |  |  |  |  | 0 | 106.5 | 0 | 0 | 0 | 0
PG&E Fresno Study Area | New Melones | 230 | 0 | 0 | 0 | 0 |  |  |  |  | 0 | 0 | 0 | 0 | 0 | 0 | 0 | 0 | 0 | 0 | 0 |  |  |  |  | 0 | 0 | 0 | 0 | 0 | 0
PG&E Greater Bay Study Area | Newark | 230 | 0 | 0 | 0 | 0 |  |  |  |  | 0 | 0 | 0 | 0 | 0 | 0 | 0 | 0 | 0 | 0 | 0 |  |  |  |  | 0 | 0 | 0 | 0 | 0 | 0
PG&E Greater Bay Study Area | Newark | 115 | 0 | 0 | 0 | 0 |  |  |  |  | 0 | 0 | 0 | 0 | 0 | 0 | 0 | 0 | 0 | 0 | 0 |  |  |  |  | 0 | 0 | 0 | 0 | 0 | 0
PG&E Fresno Study Area | Newhall | 115 | 0 | 0 | 0 | 0 |  |  |  |  | 0 | 0 | 0 | 0 | 0 | 0 | 0 | 0 | 0 | 0 | 0 |  |  |  |  | 0 | 0 | 0 | 0 | 0 | 0
PG&E Kern Study Area | Norco | 115 | 0 | 0 | 0 | 0 |  |  |  |  | 0 | 0 | 0 | 0 | 0 | 0 | 0 | 0 | 0 | 0 | 0 |  |  |  |  | 0 | 0 | 0 | 0 | 0 | 0
SDG&E Study Area | North City Metering | 138 | 0 | 0 | 0 | 0 |  |  |  |  | 0 | 0 | 0 | 0 | 0 | 0 | 0 | 0 | 0 | 0 | 0 |  |  |  |  | 0 | 0 | 0 | 0 | 0 | 0
PG&E Greater Bay Study Area | North Dublin | 230 | 0 | 0 | 0 | 0 |  |  |  |  | 0 | 0 | 0 | 0 | 0 | 0 | 0 | 0 | 0 | 0 | 0 |  |  |  |  | 0 | 0 | 0 | 0 | 0 | 0
SDG&E Study Area | North Gila | 500 | 0 | 0 | 0 | 0 |  |  |  |  | 0 | 0 | 0 | 0 | 0 | 0 | 0 | 0 | 0 | 0 | 0 |  |  |  |  | 0 | 0 | 0 | 0 | 0 | 0
SDG&E Study Area | New Sub - North Gila - IV (Proposed) | 500 | 0 | 0 | 0 | 0 |  |  |  |  | 0 | 0 | 0 | 0 | 0 | 0 | 0 | 0 | 0 | 0 | 0 |  |  |  |  | 0 | 0 | 0 | 0 | 0 | 0
PG&E Greater Bay Study Area | Oakland C | 115 | 0 | 0 | 0 | 0 |  |  |  |  | 0 | 0 | 0 | 0 | 0 | 0 | 0 | 0 | 0 | 0 | 0 |  |  |  |  | 0 | 0 | 0 | 55 | 0 | 0
PG&E Greater Bay Study Area | Oakland J | 115 | 0 | 0 | 0 | 0 |  |  |  |  | 0 | 0 | 0 | 0 | 0 | 0 | 0 | 0 | 0 | 0 | 0 |  |  |  |  | 0 | 0 | 0 | 0 | 0 | 0
PG&E Kern Study Area | Oceano | 115 | 0 | 0 | 0 | 0 |  |  |  |  | 0 | 0 | 0 | 0 | 0 | 0 | 0 | 0 | 0 | 0 | 0 |  |  |  |  | 0 | 0 | 0 | 0 | 0 | 0
SDG&E Study Area | Ocotillo Express | 500 | 0 | 0 | 0 | 0 |  |  |  |  | 0 | 0 | 0 | 0 | 0 | 0 | 0 | 0 | 0 | 0 | 0 |  |  |  |  | 0 | 0 | 0 | 0 | 0 | 0
SDG&E Study Area | Old Town | 230 | 0 | 0 | 0 | 0 |  |  |  |  | 0 | 0 | 0 | 0 | 0 | 0 | 0 | 0 | 0 | 0 | 0 |  |  |  |  | 0 | 0 | 0 | 0 | 0 | 0
SCE Metro Study Area | Olinda | 230 | 0 | 0 | 0 | 0 |  |  |  |  | 0 | 0 | 0 | 0 | 0 | 0 | 0 | 0 | 0 | 0 | 0 |  |  |  |  | 0 | 0 | 0 | 0 | 0 | 0
PG&E Kern Study Area | Olive | 115 | 0 | 0 | 0 | 0 |  |  |  |  | 0 | 0 | 0 | 0 | 0 | 0 | 0 | 0 | 0 | 0 | 0 |  |  |  |  | 0 | 0 | 0 | 0 | 0 | 0
PG&E North of Greater Bay Study Area | Olivehurst | 115 | 0 | 0 | 0 | 0 |  |  |  |  | 0 | 0 | 0 | 0 | 0 | 0 | 0 | 0 | 0 | 0 | 0 |  |  |  |  | 0 | 0 | 0 | 0 | 0 | 0
SCE Northern Area | Ormond Beach | 230 | 0 | 0 | 0 | 0 |  |  |  |  | 0 | 0 | 0 | 0 | 0 | 0 | 0 | 0 | 0 | 0 | 0 |  |  |  |  | 0 | 0 | 0 | 0 | 0 | 0
SDG&E Study Area | Otay | 69 | 0 | 0 | 0 | 0 |  |  |  |  | 0 | 0 | 0 | 6 | 0 | 0 | 1 | 0 | 0 | 0 | 0 |  |  |  |  | 0 | 0 | 0 | 0 | 0 | 0
SDG&E Study Area | Otay Mesa | 230 | 0 | 0 | 0 | 0 |  |  |  |  | 0 | 0 | 0 | 250 | 0 | 0 | 1 | 0 | 0 | 0 | 0 |  |  |  |  | 0 | 0 | 0 | 0 | 0 | 0
PG&E Fresno Study Area | Padre Flats SW STA | 230 | 0 | 0 | 0 | 0 |  |  |  |  | 0 | 0 | 0 | 0 | 0 | 0 | 0 | 0 | 0 | 0 | 0 |  |  |  |  | 0 | 0 | 0 | 0 | 0 | 0
East of Pisgah Study Area | Pahrump | 230 | 0 | 0 | 0 | 0 |  |  |  |  | 0 | 0 | 0 | 0 | 0 | 0 | 0 | 0 | 0 | 0 | 0 |  |  |  |  | 0 | 0 | 0 | 0 | 0 | 0
East of Pisgah Study Area | Pahrump | 138 | 0 | 0 | 0 | 0 |  |  |  |  | 0 | 0 | 0 | 0 | 0 | 0 | 0 | 0 | 0 | 0 | 0 |  |  |  |  | 0 | 0 | 0 | 0 | 0 | 0
SDG&E Study Area | Pala | 69 | 0 | 0 | 0 | 0 |  |  |  |  | 0 | 0 | 0 | 0 | 0 | 0 | 0 | 0 | 0 | 0 | 0 |  |  |  |  | 0 | 0 | 0 | 0 | 0 | 0
PG&E North of Greater Bay Study Area | Palermo | 230 | 0 | 0 | 0 | 0 |  |  |  |  | 0 | 0 | 0 | 0 | 0 | 0 | 0 | 0 | 0 | 0 | 0 |  |  |  |  | 0 | 0 | 0 | 0 | 0 | 0
PG&E North of Greater Bay Study Area | Palermo | 115 | 0 | 0 | 0 | 0 |  |  |  |  | 0 | 0 | 0 | 0 | 0 | 0 | 0 | 0 | 0 | 0 | 0 |  |  |  |  | 0 | 0 | 0 | 0 | 0 | 0
SCE Eastern Study Area | Palo Verde | 500 | 0 | 0 | 0 | 0 |  |  |  |  | 0 | 0 | 0 | 0 | 0 | 0 | 0 | 0 | 0 | 0 | 0 |  |  |  |  | 0 | 0 | 0 | 0 | 0 | 0
SDG&E Study Area | Palomar Energy | 230 | 0 | 0 | 0 | 0 |  |  |  |  | 0 | 0 | 0 | 0 | 0 | 0 | 0 | 0 | 0 | 0 | 0 |  |  |  |  | 0 | 0 | 0 | 0 | 0 | 0
PG&E Fresno Study Area | Panoche | 115 | 0 | 0 | 0 | 0 |  |  |  |  | 0 | 0 | 0 | 0 | 0 | 0 | 0 | 0 | 0 | 0 | 0 |  |  |  |  | 0 | 0 | 0 | 0 | 0 | 0
PG&E Fresno Study Area | Panoche | 230 | 0 | 0 | 0 | 0 |  |  |  |  | 0 | 0 | 0 | 0 | 0 | 0 | 0 | 0 | 0 | 0 | 0 |  |  |  |  | 0 | 0 | 0 | 0 | 0 | 0
SCE Northern Area | Pardee | 230 | 0 | 0 | 0 | 0 |  |  |  |  | 0 | 0 | 0 | 80 | 0 | 0 | 1 | 0 | 0 | 0 | 0 |  |  |  |  | 0 | 0 | 0 | 0 | 0 | 0
PG&E North of Greater Bay Study Area | Parkway | 230 | 0 | 0 | 0 | 0 |  |  |  |  | 0 | 0 | 0 | 0 | 0 | 0 | 0 | 0 | 0 | 0 | 0 |  |  |  |  | 0 | 0 | 0 | 0 | 0 | 0
SCE Northern Area | Pastoria | 230 | 0 | 0 | 0 | 0 |  |  |  |  | 0 | 39 | 66 | 80 | 0 | 0 | 1 | 0 | 0 | 0 | 0 |  |  |  |  | 0 | 0 | 0 | 0 | 0 | 0
SCE Metro Study Area | Pauda | 230 | 0 | 0 | 0 | 0 |  |  |  |  | 0 | 0 | 0 | 0 | 0 | 0 | 0 | 0 | 0 | 0 | 0 |  |  |  |  | 0 | 0 | 0 | 0 | 0 | 0
PG&E North of Greater Bay Study Area | Peabody | 230 | 0 | 0 | 0 | 0 |  |  |  |  | 0 | 0 | 0 | 0 | 0 | 0 | 0 | 0 | 0 | 0 | 0 |  |  |  |  | 0 | 0 | 0 | 0 | 0 | 0
PG&E North of Greater Bay Study Area | Pease | 115 | 0 | 0 | 0 | 0 |  |  |  |  | 0 | 0 | 0 | 6 | 0 | 0 | 1 | 0 | 0 | 0 | 0 |  |  |  |  | 0 | 0 | 0 | 0 | 0 | 0
SDG&E Study Area | Penasquitos | 230 | 0 | 0 | 0 | 0 |  |  |  |  | 0 | 0 | 0 | 0 | 0 | 0 | 0 | 0 | 0 | 0 | 0 |  |  |  |  | 0 | 0 | 0 | 0 | 0 | 0
PG&E North of Greater Bay Study Area | Penngrove | 115 | 0 | 0 | 0 | 0 |  |  |  |  | 0 | 0 | 0 | 0 | 0 | 0 | 0 | 0 | 0 | 0 | 0 |  |  |  |  | 0 | 0 | 0 | 0 | 0 | 0
PG&E Greater Bay Study Area | Peoria | 115 | 0 | 0 | 0 | 0 |  |  |  |  | 0 | 0 | 0 | 10 | 0 | 0 | 1 | 0 | 0 | 0 | 0 |  |  |  |  | 0 | 0 | 0 | 0 | 0 | 0
PG&E Greater Bay Study Area | Piercy | 115 | 0 | 0 | 0 | 0 |  |  |  |  | 0 | 0 | 0 | 0 | 0 | 0 | 0 | 0 | 0 | 0 | 0 |  |  |  |  | 0 | 0 | 0 | 0 | 0 | 0
PG&E Fresno Study Area | Pine Flat | 230 | 0 | 0 | 0 | 0 |  |  |  |  | 0 | 0 | 0 | 0 | 0 | 0 | 0 | 0 | 0 | 0 | 0 |  |  |  |  | 0 | 0 | 0 | 0 | 0 | 0
SCE North of Lugo Study Area | Pisgah | 230 | 0 | 0 | 0 | 0 |  |  |  |  | 0 | 0 | 0 | 0 | 0 | 0 | 0 | 0 | 0 | 0 | 0 |  |  |  |  | 0 | 0 | 0 | 0 | 0 | 0
PG&E North of Greater Bay Study Area | Pit 1 | 230 | 0 | 0 | 0 | 0 |  |  |  |  | 0 | 0 | 0 | 0 | 0 | 0 | 0 | 0 | 0 | 0 | 0 |  |  |  |  | 0 | 0 | 0 | 0 | 0 | 0
PG&E North of Greater Bay Study Area | New Sub - Pit 1 - Cottonwood (Proposed) | 230 | 0 | 0 | 0 | 0 |  |  |  |  | 0 | 0 | 0 | 0 | 0 | 0 | 0 | 0 | 0 | 0 | 0 |  |  |  |  | 0 | 0 | 0 | 0 | 0 | 0
PG&E North of Greater Bay Study Area | Pit 4 | 230 | 0 | 0 | 0 | 0 |  |  |  |  | 0 | 0 | 0 | 0 | 0 | 0 | 0 | 0 | 0 | 0 | 0 |  |  |  |  | 0 | 0 | 0 | 0 | 0 | 0
PG&E Greater Bay Study Area | Pittsburg | 230 | 0 | 0 | 0 | 0 |  |  |  |  | 0 | 0 | 0 | 200 | 0 | 0 | 1 | 0 | 0 | 0 | 0 |  |  |  |  | 0 | 0 | 0 | 0 | 0 | 0
PG&E Greater Bay Study Area | Pittsburg | 115 | 0 | 0 | 0 | 0 |  |  |  |  | 0 | 0 | 0 | 0 | 0 | 0 | 0 | 0 | 0 | 0 | 0 |  |  |  |  | 0 | 0 | 0 | 0 | 0 | 0
PG&E North of Greater Bay Study Area | Placerville | 115 | 0 | 0 | 0 | 0 |  |  |  |  | 0 | 0 | 0 | 0 | 0 | 0 | 0 | 0 | 0 | 0 | 0 |  |  |  |  | 0 | 0 | 0 | 0 | 0 | 0
PG&E North of Greater Bay Study Area | Pleasant Grove | 115 | 0 | 0 | 0 | 0 |  |  |  |  | 0 | 0 | 0 | 0 | 0 | 0 | 0 | 0 | 0 | 0 | 0 |  |  |  |  | 0 | 0 | 0 | 0 | 0 | 0
PG&E North of Greater Bay Study Area | POE | 230 | 0 | 0 | 0 | 0 |  |  |  |  | 0 | 0 | 0 | 0 | 0 | 0 | 0 | 0 | 0 | 0 | 0 |  |  |  |  | 0 | 0 | 0 | 0 | 0 | 0
SDG&E Study Area | Point Loma | 69 | 0 | 0 | 0 | 0 |  |  |  |  | 0 | 0 | 0 | 0 | 0 | 0 | 0 | 0 | 0 | 0 | 0 |  |  |  |  | 0 | 0 | 0 | 0 | 0 | 0
SDG&E Study Area | Pomerado | 69 | 0 | 0 | 0 | 0 |  |  |  |  | 0 | 0 | 0 | 0 | 0 | 0 | 0 | 0 | 0 | 0 | 0 |  |  |  |  | 0 | 0 | 0 | 0 | 0 | 0
PG&E Kern Study Area | Poso Mountain | 115 | 0 | 0 | 0 | 0 |  |  |  |  | 0 | 0 | 0 | 0 | 0 | 0 | 0 | 0 | 0 | 0 | 0 |  |  |  |  | 0 | 0 | 0 | 0 | 0 | 0
East of Pisgah Study Area | Primm | 230 | 0 | 0 | 0 | 0 |  |  |  |  | 0 | 0 | 0 | 0 | 0 | 0 | 0 | 0 | 0 | 0 | 0 |  |  |  |  | 0 | 0 | 0 | 0 | 0 | 0
PG&E North of Greater Bay Study Area | Putah Creek | 115 | 0 | 0 | 0 | 0 |  |  |  |  | 0 | 0 | 0 | 0 | 0 | 0 | 0 | 0 | 0 | 0 | 0 |  |  |  |  | 0 | 0 | 0 | 0 | 0 | 0
SDG&E Study Area | Q1806 Switchyard | 138 | 0 | 0 | 0 | 0 |  |  |  |  | 0 | 0 | 0 | 0 | 0 | 0 | 0 | 0 | 0 | 0 | 0 |  |  |  |  | 0 | 0 | 0 | 0 | 0 | 0
PG&E Fresno Study Area | Quinto | 230 | 0 | 0 | 0 | 0 |  |  |  |  | 0 | 0 | 0 | 0 | 0 | 0 | 0 | 0 | 0 | 0 | 0 |  |  |  |  | 0 | 0 | 0 | 0 | 0 | 0
PG&E Greater Bay Study Area | Race Track | 115 | 0 | 0 | 0 | 0 |  |  |  |  | 0 | 0 | 0 | 0 | 0 | 0 | 0 | 0 | 0 | 0 | 0 |  |  |  |  | 0 | 0 | 0 | 0 | 0 | 0
SDG&E Study Area | Rancho Mission Viejo | 138 | 0 | 0 | 0 | 0 |  |  |  |  | 0 | 0 | 0 | 0 | 0 | 0 | 0 | 0 | 0 | 0 | 0 |  |  |  |  | 0 | 0 | 0 | 0 | 0 | 0
PG&E North of Greater Bay Study Area | New Sub - Rancho Seco - Bellota (Proposed) | 230 | 0 | 0 | 0 | 0 |  |  |  |  | 0 | 0 | 0 | 0 | 0 | 0 | 0 | 0 | 0 | 0 | 0 |  |  |  |  | 0 | 0 | 0 | 0 | 0 | 0
SCE Metro Study Area | Rancho Vista | 500 | 0 | 0 | 0 | 0 |  |  |  |  | 0 | 0 | 0 | 0 | 0 | 0 | 0 | 0 | 0 | 0 | 0 |  |  |  |  | 0 | 0 | 0 | 0 | 0 | 0
SCE Metro Study Area | Rancho Vista | 230 | 0 | 0 | 0 | 0 |  |  |  |  | 0 | 0 | 0 | 0 | 0 | 0 | 0 | 0 | 0 | 0 | 0 |  |  |  |  | 0 | 0 | 0 | 0 | 0 | 0
SCE North of Lugo Study Area | Ransburg | 115 | 0 | 0 | 0 | 0 |  |  |  |  | 0 | 0 | 0 | 0 | 0 | 0 | 0 | 0 | 0 | 0 | 0 |  |  |  |  | 0 | 0 | 0 | 0 | 0 | 0
SCE Northern Area | Rector | 230 | 0 | 0 | 0 | 0 |  |  |  |  | 3.5 | 0 | 0 | 0 | 0 | 0 | 1 | 0 | 0 | 0 | 0 |  |  |  |  | 0 | 0 | 0 | 0 | 0 | 0
SCE Eastern Study Area | Red Bluff | 500 | 0 | 0 | 0 | 0 |  |  |  |  | 0 | 0 | 250 | 125 | 0 | 0 | 1 | 0 | 0 | 0 | 0 |  |  |  |  | 0 | 0 | 0 | 0 | 0 | 0
SCE Eastern Study Area | Red Bluff | 230 | 0 | 0 | 0 | 0 |  |  |  |  | 0 | 0 | 250 | 280 | 0 | 0 | 1 | 0 | 0 | 0 | 0 |  |  |  |  | 0 | 0 | 0 | 0 | 0 | 0
SCE Metro Study Area | Redondo | 230 | 0 | 0 | 0 | 0 |  |  |  |  | 0 | 0 | 0 | 0 | 0 | 0 | 0 | 0 | 0 | 0 | 0 |  |  |  |  | 0 | 0 | 0 | 0 | 0 | 0
PG&E Kern Study Area | Renfro | 115 | 0 | 0 | 0 | 0 |  |  |  |  | 0 | 0 | 0 | 0 | 0 | 0 | 0 | 0 | 0 | 0 | 0 |  |  |  |  | 0 | 0 | 0 | 0 | 0 | 0
PG&E Greater Bay Study Area | Richmond | 115 | 0 | 0 | 0 | 0 |  |  |  |  | 0 | 0 | 0 | 0 | 0 | 0 | 0 | 0 | 0 | 0 | 0 |  |  |  |  | 0 | 0 | 0 | 0 | 0 | 0
PG&E North of Greater Bay Study Area | Rincon | 115 | 0 | 0 | 0 | 0 |  |  |  |  | 0 | 0 | 0 | 0 | 0 | 0 | 0 | 0 | 0 | 0 | 0 |  |  |  |  | 0 | 0 | 0 | 0 | 0 | 0
PG&E Kern Study Area | Rio Bravo | 115 | 0 | 0 | 0 | 0 |  |  |  |  | 0 | 0 | 0 | 0 | 0 | 0 | 0 | 0 | 0 | 0 | 0 |  |  |  |  | 0 | 0 | 0 | 0 | 0 | 0
SCE Metro Study Area | Rio Hondo | 230 | 0 | 0 | 0 | 0 |  |  |  |  | 0 | 0 | 0 | 0 | 0 | 0 | 0 | 0 | 0 | 0 | 0 |  |  |  |  | 0 | 0 | 0 | 0 | 0 | 0
PG&E North of Greater Bay Study Area | Rio Oso | 230 | 0 | 0 | 0 | 0 |  |  |  |  | 0 | 0 | 0 | 0 | 0 | 0 | 0 | 0 | 0 | 0 | 0 |  |  |  |  | 0 | 0 | 0 | 0 | 0 | 0
PG&E North of Greater Bay Study Area | Rio Oso | 115 | 0 | 0 | 0 | 0 |  |  |  |  | 0 | 0 | 0 | 0 | 0 | 0 | 0 | 0 | 0 | 0 | 0 |  |  |  |  | 0 | 0 | 0 | 0 | 0 | 0
PG&E Greater Bay Study Area | Ripon | 115 | 0 | 0 | 0 | 0 |  |  |  |  | 0 | 0 | 0 | 0 | 0 | 0 | 0 | 0 | 0 | 0 | 0 |  |  |  |  | 0 | 0 | 0 | 0 | 0 | 0
PG&E Greater Bay Study Area | Riverbank | 115 | 0 | 0 | 0 | 0 |  |  |  |  | 0 | 0 | 0 | 0 | 0 | 0 | 0 | 0 | 0 | 0 | 0 |  |  |  |  | 0 | 0 | 0 | 0 | 0 | 0
SCE North of Lugo Study Area | Roadway | 115 | 0 | 0 | 0 | 0 |  |  |  |  | 3 | 0 | 0 | 0 | 0 | 0 | 1 | 0 | 0 | 0 | 0 |  |  |  |  | 0 | 0 | 0 | 0 | 0 | 0
PG&E Greater Bay Study Area | Rossmoor | 230 | 0 | 0 | 0 | 0 |  |  |  |  | 0 | 0 | 0 | 0 | 0 | 0 | 0 | 0 | 0 | 0 | 0 |  |  |  |  | 0 | 0 | 0 | 0 | 0 | 0
PG&E North of Greater Bay Study Area | Round Mountain | 500 | 0 | 0 | 0 | 0 |  |  |  |  | 0 | 0 | 0 | 0 | 0 | 0 | 0 | 0 | 0 | 0 | 0 |  |  |  |  | 0 | 0 | 0 | 0 | 0 | 0
PG&E North of Greater Bay Study Area | Round Mountain | 230 | 0 | 0 | 0 | 0 |  |  |  |  | 0 | 0 | 0 | 0 | 0 | 0 | 0 | 0 | 0 | 0 | 0 |  |  |  |  | 0 | 0 | 0 | 0 | 0 | 0
PG&E Greater Bay Study Area | Salado | 115 | 0 | 0 | 0 | 0 |  |  |  |  | 0 | 0 | 0 | 0 | 0 | 0 | 0 | 0 | 0 | 0 | 0 |  |  |  |  | 0 | 0 | 0 | 0 | 0 | 0
SDG&E Study Area | Salt Creek | 69 | 0 | 0 | 0 | 0 |  |  |  |  | 0 | 0 | 0 | 0 | 0 | 0 | 0 | 0 | 0 | 0 | 0 |  |  |  |  | 0 | 0 | 0 | 0 | 0 | 0
SCE Eastern Study Area | San Bernardino | 230 | 0 | 0 | 0 | 0 |  |  |  |  | 0 | 0 | 0 | 0 | 0 | 0 | 0 | 0 | 0 | 0 | 0 |  |  |  |  | 0 | 0 | 0 | 0 | 0 | 0
PG&E Greater Bay Study Area | San Jose B | 115 | 0 | 0 | 0 | 0 |  |  |  |  | 0 | 0 | 0 | 0 | 0 | 0 | 0 | 0 | 0 | 0 | 0 |  |  |  |  | 0 | 0 | 0 | 0 | 0 | 0
PG&E Greater Bay Study Area | San Leandro | 115 | 0 | 0 | 0 | 0 |  |  |  |  | 0 | 0 | 0 | 0 | 0 | 0 | 0 | 0 | 0 | 0 | 0 |  |  |  |  | 0 | 0 | 0 | 0 | 0 | 0
PG&E Kern Study Area | San Luis Obispo | 115 | 0 | 0 | 0 | 0 |  |  |  |  | 0 | 0 | 0 | 0 | 0 | 0 | 0 | 0 | 0 | 0 | 0 |  |  |  |  | 0 | 0 | 0 | 0 | 0 | 0
SDG&E Study Area | San Luis Rey | 230 | 0 | 0 | 0 | 0 |  |  |  |  | 0 | 0 | 0 | 0 | 0 | 0 | 0 | 0 | 0 | 0 | 0 |  |  |  |  | 0 | 0 | 0 | 0 | 0 | 0
SDG&E Study Area | San Onofre | 230 | 0 | 0 | 0 | 0 |  |  |  |  | 0 | 0 | 0 | 0 | 0 | 0 | 0 | 0 | 0 | 0 | 0 |  |  |  |  | 0 | 0 | 0 | 0 | 0 | 0
PG&E Greater Bay Study Area | San Pablo Sub | 115 | 0 | 0 | 0 | 0 |  |  |  |  | 0 | 0 | 0 | 0 | 0 | 0 | 0 | 0 | 0 | 0 | 0 |  |  |  |  | 0 | 0 | 0 | 0 | 0 | 0
PG&E Greater Bay Study Area | San Ramon | 230 | 0 | 0 | 0 | 0 |  |  |  |  | 0 | 0 | 0 | 0 | 0 | 0 | 0 | 0 | 0 | 0 | 0 |  |  |  |  | 0 | 0 | 0 | 0 | 0 | 0
SCE North of Lugo Study Area | Sandlot | 230 | 0 | 0 | 0 | 0 |  |  |  |  | 0 | 0 | 0 | 0 | 0 | 0 | 0 | 0 | 0 | 0 | 0 |  |  |  |  | 0 | 0 | 0 | 0 | 0 | 0
East of Pisgah Study Area | Sandy | 138 | 0 | 0 | 0 | 0 |  |  |  |  | 0 | 0 | 0 | 0 | 0 | 0 | 0 | 0 | 0 | 0 | 0 |  |  |  |  | 0 | 0 | 0 | 0 | 0 | 0
PG&E Fresno Study Area | Sanger | 115 | 0 | 0 | 0 | 0 |  |  |  |  | 0 | 0 | 0 | 0 | 0 | 0 | 0 | 0 | 0 | 0 | 0 |  |  |  |  | 0 | 0 | 0 | 0 | 0 | 0
SCE Northern Area | Santa Clara | 230 | 0 | 0 | 0 | 0 |  |  |  |  | 0 | 0 | 0 | 30 | 0 | 0 | 1 | 0 | 0 | 0 | 0 |  |  |  |  | 0 | 0 | 0 | 0 | 0 | 0
PG&E North of Greater Bay Study Area | Santa Rosa | 115 | 0 | 0 | 0 | 0 |  |  |  |  | 0 | 0 | 0 | 0 | 0 | 0 | 0 | 0 | 0 | 0 | 0 |  |  |  |  | 0 | 0 | 0 | 0 | 0 | 0
PG&E Greater Bay Study Area | Santa Teresa | 115 | 0 | 0 | 0 | 0 |  |  |  |  | 0 | 0 | 0 | 0 | 0 | 0 | 0 | 0 | 0 | 0 | 0 |  |  |  |  | 0 | 0 | 0 | 0 | 0 | 0
SDG&E Study Area | Santee | 138 | 0 | 0 | 0 | 0 |  |  |  |  | 0 | 0 | 0 | 0 | 0 | 0 | 0 | 0 | 0 | 0 | 0 |  |  |  |  | 0 | 0 | 0 | 0 | 0 | 0
SCE Metro Study Area | Santiago | 230 | 0 | 0 | 0 | 0 |  |  |  |  | 0 | 0 | 0 | 0 | 0 | 0 | 0 | 0 | 0 | 0 | 0 |  |  |  |  | 0 | 0 | 0 | 0 | 0 | 0
PG&E Greater Bay Study Area | Saratoga | 230 | 0 | 0 | 0 | 0 |  |  |  |  | 0 | 0 | 0 | 0 | 0 | 0 | 0 | 0 | 0 | 0 | 0 |  |  |  |  | 0 | 0 | 0 | 0 | 0 | 0
SCE Northern Area | Saugus | 230 | 0 | 0 | 0 | 0 |  |  |  |  | 0 | 0 | 0 | 0 | 0 | 0 | 0 | 0 | 0 | 0 | 0 |  |  |  |  | 0 | 0 | 0 | 0 | 0 | 0
PG&E Fresno Study Area | Schindler | 115 | 0 | 0 | 0 | 0 |  |  |  |  | 0 | 0 | 0 | 0 | 0 | 0 | 0 | 0 | 0 | 0 | 0 |  |  |  |  | 0 | 0 | 0 | 0 | 0 | 0
PG&E Greater Bay Study Area | Schulte | 115 | 0 | 0 | 0 | 0 |  |  |  |  | 0 | 0 | 0 | 0 | 0 | 0 | 0 | 0 | 0 | 0 | 0 |  |  |  |  | 0 | 0 | 0 | 0 | 0 | 0
PG&E Kern Study Area | Semitropic | 115 | 0 | 0 | 0 | 0 |  |  |  |  | 0 | 0 | 0 | 0 | 0 | 0 | 0 | 0 | 0 | 0 | 0 |  |  |  |  | 0 | 0 | 0 | 0 | 0 | 0
SCE Metro Study Area | Serrano | 500 | 0 | 0 | 0 | 0 |  |  |  |  | 0 | 0 | 0 | 0 | 0 | 0 | 0 | 0 | 0 | 0 | 0 |  |  |  |  | 0 | 0 | 0 | 0 | 0 | 0
SCE Metro Study Area | Serrano | 230 | 0 | 0 | 0 | 0 |  |  |  |  | 0 | 0 | 0 | 0 | 0 | 0 | 0 | 0 | 0 | 0 | 0 |  |  |  |  | 0 | 0 | 0 | 0 | 0 | 0
SDG&E Study Area | Shadowridge | 138 | 0 | 0 | 0 | 0 |  |  |  |  | 0 | 0 | 0 | 0 | 0 | 0 | 0 | 0 | 0 | 0 | 0 |  |  |  |  | 0 | 0 | 0 | 0 | 0 | 0
PG&E Kern Study Area | Shafter | 115 | 0 | 0 | 0 | 0 |  |  |  |  | 0 | 0 | 0 | 0 | 0 | 0 | 0 | 0 | 0 | 0 | 0 |  |  |  |  | 0 | 0 | 0 | 0 | 0 | 0
PG&E North of Greater Bay Study Area | Shiloh II | 230 | 0 | 0 | 0 | 0 |  |  |  |  | 0 | 0 | 0 | 0 | 0 | 0 | 0 | 0 | 0 | 0 | 0 |  |  |  |  | 0 | 0 | 0 | 0 | 0 | 0
PG&E North of Greater Bay Study Area | Silverado | 115 | 0 | 0 | 0 | 0 |  |  |  |  | 0 | 0 | 0 | 0 | 0 | 0 | 0 | 0 | 0 | 0 | 0 |  |  |  |  | 0 | 0 | 0 | 0 | 0 | 0
SDG&E Study Area | Silvergate | 230 | 0 | 0 | 0 | 0 |  |  |  |  | 0 | 0 | 0 | 100 | 0 | 0 | 1 | 0 | 0 | 0 | 0 |  |  |  |  | 0 | 0 | 0 | 0 | 0 | 0
PG&E Kern Study Area | Sisquoc | 115 | 0 | 0 | 0 | 0 |  |  |  |  | 0 | 0 | 0 | 0 | 0 | 0 | 0 | 0 | 0 | 0 | 0 |  |  |  |  | 0 | 0 | 0 | 0 | 0 | 0
East of Pisgah Study Area | Sloan Canyon | 230 | 0 | 0 | 0 | 0 |  |  |  |  | 0 | 0 | 0 | 0 | 0 | 0 | 0 | 0 | 0 | 0 | 0 |  |  |  |  | 0 | 0 | 0 | 0 | 0 | 0
PG&E Kern Study Area | Smyrna | 115 | 0 | 0 | 0 | 0 |  |  |  |  | 0 | 0 | 0 | 0 | 0 | 0 | 0 | 0 | 0 | 0 | 0 |  |  |  |  | 0 | 0 | 0 | 0 | 0 | 0
PG&E Greater Bay Study Area | Sobrante | 115 | 0 | 0 | 0 | 0 |  |  |  |  | 0 | 0 | 0 | 0 | 0 | 0 | 0 | 0 | 0 | 0 | 0 |  |  |  |  | 0 | 0 | 0 | 0 | 0 | 0
PG&E Kern Study Area | Solar SS | 230 | 0 | 0 | 0 | 0 |  |  |  |  | 0 | 0 | 0 | 0 | 0 | 0 | 0 | 0 | 0 | 0 | 0 |  |  |  |  | 0 | 0 | 0 | 0 | 0 | 0
SCE Northern Area | Springville | 230 | 0 | 0 | 0 | 0 |  |  |  |  | 11 | 0 | 0 | 0 | 0 | 0 | 1 | 0 | 0 | 0 | 0 |  |  |  |  | 0 | 0 | 0 | 0 | 0 | 0
PG&E Greater Bay Study Area | Stagg | 230 | 0 | 0 | 0 | 0 |  |  |  |  | 0 | 0 | 0 | 0 | 0 | 0 | 0 | 0 | 0 | 0 | 0 |  |  |  |  | 0 | 0 | 0 | 0 | 0 | 0
PG&E Greater Bay Study Area | Std Oil | 115 | 0 | 0 | 0 | 0 |  |  |  |  | 0 | 0 | 0 | 0 | 0 | 0 | 0 | 0 | 0 | 0 | 0 |  |  |  |  | 0 | 0 | 0 | 0 | 0 | 0
PG&E Kern Study Area | Stockdale | 230 | 0 | 0 | 0 | 0 |  |  |  |  | 0 | 0 | 0 | 0 | 0 | 0 | 0 | 0 | 0 | 0 | 0 |  |  |  |  | 0 | 0 | 0 | 0 | 0 | 0
PG&E Kern Study Area | Stockdale | 115 | 0 | 0 | 0 | 0 |  |  |  |  | 0 | 0 | 0 | 0 | 0 | 0 | 0 | 0 | 0 | 0 | 0 |  |  |  |  | 0 | 0 | 0 | 0 | 0 | 0
PG&E Fresno Study Area | Storey | 230 | 0 | 0 | 0 | 0 |  |  |  |  | 0 | 0 | 0 | 0 | 0 | 0 | 0 | 0 | 0 | 0 | 0 |  |  |  |  | 0 | 0 | 0 | 0 | 0 | 0
PG&E North of Greater Bay Study Area | Summit | 115 | 40 | 0 | 0 | 0 |  |  |  |  | 0 | 0 | 0 | 0 | 0 | 0 |  | 0 | 0 | 0 | 0 |  |  |  |  | 0 | 0 | 0 | 0 | 0 | 0
SDG&E Study Area | Suncrest | 500 | 0 | 0 | 0 | 0 |  |  |  |  | 0 | 0 | 0 | 0 | 0 | 0 | 0 | 0 | 0 | 0 | 0 |  |  |  |  | 0 | 0 | 0 | 0 | 0 | 0
SDG&E Study Area | Suncrest | 230 | 0 | 0 | 0 | 0 |  |  |  |  | 0 | 0 | 0 | 0 | 0 | 0 | 0 | 0 | 0 | 0 | 0 |  |  |  |  | 0 | 0 | 0 | 0 | 0 | 0
SDG&E Study Area | New Sub - Suncrest - Ocotillo (Proposed) | 500 | 0 | 0 | 0 | 0 |  |  |  |  | 0 | 0 | 0 | 0 | 0 | 0 | 0 | 0 | 0 | 0 | 0 |  |  |  |  | 0 | 0 | 0 | 0 | 0 | 0
PG&E Kern Study Area | Sunset | 230 | 0 | 0 | 0 | 0 |  |  |  |  | 0 | 0 | 0 | 0 | 0 | 0 | 0 | 0 | 0 | 0 | 0 |  |  |  |  | 0 | 0 | 0 | 0 | 0 | 0
PG&E Kern Study Area | Surf | 115 | 0 | 0 | 0 | 0 |  |  |  |  | 0 | 0 | 0 | 0 | 0 | 0 | 0 | 0 | 0 | 0 | 0 |  |  |  |  | 0 | 0 | 0 | 0 | 0 | 0
SDG&E Study Area | Sycamore Canyon | 230 | 0 | 0 | 0 | 0 |  |  |  |  | 0 | 0 | 0 | 0 | 0 | 0 | 0 | 0 | 0 | 0 | 0 |  |  |  |  | 0 | 0 | 0 | 0 | 0 | 0
SDG&E Study Area | Sycamore Canyon | 138 | 0 | 0 | 0 | 0 |  |  |  |  | 0 | 0 | 0 | 300 | 0 | 0 | 1 | 0 | 0 | 0 | 0 |  |  |  |  | 0 | 0 | 0 | 0 | 0 | 0
SCE Metro Study Area | Sylmar | 230 | 0 | 0 | 0 | 0 |  |  |  |  | 0 | 0 | 0 | 0 | 0 | 0 | 0 | 0 | 0 | 0 | 0 |  |  |  |  | 0 | 0 | 0 | 0 | 0 | 0
PG&E North of Greater Bay Study Area | Table Mountain | 500 | 0 | 0 | 0 | 0 |  |  |  |  | 0 | 0 | 0 | 0 | 0 | 0 | 0 | 0 | 0 | 0 | 0 |  |  |  |  | 0 | 0 | 0 | 0 | 0 | 0
PG&E North of Greater Bay Study Area | Table Mountain | 230 | 0 | 0 | 0 | 0 |  |  |  |  | 0 | 0 | 0 | 0 | 0 | 0 | 0 | 0 | 0 | 0 | 0 |  |  |  |  | 0 | 0 | 0 | 0 | 0 | 0
PG&E Kern Study Area | Taft | 115 | 0 | 0 | 0 | 0 |  |  |  |  | 0 | 0 | 0 | 0 | 0 | 0 | 0 | 0 | 0 | 0 | 0 |  |  |  |  | 0 | 0 | 0 | 0 | 0 | 0
SDG&E Study Area | Talega | 230 | 0 | 0 | 0 | 0 |  |  |  |  | 0 | 0 | 0 | 0 | 0 | 0 | 0 | 0 | 0 | 0 | 0 |  |  |  |  | 0 | 0 | 0 | 0 | 0 | 0
SDG&E Study Area | Talega | 138 | 0 | 0 | 0 | 0 |  |  |  |  | 0 | 0 | 0 | 0 | 0 | 0 | 0 | 0 | 0 | 0 | 0 |  |  |  |  | 0 | 0 | 0 | 0 | 0 | 0
PG&E Greater Bay Study Area | Tassajara | 230 | 0 | 0 | 0 | 0 |  |  |  |  | 0 | 0 | 0 | 0 | 0 | 0 | 0 | 0 | 0 | 0 | 0 |  |  |  |  | 0 | 0 | 0 | 0 | 0 | 0
PG&E Kern Study Area | Temblor | 115 | 0 | 0 | 0 | 0 |  |  |  |  | 0 | 0 | 0 | 0 | 0 | 0 | 0 | 0 | 0 | 0 | 0 |  |  |  |  | 0 | 0 | 0 | 0 | 0 | 0
PG&E Kern Study Area | Templeton | 230 | 0 | 0 | 0 | 0 |  |  |  |  | 0 | 0 | 0 | 0 | 0 | 0 | 0 | 0 | 0 | 0 | 0 |  |  |  |  | 0 | 0 | 0 | 0 | 0 | 0
PG&E Greater Bay Study Area | Tesla | 500 | 0 | 0 | 0 | 0 |  |  |  |  | 0 | 0 | 0 | 0 | 0 | 0 | 0 | 0 | 0 | 0 | 0 |  |  |  |  | 0 | 0 | 0 | 0 | 0 | 0
PG&E Greater Bay Study Area | Tesla | 230 | 0 | 0 | 0 | 0 |  |  |  |  | 0 | 0 | 0 | 400 | 0 | 0 | 1 | 0 | 0 | 0 | 0 |  |  |  |  | 0 | 0 | 0 | 0 | 0 | 0
PG&E Greater Bay Study Area | Tesla | 115 | 0 | 0 | 0 | 0 |  |  |  |  | 0 | 0 | 0 | 0 | 0 | 0 | 0 | 0 | 0 | 0 | 0 |  |  |  |  | 0 | 0 | 0 | 0 | 0 | 0
PG&E Kern Study Area | Tevis | 115 | 0 | 0 | 0 | 0 |  |  |  |  | 0 | 0 | 0 | 0 | 0 | 0 | 0 | 0 | 0 | 0 | 0 |  |  |  |  | 0 | 0 | 0 | 0 | 0 | 0
East of Pisgah Study Area | Thousandaire | 138 | 0 | 0 | 0 | 0 |  |  |  |  | 0 | 0 | 0 | 0 | 0 | 0 | 0 | 0 | 0 | 0 | 0 |  |  |  |  | 0 | 0 | 0 | 0 | 0 | 0
SCE North of Lugo Study Area | Tortilla | 115 | 0 | 0 | 0 | 0 |  |  |  |  | 0 | 0 | 0 | 0 | 0 | 0 | 0 | 0 | 0 | 0 | 0 |  |  |  |  | 0 | 0 | 0 | 0 | 0 | 0
SDG&E Study Area | Trabuco | 138 | 0 | 0 | 0 | 0 |  |  |  |  | 0 | 0 | 0 | 0 | 0 | 0 | 0 | 0 | 0 | 0 | 0 |  |  |  |  | 0 | 0 | 0 | 0 | 0 | 0
PG&E Greater Bay Study Area | Tracy | 500 | 0 | 0 | 0 | 0 |  |  |  |  | 0 | 0 | 0 | 0 | 0 | 0 | 0 | 0 | 0 | 0 | 0 |  |  |  |  | 0 | 0 | 0 | 0 | 0 | 0
PG&E Greater Bay Study Area | Tracy | 230 | 0 | 0 | 44.8 | 0 |  |  |  |  | 5 | 0 | 0 | 0 | 0 | 0 | 1 | 0 | 0 | 0 | 0 |  |  |  |  | 0 | 0 | 0 | 0 | 0 | 0
PG&E Fresno Study Area | Tranquility | 230 | 0 | 0 | 0 | 0 |  |  |  |  | 0 | 200 | 0 | 40 | 0 | 0 | 1 | 0 | 0 | 0 | 0 |  |  |  |  | 0 | 0 | 0 | 0 | 0 | 0
East of Pisgah Study Area | Trout Canyon | 230 | 0 | 0 | 0 | 0 |  |  |  |  | 0 | 125 | 0 | 65 | 0 | 0 | 1 | 0 | 0 | 0 | 0 |  |  |  |  | 0 | 0 | 0 | 0 | 0 | 0
PG&E North of Greater Bay Study Area | Tulucay | 230 | 0 | 0 | 0 | 0 |  |  |  |  | 0 | 0 | 0 | 0 | 0 | 0 | 0 | 0 | 0 | 0 | 0 |  |  |  |  | 0 | 0 | 0 | 0 | 0 | 0
PG&E Kern Study Area | Tupman | 115 | 0 | 0 | 0 | 0 |  |  |  |  | 0 | 0 | 0 | 0 | 0 | 0 | 0 | 0 | 0 | 0 | 0 |  |  |  |  | 0 | 0 | 0 | 0 | 0 | 0
PG&E North of Greater Bay Study Area | Ukiah | 115 | 0 | 0 | 0 | 0 |  |  |  |  | 0 | 0 | 0 | 0 | 0 | 0 | 0 | 0 | 0 | 0 | 0 |  |  |  |  | 0 | 0 | 0 | 0 | 0 | 0
PG&E North of Greater Bay Study Area | Vaca Dixon | 500 | 0 | 0 | 0 | 0 |  |  |  |  | 0 | 0 | 0 | 0 | 0 | 0 | 0 | 0 | 0 | 0 | 0 |  |  |  |  | 0 | 0 | 0 | 0 | 0 | 0
PG&E North of Greater Bay Study Area | Vaca Dixon | 230 | 0 | 0 | 0 | 0 |  |  |  |  | 0 | 0 | 0 | 300 | 0 | 0 | 1 | 0 | 0 | 0 | 0 |  |  |  |  | 0 | 0 | 0 | 0 | 0 | 0
PG&E North of Greater Bay Study Area | Vaca Dixon | 115 | 0 | 0 | 0 | 0 |  |  |  |  | 0 | 0 | 0 | 0 | 0 | 0 | 0 | 0 | 0 | 0 | 0 |  |  |  |  | 0 | 0 | 0 | 0 | 0 | 0
SCE Eastern Study Area | Valley (SCE) | 500 | 0 | 0 | 0 | 0 |  |  |  |  | 0 | 0 | 0 | 0 | 0 | 0 | 0 | 0 | 0 | 0 | 0 |  |  |  |  | 0 | 0 | 0 | 0 | 0 | 0
East of Pisgah Study Area | Valley (VEA) | 138 | 0 | 0 | 0 | 0 |  |  |  |  | 0 | 0 | 0 | 0 | 0 | 0 | 0 | 0 | 0 | 0 | 0 |  |  |  |  | 0 | 0 | 0 | 0 | 0 | 0
PG&E Greater Bay Study Area | Valley Home | 115 | 0 | 0 | 0 | 0 |  |  |  |  | 0 | 0 | 0 | 0 | 0 | 0 | 0 | 0 | 0 | 0 | 0 |  |  |  |  | 0 | 0 | 0 | 0 | 0 | 0
East of Pisgah Study Area | Valley Switch | 138 | 0 | 0 | 0 | 0 |  |  |  |  | 0 | 0 | 0 | 0 | 0 | 0 | 0 | 0 | 0 | 0 | 0 |  |  |  |  | 0 | 0 | 0 | 0 | 0 | 0
PG&E Greater Bay Study Area | Vasona | 230 | 0 | 0 | 0 | 0 |  |  |  |  | 0 | 0 | 0 | 0 | 0 | 0 | 0 | 0 | 0 | 0 | 0 |  |  |  |  | 0 | 0 | 0 | 0 | 0 | 0
SCE Northern Area | Vestal | 230 | 0 | 0 | 0 | 0 |  |  |  |  | 0 | 355.8 | 0 | 180 | 0 | 0 | 1 | 0 | 0 | 0 | 0 |  |  |  |  | 0 | 0 | 0 | 0 | 0 | 0
SCE North of Lugo Study Area | Victor | 230 | 0 | 0 | 0 | 0 |  |  |  |  | 0 | 0 | 0 | 0 | 0 | 0 | 0 | 0 | 0 | 0 | 0 |  |  |  |  | 0 | 0 | 0 | 0 | 0 | 0
SCE North of Lugo Study Area | Victor | 115 | 0 | 0 | 0 | 0 |  |  |  |  | 0 | 0 | 0 | 0 | 0 | 0 | 0 | 0 | 0 | 0 | 0 |  |  |  |  | 0 | 0 | 0 | 0 | 0 | 0
0 | Victorville (LDWP) | 500 | 0 | 0 | 0 | 0 |  |  |  |  | 0 | 0 | 0 | 0 | 0 | 0 | 0 | 0 | 0 | 0 | 0 |  |  |  |  | 0 | 0 | 0 | 0 | 0 | 0
SCE Metro Study Area | Viejo | 230 | 0 | 0 | 0 | 0 |  |  |  |  | 0 | 0 | 0 | 0 | 0 | 0 | 0 | 0 | 0 | 0 | 0 |  |  |  |  | 0 | 0 | 0 | 0 | 0 | 0
PG&E Greater Bay Study Area | Vierra | 115 | 0 | 0 | 0 | 0 |  |  |  |  | 0 | 0 | 0 | 0 | 0 | 0 | 0 | 0 | 0 | 0 | 0 |  |  |  |  | 0 | 0 | 0 | 0 | 0 | 0
SCE Metro Study Area | Villa Park | 230 | 0 | 0 | 0 | 0 |  |  |  |  | 0 | 0 | 0 | 0 | 0 | 0 | 0 | 0 | 0 | 0 | 0 |  |  |  |  | 0 | 0 | 0 | 0 | 0 | 0
SCE Northern Area | Vincent | 500 | 0 | 0 | 0 | 0 |  |  |  |  | 0 | 0 | 0 | 0 | 0 | 0 | 0 | 0 | 0 | 0 | 0 |  |  |  |  | 0 | 0 | 0 | 0 | 0 | 0
SCE Northern Area | Vincent | 230 | 0 | 0 | 0 | 0 |  |  |  |  | 0 | 0 | 0 | 80 | 0 | 0 | 1 | 0 | 0 | 0 | 0 |  |  |  |  | 0 | 0 | 0 | 0 | 0 | 0
PG&E Greater Bay Study Area | Vineyard | 230 | 0 | 0 | 0 | 0 |  |  |  |  | 0 | 0 | 0 | 0 | 0 | 0 | 0 | 0 | 0 | 0 | 0 |  |  |  |  | 0 | 0 | 0 | 0 | 0 | 0
SCE Eastern Study Area | Vista (SCE) | 230 | 0 | 0 | 0 | 0 |  |  |  |  | 0 | 0 | 0 | 0 | 0 | 0 | 0 | 0 | 0 | 0 | 0 |  |  |  |  | 0 | 0 | 0 | 0 | 0 | 0
East of Pisgah Study Area | Vista (VEA) | 138 | 0 | 0 | 0 | 0 |  |  |  |  | 0 | 0 | 0 | 0 | 0 | 0 | 0 | 0 | 0 | 0 | 0 |  |  |  |  | 0 | 0 | 0 | 0 | 0 | 0
SCE Metro Study Area | Walnut | 230 | 0 | 0 | 0 | 0 |  |  |  |  | 0 | 0 | 0 | 0 | 0 | 0 | 0 | 0 | 0 | 0 | 0 |  |  |  |  | 0 | 0 | 0 | 0 | 0 | 0
SCE Northern Area | Warne | 230 | 0 | 0 | 0 | 0 |  |  |  |  | 0 | 0 | 0 | 0 | 0 | 0 | 0 | 0 | 0 | 0 | 0 |  |  |  |  | 0 | 0 | 0 | 0 | 0 | 0
PG&E Fresno Study Area | Warnerville | 230 | 0 | 0 | 0 | 0 |  |  |  |  | 0 | 0 | 0 | 0 | 0 | 0 | 0 | 0 | 0 | 0 | 0 |  |  |  |  | 0 | 0 | 0 | 0 | 0 | 0
PG&E Fresno Study Area | Waukena | 115 | 0 | 0 | 0 | 0 |  |  |  |  | 0 | 0 | 0 | 0 | 0 | 0 | 0 | 0 | 0 | 0 | 0 |  |  |  |  | 0 | 0 | 0 | 0 | 0 | 0
PG&E Greater Bay Study Area | Weber | 230 | 0 | 0 | 0 | 0 |  |  |  |  | 0 | 0 | 0 | 25 | 0 | 0 | 1 | 0 | 0 | 0 | 0 |  |  |  |  | 0 | 0 | 0 | 0 | 0 | 0
PG&E Fresno Study Area | West Fresno | 115 | 0 | 0 | 0 | 0 |  |  |  |  | 0 | 0 | 0 | 0 | 0 | 0 | 0 | 0 | 0 | 0 | 0 |  |  |  |  | 0 | 0 | 0 | 0 | 0 | 0
PG&E Fresno Study Area | Westley | 230 | 0 | 0 | 0 | 0 |  |  |  |  | 0 | 0 | 0 | 0 | 0 | 0 | 0 | 0 | 0 | 0 | 0 |  |  |  |  | 0 | 0 | 0 | 0 | 0 | 0
PG&E Fresno Study Area | New Sub - Westley - Quinto (Proposed) | 230 | 0 | 0 | 0 | 0 |  |  |  |  | 0 | 0 | 0 | 0 | 0 | 0 | 0 | 0 | 0 | 0 | 0 |  |  |  |  | 0 | 0 | 0 | 0 | 0 | 0
PG&E Kern Study Area | Westpark | 115 | 0 | 0 | 0 | 0 |  |  |  |  | 0 | 0 | 0 | 0 | 0 | 0 | 0 | 0 | 0 | 0 | 0 |  |  |  |  | 0 | 0 | 0 | 0 | 0 | 0
PG&E Kern Study Area | Wheeler Ridge | 230 | 0 | 0 | 0 | 0 |  |  |  |  | 0 | 100 | 0 | 0 | 0 | 0 | 1 | 0 | 0 | 0 | 0 |  |  |  |  | 0 | 0 | 0 | 0 | 0 | 0
PG&E Kern Study Area | New Sub - Midway - Wheeler Ridge (Proposed) | 230 | 0 | 0 | 0 | 0 |  |  |  |  | 0 | 0 | 0 | 0 | 0 | 0 | 0 | 0 | 0 | 0 | 0 |  |  |  |  | 0 | 0 | 0 | 0 | 0 | 0
SCE Northern Area | Whirlwind | 230 | 0 | 0 | 0 | 0 |  |  |  |  | 0 | 333 | 0 | 160.5 | 69 | 0 | 1 | 0 | 0 | 0 | 0 |  |  |  |  | 0 | 0 | 0 | 0 | 0 | 0
SCE Northern Area | Whirlwind | 500 | 0 | 0 | 0 | 0 |  |  |  |  | 0 | 0 | 0 | 0 | 0 | 0 | 0 | 0 | 0 | 0 | 0 |  |  |  |  | 0 | 0 | 0 | 0 | 0 | 0
PG&E Fresno Study Area | Wilson | 230 | 0 | 0 | 0 | 0 |  |  |  |  | 0 | 0 | 0 | 0 | 0 | 0 | 0 | 0 | 0 | 0 | 0 |  |  |  |  | 0 | 0 | 0 | 0 | 0 | 0
PG&E Fresno Study Area | Wilson | 115 | 0 | 0 | 0 | 0 |  |  |  |  | 0 | 0 | 0 | 0 | 0 | 0 | 0 | 0 | 0 | 0 | 0 |  |  |  |  | 0 | 0 | 0 | 0 | 0 | 0
PG&E Kern Study Area | Windgap PP | 230 | 0 | 0 | 0 | 0 |  |  |  |  | 0 | 0 | 0 | 0 | 0 | 0 | 0 | 0 | 0 | 0 | 0 |  |  |  |  | 0 | 0 | 0 | 0 | 0 | 0
SCE Northern Area | Windhub | 230 | 0 | 0 | 0 | 0 |  |  |  |  | 0 | 735 | 0 | 549 | 0 | 0 | 1 | 0 | 0 | 0 | 0 |  |  |  |  | 0 | 0 | 0 | 0 | 0 | 0
SCE Northern Area | Windhub | 500 | 0 | 0 | 0 | 0 |  |  |  |  | 0 | 0 | 0 | 0 | 0 | 0 | 0 | 0 | 0 | 0 | 0 |  |  |  |  | 0 | 0 | 0 | 0 | 0 | 0
PG&E North of Greater Bay Study Area | Woodland | 115 | 0 | 0 | 0 | 0 |  |  |  |  | 0 | 0 | 0 | 0 | 0 | 0 | 0 | 0 | 0 | 0 | 0 |  |  |  |  | 0 | 0 | 0 | 0 | 0 | 0
PG&E North of Greater Bay Study Area | Wyandotte | 115 | 0 | 0 | 0 | 0 |  |  |  |  | 0 | 0 | 0 | 0 | 0 | 0 | 0 | 0 | 0 | 0 | 0 |  |  |  |  | 0 | 0 | 0 | 0 | 0 | 0

## Interconnection_Criteria_README
2. Substation level interconnection viability
Criteria Purpose | Mapped candidate resources should fall within a viable distance of transmission, from economic, land-use, and environmental perspectives and be able to interconnect to transmission of an appropriate voltage in a viable and cost-effective manner.
Application of Criteria | Staff did not implement this criteria analysis in the preliminary round of mapping, staff have deferred implementation of this criteria analysis for future rounds. Simple distance from substation analysis is implement within the Land-use and Environmental criteria analysis.

## LandUse_Env_Criteria_README
3. Land-use implications and feasibility & 4. Environmental (conservation and biological) impact factors
Criteria Purpose | Resources allocated should not exceed available land area to accommodate the resources within the viable distance of the substation and should limit the potential implications, i.e., potential impacts to or conflicts with existing and future land use applications. Mapping will prioritize areas of lower potential land-use implications and higher feasibility for resource development, while seeking to limiting locating resources to areas of high potential implications and likely more difficult development potential.
Criteria Application | 3. & 4. Criteria datasets are applied to mapped utility-scale solar and onshore in-CAISO wind. Note the parcelization, and CEC Cropland dataset analysis is only applied to utility-scale solar. For out-of-state resources, only the WECC environmental and land-use screen is applied. Out-of-CAISO resources are included at their CAISO intertie point but land-use analysis is currently not applied. For resource mapped to Baja California, Mexico, staff also have not applied any land-use analysis.
Distance from Sub | Land-use implications and environmental impacts analysis is done for the resource potential around substations within a series of distances. For solar the analysis currently includes 5, 10, 15, and 20 mile analysis. For on-shore wind analysis currently includes 10, 15 , and 20 mile analysis. Staff will conduct analysis at additional distances if additional around of mapping show such info is necessary.
Preliminary Results | These are the preliminary results after one round of mapping, working group staff note some substation data is currently incomplete and some substations are misidentified. Staff are in the process of updating and expanding the data.
Resource Density | Staff assume a 10 acres/MW density assumption for utility scale solar and a 40 acres/MW density for on-shore in-CAISO wind.
Tabs for Analysis
LandUse_Env_Summary_2034 |  | Summary of the criteria alignment for mapped solar and wind resources in the 2034 portfolio
LandUse_Env_Summary_2039 |  | Summary of the criteria alignment for mapped solar and wind resources in the 2039 portfolio
Land_EnvAnalysis_Solar_2034 |  | Land-use and environmental criteria analysis for in-state mapped solar resources in the 2034 portfolio
Land_OOS_Analysis_Solar_2034 |  | Land-use criteria analysis of out-of-state in-CAISO solar resources in the 2034 portfolio
Land_EnvAnalysis_Wind_2034 |  | Land-use and environmental criteria analysis for in-state mapped onshore wind resources in the 2034 portfolio
Land_OOS_Analysis_Wind_2034 |  | Land-use criteria analysis of out-of-state in-CAISO wind resources in the 2034 portfolio
Land_EnvAnalysis_Solar_2039 |  | Land-use and environmental criteria analysis for in-state mapped solar resources in the 2039 portfolio
Land_OOS_Analysis_Solar_2039 |  | Land-use criteria analysis of out-of-state in-CAISO solar resources in the 2039 portfolio
Land_EnvAnalysis_Wind_2039 |  | Land-use and environmental criteria analysis for in-state mapped onshore wind resources in the 2039 portfolio
Land_OOS_Analysis_Wind_2039 |  | Land-use criteria analysis of out-of-state in-CAISO wind resources in the 2039 portfolio
LandEnv_Solar_Data_5mi |  | CEC developed land-use and environmental data for solar resources within 5 mile radius of substations
LandEnv_Solar_Data_10mi |  | CEC developed land-use and environmental data for solar resources within 10 mile radius of substations
LandEnv_Solar_Data_15mi |  | CEC developed land-use and environmental data for solar resources within 15 mile radius of substations
LandEnv_Solar_Data_20mi |  | CEC developed land-use and environmental data for solar resources within 20 mile radius of substations
LandEnv_Wind_Data_10mi |  | CEC developed land-use and environmental data for onshore wind resources within 10 mile radius of substations
LandEnv_Wind_Data_15mi |  | CEC developed land-use and environmental data for onshore wind resources within 15 mile radius of substations
LandEnv_Wind_Data_20mi |  | CEC developed land-use and environmental data for onshore wind resources within 20 mile radius of substations
LandEnvData_SolarWind_OOS |  | Onshore wind and solar land-use data for all radii for CAISO substations out-of-state

## LandUse_Env_Summary_2034
[5 empty] | Wind | Wind | Onshore Wind | Distance | [8 empty] | Solar | Solar | Solar | Distance
CAISO Study Area | Substation | Voltage | Screens Analysis Sub Name | Is OOS | FCDS | EODS | Total | from Sub | Core Screen Criteria Alignment Level | Fire Threat Criteria Alignment Level | ACE Connectivity Criteria Alignment | ACE Biodiversity Criteria Alignment | ACE Irreplaceability Criteria Alignment | All ACE Criteria Alignment | Intactness Criteria Alignment | Wetlands Criteria Alignment | FCDS | EODS | Total | from Sub | Core Screen Criteria Alignment Level | Parcelization Criteria Alignment Level | Cropland Index Criteria Alignment Level | Overdrafted Basin Criteria Alignment Level | Fire Threat Criteria Alignment Level | ACE Connectivity Criteria Alignment | ACE Biodiversity Criteria Alignment | ACE Irreplaceability Criteria Alignment | All ACE Criteria Alignment | Intactness Criteria Alignment | Wetlands Criteria Alignment | Has Analysis
PG&E Kern Study Area | 7th Standard | 115 | 7th Standard |  | 0 | 0 | 0 | [9 empty] | 0 | 0 | 0 | [12 empty] | 0
SCE Metro Study Area | Alamitos | 230 | Alamitos |  | 0 | 0 | 0 | [9 empty] | 0 | 0 | 0 | [12 empty] | 0
SCE Eastern Study Area | Alberhill | 500 | #N/A |  | 0 | 0 | 0 | [9 empty] | 0 | 0 | 0 | [12 empty] | 0
PG&E Kern Study Area | Alpaugh | 115 | Alpaugh |  | 0 | 0 | 0 | [9 empty] | 0 | 0 | 0 | [12 empty] | 0
SDG&E Study Area | Alpine | 69 | #N/A |  | 0 | 0 | 0 | [9 empty] | 0 | 0 | 0 | [12 empty] | 0
PG&E Greater Bay Study Area | Altamont Midway (Sandhill) | 230 | Green Ridge Midway |  | 5 | 0 | 5 | 10 | 4 | 2 | 3 | 2 | 2 | 3 | 1 | 1 | 0 | 0 | 0 | [12 empty] | 1
SCE Northern Area | Antelope | 500 | Antelope |  | 0 | 0 | 0 | [9 empty] | 0 | 0 | 0 | 10 | 1 | 4 | 1 | 2 | 4 | 1 | 1 | 1 | 1 | 1 | 1 | 0
SCE Northern Area | Antelope | 230 | Antelope |  | 140 | 50 | 190 | 10 | 2 | 5 | 1 | 1 | 1 | 1 | 1 | 1 | 359 | 0 | 359 | 10 | 1 | 4 | 1 | 2 | 4 | 1 | 1 | 1 | 1 | 1 | 1 | 1
PG&E Kern Study Area | Arco | 230 | Arco |  | 0 | 0 | 0 | [9 empty] | 119.9 | 320 | 439.9 | 10 | 1 | 1 | 1 | 2 | 1 | 2 | 1 | 1 | 3 | 1 | 1 | 1
SCE Metro Study Area | ArcoGen | 230 | Arcogen |  | 0 | 0 | 0 | [9 empty] | 0 | 0 | 0 | [12 empty] | 0
SDG&E Study Area | Artesian | 230 | #N/A |  | 0 | 0 | 0 | [9 empty] | 0 | 0 | 0 | [12 empty] | 0
PG&E Fresno Study Area | Ashlan | 230 | #N/A |  | 0 | 0 | 0 | [9 empty] | 0 | 0 | 0 | [12 empty] | 0
PG&E North of Greater Bay Study Area | Atlantic | 230 | #N/A |  | 0 | 0 | 0 | [9 empty] | 0 | 0 | 0 | [12 empty] | 0
PG&E North of Greater Bay Study Area | Atlantic | 115 | #N/A |  | 0 | 0 | 0 | [9 empty] | 0 | 0 | 0 | [12 empty] | 0
PG&E Greater Bay Study Area | Avena | 115 | #N/A |  | 0 | 0 | 0 | [9 empty] | 0 | 0 | 0 | [12 empty] | 0
SDG&E Study Area | Avocado | 69 | #N/A |  | 0 | 0 | 0 | [9 empty] | 0 | 0 | 0 | [12 empty] | 0
PG&E North of Greater Bay Study Area | Bahia | 230 | #N/A |  | 0 | 0 | 0 | [9 empty] | 0 | 0 | 0 | [12 empty] | 0
SCE Northern Area | Bailey | 230 | Bailey |  | 0 | 0 | 0 | [9 empty] | 0 | 0 | 0 | [12 empty] | 0
PG&E Kern Study Area | Bakersfield | 230 | Bakersfield |  | 0 | 0 | 0 | [9 empty] | 0 | 0 | 0 | [12 empty] | 0
PG&E Fresno Study Area | Balch 2 | 230 | #N/A |  | 0 | 0 | 0 | [9 empty] | 0 | 0 | 0 | [12 empty] | 0
SCE Metro Study Area | Barre | 230 | Barre |  | 0 | 0 | 0 | [9 empty] | 0 | 23 | 23 | 10 | 4 | 5 | 1 | 2 | 1 | 1 | 1 | 5 | 5 | 1 | 4 | 1
SDG&E Study Area | Bay Boulevard | 230 | Bay Boulevard |  | 0 | 0 | 0 | [9 empty] | 0 | 0 | 0 | [12 empty] | 0
East of Pisgah Study Area | Beatty | 138 | Beatty | OOS | 0 | 0 | 0 | [9 empty] | 0 | 0 | 0 | [12 empty] | 0
PG&E Greater Bay Study Area | Belden | 230 | #N/A |  | 0 | 0 | 0 | [9 empty] | 0 | 0 | 0 | [12 empty] | 0
PG&E North of Greater Bay Study Area | Bellevue | 115 | Bellevue |  | 0 | 0 | 0 | [9 empty] | 0 | 0 | 0 | [12 empty] | 0
PG&E North of Greater Bay Study Area | Bellota | 230 | Bellota |  | 0 | 0 | 0 | [9 empty] | 0 | 0 | 0 | [12 empty] | 0
PG&E North of Greater Bay Study Area | Bellota | 115 | Bellota |  | 0 | 0 | 0 | [9 empty] | 0 | 0 | 0 | [12 empty] | 0
SCE Northern Area | Big Creek | 230 | Big Creek |  | 0 | 0 | 0 | [9 empty] | 0 | 0 | 0 | [12 empty] | 0
PG&E North of Greater Bay Study Area | Birds Landing | 230 | Birds Landing |  | 190 | 110 | 300 | 15 | 4 | 2 | 1 | 1 | 1 | 1 | 1 | 1 | 0 | 0 | 0 | [12 empty] | 1
SCE Eastern Study Area | BlytheSC 161 kV | 161 | BlytheSC 161 kV |  | 0 | 0 | 0 | [9 empty] | 0 | 0 | 0 | [12 empty] | 0
PG&E North of Greater Bay Study Area | Bogue | 115 | #N/A |  | 0 | 0 | 0 | [9 empty] | 0 | 0 | 0 | [12 empty] | 0
East of Pisgah Study Area | Bond Tap | 138 | #N/A |  | 0 | 0 | 0 | [9 empty] | 0 | 0 | 0 | [12 empty] | 0
PG&E Fresno Study Area | Borden | 230 | Borden |  | 0 | 0 | 0 | [9 empty] | 0 | 0 | 0 | [12 empty] | 0
PG&E North of Greater Bay Study Area | Bottle Rock | 230 | #N/A |  | 0 | 0 | 0 | [9 empty] | 0 | 0 | 0 | [12 empty] | 0
PG&E Greater Bay Study Area | Brentwood | 230 | Brentwood |  | 0 | 0 | 0 | [9 empty] | 0 | 0 | 0 | [12 empty] | 0
PG&E North of Greater Bay Study Area | Brighton | 230 | #N/A |  | 0 | 0 | 0 | [9 empty] | 0 | 0 | 0 | [12 empty] | 0
PG&E North of Greater Bay Study Area | Brunswick | 115 | Brunswick |  | 0 | 0 | 0 | [9 empty] | 0 | 0 | 0 | [12 empty] | 0
PG&E Kern Study Area | Buena Vista PP | 230 | #N/A |  | 0 | 0 | 0 | [9 empty] | 0 | 0 | 0 | [12 empty] | 0
PG&E Kern Study Area | Cabrillo | 115 | Cabrillo |  | 91.2 | 0 | 91.2 | 15 | 4 | 5 | 3 | 1 | 1 | 3 | 2 | 1 | 0 | 0 | 0 | [12 empty] | 1
PG&E Fresno Study Area | Cal Flats | 230 | #N/A |  | 0 | 0 | 0 | [9 empty] | 0 | 0 | 0 | [12 empty] | 0
PG&E Kern Study Area | Cal Water | 115 | Cal Water |  | 0 | 0 | 0 | [9 empty] | 0 | 0 | 0 | [12 empty] | 0
SCE North of Lugo Study Area | Calcite | 230 | Calcite |  | 0 | 0 | 0 | [9 empty] | 150 | 250 | 400 | 5 | 2 | 5 | 1 | 2 | 1 | 2 | 1 | 1 | 2 | 1 | 2 | 1
PG&E Kern Study Area | Caliente | 230 | Caliente |  | 200 | 10 | 210 | 15 | 5 | 1 | 2 | 1 | 2 | 2 | 3 | 2 | 0 | 0 | 0 | [12 empty] | 1
PG&E Kern Study Area | Callender SS | 115 | #N/A |  | 0 | 0 | 0 | [9 empty] | 0 | 0 | 0 | [12 empty] | 0
PG&E North of Greater Bay Study Area | Calpella | 115 | Calpella |  | 0 | 0 | 0 | [9 empty] | 0 | 0 | 0 | [12 empty] | 0
PG&E Greater Bay Study Area | Camanche | 230 | Camanche |  | 0 | 0 | 0 | [9 empty] | 0 | 0 | 0 | [12 empty] | 0
PG&E Fresno Study Area | Cantua | 115 | Cantua |  | 0 | 0 | 0 | [9 empty] | 0 | 0 | 0 | [12 empty] | 0
SDG&E Study Area | Capistrano | 230 | Capistrano |  | 0 | 0 | 0 | [9 empty] | 0 | 0 | 0 | [12 empty] | 0
SDG&E Study Area | Capistrano | 138 | Capistrano |  | 0 | 0 | 0 | [9 empty] | 0 | 0 | 0 | [12 empty] | 0
PG&E North of Greater Bay Study Area | Carberry | 230 | #N/A |  | 0 | 0 | 0 | [9 empty] | 0 | 0 | 0 | [12 empty] | 0
PG&E North of Greater Bay Study Area | Caribou | 230 | #N/A |  | 0 | 0 | 0 | [9 empty] | 0 | 0 | 0 | [12 empty] | 0
PG&E North of Greater Bay Study Area | Carquinez | 115 | Carquinez |  | 0 | 0 | 0 | [9 empty] | 0 | 0 | 0 | [12 empty] | 0
PG&E Kern Study Area | Carrizo Plains | 115 | Carrizo Plains |  | 0 | 0 | 0 | [9 empty] | 0 | 0 | 0 | [12 empty] | 0
PG&E Greater Bay Study Area | Castro Valley | 230 | #N/A |  | 0 | 0 | 0 | [9 empty] | 0 | 0 | 0 | [12 empty] | 0
PG&E Greater Bay Study Area | Cayetano | 230 | Cayetano |  | 0 | 0 | 0 | [9 empty] | 0 | 100 | 100 | 10 | 2 | 1 | 2 | 2 | 3 | 2 | 2 | 3 | 3 | 1 | 1 | 1
SCE Metro Study Area | Center | 230 | Center |  | 0 | 0 | 0 | [9 empty] | 0 | 0 | 0 | [12 empty] | 0
PG&E Kern Study Area | Charca | 115 | Charca |  | 0 | 0 | 0 | [9 empty] | 0 | 0 | 0 | [12 empty] | 0
East of Pisgah Study Area | Charleston | 138 | #N/A |  | 0 | 0 | 0 | [9 empty] | 0 | 0 | 0 | [12 empty] | 0
SCE Metro Study Area | Chevmain | 230 | Chevmain |  | 0 | 0 | 0 | [9 empty] | 0 | 0 | 0 | [12 empty] | 0
SDG&E Study Area | Chicarita | 138 | #N/A |  | 0 | 0 | 0 | [9 empty] | 0 | 0 | 0 | [12 empty] | 0
SCE Metro Study Area | Chino | 230 | Chino |  | 0 | 0 | 0 | [9 empty] | 0 | 0 | 0 | [12 empty] | 0
PG&E Fresno Study Area | Chowchilla | 115 | #N/A |  | 0 | 0 | 0 | [9 empty] | 0 | 0 | 0 | [12 empty] | 0
PG&E Greater Bay Study Area | Christie | 115 | #N/A |  | 0 | 0 | 0 | [9 empty] | 0 | 0 | 0 | [12 empty] | 0
SCE Eastern Study Area | Cielo Azul | 500 | CIELO AZUL | OOS | 0 | 0 | 0 | [9 empty] | 100 | 1400 | 1500 | 10 | 1 | N/A | N/A | N/A | N/A | N/A | N/A | N/A | N/A | N/A | N/A | 1
PG&E North of Greater Bay Study Area | Cloverdale | 115 | Cloverdale |  | 0 | 0 | 0 | [9 empty] | 0 | 0 | 0 | [12 empty] | 0
PG&E Greater Bay Study Area | Coburn | 230 | Coburn |  | 100 | 0 | 100 | 10 | 2 | 1 | 1 | 1 | 1 | 1 | 1 | 1 | 0 | 0 | 0 | [12 empty] | 1
PG&E North of Greater Bay Study Area | Colgate | 230 | #N/A |  | 0 | 0 | 0 | [9 empty] | 0 | 0 | 0 | [12 empty] | 0
PG&E Greater Bay Study Area | Collinsville | 500 | #N/A |  | 0 | 0 | 0 | [9 empty] | 0 | 0 | 0 | [12 empty] | 0
PG&E Greater Bay Study Area | Collinsville | 230 | #N/A |  | 0 | 0 | 0 | [9 empty] | 0 | 0 | 0 | [12 empty] | 0
SCE Eastern Study Area | Colorado River | 500 | Colorado River |  | 0 | 0 | 0 | [9 empty] | 0 | 0 | 0 | [12 empty] | 0
SCE Eastern Study Area | Colorado River | 230 | Colorado River |  | 0 | 0 | 0 | [9 empty] | 756.6 | 526 | 1282.6 | 15 | 2 | 2 | 3 | 2 | 1 | 1 | 1 | 1 | 2 | 1 | 1 | 1
PG&E Kern Study Area | Columbus | 115 | Columbus |  | 0 | 0 | 0 | [9 empty] | 0 | 0 | 0 | [12 empty] | 0
PG&E Greater Bay Study Area | Contra Costa PP | 230 | #N/A |  | 0 | 0 | 0 | [9 empty] | 0 | 0 | 0 | [12 empty] | 0
PG&E Greater Bay Study Area | Contra Costa | 230 | Contra Costa |  | 0 | 0 | 0 | [9 empty] | 0 | 0 | 0 | [12 empty] | 0
SCE North of Lugo Study Area | Control | 115 | Control |  | 0 | 0 | 0 | [9 empty] | 0 | 0 | 0 | [12 empty] | 0
SCE North of Lugo Study Area | Coolwater | 230 | Coolwater |  | 0 | 0 | 0 | [9 empty] | 0 | 0 | 0 | [12 empty] | 0
SCE North of Lugo Study Area | Coolwater | 115 | Coolwater |  | 200 | 0 | 200 | 15 | 2 | 1 | 2 | 1 | 1 | 2 | 1 | 2 | 150 | 200 | 350 | 10 | 3 | 3 | 1 | 2 | 1 | 3 | 1 | 1 | 3 | 1 | 2 | 1
PG&E Fresno Study Area | Corcoran | 115 | Corcoran |  | 0 | 0 | 0 | [9 empty] | 0 | 0 | 0 | [12 empty] | 0
PG&E North of Greater Bay Study Area | Corona | 115 | #N/A |  | 0 | 0 | 0 | [9 empty] | 0 | 0 | 0 | [12 empty] | 0
PG&E North of Greater Bay Study Area | Cortina | 230 | Cortina |  | 0 | 0 | 0 | [9 empty] | 0 | 0 | 0 | [12 empty] | 0
PG&E North of Greater Bay Study Area | Cortina | 115 | Cortina |  | 0 | 0 | 0 | [9 empty] | 80 | 150 | 230 | 10 | 3 | 1 | 1 | 2 | 2 | 1 | 1 | 1 | 3 | 1 | 1 | 1
PG&E Greater Bay Study Area | Cottle | 230 | #N/A |  | 0 | 0 | 0 | [9 empty] | 0 | 0 | 0 | [12 empty] | 0
PG&E North of Greater Bay Study Area | Cottonwood | 230 | Cottonwood |  | 0 | 0 | 0 | [9 empty] | 0 | 0 | 0 | [12 empty] | 0
PG&E Greater Bay Study Area | Coyote | 230 | Coyote |  | 0 | 0 | 0 | [9 empty] | 0 | 0 | 0 | [12 empty] | 0
SDG&E Study Area | Creelman | 69 | #N/A |  | 0 | 0 | 0 | [9 empty] | 0 | 0 | 0 | [12 empty] | 0
PG&E Greater Bay Study Area | Crow Creek | 60 | #N/A |  | 0 | 0 | 0 | [9 empty] | 6.21 | 14.11 | 20.32 | 10 | #N/A | #N/A | #N/A | #N/A | #N/A | #N/A | #N/A | #N/A | #N/A | #N/A | #N/A | 1
PG&E Greater Bay Study Area | Curtis | 115 | Curtis |  | 0 | 0 | 0 | [9 empty] | 0 | 0 | 0 | [12 empty] | 0
PG&E Fresno Study Area | Dairyland | 115 | Dairyland |  | 0 | 0 | 0 | [9 empty] | 0 | 0 | 0 | [12 empty] | 0
PG&E North of Greater Bay Study Area | Davis | 115 | Davis |  | 0 | 0 | 0 | [9 empty] | 0 | 0 | 0 | [12 empty] | 0
SCE Metro Study Area | Del Amo | 230 | Del Amo |  | 0 | 0 | 0 | [9 empty] | 0 | 0 | 0 | [12 empty] | 0
SCE Eastern Study Area | Delaney | 500 | Delaney | OOS | 0 | 0 | 0 | [9 empty] | 10 | 140 | 150 | 5 | 1 | N/A | N/A | N/A | N/A | N/A | N/A | N/A | N/A | N/A | N/A | 1
PG&E North of Greater Bay Study Area | Delevan | 230 | Delevan |  | 0 | 0 | 0 | [9 empty] | 0 | 0 | 0 | [12 empty] | 0
PG&E Greater Bay Study Area | Delta PP | 230 | Delta PP |  | 0 | 0 | 0 | [9 empty] | 0 | 0 | 0 | [12 empty] | 0
East of Pisgah Study Area | Desert View | 230 | Desert View | OOS | 0 | 0 | 0 | [9 empty] | 0 | 0 | 0 | [12 empty] | 0
SCE Eastern Study Area | Devers | 500 | Devers |  | 0 | 0 | 0 | [9 empty] | 0 | 0 | 0 | [12 empty] | 0
SCE Eastern Study Area | Devers | 230 | Devers |  | 392.6 | 100 | 492.6 | 20 | 5 | 5 | 4 | 3 | 4 | 5 | 4 | 5 | 0 | 0 | 0 | [12 empty] | 1
PG&E Kern Study Area | Diablo | 500 | Diablo |  | 0 | 0 | 0 | [9 empty] | 0 | 0 | 0 | [12 empty] | 0
PG&E Kern Study Area | Diablo | 230 | Diablo |  | 0 | 0 | 0 | [9 empty] | 0 | 0 | 0 | [12 empty] | 0
PG&E Greater Bay Study Area | Dixon Landing | 115 | #N/A |  | 0 | 0 | 0 | [9 empty] | 0 | 0 | 0 | [12 empty] | 0
PG&E Greater Bay Study Area | Donnells PH | 115 | Donnells PP |  | 0 | 0 | 0 | [9 empty] | 0 | 0 | 0 | [12 empty] | 0
PG&E Fresno Study Area | Dos Amigos | 230 | #N/A |  | 0 | 0 | 0 | [9 empty] | 0 | 0 | 0 | [12 empty] | 0
PG&E North of Greater Bay Study Area | Drum | 115 | Drum |  | 0 | 0 | 0 | [9 empty] | 0 | 0 | 0 | [12 empty] | 0
PG&E Greater Bay Study Area | Dumbarton | 115 | #N/A |  | 0 | 0 | 0 | [9 empty] | 0 | 0 | 0 | [12 empty] | 0
SCE Eastern Study Area | Eagle Mountain | 230 | #N/A |  | 0 | 0 | 0 | [9 empty] | 0 | 0 | 0 | [12 empty] | 0
PG&E North of Greater Bay Study Area | Eagle Rock (PGE) | 115 | Eagle Rock (PGE) |  | 104 | 27 | 131 | 15 | 4 | 5 | 2 | 1 | 3 | 5 | 1 | 4 | 0 | 0 | 0 | [12 empty] | 1
SCE Metro Study Area | Eagle Rock (SCE) | 230 | #N/A |  | 0 | 0 | 0 | [9 empty] | 0 | 0 | 0 | [12 empty] | 0
PG&E North of Greater Bay Study Area | East Nicolaus | 115 | #N/A |  | 0 | 0 | 0 | [9 empty] | 0 | 0 | 0 | [12 empty] | 0
PG&E Greater Bay Study Area | East Shore | 230 | East Shore |  | 0 | 0 | 0 | [9 empty] | 0 | 0 | 0 | [12 empty] | 0
PG&E Greater Bay Study Area | East Shore | 115 | East Shore |  | 0 | 0 | 0 | [9 empty] | 0 | 0 | 0 | [12 empty] | 0
SDG&E Study Area | ECO | 500 | Exclude from calcuations | Baja Wind | 800 | 200 | 1000 | 15 | #N/A | #N/A | #N/A | #N/A | #N/A | #N/A | #N/A | #N/A | 0 | 0 | 0 | [12 empty] | 1
SDG&E Study Area | ECO | 230 | Exclude from calcuations | Baja Wind | 305 | 400 | 705 | 15 | #N/A | #N/A | #N/A | #N/A | #N/A | #N/A | #N/A | #N/A | 0 | 0 | 0 | [12 empty] | 1
SDG&E Study Area | ECO | 138 | ECO |  | 60 | 0 | 60 | 15 | 5 | 3 | 2 | 2 | 3 | 4 | 3 | 4 | 0 | 182 | 182 | 10 | 2 | 2 | 1 | 2 | 3 | 1 | 1 | 1 | 2 | 1 | 1 | 1
PG&E Greater Bay Study Area | Edes | 115 | #N/A |  | 0 | 0 | 0 | [9 empty] | 0 | 0 | 0 | [12 empty] | 0
PG&E Greater Bay Study Area | Eight Mile | 230 | Eight Mile |  | 0 | 0 | 0 | [9 empty] | 0 | 0 | 0 | [12 empty] | 0
SDG&E Study Area | El Cajon | 69 | #N/A |  | 0 | 0 | 0 | [9 empty] | 0 | 0 | 0 | [12 empty] | 0
SCE Eastern Study Area | El Casco | 230 | El Casco |  | 200 | 0 | 200 | 20 | 5 | 5 | 2 | 2 | 2 | 3 | 2 | 3 | 0 | 0 | 0 | [12 empty] | 1
PG&E Fresno Study Area | El Nido (PGE) | 115 | #N/A |  | 0 | 0 | 0 | [9 empty] | 0 | 0 | 0 | [12 empty] | 0
SCE Metro Study Area | El Nido (SCE) | 230 | #N/A |  | 0 | 0 | 0 | [9 empty] | 0 | 0 | 0 | [12 empty] | 0
PG&E Greater Bay Study Area | El Patio | 115 | #N/A |  | 0 | 0 | 0 | [9 empty] | 0 | 0 | 0 | [12 empty] | 0
SCE Metro Study Area | El Segundo | 230 | El Segundo |  | 0 | 0 | 0 | [9 empty] | 0 | 0 | 0 | [12 empty] | 0
East of Pisgah Study Area | Eldorado | 500 | Eldorado | OOS | 0 | 0 | 0 | [9 empty] | 0 | 0 | 0 | [12 empty] | 0
East of Pisgah Study Area | Eldorado | 230 | Eldorado | OOS | 0 | 0 | 0 | [9 empty] | 0 | 300 | 300 | 10 | 3 | N/A | N/A | N/A | N/A | N/A | N/A | N/A | N/A | N/A | N/A | 1
PG&E Kern Study Area | Elk Hills | 230 | Elk Hills |  | 0 | 0 | 0 | [9 empty] | 0 | 0 | 0 | [12 empty] | 0
SDG&E Study Area | Elliot | 69 | #N/A |  | 0 | 0 | 0 | [9 empty] | 0 | 0 | 0 | [12 empty] | 0
SCE Metro Study Area | Ellis | 230 | Ellis |  | 0 | 0 | 0 | [9 empty] | 0 | 0 | 0 | [12 empty] | 0
SDG&E Study Area | Encina | 230 | Encina |  | 0 | 0 | 0 | [9 empty] | 0 | 0 | 0 | [12 empty] | 0
SDG&E Study Area | Escondido | 230 | Escondido |  | 0 | 0 | 0 | [9 empty] | 0 | 0 | 0 | [12 empty] | 0
SCE Eastern Study Area | Etiwanda | 230 | Etiwanda |  | 0 | 0 | 0 | [9 empty] | 0 | 0 | 0 | [12 empty] | 0
PG&E Greater Bay Study Area | Evergreen | 115 | #N/A |  | 0 | 0 | 0 | [9 empty] | 0 | 0 | 0 | [12 empty] | 0
PG&E Fresno Study Area | Excelsior | 115 | #N/A |  | 0 | 0 | 0 | [9 empty] | 0 | 0 | 0 | [12 empty] | 0
PG&E Kern Study Area | Fairway | 115 | #N/A |  | 0 | 0 | 0 | [9 empty] | 0 | 0 | 0 | [12 empty] | 0
PG&E Kern Study Area | Famoso | 115 | #N/A |  | 0 | 0 | 0 | [9 empty] | 0 | 0 | 0 | [12 empty] | 0
PG&E Greater Bay Study Area | Fibreboard (SPI Sonora) | 115 | #N/A |  | 0 | 0 | 0 | [9 empty] | 0 | 0 | 0 | [12 empty] | 0
PG&E Fresno Study Area | Figarden | 230 | #N/A |  | 0 | 0 | 0 | [9 empty] | 0 | 0 | 0 | [12 empty] | 0
PG&E Fresno Study Area | Fink (Proposed) | 230 | Westley |  | 0 | 0 | 0 | [9 empty] | 220 | 0 | 220 | 10 | 3 | 2 | 2 | 1 | 1 | 2 | 1 | 1 | 3 | 1 | 1 | 1
PG&E Greater Bay Study Area | FMC | 115 | #N/A |  | 0 | 0 | 0 | [9 empty] | 0 | 0 | 0 | [12 empty] | 0
PG&E Greater Bay Study Area | Frogtown | 115 | #N/A |  | 0 | 0 | 0 | [9 empty] | 0 | 0 | 0 | [12 empty] | 0
PG&E North of Greater Bay Study Area | Fulton | 230 | Fulton |  | 0 | 0 | 0 | [9 empty] | 0 | 0 | 0 | [12 empty] | 0
PG&E North of Greater Bay Study Area | Fulton | 115 | Fulton |  | 0 | 0 | 0 | [9 empty] | 0 | 0 | 0 | [12 empty] | 0
East of Pisgah Study Area | Carpenter Canyon (fka Gamebird) | 230 | Gamebird | OOS | 0 | 0 | 0 | [9 empty] | 210 | 0 | 210 | 5 | 1 | N/A | N/A | N/A | N/A | N/A | N/A | N/A | N/A | N/A | N/A | 1
East of Pisgah Study Area | Carpenter Canyon (fka Gamebird) | 138 | Gamebird | OOS | 0 | 0 | 0 | [9 empty] | 0 | 0 | 0 | [12 empty] | 0
PG&E Kern Study Area | Ganso | 115 | #N/A |  | 0 | 0 | 0 | [9 empty] | 0 | 0 | 0 | [12 empty] | 0
PG&E Fresno Study Area | Gates | 500 | Gates |  | 0 | 0 | 0 | [9 empty] | 0 | 0 | 0 | [12 empty] | 0
PG&E Fresno Study Area | Gates | 230 | Gates |  | 0 | 0 | 0 | [9 empty] | 781.5 | 143.5 | 925 | 10 | 2 | 2 | 2 | 1 | 1 | 1 | 1 | 1 | 1 | 1 | 1 | 1
PG&E Fresno Study Area | New Sub - Gates - Midway (Proposed) | 230 | Avenal |  | 0 | 0 | 0 | [9 empty] | 0 | 0 | 0 | [12 empty] | 0
PG&E Kern Study Area | New Sub - Gates - Templeton (Proposed) | 230 | #N/A |  | 0 | 0 | 0 | [9 empty] | 0 | 0 | 0 | [12 empty] | 0
PG&E North of Greater Bay Study Area | Geysers 12 | 230 | Geysers 12 |  | 0 | 0 | 0 | [9 empty] | 0 | 0 | 0 | [12 empty] | 0
PG&E North of Greater Bay Study Area | Geysers 17 | 230 | #N/A |  | 0 | 0 | 0 | [9 empty] | 0 | 0 | 0 | [12 empty] | 0
PG&E North of Greater Bay Study Area | Geysers 5&6 | 115 | #N/A |  | 0 | 0 | 0 | [9 empty] | 0 | 0 | 0 | [12 empty] | 0
PG&E North of Greater Bay Study Area | Geysers 9&10 Sonoma | 230 | #N/A |  | 0 | 0 | 0 | [9 empty] | 0 | 0 | 0 | [12 empty] | 0
PG&E Fresno Study Area | Giffen | 70 | #N/A |  | 0 | 0 | 0 | [9 empty] | 0 | 0 | 0 | [12 empty] | 0
PG&E North of Greater Bay Study Area | Glenn | 230 | Glenn |  | 232 | 68 | 300 | 10 | 2 | 1 | 2 | 1 | 1 | 2 | 1 | 1 | 0 | 0 | 0 | [12 empty] | 1
PG&E North of Greater Bay Study Area | Gold Hill | 230 | Gold Hill |  | 0 | 0 | 0 | [9 empty] | 0 | 0 | 0 | [12 empty] | 0
SCE Northern Area | Goleta | 230 | Goleta |  | 0 | 0 | 0 | [9 empty] | 0 | 0 | 0 | [12 empty] | 0
SCE Metro Study Area | Goodrich | 230 | Goodrich |  | 0 | 0 | 0 | [9 empty] | 0 | 0 | 0 | [12 empty] | 0
PG&E Kern Study Area | Goose Lake | 115 | Goose Lake |  | 0 | 0 | 0 | [9 empty] | 0 | 0 | 0 | [12 empty] | 0
SCE Metro Study Area | Gould | 230 | Gould |  | 0 | 0 | 0 | [9 empty] | 0 | 0 | 0 | [12 empty] | 0
PG&E Greater Bay Study Area | Grant | 115 | #N/A |  | 0 | 0 | 0 | [9 empty] | 0 | 0 | 0 | [12 empty] | 0
PG&E Greater Bay Study Area | Green Valley | 115 | #N/A |  | 0 | 0 | 0 | [9 empty] | 0 | 0 | 0 | [12 empty] | 0
PG&E North of Greater Bay Study Area | Greenleaf 1 | 115 | #N/A |  | 0 | 0 | 0 | [9 empty] | 0 | 0 | 0 | [12 empty] | 0
PG&E Fresno Study Area | Gregg | 230 | Gregg |  | 0 | 0 | 0 | [9 empty] | 0 | 0 | 0 | [12 empty] | 0
PG&E Kern Study Area | Grimmway-Malaga | 115 | Grimway |  | 0 | 0 | 0 | [9 empty] | 0 | 0 | 0 | [12 empty] | 0
PG&E Fresno Study Area | GWF Hanford | 115 | GWF Hanford |  | 0 | 0 | 0 | [9 empty] | 0 | 0 | 0 | [12 empty] | 0
SCE Metro Study Area | HarborGen | 230 | Harborgen |  | 0 | 0 | 0 | [9 empty] | 0 | 0 | 0 | [12 empty] | 0
East of Pisgah Study Area | Harry Allen | 500 | #N/A | OOS | 0 | 0 | 0 | [9 empty] | 0 | 0 | 0 | [12 empty] | 0
SDG&E Study Area | Hassayampa | 500 | Hassayampa | OOS | 0 | 0 | 0 | [9 empty] | 302.5 | 0 | 302.5 | 5 | 1 | N/A | N/A | N/A | N/A | N/A | N/A | N/A | N/A | N/A | N/A | 1
PG&E Fresno Study Area | Helm | 230 | Helm |  | 0 | 0 | 0 | [9 empty] | 0 | 35 | 35 | 5 | 1 | 1 | 1 | 1 | 1 | 2 | 1 | 1 | 3 | 1 | 1 | 1
PG&E Fresno Study Area | Henrietta | 230 | Henrietta |  | 0 | 0 | 0 | [9 empty] | 0 | 0 | 0 | [12 empty] | 0
PG&E Fresno Study Area | Herndon | 230 | #N/A |  | 0 | 0 | 0 | [9 empty] | 0 | 0 | 0 | [12 empty] | 0
PG&E Greater Bay Study Area | Hicks | 230 | Hicks |  | 0 | 0 | 0 | [9 empty] | 0 | 0 | 0 | [12 empty] | 0
PG&E North of Greater Bay Study Area | Higgins | 115 | Higgins |  | 0 | 0 | 0 | [9 empty] | 0 | 0 | 0 | [12 empty] | 0
SCE Metro Study Area | Hinson | 230 | Hinson |  | 0 | 0 | 0 | [9 empty] | 0 | 0 | 0 | [12 empty] | 0
PG&E Greater Bay Study Area | Hollister | 115 | #N/A |  | 0 | 0 | 0 | [9 empty] | 0 | 0 | 0 | [12 empty] | 0
PG&E North of Greater Bay Study Area | Homestake | 115 | #N/A |  | 0 | 0 | 0 | [9 empty] | 0 | 0 | 0 | [12 empty] | 0
PG&E North of Greater Bay Study Area | Honcut | 115 | Honcut |  | 0 | 0 | 0 | [9 empty] | 0 | 0 | 0 | [12 empty] | 0
SDG&E Study Area | Hoodoo Wash | 500 | Hoodoo Wash | OOS | 0 | 0 | 0 | [9 empty] | 250 | 700 | 950 | 10 | 1 | N/A | N/A | N/A | N/A | N/A | N/A | N/A | N/A | N/A | N/A | 1
PG&E North of Greater Bay Study Area | Hopland | 115 | Hopland |  | 0 | 0 | 0 | [9 empty] | 0 | 0 | 0 | [12 empty] | 0
PG&E North of Greater Bay Study Area | Humboldt | 115 | Humboldt |  | 0 | 0 | 0 | [9 empty] | 0 | 0 | 0 | [12 empty] | 0
PG&E North of Greater Bay Study Area | Humboldt (Proposed) | 500 | #N/A |  | 0 | 0 | 0 | [9 empty] | 0 | 0 | 0 | [12 empty] | 0
SCE Metro Study Area | Huntington Beach | 230 | Huntington Beach |  | 0 | 0 | 0 | [9 empty] | 0 | 0 | 0 | [12 empty] | 0
PG&E North of Greater Bay Study Area | Ignacio | 230 | Ignacio |  | 0 | 0 | 0 | [9 empty] | 0 | 0 | 0 | [12 empty] | 0
PG&E North of Greater Bay Study Area | Ignacio | 115 | Ignacio |  | 0 | 0 | 0 | [9 empty] | 0 | 0 | 0 | [12 empty] | 0
SDG&E Study Area | Imperial Valley | 500 | Imperial Valley |  | 0 | 0 | 0 | [9 empty] | 0 | 0 | 0 | [12 empty] | 0
SDG&E Study Area | Imperial Valley | 230 | Imperial Valley |  | 0 | 0 | 0 | [9 empty] | 120 | 0 | 120 | 5 | 2 | 3 | 2 | 2 | 1 | 1 | 1 | 1 | 1 | 1 | 1 | 1
East of Pisgah Study Area | Innovation | 230 | Innovation | OOS | 100 | 0 | 100 | 10 | 1 | N/A | N/A | N/A | N/A | N/A | N/A | N/A | 300 | 0 | 300 | 5 | 1 | N/A | N/A | N/A | N/A | N/A | N/A | N/A | N/A | N/A | N/A | 1
East of Pisgah Study Area | Innovation | 138 | Innovation | OOS | 0 | 0 | 0 | [9 empty] | 0 | 0 | 0 | [12 empty] | 0
SCE North of Lugo Study Area | Inyokern | 115 | Inyokern |  | 0 | 0 | 0 | [9 empty] | 0 | 0 | 0 | [12 empty] | 0
East of Pisgah Study Area | IS Tap | 138 | #N/A | OOS | 0 | 0 | 0 | [9 empty] | 0 | 0 | 0 | [12 empty] | 0
East of Pisgah Study Area | Ivanpah | 230 | Ivanpah |  | 0 | 0 | 0 | [9 empty] | 0 | 0 | 0 | [12 empty] | 0
East of Pisgah Study Area | Jackass (DOE) | 138 | JACKASS FLATS | OOS | 0 | 0 | 0 | [9 empty] | 0 | 0 | 0 | [12 empty] | 0
PG&E Fresno Study Area | Jackson Swt | 115 | #N/A |  | 0 | 0 | 0 | [9 empty] | 0 | 0 | 0 | [12 empty] | 0
PG&E North of Greater Bay Study Area | Jessup | 115 | Jessup |  | 0 | 0 | 0 | [9 empty] | 0 | 0 | 0 | [12 empty] | 0
SCE Metro Study Area | Johanna | 230 | Johanna |  | 0 | 0 | 0 | [9 empty] | 0 | 0 | 0 | [12 empty] | 0
SCE Eastern Study Area | Julian Hinds | 230 | #N/A |  | 0 | 0 | 0 | [9 empty] | 0 | 0 | 0 | [12 empty] | 0
PG&E Greater Bay Study Area | Kasson | 115 | #N/A |  | 0 | 0 | 0 | [9 empty] | 0 | 0 | 0 | [12 empty] | 0
PG&E Fresno Study Area | Kearney | 230 | Kearney |  | 0 | 0 | 0 | [9 empty] | 0 | 0 | 0 | [12 empty] | 0
PG&E Greater Bay Study Area | Kelso | 230 | Kelso |  | 150 | 45 | 195 | 15 | 4 | 2 | 1 | 1 | 1 | 2 | 1 | 1 | 0 | 0 | 0 | [12 empty] | 1
PG&E Kern Study Area | Kern Oil | 115 | Kern Oil |  | 0 | 0 | 0 | [9 empty] | 0 | 0 | 0 | [12 empty] | 0
PG&E Kern Study Area | Kern PP | 230 | #N/A |  | 0 | 0 | 0 | [9 empty] | 0 | 0 | 0 | [12 empty] | 0
PG&E Kern Study Area | Kern PP | 115 | #N/A |  | 0 | 0 | 0 | [9 empty] | 0 | 0 | 0 | [12 empty] | 0
PG&E Kern Study Area | Kernridge | 115 | Kernridge |  | 0 | 0 | 0 | [9 empty] | 0 | 0 | 0 | [12 empty] | 0
PG&E Greater Bay Study Area | Kirker | 115 | #N/A |  | 0 | 0 | 0 | [9 empty] | 0 | 0 | 0 | [12 empty] | 0
PG&E North of Greater Bay Study Area | Knights Landing | 115 | #N/A |  | 0 | 0 | 0 | [9 empty] | 0 | 0 | 0 | [12 empty] | 0
SCE North of Lugo Study Area | Kramer | 230 | Kramer |  | 0 | 0 | 0 | [9 empty] | 760 | 483 | 1243 | 15 | 4 | 3 | 1 | 2 | 1 | 2 | 2 | 1 | 3 | 2 | 3 | 1
SCE North of Lugo Study Area | Kramer | 115 | Kramer |  | 0 | 0 | 0 | [9 empty] | 0 | 0 | 0 | [12 empty] | 0
SCE North of Lugo Study Area | New Sub - Kramer - Lugo (Proposed) | 230 | #N/A |  | 0 | 0 | 0 | [9 empty] | 0 | 0 | 0 | [12 empty] | 0
SCE Metro Study Area | La Cienega | 230 | La Cienega |  | 0 | 0 | 0 | [9 empty] | 0 | 0 | 0 | [12 empty] | 0
SCE Metro Study Area | La Fresa | 230 | La Fresa |  | 0 | 0 | 0 | [9 empty] | 0 | 0 | 0 | [12 empty] | 0
SCE Metro Study Area | Laguna Bell | 230 | Laguna Bell |  | 0 | 0 | 0 | [9 empty] | 0 | 0 | 0 | [12 empty] | 0
PG&E Kern Study Area | Lakeview | 70 | Wheeler Ridge |  | 0 | 0 | 0 | [9 empty] | 0 | 70 | 70 | 10 | 2 | 2 | 2 | 1 | 1 | 1 | 1 | 1 | 1 | 1 | 1 | 1
PG&E North of Greater Bay Study Area | Lakeville | 230 | Lakeville |  | 0 | 0 | 0 | [9 empty] | 0 | 11.6 | 11.6 | 10 | 1 | 2 | 1 | 2 | 3 | 3 | 1 | 2 | 3 | 1 | 1 | 1
PG&E North of Greater Bay Study Area | Lakeville | 115 | Lakeville |  | 0 | 0 | 0 | [9 empty] | 0 | 0 | 0 | [12 empty] | 0
PG&E North of Greater Bay Study Area | Lambie | 230 | #N/A |  | 0 | 0 | 0 | [9 empty] | 0 | 0 | 0 | [12 empty] | 0
PG&E Greater Bay Study Area | Lammers | 115 | #N/A |  | 0 | 0 | 0 | [9 empty] | 0 | 0 | 0 | [12 empty] | 0
PG&E Kern Study Area | Lamont | 115 | Lamont |  | 0 | 0 | 0 | [9 empty] | 0 | 12 | 12 | 5 | 1 | 3 | 3 | 1 | 1 | 1 | 1 | 1 | 1 | 1 | 1 | 1
PG&E Fresno Study Area | Las Aguilas | 230 | #N/A |  | 0 | 0 | 0 | [9 empty] | 0 | 0 | 0 | [12 empty] | 0
East of Pisgah Study Area | Lathrop | 138 | Lathrop | OOS | 400 | 200 | 600 | 15 | 2 | N/A | N/A | N/A | N/A | N/A | N/A | N/A | 0 | 0 | 0 | [12 empty] | 1
PG&E Fresno Study Area | Le Grand | 115 | Le Grand |  | 0 | 0 | 0 | [9 empty] | 0 | 0 | 0 | [12 empty] | 0
PG&E Kern Study Area | Lerdo | 115 | Lerdo |  | 0 | 0 | 0 | [9 empty] | 0 | 0 | 0 | [12 empty] | 0
SCE Metro Study Area | Lewis | 230 | Lewis |  | 0 | 0 | 0 | [9 empty] | 0 | 0 | 0 | [12 empty] | 0
SCE Metro Study Area | Lighthipe | 230 | Lighthipe |  | 0 | 0 | 0 | [9 empty] | 0 | 0 | 0 | [12 empty] | 0
PG&E North of Greater Bay Study Area | Lincoln | 115 | #N/A |  | 0 | 0 | 0 | [9 empty] | 0 | 0 | 0 | [12 empty] | 0
PG&E Kern Study Area | Live Oak | 115 | #N/A |  | 0 | 0 | 0 | [9 empty] | 0 | 0 | 0 | [12 empty] | 0
PG&E Greater Bay Study Area | Llagas | 115 | #N/A |  | 0 | 0 | 0 | [9 empty] | 0 | 0 | 0 | [12 empty] | 0
PG&E Greater Bay Study Area | Lockeford | 230 | Lockeford |  | 0 | 0 | 0 | [9 empty] | 0 | 0 | 0 | [12 empty] | 0
PG&E North of Greater Bay Study Area | Logan Creek | 230 | #N/A |  | 0 | 0 | 0 | [9 empty] | 0 | 0 | 0 | [12 empty] | 0
PG&E Greater Bay Study Area | Lonetree | 230 | Lone Tree |  | 0 | 0 | 0 | [9 empty] | 0 | 0 | 0 | [12 empty] | 0
PG&E Fresno Study Area | Los Banos | 500 | Los Banos |  | 0 | 0 | 0 | [9 empty] | 0 | 0 | 0 | [12 empty] | 0
PG&E Fresno Study Area | Los Banos | 230 | Los Banos |  | 136.4 | 5 | 141.4 | 15 | 4 | 1 | 3 | 1 | 1 | 3 | 1 | 2 | 250 | 250 | 500 | 10 | 2 | 1 | 2 | 1 | 1 | 2 | 1 | 1 | 2 | 1 | 1 | 1
PG&E Fresno Study Area | New Sub - Los Banos - Midway (Proposed) | 500 | #N/A |  | 0 | 0 | 0 | [9 empty] | 0 | 0 | 0 | [12 empty] | 0
PG&E Greater Bay Study Area | Los Esteros | 230 | Los Esteros |  | 0 | 0 | 0 | [9 empty] | 0 | 0 | 0 | [12 empty] | 0
PG&E Greater Bay Study Area | Los Esteros | 115 | Los Esteros |  | 0 | 0 | 0 | [9 empty] | 0 | 0 | 0 | [12 empty] | 0
PG&E Greater Bay Study Area | Los Positas | 230 | #N/A |  | 0 | 0 | 0 | [9 empty] | 0 | 0 | 0 | [12 empty] | 0
SDG&E Study Area | Loveland | 69 | #N/A |  | 0 | 0 | 0 | [9 empty] | 0 | 0 | 0 | [12 empty] | 0
SCE Metro Study Area | Lugo | 500 | Lugo |  | 0 | 0 | 0 | [9 empty] | 0 | 0 | 0 | [12 empty] | 0
SCE North of Lugo Study Area | Lugo | 230 | Lugo |  | 0 | 0 | 0 | [9 empty] | 0 | 0 | 0 | [12 empty] | 0
SCE North of Lugo Study Area | New Sub - Lugo - Pisgah (Proposed) | 230 | Calcite |  | 100 | 50 | 150 | 10 | 4 | 1 | 1 | 1 | 1 | 2 | 1 | 1 | 0 | 0 | 0 | [12 empty] | 1
PG&E North of Greater Bay Study Area | Madison | 115 | Putah Creek |  | 0 | 0 | 0 | [9 empty] | 0 | 13 | 13 | 5 | 1 | 1 | 1 | 2 | 2 | 2 | 1 | 1 | 2 | 1 | 1 | 1
SCE Northern Area | Magunden | 230 | Magunden |  | 0 | 0 | 0 | [9 empty] | 0 | 0 | 0 | [12 empty] | 0
PG&E Kern Study Area | Magunden | 115 | Magunden |  | 0 | 0 | 0 | [9 empty] | 0 | 0 | 0 | [12 empty] | 0
PG&E North of Greater Bay Study Area | Malin | 500 | Hilltop |  | 0 | 0 | 0 | [9 empty] | 0 | 0 | 0 | [12 empty] | 0
SCE Northern Area | Mandalay | 230 | Mandalay |  | 0 | 0 | 0 | [9 empty] | 0 | 0 | 0 | [12 empty] | 0
PG&E Fresno Study Area | Manning | 500 | #N/A |  | 0 | 0 | 0 | [9 empty] | 0 | 0 | 0 | [12 empty] | 0
PG&E Fresno Study Area | Manning | 230 | #N/A |  | 0 | 0 | 0 | [9 empty] | 0 | 0 | 0 | [12 empty] | 0
PG&E Greater Bay Study Area | Manteca | 115 | #N/A |  | 0 | 0 | 0 | [9 empty] | 0 | 0 | 0 | [12 empty] | 0
SDG&E Study Area | Margarita | 138 | Margarita |  | 0 | 0 | 0 | [9 empty] | 0 | 0 | 0 | [12 empty] | 0
PG&E Greater Bay Study Area | Mariposa | 230 | #N/A |  | 0 | 0 | 0 | [9 empty] | 0 | 0 | 0 | [12 empty] | 0
PG&E Greater Bay Study Area | Martin | 115 | Martin |  | 0 | 0 | 0 | [9 empty] | 0 | 0 | 0 | [12 empty] | 0
PG&E Greater Bay Study Area | Martin | 230 | Martin |  | 0 | 0 | 0 | [9 empty] | 0 | 0 | 0 | [12 empty] | 0
PG&E Greater Bay Study Area | Martinez | 115 | Martinez |  | 0 | 0 | 0 | [9 empty] | 0 | 0 | 0 | [12 empty] | 0
PG&E Fresno Study Area | Mc Mullin | 230 | Mc Mullin |  | 0 | 0 | 0 | [9 empty] | 0 | 0 | 0 | [12 empty] | 0
PG&E Fresno Study Area | McCall | 230 | McCall |  | 0 | 0 | 0 | [9 empty] | 0 | 0 | 0 | [12 empty] | 0
East of Pisgah Study Area | McCullough (LDWP) | 500 | #N/A | OOS | 0 | 0 | 0 | [9 empty] | 0 | 0 | 0 | [12 empty] | 0
East of Pisgah Study Area | Mead | 230 | Mead | OOS | 350 | 0 | 350 |  | N/A | N/A | N/A | N/A | N/A | N/A | N/A | N/A | 0 | 0 | 0 | [12 empty] | 1
PG&E Greater Bay Study Area | Melones | 115 | #N/A |  | 0 | 0 | 0 | [9 empty] | 0 | 0 | 0 | [12 empty] | 0
PG&E North of Greater Bay Study Area | Mendocino | 115 | Mendocino |  | 0 | 0 | 0 | [9 empty] | 0 | 0 | 0 | [12 empty] | 0
PG&E Fresno Study Area | Mendota | 115 | Mendota |  | 0 | 0 | 0 | [9 empty] | 0 | 0 | 0 | [12 empty] | 0
PG&E Fresno Study Area | Merced | 115 | Merced |  | 0 | 0 | 0 | [9 empty] | 0 | 0 | 0 | [12 empty] | 0
East of Pisgah Study Area | Mercry Switch | 138 | #N/A |  | 0 | 0 | 0 | [9 empty] | 0 | 0 | 0 | [12 empty] | 0
PG&E Kern Study Area | Mesa | 230 | Mesa |  | 0 | 0 | 0 | [9 empty] | 0 | 0 | 0 | [12 empty] | 0
PG&E Kern Study Area | Mesa | 115 | Mesa |  | 0 | 0 | 0 | [9 empty] | 0 | 0 | 0 | [12 empty] | 0
SCE Metro Study Area | Mesa (SCE) | 500 | Mesa (SCE) |  | 0 | 0 | 0 | [9 empty] | 0 | 0 | 0 | [12 empty] | 0
SCE Metro Study Area | Mesa (SCE) | 230 | Mesa (SCE) |  | 0 | 0 | 0 | [9 empty] | 0 | 0 | 0 | [12 empty] | 0
PG&E Greater Bay Study Area | Metcalf | 500 | Metcalf |  | 0 | 0 | 0 | [9 empty] | 0 | 0 | 0 | [12 empty] | 0
PG&E Greater Bay Study Area | Metcalf | 230 | Metcalf |  | 0 | 0 | 0 | [9 empty] | 0 | 0 | 0 | [12 empty] | 0
PG&E Greater Bay Study Area | Metcalf | 115 | Metcalf |  | 0 | 0 | 0 | [9 empty] | 0 | 0 | 0 | [12 empty] | 0
PG&E Kern Study Area | Midway | 500 | Midway |  | 0 | 0 | 0 | [9 empty] | 0 | 550 | 550 | 10 | 2 | 2 | 2 | 1 | 1 | 1 | 1 | 2 | 2 | 1 | 1 | 1
PG&E Kern Study Area | Midway | 230 | Midway |  | 0 | 0 | 0 | [9 empty] | 0 | 0 | 0 | [12 empty] | 0
PG&E Kern Study Area | Midway | 115 | Midway |  | 0 | 0 | 0 | [9 empty] | 100 | 100 | 200 | 10 | 2 | 2 | 2 | 1 | 1 | 1 | 1 | 2 | 2 | 1 | 1 | 1
SDG&E Study Area | Miguel | 500 | Miguel |  | 0 | 0 | 0 | [9 empty] | 0 | 0 | 0 | [12 empty] | 0
SDG&E Study Area | Miguel | 230 | Miguel |  | 0 | 0 | 0 | [9 empty] | 0 | 0 | 0 | [12 empty] | 0
PG&E Greater Bay Study Area | Miller | 115 | #N/A |  | 0 | 0 | 0 | [9 empty] | 0 | 0 | 0 | [12 empty] | 0
SCE Metro Study Area | Mira Loma | 500 | Mira Loma |  | 0 | 0 | 0 | [9 empty] | 0 | 0 | 0 | [12 empty] | 0
SCE Metro Study Area | Mira Loma | 230 | Mira Loma |  | 0 | 0 | 0 | [9 empty] | 0 | 0 | 0 | [12 empty] | 0
SCE Eastern Study Area | Mirage | 230 | Mirage |  | 0 | 0 | 0 | [9 empty] | 0 | 132 | 132 |  | N/A | N/A | N/A | N/A | N/A | N/A | N/A | N/A | N/A | N/A | N/A | 1
SDG&E Study Area | Mission | 230 | Mission |  | 0 | 0 | 0 | [9 empty] | 0 | 0 | 0 | [12 empty] | 0
PG&E Greater Bay Study Area | Mi-Wuk | 115 | #N/A |  | 0 | 0 | 0 | [9 empty] | 0 | 0 | 0 | [12 empty] | 0
East of Pisgah Study Area | Mohave | 500 | Mohave | OOS | 700 | 0 | 700 | 20 | 2 | N/A | N/A | N/A | N/A | N/A | N/A | N/A | 0 | 700 | 700 | 10 | 2 | N/A | N/A | N/A | N/A | N/A | N/A | N/A | N/A | N/A | N/A | 1
PG&E North of Greater Bay Study Area | Monroe | 115 | #N/A |  | 0 | 0 | 0 | [9 empty] | 0 | 0 | 0 | [12 empty] | 0
PG&E Greater Bay Study Area | Monta Vista | 230 | #N/A |  | 0 | 0 | 0 | [9 empty] | 0 | 0 | 0 | [12 empty] | 0
PG&E North of Greater Bay Study Area | Monticello | 115 | #N/A |  | 0 | 0 | 0 | [9 empty] | 0 | 0 | 0 | [12 empty] | 0
SCE Northern Area | Moorpark | 230 | Moorpark |  | 0 | 0 | 0 | [9 empty] | 0 | 0 | 0 | [12 empty] | 0
PG&E Greater Bay Study Area | Moraga | 230 | #N/A |  | 0 | 0 | 0 | [9 empty] | 0 | 0 | 0 | [12 empty] | 0
PG&E Greater Bay Study Area | Moraga | 115 | #N/A |  | 0 | 0 | 0 | [9 empty] | 0 | 0 | 0 | [12 empty] | 0
PG&E Greater Bay Study Area | Morgan Hill | 115 | #N/A |  | 0 | 0 | 0 | [9 empty] | 0 | 0 | 0 | [12 empty] | 0
PG&E Kern Study Area | Morro Bay (Proposed) | 500 | #N/A |  | 0 | 0 | 0 | [9 empty] | 0 | 0 | 0 | [12 empty] | 0
PG&E Kern Study Area | Morro Bay | 230 | Morro Bay |  | 0 | 0 | 0 | [9 empty] | 0 | 0 | 0 | [12 empty] | 0
PG&E Kern Study Area | Morro Bay | 115 | Morro Bay |  | 0 | 0 | 0 | [9 empty] | 0 | 0 | 0 | [12 empty] | 0
PG&E Greater Bay Study Area | Moss Landing | 500 | Moss Landing |  | 0 | 0 | 0 | [9 empty] | 0 | 0 | 0 | [12 empty] | 0
PG&E Greater Bay Study Area | Moss Landing | 230 | Moss Landing |  | 0 | 0 | 0 | [9 empty] | 0 | 0 | 0 | [12 empty] | 0
PG&E Greater Bay Study Area | Moss Landing | 115 | Moss Landing |  | 0 | 0 | 0 | [9 empty] | 0 | 0 | 0 | [12 empty] | 0
PG&E Kern Study Area | Mt Poso | 115 | #N/A |  | 0 | 0 | 0 | [9 empty] | 0 | 0 | 0 | [12 empty] | 0
PG&E Fresno Study Area | Mustang | 230 | Henrietta |  | 0 | 0 | 0 | [9 empty] | 106.5 | 200 | 306.5 | 10 | 1 | 1 | 1 | 1 | 1 | 1 | 1 | 1 | 1 | 1 | 1 | 1
PG&E Fresno Study Area | New Melones | 230 | #N/A |  | 0 | 0 | 0 | [9 empty] | 0 | 0 | 0 | [12 empty] | 0
PG&E Greater Bay Study Area | Newark | 230 | Newark |  | 0 | 0 | 0 | [9 empty] | 0 | 0 | 0 | [12 empty] | 0
PG&E Greater Bay Study Area | Newark | 115 | Newark |  | 0 | 0 | 0 | [9 empty] | 0 | 0 | 0 | [12 empty] | 0
PG&E Fresno Study Area | Newhall | 115 | Newhall |  | 0 | 0 | 0 | [9 empty] | 0 | 0 | 0 | [12 empty] | 0
PG&E Kern Study Area | Norco | 115 | Norco |  | 0 | 0 | 0 | [9 empty] | 0 | 0 | 0 | [12 empty] | 0
SDG&E Study Area | North City Metering | 138 | #N/A |  | 0 | 0 | 0 | [9 empty] | 0 | 0 | 0 | [12 empty] | 0
PG&E Greater Bay Study Area | North Dublin | 230 | #N/A |  | 0 | 0 | 0 | [9 empty] | 0 | 0 | 0 | [12 empty] | 0
SDG&E Study Area | North Gila | 500 | North Gila | OOS | 0 | 0 | 0 | [9 empty] | 0 | 0 | 0 | [12 empty] | 0
SDG&E Study Area | New Sub - North Gila - IV (Proposed) | 500 | #N/A |  | 0 | 0 | 0 | [9 empty] | 0 | 0 | 0 | [12 empty] | 0
PG&E Greater Bay Study Area | Oakland C | 115 | Richmond |  | 0 | 0 | 0 | [9 empty] | 0 | 0 | 0 | [12 empty] | 0
PG&E Greater Bay Study Area | Oakland J | 115 | #N/A |  | 0 | 0 | 0 | [9 empty] | 0 | 0 | 0 | [12 empty] | 0
PG&E Kern Study Area | Oceano | 115 | Oceano |  | 0 | 0 | 0 | [9 empty] | 0 | 0 | 0 | [12 empty] | 0
SDG&E Study Area | Ocotillo Express | 500 | Ocotillo Express |  | 0 | 0 | 0 | [9 empty] | 0 | 0 | 0 | [12 empty] | 0
SDG&E Study Area | Old Town | 230 | Old Town |  | 0 | 0 | 0 | [9 empty] | 0 | 0 | 0 | [12 empty] | 0
SCE Metro Study Area | Olinda | 230 | Olinda |  | 0 | 0 | 0 | [9 empty] | 0 | 0 | 0 | [12 empty] | 0
PG&E Kern Study Area | Olive | 115 | Olive |  | 0 | 0 | 0 | [9 empty] | 40 | 0 | 40 | 5 | 1 | 2 | 1 | 2 | 1 | 1 | 1 | 1 | 2 | 1 | 1 | 1
PG&E North of Greater Bay Study Area | Olivehurst | 115 | Olivehurst |  | 0 | 0 | 0 | [9 empty] | 0 | 0 | 0 | [12 empty] | 0
SCE Northern Area | Ormond Beach | 230 | #N/A |  | 0 | 0 | 0 | [9 empty] | 0 | 0 | 0 | [12 empty] | 0
SDG&E Study Area | Otay | 69 | #N/A |  | 0 | 0 | 0 | [9 empty] | 0 | 0 | 0 | [12 empty] | 0
SDG&E Study Area | Otay Mesa | 230 | Otay Mesa |  | 0 | 0 | 0 | [9 empty] | 0 | 0 | 0 | [12 empty] | 0
PG&E Fresno Study Area | Padre Flats SW STA | 230 | #N/A |  | 0 | 0 | 0 | [9 empty] | 0 | 0 | 0 | [12 empty] | 0
East of Pisgah Study Area | Pahrump | 230 | Pahrump | OOS | 0 | 0 | 0 | [9 empty] | 0 | 0 | 0 | [12 empty] | 0
East of Pisgah Study Area | Pahrump | 138 | Pahrump | OOS | 0 | 0 | 0 | [9 empty] | 0 | 0 | 0 | [12 empty] | 0
SDG&E Study Area | Pala | 69 | #N/A |  | 0 | 0 | 0 | [9 empty] | 0 | 0 | 0 | [12 empty] | 0
PG&E North of Greater Bay Study Area | Palermo | 230 | Palermo |  | 0 | 0 | 0 | [9 empty] | 0 | 0 | 0 | [12 empty] | 0
PG&E North of Greater Bay Study Area | Palermo | 115 | Palermo |  | 0 | 0 | 0 | [9 empty] | 0 | 0 | 0 | [12 empty] | 0
SCE Eastern Study Area | Palo Verde | 500 | Palo Verde | OOS | 0 | 0 | 0 | [9 empty] | 0 | 0 | 0 | [12 empty] | 0
SDG&E Study Area | Palomar Energy | 230 | #N/A |  | 0 | 0 | 0 | [9 empty] | 0 | 0 | 0 | [12 empty] | 0
PG&E Fresno Study Area | Panoche | 115 | Panoche |  | 0 | 0 | 0 | [9 empty] | 0 | 0 | 0 | [12 empty] | 0
PG&E Fresno Study Area | Panoche | 230 | Panoche |  | 0 | 0 | 0 | [9 empty] | 0 | 0 | 0 | [12 empty] | 0
SCE Northern Area | Pardee | 230 | Pardee |  | 0 | 0 | 0 | [9 empty] | 0 | 0 | 0 | [12 empty] | 0
PG&E North of Greater Bay Study Area | Parkway | 230 | #N/A |  | 0 | 0 | 0 | [9 empty] | 0 | 0 | 0 | [12 empty] | 0
SCE Northern Area | Pastoria | 230 | Pastoria |  | 0 | 0 | 0 | [9 empty] | 39 | 66 | 105 | 10 | 3 | 1 | 2 | 2 | 2 | 2 | 1 | 1 | 2 | 1 | 1 | 1
SCE Metro Study Area | Pauda | 230 | Padua |  | 0 | 0 | 0 | [9 empty] | 0 | 0 | 0 | [12 empty] | 0
PG&E North of Greater Bay Study Area | Peabody | 230 | Peabody |  | 0 | 0 | 0 | [9 empty] | 0 | 0 | 0 | [12 empty] | 0
PG&E North of Greater Bay Study Area | Pease | 115 | Pease |  | 0 | 0 | 0 | [9 empty] | 0 | 0 | 0 | [12 empty] | 0
SDG&E Study Area | Penasquitos | 230 | Penasquitos |  | 0 | 0 | 0 | [9 empty] | 0 | 0 | 0 | [12 empty] | 0
PG&E North of Greater Bay Study Area | Penngrove | 115 | Penngrove |  | 0 | 0 | 0 | [9 empty] | 0 | 0 | 0 | [12 empty] | 0
PG&E Greater Bay Study Area | Peoria | 115 | Peoria |  | 0 | 0 | 0 | [9 empty] | 0 | 0 | 0 | [12 empty] | 0
PG&E Greater Bay Study Area | Piercy | 115 | #N/A |  | 0 | 0 | 0 | [9 empty] | 0 | 0 | 0 | [12 empty] | 0
PG&E Fresno Study Area | Pine Flat | 230 | #N/A |  | 0 | 0 | 0 | [9 empty] | 0 | 0 | 0 | [12 empty] | 0
SCE North of Lugo Study Area | Pisgah | 230 | Pisgah |  | 250 | 50 | 300 | 15 | 5 | 1 | 2 | 2 | 2 | 2 | 3 | 2 | 0 | 0 | 0 | [12 empty] | 1
PG&E North of Greater Bay Study Area | Pit 1 | 230 | Pit 1 |  | 0 | 0 | 0 | [9 empty] | 0 | 0 | 0 | [12 empty] | 0
PG&E North of Greater Bay Study Area | New Sub - Pit 1 - Cottonwood (Proposed) | 230 | Round Mountain |  | 200 | 10 | 210 | 15 | 4 | 5 | 2 | 1 | 1 | 2 | 3 | 1 | 0 | 0 | 0 | [12 empty] | 1
PG&E North of Greater Bay Study Area | Pit 4 | 230 | #N/A |  | 0 | 0 | 0 | [9 empty] | 0 | 0 | 0 | [12 empty] | 0
PG&E Greater Bay Study Area | Pittsburg | 230 | Pittsburg |  | 0 | 0 | 0 | [9 empty] | 0 | 0 | 0 | [12 empty] | 0
PG&E Greater Bay Study Area | Pittsburg | 115 | Pittsburg |  | 0 | 0 | 0 | [9 empty] | 0 | 0 | 0 | [12 empty] | 0
PG&E North of Greater Bay Study Area | Placerville | 115 | Placerville |  | 0 | 0 | 0 | [9 empty] | 0 | 0 | 0 | [12 empty] | 0
PG&E North of Greater Bay Study Area | Pleasant Grove | 115 | Pleasant Grove |  | 0 | 0 | 0 | [9 empty] | 0 | 0 | 0 | [12 empty] | 0
PG&E North of Greater Bay Study Area | POE | 230 | #N/A |  | 0 | 0 | 0 | [9 empty] | 0 | 0 | 0 | [12 empty] | 0
SDG&E Study Area | Point Loma | 69 | #N/A |  | 0 | 0 | 0 | [9 empty] | 0 | 0 | 0 | [12 empty] | 0
SDG&E Study Area | Pomerado | 69 | #N/A |  | 0 | 0 | 0 | [9 empty] | 0 | 0 | 0 | [12 empty] | 0
PG&E Kern Study Area | Poso Mountain | 115 | Poso Mountain |  | 0 | 0 | 0 | [9 empty] | 0 | 0 | 0 | [12 empty] | 0
East of Pisgah Study Area | Primm | 230 | Primm | OOS | 0 | 0 | 0 | [9 empty] | 0 | 0 | 0 | [12 empty] | 0
PG&E North of Greater Bay Study Area | Putah Creek | 115 | Putah Creek |  | 0 | 0 | 0 | [9 empty] | 0 | 3 | 3 | 5 | 1 | 1 | 1 | 2 | 2 | 2 | 1 | 1 | 2 | 1 | 1 | 1
SDG&E Study Area | Q1806 Switchyard | 138 | #N/A |  | 0 | 0 | 0 | [9 empty] | 0 | 0 | 0 | [12 empty] | 0
PG&E Fresno Study Area | Quinto | 230 | Quinto |  | 0 | 0 | 0 | [9 empty] | 121 | 0 | 121 | 5 | 2 | 2 | 2 | 1 | 1 | 2 | 1 | 1 | 2 | 1 | 1 | 1
PG&E Greater Bay Study Area | Race Track | 115 | #N/A |  | 0 | 0 | 0 | [9 empty] | 0 | 0 | 0 | [12 empty] | 0
SDG&E Study Area | Rancho Mission Viejo | 138 | #N/A |  | 0 | 0 | 0 | [9 empty] | 0 | 0 | 0 | [12 empty] | 0
PG&E North of Greater Bay Study Area | New Sub - Rancho Seco - Bellota (Proposed) | 230 | #N/A |  | 0 | 0 | 0 | [9 empty] | 0 | 0 | 0 | [12 empty] | 0
SCE Metro Study Area | Rancho Vista | 500 | Rancho Vista |  | 0 | 0 | 0 | [9 empty] | 0 | 0 | 0 | [12 empty] | 0
SCE Metro Study Area | Rancho Vista | 230 | Rancho Vista |  | 0 | 0 | 0 | [9 empty] | 0 | 0 | 0 | [12 empty] | 0
SCE North of Lugo Study Area | Ransburg | 115 | Ransburg |  | 0 | 0 | 0 | [9 empty] | 0 | 0 | 0 | [12 empty] | 0
SCE Northern Area | Rector | 230 | Rector |  | 0 | 0 | 0 | [9 empty] | 0 | 0 | 0 | [12 empty] | 0
SCE Eastern Study Area | Red Bluff | 500 | Red bluff |  | 0 | 0 | 0 | [9 empty] | 0 | 500 | 500 | 20 | 4 | 2 | 4 | 2 | 1 | 2 | 2 | 2 | 2 | 2 | 2 | 1
SCE Eastern Study Area | Red Bluff | 230 | Red bluff |  | 0 | 0 | 0 | [9 empty] | 100 | 613.5 | 713.5 | 20 | 4 | 2 | 4 | 2 | 1 | 2 | 2 | 2 | 2 | 2 | 2 | 1
SCE Metro Study Area | Redondo | 230 | Redondo |  | 0 | 0 | 0 | [9 empty] | 0 | 0 | 0 | [12 empty] | 0
PG&E Kern Study Area | Renfro | 115 | Renfro |  | 0 | 0 | 0 | [9 empty] | 0 | 0 | 0 | [12 empty] | 0
PG&E Greater Bay Study Area | Richmond | 115 | Richmond |  | 0 | 0 | 0 | [9 empty] | 0 | 0 | 0 | [12 empty] | 0
PG&E North of Greater Bay Study Area | Rincon | 115 | #N/A |  | 0 | 0 | 0 | [9 empty] | 0 | 0 | 0 | [12 empty] | 0
PG&E Kern Study Area | Rio Bravo | 115 | Rio Bravo |  | 0 | 0 | 0 | [9 empty] | 0 | 0 | 0 | [12 empty] | 0
SCE Metro Study Area | Rio Hondo | 230 | Rio Hondo |  | 0 | 0 | 0 | [9 empty] | 0 | 0 | 0 | [12 empty] | 0
PG&E North of Greater Bay Study Area | Rio Oso | 230 | Rio Oso |  | 0 | 0 | 0 | [9 empty] | 0 | 0 | 0 | [12 empty] | 0
PG&E North of Greater Bay Study Area | Rio Oso | 115 | Rio Oso |  | 0 | 0 | 0 | [9 empty] | 0 | 0 | 0 | [12 empty] | 0
PG&E Greater Bay Study Area | Ripon | 115 | Ripon |  | 0 | 0 | 0 | [9 empty] | 0 | 0 | 0 | [12 empty] | 0
PG&E Greater Bay Study Area | Riverbank | 115 | Riverbank |  | 0 | 0 | 0 | [9 empty] | 0 | 0 | 0 | [12 empty] | 0
SCE North of Lugo Study Area | Roadway | 115 | Roadway |  | 0 | 0 | 0 | [9 empty] | 211 | 10 | 221 | 10 | 1 | 5 | 1 | 2 | 1 | 1 | 1 | 1 | 2 | 1 | 1 | 1
PG&E Greater Bay Study Area | Rossmoor | 230 | #N/A |  | 0 | 0 | 0 | [9 empty] | 0 | 0 | 0 | [12 empty] | 0
PG&E North of Greater Bay Study Area | Round Mountain | 500 | Round Mountain |  | 0 | 0 | 0 | [9 empty] | 0 | 0 | 0 | [12 empty] | 0
PG&E North of Greater Bay Study Area | Round Mountain | 230 | Round Mountain |  | 0 | 0 | 0 | [9 empty] | 0 | 0 | 0 | [12 empty] | 0
PG&E Greater Bay Study Area | Salado | 115 | #N/A |  | 0 | 0 | 0 | [9 empty] | 0 | 0 | 0 | [12 empty] | 0
SDG&E Study Area | Salt Creek | 69 | #N/A |  | 0 | 0 | 0 | [9 empty] | 0 | 0 | 0 | [12 empty] | 0
SCE Eastern Study Area | San Bernardino | 230 | San Bernardino |  | 0 | 0 | 0 | [9 empty] | 0 | 0 | 0 | [12 empty] | 0
PG&E Greater Bay Study Area | San Jose B | 115 | #N/A |  | 0 | 0 | 0 | [9 empty] | 0 | 0 | 0 | [12 empty] | 0
PG&E Greater Bay Study Area | San Leandro | 115 | #N/A |  | 0 | 0 | 0 | [9 empty] | 0 | 0 | 0 | [12 empty] | 0
PG&E Kern Study Area | San Luis Obispo | 115 | San Luis Obispo |  | 0 | 0 | 0 | [9 empty] | 0 | 0 | 0 | [12 empty] | 0
SDG&E Study Area | San Luis Rey | 230 | San Luis Rey |  | 0 | 0 | 0 | [9 empty] | 0 | 0 | 0 | [12 empty] | 0
SDG&E Study Area | San Onofre | 230 | San Onofre |  | 0 | 0 | 0 | [9 empty] | 0 | 0 | 0 | [12 empty] | 0
PG&E Greater Bay Study Area | San Pablo Sub | 115 | #N/A |  | 0 | 0 | 0 | [9 empty] | 0 | 0 | 0 | [12 empty] | 0
PG&E Greater Bay Study Area | San Ramon | 230 | #N/A |  | 0 | 0 | 0 | [9 empty] | 0 | 0 | 0 | [12 empty] | 0
SCE North of Lugo Study Area | Sandlot | 230 | #N/A |  | 0 | 0 | 0 | [9 empty] | 0 | 0 | 0 | [12 empty] | 0
East of Pisgah Study Area | Sandy | 138 | Sandy | OOS | 0 | 0 | 0 | [9 empty] | 0 | 0 | 0 | [12 empty] | 0
PG&E Fresno Study Area | Sanger | 115 | Sanger |  | 0 | 0 | 0 | [9 empty] | 0 | 0 | 0 | [12 empty] | 0
SCE Northern Area | Santa Clara | 230 | Santa Clara |  | 0 | 0 | 0 | [9 empty] | 0 | 0 | 0 | [12 empty] | 0
PG&E North of Greater Bay Study Area | Santa Rosa | 115 | #N/A |  | 0 | 0 | 0 | [9 empty] | 0 | 0 | 0 | [12 empty] | 0
PG&E Greater Bay Study Area | Santa Teresa | 115 | #N/A |  | 0 | 0 | 0 | [9 empty] | 0 | 0 | 0 | [12 empty] | 0
SDG&E Study Area | Santee | 138 | #N/A |  | 0 | 0 | 0 | [9 empty] | 0 | 0 | 0 | [12 empty] | 0
SCE Metro Study Area | Santiago | 230 | Santiago |  | 0 | 0 | 0 | [9 empty] | 0 | 0 | 0 | [12 empty] | 0
PG&E Greater Bay Study Area | Saratoga | 230 | #N/A |  | 0 | 0 | 0 | [9 empty] | 0 | 0 | 0 | [12 empty] | 0
SCE Northern Area | Saugus | 230 | Saugus |  | 0 | 0 | 0 | [9 empty] | 0 | 0 | 0 | [12 empty] | 0
PG&E Fresno Study Area | Schindler | 115 | Schindler |  | 0 | 0 | 0 | [9 empty] | 0 | 0 | 0 | [12 empty] | 0
PG&E Greater Bay Study Area | Schulte | 115 | #N/A |  | 0 | 0 | 0 | [9 empty] | 0 | 0 | 0 | [12 empty] | 0
PG&E Kern Study Area | Semitropic | 115 | Semitropic |  | 0 | 0 | 0 | [9 empty] | 0 | 0 | 0 | [12 empty] | 0
SCE Metro Study Area | Serrano | 500 | Serrano |  | 0 | 0 | 0 | [9 empty] | 0 | 0 | 0 | [12 empty] | 0
SCE Metro Study Area | Serrano | 230 | Serrano |  | 0 | 0 | 0 | [9 empty] | 0 | 0 | 0 | [12 empty] | 0
SDG&E Study Area | Shadowridge | 138 | #N/A |  | 0 | 0 | 0 | [9 empty] | 0 | 0 | 0 | [12 empty] | 0
PG&E Kern Study Area | Shafter | 115 | Shafter |  | 0 | 0 | 0 | [9 empty] | 0 | 0 | 0 | [12 empty] | 0
PG&E North of Greater Bay Study Area | Shiloh II | 230 | #N/A |  | 0 | 0 | 0 | [9 empty] | 0 | 0 | 0 | [12 empty] | 0
PG&E North of Greater Bay Study Area | Silverado | 115 | #N/A |  | 0 | 0 | 0 | [9 empty] | 0 | 0 | 0 | [12 empty] | 0
SDG&E Study Area | Silvergate | 230 | Silvergate |  | 0 | 0 | 0 | [9 empty] | 0 | 0 | 0 | [12 empty] | 0
PG&E Kern Study Area | Sisquoc | 115 | Sisquoc |  | 0 | 0 | 0 | [9 empty] | 0 | 0 | 0 | [12 empty] | 0
East of Pisgah Study Area | Sloan Canyon | 230 | SLOAN CANYON | OOS | 410 | 0 | 410 | 20 | 3 | N/A | N/A | N/A | N/A | N/A | N/A | N/A | 0 | 0 | 0 | [12 empty] | 1
PG&E Kern Study Area | Smyrna | 115 | Smyrna |  | 0 | 0 | 0 | [9 empty] | 0 | 0 | 0 | [12 empty] | 0
PG&E Greater Bay Study Area | Sobrante | 115 | #N/A |  | 0 | 0 | 0 | [9 empty] | 0 | 0 | 0 | [12 empty] | 0
PG&E Kern Study Area | Solar SS | 230 | Solar SS |  | 0 | 0 | 0 | [9 empty] | 0 | 0 | 0 | [12 empty] | 0
SCE Northern Area | Springville | 230 | Springville |  | 0 | 0 | 0 | [9 empty] | 0 | 0 | 0 | [12 empty] | 0
PG&E Greater Bay Study Area | Stagg | 230 | Stagg |  | 0 | 0 | 0 | [9 empty] | 0 | 0 | 0 | [12 empty] | 0
PG&E Greater Bay Study Area | Std Oil | 115 | #N/A |  | 0 | 0 | 0 | [9 empty] | 0 | 0 | 0 | [12 empty] | 0
PG&E Kern Study Area | Stockdale | 230 | Stockdale |  | 0 | 0 | 0 | [9 empty] | 0 | 0 | 0 | [12 empty] | 0
PG&E Kern Study Area | Stockdale | 115 | Stockdale |  | 0 | 0 | 0 | [9 empty] | 0 | 0 | 0 | [12 empty] | 0
PG&E Fresno Study Area | Storey | 230 | #N/A |  | 0 | 0 | 0 | [9 empty] | 0 | 0 | 0 | [12 empty] | 0
PG&E North of Greater Bay Study Area | Summit | 115 | Summit |  | 0 | 0 | 0 | [9 empty] | 0 | 0 | 0 | [12 empty] | 0
SDG&E Study Area | Suncrest | 500 | Suncrest |  | 0 | 0 | 0 | [9 empty] | 0 | 0 | 0 | [12 empty] | 0
SDG&E Study Area | Suncrest | 230 | Suncrest |  | 0 | 0 | 0 | [9 empty] | 0 | 0 | 0 | [12 empty] | 0
SDG&E Study Area | New Sub - Suncrest - Ocotillo (Proposed) | 500 | ECO |  | 400 | 100 | 500 | 20 | 5 | 5 | 2 | 2 | 2 | 3 | 3 | 3 | 0 | 0 | 0 | [12 empty] | 1
PG&E Kern Study Area | Sunset | 230 | #N/A |  | 0 | 0 | 0 | [9 empty] | 0 | 0 | 0 | [12 empty] | 0
PG&E Kern Study Area | Surf | 115 | #N/A |  | 0 | 0 | 0 | [9 empty] | 0 | 0 | 0 | [12 empty] | 0
SDG&E Study Area | Sycamore Canyon | 230 | Sycamore Canyon |  | 0 | 0 | 0 | [9 empty] | 0 | 0 | 0 | [12 empty] | 0
SDG&E Study Area | Sycamore Canyon | 138 | Sycamore Canyon |  | 0 | 0 | 0 | [9 empty] | 0 | 0 | 0 | [12 empty] | 0
SCE Metro Study Area | Sylmar | 230 | Sylmar |  | 0 | 0 | 0 | [9 empty] | 0 | 0 | 0 | [12 empty] | 0
PG&E North of Greater Bay Study Area | Table Mountain | 500 | Table Mountain |  | 0 | 0 | 0 | [9 empty] | 0 | 0 | 0 | [12 empty] | 0
PG&E North of Greater Bay Study Area | Table Mountain | 230 | Table Mountain |  | 15.5 | 104.5 | 120 | 15 | 4 | 2 | 2 | 1 | 2 | 3 | 1 | 2 | 0 | 0 | 0 | [12 empty] | 1
PG&E Kern Study Area | Taft | 115 | Taft |  | 0 | 0 | 0 | [9 empty] | 0 | 0 | 0 | [12 empty] | 0
SDG&E Study Area | Talega | 230 | Talega |  | 0 | 0 | 0 | [9 empty] | 0 | 0 | 0 | [12 empty] | 0
SDG&E Study Area | Talega | 138 | Talega |  | 0 | 0 | 0 | [9 empty] | 0 | 0 | 0 | [12 empty] | 0
PG&E Greater Bay Study Area | Tassajara | 230 | #N/A |  | 0 | 0 | 0 | [9 empty] | 0 | 0 | 0 | [12 empty] | 0
PG&E Kern Study Area | Temblor | 115 | Temblor |  | 0 | 0 | 0 | [9 empty] | 0 | 0 | 0 | [12 empty] | 0
PG&E Kern Study Area | Templeton | 230 | Templeton |  | 75 | 0 | 75 | 15 | 4 | 4 | 1 | 1 | 1 | 1 | 1 | 1 | 0 | 0 | 0 | [12 empty] | 1
PG&E Greater Bay Study Area | Tesla | 500 | Tesla |  | 400 | 0 | 400 | 10 | 5 | 1 | 4 | 3 | 3 | 5 | 2 | 5 | 0 | 0 | 0 | [12 empty] | 1
PG&E Greater Bay Study Area | Tesla | 230 | Tesla |  | 130 | 45 | 175 | 10 | 5 | 1 | 4 | 3 | 3 | 5 | 2 | 5 | 0 | 0 | 0 | [12 empty] | 1
PG&E Greater Bay Study Area | Tesla | 115 | Tesla |  | 0 | 0 | 0 | [9 empty] | 0 | 0 | 0 | [12 empty] | 0
PG&E Kern Study Area | Tevis | 115 | Tevis |  | 0 | 0 | 0 | [9 empty] | 0 | 0 | 0 | [12 empty] | 0
East of Pisgah Study Area | Thousandaire | 138 | THOUSANDAIRE | OOS | 0 | 0 | 0 | [9 empty] | 0 | 0 | 0 | [12 empty] | 0
SCE North of Lugo Study Area | Tortilla | 115 | Tortilla |  | 0 | 0 | 0 | [9 empty] | 0 | 0 | 0 | [12 empty] | 0
SDG&E Study Area | Trabuco | 138 | Trabuco |  | 0 | 0 | 0 | [9 empty] | 0 | 0 | 0 | [12 empty] | 0
PG&E Greater Bay Study Area | Tracy | 500 | #N/A |  | 0 | 0 | 0 | [9 empty] | 0 | 0 | 0 | [12 empty] | 0
PG&E Greater Bay Study Area | Tracy | 230 | Kelso |  | 44.8 | 0 | 44.8 | 10 | 5 | 2 | 2 | 1 | 2 | 2 | 1 | 2 | 0 | 0 | 0 | [12 empty] | 1
PG&E Fresno Study Area | Tranquility | 230 | Tranquility |  | 0 | 0 | 0 | [9 empty] | 560 | 240 | 800 | 5 | 2 | 3 | 2 | 1 | 1 | 2 | 1 | 1 | 2 | 1 | 2 | 1
East of Pisgah Study Area | Trout Canyon | 230 | TROUT CANYON | OOS | 0 | 0 | 0 | [9 empty] | 690 | 365 | 1055 | 10 | 2 | N/A | N/A | N/A | N/A | N/A | N/A | N/A | N/A | N/A | N/A | 1
PG&E North of Greater Bay Study Area | Tulucay | 230 | Tulucay |  | 0 | 0 | 0 | [9 empty] | 25 | 0 | 25 | 5 | 2 | 2 | 1 | 2 | 2 | 3 | 1 | 1 | 3 | 1 | 1 | 1
PG&E Kern Study Area | Tupman | 115 | Tupman |  | 0 | 0 | 0 | [9 empty] | 0 | 0 | 0 | [12 empty] | 0
PG&E North of Greater Bay Study Area | Ukiah | 115 | Ukiah |  | 0 | 0 | 0 | [9 empty] | 0 | 0 | 0 | [12 empty] | 0
PG&E North of Greater Bay Study Area | Vaca Dixon | 500 | Vaca Dixon |  | 0 | 0 | 0 | [9 empty] | 0 | 0 | 0 | [12 empty] | 0
PG&E North of Greater Bay Study Area | Vaca Dixon | 230 | Vaca Dixon |  | 0 | 0 | 0 | [9 empty] | 0 | 0 | 0 | [12 empty] | 0
PG&E North of Greater Bay Study Area | Vaca Dixon | 115 | Vaca Dixon |  | 0 | 0 | 0 | [9 empty] | 0 | 0 | 0 | [12 empty] | 0
SCE Eastern Study Area | Valley (SCE) | 500 | Valley (SCE) |  | 0 | 0 | 0 | [9 empty] | 0 | 0 | 0 | [12 empty] | 0
East of Pisgah Study Area | Valley (VEA) | 138 | Valley (VEA) | OOS | 0 | 0 | 0 | [9 empty] | 0 | 0 | 0 | [12 empty] | 0
PG&E Greater Bay Study Area | Valley Home | 115 | #N/A |  | 0 | 0 | 0 | [9 empty] | 0 | 0 | 0 | [12 empty] | 0
East of Pisgah Study Area | Valley Switch | 138 | VALLEY SWITCH | OOS | 0 | 0 | 0 | [9 empty] | 0 | 0 | 0 | [12 empty] | 0
PG&E Greater Bay Study Area | Vasona | 230 | #N/A |  | 0 | 0 | 0 | [9 empty] | 0 | 0 | 0 | [12 empty] | 0
SCE Northern Area | Vestal | 230 | Vestal |  | 0 | 0 | 0 | [9 empty] | 560.8 | 50 | 610.8 | 5 | 1 | 3 | 1 | 1 | 1 | 1 | 1 | 1 | 1 | 1 | 1 | 1
SCE North of Lugo Study Area | Victor | 230 | Victor |  | 0 | 0 | 0 | [9 empty] | 0 | 0 | 0 | [12 empty] | 0
SCE North of Lugo Study Area | Victor | 115 | Victor |  | 0 | 0 | 0 | [9 empty] | 0 | 0 | 0 | [12 empty] | 0
0 | Victorville (LDWP) | 500 | #N/A |  | 0 | 0 | 0 | [9 empty] | 0 | 0 | 0 | [12 empty] | 0
SCE Metro Study Area | Viejo | 230 | Viejo |  | 0 | 0 | 0 | [9 empty] | 0 | 0 | 0 | [12 empty] | 0
PG&E Greater Bay Study Area | Vierra | 115 | Vierra |  | 0 | 0 | 0 | [9 empty] | 0 | 0 | 0 | [12 empty] | 0
SCE Metro Study Area | Villa Park | 230 | Villa Park |  | 0 | 0 | 0 | [9 empty] | 0 | 0 | 0 | [12 empty] | 0
SCE Northern Area | Vincent | 500 | Vincent |  | 0 | 0 | 0 | [9 empty] | 0 | 0 | 0 | [12 empty] | 0
SCE Northern Area | Vincent | 230 | Vincent |  | 0 | 0 | 0 | [9 empty] | 0 | 617 | 617 | 10 | 2 | 4 | 1 | 2 | 5 | 1 | 1 | 1 | 1 | 1 | 1 | 1
PG&E Greater Bay Study Area | Vineyard | 230 | #N/A |  | 0 | 0 | 0 | [9 empty] | 0 | 0 | 0 | [12 empty] | 0
SCE Eastern Study Area | Vista (SCE) | 230 | Vista (SCE) |  | 0 | 0 | 0 | [9 empty] | 0 | 0 | 0 | [12 empty] | 0
East of Pisgah Study Area | Vista (VEA) | 138 | Vista (VEA) | OOS | 0 | 0 | 0 | [9 empty] | 0 | 0 | 0 | [12 empty] | 0
SCE Metro Study Area | Walnut | 230 | Walnut |  | 0 | 0 | 0 | [9 empty] | 0 | 0 | 0 | [12 empty] | 0
SCE Northern Area | Warne | 230 | #N/A |  | 0 | 0 | 0 | [9 empty] | 0 | 0 | 0 | [12 empty] | 0
PG&E Fresno Study Area | Warnerville | 230 | Warnerville |  | 0 | 0 | 0 | [9 empty] | 0 | 0 | 0 | [12 empty] | 0
PG&E Fresno Study Area | Waukena | 115 | #N/A |  | 0 | 0 | 0 | [9 empty] | 0 | 0 | 0 | [12 empty] | 0
PG&E Greater Bay Study Area | Weber | 230 | Weber |  | 0 | 0 | 0 | [9 empty] | 0 | 0 | 0 | [12 empty] | 0
PG&E Fresno Study Area | West Fresno | 115 | West Fresno |  | 0 | 0 | 0 | [9 empty] | 0 | 0 | 0 | [12 empty] | 0
PG&E Fresno Study Area | Westley | 230 | Westley |  | 0 | 0 | 0 | [9 empty] | 0 | 0 | 0 | [12 empty] | 0
PG&E Fresno Study Area | New Sub - Westley - Quinto (Proposed) | 230 | #N/A |  | 0 | 0 | 0 | [9 empty] | 0 | 0 | 0 | [12 empty] | 0
PG&E Kern Study Area | Westpark | 115 | Westpark |  | 0 | 0 | 0 | [9 empty] | 0 | 0 | 0 | [12 empty] | 0
PG&E Kern Study Area | Wheeler Ridge | 230 | Wheeler Ridge |  | 0 | 0 | 0 | [9 empty] | 300 | 50 | 350 | 10 | 2 | 2 | 2 | 1 | 1 | 1 | 1 | 1 | 1 | 1 | 1 | 1
PG&E Kern Study Area | New Sub - Midway - Wheeler Ridge (Proposed) | 230 | Norco |  | 0 | 0 | 0 | [9 empty] | 0 | 150 | 150 | 10 | 1 | 1 | 1 | 1 | 1 | 1 | 2 | 3 | 3 | 1 | 1 | 1
SCE Northern Area | Whirlwind | 230 | Whirlwind |  | 300 | 0 | 300 | 10 | 2 | 2 | 1 | 1 | 1 | 2 | 1 | 2 | 557 | 251 | 808 | 10 | 1 | 4 | 1 | 2 | 2 | 1 | 1 | 1 | 2 | 1 | 1 | 1
SCE Northern Area | Whirlwind | 500 | Whirlwind |  | 0 | 0 | 0 | [9 empty] | 0 | 0 | 0 | [12 empty] | 0
PG&E Fresno Study Area | Wilson | 230 | Wilson |  | 200 | 0 | 200 | 20 | 4 | 1 | 2 | 1 | 1 | 2 | 1 | 1 | 0 | 0 | 0 | [12 empty] | 1
PG&E Fresno Study Area | Wilson | 115 | Wilson |  | 0 | 0 | 0 | [9 empty] | 0 | 0 | 0 | [12 empty] | 0
PG&E Kern Study Area | Windgap PP | 230 | #N/A |  | 0 | 0 | 0 | [9 empty] | 0 | 0 | 0 | [12 empty] | 0
SCE Northern Area | Windhub | 230 | Windhub |  | 124 | 0 | 124 | 15 | 2 | 2 | 1 | 1 | 1 | 2 | 1 | 1 | 875 | 600 | 1475 | 10 | 3 | 5 | 1 | 2 | 2 | 2 | 2 | 2 | 3 | 2 | 3 | 1
SCE Northern Area | Windhub | 500 | Windhub |  | 0 | 0 | 0 | [9 empty] | 775 | 0 | 775 | 10 | 3 | 5 | 1 | 2 | 2 | 2 | 2 | 2 | 3 | 2 | 3 | 1
PG&E North of Greater Bay Study Area | Woodland | 115 | Woodland |  | 0 | 0 | 0 | [9 empty] | 0 | 12 | 12 | 5 | 1 | 1 | 2 | 2 | 1 | 2 | 1 | 1 | 2 | 1 | 1 | 1
PG&E North of Greater Bay Study Area | Wyandotte | 115 | Wyandotte |  | 0 | 0 | 0 | [9 empty] | 0 | 0 | 0 | [12 empty] | 0

## LandUse_Env_Summary_2039
|  |  | Screens | Is | Wind | Wind | Onshore Wind | Distance | [8 empty] | Solar | Solar | Solar | Distance
CAISO Study Area | Substation | Voltage | Sub Name | OOS | FCDS | EODS | Total | from Sub | Core Screen Criteria Alignment Level | Fire Threat Criteria Alignment Level | ACE Connectivity Criteria Alignment | ACE Biodiversity Criteria Alignment | ACE Irreplaceability Criteria Alignment | All ACE Criteria Alignment | Intactness Criteria Alignment | Wetlands Criteria Alignment | FCDS | EODS | Total | from Sub | Core Screen Criteria Alignment Level | Parcelization Criteria Alignment Level | Cropland Index Criteria Alignment Level | Overdrafted Basin Criteria Alignment Level | Fire Threat Criteria Alignment Level | ACE Connectivity Criteria Alignment | ACE Biodiversity Criteria Alignment | ACE Irreplaceability Criteria Alignment | All ACE Criteria Alignment | Intactness Criteria Alignment | Wetlands Criteria Alignment
PG&E Kern Study Area | 7th Standard | 115 | 7th Standard |  | 0 | 0 | 0 | [9 empty] | 0 | 0 | 0 | 10 | 1 | 2 | 2 | 2 | 1 | 1 | 1 | 1 | 1 | 1 | 1
SCE Metro Study Area | Alamitos | 230 | Alamitos |  | 0 | 0 | 0 | [9 empty] | 0 | 0 | 0 | 10 | 1 | 4 | 1 | 2 | 1 | 1 | 1 | 3 | 3 | 1 | 1
SCE Eastern Study Area | Alberhill | 500 | #N/A |  | 0 | 0 | 0 | [9 empty] | 0 | 0 | 0 | 10 | #N/A | #N/A | #N/A | #N/A | #N/A | #N/A | #N/A | #N/A | #N/A | #N/A | #N/A
PG&E Kern Study Area | Alpaugh | 115 | Alpaugh |  | 0 | 0 | 0 | [9 empty] | 0 | 0 | 0 | 10 | 1 | 1 | 1 | 1 | 1 | 1 | 1 | 1 | 1 | 1 | 1
SDG&E Study Area | Alpine | 69 | #N/A |  | 0 | 0 | 0 | [9 empty] | 0 | 0 | 0 | 10 | #N/A | #N/A | #N/A | #N/A | #N/A | #N/A | #N/A | #N/A | #N/A | #N/A | #N/A
PG&E Greater Bay Study Area | Altamont Midway (Sandhill) | 230 | Green Ridge Midway |  | 5 | 0 | 5 | 10 | 4 | 2 | 3 | 2 | 2 | 3 | 1 | 1 | 0 | 0 | 0 | 10 | 1 | 2 | 1 | 2 | 2 | 2 | 2 | 2 | 3 | 1 | 1
SCE Northern Area | Antelope | 500 | Antelope |  | 0 | 0 | 0 | [9 empty] | 0 | 0 | 0 | 10 | 1 | 4 | 1 | 2 | 4 | 1 | 1 | 1 | 1 | 1 | 1
SCE Northern Area | Antelope | 230 | Antelope |  | 140 | 50 | 190 | 10 | 2 | 5 | 1 | 1 | 1 | 1 | 1 | 1 | 359 | 250 | 609 | 10 | 1 | 5 | 1 | 2 | 4 | 1 | 1 | 1 | 1 | 1 | 1
PG&E Kern Study Area | Arco | 230 | Arco |  | 0 | 0 | 0 | [9 empty] | 119.9 | 520 | 639.9 | 10 | 2 | 2 | 2 | 2 | 1 | 2 | 1 | 1 | 3 | 1 | 1
SCE Metro Study Area | ArcoGen | 230 | Arcogen |  | 0 | 0 | 0 | [9 empty] | 0 | 0 | 0 | 10 | 1 | 4 | 1 | 2 | 1 | 1 | 1 | 2 | 2 | 1 | 1
SDG&E Study Area | Artesian | 230 | #N/A |  | 0 | 0 | 0 | [9 empty] | 0 | 0 | 0 | 10 | #N/A | #N/A | #N/A | #N/A | #N/A | #N/A | #N/A | #N/A | #N/A | #N/A | #N/A
PG&E Fresno Study Area | Ashlan | 230 | #N/A |  | 0 | 0 | 0 | [9 empty] | 0 | 0 | 0 | 10 | #N/A | #N/A | #N/A | #N/A | #N/A | #N/A | #N/A | #N/A | #N/A | #N/A | #N/A
PG&E North of Greater Bay Study Area | Atlantic | 230 | #N/A |  | 0 | 0 | 0 | [9 empty] | 0 | 0 | 0 | 10 | #N/A | #N/A | #N/A | #N/A | #N/A | #N/A | #N/A | #N/A | #N/A | #N/A | #N/A
PG&E North of Greater Bay Study Area | Atlantic | 115 | #N/A |  | 0 | 0 | 0 | [9 empty] | 0 | 0 | 0 | 10 | #N/A | #N/A | #N/A | #N/A | #N/A | #N/A | #N/A | #N/A | #N/A | #N/A | #N/A
PG&E Greater Bay Study Area | Avena | 115 | #N/A |  | 0 | 0 | 0 | [9 empty] | 0 | 0 | 0 | 10 | #N/A | #N/A | #N/A | #N/A | #N/A | #N/A | #N/A | #N/A | #N/A | #N/A | #N/A
SDG&E Study Area | Avocado | 69 | #N/A |  | 0 | 0 | 0 | [9 empty] | 0 | 0 | 0 | 10 | #N/A | #N/A | #N/A | #N/A | #N/A | #N/A | #N/A | #N/A | #N/A | #N/A | #N/A
PG&E North of Greater Bay Study Area | Bahia | 230 | #N/A |  | 0 | 0 | 0 | [9 empty] | 0 | 0 | 0 | 10 | #N/A | #N/A | #N/A | #N/A | #N/A | #N/A | #N/A | #N/A | #N/A | #N/A | #N/A
SCE Northern Area | Bailey | 230 | Bailey |  | 0 | 0 | 0 | [9 empty] | 0 | 0 | 0 | 10 | 1 | 1 | 1 | 2 | 5 | 2 | 2 | 2 | 4 | 1 | 1
PG&E Kern Study Area | Bakersfield | 230 | Bakersfield |  | 0 | 0 | 0 | [9 empty] | 0 | 0 | 0 | 10 | 1 | 2 | 1 | 1 | 1 | 1 | 1 | 1 | 2 | 1 | 1
PG&E Fresno Study Area | Balch 2 | 230 | #N/A |  | 0 | 0 | 0 | [9 empty] | 0 | 0 | 0 | 10 | #N/A | #N/A | #N/A | #N/A | #N/A | #N/A | #N/A | #N/A | #N/A | #N/A | #N/A
SCE Metro Study Area | Barre | 230 | Barre |  | 0 | 0 | 0 | [9 empty] | 0 | 23 | 23 | 10 | 4 | 5 | 1 | 2 | 1 | 1 | 1 | 5 | 5 | 1 | 4
SDG&E Study Area | Bay Boulevard | 230 | Bay Boulevard |  | 0 | 0 | 0 | [9 empty] | 0 | 0 | 0 | 10 | 1 | 3 | 1 | 2 | 2 | 1 | 2 | 4 | 4 | 1 | 1
East of Pisgah Study Area | Beatty | 138 | Beatty | OOS | 0 | 0 | 0 | [9 empty] | 0 | 0 | 0 | 10 | 1 | N/A | N/A | N/A | N/A | N/A | N/A | N/A | N/A | N/A | N/A
PG&E Greater Bay Study Area | Belden | 230 | #N/A |  | 0 | 0 | 0 | [9 empty] | 0 | 0 | 0 | 10 | #N/A | #N/A | #N/A | #N/A | #N/A | #N/A | #N/A | #N/A | #N/A | #N/A | #N/A
PG&E North of Greater Bay Study Area | Bellevue | 115 | Bellevue |  | 0 | 0 | 0 | [9 empty] | 0 | 0 | 0 | 10 | 1 | 3 | 1 | 2 | 3 | 1 | 1 | 2 | 3 | 1 | 1
PG&E North of Greater Bay Study Area | Bellota | 230 | Bellota |  | 0 | 0 | 0 | [9 empty] | 0 | 0 | 0 | 10 | 1 | 2 | 1 | 1 | 1 | 1 | 1 | 1 | 2 | 1 | 1
PG&E North of Greater Bay Study Area | Bellota | 115 | Bellota |  | 0 | 0 | 0 | [9 empty] | 0 | 0 | 0 | 10 | 1 | 2 | 1 | 1 | 1 | 1 | 1 | 1 | 2 | 1 | 1
SCE Northern Area | Big Creek | 230 | Big Creek |  | 0 | 0 | 0 | [9 empty] | 0 | 0 | 0 | 10 | 1 | 1 | 1 | 2 | 5 | 1 | 2 | 1 | 3 | 3 | 1
PG&E North of Greater Bay Study Area | Birds Landing | 230 | Birds Landing |  | 190 | 110 | 300 | 15 | 4 | 2 | 1 | 1 | 1 | 1 | 1 | 1 | 0 | 0 | 0 | 10 | 1 | 1 | 1 | 2 | 1 | 1 | 1 | 1 | 1 | 1 | 1
SCE Eastern Study Area | BlytheSC 161 kV | 161 | BlytheSC 161 kV |  | 0 | 0 | 0 | [9 empty] | 0 | 0 | 0 | 10 | 1 | 2 | 1 | 2 | 1 | 1 | 1 | 1 | 1 | 1 | 1
PG&E North of Greater Bay Study Area | Bogue | 115 | #N/A |  | 0 | 0 | 0 | [9 empty] | 0 | 0 | 0 | 10 | #N/A | #N/A | #N/A | #N/A | #N/A | #N/A | #N/A | #N/A | #N/A | #N/A | #N/A
East of Pisgah Study Area | Bond Tap | 138 | #N/A |  | 0 | 0 | 0 | [9 empty] | 0 | 0 | 0 | 10 | #N/A | #N/A | #N/A | #N/A | #N/A | #N/A | #N/A | #N/A | #N/A | #N/A | #N/A
PG&E Fresno Study Area | Borden | 230 | Borden |  | 0 | 0 | 0 | [9 empty] | 100 | 100 | 200 | 5 | 2 | 3 | 1 | 1 | 1 | 1 | 1 | 1 | 1 | 1 | 1
PG&E North of Greater Bay Study Area | Bottle Rock | 230 | #N/A |  | 0 | 0 | 0 | [9 empty] | 0 | 0 | 0 | 10 | #N/A | #N/A | #N/A | #N/A | #N/A | #N/A | #N/A | #N/A | #N/A | #N/A | #N/A
PG&E Greater Bay Study Area | Brentwood | 230 | Brentwood |  | 0 | 0 | 0 | [9 empty] | 0 | 0 | 0 | 10 | 1 | 1 | 1 | 2 | 2 | 1 | 1 | 1 | 2 | 1 | 1
PG&E North of Greater Bay Study Area | Brighton | 230 | #N/A |  | 0 | 0 | 0 | [9 empty] | 0 | 0 | 0 | 10 | #N/A | #N/A | #N/A | #N/A | #N/A | #N/A | #N/A | #N/A | #N/A | #N/A | #N/A
PG&E North of Greater Bay Study Area | Brunswick | 115 | Brunswick |  | 0 | 0 | 0 | [9 empty] | 0 | 0 | 0 | 10 | 1 | 4 | 1 | 2 | 5 | 3 | 1 | 1 | 3 | 1 | 1
PG&E Kern Study Area | Buena Vista PP | 230 | #N/A |  | 0 | 0 | 0 | [9 empty] | 0 | 0 | 0 | 10 | #N/A | #N/A | #N/A | #N/A | #N/A | #N/A | #N/A | #N/A | #N/A | #N/A | #N/A
PG&E Kern Study Area | Cabrillo | 115 | Cabrillo |  | 91.2 | 0 | 91.2 | 15 | 4 | 5 | 3 | 1 | 1 | 3 | 2 | 1 | 0 | 0 | 0 | 10 | 1 | 1 | 1 | 2 | 5 | 2 | 1 | 1 | 3 | 1 | 1
PG&E Fresno Study Area | Cal Flats | 230 | #N/A |  | 0 | 0 | 0 | [9 empty] | 0 | 0 | 0 | 10 | #N/A | #N/A | #N/A | #N/A | #N/A | #N/A | #N/A | #N/A | #N/A | #N/A | #N/A
PG&E Kern Study Area | Cal Water | 115 | Cal Water |  | 0 | 0 | 0 | [9 empty] | 0 | 0 | 0 | 10 | 1 | 1 | 1 | 1 | 2 | 2 | 1 | 1 | 3 | 1 | 1
SCE North of Lugo Study Area | Calcite | 230 | Calcite |  | 0 | 0 | 0 | [9 empty] | 150 | 250 | 400 | 5 | 2 | 5 | 1 | 2 | 1 | 2 | 1 | 1 | 2 | 1 | 2
PG&E Kern Study Area | Caliente | 230 | Caliente |  | 200 | 10 | 210 | 15 | 5 | 1 | 2 | 1 | 2 | 2 | 3 | 2 | 100 | 0 | 100 | 5 | 1 | 2 | 1 | 2 | 1 | 1 | 1 | 1 | 2 | 1 | 1
PG&E Kern Study Area | Callender SS | 115 | #N/A |  | 0 | 0 | 0 | [9 empty] | 0 | 0 | 0 | 10 | #N/A | #N/A | #N/A | #N/A | #N/A | #N/A | #N/A | #N/A | #N/A | #N/A | #N/A
PG&E North of Greater Bay Study Area | Calpella | 115 | Calpella |  | 0 | 0 | 0 | [9 empty] | 0 | 0 | 0 | 10 | 1 | 1 | 1 | 2 | 5 | 1 | 1 | 1 | 2 | 2 | 1
PG&E Greater Bay Study Area | Camanche | 230 | Camanche |  | 0 | 0 | 0 | [9 empty] | 0 | 0 | 0 | 10 | 1 | 2 | 1 | 1 | 1 | 2 | 1 | 2 | 3 | 1 | 1
PG&E Fresno Study Area | Cantua | 115 | Cantua |  | 0 | 0 | 0 | [9 empty] | 0 | 0 | 0 | 10 | 1 | 1 | 1 | 1 | 1 | 1 | 1 | 1 | 1 | 1 | 1
SDG&E Study Area | Capistrano | 230 | Capistrano |  | 0 | 0 | 0 | [9 empty] | 0 | 0 | 0 | 10 | 1 | 4 | 1 | 2 | 5 | 1 | 2 | 2 | 3 | 2 | 1
SDG&E Study Area | Capistrano | 138 | Capistrano |  | 0 | 0 | 0 | [9 empty] | 0 | 0 | 0 | 10 | 1 | 4 | 1 | 2 | 5 | 1 | 2 | 2 | 3 | 2 | 1
PG&E North of Greater Bay Study Area | Carberry | 230 | #N/A |  | 0 | 0 | 0 | [9 empty] | 0 | 0 | 0 | 10 | #N/A | #N/A | #N/A | #N/A | #N/A | #N/A | #N/A | #N/A | #N/A | #N/A | #N/A
PG&E North of Greater Bay Study Area | Caribou | 230 | #N/A |  | 0 | 0 | 0 | [9 empty] | 0 | 0 | 0 | 10 | #N/A | #N/A | #N/A | #N/A | #N/A | #N/A | #N/A | #N/A | #N/A | #N/A | #N/A
PG&E North of Greater Bay Study Area | Carquinez | 115 | Carquinez |  | 0 | 0 | 0 | [9 empty] | 0 | 0 | 0 | 10 | 1 | 4 | 1 | 2 | 2 | 1 | 1 | 1 | 3 | 1 | 1
PG&E Kern Study Area | Carrizo Plains | 115 | Carrizo Plains |  | 0 | 0 | 0 | [9 empty] | 0 | 0 | 0 | 10 | 1 | 1 | 1 | 2 | 2 | 1 | 1 | 1 | 2 | 2 | 1
PG&E Greater Bay Study Area | Castro Valley | 230 | #N/A |  | 0 | 0 | 0 | [9 empty] | 0 | 0 | 0 | 10 | #N/A | #N/A | #N/A | #N/A | #N/A | #N/A | #N/A | #N/A | #N/A | #N/A | #N/A
PG&E Greater Bay Study Area | Cayetano | 230 | Cayetano |  | 0 | 0 | 0 | [9 empty] | 0 | 100 | 100 | 10 | 2 | 1 | 2 | 2 | 3 | 2 | 2 | 3 | 3 | 1 | 1
SCE Metro Study Area | Center | 230 | Center |  | 0 | 0 | 0 | [9 empty] | 0 | 0 | 0 | 10 | 1 | 1 | 1 | 2 | 1 | 1 | 1 | 1 | 1 | 1 | 1
PG&E Kern Study Area | Charca | 115 | Charca |  | 0 | 0 | 0 | [9 empty] | 0 | 0 | 0 | 10 | 1 | 1 | 3 | 1 | 1 | 1 | 1 | 1 | 1 | 1 | 1
East of Pisgah Study Area | Charleston | 138 | #N/A |  | 0 | 0 | 0 | [9 empty] | 0 | 0 | 0 | 10 | #N/A | #N/A | #N/A | #N/A | #N/A | #N/A | #N/A | #N/A | #N/A | #N/A | #N/A
SCE Metro Study Area | Chevmain | 230 | Chevmain |  | 0 | 0 | 0 | [9 empty] | 0 | 0 | 0 | 10 | 1 | 1 | 1 | 2 | 2 | 1 | 1 | 2 | 2 | 1 | 1
SDG&E Study Area | Chicarita | 138 | #N/A |  | 0 | 0 | 0 | [9 empty] | 0 | 0 | 0 | 10 | #N/A | #N/A | #N/A | #N/A | #N/A | #N/A | #N/A | #N/A | #N/A | #N/A | #N/A
SCE Metro Study Area | Chino | 230 | Chino |  | 0 | 0 | 0 | [9 empty] | 0 | 0 | 0 | 10 | 1 | 4 | 1 | 2 | 5 | 1 | 1 | 1 | 2 | 1 | 1
PG&E Fresno Study Area | Chowchilla | 115 | #N/A |  | 0 | 0 | 0 | [9 empty] | 0 | 0 | 0 | 10 | #N/A | #N/A | #N/A | #N/A | #N/A | #N/A | #N/A | #N/A | #N/A | #N/A | #N/A
PG&E Greater Bay Study Area | Christie | 115 | #N/A |  | 0 | 0 | 0 | [9 empty] | 0 | 0 | 0 | 10 | #N/A | #N/A | #N/A | #N/A | #N/A | #N/A | #N/A | #N/A | #N/A | #N/A | #N/A
SCE Eastern Study Area | Cielo Azul | 500 | CIELO AZUL | OOS | 0 | 0 | 0 | [9 empty] | 700 | 1900 | 2600 | 10 | 2 | N/A | N/A | N/A | N/A | N/A | N/A | N/A | N/A | N/A | N/A
PG&E North of Greater Bay Study Area | Cloverdale | 115 | Cloverdale |  | 0 | 0 | 0 | [9 empty] | 0 | 0 | 0 | 10 | 1 | 1 | 1 | 2 | 5 | 2 | 1 | 2 | 3 | 2 | 1
PG&E Greater Bay Study Area | Coburn | 230 | Coburn |  | 100 | 0 | 100 | 10 | 2 | 1 | 1 | 1 | 1 | 1 | 1 | 1 | 0 | 0 | 0 | 10 | 1 | 1 | 1 | 2 | 2 | 1 | 1 | 1 | 1 | 1 | 1
PG&E North of Greater Bay Study Area | Colgate | 230 | #N/A |  | 0 | 0 | 0 | [9 empty] | 0 | 0 | 0 | 10 | #N/A | #N/A | #N/A | #N/A | #N/A | #N/A | #N/A | #N/A | #N/A | #N/A | #N/A
PG&E Greater Bay Study Area | Collinsville | 500 | #N/A |  | 0 | 0 | 0 | [9 empty] | 0 | 0 | 0 | 10 | #N/A | #N/A | #N/A | #N/A | #N/A | #N/A | #N/A | #N/A | #N/A | #N/A | #N/A
PG&E Greater Bay Study Area | Collinsville | 230 | #N/A |  | 0 | 0 | 0 | [9 empty] | 0 | 0 | 0 | 10 | #N/A | #N/A | #N/A | #N/A | #N/A | #N/A | #N/A | #N/A | #N/A | #N/A | #N/A
SCE Eastern Study Area | Colorado River | 500 | Colorado River |  | 0 | 0 | 0 | [9 empty] | 0 | 0 | 0 | 10 | 4 | 2 | 5 | 2 | 1 | 2 | 2 | 2 | 2 | 2 | 2
SCE Eastern Study Area | Colorado River | 230 | Colorado River |  | 0 | 0 | 0 | [9 empty] | 956.6 | 1026 | 1982.6 | 15 | 3 | 2 | 5 | 2 | 1 | 1 | 1 | 1 | 2 | 1 | 2
PG&E Kern Study Area | Columbus | 115 | Columbus |  | 0 | 0 | 0 | [9 empty] | 0 | 0 | 0 | 10 | 1 | 1 | 1 | 1 | 2 | 2 | 1 | 1 | 2 | 1 | 1
PG&E Greater Bay Study Area | Contra Costa PP | 230 | #N/A |  | 0 | 0 | 0 | [9 empty] | 0 | 0 | 0 | 10 | #N/A | #N/A | #N/A | #N/A | #N/A | #N/A | #N/A | #N/A | #N/A | #N/A | #N/A
PG&E Greater Bay Study Area | Contra Costa | 230 | Contra Costa |  | 0 | 0 | 0 | [9 empty] | 0 | 0 | 0 | 10 | 1 | 1 | 1 | 2 | 2 | 1 | 1 | 1 | 2 | 1 | 1
SCE North of Lugo Study Area | Control | 115 | Control |  | 0 | 0 | 0 | [9 empty] | 0 | 0 | 0 | 10 | 1 | 1 | 1 | 2 | 5 | 1 | 1 | 1 | 1 | 2 | 1
SCE North of Lugo Study Area | Coolwater | 230 | Coolwater |  | 0 | 0 | 0 | [9 empty] | 0 | 0 | 0 | 10 | 3 | 3 | 1 | 2 | 1 | 3 | 1 | 1 | 3 | 1 | 2
SCE North of Lugo Study Area | Coolwater | 115 | Coolwater |  | 200 | 0 | 200 | 15 | 2 | 1 | 2 | 1 | 1 | 2 | 1 | 2 | 150 | 200 | 350 | 10 | 3 | 3 | 1 | 2 | 1 | 3 | 1 | 1 | 3 | 1 | 2
PG&E Fresno Study Area | Corcoran | 115 | Corcoran |  | 0 | 0 | 0 | [9 empty] | 0 | 0 | 0 | 10 | 1 | 1 | 1 | 1 | 1 | 1 | 1 | 1 | 1 | 1 | 1
PG&E North of Greater Bay Study Area | Corona | 115 | #N/A |  | 0 | 0 | 0 | [9 empty] | 0 | 0 | 0 | 10 | #N/A | #N/A | #N/A | #N/A | #N/A | #N/A | #N/A | #N/A | #N/A | #N/A | #N/A
PG&E North of Greater Bay Study Area | Cortina | 230 | Cortina |  | 0 | 0 | 0 | [9 empty] | 0 | 0 | 0 | 10 | 3 | 1 | 1 | 2 | 2 | 1 | 1 | 1 | 3 | 1 | 1
PG&E North of Greater Bay Study Area | Cortina | 115 | Cortina |  | 0 | 0 | 0 | [9 empty] | 80 | 150 | 230 | 10 | 3 | 1 | 1 | 2 | 2 | 1 | 1 | 1 | 3 | 1 | 1
PG&E Greater Bay Study Area | Cottle | 230 | #N/A |  | 0 | 0 | 0 | [9 empty] | 0 | 0 | 0 | 10 | #N/A | #N/A | #N/A | #N/A | #N/A | #N/A | #N/A | #N/A | #N/A | #N/A | #N/A
PG&E North of Greater Bay Study Area | Cottonwood | 230 | Cottonwood |  | 0 | 0 | 0 | [9 empty] | 0 | 0 | 0 | 10 | 1 | 3 | 1 | 2 | 3 | 1 | 1 | 1 | 2 | 1 | 1
PG&E Greater Bay Study Area | Coyote | 230 | Coyote |  | 0 | 0 | 0 | [9 empty] | 0 | 0 | 0 | 10 | 1 | 1 | 1 | 2 | 5 | 3 | 1 | 1 | 3 | 2 | 1
SDG&E Study Area | Creelman | 69 | #N/A |  | 0 | 0 | 0 | [9 empty] | 0 | 0 | 0 | 10 | #N/A | #N/A | #N/A | #N/A | #N/A | #N/A | #N/A | #N/A | #N/A | #N/A | #N/A
PG&E Greater Bay Study Area | Crow Creek | 60 | #N/A |  | 0 | 0 | 0 | [9 empty] | 6.21 | 14.11 | 20.32 | 10 | #N/A | #N/A | #N/A | #N/A | #N/A | #N/A | #N/A | #N/A | #N/A | #N/A | #N/A
PG&E Greater Bay Study Area | Curtis | 115 | Curtis |  | 0 | 0 | 0 | [9 empty] | 0 | 0 | 0 | 10 | 1 | 2 | 1 | 2 | 5 | 1 | 1 | 1 | 3 | 2 | 1
PG&E Fresno Study Area | Dairyland | 115 | Dairyland |  | 0 | 0 | 0 | [9 empty] | 0 | 0 | 0 | 10 | 1 | 1 | 1 | 1 | 1 | 1 | 1 | 1 | 1 | 1 | 1
PG&E North of Greater Bay Study Area | Davis | 115 | Davis |  | 0 | 0 | 0 | [9 empty] | 0 | 0 | 0 | 10 | 1 | 1 | 3 | 2 | 1 | 1 | 1 | 1 | 1 | 1 | 1
SCE Metro Study Area | Del Amo | 230 | Del Amo |  | 0 | 0 | 0 | [9 empty] | 0 | 0 | 0 | 10 | 1 | 3 | 1 | 2 | 1 | 1 | 1 | 1 | 1 | 1 | 1
SCE Eastern Study Area | Delaney | 500 | Delaney | OOS | 0 | 0 | 0 | [9 empty] | 10 | 290 | 300 | 5 | 1 | N/A | N/A | N/A | N/A | N/A | N/A | N/A | N/A | N/A | N/A
PG&E North of Greater Bay Study Area | Delevan | 230 | Delevan |  | 0 | 0 | 0 | [9 empty] | 100 | 300 | 400 | 10 | 1 | 1 | 1 | 2 | 1 | 1 | 1 | 1 | 2 | 1 | 1
PG&E Greater Bay Study Area | Delta PP | 230 | Delta PP |  | 0 | 0 | 0 | 10 | 1 | 2 | 2 | 1 | 2 | 2 | 1 | 1 | 0 | 0 | 0 | 10 | 1 | 1 | 1 | 2 | 2 | 2 | 1 | 2 | 2 | 1 | 1
East of Pisgah Study Area | Desert View | 230 | Desert View | OOS | 0 | 0 | 0 | [9 empty] | 0 | 0 | 0 | 10 | 1 | N/A | N/A | N/A | N/A | N/A | N/A | N/A | N/A | N/A | N/A
SCE Eastern Study Area | Devers | 500 | Devers |  | 0 | 0 | 0 | [9 empty] | 0 | 0 | 0 | 10 | 1 | 4 | 1 | 2 | 5 | 3 | 2 | 2 | 3 | 1 | 1
SCE Eastern Study Area | Devers | 230 | Devers |  | 392.6 | 100 | 492.6 | 20 | 5 | 5 | 4 | 3 | 4 | 5 | 4 | 5 | 0 | 0 | 0 | 10 | 1 | 4 | 1 | 2 | 5 | 3 | 2 | 2 | 3 | 1 | 1
PG&E Kern Study Area | Diablo | 500 | Diablo |  | 0 | 0 | 0 | [9 empty] | 0 | 0 | 0 | 10 | 1 | 1 | 1 | 2 | 5 | 1 | 1 | 3 | 3 | 1 | 1
PG&E Kern Study Area | Diablo | 230 | Diablo |  | 0 | 0 | 0 | [9 empty] | 0 | 0 | 0 | 10 | 1 | 1 | 1 | 2 | 5 | 1 | 1 | 3 | 3 | 1 | 1
PG&E Greater Bay Study Area | Dixon Landing | 115 | #N/A |  | 0 | 0 | 0 | [9 empty] | 0 | 0 | 0 | 10 | #N/A | #N/A | #N/A | #N/A | #N/A | #N/A | #N/A | #N/A | #N/A | #N/A | #N/A
PG&E Greater Bay Study Area | Donnells PH | 115 | Donnells PP |  | 0 | 0 | 0 | [9 empty] | 0 | 0 | 0 | 10 | 1 | 1 | 1 | 2 | 3 | 1 | 1 | 1 | 1 | 2 | 1
PG&E Fresno Study Area | Dos Amigos | 230 | #N/A |  | 0 | 0 | 0 | [9 empty] | 0 | 0 | 0 | 10 | #N/A | #N/A | #N/A | #N/A | #N/A | #N/A | #N/A | #N/A | #N/A | #N/A | #N/A
PG&E North of Greater Bay Study Area | Drum | 115 | Drum |  | 0 | 0 | 0 | [9 empty] | 0 | 0 | 0 | 10 | 1 | 1 | 1 | 2 | 5 | 1 | 1 | 1 | 1 | 1 | 1
PG&E Greater Bay Study Area | Dumbarton | 115 | #N/A |  | 0 | 0 | 0 | [9 empty] | 0 | 0 | 0 | 10 | #N/A | #N/A | #N/A | #N/A | #N/A | #N/A | #N/A | #N/A | #N/A | #N/A | #N/A
SCE Eastern Study Area | Eagle Mountain | 230 | #N/A |  | 0 | 0 | 0 | [9 empty] | 0 | 0 | 0 | 10 | #N/A | #N/A | #N/A | #N/A | #N/A | #N/A | #N/A | #N/A | #N/A | #N/A | #N/A
PG&E North of Greater Bay Study Area | Eagle Rock (PGE) | 115 | Eagle Rock (PGE) |  | 104 | 27 | 131 | 15 | 4 | 5 | 2 | 1 | 3 | 5 | 1 | 4 | 0 | 0 | 0 | 10 | 1 | 1 | 1 | 2 | 5 | 2 | 2 | 3 | 4 | 1 | 1
SCE Metro Study Area | Eagle Rock (SCE) | 230 | #N/A |  | 0 | 0 | 0 | [9 empty] | 0 | 0 | 0 | 10 | #N/A | #N/A | #N/A | #N/A | #N/A | #N/A | #N/A | #N/A | #N/A | #N/A | #N/A
PG&E North of Greater Bay Study Area | East Nicolaus | 115 | #N/A |  | 0 | 0 | 0 | [9 empty] | 0 | 0 | 0 | 10 | #N/A | #N/A | #N/A | #N/A | #N/A | #N/A | #N/A | #N/A | #N/A | #N/A | #N/A
PG&E Greater Bay Study Area | East Shore | 230 | East Shore |  | 0 | 0 | 0 | [9 empty] | 0 | 0 | 0 | 10 | 1 | 4 | 1 | 2 | 5 | 1 | 1 | 2 | 3 | 1 | 1
PG&E Greater Bay Study Area | East Shore | 115 | East Shore |  | 0 | 0 | 0 | [9 empty] | 0 | 0 | 0 | 10 | 1 | 4 | 1 | 2 | 5 | 1 | 1 | 2 | 3 | 1 | 1
SDG&E Study Area | ECO | 500 | Exclude from calcuations | Baja | 1200 | 600 | 1800 |  | N/A | N/A | N/A | N/A | N/A | N/A | N/A | N/A | 0 | 0 | 0 | 10 | #N/A | #N/A | #N/A | #N/A | #N/A | #N/A | #N/A | #N/A | #N/A | #N/A | #N/A
SDG&E Study Area | ECO | 230 | Exclude from calcuations | Baja | 305 | 400 | 705 |  | N/A | N/A | N/A | N/A | N/A | N/A | N/A | N/A | 0 | 0 | 0 | 10 | #N/A | #N/A | #N/A | #N/A | #N/A | #N/A | #N/A | #N/A | #N/A | #N/A | #N/A
SDG&E Study Area | ECO | 138 | ECO |  | 60 | 0 | 60 | 15 | 5 | 3 | 2 | 2 | 3 | 4 | 3 | 4 | 0 | 182 | 182 | 10 | 2 | 2 | 1 | 2 | 3 | 1 | 1 | 1 | 2 | 1 | 1
PG&E Greater Bay Study Area | Edes | 115 | #N/A |  | 0 | 0 | 0 | [9 empty] | 0 | 0 | 0 | 10 | #N/A | #N/A | #N/A | #N/A | #N/A | #N/A | #N/A | #N/A | #N/A | #N/A | #N/A
PG&E Greater Bay Study Area | Eight Mile | 230 | Eight Mile |  | 0 | 0 | 0 | [9 empty] | 0 | 0 | 0 | 10 | 1 | 2 | 2 | 1 | 1 | 1 | 1 | 1 | 1 | 1 | 1
SDG&E Study Area | El Cajon | 69 | #N/A |  | 0 | 0 | 0 | [9 empty] | 0 | 0 | 0 | 10 | #N/A | #N/A | #N/A | #N/A | #N/A | #N/A | #N/A | #N/A | #N/A | #N/A | #N/A
SCE Eastern Study Area | El Casco | 230 | El Casco |  | 200 | 0 | 200 | 20 | 5 | 5 | 2 | 2 | 2 | 3 | 2 | 3 | 0 | 0 | 0 | 10 | 1 | 2 | 1 | 2 | 5 | 1 | 1 | 2 | 3 | 1 | 1
PG&E Fresno Study Area | El Nido (PGE) | 115 | #N/A |  | 0 | 0 | 0 | [9 empty] | 0 | 0 | 0 | 10 | #N/A | #N/A | #N/A | #N/A | #N/A | #N/A | #N/A | #N/A | #N/A | #N/A | #N/A
SCE Metro Study Area | El Nido (SCE) | 230 | #N/A |  | 0 | 0 | 0 | [9 empty] | 0 | 0 | 0 | 10 | #N/A | #N/A | #N/A | #N/A | #N/A | #N/A | #N/A | #N/A | #N/A | #N/A | #N/A
PG&E Greater Bay Study Area | El Patio | 115 | #N/A |  | 0 | 0 | 0 | [9 empty] | 0 | 0 | 0 | 10 | #N/A | #N/A | #N/A | #N/A | #N/A | #N/A | #N/A | #N/A | #N/A | #N/A | #N/A
SCE Metro Study Area | El Segundo | 230 | El Segundo |  | 0 | 0 | 0 | [9 empty] | 0 | 0 | 0 | 10 | 1 | 1 | 1 | 2 | 1 | 1 | 1 | 2 | 2 | 1 | 1
East of Pisgah Study Area | Eldorado | 500 | Eldorado | OOS | 0 | 0 | 0 | [9 empty] | 0 | 0 | 0 | 10 | 3 | N/A | N/A | N/A | N/A | N/A | N/A | N/A | N/A | N/A | N/A
East of Pisgah Study Area | Eldorado | 230 | Eldorado | OOS | 0 | 0 | 0 | [9 empty] | 0 | 300 | 300 | 10 | 3 | N/A | N/A | N/A | N/A | N/A | N/A | N/A | N/A | N/A | N/A
PG&E Kern Study Area | Elk Hills | 230 | Elk Hills |  | 0 | 0 | 0 | [9 empty] | 0 | 0 | 0 | 10 | 1 | 1 | 1 | 1 | 1 | 1 | 2 | 4 | 4 | 1 | 1
SDG&E Study Area | Elliot | 69 | #N/A |  | 0 | 0 | 0 | [9 empty] | 0 | 0 | 0 | 10 | #N/A | #N/A | #N/A | #N/A | #N/A | #N/A | #N/A | #N/A | #N/A | #N/A | #N/A
SCE Metro Study Area | Ellis | 230 | Ellis |  | 0 | 0 | 0 | [9 empty] | 0 | 0 | 0 | 10 | 1 | 4 | 1 | 2 | 2 | 1 | 1 | 4 | 5 | 1 | 1
SDG&E Study Area | Encina | 230 | Encina |  | 0 | 0 | 0 | [9 empty] | 0 | 0 | 0 | 10 | 1 | 1 | 1 | 2 | 2 | 1 | 2 | 2 | 3 | 1 | 1
SDG&E Study Area | Escondido | 230 | Escondido |  | 0 | 0 | 0 | [9 empty] | 0 | 0 | 0 | 10 | 1 | 4 | 1 | 2 | 5 | 1 | 1 | 1 | 2 | 1 | 1
SCE Eastern Study Area | Etiwanda | 230 | Etiwanda |  | 0 | 0 | 0 | [9 empty] | 0 | 0 | 0 | 10 | 1 | 4 | 1 | 2 | 4 | 1 | 1 | 1 | 1 | 1 | 1
PG&E Greater Bay Study Area | Evergreen | 115 | #N/A |  | 0 | 0 | 0 | [9 empty] | 0 | 0 | 0 | 10 | #N/A | #N/A | #N/A | #N/A | #N/A | #N/A | #N/A | #N/A | #N/A | #N/A | #N/A
PG&E Fresno Study Area | Excelsior | 115 | #N/A |  | 0 | 0 | 0 | [9 empty] | 0 | 0 | 0 | 10 | #N/A | #N/A | #N/A | #N/A | #N/A | #N/A | #N/A | #N/A | #N/A | #N/A | #N/A
PG&E Kern Study Area | Fairway | 115 | #N/A |  | 0 | 0 | 0 | [9 empty] | 0 | 0 | 0 | 10 | #N/A | #N/A | #N/A | #N/A | #N/A | #N/A | #N/A | #N/A | #N/A | #N/A | #N/A
PG&E Kern Study Area | Famoso | 115 | #N/A |  | 0 | 0 | 0 | [9 empty] | 0 | 0 | 0 | 10 | #N/A | #N/A | #N/A | #N/A | #N/A | #N/A | #N/A | #N/A | #N/A | #N/A | #N/A
PG&E Greater Bay Study Area | Fibreboard (SPI Sonora) | 115 | #N/A |  | 0 | 0 | 0 | [9 empty] | 0 | 0 | 0 | 10 | #N/A | #N/A | #N/A | #N/A | #N/A | #N/A | #N/A | #N/A | #N/A | #N/A | #N/A
PG&E Fresno Study Area | Figarden | 230 | #N/A |  | 0 | 0 | 0 | [9 empty] | 0 | 0 | 0 | 10 | #N/A | #N/A | #N/A | #N/A | #N/A | #N/A | #N/A | #N/A | #N/A | #N/A | #N/A
PG&E Fresno Study Area | Fink (Proposed) | 230 | Westley |  | 0 | 0 | 0 | [9 empty] | 220 | 0 | 220 | 10 | 4 | 2 | 2 | 1 | 1 | 2 | 1 | 1 | 3 | 1 | 1
PG&E Greater Bay Study Area | FMC | 115 | #N/A |  | 0 | 0 | 0 | [9 empty] | 0 | 0 | 0 | 10 | #N/A | #N/A | #N/A | #N/A | #N/A | #N/A | #N/A | #N/A | #N/A | #N/A | #N/A
PG&E Greater Bay Study Area | Frogtown | 115 | #N/A |  | 0 | 0 | 0 | [9 empty] | 0 | 0 | 0 | 10 | #N/A | #N/A | #N/A | #N/A | #N/A | #N/A | #N/A | #N/A | #N/A | #N/A | #N/A
PG&E North of Greater Bay Study Area | Fulton | 230 | Fulton |  | 0 | 0 | 0 | [9 empty] | 0 | 0 | 0 | 10 | 1 | 3 | 1 | 2 | 5 | 1 | 2 | 3 | 4 | 1 | 1
PG&E North of Greater Bay Study Area | Fulton | 115 | Fulton |  | 0 | 0 | 0 | [9 empty] | 0 | 0 | 0 | 10 | 1 | 3 | 1 | 2 | 5 | 1 | 2 | 3 | 4 | 1 | 1
East of Pisgah Study Area | Carpenter Canyon (fka Gamebird) | 230 | Gamebird | OOS | 0 | 0 | 0 | [9 empty] | 210 | 0 | 210 | 5 | 1 | N/A | N/A | N/A | N/A | N/A | N/A | N/A | N/A | N/A | N/A
East of Pisgah Study Area | Carpenter Canyon (fka Gamebird) | 138 | Gamebird | OOS | 0 | 0 | 0 | [9 empty] | 0 | 0 | 0 | 10 | 1 | N/A | N/A | N/A | N/A | N/A | N/A | N/A | N/A | N/A | N/A
PG&E Kern Study Area | Ganso | 115 | #N/A |  | 0 | 0 | 0 | [9 empty] | 0 | 0 | 0 | 10 | #N/A | #N/A | #N/A | #N/A | #N/A | #N/A | #N/A | #N/A | #N/A | #N/A | #N/A
PG&E Fresno Study Area | Gates | 500 | Gates |  | 0 | 0 | 0 | [9 empty] | 0 | 0 | 0 | 10 | 3 | 2 | 3 | 1 | 1 | 1 | 1 | 1 | 1 | 1 | 1
PG&E Fresno Study Area | Gates | 230 | Gates |  | 0 | 0 | 0 | [9 empty] | 996.5 | 393.5 | 1390 | 10 | 3 | 2 | 3 | 1 | 1 | 1 | 1 | 1 | 1 | 1 | 1
PG&E Fresno Study Area | New Sub - Gates - Midway (Proposed) | 230 | Avenal |  | 0 | 0 | 0 | [9 empty] | 0 | 500 | 500 | 10 | 2 | 1 | 2 | 2 | 1 | 2 | 1 | 1 | 2 | 1 | 1
PG&E Kern Study Area | New Sub - Gates - Templeton (Proposed) | 230 | #N/A |  | 0 | 0 | 0 | [9 empty] | 0 | 0 | 0 | 10 | #N/A | #N/A | #N/A | #N/A | #N/A | #N/A | #N/A | #N/A | #N/A | #N/A | #N/A
PG&E North of Greater Bay Study Area | Geysers 12 | 230 | Geysers 12 |  | 0 | 0 | 0 | [9 empty] | 0 | 0 | 0 | 10 | 1 | 1 | 1 | 2 | 5 | 2 | 2 | 3 | 5 | 1 | 1
PG&E North of Greater Bay Study Area | Geysers 17 | 230 | #N/A |  | 0 | 0 | 0 | [9 empty] | 0 | 0 | 0 | 10 | #N/A | #N/A | #N/A | #N/A | #N/A | #N/A | #N/A | #N/A | #N/A | #N/A | #N/A
PG&E North of Greater Bay Study Area | Geysers 5&6 | 115 | #N/A |  | 0 | 0 | 0 | [9 empty] | 0 | 0 | 0 | 10 | #N/A | #N/A | #N/A | #N/A | #N/A | #N/A | #N/A | #N/A | #N/A | #N/A | #N/A
PG&E North of Greater Bay Study Area | Geysers 9&10 Sonoma | 230 | #N/A |  | 0 | 0 | 0 | [9 empty] | 0 | 0 | 0 | 10 | #N/A | #N/A | #N/A | #N/A | #N/A | #N/A | #N/A | #N/A | #N/A | #N/A | #N/A
PG&E Fresno Study Area | Giffen | 70 | #N/A |  | 0 | 0 | 0 | [9 empty] | 0 | 0 | 0 | 10 | #N/A | #N/A | #N/A | #N/A | #N/A | #N/A | #N/A | #N/A | #N/A | #N/A | #N/A
PG&E North of Greater Bay Study Area | Glenn | 230 | Glenn |  | 365 | 68 | 433 | 10 | 2 | 1 | 2 | 1 | 1 | 2 | 1 | 2 | 0 | 0 | 0 | 10 | 1 | 1 | 2 | 2 | 1 | 2 | 1 | 1 | 2 | 1 | 1
PG&E North of Greater Bay Study Area | Gold Hill | 230 | Gold Hill |  | 0 | 0 | 0 | [9 empty] | 0 | 0 | 0 | 10 | 1 | 4 | 1 | 2 | 4 | 1 | 1 | 1 | 2 | 2 | 1
SCE Northern Area | Goleta | 230 | Goleta |  | 0 | 0 | 0 | [9 empty] | 0 | 0 | 0 | 10 | 1 | 1 | 1 | 2 | 5 | 1 | 1 | 1 | 1 | 2 | 1
SCE Metro Study Area | Goodrich | 230 | Goodrich |  | 0 | 0 | 0 | [9 empty] | 0 | 0 | 0 | 10 | 1 | 1 | 1 | 2 | 5 | 1 | 2 | 1 | 2 | 2 | 1
PG&E Kern Study Area | Goose Lake | 115 | Goose Lake |  | 0 | 0 | 0 | [9 empty] | 0 | 0 | 0 | 10 | 1 | 1 | 2 | 1 | 1 | 1 | 1 | 1 | 2 | 1 | 1
SCE Metro Study Area | Gould | 230 | Gould |  | 0 | 0 | 0 | [9 empty] | 0 | 0 | 0 | 10 | 1 | 1 | 1 | 2 | 5 | 1 | 1 | 1 | 1 | 2 | 1
PG&E Greater Bay Study Area | Grant | 115 | #N/A |  | 0 | 0 | 0 | [9 empty] | 0 | 0 | 0 | 10 | #N/A | #N/A | #N/A | #N/A | #N/A | #N/A | #N/A | #N/A | #N/A | #N/A | #N/A
PG&E Greater Bay Study Area | Green Valley | 115 | #N/A |  | 0 | 0 | 0 | [9 empty] | 0 | 0 | 0 | 10 | #N/A | #N/A | #N/A | #N/A | #N/A | #N/A | #N/A | #N/A | #N/A | #N/A | #N/A
PG&E North of Greater Bay Study Area | Greenleaf 1 | 115 | #N/A |  | 0 | 0 | 0 | [9 empty] | 0 | 0 | 0 | 10 | #N/A | #N/A | #N/A | #N/A | #N/A | #N/A | #N/A | #N/A | #N/A | #N/A | #N/A
PG&E Fresno Study Area | Gregg | 230 | Gregg |  | 0 | 0 | 0 | [9 empty] | 0 | 0 | 0 | 10 | 1 | 2 | 2 | 1 | 1 | 1 | 1 | 1 | 1 | 1 | 1
PG&E Kern Study Area | Grimmway-Malaga | 115 | Grimway |  | 0 | 0 | 0 | [9 empty] | 0 | 0 | 0 | 10 | 1 | 1 | 2 | 1 | 2 | 1 | 1 | 1 | 1 | 1 | 1
PG&E Fresno Study Area | GWF Hanford | 115 | GWF Hanford |  | 0 | 0 | 0 | [9 empty] | 0 | 0 | 0 | 10 | 1 | 1 | 1 | 2 | 1 | 1 | 1 | 1 | 1 | 1 | 1
SCE Metro Study Area | HarborGen | 230 | Harborgen |  | 0 | 0 | 0 | [9 empty] | 0 | 0 | 0 | 10 | 1 | 3 | 1 | 2 | 1 | 1 | 1 | 2 | 2 | 1 | 1
East of Pisgah Study Area | Harry Allen | 500 | #N/A | OOS | 0 | 0 | 0 | [9 empty] | 0 | 0 | 0 | 10 | #N/A | N/A | N/A | N/A | N/A | N/A | N/A | N/A | N/A | N/A | N/A
SDG&E Study Area | Hassayampa | 500 | Hassayampa | OOS | 0 | 0 | 0 | [9 empty] | 302.5 | 0 | 302.5 | 5 | 1 | N/A | N/A | N/A | N/A | N/A | N/A | N/A | N/A | N/A | N/A
PG&E Fresno Study Area | Helm | 230 | Helm |  | 0 | 0 | 0 | [9 empty] | 0 | 95 | 95 | 5 | 1 | 2 | 1 | 1 | 1 | 2 | 1 | 1 | 3 | 1 | 1
PG&E Fresno Study Area | Henrietta | 230 | Henrietta |  | 0 | 0 | 0 | [9 empty] | 0 | 75 | 75 | 5 | 3 | 3 | 2 | 1 | 1 | 1 | 1 | 1 | 1 | 1 | 1
PG&E Fresno Study Area | Herndon | 230 | #N/A |  | 0 | 0 | 0 | [9 empty] | 0 | 0 | 0 | 10 | #N/A | #N/A | #N/A | #N/A | #N/A | #N/A | #N/A | #N/A | #N/A | #N/A | #N/A
PG&E Greater Bay Study Area | Hicks | 230 | Hicks |  | 0 | 0 | 0 | [9 empty] | 0 | 0 | 0 | 10 | 1 | 3 | 1 | 2 | 5 | 3 | 1 | 2 | 4 | 1 | 1
PG&E North of Greater Bay Study Area | Higgins | 115 | Higgins |  | 0 | 0 | 0 | [9 empty] | 0 | 0 | 0 | 10 | 1 | 4 | 1 | 2 | 5 | 3 | 1 | 1 | 3 | 1 | 1
SCE Metro Study Area | Hinson | 230 | Hinson |  | 0 | 0 | 0 | [9 empty] | 0 | 0 | 0 | 10 | 1 | 4 | 1 | 2 | 1 | 1 | 1 | 2 | 2 | 1 | 1
PG&E Greater Bay Study Area | Hollister | 115 | #N/A |  | 0 | 0 | 0 | [9 empty] | 0 | 0 | 0 | 10 | #N/A | #N/A | #N/A | #N/A | #N/A | #N/A | #N/A | #N/A | #N/A | #N/A | #N/A
PG&E North of Greater Bay Study Area | Homestake | 115 | #N/A |  | 0 | 0 | 0 | [9 empty] | 0 | 0 | 0 | 10 | #N/A | #N/A | #N/A | #N/A | #N/A | #N/A | #N/A | #N/A | #N/A | #N/A | #N/A
PG&E North of Greater Bay Study Area | Honcut | 115 | Honcut |  | 0 | 0 | 0 | [9 empty] | 0 | 0 | 0 | 10 | 1 | 2 | 1 | 2 | 1 | 3 | 1 | 1 | 3 | 1 | 1
SDG&E Study Area | Hoodoo Wash | 500 | Hoodoo Wash | OOS | 0 | 0 | 0 | [9 empty] | 250 | 700 | 950 | 10 | 1 | N/A | N/A | N/A | N/A | N/A | N/A | N/A | N/A | N/A | N/A
PG&E North of Greater Bay Study Area | Hopland | 115 | Hopland |  | 0 | 0 | 0 | [9 empty] | 0 | 0 | 0 | 10 | 1 | 1 | 1 | 2 | 5 | 3 | 1 | 1 | 3 | 2 | 1
PG&E North of Greater Bay Study Area | Humboldt | 115 | Humboldt |  | 0 | 0 | 0 | [9 empty] | 0 | 0 | 0 | 10 | 1 | 2 | 1 | 2 | 3 | 1 | 1 | 2 | 2 | 2 | 1
PG&E North of Greater Bay Study Area | Humboldt (Proposed) | 500 | #N/A |  | 0 | 0 | 0 | [9 empty] | 0 | 0 | 0 | 10 | #N/A | #N/A | #N/A | #N/A | #N/A | #N/A | #N/A | #N/A | #N/A | #N/A | #N/A
SCE Metro Study Area | Huntington Beach | 230 | Huntington Beach |  | 0 | 0 | 0 | [9 empty] | 0 | 0 | 0 | 10 | 1 | 4 | 1 | 2 | 1 | 1 | 1 | 5 | 5 | 1 | 1
PG&E North of Greater Bay Study Area | Ignacio | 230 | Ignacio |  | 0 | 0 | 0 | [9 empty] | 0 | 0 | 0 | 10 | 1 | 2 | 1 | 2 | 4 | 2 | 1 | 1 | 3 | 1 | 1
PG&E North of Greater Bay Study Area | Ignacio | 115 | Ignacio |  | 0 | 0 | 0 | [9 empty] | 0 | 0 | 0 | 10 | 1 | 2 | 1 | 2 | 4 | 2 | 1 | 1 | 3 | 1 | 1
SDG&E Study Area | Imperial Valley | 500 | Imperial Valley |  | 0 | 0 | 0 | [9 empty] | 0 | 0 | 0 | 10 | 1 | 2 | 2 | 2 | 1 | 1 | 1 | 1 | 1 | 1 | 1
SDG&E Study Area | Imperial Valley | 230 | Imperial Valley |  | 0 | 0 | 0 | [9 empty] | 120 | 0 | 120 | 5 | 2 | 3 | 2 | 2 | 1 | 1 | 1 | 1 | 1 | 1 | 1
East of Pisgah Study Area | Innovation | 230 | Innovation | OOS | 100 | 100 | 200 | 10 | 1 | N/A | N/A | N/A | N/A | N/A | N/A | N/A | 300 | 0 | 300 | 5 | 1 | N/A | N/A | N/A | N/A | N/A | N/A | N/A | N/A | N/A | N/A
East of Pisgah Study Area | Innovation | 138 | Innovation | OOS | 0 | 0 | 0 | [9 empty] | 0 | 0 | 0 | 10 | 1 | N/A | N/A | N/A | N/A | N/A | N/A | N/A | N/A | N/A | N/A
SCE North of Lugo Study Area | Inyokern | 115 | Inyokern |  | 0 | 0 | 0 | [9 empty] | 0 | 0 | 0 | 10 | 1 | 2 | 1 | 1 | 1 | 2 | 1 | 1 | 2 | 1 | 1
East of Pisgah Study Area | IS Tap | 138 | #N/A | OOS | 0 | 0 | 0 | [9 empty] | 0 | 0 | 0 | 10 | #N/A | N/A | N/A | N/A | N/A | N/A | N/A | N/A | N/A | N/A | N/A
East of Pisgah Study Area | Ivanpah | 230 | Ivanpah |  | 0 | 0 | 0 | [9 empty] | 0 | 0 | 0 | 10 | 1 | 1 | 1 | 2 | 1 | 3 | 3 | 1 | 5 | 1 | 1
East of Pisgah Study Area | Jackass (DOE) | 138 | JACKASS FLATS | OOS | 0 | 0 | 0 | [9 empty] | 0 | 0 | 0 | 10 | 1 | N/A | N/A | N/A | N/A | N/A | N/A | N/A | N/A | N/A | N/A
PG&E Fresno Study Area | Jackson Swt | 115 | #N/A |  | 0 | 0 | 0 | [9 empty] | 0 | 0 | 0 | 10 | #N/A | #N/A | #N/A | #N/A | #N/A | #N/A | #N/A | #N/A | #N/A | #N/A | #N/A
PG&E North of Greater Bay Study Area | Jessup | 115 | Jessup |  | 0 | 0 | 0 | [9 empty] | 0 | 0 | 0 | 10 | 1 | 4 | 1 | 2 | 3 | 2 | 1 | 1 | 2 | 1 | 1
SCE Metro Study Area | Johanna | 230 | Johanna |  | 0 | 0 | 0 | [9 empty] | 0 | 0 | 0 | 10 | 1 | 4 | 1 | 2 | 2 | 1 | 1 | 3 | 3 | 1 | 1
SCE Eastern Study Area | Julian Hinds | 230 | #N/A |  | 0 | 0 | 0 | [9 empty] | 0 | 0 | 0 | 10 | #N/A | #N/A | #N/A | #N/A | #N/A | #N/A | #N/A | #N/A | #N/A | #N/A | #N/A
PG&E Greater Bay Study Area | Kasson | 115 | #N/A |  | 0 | 0 | 0 | [9 empty] | 0 | 0 | 0 | 10 | #N/A | #N/A | #N/A | #N/A | #N/A | #N/A | #N/A | #N/A | #N/A | #N/A | #N/A
PG&E Fresno Study Area | Kearney | 230 | Kearney |  | 0 | 0 | 0 | [9 empty] | 0 | 0 | 0 | 10 | 1 | 2 | 2 | 1 | 1 | 1 | 1 | 1 | 1 | 1 | 1
PG&E Greater Bay Study Area | Kelso | 230 | Kelso |  | 150 | 45 | 195 | 15 | 4 | 2 | 1 | 1 | 1 | 2 | 1 | 1 | 0 | 0 | 0 | 10 | 1 | 1 | 1 | 2 | 2 | 2 | 1 | 1 | 2 | 1 | 1
PG&E Kern Study Area | Kern Oil | 115 | Kern Oil |  | 0 | 0 | 0 | [9 empty] | 0 | 0 | 0 | 10 | 1 | 2 | 1 | 1 | 1 | 2 | 1 | 1 | 2 | 1 | 1
PG&E Kern Study Area | Kern PP | 230 | #N/A |  | 0 | 0 | 0 | [9 empty] | 0 | 0 | 0 | 10 | #N/A | #N/A | #N/A | #N/A | #N/A | #N/A | #N/A | #N/A | #N/A | #N/A | #N/A
PG&E Kern Study Area | Kern PP | 115 | #N/A |  | 0 | 0 | 0 | [9 empty] | 0 | 0 | 0 | 10 | #N/A | #N/A | #N/A | #N/A | #N/A | #N/A | #N/A | #N/A | #N/A | #N/A | #N/A
PG&E Kern Study Area | Kernridge | 115 | Kernridge |  | 0 | 0 | 0 | [9 empty] | 0 | 0 | 0 | 10 | 1 | 1 | 1 | 1 | 1 | 2 | 1 | 1 | 2 | 1 | 1
PG&E Greater Bay Study Area | Kirker | 115 | #N/A |  | 0 | 0 | 0 | [9 empty] | 0 | 0 | 0 | 10 | #N/A | #N/A | #N/A | #N/A | #N/A | #N/A | #N/A | #N/A | #N/A | #N/A | #N/A
PG&E North of Greater Bay Study Area | Knights Landing | 115 | #N/A |  | 0 | 0 | 0 | [9 empty] | 0 | 0 | 0 | 10 | #N/A | #N/A | #N/A | #N/A | #N/A | #N/A | #N/A | #N/A | #N/A | #N/A | #N/A
SCE North of Lugo Study Area | Kramer | 230 | Kramer |  | 0 | 0 | 0 | [9 empty] | 760 | 483 | 1243 | 15 | 4 | 3 | 1 | 2 | 1 | 2 | 2 | 1 | 3 | 2 | 3
SCE North of Lugo Study Area | Kramer | 115 | Kramer |  | 0 | 0 | 0 | [9 empty] | 0 | 33 | 33 | 15 | 4 | 3 | 1 | 2 | 1 | 2 | 2 | 1 | 3 | 2 | 3
SCE North of Lugo Study Area | New Sub - Kramer - Lugo (Proposed) | 230 | #N/A |  | 0 | 0 | 0 | [9 empty] | 0 | 0 | 0 | 10 | #N/A | #N/A | #N/A | #N/A | #N/A | #N/A | #N/A | #N/A | #N/A | #N/A | #N/A
SCE Metro Study Area | La Cienega | 230 | La Cienega |  | 0 | 0 | 0 | [9 empty] | 0 | 0 | 0 | 10 | 1 | 1 | 1 | 2 | 3 | 1 | 1 | 1 | 1 | 1 | 1
SCE Metro Study Area | La Fresa | 230 | La Fresa |  | 0 | 0 | 0 | [9 empty] | 0 | 0 | 0 | 10 | 1 | 2 | 1 | 2 | 1 | 1 | 1 | 3 | 3 | 1 | 1
SCE Metro Study Area | Laguna Bell | 230 | Laguna Bell |  | 0 | 0 | 0 | [9 empty] | 0 | 0 | 0 | 10 | 1 | 1 | 1 | 2 | 1 | 1 | 1 | 1 | 1 | 1 | 1
PG&E Kern Study Area | Lakeview | 70 | Wheeler Ridge |  | 0 | 0 | 0 | [9 empty] | 0 | 70 | 70 | 10 | 2 | 2 | 2 | 1 | 1 | 1 | 1 | 1 | 1 | 1 | 1
PG&E North of Greater Bay Study Area | Lakeville | 230 | Lakeville |  | 0 | 0 | 0 | [9 empty] | 0 | 11.6 | 11.6 | 10 | 1 | 2 | 1 | 2 | 3 | 3 | 1 | 2 | 3 | 1 | 1
PG&E North of Greater Bay Study Area | Lakeville | 115 | Lakeville |  | 0 | 0 | 0 | [9 empty] | 0 | 0 | 0 | 10 | 1 | 2 | 1 | 2 | 3 | 3 | 1 | 2 | 3 | 1 | 1
PG&E North of Greater Bay Study Area | Lambie | 230 | #N/A |  | 0 | 0 | 0 | [9 empty] | 0 | 0 | 0 | 10 | #N/A | #N/A | #N/A | #N/A | #N/A | #N/A | #N/A | #N/A | #N/A | #N/A | #N/A
PG&E Greater Bay Study Area | Lammers | 115 | #N/A |  | 0 | 0 | 0 | [9 empty] | 0 | 0 | 0 | 10 | #N/A | #N/A | #N/A | #N/A | #N/A | #N/A | #N/A | #N/A | #N/A | #N/A | #N/A
PG&E Kern Study Area | Lamont | 115 | Lamont |  | 0 | 0 | 0 | [9 empty] | 0 | 112 | 112 | 5 | 2 | 3 | 3 | 1 | 1 | 1 | 1 | 1 | 1 | 1 | 1
PG&E Fresno Study Area | Las Aguilas | 230 | #N/A |  | 0 | 0 | 0 | [9 empty] | 0 | 0 | 0 | 10 | #N/A | #N/A | #N/A | #N/A | #N/A | #N/A | #N/A | #N/A | #N/A | #N/A | #N/A
East of Pisgah Study Area | Lathrop | 138 | Lathrop | OOS | 400 | 200 | 600 | 15 | 2 | N/A | N/A | N/A | N/A | N/A | N/A | N/A | 0 | 0 | 0 | 10 | 1 | N/A | N/A | N/A | N/A | N/A | N/A | N/A | N/A | N/A | N/A
PG&E Fresno Study Area | Le Grand | 115 | Le Grand |  | 0 | 0 | 0 | [9 empty] | 0 | 0 | 0 | 10 | 1 | 1 | 1 | 1 | 1 | 1 | 1 | 1 | 2 | 1 | 1
PG&E Kern Study Area | Lerdo | 115 | Lerdo |  | 0 | 0 | 0 | [9 empty] | 0 | 0 | 0 | 10 | 1 | 1 | 2 | 1 | 1 | 1 | 1 | 1 | 1 | 1 | 1
SCE Metro Study Area | Lewis | 230 | Lewis |  | 0 | 0 | 0 | [9 empty] | 0 | 0 | 0 | 10 | 1 | 2 | 1 | 2 | 5 | 1 | 1 | 1 | 1 | 1 | 1
SCE Metro Study Area | Lighthipe | 230 | Lighthipe |  | 0 | 0 | 0 | [9 empty] | 0 | 0 | 0 | 10 | 1 | 4 | 1 | 2 | 1 | 1 | 1 | 1 | 1 | 1 | 1
PG&E North of Greater Bay Study Area | Lincoln | 115 | #N/A |  | 0 | 0 | 0 | [9 empty] | 0 | 0 | 0 | 10 | #N/A | #N/A | #N/A | #N/A | #N/A | #N/A | #N/A | #N/A | #N/A | #N/A | #N/A
PG&E Kern Study Area | Live Oak | 115 | #N/A |  | 0 | 0 | 0 | [9 empty] | 0 | 0 | 0 | 10 | #N/A | #N/A | #N/A | #N/A | #N/A | #N/A | #N/A | #N/A | #N/A | #N/A | #N/A
PG&E Greater Bay Study Area | Llagas | 115 | #N/A |  | 0 | 0 | 0 | [9 empty] | 0 | 0 | 0 | 10 | #N/A | #N/A | #N/A | #N/A | #N/A | #N/A | #N/A | #N/A | #N/A | #N/A | #N/A
PG&E Greater Bay Study Area | Lockeford | 230 | Lockeford |  | 0 | 0 | 0 | [9 empty] | 0 | 0 | 0 | 10 | 1 | 3 | 1 | 1 | 1 | 1 | 1 | 1 | 1 | 1 | 1
PG&E North of Greater Bay Study Area | Logan Creek | 230 | #N/A |  | 0 | 0 | 0 | [9 empty] | 0 | 0 | 0 | 10 | #N/A | #N/A | #N/A | #N/A | #N/A | #N/A | #N/A | #N/A | #N/A | #N/A | #N/A
PG&E Greater Bay Study Area | Lonetree | 230 | Lone Tree |  | 0 | 0 | 0 | [9 empty] | 0 | 0 | 0 | 10 | 1 | 1 | 1 | 2 | 2 | 1 | 2 | 2 | 2 | 1 | 1
PG&E Fresno Study Area | Los Banos | 500 | Los Banos |  | 0 | 0 | 0 | [9 empty] | 0 | 0 | 0 | 10 | 2 | 1 | 2 | 1 | 1 | 2 | 1 | 1 | 2 | 1 | 1
PG&E Fresno Study Area | Los Banos | 230 | Los Banos |  | 136.4 | 5 | 141.4 | 15 | 4 | 1 | 3 | 1 | 1 | 3 | 1 | 2 | 250 | 250 | 500 | 10 | 2 | 1 | 2 | 1 | 1 | 2 | 1 | 1 | 2 | 1 | 1
PG&E Fresno Study Area | New Sub - Los Banos - Midway (Proposed) | 500 | #N/A |  | 0 | 0 | 0 | [9 empty] | 0 | 0 | 0 | 10 | #N/A | #N/A | #N/A | #N/A | #N/A | #N/A | #N/A | #N/A | #N/A | #N/A | #N/A
PG&E Greater Bay Study Area | Los Esteros | 230 | Los Esteros |  | 0 | 0 | 0 | [9 empty] | 0 | 0 | 0 | 10 | 1 | 1 | 1 | 2 | 5 | 1 | 1 | 1 | 2 | 2 | 1
PG&E Greater Bay Study Area | Los Esteros | 115 | Los Esteros |  | 0 | 0 | 0 | [9 empty] | 0 | 0 | 0 | 10 | 1 | 1 | 1 | 2 | 5 | 1 | 1 | 1 | 2 | 2 | 1
PG&E Greater Bay Study Area | Los Positas | 230 | #N/A |  | 0 | 0 | 0 | [9 empty] | 0 | 0 | 0 | 10 | #N/A | #N/A | #N/A | #N/A | #N/A | #N/A | #N/A | #N/A | #N/A | #N/A | #N/A
SDG&E Study Area | Loveland | 69 | #N/A |  | 0 | 0 | 0 | [9 empty] | 0 | 0 | 0 | 10 | #N/A | #N/A | #N/A | #N/A | #N/A | #N/A | #N/A | #N/A | #N/A | #N/A | #N/A
SCE Metro Study Area | Lugo | 500 | Lugo |  | 0 | 0 | 0 | [9 empty] | 0 | 0 | 0 | 10 | 1 | 3 | 1 | 2 | 5 | 1 | 3 | 2 | 3 | 1 | 1
SCE North of Lugo Study Area | Lugo | 230 | Lugo |  | 0 | 0 | 0 | [9 empty] | 0 | 0 | 0 | 10 | 1 | 3 | 1 | 2 | 5 | 1 | 3 | 2 | 3 | 1 | 1
SCE North of Lugo Study Area | New Sub - Lugo - Pisgah (Proposed) | 230 | Calcite |  | 100 | 50 | 150 | 10 | 4 | 1 | 1 | 1 | 1 | 2 | 1 | 1 | 0 | 0 | 0 | 10 | 1 | 5 | 1 | 2 | 1 | 1 | 1 | 1 | 2 | 1 | 1
PG&E North of Greater Bay Study Area | Madison | 115 | Putah Creek |  | 0 | 0 | 0 | [9 empty] | 0 | 13 | 13 | 5 | 1 | 1 | 1 | 2 | 2 | 2 | 1 | 1 | 2 | 1 | 1
SCE Northern Area | Magunden | 230 | Magunden |  | 0 | 0 | 0 | [9 empty] | 0 | 0 | 0 | 10 | 1 | 1 | 1 | 1 | 1 | 1 | 1 | 1 | 2 | 1 | 1
PG&E Kern Study Area | Magunden | 115 | Magunden |  | 0 | 0 | 0 | [9 empty] | 0 | 0 | 0 | 10 | 1 | 1 | 1 | 1 | 1 | 1 | 1 | 1 | 2 | 1 | 1
PG&E North of Greater Bay Study Area | Malin | 500 | Hilltop |  | 900 | 0 | 900 | 20 | 4 | 2 | 2 | 1 | 1 | 2 | 3 | 2 | 0 | 0 | 0 | 10 | #N/A | #N/A | #N/A | #N/A | #N/A | #N/A | #N/A | #N/A | #N/A | #N/A | #N/A
SCE Northern Area | Mandalay | 230 | Mandalay |  | 0 | 0 | 0 | [9 empty] | 0 | 0 | 0 | 10 | 1 | 1 | 1 | 2 | 5 | 1 | 1 | 1 | 1 | 1 | 1
PG&E Fresno Study Area | Manning | 500 | #N/A |  | 0 | 0 | 0 | [9 empty] | 0 | 0 | 0 | 10 | #N/A | #N/A | #N/A | #N/A | #N/A | #N/A | #N/A | #N/A | #N/A | #N/A | #N/A
PG&E Fresno Study Area | Manning | 230 | #N/A |  | 0 | 0 | 0 | [9 empty] | 0 | 0 | 0 | 10 | #N/A | #N/A | #N/A | #N/A | #N/A | #N/A | #N/A | #N/A | #N/A | #N/A | #N/A
PG&E Greater Bay Study Area | Manteca | 115 | #N/A |  | 0 | 0 | 0 | [9 empty] | 0 | 0 | 0 | 10 | #N/A | #N/A | #N/A | #N/A | #N/A | #N/A | #N/A | #N/A | #N/A | #N/A | #N/A
SDG&E Study Area | Margarita | 138 | Margarita |  | 0 | 0 | 0 | [9 empty] | 0 | 0 | 0 | 10 | 1 | 4 | 1 | 2 | 5 | 1 | 2 | 2 | 3 | 2 | 1
PG&E Greater Bay Study Area | Mariposa | 230 | #N/A |  | 0 | 0 | 0 | [9 empty] | 0 | 0 | 0 | 10 | #N/A | #N/A | #N/A | #N/A | #N/A | #N/A | #N/A | #N/A | #N/A | #N/A | #N/A
PG&E Greater Bay Study Area | Martin | 115 | Martin |  | 0 | 0 | 0 | [9 empty] | 0 | 0 | 0 | 10 | 1 | 4 | 1 | 2 | 4 | 1 | 1 | 2 | 2 | 1 | 1
PG&E Greater Bay Study Area | Martin | 230 | Martin |  | 0 | 0 | 0 | [9 empty] | 0 | 0 | 0 | 10 | 1 | 4 | 1 | 2 | 4 | 1 | 1 | 2 | 2 | 1 | 1
PG&E Greater Bay Study Area | Martinez | 115 | Martinez |  | 0 | 0 | 0 | [9 empty] | 0 | 0 | 0 | 10 | 1 | 4 | 1 | 2 | 2 | 1 | 1 | 2 | 3 | 1 | 1
PG&E Fresno Study Area | Mc Mullin | 230 | Mc Mullin |  | 0 | 0 | 0 | [9 empty] | 0 | 0 | 0 | 10 | 1 | 1 | 1 | 1 | 1 | 1 | 1 | 1 | 1 | 1 | 1
PG&E Fresno Study Area | McCall | 230 | McCall |  | 0 | 0 | 0 | [9 empty] | 0 | 0 | 0 | 10 | 1 | 3 | 2 | 1 | 1 | 1 | 1 | 1 | 1 | 1 | 1
East of Pisgah Study Area | McCullough (LDWP) | 500 | #N/A | OOS | 0 | 0 | 0 | [9 empty] | 0 | 0 | 0 | 10 | #N/A | N/A | N/A | N/A | N/A | N/A | N/A | N/A | N/A | N/A | N/A
East of Pisgah Study Area | Mead | 230 | Mead | OOS | 350 | 0 | 350 |  | N/A | N/A | N/A | N/A | N/A | N/A | N/A | N/A | 0 | 0 | 0 | 10 | 1 | N/A | N/A | N/A | N/A | N/A | N/A | N/A | N/A | N/A | N/A
PG&E Greater Bay Study Area | Melones | 115 | #N/A |  | 0 | 0 | 0 | [9 empty] | 0 | 0 | 0 | 10 | #N/A | #N/A | #N/A | #N/A | #N/A | #N/A | #N/A | #N/A | #N/A | #N/A | #N/A
PG&E North of Greater Bay Study Area | Mendocino | 115 | Mendocino |  | 0 | 0 | 0 | [9 empty] | 0 | 0 | 0 | 10 | 1 | 1 | 1 | 2 | 5 | 1 | 1 | 1 | 2 | 2 | 1
PG&E Fresno Study Area | Mendota | 115 | Mendota |  | 0 | 0 | 0 | [9 empty] | 0 | 0 | 0 | 10 | 1 | 1 | 1 | 1 | 1 | 1 | 1 | 1 | 1 | 1 | 1
PG&E Fresno Study Area | Merced | 115 | Merced |  | 0 | 0 | 0 | [9 empty] | 0 | 0 | 0 | 10 | 1 | 1 | 1 | 1 | 1 | 1 | 1 | 1 | 3 | 1 | 1
East of Pisgah Study Area | Mercry Switch | 138 | #N/A |  | 0 | 0 | 0 | [9 empty] | 0 | 0 | 0 | 10 | #N/A | #N/A | #N/A | #N/A | #N/A | #N/A | #N/A | #N/A | #N/A | #N/A | #N/A
PG&E Kern Study Area | Mesa | 230 | Mesa |  | 0 | 0 | 0 | [9 empty] | 0 | 0 | 0 | 10 | 1 | 1 | 1 | 2 | 4 | 1 | 1 | 1 | 1 | 1 | 1
PG&E Kern Study Area | Mesa | 115 | Mesa |  | 0 | 0 | 0 | [9 empty] | 0 | 0 | 0 | 10 | 1 | 1 | 1 | 2 | 4 | 1 | 1 | 1 | 1 | 1 | 1
SCE Metro Study Area | Mesa (SCE) | 500 | Mesa (SCE) |  | 0 | 0 | 0 | [9 empty] | 0 | 0 | 0 | 10 | 1 | 1 | 1 | 2 | 1 | 1 | 1 | 1 | 1 | 1 | 1
SCE Metro Study Area | Mesa (SCE) | 230 | Mesa (SCE) |  | 0 | 0 | 0 | [9 empty] | 0 | 0 | 0 | 10 | 1 | 1 | 1 | 2 | 1 | 1 | 1 | 1 | 1 | 1 | 1
PG&E Greater Bay Study Area | Metcalf | 500 | Metcalf |  | 0 | 0 | 0 | [9 empty] | 0 | 0 | 0 | 10 | 1 | 1 | 1 | 2 | 5 | 3 | 1 | 1 | 3 | 2 | 1
PG&E Greater Bay Study Area | Metcalf | 230 | Metcalf |  | 0 | 0 | 0 | [9 empty] | 0 | 0 | 0 | 10 | 1 | 1 | 1 | 2 | 5 | 3 | 1 | 1 | 3 | 2 | 1
PG&E Greater Bay Study Area | Metcalf | 115 | Metcalf |  | 0 | 0 | 0 | [9 empty] | 0 | 0 | 0 | 10 | 1 | 1 | 1 | 2 | 5 | 3 | 1 | 1 | 3 | 2 | 1
PG&E Kern Study Area | Midway | 500 | Midway |  | 0 | 0 | 0 | [9 empty] | 100 | 700 | 800 | 10 | 3 | 2 | 2 | 1 | 1 | 1 | 1 | 2 | 2 | 1 | 1
PG&E Kern Study Area | Midway | 230 | Midway |  | 0 | 0 | 0 | [9 empty] | 0 | 0 | 0 | 10 | 3 | 2 | 2 | 1 | 1 | 1 | 1 | 2 | 2 | 1 | 1
PG&E Kern Study Area | Midway | 115 | Midway |  | 0 | 0 | 0 | [9 empty] | 100 | 100 | 200 | 10 | 3 | 2 | 2 | 1 | 1 | 1 | 1 | 2 | 2 | 1 | 1
SDG&E Study Area | Miguel | 500 | Miguel |  | 0 | 0 | 0 | [9 empty] | 0 | 0 | 0 | 10 | 1 | 2 | 1 | 2 | 5 | 1 | 3 | 4 | 5 | 1 | 1
SDG&E Study Area | Miguel | 230 | Miguel |  | 0 | 0 | 0 | [9 empty] | 0 | 0 | 0 | 10 | 1 | 2 | 1 | 2 | 5 | 1 | 3 | 4 | 5 | 1 | 1
PG&E Greater Bay Study Area | Miller | 115 | #N/A |  | 0 | 0 | 0 | [9 empty] | 0 | 0 | 0 | 10 | #N/A | #N/A | #N/A | #N/A | #N/A | #N/A | #N/A | #N/A | #N/A | #N/A | #N/A
SCE Metro Study Area | Mira Loma | 500 | Mira Loma |  | 0 | 0 | 0 | [9 empty] | 0 | 0 | 0 | 10 | 1 | 4 | 1 | 2 | 3 | 1 | 1 | 1 | 1 | 1 | 1
SCE Metro Study Area | Mira Loma | 230 | Mira Loma |  | 0 | 0 | 0 | [9 empty] | 0 | 0 | 0 | 10 | 1 | 4 | 1 | 2 | 3 | 1 | 1 | 1 | 1 | 1 | 1
SCE Eastern Study Area | Mirage | 230 | Mirage |  | 0 | 0 | 0 | [9 empty] | 0 | 132 | 132 |  | N/A | N/A | N/A | N/A | N/A | N/A | N/A | N/A | N/A | N/A | N/A
SDG&E Study Area | Mission | 230 | Mission |  | 0 | 0 | 0 | [9 empty] | 0 | 0 | 0 | 10 | 1 | 4 | 1 | 2 | 1 | 1 | 1 | 2 | 3 | 1 | 1
PG&E Greater Bay Study Area | Mi-Wuk | 115 | #N/A |  | 0 | 0 | 0 | [9 empty] | 0 | 0 | 0 | 10 | #N/A | #N/A | #N/A | #N/A | #N/A | #N/A | #N/A | #N/A | #N/A | #N/A | #N/A
East of Pisgah Study Area | Mohave | 500 | Mohave | OOS | 700 | 0 | 700 | 20 | 2 | N/A | N/A | N/A | N/A | N/A | N/A | N/A | 0 | 700 | 700 | 10 | 2 | N/A | N/A | N/A | N/A | N/A | N/A | N/A | N/A | N/A | N/A
PG&E North of Greater Bay Study Area | Monroe | 115 | #N/A |  | 0 | 0 | 0 | [9 empty] | 0 | 0 | 0 | 10 | #N/A | #N/A | #N/A | #N/A | #N/A | #N/A | #N/A | #N/A | #N/A | #N/A | #N/A
PG&E Greater Bay Study Area | Monta Vista | 230 | #N/A |  | 0 | 0 | 0 | [9 empty] | 0 | 0 | 0 | 10 | #N/A | #N/A | #N/A | #N/A | #N/A | #N/A | #N/A | #N/A | #N/A | #N/A | #N/A
PG&E North of Greater Bay Study Area | Monticello | 115 | #N/A |  | 0 | 0 | 0 | [9 empty] | 0 | 0 | 0 | 10 | #N/A | #N/A | #N/A | #N/A | #N/A | #N/A | #N/A | #N/A | #N/A | #N/A | #N/A
SCE Northern Area | Moorpark | 230 | Moorpark |  | 0 | 0 | 0 | [9 empty] | 0 | 0 | 0 | 10 | 1 | 2 | 1 | 2 | 5 | 1 | 1 | 1 | 1 | 1 | 1
PG&E Greater Bay Study Area | Moraga | 230 | #N/A |  | 0 | 0 | 0 | [9 empty] | 0 | 0 | 0 | 10 | #N/A | #N/A | #N/A | #N/A | #N/A | #N/A | #N/A | #N/A | #N/A | #N/A | #N/A
PG&E Greater Bay Study Area | Moraga | 115 | #N/A |  | 0 | 0 | 0 | [9 empty] | 0 | 0 | 0 | 10 | #N/A | #N/A | #N/A | #N/A | #N/A | #N/A | #N/A | #N/A | #N/A | #N/A | #N/A
PG&E Greater Bay Study Area | Morgan Hill | 115 | #N/A |  | 0 | 0 | 0 | [9 empty] | 0 | 0 | 0 | 10 | #N/A | #N/A | #N/A | #N/A | #N/A | #N/A | #N/A | #N/A | #N/A | #N/A | #N/A
PG&E Kern Study Area | Morro Bay (Proposed) | 500 | #N/A |  | 0 | 0 | 0 | [9 empty] | 0 | 0 | 0 | 10 | #N/A | #N/A | #N/A | #N/A | #N/A | #N/A | #N/A | #N/A | #N/A | #N/A | #N/A
PG&E Kern Study Area | Morro Bay | 230 | Morro Bay |  | 0 | 0 | 0 | [9 empty] | 0 | 0 | 0 | 10 | 1 | 1 | 1 | 2 | 5 | 2 | 1 | 1 | 3 | 2 | 1
PG&E Kern Study Area | Morro Bay | 115 | Morro Bay |  | 0 | 0 | 0 | [9 empty] | 0 | 0 | 0 | 10 | 1 | 1 | 1 | 2 | 5 | 2 | 1 | 1 | 3 | 2 | 1
PG&E Greater Bay Study Area | Moss Landing | 500 | Moss Landing |  | 0 | 0 | 0 | [9 empty] | 0 | 0 | 0 | 10 | 1 | 3 | 1 | 1 | 1 | 1 | 1 | 1 | 1 | 1 | 1
PG&E Greater Bay Study Area | Moss Landing | 230 | Moss Landing |  | 0 | 0 | 0 | [9 empty] | 0 | 0 | 0 | 10 | 1 | 3 | 1 | 1 | 1 | 1 | 1 | 1 | 1 | 1 | 1
PG&E Greater Bay Study Area | Moss Landing | 115 | Moss Landing |  | 0 | 0 | 0 | [9 empty] | 0 | 0 | 0 | 10 | 1 | 3 | 1 | 1 | 1 | 1 | 1 | 1 | 1 | 1 | 1
PG&E Kern Study Area | Mt Poso | 115 | #N/A |  | 0 | 0 | 0 | [9 empty] | 0 | 0 | 0 | 10 | #N/A | #N/A | #N/A | #N/A | #N/A | #N/A | #N/A | #N/A | #N/A | #N/A | #N/A
PG&E Fresno Study Area | Mustang | 230 | Henrietta |  | 0 | 0 | 0 | [9 empty] | 106.5 | 300 | 406.5 | 10 | 1 | 1 | 1 | 1 | 1 | 1 | 1 | 1 | 1 | 1 | 1
PG&E Fresno Study Area | New Melones | 230 | #N/A |  | 0 | 0 | 0 | [9 empty] | 0 | 0 | 0 | 10 | #N/A | #N/A | #N/A | #N/A | #N/A | #N/A | #N/A | #N/A | #N/A | #N/A | #N/A
PG&E Greater Bay Study Area | Newark | 230 | Newark |  | 0 | 0 | 0 | [9 empty] | 0 | 0 | 0 | 10 | 1 | 1 | 1 | 2 | 3 | 2 | 1 | 2 | 3 | 1 | 1
PG&E Greater Bay Study Area | Newark | 115 | Newark |  | 0 | 0 | 0 | [9 empty] | 0 | 0 | 0 | 10 | 1 | 1 | 1 | 2 | 3 | 2 | 1 | 2 | 3 | 1 | 1
PG&E Fresno Study Area | Newhall | 115 | Newhall |  | 0 | 0 | 0 | [9 empty] | 0 | 0 | 0 | 10 | 1 | 1 | 1 | 1 | 1 | 2 | 1 | 1 | 2 | 1 | 1
PG&E Kern Study Area | Norco | 115 | Norco |  | 0 | 0 | 0 | [9 empty] | 0 | 0 | 0 | 10 | 2 | 1 | 1 | 1 | 1 | 1 | 2 | 3 | 3 | 1 | 1
SDG&E Study Area | North City Metering | 138 | #N/A |  | 0 | 0 | 0 | [9 empty] | 0 | 0 | 0 | 10 | #N/A | #N/A | #N/A | #N/A | #N/A | #N/A | #N/A | #N/A | #N/A | #N/A | #N/A
PG&E Greater Bay Study Area | North Dublin | 230 | #N/A |  | 0 | 0 | 0 | [9 empty] | 0 | 0 | 0 | 10 | #N/A | #N/A | #N/A | #N/A | #N/A | #N/A | #N/A | #N/A | #N/A | #N/A | #N/A
SDG&E Study Area | North Gila | 500 | North Gila | OOS | 0 | 0 | 0 | [9 empty] | 0 | 0 | 0 | 10 | 1 | N/A | N/A | N/A | N/A | N/A | N/A | N/A | N/A | N/A | N/A
SDG&E Study Area | New Sub - North Gila - IV (Proposed) | 500 | #N/A |  | 0 | 0 | 0 | [9 empty] | 0 | 0 | 0 | 10 | #N/A | #N/A | #N/A | #N/A | #N/A | #N/A | #N/A | #N/A | #N/A | #N/A | #N/A
PG&E Greater Bay Study Area | Oakland C | 115 | Richmond |  | 0 | 0 | 0 | [9 empty] | 0 | 0 | 0 | 10 | 1 | 1 | 1 | 2 | 5 | 1 | 1 | 1 | 2 | 2 | 1
PG&E Greater Bay Study Area | Oakland J | 115 | #N/A |  | 0 | 0 | 0 | [9 empty] | 0 | 0 | 0 | 10 | #N/A | #N/A | #N/A | #N/A | #N/A | #N/A | #N/A | #N/A | #N/A | #N/A | #N/A
PG&E Kern Study Area | Oceano | 115 | Oceano |  | 0 | 0 | 0 | [9 empty] | 0 | 0 | 0 | 10 | 1 | 2 | 1 | 2 | 4 | 1 | 1 | 1 | 1 | 1 | 1
SDG&E Study Area | Ocotillo Express | 500 | Ocotillo Express |  | 0 | 0 | 0 | [9 empty] | 0 | 0 | 0 | 10 | 1 | 1 | 1 | 2 | 1 | 1 | 1 | 1 | 2 | 1 | 1
SDG&E Study Area | Old Town | 230 | Old Town |  | 0 | 0 | 0 | [9 empty] | 0 | 0 | 0 | 10 | 1 | 3 | 1 | 2 | 1 | 1 | 1 | 3 | 3 | 1 | 1
SCE Metro Study Area | Olinda | 230 | Olinda |  | 0 | 0 | 0 | [9 empty] | 0 | 0 | 0 | 10 | 1 | 3 | 1 | 2 | 5 | 2 | 1 | 1 | 2 | 1 | 1
PG&E Kern Study Area | Olive | 115 | Olive |  | 0 | 0 | 0 | [9 empty] | 40 | 0 | 40 | 5 | 1 | 2 | 1 | 2 | 1 | 1 | 1 | 1 | 2 | 1 | 1
PG&E North of Greater Bay Study Area | Olivehurst | 115 | Olivehurst |  | 0 | 0 | 0 | [9 empty] | 0 | 0 | 0 | 10 | 1 | 2 | 2 | 2 | 1 | 1 | 1 | 1 | 1 | 1 | 1
SCE Northern Area | Ormond Beach | 230 | #N/A |  | 0 | 0 | 0 | [9 empty] | 0 | 0 | 0 | 10 | #N/A | #N/A | #N/A | #N/A | #N/A | #N/A | #N/A | #N/A | #N/A | #N/A | #N/A
SDG&E Study Area | Otay | 69 | #N/A |  | 0 | 0 | 0 | [9 empty] | 0 | 0 | 0 | 10 | #N/A | #N/A | #N/A | #N/A | #N/A | #N/A | #N/A | #N/A | #N/A | #N/A | #N/A
SDG&E Study Area | Otay Mesa | 230 | Otay Mesa |  | 0 | 0 | 0 | [9 empty] | 0 | 0 | 0 | 10 | 1 | 2 | 1 | 2 | 5 | 1 | 3 | 5 | 5 | 1 | 1
PG&E Fresno Study Area | Padre Flats SW STA | 230 | #N/A |  | 0 | 0 | 0 | [9 empty] | 0 | 0 | 0 | 10 | #N/A | #N/A | #N/A | #N/A | #N/A | #N/A | #N/A | #N/A | #N/A | #N/A | #N/A
East of Pisgah Study Area | Pahrump | 230 | Pahrump | OOS | 0 | 0 | 0 | [9 empty] | 0 | 0 | 0 | 10 | 1 | N/A | N/A | N/A | N/A | N/A | N/A | N/A | N/A | N/A | N/A
East of Pisgah Study Area | Pahrump | 138 | Pahrump | OOS | 0 | 0 | 0 | [9 empty] | 0 | 0 | 0 | 10 | 1 | N/A | N/A | N/A | N/A | N/A | N/A | N/A | N/A | N/A | N/A
SDG&E Study Area | Pala | 69 | #N/A |  | 0 | 0 | 0 | [9 empty] | 0 | 0 | 0 | 10 | #N/A | #N/A | #N/A | #N/A | #N/A | #N/A | #N/A | #N/A | #N/A | #N/A | #N/A
PG&E North of Greater Bay Study Area | Palermo | 230 | Palermo |  | 0 | 0 | 0 | [9 empty] | 0 | 0 | 0 | 10 | 1 | 2 | 1 | 2 | 2 | 3 | 1 | 1 | 4 | 1 | 1
PG&E North of Greater Bay Study Area | Palermo | 115 | Palermo |  | 0 | 0 | 0 | [9 empty] | 0 | 0 | 0 | 10 | 1 | 2 | 1 | 2 | 2 | 3 | 1 | 1 | 4 | 1 | 1
SCE Eastern Study Area | Palo Verde | 500 | Palo Verde | OOS | 0 | 0 | 0 | [9 empty] | 0 | 0 | 0 | 10 | 1 | N/A | N/A | N/A | N/A | N/A | N/A | N/A | N/A | N/A | N/A
SDG&E Study Area | Palomar Energy | 230 | #N/A |  | 0 | 0 | 0 | [9 empty] | 0 | 0 | 0 | 10 | #N/A | #N/A | #N/A | #N/A | #N/A | #N/A | #N/A | #N/A | #N/A | #N/A | #N/A
PG&E Fresno Study Area | Panoche | 115 | Panoche |  | 0 | 0 | 0 | [9 empty] | 0 | 0 | 0 | 10 | 1 | 1 | 2 | 1 | 1 | 1 | 1 | 1 | 1 | 1 | 1
PG&E Fresno Study Area | Panoche | 230 | Panoche |  | 0 | 0 | 0 | [9 empty] | 100 | 260 | 360 | 10 | 1 | 1 | 2 | 1 | 1 | 1 | 1 | 1 | 1 | 1 | 1
SCE Northern Area | Pardee | 230 | Pardee |  | 0 | 0 | 0 | [9 empty] | 0 | 0 | 0 | 10 | 1 | 2 | 1 | 2 | 5 | 1 | 1 | 1 | 2 | 2 | 1
PG&E North of Greater Bay Study Area | Parkway | 230 | #N/A |  | 0 | 0 | 0 | [9 empty] | 0 | 0 | 0 | 10 | #N/A | #N/A | #N/A | #N/A | #N/A | #N/A | #N/A | #N/A | #N/A | #N/A | #N/A
SCE Northern Area | Pastoria | 230 | Pastoria |  | 0 | 0 | 0 | [9 empty] | 39 | 66 | 105 | 10 | 3 | 1 | 2 | 2 | 2 | 2 | 1 | 1 | 2 | 1 | 1
SCE Metro Study Area | Pauda | 230 | Padua |  | 0 | 0 | 0 | [9 empty] | 0 | 0 | 0 | 10 | 1 | 4 | 1 | 2 | 5 | 1 | 1 | 1 | 1 | 1 | 1
PG&E North of Greater Bay Study Area | Peabody | 230 | Peabody |  | 0 | 0 | 0 | [9 empty] | 0 | 0 | 0 | 10 | 1 | 1 | 1 | 2 | 2 | 1 | 1 | 1 | 2 | 1 | 1
PG&E North of Greater Bay Study Area | Pease | 115 | Pease |  | 0 | 0 | 0 | [9 empty] | 0 | 0 | 0 | 10 | 1 | 2 | 1 | 2 | 1 | 1 | 1 | 1 | 2 | 1 | 1
SDG&E Study Area | Penasquitos | 230 | Penasquitos |  | 0 | 0 | 0 | [9 empty] | 0 | 0 | 0 | 10 | 1 | 2 | 1 | 2 | 5 | 1 | 2 | 2 | 3 | 1 | 1
PG&E North of Greater Bay Study Area | Penngrove | 115 | Penngrove |  | 0 | 0 | 0 | [9 empty] | 0 | 0 | 0 | 10 | 1 | 2 | 1 | 2 | 3 | 2 | 1 | 2 | 3 | 2 | 1
PG&E Greater Bay Study Area | Peoria | 115 | Peoria |  | 0 | 0 | 0 | [9 empty] | 0 | 0 | 0 | 10 | 1 | 1 | 1 | 2 | 2 | 2 | 1 | 1 | 3 | 3 | 1
PG&E Greater Bay Study Area | Piercy | 115 | #N/A |  | 0 | 0 | 0 | [9 empty] | 0 | 0 | 0 | 10 | #N/A | #N/A | #N/A | #N/A | #N/A | #N/A | #N/A | #N/A | #N/A | #N/A | #N/A
PG&E Fresno Study Area | Pine Flat | 230 | #N/A |  | 0 | 0 | 0 | [9 empty] | 0 | 0 | 0 | 10 | #N/A | #N/A | #N/A | #N/A | #N/A | #N/A | #N/A | #N/A | #N/A | #N/A | #N/A
SCE North of Lugo Study Area | Pisgah | 230 | Pisgah |  | 250 | 50 | 300 | 15 | 5 | 1 | 2 | 2 | 2 | 2 | 3 | 2 | 80 | 200 | 280 | 15 | 2 | 2 | 1 | 2 | 1 | 1 | 1 | 1 | 1 | 2 | 1
PG&E North of Greater Bay Study Area | Pit 1 | 230 | Pit 1 |  | 0 | 0 | 0 | [9 empty] | 0 | 0 | 0 | 10 | 1 | 1 | 1 | 2 | 5 | 1 | 1 | 1 | 2 | 1 | 1
PG&E North of Greater Bay Study Area | New Sub - Pit 1 - Cottonwood (Proposed) | 230 | Round Mountain |  | 200 | 10 | 210 | 15 | 4 | 5 | 2 | 1 | 1 | 2 | 3 | 1 | 0 | 0 | 0 | 10 | 1 | 1 | 1 | 2 | 5 | 3 | 1 | 1 | 3 | 2 | 1
PG&E North of Greater Bay Study Area | Pit 4 | 230 | #N/A |  | 0 | 0 | 0 | [9 empty] | 0 | 0 | 0 | 10 | #N/A | #N/A | #N/A | #N/A | #N/A | #N/A | #N/A | #N/A | #N/A | #N/A | #N/A
PG&E Greater Bay Study Area | Pittsburg | 230 | Pittsburg |  | 0 | 0 | 0 | [9 empty] | 0 | 0 | 0 | 10 | 1 | 1 | 1 | 2 | 2 | 1 | 1 | 1 | 2 | 1 | 1
PG&E Greater Bay Study Area | Pittsburg | 115 | Pittsburg |  | 0 | 0 | 0 | [9 empty] | 0 | 0 | 0 | 10 | 1 | 1 | 1 | 2 | 2 | 1 | 1 | 1 | 2 | 1 | 1
PG&E North of Greater Bay Study Area | Placerville | 115 | Placerville |  | 0 | 0 | 0 | [9 empty] | 0 | 0 | 0 | 10 | 1 | 4 | 1 | 2 | 5 | 3 | 1 | 1 | 4 | 1 | 1
PG&E North of Greater Bay Study Area | Pleasant Grove | 115 | Pleasant Grove |  | 0 | 0 | 0 | [9 empty] | 0 | 0 | 0 | 10 | 1 | 4 | 1 | 2 | 1 | 1 | 1 | 1 | 1 | 1 | 1
PG&E North of Greater Bay Study Area | POE | 230 | #N/A |  | 0 | 0 | 0 | [9 empty] | 0 | 0 | 0 | 10 | #N/A | #N/A | #N/A | #N/A | #N/A | #N/A | #N/A | #N/A | #N/A | #N/A | #N/A
SDG&E Study Area | Point Loma | 69 | #N/A |  | 0 | 0 | 0 | [9 empty] | 0 | 0 | 0 | 10 | #N/A | #N/A | #N/A | #N/A | #N/A | #N/A | #N/A | #N/A | #N/A | #N/A | #N/A
SDG&E Study Area | Pomerado | 69 | #N/A |  | 0 | 0 | 0 | [9 empty] | 0 | 0 | 0 | 10 | #N/A | #N/A | #N/A | #N/A | #N/A | #N/A | #N/A | #N/A | #N/A | #N/A | #N/A
PG&E Kern Study Area | Poso Mountain | 115 | Poso Mountain |  | 0 | 0 | 0 | [9 empty] | 0 | 0 | 0 | 10 | 1 | 1 | 1 | 1 | 2 | 3 | 1 | 1 | 3 | 1 | 1
East of Pisgah Study Area | Primm | 230 | Primm | OOS | 0 | 0 | 0 | [9 empty] | 0 | 0 | 0 | 10 | 1 | N/A | N/A | N/A | N/A | N/A | N/A | N/A | N/A | N/A | N/A
PG&E North of Greater Bay Study Area | Putah Creek | 115 | Putah Creek |  | 0 | 0 | 0 | [9 empty] | 0 | 3 | 3 | 5 | 1 | 1 | 1 | 2 | 2 | 2 | 1 | 1 | 2 | 1 | 1
SDG&E Study Area | Q1806 Switchyard | 138 | #N/A |  | 0 | 0 | 0 | [9 empty] | 0 | 0 | 0
PG&E Fresno Study Area | Quinto | 230 | Quinto |  | 0 | 0 | 0 | [9 empty] | 121 | 0 | 121 | 5 | 2 | 2 | 2 | 1 | 1 | 2 | 1 | 1 | 2 | 1 | 1
PG&E Greater Bay Study Area | Race Track | 115 | #N/A |  | 0 | 0 | 0 | [9 empty] | 0 | 0 | 0 | 10 | #N/A | #N/A | #N/A | #N/A | #N/A | #N/A | #N/A | #N/A | #N/A | #N/A | #N/A
SDG&E Study Area | Rancho Mission Viejo | 138 | #N/A |  | 0 | 0 | 0 | [9 empty] | 0 | 0 | 0 | 10 | #N/A | #N/A | #N/A | #N/A | #N/A | #N/A | #N/A | #N/A | #N/A | #N/A | #N/A
PG&E North of Greater Bay Study Area | New Sub - Rancho Seco - Bellota (Proposed) | 230 | #N/A |  | 0 | 0 | 0 | [9 empty] | 0 | 0 | 0 | 10 | #N/A | #N/A | #N/A | #N/A | #N/A | #N/A | #N/A | #N/A | #N/A | #N/A | #N/A
SCE Metro Study Area | Rancho Vista | 500 | Rancho Vista |  | 0 | 0 | 0 | [9 empty] | 0 | 0 | 0 | 10 | 1 | 4 | 1 | 2 | 4 | 1 | 1 | 1 | 1 | 1 | 1
SCE Metro Study Area | Rancho Vista | 230 | Rancho Vista |  | 0 | 0 | 0 | [9 empty] | 0 | 0 | 0 | 10 | 1 | 4 | 1 | 2 | 4 | 1 | 1 | 1 | 1 | 1 | 1
SCE North of Lugo Study Area | Ransburg | 115 | Ransburg |  | 0 | 0 | 0 | [9 empty] | 0 | 0 | 0 | 10 | 1 | 2 | 1 | 2 | 1 | 1 | 1 | 1 | 1 | 2 | 1
SCE Northern Area | Rector | 230 | Rector |  | 0 | 0 | 0 | [9 empty] | 0 | 0 | 0 | 10 | 1 | 2 | 2 | 1 | 1 | 1 | 1 | 1 | 1 | 1 | 1
SCE Eastern Study Area | Red Bluff | 500 | Red bluff |  | 0 | 0 | 0 | [9 empty] | 0 | 800 | 800 | 20 | 5 | 2 | 4 | 2 | 1 | 2 | 2 | 2 | 3 | 2 | 3
SCE Eastern Study Area | Red Bluff | 230 | Red bluff |  | 0 | 0 | 0 | [9 empty] | 100 | 713.5 | 813.5 | 20 | 5 | 2 | 4 | 2 | 1 | 2 | 2 | 2 | 3 | 2 | 3
SCE Metro Study Area | Redondo | 230 | Redondo |  | 0 | 0 | 0 | [9 empty] | 0 | 0 | 0 | 10 | 1 | 2 | 1 | 2 | 1 | 1 | 1 | 3 | 3 | 1 | 1
PG&E Kern Study Area | Renfro | 115 | Renfro |  | 0 | 0 | 0 | [9 empty] | 0 | 0 | 0 | 10 | 1 | 2 | 2 | 1 | 1 | 1 | 1 | 1 | 1 | 1 | 1
PG&E Greater Bay Study Area | Richmond | 115 | Richmond |  | 0 | 0 | 0 | [9 empty] | 0 | 0 | 0 | 10 | 1 | 1 | 1 | 2 | 5 | 1 | 1 | 1 | 2 | 2 | 1
PG&E North of Greater Bay Study Area | Rincon | 115 | #N/A |  | 0 | 0 | 0 | [9 empty] | 0 | 0 | 0 | 10 | #N/A | #N/A | #N/A | #N/A | #N/A | #N/A | #N/A | #N/A | #N/A | #N/A | #N/A
PG&E Kern Study Area | Rio Bravo | 115 | Rio Bravo |  | 0 | 0 | 0 | [9 empty] | 0 | 0 | 0 | 10 | 1 | 2 | 2 | 1 | 1 | 1 | 1 | 1 | 1 | 1 | 1
SCE Metro Study Area | Rio Hondo | 230 | Rio Hondo |  | 0 | 0 | 0 | [9 empty] | 0 | 0 | 0 | 10 | 1 | 1 | 1 | 2 | 5 | 1 | 2 | 3 | 4 | 3 | 1
PG&E North of Greater Bay Study Area | Rio Oso | 230 | Rio Oso |  | 0 | 0 | 0 | [9 empty] | 0 | 0 | 0 | 10 | 1 | 1 | 1 | 2 | 1 | 1 | 1 | 1 | 2 | 1 | 1
PG&E North of Greater Bay Study Area | Rio Oso | 115 | Rio Oso |  | 0 | 0 | 0 | [9 empty] | 0 | 0 | 0 | 10 | 1 | 1 | 1 | 2 | 1 | 1 | 1 | 1 | 2 | 1 | 1
PG&E Greater Bay Study Area | Ripon | 115 | Ripon |  | 0 | 0 | 0 | [9 empty] | 0 | 0 | 0 | 10 | 1 | 2 | 2 | 1 | 1 | 1 | 1 | 1 | 1 | 1 | 1
PG&E Greater Bay Study Area | Riverbank | 115 | Riverbank |  | 0 | 0 | 0 | [9 empty] | 0 | 0 | 0 | 10 | 1 | 2 | 1 | 1 | 1 | 2 | 1 | 1 | 2 | 1 | 1
SCE North of Lugo Study Area | Roadway | 115 | Roadway |  | 0 | 0 | 0 | [9 empty] | 211 | 10 | 221 | 10 | 1 | 5 | 1 | 2 | 1 | 1 | 1 | 1 | 2 | 1 | 1
PG&E Greater Bay Study Area | Rossmoor | 230 | #N/A |  | 0 | 0 | 0 | [9 empty] | 0 | 0 | 0 | 10 | #N/A | #N/A | #N/A | #N/A | #N/A | #N/A | #N/A | #N/A | #N/A | #N/A | #N/A
PG&E North of Greater Bay Study Area | Round Mountain | 500 | Round Mountain |  | 0 | 0 | 0 | [9 empty] | 0 | 0 | 0 | 10 | 1 | 1 | 1 | 2 | 5 | 3 | 1 | 1 | 3 | 2 | 1
PG&E North of Greater Bay Study Area | Round Mountain | 230 | Round Mountain |  | 0 | 0 | 0 | 10 | 4 | 5 | 2 | 1 | 1 | 3 | 2 | 2 | 0 | 0 | 0 | 10 | 1 | 1 | 1 | 2 | 5 | 3 | 1 | 1 | 3 | 2 | 1
PG&E Greater Bay Study Area | Salado | 115 | #N/A |  | 0 | 0 | 0 | [9 empty] | 0 | 0 | 0 | 10 | #N/A | #N/A | #N/A | #N/A | #N/A | #N/A | #N/A | #N/A | #N/A | #N/A | #N/A
SDG&E Study Area | Salt Creek | 69 | #N/A |  | 0 | 0 | 0 | [9 empty] | 0 | 0 | 0 | 10 | #N/A | #N/A | #N/A | #N/A | #N/A | #N/A | #N/A | #N/A | #N/A | #N/A | #N/A
SCE Eastern Study Area | San Bernardino | 230 | San Bernardino |  | 0 | 0 | 0 | [9 empty] | 0 | 0 | 0 | 10 | 1 | 3 | 1 | 2 | 5 | 1 | 1 | 2 | 3 | 1 | 1
PG&E Greater Bay Study Area | San Jose B | 115 | #N/A |  | 0 | 0 | 0 | [9 empty] | 0 | 0 | 0 | 10 | #N/A | #N/A | #N/A | #N/A | #N/A | #N/A | #N/A | #N/A | #N/A | #N/A | #N/A
PG&E Greater Bay Study Area | San Leandro | 115 | #N/A |  | 0 | 0 | 0 | [9 empty] | 0 | 0 | 0 | 10 | #N/A | #N/A | #N/A | #N/A | #N/A | #N/A | #N/A | #N/A | #N/A | #N/A | #N/A
PG&E Kern Study Area | San Luis Obispo | 115 | San Luis Obispo |  | 0 | 0 | 0 | [9 empty] | 0 | 0 | 0 | 10 | 1 | 1 | 1 | 2 | 5 | 1 | 1 | 2 | 2 | 1 | 1
SDG&E Study Area | San Luis Rey | 230 | San Luis Rey |  | 0 | 0 | 0 | [9 empty] | 0 | 0 | 0 | 10 | 1 | 4 | 1 | 2 | 5 | 2 | 1 | 2 | 3 | 1 | 1
SDG&E Study Area | San Onofre | 230 | San Onofre |  | 0 | 0 | 0 | [9 empty] | 0 | 0 | 0 | 10 | 1 | 1 | 1 | 2 | 5 | 1 | 3 | 3 | 3 | 2 | 1
PG&E Greater Bay Study Area | San Pablo Sub | 115 | #N/A |  | 0 | 0 | 0 | [9 empty] | 0 | 0 | 0 | 10 | #N/A | #N/A | #N/A | #N/A | #N/A | #N/A | #N/A | #N/A | #N/A | #N/A | #N/A
PG&E Greater Bay Study Area | San Ramon | 230 | #N/A |  | 0 | 0 | 0 | [9 empty] | 0 | 0 | 0 | 10 | #N/A | #N/A | #N/A | #N/A | #N/A | #N/A | #N/A | #N/A | #N/A | #N/A | #N/A
SCE North of Lugo Study Area | Sandlot | 230 | #N/A |  | 0 | 0 | 0 | [9 empty] | 0 | 0 | 0 | 10 | #N/A | #N/A | #N/A | #N/A | #N/A | #N/A | #N/A | #N/A | #N/A | #N/A | #N/A
East of Pisgah Study Area | Sandy | 138 | Sandy | OOS | 0 | 0 | 0 | [9 empty] | 0 | 0 | 0 | 10 | #N/A | N/A | N/A | N/A | N/A | N/A | N/A | N/A | N/A | N/A | N/A
PG&E Fresno Study Area | Sanger | 115 | Sanger |  | 0 | 0 | 0 | [9 empty] | 0 | 0 | 0 | 10 | 1 | 3 | 2 | 1 | 1 | 1 | 1 | 1 | 1 | 1 | 1
SCE Northern Area | Santa Clara | 230 | Santa Clara |  | 0 | 0 | 0 | [9 empty] | 125 | 125 | 250 | 5 | 2 | 2 | 1 | 2 | 5 | 1 | 1 | 1 | 1 | 2 | 1
PG&E North of Greater Bay Study Area | Santa Rosa | 115 | #N/A |  | 0 | 0 | 0 | [9 empty] | 0 | 0 | 0 | 10 | #N/A | #N/A | #N/A | #N/A | #N/A | #N/A | #N/A | #N/A | #N/A | #N/A | #N/A
PG&E Greater Bay Study Area | Santa Teresa | 115 | #N/A |  | 0 | 0 | 0 | [9 empty] | 0 | 0 | 0 | 10 | #N/A | #N/A | #N/A | #N/A | #N/A | #N/A | #N/A | #N/A | #N/A | #N/A | #N/A
SDG&E Study Area | Santee | 138 | #N/A |  | 0 | 0 | 0 | [9 empty] | 0 | 0 | 0 | 10 | #N/A | #N/A | #N/A | #N/A | #N/A | #N/A | #N/A | #N/A | #N/A | #N/A | #N/A
SCE Metro Study Area | Santiago | 230 | Santiago |  | 0 | 0 | 0 | [9 empty] | 0 | 0 | 0 | 10 | 1 | 4 | 1 | 2 | 5 | 1 | 2 | 3 | 3 | 1 | 1
PG&E Greater Bay Study Area | Saratoga | 230 | #N/A |  | 0 | 0 | 0 | [9 empty] | 0 | 0 | 0 | 10 | #N/A | #N/A | #N/A | #N/A | #N/A | #N/A | #N/A | #N/A | #N/A | #N/A | #N/A
SCE Northern Area | Saugus | 230 | Saugus |  | 0 | 0 | 0 | [9 empty] | 0 | 0 | 0 | 10 | 1 | 2 | 1 | 2 | 5 | 1 | 1 | 1 | 2 | 1 | 1
PG&E Fresno Study Area | Schindler | 115 | Schindler |  | 0 | 0 | 0 | [9 empty] | 0 | 0 | 0 | 10 | 1 | 1 | 1 | 1 | 1 | 1 | 1 | 1 | 1 | 1 | 1
PG&E Greater Bay Study Area | Schulte | 115 | #N/A |  | 0 | 0 | 0 | [9 empty] | 0 | 0 | 0 | 10 | #N/A | #N/A | #N/A | #N/A | #N/A | #N/A | #N/A | #N/A | #N/A | #N/A | #N/A
PG&E Kern Study Area | Semitropic | 115 | Semitropic |  | 0 | 0 | 0 | [9 empty] | 0 | 0 | 0 | 10 | 1 | 1 | 2 | 1 | 1 | 1 | 1 | 1 | 2 | 1 | 1
SCE Metro Study Area | Serrano | 500 | Serrano |  | 0 | 0 | 0 | [9 empty] | 0 | 0 | 0 | 10 | 1 | 1 | 1 | 2 | 5 | 2 | 1 | 1 | 3 | 1 | 1
SCE Metro Study Area | Serrano | 230 | Serrano |  | 0 | 0 | 0 | [9 empty] | 0 | 0 | 0 | 10 | 1 | 1 | 1 | 2 | 5 | 2 | 1 | 1 | 3 | 1 | 1
SDG&E Study Area | Shadowridge | 138 | #N/A |  | 0 | 0 | 0 | [9 empty] | 0 | 0 | 0 | 10 | #N/A | #N/A | #N/A | #N/A | #N/A | #N/A | #N/A | #N/A | #N/A | #N/A | #N/A
PG&E Kern Study Area | Shafter | 115 | Shafter |  | 0 | 0 | 0 | [9 empty] | 0 | 0 | 0 | 10 | 1 | 1 | 2 | 1 | 1 | 1 | 1 | 1 | 1 | 1 | 1
PG&E North of Greater Bay Study Area | Shiloh II | 230 | #N/A |  | 0 | 0 | 0 | [9 empty] | 0 | 0 | 0 | 10 | #N/A | #N/A | #N/A | #N/A | #N/A | #N/A | #N/A | #N/A | #N/A | #N/A | #N/A
PG&E North of Greater Bay Study Area | Silverado | 115 | #N/A |  | 0 | 0 | 0 | [9 empty] | 0 | 0 | 0 | 10 | #N/A | #N/A | #N/A | #N/A | #N/A | #N/A | #N/A | #N/A | #N/A | #N/A | #N/A
SDG&E Study Area | Silvergate | 230 | Silvergate |  | 0 | 0 | 0 | [9 empty] | 0 | 0 | 0 | 10 | 1 | 3 | 1 | 2 | 1 | 1 | 1 | 3 | 3 | 1 | 1
PG&E Kern Study Area | Sisquoc | 115 | Sisquoc |  | 0 | 0 | 0 | [9 empty] | 0 | 0 | 0 | 10 | 1 | 1 | 1 | 2 | 3 | 1 | 1 | 1 | 1 | 1 | 1
East of Pisgah Study Area | Sloan Canyon | 230 | SLOAN CANYON | OOS | 410 | 0 | 410 | 20 | 3 | N/A | N/A | N/A | N/A | N/A | N/A | N/A | 0 | 0 | 0 | 10 | 1 | N/A | N/A | N/A | N/A | N/A | N/A | N/A | N/A | N/A | N/A
PG&E Kern Study Area | Smyrna | 115 | Smyrna |  | 0 | 0 | 0 | [9 empty] | 0 | 0 | 0 | 10 | 1 | 1 | 1 | 1 | 1 | 1 | 1 | 1 | 1 | 1 | 1
PG&E Greater Bay Study Area | Sobrante | 115 | #N/A |  | 0 | 0 | 0 | [9 empty] | 0 | 0 | 0 | 10 | #N/A | #N/A | #N/A | #N/A | #N/A | #N/A | #N/A | #N/A | #N/A | #N/A | #N/A
PG&E Kern Study Area | Solar SS | 230 | Solar SS |  | 0 | 0 | 0 | [9 empty] | 0 | 0 | 0 | 10 | 1 | 1 | 1 | 2 | 2 | 1 | 1 | 1 | 2 | 2 | 1
SCE Northern Area | Springville | 230 | Springville |  | 0 | 0 | 0 | [9 empty] | 0 | 0 | 0 | 10 | 1 | 2 | 1 | 2 | 3 | 2 | 1 | 1 | 3 | 2 | 1
PG&E Greater Bay Study Area | Stagg | 230 | Stagg |  | 0 | 0 | 0 | [9 empty] | 0 | 0 | 0 | 10 | 1 | 1 | 3 | 1 | 1 | 1 | 1 | 1 | 1 | 1 | 1
PG&E Greater Bay Study Area | Std Oil | 115 | #N/A |  | 0 | 0 | 0 | [9 empty] | 0 | 0 | 0 | 10 | #N/A | #N/A | #N/A | #N/A | #N/A | #N/A | #N/A | #N/A | #N/A | #N/A | #N/A
PG&E Kern Study Area | Stockdale | 230 | Stockdale |  | 0 | 0 | 0 | [9 empty] | 0 | 0 | 0 | 10 | 1 | 2 | 2 | 1 | 1 | 1 | 1 | 1 | 1 | 1 | 1
PG&E Kern Study Area | Stockdale | 115 | Stockdale |  | 0 | 0 | 0 | [9 empty] | 0 | 0 | 0 | 10 | 1 | 2 | 2 | 1 | 1 | 1 | 1 | 1 | 1 | 1 | 1
PG&E Fresno Study Area | Storey | 230 | #N/A |  | 0 | 0 | 0 | [9 empty] | 0 | 0 | 0 | 10 | #N/A | #N/A | #N/A | #N/A | #N/A | #N/A | #N/A | #N/A | #N/A | #N/A | #N/A
PG&E North of Greater Bay Study Area | Summit | 115 | Summit |  | 0 | 0 | 0 | [9 empty] | 0 | 0 | 0 | 10 | 1 | 4 | 1 | 2 | 2 | 1 | 1 | 1 | 2 | 2 | 1
SDG&E Study Area | Suncrest | 500 | Suncrest |  | 0 | 0 | 0 | [9 empty] | 0 | 0 | 0 | 10 | 1 | 2 | 1 | 2 | 5 | 1 | 1 | 2 | 2 | 2 | 1
SDG&E Study Area | Suncrest | 230 | Suncrest |  | 0 | 0 | 0 | [9 empty] | 0 | 0 | 0 | 10 | 1 | 2 | 1 | 2 | 5 | 1 | 1 | 2 | 2 | 2 | 1
SDG&E Study Area | New Sub - Suncrest - Ocotillo (Proposed) | 500 | ECO |  | 400 | 100 | 500 | 20 | 5 | 5 | 2 | 2 | 2 | 3 | 3 | 3 | 0 | 0 | 0 | 10 | 2 | 2 | 1 | 2 | 3 | 1 | 1 | 1 | 2 | 1 | 1
PG&E Kern Study Area | Sunset | 230 | #N/A |  | 0 | 0 | 0 | [9 empty] | 0 | 0 | 0 | 10 | #N/A | #N/A | #N/A | #N/A | #N/A | #N/A | #N/A | #N/A | #N/A | #N/A | #N/A
PG&E Kern Study Area | Surf | 115 | #N/A |  | 0 | 0 | 0 | [9 empty] | 0 | 0 | 0 | 10 | #N/A | #N/A | #N/A | #N/A | #N/A | #N/A | #N/A | #N/A | #N/A | #N/A | #N/A
SDG&E Study Area | Sycamore Canyon | 230 | Sycamore Canyon |  | 0 | 0 | 0 | [9 empty] | 0 | 0 | 0 | 10 | 1 | 3 | 1 | 2 | 5 | 3 | 2 | 2 | 5 | 1 | 1
SDG&E Study Area | Sycamore Canyon | 138 | Sycamore Canyon |  | 0 | 0 | 0 | [9 empty] | 0 | 0 | 0 | 10 | 1 | 3 | 1 | 2 | 5 | 3 | 2 | 2 | 5 | 1 | 1
SCE Metro Study Area | Sylmar | 230 | Sylmar |  | 0 | 0 | 0 | [9 empty] | 0 | 0 | 0 | 10 | 1 | 2 | 1 | 2 | 5 | 1 | 1 | 1 | 1 | 1 | 1
PG&E North of Greater Bay Study Area | Table Mountain | 500 | Table Mountain |  | 0 | 0 | 0 | [9 empty] | 0 | 0 | 0 | 10 | 1 | 1 | 1 | 2 | 2 | 3 | 1 | 2 | 4 | 1 | 1
PG&E North of Greater Bay Study Area | Table Mountain | 230 | Table Mountain |  | 15.5 | 104.5 | 120 | 15 | 4 | 2 | 2 | 1 | 2 | 3 | 1 | 2 | 0 | 0 | 0 | 10 | 1 | 1 | 1 | 2 | 2 | 3 | 1 | 2 | 4 | 1 | 1
PG&E Kern Study Area | Taft | 115 | Taft |  | 0 | 0 | 0 | [9 empty] | 0 | 0 | 0 | 10 | 1 | 1 | 1 | 1 | 1 | 1 | 2 | 3 | 4 | 1 | 1
SDG&E Study Area | Talega | 230 | Talega |  | 0 | 0 | 0 | [9 empty] | 0 | 0 | 0 | 10 | 1 | 4 | 1 | 2 | 5 | 1 | 2 | 2 | 3 | 2 | 1
SDG&E Study Area | Talega | 138 | Talega |  | 0 | 0 | 0 | [9 empty] | 0 | 0 | 0 | 10 | 1 | 4 | 1 | 2 | 5 | 1 | 2 | 2 | 3 | 2 | 1
PG&E Greater Bay Study Area | Tassajara | 230 | #N/A |  | 0 | 0 | 0 | [9 empty] | 0 | 0 | 0 | 10 | #N/A | #N/A | #N/A | #N/A | #N/A | #N/A | #N/A | #N/A | #N/A | #N/A | #N/A
PG&E Kern Study Area | Temblor | 115 | Temblor |  | 0 | 0 | 0 | [9 empty] | 0 | 0 | 0 | 10 | 1 | 1 | 1 | 1 | 1 | 1 | 1 | 1 | 2 | 1 | 1
PG&E Kern Study Area | Templeton | 230 | Templeton |  | 75 | 0 | 75 | 15 | 4 | 4 | 1 | 1 | 1 | 1 | 1 | 1 | 0 | 0 | 0 | 10 | 1 | 2 | 1 | 2 | 4 | 1 | 1 | 1 | 1 | 1 | 1
PG&E Greater Bay Study Area | Tesla | 500 | Tesla |  | 400 | 0 | 400 | 10 | 5 | 1 | 4 | 3 | 3 | 5 | 2 | 5 | 400 | 0 | 400 | 10 | 4 | 2 | 3 | 2 | 1 | 3 | 2 | 2 | 3 | 1 | 1
PG&E Greater Bay Study Area | Tesla | 230 | Tesla |  | 130 | 45 | 175 | 10 | 5 | 1 | 4 | 3 | 3 | 5 | 2 | 5 | 0 | 0 | 0 | 10 | 4 | 2 | 3 | 2 | 1 | 3 | 2 | 2 | 3 | 1 | 1
PG&E Greater Bay Study Area | Tesla | 115 | Tesla |  | 0 | 0 | 0 | [9 empty] | 0 | 0 | 0 | 10 | 4 | 2 | 3 | 2 | 1 | 3 | 2 | 2 | 3 | 1 | 1
PG&E Kern Study Area | Tevis | 115 | Tevis |  | 0 | 0 | 0 | [9 empty] | 0 | 0 | 0 | 10 | 1 | 2 | 1 | 1 | 1 | 1 | 1 | 2 | 2 | 1 | 1
East of Pisgah Study Area | Thousandaire | 138 | THOUSANDAIRE | OOS | 0 | 0 | 0 | [9 empty] | 0 | 0 | 0 | 10 | 1 | N/A | N/A | N/A | N/A | N/A | N/A | N/A | N/A | N/A | N/A
SCE North of Lugo Study Area | Tortilla | 115 | Tortilla |  | 0 | 0 | 0 | [9 empty] | 0 | 0 | 0 | 10 | 1 | 3 | 1 | 2 | 1 | 2 | 2 | 1 | 3 | 1 | 1
SDG&E Study Area | Trabuco | 138 | Trabuco |  | 0 | 0 | 0 | [9 empty] | 0 | 0 | 0 | 10 | 1 | 4 | 1 | 2 | 5 | 1 | 2 | 3 | 3 | 1 | 1
PG&E Greater Bay Study Area | Tracy | 500 | #N/A |  | 0 | 0 | 0 | [9 empty] | 0 | 0 | 0 | 10 | #N/A | #N/A | #N/A | #N/A | #N/A | #N/A | #N/A | #N/A | #N/A | #N/A | #N/A
PG&E Greater Bay Study Area | Tracy | 230 | Kelso |  | 44.8 | 0 | 44.8 | 10 | 5 | 2 | 2 | 1 | 2 | 2 | 1 | 2 | 0 | 0 | 0 | 10 | 1 | 1 | 1 | 2 | 2 | 2 | 1 | 1 | 2 | 1 | 1
PG&E Fresno Study Area | Tranquility | 230 | Tranquility |  | 0 | 0 | 0 | [9 empty] | 560 | 440 | 1000 | 5 | 2 | 3 | 2 | 1 | 1 | 2 | 2 | 2 | 2 | 2 | 2
East of Pisgah Study Area | Trout Canyon | 230 | TROUT CANYON | OOS | 0 | 0 | 0 | [9 empty] | 690 | 565 | 1255 | 10 | 2 | N/A | N/A | N/A | N/A | N/A | N/A | N/A | N/A | N/A | N/A
PG&E North of Greater Bay Study Area | Tulucay | 230 | Tulucay |  | 0 | 0 | 0 | [9 empty] | 25 | 0 | 25 | 5 | 2 | 2 | 1 | 2 | 2 | 3 | 1 | 1 | 3 | 1 | 1
PG&E Kern Study Area | Tupman | 115 | Tupman |  | 0 | 0 | 0 | [9 empty] | 0 | 0 | 0 | 10 | 1 | 1 | 1 | 1 | 1 | 1 | 1 | 2 | 2 | 1 | 1
PG&E North of Greater Bay Study Area | Ukiah | 115 | Ukiah |  | 0 | 0 | 0 | [9 empty] | 0 | 0 | 0 | 10 | 1 | 1 | 1 | 2 | 5 | 1 | 1 | 2 | 2 | 2 | 1
PG&E North of Greater Bay Study Area | Vaca Dixon | 500 | Vaca Dixon |  | 0 | 0 | 0 | [9 empty] | 0 | 0 | 0 | 10 | 1 | 1 | 2 | 2 | 1 | 1 | 1 | 1 | 1 | 1 | 1
PG&E North of Greater Bay Study Area | Vaca Dixon | 230 | Vaca Dixon |  | 0 | 0 | 0 | [9 empty] | 0 | 0 | 0 | 10 | 1 | 1 | 2 | 2 | 1 | 1 | 1 | 1 | 1 | 1 | 1
PG&E North of Greater Bay Study Area | Vaca Dixon | 115 | Vaca Dixon |  | 0 | 0 | 0 | [9 empty] | 0 | 0 | 0 | 10 | 1 | 1 | 2 | 2 | 1 | 1 | 1 | 1 | 1 | 1 | 1
SCE Eastern Study Area | Valley (SCE) | 500 | Valley (SCE) |  | 0 | 0 | 0 | [9 empty] | 0 | 0 | 0 | 10 | 1 | 4 | 1 | 2 | 5 | 1 | 1 | 2 | 2 | 1 | 1
East of Pisgah Study Area | Valley (VEA) | 138 | Valley (VEA) | OOS | 0 | 0 | 0 | [9 empty] | 0 | 0 | 0 | 10 | 1 | N/A | N/A | N/A | N/A | N/A | N/A | N/A | N/A | N/A | N/A
PG&E Greater Bay Study Area | Valley Home | 115 | #N/A |  | 0 | 0 | 0 | [9 empty] | 0 | 0 | 0 | 10 | #N/A | #N/A | #N/A | #N/A | #N/A | #N/A | #N/A | #N/A | #N/A | #N/A | #N/A
East of Pisgah Study Area | Valley Switch | 138 | VALLEY SWITCH | OOS | 0 | 0 | 0 | [9 empty] | 0 | 0 | 0 | 10 | 1 | N/A | N/A | N/A | N/A | N/A | N/A | N/A | N/A | N/A | N/A
PG&E Greater Bay Study Area | Vasona | 230 | #N/A |  | 0 | 0 | 0 | [9 empty] | 0 | 0 | 0 | 10 | #N/A | #N/A | #N/A | #N/A | #N/A | #N/A | #N/A | #N/A | #N/A | #N/A | #N/A
SCE Northern Area | Vestal | 230 | Vestal |  | 0 | 0 | 0 | [9 empty] | 560.8 | 50 | 610.8 | 5 | 1 | 3 | 1 | 1 | 1 | 1 | 1 | 1 | 1 | 1 | 1
SCE North of Lugo Study Area | Victor | 230 | Victor |  | 0 | 0 | 0 | [9 empty] | 0 | 0 | 0 | 10 | 1 | 5 | 1 | 2 | 1 | 1 | 1 | 1 | 2 | 1 | 1
SCE North of Lugo Study Area | Victor | 115 | Victor |  | 0 | 0 | 0 | [9 empty] | 0 | 115 | 115 | 5 | 2 | 5 | 1 | 2 | 1 | 1 | 2 | 1 | 2 | 1 | 2
0 | Victorville (LDWP) | 500 | #N/A |  | 0 | 0 | 0 | [9 empty] | 0 | 0 | 0 | 10 | #N/A | #N/A | #N/A | #N/A | #N/A | #N/A | #N/A | #N/A | #N/A | #N/A | #N/A
SCE Metro Study Area | Viejo | 230 | Viejo |  | 0 | 0 | 0 | [9 empty] | 0 | 0 | 0 | 10 | 1 | 4 | 1 | 2 | 5 | 2 | 1 | 2 | 3 | 2 | 1
PG&E Greater Bay Study Area | Vierra | 115 | Vierra |  | 0 | 0 | 0 | [9 empty] | 0 | 0 | 0 | 10 | 1 | 2 | 2 | 2 | 1 | 1 | 1 | 1 | 1 | 1 | 1
SCE Metro Study Area | Villa Park | 230 | Villa Park |  | 0 | 0 | 0 | [9 empty] | 0 | 0 | 0 | 10 | 1 | 2 | 1 | 2 | 5 | 2 | 1 | 1 | 3 | 1 | 1
SCE Northern Area | Vincent | 500 | Vincent |  | 0 | 0 | 0 | [9 empty] | 0 | 0 | 0 | 10 | 2 | 4 | 1 | 2 | 5 | 1 | 1 | 1 | 2 | 2 | 2
SCE Northern Area | Vincent | 230 | Vincent |  | 0 | 0 | 0 | [9 empty] | 0 | 1067 | 1067 | 10 | 2 | 4 | 1 | 2 | 5 | 1 | 1 | 1 | 2 | 2 | 2
PG&E Greater Bay Study Area | Vineyard | 230 | #N/A |  | 0 | 0 | 0 | [9 empty] | 0 | 0 | 0 | 10 | #N/A | #N/A | #N/A | #N/A | #N/A | #N/A | #N/A | #N/A | #N/A | #N/A | #N/A
SCE Eastern Study Area | Vista (SCE) | 230 | Vista (SCE) |  | 0 | 0 | 0 | [9 empty] | 0 | 0 | 0 | 10 | 1 | 4 | 1 | 2 | 5 | 1 | 2 | 3 | 5 | 1 | 1
East of Pisgah Study Area | Vista (VEA) | 138 | Vista (VEA) | OOS | 0 | 0 | 0 | [9 empty] | 50 | 150 | 200 | 5 | 1 | N/A | N/A | N/A | N/A | N/A | N/A | N/A | N/A | N/A | N/A
SCE Metro Study Area | Walnut | 230 | Walnut |  | 0 | 0 | 0 | [9 empty] | 0 | 0 | 0 | 10 | 1 | 2 | 1 | 2 | 5 | 2 | 1 | 1 | 2 | 1 | 1
SCE Northern Area | Warne | 230 | #N/A |  | 0 | 0 | 0 | [9 empty] | 0 | 0 | 0 | 10 | #N/A | #N/A | #N/A | #N/A | #N/A | #N/A | #N/A | #N/A | #N/A | #N/A | #N/A
PG&E Fresno Study Area | Warnerville | 230 | Warnerville |  | 0 | 0 | 0 | [9 empty] | 0 | 0 | 0 | 10 | 1 | 2 | 1 | 2 | 1 | 2 | 1 | 1 | 3 | 1 | 1
PG&E Fresno Study Area | Waukena | 115 | #N/A |  | 0 | 0 | 0 | [9 empty] | 0 | 0 | 0 | 10 | #N/A | #N/A | #N/A | #N/A | #N/A | #N/A | #N/A | #N/A | #N/A | #N/A | #N/A
PG&E Greater Bay Study Area | Weber | 230 | Weber |  | 0 | 0 | 0 | [9 empty] | 0 | 0 | 0 | 10 | 1 | 2 | 2 | 1 | 1 | 1 | 1 | 1 | 1 | 1 | 1
PG&E Fresno Study Area | West Fresno | 115 | West Fresno |  | 0 | 0 | 0 | [9 empty] | 0 | 0 | 0 | 10 | 1 | 3 | 2 | 1 | 1 | 1 | 1 | 1 | 1 | 1 | 1
PG&E Fresno Study Area | Westley | 230 | Westley |  | 0 | 0 | 0 | [9 empty] | 0 | 164 | 164 | 10 | 4 | 2 | 2 | 1 | 1 | 2 | 1 | 1 | 3 | 1 | 1
PG&E Fresno Study Area | New Sub - Westley - Quinto (Proposed) | 230 | #N/A |  | 0 | 0 | 0 | [9 empty] | 0 | 0 | 0 | 10 | #N/A | #N/A | #N/A | #N/A | #N/A | #N/A | #N/A | #N/A | #N/A | #N/A | #N/A
PG&E Kern Study Area | Westpark | 115 | Westpark |  | 0 | 0 | 0 | [9 empty] | 0 | 0 | 0 | 10 | 1 | 2 | 1 | 1 | 1 | 1 | 1 | 1 | 1 | 1 | 1
PG&E Kern Study Area | Wheeler Ridge | 230 | Wheeler Ridge |  | 0 | 0 | 0 | [9 empty] | 300 | 250 | 550 | 10 | 2 | 2 | 2 | 1 | 1 | 1 | 1 | 1 | 1 | 1 | 1
PG&E Kern Study Area | New Sub - Midway - Wheeler Ridge (Proposed) | 230 | Norco |  | 0 | 0 | 0 | [9 empty] | 250 | 150 | 400 | 10 | 2 | 1 | 1 | 1 | 1 | 1 | 2 | 3 | 3 | 1 | 1
SCE Northern Area | Whirlwind | 230 | Whirlwind |  | 500 | 0 | 500 | 10 | 3 | 2 | 2 | 2 | 2 | 2 | 1 | 2 | 557 | 551 | 1108 | 10 | 1 | 5 | 1 | 2 | 2 | 1 | 1 | 1 | 2 | 1 | 1
SCE Northern Area | Whirlwind | 500 | Whirlwind |  | 0 | 0 | 0 | [9 empty] | 0 | 0 | 0 | 10 | 1 | 5 | 1 | 2 | 2 | 1 | 1 | 1 | 2 | 1 | 1
PG&E Fresno Study Area | Wilson | 230 | Wilson |  | 200 | 0 | 200 | 20 | 4 | 1 | 2 | 1 | 1 | 2 | 1 | 1 | 0 | 0 | 0 | 10 | 1 | 1 | 1 | 1 | 1 | 2 | 2 | 2 | 3 | 1 | 1
PG&E Fresno Study Area | Wilson | 115 | Wilson |  | 0 | 0 | 0 | [9 empty] | 0 | 0 | 0 | 10 | 1 | 1 | 1 | 1 | 1 | 2 | 2 | 2 | 3 | 1 | 1
PG&E Kern Study Area | Windgap PP | 230 | #N/A |  | 0 | 0 | 0 | [9 empty] | 0 | 0 | 0 | 10 | #N/A | #N/A | #N/A | #N/A | #N/A | #N/A | #N/A | #N/A | #N/A | #N/A | #N/A
SCE Northern Area | Windhub | 230 | Windhub |  | 124 | 0 | 124 | 15 | 2 | 2 | 1 | 1 | 1 | 2 | 1 | 1 | 875 | 900 | 1775 | 10 | 3 | 5 | 1 | 2 | 2 | 2 | 2 | 2 | 3 | 2 | 3
SCE Northern Area | Windhub | 500 | Windhub |  | 0 | 0 | 0 | [9 empty] | 775 | 0 | 775 | 10 | 3 | 5 | 1 | 2 | 2 | 2 | 2 | 2 | 3 | 2 | 3
PG&E North of Greater Bay Study Area | Woodland | 115 | Woodland |  | 0 | 0 | 0 | [9 empty] | 0 | 12 | 12 | 5 | 1 | 1 | 2 | 2 | 1 | 2 | 1 | 1 | 2 | 1 | 1
PG&E North of Greater Bay Study Area | Wyandotte | 115 | Wyandotte |  | 0 | 0 | 0 | [9 empty] | 0 | 0 | 0 | 10 | 1 | 2 | 1 | 2 | 2 | 3 | 1 | 1 | 4 | 1 | 1

## Land_EnvAnalysis_Solar_2034
[49 empty] | 5 mi | [43 empty] | 10 mi | [43 empty] | 15 mi | [41 empty] | 20 mi
|  |  |  | Acres/MW |  | 5-mile Radius From Substation Analysis | [43 empty] | 10-mile Radius From Substation Analysis | [43 empty] | 15-mile Radius From Substation Analysis | [43 empty] | 20-mile Radius From Substation Analysis
|  |  |  | 10 |  | 3. Land-use Feasibility Criteria Analysis | [16 empty] | 4. Environmental (Conservation and Biological) Impact Factors Criteria Analysis | [26 empty] | 3. Land-use Feasibility Criteria Analysis | [16 empty] | 4. Environmental (Conservation and Biological) Impact Factors Criteria Analysis | [26 empty] | 3. Land-use Feasibility Criteria Analysis | [16 empty] | 4. Environmental (Conservation and Biological) Impact Factors Criteria Analysis | [26 empty] | 3. Land-use Feasibility Criteria Analysis | [16 empty] | 4. Environmental (Conservation and Biological) Impact Factors Criteria Analysis
[6 empty] | CEC Core Land-Use Screen |  |  | CEC's Parcelization |  |  |  | CEC's Cropland Index |  |  |  | Criticially Overdrafted Groundwater Basin |  | Fire Threat |  |  |  | ACE Terrestrial Connectivity |  |  |  | ACE Biodiversity |  |  |  | ACE Irreplaceability |  |  |  | ACE Combined |  |  |  | Terrestrial Landscape Intactness |  |  |  | Wetlands | [6 empty] | CEC Core Land-Use Screen |  |  | CEC's Parcelization |  |  |  | CEC's Cropland Index |  |  |  | Criticially Overdrafted Groundwater Basin |  | Fire Threat |  |  |  | ACE Terrestrial Connectivity |  |  |  | ACE Biodiversity |  |  |  | ACE Irreplaceability |  |  |  | ACE Combined |  |  |  | Terrestrial Landscape Intactness |  |  |  | Wetlands | [6 empty] | CEC Core Land-Use Screen |  |  | CEC's Parcelization |  |  |  | CEC's Cropland Index |  |  |  | Criticially Overdrafted Groundwater Basin |  | Fire Threat |  |  |  | ACE Terrestrial Connectivity |  |  |  | ACE Biodiversity |  |  |  | ACE Irreplaceability |  |  |  | ACE Combined |  |  |  | Terrestrial Landscape Intactness |  |  |  | Wetlands | [6 empty] | CEC Core Land-Use Screen |  |  | CEC's Parcelization |  |  |  | CEC's Cropland Index |  |  |  | Criticially Overdrafted Groundwater Basin |  | Fire Threat |  |  |  | ACE Terrestrial Connectivity |  |  |  | ACE Biodiversity |  |  |  | ACE Irreplaceability |  |  |  | ACE Combined |  |  |  | Terrestrial Landscape Intactness |  |  |  | Wetlands
OBJECTID | IRP_Substation_Name | RESOLVE_Solar_Area | MWs Mapepd | Acres of MWs Mapped | Distance from Substation Selected | Lower Implications Area used by MWs Mapped | High Implications Area used by MWs Mapped | Core Screen Criteria Alignment Level | Substation's 10th Percentile Value Parcelization | Low Parcelization (P ≤ 6) Area used by MWs Mapped | Medium Parcelization (6 < P ≤ 30) Area used by MWs Mapped | Parcelization Criteria Alignment Level | Total Potential Area Percentage High Value Cropland | Low Value Cropland used by MWs Mapped | High Value Cropland used by MWs Mapped | Cropland Index Criteria Alignment Level | Majority of Area within Critically Overdrafted Basin | Overdrafted Basin Criteria Alignment Level | Total Potential Area Percentage Tier 2 | Total Potential Area Percentage Tier 3 | Total Potential Area Percentage Tier 2 or 3 | Fire Threat Criteria Alignment Level | Total Potential Area Percentage Higher Implications | Low Implications Area used by MWs Mapped | Higher Implications Area used by MWs Mapped | ACE Connectivity Criteria Alignment | Total Potential Area Percentage Higher Implications | Low Implications Area used by MWs Mapped | Higher Implications Area used by MWs Mapped | ACE Biodiversity Criteria Alignment | Total Potential Area Percentage Higher Implications | Low Implications Area used by MWs Mapped | Higher Implications Area used by MWs Mapped | ACE Irreplaceability Criteria Alignment | Total Potential Area Percentage Higher Implications | Low Implications Area used by MWs Mapped | Higher Implications Area used by MWs Mapped | All ACE Criteria Alignment | Total Potential Area Percentage Higher Implications | Low Implications Area used by MWs Mapped | Higher Implications Area used by MWs Mapped | Intactness Criteria Alignment | Total Potential Area Percentage Higher Implications | Low Implications Area used by MWs Mapped | Higher Implications Area used by MWs Mapped | Wetlands Criteria Alignment | 3. Land-Use Criteria Sum | 4. Env (Bio and Cons) Criteria Sum |  | Lower Implications Area used by MWs Mapped | High Implications Area used by MWs Mapped | Core Screen Criteria Alignment Level | Substation's 10th Percentile Value Parcelization | Low Parcelization (P ≤ 6) Area used by MWs Mapped | Medium Parcelization (6 < P ≤ 30) Area used by MWs Mapped | Parcelization Criteria Alignment Level | Total Potential Area Percentage High Value Cropland | Low Value Cropland used by MWs Mapped | High Value Cropland used by MWs Mapped | Cropland Index Criteria Alignment Level | Majority of Area within Critically Overdrafted Basin | Overdrafted Basin Criteria Alignment Level | Total Potential Area Percentage Tier 2 | Total Potential Area Percentage Tier 3 | Total Potential Area Percentage Tier 2 or 3 | Fire Threat Criteria Alignment Level | Total Potential Area Percentage Higher Implications | Low Implications Area used by MWs Mapped | Higher Implications Area used by MWs Mapped | ACE Connectivity Criteria Alignment | Total Potential Area Percentage Higher Implications | Low Implications Area used by MWs Mapped | Higher Implications Area used by MWs Mapped | ACE Biodiversity Criteria Alignment | Total Potential Area Percentage Higher Implications | Low Implications Area used by MWs Mapped | Higher Implications Area used by MWs Mapped | ACE Irreplaceability Criteria Alignment | Total Potential Area Percentage Higher Implications | Low Implications Area used by MWs Mapped | Higher Implications Area used by MWs Mapped | All ACE Criteria Alignment | Total Potential Area Percentage Higher Implications | Low Implications Area used by MWs Mapped | Higher Implications Area used by MWs Mapped | Intactness Criteria Alignment | Total Potential Area Percentage Higher Implications | Low Implications Area used by MWs Mapped | Higher Implications Area used by MWs Mapped | Wetlands Criteria Alignment | 3. Land-Use Criteria Sum | 4. Env (Bio and Cons) Criteria Sum) |  | Lower Implications Area used by MWs Mapped | High Implications Area used by MWs Mapped | Core Screen Criteria Alignment Level | Substation's 10th Percentile Value Parcelization | Low Parcelization (P ≤ 6) Area used by MWs Mapped | Medium Parcelization (6 < P ≤ 30) Area used by MWs Mapped | Parcelization Criteria Alignment Level | Total Potential Area Percentage High Value Cropland | Low Value Cropland used by MWs Mapped | High Value Cropland used by MWs Mapped | Cropland Index Criteria Alignment Level | Majority of Area within Critically Overdrafted Basin | Overdrafted Basin Criteria Alignment Level | Total Potential Area Percentage Tier 2 | Total Potential Area Percentage Tier 3 | Total Potential Area Percentage Tier 2 or 3 | Fire Threat Criteria Alignment Level | Total Potential Area Percentage Higher Implications | Low Implications Area used by MWs Mapped | Higher Implications Area used by MWs Mapped | ACE Connectivity Criteria Alignment | Total Potential Area Percentage Higher Implications | Low Implications Area used by MWs Mapped | Higher Implications Area used by MWs Mapped | ACE Biodiversity Criteria Alignment | Total Potential Area Percentage Higher Implications | Low Implications Area used by MWs Mapped | Higher Implications Area used by MWs Mapped | ACE Irreplaceability Criteria Alignment | Total Potential Area Percentage Higher Implications | Low Implications Area used by MWs Mapped | Higher Implications Area used by MWs Mapped | All ACE Criteria Alignment | Total Potential Area Percentage Higher Implications | Low Implications Area used by MWs Mapped | Higher Implications Area used by MWs Mapped | Intactness Criteria Alignment | Total Potential Area Percentage Higher Implications | Low Implications Area used by MWs Mapped | Higher Implications Area used by MWs Mapped | Wetlands Criteria Alignment | 3. Land-Use Criteria Sum | 4. Env (Bio and Cons) Criteria Sum) |  | Lower Implications Area used by MWs Mapped | High Implications Area used by MWs Mapped | Core Screen Criteria Alignment Level | Substation's 10th Percentile Value Parcelization | Low Parcelization (P ≤ 6) Area used by MWs Mapped | Medium Parcelization (6 < P ≤ 30) Area used by MWs Mapped | Parcelization Criteria Alignment Level | Total Potential Area Percentage High Value Cropland | Low Value Cropland used by MWs Mapped | High Value Cropland used by MWs Mapped | Cropland Index Criteria Alignment Level | Majority of Area within Critically Overdrafted Basin | Overdrafted Basin Criteria Alignment Level | Total Potential Area Percentage Tier 2 | Total Potential Area Percentage Tier 3 | Total Potential Area Percentage Tier 2 or 3 | Fire Threat Criteria Alignment Level | Total Potential Area Percentage Higher Implications | Low Implications Area used by MWs Mapped | Higher Implications Area used by MWs Mapped | ACE Connectivity Criteria Alignment | Total Potential Area Percentage Higher Implications | Low Implications Area used by MWs Mapped | Higher Implications Area used by MWs Mapped | ACE Biodiversity Criteria Alignment | Total Potential Area Percentage Higher Implications | Low Implications Area used by MWs Mapped | Higher Implications Area used by MWs Mapped | ACE Irreplaceability Criteria Alignment | Total Potential Area Percentage Higher Implications | Low Implications Area used by MWs Mapped | Higher Implications Area used by MWs Mapped | All ACE Criteria Alignment | Total Potential Area Percentage Higher Implications | Low Implications Area used by MWs Mapped | Higher Implications Area used by MWs Mapped | Intactness Criteria Alignment | Total Potential Area Percentage Higher Implications | Low Implications Area used by MWs Mapped | Higher Implications Area used by MWs Mapped | Wetlands Criteria Alignment
1 | East Shore | NORTHERN CALIFORNIA | 0 | 0 |  | 0% | 0% | 1 | 4.4588 | 0% | 0% | 1 | 0% | 0% | 0% | 1 | 0 | 2 | 0% | 0% | 0% | 1 | 0% | 0% | 0% | 1 | 0% | 0% | 0% | 1 | 56.39% | 0% | 0% | 2 | 56.39% | 0% | 0% | 2 | 0% | 0% | 0% | 1 | 79.03% | 0% | 0% | 3 |  |  |  | 0% | 0% | 1 | 59.0152 | 0% | 0% | 4 | 0% | 0% | 0% | 1 | 0 | 2 | 4.63% | 56.87% | 61.5% | 5 | 45.68% | 0% | 0% | 1 | 19.55% | 0% | 0% | 1 | 65.57% | 0% | 0% | 2 | 82.27% | 0% | 0% | 3 | 47.53% | 0% | 0% | 1 | 9.956% | 0% | 0% | 1 |  |  |  | 0% | 0% | 1 | 42 | 0% | 0% | 4 | 0.217% | 0% | 0% | 1 | 0 | 2 | 14.23% | 54.22% | 68.45% | 5 | 63.26% | 0% | 0% | 2 | 28.56% | 0% | 0% | 1 | 64.87% | 0% | 0% | 2 | 84.62% | 0% | 0% | 3 | 45.96% | 0% | 0% | 1 | 9.066% | 0% | 0% | 1 |  |  |  | 0% | 0% | 1 | 30.1176 | 0% | 0% | 4 | 0.2447% | 0% | 0% | 1 | 0 | 2 | 36.25% | 38.86% | 75.11% | 5 | 57.48% | 0% | 0% | 2 | 42.51% | 0% | 0% | 1 | 66% | 0% | 0% | 2 | 81.98% | 0% | 0% | 3 | 50.1% | 0% | 0% | 2 | 7.991% | 0% | 0% | 1
2 | Newark | NORTHERN CALIFORNIA | 0 | 0 |  | 0% | 0% | 1 | 4.2886 | 0% | 0% | 1 | 0% | 0% | 0% | 1 | 0 | 2 | 0% | 0% | 0% | 1 | 0.4619% | 0% | 0% | 1 | 7.648% | 0% | 0% | 1 | 22.61% | 0% | 0% | 1 | 22.61% | 0% | 0% | 1 | 0% | 0% | 0% | 1 | 79.45% | 0% | 0% | 3 |  |  |  | 0% | 0% | 1 | 10.4048 | 0% | 0% | 1 | 0.6662% | 0% | 0% | 1 | 0 | 2 | 54.89% | 15.71% | 70.6% | 3 | 58.86% | 0% | 0% | 2 | 41.56% | 0% | 0% | 1 | 63.62% | 0% | 0% | 2 | 78.92% | 0% | 0% | 3 | 46.89% | 0% | 0% | 1 | 10.83% | 0% | 0% | 1 |  |  |  | 0% | 0% | 1 | 13.038 | 0% | 0% | 2 | 0.2344% | 0% | 0% | 1 | 0 | 2 | 61.01% | 17.36% | 78.37% | 5 | 56.55% | 0% | 0% | 2 | 36.6% | 0% | 0% | 1 | 53.07% | 0% | 0% | 2 | 70.13% | 0% | 0% | 3 | 62.74% | 0% | 0% | 2 | 8.4% | 0% | 0% | 1 |  |  |  | 0% | 0% | 1 | 18 | 0% | 0% | 2 | 0.3012% | 0% | 0% | 1 | 0 | 2 | 62.89% | 19.28% | 82.17% | 5 | 62.69% | 0% | 0% | 2 | 38.24% | 0% | 0% | 1 | 53.42% | 0% | 0% | 2 | 80.69% | 0% | 0% | 3 | 60.51% | 0% | 0% | 2 | 7.296% | 0% | 0% | 1
3 | Tesla | NORTHERN CALIFORNIA | 0 | 0 |  | 0% | 0% | 1 | 19.1533 | 0% | 0% | 2 | 7.297% | 0% | 0% | 1 | 0 | 2 | 0.002254% | 0% | 0.002254% | 1 | 79.05% | 0% | 0% | 3 | 74.84% | 0% | 0% | 3 | 79.83% | 0% | 0% | 3 | 92.88% | 0% | 0% | 4 | 24.51% | 0% | 0% | 1 | 3.439% | 0% | 0% | 1 |  |  |  | 0% | 0% | 1 | 13.8917 | 0% | 0% | 2 | 20.55% | 0% | 0% | 1 | 0 | 2 | 10.32% | 0% | 10.32% | 1 | 71.79% | 0% | 0% | 3 | 56.24% | 0% | 0% | 2 | 58.28% | 0% | 0% | 2 | 82.53% | 0% | 0% | 3 | 26.75% | 0% | 0% | 1 | 5.135% | 0% | 0% | 1 |  |  |  | 0% | 0% | 1 | 12.1579 | 0% | 0% | 2 | 32.59% | 0% | 0% | 1 | 0 | 2 | 18.83% | 0.7199% | 19.55% | 2 | 56.69% | 0% | 0% | 2 | 41.27% | 0% | 0% | 1 | 43.74% | 0% | 0% | 1 | 68.88% | 0% | 0% | 2 | 27.64% | 0% | 0% | 1 | 5.413% | 0% | 0% | 1 |  |  |  | 0% | 0% | 1 | 12.0392 | 0% | 0% | 2 | 37.03% | 0% | 0% | 1 | 0 | 2 | 20.89% | 1.362% | 22.25% | 2 | 53.15% | 0% | 0% | 2 | 35.15% | 0% | 0% | 1 | 38.42% | 0% | 0% | 1 | 63.68% | 0% | 0% | 2 | 29.22% | 0% | 0% | 1 | 5.501% | 0% | 0% | 1
4 | Cabrillo | SPGE | 0 | 0 |  | 0% | 0% | 1 | 6.3966 | 0% | 0% | 1 | 20.17% | 0% | 0% | 1 | 0 | 2 | 71.57% | 0% | 71.57% | 3 | 18.26% | 0% | 0% | 1 | 3.224% | 0% | 0% | 1 | 55.28% | 0% | 0% | 2 | 67.96% | 0% | 0% | 2 | 24.88% | 0% | 0% | 1 | 8.257% | 0% | 0% | 1 |  |  |  | 0% | 0% | 1 | 5.0587 | 0% | 0% | 1 | 10.54% | 0% | 0% | 1 | 0 | 2 | 81.97% | 0% | 81.97% | 5 | 51.39% | 0% | 0% | 2 | 4.355% | 0% | 0% | 1 | 46.1% | 0% | 0% | 1 | 79.23% | 0% | 0% | 3 | 45.55% | 0% | 0% | 1 | 5.386% | 0% | 0% | 1 |  |  |  | 0% | 0% | 1 | 5.5447 | 0% | 0% | 1 | 6.929% | 0% | 0% | 1 | 0 | 2 | 77.13% | 0.2252% | 77.35% | 5 | 55.21% | 0% | 0% | 2 | 4.906% | 0% | 0% | 1 | 43.08% | 0% | 0% | 1 | 79.14% | 0% | 0% | 3 | 42.67% | 0% | 0% | 1 | 4.671% | 0% | 0% | 1 |  |  |  | 0% | 0% | 1 | 6.4395 | 0% | 0% | 1 | 9.604% | 0% | 0% | 1 | 0 | 2 | 68.97% | 1.66% | 70.63% | 3 | 45.74% | 0% | 0% | 1 | 5.209% | 0% | 0% | 1 | 35.74% | 0% | 0% | 1 | 67.13% | 0% | 0% | 2 | 36.67% | 0% | 0% | 1 | 4.078% | 0% | 0% | 1
5 | Honcut | NORTHERN CALIFORNIA | 0 | 0 |  | 0% | 0% | 1 | 12.8314 | 0% | 0% | 2 | 55.45% | 0% | 0% | 2 | 0 | 2 | 0% | 0% | 0% | 1 | 90.35% | 0% | 0% | 4 | 0% | 0% | 0% | 1 | 1.594% | 0% | 0% | 1 | 90.35% | 0% | 0% | 4 | 0% | 0% | 0% | 1 | 20.47% | 0% | 0% | 1 |  |  |  | 0% | 0% | 1 | 15.9202 | 0% | 0% | 2 | 36.07% | 0% | 0% | 1 | 0 | 2 | 4.583% | 0% | 4.583% | 1 | 78.58% | 0% | 0% | 3 | 7.28% | 0% | 0% | 1 | 20.62% | 0% | 0% | 1 | 84.11% | 0% | 0% | 3 | 4.6% | 0% | 0% | 1 | 12.79% | 0% | 0% | 1 |  |  |  | 0% | 0% | 1 | 15.567 | 0% | 0% | 2 | 24.72% | 0% | 0% | 1 | 0 | 2 | 15.75% | 0% | 15.75% | 1 | 63.33% | 0% | 0% | 2 | 11.34% | 0% | 0% | 1 | 30.43% | 0% | 0% | 1 | 81.2% | 0% | 0% | 3 | 13.3% | 0% | 0% | 1 | 9.929% | 0% | 0% | 1 |  |  |  | 0% | 0% | 1 | 13 | 0% | 0% | 2 | 21.43% | 0% | 0% | 1 | 0 | 2 | 20.13% | 1.997% | 22.13% | 2 | 57.15% | 0% | 0% | 2 | 13.01% | 0% | 0% | 1 | 31.9% | 0% | 0% | 1 | 77.1% | 0% | 0% | 3 | 14.6% | 0% | 0% | 1 | 9.559% | 0% | 0% | 1
6 | Palermo | NORTHERN CALIFORNIA | 0 | 0 |  | 0% | 0% | 1 | 35.175 | 0% | 0% | 4 | 4.864% | 0% | 0% | 1 | 0 | 2 | 49.78% | 0% | 49.78% | 2 | 85.23% | 0% | 0% | 3 | 11.13% | 0% | 0% | 1 | 0% | 0% | 0% | 1 | 94.82% | 0% | 0% | 4 | 10.65% | 0% | 0% | 1 | 17.94% | 0% | 0% | 1 |  |  |  | 0% | 0% | 1 | 17.1407 | 0% | 0% | 2 | 9.259% | 0% | 0% | 1 | 0 | 2 | 44.88% | 1.869% | 46.75% | 2 | 86.87% | 0% | 0% | 3 | 11.71% | 0% | 0% | 1 | 12.94% | 0% | 0% | 1 | 93.25% | 0% | 0% | 4 | 28.49% | 0% | 0% | 1 | 18.59% | 0% | 0% | 1 |  |  |  | 0% | 0% | 1 | 16.6339 | 0% | 0% | 2 | 12.62% | 0% | 0% | 1 | 0 | 2 | 28.44% | 11.89% | 40.32% | 3 | 74.16% | 0% | 0% | 3 | 11% | 0% | 0% | 1 | 30.15% | 0% | 0% | 1 | 86.23% | 0% | 0% | 3 | 22.06% | 0% | 0% | 1 | 13.27% | 0% | 0% | 1 |  |  |  | 0% | 0% | 1 | 14.1452 | 0% | 0% | 2 | 13.58% | 0% | 0% | 1 | 0 | 2 | 25.01% | 16.84% | 41.85% | 3 | 65.51% | 0% | 0% | 2 | 16.2% | 0% | 0% | 1 | 39.19% | 0% | 0% | 1 | 84.32% | 0% | 0% | 3 | 23.86% | 0% | 0% | 1 | 10.02% | 0% | 0% | 1
7 | Table Mountain | NORTHERN CALIFORNIA | 0 | 0 |  | 0% | 0% | 1 | 7.8236 | 0% | 0% | 1 | 7.376% | 0% | 0% | 1 | 0 | 2 | 4.888% | 0% | 4.888% | 1 | 79.17% | 0% | 0% | 3 | 36.19% | 0% | 0% | 1 | 41.74% | 0% | 0% | 1 | 99.9% | 0% | 0% | 5 | 9.746% | 0% | 0% | 1 | 38.04% | 0% | 0% | 1 | 6 | 12 |  | 0% | 0% | 1 | 10.8948 | 0% | 0% | 1 | 7.025% | 0% | 0% | 1 | 0 | 2 | 19.96% | 1.543% | 21.51% | 2 | 70.45% | 0% | 0% | 3 | 22.49% | 0% | 0% | 1 | 59.08% | 0% | 0% | 2 | 90.71% | 0% | 0% | 4 | 15.62% | 0% | 0% | 1 | 19.32% | 0% | 0% | 1 | 7 | 12 |  | 0% | 0% | 1 | 13.7988 | 0% | 0% | 2 | 14.15% | 0% | 0% | 1 | 0 | 2 | 18.57% | 8.802% | 27.38% | 2 | 56.66% | 0% | 0% | 2 | 17.31% | 0% | 0% | 1 | 52.07% | 0% | 0% | 2 | 79.9% | 0% | 0% | 3 | 15.83% | 0% | 0% | 1 | 12.41% | 0% | 0% | 1 | 8 | 10 |  | 0% | 0% | 1 | 12.8947 | 0% | 0% | 2 | 20.63% | 0% | 0% | 1 | 0 | 2 | 19.78% | 13.49% | 33.28% | 3 | 53.38% | 0% | 0% | 2 | 20.83% | 0% | 0% | 1 | 49.84% | 0% | 0% | 1 | 80.08% | 0% | 0% | 3 | 20.51% | 0% | 0% | 1 | 11.35% | 0% | 0% | 1
8 | Wyandotte | NORTHERN CALIFORNIA | 0 | 0 |  | 0% | 0% | 1 | 38.28 | 0% | 0% | 4 | 1.581% | 0% | 0% | 1 | 0 | 2 | 47.28% | 0% | 47.28% | 2 | 64.96% | 0% | 0% | 2 | 26.65% | 0% | 0% | 1 | 8.027% | 0% | 0% | 1 | 86.24% | 0% | 0% | 3 | 5.983% | 0% | 0% | 1 | 19.57% | 0% | 0% | 1 | 10 | 9 |  | 0% | 0% | 1 | 15.5269 | 0% | 0% | 2 | 6.3% | 0% | 0% | 1 | 0 | 2 | 39.58% | 2.565% | 42.15% | 2 | 80.87% | 0% | 0% | 3 | 17.43% | 0% | 0% | 1 | 22.74% | 0% | 0% | 1 | 93.48% | 0% | 0% | 4 | 23.95% | 0% | 0% | 1 | 21.07% | 0% | 0% | 1 | 8 | 11 |  | 0% | 0% | 1 | 15.875 | 0% | 0% | 2 | 10.15% | 0% | 0% | 1 | 0 | 2 | 27.39% | 13.52% | 40.91% | 3 | 71.44% | 0% | 0% | 3 | 12.19% | 0% | 0% | 1 | 37.02% | 0% | 0% | 1 | 86.25% | 0% | 0% | 3 | 22.64% | 0% | 0% | 1 | 13.22% | 0% | 0% | 1 | 9 | 10 |  | 0% | 0% | 1 | 14.3781 | 0% | 0% | 2 | 13.89% | 0% | 0% | 1 | 0 | 2 | 23.76% | 17.45% | 41.21% | 3 | 62.66% | 0% | 0% | 2 | 17.53% | 0% | 0% | 1 | 42.36% | 0% | 0% | 1 | 83.68% | 0% | 0% | 3 | 22.9% | 0% | 0% | 1 | 10.1% | 0% | 0% | 1
9 | Cortina | NORTHERN CALIFORNIA | 230 | 2300 |  | 156.9% | 1.855% | 4 | 8.1154 | 20.82% | 0% | 2 | 48.37% | 24.06% | 0% | 2 | 0 | 2 | 7.811% | 0% | 7.811% | 1 | 41.76% | 8.502% | 0% | 1 | 6.188% | 5.278% | 0% | 1 | 29.27% | 7.001% | 0% | 1 | 70.05% | 16.53% | 0% | 3 | 14.76% | 5.809% | 0% | 1 | 0.98% | 16.53% | 0% | 1 | 11 | 8 |  | 56.74% | 0% | 3 | 6.4655 | 5.195% | 0% | 1 | 37.83% | 6.329% | 0% | 1 | 0 | 2 | 23.51% | 0% | 23.51% | 2 | 37.03% | 2.232% | 0% | 1 | 12.47% | 1.606% | 0% | 1 | 45.47% | 2.577% | 0% | 1 | 73.04% | 5.213% | 0% | 3 | 27.56% | 1.94% | 0% | 1 | 1.173% | 5.213% | 0% | 1 | 9 | 8 |  | 15.74% | 0% | 1 | 6.9189 | 2.515% | 0% | 1 | 34.86% | 6.329% | 0% | 1 | 0 | 2 | 29.97% | 0.0009477% | 29.97% | 2 | 39.95% | 1.145% | 0% | 1 | 13.63% | 0.7963% | 0% | 1 | 45.74% | 1.268% | 0% | 1 | 74.07% | 2.652% | 0% | 3 | 31.63% | 1.006% | 0% | 1 | 2.005% | 2.652% | 0% | 1 | 7 | 8 |  | 6.607% | 0% | 1 | 7.1 | 1.637% | 0% | 1 | 34.68% | 6.329% | 0% | 1 | 0 | 2 | 29.3% | 0.1506% | 29.45% | 2 | 41.71% | 0.7212% | 0% | 1 | 16.05% | 0.5007% | 0% | 1 | 41.77% | 0.7219% | 0% | 1 | 70.27% | 1.414% | 0% | 3 | 31.3% | 0.6118% | 0% | 1 | 3.074% | 1.414% | 0% | 1
10 | Etiwanda | GREATER LA METRO | 0 | 0 |  | 0% | 0% | 1 | 41.7625 | 0% | 0% | 4 | 0% | 0% | 0% | 1 | 0 | 2 | 100% | 0% | 100% | 5 | 100% | 0% | 0% | 5 | 100% | 0% | 0% | 5 | 100% | 0% | 0% | 5 | 100% | 0% | 0% | 5 | 0% | 0% | 0% | 1 | 1.335% | 0% | 0% | 1 |  |  |  | 0% | 0% | 1 | 53 | 0% | 0% | 4 | 13.99% | 0% | 0% | 1 | 0 | 2 | 18.1% | 28.19% | 46.29% | 4 | 46.29% | 0% | 0% | 1 | 37.5% | 0% | 0% | 1 | 34.29% | 0% | 0% | 1 | 46.29% | 0% | 0% | 1 | 23.49% | 0% | 0% | 1 | 5.032% | 0% | 0% | 1 |  |  |  | 0% | 0% | 1 | 38 | 0% | 0% | 4 | 6.597% | 0% | 0% | 1 | 0 | 2 | 26.68% | 51.34% | 78.02% | 5 | 59.84% | 0% | 0% | 2 | 44.5% | 0% | 0% | 1 | 50.17% | 0% | 0% | 2 | 76.79% | 0% | 0% | 3 | 22.74% | 0% | 0% | 1 | 15.84% | 0% | 0% | 1 |  |  |  | 0% | 0% | 1 | 23.7673 | 0% | 0% | 3 | 2.381% | 0% | 0% | 1 | 0 | 2 | 22.4% | 65.97% | 88.37% | 5 | 46.63% | 0% | 0% | 1 | 49.89% | 0% | 0% | 1 | 60.77% | 0% | 0% | 2 | 86.52% | 0% | 0% | 3 | 38.65% | 0% | 0% | 1 | 10.31% | 0% | 0% | 1
11 | Brentwood | NORTHERN CALIFORNIA | 0 | 0 |  | 0% | 0% | 1 | 19.7599 | 0% | 0% | 2 | 44.41% | 0% | 0% | 1 | 0 | 2 | 16.73% | 0% | 16.73% | 1 | 14.6% | 0% | 0% | 1 | 42.6% | 0% | 0% | 1 | 47.41% | 0% | 0% | 1 | 47.42% | 0% | 0% | 1 | 0.5374% | 0% | 0% | 1 | 8.276% | 0% | 0% | 1 | 7 | 6 |  | 0% | 0% | 1 | 7 | 0% | 0% | 1 | 38.72% | 0% | 0% | 1 | 0 | 2 | 18.81% | 3.048% | 21.85% | 2 | 40.02% | 0% | 0% | 1 | 39.43% | 0% | 0% | 1 | 40.53% | 0% | 0% | 1 | 60.08% | 0% | 0% | 2 | 8.104% | 0% | 0% | 1 | 11.48% | 0% | 0% | 1 | 7 | 7 |  | 0% | 0% | 1 | 8.75 | 0% | 0% | 1 | 41.94% | 0% | 0% | 1 | 0 | 2 | 13.35% | 2.912% | 16.26% | 2 | 35.7% | 0% | 0% | 1 | 39.7% | 0% | 0% | 1 | 42.21% | 0% | 0% | 1 | 57.33% | 0% | 0% | 2 | 6.766% | 0% | 0% | 1 | 9.846% | 0% | 0% | 1 | 7 | 7 |  | 0% | 0% | 1 | 10.5385 | 0% | 0% | 1 | 42.64% | 0% | 0% | 1 | 0 | 2 | 10.08% | 1.769% | 11.85% | 2 | 31.18% | 0% | 0% | 1 | 36.08% | 0% | 0% | 1 | 37.87% | 0% | 0% | 1 | 50.78% | 0% | 0% | 2 | 7.288% | 0% | 0% | 1 | 9.214% | 0% | 0% | 1
12 | Clayton | NORTHERN CALIFORNIA | 0 | 0 |  | 0% | 0% | 1 | 6.8504 | 0% | 0% | 1 | 0% | 0% | 0% | 1 | 0 | 2 | 89.04% | 10.96% | 100% | 5 | 13.04% | 0% | 0% | 1 | 57.26% | 0% | 0% | 2 | 57.26% | 0% | 0% | 2 | 57.26% | 0% | 0% | 2 | 30.53% | 0% | 0% | 1 | 5.613% | 0% | 0% | 1 |  |  |  | 0% | 0% | 1 | 8.0885 | 0% | 0% | 1 | 0.0005101% | 0% | 0% | 1 | 0 | 2 | 41.57% | 24.33% | 65.9% | 4 | 47.11% | 0% | 0% | 1 | 71.2% | 0% | 0% | 3 | 60.56% | 0% | 0% | 2 | 76.35% | 0% | 0% | 3 | 34.28% | 0% | 0% | 1 | 31.48% | 0% | 0% | 1 |  |  |  | 0% | 0% | 1 | 21 | 0% | 0% | 3 | 0.4447% | 0% | 0% | 1 | 0 | 2 | 35.73% | 22.81% | 58.55% | 4 | 40.09% | 0% | 0% | 1 | 55.02% | 0% | 0% | 2 | 56.61% | 0% | 0% | 2 | 73.68% | 0% | 0% | 3 | 27.92% | 0% | 0% | 1 | 18.87% | 0% | 0% | 1 |  |  |  | 0% | 0% | 1 | 27.0943 | 0% | 0% | 3 | 4.056% | 0% | 0% | 1 | 0 | 2 | 27.5% | 14.72% | 42.21% | 3 | 31.91% | 0% | 0% | 1 | 46.68% | 0% | 0% | 1 | 57.9% | 0% | 0% | 2 | 71.38% | 0% | 0% | 3 | 20.17% | 0% | 0% | 1 | 14.25% | 0% | 0% | 1
13 | Contra Costa | NORTHERN CALIFORNIA | 0 | 0 |  | 0% | 0% | 1 | 6.8821 | 0% | 0% | 1 | 2.418% | 0% | 0% | 1 | 0 | 2 | 1% | 0% | 1% | 1 | 2.551% | 0% | 0% | 1 | 55.86% | 0% | 0% | 2 | 55.44% | 0% | 0% | 2 | 56.52% | 0% | 0% | 2 | 1.28% | 0% | 0% | 1 | 34.39% | 0% | 0% | 1 | 6 | 9 |  | 0% | 0% | 1 | 8.3333 | 0% | 0% | 1 | 10.05% | 0% | 0% | 1 | 0 | 2 | 19.13% | 4.938% | 24.07% | 2 | 22.71% | 0% | 0% | 1 | 49.58% | 0% | 0% | 1 | 45.58% | 0% | 0% | 1 | 52.41% | 0% | 0% | 2 | 12.4% | 0% | 0% | 1 | 16.5% | 0% | 0% | 1 | 7 | 7 |  | 0% | 0% | 1 | 7.4629 | 0% | 0% | 1 | 23.16% | 0% | 0% | 1 | 0 | 2 | 12.28% | 3.946% | 16.23% | 2 | 24.66% | 0% | 0% | 1 | 41.89% | 0% | 0% | 1 | 40.91% | 0% | 0% | 1 | 53.92% | 0% | 0% | 2 | 5.949% | 0% | 0% | 1 | 16.39% | 0% | 0% | 1 | 7 | 7 |  | 0% | 0% | 1 | 8 | 0% | 0% | 1 | 34.22% | 0% | 0% | 1 | 0 | 2 | 10.28% | 2.406% | 12.68% | 2 | 26.23% | 0% | 0% | 1 | 35.36% | 0% | 0% | 1 | 36.88% | 0% | 0% | 1 | 51.47% | 0% | 0% | 2 | 6.456% | 0% | 0% | 1 | 15.61% | 0% | 0% | 1
14 | Pittsburg | NORTHERN CALIFORNIA | 0 | 0 |  | 0% | 0% | 1 | 7 | 0% | 0% | 1 | 0% | 0% | 0% | 1 | 0 | 2 | 23.08% | 0% | 23.08% | 2 | 50.48% | 0% | 0% | 2 | 64.51% | 0% | 0% | 2 | 37.33% | 0% | 0% | 1 | 68.84% | 0% | 0% | 2 | 10.76% | 0% | 0% | 1 | 61.21% | 0% | 0% | 2 |  |  |  | 0% | 0% | 1 | 6.2013 | 0% | 0% | 1 | 0.01105% | 0% | 0% | 1 | 0 | 2 | 10.56% | 0.5344% | 11.1% | 2 | 24.26% | 0% | 0% | 1 | 45.79% | 0% | 0% | 1 | 35.77% | 0% | 0% | 1 | 54.96% | 0% | 0% | 2 | 6.302% | 0% | 0% | 1 | 28.64% | 0% | 0% | 1 |  |  |  | 0% | 0% | 1 | 13.8333 | 0% | 0% | 2 | 4.241% | 0% | 0% | 1 | 0 | 2 | 11.01% | 3.624% | 14.63% | 2 | 18.48% | 0% | 0% | 1 | 46.55% | 0% | 0% | 1 | 43.14% | 0% | 0% | 1 | 56.75% | 0% | 0% | 2 | 10.64% | 0% | 0% | 1 | 23.25% | 0% | 0% | 1 |  |  |  | 0% | 0% | 1 | 17 | 0% | 0% | 2 | 19.23% | 0% | 0% | 1 | 0 | 2 | 16.69% | 5.162% | 21.86% | 2 | 22.45% | 0% | 0% | 1 | 41.25% | 0% | 0% | 1 | 45.25% | 0% | 0% | 1 | 58.47% | 0% | 0% | 2 | 11.34% | 0% | 0% | 1 | 18.39% | 0% | 0% | 1
15 | San Bernardino | RIVERSIDE | 0 | 0 |  | 0% | 0% | 1 | 25.625 | 0% | 0% | 3 | 2.494% | 0% | 0% | 1 | 0 | 2 | 5.727% | 73.28% | 79.01% | 5 | 0% | 0% | 0% | 1 | 65.86% | 0% | 0% | 2 | 100% | 0% | 0% | 5 | 100% | 0% | 0% | 5 | 27.22% | 0% | 0% | 1 | 1.649% | 0% | 0% | 1 |  |  |  | 0% | 0% | 1 | 26.6667 | 0% | 0% | 3 | 1.749% | 0% | 0% | 1 | 0 | 2 | 5.627% | 91.12% | 96.75% | 5 | 34.42% | 0% | 0% | 1 | 46.27% | 0% | 0% | 1 | 56.22% | 0% | 0% | 2 | 81.09% | 0% | 0% | 3 | 43.75% | 0% | 0% | 1 | 5.039% | 0% | 0% | 1 |  |  |  | 0% | 0% | 1 | 26.2036 | 0% | 0% | 3 | 0.8449% | 0% | 0% | 1 | 0 | 2 | 10.51% | 87.48% | 97.99% | 5 | 49.91% | 0% | 0% | 1 | 37.16% | 0% | 0% | 1 | 54.23% | 0% | 0% | 2 | 80.84% | 0% | 0% | 3 | 41.74% | 0% | 0% | 1 | 4.943% | 0% | 0% | 1 |  |  |  | 0% | 0% | 1 | 22.5492 | 0% | 0% | 3 | 1.82% | 0% | 0% | 1 | 0 | 2 | 23.61% | 70.93% | 94.55% | 5 | 48.46% | 0% | 0% | 1 | 40.92% | 0% | 0% | 1 | 61.79% | 0% | 0% | 2 | 82.65% | 0% | 0% | 3 | 47.35% | 0% | 0% | 1 | 6.223% | 0% | 0% | 1
16 | Placerville | NORTHERN CALIFORNIA | 0 | 0 |  | 0% | 0% | 1 | 36 | 0% | 0% | 4 | 2.71% | 0% | 0% | 1 | 0 | 2 | 64.47% | 31.35% | 95.82% | 5 | 80.61% | 0% | 0% | 3 | 27.95% | 0% | 0% | 1 | 57.6% | 0% | 0% | 2 | 95.63% | 0% | 0% | 5 | 11.36% | 0% | 0% | 1 | 3.621% | 0% | 0% | 1 | 13 | 13 |  | 0% | 0% | 1 | 35 | 0% | 0% | 4 | 1.137% | 0% | 0% | 1 | 0 | 2 | 49.51% | 49.22% | 98.73% | 5 | 86.64% | 0% | 0% | 3 | 25.99% | 0% | 0% | 1 | 34.43% | 0% | 0% | 1 | 93.1% | 0% | 0% | 4 | 24.77% | 0% | 0% | 1 | 3.364% | 0% | 0% | 1 | 13 | 11 |  | 0% | 0% | 1 | 28.1667 | 0% | 0% | 3 | 1.51% | 0% | 0% | 1 | 0 | 2 | 46.68% | 50.38% | 97.06% | 5 | 82.15% | 0% | 0% | 3 | 26.93% | 0% | 0% | 1 | 29.93% | 0% | 0% | 1 | 90.03% | 0% | 0% | 4 | 36.42% | 0% | 0% | 1 | 3.273% | 0% | 0% | 1 | 12 | 11 |  | 0% | 0% | 1 | 24.8507 | 0% | 0% | 3 | 1.102% | 0% | 0% | 1 | 0 | 2 | 47.73% | 43.83% | 91.55% | 5 | 74.96% | 0% | 0% | 3 | 20.15% | 0% | 0% | 1 | 22.78% | 0% | 0% | 1 | 84.39% | 0% | 0% | 3 | 50.29% | 0% | 0% | 2 | 3.518% | 0% | 0% | 1
17 | Cantua | SPGE | 0 | 0 |  | 0% | 0% | 1 | 6.6241 | 0% | 0% | 1 | 81.91% | 0% | 0% | 3 | 1 | 1 | 0% | 0% | 0% | 1 | 19.72% | 0% | 0% | 1 | 0% | 0% | 0% | 1 | 0% | 0% | 0% | 1 | 19.72% | 0% | 0% | 1 | 9.383% | 0% | 0% | 1 | 0.6121% | 0% | 0% | 1 |  |  |  | 0% | 0% | 1 | 5.6667 | 0% | 0% | 1 | 43.15% | 0% | 0% | 1 | 1 | 1 | 0% | 0% | 0% | 1 | 36.57% | 0% | 0% | 1 | 6.18e-05% | 0% | 0% | 1 | 8.11% | 0% | 0% | 1 | 38.3% | 0% | 0% | 1 | 20.86% | 0% | 0% | 1 | 0.4562% | 0% | 0% | 1 |  |  |  | 0% | 0% | 1 | 6.1753 | 0% | 0% | 1 | 33.95% | 0% | 0% | 1 | 1 | 1 | 0.1503% | 0% | 0.1503% | 1 | 37.03% | 0% | 0% | 1 | 2.339% | 0% | 0% | 1 | 9.562% | 0% | 0% | 1 | 37.88% | 0% | 0% | 1 | 19.57% | 0% | 0% | 1 | 0.5117% | 0% | 0% | 1 |  |  |  | 0% | 0% | 1 | 6.1897 | 0% | 0% | 1 | 34.22% | 0% | 0% | 1 | 1 | 1 | 0.5555% | 0% | 0.5555% | 1 | 38.73% | 0% | 0% | 1 | 5.462% | 0% | 0% | 1 | 15.95% | 0% | 0% | 1 | 42.73% | 0% | 0% | 1 | 19.65% | 0% | 0% | 1 | 0.8923% | 0% | 0% | 1
18 | Cheney | SPGE | 0 | 0 |  | 0% | 0% | 1 | 8 | 0% | 0% | 1 | 77.18% | 0% | 0% | 3 | 0 | 2 | 0% | 0% | 0% | 1 | 8.715% | 0% | 0% | 1 | 5.091% | 0% | 0% | 1 | 13.19% | 0% | 0% | 1 | 16.76% | 0% | 0% | 1 | 0% | 0% | 0% | 1 | 0.278% | 0% | 0% | 1 |  |  |  | 0% | 0% | 1 | 6.5752 | 0% | 0% | 1 | 51.66% | 0% | 0% | 2 | 0 | 2 | 0% | 0% | 0% | 1 | 25.4% | 0% | 0% | 1 | 8.406% | 0% | 0% | 1 | 24.74% | 0% | 0% | 1 | 36.66% | 0% | 0% | 1 | 9.853% | 0% | 0% | 1 | 0.3848% | 0% | 0% | 1 |  |  |  | 0% | 0% | 1 | 6.3604 | 0% | 0% | 1 | 37.08% | 0% | 0% | 1 | 0 | 2 | 0.2351% | 0% | 0.2351% | 1 | 34.47% | 0% | 0% | 1 | 9.263% | 0% | 0% | 1 | 21.82% | 0% | 0% | 1 | 42.38% | 0% | 0% | 1 | 19.17% | 0% | 0% | 1 | 1.089% | 0% | 0% | 1 |  |  |  | 0% | 0% | 1 | 6.125 | 0% | 0% | 1 | 32.98% | 0% | 0% | 1 | 0 | 2 | 1.615% | 0% | 1.615% | 1 | 43.04% | 0% | 0% | 1 | 12.99% | 0% | 0% | 1 | 23.65% | 0% | 0% | 1 | 50.34% | 0% | 0% | 2 | 23.26% | 0% | 0% | 1 | 2.6% | 0% | 0% | 1
19 | Gates | SPGE | 925 | 9250 |  | 281% | 15.35% | 5 | 7.7392 | 346.4% | 17.19% | 3 | 82.42% | 259.6% | 16.39% | 4 | 1 | 1 | 0% | 0% | 0% | 1 | 7.52% | 23.76% | 0% | 2 | 0.2827% | 22.03% | 0% | 2 | 12.71% | 25.17% | 0% | 2 | 20.23% | 27.54% | 0% | 2 | 0% | 21.97% | 0% | 2 | 0.6539% | 27.54% | 0% | 2 | 14 | 12 |  | 43.22% | 0% | 2 | 7 | 27.2% | 0% | 2 | 71.13% | 34.36% | 0% | 2 | 1 | 1 | 0% | 0% | 0% | 1 | 17.01% | 6.975% | 0% | 1 | 6.57% | 6.196% | 0% | 1 | 15.29% | 6.833% | 0% | 1 | 27.19% | 7.95% | 0% | 1 | 0.9101% | 5.842% | 0% | 1 | 0.4712% | 7.95% | 0% | 1 | 8 | 6 |  | 12.94% | 0% | 1 | 7.6 | 8.604% | 0% | 1 | 48.85% | 34.36% | 0% | 2 | 1 | 1 | 0% | 0% | 0% | 1 | 24.58% | 3.381% | 0% | 1 | 4.682% | 2.675% | 0% | 1 | 17.97% | 3.108% | 0% | 1 | 34.5% | 3.892% | 0% | 1 | 8.274% | 2.78% | 0% | 1 | 0.5018% | 3.892% | 0% | 1 | 6 | 6 |  | 6.098% | 0% | 1 | 6.8208 | 4.177% | 0% | 1 | 33.76% | 34.36% | 0% | 2 | 1 | 1 | 0.819% | 0% | 0.819% | 1 | 34.78% | 2.28% | 0% | 1 | 3.588% | 1.542% | 0% | 1 | 15.46% | 1.759% | 0% | 1 | 42.27% | 2.576% | 0% | 1 | 16.81% | 1.787% | 0% | 1 | 0.8018% | 2.576% | 0% | 1
20 | Helm | SPGE | 35 | 350 |  | 3.611% | 0% | 1 | 7.4982 | 8.154% | 0% | 1 | 17.67% | 1.136% | 0% | 1 | 1 | 1 | 0% | 0% | 0% | 1 | 67.2% | 2.613% | 0% | 2 | 20.98% | 1.084% | 0% | 1 | 20.98% | 1.084% | 0% | 1 | 73.19% | 3.196% | 0% | 3 | 0% | 0.8569% | 0% | 1 | 0.6376% | 3.196% | 0% | 1 | 5 | 9 |  | 0.3924% | 0% | 1 | 6.9167 | 0.8275% | 0% | 1 | 19.77% | 0.2684% | 0% | 1 | 1 | 1 | 0% | 0% | 0% | 1 | 26.76% | 0.2679% | 0% | 1 | 13.04% | 0.2256% | 0% | 1 | 13.95% | 0.228% | 0% | 1 | 35.61% | 0.3047% | 0% | 1 | 0% | 0.1962% | 0% | 1 | 2.839% | 0.3047% | 0% | 1 | 5 | 6 |  | 0.1968% | 0% | 1 | 7.4434 | 0.4647% | 0% | 1 | 33.86% | 0.2684% | 0% | 1 | 1 | 1 | 0% | 0% | 0% | 1 | 21.56% | 0.1099% | 0% | 1 | 10.07% | 0.09585% | 0% | 1 | 12.11% | 0.09808% | 0% | 1 | 28.6% | 0.1207% | 0% | 1 | 0.0878% | 0.08628% | 0% | 1 | 2.6% | 0.1207% | 0% | 1 | 5 | 6 |  | 0.1406% | 0% | 1 | 8.1944 | 0.2881% | 0% | 1 | 44.59% | 0.2684% | 0% | 1 | 1 | 1 | 0% | 0% | 0% | 1 | 22.62% | 0.06202% | 0% | 1 | 7.12% | 0.05168% | 0% | 1 | 10.39% | 0.05356% | 0% | 1 | 28.5% | 0.06713% | 0% | 1 | 2.604% | 0.04928% | 0% | 1 | 2.352% | 0.06713% | 0% | 1
21 | Kearney | SPGE | 0 | 0 |  | 0% | 0% | 1 | 17.081 | 0% | 0% | 2 | 67.95% | 0% | 0% | 2 | 1 | 1 | 0% | 0% | 0% | 1 | 0% | 0% | 0% | 1 | 0% | 0% | 0% | 1 | 0% | 0% | 0% | 1 | 0% | 0% | 0% | 1 | 0% | 0% | 0% | 1 | 0.05179% | 0% | 0% | 1 | 7 | 6 |  | 0% | 0% | 1 | 18.6195 | 0% | 0% | 2 | 68.96% | 0% | 0% | 2 | 1 | 1 | 0% | 0% | 0% | 1 | 2.182% | 0% | 0% | 1 | 0.4044% | 0% | 0% | 1 | 0.4044% | 0% | 0% | 1 | 2.586% | 0% | 0% | 1 | 0% | 0% | 0% | 1 | 0.3363% | 0% | 0% | 1 | 7 | 6 |  | 0% | 0% | 1 | 17.3333 | 0% | 0% | 2 | 62.09% | 0% | 0% | 2 | 1 | 1 | 0% | 0% | 0% | 1 | 6.552% | 0% | 0% | 1 | 8.283% | 0% | 0% | 1 | 8.283% | 0% | 0% | 1 | 12.93% | 0% | 0% | 1 | 0% | 0% | 0% | 1 | 1.435% | 0% | 0% | 1 | 7 | 6 |  | 0% | 0% | 1 | 15.8 | 0% | 0% | 2 | 51.07% | 0% | 0% | 2 | 1 | 1 | 0% | 0% | 0% | 1 | 16.37% | 0% | 0% | 1 | 16.02% | 0% | 0% | 1 | 16.79% | 0% | 0% | 1 | 28.12% | 0% | 0% | 1 | 2.38% | 0% | 0% | 1 | 5.755% | 0% | 0% | 1
22 | Kingsburg | SPGE | 0 | 0 |  | 0% | 0% | 1 | 17.6235 | 0% | 0% | 2 | 69.17% | 0% | 0% | 2 | 0 | 2 | 0% | 0% | 0% | 1 | 0% | 0% | 0% | 1 | 0% | 0% | 0% | 1 | 0% | 0% | 0% | 1 | 0% | 0% | 0% | 1 | 0% | 0% | 0% | 1 | 3.212% | 0% | 0% | 1 |  |  |  | 0% | 0% | 1 | 17.5541 | 0% | 0% | 2 | 60.49% | 0% | 0% | 2 | 0 | 2 | 0% | 0% | 0% | 1 | 0% | 0% | 0% | 1 | 6.358% | 0% | 0% | 1 | 9.425% | 0% | 0% | 1 | 9.425% | 0% | 0% | 1 | 0% | 0% | 0% | 1 | 2.189% | 0% | 0% | 1 |  |  |  | 0% | 0% | 1 | 18 | 0% | 0% | 2 | 61.57% | 0% | 0% | 2 | 0 | 2 | 0% | 0% | 0% | 1 | 0% | 0% | 0% | 1 | 7.124% | 0% | 0% | 1 | 9.307% | 0% | 0% | 1 | 9.307% | 0% | 0% | 1 | 0.01895% | 0% | 0% | 1 | 2.101% | 0% | 0% | 1 |  |  |  | 0% | 0% | 1 | 17.1837 | 0% | 0% | 2 | 57.26% | 0% | 0% | 2 | 0 | 2 | 0% | 0% | 0% | 1 | 4.213% | 0% | 0% | 1 | 10.35% | 0% | 0% | 1 | 14.82% | 0% | 0% | 1 | 16.21% | 0% | 0% | 1 | 0.1987% | 0% | 0% | 1 | 2.324% | 0% | 0% | 1
23 | Malaga | SPGE | 0 | 0 |  | 0% | 0% | 1 | 27.3 | 0% | 0% | 3 | 67.77% | 0% | 0% | 2 | 1 | 1 | 0% | 0% | 0% | 1 | 0% | 0% | 0% | 1 | 0% | 0% | 0% | 1 | 0% | 0% | 0% | 1 | 0% | 0% | 0% | 1 | 0% | 0% | 0% | 1 | 0.1327% | 0% | 0% | 1 |  |  |  | 0% | 0% | 1 | 24.875 | 0% | 0% | 3 | 70.97% | 0% | 0% | 2 | 1 | 1 | 0% | 0% | 0% | 1 | 0% | 0% | 0% | 1 | 0% | 0% | 0% | 1 | 0% | 0% | 0% | 1 | 0% | 0% | 0% | 1 | 0% | 0% | 0% | 1 | 0.4351% | 0% | 0% | 1 |  |  |  | 0% | 0% | 1 | 21.5 | 0% | 0% | 3 | 64.24% | 0% | 0% | 2 | 1 | 1 | 0% | 0% | 0% | 1 | 7.163% | 0% | 0% | 1 | 9.908% | 0% | 0% | 1 | 10.72% | 0% | 0% | 1 | 11.87% | 0% | 0% | 1 | 0.5098% | 0% | 0% | 1 | 4.491% | 0% | 0% | 1 |  |  |  | 0% | 0% | 1 | 19.2 | 0% | 0% | 2 | 52.72% | 0% | 0% | 2 | 1 | 1 | 0.375% | 0% | 0.375% | 1 | 18.01% | 0% | 0% | 1 | 12.72% | 0% | 0% | 1 | 13.49% | 0% | 0% | 1 | 24.28% | 0% | 0% | 1 | 8.638% | 0% | 0% | 1 | 6.146% | 0% | 0% | 1
24 | McCall | SPGE | 0 | 0 |  | 0% | 0% | 1 | 22.715 | 0% | 0% | 3 | 80.33% | 0% | 0% | 3 | 1 | 1 | 0% | 0% | 0% | 1 | 0% | 0% | 0% | 1 | 0% | 0% | 0% | 1 | 0% | 0% | 0% | 1 | 0% | 0% | 0% | 1 | 0% | 0% | 0% | 1 | 0.2139% | 0% | 0% | 1 | 9 | 6 |  | 0% | 0% | 1 | 22.2 | 0% | 0% | 3 | 74.97% | 0% | 0% | 2 | 1 | 1 | 0% | 0% | 0% | 1 | 0% | 0% | 0% | 1 | 0% | 0% | 0% | 1 | 0% | 0% | 0% | 1 | 0% | 0% | 0% | 1 | 0% | 0% | 0% | 1 | 1.584% | 0% | 0% | 1 | 8 | 6 |  | 0% | 0% | 1 | 21.9 | 0% | 0% | 3 | 65.73% | 0% | 0% | 2 | 1 | 1 | 0% | 0% | 0% | 1 | 1.54% | 0% | 0% | 1 | 3.021% | 0% | 0% | 1 | 4.239% | 0% | 0% | 1 | 4.596% | 0% | 0% | 1 | 0.1566% | 0% | 0% | 1 | 2.4% | 0% | 0% | 1 | 8 | 6 |  | 0% | 0% | 1 | 18.4678 | 0% | 0% | 2 | 54.01% | 0% | 0% | 2 | 1 | 1 | 0.9612% | 0% | 0.9612% | 1 | 11.75% | 0% | 0% | 1 | 12.86% | 0% | 0% | 1 | 16.23% | 0% | 0% | 1 | 20.99% | 0% | 0% | 1 | 4.119% | 0% | 0% | 1 | 4.21% | 0% | 0% | 1
25 | Mc Mullin | SPGE | 0 | 0 |  | 0% | 0% | 1 | 7 | 0% | 0% | 1 | 31.2% | 0% | 0% | 1 | 1 | 1 | 0% | 0% | 0% | 1 | 0.859% | 0% | 0% | 1 | 0.544% | 0% | 0% | 1 | 0.544% | 0% | 0% | 1 | 1.201% | 0% | 0% | 1 | 0% | 0% | 0% | 1 | 1.881% | 0% | 0% | 1 |  |  |  | 0% | 0% | 1 | 9.2384 | 0% | 0% | 1 | 48.62% | 0% | 0% | 1 | 1 | 1 | 0% | 0% | 0% | 1 | 14.67% | 0% | 0% | 1 | 7.53% | 0% | 0% | 1 | 7.53% | 0% | 0% | 1 | 17.74% | 0% | 0% | 1 | 0% | 0% | 0% | 1 | 1.425% | 0% | 0% | 1 |  |  |  | 0% | 0% | 1 | 11.322 | 0% | 0% | 1 | 47.27% | 0% | 0% | 1 | 1 | 1 | 0% | 0% | 0% | 1 | 15.09% | 0% | 0% | 1 | 7.964% | 0% | 0% | 1 | 8.383% | 0% | 0% | 1 | 20.94% | 0% | 0% | 1 | 0% | 0% | 0% | 1 | 1.463% | 0% | 0% | 1 |  |  |  | 0% | 0% | 1 | 11.046 | 0% | 0% | 1 | 49.43% | 0% | 0% | 1 | 1 | 1 | 0% | 0% | 0% | 1 | 15.96% | 0% | 0% | 1 | 6.147% | 0% | 0% | 1 | 7% | 0% | 0% | 1 | 19.97% | 0% | 0% | 1 | 0.04563% | 0% | 0% | 1 | 1.94% | 0% | 0% | 1
26 | Mendota | SPGE | 0 | 0 |  | 0% | 0% | 1 | 6.8191 | 0% | 0% | 1 | 48.42% | 0% | 0% | 1 | 1 | 1 | 0% | 0% | 0% | 1 | 0.05559% | 0% | 0% | 1 | 3.836% | 0% | 0% | 1 | 20.6% | 0% | 0% | 1 | 22.55% | 0% | 0% | 1 | 0% | 0% | 0% | 1 | 0.1954% | 0% | 0% | 1 |  |  |  | 0% | 0% | 1 | 7.2716 | 0% | 0% | 1 | 45.6% | 0% | 0% | 1 | 1 | 1 | 0% | 0% | 0% | 1 | 12.49% | 0% | 0% | 1 | 4.929% | 0% | 0% | 1 | 12.65% | 0% | 0% | 1 | 23.85% | 0% | 0% | 1 | 0.1761% | 0% | 0% | 1 | 2.608% | 0% | 0% | 1 |  |  |  | 0% | 0% | 1 | 7.0593 | 0% | 0% | 1 | 36.77% | 0% | 0% | 1 | 1 | 1 | 0% | 0% | 0% | 1 | 31.73% | 0% | 0% | 1 | 8.581% | 0% | 0% | 1 | 18.15% | 0% | 0% | 1 | 41.02% | 0% | 0% | 1 | 3.129% | 0% | 0% | 1 | 4.81% | 0% | 0% | 1 |  |  |  | 0% | 0% | 1 | 6.9133 | 0% | 0% | 1 | 33.45% | 0% | 0% | 1 | 1 | 1 | 0% | 0% | 0% | 1 | 37.51% | 0% | 0% | 1 | 11.57% | 0% | 0% | 1 | 21.37% | 0% | 0% | 1 | 46.84% | 0% | 0% | 1 | 9.75% | 0% | 0% | 1 | 5.535% | 0% | 0% | 1
27 | Oro Loma | SPGE | 0 | 0 |  | 0% | 0% | 1 | 7 | 0% | 0% | 1 | 36.73% | 0% | 0% | 1 | 0 | 2 | 0% | 0% | 0% | 1 | 0% | 0% | 0% | 1 | 0% | 0% | 0% | 1 | 12.2% | 0% | 0% | 1 | 12.2% | 0% | 0% | 1 | 0% | 0% | 0% | 1 | 1.209% | 0% | 0% | 1 |  |  |  | 0% | 0% | 1 | 7.9377 | 0% | 0% | 1 | 36.14% | 0% | 0% | 1 | 0 | 2 | 0% | 0% | 0% | 1 | 10.87% | 0% | 0% | 1 | 1.001% | 0% | 0% | 1 | 6.537% | 0% | 0% | 1 | 14.6% | 0% | 0% | 1 | 3.57% | 0% | 0% | 1 | 2.789% | 0% | 0% | 1 |  |  |  | 0% | 0% | 1 | 7.6568 | 0% | 0% | 1 | 39.43% | 0% | 0% | 1 | 0 | 2 | 0% | 0% | 0% | 1 | 32.56% | 0% | 0% | 1 | 3.142% | 0% | 0% | 1 | 12.91% | 0% | 0% | 1 | 38.71% | 0% | 0% | 1 | 10.16% | 0% | 0% | 1 | 4.137% | 0% | 0% | 1 |  |  |  | 0% | 0% | 1 | 7.1062 | 0% | 0% | 1 | 36.83% | 0% | 0% | 1 | 0 | 2 | 0.007856% | 0% | 0.007856% | 1 | 42.79% | 0% | 0% | 1 | 12.79% | 0% | 0% | 1 | 20.58% | 0% | 0% | 1 | 49.48% | 0% | 0% | 1 | 14.85% | 0% | 0% | 1 | 4.723% | 0% | 0% | 1
28 | Panoche | SPGE | 0 | 0 |  | 0% | 0% | 1 | 7.3311 | 0% | 0% | 1 | 79.32% | 0% | 0% | 3 | 1 | 1 | 0% | 0% | 0% | 1 | 12.05% | 0% | 0% | 1 | 10.23% | 0% | 0% | 1 | 24.63% | 0% | 0% | 1 | 30.85% | 0% | 0% | 1 | 1.65% | 0% | 0% | 1 | 0.6977% | 0% | 0% | 1 |  |  |  | 0% | 0% | 1 | 6.5695 | 0% | 0% | 1 | 57.73% | 0% | 0% | 2 | 1 | 1 | 0% | 0% | 0% | 1 | 22.34% | 0% | 0% | 1 | 10.36% | 0% | 0% | 1 | 25.58% | 0% | 0% | 1 | 34.69% | 0% | 0% | 1 | 10.67% | 0% | 0% | 1 | 0.4089% | 0% | 0% | 1 |  |  |  | 0% | 0% | 1 | 6.1583 | 0% | 0% | 1 | 35.55% | 0% | 0% | 1 | 1 | 1 | 0.001117% | 0% | 0.001117% | 1 | 36.45% | 0% | 0% | 1 | 13.3% | 0% | 0% | 1 | 27.09% | 0% | 0% | 1 | 46.43% | 0% | 0% | 1 | 23.28% | 0% | 0% | 1 | 0.9943% | 0% | 0% | 1 |  |  |  | 0% | 0% | 1 | 6.1022 | 0% | 0% | 1 | 30.58% | 0% | 0% | 1 | 1 | 1 | 3.165% | 0% | 3.165% | 1 | 44.48% | 0% | 0% | 1 | 13.66% | 0% | 0% | 1 | 25.02% | 0% | 0% | 1 | 51.41% | 0% | 0% | 2 | 26.83% | 0% | 0% | 1 | 2.441% | 0% | 0% | 1
29 | Reedley | SPGE | 0 | 0 |  | 0% | 0% | 1 | 23 | 0% | 0% | 3 | 48.9% | 0% | 0% | 1 | 0 | 2 | 0% | 0% | 0% | 1 | 2.367% | 0% | 0% | 1 | 12.2% | 0% | 0% | 1 | 23.72% | 0% | 0% | 1 | 23.72% | 0% | 0% | 1 | 0.5% | 0% | 0% | 1 | 1.137% | 0% | 0% | 1 |  |  |  | 0% | 0% | 1 | 19.5573 | 0% | 0% | 2 | 43.48% | 0% | 0% | 1 | 0 | 2 | 10.48% | 0% | 10.48% | 1 | 26.93% | 0% | 0% | 1 | 20.54% | 0% | 0% | 1 | 29.35% | 0% | 0% | 1 | 38.8% | 0% | 0% | 1 | 10.5% | 0% | 0% | 1 | 3.087% | 0% | 0% | 1 |  |  |  | 0% | 0% | 1 | 17.8333 | 0% | 0% | 2 | 38.63% | 0% | 0% | 1 | 0 | 2 | 17.85% | 0% | 17.85% | 1 | 32.25% | 0% | 0% | 1 | 21.52% | 0% | 0% | 1 | 29.53% | 0% | 0% | 1 | 49.65% | 0% | 0% | 1 | 17.68% | 0% | 0% | 1 | 4.156% | 0% | 0% | 1 |  |  |  | 0% | 0% | 1 | 17.4598 | 0% | 0% | 2 | 35.3% | 0% | 0% | 1 | 0 | 2 | 22.48% | 0% | 22.48% | 2 | 30.2% | 0% | 0% | 1 | 19.03% | 0% | 0% | 1 | 26.6% | 0% | 0% | 1 | 45.34% | 0% | 0% | 1 | 22.49% | 0% | 0% | 1 | 3.901% | 0% | 0% | 1
30 | Sanger | SPGE | 0 | 0 |  | 0% | 0% | 1 | 25.1706 | 0% | 0% | 3 | 58.56% | 0% | 0% | 2 | 1 | 1 | 0% | 0% | 0% | 1 | 0% | 0% | 0% | 1 | 0% | 0% | 0% | 1 | 0% | 0% | 0% | 1 | 0% | 0% | 0% | 1 | 0% | 0% | 0% | 1 | 1.277% | 0% | 0% | 1 | 8 | 6 |  | 0% | 0% | 1 | 24.1364 | 0% | 0% | 3 | 58.95% | 0% | 0% | 2 | 1 | 1 | 0% | 0% | 0% | 1 | 10.68% | 0% | 0% | 1 | 14.18% | 0% | 0% | 1 | 17.63% | 0% | 0% | 1 | 19.6% | 0% | 0% | 1 | 0.6146% | 0% | 0% | 1 | 5.601% | 0% | 0% | 1 | 8 | 6 |  | 0% | 0% | 1 | 22.5333 | 0% | 0% | 3 | 52.28% | 0% | 0% | 2 | 1 | 1 | 1.865% | 0% | 1.865% | 1 | 26.41% | 0% | 0% | 1 | 15.78% | 0% | 0% | 1 | 18% | 0% | 0% | 1 | 31.91% | 0% | 0% | 1 | 11.92% | 0% | 0% | 1 | 7.373% | 0% | 0% | 1 | 8 | 6 |  | 0% | 0% | 1 | 20 | 0% | 0% | 3 | 44.11% | 0% | 0% | 1 | 1 | 1 | 8.966% | 0% | 8.966% | 1 | 30.19% | 0% | 0% | 1 | 16.1% | 0% | 0% | 1 | 18.84% | 0% | 0% | 1 | 36.68% | 0% | 0% | 1 | 16.97% | 0% | 0% | 1 | 5.98% | 0% | 0% | 1
31 | Schindler | SPGE | 0 | 0 |  | 0% | 0% | 1 | 5.9019 | 0% | 0% | 1 | 27.18% | 0% | 0% | 1 | 1 | 1 | 0% | 0% | 0% | 1 | 0% | 0% | 0% | 1 | 0% | 0% | 0% | 1 | 0% | 0% | 0% | 1 | 0% | 0% | 0% | 1 | 0% | 0% | 0% | 1 | 0.07141% | 0% | 0% | 1 | 5 | 6 |  | 0% | 0% | 1 | 6.0309 | 0% | 0% | 1 | 46.62% | 0% | 0% | 1 | 1 | 1 | 0% | 0% | 0% | 1 | 8.935% | 0% | 0% | 1 | 0.2544% | 0% | 0% | 1 | 1.614% | 0% | 0% | 1 | 10.54% | 0% | 0% | 1 | 0% | 0% | 0% | 1 | 0.4843% | 0% | 0% | 1 | 5 | 6 |  | 0% | 0% | 1 | 6.9112 | 0% | 0% | 1 | 50.98% | 0% | 0% | 2 | 1 | 1 | 0% | 0% | 0% | 1 | 19.68% | 0% | 0% | 1 | 4.739% | 0% | 0% | 1 | 7.941% | 0% | 0% | 1 | 23.43% | 0% | 0% | 1 | 3.192% | 0% | 0% | 1 | 0.8558% | 0% | 0% | 1 | 6 | 6 |  | 0% | 0% | 1 | 7.551 | 0% | 0% | 1 | 45.8% | 0% | 0% | 1 | 1 | 1 | 0% | 0% | 0% | 1 | 25.62% | 0% | 0% | 1 | 3.86% | 0% | 0% | 1 | 8.633% | 0% | 0% | 1 | 29.1% | 0% | 0% | 1 | 5.987% | 0% | 0% | 1 | 1.254% | 0% | 0% | 1
32 | Wahtoke | SPGE | 0 | 0 |  | 0% | 0% | 1 | 23.22 | 0% | 0% | 3 | 73.08% | 0% | 0% | 2 | 0 | 2 | 0% | 0% | 0% | 1 | 0% | 0% | 0% | 1 | 0.004166% | 0% | 0% | 1 | 0.004166% | 0% | 0% | 1 | 0.004166% | 0% | 0% | 1 | 0% | 0% | 0% | 1 | 3.532% | 0% | 0% | 1 |  |  |  | 0% | 0% | 1 | 21.2173 | 0% | 0% | 3 | 55.95% | 0% | 0% | 2 | 0 | 2 | 0.52% | 0% | 0.52% | 1 | 12.14% | 0% | 0% | 1 | 17.05% | 0% | 0% | 1 | 22.44% | 0% | 0% | 1 | 23.49% | 0% | 0% | 1 | 1.531% | 0% | 0% | 1 | 3.911% | 0% | 0% | 1 |  |  |  | 0% | 0% | 1 | 19.3333 | 0% | 0% | 2 | 45.18% | 0% | 0% | 1 | 0 | 2 | 9.727% | 0% | 9.727% | 1 | 23.89% | 0% | 0% | 1 | 17.94% | 0% | 0% | 1 | 24.69% | 0% | 0% | 1 | 37.27% | 0% | 0% | 1 | 11.01% | 0% | 0% | 1 | 3.915% | 0% | 0% | 1 |  |  |  | 0% | 0% | 1 | 18 | 0% | 0% | 2 | 40.08% | 0% | 0% | 1 | 0 | 2 | 15.81% | 0% | 15.81% | 1 | 28.39% | 0% | 0% | 1 | 18.55% | 0% | 0% | 1 | 24.78% | 0% | 0% | 1 | 41.84% | 0% | 0% | 1 | 17.3% | 0% | 0% | 1 | 4.157% | 0% | 0% | 1
33 | West Fresno | SPGE | 0 | 0 |  | 0% | 0% | 1 | 22.92 | 0% | 0% | 3 | 76.59% | 0% | 0% | 3 | 1 | 1 | 0% | 0% | 0% | 1 | 0% | 0% | 0% | 1 | 0% | 0% | 0% | 1 | 0% | 0% | 0% | 1 | 0% | 0% | 0% | 1 | 0% | 0% | 0% | 1 | 0.00823% | 0% | 0% | 1 |  |  |  | 0% | 0% | 1 | 21.9513 | 0% | 0% | 3 | 70.55% | 0% | 0% | 2 | 1 | 1 | 0% | 0% | 0% | 1 | 0.2335% | 0% | 0% | 1 | 0.1724% | 0% | 0% | 1 | 0.1724% | 0% | 0% | 1 | 0.2335% | 0% | 0% | 1 | 0% | 0% | 0% | 1 | 0.2175% | 0% | 0% | 1 |  |  |  | 0% | 0% | 1 | 21 | 0% | 0% | 3 | 63.56% | 0% | 0% | 2 | 1 | 1 | 0% | 0% | 0% | 1 | 6.535% | 0% | 0% | 1 | 6.877% | 0% | 0% | 1 | 6.689% | 0% | 0% | 1 | 10.87% | 0% | 0% | 1 | 0.0156% | 0% | 0% | 1 | 1.859% | 0% | 0% | 1 |  |  |  | 0% | 0% | 1 | 17.5 | 0% | 0% | 2 | 52.05% | 0% | 0% | 2 | 1 | 1 | 0% | 0% | 0% | 1 | 15.77% | 0% | 0% | 1 | 18.84% | 0% | 0% | 1 | 19.43% | 0% | 0% | 1 | 28.43% | 0% | 0% | 1 | 6.248% | 0% | 0% | 1 | 7.526% | 0% | 0% | 1
34 | Glenn | NORTHERN CALIFORNIA | 0 | 0 |  | 0% | 0% | 1 | 16.6326 | 0% | 0% | 2 | 64.8% | 0% | 0% | 2 | 0 | 2 | 0% | 0% | 0% | 1 | 46.4% | 0% | 0% | 1 | 0% | 0% | 0% | 1 | 0% | 0% | 0% | 1 | 46.4% | 0% | 0% | 1 | 1.938% | 0% | 0% | 1 | 13.62% | 0% | 0% | 1 |  |  |  | 0% | 0% | 1 | 10.9649 | 0% | 0% | 1 | 56.68% | 0% | 0% | 2 | 0 | 2 | 0% | 0% | 0% | 1 | 51.2% | 0% | 0% | 2 | 0.6056% | 0% | 0% | 1 | 1.012% | 0% | 0% | 1 | 51.7% | 0% | 0% | 2 | 3.042% | 0% | 0% | 1 | 15.31% | 0% | 0% | 1 |  |  |  | 0% | 0% | 1 | 9.95 | 0% | 0% | 1 | 46.94% | 0% | 0% | 1 | 0 | 2 | 0.483% | 0% | 0.483% | 1 | 51.05% | 0% | 0% | 2 | 3.406% | 0% | 0% | 1 | 6.399% | 0% | 0% | 1 | 55.81% | 0% | 0% | 2 | 8.952% | 0% | 0% | 1 | 16.18% | 0% | 0% | 1 |  |  |  | 0% | 0% | 1 | 9.0637 | 0% | 0% | 1 | 36.4% | 0% | 0% | 1 | 0 | 2 | 7.865% | 0% | 7.865% | 1 | 46.46% | 0% | 0% | 1 | 4.512% | 0% | 0% | 1 | 8.081% | 0% | 0% | 1 | 51.68% | 0% | 0% | 2 | 23.49% | 0% | 0% | 1 | 15.11% | 0% | 0% | 1
35 | Bridgeville | NORTHERN CALIFORNIA | 0 | 0 |  | 0% | 0% | 1 | 6.9806 | 0% | 0% | 1 | 0% | 0% | 0% | 1 | 0 | 2 | 31.34% | 24.67% | 56.01% | 4 | 37.69% | 0% | 0% | 1 | 5.915% | 0% | 0% | 1 | 5.915% | 0% | 0% | 1 | 43.61% | 0% | 0% | 1 | 78.74% | 0% | 0% | 3 | 0.7944% | 0% | 0% | 1 |  |  |  | 0% | 0% | 1 | 6 | 0% | 0% | 1 | 0% | 0% | 0% | 1 | 0 | 2 | 39.62% | 15.55% | 55.17% | 3 | 22.65% | 0% | 0% | 1 | 21.05% | 0% | 0% | 1 | 26.44% | 0% | 0% | 1 | 44.58% | 0% | 0% | 1 | 80.13% | 0% | 0% | 3 | 0.4992% | 0% | 0% | 1 |  |  |  | 0% | 0% | 1 | 6.0656 | 0% | 0% | 1 | 0% | 0% | 0% | 1 | 0 | 2 | 60.77% | 9.317% | 70.09% | 3 | 19.88% | 0% | 0% | 1 | 23.34% | 0% | 0% | 1 | 30.06% | 0% | 0% | 1 | 43.24% | 0% | 0% | 1 | 78.51% | 0% | 0% | 3 | 1.081% | 0% | 0% | 1 |  |  |  | 0% | 0% | 1 | 6.0742 | 0% | 0% | 1 | 0% | 0% | 0% | 1 | 0 | 2 | 68.46% | 5.691% | 74.15% | 3 | 15.81% | 0% | 0% | 1 | 20.65% | 0% | 0% | 1 | 27.07% | 0% | 0% | 1 | 37.19% | 0% | 0% | 1 | 78.8% | 0% | 0% | 3 | 1.559% | 0% | 0% | 1
36 | Humboldt | NORTHERN CALIFORNIA | 0 | 0 |  | 0% | 0% | 1 | 36.1615 | 0% | 0% | 4 | 0% | 0% | 0% | 1 | 0 | 2 | 70.49% | 0% | 70.49% | 3 | 0.958% | 0% | 0% | 1 | 55.42% | 0% | 0% | 2 | 61.85% | 0% | 0% | 2 | 62.8% | 0% | 0% | 2 | 41.81% | 0% | 0% | 1 | 6.658% | 0% | 0% | 1 | 11 | 9 |  | 0% | 0% | 1 | 16 | 0% | 0% | 2 | 0% | 0% | 0% | 1 | 0 | 2 | 59% | 0% | 59% | 3 | 4.892% | 0% | 0% | 1 | 41.94% | 0% | 0% | 1 | 51.72% | 0% | 0% | 2 | 53.45% | 0% | 0% | 2 | 50.75% | 0% | 0% | 2 | 10.9% | 0% | 0% | 1 | 9 | 9 |  | 0% | 0% | 1 | 11 | 0% | 0% | 1 | 0% | 0% | 0% | 1 | 0 | 2 | 43.04% | 0% | 43.04% | 2 | 4.667% | 0% | 0% | 1 | 37.76% | 0% | 0% | 1 | 43.11% | 0% | 0% | 1 | 44.97% | 0% | 0% | 1 | 49.11% | 0% | 0% | 1 | 12.63% | 0% | 0% | 1 | 7 | 6 |  | 0% | 0% | 1 | 9.6212 | 0% | 0% | 1 | 0% | 0% | 0% | 1 | 0 | 2 | 41.42% | 1.241% | 42.66% | 2 | 4.166% | 0% | 0% | 1 | 31.26% | 0% | 0% | 1 | 35.51% | 0% | 0% | 1 | 37.78% | 0% | 0% | 1 | 48.58% | 0% | 0% | 1 | 12.94% | 0% | 0% | 1
37 | El Centro | GREATER IMPERIAL | 0 | 0 |  | 0% | 0% | 1 | 12.007 | 0% | 0% | 2 | 79.35% | 0% | 0% | 3 | 0 | 2 | 0% | 0% | 0% | 1 | 0% | 0% | 0% | 1 | 0% | 0% | 0% | 1 | 0% | 0% | 0% | 1 | 0% | 0% | 0% | 1 | 0% | 0% | 0% | 1 | 4.318% | 0% | 0% | 1 |  |  |  | 0% | 0% | 1 | 10.3456 | 0% | 0% | 1 | 66.36% | 0% | 0% | 2 | 0 | 2 | 0% | 0% | 0% | 1 | 1.356% | 0% | 0% | 1 | 5.302% | 0% | 0% | 1 | 5.302% | 0% | 0% | 1 | 6.659% | 0% | 0% | 1 | 0% | 0% | 0% | 1 | 7.166% | 0% | 0% | 1 |  |  |  | 0% | 0% | 1 | 9.65 | 0% | 0% | 1 | 67.47% | 0% | 0% | 2 | 0 | 2 | 0% | 0% | 0% | 1 | 1.044% | 0% | 0% | 1 | 10.52% | 0% | 0% | 1 | 11.59% | 0% | 0% | 1 | 12.64% | 0% | 0% | 1 | 0.3745% | 0% | 0% | 1 | 6.266% | 0% | 0% | 1 |  |  |  | 0% | 0% | 1 | 9.2734 | 0% | 0% | 1 | 65.26% | 0% | 0% | 2 | 0 | 2 | 0% | 0% | 0% | 1 | 0.8084% | 0% | 0% | 1 | 14.12% | 0% | 0% | 1 | 13.12% | 0% | 0% | 1 | 15.75% | 0% | 0% | 1 | 3.233% | 0% | 0% | 1 | 5.571% | 0% | 0% | 1
38 | High Line | GREATER IMPERIAL | 0 | 0 |  | 0% | 0% | 1 | 7.4009 | 0% | 0% | 1 | 78.24% | 0% | 0% | 3 | 0 | 2 | 0% | 0% | 0% | 1 | 0% | 0% | 0% | 1 | 14.15% | 0% | 0% | 1 | 14.15% | 0% | 0% | 1 | 14.15% | 0% | 0% | 1 | 5.043% | 0% | 0% | 1 | 3.7% | 0% | 0% | 1 |  |  |  | 0% | 0% | 1 | 8.5881 | 0% | 0% | 1 | 67.73% | 0% | 0% | 2 | 0 | 2 | 0% | 0% | 0% | 1 | 0% | 0% | 0% | 1 | 27.46% | 0% | 0% | 1 | 27.46% | 0% | 0% | 1 | 27.46% | 0% | 0% | 1 | 6.819% | 0% | 0% | 1 | 6.303% | 0% | 0% | 1 |  |  |  | 0% | 0% | 1 | 8.7676 | 0% | 0% | 1 | 69.33% | 0% | 0% | 2 | 0 | 2 | 0% | 0% | 0% | 1 | 0.5559% | 0% | 0% | 1 | 17.82% | 0% | 0% | 1 | 17.82% | 0% | 0% | 1 | 18.37% | 0% | 0% | 1 | 4.368% | 0% | 0% | 1 | 5.224% | 0% | 0% | 1 |  |  |  | 0% | 0% | 1 | 8.7619 | 0% | 0% | 1 | 63.6% | 0% | 0% | 2 | 0 | 2 | 0% | 0% | 0% | 1 | 1.038% | 0% | 0% | 1 | 12.08% | 0% | 0% | 1 | 12.08% | 0% | 0% | 1 | 13.12% | 0% | 0% | 1 | 4.58% | 0% | 0% | 1 | 5.749% | 0% | 0% | 1
39 | Imperial Valley | GREATER IMPERIAL | 120 | 1200 |  | 42.34% | 0% | 2 | 10.276 | 1656% | 5.585% | 3 | 55.62% | 30.29% | 0% | 2 | 0 | 2 | 0% | 0% | 0% | 1 | 0% | 4.885% | 0% | 1 | 37.44% | 7.808% | 0% | 1 | 37.44% | 7.808% | 0% | 1 | 37.44% | 7.808% | 0% | 1 | 0.1125% | 4.891% | 0% | 1 | 10.18% | 7.808% | 0% | 1 | 10 | 6 |  | 8.655% | 0% | 1 | 10.9412 | 67.65% | 0% | 2 | 54.38% | 0% | 0% | 2 | 0 | 2 | 0% | 0% | 0% | 1 | 0% | 1.634% | 0% | 1 | 18.94% | 2.016% | 0% | 1 | 23.15% | 2.126% | 0% | 1 | 23.15% | 2.126% | 0% | 1 | 0.74% | 1.646% | 0% | 1 | 8.82% | 2.126% | 0% | 1 | 8 | 6 |  | 4.583% | 0% | 1 | 9.9651 | 6.971% | 0% | 1 | 51.12% | 0% | 0% | 2 | 0 | 2 | 0% | 0% | 0% | 1 | 3.482% | 0.9392% | 0% | 1 | 10.51% | 1.013% | 0% | 1 | 12.84% | 1.04% | 0% | 1 | 16.32% | 1.083% | 0% | 1 | 11.08% | 1.019% | 0% | 1 | 7.016% | 1.083% | 0% | 1 | 7 | 6 |  | 2.395% | 0% | 1 | 9.6978 | 3.75% | 0% | 1 | 53.28% | 0% | 0% | 2 | 0 | 2 | 0% | 0% | 0% | 1 | 3.905% | 0.5433% | 0% | 1 | 7.651% | 0.5653% | 0% | 1 | 8.889% | 0.573% | 0% | 1 | 12.94% | 0.5996% | 0% | 1 | 11.18% | 0.5878% | 0% | 1 | 6.492% | 0.5996% | 0% | 1
40 | El Segundo | GREATER LA METRO | 0 | 0 |  | 0% | 0% | 1 | 15.9185 | 0% | 0% | 2 | 0% | 0% | 0% | 1 | 0 | 2 | 0% | 0% | 0% | 1 | 1.328% | 0% | 0% | 1 | 29.87% | 0% | 0% | 1 | 47.78% | 0% | 0% | 1 | 49.11% | 0% | 0% | 1 | 0% | 0% | 0% | 1 | 0.541% | 0% | 0% | 1 |  |  |  | 0% | 0% | 1 | 10.0673 | 0% | 0% | 1 | 0% | 0% | 0% | 1 | 0 | 2 | 18.34% | 0% | 18.34% | 1 | 2.903% | 0% | 0% | 1 | 30.71% | 0% | 0% | 1 | 55.33% | 0% | 0% | 2 | 58.23% | 0% | 0% | 2 | 0% | 0% | 0% | 1 | 0.1735% | 0% | 0% | 1 |  |  |  | 0% | 0% | 1 | 10.165 | 0% | 0% | 1 | 0% | 0% | 0% | 1 | 0 | 2 | 33.27% | 8.12% | 41.39% | 2 | 8.756% | 0% | 0% | 1 | 3.822% | 0% | 0% | 1 | 50.6% | 0% | 0% | 2 | 59.36% | 0% | 0% | 2 | 15.29% | 0% | 0% | 1 | 6.973% | 0% | 0% | 1 |  |  |  | 0% | 0% | 1 | 16.8344 | 0% | 0% | 2 | 0% | 0% | 0% | 1 | 0 | 2 | 20.13% | 36.16% | 56.29% | 5 | 11.5% | 0% | 0% | 1 | 19.84% | 0% | 0% | 1 | 43% | 0% | 0% | 1 | 48.63% | 0% | 0% | 1 | 11.38% | 0% | 0% | 1 | 8.874% | 0% | 0% | 1
41 | Arco | SPGE | 439.9 | 4399 |  | 451.5% | 7.076% | 4 | 7.7529 | 66.11% | 0% | 2 | 33.17% | 97.33% | 0% | 3 | 0 | 2 | 0% | 0% | 0% | 1 | 78.68% | 41.79% | 0% | 3 | 0.2408% | 8.931% | 0% | 1 | 0.4116% | 8.946% | 0% | 1 | 78.68% | 41.79% | 0% | 3 | 1.501% | 9.045% | 0% | 1 | 0.2768% | 41.79% | 0% | 2 | 12 | 11 |  | 17.94% | 0% | 1 | 7.2024 | 14.07% | 0% | 1 | 31.81% | 14.61% | 0% | 1 | 0 | 2 | 0.4943% | 0% | 0.4943% | 1 | 67.72% | 7.676% | 0% | 2 | 4.936% | 2.606% | 0% | 1 | 11.36% | 2.795% | 0% | 1 | 71.03% | 8.551% | 0% | 3 | 2.555% | 2.543% | 0% | 1 | 1.764% | 8.551% | 0% | 1 | 6 | 9 |  | 5.999% | 0% | 1 | 6.9276 | 4.66% | 0% | 1 | 18.68% | 14.61% | 0% | 1 | 0 | 2 | 1.953% | 0% | 1.953% | 1 | 66.6% | 3.384% | 0% | 2 | 2.845% | 1.163% | 0% | 1 | 11.14% | 1.272% | 0% | 1 | 71.58% | 3.976% | 0% | 3 | 8.185% | 1.231% | 0% | 1 | 3.253% | 3.976% | 0% | 1 | 6 | 9 |  | 3.484% | 0% | 1 | 6.75 | 1.975% | 0% | 1 | 14.45% | 14.61% | 0% | 1 | 0 | 2 | 1.303% | 0% | 1.303% | 1 | 64.73% | 1.861% | 0% | 2 | 4.597% | 0.6881% | 0% | 1 | 14.38% | 0.7667% | 0% | 1 | 71.14% | 2.275% | 0% | 3 | 15.93% | 0.7809% | 0% | 1 | 2.952% | 2.275% | 0% | 1
42 | Bakersfield | SPGE | 0 | 0 |  | 0% | 0% | 1 | 13.3519 | 0% | 0% | 2 | 5.815% | 0% | 0% | 1 | 1 | 1 | 0% | 0% | 0% | 1 | 78.91% | 0% | 0% | 3 | 6.246% | 0% | 0% | 1 | 29.64% | 0% | 0% | 1 | 78.91% | 0% | 0% | 3 | 0% | 0% | 0% | 1 | 0.9006% | 0% | 0% | 1 |  |  |  | 0% | 0% | 1 | 18.6165 | 0% | 0% | 2 | 31.95% | 0% | 0% | 1 | 1 | 1 | 2.534% | 0% | 2.534% | 1 | 44.4% | 0% | 0% | 1 | 10.38% | 0% | 0% | 1 | 20.87% | 0% | 0% | 1 | 50.13% | 0% | 0% | 2 | 7.185% | 0% | 0% | 1 | 1.144% | 0% | 0% | 1 |  |  |  | 0% | 0% | 1 | 11.7591 | 0% | 0% | 1 | 39.6% | 0% | 0% | 1 | 1 | 1 | 16.87% | 0% | 16.87% | 1 | 39.98% | 0% | 0% | 1 | 14.19% | 0% | 0% | 1 | 28.54% | 0% | 0% | 1 | 50.77% | 0% | 0% | 2 | 14.18% | 0% | 0% | 1 | 4.391% | 0% | 0% | 1 |  |  |  | 0% | 0% | 1 | 9.0413 | 0% | 0% | 1 | 42.23% | 0% | 0% | 1 | 1 | 1 | 20.35% | 0% | 20.35% | 2 | 40.49% | 0% | 0% | 1 | 22.35% | 0% | 0% | 1 | 35.52% | 0% | 0% | 1 | 55.81% | 0% | 0% | 2 | 17.93% | 0% | 0% | 1 | 4.33% | 0% | 0% | 1
43 | Charca | SPGE | 0 | 0 |  | 0% | 0% | 1 | 6 | 0% | 0% | 1 | 93.82% | 0% | 0% | 3 | 1 | 1 | 0% | 0% | 0% | 1 | 52.3% | 0% | 0% | 2 | 0% | 0% | 0% | 1 | 0.1609% | 0% | 0% | 1 | 52.3% | 0% | 0% | 2 | 0% | 0% | 0% | 1 | 0.7356% | 0% | 0% | 1 | 7 | 8 |  | 0% | 0% | 1 | 8.8311 | 0% | 0% | 1 | 78.94% | 0% | 0% | 3 | 1 | 1 | 0% | 0% | 0% | 1 | 27.21% | 0% | 0% | 1 | 0.06579% | 0% | 0% | 1 | 13.63% | 0% | 0% | 1 | 37.44% | 0% | 0% | 1 | 0.1133% | 0% | 0% | 1 | 0.7623% | 0% | 0% | 1 | 7 | 6 |  | 0% | 0% | 1 | 10 | 0% | 0% | 1 | 66.99% | 0% | 0% | 2 | 1 | 1 | 0% | 0% | 0% | 1 | 18.83% | 0% | 0% | 1 | 2.472% | 0% | 0% | 1 | 22.49% | 0% | 0% | 1 | 37.9% | 0% | 0% | 1 | 0.07387% | 0% | 0% | 1 | 3.887% | 0% | 0% | 1 | 6 | 6 |  | 0% | 0% | 1 | 10.2047 | 0% | 0% | 1 | 58.63% | 0% | 0% | 2 | 1 | 1 | 0.9259% | 0% | 0.9259% | 1 | 23.01% | 0% | 0% | 1 | 8.984% | 0% | 0% | 1 | 30.67% | 0% | 0% | 1 | 45.87% | 0% | 0% | 1 | 2.052% | 0% | 0% | 1 | 4.615% | 0% | 0% | 1
44 | Columbus | SPGE | 0 | 0 |  | 0% | 0% | 1 | 15.6571 | 0% | 0% | 2 | 7.434% | 0% | 0% | 1 | 1 | 1 | 0.0009266% | 0% | 0.0009266% | 1 | 79.07% | 0% | 0% | 3 | 38.51% | 0% | 0% | 1 | 44.73% | 0% | 0% | 1 | 79.33% | 0% | 0% | 3 | 5.922% | 0% | 0% | 1 | 1.83% | 0% | 0% | 1 |  |  |  | 0% | 0% | 1 | 10.6208 | 0% | 0% | 1 | 22.1% | 0% | 0% | 1 | 1 | 1 | 23.57% | 0% | 23.57% | 2 | 59.88% | 0% | 0% | 2 | 17.57% | 0% | 0% | 1 | 26.53% | 0% | 0% | 1 | 62.82% | 0% | 0% | 2 | 22.5% | 0% | 0% | 1 | 1.819% | 0% | 0% | 1 |  |  |  | 0% | 0% | 1 | 11.4 | 0% | 0% | 1 | 32.3% | 0% | 0% | 1 | 1 | 1 | 29% | 0% | 29% | 2 | 48.76% | 0% | 0% | 1 | 14.66% | 0% | 0% | 1 | 27.14% | 0% | 0% | 1 | 54.44% | 0% | 0% | 2 | 25.05% | 0% | 0% | 1 | 2.367% | 0% | 0% | 1 |  |  |  | 0% | 0% | 1 | 8.8328 | 0% | 0% | 1 | 37.03% | 0% | 0% | 1 | 1 | 1 | 28.36% | 0.4341% | 28.8% | 2 | 47.63% | 0% | 0% | 1 | 21.96% | 0% | 0% | 1 | 34.49% | 0% | 0% | 1 | 58.75% | 0% | 0% | 2 | 25.06% | 0% | 0% | 1 | 3.446% | 0% | 0% | 1
45 | Elk Hills | SPGE | 0 | 0 |  | 0% | 0% | 1 | 5.0028 | 0% | 0% | 1 | 2.16% | 0% | 0% | 1 | 1 | 1 | 0% | 0% | 0% | 1 | 30.36% | 0% | 0% | 1 | 89.14% | 0% | 0% | 3 | 100% | 0% | 0% | 5 | 100% | 0% | 0% | 5 | 0% | 0% | 0% | 1 | 0.1134% | 0% | 0% | 1 | 5 | 16 |  | 0% | 0% | 1 | 5.25 | 0% | 0% | 1 | 19.85% | 0% | 0% | 1 | 1 | 1 | 0% | 0% | 0% | 1 | 37.24% | 0% | 0% | 1 | 61.66% | 0% | 0% | 2 | 90.61% | 0% | 0% | 4 | 91.96% | 0% | 0% | 4 | 0.7682% | 0% | 0% | 1 | 8.513% | 0% | 0% | 1 | 5 | 13 |  | 0% | 0% | 1 | 8.2 | 0% | 0% | 1 | 38.58% | 0% | 0% | 1 | 1 | 1 | 0% | 0% | 0% | 1 | 26.34% | 0% | 0% | 1 | 41.5% | 0% | 0% | 1 | 68.76% | 0% | 0% | 2 | 73.35% | 0% | 0% | 3 | 0.6557% | 0% | 0% | 1 | 7.585% | 0% | 0% | 1 | 5 | 9 |  | 0% | 0% | 1 | 8.5915 | 0% | 0% | 1 | 42.9% | 0% | 0% | 1 | 1 | 1 | 0% | 0% | 0% | 1 | 19.01% | 0% | 0% | 1 | 30.54% | 0% | 0% | 1 | 56.85% | 0% | 0% | 2 | 61.41% | 0% | 0% | 2 | 3.922% | 0% | 0% | 1 | 5.27% | 0% | 0% | 1
46 | Goose Lake | SPGE | 0 | 0 |  | 0% | 0% | 1 | 8.5318 | 0% | 0% | 1 | 39.7% | 0% | 0% | 1 | 1 | 1 | 0% | 0% | 0% | 1 | 43.94% | 0% | 0% | 1 | 22.07% | 0% | 0% | 1 | 70.61% | 0% | 0% | 3 | 82.98% | 0% | 0% | 3 | 0.2823% | 0% | 0% | 1 | 17.57% | 0% | 0% | 1 |  |  |  | 0% | 0% | 1 | 8.2861 | 0% | 0% | 1 | 50.31% | 0% | 0% | 2 | 1 | 1 | 0% | 0% | 0% | 1 | 37.85% | 0% | 0% | 1 | 12.97% | 0% | 0% | 1 | 47.91% | 0% | 0% | 1 | 68.22% | 0% | 0% | 2 | 0.06193% | 0% | 0% | 1 | 7.259% | 0% | 0% | 1 |  |  |  | 0% | 0% | 1 | 7.939 | 0% | 0% | 1 | 43.82% | 0% | 0% | 1 | 1 | 1 | 0% | 0% | 0% | 1 | 35.03% | 0% | 0% | 1 | 8.952% | 0% | 0% | 1 | 34.45% | 0% | 0% | 1 | 59.01% | 0% | 0% | 2 | 1.82% | 0% | 0% | 1 | 4.393% | 0% | 0% | 1 |  |  |  | 0% | 0% | 1 | 7.9286 | 0% | 0% | 1 | 42.78% | 0% | 0% | 1 | 1 | 1 | 0% | 0% | 0% | 1 | 36.93% | 0% | 0% | 1 | 7.092% | 0% | 0% | 1 | 27.6% | 0% | 0% | 1 | 56.7% | 0% | 0% | 2 | 2.71% | 0% | 0% | 1 | 4.784% | 0% | 0% | 1
47 | Kernridge | SPGE | 0 | 0 |  | 0% | 0% | 1 | 6.3475 | 0% | 0% | 1 | 17.76% | 0% | 0% | 1 | 1 | 1 | 0% | 0% | 0% | 1 | 40.85% | 0% | 0% | 1 | 2.247% | 0% | 0% | 1 | 27.24% | 0% | 0% | 1 | 68.08% | 0% | 0% | 2 | 8.087% | 0% | 0% | 1 | 0.03685% | 0% | 0% | 1 |  |  |  | 0% | 0% | 1 | 6.4222 | 0% | 0% | 1 | 29.97% | 0% | 0% | 1 | 1 | 1 | 0% | 0% | 0% | 1 | 50.89% | 0% | 0% | 2 | 8.217% | 0% | 0% | 1 | 27.69% | 0% | 0% | 1 | 69.23% | 0% | 0% | 2 | 15.13% | 0% | 0% | 1 | 0.4394% | 0% | 0% | 1 |  |  |  | 0% | 0% | 1 | 8.1944 | 0% | 0% | 1 | 24.01% | 0% | 0% | 1 | 1 | 1 | 0% | 0% | 0% | 1 | 51% | 0% | 0% | 2 | 14.57% | 0% | 0% | 1 | 34.66% | 0% | 0% | 1 | 71.57% | 0% | 0% | 3 | 16.79% | 0% | 0% | 1 | 3.334% | 0% | 0% | 1 |  |  |  | 0% | 0% | 1 | 8.7143 | 0% | 0% | 1 | 26.89% | 0% | 0% | 1 | 1 | 1 | 0% | 0% | 0% | 1 | 42.99% | 0% | 0% | 1 | 13.04% | 0% | 0% | 1 | 36.91% | 0% | 0% | 1 | 68.34% | 0% | 0% | 2 | 16.12% | 0% | 0% | 1 | 3.903% | 0% | 0% | 1
48 | Lamont | SPGE | 12 | 120 |  | 2.736% | 0% | 1 | 11.5 | 999% | 0.4046% | 3 | 82.75% | 0% | 0% | 3 | 1 | 1 | 0% | 0% | 0% | 1 | 0.01217% | 0.353% | 0% | 1 | 0.8499% | 0.356% | 0% | 1 | 9.803% | 0.3914% | 0% | 1 | 9.803% | 0.3914% | 0% | 1 | 0% | 0.353% | 0% | 1 | 0.02391% | 0.3914% | 0% | 1 | 9 | 6 |  | 0.6589% | 0% | 1 | 10.294 | 1.217% | 0% | 1 | 54.95% | 0% | 0% | 2 | 1 | 1 | 9.587% | 0% | 9.587% | 1 | 28.26% | 0.1438% | 0% | 1 | 12.77% | 0.1182% | 0% | 1 | 22.36% | 0.1329% | 0% | 1 | 38.5% | 0.1677% | 0% | 1 | 13.67% | 0.1195% | 0% | 1 | 1.948% | 0.1677% | 0% | 1 | 6 | 6 |  | 0.4463% | 0% | 1 | 9.6893 | 0.2676% | 0% | 1 | 42.71% | 0% | 0% | 1 | 1 | 1 | 24.1% | 2.978% | 27.08% | 2 | 44.59% | 0.08369% | 0% | 1 | 20.72% | 0.05849% | 0% | 1 | 31.23% | 0.06744% | 0% | 1 | 55.05% | 0.1032% | 0% | 2 | 23.49% | 0.06061% | 0% | 1 | 1.701% | 0.1032% | 0% | 1 | 6 | 7 |  | 0.2063% | 0% | 1 | 10.2439 | 0.1271% | 0% | 1 | 39.51% | 0% | 0% | 1 | 1 | 1 | 24.31% | 6.843% | 31.16% | 2 | 43.65% | 0.0455% | 0% | 1 | 21.15% | 0.03251% | 0% | 1 | 32.12% | 0.03777% | 0% | 1 | 55.57% | 0.0577% | 0% | 2 | 23.76% | 0.03362% | 0% | 1 | 2.711% | 0.0577% | 0% | 1
49 | Lerdo | SPGE | 0 | 0 |  | 0% | 0% | 1 | 12.4861 | 0% | 0% | 2 | 75.35% | 0% | 0% | 3 | 1 | 1 | 0% | 0% | 0% | 1 | 25.1% | 0% | 0% | 1 | 0% | 0% | 0% | 1 | 0% | 0% | 0% | 1 | 25.1% | 0% | 0% | 1 | 0% | 0% | 0% | 1 | 1.901% | 0% | 0% | 1 |  |  |  | 0% | 0% | 1 | 11.5659 | 0% | 0% | 1 | 62.68% | 0% | 0% | 2 | 1 | 1 | 0.313% | 0% | 0.313% | 1 | 29.4% | 0% | 0% | 1 | 0.9656% | 0% | 0% | 1 | 9.387% | 0% | 0% | 1 | 33.42% | 0% | 0% | 1 | 2.305% | 0% | 0% | 1 | 1.136% | 0% | 0% | 1 |  |  |  | 0% | 0% | 1 | 10.9521 | 0% | 0% | 1 | 52.61% | 0% | 0% | 2 | 1 | 1 | 7.708% | 0% | 7.708% | 1 | 37.13% | 0% | 0% | 1 | 9.513% | 0% | 0% | 1 | 22.11% | 0% | 0% | 1 | 48.14% | 0% | 0% | 1 | 5.435% | 0% | 0% | 1 | 4.755% | 0% | 0% | 1 |  |  |  | 0% | 0% | 1 | 10.0645 | 0% | 0% | 1 | 46.37% | 0% | 0% | 1 | 1 | 1 | 14.12% | 0% | 14.12% | 1 | 35.82% | 0% | 0% | 1 | 14.58% | 0% | 0% | 1 | 30.63% | 0% | 0% | 1 | 51.06% | 0% | 0% | 2 | 12.25% | 0% | 0% | 1 | 4.362% | 0% | 0% | 1
50 | Magunden | SPGE | 0 | 0 |  | 0% | 0% | 1 | 14.2135 | 0% | 0% | 2 | 59.25% | 0% | 0% | 2 | 1 | 1 | 0% | 0% | 0% | 1 | 11.46% | 0% | 0% | 1 | 5.919% | 0% | 0% | 1 | 8.784% | 0% | 0% | 1 | 11.69% | 0% | 0% | 1 | 0.9285% | 0% | 0% | 1 | 0.1295% | 0% | 0% | 1 |  |  |  | 0% | 0% | 1 | 11.2346 | 0% | 0% | 1 | 36.96% | 0% | 0% | 1 | 1 | 1 | 14.52% | 0% | 14.52% | 1 | 47.87% | 0% | 0% | 1 | 17.28% | 0% | 0% | 1 | 28.48% | 0% | 0% | 1 | 55.76% | 0% | 0% | 2 | 16.22% | 0% | 0% | 1 | 0.9604% | 0% | 0% | 1 |  |  |  | 0% | 0% | 1 | 11.3081 | 0% | 0% | 1 | 36.65% | 0% | 0% | 1 | 1 | 1 | 25.08% | 0% | 25.08% | 2 | 44.94% | 0% | 0% | 1 | 14.69% | 0% | 0% | 1 | 27.44% | 0% | 0% | 1 | 52.55% | 0% | 0% | 2 | 23.15% | 0% | 0% | 1 | 2.228% | 0% | 0% | 1 |  |  |  | 0% | 0% | 1 | 9 | 0% | 0% | 1 | 37.7% | 0% | 0% | 1 | 1 | 1 | 26.73% | 1.603% | 28.33% | 2 | 45.44% | 0% | 0% | 1 | 22.62% | 0% | 0% | 1 | 34.6% | 0% | 0% | 1 | 57.78% | 0% | 0% | 2 | 23.73% | 0% | 0% | 1 | 3.522% | 0% | 0% | 1
51 | Midway | SPGE | 750 | 7500 |  | 144.5% | 6.809% | 4 | 10.7716 | 780622% | 20.13% | 5 | 63.44% | 73.5% | 0% | 3 | 1 | 1 | 0% | 0% | 0% | 1 | 3.229% | 19.83% | 0% | 1 | 22.78% | 24.85% | 0% | 2 | 70.42% | 64.86% | 0% | 3 | 70.42% | 64.86% | 0% | 3 | 0% | 19.19% | 0% | 1 | 4.062% | 64.86% | 0% | 3 | 14 | 13 |  | 45.46% | 0% | 2 | 9.5657 | 21.63% | 0% | 2 | 51.16% | 26.92% | 0% | 2 | 1 | 1 | 0% | 0% | 0% | 1 | 15.4% | 5.815% | 0% | 1 | 17.18% | 5.939% | 0% | 1 | 63.43% | 13.45% | 0% | 2 | 66.88% | 14.85% | 0% | 2 | 0.5861% | 4.948% | 0% | 1 | 6.25% | 14.85% | 0% | 1 | 8 | 8 |  | 20.04% | 0% | 2 | 9.1423 | 12.14% | 0% | 1 | 49.62% | 26.92% | 0% | 2 | 1 | 1 | 0% | 0% | 0% | 1 | 19.03% | 2.947% | 0% | 1 | 22.5% | 3.079% | 0% | 1 | 57.09% | 5.561% | 0% | 2 | 60.5% | 6.041% | 0% | 2 | 0.3533% | 2.395% | 0% | 1 | 7.385% | 6.041% | 0% | 1 | 7 | 8 |  | 12.16% | 0% | 1 | 8.6988 | 6.821% | 0% | 1 | 48.21% | 26.92% | 0% | 2 | 1 | 1 | 0% | 0% | 0% | 1 | 29.3% | 2.035% | 0% | 1 | 23.06% | 1.87% | 0% | 1 | 49.57% | 2.852% | 0% | 1 | 63.7% | 3.963% | 0% | 2 | 2.134% | 1.47% | 0% | 1 | 5.919% | 3.963% | 0% | 1
52 | Norco | SPGE | 150 | 1500 |  | 999.9% | 4.156% | 4 | 6.5425 | 9.456% | 0% | 1 | 7.17% | 35.57% | 0% | 2 | 1 | 1 | 0% | 0% | 0% | 1 | 60.37% | 10.49% | 0% | 2 | 87.41% | 33.01% | 0% | 3 | 95.88% | 101% | 0.04241% | 5 | 100% | 999% | 4.156% | 5 | 0% | 4.156% | 0% | 1 | 29.06% | 999% | 4.156% | 4 | 9 | 20 |  | 17.66% | 0% | 1 | 8.8326 | 2.915% | 0% | 1 | 32.89% | 4.705% | 0% | 1 | 1 | 1 | 0% | 0% | 0% | 1 | 29.94% | 1.415% | 0% | 1 | 55.21% | 2.213% | 0% | 2 | 85.74% | 6.95% | 0% | 3 | 86.74% | 7.478% | 0% | 3 | 0.8604% | 1% | 0% | 1 | 11.82% | 7.478% | 0% | 1 | 5 | 11 |  | 3.878% | 0% | 1 | 9.1429 | 2.112% | 0% | 1 | 43.95% | 4.705% | 0% | 1 | 1 | 1 | 0% | 0% | 0% | 1 | 19.82% | 0.6397% | 0% | 1 | 35.04% | 0.7897% | 0% | 1 | 61.21% | 1.323% | 0% | 2 | 62.23% | 1.358% | 0% | 2 | 0.4768% | 0.5154% | 0% | 1 | 7.002% | 1.358% | 0% | 1 | 5 | 8 |  | 2.54% | 0% | 1 | 9.2474 | 1.626% | 0% | 1 | 51.11% | 4.705% | 0% | 2 | 1 | 1 | 0% | 0% | 0% | 1 | 17.37% | 0.3834% | 0% | 1 | 27.1% | 0.4346% | 0% | 1 | 51.96% | 0.6595% | 0% | 2 | 56.68% | 0.7314% | 0% | 2 | 0.6819% | 0.319% | 0% | 1 | 5.168% | 0.7314% | 0% | 1
53 | Rio Bravo | SPGE | 0 | 0 |  | 0% | 0% | 1 | 13.513 | 0% | 0% | 2 | 74.06% | 0% | 0% | 2 | 1 | 1 | 0% | 0% | 0% | 1 | 3.011% | 0% | 0% | 1 | 0.4953% | 0% | 0% | 1 | 18.2% | 0% | 0% | 1 | 18.83% | 0% | 0% | 1 | 0% | 0% | 0% | 1 | 0.5308% | 0% | 0% | 1 |  |  |  | 0% | 0% | 1 | 12.5778 | 0% | 0% | 2 | 66.57% | 0% | 0% | 2 | 1 | 1 | 0% | 0% | 0% | 1 | 17.4% | 0% | 0% | 1 | 13.43% | 0% | 0% | 1 | 35.68% | 0% | 0% | 1 | 41.21% | 0% | 0% | 1 | 0% | 0% | 0% | 1 | 11.33% | 0% | 0% | 1 |  |  |  | 0% | 0% | 1 | 11 | 0% | 0% | 1 | 58.62% | 0% | 0% | 2 | 1 | 1 | 0% | 0% | 0% | 1 | 26.31% | 0% | 0% | 1 | 17.95% | 0% | 0% | 1 | 41.16% | 0% | 0% | 1 | 54.3% | 0% | 0% | 2 | 0.4378% | 0% | 0% | 1 | 6.969% | 0% | 0% | 1 |  |  |  | 0% | 0% | 1 | 9.6667 | 0% | 0% | 1 | 52.1% | 0% | 0% | 2 | 1 | 1 | 1.745% | 0% | 1.745% | 1 | 27.92% | 0% | 0% | 1 | 18.61% | 0% | 0% | 1 | 39.32% | 0% | 0% | 1 | 54.97% | 0% | 0% | 2 | 2.332% | 0% | 0% | 1 | 4.974% | 0% | 0% | 1
54 | Rosedale | SPGE | 0 | 0 |  | 0% | 0% | 1 | 67.5647 | 0% | 0% | 4 | 54.59% | 0% | 0% | 2 | 1 | 1 | 0% | 0% | 0% | 1 | 97.91% | 0% | 0% | 5 | 12.86% | 0% | 0% | 1 | 14.78% | 0% | 0% | 1 | 97.91% | 0% | 0% | 5 | 0% | 0% | 0% | 1 | 2.582% | 0% | 0% | 1 |  |  |  | 0% | 0% | 1 | 17.1289 | 0% | 0% | 2 | 46.52% | 0% | 0% | 1 | 1 | 1 | 0% | 0% | 0% | 1 | 35.17% | 0% | 0% | 1 | 14.85% | 0% | 0% | 1 | 33.94% | 0% | 0% | 1 | 50.27% | 0% | 0% | 2 | 0.8074% | 0% | 0% | 1 | 8.414% | 0% | 0% | 1 |  |  |  | 0% | 0% | 1 | 11.9717 | 0% | 0% | 1 | 44.68% | 0% | 0% | 1 | 1 | 1 | 5.542% | 0% | 5.542% | 1 | 32.4% | 0% | 0% | 1 | 16.98% | 0% | 0% | 1 | 30.04% | 0% | 0% | 1 | 48.31% | 0% | 0% | 1 | 4.212% | 0% | 0% | 1 | 6.229% | 0% | 0% | 1 |  |  |  | 0% | 0% | 1 | 9.2121 | 0% | 0% | 1 | 45.76% | 0% | 0% | 1 | 1 | 1 | 11.88% | 0% | 11.88% | 1 | 31.73% | 0% | 0% | 1 | 22.26% | 0% | 0% | 1 | 37.48% | 0% | 0% | 1 | 52.92% | 0% | 0% | 2 | 10.01% | 0% | 0% | 1 | 4.369% | 0% | 0% | 1
55 | Semitropic | SPGE | 0 | 0 |  | 0% | 0% | 1 | 8.7616 | 0% | 0% | 1 | 61.89% | 0% | 0% | 2 | 1 | 1 | 0% | 0% | 0% | 1 | 9.309% | 0% | 0% | 1 | 0% | 0% | 0% | 1 | 14.87% | 0% | 0% | 1 | 24.18% | 0% | 0% | 1 | 0% | 0% | 0% | 1 | 0.5079% | 0% | 0% | 1 | 6 | 6 |  | 0% | 0% | 1 | 8.5353 | 0% | 0% | 1 | 59.83% | 0% | 0% | 2 | 1 | 1 | 0% | 0% | 0% | 1 | 23.26% | 0% | 0% | 1 | 3.229% | 0% | 0% | 1 | 32.45% | 0% | 0% | 1 | 51.06% | 0% | 0% | 2 | 0.05417% | 0% | 0% | 1 | 5.653% | 0% | 0% | 1 | 6 | 7 |  | 0% | 0% | 1 | 9.1385 | 0% | 0% | 1 | 61.22% | 0% | 0% | 2 | 1 | 1 | 0% | 0% | 0% | 1 | 25.12% | 0% | 0% | 1 | 7.744% | 0% | 0% | 1 | 34.27% | 0% | 0% | 1 | 50.36% | 0% | 0% | 2 | 0.1014% | 0% | 0% | 1 | 4.996% | 0% | 0% | 1 | 6 | 7 |  | 0% | 0% | 1 | 9.4154 | 0% | 0% | 1 | 59.69% | 0% | 0% | 2 | 1 | 1 | 0% | 0% | 0% | 1 | 27.8% | 0% | 0% | 1 | 8.769% | 0% | 0% | 1 | 32.18% | 0% | 0% | 1 | 51.12% | 0% | 0% | 2 | 0.1335% | 0% | 0% | 1 | 4.534% | 0% | 0% | 1
56 | Shafter | SPGE | 0 | 0 |  | 0% | 0% | 1 | 10.423 | 0% | 0% | 1 | 82.84% | 0% | 0% | 3 | 1 | 1 | 0% | 0% | 0% | 1 | 0% | 0% | 0% | 1 | 0% | 0% | 0% | 1 | 5.759% | 0% | 0% | 1 | 5.759% | 0% | 0% | 1 | 0% | 0% | 0% | 1 | 0.1506% | 0% | 0% | 1 | 7 | 6 |  | 0% | 0% | 1 | 9.4057 | 0% | 0% | 1 | 74.97% | 0% | 0% | 2 | 1 | 1 | 0% | 0% | 0% | 1 | 16.6% | 0% | 0% | 1 | 1.685% | 0% | 0% | 1 | 23.71% | 0% | 0% | 1 | 37.25% | 0% | 0% | 1 | 0% | 0% | 0% | 1 | 2.635% | 0% | 0% | 1 | 6 | 6 |  | 0% | 0% | 1 | 10.3889 | 0% | 0% | 1 | 66.78% | 0% | 0% | 2 | 1 | 1 | 0% | 0% | 0% | 1 | 23.81% | 0% | 0% | 1 | 8.888% | 0% | 0% | 1 | 33.06% | 0% | 0% | 1 | 49.01% | 0% | 0% | 1 | 0.007217% | 0% | 0% | 1 | 6.785% | 0% | 0% | 1 | 6 | 6 |  | 0% | 0% | 1 | 10.2097 | 0% | 0% | 1 | 53.48% | 0% | 0% | 2 | 1 | 1 | 0.7138% | 0% | 0.7138% | 1 | 28.22% | 0% | 0% | 1 | 14.63% | 0% | 0% | 1 | 38.76% | 0% | 0% | 1 | 54.21% | 0% | 0% | 2 | 1.812% | 0% | 0% | 1 | 5.919% | 0% | 0% | 1
57 | Smyrna | SPGE | 0 | 0 |  | 0% | 0% | 1 | 9.8422 | 0% | 0% | 1 | 15.87% | 0% | 0% | 1 | 1 | 1 | 0% | 0% | 0% | 1 | 26.37% | 0% | 0% | 1 | 0% | 0% | 0% | 1 | 39.3% | 0% | 0% | 1 | 65.67% | 0% | 0% | 2 | 0% | 0% | 0% | 1 | 3.998% | 0% | 0% | 1 | 5 | 7 |  | 0% | 0% | 1 | 9.6943 | 0% | 0% | 1 | 47.19% | 0% | 0% | 1 | 1 | 1 | 0% | 0% | 0% | 1 | 24.59% | 0% | 0% | 1 | 2.468% | 0% | 0% | 1 | 23.32% | 0% | 0% | 1 | 46.44% | 0% | 0% | 1 | 0.2699% | 0% | 0% | 1 | 4.052% | 0% | 0% | 1 | 5 | 6 |  | 0% | 0% | 1 | 9.5 | 0% | 0% | 1 | 48.41% | 0% | 0% | 1 | 1 | 1 | 0% | 0% | 0% | 1 | 32.62% | 0% | 0% | 1 | 7.973% | 0% | 0% | 1 | 30.06% | 0% | 0% | 1 | 51.03% | 0% | 0% | 2 | 0.1103% | 0% | 0% | 1 | 7.021% | 0% | 0% | 1 | 5 | 7 |  | 0% | 0% | 1 | 8.8629 | 0% | 0% | 1 | 50.08% | 0% | 0% | 2 | 1 | 1 | 0% | 0% | 0% | 1 | 31.98% | 0% | 0% | 1 | 5.957% | 0% | 0% | 1 | 25.75% | 0% | 0% | 1 | 48.88% | 0% | 0% | 1 | 0.06087% | 0% | 0% | 1 | 5.575% | 0% | 0% | 1
58 | Stockdale | SPGE | 0 | 0 |  | 0% | 0% | 1 | 22.1905 | 0% | 0% | 3 | 75.34% | 0% | 0% | 3 | 1 | 1 | 0% | 0% | 0% | 1 | 6.189% | 0% | 0% | 1 | 0.3383% | 0% | 0% | 1 | 17.16% | 0% | 0% | 1 | 17.16% | 0% | 0% | 1 | 0% | 0% | 0% | 1 | 0% | 0% | 0% | 1 | 9 | 6 |  | 0% | 0% | 1 | 18.7877 | 0% | 0% | 2 | 52.06% | 0% | 0% | 2 | 1 | 1 | 0% | 0% | 0% | 1 | 22.72% | 0% | 0% | 1 | 18.64% | 0% | 0% | 1 | 43.25% | 0% | 0% | 1 | 46.4% | 0% | 0% | 1 | 0.5365% | 0% | 0% | 1 | 8.464% | 0% | 0% | 1 | 7 | 6 |  | 0% | 0% | 1 | 11.3681 | 0% | 0% | 1 | 49.55% | 0% | 0% | 1 | 1 | 1 | 0.1906% | 0% | 0.1906% | 1 | 21.44% | 0% | 0% | 1 | 24.75% | 0% | 0% | 1 | 39.08% | 0% | 0% | 1 | 47.33% | 0% | 0% | 1 | 1.566% | 0% | 0% | 1 | 6.357% | 0% | 0% | 1 | 5 | 6 |  | 0% | 0% | 1 | 9.1643 | 0% | 0% | 1 | 49.36% | 0% | 0% | 1 | 1 | 1 | 8.411% | 0% | 8.411% | 1 | 27.86% | 0% | 0% | 1 | 23.2% | 0% | 0% | 1 | 37.17% | 0% | 0% | 1 | 50.95% | 0% | 0% | 2 | 7.336% | 0% | 0% | 1 | 4.218% | 0% | 0% | 1
59 | Taft | SPGE | 0 | 0 |  | 0% | 0% | 1 | 0 | 0% | 0% | 1 | 0% | 0% | 0% | 1 | 1 | 1 | 0% | 0% | 0% | 1 | 0% | 0% | 0% | 1 | 0% | 0% | 0% | 1 | 0% | 0% | 0% | 1 | 0% | 0% | 0% | 1 | 0% | 0% | 0% | 1 | 0% | 0% | 0% | 1 | 5 | 6 |  | 0% | 0% | 1 | 5.2553 | 0% | 0% | 1 | 7.302% | 0% | 0% | 1 | 1 | 1 | 0% | 0% | 0% | 1 | 49.15% | 0% | 0% | 1 | 53.83% | 0% | 0% | 2 | 86.48% | 0% | 0% | 3 | 94.36% | 0% | 0% | 4 | 0.9006% | 0% | 0% | 1 | 0.3213% | 0% | 0% | 1 | 5 | 12 |  | 0% | 0% | 1 | 5.2215 | 0% | 0% | 1 | 21.65% | 0% | 0% | 1 | 1 | 1 | 0% | 0% | 0% | 1 | 29.41% | 0% | 0% | 1 | 41.89% | 0% | 0% | 1 | 65.09% | 0% | 0% | 2 | 74.67% | 0% | 0% | 3 | 9.278% | 0% | 0% | 1 | 1.63% | 0% | 0% | 1 | 5 | 9 |  | 0% | 0% | 1 | 6.1223 | 0% | 0% | 1 | 30.34% | 0% | 0% | 1 | 1 | 1 | 2.226% | 0% | 2.226% | 1 | 19.91% | 0% | 0% | 1 | 36.51% | 0% | 0% | 1 | 61.37% | 0% | 0% | 2 | 66.97% | 0% | 0% | 2 | 11.59% | 0% | 0% | 1 | 4.811% | 0% | 0% | 1
60 | Temblor | SPGE | 0 | 0 |  | 0% | 0% | 1 | 7.1417 | 0% | 0% | 1 | 7.827% | 0% | 0% | 1 | 1 | 1 | 0% | 0% | 0% | 1 | 4.659% | 0% | 0% | 1 | 16.49% | 0% | 0% | 1 | 44.42% | 0% | 0% | 1 | 44.42% | 0% | 0% | 1 | 2.349% | 0% | 0% | 1 | 0.1475% | 0% | 0% | 1 |  |  |  | 0% | 0% | 1 | 6.5944 | 0% | 0% | 1 | 26.5% | 0% | 0% | 1 | 1 | 1 | 0% | 0% | 0% | 1 | 32.3% | 0% | 0% | 1 | 14.8% | 0% | 0% | 1 | 33.52% | 0% | 0% | 1 | 59.44% | 0% | 0% | 2 | 12.1% | 0% | 0% | 1 | 0.2518% | 0% | 0% | 1 |  |  |  | 0% | 0% | 1 | 8.3812 | 0% | 0% | 1 | 28.87% | 0% | 0% | 1 | 1 | 1 | 0% | 0% | 0% | 1 | 43.25% | 0% | 0% | 1 | 16.13% | 0% | 0% | 1 | 43.15% | 0% | 0% | 1 | 70.86% | 0% | 0% | 3 | 13.98% | 0% | 0% | 1 | 2.788% | 0% | 0% | 1 |  |  |  | 0% | 0% | 1 | 8.8745 | 0% | 0% | 1 | 27.35% | 0% | 0% | 1 | 1 | 1 | 0% | 0% | 0% | 1 | 39.22% | 0% | 0% | 1 | 16.96% | 0% | 0% | 1 | 45.23% | 0% | 0% | 1 | 71.12% | 0% | 0% | 3 | 14.46% | 0% | 0% | 1 | 4.368% | 0% | 0% | 1
61 | Tupman | SPGE | 0 | 0 |  | 0% | 0% | 1 | 11.72 | 0% | 0% | 1 | 38.14% | 0% | 0% | 1 | 1 | 1 | 0% | 0% | 0% | 1 | 41.37% | 0% | 0% | 1 | 46.12% | 0% | 0% | 1 | 82.98% | 0% | 0% | 3 | 86.36% | 0% | 0% | 3 | 0% | 0% | 0% | 1 | 33.23% | 0% | 0% | 1 |  |  |  | 0% | 0% | 1 | 11.7953 | 0% | 0% | 1 | 44.66% | 0% | 0% | 1 | 1 | 1 | 0% | 0% | 0% | 1 | 27.54% | 0% | 0% | 1 | 37.49% | 0% | 0% | 1 | 65.5% | 0% | 0% | 2 | 67.38% | 0% | 0% | 2 | 0.636% | 0% | 0% | 1 | 13.08% | 0% | 0% | 1 |  |  |  | 0% | 0% | 1 | 10.5 | 0% | 0% | 1 | 50.4% | 0% | 0% | 2 | 1 | 1 | 0% | 0% | 0% | 1 | 18.44% | 0% | 0% | 1 | 31.25% | 0% | 0% | 1 | 55.71% | 0% | 0% | 2 | 58.13% | 0% | 0% | 2 | 0.4483% | 0% | 0% | 1 | 6.864% | 0% | 0% | 1 |  |  |  | 0% | 0% | 1 | 9.602 | 0% | 0% | 1 | 52.18% | 0% | 0% | 2 | 1 | 1 | 0% | 0% | 0% | 1 | 22.42% | 0% | 0% | 1 | 21.71% | 0% | 0% | 1 | 45.35% | 0% | 0% | 1 | 55.12% | 0% | 0% | 2 | 0.6617% | 0% | 0% | 1 | 5.087% | 0% | 0% | 1
62 | Westpark | SPGE | 0 | 0 |  | 0% | 0% | 1 | 19.8306 | 0% | 0% | 2 | 5.35% | 0% | 0% | 1 | 1 | 1 | 0% | 0% | 0% | 1 | 73.51% | 0% | 0% | 3 | 0% | 0% | 0% | 1 | 51.88% | 0% | 0% | 2 | 73.51% | 0% | 0% | 3 | 0% | 0% | 0% | 1 | 0.869% | 0% | 0% | 1 |  |  |  | 0% | 0% | 1 | 18.8242 | 0% | 0% | 2 | 42.41% | 0% | 0% | 1 | 1 | 1 | 0% | 0% | 0% | 1 | 38.49% | 0% | 0% | 1 | 12.47% | 0% | 0% | 1 | 27.96% | 0% | 0% | 1 | 49.19% | 0% | 0% | 1 | 2.616% | 0% | 0% | 1 | 4.774% | 0% | 0% | 1 |  |  |  | 0% | 0% | 1 | 11.7377 | 0% | 0% | 1 | 42.64% | 0% | 0% | 1 | 1 | 1 | 9.926% | 0% | 9.926% | 1 | 34.74% | 0% | 0% | 1 | 16.38% | 0% | 0% | 1 | 29.53% | 0% | 0% | 1 | 48.57% | 0% | 0% | 1 | 8.119% | 0% | 0% | 1 | 5.47% | 0% | 0% | 1 |  |  |  | 0% | 0% | 1 | 9.125 | 0% | 0% | 1 | 44.6% | 0% | 0% | 1 | 1 | 1 | 15.17% | 0% | 15.17% | 1 | 35.09% | 0% | 0% | 1 | 23.1% | 0% | 0% | 1 | 36.78% | 0% | 0% | 1 | 54.26% | 0% | 0% | 2 | 13.08% | 0% | 0% | 1 | 4.351% | 0% | 0% | 1
63 | Wheeler Ridge | SPGE | 420 | 4200 |  | 188% | 4.631% | 4 | 7.9674 | 132.1% | 2.532% | 3 | 85.05% | 132.4% | 2.701% | 4 | 1 | 1 | 0% | 0% | 0% | 1 | 4.701% | 9.861% | 0% | 1 | 13.27% | 10.84% | 0% | 1 | 18.46% | 11.52% | 0% | 1 | 20.37% | 11.8% | 0% | 1 | 0% | 9.398% | 0% | 1 | 1.953% | 11.8% | 0% | 1 | 13 | 6 |  | 24.59% | 0% | 2 | 7.4793 | 21.08% | 0% | 2 | 67.71% | 17.98% | 0% | 2 | 1 | 1 | 2.24% | 0% | 2.24% | 1 | 14.43% | 2.921% | 0% | 1 | 22.44% | 3.223% | 0% | 1 | 34.7% | 3.828% | 0% | 1 | 38.35% | 4.055% | 0% | 1 | 3.029% | 2.578% | 0% | 1 | 1.94% | 4.055% | 0% | 1 | 8 | 6 |  | 11.95% | 0% | 1 | 7.6539 | 10.02% | 0% | 1 | 61.26% | 17.98% | 0% | 2 | 1 | 1 | 6.03% | 0% | 6.03% | 1 | 20.2% | 1.821% | 0% | 1 | 21.68% | 1.855% | 0% | 1 | 34.38% | 2.214% | 0% | 1 | 43.21% | 2.558% | 0% | 1 | 5.958% | 1.545% | 0% | 1 | 1.441% | 2.558% | 0% | 1 | 6 | 6 |  | 8.33% | 0% | 1 | 9.2037 | 6.082% | 0% | 1 | 53.67% | 17.98% | 0% | 2 | 1 | 1 | 8.826% | 3.047% | 11.87% | 2 | 25.52% | 1.305% | 0% | 1 | 24.19% | 1.282% | 0% | 1 | 36.44% | 1.529% | 0% | 1 | 49.28% | 1.916% | 0% | 1 | 9.715% | 1.076% | 0% | 1 | 1.659% | 1.916% | 0% | 1
64 | Kern Oil | SPGE | 0 | 0 |  | 0% | 0% | 1 | 12.8213 | 0% | 0% | 2 | 6.587% | 0% | 0% | 1 | 1 | 1 | 0% | 0% | 0% | 1 | 79.38% | 0% | 0% | 3 | 6.68% | 0% | 0% | 1 | 9.158% | 0% | 0% | 1 | 79.38% | 0% | 0% | 3 | 3.359% | 0% | 0% | 1 | 0.6601% | 0% | 0% | 1 | 6 | 10 |  | 0% | 0% | 1 | 12.6854 | 0% | 0% | 2 | 22.5% | 0% | 0% | 1 | 1 | 1 | 16.26% | 0% | 16.26% | 1 | 54.3% | 0% | 0% | 2 | 7.678% | 0% | 0% | 1 | 11.7% | 0% | 0% | 1 | 54.34% | 0% | 0% | 2 | 11.2% | 0% | 0% | 1 | 2.294% | 0% | 0% | 1 | 6 | 8 |  | 0% | 0% | 1 | 11.4726 | 0% | 0% | 1 | 36.38% | 0% | 0% | 1 | 1 | 1 | 22.68% | 0% | 22.68% | 2 | 48.33% | 0% | 0% | 1 | 14.87% | 0% | 0% | 1 | 28.68% | 0% | 0% | 1 | 55.28% | 0% | 0% | 2 | 18.2% | 0% | 0% | 1 | 3.753% | 0% | 0% | 1 | 6 | 7 |  | 0% | 0% | 1 | 9.1236 | 0% | 0% | 1 | 40.27% | 0% | 0% | 1 | 1 | 1 | 23.8% | 0% | 23.8% | 2 | 43.67% | 0% | 0% | 1 | 18.86% | 0% | 0% | 1 | 32.21% | 0% | 0% | 1 | 54.88% | 0% | 0% | 2 | 21.53% | 0% | 0% | 1 | 4.035% | 0% | 0% | 1
65 | Inyokern | GREATER KRAMER | 0 | 0 |  | 0% | 0% | 1 | 12.3769 | 0% | 0% | 2 | 0% | 0% | 0% | 1 | 1 | 1 | 0% | 0% | 0% | 1 | 73.3% | 0% | 0% | 3 | 34.69% | 0% | 0% | 1 | 14% | 0% | 0% | 1 | 81.6% | 0% | 0% | 3 | 37.78% | 0% | 0% | 1 | 0% | 0% | 0% | 1 | 6 | 10 |  | 0% | 0% | 1 | 19.4585 | 0% | 0% | 2 | 0% | 0% | 0% | 1 | 1 | 1 | 0% | 0% | 0% | 1 | 57.65% | 0% | 0% | 2 | 21.64% | 0% | 0% | 1 | 7.023% | 0% | 0% | 1 | 62.97% | 0% | 0% | 2 | 36.43% | 0% | 0% | 1 | 0.002637% | 0% | 0% | 1 | 6 | 8 |  | 0% | 0% | 1 | 13.4611 | 0% | 0% | 2 | 0% | 0% | 0% | 1 | 1 | 1 | 0.6922% | 0% | 0.6922% | 1 | 59.91% | 0% | 0% | 2 | 19.35% | 0% | 0% | 1 | 6.853% | 0% | 0% | 1 | 65.24% | 0% | 0% | 2 | 34.78% | 0% | 0% | 1 | 0.002358% | 0% | 0% | 1 | 6 | 8 |  | 0% | 0% | 1 | 10.8889 | 0% | 0% | 1 | 0% | 0% | 0% | 1 | 1 | 1 | 0.6084% | 0% | 0.6084% | 1 | 64.22% | 0% | 0% | 2 | 22.34% | 0% | 0% | 1 | 7.176% | 0% | 0% | 1 | 68.9% | 0% | 0% | 2 | 32.61% | 0% | 0% | 1 | 0.01082% | 0% | 0% | 1
66 | Pastoria | GREATER TEHACHAPI | 105 | 1050 |  | 416.1% | 3.296% | 4 | 4.7569 | 10.21% | 0% | 1 | 21.51% | 53.38% | 0% | 3 | 0 | 2 | 7.082% | 0% | 7.082% | 1 | 88.25% | 36.54% | 0% | 3 | 44.04% | 7.673% | 0% | 1 | 41.65% | 7.36% | 0% | 1 | 89.09% | 39.35% | 0% | 3 | 28.62% | 6.016% | 0% | 1 | 2.157% | 39.35% | 0% | 2 | 11 | 11 |  | 66.67% | 0% | 3 | 6.3765 | 4.57% | 0% | 1 | 34.08% | 22.52% | 0% | 2 | 0 | 2 | 23.46% | 0% | 23.46% | 2 | 62% | 3.498% | 0% | 2 | 44.45% | 2.393% | 0% | 1 | 46.08% | 2.465% | 0% | 1 | 69.07% | 4.297% | 0% | 2 | 25.43% | 1.783% | 0% | 1 | 1.591% | 4.297% | 0% | 1 | 10 | 8 |  | 30.18% | 0% | 2 | 6.9453 | 2.171% | 0% | 1 | 35.82% | 22.52% | 0% | 2 | 0 | 2 | 38.41% | 1.083% | 39.49% | 2 | 51.26% | 1.187% | 0% | 2 | 42.53% | 1.007% | 0% | 1 | 48.12% | 1.115% | 0% | 1 | 69.09% | 1.872% | 0% | 2 | 25.56% | 0.7771% | 0% | 1 | 1.609% | 1.872% | 0% | 1 | 9 | 8 |  | 3.634% | 0% | 1 | 10.6029 | 1.146% | 0% | 1 | 31.93% | 22.52% | 0% | 2 | 0 | 2 | 40.07% | 6.274% | 46.34% | 2 | 43.6% | 0.5275% | 0% | 1 | 33.91% | 0.4501% | 0% | 1 | 37.79% | 0.4782% | 0% | 1 | 66.19% | 0.8798% | 0% | 2 | 24.78% | 0.3955% | 0% | 1 | 2.121% | 0.8798% | 0% | 1
67 | Ransburg | GREATER KRAMER | 0 | 0 |  | 0% | 0% | 1 | 5.6917 | 0% | 0% | 1 | 0% | 0% | 0% | 1 | 0 | 2 | 0% | 0% | 0% | 1 | 0% | 0% | 0% | 1 | 17.48% | 0% | 0% | 1 | 0% | 0% | 0% | 1 | 17.48% | 0% | 0% | 1 | 0% | 0% | 0% | 1 | 0% | 0% | 0% | 1 |  |  |  | 0% | 0% | 1 | 16.6173 | 0% | 0% | 2 | 0% | 0% | 0% | 1 | 0 | 2 | 0% | 0% | 0% | 1 | 43.08% | 0% | 0% | 1 | 0.02567% | 0% | 0% | 1 | 0% | 0% | 0% | 1 | 43.11% | 0% | 0% | 1 | 57.14% | 0% | 0% | 2 | 0% | 0% | 0% | 1 |  |  |  | 0% | 0% | 1 | 82.0317 | 0% | 0% | 4 | 0% | 0% | 0% | 1 | 0 | 2 | 0% | 0% | 0% | 1 | 42.53% | 0% | 0% | 1 | 22.07% | 0% | 0% | 1 | 3.545% | 0% | 0% | 1 | 62.55% | 0% | 0% | 2 | 58.01% | 0% | 0% | 2 | 0.02565% | 0% | 0% | 1 |  |  |  | 0% | 0% | 1 | 64 | 0% | 0% | 4 | 0.003786% | 0% | 0% | 1 | 0 | 2 | 0% | 0% | 0% | 1 | 32.79% | 0% | 0% | 1 | 24.88% | 0% | 0% | 1 | 5.021% | 0% | 0% | 1 | 55.3% | 0% | 0% | 2 | 51.16% | 0% | 0% | 2 | 0.6061% | 0% | 0% | 1
68 | Sycamore | SPGE | 0 | 0 |  | 0% | 0% | 1 | 12.1876 | 0% | 0% | 2 | 0.1341% | 0% | 0% | 1 | 0 | 2 | 0% | 0% | 0% | 1 | 84.31% | 0% | 0% | 3 | 15% | 0% | 0% | 1 | 17.73% | 0% | 0% | 1 | 84.31% | 0% | 0% | 3 | 12.39% | 0% | 0% | 1 | 0.6805% | 0% | 0% | 1 |  |  |  | 0% | 0% | 1 | 11.7983 | 0% | 0% | 1 | 14.15% | 0% | 0% | 1 | 0 | 2 | 27.95% | 0% | 27.95% | 2 | 60.25% | 0% | 0% | 2 | 11.82% | 0% | 0% | 1 | 18.93% | 0% | 0% | 1 | 60.28% | 0% | 0% | 2 | 19.89% | 0% | 0% | 1 | 2.238% | 0% | 0% | 1 |  |  |  | 0% | 0% | 1 | 10.75 | 0% | 0% | 1 | 31.97% | 0% | 0% | 1 | 0 | 2 | 29.57% | 0% | 29.57% | 2 | 54.13% | 0% | 0% | 2 | 15.69% | 0% | 0% | 1 | 28.29% | 0% | 0% | 1 | 58.74% | 0% | 0% | 2 | 24.32% | 0% | 0% | 1 | 2.39% | 0% | 0% | 1 |  |  |  | 0% | 0% | 1 | 9.1005 | 0% | 0% | 1 | 37.86% | 0% | 0% | 1 | 0 | 2 | 28.15% | 0% | 28.15% | 2 | 46.87% | 0% | 0% | 1 | 17.94% | 0% | 0% | 1 | 30.64% | 0% | 0% | 1 | 55.93% | 0% | 0% | 2 | 25.79% | 0% | 0% | 1 | 3.574% | 0% | 0% | 1
69 | Avenal | SPGE | 0 | 0 |  | 0% | 0% | 1 | 4.8392 | 0% | 0% | 1 | 8.721% | 0% | 0% | 1 | 0 | 2 | 0% | 0% | 0% | 1 | 38.82% | 0% | 0% | 1 | 0% | 0% | 0% | 1 | 31.82% | 0% | 0% | 1 | 67.67% | 0% | 0% | 2 | 27.41% | 0% | 0% | 1 | 0.474% | 0% | 0% | 1 |  |  |  | 0% | 0% | 1 | 7.2163 | 0% | 0% | 1 | 17.72% | 0% | 0% | 1 | 0 | 2 | 0.01582% | 0% | 0.01582% | 1 | 50.18% | 0% | 0% | 2 | 0.7466% | 0% | 0% | 1 | 18.23% | 0% | 0% | 1 | 64.94% | 0% | 0% | 2 | 28.63% | 0% | 0% | 1 | 0.311% | 0% | 0% | 1 |  |  |  | 0% | 0% | 1 | 6.5638 | 0% | 0% | 1 | 23.97% | 0% | 0% | 1 | 0 | 2 | 1.647% | 0% | 1.647% | 1 | 41.56% | 0% | 0% | 1 | 1.71% | 0% | 0% | 1 | 18.01% | 0% | 0% | 1 | 53.81% | 0% | 0% | 2 | 27% | 0% | 0% | 1 | 0.7513% | 0% | 0% | 1 |  |  |  | 0% | 0% | 1 | 6.4258 | 0% | 0% | 1 | 22.92% | 0% | 0% | 1 | 0 | 2 | 5.61% | 0% | 5.61% | 1 | 44.82% | 0% | 0% | 1 | 5.705% | 0% | 0% | 1 | 20.16% | 0% | 0% | 1 | 56.2% | 0% | 0% | 2 | 25.32% | 0% | 0% | 1 | 0.8954% | 0% | 0% | 1
70 | Corcoran | SPGE | 0 | 0 |  | 0% | 0% | 1 | 7.2258 | 0% | 0% | 1 | 35.22% | 0% | 0% | 1 | 1 | 1 | 0% | 0% | 0% | 1 | 15.7% | 0% | 0% | 1 | 7.28% | 0% | 0% | 1 | 24.58% | 0% | 0% | 1 | 37.89% | 0% | 0% | 1 | 0% | 0% | 0% | 1 | 12.42% | 0% | 0% | 1 | 5 | 6 |  | 0% | 0% | 1 | 6.885 | 0% | 0% | 1 | 36.25% | 0% | 0% | 1 | 1 | 1 | 0% | 0% | 0% | 1 | 8.992% | 0% | 0% | 1 | 2.34% | 0% | 0% | 1 | 11.45% | 0% | 0% | 1 | 19.23% | 0% | 0% | 1 | 0% | 0% | 0% | 1 | 5.434% | 0% | 0% | 1 | 5 | 6 |  | 0% | 0% | 1 | 7.2844 | 0% | 0% | 1 | 36.35% | 0% | 0% | 1 | 1 | 1 | 0% | 0% | 0% | 1 | 14.43% | 0% | 0% | 1 | 2.087% | 0% | 0% | 1 | 6.68% | 0% | 0% | 1 | 20.27% | 0% | 0% | 1 | 0% | 0% | 0% | 1 | 3.334% | 0% | 0% | 1 | 5 | 6 |  | 0% | 0% | 1 | 8.8016 | 0% | 0% | 1 | 35.26% | 0% | 0% | 1 | 1 | 1 | 0% | 0% | 0% | 1 | 19.63% | 0% | 0% | 1 | 4.068% | 0% | 0% | 1 | 10.2% | 0% | 0% | 1 | 27.63% | 0% | 0% | 1 | 0.006325% | 0% | 0% | 1 | 3.636% | 0% | 0% | 1
71 | Henrietta | SPGE | 306.5 | 3065 |  | 33.89% | 0% | 2 | 6.9529 | 66.97% | 0% | 2 | 25.86% | 14.5% | 0% | 1 | 1 | 1 | 0% | 0% | 0% | 1 | 24.04% | 12.33% | 0% | 1 | 0% | 9.369% | 0% | 1 | 0% | 9.369% | 0% | 1 | 24.04% | 12.33% | 0% | 1 | 0% | 9.369% | 0% | 1 | 2.423% | 12.33% | 0% | 1 | 7 | 6 |  | 5.105% | 0% | 1 | 8.6681 | 9.034% | 0% | 1 | 36.81% | 3.752% | 0% | 1 | 1 | 1 | 0% | 0% | 0% | 1 | 15.02% | 2.388% | 0% | 1 | 1.565% | 2.062% | 0% | 1 | 2.521% | 2.082% | 0% | 1 | 15.91% | 2.413% | 0% | 1 | 0% | 2.029% | 0% | 1 | 2.338% | 2.413% | 0% | 1 | 5 | 6 |  | 2.015% | 0% | 1 | 8.6667 | 3.496% | 0% | 1 | 45.67% | 3.752% | 0% | 1 | 1 | 1 | 0% | 0% | 0% | 1 | 10.44% | 0.903% | 0% | 1 | 1.883% | 0.8243% | 0% | 1 | 4.352% | 0.8455% | 0% | 1 | 13.71% | 0.9373% | 0% | 1 | 0% | 0.8087% | 0% | 1 | 1.623% | 0.9373% | 0% | 1 | 5 | 6 |  | 1.055% | 0% | 1 | 8.7065 | 1.88% | 0% | 1 | 41.62% | 3.752% | 0% | 1 | 1 | 1 | 0% | 0% | 0% | 1 | 11.33% | 0.5086% | 0% | 1 | 1.385% | 0.4573% | 0% | 1 | 6.408% | 0.4818% | 0% | 1 | 16.65% | 0.5411% | 0% | 1 | 0.1154% | 0.4515% | 0% | 1 | 1.822% | 0.5411% | 0% | 1
72 | Eagle Rock (PGE) | NORTHERN CALIFORNIA | 0 | 0 |  | 0% | 0% | 1 | 8.8095 | 0% | 0% | 1 | 0% | 0% | 0% | 1 | 0 | 2 | 2.334% | 97.67% | 100% | 5 | 77.68% | 0% | 0% | 3 | 77.05% | 0% | 0% | 3 | 83% | 0% | 0% | 3 | 100% | 0% | 0% | 5 | 33.88% | 0% | 0% | 1 | 1.521% | 0% | 0% | 1 |  |  |  | 0% | 0% | 1 | 9.9944 | 0% | 0% | 1 | 4.107% | 0% | 0% | 1 | 0 | 2 | 19.92% | 69.99% | 89.91% | 5 | 60.35% | 0% | 0% | 2 | 54.76% | 0% | 0% | 2 | 73.8% | 0% | 0% | 3 | 93.53% | 0% | 0% | 4 | 34.63% | 0% | 0% | 1 | 1.761% | 0% | 0% | 1 |  |  |  | 0% | 0% | 1 | 11.5391 | 0% | 0% | 1 | 6.953% | 0% | 0% | 1 | 0 | 2 | 37.68% | 45.23% | 82.91% | 5 | 56.09% | 0% | 0% | 2 | 47.23% | 0% | 0% | 1 | 72.9% | 0% | 0% | 3 | 90.72% | 0% | 0% | 4 | 34.38% | 0% | 0% | 1 | 1.918% | 0% | 0% | 1 |  |  |  | 0% | 0% | 1 | 10.5909 | 0% | 0% | 1 | 6.474% | 0% | 0% | 1 | 0 | 2 | 49.23% | 35.51% | 84.74% | 5 | 57.66% | 0% | 0% | 2 | 39.31% | 0% | 0% | 1 | 66.35% | 0% | 0% | 2 | 86.63% | 0% | 0% | 3 | 40.96% | 0% | 0% | 1 | 1.895% | 0% | 0% | 1
73 | Antelope | GREATER TEHACHAPI | 359 | 3590 |  | 17.39% | 0% | 1 | 64.5667 | 999% | 92.33% | 5 | 1.527% | 0% | 0% | 1 | 0 | 2 | 20.17% | 20.14% | 40.31% | 4 | 0% | 9.773% | 0% | 1 | 25.57% | 13.13% | 0% | 1 | 16.57% | 11.71% | 0% | 1 | 26.61% | 13.32% | 0% | 1 | 5.997% | 10.4% | 0% | 1 | 1.71% | 13.32% | 0% | 1 | 13 | 6 |  | 6.721% | 0% | 1 | 58.5 | 59.48% | 0% | 4 | 1.771% | 0% | 0% | 1 | 0 | 2 | 12.4% | 28.14% | 40.54% | 4 | 1.851% | 2.988% | 0% | 1 | 31.45% | 4.278% | 0% | 1 | 32.81% | 4.364% | 0% | 1 | 39.61% | 4.856% | 0% | 1 | 15.66% | 3.477% | 0% | 1 | 3.193% | 4.856% | 0% | 1 | 12 | 6 |  | 3.773% | 0% | 1 | 50 | 21.04% | 0% | 4 | 2.561% | 0% | 0% | 1 | 0 | 2 | 9.183% | 29.8% | 38.99% | 4 | 10.54% | 1.707% | 0% | 1 | 27.08% | 2.094% | 0% | 1 | 21.38% | 1.942% | 0% | 1 | 41.36% | 2.604% | 0% | 1 | 17.5% | 1.851% | 0% | 1 | 3.861% | 2.604% | 0% | 1 | 12 | 6 |  | 2.153% | 0% | 1 | 43.5 | 9.219% | 0% | 4 | 4.036% | 0% | 0% | 1 | 0 | 2 | 16.05% | 30.18% | 46.23% | 5 | 12.13% | 0.9632% | 0% | 1 | 27.61% | 1.169% | 0% | 1 | 18.2% | 1.035% | 0% | 1 | 41.74% | 1.453% | 0% | 1 | 18.75% | 1.042% | 0% | 1 | 3.218% | 1.453% | 0% | 1
74 | Arcogen | GREATER LA METRO | 0 | 0 |  | 0% | 0% | 1 | 17.9418 | 0% | 0% | 2 | 0% | 0% | 0% | 1 | 0 | 2 | 0% | 0% | 0% | 1 | 0% | 0% | 0% | 1 | 0% | 0% | 0% | 1 | 55.03% | 0% | 0% | 2 | 55.03% | 0% | 0% | 2 | 0% | 0% | 0% | 1 | 0.2664% | 0% | 0% | 1 |  |  |  | 0% | 0% | 1 | 41 | 0% | 0% | 4 | 0% | 0% | 0% | 1 | 0 | 2 | 0.7993% | 0% | 0.7993% | 1 | 0.01645% | 0% | 0% | 1 | 2.751% | 0% | 0% | 1 | 59.25% | 0% | 0% | 2 | 59.26% | 0% | 0% | 2 | 0% | 0% | 0% | 1 | 0.2108% | 0% | 0% | 1 |  |  |  | 0% | 0% | 1 | 26.44 | 0% | 0% | 3 | 0% | 0% | 0% | 1 | 0 | 2 | 2.239% | 0% | 2.239% | 1 | 0.1764% | 0% | 0% | 1 | 11.48% | 0% | 0% | 1 | 61.58% | 0% | 0% | 2 | 61.76% | 0% | 0% | 2 | 0% | 0% | 0% | 1 | 0.4406% | 0% | 0% | 1 |  |  |  | 0% | 0% | 1 | 59.6222 | 0% | 0% | 4 | 0% | 0% | 0% | 1 | 0 | 2 | 1.522% | 0% | 1.522% | 1 | 0.1199% | 0% | 0% | 1 | 13.44% | 0% | 0% | 1 | 72.83% | 0% | 0% | 3 | 72.95% | 0% | 0% | 3 | 0% | 0% | 0% | 1 | 1.289% | 0% | 0% | 1
75 | Bailey | GREATER TEHACHAPI | 0 | 0 |  | 0% | 0% | 1 | 5.729 | 0% | 0% | 1 | 0% | 0% | 0% | 1 | 0 | 2 | 98.92% | 0% | 98.92% | 5 | 65.65% | 0% | 0% | 2 | 66.44% | 0% | 0% | 2 | 69.13% | 0% | 0% | 2 | 100% | 0% | 0% | 5 | 40.14% | 0% | 0% | 1 | 2.808% | 0% | 0% | 1 |  |  |  | 0% | 0% | 1 | 6.3198 | 0% | 0% | 1 | 1.163% | 0% | 0% | 1 | 0 | 2 | 88.21% | 0% | 88.21% | 5 | 58.76% | 0% | 0% | 2 | 57.13% | 0% | 0% | 2 | 51.6% | 0% | 0% | 2 | 94.78% | 0% | 0% | 4 | 46.88% | 0% | 0% | 1 | 2.602% | 0% | 0% | 1 |  |  |  | 0% | 0% | 1 | 9.0697 | 0% | 0% | 1 | 2.83% | 0% | 0% | 1 | 0 | 2 | 69.93% | 3.081% | 73.01% | 3 | 59.22% | 0% | 0% | 2 | 51.46% | 0% | 0% | 2 | 41.36% | 0% | 0% | 1 | 89.48% | 0% | 0% | 3 | 37.76% | 0% | 0% | 1 | 2.437% | 0% | 0% | 1 |  |  |  | 0% | 0% | 1 | 10.5 | 0% | 0% | 1 | 7.893% | 0% | 0% | 1 | 0 | 2 | 56.95% | 8.482% | 65.43% | 3 | 51.73% | 0% | 0% | 2 | 36.16% | 0% | 0% | 1 | 32.75% | 0% | 0% | 1 | 73.94% | 0% | 0% | 3 | 36.67% | 0% | 0% | 1 | 2.922% | 0% | 0% | 1
76 | Center | GREATER LA METRO | 0 | 0 |  | 0% | 0% | 1 | 0 | 0% | 0% | 1 | 0% | 0% | 0% | 1 | 0 | 2 | 0% | 0% | 0% | 1 | 0% | 0% | 0% | 1 | 0% | 0% | 0% | 1 | 0% | 0% | 0% | 1 | 0% | 0% | 0% | 1 | 0% | 0% | 0% | 1 | 0% | 0% | 0% | 1 |  |  |  | 0% | 0% | 1 | 0 | 0% | 0% | 1 | 0% | 0% | 0% | 1 | 0 | 2 | 0% | 0% | 0% | 1 | 0% | 0% | 0% | 1 | 0% | 0% | 0% | 1 | 0% | 0% | 0% | 1 | 0% | 0% | 0% | 1 | 0% | 0% | 0% | 1 | 0% | 0% | 0% | 1 |  |  |  | 0% | 0% | 1 | 27 | 0% | 0% | 3 | 0% | 0% | 0% | 1 | 0 | 2 | 0% | 17.75% | 17.75% | 3 | 0.1267% | 0% | 0% | 1 | 11.54% | 0% | 0% | 1 | 42.84% | 0% | 0% | 1 | 42.97% | 0% | 0% | 1 | 0% | 0% | 0% | 1 | 3.725% | 0% | 0% | 1 |  |  |  | 0% | 0% | 1 | 55 | 0% | 0% | 4 | 0% | 0% | 0% | 1 | 0 | 2 | 5.945% | 39.82% | 45.76% | 5 | 23.12% | 0% | 0% | 1 | 10.8% | 0% | 0% | 1 | 44.4% | 0% | 0% | 1 | 67.8% | 0% | 0% | 2 | 19.63% | 0% | 0% | 1 | 9.02% | 0% | 0% | 1
77 | Del Amo | GREATER LA METRO | 0 | 0 |  | 0% | 0% | 1 | 0 | 0% | 0% | 1 | 0% | 0% | 0% | 1 | 0 | 2 | 0% | 0% | 0% | 1 | 0% | 0% | 0% | 1 | 0% | 0% | 0% | 1 | 0% | 0% | 0% | 1 | 0% | 0% | 0% | 1 | 0% | 0% | 0% | 1 | 0% | 0% | 0% | 1 |  |  |  | 0% | 0% | 1 | 27 | 0% | 0% | 3 | 0% | 0% | 0% | 1 | 0 | 2 | 0% | 0% | 0% | 1 | 0% | 0% | 0% | 1 | 20.53% | 0% | 0% | 1 | 40.59% | 0% | 0% | 1 | 40.59% | 0% | 0% | 1 | 0% | 0% | 0% | 1 | 0.8% | 0% | 0% | 1 |  |  |  | 0% | 0% | 1 | 60 | 0% | 0% | 4 | 0% | 0% | 0% | 1 | 0 | 2 | 0% | 5.124% | 5.124% | 2 | 0.007953% | 0% | 0% | 1 | 8.267% | 0% | 0% | 1 | 68.73% | 0% | 0% | 2 | 68.74% | 0% | 0% | 2 | 0% | 0% | 0% | 1 | 1.605% | 0% | 0% | 1 |  |  |  | 0% | 0% | 1 | 47 | 0% | 0% | 4 | 0% | 0% | 0% | 1 | 0 | 2 | 2.815% | 28.59% | 31.41% | 4 | 20.51% | 0% | 0% | 1 | 9.771% | 0% | 0% | 1 | 53.28% | 0% | 0% | 2 | 73.79% | 0% | 0% | 3 | 12.31% | 0% | 0% | 1 | 7.623% | 0% | 0% | 1
78 | El Nido | GREATER LA METRO | 0 | 0 |  | 0% | 0% | 1 | 5.9252 | 0% | 0% | 1 | 0% | 0% | 0% | 1 | 0 | 2 | 0% | 0% | 0% | 1 | 1.639% | 0% | 0% | 1 | 0% | 0% | 0% | 1 | 30.3% | 0% | 0% | 1 | 31.94% | 0% | 0% | 1 | 0% | 0% | 0% | 1 | 0% | 0% | 0% | 1 |  |  |  | 0% | 0% | 1 | 10.0673 | 0% | 0% | 1 | 0% | 0% | 0% | 1 | 0 | 2 | 21.71% | 0% | 21.71% | 2 | 2.863% | 0% | 0% | 1 | 30.28% | 0% | 0% | 1 | 54.56% | 0% | 0% | 2 | 57.42% | 0% | 0% | 2 | 0% | 0% | 0% | 1 | 0.1711% | 0% | 0% | 1 |  |  |  | 0% | 0% | 1 | 11.005 | 0% | 0% | 1 | 0% | 0% | 0% | 1 | 0 | 2 | 3.831% | 0% | 3.831% | 1 | 0.2144% | 0% | 0% | 1 | 2.49% | 0% | 0% | 1 | 55.15% | 0% | 0% | 2 | 55.36% | 0% | 0% | 2 | 0% | 0% | 0% | 1 | 0.1407% | 0% | 0% | 1 |  |  |  | 0% | 0% | 1 | 29 | 0% | 0% | 3 | 0% | 0% | 0% | 1 | 0 | 2 | 24.43% | 16.41% | 40.85% | 3 | 7.98% | 0% | 0% | 1 | 10.4% | 0% | 0% | 1 | 42.22% | 0% | 0% | 1 | 46.72% | 0% | 0% | 1 | 12.38% | 0% | 0% | 1 | 7.269% | 0% | 0% | 1
79 | Goodrich | GREATER LA METRO | 0 | 0 |  | 0% | 0% | 1 | 4.0452 | 0% | 0% | 1 | 0% | 0% | 0% | 1 | 0 | 2 | 0% | 100% | 100% | 5 | 0% | 0% | 0% | 1 | 46.09% | 0% | 0% | 1 | 47% | 0% | 0% | 1 | 53.57% | 0% | 0% | 2 | 84.73% | 0% | 0% | 3 | 30.76% | 0% | 0% | 1 |  |  |  | 0% | 0% | 1 | 3.6191 | 0% | 0% | 1 | 0% | 0% | 0% | 1 | 0 | 2 | 0% | 100% | 100% | 5 | 14.95% | 0% | 0% | 1 | 51.85% | 0% | 0% | 2 | 41.12% | 0% | 0% | 1 | 62.74% | 0% | 0% | 2 | 56.27% | 0% | 0% | 2 | 29.25% | 0% | 0% | 1 |  |  |  | 0% | 0% | 1 | 3.6595 | 0% | 0% | 1 | 0% | 0% | 0% | 1 | 0 | 2 | 1.658% | 98.22% | 99.88% | 5 | 6.696% | 0% | 0% | 1 | 42% | 0% | 0% | 1 | 37% | 0% | 0% | 1 | 61% | 0% | 0% | 2 | 68.64% | 0% | 0% | 2 | 27.65% | 0% | 0% | 1 |  |  |  | 0% | 0% | 1 | 3.6691 | 0% | 0% | 1 | 0.04684% | 0% | 0% | 1 | 0 | 2 | 0.8778% | 99.06% | 99.94% | 5 | 15.87% | 0% | 0% | 1 | 25.16% | 0% | 0% | 1 | 33.06% | 0% | 0% | 1 | 53.44% | 0% | 0% | 2 | 71.43% | 0% | 0% | 3 | 20.63% | 0% | 0% | 1
80 | Gould | GREATER LA METRO | 0 | 0 |  | 0% | 0% | 1 | 3.6446 | 0% | 0% | 1 | 0% | 0% | 0% | 1 | 0 | 2 | 0.6006% | 99.4% | 100% | 5 | 1.826% | 0% | 0% | 1 | 43.82% | 0% | 0% | 1 | 0% | 0% | 0% | 1 | 45.65% | 0% | 0% | 1 | 43.06% | 0% | 0% | 1 | 28.91% | 0% | 0% | 1 |  |  |  | 0% | 0% | 1 | 3.6687 | 0% | 0% | 1 | 0% | 0% | 0% | 1 | 0 | 2 | 2.563% | 97.26% | 99.82% | 5 | 7.274% | 0% | 0% | 1 | 42.34% | 0% | 0% | 1 | 16.33% | 0% | 0% | 1 | 49.34% | 0% | 0% | 1 | 62.02% | 0% | 0% | 2 | 25.56% | 0% | 0% | 1 |  |  |  | 0% | 0% | 1 | 3.6775 | 0% | 0% | 1 | 0.1057% | 0% | 0% | 1 | 0 | 2 | 1.015% | 98.91% | 99.93% | 5 | 19.72% | 0% | 0% | 1 | 20.84% | 0% | 0% | 1 | 25.34% | 0% | 0% | 1 | 49.37% | 0% | 0% | 1 | 69.02% | 0% | 0% | 2 | 19.14% | 0% | 0% | 1 |  |  |  | 0% | 0% | 1 | 10.3333 | 0% | 0% | 1 | 0.06306% | 0% | 0% | 1 | 0 | 2 | 0.8882% | 99.08% | 99.96% | 5 | 19.66% | 0% | 0% | 1 | 13.21% | 0% | 0% | 1 | 18.35% | 0% | 0% | 1 | 39.96% | 0% | 0% | 1 | 59.52% | 0% | 0% | 2 | 13.75% | 0% | 0% | 1
81 | Harborgen | GREATER LA METRO | 0 | 0 |  | 0% | 0% | 1 | 11.3659 | 0% | 0% | 1 | 0% | 0% | 0% | 1 | 0 | 2 | 0% | 0% | 0% | 1 | 0% | 0% | 0% | 1 | 0% | 0% | 0% | 1 | 54.56% | 0% | 0% | 2 | 54.56% | 0% | 0% | 2 | 0% | 0% | 0% | 1 | 0.1379% | 0% | 0% | 1 |  |  |  | 0% | 0% | 1 | 26.125 | 0% | 0% | 3 | 0% | 0% | 0% | 1 | 0 | 2 | 0.1538% | 0% | 0.1538% | 1 | 0% | 0% | 0% | 1 | 8.219% | 0% | 0% | 1 | 61.46% | 0% | 0% | 2 | 61.46% | 0% | 0% | 2 | 0% | 0% | 0% | 1 | 0.4327% | 0% | 0% | 1 |  |  |  | 0% | 0% | 1 | 50.7222 | 0% | 0% | 4 | 0% | 0% | 0% | 1 | 0 | 2 | 1.908% | 0% | 1.908% | 1 | 0.1504% | 0% | 0% | 1 | 9.785% | 0% | 0% | 1 | 66.95% | 0% | 0% | 2 | 67.1% | 0% | 0% | 2 | 0% | 0% | 0% | 1 | 0.4545% | 0% | 0% | 1 |  |  |  | 0% | 0% | 1 | 47 | 0% | 0% | 4 | 0% | 0% | 0% | 1 | 0 | 2 | 1.365% | 0% | 1.365% | 1 | 0.1076% | 0% | 0% | 1 | 15.73% | 0% | 0% | 1 | 75.5% | 0% | 0% | 3 | 75.61% | 0% | 0% | 3 | 0% | 0% | 0% | 1 | 3.51% | 0% | 0% | 1
82 | Hinson | GREATER LA METRO | 0 | 0 |  | 0% | 0% | 1 | 15.5339 | 0% | 0% | 2 | 0% | 0% | 0% | 1 | 0 | 2 | 0% | 0% | 0% | 1 | 0% | 0% | 0% | 1 | 0% | 0% | 0% | 1 | 46.01% | 0% | 0% | 1 | 46.01% | 0% | 0% | 1 | 0% | 0% | 0% | 1 | 0.2649% | 0% | 0% | 1 | 7 | 6 |  | 0% | 0% | 1 | 40.9688 | 0% | 0% | 4 | 0% | 0% | 0% | 1 | 0 | 2 | 0.08526% | 0% | 0.08526% | 1 | 0% | 0% | 0% | 1 | 4.469% | 0% | 0% | 1 | 59.96% | 0% | 0% | 2 | 59.96% | 0% | 0% | 2 | 0% | 0% | 0% | 1 | 0.2664% | 0% | 0% | 1 | 9 | 8 |  | 0% | 0% | 1 | 27.2 | 0% | 0% | 3 | 0% | 0% | 0% | 1 | 0 | 2 | 2.165% | 0% | 2.165% | 1 | 0.1706% | 0% | 0% | 1 | 11.1% | 0% | 0% | 1 | 62.67% | 0% | 0% | 2 | 62.84% | 0% | 0% | 2 | 0% | 0% | 0% | 1 | 0.5156% | 0% | 0% | 1 | 8 | 8 |  | 0% | 0% | 1 | 60 | 0% | 0% | 4 | 0% | 0% | 0% | 1 | 0 | 2 | 1.458% | 0% | 1.458% | 1 | 0.1149% | 0% | 0% | 1 | 16.79% | 0% | 0% | 1 | 73.88% | 0% | 0% | 3 | 73.99% | 0% | 0% | 3 | 0% | 0% | 0% | 1 | 1.83% | 0% | 0% | 1
83 | La Cienega | GREATER LA METRO | 0 | 0 |  | 0% | 0% | 1 | 38.8346 | 0% | 0% | 4 | 0% | 0% | 0% | 1 | 0 | 2 | 0% | 0% | 0% | 1 | 0% | 0% | 0% | 1 | 100% | 0% | 0% | 5 | 100% | 0% | 0% | 5 | 100% | 0% | 0% | 5 | 0% | 0% | 0% | 1 | 0.6489% | 0% | 0% | 1 |  |  |  | 0% | 0% | 1 | 10.7492 | 0% | 0% | 1 | 0% | 0% | 0% | 1 | 0 | 2 | 63.81% | 0% | 63.81% | 3 | 0.2597% | 0% | 0% | 1 | 18.74% | 0% | 0% | 1 | 21.44% | 0% | 0% | 1 | 21.7% | 0% | 0% | 1 | 15.33% | 0% | 0% | 1 | 10.39% | 0% | 0% | 1 |  |  |  | 0% | 0% | 1 | 12.0645 | 0% | 0% | 2 | 0% | 0% | 0% | 1 | 0 | 2 | 63.73% | 26.21% | 89.94% | 5 | 11.59% | 0% | 0% | 1 | 11.07% | 0% | 0% | 1 | 13.67% | 0% | 0% | 1 | 23.64% | 0% | 0% | 1 | 32.73% | 0% | 0% | 1 | 16.3% | 0% | 0% | 1 |  |  |  | 0% | 0% | 1 | 16.7759 | 0% | 0% | 2 | 0% | 0% | 0% | 1 | 0 | 2 | 19.74% | 51.2% | 70.94% | 5 | 10.61% | 0% | 0% | 1 | 27.16% | 0% | 0% | 1 | 42.42% | 0% | 0% | 1 | 48.89% | 0% | 0% | 1 | 16.93% | 0% | 0% | 1 | 10.82% | 0% | 0% | 1
84 | La Fresa | GREATER LA METRO | 0 | 0 |  | 0% | 0% | 1 | 9.9646 | 0% | 0% | 1 | 0% | 0% | 0% | 1 | 0 | 2 | 0% | 0% | 0% | 1 | 2.215% | 0% | 0% | 1 | 0% | 0% | 0% | 1 | 19.8% | 0% | 0% | 1 | 22.02% | 0% | 0% | 1 | 0% | 0% | 0% | 1 | 0% | 0% | 0% | 1 | 6 | 6 |  | 0% | 0% | 1 | 17.102 | 0% | 0% | 2 | 0% | 0% | 0% | 1 | 0 | 2 | 5.696% | 0% | 5.696% | 1 | 0.4488% | 0% | 0% | 1 | 2.298% | 0% | 0% | 1 | 72.04% | 0% | 0% | 3 | 72.49% | 0% | 0% | 3 | 0% | 0% | 0% | 1 | 0.02682% | 0% | 0% | 1 | 7 | 10 |  | 0% | 0% | 1 | 24.66 | 0% | 0% | 3 | 0% | 0% | 0% | 1 | 0 | 2 | 2.584% | 0% | 2.584% | 1 | 0.2036% | 0% | 0% | 1 | 3.339% | 0% | 0% | 1 | 55.79% | 0% | 0% | 2 | 56% | 0% | 0% | 2 | 0% | 0% | 0% | 1 | 0.2256% | 0% | 0% | 1 | 8 | 8 |  | 0% | 0% | 1 | 24.2 | 0% | 0% | 3 | 0% | 0% | 0% | 1 | 0 | 2 | 17.51% | 1.316% | 18.83% | 2 | 1.471% | 0% | 0% | 1 | 10.58% | 0% | 0% | 1 | 50.76% | 0% | 0% | 2 | 52.23% | 0% | 0% | 2 | 6.891% | 0% | 0% | 1 | 3.705% | 0% | 0% | 1
85 | Laguna Bell | GREATER LA METRO | 0 | 0 |  | 0% | 0% | 1 | 0 | 0% | 0% | 1 | 0% | 0% | 0% | 1 | 0 | 2 | 0% | 0% | 0% | 1 | 0% | 0% | 0% | 1 | 0% | 0% | 0% | 1 | 0% | 0% | 0% | 1 | 0% | 0% | 0% | 1 | 0% | 0% | 0% | 1 | 0% | 0% | 0% | 1 |  |  |  | 0% | 0% | 1 | 0 | 0% | 0% | 1 | 0% | 0% | 0% | 1 | 0 | 2 | 0% | 0% | 0% | 1 | 0% | 0% | 0% | 1 | 0% | 0% | 0% | 1 | 0% | 0% | 0% | 1 | 0% | 0% | 0% | 1 | 0% | 0% | 0% | 1 | 0% | 0% | 0% | 1 |  |  |  | 0% | 0% | 1 | 30.7667 | 0% | 0% | 4 | 0% | 0% | 0% | 1 | 0 | 2 | 12.49% | 0% | 12.49% | 1 | 0% | 0% | 0% | 1 | 11.08% | 0% | 0% | 1 | 27.35% | 0% | 0% | 1 | 27.35% | 0% | 0% | 1 | 0% | 0% | 0% | 1 | 4.491% | 0% | 0% | 1 |  |  |  | 0% | 0% | 1 | 25.4286 | 0% | 0% | 3 | 0% | 0% | 0% | 1 | 0 | 2 | 1.751% | 55.13% | 56.88% | 5 | 18.61% | 0% | 0% | 1 | 28.22% | 0% | 0% | 1 | 48.82% | 0% | 0% | 1 | 66.63% | 0% | 0% | 2 | 28.65% | 0% | 0% | 1 | 16.44% | 0% | 0% | 1
86 | Lighthipe | GREATER LA METRO | 0 | 0 |  | 0% | 0% | 1 | 0 | 0% | 0% | 1 | 0% | 0% | 0% | 1 | 0 | 2 | 0% | 0% | 0% | 1 | 0% | 0% | 0% | 1 | 0% | 0% | 0% | 1 | 0% | 0% | 0% | 1 | 0% | 0% | 0% | 1 | 0% | 0% | 0% | 1 | 0% | 0% | 0% | 1 | 6 | 6 |  | 0% | 0% | 1 | 32.5833 | 0% | 0% | 4 | 0% | 0% | 0% | 1 | 0 | 2 | 0% | 0% | 0% | 1 | 0% | 0% | 0% | 1 | 1.622% | 0% | 0% | 1 | 42.48% | 0% | 0% | 1 | 42.48% | 0% | 0% | 1 | 0% | 0% | 0% | 1 | 0.3526% | 0% | 0% | 1 | 9 | 6 |  | 0% | 0% | 1 | 26.44 | 0% | 0% | 3 | 0% | 0% | 0% | 1 | 0 | 2 | 0.658% | 0% | 0.658% | 1 | 0.03798% | 0% | 0% | 1 | 11.68% | 0% | 0% | 1 | 62.52% | 0% | 0% | 2 | 62.55% | 0% | 0% | 2 | 0% | 0% | 0% | 1 | 0.4494% | 0% | 0% | 1 | 8 | 8 |  | 0% | 0% | 1 | 57 | 0% | 0% | 4 | 0% | 0% | 0% | 1 | 0 | 2 | 2.562% | 10.33% | 12.9% | 3 | 1.058% | 0% | 0% | 1 | 10.58% | 0% | 0% | 1 | 64.1% | 0% | 0% | 2 | 65.16% | 0% | 0% | 2 | 0% | 0% | 0% | 1 | 3.034% | 0% | 0% | 1
87 | Mesa (SCE) | GREATER LA METRO | 0 | 0 |  | 0% | 0% | 1 | 0 | 0% | 0% | 1 | 0% | 0% | 0% | 1 | 0 | 2 | 0% | 0% | 0% | 1 | 0% | 0% | 0% | 1 | 0% | 0% | 0% | 1 | 0% | 0% | 0% | 1 | 0% | 0% | 0% | 1 | 0% | 0% | 0% | 1 | 0% | 0% | 0% | 1 |  |  |  | 0% | 0% | 1 | 0 | 0% | 0% | 1 | 0% | 0% | 0% | 1 | 0 | 2 | 0% | 0% | 0% | 1 | 0% | 0% | 0% | 1 | 0% | 0% | 0% | 1 | 0% | 0% | 0% | 1 | 0% | 0% | 0% | 1 | 0% | 0% | 0% | 1 | 0% | 0% | 0% | 1 |  |  |  | 0% | 0% | 1 | 3.6783 | 0% | 0% | 1 | 0% | 0% | 0% | 1 | 0 | 2 | 4.207% | 95.01% | 99.21% | 5 | 17.39% | 0% | 0% | 1 | 60.95% | 0% | 0% | 2 | 62.03% | 0% | 0% | 2 | 73.03% | 0% | 0% | 3 | 63.5% | 0% | 0% | 2 | 31.27% | 0% | 0% | 1 |  |  |  | 0% | 0% | 1 | 6.6864 | 0% | 0% | 1 | 0% | 0% | 0% | 1 | 0 | 2 | 4.583% | 91.19% | 95.78% | 5 | 15.37% | 0% | 0% | 1 | 42.14% | 0% | 0% | 1 | 28.54% | 0% | 0% | 1 | 63.38% | 0% | 0% | 2 | 53.51% | 0% | 0% | 2 | 25.96% | 0% | 0% | 1
88 | Olinda | GREATER LA METRO | 0 | 0 |  | 0% | 0% | 1 | 50 | 0% | 0% | 4 | 0% | 0% | 0% | 1 | 0 | 2 | 0% | 100% | 100% | 5 | 11.68% | 0% | 0% | 1 | 0% | 0% | 0% | 1 | 0% | 0% | 0% | 1 | 11.68% | 0% | 0% | 1 | 0% | 0% | 0% | 1 | 17.82% | 0% | 0% | 1 |  |  |  | 0% | 0% | 1 | 22.6733 | 0% | 0% | 3 | 0% | 0% | 0% | 1 | 0 | 2 | 11.21% | 88.79% | 100% | 5 | 61.33% | 0% | 0% | 2 | 0% | 0% | 0% | 1 | 0% | 0% | 0% | 1 | 61.33% | 0% | 0% | 2 | 34.92% | 0% | 0% | 1 | 15.7% | 0% | 0% | 1 |  |  |  | 0% | 0% | 1 | 13 | 0% | 0% | 2 | 0% | 0% | 0% | 1 | 0 | 2 | 7.364% | 92.64% | 100% | 5 | 50.59% | 0% | 0% | 2 | 4.224% | 0% | 0% | 1 | 13.75% | 0% | 0% | 1 | 65.66% | 0% | 0% | 2 | 29.63% | 0% | 0% | 1 | 12.53% | 0% | 0% | 1 |  |  |  | 0% | 0% | 1 | 50 | 0% | 0% | 4 | 5.374% | 0% | 0% | 1 | 0 | 2 | 13.36% | 61.67% | 75.03% | 5 | 25.14% | 0% | 0% | 1 | 17.42% | 0% | 0% | 1 | 42.62% | 0% | 0% | 1 | 67.58% | 0% | 0% | 2 | 35.92% | 0% | 0% | 1 | 19.22% | 0% | 0% | 1
89 | Pardee | GREATER LA METRO | 0 | 0 |  | 0% | 0% | 1 | 26.6954 | 0% | 0% | 3 | 1.145% | 0% | 0% | 1 | 0 | 2 | 0% | 100% | 100% | 5 | 0.3933% | 0% | 0% | 1 | 14% | 0% | 0% | 1 | 47.16% | 0% | 0% | 1 | 47.55% | 0% | 0% | 1 | 33.27% | 0% | 0% | 1 | 8.025% | 0% | 0% | 1 |  |  |  | 0% | 0% | 1 | 19.0333 | 0% | 0% | 2 | 1.919% | 0% | 0% | 1 | 0 | 2 | 4.154% | 95.8% | 99.95% | 5 | 46.05% | 0% | 0% | 1 | 2.071% | 0% | 0% | 1 | 11.97% | 0% | 0% | 1 | 55.32% | 0% | 0% | 2 | 51.3% | 0% | 0% | 2 | 9.858% | 0% | 0% | 1 |  |  |  | 0% | 0% | 1 | 15.4146 | 0% | 0% | 2 | 3.157% | 0% | 0% | 1 | 0 | 2 | 11.02% | 88.83% | 99.85% | 5 | 54.38% | 0% | 0% | 2 | 2.422% | 0% | 0% | 1 | 7.838% | 0% | 0% | 1 | 59.81% | 0% | 0% | 2 | 49.4% | 0% | 0% | 1 | 11.34% | 0% | 0% | 1 |  |  |  | 0% | 0% | 1 | 16.6625 | 0% | 0% | 2 | 3.293% | 0% | 0% | 1 | 0 | 2 | 12.54% | 87.03% | 99.57% | 5 | 49.48% | 0% | 0% | 1 | 4.492% | 0% | 0% | 1 | 9.408% | 0% | 0% | 1 | 57.47% | 0% | 0% | 2 | 47.66% | 0% | 0% | 1 | 10.31% | 0% | 0% | 1
90 | Rio Hondo | GREATER LA METRO | 0 | 0 |  | 0% | 0% | 1 | 5.4133 | 0% | 0% | 1 | 0% | 0% | 0% | 1 | 0 | 2 | 0% | 100% | 100% | 5 | 0% | 0% | 0% | 1 | 100% | 0% | 0% | 5 | 95.28% | 0% | 0% | 5 | 100% | 0% | 0% | 5 | 97.28% | 0% | 0% | 5 | 42.13% | 0% | 0% | 1 |  |  |  | 0% | 0% | 1 | 3.656 | 0% | 0% | 1 | 0% | 0% | 0% | 1 | 0 | 2 | 0% | 100% | 100% | 5 | 13.89% | 0% | 0% | 1 | 64.9% | 0% | 0% | 2 | 86.35% | 0% | 0% | 3 | 93.37% | 0% | 0% | 4 | 72.99% | 0% | 0% | 3 | 33.67% | 0% | 0% | 1 |  |  |  | 0% | 0% | 1 | 3.7019 | 0% | 0% | 1 | 0% | 0% | 0% | 1 | 0 | 2 | 3.427% | 96.57% | 100% | 5 | 19.07% | 0% | 0% | 1 | 39.28% | 0% | 0% | 1 | 38.68% | 0% | 0% | 1 | 65.1% | 0% | 0% | 2 | 61.35% | 0% | 0% | 2 | 27.28% | 0% | 0% | 1 |  |  |  | 0% | 0% | 1 | 3.7143 | 0% | 0% | 1 | 0% | 0% | 0% | 1 | 0 | 2 | 2.464% | 97.45% | 99.92% | 5 | 20.32% | 0% | 0% | 1 | 35.19% | 0% | 0% | 1 | 34.21% | 0% | 0% | 1 | 66.39% | 0% | 0% | 2 | 63.39% | 0% | 0% | 2 | 23.47% | 0% | 0% | 1
91 | Saugus | GREATER LA METRO | 0 | 0 |  | 0% | 0% | 1 | 24.1714 | 0% | 0% | 3 | 1.394% | 0% | 0% | 1 | 0 | 2 | 0% | 100% | 100% | 5 | 4.54% | 0% | 0% | 1 | 18.71% | 0% | 0% | 1 | 55.02% | 0% | 0% | 2 | 59.56% | 0% | 0% | 2 | 37.27% | 0% | 0% | 1 | 8.805% | 0% | 0% | 1 |  |  |  | 0% | 0% | 1 | 18.888 | 0% | 0% | 2 | 1.763% | 0% | 0% | 1 | 0 | 2 | 1.943% | 98.04% | 99.99% | 5 | 43.75% | 0% | 0% | 1 | 1.923% | 0% | 0% | 1 | 12.63% | 0% | 0% | 1 | 53.52% | 0% | 0% | 2 | 49.45% | 0% | 0% | 1 | 9.438% | 0% | 0% | 1 |  |  |  | 0% | 0% | 1 | 15.4302 | 0% | 0% | 2 | 3.095% | 0% | 0% | 1 | 0 | 2 | 9.747% | 90.1% | 99.85% | 5 | 54.16% | 0% | 0% | 2 | 2.442% | 0% | 0% | 1 | 7.902% | 0% | 0% | 1 | 59.64% | 0% | 0% | 2 | 49.16% | 0% | 0% | 1 | 11.31% | 0% | 0% | 1 |  |  |  | 0% | 0% | 1 | 16.7871 | 0% | 0% | 2 | 3.282% | 0% | 0% | 1 | 0 | 2 | 10.26% | 89.35% | 99.62% | 5 | 50.65% | 0% | 0% | 2 | 3.41% | 0% | 0% | 1 | 8.806% | 0% | 0% | 1 | 57.71% | 0% | 0% | 2 | 47.14% | 0% | 0% | 1 | 10.79% | 0% | 0% | 1
92 | Vincent | GREATER LA METRO | 617 | 6170 |  | 45.28% | 0% | 2 | 38.975 | 139.7% | 24.69% | 5 | 0.05763% | 0% | 0% | 1 | 0 | 2 | 0.008504% | 99.75% | 99.76% | 5 | 0% | 24.74% | 0% | 2 | 12.89% | 28.4% | 0% | 2 | 8.922% | 27.17% | 0% | 2 | 14.2% | 28.84% | 0% | 2 | 32.26% | 36.53% | 0% | 2 | 3.077% | 28.84% | 0% | 2 | 15 | 12 |  | 25.85% | 0% | 2 | 30.34 | 26.07% | 0% | 4 | 1.158% | 0% | 0% | 1 | 0 | 2 | 3.614% | 88.02% | 91.63% | 5 | 11.76% | 8.731% | 0% | 1 | 21.61% | 9.828% | 0% | 1 | 20.17% | 9.651% | 0% | 1 | 37.1% | 12.25% | 0% | 1 | 46.25% | 14.33% | 0% | 1 | 4.769% | 12.25% | 0% | 1 | 14 | 6 |  | 13.86% | 0% | 1 | 36.3333 | 13.8% | 0% | 4 | 3.605% | 0% | 0% | 1 | 0 | 2 | 4.95% | 66.71% | 71.66% | 5 | 12.78% | 3.934% | 0% | 1 | 34.45% | 5.234% | 0% | 1 | 26.09% | 4.642% | 0% | 1 | 51.01% | 7.003% | 0% | 2 | 38.62% | 5.59% | 0% | 1 | 5.921% | 7.003% | 0% | 1 | 13 | 7 |  | 6.906% | 0% | 1 | 45.6 | 10.06% | 0% | 4 | 4.09% | 0% | 0% | 1 | 0 | 2 | 5.35% | 48.18% | 53.53% | 5 | 12.97% | 2.134% | 0% | 1 | 37.79% | 2.986% | 0% | 1 | 28.03% | 2.581% | 0% | 1 | 52.51% | 3.911% | 0% | 2 | 32.74% | 2.762% | 0% | 1 | 5.333% | 3.911% | 0% | 1
93 | Borden | SPGE | 0 | 0 |  | 0% | 0% | 1 | 13.6723 | 0% | 0% | 2 | 41.15% | 0% | 0% | 1 | 1 | 1 | 0% | 0% | 0% | 1 | 4.021% | 0% | 0% | 1 | 38.16% | 0% | 0% | 1 | 43.12% | 0% | 0% | 1 | 43.13% | 0% | 0% | 1 | 1.84% | 0% | 0% | 1 | 7.742% | 0% | 0% | 1 |  |  |  | 0% | 0% | 1 | 15.5 | 0% | 0% | 2 | 45.83% | 0% | 0% | 1 | 1 | 1 | 0% | 0% | 0% | 1 | 26.16% | 0% | 0% | 1 | 35.52% | 0% | 0% | 1 | 41.18% | 0% | 0% | 1 | 54.75% | 0% | 0% | 2 | 8.928% | 0% | 0% | 1 | 17.08% | 0% | 0% | 1 |  |  |  | 0% | 0% | 1 | 14.65 | 0% | 0% | 2 | 39.37% | 0% | 0% | 1 | 1 | 1 | 0% | 0% | 0% | 1 | 31.87% | 0% | 0% | 1 | 35.5% | 0% | 0% | 1 | 38.27% | 0% | 0% | 1 | 56.41% | 0% | 0% | 2 | 15.56% | 0% | 0% | 1 | 18.51% | 0% | 0% | 1 |  |  |  | 0% | 0% | 1 | 12.2958 | 0% | 0% | 2 | 29.42% | 0% | 0% | 1 | 1 | 1 | 1.275% | 0% | 1.275% | 1 | 41.64% | 0% | 0% | 1 | 33.7% | 0% | 0% | 1 | 33.99% | 0% | 0% | 1 | 60.43% | 0% | 0% | 2 | 20.59% | 0% | 0% | 1 | 17.06% | 0% | 0% | 1
94 | Dairyland | SPGE | 0 | 0 |  | 0% | 0% | 1 | 12.625 | 0% | 0% | 2 | 41.92% | 0% | 0% | 1 | 1 | 1 | 0% | 0% | 0% | 1 | 6.849% | 0% | 0% | 1 | 4.694% | 0% | 0% | 1 | 7.874% | 0% | 0% | 1 | 14.72% | 0% | 0% | 1 | 0% | 0% | 0% | 1 | 2.714% | 0% | 0% | 1 |  |  |  | 0% | 0% | 1 | 9.1628 | 0% | 0% | 1 | 33.14% | 0% | 0% | 1 | 1 | 1 | 0% | 0% | 0% | 1 | 33.52% | 0% | 0% | 1 | 10.41% | 0% | 0% | 1 | 14.12% | 0% | 0% | 1 | 42.9% | 0% | 0% | 1 | 0.08291% | 0% | 0% | 1 | 5.079% | 0% | 0% | 1 |  |  |  | 0% | 0% | 1 | 8.8519 | 0% | 0% | 1 | 31.08% | 0% | 0% | 1 | 1 | 1 | 0% | 0% | 0% | 1 | 48.09% | 0% | 0% | 1 | 23.31% | 0% | 0% | 1 | 29.09% | 0% | 0% | 1 | 60.28% | 0% | 0% | 2 | 3.782% | 0% | 0% | 1 | 13.44% | 0% | 0% | 1 |  |  |  | 0% | 0% | 1 | 9.0617 | 0% | 0% | 1 | 31.77% | 0% | 0% | 1 | 1 | 1 | 0% | 0% | 0% | 1 | 46.09% | 0% | 0% | 1 | 24.88% | 0% | 0% | 1 | 29.7% | 0% | 0% | 1 | 57.93% | 0% | 0% | 2 | 7.765% | 0% | 0% | 1 | 12.87% | 0% | 0% | 1
95 | Gregg | SPGE | 0 | 0 |  | 0% | 0% | 1 | 13.2697 | 0% | 0% | 2 | 47.58% | 0% | 0% | 1 | 1 | 1 | 0% | 0% | 0% | 1 | 20.92% | 0% | 0% | 1 | 11.24% | 0% | 0% | 1 | 11.24% | 0% | 0% | 1 | 30.95% | 0% | 0% | 1 | 0% | 0% | 0% | 1 | 4.111% | 0% | 0% | 1 |  |  |  | 0% | 0% | 1 | 17.3827 | 0% | 0% | 2 | 55.78% | 0% | 0% | 2 | 1 | 1 | 0% | 0% | 0% | 1 | 14.62% | 0% | 0% | 1 | 27.34% | 0% | 0% | 1 | 29.44% | 0% | 0% | 1 | 39.13% | 0% | 0% | 1 | 5.813% | 0% | 0% | 1 | 11% | 0% | 0% | 1 |  |  |  | 0% | 0% | 1 | 16 | 0% | 0% | 2 | 47.16% | 0% | 0% | 1 | 1 | 1 | 0% | 0% | 0% | 1 | 20.71% | 0% | 0% | 1 | 33.69% | 0% | 0% | 1 | 35.29% | 0% | 0% | 1 | 46.19% | 0% | 0% | 1 | 10.74% | 0% | 0% | 1 | 16.44% | 0% | 0% | 1 |  |  |  | 0% | 0% | 1 | 15.125 | 0% | 0% | 2 | 35.93% | 0% | 0% | 1 | 1 | 1 | 1.4% | 0% | 1.4% | 1 | 31.62% | 0% | 0% | 1 | 30.6% | 0% | 0% | 1 | 31.19% | 0% | 0% | 1 | 50.58% | 0% | 0% | 2 | 17.2% | 0% | 0% | 1 | 14.55% | 0% | 0% | 1
96 | Newhall | SPGE | 0 | 0 |  | 0% | 0% | 1 | 4.6305 | 0% | 0% | 1 | 18.74% | 0% | 0% | 1 | 1 | 1 | 0% | 0% | 0% | 1 | 82.85% | 0% | 0% | 3 | 22.89% | 0% | 0% | 1 | 32.44% | 0% | 0% | 1 | 91.68% | 0% | 0% | 4 | 7.06% | 0% | 0% | 1 | 26.85% | 0% | 0% | 1 |  |  |  | 0% | 0% | 1 | 6.3033 | 0% | 0% | 1 | 19.81% | 0% | 0% | 1 | 1 | 1 | 0% | 0% | 0% | 1 | 59.03% | 0% | 0% | 2 | 16.53% | 0% | 0% | 1 | 23.41% | 0% | 0% | 1 | 66.81% | 0% | 0% | 2 | 6.069% | 0% | 0% | 1 | 17.26% | 0% | 0% | 1 |  |  |  | 0% | 0% | 1 | 7.7601 | 0% | 0% | 1 | 30.72% | 0% | 0% | 1 | 1 | 1 | 0% | 0% | 0% | 1 | 38.57% | 0% | 0% | 1 | 11.48% | 0% | 0% | 1 | 18.19% | 0% | 0% | 1 | 48.63% | 0% | 0% | 1 | 2.774% | 0% | 0% | 1 | 9.185% | 0% | 0% | 1 |  |  |  | 0% | 0% | 1 | 8.943 | 0% | 0% | 1 | 37.6% | 0% | 0% | 1 | 1 | 1 | 0% | 0% | 0% | 1 | 29.97% | 0% | 0% | 1 | 10.68% | 0% | 0% | 1 | 16.1% | 0% | 0% | 1 | 40.72% | 0% | 0% | 1 | 1.598% | 0% | 0% | 1 | 6.376% | 0% | 0% | 1
97 | Ignacio | NORTHERN CALIFORNIA | 0 | 0 |  | 0% | 0% | 1 | 35.4167 | 0% | 0% | 4 | 0% | 0% | 0% | 1 | 0 | 2 | 4.688% | 19.23% | 23.92% | 3 | 10.98% | 0% | 0% | 1 | 25.39% | 0% | 0% | 1 | 28.87% | 0% | 0% | 1 | 36.37% | 0% | 0% | 1 | 20.73% | 0% | 0% | 1 | 17.21% | 0% | 0% | 1 |  |  |  | 0% | 0% | 1 | 14.6682 | 0% | 0% | 2 | 2.377% | 0% | 0% | 1 | 0 | 2 | 34.06% | 24.06% | 58.12% | 4 | 58.13% | 0% | 0% | 2 | 30.71% | 0% | 0% | 1 | 45.95% | 0% | 0% | 1 | 73.84% | 0% | 0% | 3 | 42.27% | 0% | 0% | 1 | 7.192% | 0% | 0% | 1 |  |  |  | 0% | 0% | 1 | 28.0204 | 0% | 0% | 3 | 5.826% | 0% | 0% | 1 | 0 | 2 | 35.47% | 12.89% | 48.36% | 3 | 58.64% | 0% | 0% | 2 | 31.55% | 0% | 0% | 1 | 55.28% | 0% | 0% | 2 | 80.87% | 0% | 0% | 3 | 39.4% | 0% | 0% | 1 | 8.044% | 0% | 0% | 1 |  |  |  | 0% | 0% | 1 | 34 | 0% | 0% | 4 | 6.011% | 0% | 0% | 1 | 0 | 2 | 47.24% | 10.62% | 57.86% | 3 | 55.86% | 0% | 0% | 2 | 29.92% | 0% | 0% | 1 | 57.64% | 0% | 0% | 2 | 82.68% | 0% | 0% | 3 | 42.53% | 0% | 0% | 1 | 7.467% | 0% | 0% | 1
98 | Calpella | NORTHERN CALIFORNIA | 0 | 0 |  | 0% | 0% | 1 | 13.1806 | 0% | 0% | 2 | 4.3% | 0% | 0% | 1 | 0 | 2 | 92.24% | 0% | 92.24% | 5 | 2.812% | 0% | 0% | 1 | 38.39% | 0% | 0% | 1 | 38.86% | 0% | 0% | 1 | 38.86% | 0% | 0% | 1 | 50.3% | 0% | 0% | 2 | 1.043% | 0% | 0% | 1 | 11 | 7 |  | 0% | 0% | 1 | 11.1845 | 0% | 0% | 1 | 7.529% | 0% | 0% | 1 | 0 | 2 | 83.74% | 3.474% | 87.21% | 5 | 23.75% | 0% | 0% | 1 | 36.34% | 0% | 0% | 1 | 46.18% | 0% | 0% | 1 | 64.06% | 0% | 0% | 2 | 60.53% | 0% | 0% | 2 | 1.588% | 0% | 0% | 1 | 10 | 8 |  | 0% | 0% | 1 | 10.3209 | 0% | 0% | 1 | 5.295% | 0% | 0% | 1 | 0 | 2 | 79.66% | 11.25% | 90.92% | 5 | 37.07% | 0% | 0% | 1 | 25.44% | 0% | 0% | 1 | 42.8% | 0% | 0% | 1 | 66.37% | 0% | 0% | 2 | 60.87% | 0% | 0% | 2 | 1.825% | 0% | 0% | 1 | 10 | 8 |  | 0% | 0% | 1 | 9.7004 | 0% | 0% | 1 | 4.349% | 0% | 0% | 1 | 0 | 2 | 83.22% | 7.583% | 90.81% | 5 | 35.54% | 0% | 0% | 1 | 25.85% | 0% | 0% | 1 | 45.25% | 0% | 0% | 1 | 68.18% | 0% | 0% | 2 | 55.4% | 0% | 0% | 2 | 1.907% | 0% | 0% | 1
99 | Hopland | NORTHERN CALIFORNIA | 0 | 0 |  | 0% | 0% | 1 | 9.545 | 0% | 0% | 1 | 10.79% | 0% | 0% | 1 | 0 | 2 | 80.35% | 1.641% | 81.99% | 5 | 80.17% | 0% | 0% | 3 | 45.16% | 0% | 0% | 1 | 55.3% | 0% | 0% | 2 | 86.56% | 0% | 0% | 3 | 36.59% | 0% | 0% | 1 | 2.339% | 0% | 0% | 1 |  |  |  | 0% | 0% | 1 | 9.0962 | 0% | 0% | 1 | 5.581% | 0% | 0% | 1 | 0 | 2 | 73.18% | 15.66% | 88.84% | 5 | 71.19% | 0% | 0% | 3 | 28.78% | 0% | 0% | 1 | 40.79% | 0% | 0% | 1 | 78.4% | 0% | 0% | 3 | 53.74% | 0% | 0% | 2 | 1.561% | 0% | 0% | 1 |  |  |  | 0% | 0% | 1 | 9.371 | 0% | 0% | 1 | 5.994% | 0% | 0% | 1 | 0 | 2 | 68.64% | 18.65% | 87.28% | 5 | 55.46% | 0% | 0% | 2 | 31.5% | 0% | 0% | 1 | 45.24% | 0% | 0% | 1 | 77.25% | 0% | 0% | 3 | 53.75% | 0% | 0% | 2 | 1.34% | 0% | 0% | 1 |  |  |  | 0% | 0% | 1 | 9.3889 | 0% | 0% | 1 | 5.369% | 0% | 0% | 1 | 0 | 2 | 69.17% | 18.88% | 88.05% | 5 | 48.08% | 0% | 0% | 1 | 31.76% | 0% | 0% | 1 | 46.88% | 0% | 0% | 1 | 73.84% | 0% | 0% | 3 | 53.09% | 0% | 0% | 2 | 1.567% | 0% | 0% | 1
100 | Mendocino | NORTHERN CALIFORNIA | 0 | 0 |  | 0% | 0% | 1 | 13 | 0% | 0% | 2 | 5.668% | 0% | 0% | 1 | 0 | 2 | 87.2% | 0% | 87.2% | 5 | 12.19% | 0% | 0% | 1 | 31.14% | 0% | 0% | 1 | 31.14% | 0% | 0% | 1 | 37.15% | 0% | 0% | 1 | 52.02% | 0% | 0% | 2 | 1.015% | 0% | 0% | 1 |  |  |  | 0% | 0% | 1 | 11.517 | 0% | 0% | 1 | 7.414% | 0% | 0% | 1 | 0 | 2 | 73.41% | 14.96% | 88.38% | 5 | 38.28% | 0% | 0% | 1 | 29.78% | 0% | 0% | 1 | 41.34% | 0% | 0% | 1 | 65.12% | 0% | 0% | 2 | 59.96% | 0% | 0% | 2 | 1.572% | 0% | 0% | 1 |  |  |  | 0% | 0% | 1 | 10.2 | 0% | 0% | 1 | 4.662% | 0% | 0% | 1 | 0 | 2 | 77.43% | 13.59% | 91.02% | 5 | 38.19% | 0% | 0% | 1 | 25.81% | 0% | 0% | 1 | 42.32% | 0% | 0% | 1 | 68.14% | 0% | 0% | 2 | 60.44% | 0% | 0% | 2 | 1.956% | 0% | 0% | 1 |  |  |  | 0% | 0% | 1 | 9.7462 | 0% | 0% | 1 | 4.144% | 0% | 0% | 1 | 0 | 2 | 82.05% | 9.164% | 91.22% | 5 | 36.48% | 0% | 0% | 1 | 26.86% | 0% | 0% | 1 | 46.38% | 0% | 0% | 1 | 70.22% | 0% | 0% | 3 | 57.53% | 0% | 0% | 2 | 1.961% | 0% | 0% | 1
101 | Ukiah | NORTHERN CALIFORNIA | 0 | 0 |  | 0% | 0% | 1 | 14.2688 | 0% | 0% | 2 | 16.63% | 0% | 0% | 1 | 0 | 2 | 74.59% | 0% | 74.59% | 3 | 0% | 0% | 0% | 1 | 70.7% | 0% | 0% | 3 | 77.94% | 0% | 0% | 3 | 77.94% | 0% | 0% | 3 | 41.67% | 0% | 0% | 1 | 2.738% | 0% | 0% | 1 |  |  |  | 0% | 0% | 1 | 10.9505 | 0% | 0% | 1 | 5.963% | 0% | 0% | 1 | 0 | 2 | 89.82% | 0% | 89.82% | 5 | 17.47% | 0% | 0% | 1 | 39.19% | 0% | 0% | 1 | 51.12% | 0% | 0% | 2 | 62.52% | 0% | 0% | 2 | 63.85% | 0% | 0% | 2 | 1.636% | 0% | 0% | 1 |  |  |  | 0% | 0% | 1 | 10.35 | 0% | 0% | 1 | 6.629% | 0% | 0% | 1 | 0 | 2 | 82.85% | 5.099% | 87.95% | 5 | 32.05% | 0% | 0% | 1 | 27.54% | 0% | 0% | 1 | 40.15% | 0% | 0% | 1 | 62.73% | 0% | 0% | 2 | 55.69% | 0% | 0% | 2 | 1.75% | 0% | 0% | 1 |  |  |  | 0% | 0% | 1 | 9.7196 | 0% | 0% | 1 | 4.741% | 0% | 0% | 1 | 0 | 2 | 81.42% | 9.312% | 90.73% | 5 | 37.76% | 0% | 0% | 1 | 24.3% | 0% | 0% | 1 | 44.16% | 0% | 0% | 1 | 66.88% | 0% | 0% | 2 | 56.76% | 0% | 0% | 2 | 1.733% | 0% | 0% | 1
102 | Le Grand | SPGE | 0 | 0 |  | 0% | 0% | 1 | 9.5185 | 0% | 0% | 1 | 35.13% | 0% | 0% | 1 | 1 | 1 | 0% | 0% | 0% | 1 | 50.6% | 0% | 0% | 2 | 34.83% | 0% | 0% | 1 | 36.98% | 0% | 0% | 1 | 69.79% | 0% | 0% | 2 | 0.1128% | 0% | 0% | 1 | 9.024% | 0% | 0% | 1 |  |  |  | 0% | 0% | 1 | 9.5767 | 0% | 0% | 1 | 32.32% | 0% | 0% | 1 | 1 | 1 | 0% | 0% | 0% | 1 | 45.4% | 0% | 0% | 1 | 40.82% | 0% | 0% | 1 | 43.01% | 0% | 0% | 1 | 61.15% | 0% | 0% | 2 | 9.447% | 0% | 0% | 1 | 17.05% | 0% | 0% | 1 |  |  |  | 0% | 0% | 1 | 8.7624 | 0% | 0% | 1 | 27.98% | 0% | 0% | 1 | 1 | 1 | 0% | 0% | 0% | 1 | 44.41% | 0% | 0% | 1 | 33.49% | 0% | 0% | 1 | 37.92% | 0% | 0% | 1 | 61.69% | 0% | 0% | 2 | 18.31% | 0% | 0% | 1 | 14.92% | 0% | 0% | 1 |  |  |  | 0% | 0% | 1 | 8.2041 | 0% | 0% | 1 | 23.86% | 0% | 0% | 1 | 1 | 1 | 1.391% | 0% | 1.391% | 1 | 58.76% | 0% | 0% | 2 | 30.9% | 0% | 0% | 1 | 36.22% | 0% | 0% | 1 | 70.98% | 0% | 0% | 3 | 24.69% | 0% | 0% | 1 | 15.81% | 0% | 0% | 1
103 | Merced | SPGE | 0 | 0 |  | 0% | 0% | 1 | 12.3333 | 0% | 0% | 2 | 27.12% | 0% | 0% | 1 | 1 | 1 | 0% | 0% | 0% | 1 | 35.84% | 0% | 0% | 1 | 28.97% | 0% | 0% | 1 | 28.97% | 0% | 0% | 1 | 64.52% | 0% | 0% | 2 | 0% | 0% | 0% | 1 | 8.586% | 0% | 0% | 1 |  |  |  | 0% | 0% | 1 | 9.8061 | 0% | 0% | 1 | 30.21% | 0% | 0% | 1 | 1 | 1 | 0% | 0% | 0% | 1 | 50% | 0% | 0% | 1 | 39.83% | 0% | 0% | 1 | 47.87% | 0% | 0% | 1 | 73.57% | 0% | 0% | 3 | 2.322% | 0% | 0% | 1 | 15.52% | 0% | 0% | 1 |  |  |  | 0% | 0% | 1 | 9.1663 | 0% | 0% | 1 | 37.88% | 0% | 0% | 1 | 1 | 1 | 0% | 0% | 0% | 1 | 46.99% | 0% | 0% | 1 | 37.74% | 0% | 0% | 1 | 43.65% | 0% | 0% | 1 | 65.72% | 0% | 0% | 2 | 9.697% | 0% | 0% | 1 | 14.82% | 0% | 0% | 1 |  |  |  | 0% | 0% | 1 | 8.9158 | 0% | 0% | 1 | 38.72% | 0% | 0% | 1 | 1 | 1 | 0.0001003% | 0% | 0.0001003% | 1 | 43.48% | 0% | 0% | 1 | 30.94% | 0% | 0% | 1 | 36.54% | 0% | 0% | 1 | 58.75% | 0% | 0% | 2 | 12.82% | 0% | 0% | 1 | 12.5% | 0% | 0% | 1
104 | Wilson | SPGE | 0 | 0 |  | 0% | 0% | 1 | 15.6975 | 0% | 0% | 2 | 58.75% | 0% | 0% | 2 | 1 | 1 | 0% | 0% | 0% | 1 | 11.45% | 0% | 0% | 1 | 20.69% | 0% | 0% | 1 | 22.78% | 0% | 0% | 1 | 32.54% | 0% | 0% | 1 | 0.9156% | 0% | 0% | 1 | 7.841% | 0% | 0% | 1 |  |  |  | 0% | 0% | 1 | 9.731 | 0% | 0% | 1 | 27.02% | 0% | 0% | 1 | 1 | 1 | 0% | 0% | 0% | 1 | 55.27% | 0% | 0% | 2 | 50.18% | 0% | 0% | 2 | 53.13% | 0% | 0% | 2 | 79.33% | 0% | 0% | 3 | 13.93% | 0% | 0% | 1 | 21.82% | 0% | 0% | 1 |  |  |  | 0% | 0% | 1 | 8.1124 | 0% | 0% | 1 | 28.29% | 0% | 0% | 1 | 1 | 1 | 0% | 0% | 0% | 1 | 50.2% | 0% | 0% | 2 | 43.75% | 0% | 0% | 1 | 51.38% | 0% | 0% | 2 | 70.81% | 0% | 0% | 3 | 20.9% | 0% | 0% | 1 | 18.38% | 0% | 0% | 1 |  |  |  | 0% | 0% | 1 | 8.1234 | 0% | 0% | 1 | 31.38% | 0% | 0% | 1 | 1 | 1 | 1.071% | 0% | 1.071% | 1 | 52% | 0% | 0% | 2 | 32.86% | 0% | 0% | 1 | 38.08% | 0% | 0% | 1 | 66.31% | 0% | 0% | 2 | 21.89% | 0% | 0% | 1 | 13.69% | 0% | 0% | 1
105 | Los Banos | SPGE | 500 | 5000 |  | 129.5% | 4.105% | 4 | 9.6667 | 66.66% | 0% | 2 | 8.064% | 62.09% | 0% | 3 | 1 | 1 | 0% | 0% | 0% | 1 | 83.46% | 95.73% | 0% | 4 | 11.74% | 17.93% | 0% | 1 | 29.03% | 22.3% | 0% | 2 | 83.46% | 95.73% | 0% | 4 | 20.62% | 19.94% | 0% | 1 | 5.325% | 95.73% | 0% | 4 | 11 | 16 |  | 27.53% | 0% | 2 | 7.475 | 11.19% | 0% | 1 | 16.43% | 20.39% | 0% | 2 | 1 | 1 | 0% | 0% | 0% | 1 | 66.65% | 11.76% | 0% | 2 | 15.4% | 4.636% | 0% | 1 | 32.17% | 5.782% | 0% | 1 | 67.17% | 11.95% | 0% | 2 | 32.93% | 5.848% | 0% | 1 | 7.59% | 11.95% | 0% | 1 | 7 | 8 |  | 17.47% | 0% | 1 | 6.4215 | 5.099% | 0% | 1 | 17.75% | 20.39% | 0% | 2 | 1 | 1 | 5.953% | 0% | 5.953% | 1 | 67.56% | 6.175% | 0% | 2 | 14.35% | 2.339% | 0% | 1 | 27.1% | 2.748% | 0% | 1 | 71.1% | 6.933% | 0% | 3 | 41.03% | 3.397% | 0% | 1 | 7.334% | 6.933% | 0% | 1 | 6 | 9 |  | 10.23% | 0% | 1 | 5.9467 | 2.667% | 0% | 1 | 18.67% | 20.39% | 0% | 2 | 1 | 1 | 9.811% | 0% | 9.811% | 1 | 63.25% | 3.015% | 0% | 2 | 12.54% | 1.267% | 0% | 1 | 21.01% | 1.403% | 0% | 1 | 68.38% | 3.504% | 0% | 2 | 45.43% | 2.031% | 0% | 1 | 5.951% | 3.504% | 0% | 1
106 | Coburn | SPGE | 0 | 0 |  | 0% | 0% | 1 | 5.6938 | 0% | 0% | 1 | 46.05% | 0% | 0% | 1 | 0 | 2 | 7.619% | 0% | 7.619% | 1 | 16.89% | 0% | 0% | 1 | 4.561% | 0% | 0% | 1 | 7.246% | 0% | 0% | 1 | 21.45% | 0% | 0% | 1 | 15.36% | 0% | 0% | 1 | 3.404% | 0% | 0% | 1 |  |  |  | 0% | 0% | 1 | 5.4853 | 0% | 0% | 1 | 25.63% | 0% | 0% | 1 | 0 | 2 | 21.06% | 0% | 21.06% | 2 | 33.25% | 0% | 0% | 1 | 1.749% | 0% | 0% | 1 | 11% | 0% | 0% | 1 | 39.14% | 0% | 0% | 1 | 31.26% | 0% | 0% | 1 | 2.993% | 0% | 0% | 1 |  |  |  | 0% | 0% | 1 | 5.4146 | 0% | 0% | 1 | 20.15% | 0% | 0% | 1 | 0 | 2 | 27.57% | 0% | 27.57% | 2 | 35.89% | 0% | 0% | 1 | 5.788% | 0% | 0% | 1 | 21.09% | 0% | 0% | 1 | 50.3% | 0% | 0% | 2 | 29.93% | 0% | 0% | 1 | 3.129% | 0% | 0% | 1 |  |  |  | 0% | 0% | 1 | 5.3605 | 0% | 0% | 1 | 16.6% | 0% | 0% | 1 | 0 | 2 | 33.59% | 0% | 33.59% | 2 | 42.88% | 0% | 0% | 1 | 11.57% | 0% | 0% | 1 | 23.61% | 0% | 0% | 1 | 55.89% | 0% | 0% | 2 | 37.37% | 0% | 0% | 1 | 3.484% | 0% | 0% | 1
107 | Tulucay | NORTHERN CALIFORNIA | 25 | 250 |  | 34.37% | 0% | 2 | 14.1248 | 66.44% | 0% | 2 | 25.74% | 9.406% | 0% | 1 | 0 | 2 | 36.11% | 0% | 36.11% | 2 | 74.3% | 5.345% | 0% | 3 | 7.149% | 1.479% | 0% | 1 | 31.64% | 2.009% | 0% | 1 | 86.46% | 10.14% | 0% | 3 | 31.49% | 2.005% | 0% | 1 | 5.731% | 10.14% | 0% | 1 | 9 | 10 |  | 4.365% | 0% | 1 | 22 | 7.594% | 0% | 3 | 21.73% | 2.534% | 0% | 1 | 0 | 2 | 39.71% | 5.509% | 45.22% | 2 | 63.77% | 0.8774% | 0% | 2 | 9.436% | 0.351% | 0% | 1 | 32.75% | 0.4727% | 0% | 1 | 78.25% | 1.462% | 0% | 3 | 34.18% | 0.483% | 0% | 1 | 8.999% | 1.462% | 0% | 1 | 9 | 9 |  | 1.543% | 0% | 1 | 26 | 1.993% | 0% | 3 | 15.68% | 2.534% | 0% | 1 | 0 | 2 | 40.45% | 8.968% | 49.42% | 2 | 61.96% | 0.3976% | 0% | 2 | 14.47% | 0.1768% | 0% | 1 | 35.02% | 0.2327% | 0% | 1 | 79.55% | 0.7395% | 0% | 3 | 36.07% | 0.2365% | 0% | 1 | 9.601% | 0.7395% | 0% | 1 | 9 | 9 |  | 0.8536% | 0% | 1 | 24 | 1.216% | 0% | 3 | 12.51% | 2.534% | 0% | 1 | 0 | 2 | 44.77% | 10.65% | 55.43% | 3 | 61.06% | 0.2458% | 0% | 2 | 19.36% | 0.1187% | 0% | 1 | 37.2% | 0.1524% | 0% | 1 | 79.82% | 0.4742% | 0% | 3 | 35.62% | 0.1487% | 0% | 1 | 10.84% | 0.4742% | 0% | 1
108 | Brunswick | NORTHERN CALIFORNIA | 0 | 0 |  | 0% | 0% | 1 | 56.21 | 0% | 0% | 4 | 0.5148% | 0% | 0% | 1 | 0 | 2 | 22.18% | 77.82% | 100% | 5 | 58.36% | 0% | 0% | 2 | 28.94% | 0% | 0% | 1 | 57.69% | 0% | 0% | 2 | 88.44% | 0% | 0% | 3 | 9.075% | 0% | 0% | 1 | 2.741% | 0% | 0% | 1 |  |  |  | 0% | 0% | 1 | 32.84 | 0% | 0% | 4 | 0.7658% | 0% | 0% | 1 | 0 | 2 | 46.39% | 52.31% | 98.7% | 5 | 73.82% | 0% | 0% | 3 | 17.5% | 0% | 0% | 1 | 25.3% | 0% | 0% | 1 | 84.37% | 0% | 0% | 3 | 19.13% | 0% | 0% | 1 | 3.219% | 0% | 0% | 1 |  |  |  | 0% | 0% | 1 | 25 | 0% | 0% | 3 | 0.6063% | 0% | 0% | 1 | 0 | 2 | 54.28% | 44.92% | 99.2% | 5 | 70.6% | 0% | 0% | 3 | 13.12% | 0% | 0% | 1 | 15.53% | 0% | 0% | 1 | 78.46% | 0% | 0% | 3 | 32.63% | 0% | 0% | 1 | 3.386% | 0% | 0% | 1 |  |  |  | 0% | 0% | 1 | 20.6667 | 0% | 0% | 3 | 0.418% | 0% | 0% | 1 | 0 | 2 | 53.85% | 43.52% | 97.36% | 5 | 64.93% | 0% | 0% | 2 | 9.64% | 0% | 0% | 1 | 15.54% | 0% | 0% | 1 | 72.58% | 0% | 0% | 3 | 37.64% | 0% | 0% | 1 | 3.354% | 0% | 0% | 1
109 | Higgins | NORTHERN CALIFORNIA | 0 | 0 |  | 0% | 0% | 1 | 40.6682 | 0% | 0% | 4 | 1.588% | 0% | 0% | 1 | 0 | 2 | 98.41% | 0% | 98.41% | 5 | 93.84% | 0% | 0% | 4 | 0% | 0% | 0% | 1 | 0.5959% | 0% | 0% | 1 | 93.84% | 0% | 0% | 4 | 30.65% | 0% | 0% | 1 | 6.316% | 0% | 0% | 1 |  |  |  | 0% | 0% | 1 | 33.5 | 0% | 0% | 4 | 1.145% | 0% | 0% | 1 | 0 | 2 | 91.91% | 5.233% | 97.14% | 5 | 85.16% | 0% | 0% | 3 | 5.602% | 0% | 0% | 1 | 10.6% | 0% | 0% | 1 | 86.04% | 0% | 0% | 3 | 38.82% | 0% | 0% | 1 | 5.961% | 0% | 0% | 1 |  |  |  | 0% | 0% | 1 | 33 | 0% | 0% | 4 | 1.847% | 0% | 0% | 1 | 0 | 2 | 72.15% | 14.31% | 86.46% | 5 | 81.6% | 0% | 0% | 3 | 6.177% | 0% | 0% | 1 | 10.4% | 0% | 0% | 1 | 83% | 0% | 0% | 3 | 31.28% | 0% | 0% | 1 | 9.013% | 0% | 0% | 1 |  |  |  | 0% | 0% | 1 | 26.8 | 0% | 0% | 3 | 4.312% | 0% | 0% | 1 | 0 | 2 | 59.37% | 19.68% | 79.05% | 5 | 73.9% | 0% | 0% | 3 | 10.34% | 0% | 0% | 1 | 13.85% | 0% | 0% | 1 | 81.36% | 0% | 0% | 3 | 29.44% | 0% | 0% | 1 | 9.444% | 0% | 0% | 1
110 | Barre | GREATER LA METRO | 23 | 230 |  | 999.9% | 999.9% | 5 | 0 | 999% | 999% | 5 | 0% | 0% | 0% | 1 | 0 | 2 | 0% | 0% | 0% | 1 | 0% | 999% | 999.9% | 5 | 0% | 999% | 999.9% | 5 | 0% | 999% | 999.9% | 5 | 0% | 999% | 999.9% | 5 | 0% | 999% | 999.9% | 5 | 0% | 999% | 999.9% | 5 | 14 | 30 |  | 382.4% | 7.432% | 4 | 61.8889 | 7955% | 200.8% | 5 | 0% | 0% | 0% | 1 | 0 | 2 | 0% | 0% | 0% | 1 | 0% | 9.806% | 0% | 1 | 29.36% | 13.88% | 0% | 1 | 97% | 326.5% | 7.014% | 5 | 97% | 326.5% | 7.014% | 5 | 0% | 9.806% | 0% | 1 | 1.112% | 326.5% | 7.014% | 4 | 13 | 17 |  | 9.326% | 0% | 1 | 47.6667 | 35.23% | 0% | 4 | 0.01632% | 0% | 0% | 1 | 0 | 2 | 0.201% | 32.13% | 32.33% | 5 | 21.17% | 2.504% | 0% | 1 | 14.33% | 2.304% | 0% | 1 | 49.51% | 3.909% | 0% | 1 | 72.19% | 7.096% | 0% | 3 | 12.35% | 2.252% | 0% | 1 | 8.58% | 7.096% | 0% | 1 | 13 | 8 |  | 5.132% | 0% | 1 | 46 | 8.992% | 0% | 4 | 0.1097% | 0% | 0% | 1 | 0 | 2 | 3.321% | 51.7% | 55.02% | 5 | 27.93% | 1.333% | 0% | 1 | 10.9% | 1.078% | 0% | 1 | 48.27% | 1.857% | 0% | 1 | 74.64% | 3.787% | 0% | 3 | 23.97% | 1.263% | 0% | 1 | 7.446% | 3.787% | 0% | 1
111 | Ellis | GREATER LA METRO | 0 | 0 |  | 0% | 0% | 1 | 50.5 | 0% | 0% | 4 | 0% | 0% | 0% | 1 | 0 | 2 | 0% | 0% | 0% | 1 | 0% | 0% | 0% | 1 | 19.23% | 0% | 0% | 1 | 97.91% | 0% | 0% | 5 | 97.91% | 0% | 0% | 5 | 0% | 0% | 0% | 1 | 8.353% | 0% | 0% | 1 |  |  |  | 0% | 0% | 1 | 47.6667 | 0% | 0% | 4 | 0% | 0% | 0% | 1 | 0 | 2 | 0% | 1.781% | 1.781% | 2 | 1.838% | 0% | 0% | 1 | 25.58% | 0% | 0% | 1 | 94.58% | 0% | 0% | 4 | 96.42% | 0% | 0% | 5 | 0% | 0% | 0% | 1 | 6.6% | 0% | 0% | 1 |  |  |  | 0% | 0% | 1 | 48 | 0% | 0% | 4 | 0.3557% | 0% | 0% | 1 | 0 | 2 | 2% | 6.694% | 8.694% | 2 | 2.093% | 0% | 0% | 1 | 22.29% | 0% | 0% | 1 | 81.32% | 0% | 0% | 3 | 84.71% | 0% | 0% | 3 | 0.241% | 0% | 0% | 1 | 6.26% | 0% | 0% | 1 |  |  |  | 0% | 0% | 1 | 47 | 0% | 0% | 4 | 0.1305% | 0% | 0% | 1 | 0 | 2 | 1.197% | 43.42% | 44.61% | 5 | 19.32% | 0% | 0% | 1 | 23.54% | 0% | 0% | 1 | 61.83% | 0% | 0% | 2 | 79.95% | 0% | 0% | 3 | 22.43% | 0% | 0% | 1 | 7.274% | 0% | 0% | 1
112 | Johanna | GREATER LA METRO | 0 | 0 |  | 0% | 0% | 1 | 81.8 | 0% | 0% | 4 | 0% | 0% | 0% | 1 | 0 | 2 | 0% | 0% | 0% | 1 | 0% | 0% | 0% | 1 | 100% | 0% | 0% | 5 | 100% | 0% | 0% | 5 | 100% | 0% | 0% | 5 | 0% | 0% | 0% | 1 | 41.6% | 0% | 0% | 1 |  |  |  | 0% | 0% | 1 | 48 | 0% | 0% | 4 | 0.4829% | 0% | 0% | 1 | 0 | 2 | 2.601% | 9.271% | 11.87% | 2 | 2.772% | 0% | 0% | 1 | 17.02% | 0% | 0% | 1 | 82.49% | 0% | 0% | 3 | 87.24% | 0% | 0% | 3 | 0.7026% | 0% | 0% | 1 | 7.834% | 0% | 0% | 1 |  |  |  | 0% | 0% | 1 | 47 | 0% | 0% | 4 | 0.194% | 0% | 0% | 1 | 0 | 2 | 1.142% | 55.52% | 56.66% | 5 | 21.2% | 0% | 0% | 1 | 34.01% | 0% | 0% | 1 | 72.65% | 0% | 0% | 3 | 90.36% | 0% | 0% | 4 | 34.17% | 0% | 0% | 1 | 8.516% | 0% | 0% | 1 |  |  |  | 0% | 0% | 1 | 47 | 0% | 0% | 4 | 0.7786% | 0% | 0% | 1 | 0 | 2 | 20.32% | 56.99% | 77.31% | 5 | 34.13% | 0% | 0% | 1 | 22.29% | 0% | 0% | 1 | 54.68% | 0% | 0% | 2 | 81.06% | 0% | 0% | 3 | 35.23% | 0% | 0% | 1 | 15.66% | 0% | 0% | 1
113 | Lewis | GREATER LA METRO | 0 | 0 |  | 0% | 0% | 1 | 0 | 0% | 0% | 1 | 0% | 0% | 0% | 1 | 0 | 2 | 0% | 0% | 0% | 1 | 0% | 0% | 0% | 1 | 0% | 0% | 0% | 1 | 0% | 0% | 0% | 1 | 0% | 0% | 0% | 1 | 0% | 0% | 0% | 1 | 0% | 0% | 0% | 1 |  |  |  | 0% | 0% | 1 | 18.1411 | 0% | 0% | 2 | 0% | 0% | 0% | 1 | 0 | 2 | 0% | 100% | 100% | 5 | 0.2297% | 0% | 0% | 1 | 13.4% | 0% | 0% | 1 | 0% | 0% | 0% | 1 | 13.63% | 0% | 0% | 1 | 4.561% | 0% | 0% | 1 | 15.34% | 0% | 0% | 1 |  |  |  | 0% | 0% | 1 | 47.5 | 0% | 0% | 4 | 0.1405% | 0% | 0% | 1 | 0 | 2 | 4.288% | 62.08% | 66.36% | 5 | 35.68% | 0% | 0% | 1 | 11.6% | 0% | 0% | 1 | 45.04% | 0% | 0% | 1 | 79.34% | 0% | 0% | 3 | 28.86% | 0% | 0% | 1 | 9.393% | 0% | 0% | 1 |  |  |  | 0% | 0% | 1 | 45.5583 | 0% | 0% | 4 | 2.113% | 0% | 0% | 1 | 0 | 2 | 12.48% | 56.3% | 68.78% | 5 | 28.18% | 0% | 0% | 1 | 15.96% | 0% | 0% | 1 | 48.42% | 0% | 0% | 1 | 73.85% | 0% | 0% | 3 | 29.33% | 0% | 0% | 1 | 15.64% | 0% | 0% | 1
114 | Santiago | GREATER LA METRO | 0 | 0 |  | 0% | 0% | 1 | 57 | 0% | 0% | 4 | 3.78% | 0% | 0% | 1 | 0 | 2 | 20.24% | 43.61% | 63.85% | 5 | 23.48% | 0% | 0% | 1 | 0% | 0% | 0% | 1 | 10.55% | 0% | 0% | 1 | 34.04% | 0% | 0% | 1 | 2.22% | 0% | 0% | 1 | 9.912% | 0% | 0% | 1 |  |  |  | 0% | 0% | 1 | 39.3333 | 0% | 0% | 4 | 0.5612% | 0% | 0% | 1 | 0 | 2 | 4.627% | 71.97% | 76.6% | 5 | 16.63% | 0% | 0% | 1 | 54.53% | 0% | 0% | 2 | 70.3% | 0% | 0% | 3 | 87.12% | 0% | 0% | 3 | 18.7% | 0% | 0% | 1 | 8.411% | 0% | 0% | 1 |  |  |  | 0% | 0% | 1 | 48 | 0% | 0% | 4 | 0.2128% | 0% | 0% | 1 | 0 | 2 | 22.66% | 51.99% | 74.65% | 5 | 35.51% | 0% | 0% | 1 | 35.22% | 0% | 0% | 1 | 69.81% | 0% | 0% | 2 | 89.01% | 0% | 0% | 3 | 44.23% | 0% | 0% | 1 | 10.27% | 0% | 0% | 1 |  |  |  | 0% | 0% | 1 | 45 | 0% | 0% | 4 | 0.4529% | 0% | 0% | 1 | 0 | 2 | 37.96% | 46.39% | 84.35% | 5 | 38.54% | 0% | 0% | 1 | 33.04% | 0% | 0% | 1 | 59% | 0% | 0% | 2 | 84.5% | 0% | 0% | 3 | 46.69% | 0% | 0% | 1 | 12.3% | 0% | 0% | 1
115 | Serrano | GREATER LA METRO | 0 | 0 |  | 0% | 0% | 1 | 2.7037 | 0% | 0% | 1 | 0% | 0% | 0% | 1 | 0 | 2 | 0% | 100% | 100% | 5 | 0% | 0% | 0% | 1 | 68.16% | 0% | 0% | 2 | 15.92% | 0% | 0% | 1 | 68.16% | 0% | 0% | 2 | 27.92% | 0% | 0% | 1 | 5.63% | 0% | 0% | 1 |  |  |  | 0% | 0% | 1 | 11.1095 | 0% | 0% | 1 | 0.03354% | 0% | 0% | 1 | 0 | 2 | 2.8% | 97.16% | 99.96% | 5 | 52.92% | 0% | 0% | 2 | 8.761% | 0% | 0% | 1 | 26.48% | 0% | 0% | 1 | 75.83% | 0% | 0% | 3 | 48.14% | 0% | 0% | 1 | 11.98% | 0% | 0% | 1 |  |  |  | 0% | 0% | 1 | 16.3199 | 0% | 0% | 2 | 3.104% | 0% | 0% | 1 | 0 | 2 | 16% | 73.15% | 89.15% | 5 | 37.89% | 0% | 0% | 1 | 13.36% | 0% | 0% | 1 | 37.04% | 0% | 0% | 1 | 70.5% | 0% | 0% | 3 | 39.98% | 0% | 0% | 1 | 18.74% | 0% | 0% | 1 |  |  |  | 0% | 0% | 1 | 46 | 0% | 0% | 4 | 4.263% | 0% | 0% | 1 | 0 | 2 | 14.05% | 55.01% | 69.07% | 5 | 30.39% | 0% | 0% | 1 | 21.04% | 0% | 0% | 1 | 46.79% | 0% | 0% | 1 | 73.15% | 0% | 0% | 3 | 30.16% | 0% | 0% | 1 | 14.49% | 0% | 0% | 1
116 | Villa Park | GREATER LA METRO | 0 | 0 |  | 0% | 0% | 1 | 29.5333 | 0% | 0% | 3 | 0% | 0% | 0% | 1 | 0 | 2 | 0% | 100% | 100% | 5 | 0% | 0% | 0% | 1 | 0% | 0% | 0% | 1 | 0% | 0% | 0% | 1 | 0% | 0% | 0% | 1 | 0% | 0% | 0% | 1 | 0% | 0% | 0% | 1 |  |  |  | 0% | 0% | 1 | 14.1333 | 0% | 0% | 2 | 0.06833% | 0% | 0% | 1 | 0 | 2 | 1.297% | 98.59% | 99.89% | 5 | 65.64% | 0% | 0% | 2 | 6.008% | 0% | 0% | 1 | 8.19% | 0% | 0% | 1 | 77.18% | 0% | 0% | 3 | 41.21% | 0% | 0% | 1 | 13.51% | 0% | 0% | 1 |  |  |  | 0% | 0% | 1 | 47 | 0% | 0% | 4 | 2.003% | 0% | 0% | 1 | 0 | 2 | 15.73% | 61.83% | 77.56% | 5 | 33.66% | 0% | 0% | 1 | 13.67% | 0% | 0% | 1 | 48.01% | 0% | 0% | 1 | 79.06% | 0% | 0% | 3 | 31.59% | 0% | 0% | 1 | 18.08% | 0% | 0% | 1 |  |  |  | 0% | 0% | 1 | 46.5 | 0% | 0% | 4 | 4.67% | 0% | 0% | 1 | 0 | 2 | 12.61% | 56.08% | 68.68% | 5 | 30.33% | 0% | 0% | 1 | 14.55% | 0% | 0% | 1 | 45.04% | 0% | 0% | 1 | 70.76% | 0% | 0% | 3 | 31.01% | 0% | 0% | 1 | 14.77% | 0% | 0% | 1
117 | Capistrano | GREATER LA METRO | 0 | 0 |  | 0% | 0% | 1 | 69 | 0% | 0% | 4 | 0.5554% | 0% | 0% | 1 | 0 | 2 | 80.69% | 0% | 80.69% | 5 | 33.75% | 0% | 0% | 1 | 63.81% | 0% | 0% | 2 | 76.68% | 0% | 0% | 3 | 76.68% | 0% | 0% | 3 | 14.45% | 0% | 0% | 1 | 8.287% | 0% | 0% | 1 |  |  |  | 0% | 0% | 1 | 51.375 | 0% | 0% | 4 | 0.1566% | 0% | 0% | 1 | 0 | 2 | 93.2% | 0.6563% | 93.86% | 5 | 20.81% | 0% | 0% | 1 | 63.67% | 0% | 0% | 2 | 69.83% | 0% | 0% | 2 | 74.73% | 0% | 0% | 3 | 53.39% | 0% | 0% | 2 | 5.616% | 0% | 0% | 1 |  |  |  | 0% | 0% | 1 | 46 | 0% | 0% | 4 | 0.228% | 0% | 0% | 1 | 0 | 2 | 74.82% | 18.02% | 92.84% | 5 | 29.54% | 0% | 0% | 1 | 57.57% | 0% | 0% | 2 | 66.15% | 0% | 0% | 2 | 80.66% | 0% | 0% | 3 | 52.35% | 0% | 0% | 2 | 6.722% | 0% | 0% | 1 |  |  |  | 0% | 0% | 1 | 38 | 0% | 0% | 4 | 0.1802% | 0% | 0% | 1 | 0 | 2 | 46.63% | 45.66% | 92.28% | 5 | 49.82% | 0% | 0% | 1 | 48.8% | 0% | 0% | 1 | 59.57% | 0% | 0% | 2 | 89.56% | 0% | 0% | 3 | 51.56% | 0% | 0% | 2 | 7.178% | 0% | 0% | 1
118 | Trabuco | GREATER LA METRO | 0 | 0 |  | 0% | 0% | 1 | 62.6667 | 0% | 0% | 4 | 0% | 0% | 0% | 1 | 0 | 2 | 100% | 0% | 100% | 5 | 28.98% | 0% | 0% | 1 | 56.1% | 0% | 0% | 2 | 56.1% | 0% | 0% | 2 | 68.45% | 0% | 0% | 2 | 27.3% | 0% | 0% | 1 | 9.959% | 0% | 0% | 1 |  |  |  | 0% | 0% | 1 | 58.3571 | 0% | 0% | 4 | 0.3077% | 0% | 0% | 1 | 0 | 2 | 83.37% | 9.568% | 92.94% | 5 | 23.02% | 0% | 0% | 1 | 66.82% | 0% | 0% | 2 | 71.25% | 0% | 0% | 3 | 78.36% | 0% | 0% | 3 | 46.52% | 0% | 0% | 1 | 6.11% | 0% | 0% | 1 |  |  |  | 0% | 0% | 1 | 39.3333 | 0% | 0% | 4 | 0.1937% | 0% | 0% | 1 | 0 | 2 | 62.11% | 30.14% | 92.25% | 5 | 38.97% | 0% | 0% | 1 | 49.41% | 0% | 0% | 1 | 63.85% | 0% | 0% | 2 | 84.04% | 0% | 0% | 3 | 54.45% | 0% | 0% | 2 | 7.539% | 0% | 0% | 1 |  |  |  | 0% | 0% | 1 | 39.3333 | 0% | 0% | 4 | 0.09706% | 0% | 0% | 1 | 0 | 2 | 40.51% | 50.02% | 90.53% | 5 | 46.44% | 0% | 0% | 1 | 46.4% | 0% | 0% | 1 | 59.48% | 0% | 0% | 2 | 88.02% | 0% | 0% | 3 | 54.59% | 0% | 0% | 2 | 7.526% | 0% | 0% | 1
119 | Pleasant Grove | NORTHERN CALIFORNIA | 0 | 0 |  | 0% | 0% | 1 | 56.975 | 0% | 0% | 4 | 6.297% | 0% | 0% | 1 | 0 | 2 | 2.381% | 0% | 2.381% | 1 | 58.79% | 0% | 0% | 2 | 0% | 0% | 0% | 1 | 0% | 0% | 0% | 1 | 58.79% | 0% | 0% | 2 | 0% | 0% | 0% | 1 | 58.03% | 0% | 0% | 2 | 9 | 9 |  | 0% | 0% | 1 | 45.29 | 0% | 0% | 4 | 8.059% | 0% | 0% | 1 | 0 | 2 | 9.254% | 0% | 9.254% | 1 | 42.44% | 0% | 0% | 1 | 0% | 0% | 0% | 1 | 0.01033% | 0% | 0% | 1 | 42.45% | 0% | 0% | 1 | 0.6576% | 0% | 0% | 1 | 33.62% | 0% | 0% | 1 | 9 | 6 |  | 0% | 0% | 1 | 21.1333 | 0% | 0% | 3 | 23.51% | 0% | 0% | 1 | 0 | 2 | 19.66% | 0.4221% | 20.08% | 2 | 40.51% | 0% | 0% | 1 | 2.613% | 0% | 0% | 1 | 19.55% | 0% | 0% | 1 | 59.37% | 0% | 0% | 2 | 8.64% | 0% | 0% | 1 | 19.38% | 0% | 0% | 1 | 9 | 7 |  | 0% | 0% | 1 | 23.2403 | 0% | 0% | 3 | 22.87% | 0% | 0% | 1 | 0 | 2 | 26.3% | 2.946% | 29.25% | 2 | 55.42% | 0% | 0% | 2 | 9.339% | 0% | 0% | 1 | 26.59% | 0% | 0% | 1 | 72.23% | 0% | 0% | 3 | 15.1% | 0% | 0% | 1 | 16.03% | 0% | 0% | 1
120 | Summit | NORTHERN CALIFORNIA | 0 | 0 |  | 0% | 0% | 1 | 12.955 | 0% | 0% | 2 | 0% | 0% | 0% | 1 | 0 | 2 | 48.49% | 0% | 48.49% | 2 | 7.521% | 0% | 0% | 1 | 8.776% | 0% | 0% | 1 | 53.55% | 0% | 0% | 2 | 58.97% | 0% | 0% | 2 | 70.42% | 0% | 0% | 3 | 8.117% | 0% | 0% | 1 |  |  |  | 0% | 0% | 1 | 34 | 0% | 0% | 4 | 0% | 0% | 0% | 1 | 0 | 2 | 31.4% | 6.724% | 38.12% | 2 | 13.57% | 0% | 0% | 1 | 9.237% | 0% | 0% | 1 | 43.06% | 0% | 0% | 1 | 52.99% | 0% | 0% | 2 | 66.85% | 0% | 0% | 2 | 9.215% | 0% | 0% | 1 |  |  |  | 0% | 0% | 1 | 28 | 0% | 0% | 3 | 0% | 0% | 0% | 1 | 0 | 2 | 56.38% | 3.259% | 59.64% | 3 | 25.07% | 0% | 0% | 1 | 15.69% | 0% | 0% | 1 | 31.7% | 0% | 0% | 1 | 51.04% | 0% | 0% | 2 | 62.66% | 0% | 0% | 2 | 8.823% | 0% | 0% | 1 |  |  |  | 0% | 0% | 1 | 17 | 0% | 0% | 2 | 0.08431% | 0% | 0% | 1 | 0 | 2 | 62.25% | 5.343% | 67.59% | 3 | 34.62% | 0% | 0% | 1 | 10.93% | 0% | 0% | 1 | 21.7% | 0% | 0% | 1 | 51.4% | 0% | 0% | 2 | 61.1% | 0% | 0% | 2 | 8.736% | 0% | 0% | 1
121 | Devers | RIVERSIDE | 0 | 0 |  | 0% | 0% | 1 | 0 | 0% | 0% | 1 | 0% | 0% | 0% | 1 | 0 | 2 | 0% | 0% | 0% | 1 | 0% | 0% | 0% | 1 | 0% | 0% | 0% | 1 | 0% | 0% | 0% | 1 | 0% | 0% | 0% | 1 | 0% | 0% | 0% | 1 | 0% | 0% | 0% | 1 |  |  |  | 0% | 0% | 1 | 32.0154 | 0% | 0% | 4 | 0% | 0% | 0% | 1 | 0 | 2 | 95.39% | 3.854% | 99.25% | 5 | 71.12% | 0% | 0% | 3 | 67.85% | 0% | 0% | 2 | 67.7% | 0% | 0% | 2 | 82.05% | 0% | 0% | 3 | 34.8% | 0% | 0% | 1 | 0.7085% | 0% | 0% | 1 |  |  |  | 0% | 0% | 1 | 42.4561 | 0% | 0% | 4 | 0% | 0% | 0% | 1 | 0 | 2 | 39.72% | 60.14% | 99.86% | 5 | 41.42% | 0% | 0% | 1 | 41.06% | 0% | 0% | 1 | 60.55% | 0% | 0% | 2 | 71.72% | 0% | 0% | 3 | 50.59% | 0% | 0% | 2 | 2.383% | 0% | 0% | 1 |  |  |  | 0% | 0% | 1 | 20.8571 | 0% | 0% | 3 | 0.02602% | 0% | 0% | 1 | 0 | 2 | 31.34% | 67.88% | 99.22% | 5 | 40.3% | 0% | 0% | 1 | 34.55% | 0% | 0% | 1 | 62.44% | 0% | 0% | 2 | 73.25% | 0% | 0% | 3 | 60.84% | 0% | 0% | 2 | 3.706% | 0% | 0% | 1
122 | Kern | RIVERSIDE | 0 | 0 |  | 0% | 0% | 1 | 3.8429 | 0% | 0% | 1 | 0% | 0% | 0% | 1 | 0 | 2 | 0% | 0% | 0% | 1 | 11.68% | 0% | 0% | 1 | 43.7% | 0% | 0% | 1 | 0% | 0% | 0% | 1 | 55.38% | 0% | 0% | 2 | 71.26% | 0% | 0% | 3 | 0% | 0% | 0% | 1 |  |  |  | 0% | 0% | 1 | 3.6551 | 0% | 0% | 1 | 0% | 0% | 0% | 1 | 0 | 2 | 0% | 0% | 0% | 1 | 7.811% | 0% | 0% | 1 | 31.45% | 0% | 0% | 1 | 0% | 0% | 0% | 1 | 39.17% | 0% | 0% | 1 | 51.53% | 0% | 0% | 2 | 0% | 0% | 0% | 1 |  |  |  | 0% | 0% | 1 | 3.695 | 0% | 0% | 1 | 0% | 0% | 0% | 1 | 0 | 2 | 0% | 0% | 0% | 1 | 7.712% | 0% | 0% | 1 | 20.22% | 0% | 0% | 1 | 0% | 0% | 0% | 1 | 27.87% | 0% | 0% | 1 | 34.1% | 0% | 0% | 1 | 0.482% | 0% | 0% | 1 |  |  |  | 0% | 0% | 1 | 2.9722 | 0% | 0% | 1 | 0% | 0% | 0% | 1 | 0 | 2 | 0% | 0% | 0% | 1 | 24.43% | 0% | 0% | 1 | 14.54% | 0% | 0% | 1 | 1.099% | 0% | 0% | 1 | 38.01% | 0% | 0% | 1 | 30.58% | 0% | 0% | 1 | 1.058% | 0% | 0% | 1
123 | Mirage | RIVERSIDE | 132 | 1320 |  | 999.9% | 999.9% | 5 | 0 | 999% | 999% | 5 | 0% | 0% | 0% | 1 | 0 | 2 | 0% | 0% | 0% | 1 | 0% | 999% | 999.9% | 5 | 0% | 999% | 999.9% | 5 | 0% | 999% | 999.9% | 5 | 0% | 999% | 999.9% | 5 | 0% | 999% | 999.9% | 5 | 0% | 999% | 999.9% | 5 | 14 | 30 |  | 999.9% | 999.9% | 5 | 0 | 999% | 999% | 5 | 0% | 0% | 0% | 1 | 0 | 2 | 0% | 0% | 0% | 1 | 0% | 999% | 999.9% | 5 | 0% | 999% | 999.9% | 5 | 0% | 999% | 999.9% | 5 | 0% | 999% | 999.9% | 5 | 0% | 999% | 999.9% | 5 | 0% | 999% | 999.9% | 5 | 14 | 30 |  | 999.9% | 999.9% | 5 | 0 | 999% | 999% | 5 | 0% | 0% | 0% | 1 | 0 | 2 | 0% | 0% | 0% | 1 | 0% | 999% | 999.9% | 5 | 0% | 999% | 999.9% | 5 | 0% | 999% | 999.9% | 5 | 0% | 999% | 999.9% | 5 | 0% | 999% | 999.9% | 5 | 0% | 999% | 999.9% | 5 | 14 | 30 |  | 999.9% | 9.591% | 4 | 12.4186 | 28.65% | 0% | 2 | 0% | 0% | 0% | 1 | 0 | 2 | 42.26% | 55.8% | 98.06% | 5 | 69.92% | 31.89% | 0% | 2 | 44.25% | 17.21% | 0% | 1 | 86.16% | 69.28% | 0% | 3 | 97.76% | 428.4% | 7.521% | 5 | 77.02% | 41.74% | 0% | 3 | 4.93% | 428.4% | 7.521% | 4
124 | Valley (SCE) | RIVERSIDE | 0 | 0 |  | 0% | 0% | 1 | 45.5 | 0% | 0% | 4 | 1.395% | 0% | 0% | 1 | 0 | 2 | 85.29% | 0% | 85.29% | 5 | 0.08558% | 0% | 0% | 1 | 21.71% | 0% | 0% | 1 | 64.11% | 0% | 0% | 2 | 64.2% | 0% | 0% | 2 | 1.024% | 0% | 0% | 1 | 2.155% | 0% | 0% | 1 |  |  |  | 0% | 0% | 1 | 31 | 0% | 0% | 4 | 3.933% | 0% | 0% | 1 | 0 | 2 | 66.37% | 10.24% | 76.6% | 5 | 0.4272% | 0% | 0% | 1 | 33.9% | 0% | 0% | 1 | 51.75% | 0% | 0% | 2 | 52.14% | 0% | 0% | 2 | 7.681% | 0% | 0% | 1 | 6.112% | 0% | 0% | 1 |  |  |  | 0% | 0% | 1 | 29 | 0% | 0% | 3 | 3.432% | 0% | 0% | 1 | 0 | 2 | 35.7% | 48.79% | 84.49% | 5 | 19.16% | 0% | 0% | 1 | 45.37% | 0% | 0% | 1 | 64.62% | 0% | 0% | 2 | 67.43% | 0% | 0% | 2 | 22.96% | 0% | 0% | 1 | 5.682% | 0% | 0% | 1 |  |  |  | 0% | 0% | 1 | 28.8619 | 0% | 0% | 3 | 2.604% | 0% | 0% | 1 | 0 | 2 | 20.53% | 70.69% | 91.22% | 5 | 26.14% | 0% | 0% | 1 | 39.07% | 0% | 0% | 1 | 58.87% | 0% | 0% | 2 | 70.66% | 0% | 0% | 3 | 29.33% | 0% | 0% | 1 | 5.127% | 0% | 0% | 1
125 | Gold Hill | NORTHERN CALIFORNIA | 0 | 0 |  | 0% | 0% | 1 | 58.5167 | 0% | 0% | 4 | 0% | 0% | 0% | 1 | 0 | 2 | 1.882% | 0.5397% | 2.422% | 2 | 59.55% | 0% | 0% | 2 | 10.17% | 0% | 0% | 1 | 0% | 0% | 0% | 1 | 60.27% | 0% | 0% | 2 | 72.77% | 0% | 0% | 3 | 18.11% | 0% | 0% | 1 |  |  |  | 0% | 0% | 1 | 48 | 0% | 0% | 4 | 0.1986% | 0% | 0% | 1 | 0 | 2 | 11.37% | 26.87% | 38.24% | 4 | 48.24% | 0% | 0% | 1 | 22.51% | 0% | 0% | 1 | 19.63% | 0% | 0% | 1 | 57.98% | 0% | 0% | 2 | 59.67% | 0% | 0% | 2 | 17.76% | 0% | 0% | 1 |  |  |  | 0% | 0% | 1 | 36.681 | 0% | 0% | 4 | 2.041% | 0% | 0% | 1 | 0 | 2 | 20.7% | 25.47% | 46.17% | 4 | 65.13% | 0% | 0% | 2 | 20.44% | 0% | 0% | 1 | 18.5% | 0% | 0% | 1 | 70.82% | 0% | 0% | 3 | 41.86% | 0% | 0% | 1 | 15.14% | 0% | 0% | 1 |  |  |  | 0% | 0% | 1 | 35.9052 | 0% | 0% | 4 | 3.235% | 0% | 0% | 1 | 0 | 2 | 32.78% | 13.43% | 46.21% | 3 | 66.88% | 0% | 0% | 2 | 15.76% | 0% | 0% | 1 | 17.23% | 0% | 0% | 1 | 72.3% | 0% | 0% | 3 | 38.03% | 0% | 0% | 1 | 20.71% | 0% | 0% | 1
126 | Grand Island | NORTHERN CALIFORNIA | 0 | 0 |  | 0% | 0% | 1 | 11.1695 | 0% | 0% | 1 | 49.14% | 0% | 0% | 1 | 0 | 2 | 0% | 0% | 0% | 1 | 0% | 0% | 0% | 1 | 6.754% | 0% | 0% | 1 | 6.754% | 0% | 0% | 1 | 6.754% | 0% | 0% | 1 | 0% | 0% | 0% | 1 | 6.429% | 0% | 0% | 1 |  |  |  | 0% | 0% | 1 | 9.7204 | 0% | 0% | 1 | 47.92% | 0% | 0% | 1 | 0 | 2 | 0% | 0% | 0% | 1 | 7.912% | 0% | 0% | 1 | 14.13% | 0% | 0% | 1 | 15.5% | 0% | 0% | 1 | 21.71% | 0% | 0% | 1 | 0.01378% | 0% | 0% | 1 | 9.335% | 0% | 0% | 1 |  |  |  | 0% | 0% | 1 | 9.0081 | 0% | 0% | 1 | 43.84% | 0% | 0% | 1 | 0 | 2 | 0% | 0% | 0% | 1 | 10.72% | 0% | 0% | 1 | 24.99% | 0% | 0% | 1 | 28.46% | 0% | 0% | 1 | 34.2% | 0% | 0% | 1 | 0.5524% | 0% | 0% | 1 | 12.48% | 0% | 0% | 1 |  |  |  | 0% | 0% | 1 | 9.8607 | 0% | 0% | 1 | 45.12% | 0% | 0% | 1 | 0 | 2 | 0% | 0% | 0% | 1 | 11.85% | 0% | 0% | 1 | 24.52% | 0% | 0% | 1 | 28.6% | 0% | 0% | 1 | 36.25% | 0% | 0% | 1 | 0.7% | 0% | 0% | 1 | 12.74% | 0% | 0% | 1
127 | Chino | GREATER LA METRO | 0 | 0 |  | 0% | 0% | 1 | 47.4 | 0% | 0% | 4 | 21.78% | 0% | 0% | 1 | 0 | 2 | 14.32% | 10.85% | 25.17% | 3 | 0.187% | 0% | 0% | 1 | 0% | 0% | 0% | 1 | 12.67% | 0% | 0% | 1 | 12.86% | 0% | 0% | 1 | 0.07603% | 0% | 0% | 1 | 8% | 0% | 0% | 1 |  |  |  | 0% | 0% | 1 | 41.7 | 0% | 0% | 4 | 10.16% | 0% | 0% | 1 | 0 | 2 | 23.5% | 44.04% | 67.54% | 5 | 31.76% | 0% | 0% | 1 | 2.926% | 0% | 0% | 1 | 23.03% | 0% | 0% | 1 | 54.58% | 0% | 0% | 2 | 15.66% | 0% | 0% | 1 | 19.72% | 0% | 0% | 1 |  |  |  | 0% | 0% | 1 | 19.6004 | 0% | 0% | 2 | 7.031% | 0% | 0% | 1 | 0 | 2 | 17.68% | 59.86% | 77.54% | 5 | 35.74% | 0% | 0% | 1 | 8.61% | 0% | 0% | 1 | 27.67% | 0% | 0% | 1 | 60.04% | 0% | 0% | 2 | 31.64% | 0% | 0% | 1 | 18.99% | 0% | 0% | 1 |  |  |  | 0% | 0% | 1 | 19.25 | 0% | 0% | 2 | 4.188% | 0% | 0% | 1 | 0 | 2 | 18.4% | 62.35% | 80.76% | 5 | 35.26% | 0% | 0% | 1 | 26.66% | 0% | 0% | 1 | 44.64% | 0% | 0% | 1 | 74.89% | 0% | 0% | 3 | 38.42% | 0% | 0% | 1 | 17.3% | 0% | 0% | 1
128 | Kramer | GREATER KRAMER | 1243 | 12430 |  | 999.9% | 170.6% | 5 | 46.04 | 2763874% | 694.3% | 5 | 0% | 0% | 0% | 1 | 0 | 2 | 0% | 0% | 0% | 1 | 100% | 999% | 170.6% | 5 | 55.3% | 381.6% | 227.6% | 5 | 0% | 170.6% | 999.9% | 5 | 100% | 999% | 170.6% | 5 | 33.05% | 254.8% | 313.6% | 5 | 1.107% | 999% | 170.6% | 5 | 14 | 30 |  | 1454% | 51.4% | 5 | 31 | 428.6% | 86.36% | 5 | 0% | 0% | 0% | 1 | 0 | 2 | 0% | 0% | 0% | 1 | 94.06% | 895.8% | 50.22% | 5 | 36.16% | 83.3% | 0% | 4 | 0% | 53.18% | 0% | 3 | 95.44% | 1166% | 50.94% | 5 | 45.5% | 97.57% | 0% | 4 | 0.4364% | 1166% | 50.94% | 5 | 14 | 26 |  | 169.5% | 8.553% | 4 | 28.1286 | 155.1% | 12.84% | 3 | 0% | 0% | 0% | 1 | 0 | 2 | 0% | 0% | 0% | 1 | 54.95% | 41.23% | 0% | 2 | 30.55% | 26.75% | 0% | 2 | 0.01675% | 18.58% | 0% | 1 | 73.01% | 68.83% | 0% | 3 | 58.45% | 44.71% | 0% | 2 | 1.038% | 68.83% | 0% | 3 | 11 | 13 |  | 33.04% | 0% | 2 | 43.25 | 118.7% | 3.471% | 5 | 0.009597% | 0% | 0% | 1 | 0 | 2 | 0% | 0% | 0% | 1 | 41.14% | 15.45% | 0% | 1 | 23.93% | 11.95% | 0% | 1 | 0.6836% | 9.154% | 0% | 1 | 58.15% | 21.72% | 0% | 2 | 45.36% | 16.64% | 0% | 1 | 0.6682% | 21.72% | 0% | 2
129 | Lugo | GREATER KRAMER | 0 | 0 |  | 0% | 0% | 1 | 23 | 0% | 0% | 3 | 0.01104% | 0% | 0% | 1 | 0 | 2 | 57.35% | 36.94% | 94.28% | 5 | 44.63% | 0% | 0% | 1 | 88.25% | 0% | 0% | 3 | 72.22% | 0% | 0% | 3 | 96.64% | 0% | 0% | 5 | 38.37% | 0% | 0% | 1 | 5.104% | 0% | 0% | 1 |  |  |  | 0% | 0% | 1 | 24.6667 | 0% | 0% | 3 | 0.003022% | 0% | 0% | 1 | 0 | 2 | 36.53% | 46.4% | 82.94% | 5 | 46.96% | 0% | 0% | 1 | 70.8% | 0% | 0% | 3 | 61.74% | 0% | 0% | 2 | 86.93% | 0% | 0% | 3 | 40.48% | 0% | 0% | 1 | 3.904% | 0% | 0% | 1 |  |  |  | 0% | 0% | 1 | 39.4597 | 0% | 0% | 4 | 0.006685% | 0% | 0% | 1 | 0 | 2 | 26.38% | 34.8% | 61.17% | 5 | 49.88% | 0% | 0% | 1 | 60.27% | 0% | 0% | 2 | 51.91% | 0% | 0% | 2 | 83.6% | 0% | 0% | 3 | 28.98% | 0% | 0% | 1 | 3.128% | 0% | 0% | 1 |  |  |  | 0% | 0% | 1 | 41.25 | 0% | 0% | 4 | 0.04917% | 0% | 0% | 1 | 0 | 2 | 19.1% | 21.65% | 40.75% | 4 | 45.27% | 0% | 0% | 1 | 51.61% | 0% | 0% | 2 | 36.67% | 0% | 0% | 1 | 74.6% | 0% | 0% | 3 | 25.85% | 0% | 0% | 1 | 2.132% | 0% | 0% | 1
130 | Mira Loma | GREATER LA METRO | 0 | 0 |  | 0% | 0% | 1 | 54.25 | 0% | 0% | 4 | 26.16% | 0% | 0% | 1 | 0 | 2 | 0% | 0% | 0% | 1 | 0% | 0% | 0% | 1 | 0% | 0% | 0% | 1 | 0% | 0% | 0% | 1 | 0% | 0% | 0% | 1 | 0% | 0% | 0% | 1 | 0.1407% | 0% | 0% | 1 |  |  |  | 0% | 0% | 1 | 49.5 | 0% | 0% | 4 | 15.94% | 0% | 0% | 1 | 0 | 2 | 30.82% | 18.29% | 49.1% | 3 | 11.03% | 0% | 0% | 1 | 4.143% | 0% | 0% | 1 | 35.63% | 0% | 0% | 1 | 46.76% | 0% | 0% | 1 | 3.809% | 0% | 0% | 1 | 23.5% | 0% | 0% | 1 |  |  |  | 0% | 0% | 1 | 27.08 | 0% | 0% | 3 | 6.502% | 0% | 0% | 1 | 0 | 2 | 23.29% | 48.12% | 71.41% | 5 | 31.27% | 0% | 0% | 1 | 17.75% | 0% | 0% | 1 | 42.08% | 0% | 0% | 1 | 68.19% | 0% | 0% | 2 | 29.23% | 0% | 0% | 1 | 16.46% | 0% | 0% | 1 |  |  |  | 0% | 0% | 1 | 27.6318 | 0% | 0% | 3 | 2.818% | 0% | 0% | 1 | 0 | 2 | 23.65% | 59.39% | 83.04% | 5 | 40.64% | 0% | 0% | 1 | 38.46% | 0% | 0% | 1 | 51.78% | 0% | 0% | 2 | 78.32% | 0% | 0% | 3 | 29.79% | 0% | 0% | 1 | 12.67% | 0% | 0% | 1
131 | Padua | GREATER LA METRO | 0 | 0 |  | 0% | 0% | 1 | 8.0636 | 0% | 0% | 1 | 0% | 0% | 0% | 1 | 0 | 2 | 2.226% | 97.77% | 100% | 5 | 100% | 0% | 0% | 5 | 50.97% | 0% | 0% | 2 | 0% | 0% | 0% | 1 | 100% | 0% | 0% | 5 | 65.06% | 0% | 0% | 2 | 29.31% | 0% | 0% | 1 |  |  |  | 0% | 0% | 1 | 46 | 0% | 0% | 4 | 15.01% | 0% | 0% | 1 | 0 | 2 | 7.568% | 34.78% | 42.35% | 5 | 35.27% | 0% | 0% | 1 | 21.39% | 0% | 0% | 1 | 17.32% | 0% | 0% | 1 | 41.38% | 0% | 0% | 1 | 24.43% | 0% | 0% | 1 | 10.98% | 0% | 0% | 1 |  |  |  | 0% | 0% | 1 | 29.3 | 0% | 0% | 3 | 5.773% | 0% | 0% | 1 | 0 | 2 | 17.71% | 63.85% | 81.56% | 5 | 49.4% | 0% | 0% | 1 | 30.58% | 0% | 0% | 1 | 37.17% | 0% | 0% | 1 | 72.01% | 0% | 0% | 3 | 34.79% | 0% | 0% | 1 | 16.77% | 0% | 0% | 1 |  |  |  | 0% | 0% | 1 | 20.6505 | 0% | 0% | 3 | 2.497% | 0% | 0% | 1 | 0 | 2 | 24.93% | 67.1% | 92.02% | 5 | 47.77% | 0% | 0% | 1 | 54.57% | 0% | 0% | 2 | 63.59% | 0% | 0% | 2 | 85.4% | 0% | 0% | 3 | 39.11% | 0% | 0% | 1 | 12.41% | 0% | 0% | 1
132 | Pisgah | GREATER KRAMER | 0 | 0 |  | 0% | 0% | 1 | 2.923 | 0% | 0% | 1 | 0% | 0% | 0% | 1 | 0 | 2 | 0% | 0% | 0% | 1 | 63.34% | 0% | 0% | 2 | 84.98% | 0% | 0% | 3 | 95.16% | 0% | 0% | 5 | 99.97% | 0% | 0% | 5 | 47.02% | 0% | 0% | 1 | 0.4324% | 0% | 0% | 1 |  |  |  | 0% | 0% | 1 | 2.7932 | 0% | 0% | 1 | 0% | 0% | 0% | 1 | 0 | 2 | 0% | 0% | 0% | 1 | 54.05% | 0% | 0% | 2 | 71.58% | 0% | 0% | 3 | 80.04% | 0% | 0% | 3 | 85.04% | 0% | 0% | 3 | 44.25% | 0% | 0% | 1 | 0.7384% | 0% | 0% | 1 |  |  |  | 0% | 0% | 1 | 13.634 | 0% | 0% | 2 | 1.132% | 0% | 0% | 1 | 0 | 2 | 0% | 0% | 0% | 1 | 19.31% | 0% | 0% | 1 | 20.46% | 0% | 0% | 1 | 23.44% | 0% | 0% | 1 | 28.11% | 0% | 0% | 1 | 50.7% | 0% | 0% | 2 | 1.746% | 0% | 0% | 1 |  |  |  | 0% | 0% | 1 | 17.98 | 0% | 0% | 2 | 2.189% | 0% | 0% | 1 | 0 | 2 | 0% | 0% | 0% | 1 | 26.96% | 0% | 0% | 1 | 18.56% | 0% | 0% | 1 | 19.81% | 0% | 0% | 1 | 33.66% | 0% | 0% | 1 | 33.37% | 0% | 0% | 1 | 2.159% | 0% | 0% | 1
133 | Roadway | GREATER KRAMER | 221 | 2210 |  | 93.67% | 0% | 4 | 53.2333 | 999% | 245.2% | 5 | 0.05438% | 0% | 0% | 1 | 0 | 2 | 0% | 0% | 0% | 1 | 47.15% | 20.45% | 0% | 2 | 75.76% | 44.6% | 0% | 3 | 6.021% | 11.5% | 0% | 1 | 88.33% | 92.6% | 0% | 4 | 7.498% | 11.68% | 0% | 1 | 0.6384% | 92.6% | 0% | 4 | 13 | 15 |  | 10.36% | 0% | 1 | 42.6491 | 392.1% | 13.37% | 5 | 0.08754% | 0% | 0% | 1 | 0 | 2 | 0% | 0% | 0% | 1 | 41.34% | 4.706% | 0% | 1 | 48.46% | 5.357% | 0% | 1 | 17.81% | 3.359% | 0% | 1 | 65.53% | 8.009% | 0% | 2 | 17.49% | 3.346% | 0% | 1 | 1.363% | 8.009% | 0% | 1 | 10 | 7 |  | 4.512% | 0% | 1 | 40.6108 | 213.4% | 4.185% | 5 | 0.1229% | 0% | 0% | 1 | 0 | 2 | 5.67% | 0% | 5.67% | 1 | 29.84% | 2.017% | 0% | 1 | 44.83% | 2.565% | 0% | 1 | 15.59% | 1.677% | 0% | 1 | 58.76% | 3.432% | 0% | 2 | 19.82% | 1.765% | 0% | 1 | 1.054% | 3.432% | 0% | 1 | 10 | 7 |  | 3.381% | 0% | 1 | 38.75 | 27.26% | 0% | 4 | 0.6293% | 0% | 0% | 1 | 0 | 2 | 10.1% | 6.2% | 16.3% | 2 | 44.15% | 1.3% | 0% | 1 | 47.53% | 1.383% | 0% | 1 | 21.89% | 0.9293% | 0% | 1 | 69.22% | 2.359% | 0% | 2 | 27.99% | 1.008% | 0% | 1 | 1.557% | 2.359% | 0% | 1
134 | Tortilla | GREATER KRAMER | 0 | 0 |  | 0% | 0% | 1 | 27.6009 | 0% | 0% | 3 | 0.1215% | 0% | 0% | 1 | 0 | 2 | 0% | 0% | 0% | 1 | 76.85% | 0% | 0% | 3 | 90.44% | 0% | 0% | 4 | 13.43% | 0% | 0% | 1 | 100% | 0% | 0% | 5 | 19.72% | 0% | 0% | 1 | 2.834% | 0% | 0% | 1 | 8 | 15 |  | 0% | 0% | 1 | 22.4429 | 0% | 0% | 3 | 3.754% | 0% | 0% | 1 | 0 | 2 | 0% | 0% | 0% | 1 | 69.08% | 0% | 0% | 2 | 59.96% | 0% | 0% | 2 | 32.68% | 0% | 0% | 1 | 87.25% | 0% | 0% | 3 | 41.54% | 0% | 0% | 1 | 2.986% | 0% | 0% | 1 | 8 | 10 |  | 0% | 0% | 1 | 24 | 0% | 0% | 3 | 3.016% | 0% | 0% | 1 | 0 | 2 | 0% | 0% | 0% | 1 | 61.7% | 0% | 0% | 2 | 52.67% | 0% | 0% | 2 | 21.05% | 0% | 0% | 1 | 79.93% | 0% | 0% | 3 | 45.79% | 0% | 0% | 1 | 2.984% | 0% | 0% | 1 | 8 | 10 |  | 0% | 0% | 1 | 24 | 0% | 0% | 3 | 2.434% | 0% | 0% | 1 | 0 | 2 | 0% | 0% | 0% | 1 | 60.52% | 0% | 0% | 2 | 40.74% | 0% | 0% | 1 | 17.94% | 0% | 0% | 1 | 75.15% | 0% | 0% | 3 | 43.21% | 0% | 0% | 1 | 3.368% | 0% | 0% | 1
135 | Victor | GREATER KRAMER | 0 | 0 |  | 0% | 0% | 1 | 57.5 | 0% | 0% | 4 | 0% | 0% | 0% | 1 | 0 | 2 | 0% | 0% | 0% | 1 | 0% | 0% | 0% | 1 | 53.4% | 0% | 0% | 2 | 8.184% | 0% | 0% | 1 | 53.4% | 0% | 0% | 2 | 2.826% | 0% | 0% | 1 | 0% | 0% | 0% | 1 |  |  |  | 0% | 0% | 1 | 49.5 | 0% | 0% | 4 | 0.01768% | 0% | 0% | 1 | 0 | 2 | 6.402% | 0% | 6.402% | 1 | 38.84% | 0% | 0% | 1 | 49.44% | 0% | 0% | 1 | 16.58% | 0% | 0% | 1 | 65.76% | 0% | 0% | 2 | 8.536% | 0% | 0% | 1 | 0.4418% | 0% | 0% | 1 |  |  |  | 0% | 0% | 1 | 41.75 | 0% | 0% | 4 | 0.0988% | 0% | 0% | 1 | 0 | 2 | 14.18% | 9.852% | 24.03% | 2 | 31.62% | 0% | 0% | 1 | 57.49% | 0% | 0% | 2 | 29.69% | 0% | 0% | 1 | 67.61% | 0% | 0% | 2 | 20.03% | 0% | 0% | 1 | 1.63% | 0% | 0% | 1 |  |  |  | 0% | 0% | 1 | 38 | 0% | 0% | 4 | 0.6678% | 0% | 0% | 1 | 0 | 2 | 11.55% | 12.29% | 23.85% | 3 | 46.77% | 0% | 0% | 1 | 48.68% | 0% | 0% | 1 | 26.66% | 0% | 0% | 1 | 71.47% | 0% | 0% | 3 | 27.11% | 0% | 0% | 1 | 1.785% | 0% | 0% | 1
136 | Vista (SCE) | RIVERSIDE | 0 | 0 |  | 0% | 0% | 1 | 64.7 | 0% | 0% | 4 | 0% | 0% | 0% | 1 | 0 | 2 | 2.419% | 91.12% | 93.54% | 5 | 4.214% | 0% | 0% | 1 | 89.53% | 0% | 0% | 3 | 89.53% | 0% | 0% | 3 | 93.75% | 0% | 0% | 4 | 27.02% | 0% | 0% | 1 | 3.216% | 0% | 0% | 1 |  |  |  | 0% | 0% | 1 | 37.3333 | 0% | 0% | 4 | 1.166% | 0% | 0% | 1 | 0 | 2 | 6.131% | 86.71% | 92.84% | 5 | 41.89% | 0% | 0% | 1 | 60.16% | 0% | 0% | 2 | 77.43% | 0% | 0% | 3 | 96.8% | 0% | 0% | 5 | 33.88% | 0% | 0% | 1 | 4.161% | 0% | 0% | 1 |  |  |  | 0% | 0% | 1 | 28.2325 | 0% | 0% | 3 | 1.529% | 0% | 0% | 1 | 0 | 2 | 18.4% | 74.85% | 93.24% | 5 | 42.54% | 0% | 0% | 1 | 44.83% | 0% | 0% | 1 | 59.19% | 0% | 0% | 2 | 83.02% | 0% | 0% | 3 | 36.57% | 0% | 0% | 1 | 5.053% | 0% | 0% | 1 |  |  |  | 0% | 0% | 1 | 25.5 | 0% | 0% | 3 | 2.343% | 0% | 0% | 1 | 0 | 2 | 19.58% | 69.38% | 88.95% | 5 | 46.56% | 0% | 0% | 1 | 41.46% | 0% | 0% | 1 | 57.28% | 0% | 0% | 2 | 80.35% | 0% | 0% | 3 | 36.83% | 0% | 0% | 1 | 7.703% | 0% | 0% | 1
137 | Encina | SAN DIEGO | 0 | 0 |  | 0% | 0% | 1 | 5.444 | 0% | 0% | 1 | 0% | 0% | 0% | 1 | 0 | 2 | 0% | 0% | 0% | 1 | 17.64% | 0% | 0% | 1 | 84.38% | 0% | 0% | 3 | 89.06% | 0% | 0% | 3 | 89.06% | 0% | 0% | 3 | 0% | 0% | 0% | 1 | 12.52% | 0% | 0% | 1 |  |  |  | 0% | 0% | 1 | 6.8443 | 0% | 0% | 1 | 0.8881% | 0% | 0% | 1 | 0 | 2 | 37.66% | 0% | 37.66% | 2 | 26% | 0% | 0% | 1 | 55.73% | 0% | 0% | 2 | 57.79% | 0% | 0% | 2 | 71.72% | 0% | 0% | 3 | 0% | 0% | 0% | 1 | 16.78% | 0% | 0% | 1 |  |  |  | 0% | 0% | 1 | 47 | 0% | 0% | 4 | 6.415% | 0% | 0% | 1 | 0 | 2 | 92.2% | 0% | 92.2% | 5 | 61.09% | 0% | 0% | 2 | 37.02% | 0% | 0% | 1 | 48.51% | 0% | 0% | 1 | 78.26% | 0% | 0% | 3 | 1.575% | 0% | 0% | 1 | 5.932% | 0% | 0% | 1 |  |  |  | 0% | 0% | 1 | 46.0667 | 0% | 0% | 4 | 5.429% | 0% | 0% | 1 | 0 | 2 | 76.55% | 20.45% | 97% | 5 | 43.83% | 0% | 0% | 1 | 19.09% | 0% | 0% | 1 | 34.49% | 0% | 0% | 1 | 56.54% | 0% | 0% | 2 | 1.405% | 0% | 0% | 1 | 7.201% | 0% | 0% | 1
138 | Escondido | SAN DIEGO | 0 | 0 |  | 0% | 0% | 1 | 35.5 | 0% | 0% | 4 | 1.554% | 0% | 0% | 1 | 0 | 2 | 100% | 0% | 100% | 5 | 21.49% | 0% | 0% | 1 | 28.81% | 0% | 0% | 1 | 6.523% | 0% | 0% | 1 | 49.23% | 0% | 0% | 1 | 3.423% | 0% | 0% | 1 | 7.8% | 0% | 0% | 1 |  |  |  | 0% | 0% | 1 | 39.3083 | 0% | 0% | 4 | 2.839% | 0% | 0% | 1 | 0 | 2 | 53.01% | 46.98% | 100% | 5 | 47.75% | 0% | 0% | 1 | 16.24% | 0% | 0% | 1 | 28.09% | 0% | 0% | 1 | 59.13% | 0% | 0% | 2 | 9.75% | 0% | 0% | 1 | 7.067% | 0% | 0% | 1 |  |  |  | 0% | 0% | 1 | 37 | 0% | 0% | 4 | 4.195% | 0% | 0% | 1 | 0 | 2 | 49.22% | 50.1% | 99.32% | 5 | 45.42% | 0% | 0% | 1 | 22.68% | 0% | 0% | 1 | 29.24% | 0% | 0% | 1 | 56.15% | 0% | 0% | 2 | 22.24% | 0% | 0% | 1 | 6.76% | 0% | 0% | 1 |  |  |  | 0% | 0% | 1 | 30.0071 | 0% | 0% | 4 | 3.5% | 0% | 0% | 1 | 0 | 2 | 34.84% | 64.27% | 99.11% | 5 | 52.68% | 0% | 0% | 2 | 19.15% | 0% | 0% | 1 | 29.42% | 0% | 0% | 1 | 62.19% | 0% | 0% | 2 | 29.73% | 0% | 0% | 1 | 6.758% | 0% | 0% | 1
139 | Kearny | SAN DIEGO | 0 | 0 |  | 0% | 0% | 1 | 5.5632 | 0% | 0% | 1 | 0% | 0% | 0% | 1 | 0 | 2 | 100% | 0% | 100% | 5 | 8.241% | 0% | 0% | 1 | 100% | 0% | 0% | 5 | 0% | 0% | 0% | 1 | 100% | 0% | 0% | 5 | 8.343% | 0% | 0% | 1 | 29.21% | 0% | 0% | 1 |  |  |  | 0% | 0% | 1 | 26.3077 | 0% | 0% | 3 | 0% | 0% | 0% | 1 | 0 | 2 | 25.11% | 0% | 25.11% | 2 | 24.87% | 0% | 0% | 1 | 26.06% | 0% | 0% | 1 | 48.12% | 0% | 0% | 1 | 72.38% | 0% | 0% | 3 | 5.496% | 0% | 0% | 1 | 1.628% | 0% | 0% | 1 |  |  |  | 0% | 0% | 1 | 26 | 0% | 0% | 3 | 0.05232% | 0% | 0% | 1 | 0 | 2 | 25.29% | 37.91% | 63.2% | 5 | 42.96% | 0% | 0% | 1 | 39.8% | 0% | 0% | 1 | 65.52% | 0% | 0% | 2 | 90.93% | 0% | 0% | 4 | 11.51% | 0% | 0% | 1 | 2.341% | 0% | 0% | 1 |  |  |  | 0% | 0% | 1 | 25.25 | 0% | 0% | 3 | 0.5741% | 0% | 0% | 1 | 0 | 2 | 27.03% | 62.92% | 89.95% | 5 | 47.9% | 0% | 0% | 1 | 54.92% | 0% | 0% | 2 | 72.4% | 0% | 0% | 3 | 89.59% | 0% | 0% | 3 | 23.76% | 0% | 0% | 1 | 4.034% | 0% | 0% | 1
140 | Miguel | SAN DIEGO | 0 | 0 |  | 0% | 0% | 1 | 20.8431 | 0% | 0% | 3 | 0% | 0% | 0% | 1 | 0 | 2 | 80.31% | 16.55% | 96.86% | 5 | 21.62% | 0% | 0% | 1 | 89.11% | 0% | 0% | 3 | 95.12% | 0% | 0% | 5 | 100% | 0% | 0% | 5 | 63.79% | 0% | 0% | 2 | 1.399% | 0% | 0% | 1 |  |  |  | 0% | 0% | 1 | 16.8185 | 0% | 0% | 2 | 0% | 0% | 0% | 1 | 0 | 2 | 53.86% | 37.91% | 91.77% | 5 | 16.27% | 0% | 0% | 1 | 80.8% | 0% | 0% | 3 | 94.47% | 0% | 0% | 4 | 95.93% | 0% | 0% | 5 | 41.29% | 0% | 0% | 1 | 6.001% | 0% | 0% | 1 |  |  |  | 0% | 0% | 1 | 25.5059 | 0% | 0% | 3 | 0.05656% | 0% | 0% | 1 | 0 | 2 | 21.21% | 63.64% | 84.85% | 5 | 26.43% | 0% | 0% | 1 | 58.38% | 0% | 0% | 2 | 84.63% | 0% | 0% | 3 | 88.23% | 0% | 0% | 3 | 31.98% | 0% | 0% | 1 | 4.049% | 0% | 0% | 1 |  |  |  | 0% | 0% | 1 | 18.5536 | 0% | 0% | 2 | 0.1529% | 0% | 0% | 1 | 0 | 2 | 12.12% | 79.48% | 91.61% | 5 | 26.43% | 0% | 0% | 1 | 47.71% | 0% | 0% | 1 | 76.77% | 0% | 0% | 3 | 83.83% | 0% | 0% | 3 | 43.3% | 0% | 0% | 1 | 3.274% | 0% | 0% | 1
141 | Mission | SAN DIEGO | 0 | 0 |  | 0% | 0% | 1 | 6.0314 | 0% | 0% | 1 | 0% | 0% | 0% | 1 | 0 | 2 | 0% | 0% | 0% | 1 | 11.15% | 0% | 0% | 1 | 12.17% | 0% | 0% | 1 | 89.35% | 0% | 0% | 3 | 89.35% | 0% | 0% | 3 | 0% | 0% | 0% | 1 | 0.5569% | 0% | 0% | 1 |  |  |  | 0% | 0% | 1 | 32 | 0% | 0% | 4 | 0% | 0% | 0% | 1 | 0 | 2 | 12.6% | 0% | 12.6% | 1 | 13.9% | 0% | 0% | 1 | 26.37% | 0% | 0% | 1 | 68.98% | 0% | 0% | 2 | 81.89% | 0% | 0% | 3 | 2.448% | 0% | 0% | 1 | 1.82% | 0% | 0% | 1 |  |  |  | 0% | 0% | 1 | 25.8655 | 0% | 0% | 3 | 0.0328% | 0% | 0% | 1 | 0 | 2 | 24.83% | 20.3% | 45.13% | 4 | 35.45% | 0% | 0% | 1 | 44.25% | 0% | 0% | 1 | 69.75% | 0% | 0% | 2 | 87.96% | 0% | 0% | 3 | 20.84% | 0% | 0% | 1 | 2.028% | 0% | 0% | 1 |  |  |  | 0% | 0% | 1 | 25.044 | 0% | 0% | 3 | 0.2535% | 0% | 0% | 1 | 0 | 2 | 26.31% | 60.65% | 86.96% | 5 | 44.98% | 0% | 0% | 1 | 58.62% | 0% | 0% | 2 | 76.75% | 0% | 0% | 3 | 93.17% | 0% | 0% | 4 | 22.2% | 0% | 0% | 1 | 4.12% | 0% | 0% | 1
142 | Old Town | SAN DIEGO | 0 | 0 |  | 0% | 0% | 1 | 26.3077 | 0% | 0% | 3 | 0% | 0% | 0% | 1 | 0 | 2 | 0% | 0% | 0% | 1 | 1.135% | 0% | 0% | 1 | 4.286% | 0% | 0% | 1 | 69.7% | 0% | 0% | 2 | 69.7% | 0% | 0% | 2 | 0% | 0% | 0% | 1 | 0.1695% | 0% | 0% | 1 |  |  |  | 0% | 0% | 1 | 27.5 | 0% | 0% | 3 | 0% | 0% | 0% | 1 | 0 | 2 | 0.2024% | 0% | 0.2024% | 1 | 1.678% | 0% | 0% | 1 | 17.43% | 0% | 0% | 1 | 78.98% | 0% | 0% | 3 | 79.53% | 0% | 0% | 3 | 0.01688% | 0% | 0% | 1 | 1.354% | 0% | 0% | 1 |  |  |  | 0% | 0% | 1 | 26 | 0% | 0% | 3 | 0% | 0% | 0% | 1 | 0 | 2 | 13.22% | 0% | 13.22% | 1 | 13.27% | 0% | 0% | 1 | 29.39% | 0% | 0% | 1 | 70.34% | 0% | 0% | 3 | 82.61% | 0% | 0% | 3 | 2.551% | 0% | 0% | 1 | 2.244% | 0% | 0% | 1 |  |  |  | 0% | 0% | 1 | 25 | 0% | 0% | 3 | 0.03247% | 0% | 0% | 1 | 0 | 2 | 39.7% | 35.04% | 74.74% | 5 | 31.94% | 0% | 0% | 1 | 60.5% | 0% | 0% | 2 | 78.13% | 0% | 0% | 3 | 94.52% | 0% | 0% | 4 | 24.33% | 0% | 0% | 1 | 4.124% | 0% | 0% | 1
143 | Penasquitos | SAN DIEGO | 0 | 0 |  | 0% | 0% | 1 | 17.8382 | 0% | 0% | 2 | 0% | 0% | 0% | 1 | 0 | 2 | 0% | 0% | 0% | 1 | 3.051% | 0% | 0% | 1 | 54.93% | 0% | 0% | 2 | 72.32% | 0% | 0% | 3 | 72.32% | 0% | 0% | 3 | 0% | 0% | 0% | 1 | 10.78% | 0% | 0% | 1 |  |  |  | 0% | 0% | 1 | 15.7923 | 0% | 0% | 2 | 0.4605% | 0% | 0% | 1 | 0 | 2 | 76.61% | 0% | 76.61% | 5 | 25.02% | 0% | 0% | 1 | 60.1% | 0% | 0% | 2 | 66.86% | 0% | 0% | 2 | 81.34% | 0% | 0% | 3 | 0% | 0% | 0% | 1 | 5.761% | 0% | 0% | 1 |  |  |  | 0% | 0% | 1 | 20.3046 | 0% | 0% | 3 | 0.176% | 0% | 0% | 1 | 0 | 2 | 58.83% | 25.11% | 83.94% | 5 | 41.38% | 0% | 0% | 1 | 41.72% | 0% | 0% | 1 | 35.98% | 0% | 0% | 1 | 74.01% | 0% | 0% | 3 | 8.706% | 0% | 0% | 1 | 5.032% | 0% | 0% | 1 |  |  |  | 0% | 0% | 1 | 27.437 | 0% | 0% | 3 | 1.509% | 0% | 0% | 1 | 0 | 2 | 31.05% | 53.57% | 84.62% | 5 | 54.49% | 0% | 0% | 2 | 54.54% | 0% | 0% | 2 | 65.4% | 0% | 0% | 2 | 89.43% | 0% | 0% | 3 | 13.78% | 0% | 0% | 1 | 4.123% | 0% | 0% | 1
144 | San Luis Rey | SAN DIEGO | 0 | 0 |  | 0% | 0% | 1 | 6.3575 | 0% | 0% | 1 | 0% | 0% | 0% | 1 | 0 | 2 | 0% | 0% | 0% | 1 | 16.79% | 0% | 0% | 1 | 93.08% | 0% | 0% | 4 | 93.1% | 0% | 0% | 4 | 93.1% | 0% | 0% | 4 | 0% | 0% | 0% | 1 | 31.02% | 0% | 0% | 1 |  |  |  | 0% | 0% | 1 | 53.5167 | 0% | 0% | 4 | 5.396% | 0% | 0% | 1 | 0 | 2 | 80.06% | 0% | 80.06% | 5 | 51.97% | 0% | 0% | 2 | 49.6% | 0% | 0% | 1 | 64.66% | 0% | 0% | 2 | 73.03% | 0% | 0% | 3 | 0.2297% | 0% | 0% | 1 | 6.085% | 0% | 0% | 1 |  |  |  | 0% | 0% | 1 | 46.3467 | 0% | 0% | 4 | 5.773% | 0% | 0% | 1 | 0 | 2 | 91.05% | 3.979% | 95.03% | 5 | 60.57% | 0% | 0% | 2 | 25.45% | 0% | 0% | 1 | 51.48% | 0% | 0% | 2 | 74.71% | 0% | 0% | 3 | 0.6428% | 0% | 0% | 1 | 6.562% | 0% | 0% | 1 |  |  |  | 0% | 0% | 1 | 37.8909 | 0% | 0% | 4 | 4.705% | 0% | 0% | 1 | 0 | 2 | 60.08% | 38.22% | 98.31% | 5 | 55.9% | 0% | 0% | 2 | 15.14% | 0% | 0% | 1 | 31% | 0% | 0% | 1 | 64.29% | 0% | 0% | 2 | 6.091% | 0% | 0% | 1 | 7.503% | 0% | 0% | 1
145 | Sycamore Canyon | SAN DIEGO | 0 | 0 |  | 0% | 0% | 1 | 22.0897 | 0% | 0% | 3 | 0.08025% | 0% | 0% | 1 | 0 | 2 | 31.49% | 68.51% | 100% | 5 | 91.51% | 0% | 0% | 4 | 64.51% | 0% | 0% | 2 | 44.67% | 0% | 0% | 1 | 99.34% | 0% | 0% | 5 | 24.21% | 0% | 0% | 1 | 2.131% | 0% | 0% | 1 |  |  |  | 0% | 0% | 1 | 28.07 | 0% | 0% | 3 | 0.437% | 0% | 0% | 1 | 0 | 2 | 24.58% | 75.42% | 100% | 5 | 71.87% | 0% | 0% | 3 | 58.56% | 0% | 0% | 2 | 67.37% | 0% | 0% | 2 | 97.41% | 0% | 0% | 5 | 16.77% | 0% | 0% | 1 | 3.405% | 0% | 0% | 1 |  |  |  | 0% | 0% | 1 | 25.0778 | 0% | 0% | 3 | 1.015% | 0% | 0% | 1 | 0 | 2 | 21.79% | 77.99% | 99.78% | 5 | 63.93% | 0% | 0% | 2 | 50.46% | 0% | 0% | 2 | 63.48% | 0% | 0% | 2 | 87.89% | 0% | 0% | 3 | 26.86% | 0% | 0% | 1 | 3.783% | 0% | 0% | 1 |  |  |  | 0% | 0% | 1 | 23.1176 | 0% | 0% | 3 | 0.6496% | 0% | 0% | 1 | 0 | 2 | 11.92% | 83.99% | 95.91% | 5 | 45.12% | 0% | 0% | 1 | 31.76% | 0% | 0% | 1 | 43.93% | 0% | 0% | 1 | 69.07% | 0% | 0% | 2 | 45.09% | 0% | 0% | 1 | 4.525% | 0% | 0% | 1
146 | Talega | GREATER LA METRO | 0 | 0 |  | 0% | 0% | 1 | 7.5888 | 0% | 0% | 1 | 0.388% | 0% | 0% | 1 | 0 | 2 | 98.03% | 0% | 98.03% | 5 | 17.41% | 0% | 0% | 1 | 83.07% | 0% | 0% | 3 | 83.07% | 0% | 0% | 3 | 83.07% | 0% | 0% | 3 | 57.51% | 0% | 0% | 2 | 5.16% | 0% | 0% | 1 |  |  |  | 0% | 0% | 1 | 48.7333 | 0% | 0% | 4 | 0.1547% | 0% | 0% | 1 | 0 | 2 | 92.76% | 0% | 92.76% | 5 | 23.19% | 0% | 0% | 1 | 62.97% | 0% | 0% | 2 | 68.63% | 0% | 0% | 2 | 75.88% | 0% | 0% | 3 | 54.05% | 0% | 0% | 2 | 5.516% | 0% | 0% | 1 |  |  |  | 0% | 0% | 1 | 27.8824 | 0% | 0% | 3 | 0.31% | 0% | 0% | 1 | 0 | 2 | 79.73% | 16.39% | 96.12% | 5 | 55.1% | 0% | 0% | 2 | 55.4% | 0% | 0% | 2 | 62.32% | 0% | 0% | 2 | 87.88% | 0% | 0% | 3 | 50.39% | 0% | 0% | 2 | 6.057% | 0% | 0% | 1 |  |  |  | 0% | 0% | 1 | 33.1696 | 0% | 0% | 4 | 0.6061% | 0% | 0% | 1 | 0 | 2 | 44.49% | 52.43% | 96.92% | 5 | 52.63% | 0% | 0% | 2 | 43.82% | 0% | 0% | 1 | 50.84% | 0% | 0% | 2 | 86.42% | 0% | 0% | 3 | 33.88% | 0% | 0% | 1 | 6.908% | 0% | 0% | 1
147 | Martin | NORTHERN CALIFORNIA | 0 | 0 |  | 0% | 0% | 1 | 12.8758 | 0% | 0% | 2 | 0% | 0% | 0% | 1 | 0 | 2 | 0% | 0% | 0% | 1 | 25.42% | 0% | 0% | 1 | 10.54% | 0% | 0% | 1 | 23.09% | 0% | 0% | 1 | 48.51% | 0% | 0% | 1 | 0% | 0% | 0% | 1 | 2.714% | 0% | 0% | 1 | 7 | 6 |  | 0% | 0% | 1 | 59.9273 | 0% | 0% | 4 | 0% | 0% | 0% | 1 | 0 | 2 | 3.03% | 26.01% | 29.04% | 4 | 26.9% | 0% | 0% | 1 | 41.53% | 0% | 0% | 1 | 59.13% | 0% | 0% | 2 | 60.31% | 0% | 0% | 2 | 24.22% | 0% | 0% | 1 | 4.602% | 0% | 0% | 1 | 12 | 8 |  | 0% | 0% | 1 | 59.5 | 0% | 0% | 4 | 0.6487% | 0% | 0% | 1 | 0 | 2 | 2.779% | 32.43% | 35.21% | 5 | 31.84% | 0% | 0% | 1 | 49.48% | 0% | 0% | 1 | 65.98% | 0% | 0% | 2 | 70.18% | 0% | 0% | 3 | 25.52% | 0% | 0% | 1 | 6.054% | 0% | 0% | 1 | 13 | 9 |  | 0% | 0% | 1 | 55 | 0% | 0% | 4 | 0.4086% | 0% | 0% | 1 | 0 | 2 | 14.87% | 41.17% | 56.04% | 5 | 47.54% | 0% | 0% | 1 | 52.66% | 0% | 0% | 2 | 72.29% | 0% | 0% | 3 | 78.49% | 0% | 0% | 3 | 31.46% | 0% | 0% | 1 | 8.628% | 0% | 0% | 1
148 | Bellota | NORTHERN CALIFORNIA | 0 | 0 |  | 0% | 0% | 1 | 12.0156 | 0% | 0% | 2 | 30.11% | 0% | 0% | 1 | 1 | 1 | 0% | 0% | 0% | 1 | 13.77% | 0% | 0% | 1 | 16.42% | 0% | 0% | 1 | 64.7% | 0% | 0% | 2 | 64.8% | 0% | 0% | 2 | 24.18% | 0% | 0% | 1 | 19.93% | 0% | 0% | 1 |  |  |  | 0% | 0% | 1 | 12 | 0% | 0% | 2 | 34.37% | 0% | 0% | 1 | 1 | 1 | 3.01% | 0% | 3.01% | 1 | 32.1% | 0% | 0% | 1 | 18.74% | 0% | 0% | 1 | 43.04% | 0% | 0% | 1 | 54.32% | 0% | 0% | 2 | 27.57% | 0% | 0% | 1 | 13.27% | 0% | 0% | 1 |  |  |  | 0% | 0% | 1 | 14.6436 | 0% | 0% | 2 | 27.95% | 0% | 0% | 1 | 1 | 1 | 9.776% | 0% | 9.776% | 1 | 41.31% | 0% | 0% | 1 | 17.28% | 0% | 0% | 1 | 37.42% | 0% | 0% | 1 | 58.46% | 0% | 0% | 2 | 26.05% | 0% | 0% | 1 | 9.741% | 0% | 0% | 1 |  |  |  | 0% | 0% | 1 | 15.562 | 0% | 0% | 2 | 28.65% | 0% | 0% | 1 | 1 | 1 | 14.41% | 0% | 14.41% | 1 | 45.2% | 0% | 0% | 1 | 15.62% | 0% | 0% | 1 | 35.7% | 0% | 0% | 1 | 60.41% | 0% | 0% | 2 | 27.59% | 0% | 0% | 1 | 9.644% | 0% | 0% | 1
149 | Ripon | NORTHERN CALIFORNIA | 0 | 0 |  | 0% | 0% | 1 | 23.8083 | 0% | 0% | 3 | 80.55% | 0% | 0% | 3 | 1 | 1 | 0% | 0% | 0% | 1 | 32.66% | 0% | 0% | 1 | 17.36% | 0% | 0% | 1 | 17.36% | 0% | 0% | 1 | 41.22% | 0% | 0% | 1 | 0% | 0% | 0% | 1 | 1.45% | 0% | 0% | 1 | 9 | 6 |  | 0% | 0% | 1 | 18.467 | 0% | 0% | 2 | 62.4% | 0% | 0% | 2 | 1 | 1 | 0% | 0% | 0% | 1 | 39.57% | 0% | 0% | 1 | 17.19% | 0% | 0% | 1 | 19.36% | 0% | 0% | 1 | 47.68% | 0% | 0% | 1 | 0% | 0% | 0% | 1 | 4.259% | 0% | 0% | 1 | 7 | 6 |  | 0% | 0% | 1 | 16.9224 | 0% | 0% | 2 | 63.91% | 0% | 0% | 2 | 1 | 1 | 0% | 0% | 0% | 1 | 37.03% | 0% | 0% | 1 | 10.13% | 0% | 0% | 1 | 13.08% | 0% | 0% | 1 | 43.06% | 0% | 0% | 1 | 0% | 0% | 0% | 1 | 3.539% | 0% | 0% | 1 | 7 | 6 |  | 0% | 0% | 1 | 15.7302 | 0% | 0% | 2 | 56.81% | 0% | 0% | 2 | 1 | 1 | 0.4815% | 0% | 0.4815% | 1 | 40.06% | 0% | 0% | 1 | 10.5% | 0% | 0% | 1 | 15.84% | 0% | 0% | 1 | 47.25% | 0% | 0% | 1 | 6.598% | 0% | 0% | 1 | 4.456% | 0% | 0% | 1
150 | Lockeford | NORTHERN CALIFORNIA | 0 | 0 |  | 0% | 0% | 1 | 23.7368 | 0% | 0% | 3 | 50.44% | 0% | 0% | 2 | 1 | 1 | 0% | 0% | 0% | 1 | 0% | 0% | 0% | 1 | 0% | 0% | 0% | 1 | 31.41% | 0% | 0% | 1 | 31.41% | 0% | 0% | 1 | 0% | 0% | 0% | 1 | 9.745% | 0% | 0% | 1 |  |  |  | 0% | 0% | 1 | 21.4933 | 0% | 0% | 3 | 45.96% | 0% | 0% | 1 | 1 | 1 | 0.108% | 0% | 0.108% | 1 | 12.35% | 0% | 0% | 1 | 9.697% | 0% | 0% | 1 | 35.23% | 0% | 0% | 1 | 38.4% | 0% | 0% | 1 | 8.042% | 0% | 0% | 1 | 14.3% | 0% | 0% | 1 |  |  |  | 0% | 0% | 1 | 18.6803 | 0% | 0% | 2 | 38.52% | 0% | 0% | 1 | 1 | 1 | 5.17% | 0% | 5.17% | 1 | 26.68% | 0% | 0% | 1 | 21.57% | 0% | 0% | 1 | 43.73% | 0% | 0% | 1 | 49.99% | 0% | 0% | 1 | 12.45% | 0% | 0% | 1 | 13.26% | 0% | 0% | 1 |  |  |  | 0% | 0% | 1 | 14.2857 | 0% | 0% | 2 | 38.64% | 0% | 0% | 1 | 1 | 1 | 6.159% | 0% | 6.159% | 1 | 35.02% | 0% | 0% | 1 | 22.57% | 0% | 0% | 1 | 39.36% | 0% | 0% | 1 | 51.74% | 0% | 0% | 2 | 16.06% | 0% | 0% | 1 | 13.01% | 0% | 0% | 1
151 | Stagg | NORTHERN CALIFORNIA | 0 | 0 |  | 0% | 0% | 1 | 10.7413 | 0% | 0% | 1 | 82.84% | 0% | 0% | 3 | 1 | 1 | 0% | 0% | 0% | 1 | 0% | 0% | 0% | 1 | 5.533% | 0% | 0% | 1 | 8.257% | 0% | 0% | 1 | 8.257% | 0% | 0% | 1 | 0% | 0% | 0% | 1 | 4.561% | 0% | 0% | 1 |  |  |  | 0% | 0% | 1 | 11.2344 | 0% | 0% | 1 | 76.28% | 0% | 0% | 3 | 1 | 1 | 0% | 0% | 0% | 1 | 10.44% | 0% | 0% | 1 | 19.3% | 0% | 0% | 1 | 22.39% | 0% | 0% | 1 | 27.8% | 0% | 0% | 1 | 0% | 0% | 0% | 1 | 5.157% | 0% | 0% | 1 |  |  |  | 0% | 0% | 1 | 13.924 | 0% | 0% | 2 | 73.07% | 0% | 0% | 2 | 1 | 1 | 0% | 0% | 0% | 1 | 13.2% | 0% | 0% | 1 | 11.13% | 0% | 0% | 1 | 13.53% | 0% | 0% | 1 | 23.51% | 0% | 0% | 1 | 0% | 0% | 0% | 1 | 6.313% | 0% | 0% | 1 |  |  |  | 0% | 0% | 1 | 15.2222 | 0% | 0% | 2 | 60.52% | 0% | 0% | 2 | 1 | 1 | 0.07929% | 0% | 0.07929% | 1 | 11.2% | 0% | 0% | 1 | 12.54% | 0% | 0% | 1 | 21.3% | 0% | 0% | 1 | 30.01% | 0% | 0% | 1 | 0.8898% | 0% | 0% | 1 | 8.101% | 0% | 0% | 1
152 | Weber | NORTHERN CALIFORNIA | 0 | 0 |  | 0% | 0% | 1 | 14.6795 | 0% | 0% | 2 | 42.82% | 0% | 0% | 1 | 1 | 1 | 0% | 0% | 0% | 1 | 0% | 0% | 0% | 1 | 0.08688% | 0% | 0% | 1 | 0.7451% | 0% | 0% | 1 | 0.7451% | 0% | 0% | 1 | 0% | 0% | 0% | 1 | 2.311% | 0% | 0% | 1 |  |  |  | 0% | 0% | 1 | 16.2333 | 0% | 0% | 2 | 72% | 0% | 0% | 2 | 1 | 1 | 0% | 0% | 0% | 1 | 0% | 0% | 0% | 1 | 1.028% | 0% | 0% | 1 | 4.936% | 0% | 0% | 1 | 4.936% | 0% | 0% | 1 | 0% | 0% | 0% | 1 | 2.485% | 0% | 0% | 1 |  |  |  | 0% | 0% | 1 | 16 | 0% | 0% | 2 | 65.75% | 0% | 0% | 2 | 1 | 1 | 0% | 0% | 0% | 1 | 14.64% | 0% | 0% | 1 | 3.936% | 0% | 0% | 1 | 11.64% | 0% | 0% | 1 | 25.42% | 0% | 0% | 1 | 0.2637% | 0% | 0% | 1 | 5.223% | 0% | 0% | 1 |  |  |  | 0% | 0% | 1 | 16 | 0% | 0% | 2 | 59.5% | 0% | 0% | 2 | 1 | 1 | 0% | 0% | 0% | 1 | 23.89% | 0% | 0% | 1 | 12.75% | 0% | 0% | 1 | 22.32% | 0% | 0% | 1 | 38.42% | 0% | 0% | 1 | 5.249% | 0% | 0% | 1 | 7.511% | 0% | 0% | 1
153 | Carrizo Plains | SPGE | 0 | 0 |  | 0% | 0% | 1 | 5.1001 | 0% | 0% | 1 | 0.0497% | 0% | 0% | 1 | 0 | 2 | 11.06% | 0% | 11.06% | 1 | 0.6567% | 0% | 0% | 1 | 23.11% | 0% | 0% | 1 | 50.17% | 0% | 0% | 2 | 50.17% | 0% | 0% | 2 | 47.9% | 0% | 0% | 1 | 1.699% | 0% | 0% | 1 |  |  |  | 0% | 0% | 1 | 9.3582 | 0% | 0% | 1 | 0.1766% | 0% | 0% | 1 | 0 | 2 | 20.83% | 0% | 20.83% | 2 | 32.41% | 0% | 0% | 1 | 18.42% | 0% | 0% | 1 | 31.27% | 0% | 0% | 1 | 56.55% | 0% | 0% | 2 | 63.55% | 0% | 0% | 2 | 4.751% | 0% | 0% | 1 |  |  |  | 0% | 0% | 1 | 7.9521 | 0% | 0% | 1 | 0.6804% | 0% | 0% | 1 | 0 | 2 | 18.28% | 0% | 18.28% | 1 | 41.64% | 0% | 0% | 1 | 17.63% | 0% | 0% | 1 | 27.52% | 0% | 0% | 1 | 62.44% | 0% | 0% | 2 | 56.23% | 0% | 0% | 2 | 3.438% | 0% | 0% | 1 |  |  |  | 0% | 0% | 1 | 6.7649 | 0% | 0% | 1 | 3.702% | 0% | 0% | 1 | 0 | 2 | 17.11% | 1.093% | 18.21% | 2 | 46.64% | 0% | 0% | 1 | 13.18% | 0% | 0% | 1 | 23.41% | 0% | 0% | 1 | 64.76% | 0% | 0% | 2 | 47.77% | 0% | 0% | 1 | 2.545% | 0% | 0% | 1
154 | Cholame | SPGE | 0 | 0 |  | 0% | 0% | 1 | 5.9261 | 0% | 0% | 1 | 5.118% | 0% | 0% | 1 | 0 | 2 | 0% | 0% | 0% | 1 | 73.3% | 0% | 0% | 3 | 40.13% | 0% | 0% | 1 | 47.82% | 0% | 0% | 1 | 84.68% | 0% | 0% | 3 | 40.09% | 0% | 0% | 1 | 1.278% | 0% | 0% | 1 |  |  |  | 0% | 0% | 1 | 4.7191 | 0% | 0% | 1 | 4.694% | 0% | 0% | 1 | 0 | 2 | 7.011% | 0% | 7.011% | 1 | 44% | 0% | 0% | 1 | 18.34% | 0% | 0% | 1 | 36.1% | 0% | 0% | 1 | 59.15% | 0% | 0% | 2 | 46.95% | 0% | 0% | 1 | 1.324% | 0% | 0% | 1 |  |  |  | 0% | 0% | 1 | 5.9747 | 0% | 0% | 1 | 4.105% | 0% | 0% | 1 | 0 | 2 | 12.66% | 0% | 12.66% | 1 | 36.04% | 0% | 0% | 1 | 10.12% | 0% | 0% | 1 | 21.39% | 0% | 0% | 1 | 47.77% | 0% | 0% | 1 | 49.66% | 0% | 0% | 1 | 1.32% | 0% | 0% | 1 |  |  |  | 0% | 0% | 1 | 6.4571 | 0% | 0% | 1 | 4.886% | 0% | 0% | 1 | 0 | 2 | 18.61% | 0.3581% | 18.97% | 2 | 38.96% | 0% | 0% | 1 | 8.155% | 0% | 0% | 1 | 19.73% | 0% | 0% | 1 | 51.73% | 0% | 0% | 2 | 45.66% | 0% | 0% | 1 | 1.495% | 0% | 0% | 1
155 | Mesa | SPGE | 0 | 0 |  | 0% | 0% | 1 | 9.1598 | 0% | 0% | 1 | 30.78% | 0% | 0% | 1 | 0 | 2 | 28.96% | 15.9% | 44.86% | 3 | 9.158% | 0% | 0% | 1 | 0% | 0% | 0% | 1 | 0.04697% | 0% | 0% | 1 | 9.205% | 0% | 0% | 1 | 22.13% | 0% | 0% | 1 | 7.258% | 0% | 0% | 1 | 8 | 6 |  | 0% | 0% | 1 | 9.5 | 0% | 0% | 1 | 26.76% | 0% | 0% | 1 | 0 | 2 | 23.56% | 27.15% | 50.71% | 4 | 5.155% | 0% | 0% | 1 | 3.563% | 0% | 0% | 1 | 12.32% | 0% | 0% | 1 | 16.95% | 0% | 0% | 1 | 28.66% | 0% | 0% | 1 | 6.867% | 0% | 0% | 1 | 9 | 6 |  | 0% | 0% | 1 | 8.0912 | 0% | 0% | 1 | 17.71% | 0% | 0% | 1 | 0 | 2 | 26.78% | 29.09% | 55.87% | 4 | 8.73% | 0% | 0% | 1 | 7.263% | 0% | 0% | 1 | 25% | 0% | 0% | 1 | 29.2% | 0% | 0% | 1 | 38.38% | 0% | 0% | 1 | 6.269% | 0% | 0% | 1 | 9 | 6 |  | 0% | 0% | 1 | 6.8857 | 0% | 0% | 1 | 14.56% | 0% | 0% | 1 | 0 | 2 | 33.99% | 27.01% | 60.99% | 4 | 17.15% | 0% | 0% | 1 | 6.68% | 0% | 0% | 1 | 30.72% | 0% | 0% | 1 | 39.3% | 0% | 0% | 1 | 41.07% | 0% | 0% | 1 | 5.608% | 0% | 0% | 1
156 | Oceano | SPGE | 0 | 0 |  | 0% | 0% | 1 | 26 | 0% | 0% | 3 | 14.21% | 0% | 0% | 1 | 0 | 2 | 52.43% | 18.61% | 71.04% | 3 | 4.201% | 0% | 0% | 1 | 4.205% | 0% | 0% | 1 | 16.91% | 0% | 0% | 1 | 16.91% | 0% | 0% | 1 | 15.49% | 0% | 0% | 1 | 4.656% | 0% | 0% | 1 |  |  |  | 0% | 0% | 1 | 12.7 | 0% | 0% | 2 | 20.17% | 0% | 0% | 1 | 0 | 2 | 33.19% | 28.61% | 61.8% | 4 | 9.243% | 0% | 0% | 1 | 2.809% | 0% | 0% | 1 | 21.76% | 0% | 0% | 1 | 25.71% | 0% | 0% | 1 | 24.02% | 0% | 0% | 1 | 7.917% | 0% | 0% | 1 |  |  |  | 0% | 0% | 1 | 8.9757 | 0% | 0% | 1 | 16.11% | 0% | 0% | 1 | 0 | 2 | 36.84% | 28.66% | 65.5% | 4 | 11.9% | 0% | 0% | 1 | 6.57% | 0% | 0% | 1 | 29.87% | 0% | 0% | 1 | 33.47% | 0% | 0% | 1 | 39.52% | 0% | 0% | 1 | 7.232% | 0% | 0% | 1 |  |  |  | 0% | 0% | 1 | 7.5229 | 0% | 0% | 1 | 14.07% | 0% | 0% | 1 | 0 | 2 | 37.79% | 31.63% | 69.42% | 5 | 16.86% | 0% | 0% | 1 | 10.12% | 0% | 0% | 1 | 32.64% | 0% | 0% | 1 | 40.09% | 0% | 0% | 1 | 45.07% | 0% | 0% | 1 | 7.379% | 0% | 0% | 1
157 | San Luis Obispo | SPGE | 0 | 0 |  | 0% | 0% | 1 | 9.3226 | 0% | 0% | 1 | 11.87% | 0% | 0% | 1 | 0 | 2 | 60.18% | 16.2% | 76.38% | 5 | 14.03% | 0% | 0% | 1 | 4.191% | 0% | 0% | 1 | 59.82% | 0% | 0% | 2 | 62.08% | 0% | 0% | 2 | 37.75% | 0% | 0% | 1 | 9.779% | 0% | 0% | 1 |  |  |  | 0% | 0% | 1 | 8.7089 | 0% | 0% | 1 | 6.876% | 0% | 0% | 1 | 0 | 2 | 56.41% | 29.39% | 85.8% | 5 | 33.4% | 0% | 0% | 1 | 27.96% | 0% | 0% | 1 | 60.69% | 0% | 0% | 2 | 69.87% | 0% | 0% | 2 | 42.61% | 0% | 0% | 1 | 10.42% | 0% | 0% | 1 |  |  |  | 0% | 0% | 1 | 8.5411 | 0% | 0% | 1 | 4.05% | 0% | 0% | 1 | 0 | 2 | 39.4% | 50.7% | 90.09% | 5 | 28.11% | 0% | 0% | 1 | 22.21% | 0% | 0% | 1 | 52.16% | 0% | 0% | 2 | 60.8% | 0% | 0% | 2 | 51.88% | 0% | 0% | 2 | 7.377% | 0% | 0% | 1 |  |  |  | 0% | 0% | 1 | 9.4 | 0% | 0% | 1 | 5.622% | 0% | 0% | 1 | 0 | 2 | 44.55% | 36.46% | 81.01% | 5 | 24.91% | 0% | 0% | 1 | 17.23% | 0% | 0% | 1 | 41.48% | 0% | 0% | 1 | 52.39% | 0% | 0% | 2 | 45.65% | 0% | 0% | 1 | 6.387% | 0% | 0% | 1
158 | Templeton | SPGE | 0 | 0 |  | 0% | 0% | 1 | 20.0921 | 0% | 0% | 3 | 7.707% | 0% | 0% | 1 | 0 | 2 | 20.09% | 2.044% | 22.13% | 2 | 0.7688% | 0% | 0% | 1 | 13.32% | 0% | 0% | 1 | 36.58% | 0% | 0% | 1 | 36.58% | 0% | 0% | 1 | 2.877% | 0% | 0% | 1 | 1.392% | 0% | 0% | 1 |  |  |  | 0% | 0% | 1 | 15.8395 | 0% | 0% | 2 | 6.767% | 0% | 0% | 1 | 0 | 2 | 27.46% | 20.8% | 48.26% | 4 | 16.76% | 0% | 0% | 1 | 21.34% | 0% | 0% | 1 | 35.38% | 0% | 0% | 1 | 41.23% | 0% | 0% | 1 | 23.37% | 0% | 0% | 1 | 3.192% | 0% | 0% | 1 |  |  |  | 0% | 0% | 1 | 12.2458 | 0% | 0% | 2 | 6.571% | 0% | 0% | 1 | 0 | 2 | 28.78% | 15.72% | 44.51% | 3 | 24.43% | 0% | 0% | 1 | 16.85% | 0% | 0% | 1 | 30.84% | 0% | 0% | 1 | 43.82% | 0% | 0% | 1 | 31.88% | 0% | 0% | 1 | 4.344% | 0% | 0% | 1 |  |  |  | 0% | 0% | 1 | 10.766 | 0% | 0% | 1 | 5.736% | 0% | 0% | 1 | 0 | 2 | 31.01% | 13.16% | 44.17% | 3 | 27.44% | 0% | 0% | 1 | 15.71% | 0% | 0% | 1 | 29.35% | 0% | 0% | 1 | 45.92% | 0% | 0% | 1 | 37.36% | 0% | 0% | 1 | 3.641% | 0% | 0% | 1
159 | Sisquoc | SPGE | 0 | 0 |  | 0% | 0% | 1 | 9.0744 | 0% | 0% | 1 | 33.26% | 0% | 0% | 1 | 0 | 2 | 7.428% | 5.186% | 12.61% | 2 | 1.646% | 0% | 0% | 1 | 15.79% | 0% | 0% | 1 | 31.04% | 0% | 0% | 1 | 31.04% | 0% | 0% | 1 | 5.706% | 0% | 0% | 1 | 5.767% | 0% | 0% | 1 |  |  |  | 0% | 0% | 1 | 7.075 | 0% | 0% | 1 | 17.65% | 0% | 0% | 1 | 0 | 2 | 27.98% | 14.67% | 42.65% | 3 | 20.23% | 0% | 0% | 1 | 8.689% | 0% | 0% | 1 | 35.65% | 0% | 0% | 1 | 45.13% | 0% | 0% | 1 | 25.12% | 0% | 0% | 1 | 3.986% | 0% | 0% | 1 |  |  |  | 0% | 0% | 1 | 6.5337 | 0% | 0% | 1 | 15.27% | 0% | 0% | 1 | 0 | 2 | 37.98% | 21.69% | 59.67% | 4 | 28.37% | 0% | 0% | 1 | 4.794% | 0% | 0% | 1 | 34.7% | 0% | 0% | 1 | 49.13% | 0% | 0% | 1 | 36.54% | 0% | 0% | 1 | 3.742% | 0% | 0% | 1 |  |  |  | 0% | 0% | 1 | 6.8091 | 0% | 0% | 1 | 13.74% | 0% | 0% | 1 | 0 | 2 | 42.42% | 23.2% | 65.61% | 4 | 24.19% | 0% | 0% | 1 | 5.365% | 0% | 0% | 1 | 32.78% | 0% | 0% | 1 | 44.71% | 0% | 0% | 1 | 36.85% | 0% | 0% | 1 | 4.432% | 0% | 0% | 1
160 | Goleta | GREATER LA METRO | 0 | 0 |  | 0% | 0% | 1 | 10.0611 | 0% | 0% | 1 | 4.498% | 0% | 0% | 1 | 0 | 2 | 5.146% | 90% | 95.14% | 5 | 14.72% | 0% | 0% | 1 | 0% | 0% | 0% | 1 | 4.922% | 0% | 0% | 1 | 19.64% | 0% | 0% | 1 | 31.96% | 0% | 0% | 1 | 7.272% | 0% | 0% | 1 |  |  |  | 0% | 0% | 1 | 6.8483 | 0% | 0% | 1 | 1.839% | 0% | 0% | 1 | 0 | 2 | 5.273% | 90.8% | 96.07% | 5 | 22.77% | 0% | 0% | 1 | 2.803% | 0% | 0% | 1 | 4.52% | 0% | 0% | 1 | 27.29% | 0% | 0% | 1 | 52.38% | 0% | 0% | 2 | 5.944% | 0% | 0% | 1 |  |  |  | 0% | 0% | 1 | 9.8002 | 0% | 0% | 1 | 2.662% | 0% | 0% | 1 | 0 | 2 | 24.59% | 68.35% | 92.94% | 5 | 25.84% | 0% | 0% | 1 | 2.538% | 0% | 0% | 1 | 3.564% | 0% | 0% | 1 | 29.93% | 0% | 0% | 1 | 55.52% | 0% | 0% | 2 | 5.743% | 0% | 0% | 1 |  |  |  | 0% | 0% | 1 | 9.52 | 0% | 0% | 1 | 2.743% | 0% | 0% | 1 | 0 | 2 | 37.05% | 54.98% | 92.02% | 5 | 20.33% | 0% | 0% | 1 | 4.075% | 0% | 0% | 1 | 3.579% | 0% | 0% | 1 | 25.96% | 0% | 0% | 1 | 52.32% | 0% | 0% | 2 | 5.016% | 0% | 0% | 1
161 | Schulte Switching Station | NORTHERN CALIFORNIA | 0 | 0 |  | 0% | 0% | 1 | 0 | 0% | 0% | 1 | 0% | 0% | 0% | 1 | 0 | 2 | 0% | 0% | 0% | 1 | 0% | 0% | 0% | 1 | 0% | 0% | 0% | 1 | 0% | 0% | 0% | 1 | 0% | 0% | 0% | 1 | 0% | 0% | 0% | 1 | 0% | 0% | 0% | 1 |  |  |  | 0% | 0% | 1 | 7.4048 | 0% | 0% | 1 | 0.07721% | 0% | 0% | 1 | 0 | 2 | 81.5% | 0% | 81.5% | 5 | 9.137% | 0% | 0% | 1 | 26.37% | 0% | 0% | 1 | 31.39% | 0% | 0% | 1 | 31.39% | 0% | 0% | 1 | 48.57% | 0% | 0% | 1 | 14.12% | 0% | 0% | 1 |  |  |  | 0% | 0% | 1 | 10.0273 | 0% | 0% | 1 | 0.3963% | 0% | 0% | 1 | 0 | 2 | 70.46% | 12.77% | 83.22% | 5 | 57.85% | 0% | 0% | 2 | 35.85% | 0% | 0% | 1 | 53.91% | 0% | 0% | 2 | 67.2% | 0% | 0% | 2 | 54.42% | 0% | 0% | 2 | 6.773% | 0% | 0% | 1 |  |  |  | 0% | 0% | 1 | 15 | 0% | 0% | 2 | 0.7325% | 0% | 0% | 1 | 0 | 2 | 61.55% | 25.96% | 87.51% | 5 | 68.02% | 0% | 0% | 2 | 30.49% | 0% | 0% | 1 | 54.95% | 0% | 0% | 2 | 83.69% | 0% | 0% | 3 | 59.56% | 0% | 0% | 2 | 4.827% | 0% | 0% | 1
162 | Hicks | NORTHERN CALIFORNIA | 0 | 0 |  | 0% | 0% | 1 | 9.3407 | 0% | 0% | 1 | 0% | 0% | 0% | 1 | 0 | 2 | 38.72% | 61.28% | 100% | 5 | 100% | 0% | 0% | 5 | 1.371% | 0% | 0% | 1 | 70.97% | 0% | 0% | 3 | 100% | 0% | 0% | 5 | 56.06% | 0% | 0% | 2 | 14.16% | 0% | 0% | 1 |  |  |  | 0% | 0% | 1 | 22.0484 | 0% | 0% | 3 | 1.626% | 0% | 0% | 1 | 0 | 2 | 14.46% | 71.14% | 85.6% | 5 | 71.98% | 0% | 0% | 3 | 3.284% | 0% | 0% | 1 | 66.1% | 0% | 0% | 2 | 94.64% | 0% | 0% | 4 | 27.22% | 0% | 0% | 1 | 2.451% | 0% | 0% | 1 |  |  |  | 0% | 0% | 1 | 20.9113 | 0% | 0% | 3 | 1.273% | 0% | 0% | 1 | 0 | 2 | 34.14% | 56.3% | 90.44% | 5 | 60.69% | 0% | 0% | 2 | 17.19% | 0% | 0% | 1 | 55.51% | 0% | 0% | 2 | 82.41% | 0% | 0% | 3 | 44.8% | 0% | 0% | 1 | 2.79% | 0% | 0% | 1 |  |  |  | 0% | 0% | 1 | 18.9396 | 0% | 0% | 2 | 1.255% | 0% | 0% | 1 | 0 | 2 | 48.53% | 42.15% | 90.68% | 5 | 61.37% | 0% | 0% | 2 | 22.53% | 0% | 0% | 1 | 54.04% | 0% | 0% | 2 | 82.98% | 0% | 0% | 3 | 52.52% | 0% | 0% | 2 | 3.51% | 0% | 0% | 1
163 | Cottonwood | NORTHERN CALIFORNIA | 0 | 0 |  | 0% | 0% | 1 | 32 | 0% | 0% | 4 | 18.96% | 0% | 0% | 1 | 0 | 2 | 54.52% | 0% | 54.52% | 3 | 54.11% | 0% | 0% | 2 | 25.13% | 0% | 0% | 1 | 13.39% | 0% | 0% | 1 | 70.32% | 0% | 0% | 3 | 12.98% | 0% | 0% | 1 | 12.03% | 0% | 0% | 1 |  |  |  | 0% | 0% | 1 | 27 | 0% | 0% | 3 | 6.197% | 0% | 0% | 1 | 0 | 2 | 71.64% | 0% | 71.64% | 3 | 47.73% | 0% | 0% | 1 | 19.25% | 0% | 0% | 1 | 22.48% | 0% | 0% | 1 | 58.48% | 0% | 0% | 2 | 31.84% | 0% | 0% | 1 | 14.79% | 0% | 0% | 1 |  |  |  | 0% | 0% | 1 | 22.5 | 0% | 0% | 3 | 2.917% | 0% | 0% | 1 | 0 | 2 | 82.4% | 1.661% | 84.06% | 5 | 50.68% | 0% | 0% | 2 | 13.56% | 0% | 0% | 1 | 17% | 0% | 0% | 1 | 60.37% | 0% | 0% | 2 | 46.27% | 0% | 0% | 1 | 12.82% | 0% | 0% | 1 |  |  |  | 0% | 0% | 1 | 18.8333 | 0% | 0% | 2 | 3.585% | 0% | 0% | 1 | 0 | 2 | 82.13% | 4.036% | 86.17% | 5 | 44.4% | 0% | 0% | 1 | 10.81% | 0% | 0% | 1 | 15.94% | 0% | 0% | 1 | 53.89% | 0% | 0% | 2 | 54.77% | 0% | 0% | 2 | 10.41% | 0% | 0% | 1
164 | Jessup | NORTHERN CALIFORNIA | 0 | 0 |  | 0% | 0% | 1 | 36.5 | 0% | 0% | 4 | 8.556% | 0% | 0% | 1 | 0 | 2 | 66.25% | 0% | 66.25% | 3 | 55.78% | 0% | 0% | 2 | 15.43% | 0% | 0% | 1 | 15.19% | 0% | 0% | 1 | 55.93% | 0% | 0% | 2 | 16.15% | 0% | 0% | 1 | 7.785% | 0% | 0% | 1 |  |  |  | 0% | 0% | 1 | 33 | 0% | 0% | 4 | 6.948% | 0% | 0% | 1 | 0 | 2 | 62.69% | 4.489% | 67.18% | 3 | 57.51% | 0% | 0% | 2 | 24.09% | 0% | 0% | 1 | 23.37% | 0% | 0% | 1 | 69.8% | 0% | 0% | 2 | 21.2% | 0% | 0% | 1 | 16.89% | 0% | 0% | 1 |  |  |  | 0% | 0% | 1 | 25.509 | 0% | 0% | 3 | 3.202% | 0% | 0% | 1 | 0 | 2 | 80.96% | 4.412% | 85.37% | 5 | 54.07% | 0% | 0% | 2 | 13.83% | 0% | 0% | 1 | 14.12% | 0% | 0% | 1 | 61.56% | 0% | 0% | 2 | 44.49% | 0% | 0% | 1 | 10.65% | 0% | 0% | 1 |  |  |  | 0% | 0% | 1 | 19 | 0% | 0% | 2 | 1.879% | 0% | 0% | 1 | 0 | 2 | 87.49% | 3.21% | 90.69% | 5 | 44.64% | 0% | 0% | 1 | 11.71% | 0% | 0% | 1 | 16.86% | 0% | 0% | 1 | 53.83% | 0% | 0% | 2 | 56.92% | 0% | 0% | 2 | 9.199% | 0% | 0% | 1
165 | Round Mountain | NORTHERN CALIFORNIA | 0 | 0 |  | 0% | 0% | 1 | 9.9875 | 0% | 0% | 1 | 0.256% | 0% | 0% | 1 | 0 | 2 | 69.77% | 30.09% | 99.86% | 5 | 84.49% | 0% | 0% | 3 | 30.4% | 0% | 0% | 1 | 47.9% | 0% | 0% | 1 | 91.18% | 0% | 0% | 4 | 58.72% | 0% | 0% | 2 | 5.642% | 0% | 0% | 1 |  |  |  | 0% | 0% | 1 | 6.0346 | 0% | 0% | 1 | 0.2176% | 0% | 0% | 1 | 0 | 2 | 76.74% | 22.09% | 98.84% | 5 | 73.69% | 0% | 0% | 3 | 17.47% | 0% | 0% | 1 | 26.59% | 0% | 0% | 1 | 81.07% | 0% | 0% | 3 | 64.52% | 0% | 0% | 2 | 5.835% | 0% | 0% | 1 |  |  |  | 0% | 0% | 1 | 5.4694 | 0% | 0% | 1 | 0.1785% | 0% | 0% | 1 | 0 | 2 | 88.59% | 9.577% | 98.17% | 5 | 61.57% | 0% | 0% | 2 | 24.11% | 0% | 0% | 1 | 30.4% | 0% | 0% | 1 | 73.92% | 0% | 0% | 3 | 66.07% | 0% | 0% | 2 | 6.654% | 0% | 0% | 1 |  |  |  | 0% | 0% | 1 | 5.5503 | 0% | 0% | 1 | 0.2527% | 0% | 0% | 1 | 0 | 2 | 91.13% | 6.922% | 98.06% | 5 | 55.52% | 0% | 0% | 2 | 20.06% | 0% | 0% | 1 | 25.3% | 0% | 0% | 1 | 66.17% | 0% | 0% | 2 | 66.9% | 0% | 0% | 2 | 6.919% | 0% | 0% | 1
166 | Carquinez |  | 0 | 0 |  | 0% | 0% | 1 | 73.5 | 0% | 0% | 4 | 0% | 0% | 0% | 1 | 0 | 2 | 29.21% | 0% | 29.21% | 2 | 1.735% | 0% | 0% | 1 | 6.533% | 0% | 0% | 1 | 69.31% | 0% | 0% | 2 | 69.41% | 0% | 0% | 2 | 0.5404% | 0% | 0% | 1 | 12.12% | 0% | 0% | 1 |  |  |  | 0% | 0% | 1 | 63 | 0% | 0% | 4 | 1.636% | 0% | 0% | 1 | 0 | 2 | 35.52% | 0% | 35.52% | 2 | 23.22% | 0% | 0% | 1 | 32.26% | 0% | 0% | 1 | 47.19% | 0% | 0% | 1 | 74.15% | 0% | 0% | 3 | 20.52% | 0% | 0% | 1 | 10.71% | 0% | 0% | 1 |  |  |  | 0% | 0% | 1 | 45 | 0% | 0% | 4 | 10.88% | 0% | 0% | 1 | 0 | 2 | 30.25% | 1.101% | 31.35% | 2 | 40.09% | 0% | 0% | 1 | 25.87% | 0% | 0% | 1 | 39.42% | 0% | 0% | 1 | 72.16% | 0% | 0% | 3 | 19.44% | 0% | 0% | 1 | 13.45% | 0% | 0% | 1 |  |  |  | 0% | 0% | 1 | 35.2206 | 0% | 0% | 4 | 11.26% | 0% | 0% | 1 | 0 | 2 | 34.9% | 5.186% | 40.09% | 2 | 46.85% | 0% | 0% | 1 | 24.05% | 0% | 0% | 1 | 39.71% | 0% | 0% | 1 | 73.97% | 0% | 0% | 3 | 25.5% | 0% | 0% | 1 | 13.95% | 0% | 0% | 1
167 | Peabody | NORTHERN CALIFORNIA | 0 | 0 |  | 0% | 0% | 1 | 11 | 0% | 0% | 1 | 13.79% | 0% | 0% | 1 | 0 | 2 | 16.61% | 0% | 16.61% | 1 | 21.84% | 0% | 0% | 1 | 41.88% | 0% | 0% | 1 | 77.62% | 0% | 0% | 3 | 98.55% | 0% | 0% | 5 | 17.72% | 0% | 0% | 1 | 27.23% | 0% | 0% | 1 | 6 | 12 |  | 0% | 0% | 1 | 9.9519 | 0% | 0% | 1 | 23.76% | 0% | 0% | 1 | 0 | 2 | 21.85% | 0% | 21.85% | 2 | 22.33% | 0% | 0% | 1 | 37.38% | 0% | 0% | 1 | 40% | 0% | 0% | 1 | 63.68% | 0% | 0% | 2 | 15.72% | 0% | 0% | 1 | 25.09% | 0% | 0% | 1 | 7 | 7 |  | 0% | 0% | 1 | 9.25 | 0% | 0% | 1 | 23.41% | 0% | 0% | 1 | 0 | 2 | 24.15% | 0% | 24.15% | 2 | 34.98% | 0% | 0% | 1 | 21.86% | 0% | 0% | 1 | 24.15% | 0% | 0% | 1 | 55.85% | 0% | 0% | 2 | 17.7% | 0% | 0% | 1 | 17.74% | 0% | 0% | 1 | 7 | 7 |  | 0% | 0% | 1 | 14.6875 | 0% | 0% | 2 | 33.01% | 0% | 0% | 1 | 0 | 2 | 19.75% | 0% | 19.75% | 1 | 30.95% | 0% | 0% | 1 | 17.93% | 0% | 0% | 1 | 21.47% | 0% | 0% | 1 | 48.52% | 0% | 0% | 1 | 14.6% | 0% | 0% | 1 | 14.79% | 0% | 0% | 1
168 | Vaca Dixon | NORTHERN CALIFORNIA | 0 | 0 |  | 0% | 0% | 1 | 17.6462 | 0% | 0% | 2 | 46.72% | 0% | 0% | 1 | 0 | 2 | 7.035% | 0% | 7.035% | 1 | 21.16% | 0% | 0% | 1 | 1.991% | 0% | 0% | 1 | 2.133% | 0% | 0% | 1 | 23.29% | 0% | 0% | 1 | 0.2679% | 0% | 0% | 1 | 3.928% | 0% | 0% | 1 |  |  |  | 0% | 0% | 1 | 11.8416 | 0% | 0% | 1 | 52.46% | 0% | 0% | 2 | 0 | 2 | 16.48% | 0% | 16.48% | 1 | 26.08% | 0% | 0% | 1 | 14.39% | 0% | 0% | 1 | 13.99% | 0% | 0% | 1 | 40.4% | 0% | 0% | 1 | 7.563% | 0% | 0% | 1 | 9.096% | 0% | 0% | 1 |  |  |  | 0% | 0% | 1 | 9.1241 | 0% | 0% | 1 | 46.51% | 0% | 0% | 1 | 0 | 2 | 19.82% | 0% | 19.82% | 1 | 29.69% | 0% | 0% | 1 | 16.3% | 0% | 0% | 1 | 17.68% | 0% | 0% | 1 | 46.2% | 0% | 0% | 1 | 13.53% | 0% | 0% | 1 | 12.49% | 0% | 0% | 1 |  |  |  | 0% | 0% | 1 | 9.2357 | 0% | 0% | 1 | 43.88% | 0% | 0% | 1 | 0 | 2 | 19.6% | 0% | 19.6% | 1 | 34.12% | 0% | 0% | 1 | 15.08% | 0% | 0% | 1 | 21.24% | 0% | 0% | 1 | 50.18% | 0% | 0% | 2 | 14.62% | 0% | 0% | 1 | 10.2% | 0% | 0% | 1
169 | Bellevue | NORTHERN CALIFORNIA | 0 | 0 |  | 0% | 0% | 1 | 32.2271 | 0% | 0% | 4 | 7.988% | 0% | 0% | 1 | 0 | 2 | 37.38% | 0.2403% | 37.62% | 2 | 58.32% | 0% | 0% | 2 | 36.9% | 0% | 0% | 1 | 63.29% | 0% | 0% | 2 | 83.48% | 0% | 0% | 3 | 19.06% | 0% | 0% | 1 | 10.5% | 0% | 0% | 1 | 10 | 10 |  | 0% | 0% | 1 | 24 | 0% | 0% | 3 | 8.788% | 0% | 0% | 1 | 0 | 2 | 48.05% | 10.46% | 58.52% | 3 | 45.8% | 0% | 0% | 1 | 38.26% | 0% | 0% | 1 | 69.54% | 0% | 0% | 2 | 80.84% | 0% | 0% | 3 | 39.83% | 0% | 0% | 1 | 6.074% | 0% | 0% | 1 | 10 | 9 |  | 0% | 0% | 1 | 17.7491 | 0% | 0% | 2 | 6.598% | 0% | 0% | 1 | 0 | 2 | 39.74% | 31.03% | 70.77% | 5 | 52.99% | 0% | 0% | 2 | 37.56% | 0% | 0% | 1 | 67.02% | 0% | 0% | 2 | 84.41% | 0% | 0% | 3 | 48.1% | 0% | 0% | 1 | 5.443% | 0% | 0% | 1 | 11 | 10 |  | 0% | 0% | 1 | 16 | 0% | 0% | 2 | 9.011% | 0% | 0% | 1 | 0 | 2 | 35.32% | 33.56% | 68.88% | 5 | 58.84% | 0% | 0% | 2 | 39.67% | 0% | 0% | 1 | 65.95% | 0% | 0% | 2 | 87.24% | 0% | 0% | 3 | 47.56% | 0% | 0% | 1 | 5.573% | 0% | 0% | 1
170 | Cloverdale | NORTHERN CALIFORNIA | 0 | 0 |  | 0% | 0% | 1 | 9.796 | 0% | 0% | 1 | 3.412% | 0% | 0% | 1 | 0 | 2 | 51.26% | 36.17% | 87.42% | 5 | 52.92% | 0% | 0% | 2 | 26.61% | 0% | 0% | 1 | 49.14% | 0% | 0% | 1 | 85.87% | 0% | 0% | 3 | 52.15% | 0% | 0% | 2 | 1.779% | 0% | 0% | 1 |  |  |  | 0% | 0% | 1 | 7.9397 | 0% | 0% | 1 | 3.99% | 0% | 0% | 1 | 0 | 2 | 50.69% | 37.66% | 88.35% | 5 | 66.02% | 0% | 0% | 2 | 31.88% | 0% | 0% | 1 | 51.52% | 0% | 0% | 2 | 88.28% | 0% | 0% | 3 | 58.61% | 0% | 0% | 2 | 1.984% | 0% | 0% | 1 |  |  |  | 0% | 0% | 1 | 8.4078 | 0% | 0% | 1 | 5.438% | 0% | 0% | 1 | 0 | 2 | 57.48% | 30.63% | 88.11% | 5 | 63.54% | 0% | 0% | 2 | 36.44% | 0% | 0% | 1 | 60.46% | 0% | 0% | 2 | 87.11% | 0% | 0% | 3 | 55.24% | 0% | 0% | 2 | 1.592% | 0% | 0% | 1 |  |  |  | 0% | 0% | 1 | 9.4091 | 0% | 0% | 1 | 5.969% | 0% | 0% | 1 | 0 | 2 | 58.13% | 29.25% | 87.38% | 5 | 51.91% | 0% | 0% | 2 | 35.58% | 0% | 0% | 1 | 63.37% | 0% | 0% | 2 | 85.66% | 0% | 0% | 3 | 54.02% | 0% | 0% | 2 | 1.571% | 0% | 0% | 1
171 | Fulton | NORTHERN CALIFORNIA | 0 | 0 |  | 0% | 0% | 1 | 29.625 | 0% | 0% | 3 | 24.81% | 0% | 0% | 1 | 0 | 2 | 19.21% | 33.35% | 52.56% | 5 | 36.31% | 0% | 0% | 1 | 53.44% | 0% | 0% | 2 | 97.27% | 0% | 0% | 5 | 97.27% | 0% | 0% | 5 | 11.25% | 0% | 0% | 1 | 4.831% | 0% | 0% | 1 |  |  |  | 0% | 0% | 1 | 21.88 | 0% | 0% | 3 | 14.41% | 0% | 0% | 1 | 0 | 2 | 24.01% | 42.38% | 66.39% | 5 | 39.42% | 0% | 0% | 1 | 55.68% | 0% | 0% | 2 | 85.15% | 0% | 0% | 3 | 90.05% | 0% | 0% | 4 | 30.09% | 0% | 0% | 1 | 5.209% | 0% | 0% | 1 |  |  |  | 0% | 0% | 1 | 19.5671 | 0% | 0% | 2 | 11.28% | 0% | 0% | 1 | 0 | 2 | 26.49% | 45.34% | 71.83% | 5 | 45.63% | 0% | 0% | 1 | 49.55% | 0% | 0% | 1 | 72.31% | 0% | 0% | 3 | 85.8% | 0% | 0% | 3 | 37.55% | 0% | 0% | 1 | 4.176% | 0% | 0% | 1 |  |  |  | 0% | 0% | 1 | 15.6289 | 0% | 0% | 2 | 8.448% | 0% | 0% | 1 | 0 | 2 | 33.06% | 41.07% | 74.14% | 5 | 54.75% | 0% | 0% | 2 | 43.17% | 0% | 0% | 1 | 71.27% | 0% | 0% | 3 | 87.64% | 0% | 0% | 3 | 46.72% | 0% | 0% | 1 | 4.581% | 0% | 0% | 1
172 | Lakeville | NORTHERN CALIFORNIA | 11.6 | 116 |  | 58.84% | 0% | 3 | 10.5565 | 18.53% | 0% | 1 | 5.653% | 3.879% | 0% | 1 | 0 | 2 | 48.98% | 0% | 48.98% | 2 | 96.65% | 17.09% | 0% | 5 | 25.71% | 0.7702% | 0% | 1 | 61.22% | 1.476% | 0% | 2 | 98.01% | 28.77% | 0% | 5 | 34.25% | 0.8702% | 0% | 1 | 4.279% | 28.77% | 0% | 2 | 9 | 16 |  | 1.615% | 0% | 1 | 13.7042 | 2.004% | 0% | 2 | 6.744% | 0.9014% | 0% | 1 | 0 | 2 | 53.69% | 6.234% | 59.93% | 3 | 70.1% | 0.4959% | 0% | 3 | 26.54% | 0.2018% | 0% | 1 | 54.74% | 0.3276% | 0% | 2 | 83.77% | 0.9135% | 0% | 3 | 37.1% | 0.2357% | 0% | 1 | 4.877% | 0.9135% | 0% | 1 | 9 | 11 |  | 0.8773% | 0% | 1 | 13.3192 | 0.5597% | 0% | 2 | 7.628% | 0.9014% | 0% | 1 | 0 | 2 | 49.34% | 14.72% | 64.07% | 3 | 62.56% | 0.1895% | 0% | 2 | 25.42% | 0.09512% | 0% | 1 | 51.91% | 0.1475% | 0% | 2 | 81.82% | 0.3901% | 0% | 3 | 47.74% | 0.1358% | 0% | 1 | 6.665% | 0.3901% | 0% | 1 | 9 | 10 |  | 0.6633% | 0% | 1 | 16.9649 | 0.4286% | 0% | 2 | 10.88% | 0.9014% | 0% | 1 | 0 | 2 | 41.1% | 18.09% | 59.19% | 3 | 62.32% | 0.1182% | 0% | 2 | 26.89% | 0.06094% | 0% | 1 | 56.18% | 0.1017% | 0% | 2 | 84.29% | 0.2837% | 0% | 3 | 45.52% | 0.08178% | 0% | 1 | 7.424% | 0.2837% | 0% | 1
173 | Penngrove | NORTHERN CALIFORNIA | 0 | 0 |  | 0% | 0% | 1 | 23.9987 | 0% | 0% | 3 | 2.547% | 0% | 0% | 1 | 0 | 2 | 59.77% | 0% | 59.77% | 3 | 83.63% | 0% | 0% | 3 | 45.92% | 0% | 0% | 1 | 71.71% | 0% | 0% | 3 | 100% | 0% | 0% | 5 | 38.1% | 0% | 0% | 1 | 5.594% | 0% | 0% | 1 |  |  |  | 0% | 0% | 1 | 15.4396 | 0% | 0% | 2 | 3.262% | 0% | 0% | 1 | 0 | 2 | 68.45% | 3.338% | 71.79% | 3 | 56.43% | 0% | 0% | 2 | 34.11% | 0% | 0% | 1 | 65.03% | 0% | 0% | 2 | 82.12% | 0% | 0% | 3 | 51.81% | 0% | 0% | 2 | 5.853% | 0% | 0% | 1 |  |  |  | 0% | 0% | 1 | 15 | 0% | 0% | 2 | 6.649% | 0% | 0% | 1 | 0 | 2 | 49.04% | 17.24% | 66.28% | 3 | 57.85% | 0% | 0% | 2 | 30.41% | 0% | 0% | 1 | 62.64% | 0% | 0% | 2 | 83.89% | 0% | 0% | 3 | 51.53% | 0% | 0% | 2 | 5.902% | 0% | 0% | 1 |  |  |  | 0% | 0% | 1 | 17 | 0% | 0% | 2 | 9.801% | 0% | 0% | 1 | 0 | 2 | 34.89% | 28.18% | 63.06% | 4 | 59.51% | 0% | 0% | 2 | 36.01% | 0% | 0% | 1 | 60.79% | 0% | 0% | 2 | 84.95% | 0% | 0% | 3 | 46.13% | 0% | 0% | 1 | 6.152% | 0% | 0% | 1
174 | Warnerville | SPGE | 0 | 0 |  | 0% | 0% | 1 | 13.28 | 0% | 0% | 2 | 26.61% | 0% | 0% | 1 | 0 | 2 | 0% | 0% | 0% | 1 | 36.28% | 0% | 0% | 1 | 9.792% | 0% | 0% | 1 | 28.78% | 0% | 0% | 1 | 63.21% | 0% | 0% | 2 | 0.905% | 0% | 0% | 1 | 4.092% | 0% | 0% | 1 |  |  |  | 0% | 0% | 1 | 12.625 | 0% | 0% | 2 | 24.53% | 0% | 0% | 1 | 0 | 2 | 0% | 0% | 0% | 1 | 60.04% | 0% | 0% | 2 | 11.62% | 0% | 0% | 1 | 29.83% | 0% | 0% | 1 | 71.46% | 0% | 0% | 3 | 16.21% | 0% | 0% | 1 | 6.641% | 0% | 0% | 1 |  |  |  | 0% | 0% | 1 | 11.6 | 0% | 0% | 1 | 23.76% | 0% | 0% | 1 | 0 | 2 | 4.041% | 0% | 4.041% | 1 | 63.4% | 0% | 0% | 2 | 15.96% | 0% | 0% | 1 | 30.38% | 0% | 0% | 1 | 72.22% | 0% | 0% | 3 | 26.42% | 0% | 0% | 1 | 7.977% | 0% | 0% | 1 |  |  |  | 0% | 0% | 1 | 12 | 0% | 0% | 2 | 29.87% | 0% | 0% | 1 | 0 | 2 | 5.814% | 0% | 5.814% | 1 | 53.65% | 0% | 0% | 2 | 17.26% | 0% | 0% | 1 | 29.06% | 0% | 0% | 1 | 63.8% | 0% | 0% | 2 | 27.35% | 0% | 0% | 1 | 6.717% | 0% | 0% | 1
175 | Riverbank | SPGE | 0 | 0 |  | 0% | 0% | 1 | 27.25 | 0% | 0% | 3 | 21.14% | 0% | 0% | 1 | 1 | 1 | 0% | 0% | 0% | 1 | 9.692% | 0% | 0% | 1 | 12.5% | 0% | 0% | 1 | 20.05% | 0% | 0% | 1 | 27.41% | 0% | 0% | 1 | 0% | 0% | 0% | 1 | 1.217% | 0% | 0% | 1 |  |  |  | 0% | 0% | 1 | 16.5 | 0% | 0% | 2 | 26.37% | 0% | 0% | 1 | 1 | 1 | 0% | 0% | 0% | 1 | 59.87% | 0% | 0% | 2 | 4.936% | 0% | 0% | 1 | 17.82% | 0% | 0% | 1 | 69% | 0% | 0% | 2 | 4.926% | 0% | 0% | 1 | 4.332% | 0% | 0% | 1 |  |  |  | 0% | 0% | 1 | 14.4889 | 0% | 0% | 2 | 36.29% | 0% | 0% | 1 | 1 | 1 | 1.179% | 0% | 1.179% | 1 | 54.31% | 0% | 0% | 2 | 9.248% | 0% | 0% | 1 | 23.67% | 0% | 0% | 1 | 63.74% | 0% | 0% | 2 | 16.72% | 0% | 0% | 1 | 5.588% | 0% | 0% | 1 |  |  |  | 0% | 0% | 1 | 13.5873 | 0% | 0% | 2 | 36.11% | 0% | 0% | 1 | 1 | 1 | 4.139% | 0% | 4.139% | 1 | 49.26% | 0% | 0% | 1 | 15.48% | 0% | 0% | 1 | 27.8% | 0% | 0% | 1 | 60.24% | 0% | 0% | 2 | 22.39% | 0% | 0% | 1 | 7.237% | 0% | 0% | 1
176 | Pease | NORTHERN CALIFORNIA | 0 | 0 |  | 0% | 0% | 1 | 20.2042 | 0% | 0% | 3 | 53.83% | 0% | 0% | 2 | 0 | 2 | 0% | 0% | 0% | 1 | 12.34% | 0% | 0% | 1 | 15.94% | 0% | 0% | 1 | 49.83% | 0% | 0% | 1 | 62.17% | 0% | 0% | 2 | 1.118% | 0% | 0% | 1 | 3.627% | 0% | 0% | 1 |  |  |  | 0% | 0% | 1 | 14.2417 | 0% | 0% | 2 | 47.3% | 0% | 0% | 1 | 0 | 2 | 0% | 0% | 0% | 1 | 41.06% | 0% | 0% | 1 | 11.08% | 0% | 0% | 1 | 27.88% | 0% | 0% | 1 | 65.2% | 0% | 0% | 2 | 5.893% | 0% | 0% | 1 | 5.579% | 0% | 0% | 1 |  |  |  | 0% | 0% | 1 | 12.0847 | 0% | 0% | 2 | 47.18% | 0% | 0% | 1 | 0 | 2 | 0.05021% | 0% | 0.05021% | 1 | 48.04% | 0% | 0% | 1 | 11.33% | 0% | 0% | 1 | 33.93% | 0% | 0% | 1 | 69.3% | 0% | 0% | 2 | 4.343% | 0% | 0% | 1 | 8.535% | 0% | 0% | 1 |  |  |  | 0% | 0% | 1 | 11.5436 | 0% | 0% | 1 | 45.43% | 0% | 0% | 1 | 0 | 2 | 5.379% | 0% | 5.379% | 1 | 50.8% | 0% | 0% | 2 | 10.72% | 0% | 0% | 1 | 38.27% | 0% | 0% | 1 | 71.5% | 0% | 0% | 3 | 5.636% | 0% | 0% | 1 | 8.801% | 0% | 0% | 1
177 | Rio Oso | NORTHERN CALIFORNIA | 0 | 0 |  | 0% | 0% | 1 | 10.1111 | 0% | 0% | 1 | 48.24% | 0% | 0% | 1 | 0 | 2 | 0% | 0% | 0% | 1 | 25.23% | 0% | 0% | 1 | 0.6081% | 0% | 0% | 1 | 14.98% | 0% | 0% | 1 | 33.52% | 0% | 0% | 1 | 0% | 0% | 0% | 1 | 11.62% | 0% | 0% | 1 |  |  |  | 0% | 0% | 1 | 10.5 | 0% | 0% | 1 | 40.3% | 0% | 0% | 1 | 0 | 2 | 0.03751% | 0% | 0.03751% | 1 | 46.04% | 0% | 0% | 1 | 4.842% | 0% | 0% | 1 | 22.83% | 0% | 0% | 1 | 59.68% | 0% | 0% | 2 | 0.2427% | 0% | 0% | 1 | 18.98% | 0% | 0% | 1 |  |  |  | 0% | 0% | 1 | 15 | 0% | 0% | 2 | 39.02% | 0% | 0% | 1 | 0 | 2 | 6.125% | 0% | 6.125% | 1 | 41.99% | 0% | 0% | 1 | 3.638% | 0% | 0% | 1 | 32.94% | 0% | 0% | 1 | 65.71% | 0% | 0% | 2 | 3.444% | 0% | 0% | 1 | 16.43% | 0% | 0% | 1 |  |  |  | 0% | 0% | 1 | 14.2784 | 0% | 0% | 2 | 41.45% | 0% | 0% | 1 | 0 | 2 | 13.91% | 0% | 13.91% | 1 | 41.76% | 0% | 0% | 1 | 5.354% | 0% | 0% | 1 | 33.87% | 0% | 0% | 1 | 66.48% | 0% | 0% | 2 | 8.737% | 0% | 0% | 1 | 12.65% | 0% | 0% | 1
178 | Alpaugh | SPGE | 0 | 0 |  | 0% | 0% | 1 | 6.8423 | 0% | 0% | 1 | 37.55% | 0% | 0% | 1 | 1 | 1 | 0% | 0% | 0% | 1 | 53.02% | 0% | 0% | 2 | 0.07309% | 0% | 0% | 1 | 9.953% | 0% | 0% | 1 | 58.55% | 0% | 0% | 2 | 0% | 0% | 0% | 1 | 5.368% | 0% | 0% | 1 | 5 | 8 |  | 0% | 0% | 1 | 7.6767 | 0% | 0% | 1 | 43.34% | 0% | 0% | 1 | 1 | 1 | 0% | 0% | 0% | 1 | 26.25% | 0% | 0% | 1 | 9.694% | 0% | 0% | 1 | 18.9% | 0% | 0% | 1 | 35.95% | 0% | 0% | 1 | 0.02722% | 0% | 0% | 1 | 6.258% | 0% | 0% | 1 | 5 | 6 |  | 0% | 0% | 1 | 8 | 0% | 0% | 1 | 45.27% | 0% | 0% | 1 | 1 | 1 | 0% | 0% | 0% | 1 | 27.9% | 0% | 0% | 1 | 8.768% | 0% | 0% | 1 | 17.42% | 0% | 0% | 1 | 38.43% | 0% | 0% | 1 | 0.01146% | 0% | 0% | 1 | 5.285% | 0% | 0% | 1 | 5 | 6 |  | 0% | 0% | 1 | 8.5556 | 0% | 0% | 1 | 43.08% | 0% | 0% | 1 | 1 | 1 | 0% | 0% | 0% | 1 | 27.48% | 0% | 0% | 1 | 5.129% | 0% | 0% | 1 | 15.94% | 0% | 0% | 1 | 38.85% | 0% | 0% | 1 | 0.0449% | 0% | 0% | 1 | 5.063% | 0% | 0% | 1
179 | Rector | GREATER TEHACHAPI | 0 | 0 |  | 0% | 0% | 1 | 22 | 0% | 0% | 3 | 88.93% | 0% | 0% | 3 | 1 | 1 | 0% | 0% | 0% | 1 | 0% | 0% | 0% | 1 | 0% | 0% | 0% | 1 | 0% | 0% | 0% | 1 | 0% | 0% | 0% | 1 | 0% | 0% | 0% | 1 | 1.264% | 0% | 0% | 1 | 9 | 6 |  | 0% | 0% | 1 | 17.7954 | 0% | 0% | 2 | 54.68% | 0% | 0% | 2 | 1 | 1 | 0% | 0% | 0% | 1 | 1.221% | 0% | 0% | 1 | 5.743% | 0% | 0% | 1 | 8.819% | 0% | 0% | 1 | 10.04% | 0% | 0% | 1 | 0.2178% | 0% | 0% | 1 | 1.641% | 0% | 0% | 1 | 7 | 6 |  | 0% | 0% | 1 | 14.0879 | 0% | 0% | 2 | 48.71% | 0% | 0% | 1 | 1 | 1 | 1.581% | 0% | 1.581% | 1 | 15.58% | 0% | 0% | 1 | 15.74% | 0% | 0% | 1 | 20.62% | 0% | 0% | 1 | 31.9% | 0% | 0% | 1 | 6.444% | 0% | 0% | 1 | 2.784% | 0% | 0% | 1 | 6 | 6 |  | 0% | 0% | 1 | 12.2676 | 0% | 0% | 2 | 45.98% | 0% | 0% | 1 | 1 | 1 | 9.892% | 0% | 9.892% | 1 | 21.08% | 0% | 0% | 1 | 12.14% | 0% | 0% | 1 | 19.06% | 0% | 0% | 1 | 35.26% | 0% | 0% | 1 | 12.98% | 0% | 0% | 1 | 2.919% | 0% | 0% | 1
180 | Springville | GREATER TEHACHAPI | 0 | 0 |  | 0% | 0% | 1 | 18 | 0% | 0% | 2 | 6.81% | 0% | 0% | 1 | 0 | 2 | 82.19% | 0% | 82.19% | 5 | 64.71% | 0% | 0% | 2 | 24.86% | 0% | 0% | 1 | 40.15% | 0% | 0% | 1 | 79.83% | 0% | 0% | 3 | 46.13% | 0% | 0% | 1 | 8.311% | 0% | 0% | 1 | 11 | 9 |  | 0% | 0% | 1 | 18.8361 | 0% | 0% | 2 | 7.188% | 0% | 0% | 1 | 0 | 2 | 64.04% | 0% | 64.04% | 3 | 68.15% | 0% | 0% | 2 | 11.86% | 0% | 0% | 1 | 17.73% | 0% | 0% | 1 | 75.91% | 0% | 0% | 3 | 50.35% | 0% | 0% | 2 | 6.056% | 0% | 0% | 1 | 9 | 10 |  | 0% | 0% | 1 | 14.7766 | 0% | 0% | 2 | 15.4% | 0% | 0% | 1 | 0 | 2 | 47.73% | 0% | 47.73% | 2 | 54.7% | 0% | 0% | 2 | 6.864% | 0% | 0% | 1 | 12.76% | 0% | 0% | 1 | 62.48% | 0% | 0% | 2 | 43.06% | 0% | 0% | 1 | 4.349% | 0% | 0% | 1 | 8 | 8 |  | 0% | 0% | 1 | 11.6861 | 0% | 0% | 1 | 23.57% | 0% | 0% | 1 | 0 | 2 | 38.97% | 0% | 38.97% | 2 | 47.17% | 0% | 0% | 1 | 7.085% | 0% | 0% | 1 | 12.34% | 0% | 0% | 1 | 54.77% | 0% | 0% | 2 | 33.89% | 0% | 0% | 1 | 3.313% | 0% | 0% | 1
181 | Vestal | GREATER TEHACHAPI | 610.8 | 6108 |  | 18.35% | 0% | 1 | 9.1475 | 273.7% | 9.287% | 3 | 25.56% | 5.869% | 0% | 1 | 1 | 1 | 0% | 0% | 0% | 1 | 0% | 12.7% | 0% | 1 | 0% | 12.7% | 0% | 1 | 11.18% | 14.29% | 0% | 1 | 11.18% | 14.29% | 0% | 1 | 0% | 12.7% | 0% | 1 | 0.9663% | 14.29% | 0% | 1 | 7 | 6 |  | 7.022% | 0% | 1 | 10.2472 | 33.14% | 0% | 2 | 35.21% | 0% | 0% | 1 | 1 | 1 | 8.471% | 0% | 8.471% | 1 | 18.13% | 4.03% | 0% | 1 | 0.7987% | 3.326% | 0% | 1 | 8.239% | 3.596% | 0% | 1 | 25.57% | 4.433% | 0% | 1 | 8.411% | 3.603% | 0% | 1 | 1.247% | 4.433% | 0% | 1 | 6 | 6 |  | 5.759% | 0% | 1 | 10 | 9.404% | 0% | 1 | 37.95% | 0% | 0% | 1 | 1 | 1 | 22.42% | 0% | 22.42% | 2 | 37.88% | 2.536% | 0% | 1 | 7.626% | 1.705% | 0% | 1 | 12.7% | 1.804% | 0% | 1 | 45.4% | 2.885% | 0% | 1 | 19.86% | 1.966% | 0% | 1 | 2.116% | 2.885% | 0% | 1 | 6 | 6 |  | 4.409% | 0% | 1 | 9.0789 | 4.9% | 0% | 1 | 39.73% | 0% | 0% | 1 | 1 | 1 | 27.63% | 0% | 27.63% | 2 | 43.41% | 1.677% | 0% | 1 | 8.552% | 1.038% | 0% | 1 | 17.97% | 1.157% | 0% | 1 | 52.06% | 1.979% | 0% | 2 | 23.12% | 1.234% | 0% | 1 | 2.249% | 1.979% | 0% | 1
182 | UltraPower Chinese Station | NORTHERN CALIFORNIA | 0 | 0 |  | 0% | 0% | 1 | 7.1756 | 0% | 0% | 1 | 0.2255% | 0% | 0% | 1 | 0 | 2 | 44.16% | 0% | 44.16% | 2 | 42.22% | 0% | 0% | 1 | 91.12% | 0% | 0% | 4 | 94.88% | 0% | 0% | 4 | 95.14% | 0% | 0% | 5 | 53.48% | 0% | 0% | 2 | 10.02% | 0% | 0% | 1 |  |  |  | 0% | 0% | 1 | 10.67 | 0% | 0% | 1 | 0.0331% | 0% | 0% | 1 | 0 | 2 | 40.55% | 0% | 40.55% | 2 | 65.54% | 0% | 0% | 2 | 36.22% | 0% | 0% | 1 | 40.27% | 0% | 0% | 1 | 80.3% | 0% | 0% | 3 | 71.87% | 0% | 0% | 3 | 8.004% | 0% | 0% | 1 |  |  |  | 0% | 0% | 1 | 10.6256 | 0% | 0% | 1 | 1.285% | 0% | 0% | 1 | 0 | 2 | 43.1% | 1.206% | 44.3% | 2 | 75.68% | 0% | 0% | 3 | 30.67% | 0% | 0% | 1 | 36.32% | 0% | 0% | 1 | 84.46% | 0% | 0% | 3 | 69.76% | 0% | 0% | 2 | 8.56% | 0% | 0% | 1 |  |  |  | 0% | 0% | 1 | 11 | 0% | 0% | 1 | 4.364% | 0% | 0% | 1 | 0 | 2 | 41.31% | 5.186% | 46.5% | 2 | 73.82% | 0% | 0% | 3 | 29.28% | 0% | 0% | 1 | 42.67% | 0% | 0% | 1 | 87.45% | 0% | 0% | 3 | 60.72% | 0% | 0% | 2 | 8.663% | 0% | 0% | 1
183 | Curtis | NORTHERN CALIFORNIA | 0 | 0 |  | 0% | 0% | 1 | 28.6062 | 0% | 0% | 3 | 0.1517% | 0% | 0% | 1 | 0 | 2 | 84.82% | 15.1% | 99.93% | 5 | 3.249% | 0% | 0% | 1 | 14.42% | 0% | 0% | 1 | 14.94% | 0% | 0% | 1 | 20.98% | 0% | 0% | 1 | 44.1% | 0% | 0% | 1 | 2.193% | 0% | 0% | 1 |  |  |  | 0% | 0% | 1 | 15.4352 | 0% | 0% | 2 | 0.2198% | 0% | 0% | 1 | 0 | 2 | 71.19% | 27.36% | 98.55% | 5 | 41.96% | 0% | 0% | 1 | 36.48% | 0% | 0% | 1 | 44.17% | 0% | 0% | 1 | 70.45% | 0% | 0% | 3 | 56.69% | 0% | 0% | 2 | 2.454% | 0% | 0% | 1 |  |  |  | 0% | 0% | 1 | 13.6838 | 0% | 0% | 2 | 0.1253% | 0% | 0% | 1 | 0 | 2 | 68.98% | 23.19% | 92.17% | 5 | 41% | 0% | 0% | 1 | 34.06% | 0% | 0% | 1 | 47.04% | 0% | 0% | 1 | 69.75% | 0% | 0% | 2 | 58.41% | 0% | 0% | 2 | 2.663% | 0% | 0% | 1 |  |  |  | 0% | 0% | 1 | 14.8611 | 0% | 0% | 2 | 0.06454% | 0% | 0% | 1 | 0 | 2 | 64.08% | 20.77% | 84.85% | 5 | 50.52% | 0% | 0% | 2 | 25.57% | 0% | 0% | 1 | 35.29% | 0% | 0% | 1 | 69.56% | 0% | 0% | 2 | 60.67% | 0% | 0% | 2 | 3.516% | 0% | 0% | 1
184 | Peoria | NORTHERN CALIFORNIA | 0 | 0 |  | 0% | 0% | 1 | 9.1712 | 0% | 0% | 1 | 0.2746% | 0% | 0% | 1 | 0 | 2 | 73.67% | 0% | 73.67% | 3 | 57.15% | 0% | 0% | 2 | 85.81% | 0% | 0% | 3 | 81.67% | 0% | 0% | 3 | 87.55% | 0% | 0% | 3 | 51.45% | 0% | 0% | 2 | 14.42% | 0% | 0% | 1 |  |  |  | 0% | 0% | 1 | 11.6944 | 0% | 0% | 1 | 0.1147% | 0% | 0% | 1 | 0 | 2 | 48.73% | 0% | 48.73% | 2 | 63.46% | 0% | 0% | 2 | 41.52% | 0% | 0% | 1 | 43.39% | 0% | 0% | 1 | 80.52% | 0% | 0% | 3 | 70.87% | 0% | 0% | 3 | 8.487% | 0% | 0% | 1 |  |  |  | 0% | 0% | 1 | 10.1111 | 0% | 0% | 1 | 1.023% | 0% | 0% | 1 | 0 | 2 | 45.86% | 1.568% | 47.42% | 2 | 75.29% | 0% | 0% | 3 | 29.48% | 0% | 0% | 1 | 36.94% | 0% | 0% | 1 | 84.57% | 0% | 0% | 3 | 70.87% | 0% | 0% | 3 | 8.448% | 0% | 0% | 1 |  |  |  | 0% | 0% | 1 | 11.2172 | 0% | 0% | 1 | 3.694% | 0% | 0% | 1 | 0 | 2 | 42.99% | 4.613% | 47.6% | 2 | 72.51% | 0% | 0% | 3 | 26.21% | 0% | 0% | 1 | 40.16% | 0% | 0% | 1 | 86.8% | 0% | 0% | 3 | 62.18% | 0% | 0% | 2 | 8.467% | 0% | 0% | 1
185 | Moorpark | GREATER LA METRO | 0 | 0 |  | 0% | 0% | 1 | 18.9556 | 0% | 0% | 2 | 33.76% | 0% | 0% | 1 | 0 | 2 | 1.134% | 81.17% | 82.31% | 5 | 16.03% | 0% | 0% | 1 | 0% | 0% | 0% | 1 | 20% | 0% | 0% | 1 | 36.03% | 0% | 0% | 1 | 5.666% | 0% | 0% | 1 | 5.234% | 0% | 0% | 1 |  |  |  | 0% | 0% | 1 | 12.855 | 0% | 0% | 2 | 31.06% | 0% | 0% | 1 | 0 | 2 | 4.799% | 68.52% | 73.32% | 5 | 31.6% | 0% | 0% | 1 | 6.623% | 0% | 0% | 1 | 13.55% | 0% | 0% | 1 | 41.95% | 0% | 0% | 1 | 18.25% | 0% | 0% | 1 | 9.592% | 0% | 0% | 1 |  |  |  | 0% | 0% | 1 | 13 | 0% | 0% | 2 | 21.44% | 0% | 0% | 1 | 0 | 2 | 5.894% | 67.55% | 73.44% | 5 | 38.53% | 0% | 0% | 1 | 6.568% | 0% | 0% | 1 | 19.06% | 0% | 0% | 1 | 51.5% | 0% | 0% | 2 | 21.35% | 0% | 0% | 1 | 8.995% | 0% | 0% | 1 |  |  |  | 0% | 0% | 1 | 15.4895 | 0% | 0% | 2 | 15.56% | 0% | 0% | 1 | 0 | 2 | 6.073% | 73.3% | 79.37% | 5 | 41.83% | 0% | 0% | 1 | 7.9% | 0% | 0% | 1 | 19.19% | 0% | 0% | 1 | 55.79% | 0% | 0% | 2 | 29.69% | 0% | 0% | 1 | 9.177% | 0% | 0% | 1
186 | Santa Clara | GREATER LA METRO | 0 | 0 |  | 0% | 0% | 1 | 7.5343 | 0% | 0% | 1 | 16.81% | 0% | 0% | 1 | 0 | 2 | 0.3578% | 80.07% | 80.43% | 5 | 4.38% | 0% | 0% | 1 | 8.598% | 0% | 0% | 1 | 9.441% | 0% | 0% | 1 | 13.82% | 0% | 0% | 1 | 44.33% | 0% | 0% | 1 | 4.92% | 0% | 0% | 1 |  |  |  | 0% | 0% | 1 | 11.8543 | 0% | 0% | 1 | 16.07% | 0% | 0% | 1 | 0 | 2 | 1.012% | 72.99% | 74.01% | 5 | 26.12% | 0% | 0% | 1 | 6.776% | 0% | 0% | 1 | 12.15% | 0% | 0% | 1 | 37.11% | 0% | 0% | 1 | 32.96% | 0% | 0% | 1 | 6.037% | 0% | 0% | 1 |  |  |  | 0% | 0% | 1 | 11.3609 | 0% | 0% | 1 | 18.21% | 0% | 0% | 1 | 0 | 2 | 4.267% | 65.41% | 69.68% | 5 | 28.45% | 0% | 0% | 1 | 6.926% | 0% | 0% | 1 | 13.92% | 0% | 0% | 1 | 38.91% | 0% | 0% | 1 | 24.14% | 0% | 0% | 1 | 7.142% | 0% | 0% | 1 |  |  |  | 0% | 0% | 1 | 11.0654 | 0% | 0% | 1 | 17.63% | 0% | 0% | 1 | 0 | 2 | 7.004% | 66.3% | 73.31% | 5 | 31.62% | 0% | 0% | 1 | 7.547% | 0% | 0% | 1 | 13.52% | 0% | 0% | 1 | 41.58% | 0% | 0% | 1 | 25.04% | 0% | 0% | 1 | 7.646% | 0% | 0% | 1
187 | Davis | NORTHERN CALIFORNIA | 0 | 0 |  | 0% | 0% | 1 | 8.8362 | 0% | 0% | 1 | 73.95% | 0% | 0% | 2 | 0 | 2 | 0% | 0% | 0% | 1 | 44.32% | 0% | 0% | 1 | 48.46% | 0% | 0% | 1 | 59.35% | 0% | 0% | 2 | 84.48% | 0% | 0% | 3 | 0% | 0% | 0% | 1 | 2.544% | 0% | 0% | 1 |  |  |  | 0% | 0% | 1 | 8.4931 | 0% | 0% | 1 | 76.47% | 0% | 0% | 3 | 0 | 2 | 0% | 0% | 0% | 1 | 31.45% | 0% | 0% | 1 | 20.4% | 0% | 0% | 1 | 30.76% | 0% | 0% | 1 | 45.81% | 0% | 0% | 1 | 0% | 0% | 0% | 1 | 3.738% | 0% | 0% | 1 |  |  |  | 0% | 0% | 1 | 10 | 0% | 0% | 1 | 66.22% | 0% | 0% | 2 | 0 | 2 | 0.1194% | 0% | 0.1194% | 1 | 33.75% | 0% | 0% | 1 | 13.52% | 0% | 0% | 1 | 22.39% | 0% | 0% | 1 | 45.08% | 0% | 0% | 1 | 0.1548% | 0% | 0% | 1 | 5.394% | 0% | 0% | 1 |  |  |  | 0% | 0% | 1 | 9.7934 | 0% | 0% | 1 | 55.99% | 0% | 0% | 2 | 0 | 2 | 4.77% | 0% | 4.77% | 1 | 35.08% | 0% | 0% | 1 | 16.08% | 0% | 0% | 1 | 26.79% | 0% | 0% | 1 | 54.18% | 0% | 0% | 2 | 3.453% | 0% | 0% | 1 | 7.413% | 0% | 0% | 1
188 | Putah Creek | NORTHERN CALIFORNIA | 16 | 160 |  | 8.572% | 0% | 1 | 11.602 | 6.992% | 0% | 1 | 44.02% | 6.275% | 0% | 1 | 0 | 2 | 25.11% | 0% | 25.11% | 2 | 60.96% | 1.245% | 0% | 2 | 0.8851% | 0.4903% | 0% | 1 | 0% | 0.486% | 0% | 1 | 60.96% | 1.245% | 0% | 2 | 14.81% | 0.5704% | 0% | 1 | 4.148% | 1.245% | 0% | 1 | 7 | 8 |  | 1.179% | 0% | 1 | 10.965 | 1.748% | 0% | 1 | 50.57% | 0% | 0% | 2 | 0 | 2 | 25.39% | 0% | 25.39% | 2 | 47.88% | 0.2475% | 0% | 1 | 3.388% | 0.1336% | 0% | 1 | 0.2871% | 0.1294% | 0% | 1 | 49.31% | 0.2545% | 0% | 1 | 16.48% | 0.1545% | 0% | 1 | 3.728% | 0.2545% | 0% | 1 | 8 | 6 |  | 0.7123% | 0% | 1 | 10.3982 | 1.094% | 0% | 1 | 50.03% | 0% | 0% | 2 | 0 | 2 | 27.81% | 0% | 27.81% | 2 | 50.79% | 0.1286% | 0% | 2 | 7.297% | 0.06825% | 0% | 1 | 8.167% | 0.06889% | 0% | 1 | 55.45% | 0.142% | 0% | 2 | 19.76% | 0.07885% | 0% | 1 | 4.017% | 0.142% | 0% | 1 | 8 | 8 |  | 0.4796% | 0% | 1 | 9.1 | 0.3974% | 0% | 1 | 44.17% | 0% | 0% | 1 | 0 | 2 | 27.28% | 0.9663% | 28.24% | 2 | 51.82% | 0.07242% | 0% | 2 | 13.13% | 0.04017% | 0% | 1 | 17.8% | 0.04245% | 0% | 1 | 61.74% | 0.09121% | 0% | 2 | 22.34% | 0.04493% | 0% | 1 | 5.962% | 0.09121% | 0% | 1
189 | East Marysville | NORTHERN CALIFORNIA | 0 | 0 |  | 0% | 0% | 1 | 14.6175 | 0% | 0% | 2 | 60.91% | 0% | 0% | 2 | 0 | 2 | 0% | 0% | 0% | 1 | 41.3% | 0% | 0% | 1 | 0% | 0% | 0% | 1 | 0% | 0% | 0% | 1 | 41.3% | 0% | 0% | 1 | 0% | 0% | 0% | 1 | 10.55% | 0% | 0% | 1 |  |  |  | 0% | 0% | 1 | 14.7143 | 0% | 0% | 2 | 45.08% | 0% | 0% | 1 | 0 | 2 | 0.05772% | 0% | 0.05772% | 1 | 42.86% | 0% | 0% | 1 | 6.415% | 0% | 0% | 1 | 18.49% | 0% | 0% | 1 | 57.01% | 0% | 0% | 2 | 1.64% | 0% | 0% | 1 | 10.28% | 0% | 0% | 1 |  |  |  | 0% | 0% | 1 | 14.1111 | 0% | 0% | 2 | 39.28% | 0% | 0% | 1 | 0 | 2 | 7.695% | 0% | 7.695% | 1 | 52.56% | 0% | 0% | 2 | 6.791% | 0% | 0% | 1 | 22.64% | 0% | 0% | 1 | 68.98% | 0% | 0% | 2 | 8.156% | 0% | 0% | 1 | 10.69% | 0% | 0% | 1 |  |  |  | 0% | 0% | 1 | 13 | 0% | 0% | 2 | 37.81% | 0% | 0% | 1 | 0 | 2 | 15.51% | 0% | 15.51% | 1 | 57.66% | 0% | 0% | 2 | 8.734% | 0% | 0% | 1 | 28.48% | 0% | 0% | 1 | 74.37% | 0% | 0% | 3 | 12.13% | 0% | 0% | 1 | 9.874% | 0% | 0% | 1
190 | Olivehurst | NORTHERN CALIFORNIA | 0 | 0 |  | 0% | 0% | 1 | 13.1382 | 0% | 0% | 2 | 28.73% | 0% | 0% | 1 | 0 | 2 | 0% | 0% | 0% | 1 | 15.48% | 0% | 0% | 1 | 0% | 0% | 0% | 1 | 0% | 0% | 0% | 1 | 15.48% | 0% | 0% | 1 | 0% | 0% | 0% | 1 | 14.46% | 0% | 0% | 1 |  |  |  | 0% | 0% | 1 | 14.5813 | 0% | 0% | 2 | 52.92% | 0% | 0% | 2 | 0 | 2 | 0% | 0% | 0% | 1 | 36.72% | 0% | 0% | 1 | 0.7729% | 0% | 0% | 1 | 15.5% | 0% | 0% | 1 | 49.23% | 0% | 0% | 1 | 0.03572% | 0% | 0% | 1 | 11.34% | 0% | 0% | 1 |  |  |  | 0% | 0% | 1 | 12.5 | 0% | 0% | 2 | 43.92% | 0% | 0% | 1 | 0 | 2 | 4.423% | 0% | 4.423% | 1 | 44.11% | 0% | 0% | 1 | 7.351% | 0% | 0% | 1 | 29.04% | 0% | 0% | 1 | 63.58% | 0% | 0% | 2 | 4.45% | 0% | 0% | 1 | 10.86% | 0% | 0% | 1 |  |  |  | 0% | 0% | 1 | 11.8333 | 0% | 0% | 1 | 42.99% | 0% | 0% | 1 | 0 | 2 | 13.46% | 0% | 13.46% | 1 | 52.91% | 0% | 0% | 2 | 6.333% | 0% | 0% | 1 | 30.59% | 0% | 0% | 1 | 72.63% | 0% | 0% | 3 | 10.84% | 0% | 0% | 1 | 10.24% | 0% | 0% | 1
191 | Morro Bay |  | 0 | 0 |  | 0% | 0% | 1 | 26.84 | 0% | 0% | 3 | 1.898% | 0% | 0% | 1 | 0 | 2 | 12.74% | 0% | 12.74% | 1 | 6.593% | 0% | 0% | 1 | 26.25% | 0% | 0% | 1 | 47.67% | 0% | 0% | 1 | 54.24% | 0% | 0% | 2 | 37.04% | 0% | 0% | 1 | 7.215% | 0% | 0% | 1 |  |  |  | 0% | 0% | 1 | 9.422 | 0% | 0% | 1 | 2.358% | 0% | 0% | 1 | 0 | 2 | 18.57% | 36.69% | 55.27% | 5 | 54.31% | 0% | 0% | 2 | 27.56% | 0% | 0% | 1 | 44.99% | 0% | 0% | 1 | 78.32% | 0% | 0% | 3 | 63.24% | 0% | 0% | 2 | 8.255% | 0% | 0% | 1 |  |  |  | 0% | 0% | 1 | 9.4476 | 0% | 0% | 1 | 1.628% | 0% | 0% | 1 | 0 | 2 | 28.94% | 37.65% | 66.59% | 5 | 45.49% | 0% | 0% | 1 | 29.98% | 0% | 0% | 1 | 44.71% | 0% | 0% | 1 | 69.86% | 0% | 0% | 2 | 57.88% | 0% | 0% | 2 | 7.432% | 0% | 0% | 1 |  |  |  | 0% | 0% | 1 | 11 | 0% | 0% | 1 | 3.035% | 0% | 0% | 1 | 0 | 2 | 42.3% | 27.1% | 69.4% | 4 | 35.7% | 0% | 0% | 1 | 23.22% | 0% | 0% | 1 | 42.37% | 0% | 0% | 1 | 61.35% | 0% | 0% | 2 | 48.97% | 0% | 0% | 1 | 6.062% | 0% | 0% | 1
192 | Palomar | SAN DIEGO | 0 | 0 |  | 0% | 0% | 1 | 5.444 | 0% | 0% | 1 | 0% | 0% | 0% | 1 | 0 | 2 | 0% | 0% | 0% | 1 | 13.66% | 0% | 0% | 1 | 82.38% | 0% | 0% | 3 | 93.38% | 0% | 0% | 4 | 93.38% | 0% | 0% | 4 | 0% | 0% | 0% | 1 | 13.85% | 0% | 0% | 1 |  |  |  | 0% | 0% | 1 | 23.6465 | 0% | 0% | 3 | 2.475% | 0% | 0% | 1 | 0 | 2 | 89.98% | 0% | 89.98% | 5 | 36.23% | 0% | 0% | 1 | 32.43% | 0% | 0% | 1 | 16.86% | 0% | 0% | 1 | 62.34% | 0% | 0% | 2 | 2.01% | 0% | 0% | 1 | 8.027% | 0% | 0% | 1 |  |  |  | 0% | 0% | 1 | 46.8936 | 0% | 0% | 4 | 5.827% | 0% | 0% | 1 | 0 | 2 | 91.2% | 3.191% | 94.39% | 5 | 66.28% | 0% | 0% | 2 | 30.13% | 0% | 0% | 1 | 54.71% | 0% | 0% | 2 | 83.06% | 0% | 0% | 3 | 1.573% | 0% | 0% | 1 | 6.265% | 0% | 0% | 1 |  |  |  | 0% | 0% | 1 | 39 | 0% | 0% | 4 | 5.257% | 0% | 0% | 1 | 0 | 2 | 62.4% | 35.53% | 97.93% | 5 | 42.38% | 0% | 0% | 1 | 18.61% | 0% | 0% | 1 | 29.78% | 0% | 0% | 1 | 53.49% | 0% | 0% | 2 | 6.415% | 0% | 0% | 1 | 7.036% | 0% | 0% | 1
193 | Margarita | GREATER LA METRO | 0 | 0 |  | 0% | 0% | 1 | 47.58 | 0% | 0% | 4 | 0.4252% | 0% | 0% | 1 | 0 | 2 | 100% | 0% | 100% | 5 | 47.81% | 0% | 0% | 1 | 73.21% | 0% | 0% | 3 | 73.21% | 0% | 0% | 3 | 81.69% | 0% | 0% | 3 | 25.52% | 0% | 0% | 1 | 9.022% | 0% | 0% | 1 |  |  |  | 0% | 0% | 1 | 50.5 | 0% | 0% | 4 | 0.1294% | 0% | 0% | 1 | 0 | 2 | 85.6% | 8.193% | 93.79% | 5 | 27.96% | 0% | 0% | 1 | 61.35% | 0% | 0% | 2 | 64.86% | 0% | 0% | 2 | 78.52% | 0% | 0% | 3 | 50.46% | 0% | 0% | 2 | 6.599% | 0% | 0% | 1 |  |  |  | 0% | 0% | 1 | 32.5866 | 0% | 0% | 4 | 0.1693% | 0% | 0% | 1 | 0 | 2 | 59.96% | 35.48% | 95.44% | 5 | 48.63% | 0% | 0% | 1 | 48.09% | 0% | 0% | 1 | 58.93% | 0% | 0% | 2 | 86.01% | 0% | 0% | 3 | 57.87% | 0% | 0% | 2 | 7.769% | 0% | 0% | 1 |  |  |  | 0% | 0% | 1 | 33.6 | 0% | 0% | 4 | 0.2867% | 0% | 0% | 1 | 0 | 2 | 40.25% | 54.87% | 95.12% | 5 | 46.87% | 0% | 0% | 1 | 46.68% | 0% | 0% | 1 | 56.34% | 0% | 0% | 2 | 85.49% | 0% | 0% | 3 | 45.33% | 0% | 0% | 1 | 7.53% | 0% | 0% | 1
194 | Huntington Beach |  | 0 | 0 |  | 0% | 0% | 1 | 49.4 | 0% | 0% | 4 | 0% | 0% | 0% | 1 | 0 | 2 | 0% | 0% | 0% | 1 | 0% | 0% | 0% | 1 | 16.87% | 0% | 0% | 1 | 96.91% | 0% | 0% | 5 | 96.91% | 0% | 0% | 5 | 0% | 0% | 0% | 1 | 7.168% | 0% | 0% | 1 |  |  |  | 0% | 0% | 1 | 48 | 0% | 0% | 4 | 0% | 0% | 0% | 1 | 0 | 2 | 0% | 0% | 0% | 1 | 0.05678% | 0% | 0% | 1 | 25.77% | 0% | 0% | 1 | 96.34% | 0% | 0% | 5 | 96.39% | 0% | 0% | 5 | 0% | 0% | 0% | 1 | 6.491% | 0% | 0% | 1 |  |  |  | 0% | 0% | 1 | 48 | 0% | 0% | 4 | 0.1852% | 0% | 0% | 1 | 0 | 2 | 0.5344% | 3.41% | 3.945% | 2 | 1.477% | 0% | 0% | 1 | 20.7% | 0% | 0% | 1 | 79.94% | 0% | 0% | 3 | 81.41% | 0% | 0% | 3 | 0.1948% | 0% | 0% | 1 | 5.597% | 0% | 0% | 1 |  |  |  | 0% | 0% | 1 | 47.6667 | 0% | 0% | 4 | 0.2118% | 0% | 0% | 1 | 0 | 2 | 1.247% | 7.412% | 8.659% | 2 | 1.858% | 0% | 0% | 1 | 17.14% | 0% | 0% | 1 | 73.5% | 0% | 0% | 3 | 76.72% | 0% | 0% | 3 | 1.79% | 0% | 0% | 1 | 3.745% | 0% | 0% | 1
195 | Los Esteros | NORTHERN CALIFORNIA | 0 | 0 |  | 0% | 0% | 1 | 9.9393 | 0% | 0% | 1 | 0% | 0% | 0% | 1 | 0 | 2 | 41.82% | 0% | 41.82% | 2 | 0% | 0% | 0% | 1 | 9.134% | 0% | 0% | 1 | 50.76% | 0% | 0% | 2 | 50.76% | 0% | 0% | 2 | 38.76% | 0% | 0% | 1 | 34.46% | 0% | 0% | 1 |  |  |  | 0% | 0% | 1 | 6.4955 | 0% | 0% | 1 | 0.1351% | 0% | 0% | 1 | 0 | 2 | 77.88% | 0% | 77.88% | 5 | 43.25% | 0% | 0% | 1 | 40.83% | 0% | 0% | 1 | 46.49% | 0% | 0% | 1 | 53.15% | 0% | 0% | 2 | 53.01% | 0% | 0% | 2 | 9.134% | 0% | 0% | 1 |  |  |  | 0% | 0% | 1 | 7 | 0% | 0% | 1 | 0.4484% | 0% | 0% | 1 | 0 | 2 | 76.28% | 5.901% | 82.18% | 5 | 57.85% | 0% | 0% | 2 | 34.43% | 0% | 0% | 1 | 44.35% | 0% | 0% | 1 | 67.14% | 0% | 0% | 2 | 66.39% | 0% | 0% | 2 | 7.4% | 0% | 0% | 1 |  |  |  | 0% | 0% | 1 | 12.5629 | 0% | 0% | 2 | 0.5637% | 0% | 0% | 1 | 0 | 2 | 71.49% | 15.57% | 87.06% | 5 | 71.3% | 0% | 0% | 3 | 35.46% | 0% | 0% | 1 | 50.49% | 0% | 0% | 2 | 83.11% | 0% | 0% | 3 | 65.92% | 0% | 0% | 2 | 5.858% | 0% | 0% | 1
196 | Birds Landing | NORTHERN CALIFORNIA | 0 | 0 |  | 0% | 0% | 1 | 6.0492 | 0% | 0% | 1 | 0% | 0% | 0% | 1 | 0 | 2 | 0% | 0% | 0% | 1 | 15.48% | 0% | 0% | 1 | 32.6% | 0% | 0% | 1 | 31.65% | 0% | 0% | 1 | 44.96% | 0% | 0% | 1 | 0.4479% | 0% | 0% | 1 | 12.66% | 0% | 0% | 1 |  |  |  | 0% | 0% | 1 | 6.7284 | 0% | 0% | 1 | 4.233% | 0% | 0% | 1 | 0 | 2 | 0.01799% | 0% | 0.01799% | 1 | 13.38% | 0% | 0% | 1 | 38.08% | 0% | 0% | 1 | 35.04% | 0% | 0% | 1 | 48.61% | 0% | 0% | 1 | 2.177% | 0% | 0% | 1 | 29.24% | 0% | 0% | 1 |  |  |  | 0% | 0% | 1 | 7.0086 | 0% | 0% | 1 | 21.99% | 0% | 0% | 1 | 0 | 2 | 2.832% | 0.09118% | 2.924% | 2 | 12.11% | 0% | 0% | 1 | 37.12% | 0% | 0% | 1 | 36.48% | 0% | 0% | 1 | 47.71% | 0% | 0% | 1 | 4.27% | 0% | 0% | 1 | 24.24% | 0% | 0% | 1 |  |  |  | 0% | 0% | 1 | 11.7554 | 0% | 0% | 1 | 33.63% | 0% | 0% | 1 | 0 | 2 | 5.819% | 1.242% | 7.061% | 2 | 18.41% | 0% | 0% | 1 | 29.24% | 0% | 0% | 1 | 29.77% | 0% | 0% | 1 | 42.25% | 0% | 0% | 1 | 5.709% | 0% | 0% | 1 | 17.28% | 0% | 0% | 1
197 | Cayetano | NORTHERN CALIFORNIA | 100 | 1000 |  | 84.55% | 0% | 4 | 13.8621 | 106.1% | 0.3083% | 3 | 0% | 81.73% | 0% | 3 | 0 | 2 | 59.09% | 8.672% | 67.77% | 3 | 36.01% | 7.362% | 0% | 1 | 59.37% | 11.59% | 0% | 2 | 83.29% | 28.2% | 0% | 3 | 83.29% | 28.2% | 0% | 3 | 30.25% | 6.754% | 0% | 1 | 7.735% | 28.2% | 0% | 2 | 15 | 12 |  | 41.46% | 0% | 2 | 10.7447 | 6.432% | 0% | 1 | 0.2902% | 36.44% | 0% | 2 | 0 | 2 | 48.89% | 5.275% | 54.17% | 3 | 65.24% | 3.573% | 0% | 2 | 59.91% | 3.098% | 0% | 2 | 74.16% | 4.807% | 0% | 3 | 89.85% | 12.24% | 0% | 3 | 30.25% | 1.781% | 0% | 1 | 7.401% | 12.24% | 0% | 1 | 10 | 12 |  | 15.38% | 0% | 1 | 12.2283 | 2.395% | 0% | 2 | 9.065% | 36.44% | 0% | 2 | 0 | 2 | 37% | 11.23% | 48.23% | 3 | 61.86% | 1.449% | 0% | 2 | 59.24% | 1.356% | 0% | 2 | 68.05% | 1.73% | 0% | 2 | 85.71% | 3.868% | 0% | 3 | 34.75% | 0.8468% | 0% | 1 | 6.765% | 3.868% | 0% | 1 | 10 | 11 |  | 11.03% | 0% | 1 | 10.7778 | 1.066% | 0% | 1 | 19.33% | 36.44% | 0% | 2 | 0 | 2 | 30.21% | 10.5% | 40.7% | 3 | 59.87% | 0.8489% | 0% | 2 | 46.91% | 0.6417% | 0% | 1 | 54.78% | 0.7535% | 0% | 2 | 76.45% | 1.447% | 0% | 3 | 35.71% | 0.5299% | 0% | 1 | 6.363% | 1.447% | 0% | 1
198 | Silvergate | SAN DIEGO | 0 | 0 |  | 0% | 0% | 1 | 33 | 0% | 0% | 4 | 0% | 0% | 0% | 1 | 0 | 2 | 0% | 0% | 0% | 1 | 1.71% | 0% | 0% | 1 | 10.13% | 0% | 0% | 1 | 79.86% | 0% | 0% | 3 | 80.26% | 0% | 0% | 3 | 0% | 0% | 0% | 1 | 1.193% | 0% | 0% | 1 |  |  |  | 0% | 0% | 1 | 26.3333 | 0% | 0% | 3 | 0% | 0% | 0% | 1 | 0 | 2 | 1.151% | 0% | 1.151% | 1 | 1.651% | 0% | 0% | 1 | 19.96% | 0% | 0% | 1 | 80.6% | 0% | 0% | 3 | 80.94% | 0% | 0% | 3 | 0% | 0% | 0% | 1 | 1.596% | 0% | 0% | 1 |  |  |  | 0% | 0% | 1 | 25 | 0% | 0% | 3 | 0% | 0% | 0% | 1 | 0 | 2 | 47.74% | 11.84% | 59.58% | 3 | 12.68% | 0% | 0% | 1 | 64.26% | 0% | 0% | 2 | 86.18% | 0% | 0% | 3 | 92.55% | 0% | 0% | 4 | 27.32% | 0% | 0% | 1 | 4.732% | 0% | 0% | 1 |  |  |  | 0% | 0% | 1 | 23.041 | 0% | 0% | 3 | 0.05108% | 0% | 0% | 1 | 0 | 2 | 32.41% | 43.55% | 75.96% | 5 | 29.78% | 0% | 0% | 1 | 65.99% | 0% | 0% | 2 | 82.9% | 0% | 0% | 3 | 91.38% | 0% | 0% | 4 | 25.99% | 0% | 0% | 1 | 5.27% | 0% | 0% | 1
199 | Richmond | NORTHERN CALIFORNIA | 0 | 0 |  | 0% | 0% | 1 | 11.3102 | 0% | 0% | 1 | 0% | 0% | 0% | 1 | 0 | 2 | 91.51% | 0% | 91.51% | 5 | 64.56% | 0% | 0% | 2 | 8.966% | 0% | 0% | 1 | 2.76% | 0% | 0% | 1 | 68.31% | 0% | 0% | 2 | 65.74% | 0% | 0% | 2 | 5.01% | 0% | 0% | 1 | 10 | 9 |  | 0% | 0% | 1 | 7.4607 | 0% | 0% | 1 | 0% | 0% | 0% | 1 | 0 | 2 | 85.43% | 0% | 85.43% | 5 | 42.92% | 0% | 0% | 1 | 18.69% | 0% | 0% | 1 | 14.77% | 0% | 0% | 1 | 55.79% | 0% | 0% | 2 | 56.02% | 0% | 0% | 2 | 9.166% | 0% | 0% | 1 | 10 | 8 |  | 0% | 0% | 1 | 6.6648 | 0% | 0% | 1 | 0% | 0% | 0% | 1 | 0 | 2 | 85.02% | 0% | 85.02% | 5 | 30.54% | 0% | 0% | 1 | 21.15% | 0% | 0% | 1 | 19.16% | 0% | 0% | 1 | 50.56% | 0% | 0% | 2 | 52.18% | 0% | 0% | 2 | 9.273% | 0% | 0% | 1 | 10 | 8 |  | 0% | 0% | 1 | 6.5 | 0% | 0% | 1 | 0% | 0% | 0% | 1 | 0 | 2 | 80.73% | 0% | 80.73% | 5 | 24.94% | 0% | 0% | 1 | 21.72% | 0% | 0% | 1 | 23.58% | 0% | 0% | 1 | 49.25% | 0% | 0% | 1 | 52.76% | 0% | 0% | 2 | 11.21% | 0% | 0% | 1
200 | Rancho Vista | GREATER LA METRO | 0 | 0 |  | 0% | 0% | 1 | 41.75 | 0% | 0% | 4 | 0% | 0% | 0% | 1 | 0 | 2 | 100% | 0% | 100% | 5 | 100% | 0% | 0% | 5 | 100% | 0% | 0% | 5 | 100% | 0% | 0% | 5 | 100% | 0% | 0% | 5 | 0% | 0% | 0% | 1 | 0% | 0% | 0% | 1 |  |  |  | 0% | 0% | 1 | 52.8982 | 0% | 0% | 4 | 14.83% | 0% | 0% | 1 | 0 | 2 | 14.45% | 28.63% | 43.08% | 4 | 43.09% | 0% | 0% | 1 | 32.32% | 0% | 0% | 1 | 28.93% | 0% | 0% | 1 | 43.09% | 0% | 0% | 1 | 22.72% | 0% | 0% | 1 | 5.23% | 0% | 0% | 1 |  |  |  | 0% | 0% | 1 | 38 | 0% | 0% | 4 | 6.632% | 0% | 0% | 1 | 0 | 2 | 27.02% | 50.87% | 77.9% | 5 | 59.14% | 0% | 0% | 2 | 43.58% | 0% | 0% | 1 | 49.27% | 0% | 0% | 1 | 76.26% | 0% | 0% | 3 | 22.19% | 0% | 0% | 1 | 16.07% | 0% | 0% | 1 |  |  |  | 0% | 0% | 1 | 23.6667 | 0% | 0% | 3 | 2.448% | 0% | 0% | 1 | 0 | 2 | 22.13% | 65.98% | 88.11% | 5 | 46.04% | 0% | 0% | 1 | 49.91% | 0% | 0% | 1 | 60.71% | 0% | 0% | 2 | 86.19% | 0% | 0% | 3 | 37.92% | 0% | 0% | 1 | 10.46% | 0% | 0% | 1
201 | Thermalito | NORTHERN CALIFORNIA | 0 | 0 |  | 0% | 0% | 1 | 8.2845 | 0% | 0% | 1 | 3.196% | 0% | 0% | 1 | 0 | 2 | 1.969% | 0% | 1.969% | 1 | 69.73% | 0% | 0% | 2 | 26.53% | 0% | 0% | 1 | 38.61% | 0% | 0% | 1 | 99.87% | 0% | 0% | 5 | 9.026% | 0% | 0% | 1 | 38.82% | 0% | 0% | 1 |  |  |  | 0% | 0% | 1 | 12.3153 | 0% | 0% | 2 | 6.744% | 0% | 0% | 1 | 0 | 2 | 13.44% | 0% | 13.44% | 1 | 65.75% | 0% | 0% | 2 | 18.09% | 0% | 0% | 1 | 51.06% | 0% | 0% | 2 | 89.33% | 0% | 0% | 3 | 7.792% | 0% | 0% | 1 | 19.02% | 0% | 0% | 1 |  |  |  | 0% | 0% | 1 | 13.3301 | 0% | 0% | 2 | 13.93% | 0% | 0% | 1 | 0 | 2 | 20.49% | 5.747% | 26.23% | 2 | 61.77% | 0% | 0% | 2 | 14.73% | 0% | 0% | 1 | 48.2% | 0% | 0% | 1 | 83.62% | 0% | 0% | 3 | 16.18% | 0% | 0% | 1 | 12.99% | 0% | 0% | 1 |  |  |  | 0% | 0% | 1 | 13.25 | 0% | 0% | 2 | 20.76% | 0% | 0% | 1 | 0 | 2 | 18.53% | 11.87% | 30.4% | 3 | 56.48% | 0% | 0% | 2 | 18.6% | 0% | 0% | 1 | 45.28% | 0% | 0% | 1 | 80.1% | 0% | 0% | 3 | 18.17% | 0% | 0% | 1 | 11.03% | 0% | 0% | 1
202 | Martinez | NORTHERN CALIFORNIA | 0 | 0 |  | 0% | 0% | 1 | 75 | 0% | 0% | 4 | 0.1298% | 0% | 0% | 1 | 0 | 2 | 55.26% | 0.0122% | 55.27% | 3 | 1.585% | 0% | 0% | 1 | 38.02% | 0% | 0% | 1 | 49.45% | 0% | 0% | 1 | 60.82% | 0% | 0% | 2 | 12.6% | 0% | 0% | 1 | 5.976% | 0% | 0% | 1 |  |  |  | 0% | 0% | 1 | 73 | 0% | 0% | 4 | 0.07035% | 0% | 0% | 1 | 0 | 2 | 45.88% | 2.051% | 47.93% | 2 | 19.21% | 0% | 0% | 1 | 46.06% | 0% | 0% | 1 | 54.2% | 0% | 0% | 2 | 72.06% | 0% | 0% | 3 | 18.66% | 0% | 0% | 1 | 17.75% | 0% | 0% | 1 |  |  |  | 0% | 0% | 1 | 52 | 0% | 0% | 4 | 1.15% | 0% | 0% | 1 | 0 | 2 | 31.77% | 8.131% | 39.9% | 2 | 35.68% | 0% | 0% | 1 | 45.19% | 0% | 0% | 1 | 54.85% | 0% | 0% | 2 | 78.32% | 0% | 0% | 3 | 20.73% | 0% | 0% | 1 | 24.26% | 0% | 0% | 1 |  |  |  | 0% | 0% | 1 | 33 | 0% | 0% | 4 | 5.388% | 0% | 0% | 1 | 0 | 2 | 23.7% | 12.67% | 36.37% | 3 | 37.87% | 0% | 0% | 1 | 37.78% | 0% | 0% | 1 | 48.1% | 0% | 0% | 1 | 70.96% | 0% | 0% | 3 | 22.53% | 0% | 0% | 1 | 16.35% | 0% | 0% | 1
203 | Lone Tree | NORTHERN CALIFORNIA | 0 | 0 |  | 0% | 0% | 1 | 11.2027 | 0% | 0% | 1 | 15.41% | 0% | 0% | 1 | 0 | 2 | 56.18% | 0% | 56.18% | 3 | 38.15% | 0% | 0% | 1 | 59.12% | 0% | 0% | 2 | 59.12% | 0% | 0% | 2 | 59.14% | 0% | 0% | 2 | 38.45% | 0% | 0% | 1 | 6.864% | 0% | 0% | 1 | 8 | 9 |  | 0% | 0% | 1 | 9.1868 | 0% | 0% | 1 | 18.29% | 0% | 0% | 1 | 0 | 2 | 33.8% | 9.461% | 43.26% | 2 | 26.72% | 0% | 0% | 1 | 57.38% | 0% | 0% | 2 | 58.73% | 0% | 0% | 2 | 60.36% | 0% | 0% | 2 | 17.53% | 0% | 0% | 1 | 11.91% | 0% | 0% | 1 | 7 | 9 |  | 0% | 0% | 1 | 7.1151 | 0% | 0% | 1 | 26.15% | 0% | 0% | 1 | 0 | 2 | 17.63% | 3.86% | 21.49% | 2 | 34.44% | 0% | 0% | 1 | 44.31% | 0% | 0% | 1 | 45.57% | 0% | 0% | 1 | 60.6% | 0% | 0% | 2 | 8.666% | 0% | 0% | 1 | 13.59% | 0% | 0% | 1 | 7 | 7 |  | 0% | 0% | 1 | 9.1881 | 0% | 0% | 1 | 36.45% | 0% | 0% | 1 | 0 | 2 | 10.07% | 3.85% | 13.92% | 2 | 30.78% | 0% | 0% | 1 | 34.32% | 0% | 0% | 1 | 36.87% | 0% | 0% | 1 | 52.19% | 0% | 0% | 2 | 6.819% | 0% | 0% | 1 | 11.96% | 0% | 0% | 1
204 | Delta PP | NORTHERN CALIFORNIA | 0 | 0 |  | 0% | 0% | 1 | 11.3076 | 0% | 0% | 1 | 16.88% | 0% | 0% | 1 | 0 | 2 | 8.587% | 0% | 8.587% | 1 | 69.85% | 0% | 0% | 2 | 60.9% | 0% | 0% | 2 | 70.4% | 0% | 0% | 3 | 91.89% | 0% | 0% | 4 | 1.5% | 0% | 0% | 1 | 9.732% | 0% | 0% | 1 |  |  |  | 0% | 0% | 1 | 10.8445 | 0% | 0% | 1 | 34.47% | 0% | 0% | 1 | 0 | 2 | 10.88% | 1.313% | 12.19% | 2 | 52.55% | 0% | 0% | 2 | 47.38% | 0% | 0% | 1 | 51.48% | 0% | 0% | 2 | 69.08% | 0% | 0% | 2 | 6.839% | 0% | 0% | 1 | 6.604% | 0% | 0% | 1 |  |  |  | 0% | 0% | 1 | 11.8189 | 0% | 0% | 1 | 37.7% | 0% | 0% | 1 | 0 | 2 | 17.84% | 2.478% | 20.32% | 2 | 47% | 0% | 0% | 1 | 41.7% | 0% | 0% | 1 | 44.34% | 0% | 0% | 1 | 61.86% | 0% | 0% | 2 | 16.84% | 0% | 0% | 1 | 6.762% | 0% | 0% | 1 |  |  |  | 0% | 0% | 1 | 11.75 | 0% | 0% | 1 | 39.53% | 0% | 0% | 1 | 0 | 2 | 17.45% | 2.041% | 19.49% | 2 | 44.65% | 0% | 0% | 1 | 37.44% | 0% | 0% | 1 | 39.55% | 0% | 0% | 1 | 59.5% | 0% | 0% | 2 | 20.23% | 0% | 0% | 1 | 7.188% | 0% | 0% | 1
205 | Green Ridge Midway | NORTHERN CALIFORNIA | 0 | 0 |  | 0% | 0% | 1 | 16.9 | 0% | 0% | 2 | 5.866% | 0% | 0% | 1 | 0 | 2 | 0% | 0% | 0% | 1 | 82.85% | 0% | 0% | 3 | 70.51% | 0% | 0% | 3 | 80.85% | 0% | 0% | 3 | 98.45% | 0% | 0% | 5 | 13.63% | 0% | 0% | 1 | 4.065% | 0% | 0% | 1 |  |  |  | 0% | 0% | 1 | 13.1704 | 0% | 0% | 2 | 20.16% | 0% | 0% | 1 | 0 | 2 | 12.91% | 0.143% | 13.05% | 2 | 68.03% | 0% | 0% | 2 | 60.47% | 0% | 0% | 2 | 62% | 0% | 0% | 2 | 82.69% | 0% | 0% | 3 | 22.84% | 0% | 0% | 1 | 6.179% | 0% | 0% | 1 |  |  |  | 0% | 0% | 1 | 12.553 | 0% | 0% | 2 | 33.11% | 0% | 0% | 1 | 0 | 2 | 19.89% | 0.8682% | 20.75% | 2 | 53.93% | 0% | 0% | 2 | 41.82% | 0% | 0% | 1 | 44.32% | 0% | 0% | 1 | 67.17% | 0% | 0% | 2 | 26.56% | 0% | 0% | 1 | 5.484% | 0% | 0% | 1 |  |  |  | 0% | 0% | 1 | 12 | 0% | 0% | 2 | 36.61% | 0% | 0% | 1 | 0 | 2 | 21.19% | 1.816% | 23.01% | 2 | 52.68% | 0% | 0% | 2 | 36.06% | 0% | 0% | 1 | 38.96% | 0% | 0% | 1 | 63.08% | 0% | 0% | 2 | 28.16% | 0% | 0% | 1 | 5.892% | 0% | 0% | 1
206 | Inyo | GREATER KRAMER | 0 | 0 |  | 0% | 0% | 1 | 5.6895 | 0% | 0% | 1 | 0% | 0% | 0% | 1 | 0 | 2 | 91.59% | 0% | 91.59% | 5 | 0% | 0% | 0% | 1 | 17.49% | 0% | 0% | 1 | 34.64% | 0% | 0% | 1 | 40.62% | 0% | 0% | 1 | 40.67% | 0% | 0% | 1 | 4.819% | 0% | 0% | 1 |  |  |  | 0% | 0% | 1 | 4.0981 | 0% | 0% | 1 | 0% | 0% | 0% | 1 | 0 | 2 | 68.4% | 0% | 68.4% | 3 | 0% | 0% | 0% | 1 | 24.24% | 0% | 0% | 1 | 37.83% | 0% | 0% | 1 | 39.07% | 0% | 0% | 1 | 69.36% | 0% | 0% | 2 | 9.339% | 0% | 0% | 1 |  |  |  | 0% | 0% | 1 | 4.681 | 0% | 0% | 1 | 0% | 0% | 0% | 1 | 0 | 2 | 63.98% | 0% | 63.98% | 3 | 0% | 0% | 0% | 1 | 29.12% | 0% | 0% | 1 | 37.73% | 0% | 0% | 1 | 40.12% | 0% | 0% | 1 | 67.42% | 0% | 0% | 2 | 6.844% | 0% | 0% | 1 |  |  |  | 0% | 0% | 1 | 4 | 0% | 0% | 1 | 0% | 0% | 0% | 1 | 0 | 2 | 58.19% | 0% | 58.19% | 3 | 0% | 0% | 0% | 1 | 26.7% | 0% | 0% | 1 | 27.83% | 0% | 0% | 1 | 34.23% | 0% | 0% | 1 | 70.31% | 0% | 0% | 3 | 5.988% | 0% | 0% | 1
207 | Control | GREATER KRAMER | 0 | 0 |  | 0% | 0% | 1 | 4.2925 | 0% | 0% | 1 | 0% | 0% | 0% | 1 | 0 | 2 | 93.51% | 0% | 93.51% | 5 | 0% | 0% | 0% | 1 | 10.42% | 0% | 0% | 1 | 50.38% | 0% | 0% | 2 | 53.32% | 0% | 0% | 2 | 59.99% | 0% | 0% | 2 | 8.012% | 0% | 0% | 1 |  |  |  | 0% | 0% | 1 | 4.3581 | 0% | 0% | 1 | 0% | 0% | 0% | 1 | 0 | 2 | 75.91% | 0% | 75.91% | 5 | 0% | 0% | 0% | 1 | 29.85% | 0% | 0% | 1 | 43.22% | 0% | 0% | 1 | 45.42% | 0% | 0% | 1 | 65.13% | 0% | 0% | 2 | 10.02% | 0% | 0% | 1 |  |  |  | 0% | 0% | 1 | 4.4419 | 0% | 0% | 1 | 0% | 0% | 0% | 1 | 0 | 2 | 71.52% | 0% | 71.52% | 3 | 0% | 0% | 0% | 1 | 27.6% | 0% | 0% | 1 | 37.79% | 0% | 0% | 1 | 39.63% | 0% | 0% | 1 | 66.71% | 0% | 0% | 2 | 7.469% | 0% | 0% | 1 |  |  |  | 0% | 0% | 1 | 4.0494 | 0% | 0% | 1 | 0% | 0% | 0% | 1 | 0 | 2 | 61.14% | 0% | 61.14% | 3 | 0% | 0% | 0% | 1 | 26.51% | 0% | 0% | 1 | 28.3% | 0% | 0% | 1 | 34.18% | 0% | 0% | 1 | 70% | 0% | 0% | 2 | 6.024% | 0% | 0% | 1
208 | Big Creek | SPGE | 0 | 0 |  | 0% | 0% | 1 | 3.661 | 0% | 0% | 1 | 0% | 0% | 0% | 1 | 0 | 2 | 7.311% | 65.93% | 73.24% | 5 | 38.59% | 0% | 0% | 1 | 92.73% | 0% | 0% | 4 | 19.79% | 0% | 0% | 1 | 92.83% | 0% | 0% | 4 | 74.91% | 0% | 0% | 3 | 5.697% | 0% | 0% | 1 |  |  |  | 0% | 0% | 1 | 7 | 0% | 0% | 1 | 0% | 0% | 0% | 1 | 0 | 2 | 37.67% | 41.27% | 78.94% | 5 | 38.12% | 0% | 0% | 1 | 68.63% | 0% | 0% | 2 | 27.39% | 0% | 0% | 1 | 80.41% | 0% | 0% | 3 | 72.79% | 0% | 0% | 3 | 5.147% | 0% | 0% | 1 |  |  |  | 0% | 0% | 1 | 8.5452 | 0% | 0% | 1 | 0% | 0% | 0% | 1 | 0 | 2 | 53.67% | 31.13% | 84.81% | 5 | 22.33% | 0% | 0% | 1 | 58.56% | 0% | 0% | 2 | 43.63% | 0% | 0% | 1 | 72.37% | 0% | 0% | 3 | 70.02% | 0% | 0% | 3 | 4.239% | 0% | 0% | 1 |  |  |  | 0% | 0% | 1 | 11.5742 | 0% | 0% | 1 | 0% | 0% | 0% | 1 | 0 | 2 | 61.12% | 23.09% | 84.21% | 5 | 17.27% | 0% | 0% | 1 | 47.68% | 0% | 0% | 1 | 39.54% | 0% | 0% | 1 | 63.23% | 0% | 0% | 2 | 70.09% | 0% | 0% | 3 | 4.215% | 0% | 0% | 1
209 | Moss Landing |  | 0 | 0 |  | 0% | 0% | 1 | 13.48 | 0% | 0% | 2 | 55.96% | 0% | 0% | 2 | 1 | 1 | 0.8649% | 0% | 0.8649% | 1 | 0.3143% | 0% | 0% | 1 | 59.76% | 0% | 0% | 2 | 61.47% | 0% | 0% | 2 | 61.78% | 0% | 0% | 2 | 0% | 0% | 0% | 1 | 9.1% | 0% | 0% | 1 |  |  |  | 0% | 0% | 1 | 20 | 0% | 0% | 3 | 48.91% | 0% | 0% | 1 | 1 | 1 | 3.506% | 0% | 3.506% | 1 | 7.363% | 0% | 0% | 1 | 28.25% | 0% | 0% | 1 | 34.56% | 0% | 0% | 1 | 38.93% | 0% | 0% | 1 | 2.423% | 0% | 0% | 1 | 6.664% | 0% | 0% | 1 |  |  |  | 0% | 0% | 1 | 19.0915 | 0% | 0% | 2 | 32.71% | 0% | 0% | 1 | 1 | 1 | 20.74% | 9.699% | 30.43% | 2 | 30.61% | 0% | 0% | 1 | 21.46% | 0% | 0% | 1 | 33.05% | 0% | 0% | 1 | 56.59% | 0% | 0% | 2 | 17.16% | 0% | 0% | 1 | 6.183% | 0% | 0% | 1 |  |  |  | 0% | 0% | 1 | 20 | 0% | 0% | 3 | 28.15% | 0% | 0% | 1 | 1 | 1 | 25.42% | 12.97% | 38.39% | 3 | 28.87% | 0% | 0% | 1 | 16% | 0% | 0% | 1 | 27.04% | 0% | 0% | 1 | 49.98% | 0% | 0% | 1 | 21.1% | 0% | 0% | 1 | 5.238% | 0% | 0% | 1
210 | Cal Ave | SPGE | 0 | 0 |  | 0% | 0% | 1 | 29.1263 | 0% | 0% | 3 | 79.94% | 0% | 0% | 3 | 0 | 2 | 0% | 0% | 0% | 1 | 0% | 0% | 0% | 1 | 0% | 0% | 0% | 1 | 0% | 0% | 0% | 1 | 0% | 0% | 0% | 1 | 0% | 0% | 0% | 1 | 0.01868% | 0% | 0% | 1 |  |  |  | 0% | 0% | 1 | 24.8 | 0% | 0% | 3 | 68.26% | 0% | 0% | 2 | 0 | 2 | 0% | 0% | 0% | 1 | 0% | 0% | 0% | 1 | 0% | 0% | 0% | 1 | 0% | 0% | 0% | 1 | 0% | 0% | 0% | 1 | 0% | 0% | 0% | 1 | 0.2714% | 0% | 0% | 1 |  |  |  | 0% | 0% | 1 | 21.875 | 0% | 0% | 3 | 61.83% | 0% | 0% | 2 | 0 | 2 | 0% | 0% | 0% | 1 | 10.97% | 0% | 0% | 1 | 10.8% | 0% | 0% | 1 | 10.75% | 0% | 0% | 1 | 15.13% | 0% | 0% | 1 | 1.457% | 0% | 0% | 1 | 5.018% | 0% | 0% | 1 |  |  |  | 0% | 0% | 1 | 18.7393 | 0% | 0% | 2 | 50.78% | 0% | 0% | 2 | 0 | 2 | 0.3664% | 0% | 0.3664% | 1 | 17.87% | 0% | 0% | 1 | 16.81% | 0% | 0% | 1 | 17.1% | 0% | 0% | 1 | 28.43% | 0% | 0% | 1 | 9.723% | 0% | 0% | 1 | 7.307% | 0% | 0% | 1
211 | Poso Mountain | SPGE | 0 | 0 |  | 0% | 0% | 1 | 6.3618 | 0% | 0% | 1 | 0% | 0% | 0% | 1 | 1 | 1 | 57.82% | 0% | 57.82% | 3 | 63.16% | 0% | 0% | 2 | 0.6501% | 0% | 0% | 1 | 7.261% | 0% | 0% | 1 | 63.16% | 0% | 0% | 2 | 36.13% | 0% | 0% | 1 | 1.867% | 0% | 0% | 1 | 7 | 8 |  | 0% | 0% | 1 | 6.7866 | 0% | 0% | 1 | 5.63% | 0% | 0% | 1 | 1 | 1 | 48.28% | 0% | 48.28% | 2 | 73.93% | 0% | 0% | 3 | 22.37% | 0% | 0% | 1 | 34.55% | 0% | 0% | 1 | 75.89% | 0% | 0% | 3 | 40.23% | 0% | 0% | 1 | 1.586% | 0% | 0% | 1 | 6 | 10 |  | 0% | 0% | 1 | 7.6338 | 0% | 0% | 1 | 21.08% | 0% | 0% | 1 | 1 | 1 | 46.34% | 0% | 46.34% | 2 | 63.2% | 0% | 0% | 2 | 18% | 0% | 0% | 1 | 26.11% | 0% | 0% | 1 | 65.03% | 0% | 0% | 2 | 40.28% | 0% | 0% | 1 | 1.489% | 0% | 0% | 1 | 6 | 8 |  | 0% | 0% | 1 | 8.0477 | 0% | 0% | 1 | 29.18% | 0% | 0% | 1 | 1 | 1 | 41.22% | 0% | 41.22% | 2 | 50.93% | 0% | 0% | 2 | 12.51% | 0% | 0% | 1 | 21.58% | 0% | 0% | 1 | 54.7% | 0% | 0% | 2 | 36.57% | 0% | 0% | 1 | 1.492% | 0% | 0% | 1
212 | Walnut | GREATER LA METRO | 0 | 0 |  | 0% | 0% | 1 | 0 | 0% | 0% | 1 | 0% | 0% | 0% | 1 | 0 | 2 | 0% | 0% | 0% | 1 | 0% | 0% | 0% | 1 | 0% | 0% | 0% | 1 | 0% | 0% | 0% | 1 | 0% | 0% | 0% | 1 | 0% | 0% | 0% | 1 | 0% | 0% | 0% | 1 |  |  |  | 0% | 0% | 1 | 16.0968 | 0% | 0% | 2 | 0% | 0% | 0% | 1 | 0 | 2 | 16.01% | 83.99% | 100% | 5 | 53.57% | 0% | 0% | 2 | 0% | 0% | 0% | 1 | 0% | 0% | 0% | 1 | 53.57% | 0% | 0% | 2 | 38.74% | 0% | 0% | 1 | 18.14% | 0% | 0% | 1 |  |  |  | 0% | 0% | 1 | 9.8378 | 0% | 0% | 1 | 0% | 0% | 0% | 1 | 0 | 2 | 5.825% | 94.18% | 100% | 5 | 36.21% | 0% | 0% | 1 | 21.69% | 0% | 0% | 1 | 35.05% | 0% | 0% | 1 | 69.98% | 0% | 0% | 2 | 46.43% | 0% | 0% | 1 | 22.45% | 0% | 0% | 1 |  |  |  | 0% | 0% | 1 | 6.7631 | 0% | 0% | 1 | 4.357% | 0% | 0% | 1 | 0 | 2 | 12.07% | 74.07% | 86.14% | 5 | 24.6% | 0% | 0% | 1 | 27.2% | 0% | 0% | 1 | 36.94% | 0% | 0% | 1 | 65.24% | 0% | 0% | 2 | 39.32% | 0% | 0% | 1 | 23.97% | 0% | 0% | 1
213 | Chevmain | GREATER LA METRO | 0 | 0 |  | 0% | 0% | 1 | 5.6346 | 0% | 0% | 1 | 0% | 0% | 0% | 1 | 0 | 2 | 0% | 0% | 0% | 1 | 1.809% | 0% | 0% | 1 | 0% | 0% | 0% | 1 | 28.75% | 0% | 0% | 1 | 30.56% | 0% | 0% | 1 | 0% | 0% | 0% | 1 | 0% | 0% | 0% | 1 |  |  |  | 0% | 0% | 1 | 10.0673 | 0% | 0% | 1 | 0% | 0% | 0% | 1 | 0 | 2 | 20.72% | 0% | 20.72% | 2 | 2.89% | 0% | 0% | 1 | 30.56% | 0% | 0% | 1 | 55.07% | 0% | 0% | 2 | 57.96% | 0% | 0% | 2 | 0% | 0% | 0% | 1 | 0.1727% | 0% | 0% | 1 |  |  |  | 0% | 0% | 1 | 11.4413 | 0% | 0% | 1 | 0% | 0% | 0% | 1 | 0 | 2 | 17.75% | 1.347% | 19.1% | 2 | 1.431% | 0% | 0% | 1 | 2.895% | 0% | 0% | 1 | 58.93% | 0% | 0% | 2 | 60.36% | 0% | 0% | 2 | 7.291% | 0% | 0% | 1 | 3.318% | 0% | 0% | 1 |  |  |  | 0% | 0% | 1 | 21.681 | 0% | 0% | 3 | 0% | 0% | 0% | 1 | 0 | 2 | 22.79% | 25.64% | 48.43% | 4 | 11.42% | 0% | 0% | 1 | 15.9% | 0% | 0% | 1 | 43.65% | 0% | 0% | 1 | 49.59% | 0% | 0% | 1 | 11.68% | 0% | 0% | 1 | 8.342% | 0% | 0% | 1
214 | Long Beach |  | 0 | 0 |  | 0% | 0% | 1 | 11.2618 | 0% | 0% | 1 | 0% | 0% | 0% | 1 | 0 | 2 | 0% | 0% | 0% | 1 | 0% | 0% | 0% | 1 | 0% | 0% | 0% | 1 | 54.87% | 0% | 0% | 2 | 54.87% | 0% | 0% | 2 | 0% | 0% | 0% | 1 | 0.1386% | 0% | 0% | 1 |  |  |  | 0% | 0% | 1 | 26.44 | 0% | 0% | 3 | 0% | 0% | 0% | 1 | 0 | 2 | 0.1503% | 0% | 0.1503% | 1 | 0% | 0% | 0% | 1 | 10.41% | 0% | 0% | 1 | 62.33% | 0% | 0% | 2 | 62.33% | 0% | 0% | 2 | 0% | 0% | 0% | 1 | 0.4252% | 0% | 0% | 1 |  |  |  | 0% | 0% | 1 | 55.5 | 0% | 0% | 4 | 0% | 0% | 0% | 1 | 0 | 2 | 1.819% | 0% | 1.819% | 1 | 0.1433% | 0% | 0% | 1 | 9.329% | 0% | 0% | 1 | 68.55% | 0% | 0% | 2 | 68.69% | 0% | 0% | 2 | 0% | 0% | 0% | 1 | 0.4333% | 0% | 0% | 1 |  |  |  | 0% | 0% | 1 | 47 | 0% | 0% | 4 | 0% | 0% | 0% | 1 | 0 | 2 | 1.332% | 0% | 1.332% | 1 | 0.105% | 0% | 0% | 1 | 15.17% | 0% | 0% | 1 | 76.04% | 0% | 0% | 3 | 76.15% | 0% | 0% | 3 | 0% | 0% | 0% | 1 | 3.426% | 0% | 0% | 1
215 | Pit 1 | NORTHERN CALIFORNIA | 0 | 0 |  | 0% | 0% | 1 | 8.3556 | 0% | 0% | 1 | 0% | 0% | 0% | 1 | 0 | 2 | 86.66% | 0% | 86.66% | 5 | 50.78% | 0% | 0% | 2 | 71.19% | 0% | 0% | 3 | 83.49% | 0% | 0% | 3 | 96.98% | 0% | 0% | 5 | 57.36% | 0% | 0% | 2 | 3.923% | 0% | 0% | 1 |  |  |  | 0% | 0% | 1 | 7.7662 | 0% | 0% | 1 | 0% | 0% | 0% | 1 | 0 | 2 | 75.2% | 0% | 75.2% | 5 | 26.97% | 0% | 0% | 1 | 42.39% | 0% | 0% | 1 | 45.19% | 0% | 0% | 1 | 59.37% | 0% | 0% | 2 | 44.3% | 0% | 0% | 1 | 7.879% | 0% | 0% | 1 |  |  |  | 0% | 0% | 1 | 5.6983 | 0% | 0% | 1 | 3.571e-05% | 0% | 0% | 1 | 0 | 2 | 82.93% | 0% | 82.93% | 5 | 29.11% | 0% | 0% | 1 | 21.8% | 0% | 0% | 1 | 20.89% | 0% | 0% | 1 | 44.65% | 0% | 0% | 1 | 54.73% | 0% | 0% | 2 | 6.713% | 0% | 0% | 1 |  |  |  | 0% | 0% | 1 | 5 | 0% | 0% | 1 | 0.08094% | 0% | 0% | 1 | 0 | 2 | 87.58% | 0% | 87.58% | 5 | 36.08% | 0% | 0% | 1 | 15.37% | 0% | 0% | 1 | 13.35% | 0% | 0% | 1 | 46.74% | 0% | 0% | 1 | 58.79% | 0% | 0% | 2 | 6.337% | 0% | 0% | 1
216 | Cove Rd | NORTHERN CALIFORNIA | 0 | 0 |  | 0% | 0% | 1 | 6.8679 | 0% | 0% | 1 | 0.0566% | 0% | 0% | 1 | 0 | 2 | 100% | 0% | 100% | 5 | 62.22% | 0% | 0% | 2 | 14.22% | 0% | 0% | 1 | 22.59% | 0% | 0% | 1 | 64.51% | 0% | 0% | 2 | 50.94% | 0% | 0% | 2 | 4.456% | 0% | 0% | 1 |  |  |  | 0% | 0% | 1 | 5.0998 | 0% | 0% | 1 | 0.09386% | 0% | 0% | 1 | 0 | 2 | 90.17% | 9.324% | 99.49% | 5 | 54.94% | 0% | 0% | 2 | 22.77% | 0% | 0% | 1 | 31.17% | 0% | 0% | 1 | 68.69% | 0% | 0% | 2 | 65.67% | 0% | 0% | 2 | 5.401% | 0% | 0% | 1 |  |  |  | 0% | 0% | 1 | 4.8824 | 0% | 0% | 1 | 0.1037% | 0% | 0% | 1 | 0 | 2 | 86.45% | 10.56% | 97.01% | 5 | 51.94% | 0% | 0% | 2 | 21.45% | 0% | 0% | 1 | 24.88% | 0% | 0% | 1 | 64.55% | 0% | 0% | 2 | 63.84% | 0% | 0% | 2 | 6.772% | 0% | 0% | 1 |  |  |  | 0% | 0% | 1 | 5.0162 | 0% | 0% | 1 | 0.135% | 0% | 0% | 1 | 0 | 2 | 91.49% | 6.23% | 97.72% | 5 | 47.03% | 0% | 0% | 1 | 22.75% | 0% | 0% | 1 | 26.49% | 0% | 0% | 1 | 61.14% | 0% | 0% | 2 | 65.39% | 0% | 0% | 2 | 6.374% | 0% | 0% | 1
217 | Drum | NORTHERN CALIFORNIA | 0 | 0 |  | 0% | 0% | 1 | 10.3596 | 0% | 0% | 1 | 0% | 0% | 0% | 1 | 0 | 2 | 10.25% | 89.75% | 100% | 5 | 9.049% | 0% | 0% | 1 | 9.307% | 0% | 0% | 1 | 0.4596% | 0% | 0% | 1 | 18.36% | 0% | 0% | 1 | 21.32% | 0% | 0% | 1 | 0.9976% | 0% | 0% | 1 |  |  |  | 0% | 0% | 1 | 9.2437 | 0% | 0% | 1 | 0% | 0% | 0% | 1 | 0 | 2 | 40.88% | 58.29% | 99.18% | 5 | 19.22% | 0% | 0% | 1 | 14.39% | 0% | 0% | 1 | 6.718% | 0% | 0% | 1 | 34.23% | 0% | 0% | 1 | 34.7% | 0% | 0% | 1 | 1.852% | 0% | 0% | 1 |  |  |  | 0% | 0% | 1 | 11.5263 | 0% | 0% | 1 | 0.0163% | 0% | 0% | 1 | 0 | 2 | 39.24% | 53.08% | 92.32% | 5 | 27% | 0% | 0% | 1 | 15.87% | 0% | 0% | 1 | 17.43% | 0% | 0% | 1 | 47.13% | 0% | 0% | 1 | 36.87% | 0% | 0% | 1 | 2.911% | 0% | 0% | 1 |  |  |  | 0% | 0% | 1 | 13 | 0% | 0% | 2 | 0.04991% | 0% | 0% | 1 | 0 | 2 | 37.55% | 46.3% | 83.85% | 5 | 28.1% | 0% | 0% | 1 | 12.85% | 0% | 0% | 1 | 19.14% | 0% | 0% | 1 | 46.58% | 0% | 0% | 1 | 44.67% | 0% | 0% | 1 | 3.207% | 0% | 0% | 1
218 | Vierra | NORTHERN CALIFORNIA | 0 | 0 |  | 0% | 0% | 1 | 38.5 | 0% | 0% | 4 | 69.39% | 0% | 0% | 2 | 0 | 2 | 0% | 0% | 0% | 1 | 20.69% | 0% | 0% | 1 | 1.933% | 0% | 0% | 1 | 1.933% | 0% | 0% | 1 | 22.63% | 0% | 0% | 1 | 0% | 0% | 0% | 1 | 6.751% | 0% | 0% | 1 |  |  |  | 0% | 0% | 1 | 18.6667 | 0% | 0% | 2 | 69.71% | 0% | 0% | 2 | 0 | 2 | 0% | 0% | 0% | 1 | 19.73% | 0% | 0% | 1 | 12.39% | 0% | 0% | 1 | 12.39% | 0% | 0% | 1 | 25.03% | 0% | 0% | 1 | 0% | 0% | 0% | 1 | 5.113% | 0% | 0% | 1 |  |  |  | 0% | 0% | 1 | 16 | 0% | 0% | 2 | 69.7% | 0% | 0% | 2 | 0 | 2 | 0% | 0% | 0% | 1 | 28.05% | 0% | 0% | 1 | 13.55% | 0% | 0% | 1 | 13.53% | 0% | 0% | 1 | 34.55% | 0% | 0% | 1 | 1.104% | 0% | 0% | 1 | 3.647% | 0% | 0% | 1 |  |  |  | 0% | 0% | 1 | 14.9655 | 0% | 0% | 2 | 59.83% | 0% | 0% | 2 | 0 | 2 | 0% | 0% | 0% | 1 | 39.28% | 0% | 0% | 1 | 16.91% | 0% | 0% | 1 | 19.79% | 0% | 0% | 1 | 46.41% | 0% | 0% | 1 | 7.147% | 0% | 0% | 1 | 4.512% | 0% | 0% | 1
219 | Coyote | NORTHERN CALIFORNIA | 0 | 0 |  | 0% | 0% | 1 | 11.3834 | 0% | 0% | 1 | 6.214% | 0% | 0% | 1 | 0 | 2 | 58.87% | 0% | 58.87% | 3 | 99.73% | 0% | 0% | 5 | 53.9% | 0% | 0% | 2 | 63.81% | 0% | 0% | 2 | 99.95% | 0% | 0% | 5 | 39.11% | 0% | 0% | 1 | 3.349% | 0% | 0% | 1 |  |  |  | 0% | 0% | 1 | 10.0313 | 0% | 0% | 1 | 2.179% | 0% | 0% | 1 | 0 | 2 | 61.12% | 14.86% | 75.97% | 5 | 81.65% | 0% | 0% | 3 | 26.91% | 0% | 0% | 1 | 39.52% | 0% | 0% | 1 | 84.81% | 0% | 0% | 3 | 60.66% | 0% | 0% | 2 | 4.643% | 0% | 0% | 1 |  |  |  | 0% | 0% | 1 | 11.8421 | 0% | 0% | 1 | 1.556% | 0% | 0% | 1 | 0 | 2 | 64.61% | 23.99% | 88.59% | 5 | 71.94% | 0% | 0% | 3 | 24.93% | 0% | 0% | 1 | 41.57% | 0% | 0% | 1 | 79.17% | 0% | 0% | 3 | 64.83% | 0% | 0% | 2 | 3.785% | 0% | 0% | 1 |  |  |  | 0% | 0% | 1 | 15 | 0% | 0% | 2 | 2.987% | 0% | 0% | 1 | 0 | 2 | 60.07% | 28.47% | 88.55% | 5 | 67.42% | 0% | 0% | 2 | 26.03% | 0% | 0% | 1 | 46.19% | 0% | 0% | 1 | 82.92% | 0% | 0% | 3 | 61.14% | 0% | 0% | 2 | 3.265% | 0% | 0% | 1
220 | Metcalf | NORTHERN CALIFORNIA | 0 | 0 |  | 0% | 0% | 1 | 10.6133 | 0% | 0% | 1 | 6.138% | 0% | 0% | 1 | 0 | 2 | 57.58% | 0% | 57.58% | 3 | 99.48% | 0% | 0% | 5 | 55.6% | 0% | 0% | 2 | 65.56% | 0% | 0% | 2 | 99.7% | 0% | 0% | 5 | 38.37% | 0% | 0% | 1 | 3.245% | 0% | 0% | 1 |  |  |  | 0% | 0% | 1 | 9.8138 | 0% | 0% | 1 | 2.137% | 0% | 0% | 1 | 0 | 2 | 62.67% | 13.72% | 76.39% | 5 | 81.58% | 0% | 0% | 3 | 26.94% | 0% | 0% | 1 | 38.8% | 0% | 0% | 1 | 84.81% | 0% | 0% | 3 | 61% | 0% | 0% | 2 | 4.551% | 0% | 0% | 1 |  |  |  | 0% | 0% | 1 | 11.083 | 0% | 0% | 1 | 1.511% | 0% | 0% | 1 | 0 | 2 | 66.77% | 22.08% | 88.85% | 5 | 73.13% | 0% | 0% | 3 | 25.64% | 0% | 0% | 1 | 40.79% | 0% | 0% | 1 | 79.47% | 0% | 0% | 3 | 66.37% | 0% | 0% | 2 | 3.804% | 0% | 0% | 1 |  |  |  | 0% | 0% | 1 | 14.4654 | 0% | 0% | 2 | 2.919% | 0% | 0% | 1 | 0 | 2 | 60.85% | 27.83% | 88.68% | 5 | 67.47% | 0% | 0% | 2 | 26.34% | 0% | 0% | 1 | 45.93% | 0% | 0% | 1 | 82.74% | 0% | 0% | 3 | 61.6% | 0% | 0% | 2 | 3.276% | 0% | 0% | 1
221 | Diablo | SPGE | 0 | 0 |  | 0% | 0% | 1 | 3.7625 | 0% | 0% | 1 | 0% | 0% | 0% | 1 | 0 | 2 | 13.08% | 86.51% | 99.59% | 5 | 0.02522% | 0% | 0% | 1 | 5.786% | 0% | 0% | 1 | 56.33% | 0% | 0% | 2 | 56.33% | 0% | 0% | 2 | 63.63% | 0% | 0% | 2 | 6.915% | 0% | 0% | 1 |  |  |  | 0% | 0% | 1 | 8.1501 | 0% | 0% | 1 | 3.606% | 0% | 0% | 1 | 0 | 2 | 31.57% | 59.49% | 91.06% | 5 | 5.28% | 0% | 0% | 1 | 16.34% | 0% | 0% | 1 | 72.18% | 0% | 0% | 3 | 72.18% | 0% | 0% | 3 | 47.44% | 0% | 0% | 1 | 10.1% | 0% | 0% | 1 |  |  |  | 0% | 0% | 1 | 12.1114 | 0% | 0% | 2 | 5.395% | 0% | 0% | 1 | 0 | 2 | 42.22% | 32.75% | 74.97% | 5 | 18.14% | 0% | 0% | 1 | 14.89% | 0% | 0% | 1 | 66.72% | 0% | 0% | 2 | 70.56% | 0% | 0% | 3 | 46.62% | 0% | 0% | 1 | 9.258% | 0% | 0% | 1 |  |  |  | 0% | 0% | 1 | 9.5 | 0% | 0% | 1 | 5.973% | 0% | 0% | 1 | 0 | 2 | 38.64% | 33.92% | 72.56% | 5 | 37.06% | 0% | 0% | 1 | 23.78% | 0% | 0% | 1 | 49.98% | 0% | 0% | 1 | 66.02% | 0% | 0% | 2 | 46.94% | 0% | 0% | 1 | 9.311% | 0% | 0% | 1
222 | Coolwater | GREATER KRAMER | 350 | 3500 |  | 2573% | 22.51% | 5 | 21.86 | 532.6% | 34.42% | 5 | 8.181% | 4792% | 272.7% | 5 | 0 | 2 | 0% | 0% | 0% | 1 | 99.09% | 2547% | 22.5% | 5 | 81.49% | 125.4% | 5.767% | 4 | 55.14% | 51.73% | 0% | 3 | 99.09% | 2547% | 22.5% | 5 | 21.81% | 29.68% | 0% | 2 | 2.881% | 2547% | 22.5% | 5 | 18 | 24 |  | 65.38% | 0% | 3 | 20.1 | 44.32% | 0% | 3 | 3.582% | 0% | 0% | 1 | 0 | 2 | 0% | 0% | 0% | 1 | 83.68% | 42.82% | 0% | 3 | 36.23% | 10.96% | 0% | 1 | 25.26% | 9.352% | 0% | 1 | 85.6% | 48.55% | 0% | 3 | 35.89% | 10.9% | 0% | 1 | 3.713% | 48.55% | 0% | 2 | 10 | 11 |  | 13.28% | 0% | 1 | 23.9231 | 41.93% | 0% | 3 | 3.713% | 0% | 0% | 1 | 0 | 2 | 0% | 0% | 0% | 1 | 61.16% | 10.4% | 0% | 2 | 32.04% | 5.945% | 0% | 1 | 16.97% | 4.865% | 0% | 1 | 63.86% | 11.18% | 0% | 2 | 25.75% | 5.44% | 0% | 1 | 2.81% | 11.18% | 0% | 1 | 8 | 8 |  | 9.015% | 0% | 1 | 21.6125 | 22.31% | 0% | 3 | 3.172% | 0% | 0% | 1 | 0 | 2 | 0% | 0% | 0% | 1 | 52.83% | 4.826% | 0% | 2 | 29.27% | 3.218% | 0% | 1 | 19.21% | 2.818% | 0% | 1 | 59.6% | 5.635% | 0% | 2 | 38.85% | 3.723% | 0% | 1 | 2.778% | 5.635% | 0% | 1
223 | San Onofre | GREATER LA METRO | 0 | 0 |  | 0% | 0% | 1 | 11.0948 | 0% | 0% | 1 | 0% | 0% | 0% | 1 | 0 | 2 | 31.58% | 0% | 31.58% | 2 | 0% | 0% | 0% | 1 | 78.6% | 0% | 0% | 3 | 82.01% | 0% | 0% | 3 | 82.01% | 0% | 0% | 3 | 0.5933% | 0% | 0% | 1 | 7.224% | 0% | 0% | 1 |  |  |  | 0% | 0% | 1 | 6.0754 | 0% | 0% | 1 | 0% | 0% | 0% | 1 | 0 | 2 | 95.67% | 0% | 95.67% | 5 | 7.669% | 0% | 0% | 1 | 75.18% | 0% | 0% | 3 | 75.56% | 0% | 0% | 3 | 75.56% | 0% | 0% | 3 | 63.59% | 0% | 0% | 2 | 5.415% | 0% | 0% | 1 |  |  |  | 0% | 0% | 1 | 29.56 | 0% | 0% | 3 | 0.3913% | 0% | 0% | 1 | 0 | 2 | 87.94% | 3.854% | 91.8% | 5 | 48.15% | 0% | 0% | 1 | 58.41% | 0% | 0% | 2 | 67.07% | 0% | 0% | 2 | 84.73% | 0% | 0% | 3 | 49.91% | 0% | 0% | 1 | 7.155% | 0% | 0% | 1 |  |  |  | 0% | 0% | 1 | 32.9667 | 0% | 0% | 4 | 1.117% | 0% | 0% | 1 | 0 | 2 | 56.53% | 38.94% | 95.47% | 5 | 55.38% | 0% | 0% | 2 | 47.13% | 0% | 0% | 1 | 48.76% | 0% | 0% | 1 | 85.55% | 0% | 0% | 3 | 28.39% | 0% | 0% | 1 | 6.308% | 0% | 0% | 1
224 | Woodland | NORTHERN CALIFORNIA | 12 | 120 |  | 6.219% | 0% | 1 | 9.9492 | 3.307% | 0% | 1 | 67.03% | 2.284% | 0% | 2 | 0 | 2 | 0% | 0% | 0% | 1 | 56.74% | 0.9254% | 0% | 2 | 23.81% | 0.5254% | 0% | 1 | 26.42% | 0.5441% | 0% | 1 | 68.74% | 1.281% | 0% | 2 | 0% | 0.4003% | 0% | 1 | 7.567% | 1.281% | 0% | 1 | 7 | 8 |  | 1.115% | 0% | 1 | 9.2967 | 0.7199% | 0% | 1 | 63.27% | 0.4292% | 0% | 2 | 0 | 2 | 0% | 0% | 0% | 1 | 48.1% | 0.1667% | 0% | 1 | 19.24% | 0.1071% | 0% | 1 | 30.06% | 0.1237% | 0% | 1 | 61.13% | 0.2226% | 0% | 2 | 0% | 0.08652% | 0% | 1 | 6.036% | 0.2226% | 0% | 1 | 7 | 7 |  | 0.874% | 0% | 1 | 9 | 0.4024% | 0% | 1 | 66.16% | 0.4292% | 0% | 2 | 0 | 2 | 0.007451% | 0% | 0.007451% | 1 | 44.55% | 0.06887% | 0% | 1 | 13.21% | 0.044% | 0% | 1 | 39.08% | 0.06269% | 0% | 1 | 68.08% | 0.1196% | 0% | 2 | 0.2231% | 0.03827% | 0% | 1 | 4.601% | 0.1196% | 0% | 1 | 7 | 7 |  | 0.3862% | 0% | 1 | 8.9415 | 0.2077% | 0% | 1 | 59.41% | 0.4292% | 0% | 2 | 0 | 2 | 3.999% | 0% | 3.999% | 1 | 46.32% | 0.0411% | 0% | 1 | 10.57% | 0.02467% | 0% | 1 | 38.6% | 0.03593% | 0% | 1 | 67.79% | 0.0685% | 0% | 2 | 4.51% | 0.02311% | 0% | 1 | 5.144% | 0.0685% | 0% | 1
225 | Donnells PP | NORTHERN CALIFORNIA | 0 | 0 |  | 0% | 0% | 1 | 4.7911 | 0% | 0% | 1 | 0% | 0% | 0% | 1 | 0 | 2 | 66.03% | 21.76% | 87.79% | 5 | 0% | 0% | 0% | 1 | 12.41% | 0% | 0% | 1 | 12.54% | 0% | 0% | 1 | 12.54% | 0% | 0% | 1 | 65.02% | 0% | 0% | 2 | 1.228% | 0% | 0% | 1 |  |  |  | 0% | 0% | 1 | 4.0505 | 0% | 0% | 1 | 0% | 0% | 0% | 1 | 0 | 2 | 53.32% | 18.22% | 71.53% | 3 | 2.221% | 0% | 0% | 1 | 5.306% | 0% | 0% | 1 | 16.7% | 0% | 0% | 1 | 19.16% | 0% | 0% | 1 | 68.32% | 0% | 0% | 2 | 2.394% | 0% | 0% | 1 |  |  |  | 0% | 0% | 1 | 6.3997 | 0% | 0% | 1 | 0% | 0% | 0% | 1 | 0 | 2 | 54.41% | 18.91% | 73.32% | 3 | 9.248% | 0% | 0% | 1 | 6.905% | 0% | 0% | 1 | 18.88% | 0% | 0% | 1 | 26.22% | 0% | 0% | 1 | 64.1% | 0% | 0% | 2 | 2.462% | 0% | 0% | 1 |  |  |  | 0% | 0% | 1 | 10.7086 | 0% | 0% | 1 | 0% | 0% | 0% | 1 | 0 | 2 | 55.68% | 23.44% | 79.11% | 5 | 12.23% | 0% | 0% | 1 | 9.733% | 0% | 0% | 1 | 19.5% | 0% | 0% | 1 | 29.8% | 0% | 0% | 1 | 56.54% | 0% | 0% | 2 | 2.443% | 0% | 0% | 1
226 | Mandalay | GREATER LA METRO | 0 | 0 |  | 0% | 0% | 1 | 21.5421 | 0% | 0% | 3 | 35.15% | 0% | 0% | 1 | 0 | 2 | 1.824% | 0% | 1.824% | 1 | 0% | 0% | 0% | 1 | 0% | 0% | 0% | 1 | 92.01% | 0% | 0% | 4 | 92.01% | 0% | 0% | 4 | 0% | 0% | 0% | 1 | 2.405% | 0% | 0% | 1 |  |  |  | 0% | 0% | 1 | 11.3182 | 0% | 0% | 1 | 11.47% | 0% | 0% | 1 | 0 | 2 | 0.6536% | 47.44% | 48.09% | 5 | 1.177% | 0% | 0% | 1 | 7.509% | 0% | 0% | 1 | 15.7% | 0% | 0% | 1 | 15.7% | 0% | 0% | 1 | 13.66% | 0% | 0% | 1 | 7.471% | 0% | 0% | 1 |  |  |  | 0% | 0% | 1 | 9.7694 | 0% | 0% | 1 | 15.22% | 0% | 0% | 1 | 0 | 2 | 4.376% | 58.14% | 62.52% | 5 | 18.78% | 0% | 0% | 1 | 8.003% | 0% | 0% | 1 | 14.1% | 0% | 0% | 1 | 29.78% | 0% | 0% | 1 | 27.86% | 0% | 0% | 1 | 6.86% | 0% | 0% | 1 |  |  |  | 0% | 0% | 1 | 11.3417 | 0% | 0% | 1 | 16.55% | 0% | 0% | 1 | 0 | 2 | 4.771% | 66.85% | 71.62% | 5 | 28.25% | 0% | 0% | 1 | 5.578% | 0% | 0% | 1 | 12.84% | 0% | 0% | 1 | 38.04% | 0% | 0% | 1 | 24.62% | 0% | 0% | 1 | 7.026% | 0% | 0% | 1
227 | North Gila | ARIZONA MINOR | 0 | 0 |  | 0% | 0% | 1 | 6.9521 | 0% | 0% | 1 | 62.76% | 0% | 0% | 2 | 0 | 2 | 0% | 0% | 0% | 1 | 0% | 0% | 0% | 1 | 97.78% | 0% | 0% | 5 | 97.78% | 0% | 0% | 5 | 97.78% | 0% | 0% | 5 | 0% | 0% | 0% | 1 | 7.055% | 0% | 0% | 1 |  |  |  | 0% | 0% | 1 | 4.3684 | 0% | 0% | 1 | 36.15% | 0% | 0% | 1 | 0 | 2 | 0% | 0% | 0% | 1 | 1.042% | 0% | 0% | 1 | 79.13% | 0% | 0% | 3 | 71.75% | 0% | 0% | 3 | 79.21% | 0% | 0% | 3 | 38.07% | 0% | 0% | 1 | 5.349% | 0% | 0% | 1 |  |  |  | 0% | 0% | 1 | 3.675 | 0% | 0% | 1 | 20.16% | 0% | 0% | 1 | 0 | 2 | 0% | 0% | 0% | 1 | 0.6% | 0% | 0% | 1 | 60.39% | 0% | 0% | 2 | 56.51% | 0% | 0% | 2 | 60.49% | 0% | 0% | 2 | 53.97% | 0% | 0% | 2 | 5.107% | 0% | 0% | 1 |  |  |  | 0% | 0% | 1 | 3.6662 | 0% | 0% | 1 | 15.69% | 0% | 0% | 1 | 0 | 2 | 0% | 0% | 0% | 1 | 0.5007% | 0% | 0% | 1 | 52.77% | 0% | 0% | 2 | 45.87% | 0% | 0% | 1 | 52.84% | 0% | 0% | 2 | 51.42% | 0% | 0% | 2 | 4.407% | 0% | 0% | 1
228 | Eight Mile | NORTHERN CALIFORNIA | 0 | 0 |  | 0% | 0% | 1 | 11.9198 | 0% | 0% | 1 | 67.65% | 0% | 0% | 2 | 1 | 1 | 0% | 0% | 0% | 1 | 0% | 0% | 0% | 1 | 38.19% | 0% | 0% | 1 | 47.14% | 0% | 0% | 1 | 47.14% | 0% | 0% | 1 | 0% | 0% | 0% | 1 | 4.752% | 0% | 0% | 1 |  |  |  | 0% | 0% | 1 | 12 | 0% | 0% | 2 | 73.65% | 0% | 0% | 2 | 1 | 1 | 0% | 0% | 0% | 1 | 12.94% | 0% | 0% | 1 | 23.55% | 0% | 0% | 1 | 26.2% | 0% | 0% | 1 | 31.72% | 0% | 0% | 1 | 0% | 0% | 0% | 1 | 6.301% | 0% | 0% | 1 |  |  |  | 0% | 0% | 1 | 13.3495 | 0% | 0% | 2 | 67.07% | 0% | 0% | 2 | 1 | 1 | 0% | 0% | 0% | 1 | 10.41% | 0% | 0% | 1 | 14.43% | 0% | 0% | 1 | 19.26% | 0% | 0% | 1 | 26.39% | 0% | 0% | 1 | 0% | 0% | 0% | 1 | 7.252% | 0% | 0% | 1 |  |  |  | 0% | 0% | 1 | 13.2719 | 0% | 0% | 2 | 57.71% | 0% | 0% | 2 | 1 | 1 | 0% | 0% | 0% | 1 | 12.14% | 0% | 0% | 1 | 13.8% | 0% | 0% | 1 | 22.31% | 0% | 0% | 1 | 31.11% | 0% | 0% | 1 | 0.8448% | 0% | 0% | 1 | 8.87% | 0% | 0% | 1
229 | Kern Power | SPGE | 0 | 0 |  | 0% | 0% | 1 | 76 | 0% | 0% | 4 | 68.64% | 0% | 0% | 2 | 1 | 1 | 0% | 0% | 0% | 1 | 63.67% | 0% | 0% | 2 | 21.11% | 0% | 0% | 1 | 25.48% | 0% | 0% | 1 | 63.67% | 0% | 0% | 2 | 0% | 0% | 0% | 1 | 2.756% | 0% | 0% | 1 |  |  |  | 0% | 0% | 1 | 16.0983 | 0% | 0% | 2 | 48.85% | 0% | 0% | 1 | 1 | 1 | 0% | 0% | 0% | 1 | 33.41% | 0% | 0% | 1 | 17.35% | 0% | 0% | 1 | 36.09% | 0% | 0% | 1 | 49.97% | 0% | 0% | 1 | 0.5004% | 0% | 0% | 1 | 9.74% | 0% | 0% | 1 |  |  |  | 0% | 0% | 1 | 11.9485 | 0% | 0% | 1 | 46.45% | 0% | 0% | 1 | 1 | 1 | 3.681% | 0% | 3.681% | 1 | 31.46% | 0% | 0% | 1 | 17.44% | 0% | 0% | 1 | 31.57% | 0% | 0% | 1 | 49.02% | 0% | 0% | 1 | 3.472% | 0% | 0% | 1 | 6.762% | 0% | 0% | 1 |  |  |  | 0% | 0% | 1 | 9.3333 | 0% | 0% | 1 | 46.07% | 0% | 0% | 1 | 1 | 1 | 10.52% | 0% | 10.52% | 1 | 30.69% | 0% | 0% | 1 | 21.83% | 0% | 0% | 1 | 38.39% | 0% | 0% | 1 | 53.59% | 0% | 0% | 2 | 8.782% | 0% | 0% | 1 | 4.46% | 0% | 0% | 1
230 | Renfro | SPGE | 0 | 0 |  | 0% | 0% | 1 | 25.105 | 0% | 0% | 3 | 65.87% | 0% | 0% | 2 | 1 | 1 | 0% | 0% | 0% | 1 | 43.05% | 0% | 0% | 1 | 20.55% | 0% | 0% | 1 | 56.45% | 0% | 0% | 2 | 62.32% | 0% | 0% | 2 | 0% | 0% | 0% | 1 | 14.4% | 0% | 0% | 1 |  |  |  | 0% | 0% | 1 | 15.7835 | 0% | 0% | 2 | 52.71% | 0% | 0% | 2 | 1 | 1 | 0% | 0% | 0% | 1 | 27.9% | 0% | 0% | 1 | 25.35% | 0% | 0% | 1 | 43.61% | 0% | 0% | 1 | 49.81% | 0% | 0% | 1 | 0.4329% | 0% | 0% | 1 | 12.96% | 0% | 0% | 1 |  |  |  | 0% | 0% | 1 | 11.5 | 0% | 0% | 1 | 51.24% | 0% | 0% | 2 | 1 | 1 | 0.2263% | 0% | 0.2263% | 1 | 26.61% | 0% | 0% | 1 | 21.37% | 0% | 0% | 1 | 37.87% | 0% | 0% | 1 | 50.97% | 0% | 0% | 2 | 1.82% | 0% | 0% | 1 | 6.812% | 0% | 0% | 1 |  |  |  | 0% | 0% | 1 | 9.5417 | 0% | 0% | 1 | 47.13% | 0% | 0% | 1 | 1 | 1 | 5.624% | 0% | 5.624% | 1 | 27.06% | 0% | 0% | 1 | 21.5% | 0% | 0% | 1 | 39.6% | 0% | 0% | 1 | 54% | 0% | 0% | 2 | 4.271% | 0% | 0% | 1 | 4.496% | 0% | 0% | 1
231 | Highwind | GREATER TEHACHAPI | 0 | 0 |  | 0% | 0% | 1 | 17.7909 | 0% | 0% | 2 | 2.009% | 0% | 0% | 1 | 0 | 2 | 90.71% | 4.64% | 95.35% | 5 | 64.56% | 0% | 0% | 2 | 22.14% | 0% | 0% | 1 | 86.47% | 0% | 0% | 3 | 95.26% | 0% | 0% | 5 | 25.76% | 0% | 0% | 1 | 2.47% | 0% | 0% | 1 |  |  |  | 0% | 0% | 1 | 24 | 0% | 0% | 3 | 0.8863% | 0% | 0% | 1 | 0 | 2 | 53% | 15.61% | 68.61% | 3 | 38.81% | 0% | 0% | 1 | 18.24% | 0% | 0% | 1 | 48.58% | 0% | 0% | 1 | 68.79% | 0% | 0% | 2 | 30.17% | 0% | 0% | 1 | 1.507% | 0% | 0% | 1 |  |  |  | 0% | 0% | 1 | 28 | 0% | 0% | 3 | 1.907% | 0% | 0% | 1 | 0 | 2 | 45.72% | 17.04% | 62.76% | 3 | 31.58% | 0% | 0% | 1 | 20.9% | 0% | 0% | 1 | 33.8% | 0% | 0% | 1 | 58.36% | 0% | 0% | 2 | 33.02% | 0% | 0% | 1 | 1.211% | 0% | 0% | 1 |  |  |  | 0% | 0% | 1 | 29.3333 | 0% | 0% | 3 | 1.723% | 0% | 0% | 1 | 0 | 2 | 40.94% | 13.31% | 54.24% | 3 | 38.84% | 0% | 0% | 1 | 19.18% | 0% | 0% | 1 | 26.23% | 0% | 0% | 1 | 58.85% | 0% | 0% | 2 | 36.4% | 0% | 0% | 1 | 1.182% | 0% | 0% | 1
232 | Sylmar | GREATER LA METRO | 0 | 0 |  | 0% | 0% | 1 | 11.6873 | 0% | 0% | 1 | 0.1554% | 0% | 0% | 1 | 0 | 2 | 0.1842% | 99.82% | 100% | 5 | 31.91% | 0% | 0% | 1 | 0% | 0% | 0% | 1 | 9.983% | 0% | 0% | 1 | 41.89% | 0% | 0% | 1 | 35.64% | 0% | 0% | 1 | 15.57% | 0% | 0% | 1 |  |  |  | 0% | 0% | 1 | 17 | 0% | 0% | 2 | 0.046% | 0% | 0% | 1 | 0 | 2 | 0.04489% | 99.96% | 100% | 5 | 33.85% | 0% | 0% | 1 | 5.28% | 0% | 0% | 1 | 13.93% | 0% | 0% | 1 | 47.78% | 0% | 0% | 1 | 49.82% | 0% | 0% | 1 | 11.01% | 0% | 0% | 1 |  |  |  | 0% | 0% | 1 | 20.5 | 0% | 0% | 3 | 1.336% | 0% | 0% | 1 | 0 | 2 | 2.963% | 97.04% | 100% | 5 | 40.06% | 0% | 0% | 1 | 3.218% | 0% | 0% | 1 | 13.85% | 0% | 0% | 1 | 51.08% | 0% | 0% | 2 | 44.5% | 0% | 0% | 1 | 11.06% | 0% | 0% | 1 |  |  |  | 0% | 0% | 1 | 17.68 | 0% | 0% | 2 | 2.399% | 0% | 0% | 1 | 0 | 2 | 4.046% | 95.88% | 99.92% | 5 | 47.89% | 0% | 0% | 1 | 4.298% | 0% | 0% | 1 | 9.463% | 0% | 0% | 1 | 55.02% | 0% | 0% | 2 | 48.43% | 0% | 0% | 1 | 11.58% | 0% | 0% | 1
233 | Westley | SPGE | 220 | 2200 |  | 558.7% | 4.946% | 4 | 10.8792 | 660.8% | 5.529% | 3 | 86.34% | 128.8% | 1.544% | 4 | 1 | 1 | 0% | 0% | 0% | 1 | 70.37% | 20.12% | 0% | 3 | 16.68% | 7.154% | 0% | 1 | 11.69% | 6.749% | 0% | 1 | 76.18% | 25.02% | 0% | 3 | 0.1779% | 5.971% | 0% | 1 | 4.186% | 25.02% | 0% | 2 | 13 | 11 |  | 59.53% | 0% | 3 | 12.5637 | 13.16% | 0% | 2 | 62.11% | 17.02% | 0% | 2 | 1 | 1 | 5.36% | 0% | 5.36% | 1 | 67.85% | 4.578% | 0% | 2 | 24.13% | 1.94% | 0% | 1 | 26.83% | 2.012% | 0% | 1 | 75.14% | 5.921% | 0% | 3 | 15.49% | 1.742% | 0% | 1 | 4.057% | 5.921% | 0% | 1 | 9 | 9 |  | 14.05% | 0% | 1 | 13.6419 | 3.865% | 0% | 2 | 55.3% | 17.02% | 0% | 2 | 1 | 1 | 10.02% | 0% | 10.02% | 1 | 57.54% | 1.74% | 0% | 2 | 17.05% | 0.8907% | 0% | 1 | 20.88% | 0.9339% | 0% | 1 | 61.9% | 1.939% | 0% | 2 | 22.65% | 0.9551% | 0% | 1 | 3.437% | 1.939% | 0% | 1 | 7 | 8 |  | 4.814% | 0% | 1 | 14.8524 | 2.135% | 0% | 2 | 49.06% | 17.02% | 0% | 1 | 1 | 1 | 12.6% | 0% | 12.6% | 1 | 52.23% | 0.9093% | 0% | 2 | 16.87% | 0.5225% | 0% | 1 | 20.92% | 0.5493% | 0% | 1 | 57.18% | 1.015% | 0% | 2 | 26.18% | 0.5884% | 0% | 1 | 3.136% | 1.015% | 0% | 1
234 | GWF Hanford | SPGE | 0 | 0 |  | 0% | 0% | 1 | 11.7763 | 0% | 0% | 1 | 29.05% | 0% | 0% | 1 | 0 | 2 | 0% | 0% | 0% | 1 | 0% | 0% | 0% | 1 | 0% | 0% | 0% | 1 | 3.412% | 0% | 0% | 1 | 3.412% | 0% | 0% | 1 | 0% | 0% | 0% | 1 | 1.184% | 0% | 0% | 1 |  |  |  | 0% | 0% | 1 | 11.2045 | 0% | 0% | 1 | 35.77% | 0% | 0% | 1 | 0 | 2 | 0% | 0% | 0% | 1 | 0.5443% | 0% | 0% | 1 | 1.596% | 0% | 0% | 1 | 10.46% | 0% | 0% | 1 | 10.51% | 0% | 0% | 1 | 0% | 0% | 0% | 1 | 4.119% | 0% | 0% | 1 |  |  |  | 0% | 0% | 1 | 11.3855 | 0% | 0% | 1 | 39.62% | 0% | 0% | 1 | 0 | 2 | 0% | 0% | 0% | 1 | 6.921% | 0% | 0% | 1 | 3.395% | 0% | 0% | 1 | 9.082% | 0% | 0% | 1 | 15.35% | 0% | 0% | 1 | 0% | 0% | 0% | 1 | 3.252% | 0% | 0% | 1 |  |  |  | 0% | 0% | 1 | 10.7191 | 0% | 0% | 1 | 41.27% | 0% | 0% | 1 | 0 | 2 | 0% | 0% | 0% | 1 | 8.922% | 0% | 0% | 1 | 4.765% | 0% | 0% | 1 | 8.722% | 0% | 0% | 1 | 16.67% | 0% | 0% | 1 | 0% | 0% | 0% | 1 | 3.051% | 0% | 0% | 1
235 | Tevis | SPGE | 0 | 0 |  | 0% | 0% | 1 | 24 | 0% | 0% | 3 | 43.7% | 0% | 0% | 1 | 1 | 1 | 0% | 0% | 0% | 1 | 42.88% | 0% | 0% | 1 | 38.23% | 0% | 0% | 1 | 70.99% | 0% | 0% | 3 | 70.99% | 0% | 0% | 3 | 1.704% | 0% | 0% | 1 | 21.11% | 0% | 0% | 1 |  |  |  | 0% | 0% | 1 | 16.2911 | 0% | 0% | 2 | 48.77% | 0% | 0% | 1 | 1 | 1 | 0% | 0% | 0% | 1 | 27.04% | 0% | 0% | 1 | 33.33% | 0% | 0% | 1 | 56.18% | 0% | 0% | 2 | 58.35% | 0% | 0% | 2 | 0.4525% | 0% | 0% | 1 | 12.17% | 0% | 0% | 1 |  |  |  | 0% | 0% | 1 | 10.5926 | 0% | 0% | 1 | 46.57% | 0% | 0% | 1 | 1 | 1 | 0% | 0% | 0% | 1 | 19.76% | 0% | 0% | 1 | 30.39% | 0% | 0% | 1 | 45.78% | 0% | 0% | 1 | 52.15% | 0% | 0% | 2 | 0.403% | 0% | 0% | 1 | 6.94% | 0% | 0% | 1 |  |  |  | 0% | 0% | 1 | 9.4737 | 0% | 0% | 1 | 51.53% | 0% | 0% | 2 | 1 | 1 | 3.495% | 0% | 3.495% | 1 | 22.16% | 0% | 0% | 1 | 21.32% | 0% | 0% | 1 | 39.06% | 0% | 0% | 1 | 49.83% | 0% | 0% | 1 | 3.022% | 0% | 0% | 1 | 4.42% | 0% | 0% | 1
236 | Otay Mesa | SAN DIEGO | 0 | 0 |  | 0% | 0% | 1 | 13 | 0% | 0% | 2 | 0% | 0% | 0% | 1 | 0 | 2 | 91.14% | 0.8114% | 91.95% | 5 | 6.04% | 0% | 0% | 1 | 90.23% | 0% | 0% | 4 | 96.68% | 0% | 0% | 5 | 96.77% | 0% | 0% | 5 | 17.37% | 0% | 0% | 1 | 11.38% | 0% | 0% | 1 |  |  |  | 0% | 0% | 1 | 14.0432 | 0% | 0% | 2 | 0.09% | 0% | 0% | 1 | 0 | 2 | 54.37% | 41.38% | 95.75% | 5 | 10.85% | 0% | 0% | 1 | 88.04% | 0% | 0% | 3 | 95.17% | 0% | 0% | 5 | 96.63% | 0% | 0% | 5 | 46.07% | 0% | 0% | 1 | 5.941% | 0% | 0% | 1 |  |  |  | 0% | 0% | 1 | 15 | 0% | 0% | 2 | 0.1475% | 0% | 0% | 1 | 0 | 2 | 20.5% | 76.14% | 96.64% | 5 | 25.96% | 0% | 0% | 1 | 61.4% | 0% | 0% | 2 | 90.76% | 0% | 0% | 4 | 91.88% | 0% | 0% | 4 | 44.22% | 0% | 0% | 1 | 4.694% | 0% | 0% | 1 |  |  |  | 0% | 0% | 1 | 20.1368 | 0% | 0% | 3 | 0.1019% | 0% | 0% | 1 | 0 | 2 | 10.58% | 81.83% | 92.41% | 5 | 15.31% | 0% | 0% | 1 | 41.2% | 0% | 0% | 1 | 79.37% | 0% | 0% | 3 | 80.38% | 0% | 0% | 3 | 46.9% | 0% | 0% | 1 | 3.603% | 0% | 0% | 1
237 | Redondo | GREATER LA METRO | 0 | 0 |  | 0% | 0% | 1 | 17.9274 | 0% | 0% | 2 | 0% | 0% | 0% | 1 | 0 | 2 | 24.42% | 0% | 24.42% | 2 | 5.933% | 0% | 0% | 1 | 0% | 0% | 0% | 1 | 48.52% | 0% | 0% | 1 | 54.45% | 0% | 0% | 2 | 0% | 0% | 0% | 1 | 0% | 0% | 0% | 1 |  |  |  | 0% | 0% | 1 | 19.4615 | 0% | 0% | 2 | 0% | 0% | 0% | 1 | 0 | 2 | 16.69% | 0% | 16.69% | 1 | 1.315% | 0% | 0% | 1 | 12.41% | 0% | 0% | 1 | 74.52% | 0% | 0% | 3 | 75.84% | 0% | 0% | 3 | 0% | 0% | 0% | 1 | 0.07856% | 0% | 0% | 1 |  |  |  | 0% | 0% | 1 | 10.0999 | 0% | 0% | 1 | 0% | 0% | 0% | 1 | 0 | 2 | 2.673% | 0% | 2.673% | 1 | 0.2106% | 0% | 0% | 1 | 2.446% | 0% | 0% | 1 | 54.35% | 0% | 0% | 2 | 54.56% | 0% | 0% | 2 | 0% | 0% | 0% | 1 | 0.1382% | 0% | 0% | 1 |  |  |  | 0% | 0% | 1 | 23.3056 | 0% | 0% | 3 | 0% | 0% | 0% | 1 | 0 | 2 | 16.38% | 6.654% | 23.04% | 2 | 4.72% | 0% | 0% | 1 | 6.282% | 0% | 0% | 1 | 46.96% | 0% | 0% | 1 | 51.68% | 0% | 0% | 2 | 7.627% | 0% | 0% | 1 | 4.164% | 0% | 0% | 1
238 | Arkansas | GREATER IMPERIAL | 0 | 0 |  | 0% | 0% | 1 | 7.4187 | 0% | 0% | 1 | 38.99% | 0% | 0% | 1 | 0 | 2 | 0% | 0% | 0% | 1 | 3.937% | 0% | 0% | 1 | 12.84% | 0% | 0% | 1 | 31.55% | 0% | 0% | 1 | 31.55% | 0% | 0% | 1 | 0% | 0% | 0% | 1 | 3.027% | 0% | 0% | 1 |  |  |  | 0% | 0% | 1 | 8 | 0% | 0% | 1 | 47.84% | 0% | 0% | 1 | 0 | 2 | 0% | 0% | 0% | 1 | 5.54% | 0% | 0% | 1 | 27.67% | 0% | 0% | 1 | 40.58% | 0% | 0% | 1 | 41.73% | 0% | 0% | 1 | 0.3838% | 0% | 0% | 1 | 6.576% | 0% | 0% | 1 |  |  |  | 0% | 0% | 1 | 8.1377 | 0% | 0% | 1 | 52.48% | 0% | 0% | 2 | 0 | 2 | 0% | 0% | 0% | 1 | 3.964% | 0% | 0% | 1 | 29.27% | 0% | 0% | 1 | 35.38% | 0% | 0% | 1 | 38.77% | 0% | 0% | 1 | 1.172% | 0% | 0% | 1 | 6.224% | 0% | 0% | 1 |  |  |  | 0% | 0% | 1 | 8.1359 | 0% | 0% | 1 | 50.94% | 0% | 0% | 2 | 0 | 2 | 0% | 0% | 0% | 1 | 4.139% | 0% | 0% | 1 | 23.13% | 0% | 0% | 1 | 27.52% | 0% | 0% | 1 | 31.3% | 0% | 0% | 1 | 3.954% | 0% | 0% | 1 | 6.176% | 0% | 0% | 1
239 | Cal Water | SPGE | 0 | 0 |  | 0% | 0% | 1 | 12.5433 | 0% | 0% | 2 | 5.427% | 0% | 0% | 1 | 1 | 1 | 19.25% | 0% | 19.25% | 1 | 89.04% | 0% | 0% | 3 | 41.53% | 0% | 0% | 1 | 53.33% | 0% | 0% | 2 | 89.19% | 0% | 0% | 3 | 19.11% | 0% | 0% | 1 | 2.301% | 0% | 0% | 1 |  |  |  | 0% | 0% | 1 | 8.1471 | 0% | 0% | 1 | 16.03% | 0% | 0% | 1 | 1 | 1 | 38.04% | 0% | 38.04% | 2 | 69.66% | 0% | 0% | 2 | 20.62% | 0% | 0% | 1 | 29.71% | 0% | 0% | 1 | 70.07% | 0% | 0% | 3 | 33.53% | 0% | 0% | 1 | 1.865% | 0% | 0% | 1 |  |  |  | 0% | 0% | 1 | 8.6667 | 0% | 0% | 1 | 23.19% | 0% | 0% | 1 | 1 | 1 | 40.17% | 0% | 40.17% | 2 | 57.98% | 0% | 0% | 2 | 18.53% | 0% | 0% | 1 | 30.63% | 0% | 0% | 1 | 62% | 0% | 0% | 2 | 35.03% | 0% | 0% | 1 | 1.615% | 0% | 0% | 1 |  |  |  | 0% | 0% | 1 | 8.6543 | 0% | 0% | 1 | 32.58% | 0% | 0% | 1 | 1 | 1 | 34.85% | 1.073% | 35.92% | 2 | 52.38% | 0% | 0% | 2 | 18.98% | 0% | 0% | 1 | 31.23% | 0% | 0% | 1 | 60.31% | 0% | 0% | 2 | 31.81% | 0% | 0% | 1 | 2.822% | 0% | 0% | 1
240 | Grimway | SPGE | 0 | 0 |  | 0% | 0% | 1 | 10.3901 | 0% | 0% | 1 | 87.65% | 0% | 0% | 3 | 1 | 1 | 0% | 0% | 0% | 1 | 0.3762% | 0% | 0% | 1 | 0% | 0% | 0% | 1 | 15.41% | 0% | 0% | 1 | 15.79% | 0% | 0% | 1 | 0% | 0% | 0% | 1 | 0.09501% | 0% | 0% | 1 | 7 | 6 |  | 0% | 0% | 1 | 9.6044 | 0% | 0% | 1 | 62.21% | 0% | 0% | 2 | 1 | 1 | 5.386% | 0.03993% | 5.426% | 2 | 18.97% | 0% | 0% | 1 | 13.35% | 0% | 0% | 1 | 21.94% | 0% | 0% | 1 | 32.34% | 0% | 0% | 1 | 7.981% | 0% | 0% | 1 | 1.427% | 0% | 0% | 1 | 7 | 6 |  | 0% | 0% | 1 | 10.2 | 0% | 0% | 1 | 51.66% | 0% | 0% | 2 | 1 | 1 | 17.88% | 4.813% | 22.69% | 2 | 34.09% | 0% | 0% | 1 | 21.09% | 0% | 0% | 1 | 29.89% | 0% | 0% | 1 | 47% | 0% | 0% | 1 | 17.87% | 0% | 0% | 1 | 1.793% | 0% | 0% | 1 | 7 | 6 |  | 0% | 0% | 1 | 9.9875 | 0% | 0% | 1 | 42.11% | 0% | 0% | 1 | 1 | 1 | 19% | 8.057% | 27.06% | 2 | 41.86% | 0% | 0% | 1 | 21.27% | 0% | 0% | 1 | 32.88% | 0% | 0% | 1 | 56.05% | 0% | 0% | 2 | 20.61% | 0% | 0% | 1 | 2.333% | 0% | 0% | 1
241 | Viejo | GREATER LA METRO | 0 | 0 |  | 0% | 0% | 1 | 37 | 0% | 0% | 4 | 0.4435% | 0% | 0% | 1 | 0 | 2 | 10.4% | 85.32% | 95.72% | 5 | 21.29% | 0% | 0% | 1 | 61.44% | 0% | 0% | 2 | 75.67% | 0% | 0% | 3 | 94.79% | 0% | 0% | 4 | 36.45% | 0% | 0% | 1 | 9.595% | 0% | 0% | 1 |  |  |  | 0% | 0% | 1 | 35.4714 | 0% | 0% | 4 | 0.1969% | 0% | 0% | 1 | 0 | 2 | 29.33% | 68.93% | 98.26% | 5 | 50.94% | 0% | 0% | 2 | 41.34% | 0% | 0% | 1 | 57.95% | 0% | 0% | 2 | 88.58% | 0% | 0% | 3 | 60.11% | 0% | 0% | 2 | 11.79% | 0% | 0% | 1 |  |  |  | 0% | 0% | 1 | 24.6218 | 0% | 0% | 3 | 0.1289% | 0% | 0% | 1 | 0 | 2 | 44.11% | 50.53% | 94.64% | 5 | 47.14% | 0% | 0% | 1 | 41.44% | 0% | 0% | 1 | 55.06% | 0% | 0% | 2 | 85.27% | 0% | 0% | 3 | 57.81% | 0% | 0% | 2 | 8.942% | 0% | 0% | 1 |  |  |  | 0% | 0% | 1 | 33.0883 | 0% | 0% | 4 | 0.9499% | 0% | 0% | 1 | 0 | 2 | 37.42% | 49.26% | 86.68% | 5 | 33.67% | 0% | 0% | 1 | 42.67% | 0% | 0% | 1 | 58.88% | 0% | 0% | 2 | 83.21% | 0% | 0% | 3 | 40.27% | 0% | 0% | 1 | 10.68% | 0% | 0% | 1
242 | Kelso | NORTHERN CALIFORNIA | 0 | 0 |  | 0% | 0% | 1 | 17 | 0% | 0% | 2 | 23.42% | 0% | 0% | 1 | 0 | 2 | 2.262% | 0% | 2.262% | 1 | 67.35% | 0% | 0% | 2 | 56.34% | 0% | 0% | 2 | 61.3% | 0% | 0% | 2 | 85.83% | 0% | 0% | 3 | 1.616% | 0% | 0% | 1 | 9.639% | 0% | 0% | 1 | 7 | 11 |  | 0% | 0% | 1 | 11.3731 | 0% | 0% | 1 | 36.97% | 0% | 0% | 1 | 0 | 2 | 8.616% | 0.8701% | 9.486% | 2 | 53.84% | 0% | 0% | 2 | 45.09% | 0% | 0% | 1 | 49.04% | 0% | 0% | 1 | 68.01% | 0% | 0% | 2 | 7.233% | 0% | 0% | 1 | 6.478% | 0% | 0% | 1 | 7 | 8 |  | 0% | 0% | 1 | 12.5 | 0% | 0% | 2 | 40.29% | 0% | 0% | 1 | 0 | 2 | 16.4% | 1.949% | 18.34% | 2 | 45.51% | 0% | 0% | 1 | 38.91% | 0% | 0% | 1 | 41.64% | 0% | 0% | 1 | 59.25% | 0% | 0% | 2 | 16.21% | 0% | 0% | 1 | 6.472% | 0% | 0% | 1 | 8 | 7 |  | 0% | 0% | 1 | 12 | 0% | 0% | 2 | 40.11% | 0% | 0% | 1 | 0 | 2 | 16.85% | 1.716% | 18.56% | 2 | 45.08% | 0% | 0% | 1 | 37.02% | 0% | 0% | 1 | 39.06% | 0% | 0% | 1 | 59.35% | 0% | 0% | 2 | 20.39% | 0% | 0% | 1 | 7.1% | 0% | 0% | 1
243 | BlytheSC 161 kV | RIVERSIDE | 0 | 0 |  | 0% | 0% | 1 | 16.2386 | 0% | 0% | 2 | 50.35% | 0% | 0% | 2 | 0 | 2 | 0% | 0% | 0% | 1 | 39.94% | 0% | 0% | 1 | 46.9% | 0% | 0% | 1 | 29.06% | 0% | 0% | 1 | 67.73% | 0% | 0% | 2 | 0% | 0% | 0% | 1 | 1.567% | 0% | 0% | 1 |  |  |  | 0% | 0% | 1 | 12.6506 | 0% | 0% | 2 | 35.91% | 0% | 0% | 1 | 0 | 2 | 0% | 0% | 0% | 1 | 27.05% | 0% | 0% | 1 | 33.86% | 0% | 0% | 1 | 18.16% | 0% | 0% | 1 | 45.52% | 0% | 0% | 1 | 14.28% | 0% | 0% | 1 | 1.609% | 0% | 0% | 1 |  |  |  | 0% | 0% | 1 | 10 | 0% | 0% | 1 | 27.58% | 0% | 0% | 1 | 0 | 2 | 0% | 0% | 0% | 1 | 33.4% | 0% | 0% | 1 | 36.31% | 0% | 0% | 1 | 24.07% | 0% | 0% | 1 | 49.9% | 0% | 0% | 1 | 29.42% | 0% | 0% | 1 | 1.731% | 0% | 0% | 1 |  |  |  | 0% | 0% | 1 | 7.5481 | 0% | 0% | 1 | 21.74% | 0% | 0% | 1 | 0 | 2 | 0% | 0% | 0% | 1 | 34.09% | 0% | 0% | 1 | 38.11% | 0% | 0% | 1 | 27.32% | 0% | 0% | 1 | 50.89% | 0% | 0% | 2 | 37.73% | 0% | 0% | 1 | 2.245% | 0% | 0% | 1
244 | Windhub | GREATER TEHACHAPI | 2250 | 22500 |  | 164.1% | 48.43% | 5 | 30.5617 | 30155% | 174.4% | 5 | 0% | 0% | 0% | 1 | 0 | 2 | 7.89% | 0% | 7.89% | 1 | 33.84% | 106.8% | 13.23% | 5 | 24.22% | 93.21% | 0% | 4 | 33.37% | 106% | 12% | 5 | 55.69% | 159.4% | 47.27% | 5 | 4.928% | 74.29% | 0% | 3 | 0.2925% | 159.4% | 47.27% | 5 | 14 | 27 |  | 60.75% | 0% | 3 | 32 | 734% | 45.83% | 5 | 1.603% | 0% | 0% | 1 | 0 | 2 | 32% | 0.027% | 32.03% | 2 | 30.36% | 30.21% | 0% | 2 | 29.85% | 29.99% | 0% | 2 | 37.2% | 33.5% | 0% | 2 | 60.47% | 53.23% | 0% | 3 | 12.96% | 24.17% | 0% | 2 | 0.6482% | 53.23% | 0% | 3 | 13 | 14 |  | 28.5% | 0% | 2 | 33.5 | 107.4% | 2.007% | 5 | 1.877% | 0% | 0% | 1 | 0 | 2 | 30.81% | 4.009% | 34.81% | 2 | 30.79% | 14.08% | 0% | 1 | 25.1% | 13.01% | 0% | 1 | 26.21% | 13.2% | 0% | 1 | 56.04% | 22.16% | 0% | 2 | 23.14% | 12.67% | 0% | 1 | 1.106% | 22.16% | 0% | 2 | 12 | 8 |  | 16.71% | 0% | 1 | 37.8764 | 33.98% | 0% | 4 | 1.8% | 0% | 0% | 1 | 0 | 2 | 29.63% | 6.674% | 36.31% | 2 | 32.45% | 8.014% | 0% | 1 | 22.07% | 6.947% | 0% | 1 | 24.49% | 7.169% | 0% | 1 | 55.26% | 12.1% | 0% | 2 | 28.52% | 7.573% | 0% | 1 | 1.254% | 12.1% | 0% | 1
245 | Camanche | NORTHERN CALIFORNIA | 0 | 0 |  | 0% | 0% | 1 | 17.5707 | 0% | 0% | 2 | 6.04% | 0% | 0% | 1 | 1 | 1 | 9.664% | 0% | 9.664% | 1 | 82.35% | 0% | 0% | 3 | 61.65% | 0% | 0% | 2 | 85.34% | 0% | 0% | 3 | 86.05% | 0% | 0% | 3 | 39.89% | 0% | 0% | 1 | 25.96% | 0% | 0% | 1 |  |  |  | 0% | 0% | 1 | 18 | 0% | 0% | 2 | 14.11% | 0% | 0% | 1 | 1 | 1 | 18.88% | 0% | 18.88% | 1 | 61.34% | 0% | 0% | 2 | 40.14% | 0% | 0% | 1 | 68.47% | 0% | 0% | 2 | 78.82% | 0% | 0% | 3 | 26.78% | 0% | 0% | 1 | 19.7% | 0% | 0% | 1 |  |  |  | 0% | 0% | 1 | 17.266 | 0% | 0% | 2 | 20.27% | 0% | 0% | 1 | 1 | 1 | 20.36% | 0% | 20.36% | 2 | 55.13% | 0% | 0% | 2 | 29.92% | 0% | 0% | 1 | 54.4% | 0% | 0% | 2 | 72.44% | 0% | 0% | 3 | 28.94% | 0% | 0% | 1 | 18.38% | 0% | 0% | 1 |  |  |  | 0% | 0% | 1 | 16 | 0% | 0% | 2 | 21.74% | 0% | 0% | 1 | 1 | 1 | 23.29% | 0% | 23.29% | 2 | 53.25% | 0% | 0% | 2 | 22.98% | 0% | 0% | 1 | 42.77% | 0% | 0% | 1 | 68.49% | 0% | 0% | 2 | 33.16% | 0% | 0% | 1 | 15.54% | 0% | 0% | 1
246 | Whirlwind | GREATER TEHACHAPI | 808 | 8080 |  | 30.61% | 0% | 2 | 35 | 2522% | 63.43% | 5 | 2.218% | 0% | 0% | 1 | 0 | 2 | 31.1% | 0% | 31.1% | 2 | 15.41% | 19.86% | 0% | 1 | 13.33% | 19.39% | 0% | 1 | 13.33% | 19.39% | 0% | 1 | 28.75% | 23.58% | 0% | 2 | 4.086% | 17.52% | 0% | 1 | 0.6578% | 23.58% | 0% | 2 | 12 | 8 |  | 13.8% | 0% | 1 | 39 | 61.95% | 0% | 4 | 2.699% | 0% | 0% | 1 | 0 | 2 | 37.14% | 0.000351% | 37.14% | 2 | 21.19% | 6.107% | 0% | 1 | 37.88% | 7.748% | 0% | 1 | 21.67% | 6.145% | 0% | 1 | 52.87% | 10.21% | 0% | 2 | 13.21% | 5.546% | 0% | 1 | 0.4716% | 10.21% | 0% | 1 | 10 | 7 |  | 7.787% | 0% | 1 | 38.5 | 30.11% | 0% | 4 | 2.38% | 0% | 0% | 1 | 0 | 2 | 37.2% | 5.316% | 42.52% | 2 | 21.99% | 3.467% | 0% | 1 | 35.74% | 4.208% | 0% | 1 | 26.27% | 3.668% | 0% | 1 | 54.02% | 5.882% | 0% | 2 | 17.24% | 3.267% | 0% | 1 | 1.548% | 5.882% | 0% | 1 | 10 | 7 |  | 5.955% | 0% | 1 | 38.3 | 16.57% | 0% | 4 | 2.185% | 0% | 0% | 1 | 0 | 2 | 35.97% | 12.5% | 48.47% | 3 | 23.84% | 2.537% | 0% | 1 | 34.41% | 2.947% | 0% | 1 | 31.83% | 2.835% | 0% | 1 | 56.25% | 4.418% | 0% | 2 | 19.84% | 2.411% | 0% | 1 | 2.382% | 4.418% | 0% | 1
247 | El Casco | RIVERSIDE | 0 | 0 |  | 0% | 0% | 1 | 19.6792 | 0% | 0% | 2 | 0.1134% | 0% | 0% | 1 | 0 | 2 | 13.85% | 84.49% | 98.35% | 5 | 64.31% | 0% | 0% | 2 | 45.49% | 0% | 0% | 1 | 41.76% | 0% | 0% | 1 | 81.46% | 0% | 0% | 3 | 43.3% | 0% | 0% | 1 | 5.197% | 0% | 0% | 1 |  |  |  | 0% | 0% | 1 | 19.6792 | 0% | 0% | 2 | 4.265% | 0% | 0% | 1 | 0 | 2 | 15.25% | 75.47% | 90.72% | 5 | 40.34% | 0% | 0% | 1 | 40.07% | 0% | 0% | 1 | 59.92% | 0% | 0% | 2 | 80.92% | 0% | 0% | 3 | 39.56% | 0% | 0% | 1 | 5.973% | 0% | 0% | 1 |  |  |  | 0% | 0% | 1 | 21.5254 | 0% | 0% | 3 | 2.767% | 0% | 0% | 1 | 0 | 2 | 21.69% | 69.21% | 90.91% | 5 | 34.29% | 0% | 0% | 1 | 34.88% | 0% | 0% | 1 | 56.17% | 0% | 0% | 2 | 74.1% | 0% | 0% | 3 | 41.32% | 0% | 0% | 1 | 5.537% | 0% | 0% | 1 |  |  |  | 0% | 0% | 1 | 24 | 0% | 0% | 3 | 2.208% | 0% | 0% | 1 | 0 | 2 | 24.06% | 68.04% | 92.11% | 5 | 28.59% | 0% | 0% | 1 | 35.89% | 0% | 0% | 1 | 58.37% | 0% | 0% | 2 | 72.65% | 0% | 0% | 3 | 42.36% | 0% | 0% | 1 | 4.953% | 0% | 0% | 1
248 | Suncrest | SAN DIEGO | 0 | 0 |  | 0% | 0% | 1 | 13.8354 | 0% | 0% | 2 | 0.015% | 0% | 0% | 1 | 0 | 2 | 0.9295% | 99.07% | 100% | 5 | 18.8% | 0% | 0% | 1 | 26.47% | 0% | 0% | 1 | 48.34% | 0% | 0% | 1 | 56.59% | 0% | 0% | 2 | 59.8% | 0% | 0% | 2 | 3.486% | 0% | 0% | 1 |  |  |  | 0% | 0% | 1 | 13.5 | 0% | 0% | 2 | 0.002577% | 0% | 0% | 1 | 0 | 2 | 0.186% | 99.81% | 100% | 5 | 18.77% | 0% | 0% | 1 | 29.89% | 0% | 0% | 1 | 59.1% | 0% | 0% | 2 | 65.04% | 0% | 0% | 2 | 67.19% | 0% | 0% | 2 | 3.77% | 0% | 0% | 1 |  |  |  | 0% | 0% | 1 | 12.0383 | 0% | 0% | 2 | 0.08436% | 0% | 0% | 1 | 0 | 2 | 0.6549% | 99.35% | 100% | 5 | 20.99% | 0% | 0% | 1 | 35.19% | 0% | 0% | 1 | 59.9% | 0% | 0% | 2 | 72.66% | 0% | 0% | 3 | 64.51% | 0% | 0% | 2 | 4.352% | 0% | 0% | 1 |  |  |  | 0% | 0% | 1 | 13.5317 | 0% | 0% | 2 | 0.2634% | 0% | 0% | 1 | 0 | 2 | 2.64% | 97.36% | 100% | 5 | 25.47% | 0% | 0% | 1 | 32.83% | 0% | 0% | 1 | 53.1% | 0% | 0% | 2 | 67.82% | 0% | 0% | 2 | 59.9% | 0% | 0% | 2 | 4.352% | 0% | 0% | 1
249 | Colorado River | RIVERSIDE | 1282.6 | 12826 |  | 34998% | 47.22% | 5 | 4.0779 | 76.07% | 0% | 2 | 0.0451% | 21763% | 104377% | 5 | 0 | 2 | 0% | 0% | 0% | 1 | 74.65% | 186.6% | 29.39% | 5 | 88.08% | 396.8% | 40.16% | 5 | 84.49% | 304.8% | 37.61% | 5 | 96.75% | 1455% | 45.52% | 5 | 76.01% | 197.1% | 30.65% | 5 | 0.1592% | 1455% | 45.52% | 5 | 15 | 30 |  | 83.41% | 0% | 4 | 7.3058 | 40.65% | 0% | 2 | 14.49% | 74.09% | 0% | 3 | 0 | 2 | 0% | 0% | 0% | 1 | 35.19% | 21.3% | 0% | 2 | 40.94% | 23.37% | 0% | 2 | 34.3% | 21.01% | 0% | 2 | 53.54% | 29.71% | 0% | 2 | 50.47% | 27.87% | 0% | 2 | 0.6835% | 29.71% | 0% | 2 | 12 | 12 |  | 35.59% | 0% | 2 | 8.447 | 22.49% | 0% | 2 | 22.85% | 74.09% | 0% | 3 | 0 | 2 | 0% | 0% | 0% | 1 | 35.17% | 10.47% | 0% | 1 | 39.07% | 11.14% | 0% | 1 | 29.08% | 9.568% | 0% | 1 | 55.43% | 15.22% | 0% | 2 | 36.25% | 10.64% | 0% | 1 | 0.9958% | 15.22% | 0% | 1 | 10 | 7 |  | 25.89% | 0% | 2 | 7.2896 | 13.75% | 0% | 1 | 21.18% | 74.09% | 0% | 3 | 0 | 2 | 0% | 0% | 0% | 1 | 37.78% | 8.299% | 0% | 1 | 39.01% | 8.466% | 0% | 1 | 29.39% | 7.313% | 0% | 1 | 53.94% | 11.21% | 0% | 2 | 36.4% | 8.119% | 0% | 1 | 1.453% | 11.21% | 0% | 1
250 | Red bluff | RIVERSIDE | 1213.5 | 12135 |  | 368.1% | 69.21% | 5 | 4.808 | 181% | 132.5% | 5 | 0% | 72107% | 0% | 4 | 0 | 2 | 0% | 0% | 0% | 1 | 25.51% | 101.4% | 4.052% | 4 | 0.2439% | 75.71% | 0% | 4 | 0% | 75.52% | 0% | 4 | 25.75% | 101.7% | 4.96% | 4 | 2.864% | 77.75% | 0% | 4 | 2.702% | 101.7% | 4.96% | 4 | 17 | 24 |  | 149.9% | 13.94% | 5 | 3.9026 | 69.43% | 0% | 2 | 0% | 30095% | 0% | 4 | 0 | 2 | 0% | 0% | 0% | 1 | 37.52% | 52.36% | 0% | 3 | 0.1286% | 32.76% | 0% | 2 | 0% | 32.72% | 0% | 2 | 37.65% | 52.47% | 0% | 3 | 15.31% | 38.63% | 0% | 2 | 1.433% | 52.47% | 0% | 3 | 14 | 15 |  | 149.9% | 10.63% | 5 | 3.6374 | 55.24% | 0% | 2 | 0% | 30095% | 0% | 4 | 0 | 2 | 0% | 0% | 0% | 1 | 46.32% | 49.03% | 0% | 2 | 10.71% | 29.47% | 0% | 2 | 10.55% | 29.42% | 0% | 2 | 46.5% | 49.19% | 0% | 2 | 16.37% | 31.47% | 0% | 2 | 1.153% | 49.19% | 0% | 2 | 14 | 12 |  | 133.9% | 5.639% | 4 | 3.4361 | 37.94% | 0% | 2 | 0% | 30095% | 0% | 4 | 0 | 2 | 0% | 0% | 0% | 1 | 39.24% | 31.44% | 0% | 2 | 25.43% | 25.62% | 0% | 2 | 15.5% | 22.61% | 0% | 2 | 51.98% | 39.79% | 0% | 2 | 29.47% | 27.09% | 0% | 2 | 0.9056% | 39.79% | 0% | 2
251 | Ocotillo Express | GREATER IMPERIAL | 0 | 0 |  | 0% | 0% | 1 | 3.5454 | 0% | 0% | 1 | 0% | 0% | 0% | 1 | 0 | 2 | 0% | 0% | 0% | 1 | 32.81% | 0% | 0% | 1 | 25.47% | 0% | 0% | 1 | 22.85% | 0% | 0% | 1 | 58.34% | 0% | 0% | 2 | 31.16% | 0% | 0% | 1 | 0% | 0% | 0% | 1 |  |  |  | 0% | 0% | 1 | 3.406 | 0% | 0% | 1 | 0% | 0% | 0% | 1 | 0 | 2 | 1.948% | 0% | 1.948% | 1 | 32.43% | 0% | 0% | 1 | 18.41% | 0% | 0% | 1 | 19.94% | 0% | 0% | 1 | 54.12% | 0% | 0% | 2 | 40.43% | 0% | 0% | 1 | 0.03632% | 0% | 0% | 1 |  |  |  | 0% | 0% | 1 | 5.1573 | 0% | 0% | 1 | 0.1453% | 0% | 0% | 1 | 0 | 2 | 28.69% | 0.1351% | 28.82% | 2 | 14.15% | 0% | 0% | 1 | 18.12% | 0% | 0% | 1 | 22.55% | 0% | 0% | 1 | 39.38% | 0% | 0% | 1 | 57.88% | 0% | 0% | 2 | 0.9569% | 0% | 0% | 1 |  |  |  | 0% | 0% | 1 | 7.5843 | 0% | 0% | 1 | 9.43% | 0% | 0% | 1 | 0 | 2 | 34.68% | 8.895% | 43.58% | 2 | 9.706% | 0% | 0% | 1 | 15.86% | 0% | 0% | 1 | 29.19% | 0% | 0% | 1 | 39.23% | 0% | 0% | 1 | 43.96% | 0% | 0% | 1 | 3.59% | 0% | 0% | 1
252 | Ivanpah | SNV ELDORADO DESERT | 0 | 0 |  | 0% | 0% | 1 | 2.9616 | 0% | 0% | 1 | 0% | 0% | 0% | 1 | 0 | 2 | 0% | 0% | 0% | 1 | 99.49% | 0% | 0% | 5 | 76.51% | 0% | 0% | 3 | 0.09494% | 0% | 0% | 1 | 99.54% | 0% | 0% | 5 | 37.63% | 0% | 0% | 1 | 0% | 0% | 0% | 1 |  |  |  | 0% | 0% | 1 | 1.8472 | 0% | 0% | 1 | 0% | 0% | 0% | 1 | 0 | 2 | 0% | 0% | 0% | 1 | 87.7% | 0% | 0% | 3 | 79.18% | 0% | 0% | 3 | 11.77% | 0% | 0% | 1 | 99.42% | 0% | 0% | 5 | 44.92% | 0% | 0% | 1 | 2.402e-05% | 0% | 0% | 1 |  |  |  | 0% | 0% | 1 | 1.8472 | 0% | 0% | 1 | 0% | 0% | 0% | 1 | 0 | 2 | 0% | 0% | 0% | 1 | 87.36% | 0% | 0% | 3 | 78.87% | 0% | 0% | 3 | 11.72% | 0% | 0% | 1 | 99.03% | 0% | 0% | 5 | 45.14% | 0% | 0% | 1 | 2.392e-05% | 0% | 0% | 1 |  |  |  | 0% | 0% | 1 | 1.9364 | 0% | 0% | 1 | 0% | 0% | 0% | 1 | 0 | 2 | 0% | 0% | 0% | 1 | 64.47% | 0% | 0% | 2 | 61.12% | 0% | 0% | 2 | 11.57% | 0% | 0% | 1 | 76% | 0% | 0% | 3 | 52.62% | 0% | 0% | 2 | 0.6584% | 0% | 0% | 1
253 | Alamitos | GREATER LA METRO | 0 | 0 |  | 0% | 0% | 1 | 29.3636 | 0% | 0% | 3 | 0% | 0% | 0% | 1 | 0 | 2 | 0% | 0% | 0% | 1 | 0% | 0% | 0% | 1 | 58.6% | 0% | 0% | 2 | 93.61% | 0% | 0% | 4 | 93.61% | 0% | 0% | 4 | 0% | 0% | 0% | 1 | 1.758% | 0% | 0% | 1 |  |  |  | 0% | 0% | 1 | 60.5 | 0% | 0% | 4 | 0% | 0% | 0% | 1 | 0 | 2 | 0% | 0% | 0% | 1 | 0% | 0% | 0% | 1 | 9.238% | 0% | 0% | 1 | 70.97% | 0% | 0% | 3 | 70.97% | 0% | 0% | 3 | 0% | 0% | 0% | 1 | 0.4458% | 0% | 0% | 1 |  |  |  | 0% | 0% | 1 | 47.5 | 0% | 0% | 4 | 0% | 0% | 0% | 1 | 0 | 2 | 0.04524% | 0% | 0.04524% | 1 | 0% | 0% | 0% | 1 | 14.45% | 0% | 0% | 1 | 77.52% | 0% | 0% | 3 | 77.52% | 0% | 0% | 3 | 0% | 0% | 0% | 1 | 3.549% | 0% | 0% | 1 |  |  |  | 0% | 0% | 1 | 47.5 | 0% | 0% | 4 | 0% | 0% | 0% | 1 | 0 | 2 | 1.144% | 9.269% | 10.41% | 2 | 1.281% | 0% | 0% | 1 | 12.51% | 0% | 0% | 1 | 69.84% | 0% | 0% | 2 | 71.12% | 0% | 0% | 3 | 0% | 0% | 0% | 1 | 4.793% | 0% | 0% | 1
254 | Shilo III | NORTHERN CALIFORNIA | 0 | 0 |  | 0% | 0% | 1 | 6.0403 | 0% | 0% | 1 | 0% | 0% | 0% | 1 | 0 | 2 | 0% | 0% | 0% | 1 | 6.745% | 0% | 0% | 1 | 37.7% | 0% | 0% | 1 | 40.06% | 0% | 0% | 1 | 51.7% | 0% | 0% | 2 | 0.06799% | 0% | 0% | 1 | 18.76% | 0% | 0% | 1 |  |  |  | 0% | 0% | 1 | 6.4791 | 0% | 0% | 1 | 7.341% | 0% | 0% | 1 | 0 | 2 | 0% | 0% | 0% | 1 | 16.46% | 0% | 0% | 1 | 37.57% | 0% | 0% | 1 | 36.98% | 0% | 0% | 1 | 52.52% | 0% | 0% | 2 | 4.628% | 0% | 0% | 1 | 31.14% | 0% | 0% | 1 |  |  |  | 0% | 0% | 1 | 7.0909 | 0% | 0% | 1 | 26.72% | 0% | 0% | 1 | 0 | 2 | 1.914% | 0% | 1.914% | 1 | 11.94% | 0% | 0% | 1 | 32.11% | 0% | 0% | 1 | 32% | 0% | 0% | 1 | 43.3% | 0% | 0% | 1 | 3.498% | 0% | 0% | 1 | 22.89% | 0% | 0% | 1 |  |  |  | 0% | 0% | 1 | 12.31 | 0% | 0% | 2 | 33.12% | 0% | 0% | 1 | 0 | 2 | 8.347% | 0.4231% | 8.77% | 2 | 17.66% | 0% | 0% | 1 | 24.65% | 0% | 0% | 1 | 25.81% | 0% | 0% | 1 | 40.9% | 0% | 0% | 1 | 6.826% | 0% | 0% | 1 | 16.2% | 0% | 0% | 1
255 | ECO | GREATER IMPERIAL | 182 | 1820 |  | 112.9% | 8.763% | 4 | 12.3619 | 1154% | 57.28% | 5 | 1.714% | 533.9% | 304.1% | 5 | 0 | 2 | 55.08% | 0% | 55.08% | 3 | 0% | 45.72% | 0% | 2 | 22.59% | 59.06% | 0% | 3 | 31.28% | 66.53% | 0% | 3 | 37.64% | 73.32% | 0% | 3 | 18.12% | 55.84% | 0% | 3 | 4.219% | 73.32% | 0% | 3 | 19 | 17 |  | 30.52% | 0% | 2 | 8.3576 | 52.12% | 0% | 2 | 0.3037% | 0% | 0% | 1 | 0 | 2 | 64.94% | 0% | 64.94% | 3 | 11.67% | 9.172% | 0% | 1 | 32.94% | 12.08% | 0% | 1 | 37.11% | 12.88% | 0% | 1 | 54.24% | 17.71% | 0% | 2 | 32.06% | 11.93% | 0% | 1 | 1.743% | 17.71% | 0% | 1 | 10 | 7 |  | 10.91% | 0% | 1 | 8.943 | 13.54% | 0% | 1 | 0.1098% | 0% | 0% | 1 | 0 | 2 | 68.07% | 6.004% | 74.08% | 3 | 19.26% | 3.627% | 0% | 1 | 13.72% | 3.394% | 0% | 1 | 34.75% | 4.488% | 0% | 1 | 53.56% | 6.305% | 0% | 2 | 42.12% | 5.059% | 0% | 1 | 1.247% | 6.305% | 0% | 1 | 8 | 7 |  | 7.458% | 0% | 1 | 8.5168 | 6.864% | 0% | 1 | 0.2946% | 0% | 0% | 1 | 0 | 2 | 47.53% | 30.31% | 77.85% | 5 | 14.63% | 2.266% | 0% | 1 | 12.69% | 2.216% | 0% | 1 | 23.87% | 2.541% | 0% | 1 | 41.83% | 3.326% | 0% | 1 | 49.67% | 3.844% | 0% | 1 | 1.541% | 3.326% | 0% | 1
256 | IID System | GREATER IMPERIAL | 0 | 0 |  | 0% | 0% | 1 | 9.5283 | 0% | 0% | 1 | 34.53% | 0% | 0% | 1 | 0 | 2 | 0% | 0% | 0% | 1 | 0% | 0% | 0% | 1 | 74.54% | 0% | 0% | 3 | 85.27% | 0% | 0% | 3 | 85.27% | 0% | 0% | 3 | 0% | 0% | 0% | 1 | 11.41% | 0% | 0% | 1 |  |  |  | 0% | 0% | 1 | 7.6593 | 0% | 0% | 1 | 36.97% | 0% | 0% | 1 | 0 | 2 | 0% | 0% | 0% | 1 | 1.411% | 0% | 0% | 1 | 43.36% | 0% | 0% | 1 | 54.09% | 0% | 0% | 2 | 54.4% | 0% | 0% | 2 | 0.1721% | 0% | 0% | 1 | 7.929% | 0% | 0% | 1 |  |  |  | 0% | 0% | 1 | 8.2 | 0% | 0% | 1 | 43.1% | 0% | 0% | 1 | 0 | 2 | 0% | 0% | 0% | 1 | 3.69% | 0% | 0% | 1 | 36.42% | 0% | 0% | 1 | 44.5% | 0% | 0% | 1 | 47.79% | 0% | 0% | 1 | 2.217% | 0% | 0% | 1 | 7.153% | 0% | 0% | 1 |  |  |  | 0% | 0% | 1 | 8.2 | 0% | 0% | 1 | 42.84% | 0% | 0% | 1 | 0 | 2 | 0% | 0% | 0% | 1 | 3.274% | 0% | 0% | 1 | 26.87% | 0% | 0% | 1 | 33.02% | 0% | 0% | 1 | 36.74% | 0% | 0% | 1 | 5.058% | 0% | 0% | 1 | 6.446% | 0% | 0% | 1
257 | Sonora | GREATER IMPERIAL | 0 | 0 |  | 0% | 0% | 1 | 7 | 0% | 0% | 1 | 27.81% | 0% | 0% | 1 | 0 | 2 | 0% | 0% | 0% | 1 | 13.39% | 0% | 0% | 1 | 7.106% | 0% | 0% | 1 | 41.84% | 0% | 0% | 1 | 41.84% | 0% | 0% | 1 | 0.01828% | 0% | 0% | 1 | 6.797% | 0% | 0% | 1 |  |  |  | 0% | 0% | 1 | 8.0566 | 0% | 0% | 1 | 39.69% | 0% | 0% | 1 | 0 | 2 | 0% | 0% | 0% | 1 | 7.059% | 0% | 0% | 1 | 31.48% | 0% | 0% | 1 | 48.44% | 0% | 0% | 1 | 48.84% | 0% | 0% | 1 | 0.805% | 0% | 0% | 1 | 7.593% | 0% | 0% | 1 |  |  |  | 0% | 0% | 1 | 8 | 0% | 0% | 1 | 47.77% | 0% | 0% | 1 | 0 | 2 | 0% | 0% | 0% | 1 | 4.429% | 0% | 0% | 1 | 31.76% | 0% | 0% | 1 | 39.5% | 0% | 0% | 1 | 42.64% | 0% | 0% | 1 | 0.9809% | 0% | 0% | 1 | 6.756% | 0% | 0% | 1 |  |  |  | 0% | 0% | 1 | 8.0687 | 0% | 0% | 1 | 49.16% | 0% | 0% | 1 | 0 | 2 | 0% | 0% | 0% | 1 | 3.906% | 0% | 0% | 1 | 26.19% | 0% | 0% | 1 | 31.39% | 0% | 0% | 1 | 34.86% | 0% | 0% | 1 | 3.916% | 0% | 0% | 1 | 6.352% | 0% | 0% | 1
258 | Caliente | SPGE | 0 | 0 |  | 0% | 0% | 1 | 8.4108 | 0% | 0% | 1 | 0% | 0% | 0% | 1 | 0 | 2 | 0% | 0% | 0% | 1 | 31.84% | 0% | 0% | 1 | 20.82% | 0% | 0% | 1 | 37.39% | 0% | 0% | 1 | 56.66% | 0% | 0% | 2 | 41.62% | 0% | 0% | 1 | 4.436% | 0% | 0% | 1 |  |  |  | 0% | 0% | 1 | 13.56 | 0% | 0% | 2 | 0.01265% | 0% | 0% | 1 | 0 | 2 | 0.5121% | 0% | 0.5121% | 1 | 44.28% | 0% | 0% | 1 | 17.81% | 0% | 0% | 1 | 34.24% | 0% | 0% | 1 | 66.09% | 0% | 0% | 2 | 42.92% | 0% | 0% | 1 | 5.855% | 0% | 0% | 1 |  |  |  | 0% | 0% | 1 | 8.6049 | 0% | 0% | 1 | 2.828% | 0% | 0% | 1 | 0 | 2 | 9.13% | 0% | 9.13% | 1 | 45.38% | 0% | 0% | 1 | 12.49% | 0% | 0% | 1 | 26.19% | 0% | 0% | 1 | 64.12% | 0% | 0% | 2 | 43.32% | 0% | 0% | 1 | 3.056% | 0% | 0% | 1 |  |  |  | 0% | 0% | 1 | 7.2675 | 0% | 0% | 1 | 11.47% | 0% | 0% | 1 | 0 | 2 | 10.65% | 0% | 10.65% | 1 | 46.27% | 0% | 0% | 1 | 14.19% | 0% | 0% | 1 | 25.18% | 0% | 0% | 1 | 65.07% | 0% | 0% | 2 | 38.99% | 0% | 0% | 1 | 2.235% | 0% | 0% | 1
259 | Regulus | SPGE | 0 | 0 |  | 0% | 0% | 1 | 11.6512 | 0% | 0% | 1 | 82.54% | 0% | 0% | 3 | 0 | 2 | 0% | 0% | 0% | 1 | 0% | 0% | 0% | 1 | 0.7745% | 0% | 0% | 1 | 9.495% | 0% | 0% | 1 | 9.495% | 0% | 0% | 1 | 0% | 0% | 0% | 1 | 0.02407% | 0% | 0% | 1 |  |  |  | 0% | 0% | 1 | 10.3535 | 0% | 0% | 1 | 55.08% | 0% | 0% | 2 | 0 | 2 | 9.252% | 0% | 9.252% | 1 | 28.01% | 0% | 0% | 1 | 12.62% | 0% | 0% | 1 | 22.25% | 0% | 0% | 1 | 38.21% | 0% | 0% | 1 | 13.36% | 0% | 0% | 1 | 1.954% | 0% | 0% | 1 |  |  |  | 0% | 0% | 1 | 9.6556 | 0% | 0% | 1 | 42.85% | 0% | 0% | 1 | 0 | 2 | 23.95% | 2.846% | 26.8% | 2 | 44.4% | 0% | 0% | 1 | 20.68% | 0% | 0% | 1 | 31.2% | 0% | 0% | 1 | 54.93% | 0% | 0% | 2 | 23.39% | 0% | 0% | 1 | 1.697% | 0% | 0% | 1 |  |  |  | 0% | 0% | 1 | 10.1688 | 0% | 0% | 1 | 39.53% | 0% | 0% | 1 | 0 | 2 | 24.25% | 6.723% | 30.97% | 2 | 43.58% | 0% | 0% | 1 | 21.17% | 0% | 0% | 1 | 32.19% | 0% | 0% | 1 | 55.56% | 0% | 0% | 2 | 23.66% | 0% | 0% | 1 | 2.735% | 0% | 0% | 1
260 | Geysers 12 | NORTHERN CALIFORNIA | 0 | 0 |  | 0% | 0% | 1 | 6.9 | 0% | 0% | 1 | 0.2834% | 0% | 0% | 1 | 0 | 2 | 20.61% | 78.48% | 99.09% | 5 | 98.38% | 0% | 0% | 5 | 65.11% | 0% | 0% | 2 | 99.98% | 0% | 0% | 5 | 100% | 0% | 0% | 5 | 45.48% | 0% | 0% | 1 | 1.215% | 0% | 0% | 1 |  |  |  | 0% | 0% | 1 | 10.7778 | 0% | 0% | 1 | 6.01% | 0% | 0% | 1 | 0 | 2 | 23.85% | 63.4% | 87.25% | 5 | 65.16% | 0% | 0% | 2 | 61.04% | 0% | 0% | 2 | 84.34% | 0% | 0% | 3 | 95.39% | 0% | 0% | 5 | 33.61% | 0% | 0% | 1 | 2.617% | 0% | 0% | 1 |  |  |  | 0% | 0% | 1 | 11.5938 | 0% | 0% | 1 | 6.923% | 0% | 0% | 1 | 0 | 2 | 36.55% | 47.84% | 84.39% | 5 | 57.01% | 0% | 0% | 2 | 49.45% | 0% | 0% | 1 | 76.91% | 0% | 0% | 3 | 93.23% | 0% | 0% | 4 | 34.37% | 0% | 0% | 1 | 2.14% | 0% | 0% | 1 |  |  |  | 0% | 0% | 1 | 11.3004 | 0% | 0% | 1 | 6.981% | 0% | 0% | 1 | 0 | 2 | 42.63% | 41.92% | 84.54% | 5 | 59.44% | 0% | 0% | 2 | 43.47% | 0% | 0% | 1 | 74.45% | 0% | 0% | 3 | 91.65% | 0% | 0% | 4 | 43.38% | 0% | 0% | 1 | 2.308% | 0% | 0% | 1
261 | Solar SS | SPGE | 0 | 0 |  | 0% | 0% | 1 | 4.1419 | 0% | 0% | 1 | 0.1882% | 0% | 0% | 1 | 0 | 2 | 18.92% | 0% | 18.92% | 1 | 7.754% | 0% | 0% | 1 | 23.01% | 0% | 0% | 1 | 46.08% | 0% | 0% | 1 | 47.6% | 0% | 0% | 1 | 47.56% | 0% | 0% | 1 | 0.9959% | 0% | 0% | 1 |  |  |  | 0% | 0% | 1 | 8.3014 | 0% | 0% | 1 | 0.1759% | 0% | 0% | 1 | 0 | 2 | 23.66% | 0% | 23.66% | 2 | 31.78% | 0% | 0% | 1 | 17.52% | 0% | 0% | 1 | 30.89% | 0% | 0% | 1 | 57.12% | 0% | 0% | 2 | 65.36% | 0% | 0% | 2 | 4.023% | 0% | 0% | 1 |  |  |  | 0% | 0% | 1 | 7.8799 | 0% | 0% | 1 | 0.7435% | 0% | 0% | 1 | 0 | 2 | 19.41% | 0% | 19.41% | 1 | 40.59% | 0% | 0% | 1 | 17.83% | 0% | 0% | 1 | 27.48% | 0% | 0% | 1 | 61.52% | 0% | 0% | 2 | 57.49% | 0% | 0% | 2 | 3.5% | 0% | 0% | 1 |  |  |  | 0% | 0% | 1 | 6.6802 | 0% | 0% | 1 | 2.856% | 0% | 0% | 1 | 0 | 2 | 18.29% | 1.942% | 20.23% | 2 | 46.46% | 0% | 0% | 1 | 13.39% | 0% | 0% | 1 | 24.93% | 0% | 0% | 1 | 65.53% | 0% | 0% | 2 | 49.45% | 0% | 0% | 1 | 2.623% | 0% | 0% | 1
262 | Olive | SPGE | 40 | 400 |  | 4.538% | 0% | 1 | 10.8389 | 28.1% | 0% | 2 | 26.91% | 3.07% | 0% | 1 | 0 | 2 | 0% | 0% | 0% | 1 | 49.05% | 3.057% | 0% | 1 | 7.557% | 1.685% | 0% | 1 | 36.81% | 2.465% | 0% | 1 | 61.15% | 4.009% | 0% | 2 | 0% | 1.558% | 0% | 1 | 5.644% | 4.009% | 0% | 1 | 7 | 7 |  | 0.7248% | 0% | 1 | 8.9895 | 1.094% | 0% | 1 | 37.54% | 0.6087% | 0% | 1 | 0 | 2 | 0% | 0% | 0% | 1 | 32.4% | 0.4151% | 0% | 1 | 10.76% | 0.3144% | 0% | 1 | 25.52% | 0.3767% | 0% | 1 | 46.4% | 0.5235% | 0% | 1 | 0.0295% | 0.2806% | 0% | 1 | 6.244% | 0.5235% | 0% | 1 | 6 | 6 |  | 0.3734% | 0% | 1 | 8.2991 | 0.4812% | 0% | 1 | 43% | 0.6087% | 0% | 1 | 0 | 2 | 0% | 0% | 0% | 1 | 31.57% | 0.1722% | 0% | 1 | 8.953% | 0.1294% | 0% | 1 | 19.88% | 0.1471% | 0% | 1 | 43.44% | 0.2083% | 0% | 1 | 0.08517% | 0.1179% | 0% | 1 | 6.168% | 0.2083% | 0% | 1 | 6 | 6 |  | 0.2119% | 0% | 1 | 8.5 | 0.2708% | 0% | 1 | 44.25% | 0.6087% | 0% | 1 | 0 | 2 | 0% | 0% | 0% | 1 | 30.25% | 0.08954% | 0% | 1 | 5.684% | 0.06622% | 0% | 1 | 16.51% | 0.0748% | 0% | 1 | 41.69% | 0.1071% | 0% | 1 | 0.05834% | 0.06249% | 0% | 1 | 5.088% | 0.1071% | 0% | 1
263 | 7th Standard | SPGE | 0 | 0 |  | 0% | 0% | 1 | 19.75 | 0% | 0% | 2 | 77.4% | 0% | 0% | 3 | 0 | 2 | 0% | 0% | 0% | 1 | 12.5% | 0% | 0% | 1 | 0% | 0% | 0% | 1 | 2.967% | 0% | 0% | 1 | 12.57% | 0% | 0% | 1 | 0% | 0% | 0% | 1 | 2.309% | 0% | 0% | 1 | 9 | 6 |  | 0% | 0% | 1 | 13.8296 | 0% | 0% | 2 | 53.44% | 0% | 0% | 2 | 0 | 2 | 0% | 0% | 0% | 1 | 35.65% | 0% | 0% | 1 | 7.501% | 0% | 0% | 1 | 19.85% | 0% | 0% | 1 | 44.1% | 0% | 0% | 1 | 1.238% | 0% | 0% | 1 | 6.238% | 0% | 0% | 1 | 8 | 6 |  | 0% | 0% | 1 | 11.55 | 0% | 0% | 1 | 47.87% | 0% | 0% | 1 | 0 | 2 | 5.791% | 0% | 5.791% | 1 | 36.22% | 0% | 0% | 1 | 14.76% | 0% | 0% | 1 | 29.13% | 0% | 0% | 1 | 50.21% | 0% | 0% | 2 | 4.539% | 0% | 0% | 1 | 6.524% | 0% | 0% | 1 | 6 | 7 |  | 0% | 0% | 1 | 9.7778 | 0% | 0% | 1 | 47.5% | 0% | 0% | 1 | 0 | 2 | 12.3% | 0% | 12.3% | 1 | 33.89% | 0% | 0% | 1 | 18.6% | 0% | 0% | 1 | 35.73% | 0% | 0% | 1 | 53.85% | 0% | 0% | 2 | 10.28% | 0% | 0% | 1 | 4.204% | 0% | 0% | 1
264 | Delevan | NORTHERN CALIFORNIA | 0 | 0 |  | 0% | 0% | 1 | 5.9027 | 0% | 0% | 1 | 26.51% | 0% | 0% | 1 | 0 | 2 | 3.888% | 0% | 3.888% | 1 | 42.1% | 0% | 0% | 1 | 7.638% | 0% | 0% | 1 | 31.99% | 0% | 0% | 1 | 70.61% | 0% | 0% | 3 | 13.42% | 0% | 0% | 1 | 2.474% | 0% | 0% | 1 |  |  |  | 0% | 0% | 1 | 6.1851 | 0% | 0% | 1 | 24.32% | 0% | 0% | 1 | 0 | 2 | 19.28% | 0% | 19.28% | 1 | 32.54% | 0% | 0% | 1 | 10.77% | 0% | 0% | 1 | 32.47% | 0% | 0% | 1 | 60.64% | 0% | 0% | 2 | 29.9% | 0% | 0% | 1 | 3.333% | 0% | 0% | 1 |  |  |  | 0% | 0% | 1 | 7.2249 | 0% | 0% | 1 | 24.91% | 0% | 0% | 1 | 0 | 2 | 23.78% | 0% | 23.78% | 2 | 29.97% | 0% | 0% | 1 | 13.16% | 0% | 0% | 1 | 33.18% | 0% | 0% | 1 | 54.92% | 0% | 0% | 2 | 31.28% | 0% | 0% | 1 | 3.31% | 0% | 0% | 1 |  |  |  | 0% | 0% | 1 | 6.663 | 0% | 0% | 1 | 27.79% | 0% | 0% | 1 | 0 | 2 | 25.24% | 0% | 25.24% | 2 | 30.34% | 0% | 0% | 1 | 13.01% | 0% | 0% | 1 | 31.42% | 0% | 0% | 1 | 54.38% | 0% | 0% | 2 | 31.49% | 0% | 0% | 1 | 4.31% | 0% | 0% | 1
265 | Mustang | SPGE | 0 | 0 |  | 0% | 0% | 1 | 6.5729 | 0% | 0% | 1 | 0.6062% | 0% | 0% | 1 | 1 | 1 | 58.7% | 38.17% | 96.88% | 5 | 64.54% | 0% | 0% | 2 | 48.66% | 0% | 0% | 1 | 88.09% | 0% | 0% | 3 | 96.29% | 0% | 0% | 5 | 49.85% | 0% | 0% | 1 | 10.18% | 0% | 0% | 1 | 9 | 13 |  | 0% | 0% | 1 | 6.9895 | 0% | 0% | 1 | 5.377% | 0% | 0% | 1 | 1 | 1 | 49.39% | 36.5% | 85.89% | 5 | 40.04% | 0% | 0% | 1 | 34.45% | 0% | 0% | 1 | 66.76% | 0% | 0% | 2 | 78.57% | 0% | 0% | 3 | 51.47% | 0% | 0% | 2 | 10.15% | 0% | 0% | 1 | 9 | 10 |  | 0% | 0% | 1 | 9.6088 | 0% | 0% | 1 | 3.205% | 0% | 0% | 1 | 1 | 1 | 42.99% | 44.07% | 87.07% | 5 | 30.87% | 0% | 0% | 1 | 21.38% | 0% | 0% | 1 | 50.65% | 0% | 0% | 2 | 61.97% | 0% | 0% | 2 | 49.76% | 0% | 0% | 1 | 7.709% | 0% | 0% | 1 | 9 | 8 |  | 0% | 0% | 1 | 9.6141 | 0% | 0% | 1 | 4.365% | 0% | 0% | 1 | 1 | 1 | 38.35% | 34.22% | 72.57% | 5 | 25.25% | 0% | 0% | 1 | 18.96% | 0% | 0% | 1 | 42.5% | 0% | 0% | 1 | 53.57% | 0% | 0% | 2 | 44.21% | 0% | 0% | 1 | 5.72% | 0% | 0% | 1
266 | Tranquility | SPGE | 800 | 8000 |  | 35.32% | 0% | 2 | 8.1364 | 325.6% | 13.11% | 3 | 31.48% | 29.1% | 0% | 2 | 1 | 1 | 0% | 0% | 0% | 1 | 27.27% | 22.35% | 0% | 2 | 0% | 16.26% | 0% | 1 | 8.315% | 17.73% | 0% | 1 | 29.52% | 23.07% | 0% | 2 | 0% | 16.26% | 0% | 1 | 0.243% | 23.07% | 0% | 2 | 9 | 9 |  | 12.04% | 0% | 1 | 7.6129 | 30.96% | 0% | 2 | 40.98% | 10.49% | 0% | 1 | 1 | 1 | 0% | 0% | 0% | 1 | 25.63% | 5.899% | 0% | 1 | 3.343% | 4.539% | 0% | 1 | 12.73% | 5.027% | 0% | 1 | 27.6% | 6.059% | 0% | 1 | 4.493% | 4.593% | 0% | 1 | 0.3911% | 6.059% | 0% | 1 | 6 | 6 |  | 7.669% | 0% | 1 | 6.6389 | 9.248% | 0% | 1 | 39.81% | 10.49% | 0% | 1 | 1 | 1 | 0% | 0% | 0% | 1 | 34.68% | 3.148% | 0% | 1 | 7.701% | 2.228% | 0% | 1 | 17.8% | 2.502% | 0% | 1 | 42.29% | 3.563% | 0% | 1 | 12.48% | 2.35% | 0% | 1 | 2.015% | 3.563% | 0% | 1 | 5 | 6 |  | 3.98% | 0% | 1 | 6.2903 | 4.605% | 0% | 1 | 32.53% | 10.49% | 0% | 1 | 1 | 1 | 0.5437% | 0% | 0.5437% | 1 | 37.48% | 1.939% | 0% | 1 | 10.22% | 1.35% | 0% | 1 | 18.19% | 1.482% | 0% | 1 | 45.26% | 2.214% | 0% | 1 | 15.22% | 1.43% | 0% | 1 | 2.446% | 2.214% | 0% | 1
267 | Calcite | GREATER KRAMER | 400 | 4000 |  | 33.52% | 0% | 2 | 32.6 | 648672% | 60.32% | 5 | 0.5468% | 0% | 0% | 1 | 0 | 2 | 0% | 0% | 0% | 1 | 52.54% | 31.07% | 0% | 2 | 20.62% | 18.58% | 0% | 1 | 11.26% | 16.62% | 0% | 1 | 53.63% | 31.8% | 0% | 2 | 10.25% | 16.43% | 0% | 1 | 1.564% | 31.8% | 0% | 2 | 11 | 9 |  | 13.97% | 0% | 1 | 38.8542 | 602.7% | 19.2% | 5 | 0.8389% | 0% | 0% | 1 | 0 | 2 | 0% | 0% | 0% | 1 | 44.03% | 9.673% | 0% | 1 | 23.63% | 7.088% | 0% | 1 | 20.84% | 6.838% | 0% | 1 | 57.62% | 12.77% | 0% | 2 | 17.65% | 6.573% | 0% | 1 | 0.5986% | 12.77% | 0% | 1 | 10 | 7 |  | 10.8% | 0% | 1 | 39.6333 | 44.52% | 0% | 4 | 0.5383% | 0% | 0% | 1 | 0 | 2 | 6.674% | 0% | 6.674% | 1 | 44.16% | 5.869% | 0% | 1 | 26.64% | 4.467% | 0% | 1 | 24.51% | 4.341% | 0% | 1 | 61.34% | 8.476% | 0% | 2 | 25.78% | 4.415% | 0% | 1 | 0.4814% | 8.476% | 0% | 1 | 9 | 7 |  | 9.523% | 0% | 1 | 33.5324 | 16.51% | 0% | 4 | 0.4091% | 0% | 0% | 1 | 0 | 2 | 18.06% | 0.2305% | 18.29% | 2 | 37.37% | 3.976% | 0% | 1 | 31.28% | 3.624% | 0% | 1 | 30.88% | 3.603% | 0% | 1 | 63.02% | 6.734% | 0% | 2 | 33.33% | 3.735% | 0% | 1 | 0.5641% | 6.734% | 0% | 1
268 | Trout Canyon (fka Crazy Eyes) | SNV ELDORADO DESERT | 0 | 0 |  | 0% | 0% | 1 | 0 | 0% | 0% | 1 | 0% | 0% | 0% | 1 | 0 | 2 | 0% | 0% | 0% | 1 | 0% | 0% | 0% | 1 | 0% | 0% | 0% | 1 | 0% | 0% | 0% | 1 | 0% | 0% | 0% | 1 | 0% | 0% | 0% | 1 | 0% | 0% | 0% | 1 |  |  |  | 0% | 0% | 1 | 0 | 0% | 0% | 1 | 0% | 0% | 0% | 1 | 0 | 2 | 0% | 0% | 0% | 1 | 0% | 0% | 0% | 1 | 0% | 0% | 0% | 1 | 0% | 0% | 0% | 1 | 0% | 0% | 0% | 1 | 0% | 0% | 0% | 1 | 0% | 0% | 0% | 1 |  |  |  | 0% | 0% | 1 | 80 | 0% | 0% | 4 | 0% | 0% | 0% | 1 | 0 | 2 | 0% | 0% | 0% | 1 | 11.11% | 0% | 0% | 1 | 0.1771% | 0% | 0% | 1 | 71.39% | 0% | 0% | 3 | 77.12% | 0% | 0% | 3 | 49.68% | 0% | 0% | 1 | 0.07427% | 0% | 0% | 1 |  |  |  | 0% | 0% | 1 | 73.6111 | 0% | 0% | 4 | 0% | 0% | 0% | 1 | 0 | 2 | 0% | 0% | 0% | 1 | 9.866% | 0% | 0% | 1 | 0.1573% | 0% | 0% | 1 | 67.6% | 0% | 0% | 2 | 72.69% | 0% | 0% | 3 | 47.93% | 0% | 0% | 1 | 0.2283% | 0% | 0% | 1
269 | Delaney | ARIZONA MINOR | 0 | 0 |  | 0% | 0% | 1 | 0 | 0% | 0% | 1 | 0% | 0% | 0% | 1 | 0 | 2 | 0% | 0% | 0% | 1 | 0% | 0% | 0% | 1 | 0% | 0% | 0% | 1 | 0% | 0% | 0% | 1 | 0% | 0% | 0% | 1 | 0% | 0% | 0% | 1 | 0% | 0% | 0% | 1 | 6 | 6 |  | 0% | 0% | 1 | 0 | 0% | 0% | 1 | 0% | 0% | 0% | 1 | 0 | 2 | 0% | 0% | 0% | 1 | 0% | 0% | 0% | 1 | 0% | 0% | 0% | 1 | 0% | 0% | 0% | 1 | 0% | 0% | 0% | 1 | 0% | 0% | 0% | 1 | 0% | 0% | 0% | 1 | 6 | 6 |  | 0% | 0% | 1 | 0 | 0% | 0% | 1 | 0% | 0% | 0% | 1 | 0 | 2 | 0% | 0% | 0% | 1 | 0% | 0% | 0% | 1 | 0% | 0% | 0% | 1 | 0% | 0% | 0% | 1 | 0% | 0% | 0% | 1 | 0% | 0% | 0% | 1 | 0% | 0% | 0% | 1 | 6 | 6 |  | 0% | 0% | 1 | 0 | 0% | 0% | 1 | 0% | 0% | 0% | 1 | 0 | 2 | 0% | 0% | 0% | 1 | 0% | 0% | 0% | 1 | 0% | 0% | 0% | 1 | 0% | 0% | 0% | 1 | 0% | 0% | 0% | 1 | 0% | 0% | 0% | 1 | 0% | 0% | 0% | 1
270 | Desert View | SNV ELDORADO DESERT | 0 | 0 |  | 0% | 0% | 1 | 0 | 0% | 0% | 1 | 0% | 0% | 0% | 1 | 0 | 2 | 0% | 0% | 0% | 1 | 0% | 0% | 0% | 1 | 0% | 0% | 0% | 1 | 0% | 0% | 0% | 1 | 0% | 0% | 0% | 1 | 0% | 0% | 0% | 1 | 0% | 0% | 0% | 1 |  |  |  | 0% | 0% | 1 | 0 | 0% | 0% | 1 | 0% | 0% | 0% | 1 | 0 | 2 | 0% | 0% | 0% | 1 | 0% | 0% | 0% | 1 | 0% | 0% | 0% | 1 | 0% | 0% | 0% | 1 | 0% | 0% | 0% | 1 | 0% | 0% | 0% | 1 | 0% | 0% | 0% | 1 |  |  |  | 0% | 0% | 1 | 0 | 0% | 0% | 1 | 0% | 0% | 0% | 1 | 0 | 2 | 0% | 0% | 0% | 1 | 0% | 0% | 0% | 1 | 0% | 0% | 0% | 1 | 0% | 0% | 0% | 1 | 0% | 0% | 0% | 1 | 0% | 0% | 0% | 1 | 0% | 0% | 0% | 1 |  |  |  | 0% | 0% | 1 | 0 | 0% | 0% | 1 | 0% | 0% | 0% | 1 | 0 | 2 | 0% | 0% | 0% | 1 | 0% | 0% | 0% | 1 | 0% | 0% | 0% | 1 | 0% | 0% | 0% | 1 | 0% | 0% | 0% | 1 | 0% | 0% | 0% | 1 | 0% | 0% | 0% | 1
271 | Carpenter Canyon (fka Gamebird) | SNV ELDORADO DESERT | 0 | 0 |  | 0% | 0% | 1 | 0 | 0% | 0% | 1 | 0% | 0% | 0% | 1 | 0 | 2 | 0% | 0% | 0% | 1 | 0% | 0% | 0% | 1 | 0% | 0% | 0% | 1 | 0% | 0% | 0% | 1 | 0% | 0% | 0% | 1 | 0% | 0% | 0% | 1 | 0% | 0% | 0% | 1 | 6 | 6 |  | 0% | 0% | 1 | 1.2394 | 0% | 0% | 1 | 0% | 0% | 0% | 1 | 0 | 2 | 0% | 0% | 0% | 1 | 36.05% | 0% | 0% | 1 | 1.117% | 0% | 0% | 1 | 11.2% | 0% | 0% | 1 | 37.16% | 0% | 0% | 1 | 100% | 0% | 0% | 5 | 0% | 0% | 0% | 1 | 6 | 10 |  | 0% | 0% | 1 | 57.7686 | 0% | 0% | 4 | 0% | 0% | 0% | 1 | 0 | 2 | 0% | 0% | 0% | 1 | 11.84% | 0% | 0% | 1 | 3.055% | 0% | 0% | 1 | 68.82% | 0% | 0% | 2 | 74.93% | 0% | 0% | 3 | 48.27% | 0% | 0% | 1 | 0.4977% | 0% | 0% | 1 | 9 | 9 |  | 0% | 0% | 1 | 48.4933 | 0% | 0% | 4 | 0% | 0% | 0% | 1 | 0 | 2 | 0% | 0% | 0% | 1 | 9.968% | 0% | 0% | 1 | 2.573% | 0% | 0% | 1 | 73.22% | 0% | 0% | 3 | 78.36% | 0% | 0% | 3 | 51.42% | 0% | 0% | 2 | 0.4198% | 0% | 0% | 1
272 | Hassayampa | ARIZONA MINOR | 0 | 0 |  | 0% | 0% | 1 | 0 | 0% | 0% | 1 | 0% | 0% | 0% | 1 | 0 | 2 | 0% | 0% | 0% | 1 | 0% | 0% | 0% | 1 | 0% | 0% | 0% | 1 | 0% | 0% | 0% | 1 | 0% | 0% | 0% | 1 | 0% | 0% | 0% | 1 | 0% | 0% | 0% | 1 | 6 | 6 |  | 0% | 0% | 1 | 0 | 0% | 0% | 1 | 0% | 0% | 0% | 1 | 0 | 2 | 0% | 0% | 0% | 1 | 0% | 0% | 0% | 1 | 0% | 0% | 0% | 1 | 0% | 0% | 0% | 1 | 0% | 0% | 0% | 1 | 0% | 0% | 0% | 1 | 0% | 0% | 0% | 1 | 6 | 6 |  | 0% | 0% | 1 | 0 | 0% | 0% | 1 | 0% | 0% | 0% | 1 | 0 | 2 | 0% | 0% | 0% | 1 | 0% | 0% | 0% | 1 | 0% | 0% | 0% | 1 | 0% | 0% | 0% | 1 | 0% | 0% | 0% | 1 | 0% | 0% | 0% | 1 | 0% | 0% | 0% | 1 | 6 | 6 |  | 0% | 0% | 1 | 0 | 0% | 0% | 1 | 0% | 0% | 0% | 1 | 0 | 2 | 0% | 0% | 0% | 1 | 0% | 0% | 0% | 1 | 0% | 0% | 0% | 1 | 0% | 0% | 0% | 1 | 0% | 0% | 0% | 1 | 0% | 0% | 0% | 1 | 0% | 0% | 0% | 1
273 | Hoodoo Wash | ARIZONA MINOR | 0 | 0 |  | 0% | 0% | 1 | 0 | 0% | 0% | 1 | 0% | 0% | 0% | 1 | 0 | 2 | 0% | 0% | 0% | 1 | 0% | 0% | 0% | 1 | 0% | 0% | 0% | 1 | 0% | 0% | 0% | 1 | 0% | 0% | 0% | 1 | 0% | 0% | 0% | 1 | 0% | 0% | 0% | 1 | 6 | 6 |  | 0% | 0% | 1 | 0 | 0% | 0% | 1 | 0% | 0% | 0% | 1 | 0 | 2 | 0% | 0% | 0% | 1 | 0% | 0% | 0% | 1 | 0% | 0% | 0% | 1 | 0% | 0% | 0% | 1 | 0% | 0% | 0% | 1 | 0% | 0% | 0% | 1 | 0% | 0% | 0% | 1 | 6 | 6 |  | 0% | 0% | 1 | 0 | 0% | 0% | 1 | 0% | 0% | 0% | 1 | 0 | 2 | 0% | 0% | 0% | 1 | 0% | 0% | 0% | 1 | 0% | 0% | 0% | 1 | 0% | 0% | 0% | 1 | 0% | 0% | 0% | 1 | 0% | 0% | 0% | 1 | 0% | 0% | 0% | 1 | 6 | 6 |  | 0% | 0% | 1 | 0 | 0% | 0% | 1 | 0% | 0% | 0% | 1 | 0 | 2 | 0% | 0% | 0% | 1 | 0% | 0% | 0% | 1 | 0% | 0% | 0% | 1 | 0% | 0% | 0% | 1 | 0% | 0% | 0% | 1 | 0% | 0% | 0% | 1 | 0% | 0% | 0% | 1
274 | Innovation | SNV ELDORADO DESERT | 0 | 0 |  | 0% | 0% | 1 | 0 | 0% | 0% | 1 | 0% | 0% | 0% | 1 | 0 | 2 | 0% | 0% | 0% | 1 | 0% | 0% | 0% | 1 | 0% | 0% | 0% | 1 | 0% | 0% | 0% | 1 | 0% | 0% | 0% | 1 | 0% | 0% | 0% | 1 | 0% | 0% | 0% | 1 | 6 | 6 |  | 0% | 0% | 1 | 0 | 0% | 0% | 1 | 0% | 0% | 0% | 1 | 0 | 2 | 0% | 0% | 0% | 1 | 0% | 0% | 0% | 1 | 0% | 0% | 0% | 1 | 0% | 0% | 0% | 1 | 0% | 0% | 0% | 1 | 0% | 0% | 0% | 1 | 0% | 0% | 0% | 1 | 6 | 6 |  | 0% | 0% | 1 | 0 | 0% | 0% | 1 | 0% | 0% | 0% | 1 | 0 | 2 | 0% | 0% | 0% | 1 | 0% | 0% | 0% | 1 | 0% | 0% | 0% | 1 | 0% | 0% | 0% | 1 | 0% | 0% | 0% | 1 | 0% | 0% | 0% | 1 | 0% | 0% | 0% | 1 | 6 | 6 |  | 0% | 0% | 1 | 0 | 0% | 0% | 1 | 0% | 0% | 0% | 1 | 0 | 2 | 0% | 0% | 0% | 1 | 0% | 0% | 0% | 1 | 0% | 0% | 0% | 1 | 0% | 0% | 0% | 1 | 0% | 0% | 0% | 1 | 0% | 0% | 0% | 1 | 0% | 0% | 0% | 1
275 | Lathrop | SNV ELDORADO DESERT | 0 | 0 |  | 0% | 0% | 1 | 0 | 0% | 0% | 1 | 0% | 0% | 0% | 1 | 0 | 2 | 0% | 0% | 0% | 1 | 0% | 0% | 0% | 1 | 0% | 0% | 0% | 1 | 0% | 0% | 0% | 1 | 0% | 0% | 0% | 1 | 0% | 0% | 0% | 1 | 0% | 0% | 0% | 1 |  |  |  | 0% | 0% | 1 | 0 | 0% | 0% | 1 | 0% | 0% | 0% | 1 | 0 | 2 | 0% | 0% | 0% | 1 | 0% | 0% | 0% | 1 | 0% | 0% | 0% | 1 | 0% | 0% | 0% | 1 | 0% | 0% | 0% | 1 | 0% | 0% | 0% | 1 | 0% | 0% | 0% | 1 |  |  |  | 0% | 0% | 1 | 0 | 0% | 0% | 1 | 0% | 0% | 0% | 1 | 0 | 2 | 0% | 0% | 0% | 1 | 0% | 0% | 0% | 1 | 0% | 0% | 0% | 1 | 0% | 0% | 0% | 1 | 0% | 0% | 0% | 1 | 0% | 0% | 0% | 1 | 0% | 0% | 0% | 1 |  |  |  | 0% | 0% | 1 | 1.0936 | 0% | 0% | 1 | 0% | 0% | 0% | 1 | 0 | 2 | 0% | 0% | 0% | 1 | 0% | 0% | 0% | 1 | 0% | 0% | 0% | 1 | 0% | 0% | 0% | 1 | 0% | 0% | 0% | 1 | 100% | 0% | 0% | 5 | 0.4541% | 0% | 0% | 1
276 | Mohave | SNV ELDORADO DESERT | 0 | 0 |  | 0% | 0% | 1 | 0 | 0% | 0% | 1 | 0% | 0% | 0% | 1 | 0 | 2 | 0% | 0% | 0% | 1 | 0% | 0% | 0% | 1 | 0% | 0% | 0% | 1 | 0% | 0% | 0% | 1 | 0% | 0% | 0% | 1 | 0% | 0% | 0% | 1 | 0% | 0% | 0% | 1 | 6 | 6 |  | 0% | 0% | 1 | 1.8009 | 0% | 0% | 1 | 0% | 0% | 0% | 1 | 0 | 2 | 0% | 0% | 0% | 1 | 0% | 0% | 0% | 1 | 44.26% | 0% | 0% | 1 | 0% | 0% | 0% | 1 | 44.26% | 0% | 0% | 1 | 74.52% | 0% | 0% | 3 | 8.92% | 0% | 0% | 1 | 6 | 8 |  | 0% | 0% | 1 | 2.4094 | 0% | 0% | 1 | 0% | 0% | 0% | 1 | 0 | 2 | 0% | 0% | 0% | 1 | 14.95% | 0% | 0% | 1 | 89.07% | 0% | 0% | 3 | 0% | 0% | 0% | 1 | 89.07% | 0% | 0% | 3 | 24.7% | 0% | 0% | 1 | 15.69% | 0% | 0% | 1 | 6 | 10 |  | 0% | 0% | 1 | 5.1967 | 0% | 0% | 1 | 0% | 0% | 0% | 1 | 0 | 2 | 0% | 0% | 0% | 1 | 39.01% | 0% | 0% | 1 | 80.94% | 0% | 0% | 3 | 0% | 0% | 0% | 1 | 84.76% | 0% | 0% | 3 | 34.1% | 0% | 0% | 1 | 11.43% | 0% | 0% | 1
277 | Pahrump | SNV ELDORADO DESERT | 0 | 0 |  | 0% | 0% | 1 | 0 | 0% | 0% | 1 | 0% | 0% | 0% | 1 | 0 | 2 | 0% | 0% | 0% | 1 | 0% | 0% | 0% | 1 | 0% | 0% | 0% | 1 | 0% | 0% | 0% | 1 | 0% | 0% | 0% | 1 | 0% | 0% | 0% | 1 | 0% | 0% | 0% | 1 |  |  |  | 0% | 0% | 1 | 2.8908 | 0% | 0% | 1 | 0% | 0% | 0% | 1 | 0 | 2 | 0% | 0% | 0% | 1 | 0% | 0% | 0% | 1 | 39.37% | 0% | 0% | 1 | 44.92% | 0% | 0% | 1 | 44.92% | 0% | 0% | 1 | 82.19% | 0% | 0% | 3 | 5.454% | 0% | 0% | 1 |  |  |  | 0% | 0% | 1 | 12.125 | 0% | 0% | 2 | 0% | 0% | 0% | 1 | 0 | 2 | 0% | 0% | 0% | 1 | 20.9% | 0% | 0% | 1 | 5.395% | 0% | 0% | 1 | 45.01% | 0% | 0% | 1 | 55.79% | 0% | 0% | 2 | 73.07% | 0% | 0% | 3 | 0.7406% | 0% | 0% | 1 |  |  |  | 0% | 0% | 1 | 46 | 0% | 0% | 4 | 0% | 0% | 0% | 1 | 0 | 2 | 0% | 0% | 0% | 1 | 9.853% | 0% | 0% | 1 | 2.542% | 0% | 0% | 1 | 72.27% | 0% | 0% | 3 | 77.35% | 0% | 0% | 3 | 51.16% | 0% | 0% | 2 | 0.4294% | 0% | 0% | 1
278 | Palo Verde | ARIZONA MINOR | 0 | 0 |  | 0% | 0% | 1 | 0 | 0% | 0% | 1 | 0% | 0% | 0% | 1 | 0 | 2 | 0% | 0% | 0% | 1 | 0% | 0% | 0% | 1 | 0% | 0% | 0% | 1 | 0% | 0% | 0% | 1 | 0% | 0% | 0% | 1 | 0% | 0% | 0% | 1 | 0% | 0% | 0% | 1 |  |  |  | 0% | 0% | 1 | 0 | 0% | 0% | 1 | 0% | 0% | 0% | 1 | 0 | 2 | 0% | 0% | 0% | 1 | 0% | 0% | 0% | 1 | 0% | 0% | 0% | 1 | 0% | 0% | 0% | 1 | 0% | 0% | 0% | 1 | 0% | 0% | 0% | 1 | 0% | 0% | 0% | 1 |  |  |  | 0% | 0% | 1 | 0 | 0% | 0% | 1 | 0% | 0% | 0% | 1 | 0 | 2 | 0% | 0% | 0% | 1 | 0% | 0% | 0% | 1 | 0% | 0% | 0% | 1 | 0% | 0% | 0% | 1 | 0% | 0% | 0% | 1 | 0% | 0% | 0% | 1 | 0% | 0% | 0% | 1 |  |  |  | 0% | 0% | 1 | 0 | 0% | 0% | 1 | 0% | 0% | 0% | 1 | 0 | 2 | 0% | 0% | 0% | 1 | 0% | 0% | 0% | 1 | 0% | 0% | 0% | 1 | 0% | 0% | 0% | 1 | 0% | 0% | 0% | 1 | 0% | 0% | 0% | 1 | 0% | 0% | 0% | 1
279 | Primm | SNV ELDORADO DESERT | 0 | 0 |  | 0% | 0% | 1 | 2.0819 | 0% | 0% | 1 | 0% | 0% | 0% | 1 | 0 | 2 | 0% | 0% | 0% | 1 | 97.47% | 0% | 0% | 5 | 97.47% | 0% | 0% | 5 | 0% | 0% | 0% | 1 | 97.47% | 0% | 0% | 5 | 2.531% | 0% | 0% | 1 | 0% | 0% | 0% | 1 |  |  |  | 0% | 0% | 1 | 2.2619 | 0% | 0% | 1 | 0% | 0% | 0% | 1 | 0 | 2 | 0% | 0% | 0% | 1 | 87.59% | 0% | 0% | 3 | 79.11% | 0% | 0% | 3 | 11.82% | 0% | 0% | 1 | 99.37% | 0% | 0% | 5 | 44.93% | 0% | 0% | 1 | 0% | 0% | 0% | 1 |  |  |  | 0% | 0% | 1 | 2.2619 | 0% | 0% | 1 | 0% | 0% | 0% | 1 | 0 | 2 | 0% | 0% | 0% | 1 | 87.33% | 0% | 0% | 3 | 78.82% | 0% | 0% | 3 | 11.75% | 0% | 0% | 1 | 99.03% | 0% | 0% | 5 | 45.25% | 0% | 0% | 1 | 0% | 0% | 0% | 1 |  |  |  | 0% | 0% | 1 | 1.9119 | 0% | 0% | 1 | 0% | 0% | 0% | 1 | 0 | 2 | 0% | 0% | 0% | 1 | 72.11% | 0% | 0% | 3 | 67.2% | 0% | 0% | 2 | 11.77% | 0% | 0% | 1 | 83.84% | 0% | 0% | 3 | 47.01% | 0% | 0% | 1 | 0.7364% | 0% | 0% | 1
280 | Sloan Canyon (fka Bob) | SNV ELDORADO DESERT | 0 | 0 |  | 0% | 0% | 1 | 0 | 0% | 0% | 1 | 0% | 0% | 0% | 1 | 0 | 2 | 0% | 0% | 0% | 1 | 0% | 0% | 0% | 1 | 0% | 0% | 0% | 1 | 0% | 0% | 0% | 1 | 0% | 0% | 0% | 1 | 0% | 0% | 0% | 1 | 0% | 0% | 0% | 1 |  |  |  | 0% | 0% | 1 | 0 | 0% | 0% | 1 | 0% | 0% | 0% | 1 | 0 | 2 | 0% | 0% | 0% | 1 | 0% | 0% | 0% | 1 | 0% | 0% | 0% | 1 | 0% | 0% | 0% | 1 | 0% | 0% | 0% | 1 | 0% | 0% | 0% | 1 | 0% | 0% | 0% | 1 |  |  |  | 0% | 0% | 1 | 0 | 0% | 0% | 1 | 0% | 0% | 0% | 1 | 0 | 2 | 0% | 0% | 0% | 1 | 0% | 0% | 0% | 1 | 0% | 0% | 0% | 1 | 0% | 0% | 0% | 1 | 0% | 0% | 0% | 1 | 0% | 0% | 0% | 1 | 0% | 0% | 0% | 1 |  |  |  | 0% | 0% | 1 | 0 | 0% | 0% | 1 | 0% | 0% | 0% | 1 | 0 | 2 | 0% | 0% | 0% | 1 | 0% | 0% | 0% | 1 | 0% | 0% | 0% | 1 | 0% | 0% | 0% | 1 | 0% | 0% | 0% | 1 | 0% | 0% | 0% | 1 | 0% | 0% | 0% | 1
281 | Valley (VEA) | SNV ELDORADO DESERT | 0 | 0 |  | 0% | 0% | 1 | 1.1329 | 0% | 0% | 1 | 0% | 0% | 0% | 1 | 0 | 2 | 0% | 0% | 0% | 1 | 0% | 0% | 0% | 1 | 0% | 0% | 0% | 1 | 0% | 0% | 0% | 1 | 0% | 0% | 0% | 1 | 100% | 0% | 0% | 5 | 0% | 0% | 0% | 1 |  |  |  | 0% | 0% | 1 | 1.0936 | 0% | 0% | 1 | 0% | 0% | 0% | 1 | 0 | 2 | 0% | 0% | 0% | 1 | 0% | 0% | 0% | 1 | 0% | 0% | 0% | 1 | 0% | 0% | 0% | 1 | 0% | 0% | 0% | 1 | 100% | 0% | 0% | 5 | 0.4541% | 0% | 0% | 1 |  |  |  | 0% | 0% | 1 | 1.0936 | 0% | 0% | 1 | 0% | 0% | 0% | 1 | 0 | 2 | 0% | 0% | 0% | 1 | 0% | 0% | 0% | 1 | 0% | 0% | 0% | 1 | 0% | 0% | 0% | 1 | 0% | 0% | 0% | 1 | 100% | 0% | 0% | 5 | 0.4541% | 0% | 0% | 1 |  |  |  | 0% | 0% | 1 | 1.0936 | 0% | 0% | 1 | 0% | 0% | 0% | 1 | 0 | 2 | 0% | 0% | 0% | 1 | 0% | 0% | 0% | 1 | 0% | 0% | 0% | 1 | 0% | 0% | 0% | 1 | 0% | 0% | 0% | 1 | 100% | 0% | 0% | 5 | 0.4541% | 0% | 0% | 1
282 | Vista (VEA) | SNV ELDORADO DESERT | 0 | 0 |  | 0% | 0% | 1 | 0 | 0% | 0% | 1 | 0% | 0% | 0% | 1 | 0 | 2 | 0% | 0% | 0% | 1 | 0% | 0% | 0% | 1 | 0% | 0% | 0% | 1 | 0% | 0% | 0% | 1 | 0% | 0% | 0% | 1 | 0% | 0% | 0% | 1 | 0% | 0% | 0% | 1 |  |  |  | 0% | 0% | 1 | 0 | 0% | 0% | 1 | 0% | 0% | 0% | 1 | 0 | 2 | 0% | 0% | 0% | 1 | 0% | 0% | 0% | 1 | 0% | 0% | 0% | 1 | 0% | 0% | 0% | 1 | 0% | 0% | 0% | 1 | 0% | 0% | 0% | 1 | 0% | 0% | 0% | 1 |  |  |  | 0% | 0% | 1 | 1.9991 | 0% | 0% | 1 | 0% | 0% | 0% | 1 | 0 | 2 | 0% | 0% | 0% | 1 | 0.08838% | 0% | 0% | 1 | 71.61% | 0% | 0% | 3 | 95.71% | 0% | 0% | 5 | 95.8% | 0% | 0% | 5 | 57.04% | 0% | 0% | 2 | 10.48% | 0% | 0% | 1 |  |  |  | 0% | 0% | 1 | 1.4536 | 0% | 0% | 1 | 0% | 0% | 0% | 1 | 0 | 2 | 0% | 0% | 0% | 1 | 12.15% | 0% | 0% | 1 | 15.53% | 0% | 0% | 1 | 30.66% | 0% | 0% | 1 | 42.81% | 0% | 0% | 1 | 86.99% | 0% | 0% | 3 | 2.132% | 0% | 0% | 1
283 | Bay Boulevard | SAN DIEGO | 0 | 0 |  | 0% | 0% | 1 | 11.0211 | 0% | 0% | 1 | 0% | 0% | 0% | 1 | 0 | 2 | 0% | 0% | 0% | 1 | 10% | 0% | 0% | 1 | 63.99% | 0% | 0% | 2 | 77.3% | 0% | 0% | 3 | 77.3% | 0% | 0% | 3 | 0% | 0% | 0% | 1 | 7.324% | 0% | 0% | 1 |  |  |  | 0% | 0% | 1 | 28.75 | 0% | 0% | 3 | 0% | 0% | 0% | 1 | 0 | 2 | 41.41% | 0% | 41.41% | 2 | 1.452% | 0% | 0% | 1 | 53.8% | 0% | 0% | 2 | 91.55% | 0% | 0% | 4 | 91.75% | 0% | 0% | 4 | 1.979% | 0% | 0% | 1 | 6.761% | 0% | 0% | 1 |  |  |  | 0% | 0% | 1 | 24.598 | 0% | 0% | 3 | 0% | 0% | 0% | 1 | 0 | 2 | 44.04% | 16.92% | 60.96% | 3 | 9.615% | 0% | 0% | 1 | 64.06% | 0% | 0% | 2 | 91.12% | 0% | 0% | 4 | 92.4% | 0% | 0% | 4 | 31.14% | 0% | 0% | 1 | 4.835% | 0% | 0% | 1 |  |  |  | 0% | 0% | 1 | 23.36 | 0% | 0% | 3 | 0.07665% | 0% | 0% | 1 | 0 | 2 | 28.14% | 49.27% | 77.41% | 5 | 28.5% | 0% | 0% | 1 | 64.41% | 0% | 0% | 2 | 88.32% | 0% | 0% | 3 | 92.53% | 0% | 0% | 4 | 29.1% | 0% | 0% | 1 | 5.05% | 0% | 0% | 1
284 | Beatty | SNV ELDORADO DESERT | 0 | 0 |  | 0% | 0% | 1 | 0 | 0% | 0% | 1 | 0% | 0% | 0% | 1 | 0 | 2 | 0% | 0% | 0% | 1 | 0% | 0% | 0% | 1 | 0% | 0% | 0% | 1 | 0% | 0% | 0% | 1 | 0% | 0% | 0% | 1 | 0% | 0% | 0% | 1 | 0% | 0% | 0% | 1 |  |  |  | 0% | 0% | 1 | 0 | 0% | 0% | 1 | 0% | 0% | 0% | 1 | 0 | 2 | 0% | 0% | 0% | 1 | 0% | 0% | 0% | 1 | 0% | 0% | 0% | 1 | 0% | 0% | 0% | 1 | 0% | 0% | 0% | 1 | 0% | 0% | 0% | 1 | 0% | 0% | 0% | 1 |  |  |  | 0% | 0% | 1 | 0 | 0% | 0% | 1 | 0% | 0% | 0% | 1 | 0 | 2 | 0% | 0% | 0% | 1 | 0% | 0% | 0% | 1 | 0% | 0% | 0% | 1 | 0% | 0% | 0% | 1 | 0% | 0% | 0% | 1 | 100% | 0% | 0% | 5 | 0% | 0% | 0% | 1 |  |  |  | 0% | 0% | 1 | 0 | 0% | 0% | 1 | 0% | 0% | 0% | 1 | 0 | 2 | 0% | 0% | 0% | 1 | 0% | 0% | 0% | 1 | 0% | 0% | 0% | 1 | 0% | 0% | 0% | 1 | 0% | 0% | 0% | 1 | 100% | 0% | 0% | 5 | 0% | 0% | 0% | 1
285 | Lee Lake (Proposed) | RIVERSIDE | 0 | 0 |  | 0% | 0% | 1 | 16.8656 | 0% | 0% | 2 | 0.007755% | 0% | 0% | 1 | 0 | 2 | 20.48% | 65.52% | 86% | 5 | 46.5% | 0% | 0% | 1 | 43.74% | 0% | 0% | 1 | 57.55% | 0% | 0% | 2 | 82.2% | 0% | 0% | 3 | 37.58% | 0% | 0% | 1 | 9.394% | 0% | 0% | 1 |  |  |  | 0% | 0% | 1 | 24.6 | 0% | 0% | 3 | 0.2901% | 0% | 0% | 1 | 0 | 2 | 22.98% | 63.63% | 86.61% | 5 | 34.37% | 0% | 0% | 1 | 30.55% | 0% | 0% | 1 | 51.26% | 0% | 0% | 2 | 75.55% | 0% | 0% | 3 | 35.1% | 0% | 0% | 1 | 9.773% | 0% | 0% | 1 |  |  |  | 0% | 0% | 1 | 27.8115 | 0% | 0% | 3 | 0.1924% | 0% | 0% | 1 | 0 | 2 | 28.08% | 61.45% | 89.54% | 5 | 32.04% | 0% | 0% | 1 | 33.43% | 0% | 0% | 1 | 50.82% | 0% | 0% | 2 | 77.3% | 0% | 0% | 3 | 37.03% | 0% | 0% | 1 | 9.599% | 0% | 0% | 1 |  |  |  | 0% | 0% | 1 | 33 | 0% | 0% | 4 | 2.017% | 0% | 0% | 1 | 0 | 2 | 40.53% | 47.25% | 87.78% | 5 | 28.67% | 0% | 0% | 1 | 41.94% | 0% | 0% | 1 | 56.23% | 0% | 0% | 2 | 74.63% | 0% | 0% | 3 | 31.4% | 0% | 0% | 1 | 8.436% | 0% | 0% | 1
286 | Leprino Jct | SPGE | 0 | 0 |  | 0% | 0% | 1 | 14.2009 | 0% | 0% | 2 | 0.2961% | 0% | 0% | 1 | 0 | 2 | 0% | 0% | 0% | 1 | 28.22% | 0% | 0% | 1 | 0% | 0% | 0% | 1 | 0% | 0% | 0% | 1 | 28.22% | 0% | 0% | 1 | 0% | 0% | 0% | 1 | 5.225% | 0% | 0% | 1 |  |  |  | 0% | 0% | 1 | 9.7 | 0% | 0% | 1 | 23.88% | 0% | 0% | 1 | 0 | 2 | 0% | 0% | 0% | 1 | 14.63% | 0% | 0% | 1 | 0.207% | 0% | 0% | 1 | 1.139% | 0% | 0% | 1 | 14.63% | 0% | 0% | 1 | 0% | 0% | 0% | 1 | 2.57% | 0% | 0% | 1 |  |  |  | 0% | 0% | 1 | 9.2574 | 0% | 0% | 1 | 36.49% | 0% | 0% | 1 | 0 | 2 | 0% | 0% | 0% | 1 | 10.92% | 0% | 0% | 1 | 1.466% | 0% | 0% | 1 | 3.909% | 0% | 0% | 1 | 13.72% | 0% | 0% | 1 | 0% | 0% | 0% | 1 | 1.844% | 0% | 0% | 1 |  |  |  | 0% | 0% | 1 | 9.2 | 0% | 0% | 1 | 41.13% | 0% | 0% | 1 | 0 | 2 | 0% | 0% | 0% | 1 | 10.36% | 0% | 0% | 1 | 1.576% | 0% | 0% | 1 | 6.42% | 0% | 0% | 1 | 16.05% | 0% | 0% | 1 | 0% | 0% | 0% | 1 | 1.889% | 0% | 0% | 1
287 | Mead | SNV ELDORADO DESERT | 0 | 0 |  | 0% | 0% | 1 | 0 | 0% | 0% | 1 | 0% | 0% | 0% | 1 | 0 | 2 | 0% | 0% | 0% | 1 | 0% | 0% | 0% | 1 | 0% | 0% | 0% | 1 | 0% | 0% | 0% | 1 | 0% | 0% | 0% | 1 | 0% | 0% | 0% | 1 | 0% | 0% | 0% | 1 |  |  |  | 0% | 0% | 1 | 0 | 0% | 0% | 1 | 0% | 0% | 0% | 1 | 0 | 2 | 0% | 0% | 0% | 1 | 0% | 0% | 0% | 1 | 0% | 0% | 0% | 1 | 0% | 0% | 0% | 1 | 0% | 0% | 0% | 1 | 0% | 0% | 0% | 1 | 0% | 0% | 0% | 1 |  |  |  | 0% | 0% | 1 | 0 | 0% | 0% | 1 | 0% | 0% | 0% | 1 | 0 | 2 | 0% | 0% | 0% | 1 | 0% | 0% | 0% | 1 | 0% | 0% | 0% | 1 | 0% | 0% | 0% | 1 | 0% | 0% | 0% | 1 | 0% | 0% | 0% | 1 | 0% | 0% | 0% | 1 |  |  |  | 0% | 0% | 1 | 0 | 0% | 0% | 1 | 0% | 0% | 0% | 1 | 0 | 2 | 0% | 0% | 0% | 1 | 0% | 0% | 0% | 1 | 0% | 0% | 0% | 1 | 0% | 0% | 0% | 1 | 0% | 0% | 0% | 1 | 0% | 0% | 0% | 1 | 0% | 0% | 0% | 1
288 | Quinto | SPGE | 121 | 1210 |  | 28.97% | 0% | 2 | 13.0348 | 16.12% | 0% | 2 | 26.63% | 27.06% | 0% | 2 | 1 | 1 | 0% | 0% | 0% | 1 | 55.05% | 10.92% | 0% | 2 | 0.1668% | 4.919% | 0% | 1 | 10.03% | 5.458% | 0% | 1 | 55.05% | 10.92% | 0% | 2 | 6.594% | 5.257% | 0% | 1 | 3.591% | 10.92% | 0% | 1 | 8 | 8 |  | 6.394% | 0% | 1 | 8.6915 | 4.042% | 0% | 1 | 20.39% | 4.659% | 0% | 1 | 1 | 1 | 1.262% | 0% | 1.262% | 1 | 54.77% | 2.608% | 0% | 2 | 9.62% | 1.305% | 0% | 1 | 20.2% | 1.478% | 0% | 1 | 59.8% | 2.934% | 0% | 2 | 19.68% | 1.469% | 0% | 1 | 8.816% | 2.934% | 0% | 1 | 5 | 8 |  | 4.807% | 0% | 1 | 6.5441 | 1.397% | 0% | 1 | 19.36% | 4.659% | 0% | 1 | 1 | 1 | 10.16% | 0% | 10.16% | 1 | 59.16% | 1.288% | 0% | 2 | 15.89% | 0.6254% | 0% | 1 | 26.79% | 0.7185% | 0% | 1 | 66.32% | 1.562% | 0% | 2 | 39.98% | 0.8764% | 0% | 1 | 6.265% | 1.562% | 0% | 1 | 5 | 8 |  | 2.803% | 0% | 1 | 6.356 | 0.7021% | 0% | 1 | 21.85% | 4.659% | 0% | 1 | 1 | 1 | 13.81% | 0% | 13.81% | 1 | 57.77% | 0.6722% | 0% | 2 | 14.38% | 0.3315% | 0% | 1 | 23.32% | 0.3702% | 0% | 1 | 65.08% | 0.8128% | 0% | 2 | 42.92% | 0.4973% | 0% | 1 | 6.083% | 0.8128% | 0% | 1
289 | Sandy | SNV ELDORADO DESERT | 0 | 0 |  | 0% | 0% | 1 | 0 | 0% | 0% | 1 | 0% | 0% | 0% | 1 | 0 | 2 | 0% | 0% | 0% | 1 | 0% | 0% | 0% | 1 | 0% | 0% | 0% | 1 | 0% | 0% | 0% | 1 | 0% | 0% | 0% | 1 | 0% | 0% | 0% | 1 | 0% | 0% | 0% | 1 |  |  |  | 0% | 0% | 1 | 0 | 0% | 0% | 1 | 0% | 0% | 0% | 1 | 0 | 2 | 0% | 0% | 0% | 1 | 0% | 0% | 0% | 1 | 0% | 0% | 0% | 1 | 0% | 0% | 0% | 1 | 0% | 0% | 0% | 1 | 0% | 0% | 0% | 1 | 0% | 0% | 0% | 1 |  |  |  | 0% | 0% | 1 | 35.3333 | 0% | 0% | 4 | 0% | 0% | 0% | 1 | 0 | 2 | 0% | 0% | 0% | 1 | 0% | 0% | 0% | 1 | 0% | 0% | 0% | 1 | 72.64% | 0% | 0% | 3 | 72.64% | 0% | 0% | 3 | 23.65% | 0% | 0% | 1 | 0.8137% | 0% | 0% | 1 |  |  |  | 0% | 0% | 1 | 50.736 | 0% | 0% | 4 | 0% | 0% | 0% | 1 | 0 | 2 | 0% | 0% | 0% | 1 | 9.791% | 0% | 0% | 1 | 0.05159% | 0% | 0% | 1 | 66.36% | 0% | 0% | 2 | 71.41% | 0% | 0% | 3 | 45.11% | 0% | 0% | 1 | 0.3918% | 0% | 0% | 1
290 | Eldorado | SNV ELDORADO DESERT | 0 | 0 |  | 0% | 0% | 1 | 0 | 0% | 0% | 1 | 0% | 0% | 0% | 1 | 0 | 2 | 0% | 0% | 0% | 1 | 0% | 0% | 0% | 1 | 0% | 0% | 0% | 1 | 0% | 0% | 0% | 1 | 0% | 0% | 0% | 1 | 0% | 0% | 0% | 1 | 0% | 0% | 0% | 1 | 6 | 6 |  | 0% | 0% | 1 | 0 | 0% | 0% | 1 | 0% | 0% | 0% | 1 | 0 | 2 | 0% | 0% | 0% | 1 | 0% | 0% | 0% | 1 | 0% | 0% | 0% | 1 | 0% | 0% | 0% | 1 | 0% | 0% | 0% | 1 | 0% | 0% | 0% | 1 | 0% | 0% | 0% | 1 | 6 | 6 |  | 0% | 0% | 1 | 0 | 0% | 0% | 1 | 0% | 0% | 0% | 1 | 0 | 2 | 0% | 0% | 0% | 1 | 0% | 0% | 0% | 1 | 0% | 0% | 0% | 1 | 0% | 0% | 0% | 1 | 0% | 0% | 0% | 1 | 0% | 0% | 0% | 1 | 0% | 0% | 0% | 1 | 6 | 6 |  | 0% | 0% | 1 | 0 | 0% | 0% | 1 | 0% | 0% | 0% | 1 | 0 | 2 | 0% | 0% | 0% | 1 | 0% | 0% | 0% | 1 | 0% | 0% | 0% | 1 | 0% | 0% | 0% | 1 | 0% | 0% | 0% | 1 | 0% | 0% | 0% | 1 | 0% | 0% | 0% | 1

## Land_OOS_Analysis_Solar_2034
Acres/MW
|  |  |  | 10 |  | 5 Mile Radius Analysis |  |  | 10 Mile Radius Analysis |  |  | 15 Mile Radius Analysis |  |  | 20 Mile Radius Analysis
[6 empty] | WECC Land-Use Screen |  |  | WECC Land-Use Screen |  |  | WECC Land-Use Screen |  |  | WECC Land-Use Screen
OBJECTID | IRP_Substation_Name | RESOLVE_Solar_Area | MWs Mapepd | Acres of MWs Mapped | Distance from Substation Selected | Lower Implications Area used by MWs Mapped | High Implications Area used by MWs Mapped | Core Screen Criteria Alignment Level | Lower Implications Area used by MWs Mapped | High Implications Area used by MWs Mapped | Core Screen Criteria Alignment Level | Lower Implications Area used by MWs Mapped | High Implications Area used by MWs Mapped | Core Screen Criteria Alignment Level | Lower Implications Area used by MWs Mapped | High Implications Area used by MWs Mapped | Core Screen Criteria Alignment Level
1 | DELANEY | ARIZONA | 150 | 1500 |  | 4.872% | 0% | 1 | 1.068% | 0% | 1 | 0.5393% | 0% | 1 | 0.3552% | 0% | 1
2 | GAMEBIRD | SNV | 210 | 2100 |  | 19.29% | 0% | 1 | 4.022% | 0% | 1 | 2.518% | 0% | 1 | 1.823% | 0% | 1
3 | MOHAVE | SNV | 700 | 7000 |  | 197.2% | 1821% | 5 | 28.28% | 0% | 2 | 14.45% | 0% | 1 | 8.539% | 0% | 1
4 | HASSAYAMPA | ARIZONA | 302.5 | 3025 |  | 9.356% | 0% | 1 | 2.797% | 0% | 1 | 1.461% | 0% | 1 | 0.8506% | 0% | 1
5 | ELDORADO | SNV | 300 | 3000 |  | 114.3% | 128.2% | 5 | 66.2% | 0% | 3 | 15.08% | 0% | 1 | 7.327% | 0% | 1
6 | NORTH GILA | ARIZONA | 0 | 0 |  | 0% | 0% | 1 | 0% | 0% | 1 | 0% | 0% | 1 | 0% | 0% | 1
7 | LATHROP | SNV | 0 | 0 |  | 0% | 0% | 1 | 0% | 0% | 1 | 0% | 0% | 1 | 0% | 0% | 1
8 | BEATTY | SNV | 0 | 0 |  | 0% | 0% | 1 | 0% | 0% | 1 | 0% | 0% | 1 | 0% | 0% | 1
9 | VALLEY (VEA) | SNV | 0 | 0 |  | 0% | 0% | 1 | 0% | 0% | 1 | 0% | 0% | 1 | 0% | 0% | 1
10 | INNOVATION | SNV | 300 | 3000 |  | 12.15% | 0% | 1 | 4.705% | 0% | 1 | 2.747% | 0% | 1 | 2.02% | 0% | 1
11 | HOODOO WASH | ARIZONA | 950 | 9500 |  | 22.69% | 0% | 2 | 6.005% | 0% | 1 | 3.506% | 0% | 1 | 2.276% | 0% | 1
12 | VISTA (VEA) | SNV | 0 | 0 |  | 0% | 0% | 1 | 0% | 0% | 1 | 0% | 0% | 1 | 0% | 0% | 1
13 | DESERT VIEW | SNV | 0 | 0 |  | 0% | 0% | 1 | 0% | 0% | 1 | 0% | 0% | 1 | 0% | 0% | 1
14 | CIELO AZUL | ARIZONA | 1500 | 15000 |  | 40.54% | 0% | 2 | 12.26% | 0% | 1 | 6.51% | 0% | 1 | 4.312% | 0% | 1
15 | TROUT CANYON | SNV | 1055 | 10550 |  | 251.9% | 3500% | 5 | 31.2% | 0% | 2 | 13.89% | 0% | 1 | 10.42% | 0% | 1
16 | SLOAN CANYON | SNV | 0 | 0 |  | 0% | 0% | 1 | 0% | 0% | 1 | 0% | 0% | 1 | 0% | 0% | 1
17 | CHARLESTON PARK | SNV | 0 | 0 |  | 0% | 0% | 1 | 0% | 0% | 1 | 0% | 0% | 1 | 0% | 0% | 1
18 | JACKASS FLATS | SNV | 0 | 0 |  | 0% | 0% | 1 | 0% | 0% | 1 | 0% | 0% | 1 | 0% | 0% | 1
19 | MCCULLOUGH | SNV | 0 | 0 |  | 0% | 0% | 1 | 0% | 0% | 1 | 0% | 0% | 1 | 0% | 0% | 1
20 | MEAD | SNV | 0 | 0 |  | 0% | 0% | 1 | 0% | 0% | 1 | 0% | 0% | 1 | 0% | 0% | 1
21 | MERCURY | SNV | 0 | 0 |  | 0% | 0% | 1 | 0% | 0% | 1 | 0% | 0% | 1 | 0% | 0% | 1
22 | NORTHWEST (NVE) | SNV | 0 | 0 |  | 0% | 0% | 1 | 0% | 0% | 1 | 0% | 0% | 1 | 0% | 0% | 1
23 | PAHRUMP | SNV | 0 | 0 |  | 0% | 0% | 1 | 0% | 0% | 1 | 0% | 0% | 1 | 0% | 0% | 1
24 | PALO VERDE | ARIZONA | 0 | 0 |  | 0% | 0% | 1 | 0% | 0% | 1 | 0% | 0% | 1 | 0% | 0% | 1
25 | PRIMM | SNV | 0 | 0 |  | 0% | 0% | 1 | 0% | 0% | 1 | 0% | 0% | 1 | 0% | 0% | 1
26 | SANDY VALLEY | SNV | 0 | 0 |  | 0% | 0% | 1 | 0% | 0% | 1 | 0% | 0% | 1 | 0% | 0% | 1
27 | THOUSANDAIRE | SNV | 0 | 0 |  | 0% | 0% | 1 | 0% | 0% | 1 | 0% | 0% | 1 | 0% | 0% | 1
28 | VALLEY SWITCH | SNV | 0 | 0 |  | 0% | 0% | 1 | 0% | 0% | 1 | 0% | 0% | 1 | 0% | 0% | 1

## Land_EnvAnalysis_Wind_2034
|  |  |  | Acres/MW |  | 10-mile Radius From Substation Analysis | [40 empty] | 15-mile Radius From Substation Analysis | [40 empty] | 20-mile Radius From Substation Analysis
|  |  |  | 40 |  | 3. Land-use Feasibility Criteria Analysis | [16 empty] | 4. Environmental (Conservation and Biological) Impact Factors Criteria Analysis | [23 empty] | 3. Land-use Feasibility Criteria Analysis | [16 empty] | 4. Environmental (Conservation and Biological) Impact Factors Criteria Analysis | [23 empty] | 3. Land-use Feasibility Criteria Analysis | [16 empty] | 4. Environmental (Conservation and Biological) Impact Factors Criteria Analysis
[6 empty] | CEC Core Land-Use Screen |  |  | CEC's Parcelization |  |  |  | CEC's Cropland Index |  |  |  | Criticially Overdrafted Groundwater Basin |  | Fire Threat |  |  |  | ACE Terrestrial Connectivity |  |  |  | ACE Biodiversity |  |  |  | ACE Irreplaceability |  |  |  | ACE Combined |  |  |  | Terrestrial Landscape Intactness |  |  |  | Wetlands |  |  |  | CEC Core Land-Use Screen |  |  | CEC's Parcelization |  |  |  | CEC's Cropland Index |  |  |  | Criticially Overdrafted Groundwater Basin |  | Fire Threat |  |  |  | ACE Terrestrial Connectivity |  |  |  | ACE Biodiversity |  |  |  | ACE Irreplaceability |  |  |  | ACE Combined |  |  |  | Terrestrial Landscape Intactness |  |  |  | Wetlands |  |  |  | CEC Core Land-Use Screen |  |  | CEC's Parcelization |  |  |  | CEC's Cropland Index |  |  |  | Criticially Overdrafted Groundwater Basin |  | Fire Threat |  |  |  | ACE Terrestrial Connectivity |  |  |  | ACE Biodiversity |  |  |  | ACE Irreplaceability |  |  |  | ACE Combined |  |  |  | Terrestrial Landscape Intactness |  |  |  | Wetlands
OBJECTID | IRP_Substation_Name | RESOLVE_Wind_Area | MWs Mapepd | Acres of MWs Mapped | Distance from Substation Selected | Lower Implications Area used by MWs Mapped | High Implications Area used by MWs Mapped | Core Screen Criteria Alignment Level | Substation's 10th Percentile Value Parcelization | Low Parcelization (P ≤ 6) Area used by MWs Mapped | Medium Parcelization (6 < P ≤ 30) Area used by MWs Mapped | Parcelization Criteria Alignment Level | Total Potential Area Percentage High Value Cropland | Low Value Cropland used by MWs Mapped | High Value Cropland used by MWs Mapped | Cropland Index Criteria Alignment Level | Majority of Area within Critically Overdrafted Basin | Overdrafted Basin Criteria Alignment Level | Total Potential Area Percentage Tier 2 | Total Potential Area Percentage Tier 3 | Total Potential Area Percentage Tier 2 or 3 | Fire Threat Criteria Alignment Level | Total Potential Area Percentage Higher Implications | Low Implications Area used by MWs Mapped | Higher Implications Area used by MWs Mapped | ACE Connectivity Criteria Alignment | Total Potential Area Percentage Higher Implications | Low Implications Area used by MWs Mapped | Higher Implications Area used by MWs Mapped | ACE Biodiversity Criteria Alignment | Total Potential Area Percentage Higher Implications | Low Implications Area used by MWs Mapped | Higher Implications Area used by MWs Mapped | ACE Irreplaceability Criteria Alignment | Total Potential Area Percentage Higher Implications | Low Implications Area used by MWs Mapped | Higher Implications Area used by MWs Mapped | All ACE Criteria Alignment | Total Potential Area Percentage Higher Implications | Low Implications Area used by MWs Mapped | Higher Implications Area used by MWs Mapped | Intactness Criteria Alignment | Total Potential Area Percentage Higher Implications | Low Implications Area used by MWs Mapped | Higher Implications Area used by MWs Mapped | Wetlands Criteria Alignment | Lower Implications Area used by MWs Mapped | High Implications Area used by MWs Mapped | Core Screen Criteria Alignment Level | Substation's 10th Percentile Value Parcelization | Low Parcelization (P ≤ 6) Area used by MWs Mapped | Medium Parcelization (6 < P ≤ 30) Area used by MWs Mapped | Parcelization Criteria Alignment Level | Total Potential Area Percentage High Value Cropland | Low Value Cropland used by MWs Mapped | High Value Cropland used by MWs Mapped | Cropland Index Criteria Alignment Level | Majority of Area within Critically Overdrafted Basin | Overdrafted Basin Criteria Alignment Level | Total Potential Area Percentage Tier 2 | Total Potential Area Percentage Tier 3 | Total Potential Area Percentage Tier 2 or 3 | Fire Threat Criteria Alignment Level | Total Potential Area Percentage Higher Implications | Low Implications Area used by MWs Mapped | Higher Implications Area used by MWs Mapped | ACE Connectivity Criteria Alignment | Total Potential Area Percentage Higher Implications | Low Implications Area used by MWs Mapped | Higher Implications Area used by MWs Mapped | ACE Biodiversity Criteria Alignment | Total Potential Area Percentage Higher Implications | Low Implications Area used by MWs Mapped | Higher Implications Area used by MWs Mapped | ACE Irreplaceability Criteria Alignment | Total Potential Area Percentage Higher Implications | Low Implications Area used by MWs Mapped | Higher Implications Area used by MWs Mapped | All ACE Criteria Alignment | Total Potential Area Percentage Higher Implications | Low Implications Area used by MWs Mapped | Higher Implications Area used by MWs Mapped | Intactness Criteria Alignment | Total Potential Area Percentage Higher Implications | Low Implications Area used by MWs Mapped | Higher Implications Area used by MWs Mapped | Wetlands Criteria Alignment | Lower Implications Area used by MWs Mapped | High Implications Area used by MWs Mapped | Core Screen Criteria Alignment Level | Substation's 10th Percentile Value Parcelization | Low Parcelization (P ≤ 6) Area used by MWs Mapped | Medium Parcelization (6 < P ≤ 30) Area used by MWs Mapped | Parcelization Criteria Alignment Level | Total Potential Area Percentage High Value Cropland | Low Value Cropland used by MWs Mapped | High Value Cropland used by MWs Mapped | Cropland Index Criteria Alignment Level | Majority of Area within Critically Overdrafted Basin | Overdrafted Basin Criteria Alignment Level | Total Potential Area Percentage Tier 2 | Total Potential Area Percentage Tier 3 | Total Potential Area Percentage Tier 2 or 3 | Fire Threat Criteria Alignment Level | Total Potential Area Percentage Higher Implications | Low Implications Area used by MWs Mapped | Higher Implications Area used by MWs Mapped | ACE Connectivity Criteria Alignment | Total Potential Area Percentage Higher Implications | Low Implications Area used by MWs Mapped | Higher Implications Area used by MWs Mapped | ACE Biodiversity Criteria Alignment | Total Potential Area Percentage Higher Implications | Low Implications Area used by MWs Mapped | Higher Implications Area used by MWs Mapped | ACE Irreplaceability Criteria Alignment | Total Potential Area Percentage Higher Implications | Low Implications Area used by MWs Mapped | Higher Implications Area used by MWs Mapped | All ACE Criteria Alignment | Total Potential Area Percentage Higher Implications | Low Implications Area used by MWs Mapped | Higher Implications Area used by MWs Mapped | Intactness Criteria Alignment | Total Potential Area Percentage Higher Implications | Low Implications Area used by MWs Mapped | Higher Implications Area used by MWs Mapped | Wetlands Criteria Alignment
1 | East Shore | Solano | 0 | 0 |  | 0% | 0% | 1 |  |  |  |  | 0% | [5 empty] | 0% | 38.63% | 38.63% | 5 | 29.91% | 0% | 0% | 1 | 19.74% | 0% | 0% | 1 | 65.07% | 0% | 0% | 2 | 77.2% | 0% | 0% | 3 | 35.01% | 0% | 0% | 1 | 13.57% | 0% | 0% | 1 | 0% | 0% | 1 |  |  |  |  | 0% | [5 empty] | 5.009% | 35.62% | 40.63% | 5 | 34.87% | 0% | 0% | 1 | 29.51% | 0% | 0% | 1 | 62.9% | 0% | 0% | 2 | 76.9% | 0% | 0% | 3 | 35.57% | 0% | 0% | 1 | 14.78% | 0% | 0% | 1 | 0% | 0% | 1 |  |  |  |  | 0.1027% | [5 empty] | 9.552% | 51.78% | 61.33% | 5 | 58.08% | 0% | 0% | 2 | 45.02% | 0% | 0% | 1 | 67.29% | 0% | 0% | 2 | 81.68% | 0% | 0% | 3 | 49.35% | 0% | 0% | 1 | 11.4% | 0% | 0% | 1
2 | Newark | Solano | 0 | 0 |  | 0% | 0% | 1 |  |  |  |  | 0% | [5 empty] | 21.92% | 42.95% | 64.87% | 5 | 54.12% | 0% | 0% | 2 | 20.81% | 0% | 0% | 1 | 49.45% | 0% | 0% | 1 | 82.76% | 0% | 0% | 3 | 53.15% | 0% | 0% | 2 | 31.97% | 0% | 0% | 1 | 0% | 0% | 1 |  |  |  |  | 0% | [5 empty] | 15.16% | 57.55% | 72.71% | 5 | 61.47% | 0% | 0% | 2 | 20.8% | 0% | 0% | 1 | 63.3% | 0% | 0% | 2 | 87.47% | 0% | 0% | 3 | 64.49% | 0% | 0% | 2 | 22.02% | 0% | 0% | 1 | 0% | 0% | 1 |  |  |  |  | 0.03055% | [5 empty] | 48.15% | 29.92% | 78.08% | 5 | 75.97% | 0% | 0% | 3 | 27.84% | 0% | 0% | 1 | 48.41% | 0% | 0% | 1 | 90.01% | 0% | 0% | 4 | 65.15% | 0% | 0% | 2 | 10.68% | 0% | 0% | 1
3 | Tesla | Solano | 575 | 23000 |  | 999.9% | 27.98% | 5 |  |  |  |  | 21.4% | [5 empty] | 7.076% | 0% | 7.076% | 1 | 74.69% | 110.5% | 3.574% | 4 | 52.3% | 58.65% | 0% | 3 | 59.21% | 68.58% | 0% | 3 | 82.57% | 160.5% | 12.77% | 5 | 30.67% | 40.35% | 0% | 2 | 4.614% | 160.5% | 12.77% | 5 | 999.9% | 14.07% | 5 |  |  |  |  | 34.04% | [5 empty] | 13.77% | 1.183% | 14.95% | 2 | 61.94% | 36.95% | 0% | 2 | 37.65% | 22.56% | 0% | 2 | 41.12% | 23.89% | 0% | 2 | 69.19% | 45.65% | 0% | 2 | 26.85% | 19.23% | 0% | 1 | 5.317% | 45.65% | 0% | 2 | 999.9% | 8.857% | 4 |  |  |  |  | 38.62% | [5 empty] | 15.87% | 2.097% | 17.97% | 2 | 57.23% | 20.71% | 0% | 2 | 31.46% | 12.92% | 0% | 1 | 35.26% | 13.68% | 0% | 1 | 63.32% | 24.14% | 0% | 2 | 30.87% | 12.81% | 0% | 1 | 4.689% | 24.14% | 0% | 2
4 | Cabrillo | Kern_Greater_Carrizo | 91.2 | 3648 |  | 999.9% | 7.489% | 4 |  |  |  |  | 4.112% | [5 empty] | 92.47% | 0% | 92.47% | 5 | 63.95% | 20.77% | 0% | 2 | 5.586% | 7.932% | 0% | 1 | 31.79% | 10.98% | 0% | 1 | 77.95% | 33.97% | 0% | 3 | 58.81% | 18.18% | 0% | 2 | 6.325% | 33.97% | 0% | 2 | 999.9% | 3.665% | 4 |  |  |  |  | 2.313% | [5 empty] | 92.61% | 0.4434% | 93.05% | 5 | 70.71% | 12.51% | 0% | 3 | 3.17% | 3.785% | 0% | 1 | 22.32% | 4.718% | 0% | 1 | 79.71% | 18.06% | 0% | 3 | 64.16% | 10.22% | 0% | 2 | 6.167% | 18.06% | 0% | 1 | 999.9% | 3.335% | 4 |  |  |  |  | 2.475% | [5 empty] | 88.51% | 2.77% | 91.28% | 5 | 69.4% | 10.9% | 0% | 2 | 2.885% | 3.434% | 0% | 1 | 21.86% | 4.268% | 0% | 1 | 79.11% | 15.96% | 0% | 3 | 62.61% | 8.92% | 0% | 2 | 6.063% | 15.96% | 0% | 1
5 | Honcut | Northern_California | 0 | 0 |  | 0% | 0% | 1 |  |  |  |  | 35.34% | [5 empty] | 1.515% | 0% | 1.515% | 1 | 77.65% | 0% | 0% | 3 | 7.746% | 0% | 0% | 1 | 21.82% | 0% | 0% | 1 | 83.92% | 0% | 0% | 3 | 2.387% | 0% | 0% | 1 | 15.07% | 0% | 0% | 1 | 0% | 0% | 1 |  |  |  |  | 28.93% | [5 empty] | 1.384% | 0% | 1.384% | 1 | 61.5% | 0% | 0% | 2 | 14.8% | 0% | 0% | 1 | 36.04% | 0% | 0% | 1 | 82.59% | 0% | 0% | 3 | 7.414% | 0% | 0% | 1 | 11.43% | 0% | 0% | 1 | 0% | 0% | 1 |  |  |  |  | 26.04% | [5 empty] | 3.428% | 0.6989% | 4.127% | 2 | 55.66% | 0% | 0% | 2 | 18.35% | 0% | 0% | 1 | 39.01% | 0% | 0% | 1 | 80.21% | 0% | 0% | 3 | 7.222% | 0% | 0% | 1 | 12.03% | 0% | 0% | 1
6 | Palermo | Northern_California | 0 | 0 |  | 0% | 0% | 1 |  |  |  |  | 14.25% | [5 empty] | 18.8% | 2.626% | 21.43% | 2 | 90.02% | 0% | 0% | 4 | 10% | 0% | 0% | 1 | 7.174% | 0% | 0% | 1 | 94.73% | 0% | 0% | 4 | 11.9% | 0% | 0% | 1 | 28.11% | 0% | 0% | 1 | 0% | 0% | 1 |  |  |  |  | 18.63% | [5 empty] | 9.415% | 7.016% | 16.43% | 2 | 80.68% | 0% | 0% | 3 | 13.93% | 0% | 0% | 1 | 30.32% | 0% | 0% | 1 | 91.74% | 0% | 0% | 4 | 9.584% | 0% | 0% | 1 | 20.5% | 0% | 0% | 1 | 0% | 0% | 1 |  |  |  |  | 19.42% | [5 empty] | 7.068% | 12.48% | 19.55% | 3 | 62.36% | 0% | 0% | 2 | 21.54% | 0% | 0% | 1 | 41.53% | 0% | 0% | 1 | 85.99% | 0% | 0% | 3 | 11.28% | 0% | 0% | 1 | 13.83% | 0% | 0% | 1
7 | Table Mountain | Northern_California | 120 | 4800 |  | 147185% | 7.645% | 4 |  |  |  |  | 9.331% | [5 empty] | 12.78% | 0.02539% | 12.81% | 2 | 82.76% | 44.37% | 0% | 3 | 25.74% | 10.3% | 0% | 1 | 47.26% | 14.51% | 0% | 1 | 95.58% | 173.2% | 3.383% | 5 | 11.08% | 8.603% | 0% | 1 | 26.52% | 173.2% | 3.383% | 4 | 82.03% | 0% | 4 |  |  |  |  | 13.39% | [5 empty] | 9.827% | 6.558% | 16.38% | 2 | 58.7% | 7.302% | 0% | 2 | 20.38% | 3.788% | 0% | 1 | 51.13% | 6.171% | 0% | 2 | 85.4% | 20.66% | 0% | 3 | 8.479% | 3.295% | 0% | 1 | 15.13% | 20.66% | 0% | 2 | 57.47% | 0% | 3 |  |  |  |  | 22.94% | [5 empty] | 9.497% | 10.79% | 20.28% | 3 | 50.46% | 3.619% | 0% | 2 | 22.67% | 2.319% | 0% | 1 | 51.7% | 3.713% | 0% | 2 | 82.5% | 10.25% | 0% | 3 | 10.44% | 2.002% | 0% | 1 | 14.64% | 10.25% | 0% | 1
8 | Wyandotte | Northern_California | 0 | 0 |  | 0% | 0% | 1 |  |  |  |  | 8.156% | [5 empty] | 23.95% | 0.4301% | 24.38% | 2 | 90.03% | 0% | 0% | 4 | 18.62% | 0% | 0% | 1 | 16.16% | 0% | 0% | 1 | 97.97% | 0% | 0% | 5 | 15.22% | 0% | 0% | 1 | 31.33% | 0% | 0% | 1 | 0% | 0% | 1 |  |  |  |  | 14.53% | [5 empty] | 10.54% | 10.65% | 21.19% | 3 | 77.73% | 0% | 0% | 3 | 15.38% | 0% | 0% | 1 | 34.85% | 0% | 0% | 1 | 91.09% | 0% | 0% | 4 | 11.01% | 0% | 0% | 1 | 20.05% | 0% | 0% | 1 | 0% | 0% | 1 |  |  |  |  | 18.07% | [5 empty] | 7.839% | 13.87% | 21.7% | 3 | 59.56% | 0% | 0% | 2 | 22.22% | 0% | 0% | 1 | 45.29% | 0% | 0% | 1 | 85.73% | 0% | 0% | 3 | 11.6% | 0% | 0% | 1 | 13.4% | 0% | 0% | 1
9 | Cortina | Northern_California | 0 | 0 |  | 0% | 0% | 1 |  |  |  |  | 38.84% | [5 empty] | 26.08% | 0% | 26.08% | 2 | 37.03% | 0% | 0% | 1 | 12.95% | 0% | 0% | 1 | 39.05% | 0% | 0% | 1 | 67.91% | 0% | 0% | 2 | 30.13% | 0% | 0% | 1 | 1.053% | 0% | 0% | 1 | 0% | 0% | 1 |  |  |  |  | 31.4% | [5 empty] | 39.19% | 0.001332% | 39.19% | 2 | 41.95% | 0% | 0% | 1 | 15.79% | 0% | 0% | 1 | 36.72% | 0% | 0% | 1 | 70.42% | 0% | 0% | 3 | 40.78% | 0% | 0% | 1 | 1.698% | 0% | 0% | 1 | 0% | 0% | 1 |  |  |  |  | 31.27% | [5 empty] | 37.04% | 0.1837% | 37.23% | 2 | 42.33% | 0% | 0% | 1 | 16.77% | 0% | 0% | 1 | 34.13% | 0% | 0% | 1 | 67.32% | 0% | 0% | 2 | 38.73% | 0% | 0% | 1 | 2.618% | 0% | 0% | 1
10 | Etiwanda | Greater_Kramer | 0 | 0 |  | 0% | 0% | 1 |  |  |  |  | 0% | [5 empty] | 18.2% | 81.8% | 100% | 5 | 100% | 0% | 0% | 5 | 73.53% | 0% | 0% | 3 | 77.06% | 0% | 0% | 3 | 100% | 0% | 0% | 5 | 71.29% | 0% | 0% | 3 | 3.9% | 0% | 0% | 1 | 0% | 0% | 1 |  |  |  |  | 0% | [5 empty] | 3.556% | 96.44% | 100% | 5 | 98.71% | 0% | 0% | 5 | 63.37% | 0% | 0% | 2 | 43.01% | 0% | 0% | 1 | 100% | 0% | 0% | 5 | 56.38% | 0% | 0% | 2 | 7.951% | 0% | 0% | 1 | 0% | 0% | 1 |  |  |  |  | 0.006634% | [5 empty] | 17.84% | 82.16% | 100% | 5 | 66.49% | 0% | 0% | 2 | 68.05% | 0% | 0% | 2 | 65.86% | 0% | 0% | 2 | 97.65% | 0% | 0% | 5 | 57.24% | 0% | 0% | 2 | 5.79% | 0% | 0% | 1
11 | Brentwood | Solano | 0 | 0 |  | 0% | 0% | 1 |  |  |  |  | 29.13% | [5 empty] | 33.13% | 5.754% | 38.89% | 2 | 45.28% | 0% | 0% | 1 | 43.41% | 0% | 0% | 1 | 45.86% | 0% | 0% | 1 | 64.86% | 0% | 0% | 2 | 14.72% | 0% | 0% | 1 | 12.44% | 0% | 0% | 1 | 0% | 0% | 1 |  |  |  |  | 40.89% | [5 empty] | 12.54% | 4.076% | 16.61% | 2 | 38.51% | 0% | 0% | 1 | 40.51% | 0% | 0% | 1 | 42.71% | 0% | 0% | 1 | 58.31% | 0% | 0% | 2 | 6.488% | 0% | 0% | 1 | 10.08% | 0% | 0% | 1 | 0% | 0% | 1 |  |  |  |  | 43.45% | [5 empty] | 7.353% | 2.383% | 9.736% | 2 | 33.33% | 0% | 0% | 1 | 35.81% | 0% | 0% | 1 | 37.11% | 0% | 0% | 1 | 50.49% | 0% | 0% | 2 | 6.732% | 0% | 0% | 1 | 9.786% | 0% | 0% | 1
12 | Clayton | Solano | 0 | 0 |  | 0% | 0% | 1 |  |  |  |  | 0.0006494% | [5 empty] | 33.21% | 26.23% | 59.44% | 4 | 55.81% | 0% | 0% | 2 | 78.36% | 0% | 0% | 3 | 62.56% | 0% | 0% | 2 | 82.52% | 0% | 0% | 3 | 36.03% | 0% | 0% | 1 | 38.68% | 0% | 0% | 1 | 0% | 0% | 1 |  |  |  |  | 0.1163% | [5 empty] | 30.1% | 10.74% | 40.84% | 3 | 31.15% | 0% | 0% | 1 | 56.73% | 0% | 0% | 2 | 47.61% | 0% | 0% | 1 | 66.01% | 0% | 0% | 2 | 20.26% | 0% | 0% | 1 | 25.87% | 0% | 0% | 1 | 0% | 0% | 1 |  |  |  |  | 0.8432% | [5 empty] | 23.42% | 7.777% | 31.2% | 2 | 28.96% | 0% | 0% | 1 | 48.43% | 0% | 0% | 1 | 53.81% | 0% | 0% | 2 | 68.68% | 0% | 0% | 2 | 14.64% | 0% | 0% | 1 | 17.88% | 0% | 0% | 1
13 | Contra Costa | Solano | 0 | 0 |  | 0% | 0% | 1 |  |  |  |  | 2.62% | [5 empty] | 19.61% | 6.284% | 25.9% | 2 | 28.13% | 0% | 0% | 1 | 55.03% | 0% | 0% | 2 | 48.89% | 0% | 0% | 1 | 57.82% | 0% | 0% | 2 | 14.65% | 0% | 0% | 1 | 19.52% | 0% | 0% | 1 | 0% | 0% | 1 |  |  |  |  | 17.42% | [5 empty] | 12.56% | 4.986% | 17.55% | 2 | 27.92% | 0% | 0% | 1 | 46.28% | 0% | 0% | 1 | 44.61% | 0% | 0% | 1 | 58.55% | 0% | 0% | 2 | 7.117% | 0% | 0% | 1 | 18.87% | 0% | 0% | 1 | 0% | 0% | 1 |  |  |  |  | 32.46% | [5 empty] | 8.275% | 2.759% | 11.03% | 2 | 28.72% | 0% | 0% | 1 | 37.37% | 0% | 0% | 1 | 36.69% | 0% | 0% | 1 | 53.52% | 0% | 0% | 2 | 5.2% | 0% | 0% | 1 | 17.2% | 0% | 0% | 1
14 | Pittsburg | Solano | 0 | 0 |  | 0% | 0% | 1 |  |  |  |  | 0.01207% | [5 empty] | 6.29% | 0.376% | 6.666% | 2 | 26.44% | 0% | 0% | 1 | 45.25% | 0% | 0% | 1 | 34.61% | 0% | 0% | 1 | 55.17% | 0% | 0% | 2 | 5.292% | 0% | 0% | 1 | 30.64% | 0% | 0% | 1 | 0% | 0% | 1 |  |  |  |  | 2.901% | [5 empty] | 9.652% | 4.088% | 13.74% | 2 | 21.09% | 0% | 0% | 1 | 48.3% | 0% | 0% | 1 | 43.31% | 0% | 0% | 1 | 59.19% | 0% | 0% | 2 | 10.89% | 0% | 0% | 1 | 24.66% | 0% | 0% | 1 | 0% | 0% | 1 |  |  |  |  | 16.96% | [5 empty] | 14.66% | 3.604% | 18.27% | 2 | 23.04% | 0% | 0% | 1 | 42.46% | 0% | 0% | 1 | 43.63% | 0% | 0% | 1 | 59.03% | 0% | 0% | 2 | 9.153% | 0% | 0% | 1 | 19.94% | 0% | 0% | 1
15 | San Bernardino | Greater_Kramer | 0 | 0 |  | 0% | 0% | 1 |  |  |  |  | 0% | [5 empty] | 0% | 100% | 100% | 5 | 100% | 0% | 0% | 5 | 4.058% | 0% | 0% | 1 | 100% | 0% | 0% | 5 | 100% | 0% | 0% | 5 | 8.743% | 0% | 0% | 1 | 10.72% | 0% | 0% | 1 | 0% | 0% | 1 |  |  |  |  | 0% | [5 empty] | 3.566% | 96.43% | 100% | 5 | 65.86% | 0% | 0% | 2 | 16.02% | 0% | 0% | 1 | 65.72% | 0% | 0% | 2 | 91.96% | 0% | 0% | 4 | 47.39% | 0% | 0% | 1 | 3.447% | 0% | 0% | 1 | 0% | 0% | 1 |  |  |  |  | 0.004945% | [5 empty] | 26.55% | 73.45% | 100% | 5 | 69.83% | 0% | 0% | 2 | 34.8% | 0% | 0% | 1 | 61.86% | 0% | 0% | 2 | 90.29% | 0% | 0% | 4 | 64.59% | 0% | 0% | 2 | 6.224% | 0% | 0% | 1
16 | Placerville | El_Dorado_Mariposa | 0 | 0 |  | 0% | 0% | 1 |  |  |  |  | 0% | [5 empty] | 0% | 0% | 0% | 1 | 0% | 0% | 0% | 1 | 0% | 0% | 0% | 1 | 0% | 0% | 0% | 1 | 0% | 0% | 0% | 1 | 0% | 0% | 0% | 1 | 0% | 0% | 0% | 1 | 0% | 0% | 1 |  |  |  |  | 0% | [5 empty] | 0% | 100% | 100% | 5 | 100% | 0% | 0% | 5 | 0% | 0% | 0% | 1 | 100% | 0% | 0% | 5 | 100% | 0% | 0% | 5 | 40.8% | 0% | 0% | 1 | 0% | 0% | 0% | 1 | 0% | 0% | 1 |  |  |  |  | 0% | [5 empty] | 52.92% | 47.08% | 100% | 5 | 57.31% | 0% | 0% | 2 | 26.86% | 0% | 0% | 1 | 3.121% | 0% | 0% | 1 | 58.35% | 0% | 0% | 2 | 73.75% | 0% | 0% | 3 | 0.05999% | 0% | 0% | 1
17 | Cantua | Central_Valley_North_Los_Banos | 0 | 0 |  | 0% | 0% | 1 |  |  |  |  | 53.04% | [5 empty] | 0% | 0% | 0% | 1 | 20.08% | 0% | 0% | 1 | 0% | 0% | 0% | 1 | 6.303% | 0% | 0% | 1 | 22.78% | 0% | 0% | 1 | 5.483% | 0% | 0% | 1 | 0.2155% | 0% | 0% | 1 | 0% | 0% | 1 |  |  |  |  | 40.36% | [5 empty] | 0% | 0% | 0% | 1 | 19.63% | 0% | 0% | 1 | 0.00932% | 0% | 0% | 1 | 4.7% | 0% | 0% | 1 | 21.09% | 0% | 0% | 1 | 5.155% | 0% | 0% | 1 | 0.3529% | 0% | 0% | 1 | 0% | 0% | 1 |  |  |  |  | 39.83% | [5 empty] | 0% | 0% | 0% | 1 | 21.71% | 0% | 0% | 1 | 4.136% | 0% | 0% | 1 | 8.353% | 0% | 0% | 1 | 25.81% | 0% | 0% | 1 | 3.15% | 0% | 0% | 1 | 0.9663% | 0% | 0% | 1
18 | Cheney | Central_Valley_North_Los_Banos | 0 | 0 |  | 0% | 0% | 1 |  |  |  |  | 33.35% | [5 empty] | 0% | 0% | 0% | 1 | 13.42% | 0% | 0% | 1 | 0% | 0% | 0% | 1 | 14.66% | 0% | 0% | 1 | 26.4% | 0% | 0% | 1 | 0% | 0% | 0% | 1 | 0.1474% | 0% | 0% | 1 | 0% | 0% | 1 |  |  |  |  | 31.15% | [5 empty] | 0% | 0% | 0% | 1 | 14.86% | 0% | 0% | 1 | 0.3186% | 0% | 0% | 1 | 11.51% | 0% | 0% | 1 | 23.77% | 0% | 0% | 1 | 0% | 0% | 0% | 1 | 0.7207% | 0% | 0% | 1 | 0% | 0% | 1 |  |  |  |  | 33.82% | [5 empty] | 0% | 0% | 0% | 1 | 28.31% | 0% | 0% | 1 | 3.642% | 0% | 0% | 1 | 10.22% | 0% | 0% | 1 | 34.63% | 0% | 0% | 1 | 0.5414% | 0% | 0% | 1 | 3.634% | 0% | 0% | 1
19 | Gates | Central_Valley_North_Los_Banos | 0 | 0 |  | 0% | 0% | 1 |  |  |  |  | 91.73% | [5 empty] | 0% | 0% | 0% | 1 | 0% | 0% | 0% | 1 | 7.907% | 0% | 0% | 1 | 20.67% | 0% | 0% | 1 | 20.67% | 0% | 0% | 1 | 0% | 0% | 0% | 1 | 0.3768% | 0% | 0% | 1 | 0% | 0% | 1 |  |  |  |  | 75.91% | [5 empty] | 0% | 0% | 0% | 1 | 5.945% | 0% | 0% | 1 | 3.534% | 0% | 0% | 1 | 15.34% | 0% | 0% | 1 | 16.64% | 0% | 0% | 1 | 0.3555% | 0% | 0% | 1 | 0.1929% | 0% | 0% | 1 | 0% | 0% | 1 |  |  |  |  | 55.78% | [5 empty] | 1.617% | 0% | 1.617% | 1 | 15.07% | 0% | 0% | 1 | 2.068% | 0% | 0% | 1 | 9.428% | 0% | 0% | 1 | 21.37% | 0% | 0% | 1 | 10.87% | 0% | 0% | 1 | 0.5384% | 0% | 0% | 1
20 | Helm | Central_Valley_North_Los_Banos | 0 | 0 |  | 0% | 0% | 1 |  |  |  |  | 21.08% | [5 empty] | 0% | 0% | 0% | 1 | 24.38% | 0% | 0% | 1 | 14.04% | 0% | 0% | 1 | 14.93% | 0% | 0% | 1 | 33.69% | 0% | 0% | 1 | 0% | 0% | 0% | 1 | 3.017% | 0% | 0% | 1 | 0% | 0% | 1 |  |  |  |  | 35.33% | [5 empty] | 0% | 0% | 0% | 1 | 19.91% | 0% | 0% | 1 | 9.253% | 0% | 0% | 1 | 11.68% | 0% | 0% | 1 | 26.72% | 0% | 0% | 1 | 0.09582% | 0% | 0% | 1 | 2.416% | 0% | 0% | 1 | 0% | 0% | 1 |  |  |  |  | 44.99% | [5 empty] | 0% | 0% | 0% | 1 | 19.04% | 0% | 0% | 1 | 6.836% | 0% | 0% | 1 | 9.668% | 0% | 0% | 1 | 25.27% | 0% | 0% | 1 | 0.3055% | 0% | 0% | 1 | 2.398% | 0% | 0% | 1
21 | Kearney | Central_Valley_North_Los_Banos | 0 | 0 |  | 0% | 0% | 1 |  |  |  |  | 69.5% | [5 empty] | 0% | 0% | 0% | 1 | 2.335% | 0% | 0% | 1 | 0.1997% | 0% | 0% | 1 | 0.1997% | 0% | 0% | 1 | 2.534% | 0% | 0% | 1 | 0% | 0% | 0% | 1 | 0.3387% | 0% | 0% | 1 | 0% | 0% | 1 |  |  |  |  | 62.05% | [5 empty] | 0% | 0% | 0% | 1 | 5.802% | 0% | 0% | 1 | 7.432% | 0% | 0% | 1 | 7.432% | 0% | 0% | 1 | 12.37% | 0% | 0% | 1 | 0% | 0% | 0% | 1 | 1.416% | 0% | 0% | 1 | 0% | 0% | 1 |  |  |  |  | 51.09% | [5 empty] | 0% | 0% | 0% | 1 | 16.82% | 0% | 0% | 1 | 13.17% | 0% | 0% | 1 | 14.62% | 0% | 0% | 1 | 28.2% | 0% | 0% | 1 | 1.477% | 0% | 0% | 1 | 4.013% | 0% | 0% | 1
22 | Kingsburg | Central_Valley_North_Los_Banos | 0 | 0 |  | 0% | 0% | 1 |  |  |  |  | 56.85% | [5 empty] | 0% | 0% | 0% | 1 | 0% | 0% | 0% | 1 | 0% | 0% | 0% | 1 | 0% | 0% | 0% | 1 | 0% | 0% | 0% | 1 | 0% | 0% | 0% | 1 | 3.046% | 0% | 0% | 1 | 0% | 0% | 1 |  |  |  |  | 68.3% | [5 empty] | 0% | 0% | 0% | 1 | 0% | 0% | 0% | 1 | 0% | 0% | 0% | 1 | 0% | 0% | 0% | 1 | 0% | 0% | 0% | 1 | 0% | 0% | 0% | 1 | 1.667% | 0% | 0% | 1 | 0% | 0% | 1 |  |  |  |  | 64.24% | [5 empty] | 0% | 0% | 0% | 1 | 2.501% | 0% | 0% | 1 | 0.5713% | 0% | 0% | 1 | 0.6409% | 0% | 0% | 1 | 2.501% | 0% | 0% | 1 | 0% | 0% | 0% | 1 | 1.957% | 0% | 0% | 1
23 | Malaga | Central_Valley_North_Los_Banos | 0 | 0 |  | 0% | 0% | 1 |  |  |  |  | 77.3% | [5 empty] | 0% | 0% | 0% | 1 | 0% | 0% | 0% | 1 | 0% | 0% | 0% | 1 | 0% | 0% | 0% | 1 | 0% | 0% | 0% | 1 | 0% | 0% | 0% | 1 | 0.1576% | 0% | 0% | 1 | 0% | 0% | 1 |  |  |  |  | 72.68% | [5 empty] | 0% | 0% | 0% | 1 | 0% | 0% | 0% | 1 | 0% | 0% | 0% | 1 | 0% | 0% | 0% | 1 | 0% | 0% | 0% | 1 | 0% | 0% | 0% | 1 | 0.1102% | 0% | 0% | 1 | 0% | 0% | 1 |  |  |  |  | 61.6% | [5 empty] | 0% | 0% | 0% | 1 | 3.368% | 0% | 0% | 1 | 3.707% | 0% | 0% | 1 | 3.707% | 0% | 0% | 1 | 7.075% | 0% | 0% | 1 | 0.9841% | 0% | 0% | 1 | 2.659% | 0% | 0% | 1
24 | McCall | Central_Valley_North_Los_Banos | 0 | 0 |  | 0% | 0% | 1 |  |  |  |  | 75.4% | [5 empty] | 0% | 0% | 0% | 1 | 0% | 0% | 0% | 1 | 0% | 0% | 0% | 1 | 0% | 0% | 0% | 1 | 0% | 0% | 0% | 1 | 0% | 0% | 0% | 1 | 0.1951% | 0% | 0% | 1 | 0% | 0% | 1 |  |  |  |  | 69.69% | [5 empty] | 0% | 0% | 0% | 1 | 0% | 0% | 0% | 1 | 0% | 0% | 0% | 1 | 0% | 0% | 0% | 1 | 0% | 0% | 0% | 1 | 0% | 0% | 0% | 1 | 1.131% | 0% | 0% | 1 | 0% | 0% | 1 |  |  |  |  | 66.41% | [5 empty] | 0% | 0% | 0% | 1 | 0.1389% | 0% | 0% | 1 | 0% | 0% | 0% | 1 | 0% | 0% | 0% | 1 | 0.1389% | 0% | 0% | 1 | 0% | 0% | 0% | 1 | 0.8492% | 0% | 0% | 1
25 | Mc Mullin | Central_Valley_North_Los_Banos | 0 | 0 |  | 0% | 0% | 1 |  |  |  |  | 47.93% | [5 empty] | 0% | 0% | 0% | 1 | 14.46% | 0% | 0% | 1 | 7.626% | 0% | 0% | 1 | 7.626% | 0% | 0% | 1 | 17.45% | 0% | 0% | 1 | 0% | 0% | 0% | 1 | 1.405% | 0% | 0% | 1 | 0% | 0% | 1 |  |  |  |  | 46.91% | [5 empty] | 0% | 0% | 0% | 1 | 14.36% | 0% | 0% | 1 | 8.503% | 0% | 0% | 1 | 8.748% | 0% | 0% | 1 | 20.43% | 0% | 0% | 1 | 0% | 0% | 0% | 1 | 1.515% | 0% | 0% | 1 | 0% | 0% | 1 |  |  |  |  | 47.85% | [5 empty] | 0% | 0% | 0% | 1 | 16.3% | 0% | 0% | 1 | 6.918% | 0% | 0% | 1 | 7.529% | 0% | 0% | 1 | 20.74% | 0% | 0% | 1 | 0.05845% | 0% | 0% | 1 | 2.02% | 0% | 0% | 1
26 | Mendota | Central_Valley_North_Los_Banos | 0 | 0 |  | 0% | 0% | 1 |  |  |  |  | 24.11% | [5 empty] | 0% | 0% | 0% | 1 | 13.99% | 0% | 0% | 1 | 1.727% | 0% | 0% | 1 | 10.8% | 0% | 0% | 1 | 23.57% | 0% | 0% | 1 | 0.3815% | 0% | 0% | 1 | 2.608% | 0% | 0% | 1 | 0% | 0% | 1 |  |  |  |  | 20.84% | [5 empty] | 0% | 0% | 0% | 1 | 37.46% | 0% | 0% | 1 | 6.991% | 0% | 0% | 1 | 16.48% | 0% | 0% | 1 | 46.04% | 0% | 0% | 1 | 1.942% | 0% | 0% | 1 | 7.325% | 0% | 0% | 1 | 0% | 0% | 1 |  |  |  |  | 25.98% | [5 empty] | 0% | 0% | 0% | 1 | 38.43% | 0% | 0% | 1 | 10.17% | 0% | 0% | 1 | 18.53% | 0% | 0% | 1 | 48.08% | 0% | 0% | 1 | 2.097% | 0% | 0% | 1 | 7.889% | 0% | 0% | 1
27 | Oro Loma | Central_Valley_North_Los_Banos | 0 | 0 |  | 0% | 0% | 1 |  |  |  |  | 17.75% | [5 empty] | 0% | 0% | 0% | 1 | 1.23% | 0% | 0% | 1 | 0% | 0% | 0% | 1 | 0.04044% | 0% | 0% | 1 | 1.27% | 0% | 0% | 1 | 0% | 0% | 0% | 1 | 2.358% | 0% | 0% | 1 | 0% | 0% | 1 |  |  |  |  | 36.2% | [5 empty] | 0% | 0% | 0% | 1 | 29.35% | 0% | 0% | 1 | 0.9448% | 0% | 0% | 1 | 10.31% | 0% | 0% | 1 | 34.27% | 0% | 0% | 1 | 1.899% | 0% | 0% | 1 | 6.261% | 0% | 0% | 1 | 0% | 0% | 1 |  |  |  |  | 34.57% | [5 empty] | 0% | 0% | 0% | 1 | 45.17% | 0% | 0% | 1 | 8.737% | 0% | 0% | 1 | 15.19% | 0% | 0% | 1 | 49.55% | 0% | 0% | 1 | 3.032% | 0% | 0% | 1 | 7.397% | 0% | 0% | 1
28 | Panoche | Central_Valley_North_Los_Banos | 0 | 0 |  | 0% | 0% | 1 |  |  |  |  | 40.82% | [5 empty] | 0% | 0% | 0% | 1 | 0% | 0% | 0% | 1 | 0% | 0% | 0% | 1 | 25.2% | 0% | 0% | 1 | 25.2% | 0% | 0% | 1 | 0% | 0% | 0% | 1 | 0.2032% | 0% | 0% | 1 | 0% | 0% | 1 |  |  |  |  | 25.06% | [5 empty] | 0% | 0% | 0% | 1 | 16.16% | 0% | 0% | 1 | 0.02789% | 0% | 0% | 1 | 11.94% | 0% | 0% | 1 | 24.99% | 0% | 0% | 1 | 0% | 0% | 0% | 1 | 0.3938% | 0% | 0% | 1 | 0% | 0% | 1 |  |  |  |  | 31.36% | [5 empty] | 0.03385% | 0% | 0.03385% | 1 | 26.99% | 0% | 0% | 1 | 1.896% | 0% | 0% | 1 | 8.934% | 0% | 0% | 1 | 32.66% | 0% | 0% | 1 | 0.9213% | 0% | 0% | 1 | 3.752% | 0% | 0% | 1
29 | Reedley | Central_Valley_North_Los_Banos | 0 | 0 |  | 0% | 0% | 1 |  |  |  |  | 0% | [5 empty] | 0% | 0% | 0% | 1 | 0% | 0% | 0% | 1 | 0% | 0% | 0% | 1 | 0% | 0% | 0% | 1 | 0% | 0% | 0% | 1 | 0% | 0% | 0% | 1 | 0% | 0% | 0% | 1 | 0% | 0% | 1 |  |  |  |  | 0% | [5 empty] | 0% | 0% | 0% | 1 | 0% | 0% | 0% | 1 | 0% | 0% | 0% | 1 | 0% | 0% | 0% | 1 | 0% | 0% | 0% | 1 | 0% | 0% | 0% | 1 | 0% | 0% | 0% | 1 | 0% | 0% | 1 |  |  |  |  | 52.85% | [5 empty] | 0% | 0% | 0% | 1 | 0% | 0% | 0% | 1 | 0% | 0% | 0% | 1 | 0% | 0% | 0% | 1 | 0% | 0% | 0% | 1 | 0% | 0% | 0% | 1 | 2.319% | 0% | 0% | 1
30 | Sanger | Central_Valley_North_Los_Banos | 0 | 0 |  | 0% | 0% | 1 |  |  |  |  | 89.05% | [5 empty] | 0% | 0% | 0% | 1 | 0% | 0% | 0% | 1 | 0% | 0% | 0% | 1 | 0% | 0% | 0% | 1 | 0% | 0% | 0% | 1 | 0% | 0% | 0% | 1 | 0% | 0% | 0% | 1 | 0% | 0% | 1 |  |  |  |  | 80.05% | [5 empty] | 0% | 0% | 0% | 1 | 0% | 0% | 0% | 1 | 0% | 0% | 0% | 1 | 0% | 0% | 0% | 1 | 0% | 0% | 0% | 1 | 0% | 0% | 0% | 1 | 0.1765% | 0% | 0% | 1 | 0% | 0% | 1 |  |  |  |  | 65.4% | [5 empty] | 0% | 0% | 0% | 1 | 0% | 0% | 0% | 1 | 1.97% | 0% | 0% | 1 | 1.97% | 0% | 0% | 1 | 1.97% | 0% | 0% | 1 | 0.02449% | 0% | 0% | 1 | 0.8086% | 0% | 0% | 1
31 | Schindler | Central_Valley_North_Los_Banos | 0 | 0 |  | 0% | 0% | 1 |  |  |  |  | 42.9% | [5 empty] | 0% | 0% | 0% | 1 | 8.416% | 0% | 0% | 1 | 0.2975% | 0% | 0% | 1 | 1.74% | 0% | 0% | 1 | 10.14% | 0% | 0% | 1 | 0% | 0% | 0% | 1 | 0.4949% | 0% | 0% | 1 | 0% | 0% | 1 |  |  |  |  | 50.56% | [5 empty] | 0% | 0% | 0% | 1 | 16.19% | 0% | 0% | 1 | 4.566% | 0% | 0% | 1 | 7.837% | 0% | 0% | 1 | 20.35% | 0% | 0% | 1 | 2.042% | 0% | 0% | 1 | 0.8358% | 0% | 0% | 1 | 0% | 0% | 1 |  |  |  |  | 47.81% | [5 empty] | 0% | 0% | 0% | 1 | 17.86% | 0% | 0% | 1 | 3.43% | 0% | 0% | 1 | 6.914% | 0% | 0% | 1 | 21.36% | 0% | 0% | 1 | 2.025% | 0% | 0% | 1 | 1.173% | 0% | 0% | 1
32 | Wahtoke | Central_Valley_North_Los_Banos | 0 | 0 |  | 0% | 0% | 1 |  |  |  |  | 0% | [5 empty] | 0% | 0% | 0% | 1 | 0% | 0% | 0% | 1 | 0% | 0% | 0% | 1 | 0% | 0% | 0% | 1 | 0% | 0% | 0% | 1 | 0% | 0% | 0% | 1 | 0% | 0% | 0% | 1 | 0% | 0% | 1 |  |  |  |  | 57.36% | [5 empty] | 0% | 0% | 0% | 1 | 0% | 0% | 0% | 1 | 0% | 0% | 0% | 1 | 0% | 0% | 0% | 1 | 0% | 0% | 0% | 1 | 0% | 0% | 0% | 1 | 3.294% | 0% | 0% | 1 | 0% | 0% | 1 |  |  |  |  | 63.77% | [5 empty] | 0% | 0% | 0% | 1 | 0% | 0% | 0% | 1 | 0% | 0% | 0% | 1 | 0% | 0% | 0% | 1 | 0% | 0% | 0% | 1 | 0% | 0% | 0% | 1 | 1.981% | 0% | 0% | 1
33 | West Fresno | Central_Valley_North_Los_Banos | 0 | 0 |  | 0% | 0% | 1 |  |  |  |  | 73.05% | [5 empty] | 0% | 0% | 0% | 1 | 0% | 0% | 0% | 1 | 0% | 0% | 0% | 1 | 0% | 0% | 0% | 1 | 0% | 0% | 0% | 1 | 0% | 0% | 0% | 1 | 0.07965% | 0% | 0% | 1 | 0% | 0% | 1 |  |  |  |  | 67.05% | [5 empty] | 0% | 0% | 0% | 1 | 4.661% | 0% | 0% | 1 | 2.086% | 0% | 0% | 1 | 2.086% | 0% | 0% | 1 | 6.746% | 0% | 0% | 1 | 0% | 0% | 0% | 1 | 1.064% | 0% | 0% | 1 | 0% | 0% | 1 |  |  |  |  | 56.77% | [5 empty] | 0% | 0% | 0% | 1 | 9.415% | 0% | 0% | 1 | 13.48% | 0% | 0% | 1 | 14.35% | 0% | 0% | 1 | 21.45% | 0% | 0% | 1 | 1.82% | 0% | 0% | 1 | 4.281% | 0% | 0% | 1
34 | Glenn | Northern_California | 300 | 12000 |  | 33.18% | 0% | 2 |  |  |  |  | 54.46% | [5 empty] | 0% | 0% | 0% | 1 | 54.28% | 18.57% | 0% | 2 | 0.6119% | 8.541% | 0% | 1 | 1.186% | 8.591% | 0% | 1 | 54.87% | 18.81% | 0% | 2 | 3.566% | 8.803% | 0% | 1 | 16.73% | 18.81% | 0% | 1 | 21.2% | 0% | 2 |  |  |  |  | 44.38% | [5 empty] | 0.5671% | 0% | 0.5671% | 1 | 52.88% | 8.237% | 0% | 2 | 1.834% | 3.953% | 0% | 1 | 5.435% | 4.104% | 0% | 1 | 56.86% | 8.996% | 0% | 2 | 10.07% | 4.316% | 0% | 1 | 16.46% | 8.996% | 0% | 1 | 20.52% | 0% | 2 |  |  |  |  | 32.24% | [5 empty] | 8.219% | 0% | 8.219% | 1 | 48.35% | 4.442% | 0% | 1 | 3.289% | 2.373% | 0% | 1 | 6.923% | 2.465% | 0% | 1 | 53.07% | 4.889% | 0% | 2 | 25.71% | 3.089% | 0% | 1 | 15.71% | 4.889% | 0% | 1
35 | Bridgeville | Humboldt | 0 | 0 |  | 0% | 0% | 1 |  |  |  |  | 0% | [5 empty] | 35.04% | 17.08% | 52.12% | 3 | 23.65% | 0% | 0% | 1 | 21.75% | 0% | 0% | 1 | 23.54% | 0% | 0% | 1 | 41.22% | 0% | 0% | 1 | 82.35% | 0% | 0% | 3 | 0.3489% | 0% | 0% | 1 | 0% | 0% | 1 |  |  |  |  | 0% | [5 empty] | 60.11% | 9.771% | 69.88% | 3 | 21.03% | 0% | 0% | 1 | 24.46% | 0% | 0% | 1 | 29.99% | 0% | 0% | 1 | 42.55% | 0% | 0% | 1 | 80.36% | 0% | 0% | 3 | 0.8376% | 0% | 0% | 1 | 0% | 0% | 1 |  |  |  |  | 0% | [5 empty] | 69.71% | 6.477% | 76.18% | 5 | 17.05% | 0% | 0% | 1 | 20.18% | 0% | 0% | 1 | 26.97% | 0% | 0% | 1 | 36.82% | 0% | 0% | 1 | 81.74% | 0% | 0% | 3 | 1.088% | 0% | 0% | 1
36 | Humboldt | Humboldt | 0 | 0 |  | 0% | 0% | 1 |  |  |  |  | 0% | [5 empty] | 50.83% | 0% | 50.83% | 3 | 7.506% | 0% | 0% | 1 | 43.39% | 0% | 0% | 1 | 53.86% | 0% | 0% | 2 | 56.21% | 0% | 0% | 2 | 27.73% | 0% | 0% | 1 | 21.57% | 0% | 0% | 1 | 0% | 0% | 1 |  |  |  |  | 0% | [5 empty] | 47.36% | 0% | 47.36% | 2 | 4.946% | 0% | 0% | 1 | 33.93% | 0% | 0% | 1 | 38.26% | 0% | 0% | 1 | 40.81% | 0% | 0% | 1 | 40.39% | 0% | 0% | 1 | 21.28% | 0% | 0% | 1 | 0% | 0% | 1 |  |  |  |  | 0% | [5 empty] | 52.32% | 0.3399% | 52.66% | 3 | 4.077% | 0% | 0% | 1 | 24.76% | 0% | 0% | 1 | 28.67% | 0% | 0% | 1 | 31.29% | 0% | 0% | 1 | 50.44% | 0% | 0% | 2 | 15.02% | 0% | 0% | 1
37 | El Centro | Greater_Imperial | 0 | 0 |  | 0% | 0% | 1 |  |  |  |  | 68.8% | [5 empty] | 0% | 0% | 0% | 1 | 2.535% | 0% | 0% | 1 | 4.131% | 0% | 0% | 1 | 4.131% | 0% | 0% | 1 | 6.666% | 0% | 0% | 1 | 0% | 0% | 0% | 1 | 6.459% | 0% | 0% | 1 | 0% | 0% | 1 |  |  |  |  | 71.31% | [5 empty] | 0% | 0% | 0% | 1 | 1.258% | 0% | 0% | 1 | 10.17% | 0% | 0% | 1 | 11.3% | 0% | 0% | 1 | 12.56% | 0% | 0% | 1 | 0.6204% | 0% | 0% | 1 | 5.327% | 0% | 0% | 1 | 0% | 0% | 1 |  |  |  |  | 67.03% | [5 empty] | 0% | 0% | 0% | 1 | 0.877% | 0% | 0% | 1 | 15% | 0% | 0% | 1 | 13.06% | 0% | 0% | 1 | 16.65% | 0% | 0% | 1 | 4.671% | 0% | 0% | 1 | 4.643% | 0% | 0% | 1
38 | High Line | Greater_Imperial | 0 | 0 |  | 0% | 0% | 1 |  |  |  |  | 66.55% | [5 empty] | 0% | 0% | 0% | 1 | 0% | 0% | 0% | 1 | 29.09% | 0% | 0% | 1 | 29.09% | 0% | 0% | 1 | 29.09% | 0% | 0% | 1 | 7.724% | 0% | 0% | 1 | 6.343% | 0% | 0% | 1 | 0% | 0% | 1 |  |  |  |  | 67.88% | [5 empty] | 0% | 0% | 0% | 1 | 0.6268% | 0% | 0% | 1 | 19.02% | 0% | 0% | 1 | 19.02% | 0% | 0% | 1 | 19.65% | 0% | 0% | 1 | 4.925% | 0% | 0% | 1 | 5.292% | 0% | 0% | 1 | 0% | 0% | 1 |  |  |  |  | 63.4% | [5 empty] | 0% | 0% | 0% | 1 | 1.326% | 0% | 0% | 1 | 14.64% | 0% | 0% | 1 | 14.64% | 0% | 0% | 1 | 15.96% | 0% | 0% | 1 | 5.85% | 0% | 0% | 1 | 5.453% | 0% | 0% | 1
39 | Imperial Valley | Greater_Imperial | 0 | 0 |  | 0% | 0% | 1 |  |  |  |  | 39.65% | [5 empty] | 0% | 0% | 0% | 1 | 0% | 0% | 0% | 1 | 18.33% | 0% | 0% | 1 | 31.18% | 0% | 0% | 1 | 31.18% | 0% | 0% | 1 | 3.62% | 0% | 0% | 1 | 8.117% | 0% | 0% | 1 | 0% | 0% | 1 |  |  |  |  | 34.75% | [5 empty] | 0% | 0% | 0% | 1 | 7.66% | 0% | 0% | 1 | 5.602% | 0% | 0% | 1 | 9.527% | 0% | 0% | 1 | 17.19% | 0% | 0% | 1 | 28.59% | 0% | 0% | 1 | 5.485% | 0% | 0% | 1 | 0% | 0% | 1 |  |  |  |  | 48.44% | [5 empty] | 0% | 0% | 0% | 1 | 6.226% | 0% | 0% | 1 | 4.596% | 0% | 0% | 1 | 5.886% | 0% | 0% | 1 | 12.36% | 0% | 0% | 1 | 19.09% | 0% | 0% | 1 | 5.405% | 0% | 0% | 1
40 | El Segundo | Greater_LA | 0 | 0 |  | 0% | 0% | 1 |  |  |  |  | 0% | [5 empty] | 18.34% | 0% | 18.34% | 1 | 2.903% | 0% | 0% | 1 | 30.71% | 0% | 0% | 1 | 55.33% | 0% | 0% | 2 | 58.23% | 0% | 0% | 2 | 0% | 0% | 0% | 1 | 0.1735% | 0% | 0% | 1 | 0% | 0% | 1 |  |  |  |  | 0% | [5 empty] | 9.051% | 0.837% | 9.888% | 2 | 2.464% | 0% | 0% | 1 | 5.876% | 0% | 0% | 1 | 77.8% | 0% | 0% | 3 | 80.27% | 0% | 0% | 3 | 0% | 0% | 0% | 1 | 0.0567% | 0% | 0% | 1 | 0% | 0% | 1 |  |  |  |  | 0% | [5 empty] | 3.67% | 1.56% | 5.23% | 2 | 1.12% | 0% | 0% | 1 | 2.674% | 0% | 0% | 1 | 53.04% | 0% | 0% | 2 | 54.16% | 0% | 0% | 2 | 0% | 0% | 0% | 1 | 0.1578% | 0% | 0% | 1
41 | Arco | Central_Valley_North_Los_Banos | 0 | 0 |  | 0% | 0% | 1 |  |  |  |  | 0% | [5 empty] | 0% | 0% | 0% | 1 | 0% | 0% | 0% | 1 | 0% | 0% | 0% | 1 | 0% | 0% | 0% | 1 | 0% | 0% | 0% | 1 | 0% | 0% | 0% | 1 | 0% | 0% | 0% | 1 | 0% | 0% | 1 |  |  |  |  | 0% | [5 empty] | 37.29% | 0% | 37.29% | 2 | 80.98% | 0% | 0% | 3 | 0% | 0% | 0% | 1 | 24.69% | 0% | 0% | 1 | 92.96% | 0% | 0% | 4 | 69.57% | 0% | 0% | 2 | 0.2917% | 0% | 0% | 1 | 0% | 0% | 1 |  |  |  |  | 0.00393% | [5 empty] | 7.719% | 0% | 7.719% | 1 | 62.84% | 0% | 0% | 2 | 7.031% | 0% | 0% | 1 | 18.51% | 0% | 0% | 1 | 67.05% | 0% | 0% | 2 | 59.77% | 0% | 0% | 2 | 1.128% | 0% | 0% | 1
42 | Bakersfield | Central_Valley_North_Los_Banos | 0 | 0 |  | 0% | 0% | 1 |  |  |  |  | 0% | [5 empty] | 0% | 0% | 0% | 1 | 0% | 0% | 0% | 1 | 0% | 0% | 0% | 1 | 0% | 0% | 0% | 1 | 0% | 0% | 0% | 1 | 0% | 0% | 0% | 1 | 0% | 0% | 0% | 1 | 0% | 0% | 1 |  |  |  |  | 0% | [5 empty] | 0% | 0% | 0% | 1 | 0% | 0% | 0% | 1 | 0% | 0% | 0% | 1 | 0% | 0% | 0% | 1 | 0% | 0% | 0% | 1 | 0% | 0% | 0% | 1 | 0% | 0% | 0% | 1 | 0% | 0% | 1 |  |  |  |  | 0% | [5 empty] | 0% | 0% | 0% | 1 | 0% | 0% | 0% | 1 | 0% | 0% | 0% | 1 | 0% | 0% | 0% | 1 | 0% | 0% | 0% | 1 | 0% | 0% | 0% | 1 | 0% | 0% | 0% | 1
43 | Charca | Central_Valley_North_Los_Banos | 0 | 0 |  | 0% | 0% | 1 |  |  |  |  | 0% | [5 empty] | 0% | 0% | 0% | 1 | 0% | 0% | 0% | 1 | 0% | 0% | 0% | 1 | 0% | 0% | 0% | 1 | 0% | 0% | 0% | 1 | 0% | 0% | 0% | 1 | 0% | 0% | 0% | 1 | 0% | 0% | 1 |  |  |  |  | 0% | [5 empty] | 0% | 0% | 0% | 1 | 0% | 0% | 0% | 1 | 0% | 0% | 0% | 1 | 0% | 0% | 0% | 1 | 0% | 0% | 0% | 1 | 0% | 0% | 0% | 1 | 0% | 0% | 0% | 1 | 0% | 0% | 1 |  |  |  |  | 0% | [5 empty] | 0% | 0% | 0% | 1 | 0% | 0% | 0% | 1 | 0% | 0% | 0% | 1 | 0% | 0% | 0% | 1 | 0% | 0% | 0% | 1 | 0% | 0% | 0% | 1 | 0% | 0% | 0% | 1
44 | Columbus | Central_Valley_North_Los_Banos | 0 | 0 |  | 0% | 0% | 1 |  |  |  |  | 0% | [5 empty] | 0% | 0% | 0% | 1 | 0% | 0% | 0% | 1 | 0% | 0% | 0% | 1 | 0% | 0% | 0% | 1 | 0% | 0% | 0% | 1 | 0% | 0% | 0% | 1 | 0% | 0% | 0% | 1 | 0% | 0% | 1 |  |  |  |  | 0% | [5 empty] | 0% | 0% | 0% | 1 | 0% | 0% | 0% | 1 | 0% | 0% | 0% | 1 | 0% | 0% | 0% | 1 | 0% | 0% | 0% | 1 | 0% | 0% | 0% | 1 | 0% | 0% | 0% | 1 | 0% | 0% | 1 |  |  |  |  | 0% | [5 empty] | 71.04% | 28.96% | 100% | 5 | 73.75% | 0% | 0% | 3 | 35.71% | 0% | 0% | 1 | 71.76% | 0% | 0% | 3 | 93.62% | 0% | 0% | 4 | 54.55% | 0% | 0% | 2 | 3.073% | 0% | 0% | 1
45 | Elk Hills | Central_Valley_North_Los_Banos | 0 | 0 |  | 0% | 0% | 1 |  |  |  |  | 0% | [5 empty] | 0% | 0% | 0% | 1 | 0% | 0% | 0% | 1 | 0% | 0% | 0% | 1 | 0% | 0% | 0% | 1 | 0% | 0% | 0% | 1 | 0% | 0% | 0% | 1 | 0% | 0% | 0% | 1 | 0% | 0% | 1 |  |  |  |  | 0% | [5 empty] | 0% | 0% | 0% | 1 | 0% | 0% | 0% | 1 | 0% | 0% | 0% | 1 | 0% | 0% | 0% | 1 | 0% | 0% | 0% | 1 | 0% | 0% | 0% | 1 | 0% | 0% | 0% | 1 | 0% | 0% | 1 |  |  |  |  | 0% | [5 empty] | 0% | 0% | 0% | 1 | 0% | 0% | 0% | 1 | 0% | 0% | 0% | 1 | 0% | 0% | 0% | 1 | 0% | 0% | 0% | 1 | 0% | 0% | 0% | 1 | 0% | 0% | 0% | 1
46 | Goose Lake | Central_Valley_North_Los_Banos | 0 | 0 |  | 0% | 0% | 1 |  |  |  |  | 0% | [5 empty] | 0% | 0% | 0% | 1 | 0% | 0% | 0% | 1 | 0% | 0% | 0% | 1 | 0% | 0% | 0% | 1 | 0% | 0% | 0% | 1 | 0% | 0% | 0% | 1 | 0% | 0% | 0% | 1 | 0% | 0% | 1 |  |  |  |  | 0% | [5 empty] | 0% | 0% | 0% | 1 | 0% | 0% | 0% | 1 | 0% | 0% | 0% | 1 | 0% | 0% | 0% | 1 | 0% | 0% | 0% | 1 | 0% | 0% | 0% | 1 | 0% | 0% | 0% | 1 | 0% | 0% | 1 |  |  |  |  | 0% | [5 empty] | 0% | 0% | 0% | 1 | 0% | 0% | 0% | 1 | 0% | 0% | 0% | 1 | 0% | 0% | 0% | 1 | 0% | 0% | 0% | 1 | 0% | 0% | 0% | 1 | 0% | 0% | 0% | 1
47 | Kernridge | Central_Valley_North_Los_Banos | 0 | 0 |  | 0% | 0% | 1 |  |  |  |  | 0% | [5 empty] | 0% | 0% | 0% | 1 | 9.387% | 0% | 0% | 1 | 10.1% | 0% | 0% | 1 | 10.1% | 0% | 0% | 1 | 19.48% | 0% | 0% | 1 | 7.672% | 0% | 0% | 1 | 0% | 0% | 0% | 1 | 0% | 0% | 1 |  |  |  |  | 0% | [5 empty] | 0% | 0% | 0% | 1 | 36.26% | 0% | 0% | 1 | 3.377% | 0% | 0% | 1 | 23.5% | 0% | 0% | 1 | 48.97% | 0% | 0% | 1 | 46.95% | 0% | 0% | 1 | 1.462% | 0% | 0% | 1 | 0% | 0% | 1 |  |  |  |  | 0% | [5 empty] | 0% | 0% | 0% | 1 | 40.82% | 0% | 0% | 1 | 2.016% | 0% | 0% | 1 | 14.03% | 0% | 0% | 1 | 48.42% | 0% | 0% | 1 | 60.02% | 0% | 0% | 2 | 1.652% | 0% | 0% | 1
48 | Lamont | Central_Valley_North_Los_Banos | 0 | 0 |  | 0% | 0% | 1 |  |  |  |  | 0% | [5 empty] | 0% | 0% | 0% | 1 | 0% | 0% | 0% | 1 | 0% | 0% | 0% | 1 | 0% | 0% | 0% | 1 | 0% | 0% | 0% | 1 | 0% | 0% | 0% | 1 | 0% | 0% | 0% | 1 | 0% | 0% | 1 |  |  |  |  | 0% | [5 empty] | 0% | 100% | 100% | 5 | 100% | 0% | 0% | 5 | 1.867% | 0% | 0% | 1 | 1.867% | 0% | 0% | 1 | 100% | 0% | 0% | 5 | 29.2% | 0% | 0% | 1 | 1.404% | 0% | 0% | 1 | 0% | 0% | 1 |  |  |  |  | 0% | [5 empty] | 17.39% | 82.61% | 100% | 5 | 63% | 0% | 0% | 2 | 14.9% | 0% | 0% | 1 | 17.29% | 0% | 0% | 1 | 68.92% | 0% | 0% | 2 | 46.75% | 0% | 0% | 1 | 2.849% | 0% | 0% | 1
49 | Lerdo | Central_Valley_North_Los_Banos | 0 | 0 |  | 0% | 0% | 1 |  |  |  |  | 0% | [5 empty] | 0% | 0% | 0% | 1 | 0% | 0% | 0% | 1 | 0% | 0% | 0% | 1 | 0% | 0% | 0% | 1 | 0% | 0% | 0% | 1 | 0% | 0% | 0% | 1 | 0% | 0% | 0% | 1 | 0% | 0% | 1 |  |  |  |  | 0% | [5 empty] | 0% | 0% | 0% | 1 | 0% | 0% | 0% | 1 | 0% | 0% | 0% | 1 | 0% | 0% | 0% | 1 | 0% | 0% | 0% | 1 | 0% | 0% | 0% | 1 | 0% | 0% | 0% | 1 | 0% | 0% | 1 |  |  |  |  | 0% | [5 empty] | 0% | 0% | 0% | 1 | 0% | 0% | 0% | 1 | 0% | 0% | 0% | 1 | 0% | 0% | 0% | 1 | 0% | 0% | 0% | 1 | 0% | 0% | 0% | 1 | 0% | 0% | 0% | 1
50 | Magunden | Central_Valley_North_Los_Banos | 0 | 0 |  | 0% | 0% | 1 |  |  |  |  | 0% | [5 empty] | 0% | 0% | 0% | 1 | 0% | 0% | 0% | 1 | 0% | 0% | 0% | 1 | 0% | 0% | 0% | 1 | 0% | 0% | 0% | 1 | 0% | 0% | 0% | 1 | 0% | 0% | 0% | 1 | 0% | 0% | 1 |  |  |  |  | 0% | [5 empty] | 0% | 0% | 0% | 1 | 0% | 0% | 0% | 1 | 0% | 0% | 0% | 1 | 0% | 0% | 0% | 1 | 0% | 0% | 0% | 1 | 0% | 0% | 0% | 1 | 0% | 0% | 0% | 1 | 0% | 0% | 1 |  |  |  |  | 0% | [5 empty] | 30.3% | 69.7% | 100% | 5 | 93.08% | 0% | 0% | 4 | 21.43% | 0% | 0% | 1 | 29.24% | 0% | 0% | 1 | 100% | 0% | 0% | 5 | 48.39% | 0% | 0% | 1 | 1.967% | 0% | 0% | 1
51 | Midway | Central_Valley_North_Los_Banos | 0 | 0 |  | 0% | 0% | 1 |  |  |  |  | 0% | [5 empty] | 0% | 0% | 0% | 1 | 0% | 0% | 0% | 1 | 0% | 0% | 0% | 1 | 0% | 0% | 0% | 1 | 0% | 0% | 0% | 1 | 0% | 0% | 0% | 1 | 0% | 0% | 0% | 1 | 0% | 0% | 1 |  |  |  |  | 0% | [5 empty] | 0% | 0% | 0% | 1 | 0% | 0% | 0% | 1 | 0% | 0% | 0% | 1 | 0% | 0% | 0% | 1 | 0% | 0% | 0% | 1 | 0% | 0% | 0% | 1 | 0% | 0% | 0% | 1 | 0% | 0% | 1 |  |  |  |  | 0% | [5 empty] | 0% | 0% | 0% | 1 | 0% | 0% | 0% | 1 | 0% | 0% | 0% | 1 | 0% | 0% | 0% | 1 | 0% | 0% | 0% | 1 | 0% | 0% | 0% | 1 | 0% | 0% | 0% | 1
52 | Norco | Central_Valley_North_Los_Banos | 0 | 0 |  | 0% | 0% | 1 |  |  |  |  | 0% | [5 empty] | 0% | 0% | 0% | 1 | 0% | 0% | 0% | 1 | 0% | 0% | 0% | 1 | 0% | 0% | 0% | 1 | 0% | 0% | 0% | 1 | 0% | 0% | 0% | 1 | 0% | 0% | 0% | 1 | 0% | 0% | 1 |  |  |  |  | 0% | [5 empty] | 0% | 0% | 0% | 1 | 0% | 0% | 0% | 1 | 0% | 0% | 0% | 1 | 0% | 0% | 0% | 1 | 0% | 0% | 0% | 1 | 0% | 0% | 0% | 1 | 0% | 0% | 0% | 1 | 0% | 0% | 1 |  |  |  |  | 0% | [5 empty] | 0% | 0% | 0% | 1 | 0% | 0% | 0% | 1 | 0% | 0% | 0% | 1 | 0% | 0% | 0% | 1 | 0% | 0% | 0% | 1 | 0% | 0% | 0% | 1 | 0% | 0% | 0% | 1
53 | Rio Bravo | Central_Valley_North_Los_Banos | 0 | 0 |  | 0% | 0% | 1 |  |  |  |  | 0% | [5 empty] | 0% | 0% | 0% | 1 | 0% | 0% | 0% | 1 | 0% | 0% | 0% | 1 | 0% | 0% | 0% | 1 | 0% | 0% | 0% | 1 | 0% | 0% | 0% | 1 | 0% | 0% | 0% | 1 | 0% | 0% | 1 |  |  |  |  | 0% | [5 empty] | 0% | 0% | 0% | 1 | 0% | 0% | 0% | 1 | 0% | 0% | 0% | 1 | 0% | 0% | 0% | 1 | 0% | 0% | 0% | 1 | 0% | 0% | 0% | 1 | 0% | 0% | 0% | 1 | 0% | 0% | 1 |  |  |  |  | 0% | [5 empty] | 0% | 0% | 0% | 1 | 0% | 0% | 0% | 1 | 0% | 0% | 0% | 1 | 0% | 0% | 0% | 1 | 0% | 0% | 0% | 1 | 0% | 0% | 0% | 1 | 0% | 0% | 0% | 1
54 | Rosedale | Central_Valley_North_Los_Banos | 0 | 0 |  | 0% | 0% | 1 |  |  |  |  | 0% | [5 empty] | 0% | 0% | 0% | 1 | 0% | 0% | 0% | 1 | 0% | 0% | 0% | 1 | 0% | 0% | 0% | 1 | 0% | 0% | 0% | 1 | 0% | 0% | 0% | 1 | 0% | 0% | 0% | 1 | 0% | 0% | 1 |  |  |  |  | 0% | [5 empty] | 0% | 0% | 0% | 1 | 0% | 0% | 0% | 1 | 0% | 0% | 0% | 1 | 0% | 0% | 0% | 1 | 0% | 0% | 0% | 1 | 0% | 0% | 0% | 1 | 0% | 0% | 0% | 1 | 0% | 0% | 1 |  |  |  |  | 0% | [5 empty] | 0% | 0% | 0% | 1 | 0% | 0% | 0% | 1 | 0% | 0% | 0% | 1 | 0% | 0% | 0% | 1 | 0% | 0% | 0% | 1 | 0% | 0% | 0% | 1 | 0% | 0% | 0% | 1
55 | Semitropic | Central_Valley_North_Los_Banos | 0 | 0 |  | 0% | 0% | 1 |  |  |  |  | 0% | [5 empty] | 0% | 0% | 0% | 1 | 0% | 0% | 0% | 1 | 0% | 0% | 0% | 1 | 0% | 0% | 0% | 1 | 0% | 0% | 0% | 1 | 0% | 0% | 0% | 1 | 0% | 0% | 0% | 1 | 0% | 0% | 1 |  |  |  |  | 0% | [5 empty] | 0% | 0% | 0% | 1 | 0% | 0% | 0% | 1 | 0% | 0% | 0% | 1 | 0% | 0% | 0% | 1 | 0% | 0% | 0% | 1 | 0% | 0% | 0% | 1 | 0% | 0% | 0% | 1 | 0% | 0% | 1 |  |  |  |  | 0% | [5 empty] | 0% | 0% | 0% | 1 | 0% | 0% | 0% | 1 | 0% | 0% | 0% | 1 | 0% | 0% | 0% | 1 | 0% | 0% | 0% | 1 | 0% | 0% | 0% | 1 | 0% | 0% | 0% | 1
56 | Shafter | Central_Valley_North_Los_Banos | 0 | 0 |  | 0% | 0% | 1 |  |  |  |  | 0% | [5 empty] | 0% | 0% | 0% | 1 | 0% | 0% | 0% | 1 | 0% | 0% | 0% | 1 | 0% | 0% | 0% | 1 | 0% | 0% | 0% | 1 | 0% | 0% | 0% | 1 | 0% | 0% | 0% | 1 | 0% | 0% | 1 |  |  |  |  | 0% | [5 empty] | 0% | 0% | 0% | 1 | 0% | 0% | 0% | 1 | 0% | 0% | 0% | 1 | 0% | 0% | 0% | 1 | 0% | 0% | 0% | 1 | 0% | 0% | 0% | 1 | 0% | 0% | 0% | 1 | 0% | 0% | 1 |  |  |  |  | 0% | [5 empty] | 0% | 0% | 0% | 1 | 0% | 0% | 0% | 1 | 0% | 0% | 0% | 1 | 0% | 0% | 0% | 1 | 0% | 0% | 0% | 1 | 0% | 0% | 0% | 1 | 0% | 0% | 0% | 1
57 | Smyrna | Central_Valley_North_Los_Banos | 0 | 0 |  | 0% | 0% | 1 |  |  |  |  | 0% | [5 empty] | 0% | 0% | 0% | 1 | 0% | 0% | 0% | 1 | 0% | 0% | 0% | 1 | 0% | 0% | 0% | 1 | 0% | 0% | 0% | 1 | 0% | 0% | 0% | 1 | 0% | 0% | 0% | 1 | 0% | 0% | 1 |  |  |  |  | 0% | [5 empty] | 0% | 0% | 0% | 1 | 0% | 0% | 0% | 1 | 0% | 0% | 0% | 1 | 0% | 0% | 0% | 1 | 0% | 0% | 0% | 1 | 0% | 0% | 0% | 1 | 0% | 0% | 0% | 1 | 0% | 0% | 1 |  |  |  |  | 0% | [5 empty] | 0% | 0% | 0% | 1 | 0% | 0% | 0% | 1 | 0% | 0% | 0% | 1 | 0% | 0% | 0% | 1 | 0% | 0% | 0% | 1 | 0% | 0% | 0% | 1 | 0% | 0% | 0% | 1
58 | Stockdale | Central_Valley_North_Los_Banos | 0 | 0 |  | 0% | 0% | 1 |  |  |  |  | 0% | [5 empty] | 0% | 0% | 0% | 1 | 0% | 0% | 0% | 1 | 0% | 0% | 0% | 1 | 0% | 0% | 0% | 1 | 0% | 0% | 0% | 1 | 0% | 0% | 0% | 1 | 0% | 0% | 0% | 1 | 0% | 0% | 1 |  |  |  |  | 0% | [5 empty] | 0% | 0% | 0% | 1 | 0% | 0% | 0% | 1 | 0% | 0% | 0% | 1 | 0% | 0% | 0% | 1 | 0% | 0% | 0% | 1 | 0% | 0% | 0% | 1 | 0% | 0% | 0% | 1 | 0% | 0% | 1 |  |  |  |  | 0% | [5 empty] | 0% | 0% | 0% | 1 | 0% | 0% | 0% | 1 | 0% | 0% | 0% | 1 | 0% | 0% | 0% | 1 | 0% | 0% | 0% | 1 | 0% | 0% | 0% | 1 | 0% | 0% | 0% | 1
59 | Taft | Central_Valley_North_Los_Banos | 0 | 0 |  | 0% | 0% | 1 |  |  |  |  | 0% | [5 empty] | 0% | 0% | 0% | 1 | 0% | 0% | 0% | 1 | 0% | 0% | 0% | 1 | 0% | 0% | 0% | 1 | 0% | 0% | 0% | 1 | 0% | 0% | 0% | 1 | 0% | 0% | 0% | 1 | 0% | 0% | 1 |  |  |  |  | 0% | [5 empty] | 0% | 0% | 0% | 1 | 0% | 0% | 0% | 1 | 0% | 0% | 0% | 1 | 0% | 0% | 0% | 1 | 0% | 0% | 0% | 1 | 0% | 0% | 0% | 1 | 0% | 0% | 0% | 1 | 0% | 0% | 1 |  |  |  |  | 0% | [5 empty] | 88.69% | 0% | 88.69% | 5 | 0% | 0% | 0% | 1 | 0% | 0% | 0% | 1 | 0% | 0% | 0% | 1 | 0% | 0% | 0% | 1 | 89.44% | 0% | 0% | 3 | 2.19% | 0% | 0% | 1
60 | Temblor | Central_Valley_North_Los_Banos | 0 | 0 |  | 0% | 0% | 1 |  |  |  |  | 0% | [5 empty] | 0% | 0% | 0% | 1 | 13.62% | 0% | 0% | 1 | 27.99% | 0% | 0% | 1 | 27.99% | 0% | 0% | 1 | 35.01% | 0% | 0% | 1 | 0.604% | 0% | 0% | 1 | 0% | 0% | 0% | 1 | 0% | 0% | 1 |  |  |  |  | 0% | [5 empty] | 0% | 0% | 0% | 1 | 22.29% | 0% | 0% | 1 | 5.996% | 0% | 0% | 1 | 22.56% | 0% | 0% | 1 | 32.08% | 0% | 0% | 1 | 16.01% | 0% | 0% | 1 | 0.3386% | 0% | 0% | 1 | 0% | 0% | 1 |  |  |  |  | 0% | [5 empty] | 0% | 0% | 0% | 1 | 36.95% | 0% | 0% | 1 | 2.727% | 0% | 0% | 1 | 18.98% | 0% | 0% | 1 | 47.21% | 0% | 0% | 1 | 52.44% | 0% | 0% | 2 | 2.218% | 0% | 0% | 1
61 | Tupman | Central_Valley_North_Los_Banos | 0 | 0 |  | 0% | 0% | 1 |  |  |  |  | 0% | [5 empty] | 0% | 0% | 0% | 1 | 0% | 0% | 0% | 1 | 0% | 0% | 0% | 1 | 0% | 0% | 0% | 1 | 0% | 0% | 0% | 1 | 0% | 0% | 0% | 1 | 0% | 0% | 0% | 1 | 0% | 0% | 1 |  |  |  |  | 0% | [5 empty] | 0% | 0% | 0% | 1 | 0% | 0% | 0% | 1 | 0% | 0% | 0% | 1 | 0% | 0% | 0% | 1 | 0% | 0% | 0% | 1 | 0% | 0% | 0% | 1 | 0% | 0% | 0% | 1 | 0% | 0% | 1 |  |  |  |  | 0% | [5 empty] | 0% | 0% | 0% | 1 | 0% | 0% | 0% | 1 | 0% | 0% | 0% | 1 | 0% | 0% | 0% | 1 | 0% | 0% | 0% | 1 | 0% | 0% | 0% | 1 | 0% | 0% | 0% | 1
62 | Westpark | Central_Valley_North_Los_Banos | 0 | 0 |  | 0% | 0% | 1 |  |  |  |  | 0% | [5 empty] | 0% | 0% | 0% | 1 | 0% | 0% | 0% | 1 | 0% | 0% | 0% | 1 | 0% | 0% | 0% | 1 | 0% | 0% | 0% | 1 | 0% | 0% | 0% | 1 | 0% | 0% | 0% | 1 | 0% | 0% | 1 |  |  |  |  | 0% | [5 empty] | 0% | 0% | 0% | 1 | 0% | 0% | 0% | 1 | 0% | 0% | 0% | 1 | 0% | 0% | 0% | 1 | 0% | 0% | 0% | 1 | 0% | 0% | 0% | 1 | 0% | 0% | 0% | 1 | 0% | 0% | 1 |  |  |  |  | 0% | [5 empty] | 0% | 0% | 0% | 1 | 0% | 0% | 0% | 1 | 0% | 0% | 0% | 1 | 0% | 0% | 0% | 1 | 0% | 0% | 0% | 1 | 0% | 0% | 0% | 1 | 0% | 0% | 0% | 1
63 | Wheeler Ridge | Central_Valley_North_Los_Banos | 0 | 0 |  | 0% | 0% | 1 |  |  |  |  | 0% | [5 empty] | 0% | 0% | 0% | 1 | 0% | 0% | 0% | 1 | 0% | 0% | 0% | 1 | 0% | 0% | 0% | 1 | 0% | 0% | 0% | 1 | 0% | 0% | 0% | 1 | 0% | 0% | 0% | 1 | 0% | 0% | 1 |  |  |  |  | 0% | [5 empty] | 7.988% | 0% | 7.988% | 1 | 100% | 0% | 0% | 5 | 85.43% | 0% | 0% | 3 | 85.43% | 0% | 0% | 3 | 100% | 0% | 0% | 5 | 89.67% | 0% | 0% | 3 | 3.025% | 0% | 0% | 1 | 0% | 0% | 1 |  |  |  |  | 0.0004995% | [5 empty] | 61.8% | 9.778% | 71.57% | 3 | 70.83% | 0% | 0% | 3 | 47.21% | 0% | 0% | 1 | 66.93% | 0% | 0% | 2 | 92.84% | 0% | 0% | 4 | 58.56% | 0% | 0% | 2 | 3.753% | 0% | 0% | 1
64 | Kern Oil | Central_Valley_North_Los_Banos | 0 | 0 |  | 0% | 0% | 1 |  |  |  |  | 0% | [5 empty] | 0% | 0% | 0% | 1 | 0% | 0% | 0% | 1 | 0% | 0% | 0% | 1 | 0% | 0% | 0% | 1 | 0% | 0% | 0% | 1 | 0% | 0% | 0% | 1 | 0% | 0% | 0% | 1 | 0% | 0% | 1 |  |  |  |  | 0% | [5 empty] | 0% | 0% | 0% | 1 | 0% | 0% | 0% | 1 | 0% | 0% | 0% | 1 | 0% | 0% | 0% | 1 | 0% | 0% | 0% | 1 | 0% | 0% | 0% | 1 | 0% | 0% | 0% | 1 | 0% | 0% | 1 |  |  |  |  | 0% | [5 empty] | 100% | 0% | 100% | 5 | 100% | 0% | 0% | 5 | 0% | 0% | 0% | 1 | 0% | 0% | 0% | 1 | 100% | 0% | 0% | 5 | 15.28% | 0% | 0% | 1 | 0% | 0% | 0% | 1
65 | Inyokern | Greater_Kramer (Exclude) | 0 | 0 |  | 0% | 0% | 1 |  |  |  |  | 0% | [5 empty] | 0% | 0% | 0% | 1 | 57.65% | 0% | 0% | 2 | 21.64% | 0% | 0% | 1 | 7.023% | 0% | 0% | 1 | 62.97% | 0% | 0% | 2 | 36.43% | 0% | 0% | 1 | 0.002637% | 0% | 0% | 1 | 0% | 0% | 1 |  |  |  |  | 0% | [5 empty] | 0.6922% | 0% | 0.6922% | 1 | 59.91% | 0% | 0% | 2 | 19.35% | 0% | 0% | 1 | 6.853% | 0% | 0% | 1 | 65.24% | 0% | 0% | 2 | 34.78% | 0% | 0% | 1 | 0.002358% | 0% | 0% | 1 | 0% | 0% | 1 |  |  |  |  | 0% | [5 empty] | 0.6084% | 0% | 0.6084% | 1 | 64.22% | 0% | 0% | 2 | 22.34% | 0% | 0% | 1 | 7.176% | 0% | 0% | 1 | 68.9% | 0% | 0% | 2 | 32.61% | 0% | 0% | 1 | 0.01082% | 0% | 0% | 1
66 | Pastoria | Central_Valley_North_Los_Banos | 0 | 0 |  | 0% | 0% | 1 |  |  |  |  | 0.0004916% | [5 empty] | 70.46% | 0% | 70.46% | 3 | 86.02% | 0% | 0% | 3 | 66.96% | 0% | 0% | 2 | 79.43% | 0% | 0% | 3 | 100% | 0% | 0% | 5 | 67.29% | 0% | 0% | 2 | 3.012% | 0% | 0% | 1 | 0% | 0% | 1 |  |  |  |  | 1.436% | [5 empty] | 81.38% | 0.3312% | 81.71% | 5 | 65.31% | 0% | 0% | 2 | 65.07% | 0% | 0% | 2 | 69.41% | 0% | 0% | 2 | 96.73% | 0% | 0% | 5 | 48.88% | 0% | 0% | 1 | 2.917% | 0% | 0% | 1 | 0% | 0% | 1 |  |  |  |  | 1.229% | [5 empty] | 79.86% | 2.911% | 82.77% | 5 | 57.17% | 0% | 0% | 2 | 48.17% | 0% | 0% | 1 | 40.42% | 0% | 0% | 1 | 85.04% | 0% | 0% | 3 | 42.37% | 0% | 0% | 1 | 1.976% | 0% | 0% | 1
67 | Ransburg | Greater_Kramer (Exclude) | 0 | 0 |  | 0% | 0% | 1 |  |  |  |  | 0% | [5 empty] | 0% | 0% | 0% | 1 | 43.08% | 0% | 0% | 1 | 0.02567% | 0% | 0% | 1 | 0% | 0% | 0% | 1 | 43.11% | 0% | 0% | 1 | 57.14% | 0% | 0% | 2 | 0% | 0% | 0% | 1 | 0% | 0% | 1 |  |  |  |  | 0% | [5 empty] | 0% | 0% | 0% | 1 | 42.53% | 0% | 0% | 1 | 22.07% | 0% | 0% | 1 | 3.545% | 0% | 0% | 1 | 62.55% | 0% | 0% | 2 | 58.01% | 0% | 0% | 2 | 0.02565% | 0% | 0% | 1 | 0% | 0% | 1 |  |  |  |  | 0.003815% | [5 empty] | 0% | 0% | 0% | 1 | 33.04% | 0% | 0% | 1 | 24.33% | 0% | 0% | 1 | 4.497% | 0% | 0% | 1 | 54.98% | 0% | 0% | 2 | 51.51% | 0% | 0% | 2 | 0.5935% | 0% | 0% | 1
68 | Sycamore | Central_Valley_North_Los_Banos | 0 | 0 |  | 0% | 0% | 1 |  |  |  |  | 0% | [5 empty] | 0% | 0% | 0% | 1 | 0% | 0% | 0% | 1 | 0% | 0% | 0% | 1 | 0% | 0% | 0% | 1 | 0% | 0% | 0% | 1 | 0% | 0% | 0% | 1 | 0% | 0% | 0% | 1 | 0% | 0% | 1 |  |  |  |  | 0% | [5 empty] | 0% | 0% | 0% | 1 | 0% | 0% | 0% | 1 | 0% | 0% | 0% | 1 | 0% | 0% | 0% | 1 | 0% | 0% | 0% | 1 | 0% | 0% | 0% | 1 | 0% | 0% | 0% | 1 | 0% | 0% | 1 |  |  |  |  | 0% | [5 empty] | 100% | 0% | 100% | 5 | 88.51% | 0% | 0% | 3 | 0% | 0% | 0% | 1 | 84.34% | 0% | 0% | 3 | 100% | 0% | 0% | 5 | 40.97% | 0% | 0% | 1 | 0.1133% | 0% | 0% | 1
69 | Avenal | Central_Valley_North_Los_Banos | 0 | 0 |  | 0% | 0% | 1 |  |  |  |  | 0% | [5 empty] | 0.2039% | 0% | 0.2039% | 1 | 63.16% | 0% | 0% | 2 | 0% | 0% | 0% | 1 | 32.42% | 0% | 0% | 1 | 78.32% | 0% | 0% | 3 | 52.54% | 0% | 0% | 2 | 0.2618% | 0% | 0% | 1 | 0% | 0% | 1 |  |  |  |  | 22.83% | [5 empty] | 7.022% | 0% | 7.022% | 1 | 45.02% | 0% | 0% | 1 | 0% | 0% | 0% | 1 | 17.97% | 0% | 0% | 1 | 52.76% | 0% | 0% | 2 | 57.88% | 0% | 0% | 2 | 0.6148% | 0% | 0% | 1 | 0% | 0% | 1 |  |  |  |  | 44.57% | [5 empty] | 7.872% | 0% | 7.872% | 1 | 26.32% | 0% | 0% | 1 | 6.743% | 0% | 0% | 1 | 19.22% | 0% | 0% | 1 | 37.81% | 0% | 0% | 1 | 35.31% | 0% | 0% | 1 | 0.5137% | 0% | 0% | 1
70 | Corcoran | Central_Valley_North_Los_Banos | 0 | 0 |  | 0% | 0% | 1 |  |  |  |  | 3.259% | [5 empty] | 0% | 0% | 0% | 1 | 0% | 0% | 0% | 1 | 0% | 0% | 0% | 1 | 0% | 0% | 0% | 1 | 0% | 0% | 0% | 1 | 0% | 0% | 0% | 1 | 1.834% | 0% | 0% | 1 | 0% | 0% | 1 |  |  |  |  | 10.17% | [5 empty] | 0% | 0% | 0% | 1 | 0% | 0% | 0% | 1 | 0% | 0% | 0% | 1 | 0% | 0% | 0% | 1 | 0% | 0% | 0% | 1 | 0% | 0% | 0% | 1 | 3.207% | 0% | 0% | 1 | 0% | 0% | 1 |  |  |  |  | 15.96% | [5 empty] | 0% | 0% | 0% | 1 | 0.05346% | 0% | 0% | 1 | 0% | 0% | 0% | 1 | 0% | 0% | 0% | 1 | 0.05346% | 0% | 0% | 1 | 0% | 0% | 0% | 1 | 4.033% | 0% | 0% | 1
71 | Henrietta | Central_Valley_North_Los_Banos | 0 | 0 |  | 0% | 0% | 1 |  |  |  |  | 54.46% | [5 empty] | 0% | 0% | 0% | 1 | 1.685% | 0% | 0% | 1 | 1.641% | 0% | 0% | 1 | 1.785% | 0% | 0% | 1 | 3.298% | 0% | 0% | 1 | 0% | 0% | 0% | 1 | 3.095% | 0% | 0% | 1 | 0% | 0% | 1 |  |  |  |  | 57.26% | [5 empty] | 0% | 0% | 0% | 1 | 5.307% | 0% | 0% | 1 | 2.556% | 0% | 0% | 1 | 6.026% | 0% | 0% | 1 | 10.84% | 0% | 0% | 1 | 0% | 0% | 0% | 1 | 1.872% | 0% | 0% | 1 | 0% | 0% | 1 |  |  |  |  | 51.69% | [5 empty] | 0% | 0% | 0% | 1 | 6.457% | 0% | 0% | 1 | 1.572% | 0% | 0% | 1 | 4.842% | 0% | 0% | 1 | 10.42% | 0% | 0% | 1 | 0.1222% | 0% | 0% | 1 | 1.611% | 0% | 0% | 1
72 | Eagle Rock (PGE) | Mendocino_Marin | 131 | 5240 |  | 999.9% | 9.074% | 4 |  |  |  |  | 2.687% | [5 empty] | 11.16% | 84.03% | 95.18% | 5 | 69.02% | 29.29% | 0% | 2 | 61.32% | 23.46% | 0% | 2 | 78.97% | 43.15% | 0% | 3 | 100% | 999% | 9.074% | 5 | 35.85% | 14.15% | 0% | 1 | 1.227% | 999% | 9.074% | 4 | 999.9% | 5.702% | 4 |  |  |  |  | 2.927% | [5 empty] | 29.6% | 64.23% | 93.84% | 5 | 68.06% | 17.85% | 0% | 2 | 49.13% | 11.21% | 0% | 1 | 77.52% | 25.37% | 0% | 3 | 97.5% | 228.3% | 3.287% | 5 | 41.21% | 9.699% | 0% | 1 | 1.272% | 228.3% | 3.287% | 4 | 999.9% | 3.297% | 4 |  |  |  |  | 2.203% | [5 empty] | 49.52% | 44.95% | 94.47% | 5 | 65.59% | 9.581% | 0% | 2 | 34.41% | 5.027% | 0% | 1 | 66.08% | 9.719% | 0% | 2 | 89.18% | 30.46% | 0% | 3 | 51.88% | 6.852% | 0% | 2 | 1.253% | 30.46% | 0% | 2
73 | Leavitt | Northern_California | 0 | 0 |  | 0% | 0% | 1 |  |  |  |  | 0% | [5 empty] | 95% | 0% | 95% | 5 | 55.31% | 0% | 0% | 2 | 23.74% | 0% | 0% | 1 | 25.77% | 0% | 0% | 1 | 76.92% | 0% | 0% | 3 | 69.73% | 0% | 0% | 2 | 8.27% | 0% | 0% | 1 | 0% | 0% | 1 |  |  |  |  | 0% | [5 empty] | 96.69% | 0% | 96.69% | 5 | 43.12% | 0% | 0% | 1 | 21.74% | 0% | 0% | 1 | 19.44% | 0% | 0% | 1 | 60.82% | 0% | 0% | 2 | 66.13% | 0% | 0% | 2 | 8.002% | 0% | 0% | 1 | 0% | 0% | 1 |  |  |  |  | 0% | [5 empty] | 97% | 0% | 97% | 5 | 41.43% | 0% | 0% | 1 | 14.47% | 0% | 0% | 1 | 14.42% | 0% | 0% | 1 | 54.29% | 0% | 0% | 2 | 62.92% | 0% | 0% | 2 | 8.092% | 0% | 0% | 1
74 | Madeline | Northern_California | 0 | 0 |  | 0% | 0% | 1 |  |  |  |  | 0% | [5 empty] | 72.77% | 0% | 72.77% | 3 | 20% | 0% | 0% | 1 | 5.823% | 0% | 0% | 1 | 6.181% | 0% | 0% | 1 | 26.45% | 0% | 0% | 1 | 80.11% | 0% | 0% | 3 | 24.34% | 0% | 0% | 1 | 0% | 0% | 1 |  |  |  |  | 0% | [5 empty] | 84.58% | 0% | 84.58% | 5 | 28.99% | 0% | 0% | 1 | 5.405% | 0% | 0% | 1 | 9.486% | 0% | 0% | 1 | 37.56% | 0% | 0% | 1 | 85.15% | 0% | 0% | 3 | 16.89% | 0% | 0% | 1 | 0% | 0% | 1 |  |  |  |  | 0.001561% | [5 empty] | 87.49% | 0% | 87.49% | 5 | 38.46% | 0% | 0% | 1 | 8.177% | 0% | 0% | 1 | 11.78% | 0% | 0% | 1 | 47.39% | 0% | 0% | 1 | 84.85% | 0% | 0% | 3 | 14.26% | 0% | 0% | 1
249 | Whirlwind | Tehachapi | 300 | 12000 |  | 37.71% | 0% | 2 |  |  |  |  | 1.655% | [5 empty] | 48.52% | 0.0004585% | 48.52% | 2 | 27.45% | 12.87% | 0% | 1 | 39.02% | 15.31% | 0% | 1 | 24.57% | 12.38% | 0% | 1 | 58.61% | 22.56% | 0% | 2 | 16.7% | 11.21% | 0% | 1 | 0.3157% | 22.56% | 0% | 2 | 27.84% | 0% | 2 |  |  |  |  | 1.537% | [5 empty] | 48.77% | 7.236% | 56% | 3 | 28.58% | 7.654% | 0% | 1 | 39.2% | 8.992% | 0% | 1 | 30.21% | 7.834% | 0% | 1 | 62.55% | 14.6% | 0% | 2 | 22.48% | 7.052% | 0% | 1 | 1.342% | 14.6% | 0% | 1 | 25% | 0% | 2 |  |  |  |  | 1.262% | [5 empty] | 44.41% | 13.86% | 58.27% | 3 | 28.8% | 6.042% | 0% | 1 | 35.44% | 6.664% | 0% | 1 | 31.35% | 6.266% | 0% | 1 | 59.6% | 10.65% | 0% | 2 | 24.53% | 5.701% | 0% | 1 | 2.11% | 10.65% | 0% | 1
76 | Arcogen | Greater_LA | 0 | 0 |  | 0% | 0% | 1 |  |  |  |  | 0% | [5 empty] | 0.7993% | 0% | 0.7993% | 1 | 0.01645% | 0% | 0% | 1 | 2.751% | 0% | 0% | 1 | 59.25% | 0% | 0% | 2 | 59.26% | 0% | 0% | 2 | 0% | 0% | 0% | 1 | 0.2108% | 0% | 0% | 1 | 0% | 0% | 1 |  |  |  |  | 0% | [5 empty] | 2.239% | 0% | 2.239% | 1 | 0.1764% | 0% | 0% | 1 | 11.48% | 0% | 0% | 1 | 61.58% | 0% | 0% | 2 | 61.76% | 0% | 0% | 2 | 0% | 0% | 0% | 1 | 0.4406% | 0% | 0% | 1 | 0% | 0% | 1 |  |  |  |  | 0% | [5 empty] | 1.522% | 0% | 1.522% | 1 | 0.1199% | 0% | 0% | 1 | 13.44% | 0% | 0% | 1 | 72.83% | 0% | 0% | 3 | 72.95% | 0% | 0% | 3 | 0% | 0% | 0% | 1 | 1.289% | 0% | 0% | 1
75 | Antelope | Tehachapi | 190 | 7600 |  | 32.4% | 0% | 2 |  |  |  |  | 0.9732% | [5 empty] | 17.58% | 47.08% | 64.66% | 5 | 2.967% | 11.27% | 0% | 1 | 32.51% | 16.2% | 0% | 1 | 34.18% | 16.61% | 0% | 1 | 40.14% | 18.26% | 0% | 1 | 25.29% | 14.63% | 0% | 1 | 3.942% | 18.26% | 0% | 1 | 19.82% | 0% | 1 |  |  |  |  | 1.456% | [5 empty] | 14.82% | 40.33% | 55.16% | 5 | 11.36% | 6.865% | 0% | 1 | 27.63% | 8.408% | 0% | 1 | 20.74% | 7.677% | 0% | 1 | 41.24% | 10.35% | 0% | 1 | 24.26% | 8.034% | 0% | 1 | 3.719% | 10.35% | 0% | 1 | 14.04% | 0% | 1 |  |  |  |  | 2.399% | [5 empty] | 26.09% | 30.04% | 56.13% | 5 | 13.26% | 3.523% | 0% | 1 | 30.3% | 4.385% | 0% | 1 | 19.91% | 3.816% | 0% | 1 | 44.54% | 5.511% | 0% | 1 | 21.59% | 3.898% | 0% | 1 | 2.712% | 5.511% | 0% | 1
78 | Center | Greater_LA | 0 | 0 |  | 0% | 0% | 1 |  |  |  |  | 0% | [5 empty] | 0% | 0% | 0% | 1 | 0% | 0% | 0% | 1 | 0% | 0% | 0% | 1 | 0% | 0% | 0% | 1 | 0% | 0% | 0% | 1 | 0% | 0% | 0% | 1 | 0% | 0% | 0% | 1 | 0% | 0% | 1 |  |  |  |  | 0% | [5 empty] | 0% | 0% | 0% | 1 | 0% | 0% | 0% | 1 | 14.02% | 0% | 0% | 1 | 52.09% | 0% | 0% | 2 | 52.09% | 0% | 0% | 2 | 0% | 0% | 0% | 1 | 0.5809% | 0% | 0% | 1 | 0% | 0% | 1 |  |  |  |  | 0% | [5 empty] | 0.4913% | 0% | 0.4913% | 1 | 0.02882% | 0% | 0% | 1 | 9.221% | 0% | 0% | 1 | 71.15% | 0% | 0% | 3 | 71.18% | 0% | 0% | 3 | 0% | 0% | 0% | 1 | 0.4209% | 0% | 0% | 1
79 | Del Amo | Greater_LA | 0 | 0 |  | 0% | 0% | 1 |  |  |  |  | 0% | [5 empty] | 0% | 0% | 0% | 1 | 0% | 0% | 0% | 1 | 20.53% | 0% | 0% | 1 | 40.59% | 0% | 0% | 1 | 40.59% | 0% | 0% | 1 | 0% | 0% | 0% | 1 | 0.8% | 0% | 0% | 1 | 0% | 0% | 1 |  |  |  |  | 0% | [5 empty] | 0% | 0% | 0% | 1 | 0% | 0% | 0% | 1 | 8.714% | 0% | 0% | 1 | 72.44% | 0% | 0% | 3 | 72.44% | 0% | 0% | 3 | 0% | 0% | 0% | 1 | 0.6722% | 0% | 0% | 1 | 0% | 0% | 1 |  |  |  |  | 0% | [5 empty] | 1.286% | 0% | 1.286% | 1 | 0.1013% | 0% | 0% | 1 | 14.06% | 0% | 0% | 1 | 76.68% | 0% | 0% | 3 | 76.78% | 0% | 0% | 3 | 0% | 0% | 0% | 1 | 3.482% | 0% | 0% | 1
80 | El Nido | Greater_LA | 0 | 0 |  | 0% | 0% | 1 |  |  |  |  | 0% | [5 empty] | 21.71% | 0% | 21.71% | 2 | 2.863% | 0% | 0% | 1 | 30.28% | 0% | 0% | 1 | 54.56% | 0% | 0% | 2 | 57.42% | 0% | 0% | 2 | 0% | 0% | 0% | 1 | 0.1711% | 0% | 0% | 1 | 0% | 0% | 1 |  |  |  |  | 0% | [5 empty] | 2.905% | 0% | 2.905% | 1 | 0.2165% | 0% | 0% | 1 | 2.514% | 0% | 0% | 1 | 55.68% | 0% | 0% | 2 | 55.9% | 0% | 0% | 2 | 0% | 0% | 0% | 1 | 0.1421% | 0% | 0% | 1 | 0% | 0% | 1 |  |  |  |  | 0% | [5 empty] | 3.289% | 0.7311% | 4.02% | 2 | 1.002% | 0% | 0% | 1 | 5.863% | 0% | 0% | 1 | 57.79% | 0% | 0% | 2 | 58.8% | 0% | 0% | 2 | 0% | 0% | 0% | 1 | 0.2148% | 0% | 0% | 1
81 | Goodrich | Greater_LA | 0 | 0 |  | 0% | 0% | 1 |  |  |  |  | 0% | [5 empty] | 0% | 0% | 0% | 1 | 0% | 0% | 0% | 1 | 0% | 0% | 0% | 1 | 0% | 0% | 0% | 1 | 0% | 0% | 0% | 1 | 0% | 0% | 0% | 1 | 0% | 0% | 0% | 1 | 0% | 0% | 1 |  |  |  |  | 0% | [5 empty] | 0% | 100% | 100% | 5 | 8.94% | 0% | 0% | 1 | 2.239% | 0% | 0% | 1 | 50.66% | 0% | 0% | 2 | 52.84% | 0% | 0% | 2 | 91.65% | 0% | 0% | 4 | 20.62% | 0% | 0% | 1 | 0% | 0% | 1 |  |  |  |  | 0.09539% | [5 empty] | 0% | 100% | 100% | 5 | 25.29% | 0% | 0% | 1 | 1.688% | 0% | 0% | 1 | 36.92% | 0% | 0% | 1 | 49.21% | 0% | 0% | 1 | 85.09% | 0% | 0% | 3 | 14.5% | 0% | 0% | 1
82 | Gould | Greater_LA | 0 | 0 |  | 0% | 0% | 1 |  |  |  |  | 0% | [5 empty] | 0% | 100% | 100% | 5 | 22.79% | 0% | 0% | 1 | 3.241% | 0% | 0% | 1 | 34.63% | 0% | 0% | 1 | 37.72% | 0% | 0% | 1 | 97.91% | 0% | 0% | 5 | 27.01% | 0% | 0% | 1 | 0% | 0% | 1 |  |  |  |  | 0.211% | [5 empty] | 0% | 100% | 100% | 5 | 31.24% | 0% | 0% | 1 | 0.6267% | 0% | 0% | 1 | 33.59% | 0% | 0% | 1 | 51.75% | 0% | 0% | 2 | 79.34% | 0% | 0% | 3 | 14.33% | 0% | 0% | 1 | 0% | 0% | 1 |  |  |  |  | 0.1095% | [5 empty] | 0% | 100% | 100% | 5 | 20.04% | 0% | 0% | 1 | 0.4155% | 0% | 0% | 1 | 21.15% | 0% | 0% | 1 | 33.84% | 0% | 0% | 1 | 69.1% | 0% | 0% | 2 | 10.31% | 0% | 0% | 1
83 | Harborgen | Greater_LA | 0 | 0 |  | 0% | 0% | 1 |  |  |  |  | 0% | [5 empty] | 0.1538% | 0% | 0.1538% | 1 | 0% | 0% | 0% | 1 | 8.219% | 0% | 0% | 1 | 61.46% | 0% | 0% | 2 | 61.46% | 0% | 0% | 2 | 0% | 0% | 0% | 1 | 0.4327% | 0% | 0% | 1 | 0% | 0% | 1 |  |  |  |  | 0% | [5 empty] | 1.908% | 0% | 1.908% | 1 | 0.1504% | 0% | 0% | 1 | 9.785% | 0% | 0% | 1 | 66.95% | 0% | 0% | 2 | 67.1% | 0% | 0% | 2 | 0% | 0% | 0% | 1 | 0.4545% | 0% | 0% | 1 | 0% | 0% | 1 |  |  |  |  | 0% | [5 empty] | 1.365% | 0% | 1.365% | 1 | 0.1076% | 0% | 0% | 1 | 15.73% | 0% | 0% | 1 | 75.5% | 0% | 0% | 3 | 75.61% | 0% | 0% | 3 | 0% | 0% | 0% | 1 | 3.51% | 0% | 0% | 1
84 | Hinson | Greater_LA | 0 | 0 |  | 0% | 0% | 1 |  |  |  |  | 0% | [5 empty] | 0.08526% | 0% | 0.08526% | 1 | 0% | 0% | 0% | 1 | 4.469% | 0% | 0% | 1 | 59.96% | 0% | 0% | 2 | 59.96% | 0% | 0% | 2 | 0% | 0% | 0% | 1 | 0.2664% | 0% | 0% | 1 | 0% | 0% | 1 |  |  |  |  | 0% | [5 empty] | 2.165% | 0% | 2.165% | 1 | 0.1706% | 0% | 0% | 1 | 11.1% | 0% | 0% | 1 | 62.67% | 0% | 0% | 2 | 62.84% | 0% | 0% | 2 | 0% | 0% | 0% | 1 | 0.5156% | 0% | 0% | 1 | 0% | 0% | 1 |  |  |  |  | 0% | [5 empty] | 1.458% | 0% | 1.458% | 1 | 0.1149% | 0% | 0% | 1 | 16.79% | 0% | 0% | 1 | 73.88% | 0% | 0% | 3 | 73.99% | 0% | 0% | 3 | 0% | 0% | 0% | 1 | 1.83% | 0% | 0% | 1
85 | La Cienega | Greater_LA | 0 | 0 |  | 0% | 0% | 1 |  |  |  |  | 0% | [5 empty] | 0.1342% | 0% | 0.1342% | 1 | 0.7167% | 0% | 0% | 1 | 51.7% | 0% | 0% | 2 | 59.15% | 0% | 0% | 2 | 59.86% | 0% | 0% | 2 | 0% | 0% | 0% | 1 | 0.2921% | 0% | 0% | 1 | 0% | 0% | 1 |  |  |  |  | 0% | [5 empty] | 22.18% | 4.104% | 26.29% | 2 | 11.54% | 0% | 0% | 1 | 26.24% | 0% | 0% | 1 | 47.28% | 0% | 0% | 1 | 58.82% | 0% | 0% | 2 | 0% | 0% | 0% | 1 | 0.278% | 0% | 0% | 1 | 0% | 0% | 1 |  |  |  |  | 0% | [5 empty] | 5.01% | 2.018% | 7.028% | 2 | 1.529% | 0% | 0% | 1 | 3.208% | 0% | 0% | 1 | 56.34% | 0% | 0% | 2 | 57.87% | 0% | 0% | 2 | 0% | 0% | 0% | 1 | 0.2077% | 0% | 0% | 1
86 | La Fresa | Greater_LA | 0 | 0 |  | 0% | 0% | 1 |  |  |  |  | 0% | [5 empty] | 5.696% | 0% | 5.696% | 1 | 0.4488% | 0% | 0% | 1 | 2.298% | 0% | 0% | 1 | 72.04% | 0% | 0% | 3 | 72.49% | 0% | 0% | 3 | 0% | 0% | 0% | 1 | 0.02682% | 0% | 0% | 1 | 0% | 0% | 1 |  |  |  |  | 0% | [5 empty] | 2.584% | 0% | 2.584% | 1 | 0.2036% | 0% | 0% | 1 | 3.339% | 0% | 0% | 1 | 55.79% | 0% | 0% | 2 | 56% | 0% | 0% | 2 | 0% | 0% | 0% | 1 | 0.2256% | 0% | 0% | 1 | 0% | 0% | 1 |  |  |  |  | 0% | [5 empty] | 2.872% | 0.197% | 3.069% | 2 | 0.5767% | 0% | 0% | 1 | 12.71% | 0% | 0% | 1 | 60.95% | 0% | 0% | 2 | 61.52% | 0% | 0% | 2 | 0% | 0% | 0% | 1 | 0.4458% | 0% | 0% | 1
87 | Laguna Bell | Greater_LA | 0 | 0 |  | 0% | 0% | 1 |  |  |  |  | 0% | [5 empty] | 0% | 0% | 0% | 1 | 0% | 0% | 0% | 1 | 0% | 0% | 0% | 1 | 0% | 0% | 0% | 1 | 0% | 0% | 0% | 1 | 0% | 0% | 0% | 1 | 0% | 0% | 0% | 1 | 0% | 0% | 1 |  |  |  |  | 0% | [5 empty] | 0% | 0% | 0% | 1 | 0% | 0% | 0% | 1 | 12.66% | 0% | 0% | 1 | 31.25% | 0% | 0% | 1 | 31.25% | 0% | 0% | 1 | 0% | 0% | 0% | 1 | 3.421% | 0% | 0% | 1 | 0% | 0% | 1 |  |  |  |  | 0% | [5 empty] | 0.5619% | 0% | 0.5619% | 1 | 0.03739% | 0% | 0% | 1 | 13.04% | 0% | 0% | 1 | 62.66% | 0% | 0% | 2 | 62.7% | 0% | 0% | 2 | 0% | 0% | 0% | 1 | 0.4531% | 0% | 0% | 1
88 | Lighthipe | Greater_LA | 0 | 0 |  | 0% | 0% | 1 |  |  |  |  | 0% | [5 empty] | 0% | 0% | 0% | 1 | 0% | 0% | 0% | 1 | 1.622% | 0% | 0% | 1 | 42.48% | 0% | 0% | 1 | 42.48% | 0% | 0% | 1 | 0% | 0% | 0% | 1 | 0.3526% | 0% | 0% | 1 | 0% | 0% | 1 |  |  |  |  | 0% | [5 empty] | 0.658% | 0% | 0.658% | 1 | 0.03798% | 0% | 0% | 1 | 11.68% | 0% | 0% | 1 | 62.52% | 0% | 0% | 2 | 62.55% | 0% | 0% | 2 | 0% | 0% | 0% | 1 | 0.4494% | 0% | 0% | 1 | 0% | 0% | 1 |  |  |  |  | 0% | [5 empty] | 1.55% | 0% | 1.55% | 1 | 0.1222% | 0% | 0% | 1 | 11.95% | 0% | 0% | 1 | 72.46% | 0% | 0% | 3 | 72.58% | 0% | 0% | 3 | 0% | 0% | 0% | 1 | 1.243% | 0% | 0% | 1
89 | Mesa (SCE) | Greater_LA | 0 | 0 |  | 0% | 0% | 1 |  |  |  |  | 0% | [5 empty] | 0% | 0% | 0% | 1 | 0% | 0% | 0% | 1 | 0% | 0% | 0% | 1 | 0% | 0% | 0% | 1 | 0% | 0% | 0% | 1 | 0% | 0% | 0% | 1 | 0% | 0% | 0% | 1 | 0% | 0% | 1 |  |  |  |  | 0% | [5 empty] | 0% | 0% | 0% | 1 | 0% | 0% | 0% | 1 | 0% | 0% | 0% | 1 | 0% | 0% | 0% | 1 | 0% | 0% | 0% | 1 | 0% | 0% | 0% | 1 | 0% | 0% | 0% | 1 | 0% | 0% | 1 |  |  |  |  | 0% | [5 empty] | 0% | 43.03% | 43.03% | 5 | 0% | 0% | 0% | 1 | 6.065% | 0% | 0% | 1 | 41.81% | 0% | 0% | 1 | 42.45% | 0% | 0% | 1 | 41.35% | 0% | 0% | 1 | 7.81% | 0% | 0% | 1
90 | Olinda | Greater_LA | 0 | 0 |  | 0% | 0% | 1 |  |  |  |  | 0% | [5 empty] | 0% | 0% | 0% | 1 | 0% | 0% | 0% | 1 | 0% | 0% | 0% | 1 | 0% | 0% | 0% | 1 | 0% | 0% | 0% | 1 | 0% | 0% | 0% | 1 | 0% | 0% | 0% | 1 | 0% | 0% | 1 |  |  |  |  | 0% | [5 empty] | 0% | 100% | 100% | 5 | 91.09% | 0% | 0% | 4 | 8.915% | 0% | 0% | 1 | 8.915% | 0% | 0% | 1 | 100% | 0% | 0% | 5 | 55.5% | 0% | 0% | 2 | 2.47% | 0% | 0% | 1 | 0% | 0% | 1 |  |  |  |  | 0% | [5 empty] | 0% | 14.99% | 14.99% | 3 | 10.15% | 0% | 0% | 1 | 27.98% | 0% | 0% | 1 | 86% | 0% | 0% | 3 | 96.15% | 0% | 0% | 5 | 7.632% | 0% | 0% | 1 | 1.076% | 0% | 0% | 1
234 | Highwind | Tehachapi | 0 | 0 |  | 0% | 0% | 1 |  |  |  |  | 0.172% | [5 empty] | 50.52% | 12.05% | 62.56% | 3 | 39.93% | 0% | 0% | 1 | 16.99% | 0% | 0% | 1 | 42.26% | 0% | 0% | 1 | 66.48% | 0% | 0% | 2 | 31.46% | 0% | 0% | 1 | 1.258% | 0% | 0% | 1 | 0% | 0% | 1 |  |  |  |  | 0.0779% | [5 empty] | 55.33% | 8.634% | 63.96% | 3 | 33.63% | 0% | 0% | 1 | 20.59% | 0% | 0% | 1 | 36.23% | 0% | 0% | 1 | 59.97% | 0% | 0% | 2 | 38.85% | 0% | 0% | 1 | 1.076% | 0% | 0% | 1 | 0% | 0% | 1 |  |  |  |  | 0.5052% | [5 empty] | 50.51% | 6.999% | 57.51% | 3 | 41.3% | 0% | 0% | 1 | 19.63% | 0% | 0% | 1 | 29.06% | 0% | 0% | 1 | 61.75% | 0% | 0% | 2 | 41.89% | 0% | 0% | 1 | 0.9905% | 0% | 0% | 1
92 | Rio Hondo | Greater_LA | 0 | 0 |  | 0% | 0% | 1 |  |  |  |  | 0% | [5 empty] | 0% | 0% | 0% | 1 | 0% | 0% | 0% | 1 | 0% | 0% | 0% | 1 | 0% | 0% | 0% | 1 | 0% | 0% | 0% | 1 | 0% | 0% | 0% | 1 | 0% | 0% | 0% | 1 | 0% | 0% | 1 |  |  |  |  | 0% | [5 empty] | 0% | 100% | 100% | 5 | 0% | 0% | 0% | 1 | 0% | 0% | 0% | 1 | 59.62% | 0% | 0% | 2 | 59.62% | 0% | 0% | 2 | 95.45% | 0% | 0% | 5 | 8.679% | 0% | 0% | 1 | 0% | 0% | 1 |  |  |  |  | 0% | [5 empty] | 0% | 100% | 100% | 5 | 19.5% | 0% | 0% | 1 | 5.098% | 0% | 0% | 1 | 61.19% | 0% | 0% | 2 | 65.59% | 0% | 0% | 2 | 89.12% | 0% | 0% | 3 | 16.3% | 0% | 0% | 1
247 | Windhub | Tehachapi | 124 | 4960 |  | 114% | 1.004% | 4 |  |  |  |  | 0% | [5 empty] | 35.4% | 0% | 35.4% | 2 | 37.07% | 12.09% | 0% | 1 | 29.73% | 10.83% | 0% | 1 | 41.26% | 12.95% | 0% | 1 | 67.39% | 23.34% | 0% | 2 | 15.9% | 9.048% | 0% | 1 | 0.4473% | 23.34% | 0% | 2 | 30.68% | 0% | 2 |  |  |  |  | 0.8168% | [5 empty] | 38.2% | 3.218% | 41.42% | 2 | 38.28% | 5.329% | 0% | 1 | 25.56% | 4.418% | 0% | 1 | 27.58% | 4.541% | 0% | 1 | 61.96% | 8.646% | 0% | 2 | 28.73% | 4.615% | 0% | 1 | 0.771% | 8.646% | 0% | 1 | 14.2% | 0% | 1 |  |  |  |  | 0.5306% | [5 empty] | 40.62% | 3.832% | 44.45% | 2 | 39.73% | 3.09% | 0% | 1 | 20.86% | 2.353% | 0% | 1 | 26.3% | 2.527% | 0% | 1 | 60.2% | 4.68% | 0% | 2 | 35.81% | 2.902% | 0% | 1 | 0.8883% | 4.68% | 0% | 1
77 | Bailey | Tehachapi | 0 | 0 |  | 0% | 0% | 1 |  |  |  |  | 1.476% | [5 empty] | 85.84% | 0% | 85.84% | 5 | 61.46% | 0% | 0% | 2 | 53.34% | 0% | 0% | 2 | 45.58% | 0% | 0% | 1 | 93.38% | 0% | 0% | 4 | 48.61% | 0% | 0% | 1 | 2.609% | 0% | 0% | 1 | 0% | 0% | 1 |  |  |  |  | 1.586% | [5 empty] | 74.33% | 3.608% | 77.94% | 5 | 55.87% | 0% | 0% | 2 | 49.97% | 0% | 0% | 1 | 36.62% | 0% | 0% | 1 | 86.79% | 0% | 0% | 3 | 40.15% | 0% | 0% | 1 | 2.331% | 0% | 0% | 1 | 0% | 0% | 1 |  |  |  |  | 0.94% | [5 empty] | 66.46% | 10.28% | 76.74% | 5 | 50.94% | 0% | 0% | 2 | 36.27% | 0% | 0% | 1 | 27.65% | 0% | 0% | 1 | 74.73% | 0% | 0% | 3 | 41.76% | 0% | 0% | 1 | 3.272% | 0% | 0% | 1
95 | Borden | Central_Valley_North_Los_Banos | 0 | 0 |  | 0% | 0% | 1 |  |  |  |  | 48.84% | [5 empty] | 0% | 0% | 0% | 1 | 23.19% | 0% | 0% | 1 | 32.56% | 0% | 0% | 1 | 40.19% | 0% | 0% | 1 | 50.91% | 0% | 0% | 2 | 8.474% | 0% | 0% | 1 | 16.28% | 0% | 0% | 1 | 0% | 0% | 1 |  |  |  |  | 49.92% | [5 empty] | 0% | 0% | 0% | 1 | 23.25% | 0% | 0% | 1 | 26.46% | 0% | 0% | 1 | 33.47% | 0% | 0% | 1 | 45.9% | 0% | 0% | 1 | 5.96% | 0% | 0% | 1 | 12.04% | 0% | 0% | 1 | 0% | 0% | 1 |  |  |  |  | 38.3% | [5 empty] | 0% | 0% | 0% | 1 | 29.83% | 0% | 0% | 1 | 26.55% | 0% | 0% | 1 | 32.9% | 0% | 0% | 1 | 48.25% | 0% | 0% | 1 | 5.59% | 0% | 0% | 1 | 13.32% | 0% | 0% | 1
96 | Dairyland | Central_Valley_North_Los_Banos | 0 | 0 |  | 0% | 0% | 1 |  |  |  |  | 28.09% | [5 empty] | 0% | 0% | 0% | 1 | 40% | 0% | 0% | 1 | 8.198% | 0% | 0% | 1 | 11.17% | 0% | 0% | 1 | 45.35% | 0% | 0% | 1 | 0.1142% | 0% | 0% | 1 | 5.882% | 0% | 0% | 1 | 0% | 0% | 1 |  |  |  |  | 27.47% | [5 empty] | 0% | 0% | 0% | 1 | 51.01% | 0% | 0% | 2 | 23.94% | 0% | 0% | 1 | 30.41% | 0% | 0% | 1 | 61.41% | 0% | 0% | 2 | 4.035% | 0% | 0% | 1 | 15.25% | 0% | 0% | 1 | 0% | 0% | 1 |  |  |  |  | 29.91% | [5 empty] | 0% | 0% | 0% | 1 | 49.31% | 0% | 0% | 1 | 24.48% | 0% | 0% | 1 | 30.26% | 0% | 0% | 1 | 58.78% | 0% | 0% | 2 | 8.528% | 0% | 0% | 1 | 13.49% | 0% | 0% | 1
97 | Gregg | Central_Valley_North_Los_Banos | 0 | 0 |  | 0% | 0% | 1 |  |  |  |  | 62.57% | [5 empty] | 0% | 0% | 0% | 1 | 10.22% | 0% | 0% | 1 | 20.44% | 0% | 0% | 1 | 23.14% | 0% | 0% | 1 | 32.89% | 0% | 0% | 1 | 6.146% | 0% | 0% | 1 | 9.927% | 0% | 0% | 1 | 0% | 0% | 1 |  |  |  |  | 58.07% | [5 empty] | 0% | 0% | 0% | 1 | 15.01% | 0% | 0% | 1 | 22.01% | 0% | 0% | 1 | 26.78% | 0% | 0% | 1 | 35.04% | 0% | 0% | 1 | 4.909% | 0% | 0% | 1 | 9.869% | 0% | 0% | 1 | 0% | 0% | 1 |  |  |  |  | 46.7% | [5 empty] | 0% | 0% | 0% | 1 | 17.5% | 0% | 0% | 1 | 22.7% | 0% | 0% | 1 | 27.9% | 0% | 0% | 1 | 36.96% | 0% | 0% | 1 | 3.89% | 0% | 0% | 1 | 9.21% | 0% | 0% | 1
98 | Newhall | Central_Valley_North_Los_Banos | 0 | 0 |  | 0% | 0% | 1 |  |  |  |  | 16.46% | [5 empty] | 0% | 0% | 0% | 1 | 61.14% | 0% | 0% | 2 | 12.8% | 0% | 0% | 1 | 22.79% | 0% | 0% | 1 | 67.86% | 0% | 0% | 2 | 5.399% | 0% | 0% | 1 | 17% | 0% | 0% | 1 | 0% | 0% | 1 |  |  |  |  | 28.11% | [5 empty] | 0% | 0% | 0% | 1 | 38.61% | 0% | 0% | 1 | 9.566% | 0% | 0% | 1 | 17.15% | 0% | 0% | 1 | 47.55% | 0% | 0% | 1 | 2.38% | 0% | 0% | 1 | 8.877% | 0% | 0% | 1 | 0% | 0% | 1 |  |  |  |  | 32.86% | [5 empty] | 0% | 0% | 0% | 1 | 33.79% | 0% | 0% | 1 | 10.31% | 0% | 0% | 1 | 15.73% | 0% | 0% | 1 | 43.25% | 0% | 0% | 1 | 1.601% | 0% | 0% | 1 | 7.144% | 0% | 0% | 1
99 | Ignacio | Mendocino_Marin | 0 | 0 |  | 0% | 0% | 1 |  |  |  |  | 0.6387% | [5 empty] | 48.06% | 38.92% | 86.97% | 5 | 72.21% | 0% | 0% | 3 | 41.05% | 0% | 0% | 1 | 65.99% | 0% | 0% | 2 | 90.59% | 0% | 0% | 4 | 59.96% | 0% | 0% | 2 | 6.247% | 0% | 0% | 1 | 0% | 0% | 1 |  |  |  |  | 0.7423% | [5 empty] | 48.54% | 19.42% | 67.96% | 3 | 63.01% | 0% | 0% | 2 | 40.98% | 0% | 0% | 1 | 69.43% | 0% | 0% | 2 | 89.55% | 0% | 0% | 3 | 55.45% | 0% | 0% | 2 | 8.621% | 0% | 0% | 1 | 0% | 0% | 1 |  |  |  |  | 0.6869% | [5 empty] | 57.08% | 15.55% | 72.63% | 3 | 53.03% | 0% | 0% | 2 | 34.27% | 0% | 0% | 1 | 64.33% | 0% | 0% | 2 | 84.49% | 0% | 0% | 3 | 55.08% | 0% | 0% | 2 | 8.102% | 0% | 0% | 1
100 | Calpella | Mendocino_Marin | 0 | 0 |  | 0% | 0% | 1 |  |  |  |  | 0.2889% | [5 empty] | 97.1% | 2.899% | 100% | 5 | 7.151% | 0% | 0% | 1 | 48.3% | 0% | 0% | 1 | 63.11% | 0% | 0% | 2 | 66.97% | 0% | 0% | 2 | 88.8% | 0% | 0% | 3 | 0.7783% | 0% | 0% | 1 | 0% | 0% | 1 |  |  |  |  | 0.2644% | [5 empty] | 85.43% | 14.33% | 99.76% | 5 | 27.6% | 0% | 0% | 1 | 34.83% | 0% | 0% | 1 | 54.01% | 0% | 0% | 2 | 65.9% | 0% | 0% | 2 | 82.45% | 0% | 0% | 3 | 1.129% | 0% | 0% | 1 | 0% | 0% | 1 |  |  |  |  | 0.1963% | [5 empty] | 88.42% | 11.42% | 99.84% | 5 | 31.74% | 0% | 0% | 1 | 33.71% | 0% | 0% | 1 | 51.13% | 0% | 0% | 2 | 69.12% | 0% | 0% | 2 | 79.04% | 0% | 0% | 3 | 0.9325% | 0% | 0% | 1
101 | Hopland | Mendocino_Marin | 0 | 0 |  | 0% | 0% | 1 |  |  |  |  | 0.5649% | [5 empty] | 72.94% | 27.01% | 99.95% | 5 | 76.59% | 0% | 0% | 3 | 22.92% | 0% | 0% | 1 | 32.43% | 0% | 0% | 1 | 83.1% | 0% | 0% | 3 | 79.34% | 0% | 0% | 3 | 0.7764% | 0% | 0% | 1 | 0% | 0% | 1 |  |  |  |  | 0.2592% | [5 empty] | 75.33% | 24.55% | 99.88% | 5 | 60.14% | 0% | 0% | 2 | 27.82% | 0% | 0% | 1 | 38.95% | 0% | 0% | 1 | 80.78% | 0% | 0% | 3 | 80.14% | 0% | 0% | 3 | 0.6927% | 0% | 0% | 1 | 0% | 0% | 1 |  |  |  |  | 1.398% | [5 empty] | 72.15% | 25.16% | 97.31% | 5 | 51.3% | 0% | 0% | 2 | 34.65% | 0% | 0% | 1 | 50.03% | 0% | 0% | 2 | 78.82% | 0% | 0% | 3 | 73.44% | 0% | 0% | 3 | 0.8413% | 0% | 0% | 1
102 | Mendocino | Mendocino_Marin | 0 | 0 |  | 0% | 0% | 1 |  |  |  |  | 0.2556% | [5 empty] | 82.09% | 17.91% | 100% | 5 | 27.45% | 0% | 0% | 1 | 44.65% | 0% | 0% | 1 | 60.81% | 0% | 0% | 2 | 69.65% | 0% | 0% | 2 | 83.49% | 0% | 0% | 3 | 1.058% | 0% | 0% | 1 | 0% | 0% | 1 |  |  |  |  | 0.2877% | [5 empty] | 81.3% | 18.45% | 99.75% | 5 | 29.67% | 0% | 0% | 1 | 36.94% | 0% | 0% | 1 | 58.13% | 0% | 0% | 2 | 70.72% | 0% | 0% | 3 | 79.47% | 0% | 0% | 3 | 1.173% | 0% | 0% | 1 | 0% | 0% | 1 |  |  |  |  | 0.2006% | [5 empty] | 86.5% | 13.31% | 99.82% | 5 | 34.42% | 0% | 0% | 1 | 31.25% | 0% | 0% | 1 | 49.79% | 0% | 0% | 1 | 70.73% | 0% | 0% | 3 | 79.29% | 0% | 0% | 3 | 1.072% | 0% | 0% | 1
103 | Ukiah | Mendocino_Marin | 0 | 0 |  | 0% | 0% | 1 |  |  |  |  | 0.1723% | [5 empty] | 100% | 0% | 100% | 5 | 4.065% | 0% | 0% | 1 | 41.83% | 0% | 0% | 1 | 55.68% | 0% | 0% | 2 | 57.97% | 0% | 0% | 2 | 88.85% | 0% | 0% | 3 | 0.9122% | 0% | 0% | 1 | 0% | 0% | 1 |  |  |  |  | 0.275% | [5 empty] | 94.95% | 4.815% | 99.77% | 5 | 24.15% | 0% | 0% | 1 | 37.72% | 0% | 0% | 1 | 49.95% | 0% | 0% | 1 | 65.88% | 0% | 0% | 2 | 85.59% | 0% | 0% | 3 | 0.9666% | 0% | 0% | 1 | 0% | 0% | 1 |  |  |  |  | 0.2559% | [5 empty] | 87.75% | 12.12% | 99.87% | 5 | 35.32% | 0% | 0% | 1 | 31.33% | 0% | 0% | 1 | 49.75% | 0% | 0% | 1 | 68.78% | 0% | 0% | 2 | 80.27% | 0% | 0% | 3 | 0.8561% | 0% | 0% | 1
104 | Le Grand | Central_Valley_North_Los_Banos | 0 | 0 |  | 0% | 0% | 1 |  |  |  |  | 29.8% | [5 empty] | 0% | 0% | 0% | 1 | 50.78% | 0% | 0% | 2 | 47.17% | 0% | 0% | 1 | 48.86% | 0% | 0% | 1 | 64.99% | 0% | 0% | 2 | 13.45% | 0% | 0% | 1 | 21.97% | 0% | 0% | 1 | 0% | 0% | 1 |  |  |  |  | 25.14% | [5 empty] | 0% | 0% | 0% | 1 | 49.89% | 0% | 0% | 1 | 33.7% | 0% | 0% | 1 | 38.84% | 0% | 0% | 1 | 63.38% | 0% | 0% | 2 | 20.59% | 0% | 0% | 1 | 16.49% | 0% | 0% | 1 | 0% | 0% | 1 |  |  |  |  | 24% | [5 empty] | 0% | 0% | 0% | 1 | 60.56% | 0% | 0% | 2 | 33.75% | 0% | 0% | 1 | 41.47% | 0% | 0% | 1 | 71.29% | 0% | 0% | 3 | 20.57% | 0% | 0% | 1 | 17.52% | 0% | 0% | 1
105 | Merced | Central_Valley_North_Los_Banos | 0 | 0 |  | 0% | 0% | 1 |  |  |  |  | 31.95% | [5 empty] | 0% | 0% | 0% | 1 | 55.06% | 0% | 0% | 2 | 34.03% | 0% | 0% | 1 | 46.27% | 0% | 0% | 1 | 71.53% | 0% | 0% | 3 | 1.691% | 0% | 0% | 1 | 16.81% | 0% | 0% | 1 | 0% | 0% | 1 |  |  |  |  | 39.48% | [5 empty] | 0% | 0% | 0% | 1 | 50% | 0% | 0% | 2 | 36.96% | 0% | 0% | 1 | 44.5% | 0% | 0% | 1 | 64.67% | 0% | 0% | 2 | 11.71% | 0% | 0% | 1 | 16.62% | 0% | 0% | 1 | 0% | 0% | 1 |  |  |  |  | 40.42% | [5 empty] | 0% | 0% | 0% | 1 | 48.48% | 0% | 0% | 1 | 29.38% | 0% | 0% | 1 | 36.62% | 0% | 0% | 1 | 60.45% | 0% | 0% | 2 | 15.89% | 0% | 0% | 1 | 13.62% | 0% | 0% | 1
106 | Wilson | Central_Valley_North_Los_Banos | 200 | 8000 |  | 999.9% | 10.77% | 5 |  |  |  |  | 26.57% | [5 empty] | 0% | 0% | 0% | 1 | 56.77% | 24.92% | 0% | 2 | 50.98% | 21.97% | 0% | 2 | 54.95% | 23.91% | 0% | 2 | 77.25% | 47.36% | 0% | 3 | 18.14% | 13.16% | 0% | 1 | 26.04% | 47.36% | 0% | 2 | 999.9% | 3.941% | 4 |  |  |  |  | 25.54% | [5 empty] | 0% | 0% | 0% | 1 | 55.85% | 8.926% | 0% | 2 | 44.45% | 7.096% | 0% | 1 | 54.68% | 8.697% | 0% | 2 | 72.92% | 14.55% | 0% | 3 | 27.68% | 5.45% | 0% | 1 | 20.91% | 14.55% | 0% | 1 | 624.4% | 1.841% | 4 |  |  |  |  | 33.71% | [5 empty] | 0% | 0% | 0% | 1 | 55.7% | 4.932% | 0% | 2 | 34.22% | 3.321% | 0% | 1 | 41.55% | 3.738% | 0% | 1 | 67.67% | 6.758% | 0% | 2 | 21.42% | 2.78% | 0% | 1 | 16.03% | 6.758% | 0% | 1
107 | Los Banos | Central_Valley_North_Los_Banos | 141.4 | 5656 |  | 313.1% | 8.99% | 4 |  |  |  |  | 9.723% | [5 empty] | 0% | 0% | 0% | 1 | 75.09% | 50.87% | 0% | 3 | 1.656% | 12.89% | 0% | 1 | 9.854% | 14.06% | 0% | 1 | 75.09% | 50.87% | 0% | 3 | 18.4% | 15.53% | 0% | 1 | 7.887% | 50.87% | 0% | 3 | 313.1% | 5.075% | 4 |  |  |  |  | 10.59% | [5 empty] | 7.091% | 0% | 7.091% | 1 | 75.41% | 29.61% | 0% | 3 | 9.233% | 8.024% | 0% | 1 | 15.75% | 8.644% | 0% | 1 | 78.85% | 34.43% | 0% | 3 | 34.78% | 11.17% | 0% | 1 | 9.041% | 34.43% | 0% | 2 | 313.1% | 3.246% | 4 |  |  |  |  | 23.98% | [5 empty] | 4.931% | 0% | 4.931% | 1 | 61.37% | 12.16% | 0% | 2 | 9.264% | 5.177% | 0% | 1 | 14.07% | 5.467% | 0% | 1 | 65.61% | 13.66% | 0% | 2 | 30.57% | 6.765% | 0% | 1 | 7.555% | 13.66% | 0% | 1
108 | Coburn | Peninsula_Monterey | 100 | 4000 |  | 45.17% | 0% | 2 |  |  |  |  | 27.19% | [5 empty] | 18.13% | 0% | 18.13% | 1 | 40.76% | 9.421% | 0% | 1 | 2.402% | 5.718% | 0% | 1 | 19.05% | 6.895% | 0% | 1 | 49.98% | 11.16% | 0% | 1 | 30% | 7.973% | 0% | 1 | 2.665% | 11.16% | 0% | 1 | 29.83% | 0% | 2 |  |  |  |  | 25.09% | [5 empty] | 25.19% | 0% | 25.19% | 2 | 41.3% | 5.85% | 0% | 1 | 4.998% | 3.615% | 0% | 1 | 23.88% | 4.511% | 0% | 1 | 54.76% | 7.59% | 0% | 2 | 27.92% | 4.764% | 0% | 1 | 3.515% | 7.59% | 0% | 1 | 22.19% | 0% | 2 |  |  |  |  | 22.25% | [5 empty] | 37.68% | 0% | 37.68% | 2 | 46.97% | 4.484% | 0% | 1 | 11.59% | 2.689% | 0% | 1 | 27.91% | 3.298% | 0% | 1 | 59.54% | 5.876% | 0% | 2 | 37.01% | 3.775% | 0% | 1 | 3.94% | 5.876% | 0% | 1
109 | Tulucay | Northern_California | 0 | 0 |  | 0% | 0% | 1 |  |  |  |  | 11.25% | [5 empty] | 63.61% | 5.853% | 69.46% | 3 | 77.08% | 0% | 0% | 3 | 9.778% | 0% | 0% | 1 | 31.59% | 0% | 0% | 1 | 81.42% | 0% | 0% | 3 | 57% | 0% | 0% | 2 | 9.475% | 0% | 0% | 1 | 0% | 0% | 1 |  |  |  |  | 6.159% | [5 empty] | 55.49% | 10.97% | 66.45% | 3 | 65.39% | 0% | 0% | 2 | 16.7% | 0% | 0% | 1 | 33.87% | 0% | 0% | 1 | 81.76% | 0% | 0% | 3 | 50.44% | 0% | 0% | 2 | 10.98% | 0% | 0% | 1 | 0% | 0% | 1 |  |  |  |  | 5.006% | [5 empty] | 56.43% | 11.71% | 68.15% | 3 | 63.52% | 0% | 0% | 2 | 21.74% | 0% | 0% | 1 | 35.8% | 0% | 0% | 1 | 82.11% | 0% | 0% | 3 | 47.73% | 0% | 0% | 1 | 13.24% | 0% | 0% | 1
110 | Brunswick | Northern_California | 0 | 0 |  | 0% | 0% | 1 |  |  |  |  | 0% | [5 empty] | 0% | 0% | 0% | 1 | 0% | 0% | 0% | 1 | 0% | 0% | 0% | 1 | 0% | 0% | 0% | 1 | 0% | 0% | 0% | 1 | 0% | 0% | 0% | 1 | 0% | 0% | 0% | 1 | 0% | 0% | 1 |  |  |  |  | 0% | [5 empty] | 0% | 100% | 100% | 5 | 8.051% | 0% | 0% | 1 | 48.28% | 0% | 0% | 1 | 0% | 0% | 0% | 1 | 56.33% | 0% | 0% | 2 | 6.569% | 0% | 0% | 1 | 0.7343% | 0% | 0% | 1 | 0% | 0% | 1 |  |  |  |  | 0% | [5 empty] | 17.94% | 76.37% | 94.31% | 5 | 9.351% | 0% | 0% | 1 | 9.313% | 0% | 0% | 1 | 0.1233% | 0% | 0% | 1 | 18.79% | 0% | 0% | 1 | 39.61% | 0% | 0% | 1 | 0.4595% | 0% | 0% | 1
111 | Higgins | Northern_California | 0 | 0 |  | 0% | 0% | 1 |  |  |  |  | 0% | [5 empty] | 0% | 0% | 0% | 1 | 0% | 0% | 0% | 1 | 0% | 0% | 0% | 1 | 0% | 0% | 0% | 1 | 0% | 0% | 0% | 1 | 0% | 0% | 0% | 1 | 0% | 0% | 0% | 1 | 0% | 0% | 1 |  |  |  |  | 4.876% | [5 empty] | 7.269% | 0% | 7.269% | 1 | 100% | 0% | 0% | 5 | 0% | 0% | 0% | 1 | 0% | 0% | 0% | 1 | 100% | 0% | 0% | 5 | 7.021% | 0% | 0% | 1 | 47.77% | 0% | 0% | 1 | 0% | 0% | 1 |  |  |  |  | 25.78% | [5 empty] | 4.658% | 0% | 4.658% | 1 | 76.21% | 0% | 0% | 3 | 0% | 0% | 0% | 1 | 0.06494% | 0% | 0% | 1 | 76.28% | 0% | 0% | 3 | 4.645% | 0% | 0% | 1 | 28.82% | 0% | 0% | 1
112 | Barre | Greater_LA | 0 | 0 |  | 0% | 0% | 1 |  |  |  |  | 0% | [5 empty] | 0% | 0% | 0% | 1 | 0% | 0% | 0% | 1 | 29.36% | 0% | 0% | 1 | 97% | 0% | 0% | 5 | 97% | 0% | 0% | 5 | 0% | 0% | 0% | 1 | 1.112% | 0% | 0% | 1 | 0% | 0% | 1 |  |  |  |  | 0% | [5 empty] | 0% | 0% | 0% | 1 | 0% | 0% | 0% | 1 | 18.79% | 0% | 0% | 1 | 73.05% | 0% | 0% | 3 | 73.05% | 0% | 0% | 3 | 0% | 0% | 0% | 1 | 4.687% | 0% | 0% | 1 | 0% | 0% | 1 |  |  |  |  | 0% | [5 empty] | 0.03228% | 4.057% | 4.09% | 2 | 2.776% | 0% | 0% | 1 | 14.78% | 0% | 0% | 1 | 76.17% | 0% | 0% | 3 | 78.94% | 0% | 0% | 3 | 2.066% | 0% | 0% | 1 | 3.431% | 0% | 0% | 1
113 | Ellis | Greater_LA | 0 | 0 |  | 0% | 0% | 1 |  |  |  |  | 0% | [5 empty] | 0% | 0% | 0% | 1 | 0.05772% | 0% | 0% | 1 | 26.04% | 0% | 0% | 1 | 96.29% | 0% | 0% | 5 | 96.35% | 0% | 0% | 5 | 0% | 0% | 0% | 1 | 6.599% | 0% | 0% | 1 | 0% | 0% | 1 |  |  |  |  | 0% | [5 empty] | 0.09668% | 0% | 0.09668% | 1 | 0.05032% | 0% | 0% | 1 | 23.79% | 0% | 0% | 1 | 91.17% | 0% | 0% | 4 | 91.22% | 0% | 0% | 4 | 0% | 0% | 0% | 1 | 5.83% | 0% | 0% | 1 | 0% | 0% | 1 |  |  |  |  | 0% | [5 empty] | 0.1361% | 0% | 0.1361% | 1 | 0.02879% | 0% | 0% | 1 | 15.09% | 0% | 0% | 1 | 78.52% | 0% | 0% | 3 | 78.55% | 0% | 0% | 3 | 0% | 0% | 0% | 1 | 3.394% | 0% | 0% | 1
114 | Johanna | Greater_LA | 0 | 0 |  | 0% | 0% | 1 |  |  |  |  | 0% | [5 empty] | 0% | 0% | 0% | 1 | 0.07026% | 0% | 0% | 1 | 17.68% | 0% | 0% | 1 | 96.67% | 0% | 0% | 5 | 96.74% | 0% | 0% | 5 | 0% | 0% | 0% | 1 | 7.558% | 0% | 0% | 1 | 0% | 0% | 1 |  |  |  |  | 0% | [5 empty] | 0.2632% | 0% | 0.2632% | 1 | 0.05569% | 0% | 0% | 1 | 25.58% | 0% | 0% | 1 | 96.01% | 0% | 0% | 5 | 96.07% | 0% | 0% | 5 | 0% | 0% | 0% | 1 | 6.366% | 0% | 0% | 1 | 0% | 0% | 1 |  |  |  |  | 0% | [5 empty] | 0.1946% | 5.833% | 6.027% | 2 | 3.99% | 0% | 0% | 1 | 23.86% | 0% | 0% | 1 | 85.36% | 0% | 0% | 3 | 89.35% | 0% | 0% | 3 | 2.97% | 0% | 0% | 1 | 4.849% | 0% | 0% | 1
115 | Lewis | Greater_LA | 0 | 0 |  | 0% | 0% | 1 |  |  |  |  | 0% | [5 empty] | 0% | 0% | 0% | 1 | 0% | 0% | 0% | 1 | 0% | 0% | 0% | 1 | 0% | 0% | 0% | 1 | 0% | 0% | 0% | 1 | 0% | 0% | 0% | 1 | 0% | 0% | 0% | 1 | 0% | 0% | 1 |  |  |  |  | 0% | [5 empty] | 0% | 5.816% | 5.816% | 2 | 4.827% | 0% | 0% | 1 | 24.63% | 0% | 0% | 1 | 91.69% | 0% | 0% | 4 | 96.51% | 0% | 0% | 5 | 3.624% | 0% | 0% | 1 | 5.887% | 0% | 0% | 1 | 0% | 0% | 1 |  |  |  |  | 0% | [5 empty] | 0.06895% | 5.083% | 5.152% | 2 | 3.477% | 0% | 0% | 1 | 18.57% | 0% | 0% | 1 | 71.62% | 0% | 0% | 3 | 75.1% | 0% | 0% | 3 | 2.588% | 0% | 0% | 1 | 4.297% | 0% | 0% | 1
116 | Santiago | Greater_LA | 0 | 0 |  | 0% | 0% | 1 |  |  |  |  | 0% | [5 empty] | 1.528% | 0% | 1.528% | 1 | 0.3577% | 0% | 0% | 1 | 5.566% | 0% | 0% | 1 | 92.07% | 0% | 0% | 4 | 92.43% | 0% | 0% | 4 | 0% | 0% | 0% | 1 | 2.387% | 0% | 0% | 1 | 0% | 0% | 1 |  |  |  |  | 0% | [5 empty] | 0.2742% | 0% | 0.2742% | 1 | 0.05801% | 0% | 0% | 1 | 18.27% | 0% | 0% | 1 | 95.77% | 0% | 0% | 5 | 95.83% | 0% | 0% | 5 | 0% | 0% | 0% | 1 | 6.312% | 0% | 0% | 1 | 0% | 0% | 1 |  |  |  |  | 0% | [5 empty] | 0.2219% | 6.648% | 6.87% | 2 | 4.548% | 0% | 0% | 1 | 26.49% | 0% | 0% | 1 | 90.82% | 0% | 0% | 4 | 95.37% | 0% | 0% | 5 | 3.386% | 0% | 0% | 1 | 5.454% | 0% | 0% | 1
117 | Serrano | Greater_LA | 0 | 0 |  | 0% | 0% | 1 |  |  |  |  | 0% | [5 empty] | 0% | 100% | 100% | 5 | 67.71% | 0% | 0% | 2 | 32.29% | 0% | 0% | 1 | 32.29% | 0% | 0% | 1 | 100% | 0% | 0% | 5 | 50.93% | 0% | 0% | 2 | 1.329% | 0% | 0% | 1 | 0% | 0% | 1 |  |  |  |  | 0% | [5 empty] | 0% | 95.33% | 95.33% | 5 | 64.55% | 0% | 0% | 2 | 35.45% | 0% | 0% | 1 | 35.45% | 0% | 0% | 1 | 100% | 0% | 0% | 5 | 48.55% | 0% | 0% | 1 | 4.877% | 0% | 0% | 1 | 0% | 0% | 1 |  |  |  |  | 0% | [5 empty] | 0.09618% | 7.089% | 7.186% | 2 | 4.85% | 0% | 0% | 1 | 25.83% | 0% | 0% | 1 | 91.55% | 0% | 0% | 4 | 96.4% | 0% | 0% | 5 | 3.61% | 0% | 0% | 1 | 5.893% | 0% | 0% | 1
118 | Villa Park | Greater_LA | 0 | 0 |  | 0% | 0% | 1 |  |  |  |  | 0% | [5 empty] | 0% | 0% | 0% | 1 | 0% | 0% | 0% | 1 | 0% | 0% | 0% | 1 | 0% | 0% | 0% | 1 | 0% | 0% | 0% | 1 | 0% | 0% | 0% | 1 | 0% | 0% | 0% | 1 | 0% | 0% | 1 |  |  |  |  | 0% | [5 empty] | 0% | 8.949% | 8.949% | 2 | 6.06% | 0% | 0% | 1 | 22.77% | 0% | 0% | 1 | 91.96% | 0% | 0% | 4 | 98.02% | 0% | 0% | 5 | 4.558% | 0% | 0% | 1 | 7.068% | 0% | 0% | 1 | 0% | 0% | 1 |  |  |  |  | 0% | [5 empty] | 0.09449% | 6.965% | 7.059% | 2 | 4.765% | 0% | 0% | 1 | 25.5% | 0% | 0% | 1 | 91.34% | 0% | 0% | 4 | 96.11% | 0% | 0% | 5 | 3.547% | 0% | 0% | 1 | 5.79% | 0% | 0% | 1
119 | Capistrano | Greater_LA | 0 | 0 |  | 0% | 0% | 1 |  |  |  |  | 0% | [5 empty] | 5.164% | 0% | 5.164% | 1 | 0% | 0% | 0% | 1 | 32.19% | 0% | 0% | 1 | 86.94% | 0% | 0% | 3 | 86.94% | 0% | 0% | 3 | 0% | 0% | 0% | 1 | 0.8355% | 0% | 0% | 1 | 0% | 0% | 1 |  |  |  |  | 0% | [5 empty] | 4.991% | 0% | 4.991% | 1 | 0.2907% | 0% | 0% | 1 | 28.29% | 0% | 0% | 1 | 86.43% | 0% | 0% | 3 | 86.72% | 0% | 0% | 3 | 0% | 0% | 0% | 1 | 1.147% | 0% | 0% | 1 | 0% | 0% | 1 |  |  |  |  | 0% | [5 empty] | 1.681% | 0% | 1.681% | 1 | 0.09791% | 0% | 0% | 1 | 29.1% | 0% | 0% | 1 | 92.24% | 0% | 0% | 4 | 92.34% | 0% | 0% | 4 | 0.346% | 0% | 0% | 1 | 8.617% | 0% | 0% | 1
120 | Trabuco | Greater_LA | 0 | 0 |  | 0% | 0% | 1 |  |  |  |  | 0% | [5 empty] | 1.871% | 0% | 1.871% | 1 | 0% | 0% | 0% | 1 | 25.1% | 0% | 0% | 1 | 86.52% | 0% | 0% | 3 | 86.52% | 0% | 0% | 3 | 0% | 0% | 0% | 1 | 0% | 0% | 0% | 1 | 0% | 0% | 1 |  |  |  |  | 0% | [5 empty] | 3.487% | 0% | 3.487% | 1 | 0.2031% | 0% | 0% | 1 | 21.26% | 0% | 0% | 1 | 88.71% | 0% | 0% | 3 | 88.91% | 0% | 0% | 3 | 0% | 0% | 0% | 1 | 1.933% | 0% | 0% | 1 | 0% | 0% | 1 |  |  |  |  | 0% | [5 empty] | 1.232% | 0% | 1.232% | 1 | 0.07177% | 0% | 0% | 1 | 24.95% | 0% | 0% | 1 | 93.79% | 0% | 0% | 4 | 93.86% | 0% | 0% | 4 | 0.01678% | 0% | 0% | 1 | 7.925% | 0% | 0% | 1
121 | Pleasant Grove | Northern_California | 0 | 0 |  | 0% | 0% | 1 |  |  |  |  | 2.869% | [5 empty] | 0% | 0% | 0% | 1 | 35.23% | 0% | 0% | 1 | 0% | 0% | 0% | 1 | 0.05689% | 0% | 0% | 1 | 35.29% | 0% | 0% | 1 | 0% | 0% | 0% | 1 | 27.46% | 0% | 0% | 1 | 0% | 0% | 1 |  |  |  |  | 35.44% | [5 empty] | 1.037% | 0% | 1.037% | 1 | 44.63% | 0% | 0% | 1 | 0% | 0% | 0% | 1 | 13.26% | 0% | 0% | 1 | 56.5% | 0% | 0% | 2 | 0.9133% | 0% | 0% | 1 | 18.46% | 0% | 0% | 1 | 0% | 0% | 1 |  |  |  |  | 38% | [5 empty] | 0.5703% | 0% | 0.5703% | 1 | 59.71% | 0% | 0% | 2 | 6.587% | 0% | 0% | 1 | 27.67% | 0% | 0% | 1 | 69.99% | 0% | 0% | 2 | 0.5509% | 0% | 0% | 1 | 17.49% | 0% | 0% | 1
122 | Summit | Northern_California | 0 | 0 |  | 0% | 0% | 1 |  |  |  |  | 0% | [5 empty] | 31.08% | 1.621% | 32.7% | 2 | 14.2% | 0% | 0% | 1 | 9.652% | 0% | 0% | 1 | 45.14% | 0% | 0% | 1 | 55.6% | 0% | 0% | 2 | 71.92% | 0% | 0% | 3 | 9.621% | 0% | 0% | 1 | 0% | 0% | 1 |  |  |  |  | 0% | [5 empty] | 54.18% | 0.7262% | 54.9% | 3 | 24.48% | 0% | 0% | 1 | 18.27% | 0% | 0% | 1 | 35.05% | 0% | 0% | 1 | 53.25% | 0% | 0% | 2 | 69.03% | 0% | 0% | 2 | 9.412% | 0% | 0% | 1 | 0% | 0% | 1 |  |  |  |  | 0.04067% | [5 empty] | 59.11% | 3.004% | 62.12% | 3 | 34.29% | 0% | 0% | 1 | 12.52% | 0% | 0% | 1 | 24.42% | 0% | 0% | 1 | 53.07% | 0% | 0% | 2 | 68.94% | 0% | 0% | 2 | 9.048% | 0% | 0% | 1
123 | Devers | Riverside | 492.6 | 19704 |  | 999.9% | 591.6% | 5 |  |  |  |  | 0% | [5 empty] | 95.99% | 3.998% | 99.99% | 5 | 71.86% | 2102% | 784% | 5 | 66.66% | 1774% | 837.4% | 5 | 66.5% | 1766% | 839.2% | 5 | 81.38% | 3177% | 704% | 5 | 36.09% | 925.6% | 1462% | 5 | 0.7349% | 3177% | 704% | 5 | 3450% | 117.1% | 5 |  |  |  |  | 0% | [5 empty] | 47.85% | 52.15% | 100% | 5 | 37.83% | 187.4% | 143.6% | 5 | 36.71% | 184.1% | 144.9% | 5 | 53.62% | 251.1% | 130.8% | 5 | 65.98% | 342.4% | 125% | 5 | 57.61% | 274.8% | 128.6% | 5 | 2.945% | 342.4% | 125% | 5 | 574.3% | 39.05% | 5 |  |  |  |  | 0.02268% | [5 empty] | 38.19% | 60.49% | 98.69% | 5 | 44.19% | 78.27% | 0% | 4 | 27.26% | 60.05% | 0% | 3 | 54.76% | 96.55% | 0% | 4 | 69.31% | 142.3% | 18.75% | 5 | 60.92% | 111.8% | 7.557% | 4 | 3.05% | 142.3% | 18.75% | 5
124 | Kern | Riverside (Exclude) | 0 | 0 |  | 0% | 0% | 1 |  |  |  |  | 0% | [5 empty] | 0% | 0% | 0% | 1 | 7.811% | 0% | 0% | 1 | 31.45% | 0% | 0% | 1 | 0% | 0% | 0% | 1 | 39.17% | 0% | 0% | 1 | 51.53% | 0% | 0% | 2 | 0% | 0% | 0% | 1 | 0% | 0% | 1 |  |  |  |  | 0% | [5 empty] | 0% | 0% | 0% | 1 | 7.712% | 0% | 0% | 1 | 20.22% | 0% | 0% | 1 | 0% | 0% | 0% | 1 | 27.87% | 0% | 0% | 1 | 34.1% | 0% | 0% | 1 | 0.482% | 0% | 0% | 1 | 0% | 0% | 1 |  |  |  |  | 0% | [5 empty] | 0% | 0% | 0% | 1 | 24.43% | 0% | 0% | 1 | 14.54% | 0% | 0% | 1 | 1.099% | 0% | 0% | 1 | 38.01% | 0% | 0% | 1 | 30.58% | 0% | 0% | 1 | 1.058% | 0% | 0% | 1
125 | Mirage | Riverside | 0 | 0 |  | 0% | 0% | 1 |  |  |  |  | 0% | [5 empty] | 0% | 0% | 0% | 1 | 0% | 0% | 0% | 1 | 0% | 0% | 0% | 1 | 0% | 0% | 0% | 1 | 0% | 0% | 0% | 1 | 0% | 0% | 0% | 1 | 0% | 0% | 0% | 1 | 0% | 0% | 1 |  |  |  |  | 0% | [5 empty] | 0% | 0% | 0% | 1 | 0% | 0% | 0% | 1 | 0% | 0% | 0% | 1 | 0% | 0% | 0% | 1 | 0% | 0% | 0% | 1 | 0% | 0% | 0% | 1 | 0% | 0% | 0% | 1 | 0% | 0% | 1 |  |  |  |  | 0% | [5 empty] | 45.74% | 52.16% | 97.9% | 5 | 67.48% | 0% | 0% | 2 | 39.68% | 0% | 0% | 1 | 85.02% | 0% | 0% | 3 | 97.58% | 0% | 0% | 5 | 80.76% | 0% | 0% | 3 | 3.829% | 0% | 0% | 1
126 | Valley (SCE) | Riverside (Exclude) | 0 | 0 |  | 0% | 0% | 1 |  |  |  |  | 0% | [5 empty] | 0% | 0% | 0% | 1 | 0% | 0% | 0% | 1 | 0% | 0% | 0% | 1 | 0% | 0% | 0% | 1 | 0% | 0% | 0% | 1 | 0% | 0% | 0% | 1 | 0% | 0% | 0% | 1 | 0% | 0% | 1 |  |  |  |  | 0% | [5 empty] | 0% | 100% | 100% | 5 | 99.82% | 0% | 0% | 5 | 0.1764% | 0% | 0% | 1 | 100% | 0% | 0% | 5 | 100% | 0% | 0% | 5 | 5.66% | 0% | 0% | 1 | 0.1051% | 0% | 0% | 1 | 0% | 0% | 1 |  |  |  |  | 0% | [5 empty] | 0% | 100% | 100% | 5 | 2.325% | 0% | 0% | 1 | 19.83% | 0% | 0% | 1 | 23.01% | 0% | 0% | 1 | 23.01% | 0% | 0% | 1 | 40.18% | 0% | 0% | 1 | 1.813% | 0% | 0% | 1
127 | Gold Hill | Solano | 0 | 0 |  | 0% | 0% | 1 |  |  |  |  | 0% | [5 empty] | 0% | 0% | 0% | 1 | 0% | 0% | 0% | 1 | 0% | 0% | 0% | 1 | 0% | 0% | 0% | 1 | 0% | 0% | 0% | 1 | 0% | 0% | 0% | 1 | 0% | 0% | 0% | 1 | 0% | 0% | 1 |  |  |  |  | 0% | [5 empty] | 0% | 0% | 0% | 1 | 0% | 0% | 0% | 1 | 0% | 0% | 0% | 1 | 0% | 0% | 0% | 1 | 0% | 0% | 0% | 1 | 0% | 0% | 0% | 1 | 0% | 0% | 0% | 1 | 0% | 0% | 1 |  |  |  |  | 1.149% | [5 empty] | 0% | 0% | 0% | 1 | 23.52% | 0% | 0% | 1 | 0% | 0% | 0% | 1 | 10.67% | 0% | 0% | 1 | 34.19% | 0% | 0% | 1 | 0% | 0% | 0% | 1 | 29.55% | 0% | 0% | 1
128 | Grand Island | Solano | 0 | 0 |  | 0% | 0% | 1 |  |  |  |  | 53.02% | [5 empty] | 0% | 0% | 0% | 1 | 10.02% | 0% | 0% | 1 | 15.85% | 0% | 0% | 1 | 17.63% | 0% | 0% | 1 | 25.67% | 0% | 0% | 1 | 0.01784% | 0% | 0% | 1 | 10.37% | 0% | 0% | 1 | 0% | 0% | 1 |  |  |  |  | 47.13% | [5 empty] | 0% | 0% | 0% | 1 | 11.35% | 0% | 0% | 1 | 24.94% | 0% | 0% | 1 | 29.22% | 0% | 0% | 1 | 36.04% | 0% | 0% | 1 | 0.3835% | 0% | 0% | 1 | 12.9% | 0% | 0% | 1 | 0% | 0% | 1 |  |  |  |  | 45.99% | [5 empty] | 0% | 0% | 0% | 1 | 12.1% | 0% | 0% | 1 | 25.94% | 0% | 0% | 1 | 28.24% | 0% | 0% | 1 | 36.81% | 0% | 0% | 1 | 0.4853% | 0% | 0% | 1 | 13.69% | 0% | 0% | 1
129 | Chino | Greater_Kramer | 0 | 0 |  | 0% | 0% | 1 |  |  |  |  | 0% | [5 empty] | 0% | 100% | 100% | 5 | 67.71% | 0% | 0% | 2 | 32.29% | 0% | 0% | 1 | 32.29% | 0% | 0% | 1 | 100% | 0% | 0% | 5 | 50.93% | 0% | 0% | 2 | 1.329% | 0% | 0% | 1 | 0% | 0% | 1 |  |  |  |  | 0% | [5 empty] | 0% | 100% | 100% | 5 | 67.71% | 0% | 0% | 2 | 32.29% | 0% | 0% | 1 | 32.29% | 0% | 0% | 1 | 100% | 0% | 0% | 5 | 50.93% | 0% | 0% | 2 | 1.329% | 0% | 0% | 1 | 0% | 0% | 1 |  |  |  |  | 0% | [5 empty] | 3.689% | 96.31% | 100% | 5 | 91.81% | 0% | 0% | 4 | 53.45% | 0% | 0% | 2 | 42.11% | 0% | 0% | 1 | 100% | 0% | 0% | 5 | 59.22% | 0% | 0% | 2 | 3.799% | 0% | 0% | 1
130 | Kramer | Greater_Kramer (Exclude) | 0 | 0 |  | 0% | 0% | 1 |  |  |  |  | 0% | [5 empty] | 0% | 0% | 0% | 1 | 95.6% | 0% | 0% | 5 | 10.08% | 0% | 0% | 1 | 0% | 0% | 0% | 1 | 95.6% | 0% | 0% | 5 | 65.94% | 0% | 0% | 2 | 0% | 0% | 0% | 1 | 0% | 0% | 1 |  |  |  |  | 0% | [5 empty] | 0% | 0% | 0% | 1 | 56.98% | 0% | 0% | 2 | 13.35% | 0% | 0% | 1 | 0.02233% | 0% | 0% | 1 | 66.98% | 0% | 0% | 2 | 71.82% | 0% | 0% | 3 | 0.3577% | 0% | 0% | 1 | 0% | 0% | 1 |  |  |  |  | 0.0114% | [5 empty] | 0% | 0% | 0% | 1 | 40.75% | 0% | 0% | 1 | 14.35% | 0% | 0% | 1 | 0.7047% | 0% | 0% | 1 | 53.01% | 0% | 0% | 2 | 50.08% | 0% | 0% | 2 | 0.2911% | 0% | 0% | 1
131 | Lugo | Greater_Kramer | 0 | 0 |  | 0% | 0% | 1 |  |  |  |  | 0.004761% | [5 empty] | 30.72% | 60.69% | 91.41% | 5 | 53.59% | 0% | 0% | 2 | 67.87% | 0% | 0% | 2 | 61.53% | 0% | 0% | 2 | 90.06% | 0% | 0% | 4 | 51.66% | 0% | 0% | 2 | 5.102% | 0% | 0% | 1 | 0% | 0% | 1 |  |  |  |  | 0.003032% | [5 empty] | 21.02% | 46.71% | 67.73% | 5 | 58.79% | 0% | 0% | 2 | 60.44% | 0% | 0% | 2 | 52.39% | 0% | 0% | 2 | 87.72% | 0% | 0% | 3 | 40.03% | 0% | 0% | 1 | 4.193% | 0% | 0% | 1 | 0% | 0% | 1 |  |  |  |  | 0.06801% | [5 empty] | 20.67% | 26.93% | 47.61% | 4 | 55.38% | 0% | 0% | 2 | 49.94% | 0% | 0% | 1 | 41.8% | 0% | 0% | 1 | 80.53% | 0% | 0% | 3 | 33.87% | 0% | 0% | 1 | 2.267% | 0% | 0% | 1
132 | Mira Loma | Greater_Kramer | 0 | 0 |  | 0% | 0% | 1 |  |  |  |  | 0% | [5 empty] | 0% | 100% | 100% | 5 | 60.65% | 0% | 0% | 2 | 39.35% | 0% | 0% | 1 | 39.35% | 0% | 0% | 1 | 100% | 0% | 0% | 5 | 49.01% | 0% | 0% | 1 | 0.2026% | 0% | 0% | 1 | 0% | 0% | 1 |  |  |  |  | 0% | [5 empty] | 2.948% | 97.05% | 100% | 5 | 86.12% | 0% | 0% | 3 | 35.78% | 0% | 0% | 1 | 40.58% | 0% | 0% | 1 | 100% | 0% | 0% | 5 | 74.37% | 0% | 0% | 3 | 0.7805% | 0% | 0% | 1 | 0% | 0% | 1 |  |  |  |  | 0% | [5 empty] | 4.265% | 95.73% | 100% | 5 | 97.55% | 0% | 0% | 5 | 65.05% | 0% | 0% | 2 | 34.89% | 0% | 0% | 1 | 100% | 0% | 0% | 5 | 52% | 0% | 0% | 2 | 8.08% | 0% | 0% | 1
133 | Padua | Greater_Kramer | 0 | 0 |  | 0% | 0% | 1 |  |  |  |  | 0% | [5 empty] | 0% | 100% | 100% | 5 | 100% | 0% | 0% | 5 | 3.048% | 0% | 0% | 1 | 33.19% | 0% | 0% | 1 | 100% | 0% | 0% | 5 | 99.4% | 0% | 0% | 5 | 6.369% | 0% | 0% | 1 | 0% | 0% | 1 |  |  |  |  | 0% | [5 empty] | 3.846% | 96.15% | 100% | 5 | 98.4% | 0% | 0% | 5 | 59.68% | 0% | 0% | 2 | 44.28% | 0% | 0% | 1 | 100% | 0% | 0% | 5 | 59.09% | 0% | 0% | 2 | 9.737% | 0% | 0% | 1 | 0% | 0% | 1 |  |  |  |  | 0% | [5 empty] | 24.16% | 75.84% | 100% | 5 | 61.44% | 0% | 0% | 2 | 72.42% | 0% | 0% | 3 | 75.44% | 0% | 0% | 3 | 97.76% | 0% | 0% | 5 | 53.09% | 0% | 0% | 2 | 4.114% | 0% | 0% | 1
134 | Pisgah | Greater_Kramer | 300 | 12000 |  | 999.9% | 108.8% | 5 |  |  |  |  | 0% | [5 empty] | 0% | 0% | 0% | 1 | 54.05% | 236.8% | 116.2% | 5 | 71.58% | 382.8% | 112.3% | 5 | 80.04% | 545% | 111% | 5 | 85.04% | 727% | 110.3% | 5 | 44.25% | 195.1% | 119.8% | 5 | 0.7384% | 727% | 110.3% | 5 | 156.5% | 14.23% | 5 |  |  |  |  | 1.153% | [5 empty] | 0% | 0% | 0% | 1 | 19.67% | 39.2% | 0% | 2 | 20.84% | 39.78% | 0% | 2 | 23.88% | 41.37% | 0% | 2 | 28.64% | 44.13% | 0% | 2 | 51.65% | 65.13% | 0% | 3 | 1.68% | 44.13% | 0% | 2 | 52.65% | 0% | 3 |  |  |  |  | 2.332% | [5 empty] | 0% | 0% | 0% | 1 | 25.33% | 23.17% | 0% | 2 | 18.32% | 21.18% | 0% | 2 | 21.3% | 21.99% | 0% | 2 | 32.57% | 25.66% | 0% | 2 | 35.5% | 26.83% | 0% | 2 | 1.952% | 25.66% | 0% | 2
135 | Roadway | Greater_Kramer | 0 | 0 |  | 0% | 0% | 1 |  |  |  |  | 0.131% | [5 empty] | 0% | 0% | 0% | 1 | 59.75% | 0% | 0% | 2 | 45.66% | 0% | 0% | 1 | 21.21% | 0% | 0% | 1 | 69.47% | 0% | 0% | 2 | 21.12% | 0% | 0% | 1 | 0.4848% | 0% | 0% | 1 | 0% | 0% | 1 |  |  |  |  | 0.08723% | [5 empty] | 10.22% | 0% | 10.22% | 1 | 34.68% | 0% | 0% | 1 | 43.3% | 0% | 0% | 1 | 17.48% | 0% | 0% | 1 | 57.56% | 0% | 0% | 2 | 27.46% | 0% | 0% | 1 | 0.6536% | 0% | 0% | 1 | 0% | 0% | 1 |  |  |  |  | 0.04451% | [5 empty] | 9.582% | 9.054% | 18.64% | 2 | 49.18% | 0% | 0% | 1 | 46.23% | 0% | 0% | 1 | 22.39% | 0% | 0% | 1 | 68.85% | 0% | 0% | 2 | 35.85% | 0% | 0% | 1 | 2.026% | 0% | 0% | 1
136 | Tortilla | Greater_Kramer | 0 | 0 |  | 0% | 0% | 1 |  |  |  |  | 4.3% | [5 empty] | 0% | 0% | 0% | 1 | 62.16% | 0% | 0% | 2 | 50.95% | 0% | 0% | 2 | 28.03% | 0% | 0% | 1 | 78.87% | 0% | 0% | 3 | 42.93% | 0% | 0% | 1 | 1.966% | 0% | 0% | 1 | 0% | 0% | 1 |  |  |  |  | 1.59% | [5 empty] | 0% | 0% | 0% | 1 | 53.07% | 0% | 0% | 2 | 43.26% | 0% | 0% | 1 | 11.14% | 0% | 0% | 1 | 72.93% | 0% | 0% | 3 | 51.61% | 0% | 0% | 2 | 2.523% | 0% | 0% | 1 | 0% | 0% | 1 |  |  |  |  | 1.259% | [5 empty] | 0% | 0% | 0% | 1 | 53.82% | 0% | 0% | 2 | 32.89% | 0% | 0% | 1 | 10.32% | 0% | 0% | 1 | 68.72% | 0% | 0% | 2 | 50.02% | 0% | 0% | 2 | 2.972% | 0% | 0% | 1
137 | Victor | Greater_Kramer | 0 | 0 |  | 0% | 0% | 1 |  |  |  |  | 0.0445% | [5 empty] | 11.62% | 0% | 11.62% | 1 | 50.48% | 0% | 0% | 2 | 57.26% | 0% | 0% | 2 | 22.34% | 0% | 0% | 1 | 72.73% | 0% | 0% | 3 | 6.979% | 0% | 0% | 1 | 0.08135% | 0% | 0% | 1 | 0% | 0% | 1 |  |  |  |  | 0.07772% | [5 empty] | 14.99% | 17.95% | 32.94% | 3 | 43.23% | 0% | 0% | 1 | 57.33% | 0% | 0% | 2 | 34.53% | 0% | 0% | 1 | 70.85% | 0% | 0% | 3 | 27.59% | 0% | 0% | 1 | 2.232% | 0% | 0% | 1 | 0% | 0% | 1 |  |  |  |  | 0.06542% | [5 empty] | 11.6% | 18.36% | 29.96% | 3 | 53.74% | 0% | 0% | 2 | 48.54% | 0% | 0% | 1 | 29.24% | 0% | 0% | 1 | 71.95% | 0% | 0% | 3 | 35.19% | 0% | 0% | 1 | 2.095% | 0% | 0% | 1
138 | Vista (SCE) | Greater_Kramer | 0 | 0 |  | 0% | 0% | 1 |  |  |  |  | 0% | [5 empty] | 0% | 0% | 0% | 1 | 0% | 0% | 0% | 1 | 0% | 0% | 0% | 1 | 0% | 0% | 0% | 1 | 0% | 0% | 0% | 1 | 0% | 0% | 0% | 1 | 0% | 0% | 0% | 1 | #N/A | #N/A | #N/A |  |  |  |  | #N/A | [5 empty] | #N/A | #N/A | #N/A | #N/A | #N/A | #N/A | #N/A | #N/A | #N/A | #N/A | #N/A | #N/A | #N/A | #N/A | #N/A | #N/A | #N/A | #N/A | #N/A | #N/A | #N/A | #N/A | #N/A | #N/A | #N/A | #N/A | #N/A | #N/A | 0% | 0% | 1 |  |  |  |  | 0.00838% | [5 empty] | 2.763% | 97.24% | 100% | 5 | 85.66% | 0% | 0% | 3 | 37.68% | 0% | 0% | 1 | 46.24% | 0% | 0% | 1 | 94.29% | 0% | 0% | 4 | 60.24% | 0% | 0% | 2 | 8.547% | 0% | 0% | 1
139 | Encina | Greater_SD | 0 | 0 |  | 0% | 0% | 1 |  |  |  |  | 0% | [5 empty] | 0% | 0% | 0% | 1 | 12.81% | 0% | 0% | 1 | 91.43% | 0% | 0% | 4 | 94.53% | 0% | 0% | 4 | 94.53% | 0% | 0% | 4 | 0% | 0% | 0% | 1 | 23.99% | 0% | 0% | 1 | 0% | 0% | 1 |  |  |  |  | 0% | [5 empty] | 0% | 0% | 0% | 1 | 11.38% | 0% | 0% | 1 | 91.01% | 0% | 0% | 4 | 94.52% | 0% | 0% | 4 | 94.52% | 0% | 0% | 4 | 1.6% | 0% | 0% | 1 | 22.49% | 0% | 0% | 1 | 0% | 0% | 1 |  |  |  |  | 0% | [5 empty] | 0% | 0% | 0% | 1 | 10.95% | 0% | 0% | 1 | 87.51% | 0% | 0% | 3 | 92.51% | 0% | 0% | 4 | 92.51% | 0% | 0% | 4 | 1.603% | 0% | 0% | 1 | 21.65% | 0% | 0% | 1
140 | Escondido | Greater_SD | 0 | 0 |  | 0% | 0% | 1 |  |  |  |  | 0% | [5 empty] | 0% | 0% | 0% | 1 | 0% | 0% | 0% | 1 | 100% | 0% | 0% | 5 | 100% | 0% | 0% | 5 | 100% | 0% | 0% | 5 | 0% | 0% | 0% | 1 | 33.87% | 0% | 0% | 1 | 0% | 0% | 1 |  |  |  |  | 0% | [5 empty] | 0% | 0% | 0% | 1 | 8.478% | 0% | 0% | 1 | 80.53% | 0% | 0% | 3 | 93.22% | 0% | 0% | 4 | 93.22% | 0% | 0% | 4 | 0% | 0% | 0% | 1 | 10.81% | 0% | 0% | 1 | 0% | 0% | 1 |  |  |  |  | 0% | [5 empty] | 0% | 31.2% | 31.2% | 5 | 39.8% | 0% | 0% | 1 | 61.57% | 0% | 0% | 2 | 95.31% | 0% | 0% | 5 | 95.31% | 0% | 0% | 5 | 27.33% | 0% | 0% | 1 | 16.77% | 0% | 0% | 1
141 | Kearny | Greater_SD | 0 | 0 |  | 0% | 0% | 1 |  |  |  |  | 0% | [5 empty] | 0% | 0% | 0% | 1 | 1.243% | 0% | 0% | 1 | 4.266% | 0% | 0% | 1 | 64.26% | 0% | 0% | 2 | 64.26% | 0% | 0% | 2 | 0% | 0% | 0% | 1 | 0.1892% | 0% | 0% | 1 | 0% | 0% | 1 |  |  |  |  | 0% | [5 empty] | 0% | 0% | 0% | 1 | 1.672% | 0% | 0% | 1 | 19.29% | 0% | 0% | 1 | 79.75% | 0% | 0% | 3 | 80.08% | 0% | 0% | 3 | 0% | 0% | 0% | 1 | 1.448% | 0% | 0% | 1 | 0% | 0% | 1 |  |  |  |  | 0% | [5 empty] | 0% | 0% | 0% | 1 | 1.689% | 0% | 0% | 1 | 19.73% | 0% | 0% | 1 | 79.87% | 0% | 0% | 3 | 80.2% | 0% | 0% | 3 | 0% | 0% | 0% | 1 | 1.631% | 0% | 0% | 1
142 | Miguel | Greater_SD | 0 | 0 |  | 0% | 0% | 1 |  |  |  |  | 0% | [5 empty] | 28.57% | 0% | 28.57% | 2 | 8.257% | 0% | 0% | 1 | 45.81% | 0% | 0% | 1 | 80.23% | 0% | 0% | 3 | 80.23% | 0% | 0% | 3 | 1.542% | 0% | 0% | 1 | 11.35% | 0% | 0% | 1 | 0% | 0% | 1 |  |  |  |  | 0% | [5 empty] | 7.526% | 0.08918% | 7.616% | 2 | 4.68% | 0% | 0% | 1 | 21.92% | 0% | 0% | 1 | 81.38% | 0% | 0% | 3 | 81.7% | 0% | 0% | 3 | 1.847% | 0% | 0% | 1 | 3.762% | 0% | 0% | 1 | 0% | 0% | 1 |  |  |  |  | 0% | [5 empty] | 6.826% | 1.797% | 8.623% | 2 | 4.27% | 0% | 0% | 1 | 25.94% | 0% | 0% | 1 | 81.38% | 0% | 0% | 3 | 81.66% | 0% | 0% | 3 | 3.042% | 0% | 0% | 1 | 3.693% | 0% | 0% | 1
143 | Mission | Greater_SD | 0 | 0 |  | 0% | 0% | 1 |  |  |  |  | 0% | [5 empty] | 0% | 0% | 0% | 1 | 1.683% | 0% | 0% | 1 | 16.13% | 0% | 0% | 1 | 78.93% | 0% | 0% | 3 | 79.28% | 0% | 0% | 3 | 0% | 0% | 0% | 1 | 1.165% | 0% | 0% | 1 | 0% | 0% | 1 |  |  |  |  | 0% | [5 empty] | 0% | 0% | 0% | 1 | 1.667% | 0% | 0% | 1 | 19.15% | 0% | 0% | 1 | 79.7% | 0% | 0% | 3 | 80.03% | 0% | 0% | 3 | 0% | 0% | 0% | 1 | 1.578% | 0% | 0% | 1 | 0% | 0% | 1 |  |  |  |  | 0% | [5 empty] | 2.873% | 0% | 2.873% | 1 | 2.311% | 0% | 0% | 1 | 25.03% | 0% | 0% | 1 | 81.63% | 0% | 0% | 3 | 81.92% | 0% | 0% | 3 | 0% | 0% | 0% | 1 | 3.232% | 0% | 0% | 1
144 | Old Town | Greater_SD | 0 | 0 |  | 0% | 0% | 1 |  |  |  |  | 0% | [5 empty] | 0% | 0% | 0% | 1 | 1.665% | 0% | 0% | 1 | 17.26% | 0% | 0% | 1 | 79.14% | 0% | 0% | 3 | 79.48% | 0% | 0% | 3 | 0% | 0% | 0% | 1 | 1.297% | 0% | 0% | 1 | 0% | 0% | 1 |  |  |  |  | 0% | [5 empty] | 0% | 0% | 0% | 1 | 1.665% | 0% | 0% | 1 | 19.2% | 0% | 0% | 1 | 79.69% | 0% | 0% | 3 | 80.02% | 0% | 0% | 3 | 0% | 0% | 0% | 1 | 1.583% | 0% | 0% | 1 | 0% | 0% | 1 |  |  |  |  | 0% | [5 empty] | 2.93% | 0% | 2.93% | 1 | 2.357% | 0% | 0% | 1 | 25.52% | 0% | 0% | 1 | 81.27% | 0% | 0% | 3 | 81.57% | 0% | 0% | 3 | 0% | 0% | 0% | 1 | 3.11% | 0% | 0% | 1
145 | Penasquitos | Greater_SD | 0 | 0 |  | 0% | 0% | 1 |  |  |  |  | 0% | [5 empty] | 0% | 0% | 0% | 1 | 1.51% | 0% | 0% | 1 | 33.98% | 0% | 0% | 1 | 62.87% | 0% | 0% | 2 | 62.87% | 0% | 0% | 2 | 0% | 0% | 0% | 1 | 3.785% | 0% | 0% | 1 | 0% | 0% | 1 |  |  |  |  | 0% | [5 empty] | 0% | 0% | 0% | 1 | 2.626% | 0% | 0% | 1 | 12.96% | 0% | 0% | 1 | 62% | 0% | 0% | 2 | 62% | 0% | 0% | 2 | 0% | 0% | 0% | 1 | 1.491% | 0% | 0% | 1 | 0% | 0% | 1 |  |  |  |  | 0% | [5 empty] | 0% | 0% | 0% | 1 | 1.988% | 0% | 0% | 1 | 19.57% | 0% | 0% | 1 | 79.64% | 0% | 0% | 3 | 79.97% | 0% | 0% | 3 | 0% | 0% | 0% | 1 | 1.756% | 0% | 0% | 1
146 | San Luis Rey | Greater_SD | 0 | 0 |  | 0% | 0% | 1 |  |  |  |  | 0% | [5 empty] | 0% | 0% | 0% | 1 | 12.55% | 0% | 0% | 1 | 93.88% | 0% | 0% | 4 | 94.76% | 0% | 0% | 4 | 94.76% | 0% | 0% | 4 | 1.796% | 0% | 0% | 1 | 24.16% | 0% | 0% | 1 | 0% | 0% | 1 |  |  |  |  | 0% | [5 empty] | 0% | 0% | 0% | 1 | 11.71% | 0% | 0% | 1 | 89.87% | 0% | 0% | 3 | 94.05% | 0% | 0% | 4 | 94.05% | 0% | 0% | 4 | 1.747% | 0% | 0% | 1 | 22.81% | 0% | 0% | 1 | 0% | 0% | 1 |  |  |  |  | 0% | [5 empty] | 3.26% | 0% | 3.26% | 1 | 10.25% | 0% | 0% | 1 | 89.4% | 0% | 0% | 3 | 93.39% | 0% | 0% | 4 | 93.39% | 0% | 0% | 4 | 1.502% | 0% | 0% | 1 | 21.02% | 0% | 0% | 1
147 | Sycamore Canyon | Greater_SD | 0 | 0 |  | 0% | 0% | 1 |  |  |  |  | 0% | [5 empty] | 0% | 0% | 0% | 1 | 0% | 0% | 0% | 1 | 0% | 0% | 0% | 1 | 0% | 0% | 0% | 1 | 0% | 0% | 0% | 1 | 0% | 0% | 0% | 1 | 0% | 0% | 0% | 1 | 0% | 0% | 1 |  |  |  |  | 0% | [5 empty] | 0% | 0% | 0% | 1 | 7.873% | 0% | 0% | 1 | 58.09% | 0% | 0% | 2 | 76.08% | 0% | 0% | 3 | 76.08% | 0% | 0% | 3 | 0% | 0% | 0% | 1 | 7.687% | 0% | 0% | 1 | 0% | 0% | 1 |  |  |  |  | 0% | [5 empty] | 0% | 0% | 0% | 1 | 2.225% | 0% | 0% | 1 | 12.62% | 0% | 0% | 1 | 78.76% | 0% | 0% | 3 | 79.13% | 0% | 0% | 3 | 0% | 0% | 0% | 1 | 1.58% | 0% | 0% | 1
148 | Talega | Greater_SD | 0 | 0 |  | 0% | 0% | 1 |  |  |  |  | 0% | [5 empty] | 4.546% | 0% | 4.546% | 1 | 0% | 0% | 0% | 1 | 30.82% | 0% | 0% | 1 | 87.96% | 0% | 0% | 3 | 87.96% | 0% | 0% | 3 | 0.0239% | 0% | 0% | 1 | 1.04% | 0% | 0% | 1 | 0% | 0% | 1 |  |  |  |  | 0% | [5 empty] | 4.969% | 0% | 4.969% | 1 | 0% | 0% | 0% | 1 | 35.43% | 0% | 0% | 1 | 87.43% | 0% | 0% | 3 | 87.43% | 0% | 0% | 3 | 1.868% | 0% | 0% | 1 | 1.836% | 0% | 0% | 1 | 0% | 0% | 1 |  |  |  |  | 0% | [5 empty] | 3.203% | 0% | 3.203% | 1 | 2.835% | 0% | 0% | 1 | 60.63% | 0% | 0% | 2 | 90.41% | 0% | 0% | 4 | 90.58% | 0% | 0% | 4 | 1.069% | 0% | 0% | 1 | 12.88% | 0% | 0% | 1
149 | Martin | Peninsula_Monterey | 0 | 0 |  | 0% | 0% | 1 |  |  |  |  | 0% | [5 empty] | 2.104% | 20.96% | 23.06% | 4 | 21.46% | 0% | 0% | 1 | 36.08% | 0% | 0% | 1 | 55.31% | 0% | 0% | 2 | 56.61% | 0% | 0% | 2 | 18.68% | 0% | 0% | 1 | 4.261% | 0% | 0% | 1 | 0% | 0% | 1 |  |  |  |  | 0.682% | [5 empty] | 2.09% | 29.22% | 31.31% | 4 | 28.41% | 0% | 0% | 1 | 46.76% | 0% | 0% | 1 | 64.69% | 0% | 0% | 2 | 67.58% | 0% | 0% | 2 | 23.68% | 0% | 0% | 1 | 6.026% | 0% | 0% | 1 | 0% | 0% | 1 |  |  |  |  | 0.5183% | [5 empty] | 6.309% | 31.08% | 37.39% | 5 | 33.02% | 0% | 0% | 1 | 51.23% | 0% | 0% | 2 | 68.98% | 0% | 0% | 2 | 73.21% | 0% | 0% | 3 | 25.92% | 0% | 0% | 1 | 9.414% | 0% | 0% | 1
150 | Bellota | Solano | 0 | 0 |  | 0% | 0% | 1 |  |  |  |  | 12.68% | [5 empty] | 0% | 0% | 0% | 1 | 69.72% | 0% | 0% | 2 | 1.628% | 0% | 0% | 1 | 19.57% | 0% | 0% | 1 | 71.35% | 0% | 0% | 3 | 20.8% | 0% | 0% | 1 | 6.271% | 0% | 0% | 1 | 0% | 0% | 1 |  |  |  |  | 14.39% | [5 empty] | 1.102% | 0% | 1.102% | 1 | 57.77% | 0% | 0% | 2 | 3.606% | 0% | 0% | 1 | 20.03% | 0% | 0% | 1 | 65.83% | 0% | 0% | 2 | 14.43% | 0% | 0% | 1 | 5.278% | 0% | 0% | 1 | 0% | 0% | 1 |  |  |  |  | 22.79% | [5 empty] | 7.281% | 0% | 7.281% | 1 | 57.52% | 0% | 0% | 2 | 4.963% | 0% | 0% | 1 | 20.18% | 0% | 0% | 1 | 65.84% | 0% | 0% | 2 | 23.89% | 0% | 0% | 1 | 5.351% | 0% | 0% | 1
151 | Ripon | Solano | 0 | 0 |  | 0% | 0% | 1 |  |  |  |  | 62.24% | [5 empty] | 0% | 0% | 0% | 1 | 38.42% | 0% | 0% | 1 | 5.229% | 0% | 0% | 1 | 6.188% | 0% | 0% | 1 | 40.66% | 0% | 0% | 1 | 0% | 0% | 0% | 1 | 2.475% | 0% | 0% | 1 | 0% | 0% | 1 |  |  |  |  | 60.19% | [5 empty] | 0% | 0% | 0% | 1 | 43.74% | 0% | 0% | 1 | 4.826% | 0% | 0% | 1 | 5.726% | 0% | 0% | 1 | 45.26% | 0% | 0% | 1 | 0% | 0% | 0% | 1 | 2.741% | 0% | 0% | 1 | 0% | 0% | 1 |  |  |  |  | 53.95% | [5 empty] | 0.624% | 0% | 0.624% | 1 | 46.13% | 0% | 0% | 1 | 5.612% | 0% | 0% | 1 | 9.099% | 0% | 0% | 1 | 49.07% | 0% | 0% | 1 | 7.264% | 0% | 0% | 1 | 3.498% | 0% | 0% | 1
152 | Lockeford | Solano | 0 | 0 |  | 0% | 0% | 1 |  |  |  |  | 65.7% | [5 empty] | 0% | 0% | 0% | 1 | 0% | 0% | 0% | 1 | 0% | 0% | 0% | 1 | 21.61% | 0% | 0% | 1 | 21.61% | 0% | 0% | 1 | 0% | 0% | 0% | 1 | 3.022% | 0% | 0% | 1 | 0% | 0% | 1 |  |  |  |  | 68.69% | [5 empty] | 0% | 0% | 0% | 1 | 0% | 0% | 0% | 1 | 19.13% | 0% | 0% | 1 | 22.12% | 0% | 0% | 1 | 22.12% | 0% | 0% | 1 | 0% | 0% | 0% | 1 | 5.818% | 0% | 0% | 1 | 0% | 0% | 1 |  |  |  |  | 61.83% | [5 empty] | 0% | 0% | 0% | 1 | 15.77% | 0% | 0% | 1 | 15.86% | 0% | 0% | 1 | 18.39% | 0% | 0% | 1 | 29.02% | 0% | 0% | 1 | 1.427% | 0% | 0% | 1 | 5.827% | 0% | 0% | 1
153 | Stagg | Solano | 0 | 0 |  | 0% | 0% | 1 |  |  |  |  | 86.04% | [5 empty] | 0% | 0% | 0% | 1 | 13.23% | 0% | 0% | 1 | 22.62% | 0% | 0% | 1 | 22.62% | 0% | 0% | 1 | 28.61% | 0% | 0% | 1 | 0% | 0% | 0% | 1 | 5.825% | 0% | 0% | 1 | 0% | 0% | 1 |  |  |  |  | 77.51% | [5 empty] | 0% | 0% | 0% | 1 | 19.78% | 0% | 0% | 1 | 15.25% | 0% | 0% | 1 | 15.25% | 0% | 0% | 1 | 29.92% | 0% | 0% | 1 | 0% | 0% | 0% | 1 | 7.436% | 0% | 0% | 1 | 0% | 0% | 1 |  |  |  |  | 67.81% | [5 empty] | 0.02539% | 0% | 0.02539% | 1 | 16.58% | 0% | 0% | 1 | 15.84% | 0% | 0% | 1 | 15.78% | 0% | 0% | 1 | 29.13% | 0% | 0% | 1 | 0% | 0% | 0% | 1 | 6.8% | 0% | 0% | 1
154 | Weber | Solano | 0 | 0 |  | 0% | 0% | 1 |  |  |  |  | 73.51% | [5 empty] | 0% | 0% | 0% | 1 | 0% | 0% | 0% | 1 | 1.129% | 0% | 0% | 1 | 1.129% | 0% | 0% | 1 | 1.129% | 0% | 0% | 1 | 0% | 0% | 0% | 1 | 2.469% | 0% | 0% | 1 | 0% | 0% | 1 |  |  |  |  | 69.9% | [5 empty] | 0% | 0% | 0% | 1 | 27.07% | 0% | 0% | 1 | 3.32% | 0% | 0% | 1 | 3.474% | 0% | 0% | 1 | 29.42% | 0% | 0% | 1 | 0% | 0% | 0% | 1 | 3.574% | 0% | 0% | 1 | 0% | 0% | 1 |  |  |  |  | 63.67% | [5 empty] | 0% | 0% | 0% | 1 | 32.76% | 0% | 0% | 1 | 9.588% | 0% | 0% | 1 | 11.21% | 0% | 0% | 1 | 38.92% | 0% | 0% | 1 | 1.207% | 0% | 0% | 1 | 5.255% | 0% | 0% | 1
155 | Carrizo Plains | Kern_Greater_Carrizo | 0 | 0 |  | 0% | 0% | 1 |  |  |  |  | 0% | [5 empty] | 0% | 0% | 0% | 1 | 51.3% | 0% | 0% | 2 | 0.0144% | 0% | 0% | 1 | 10.43% | 0% | 0% | 1 | 56.76% | 0% | 0% | 2 | 68.26% | 0% | 0% | 2 | 1.437% | 0% | 0% | 1 | 0% | 0% | 1 |  |  |  |  | 0% | [5 empty] | 17.07% | 0% | 17.07% | 1 | 42.6% | 0% | 0% | 1 | 3.152% | 0% | 0% | 1 | 9.154% | 0% | 0% | 1 | 48.54% | 0% | 0% | 1 | 69.21% | 0% | 0% | 2 | 1.418% | 0% | 0% | 1 | 0% | 0% | 1 |  |  |  |  | 0% | [5 empty] | 22.8% | 2.968% | 25.77% | 2 | 44.37% | 0% | 0% | 1 | 5.822% | 0% | 0% | 1 | 14.21% | 0% | 0% | 1 | 55.33% | 0% | 0% | 2 | 66.84% | 0% | 0% | 2 | 1.961% | 0% | 0% | 1
156 | Cholame | Kern_Greater_Carrizo | 0 | 0 |  | 0% | 0% | 1 |  |  |  |  | 0.01635% | [5 empty] | 3.304% | 0% | 3.304% | 1 | 64.86% | 0% | 0% | 2 | 12.07% | 0% | 0% | 1 | 33.11% | 0% | 0% | 1 | 71.1% | 0% | 0% | 3 | 49.18% | 0% | 0% | 1 | 1.541% | 0% | 0% | 1 | 0% | 0% | 1 |  |  |  |  | 0.2301% | [5 empty] | 9.681% | 0% | 9.681% | 1 | 58.92% | 0% | 0% | 2 | 6.196% | 0% | 0% | 1 | 17.75% | 0% | 0% | 1 | 62.66% | 0% | 0% | 2 | 58.92% | 0% | 0% | 2 | 0.9615% | 0% | 0% | 1 | 0% | 0% | 1 |  |  |  |  | 1.287% | [5 empty] | 22.34% | 0.9677% | 23.3% | 2 | 48.44% | 0% | 0% | 1 | 4.96% | 0% | 0% | 1 | 19.32% | 0% | 0% | 1 | 57.7% | 0% | 0% | 2 | 53.7% | 0% | 0% | 2 | 1.962% | 0% | 0% | 1
157 | Mesa | Kern_Greater_Carrizo | 0 | 0 |  | 0% | 0% | 1 |  |  |  |  | 18.12% | [5 empty] | 11.9% | 36.36% | 48.26% | 5 | 16.46% | 0% | 0% | 1 | 0.0009419% | 0% | 0% | 1 | 17.81% | 0% | 0% | 1 | 30.65% | 0% | 0% | 1 | 45.26% | 0% | 0% | 1 | 6.771% | 0% | 0% | 1 | 0% | 0% | 1 |  |  |  |  | 6.968% | [5 empty] | 20.67% | 41.13% | 61.8% | 5 | 23.39% | 0% | 0% | 1 | 1.17% | 0% | 0% | 1 | 29.54% | 0% | 0% | 1 | 36.85% | 0% | 0% | 1 | 63.79% | 0% | 0% | 2 | 7.522% | 0% | 0% | 1 | 0% | 0% | 1 |  |  |  |  | 4.456% | [5 empty] | 32.76% | 41.73% | 74.5% | 5 | 30% | 0% | 0% | 1 | 1.16% | 0% | 0% | 1 | 26.64% | 0% | 0% | 1 | 41.57% | 0% | 0% | 1 | 71.67% | 0% | 0% | 3 | 6.865% | 0% | 0% | 1
158 | Oceano | Kern_Greater_Carrizo | 0 | 0 |  | 0% | 0% | 1 |  |  |  |  | 3.722% | [5 empty] | 36.03% | 31.7% | 67.73% | 5 | 25.01% | 0% | 0% | 1 | 1.148% | 0% | 0% | 1 | 21.92% | 0% | 0% | 1 | 28.59% | 0% | 0% | 1 | 46.09% | 0% | 0% | 1 | 11.27% | 0% | 0% | 1 | 0% | 0% | 1 |  |  |  |  | 7.229% | [5 empty] | 25.25% | 42.7% | 67.95% | 5 | 29.98% | 0% | 0% | 1 | 1.985% | 0% | 0% | 1 | 36.76% | 0% | 0% | 1 | 45.44% | 0% | 0% | 1 | 57.97% | 0% | 0% | 2 | 9.252% | 0% | 0% | 1 | 0% | 0% | 1 |  |  |  |  | 4.346% | [5 empty] | 31.32% | 47.98% | 79.3% | 5 | 27.41% | 0% | 0% | 1 | 3.138% | 0% | 0% | 1 | 36.13% | 0% | 0% | 1 | 46.43% | 0% | 0% | 1 | 67.15% | 0% | 0% | 2 | 8.014% | 0% | 0% | 1
159 | San Luis Obispo | Kern_Greater_Carrizo | 0 | 0 |  | 0% | 0% | 1 |  |  |  |  | 0.5666% | [5 empty] | 40.24% | 57.53% | 97.77% | 5 | 34.53% | 0% | 0% | 1 | 12.33% | 0% | 0% | 1 | 49.11% | 0% | 0% | 1 | 59.25% | 0% | 0% | 2 | 74.89% | 0% | 0% | 3 | 9.357% | 0% | 0% | 1 | 0% | 0% | 1 |  |  |  |  | 0.2186% | [5 empty] | 28.51% | 68.13% | 96.64% | 5 | 39.99% | 0% | 0% | 1 | 18.66% | 0% | 0% | 1 | 52.37% | 0% | 0% | 2 | 64.67% | 0% | 0% | 2 | 65.22% | 0% | 0% | 2 | 6.881% | 0% | 0% | 1 | 0% | 0% | 1 |  |  |  |  | 0.7657% | [5 empty] | 40.04% | 42.77% | 82.81% | 5 | 34.53% | 0% | 0% | 1 | 14.24% | 0% | 0% | 1 | 39.31% | 0% | 0% | 1 | 54.36% | 0% | 0% | 2 | 50.21% | 0% | 0% | 2 | 6.157% | 0% | 0% | 1
160 | Templeton | Kern_Greater_Carrizo | 75 | 3000 |  | 999.9% | 4.241% | 4 |  |  |  |  | 2.815% | [5 empty] | 31.13% | 35.32% | 66.44% | 5 | 28.68% | 5.947% | 0% | 1 | 23.59% | 5.551% | 0% | 1 | 36.06% | 6.633% | 0% | 1 | 46.98% | 7.999% | 0% | 1 | 34.69% | 6.494% | 0% | 1 | 3.829% | 7.999% | 0% | 1 | 999.9% | 2.569% | 4 |  |  |  |  | 2.193% | [5 empty] | 38.85% | 28.13% | 66.98% | 4 | 34.62% | 3.929% | 0% | 1 | 19.11% | 3.176% | 0% | 1 | 33.18% | 3.844% | 0% | 1 | 49.56% | 5.093% | 0% | 1 | 41.69% | 4.405% | 0% | 1 | 4.889% | 5.093% | 0% | 1 | 999.9% | 2.123% | 4 |  |  |  |  | 1.831% | [5 empty] | 43.52% | 28.07% | 71.59% | 4 | 35.47% | 3.289% | 0% | 1 | 18.05% | 2.59% | 0% | 1 | 32.34% | 3.137% | 0% | 1 | 51.56% | 4.382% | 0% | 2 | 44.51% | 3.825% | 0% | 1 | 4.448% | 4.382% | 0% | 1
161 | Sisquoc | Kern_Greater_Carrizo | 0 | 0 |  | 0% | 0% | 1 |  |  |  |  | 0.4105% | [5 empty] | 0.7415% | 28.79% | 29.54% | 4 | 42.34% | 0% | 0% | 1 | 2.231% | 0% | 0% | 1 | 70.46% | 0% | 0% | 3 | 70.46% | 0% | 0% | 3 | 56.45% | 0% | 0% | 2 | 0.021% | 0% | 0% | 1 | 0% | 0% | 1 |  |  |  |  | 5.494% | [5 empty] | 50.5% | 27.18% | 77.69% | 5 | 44.82% | 0% | 0% | 1 | 3.556% | 0% | 0% | 1 | 46.25% | 0% | 0% | 1 | 67.72% | 0% | 0% | 2 | 62.33% | 0% | 0% | 2 | 2.594% | 0% | 0% | 1 | 0% | 0% | 1 |  |  |  |  | 5.675% | [5 empty] | 46.9% | 30.82% | 77.71% | 5 | 38.12% | 0% | 0% | 1 | 3.455% | 0% | 0% | 1 | 35.36% | 0% | 0% | 1 | 52.85% | 0% | 0% | 2 | 59.77% | 0% | 0% | 2 | 5.288% | 0% | 0% | 1
162 | Goleta | Kern_Greater_Carrizo | 0 | 0 |  | 0% | 0% | 1 |  |  |  |  | 0.1702% | [5 empty] | 20.11% | 30.9% | 51.01% | 5 | 31.37% | 0% | 0% | 1 | 0% | 0% | 0% | 1 | 2.972% | 0% | 0% | 1 | 34.34% | 0% | 0% | 1 | 34.06% | 0% | 0% | 1 | 6.935% | 0% | 0% | 1 | 0% | 0% | 1 |  |  |  |  | 2.569% | [5 empty] | 40.09% | 31.97% | 72.06% | 5 | 66.77% | 0% | 0% | 2 | 1.437% | 0% | 0% | 1 | 8.423% | 0% | 0% | 1 | 75.19% | 0% | 0% | 3 | 30.16% | 0% | 0% | 1 | 6.242% | 0% | 0% | 1 | 0% | 0% | 1 |  |  |  |  | 2.32% | [5 empty] | 47.12% | 37.33% | 84.45% | 5 | 56.05% | 0% | 0% | 2 | 0.8842% | 0% | 0% | 1 | 8.492% | 0% | 0% | 1 | 64.48% | 0% | 0% | 2 | 49.41% | 0% | 0% | 1 | 7.112% | 0% | 0% | 1
163 | Schulte Switching Station | Peninsula_Monterey | 0 | 0 |  | 0% | 0% | 1 |  |  |  |  | 0% | [5 empty] | 0% | 0% | 0% | 1 | 0% | 0% | 0% | 1 | 0% | 0% | 0% | 1 | 18.54% | 0% | 0% | 1 | 18.54% | 0% | 0% | 1 | 0% | 0% | 0% | 1 | 92.87% | 0% | 0% | 4 | 0% | 0% | 1 |  |  |  |  | 0.1387% | [5 empty] | 34.75% | 47.95% | 82.69% | 5 | 70.34% | 0% | 0% | 3 | 17.85% | 0% | 0% | 1 | 64.2% | 0% | 0% | 2 | 80.78% | 0% | 0% | 3 | 36.61% | 0% | 0% | 1 | 16.19% | 0% | 0% | 1 | 0% | 0% | 1 |  |  |  |  | 0.04886% | [5 empty] | 63.31% | 31.11% | 94.42% | 5 | 80.96% | 0% | 0% | 3 | 19.98% | 0% | 0% | 1 | 45.6% | 0% | 0% | 1 | 92.76% | 0% | 0% | 4 | 74.03% | 0% | 0% | 3 | 6.596% | 0% | 0% | 1
164 | Hicks | Peninsula_Monterey | 0 | 0 |  | 0% | 0% | 1 |  |  |  |  | 0.1763% | [5 empty] | 0% | 100% | 100% | 5 | 51.81% | 0% | 0% | 2 | 0% | 0% | 0% | 1 | 68.44% | 0% | 0% | 2 | 89.47% | 0% | 0% | 3 | 29.86% | 0% | 0% | 1 | 0.8569% | 0% | 0% | 1 | 0% | 0% | 1 |  |  |  |  | 0.1885% | [5 empty] | 12.88% | 87.12% | 100% | 5 | 72.47% | 0% | 0% | 3 | 0.4813% | 0% | 0% | 1 | 67.75% | 0% | 0% | 2 | 93.57% | 0% | 0% | 4 | 45.7% | 0% | 0% | 1 | 1.399% | 0% | 0% | 1 | 0% | 0% | 1 |  |  |  |  | 0.0607% | [5 empty] | 65.74% | 31.02% | 96.77% | 5 | 77.83% | 0% | 0% | 3 | 17.74% | 0% | 0% | 1 | 56.59% | 0% | 0% | 2 | 92.89% | 0% | 0% | 4 | 74.29% | 0% | 0% | 3 | 3.598% | 0% | 0% | 1
165 | Cottonwood | Northern_California | 0 | 0 |  | 0% | 0% | 1 |  |  |  |  | 2.101% | [5 empty] | 86.56% | 0% | 86.56% | 5 | 26.12% | 0% | 0% | 1 | 8.513% | 0% | 0% | 1 | 8.838% | 0% | 0% | 1 | 32.48% | 0% | 0% | 1 | 27.76% | 0% | 0% | 1 | 4.688% | 0% | 0% | 1 | 0% | 0% | 1 |  |  |  |  | 1.026% | [5 empty] | 88.82% | 2.759% | 91.58% | 5 | 37.37% | 0% | 0% | 1 | 5.813% | 0% | 0% | 1 | 4.281% | 0% | 0% | 1 | 40.9% | 0% | 0% | 1 | 44.73% | 0% | 0% | 1 | 4.616% | 0% | 0% | 1 | 0% | 0% | 1 |  |  |  |  | 4.002% | [5 empty] | 83.27% | 5.436% | 88.7% | 5 | 29.49% | 0% | 0% | 1 | 7.08% | 0% | 0% | 1 | 6.954% | 0% | 0% | 1 | 35.1% | 0% | 0% | 1 | 52.68% | 0% | 0% | 2 | 4.737% | 0% | 0% | 1
166 | Jessup | Northern_California | 0 | 0 |  | 0% | 0% | 1 |  |  |  |  | 2.962% | [5 empty] | 72.35% | 9.705% | 82.06% | 5 | 44.1% | 0% | 0% | 1 | 10.54% | 0% | 0% | 1 | 5.463% | 0% | 0% | 1 | 50.4% | 0% | 0% | 2 | 23.93% | 0% | 0% | 1 | 4.27% | 0% | 0% | 1 | 0% | 0% | 1 |  |  |  |  | 1.196% | [5 empty] | 83.79% | 9.571% | 93.36% | 5 | 39.17% | 0% | 0% | 1 | 8.299% | 0% | 0% | 1 | 6.705% | 0% | 0% | 1 | 44.92% | 0% | 0% | 1 | 41.94% | 0% | 0% | 1 | 3.413% | 0% | 0% | 1 | 0% | 0% | 1 |  |  |  |  | 0.6331% | [5 empty] | 89.98% | 4.993% | 94.97% | 5 | 36.1% | 0% | 0% | 1 | 9.861% | 0% | 0% | 1 | 12.69% | 0% | 0% | 1 | 42.84% | 0% | 0% | 1 | 53.14% | 0% | 0% | 2 | 3.001% | 0% | 0% | 1
167 | Round Mountain | Northern_California | 210 | 8400 |  | 358.3% | 7.42% | 4 |  |  |  |  | 0.1006% | [5 empty] | 90.65% | 8.823% | 99.47% | 5 | 68.36% | 31.62% | 0% | 2 | 17.24% | 12.09% | 0% | 1 | 21.78% | 12.79% | 0% | 1 | 74.02% | 38.52% | 0% | 3 | 66.11% | 29.52% | 0% | 2 | 5.13% | 38.52% | 0% | 2 | 212% | 2.528% | 4 |  |  |  |  | 0.04704% | [5 empty] | 95.14% | 4.126% | 99.26% | 5 | 53.43% | 10.05% | 0% | 2 | 24.15% | 6.169% | 0% | 1 | 28.53% | 6.547% | 0% | 1 | 67.61% | 14.45% | 0% | 2 | 70.42% | 15.82% | 0% | 3 | 4.928% | 14.45% | 0% | 1 | 212% | 1.638% | 4 |  |  |  |  | 0.04% | [5 empty] | 95.36% | 3.945% | 99.3% | 5 | 49.31% | 6.028% | 0% | 1 | 22.67% | 3.951% | 0% | 1 | 26.51% | 4.158% | 0% | 1 | 61.81% | 8% | 0% | 2 | 71.36% | 10.67% | 0% | 3 | 4.36% | 8% | 0% | 1
168 | Carquinez | Solano | 0 | 0 |  | 0% | 0% | 1 |  |  |  |  | 0.05413% | [5 empty] | 32.7% | 0% | 32.7% | 2 | 15.47% | 0% | 0% | 1 | 32.65% | 0% | 0% | 1 | 49.62% | 0% | 0% | 1 | 73% | 0% | 0% | 3 | 18.77% | 0% | 0% | 1 | 12.25% | 0% | 0% | 1 | 0% | 0% | 1 |  |  |  |  | 4.488% | [5 empty] | 32.73% | 0.2376% | 32.97% | 2 | 30.56% | 0% | 0% | 1 | 30.28% | 0% | 0% | 1 | 43.83% | 0% | 0% | 1 | 72.89% | 0% | 0% | 3 | 22.99% | 0% | 0% | 1 | 18.86% | 0% | 0% | 1 | 0% | 0% | 1 |  |  |  |  | 5.009% | [5 empty] | 40.81% | 4.493% | 45.3% | 2 | 46.89% | 0% | 0% | 1 | 27.01% | 0% | 0% | 1 | 38.4% | 0% | 0% | 1 | 76.52% | 0% | 0% | 3 | 32.14% | 0% | 0% | 1 | 19.04% | 0% | 0% | 1
169 | Peabody | Solano | 0 | 0 |  | 0% | 0% | 1 |  |  |  |  | 15.71% | [5 empty] | 30.52% | 0% | 30.52% | 2 | 28.16% | 0% | 0% | 1 | 38.41% | 0% | 0% | 1 | 36.8% | 0% | 0% | 1 | 69.29% | 0% | 0% | 2 | 20.12% | 0% | 0% | 1 | 24.44% | 0% | 0% | 1 | 0% | 0% | 1 |  |  |  |  | 18.56% | [5 empty] | 25.89% | 0% | 25.89% | 2 | 39.31% | 0% | 0% | 1 | 23.32% | 0% | 0% | 1 | 23.95% | 0% | 0% | 1 | 59.61% | 0% | 0% | 2 | 21.03% | 0% | 0% | 1 | 18.76% | 0% | 0% | 1 | 0% | 0% | 1 |  |  |  |  | 29.39% | [5 empty] | 19.69% | 0% | 19.69% | 1 | 31.18% | 0% | 0% | 1 | 18.93% | 0% | 0% | 1 | 21.42% | 0% | 0% | 1 | 48.43% | 0% | 0% | 1 | 16.3% | 0% | 0% | 1 | 16.15% | 0% | 0% | 1
170 | Vaca Dixon | Solano | 0 | 0 |  | 0% | 0% | 1 |  |  |  |  | 57.2% | [5 empty] | 11.8% | 0% | 11.8% | 1 | 23.77% | 0% | 0% | 1 | 13.27% | 0% | 0% | 1 | 10.3% | 0% | 0% | 1 | 35.74% | 0% | 0% | 1 | 6.757% | 0% | 0% | 1 | 5.984% | 0% | 0% | 1 | 0% | 0% | 1 |  |  |  |  | 42.99% | [5 empty] | 21.16% | 0% | 21.16% | 2 | 30.7% | 0% | 0% | 1 | 14.21% | 0% | 0% | 1 | 14.38% | 0% | 0% | 1 | 44.67% | 0% | 0% | 1 | 16.2% | 0% | 0% | 1 | 12.61% | 0% | 0% | 1 | 0% | 0% | 1 |  |  |  |  | 39.83% | [5 empty] | 22.21% | 0% | 22.21% | 2 | 36.13% | 0% | 0% | 1 | 14.08% | 0% | 0% | 1 | 20.95% | 0% | 0% | 1 | 51.16% | 0% | 0% | 2 | 18.29% | 0% | 0% | 1 | 10.57% | 0% | 0% | 1
171 | Bellevue | Mendocino_Marin | 0 | 0 |  | 0% | 0% | 1 |  |  |  |  | 1.386% | [5 empty] | 86.74% | 6.493% | 93.23% | 5 | 57.34% | 0% | 0% | 2 | 39.06% | 0% | 0% | 1 | 65.86% | 0% | 0% | 2 | 75.01% | 0% | 0% | 3 | 68.61% | 0% | 0% | 2 | 6.616% | 0% | 0% | 1 | 0% | 0% | 1 |  |  |  |  | 1.914% | [5 empty] | 51.17% | 35.41% | 86.58% | 5 | 63.56% | 0% | 0% | 2 | 25.81% | 0% | 0% | 1 | 59.15% | 0% | 0% | 2 | 84.56% | 0% | 0% | 3 | 69.27% | 0% | 0% | 2 | 5.961% | 0% | 0% | 1 | 0% | 0% | 1 |  |  |  |  | 1.337% | [5 empty] | 45.77% | 35.92% | 81.69% | 5 | 71.56% | 0% | 0% | 3 | 30.31% | 0% | 0% | 1 | 58.33% | 0% | 0% | 2 | 88.36% | 0% | 0% | 3 | 71.28% | 0% | 0% | 3 | 6.032% | 0% | 0% | 1
172 | Cloverdale | Mendocino_Marin | 0 | 0 |  | 0% | 0% | 1 |  |  |  |  | 2.55% | [5 empty] | 47.81% | 45.62% | 93.43% | 5 | 84.69% | 0% | 0% | 3 | 33.52% | 0% | 0% | 1 | 51.33% | 0% | 0% | 2 | 97.55% | 0% | 0% | 5 | 67.55% | 0% | 0% | 2 | 1.148% | 0% | 0% | 1 | 0% | 0% | 1 |  |  |  |  | 1.205% | [5 empty] | 58.56% | 38.72% | 97.28% | 5 | 75.6% | 0% | 0% | 3 | 32.14% | 0% | 0% | 1 | 57.25% | 0% | 0% | 2 | 90.14% | 0% | 0% | 4 | 71.42% | 0% | 0% | 3 | 0.9477% | 0% | 0% | 1 | 0% | 0% | 1 |  |  |  |  | 1.626% | [5 empty] | 60.59% | 36.72% | 97.31% | 5 | 57.56% | 0% | 0% | 2 | 32.61% | 0% | 0% | 1 | 62.53% | 0% | 0% | 2 | 87.59% | 0% | 0% | 3 | 68.78% | 0% | 0% | 2 | 0.844% | 0% | 0% | 1
173 | Fulton | Mendocino_Marin | 0 | 0 |  | 0% | 0% | 1 |  |  |  |  | 0.3451% | [5 empty] | 0.047% | 99.95% | 100% | 5 | 82.82% | 0% | 0% | 3 | 12.93% | 0% | 0% | 1 | 94.47% | 0% | 0% | 4 | 97.89% | 0% | 0% | 5 | 52.18% | 0% | 0% | 2 | 1.919% | 0% | 0% | 1 | 0% | 0% | 1 |  |  |  |  | 2.621% | [5 empty] | 9.104% | 87.74% | 96.85% | 5 | 51.67% | 0% | 0% | 2 | 22.64% | 0% | 0% | 1 | 53.11% | 0% | 0% | 2 | 77.31% | 0% | 0% | 3 | 62.33% | 0% | 0% | 2 | 2.17% | 0% | 0% | 1 | 0% | 0% | 1 |  |  |  |  | 1.889% | [5 empty] | 35.45% | 49.47% | 84.92% | 5 | 66.28% | 0% | 0% | 2 | 32.43% | 0% | 0% | 1 | 67.71% | 0% | 0% | 2 | 88.37% | 0% | 0% | 3 | 69.75% | 0% | 0% | 2 | 4.226% | 0% | 0% | 1
174 | Lakeville | Mendocino_Marin | 0 | 0 |  | 0% | 0% | 1 |  |  |  |  | 2.349% | [5 empty] | 82.77% | 9.136% | 91.9% | 5 | 84.44% | 0% | 0% | 3 | 34.82% | 0% | 0% | 1 | 57.19% | 0% | 0% | 2 | 87.82% | 0% | 0% | 3 | 66.29% | 0% | 0% | 2 | 4.265% | 0% | 0% | 1 | 0% | 0% | 1 |  |  |  |  | 1.329% | [5 empty] | 69.79% | 22.36% | 92.15% | 5 | 75.81% | 0% | 0% | 3 | 27.03% | 0% | 0% | 1 | 56.04% | 0% | 0% | 2 | 88.58% | 0% | 0% | 3 | 74.67% | 0% | 0% | 3 | 6.603% | 0% | 0% | 1 | 0% | 0% | 1 |  |  |  |  | 0.9136% | [5 empty] | 59.37% | 25.3% | 84.67% | 5 | 73.54% | 0% | 0% | 3 | 26.11% | 0% | 0% | 1 | 60.7% | 0% | 0% | 2 | 91.02% | 0% | 0% | 4 | 71.17% | 0% | 0% | 3 | 7.986% | 0% | 0% | 1
175 | Penngrove | Mendocino_Marin | 0 | 0 |  | 0% | 0% | 1 |  |  |  |  | 1.244% | [5 empty] | 95.28% | 1.345% | 96.62% | 5 | 60.89% | 0% | 0% | 2 | 27.77% | 0% | 0% | 1 | 62.43% | 0% | 0% | 2 | 82.22% | 0% | 0% | 3 | 75.41% | 0% | 0% | 3 | 5.729% | 0% | 0% | 1 | 0% | 0% | 1 |  |  |  |  | 1.544% | [5 empty] | 65.55% | 21.58% | 87.13% | 5 | 73.52% | 0% | 0% | 3 | 24.46% | 0% | 0% | 1 | 57.86% | 0% | 0% | 2 | 88.72% | 0% | 0% | 3 | 76.15% | 0% | 0% | 3 | 6.077% | 0% | 0% | 1 | 0% | 0% | 1 |  |  |  |  | 1.376% | [5 empty] | 48.48% | 32.34% | 80.82% | 5 | 72.88% | 0% | 0% | 3 | 33.14% | 0% | 0% | 1 | 57.92% | 0% | 0% | 2 | 88.41% | 0% | 0% | 3 | 70.27% | 0% | 0% | 3 | 6.606% | 0% | 0% | 1
176 | Warnerville | Central_Valley_North_Los_Banos | 0 | 0 |  | 0% | 0% | 1 |  |  |  |  | 21.73% | [5 empty] | 0% | 0% | 0% | 1 | 68.97% | 0% | 0% | 2 | 13.04% | 0% | 0% | 1 | 32.61% | 0% | 0% | 1 | 79.14% | 0% | 0% | 3 | 20.45% | 0% | 0% | 1 | 7.667% | 0% | 0% | 1 | 0% | 0% | 1 |  |  |  |  | 21% | [5 empty] | 4.205% | 0% | 4.205% | 1 | 68.29% | 0% | 0% | 2 | 16.2% | 0% | 0% | 1 | 31.59% | 0% | 0% | 1 | 76.61% | 0% | 0% | 3 | 28.98% | 0% | 0% | 1 | 8.13% | 0% | 0% | 1 | 0% | 0% | 1 |  |  |  |  | 30.07% | [5 empty] | 4.404% | 0% | 4.404% | 1 | 57.86% | 0% | 0% | 2 | 14.91% | 0% | 0% | 1 | 28.3% | 0% | 0% | 1 | 66.6% | 0% | 0% | 2 | 23.59% | 0% | 0% | 1 | 6.475% | 0% | 0% | 1
177 | Riverbank | Central_Valley_North_Los_Banos | 0 | 0 |  | 0% | 0% | 1 |  |  |  |  | 23.22% | [5 empty] | 0% | 0% | 0% | 1 | 69.78% | 0% | 0% | 2 | 4.658% | 0% | 0% | 1 | 17.85% | 0% | 0% | 1 | 77.28% | 0% | 0% | 3 | 6.436% | 0% | 0% | 1 | 4.965% | 0% | 0% | 1 | 0% | 0% | 1 |  |  |  |  | 32.23% | [5 empty] | 1.614% | 0% | 1.614% | 1 | 62.43% | 0% | 0% | 2 | 8.233% | 0% | 0% | 1 | 22.43% | 0% | 0% | 1 | 69.9% | 0% | 0% | 2 | 18.67% | 0% | 0% | 1 | 5.503% | 0% | 0% | 1 | 0% | 0% | 1 |  |  |  |  | 33.67% | [5 empty] | 4.651% | 0% | 4.651% | 1 | 57.49% | 0% | 0% | 2 | 12.15% | 0% | 0% | 1 | 23.49% | 0% | 0% | 1 | 63.68% | 0% | 0% | 2 | 21.58% | 0% | 0% | 1 | 6.351% | 0% | 0% | 1
178 | Pease | Northern_California | 0 | 0 |  | 0% | 0% | 1 |  |  |  |  | 45.34% | [5 empty] | 0% | 0% | 0% | 1 | 44.47% | 0% | 0% | 1 | 13.58% | 0% | 0% | 1 | 28.94% | 0% | 0% | 1 | 68.75% | 0% | 0% | 2 | 8.561% | 0% | 0% | 1 | 5.932% | 0% | 0% | 1 | 0% | 0% | 1 |  |  |  |  | 44.27% | [5 empty] | 0.02344% | 0% | 0.02344% | 1 | 51.53% | 0% | 0% | 2 | 14.25% | 0% | 0% | 1 | 36.07% | 0% | 0% | 1 | 73.54% | 0% | 0% | 3 | 5.55% | 0% | 0% | 1 | 8.933% | 0% | 0% | 1 | 0% | 0% | 1 |  |  |  |  | 46.83% | [5 empty] | 0.4859% | 0% | 0.4859% | 1 | 52.18% | 0% | 0% | 2 | 13.29% | 0% | 0% | 1 | 41.06% | 0% | 0% | 1 | 73.91% | 0% | 0% | 3 | 3.793% | 0% | 0% | 1 | 9.337% | 0% | 0% | 1
179 | Rio Oso | Northern_California | 0 | 0 |  | 0% | 0% | 1 |  |  |  |  | 42.71% | [5 empty] | 0.06532% | 0% | 0.06532% | 1 | 57.57% | 0% | 0% | 2 | 8.433% | 0% | 0% | 1 | 22.87% | 0% | 0% | 1 | 65.69% | 0% | 0% | 2 | 0.2431% | 0% | 0% | 1 | 17.46% | 0% | 0% | 1 | 0% | 0% | 1 |  |  |  |  | 44.63% | [5 empty] | 0.4175% | 0% | 0.4175% | 1 | 47.35% | 0% | 0% | 1 | 6.474% | 0% | 0% | 1 | 36.31% | 0% | 0% | 1 | 66.48% | 0% | 0% | 2 | 0.4033% | 0% | 0% | 1 | 13.99% | 0% | 0% | 1 | 0% | 0% | 1 |  |  |  |  | 55.72% | [5 empty] | 0.5282% | 0% | 0.5282% | 1 | 43.14% | 0% | 0% | 1 | 4.895% | 0% | 0% | 1 | 38% | 0% | 0% | 1 | 64.95% | 0% | 0% | 2 | 0.5721% | 0% | 0% | 1 | 11% | 0% | 0% | 1
180 | Alpaugh | Central_Valley_North_Los_Banos | 0 | 0 |  | 0% | 0% | 1 |  |  |  |  | 0% | [5 empty] | 0% | 0% | 0% | 1 | 0% | 0% | 0% | 1 | 0% | 0% | 0% | 1 | 0% | 0% | 0% | 1 | 0% | 0% | 0% | 1 | 0% | 0% | 0% | 1 | 0% | 0% | 0% | 1 | 0% | 0% | 1 |  |  |  |  | 0% | [5 empty] | 0% | 0% | 0% | 1 | 0% | 0% | 0% | 1 | 0% | 0% | 0% | 1 | 0% | 0% | 0% | 1 | 0% | 0% | 0% | 1 | 0% | 0% | 0% | 1 | 0% | 0% | 0% | 1 | 0% | 0% | 1 |  |  |  |  | 1.952% | [5 empty] | 0% | 0% | 0% | 1 | 0% | 0% | 0% | 1 | 0% | 0% | 0% | 1 | 0% | 0% | 0% | 1 | 0% | 0% | 0% | 1 | 0% | 0% | 0% | 1 | 2.03% | 0% | 0% | 1
181 | Rector | Central_Valley_North_Los_Banos | 0 | 0 |  | 0% | 0% | 1 |  |  |  |  | 0% | [5 empty] | 0% | 0% | 0% | 1 | 0% | 0% | 0% | 1 | 0% | 0% | 0% | 1 | 0% | 0% | 0% | 1 | 0% | 0% | 0% | 1 | 0% | 0% | 0% | 1 | 0% | 0% | 0% | 1 | 0% | 0% | 1 |  |  |  |  | 0% | [5 empty] | 0% | 0% | 0% | 1 | 0% | 0% | 0% | 1 | 0% | 0% | 0% | 1 | 0% | 0% | 0% | 1 | 0% | 0% | 0% | 1 | 0% | 0% | 0% | 1 | 0% | 0% | 0% | 1 | 0% | 0% | 1 |  |  |  |  | 28.94% | [5 empty] | 0% | 0% | 0% | 1 | 0% | 0% | 0% | 1 | 0% | 0% | 0% | 1 | 0% | 0% | 0% | 1 | 0% | 0% | 0% | 1 | 0% | 0% | 0% | 1 | 0% | 0% | 0% | 1
182 | Springville | Central_Valley_North_Los_Banos | 0 | 0 |  | 0% | 0% | 1 |  |  |  |  | 0% | [5 empty] | 0% | 0% | 0% | 1 | 0% | 0% | 0% | 1 | 0% | 0% | 0% | 1 | 0% | 0% | 0% | 1 | 0% | 0% | 0% | 1 | 0% | 0% | 0% | 1 | 0% | 0% | 0% | 1 | 0% | 0% | 1 |  |  |  |  | 0% | [5 empty] | 0% | 0% | 0% | 1 | 0% | 0% | 0% | 1 | 0% | 0% | 0% | 1 | 0% | 0% | 0% | 1 | 0% | 0% | 0% | 1 | 0% | 0% | 0% | 1 | 0% | 0% | 0% | 1 | 0% | 0% | 1 |  |  |  |  | 0% | [5 empty] | 0% | 0% | 0% | 1 | 0% | 0% | 0% | 1 | 0% | 0% | 0% | 1 | 0% | 0% | 0% | 1 | 0% | 0% | 0% | 1 | 0% | 0% | 0% | 1 | 0% | 0% | 0% | 1
183 | Vestal | Central_Valley_North_Los_Banos | 0 | 0 |  | 0% | 0% | 1 |  |  |  |  | 0% | [5 empty] | 0% | 0% | 0% | 1 | 0% | 0% | 0% | 1 | 0% | 0% | 0% | 1 | 0% | 0% | 0% | 1 | 0% | 0% | 0% | 1 | 0% | 0% | 0% | 1 | 0% | 0% | 0% | 1 | 0% | 0% | 1 |  |  |  |  | 0% | [5 empty] | 0% | 0% | 0% | 1 | 0% | 0% | 0% | 1 | 0% | 0% | 0% | 1 | 0% | 0% | 0% | 1 | 0% | 0% | 0% | 1 | 0% | 0% | 0% | 1 | 0% | 0% | 0% | 1 | 0% | 0% | 1 |  |  |  |  | 0% | [5 empty] | 0% | 0% | 0% | 1 | 0% | 0% | 0% | 1 | 0% | 0% | 0% | 1 | 0% | 0% | 0% | 1 | 0% | 0% | 0% | 1 | 0% | 0% | 0% | 1 | 0% | 0% | 0% | 1
184 | UltraPower Chinese Station | El_Dorado_Mariposa | 0 | 0 |  | 0% | 0% | 1 |  |  |  |  | 0% | [5 empty] | 18.18% | 0% | 18.18% | 1 | 90.89% | 0% | 0% | 4 | 20.23% | 0% | 0% | 1 | 33.54% | 0% | 0% | 1 | 91.09% | 0% | 0% | 4 | 90.71% | 0% | 0% | 4 | 8.36% | 0% | 0% | 1 | 0% | 0% | 1 |  |  |  |  | 3.085% | [5 empty] | 17.93% | 0% | 17.93% | 1 | 90.21% | 0% | 0% | 4 | 25.39% | 0% | 0% | 1 | 36.35% | 0% | 0% | 1 | 92.17% | 0% | 0% | 4 | 79.72% | 0% | 0% | 3 | 12.77% | 0% | 0% | 1 | 0% | 0% | 1 |  |  |  |  | 8.621% | [5 empty] | 10.94% | 0% | 10.94% | 1 | 84.94% | 0% | 0% | 3 | 27.16% | 0% | 0% | 1 | 48.76% | 0% | 0% | 1 | 94.71% | 0% | 0% | 4 | 59.45% | 0% | 0% | 2 | 13.08% | 0% | 0% | 1
185 | Curtis | El_Dorado_Mariposa | 0 | 0 |  | 0% | 0% | 1 |  |  |  |  | 0% | [5 empty] | 0% | 0% | 0% | 1 | 0% | 0% | 0% | 1 | 0% | 0% | 0% | 1 | 0% | 0% | 0% | 1 | 0% | 0% | 0% | 1 | 0% | 0% | 0% | 1 | 0% | 0% | 0% | 1 | 0% | 0% | 1 |  |  |  |  | 0% | [5 empty] | 0% | 0% | 0% | 1 | 0% | 0% | 0% | 1 | 0% | 0% | 0% | 1 | 0% | 0% | 0% | 1 | 0% | 0% | 0% | 1 | 0% | 0% | 0% | 1 | 0% | 0% | 0% | 1 | 0% | 0% | 1 |  |  |  |  | 0% | [5 empty] | 30.2% | 0% | 30.2% | 2 | 85.18% | 0% | 0% | 3 | 17.82% | 0% | 0% | 1 | 30.81% | 0% | 0% | 1 | 85.41% | 0% | 0% | 3 | 88.98% | 0% | 0% | 3 | 6.226% | 0% | 0% | 1
186 | Peoria | El_Dorado_Mariposa | 0 | 0 |  | 0% | 0% | 1 |  |  |  |  | 0% | [5 empty] | 31.22% | 0% | 31.22% | 2 | 85.81% | 0% | 0% | 3 | 19.06% | 0% | 0% | 1 | 33.73% | 0% | 0% | 1 | 86.01% | 0% | 0% | 3 | 90.41% | 0% | 0% | 4 | 6.173% | 0% | 0% | 1 | 0% | 0% | 1 |  |  |  |  | 2.4% | [5 empty] | 22.29% | 0% | 22.29% | 2 | 91.74% | 0% | 0% | 4 | 24.9% | 0% | 0% | 1 | 35.13% | 0% | 0% | 1 | 92.33% | 0% | 0% | 4 | 81.94% | 0% | 0% | 3 | 11.2% | 0% | 0% | 1 | 0% | 0% | 1 |  |  |  |  | 7.394% | [5 empty] | 11.68% | 0% | 11.68% | 1 | 82.46% | 0% | 0% | 3 | 23.06% | 0% | 0% | 1 | 46.41% | 0% | 0% | 1 | 93.8% | 0% | 0% | 4 | 59.58% | 0% | 0% | 2 | 12.65% | 0% | 0% | 1
187 | Moorpark | Greater_LA | 0 | 0 |  | 0% | 0% | 1 |  |  |  |  | 3.792% | [5 empty] | 0% | 100% | 100% | 5 | 54.82% | 0% | 0% | 2 | 0% | 0% | 0% | 1 | 0% | 0% | 0% | 1 | 54.82% | 0% | 0% | 2 | 65.43% | 0% | 0% | 2 | 15.54% | 0% | 0% | 1 | 0% | 0% | 1 |  |  |  |  | 8.691% | [5 empty] | 4.047% | 95.92% | 99.97% | 5 | 75.79% | 0% | 0% | 3 | 0% | 0% | 0% | 1 | 0.8645% | 0% | 0% | 1 | 75.79% | 0% | 0% | 3 | 49.16% | 0% | 0% | 1 | 14.1% | 0% | 0% | 1 | 0% | 0% | 1 |  |  |  |  | 5.252% | [5 empty] | 9.197% | 87.03% | 96.23% | 5 | 71.46% | 0% | 0% | 3 | 5.677% | 0% | 0% | 1 | 8.68% | 0% | 0% | 1 | 76.66% | 0% | 0% | 3 | 53.58% | 0% | 0% | 2 | 13.84% | 0% | 0% | 1
188 | Santa Clara | Greater_LA | 0 | 0 |  | 0% | 0% | 1 |  |  |  |  | 0% | [5 empty] | 2.393% | 0% | 2.393% | 1 | 0% | 0% | 0% | 1 | 0% | 0% | 0% | 1 | 83.78% | 0% | 0% | 3 | 83.78% | 0% | 0% | 3 | 0% | 0% | 0% | 1 | 4.216% | 0% | 0% | 1 | 0% | 0% | 1 |  |  |  |  | 0.1242% | [5 empty] | 3.126% | 0.005945% | 3.132% | 2 | 26.52% | 0% | 0% | 1 | 56.24% | 0% | 0% | 2 | 81.93% | 0% | 0% | 3 | 81.93% | 0% | 0% | 3 | 0% | 0% | 0% | 1 | 46.37% | 0% | 0% | 1 | 0% | 0% | 1 |  |  |  |  | 0.1092% | [5 empty] | 8.697% | 22.77% | 31.46% | 4 | 41.91% | 0% | 0% | 1 | 39.45% | 0% | 0% | 1 | 57.28% | 0% | 0% | 2 | 80.92% | 0% | 0% | 3 | 17.47% | 0% | 0% | 1 | 33.44% | 0% | 0% | 1
189 | Davis | Solano | 0 | 0 |  | 0% | 0% | 1 |  |  |  |  | 75.4% | [5 empty] | 0% | 0% | 0% | 1 | 24.33% | 0% | 0% | 1 | 18.03% | 0% | 0% | 1 | 33.6% | 0% | 0% | 1 | 36.39% | 0% | 0% | 1 | 0% | 0% | 0% | 1 | 2.457% | 0% | 0% | 1 | 0% | 0% | 1 |  |  |  |  | 66.81% | [5 empty] | 0.1602% | 0% | 0.1602% | 1 | 32.44% | 0% | 0% | 1 | 8.469% | 0% | 0% | 1 | 18.78% | 0% | 0% | 1 | 41.41% | 0% | 0% | 1 | 0.281% | 0% | 0% | 1 | 5.195% | 0% | 0% | 1 | 0% | 0% | 1 |  |  |  |  | 57.37% | [5 empty] | 4.051% | 0% | 4.051% | 1 | 36.84% | 0% | 0% | 1 | 11.25% | 0% | 0% | 1 | 20.05% | 0% | 0% | 1 | 50.62% | 0% | 0% | 2 | 4.38% | 0% | 0% | 1 | 6.834% | 0% | 0% | 1
190 | Putah Creek | Solano | 0 | 0 |  | 0% | 0% | 1 |  |  |  |  | 53.96% | [5 empty] | 21.04% | 0% | 21.04% | 2 | 48.79% | 0% | 0% | 1 | 3.26% | 0% | 0% | 1 | 0% | 0% | 0% | 1 | 49.98% | 0% | 0% | 1 | 18.95% | 0% | 0% | 1 | 2.574% | 0% | 0% | 1 | 0% | 0% | 1 |  |  |  |  | 45.45% | [5 empty] | 32.65% | 0% | 32.65% | 2 | 56.08% | 0% | 0% | 2 | 6.936% | 0% | 0% | 1 | 7.065% | 0% | 0% | 1 | 58.94% | 0% | 0% | 2 | 26.74% | 0% | 0% | 1 | 3.733% | 0% | 0% | 1 | 0% | 0% | 1 |  |  |  |  | 42.17% | [5 empty] | 29.28% | 1.058% | 30.34% | 2 | 56.3% | 0% | 0% | 2 | 9.71% | 0% | 0% | 1 | 15.16% | 0% | 0% | 1 | 63.33% | 0% | 0% | 2 | 25.83% | 0% | 0% | 1 | 4.786% | 0% | 0% | 1
191 | East Marysville | Northern_California | 0 | 0 |  | 0% | 0% | 1 |  |  |  |  | 45.63% | [5 empty] | 0.06484% | 0% | 0.06484% | 1 | 53.23% | 0% | 0% | 2 | 8.797% | 0% | 0% | 1 | 19.16% | 0% | 0% | 1 | 66.26% | 0% | 0% | 2 | 0.85% | 0% | 0% | 1 | 10.33% | 0% | 0% | 1 | 0% | 0% | 1 |  |  |  |  | 43.03% | [5 empty] | 0.3047% | 0% | 0.3047% | 1 | 53.63% | 0% | 0% | 2 | 8.757% | 0% | 0% | 1 | 26.85% | 0% | 0% | 1 | 72.56% | 0% | 0% | 3 | 5.413% | 0% | 0% | 1 | 11.73% | 0% | 0% | 1 | 0% | 0% | 1 |  |  |  |  | 43.62% | [5 empty] | 0.8445% | 0% | 0.8445% | 1 | 54.46% | 0% | 0% | 2 | 12.85% | 0% | 0% | 1 | 36.31% | 0% | 0% | 1 | 74.89% | 0% | 0% | 3 | 4.431% | 0% | 0% | 1 | 10.9% | 0% | 0% | 1
192 | Olivehurst | Northern_California | 0 | 0 |  | 0% | 0% | 1 |  |  |  |  | 57.38% | [5 empty] | 0% | 0% | 0% | 1 | 43.86% | 0% | 0% | 1 | 0.6803% | 0% | 0% | 1 | 14.23% | 0% | 0% | 1 | 54.7% | 0% | 0% | 2 | 0% | 0% | 0% | 1 | 10.7% | 0% | 0% | 1 | 0% | 0% | 1 |  |  |  |  | 47.99% | [5 empty] | 0.5508% | 0% | 0.5508% | 1 | 46.7% | 0% | 0% | 1 | 9.023% | 0% | 0% | 1 | 33.73% | 0% | 0% | 1 | 67.96% | 0% | 0% | 2 | 2.235% | 0% | 0% | 1 | 10.76% | 0% | 0% | 1 | 0% | 0% | 1 |  |  |  |  | 48.83% | [5 empty] | 0.3738% | 0% | 0.3738% | 1 | 53.94% | 0% | 0% | 2 | 10.32% | 0% | 0% | 1 | 36.44% | 0% | 0% | 1 | 73.26% | 0% | 0% | 3 | 4.353% | 0% | 0% | 1 | 10.89% | 0% | 0% | 1
193 | Morro Bay | Kern_Greater_Carrizo | 0 | 0 |  | 0% | 0% | 1 |  |  |  |  | 0.6839% | [5 empty] | 12.53% | 61.22% | 73.75% | 5 | 74.73% | 0% | 0% | 3 | 29.69% | 0% | 0% | 1 | 46.09% | 0% | 0% | 1 | 89.06% | 0% | 0% | 3 | 66.65% | 0% | 0% | 2 | 8.219% | 0% | 0% | 1 | 0% | 0% | 1 |  |  |  |  | 0.3617% | [5 empty] | 21.03% | 63.11% | 84.14% | 5 | 54.84% | 0% | 0% | 2 | 28.53% | 0% | 0% | 1 | 47.4% | 0% | 0% | 1 | 73.77% | 0% | 0% | 3 | 67.05% | 0% | 0% | 2 | 7.212% | 0% | 0% | 1 | 0% | 0% | 1 |  |  |  |  | 1.441% | [5 empty] | 34.9% | 39.34% | 74.24% | 5 | 35.56% | 0% | 0% | 1 | 19.84% | 0% | 0% | 1 | 38.12% | 0% | 0% | 1 | 55.76% | 0% | 0% | 2 | 53.23% | 0% | 0% | 2 | 5.229% | 0% | 0% | 1
194 | Palomar | Greater_SD | 0 | 0 |  | 0% | 0% | 1 |  |  |  |  | 0% | [5 empty] | 0% | 0% | 0% | 1 | 21.48% | 0% | 0% | 1 | 87.5% | 0% | 0% | 3 | 92.7% | 0% | 0% | 4 | 92.7% | 0% | 0% | 4 | 0% | 0% | 0% | 1 | 15.15% | 0% | 0% | 1 | 0% | 0% | 1 |  |  |  |  | 0% | [5 empty] | 0% | 0% | 0% | 1 | 11.67% | 0% | 0% | 1 | 91.36% | 0% | 0% | 4 | 94.58% | 0% | 0% | 4 | 94.58% | 0% | 0% | 4 | 0.7392% | 0% | 0% | 1 | 22.53% | 0% | 0% | 1 | 0% | 0% | 1 |  |  |  |  | 0% | [5 empty] | 0% | 0% | 0% | 1 | 10.62% | 0% | 0% | 1 | 84.92% | 0% | 0% | 3 | 90.37% | 0% | 0% | 4 | 90.37% | 0% | 0% | 4 | 1.556% | 0% | 0% | 1 | 21.01% | 0% | 0% | 1
195 | Margarita | Greater_LA | 0 | 0 |  | 0% | 0% | 1 |  |  |  |  | 0% | [5 empty] | 1.115% | 0% | 1.115% | 1 | 0% | 0% | 0% | 1 | 26.29% | 0% | 0% | 1 | 87.96% | 0% | 0% | 3 | 87.96% | 0% | 0% | 3 | 0% | 0% | 0% | 1 | 0% | 0% | 0% | 1 | 0% | 0% | 1 |  |  |  |  | 0% | [5 empty] | 5.867% | 0% | 5.867% | 1 | 0.3417% | 0% | 0% | 1 | 32.79% | 0% | 0% | 1 | 85.82% | 0% | 0% | 3 | 86.16% | 0% | 0% | 3 | 0% | 0% | 0% | 1 | 1.169% | 0% | 0% | 1 | 0% | 0% | 1 |  |  |  |  | 0% | [5 empty] | 1.984% | 0% | 1.984% | 1 | 0.1156% | 0% | 0% | 1 | 16.96% | 0% | 0% | 1 | 91.48% | 0% | 0% | 4 | 91.59% | 0% | 0% | 4 | 0.02702% | 0% | 0% | 1 | 9.277% | 0% | 0% | 1
196 | Huntington Beach | Greater_LA | 0 | 0 |  | 0% | 0% | 1 |  |  |  |  | 0% | [5 empty] | 0% | 0% | 0% | 1 | 0.05678% | 0% | 0% | 1 | 25.77% | 0% | 0% | 1 | 96.34% | 0% | 0% | 5 | 96.39% | 0% | 0% | 5 | 0% | 0% | 0% | 1 | 6.491% | 0% | 0% | 1 | 0% | 0% | 1 |  |  |  |  | 0% | [5 empty] | 0.1962% | 0% | 0.1962% | 1 | 0.04623% | 0% | 0% | 1 | 21.97% | 0% | 0% | 1 | 83.88% | 0% | 0% | 3 | 83.93% | 0% | 0% | 3 | 0% | 0% | 0% | 1 | 5.357% | 0% | 0% | 1 | 0% | 0% | 1 |  |  |  |  | 0% | [5 empty] | 0.1339% | 0% | 0.1339% | 1 | 0.02833% | 0% | 0% | 1 | 14.85% | 0% | 0% | 1 | 78.82% | 0% | 0% | 3 | 78.85% | 0% | 0% | 3 | 0% | 0% | 0% | 1 | 3.34% | 0% | 0% | 1
197 | Los Esteros | Peninsula_Monterey | 0 | 0 |  | 0% | 0% | 1 |  |  |  |  | 0% | [5 empty] | 12.65% | 0% | 12.65% | 1 | 13.61% | 0% | 0% | 1 | 13.61% | 0% | 0% | 1 | 29.75% | 0% | 0% | 1 | 29.75% | 0% | 0% | 1 | 8.439% | 0% | 0% | 1 | 83.22% | 0% | 0% | 3 | 0% | 0% | 1 |  |  |  |  | 0.09522% | [5 empty] | 68.41% | 17.21% | 85.62% | 5 | 81.52% | 0% | 0% | 3 | 28.98% | 0% | 0% | 1 | 41.25% | 0% | 0% | 1 | 92.64% | 0% | 0% | 4 | 80.18% | 0% | 0% | 3 | 16.32% | 0% | 0% | 1 | 0% | 0% | 1 |  |  |  |  | 0.0528% | [5 empty] | 63.48% | 29.26% | 92.74% | 5 | 80.86% | 0% | 0% | 3 | 22.69% | 0% | 0% | 1 | 44.48% | 0% | 0% | 1 | 92.09% | 0% | 0% | 4 | 74.73% | 0% | 0% | 3 | 7.464% | 0% | 0% | 1
198 | Birds Landing | Solano | 300 | 12000 |  | 296.9% | 10.74% | 5 |  |  |  |  | 3.159% | [5 empty] | 0% | 0% | 0% | 1 | 16.03% | 18.29% | 0% | 1 | 40.26% | 25.71% | 0% | 2 | 36.38% | 24.15% | 0% | 2 | 52.2% | 32.14% | 0% | 2 | 1.602% | 15.61% | 0% | 1 | 30.16% | 32.14% | 0% | 2 | 296.9% | 5.591% | 4 |  |  |  |  | 21.48% | [5 empty] | 1.866% | 0.06462% | 1.931% | 2 | 14.44% | 9.582% | 0% | 1 | 37.65% | 13.15% | 0% | 1 | 35.04% | 12.62% | 0% | 1 | 48.8% | 16.01% | 0% | 1 | 3.272% | 8.476% | 0% | 1 | 24.55% | 16.01% | 0% | 1 | 224.1% | 2.653% | 4 |  |  |  |  | 29.92% | [5 empty] | 6.181% | 1.626% | 7.806% | 2 | 21.75% | 5.994% | 0% | 1 | 31.92% | 6.889% | 0% | 1 | 31.16% | 6.814% | 0% | 1 | 46.17% | 8.713% | 0% | 1 | 6.054% | 4.992% | 0% | 1 | 18.99% | 8.713% | 0% | 1
199 | Cayetano | Solano | 0 | 0 |  | 0% | 0% | 1 |  |  |  |  | 0.1404% | [5 empty] | 37.27% | 11.09% | 48.36% | 3 | 81.3% | 0% | 0% | 3 | 63.13% | 0% | 0% | 2 | 82.72% | 0% | 0% | 3 | 97.7% | 0% | 0% | 5 | 20.44% | 0% | 0% | 1 | 6.656% | 0% | 0% | 1 | 0% | 0% | 1 |  |  |  |  | 8.067% | [5 empty] | 27.17% | 13.24% | 40.41% | 3 | 72% | 0% | 0% | 3 | 66.02% | 0% | 0% | 2 | 74.64% | 0% | 0% | 3 | 89.15% | 0% | 0% | 3 | 31.15% | 0% | 0% | 1 | 5.8% | 0% | 0% | 1 | 0% | 0% | 1 |  |  |  |  | 22.71% | [5 empty] | 22.75% | 8.084% | 30.84% | 2 | 66.6% | 0% | 0% | 2 | 48% | 0% | 0% | 1 | 54.15% | 0% | 0% | 2 | 77.89% | 0% | 0% | 3 | 34.76% | 0% | 0% | 1 | 5.637% | 0% | 0% | 1
200 | Silvergate | Greater_SD | 0 | 0 |  | 0% | 0% | 1 |  |  |  |  | 0% | [5 empty] | 0% | 0% | 0% | 1 | 1.67% | 0% | 0% | 1 | 19.03% | 0% | 0% | 1 | 80.37% | 0% | 0% | 3 | 80.71% | 0% | 0% | 3 | 0% | 0% | 0% | 1 | 1.478% | 0% | 0% | 1 | 0% | 0% | 1 |  |  |  |  | 0% | [5 empty] | 2.948% | 0% | 2.948% | 1 | 2.334% | 0% | 0% | 1 | 24.61% | 0% | 0% | 1 | 81.32% | 0% | 0% | 3 | 81.62% | 0% | 0% | 3 | 0% | 0% | 0% | 1 | 3.184% | 0% | 0% | 1 | 0% | 0% | 1 |  |  |  |  | 0% | [5 empty] | 6.836% | 0% | 6.836% | 1 | 4.312% | 0% | 0% | 1 | 25.49% | 0% | 0% | 1 | 80.41% | 0% | 0% | 3 | 80.7% | 0% | 0% | 3 | 1.597% | 0% | 0% | 1 | 3.672% | 0% | 0% | 1
201 | Richmond | Northern_California | 0 | 0 |  | 0% | 0% | 1 |  |  |  |  | 0% | [5 empty] | 97.23% | 0% | 97.23% | 5 | 46.69% | 0% | 0% | 1 | 10.81% | 0% | 0% | 1 | 8.712% | 0% | 0% | 1 | 52.34% | 0% | 0% | 2 | 65.4% | 0% | 0% | 2 | 6.739% | 0% | 0% | 1 | 0% | 0% | 1 |  |  |  |  | 0% | [5 empty] | 98.45% | 0% | 98.45% | 5 | 35.67% | 0% | 0% | 1 | 13.33% | 0% | 0% | 1 | 12.63% | 0% | 0% | 1 | 48.09% | 0% | 0% | 1 | 62.54% | 0% | 0% | 2 | 7.153% | 0% | 0% | 1 | 0% | 0% | 1 |  |  |  |  | 0% | [5 empty] | 92.68% | 0% | 92.68% | 5 | 31.03% | 0% | 0% | 1 | 11.8% | 0% | 0% | 1 | 15.37% | 0% | 0% | 1 | 45.55% | 0% | 0% | 1 | 63.22% | 0% | 0% | 2 | 7.795% | 0% | 0% | 1
202 | Rancho Vista | Greater_Kramer | 0 | 0 |  | 0% | 0% | 1 |  |  |  |  | 0% | [5 empty] | 13.85% | 86.15% | 100% | 5 | 100% | 0% | 0% | 5 | 66.01% | 0% | 0% | 2 | 70.65% | 0% | 0% | 3 | 100% | 0% | 0% | 5 | 73.22% | 0% | 0% | 3 | 2.695% | 0% | 0% | 1 | 0% | 0% | 1 |  |  |  |  | 0% | [5 empty] | 3.673% | 96.33% | 100% | 5 | 97.99% | 0% | 0% | 5 | 65.35% | 0% | 0% | 2 | 42.15% | 0% | 0% | 1 | 100% | 0% | 0% | 5 | 54.72% | 0% | 0% | 2 | 8.5% | 0% | 0% | 1 | 0% | 0% | 1 |  |  |  |  | 0.006904% | [5 empty] | 17.42% | 82.58% | 100% | 5 | 66.07% | 0% | 0% | 2 | 68.41% | 0% | 0% | 2 | 66.29% | 0% | 0% | 2 | 97.56% | 0% | 0% | 5 | 56.31% | 0% | 0% | 2 | 5.554% | 0% | 0% | 1
203 | Hilltop | Northern_California | 0 | 0 |  | 0% | 0% | 1 |  |  |  |  | 0.2489% | [5 empty] | 0.2612% | 0% | 0.2612% | 1 | 51.07% | 0% | 0% | 2 | 4.348% | 0% | 0% | 1 | 0.5489% | 0% | 0% | 1 | 54.87% | 0% | 0% | 2 | 91.23% | 0% | 0% | 4 | 7.622% | 0% | 0% | 1 | 0% | 0% | 1 |  |  |  |  | 0.3841% | [5 empty] | 25.41% | 0% | 25.41% | 2 | 55.25% | 0% | 0% | 2 | 9.267% | 0% | 0% | 1 | 7.399% | 0% | 0% | 1 | 62.19% | 0% | 0% | 2 | 88.91% | 0% | 0% | 3 | 10.23% | 0% | 0% | 1 | 0% | 0% | 1 |  |  |  |  | 0.3417% | [5 empty] | 45.64% | 0% | 45.64% | 2 | 60.31% | 0% | 0% | 2 | 14.52% | 0% | 0% | 1 | 11.33% | 0% | 0% | 1 | 67.17% | 0% | 0% | 2 | 83.79% | 0% | 0% | 3 | 9.869% | 0% | 0% | 1
204 | Thermalito | Northern_California | 0 | 0 |  | 0% | 0% | 1 |  |  |  |  | 7.965% | [5 empty] | 9.848% | 0% | 9.848% | 1 | 80.12% | 0% | 0% | 3 | 19.24% | 0% | 0% | 1 | 42.54% | 0% | 0% | 1 | 95.2% | 0% | 0% | 5 | 8.25% | 0% | 0% | 1 | 24.98% | 0% | 0% | 1 | 0% | 0% | 1 |  |  |  |  | 15.79% | [5 empty] | 9.271% | 3.245% | 12.52% | 2 | 61.08% | 0% | 0% | 2 | 17.11% | 0% | 0% | 1 | 48.47% | 0% | 0% | 1 | 86.25% | 0% | 0% | 3 | 7.2% | 0% | 0% | 1 | 15.95% | 0% | 0% | 1 | 0% | 0% | 1 |  |  |  |  | 23.74% | [5 empty] | 6.852% | 9.208% | 16.06% | 2 | 54.42% | 0% | 0% | 2 | 21.18% | 0% | 0% | 1 | 47.71% | 0% | 0% | 1 | 82.76% | 0% | 0% | 3 | 8.83% | 0% | 0% | 1 | 14.23% | 0% | 0% | 1
205 | Martinez | Solano | 0 | 0 |  | 0% | 0% | 1 |  |  |  |  | 0.05624% | [5 empty] | 33.28% | 0.2067% | 33.48% | 2 | 11.28% | 0% | 0% | 1 | 36.91% | 0% | 0% | 1 | 43.16% | 0% | 0% | 1 | 66.42% | 0% | 0% | 2 | 15.25% | 0% | 0% | 1 | 22.74% | 0% | 0% | 1 | 0% | 0% | 1 |  |  |  |  | 0.703% | [5 empty] | 23.15% | 1.926% | 25.08% | 2 | 29.01% | 0% | 0% | 1 | 43.12% | 0% | 0% | 1 | 48.3% | 0% | 0% | 1 | 76.75% | 0% | 0% | 3 | 15.96% | 0% | 0% | 1 | 32.33% | 0% | 0% | 1 | 0% | 0% | 1 |  |  |  |  | 2.865% | [5 empty] | 22.04% | 4.344% | 26.38% | 2 | 28.01% | 0% | 0% | 1 | 39.42% | 0% | 0% | 1 | 45.39% | 0% | 0% | 1 | 66.35% | 0% | 0% | 2 | 18.1% | 0% | 0% | 1 | 19.92% | 0% | 0% | 1
206 | Lone Tree | Solano | 0 | 0 |  | 0% | 0% | 1 |  |  |  |  | 2.287% | [5 empty] | 47.31% | 15.84% | 63.15% | 3 | 42.41% | 0% | 0% | 1 | 72.04% | 0% | 0% | 3 | 71.9% | 0% | 0% | 3 | 74.24% | 0% | 0% | 3 | 27.43% | 0% | 0% | 1 | 14.31% | 0% | 0% | 1 | 0% | 0% | 1 |  |  |  |  | 20.45% | [5 empty] | 16.23% | 5.317% | 21.55% | 2 | 36.46% | 0% | 0% | 1 | 46.74% | 0% | 0% | 1 | 47% | 0% | 0% | 1 | 61.68% | 0% | 0% | 2 | 8.231% | 0% | 0% | 1 | 15.66% | 0% | 0% | 1 | 0% | 0% | 1 |  |  |  |  | 35.78% | [5 empty] | 8.124% | 2.954% | 11.08% | 2 | 32.18% | 0% | 0% | 1 | 35.94% | 0% | 0% | 1 | 36.98% | 0% | 0% | 1 | 52.73% | 0% | 0% | 2 | 5.009% | 0% | 0% | 1 | 13.56% | 0% | 0% | 1
207 | Delta PP | Solano | 0 | 0 |  | 0% | 0% | 1 |  |  |  |  | 33.29% | [5 empty] | 13.93% | 1.972% | 15.9% | 2 | 58.31% | 0% | 0% | 2 | 44.42% | 0% | 0% | 1 | 50.59% | 0% | 0% | 2 | 69.9% | 0% | 0% | 2 | 7.919% | 0% | 0% | 1 | 5.709% | 0% | 0% | 1 | 0% | 0% | 1 |  |  |  |  | 41.34% | [5 empty] | 13.87% | 3.782% | 17.65% | 2 | 51.34% | 0% | 0% | 2 | 39.62% | 0% | 0% | 1 | 42.72% | 0% | 0% | 1 | 59.79% | 0% | 0% | 2 | 17.39% | 0% | 0% | 1 | 6.236% | 0% | 0% | 1 | 0% | 0% | 1 |  |  |  |  | 40.67% | [5 empty] | 12.31% | 3.026% | 15.34% | 2 | 50.39% | 0% | 0% | 2 | 38.57% | 0% | 0% | 1 | 40.53% | 0% | 0% | 1 | 62.31% | 0% | 0% | 2 | 20.23% | 0% | 0% | 1 | 7.473% | 0% | 0% | 1
208 | Green Ridge Midway | Solano | 5 | 200 |  | 999.9% | 0.2475% | 4 |  |  |  |  | 23.19% | [5 empty] | 9.631% | 0.2164% | 9.848% | 2 | 70.41% | 0.8364% | 0% | 3 | 55.29% | 0.5536% | 0% | 2 | 61.55% | 0.6437% | 0% | 2 | 80.3% | 1.256% | 0% | 3 | 25.01% | 0.33% | 0% | 1 | 4.874% | 1.256% | 0% | 1 | 999.9% | 0.1262% | 4 |  |  |  |  | 34.53% | [5 empty] | 13.47% | 1.433% | 14.91% | 2 | 60.71% | 0.3213% | 0% | 2 | 38.93% | 0.2067% | 0% | 1 | 41.94% | 0.2174% | 0% | 1 | 68.28% | 0.398% | 0% | 2 | 25.85% | 0.1702% | 0% | 1 | 5.218% | 0.398% | 0% | 1 | 999.9% | 0.07994% | 4 |  |  |  |  | 38.26% | [5 empty] | 16.4% | 2.847% | 19.25% | 2 | 56.7% | 0.1846% | 0% | 2 | 33.31% | 0.1199% | 0% | 1 | 36.28% | 0.1255% | 0% | 1 | 63% | 0.2161% | 0% | 2 | 29.29% | 0.1131% | 0% | 1 | 5.319% | 0.2161% | 0% | 1
209 | Inyo | Greater_Kramer (Exclude) | 0 | 0 |  | 0% | 0% | 1 |  |  |  |  | 0% | [5 empty] | 27.38% | 0% | 27.38% | 2 | 0% | 0% | 0% | 1 | 8.043% | 0% | 0% | 1 | 23.76% | 0% | 0% | 1 | 23.76% | 0% | 0% | 1 | 82.23% | 0% | 0% | 3 | 13.23% | 0% | 0% | 1 | 0% | 0% | 1 |  |  |  |  | 0% | [5 empty] | 32.15% | 0% | 32.15% | 2 | 0% | 0% | 0% | 1 | 16.22% | 0% | 0% | 1 | 26.06% | 0% | 0% | 1 | 28% | 0% | 0% | 1 | 76.98% | 0% | 0% | 3 | 7.203% | 0% | 0% | 1 | 0% | 0% | 1 |  |  |  |  | 0% | [5 empty] | 48.99% | 0% | 48.99% | 2 | 0% | 0% | 0% | 1 | 19.75% | 0% | 0% | 1 | 16.97% | 0% | 0% | 1 | 26.67% | 0% | 0% | 1 | 76.96% | 0% | 0% | 3 | 6.411% | 0% | 0% | 1
210 | Control | Greater_Kramer (Exclude) | 0 | 0 |  | 0% | 0% | 1 |  |  |  |  | 0% | [5 empty] | 36.71% | 0% | 36.71% | 2 | 0% | 0% | 0% | 1 | 1.148% | 0% | 0% | 1 | 30.24% | 0% | 0% | 1 | 30.24% | 0% | 0% | 1 | 85.51% | 0% | 0% | 3 | 17.97% | 0% | 0% | 1 | 0% | 0% | 1 |  |  |  |  | 0% | [5 empty] | 42.76% | 0% | 42.76% | 2 | 0% | 0% | 0% | 1 | 9.484% | 0% | 0% | 1 | 23.54% | 0% | 0% | 1 | 23.87% | 0% | 0% | 1 | 76.72% | 0% | 0% | 3 | 8.726% | 0% | 0% | 1 | 0% | 0% | 1 |  |  |  |  | 0% | [5 empty] | 51.54% | 0% | 51.54% | 3 | 0% | 0% | 0% | 1 | 18.3% | 0% | 0% | 1 | 16.7% | 0% | 0% | 1 | 25.11% | 0% | 0% | 1 | 75.3% | 0% | 0% | 3 | 6.31% | 0% | 0% | 1
211 | Big Creek | Central_Valley_North_Los_Banos | 0 | 0 |  | 0% | 0% | 1 |  |  |  |  | 0% | [5 empty] | 0% | 0% | 0% | 1 | 0% | 0% | 0% | 1 | 0% | 0% | 0% | 1 | 0% | 0% | 0% | 1 | 0% | 0% | 0% | 1 | 0% | 0% | 0% | 1 | 0% | 0% | 0% | 1 | 0% | 0% | 1 |  |  |  |  | 0% | [5 empty] | 0% | 0% | 0% | 1 | 0% | 0% | 0% | 1 | 0% | 0% | 0% | 1 | 0% | 0% | 0% | 1 | 0% | 0% | 0% | 1 | 0% | 0% | 0% | 1 | 0% | 0% | 0% | 1 | 0% | 0% | 1 |  |  |  |  | 0% | [5 empty] | 0% | 0% | 0% | 1 | 0% | 0% | 0% | 1 | 0% | 0% | 0% | 1 | 0% | 0% | 0% | 1 | 0% | 0% | 0% | 1 | 0% | 0% | 0% | 1 | 0% | 0% | 0% | 1
212 | Moss Landing | Peninsula_Monterey | 0 | 0 |  | 0% | 0% | 1 |  |  |  |  | 49.3% | [5 empty] | 0% | 0% | 0% | 1 | 2.815% | 0% | 0% | 1 | 40.45% | 0% | 0% | 1 | 56.87% | 0% | 0% | 2 | 59.69% | 0% | 0% | 2 | 0% | 0% | 0% | 1 | 11.53% | 0% | 0% | 1 | 0% | 0% | 1 |  |  |  |  | 41.99% | [5 empty] | 1.697% | 0.1414% | 1.838% | 2 | 4.221% | 0% | 0% | 1 | 40.91% | 0% | 0% | 1 | 61.05% | 0% | 0% | 2 | 65.28% | 0% | 0% | 2 | 1.826% | 0% | 0% | 1 | 9.905% | 0% | 0% | 1 | 0% | 0% | 1 |  |  |  |  | 48.92% | [5 empty] | 2.337% | 2.788% | 5.125% | 2 | 4.904% | 0% | 0% | 1 | 33.36% | 0% | 0% | 1 | 46.16% | 0% | 0% | 1 | 48.93% | 0% | 0% | 1 | 3.244% | 0% | 0% | 1 | 7.78% | 0% | 0% | 1
213 | Cal Ave | Central_Valley_North_Los_Banos | 0 | 0 |  | 0% | 0% | 1 |  |  |  |  | 73.42% | [5 empty] | 0% | 0% | 0% | 1 | 0% | 0% | 0% | 1 | 0% | 0% | 0% | 1 | 0% | 0% | 0% | 1 | 0% | 0% | 0% | 1 | 0% | 0% | 0% | 1 | 0.054% | 0% | 0% | 1 | 0% | 0% | 1 |  |  |  |  | 70.66% | [5 empty] | 0% | 0% | 0% | 1 | 3.27% | 0% | 0% | 1 | 0.7395% | 0% | 0% | 1 | 0.7395% | 0% | 0% | 1 | 4.01% | 0% | 0% | 1 | 0% | 0% | 0% | 1 | 0.6804% | 0% | 0% | 1 | 0% | 0% | 1 |  |  |  |  | 59.46% | [5 empty] | 0% | 0% | 0% | 1 | 3.941% | 0% | 0% | 1 | 9.576% | 0% | 0% | 1 | 9.576% | 0% | 0% | 1 | 13.43% | 0% | 0% | 1 | 1.643% | 0% | 0% | 1 | 3.17% | 0% | 0% | 1
214 | Poso Mountain | Central_Valley_North_Los_Banos | 0 | 0 |  | 0% | 0% | 1 |  |  |  |  | 0% | [5 empty] | 0% | 0% | 0% | 1 | 0% | 0% | 0% | 1 | 0% | 0% | 0% | 1 | 0% | 0% | 0% | 1 | 0% | 0% | 0% | 1 | 0% | 0% | 0% | 1 | 0% | 0% | 0% | 1 | 0% | 0% | 1 |  |  |  |  | 0% | [5 empty] | 100% | 0% | 100% | 5 | 100% | 0% | 0% | 5 | 0% | 0% | 0% | 1 | 0% | 0% | 0% | 1 | 100% | 0% | 0% | 5 | 18.24% | 0% | 0% | 1 | 0% | 0% | 0% | 1 | 0% | 0% | 1 |  |  |  |  | 0% | [5 empty] | 100% | 0% | 100% | 5 | 22.1% | 0% | 0% | 1 | 0.0434% | 0% | 0% | 1 | 41.54% | 0% | 0% | 1 | 45.3% | 0% | 0% | 1 | 71.98% | 0% | 0% | 3 | 1.727% | 0% | 0% | 1
215 | Walnut | Greater_LA | 0 | 0 |  | 0% | 0% | 1 |  |  |  |  | 0% | [5 empty] | 0% | 0% | 0% | 1 | 0% | 0% | 0% | 1 | 0% | 0% | 0% | 1 | 0% | 0% | 0% | 1 | 0% | 0% | 0% | 1 | 0% | 0% | 0% | 1 | 0% | 0% | 0% | 1 | 0% | 0% | 1 |  |  |  |  | 0% | [5 empty] | 0% | 0% | 0% | 1 | 0% | 0% | 0% | 1 | 0% | 0% | 0% | 1 | 0% | 0% | 0% | 1 | 0% | 0% | 0% | 1 | 0% | 0% | 0% | 1 | 0% | 0% | 0% | 1 | 0% | 0% | 1 |  |  |  |  | 0% | [5 empty] | 0% | 88.16% | 88.16% | 5 | 59.69% | 0% | 0% | 2 | 38.44% | 0% | 0% | 1 | 40.31% | 0% | 0% | 1 | 100% | 0% | 0% | 5 | 44.9% | 0% | 0% | 1 | 2.131% | 0% | 0% | 1
216 | Chevmain | Greater_LA | 0 | 0 |  | 0% | 0% | 1 |  |  |  |  | 0% | [5 empty] | 20.72% | 0% | 20.72% | 2 | 2.89% | 0% | 0% | 1 | 30.56% | 0% | 0% | 1 | 55.07% | 0% | 0% | 2 | 57.96% | 0% | 0% | 2 | 0% | 0% | 0% | 1 | 0.1727% | 0% | 0% | 1 | 0% | 0% | 1 |  |  |  |  | 0% | [5 empty] | 4.666% | 0.3376% | 5.003% | 2 | 0.7583% | 0% | 0% | 1 | 3.4% | 0% | 0% | 1 | 69.2% | 0% | 0% | 2 | 69.96% | 0% | 0% | 2 | 0% | 0% | 0% | 1 | 0.2075% | 0% | 0% | 1 | 0% | 0% | 1 |  |  |  |  | 0% | [5 empty] | 3.543% | 1.085% | 4.628% | 2 | 1.082% | 0% | 0% | 1 | 3.203% | 0% | 0% | 1 | 54.86% | 0% | 0% | 2 | 55.94% | 0% | 0% | 2 | 0% | 0% | 0% | 1 | 0.2331% | 0% | 0% | 1
217 | Long Beach | Greater_LA | 0 | 0 |  | 0% | 0% | 1 |  |  |  |  | 0% | [5 empty] | 0.1503% | 0% | 0.1503% | 1 | 0% | 0% | 0% | 1 | 10.41% | 0% | 0% | 1 | 62.33% | 0% | 0% | 2 | 62.33% | 0% | 0% | 2 | 0% | 0% | 0% | 1 | 0.4252% | 0% | 0% | 1 | 0% | 0% | 1 |  |  |  |  | 0% | [5 empty] | 1.819% | 0% | 1.819% | 1 | 0.1433% | 0% | 0% | 1 | 9.329% | 0% | 0% | 1 | 68.55% | 0% | 0% | 2 | 68.69% | 0% | 0% | 2 | 0% | 0% | 0% | 1 | 0.4333% | 0% | 0% | 1 | 0% | 0% | 1 |  |  |  |  | 0% | [5 empty] | 1.332% | 0% | 1.332% | 1 | 0.105% | 0% | 0% | 1 | 15.17% | 0% | 0% | 1 | 76.04% | 0% | 0% | 3 | 76.15% | 0% | 0% | 3 | 0% | 0% | 0% | 1 | 3.426% | 0% | 0% | 1
218 | Pit 1 | Northern_California | 0 | 0 |  | 0% | 0% | 1 |  |  |  |  | 0% | [5 empty] | 97.67% | 0% | 97.67% | 5 | 29.64% | 0% | 0% | 1 | 24.04% | 0% | 0% | 1 | 41.51% | 0% | 0% | 1 | 43.9% | 0% | 0% | 1 | 51.17% | 0% | 0% | 2 | 1.006% | 0% | 0% | 1 | 0% | 0% | 1 |  |  |  |  | 0% | [5 empty] | 95.79% | 0% | 95.79% | 5 | 30.06% | 0% | 0% | 1 | 9.311% | 0% | 0% | 1 | 6.345% | 0% | 0% | 1 | 35.95% | 0% | 0% | 1 | 69.95% | 0% | 0% | 2 | 2.13% | 0% | 0% | 1 | 0% | 0% | 1 |  |  |  |  | 0.1125% | [5 empty] | 97.87% | 0% | 97.87% | 5 | 40.48% | 0% | 0% | 1 | 9.976% | 0% | 0% | 1 | 5.586% | 0% | 0% | 1 | 46.81% | 0% | 0% | 1 | 70.56% | 0% | 0% | 3 | 3.658% | 0% | 0% | 1
219 | Cove Rd | Northern_California | 0 | 0 |  | 0% | 0% | 1 |  |  |  |  | 0.08741% | [5 empty] | 92.79% | 6.79% | 99.58% | 5 | 52.36% | 0% | 0% | 2 | 21.16% | 0% | 0% | 1 | 25.4% | 0% | 0% | 1 | 64.65% | 0% | 0% | 2 | 67.32% | 0% | 0% | 2 | 5.108% | 0% | 0% | 1 | 0% | 0% | 1 |  |  |  |  | 0.04773% | [5 empty] | 95.13% | 4.186% | 99.31% | 5 | 50.41% | 0% | 0% | 2 | 23.27% | 0% | 0% | 1 | 24.94% | 0% | 0% | 1 | 65.13% | 0% | 0% | 2 | 68.74% | 0% | 0% | 2 | 4.709% | 0% | 0% | 1 | 0% | 0% | 1 |  |  |  |  | 0.03105% | [5 empty] | 96.62% | 2.724% | 99.35% | 5 | 42.03% | 0% | 0% | 1 | 21.6% | 0% | 0% | 1 | 24.09% | 0% | 0% | 1 | 56.43% | 0% | 0% | 2 | 71.85% | 0% | 0% | 3 | 4.249% | 0% | 0% | 1
220 | Drum | Northern_California | 0 | 0 |  | 0% | 0% | 1 |  |  |  |  | 0% | [5 empty] | 82.08% | 15.07% | 97.15% | 5 | 5.686% | 0% | 0% | 1 | 14.56% | 0% | 0% | 1 | 0.08457% | 0% | 0% | 1 | 20.33% | 0% | 0% | 1 | 55.21% | 0% | 0% | 2 | 2.5% | 0% | 0% | 1 | 0% | 0% | 1 |  |  |  |  | 0% | [5 empty] | 69.36% | 9.315% | 78.67% | 5 | 16.26% | 0% | 0% | 1 | 18.38% | 0% | 0% | 1 | 9.28% | 0% | 0% | 1 | 36.26% | 0% | 0% | 1 | 58.23% | 0% | 0% | 2 | 4.655% | 0% | 0% | 1 | 0% | 0% | 1 |  |  |  |  | 0% | [5 empty] | 48.51% | 15.73% | 64.24% | 3 | 11.77% | 0% | 0% | 1 | 9.349% | 0% | 0% | 1 | 12.98% | 0% | 0% | 1 | 29.87% | 0% | 0% | 1 | 65.99% | 0% | 0% | 2 | 4.788% | 0% | 0% | 1
221 | Vierra | Solano | 0 | 0 |  | 0% | 0% | 1 |  |  |  |  | 74.06% | [5 empty] | 0% | 0% | 0% | 1 | 17.08% | 0% | 0% | 1 | 5.272% | 0% | 0% | 1 | 5.272% | 0% | 0% | 1 | 19.61% | 0% | 0% | 1 | 0% | 0% | 0% | 1 | 4.47% | 0% | 0% | 1 | 0% | 0% | 1 |  |  |  |  | 72.39% | [5 empty] | 0% | 0% | 0% | 1 | 30.54% | 0% | 0% | 1 | 7.051% | 0% | 0% | 1 | 5.401% | 0% | 0% | 1 | 33.28% | 0% | 0% | 1 | 0.8697% | 0% | 0% | 1 | 3.171% | 0% | 0% | 1 | 0% | 0% | 1 |  |  |  |  | 55.53% | [5 empty] | 0% | 0% | 0% | 1 | 48% | 0% | 0% | 1 | 15.27% | 0% | 0% | 1 | 15.94% | 0% | 0% | 1 | 50.41% | 0% | 0% | 2 | 10.13% | 0% | 0% | 1 | 3.59% | 0% | 0% | 1
222 | Coyote | Peninsula_Monterey | 0 | 0 |  | 0% | 0% | 1 |  |  |  |  | 0% | [5 empty] | 44.59% | 55.41% | 100% | 5 | 100% | 0% | 0% | 5 | 0.5605% | 0% | 0% | 1 | 31.37% | 0% | 0% | 1 | 100% | 0% | 0% | 5 | 83.18% | 0% | 0% | 3 | 3.332% | 0% | 0% | 1 | 0% | 0% | 1 |  |  |  |  | 0% | [5 empty] | 84.87% | 15.13% | 100% | 5 | 85.81% | 0% | 0% | 3 | 33.42% | 0% | 0% | 1 | 47.94% | 0% | 0% | 1 | 94.63% | 0% | 0% | 4 | 89.7% | 0% | 0% | 3 | 1.689% | 0% | 0% | 1 | 0% | 0% | 1 |  |  |  |  | 0.02584% | [5 empty] | 77.56% | 21.48% | 99.04% | 5 | 82.89% | 0% | 0% | 3 | 25.04% | 0% | 0% | 1 | 42.11% | 0% | 0% | 1 | 95.12% | 0% | 0% | 5 | 84.26% | 0% | 0% | 3 | 2.004% | 0% | 0% | 1
223 | Metcalf | Peninsula_Monterey | 0 | 0 |  | 0% | 0% | 1 |  |  |  |  | 0% | [5 empty] | 54.63% | 45.37% | 100% | 5 | 100% | 0% | 0% | 5 | 0.9887% | 0% | 0% | 1 | 25.25% | 0% | 0% | 1 | 100% | 0% | 0% | 5 | 85.93% | 0% | 0% | 3 | 2.633% | 0% | 0% | 1 | 0% | 0% | 1 |  |  |  |  | 0% | [5 empty] | 86.18% | 13.82% | 100% | 5 | 87.09% | 0% | 0% | 3 | 32.36% | 0% | 0% | 1 | 45.59% | 0% | 0% | 1 | 94.82% | 0% | 0% | 4 | 90.84% | 0% | 0% | 4 | 1.705% | 0% | 0% | 1 | 0% | 0% | 1 |  |  |  |  | 0.02512% | [5 empty] | 78.34% | 20.57% | 98.9% | 5 | 83.33% | 0% | 0% | 3 | 25.52% | 0% | 0% | 1 | 41.99% | 0% | 0% | 1 | 94.93% | 0% | 0% | 4 | 84.94% | 0% | 0% | 3 | 1.959% | 0% | 0% | 1
224 | Diablo | Kern_Greater_Carrizo | 0 | 0 |  | 0% | 0% | 1 |  |  |  |  | 0.1285% | [5 empty] | 11.53% | 86.53% | 98.06% | 5 | 8.434% | 0% | 0% | 1 | 3.329% | 0% | 0% | 1 | 60.16% | 0% | 0% | 2 | 60.16% | 0% | 0% | 2 | 62.61% | 0% | 0% | 2 | 8.616% | 0% | 0% | 1 | 0% | 0% | 1 |  |  |  |  | 0.1207% | [5 empty] | 26.05% | 60.58% | 86.62% | 5 | 19.21% | 0% | 0% | 1 | 6.802% | 0% | 0% | 1 | 61.25% | 0% | 0% | 2 | 65.02% | 0% | 0% | 2 | 60.67% | 0% | 0% | 2 | 7.902% | 0% | 0% | 1 | 0% | 0% | 1 |  |  |  |  | 0.5892% | [5 empty] | 23.46% | 61.38% | 84.83% | 5 | 52.98% | 0% | 0% | 2 | 19.75% | 0% | 0% | 1 | 46.5% | 0% | 0% | 1 | 72.18% | 0% | 0% | 3 | 64.11% | 0% | 0% | 2 | 8.463% | 0% | 0% | 1
225 | Coolwater | Greater_Kramer | 200 | 8000 |  | 177.1% | 12.37% | 5 |  |  |  |  | 0.6498% | [5 empty] | 0% | 0% | 0% | 1 | 77.12% | 107% | 2.073% | 4 | 25.36% | 32.8% | 0% | 2 | 13.91% | 28.44% | 0% | 2 | 79.36% | 118.6% | 4.844% | 4 | 49.76% | 48.72% | 0% | 2 | 2.897% | 118.6% | 4.844% | 4 | 36.39% | 0% | 2 |  |  |  |  | 2.64% | [5 empty] | 0% | 0% | 0% | 1 | 52.12% | 27.42% | 0% | 2 | 22.23% | 16.88% | 0% | 1 | 10.13% | 14.61% | 0% | 1 | 53.99% | 28.53% | 0% | 2 | 31.82% | 19.25% | 0% | 1 | 2.122% | 28.53% | 0% | 2 | 33.91% | 0% | 2 |  |  |  |  | 2.352% | [5 empty] | 0% | 0% | 0% | 1 | 44.07% | 12.53% | 0% | 1 | 19.78% | 8.733% | 0% | 1 | 13.34% | 8.084% | 0% | 1 | 49.78% | 13.95% | 0% | 1 | 43.94% | 12.5% | 0% | 1 | 2.171% | 13.95% | 0% | 1
226 | San Onofre | Greater_SD | 0 | 0 |  | 0% | 0% | 1 |  |  |  |  | 0% | [5 empty] | 17.12% | 0% | 17.12% | 1 | 0% | 0% | 0% | 1 | 66.45% | 0% | 0% | 2 | 73.72% | 0% | 0% | 3 | 73.72% | 0% | 0% | 3 | 7.89% | 0% | 0% | 1 | 7.969% | 0% | 0% | 1 | 0% | 0% | 1 |  |  |  |  | 0% | [5 empty] | 2.352% | 0% | 2.352% | 1 | 3.837% | 0% | 0% | 1 | 61.56% | 0% | 0% | 2 | 91.73% | 0% | 0% | 4 | 91.73% | 0% | 0% | 4 | 1.084% | 0% | 0% | 1 | 13.29% | 0% | 0% | 1 | 0% | 0% | 1 |  |  |  |  | 0% | [5 empty] | 2.952% | 0% | 2.952% | 1 | 5.542% | 0% | 0% | 1 | 62.65% | 0% | 0% | 2 | 90.1% | 0% | 0% | 4 | 90.1% | 0% | 0% | 4 | 0.9859% | 0% | 0% | 1 | 12.37% | 0% | 0% | 1
227 | Woodland | Solano | 0 | 0 |  | 0% | 0% | 1 |  |  |  |  | 62.61% | [5 empty] | 0% | 0% | 0% | 1 | 53.84% | 0% | 0% | 2 | 15.41% | 0% | 0% | 1 | 30.37% | 0% | 0% | 1 | 65.5% | 0% | 0% | 2 | 0% | 0% | 0% | 1 | 5.124% | 0% | 0% | 1 | 0% | 0% | 1 |  |  |  |  | 66.39% | [5 empty] | 0.01327% | 0% | 0.01327% | 1 | 55.02% | 0% | 0% | 2 | 8.312% | 0% | 0% | 1 | 30.8% | 0% | 0% | 1 | 67.07% | 0% | 0% | 2 | 0.3974% | 0% | 0% | 1 | 3.909% | 0% | 0% | 1 | 0% | 0% | 1 |  |  |  |  | 58.11% | [5 empty] | 4.95% | 0% | 4.95% | 1 | 55.91% | 0% | 0% | 2 | 7.609% | 0% | 0% | 1 | 34.21% | 0% | 0% | 1 | 68.74% | 0% | 0% | 2 | 6.143% | 0% | 0% | 1 | 4.339% | 0% | 0% | 1
228 | Donnells PP | El_Dorado_Mariposa | 0 | 0 |  | 0% | 0% | 1 |  |  |  |  | 0% | [5 empty] | 35.51% | 1.89% | 37.4% | 2 | 0.3153% | 0% | 0% | 1 | 2.958% | 0% | 0% | 1 | 11.47% | 0% | 0% | 1 | 13.79% | 0% | 0% | 1 | 75.65% | 0% | 0% | 3 | 4.2% | 0% | 0% | 1 | 0% | 0% | 1 |  |  |  |  | 0% | [5 empty] | 42.89% | 1.347% | 44.24% | 2 | 8.778% | 0% | 0% | 1 | 4.083% | 0% | 0% | 1 | 7.422% | 0% | 0% | 1 | 19.68% | 0% | 0% | 1 | 66.38% | 0% | 0% | 2 | 3.907% | 0% | 0% | 1 | 0% | 0% | 1 |  |  |  |  | 0% | [5 empty] | 50.97% | 0.99% | 51.96% | 3 | 6.506% | 0% | 0% | 1 | 5.3% | 0% | 0% | 1 | 8.553% | 0% | 0% | 1 | 18.36% | 0% | 0% | 1 | 54.37% | 0% | 0% | 2 | 3.582% | 0% | 0% | 1
229 | Mandalay | Greater_LA | 0 | 0 |  | 0% | 0% | 1 |  |  |  |  | 0% | [5 empty] | 1.202% | 0% | 1.202% | 1 | 20.32% | 0% | 0% | 1 | 48.89% | 0% | 0% | 1 | 83.1% | 0% | 0% | 3 | 83.1% | 0% | 0% | 3 | 0% | 0% | 0% | 1 | 40.64% | 0% | 0% | 1 | 0% | 0% | 1 |  |  |  |  | 0.1215% | [5 empty] | 4.009% | 0.005812% | 4.015% | 2 | 25.93% | 0% | 0% | 1 | 55.89% | 0% | 0% | 2 | 81.01% | 0% | 0% | 3 | 81.01% | 0% | 0% | 3 | 0% | 0% | 0% | 1 | 45.72% | 0% | 0% | 1 | 0% | 0% | 1 |  |  |  |  | 0.1462% | [5 empty] | 5.754% | 0.8722% | 6.626% | 2 | 25.3% | 0% | 0% | 1 | 52.79% | 0% | 0% | 2 | 76.66% | 0% | 0% | 3 | 77.51% | 0% | 0% | 3 | 0.6876% | 0% | 0% | 1 | 43.23% | 0% | 0% | 1
230 | North Gila | Arizona | 0 | 0 |  | 0% | 0% | 1 |  |  |  |  | 32.65% | [5 empty] | 0% | 0% | 0% | 1 | 1.12% | 0% | 0% | 1 | 75.61% | 0% | 0% | 3 | 66.97% | 0% | 0% | 2 | 75.71% | 0% | 0% | 3 | 44.21% | 0% | 0% | 1 | 4.551% | 0% | 0% | 1 | 0% | 0% | 1 |  |  |  |  | 17.58% | [5 empty] | 0% | 0% | 0% | 1 | 0.6271% | 0% | 0% | 1 | 55.33% | 0% | 0% | 2 | 50.94% | 0% | 0% | 2 | 55.44% | 0% | 0% | 2 | 58.15% | 0% | 0% | 2 | 3.304% | 0% | 0% | 1 | 0% | 0% | 1 |  |  |  |  | 13.53% | [5 empty] | 0% | 0% | 0% | 1 | 0.52% | 0% | 0% | 1 | 48.26% | 0% | 0% | 1 | 40.57% | 0% | 0% | 1 | 48.35% | 0% | 0% | 1 | 54.74% | 0% | 0% | 2 | 2.556% | 0% | 0% | 1
231 | Eight Mile | Solano | 0 | 0 |  | 0% | 0% | 1 |  |  |  |  | 75.9% | [5 empty] | 0% | 0% | 0% | 1 | 18.56% | 0% | 0% | 1 | 28.14% | 0% | 0% | 1 | 28.14% | 0% | 0% | 1 | 35.93% | 0% | 0% | 1 | 0% | 0% | 0% | 1 | 7.291% | 0% | 0% | 1 | 0% | 0% | 1 |  |  |  |  | 72.97% | [5 empty] | 0% | 0% | 0% | 1 | 14.32% | 0% | 0% | 1 | 20.66% | 0% | 0% | 1 | 21.17% | 0% | 0% | 1 | 30.24% | 0% | 0% | 1 | 0% | 0% | 0% | 1 | 8.036% | 0% | 0% | 1 | 0% | 0% | 1 |  |  |  |  | 67.72% | [5 empty] | 0% | 0% | 0% | 1 | 14.15% | 0% | 0% | 1 | 18.75% | 0% | 0% | 1 | 18.97% | 0% | 0% | 1 | 29.57% | 0% | 0% | 1 | 0% | 0% | 0% | 1 | 7.498% | 0% | 0% | 1
232 | Kern Power | Central_Valley_North_Los_Banos | 0 | 0 |  | 0% | 0% | 1 |  |  |  |  | 0% | [5 empty] | 0% | 0% | 0% | 1 | 0% | 0% | 0% | 1 | 0% | 0% | 0% | 1 | 0% | 0% | 0% | 1 | 0% | 0% | 0% | 1 | 0% | 0% | 0% | 1 | 0% | 0% | 0% | 1 | 0% | 0% | 1 |  |  |  |  | 0% | [5 empty] | 0% | 0% | 0% | 1 | 0% | 0% | 0% | 1 | 0% | 0% | 0% | 1 | 0% | 0% | 0% | 1 | 0% | 0% | 0% | 1 | 0% | 0% | 0% | 1 | 0% | 0% | 0% | 1 | 0% | 0% | 1 |  |  |  |  | 0% | [5 empty] | 0% | 0% | 0% | 1 | 0% | 0% | 0% | 1 | 0% | 0% | 0% | 1 | 0% | 0% | 0% | 1 | 0% | 0% | 0% | 1 | 0% | 0% | 0% | 1 | 0% | 0% | 0% | 1
233 | Renfro | Central_Valley_North_Los_Banos | 0 | 0 |  | 0% | 0% | 1 |  |  |  |  | 0% | [5 empty] | 0% | 0% | 0% | 1 | 0% | 0% | 0% | 1 | 0% | 0% | 0% | 1 | 0% | 0% | 0% | 1 | 0% | 0% | 0% | 1 | 0% | 0% | 0% | 1 | 0% | 0% | 0% | 1 | 0% | 0% | 1 |  |  |  |  | 0% | [5 empty] | 0% | 0% | 0% | 1 | 0% | 0% | 0% | 1 | 0% | 0% | 0% | 1 | 0% | 0% | 0% | 1 | 0% | 0% | 0% | 1 | 0% | 0% | 0% | 1 | 0% | 0% | 0% | 1 | 0% | 0% | 1 |  |  |  |  | 0% | [5 empty] | 0% | 0% | 0% | 1 | 0% | 0% | 0% | 1 | 0% | 0% | 0% | 1 | 0% | 0% | 0% | 1 | 0% | 0% | 0% | 1 | 0% | 0% | 0% | 1 | 0% | 0% | 0% | 1
94 | Vincent | Tehachapi | 0 | 0 |  | 0% | 0% | 1 |  |  |  |  | 0.3175% | [5 empty] | 4.142% | 91.51% | 95.65% | 5 | 8.007% | 0% | 0% | 1 | 19.83% | 0% | 0% | 1 | 24.68% | 0% | 0% | 1 | 33.41% | 0% | 0% | 1 | 55.63% | 0% | 0% | 2 | 5.598% | 0% | 0% | 1 | 0% | 0% | 1 |  |  |  |  | 0.9562% | [5 empty] | 6.44% | 66.35% | 72.79% | 5 | 10.4% | 0% | 0% | 1 | 35.21% | 0% | 0% | 1 | 33.82% | 0% | 0% | 1 | 51.37% | 0% | 0% | 2 | 44.67% | 0% | 0% | 1 | 5.072% | 0% | 0% | 1 | 0% | 0% | 1 |  |  |  |  | 2.918% | [5 empty] | 5.84% | 54.87% | 60.71% | 5 | 9.523% | 0% | 0% | 1 | 35.44% | 0% | 0% | 1 | 28.96% | 0% | 0% | 1 | 49.75% | 0% | 0% | 1 | 39.67% | 0% | 0% | 1 | 4.594% | 0% | 0% | 1
91 | Pardee | Tehachapi | 0 | 0 |  | 0% | 0% | 1 |  |  |  |  | 1.931% | [5 empty] | 8.543% | 91.36% | 99.91% | 5 | 68.53% | 0% | 0% | 2 | 0.5141% | 0% | 0% | 1 | 8.037% | 0% | 0% | 1 | 73.56% | 0% | 0% | 3 | 61.58% | 0% | 0% | 2 | 9.501% | 0% | 0% | 1 | 0% | 0% | 1 |  |  |  |  | 3.279% | [5 empty] | 16.9% | 82.93% | 99.82% | 5 | 66.4% | 0% | 0% | 2 | 1.762% | 0% | 0% | 1 | 4.15% | 0% | 0% | 1 | 69.21% | 0% | 0% | 2 | 56.65% | 0% | 0% | 2 | 11.01% | 0% | 0% | 1 | 0% | 0% | 1 |  |  |  |  | 2.078% | [5 empty] | 19.45% | 80.43% | 99.89% | 5 | 54.04% | 0% | 0% | 2 | 5.739% | 0% | 0% | 1 | 9.153% | 0% | 0% | 1 | 62.7% | 0% | 0% | 2 | 55.34% | 0% | 0% | 2 | 9.517% | 0% | 0% | 1
236 | Westley | Central_Valley_North_Los_Banos | 0 | 0 |  | 0% | 0% | 1 |  |  |  |  | 55.75% | [5 empty] | 8.694% | 0% | 8.694% | 1 | 69.54% | 0% | 0% | 2 | 14.14% | 0% | 0% | 1 | 19.04% | 0% | 0% | 1 | 71.64% | 0% | 0% | 3 | 25.95% | 0% | 0% | 1 | 2.801% | 0% | 0% | 1 | 0% | 0% | 1 |  |  |  |  | 52.15% | [5 empty] | 8.342% | 0% | 8.342% | 1 | 58.96% | 0% | 0% | 2 | 11% | 0% | 0% | 1 | 17.86% | 0% | 0% | 1 | 60.26% | 0% | 0% | 2 | 28.15% | 0% | 0% | 1 | 2.832% | 0% | 0% | 1 | 0% | 0% | 1 |  |  |  |  | 46.76% | [5 empty] | 9.42% | 0% | 9.42% | 1 | 58.33% | 0% | 0% | 2 | 16.01% | 0% | 0% | 1 | 20.92% | 0% | 0% | 1 | 59.86% | 0% | 0% | 2 | 31.69% | 0% | 0% | 1 | 2.935% | 0% | 0% | 1
237 | GWF Hanford | Central_Valley_North_Los_Banos | 0 | 0 |  | 0% | 0% | 1 |  |  |  |  | 23.17% | [5 empty] | 0% | 0% | 0% | 1 | 0% | 0% | 0% | 1 | 0% | 0% | 0% | 1 | 0% | 0% | 0% | 1 | 0% | 0% | 0% | 1 | 0% | 0% | 0% | 1 | 3.672% | 0% | 0% | 1 | 0% | 0% | 1 |  |  |  |  | 32.76% | [5 empty] | 0% | 0% | 0% | 1 | 1.134% | 0% | 0% | 1 | 0% | 0% | 0% | 1 | 0.1006% | 0% | 0% | 1 | 1.134% | 0% | 0% | 1 | 0% | 0% | 0% | 1 | 3.71% | 0% | 0% | 1 | 0% | 0% | 1 |  |  |  |  | 39.15% | [5 empty] | 0% | 0% | 0% | 1 | 3.839% | 0% | 0% | 1 | 0.6098% | 0% | 0% | 1 | 0.6841% | 0% | 0% | 1 | 3.839% | 0% | 0% | 1 | 0% | 0% | 0% | 1 | 3.074% | 0% | 0% | 1
238 | Tevis | Central_Valley_North_Los_Banos | 0 | 0 |  | 0% | 0% | 1 |  |  |  |  | 0% | [5 empty] | 0% | 0% | 0% | 1 | 0% | 0% | 0% | 1 | 0% | 0% | 0% | 1 | 0% | 0% | 0% | 1 | 0% | 0% | 0% | 1 | 0% | 0% | 0% | 1 | 0% | 0% | 0% | 1 | 0% | 0% | 1 |  |  |  |  | 0% | [5 empty] | 0% | 0% | 0% | 1 | 0% | 0% | 0% | 1 | 0% | 0% | 0% | 1 | 0% | 0% | 0% | 1 | 0% | 0% | 0% | 1 | 0% | 0% | 0% | 1 | 0% | 0% | 0% | 1 | 0% | 0% | 1 |  |  |  |  | 0% | [5 empty] | 0% | 0% | 0% | 1 | 0% | 0% | 0% | 1 | 0% | 0% | 0% | 1 | 0% | 0% | 0% | 1 | 0% | 0% | 0% | 1 | 0% | 0% | 0% | 1 | 0% | 0% | 0% | 1
239 | Otay Mesa | Greater_SD | 0 | 0 |  | 0% | 0% | 1 |  |  |  |  | 0% | [5 empty] | 51.14% | 1.807% | 52.94% | 3 | 21.62% | 0% | 0% | 1 | 58.7% | 0% | 0% | 2 | 83.11% | 0% | 0% | 3 | 83.11% | 0% | 0% | 3 | 13.75% | 0% | 0% | 1 | 17.66% | 0% | 0% | 1 | 0% | 0% | 1 |  |  |  |  | 0% | [5 empty] | 28.57% | 9.595% | 38.16% | 2 | 14.74% | 0% | 0% | 1 | 58.62% | 0% | 0% | 2 | 84.15% | 0% | 0% | 3 | 84.15% | 0% | 0% | 3 | 14.8% | 0% | 0% | 1 | 11.79% | 0% | 0% | 1 | 0% | 0% | 1 |  |  |  |  | 0% | [5 empty] | 7.762% | 7.066% | 14.83% | 2 | 4.327% | 0% | 0% | 1 | 18.82% | 0% | 0% | 1 | 80.83% | 0% | 0% | 3 | 81.15% | 0% | 0% | 3 | 5.255% | 0% | 0% | 1 | 3.844% | 0% | 0% | 1
240 | Redondo | Greater_LA | 0 | 0 |  | 0% | 0% | 1 |  |  |  |  | 0% | [5 empty] | 16.69% | 0% | 16.69% | 1 | 1.315% | 0% | 0% | 1 | 12.41% | 0% | 0% | 1 | 74.52% | 0% | 0% | 3 | 75.84% | 0% | 0% | 3 | 0% | 0% | 0% | 1 | 0.07856% | 0% | 0% | 1 | 0% | 0% | 1 |  |  |  |  | 0% | [5 empty] | 2.673% | 0% | 2.673% | 1 | 0.2106% | 0% | 0% | 1 | 2.446% | 0% | 0% | 1 | 54.35% | 0% | 0% | 2 | 54.56% | 0% | 0% | 2 | 0% | 0% | 0% | 1 | 0.1382% | 0% | 0% | 1 | 0% | 0% | 1 |  |  |  |  | 0% | [5 empty] | 3.223% | 0.5033% | 3.726% | 2 | 0.8773% | 0% | 0% | 1 | 7.858% | 0% | 0% | 1 | 58.74% | 0% | 0% | 2 | 59.62% | 0% | 0% | 2 | 0% | 0% | 0% | 1 | 0.4211% | 0% | 0% | 1
241 | Arkansas | Greater_Imperial (Exclude) | 0 | 0 |  | 0% | 0% | 1 |  |  |  |  | 63.07% | [5 empty] | 0% | 0% | 0% | 1 | 2.704% | 0% | 0% | 1 | 32.53% | 0% | 0% | 1 | 29.79% | 0% | 0% | 1 | 34.49% | 0% | 0% | 1 | 0.8785% | 0% | 0% | 1 | 3.664% | 0% | 0% | 1 | 0% | 0% | 1 |  |  |  |  | 66.97% | [5 empty] | 0% | 0% | 0% | 1 | 2.385% | 0% | 0% | 1 | 26.22% | 0% | 0% | 1 | 20.91% | 0% | 0% | 1 | 29.13% | 0% | 0% | 1 | 2.594% | 0% | 0% | 1 | 3.388% | 0% | 0% | 1 | 0% | 0% | 1 |  |  |  |  | 59.61% | [5 empty] | 0% | 0% | 0% | 1 | 3.73% | 0% | 0% | 1 | 16.68% | 0% | 0% | 1 | 14.24% | 0% | 0% | 1 | 21.08% | 0% | 0% | 1 | 6.845% | 0% | 0% | 1 | 4.348% | 0% | 0% | 1
242 | Cal Water | Central_Valley_North_Los_Banos | 0 | 0 |  | 0% | 0% | 1 |  |  |  |  | 0% | [5 empty] | 0% | 0% | 0% | 1 | 0% | 0% | 0% | 1 | 0% | 0% | 0% | 1 | 0% | 0% | 0% | 1 | 0% | 0% | 0% | 1 | 0% | 0% | 0% | 1 | 0% | 0% | 0% | 1 | 0% | 0% | 1 |  |  |  |  | 0% | [5 empty] | 100% | 0% | 100% | 5 | 100% | 0% | 0% | 5 | 0% | 0% | 0% | 1 | 0% | 0% | 0% | 1 | 100% | 0% | 0% | 5 | 14.81% | 0% | 0% | 1 | 0% | 0% | 0% | 1 | 0% | 0% | 1 |  |  |  |  | 0% | [5 empty] | 55.5% | 44.5% | 100% | 5 | 61.62% | 0% | 0% | 2 | 32.69% | 0% | 0% | 1 | 54.61% | 0% | 0% | 2 | 87.66% | 0% | 0% | 3 | 67.51% | 0% | 0% | 2 | 2.508% | 0% | 0% | 1
243 | Grimway | Central_Valley_North_Los_Banos | 0 | 0 |  | 0% | 0% | 1 |  |  |  |  | 0% | [5 empty] | 0% | 0% | 0% | 1 | 0% | 0% | 0% | 1 | 0% | 0% | 0% | 1 | 0% | 0% | 0% | 1 | 0% | 0% | 0% | 1 | 0% | 0% | 0% | 1 | 0% | 0% | 0% | 1 | 0% | 0% | 1 |  |  |  |  | 0% | [5 empty] | 0% | 100% | 100% | 5 | 75.93% | 0% | 0% | 3 | 0.9538% | 0% | 0% | 1 | 0.9538% | 0% | 0% | 1 | 75.93% | 0% | 0% | 3 | 18.86% | 0% | 0% | 1 | 2.824% | 0% | 0% | 1 | 0% | 0% | 1 |  |  |  |  | 0% | [5 empty] | 14.97% | 85.03% | 100% | 5 | 56.68% | 0% | 0% | 2 | 2.25% | 0% | 0% | 1 | 4.802% | 0% | 0% | 1 | 57.23% | 0% | 0% | 2 | 48.38% | 0% | 0% | 1 | 2.417% | 0% | 0% | 1
244 | Viejo | Greater_LA | 0 | 0 |  | 0% | 0% | 1 |  |  |  |  | 0% | [5 empty] | 0% | 0% | 0% | 1 | 0% | 0% | 0% | 1 | 0% | 0% | 0% | 1 | 0% | 0% | 0% | 1 | 0% | 0% | 0% | 1 | 0% | 0% | 0% | 1 | 0% | 0% | 0% | 1 | 0% | 0% | 1 |  |  |  |  | 0% | [5 empty] | 1.762% | 0% | 1.762% | 1 | 0.3729% | 0% | 0% | 1 | 27.52% | 0% | 0% | 1 | 89.96% | 0% | 0% | 3 | 90.34% | 0% | 0% | 4 | 0% | 0% | 0% | 1 | 2.487% | 0% | 0% | 1 | 0% | 0% | 1 |  |  |  |  | 0% | [5 empty] | 1.199% | 10.38% | 11.58% | 3 | 7.105% | 0% | 0% | 1 | 28.61% | 0% | 0% | 1 | 87.16% | 0% | 0% | 3 | 94.26% | 0% | 0% | 4 | 5.289% | 0% | 0% | 1 | 8.234% | 0% | 0% | 1
245 | Kelso | Solano | 239.8 | 9592 |  | 999.9% | 10.78% | 5 |  |  |  |  | 36.53% | [5 empty] | 11.36% | 1.279% | 12.64% | 2 | 58.93% | 26.26% | 0% | 2 | 41.85% | 18.55% | 0% | 1 | 47.68% | 20.61% | 0% | 2 | 68.41% | 34.13% | 0% | 2 | 8.721% | 11.81% | 0% | 1 | 5.782% | 34.13% | 0% | 2 | 999.9% | 5.732% | 4 |  |  |  |  | 43.5% | [5 empty] | 12.7% | 2.958% | 15.66% | 2 | 49.81% | 11.42% | 0% | 1 | 36.8% | 9.069% | 0% | 1 | 40.17% | 9.579% | 0% | 1 | 57.59% | 13.51% | 0% | 2 | 16.95% | 6.901% | 0% | 1 | 5.994% | 13.51% | 0% | 1 | 999.9% | 4.057% | 4 |  |  |  |  | 40.85% | [5 empty] | 12.36% | 2.794% | 15.16% | 2 | 50.49% | 8.193% | 0% | 2 | 37.89% | 6.532% | 0% | 1 | 39.92% | 6.753% | 0% | 1 | 61.94% | 10.66% | 0% | 2 | 20.43% | 5.098% | 0% | 1 | 7.385% | 10.66% | 0% | 1
246 | BlytheSC 161 kV | Riverside (Exclude) | 0 | 0 |  | 0% | 0% | 1 |  |  |  |  | 6.887% | [5 empty] | 0% | 0% | 0% | 1 | 24.2% | 0% | 0% | 1 | 32.54% | 0% | 0% | 1 | 16.83% | 0% | 0% | 1 | 46.17% | 0% | 0% | 1 | 52.98% | 0% | 0% | 2 | 1.388% | 0% | 0% | 1 | 0% | 0% | 1 |  |  |  |  | 2.477% | [5 empty] | 0% | 0% | 0% | 1 | 40.91% | 0% | 0% | 1 | 33.47% | 0% | 0% | 1 | 26.46% | 0% | 0% | 1 | 51.75% | 0% | 0% | 2 | 67.5% | 0% | 0% | 2 | 1.148% | 0% | 0% | 1 | 0% | 0% | 1 |  |  |  |  | 1.749% | [5 empty] | 0% | 0% | 0% | 1 | 38.07% | 0% | 0% | 1 | 36.24% | 0% | 0% | 1 | 29.4% | 0% | 0% | 1 | 51.48% | 0% | 0% | 2 | 67.83% | 0% | 0% | 2 | 1.976% | 0% | 0% | 1
93 | Saugus | Tehachapi | 0 | 0 |  | 0% | 0% | 1 |  |  |  |  | 1.641% | [5 empty] | 4.37% | 95.6% | 99.97% | 5 | 66.99% | 0% | 0% | 2 | 0% | 0% | 0% | 1 | 9.305% | 0% | 0% | 1 | 72.82% | 0% | 0% | 3 | 60.7% | 0% | 0% | 2 | 8.422% | 0% | 0% | 1 | 0% | 0% | 1 |  |  |  |  | 3.358% | [5 empty] | 14.98% | 84.84% | 99.82% | 5 | 66.65% | 0% | 0% | 2 | 1.805% | 0% | 0% | 1 | 4.249% | 0% | 0% | 1 | 69.52% | 0% | 0% | 2 | 56.27% | 0% | 0% | 2 | 10.98% | 0% | 0% | 1 | 0% | 0% | 1 |  |  |  |  | 2.258% | [5 empty] | 15.81% | 84.07% | 99.88% | 5 | 56.86% | 0% | 0% | 2 | 3.994% | 0% | 0% | 1 | 8.23% | 0% | 0% | 1 | 63.95% | 0% | 0% | 2 | 55.05% | 0% | 0% | 2 | 10.28% | 0% | 0% | 1
248 | Camanche | Solano | 0 | 0 |  | 0% | 0% | 1 |  |  |  |  | 58.42% | [5 empty] | 0% | 0% | 0% | 1 | 0% | 0% | 0% | 1 | 0% | 0% | 0% | 1 | 29.43% | 0% | 0% | 1 | 29.43% | 0% | 0% | 1 | 0% | 0% | 0% | 1 | 0.9412% | 0% | 0% | 1 | 0% | 0% | 1 |  |  |  |  | 56.03% | [5 empty] | 0% | 0% | 0% | 1 | 0% | 0% | 0% | 1 | 4.44% | 0% | 0% | 1 | 32.58% | 0% | 0% | 1 | 32.58% | 0% | 0% | 1 | 0% | 0% | 0% | 1 | 2.227% | 0% | 0% | 1 | 0% | 0% | 1 |  |  |  |  | 57.88% | [5 empty] | 0% | 0% | 0% | 1 | 3.56% | 0% | 0% | 1 | 8.368% | 0% | 0% | 1 | 12.67% | 0% | 0% | 1 | 13.88% | 0% | 0% | 1 | 2.969% | 0% | 0% | 1 | 10.93% | 0% | 0% | 1
235 | Sylmar | Tehachapi | 0 | 0 |  | 0% | 0% | 1 |  |  |  |  | 0% | [5 empty] | 0% | 100% | 100% | 5 | 64.25% | 0% | 0% | 2 | 0% | 0% | 0% | 1 | 4.482% | 0% | 0% | 1 | 68.74% | 0% | 0% | 2 | 66.51% | 0% | 0% | 2 | 13.64% | 0% | 0% | 1 | 0% | 0% | 1 |  |  |  |  | 0.8604% | [5 empty] | 0% | 100% | 100% | 5 | 65.14% | 0% | 0% | 2 | 0% | 0% | 0% | 1 | 11.5% | 0% | 0% | 1 | 72.34% | 0% | 0% | 3 | 54.63% | 0% | 0% | 2 | 9.743% | 0% | 0% | 1 | 0% | 0% | 1 |  |  |  |  | 3.192% | [5 empty] | 5.034% | 94.89% | 99.92% | 5 | 61.64% | 0% | 0% | 2 | 0.4213% | 0% | 0% | 1 | 6.844% | 0% | 0% | 1 | 64.38% | 0% | 0% | 2 | 58.95% | 0% | 0% | 2 | 11.32% | 0% | 0% | 1
250 | El Casco | Riverside (Exclude) | 200 | 8000 |  | 999.9% | 498.2% | 5 |  |  |  |  | 0.637% | [5 empty] | 0% | 100% | 100% | 5 | 2.885% | 513% | 13901% | 5 | 0.03681% | 498.3% | 1081724% | 5 | 97.22% | 17899% | 509.6% | 5 | 97.22% | 17899% | 509.6% | 5 | 50.7% | 1010% | 885.3% | 5 | 4.603% | 17899% | 509.6% | 5 | 814% | 62.81% | 5 |  |  |  |  | 0.08417% | [5 empty] | 5.369% | 94.63% | 100% | 5 | 44.23% | 118% | 22.72% | 5 | 15.21% | 77.63% | 0% | 4 | 44.56% | 118.7% | 23.3% | 5 | 72.24% | 237.1% | 52.69% | 5 | 61.22% | 169.7% | 44.16% | 5 | 5.041% | 237.1% | 52.69% | 5 | 233.2% | 14.23% | 5 |  |  |  |  | 0.02879% | [5 empty] | 20.75% | 79.25% | 100% | 5 | 35.58% | 34.95% | 0% | 2 | 22.26% | 28.96% | 0% | 2 | 50.5% | 45.48% | 0% | 2 | 65.34% | 64.95% | 0% | 3 | 48.95% | 44.1% | 0% | 2 | 2.962% | 64.95% | 0% | 3
251 | Suncrest | Greater_SD | 0 | 0 |  | 0% | 0% | 1 |  |  |  |  | 0% | [5 empty] | 0% | 100% | 100% | 5 | 10.04% | 0% | 0% | 1 | 88.67% | 0% | 0% | 3 | 100% | 0% | 0% | 5 | 100% | 0% | 0% | 5 | 88.07% | 0% | 0% | 3 | 0.05168% | 0% | 0% | 1 | 0% | 0% | 1 |  |  |  |  | 0% | [5 empty] | 0.4908% | 99.51% | 100% | 5 | 6.682% | 0% | 0% | 1 | 57.65% | 0% | 0% | 2 | 74.66% | 0% | 0% | 3 | 84.48% | 0% | 0% | 3 | 74.99% | 0% | 0% | 3 | 5.977% | 0% | 0% | 1 | 0% | 0% | 1 |  |  |  |  | 0.3372% | [5 empty] | 2.004% | 97.99% | 100% | 5 | 19.45% | 0% | 0% | 1 | 37% | 0% | 0% | 1 | 56.11% | 0% | 0% | 2 | 65.98% | 0% | 0% | 2 | 60.72% | 0% | 0% | 2 | 6.05% | 0% | 0% | 1
252 | Colorado River | Riverside (Exclude) | 0 | 0 |  | 0% | 0% | 1 |  |  |  |  | 0.007032% | [5 empty] | 0% | 0% | 0% | 1 | 54.27% | 0% | 0% | 2 | 52.48% | 0% | 0% | 2 | 49.22% | 0% | 0% | 1 | 70.15% | 0% | 0% | 3 | 79.15% | 0% | 0% | 3 | 0.3967% | 0% | 0% | 1 | 0% | 0% | 1 |  |  |  |  | 0.4302% | [5 empty] | 0% | 0% | 0% | 1 | 49.34% | 0% | 0% | 1 | 43.69% | 0% | 0% | 1 | 38.82% | 0% | 0% | 1 | 65.74% | 0% | 0% | 2 | 71.58% | 0% | 0% | 3 | 0.5496% | 0% | 0% | 1 | 0% | 0% | 1 |  |  |  |  | 1.669% | [5 empty] | 0% | 0% | 0% | 1 | 44.92% | 0% | 0% | 1 | 38.34% | 0% | 0% | 1 | 32.82% | 0% | 0% | 1 | 57.23% | 0% | 0% | 2 | 63.84% | 0% | 0% | 2 | 0.7739% | 0% | 0% | 1
253 | Red bluff | Riverside (Exclude) | 0 | 0 |  | 0% | 0% | 1 |  |  |  |  | 0% | [5 empty] | 0% | 0% | 0% | 1 | 37.52% | 0% | 0% | 1 | 0.1286% | 0% | 0% | 1 | 0% | 0% | 0% | 1 | 37.65% | 0% | 0% | 1 | 15.31% | 0% | 0% | 1 | 1.433% | 0% | 0% | 1 | 0% | 0% | 1 |  |  |  |  | 0% | [5 empty] | 0% | 0% | 0% | 1 | 46.32% | 0% | 0% | 1 | 10.71% | 0% | 0% | 1 | 10.55% | 0% | 0% | 1 | 46.5% | 0% | 0% | 1 | 16.37% | 0% | 0% | 1 | 1.153% | 0% | 0% | 1 | 0% | 0% | 1 |  |  |  |  | 0% | [5 empty] | 0% | 0% | 0% | 1 | 39.23% | 0% | 0% | 1 | 25.44% | 0% | 0% | 1 | 15.5% | 0% | 0% | 1 | 51.97% | 0% | 0% | 2 | 29.45% | 0% | 0% | 1 | 0.9058% | 0% | 0% | 1
254 | Ocotillo Express | Greater_Imperial | 0 | 0 |  | 0% | 0% | 1 |  |  |  |  | 0% | [5 empty] | 0.2237% | 0% | 0.2237% | 1 | 34.94% | 0% | 0% | 1 | 19.62% | 0% | 0% | 1 | 20.31% | 0% | 0% | 1 | 57.13% | 0% | 0% | 2 | 42.86% | 0% | 0% | 1 | 0.03242% | 0% | 0% | 1 | 0% | 0% | 1 |  |  |  |  | 0% | [5 empty] | 25.41% | 0.1497% | 25.56% | 2 | 15.39% | 0% | 0% | 1 | 18.88% | 0% | 0% | 1 | 23.77% | 0% | 0% | 1 | 41.75% | 0% | 0% | 1 | 60.72% | 0% | 0% | 2 | 0.6417% | 0% | 0% | 1 | 0% | 0% | 1 |  |  |  |  | 5.653% | [5 empty] | 36.27% | 10.3% | 46.56% | 3 | 10.38% | 0% | 0% | 1 | 10.83% | 0% | 0% | 1 | 24.71% | 0% | 0% | 1 | 35.38% | 0% | 0% | 1 | 48.95% | 0% | 0% | 1 | 2.744% | 0% | 0% | 1
255 | Ivanpah | Southern_NV_Eldorado | 0 | 0 |  | 0% | 0% | 1 |  |  |  |  | 0% | [5 empty] | 0% | 0% | 0% | 1 | 87.7% | 0% | 0% | 3 | 79.18% | 0% | 0% | 3 | 11.77% | 0% | 0% | 1 | 99.43% | 0% | 0% | 5 | 44.92% | 0% | 0% | 1 | 2.402e-05% | 0% | 0% | 1 | 0% | 0% | 1 |  |  |  |  | 0% | [5 empty] | 0% | 0% | 0% | 1 | 87.54% | 0% | 0% | 3 | 79.03% | 0% | 0% | 3 | 11.74% | 0% | 0% | 1 | 99.24% | 0% | 0% | 5 | 45.03% | 0% | 0% | 1 | 2.397e-05% | 0% | 0% | 1 | 0% | 0% | 1 |  |  |  |  | 0% | [5 empty] | 0% | 0% | 0% | 1 | 64.57% | 0% | 0% | 2 | 61.22% | 0% | 0% | 2 | 11.59% | 0% | 0% | 1 | 76.12% | 0% | 0% | 3 | 52.55% | 0% | 0% | 2 | 0.6594% | 0% | 0% | 1
256 | Alamitos | Greater_LA | 0 | 0 |  | 0% | 0% | 1 |  |  |  |  | 0% | [5 empty] | 0% | 0% | 0% | 1 | 0% | 0% | 0% | 1 | 9.238% | 0% | 0% | 1 | 70.97% | 0% | 0% | 3 | 70.97% | 0% | 0% | 3 | 0% | 0% | 0% | 1 | 0.4458% | 0% | 0% | 1 | 0% | 0% | 1 |  |  |  |  | 0% | [5 empty] | 0.04524% | 0% | 0.04524% | 1 | 0% | 0% | 0% | 1 | 14.45% | 0% | 0% | 1 | 77.52% | 0% | 0% | 3 | 77.52% | 0% | 0% | 3 | 0% | 0% | 0% | 1 | 3.549% | 0% | 0% | 1 | 0% | 0% | 1 |  |  |  |  | 0% | [5 empty] | 1.261% | 0% | 1.261% | 1 | 0.1285% | 0% | 0% | 1 | 13.79% | 0% | 0% | 1 | 76.98% | 0% | 0% | 3 | 77.11% | 0% | 0% | 3 | 0% | 0% | 0% | 1 | 3.431% | 0% | 0% | 1
257 | Shilo III | Solano | 0 | 0 |  | 0% | 0% | 1 |  |  |  |  | 5.246% | [5 empty] | 0% | 0% | 0% | 1 | 20.01% | 0% | 0% | 1 | 37.53% | 0% | 0% | 1 | 34.99% | 0% | 0% | 1 | 54.29% | 0% | 0% | 2 | 3.065% | 0% | 0% | 1 | 30.5% | 0% | 0% | 1 | 0% | 0% | 1 |  |  |  |  | 23.4% | [5 empty] | 0.5208% | 0% | 0.5208% | 1 | 14.32% | 0% | 0% | 1 | 33.83% | 0% | 0% | 1 | 31.68% | 0% | 0% | 1 | 45.87% | 0% | 0% | 1 | 2.325% | 0% | 0% | 1 | 24.4% | 0% | 0% | 1 | 0% | 0% | 1 |  |  |  |  | 31.11% | [5 empty] | 9.033% | 0.4958% | 9.529% | 2 | 20.91% | 0% | 0% | 1 | 26.4% | 0% | 0% | 1 | 26.99% | 0% | 0% | 1 | 44.98% | 0% | 0% | 1 | 7.384% | 0% | 0% | 1 | 17.28% | 0% | 0% | 1
258 | ECO | Greater_Imperial | 560 | 22400 |  | 9496% | 123% | 5 |  |  |  |  | 0% | [5 empty] | 62.35% | 0% | 62.35% | 3 | 11.32% | 138.3% | 300.2% | 5 | 37.76% | 197.1% | 160% | 5 | 42.84% | 214.6% | 152.9% | 5 | 60.02% | 306.8% | 137.8% | 5 | 34.09% | 186.1% | 166.5% | 5 | 1.157% | 306.8% | 137.8% | 5 | 427.3% | 33.45% | 5 |  |  |  |  | 0% | [5 empty] | 66.76% | 6.602% | 73.36% | 3 | 19.11% | 48.98% | 0% | 2 | 14.19% | 46.18% | 0% | 2 | 35.98% | 61.89% | 0% | 3 | 54.83% | 87.72% | 0% | 4 | 43.26% | 69.84% | 0% | 3 | 1.043% | 87.72% | 0% | 4 | 427.3% | 22.95% | 5 |  |  |  |  | 0.1341% | [5 empty] | 49.93% | 25.33% | 75.26% | 5 | 15.16% | 33.01% | 0% | 2 | 12.78% | 32.11% | 0% | 2 | 26.5% | 38.1% | 0% | 2 | 44.23% | 50.21% | 0% | 3 | 50.28% | 56.33% | 0% | 3 | 1.245% | 50.21% | 0% | 3
259 | IID System | Greater_Imperial (Exclude) | 0 | 0 |  | 0% | 0% | 1 |  |  |  |  | 46.63% | [5 empty] | 0% | 0% | 0% | 1 | 2.337e-05% | 0% | 0% | 1 | 36.25% | 0% | 0% | 1 | 38.58% | 0% | 0% | 1 | 40.34% | 0% | 0% | 1 | 0.02293% | 0% | 0% | 1 | 2.358% | 0% | 0% | 1 | 0% | 0% | 1 |  |  |  |  | 55.96% | [5 empty] | 0% | 0% | 0% | 1 | 1.239% | 0% | 0% | 1 | 35.04% | 0% | 0% | 1 | 28.63% | 0% | 0% | 1 | 38.17% | 0% | 0% | 1 | 5.347% | 0% | 0% | 1 | 4.121% | 0% | 0% | 1 | 0% | 0% | 1 |  |  |  |  | 53.23% | [5 empty] | 0% | 0% | 0% | 1 | 2.188% | 0% | 0% | 1 | 22.59% | 0% | 0% | 1 | 17.27% | 0% | 0% | 1 | 25.98% | 0% | 0% | 1 | 7.609% | 0% | 0% | 1 | 3.819% | 0% | 0% | 1
260 | Sonora | Greater_Imperial (Exclude) | 0 | 0 |  | 0% | 0% | 1 |  |  |  |  | 52.97% | [5 empty] | 0% | 0% | 0% | 1 | 7.516% | 0% | 0% | 1 | 46.71% | 0% | 0% | 1 | 50.17% | 0% | 0% | 2 | 52.8% | 0% | 0% | 2 | 3.888% | 0% | 0% | 1 | 5.716% | 0% | 0% | 1 | 0% | 0% | 1 |  |  |  |  | 61.96% | [5 empty] | 0% | 0% | 0% | 1 | 2.786% | 0% | 0% | 1 | 27.94% | 0% | 0% | 1 | 22.24% | 0% | 0% | 1 | 31.46% | 0% | 0% | 1 | 2.179% | 0% | 0% | 1 | 3.512% | 0% | 0% | 1 | 0% | 0% | 1 |  |  |  |  | 59.21% | [5 empty] | 0% | 0% | 0% | 1 | 3.259% | 0% | 0% | 1 | 19.99% | 0% | 0% | 1 | 17.21% | 0% | 0% | 1 | 24.14% | 0% | 0% | 1 | 7.306% | 0% | 0% | 1 | 4.092% | 0% | 0% | 1
261 | Caliente | Kern_Greater_Carrizo | 210 | 8400 |  | 999.9% | 29.33% | 5 |  |  |  |  | 0% | [5 empty] | 0% | 0% | 0% | 1 | 34.19% | 44.56% | 0% | 2 | 2.552% | 30.1% | 0% | 2 | 17.76% | 35.66% | 0% | 2 | 43.8% | 52.18% | 0% | 3 | 52.61% | 61.89% | 0% | 3 | 2.08% | 52.18% | 0% | 3 | 999.9% | 18.84% | 5 |  |  |  |  | 0% | [5 empty] | 0.1492% | 0% | 0.1492% | 1 | 50.86% | 38.35% | 0% | 2 | 1.64% | 19.16% | 0% | 1 | 11.41% | 21.27% | 0% | 2 | 57.04% | 43.86% | 0% | 2 | 65.74% | 55% | 0% | 3 | 1.37% | 43.86% | 0% | 2 | 999.9% | 11.13% | 5 |  |  |  |  | 0% | [5 empty] | 13.28% | 0% | 13.28% | 1 | 43.4% | 19.66% | 0% | 1 | 2.366% | 11.4% | 0% | 1 | 8.128% | 12.11% | 0% | 1 | 48.44% | 21.58% | 0% | 2 | 69.06% | 35.96% | 0% | 2 | 1.319% | 21.58% | 0% | 2
262 | Regulus | Central_Valley_North_Los_Banos | 0 | 0 |  | 0% | 0% | 1 |  |  |  |  | 0% | [5 empty] | 0% | 0% | 0% | 1 | 0% | 0% | 0% | 1 | 0% | 0% | 0% | 1 | 0% | 0% | 0% | 1 | 0% | 0% | 0% | 1 | 0% | 0% | 0% | 1 | 0% | 0% | 0% | 1 | 0% | 0% | 1 |  |  |  |  | 0% | [5 empty] | 0% | 100% | 100% | 5 | 100% | 0% | 0% | 5 | 1.98% | 0% | 0% | 1 | 1.98% | 0% | 0% | 1 | 100% | 0% | 0% | 5 | 30.87% | 0% | 0% | 1 | 1.444% | 0% | 0% | 1 | 0% | 0% | 1 |  |  |  |  | 0% | [5 empty] | 17.18% | 82.82% | 100% | 5 | 63.4% | 0% | 0% | 2 | 14.75% | 0% | 0% | 1 | 17.17% | 0% | 0% | 1 | 69.21% | 0% | 0% | 2 | 46.02% | 0% | 0% | 1 | 2.867% | 0% | 0% | 1
263 | Geysers 12 | Mendocino_Marin | 0 | 0 |  | 0% | 0% | 1 |  |  |  |  | 0.1002% | [5 empty] | 9.898% | 89.5% | 99.4% | 5 | 75.94% | 0% | 0% | 3 | 65.62% | 0% | 0% | 2 | 92.93% | 0% | 0% | 4 | 100% | 0% | 0% | 5 | 39.01% | 0% | 0% | 1 | 1.372% | 0% | 0% | 1 | 0% | 0% | 1 |  |  |  |  | 2.971% | [5 empty] | 29.79% | 63.96% | 93.76% | 5 | 64.55% | 0% | 0% | 2 | 46.08% | 0% | 0% | 1 | 78% | 0% | 0% | 3 | 95.52% | 0% | 0% | 5 | 39.63% | 0% | 0% | 1 | 1.239% | 0% | 0% | 1 | 0% | 0% | 1 |  |  |  |  | 2.025% | [5 empty] | 43.81% | 51.79% | 95.6% | 5 | 68.36% | 0% | 0% | 2 | 38.55% | 0% | 0% | 1 | 74.96% | 0% | 0% | 3 | 93.76% | 0% | 0% | 4 | 52.08% | 0% | 0% | 2 | 1.438% | 0% | 0% | 1
264 | Solar SS | Kern_Greater_Carrizo | 0 | 0 |  | 0% | 0% | 1 |  |  |  |  | 0% | [5 empty] | 0% | 0% | 0% | 1 | 54.65% | 0% | 0% | 2 | 0% | 0% | 0% | 1 | 10.48% | 0% | 0% | 1 | 60.15% | 0% | 0% | 2 | 72.33% | 0% | 0% | 3 | 1.455% | 0% | 0% | 1 | 0% | 0% | 1 |  |  |  |  | 0% | [5 empty] | 18.29% | 0% | 18.29% | 1 | 43.88% | 0% | 0% | 1 | 3.16% | 0% | 0% | 1 | 8.906% | 0% | 0% | 1 | 49.71% | 0% | 0% | 1 | 68.48% | 0% | 0% | 2 | 1.487% | 0% | 0% | 1 | 0% | 0% | 1 |  |  |  |  | 0.01931% | [5 empty] | 24.27% | 4.438% | 28.7% | 2 | 43.95% | 0% | 0% | 1 | 5.958% | 0% | 0% | 1 | 16.7% | 0% | 0% | 1 | 55.99% | 0% | 0% | 2 | 65.68% | 0% | 0% | 2 | 1.985% | 0% | 0% | 1
265 | Olive | Central_Valley_North_Los_Banos | 0 | 0 |  | 0% | 0% | 1 |  |  |  |  | 0% | [5 empty] | 0% | 0% | 0% | 1 | 0% | 0% | 0% | 1 | 0% | 0% | 0% | 1 | 0% | 0% | 0% | 1 | 0% | 0% | 0% | 1 | 0% | 0% | 0% | 1 | 0% | 0% | 0% | 1 | 0% | 0% | 1 |  |  |  |  | 0% | [5 empty] | 0% | 0% | 0% | 1 | 0% | 0% | 0% | 1 | 0% | 0% | 0% | 1 | 0% | 0% | 0% | 1 | 0% | 0% | 0% | 1 | 0% | 0% | 0% | 1 | 0% | 0% | 0% | 1 | 0% | 0% | 1 |  |  |  |  | 0% | [5 empty] | 0% | 0% | 0% | 1 | 0% | 0% | 0% | 1 | 0% | 0% | 0% | 1 | 0% | 0% | 0% | 1 | 0% | 0% | 0% | 1 | 0% | 0% | 0% | 1 | 0% | 0% | 0% | 1
266 | 7th Standard | Central_Valley_North_Los_Banos | 0 | 0 |  | 0% | 0% | 1 |  |  |  |  | 0% | [5 empty] | 0% | 0% | 0% | 1 | 0% | 0% | 0% | 1 | 0% | 0% | 0% | 1 | 0% | 0% | 0% | 1 | 0% | 0% | 0% | 1 | 0% | 0% | 0% | 1 | 0% | 0% | 0% | 1 | 0% | 0% | 1 |  |  |  |  | 0% | [5 empty] | 0% | 0% | 0% | 1 | 0% | 0% | 0% | 1 | 0% | 0% | 0% | 1 | 0% | 0% | 0% | 1 | 0% | 0% | 0% | 1 | 0% | 0% | 0% | 1 | 0% | 0% | 0% | 1 | 0% | 0% | 1 |  |  |  |  | 0% | [5 empty] | 0% | 0% | 0% | 1 | 0% | 0% | 0% | 1 | 0% | 0% | 0% | 1 | 0% | 0% | 0% | 1 | 0% | 0% | 0% | 1 | 0% | 0% | 0% | 1 | 0% | 0% | 0% | 1
267 | Delevan | Northern_California | 0 | 0 |  | 0% | 0% | 1 |  |  |  |  | 21.26% | [5 empty] | 24.17% | 0% | 24.17% | 2 | 38.37% | 0% | 0% | 1 | 12% | 0% | 0% | 1 | 26.41% | 0% | 0% | 1 | 60.79% | 0% | 0% | 2 | 37.49% | 0% | 0% | 1 | 3.184% | 0% | 0% | 1 | 0% | 0% | 1 |  |  |  |  | 25.23% | [5 empty] | 24.94% | 0% | 24.94% | 2 | 28.96% | 0% | 0% | 1 | 9.636% | 0% | 0% | 1 | 25.25% | 0% | 0% | 1 | 50.76% | 0% | 0% | 2 | 34.51% | 0% | 0% | 1 | 3.215% | 0% | 0% | 1 | 0% | 0% | 1 |  |  |  |  | 30.56% | [5 empty] | 21.82% | 0% | 21.82% | 2 | 28.92% | 0% | 0% | 1 | 9.998% | 0% | 0% | 1 | 24.77% | 0% | 0% | 1 | 49.77% | 0% | 0% | 1 | 30.76% | 0% | 0% | 1 | 4.312% | 0% | 0% | 1
268 | Mustang | Kern_Greater_Carrizo | 0 | 0 |  | 0% | 0% | 1 |  |  |  |  | 0.1328% | [5 empty] | 42.3% | 55.75% | 98.05% | 5 | 60.11% | 0% | 0% | 2 | 25.83% | 0% | 0% | 1 | 66.82% | 0% | 0% | 2 | 82.03% | 0% | 0% | 3 | 80.46% | 0% | 0% | 3 | 9.261% | 0% | 0% | 1 | 0% | 0% | 1 |  |  |  |  | 0.3908% | [5 empty] | 36.77% | 53.65% | 90.43% | 5 | 36.05% | 0% | 0% | 1 | 15.46% | 0% | 0% | 1 | 41.73% | 0% | 0% | 1 | 56.63% | 0% | 0% | 2 | 55.48% | 0% | 0% | 2 | 7.373% | 0% | 0% | 1 | 0% | 0% | 1 |  |  |  |  | 1.542% | [5 empty] | 35.93% | 39.97% | 75.9% | 5 | 34.75% | 0% | 0% | 1 | 15.38% | 0% | 0% | 1 | 40.54% | 0% | 0% | 1 | 56.73% | 0% | 0% | 2 | 48.43% | 0% | 0% | 1 | 5.624% | 0% | 0% | 1
269 | Tranquility | Central_Valley_North_Los_Banos | 0 | 0 |  | 0% | 0% | 1 |  |  |  |  | 38.42% | [5 empty] | 0% | 0% | 0% | 1 | 17.67% | 0% | 0% | 1 | 0.1093% | 0% | 0% | 1 | 6.307% | 0% | 0% | 1 | 20.83% | 0% | 0% | 1 | 0% | 0% | 0% | 1 | 0.6116% | 0% | 0% | 1 | 0% | 0% | 1 |  |  |  |  | 39.39% | [5 empty] | 0% | 0% | 0% | 1 | 23.75% | 0% | 0% | 1 | 4.542% | 0% | 0% | 1 | 12.07% | 0% | 0% | 1 | 31.02% | 0% | 0% | 1 | 0.1773% | 0% | 0% | 1 | 2.401% | 0% | 0% | 1 | 0% | 0% | 1 |  |  |  |  | 30.02% | [5 empty] | 0% | 0% | 0% | 1 | 27.21% | 0% | 0% | 1 | 9.313% | 0% | 0% | 1 | 14.94% | 0% | 0% | 1 | 36.9% | 0% | 0% | 1 | 1.704% | 0% | 0% | 1 | 2.933% | 0% | 0% | 1
270 | Calcite | Greater_Kramer | 150 | 6000 |  | 999.9% | 8.295% | 4 |  |  |  |  | 0.857% | [5 empty] | 0% | 0% | 0% | 1 | 44.1% | 14.84% | 0% | 1 | 23.26% | 10.81% | 0% | 1 | 19.72% | 10.33% | 0% | 1 | 56.87% | 19.23% | 0% | 2 | 17.82% | 10.09% | 0% | 1 | 0.5962% | 19.23% | 0% | 1 | 999.9% | 5.357% | 4 |  |  |  |  | 0.5867% | [5 empty] | 7.234% | 0% | 7.234% | 1 | 44.58% | 9.667% | 0% | 1 | 27.06% | 7.345% | 0% | 1 | 24.44% | 7.09% | 0% | 1 | 61.96% | 14.08% | 0% | 2 | 27.37% | 7.376% | 0% | 1 | 0.4698% | 14.08% | 0% | 1 | 999.9% | 4.311% | 4 |  |  |  |  | 0.4721% | [5 empty] | 18.52% | 0.266% | 18.79% | 2 | 39.64% | 7.141% | 0% | 1 | 29.44% | 6.109% | 0% | 1 | 31.28% | 6.273% | 0% | 1 | 63.57% | 11.83% | 0% | 2 | 35.93% | 6.728% | 0% | 1 | 0.5714% | 11.83% | 0% | 1
271 | Trout Canyon (fka Crazy Eyes) | Southern_NV_Eldorado | 0 | 0 |  | 0% | 0% | 1 |  |  |  |  | 0% | [5 empty] | 0% | 0% | 0% | 1 | 0% | 0% | 0% | 1 | 0% | 0% | 0% | 1 | 0% | 0% | 0% | 1 | 0% | 0% | 0% | 1 | 0% | 0% | 0% | 1 | 0% | 0% | 0% | 1 | 0% | 0% | 1 |  |  |  |  | 0% | [5 empty] | 0% | 0% | 0% | 1 | 21.65% | 0% | 0% | 1 | 0.346% | 0% | 0% | 1 | 43.68% | 0% | 0% | 1 | 54.99% | 0% | 0% | 2 | 80.13% | 0% | 0% | 3 | 0.003519% | 0% | 0% | 1 | 0% | 0% | 1 |  |  |  |  | 0% | [5 empty] | 0% | 0% | 0% | 1 | 17.9% | 0% | 0% | 1 | 0.2862% | 0% | 0% | 1 | 43.8% | 0% | 0% | 1 | 53.14% | 0% | 0% | 2 | 73.25% | 0% | 0% | 3 | 0.1149% | 0% | 0% | 1
272 | Delaney | Arizona | 0 | 0 |  | 0% | 0% | 1 |  |  |  |  | 0% | [5 empty] | 0% | 0% | 0% | 1 | 0% | 0% | 0% | 1 | 0% | 0% | 0% | 1 | 0% | 0% | 0% | 1 | 0% | 0% | 0% | 1 | 0% | 0% | 0% | 1 | 0% | 0% | 0% | 1 | 0% | 0% | 1 |  |  |  |  | 0% | [5 empty] | 0% | 0% | 0% | 1 | 0% | 0% | 0% | 1 | 0% | 0% | 0% | 1 | 0% | 0% | 0% | 1 | 0% | 0% | 0% | 1 | 0% | 0% | 0% | 1 | 0% | 0% | 0% | 1 | 0% | 0% | 1 |  |  |  |  | 0% | [5 empty] | 0% | 0% | 0% | 1 | 0% | 0% | 0% | 1 | 0% | 0% | 0% | 1 | 0% | 0% | 0% | 1 | 0% | 0% | 0% | 1 | 0% | 0% | 0% | 1 | 0% | 0% | 0% | 1
273 | Desert View | Southern_NV_Eldorado | 0 | 0 |  | 0% | 0% | 1 |  |  |  |  | 0% | [5 empty] | 0% | 0% | 0% | 1 | 0% | 0% | 0% | 1 | 0% | 0% | 0% | 1 | 0% | 0% | 0% | 1 | 0% | 0% | 0% | 1 | 0% | 0% | 0% | 1 | 0% | 0% | 0% | 1 | 0% | 0% | 1 |  |  |  |  | 0% | [5 empty] | 0% | 0% | 0% | 1 | 0% | 0% | 0% | 1 | 0% | 0% | 0% | 1 | 0% | 0% | 0% | 1 | 0% | 0% | 0% | 1 | 0% | 0% | 0% | 1 | 0% | 0% | 0% | 1 | 0% | 0% | 1 |  |  |  |  | 0% | [5 empty] | 0% | 0% | 0% | 1 | 0% | 0% | 0% | 1 | 0% | 0% | 0% | 1 | 0% | 0% | 0% | 1 | 0% | 0% | 0% | 1 | 0% | 0% | 0% | 1 | 0% | 0% | 0% | 1
274 | Carpenter Canyon (fka Gamebird) | Southern_NV_Eldorado | 0 | 0 |  | 0% | 0% | 1 |  |  |  |  | 0% | [5 empty] | 0% | 0% | 0% | 1 | 36.06% | 0% | 0% | 1 | 1.106% | 0% | 0% | 1 | 11.19% | 0% | 0% | 1 | 37.16% | 0% | 0% | 1 | 100% | 0% | 0% | 5 | 0% | 0% | 0% | 1 | 0% | 0% | 1 |  |  |  |  | 0% | [5 empty] | 0% | 0% | 0% | 1 | 19.56% | 0% | 0% | 1 | 5.107% | 0% | 0% | 1 | 47.92% | 0% | 0% | 1 | 58.14% | 0% | 0% | 2 | 77.27% | 0% | 0% | 3 | 0.7032% | 0% | 0% | 1 | 0% | 0% | 1 |  |  |  |  | 0% | [5 empty] | 0% | 0% | 0% | 1 | 17.67% | 0% | 0% | 1 | 4.612% | 0% | 0% | 1 | 52.04% | 0% | 0% | 2 | 61.27% | 0% | 0% | 2 | 77.66% | 0% | 0% | 3 | 0.6365% | 0% | 0% | 1
275 | Hassayampa | Arizona | 0 | 0 |  | 0% | 0% | 1 |  |  |  |  | 0% | [5 empty] | 0% | 0% | 0% | 1 | 0% | 0% | 0% | 1 | 0% | 0% | 0% | 1 | 0% | 0% | 0% | 1 | 0% | 0% | 0% | 1 | 0% | 0% | 0% | 1 | 0% | 0% | 0% | 1 | 0% | 0% | 1 |  |  |  |  | 0% | [5 empty] | 0% | 0% | 0% | 1 | 0% | 0% | 0% | 1 | 0% | 0% | 0% | 1 | 0% | 0% | 0% | 1 | 0% | 0% | 0% | 1 | 0% | 0% | 0% | 1 | 0% | 0% | 0% | 1 | 0% | 0% | 1 |  |  |  |  | 0% | [5 empty] | 0% | 0% | 0% | 1 | 0% | 0% | 0% | 1 | 0% | 0% | 0% | 1 | 0% | 0% | 0% | 1 | 0% | 0% | 0% | 1 | 0% | 0% | 0% | 1 | 0% | 0% | 0% | 1
276 | Hoodoo Wash | Arizona | 0 | 0 |  | 0% | 0% | 1 |  |  |  |  | 0% | [5 empty] | 0% | 0% | 0% | 1 | 0% | 0% | 0% | 1 | 0% | 0% | 0% | 1 | 0% | 0% | 0% | 1 | 0% | 0% | 0% | 1 | 0% | 0% | 0% | 1 | 0% | 0% | 0% | 1 | 0% | 0% | 1 |  |  |  |  | 0% | [5 empty] | 0% | 0% | 0% | 1 | 0% | 0% | 0% | 1 | 0% | 0% | 0% | 1 | 0% | 0% | 0% | 1 | 0% | 0% | 0% | 1 | 0% | 0% | 0% | 1 | 0% | 0% | 0% | 1 | 0% | 0% | 1 |  |  |  |  | 0% | [5 empty] | 0% | 0% | 0% | 1 | 0% | 0% | 0% | 1 | 0% | 0% | 0% | 1 | 0% | 0% | 0% | 1 | 0% | 0% | 0% | 1 | 0% | 0% | 0% | 1 | 0% | 0% | 0% | 1
277 | Innovation | Southern_NV_Eldorado | 0 | 0 |  | 0% | 0% | 1 |  |  |  |  | 0% | [5 empty] | 0% | 0% | 0% | 1 | 0% | 0% | 0% | 1 | 0% | 0% | 0% | 1 | 0% | 0% | 0% | 1 | 0% | 0% | 0% | 1 | 0% | 0% | 0% | 1 | 0% | 0% | 0% | 1 | 0% | 0% | 1 |  |  |  |  | 0% | [5 empty] | 0% | 0% | 0% | 1 | 0% | 0% | 0% | 1 | 0% | 0% | 0% | 1 | 0% | 0% | 0% | 1 | 0% | 0% | 0% | 1 | 0% | 0% | 0% | 1 | 0% | 0% | 0% | 1 | 0% | 0% | 1 |  |  |  |  | 0% | [5 empty] | 0% | 0% | 0% | 1 | 0% | 0% | 0% | 1 | 0% | 0% | 0% | 1 | 0% | 0% | 0% | 1 | 0% | 0% | 0% | 1 | 0% | 0% | 0% | 1 | 0% | 0% | 0% | 1
278 | Lathrop | Southern_NV_Eldorado | 0 | 0 |  | 0% | 0% | 1 |  |  |  |  | 0% | [5 empty] | 0% | 0% | 0% | 1 | 0% | 0% | 0% | 1 | 0% | 0% | 0% | 1 | 0% | 0% | 0% | 1 | 0% | 0% | 0% | 1 | 0% | 0% | 0% | 1 | 0% | 0% | 0% | 1 | 0% | 0% | 1 |  |  |  |  | 0% | [5 empty] | 0% | 0% | 0% | 1 | 0% | 0% | 0% | 1 | 0% | 0% | 0% | 1 | 0% | 0% | 0% | 1 | 0% | 0% | 0% | 1 | 0% | 0% | 0% | 1 | 0% | 0% | 0% | 1 | 0% | 0% | 1 |  |  |  |  | 0% | [5 empty] | 0% | 0% | 0% | 1 | 0% | 0% | 0% | 1 | 0% | 0% | 0% | 1 | 0% | 0% | 0% | 1 | 0% | 0% | 0% | 1 | 100% | 0% | 0% | 5 | 0.4541% | 0% | 0% | 1
279 | Mohave | Southern_NV_Eldorado | 0 | 0 |  | 0% | 0% | 1 |  |  |  |  | 0% | [5 empty] | 0% | 0% | 0% | 1 | 0% | 0% | 0% | 1 | 44.26% | 0% | 0% | 1 | 0% | 0% | 0% | 1 | 44.26% | 0% | 0% | 1 | 74.52% | 0% | 0% | 3 | 8.92% | 0% | 0% | 1 | 0% | 0% | 1 |  |  |  |  | 0% | [5 empty] | 0% | 0% | 0% | 1 | 13.93% | 0% | 0% | 1 | 88.93% | 0% | 0% | 3 | 0% | 0% | 0% | 1 | 88.93% | 0% | 0% | 3 | 25% | 0% | 0% | 1 | 15.48% | 0% | 0% | 1 | 0% | 0% | 1 |  |  |  |  | 0% | [5 empty] | 0% | 0% | 0% | 1 | 23.49% | 0% | 0% | 1 | 79.04% | 0% | 0% | 3 | 0% | 0% | 0% | 1 | 84.3% | 0% | 0% | 3 | 28.72% | 0% | 0% | 1 | 12.63% | 0% | 0% | 1
280 | Pahrump | Southern_NV_Eldorado | 0 | 0 |  | 0% | 0% | 1 |  |  |  |  | 0% | [5 empty] | 0% | 0% | 0% | 1 | 0% | 0% | 0% | 1 | 39.38% | 0% | 0% | 1 | 44.93% | 0% | 0% | 1 | 44.93% | 0% | 0% | 1 | 82.18% | 0% | 0% | 3 | 5.458% | 0% | 0% | 1 | 0% | 0% | 1 |  |  |  |  | 0% | [5 empty] | 0% | 0% | 0% | 1 | 24.47% | 0% | 0% | 1 | 6.389% | 0% | 0% | 1 | 34.85% | 0% | 0% | 1 | 47.63% | 0% | 0% | 1 | 86.28% | 0% | 0% | 3 | 0.8777% | 0% | 0% | 1 | 0% | 0% | 1 |  |  |  |  | 0% | [5 empty] | 0% | 0% | 0% | 1 | 17.28% | 0% | 0% | 1 | 4.511% | 0% | 0% | 1 | 50.85% | 0% | 0% | 2 | 59.88% | 0% | 0% | 2 | 76.68% | 0% | 0% | 3 | 0.6482% | 0% | 0% | 1
281 | Palo Verde | Arizona | 0 | 0 |  | 0% | 0% | 1 |  |  |  |  | 0% | [5 empty] | 0% | 0% | 0% | 1 | 0% | 0% | 0% | 1 | 0% | 0% | 0% | 1 | 0% | 0% | 0% | 1 | 0% | 0% | 0% | 1 | 0% | 0% | 0% | 1 | 0% | 0% | 0% | 1 | 0% | 0% | 1 |  |  |  |  | 0% | [5 empty] | 0% | 0% | 0% | 1 | 0% | 0% | 0% | 1 | 0% | 0% | 0% | 1 | 0% | 0% | 0% | 1 | 0% | 0% | 0% | 1 | 0% | 0% | 0% | 1 | 0% | 0% | 0% | 1 | 0% | 0% | 1 |  |  |  |  | 0% | [5 empty] | 0% | 0% | 0% | 1 | 0% | 0% | 0% | 1 | 0% | 0% | 0% | 1 | 0% | 0% | 0% | 1 | 0% | 0% | 0% | 1 | 0% | 0% | 0% | 1 | 0% | 0% | 0% | 1
282 | Primm | Southern_NV_Eldorado | 0 | 0 |  | 0% | 0% | 1 |  |  |  |  | 0% | [5 empty] | 0% | 0% | 0% | 1 | 87.62% | 0% | 0% | 3 | 79.14% | 0% | 0% | 3 | 11.82% | 0% | 0% | 1 | 99.4% | 0% | 0% | 5 | 44.91% | 0% | 0% | 1 | 0% | 0% | 0% | 1 | 0% | 0% | 1 |  |  |  |  | 0% | [5 empty] | 0% | 0% | 0% | 1 | 87.51% | 0% | 0% | 3 | 78.98% | 0% | 0% | 3 | 11.77% | 0% | 0% | 1 | 99.24% | 0% | 0% | 5 | 45.14% | 0% | 0% | 1 | 0% | 0% | 0% | 1 | 0% | 0% | 1 |  |  |  |  | 0% | [5 empty] | 0% | 0% | 0% | 1 | 72.23% | 0% | 0% | 3 | 67.31% | 0% | 0% | 2 | 11.79% | 0% | 0% | 1 | 83.99% | 0% | 0% | 3 | 46.91% | 0% | 0% | 1 | 0.7376% | 0% | 0% | 1
283 | Sloan Canyon (fka Bob) | Southern_NV_Eldorado | 0 | 0 |  | 0% | 0% | 1 |  |  |  |  | 0% | [5 empty] | 0% | 0% | 0% | 1 | 0% | 0% | 0% | 1 | 0% | 0% | 0% | 1 | 0% | 0% | 0% | 1 | 0% | 0% | 0% | 1 | 0% | 0% | 0% | 1 | 0% | 0% | 0% | 1 | 0% | 0% | 1 |  |  |  |  | 0% | [5 empty] | 0% | 0% | 0% | 1 | 0% | 0% | 0% | 1 | 0% | 0% | 0% | 1 | 0% | 0% | 0% | 1 | 0% | 0% | 0% | 1 | 0% | 0% | 0% | 1 | 0% | 0% | 0% | 1 | 0% | 0% | 1 |  |  |  |  | 0% | [5 empty] | 0% | 0% | 0% | 1 | 0% | 0% | 0% | 1 | 0% | 0% | 0% | 1 | 0% | 0% | 0% | 1 | 0% | 0% | 0% | 1 | 0% | 0% | 0% | 1 | 0% | 0% | 0% | 1
284 | Valley (VEA) | Southern_NV_Eldorado | 0 | 0 |  | 0% | 0% | 1 |  |  |  |  | 0% | [5 empty] | 0% | 0% | 0% | 1 | 0% | 0% | 0% | 1 | 0% | 0% | 0% | 1 | 0% | 0% | 0% | 1 | 0% | 0% | 0% | 1 | 100% | 0% | 0% | 5 | 0.4541% | 0% | 0% | 1 | 0% | 0% | 1 |  |  |  |  | 0% | [5 empty] | 0% | 0% | 0% | 1 | 0% | 0% | 0% | 1 | 0% | 0% | 0% | 1 | 0% | 0% | 0% | 1 | 0% | 0% | 0% | 1 | 100% | 0% | 0% | 5 | 0.4541% | 0% | 0% | 1 | 0% | 0% | 1 |  |  |  |  | 0% | [5 empty] | 0% | 0% | 0% | 1 | 0% | 0% | 0% | 1 | 0% | 0% | 0% | 1 | 0% | 0% | 0% | 1 | 0% | 0% | 0% | 1 | 100% | 0% | 0% | 5 | 0.4541% | 0% | 0% | 1
285 | Vista (VEA) | Southern_NV_Eldorado | 0 | 0 |  | 0% | 0% | 1 |  |  |  |  | 0% | [5 empty] | 0% | 0% | 0% | 1 | 0% | 0% | 0% | 1 | 0% | 0% | 0% | 1 | 0% | 0% | 0% | 1 | 0% | 0% | 0% | 1 | 0% | 0% | 0% | 1 | 0% | 0% | 0% | 1 | 0% | 0% | 1 |  |  |  |  | 0% | [5 empty] | 0% | 0% | 0% | 1 | 0.08838% | 0% | 0% | 1 | 71.61% | 0% | 0% | 3 | 95.71% | 0% | 0% | 5 | 95.8% | 0% | 0% | 5 | 57.04% | 0% | 0% | 2 | 10.48% | 0% | 0% | 1 | 0% | 0% | 1 |  |  |  |  | 0% | [5 empty] | 0% | 0% | 0% | 1 | 12.15% | 0% | 0% | 1 | 15.52% | 0% | 0% | 1 | 30.66% | 0% | 0% | 1 | 42.82% | 0% | 0% | 1 | 86.98% | 0% | 0% | 3 | 2.132% | 0% | 0% | 1
286 | Bay Boulevard | Greater_SD | 0 | 0 |  | 0% | 0% | 1 |  |  |  |  | 0% | [5 empty] | 3.408% | 0% | 3.408% | 1 | 2.124% | 0% | 0% | 1 | 22.3% | 0% | 0% | 1 | 85.63% | 0% | 0% | 3 | 85.98% | 0% | 0% | 3 | 0% | 0% | 0% | 1 | 3.596% | 0% | 0% | 1 | 0% | 0% | 1 |  |  |  |  | 0% | [5 empty] | 7.001% | 0% | 7.001% | 1 | 4.379% | 0% | 0% | 1 | 25.71% | 0% | 0% | 1 | 81.12% | 0% | 0% | 3 | 81.41% | 0% | 0% | 3 | 1.635% | 0% | 0% | 1 | 3.666% | 0% | 0% | 1 | 0% | 0% | 1 |  |  |  |  | 0% | [5 empty] | 6.869% | 0.1147% | 6.983% | 2 | 4.297% | 0% | 0% | 1 | 25.4% | 0% | 0% | 1 | 80.46% | 0% | 0% | 3 | 80.75% | 0% | 0% | 3 | 1.719% | 0% | 0% | 1 | 3.64% | 0% | 0% | 1
287 | Beatty | Southern_NV_Eldorado | 0 | 0 |  | 0% | 0% | 1 |  |  |  |  | 0% | [5 empty] | 0% | 0% | 0% | 1 | 0% | 0% | 0% | 1 | 0% | 0% | 0% | 1 | 0% | 0% | 0% | 1 | 0% | 0% | 0% | 1 | 0% | 0% | 0% | 1 | 0% | 0% | 0% | 1 | 0% | 0% | 1 |  |  |  |  | 0% | [5 empty] | 0% | 0% | 0% | 1 | 0% | 0% | 0% | 1 | 0% | 0% | 0% | 1 | 0% | 0% | 0% | 1 | 0% | 0% | 0% | 1 | 100% | 0% | 0% | 5 | 0% | 0% | 0% | 1 | 0% | 0% | 1 |  |  |  |  | 0% | [5 empty] | 0% | 0% | 0% | 1 | 0% | 0% | 0% | 1 | 0% | 0% | 0% | 1 | 0% | 0% | 0% | 1 | 0% | 0% | 0% | 1 | 100% | 0% | 0% | 5 | 0% | 0% | 0% | 1
288 | Lee Lake (Proposed) | Riverside (Exclude) | 0 | 0 |  | 0% | 0% | 1 |  |  |  |  | 0% | [5 empty] | 0% | 0% | 0% | 1 | 0% | 0% | 0% | 1 | 0% | 0% | 0% | 1 | 0% | 0% | 0% | 1 | 0% | 0% | 0% | 1 | 0% | 0% | 0% | 1 | 0% | 0% | 0% | 1 | 0% | 0% | 1 |  |  |  |  | 0% | [5 empty] | 0% | 0% | 0% | 1 | 0% | 0% | 0% | 1 | 0% | 0% | 0% | 1 | 0% | 0% | 0% | 1 | 0% | 0% | 0% | 1 | 0% | 0% | 0% | 1 | 0% | 0% | 0% | 1 | 0% | 0% | 1 |  |  |  |  | 0% | [5 empty] | 0% | 100% | 100% | 5 | 67.71% | 0% | 0% | 2 | 32.29% | 0% | 0% | 1 | 32.29% | 0% | 0% | 1 | 100% | 0% | 0% | 5 | 50.93% | 0% | 0% | 2 | 1.329% | 0% | 0% | 1
289 | Leprino Jct | Central_Valley_North_Los_Banos | 0 | 0 |  | 0% | 0% | 1 |  |  |  |  | 30.4% | [5 empty] | 0% | 0% | 0% | 1 | 1.248% | 0% | 0% | 1 | 0% | 0% | 0% | 1 | 0.1467% | 0% | 0% | 1 | 1.248% | 0% | 0% | 1 | 0% | 0% | 0% | 1 | 3.591% | 0% | 0% | 1 | 0% | 0% | 1 |  |  |  |  | 50.36% | [5 empty] | 0% | 0% | 0% | 1 | 4.111% | 0% | 0% | 1 | 2.046% | 0% | 0% | 1 | 2.584% | 0% | 0% | 1 | 6.101% | 0% | 0% | 1 | 0% | 0% | 0% | 1 | 2.297% | 0% | 0% | 1 | 0% | 0% | 1 |  |  |  |  | 54.85% | [5 empty] | 0% | 0% | 0% | 1 | 5.464% | 0% | 0% | 1 | 1.768% | 0% | 0% | 1 | 4.534% | 0% | 0% | 1 | 9.626% | 0% | 0% | 1 | 0% | 0% | 0% | 1 | 1.774% | 0% | 0% | 1
290 | Mead | Southern_NV_Eldorado | 0 | 0 |  | 0% | 0% | 1 |  |  |  |  | 0% | [5 empty] | 0% | 0% | 0% | 1 | 0% | 0% | 0% | 1 | 0% | 0% | 0% | 1 | 0% | 0% | 0% | 1 | 0% | 0% | 0% | 1 | 0% | 0% | 0% | 1 | 0% | 0% | 0% | 1 | 0% | 0% | 1 |  |  |  |  | 0% | [5 empty] | 0% | 0% | 0% | 1 | 0% | 0% | 0% | 1 | 0% | 0% | 0% | 1 | 0% | 0% | 0% | 1 | 0% | 0% | 0% | 1 | 0% | 0% | 0% | 1 | 0% | 0% | 0% | 1 | 0% | 0% | 1 |  |  |  |  | 0% | [5 empty] | 0% | 0% | 0% | 1 | 0% | 0% | 0% | 1 | 0% | 0% | 0% | 1 | 0% | 0% | 0% | 1 | 0% | 0% | 0% | 1 | 0% | 0% | 0% | 1 | 0% | 0% | 0% | 1
291 | Quinto | Central_Valley_North_Los_Banos | 0 | 0 |  | 0% | 0% | 1 |  |  |  |  | 7.754% | [5 empty] | 2.722% | 0% | 2.722% | 1 | 78.98% | 0% | 0% | 3 | 3.415% | 0% | 0% | 1 | 12% | 0% | 0% | 1 | 80.65% | 0% | 0% | 3 | 24.03% | 0% | 0% | 1 | 6.508% | 0% | 0% | 1 | 0% | 0% | 1 |  |  |  |  | 6.961% | [5 empty] | 6.87% | 0% | 6.87% | 1 | 75.48% | 0% | 0% | 3 | 7.003% | 0% | 0% | 1 | 14.34% | 0% | 0% | 1 | 79.83% | 0% | 0% | 3 | 39.21% | 0% | 0% | 1 | 7.551% | 0% | 0% | 1 | 0% | 0% | 1 |  |  |  |  | 17.22% | [5 empty] | 6.107% | 0% | 6.107% | 1 | 67.68% | 0% | 0% | 2 | 11.37% | 0% | 0% | 1 | 17.38% | 0% | 0% | 1 | 72.98% | 0% | 0% | 3 | 33.46% | 0% | 0% | 1 | 7.934% | 0% | 0% | 1
292 | Sandy | Southern_NV_Eldorado | 0 | 0 |  | 0% | 0% | 1 |  |  |  |  | 0% | [5 empty] | 0% | 0% | 0% | 1 | 0% | 0% | 0% | 1 | 0% | 0% | 0% | 1 | 0% | 0% | 0% | 1 | 0% | 0% | 0% | 1 | 0% | 0% | 0% | 1 | 0% | 0% | 0% | 1 | 0% | 0% | 1 |  |  |  |  | 0% | [5 empty] | 0% | 0% | 0% | 1 | 0% | 0% | 0% | 1 | 0% | 0% | 0% | 1 | 6.361% | 0% | 0% | 1 | 6.361% | 0% | 0% | 1 | 9.036% | 0% | 0% | 1 | 1.088% | 0% | 0% | 1 | 0% | 0% | 1 |  |  |  |  | 0% | [5 empty] | 0% | 0% | 0% | 1 | 18.24% | 0% | 0% | 1 | 0.09726% | 0% | 0% | 1 | 43.24% | 0% | 0% | 1 | 52.76% | 0% | 0% | 2 | 69.99% | 0% | 0% | 2 | 0.3592% | 0% | 0% | 1
293 | Eldorado | Southern_NV_Eldorado | 0 | 0 |  | 0% | 0% | 1 |  |  |  |  | 0% | [5 empty] | 0% | 0% | 0% | 1 | 0% | 0% | 0% | 1 | 0% | 0% | 0% | 1 | 0% | 0% | 0% | 1 | 0% | 0% | 0% | 1 | 0% | 0% | 0% | 1 | 0% | 0% | 0% | 1 | 0% | 0% | 1 |  |  |  |  | 0% | [5 empty] | 0% | 0% | 0% | 1 | 0% | 0% | 0% | 1 | 0% | 0% | 0% | 1 | 0% | 0% | 0% | 1 | 0% | 0% | 0% | 1 | 0% | 0% | 0% | 1 | 0% | 0% | 0% | 1 | 0% | 0% | 1 |  |  |  |  | 0% | [5 empty] | 0% | 0% | 0% | 1 | 0% | 0% | 0% | 1 | 0% | 0% | 0% | 1 | 0% | 0% | 0% | 1 | 0% | 0% | 0% | 1 | 0% | 0% | 0% | 1 | 0% | 0% | 0% | 1

## Land_OOS_Analysis_Wind_2034
Acres/MW
|  |  |  | 40 |  | 5 Mile Radius Analysis |  |  | 10 Mile Radius Analysis |  |  | 15 Mile Radius Analysis |  |  | 20 Mile Radius Analysis
[6 empty] | WECC Land-Use Screen |  |  | WECC Land-Use Screen |  |  | WECC Land-Use Screen |  |  | WECC Land-Use Screen
OBJECTID | IRP_Substation_Name | RESOLVE_Solar_Area | MWs Mapepd | Acres of MWs Mapped | Distance from Substation Selected | Lower Implications Area used by MWs Mapped | High Implications Area used by MWs Mapped | Core Screen Criteria Alignment Level | Lower Implications Area used by MWs Mapped | High Implications Area used by MWs Mapped | Core Screen Criteria Alignment Level | Lower Implications Area used by MWs Mapped | High Implications Area used by MWs Mapped | Core Screen Criteria Alignment Level | Lower Implications Area used by MWs Mapped | High Implications Area used by MWs Mapped | Core Screen Criteria Alignment Level
1 | DELANEY | ARIZONA | 0 | 0 |  | 0% | 0% | 1 | 0% | 0% | 1 | 0% | 0% | 1 | 0% | 0% | 1
2 | GAMEBIRD | SNV | 0 | 0 |  | 0% | 0% | 1 | 0% | 0% | 1 | 0% | 0% | 1 | 0% | 0% | 1
3 | MOHAVE | SNV | 700 | 28000 |  | 2834% | 45254% | 5 | 147.4% | 65.91% | 5 | 77.12% | 0% | 3 | 48.04% | 0% | 2
4 | HASSAYAMPA | ARIZONA | 0 | 0 |  | 0% | 0% | 1 | 0% | 0% | 1 | 0% | 0% | 1 | 0% | 0% | 1
5 | ELDORADO | SNV | 0 | 0 |  | 0% | 0% | 1 | 0% | 0% | 1 | 0% | 0% | 1 | 0% | 0% | 1
6 | NORTH GILA | ARIZONA | 0 | 0 |  | 0% | 0% | 1 | 0% | 0% | 1 | 0% | 0% | 1 | 0% | 0% | 1
7 | LATHROP | SNV | 600 | 24000 |  | 335.6% | 81.45% | 5 | 56.6% | 0% | 3 | 27.72% | 0% | 2 | 21.98% | 0% | 2
8 | BEATTY | SNV | 0 | 0 |  | 0% | 0% | 1 | 0% | 0% | 1 | 0% | 0% | 1 | 0% | 0% | 1
9 | VALLEY (VEA) | SNV | 0 | 0 |  | 0% | 0% | 1 | 0% | 0% | 1 | 0% | 0% | 1 | 0% | 0% | 1
10 | INNOVATION | SNV | 100 | 4000 |  | 18.17% | 0% | 1 | 7.926% | 0% | 1 | 4.775% | 0% | 1 | 4.267% | 0% | 1
11 | HOODOO WASH | ARIZONA | 0 | 0 |  | 0% | 0% | 1 | 0% | 0% | 1 | 0% | 0% | 1 | 0% | 0% | 1
12 | VISTA (VEA) | SNV | 0 | 0 |  | 0% | 0% | 1 | 0% | 0% | 1 | 0% | 0% | 1 | 0% | 0% | 1
13 | DESERT VIEW | SNV | 0 | 0 |  | 0% | 0% | 1 | 0% | 0% | 1 | 0% | 0% | 1 | 0% | 0% | 1
14 | CIELO AZUL | ARIZONA | 0 | 0 |  | 0% | 0% | 1 | 0% | 0% | 1 | 0% | 0% | 1 | 0% | 0% | 1
15 | TROUT CANYON | SNV | 0 | 0 |  | 0% | 0% | 1 | 0% | 0% | 1 | 0% | 0% | 1 | 0% | 0% | 1
16 | SLOAN CANYON | SNV | 410 | 16400 |  | 1074% | 3816% | 5 | 478.8% | 333% | 5 | 145.3% | 25.39% | 5 | 57.83% | 0% | 3
17 | CHARLESTON PARK | SNV | 0 | 0 |  | 0% | 0% | 1 | 0% | 0% | 1 | 0% | 0% | 1 | 0% | 0% | 1
18 | JACKASS FLATS | SNV | 0 | 0 |  | 0% | 0% | 1 | 0% | 0% | 1 | 0% | 0% | 1 | 0% | 0% | 1
19 | MCCULLOUGH | SNV | 0 | 0 |  | 0% | 0% | 1 | 0% | 0% | 1 | 0% | 0% | 1 | 0% | 0% | 1
20 | MEAD | SNV | 350 | 14000 |  | 107366% | 170698% | 5 | 3542% | 869.1% | 5 | 660% | 416.5% | 5 | 47.18% | 0% | 2
21 | MERCURY | SNV | 0 | 0 |  | 0% | 0% | 1 | 0% | 0% | 1 | 0% | 0% | 1 | 0% | 0% | 1
22 | NORTHWEST (NVE) | SNV | 0 | 0 |  | 0% | 0% | 1 | 0% | 0% | 1 | 0% | 0% | 1 | 0% | 0% | 1
23 | PAHRUMP | SNV | 0 | 0 |  | 0% | 0% | 1 | 0% | 0% | 1 | 0% | 0% | 1 | 0% | 0% | 1
24 | PALO VERDE | ARIZONA | 0 | 0 |  | 0% | 0% | 1 | 0% | 0% | 1 | 0% | 0% | 1 | 0% | 0% | 1
25 | PRIMM | SNV | 0 | 0 |  | 0% | 0% | 1 | 0% | 0% | 1 | 0% | 0% | 1 | 0% | 0% | 1
26 | SANDY VALLEY | SNV | 0 | 0 |  | 0% | 0% | 1 | 0% | 0% | 1 | 0% | 0% | 1 | 0% | 0% | 1
27 | THOUSANDAIRE | SNV | 0 | 0 |  | 0% | 0% | 1 | 0% | 0% | 1 | 0% | 0% | 1 | 0% | 0% | 1
28 | VALLEY SWITCH | SNV | 0 | 0 |  | 0% | 0% | 1 | 0% | 0% | 1 | 0% | 0% | 1 | 0% | 0% | 1

## Land_EnvAnalysis_Solar_2039
[49 empty] | 5 mi | [43 empty] | 10 mi | [43 empty] | 15 mi | [41 empty] | 20 mi
|  |  |  | Acres/MW |  | 5-mile Radius From Substation Analysis | [43 empty] | 10-mile Radius From Substation Analysis | [43 empty] | 15-mile Radius From Substation Analysis | [43 empty] | 20-mile Radius From Substation Analysis
|  |  |  | 10 |  | 3. Land-use Feasibility Criteria Analysis | [16 empty] | 4. Environmental (Conservation and Biological) Impact Factors Criteria Analysis | [26 empty] | 3. Land-use Feasibility Criteria Analysis | [16 empty] | 4. Environmental (Conservation and Biological) Impact Factors Criteria Analysis | [26 empty] | 3. Land-use Feasibility Criteria Analysis | [16 empty] | 4. Environmental (Conservation and Biological) Impact Factors Criteria Analysis | [26 empty] | 3. Land-use Feasibility Criteria Analysis | [16 empty] | 4. Environmental (Conservation and Biological) Impact Factors Criteria Analysis
[6 empty] | CEC Core Land-Use Screen |  |  | CEC's Parcelization |  |  |  | CEC's Cropland Index |  |  |  | Criticially Overdrafted Groundwater Basin |  | Fire Threat |  |  |  | ACE Terrestrial Connectivity |  |  |  | ACE Biodiversity |  |  |  | ACE Irreplaceability |  |  |  | ACE Combined |  |  |  | Terrestrial Landscape Intactness |  |  |  | Wetlands | [6 empty] | CEC Core Land-Use Screen |  |  | CEC's Parcelization |  |  |  | CEC's Cropland Index |  |  |  | Criticially Overdrafted Groundwater Basin |  | Fire Threat |  |  |  | ACE Terrestrial Connectivity |  |  |  | ACE Biodiversity |  |  |  | ACE Irreplaceability |  |  |  | ACE Combined |  |  |  | Terrestrial Landscape Intactness |  |  |  | Wetlands | [6 empty] | CEC Core Land-Use Screen |  |  | CEC's Parcelization |  |  |  | CEC's Cropland Index |  |  |  | Criticially Overdrafted Groundwater Basin |  | Fire Threat |  |  |  | ACE Terrestrial Connectivity |  |  |  | ACE Biodiversity |  |  |  | ACE Irreplaceability |  |  |  | ACE Combined |  |  |  | Terrestrial Landscape Intactness |  |  |  | Wetlands | [6 empty] | CEC Core Land-Use Screen |  |  | CEC's Parcelization |  |  |  | CEC's Cropland Index |  |  |  | Criticially Overdrafted Groundwater Basin |  | Fire Threat |  |  |  | ACE Terrestrial Connectivity |  |  |  | ACE Biodiversity |  |  |  | ACE Irreplaceability |  |  |  | ACE Combined |  |  |  | Terrestrial Landscape Intactness |  |  |  | Wetlands
OBJECTID | IRP_Substation_Name | RESOLVE_Solar_Area | MWs Mapepd | Acres of MWs Mapped | Distance from Substation Selected | Lower Implications Area used by MWs Mapped | High Implications Area used by MWs Mapped | Core Screen Criteria Alignment Level | Substation's 10th Percentile Value Parcelization | Low Parcelization (P ≤ 6) Area used by MWs Mapped | Medium Parcelization (6 < P ≤ 30) Area used by MWs Mapped | Parcelization Criteria Alignment Level | Total Potential Area Percentage High Value Cropland | Low Value Cropland used by MWs Mapped | High Value Cropland used by MWs Mapped | Cropland Index Criteria Alignment Level | Majority of Area within Critically Overdrafted Basin | Overdrafted Basin Criteria Alignment Level | Total Potential Area Percentage Tier 2 | Total Potential Area Percentage Tier 3 | Total Potential Area Percentage Tier 2 or 3 | Fire Threat Criteria Alignment Level | Total Potential Area Percentage Higher Implications | Low Implications Area used by MWs Mapped | Higher Implications Area used by MWs Mapped | ACE Connectivity Criteria Alignment | Total Potential Area Percentage Higher Implications | Low Implications Area used by MWs Mapped | Higher Implications Area used by MWs Mapped | ACE Biodiversity Criteria Alignment | Total Potential Area Percentage Higher Implications | Low Implications Area used by MWs Mapped | Higher Implications Area used by MWs Mapped | ACE Irreplaceability Criteria Alignment | Total Potential Area Percentage Higher Implications | Low Implications Area used by MWs Mapped | Higher Implications Area used by MWs Mapped | All ACE Criteria Alignment | Total Potential Area Percentage Higher Implications | Low Implications Area used by MWs Mapped | Higher Implications Area used by MWs Mapped | Intactness Criteria Alignment | Total Potential Area Percentage Higher Implications | Low Implications Area used by MWs Mapped | Higher Implications Area used by MWs Mapped | Wetlands Criteria Alignment | 3. Land-Use Criteria Sum | 4. Env (Bio and Cons) Criteria Sum |  | Lower Implications Area used by MWs Mapped | High Implications Area used by MWs Mapped | Core Screen Criteria Alignment Level | Substation's 10th Percentile Value Parcelization | Low Parcelization (P ≤ 6) Area used by MWs Mapped | Medium Parcelization (6 < P ≤ 30) Area used by MWs Mapped | Parcelization Criteria Alignment Level | Total Potential Area Percentage High Value Cropland | Low Value Cropland used by MWs Mapped | High Value Cropland used by MWs Mapped | Cropland Index Criteria Alignment Level | Majority of Area within Critically Overdrafted Basin | Overdrafted Basin Criteria Alignment Level | Total Potential Area Percentage Tier 2 | Total Potential Area Percentage Tier 3 | Total Potential Area Percentage Tier 2 or 3 | Fire Threat Criteria Alignment Level | Total Potential Area Percentage Higher Implications | Low Implications Area used by MWs Mapped | Higher Implications Area used by MWs Mapped | ACE Connectivity Criteria Alignment | Total Potential Area Percentage Higher Implications | Low Implications Area used by MWs Mapped | Higher Implications Area used by MWs Mapped | ACE Biodiversity Criteria Alignment | Total Potential Area Percentage Higher Implications | Low Implications Area used by MWs Mapped | Higher Implications Area used by MWs Mapped | ACE Irreplaceability Criteria Alignment | Total Potential Area Percentage Higher Implications | Low Implications Area used by MWs Mapped | Higher Implications Area used by MWs Mapped | All ACE Criteria Alignment | Total Potential Area Percentage Higher Implications | Low Implications Area used by MWs Mapped | Higher Implications Area used by MWs Mapped | Intactness Criteria Alignment | Total Potential Area Percentage Higher Implications | Low Implications Area used by MWs Mapped | Higher Implications Area used by MWs Mapped | Wetlands Criteria Alignment | 3. Land-Use Criteria Sum | 4. Env (Bio and Cons) Criteria Sum) |  | Lower Implications Area used by MWs Mapped | High Implications Area used by MWs Mapped | Core Screen Criteria Alignment Level | Substation's 10th Percentile Value Parcelization | Low Parcelization (P ≤ 6) Area used by MWs Mapped | Medium Parcelization (6 < P ≤ 30) Area used by MWs Mapped | Parcelization Criteria Alignment Level | Total Potential Area Percentage High Value Cropland | Low Value Cropland used by MWs Mapped | High Value Cropland used by MWs Mapped | Cropland Index Criteria Alignment Level | Majority of Area within Critically Overdrafted Basin | Overdrafted Basin Criteria Alignment Level | Total Potential Area Percentage Tier 2 | Total Potential Area Percentage Tier 3 | Total Potential Area Percentage Tier 2 or 3 | Fire Threat Criteria Alignment Level | Total Potential Area Percentage Higher Implications | Low Implications Area used by MWs Mapped | Higher Implications Area used by MWs Mapped | ACE Connectivity Criteria Alignment | Total Potential Area Percentage Higher Implications | Low Implications Area used by MWs Mapped | Higher Implications Area used by MWs Mapped | ACE Biodiversity Criteria Alignment | Total Potential Area Percentage Higher Implications | Low Implications Area used by MWs Mapped | Higher Implications Area used by MWs Mapped | ACE Irreplaceability Criteria Alignment | Total Potential Area Percentage Higher Implications | Low Implications Area used by MWs Mapped | Higher Implications Area used by MWs Mapped | All ACE Criteria Alignment | Total Potential Area Percentage Higher Implications | Low Implications Area used by MWs Mapped | Higher Implications Area used by MWs Mapped | Intactness Criteria Alignment | Total Potential Area Percentage Higher Implications | Low Implications Area used by MWs Mapped | Higher Implications Area used by MWs Mapped | Wetlands Criteria Alignment | 3. Land-Use Criteria Sum | 4. Env (Bio and Cons) Criteria Sum) |  | Lower Implications Area used by MWs Mapped | High Implications Area used by MWs Mapped | Core Screen Criteria Alignment Level | Substation's 10th Percentile Value Parcelization | Low Parcelization (P ≤ 6) Area used by MWs Mapped | Medium Parcelization (6 < P ≤ 30) Area used by MWs Mapped | Parcelization Criteria Alignment Level | Total Potential Area Percentage High Value Cropland | Low Value Cropland used by MWs Mapped | High Value Cropland used by MWs Mapped | Cropland Index Criteria Alignment Level | Majority of Area within Critically Overdrafted Basin | Overdrafted Basin Criteria Alignment Level | Total Potential Area Percentage Tier 2 | Total Potential Area Percentage Tier 3 | Total Potential Area Percentage Tier 2 or 3 | Fire Threat Criteria Alignment Level | Total Potential Area Percentage Higher Implications | Low Implications Area used by MWs Mapped | Higher Implications Area used by MWs Mapped | ACE Connectivity Criteria Alignment | Total Potential Area Percentage Higher Implications | Low Implications Area used by MWs Mapped | Higher Implications Area used by MWs Mapped | ACE Biodiversity Criteria Alignment | Total Potential Area Percentage Higher Implications | Low Implications Area used by MWs Mapped | Higher Implications Area used by MWs Mapped | ACE Irreplaceability Criteria Alignment | Total Potential Area Percentage Higher Implications | Low Implications Area used by MWs Mapped | Higher Implications Area used by MWs Mapped | All ACE Criteria Alignment | Total Potential Area Percentage Higher Implications | Low Implications Area used by MWs Mapped | Higher Implications Area used by MWs Mapped | Intactness Criteria Alignment | Total Potential Area Percentage Higher Implications | Low Implications Area used by MWs Mapped | Higher Implications Area used by MWs Mapped | Wetlands Criteria Alignment
1 | East Shore | NORTHERN CALIFORNIA | 0 | 0 |  | 0% | 0% | 1 | 4.4588 | 0% | 0% | 1 | 0% | 0% | 0% | 1 | 0 | 2 | 0% | 0% | 0% | 1 | 0% | 0% | 0% | 1 | 0% | 0% | 0% | 1 | 56.39% | 0% | 0% | 2 | 56.39% | 0% | 0% | 2 | 0% | 0% | 0% | 1 | 79.03% | 0% | 0% | 3 |  |  |  | 0% | 0% | 1 | 59.0152 | 0% | 0% | 4 | 0% | 0% | 0% | 1 | 0 | 2 | 4.63% | 56.87% | 61.5% | 5 | 45.68% | 0% | 0% | 1 | 19.55% | 0% | 0% | 1 | 65.57% | 0% | 0% | 2 | 82.27% | 0% | 0% | 3 | 47.53% | 0% | 0% | 1 | 9.956% | 0% | 0% | 1 |  |  |  | 0% | 0% | 1 | 42 | 0% | 0% | 4 | 0.217% | 0% | 0% | 1 | 0 | 2 | 14.23% | 54.22% | 68.45% | 5 | 63.26% | 0% | 0% | 2 | 28.56% | 0% | 0% | 1 | 64.87% | 0% | 0% | 2 | 84.62% | 0% | 0% | 3 | 45.96% | 0% | 0% | 1 | 9.066% | 0% | 0% | 1 |  |  |  | 0% | 0% | 1 | 30.1176 | 0% | 0% | 4 | 0.2447% | 0% | 0% | 1 | 0 | 2 | 36.25% | 38.86% | 75.11% | 5 | 57.48% | 0% | 0% | 2 | 42.51% | 0% | 0% | 1 | 66% | 0% | 0% | 2 | 81.98% | 0% | 0% | 3 | 50.1% | 0% | 0% | 2 | 7.991% | 0% | 0% | 1
2 | Newark | NORTHERN CALIFORNIA | 0 | 0 |  | 0% | 0% | 1 | 4.2886 | 0% | 0% | 1 | 0% | 0% | 0% | 1 | 0 | 2 | 0% | 0% | 0% | 1 | 0.4619% | 0% | 0% | 1 | 7.648% | 0% | 0% | 1 | 22.61% | 0% | 0% | 1 | 22.61% | 0% | 0% | 1 | 0% | 0% | 0% | 1 | 79.45% | 0% | 0% | 3 |  |  |  | 0% | 0% | 1 | 10.4048 | 0% | 0% | 1 | 0.6662% | 0% | 0% | 1 | 0 | 2 | 54.89% | 15.71% | 70.6% | 3 | 58.86% | 0% | 0% | 2 | 41.56% | 0% | 0% | 1 | 63.62% | 0% | 0% | 2 | 78.92% | 0% | 0% | 3 | 46.89% | 0% | 0% | 1 | 10.83% | 0% | 0% | 1 |  |  |  | 0% | 0% | 1 | 13.038 | 0% | 0% | 2 | 0.2344% | 0% | 0% | 1 | 0 | 2 | 61.01% | 17.36% | 78.37% | 5 | 56.55% | 0% | 0% | 2 | 36.6% | 0% | 0% | 1 | 53.07% | 0% | 0% | 2 | 70.13% | 0% | 0% | 3 | 62.74% | 0% | 0% | 2 | 8.4% | 0% | 0% | 1 |  |  |  | 0% | 0% | 1 | 18 | 0% | 0% | 2 | 0.3012% | 0% | 0% | 1 | 0 | 2 | 62.89% | 19.28% | 82.17% | 5 | 62.69% | 0% | 0% | 2 | 38.24% | 0% | 0% | 1 | 53.42% | 0% | 0% | 2 | 80.69% | 0% | 0% | 3 | 60.51% | 0% | 0% | 2 | 7.296% | 0% | 0% | 1
3 | Tesla | NORTHERN CALIFORNIA | 400 | 4000 |  | 253.5% | 6.363% | 4 | 19.1533 | 29.22% | 0% | 2 | 7.297% | 185.5% | 63.72% | 5 | 0 | 2 | 0.002254% | 0% | 0.002254% | 1 | 79.05% | 48.16% | 0% | 3 | 74.84% | 40.11% | 0% | 3 | 79.83% | 50.03% | 0% | 3 | 92.88% | 141.8% | 3.203% | 4 | 24.51% | 13.37% | 0% | 1 | 3.439% | 141.8% | 3.203% | 4 |  |  |  | 230.5% | 1.887% | 4 | 13.8917 | 10.67% | 0% | 2 | 20.55% | 61.49% | 0% | 3 | 0 | 2 | 10.32% | 0% | 10.32% | 1 | 71.79% | 11.65% | 0% | 3 | 56.24% | 7.507% | 0% | 2 | 58.28% | 7.874% | 0% | 2 | 82.53% | 18.8% | 0% | 3 | 26.75% | 4.485% | 0% | 1 | 5.135% | 18.8% | 0% | 1 |  |  |  | 104.8% | 0.06854% | 4 | 12.1579 | 4.537% | 0% | 2 | 32.59% | 61.49% | 0% | 3 | 0 | 2 | 18.83% | 0.7199% | 19.55% | 2 | 56.69% | 3.438% | 0% | 2 | 41.27% | 2.535% | 0% | 1 | 43.74% | 2.647% | 0% | 1 | 68.88% | 4.785% | 0% | 2 | 27.64% | 2.058% | 0% | 1 | 5.413% | 4.785% | 0% | 1 |  |  |  | 42.01% | 0% | 2 | 12.0392 | 2.888% | 0% | 2 | 37.03% | 61.49% | 0% | 3 | 0 | 2 | 20.89% | 1.362% | 22.25% | 2 | 53.15% | 1.935% | 0% | 2 | 35.15% | 1.398% | 0% | 1 | 38.42% | 1.472% | 0% | 1 | 63.68% | 2.497% | 0% | 2 | 29.22% | 1.281% | 0% | 1 | 5.501% | 2.497% | 0% | 1
4 | Cabrillo | SPGE | 0 | 0 |  | 0% | 0% | 1 | 6.3966 | 0% | 0% | 1 | 20.17% | 0% | 0% | 1 | 0 | 2 | 71.57% | 0% | 71.57% | 3 | 18.26% | 0% | 0% | 1 | 3.224% | 0% | 0% | 1 | 55.28% | 0% | 0% | 2 | 67.96% | 0% | 0% | 2 | 24.88% | 0% | 0% | 1 | 8.257% | 0% | 0% | 1 |  |  |  | 0% | 0% | 1 | 5.0587 | 0% | 0% | 1 | 10.54% | 0% | 0% | 1 | 0 | 2 | 81.97% | 0% | 81.97% | 5 | 51.39% | 0% | 0% | 2 | 4.355% | 0% | 0% | 1 | 46.1% | 0% | 0% | 1 | 79.23% | 0% | 0% | 3 | 45.55% | 0% | 0% | 1 | 5.386% | 0% | 0% | 1 |  |  |  | 0% | 0% | 1 | 5.5447 | 0% | 0% | 1 | 6.929% | 0% | 0% | 1 | 0 | 2 | 77.13% | 0.2252% | 77.35% | 5 | 55.21% | 0% | 0% | 2 | 4.906% | 0% | 0% | 1 | 43.08% | 0% | 0% | 1 | 79.14% | 0% | 0% | 3 | 42.67% | 0% | 0% | 1 | 4.671% | 0% | 0% | 1 |  |  |  | 0% | 0% | 1 | 6.4395 | 0% | 0% | 1 | 9.604% | 0% | 0% | 1 | 0 | 2 | 68.97% | 1.66% | 70.63% | 3 | 45.74% | 0% | 0% | 1 | 5.209% | 0% | 0% | 1 | 35.74% | 0% | 0% | 1 | 67.13% | 0% | 0% | 2 | 36.67% | 0% | 0% | 1 | 4.078% | 0% | 0% | 1
5 | Honcut | NORTHERN CALIFORNIA | 0 | 0 |  | 0% | 0% | 1 | 12.8314 | 0% | 0% | 2 | 55.45% | 0% | 0% | 2 | 0 | 2 | 0% | 0% | 0% | 1 | 90.35% | 0% | 0% | 4 | 0% | 0% | 0% | 1 | 1.594% | 0% | 0% | 1 | 90.35% | 0% | 0% | 4 | 0% | 0% | 0% | 1 | 20.47% | 0% | 0% | 1 |  |  |  | 0% | 0% | 1 | 15.9202 | 0% | 0% | 2 | 36.07% | 0% | 0% | 1 | 0 | 2 | 4.583% | 0% | 4.583% | 1 | 78.58% | 0% | 0% | 3 | 7.28% | 0% | 0% | 1 | 20.62% | 0% | 0% | 1 | 84.11% | 0% | 0% | 3 | 4.6% | 0% | 0% | 1 | 12.79% | 0% | 0% | 1 |  |  |  | 0% | 0% | 1 | 15.567 | 0% | 0% | 2 | 24.72% | 0% | 0% | 1 | 0 | 2 | 15.75% | 0% | 15.75% | 1 | 63.33% | 0% | 0% | 2 | 11.34% | 0% | 0% | 1 | 30.43% | 0% | 0% | 1 | 81.2% | 0% | 0% | 3 | 13.3% | 0% | 0% | 1 | 9.929% | 0% | 0% | 1 |  |  |  | 0% | 0% | 1 | 13 | 0% | 0% | 2 | 21.43% | 0% | 0% | 1 | 0 | 2 | 20.13% | 1.997% | 22.13% | 2 | 57.15% | 0% | 0% | 2 | 13.01% | 0% | 0% | 1 | 31.9% | 0% | 0% | 1 | 77.1% | 0% | 0% | 3 | 14.6% | 0% | 0% | 1 | 9.559% | 0% | 0% | 1
6 | Palermo | NORTHERN CALIFORNIA | 0 | 0 |  | 0% | 0% | 1 | 35.175 | 0% | 0% | 4 | 4.864% | 0% | 0% | 1 | 0 | 2 | 49.78% | 0% | 49.78% | 2 | 85.23% | 0% | 0% | 3 | 11.13% | 0% | 0% | 1 | 0% | 0% | 0% | 1 | 94.82% | 0% | 0% | 4 | 10.65% | 0% | 0% | 1 | 17.94% | 0% | 0% | 1 |  |  |  | 0% | 0% | 1 | 17.1407 | 0% | 0% | 2 | 9.259% | 0% | 0% | 1 | 0 | 2 | 44.88% | 1.869% | 46.75% | 2 | 86.87% | 0% | 0% | 3 | 11.71% | 0% | 0% | 1 | 12.94% | 0% | 0% | 1 | 93.25% | 0% | 0% | 4 | 28.49% | 0% | 0% | 1 | 18.59% | 0% | 0% | 1 |  |  |  | 0% | 0% | 1 | 16.6339 | 0% | 0% | 2 | 12.62% | 0% | 0% | 1 | 0 | 2 | 28.44% | 11.89% | 40.32% | 3 | 74.16% | 0% | 0% | 3 | 11% | 0% | 0% | 1 | 30.15% | 0% | 0% | 1 | 86.23% | 0% | 0% | 3 | 22.06% | 0% | 0% | 1 | 13.27% | 0% | 0% | 1 |  |  |  | 0% | 0% | 1 | 14.1452 | 0% | 0% | 2 | 13.58% | 0% | 0% | 1 | 0 | 2 | 25.01% | 16.84% | 41.85% | 3 | 65.51% | 0% | 0% | 2 | 16.2% | 0% | 0% | 1 | 39.19% | 0% | 0% | 1 | 84.32% | 0% | 0% | 3 | 23.86% | 0% | 0% | 1 | 10.02% | 0% | 0% | 1
7 | Table Mountain | NORTHERN CALIFORNIA | 0 | 0 |  | 0% | 0% | 1 | 7.8236 | 0% | 0% | 1 | 7.376% | 0% | 0% | 1 | 0 | 2 | 4.888% | 0% | 4.888% | 1 | 79.17% | 0% | 0% | 3 | 36.19% | 0% | 0% | 1 | 41.74% | 0% | 0% | 1 | 99.9% | 0% | 0% | 5 | 9.746% | 0% | 0% | 1 | 38.04% | 0% | 0% | 1 | 6 | 12 |  | 0% | 0% | 1 | 10.8948 | 0% | 0% | 1 | 7.025% | 0% | 0% | 1 | 0 | 2 | 19.96% | 1.543% | 21.51% | 2 | 70.45% | 0% | 0% | 3 | 22.49% | 0% | 0% | 1 | 59.08% | 0% | 0% | 2 | 90.71% | 0% | 0% | 4 | 15.62% | 0% | 0% | 1 | 19.32% | 0% | 0% | 1 | 7 | 12 |  | 0% | 0% | 1 | 13.7988 | 0% | 0% | 2 | 14.15% | 0% | 0% | 1 | 0 | 2 | 18.57% | 8.802% | 27.38% | 2 | 56.66% | 0% | 0% | 2 | 17.31% | 0% | 0% | 1 | 52.07% | 0% | 0% | 2 | 79.9% | 0% | 0% | 3 | 15.83% | 0% | 0% | 1 | 12.41% | 0% | 0% | 1 | 8 | 10 |  | 0% | 0% | 1 | 12.8947 | 0% | 0% | 2 | 20.63% | 0% | 0% | 1 | 0 | 2 | 19.78% | 13.49% | 33.28% | 3 | 53.38% | 0% | 0% | 2 | 20.83% | 0% | 0% | 1 | 49.84% | 0% | 0% | 1 | 80.08% | 0% | 0% | 3 | 20.51% | 0% | 0% | 1 | 11.35% | 0% | 0% | 1
8 | Wyandotte | NORTHERN CALIFORNIA | 0 | 0 |  | 0% | 0% | 1 | 38.28 | 0% | 0% | 4 | 1.581% | 0% | 0% | 1 | 0 | 2 | 47.28% | 0% | 47.28% | 2 | 64.96% | 0% | 0% | 2 | 26.65% | 0% | 0% | 1 | 8.027% | 0% | 0% | 1 | 86.24% | 0% | 0% | 3 | 5.983% | 0% | 0% | 1 | 19.57% | 0% | 0% | 1 | 10 | 9 |  | 0% | 0% | 1 | 15.5269 | 0% | 0% | 2 | 6.3% | 0% | 0% | 1 | 0 | 2 | 39.58% | 2.565% | 42.15% | 2 | 80.87% | 0% | 0% | 3 | 17.43% | 0% | 0% | 1 | 22.74% | 0% | 0% | 1 | 93.48% | 0% | 0% | 4 | 23.95% | 0% | 0% | 1 | 21.07% | 0% | 0% | 1 | 8 | 11 |  | 0% | 0% | 1 | 15.875 | 0% | 0% | 2 | 10.15% | 0% | 0% | 1 | 0 | 2 | 27.39% | 13.52% | 40.91% | 3 | 71.44% | 0% | 0% | 3 | 12.19% | 0% | 0% | 1 | 37.02% | 0% | 0% | 1 | 86.25% | 0% | 0% | 3 | 22.64% | 0% | 0% | 1 | 13.22% | 0% | 0% | 1 | 9 | 10 |  | 0% | 0% | 1 | 14.3781 | 0% | 0% | 2 | 13.89% | 0% | 0% | 1 | 0 | 2 | 23.76% | 17.45% | 41.21% | 3 | 62.66% | 0% | 0% | 2 | 17.53% | 0% | 0% | 1 | 42.36% | 0% | 0% | 1 | 83.68% | 0% | 0% | 3 | 22.9% | 0% | 0% | 1 | 10.1% | 0% | 0% | 1
9 | Cortina | NORTHERN CALIFORNIA | 230 | 2300 |  | 156.9% | 1.855% | 4 | 8.1154 | 20.82% | 0% | 2 | 48.37% | 24.06% | 0% | 2 | 0 | 2 | 7.811% | 0% | 7.811% | 1 | 41.76% | 8.502% | 0% | 1 | 6.188% | 5.278% | 0% | 1 | 29.27% | 7.001% | 0% | 1 | 70.05% | 16.53% | 0% | 3 | 14.76% | 5.809% | 0% | 1 | 0.98% | 16.53% | 0% | 1 | 11 | 8 |  | 56.74% | 0% | 3 | 6.4655 | 5.195% | 0% | 1 | 37.83% | 6.329% | 0% | 1 | 0 | 2 | 23.51% | 0% | 23.51% | 2 | 37.03% | 2.232% | 0% | 1 | 12.47% | 1.606% | 0% | 1 | 45.47% | 2.577% | 0% | 1 | 73.04% | 5.213% | 0% | 3 | 27.56% | 1.94% | 0% | 1 | 1.173% | 5.213% | 0% | 1 | 9 | 8 |  | 15.74% | 0% | 1 | 6.9189 | 2.515% | 0% | 1 | 34.86% | 6.329% | 0% | 1 | 0 | 2 | 29.97% | 0.0009477% | 29.97% | 2 | 39.95% | 1.145% | 0% | 1 | 13.63% | 0.7963% | 0% | 1 | 45.74% | 1.268% | 0% | 1 | 74.07% | 2.652% | 0% | 3 | 31.63% | 1.006% | 0% | 1 | 2.005% | 2.652% | 0% | 1 | 7 | 8 |  | 6.607% | 0% | 1 | 7.1 | 1.637% | 0% | 1 | 34.68% | 6.329% | 0% | 1 | 0 | 2 | 29.3% | 0.1506% | 29.45% | 2 | 41.71% | 0.7212% | 0% | 1 | 16.05% | 0.5007% | 0% | 1 | 41.77% | 0.7219% | 0% | 1 | 70.27% | 1.414% | 0% | 3 | 31.3% | 0.6118% | 0% | 1 | 3.074% | 1.414% | 0% | 1
10 | Etiwanda | GREATER LA METRO | 0 | 0 |  | 0% | 0% | 1 | 41.7625 | 0% | 0% | 4 | 0% | 0% | 0% | 1 | 0 | 2 | 100% | 0% | 100% | 5 | 100% | 0% | 0% | 5 | 100% | 0% | 0% | 5 | 100% | 0% | 0% | 5 | 100% | 0% | 0% | 5 | 0% | 0% | 0% | 1 | 1.335% | 0% | 0% | 1 |  |  |  | 0% | 0% | 1 | 53 | 0% | 0% | 4 | 13.99% | 0% | 0% | 1 | 0 | 2 | 18.1% | 28.19% | 46.29% | 4 | 46.29% | 0% | 0% | 1 | 37.5% | 0% | 0% | 1 | 34.29% | 0% | 0% | 1 | 46.29% | 0% | 0% | 1 | 23.49% | 0% | 0% | 1 | 5.032% | 0% | 0% | 1 |  |  |  | 0% | 0% | 1 | 38 | 0% | 0% | 4 | 6.597% | 0% | 0% | 1 | 0 | 2 | 26.68% | 51.34% | 78.02% | 5 | 59.84% | 0% | 0% | 2 | 44.5% | 0% | 0% | 1 | 50.17% | 0% | 0% | 2 | 76.79% | 0% | 0% | 3 | 22.74% | 0% | 0% | 1 | 15.84% | 0% | 0% | 1 |  |  |  | 0% | 0% | 1 | 23.7673 | 0% | 0% | 3 | 2.381% | 0% | 0% | 1 | 0 | 2 | 22.4% | 65.97% | 88.37% | 5 | 46.63% | 0% | 0% | 1 | 49.89% | 0% | 0% | 1 | 60.77% | 0% | 0% | 2 | 86.52% | 0% | 0% | 3 | 38.65% | 0% | 0% | 1 | 10.31% | 0% | 0% | 1
11 | Brentwood | NORTHERN CALIFORNIA | 0 | 0 |  | 0% | 0% | 1 | 19.7599 | 0% | 0% | 2 | 44.41% | 0% | 0% | 1 | 0 | 2 | 16.73% | 0% | 16.73% | 1 | 14.6% | 0% | 0% | 1 | 42.6% | 0% | 0% | 1 | 47.41% | 0% | 0% | 1 | 47.42% | 0% | 0% | 1 | 0.5374% | 0% | 0% | 1 | 8.276% | 0% | 0% | 1 | 7 | 6 |  | 0% | 0% | 1 | 7 | 0% | 0% | 1 | 38.72% | 0% | 0% | 1 | 0 | 2 | 18.81% | 3.048% | 21.85% | 2 | 40.02% | 0% | 0% | 1 | 39.43% | 0% | 0% | 1 | 40.53% | 0% | 0% | 1 | 60.08% | 0% | 0% | 2 | 8.104% | 0% | 0% | 1 | 11.48% | 0% | 0% | 1 | 7 | 7 |  | 0% | 0% | 1 | 8.75 | 0% | 0% | 1 | 41.94% | 0% | 0% | 1 | 0 | 2 | 13.35% | 2.912% | 16.26% | 2 | 35.7% | 0% | 0% | 1 | 39.7% | 0% | 0% | 1 | 42.21% | 0% | 0% | 1 | 57.33% | 0% | 0% | 2 | 6.766% | 0% | 0% | 1 | 9.846% | 0% | 0% | 1 | 7 | 7 |  | 0% | 0% | 1 | 10.5385 | 0% | 0% | 1 | 42.64% | 0% | 0% | 1 | 0 | 2 | 10.08% | 1.769% | 11.85% | 2 | 31.18% | 0% | 0% | 1 | 36.08% | 0% | 0% | 1 | 37.87% | 0% | 0% | 1 | 50.78% | 0% | 0% | 2 | 7.288% | 0% | 0% | 1 | 9.214% | 0% | 0% | 1
12 | Clayton | NORTHERN CALIFORNIA | 0 | 0 |  | 0% | 0% | 1 | 6.8504 | 0% | 0% | 1 | 0% | 0% | 0% | 1 | 0 | 2 | 89.04% | 10.96% | 100% | 5 | 13.04% | 0% | 0% | 1 | 57.26% | 0% | 0% | 2 | 57.26% | 0% | 0% | 2 | 57.26% | 0% | 0% | 2 | 30.53% | 0% | 0% | 1 | 5.613% | 0% | 0% | 1 |  |  |  | 0% | 0% | 1 | 8.0885 | 0% | 0% | 1 | 0.0005101% | 0% | 0% | 1 | 0 | 2 | 41.57% | 24.33% | 65.9% | 4 | 47.11% | 0% | 0% | 1 | 71.2% | 0% | 0% | 3 | 60.56% | 0% | 0% | 2 | 76.35% | 0% | 0% | 3 | 34.28% | 0% | 0% | 1 | 31.48% | 0% | 0% | 1 |  |  |  | 0% | 0% | 1 | 21 | 0% | 0% | 3 | 0.4447% | 0% | 0% | 1 | 0 | 2 | 35.73% | 22.81% | 58.55% | 4 | 40.09% | 0% | 0% | 1 | 55.02% | 0% | 0% | 2 | 56.61% | 0% | 0% | 2 | 73.68% | 0% | 0% | 3 | 27.92% | 0% | 0% | 1 | 18.87% | 0% | 0% | 1 |  |  |  | 0% | 0% | 1 | 27.0943 | 0% | 0% | 3 | 4.056% | 0% | 0% | 1 | 0 | 2 | 27.5% | 14.72% | 42.21% | 3 | 31.91% | 0% | 0% | 1 | 46.68% | 0% | 0% | 1 | 57.9% | 0% | 0% | 2 | 71.38% | 0% | 0% | 3 | 20.17% | 0% | 0% | 1 | 14.25% | 0% | 0% | 1
13 | Contra Costa | NORTHERN CALIFORNIA | 0 | 0 |  | 0% | 0% | 1 | 6.8821 | 0% | 0% | 1 | 2.418% | 0% | 0% | 1 | 0 | 2 | 1% | 0% | 1% | 1 | 2.551% | 0% | 0% | 1 | 55.86% | 0% | 0% | 2 | 55.44% | 0% | 0% | 2 | 56.52% | 0% | 0% | 2 | 1.28% | 0% | 0% | 1 | 34.39% | 0% | 0% | 1 | 6 | 9 |  | 0% | 0% | 1 | 8.3333 | 0% | 0% | 1 | 10.05% | 0% | 0% | 1 | 0 | 2 | 19.13% | 4.938% | 24.07% | 2 | 22.71% | 0% | 0% | 1 | 49.58% | 0% | 0% | 1 | 45.58% | 0% | 0% | 1 | 52.41% | 0% | 0% | 2 | 12.4% | 0% | 0% | 1 | 16.5% | 0% | 0% | 1 | 7 | 7 |  | 0% | 0% | 1 | 7.4629 | 0% | 0% | 1 | 23.16% | 0% | 0% | 1 | 0 | 2 | 12.28% | 3.946% | 16.23% | 2 | 24.66% | 0% | 0% | 1 | 41.89% | 0% | 0% | 1 | 40.91% | 0% | 0% | 1 | 53.92% | 0% | 0% | 2 | 5.949% | 0% | 0% | 1 | 16.39% | 0% | 0% | 1 | 7 | 7 |  | 0% | 0% | 1 | 8 | 0% | 0% | 1 | 34.22% | 0% | 0% | 1 | 0 | 2 | 10.28% | 2.406% | 12.68% | 2 | 26.23% | 0% | 0% | 1 | 35.36% | 0% | 0% | 1 | 36.88% | 0% | 0% | 1 | 51.47% | 0% | 0% | 2 | 6.456% | 0% | 0% | 1 | 15.61% | 0% | 0% | 1
14 | Pittsburg | NORTHERN CALIFORNIA | 0 | 0 |  | 0% | 0% | 1 | 7 | 0% | 0% | 1 | 0% | 0% | 0% | 1 | 0 | 2 | 23.08% | 0% | 23.08% | 2 | 50.48% | 0% | 0% | 2 | 64.51% | 0% | 0% | 2 | 37.33% | 0% | 0% | 1 | 68.84% | 0% | 0% | 2 | 10.76% | 0% | 0% | 1 | 61.21% | 0% | 0% | 2 |  |  |  | 0% | 0% | 1 | 6.2013 | 0% | 0% | 1 | 0.01105% | 0% | 0% | 1 | 0 | 2 | 10.56% | 0.5344% | 11.1% | 2 | 24.26% | 0% | 0% | 1 | 45.79% | 0% | 0% | 1 | 35.77% | 0% | 0% | 1 | 54.96% | 0% | 0% | 2 | 6.302% | 0% | 0% | 1 | 28.64% | 0% | 0% | 1 |  |  |  | 0% | 0% | 1 | 13.8333 | 0% | 0% | 2 | 4.241% | 0% | 0% | 1 | 0 | 2 | 11.01% | 3.624% | 14.63% | 2 | 18.48% | 0% | 0% | 1 | 46.55% | 0% | 0% | 1 | 43.14% | 0% | 0% | 1 | 56.75% | 0% | 0% | 2 | 10.64% | 0% | 0% | 1 | 23.25% | 0% | 0% | 1 |  |  |  | 0% | 0% | 1 | 17 | 0% | 0% | 2 | 19.23% | 0% | 0% | 1 | 0 | 2 | 16.69% | 5.162% | 21.86% | 2 | 22.45% | 0% | 0% | 1 | 41.25% | 0% | 0% | 1 | 45.25% | 0% | 0% | 1 | 58.47% | 0% | 0% | 2 | 11.34% | 0% | 0% | 1 | 18.39% | 0% | 0% | 1
15 | San Bernardino | RIVERSIDE | 0 | 0 |  | 0% | 0% | 1 | 25.625 | 0% | 0% | 3 | 2.494% | 0% | 0% | 1 | 0 | 2 | 5.727% | 73.28% | 79.01% | 5 | 0% | 0% | 0% | 1 | 65.86% | 0% | 0% | 2 | 100% | 0% | 0% | 5 | 100% | 0% | 0% | 5 | 27.22% | 0% | 0% | 1 | 1.649% | 0% | 0% | 1 |  |  |  | 0% | 0% | 1 | 26.6667 | 0% | 0% | 3 | 1.749% | 0% | 0% | 1 | 0 | 2 | 5.627% | 91.12% | 96.75% | 5 | 34.42% | 0% | 0% | 1 | 46.27% | 0% | 0% | 1 | 56.22% | 0% | 0% | 2 | 81.09% | 0% | 0% | 3 | 43.75% | 0% | 0% | 1 | 5.039% | 0% | 0% | 1 |  |  |  | 0% | 0% | 1 | 26.2036 | 0% | 0% | 3 | 0.8449% | 0% | 0% | 1 | 0 | 2 | 10.51% | 87.48% | 97.99% | 5 | 49.91% | 0% | 0% | 1 | 37.16% | 0% | 0% | 1 | 54.23% | 0% | 0% | 2 | 80.84% | 0% | 0% | 3 | 41.74% | 0% | 0% | 1 | 4.943% | 0% | 0% | 1 |  |  |  | 0% | 0% | 1 | 22.5492 | 0% | 0% | 3 | 1.82% | 0% | 0% | 1 | 0 | 2 | 23.61% | 70.93% | 94.55% | 5 | 48.46% | 0% | 0% | 1 | 40.92% | 0% | 0% | 1 | 61.79% | 0% | 0% | 2 | 82.65% | 0% | 0% | 3 | 47.35% | 0% | 0% | 1 | 6.223% | 0% | 0% | 1
16 | Placerville | NORTHERN CALIFORNIA | 0 | 0 |  | 0% | 0% | 1 | 36 | 0% | 0% | 4 | 2.71% | 0% | 0% | 1 | 0 | 2 | 64.47% | 31.35% | 95.82% | 5 | 80.61% | 0% | 0% | 3 | 27.95% | 0% | 0% | 1 | 57.6% | 0% | 0% | 2 | 95.63% | 0% | 0% | 5 | 11.36% | 0% | 0% | 1 | 3.621% | 0% | 0% | 1 | 13 | 13 |  | 0% | 0% | 1 | 35 | 0% | 0% | 4 | 1.137% | 0% | 0% | 1 | 0 | 2 | 49.51% | 49.22% | 98.73% | 5 | 86.64% | 0% | 0% | 3 | 25.99% | 0% | 0% | 1 | 34.43% | 0% | 0% | 1 | 93.1% | 0% | 0% | 4 | 24.77% | 0% | 0% | 1 | 3.364% | 0% | 0% | 1 | 13 | 11 |  | 0% | 0% | 1 | 28.1667 | 0% | 0% | 3 | 1.51% | 0% | 0% | 1 | 0 | 2 | 46.68% | 50.38% | 97.06% | 5 | 82.15% | 0% | 0% | 3 | 26.93% | 0% | 0% | 1 | 29.93% | 0% | 0% | 1 | 90.03% | 0% | 0% | 4 | 36.42% | 0% | 0% | 1 | 3.273% | 0% | 0% | 1 | 12 | 11 |  | 0% | 0% | 1 | 24.8507 | 0% | 0% | 3 | 1.102% | 0% | 0% | 1 | 0 | 2 | 47.73% | 43.83% | 91.55% | 5 | 74.96% | 0% | 0% | 3 | 20.15% | 0% | 0% | 1 | 22.78% | 0% | 0% | 1 | 84.39% | 0% | 0% | 3 | 50.29% | 0% | 0% | 2 | 3.518% | 0% | 0% | 1
17 | Cantua | SPGE | 0 | 0 |  | 0% | 0% | 1 | 6.6241 | 0% | 0% | 1 | 81.91% | 0% | 0% | 3 | 1 | 1 | 0% | 0% | 0% | 1 | 19.72% | 0% | 0% | 1 | 0% | 0% | 0% | 1 | 0% | 0% | 0% | 1 | 19.72% | 0% | 0% | 1 | 9.383% | 0% | 0% | 1 | 0.6121% | 0% | 0% | 1 |  |  |  | 0% | 0% | 1 | 5.6667 | 0% | 0% | 1 | 43.15% | 0% | 0% | 1 | 1 | 1 | 0% | 0% | 0% | 1 | 36.57% | 0% | 0% | 1 | 6.18e-05% | 0% | 0% | 1 | 8.11% | 0% | 0% | 1 | 38.3% | 0% | 0% | 1 | 20.86% | 0% | 0% | 1 | 0.4562% | 0% | 0% | 1 |  |  |  | 0% | 0% | 1 | 6.1753 | 0% | 0% | 1 | 33.95% | 0% | 0% | 1 | 1 | 1 | 0.1503% | 0% | 0.1503% | 1 | 37.03% | 0% | 0% | 1 | 2.339% | 0% | 0% | 1 | 9.562% | 0% | 0% | 1 | 37.88% | 0% | 0% | 1 | 19.57% | 0% | 0% | 1 | 0.5117% | 0% | 0% | 1 |  |  |  | 0% | 0% | 1 | 6.1897 | 0% | 0% | 1 | 34.22% | 0% | 0% | 1 | 1 | 1 | 0.5555% | 0% | 0.5555% | 1 | 38.73% | 0% | 0% | 1 | 5.462% | 0% | 0% | 1 | 15.95% | 0% | 0% | 1 | 42.73% | 0% | 0% | 1 | 19.65% | 0% | 0% | 1 | 0.8923% | 0% | 0% | 1
18 | Cheney | SPGE | 0 | 0 |  | 0% | 0% | 1 | 8 | 0% | 0% | 1 | 77.18% | 0% | 0% | 3 | 0 | 2 | 0% | 0% | 0% | 1 | 8.715% | 0% | 0% | 1 | 5.091% | 0% | 0% | 1 | 13.19% | 0% | 0% | 1 | 16.76% | 0% | 0% | 1 | 0% | 0% | 0% | 1 | 0.278% | 0% | 0% | 1 |  |  |  | 0% | 0% | 1 | 6.5752 | 0% | 0% | 1 | 51.66% | 0% | 0% | 2 | 0 | 2 | 0% | 0% | 0% | 1 | 25.4% | 0% | 0% | 1 | 8.406% | 0% | 0% | 1 | 24.74% | 0% | 0% | 1 | 36.66% | 0% | 0% | 1 | 9.853% | 0% | 0% | 1 | 0.3848% | 0% | 0% | 1 |  |  |  | 0% | 0% | 1 | 6.3604 | 0% | 0% | 1 | 37.08% | 0% | 0% | 1 | 0 | 2 | 0.2351% | 0% | 0.2351% | 1 | 34.47% | 0% | 0% | 1 | 9.263% | 0% | 0% | 1 | 21.82% | 0% | 0% | 1 | 42.38% | 0% | 0% | 1 | 19.17% | 0% | 0% | 1 | 1.089% | 0% | 0% | 1 |  |  |  | 0% | 0% | 1 | 6.125 | 0% | 0% | 1 | 32.98% | 0% | 0% | 1 | 0 | 2 | 1.615% | 0% | 1.615% | 1 | 43.04% | 0% | 0% | 1 | 12.99% | 0% | 0% | 1 | 23.65% | 0% | 0% | 1 | 50.34% | 0% | 0% | 2 | 23.26% | 0% | 0% | 1 | 2.6% | 0% | 0% | 1
19 | Gates | SPGE | 1390 | 13900 |  | 422.2% | 27.33% | 5 | 7.7392 | 520.6% | 29.34% | 5 | 82.42% | 390.1% | 29.79% | 4 | 1 | 1 | 0% | 0% | 0% | 1 | 7.52% | 35.7% | 0% | 2 | 0.2827% | 33.11% | 0% | 2 | 12.71% | 37.82% | 0% | 2 | 20.23% | 41.39% | 0% | 2 | 0% | 33.01% | 0% | 2 | 0.6539% | 41.39% | 0% | 2 | 16 | 12 |  | 64.95% | 0% | 3 | 7 | 40.87% | 0% | 2 | 71.13% | 59.48% | 0% | 3 | 1 | 1 | 0% | 0% | 0% | 1 | 17.01% | 10.48% | 0% | 1 | 6.57% | 9.31% | 0% | 1 | 15.29% | 10.27% | 0% | 1 | 27.19% | 11.95% | 0% | 1 | 0.9101% | 8.779% | 0% | 1 | 0.4712% | 11.95% | 0% | 1 | 10 | 6 |  | 19.45% | 0% | 1 | 7.6 | 12.93% | 0% | 1 | 48.85% | 59.48% | 0% | 3 | 1 | 1 | 0% | 0% | 0% | 1 | 24.58% | 5.08% | 0% | 1 | 4.682% | 4.019% | 0% | 1 | 17.97% | 4.67% | 0% | 1 | 34.5% | 5.849% | 0% | 1 | 8.274% | 4.177% | 0% | 1 | 0.5018% | 5.849% | 0% | 1 | 7 | 6 |  | 9.164% | 0% | 1 | 6.8208 | 6.276% | 0% | 1 | 33.76% | 59.48% | 0% | 3 | 1 | 1 | 0.819% | 0% | 0.819% | 1 | 34.78% | 3.426% | 0% | 1 | 3.588% | 2.318% | 0% | 1 | 15.46% | 2.643% | 0% | 1 | 42.27% | 3.871% | 0% | 1 | 16.81% | 2.686% | 0% | 1 | 0.8018% | 3.871% | 0% | 1
20 | Helm | SPGE | 95 | 950 |  | 9.801% | 0% | 1 | 7.4982 | 22.13% | 0% | 2 | 17.67% | 3.082% | 0% | 1 | 1 | 1 | 0% | 0% | 0% | 1 | 67.2% | 7.092% | 0% | 2 | 20.98% | 2.943% | 0% | 1 | 20.98% | 2.943% | 0% | 1 | 73.19% | 8.675% | 0% | 3 | 0% | 2.326% | 0% | 1 | 0.6376% | 8.675% | 0% | 1 | 6 | 9 |  | 1.065% | 0% | 1 | 6.9167 | 2.246% | 0% | 1 | 19.77% | 0.7285% | 0% | 1 | 1 | 1 | 0% | 0% | 0% | 1 | 26.76% | 0.7271% | 0% | 1 | 13.04% | 0.6124% | 0% | 1 | 13.95% | 0.6189% | 0% | 1 | 35.61% | 0.8271% | 0% | 1 | 0% | 0.5326% | 0% | 1 | 2.839% | 0.8271% | 0% | 1 | 5 | 6 |  | 0.5341% | 0% | 1 | 7.4434 | 1.261% | 0% | 1 | 33.86% | 0.7285% | 0% | 1 | 1 | 1 | 0% | 0% | 0% | 1 | 21.56% | 0.2983% | 0% | 1 | 10.07% | 0.2602% | 0% | 1 | 12.11% | 0.2662% | 0% | 1 | 28.6% | 0.3277% | 0% | 1 | 0.0878% | 0.2342% | 0% | 1 | 2.6% | 0.3277% | 0% | 1 | 5 | 6 |  | 0.3818% | 0% | 1 | 8.1944 | 0.7821% | 0% | 1 | 44.59% | 0.7285% | 0% | 1 | 1 | 1 | 0% | 0% | 0% | 1 | 22.62% | 0.1684% | 0% | 1 | 7.12% | 0.1403% | 0% | 1 | 10.39% | 0.1454% | 0% | 1 | 28.5% | 0.1822% | 0% | 1 | 2.604% | 0.1338% | 0% | 1 | 2.352% | 0.1822% | 0% | 1
21 | Kearney | SPGE | 0 | 0 |  | 0% | 0% | 1 | 17.081 | 0% | 0% | 2 | 67.95% | 0% | 0% | 2 | 1 | 1 | 0% | 0% | 0% | 1 | 0% | 0% | 0% | 1 | 0% | 0% | 0% | 1 | 0% | 0% | 0% | 1 | 0% | 0% | 0% | 1 | 0% | 0% | 0% | 1 | 0.05179% | 0% | 0% | 1 | 7 | 6 |  | 0% | 0% | 1 | 18.6195 | 0% | 0% | 2 | 68.96% | 0% | 0% | 2 | 1 | 1 | 0% | 0% | 0% | 1 | 2.182% | 0% | 0% | 1 | 0.4044% | 0% | 0% | 1 | 0.4044% | 0% | 0% | 1 | 2.586% | 0% | 0% | 1 | 0% | 0% | 0% | 1 | 0.3363% | 0% | 0% | 1 | 7 | 6 |  | 0% | 0% | 1 | 17.3333 | 0% | 0% | 2 | 62.09% | 0% | 0% | 2 | 1 | 1 | 0% | 0% | 0% | 1 | 6.552% | 0% | 0% | 1 | 8.283% | 0% | 0% | 1 | 8.283% | 0% | 0% | 1 | 12.93% | 0% | 0% | 1 | 0% | 0% | 0% | 1 | 1.435% | 0% | 0% | 1 | 7 | 6 |  | 0% | 0% | 1 | 15.8 | 0% | 0% | 2 | 51.07% | 0% | 0% | 2 | 1 | 1 | 0% | 0% | 0% | 1 | 16.37% | 0% | 0% | 1 | 16.02% | 0% | 0% | 1 | 16.79% | 0% | 0% | 1 | 28.12% | 0% | 0% | 1 | 2.38% | 0% | 0% | 1 | 5.755% | 0% | 0% | 1
22 | Kingsburg | SPGE | 0 | 0 |  | 0% | 0% | 1 | 17.6235 | 0% | 0% | 2 | 69.17% | 0% | 0% | 2 | 0 | 2 | 0% | 0% | 0% | 1 | 0% | 0% | 0% | 1 | 0% | 0% | 0% | 1 | 0% | 0% | 0% | 1 | 0% | 0% | 0% | 1 | 0% | 0% | 0% | 1 | 3.212% | 0% | 0% | 1 |  |  |  | 0% | 0% | 1 | 17.5541 | 0% | 0% | 2 | 60.49% | 0% | 0% | 2 | 0 | 2 | 0% | 0% | 0% | 1 | 0% | 0% | 0% | 1 | 6.358% | 0% | 0% | 1 | 9.425% | 0% | 0% | 1 | 9.425% | 0% | 0% | 1 | 0% | 0% | 0% | 1 | 2.189% | 0% | 0% | 1 |  |  |  | 0% | 0% | 1 | 18 | 0% | 0% | 2 | 61.57% | 0% | 0% | 2 | 0 | 2 | 0% | 0% | 0% | 1 | 0% | 0% | 0% | 1 | 7.124% | 0% | 0% | 1 | 9.307% | 0% | 0% | 1 | 9.307% | 0% | 0% | 1 | 0.01895% | 0% | 0% | 1 | 2.101% | 0% | 0% | 1 |  |  |  | 0% | 0% | 1 | 17.1837 | 0% | 0% | 2 | 57.26% | 0% | 0% | 2 | 0 | 2 | 0% | 0% | 0% | 1 | 4.213% | 0% | 0% | 1 | 10.35% | 0% | 0% | 1 | 14.82% | 0% | 0% | 1 | 16.21% | 0% | 0% | 1 | 0.1987% | 0% | 0% | 1 | 2.324% | 0% | 0% | 1
23 | Malaga | SPGE | 0 | 0 |  | 0% | 0% | 1 | 27.3 | 0% | 0% | 3 | 67.77% | 0% | 0% | 2 | 1 | 1 | 0% | 0% | 0% | 1 | 0% | 0% | 0% | 1 | 0% | 0% | 0% | 1 | 0% | 0% | 0% | 1 | 0% | 0% | 0% | 1 | 0% | 0% | 0% | 1 | 0.1327% | 0% | 0% | 1 |  |  |  | 0% | 0% | 1 | 24.875 | 0% | 0% | 3 | 70.97% | 0% | 0% | 2 | 1 | 1 | 0% | 0% | 0% | 1 | 0% | 0% | 0% | 1 | 0% | 0% | 0% | 1 | 0% | 0% | 0% | 1 | 0% | 0% | 0% | 1 | 0% | 0% | 0% | 1 | 0.4351% | 0% | 0% | 1 |  |  |  | 0% | 0% | 1 | 21.5 | 0% | 0% | 3 | 64.24% | 0% | 0% | 2 | 1 | 1 | 0% | 0% | 0% | 1 | 7.163% | 0% | 0% | 1 | 9.908% | 0% | 0% | 1 | 10.72% | 0% | 0% | 1 | 11.87% | 0% | 0% | 1 | 0.5098% | 0% | 0% | 1 | 4.491% | 0% | 0% | 1 |  |  |  | 0% | 0% | 1 | 19.2 | 0% | 0% | 2 | 52.72% | 0% | 0% | 2 | 1 | 1 | 0.375% | 0% | 0.375% | 1 | 18.01% | 0% | 0% | 1 | 12.72% | 0% | 0% | 1 | 13.49% | 0% | 0% | 1 | 24.28% | 0% | 0% | 1 | 8.638% | 0% | 0% | 1 | 6.146% | 0% | 0% | 1
24 | McCall | SPGE | 0 | 0 |  | 0% | 0% | 1 | 22.715 | 0% | 0% | 3 | 80.33% | 0% | 0% | 3 | 1 | 1 | 0% | 0% | 0% | 1 | 0% | 0% | 0% | 1 | 0% | 0% | 0% | 1 | 0% | 0% | 0% | 1 | 0% | 0% | 0% | 1 | 0% | 0% | 0% | 1 | 0.2139% | 0% | 0% | 1 | 9 | 6 |  | 0% | 0% | 1 | 22.2 | 0% | 0% | 3 | 74.97% | 0% | 0% | 2 | 1 | 1 | 0% | 0% | 0% | 1 | 0% | 0% | 0% | 1 | 0% | 0% | 0% | 1 | 0% | 0% | 0% | 1 | 0% | 0% | 0% | 1 | 0% | 0% | 0% | 1 | 1.584% | 0% | 0% | 1 | 8 | 6 |  | 0% | 0% | 1 | 21.9 | 0% | 0% | 3 | 65.73% | 0% | 0% | 2 | 1 | 1 | 0% | 0% | 0% | 1 | 1.54% | 0% | 0% | 1 | 3.021% | 0% | 0% | 1 | 4.239% | 0% | 0% | 1 | 4.596% | 0% | 0% | 1 | 0.1566% | 0% | 0% | 1 | 2.4% | 0% | 0% | 1 | 8 | 6 |  | 0% | 0% | 1 | 18.4678 | 0% | 0% | 2 | 54.01% | 0% | 0% | 2 | 1 | 1 | 0.9612% | 0% | 0.9612% | 1 | 11.75% | 0% | 0% | 1 | 12.86% | 0% | 0% | 1 | 16.23% | 0% | 0% | 1 | 20.99% | 0% | 0% | 1 | 4.119% | 0% | 0% | 1 | 4.21% | 0% | 0% | 1
25 | Mc Mullin | SPGE | 0 | 0 |  | 0% | 0% | 1 | 7 | 0% | 0% | 1 | 31.2% | 0% | 0% | 1 | 1 | 1 | 0% | 0% | 0% | 1 | 0.859% | 0% | 0% | 1 | 0.544% | 0% | 0% | 1 | 0.544% | 0% | 0% | 1 | 1.201% | 0% | 0% | 1 | 0% | 0% | 0% | 1 | 1.881% | 0% | 0% | 1 |  |  |  | 0% | 0% | 1 | 9.2384 | 0% | 0% | 1 | 48.62% | 0% | 0% | 1 | 1 | 1 | 0% | 0% | 0% | 1 | 14.67% | 0% | 0% | 1 | 7.53% | 0% | 0% | 1 | 7.53% | 0% | 0% | 1 | 17.74% | 0% | 0% | 1 | 0% | 0% | 0% | 1 | 1.425% | 0% | 0% | 1 |  |  |  | 0% | 0% | 1 | 11.322 | 0% | 0% | 1 | 47.27% | 0% | 0% | 1 | 1 | 1 | 0% | 0% | 0% | 1 | 15.09% | 0% | 0% | 1 | 7.964% | 0% | 0% | 1 | 8.383% | 0% | 0% | 1 | 20.94% | 0% | 0% | 1 | 0% | 0% | 0% | 1 | 1.463% | 0% | 0% | 1 |  |  |  | 0% | 0% | 1 | 11.046 | 0% | 0% | 1 | 49.43% | 0% | 0% | 1 | 1 | 1 | 0% | 0% | 0% | 1 | 15.96% | 0% | 0% | 1 | 6.147% | 0% | 0% | 1 | 7% | 0% | 0% | 1 | 19.97% | 0% | 0% | 1 | 0.04563% | 0% | 0% | 1 | 1.94% | 0% | 0% | 1
26 | Mendota | SPGE | 0 | 0 |  | 0% | 0% | 1 | 6.8191 | 0% | 0% | 1 | 48.42% | 0% | 0% | 1 | 1 | 1 | 0% | 0% | 0% | 1 | 0.05559% | 0% | 0% | 1 | 3.836% | 0% | 0% | 1 | 20.6% | 0% | 0% | 1 | 22.55% | 0% | 0% | 1 | 0% | 0% | 0% | 1 | 0.1954% | 0% | 0% | 1 |  |  |  | 0% | 0% | 1 | 7.2716 | 0% | 0% | 1 | 45.6% | 0% | 0% | 1 | 1 | 1 | 0% | 0% | 0% | 1 | 12.49% | 0% | 0% | 1 | 4.929% | 0% | 0% | 1 | 12.65% | 0% | 0% | 1 | 23.85% | 0% | 0% | 1 | 0.1761% | 0% | 0% | 1 | 2.608% | 0% | 0% | 1 |  |  |  | 0% | 0% | 1 | 7.0593 | 0% | 0% | 1 | 36.77% | 0% | 0% | 1 | 1 | 1 | 0% | 0% | 0% | 1 | 31.73% | 0% | 0% | 1 | 8.581% | 0% | 0% | 1 | 18.15% | 0% | 0% | 1 | 41.02% | 0% | 0% | 1 | 3.129% | 0% | 0% | 1 | 4.81% | 0% | 0% | 1 |  |  |  | 0% | 0% | 1 | 6.9133 | 0% | 0% | 1 | 33.45% | 0% | 0% | 1 | 1 | 1 | 0% | 0% | 0% | 1 | 37.51% | 0% | 0% | 1 | 11.57% | 0% | 0% | 1 | 21.37% | 0% | 0% | 1 | 46.84% | 0% | 0% | 1 | 9.75% | 0% | 0% | 1 | 5.535% | 0% | 0% | 1
27 | Oro Loma | SPGE | 0 | 0 |  | 0% | 0% | 1 | 7 | 0% | 0% | 1 | 36.73% | 0% | 0% | 1 | 0 | 2 | 0% | 0% | 0% | 1 | 0% | 0% | 0% | 1 | 0% | 0% | 0% | 1 | 12.2% | 0% | 0% | 1 | 12.2% | 0% | 0% | 1 | 0% | 0% | 0% | 1 | 1.209% | 0% | 0% | 1 |  |  |  | 0% | 0% | 1 | 7.9377 | 0% | 0% | 1 | 36.14% | 0% | 0% | 1 | 0 | 2 | 0% | 0% | 0% | 1 | 10.87% | 0% | 0% | 1 | 1.001% | 0% | 0% | 1 | 6.537% | 0% | 0% | 1 | 14.6% | 0% | 0% | 1 | 3.57% | 0% | 0% | 1 | 2.789% | 0% | 0% | 1 |  |  |  | 0% | 0% | 1 | 7.6568 | 0% | 0% | 1 | 39.43% | 0% | 0% | 1 | 0 | 2 | 0% | 0% | 0% | 1 | 32.56% | 0% | 0% | 1 | 3.142% | 0% | 0% | 1 | 12.91% | 0% | 0% | 1 | 38.71% | 0% | 0% | 1 | 10.16% | 0% | 0% | 1 | 4.137% | 0% | 0% | 1 |  |  |  | 0% | 0% | 1 | 7.1062 | 0% | 0% | 1 | 36.83% | 0% | 0% | 1 | 0 | 2 | 0.007856% | 0% | 0.007856% | 1 | 42.79% | 0% | 0% | 1 | 12.79% | 0% | 0% | 1 | 20.58% | 0% | 0% | 1 | 49.48% | 0% | 0% | 1 | 14.85% | 0% | 0% | 1 | 4.723% | 0% | 0% | 1
28 | Panoche | SPGE | 360 | 3600 |  | 108.6% | 0.658% | 4 | 7.3311 | 130.9% | 1.955% | 3 | 79.32% | 59.63% | 0% | 3 | 1 | 1 | 0% | 0% | 0% | 1 | 12.05% | 8.767% | 0% | 1 | 10.23% | 8.589% | 0% | 1 | 24.63% | 10.23% | 0% | 1 | 30.85% | 11.15% | 0% | 1 | 1.65% | 7.84% | 0% | 1 | 0.6977% | 11.15% | 0% | 1 |  |  |  | 11.25% | 0% | 1 | 6.5695 | 14.78% | 0% | 1 | 57.73% | 9.699% | 0% | 2 | 1 | 1 | 0% | 0% | 0% | 1 | 22.34% | 2.837% | 0% | 1 | 10.36% | 2.458% | 0% | 1 | 25.58% | 2.961% | 0% | 1 | 34.69% | 3.374% | 0% | 1 | 10.67% | 2.467% | 0% | 1 | 0.4089% | 3.374% | 0% | 1 |  |  |  | 3.778% | 0% | 1 | 6.1583 | 3.967% | 0% | 1 | 35.55% | 9.699% | 0% | 1 | 1 | 1 | 0.001117% | 0% | 0.001117% | 1 | 36.45% | 1.54% | 0% | 1 | 13.3% | 1.129% | 0% | 1 | 27.09% | 1.342% | 0% | 1 | 46.43% | 1.827% | 0% | 1 | 23.28% | 1.276% | 0% | 1 | 0.9943% | 1.827% | 0% | 1 |  |  |  | 2.271% | 0% | 1 | 6.1022 | 2.07% | 0% | 1 | 30.58% | 9.699% | 0% | 1 | 1 | 1 | 3.165% | 0% | 3.165% | 1 | 44.48% | 1.012% | 0% | 1 | 13.66% | 0.651% | 0% | 1 | 25.02% | 0.7496% | 0% | 1 | 51.41% | 1.157% | 0% | 2 | 26.83% | 0.768% | 0% | 1 | 2.441% | 1.157% | 0% | 1
29 | Reedley | SPGE | 0 | 0 |  | 0% | 0% | 1 | 23 | 0% | 0% | 3 | 48.9% | 0% | 0% | 1 | 0 | 2 | 0% | 0% | 0% | 1 | 2.367% | 0% | 0% | 1 | 12.2% | 0% | 0% | 1 | 23.72% | 0% | 0% | 1 | 23.72% | 0% | 0% | 1 | 0.5% | 0% | 0% | 1 | 1.137% | 0% | 0% | 1 |  |  |  | 0% | 0% | 1 | 19.5573 | 0% | 0% | 2 | 43.48% | 0% | 0% | 1 | 0 | 2 | 10.48% | 0% | 10.48% | 1 | 26.93% | 0% | 0% | 1 | 20.54% | 0% | 0% | 1 | 29.35% | 0% | 0% | 1 | 38.8% | 0% | 0% | 1 | 10.5% | 0% | 0% | 1 | 3.087% | 0% | 0% | 1 |  |  |  | 0% | 0% | 1 | 17.8333 | 0% | 0% | 2 | 38.63% | 0% | 0% | 1 | 0 | 2 | 17.85% | 0% | 17.85% | 1 | 32.25% | 0% | 0% | 1 | 21.52% | 0% | 0% | 1 | 29.53% | 0% | 0% | 1 | 49.65% | 0% | 0% | 1 | 17.68% | 0% | 0% | 1 | 4.156% | 0% | 0% | 1 |  |  |  | 0% | 0% | 1 | 17.4598 | 0% | 0% | 2 | 35.3% | 0% | 0% | 1 | 0 | 2 | 22.48% | 0% | 22.48% | 2 | 30.2% | 0% | 0% | 1 | 19.03% | 0% | 0% | 1 | 26.6% | 0% | 0% | 1 | 45.34% | 0% | 0% | 1 | 22.49% | 0% | 0% | 1 | 3.901% | 0% | 0% | 1
30 | Sanger | SPGE | 0 | 0 |  | 0% | 0% | 1 | 25.1706 | 0% | 0% | 3 | 58.56% | 0% | 0% | 2 | 1 | 1 | 0% | 0% | 0% | 1 | 0% | 0% | 0% | 1 | 0% | 0% | 0% | 1 | 0% | 0% | 0% | 1 | 0% | 0% | 0% | 1 | 0% | 0% | 0% | 1 | 1.277% | 0% | 0% | 1 | 8 | 6 |  | 0% | 0% | 1 | 24.1364 | 0% | 0% | 3 | 58.95% | 0% | 0% | 2 | 1 | 1 | 0% | 0% | 0% | 1 | 10.68% | 0% | 0% | 1 | 14.18% | 0% | 0% | 1 | 17.63% | 0% | 0% | 1 | 19.6% | 0% | 0% | 1 | 0.6146% | 0% | 0% | 1 | 5.601% | 0% | 0% | 1 | 8 | 6 |  | 0% | 0% | 1 | 22.5333 | 0% | 0% | 3 | 52.28% | 0% | 0% | 2 | 1 | 1 | 1.865% | 0% | 1.865% | 1 | 26.41% | 0% | 0% | 1 | 15.78% | 0% | 0% | 1 | 18% | 0% | 0% | 1 | 31.91% | 0% | 0% | 1 | 11.92% | 0% | 0% | 1 | 7.373% | 0% | 0% | 1 | 8 | 6 |  | 0% | 0% | 1 | 20 | 0% | 0% | 3 | 44.11% | 0% | 0% | 1 | 1 | 1 | 8.966% | 0% | 8.966% | 1 | 30.19% | 0% | 0% | 1 | 16.1% | 0% | 0% | 1 | 18.84% | 0% | 0% | 1 | 36.68% | 0% | 0% | 1 | 16.97% | 0% | 0% | 1 | 5.98% | 0% | 0% | 1
31 | Schindler | SPGE | 0 | 0 |  | 0% | 0% | 1 | 5.9019 | 0% | 0% | 1 | 27.18% | 0% | 0% | 1 | 1 | 1 | 0% | 0% | 0% | 1 | 0% | 0% | 0% | 1 | 0% | 0% | 0% | 1 | 0% | 0% | 0% | 1 | 0% | 0% | 0% | 1 | 0% | 0% | 0% | 1 | 0.07141% | 0% | 0% | 1 | 5 | 6 |  | 0% | 0% | 1 | 6.0309 | 0% | 0% | 1 | 46.62% | 0% | 0% | 1 | 1 | 1 | 0% | 0% | 0% | 1 | 8.935% | 0% | 0% | 1 | 0.2544% | 0% | 0% | 1 | 1.614% | 0% | 0% | 1 | 10.54% | 0% | 0% | 1 | 0% | 0% | 0% | 1 | 0.4843% | 0% | 0% | 1 | 5 | 6 |  | 0% | 0% | 1 | 6.9112 | 0% | 0% | 1 | 50.98% | 0% | 0% | 2 | 1 | 1 | 0% | 0% | 0% | 1 | 19.68% | 0% | 0% | 1 | 4.739% | 0% | 0% | 1 | 7.941% | 0% | 0% | 1 | 23.43% | 0% | 0% | 1 | 3.192% | 0% | 0% | 1 | 0.8558% | 0% | 0% | 1 | 6 | 6 |  | 0% | 0% | 1 | 7.551 | 0% | 0% | 1 | 45.8% | 0% | 0% | 1 | 1 | 1 | 0% | 0% | 0% | 1 | 25.62% | 0% | 0% | 1 | 3.86% | 0% | 0% | 1 | 8.633% | 0% | 0% | 1 | 29.1% | 0% | 0% | 1 | 5.987% | 0% | 0% | 1 | 1.254% | 0% | 0% | 1
32 | Wahtoke | SPGE | 0 | 0 |  | 0% | 0% | 1 | 23.22 | 0% | 0% | 3 | 73.08% | 0% | 0% | 2 | 0 | 2 | 0% | 0% | 0% | 1 | 0% | 0% | 0% | 1 | 0.004166% | 0% | 0% | 1 | 0.004166% | 0% | 0% | 1 | 0.004166% | 0% | 0% | 1 | 0% | 0% | 0% | 1 | 3.532% | 0% | 0% | 1 |  |  |  | 0% | 0% | 1 | 21.2173 | 0% | 0% | 3 | 55.95% | 0% | 0% | 2 | 0 | 2 | 0.52% | 0% | 0.52% | 1 | 12.14% | 0% | 0% | 1 | 17.05% | 0% | 0% | 1 | 22.44% | 0% | 0% | 1 | 23.49% | 0% | 0% | 1 | 1.531% | 0% | 0% | 1 | 3.911% | 0% | 0% | 1 |  |  |  | 0% | 0% | 1 | 19.3333 | 0% | 0% | 2 | 45.18% | 0% | 0% | 1 | 0 | 2 | 9.727% | 0% | 9.727% | 1 | 23.89% | 0% | 0% | 1 | 17.94% | 0% | 0% | 1 | 24.69% | 0% | 0% | 1 | 37.27% | 0% | 0% | 1 | 11.01% | 0% | 0% | 1 | 3.915% | 0% | 0% | 1 |  |  |  | 0% | 0% | 1 | 18 | 0% | 0% | 2 | 40.08% | 0% | 0% | 1 | 0 | 2 | 15.81% | 0% | 15.81% | 1 | 28.39% | 0% | 0% | 1 | 18.55% | 0% | 0% | 1 | 24.78% | 0% | 0% | 1 | 41.84% | 0% | 0% | 1 | 17.3% | 0% | 0% | 1 | 4.157% | 0% | 0% | 1
33 | West Fresno | SPGE | 0 | 0 |  | 0% | 0% | 1 | 22.92 | 0% | 0% | 3 | 76.59% | 0% | 0% | 3 | 1 | 1 | 0% | 0% | 0% | 1 | 0% | 0% | 0% | 1 | 0% | 0% | 0% | 1 | 0% | 0% | 0% | 1 | 0% | 0% | 0% | 1 | 0% | 0% | 0% | 1 | 0.00823% | 0% | 0% | 1 |  |  |  | 0% | 0% | 1 | 21.9513 | 0% | 0% | 3 | 70.55% | 0% | 0% | 2 | 1 | 1 | 0% | 0% | 0% | 1 | 0.2335% | 0% | 0% | 1 | 0.1724% | 0% | 0% | 1 | 0.1724% | 0% | 0% | 1 | 0.2335% | 0% | 0% | 1 | 0% | 0% | 0% | 1 | 0.2175% | 0% | 0% | 1 |  |  |  | 0% | 0% | 1 | 21 | 0% | 0% | 3 | 63.56% | 0% | 0% | 2 | 1 | 1 | 0% | 0% | 0% | 1 | 6.535% | 0% | 0% | 1 | 6.877% | 0% | 0% | 1 | 6.689% | 0% | 0% | 1 | 10.87% | 0% | 0% | 1 | 0.0156% | 0% | 0% | 1 | 1.859% | 0% | 0% | 1 |  |  |  | 0% | 0% | 1 | 17.5 | 0% | 0% | 2 | 52.05% | 0% | 0% | 2 | 1 | 1 | 0% | 0% | 0% | 1 | 15.77% | 0% | 0% | 1 | 18.84% | 0% | 0% | 1 | 19.43% | 0% | 0% | 1 | 28.43% | 0% | 0% | 1 | 6.248% | 0% | 0% | 1 | 7.526% | 0% | 0% | 1
34 | Glenn | NORTHERN CALIFORNIA | 0 | 0 |  | 0% | 0% | 1 | 16.6326 | 0% | 0% | 2 | 64.8% | 0% | 0% | 2 | 0 | 2 | 0% | 0% | 0% | 1 | 46.4% | 0% | 0% | 1 | 0% | 0% | 0% | 1 | 0% | 0% | 0% | 1 | 46.4% | 0% | 0% | 1 | 1.938% | 0% | 0% | 1 | 13.62% | 0% | 0% | 1 |  |  |  | 0% | 0% | 1 | 10.9649 | 0% | 0% | 1 | 56.68% | 0% | 0% | 2 | 0 | 2 | 0% | 0% | 0% | 1 | 51.2% | 0% | 0% | 2 | 0.6056% | 0% | 0% | 1 | 1.012% | 0% | 0% | 1 | 51.7% | 0% | 0% | 2 | 3.042% | 0% | 0% | 1 | 15.31% | 0% | 0% | 1 |  |  |  | 0% | 0% | 1 | 9.95 | 0% | 0% | 1 | 46.94% | 0% | 0% | 1 | 0 | 2 | 0.483% | 0% | 0.483% | 1 | 51.05% | 0% | 0% | 2 | 3.406% | 0% | 0% | 1 | 6.399% | 0% | 0% | 1 | 55.81% | 0% | 0% | 2 | 8.952% | 0% | 0% | 1 | 16.18% | 0% | 0% | 1 |  |  |  | 0% | 0% | 1 | 9.0637 | 0% | 0% | 1 | 36.4% | 0% | 0% | 1 | 0 | 2 | 7.865% | 0% | 7.865% | 1 | 46.46% | 0% | 0% | 1 | 4.512% | 0% | 0% | 1 | 8.081% | 0% | 0% | 1 | 51.68% | 0% | 0% | 2 | 23.49% | 0% | 0% | 1 | 15.11% | 0% | 0% | 1
35 | Bridgeville | NORTHERN CALIFORNIA | 0 | 0 |  | 0% | 0% | 1 | 6.9806 | 0% | 0% | 1 | 0% | 0% | 0% | 1 | 0 | 2 | 31.34% | 24.67% | 56.01% | 4 | 37.69% | 0% | 0% | 1 | 5.915% | 0% | 0% | 1 | 5.915% | 0% | 0% | 1 | 43.61% | 0% | 0% | 1 | 78.74% | 0% | 0% | 3 | 0.7944% | 0% | 0% | 1 |  |  |  | 0% | 0% | 1 | 6 | 0% | 0% | 1 | 0% | 0% | 0% | 1 | 0 | 2 | 39.62% | 15.55% | 55.17% | 3 | 22.65% | 0% | 0% | 1 | 21.05% | 0% | 0% | 1 | 26.44% | 0% | 0% | 1 | 44.58% | 0% | 0% | 1 | 80.13% | 0% | 0% | 3 | 0.4992% | 0% | 0% | 1 |  |  |  | 0% | 0% | 1 | 6.0656 | 0% | 0% | 1 | 0% | 0% | 0% | 1 | 0 | 2 | 60.77% | 9.317% | 70.09% | 3 | 19.88% | 0% | 0% | 1 | 23.34% | 0% | 0% | 1 | 30.06% | 0% | 0% | 1 | 43.24% | 0% | 0% | 1 | 78.51% | 0% | 0% | 3 | 1.081% | 0% | 0% | 1 |  |  |  | 0% | 0% | 1 | 6.0742 | 0% | 0% | 1 | 0% | 0% | 0% | 1 | 0 | 2 | 68.46% | 5.691% | 74.15% | 3 | 15.81% | 0% | 0% | 1 | 20.65% | 0% | 0% | 1 | 27.07% | 0% | 0% | 1 | 37.19% | 0% | 0% | 1 | 78.8% | 0% | 0% | 3 | 1.559% | 0% | 0% | 1
36 | Humboldt | NORTHERN CALIFORNIA | 0 | 0 |  | 0% | 0% | 1 | 36.1615 | 0% | 0% | 4 | 0% | 0% | 0% | 1 | 0 | 2 | 70.49% | 0% | 70.49% | 3 | 0.958% | 0% | 0% | 1 | 55.42% | 0% | 0% | 2 | 61.85% | 0% | 0% | 2 | 62.8% | 0% | 0% | 2 | 41.81% | 0% | 0% | 1 | 6.658% | 0% | 0% | 1 | 11 | 9 |  | 0% | 0% | 1 | 16 | 0% | 0% | 2 | 0% | 0% | 0% | 1 | 0 | 2 | 59% | 0% | 59% | 3 | 4.892% | 0% | 0% | 1 | 41.94% | 0% | 0% | 1 | 51.72% | 0% | 0% | 2 | 53.45% | 0% | 0% | 2 | 50.75% | 0% | 0% | 2 | 10.9% | 0% | 0% | 1 | 9 | 9 |  | 0% | 0% | 1 | 11 | 0% | 0% | 1 | 0% | 0% | 0% | 1 | 0 | 2 | 43.04% | 0% | 43.04% | 2 | 4.667% | 0% | 0% | 1 | 37.76% | 0% | 0% | 1 | 43.11% | 0% | 0% | 1 | 44.97% | 0% | 0% | 1 | 49.11% | 0% | 0% | 1 | 12.63% | 0% | 0% | 1 | 7 | 6 |  | 0% | 0% | 1 | 9.6212 | 0% | 0% | 1 | 0% | 0% | 0% | 1 | 0 | 2 | 41.42% | 1.241% | 42.66% | 2 | 4.166% | 0% | 0% | 1 | 31.26% | 0% | 0% | 1 | 35.51% | 0% | 0% | 1 | 37.78% | 0% | 0% | 1 | 48.58% | 0% | 0% | 1 | 12.94% | 0% | 0% | 1
37 | El Centro | GREATER IMPERIAL | 0 | 0 |  | 0% | 0% | 1 | 12.007 | 0% | 0% | 2 | 79.35% | 0% | 0% | 3 | 0 | 2 | 0% | 0% | 0% | 1 | 0% | 0% | 0% | 1 | 0% | 0% | 0% | 1 | 0% | 0% | 0% | 1 | 0% | 0% | 0% | 1 | 0% | 0% | 0% | 1 | 4.318% | 0% | 0% | 1 |  |  |  | 0% | 0% | 1 | 10.3456 | 0% | 0% | 1 | 66.36% | 0% | 0% | 2 | 0 | 2 | 0% | 0% | 0% | 1 | 1.356% | 0% | 0% | 1 | 5.302% | 0% | 0% | 1 | 5.302% | 0% | 0% | 1 | 6.659% | 0% | 0% | 1 | 0% | 0% | 0% | 1 | 7.166% | 0% | 0% | 1 |  |  |  | 0% | 0% | 1 | 9.65 | 0% | 0% | 1 | 67.47% | 0% | 0% | 2 | 0 | 2 | 0% | 0% | 0% | 1 | 1.044% | 0% | 0% | 1 | 10.52% | 0% | 0% | 1 | 11.59% | 0% | 0% | 1 | 12.64% | 0% | 0% | 1 | 0.3745% | 0% | 0% | 1 | 6.266% | 0% | 0% | 1 |  |  |  | 0% | 0% | 1 | 9.2734 | 0% | 0% | 1 | 65.26% | 0% | 0% | 2 | 0 | 2 | 0% | 0% | 0% | 1 | 0.8084% | 0% | 0% | 1 | 14.12% | 0% | 0% | 1 | 13.12% | 0% | 0% | 1 | 15.75% | 0% | 0% | 1 | 3.233% | 0% | 0% | 1 | 5.571% | 0% | 0% | 1
38 | High Line | GREATER IMPERIAL | 0 | 0 |  | 0% | 0% | 1 | 7.4009 | 0% | 0% | 1 | 78.24% | 0% | 0% | 3 | 0 | 2 | 0% | 0% | 0% | 1 | 0% | 0% | 0% | 1 | 14.15% | 0% | 0% | 1 | 14.15% | 0% | 0% | 1 | 14.15% | 0% | 0% | 1 | 5.043% | 0% | 0% | 1 | 3.7% | 0% | 0% | 1 |  |  |  | 0% | 0% | 1 | 8.5881 | 0% | 0% | 1 | 67.73% | 0% | 0% | 2 | 0 | 2 | 0% | 0% | 0% | 1 | 0% | 0% | 0% | 1 | 27.46% | 0% | 0% | 1 | 27.46% | 0% | 0% | 1 | 27.46% | 0% | 0% | 1 | 6.819% | 0% | 0% | 1 | 6.303% | 0% | 0% | 1 |  |  |  | 0% | 0% | 1 | 8.7676 | 0% | 0% | 1 | 69.33% | 0% | 0% | 2 | 0 | 2 | 0% | 0% | 0% | 1 | 0.5559% | 0% | 0% | 1 | 17.82% | 0% | 0% | 1 | 17.82% | 0% | 0% | 1 | 18.37% | 0% | 0% | 1 | 4.368% | 0% | 0% | 1 | 5.224% | 0% | 0% | 1 |  |  |  | 0% | 0% | 1 | 8.7619 | 0% | 0% | 1 | 63.6% | 0% | 0% | 2 | 0 | 2 | 0% | 0% | 0% | 1 | 1.038% | 0% | 0% | 1 | 12.08% | 0% | 0% | 1 | 12.08% | 0% | 0% | 1 | 13.12% | 0% | 0% | 1 | 4.58% | 0% | 0% | 1 | 5.749% | 0% | 0% | 1
39 | Imperial Valley | GREATER IMPERIAL | 120 | 1200 |  | 42.34% | 0% | 2 | 10.276 | 1656% | 5.585% | 3 | 55.62% | 30.29% | 0% | 2 | 0 | 2 | 0% | 0% | 0% | 1 | 0% | 4.885% | 0% | 1 | 37.44% | 7.808% | 0% | 1 | 37.44% | 7.808% | 0% | 1 | 37.44% | 7.808% | 0% | 1 | 0.1125% | 4.891% | 0% | 1 | 10.18% | 7.808% | 0% | 1 | 10 | 6 |  | 8.655% | 0% | 1 | 10.9412 | 67.65% | 0% | 2 | 54.38% | 0% | 0% | 2 | 0 | 2 | 0% | 0% | 0% | 1 | 0% | 1.634% | 0% | 1 | 18.94% | 2.016% | 0% | 1 | 23.15% | 2.126% | 0% | 1 | 23.15% | 2.126% | 0% | 1 | 0.74% | 1.646% | 0% | 1 | 8.82% | 2.126% | 0% | 1 | 8 | 6 |  | 4.583% | 0% | 1 | 9.9651 | 6.971% | 0% | 1 | 51.12% | 0% | 0% | 2 | 0 | 2 | 0% | 0% | 0% | 1 | 3.482% | 0.9392% | 0% | 1 | 10.51% | 1.013% | 0% | 1 | 12.84% | 1.04% | 0% | 1 | 16.32% | 1.083% | 0% | 1 | 11.08% | 1.019% | 0% | 1 | 7.016% | 1.083% | 0% | 1 | 7 | 6 |  | 2.395% | 0% | 1 | 9.6978 | 3.75% | 0% | 1 | 53.28% | 0% | 0% | 2 | 0 | 2 | 0% | 0% | 0% | 1 | 3.905% | 0.5433% | 0% | 1 | 7.651% | 0.5653% | 0% | 1 | 8.889% | 0.573% | 0% | 1 | 12.94% | 0.5996% | 0% | 1 | 11.18% | 0.5878% | 0% | 1 | 6.492% | 0.5996% | 0% | 1
40 | El Segundo | GREATER LA METRO | 0 | 0 |  | 0% | 0% | 1 | 15.9185 | 0% | 0% | 2 | 0% | 0% | 0% | 1 | 0 | 2 | 0% | 0% | 0% | 1 | 1.328% | 0% | 0% | 1 | 29.87% | 0% | 0% | 1 | 47.78% | 0% | 0% | 1 | 49.11% | 0% | 0% | 1 | 0% | 0% | 0% | 1 | 0.541% | 0% | 0% | 1 |  |  |  | 0% | 0% | 1 | 10.0673 | 0% | 0% | 1 | 0% | 0% | 0% | 1 | 0 | 2 | 18.34% | 0% | 18.34% | 1 | 2.903% | 0% | 0% | 1 | 30.71% | 0% | 0% | 1 | 55.33% | 0% | 0% | 2 | 58.23% | 0% | 0% | 2 | 0% | 0% | 0% | 1 | 0.1735% | 0% | 0% | 1 |  |  |  | 0% | 0% | 1 | 10.165 | 0% | 0% | 1 | 0% | 0% | 0% | 1 | 0 | 2 | 33.27% | 8.12% | 41.39% | 2 | 8.756% | 0% | 0% | 1 | 3.822% | 0% | 0% | 1 | 50.6% | 0% | 0% | 2 | 59.36% | 0% | 0% | 2 | 15.29% | 0% | 0% | 1 | 6.973% | 0% | 0% | 1 |  |  |  | 0% | 0% | 1 | 16.8344 | 0% | 0% | 2 | 0% | 0% | 0% | 1 | 0 | 2 | 20.13% | 36.16% | 56.29% | 5 | 11.5% | 0% | 0% | 1 | 19.84% | 0% | 0% | 1 | 43% | 0% | 0% | 1 | 48.63% | 0% | 0% | 1 | 11.38% | 0% | 0% | 1 | 8.874% | 0% | 0% | 1
41 | Arco | SPGE | 639.9 | 6399 |  | 656.8% | 11.21% | 5 | 7.7529 | 96.17% | 0% | 3 | 33.17% | 141.6% | 11.47% | 4 | 0 | 2 | 0% | 0% | 0% | 1 | 78.68% | 60.79% | 0% | 3 | 0.2408% | 12.99% | 0% | 1 | 0.4116% | 13.01% | 0% | 1 | 78.68% | 60.79% | 0% | 3 | 1.501% | 13.16% | 0% | 1 | 0.2768% | 60.79% | 0% | 3 | 15 | 12 |  | 26.09% | 0% | 2 | 7.2024 | 20.47% | 0% | 2 | 31.81% | 21.25% | 0% | 2 | 0 | 2 | 0.4943% | 0% | 0.4943% | 1 | 67.72% | 11.17% | 0% | 2 | 4.936% | 3.791% | 0% | 1 | 11.36% | 4.066% | 0% | 1 | 71.03% | 12.44% | 0% | 3 | 2.555% | 3.699% | 0% | 1 | 1.764% | 12.44% | 0% | 1 | 9 | 9 |  | 8.727% | 0% | 1 | 6.9276 | 6.779% | 0% | 1 | 18.68% | 21.25% | 0% | 2 | 0 | 2 | 1.953% | 0% | 1.953% | 1 | 66.6% | 4.923% | 0% | 2 | 2.845% | 1.692% | 0% | 1 | 11.14% | 1.85% | 0% | 1 | 71.58% | 5.784% | 0% | 3 | 8.185% | 1.791% | 0% | 1 | 3.253% | 5.784% | 0% | 1 | 7 | 9 |  | 5.068% | 0% | 1 | 6.75 | 2.873% | 0% | 1 | 14.45% | 21.25% | 0% | 2 | 0 | 2 | 1.303% | 0% | 1.303% | 1 | 64.73% | 2.707% | 0% | 2 | 4.597% | 1.001% | 0% | 1 | 14.38% | 1.115% | 0% | 1 | 71.14% | 3.309% | 0% | 3 | 15.93% | 1.136% | 0% | 1 | 2.952% | 3.309% | 0% | 1
42 | Bakersfield | SPGE | 0 | 0 |  | 0% | 0% | 1 | 13.3519 | 0% | 0% | 2 | 5.815% | 0% | 0% | 1 | 1 | 1 | 0% | 0% | 0% | 1 | 78.91% | 0% | 0% | 3 | 6.246% | 0% | 0% | 1 | 29.64% | 0% | 0% | 1 | 78.91% | 0% | 0% | 3 | 0% | 0% | 0% | 1 | 0.9006% | 0% | 0% | 1 |  |  |  | 0% | 0% | 1 | 18.6165 | 0% | 0% | 2 | 31.95% | 0% | 0% | 1 | 1 | 1 | 2.534% | 0% | 2.534% | 1 | 44.4% | 0% | 0% | 1 | 10.38% | 0% | 0% | 1 | 20.87% | 0% | 0% | 1 | 50.13% | 0% | 0% | 2 | 7.185% | 0% | 0% | 1 | 1.144% | 0% | 0% | 1 |  |  |  | 0% | 0% | 1 | 11.7591 | 0% | 0% | 1 | 39.6% | 0% | 0% | 1 | 1 | 1 | 16.87% | 0% | 16.87% | 1 | 39.98% | 0% | 0% | 1 | 14.19% | 0% | 0% | 1 | 28.54% | 0% | 0% | 1 | 50.77% | 0% | 0% | 2 | 14.18% | 0% | 0% | 1 | 4.391% | 0% | 0% | 1 |  |  |  | 0% | 0% | 1 | 9.0413 | 0% | 0% | 1 | 42.23% | 0% | 0% | 1 | 1 | 1 | 20.35% | 0% | 20.35% | 2 | 40.49% | 0% | 0% | 1 | 22.35% | 0% | 0% | 1 | 35.52% | 0% | 0% | 1 | 55.81% | 0% | 0% | 2 | 17.93% | 0% | 0% | 1 | 4.33% | 0% | 0% | 1
43 | Charca | SPGE | 0 | 0 |  | 0% | 0% | 1 | 6 | 0% | 0% | 1 | 93.82% | 0% | 0% | 3 | 1 | 1 | 0% | 0% | 0% | 1 | 52.3% | 0% | 0% | 2 | 0% | 0% | 0% | 1 | 0.1609% | 0% | 0% | 1 | 52.3% | 0% | 0% | 2 | 0% | 0% | 0% | 1 | 0.7356% | 0% | 0% | 1 | 7 | 8 |  | 0% | 0% | 1 | 8.8311 | 0% | 0% | 1 | 78.94% | 0% | 0% | 3 | 1 | 1 | 0% | 0% | 0% | 1 | 27.21% | 0% | 0% | 1 | 0.06579% | 0% | 0% | 1 | 13.63% | 0% | 0% | 1 | 37.44% | 0% | 0% | 1 | 0.1133% | 0% | 0% | 1 | 0.7623% | 0% | 0% | 1 | 7 | 6 |  | 0% | 0% | 1 | 10 | 0% | 0% | 1 | 66.99% | 0% | 0% | 2 | 1 | 1 | 0% | 0% | 0% | 1 | 18.83% | 0% | 0% | 1 | 2.472% | 0% | 0% | 1 | 22.49% | 0% | 0% | 1 | 37.9% | 0% | 0% | 1 | 0.07387% | 0% | 0% | 1 | 3.887% | 0% | 0% | 1 | 6 | 6 |  | 0% | 0% | 1 | 10.2047 | 0% | 0% | 1 | 58.63% | 0% | 0% | 2 | 1 | 1 | 0.9259% | 0% | 0.9259% | 1 | 23.01% | 0% | 0% | 1 | 8.984% | 0% | 0% | 1 | 30.67% | 0% | 0% | 1 | 45.87% | 0% | 0% | 1 | 2.052% | 0% | 0% | 1 | 4.615% | 0% | 0% | 1
44 | Columbus | SPGE | 0 | 0 |  | 0% | 0% | 1 | 15.6571 | 0% | 0% | 2 | 7.434% | 0% | 0% | 1 | 1 | 1 | 0.0009266% | 0% | 0.0009266% | 1 | 79.07% | 0% | 0% | 3 | 38.51% | 0% | 0% | 1 | 44.73% | 0% | 0% | 1 | 79.33% | 0% | 0% | 3 | 5.922% | 0% | 0% | 1 | 1.83% | 0% | 0% | 1 |  |  |  | 0% | 0% | 1 | 10.6208 | 0% | 0% | 1 | 22.1% | 0% | 0% | 1 | 1 | 1 | 23.57% | 0% | 23.57% | 2 | 59.88% | 0% | 0% | 2 | 17.57% | 0% | 0% | 1 | 26.53% | 0% | 0% | 1 | 62.82% | 0% | 0% | 2 | 22.5% | 0% | 0% | 1 | 1.819% | 0% | 0% | 1 |  |  |  | 0% | 0% | 1 | 11.4 | 0% | 0% | 1 | 32.3% | 0% | 0% | 1 | 1 | 1 | 29% | 0% | 29% | 2 | 48.76% | 0% | 0% | 1 | 14.66% | 0% | 0% | 1 | 27.14% | 0% | 0% | 1 | 54.44% | 0% | 0% | 2 | 25.05% | 0% | 0% | 1 | 2.367% | 0% | 0% | 1 |  |  |  | 0% | 0% | 1 | 8.8328 | 0% | 0% | 1 | 37.03% | 0% | 0% | 1 | 1 | 1 | 28.36% | 0.4341% | 28.8% | 2 | 47.63% | 0% | 0% | 1 | 21.96% | 0% | 0% | 1 | 34.49% | 0% | 0% | 1 | 58.75% | 0% | 0% | 2 | 25.06% | 0% | 0% | 1 | 3.446% | 0% | 0% | 1
45 | Elk Hills | SPGE | 0 | 0 |  | 0% | 0% | 1 | 5.0028 | 0% | 0% | 1 | 2.16% | 0% | 0% | 1 | 1 | 1 | 0% | 0% | 0% | 1 | 30.36% | 0% | 0% | 1 | 89.14% | 0% | 0% | 3 | 100% | 0% | 0% | 5 | 100% | 0% | 0% | 5 | 0% | 0% | 0% | 1 | 0.1134% | 0% | 0% | 1 | 5 | 16 |  | 0% | 0% | 1 | 5.25 | 0% | 0% | 1 | 19.85% | 0% | 0% | 1 | 1 | 1 | 0% | 0% | 0% | 1 | 37.24% | 0% | 0% | 1 | 61.66% | 0% | 0% | 2 | 90.61% | 0% | 0% | 4 | 91.96% | 0% | 0% | 4 | 0.7682% | 0% | 0% | 1 | 8.513% | 0% | 0% | 1 | 5 | 13 |  | 0% | 0% | 1 | 8.2 | 0% | 0% | 1 | 38.58% | 0% | 0% | 1 | 1 | 1 | 0% | 0% | 0% | 1 | 26.34% | 0% | 0% | 1 | 41.5% | 0% | 0% | 1 | 68.76% | 0% | 0% | 2 | 73.35% | 0% | 0% | 3 | 0.6557% | 0% | 0% | 1 | 7.585% | 0% | 0% | 1 | 5 | 9 |  | 0% | 0% | 1 | 8.5915 | 0% | 0% | 1 | 42.9% | 0% | 0% | 1 | 1 | 1 | 0% | 0% | 0% | 1 | 19.01% | 0% | 0% | 1 | 30.54% | 0% | 0% | 1 | 56.85% | 0% | 0% | 2 | 61.41% | 0% | 0% | 2 | 3.922% | 0% | 0% | 1 | 5.27% | 0% | 0% | 1
46 | Goose Lake | SPGE | 0 | 0 |  | 0% | 0% | 1 | 8.5318 | 0% | 0% | 1 | 39.7% | 0% | 0% | 1 | 1 | 1 | 0% | 0% | 0% | 1 | 43.94% | 0% | 0% | 1 | 22.07% | 0% | 0% | 1 | 70.61% | 0% | 0% | 3 | 82.98% | 0% | 0% | 3 | 0.2823% | 0% | 0% | 1 | 17.57% | 0% | 0% | 1 |  |  |  | 0% | 0% | 1 | 8.2861 | 0% | 0% | 1 | 50.31% | 0% | 0% | 2 | 1 | 1 | 0% | 0% | 0% | 1 | 37.85% | 0% | 0% | 1 | 12.97% | 0% | 0% | 1 | 47.91% | 0% | 0% | 1 | 68.22% | 0% | 0% | 2 | 0.06193% | 0% | 0% | 1 | 7.259% | 0% | 0% | 1 |  |  |  | 0% | 0% | 1 | 7.939 | 0% | 0% | 1 | 43.82% | 0% | 0% | 1 | 1 | 1 | 0% | 0% | 0% | 1 | 35.03% | 0% | 0% | 1 | 8.952% | 0% | 0% | 1 | 34.45% | 0% | 0% | 1 | 59.01% | 0% | 0% | 2 | 1.82% | 0% | 0% | 1 | 4.393% | 0% | 0% | 1 |  |  |  | 0% | 0% | 1 | 7.9286 | 0% | 0% | 1 | 42.78% | 0% | 0% | 1 | 1 | 1 | 0% | 0% | 0% | 1 | 36.93% | 0% | 0% | 1 | 7.092% | 0% | 0% | 1 | 27.6% | 0% | 0% | 1 | 56.7% | 0% | 0% | 2 | 2.71% | 0% | 0% | 1 | 4.784% | 0% | 0% | 1
47 | Kernridge | SPGE | 0 | 0 |  | 0% | 0% | 1 | 6.3475 | 0% | 0% | 1 | 17.76% | 0% | 0% | 1 | 1 | 1 | 0% | 0% | 0% | 1 | 40.85% | 0% | 0% | 1 | 2.247% | 0% | 0% | 1 | 27.24% | 0% | 0% | 1 | 68.08% | 0% | 0% | 2 | 8.087% | 0% | 0% | 1 | 0.03685% | 0% | 0% | 1 |  |  |  | 0% | 0% | 1 | 6.4222 | 0% | 0% | 1 | 29.97% | 0% | 0% | 1 | 1 | 1 | 0% | 0% | 0% | 1 | 50.89% | 0% | 0% | 2 | 8.217% | 0% | 0% | 1 | 27.69% | 0% | 0% | 1 | 69.23% | 0% | 0% | 2 | 15.13% | 0% | 0% | 1 | 0.4394% | 0% | 0% | 1 |  |  |  | 0% | 0% | 1 | 8.1944 | 0% | 0% | 1 | 24.01% | 0% | 0% | 1 | 1 | 1 | 0% | 0% | 0% | 1 | 51% | 0% | 0% | 2 | 14.57% | 0% | 0% | 1 | 34.66% | 0% | 0% | 1 | 71.57% | 0% | 0% | 3 | 16.79% | 0% | 0% | 1 | 3.334% | 0% | 0% | 1 |  |  |  | 0% | 0% | 1 | 8.7143 | 0% | 0% | 1 | 26.89% | 0% | 0% | 1 | 1 | 1 | 0% | 0% | 0% | 1 | 42.99% | 0% | 0% | 1 | 13.04% | 0% | 0% | 1 | 36.91% | 0% | 0% | 1 | 68.34% | 0% | 0% | 2 | 16.12% | 0% | 0% | 1 | 3.903% | 0% | 0% | 1
48 | Lamont | SPGE | 112 | 1120 |  | 25.53% | 0% | 2 | 11.5 | 999% | 3.776% | 3 | 82.75% | 0% | 0% | 3 | 1 | 1 | 0% | 0% | 0% | 1 | 0.01217% | 3.295% | 0% | 1 | 0.8499% | 3.323% | 0% | 1 | 9.803% | 3.653% | 0% | 1 | 9.803% | 3.653% | 0% | 1 | 0% | 3.295% | 0% | 1 | 0.02391% | 3.653% | 0% | 1 | 10 | 6 |  | 6.15% | 0% | 1 | 10.294 | 11.36% | 0% | 1 | 54.95% | 0% | 0% | 2 | 1 | 1 | 9.587% | 0% | 9.587% | 1 | 28.26% | 1.342% | 0% | 1 | 12.77% | 1.104% | 0% | 1 | 22.36% | 1.24% | 0% | 1 | 38.5% | 1.565% | 0% | 1 | 13.67% | 1.115% | 0% | 1 | 1.948% | 1.565% | 0% | 1 | 6 | 6 |  | 4.165% | 0% | 1 | 9.6893 | 2.498% | 0% | 1 | 42.71% | 0% | 0% | 1 | 1 | 1 | 24.1% | 2.978% | 27.08% | 2 | 44.59% | 0.7811% | 0% | 1 | 20.72% | 0.5459% | 0% | 1 | 31.23% | 0.6294% | 0% | 1 | 55.05% | 0.9628% | 0% | 2 | 23.49% | 0.5657% | 0% | 1 | 1.701% | 0.9628% | 0% | 1 | 6 | 7 |  | 1.926% | 0% | 1 | 10.2439 | 1.186% | 0% | 1 | 39.51% | 0% | 0% | 1 | 1 | 1 | 24.31% | 6.843% | 31.16% | 2 | 43.65% | 0.4246% | 0% | 1 | 21.15% | 0.3035% | 0% | 1 | 32.12% | 0.3525% | 0% | 1 | 55.57% | 0.5386% | 0% | 2 | 23.76% | 0.3138% | 0% | 1 | 2.711% | 0.5386% | 0% | 1
49 | Lerdo | SPGE | 0 | 0 |  | 0% | 0% | 1 | 12.4861 | 0% | 0% | 2 | 75.35% | 0% | 0% | 3 | 1 | 1 | 0% | 0% | 0% | 1 | 25.1% | 0% | 0% | 1 | 0% | 0% | 0% | 1 | 0% | 0% | 0% | 1 | 25.1% | 0% | 0% | 1 | 0% | 0% | 0% | 1 | 1.901% | 0% | 0% | 1 |  |  |  | 0% | 0% | 1 | 11.5659 | 0% | 0% | 1 | 62.68% | 0% | 0% | 2 | 1 | 1 | 0.313% | 0% | 0.313% | 1 | 29.4% | 0% | 0% | 1 | 0.9656% | 0% | 0% | 1 | 9.387% | 0% | 0% | 1 | 33.42% | 0% | 0% | 1 | 2.305% | 0% | 0% | 1 | 1.136% | 0% | 0% | 1 |  |  |  | 0% | 0% | 1 | 10.9521 | 0% | 0% | 1 | 52.61% | 0% | 0% | 2 | 1 | 1 | 7.708% | 0% | 7.708% | 1 | 37.13% | 0% | 0% | 1 | 9.513% | 0% | 0% | 1 | 22.11% | 0% | 0% | 1 | 48.14% | 0% | 0% | 1 | 5.435% | 0% | 0% | 1 | 4.755% | 0% | 0% | 1 |  |  |  | 0% | 0% | 1 | 10.0645 | 0% | 0% | 1 | 46.37% | 0% | 0% | 1 | 1 | 1 | 14.12% | 0% | 14.12% | 1 | 35.82% | 0% | 0% | 1 | 14.58% | 0% | 0% | 1 | 30.63% | 0% | 0% | 1 | 51.06% | 0% | 0% | 2 | 12.25% | 0% | 0% | 1 | 4.362% | 0% | 0% | 1
50 | Magunden | SPGE | 0 | 0 |  | 0% | 0% | 1 | 14.2135 | 0% | 0% | 2 | 59.25% | 0% | 0% | 2 | 1 | 1 | 0% | 0% | 0% | 1 | 11.46% | 0% | 0% | 1 | 5.919% | 0% | 0% | 1 | 8.784% | 0% | 0% | 1 | 11.69% | 0% | 0% | 1 | 0.9285% | 0% | 0% | 1 | 0.1295% | 0% | 0% | 1 |  |  |  | 0% | 0% | 1 | 11.2346 | 0% | 0% | 1 | 36.96% | 0% | 0% | 1 | 1 | 1 | 14.52% | 0% | 14.52% | 1 | 47.87% | 0% | 0% | 1 | 17.28% | 0% | 0% | 1 | 28.48% | 0% | 0% | 1 | 55.76% | 0% | 0% | 2 | 16.22% | 0% | 0% | 1 | 0.9604% | 0% | 0% | 1 |  |  |  | 0% | 0% | 1 | 11.3081 | 0% | 0% | 1 | 36.65% | 0% | 0% | 1 | 1 | 1 | 25.08% | 0% | 25.08% | 2 | 44.94% | 0% | 0% | 1 | 14.69% | 0% | 0% | 1 | 27.44% | 0% | 0% | 1 | 52.55% | 0% | 0% | 2 | 23.15% | 0% | 0% | 1 | 2.228% | 0% | 0% | 1 |  |  |  | 0% | 0% | 1 | 9 | 0% | 0% | 1 | 37.7% | 0% | 0% | 1 | 1 | 1 | 26.73% | 1.603% | 28.33% | 2 | 45.44% | 0% | 0% | 1 | 22.62% | 0% | 0% | 1 | 34.6% | 0% | 0% | 1 | 57.78% | 0% | 0% | 2 | 23.73% | 0% | 0% | 1 | 3.522% | 0% | 0% | 1
51 | Midway | SPGE | 1000 | 10000 |  | 192.6% | 14.18% | 5 | 10.7716 | 1040829% | 26.84% | 5 | 63.44% | 98.01% | 0% | 3 | 1 | 1 | 0% | 0% | 0% | 1 | 3.229% | 26.44% | 0% | 2 | 22.78% | 33.13% | 0% | 2 | 70.42% | 86.48% | 0% | 4 | 70.42% | 86.48% | 0% | 4 | 0% | 25.58% | 0% | 2 | 4.062% | 86.48% | 0% | 4 | 15 | 18 |  | 60.62% | 0% | 3 | 9.5657 | 28.85% | 0% | 2 | 51.16% | 35.9% | 0% | 2 | 1 | 1 | 0% | 0% | 0% | 1 | 15.4% | 7.753% | 0% | 1 | 17.18% | 7.919% | 0% | 1 | 63.43% | 17.93% | 0% | 2 | 66.88% | 19.8% | 0% | 2 | 0.5861% | 6.597% | 0% | 1 | 6.25% | 19.8% | 0% | 1 | 9 | 8 |  | 26.71% | 0% | 2 | 9.1423 | 16.19% | 0% | 1 | 49.62% | 35.9% | 0% | 2 | 1 | 1 | 0% | 0% | 0% | 1 | 19.03% | 3.93% | 0% | 1 | 22.5% | 4.106% | 0% | 1 | 57.09% | 7.415% | 0% | 2 | 60.5% | 8.055% | 0% | 2 | 0.3533% | 3.193% | 0% | 1 | 7.385% | 8.055% | 0% | 1 | 7 | 8 |  | 16.22% | 0% | 1 | 8.6988 | 9.094% | 0% | 1 | 48.21% | 35.9% | 0% | 2 | 1 | 1 | 0% | 0% | 0% | 1 | 29.3% | 2.713% | 0% | 1 | 23.06% | 2.493% | 0% | 1 | 49.57% | 3.803% | 0% | 1 | 63.7% | 5.284% | 0% | 2 | 2.134% | 1.96% | 0% | 1 | 5.919% | 5.284% | 0% | 1
52 | Norco | SPGE | 400 | 4000 |  | 999.9% | 11.08% | 5 | 6.5425 | 25.22% | 0% | 2 | 7.17% | 94.85% | 0% | 3 | 1 | 1 | 0% | 0% | 0% | 1 | 60.37% | 27.96% | 0% | 2 | 87.41% | 88.02% | 0% | 4 | 95.88% | 269.3% | 7.266% | 5 | 100% | 999% | 11.08% | 5 | 0% | 11.08% | 0% | 1 | 29.06% | 999% | 11.08% | 5 | 12 | 22 |  | 47.09% | 0% | 2 | 8.8326 | 7.773% | 0% | 1 | 32.89% | 12.55% | 0% | 1 | 1 | 1 | 0% | 0% | 0% | 1 | 29.94% | 3.774% | 0% | 1 | 55.21% | 5.902% | 0% | 2 | 85.74% | 18.53% | 0% | 3 | 86.74% | 19.94% | 0% | 3 | 0.8604% | 2.667% | 0% | 1 | 11.82% | 19.94% | 0% | 1 | 6 | 11 |  | 10.34% | 0% | 1 | 9.1429 | 5.633% | 0% | 1 | 43.95% | 12.55% | 0% | 1 | 1 | 1 | 0% | 0% | 0% | 1 | 19.82% | 1.706% | 0% | 1 | 35.04% | 2.106% | 0% | 1 | 61.21% | 3.527% | 0% | 2 | 62.23% | 3.621% | 0% | 2 | 0.4768% | 1.374% | 0% | 1 | 7.002% | 3.621% | 0% | 1 | 5 | 8 |  | 6.773% | 0% | 1 | 9.2474 | 4.336% | 0% | 1 | 51.11% | 12.55% | 0% | 2 | 1 | 1 | 0% | 0% | 0% | 1 | 17.37% | 1.022% | 0% | 1 | 27.1% | 1.159% | 0% | 1 | 51.96% | 1.759% | 0% | 2 | 56.68% | 1.95% | 0% | 2 | 0.6819% | 0.8507% | 0% | 1 | 5.168% | 1.95% | 0% | 1
53 | Rio Bravo | SPGE | 0 | 0 |  | 0% | 0% | 1 | 13.513 | 0% | 0% | 2 | 74.06% | 0% | 0% | 2 | 1 | 1 | 0% | 0% | 0% | 1 | 3.011% | 0% | 0% | 1 | 0.4953% | 0% | 0% | 1 | 18.2% | 0% | 0% | 1 | 18.83% | 0% | 0% | 1 | 0% | 0% | 0% | 1 | 0.5308% | 0% | 0% | 1 |  |  |  | 0% | 0% | 1 | 12.5778 | 0% | 0% | 2 | 66.57% | 0% | 0% | 2 | 1 | 1 | 0% | 0% | 0% | 1 | 17.4% | 0% | 0% | 1 | 13.43% | 0% | 0% | 1 | 35.68% | 0% | 0% | 1 | 41.21% | 0% | 0% | 1 | 0% | 0% | 0% | 1 | 11.33% | 0% | 0% | 1 |  |  |  | 0% | 0% | 1 | 11 | 0% | 0% | 1 | 58.62% | 0% | 0% | 2 | 1 | 1 | 0% | 0% | 0% | 1 | 26.31% | 0% | 0% | 1 | 17.95% | 0% | 0% | 1 | 41.16% | 0% | 0% | 1 | 54.3% | 0% | 0% | 2 | 0.4378% | 0% | 0% | 1 | 6.969% | 0% | 0% | 1 |  |  |  | 0% | 0% | 1 | 9.6667 | 0% | 0% | 1 | 52.1% | 0% | 0% | 2 | 1 | 1 | 1.745% | 0% | 1.745% | 1 | 27.92% | 0% | 0% | 1 | 18.61% | 0% | 0% | 1 | 39.32% | 0% | 0% | 1 | 54.97% | 0% | 0% | 2 | 2.332% | 0% | 0% | 1 | 4.974% | 0% | 0% | 1
54 | Rosedale | SPGE | 0 | 0 |  | 0% | 0% | 1 | 67.5647 | 0% | 0% | 4 | 54.59% | 0% | 0% | 2 | 1 | 1 | 0% | 0% | 0% | 1 | 97.91% | 0% | 0% | 5 | 12.86% | 0% | 0% | 1 | 14.78% | 0% | 0% | 1 | 97.91% | 0% | 0% | 5 | 0% | 0% | 0% | 1 | 2.582% | 0% | 0% | 1 |  |  |  | 0% | 0% | 1 | 17.1289 | 0% | 0% | 2 | 46.52% | 0% | 0% | 1 | 1 | 1 | 0% | 0% | 0% | 1 | 35.17% | 0% | 0% | 1 | 14.85% | 0% | 0% | 1 | 33.94% | 0% | 0% | 1 | 50.27% | 0% | 0% | 2 | 0.8074% | 0% | 0% | 1 | 8.414% | 0% | 0% | 1 |  |  |  | 0% | 0% | 1 | 11.9717 | 0% | 0% | 1 | 44.68% | 0% | 0% | 1 | 1 | 1 | 5.542% | 0% | 5.542% | 1 | 32.4% | 0% | 0% | 1 | 16.98% | 0% | 0% | 1 | 30.04% | 0% | 0% | 1 | 48.31% | 0% | 0% | 1 | 4.212% | 0% | 0% | 1 | 6.229% | 0% | 0% | 1 |  |  |  | 0% | 0% | 1 | 9.2121 | 0% | 0% | 1 | 45.76% | 0% | 0% | 1 | 1 | 1 | 11.88% | 0% | 11.88% | 1 | 31.73% | 0% | 0% | 1 | 22.26% | 0% | 0% | 1 | 37.48% | 0% | 0% | 1 | 52.92% | 0% | 0% | 2 | 10.01% | 0% | 0% | 1 | 4.369% | 0% | 0% | 1
55 | Semitropic | SPGE | 0 | 0 |  | 0% | 0% | 1 | 8.7616 | 0% | 0% | 1 | 61.89% | 0% | 0% | 2 | 1 | 1 | 0% | 0% | 0% | 1 | 9.309% | 0% | 0% | 1 | 0% | 0% | 0% | 1 | 14.87% | 0% | 0% | 1 | 24.18% | 0% | 0% | 1 | 0% | 0% | 0% | 1 | 0.5079% | 0% | 0% | 1 | 6 | 6 |  | 0% | 0% | 1 | 8.5353 | 0% | 0% | 1 | 59.83% | 0% | 0% | 2 | 1 | 1 | 0% | 0% | 0% | 1 | 23.26% | 0% | 0% | 1 | 3.229% | 0% | 0% | 1 | 32.45% | 0% | 0% | 1 | 51.06% | 0% | 0% | 2 | 0.05417% | 0% | 0% | 1 | 5.653% | 0% | 0% | 1 | 6 | 7 |  | 0% | 0% | 1 | 9.1385 | 0% | 0% | 1 | 61.22% | 0% | 0% | 2 | 1 | 1 | 0% | 0% | 0% | 1 | 25.12% | 0% | 0% | 1 | 7.744% | 0% | 0% | 1 | 34.27% | 0% | 0% | 1 | 50.36% | 0% | 0% | 2 | 0.1014% | 0% | 0% | 1 | 4.996% | 0% | 0% | 1 | 6 | 7 |  | 0% | 0% | 1 | 9.4154 | 0% | 0% | 1 | 59.69% | 0% | 0% | 2 | 1 | 1 | 0% | 0% | 0% | 1 | 27.8% | 0% | 0% | 1 | 8.769% | 0% | 0% | 1 | 32.18% | 0% | 0% | 1 | 51.12% | 0% | 0% | 2 | 0.1335% | 0% | 0% | 1 | 4.534% | 0% | 0% | 1
56 | Shafter | SPGE | 0 | 0 |  | 0% | 0% | 1 | 10.423 | 0% | 0% | 1 | 82.84% | 0% | 0% | 3 | 1 | 1 | 0% | 0% | 0% | 1 | 0% | 0% | 0% | 1 | 0% | 0% | 0% | 1 | 5.759% | 0% | 0% | 1 | 5.759% | 0% | 0% | 1 | 0% | 0% | 0% | 1 | 0.1506% | 0% | 0% | 1 | 7 | 6 |  | 0% | 0% | 1 | 9.4057 | 0% | 0% | 1 | 74.97% | 0% | 0% | 2 | 1 | 1 | 0% | 0% | 0% | 1 | 16.6% | 0% | 0% | 1 | 1.685% | 0% | 0% | 1 | 23.71% | 0% | 0% | 1 | 37.25% | 0% | 0% | 1 | 0% | 0% | 0% | 1 | 2.635% | 0% | 0% | 1 | 6 | 6 |  | 0% | 0% | 1 | 10.3889 | 0% | 0% | 1 | 66.78% | 0% | 0% | 2 | 1 | 1 | 0% | 0% | 0% | 1 | 23.81% | 0% | 0% | 1 | 8.888% | 0% | 0% | 1 | 33.06% | 0% | 0% | 1 | 49.01% | 0% | 0% | 1 | 0.007217% | 0% | 0% | 1 | 6.785% | 0% | 0% | 1 | 6 | 6 |  | 0% | 0% | 1 | 10.2097 | 0% | 0% | 1 | 53.48% | 0% | 0% | 2 | 1 | 1 | 0.7138% | 0% | 0.7138% | 1 | 28.22% | 0% | 0% | 1 | 14.63% | 0% | 0% | 1 | 38.76% | 0% | 0% | 1 | 54.21% | 0% | 0% | 2 | 1.812% | 0% | 0% | 1 | 5.919% | 0% | 0% | 1
57 | Smyrna | SPGE | 0 | 0 |  | 0% | 0% | 1 | 9.8422 | 0% | 0% | 1 | 15.87% | 0% | 0% | 1 | 1 | 1 | 0% | 0% | 0% | 1 | 26.37% | 0% | 0% | 1 | 0% | 0% | 0% | 1 | 39.3% | 0% | 0% | 1 | 65.67% | 0% | 0% | 2 | 0% | 0% | 0% | 1 | 3.998% | 0% | 0% | 1 | 5 | 7 |  | 0% | 0% | 1 | 9.6943 | 0% | 0% | 1 | 47.19% | 0% | 0% | 1 | 1 | 1 | 0% | 0% | 0% | 1 | 24.59% | 0% | 0% | 1 | 2.468% | 0% | 0% | 1 | 23.32% | 0% | 0% | 1 | 46.44% | 0% | 0% | 1 | 0.2699% | 0% | 0% | 1 | 4.052% | 0% | 0% | 1 | 5 | 6 |  | 0% | 0% | 1 | 9.5 | 0% | 0% | 1 | 48.41% | 0% | 0% | 1 | 1 | 1 | 0% | 0% | 0% | 1 | 32.62% | 0% | 0% | 1 | 7.973% | 0% | 0% | 1 | 30.06% | 0% | 0% | 1 | 51.03% | 0% | 0% | 2 | 0.1103% | 0% | 0% | 1 | 7.021% | 0% | 0% | 1 | 5 | 7 |  | 0% | 0% | 1 | 8.8629 | 0% | 0% | 1 | 50.08% | 0% | 0% | 2 | 1 | 1 | 0% | 0% | 0% | 1 | 31.98% | 0% | 0% | 1 | 5.957% | 0% | 0% | 1 | 25.75% | 0% | 0% | 1 | 48.88% | 0% | 0% | 1 | 0.06087% | 0% | 0% | 1 | 5.575% | 0% | 0% | 1
58 | Stockdale | SPGE | 0 | 0 |  | 0% | 0% | 1 | 22.1905 | 0% | 0% | 3 | 75.34% | 0% | 0% | 3 | 1 | 1 | 0% | 0% | 0% | 1 | 6.189% | 0% | 0% | 1 | 0.3383% | 0% | 0% | 1 | 17.16% | 0% | 0% | 1 | 17.16% | 0% | 0% | 1 | 0% | 0% | 0% | 1 | 0% | 0% | 0% | 1 | 9 | 6 |  | 0% | 0% | 1 | 18.7877 | 0% | 0% | 2 | 52.06% | 0% | 0% | 2 | 1 | 1 | 0% | 0% | 0% | 1 | 22.72% | 0% | 0% | 1 | 18.64% | 0% | 0% | 1 | 43.25% | 0% | 0% | 1 | 46.4% | 0% | 0% | 1 | 0.5365% | 0% | 0% | 1 | 8.464% | 0% | 0% | 1 | 7 | 6 |  | 0% | 0% | 1 | 11.3681 | 0% | 0% | 1 | 49.55% | 0% | 0% | 1 | 1 | 1 | 0.1906% | 0% | 0.1906% | 1 | 21.44% | 0% | 0% | 1 | 24.75% | 0% | 0% | 1 | 39.08% | 0% | 0% | 1 | 47.33% | 0% | 0% | 1 | 1.566% | 0% | 0% | 1 | 6.357% | 0% | 0% | 1 | 5 | 6 |  | 0% | 0% | 1 | 9.1643 | 0% | 0% | 1 | 49.36% | 0% | 0% | 1 | 1 | 1 | 8.411% | 0% | 8.411% | 1 | 27.86% | 0% | 0% | 1 | 23.2% | 0% | 0% | 1 | 37.17% | 0% | 0% | 1 | 50.95% | 0% | 0% | 2 | 7.336% | 0% | 0% | 1 | 4.218% | 0% | 0% | 1
59 | Taft | SPGE | 0 | 0 |  | 0% | 0% | 1 | 0 | 0% | 0% | 1 | 0% | 0% | 0% | 1 | 1 | 1 | 0% | 0% | 0% | 1 | 0% | 0% | 0% | 1 | 0% | 0% | 0% | 1 | 0% | 0% | 0% | 1 | 0% | 0% | 0% | 1 | 0% | 0% | 0% | 1 | 0% | 0% | 0% | 1 | 5 | 6 |  | 0% | 0% | 1 | 5.2553 | 0% | 0% | 1 | 7.302% | 0% | 0% | 1 | 1 | 1 | 0% | 0% | 0% | 1 | 49.15% | 0% | 0% | 1 | 53.83% | 0% | 0% | 2 | 86.48% | 0% | 0% | 3 | 94.36% | 0% | 0% | 4 | 0.9006% | 0% | 0% | 1 | 0.3213% | 0% | 0% | 1 | 5 | 12 |  | 0% | 0% | 1 | 5.2215 | 0% | 0% | 1 | 21.65% | 0% | 0% | 1 | 1 | 1 | 0% | 0% | 0% | 1 | 29.41% | 0% | 0% | 1 | 41.89% | 0% | 0% | 1 | 65.09% | 0% | 0% | 2 | 74.67% | 0% | 0% | 3 | 9.278% | 0% | 0% | 1 | 1.63% | 0% | 0% | 1 | 5 | 9 |  | 0% | 0% | 1 | 6.1223 | 0% | 0% | 1 | 30.34% | 0% | 0% | 1 | 1 | 1 | 2.226% | 0% | 2.226% | 1 | 19.91% | 0% | 0% | 1 | 36.51% | 0% | 0% | 1 | 61.37% | 0% | 0% | 2 | 66.97% | 0% | 0% | 2 | 11.59% | 0% | 0% | 1 | 4.811% | 0% | 0% | 1
60 | Temblor | SPGE | 0 | 0 |  | 0% | 0% | 1 | 7.1417 | 0% | 0% | 1 | 7.827% | 0% | 0% | 1 | 1 | 1 | 0% | 0% | 0% | 1 | 4.659% | 0% | 0% | 1 | 16.49% | 0% | 0% | 1 | 44.42% | 0% | 0% | 1 | 44.42% | 0% | 0% | 1 | 2.349% | 0% | 0% | 1 | 0.1475% | 0% | 0% | 1 |  |  |  | 0% | 0% | 1 | 6.5944 | 0% | 0% | 1 | 26.5% | 0% | 0% | 1 | 1 | 1 | 0% | 0% | 0% | 1 | 32.3% | 0% | 0% | 1 | 14.8% | 0% | 0% | 1 | 33.52% | 0% | 0% | 1 | 59.44% | 0% | 0% | 2 | 12.1% | 0% | 0% | 1 | 0.2518% | 0% | 0% | 1 |  |  |  | 0% | 0% | 1 | 8.3812 | 0% | 0% | 1 | 28.87% | 0% | 0% | 1 | 1 | 1 | 0% | 0% | 0% | 1 | 43.25% | 0% | 0% | 1 | 16.13% | 0% | 0% | 1 | 43.15% | 0% | 0% | 1 | 70.86% | 0% | 0% | 3 | 13.98% | 0% | 0% | 1 | 2.788% | 0% | 0% | 1 |  |  |  | 0% | 0% | 1 | 8.8745 | 0% | 0% | 1 | 27.35% | 0% | 0% | 1 | 1 | 1 | 0% | 0% | 0% | 1 | 39.22% | 0% | 0% | 1 | 16.96% | 0% | 0% | 1 | 45.23% | 0% | 0% | 1 | 71.12% | 0% | 0% | 3 | 14.46% | 0% | 0% | 1 | 4.368% | 0% | 0% | 1
61 | Tupman | SPGE | 0 | 0 |  | 0% | 0% | 1 | 11.72 | 0% | 0% | 1 | 38.14% | 0% | 0% | 1 | 1 | 1 | 0% | 0% | 0% | 1 | 41.37% | 0% | 0% | 1 | 46.12% | 0% | 0% | 1 | 82.98% | 0% | 0% | 3 | 86.36% | 0% | 0% | 3 | 0% | 0% | 0% | 1 | 33.23% | 0% | 0% | 1 |  |  |  | 0% | 0% | 1 | 11.7953 | 0% | 0% | 1 | 44.66% | 0% | 0% | 1 | 1 | 1 | 0% | 0% | 0% | 1 | 27.54% | 0% | 0% | 1 | 37.49% | 0% | 0% | 1 | 65.5% | 0% | 0% | 2 | 67.38% | 0% | 0% | 2 | 0.636% | 0% | 0% | 1 | 13.08% | 0% | 0% | 1 |  |  |  | 0% | 0% | 1 | 10.5 | 0% | 0% | 1 | 50.4% | 0% | 0% | 2 | 1 | 1 | 0% | 0% | 0% | 1 | 18.44% | 0% | 0% | 1 | 31.25% | 0% | 0% | 1 | 55.71% | 0% | 0% | 2 | 58.13% | 0% | 0% | 2 | 0.4483% | 0% | 0% | 1 | 6.864% | 0% | 0% | 1 |  |  |  | 0% | 0% | 1 | 9.602 | 0% | 0% | 1 | 52.18% | 0% | 0% | 2 | 1 | 1 | 0% | 0% | 0% | 1 | 22.42% | 0% | 0% | 1 | 21.71% | 0% | 0% | 1 | 45.35% | 0% | 0% | 1 | 55.12% | 0% | 0% | 2 | 0.6617% | 0% | 0% | 1 | 5.087% | 0% | 0% | 1
62 | Westpark | SPGE | 0 | 0 |  | 0% | 0% | 1 | 19.8306 | 0% | 0% | 2 | 5.35% | 0% | 0% | 1 | 1 | 1 | 0% | 0% | 0% | 1 | 73.51% | 0% | 0% | 3 | 0% | 0% | 0% | 1 | 51.88% | 0% | 0% | 2 | 73.51% | 0% | 0% | 3 | 0% | 0% | 0% | 1 | 0.869% | 0% | 0% | 1 |  |  |  | 0% | 0% | 1 | 18.8242 | 0% | 0% | 2 | 42.41% | 0% | 0% | 1 | 1 | 1 | 0% | 0% | 0% | 1 | 38.49% | 0% | 0% | 1 | 12.47% | 0% | 0% | 1 | 27.96% | 0% | 0% | 1 | 49.19% | 0% | 0% | 1 | 2.616% | 0% | 0% | 1 | 4.774% | 0% | 0% | 1 |  |  |  | 0% | 0% | 1 | 11.7377 | 0% | 0% | 1 | 42.64% | 0% | 0% | 1 | 1 | 1 | 9.926% | 0% | 9.926% | 1 | 34.74% | 0% | 0% | 1 | 16.38% | 0% | 0% | 1 | 29.53% | 0% | 0% | 1 | 48.57% | 0% | 0% | 1 | 8.119% | 0% | 0% | 1 | 5.47% | 0% | 0% | 1 |  |  |  | 0% | 0% | 1 | 9.125 | 0% | 0% | 1 | 44.6% | 0% | 0% | 1 | 1 | 1 | 15.17% | 0% | 15.17% | 1 | 35.09% | 0% | 0% | 1 | 23.1% | 0% | 0% | 1 | 36.78% | 0% | 0% | 1 | 54.26% | 0% | 0% | 2 | 13.08% | 0% | 0% | 1 | 4.351% | 0% | 0% | 1
63 | Wheeler Ridge | SPGE | 620 | 6200 |  | 277.6% | 9.342% | 4 | 7.9674 | 195.1% | 7.489% | 3 | 85.05% | 195.4% | 7.963% | 4 | 1 | 1 | 0% | 0% | 0% | 1 | 4.701% | 14.56% | 0% | 1 | 13.27% | 16% | 0% | 1 | 18.46% | 17.01% | 0% | 1 | 20.37% | 17.42% | 0% | 1 | 0% | 13.87% | 0% | 1 | 1.953% | 17.42% | 0% | 1 | 13 | 6 |  | 36.3% | 0% | 2 | 7.4793 | 31.12% | 0% | 2 | 67.71% | 26.54% | 0% | 2 | 1 | 1 | 2.24% | 0% | 2.24% | 1 | 14.43% | 4.312% | 0% | 1 | 22.44% | 4.758% | 0% | 1 | 34.7% | 5.651% | 0% | 1 | 38.35% | 5.986% | 0% | 1 | 3.029% | 3.805% | 0% | 1 | 1.94% | 5.986% | 0% | 1 | 8 | 6 |  | 17.64% | 0% | 1 | 7.6539 | 14.79% | 0% | 1 | 61.26% | 26.54% | 0% | 2 | 1 | 1 | 6.03% | 0% | 6.03% | 1 | 20.2% | 2.688% | 0% | 1 | 21.68% | 2.738% | 0% | 1 | 34.38% | 3.268% | 0% | 1 | 43.21% | 3.777% | 0% | 1 | 5.958% | 2.281% | 0% | 1 | 1.441% | 3.777% | 0% | 1 | 6 | 6 |  | 12.3% | 0% | 1 | 9.2037 | 8.978% | 0% | 1 | 53.67% | 26.54% | 0% | 2 | 1 | 1 | 8.826% | 3.047% | 11.87% | 2 | 25.52% | 1.926% | 0% | 1 | 24.19% | 1.892% | 0% | 1 | 36.44% | 2.257% | 0% | 1 | 49.28% | 2.828% | 0% | 1 | 9.715% | 1.589% | 0% | 1 | 1.659% | 2.828% | 0% | 1
64 | Kern Oil | SPGE | 0 | 0 |  | 0% | 0% | 1 | 12.8213 | 0% | 0% | 2 | 6.587% | 0% | 0% | 1 | 1 | 1 | 0% | 0% | 0% | 1 | 79.38% | 0% | 0% | 3 | 6.68% | 0% | 0% | 1 | 9.158% | 0% | 0% | 1 | 79.38% | 0% | 0% | 3 | 3.359% | 0% | 0% | 1 | 0.6601% | 0% | 0% | 1 | 6 | 10 |  | 0% | 0% | 1 | 12.6854 | 0% | 0% | 2 | 22.5% | 0% | 0% | 1 | 1 | 1 | 16.26% | 0% | 16.26% | 1 | 54.3% | 0% | 0% | 2 | 7.678% | 0% | 0% | 1 | 11.7% | 0% | 0% | 1 | 54.34% | 0% | 0% | 2 | 11.2% | 0% | 0% | 1 | 2.294% | 0% | 0% | 1 | 6 | 8 |  | 0% | 0% | 1 | 11.4726 | 0% | 0% | 1 | 36.38% | 0% | 0% | 1 | 1 | 1 | 22.68% | 0% | 22.68% | 2 | 48.33% | 0% | 0% | 1 | 14.87% | 0% | 0% | 1 | 28.68% | 0% | 0% | 1 | 55.28% | 0% | 0% | 2 | 18.2% | 0% | 0% | 1 | 3.753% | 0% | 0% | 1 | 6 | 7 |  | 0% | 0% | 1 | 9.1236 | 0% | 0% | 1 | 40.27% | 0% | 0% | 1 | 1 | 1 | 23.8% | 0% | 23.8% | 2 | 43.67% | 0% | 0% | 1 | 18.86% | 0% | 0% | 1 | 32.21% | 0% | 0% | 1 | 54.88% | 0% | 0% | 2 | 21.53% | 0% | 0% | 1 | 4.035% | 0% | 0% | 1
65 | Inyokern | GREATER KRAMER | 0 | 0 |  | 0% | 0% | 1 | 12.3769 | 0% | 0% | 2 | 0% | 0% | 0% | 1 | 1 | 1 | 0% | 0% | 0% | 1 | 73.3% | 0% | 0% | 3 | 34.69% | 0% | 0% | 1 | 14% | 0% | 0% | 1 | 81.6% | 0% | 0% | 3 | 37.78% | 0% | 0% | 1 | 0% | 0% | 0% | 1 | 6 | 10 |  | 0% | 0% | 1 | 19.4585 | 0% | 0% | 2 | 0% | 0% | 0% | 1 | 1 | 1 | 0% | 0% | 0% | 1 | 57.65% | 0% | 0% | 2 | 21.64% | 0% | 0% | 1 | 7.023% | 0% | 0% | 1 | 62.97% | 0% | 0% | 2 | 36.43% | 0% | 0% | 1 | 0.002637% | 0% | 0% | 1 | 6 | 8 |  | 0% | 0% | 1 | 13.4611 | 0% | 0% | 2 | 0% | 0% | 0% | 1 | 1 | 1 | 0.6922% | 0% | 0.6922% | 1 | 59.91% | 0% | 0% | 2 | 19.35% | 0% | 0% | 1 | 6.853% | 0% | 0% | 1 | 65.24% | 0% | 0% | 2 | 34.78% | 0% | 0% | 1 | 0.002358% | 0% | 0% | 1 | 6 | 8 |  | 0% | 0% | 1 | 10.8889 | 0% | 0% | 1 | 0% | 0% | 0% | 1 | 1 | 1 | 0.6084% | 0% | 0.6084% | 1 | 64.22% | 0% | 0% | 2 | 22.34% | 0% | 0% | 1 | 7.176% | 0% | 0% | 1 | 68.9% | 0% | 0% | 2 | 32.61% | 0% | 0% | 1 | 0.01082% | 0% | 0% | 1
66 | Pastoria | GREATER TEHACHAPI | 105 | 1050 |  | 416.1% | 3.296% | 4 | 4.7569 | 10.21% | 0% | 1 | 21.51% | 53.38% | 0% | 3 | 0 | 2 | 7.082% | 0% | 7.082% | 1 | 88.25% | 36.54% | 0% | 3 | 44.04% | 7.673% | 0% | 1 | 41.65% | 7.36% | 0% | 1 | 89.09% | 39.35% | 0% | 3 | 28.62% | 6.016% | 0% | 1 | 2.157% | 39.35% | 0% | 2 | 11 | 11 |  | 66.67% | 0% | 3 | 6.3765 | 4.57% | 0% | 1 | 34.08% | 22.52% | 0% | 2 | 0 | 2 | 23.46% | 0% | 23.46% | 2 | 62% | 3.498% | 0% | 2 | 44.45% | 2.393% | 0% | 1 | 46.08% | 2.465% | 0% | 1 | 69.07% | 4.297% | 0% | 2 | 25.43% | 1.783% | 0% | 1 | 1.591% | 4.297% | 0% | 1 | 10 | 8 |  | 30.18% | 0% | 2 | 6.9453 | 2.171% | 0% | 1 | 35.82% | 22.52% | 0% | 2 | 0 | 2 | 38.41% | 1.083% | 39.49% | 2 | 51.26% | 1.187% | 0% | 2 | 42.53% | 1.007% | 0% | 1 | 48.12% | 1.115% | 0% | 1 | 69.09% | 1.872% | 0% | 2 | 25.56% | 0.7771% | 0% | 1 | 1.609% | 1.872% | 0% | 1 | 9 | 8 |  | 3.634% | 0% | 1 | 10.6029 | 1.146% | 0% | 1 | 31.93% | 22.52% | 0% | 2 | 0 | 2 | 40.07% | 6.274% | 46.34% | 2 | 43.6% | 0.5275% | 0% | 1 | 33.91% | 0.4501% | 0% | 1 | 37.79% | 0.4782% | 0% | 1 | 66.19% | 0.8798% | 0% | 2 | 24.78% | 0.3955% | 0% | 1 | 2.121% | 0.8798% | 0% | 1
67 | Ransburg | GREATER KRAMER | 0 | 0 |  | 0% | 0% | 1 | 5.6917 | 0% | 0% | 1 | 0% | 0% | 0% | 1 | 0 | 2 | 0% | 0% | 0% | 1 | 0% | 0% | 0% | 1 | 17.48% | 0% | 0% | 1 | 0% | 0% | 0% | 1 | 17.48% | 0% | 0% | 1 | 0% | 0% | 0% | 1 | 0% | 0% | 0% | 1 |  |  |  | 0% | 0% | 1 | 16.6173 | 0% | 0% | 2 | 0% | 0% | 0% | 1 | 0 | 2 | 0% | 0% | 0% | 1 | 43.08% | 0% | 0% | 1 | 0.02567% | 0% | 0% | 1 | 0% | 0% | 0% | 1 | 43.11% | 0% | 0% | 1 | 57.14% | 0% | 0% | 2 | 0% | 0% | 0% | 1 |  |  |  | 0% | 0% | 1 | 82.0317 | 0% | 0% | 4 | 0% | 0% | 0% | 1 | 0 | 2 | 0% | 0% | 0% | 1 | 42.53% | 0% | 0% | 1 | 22.07% | 0% | 0% | 1 | 3.545% | 0% | 0% | 1 | 62.55% | 0% | 0% | 2 | 58.01% | 0% | 0% | 2 | 0.02565% | 0% | 0% | 1 |  |  |  | 0% | 0% | 1 | 64 | 0% | 0% | 4 | 0.003786% | 0% | 0% | 1 | 0 | 2 | 0% | 0% | 0% | 1 | 32.79% | 0% | 0% | 1 | 24.88% | 0% | 0% | 1 | 5.021% | 0% | 0% | 1 | 55.3% | 0% | 0% | 2 | 51.16% | 0% | 0% | 2 | 0.6061% | 0% | 0% | 1
68 | Sycamore | SPGE | 0 | 0 |  | 0% | 0% | 1 | 12.1876 | 0% | 0% | 2 | 0.1341% | 0% | 0% | 1 | 0 | 2 | 0% | 0% | 0% | 1 | 84.31% | 0% | 0% | 3 | 15% | 0% | 0% | 1 | 17.73% | 0% | 0% | 1 | 84.31% | 0% | 0% | 3 | 12.39% | 0% | 0% | 1 | 0.6805% | 0% | 0% | 1 |  |  |  | 0% | 0% | 1 | 11.7983 | 0% | 0% | 1 | 14.15% | 0% | 0% | 1 | 0 | 2 | 27.95% | 0% | 27.95% | 2 | 60.25% | 0% | 0% | 2 | 11.82% | 0% | 0% | 1 | 18.93% | 0% | 0% | 1 | 60.28% | 0% | 0% | 2 | 19.89% | 0% | 0% | 1 | 2.238% | 0% | 0% | 1 |  |  |  | 0% | 0% | 1 | 10.75 | 0% | 0% | 1 | 31.97% | 0% | 0% | 1 | 0 | 2 | 29.57% | 0% | 29.57% | 2 | 54.13% | 0% | 0% | 2 | 15.69% | 0% | 0% | 1 | 28.29% | 0% | 0% | 1 | 58.74% | 0% | 0% | 2 | 24.32% | 0% | 0% | 1 | 2.39% | 0% | 0% | 1 |  |  |  | 0% | 0% | 1 | 9.1005 | 0% | 0% | 1 | 37.86% | 0% | 0% | 1 | 0 | 2 | 28.15% | 0% | 28.15% | 2 | 46.87% | 0% | 0% | 1 | 17.94% | 0% | 0% | 1 | 30.64% | 0% | 0% | 1 | 55.93% | 0% | 0% | 2 | 25.79% | 0% | 0% | 1 | 3.574% | 0% | 0% | 1
69 | Avenal | SPGE | 500 | 5000 |  | 84.43% | 0% | 4 | 4.8392 | 29.36% | 0% | 2 | 8.721% | 49.1% | 0% | 2 | 0 | 2 | 0% | 0% | 0% | 1 | 38.82% | 25.88% | 0% | 2 | 0% | 15.83% | 0% | 1 | 31.82% | 23.22% | 0% | 2 | 67.67% | 48.97% | 0% | 2 | 27.41% | 21.81% | 0% | 2 | 0.474% | 48.97% | 0% | 2 |  |  |  | 22.52% | 0% | 2 | 7.2163 | 8.487% | 0% | 1 | 17.72% | 22.18% | 0% | 2 | 0 | 2 | 0.01582% | 0% | 0.01582% | 1 | 50.18% | 7.256% | 0% | 2 | 0.7466% | 3.642% | 0% | 1 | 18.23% | 4.42% | 0% | 1 | 64.94% | 10.31% | 0% | 2 | 28.63% | 5.064% | 0% | 1 | 0.311% | 10.31% | 0% | 1 |  |  |  | 7.128% | 0% | 1 | 6.5638 | 3.775% | 0% | 1 | 23.97% | 22.18% | 0% | 2 | 0 | 2 | 1.647% | 0% | 1.647% | 1 | 41.56% | 2.472% | 0% | 1 | 1.71% | 1.47% | 0% | 1 | 18.01% | 1.762% | 0% | 1 | 53.81% | 3.128% | 0% | 2 | 27% | 1.979% | 0% | 1 | 0.7513% | 3.128% | 0% | 1 |  |  |  | 4.135% | 0% | 1 | 6.4258 | 2.139% | 0% | 1 | 22.92% | 22.18% | 0% | 2 | 0 | 2 | 5.61% | 0% | 5.61% | 1 | 44.82% | 1.416% | 0% | 1 | 5.705% | 0.8286% | 0% | 1 | 20.16% | 0.9786% | 0% | 1 | 56.2% | 1.784% | 0% | 2 | 25.32% | 1.046% | 0% | 1 | 0.8954% | 1.784% | 0% | 1
70 | Corcoran | SPGE | 0 | 0 |  | 0% | 0% | 1 | 7.2258 | 0% | 0% | 1 | 35.22% | 0% | 0% | 1 | 1 | 1 | 0% | 0% | 0% | 1 | 15.7% | 0% | 0% | 1 | 7.28% | 0% | 0% | 1 | 24.58% | 0% | 0% | 1 | 37.89% | 0% | 0% | 1 | 0% | 0% | 0% | 1 | 12.42% | 0% | 0% | 1 | 5 | 6 |  | 0% | 0% | 1 | 6.885 | 0% | 0% | 1 | 36.25% | 0% | 0% | 1 | 1 | 1 | 0% | 0% | 0% | 1 | 8.992% | 0% | 0% | 1 | 2.34% | 0% | 0% | 1 | 11.45% | 0% | 0% | 1 | 19.23% | 0% | 0% | 1 | 0% | 0% | 0% | 1 | 5.434% | 0% | 0% | 1 | 5 | 6 |  | 0% | 0% | 1 | 7.2844 | 0% | 0% | 1 | 36.35% | 0% | 0% | 1 | 1 | 1 | 0% | 0% | 0% | 1 | 14.43% | 0% | 0% | 1 | 2.087% | 0% | 0% | 1 | 6.68% | 0% | 0% | 1 | 20.27% | 0% | 0% | 1 | 0% | 0% | 0% | 1 | 3.334% | 0% | 0% | 1 | 5 | 6 |  | 0% | 0% | 1 | 8.8016 | 0% | 0% | 1 | 35.26% | 0% | 0% | 1 | 1 | 1 | 0% | 0% | 0% | 1 | 19.63% | 0% | 0% | 1 | 4.068% | 0% | 0% | 1 | 10.2% | 0% | 0% | 1 | 27.63% | 0% | 0% | 1 | 0.006325% | 0% | 0% | 1 | 3.636% | 0% | 0% | 1
71 | Henrietta | SPGE | 481.5 | 4815 |  | 53.24% | 0% | 3 | 6.9529 | 105.2% | 1.26% | 3 | 25.86% | 22.77% | 0% | 2 | 1 | 1 | 0% | 0% | 0% | 1 | 24.04% | 19.38% | 0% | 1 | 0% | 14.72% | 0% | 1 | 0% | 14.72% | 0% | 1 | 24.04% | 19.38% | 0% | 1 | 0% | 14.72% | 0% | 1 | 2.423% | 19.38% | 0% | 1 | 10 | 6 |  | 8.019% | 0% | 1 | 8.6681 | 14.19% | 0% | 1 | 36.81% | 5.894% | 0% | 1 | 1 | 1 | 0% | 0% | 0% | 1 | 15.02% | 3.752% | 0% | 1 | 1.565% | 3.239% | 0% | 1 | 2.521% | 3.271% | 0% | 1 | 15.91% | 3.791% | 0% | 1 | 0% | 3.188% | 0% | 1 | 2.338% | 3.791% | 0% | 1 | 5 | 6 |  | 3.166% | 0% | 1 | 8.6667 | 5.492% | 0% | 1 | 45.67% | 5.894% | 0% | 1 | 1 | 1 | 0% | 0% | 0% | 1 | 10.44% | 1.419% | 0% | 1 | 1.883% | 1.295% | 0% | 1 | 4.352% | 1.328% | 0% | 1 | 13.71% | 1.472% | 0% | 1 | 0% | 1.27% | 0% | 1 | 1.623% | 1.472% | 0% | 1 | 5 | 6 |  | 1.658% | 0% | 1 | 8.7065 | 2.954% | 0% | 1 | 41.62% | 5.894% | 0% | 1 | 1 | 1 | 0% | 0% | 0% | 1 | 11.33% | 0.799% | 0% | 1 | 1.385% | 0.7184% | 0% | 1 | 6.408% | 0.757% | 0% | 1 | 16.65% | 0.85% | 0% | 1 | 0.1154% | 0.7093% | 0% | 1 | 1.822% | 0.85% | 0% | 1
72 | Eagle Rock (PGE) | NORTHERN CALIFORNIA | 0 | 0 |  | 0% | 0% | 1 | 8.8095 | 0% | 0% | 1 | 0% | 0% | 0% | 1 | 0 | 2 | 2.334% | 97.67% | 100% | 5 | 77.68% | 0% | 0% | 3 | 77.05% | 0% | 0% | 3 | 83% | 0% | 0% | 3 | 100% | 0% | 0% | 5 | 33.88% | 0% | 0% | 1 | 1.521% | 0% | 0% | 1 |  |  |  | 0% | 0% | 1 | 9.9944 | 0% | 0% | 1 | 4.107% | 0% | 0% | 1 | 0 | 2 | 19.92% | 69.99% | 89.91% | 5 | 60.35% | 0% | 0% | 2 | 54.76% | 0% | 0% | 2 | 73.8% | 0% | 0% | 3 | 93.53% | 0% | 0% | 4 | 34.63% | 0% | 0% | 1 | 1.761% | 0% | 0% | 1 |  |  |  | 0% | 0% | 1 | 11.5391 | 0% | 0% | 1 | 6.953% | 0% | 0% | 1 | 0 | 2 | 37.68% | 45.23% | 82.91% | 5 | 56.09% | 0% | 0% | 2 | 47.23% | 0% | 0% | 1 | 72.9% | 0% | 0% | 3 | 90.72% | 0% | 0% | 4 | 34.38% | 0% | 0% | 1 | 1.918% | 0% | 0% | 1 |  |  |  | 0% | 0% | 1 | 10.5909 | 0% | 0% | 1 | 6.474% | 0% | 0% | 1 | 0 | 2 | 49.23% | 35.51% | 84.74% | 5 | 57.66% | 0% | 0% | 2 | 39.31% | 0% | 0% | 1 | 66.35% | 0% | 0% | 2 | 86.63% | 0% | 0% | 3 | 40.96% | 0% | 0% | 1 | 1.895% | 0% | 0% | 1
73 | Antelope | GREATER TEHACHAPI | 609 | 6090 |  | 29.49% | 0% | 2 | 64.5667 | 999% | 156.6% | 5 | 1.527% | 0% | 0% | 1 | 0 | 2 | 20.17% | 20.14% | 40.31% | 4 | 0% | 16.58% | 0% | 1 | 25.57% | 22.27% | 0% | 2 | 16.57% | 19.87% | 0% | 1 | 26.61% | 22.59% | 0% | 2 | 5.997% | 17.64% | 0% | 1 | 1.71% | 22.59% | 0% | 2 | 14 | 9 |  | 11.4% | 0% | 1 | 58.5 | 100.9% | 0.1977% | 5 | 1.771% | 0% | 0% | 1 | 0 | 2 | 12.4% | 28.14% | 40.54% | 4 | 1.851% | 5.068% | 0% | 1 | 31.45% | 7.256% | 0% | 1 | 32.81% | 7.404% | 0% | 1 | 39.61% | 8.237% | 0% | 1 | 15.66% | 5.898% | 0% | 1 | 3.193% | 8.237% | 0% | 1 | 13 | 6 |  | 6.4% | 0% | 1 | 50 | 35.7% | 0% | 4 | 2.561% | 0% | 0% | 1 | 0 | 2 | 9.183% | 29.8% | 38.99% | 4 | 10.54% | 2.895% | 0% | 1 | 27.08% | 3.552% | 0% | 1 | 21.38% | 3.294% | 0% | 1 | 41.36% | 4.417% | 0% | 1 | 17.5% | 3.14% | 0% | 1 | 3.861% | 4.417% | 0% | 1 | 12 | 6 |  | 3.653% | 0% | 1 | 43.5 | 15.64% | 0% | 4 | 4.036% | 0% | 0% | 1 | 0 | 2 | 16.05% | 30.18% | 46.23% | 5 | 12.13% | 1.634% | 0% | 1 | 27.61% | 1.983% | 0% | 1 | 18.2% | 1.755% | 0% | 1 | 41.74% | 2.464% | 0% | 1 | 18.75% | 1.767% | 0% | 1 | 3.218% | 2.464% | 0% | 1
74 | Arcogen | GREATER LA METRO | 0 | 0 |  | 0% | 0% | 1 | 17.9418 | 0% | 0% | 2 | 0% | 0% | 0% | 1 | 0 | 2 | 0% | 0% | 0% | 1 | 0% | 0% | 0% | 1 | 0% | 0% | 0% | 1 | 55.03% | 0% | 0% | 2 | 55.03% | 0% | 0% | 2 | 0% | 0% | 0% | 1 | 0.2664% | 0% | 0% | 1 |  |  |  | 0% | 0% | 1 | 41 | 0% | 0% | 4 | 0% | 0% | 0% | 1 | 0 | 2 | 0.7993% | 0% | 0.7993% | 1 | 0.01645% | 0% | 0% | 1 | 2.751% | 0% | 0% | 1 | 59.25% | 0% | 0% | 2 | 59.26% | 0% | 0% | 2 | 0% | 0% | 0% | 1 | 0.2108% | 0% | 0% | 1 |  |  |  | 0% | 0% | 1 | 26.44 | 0% | 0% | 3 | 0% | 0% | 0% | 1 | 0 | 2 | 2.239% | 0% | 2.239% | 1 | 0.1764% | 0% | 0% | 1 | 11.48% | 0% | 0% | 1 | 61.58% | 0% | 0% | 2 | 61.76% | 0% | 0% | 2 | 0% | 0% | 0% | 1 | 0.4406% | 0% | 0% | 1 |  |  |  | 0% | 0% | 1 | 59.6222 | 0% | 0% | 4 | 0% | 0% | 0% | 1 | 0 | 2 | 1.522% | 0% | 1.522% | 1 | 0.1199% | 0% | 0% | 1 | 13.44% | 0% | 0% | 1 | 72.83% | 0% | 0% | 3 | 72.95% | 0% | 0% | 3 | 0% | 0% | 0% | 1 | 1.289% | 0% | 0% | 1
75 | Bailey | GREATER TEHACHAPI | 0 | 0 |  | 0% | 0% | 1 | 5.729 | 0% | 0% | 1 | 0% | 0% | 0% | 1 | 0 | 2 | 98.92% | 0% | 98.92% | 5 | 65.65% | 0% | 0% | 2 | 66.44% | 0% | 0% | 2 | 69.13% | 0% | 0% | 2 | 100% | 0% | 0% | 5 | 40.14% | 0% | 0% | 1 | 2.808% | 0% | 0% | 1 |  |  |  | 0% | 0% | 1 | 6.3198 | 0% | 0% | 1 | 1.163% | 0% | 0% | 1 | 0 | 2 | 88.21% | 0% | 88.21% | 5 | 58.76% | 0% | 0% | 2 | 57.13% | 0% | 0% | 2 | 51.6% | 0% | 0% | 2 | 94.78% | 0% | 0% | 4 | 46.88% | 0% | 0% | 1 | 2.602% | 0% | 0% | 1 |  |  |  | 0% | 0% | 1 | 9.0697 | 0% | 0% | 1 | 2.83% | 0% | 0% | 1 | 0 | 2 | 69.93% | 3.081% | 73.01% | 3 | 59.22% | 0% | 0% | 2 | 51.46% | 0% | 0% | 2 | 41.36% | 0% | 0% | 1 | 89.48% | 0% | 0% | 3 | 37.76% | 0% | 0% | 1 | 2.437% | 0% | 0% | 1 |  |  |  | 0% | 0% | 1 | 10.5 | 0% | 0% | 1 | 7.893% | 0% | 0% | 1 | 0 | 2 | 56.95% | 8.482% | 65.43% | 3 | 51.73% | 0% | 0% | 2 | 36.16% | 0% | 0% | 1 | 32.75% | 0% | 0% | 1 | 73.94% | 0% | 0% | 3 | 36.67% | 0% | 0% | 1 | 2.922% | 0% | 0% | 1
76 | Center | GREATER LA METRO | 0 | 0 |  | 0% | 0% | 1 | 0 | 0% | 0% | 1 | 0% | 0% | 0% | 1 | 0 | 2 | 0% | 0% | 0% | 1 | 0% | 0% | 0% | 1 | 0% | 0% | 0% | 1 | 0% | 0% | 0% | 1 | 0% | 0% | 0% | 1 | 0% | 0% | 0% | 1 | 0% | 0% | 0% | 1 |  |  |  | 0% | 0% | 1 | 0 | 0% | 0% | 1 | 0% | 0% | 0% | 1 | 0 | 2 | 0% | 0% | 0% | 1 | 0% | 0% | 0% | 1 | 0% | 0% | 0% | 1 | 0% | 0% | 0% | 1 | 0% | 0% | 0% | 1 | 0% | 0% | 0% | 1 | 0% | 0% | 0% | 1 |  |  |  | 0% | 0% | 1 | 27 | 0% | 0% | 3 | 0% | 0% | 0% | 1 | 0 | 2 | 0% | 17.75% | 17.75% | 3 | 0.1267% | 0% | 0% | 1 | 11.54% | 0% | 0% | 1 | 42.84% | 0% | 0% | 1 | 42.97% | 0% | 0% | 1 | 0% | 0% | 0% | 1 | 3.725% | 0% | 0% | 1 |  |  |  | 0% | 0% | 1 | 55 | 0% | 0% | 4 | 0% | 0% | 0% | 1 | 0 | 2 | 5.945% | 39.82% | 45.76% | 5 | 23.12% | 0% | 0% | 1 | 10.8% | 0% | 0% | 1 | 44.4% | 0% | 0% | 1 | 67.8% | 0% | 0% | 2 | 19.63% | 0% | 0% | 1 | 9.02% | 0% | 0% | 1
77 | Del Amo | GREATER LA METRO | 0 | 0 |  | 0% | 0% | 1 | 0 | 0% | 0% | 1 | 0% | 0% | 0% | 1 | 0 | 2 | 0% | 0% | 0% | 1 | 0% | 0% | 0% | 1 | 0% | 0% | 0% | 1 | 0% | 0% | 0% | 1 | 0% | 0% | 0% | 1 | 0% | 0% | 0% | 1 | 0% | 0% | 0% | 1 |  |  |  | 0% | 0% | 1 | 27 | 0% | 0% | 3 | 0% | 0% | 0% | 1 | 0 | 2 | 0% | 0% | 0% | 1 | 0% | 0% | 0% | 1 | 20.53% | 0% | 0% | 1 | 40.59% | 0% | 0% | 1 | 40.59% | 0% | 0% | 1 | 0% | 0% | 0% | 1 | 0.8% | 0% | 0% | 1 |  |  |  | 0% | 0% | 1 | 60 | 0% | 0% | 4 | 0% | 0% | 0% | 1 | 0 | 2 | 0% | 5.124% | 5.124% | 2 | 0.007953% | 0% | 0% | 1 | 8.267% | 0% | 0% | 1 | 68.73% | 0% | 0% | 2 | 68.74% | 0% | 0% | 2 | 0% | 0% | 0% | 1 | 1.605% | 0% | 0% | 1 |  |  |  | 0% | 0% | 1 | 47 | 0% | 0% | 4 | 0% | 0% | 0% | 1 | 0 | 2 | 2.815% | 28.59% | 31.41% | 4 | 20.51% | 0% | 0% | 1 | 9.771% | 0% | 0% | 1 | 53.28% | 0% | 0% | 2 | 73.79% | 0% | 0% | 3 | 12.31% | 0% | 0% | 1 | 7.623% | 0% | 0% | 1
78 | El Nido | GREATER LA METRO | 0 | 0 |  | 0% | 0% | 1 | 5.9252 | 0% | 0% | 1 | 0% | 0% | 0% | 1 | 0 | 2 | 0% | 0% | 0% | 1 | 1.639% | 0% | 0% | 1 | 0% | 0% | 0% | 1 | 30.3% | 0% | 0% | 1 | 31.94% | 0% | 0% | 1 | 0% | 0% | 0% | 1 | 0% | 0% | 0% | 1 |  |  |  | 0% | 0% | 1 | 10.0673 | 0% | 0% | 1 | 0% | 0% | 0% | 1 | 0 | 2 | 21.71% | 0% | 21.71% | 2 | 2.863% | 0% | 0% | 1 | 30.28% | 0% | 0% | 1 | 54.56% | 0% | 0% | 2 | 57.42% | 0% | 0% | 2 | 0% | 0% | 0% | 1 | 0.1711% | 0% | 0% | 1 |  |  |  | 0% | 0% | 1 | 11.005 | 0% | 0% | 1 | 0% | 0% | 0% | 1 | 0 | 2 | 3.831% | 0% | 3.831% | 1 | 0.2144% | 0% | 0% | 1 | 2.49% | 0% | 0% | 1 | 55.15% | 0% | 0% | 2 | 55.36% | 0% | 0% | 2 | 0% | 0% | 0% | 1 | 0.1407% | 0% | 0% | 1 |  |  |  | 0% | 0% | 1 | 29 | 0% | 0% | 3 | 0% | 0% | 0% | 1 | 0 | 2 | 24.43% | 16.41% | 40.85% | 3 | 7.98% | 0% | 0% | 1 | 10.4% | 0% | 0% | 1 | 42.22% | 0% | 0% | 1 | 46.72% | 0% | 0% | 1 | 12.38% | 0% | 0% | 1 | 7.269% | 0% | 0% | 1
79 | Goodrich | GREATER LA METRO | 0 | 0 |  | 0% | 0% | 1 | 4.0452 | 0% | 0% | 1 | 0% | 0% | 0% | 1 | 0 | 2 | 0% | 100% | 100% | 5 | 0% | 0% | 0% | 1 | 46.09% | 0% | 0% | 1 | 47% | 0% | 0% | 1 | 53.57% | 0% | 0% | 2 | 84.73% | 0% | 0% | 3 | 30.76% | 0% | 0% | 1 |  |  |  | 0% | 0% | 1 | 3.6191 | 0% | 0% | 1 | 0% | 0% | 0% | 1 | 0 | 2 | 0% | 100% | 100% | 5 | 14.95% | 0% | 0% | 1 | 51.85% | 0% | 0% | 2 | 41.12% | 0% | 0% | 1 | 62.74% | 0% | 0% | 2 | 56.27% | 0% | 0% | 2 | 29.25% | 0% | 0% | 1 |  |  |  | 0% | 0% | 1 | 3.6595 | 0% | 0% | 1 | 0% | 0% | 0% | 1 | 0 | 2 | 1.658% | 98.22% | 99.88% | 5 | 6.696% | 0% | 0% | 1 | 42% | 0% | 0% | 1 | 37% | 0% | 0% | 1 | 61% | 0% | 0% | 2 | 68.64% | 0% | 0% | 2 | 27.65% | 0% | 0% | 1 |  |  |  | 0% | 0% | 1 | 3.6691 | 0% | 0% | 1 | 0.04684% | 0% | 0% | 1 | 0 | 2 | 0.8778% | 99.06% | 99.94% | 5 | 15.87% | 0% | 0% | 1 | 25.16% | 0% | 0% | 1 | 33.06% | 0% | 0% | 1 | 53.44% | 0% | 0% | 2 | 71.43% | 0% | 0% | 3 | 20.63% | 0% | 0% | 1
80 | Gould | GREATER LA METRO | 0 | 0 |  | 0% | 0% | 1 | 3.6446 | 0% | 0% | 1 | 0% | 0% | 0% | 1 | 0 | 2 | 0.6006% | 99.4% | 100% | 5 | 1.826% | 0% | 0% | 1 | 43.82% | 0% | 0% | 1 | 0% | 0% | 0% | 1 | 45.65% | 0% | 0% | 1 | 43.06% | 0% | 0% | 1 | 28.91% | 0% | 0% | 1 |  |  |  | 0% | 0% | 1 | 3.6687 | 0% | 0% | 1 | 0% | 0% | 0% | 1 | 0 | 2 | 2.563% | 97.26% | 99.82% | 5 | 7.274% | 0% | 0% | 1 | 42.34% | 0% | 0% | 1 | 16.33% | 0% | 0% | 1 | 49.34% | 0% | 0% | 1 | 62.02% | 0% | 0% | 2 | 25.56% | 0% | 0% | 1 |  |  |  | 0% | 0% | 1 | 3.6775 | 0% | 0% | 1 | 0.1057% | 0% | 0% | 1 | 0 | 2 | 1.015% | 98.91% | 99.93% | 5 | 19.72% | 0% | 0% | 1 | 20.84% | 0% | 0% | 1 | 25.34% | 0% | 0% | 1 | 49.37% | 0% | 0% | 1 | 69.02% | 0% | 0% | 2 | 19.14% | 0% | 0% | 1 |  |  |  | 0% | 0% | 1 | 10.3333 | 0% | 0% | 1 | 0.06306% | 0% | 0% | 1 | 0 | 2 | 0.8882% | 99.08% | 99.96% | 5 | 19.66% | 0% | 0% | 1 | 13.21% | 0% | 0% | 1 | 18.35% | 0% | 0% | 1 | 39.96% | 0% | 0% | 1 | 59.52% | 0% | 0% | 2 | 13.75% | 0% | 0% | 1
81 | Harborgen | GREATER LA METRO | 0 | 0 |  | 0% | 0% | 1 | 11.3659 | 0% | 0% | 1 | 0% | 0% | 0% | 1 | 0 | 2 | 0% | 0% | 0% | 1 | 0% | 0% | 0% | 1 | 0% | 0% | 0% | 1 | 54.56% | 0% | 0% | 2 | 54.56% | 0% | 0% | 2 | 0% | 0% | 0% | 1 | 0.1379% | 0% | 0% | 1 |  |  |  | 0% | 0% | 1 | 26.125 | 0% | 0% | 3 | 0% | 0% | 0% | 1 | 0 | 2 | 0.1538% | 0% | 0.1538% | 1 | 0% | 0% | 0% | 1 | 8.219% | 0% | 0% | 1 | 61.46% | 0% | 0% | 2 | 61.46% | 0% | 0% | 2 | 0% | 0% | 0% | 1 | 0.4327% | 0% | 0% | 1 |  |  |  | 0% | 0% | 1 | 50.7222 | 0% | 0% | 4 | 0% | 0% | 0% | 1 | 0 | 2 | 1.908% | 0% | 1.908% | 1 | 0.1504% | 0% | 0% | 1 | 9.785% | 0% | 0% | 1 | 66.95% | 0% | 0% | 2 | 67.1% | 0% | 0% | 2 | 0% | 0% | 0% | 1 | 0.4545% | 0% | 0% | 1 |  |  |  | 0% | 0% | 1 | 47 | 0% | 0% | 4 | 0% | 0% | 0% | 1 | 0 | 2 | 1.365% | 0% | 1.365% | 1 | 0.1076% | 0% | 0% | 1 | 15.73% | 0% | 0% | 1 | 75.5% | 0% | 0% | 3 | 75.61% | 0% | 0% | 3 | 0% | 0% | 0% | 1 | 3.51% | 0% | 0% | 1
82 | Hinson | GREATER LA METRO | 0 | 0 |  | 0% | 0% | 1 | 15.5339 | 0% | 0% | 2 | 0% | 0% | 0% | 1 | 0 | 2 | 0% | 0% | 0% | 1 | 0% | 0% | 0% | 1 | 0% | 0% | 0% | 1 | 46.01% | 0% | 0% | 1 | 46.01% | 0% | 0% | 1 | 0% | 0% | 0% | 1 | 0.2649% | 0% | 0% | 1 | 7 | 6 |  | 0% | 0% | 1 | 40.9688 | 0% | 0% | 4 | 0% | 0% | 0% | 1 | 0 | 2 | 0.08526% | 0% | 0.08526% | 1 | 0% | 0% | 0% | 1 | 4.469% | 0% | 0% | 1 | 59.96% | 0% | 0% | 2 | 59.96% | 0% | 0% | 2 | 0% | 0% | 0% | 1 | 0.2664% | 0% | 0% | 1 | 9 | 8 |  | 0% | 0% | 1 | 27.2 | 0% | 0% | 3 | 0% | 0% | 0% | 1 | 0 | 2 | 2.165% | 0% | 2.165% | 1 | 0.1706% | 0% | 0% | 1 | 11.1% | 0% | 0% | 1 | 62.67% | 0% | 0% | 2 | 62.84% | 0% | 0% | 2 | 0% | 0% | 0% | 1 | 0.5156% | 0% | 0% | 1 | 8 | 8 |  | 0% | 0% | 1 | 60 | 0% | 0% | 4 | 0% | 0% | 0% | 1 | 0 | 2 | 1.458% | 0% | 1.458% | 1 | 0.1149% | 0% | 0% | 1 | 16.79% | 0% | 0% | 1 | 73.88% | 0% | 0% | 3 | 73.99% | 0% | 0% | 3 | 0% | 0% | 0% | 1 | 1.83% | 0% | 0% | 1
83 | La Cienega | GREATER LA METRO | 0 | 0 |  | 0% | 0% | 1 | 38.8346 | 0% | 0% | 4 | 0% | 0% | 0% | 1 | 0 | 2 | 0% | 0% | 0% | 1 | 0% | 0% | 0% | 1 | 100% | 0% | 0% | 5 | 100% | 0% | 0% | 5 | 100% | 0% | 0% | 5 | 0% | 0% | 0% | 1 | 0.6489% | 0% | 0% | 1 |  |  |  | 0% | 0% | 1 | 10.7492 | 0% | 0% | 1 | 0% | 0% | 0% | 1 | 0 | 2 | 63.81% | 0% | 63.81% | 3 | 0.2597% | 0% | 0% | 1 | 18.74% | 0% | 0% | 1 | 21.44% | 0% | 0% | 1 | 21.7% | 0% | 0% | 1 | 15.33% | 0% | 0% | 1 | 10.39% | 0% | 0% | 1 |  |  |  | 0% | 0% | 1 | 12.0645 | 0% | 0% | 2 | 0% | 0% | 0% | 1 | 0 | 2 | 63.73% | 26.21% | 89.94% | 5 | 11.59% | 0% | 0% | 1 | 11.07% | 0% | 0% | 1 | 13.67% | 0% | 0% | 1 | 23.64% | 0% | 0% | 1 | 32.73% | 0% | 0% | 1 | 16.3% | 0% | 0% | 1 |  |  |  | 0% | 0% | 1 | 16.7759 | 0% | 0% | 2 | 0% | 0% | 0% | 1 | 0 | 2 | 19.74% | 51.2% | 70.94% | 5 | 10.61% | 0% | 0% | 1 | 27.16% | 0% | 0% | 1 | 42.42% | 0% | 0% | 1 | 48.89% | 0% | 0% | 1 | 16.93% | 0% | 0% | 1 | 10.82% | 0% | 0% | 1
84 | La Fresa | GREATER LA METRO | 0 | 0 |  | 0% | 0% | 1 | 9.9646 | 0% | 0% | 1 | 0% | 0% | 0% | 1 | 0 | 2 | 0% | 0% | 0% | 1 | 2.215% | 0% | 0% | 1 | 0% | 0% | 0% | 1 | 19.8% | 0% | 0% | 1 | 22.02% | 0% | 0% | 1 | 0% | 0% | 0% | 1 | 0% | 0% | 0% | 1 | 6 | 6 |  | 0% | 0% | 1 | 17.102 | 0% | 0% | 2 | 0% | 0% | 0% | 1 | 0 | 2 | 5.696% | 0% | 5.696% | 1 | 0.4488% | 0% | 0% | 1 | 2.298% | 0% | 0% | 1 | 72.04% | 0% | 0% | 3 | 72.49% | 0% | 0% | 3 | 0% | 0% | 0% | 1 | 0.02682% | 0% | 0% | 1 | 7 | 10 |  | 0% | 0% | 1 | 24.66 | 0% | 0% | 3 | 0% | 0% | 0% | 1 | 0 | 2 | 2.584% | 0% | 2.584% | 1 | 0.2036% | 0% | 0% | 1 | 3.339% | 0% | 0% | 1 | 55.79% | 0% | 0% | 2 | 56% | 0% | 0% | 2 | 0% | 0% | 0% | 1 | 0.2256% | 0% | 0% | 1 | 8 | 8 |  | 0% | 0% | 1 | 24.2 | 0% | 0% | 3 | 0% | 0% | 0% | 1 | 0 | 2 | 17.51% | 1.316% | 18.83% | 2 | 1.471% | 0% | 0% | 1 | 10.58% | 0% | 0% | 1 | 50.76% | 0% | 0% | 2 | 52.23% | 0% | 0% | 2 | 6.891% | 0% | 0% | 1 | 3.705% | 0% | 0% | 1
85 | Laguna Bell | GREATER LA METRO | 0 | 0 |  | 0% | 0% | 1 | 0 | 0% | 0% | 1 | 0% | 0% | 0% | 1 | 0 | 2 | 0% | 0% | 0% | 1 | 0% | 0% | 0% | 1 | 0% | 0% | 0% | 1 | 0% | 0% | 0% | 1 | 0% | 0% | 0% | 1 | 0% | 0% | 0% | 1 | 0% | 0% | 0% | 1 |  |  |  | 0% | 0% | 1 | 0 | 0% | 0% | 1 | 0% | 0% | 0% | 1 | 0 | 2 | 0% | 0% | 0% | 1 | 0% | 0% | 0% | 1 | 0% | 0% | 0% | 1 | 0% | 0% | 0% | 1 | 0% | 0% | 0% | 1 | 0% | 0% | 0% | 1 | 0% | 0% | 0% | 1 |  |  |  | 0% | 0% | 1 | 30.7667 | 0% | 0% | 4 | 0% | 0% | 0% | 1 | 0 | 2 | 12.49% | 0% | 12.49% | 1 | 0% | 0% | 0% | 1 | 11.08% | 0% | 0% | 1 | 27.35% | 0% | 0% | 1 | 27.35% | 0% | 0% | 1 | 0% | 0% | 0% | 1 | 4.491% | 0% | 0% | 1 |  |  |  | 0% | 0% | 1 | 25.4286 | 0% | 0% | 3 | 0% | 0% | 0% | 1 | 0 | 2 | 1.751% | 55.13% | 56.88% | 5 | 18.61% | 0% | 0% | 1 | 28.22% | 0% | 0% | 1 | 48.82% | 0% | 0% | 1 | 66.63% | 0% | 0% | 2 | 28.65% | 0% | 0% | 1 | 16.44% | 0% | 0% | 1
86 | Lighthipe | GREATER LA METRO | 0 | 0 |  | 0% | 0% | 1 | 0 | 0% | 0% | 1 | 0% | 0% | 0% | 1 | 0 | 2 | 0% | 0% | 0% | 1 | 0% | 0% | 0% | 1 | 0% | 0% | 0% | 1 | 0% | 0% | 0% | 1 | 0% | 0% | 0% | 1 | 0% | 0% | 0% | 1 | 0% | 0% | 0% | 1 | 6 | 6 |  | 0% | 0% | 1 | 32.5833 | 0% | 0% | 4 | 0% | 0% | 0% | 1 | 0 | 2 | 0% | 0% | 0% | 1 | 0% | 0% | 0% | 1 | 1.622% | 0% | 0% | 1 | 42.48% | 0% | 0% | 1 | 42.48% | 0% | 0% | 1 | 0% | 0% | 0% | 1 | 0.3526% | 0% | 0% | 1 | 9 | 6 |  | 0% | 0% | 1 | 26.44 | 0% | 0% | 3 | 0% | 0% | 0% | 1 | 0 | 2 | 0.658% | 0% | 0.658% | 1 | 0.03798% | 0% | 0% | 1 | 11.68% | 0% | 0% | 1 | 62.52% | 0% | 0% | 2 | 62.55% | 0% | 0% | 2 | 0% | 0% | 0% | 1 | 0.4494% | 0% | 0% | 1 | 8 | 8 |  | 0% | 0% | 1 | 57 | 0% | 0% | 4 | 0% | 0% | 0% | 1 | 0 | 2 | 2.562% | 10.33% | 12.9% | 3 | 1.058% | 0% | 0% | 1 | 10.58% | 0% | 0% | 1 | 64.1% | 0% | 0% | 2 | 65.16% | 0% | 0% | 2 | 0% | 0% | 0% | 1 | 3.034% | 0% | 0% | 1
87 | Mesa (SCE) | GREATER LA METRO | 0 | 0 |  | 0% | 0% | 1 | 0 | 0% | 0% | 1 | 0% | 0% | 0% | 1 | 0 | 2 | 0% | 0% | 0% | 1 | 0% | 0% | 0% | 1 | 0% | 0% | 0% | 1 | 0% | 0% | 0% | 1 | 0% | 0% | 0% | 1 | 0% | 0% | 0% | 1 | 0% | 0% | 0% | 1 |  |  |  | 0% | 0% | 1 | 0 | 0% | 0% | 1 | 0% | 0% | 0% | 1 | 0 | 2 | 0% | 0% | 0% | 1 | 0% | 0% | 0% | 1 | 0% | 0% | 0% | 1 | 0% | 0% | 0% | 1 | 0% | 0% | 0% | 1 | 0% | 0% | 0% | 1 | 0% | 0% | 0% | 1 |  |  |  | 0% | 0% | 1 | 3.6783 | 0% | 0% | 1 | 0% | 0% | 0% | 1 | 0 | 2 | 4.207% | 95.01% | 99.21% | 5 | 17.39% | 0% | 0% | 1 | 60.95% | 0% | 0% | 2 | 62.03% | 0% | 0% | 2 | 73.03% | 0% | 0% | 3 | 63.5% | 0% | 0% | 2 | 31.27% | 0% | 0% | 1 |  |  |  | 0% | 0% | 1 | 6.6864 | 0% | 0% | 1 | 0% | 0% | 0% | 1 | 0 | 2 | 4.583% | 91.19% | 95.78% | 5 | 15.37% | 0% | 0% | 1 | 42.14% | 0% | 0% | 1 | 28.54% | 0% | 0% | 1 | 63.38% | 0% | 0% | 2 | 53.51% | 0% | 0% | 2 | 25.96% | 0% | 0% | 1
88 | Olinda | GREATER LA METRO | 0 | 0 |  | 0% | 0% | 1 | 50 | 0% | 0% | 4 | 0% | 0% | 0% | 1 | 0 | 2 | 0% | 100% | 100% | 5 | 11.68% | 0% | 0% | 1 | 0% | 0% | 0% | 1 | 0% | 0% | 0% | 1 | 11.68% | 0% | 0% | 1 | 0% | 0% | 0% | 1 | 17.82% | 0% | 0% | 1 |  |  |  | 0% | 0% | 1 | 22.6733 | 0% | 0% | 3 | 0% | 0% | 0% | 1 | 0 | 2 | 11.21% | 88.79% | 100% | 5 | 61.33% | 0% | 0% | 2 | 0% | 0% | 0% | 1 | 0% | 0% | 0% | 1 | 61.33% | 0% | 0% | 2 | 34.92% | 0% | 0% | 1 | 15.7% | 0% | 0% | 1 |  |  |  | 0% | 0% | 1 | 13 | 0% | 0% | 2 | 0% | 0% | 0% | 1 | 0 | 2 | 7.364% | 92.64% | 100% | 5 | 50.59% | 0% | 0% | 2 | 4.224% | 0% | 0% | 1 | 13.75% | 0% | 0% | 1 | 65.66% | 0% | 0% | 2 | 29.63% | 0% | 0% | 1 | 12.53% | 0% | 0% | 1 |  |  |  | 0% | 0% | 1 | 50 | 0% | 0% | 4 | 5.374% | 0% | 0% | 1 | 0 | 2 | 13.36% | 61.67% | 75.03% | 5 | 25.14% | 0% | 0% | 1 | 17.42% | 0% | 0% | 1 | 42.62% | 0% | 0% | 1 | 67.58% | 0% | 0% | 2 | 35.92% | 0% | 0% | 1 | 19.22% | 0% | 0% | 1
89 | Pardee | GREATER LA METRO | 0 | 0 |  | 0% | 0% | 1 | 26.6954 | 0% | 0% | 3 | 1.145% | 0% | 0% | 1 | 0 | 2 | 0% | 100% | 100% | 5 | 0.3933% | 0% | 0% | 1 | 14% | 0% | 0% | 1 | 47.16% | 0% | 0% | 1 | 47.55% | 0% | 0% | 1 | 33.27% | 0% | 0% | 1 | 8.025% | 0% | 0% | 1 |  |  |  | 0% | 0% | 1 | 19.0333 | 0% | 0% | 2 | 1.919% | 0% | 0% | 1 | 0 | 2 | 4.154% | 95.8% | 99.95% | 5 | 46.05% | 0% | 0% | 1 | 2.071% | 0% | 0% | 1 | 11.97% | 0% | 0% | 1 | 55.32% | 0% | 0% | 2 | 51.3% | 0% | 0% | 2 | 9.858% | 0% | 0% | 1 |  |  |  | 0% | 0% | 1 | 15.4146 | 0% | 0% | 2 | 3.157% | 0% | 0% | 1 | 0 | 2 | 11.02% | 88.83% | 99.85% | 5 | 54.38% | 0% | 0% | 2 | 2.422% | 0% | 0% | 1 | 7.838% | 0% | 0% | 1 | 59.81% | 0% | 0% | 2 | 49.4% | 0% | 0% | 1 | 11.34% | 0% | 0% | 1 |  |  |  | 0% | 0% | 1 | 16.6625 | 0% | 0% | 2 | 3.293% | 0% | 0% | 1 | 0 | 2 | 12.54% | 87.03% | 99.57% | 5 | 49.48% | 0% | 0% | 1 | 4.492% | 0% | 0% | 1 | 9.408% | 0% | 0% | 1 | 57.47% | 0% | 0% | 2 | 47.66% | 0% | 0% | 1 | 10.31% | 0% | 0% | 1
90 | Rio Hondo | GREATER LA METRO | 0 | 0 |  | 0% | 0% | 1 | 5.4133 | 0% | 0% | 1 | 0% | 0% | 0% | 1 | 0 | 2 | 0% | 100% | 100% | 5 | 0% | 0% | 0% | 1 | 100% | 0% | 0% | 5 | 95.28% | 0% | 0% | 5 | 100% | 0% | 0% | 5 | 97.28% | 0% | 0% | 5 | 42.13% | 0% | 0% | 1 |  |  |  | 0% | 0% | 1 | 3.656 | 0% | 0% | 1 | 0% | 0% | 0% | 1 | 0 | 2 | 0% | 100% | 100% | 5 | 13.89% | 0% | 0% | 1 | 64.9% | 0% | 0% | 2 | 86.35% | 0% | 0% | 3 | 93.37% | 0% | 0% | 4 | 72.99% | 0% | 0% | 3 | 33.67% | 0% | 0% | 1 |  |  |  | 0% | 0% | 1 | 3.7019 | 0% | 0% | 1 | 0% | 0% | 0% | 1 | 0 | 2 | 3.427% | 96.57% | 100% | 5 | 19.07% | 0% | 0% | 1 | 39.28% | 0% | 0% | 1 | 38.68% | 0% | 0% | 1 | 65.1% | 0% | 0% | 2 | 61.35% | 0% | 0% | 2 | 27.28% | 0% | 0% | 1 |  |  |  | 0% | 0% | 1 | 3.7143 | 0% | 0% | 1 | 0% | 0% | 0% | 1 | 0 | 2 | 2.464% | 97.45% | 99.92% | 5 | 20.32% | 0% | 0% | 1 | 35.19% | 0% | 0% | 1 | 34.21% | 0% | 0% | 1 | 66.39% | 0% | 0% | 2 | 63.39% | 0% | 0% | 2 | 23.47% | 0% | 0% | 1
91 | Saugus | GREATER LA METRO | 0 | 0 |  | 0% | 0% | 1 | 24.1714 | 0% | 0% | 3 | 1.394% | 0% | 0% | 1 | 0 | 2 | 0% | 100% | 100% | 5 | 4.54% | 0% | 0% | 1 | 18.71% | 0% | 0% | 1 | 55.02% | 0% | 0% | 2 | 59.56% | 0% | 0% | 2 | 37.27% | 0% | 0% | 1 | 8.805% | 0% | 0% | 1 |  |  |  | 0% | 0% | 1 | 18.888 | 0% | 0% | 2 | 1.763% | 0% | 0% | 1 | 0 | 2 | 1.943% | 98.04% | 99.99% | 5 | 43.75% | 0% | 0% | 1 | 1.923% | 0% | 0% | 1 | 12.63% | 0% | 0% | 1 | 53.52% | 0% | 0% | 2 | 49.45% | 0% | 0% | 1 | 9.438% | 0% | 0% | 1 |  |  |  | 0% | 0% | 1 | 15.4302 | 0% | 0% | 2 | 3.095% | 0% | 0% | 1 | 0 | 2 | 9.747% | 90.1% | 99.85% | 5 | 54.16% | 0% | 0% | 2 | 2.442% | 0% | 0% | 1 | 7.902% | 0% | 0% | 1 | 59.64% | 0% | 0% | 2 | 49.16% | 0% | 0% | 1 | 11.31% | 0% | 0% | 1 |  |  |  | 0% | 0% | 1 | 16.7871 | 0% | 0% | 2 | 3.282% | 0% | 0% | 1 | 0 | 2 | 10.26% | 89.35% | 99.62% | 5 | 50.65% | 0% | 0% | 2 | 3.41% | 0% | 0% | 1 | 8.806% | 0% | 0% | 1 | 57.71% | 0% | 0% | 2 | 47.14% | 0% | 0% | 1 | 10.79% | 0% | 0% | 1
92 | Vincent | GREATER LA METRO | 1067 | 10670 |  | 78.3% | 0% | 3 | 38.975 | 241.5% | 88.1% | 5 | 0.05763% | 0% | 0% | 1 | 0 | 2 | 0.008504% | 99.75% | 99.76% | 5 | 0% | 42.79% | 0% | 2 | 12.89% | 49.12% | 0% | 2 | 8.922% | 46.98% | 0% | 2 | 14.2% | 49.87% | 0% | 2 | 32.26% | 63.16% | 0% | 3 | 3.077% | 49.87% | 0% | 2 | 16 | 13 |  | 44.7% | 0% | 2 | 30.34 | 45.08% | 0% | 4 | 1.158% | 0% | 0% | 1 | 0 | 2 | 3.614% | 88.02% | 91.63% | 5 | 11.76% | 15.1% | 0% | 1 | 21.61% | 17% | 0% | 1 | 20.17% | 16.69% | 0% | 1 | 37.1% | 21.18% | 0% | 2 | 46.25% | 24.79% | 0% | 2 | 4.769% | 21.18% | 0% | 2 | 14 | 9 |  | 23.98% | 0% | 2 | 36.3333 | 23.87% | 0% | 4 | 3.605% | 0% | 0% | 1 | 0 | 2 | 4.95% | 66.71% | 71.66% | 5 | 12.78% | 6.803% | 0% | 1 | 34.45% | 9.051% | 0% | 1 | 26.09% | 8.028% | 0% | 1 | 51.01% | 12.11% | 0% | 2 | 38.62% | 9.666% | 0% | 1 | 5.921% | 12.11% | 0% | 1 | 14 | 7 |  | 11.94% | 0% | 1 | 45.6 | 17.39% | 0% | 4 | 4.09% | 0% | 0% | 1 | 0 | 2 | 5.35% | 48.18% | 53.53% | 5 | 12.97% | 3.691% | 0% | 1 | 37.79% | 5.164% | 0% | 1 | 28.03% | 4.464% | 0% | 1 | 52.51% | 6.764% | 0% | 2 | 32.74% | 4.776% | 0% | 1 | 5.333% | 6.764% | 0% | 1
93 | Borden | SPGE | 200 | 2000 |  | 21.26% | 0% | 2 | 13.6723 | 109.6% | 0.5605% | 3 | 41.15% | 11.75% | 0% | 1 | 1 | 1 | 0% | 0% | 0% | 1 | 4.021% | 5.545% | 0% | 1 | 38.16% | 8.606% | 0% | 1 | 43.12% | 9.357% | 0% | 1 | 43.13% | 9.359% | 0% | 1 | 1.84% | 5.422% | 0% | 1 | 7.742% | 9.359% | 0% | 1 |  |  |  | 9.433% | 0% | 1 | 15.5 | 12.61% | 0% | 2 | 45.83% | 4.205% | 0% | 1 | 1 | 1 | 0% | 0% | 0% | 1 | 26.16% | 1.846% | 0% | 1 | 35.52% | 2.114% | 0% | 1 | 41.18% | 2.318% | 0% | 1 | 54.75% | 3.012% | 0% | 2 | 8.928% | 1.497% | 0% | 1 | 17.08% | 3.012% | 0% | 1 |  |  |  | 4.249% | 0% | 1 | 14.65 | 3.62% | 0% | 2 | 39.37% | 4.205% | 0% | 1 | 1 | 1 | 0% | 0% | 0% | 1 | 31.87% | 0.8763% | 0% | 1 | 35.5% | 0.9256% | 0% | 1 | 38.27% | 0.9672% | 0% | 1 | 56.41% | 1.37% | 0% | 2 | 15.56% | 0.707% | 0% | 1 | 18.51% | 1.37% | 0% | 1 |  |  |  | 1.969% | 0% | 1 | 12.2958 | 1.749% | 0% | 2 | 29.42% | 4.205% | 0% | 1 | 1 | 1 | 1.275% | 0% | 1.275% | 1 | 41.64% | 0.5742% | 0% | 1 | 33.7% | 0.5054% | 0% | 1 | 33.99% | 0.5076% | 0% | 1 | 60.43% | 0.8468% | 0% | 2 | 20.59% | 0.422% | 0% | 1 | 17.06% | 0.8468% | 0% | 1
94 | Dairyland | SPGE | 0 | 0 |  | 0% | 0% | 1 | 12.625 | 0% | 0% | 2 | 41.92% | 0% | 0% | 1 | 1 | 1 | 0% | 0% | 0% | 1 | 6.849% | 0% | 0% | 1 | 4.694% | 0% | 0% | 1 | 7.874% | 0% | 0% | 1 | 14.72% | 0% | 0% | 1 | 0% | 0% | 0% | 1 | 2.714% | 0% | 0% | 1 |  |  |  | 0% | 0% | 1 | 9.1628 | 0% | 0% | 1 | 33.14% | 0% | 0% | 1 | 1 | 1 | 0% | 0% | 0% | 1 | 33.52% | 0% | 0% | 1 | 10.41% | 0% | 0% | 1 | 14.12% | 0% | 0% | 1 | 42.9% | 0% | 0% | 1 | 0.08291% | 0% | 0% | 1 | 5.079% | 0% | 0% | 1 |  |  |  | 0% | 0% | 1 | 8.8519 | 0% | 0% | 1 | 31.08% | 0% | 0% | 1 | 1 | 1 | 0% | 0% | 0% | 1 | 48.09% | 0% | 0% | 1 | 23.31% | 0% | 0% | 1 | 29.09% | 0% | 0% | 1 | 60.28% | 0% | 0% | 2 | 3.782% | 0% | 0% | 1 | 13.44% | 0% | 0% | 1 |  |  |  | 0% | 0% | 1 | 9.0617 | 0% | 0% | 1 | 31.77% | 0% | 0% | 1 | 1 | 1 | 0% | 0% | 0% | 1 | 46.09% | 0% | 0% | 1 | 24.88% | 0% | 0% | 1 | 29.7% | 0% | 0% | 1 | 57.93% | 0% | 0% | 2 | 7.765% | 0% | 0% | 1 | 12.87% | 0% | 0% | 1
95 | Gregg | SPGE | 0 | 0 |  | 0% | 0% | 1 | 13.2697 | 0% | 0% | 2 | 47.58% | 0% | 0% | 1 | 1 | 1 | 0% | 0% | 0% | 1 | 20.92% | 0% | 0% | 1 | 11.24% | 0% | 0% | 1 | 11.24% | 0% | 0% | 1 | 30.95% | 0% | 0% | 1 | 0% | 0% | 0% | 1 | 4.111% | 0% | 0% | 1 |  |  |  | 0% | 0% | 1 | 17.3827 | 0% | 0% | 2 | 55.78% | 0% | 0% | 2 | 1 | 1 | 0% | 0% | 0% | 1 | 14.62% | 0% | 0% | 1 | 27.34% | 0% | 0% | 1 | 29.44% | 0% | 0% | 1 | 39.13% | 0% | 0% | 1 | 5.813% | 0% | 0% | 1 | 11% | 0% | 0% | 1 |  |  |  | 0% | 0% | 1 | 16 | 0% | 0% | 2 | 47.16% | 0% | 0% | 1 | 1 | 1 | 0% | 0% | 0% | 1 | 20.71% | 0% | 0% | 1 | 33.69% | 0% | 0% | 1 | 35.29% | 0% | 0% | 1 | 46.19% | 0% | 0% | 1 | 10.74% | 0% | 0% | 1 | 16.44% | 0% | 0% | 1 |  |  |  | 0% | 0% | 1 | 15.125 | 0% | 0% | 2 | 35.93% | 0% | 0% | 1 | 1 | 1 | 1.4% | 0% | 1.4% | 1 | 31.62% | 0% | 0% | 1 | 30.6% | 0% | 0% | 1 | 31.19% | 0% | 0% | 1 | 50.58% | 0% | 0% | 2 | 17.2% | 0% | 0% | 1 | 14.55% | 0% | 0% | 1
96 | Newhall | SPGE | 0 | 0 |  | 0% | 0% | 1 | 4.6305 | 0% | 0% | 1 | 18.74% | 0% | 0% | 1 | 1 | 1 | 0% | 0% | 0% | 1 | 82.85% | 0% | 0% | 3 | 22.89% | 0% | 0% | 1 | 32.44% | 0% | 0% | 1 | 91.68% | 0% | 0% | 4 | 7.06% | 0% | 0% | 1 | 26.85% | 0% | 0% | 1 |  |  |  | 0% | 0% | 1 | 6.3033 | 0% | 0% | 1 | 19.81% | 0% | 0% | 1 | 1 | 1 | 0% | 0% | 0% | 1 | 59.03% | 0% | 0% | 2 | 16.53% | 0% | 0% | 1 | 23.41% | 0% | 0% | 1 | 66.81% | 0% | 0% | 2 | 6.069% | 0% | 0% | 1 | 17.26% | 0% | 0% | 1 |  |  |  | 0% | 0% | 1 | 7.7601 | 0% | 0% | 1 | 30.72% | 0% | 0% | 1 | 1 | 1 | 0% | 0% | 0% | 1 | 38.57% | 0% | 0% | 1 | 11.48% | 0% | 0% | 1 | 18.19% | 0% | 0% | 1 | 48.63% | 0% | 0% | 1 | 2.774% | 0% | 0% | 1 | 9.185% | 0% | 0% | 1 |  |  |  | 0% | 0% | 1 | 8.943 | 0% | 0% | 1 | 37.6% | 0% | 0% | 1 | 1 | 1 | 0% | 0% | 0% | 1 | 29.97% | 0% | 0% | 1 | 10.68% | 0% | 0% | 1 | 16.1% | 0% | 0% | 1 | 40.72% | 0% | 0% | 1 | 1.598% | 0% | 0% | 1 | 6.376% | 0% | 0% | 1
97 | Ignacio | NORTHERN CALIFORNIA | 0 | 0 |  | 0% | 0% | 1 | 35.4167 | 0% | 0% | 4 | 0% | 0% | 0% | 1 | 0 | 2 | 4.688% | 19.23% | 23.92% | 3 | 10.98% | 0% | 0% | 1 | 25.39% | 0% | 0% | 1 | 28.87% | 0% | 0% | 1 | 36.37% | 0% | 0% | 1 | 20.73% | 0% | 0% | 1 | 17.21% | 0% | 0% | 1 |  |  |  | 0% | 0% | 1 | 14.6682 | 0% | 0% | 2 | 2.377% | 0% | 0% | 1 | 0 | 2 | 34.06% | 24.06% | 58.12% | 4 | 58.13% | 0% | 0% | 2 | 30.71% | 0% | 0% | 1 | 45.95% | 0% | 0% | 1 | 73.84% | 0% | 0% | 3 | 42.27% | 0% | 0% | 1 | 7.192% | 0% | 0% | 1 |  |  |  | 0% | 0% | 1 | 28.0204 | 0% | 0% | 3 | 5.826% | 0% | 0% | 1 | 0 | 2 | 35.47% | 12.89% | 48.36% | 3 | 58.64% | 0% | 0% | 2 | 31.55% | 0% | 0% | 1 | 55.28% | 0% | 0% | 2 | 80.87% | 0% | 0% | 3 | 39.4% | 0% | 0% | 1 | 8.044% | 0% | 0% | 1 |  |  |  | 0% | 0% | 1 | 34 | 0% | 0% | 4 | 6.011% | 0% | 0% | 1 | 0 | 2 | 47.24% | 10.62% | 57.86% | 3 | 55.86% | 0% | 0% | 2 | 29.92% | 0% | 0% | 1 | 57.64% | 0% | 0% | 2 | 82.68% | 0% | 0% | 3 | 42.53% | 0% | 0% | 1 | 7.467% | 0% | 0% | 1
98 | Calpella | NORTHERN CALIFORNIA | 0 | 0 |  | 0% | 0% | 1 | 13.1806 | 0% | 0% | 2 | 4.3% | 0% | 0% | 1 | 0 | 2 | 92.24% | 0% | 92.24% | 5 | 2.812% | 0% | 0% | 1 | 38.39% | 0% | 0% | 1 | 38.86% | 0% | 0% | 1 | 38.86% | 0% | 0% | 1 | 50.3% | 0% | 0% | 2 | 1.043% | 0% | 0% | 1 | 11 | 7 |  | 0% | 0% | 1 | 11.1845 | 0% | 0% | 1 | 7.529% | 0% | 0% | 1 | 0 | 2 | 83.74% | 3.474% | 87.21% | 5 | 23.75% | 0% | 0% | 1 | 36.34% | 0% | 0% | 1 | 46.18% | 0% | 0% | 1 | 64.06% | 0% | 0% | 2 | 60.53% | 0% | 0% | 2 | 1.588% | 0% | 0% | 1 | 10 | 8 |  | 0% | 0% | 1 | 10.3209 | 0% | 0% | 1 | 5.295% | 0% | 0% | 1 | 0 | 2 | 79.66% | 11.25% | 90.92% | 5 | 37.07% | 0% | 0% | 1 | 25.44% | 0% | 0% | 1 | 42.8% | 0% | 0% | 1 | 66.37% | 0% | 0% | 2 | 60.87% | 0% | 0% | 2 | 1.825% | 0% | 0% | 1 | 10 | 8 |  | 0% | 0% | 1 | 9.7004 | 0% | 0% | 1 | 4.349% | 0% | 0% | 1 | 0 | 2 | 83.22% | 7.583% | 90.81% | 5 | 35.54% | 0% | 0% | 1 | 25.85% | 0% | 0% | 1 | 45.25% | 0% | 0% | 1 | 68.18% | 0% | 0% | 2 | 55.4% | 0% | 0% | 2 | 1.907% | 0% | 0% | 1
99 | Hopland | NORTHERN CALIFORNIA | 0 | 0 |  | 0% | 0% | 1 | 9.545 | 0% | 0% | 1 | 10.79% | 0% | 0% | 1 | 0 | 2 | 80.35% | 1.641% | 81.99% | 5 | 80.17% | 0% | 0% | 3 | 45.16% | 0% | 0% | 1 | 55.3% | 0% | 0% | 2 | 86.56% | 0% | 0% | 3 | 36.59% | 0% | 0% | 1 | 2.339% | 0% | 0% | 1 |  |  |  | 0% | 0% | 1 | 9.0962 | 0% | 0% | 1 | 5.581% | 0% | 0% | 1 | 0 | 2 | 73.18% | 15.66% | 88.84% | 5 | 71.19% | 0% | 0% | 3 | 28.78% | 0% | 0% | 1 | 40.79% | 0% | 0% | 1 | 78.4% | 0% | 0% | 3 | 53.74% | 0% | 0% | 2 | 1.561% | 0% | 0% | 1 |  |  |  | 0% | 0% | 1 | 9.371 | 0% | 0% | 1 | 5.994% | 0% | 0% | 1 | 0 | 2 | 68.64% | 18.65% | 87.28% | 5 | 55.46% | 0% | 0% | 2 | 31.5% | 0% | 0% | 1 | 45.24% | 0% | 0% | 1 | 77.25% | 0% | 0% | 3 | 53.75% | 0% | 0% | 2 | 1.34% | 0% | 0% | 1 |  |  |  | 0% | 0% | 1 | 9.3889 | 0% | 0% | 1 | 5.369% | 0% | 0% | 1 | 0 | 2 | 69.17% | 18.88% | 88.05% | 5 | 48.08% | 0% | 0% | 1 | 31.76% | 0% | 0% | 1 | 46.88% | 0% | 0% | 1 | 73.84% | 0% | 0% | 3 | 53.09% | 0% | 0% | 2 | 1.567% | 0% | 0% | 1
100 | Mendocino | NORTHERN CALIFORNIA | 0 | 0 |  | 0% | 0% | 1 | 13 | 0% | 0% | 2 | 5.668% | 0% | 0% | 1 | 0 | 2 | 87.2% | 0% | 87.2% | 5 | 12.19% | 0% | 0% | 1 | 31.14% | 0% | 0% | 1 | 31.14% | 0% | 0% | 1 | 37.15% | 0% | 0% | 1 | 52.02% | 0% | 0% | 2 | 1.015% | 0% | 0% | 1 |  |  |  | 0% | 0% | 1 | 11.517 | 0% | 0% | 1 | 7.414% | 0% | 0% | 1 | 0 | 2 | 73.41% | 14.96% | 88.38% | 5 | 38.28% | 0% | 0% | 1 | 29.78% | 0% | 0% | 1 | 41.34% | 0% | 0% | 1 | 65.12% | 0% | 0% | 2 | 59.96% | 0% | 0% | 2 | 1.572% | 0% | 0% | 1 |  |  |  | 0% | 0% | 1 | 10.2 | 0% | 0% | 1 | 4.662% | 0% | 0% | 1 | 0 | 2 | 77.43% | 13.59% | 91.02% | 5 | 38.19% | 0% | 0% | 1 | 25.81% | 0% | 0% | 1 | 42.32% | 0% | 0% | 1 | 68.14% | 0% | 0% | 2 | 60.44% | 0% | 0% | 2 | 1.956% | 0% | 0% | 1 |  |  |  | 0% | 0% | 1 | 9.7462 | 0% | 0% | 1 | 4.144% | 0% | 0% | 1 | 0 | 2 | 82.05% | 9.164% | 91.22% | 5 | 36.48% | 0% | 0% | 1 | 26.86% | 0% | 0% | 1 | 46.38% | 0% | 0% | 1 | 70.22% | 0% | 0% | 3 | 57.53% | 0% | 0% | 2 | 1.961% | 0% | 0% | 1
101 | Ukiah | NORTHERN CALIFORNIA | 0 | 0 |  | 0% | 0% | 1 | 14.2688 | 0% | 0% | 2 | 16.63% | 0% | 0% | 1 | 0 | 2 | 74.59% | 0% | 74.59% | 3 | 0% | 0% | 0% | 1 | 70.7% | 0% | 0% | 3 | 77.94% | 0% | 0% | 3 | 77.94% | 0% | 0% | 3 | 41.67% | 0% | 0% | 1 | 2.738% | 0% | 0% | 1 |  |  |  | 0% | 0% | 1 | 10.9505 | 0% | 0% | 1 | 5.963% | 0% | 0% | 1 | 0 | 2 | 89.82% | 0% | 89.82% | 5 | 17.47% | 0% | 0% | 1 | 39.19% | 0% | 0% | 1 | 51.12% | 0% | 0% | 2 | 62.52% | 0% | 0% | 2 | 63.85% | 0% | 0% | 2 | 1.636% | 0% | 0% | 1 |  |  |  | 0% | 0% | 1 | 10.35 | 0% | 0% | 1 | 6.629% | 0% | 0% | 1 | 0 | 2 | 82.85% | 5.099% | 87.95% | 5 | 32.05% | 0% | 0% | 1 | 27.54% | 0% | 0% | 1 | 40.15% | 0% | 0% | 1 | 62.73% | 0% | 0% | 2 | 55.69% | 0% | 0% | 2 | 1.75% | 0% | 0% | 1 |  |  |  | 0% | 0% | 1 | 9.7196 | 0% | 0% | 1 | 4.741% | 0% | 0% | 1 | 0 | 2 | 81.42% | 9.312% | 90.73% | 5 | 37.76% | 0% | 0% | 1 | 24.3% | 0% | 0% | 1 | 44.16% | 0% | 0% | 1 | 66.88% | 0% | 0% | 2 | 56.76% | 0% | 0% | 2 | 1.733% | 0% | 0% | 1
102 | Le Grand | SPGE | 0 | 0 |  | 0% | 0% | 1 | 9.5185 | 0% | 0% | 1 | 35.13% | 0% | 0% | 1 | 1 | 1 | 0% | 0% | 0% | 1 | 50.6% | 0% | 0% | 2 | 34.83% | 0% | 0% | 1 | 36.98% | 0% | 0% | 1 | 69.79% | 0% | 0% | 2 | 0.1128% | 0% | 0% | 1 | 9.024% | 0% | 0% | 1 |  |  |  | 0% | 0% | 1 | 9.5767 | 0% | 0% | 1 | 32.32% | 0% | 0% | 1 | 1 | 1 | 0% | 0% | 0% | 1 | 45.4% | 0% | 0% | 1 | 40.82% | 0% | 0% | 1 | 43.01% | 0% | 0% | 1 | 61.15% | 0% | 0% | 2 | 9.447% | 0% | 0% | 1 | 17.05% | 0% | 0% | 1 |  |  |  | 0% | 0% | 1 | 8.7624 | 0% | 0% | 1 | 27.98% | 0% | 0% | 1 | 1 | 1 | 0% | 0% | 0% | 1 | 44.41% | 0% | 0% | 1 | 33.49% | 0% | 0% | 1 | 37.92% | 0% | 0% | 1 | 61.69% | 0% | 0% | 2 | 18.31% | 0% | 0% | 1 | 14.92% | 0% | 0% | 1 |  |  |  | 0% | 0% | 1 | 8.2041 | 0% | 0% | 1 | 23.86% | 0% | 0% | 1 | 1 | 1 | 1.391% | 0% | 1.391% | 1 | 58.76% | 0% | 0% | 2 | 30.9% | 0% | 0% | 1 | 36.22% | 0% | 0% | 1 | 70.98% | 0% | 0% | 3 | 24.69% | 0% | 0% | 1 | 15.81% | 0% | 0% | 1
103 | Merced | SPGE | 0 | 0 |  | 0% | 0% | 1 | 12.3333 | 0% | 0% | 2 | 27.12% | 0% | 0% | 1 | 1 | 1 | 0% | 0% | 0% | 1 | 35.84% | 0% | 0% | 1 | 28.97% | 0% | 0% | 1 | 28.97% | 0% | 0% | 1 | 64.52% | 0% | 0% | 2 | 0% | 0% | 0% | 1 | 8.586% | 0% | 0% | 1 |  |  |  | 0% | 0% | 1 | 9.8061 | 0% | 0% | 1 | 30.21% | 0% | 0% | 1 | 1 | 1 | 0% | 0% | 0% | 1 | 50% | 0% | 0% | 1 | 39.83% | 0% | 0% | 1 | 47.87% | 0% | 0% | 1 | 73.57% | 0% | 0% | 3 | 2.322% | 0% | 0% | 1 | 15.52% | 0% | 0% | 1 |  |  |  | 0% | 0% | 1 | 9.1663 | 0% | 0% | 1 | 37.88% | 0% | 0% | 1 | 1 | 1 | 0% | 0% | 0% | 1 | 46.99% | 0% | 0% | 1 | 37.74% | 0% | 0% | 1 | 43.65% | 0% | 0% | 1 | 65.72% | 0% | 0% | 2 | 9.697% | 0% | 0% | 1 | 14.82% | 0% | 0% | 1 |  |  |  | 0% | 0% | 1 | 8.9158 | 0% | 0% | 1 | 38.72% | 0% | 0% | 1 | 1 | 1 | 0.0001003% | 0% | 0.0001003% | 1 | 43.48% | 0% | 0% | 1 | 30.94% | 0% | 0% | 1 | 36.54% | 0% | 0% | 1 | 58.75% | 0% | 0% | 2 | 12.82% | 0% | 0% | 1 | 12.5% | 0% | 0% | 1
104 | Wilson | SPGE | 0 | 0 |  | 0% | 0% | 1 | 15.6975 | 0% | 0% | 2 | 58.75% | 0% | 0% | 2 | 1 | 1 | 0% | 0% | 0% | 1 | 11.45% | 0% | 0% | 1 | 20.69% | 0% | 0% | 1 | 22.78% | 0% | 0% | 1 | 32.54% | 0% | 0% | 1 | 0.9156% | 0% | 0% | 1 | 7.841% | 0% | 0% | 1 |  |  |  | 0% | 0% | 1 | 9.731 | 0% | 0% | 1 | 27.02% | 0% | 0% | 1 | 1 | 1 | 0% | 0% | 0% | 1 | 55.27% | 0% | 0% | 2 | 50.18% | 0% | 0% | 2 | 53.13% | 0% | 0% | 2 | 79.33% | 0% | 0% | 3 | 13.93% | 0% | 0% | 1 | 21.82% | 0% | 0% | 1 |  |  |  | 0% | 0% | 1 | 8.1124 | 0% | 0% | 1 | 28.29% | 0% | 0% | 1 | 1 | 1 | 0% | 0% | 0% | 1 | 50.2% | 0% | 0% | 2 | 43.75% | 0% | 0% | 1 | 51.38% | 0% | 0% | 2 | 70.81% | 0% | 0% | 3 | 20.9% | 0% | 0% | 1 | 18.38% | 0% | 0% | 1 |  |  |  | 0% | 0% | 1 | 8.1234 | 0% | 0% | 1 | 31.38% | 0% | 0% | 1 | 1 | 1 | 1.071% | 0% | 1.071% | 1 | 52% | 0% | 0% | 2 | 32.86% | 0% | 0% | 1 | 38.08% | 0% | 0% | 1 | 66.31% | 0% | 0% | 2 | 21.89% | 0% | 0% | 1 | 13.69% | 0% | 0% | 1
105 | Los Banos | SPGE | 500 | 5000 |  | 129.5% | 4.105% | 4 | 9.6667 | 66.66% | 0% | 2 | 8.064% | 62.09% | 0% | 3 | 1 | 1 | 0% | 0% | 0% | 1 | 83.46% | 95.73% | 0% | 4 | 11.74% | 17.93% | 0% | 1 | 29.03% | 22.3% | 0% | 2 | 83.46% | 95.73% | 0% | 4 | 20.62% | 19.94% | 0% | 1 | 5.325% | 95.73% | 0% | 4 | 11 | 16 |  | 27.53% | 0% | 2 | 7.475 | 11.19% | 0% | 1 | 16.43% | 20.39% | 0% | 2 | 1 | 1 | 0% | 0% | 0% | 1 | 66.65% | 11.76% | 0% | 2 | 15.4% | 4.636% | 0% | 1 | 32.17% | 5.782% | 0% | 1 | 67.17% | 11.95% | 0% | 2 | 32.93% | 5.848% | 0% | 1 | 7.59% | 11.95% | 0% | 1 | 7 | 8 |  | 17.47% | 0% | 1 | 6.4215 | 5.099% | 0% | 1 | 17.75% | 20.39% | 0% | 2 | 1 | 1 | 5.953% | 0% | 5.953% | 1 | 67.56% | 6.175% | 0% | 2 | 14.35% | 2.339% | 0% | 1 | 27.1% | 2.748% | 0% | 1 | 71.1% | 6.933% | 0% | 3 | 41.03% | 3.397% | 0% | 1 | 7.334% | 6.933% | 0% | 1 | 6 | 9 |  | 10.23% | 0% | 1 | 5.9467 | 2.667% | 0% | 1 | 18.67% | 20.39% | 0% | 2 | 1 | 1 | 9.811% | 0% | 9.811% | 1 | 63.25% | 3.015% | 0% | 2 | 12.54% | 1.267% | 0% | 1 | 21.01% | 1.403% | 0% | 1 | 68.38% | 3.504% | 0% | 2 | 45.43% | 2.031% | 0% | 1 | 5.951% | 3.504% | 0% | 1
106 | Coburn | SPGE | 0 | 0 |  | 0% | 0% | 1 | 5.6938 | 0% | 0% | 1 | 46.05% | 0% | 0% | 1 | 0 | 2 | 7.619% | 0% | 7.619% | 1 | 16.89% | 0% | 0% | 1 | 4.561% | 0% | 0% | 1 | 7.246% | 0% | 0% | 1 | 21.45% | 0% | 0% | 1 | 15.36% | 0% | 0% | 1 | 3.404% | 0% | 0% | 1 |  |  |  | 0% | 0% | 1 | 5.4853 | 0% | 0% | 1 | 25.63% | 0% | 0% | 1 | 0 | 2 | 21.06% | 0% | 21.06% | 2 | 33.25% | 0% | 0% | 1 | 1.749% | 0% | 0% | 1 | 11% | 0% | 0% | 1 | 39.14% | 0% | 0% | 1 | 31.26% | 0% | 0% | 1 | 2.993% | 0% | 0% | 1 |  |  |  | 0% | 0% | 1 | 5.4146 | 0% | 0% | 1 | 20.15% | 0% | 0% | 1 | 0 | 2 | 27.57% | 0% | 27.57% | 2 | 35.89% | 0% | 0% | 1 | 5.788% | 0% | 0% | 1 | 21.09% | 0% | 0% | 1 | 50.3% | 0% | 0% | 2 | 29.93% | 0% | 0% | 1 | 3.129% | 0% | 0% | 1 |  |  |  | 0% | 0% | 1 | 5.3605 | 0% | 0% | 1 | 16.6% | 0% | 0% | 1 | 0 | 2 | 33.59% | 0% | 33.59% | 2 | 42.88% | 0% | 0% | 1 | 11.57% | 0% | 0% | 1 | 23.61% | 0% | 0% | 1 | 55.89% | 0% | 0% | 2 | 37.37% | 0% | 0% | 1 | 3.484% | 0% | 0% | 1
107 | Tulucay | NORTHERN CALIFORNIA | 25 | 250 |  | 34.37% | 0% | 2 | 14.1248 | 66.44% | 0% | 2 | 25.74% | 9.406% | 0% | 1 | 0 | 2 | 36.11% | 0% | 36.11% | 2 | 74.3% | 5.345% | 0% | 3 | 7.149% | 1.479% | 0% | 1 | 31.64% | 2.009% | 0% | 1 | 86.46% | 10.14% | 0% | 3 | 31.49% | 2.005% | 0% | 1 | 5.731% | 10.14% | 0% | 1 | 9 | 10 |  | 4.365% | 0% | 1 | 22 | 7.594% | 0% | 3 | 21.73% | 2.534% | 0% | 1 | 0 | 2 | 39.71% | 5.509% | 45.22% | 2 | 63.77% | 0.8774% | 0% | 2 | 9.436% | 0.351% | 0% | 1 | 32.75% | 0.4727% | 0% | 1 | 78.25% | 1.462% | 0% | 3 | 34.18% | 0.483% | 0% | 1 | 8.999% | 1.462% | 0% | 1 | 9 | 9 |  | 1.543% | 0% | 1 | 26 | 1.993% | 0% | 3 | 15.68% | 2.534% | 0% | 1 | 0 | 2 | 40.45% | 8.968% | 49.42% | 2 | 61.96% | 0.3976% | 0% | 2 | 14.47% | 0.1768% | 0% | 1 | 35.02% | 0.2327% | 0% | 1 | 79.55% | 0.7395% | 0% | 3 | 36.07% | 0.2365% | 0% | 1 | 9.601% | 0.7395% | 0% | 1 | 9 | 9 |  | 0.8536% | 0% | 1 | 24 | 1.216% | 0% | 3 | 12.51% | 2.534% | 0% | 1 | 0 | 2 | 44.77% | 10.65% | 55.43% | 3 | 61.06% | 0.2458% | 0% | 2 | 19.36% | 0.1187% | 0% | 1 | 37.2% | 0.1524% | 0% | 1 | 79.82% | 0.4742% | 0% | 3 | 35.62% | 0.1487% | 0% | 1 | 10.84% | 0.4742% | 0% | 1
108 | Brunswick | NORTHERN CALIFORNIA | 0 | 0 |  | 0% | 0% | 1 | 56.21 | 0% | 0% | 4 | 0.5148% | 0% | 0% | 1 | 0 | 2 | 22.18% | 77.82% | 100% | 5 | 58.36% | 0% | 0% | 2 | 28.94% | 0% | 0% | 1 | 57.69% | 0% | 0% | 2 | 88.44% | 0% | 0% | 3 | 9.075% | 0% | 0% | 1 | 2.741% | 0% | 0% | 1 |  |  |  | 0% | 0% | 1 | 32.84 | 0% | 0% | 4 | 0.7658% | 0% | 0% | 1 | 0 | 2 | 46.39% | 52.31% | 98.7% | 5 | 73.82% | 0% | 0% | 3 | 17.5% | 0% | 0% | 1 | 25.3% | 0% | 0% | 1 | 84.37% | 0% | 0% | 3 | 19.13% | 0% | 0% | 1 | 3.219% | 0% | 0% | 1 |  |  |  | 0% | 0% | 1 | 25 | 0% | 0% | 3 | 0.6063% | 0% | 0% | 1 | 0 | 2 | 54.28% | 44.92% | 99.2% | 5 | 70.6% | 0% | 0% | 3 | 13.12% | 0% | 0% | 1 | 15.53% | 0% | 0% | 1 | 78.46% | 0% | 0% | 3 | 32.63% | 0% | 0% | 1 | 3.386% | 0% | 0% | 1 |  |  |  | 0% | 0% | 1 | 20.6667 | 0% | 0% | 3 | 0.418% | 0% | 0% | 1 | 0 | 2 | 53.85% | 43.52% | 97.36% | 5 | 64.93% | 0% | 0% | 2 | 9.64% | 0% | 0% | 1 | 15.54% | 0% | 0% | 1 | 72.58% | 0% | 0% | 3 | 37.64% | 0% | 0% | 1 | 3.354% | 0% | 0% | 1
109 | Higgins | NORTHERN CALIFORNIA | 0 | 0 |  | 0% | 0% | 1 | 40.6682 | 0% | 0% | 4 | 1.588% | 0% | 0% | 1 | 0 | 2 | 98.41% | 0% | 98.41% | 5 | 93.84% | 0% | 0% | 4 | 0% | 0% | 0% | 1 | 0.5959% | 0% | 0% | 1 | 93.84% | 0% | 0% | 4 | 30.65% | 0% | 0% | 1 | 6.316% | 0% | 0% | 1 |  |  |  | 0% | 0% | 1 | 33.5 | 0% | 0% | 4 | 1.145% | 0% | 0% | 1 | 0 | 2 | 91.91% | 5.233% | 97.14% | 5 | 85.16% | 0% | 0% | 3 | 5.602% | 0% | 0% | 1 | 10.6% | 0% | 0% | 1 | 86.04% | 0% | 0% | 3 | 38.82% | 0% | 0% | 1 | 5.961% | 0% | 0% | 1 |  |  |  | 0% | 0% | 1 | 33 | 0% | 0% | 4 | 1.847% | 0% | 0% | 1 | 0 | 2 | 72.15% | 14.31% | 86.46% | 5 | 81.6% | 0% | 0% | 3 | 6.177% | 0% | 0% | 1 | 10.4% | 0% | 0% | 1 | 83% | 0% | 0% | 3 | 31.28% | 0% | 0% | 1 | 9.013% | 0% | 0% | 1 |  |  |  | 0% | 0% | 1 | 26.8 | 0% | 0% | 3 | 4.312% | 0% | 0% | 1 | 0 | 2 | 59.37% | 19.68% | 79.05% | 5 | 73.9% | 0% | 0% | 3 | 10.34% | 0% | 0% | 1 | 13.85% | 0% | 0% | 1 | 81.36% | 0% | 0% | 3 | 29.44% | 0% | 0% | 1 | 9.444% | 0% | 0% | 1
110 | Barre | GREATER LA METRO | 23 | 230 |  | 999.9% | 999.9% | 5 | 0 | 999% | 999% | 5 | 0% | 0% | 0% | 1 | 0 | 2 | 0% | 0% | 0% | 1 | 0% | 999% | 999.9% | 5 | 0% | 999% | 999.9% | 5 | 0% | 999% | 999.9% | 5 | 0% | 999% | 999.9% | 5 | 0% | 999% | 999.9% | 5 | 0% | 999% | 999.9% | 5 | 14 | 30 |  | 382.4% | 7.432% | 4 | 61.8889 | 7955% | 200.8% | 5 | 0% | 0% | 0% | 1 | 0 | 2 | 0% | 0% | 0% | 1 | 0% | 9.806% | 0% | 1 | 29.36% | 13.88% | 0% | 1 | 97% | 326.5% | 7.014% | 5 | 97% | 326.5% | 7.014% | 5 | 0% | 9.806% | 0% | 1 | 1.112% | 326.5% | 7.014% | 4 | 13 | 17 |  | 9.326% | 0% | 1 | 47.6667 | 35.23% | 0% | 4 | 0.01632% | 0% | 0% | 1 | 0 | 2 | 0.201% | 32.13% | 32.33% | 5 | 21.17% | 2.504% | 0% | 1 | 14.33% | 2.304% | 0% | 1 | 49.51% | 3.909% | 0% | 1 | 72.19% | 7.096% | 0% | 3 | 12.35% | 2.252% | 0% | 1 | 8.58% | 7.096% | 0% | 1 | 13 | 8 |  | 5.132% | 0% | 1 | 46 | 8.992% | 0% | 4 | 0.1097% | 0% | 0% | 1 | 0 | 2 | 3.321% | 51.7% | 55.02% | 5 | 27.93% | 1.333% | 0% | 1 | 10.9% | 1.078% | 0% | 1 | 48.27% | 1.857% | 0% | 1 | 74.64% | 3.787% | 0% | 3 | 23.97% | 1.263% | 0% | 1 | 7.446% | 3.787% | 0% | 1
111 | Ellis | GREATER LA METRO | 0 | 0 |  | 0% | 0% | 1 | 50.5 | 0% | 0% | 4 | 0% | 0% | 0% | 1 | 0 | 2 | 0% | 0% | 0% | 1 | 0% | 0% | 0% | 1 | 19.23% | 0% | 0% | 1 | 97.91% | 0% | 0% | 5 | 97.91% | 0% | 0% | 5 | 0% | 0% | 0% | 1 | 8.353% | 0% | 0% | 1 |  |  |  | 0% | 0% | 1 | 47.6667 | 0% | 0% | 4 | 0% | 0% | 0% | 1 | 0 | 2 | 0% | 1.781% | 1.781% | 2 | 1.838% | 0% | 0% | 1 | 25.58% | 0% | 0% | 1 | 94.58% | 0% | 0% | 4 | 96.42% | 0% | 0% | 5 | 0% | 0% | 0% | 1 | 6.6% | 0% | 0% | 1 |  |  |  | 0% | 0% | 1 | 48 | 0% | 0% | 4 | 0.3557% | 0% | 0% | 1 | 0 | 2 | 2% | 6.694% | 8.694% | 2 | 2.093% | 0% | 0% | 1 | 22.29% | 0% | 0% | 1 | 81.32% | 0% | 0% | 3 | 84.71% | 0% | 0% | 3 | 0.241% | 0% | 0% | 1 | 6.26% | 0% | 0% | 1 |  |  |  | 0% | 0% | 1 | 47 | 0% | 0% | 4 | 0.1305% | 0% | 0% | 1 | 0 | 2 | 1.197% | 43.42% | 44.61% | 5 | 19.32% | 0% | 0% | 1 | 23.54% | 0% | 0% | 1 | 61.83% | 0% | 0% | 2 | 79.95% | 0% | 0% | 3 | 22.43% | 0% | 0% | 1 | 7.274% | 0% | 0% | 1
112 | Johanna | GREATER LA METRO | 0 | 0 |  | 0% | 0% | 1 | 81.8 | 0% | 0% | 4 | 0% | 0% | 0% | 1 | 0 | 2 | 0% | 0% | 0% | 1 | 0% | 0% | 0% | 1 | 100% | 0% | 0% | 5 | 100% | 0% | 0% | 5 | 100% | 0% | 0% | 5 | 0% | 0% | 0% | 1 | 41.6% | 0% | 0% | 1 |  |  |  | 0% | 0% | 1 | 48 | 0% | 0% | 4 | 0.4829% | 0% | 0% | 1 | 0 | 2 | 2.601% | 9.271% | 11.87% | 2 | 2.772% | 0% | 0% | 1 | 17.02% | 0% | 0% | 1 | 82.49% | 0% | 0% | 3 | 87.24% | 0% | 0% | 3 | 0.7026% | 0% | 0% | 1 | 7.834% | 0% | 0% | 1 |  |  |  | 0% | 0% | 1 | 47 | 0% | 0% | 4 | 0.194% | 0% | 0% | 1 | 0 | 2 | 1.142% | 55.52% | 56.66% | 5 | 21.2% | 0% | 0% | 1 | 34.01% | 0% | 0% | 1 | 72.65% | 0% | 0% | 3 | 90.36% | 0% | 0% | 4 | 34.17% | 0% | 0% | 1 | 8.516% | 0% | 0% | 1 |  |  |  | 0% | 0% | 1 | 47 | 0% | 0% | 4 | 0.7786% | 0% | 0% | 1 | 0 | 2 | 20.32% | 56.99% | 77.31% | 5 | 34.13% | 0% | 0% | 1 | 22.29% | 0% | 0% | 1 | 54.68% | 0% | 0% | 2 | 81.06% | 0% | 0% | 3 | 35.23% | 0% | 0% | 1 | 15.66% | 0% | 0% | 1
113 | Lewis | GREATER LA METRO | 0 | 0 |  | 0% | 0% | 1 | 0 | 0% | 0% | 1 | 0% | 0% | 0% | 1 | 0 | 2 | 0% | 0% | 0% | 1 | 0% | 0% | 0% | 1 | 0% | 0% | 0% | 1 | 0% | 0% | 0% | 1 | 0% | 0% | 0% | 1 | 0% | 0% | 0% | 1 | 0% | 0% | 0% | 1 |  |  |  | 0% | 0% | 1 | 18.1411 | 0% | 0% | 2 | 0% | 0% | 0% | 1 | 0 | 2 | 0% | 100% | 100% | 5 | 0.2297% | 0% | 0% | 1 | 13.4% | 0% | 0% | 1 | 0% | 0% | 0% | 1 | 13.63% | 0% | 0% | 1 | 4.561% | 0% | 0% | 1 | 15.34% | 0% | 0% | 1 |  |  |  | 0% | 0% | 1 | 47.5 | 0% | 0% | 4 | 0.1405% | 0% | 0% | 1 | 0 | 2 | 4.288% | 62.08% | 66.36% | 5 | 35.68% | 0% | 0% | 1 | 11.6% | 0% | 0% | 1 | 45.04% | 0% | 0% | 1 | 79.34% | 0% | 0% | 3 | 28.86% | 0% | 0% | 1 | 9.393% | 0% | 0% | 1 |  |  |  | 0% | 0% | 1 | 45.5583 | 0% | 0% | 4 | 2.113% | 0% | 0% | 1 | 0 | 2 | 12.48% | 56.3% | 68.78% | 5 | 28.18% | 0% | 0% | 1 | 15.96% | 0% | 0% | 1 | 48.42% | 0% | 0% | 1 | 73.85% | 0% | 0% | 3 | 29.33% | 0% | 0% | 1 | 15.64% | 0% | 0% | 1
114 | Santiago | GREATER LA METRO | 0 | 0 |  | 0% | 0% | 1 | 57 | 0% | 0% | 4 | 3.78% | 0% | 0% | 1 | 0 | 2 | 20.24% | 43.61% | 63.85% | 5 | 23.48% | 0% | 0% | 1 | 0% | 0% | 0% | 1 | 10.55% | 0% | 0% | 1 | 34.04% | 0% | 0% | 1 | 2.22% | 0% | 0% | 1 | 9.912% | 0% | 0% | 1 |  |  |  | 0% | 0% | 1 | 39.3333 | 0% | 0% | 4 | 0.5612% | 0% | 0% | 1 | 0 | 2 | 4.627% | 71.97% | 76.6% | 5 | 16.63% | 0% | 0% | 1 | 54.53% | 0% | 0% | 2 | 70.3% | 0% | 0% | 3 | 87.12% | 0% | 0% | 3 | 18.7% | 0% | 0% | 1 | 8.411% | 0% | 0% | 1 |  |  |  | 0% | 0% | 1 | 48 | 0% | 0% | 4 | 0.2128% | 0% | 0% | 1 | 0 | 2 | 22.66% | 51.99% | 74.65% | 5 | 35.51% | 0% | 0% | 1 | 35.22% | 0% | 0% | 1 | 69.81% | 0% | 0% | 2 | 89.01% | 0% | 0% | 3 | 44.23% | 0% | 0% | 1 | 10.27% | 0% | 0% | 1 |  |  |  | 0% | 0% | 1 | 45 | 0% | 0% | 4 | 0.4529% | 0% | 0% | 1 | 0 | 2 | 37.96% | 46.39% | 84.35% | 5 | 38.54% | 0% | 0% | 1 | 33.04% | 0% | 0% | 1 | 59% | 0% | 0% | 2 | 84.5% | 0% | 0% | 3 | 46.69% | 0% | 0% | 1 | 12.3% | 0% | 0% | 1
115 | Serrano | GREATER LA METRO | 0 | 0 |  | 0% | 0% | 1 | 2.7037 | 0% | 0% | 1 | 0% | 0% | 0% | 1 | 0 | 2 | 0% | 100% | 100% | 5 | 0% | 0% | 0% | 1 | 68.16% | 0% | 0% | 2 | 15.92% | 0% | 0% | 1 | 68.16% | 0% | 0% | 2 | 27.92% | 0% | 0% | 1 | 5.63% | 0% | 0% | 1 |  |  |  | 0% | 0% | 1 | 11.1095 | 0% | 0% | 1 | 0.03354% | 0% | 0% | 1 | 0 | 2 | 2.8% | 97.16% | 99.96% | 5 | 52.92% | 0% | 0% | 2 | 8.761% | 0% | 0% | 1 | 26.48% | 0% | 0% | 1 | 75.83% | 0% | 0% | 3 | 48.14% | 0% | 0% | 1 | 11.98% | 0% | 0% | 1 |  |  |  | 0% | 0% | 1 | 16.3199 | 0% | 0% | 2 | 3.104% | 0% | 0% | 1 | 0 | 2 | 16% | 73.15% | 89.15% | 5 | 37.89% | 0% | 0% | 1 | 13.36% | 0% | 0% | 1 | 37.04% | 0% | 0% | 1 | 70.5% | 0% | 0% | 3 | 39.98% | 0% | 0% | 1 | 18.74% | 0% | 0% | 1 |  |  |  | 0% | 0% | 1 | 46 | 0% | 0% | 4 | 4.263% | 0% | 0% | 1 | 0 | 2 | 14.05% | 55.01% | 69.07% | 5 | 30.39% | 0% | 0% | 1 | 21.04% | 0% | 0% | 1 | 46.79% | 0% | 0% | 1 | 73.15% | 0% | 0% | 3 | 30.16% | 0% | 0% | 1 | 14.49% | 0% | 0% | 1
116 | Villa Park | GREATER LA METRO | 0 | 0 |  | 0% | 0% | 1 | 29.5333 | 0% | 0% | 3 | 0% | 0% | 0% | 1 | 0 | 2 | 0% | 100% | 100% | 5 | 0% | 0% | 0% | 1 | 0% | 0% | 0% | 1 | 0% | 0% | 0% | 1 | 0% | 0% | 0% | 1 | 0% | 0% | 0% | 1 | 0% | 0% | 0% | 1 |  |  |  | 0% | 0% | 1 | 14.1333 | 0% | 0% | 2 | 0.06833% | 0% | 0% | 1 | 0 | 2 | 1.297% | 98.59% | 99.89% | 5 | 65.64% | 0% | 0% | 2 | 6.008% | 0% | 0% | 1 | 8.19% | 0% | 0% | 1 | 77.18% | 0% | 0% | 3 | 41.21% | 0% | 0% | 1 | 13.51% | 0% | 0% | 1 |  |  |  | 0% | 0% | 1 | 47 | 0% | 0% | 4 | 2.003% | 0% | 0% | 1 | 0 | 2 | 15.73% | 61.83% | 77.56% | 5 | 33.66% | 0% | 0% | 1 | 13.67% | 0% | 0% | 1 | 48.01% | 0% | 0% | 1 | 79.06% | 0% | 0% | 3 | 31.59% | 0% | 0% | 1 | 18.08% | 0% | 0% | 1 |  |  |  | 0% | 0% | 1 | 46.5 | 0% | 0% | 4 | 4.67% | 0% | 0% | 1 | 0 | 2 | 12.61% | 56.08% | 68.68% | 5 | 30.33% | 0% | 0% | 1 | 14.55% | 0% | 0% | 1 | 45.04% | 0% | 0% | 1 | 70.76% | 0% | 0% | 3 | 31.01% | 0% | 0% | 1 | 14.77% | 0% | 0% | 1
117 | Capistrano | GREATER LA METRO | 0 | 0 |  | 0% | 0% | 1 | 69 | 0% | 0% | 4 | 0.5554% | 0% | 0% | 1 | 0 | 2 | 80.69% | 0% | 80.69% | 5 | 33.75% | 0% | 0% | 1 | 63.81% | 0% | 0% | 2 | 76.68% | 0% | 0% | 3 | 76.68% | 0% | 0% | 3 | 14.45% | 0% | 0% | 1 | 8.287% | 0% | 0% | 1 |  |  |  | 0% | 0% | 1 | 51.375 | 0% | 0% | 4 | 0.1566% | 0% | 0% | 1 | 0 | 2 | 93.2% | 0.6563% | 93.86% | 5 | 20.81% | 0% | 0% | 1 | 63.67% | 0% | 0% | 2 | 69.83% | 0% | 0% | 2 | 74.73% | 0% | 0% | 3 | 53.39% | 0% | 0% | 2 | 5.616% | 0% | 0% | 1 |  |  |  | 0% | 0% | 1 | 46 | 0% | 0% | 4 | 0.228% | 0% | 0% | 1 | 0 | 2 | 74.82% | 18.02% | 92.84% | 5 | 29.54% | 0% | 0% | 1 | 57.57% | 0% | 0% | 2 | 66.15% | 0% | 0% | 2 | 80.66% | 0% | 0% | 3 | 52.35% | 0% | 0% | 2 | 6.722% | 0% | 0% | 1 |  |  |  | 0% | 0% | 1 | 38 | 0% | 0% | 4 | 0.1802% | 0% | 0% | 1 | 0 | 2 | 46.63% | 45.66% | 92.28% | 5 | 49.82% | 0% | 0% | 1 | 48.8% | 0% | 0% | 1 | 59.57% | 0% | 0% | 2 | 89.56% | 0% | 0% | 3 | 51.56% | 0% | 0% | 2 | 7.178% | 0% | 0% | 1
118 | Trabuco | GREATER LA METRO | 0 | 0 |  | 0% | 0% | 1 | 62.6667 | 0% | 0% | 4 | 0% | 0% | 0% | 1 | 0 | 2 | 100% | 0% | 100% | 5 | 28.98% | 0% | 0% | 1 | 56.1% | 0% | 0% | 2 | 56.1% | 0% | 0% | 2 | 68.45% | 0% | 0% | 2 | 27.3% | 0% | 0% | 1 | 9.959% | 0% | 0% | 1 |  |  |  | 0% | 0% | 1 | 58.3571 | 0% | 0% | 4 | 0.3077% | 0% | 0% | 1 | 0 | 2 | 83.37% | 9.568% | 92.94% | 5 | 23.02% | 0% | 0% | 1 | 66.82% | 0% | 0% | 2 | 71.25% | 0% | 0% | 3 | 78.36% | 0% | 0% | 3 | 46.52% | 0% | 0% | 1 | 6.11% | 0% | 0% | 1 |  |  |  | 0% | 0% | 1 | 39.3333 | 0% | 0% | 4 | 0.1937% | 0% | 0% | 1 | 0 | 2 | 62.11% | 30.14% | 92.25% | 5 | 38.97% | 0% | 0% | 1 | 49.41% | 0% | 0% | 1 | 63.85% | 0% | 0% | 2 | 84.04% | 0% | 0% | 3 | 54.45% | 0% | 0% | 2 | 7.539% | 0% | 0% | 1 |  |  |  | 0% | 0% | 1 | 39.3333 | 0% | 0% | 4 | 0.09706% | 0% | 0% | 1 | 0 | 2 | 40.51% | 50.02% | 90.53% | 5 | 46.44% | 0% | 0% | 1 | 46.4% | 0% | 0% | 1 | 59.48% | 0% | 0% | 2 | 88.02% | 0% | 0% | 3 | 54.59% | 0% | 0% | 2 | 7.526% | 0% | 0% | 1
119 | Pleasant Grove | NORTHERN CALIFORNIA | 0 | 0 |  | 0% | 0% | 1 | 56.975 | 0% | 0% | 4 | 6.297% | 0% | 0% | 1 | 0 | 2 | 2.381% | 0% | 2.381% | 1 | 58.79% | 0% | 0% | 2 | 0% | 0% | 0% | 1 | 0% | 0% | 0% | 1 | 58.79% | 0% | 0% | 2 | 0% | 0% | 0% | 1 | 58.03% | 0% | 0% | 2 | 9 | 9 |  | 0% | 0% | 1 | 45.29 | 0% | 0% | 4 | 8.059% | 0% | 0% | 1 | 0 | 2 | 9.254% | 0% | 9.254% | 1 | 42.44% | 0% | 0% | 1 | 0% | 0% | 0% | 1 | 0.01033% | 0% | 0% | 1 | 42.45% | 0% | 0% | 1 | 0.6576% | 0% | 0% | 1 | 33.62% | 0% | 0% | 1 | 9 | 6 |  | 0% | 0% | 1 | 21.1333 | 0% | 0% | 3 | 23.51% | 0% | 0% | 1 | 0 | 2 | 19.66% | 0.4221% | 20.08% | 2 | 40.51% | 0% | 0% | 1 | 2.613% | 0% | 0% | 1 | 19.55% | 0% | 0% | 1 | 59.37% | 0% | 0% | 2 | 8.64% | 0% | 0% | 1 | 19.38% | 0% | 0% | 1 | 9 | 7 |  | 0% | 0% | 1 | 23.2403 | 0% | 0% | 3 | 22.87% | 0% | 0% | 1 | 0 | 2 | 26.3% | 2.946% | 29.25% | 2 | 55.42% | 0% | 0% | 2 | 9.339% | 0% | 0% | 1 | 26.59% | 0% | 0% | 1 | 72.23% | 0% | 0% | 3 | 15.1% | 0% | 0% | 1 | 16.03% | 0% | 0% | 1
120 | Summit | NORTHERN CALIFORNIA | 0 | 0 |  | 0% | 0% | 1 | 12.955 | 0% | 0% | 2 | 0% | 0% | 0% | 1 | 0 | 2 | 48.49% | 0% | 48.49% | 2 | 7.521% | 0% | 0% | 1 | 8.776% | 0% | 0% | 1 | 53.55% | 0% | 0% | 2 | 58.97% | 0% | 0% | 2 | 70.42% | 0% | 0% | 3 | 8.117% | 0% | 0% | 1 |  |  |  | 0% | 0% | 1 | 34 | 0% | 0% | 4 | 0% | 0% | 0% | 1 | 0 | 2 | 31.4% | 6.724% | 38.12% | 2 | 13.57% | 0% | 0% | 1 | 9.237% | 0% | 0% | 1 | 43.06% | 0% | 0% | 1 | 52.99% | 0% | 0% | 2 | 66.85% | 0% | 0% | 2 | 9.215% | 0% | 0% | 1 |  |  |  | 0% | 0% | 1 | 28 | 0% | 0% | 3 | 0% | 0% | 0% | 1 | 0 | 2 | 56.38% | 3.259% | 59.64% | 3 | 25.07% | 0% | 0% | 1 | 15.69% | 0% | 0% | 1 | 31.7% | 0% | 0% | 1 | 51.04% | 0% | 0% | 2 | 62.66% | 0% | 0% | 2 | 8.823% | 0% | 0% | 1 |  |  |  | 0% | 0% | 1 | 17 | 0% | 0% | 2 | 0.08431% | 0% | 0% | 1 | 0 | 2 | 62.25% | 5.343% | 67.59% | 3 | 34.62% | 0% | 0% | 1 | 10.93% | 0% | 0% | 1 | 21.7% | 0% | 0% | 1 | 51.4% | 0% | 0% | 2 | 61.1% | 0% | 0% | 2 | 8.736% | 0% | 0% | 1
121 | Devers | RIVERSIDE | 0 | 0 |  | 0% | 0% | 1 | 0 | 0% | 0% | 1 | 0% | 0% | 0% | 1 | 0 | 2 | 0% | 0% | 0% | 1 | 0% | 0% | 0% | 1 | 0% | 0% | 0% | 1 | 0% | 0% | 0% | 1 | 0% | 0% | 0% | 1 | 0% | 0% | 0% | 1 | 0% | 0% | 0% | 1 |  |  |  | 0% | 0% | 1 | 32.0154 | 0% | 0% | 4 | 0% | 0% | 0% | 1 | 0 | 2 | 95.39% | 3.854% | 99.25% | 5 | 71.12% | 0% | 0% | 3 | 67.85% | 0% | 0% | 2 | 67.7% | 0% | 0% | 2 | 82.05% | 0% | 0% | 3 | 34.8% | 0% | 0% | 1 | 0.7085% | 0% | 0% | 1 |  |  |  | 0% | 0% | 1 | 42.4561 | 0% | 0% | 4 | 0% | 0% | 0% | 1 | 0 | 2 | 39.72% | 60.14% | 99.86% | 5 | 41.42% | 0% | 0% | 1 | 41.06% | 0% | 0% | 1 | 60.55% | 0% | 0% | 2 | 71.72% | 0% | 0% | 3 | 50.59% | 0% | 0% | 2 | 2.383% | 0% | 0% | 1 |  |  |  | 0% | 0% | 1 | 20.8571 | 0% | 0% | 3 | 0.02602% | 0% | 0% | 1 | 0 | 2 | 31.34% | 67.88% | 99.22% | 5 | 40.3% | 0% | 0% | 1 | 34.55% | 0% | 0% | 1 | 62.44% | 0% | 0% | 2 | 73.25% | 0% | 0% | 3 | 60.84% | 0% | 0% | 2 | 3.706% | 0% | 0% | 1
122 | Kern | RIVERSIDE | 0 | 0 |  | 0% | 0% | 1 | 3.8429 | 0% | 0% | 1 | 0% | 0% | 0% | 1 | 0 | 2 | 0% | 0% | 0% | 1 | 11.68% | 0% | 0% | 1 | 43.7% | 0% | 0% | 1 | 0% | 0% | 0% | 1 | 55.38% | 0% | 0% | 2 | 71.26% | 0% | 0% | 3 | 0% | 0% | 0% | 1 |  |  |  | 0% | 0% | 1 | 3.6551 | 0% | 0% | 1 | 0% | 0% | 0% | 1 | 0 | 2 | 0% | 0% | 0% | 1 | 7.811% | 0% | 0% | 1 | 31.45% | 0% | 0% | 1 | 0% | 0% | 0% | 1 | 39.17% | 0% | 0% | 1 | 51.53% | 0% | 0% | 2 | 0% | 0% | 0% | 1 |  |  |  | 0% | 0% | 1 | 3.695 | 0% | 0% | 1 | 0% | 0% | 0% | 1 | 0 | 2 | 0% | 0% | 0% | 1 | 7.712% | 0% | 0% | 1 | 20.22% | 0% | 0% | 1 | 0% | 0% | 0% | 1 | 27.87% | 0% | 0% | 1 | 34.1% | 0% | 0% | 1 | 0.482% | 0% | 0% | 1 |  |  |  | 0% | 0% | 1 | 2.9722 | 0% | 0% | 1 | 0% | 0% | 0% | 1 | 0 | 2 | 0% | 0% | 0% | 1 | 24.43% | 0% | 0% | 1 | 14.54% | 0% | 0% | 1 | 1.099% | 0% | 0% | 1 | 38.01% | 0% | 0% | 1 | 30.58% | 0% | 0% | 1 | 1.058% | 0% | 0% | 1
123 | Mirage | RIVERSIDE | 132 | 1320 |  | 999.9% | 999.9% | 5 | 0 | 999% | 999% | 5 | 0% | 0% | 0% | 1 | 0 | 2 | 0% | 0% | 0% | 1 | 0% | 999% | 999.9% | 5 | 0% | 999% | 999.9% | 5 | 0% | 999% | 999.9% | 5 | 0% | 999% | 999.9% | 5 | 0% | 999% | 999.9% | 5 | 0% | 999% | 999.9% | 5 | 14 | 30 |  | 999.9% | 999.9% | 5 | 0 | 999% | 999% | 5 | 0% | 0% | 0% | 1 | 0 | 2 | 0% | 0% | 0% | 1 | 0% | 999% | 999.9% | 5 | 0% | 999% | 999.9% | 5 | 0% | 999% | 999.9% | 5 | 0% | 999% | 999.9% | 5 | 0% | 999% | 999.9% | 5 | 0% | 999% | 999.9% | 5 | 14 | 30 |  | 999.9% | 999.9% | 5 | 0 | 999% | 999% | 5 | 0% | 0% | 0% | 1 | 0 | 2 | 0% | 0% | 0% | 1 | 0% | 999% | 999.9% | 5 | 0% | 999% | 999.9% | 5 | 0% | 999% | 999.9% | 5 | 0% | 999% | 999.9% | 5 | 0% | 999% | 999.9% | 5 | 0% | 999% | 999.9% | 5 | 14 | 30 |  | 999.9% | 9.591% | 4 | 12.4186 | 28.65% | 0% | 2 | 0% | 0% | 0% | 1 | 0 | 2 | 42.26% | 55.8% | 98.06% | 5 | 69.92% | 31.89% | 0% | 2 | 44.25% | 17.21% | 0% | 1 | 86.16% | 69.28% | 0% | 3 | 97.76% | 428.4% | 7.521% | 5 | 77.02% | 41.74% | 0% | 3 | 4.93% | 428.4% | 7.521% | 4
124 | Valley (SCE) | RIVERSIDE | 0 | 0 |  | 0% | 0% | 1 | 45.5 | 0% | 0% | 4 | 1.395% | 0% | 0% | 1 | 0 | 2 | 85.29% | 0% | 85.29% | 5 | 0.08558% | 0% | 0% | 1 | 21.71% | 0% | 0% | 1 | 64.11% | 0% | 0% | 2 | 64.2% | 0% | 0% | 2 | 1.024% | 0% | 0% | 1 | 2.155% | 0% | 0% | 1 |  |  |  | 0% | 0% | 1 | 31 | 0% | 0% | 4 | 3.933% | 0% | 0% | 1 | 0 | 2 | 66.37% | 10.24% | 76.6% | 5 | 0.4272% | 0% | 0% | 1 | 33.9% | 0% | 0% | 1 | 51.75% | 0% | 0% | 2 | 52.14% | 0% | 0% | 2 | 7.681% | 0% | 0% | 1 | 6.112% | 0% | 0% | 1 |  |  |  | 0% | 0% | 1 | 29 | 0% | 0% | 3 | 3.432% | 0% | 0% | 1 | 0 | 2 | 35.7% | 48.79% | 84.49% | 5 | 19.16% | 0% | 0% | 1 | 45.37% | 0% | 0% | 1 | 64.62% | 0% | 0% | 2 | 67.43% | 0% | 0% | 2 | 22.96% | 0% | 0% | 1 | 5.682% | 0% | 0% | 1 |  |  |  | 0% | 0% | 1 | 28.8619 | 0% | 0% | 3 | 2.604% | 0% | 0% | 1 | 0 | 2 | 20.53% | 70.69% | 91.22% | 5 | 26.14% | 0% | 0% | 1 | 39.07% | 0% | 0% | 1 | 58.87% | 0% | 0% | 2 | 70.66% | 0% | 0% | 3 | 29.33% | 0% | 0% | 1 | 5.127% | 0% | 0% | 1
125 | Gold Hill | NORTHERN CALIFORNIA | 0 | 0 |  | 0% | 0% | 1 | 58.5167 | 0% | 0% | 4 | 0% | 0% | 0% | 1 | 0 | 2 | 1.882% | 0.5397% | 2.422% | 2 | 59.55% | 0% | 0% | 2 | 10.17% | 0% | 0% | 1 | 0% | 0% | 0% | 1 | 60.27% | 0% | 0% | 2 | 72.77% | 0% | 0% | 3 | 18.11% | 0% | 0% | 1 |  |  |  | 0% | 0% | 1 | 48 | 0% | 0% | 4 | 0.1986% | 0% | 0% | 1 | 0 | 2 | 11.37% | 26.87% | 38.24% | 4 | 48.24% | 0% | 0% | 1 | 22.51% | 0% | 0% | 1 | 19.63% | 0% | 0% | 1 | 57.98% | 0% | 0% | 2 | 59.67% | 0% | 0% | 2 | 17.76% | 0% | 0% | 1 |  |  |  | 0% | 0% | 1 | 36.681 | 0% | 0% | 4 | 2.041% | 0% | 0% | 1 | 0 | 2 | 20.7% | 25.47% | 46.17% | 4 | 65.13% | 0% | 0% | 2 | 20.44% | 0% | 0% | 1 | 18.5% | 0% | 0% | 1 | 70.82% | 0% | 0% | 3 | 41.86% | 0% | 0% | 1 | 15.14% | 0% | 0% | 1 |  |  |  | 0% | 0% | 1 | 35.9052 | 0% | 0% | 4 | 3.235% | 0% | 0% | 1 | 0 | 2 | 32.78% | 13.43% | 46.21% | 3 | 66.88% | 0% | 0% | 2 | 15.76% | 0% | 0% | 1 | 17.23% | 0% | 0% | 1 | 72.3% | 0% | 0% | 3 | 38.03% | 0% | 0% | 1 | 20.71% | 0% | 0% | 1
126 | Grand Island | NORTHERN CALIFORNIA | 0 | 0 |  | 0% | 0% | 1 | 11.1695 | 0% | 0% | 1 | 49.14% | 0% | 0% | 1 | 0 | 2 | 0% | 0% | 0% | 1 | 0% | 0% | 0% | 1 | 6.754% | 0% | 0% | 1 | 6.754% | 0% | 0% | 1 | 6.754% | 0% | 0% | 1 | 0% | 0% | 0% | 1 | 6.429% | 0% | 0% | 1 |  |  |  | 0% | 0% | 1 | 9.7204 | 0% | 0% | 1 | 47.92% | 0% | 0% | 1 | 0 | 2 | 0% | 0% | 0% | 1 | 7.912% | 0% | 0% | 1 | 14.13% | 0% | 0% | 1 | 15.5% | 0% | 0% | 1 | 21.71% | 0% | 0% | 1 | 0.01378% | 0% | 0% | 1 | 9.335% | 0% | 0% | 1 |  |  |  | 0% | 0% | 1 | 9.0081 | 0% | 0% | 1 | 43.84% | 0% | 0% | 1 | 0 | 2 | 0% | 0% | 0% | 1 | 10.72% | 0% | 0% | 1 | 24.99% | 0% | 0% | 1 | 28.46% | 0% | 0% | 1 | 34.2% | 0% | 0% | 1 | 0.5524% | 0% | 0% | 1 | 12.48% | 0% | 0% | 1 |  |  |  | 0% | 0% | 1 | 9.8607 | 0% | 0% | 1 | 45.12% | 0% | 0% | 1 | 0 | 2 | 0% | 0% | 0% | 1 | 11.85% | 0% | 0% | 1 | 24.52% | 0% | 0% | 1 | 28.6% | 0% | 0% | 1 | 36.25% | 0% | 0% | 1 | 0.7% | 0% | 0% | 1 | 12.74% | 0% | 0% | 1
127 | Chino | GREATER LA METRO | 0 | 0 |  | 0% | 0% | 1 | 47.4 | 0% | 0% | 4 | 21.78% | 0% | 0% | 1 | 0 | 2 | 14.32% | 10.85% | 25.17% | 3 | 0.187% | 0% | 0% | 1 | 0% | 0% | 0% | 1 | 12.67% | 0% | 0% | 1 | 12.86% | 0% | 0% | 1 | 0.07603% | 0% | 0% | 1 | 8% | 0% | 0% | 1 |  |  |  | 0% | 0% | 1 | 41.7 | 0% | 0% | 4 | 10.16% | 0% | 0% | 1 | 0 | 2 | 23.5% | 44.04% | 67.54% | 5 | 31.76% | 0% | 0% | 1 | 2.926% | 0% | 0% | 1 | 23.03% | 0% | 0% | 1 | 54.58% | 0% | 0% | 2 | 15.66% | 0% | 0% | 1 | 19.72% | 0% | 0% | 1 |  |  |  | 0% | 0% | 1 | 19.6004 | 0% | 0% | 2 | 7.031% | 0% | 0% | 1 | 0 | 2 | 17.68% | 59.86% | 77.54% | 5 | 35.74% | 0% | 0% | 1 | 8.61% | 0% | 0% | 1 | 27.67% | 0% | 0% | 1 | 60.04% | 0% | 0% | 2 | 31.64% | 0% | 0% | 1 | 18.99% | 0% | 0% | 1 |  |  |  | 0% | 0% | 1 | 19.25 | 0% | 0% | 2 | 4.188% | 0% | 0% | 1 | 0 | 2 | 18.4% | 62.35% | 80.76% | 5 | 35.26% | 0% | 0% | 1 | 26.66% | 0% | 0% | 1 | 44.64% | 0% | 0% | 1 | 74.89% | 0% | 0% | 3 | 38.42% | 0% | 0% | 1 | 17.3% | 0% | 0% | 1
128 | Kramer | GREATER KRAMER | 1276 | 12760 |  | 999.9% | 175.1% | 5 | 46.04 | 2837251% | 712.7% | 5 | 0% | 0% | 0% | 1 | 0 | 2 | 0% | 0% | 0% | 1 | 100% | 999% | 175.1% | 5 | 55.3% | 391.7% | 235.8% | 5 | 0% | 175.1% | 999.9% | 5 | 100% | 999% | 175.1% | 5 | 33.05% | 261.6% | 327.3% | 5 | 1.107% | 999% | 175.1% | 5 | 14 | 30 |  | 1492% | 52.87% | 5 | 31 | 439.9% | 89.35% | 5 | 0% | 0% | 0% | 1 | 0 | 2 | 0% | 0% | 0% | 1 | 94.06% | 919.6% | 51.72% | 5 | 36.16% | 85.52% | 0% | 4 | 0% | 54.59% | 0% | 3 | 95.44% | 1197% | 52.42% | 5 | 45.5% | 100.2% | 0.1944% | 4 | 0.4364% | 1197% | 52.42% | 5 | 14 | 26 |  | 174% | 9.107% | 4 | 28.1286 | 159.2% | 13.8% | 3 | 0% | 0% | 0% | 1 | 0 | 2 | 0% | 0% | 0% | 1 | 54.95% | 42.33% | 0% | 2 | 30.55% | 27.46% | 0% | 2 | 0.01675% | 19.07% | 0% | 1 | 73.01% | 70.65% | 0% | 3 | 58.45% | 45.9% | 0% | 2 | 1.038% | 70.65% | 0% | 3 | 11 | 13 |  | 33.91% | 0% | 2 | 43.25 | 121.9% | 4.055% | 5 | 0.009597% | 0% | 0% | 1 | 0 | 2 | 0% | 0% | 0% | 1 | 41.14% | 15.86% | 0% | 1 | 23.93% | 12.27% | 0% | 1 | 0.6836% | 9.397% | 0% | 1 | 58.15% | 22.3% | 0% | 2 | 45.36% | 17.08% | 0% | 1 | 0.6682% | 22.3% | 0% | 2
129 | Lugo | GREATER KRAMER | 0 | 0 |  | 0% | 0% | 1 | 23 | 0% | 0% | 3 | 0.01104% | 0% | 0% | 1 | 0 | 2 | 57.35% | 36.94% | 94.28% | 5 | 44.63% | 0% | 0% | 1 | 88.25% | 0% | 0% | 3 | 72.22% | 0% | 0% | 3 | 96.64% | 0% | 0% | 5 | 38.37% | 0% | 0% | 1 | 5.104% | 0% | 0% | 1 |  |  |  | 0% | 0% | 1 | 24.6667 | 0% | 0% | 3 | 0.003022% | 0% | 0% | 1 | 0 | 2 | 36.53% | 46.4% | 82.94% | 5 | 46.96% | 0% | 0% | 1 | 70.8% | 0% | 0% | 3 | 61.74% | 0% | 0% | 2 | 86.93% | 0% | 0% | 3 | 40.48% | 0% | 0% | 1 | 3.904% | 0% | 0% | 1 |  |  |  | 0% | 0% | 1 | 39.4597 | 0% | 0% | 4 | 0.006685% | 0% | 0% | 1 | 0 | 2 | 26.38% | 34.8% | 61.17% | 5 | 49.88% | 0% | 0% | 1 | 60.27% | 0% | 0% | 2 | 51.91% | 0% | 0% | 2 | 83.6% | 0% | 0% | 3 | 28.98% | 0% | 0% | 1 | 3.128% | 0% | 0% | 1 |  |  |  | 0% | 0% | 1 | 41.25 | 0% | 0% | 4 | 0.04917% | 0% | 0% | 1 | 0 | 2 | 19.1% | 21.65% | 40.75% | 4 | 45.27% | 0% | 0% | 1 | 51.61% | 0% | 0% | 2 | 36.67% | 0% | 0% | 1 | 74.6% | 0% | 0% | 3 | 25.85% | 0% | 0% | 1 | 2.132% | 0% | 0% | 1
130 | Mira Loma | GREATER LA METRO | 0 | 0 |  | 0% | 0% | 1 | 54.25 | 0% | 0% | 4 | 26.16% | 0% | 0% | 1 | 0 | 2 | 0% | 0% | 0% | 1 | 0% | 0% | 0% | 1 | 0% | 0% | 0% | 1 | 0% | 0% | 0% | 1 | 0% | 0% | 0% | 1 | 0% | 0% | 0% | 1 | 0.1407% | 0% | 0% | 1 |  |  |  | 0% | 0% | 1 | 49.5 | 0% | 0% | 4 | 15.94% | 0% | 0% | 1 | 0 | 2 | 30.82% | 18.29% | 49.1% | 3 | 11.03% | 0% | 0% | 1 | 4.143% | 0% | 0% | 1 | 35.63% | 0% | 0% | 1 | 46.76% | 0% | 0% | 1 | 3.809% | 0% | 0% | 1 | 23.5% | 0% | 0% | 1 |  |  |  | 0% | 0% | 1 | 27.08 | 0% | 0% | 3 | 6.502% | 0% | 0% | 1 | 0 | 2 | 23.29% | 48.12% | 71.41% | 5 | 31.27% | 0% | 0% | 1 | 17.75% | 0% | 0% | 1 | 42.08% | 0% | 0% | 1 | 68.19% | 0% | 0% | 2 | 29.23% | 0% | 0% | 1 | 16.46% | 0% | 0% | 1 |  |  |  | 0% | 0% | 1 | 27.6318 | 0% | 0% | 3 | 2.818% | 0% | 0% | 1 | 0 | 2 | 23.65% | 59.39% | 83.04% | 5 | 40.64% | 0% | 0% | 1 | 38.46% | 0% | 0% | 1 | 51.78% | 0% | 0% | 2 | 78.32% | 0% | 0% | 3 | 29.79% | 0% | 0% | 1 | 12.67% | 0% | 0% | 1
131 | Padua | GREATER LA METRO | 0 | 0 |  | 0% | 0% | 1 | 8.0636 | 0% | 0% | 1 | 0% | 0% | 0% | 1 | 0 | 2 | 2.226% | 97.77% | 100% | 5 | 100% | 0% | 0% | 5 | 50.97% | 0% | 0% | 2 | 0% | 0% | 0% | 1 | 100% | 0% | 0% | 5 | 65.06% | 0% | 0% | 2 | 29.31% | 0% | 0% | 1 |  |  |  | 0% | 0% | 1 | 46 | 0% | 0% | 4 | 15.01% | 0% | 0% | 1 | 0 | 2 | 7.568% | 34.78% | 42.35% | 5 | 35.27% | 0% | 0% | 1 | 21.39% | 0% | 0% | 1 | 17.32% | 0% | 0% | 1 | 41.38% | 0% | 0% | 1 | 24.43% | 0% | 0% | 1 | 10.98% | 0% | 0% | 1 |  |  |  | 0% | 0% | 1 | 29.3 | 0% | 0% | 3 | 5.773% | 0% | 0% | 1 | 0 | 2 | 17.71% | 63.85% | 81.56% | 5 | 49.4% | 0% | 0% | 1 | 30.58% | 0% | 0% | 1 | 37.17% | 0% | 0% | 1 | 72.01% | 0% | 0% | 3 | 34.79% | 0% | 0% | 1 | 16.77% | 0% | 0% | 1 |  |  |  | 0% | 0% | 1 | 20.6505 | 0% | 0% | 3 | 2.497% | 0% | 0% | 1 | 0 | 2 | 24.93% | 67.1% | 92.02% | 5 | 47.77% | 0% | 0% | 1 | 54.57% | 0% | 0% | 2 | 63.59% | 0% | 0% | 2 | 85.4% | 0% | 0% | 3 | 39.11% | 0% | 0% | 1 | 12.41% | 0% | 0% | 1
132 | Pisgah | GREATER KRAMER | 280 | 2800 |  | 161825% | 30.54% | 5 | 2.923 | 41.03% | 0% | 2 | 0% | 0% | 0% | 1 | 0 | 2 | 0% | 0% | 0% | 1 | 63.34% | 83.34% | 0% | 4 | 84.98% | 203.4% | 18.27% | 5 | 95.16% | 631.5% | 27.02% | 5 | 99.97% | 90135% | 30.52% | 5 | 47.02% | 57.66% | 0% | 3 | 0.4324% | 90135% | 30.52% | 5 |  |  |  | 244.9% | 16.75% | 5 | 2.7932 | 37.74% | 0% | 2 | 0% | 0% | 0% | 1 | 0 | 2 | 0% | 0% | 0% | 1 | 54.05% | 55.24% | 0% | 3 | 71.58% | 89.31% | 0% | 4 | 80.04% | 127.2% | 6.773% | 4 | 85.04% | 169.6% | 12.25% | 5 | 44.25% | 45.53% | 0% | 2 | 0.7384% | 169.6% | 12.25% | 5 |  |  |  | 21.37% | 0% | 2 | 13.634 | 20.87% | 0% | 2 | 1.132% | 0% | 0% | 1 | 0 | 2 | 0% | 0% | 0% | 1 | 19.31% | 8.938% | 0% | 1 | 20.46% | 9.068% | 0% | 1 | 23.44% | 9.42% | 0% | 1 | 28.11% | 10.03% | 0% | 1 | 50.7% | 14.63% | 0% | 2 | 1.746% | 10.03% | 0% | 1 |  |  |  | 8.855% | 0% | 1 | 17.98 | 18.59% | 0% | 2 | 2.189% | 0% | 0% | 1 | 0 | 2 | 0% | 0% | 0% | 1 | 26.96% | 5.114% | 0% | 1 | 18.56% | 4.586% | 0% | 1 | 19.81% | 4.658% | 0% | 1 | 33.66% | 5.63% | 0% | 1 | 33.37% | 5.605% | 0% | 1 | 2.159% | 5.63% | 0% | 1
133 | Roadway | GREATER KRAMER | 221 | 2210 |  | 93.67% | 0% | 4 | 53.2333 | 999% | 245.2% | 5 | 0.05438% | 0% | 0% | 1 | 0 | 2 | 0% | 0% | 0% | 1 | 47.15% | 20.45% | 0% | 2 | 75.76% | 44.6% | 0% | 3 | 6.021% | 11.5% | 0% | 1 | 88.33% | 92.6% | 0% | 4 | 7.498% | 11.68% | 0% | 1 | 0.6384% | 92.6% | 0% | 4 | 13 | 15 |  | 10.36% | 0% | 1 | 42.6491 | 392.1% | 13.37% | 5 | 0.08754% | 0% | 0% | 1 | 0 | 2 | 0% | 0% | 0% | 1 | 41.34% | 4.706% | 0% | 1 | 48.46% | 5.357% | 0% | 1 | 17.81% | 3.359% | 0% | 1 | 65.53% | 8.009% | 0% | 2 | 17.49% | 3.346% | 0% | 1 | 1.363% | 8.009% | 0% | 1 | 10 | 7 |  | 4.512% | 0% | 1 | 40.6108 | 213.4% | 4.185% | 5 | 0.1229% | 0% | 0% | 1 | 0 | 2 | 5.67% | 0% | 5.67% | 1 | 29.84% | 2.017% | 0% | 1 | 44.83% | 2.565% | 0% | 1 | 15.59% | 1.677% | 0% | 1 | 58.76% | 3.432% | 0% | 2 | 19.82% | 1.765% | 0% | 1 | 1.054% | 3.432% | 0% | 1 | 10 | 7 |  | 3.381% | 0% | 1 | 38.75 | 27.26% | 0% | 4 | 0.6293% | 0% | 0% | 1 | 0 | 2 | 10.1% | 6.2% | 16.3% | 2 | 44.15% | 1.3% | 0% | 1 | 47.53% | 1.383% | 0% | 1 | 21.89% | 0.9293% | 0% | 1 | 69.22% | 2.359% | 0% | 2 | 27.99% | 1.008% | 0% | 1 | 1.557% | 2.359% | 0% | 1
134 | Tortilla | GREATER KRAMER | 0 | 0 |  | 0% | 0% | 1 | 27.6009 | 0% | 0% | 3 | 0.1215% | 0% | 0% | 1 | 0 | 2 | 0% | 0% | 0% | 1 | 76.85% | 0% | 0% | 3 | 90.44% | 0% | 0% | 4 | 13.43% | 0% | 0% | 1 | 100% | 0% | 0% | 5 | 19.72% | 0% | 0% | 1 | 2.834% | 0% | 0% | 1 | 8 | 15 |  | 0% | 0% | 1 | 22.4429 | 0% | 0% | 3 | 3.754% | 0% | 0% | 1 | 0 | 2 | 0% | 0% | 0% | 1 | 69.08% | 0% | 0% | 2 | 59.96% | 0% | 0% | 2 | 32.68% | 0% | 0% | 1 | 87.25% | 0% | 0% | 3 | 41.54% | 0% | 0% | 1 | 2.986% | 0% | 0% | 1 | 8 | 10 |  | 0% | 0% | 1 | 24 | 0% | 0% | 3 | 3.016% | 0% | 0% | 1 | 0 | 2 | 0% | 0% | 0% | 1 | 61.7% | 0% | 0% | 2 | 52.67% | 0% | 0% | 2 | 21.05% | 0% | 0% | 1 | 79.93% | 0% | 0% | 3 | 45.79% | 0% | 0% | 1 | 2.984% | 0% | 0% | 1 | 8 | 10 |  | 0% | 0% | 1 | 24 | 0% | 0% | 3 | 2.434% | 0% | 0% | 1 | 0 | 2 | 0% | 0% | 0% | 1 | 60.52% | 0% | 0% | 2 | 40.74% | 0% | 0% | 1 | 17.94% | 0% | 0% | 1 | 75.15% | 0% | 0% | 3 | 43.21% | 0% | 0% | 1 | 3.368% | 0% | 0% | 1
135 | Victor | GREATER KRAMER | 115 | 1150 |  | 30.9% | 0% | 2 | 57.5 | 999% | 3714% | 5 | 0% | 0% | 0% | 1 | 0 | 2 | 0% | 0% | 0% | 1 | 0% | 13.23% | 0% | 1 | 53.4% | 28.39% | 0% | 2 | 8.184% | 14.41% | 0% | 1 | 53.4% | 28.39% | 0% | 2 | 2.826% | 13.62% | 0% | 1 | 0% | 28.39% | 0% | 2 |  |  |  | 5.932% | 0% | 1 | 49.5 | 205.4% | 9.704% | 5 | 0.01768% | 0% | 0% | 1 | 0 | 2 | 6.402% | 0% | 6.402% | 1 | 38.84% | 2.99% | 0% | 1 | 49.44% | 3.617% | 0% | 1 | 16.58% | 2.192% | 0% | 1 | 65.76% | 5.34% | 0% | 2 | 8.536% | 1.999% | 0% | 1 | 0.4418% | 5.34% | 0% | 1 |  |  |  | 2.433% | 0% | 1 | 41.75 | 21.07% | 0% | 4 | 0.0988% | 0% | 0% | 1 | 0 | 2 | 14.18% | 9.852% | 24.03% | 2 | 31.62% | 0.9573% | 0% | 1 | 57.49% | 1.54% | 0% | 2 | 29.69% | 0.931% | 0% | 1 | 67.61% | 2.021% | 0% | 2 | 20.03% | 0.8185% | 0% | 1 | 1.63% | 2.021% | 0% | 1 |  |  |  | 1.975% | 0% | 1 | 38 | 6.9% | 0% | 4 | 0.6678% | 0% | 0% | 1 | 0 | 2 | 11.55% | 12.29% | 23.85% | 3 | 46.77% | 0.7455% | 0% | 1 | 48.68% | 0.7732% | 0% | 1 | 26.66% | 0.5411% | 0% | 1 | 71.47% | 1.391% | 0% | 3 | 27.11% | 0.5445% | 0% | 1 | 1.785% | 1.391% | 0% | 1
136 | Vista (SCE) | RIVERSIDE | 0 | 0 |  | 0% | 0% | 1 | 64.7 | 0% | 0% | 4 | 0% | 0% | 0% | 1 | 0 | 2 | 2.419% | 91.12% | 93.54% | 5 | 4.214% | 0% | 0% | 1 | 89.53% | 0% | 0% | 3 | 89.53% | 0% | 0% | 3 | 93.75% | 0% | 0% | 4 | 27.02% | 0% | 0% | 1 | 3.216% | 0% | 0% | 1 |  |  |  | 0% | 0% | 1 | 37.3333 | 0% | 0% | 4 | 1.166% | 0% | 0% | 1 | 0 | 2 | 6.131% | 86.71% | 92.84% | 5 | 41.89% | 0% | 0% | 1 | 60.16% | 0% | 0% | 2 | 77.43% | 0% | 0% | 3 | 96.8% | 0% | 0% | 5 | 33.88% | 0% | 0% | 1 | 4.161% | 0% | 0% | 1 |  |  |  | 0% | 0% | 1 | 28.2325 | 0% | 0% | 3 | 1.529% | 0% | 0% | 1 | 0 | 2 | 18.4% | 74.85% | 93.24% | 5 | 42.54% | 0% | 0% | 1 | 44.83% | 0% | 0% | 1 | 59.19% | 0% | 0% | 2 | 83.02% | 0% | 0% | 3 | 36.57% | 0% | 0% | 1 | 5.053% | 0% | 0% | 1 |  |  |  | 0% | 0% | 1 | 25.5 | 0% | 0% | 3 | 2.343% | 0% | 0% | 1 | 0 | 2 | 19.58% | 69.38% | 88.95% | 5 | 46.56% | 0% | 0% | 1 | 41.46% | 0% | 0% | 1 | 57.28% | 0% | 0% | 2 | 80.35% | 0% | 0% | 3 | 36.83% | 0% | 0% | 1 | 7.703% | 0% | 0% | 1
137 | Encina | SAN DIEGO | 0 | 0 |  | 0% | 0% | 1 | 5.444 | 0% | 0% | 1 | 0% | 0% | 0% | 1 | 0 | 2 | 0% | 0% | 0% | 1 | 17.64% | 0% | 0% | 1 | 84.38% | 0% | 0% | 3 | 89.06% | 0% | 0% | 3 | 89.06% | 0% | 0% | 3 | 0% | 0% | 0% | 1 | 12.52% | 0% | 0% | 1 |  |  |  | 0% | 0% | 1 | 6.8443 | 0% | 0% | 1 | 0.8881% | 0% | 0% | 1 | 0 | 2 | 37.66% | 0% | 37.66% | 2 | 26% | 0% | 0% | 1 | 55.73% | 0% | 0% | 2 | 57.79% | 0% | 0% | 2 | 71.72% | 0% | 0% | 3 | 0% | 0% | 0% | 1 | 16.78% | 0% | 0% | 1 |  |  |  | 0% | 0% | 1 | 47 | 0% | 0% | 4 | 6.415% | 0% | 0% | 1 | 0 | 2 | 92.2% | 0% | 92.2% | 5 | 61.09% | 0% | 0% | 2 | 37.02% | 0% | 0% | 1 | 48.51% | 0% | 0% | 1 | 78.26% | 0% | 0% | 3 | 1.575% | 0% | 0% | 1 | 5.932% | 0% | 0% | 1 |  |  |  | 0% | 0% | 1 | 46.0667 | 0% | 0% | 4 | 5.429% | 0% | 0% | 1 | 0 | 2 | 76.55% | 20.45% | 97% | 5 | 43.83% | 0% | 0% | 1 | 19.09% | 0% | 0% | 1 | 34.49% | 0% | 0% | 1 | 56.54% | 0% | 0% | 2 | 1.405% | 0% | 0% | 1 | 7.201% | 0% | 0% | 1
138 | Escondido | SAN DIEGO | 0 | 0 |  | 0% | 0% | 1 | 35.5 | 0% | 0% | 4 | 1.554% | 0% | 0% | 1 | 0 | 2 | 100% | 0% | 100% | 5 | 21.49% | 0% | 0% | 1 | 28.81% | 0% | 0% | 1 | 6.523% | 0% | 0% | 1 | 49.23% | 0% | 0% | 1 | 3.423% | 0% | 0% | 1 | 7.8% | 0% | 0% | 1 |  |  |  | 0% | 0% | 1 | 39.3083 | 0% | 0% | 4 | 2.839% | 0% | 0% | 1 | 0 | 2 | 53.01% | 46.98% | 100% | 5 | 47.75% | 0% | 0% | 1 | 16.24% | 0% | 0% | 1 | 28.09% | 0% | 0% | 1 | 59.13% | 0% | 0% | 2 | 9.75% | 0% | 0% | 1 | 7.067% | 0% | 0% | 1 |  |  |  | 0% | 0% | 1 | 37 | 0% | 0% | 4 | 4.195% | 0% | 0% | 1 | 0 | 2 | 49.22% | 50.1% | 99.32% | 5 | 45.42% | 0% | 0% | 1 | 22.68% | 0% | 0% | 1 | 29.24% | 0% | 0% | 1 | 56.15% | 0% | 0% | 2 | 22.24% | 0% | 0% | 1 | 6.76% | 0% | 0% | 1 |  |  |  | 0% | 0% | 1 | 30.0071 | 0% | 0% | 4 | 3.5% | 0% | 0% | 1 | 0 | 2 | 34.84% | 64.27% | 99.11% | 5 | 52.68% | 0% | 0% | 2 | 19.15% | 0% | 0% | 1 | 29.42% | 0% | 0% | 1 | 62.19% | 0% | 0% | 2 | 29.73% | 0% | 0% | 1 | 6.758% | 0% | 0% | 1
139 | Kearny | SAN DIEGO | 0 | 0 |  | 0% | 0% | 1 | 5.5632 | 0% | 0% | 1 | 0% | 0% | 0% | 1 | 0 | 2 | 100% | 0% | 100% | 5 | 8.241% | 0% | 0% | 1 | 100% | 0% | 0% | 5 | 0% | 0% | 0% | 1 | 100% | 0% | 0% | 5 | 8.343% | 0% | 0% | 1 | 29.21% | 0% | 0% | 1 |  |  |  | 0% | 0% | 1 | 26.3077 | 0% | 0% | 3 | 0% | 0% | 0% | 1 | 0 | 2 | 25.11% | 0% | 25.11% | 2 | 24.87% | 0% | 0% | 1 | 26.06% | 0% | 0% | 1 | 48.12% | 0% | 0% | 1 | 72.38% | 0% | 0% | 3 | 5.496% | 0% | 0% | 1 | 1.628% | 0% | 0% | 1 |  |  |  | 0% | 0% | 1 | 26 | 0% | 0% | 3 | 0.05232% | 0% | 0% | 1 | 0 | 2 | 25.29% | 37.91% | 63.2% | 5 | 42.96% | 0% | 0% | 1 | 39.8% | 0% | 0% | 1 | 65.52% | 0% | 0% | 2 | 90.93% | 0% | 0% | 4 | 11.51% | 0% | 0% | 1 | 2.341% | 0% | 0% | 1 |  |  |  | 0% | 0% | 1 | 25.25 | 0% | 0% | 3 | 0.5741% | 0% | 0% | 1 | 0 | 2 | 27.03% | 62.92% | 89.95% | 5 | 47.9% | 0% | 0% | 1 | 54.92% | 0% | 0% | 2 | 72.4% | 0% | 0% | 3 | 89.59% | 0% | 0% | 3 | 23.76% | 0% | 0% | 1 | 4.034% | 0% | 0% | 1
140 | Miguel | SAN DIEGO | 0 | 0 |  | 0% | 0% | 1 | 20.8431 | 0% | 0% | 3 | 0% | 0% | 0% | 1 | 0 | 2 | 80.31% | 16.55% | 96.86% | 5 | 21.62% | 0% | 0% | 1 | 89.11% | 0% | 0% | 3 | 95.12% | 0% | 0% | 5 | 100% | 0% | 0% | 5 | 63.79% | 0% | 0% | 2 | 1.399% | 0% | 0% | 1 |  |  |  | 0% | 0% | 1 | 16.8185 | 0% | 0% | 2 | 0% | 0% | 0% | 1 | 0 | 2 | 53.86% | 37.91% | 91.77% | 5 | 16.27% | 0% | 0% | 1 | 80.8% | 0% | 0% | 3 | 94.47% | 0% | 0% | 4 | 95.93% | 0% | 0% | 5 | 41.29% | 0% | 0% | 1 | 6.001% | 0% | 0% | 1 |  |  |  | 0% | 0% | 1 | 25.5059 | 0% | 0% | 3 | 0.05656% | 0% | 0% | 1 | 0 | 2 | 21.21% | 63.64% | 84.85% | 5 | 26.43% | 0% | 0% | 1 | 58.38% | 0% | 0% | 2 | 84.63% | 0% | 0% | 3 | 88.23% | 0% | 0% | 3 | 31.98% | 0% | 0% | 1 | 4.049% | 0% | 0% | 1 |  |  |  | 0% | 0% | 1 | 18.5536 | 0% | 0% | 2 | 0.1529% | 0% | 0% | 1 | 0 | 2 | 12.12% | 79.48% | 91.61% | 5 | 26.43% | 0% | 0% | 1 | 47.71% | 0% | 0% | 1 | 76.77% | 0% | 0% | 3 | 83.83% | 0% | 0% | 3 | 43.3% | 0% | 0% | 1 | 3.274% | 0% | 0% | 1
141 | Mission | SAN DIEGO | 0 | 0 |  | 0% | 0% | 1 | 6.0314 | 0% | 0% | 1 | 0% | 0% | 0% | 1 | 0 | 2 | 0% | 0% | 0% | 1 | 11.15% | 0% | 0% | 1 | 12.17% | 0% | 0% | 1 | 89.35% | 0% | 0% | 3 | 89.35% | 0% | 0% | 3 | 0% | 0% | 0% | 1 | 0.5569% | 0% | 0% | 1 |  |  |  | 0% | 0% | 1 | 32 | 0% | 0% | 4 | 0% | 0% | 0% | 1 | 0 | 2 | 12.6% | 0% | 12.6% | 1 | 13.9% | 0% | 0% | 1 | 26.37% | 0% | 0% | 1 | 68.98% | 0% | 0% | 2 | 81.89% | 0% | 0% | 3 | 2.448% | 0% | 0% | 1 | 1.82% | 0% | 0% | 1 |  |  |  | 0% | 0% | 1 | 25.8655 | 0% | 0% | 3 | 0.0328% | 0% | 0% | 1 | 0 | 2 | 24.83% | 20.3% | 45.13% | 4 | 35.45% | 0% | 0% | 1 | 44.25% | 0% | 0% | 1 | 69.75% | 0% | 0% | 2 | 87.96% | 0% | 0% | 3 | 20.84% | 0% | 0% | 1 | 2.028% | 0% | 0% | 1 |  |  |  | 0% | 0% | 1 | 25.044 | 0% | 0% | 3 | 0.2535% | 0% | 0% | 1 | 0 | 2 | 26.31% | 60.65% | 86.96% | 5 | 44.98% | 0% | 0% | 1 | 58.62% | 0% | 0% | 2 | 76.75% | 0% | 0% | 3 | 93.17% | 0% | 0% | 4 | 22.2% | 0% | 0% | 1 | 4.12% | 0% | 0% | 1
142 | Old Town | SAN DIEGO | 0 | 0 |  | 0% | 0% | 1 | 26.3077 | 0% | 0% | 3 | 0% | 0% | 0% | 1 | 0 | 2 | 0% | 0% | 0% | 1 | 1.135% | 0% | 0% | 1 | 4.286% | 0% | 0% | 1 | 69.7% | 0% | 0% | 2 | 69.7% | 0% | 0% | 2 | 0% | 0% | 0% | 1 | 0.1695% | 0% | 0% | 1 |  |  |  | 0% | 0% | 1 | 27.5 | 0% | 0% | 3 | 0% | 0% | 0% | 1 | 0 | 2 | 0.2024% | 0% | 0.2024% | 1 | 1.678% | 0% | 0% | 1 | 17.43% | 0% | 0% | 1 | 78.98% | 0% | 0% | 3 | 79.53% | 0% | 0% | 3 | 0.01688% | 0% | 0% | 1 | 1.354% | 0% | 0% | 1 |  |  |  | 0% | 0% | 1 | 26 | 0% | 0% | 3 | 0% | 0% | 0% | 1 | 0 | 2 | 13.22% | 0% | 13.22% | 1 | 13.27% | 0% | 0% | 1 | 29.39% | 0% | 0% | 1 | 70.34% | 0% | 0% | 3 | 82.61% | 0% | 0% | 3 | 2.551% | 0% | 0% | 1 | 2.244% | 0% | 0% | 1 |  |  |  | 0% | 0% | 1 | 25 | 0% | 0% | 3 | 0.03247% | 0% | 0% | 1 | 0 | 2 | 39.7% | 35.04% | 74.74% | 5 | 31.94% | 0% | 0% | 1 | 60.5% | 0% | 0% | 2 | 78.13% | 0% | 0% | 3 | 94.52% | 0% | 0% | 4 | 24.33% | 0% | 0% | 1 | 4.124% | 0% | 0% | 1
143 | Penasquitos | SAN DIEGO | 0 | 0 |  | 0% | 0% | 1 | 17.8382 | 0% | 0% | 2 | 0% | 0% | 0% | 1 | 0 | 2 | 0% | 0% | 0% | 1 | 3.051% | 0% | 0% | 1 | 54.93% | 0% | 0% | 2 | 72.32% | 0% | 0% | 3 | 72.32% | 0% | 0% | 3 | 0% | 0% | 0% | 1 | 10.78% | 0% | 0% | 1 |  |  |  | 0% | 0% | 1 | 15.7923 | 0% | 0% | 2 | 0.4605% | 0% | 0% | 1 | 0 | 2 | 76.61% | 0% | 76.61% | 5 | 25.02% | 0% | 0% | 1 | 60.1% | 0% | 0% | 2 | 66.86% | 0% | 0% | 2 | 81.34% | 0% | 0% | 3 | 0% | 0% | 0% | 1 | 5.761% | 0% | 0% | 1 |  |  |  | 0% | 0% | 1 | 20.3046 | 0% | 0% | 3 | 0.176% | 0% | 0% | 1 | 0 | 2 | 58.83% | 25.11% | 83.94% | 5 | 41.38% | 0% | 0% | 1 | 41.72% | 0% | 0% | 1 | 35.98% | 0% | 0% | 1 | 74.01% | 0% | 0% | 3 | 8.706% | 0% | 0% | 1 | 5.032% | 0% | 0% | 1 |  |  |  | 0% | 0% | 1 | 27.437 | 0% | 0% | 3 | 1.509% | 0% | 0% | 1 | 0 | 2 | 31.05% | 53.57% | 84.62% | 5 | 54.49% | 0% | 0% | 2 | 54.54% | 0% | 0% | 2 | 65.4% | 0% | 0% | 2 | 89.43% | 0% | 0% | 3 | 13.78% | 0% | 0% | 1 | 4.123% | 0% | 0% | 1
144 | San Luis Rey | SAN DIEGO | 0 | 0 |  | 0% | 0% | 1 | 6.3575 | 0% | 0% | 1 | 0% | 0% | 0% | 1 | 0 | 2 | 0% | 0% | 0% | 1 | 16.79% | 0% | 0% | 1 | 93.08% | 0% | 0% | 4 | 93.1% | 0% | 0% | 4 | 93.1% | 0% | 0% | 4 | 0% | 0% | 0% | 1 | 31.02% | 0% | 0% | 1 |  |  |  | 0% | 0% | 1 | 53.5167 | 0% | 0% | 4 | 5.396% | 0% | 0% | 1 | 0 | 2 | 80.06% | 0% | 80.06% | 5 | 51.97% | 0% | 0% | 2 | 49.6% | 0% | 0% | 1 | 64.66% | 0% | 0% | 2 | 73.03% | 0% | 0% | 3 | 0.2297% | 0% | 0% | 1 | 6.085% | 0% | 0% | 1 |  |  |  | 0% | 0% | 1 | 46.3467 | 0% | 0% | 4 | 5.773% | 0% | 0% | 1 | 0 | 2 | 91.05% | 3.979% | 95.03% | 5 | 60.57% | 0% | 0% | 2 | 25.45% | 0% | 0% | 1 | 51.48% | 0% | 0% | 2 | 74.71% | 0% | 0% | 3 | 0.6428% | 0% | 0% | 1 | 6.562% | 0% | 0% | 1 |  |  |  | 0% | 0% | 1 | 37.8909 | 0% | 0% | 4 | 4.705% | 0% | 0% | 1 | 0 | 2 | 60.08% | 38.22% | 98.31% | 5 | 55.9% | 0% | 0% | 2 | 15.14% | 0% | 0% | 1 | 31% | 0% | 0% | 1 | 64.29% | 0% | 0% | 2 | 6.091% | 0% | 0% | 1 | 7.503% | 0% | 0% | 1
145 | Sycamore Canyon | SAN DIEGO | 0 | 0 |  | 0% | 0% | 1 | 22.0897 | 0% | 0% | 3 | 0.08025% | 0% | 0% | 1 | 0 | 2 | 31.49% | 68.51% | 100% | 5 | 91.51% | 0% | 0% | 4 | 64.51% | 0% | 0% | 2 | 44.67% | 0% | 0% | 1 | 99.34% | 0% | 0% | 5 | 24.21% | 0% | 0% | 1 | 2.131% | 0% | 0% | 1 |  |  |  | 0% | 0% | 1 | 28.07 | 0% | 0% | 3 | 0.437% | 0% | 0% | 1 | 0 | 2 | 24.58% | 75.42% | 100% | 5 | 71.87% | 0% | 0% | 3 | 58.56% | 0% | 0% | 2 | 67.37% | 0% | 0% | 2 | 97.41% | 0% | 0% | 5 | 16.77% | 0% | 0% | 1 | 3.405% | 0% | 0% | 1 |  |  |  | 0% | 0% | 1 | 25.0778 | 0% | 0% | 3 | 1.015% | 0% | 0% | 1 | 0 | 2 | 21.79% | 77.99% | 99.78% | 5 | 63.93% | 0% | 0% | 2 | 50.46% | 0% | 0% | 2 | 63.48% | 0% | 0% | 2 | 87.89% | 0% | 0% | 3 | 26.86% | 0% | 0% | 1 | 3.783% | 0% | 0% | 1 |  |  |  | 0% | 0% | 1 | 23.1176 | 0% | 0% | 3 | 0.6496% | 0% | 0% | 1 | 0 | 2 | 11.92% | 83.99% | 95.91% | 5 | 45.12% | 0% | 0% | 1 | 31.76% | 0% | 0% | 1 | 43.93% | 0% | 0% | 1 | 69.07% | 0% | 0% | 2 | 45.09% | 0% | 0% | 1 | 4.525% | 0% | 0% | 1
146 | Talega | GREATER LA METRO | 0 | 0 |  | 0% | 0% | 1 | 7.5888 | 0% | 0% | 1 | 0.388% | 0% | 0% | 1 | 0 | 2 | 98.03% | 0% | 98.03% | 5 | 17.41% | 0% | 0% | 1 | 83.07% | 0% | 0% | 3 | 83.07% | 0% | 0% | 3 | 83.07% | 0% | 0% | 3 | 57.51% | 0% | 0% | 2 | 5.16% | 0% | 0% | 1 |  |  |  | 0% | 0% | 1 | 48.7333 | 0% | 0% | 4 | 0.1547% | 0% | 0% | 1 | 0 | 2 | 92.76% | 0% | 92.76% | 5 | 23.19% | 0% | 0% | 1 | 62.97% | 0% | 0% | 2 | 68.63% | 0% | 0% | 2 | 75.88% | 0% | 0% | 3 | 54.05% | 0% | 0% | 2 | 5.516% | 0% | 0% | 1 |  |  |  | 0% | 0% | 1 | 27.8824 | 0% | 0% | 3 | 0.31% | 0% | 0% | 1 | 0 | 2 | 79.73% | 16.39% | 96.12% | 5 | 55.1% | 0% | 0% | 2 | 55.4% | 0% | 0% | 2 | 62.32% | 0% | 0% | 2 | 87.88% | 0% | 0% | 3 | 50.39% | 0% | 0% | 2 | 6.057% | 0% | 0% | 1 |  |  |  | 0% | 0% | 1 | 33.1696 | 0% | 0% | 4 | 0.6061% | 0% | 0% | 1 | 0 | 2 | 44.49% | 52.43% | 96.92% | 5 | 52.63% | 0% | 0% | 2 | 43.82% | 0% | 0% | 1 | 50.84% | 0% | 0% | 2 | 86.42% | 0% | 0% | 3 | 33.88% | 0% | 0% | 1 | 6.908% | 0% | 0% | 1
147 | Martin | NORTHERN CALIFORNIA | 0 | 0 |  | 0% | 0% | 1 | 12.8758 | 0% | 0% | 2 | 0% | 0% | 0% | 1 | 0 | 2 | 0% | 0% | 0% | 1 | 25.42% | 0% | 0% | 1 | 10.54% | 0% | 0% | 1 | 23.09% | 0% | 0% | 1 | 48.51% | 0% | 0% | 1 | 0% | 0% | 0% | 1 | 2.714% | 0% | 0% | 1 | 7 | 6 |  | 0% | 0% | 1 | 59.9273 | 0% | 0% | 4 | 0% | 0% | 0% | 1 | 0 | 2 | 3.03% | 26.01% | 29.04% | 4 | 26.9% | 0% | 0% | 1 | 41.53% | 0% | 0% | 1 | 59.13% | 0% | 0% | 2 | 60.31% | 0% | 0% | 2 | 24.22% | 0% | 0% | 1 | 4.602% | 0% | 0% | 1 | 12 | 8 |  | 0% | 0% | 1 | 59.5 | 0% | 0% | 4 | 0.6487% | 0% | 0% | 1 | 0 | 2 | 2.779% | 32.43% | 35.21% | 5 | 31.84% | 0% | 0% | 1 | 49.48% | 0% | 0% | 1 | 65.98% | 0% | 0% | 2 | 70.18% | 0% | 0% | 3 | 25.52% | 0% | 0% | 1 | 6.054% | 0% | 0% | 1 | 13 | 9 |  | 0% | 0% | 1 | 55 | 0% | 0% | 4 | 0.4086% | 0% | 0% | 1 | 0 | 2 | 14.87% | 41.17% | 56.04% | 5 | 47.54% | 0% | 0% | 1 | 52.66% | 0% | 0% | 2 | 72.29% | 0% | 0% | 3 | 78.49% | 0% | 0% | 3 | 31.46% | 0% | 0% | 1 | 8.628% | 0% | 0% | 1
148 | Bellota | NORTHERN CALIFORNIA | 0 | 0 |  | 0% | 0% | 1 | 12.0156 | 0% | 0% | 2 | 30.11% | 0% | 0% | 1 | 1 | 1 | 0% | 0% | 0% | 1 | 13.77% | 0% | 0% | 1 | 16.42% | 0% | 0% | 1 | 64.7% | 0% | 0% | 2 | 64.8% | 0% | 0% | 2 | 24.18% | 0% | 0% | 1 | 19.93% | 0% | 0% | 1 |  |  |  | 0% | 0% | 1 | 12 | 0% | 0% | 2 | 34.37% | 0% | 0% | 1 | 1 | 1 | 3.01% | 0% | 3.01% | 1 | 32.1% | 0% | 0% | 1 | 18.74% | 0% | 0% | 1 | 43.04% | 0% | 0% | 1 | 54.32% | 0% | 0% | 2 | 27.57% | 0% | 0% | 1 | 13.27% | 0% | 0% | 1 |  |  |  | 0% | 0% | 1 | 14.6436 | 0% | 0% | 2 | 27.95% | 0% | 0% | 1 | 1 | 1 | 9.776% | 0% | 9.776% | 1 | 41.31% | 0% | 0% | 1 | 17.28% | 0% | 0% | 1 | 37.42% | 0% | 0% | 1 | 58.46% | 0% | 0% | 2 | 26.05% | 0% | 0% | 1 | 9.741% | 0% | 0% | 1 |  |  |  | 0% | 0% | 1 | 15.562 | 0% | 0% | 2 | 28.65% | 0% | 0% | 1 | 1 | 1 | 14.41% | 0% | 14.41% | 1 | 45.2% | 0% | 0% | 1 | 15.62% | 0% | 0% | 1 | 35.7% | 0% | 0% | 1 | 60.41% | 0% | 0% | 2 | 27.59% | 0% | 0% | 1 | 9.644% | 0% | 0% | 1
149 | Ripon | NORTHERN CALIFORNIA | 0 | 0 |  | 0% | 0% | 1 | 23.8083 | 0% | 0% | 3 | 80.55% | 0% | 0% | 3 | 1 | 1 | 0% | 0% | 0% | 1 | 32.66% | 0% | 0% | 1 | 17.36% | 0% | 0% | 1 | 17.36% | 0% | 0% | 1 | 41.22% | 0% | 0% | 1 | 0% | 0% | 0% | 1 | 1.45% | 0% | 0% | 1 | 9 | 6 |  | 0% | 0% | 1 | 18.467 | 0% | 0% | 2 | 62.4% | 0% | 0% | 2 | 1 | 1 | 0% | 0% | 0% | 1 | 39.57% | 0% | 0% | 1 | 17.19% | 0% | 0% | 1 | 19.36% | 0% | 0% | 1 | 47.68% | 0% | 0% | 1 | 0% | 0% | 0% | 1 | 4.259% | 0% | 0% | 1 | 7 | 6 |  | 0% | 0% | 1 | 16.9224 | 0% | 0% | 2 | 63.91% | 0% | 0% | 2 | 1 | 1 | 0% | 0% | 0% | 1 | 37.03% | 0% | 0% | 1 | 10.13% | 0% | 0% | 1 | 13.08% | 0% | 0% | 1 | 43.06% | 0% | 0% | 1 | 0% | 0% | 0% | 1 | 3.539% | 0% | 0% | 1 | 7 | 6 |  | 0% | 0% | 1 | 15.7302 | 0% | 0% | 2 | 56.81% | 0% | 0% | 2 | 1 | 1 | 0.4815% | 0% | 0.4815% | 1 | 40.06% | 0% | 0% | 1 | 10.5% | 0% | 0% | 1 | 15.84% | 0% | 0% | 1 | 47.25% | 0% | 0% | 1 | 6.598% | 0% | 0% | 1 | 4.456% | 0% | 0% | 1
150 | Lockeford | NORTHERN CALIFORNIA | 0 | 0 |  | 0% | 0% | 1 | 23.7368 | 0% | 0% | 3 | 50.44% | 0% | 0% | 2 | 1 | 1 | 0% | 0% | 0% | 1 | 0% | 0% | 0% | 1 | 0% | 0% | 0% | 1 | 31.41% | 0% | 0% | 1 | 31.41% | 0% | 0% | 1 | 0% | 0% | 0% | 1 | 9.745% | 0% | 0% | 1 |  |  |  | 0% | 0% | 1 | 21.4933 | 0% | 0% | 3 | 45.96% | 0% | 0% | 1 | 1 | 1 | 0.108% | 0% | 0.108% | 1 | 12.35% | 0% | 0% | 1 | 9.697% | 0% | 0% | 1 | 35.23% | 0% | 0% | 1 | 38.4% | 0% | 0% | 1 | 8.042% | 0% | 0% | 1 | 14.3% | 0% | 0% | 1 |  |  |  | 0% | 0% | 1 | 18.6803 | 0% | 0% | 2 | 38.52% | 0% | 0% | 1 | 1 | 1 | 5.17% | 0% | 5.17% | 1 | 26.68% | 0% | 0% | 1 | 21.57% | 0% | 0% | 1 | 43.73% | 0% | 0% | 1 | 49.99% | 0% | 0% | 1 | 12.45% | 0% | 0% | 1 | 13.26% | 0% | 0% | 1 |  |  |  | 0% | 0% | 1 | 14.2857 | 0% | 0% | 2 | 38.64% | 0% | 0% | 1 | 1 | 1 | 6.159% | 0% | 6.159% | 1 | 35.02% | 0% | 0% | 1 | 22.57% | 0% | 0% | 1 | 39.36% | 0% | 0% | 1 | 51.74% | 0% | 0% | 2 | 16.06% | 0% | 0% | 1 | 13.01% | 0% | 0% | 1
151 | Stagg | NORTHERN CALIFORNIA | 0 | 0 |  | 0% | 0% | 1 | 10.7413 | 0% | 0% | 1 | 82.84% | 0% | 0% | 3 | 1 | 1 | 0% | 0% | 0% | 1 | 0% | 0% | 0% | 1 | 5.533% | 0% | 0% | 1 | 8.257% | 0% | 0% | 1 | 8.257% | 0% | 0% | 1 | 0% | 0% | 0% | 1 | 4.561% | 0% | 0% | 1 |  |  |  | 0% | 0% | 1 | 11.2344 | 0% | 0% | 1 | 76.28% | 0% | 0% | 3 | 1 | 1 | 0% | 0% | 0% | 1 | 10.44% | 0% | 0% | 1 | 19.3% | 0% | 0% | 1 | 22.39% | 0% | 0% | 1 | 27.8% | 0% | 0% | 1 | 0% | 0% | 0% | 1 | 5.157% | 0% | 0% | 1 |  |  |  | 0% | 0% | 1 | 13.924 | 0% | 0% | 2 | 73.07% | 0% | 0% | 2 | 1 | 1 | 0% | 0% | 0% | 1 | 13.2% | 0% | 0% | 1 | 11.13% | 0% | 0% | 1 | 13.53% | 0% | 0% | 1 | 23.51% | 0% | 0% | 1 | 0% | 0% | 0% | 1 | 6.313% | 0% | 0% | 1 |  |  |  | 0% | 0% | 1 | 15.2222 | 0% | 0% | 2 | 60.52% | 0% | 0% | 2 | 1 | 1 | 0.07929% | 0% | 0.07929% | 1 | 11.2% | 0% | 0% | 1 | 12.54% | 0% | 0% | 1 | 21.3% | 0% | 0% | 1 | 30.01% | 0% | 0% | 1 | 0.8898% | 0% | 0% | 1 | 8.101% | 0% | 0% | 1
152 | Weber | NORTHERN CALIFORNIA | 0 | 0 |  | 0% | 0% | 1 | 14.6795 | 0% | 0% | 2 | 42.82% | 0% | 0% | 1 | 1 | 1 | 0% | 0% | 0% | 1 | 0% | 0% | 0% | 1 | 0.08688% | 0% | 0% | 1 | 0.7451% | 0% | 0% | 1 | 0.7451% | 0% | 0% | 1 | 0% | 0% | 0% | 1 | 2.311% | 0% | 0% | 1 |  |  |  | 0% | 0% | 1 | 16.2333 | 0% | 0% | 2 | 72% | 0% | 0% | 2 | 1 | 1 | 0% | 0% | 0% | 1 | 0% | 0% | 0% | 1 | 1.028% | 0% | 0% | 1 | 4.936% | 0% | 0% | 1 | 4.936% | 0% | 0% | 1 | 0% | 0% | 0% | 1 | 2.485% | 0% | 0% | 1 |  |  |  | 0% | 0% | 1 | 16 | 0% | 0% | 2 | 65.75% | 0% | 0% | 2 | 1 | 1 | 0% | 0% | 0% | 1 | 14.64% | 0% | 0% | 1 | 3.936% | 0% | 0% | 1 | 11.64% | 0% | 0% | 1 | 25.42% | 0% | 0% | 1 | 0.2637% | 0% | 0% | 1 | 5.223% | 0% | 0% | 1 |  |  |  | 0% | 0% | 1 | 16 | 0% | 0% | 2 | 59.5% | 0% | 0% | 2 | 1 | 1 | 0% | 0% | 0% | 1 | 23.89% | 0% | 0% | 1 | 12.75% | 0% | 0% | 1 | 22.32% | 0% | 0% | 1 | 38.42% | 0% | 0% | 1 | 5.249% | 0% | 0% | 1 | 7.511% | 0% | 0% | 1
153 | Carrizo Plains | SPGE | 0 | 0 |  | 0% | 0% | 1 | 5.1001 | 0% | 0% | 1 | 0.0497% | 0% | 0% | 1 | 0 | 2 | 11.06% | 0% | 11.06% | 1 | 0.6567% | 0% | 0% | 1 | 23.11% | 0% | 0% | 1 | 50.17% | 0% | 0% | 2 | 50.17% | 0% | 0% | 2 | 47.9% | 0% | 0% | 1 | 1.699% | 0% | 0% | 1 |  |  |  | 0% | 0% | 1 | 9.3582 | 0% | 0% | 1 | 0.1766% | 0% | 0% | 1 | 0 | 2 | 20.83% | 0% | 20.83% | 2 | 32.41% | 0% | 0% | 1 | 18.42% | 0% | 0% | 1 | 31.27% | 0% | 0% | 1 | 56.55% | 0% | 0% | 2 | 63.55% | 0% | 0% | 2 | 4.751% | 0% | 0% | 1 |  |  |  | 0% | 0% | 1 | 7.9521 | 0% | 0% | 1 | 0.6804% | 0% | 0% | 1 | 0 | 2 | 18.28% | 0% | 18.28% | 1 | 41.64% | 0% | 0% | 1 | 17.63% | 0% | 0% | 1 | 27.52% | 0% | 0% | 1 | 62.44% | 0% | 0% | 2 | 56.23% | 0% | 0% | 2 | 3.438% | 0% | 0% | 1 |  |  |  | 0% | 0% | 1 | 6.7649 | 0% | 0% | 1 | 3.702% | 0% | 0% | 1 | 0 | 2 | 17.11% | 1.093% | 18.21% | 2 | 46.64% | 0% | 0% | 1 | 13.18% | 0% | 0% | 1 | 23.41% | 0% | 0% | 1 | 64.76% | 0% | 0% | 2 | 47.77% | 0% | 0% | 1 | 2.545% | 0% | 0% | 1
154 | Cholame | SPGE | 0 | 0 |  | 0% | 0% | 1 | 5.9261 | 0% | 0% | 1 | 5.118% | 0% | 0% | 1 | 0 | 2 | 0% | 0% | 0% | 1 | 73.3% | 0% | 0% | 3 | 40.13% | 0% | 0% | 1 | 47.82% | 0% | 0% | 1 | 84.68% | 0% | 0% | 3 | 40.09% | 0% | 0% | 1 | 1.278% | 0% | 0% | 1 |  |  |  | 0% | 0% | 1 | 4.7191 | 0% | 0% | 1 | 4.694% | 0% | 0% | 1 | 0 | 2 | 7.011% | 0% | 7.011% | 1 | 44% | 0% | 0% | 1 | 18.34% | 0% | 0% | 1 | 36.1% | 0% | 0% | 1 | 59.15% | 0% | 0% | 2 | 46.95% | 0% | 0% | 1 | 1.324% | 0% | 0% | 1 |  |  |  | 0% | 0% | 1 | 5.9747 | 0% | 0% | 1 | 4.105% | 0% | 0% | 1 | 0 | 2 | 12.66% | 0% | 12.66% | 1 | 36.04% | 0% | 0% | 1 | 10.12% | 0% | 0% | 1 | 21.39% | 0% | 0% | 1 | 47.77% | 0% | 0% | 1 | 49.66% | 0% | 0% | 1 | 1.32% | 0% | 0% | 1 |  |  |  | 0% | 0% | 1 | 6.4571 | 0% | 0% | 1 | 4.886% | 0% | 0% | 1 | 0 | 2 | 18.61% | 0.3581% | 18.97% | 2 | 38.96% | 0% | 0% | 1 | 8.155% | 0% | 0% | 1 | 19.73% | 0% | 0% | 1 | 51.73% | 0% | 0% | 2 | 45.66% | 0% | 0% | 1 | 1.495% | 0% | 0% | 1
155 | Mesa | SPGE | 0 | 0 |  | 0% | 0% | 1 | 9.1598 | 0% | 0% | 1 | 30.78% | 0% | 0% | 1 | 0 | 2 | 28.96% | 15.9% | 44.86% | 3 | 9.158% | 0% | 0% | 1 | 0% | 0% | 0% | 1 | 0.04697% | 0% | 0% | 1 | 9.205% | 0% | 0% | 1 | 22.13% | 0% | 0% | 1 | 7.258% | 0% | 0% | 1 | 8 | 6 |  | 0% | 0% | 1 | 9.5 | 0% | 0% | 1 | 26.76% | 0% | 0% | 1 | 0 | 2 | 23.56% | 27.15% | 50.71% | 4 | 5.155% | 0% | 0% | 1 | 3.563% | 0% | 0% | 1 | 12.32% | 0% | 0% | 1 | 16.95% | 0% | 0% | 1 | 28.66% | 0% | 0% | 1 | 6.867% | 0% | 0% | 1 | 9 | 6 |  | 0% | 0% | 1 | 8.0912 | 0% | 0% | 1 | 17.71% | 0% | 0% | 1 | 0 | 2 | 26.78% | 29.09% | 55.87% | 4 | 8.73% | 0% | 0% | 1 | 7.263% | 0% | 0% | 1 | 25% | 0% | 0% | 1 | 29.2% | 0% | 0% | 1 | 38.38% | 0% | 0% | 1 | 6.269% | 0% | 0% | 1 | 9 | 6 |  | 0% | 0% | 1 | 6.8857 | 0% | 0% | 1 | 14.56% | 0% | 0% | 1 | 0 | 2 | 33.99% | 27.01% | 60.99% | 4 | 17.15% | 0% | 0% | 1 | 6.68% | 0% | 0% | 1 | 30.72% | 0% | 0% | 1 | 39.3% | 0% | 0% | 1 | 41.07% | 0% | 0% | 1 | 5.608% | 0% | 0% | 1
156 | Oceano | SPGE | 0 | 0 |  | 0% | 0% | 1 | 26 | 0% | 0% | 3 | 14.21% | 0% | 0% | 1 | 0 | 2 | 52.43% | 18.61% | 71.04% | 3 | 4.201% | 0% | 0% | 1 | 4.205% | 0% | 0% | 1 | 16.91% | 0% | 0% | 1 | 16.91% | 0% | 0% | 1 | 15.49% | 0% | 0% | 1 | 4.656% | 0% | 0% | 1 |  |  |  | 0% | 0% | 1 | 12.7 | 0% | 0% | 2 | 20.17% | 0% | 0% | 1 | 0 | 2 | 33.19% | 28.61% | 61.8% | 4 | 9.243% | 0% | 0% | 1 | 2.809% | 0% | 0% | 1 | 21.76% | 0% | 0% | 1 | 25.71% | 0% | 0% | 1 | 24.02% | 0% | 0% | 1 | 7.917% | 0% | 0% | 1 |  |  |  | 0% | 0% | 1 | 8.9757 | 0% | 0% | 1 | 16.11% | 0% | 0% | 1 | 0 | 2 | 36.84% | 28.66% | 65.5% | 4 | 11.9% | 0% | 0% | 1 | 6.57% | 0% | 0% | 1 | 29.87% | 0% | 0% | 1 | 33.47% | 0% | 0% | 1 | 39.52% | 0% | 0% | 1 | 7.232% | 0% | 0% | 1 |  |  |  | 0% | 0% | 1 | 7.5229 | 0% | 0% | 1 | 14.07% | 0% | 0% | 1 | 0 | 2 | 37.79% | 31.63% | 69.42% | 5 | 16.86% | 0% | 0% | 1 | 10.12% | 0% | 0% | 1 | 32.64% | 0% | 0% | 1 | 40.09% | 0% | 0% | 1 | 45.07% | 0% | 0% | 1 | 7.379% | 0% | 0% | 1
157 | San Luis Obispo | SPGE | 0 | 0 |  | 0% | 0% | 1 | 9.3226 | 0% | 0% | 1 | 11.87% | 0% | 0% | 1 | 0 | 2 | 60.18% | 16.2% | 76.38% | 5 | 14.03% | 0% | 0% | 1 | 4.191% | 0% | 0% | 1 | 59.82% | 0% | 0% | 2 | 62.08% | 0% | 0% | 2 | 37.75% | 0% | 0% | 1 | 9.779% | 0% | 0% | 1 |  |  |  | 0% | 0% | 1 | 8.7089 | 0% | 0% | 1 | 6.876% | 0% | 0% | 1 | 0 | 2 | 56.41% | 29.39% | 85.8% | 5 | 33.4% | 0% | 0% | 1 | 27.96% | 0% | 0% | 1 | 60.69% | 0% | 0% | 2 | 69.87% | 0% | 0% | 2 | 42.61% | 0% | 0% | 1 | 10.42% | 0% | 0% | 1 |  |  |  | 0% | 0% | 1 | 8.5411 | 0% | 0% | 1 | 4.05% | 0% | 0% | 1 | 0 | 2 | 39.4% | 50.7% | 90.09% | 5 | 28.11% | 0% | 0% | 1 | 22.21% | 0% | 0% | 1 | 52.16% | 0% | 0% | 2 | 60.8% | 0% | 0% | 2 | 51.88% | 0% | 0% | 2 | 7.377% | 0% | 0% | 1 |  |  |  | 0% | 0% | 1 | 9.4 | 0% | 0% | 1 | 5.622% | 0% | 0% | 1 | 0 | 2 | 44.55% | 36.46% | 81.01% | 5 | 24.91% | 0% | 0% | 1 | 17.23% | 0% | 0% | 1 | 41.48% | 0% | 0% | 1 | 52.39% | 0% | 0% | 2 | 45.65% | 0% | 0% | 1 | 6.387% | 0% | 0% | 1
158 | Templeton | SPGE | 0 | 0 |  | 0% | 0% | 1 | 20.0921 | 0% | 0% | 3 | 7.707% | 0% | 0% | 1 | 0 | 2 | 20.09% | 2.044% | 22.13% | 2 | 0.7688% | 0% | 0% | 1 | 13.32% | 0% | 0% | 1 | 36.58% | 0% | 0% | 1 | 36.58% | 0% | 0% | 1 | 2.877% | 0% | 0% | 1 | 1.392% | 0% | 0% | 1 |  |  |  | 0% | 0% | 1 | 15.8395 | 0% | 0% | 2 | 6.767% | 0% | 0% | 1 | 0 | 2 | 27.46% | 20.8% | 48.26% | 4 | 16.76% | 0% | 0% | 1 | 21.34% | 0% | 0% | 1 | 35.38% | 0% | 0% | 1 | 41.23% | 0% | 0% | 1 | 23.37% | 0% | 0% | 1 | 3.192% | 0% | 0% | 1 |  |  |  | 0% | 0% | 1 | 12.2458 | 0% | 0% | 2 | 6.571% | 0% | 0% | 1 | 0 | 2 | 28.78% | 15.72% | 44.51% | 3 | 24.43% | 0% | 0% | 1 | 16.85% | 0% | 0% | 1 | 30.84% | 0% | 0% | 1 | 43.82% | 0% | 0% | 1 | 31.88% | 0% | 0% | 1 | 4.344% | 0% | 0% | 1 |  |  |  | 0% | 0% | 1 | 10.766 | 0% | 0% | 1 | 5.736% | 0% | 0% | 1 | 0 | 2 | 31.01% | 13.16% | 44.17% | 3 | 27.44% | 0% | 0% | 1 | 15.71% | 0% | 0% | 1 | 29.35% | 0% | 0% | 1 | 45.92% | 0% | 0% | 1 | 37.36% | 0% | 0% | 1 | 3.641% | 0% | 0% | 1
159 | Sisquoc | SPGE | 0 | 0 |  | 0% | 0% | 1 | 9.0744 | 0% | 0% | 1 | 33.26% | 0% | 0% | 1 | 0 | 2 | 7.428% | 5.186% | 12.61% | 2 | 1.646% | 0% | 0% | 1 | 15.79% | 0% | 0% | 1 | 31.04% | 0% | 0% | 1 | 31.04% | 0% | 0% | 1 | 5.706% | 0% | 0% | 1 | 5.767% | 0% | 0% | 1 |  |  |  | 0% | 0% | 1 | 7.075 | 0% | 0% | 1 | 17.65% | 0% | 0% | 1 | 0 | 2 | 27.98% | 14.67% | 42.65% | 3 | 20.23% | 0% | 0% | 1 | 8.689% | 0% | 0% | 1 | 35.65% | 0% | 0% | 1 | 45.13% | 0% | 0% | 1 | 25.12% | 0% | 0% | 1 | 3.986% | 0% | 0% | 1 |  |  |  | 0% | 0% | 1 | 6.5337 | 0% | 0% | 1 | 15.27% | 0% | 0% | 1 | 0 | 2 | 37.98% | 21.69% | 59.67% | 4 | 28.37% | 0% | 0% | 1 | 4.794% | 0% | 0% | 1 | 34.7% | 0% | 0% | 1 | 49.13% | 0% | 0% | 1 | 36.54% | 0% | 0% | 1 | 3.742% | 0% | 0% | 1 |  |  |  | 0% | 0% | 1 | 6.8091 | 0% | 0% | 1 | 13.74% | 0% | 0% | 1 | 0 | 2 | 42.42% | 23.2% | 65.61% | 4 | 24.19% | 0% | 0% | 1 | 5.365% | 0% | 0% | 1 | 32.78% | 0% | 0% | 1 | 44.71% | 0% | 0% | 1 | 36.85% | 0% | 0% | 1 | 4.432% | 0% | 0% | 1
160 | Goleta | GREATER LA METRO | 0 | 0 |  | 0% | 0% | 1 | 10.0611 | 0% | 0% | 1 | 4.498% | 0% | 0% | 1 | 0 | 2 | 5.146% | 90% | 95.14% | 5 | 14.72% | 0% | 0% | 1 | 0% | 0% | 0% | 1 | 4.922% | 0% | 0% | 1 | 19.64% | 0% | 0% | 1 | 31.96% | 0% | 0% | 1 | 7.272% | 0% | 0% | 1 |  |  |  | 0% | 0% | 1 | 6.8483 | 0% | 0% | 1 | 1.839% | 0% | 0% | 1 | 0 | 2 | 5.273% | 90.8% | 96.07% | 5 | 22.77% | 0% | 0% | 1 | 2.803% | 0% | 0% | 1 | 4.52% | 0% | 0% | 1 | 27.29% | 0% | 0% | 1 | 52.38% | 0% | 0% | 2 | 5.944% | 0% | 0% | 1 |  |  |  | 0% | 0% | 1 | 9.8002 | 0% | 0% | 1 | 2.662% | 0% | 0% | 1 | 0 | 2 | 24.59% | 68.35% | 92.94% | 5 | 25.84% | 0% | 0% | 1 | 2.538% | 0% | 0% | 1 | 3.564% | 0% | 0% | 1 | 29.93% | 0% | 0% | 1 | 55.52% | 0% | 0% | 2 | 5.743% | 0% | 0% | 1 |  |  |  | 0% | 0% | 1 | 9.52 | 0% | 0% | 1 | 2.743% | 0% | 0% | 1 | 0 | 2 | 37.05% | 54.98% | 92.02% | 5 | 20.33% | 0% | 0% | 1 | 4.075% | 0% | 0% | 1 | 3.579% | 0% | 0% | 1 | 25.96% | 0% | 0% | 1 | 52.32% | 0% | 0% | 2 | 5.016% | 0% | 0% | 1
161 | Schulte Switching Station | NORTHERN CALIFORNIA | 0 | 0 |  | 0% | 0% | 1 | 0 | 0% | 0% | 1 | 0% | 0% | 0% | 1 | 0 | 2 | 0% | 0% | 0% | 1 | 0% | 0% | 0% | 1 | 0% | 0% | 0% | 1 | 0% | 0% | 0% | 1 | 0% | 0% | 0% | 1 | 0% | 0% | 0% | 1 | 0% | 0% | 0% | 1 |  |  |  | 0% | 0% | 1 | 7.4048 | 0% | 0% | 1 | 0.07721% | 0% | 0% | 1 | 0 | 2 | 81.5% | 0% | 81.5% | 5 | 9.137% | 0% | 0% | 1 | 26.37% | 0% | 0% | 1 | 31.39% | 0% | 0% | 1 | 31.39% | 0% | 0% | 1 | 48.57% | 0% | 0% | 1 | 14.12% | 0% | 0% | 1 |  |  |  | 0% | 0% | 1 | 10.0273 | 0% | 0% | 1 | 0.3963% | 0% | 0% | 1 | 0 | 2 | 70.46% | 12.77% | 83.22% | 5 | 57.85% | 0% | 0% | 2 | 35.85% | 0% | 0% | 1 | 53.91% | 0% | 0% | 2 | 67.2% | 0% | 0% | 2 | 54.42% | 0% | 0% | 2 | 6.773% | 0% | 0% | 1 |  |  |  | 0% | 0% | 1 | 15 | 0% | 0% | 2 | 0.7325% | 0% | 0% | 1 | 0 | 2 | 61.55% | 25.96% | 87.51% | 5 | 68.02% | 0% | 0% | 2 | 30.49% | 0% | 0% | 1 | 54.95% | 0% | 0% | 2 | 83.69% | 0% | 0% | 3 | 59.56% | 0% | 0% | 2 | 4.827% | 0% | 0% | 1
162 | Hicks | NORTHERN CALIFORNIA | 0 | 0 |  | 0% | 0% | 1 | 9.3407 | 0% | 0% | 1 | 0% | 0% | 0% | 1 | 0 | 2 | 38.72% | 61.28% | 100% | 5 | 100% | 0% | 0% | 5 | 1.371% | 0% | 0% | 1 | 70.97% | 0% | 0% | 3 | 100% | 0% | 0% | 5 | 56.06% | 0% | 0% | 2 | 14.16% | 0% | 0% | 1 |  |  |  | 0% | 0% | 1 | 22.0484 | 0% | 0% | 3 | 1.626% | 0% | 0% | 1 | 0 | 2 | 14.46% | 71.14% | 85.6% | 5 | 71.98% | 0% | 0% | 3 | 3.284% | 0% | 0% | 1 | 66.1% | 0% | 0% | 2 | 94.64% | 0% | 0% | 4 | 27.22% | 0% | 0% | 1 | 2.451% | 0% | 0% | 1 |  |  |  | 0% | 0% | 1 | 20.9113 | 0% | 0% | 3 | 1.273% | 0% | 0% | 1 | 0 | 2 | 34.14% | 56.3% | 90.44% | 5 | 60.69% | 0% | 0% | 2 | 17.19% | 0% | 0% | 1 | 55.51% | 0% | 0% | 2 | 82.41% | 0% | 0% | 3 | 44.8% | 0% | 0% | 1 | 2.79% | 0% | 0% | 1 |  |  |  | 0% | 0% | 1 | 18.9396 | 0% | 0% | 2 | 1.255% | 0% | 0% | 1 | 0 | 2 | 48.53% | 42.15% | 90.68% | 5 | 61.37% | 0% | 0% | 2 | 22.53% | 0% | 0% | 1 | 54.04% | 0% | 0% | 2 | 82.98% | 0% | 0% | 3 | 52.52% | 0% | 0% | 2 | 3.51% | 0% | 0% | 1
163 | Cottonwood | NORTHERN CALIFORNIA | 0 | 0 |  | 0% | 0% | 1 | 32 | 0% | 0% | 4 | 18.96% | 0% | 0% | 1 | 0 | 2 | 54.52% | 0% | 54.52% | 3 | 54.11% | 0% | 0% | 2 | 25.13% | 0% | 0% | 1 | 13.39% | 0% | 0% | 1 | 70.32% | 0% | 0% | 3 | 12.98% | 0% | 0% | 1 | 12.03% | 0% | 0% | 1 |  |  |  | 0% | 0% | 1 | 27 | 0% | 0% | 3 | 6.197% | 0% | 0% | 1 | 0 | 2 | 71.64% | 0% | 71.64% | 3 | 47.73% | 0% | 0% | 1 | 19.25% | 0% | 0% | 1 | 22.48% | 0% | 0% | 1 | 58.48% | 0% | 0% | 2 | 31.84% | 0% | 0% | 1 | 14.79% | 0% | 0% | 1 |  |  |  | 0% | 0% | 1 | 22.5 | 0% | 0% | 3 | 2.917% | 0% | 0% | 1 | 0 | 2 | 82.4% | 1.661% | 84.06% | 5 | 50.68% | 0% | 0% | 2 | 13.56% | 0% | 0% | 1 | 17% | 0% | 0% | 1 | 60.37% | 0% | 0% | 2 | 46.27% | 0% | 0% | 1 | 12.82% | 0% | 0% | 1 |  |  |  | 0% | 0% | 1 | 18.8333 | 0% | 0% | 2 | 3.585% | 0% | 0% | 1 | 0 | 2 | 82.13% | 4.036% | 86.17% | 5 | 44.4% | 0% | 0% | 1 | 10.81% | 0% | 0% | 1 | 15.94% | 0% | 0% | 1 | 53.89% | 0% | 0% | 2 | 54.77% | 0% | 0% | 2 | 10.41% | 0% | 0% | 1
164 | Jessup | NORTHERN CALIFORNIA | 0 | 0 |  | 0% | 0% | 1 | 36.5 | 0% | 0% | 4 | 8.556% | 0% | 0% | 1 | 0 | 2 | 66.25% | 0% | 66.25% | 3 | 55.78% | 0% | 0% | 2 | 15.43% | 0% | 0% | 1 | 15.19% | 0% | 0% | 1 | 55.93% | 0% | 0% | 2 | 16.15% | 0% | 0% | 1 | 7.785% | 0% | 0% | 1 |  |  |  | 0% | 0% | 1 | 33 | 0% | 0% | 4 | 6.948% | 0% | 0% | 1 | 0 | 2 | 62.69% | 4.489% | 67.18% | 3 | 57.51% | 0% | 0% | 2 | 24.09% | 0% | 0% | 1 | 23.37% | 0% | 0% | 1 | 69.8% | 0% | 0% | 2 | 21.2% | 0% | 0% | 1 | 16.89% | 0% | 0% | 1 |  |  |  | 0% | 0% | 1 | 25.509 | 0% | 0% | 3 | 3.202% | 0% | 0% | 1 | 0 | 2 | 80.96% | 4.412% | 85.37% | 5 | 54.07% | 0% | 0% | 2 | 13.83% | 0% | 0% | 1 | 14.12% | 0% | 0% | 1 | 61.56% | 0% | 0% | 2 | 44.49% | 0% | 0% | 1 | 10.65% | 0% | 0% | 1 |  |  |  | 0% | 0% | 1 | 19 | 0% | 0% | 2 | 1.879% | 0% | 0% | 1 | 0 | 2 | 87.49% | 3.21% | 90.69% | 5 | 44.64% | 0% | 0% | 1 | 11.71% | 0% | 0% | 1 | 16.86% | 0% | 0% | 1 | 53.83% | 0% | 0% | 2 | 56.92% | 0% | 0% | 2 | 9.199% | 0% | 0% | 1
165 | Round Mountain | NORTHERN CALIFORNIA | 0 | 0 |  | 0% | 0% | 1 | 9.9875 | 0% | 0% | 1 | 0.256% | 0% | 0% | 1 | 0 | 2 | 69.77% | 30.09% | 99.86% | 5 | 84.49% | 0% | 0% | 3 | 30.4% | 0% | 0% | 1 | 47.9% | 0% | 0% | 1 | 91.18% | 0% | 0% | 4 | 58.72% | 0% | 0% | 2 | 5.642% | 0% | 0% | 1 |  |  |  | 0% | 0% | 1 | 6.0346 | 0% | 0% | 1 | 0.2176% | 0% | 0% | 1 | 0 | 2 | 76.74% | 22.09% | 98.84% | 5 | 73.69% | 0% | 0% | 3 | 17.47% | 0% | 0% | 1 | 26.59% | 0% | 0% | 1 | 81.07% | 0% | 0% | 3 | 64.52% | 0% | 0% | 2 | 5.835% | 0% | 0% | 1 |  |  |  | 0% | 0% | 1 | 5.4694 | 0% | 0% | 1 | 0.1785% | 0% | 0% | 1 | 0 | 2 | 88.59% | 9.577% | 98.17% | 5 | 61.57% | 0% | 0% | 2 | 24.11% | 0% | 0% | 1 | 30.4% | 0% | 0% | 1 | 73.92% | 0% | 0% | 3 | 66.07% | 0% | 0% | 2 | 6.654% | 0% | 0% | 1 |  |  |  | 0% | 0% | 1 | 5.5503 | 0% | 0% | 1 | 0.2527% | 0% | 0% | 1 | 0 | 2 | 91.13% | 6.922% | 98.06% | 5 | 55.52% | 0% | 0% | 2 | 20.06% | 0% | 0% | 1 | 25.3% | 0% | 0% | 1 | 66.17% | 0% | 0% | 2 | 66.9% | 0% | 0% | 2 | 6.919% | 0% | 0% | 1
166 | Carquinez |  | 0 | 0 |  | 0% | 0% | 1 | 73.5 | 0% | 0% | 4 | 0% | 0% | 0% | 1 | 0 | 2 | 29.21% | 0% | 29.21% | 2 | 1.735% | 0% | 0% | 1 | 6.533% | 0% | 0% | 1 | 69.31% | 0% | 0% | 2 | 69.41% | 0% | 0% | 2 | 0.5404% | 0% | 0% | 1 | 12.12% | 0% | 0% | 1 |  |  |  | 0% | 0% | 1 | 63 | 0% | 0% | 4 | 1.636% | 0% | 0% | 1 | 0 | 2 | 35.52% | 0% | 35.52% | 2 | 23.22% | 0% | 0% | 1 | 32.26% | 0% | 0% | 1 | 47.19% | 0% | 0% | 1 | 74.15% | 0% | 0% | 3 | 20.52% | 0% | 0% | 1 | 10.71% | 0% | 0% | 1 |  |  |  | 0% | 0% | 1 | 45 | 0% | 0% | 4 | 10.88% | 0% | 0% | 1 | 0 | 2 | 30.25% | 1.101% | 31.35% | 2 | 40.09% | 0% | 0% | 1 | 25.87% | 0% | 0% | 1 | 39.42% | 0% | 0% | 1 | 72.16% | 0% | 0% | 3 | 19.44% | 0% | 0% | 1 | 13.45% | 0% | 0% | 1 |  |  |  | 0% | 0% | 1 | 35.2206 | 0% | 0% | 4 | 11.26% | 0% | 0% | 1 | 0 | 2 | 34.9% | 5.186% | 40.09% | 2 | 46.85% | 0% | 0% | 1 | 24.05% | 0% | 0% | 1 | 39.71% | 0% | 0% | 1 | 73.97% | 0% | 0% | 3 | 25.5% | 0% | 0% | 1 | 13.95% | 0% | 0% | 1
167 | Peabody | NORTHERN CALIFORNIA | 0 | 0 |  | 0% | 0% | 1 | 11 | 0% | 0% | 1 | 13.79% | 0% | 0% | 1 | 0 | 2 | 16.61% | 0% | 16.61% | 1 | 21.84% | 0% | 0% | 1 | 41.88% | 0% | 0% | 1 | 77.62% | 0% | 0% | 3 | 98.55% | 0% | 0% | 5 | 17.72% | 0% | 0% | 1 | 27.23% | 0% | 0% | 1 | 6 | 12 |  | 0% | 0% | 1 | 9.9519 | 0% | 0% | 1 | 23.76% | 0% | 0% | 1 | 0 | 2 | 21.85% | 0% | 21.85% | 2 | 22.33% | 0% | 0% | 1 | 37.38% | 0% | 0% | 1 | 40% | 0% | 0% | 1 | 63.68% | 0% | 0% | 2 | 15.72% | 0% | 0% | 1 | 25.09% | 0% | 0% | 1 | 7 | 7 |  | 0% | 0% | 1 | 9.25 | 0% | 0% | 1 | 23.41% | 0% | 0% | 1 | 0 | 2 | 24.15% | 0% | 24.15% | 2 | 34.98% | 0% | 0% | 1 | 21.86% | 0% | 0% | 1 | 24.15% | 0% | 0% | 1 | 55.85% | 0% | 0% | 2 | 17.7% | 0% | 0% | 1 | 17.74% | 0% | 0% | 1 | 7 | 7 |  | 0% | 0% | 1 | 14.6875 | 0% | 0% | 2 | 33.01% | 0% | 0% | 1 | 0 | 2 | 19.75% | 0% | 19.75% | 1 | 30.95% | 0% | 0% | 1 | 17.93% | 0% | 0% | 1 | 21.47% | 0% | 0% | 1 | 48.52% | 0% | 0% | 1 | 14.6% | 0% | 0% | 1 | 14.79% | 0% | 0% | 1
168 | Vaca Dixon | NORTHERN CALIFORNIA | 0 | 0 |  | 0% | 0% | 1 | 17.6462 | 0% | 0% | 2 | 46.72% | 0% | 0% | 1 | 0 | 2 | 7.035% | 0% | 7.035% | 1 | 21.16% | 0% | 0% | 1 | 1.991% | 0% | 0% | 1 | 2.133% | 0% | 0% | 1 | 23.29% | 0% | 0% | 1 | 0.2679% | 0% | 0% | 1 | 3.928% | 0% | 0% | 1 |  |  |  | 0% | 0% | 1 | 11.8416 | 0% | 0% | 1 | 52.46% | 0% | 0% | 2 | 0 | 2 | 16.48% | 0% | 16.48% | 1 | 26.08% | 0% | 0% | 1 | 14.39% | 0% | 0% | 1 | 13.99% | 0% | 0% | 1 | 40.4% | 0% | 0% | 1 | 7.563% | 0% | 0% | 1 | 9.096% | 0% | 0% | 1 |  |  |  | 0% | 0% | 1 | 9.1241 | 0% | 0% | 1 | 46.51% | 0% | 0% | 1 | 0 | 2 | 19.82% | 0% | 19.82% | 1 | 29.69% | 0% | 0% | 1 | 16.3% | 0% | 0% | 1 | 17.68% | 0% | 0% | 1 | 46.2% | 0% | 0% | 1 | 13.53% | 0% | 0% | 1 | 12.49% | 0% | 0% | 1 |  |  |  | 0% | 0% | 1 | 9.2357 | 0% | 0% | 1 | 43.88% | 0% | 0% | 1 | 0 | 2 | 19.6% | 0% | 19.6% | 1 | 34.12% | 0% | 0% | 1 | 15.08% | 0% | 0% | 1 | 21.24% | 0% | 0% | 1 | 50.18% | 0% | 0% | 2 | 14.62% | 0% | 0% | 1 | 10.2% | 0% | 0% | 1
169 | Bellevue | NORTHERN CALIFORNIA | 0 | 0 |  | 0% | 0% | 1 | 32.2271 | 0% | 0% | 4 | 7.988% | 0% | 0% | 1 | 0 | 2 | 37.38% | 0.2403% | 37.62% | 2 | 58.32% | 0% | 0% | 2 | 36.9% | 0% | 0% | 1 | 63.29% | 0% | 0% | 2 | 83.48% | 0% | 0% | 3 | 19.06% | 0% | 0% | 1 | 10.5% | 0% | 0% | 1 | 10 | 10 |  | 0% | 0% | 1 | 24 | 0% | 0% | 3 | 8.788% | 0% | 0% | 1 | 0 | 2 | 48.05% | 10.46% | 58.52% | 3 | 45.8% | 0% | 0% | 1 | 38.26% | 0% | 0% | 1 | 69.54% | 0% | 0% | 2 | 80.84% | 0% | 0% | 3 | 39.83% | 0% | 0% | 1 | 6.074% | 0% | 0% | 1 | 10 | 9 |  | 0% | 0% | 1 | 17.7491 | 0% | 0% | 2 | 6.598% | 0% | 0% | 1 | 0 | 2 | 39.74% | 31.03% | 70.77% | 5 | 52.99% | 0% | 0% | 2 | 37.56% | 0% | 0% | 1 | 67.02% | 0% | 0% | 2 | 84.41% | 0% | 0% | 3 | 48.1% | 0% | 0% | 1 | 5.443% | 0% | 0% | 1 | 11 | 10 |  | 0% | 0% | 1 | 16 | 0% | 0% | 2 | 9.011% | 0% | 0% | 1 | 0 | 2 | 35.32% | 33.56% | 68.88% | 5 | 58.84% | 0% | 0% | 2 | 39.67% | 0% | 0% | 1 | 65.95% | 0% | 0% | 2 | 87.24% | 0% | 0% | 3 | 47.56% | 0% | 0% | 1 | 5.573% | 0% | 0% | 1
170 | Cloverdale | NORTHERN CALIFORNIA | 0 | 0 |  | 0% | 0% | 1 | 9.796 | 0% | 0% | 1 | 3.412% | 0% | 0% | 1 | 0 | 2 | 51.26% | 36.17% | 87.42% | 5 | 52.92% | 0% | 0% | 2 | 26.61% | 0% | 0% | 1 | 49.14% | 0% | 0% | 1 | 85.87% | 0% | 0% | 3 | 52.15% | 0% | 0% | 2 | 1.779% | 0% | 0% | 1 |  |  |  | 0% | 0% | 1 | 7.9397 | 0% | 0% | 1 | 3.99% | 0% | 0% | 1 | 0 | 2 | 50.69% | 37.66% | 88.35% | 5 | 66.02% | 0% | 0% | 2 | 31.88% | 0% | 0% | 1 | 51.52% | 0% | 0% | 2 | 88.28% | 0% | 0% | 3 | 58.61% | 0% | 0% | 2 | 1.984% | 0% | 0% | 1 |  |  |  | 0% | 0% | 1 | 8.4078 | 0% | 0% | 1 | 5.438% | 0% | 0% | 1 | 0 | 2 | 57.48% | 30.63% | 88.11% | 5 | 63.54% | 0% | 0% | 2 | 36.44% | 0% | 0% | 1 | 60.46% | 0% | 0% | 2 | 87.11% | 0% | 0% | 3 | 55.24% | 0% | 0% | 2 | 1.592% | 0% | 0% | 1 |  |  |  | 0% | 0% | 1 | 9.4091 | 0% | 0% | 1 | 5.969% | 0% | 0% | 1 | 0 | 2 | 58.13% | 29.25% | 87.38% | 5 | 51.91% | 0% | 0% | 2 | 35.58% | 0% | 0% | 1 | 63.37% | 0% | 0% | 2 | 85.66% | 0% | 0% | 3 | 54.02% | 0% | 0% | 2 | 1.571% | 0% | 0% | 1
171 | Fulton | NORTHERN CALIFORNIA | 0 | 0 |  | 0% | 0% | 1 | 29.625 | 0% | 0% | 3 | 24.81% | 0% | 0% | 1 | 0 | 2 | 19.21% | 33.35% | 52.56% | 5 | 36.31% | 0% | 0% | 1 | 53.44% | 0% | 0% | 2 | 97.27% | 0% | 0% | 5 | 97.27% | 0% | 0% | 5 | 11.25% | 0% | 0% | 1 | 4.831% | 0% | 0% | 1 |  |  |  | 0% | 0% | 1 | 21.88 | 0% | 0% | 3 | 14.41% | 0% | 0% | 1 | 0 | 2 | 24.01% | 42.38% | 66.39% | 5 | 39.42% | 0% | 0% | 1 | 55.68% | 0% | 0% | 2 | 85.15% | 0% | 0% | 3 | 90.05% | 0% | 0% | 4 | 30.09% | 0% | 0% | 1 | 5.209% | 0% | 0% | 1 |  |  |  | 0% | 0% | 1 | 19.5671 | 0% | 0% | 2 | 11.28% | 0% | 0% | 1 | 0 | 2 | 26.49% | 45.34% | 71.83% | 5 | 45.63% | 0% | 0% | 1 | 49.55% | 0% | 0% | 1 | 72.31% | 0% | 0% | 3 | 85.8% | 0% | 0% | 3 | 37.55% | 0% | 0% | 1 | 4.176% | 0% | 0% | 1 |  |  |  | 0% | 0% | 1 | 15.6289 | 0% | 0% | 2 | 8.448% | 0% | 0% | 1 | 0 | 2 | 33.06% | 41.07% | 74.14% | 5 | 54.75% | 0% | 0% | 2 | 43.17% | 0% | 0% | 1 | 71.27% | 0% | 0% | 3 | 87.64% | 0% | 0% | 3 | 46.72% | 0% | 0% | 1 | 4.581% | 0% | 0% | 1
172 | Lakeville | NORTHERN CALIFORNIA | 11.6 | 116 |  | 58.84% | 0% | 3 | 10.5565 | 18.53% | 0% | 1 | 5.653% | 3.879% | 0% | 1 | 0 | 2 | 48.98% | 0% | 48.98% | 2 | 96.65% | 17.09% | 0% | 5 | 25.71% | 0.7702% | 0% | 1 | 61.22% | 1.476% | 0% | 2 | 98.01% | 28.77% | 0% | 5 | 34.25% | 0.8702% | 0% | 1 | 4.279% | 28.77% | 0% | 2 | 9 | 16 |  | 1.615% | 0% | 1 | 13.7042 | 2.004% | 0% | 2 | 6.744% | 0.9014% | 0% | 1 | 0 | 2 | 53.69% | 6.234% | 59.93% | 3 | 70.1% | 0.4959% | 0% | 3 | 26.54% | 0.2018% | 0% | 1 | 54.74% | 0.3276% | 0% | 2 | 83.77% | 0.9135% | 0% | 3 | 37.1% | 0.2357% | 0% | 1 | 4.877% | 0.9135% | 0% | 1 | 9 | 11 |  | 0.8773% | 0% | 1 | 13.3192 | 0.5597% | 0% | 2 | 7.628% | 0.9014% | 0% | 1 | 0 | 2 | 49.34% | 14.72% | 64.07% | 3 | 62.56% | 0.1895% | 0% | 2 | 25.42% | 0.09512% | 0% | 1 | 51.91% | 0.1475% | 0% | 2 | 81.82% | 0.3901% | 0% | 3 | 47.74% | 0.1358% | 0% | 1 | 6.665% | 0.3901% | 0% | 1 | 9 | 10 |  | 0.6633% | 0% | 1 | 16.9649 | 0.4286% | 0% | 2 | 10.88% | 0.9014% | 0% | 1 | 0 | 2 | 41.1% | 18.09% | 59.19% | 3 | 62.32% | 0.1182% | 0% | 2 | 26.89% | 0.06094% | 0% | 1 | 56.18% | 0.1017% | 0% | 2 | 84.29% | 0.2837% | 0% | 3 | 45.52% | 0.08178% | 0% | 1 | 7.424% | 0.2837% | 0% | 1
173 | Penngrove | NORTHERN CALIFORNIA | 0 | 0 |  | 0% | 0% | 1 | 23.9987 | 0% | 0% | 3 | 2.547% | 0% | 0% | 1 | 0 | 2 | 59.77% | 0% | 59.77% | 3 | 83.63% | 0% | 0% | 3 | 45.92% | 0% | 0% | 1 | 71.71% | 0% | 0% | 3 | 100% | 0% | 0% | 5 | 38.1% | 0% | 0% | 1 | 5.594% | 0% | 0% | 1 |  |  |  | 0% | 0% | 1 | 15.4396 | 0% | 0% | 2 | 3.262% | 0% | 0% | 1 | 0 | 2 | 68.45% | 3.338% | 71.79% | 3 | 56.43% | 0% | 0% | 2 | 34.11% | 0% | 0% | 1 | 65.03% | 0% | 0% | 2 | 82.12% | 0% | 0% | 3 | 51.81% | 0% | 0% | 2 | 5.853% | 0% | 0% | 1 |  |  |  | 0% | 0% | 1 | 15 | 0% | 0% | 2 | 6.649% | 0% | 0% | 1 | 0 | 2 | 49.04% | 17.24% | 66.28% | 3 | 57.85% | 0% | 0% | 2 | 30.41% | 0% | 0% | 1 | 62.64% | 0% | 0% | 2 | 83.89% | 0% | 0% | 3 | 51.53% | 0% | 0% | 2 | 5.902% | 0% | 0% | 1 |  |  |  | 0% | 0% | 1 | 17 | 0% | 0% | 2 | 9.801% | 0% | 0% | 1 | 0 | 2 | 34.89% | 28.18% | 63.06% | 4 | 59.51% | 0% | 0% | 2 | 36.01% | 0% | 0% | 1 | 60.79% | 0% | 0% | 2 | 84.95% | 0% | 0% | 3 | 46.13% | 0% | 0% | 1 | 6.152% | 0% | 0% | 1
174 | Warnerville | SPGE | 0 | 0 |  | 0% | 0% | 1 | 13.28 | 0% | 0% | 2 | 26.61% | 0% | 0% | 1 | 0 | 2 | 0% | 0% | 0% | 1 | 36.28% | 0% | 0% | 1 | 9.792% | 0% | 0% | 1 | 28.78% | 0% | 0% | 1 | 63.21% | 0% | 0% | 2 | 0.905% | 0% | 0% | 1 | 4.092% | 0% | 0% | 1 |  |  |  | 0% | 0% | 1 | 12.625 | 0% | 0% | 2 | 24.53% | 0% | 0% | 1 | 0 | 2 | 0% | 0% | 0% | 1 | 60.04% | 0% | 0% | 2 | 11.62% | 0% | 0% | 1 | 29.83% | 0% | 0% | 1 | 71.46% | 0% | 0% | 3 | 16.21% | 0% | 0% | 1 | 6.641% | 0% | 0% | 1 |  |  |  | 0% | 0% | 1 | 11.6 | 0% | 0% | 1 | 23.76% | 0% | 0% | 1 | 0 | 2 | 4.041% | 0% | 4.041% | 1 | 63.4% | 0% | 0% | 2 | 15.96% | 0% | 0% | 1 | 30.38% | 0% | 0% | 1 | 72.22% | 0% | 0% | 3 | 26.42% | 0% | 0% | 1 | 7.977% | 0% | 0% | 1 |  |  |  | 0% | 0% | 1 | 12 | 0% | 0% | 2 | 29.87% | 0% | 0% | 1 | 0 | 2 | 5.814% | 0% | 5.814% | 1 | 53.65% | 0% | 0% | 2 | 17.26% | 0% | 0% | 1 | 29.06% | 0% | 0% | 1 | 63.8% | 0% | 0% | 2 | 27.35% | 0% | 0% | 1 | 6.717% | 0% | 0% | 1
175 | Riverbank | SPGE | 0 | 0 |  | 0% | 0% | 1 | 27.25 | 0% | 0% | 3 | 21.14% | 0% | 0% | 1 | 1 | 1 | 0% | 0% | 0% | 1 | 9.692% | 0% | 0% | 1 | 12.5% | 0% | 0% | 1 | 20.05% | 0% | 0% | 1 | 27.41% | 0% | 0% | 1 | 0% | 0% | 0% | 1 | 1.217% | 0% | 0% | 1 |  |  |  | 0% | 0% | 1 | 16.5 | 0% | 0% | 2 | 26.37% | 0% | 0% | 1 | 1 | 1 | 0% | 0% | 0% | 1 | 59.87% | 0% | 0% | 2 | 4.936% | 0% | 0% | 1 | 17.82% | 0% | 0% | 1 | 69% | 0% | 0% | 2 | 4.926% | 0% | 0% | 1 | 4.332% | 0% | 0% | 1 |  |  |  | 0% | 0% | 1 | 14.4889 | 0% | 0% | 2 | 36.29% | 0% | 0% | 1 | 1 | 1 | 1.179% | 0% | 1.179% | 1 | 54.31% | 0% | 0% | 2 | 9.248% | 0% | 0% | 1 | 23.67% | 0% | 0% | 1 | 63.74% | 0% | 0% | 2 | 16.72% | 0% | 0% | 1 | 5.588% | 0% | 0% | 1 |  |  |  | 0% | 0% | 1 | 13.5873 | 0% | 0% | 2 | 36.11% | 0% | 0% | 1 | 1 | 1 | 4.139% | 0% | 4.139% | 1 | 49.26% | 0% | 0% | 1 | 15.48% | 0% | 0% | 1 | 27.8% | 0% | 0% | 1 | 60.24% | 0% | 0% | 2 | 22.39% | 0% | 0% | 1 | 7.237% | 0% | 0% | 1
176 | Pease | NORTHERN CALIFORNIA | 0 | 0 |  | 0% | 0% | 1 | 20.2042 | 0% | 0% | 3 | 53.83% | 0% | 0% | 2 | 0 | 2 | 0% | 0% | 0% | 1 | 12.34% | 0% | 0% | 1 | 15.94% | 0% | 0% | 1 | 49.83% | 0% | 0% | 1 | 62.17% | 0% | 0% | 2 | 1.118% | 0% | 0% | 1 | 3.627% | 0% | 0% | 1 |  |  |  | 0% | 0% | 1 | 14.2417 | 0% | 0% | 2 | 47.3% | 0% | 0% | 1 | 0 | 2 | 0% | 0% | 0% | 1 | 41.06% | 0% | 0% | 1 | 11.08% | 0% | 0% | 1 | 27.88% | 0% | 0% | 1 | 65.2% | 0% | 0% | 2 | 5.893% | 0% | 0% | 1 | 5.579% | 0% | 0% | 1 |  |  |  | 0% | 0% | 1 | 12.0847 | 0% | 0% | 2 | 47.18% | 0% | 0% | 1 | 0 | 2 | 0.05021% | 0% | 0.05021% | 1 | 48.04% | 0% | 0% | 1 | 11.33% | 0% | 0% | 1 | 33.93% | 0% | 0% | 1 | 69.3% | 0% | 0% | 2 | 4.343% | 0% | 0% | 1 | 8.535% | 0% | 0% | 1 |  |  |  | 0% | 0% | 1 | 11.5436 | 0% | 0% | 1 | 45.43% | 0% | 0% | 1 | 0 | 2 | 5.379% | 0% | 5.379% | 1 | 50.8% | 0% | 0% | 2 | 10.72% | 0% | 0% | 1 | 38.27% | 0% | 0% | 1 | 71.5% | 0% | 0% | 3 | 5.636% | 0% | 0% | 1 | 8.801% | 0% | 0% | 1
177 | Rio Oso | NORTHERN CALIFORNIA | 0 | 0 |  | 0% | 0% | 1 | 10.1111 | 0% | 0% | 1 | 48.24% | 0% | 0% | 1 | 0 | 2 | 0% | 0% | 0% | 1 | 25.23% | 0% | 0% | 1 | 0.6081% | 0% | 0% | 1 | 14.98% | 0% | 0% | 1 | 33.52% | 0% | 0% | 1 | 0% | 0% | 0% | 1 | 11.62% | 0% | 0% | 1 |  |  |  | 0% | 0% | 1 | 10.5 | 0% | 0% | 1 | 40.3% | 0% | 0% | 1 | 0 | 2 | 0.03751% | 0% | 0.03751% | 1 | 46.04% | 0% | 0% | 1 | 4.842% | 0% | 0% | 1 | 22.83% | 0% | 0% | 1 | 59.68% | 0% | 0% | 2 | 0.2427% | 0% | 0% | 1 | 18.98% | 0% | 0% | 1 |  |  |  | 0% | 0% | 1 | 15 | 0% | 0% | 2 | 39.02% | 0% | 0% | 1 | 0 | 2 | 6.125% | 0% | 6.125% | 1 | 41.99% | 0% | 0% | 1 | 3.638% | 0% | 0% | 1 | 32.94% | 0% | 0% | 1 | 65.71% | 0% | 0% | 2 | 3.444% | 0% | 0% | 1 | 16.43% | 0% | 0% | 1 |  |  |  | 0% | 0% | 1 | 14.2784 | 0% | 0% | 2 | 41.45% | 0% | 0% | 1 | 0 | 2 | 13.91% | 0% | 13.91% | 1 | 41.76% | 0% | 0% | 1 | 5.354% | 0% | 0% | 1 | 33.87% | 0% | 0% | 1 | 66.48% | 0% | 0% | 2 | 8.737% | 0% | 0% | 1 | 12.65% | 0% | 0% | 1
178 | Alpaugh | SPGE | 0 | 0 |  | 0% | 0% | 1 | 6.8423 | 0% | 0% | 1 | 37.55% | 0% | 0% | 1 | 1 | 1 | 0% | 0% | 0% | 1 | 53.02% | 0% | 0% | 2 | 0.07309% | 0% | 0% | 1 | 9.953% | 0% | 0% | 1 | 58.55% | 0% | 0% | 2 | 0% | 0% | 0% | 1 | 5.368% | 0% | 0% | 1 | 5 | 8 |  | 0% | 0% | 1 | 7.6767 | 0% | 0% | 1 | 43.34% | 0% | 0% | 1 | 1 | 1 | 0% | 0% | 0% | 1 | 26.25% | 0% | 0% | 1 | 9.694% | 0% | 0% | 1 | 18.9% | 0% | 0% | 1 | 35.95% | 0% | 0% | 1 | 0.02722% | 0% | 0% | 1 | 6.258% | 0% | 0% | 1 | 5 | 6 |  | 0% | 0% | 1 | 8 | 0% | 0% | 1 | 45.27% | 0% | 0% | 1 | 1 | 1 | 0% | 0% | 0% | 1 | 27.9% | 0% | 0% | 1 | 8.768% | 0% | 0% | 1 | 17.42% | 0% | 0% | 1 | 38.43% | 0% | 0% | 1 | 0.01146% | 0% | 0% | 1 | 5.285% | 0% | 0% | 1 | 5 | 6 |  | 0% | 0% | 1 | 8.5556 | 0% | 0% | 1 | 43.08% | 0% | 0% | 1 | 1 | 1 | 0% | 0% | 0% | 1 | 27.48% | 0% | 0% | 1 | 5.129% | 0% | 0% | 1 | 15.94% | 0% | 0% | 1 | 38.85% | 0% | 0% | 1 | 0.0449% | 0% | 0% | 1 | 5.063% | 0% | 0% | 1
179 | Rector | GREATER TEHACHAPI | 0 | 0 |  | 0% | 0% | 1 | 22 | 0% | 0% | 3 | 88.93% | 0% | 0% | 3 | 1 | 1 | 0% | 0% | 0% | 1 | 0% | 0% | 0% | 1 | 0% | 0% | 0% | 1 | 0% | 0% | 0% | 1 | 0% | 0% | 0% | 1 | 0% | 0% | 0% | 1 | 1.264% | 0% | 0% | 1 | 9 | 6 |  | 0% | 0% | 1 | 17.7954 | 0% | 0% | 2 | 54.68% | 0% | 0% | 2 | 1 | 1 | 0% | 0% | 0% | 1 | 1.221% | 0% | 0% | 1 | 5.743% | 0% | 0% | 1 | 8.819% | 0% | 0% | 1 | 10.04% | 0% | 0% | 1 | 0.2178% | 0% | 0% | 1 | 1.641% | 0% | 0% | 1 | 7 | 6 |  | 0% | 0% | 1 | 14.0879 | 0% | 0% | 2 | 48.71% | 0% | 0% | 1 | 1 | 1 | 1.581% | 0% | 1.581% | 1 | 15.58% | 0% | 0% | 1 | 15.74% | 0% | 0% | 1 | 20.62% | 0% | 0% | 1 | 31.9% | 0% | 0% | 1 | 6.444% | 0% | 0% | 1 | 2.784% | 0% | 0% | 1 | 6 | 6 |  | 0% | 0% | 1 | 12.2676 | 0% | 0% | 2 | 45.98% | 0% | 0% | 1 | 1 | 1 | 9.892% | 0% | 9.892% | 1 | 21.08% | 0% | 0% | 1 | 12.14% | 0% | 0% | 1 | 19.06% | 0% | 0% | 1 | 35.26% | 0% | 0% | 1 | 12.98% | 0% | 0% | 1 | 2.919% | 0% | 0% | 1
180 | Springville | GREATER TEHACHAPI | 0 | 0 |  | 0% | 0% | 1 | 18 | 0% | 0% | 2 | 6.81% | 0% | 0% | 1 | 0 | 2 | 82.19% | 0% | 82.19% | 5 | 64.71% | 0% | 0% | 2 | 24.86% | 0% | 0% | 1 | 40.15% | 0% | 0% | 1 | 79.83% | 0% | 0% | 3 | 46.13% | 0% | 0% | 1 | 8.311% | 0% | 0% | 1 | 11 | 9 |  | 0% | 0% | 1 | 18.8361 | 0% | 0% | 2 | 7.188% | 0% | 0% | 1 | 0 | 2 | 64.04% | 0% | 64.04% | 3 | 68.15% | 0% | 0% | 2 | 11.86% | 0% | 0% | 1 | 17.73% | 0% | 0% | 1 | 75.91% | 0% | 0% | 3 | 50.35% | 0% | 0% | 2 | 6.056% | 0% | 0% | 1 | 9 | 10 |  | 0% | 0% | 1 | 14.7766 | 0% | 0% | 2 | 15.4% | 0% | 0% | 1 | 0 | 2 | 47.73% | 0% | 47.73% | 2 | 54.7% | 0% | 0% | 2 | 6.864% | 0% | 0% | 1 | 12.76% | 0% | 0% | 1 | 62.48% | 0% | 0% | 2 | 43.06% | 0% | 0% | 1 | 4.349% | 0% | 0% | 1 | 8 | 8 |  | 0% | 0% | 1 | 11.6861 | 0% | 0% | 1 | 23.57% | 0% | 0% | 1 | 0 | 2 | 38.97% | 0% | 38.97% | 2 | 47.17% | 0% | 0% | 1 | 7.085% | 0% | 0% | 1 | 12.34% | 0% | 0% | 1 | 54.77% | 0% | 0% | 2 | 33.89% | 0% | 0% | 1 | 3.313% | 0% | 0% | 1
181 | Vestal | GREATER TEHACHAPI | 610.8 | 6108 |  | 18.35% | 0% | 1 | 9.1475 | 273.7% | 9.287% | 3 | 25.56% | 5.869% | 0% | 1 | 1 | 1 | 0% | 0% | 0% | 1 | 0% | 12.7% | 0% | 1 | 0% | 12.7% | 0% | 1 | 11.18% | 14.29% | 0% | 1 | 11.18% | 14.29% | 0% | 1 | 0% | 12.7% | 0% | 1 | 0.9663% | 14.29% | 0% | 1 | 7 | 6 |  | 7.022% | 0% | 1 | 10.2472 | 33.14% | 0% | 2 | 35.21% | 0% | 0% | 1 | 1 | 1 | 8.471% | 0% | 8.471% | 1 | 18.13% | 4.03% | 0% | 1 | 0.7987% | 3.326% | 0% | 1 | 8.239% | 3.596% | 0% | 1 | 25.57% | 4.433% | 0% | 1 | 8.411% | 3.603% | 0% | 1 | 1.247% | 4.433% | 0% | 1 | 6 | 6 |  | 5.759% | 0% | 1 | 10 | 9.404% | 0% | 1 | 37.95% | 0% | 0% | 1 | 1 | 1 | 22.42% | 0% | 22.42% | 2 | 37.88% | 2.536% | 0% | 1 | 7.626% | 1.705% | 0% | 1 | 12.7% | 1.804% | 0% | 1 | 45.4% | 2.885% | 0% | 1 | 19.86% | 1.966% | 0% | 1 | 2.116% | 2.885% | 0% | 1 | 6 | 6 |  | 4.409% | 0% | 1 | 9.0789 | 4.9% | 0% | 1 | 39.73% | 0% | 0% | 1 | 1 | 1 | 27.63% | 0% | 27.63% | 2 | 43.41% | 1.677% | 0% | 1 | 8.552% | 1.038% | 0% | 1 | 17.97% | 1.157% | 0% | 1 | 52.06% | 1.979% | 0% | 2 | 23.12% | 1.234% | 0% | 1 | 2.249% | 1.979% | 0% | 1
182 | UltraPower Chinese Station | NORTHERN CALIFORNIA | 0 | 0 |  | 0% | 0% | 1 | 7.1756 | 0% | 0% | 1 | 0.2255% | 0% | 0% | 1 | 0 | 2 | 44.16% | 0% | 44.16% | 2 | 42.22% | 0% | 0% | 1 | 91.12% | 0% | 0% | 4 | 94.88% | 0% | 0% | 4 | 95.14% | 0% | 0% | 5 | 53.48% | 0% | 0% | 2 | 10.02% | 0% | 0% | 1 |  |  |  | 0% | 0% | 1 | 10.67 | 0% | 0% | 1 | 0.0331% | 0% | 0% | 1 | 0 | 2 | 40.55% | 0% | 40.55% | 2 | 65.54% | 0% | 0% | 2 | 36.22% | 0% | 0% | 1 | 40.27% | 0% | 0% | 1 | 80.3% | 0% | 0% | 3 | 71.87% | 0% | 0% | 3 | 8.004% | 0% | 0% | 1 |  |  |  | 0% | 0% | 1 | 10.6256 | 0% | 0% | 1 | 1.285% | 0% | 0% | 1 | 0 | 2 | 43.1% | 1.206% | 44.3% | 2 | 75.68% | 0% | 0% | 3 | 30.67% | 0% | 0% | 1 | 36.32% | 0% | 0% | 1 | 84.46% | 0% | 0% | 3 | 69.76% | 0% | 0% | 2 | 8.56% | 0% | 0% | 1 |  |  |  | 0% | 0% | 1 | 11 | 0% | 0% | 1 | 4.364% | 0% | 0% | 1 | 0 | 2 | 41.31% | 5.186% | 46.5% | 2 | 73.82% | 0% | 0% | 3 | 29.28% | 0% | 0% | 1 | 42.67% | 0% | 0% | 1 | 87.45% | 0% | 0% | 3 | 60.72% | 0% | 0% | 2 | 8.663% | 0% | 0% | 1
183 | Curtis | NORTHERN CALIFORNIA | 0 | 0 |  | 0% | 0% | 1 | 28.6062 | 0% | 0% | 3 | 0.1517% | 0% | 0% | 1 | 0 | 2 | 84.82% | 15.1% | 99.93% | 5 | 3.249% | 0% | 0% | 1 | 14.42% | 0% | 0% | 1 | 14.94% | 0% | 0% | 1 | 20.98% | 0% | 0% | 1 | 44.1% | 0% | 0% | 1 | 2.193% | 0% | 0% | 1 |  |  |  | 0% | 0% | 1 | 15.4352 | 0% | 0% | 2 | 0.2198% | 0% | 0% | 1 | 0 | 2 | 71.19% | 27.36% | 98.55% | 5 | 41.96% | 0% | 0% | 1 | 36.48% | 0% | 0% | 1 | 44.17% | 0% | 0% | 1 | 70.45% | 0% | 0% | 3 | 56.69% | 0% | 0% | 2 | 2.454% | 0% | 0% | 1 |  |  |  | 0% | 0% | 1 | 13.6838 | 0% | 0% | 2 | 0.1253% | 0% | 0% | 1 | 0 | 2 | 68.98% | 23.19% | 92.17% | 5 | 41% | 0% | 0% | 1 | 34.06% | 0% | 0% | 1 | 47.04% | 0% | 0% | 1 | 69.75% | 0% | 0% | 2 | 58.41% | 0% | 0% | 2 | 2.663% | 0% | 0% | 1 |  |  |  | 0% | 0% | 1 | 14.8611 | 0% | 0% | 2 | 0.06454% | 0% | 0% | 1 | 0 | 2 | 64.08% | 20.77% | 84.85% | 5 | 50.52% | 0% | 0% | 2 | 25.57% | 0% | 0% | 1 | 35.29% | 0% | 0% | 1 | 69.56% | 0% | 0% | 2 | 60.67% | 0% | 0% | 2 | 3.516% | 0% | 0% | 1
184 | Peoria | NORTHERN CALIFORNIA | 0 | 0 |  | 0% | 0% | 1 | 9.1712 | 0% | 0% | 1 | 0.2746% | 0% | 0% | 1 | 0 | 2 | 73.67% | 0% | 73.67% | 3 | 57.15% | 0% | 0% | 2 | 85.81% | 0% | 0% | 3 | 81.67% | 0% | 0% | 3 | 87.55% | 0% | 0% | 3 | 51.45% | 0% | 0% | 2 | 14.42% | 0% | 0% | 1 |  |  |  | 0% | 0% | 1 | 11.6944 | 0% | 0% | 1 | 0.1147% | 0% | 0% | 1 | 0 | 2 | 48.73% | 0% | 48.73% | 2 | 63.46% | 0% | 0% | 2 | 41.52% | 0% | 0% | 1 | 43.39% | 0% | 0% | 1 | 80.52% | 0% | 0% | 3 | 70.87% | 0% | 0% | 3 | 8.487% | 0% | 0% | 1 |  |  |  | 0% | 0% | 1 | 10.1111 | 0% | 0% | 1 | 1.023% | 0% | 0% | 1 | 0 | 2 | 45.86% | 1.568% | 47.42% | 2 | 75.29% | 0% | 0% | 3 | 29.48% | 0% | 0% | 1 | 36.94% | 0% | 0% | 1 | 84.57% | 0% | 0% | 3 | 70.87% | 0% | 0% | 3 | 8.448% | 0% | 0% | 1 |  |  |  | 0% | 0% | 1 | 11.2172 | 0% | 0% | 1 | 3.694% | 0% | 0% | 1 | 0 | 2 | 42.99% | 4.613% | 47.6% | 2 | 72.51% | 0% | 0% | 3 | 26.21% | 0% | 0% | 1 | 40.16% | 0% | 0% | 1 | 86.8% | 0% | 0% | 3 | 62.18% | 0% | 0% | 2 | 8.467% | 0% | 0% | 1
185 | Moorpark | GREATER LA METRO | 0 | 0 |  | 0% | 0% | 1 | 18.9556 | 0% | 0% | 2 | 33.76% | 0% | 0% | 1 | 0 | 2 | 1.134% | 81.17% | 82.31% | 5 | 16.03% | 0% | 0% | 1 | 0% | 0% | 0% | 1 | 20% | 0% | 0% | 1 | 36.03% | 0% | 0% | 1 | 5.666% | 0% | 0% | 1 | 5.234% | 0% | 0% | 1 |  |  |  | 0% | 0% | 1 | 12.855 | 0% | 0% | 2 | 31.06% | 0% | 0% | 1 | 0 | 2 | 4.799% | 68.52% | 73.32% | 5 | 31.6% | 0% | 0% | 1 | 6.623% | 0% | 0% | 1 | 13.55% | 0% | 0% | 1 | 41.95% | 0% | 0% | 1 | 18.25% | 0% | 0% | 1 | 9.592% | 0% | 0% | 1 |  |  |  | 0% | 0% | 1 | 13 | 0% | 0% | 2 | 21.44% | 0% | 0% | 1 | 0 | 2 | 5.894% | 67.55% | 73.44% | 5 | 38.53% | 0% | 0% | 1 | 6.568% | 0% | 0% | 1 | 19.06% | 0% | 0% | 1 | 51.5% | 0% | 0% | 2 | 21.35% | 0% | 0% | 1 | 8.995% | 0% | 0% | 1 |  |  |  | 0% | 0% | 1 | 15.4895 | 0% | 0% | 2 | 15.56% | 0% | 0% | 1 | 0 | 2 | 6.073% | 73.3% | 79.37% | 5 | 41.83% | 0% | 0% | 1 | 7.9% | 0% | 0% | 1 | 19.19% | 0% | 0% | 1 | 55.79% | 0% | 0% | 2 | 29.69% | 0% | 0% | 1 | 9.177% | 0% | 0% | 1
186 | Santa Clara | GREATER LA METRO | 250 | 2500 |  | 34.19% | 0% | 2 | 7.5343 | 40.09% | 0% | 2 | 16.81% | 0% | 0% | 1 | 0 | 2 | 0.3578% | 80.07% | 80.43% | 5 | 4.38% | 11.86% | 0% | 1 | 8.598% | 12.4% | 0% | 1 | 9.441% | 12.52% | 0% | 1 | 13.82% | 13.15% | 0% | 1 | 44.33% | 20.36% | 0% | 2 | 4.92% | 13.15% | 0% | 1 |  |  |  | 10.34% | 0% | 1 | 11.8543 | 13.02% | 0% | 1 | 16.07% | 0% | 0% | 1 | 0 | 2 | 1.012% | 72.99% | 74.01% | 5 | 26.12% | 4.139% | 0% | 1 | 6.776% | 3.28% | 0% | 1 | 12.15% | 3.481% | 0% | 1 | 37.11% | 4.862% | 0% | 1 | 32.96% | 4.561% | 0% | 1 | 6.037% | 4.862% | 0% | 1 |  |  |  | 5.13% | 0% | 1 | 11.3609 | 10.47% | 0% | 1 | 18.21% | 0% | 0% | 1 | 0 | 2 | 4.267% | 65.41% | 69.68% | 5 | 28.45% | 2.4% | 0% | 1 | 6.926% | 1.845% | 0% | 1 | 13.92% | 1.995% | 0% | 1 | 38.91% | 2.811% | 0% | 1 | 24.14% | 2.264% | 0% | 1 | 7.142% | 2.811% | 0% | 1 |  |  |  | 4.509% | 0% | 1 | 11.0654 | 8.419% | 0% | 1 | 17.63% | 0% | 0% | 1 | 0 | 2 | 7.004% | 66.3% | 73.31% | 5 | 31.62% | 2.077% | 0% | 1 | 7.547% | 1.536% | 0% | 1 | 13.52% | 1.642% | 0% | 1 | 41.58% | 2.431% | 0% | 1 | 25.04% | 1.895% | 0% | 1 | 7.646% | 2.431% | 0% | 1
187 | Davis | NORTHERN CALIFORNIA | 0 | 0 |  | 0% | 0% | 1 | 8.8362 | 0% | 0% | 1 | 73.95% | 0% | 0% | 2 | 0 | 2 | 0% | 0% | 0% | 1 | 44.32% | 0% | 0% | 1 | 48.46% | 0% | 0% | 1 | 59.35% | 0% | 0% | 2 | 84.48% | 0% | 0% | 3 | 0% | 0% | 0% | 1 | 2.544% | 0% | 0% | 1 |  |  |  | 0% | 0% | 1 | 8.4931 | 0% | 0% | 1 | 76.47% | 0% | 0% | 3 | 0 | 2 | 0% | 0% | 0% | 1 | 31.45% | 0% | 0% | 1 | 20.4% | 0% | 0% | 1 | 30.76% | 0% | 0% | 1 | 45.81% | 0% | 0% | 1 | 0% | 0% | 0% | 1 | 3.738% | 0% | 0% | 1 |  |  |  | 0% | 0% | 1 | 10 | 0% | 0% | 1 | 66.22% | 0% | 0% | 2 | 0 | 2 | 0.1194% | 0% | 0.1194% | 1 | 33.75% | 0% | 0% | 1 | 13.52% | 0% | 0% | 1 | 22.39% | 0% | 0% | 1 | 45.08% | 0% | 0% | 1 | 0.1548% | 0% | 0% | 1 | 5.394% | 0% | 0% | 1 |  |  |  | 0% | 0% | 1 | 9.7934 | 0% | 0% | 1 | 55.99% | 0% | 0% | 2 | 0 | 2 | 4.77% | 0% | 4.77% | 1 | 35.08% | 0% | 0% | 1 | 16.08% | 0% | 0% | 1 | 26.79% | 0% | 0% | 1 | 54.18% | 0% | 0% | 2 | 3.453% | 0% | 0% | 1 | 7.413% | 0% | 0% | 1
188 | Putah Creek | NORTHERN CALIFORNIA | 16 | 160 |  | 8.572% | 0% | 1 | 11.602 | 6.992% | 0% | 1 | 44.02% | 6.275% | 0% | 1 | 0 | 2 | 25.11% | 0% | 25.11% | 2 | 60.96% | 1.245% | 0% | 2 | 0.8851% | 0.4903% | 0% | 1 | 0% | 0.486% | 0% | 1 | 60.96% | 1.245% | 0% | 2 | 14.81% | 0.5704% | 0% | 1 | 4.148% | 1.245% | 0% | 1 | 7 | 8 |  | 1.179% | 0% | 1 | 10.965 | 1.748% | 0% | 1 | 50.57% | 0% | 0% | 2 | 0 | 2 | 25.39% | 0% | 25.39% | 2 | 47.88% | 0.2475% | 0% | 1 | 3.388% | 0.1336% | 0% | 1 | 0.2871% | 0.1294% | 0% | 1 | 49.31% | 0.2545% | 0% | 1 | 16.48% | 0.1545% | 0% | 1 | 3.728% | 0.2545% | 0% | 1 | 8 | 6 |  | 0.7123% | 0% | 1 | 10.3982 | 1.094% | 0% | 1 | 50.03% | 0% | 0% | 2 | 0 | 2 | 27.81% | 0% | 27.81% | 2 | 50.79% | 0.1286% | 0% | 2 | 7.297% | 0.06825% | 0% | 1 | 8.167% | 0.06889% | 0% | 1 | 55.45% | 0.142% | 0% | 2 | 19.76% | 0.07885% | 0% | 1 | 4.017% | 0.142% | 0% | 1 | 8 | 8 |  | 0.4796% | 0% | 1 | 9.1 | 0.3974% | 0% | 1 | 44.17% | 0% | 0% | 1 | 0 | 2 | 27.28% | 0.9663% | 28.24% | 2 | 51.82% | 0.07242% | 0% | 2 | 13.13% | 0.04017% | 0% | 1 | 17.8% | 0.04245% | 0% | 1 | 61.74% | 0.09121% | 0% | 2 | 22.34% | 0.04493% | 0% | 1 | 5.962% | 0.09121% | 0% | 1
189 | East Marysville | NORTHERN CALIFORNIA | 0 | 0 |  | 0% | 0% | 1 | 14.6175 | 0% | 0% | 2 | 60.91% | 0% | 0% | 2 | 0 | 2 | 0% | 0% | 0% | 1 | 41.3% | 0% | 0% | 1 | 0% | 0% | 0% | 1 | 0% | 0% | 0% | 1 | 41.3% | 0% | 0% | 1 | 0% | 0% | 0% | 1 | 10.55% | 0% | 0% | 1 |  |  |  | 0% | 0% | 1 | 14.7143 | 0% | 0% | 2 | 45.08% | 0% | 0% | 1 | 0 | 2 | 0.05772% | 0% | 0.05772% | 1 | 42.86% | 0% | 0% | 1 | 6.415% | 0% | 0% | 1 | 18.49% | 0% | 0% | 1 | 57.01% | 0% | 0% | 2 | 1.64% | 0% | 0% | 1 | 10.28% | 0% | 0% | 1 |  |  |  | 0% | 0% | 1 | 14.1111 | 0% | 0% | 2 | 39.28% | 0% | 0% | 1 | 0 | 2 | 7.695% | 0% | 7.695% | 1 | 52.56% | 0% | 0% | 2 | 6.791% | 0% | 0% | 1 | 22.64% | 0% | 0% | 1 | 68.98% | 0% | 0% | 2 | 8.156% | 0% | 0% | 1 | 10.69% | 0% | 0% | 1 |  |  |  | 0% | 0% | 1 | 13 | 0% | 0% | 2 | 37.81% | 0% | 0% | 1 | 0 | 2 | 15.51% | 0% | 15.51% | 1 | 57.66% | 0% | 0% | 2 | 8.734% | 0% | 0% | 1 | 28.48% | 0% | 0% | 1 | 74.37% | 0% | 0% | 3 | 12.13% | 0% | 0% | 1 | 9.874% | 0% | 0% | 1
190 | Olivehurst | NORTHERN CALIFORNIA | 0 | 0 |  | 0% | 0% | 1 | 13.1382 | 0% | 0% | 2 | 28.73% | 0% | 0% | 1 | 0 | 2 | 0% | 0% | 0% | 1 | 15.48% | 0% | 0% | 1 | 0% | 0% | 0% | 1 | 0% | 0% | 0% | 1 | 15.48% | 0% | 0% | 1 | 0% | 0% | 0% | 1 | 14.46% | 0% | 0% | 1 |  |  |  | 0% | 0% | 1 | 14.5813 | 0% | 0% | 2 | 52.92% | 0% | 0% | 2 | 0 | 2 | 0% | 0% | 0% | 1 | 36.72% | 0% | 0% | 1 | 0.7729% | 0% | 0% | 1 | 15.5% | 0% | 0% | 1 | 49.23% | 0% | 0% | 1 | 0.03572% | 0% | 0% | 1 | 11.34% | 0% | 0% | 1 |  |  |  | 0% | 0% | 1 | 12.5 | 0% | 0% | 2 | 43.92% | 0% | 0% | 1 | 0 | 2 | 4.423% | 0% | 4.423% | 1 | 44.11% | 0% | 0% | 1 | 7.351% | 0% | 0% | 1 | 29.04% | 0% | 0% | 1 | 63.58% | 0% | 0% | 2 | 4.45% | 0% | 0% | 1 | 10.86% | 0% | 0% | 1 |  |  |  | 0% | 0% | 1 | 11.8333 | 0% | 0% | 1 | 42.99% | 0% | 0% | 1 | 0 | 2 | 13.46% | 0% | 13.46% | 1 | 52.91% | 0% | 0% | 2 | 6.333% | 0% | 0% | 1 | 30.59% | 0% | 0% | 1 | 72.63% | 0% | 0% | 3 | 10.84% | 0% | 0% | 1 | 10.24% | 0% | 0% | 1
191 | Morro Bay |  | 0 | 0 |  | 0% | 0% | 1 | 26.84 | 0% | 0% | 3 | 1.898% | 0% | 0% | 1 | 0 | 2 | 12.74% | 0% | 12.74% | 1 | 6.593% | 0% | 0% | 1 | 26.25% | 0% | 0% | 1 | 47.67% | 0% | 0% | 1 | 54.24% | 0% | 0% | 2 | 37.04% | 0% | 0% | 1 | 7.215% | 0% | 0% | 1 |  |  |  | 0% | 0% | 1 | 9.422 | 0% | 0% | 1 | 2.358% | 0% | 0% | 1 | 0 | 2 | 18.57% | 36.69% | 55.27% | 5 | 54.31% | 0% | 0% | 2 | 27.56% | 0% | 0% | 1 | 44.99% | 0% | 0% | 1 | 78.32% | 0% | 0% | 3 | 63.24% | 0% | 0% | 2 | 8.255% | 0% | 0% | 1 |  |  |  | 0% | 0% | 1 | 9.4476 | 0% | 0% | 1 | 1.628% | 0% | 0% | 1 | 0 | 2 | 28.94% | 37.65% | 66.59% | 5 | 45.49% | 0% | 0% | 1 | 29.98% | 0% | 0% | 1 | 44.71% | 0% | 0% | 1 | 69.86% | 0% | 0% | 2 | 57.88% | 0% | 0% | 2 | 7.432% | 0% | 0% | 1 |  |  |  | 0% | 0% | 1 | 11 | 0% | 0% | 1 | 3.035% | 0% | 0% | 1 | 0 | 2 | 42.3% | 27.1% | 69.4% | 4 | 35.7% | 0% | 0% | 1 | 23.22% | 0% | 0% | 1 | 42.37% | 0% | 0% | 1 | 61.35% | 0% | 0% | 2 | 48.97% | 0% | 0% | 1 | 6.062% | 0% | 0% | 1
192 | Palomar | SAN DIEGO | 0 | 0 |  | 0% | 0% | 1 | 5.444 | 0% | 0% | 1 | 0% | 0% | 0% | 1 | 0 | 2 | 0% | 0% | 0% | 1 | 13.66% | 0% | 0% | 1 | 82.38% | 0% | 0% | 3 | 93.38% | 0% | 0% | 4 | 93.38% | 0% | 0% | 4 | 0% | 0% | 0% | 1 | 13.85% | 0% | 0% | 1 |  |  |  | 0% | 0% | 1 | 23.6465 | 0% | 0% | 3 | 2.475% | 0% | 0% | 1 | 0 | 2 | 89.98% | 0% | 89.98% | 5 | 36.23% | 0% | 0% | 1 | 32.43% | 0% | 0% | 1 | 16.86% | 0% | 0% | 1 | 62.34% | 0% | 0% | 2 | 2.01% | 0% | 0% | 1 | 8.027% | 0% | 0% | 1 |  |  |  | 0% | 0% | 1 | 46.8936 | 0% | 0% | 4 | 5.827% | 0% | 0% | 1 | 0 | 2 | 91.2% | 3.191% | 94.39% | 5 | 66.28% | 0% | 0% | 2 | 30.13% | 0% | 0% | 1 | 54.71% | 0% | 0% | 2 | 83.06% | 0% | 0% | 3 | 1.573% | 0% | 0% | 1 | 6.265% | 0% | 0% | 1 |  |  |  | 0% | 0% | 1 | 39 | 0% | 0% | 4 | 5.257% | 0% | 0% | 1 | 0 | 2 | 62.4% | 35.53% | 97.93% | 5 | 42.38% | 0% | 0% | 1 | 18.61% | 0% | 0% | 1 | 29.78% | 0% | 0% | 1 | 53.49% | 0% | 0% | 2 | 6.415% | 0% | 0% | 1 | 7.036% | 0% | 0% | 1
193 | Margarita | GREATER LA METRO | 0 | 0 |  | 0% | 0% | 1 | 47.58 | 0% | 0% | 4 | 0.4252% | 0% | 0% | 1 | 0 | 2 | 100% | 0% | 100% | 5 | 47.81% | 0% | 0% | 1 | 73.21% | 0% | 0% | 3 | 73.21% | 0% | 0% | 3 | 81.69% | 0% | 0% | 3 | 25.52% | 0% | 0% | 1 | 9.022% | 0% | 0% | 1 |  |  |  | 0% | 0% | 1 | 50.5 | 0% | 0% | 4 | 0.1294% | 0% | 0% | 1 | 0 | 2 | 85.6% | 8.193% | 93.79% | 5 | 27.96% | 0% | 0% | 1 | 61.35% | 0% | 0% | 2 | 64.86% | 0% | 0% | 2 | 78.52% | 0% | 0% | 3 | 50.46% | 0% | 0% | 2 | 6.599% | 0% | 0% | 1 |  |  |  | 0% | 0% | 1 | 32.5866 | 0% | 0% | 4 | 0.1693% | 0% | 0% | 1 | 0 | 2 | 59.96% | 35.48% | 95.44% | 5 | 48.63% | 0% | 0% | 1 | 48.09% | 0% | 0% | 1 | 58.93% | 0% | 0% | 2 | 86.01% | 0% | 0% | 3 | 57.87% | 0% | 0% | 2 | 7.769% | 0% | 0% | 1 |  |  |  | 0% | 0% | 1 | 33.6 | 0% | 0% | 4 | 0.2867% | 0% | 0% | 1 | 0 | 2 | 40.25% | 54.87% | 95.12% | 5 | 46.87% | 0% | 0% | 1 | 46.68% | 0% | 0% | 1 | 56.34% | 0% | 0% | 2 | 85.49% | 0% | 0% | 3 | 45.33% | 0% | 0% | 1 | 7.53% | 0% | 0% | 1
194 | Huntington Beach |  | 0 | 0 |  | 0% | 0% | 1 | 49.4 | 0% | 0% | 4 | 0% | 0% | 0% | 1 | 0 | 2 | 0% | 0% | 0% | 1 | 0% | 0% | 0% | 1 | 16.87% | 0% | 0% | 1 | 96.91% | 0% | 0% | 5 | 96.91% | 0% | 0% | 5 | 0% | 0% | 0% | 1 | 7.168% | 0% | 0% | 1 |  |  |  | 0% | 0% | 1 | 48 | 0% | 0% | 4 | 0% | 0% | 0% | 1 | 0 | 2 | 0% | 0% | 0% | 1 | 0.05678% | 0% | 0% | 1 | 25.77% | 0% | 0% | 1 | 96.34% | 0% | 0% | 5 | 96.39% | 0% | 0% | 5 | 0% | 0% | 0% | 1 | 6.491% | 0% | 0% | 1 |  |  |  | 0% | 0% | 1 | 48 | 0% | 0% | 4 | 0.1852% | 0% | 0% | 1 | 0 | 2 | 0.5344% | 3.41% | 3.945% | 2 | 1.477% | 0% | 0% | 1 | 20.7% | 0% | 0% | 1 | 79.94% | 0% | 0% | 3 | 81.41% | 0% | 0% | 3 | 0.1948% | 0% | 0% | 1 | 5.597% | 0% | 0% | 1 |  |  |  | 0% | 0% | 1 | 47.6667 | 0% | 0% | 4 | 0.2118% | 0% | 0% | 1 | 0 | 2 | 1.247% | 7.412% | 8.659% | 2 | 1.858% | 0% | 0% | 1 | 17.14% | 0% | 0% | 1 | 73.5% | 0% | 0% | 3 | 76.72% | 0% | 0% | 3 | 1.79% | 0% | 0% | 1 | 3.745% | 0% | 0% | 1
195 | Los Esteros | NORTHERN CALIFORNIA | 0 | 0 |  | 0% | 0% | 1 | 9.9393 | 0% | 0% | 1 | 0% | 0% | 0% | 1 | 0 | 2 | 41.82% | 0% | 41.82% | 2 | 0% | 0% | 0% | 1 | 9.134% | 0% | 0% | 1 | 50.76% | 0% | 0% | 2 | 50.76% | 0% | 0% | 2 | 38.76% | 0% | 0% | 1 | 34.46% | 0% | 0% | 1 |  |  |  | 0% | 0% | 1 | 6.4955 | 0% | 0% | 1 | 0.1351% | 0% | 0% | 1 | 0 | 2 | 77.88% | 0% | 77.88% | 5 | 43.25% | 0% | 0% | 1 | 40.83% | 0% | 0% | 1 | 46.49% | 0% | 0% | 1 | 53.15% | 0% | 0% | 2 | 53.01% | 0% | 0% | 2 | 9.134% | 0% | 0% | 1 |  |  |  | 0% | 0% | 1 | 7 | 0% | 0% | 1 | 0.4484% | 0% | 0% | 1 | 0 | 2 | 76.28% | 5.901% | 82.18% | 5 | 57.85% | 0% | 0% | 2 | 34.43% | 0% | 0% | 1 | 44.35% | 0% | 0% | 1 | 67.14% | 0% | 0% | 2 | 66.39% | 0% | 0% | 2 | 7.4% | 0% | 0% | 1 |  |  |  | 0% | 0% | 1 | 12.5629 | 0% | 0% | 2 | 0.5637% | 0% | 0% | 1 | 0 | 2 | 71.49% | 15.57% | 87.06% | 5 | 71.3% | 0% | 0% | 3 | 35.46% | 0% | 0% | 1 | 50.49% | 0% | 0% | 2 | 83.11% | 0% | 0% | 3 | 65.92% | 0% | 0% | 2 | 5.858% | 0% | 0% | 1
196 | Birds Landing | NORTHERN CALIFORNIA | 0 | 0 |  | 0% | 0% | 1 | 6.0492 | 0% | 0% | 1 | 0% | 0% | 0% | 1 | 0 | 2 | 0% | 0% | 0% | 1 | 15.48% | 0% | 0% | 1 | 32.6% | 0% | 0% | 1 | 31.65% | 0% | 0% | 1 | 44.96% | 0% | 0% | 1 | 0.4479% | 0% | 0% | 1 | 12.66% | 0% | 0% | 1 |  |  |  | 0% | 0% | 1 | 6.7284 | 0% | 0% | 1 | 4.233% | 0% | 0% | 1 | 0 | 2 | 0.01799% | 0% | 0.01799% | 1 | 13.38% | 0% | 0% | 1 | 38.08% | 0% | 0% | 1 | 35.04% | 0% | 0% | 1 | 48.61% | 0% | 0% | 1 | 2.177% | 0% | 0% | 1 | 29.24% | 0% | 0% | 1 |  |  |  | 0% | 0% | 1 | 7.0086 | 0% | 0% | 1 | 21.99% | 0% | 0% | 1 | 0 | 2 | 2.832% | 0.09118% | 2.924% | 2 | 12.11% | 0% | 0% | 1 | 37.12% | 0% | 0% | 1 | 36.48% | 0% | 0% | 1 | 47.71% | 0% | 0% | 1 | 4.27% | 0% | 0% | 1 | 24.24% | 0% | 0% | 1 |  |  |  | 0% | 0% | 1 | 11.7554 | 0% | 0% | 1 | 33.63% | 0% | 0% | 1 | 0 | 2 | 5.819% | 1.242% | 7.061% | 2 | 18.41% | 0% | 0% | 1 | 29.24% | 0% | 0% | 1 | 29.77% | 0% | 0% | 1 | 42.25% | 0% | 0% | 1 | 5.709% | 0% | 0% | 1 | 17.28% | 0% | 0% | 1
197 | Cayetano | NORTHERN CALIFORNIA | 100 | 1000 |  | 84.55% | 0% | 4 | 13.8621 | 106.1% | 0.3083% | 3 | 0% | 81.73% | 0% | 3 | 0 | 2 | 59.09% | 8.672% | 67.77% | 3 | 36.01% | 7.362% | 0% | 1 | 59.37% | 11.59% | 0% | 2 | 83.29% | 28.2% | 0% | 3 | 83.29% | 28.2% | 0% | 3 | 30.25% | 6.754% | 0% | 1 | 7.735% | 28.2% | 0% | 2 | 15 | 12 |  | 41.46% | 0% | 2 | 10.7447 | 6.432% | 0% | 1 | 0.2902% | 36.44% | 0% | 2 | 0 | 2 | 48.89% | 5.275% | 54.17% | 3 | 65.24% | 3.573% | 0% | 2 | 59.91% | 3.098% | 0% | 2 | 74.16% | 4.807% | 0% | 3 | 89.85% | 12.24% | 0% | 3 | 30.25% | 1.781% | 0% | 1 | 7.401% | 12.24% | 0% | 1 | 10 | 12 |  | 15.38% | 0% | 1 | 12.2283 | 2.395% | 0% | 2 | 9.065% | 36.44% | 0% | 2 | 0 | 2 | 37% | 11.23% | 48.23% | 3 | 61.86% | 1.449% | 0% | 2 | 59.24% | 1.356% | 0% | 2 | 68.05% | 1.73% | 0% | 2 | 85.71% | 3.868% | 0% | 3 | 34.75% | 0.8468% | 0% | 1 | 6.765% | 3.868% | 0% | 1 | 10 | 11 |  | 11.03% | 0% | 1 | 10.7778 | 1.066% | 0% | 1 | 19.33% | 36.44% | 0% | 2 | 0 | 2 | 30.21% | 10.5% | 40.7% | 3 | 59.87% | 0.8489% | 0% | 2 | 46.91% | 0.6417% | 0% | 1 | 54.78% | 0.7535% | 0% | 2 | 76.45% | 1.447% | 0% | 3 | 35.71% | 0.5299% | 0% | 1 | 6.363% | 1.447% | 0% | 1
198 | Silvergate | SAN DIEGO | 0 | 0 |  | 0% | 0% | 1 | 33 | 0% | 0% | 4 | 0% | 0% | 0% | 1 | 0 | 2 | 0% | 0% | 0% | 1 | 1.71% | 0% | 0% | 1 | 10.13% | 0% | 0% | 1 | 79.86% | 0% | 0% | 3 | 80.26% | 0% | 0% | 3 | 0% | 0% | 0% | 1 | 1.193% | 0% | 0% | 1 |  |  |  | 0% | 0% | 1 | 26.3333 | 0% | 0% | 3 | 0% | 0% | 0% | 1 | 0 | 2 | 1.151% | 0% | 1.151% | 1 | 1.651% | 0% | 0% | 1 | 19.96% | 0% | 0% | 1 | 80.6% | 0% | 0% | 3 | 80.94% | 0% | 0% | 3 | 0% | 0% | 0% | 1 | 1.596% | 0% | 0% | 1 |  |  |  | 0% | 0% | 1 | 25 | 0% | 0% | 3 | 0% | 0% | 0% | 1 | 0 | 2 | 47.74% | 11.84% | 59.58% | 3 | 12.68% | 0% | 0% | 1 | 64.26% | 0% | 0% | 2 | 86.18% | 0% | 0% | 3 | 92.55% | 0% | 0% | 4 | 27.32% | 0% | 0% | 1 | 4.732% | 0% | 0% | 1 |  |  |  | 0% | 0% | 1 | 23.041 | 0% | 0% | 3 | 0.05108% | 0% | 0% | 1 | 0 | 2 | 32.41% | 43.55% | 75.96% | 5 | 29.78% | 0% | 0% | 1 | 65.99% | 0% | 0% | 2 | 82.9% | 0% | 0% | 3 | 91.38% | 0% | 0% | 4 | 25.99% | 0% | 0% | 1 | 5.27% | 0% | 0% | 1
199 | Richmond | NORTHERN CALIFORNIA | 0 | 0 |  | 0% | 0% | 1 | 11.3102 | 0% | 0% | 1 | 0% | 0% | 0% | 1 | 0 | 2 | 91.51% | 0% | 91.51% | 5 | 64.56% | 0% | 0% | 2 | 8.966% | 0% | 0% | 1 | 2.76% | 0% | 0% | 1 | 68.31% | 0% | 0% | 2 | 65.74% | 0% | 0% | 2 | 5.01% | 0% | 0% | 1 | 10 | 9 |  | 0% | 0% | 1 | 7.4607 | 0% | 0% | 1 | 0% | 0% | 0% | 1 | 0 | 2 | 85.43% | 0% | 85.43% | 5 | 42.92% | 0% | 0% | 1 | 18.69% | 0% | 0% | 1 | 14.77% | 0% | 0% | 1 | 55.79% | 0% | 0% | 2 | 56.02% | 0% | 0% | 2 | 9.166% | 0% | 0% | 1 | 10 | 8 |  | 0% | 0% | 1 | 6.6648 | 0% | 0% | 1 | 0% | 0% | 0% | 1 | 0 | 2 | 85.02% | 0% | 85.02% | 5 | 30.54% | 0% | 0% | 1 | 21.15% | 0% | 0% | 1 | 19.16% | 0% | 0% | 1 | 50.56% | 0% | 0% | 2 | 52.18% | 0% | 0% | 2 | 9.273% | 0% | 0% | 1 | 10 | 8 |  | 0% | 0% | 1 | 6.5 | 0% | 0% | 1 | 0% | 0% | 0% | 1 | 0 | 2 | 80.73% | 0% | 80.73% | 5 | 24.94% | 0% | 0% | 1 | 21.72% | 0% | 0% | 1 | 23.58% | 0% | 0% | 1 | 49.25% | 0% | 0% | 1 | 52.76% | 0% | 0% | 2 | 11.21% | 0% | 0% | 1
200 | Rancho Vista | GREATER LA METRO | 0 | 0 |  | 0% | 0% | 1 | 41.75 | 0% | 0% | 4 | 0% | 0% | 0% | 1 | 0 | 2 | 100% | 0% | 100% | 5 | 100% | 0% | 0% | 5 | 100% | 0% | 0% | 5 | 100% | 0% | 0% | 5 | 100% | 0% | 0% | 5 | 0% | 0% | 0% | 1 | 0% | 0% | 0% | 1 |  |  |  | 0% | 0% | 1 | 52.8982 | 0% | 0% | 4 | 14.83% | 0% | 0% | 1 | 0 | 2 | 14.45% | 28.63% | 43.08% | 4 | 43.09% | 0% | 0% | 1 | 32.32% | 0% | 0% | 1 | 28.93% | 0% | 0% | 1 | 43.09% | 0% | 0% | 1 | 22.72% | 0% | 0% | 1 | 5.23% | 0% | 0% | 1 |  |  |  | 0% | 0% | 1 | 38 | 0% | 0% | 4 | 6.632% | 0% | 0% | 1 | 0 | 2 | 27.02% | 50.87% | 77.9% | 5 | 59.14% | 0% | 0% | 2 | 43.58% | 0% | 0% | 1 | 49.27% | 0% | 0% | 1 | 76.26% | 0% | 0% | 3 | 22.19% | 0% | 0% | 1 | 16.07% | 0% | 0% | 1 |  |  |  | 0% | 0% | 1 | 23.6667 | 0% | 0% | 3 | 2.448% | 0% | 0% | 1 | 0 | 2 | 22.13% | 65.98% | 88.11% | 5 | 46.04% | 0% | 0% | 1 | 49.91% | 0% | 0% | 1 | 60.71% | 0% | 0% | 2 | 86.19% | 0% | 0% | 3 | 37.92% | 0% | 0% | 1 | 10.46% | 0% | 0% | 1
201 | Thermalito | NORTHERN CALIFORNIA | 0 | 0 |  | 0% | 0% | 1 | 8.2845 | 0% | 0% | 1 | 3.196% | 0% | 0% | 1 | 0 | 2 | 1.969% | 0% | 1.969% | 1 | 69.73% | 0% | 0% | 2 | 26.53% | 0% | 0% | 1 | 38.61% | 0% | 0% | 1 | 99.87% | 0% | 0% | 5 | 9.026% | 0% | 0% | 1 | 38.82% | 0% | 0% | 1 |  |  |  | 0% | 0% | 1 | 12.3153 | 0% | 0% | 2 | 6.744% | 0% | 0% | 1 | 0 | 2 | 13.44% | 0% | 13.44% | 1 | 65.75% | 0% | 0% | 2 | 18.09% | 0% | 0% | 1 | 51.06% | 0% | 0% | 2 | 89.33% | 0% | 0% | 3 | 7.792% | 0% | 0% | 1 | 19.02% | 0% | 0% | 1 |  |  |  | 0% | 0% | 1 | 13.3301 | 0% | 0% | 2 | 13.93% | 0% | 0% | 1 | 0 | 2 | 20.49% | 5.747% | 26.23% | 2 | 61.77% | 0% | 0% | 2 | 14.73% | 0% | 0% | 1 | 48.2% | 0% | 0% | 1 | 83.62% | 0% | 0% | 3 | 16.18% | 0% | 0% | 1 | 12.99% | 0% | 0% | 1 |  |  |  | 0% | 0% | 1 | 13.25 | 0% | 0% | 2 | 20.76% | 0% | 0% | 1 | 0 | 2 | 18.53% | 11.87% | 30.4% | 3 | 56.48% | 0% | 0% | 2 | 18.6% | 0% | 0% | 1 | 45.28% | 0% | 0% | 1 | 80.1% | 0% | 0% | 3 | 18.17% | 0% | 0% | 1 | 11.03% | 0% | 0% | 1
202 | Martinez | NORTHERN CALIFORNIA | 0 | 0 |  | 0% | 0% | 1 | 75 | 0% | 0% | 4 | 0.1298% | 0% | 0% | 1 | 0 | 2 | 55.26% | 0.0122% | 55.27% | 3 | 1.585% | 0% | 0% | 1 | 38.02% | 0% | 0% | 1 | 49.45% | 0% | 0% | 1 | 60.82% | 0% | 0% | 2 | 12.6% | 0% | 0% | 1 | 5.976% | 0% | 0% | 1 |  |  |  | 0% | 0% | 1 | 73 | 0% | 0% | 4 | 0.07035% | 0% | 0% | 1 | 0 | 2 | 45.88% | 2.051% | 47.93% | 2 | 19.21% | 0% | 0% | 1 | 46.06% | 0% | 0% | 1 | 54.2% | 0% | 0% | 2 | 72.06% | 0% | 0% | 3 | 18.66% | 0% | 0% | 1 | 17.75% | 0% | 0% | 1 |  |  |  | 0% | 0% | 1 | 52 | 0% | 0% | 4 | 1.15% | 0% | 0% | 1 | 0 | 2 | 31.77% | 8.131% | 39.9% | 2 | 35.68% | 0% | 0% | 1 | 45.19% | 0% | 0% | 1 | 54.85% | 0% | 0% | 2 | 78.32% | 0% | 0% | 3 | 20.73% | 0% | 0% | 1 | 24.26% | 0% | 0% | 1 |  |  |  | 0% | 0% | 1 | 33 | 0% | 0% | 4 | 5.388% | 0% | 0% | 1 | 0 | 2 | 23.7% | 12.67% | 36.37% | 3 | 37.87% | 0% | 0% | 1 | 37.78% | 0% | 0% | 1 | 48.1% | 0% | 0% | 1 | 70.96% | 0% | 0% | 3 | 22.53% | 0% | 0% | 1 | 16.35% | 0% | 0% | 1
203 | Lone Tree | NORTHERN CALIFORNIA | 0 | 0 |  | 0% | 0% | 1 | 11.2027 | 0% | 0% | 1 | 15.41% | 0% | 0% | 1 | 0 | 2 | 56.18% | 0% | 56.18% | 3 | 38.15% | 0% | 0% | 1 | 59.12% | 0% | 0% | 2 | 59.12% | 0% | 0% | 2 | 59.14% | 0% | 0% | 2 | 38.45% | 0% | 0% | 1 | 6.864% | 0% | 0% | 1 | 8 | 9 |  | 0% | 0% | 1 | 9.1868 | 0% | 0% | 1 | 18.29% | 0% | 0% | 1 | 0 | 2 | 33.8% | 9.461% | 43.26% | 2 | 26.72% | 0% | 0% | 1 | 57.38% | 0% | 0% | 2 | 58.73% | 0% | 0% | 2 | 60.36% | 0% | 0% | 2 | 17.53% | 0% | 0% | 1 | 11.91% | 0% | 0% | 1 | 7 | 9 |  | 0% | 0% | 1 | 7.1151 | 0% | 0% | 1 | 26.15% | 0% | 0% | 1 | 0 | 2 | 17.63% | 3.86% | 21.49% | 2 | 34.44% | 0% | 0% | 1 | 44.31% | 0% | 0% | 1 | 45.57% | 0% | 0% | 1 | 60.6% | 0% | 0% | 2 | 8.666% | 0% | 0% | 1 | 13.59% | 0% | 0% | 1 | 7 | 7 |  | 0% | 0% | 1 | 9.1881 | 0% | 0% | 1 | 36.45% | 0% | 0% | 1 | 0 | 2 | 10.07% | 3.85% | 13.92% | 2 | 30.78% | 0% | 0% | 1 | 34.32% | 0% | 0% | 1 | 36.87% | 0% | 0% | 1 | 52.19% | 0% | 0% | 2 | 6.819% | 0% | 0% | 1 | 11.96% | 0% | 0% | 1
204 | Delta PP | NORTHERN CALIFORNIA | 0 | 0 |  | 0% | 0% | 1 | 11.3076 | 0% | 0% | 1 | 16.88% | 0% | 0% | 1 | 0 | 2 | 8.587% | 0% | 8.587% | 1 | 69.85% | 0% | 0% | 2 | 60.9% | 0% | 0% | 2 | 70.4% | 0% | 0% | 3 | 91.89% | 0% | 0% | 4 | 1.5% | 0% | 0% | 1 | 9.732% | 0% | 0% | 1 |  |  |  | 0% | 0% | 1 | 10.8445 | 0% | 0% | 1 | 34.47% | 0% | 0% | 1 | 0 | 2 | 10.88% | 1.313% | 12.19% | 2 | 52.55% | 0% | 0% | 2 | 47.38% | 0% | 0% | 1 | 51.48% | 0% | 0% | 2 | 69.08% | 0% | 0% | 2 | 6.839% | 0% | 0% | 1 | 6.604% | 0% | 0% | 1 |  |  |  | 0% | 0% | 1 | 11.8189 | 0% | 0% | 1 | 37.7% | 0% | 0% | 1 | 0 | 2 | 17.84% | 2.478% | 20.32% | 2 | 47% | 0% | 0% | 1 | 41.7% | 0% | 0% | 1 | 44.34% | 0% | 0% | 1 | 61.86% | 0% | 0% | 2 | 16.84% | 0% | 0% | 1 | 6.762% | 0% | 0% | 1 |  |  |  | 0% | 0% | 1 | 11.75 | 0% | 0% | 1 | 39.53% | 0% | 0% | 1 | 0 | 2 | 17.45% | 2.041% | 19.49% | 2 | 44.65% | 0% | 0% | 1 | 37.44% | 0% | 0% | 1 | 39.55% | 0% | 0% | 1 | 59.5% | 0% | 0% | 2 | 20.23% | 0% | 0% | 1 | 7.188% | 0% | 0% | 1
205 | Green Ridge Midway | NORTHERN CALIFORNIA | 0 | 0 |  | 0% | 0% | 1 | 16.9 | 0% | 0% | 2 | 5.866% | 0% | 0% | 1 | 0 | 2 | 0% | 0% | 0% | 1 | 82.85% | 0% | 0% | 3 | 70.51% | 0% | 0% | 3 | 80.85% | 0% | 0% | 3 | 98.45% | 0% | 0% | 5 | 13.63% | 0% | 0% | 1 | 4.065% | 0% | 0% | 1 |  |  |  | 0% | 0% | 1 | 13.1704 | 0% | 0% | 2 | 20.16% | 0% | 0% | 1 | 0 | 2 | 12.91% | 0.143% | 13.05% | 2 | 68.03% | 0% | 0% | 2 | 60.47% | 0% | 0% | 2 | 62% | 0% | 0% | 2 | 82.69% | 0% | 0% | 3 | 22.84% | 0% | 0% | 1 | 6.179% | 0% | 0% | 1 |  |  |  | 0% | 0% | 1 | 12.553 | 0% | 0% | 2 | 33.11% | 0% | 0% | 1 | 0 | 2 | 19.89% | 0.8682% | 20.75% | 2 | 53.93% | 0% | 0% | 2 | 41.82% | 0% | 0% | 1 | 44.32% | 0% | 0% | 1 | 67.17% | 0% | 0% | 2 | 26.56% | 0% | 0% | 1 | 5.484% | 0% | 0% | 1 |  |  |  | 0% | 0% | 1 | 12 | 0% | 0% | 2 | 36.61% | 0% | 0% | 1 | 0 | 2 | 21.19% | 1.816% | 23.01% | 2 | 52.68% | 0% | 0% | 2 | 36.06% | 0% | 0% | 1 | 38.96% | 0% | 0% | 1 | 63.08% | 0% | 0% | 2 | 28.16% | 0% | 0% | 1 | 5.892% | 0% | 0% | 1
206 | Inyo | GREATER KRAMER | 0 | 0 |  | 0% | 0% | 1 | 5.6895 | 0% | 0% | 1 | 0% | 0% | 0% | 1 | 0 | 2 | 91.59% | 0% | 91.59% | 5 | 0% | 0% | 0% | 1 | 17.49% | 0% | 0% | 1 | 34.64% | 0% | 0% | 1 | 40.62% | 0% | 0% | 1 | 40.67% | 0% | 0% | 1 | 4.819% | 0% | 0% | 1 |  |  |  | 0% | 0% | 1 | 4.0981 | 0% | 0% | 1 | 0% | 0% | 0% | 1 | 0 | 2 | 68.4% | 0% | 68.4% | 3 | 0% | 0% | 0% | 1 | 24.24% | 0% | 0% | 1 | 37.83% | 0% | 0% | 1 | 39.07% | 0% | 0% | 1 | 69.36% | 0% | 0% | 2 | 9.339% | 0% | 0% | 1 |  |  |  | 0% | 0% | 1 | 4.681 | 0% | 0% | 1 | 0% | 0% | 0% | 1 | 0 | 2 | 63.98% | 0% | 63.98% | 3 | 0% | 0% | 0% | 1 | 29.12% | 0% | 0% | 1 | 37.73% | 0% | 0% | 1 | 40.12% | 0% | 0% | 1 | 67.42% | 0% | 0% | 2 | 6.844% | 0% | 0% | 1 |  |  |  | 0% | 0% | 1 | 4 | 0% | 0% | 1 | 0% | 0% | 0% | 1 | 0 | 2 | 58.19% | 0% | 58.19% | 3 | 0% | 0% | 0% | 1 | 26.7% | 0% | 0% | 1 | 27.83% | 0% | 0% | 1 | 34.23% | 0% | 0% | 1 | 70.31% | 0% | 0% | 3 | 5.988% | 0% | 0% | 1
207 | Control | GREATER KRAMER | 0 | 0 |  | 0% | 0% | 1 | 4.2925 | 0% | 0% | 1 | 0% | 0% | 0% | 1 | 0 | 2 | 93.51% | 0% | 93.51% | 5 | 0% | 0% | 0% | 1 | 10.42% | 0% | 0% | 1 | 50.38% | 0% | 0% | 2 | 53.32% | 0% | 0% | 2 | 59.99% | 0% | 0% | 2 | 8.012% | 0% | 0% | 1 |  |  |  | 0% | 0% | 1 | 4.3581 | 0% | 0% | 1 | 0% | 0% | 0% | 1 | 0 | 2 | 75.91% | 0% | 75.91% | 5 | 0% | 0% | 0% | 1 | 29.85% | 0% | 0% | 1 | 43.22% | 0% | 0% | 1 | 45.42% | 0% | 0% | 1 | 65.13% | 0% | 0% | 2 | 10.02% | 0% | 0% | 1 |  |  |  | 0% | 0% | 1 | 4.4419 | 0% | 0% | 1 | 0% | 0% | 0% | 1 | 0 | 2 | 71.52% | 0% | 71.52% | 3 | 0% | 0% | 0% | 1 | 27.6% | 0% | 0% | 1 | 37.79% | 0% | 0% | 1 | 39.63% | 0% | 0% | 1 | 66.71% | 0% | 0% | 2 | 7.469% | 0% | 0% | 1 |  |  |  | 0% | 0% | 1 | 4.0494 | 0% | 0% | 1 | 0% | 0% | 0% | 1 | 0 | 2 | 61.14% | 0% | 61.14% | 3 | 0% | 0% | 0% | 1 | 26.51% | 0% | 0% | 1 | 28.3% | 0% | 0% | 1 | 34.18% | 0% | 0% | 1 | 70% | 0% | 0% | 2 | 6.024% | 0% | 0% | 1
208 | Big Creek | SPGE | 0 | 0 |  | 0% | 0% | 1 | 3.661 | 0% | 0% | 1 | 0% | 0% | 0% | 1 | 0 | 2 | 7.311% | 65.93% | 73.24% | 5 | 38.59% | 0% | 0% | 1 | 92.73% | 0% | 0% | 4 | 19.79% | 0% | 0% | 1 | 92.83% | 0% | 0% | 4 | 74.91% | 0% | 0% | 3 | 5.697% | 0% | 0% | 1 |  |  |  | 0% | 0% | 1 | 7 | 0% | 0% | 1 | 0% | 0% | 0% | 1 | 0 | 2 | 37.67% | 41.27% | 78.94% | 5 | 38.12% | 0% | 0% | 1 | 68.63% | 0% | 0% | 2 | 27.39% | 0% | 0% | 1 | 80.41% | 0% | 0% | 3 | 72.79% | 0% | 0% | 3 | 5.147% | 0% | 0% | 1 |  |  |  | 0% | 0% | 1 | 8.5452 | 0% | 0% | 1 | 0% | 0% | 0% | 1 | 0 | 2 | 53.67% | 31.13% | 84.81% | 5 | 22.33% | 0% | 0% | 1 | 58.56% | 0% | 0% | 2 | 43.63% | 0% | 0% | 1 | 72.37% | 0% | 0% | 3 | 70.02% | 0% | 0% | 3 | 4.239% | 0% | 0% | 1 |  |  |  | 0% | 0% | 1 | 11.5742 | 0% | 0% | 1 | 0% | 0% | 0% | 1 | 0 | 2 | 61.12% | 23.09% | 84.21% | 5 | 17.27% | 0% | 0% | 1 | 47.68% | 0% | 0% | 1 | 39.54% | 0% | 0% | 1 | 63.23% | 0% | 0% | 2 | 70.09% | 0% | 0% | 3 | 4.215% | 0% | 0% | 1
209 | Moss Landing |  | 0 | 0 |  | 0% | 0% | 1 | 13.48 | 0% | 0% | 2 | 55.96% | 0% | 0% | 2 | 1 | 1 | 0.8649% | 0% | 0.8649% | 1 | 0.3143% | 0% | 0% | 1 | 59.76% | 0% | 0% | 2 | 61.47% | 0% | 0% | 2 | 61.78% | 0% | 0% | 2 | 0% | 0% | 0% | 1 | 9.1% | 0% | 0% | 1 |  |  |  | 0% | 0% | 1 | 20 | 0% | 0% | 3 | 48.91% | 0% | 0% | 1 | 1 | 1 | 3.506% | 0% | 3.506% | 1 | 7.363% | 0% | 0% | 1 | 28.25% | 0% | 0% | 1 | 34.56% | 0% | 0% | 1 | 38.93% | 0% | 0% | 1 | 2.423% | 0% | 0% | 1 | 6.664% | 0% | 0% | 1 |  |  |  | 0% | 0% | 1 | 19.0915 | 0% | 0% | 2 | 32.71% | 0% | 0% | 1 | 1 | 1 | 20.74% | 9.699% | 30.43% | 2 | 30.61% | 0% | 0% | 1 | 21.46% | 0% | 0% | 1 | 33.05% | 0% | 0% | 1 | 56.59% | 0% | 0% | 2 | 17.16% | 0% | 0% | 1 | 6.183% | 0% | 0% | 1 |  |  |  | 0% | 0% | 1 | 20 | 0% | 0% | 3 | 28.15% | 0% | 0% | 1 | 1 | 1 | 25.42% | 12.97% | 38.39% | 3 | 28.87% | 0% | 0% | 1 | 16% | 0% | 0% | 1 | 27.04% | 0% | 0% | 1 | 49.98% | 0% | 0% | 1 | 21.1% | 0% | 0% | 1 | 5.238% | 0% | 0% | 1
210 | Cal Ave | SPGE | 0 | 0 |  | 0% | 0% | 1 | 29.1263 | 0% | 0% | 3 | 79.94% | 0% | 0% | 3 | 0 | 2 | 0% | 0% | 0% | 1 | 0% | 0% | 0% | 1 | 0% | 0% | 0% | 1 | 0% | 0% | 0% | 1 | 0% | 0% | 0% | 1 | 0% | 0% | 0% | 1 | 0.01868% | 0% | 0% | 1 |  |  |  | 0% | 0% | 1 | 24.8 | 0% | 0% | 3 | 68.26% | 0% | 0% | 2 | 0 | 2 | 0% | 0% | 0% | 1 | 0% | 0% | 0% | 1 | 0% | 0% | 0% | 1 | 0% | 0% | 0% | 1 | 0% | 0% | 0% | 1 | 0% | 0% | 0% | 1 | 0.2714% | 0% | 0% | 1 |  |  |  | 0% | 0% | 1 | 21.875 | 0% | 0% | 3 | 61.83% | 0% | 0% | 2 | 0 | 2 | 0% | 0% | 0% | 1 | 10.97% | 0% | 0% | 1 | 10.8% | 0% | 0% | 1 | 10.75% | 0% | 0% | 1 | 15.13% | 0% | 0% | 1 | 1.457% | 0% | 0% | 1 | 5.018% | 0% | 0% | 1 |  |  |  | 0% | 0% | 1 | 18.7393 | 0% | 0% | 2 | 50.78% | 0% | 0% | 2 | 0 | 2 | 0.3664% | 0% | 0.3664% | 1 | 17.87% | 0% | 0% | 1 | 16.81% | 0% | 0% | 1 | 17.1% | 0% | 0% | 1 | 28.43% | 0% | 0% | 1 | 9.723% | 0% | 0% | 1 | 7.307% | 0% | 0% | 1
211 | Poso Mountain | SPGE | 0 | 0 |  | 0% | 0% | 1 | 6.3618 | 0% | 0% | 1 | 0% | 0% | 0% | 1 | 1 | 1 | 57.82% | 0% | 57.82% | 3 | 63.16% | 0% | 0% | 2 | 0.6501% | 0% | 0% | 1 | 7.261% | 0% | 0% | 1 | 63.16% | 0% | 0% | 2 | 36.13% | 0% | 0% | 1 | 1.867% | 0% | 0% | 1 | 7 | 8 |  | 0% | 0% | 1 | 6.7866 | 0% | 0% | 1 | 5.63% | 0% | 0% | 1 | 1 | 1 | 48.28% | 0% | 48.28% | 2 | 73.93% | 0% | 0% | 3 | 22.37% | 0% | 0% | 1 | 34.55% | 0% | 0% | 1 | 75.89% | 0% | 0% | 3 | 40.23% | 0% | 0% | 1 | 1.586% | 0% | 0% | 1 | 6 | 10 |  | 0% | 0% | 1 | 7.6338 | 0% | 0% | 1 | 21.08% | 0% | 0% | 1 | 1 | 1 | 46.34% | 0% | 46.34% | 2 | 63.2% | 0% | 0% | 2 | 18% | 0% | 0% | 1 | 26.11% | 0% | 0% | 1 | 65.03% | 0% | 0% | 2 | 40.28% | 0% | 0% | 1 | 1.489% | 0% | 0% | 1 | 6 | 8 |  | 0% | 0% | 1 | 8.0477 | 0% | 0% | 1 | 29.18% | 0% | 0% | 1 | 1 | 1 | 41.22% | 0% | 41.22% | 2 | 50.93% | 0% | 0% | 2 | 12.51% | 0% | 0% | 1 | 21.58% | 0% | 0% | 1 | 54.7% | 0% | 0% | 2 | 36.57% | 0% | 0% | 1 | 1.492% | 0% | 0% | 1
212 | Walnut | GREATER LA METRO | 0 | 0 |  | 0% | 0% | 1 | 0 | 0% | 0% | 1 | 0% | 0% | 0% | 1 | 0 | 2 | 0% | 0% | 0% | 1 | 0% | 0% | 0% | 1 | 0% | 0% | 0% | 1 | 0% | 0% | 0% | 1 | 0% | 0% | 0% | 1 | 0% | 0% | 0% | 1 | 0% | 0% | 0% | 1 |  |  |  | 0% | 0% | 1 | 16.0968 | 0% | 0% | 2 | 0% | 0% | 0% | 1 | 0 | 2 | 16.01% | 83.99% | 100% | 5 | 53.57% | 0% | 0% | 2 | 0% | 0% | 0% | 1 | 0% | 0% | 0% | 1 | 53.57% | 0% | 0% | 2 | 38.74% | 0% | 0% | 1 | 18.14% | 0% | 0% | 1 |  |  |  | 0% | 0% | 1 | 9.8378 | 0% | 0% | 1 | 0% | 0% | 0% | 1 | 0 | 2 | 5.825% | 94.18% | 100% | 5 | 36.21% | 0% | 0% | 1 | 21.69% | 0% | 0% | 1 | 35.05% | 0% | 0% | 1 | 69.98% | 0% | 0% | 2 | 46.43% | 0% | 0% | 1 | 22.45% | 0% | 0% | 1 |  |  |  | 0% | 0% | 1 | 6.7631 | 0% | 0% | 1 | 4.357% | 0% | 0% | 1 | 0 | 2 | 12.07% | 74.07% | 86.14% | 5 | 24.6% | 0% | 0% | 1 | 27.2% | 0% | 0% | 1 | 36.94% | 0% | 0% | 1 | 65.24% | 0% | 0% | 2 | 39.32% | 0% | 0% | 1 | 23.97% | 0% | 0% | 1
213 | Chevmain | GREATER LA METRO | 0 | 0 |  | 0% | 0% | 1 | 5.6346 | 0% | 0% | 1 | 0% | 0% | 0% | 1 | 0 | 2 | 0% | 0% | 0% | 1 | 1.809% | 0% | 0% | 1 | 0% | 0% | 0% | 1 | 28.75% | 0% | 0% | 1 | 30.56% | 0% | 0% | 1 | 0% | 0% | 0% | 1 | 0% | 0% | 0% | 1 |  |  |  | 0% | 0% | 1 | 10.0673 | 0% | 0% | 1 | 0% | 0% | 0% | 1 | 0 | 2 | 20.72% | 0% | 20.72% | 2 | 2.89% | 0% | 0% | 1 | 30.56% | 0% | 0% | 1 | 55.07% | 0% | 0% | 2 | 57.96% | 0% | 0% | 2 | 0% | 0% | 0% | 1 | 0.1727% | 0% | 0% | 1 |  |  |  | 0% | 0% | 1 | 11.4413 | 0% | 0% | 1 | 0% | 0% | 0% | 1 | 0 | 2 | 17.75% | 1.347% | 19.1% | 2 | 1.431% | 0% | 0% | 1 | 2.895% | 0% | 0% | 1 | 58.93% | 0% | 0% | 2 | 60.36% | 0% | 0% | 2 | 7.291% | 0% | 0% | 1 | 3.318% | 0% | 0% | 1 |  |  |  | 0% | 0% | 1 | 21.681 | 0% | 0% | 3 | 0% | 0% | 0% | 1 | 0 | 2 | 22.79% | 25.64% | 48.43% | 4 | 11.42% | 0% | 0% | 1 | 15.9% | 0% | 0% | 1 | 43.65% | 0% | 0% | 1 | 49.59% | 0% | 0% | 1 | 11.68% | 0% | 0% | 1 | 8.342% | 0% | 0% | 1
214 | Long Beach |  | 0 | 0 |  | 0% | 0% | 1 | 11.2618 | 0% | 0% | 1 | 0% | 0% | 0% | 1 | 0 | 2 | 0% | 0% | 0% | 1 | 0% | 0% | 0% | 1 | 0% | 0% | 0% | 1 | 54.87% | 0% | 0% | 2 | 54.87% | 0% | 0% | 2 | 0% | 0% | 0% | 1 | 0.1386% | 0% | 0% | 1 |  |  |  | 0% | 0% | 1 | 26.44 | 0% | 0% | 3 | 0% | 0% | 0% | 1 | 0 | 2 | 0.1503% | 0% | 0.1503% | 1 | 0% | 0% | 0% | 1 | 10.41% | 0% | 0% | 1 | 62.33% | 0% | 0% | 2 | 62.33% | 0% | 0% | 2 | 0% | 0% | 0% | 1 | 0.4252% | 0% | 0% | 1 |  |  |  | 0% | 0% | 1 | 55.5 | 0% | 0% | 4 | 0% | 0% | 0% | 1 | 0 | 2 | 1.819% | 0% | 1.819% | 1 | 0.1433% | 0% | 0% | 1 | 9.329% | 0% | 0% | 1 | 68.55% | 0% | 0% | 2 | 68.69% | 0% | 0% | 2 | 0% | 0% | 0% | 1 | 0.4333% | 0% | 0% | 1 |  |  |  | 0% | 0% | 1 | 47 | 0% | 0% | 4 | 0% | 0% | 0% | 1 | 0 | 2 | 1.332% | 0% | 1.332% | 1 | 0.105% | 0% | 0% | 1 | 15.17% | 0% | 0% | 1 | 76.04% | 0% | 0% | 3 | 76.15% | 0% | 0% | 3 | 0% | 0% | 0% | 1 | 3.426% | 0% | 0% | 1
215 | Pit 1 | NORTHERN CALIFORNIA | 0 | 0 |  | 0% | 0% | 1 | 8.3556 | 0% | 0% | 1 | 0% | 0% | 0% | 1 | 0 | 2 | 86.66% | 0% | 86.66% | 5 | 50.78% | 0% | 0% | 2 | 71.19% | 0% | 0% | 3 | 83.49% | 0% | 0% | 3 | 96.98% | 0% | 0% | 5 | 57.36% | 0% | 0% | 2 | 3.923% | 0% | 0% | 1 |  |  |  | 0% | 0% | 1 | 7.7662 | 0% | 0% | 1 | 0% | 0% | 0% | 1 | 0 | 2 | 75.2% | 0% | 75.2% | 5 | 26.97% | 0% | 0% | 1 | 42.39% | 0% | 0% | 1 | 45.19% | 0% | 0% | 1 | 59.37% | 0% | 0% | 2 | 44.3% | 0% | 0% | 1 | 7.879% | 0% | 0% | 1 |  |  |  | 0% | 0% | 1 | 5.6983 | 0% | 0% | 1 | 3.571e-05% | 0% | 0% | 1 | 0 | 2 | 82.93% | 0% | 82.93% | 5 | 29.11% | 0% | 0% | 1 | 21.8% | 0% | 0% | 1 | 20.89% | 0% | 0% | 1 | 44.65% | 0% | 0% | 1 | 54.73% | 0% | 0% | 2 | 6.713% | 0% | 0% | 1 |  |  |  | 0% | 0% | 1 | 5 | 0% | 0% | 1 | 0.08094% | 0% | 0% | 1 | 0 | 2 | 87.58% | 0% | 87.58% | 5 | 36.08% | 0% | 0% | 1 | 15.37% | 0% | 0% | 1 | 13.35% | 0% | 0% | 1 | 46.74% | 0% | 0% | 1 | 58.79% | 0% | 0% | 2 | 6.337% | 0% | 0% | 1
216 | Cove Rd | NORTHERN CALIFORNIA | 0 | 0 |  | 0% | 0% | 1 | 6.8679 | 0% | 0% | 1 | 0.0566% | 0% | 0% | 1 | 0 | 2 | 100% | 0% | 100% | 5 | 62.22% | 0% | 0% | 2 | 14.22% | 0% | 0% | 1 | 22.59% | 0% | 0% | 1 | 64.51% | 0% | 0% | 2 | 50.94% | 0% | 0% | 2 | 4.456% | 0% | 0% | 1 |  |  |  | 0% | 0% | 1 | 5.0998 | 0% | 0% | 1 | 0.09386% | 0% | 0% | 1 | 0 | 2 | 90.17% | 9.324% | 99.49% | 5 | 54.94% | 0% | 0% | 2 | 22.77% | 0% | 0% | 1 | 31.17% | 0% | 0% | 1 | 68.69% | 0% | 0% | 2 | 65.67% | 0% | 0% | 2 | 5.401% | 0% | 0% | 1 |  |  |  | 0% | 0% | 1 | 4.8824 | 0% | 0% | 1 | 0.1037% | 0% | 0% | 1 | 0 | 2 | 86.45% | 10.56% | 97.01% | 5 | 51.94% | 0% | 0% | 2 | 21.45% | 0% | 0% | 1 | 24.88% | 0% | 0% | 1 | 64.55% | 0% | 0% | 2 | 63.84% | 0% | 0% | 2 | 6.772% | 0% | 0% | 1 |  |  |  | 0% | 0% | 1 | 5.0162 | 0% | 0% | 1 | 0.135% | 0% | 0% | 1 | 0 | 2 | 91.49% | 6.23% | 97.72% | 5 | 47.03% | 0% | 0% | 1 | 22.75% | 0% | 0% | 1 | 26.49% | 0% | 0% | 1 | 61.14% | 0% | 0% | 2 | 65.39% | 0% | 0% | 2 | 6.374% | 0% | 0% | 1
217 | Drum | NORTHERN CALIFORNIA | 0 | 0 |  | 0% | 0% | 1 | 10.3596 | 0% | 0% | 1 | 0% | 0% | 0% | 1 | 0 | 2 | 10.25% | 89.75% | 100% | 5 | 9.049% | 0% | 0% | 1 | 9.307% | 0% | 0% | 1 | 0.4596% | 0% | 0% | 1 | 18.36% | 0% | 0% | 1 | 21.32% | 0% | 0% | 1 | 0.9976% | 0% | 0% | 1 |  |  |  | 0% | 0% | 1 | 9.2437 | 0% | 0% | 1 | 0% | 0% | 0% | 1 | 0 | 2 | 40.88% | 58.29% | 99.18% | 5 | 19.22% | 0% | 0% | 1 | 14.39% | 0% | 0% | 1 | 6.718% | 0% | 0% | 1 | 34.23% | 0% | 0% | 1 | 34.7% | 0% | 0% | 1 | 1.852% | 0% | 0% | 1 |  |  |  | 0% | 0% | 1 | 11.5263 | 0% | 0% | 1 | 0.0163% | 0% | 0% | 1 | 0 | 2 | 39.24% | 53.08% | 92.32% | 5 | 27% | 0% | 0% | 1 | 15.87% | 0% | 0% | 1 | 17.43% | 0% | 0% | 1 | 47.13% | 0% | 0% | 1 | 36.87% | 0% | 0% | 1 | 2.911% | 0% | 0% | 1 |  |  |  | 0% | 0% | 1 | 13 | 0% | 0% | 2 | 0.04991% | 0% | 0% | 1 | 0 | 2 | 37.55% | 46.3% | 83.85% | 5 | 28.1% | 0% | 0% | 1 | 12.85% | 0% | 0% | 1 | 19.14% | 0% | 0% | 1 | 46.58% | 0% | 0% | 1 | 44.67% | 0% | 0% | 1 | 3.207% | 0% | 0% | 1
218 | Vierra | NORTHERN CALIFORNIA | 0 | 0 |  | 0% | 0% | 1 | 38.5 | 0% | 0% | 4 | 69.39% | 0% | 0% | 2 | 0 | 2 | 0% | 0% | 0% | 1 | 20.69% | 0% | 0% | 1 | 1.933% | 0% | 0% | 1 | 1.933% | 0% | 0% | 1 | 22.63% | 0% | 0% | 1 | 0% | 0% | 0% | 1 | 6.751% | 0% | 0% | 1 |  |  |  | 0% | 0% | 1 | 18.6667 | 0% | 0% | 2 | 69.71% | 0% | 0% | 2 | 0 | 2 | 0% | 0% | 0% | 1 | 19.73% | 0% | 0% | 1 | 12.39% | 0% | 0% | 1 | 12.39% | 0% | 0% | 1 | 25.03% | 0% | 0% | 1 | 0% | 0% | 0% | 1 | 5.113% | 0% | 0% | 1 |  |  |  | 0% | 0% | 1 | 16 | 0% | 0% | 2 | 69.7% | 0% | 0% | 2 | 0 | 2 | 0% | 0% | 0% | 1 | 28.05% | 0% | 0% | 1 | 13.55% | 0% | 0% | 1 | 13.53% | 0% | 0% | 1 | 34.55% | 0% | 0% | 1 | 1.104% | 0% | 0% | 1 | 3.647% | 0% | 0% | 1 |  |  |  | 0% | 0% | 1 | 14.9655 | 0% | 0% | 2 | 59.83% | 0% | 0% | 2 | 0 | 2 | 0% | 0% | 0% | 1 | 39.28% | 0% | 0% | 1 | 16.91% | 0% | 0% | 1 | 19.79% | 0% | 0% | 1 | 46.41% | 0% | 0% | 1 | 7.147% | 0% | 0% | 1 | 4.512% | 0% | 0% | 1
219 | Coyote | NORTHERN CALIFORNIA | 0 | 0 |  | 0% | 0% | 1 | 11.3834 | 0% | 0% | 1 | 6.214% | 0% | 0% | 1 | 0 | 2 | 58.87% | 0% | 58.87% | 3 | 99.73% | 0% | 0% | 5 | 53.9% | 0% | 0% | 2 | 63.81% | 0% | 0% | 2 | 99.95% | 0% | 0% | 5 | 39.11% | 0% | 0% | 1 | 3.349% | 0% | 0% | 1 |  |  |  | 0% | 0% | 1 | 10.0313 | 0% | 0% | 1 | 2.179% | 0% | 0% | 1 | 0 | 2 | 61.12% | 14.86% | 75.97% | 5 | 81.65% | 0% | 0% | 3 | 26.91% | 0% | 0% | 1 | 39.52% | 0% | 0% | 1 | 84.81% | 0% | 0% | 3 | 60.66% | 0% | 0% | 2 | 4.643% | 0% | 0% | 1 |  |  |  | 0% | 0% | 1 | 11.8421 | 0% | 0% | 1 | 1.556% | 0% | 0% | 1 | 0 | 2 | 64.61% | 23.99% | 88.59% | 5 | 71.94% | 0% | 0% | 3 | 24.93% | 0% | 0% | 1 | 41.57% | 0% | 0% | 1 | 79.17% | 0% | 0% | 3 | 64.83% | 0% | 0% | 2 | 3.785% | 0% | 0% | 1 |  |  |  | 0% | 0% | 1 | 15 | 0% | 0% | 2 | 2.987% | 0% | 0% | 1 | 0 | 2 | 60.07% | 28.47% | 88.55% | 5 | 67.42% | 0% | 0% | 2 | 26.03% | 0% | 0% | 1 | 46.19% | 0% | 0% | 1 | 82.92% | 0% | 0% | 3 | 61.14% | 0% | 0% | 2 | 3.265% | 0% | 0% | 1
220 | Metcalf | NORTHERN CALIFORNIA | 0 | 0 |  | 0% | 0% | 1 | 10.6133 | 0% | 0% | 1 | 6.138% | 0% | 0% | 1 | 0 | 2 | 57.58% | 0% | 57.58% | 3 | 99.48% | 0% | 0% | 5 | 55.6% | 0% | 0% | 2 | 65.56% | 0% | 0% | 2 | 99.7% | 0% | 0% | 5 | 38.37% | 0% | 0% | 1 | 3.245% | 0% | 0% | 1 |  |  |  | 0% | 0% | 1 | 9.8138 | 0% | 0% | 1 | 2.137% | 0% | 0% | 1 | 0 | 2 | 62.67% | 13.72% | 76.39% | 5 | 81.58% | 0% | 0% | 3 | 26.94% | 0% | 0% | 1 | 38.8% | 0% | 0% | 1 | 84.81% | 0% | 0% | 3 | 61% | 0% | 0% | 2 | 4.551% | 0% | 0% | 1 |  |  |  | 0% | 0% | 1 | 11.083 | 0% | 0% | 1 | 1.511% | 0% | 0% | 1 | 0 | 2 | 66.77% | 22.08% | 88.85% | 5 | 73.13% | 0% | 0% | 3 | 25.64% | 0% | 0% | 1 | 40.79% | 0% | 0% | 1 | 79.47% | 0% | 0% | 3 | 66.37% | 0% | 0% | 2 | 3.804% | 0% | 0% | 1 |  |  |  | 0% | 0% | 1 | 14.4654 | 0% | 0% | 2 | 2.919% | 0% | 0% | 1 | 0 | 2 | 60.85% | 27.83% | 88.68% | 5 | 67.47% | 0% | 0% | 2 | 26.34% | 0% | 0% | 1 | 45.93% | 0% | 0% | 1 | 82.74% | 0% | 0% | 3 | 61.6% | 0% | 0% | 2 | 3.276% | 0% | 0% | 1
221 | Diablo | SPGE | 0 | 0 |  | 0% | 0% | 1 | 3.7625 | 0% | 0% | 1 | 0% | 0% | 0% | 1 | 0 | 2 | 13.08% | 86.51% | 99.59% | 5 | 0.02522% | 0% | 0% | 1 | 5.786% | 0% | 0% | 1 | 56.33% | 0% | 0% | 2 | 56.33% | 0% | 0% | 2 | 63.63% | 0% | 0% | 2 | 6.915% | 0% | 0% | 1 |  |  |  | 0% | 0% | 1 | 8.1501 | 0% | 0% | 1 | 3.606% | 0% | 0% | 1 | 0 | 2 | 31.57% | 59.49% | 91.06% | 5 | 5.28% | 0% | 0% | 1 | 16.34% | 0% | 0% | 1 | 72.18% | 0% | 0% | 3 | 72.18% | 0% | 0% | 3 | 47.44% | 0% | 0% | 1 | 10.1% | 0% | 0% | 1 |  |  |  | 0% | 0% | 1 | 12.1114 | 0% | 0% | 2 | 5.395% | 0% | 0% | 1 | 0 | 2 | 42.22% | 32.75% | 74.97% | 5 | 18.14% | 0% | 0% | 1 | 14.89% | 0% | 0% | 1 | 66.72% | 0% | 0% | 2 | 70.56% | 0% | 0% | 3 | 46.62% | 0% | 0% | 1 | 9.258% | 0% | 0% | 1 |  |  |  | 0% | 0% | 1 | 9.5 | 0% | 0% | 1 | 5.973% | 0% | 0% | 1 | 0 | 2 | 38.64% | 33.92% | 72.56% | 5 | 37.06% | 0% | 0% | 1 | 23.78% | 0% | 0% | 1 | 49.98% | 0% | 0% | 1 | 66.02% | 0% | 0% | 2 | 46.94% | 0% | 0% | 1 | 9.311% | 0% | 0% | 1
222 | Coolwater | GREATER KRAMER | 350 | 3500 |  | 2573% | 22.51% | 5 | 21.86 | 532.6% | 34.42% | 5 | 8.181% | 4792% | 272.7% | 5 | 0 | 2 | 0% | 0% | 0% | 1 | 99.09% | 2547% | 22.5% | 5 | 81.49% | 125.4% | 5.767% | 4 | 55.14% | 51.73% | 0% | 3 | 99.09% | 2547% | 22.5% | 5 | 21.81% | 29.68% | 0% | 2 | 2.881% | 2547% | 22.5% | 5 | 18 | 24 |  | 65.38% | 0% | 3 | 20.1 | 44.32% | 0% | 3 | 3.582% | 0% | 0% | 1 | 0 | 2 | 0% | 0% | 0% | 1 | 83.68% | 42.82% | 0% | 3 | 36.23% | 10.96% | 0% | 1 | 25.26% | 9.352% | 0% | 1 | 85.6% | 48.55% | 0% | 3 | 35.89% | 10.9% | 0% | 1 | 3.713% | 48.55% | 0% | 2 | 10 | 11 |  | 13.28% | 0% | 1 | 23.9231 | 41.93% | 0% | 3 | 3.713% | 0% | 0% | 1 | 0 | 2 | 0% | 0% | 0% | 1 | 61.16% | 10.4% | 0% | 2 | 32.04% | 5.945% | 0% | 1 | 16.97% | 4.865% | 0% | 1 | 63.86% | 11.18% | 0% | 2 | 25.75% | 5.44% | 0% | 1 | 2.81% | 11.18% | 0% | 1 | 8 | 8 |  | 9.015% | 0% | 1 | 21.6125 | 22.31% | 0% | 3 | 3.172% | 0% | 0% | 1 | 0 | 2 | 0% | 0% | 0% | 1 | 52.83% | 4.826% | 0% | 2 | 29.27% | 3.218% | 0% | 1 | 19.21% | 2.818% | 0% | 1 | 59.6% | 5.635% | 0% | 2 | 38.85% | 3.723% | 0% | 1 | 2.778% | 5.635% | 0% | 1
223 | San Onofre | GREATER LA METRO | 0 | 0 |  | 0% | 0% | 1 | 11.0948 | 0% | 0% | 1 | 0% | 0% | 0% | 1 | 0 | 2 | 31.58% | 0% | 31.58% | 2 | 0% | 0% | 0% | 1 | 78.6% | 0% | 0% | 3 | 82.01% | 0% | 0% | 3 | 82.01% | 0% | 0% | 3 | 0.5933% | 0% | 0% | 1 | 7.224% | 0% | 0% | 1 |  |  |  | 0% | 0% | 1 | 6.0754 | 0% | 0% | 1 | 0% | 0% | 0% | 1 | 0 | 2 | 95.67% | 0% | 95.67% | 5 | 7.669% | 0% | 0% | 1 | 75.18% | 0% | 0% | 3 | 75.56% | 0% | 0% | 3 | 75.56% | 0% | 0% | 3 | 63.59% | 0% | 0% | 2 | 5.415% | 0% | 0% | 1 |  |  |  | 0% | 0% | 1 | 29.56 | 0% | 0% | 3 | 0.3913% | 0% | 0% | 1 | 0 | 2 | 87.94% | 3.854% | 91.8% | 5 | 48.15% | 0% | 0% | 1 | 58.41% | 0% | 0% | 2 | 67.07% | 0% | 0% | 2 | 84.73% | 0% | 0% | 3 | 49.91% | 0% | 0% | 1 | 7.155% | 0% | 0% | 1 |  |  |  | 0% | 0% | 1 | 32.9667 | 0% | 0% | 4 | 1.117% | 0% | 0% | 1 | 0 | 2 | 56.53% | 38.94% | 95.47% | 5 | 55.38% | 0% | 0% | 2 | 47.13% | 0% | 0% | 1 | 48.76% | 0% | 0% | 1 | 85.55% | 0% | 0% | 3 | 28.39% | 0% | 0% | 1 | 6.308% | 0% | 0% | 1
224 | Woodland | NORTHERN CALIFORNIA | 12 | 120 |  | 6.219% | 0% | 1 | 9.9492 | 3.307% | 0% | 1 | 67.03% | 2.284% | 0% | 2 | 0 | 2 | 0% | 0% | 0% | 1 | 56.74% | 0.9254% | 0% | 2 | 23.81% | 0.5254% | 0% | 1 | 26.42% | 0.5441% | 0% | 1 | 68.74% | 1.281% | 0% | 2 | 0% | 0.4003% | 0% | 1 | 7.567% | 1.281% | 0% | 1 | 7 | 8 |  | 1.115% | 0% | 1 | 9.2967 | 0.7199% | 0% | 1 | 63.27% | 0.4292% | 0% | 2 | 0 | 2 | 0% | 0% | 0% | 1 | 48.1% | 0.1667% | 0% | 1 | 19.24% | 0.1071% | 0% | 1 | 30.06% | 0.1237% | 0% | 1 | 61.13% | 0.2226% | 0% | 2 | 0% | 0.08652% | 0% | 1 | 6.036% | 0.2226% | 0% | 1 | 7 | 7 |  | 0.874% | 0% | 1 | 9 | 0.4024% | 0% | 1 | 66.16% | 0.4292% | 0% | 2 | 0 | 2 | 0.007451% | 0% | 0.007451% | 1 | 44.55% | 0.06887% | 0% | 1 | 13.21% | 0.044% | 0% | 1 | 39.08% | 0.06269% | 0% | 1 | 68.08% | 0.1196% | 0% | 2 | 0.2231% | 0.03827% | 0% | 1 | 4.601% | 0.1196% | 0% | 1 | 7 | 7 |  | 0.3862% | 0% | 1 | 8.9415 | 0.2077% | 0% | 1 | 59.41% | 0.4292% | 0% | 2 | 0 | 2 | 3.999% | 0% | 3.999% | 1 | 46.32% | 0.0411% | 0% | 1 | 10.57% | 0.02467% | 0% | 1 | 38.6% | 0.03593% | 0% | 1 | 67.79% | 0.0685% | 0% | 2 | 4.51% | 0.02311% | 0% | 1 | 5.144% | 0.0685% | 0% | 1
225 | Donnells PP | NORTHERN CALIFORNIA | 0 | 0 |  | 0% | 0% | 1 | 4.7911 | 0% | 0% | 1 | 0% | 0% | 0% | 1 | 0 | 2 | 66.03% | 21.76% | 87.79% | 5 | 0% | 0% | 0% | 1 | 12.41% | 0% | 0% | 1 | 12.54% | 0% | 0% | 1 | 12.54% | 0% | 0% | 1 | 65.02% | 0% | 0% | 2 | 1.228% | 0% | 0% | 1 |  |  |  | 0% | 0% | 1 | 4.0505 | 0% | 0% | 1 | 0% | 0% | 0% | 1 | 0 | 2 | 53.32% | 18.22% | 71.53% | 3 | 2.221% | 0% | 0% | 1 | 5.306% | 0% | 0% | 1 | 16.7% | 0% | 0% | 1 | 19.16% | 0% | 0% | 1 | 68.32% | 0% | 0% | 2 | 2.394% | 0% | 0% | 1 |  |  |  | 0% | 0% | 1 | 6.3997 | 0% | 0% | 1 | 0% | 0% | 0% | 1 | 0 | 2 | 54.41% | 18.91% | 73.32% | 3 | 9.248% | 0% | 0% | 1 | 6.905% | 0% | 0% | 1 | 18.88% | 0% | 0% | 1 | 26.22% | 0% | 0% | 1 | 64.1% | 0% | 0% | 2 | 2.462% | 0% | 0% | 1 |  |  |  | 0% | 0% | 1 | 10.7086 | 0% | 0% | 1 | 0% | 0% | 0% | 1 | 0 | 2 | 55.68% | 23.44% | 79.11% | 5 | 12.23% | 0% | 0% | 1 | 9.733% | 0% | 0% | 1 | 19.5% | 0% | 0% | 1 | 29.8% | 0% | 0% | 1 | 56.54% | 0% | 0% | 2 | 2.443% | 0% | 0% | 1
226 | Mandalay | GREATER LA METRO | 0 | 0 |  | 0% | 0% | 1 | 21.5421 | 0% | 0% | 3 | 35.15% | 0% | 0% | 1 | 0 | 2 | 1.824% | 0% | 1.824% | 1 | 0% | 0% | 0% | 1 | 0% | 0% | 0% | 1 | 92.01% | 0% | 0% | 4 | 92.01% | 0% | 0% | 4 | 0% | 0% | 0% | 1 | 2.405% | 0% | 0% | 1 |  |  |  | 0% | 0% | 1 | 11.3182 | 0% | 0% | 1 | 11.47% | 0% | 0% | 1 | 0 | 2 | 0.6536% | 47.44% | 48.09% | 5 | 1.177% | 0% | 0% | 1 | 7.509% | 0% | 0% | 1 | 15.7% | 0% | 0% | 1 | 15.7% | 0% | 0% | 1 | 13.66% | 0% | 0% | 1 | 7.471% | 0% | 0% | 1 |  |  |  | 0% | 0% | 1 | 9.7694 | 0% | 0% | 1 | 15.22% | 0% | 0% | 1 | 0 | 2 | 4.376% | 58.14% | 62.52% | 5 | 18.78% | 0% | 0% | 1 | 8.003% | 0% | 0% | 1 | 14.1% | 0% | 0% | 1 | 29.78% | 0% | 0% | 1 | 27.86% | 0% | 0% | 1 | 6.86% | 0% | 0% | 1 |  |  |  | 0% | 0% | 1 | 11.3417 | 0% | 0% | 1 | 16.55% | 0% | 0% | 1 | 0 | 2 | 4.771% | 66.85% | 71.62% | 5 | 28.25% | 0% | 0% | 1 | 5.578% | 0% | 0% | 1 | 12.84% | 0% | 0% | 1 | 38.04% | 0% | 0% | 1 | 24.62% | 0% | 0% | 1 | 7.026% | 0% | 0% | 1
227 | North Gila | ARIZONA MINOR | 0 | 0 |  | 0% | 0% | 1 | 6.9521 | 0% | 0% | 1 | 62.76% | 0% | 0% | 2 | 0 | 2 | 0% | 0% | 0% | 1 | 0% | 0% | 0% | 1 | 97.78% | 0% | 0% | 5 | 97.78% | 0% | 0% | 5 | 97.78% | 0% | 0% | 5 | 0% | 0% | 0% | 1 | 7.055% | 0% | 0% | 1 |  |  |  | 0% | 0% | 1 | 4.3684 | 0% | 0% | 1 | 36.15% | 0% | 0% | 1 | 0 | 2 | 0% | 0% | 0% | 1 | 1.042% | 0% | 0% | 1 | 79.13% | 0% | 0% | 3 | 71.75% | 0% | 0% | 3 | 79.21% | 0% | 0% | 3 | 38.07% | 0% | 0% | 1 | 5.349% | 0% | 0% | 1 |  |  |  | 0% | 0% | 1 | 3.675 | 0% | 0% | 1 | 20.16% | 0% | 0% | 1 | 0 | 2 | 0% | 0% | 0% | 1 | 0.6% | 0% | 0% | 1 | 60.39% | 0% | 0% | 2 | 56.51% | 0% | 0% | 2 | 60.49% | 0% | 0% | 2 | 53.97% | 0% | 0% | 2 | 5.107% | 0% | 0% | 1 |  |  |  | 0% | 0% | 1 | 3.6662 | 0% | 0% | 1 | 15.69% | 0% | 0% | 1 | 0 | 2 | 0% | 0% | 0% | 1 | 0.5007% | 0% | 0% | 1 | 52.77% | 0% | 0% | 2 | 45.87% | 0% | 0% | 1 | 52.84% | 0% | 0% | 2 | 51.42% | 0% | 0% | 2 | 4.407% | 0% | 0% | 1
228 | Eight Mile | NORTHERN CALIFORNIA | 0 | 0 |  | 0% | 0% | 1 | 11.9198 | 0% | 0% | 1 | 67.65% | 0% | 0% | 2 | 1 | 1 | 0% | 0% | 0% | 1 | 0% | 0% | 0% | 1 | 38.19% | 0% | 0% | 1 | 47.14% | 0% | 0% | 1 | 47.14% | 0% | 0% | 1 | 0% | 0% | 0% | 1 | 4.752% | 0% | 0% | 1 |  |  |  | 0% | 0% | 1 | 12 | 0% | 0% | 2 | 73.65% | 0% | 0% | 2 | 1 | 1 | 0% | 0% | 0% | 1 | 12.94% | 0% | 0% | 1 | 23.55% | 0% | 0% | 1 | 26.2% | 0% | 0% | 1 | 31.72% | 0% | 0% | 1 | 0% | 0% | 0% | 1 | 6.301% | 0% | 0% | 1 |  |  |  | 0% | 0% | 1 | 13.3495 | 0% | 0% | 2 | 67.07% | 0% | 0% | 2 | 1 | 1 | 0% | 0% | 0% | 1 | 10.41% | 0% | 0% | 1 | 14.43% | 0% | 0% | 1 | 19.26% | 0% | 0% | 1 | 26.39% | 0% | 0% | 1 | 0% | 0% | 0% | 1 | 7.252% | 0% | 0% | 1 |  |  |  | 0% | 0% | 1 | 13.2719 | 0% | 0% | 2 | 57.71% | 0% | 0% | 2 | 1 | 1 | 0% | 0% | 0% | 1 | 12.14% | 0% | 0% | 1 | 13.8% | 0% | 0% | 1 | 22.31% | 0% | 0% | 1 | 31.11% | 0% | 0% | 1 | 0.8448% | 0% | 0% | 1 | 8.87% | 0% | 0% | 1
229 | Kern Power | SPGE | 0 | 0 |  | 0% | 0% | 1 | 76 | 0% | 0% | 4 | 68.64% | 0% | 0% | 2 | 1 | 1 | 0% | 0% | 0% | 1 | 63.67% | 0% | 0% | 2 | 21.11% | 0% | 0% | 1 | 25.48% | 0% | 0% | 1 | 63.67% | 0% | 0% | 2 | 0% | 0% | 0% | 1 | 2.756% | 0% | 0% | 1 |  |  |  | 0% | 0% | 1 | 16.0983 | 0% | 0% | 2 | 48.85% | 0% | 0% | 1 | 1 | 1 | 0% | 0% | 0% | 1 | 33.41% | 0% | 0% | 1 | 17.35% | 0% | 0% | 1 | 36.09% | 0% | 0% | 1 | 49.97% | 0% | 0% | 1 | 0.5004% | 0% | 0% | 1 | 9.74% | 0% | 0% | 1 |  |  |  | 0% | 0% | 1 | 11.9485 | 0% | 0% | 1 | 46.45% | 0% | 0% | 1 | 1 | 1 | 3.681% | 0% | 3.681% | 1 | 31.46% | 0% | 0% | 1 | 17.44% | 0% | 0% | 1 | 31.57% | 0% | 0% | 1 | 49.02% | 0% | 0% | 1 | 3.472% | 0% | 0% | 1 | 6.762% | 0% | 0% | 1 |  |  |  | 0% | 0% | 1 | 9.3333 | 0% | 0% | 1 | 46.07% | 0% | 0% | 1 | 1 | 1 | 10.52% | 0% | 10.52% | 1 | 30.69% | 0% | 0% | 1 | 21.83% | 0% | 0% | 1 | 38.39% | 0% | 0% | 1 | 53.59% | 0% | 0% | 2 | 8.782% | 0% | 0% | 1 | 4.46% | 0% | 0% | 1
230 | Renfro | SPGE | 0 | 0 |  | 0% | 0% | 1 | 25.105 | 0% | 0% | 3 | 65.87% | 0% | 0% | 2 | 1 | 1 | 0% | 0% | 0% | 1 | 43.05% | 0% | 0% | 1 | 20.55% | 0% | 0% | 1 | 56.45% | 0% | 0% | 2 | 62.32% | 0% | 0% | 2 | 0% | 0% | 0% | 1 | 14.4% | 0% | 0% | 1 |  |  |  | 0% | 0% | 1 | 15.7835 | 0% | 0% | 2 | 52.71% | 0% | 0% | 2 | 1 | 1 | 0% | 0% | 0% | 1 | 27.9% | 0% | 0% | 1 | 25.35% | 0% | 0% | 1 | 43.61% | 0% | 0% | 1 | 49.81% | 0% | 0% | 1 | 0.4329% | 0% | 0% | 1 | 12.96% | 0% | 0% | 1 |  |  |  | 0% | 0% | 1 | 11.5 | 0% | 0% | 1 | 51.24% | 0% | 0% | 2 | 1 | 1 | 0.2263% | 0% | 0.2263% | 1 | 26.61% | 0% | 0% | 1 | 21.37% | 0% | 0% | 1 | 37.87% | 0% | 0% | 1 | 50.97% | 0% | 0% | 2 | 1.82% | 0% | 0% | 1 | 6.812% | 0% | 0% | 1 |  |  |  | 0% | 0% | 1 | 9.5417 | 0% | 0% | 1 | 47.13% | 0% | 0% | 1 | 1 | 1 | 5.624% | 0% | 5.624% | 1 | 27.06% | 0% | 0% | 1 | 21.5% | 0% | 0% | 1 | 39.6% | 0% | 0% | 1 | 54% | 0% | 0% | 2 | 4.271% | 0% | 0% | 1 | 4.496% | 0% | 0% | 1
231 | Highwind | GREATER TEHACHAPI | 0 | 0 |  | 0% | 0% | 1 | 17.7909 | 0% | 0% | 2 | 2.009% | 0% | 0% | 1 | 0 | 2 | 90.71% | 4.64% | 95.35% | 5 | 64.56% | 0% | 0% | 2 | 22.14% | 0% | 0% | 1 | 86.47% | 0% | 0% | 3 | 95.26% | 0% | 0% | 5 | 25.76% | 0% | 0% | 1 | 2.47% | 0% | 0% | 1 |  |  |  | 0% | 0% | 1 | 24 | 0% | 0% | 3 | 0.8863% | 0% | 0% | 1 | 0 | 2 | 53% | 15.61% | 68.61% | 3 | 38.81% | 0% | 0% | 1 | 18.24% | 0% | 0% | 1 | 48.58% | 0% | 0% | 1 | 68.79% | 0% | 0% | 2 | 30.17% | 0% | 0% | 1 | 1.507% | 0% | 0% | 1 |  |  |  | 0% | 0% | 1 | 28 | 0% | 0% | 3 | 1.907% | 0% | 0% | 1 | 0 | 2 | 45.72% | 17.04% | 62.76% | 3 | 31.58% | 0% | 0% | 1 | 20.9% | 0% | 0% | 1 | 33.8% | 0% | 0% | 1 | 58.36% | 0% | 0% | 2 | 33.02% | 0% | 0% | 1 | 1.211% | 0% | 0% | 1 |  |  |  | 0% | 0% | 1 | 29.3333 | 0% | 0% | 3 | 1.723% | 0% | 0% | 1 | 0 | 2 | 40.94% | 13.31% | 54.24% | 3 | 38.84% | 0% | 0% | 1 | 19.18% | 0% | 0% | 1 | 26.23% | 0% | 0% | 1 | 58.85% | 0% | 0% | 2 | 36.4% | 0% | 0% | 1 | 1.182% | 0% | 0% | 1
232 | Sylmar | GREATER LA METRO | 0 | 0 |  | 0% | 0% | 1 | 11.6873 | 0% | 0% | 1 | 0.1554% | 0% | 0% | 1 | 0 | 2 | 0.1842% | 99.82% | 100% | 5 | 31.91% | 0% | 0% | 1 | 0% | 0% | 0% | 1 | 9.983% | 0% | 0% | 1 | 41.89% | 0% | 0% | 1 | 35.64% | 0% | 0% | 1 | 15.57% | 0% | 0% | 1 |  |  |  | 0% | 0% | 1 | 17 | 0% | 0% | 2 | 0.046% | 0% | 0% | 1 | 0 | 2 | 0.04489% | 99.96% | 100% | 5 | 33.85% | 0% | 0% | 1 | 5.28% | 0% | 0% | 1 | 13.93% | 0% | 0% | 1 | 47.78% | 0% | 0% | 1 | 49.82% | 0% | 0% | 1 | 11.01% | 0% | 0% | 1 |  |  |  | 0% | 0% | 1 | 20.5 | 0% | 0% | 3 | 1.336% | 0% | 0% | 1 | 0 | 2 | 2.963% | 97.04% | 100% | 5 | 40.06% | 0% | 0% | 1 | 3.218% | 0% | 0% | 1 | 13.85% | 0% | 0% | 1 | 51.08% | 0% | 0% | 2 | 44.5% | 0% | 0% | 1 | 11.06% | 0% | 0% | 1 |  |  |  | 0% | 0% | 1 | 17.68 | 0% | 0% | 2 | 2.399% | 0% | 0% | 1 | 0 | 2 | 4.046% | 95.88% | 99.92% | 5 | 47.89% | 0% | 0% | 1 | 4.298% | 0% | 0% | 1 | 9.463% | 0% | 0% | 1 | 55.02% | 0% | 0% | 2 | 48.43% | 0% | 0% | 1 | 11.58% | 0% | 0% | 1
233 | Westley | SPGE | 384 | 3840 |  | 975.1% | 9.437% | 4 | 10.8792 | 1153% | 10.39% | 3 | 86.34% | 224.8% | 6.69% | 4 | 1 | 1 | 0% | 0% | 0% | 1 | 70.37% | 35.11% | 0% | 3 | 16.68% | 12.49% | 0% | 1 | 11.69% | 11.78% | 0% | 1 | 76.18% | 43.68% | 0% | 3 | 0.1779% | 10.42% | 0% | 1 | 4.186% | 43.68% | 0% | 2 | 13 | 11 |  | 103.9% | 0.09898% | 4 | 12.5637 | 22.98% | 0% | 2 | 62.11% | 29.7% | 0% | 2 | 1 | 1 | 5.36% | 0% | 5.36% | 1 | 67.85% | 7.991% | 0% | 2 | 24.13% | 3.386% | 0% | 1 | 26.83% | 3.511% | 0% | 1 | 75.14% | 10.34% | 0% | 3 | 15.49% | 3.04% | 0% | 1 | 4.057% | 10.34% | 0% | 1 | 10 | 9 |  | 24.52% | 0% | 2 | 13.6419 | 6.747% | 0% | 2 | 55.3% | 29.7% | 0% | 2 | 1 | 1 | 10.02% | 0% | 10.02% | 1 | 57.54% | 3.037% | 0% | 2 | 17.05% | 1.555% | 0% | 1 | 20.88% | 1.63% | 0% | 1 | 61.9% | 3.385% | 0% | 2 | 22.65% | 1.667% | 0% | 1 | 3.437% | 3.385% | 0% | 1 | 8 | 8 |  | 8.403% | 0% | 1 | 14.8524 | 3.726% | 0% | 2 | 49.06% | 29.7% | 0% | 2 | 1 | 1 | 12.6% | 0% | 12.6% | 1 | 52.23% | 1.587% | 0% | 2 | 16.87% | 0.912% | 0% | 1 | 20.92% | 0.9588% | 0% | 1 | 57.18% | 1.771% | 0% | 2 | 26.18% | 1.027% | 0% | 1 | 3.136% | 1.771% | 0% | 1
234 | GWF Hanford | SPGE | 0 | 0 |  | 0% | 0% | 1 | 11.7763 | 0% | 0% | 1 | 29.05% | 0% | 0% | 1 | 0 | 2 | 0% | 0% | 0% | 1 | 0% | 0% | 0% | 1 | 0% | 0% | 0% | 1 | 3.412% | 0% | 0% | 1 | 3.412% | 0% | 0% | 1 | 0% | 0% | 0% | 1 | 1.184% | 0% | 0% | 1 |  |  |  | 0% | 0% | 1 | 11.2045 | 0% | 0% | 1 | 35.77% | 0% | 0% | 1 | 0 | 2 | 0% | 0% | 0% | 1 | 0.5443% | 0% | 0% | 1 | 1.596% | 0% | 0% | 1 | 10.46% | 0% | 0% | 1 | 10.51% | 0% | 0% | 1 | 0% | 0% | 0% | 1 | 4.119% | 0% | 0% | 1 |  |  |  | 0% | 0% | 1 | 11.3855 | 0% | 0% | 1 | 39.62% | 0% | 0% | 1 | 0 | 2 | 0% | 0% | 0% | 1 | 6.921% | 0% | 0% | 1 | 3.395% | 0% | 0% | 1 | 9.082% | 0% | 0% | 1 | 15.35% | 0% | 0% | 1 | 0% | 0% | 0% | 1 | 3.252% | 0% | 0% | 1 |  |  |  | 0% | 0% | 1 | 10.7191 | 0% | 0% | 1 | 41.27% | 0% | 0% | 1 | 0 | 2 | 0% | 0% | 0% | 1 | 8.922% | 0% | 0% | 1 | 4.765% | 0% | 0% | 1 | 8.722% | 0% | 0% | 1 | 16.67% | 0% | 0% | 1 | 0% | 0% | 0% | 1 | 3.051% | 0% | 0% | 1
235 | Tevis | SPGE | 0 | 0 |  | 0% | 0% | 1 | 24 | 0% | 0% | 3 | 43.7% | 0% | 0% | 1 | 1 | 1 | 0% | 0% | 0% | 1 | 42.88% | 0% | 0% | 1 | 38.23% | 0% | 0% | 1 | 70.99% | 0% | 0% | 3 | 70.99% | 0% | 0% | 3 | 1.704% | 0% | 0% | 1 | 21.11% | 0% | 0% | 1 |  |  |  | 0% | 0% | 1 | 16.2911 | 0% | 0% | 2 | 48.77% | 0% | 0% | 1 | 1 | 1 | 0% | 0% | 0% | 1 | 27.04% | 0% | 0% | 1 | 33.33% | 0% | 0% | 1 | 56.18% | 0% | 0% | 2 | 58.35% | 0% | 0% | 2 | 0.4525% | 0% | 0% | 1 | 12.17% | 0% | 0% | 1 |  |  |  | 0% | 0% | 1 | 10.5926 | 0% | 0% | 1 | 46.57% | 0% | 0% | 1 | 1 | 1 | 0% | 0% | 0% | 1 | 19.76% | 0% | 0% | 1 | 30.39% | 0% | 0% | 1 | 45.78% | 0% | 0% | 1 | 52.15% | 0% | 0% | 2 | 0.403% | 0% | 0% | 1 | 6.94% | 0% | 0% | 1 |  |  |  | 0% | 0% | 1 | 9.4737 | 0% | 0% | 1 | 51.53% | 0% | 0% | 2 | 1 | 1 | 3.495% | 0% | 3.495% | 1 | 22.16% | 0% | 0% | 1 | 21.32% | 0% | 0% | 1 | 39.06% | 0% | 0% | 1 | 49.83% | 0% | 0% | 1 | 3.022% | 0% | 0% | 1 | 4.42% | 0% | 0% | 1
236 | Otay Mesa | SAN DIEGO | 0 | 0 |  | 0% | 0% | 1 | 13 | 0% | 0% | 2 | 0% | 0% | 0% | 1 | 0 | 2 | 91.14% | 0.8114% | 91.95% | 5 | 6.04% | 0% | 0% | 1 | 90.23% | 0% | 0% | 4 | 96.68% | 0% | 0% | 5 | 96.77% | 0% | 0% | 5 | 17.37% | 0% | 0% | 1 | 11.38% | 0% | 0% | 1 |  |  |  | 0% | 0% | 1 | 14.0432 | 0% | 0% | 2 | 0.09% | 0% | 0% | 1 | 0 | 2 | 54.37% | 41.38% | 95.75% | 5 | 10.85% | 0% | 0% | 1 | 88.04% | 0% | 0% | 3 | 95.17% | 0% | 0% | 5 | 96.63% | 0% | 0% | 5 | 46.07% | 0% | 0% | 1 | 5.941% | 0% | 0% | 1 |  |  |  | 0% | 0% | 1 | 15 | 0% | 0% | 2 | 0.1475% | 0% | 0% | 1 | 0 | 2 | 20.5% | 76.14% | 96.64% | 5 | 25.96% | 0% | 0% | 1 | 61.4% | 0% | 0% | 2 | 90.76% | 0% | 0% | 4 | 91.88% | 0% | 0% | 4 | 44.22% | 0% | 0% | 1 | 4.694% | 0% | 0% | 1 |  |  |  | 0% | 0% | 1 | 20.1368 | 0% | 0% | 3 | 0.1019% | 0% | 0% | 1 | 0 | 2 | 10.58% | 81.83% | 92.41% | 5 | 15.31% | 0% | 0% | 1 | 41.2% | 0% | 0% | 1 | 79.37% | 0% | 0% | 3 | 80.38% | 0% | 0% | 3 | 46.9% | 0% | 0% | 1 | 3.603% | 0% | 0% | 1
237 | Redondo | GREATER LA METRO | 0 | 0 |  | 0% | 0% | 1 | 17.9274 | 0% | 0% | 2 | 0% | 0% | 0% | 1 | 0 | 2 | 24.42% | 0% | 24.42% | 2 | 5.933% | 0% | 0% | 1 | 0% | 0% | 0% | 1 | 48.52% | 0% | 0% | 1 | 54.45% | 0% | 0% | 2 | 0% | 0% | 0% | 1 | 0% | 0% | 0% | 1 |  |  |  | 0% | 0% | 1 | 19.4615 | 0% | 0% | 2 | 0% | 0% | 0% | 1 | 0 | 2 | 16.69% | 0% | 16.69% | 1 | 1.315% | 0% | 0% | 1 | 12.41% | 0% | 0% | 1 | 74.52% | 0% | 0% | 3 | 75.84% | 0% | 0% | 3 | 0% | 0% | 0% | 1 | 0.07856% | 0% | 0% | 1 |  |  |  | 0% | 0% | 1 | 10.0999 | 0% | 0% | 1 | 0% | 0% | 0% | 1 | 0 | 2 | 2.673% | 0% | 2.673% | 1 | 0.2106% | 0% | 0% | 1 | 2.446% | 0% | 0% | 1 | 54.35% | 0% | 0% | 2 | 54.56% | 0% | 0% | 2 | 0% | 0% | 0% | 1 | 0.1382% | 0% | 0% | 1 |  |  |  | 0% | 0% | 1 | 23.3056 | 0% | 0% | 3 | 0% | 0% | 0% | 1 | 0 | 2 | 16.38% | 6.654% | 23.04% | 2 | 4.72% | 0% | 0% | 1 | 6.282% | 0% | 0% | 1 | 46.96% | 0% | 0% | 1 | 51.68% | 0% | 0% | 2 | 7.627% | 0% | 0% | 1 | 4.164% | 0% | 0% | 1
238 | Arkansas | GREATER IMPERIAL | 0 | 0 |  | 0% | 0% | 1 | 7.4187 | 0% | 0% | 1 | 38.99% | 0% | 0% | 1 | 0 | 2 | 0% | 0% | 0% | 1 | 3.937% | 0% | 0% | 1 | 12.84% | 0% | 0% | 1 | 31.55% | 0% | 0% | 1 | 31.55% | 0% | 0% | 1 | 0% | 0% | 0% | 1 | 3.027% | 0% | 0% | 1 |  |  |  | 0% | 0% | 1 | 8 | 0% | 0% | 1 | 47.84% | 0% | 0% | 1 | 0 | 2 | 0% | 0% | 0% | 1 | 5.54% | 0% | 0% | 1 | 27.67% | 0% | 0% | 1 | 40.58% | 0% | 0% | 1 | 41.73% | 0% | 0% | 1 | 0.3838% | 0% | 0% | 1 | 6.576% | 0% | 0% | 1 |  |  |  | 0% | 0% | 1 | 8.1377 | 0% | 0% | 1 | 52.48% | 0% | 0% | 2 | 0 | 2 | 0% | 0% | 0% | 1 | 3.964% | 0% | 0% | 1 | 29.27% | 0% | 0% | 1 | 35.38% | 0% | 0% | 1 | 38.77% | 0% | 0% | 1 | 1.172% | 0% | 0% | 1 | 6.224% | 0% | 0% | 1 |  |  |  | 0% | 0% | 1 | 8.1359 | 0% | 0% | 1 | 50.94% | 0% | 0% | 2 | 0 | 2 | 0% | 0% | 0% | 1 | 4.139% | 0% | 0% | 1 | 23.13% | 0% | 0% | 1 | 27.52% | 0% | 0% | 1 | 31.3% | 0% | 0% | 1 | 3.954% | 0% | 0% | 1 | 6.176% | 0% | 0% | 1
239 | Cal Water | SPGE | 0 | 0 |  | 0% | 0% | 1 | 12.5433 | 0% | 0% | 2 | 5.427% | 0% | 0% | 1 | 1 | 1 | 19.25% | 0% | 19.25% | 1 | 89.04% | 0% | 0% | 3 | 41.53% | 0% | 0% | 1 | 53.33% | 0% | 0% | 2 | 89.19% | 0% | 0% | 3 | 19.11% | 0% | 0% | 1 | 2.301% | 0% | 0% | 1 |  |  |  | 0% | 0% | 1 | 8.1471 | 0% | 0% | 1 | 16.03% | 0% | 0% | 1 | 1 | 1 | 38.04% | 0% | 38.04% | 2 | 69.66% | 0% | 0% | 2 | 20.62% | 0% | 0% | 1 | 29.71% | 0% | 0% | 1 | 70.07% | 0% | 0% | 3 | 33.53% | 0% | 0% | 1 | 1.865% | 0% | 0% | 1 |  |  |  | 0% | 0% | 1 | 8.6667 | 0% | 0% | 1 | 23.19% | 0% | 0% | 1 | 1 | 1 | 40.17% | 0% | 40.17% | 2 | 57.98% | 0% | 0% | 2 | 18.53% | 0% | 0% | 1 | 30.63% | 0% | 0% | 1 | 62% | 0% | 0% | 2 | 35.03% | 0% | 0% | 1 | 1.615% | 0% | 0% | 1 |  |  |  | 0% | 0% | 1 | 8.6543 | 0% | 0% | 1 | 32.58% | 0% | 0% | 1 | 1 | 1 | 34.85% | 1.073% | 35.92% | 2 | 52.38% | 0% | 0% | 2 | 18.98% | 0% | 0% | 1 | 31.23% | 0% | 0% | 1 | 60.31% | 0% | 0% | 2 | 31.81% | 0% | 0% | 1 | 2.822% | 0% | 0% | 1
240 | Grimway | SPGE | 0 | 0 |  | 0% | 0% | 1 | 10.3901 | 0% | 0% | 1 | 87.65% | 0% | 0% | 3 | 1 | 1 | 0% | 0% | 0% | 1 | 0.3762% | 0% | 0% | 1 | 0% | 0% | 0% | 1 | 15.41% | 0% | 0% | 1 | 15.79% | 0% | 0% | 1 | 0% | 0% | 0% | 1 | 0.09501% | 0% | 0% | 1 | 7 | 6 |  | 0% | 0% | 1 | 9.6044 | 0% | 0% | 1 | 62.21% | 0% | 0% | 2 | 1 | 1 | 5.386% | 0.03993% | 5.426% | 2 | 18.97% | 0% | 0% | 1 | 13.35% | 0% | 0% | 1 | 21.94% | 0% | 0% | 1 | 32.34% | 0% | 0% | 1 | 7.981% | 0% | 0% | 1 | 1.427% | 0% | 0% | 1 | 7 | 6 |  | 0% | 0% | 1 | 10.2 | 0% | 0% | 1 | 51.66% | 0% | 0% | 2 | 1 | 1 | 17.88% | 4.813% | 22.69% | 2 | 34.09% | 0% | 0% | 1 | 21.09% | 0% | 0% | 1 | 29.89% | 0% | 0% | 1 | 47% | 0% | 0% | 1 | 17.87% | 0% | 0% | 1 | 1.793% | 0% | 0% | 1 | 7 | 6 |  | 0% | 0% | 1 | 9.9875 | 0% | 0% | 1 | 42.11% | 0% | 0% | 1 | 1 | 1 | 19% | 8.057% | 27.06% | 2 | 41.86% | 0% | 0% | 1 | 21.27% | 0% | 0% | 1 | 32.88% | 0% | 0% | 1 | 56.05% | 0% | 0% | 2 | 20.61% | 0% | 0% | 1 | 2.333% | 0% | 0% | 1
241 | Viejo | GREATER LA METRO | 0 | 0 |  | 0% | 0% | 1 | 37 | 0% | 0% | 4 | 0.4435% | 0% | 0% | 1 | 0 | 2 | 10.4% | 85.32% | 95.72% | 5 | 21.29% | 0% | 0% | 1 | 61.44% | 0% | 0% | 2 | 75.67% | 0% | 0% | 3 | 94.79% | 0% | 0% | 4 | 36.45% | 0% | 0% | 1 | 9.595% | 0% | 0% | 1 |  |  |  | 0% | 0% | 1 | 35.4714 | 0% | 0% | 4 | 0.1969% | 0% | 0% | 1 | 0 | 2 | 29.33% | 68.93% | 98.26% | 5 | 50.94% | 0% | 0% | 2 | 41.34% | 0% | 0% | 1 | 57.95% | 0% | 0% | 2 | 88.58% | 0% | 0% | 3 | 60.11% | 0% | 0% | 2 | 11.79% | 0% | 0% | 1 |  |  |  | 0% | 0% | 1 | 24.6218 | 0% | 0% | 3 | 0.1289% | 0% | 0% | 1 | 0 | 2 | 44.11% | 50.53% | 94.64% | 5 | 47.14% | 0% | 0% | 1 | 41.44% | 0% | 0% | 1 | 55.06% | 0% | 0% | 2 | 85.27% | 0% | 0% | 3 | 57.81% | 0% | 0% | 2 | 8.942% | 0% | 0% | 1 |  |  |  | 0% | 0% | 1 | 33.0883 | 0% | 0% | 4 | 0.9499% | 0% | 0% | 1 | 0 | 2 | 37.42% | 49.26% | 86.68% | 5 | 33.67% | 0% | 0% | 1 | 42.67% | 0% | 0% | 1 | 58.88% | 0% | 0% | 2 | 83.21% | 0% | 0% | 3 | 40.27% | 0% | 0% | 1 | 10.68% | 0% | 0% | 1
242 | Kelso | NORTHERN CALIFORNIA | 0 | 0 |  | 0% | 0% | 1 | 17 | 0% | 0% | 2 | 23.42% | 0% | 0% | 1 | 0 | 2 | 2.262% | 0% | 2.262% | 1 | 67.35% | 0% | 0% | 2 | 56.34% | 0% | 0% | 2 | 61.3% | 0% | 0% | 2 | 85.83% | 0% | 0% | 3 | 1.616% | 0% | 0% | 1 | 9.639% | 0% | 0% | 1 | 7 | 11 |  | 0% | 0% | 1 | 11.3731 | 0% | 0% | 1 | 36.97% | 0% | 0% | 1 | 0 | 2 | 8.616% | 0.8701% | 9.486% | 2 | 53.84% | 0% | 0% | 2 | 45.09% | 0% | 0% | 1 | 49.04% | 0% | 0% | 1 | 68.01% | 0% | 0% | 2 | 7.233% | 0% | 0% | 1 | 6.478% | 0% | 0% | 1 | 7 | 8 |  | 0% | 0% | 1 | 12.5 | 0% | 0% | 2 | 40.29% | 0% | 0% | 1 | 0 | 2 | 16.4% | 1.949% | 18.34% | 2 | 45.51% | 0% | 0% | 1 | 38.91% | 0% | 0% | 1 | 41.64% | 0% | 0% | 1 | 59.25% | 0% | 0% | 2 | 16.21% | 0% | 0% | 1 | 6.472% | 0% | 0% | 1 | 8 | 7 |  | 0% | 0% | 1 | 12 | 0% | 0% | 2 | 40.11% | 0% | 0% | 1 | 0 | 2 | 16.85% | 1.716% | 18.56% | 2 | 45.08% | 0% | 0% | 1 | 37.02% | 0% | 0% | 1 | 39.06% | 0% | 0% | 1 | 59.35% | 0% | 0% | 2 | 20.39% | 0% | 0% | 1 | 7.1% | 0% | 0% | 1
243 | BlytheSC 161 kV | RIVERSIDE | 0 | 0 |  | 0% | 0% | 1 | 16.2386 | 0% | 0% | 2 | 50.35% | 0% | 0% | 2 | 0 | 2 | 0% | 0% | 0% | 1 | 39.94% | 0% | 0% | 1 | 46.9% | 0% | 0% | 1 | 29.06% | 0% | 0% | 1 | 67.73% | 0% | 0% | 2 | 0% | 0% | 0% | 1 | 1.567% | 0% | 0% | 1 |  |  |  | 0% | 0% | 1 | 12.6506 | 0% | 0% | 2 | 35.91% | 0% | 0% | 1 | 0 | 2 | 0% | 0% | 0% | 1 | 27.05% | 0% | 0% | 1 | 33.86% | 0% | 0% | 1 | 18.16% | 0% | 0% | 1 | 45.52% | 0% | 0% | 1 | 14.28% | 0% | 0% | 1 | 1.609% | 0% | 0% | 1 |  |  |  | 0% | 0% | 1 | 10 | 0% | 0% | 1 | 27.58% | 0% | 0% | 1 | 0 | 2 | 0% | 0% | 0% | 1 | 33.4% | 0% | 0% | 1 | 36.31% | 0% | 0% | 1 | 24.07% | 0% | 0% | 1 | 49.9% | 0% | 0% | 1 | 29.42% | 0% | 0% | 1 | 1.731% | 0% | 0% | 1 |  |  |  | 0% | 0% | 1 | 7.5481 | 0% | 0% | 1 | 21.74% | 0% | 0% | 1 | 0 | 2 | 0% | 0% | 0% | 1 | 34.09% | 0% | 0% | 1 | 38.11% | 0% | 0% | 1 | 27.32% | 0% | 0% | 1 | 50.89% | 0% | 0% | 2 | 37.73% | 0% | 0% | 1 | 2.245% | 0% | 0% | 1
244 | Windhub | GREATER TEHACHAPI | 2550 | 25500 |  | 185.9% | 64.97% | 5 | 30.5617 | 34176% | 197.7% | 5 | 0% | 0% | 0% | 1 | 0 | 2 | 7.89% | 0% | 7.89% | 1 | 33.84% | 121% | 41.05% | 5 | 24.22% | 105.6% | 17.64% | 5 | 33.37% | 120.1% | 40.22% | 5 | 55.69% | 180.7% | 64.18% | 5 | 4.928% | 84.2% | 0% | 4 | 0.2925% | 180.7% | 64.18% | 5 | 14 | 29 |  | 68.85% | 0% | 3 | 32 | 831.8% | 52.91% | 5 | 1.603% | 0% | 0% | 1 | 0 | 2 | 32% | 0.027% | 32.03% | 2 | 30.36% | 34.24% | 0% | 2 | 29.85% | 33.99% | 0% | 2 | 37.2% | 37.97% | 0% | 2 | 60.47% | 60.33% | 0% | 3 | 12.96% | 27.39% | 0% | 2 | 0.6482% | 60.33% | 0% | 3 | 13 | 14 |  | 32.31% | 0% | 2 | 33.5 | 121.7% | 5.902% | 5 | 1.877% | 0% | 0% | 1 | 0 | 2 | 30.81% | 4.009% | 34.81% | 2 | 30.79% | 15.95% | 0% | 1 | 25.1% | 14.74% | 0% | 1 | 26.21% | 14.96% | 0% | 1 | 56.04% | 25.11% | 0% | 2 | 23.14% | 14.36% | 0% | 1 | 1.106% | 25.11% | 0% | 2 | 12 | 8 |  | 18.94% | 0% | 1 | 37.8764 | 38.51% | 0% | 4 | 1.8% | 0% | 0% | 1 | 0 | 2 | 29.63% | 6.674% | 36.31% | 2 | 32.45% | 9.082% | 0% | 1 | 22.07% | 7.873% | 0% | 1 | 24.49% | 8.125% | 0% | 1 | 55.26% | 13.71% | 0% | 2 | 28.52% | 8.583% | 0% | 1 | 1.254% | 13.71% | 0% | 1
245 | Camanche | NORTHERN CALIFORNIA | 0 | 0 |  | 0% | 0% | 1 | 17.5707 | 0% | 0% | 2 | 6.04% | 0% | 0% | 1 | 1 | 1 | 9.664% | 0% | 9.664% | 1 | 82.35% | 0% | 0% | 3 | 61.65% | 0% | 0% | 2 | 85.34% | 0% | 0% | 3 | 86.05% | 0% | 0% | 3 | 39.89% | 0% | 0% | 1 | 25.96% | 0% | 0% | 1 |  |  |  | 0% | 0% | 1 | 18 | 0% | 0% | 2 | 14.11% | 0% | 0% | 1 | 1 | 1 | 18.88% | 0% | 18.88% | 1 | 61.34% | 0% | 0% | 2 | 40.14% | 0% | 0% | 1 | 68.47% | 0% | 0% | 2 | 78.82% | 0% | 0% | 3 | 26.78% | 0% | 0% | 1 | 19.7% | 0% | 0% | 1 |  |  |  | 0% | 0% | 1 | 17.266 | 0% | 0% | 2 | 20.27% | 0% | 0% | 1 | 1 | 1 | 20.36% | 0% | 20.36% | 2 | 55.13% | 0% | 0% | 2 | 29.92% | 0% | 0% | 1 | 54.4% | 0% | 0% | 2 | 72.44% | 0% | 0% | 3 | 28.94% | 0% | 0% | 1 | 18.38% | 0% | 0% | 1 |  |  |  | 0% | 0% | 1 | 16 | 0% | 0% | 2 | 21.74% | 0% | 0% | 1 | 1 | 1 | 23.29% | 0% | 23.29% | 2 | 53.25% | 0% | 0% | 2 | 22.98% | 0% | 0% | 1 | 42.77% | 0% | 0% | 1 | 68.49% | 0% | 0% | 2 | 33.16% | 0% | 0% | 1 | 15.54% | 0% | 0% | 1
246 | Whirlwind | GREATER TEHACHAPI | 1108 | 11080 |  | 41.98% | 0% | 2 | 35 | 3459% | 87.96% | 5 | 2.218% | 0% | 0% | 1 | 0 | 2 | 31.1% | 0% | 31.1% | 2 | 15.41% | 27.24% | 0% | 2 | 13.33% | 26.58% | 0% | 2 | 13.33% | 26.58% | 0% | 2 | 28.75% | 32.34% | 0% | 2 | 4.086% | 24.02% | 0% | 2 | 0.6578% | 32.34% | 0% | 2 | 12 | 12 |  | 18.92% | 0% | 1 | 39 | 84.96% | 0% | 5 | 2.699% | 0% | 0% | 1 | 0 | 2 | 37.14% | 0.000351% | 37.14% | 2 | 21.19% | 8.375% | 0% | 1 | 37.88% | 10.62% | 0% | 1 | 21.67% | 8.427% | 0% | 1 | 52.87% | 14% | 0% | 2 | 13.21% | 7.605% | 0% | 1 | 0.4716% | 14% | 0% | 1 | 11 | 7 |  | 10.68% | 0% | 1 | 38.5 | 41.29% | 0% | 4 | 2.38% | 0% | 0% | 1 | 0 | 2 | 37.2% | 5.316% | 42.52% | 2 | 21.99% | 4.754% | 0% | 1 | 35.74% | 5.771% | 0% | 1 | 26.27% | 5.029% | 0% | 1 | 54.02% | 8.065% | 0% | 2 | 17.24% | 4.481% | 0% | 1 | 1.548% | 8.065% | 0% | 1 | 10 | 7 |  | 8.166% | 0% | 1 | 38.3 | 22.72% | 0% | 4 | 2.185% | 0% | 0% | 1 | 0 | 2 | 35.97% | 12.5% | 48.47% | 3 | 23.84% | 3.48% | 0% | 1 | 34.41% | 4.041% | 0% | 1 | 31.83% | 3.887% | 0% | 1 | 56.25% | 6.058% | 0% | 2 | 19.84% | 3.306% | 0% | 1 | 2.382% | 6.058% | 0% | 1
247 | El Casco | RIVERSIDE | 0 | 0 |  | 0% | 0% | 1 | 19.6792 | 0% | 0% | 2 | 0.1134% | 0% | 0% | 1 | 0 | 2 | 13.85% | 84.49% | 98.35% | 5 | 64.31% | 0% | 0% | 2 | 45.49% | 0% | 0% | 1 | 41.76% | 0% | 0% | 1 | 81.46% | 0% | 0% | 3 | 43.3% | 0% | 0% | 1 | 5.197% | 0% | 0% | 1 |  |  |  | 0% | 0% | 1 | 19.6792 | 0% | 0% | 2 | 4.265% | 0% | 0% | 1 | 0 | 2 | 15.25% | 75.47% | 90.72% | 5 | 40.34% | 0% | 0% | 1 | 40.07% | 0% | 0% | 1 | 59.92% | 0% | 0% | 2 | 80.92% | 0% | 0% | 3 | 39.56% | 0% | 0% | 1 | 5.973% | 0% | 0% | 1 |  |  |  | 0% | 0% | 1 | 21.5254 | 0% | 0% | 3 | 2.767% | 0% | 0% | 1 | 0 | 2 | 21.69% | 69.21% | 90.91% | 5 | 34.29% | 0% | 0% | 1 | 34.88% | 0% | 0% | 1 | 56.17% | 0% | 0% | 2 | 74.1% | 0% | 0% | 3 | 41.32% | 0% | 0% | 1 | 5.537% | 0% | 0% | 1 |  |  |  | 0% | 0% | 1 | 24 | 0% | 0% | 3 | 2.208% | 0% | 0% | 1 | 0 | 2 | 24.06% | 68.04% | 92.11% | 5 | 28.59% | 0% | 0% | 1 | 35.89% | 0% | 0% | 1 | 58.37% | 0% | 0% | 2 | 72.65% | 0% | 0% | 3 | 42.36% | 0% | 0% | 1 | 4.953% | 0% | 0% | 1
248 | Suncrest | SAN DIEGO | 0 | 0 |  | 0% | 0% | 1 | 13.8354 | 0% | 0% | 2 | 0.015% | 0% | 0% | 1 | 0 | 2 | 0.9295% | 99.07% | 100% | 5 | 18.8% | 0% | 0% | 1 | 26.47% | 0% | 0% | 1 | 48.34% | 0% | 0% | 1 | 56.59% | 0% | 0% | 2 | 59.8% | 0% | 0% | 2 | 3.486% | 0% | 0% | 1 |  |  |  | 0% | 0% | 1 | 13.5 | 0% | 0% | 2 | 0.002577% | 0% | 0% | 1 | 0 | 2 | 0.186% | 99.81% | 100% | 5 | 18.77% | 0% | 0% | 1 | 29.89% | 0% | 0% | 1 | 59.1% | 0% | 0% | 2 | 65.04% | 0% | 0% | 2 | 67.19% | 0% | 0% | 2 | 3.77% | 0% | 0% | 1 |  |  |  | 0% | 0% | 1 | 12.0383 | 0% | 0% | 2 | 0.08436% | 0% | 0% | 1 | 0 | 2 | 0.6549% | 99.35% | 100% | 5 | 20.99% | 0% | 0% | 1 | 35.19% | 0% | 0% | 1 | 59.9% | 0% | 0% | 2 | 72.66% | 0% | 0% | 3 | 64.51% | 0% | 0% | 2 | 4.352% | 0% | 0% | 1 |  |  |  | 0% | 0% | 1 | 13.5317 | 0% | 0% | 2 | 0.2634% | 0% | 0% | 1 | 0 | 2 | 2.64% | 97.36% | 100% | 5 | 25.47% | 0% | 0% | 1 | 32.83% | 0% | 0% | 1 | 53.1% | 0% | 0% | 2 | 67.82% | 0% | 0% | 2 | 59.9% | 0% | 0% | 2 | 4.352% | 0% | 0% | 1
249 | Colorado River | RIVERSIDE | 1982.6 | 19826 |  | 54098% | 73.06% | 5 | 4.0779 | 117.6% | 31.75% | 5 | 0.0451% | 33641% | 161605% | 5 | 0 | 2 | 0% | 0% | 0% | 1 | 74.65% | 288.4% | 63.96% | 5 | 88.08% | 613.4% | 69.46% | 5 | 84.49% | 471.2% | 68.16% | 5 | 96.75% | 2250% | 72.19% | 5 | 76.01% | 304.7% | 64.6% | 5 | 0.1592% | 2250% | 72.19% | 5 | 18 | 30 |  | 128.9% | 5.738% | 4 | 7.3058 | 62.84% | 0% | 2 | 14.49% | 145.2% | 161605% | 5 | 0 | 2 | 0% | 0% | 0% | 1 | 35.19% | 32.92% | 0% | 2 | 40.94% | 36.13% | 0% | 2 | 34.3% | 32.48% | 0% | 2 | 53.54% | 45.93% | 0% | 2 | 50.47% | 43.08% | 0% | 2 | 0.6835% | 45.93% | 0% | 2 | 14 | 12 |  | 55.01% | 0% | 3 | 8.447 | 34.77% | 0% | 2 | 22.85% | 145.2% | 161605% | 5 | 0 | 2 | 0% | 0% | 0% | 1 | 35.17% | 16.18% | 0% | 1 | 39.07% | 17.21% | 0% | 1 | 29.08% | 14.79% | 0% | 1 | 55.43% | 23.53% | 0% | 2 | 36.25% | 16.45% | 0% | 1 | 0.9958% | 23.53% | 0% | 2 | 13 | 8 |  | 40.02% | 0% | 2 | 7.2896 | 21.25% | 0% | 2 | 21.18% | 145.2% | 161605% | 5 | 0 | 2 | 0% | 0% | 0% | 1 | 37.78% | 12.83% | 0% | 1 | 39.01% | 13.09% | 0% | 1 | 29.39% | 11.3% | 0% | 1 | 53.94% | 17.33% | 0% | 2 | 36.4% | 12.55% | 0% | 1 | 1.453% | 17.33% | 0% | 1
250 | Red bluff | RIVERSIDE | 1613.5 | 16135 |  | 489.5% | 100.5% | 5 | 4.808 | 240.6% | 230.1% | 5 | 0% | 104695% | 0% | 4 | 0 | 2 | 0% | 0% | 0% | 1 | 25.51% | 134.8% | 101.6% | 5 | 0.2439% | 100.7% | 271.6% | 5 | 0% | 100.4% | 999.9% | 5 | 25.75% | 135.3% | 101.6% | 5 | 2.864% | 103.4% | 114.6% | 5 | 2.702% | 135.3% | 101.6% | 5 | 17 | 30 |  | 199.4% | 27.73% | 5 | 3.9026 | 92.32% | 0% | 3 | 0% | 59780% | 0% | 4 | 0 | 2 | 0% | 0% | 0% | 1 | 37.52% | 69.62% | 0% | 3 | 0.1286% | 43.56% | 0% | 2 | 0% | 43.5% | 0% | 2 | 37.65% | 69.76% | 0% | 3 | 15.31% | 51.36% | 0% | 3 | 1.433% | 69.76% | 0% | 3 | 15 | 16 |  | 199.4% | 21.15% | 5 | 3.6374 | 73.45% | 0% | 2 | 0% | 59780% | 0% | 4 | 0 | 2 | 0% | 0% | 0% | 1 | 46.32% | 65.19% | 0% | 3 | 10.71% | 39.19% | 0% | 2 | 10.55% | 39.12% | 0% | 2 | 46.5% | 65.41% | 0% | 3 | 16.37% | 41.84% | 0% | 2 | 1.153% | 65.41% | 0% | 3 | 14 | 15 |  | 178% | 12.98% | 5 | 3.4361 | 50.45% | 0% | 2 | 0% | 59780% | 0% | 4 | 0 | 2 | 0% | 0% | 0% | 1 | 39.24% | 41.81% | 0% | 2 | 25.43% | 34.06% | 0% | 2 | 15.5% | 30.06% | 0% | 2 | 51.98% | 52.9% | 0% | 3 | 29.47% | 36.01% | 0% | 2 | 0.9056% | 52.9% | 0% | 3
251 | Ocotillo Express | GREATER IMPERIAL | 0 | 0 |  | 0% | 0% | 1 | 3.5454 | 0% | 0% | 1 | 0% | 0% | 0% | 1 | 0 | 2 | 0% | 0% | 0% | 1 | 32.81% | 0% | 0% | 1 | 25.47% | 0% | 0% | 1 | 22.85% | 0% | 0% | 1 | 58.34% | 0% | 0% | 2 | 31.16% | 0% | 0% | 1 | 0% | 0% | 0% | 1 |  |  |  | 0% | 0% | 1 | 3.406 | 0% | 0% | 1 | 0% | 0% | 0% | 1 | 0 | 2 | 1.948% | 0% | 1.948% | 1 | 32.43% | 0% | 0% | 1 | 18.41% | 0% | 0% | 1 | 19.94% | 0% | 0% | 1 | 54.12% | 0% | 0% | 2 | 40.43% | 0% | 0% | 1 | 0.03632% | 0% | 0% | 1 |  |  |  | 0% | 0% | 1 | 5.1573 | 0% | 0% | 1 | 0.1453% | 0% | 0% | 1 | 0 | 2 | 28.69% | 0.1351% | 28.82% | 2 | 14.15% | 0% | 0% | 1 | 18.12% | 0% | 0% | 1 | 22.55% | 0% | 0% | 1 | 39.38% | 0% | 0% | 1 | 57.88% | 0% | 0% | 2 | 0.9569% | 0% | 0% | 1 |  |  |  | 0% | 0% | 1 | 7.5843 | 0% | 0% | 1 | 9.43% | 0% | 0% | 1 | 0 | 2 | 34.68% | 8.895% | 43.58% | 2 | 9.706% | 0% | 0% | 1 | 15.86% | 0% | 0% | 1 | 29.19% | 0% | 0% | 1 | 39.23% | 0% | 0% | 1 | 43.96% | 0% | 0% | 1 | 3.59% | 0% | 0% | 1
252 | Ivanpah | SNV ELDORADO DESERT | 0 | 0 |  | 0% | 0% | 1 | 2.9616 | 0% | 0% | 1 | 0% | 0% | 0% | 1 | 0 | 2 | 0% | 0% | 0% | 1 | 99.49% | 0% | 0% | 5 | 76.51% | 0% | 0% | 3 | 0.09494% | 0% | 0% | 1 | 99.54% | 0% | 0% | 5 | 37.63% | 0% | 0% | 1 | 0% | 0% | 0% | 1 |  |  |  | 0% | 0% | 1 | 1.8472 | 0% | 0% | 1 | 0% | 0% | 0% | 1 | 0 | 2 | 0% | 0% | 0% | 1 | 87.7% | 0% | 0% | 3 | 79.18% | 0% | 0% | 3 | 11.77% | 0% | 0% | 1 | 99.42% | 0% | 0% | 5 | 44.92% | 0% | 0% | 1 | 2.402e-05% | 0% | 0% | 1 |  |  |  | 0% | 0% | 1 | 1.8472 | 0% | 0% | 1 | 0% | 0% | 0% | 1 | 0 | 2 | 0% | 0% | 0% | 1 | 87.36% | 0% | 0% | 3 | 78.87% | 0% | 0% | 3 | 11.72% | 0% | 0% | 1 | 99.03% | 0% | 0% | 5 | 45.14% | 0% | 0% | 1 | 2.392e-05% | 0% | 0% | 1 |  |  |  | 0% | 0% | 1 | 1.9364 | 0% | 0% | 1 | 0% | 0% | 0% | 1 | 0 | 2 | 0% | 0% | 0% | 1 | 64.47% | 0% | 0% | 2 | 61.12% | 0% | 0% | 2 | 11.57% | 0% | 0% | 1 | 76% | 0% | 0% | 3 | 52.62% | 0% | 0% | 2 | 0.6584% | 0% | 0% | 1
253 | Alamitos | GREATER LA METRO | 0 | 0 |  | 0% | 0% | 1 | 29.3636 | 0% | 0% | 3 | 0% | 0% | 0% | 1 | 0 | 2 | 0% | 0% | 0% | 1 | 0% | 0% | 0% | 1 | 58.6% | 0% | 0% | 2 | 93.61% | 0% | 0% | 4 | 93.61% | 0% | 0% | 4 | 0% | 0% | 0% | 1 | 1.758% | 0% | 0% | 1 |  |  |  | 0% | 0% | 1 | 60.5 | 0% | 0% | 4 | 0% | 0% | 0% | 1 | 0 | 2 | 0% | 0% | 0% | 1 | 0% | 0% | 0% | 1 | 9.238% | 0% | 0% | 1 | 70.97% | 0% | 0% | 3 | 70.97% | 0% | 0% | 3 | 0% | 0% | 0% | 1 | 0.4458% | 0% | 0% | 1 |  |  |  | 0% | 0% | 1 | 47.5 | 0% | 0% | 4 | 0% | 0% | 0% | 1 | 0 | 2 | 0.04524% | 0% | 0.04524% | 1 | 0% | 0% | 0% | 1 | 14.45% | 0% | 0% | 1 | 77.52% | 0% | 0% | 3 | 77.52% | 0% | 0% | 3 | 0% | 0% | 0% | 1 | 3.549% | 0% | 0% | 1 |  |  |  | 0% | 0% | 1 | 47.5 | 0% | 0% | 4 | 0% | 0% | 0% | 1 | 0 | 2 | 1.144% | 9.269% | 10.41% | 2 | 1.281% | 0% | 0% | 1 | 12.51% | 0% | 0% | 1 | 69.84% | 0% | 0% | 2 | 71.12% | 0% | 0% | 3 | 0% | 0% | 0% | 1 | 4.793% | 0% | 0% | 1
254 | Shilo III | NORTHERN CALIFORNIA | 0 | 0 |  | 0% | 0% | 1 | 6.0403 | 0% | 0% | 1 | 0% | 0% | 0% | 1 | 0 | 2 | 0% | 0% | 0% | 1 | 6.745% | 0% | 0% | 1 | 37.7% | 0% | 0% | 1 | 40.06% | 0% | 0% | 1 | 51.7% | 0% | 0% | 2 | 0.06799% | 0% | 0% | 1 | 18.76% | 0% | 0% | 1 |  |  |  | 0% | 0% | 1 | 6.4791 | 0% | 0% | 1 | 7.341% | 0% | 0% | 1 | 0 | 2 | 0% | 0% | 0% | 1 | 16.46% | 0% | 0% | 1 | 37.57% | 0% | 0% | 1 | 36.98% | 0% | 0% | 1 | 52.52% | 0% | 0% | 2 | 4.628% | 0% | 0% | 1 | 31.14% | 0% | 0% | 1 |  |  |  | 0% | 0% | 1 | 7.0909 | 0% | 0% | 1 | 26.72% | 0% | 0% | 1 | 0 | 2 | 1.914% | 0% | 1.914% | 1 | 11.94% | 0% | 0% | 1 | 32.11% | 0% | 0% | 1 | 32% | 0% | 0% | 1 | 43.3% | 0% | 0% | 1 | 3.498% | 0% | 0% | 1 | 22.89% | 0% | 0% | 1 |  |  |  | 0% | 0% | 1 | 12.31 | 0% | 0% | 2 | 33.12% | 0% | 0% | 1 | 0 | 2 | 8.347% | 0.4231% | 8.77% | 2 | 17.66% | 0% | 0% | 1 | 24.65% | 0% | 0% | 1 | 25.81% | 0% | 0% | 1 | 40.9% | 0% | 0% | 1 | 6.826% | 0% | 0% | 1 | 16.2% | 0% | 0% | 1
255 | ECO | GREATER IMPERIAL | 182 | 1820 |  | 112.9% | 8.763% | 4 | 12.3619 | 1154% | 57.28% | 5 | 1.714% | 533.9% | 304.1% | 5 | 0 | 2 | 55.08% | 0% | 55.08% | 3 | 0% | 45.72% | 0% | 2 | 22.59% | 59.06% | 0% | 3 | 31.28% | 66.53% | 0% | 3 | 37.64% | 73.32% | 0% | 3 | 18.12% | 55.84% | 0% | 3 | 4.219% | 73.32% | 0% | 3 | 19 | 17 |  | 30.52% | 0% | 2 | 8.3576 | 52.12% | 0% | 2 | 0.3037% | 0% | 0% | 1 | 0 | 2 | 64.94% | 0% | 64.94% | 3 | 11.67% | 9.172% | 0% | 1 | 32.94% | 12.08% | 0% | 1 | 37.11% | 12.88% | 0% | 1 | 54.24% | 17.71% | 0% | 2 | 32.06% | 11.93% | 0% | 1 | 1.743% | 17.71% | 0% | 1 | 10 | 7 |  | 10.91% | 0% | 1 | 8.943 | 13.54% | 0% | 1 | 0.1098% | 0% | 0% | 1 | 0 | 2 | 68.07% | 6.004% | 74.08% | 3 | 19.26% | 3.627% | 0% | 1 | 13.72% | 3.394% | 0% | 1 | 34.75% | 4.488% | 0% | 1 | 53.56% | 6.305% | 0% | 2 | 42.12% | 5.059% | 0% | 1 | 1.247% | 6.305% | 0% | 1 | 8 | 7 |  | 7.458% | 0% | 1 | 8.5168 | 6.864% | 0% | 1 | 0.2946% | 0% | 0% | 1 | 0 | 2 | 47.53% | 30.31% | 77.85% | 5 | 14.63% | 2.266% | 0% | 1 | 12.69% | 2.216% | 0% | 1 | 23.87% | 2.541% | 0% | 1 | 41.83% | 3.326% | 0% | 1 | 49.67% | 3.844% | 0% | 1 | 1.541% | 3.326% | 0% | 1
256 | IID System | GREATER IMPERIAL | 0 | 0 |  | 0% | 0% | 1 | 9.5283 | 0% | 0% | 1 | 34.53% | 0% | 0% | 1 | 0 | 2 | 0% | 0% | 0% | 1 | 0% | 0% | 0% | 1 | 74.54% | 0% | 0% | 3 | 85.27% | 0% | 0% | 3 | 85.27% | 0% | 0% | 3 | 0% | 0% | 0% | 1 | 11.41% | 0% | 0% | 1 |  |  |  | 0% | 0% | 1 | 7.6593 | 0% | 0% | 1 | 36.97% | 0% | 0% | 1 | 0 | 2 | 0% | 0% | 0% | 1 | 1.411% | 0% | 0% | 1 | 43.36% | 0% | 0% | 1 | 54.09% | 0% | 0% | 2 | 54.4% | 0% | 0% | 2 | 0.1721% | 0% | 0% | 1 | 7.929% | 0% | 0% | 1 |  |  |  | 0% | 0% | 1 | 8.2 | 0% | 0% | 1 | 43.1% | 0% | 0% | 1 | 0 | 2 | 0% | 0% | 0% | 1 | 3.69% | 0% | 0% | 1 | 36.42% | 0% | 0% | 1 | 44.5% | 0% | 0% | 1 | 47.79% | 0% | 0% | 1 | 2.217% | 0% | 0% | 1 | 7.153% | 0% | 0% | 1 |  |  |  | 0% | 0% | 1 | 8.2 | 0% | 0% | 1 | 42.84% | 0% | 0% | 1 | 0 | 2 | 0% | 0% | 0% | 1 | 3.274% | 0% | 0% | 1 | 26.87% | 0% | 0% | 1 | 33.02% | 0% | 0% | 1 | 36.74% | 0% | 0% | 1 | 5.058% | 0% | 0% | 1 | 6.446% | 0% | 0% | 1
257 | Sonora | GREATER IMPERIAL | 0 | 0 |  | 0% | 0% | 1 | 7 | 0% | 0% | 1 | 27.81% | 0% | 0% | 1 | 0 | 2 | 0% | 0% | 0% | 1 | 13.39% | 0% | 0% | 1 | 7.106% | 0% | 0% | 1 | 41.84% | 0% | 0% | 1 | 41.84% | 0% | 0% | 1 | 0.01828% | 0% | 0% | 1 | 6.797% | 0% | 0% | 1 |  |  |  | 0% | 0% | 1 | 8.0566 | 0% | 0% | 1 | 39.69% | 0% | 0% | 1 | 0 | 2 | 0% | 0% | 0% | 1 | 7.059% | 0% | 0% | 1 | 31.48% | 0% | 0% | 1 | 48.44% | 0% | 0% | 1 | 48.84% | 0% | 0% | 1 | 0.805% | 0% | 0% | 1 | 7.593% | 0% | 0% | 1 |  |  |  | 0% | 0% | 1 | 8 | 0% | 0% | 1 | 47.77% | 0% | 0% | 1 | 0 | 2 | 0% | 0% | 0% | 1 | 4.429% | 0% | 0% | 1 | 31.76% | 0% | 0% | 1 | 39.5% | 0% | 0% | 1 | 42.64% | 0% | 0% | 1 | 0.9809% | 0% | 0% | 1 | 6.756% | 0% | 0% | 1 |  |  |  | 0% | 0% | 1 | 8.0687 | 0% | 0% | 1 | 49.16% | 0% | 0% | 1 | 0 | 2 | 0% | 0% | 0% | 1 | 3.906% | 0% | 0% | 1 | 26.19% | 0% | 0% | 1 | 31.39% | 0% | 0% | 1 | 34.86% | 0% | 0% | 1 | 3.916% | 0% | 0% | 1 | 6.352% | 0% | 0% | 1
258 | Caliente | SPGE | 100 | 1000 |  | 11.3% | 0% | 1 | 8.4108 | 21.79% | 0% | 2 | 0% | 0% | 0% | 1 | 0 | 2 | 0% | 0% | 0% | 1 | 31.84% | 4.977% | 0% | 1 | 20.82% | 4.284% | 0% | 1 | 37.39% | 5.418% | 0% | 1 | 56.66% | 7.827% | 0% | 2 | 41.62% | 5.81% | 0% | 1 | 4.436% | 7.827% | 0% | 1 |  |  |  | 4.575% | 0% | 1 | 13.56 | 3.267% | 0% | 2 | 0.01265% | 0% | 0% | 1 | 0 | 2 | 0.5121% | 0% | 0.5121% | 1 | 44.28% | 1.459% | 0% | 1 | 17.81% | 0.989% | 0% | 1 | 34.24% | 1.236% | 0% | 1 | 66.09% | 2.397% | 0% | 2 | 42.92% | 1.424% | 0% | 1 | 5.855% | 2.397% | 0% | 1 |  |  |  | 2.003% | 0% | 1 | 8.6049 | 0.8485% | 0% | 1 | 2.828% | 0% | 0% | 1 | 0 | 2 | 9.13% | 0% | 9.13% | 1 | 45.38% | 0.6102% | 0% | 1 | 12.49% | 0.3809% | 0% | 1 | 26.19% | 0.4516% | 0% | 1 | 64.12% | 0.9291% | 0% | 2 | 43.32% | 0.5881% | 0% | 1 | 3.056% | 0.9291% | 0% | 1 |  |  |  | 1.475% | 0% | 1 | 7.2675 | 0.4849% | 0% | 1 | 11.47% | 0% | 0% | 1 | 0 | 2 | 10.65% | 0% | 10.65% | 1 | 46.27% | 0.3783% | 0% | 1 | 14.19% | 0.2369% | 0% | 1 | 25.18% | 0.2717% | 0% | 1 | 65.07% | 0.5819% | 0% | 2 | 38.99% | 0.3332% | 0% | 1 | 2.235% | 0.5819% | 0% | 1
259 | Regulus | SPGE | 0 | 0 |  | 0% | 0% | 1 | 11.6512 | 0% | 0% | 1 | 82.54% | 0% | 0% | 3 | 0 | 2 | 0% | 0% | 0% | 1 | 0% | 0% | 0% | 1 | 0.7745% | 0% | 0% | 1 | 9.495% | 0% | 0% | 1 | 9.495% | 0% | 0% | 1 | 0% | 0% | 0% | 1 | 0.02407% | 0% | 0% | 1 |  |  |  | 0% | 0% | 1 | 10.3535 | 0% | 0% | 1 | 55.08% | 0% | 0% | 2 | 0 | 2 | 9.252% | 0% | 9.252% | 1 | 28.01% | 0% | 0% | 1 | 12.62% | 0% | 0% | 1 | 22.25% | 0% | 0% | 1 | 38.21% | 0% | 0% | 1 | 13.36% | 0% | 0% | 1 | 1.954% | 0% | 0% | 1 |  |  |  | 0% | 0% | 1 | 9.6556 | 0% | 0% | 1 | 42.85% | 0% | 0% | 1 | 0 | 2 | 23.95% | 2.846% | 26.8% | 2 | 44.4% | 0% | 0% | 1 | 20.68% | 0% | 0% | 1 | 31.2% | 0% | 0% | 1 | 54.93% | 0% | 0% | 2 | 23.39% | 0% | 0% | 1 | 1.697% | 0% | 0% | 1 |  |  |  | 0% | 0% | 1 | 10.1688 | 0% | 0% | 1 | 39.53% | 0% | 0% | 1 | 0 | 2 | 24.25% | 6.723% | 30.97% | 2 | 43.58% | 0% | 0% | 1 | 21.17% | 0% | 0% | 1 | 32.19% | 0% | 0% | 1 | 55.56% | 0% | 0% | 2 | 23.66% | 0% | 0% | 1 | 2.735% | 0% | 0% | 1
260 | Geysers 12 | NORTHERN CALIFORNIA | 0 | 0 |  | 0% | 0% | 1 | 6.9 | 0% | 0% | 1 | 0.2834% | 0% | 0% | 1 | 0 | 2 | 20.61% | 78.48% | 99.09% | 5 | 98.38% | 0% | 0% | 5 | 65.11% | 0% | 0% | 2 | 99.98% | 0% | 0% | 5 | 100% | 0% | 0% | 5 | 45.48% | 0% | 0% | 1 | 1.215% | 0% | 0% | 1 |  |  |  | 0% | 0% | 1 | 10.7778 | 0% | 0% | 1 | 6.01% | 0% | 0% | 1 | 0 | 2 | 23.85% | 63.4% | 87.25% | 5 | 65.16% | 0% | 0% | 2 | 61.04% | 0% | 0% | 2 | 84.34% | 0% | 0% | 3 | 95.39% | 0% | 0% | 5 | 33.61% | 0% | 0% | 1 | 2.617% | 0% | 0% | 1 |  |  |  | 0% | 0% | 1 | 11.5938 | 0% | 0% | 1 | 6.923% | 0% | 0% | 1 | 0 | 2 | 36.55% | 47.84% | 84.39% | 5 | 57.01% | 0% | 0% | 2 | 49.45% | 0% | 0% | 1 | 76.91% | 0% | 0% | 3 | 93.23% | 0% | 0% | 4 | 34.37% | 0% | 0% | 1 | 2.14% | 0% | 0% | 1 |  |  |  | 0% | 0% | 1 | 11.3004 | 0% | 0% | 1 | 6.981% | 0% | 0% | 1 | 0 | 2 | 42.63% | 41.92% | 84.54% | 5 | 59.44% | 0% | 0% | 2 | 43.47% | 0% | 0% | 1 | 74.45% | 0% | 0% | 3 | 91.65% | 0% | 0% | 4 | 43.38% | 0% | 0% | 1 | 2.308% | 0% | 0% | 1
261 | Solar SS | SPGE | 0 | 0 |  | 0% | 0% | 1 | 4.1419 | 0% | 0% | 1 | 0.1882% | 0% | 0% | 1 | 0 | 2 | 18.92% | 0% | 18.92% | 1 | 7.754% | 0% | 0% | 1 | 23.01% | 0% | 0% | 1 | 46.08% | 0% | 0% | 1 | 47.6% | 0% | 0% | 1 | 47.56% | 0% | 0% | 1 | 0.9959% | 0% | 0% | 1 |  |  |  | 0% | 0% | 1 | 8.3014 | 0% | 0% | 1 | 0.1759% | 0% | 0% | 1 | 0 | 2 | 23.66% | 0% | 23.66% | 2 | 31.78% | 0% | 0% | 1 | 17.52% | 0% | 0% | 1 | 30.89% | 0% | 0% | 1 | 57.12% | 0% | 0% | 2 | 65.36% | 0% | 0% | 2 | 4.023% | 0% | 0% | 1 |  |  |  | 0% | 0% | 1 | 7.8799 | 0% | 0% | 1 | 0.7435% | 0% | 0% | 1 | 0 | 2 | 19.41% | 0% | 19.41% | 1 | 40.59% | 0% | 0% | 1 | 17.83% | 0% | 0% | 1 | 27.48% | 0% | 0% | 1 | 61.52% | 0% | 0% | 2 | 57.49% | 0% | 0% | 2 | 3.5% | 0% | 0% | 1 |  |  |  | 0% | 0% | 1 | 6.6802 | 0% | 0% | 1 | 2.856% | 0% | 0% | 1 | 0 | 2 | 18.29% | 1.942% | 20.23% | 2 | 46.46% | 0% | 0% | 1 | 13.39% | 0% | 0% | 1 | 24.93% | 0% | 0% | 1 | 65.53% | 0% | 0% | 2 | 49.45% | 0% | 0% | 1 | 2.623% | 0% | 0% | 1
262 | Olive | SPGE | 40 | 400 |  | 4.538% | 0% | 1 | 10.8389 | 28.1% | 0% | 2 | 26.91% | 3.07% | 0% | 1 | 0 | 2 | 0% | 0% | 0% | 1 | 49.05% | 3.057% | 0% | 1 | 7.557% | 1.685% | 0% | 1 | 36.81% | 2.465% | 0% | 1 | 61.15% | 4.009% | 0% | 2 | 0% | 1.558% | 0% | 1 | 5.644% | 4.009% | 0% | 1 | 7 | 7 |  | 0.7248% | 0% | 1 | 8.9895 | 1.094% | 0% | 1 | 37.54% | 0.6087% | 0% | 1 | 0 | 2 | 0% | 0% | 0% | 1 | 32.4% | 0.4151% | 0% | 1 | 10.76% | 0.3144% | 0% | 1 | 25.52% | 0.3767% | 0% | 1 | 46.4% | 0.5235% | 0% | 1 | 0.0295% | 0.2806% | 0% | 1 | 6.244% | 0.5235% | 0% | 1 | 6 | 6 |  | 0.3734% | 0% | 1 | 8.2991 | 0.4812% | 0% | 1 | 43% | 0.6087% | 0% | 1 | 0 | 2 | 0% | 0% | 0% | 1 | 31.57% | 0.1722% | 0% | 1 | 8.953% | 0.1294% | 0% | 1 | 19.88% | 0.1471% | 0% | 1 | 43.44% | 0.2083% | 0% | 1 | 0.08517% | 0.1179% | 0% | 1 | 6.168% | 0.2083% | 0% | 1 | 6 | 6 |  | 0.2119% | 0% | 1 | 8.5 | 0.2708% | 0% | 1 | 44.25% | 0.6087% | 0% | 1 | 0 | 2 | 0% | 0% | 0% | 1 | 30.25% | 0.08954% | 0% | 1 | 5.684% | 0.06622% | 0% | 1 | 16.51% | 0.0748% | 0% | 1 | 41.69% | 0.1071% | 0% | 1 | 0.05834% | 0.06249% | 0% | 1 | 5.088% | 0.1071% | 0% | 1
263 | 7th Standard | SPGE | 0 | 0 |  | 0% | 0% | 1 | 19.75 | 0% | 0% | 2 | 77.4% | 0% | 0% | 3 | 0 | 2 | 0% | 0% | 0% | 1 | 12.5% | 0% | 0% | 1 | 0% | 0% | 0% | 1 | 2.967% | 0% | 0% | 1 | 12.57% | 0% | 0% | 1 | 0% | 0% | 0% | 1 | 2.309% | 0% | 0% | 1 | 9 | 6 |  | 0% | 0% | 1 | 13.8296 | 0% | 0% | 2 | 53.44% | 0% | 0% | 2 | 0 | 2 | 0% | 0% | 0% | 1 | 35.65% | 0% | 0% | 1 | 7.501% | 0% | 0% | 1 | 19.85% | 0% | 0% | 1 | 44.1% | 0% | 0% | 1 | 1.238% | 0% | 0% | 1 | 6.238% | 0% | 0% | 1 | 8 | 6 |  | 0% | 0% | 1 | 11.55 | 0% | 0% | 1 | 47.87% | 0% | 0% | 1 | 0 | 2 | 5.791% | 0% | 5.791% | 1 | 36.22% | 0% | 0% | 1 | 14.76% | 0% | 0% | 1 | 29.13% | 0% | 0% | 1 | 50.21% | 0% | 0% | 2 | 4.539% | 0% | 0% | 1 | 6.524% | 0% | 0% | 1 | 6 | 7 |  | 0% | 0% | 1 | 9.7778 | 0% | 0% | 1 | 47.5% | 0% | 0% | 1 | 0 | 2 | 12.3% | 0% | 12.3% | 1 | 33.89% | 0% | 0% | 1 | 18.6% | 0% | 0% | 1 | 35.73% | 0% | 0% | 1 | 53.85% | 0% | 0% | 2 | 10.28% | 0% | 0% | 1 | 4.204% | 0% | 0% | 1
264 | Delevan | NORTHERN CALIFORNIA | 400 | 4000 |  | 55.1% | 0% | 3 | 5.9027 | 27.44% | 0% | 2 | 26.51% | 32.81% | 0% | 2 | 0 | 2 | 3.888% | 0% | 3.888% | 1 | 42.1% | 14.33% | 0% | 1 | 7.638% | 8.985% | 0% | 1 | 31.99% | 12.2% | 0% | 1 | 70.61% | 28.23% | 0% | 3 | 13.42% | 9.584% | 0% | 1 | 2.474% | 28.23% | 0% | 2 |  |  |  | 15.6% | 0% | 1 | 6.1851 | 5.871% | 0% | 1 | 24.32% | 9.07% | 0% | 1 | 0 | 2 | 19.28% | 0% | 19.28% | 1 | 32.54% | 3.506% | 0% | 1 | 10.77% | 2.651% | 0% | 1 | 32.47% | 3.503% | 0% | 1 | 60.64% | 6.009% | 0% | 2 | 29.9% | 3.375% | 0% | 1 | 3.333% | 6.009% | 0% | 1 |  |  |  | 6.317% | 0% | 1 | 7.2249 | 3.415% | 0% | 1 | 24.91% | 9.07% | 0% | 1 | 0 | 2 | 23.78% | 0% | 23.78% | 2 | 29.97% | 1.498% | 0% | 1 | 13.16% | 1.208% | 0% | 1 | 33.18% | 1.57% | 0% | 1 | 54.92% | 2.327% | 0% | 2 | 31.28% | 1.527% | 0% | 1 | 3.31% | 2.327% | 0% | 1 |  |  |  | 3.989% | 0% | 1 | 6.663 | 1.902% | 0% | 1 | 27.79% | 9.07% | 0% | 1 | 0 | 2 | 25.24% | 0% | 25.24% | 2 | 30.34% | 0.8999% | 0% | 1 | 13.01% | 0.7206% | 0% | 1 | 31.42% | 0.9141% | 0% | 1 | 54.38% | 1.374% | 0% | 2 | 31.49% | 0.915% | 0% | 1 | 4.31% | 1.374% | 0% | 1
265 | Mustang | SPGE | 0 | 0 |  | 0% | 0% | 1 | 6.5729 | 0% | 0% | 1 | 0.6062% | 0% | 0% | 1 | 1 | 1 | 58.7% | 38.17% | 96.88% | 5 | 64.54% | 0% | 0% | 2 | 48.66% | 0% | 0% | 1 | 88.09% | 0% | 0% | 3 | 96.29% | 0% | 0% | 5 | 49.85% | 0% | 0% | 1 | 10.18% | 0% | 0% | 1 | 9 | 13 |  | 0% | 0% | 1 | 6.9895 | 0% | 0% | 1 | 5.377% | 0% | 0% | 1 | 1 | 1 | 49.39% | 36.5% | 85.89% | 5 | 40.04% | 0% | 0% | 1 | 34.45% | 0% | 0% | 1 | 66.76% | 0% | 0% | 2 | 78.57% | 0% | 0% | 3 | 51.47% | 0% | 0% | 2 | 10.15% | 0% | 0% | 1 | 9 | 10 |  | 0% | 0% | 1 | 9.6088 | 0% | 0% | 1 | 3.205% | 0% | 0% | 1 | 1 | 1 | 42.99% | 44.07% | 87.07% | 5 | 30.87% | 0% | 0% | 1 | 21.38% | 0% | 0% | 1 | 50.65% | 0% | 0% | 2 | 61.97% | 0% | 0% | 2 | 49.76% | 0% | 0% | 1 | 7.709% | 0% | 0% | 1 | 9 | 8 |  | 0% | 0% | 1 | 9.6141 | 0% | 0% | 1 | 4.365% | 0% | 0% | 1 | 1 | 1 | 38.35% | 34.22% | 72.57% | 5 | 25.25% | 0% | 0% | 1 | 18.96% | 0% | 0% | 1 | 42.5% | 0% | 0% | 1 | 53.57% | 0% | 0% | 2 | 44.21% | 0% | 0% | 1 | 5.72% | 0% | 0% | 1
266 | Tranquility | SPGE | 1000 | 10000 |  | 44.15% | 0% | 2 | 8.1364 | 407% | 17.85% | 3 | 31.48% | 36.37% | 0% | 2 | 1 | 1 | 0% | 0% | 0% | 1 | 27.27% | 27.94% | 0% | 2 | 0% | 20.32% | 0% | 2 | 8.315% | 22.17% | 0% | 2 | 29.52% | 28.83% | 0% | 2 | 0% | 20.32% | 0% | 2 | 0.243% | 28.83% | 0% | 2 | 9 | 12 |  | 15.05% | 0% | 1 | 7.6129 | 38.7% | 0% | 2 | 40.98% | 13.12% | 0% | 1 | 1 | 1 | 0% | 0% | 0% | 1 | 25.63% | 7.374% | 0% | 1 | 3.343% | 5.673% | 0% | 1 | 12.73% | 6.284% | 0% | 1 | 27.6% | 7.574% | 0% | 1 | 4.493% | 5.742% | 0% | 1 | 0.3911% | 7.574% | 0% | 1 | 6 | 6 |  | 9.586% | 0% | 1 | 6.6389 | 11.56% | 0% | 1 | 39.81% | 13.12% | 0% | 1 | 1 | 1 | 0% | 0% | 0% | 1 | 34.68% | 3.935% | 0% | 1 | 7.701% | 2.785% | 0% | 1 | 17.8% | 3.127% | 0% | 1 | 42.29% | 4.454% | 0% | 1 | 12.48% | 2.937% | 0% | 1 | 2.015% | 4.454% | 0% | 1 | 5 | 6 |  | 4.975% | 0% | 1 | 6.2903 | 5.756% | 0% | 1 | 32.53% | 13.12% | 0% | 1 | 1 | 1 | 0.5437% | 0% | 0.5437% | 1 | 37.48% | 2.423% | 0% | 1 | 10.22% | 1.688% | 0% | 1 | 18.19% | 1.852% | 0% | 1 | 45.26% | 2.768% | 0% | 1 | 15.22% | 1.787% | 0% | 1 | 2.446% | 2.768% | 0% | 1
267 | Calcite | GREATER KRAMER | 400 | 4000 |  | 33.52% | 0% | 2 | 32.6 | 648672% | 60.32% | 5 | 0.5468% | 0% | 0% | 1 | 0 | 2 | 0% | 0% | 0% | 1 | 52.54% | 31.07% | 0% | 2 | 20.62% | 18.58% | 0% | 1 | 11.26% | 16.62% | 0% | 1 | 53.63% | 31.8% | 0% | 2 | 10.25% | 16.43% | 0% | 1 | 1.564% | 31.8% | 0% | 2 | 11 | 9 |  | 13.97% | 0% | 1 | 38.8542 | 602.7% | 19.2% | 5 | 0.8389% | 0% | 0% | 1 | 0 | 2 | 0% | 0% | 0% | 1 | 44.03% | 9.673% | 0% | 1 | 23.63% | 7.088% | 0% | 1 | 20.84% | 6.838% | 0% | 1 | 57.62% | 12.77% | 0% | 2 | 17.65% | 6.573% | 0% | 1 | 0.5986% | 12.77% | 0% | 1 | 10 | 7 |  | 10.8% | 0% | 1 | 39.6333 | 44.52% | 0% | 4 | 0.5383% | 0% | 0% | 1 | 0 | 2 | 6.674% | 0% | 6.674% | 1 | 44.16% | 5.869% | 0% | 1 | 26.64% | 4.467% | 0% | 1 | 24.51% | 4.341% | 0% | 1 | 61.34% | 8.476% | 0% | 2 | 25.78% | 4.415% | 0% | 1 | 0.4814% | 8.476% | 0% | 1 | 9 | 7 |  | 9.523% | 0% | 1 | 33.5324 | 16.51% | 0% | 4 | 0.4091% | 0% | 0% | 1 | 0 | 2 | 18.06% | 0.2305% | 18.29% | 2 | 37.37% | 3.976% | 0% | 1 | 31.28% | 3.624% | 0% | 1 | 30.88% | 3.603% | 0% | 1 | 63.02% | 6.734% | 0% | 2 | 33.33% | 3.735% | 0% | 1 | 0.5641% | 6.734% | 0% | 1
268 | Trout Canyon (fka Crazy Eyes) | SNV ELDORADO DESERT | 0 | 0 |  | 0% | 0% | 1 | 0 | 0% | 0% | 1 | 0% | 0% | 0% | 1 | 0 | 2 | 0% | 0% | 0% | 1 | 0% | 0% | 0% | 1 | 0% | 0% | 0% | 1 | 0% | 0% | 0% | 1 | 0% | 0% | 0% | 1 | 0% | 0% | 0% | 1 | 0% | 0% | 0% | 1 |  |  |  | 0% | 0% | 1 | 0 | 0% | 0% | 1 | 0% | 0% | 0% | 1 | 0 | 2 | 0% | 0% | 0% | 1 | 0% | 0% | 0% | 1 | 0% | 0% | 0% | 1 | 0% | 0% | 0% | 1 | 0% | 0% | 0% | 1 | 0% | 0% | 0% | 1 | 0% | 0% | 0% | 1 |  |  |  | 0% | 0% | 1 | 80 | 0% | 0% | 4 | 0% | 0% | 0% | 1 | 0 | 2 | 0% | 0% | 0% | 1 | 11.11% | 0% | 0% | 1 | 0.1771% | 0% | 0% | 1 | 71.39% | 0% | 0% | 3 | 77.12% | 0% | 0% | 3 | 49.68% | 0% | 0% | 1 | 0.07427% | 0% | 0% | 1 |  |  |  | 0% | 0% | 1 | 73.6111 | 0% | 0% | 4 | 0% | 0% | 0% | 1 | 0 | 2 | 0% | 0% | 0% | 1 | 9.866% | 0% | 0% | 1 | 0.1573% | 0% | 0% | 1 | 67.6% | 0% | 0% | 2 | 72.69% | 0% | 0% | 3 | 47.93% | 0% | 0% | 1 | 0.2283% | 0% | 0% | 1
269 | Delaney | ARIZONA MINOR | 0 | 0 |  | 0% | 0% | 1 | 0 | 0% | 0% | 1 | 0% | 0% | 0% | 1 | 0 | 2 | 0% | 0% | 0% | 1 | 0% | 0% | 0% | 1 | 0% | 0% | 0% | 1 | 0% | 0% | 0% | 1 | 0% | 0% | 0% | 1 | 0% | 0% | 0% | 1 | 0% | 0% | 0% | 1 | 6 | 6 |  | 0% | 0% | 1 | 0 | 0% | 0% | 1 | 0% | 0% | 0% | 1 | 0 | 2 | 0% | 0% | 0% | 1 | 0% | 0% | 0% | 1 | 0% | 0% | 0% | 1 | 0% | 0% | 0% | 1 | 0% | 0% | 0% | 1 | 0% | 0% | 0% | 1 | 0% | 0% | 0% | 1 | 6 | 6 |  | 0% | 0% | 1 | 0 | 0% | 0% | 1 | 0% | 0% | 0% | 1 | 0 | 2 | 0% | 0% | 0% | 1 | 0% | 0% | 0% | 1 | 0% | 0% | 0% | 1 | 0% | 0% | 0% | 1 | 0% | 0% | 0% | 1 | 0% | 0% | 0% | 1 | 0% | 0% | 0% | 1 | 6 | 6 |  | 0% | 0% | 1 | 0 | 0% | 0% | 1 | 0% | 0% | 0% | 1 | 0 | 2 | 0% | 0% | 0% | 1 | 0% | 0% | 0% | 1 | 0% | 0% | 0% | 1 | 0% | 0% | 0% | 1 | 0% | 0% | 0% | 1 | 0% | 0% | 0% | 1 | 0% | 0% | 0% | 1
270 | Desert View | SNV ELDORADO DESERT | 0 | 0 |  | 0% | 0% | 1 | 0 | 0% | 0% | 1 | 0% | 0% | 0% | 1 | 0 | 2 | 0% | 0% | 0% | 1 | 0% | 0% | 0% | 1 | 0% | 0% | 0% | 1 | 0% | 0% | 0% | 1 | 0% | 0% | 0% | 1 | 0% | 0% | 0% | 1 | 0% | 0% | 0% | 1 |  |  |  | 0% | 0% | 1 | 0 | 0% | 0% | 1 | 0% | 0% | 0% | 1 | 0 | 2 | 0% | 0% | 0% | 1 | 0% | 0% | 0% | 1 | 0% | 0% | 0% | 1 | 0% | 0% | 0% | 1 | 0% | 0% | 0% | 1 | 0% | 0% | 0% | 1 | 0% | 0% | 0% | 1 |  |  |  | 0% | 0% | 1 | 0 | 0% | 0% | 1 | 0% | 0% | 0% | 1 | 0 | 2 | 0% | 0% | 0% | 1 | 0% | 0% | 0% | 1 | 0% | 0% | 0% | 1 | 0% | 0% | 0% | 1 | 0% | 0% | 0% | 1 | 0% | 0% | 0% | 1 | 0% | 0% | 0% | 1 |  |  |  | 0% | 0% | 1 | 0 | 0% | 0% | 1 | 0% | 0% | 0% | 1 | 0 | 2 | 0% | 0% | 0% | 1 | 0% | 0% | 0% | 1 | 0% | 0% | 0% | 1 | 0% | 0% | 0% | 1 | 0% | 0% | 0% | 1 | 0% | 0% | 0% | 1 | 0% | 0% | 0% | 1
271 | Carpenter Canyon (fka Gamebird) | SNV ELDORADO DESERT | 0 | 0 |  | 0% | 0% | 1 | 0 | 0% | 0% | 1 | 0% | 0% | 0% | 1 | 0 | 2 | 0% | 0% | 0% | 1 | 0% | 0% | 0% | 1 | 0% | 0% | 0% | 1 | 0% | 0% | 0% | 1 | 0% | 0% | 0% | 1 | 0% | 0% | 0% | 1 | 0% | 0% | 0% | 1 | 6 | 6 |  | 0% | 0% | 1 | 1.2394 | 0% | 0% | 1 | 0% | 0% | 0% | 1 | 0 | 2 | 0% | 0% | 0% | 1 | 36.05% | 0% | 0% | 1 | 1.117% | 0% | 0% | 1 | 11.2% | 0% | 0% | 1 | 37.16% | 0% | 0% | 1 | 100% | 0% | 0% | 5 | 0% | 0% | 0% | 1 | 6 | 10 |  | 0% | 0% | 1 | 57.7686 | 0% | 0% | 4 | 0% | 0% | 0% | 1 | 0 | 2 | 0% | 0% | 0% | 1 | 11.84% | 0% | 0% | 1 | 3.055% | 0% | 0% | 1 | 68.82% | 0% | 0% | 2 | 74.93% | 0% | 0% | 3 | 48.27% | 0% | 0% | 1 | 0.4977% | 0% | 0% | 1 | 9 | 9 |  | 0% | 0% | 1 | 48.4933 | 0% | 0% | 4 | 0% | 0% | 0% | 1 | 0 | 2 | 0% | 0% | 0% | 1 | 9.968% | 0% | 0% | 1 | 2.573% | 0% | 0% | 1 | 73.22% | 0% | 0% | 3 | 78.36% | 0% | 0% | 3 | 51.42% | 0% | 0% | 2 | 0.4198% | 0% | 0% | 1
272 | Hassayampa | ARIZONA MINOR | 0 | 0 |  | 0% | 0% | 1 | 0 | 0% | 0% | 1 | 0% | 0% | 0% | 1 | 0 | 2 | 0% | 0% | 0% | 1 | 0% | 0% | 0% | 1 | 0% | 0% | 0% | 1 | 0% | 0% | 0% | 1 | 0% | 0% | 0% | 1 | 0% | 0% | 0% | 1 | 0% | 0% | 0% | 1 | 6 | 6 |  | 0% | 0% | 1 | 0 | 0% | 0% | 1 | 0% | 0% | 0% | 1 | 0 | 2 | 0% | 0% | 0% | 1 | 0% | 0% | 0% | 1 | 0% | 0% | 0% | 1 | 0% | 0% | 0% | 1 | 0% | 0% | 0% | 1 | 0% | 0% | 0% | 1 | 0% | 0% | 0% | 1 | 6 | 6 |  | 0% | 0% | 1 | 0 | 0% | 0% | 1 | 0% | 0% | 0% | 1 | 0 | 2 | 0% | 0% | 0% | 1 | 0% | 0% | 0% | 1 | 0% | 0% | 0% | 1 | 0% | 0% | 0% | 1 | 0% | 0% | 0% | 1 | 0% | 0% | 0% | 1 | 0% | 0% | 0% | 1 | 6 | 6 |  | 0% | 0% | 1 | 0 | 0% | 0% | 1 | 0% | 0% | 0% | 1 | 0 | 2 | 0% | 0% | 0% | 1 | 0% | 0% | 0% | 1 | 0% | 0% | 0% | 1 | 0% | 0% | 0% | 1 | 0% | 0% | 0% | 1 | 0% | 0% | 0% | 1 | 0% | 0% | 0% | 1
273 | Hoodoo Wash | ARIZONA MINOR | 0 | 0 |  | 0% | 0% | 1 | 0 | 0% | 0% | 1 | 0% | 0% | 0% | 1 | 0 | 2 | 0% | 0% | 0% | 1 | 0% | 0% | 0% | 1 | 0% | 0% | 0% | 1 | 0% | 0% | 0% | 1 | 0% | 0% | 0% | 1 | 0% | 0% | 0% | 1 | 0% | 0% | 0% | 1 | 6 | 6 |  | 0% | 0% | 1 | 0 | 0% | 0% | 1 | 0% | 0% | 0% | 1 | 0 | 2 | 0% | 0% | 0% | 1 | 0% | 0% | 0% | 1 | 0% | 0% | 0% | 1 | 0% | 0% | 0% | 1 | 0% | 0% | 0% | 1 | 0% | 0% | 0% | 1 | 0% | 0% | 0% | 1 | 6 | 6 |  | 0% | 0% | 1 | 0 | 0% | 0% | 1 | 0% | 0% | 0% | 1 | 0 | 2 | 0% | 0% | 0% | 1 | 0% | 0% | 0% | 1 | 0% | 0% | 0% | 1 | 0% | 0% | 0% | 1 | 0% | 0% | 0% | 1 | 0% | 0% | 0% | 1 | 0% | 0% | 0% | 1 | 6 | 6 |  | 0% | 0% | 1 | 0 | 0% | 0% | 1 | 0% | 0% | 0% | 1 | 0 | 2 | 0% | 0% | 0% | 1 | 0% | 0% | 0% | 1 | 0% | 0% | 0% | 1 | 0% | 0% | 0% | 1 | 0% | 0% | 0% | 1 | 0% | 0% | 0% | 1 | 0% | 0% | 0% | 1
274 | Innovation | SNV ELDORADO DESERT | 0 | 0 |  | 0% | 0% | 1 | 0 | 0% | 0% | 1 | 0% | 0% | 0% | 1 | 0 | 2 | 0% | 0% | 0% | 1 | 0% | 0% | 0% | 1 | 0% | 0% | 0% | 1 | 0% | 0% | 0% | 1 | 0% | 0% | 0% | 1 | 0% | 0% | 0% | 1 | 0% | 0% | 0% | 1 | 6 | 6 |  | 0% | 0% | 1 | 0 | 0% | 0% | 1 | 0% | 0% | 0% | 1 | 0 | 2 | 0% | 0% | 0% | 1 | 0% | 0% | 0% | 1 | 0% | 0% | 0% | 1 | 0% | 0% | 0% | 1 | 0% | 0% | 0% | 1 | 0% | 0% | 0% | 1 | 0% | 0% | 0% | 1 | 6 | 6 |  | 0% | 0% | 1 | 0 | 0% | 0% | 1 | 0% | 0% | 0% | 1 | 0 | 2 | 0% | 0% | 0% | 1 | 0% | 0% | 0% | 1 | 0% | 0% | 0% | 1 | 0% | 0% | 0% | 1 | 0% | 0% | 0% | 1 | 0% | 0% | 0% | 1 | 0% | 0% | 0% | 1 | 6 | 6 |  | 0% | 0% | 1 | 0 | 0% | 0% | 1 | 0% | 0% | 0% | 1 | 0 | 2 | 0% | 0% | 0% | 1 | 0% | 0% | 0% | 1 | 0% | 0% | 0% | 1 | 0% | 0% | 0% | 1 | 0% | 0% | 0% | 1 | 0% | 0% | 0% | 1 | 0% | 0% | 0% | 1
275 | Lathrop | SNV ELDORADO DESERT | 0 | 0 |  | 0% | 0% | 1 | 0 | 0% | 0% | 1 | 0% | 0% | 0% | 1 | 0 | 2 | 0% | 0% | 0% | 1 | 0% | 0% | 0% | 1 | 0% | 0% | 0% | 1 | 0% | 0% | 0% | 1 | 0% | 0% | 0% | 1 | 0% | 0% | 0% | 1 | 0% | 0% | 0% | 1 |  |  |  | 0% | 0% | 1 | 0 | 0% | 0% | 1 | 0% | 0% | 0% | 1 | 0 | 2 | 0% | 0% | 0% | 1 | 0% | 0% | 0% | 1 | 0% | 0% | 0% | 1 | 0% | 0% | 0% | 1 | 0% | 0% | 0% | 1 | 0% | 0% | 0% | 1 | 0% | 0% | 0% | 1 |  |  |  | 0% | 0% | 1 | 0 | 0% | 0% | 1 | 0% | 0% | 0% | 1 | 0 | 2 | 0% | 0% | 0% | 1 | 0% | 0% | 0% | 1 | 0% | 0% | 0% | 1 | 0% | 0% | 0% | 1 | 0% | 0% | 0% | 1 | 0% | 0% | 0% | 1 | 0% | 0% | 0% | 1 |  |  |  | 0% | 0% | 1 | 1.0936 | 0% | 0% | 1 | 0% | 0% | 0% | 1 | 0 | 2 | 0% | 0% | 0% | 1 | 0% | 0% | 0% | 1 | 0% | 0% | 0% | 1 | 0% | 0% | 0% | 1 | 0% | 0% | 0% | 1 | 100% | 0% | 0% | 5 | 0.4541% | 0% | 0% | 1
276 | Mohave | SNV ELDORADO DESERT | 0 | 0 |  | 0% | 0% | 1 | 0 | 0% | 0% | 1 | 0% | 0% | 0% | 1 | 0 | 2 | 0% | 0% | 0% | 1 | 0% | 0% | 0% | 1 | 0% | 0% | 0% | 1 | 0% | 0% | 0% | 1 | 0% | 0% | 0% | 1 | 0% | 0% | 0% | 1 | 0% | 0% | 0% | 1 | 6 | 6 |  | 0% | 0% | 1 | 1.8009 | 0% | 0% | 1 | 0% | 0% | 0% | 1 | 0 | 2 | 0% | 0% | 0% | 1 | 0% | 0% | 0% | 1 | 44.26% | 0% | 0% | 1 | 0% | 0% | 0% | 1 | 44.26% | 0% | 0% | 1 | 74.52% | 0% | 0% | 3 | 8.92% | 0% | 0% | 1 | 6 | 8 |  | 0% | 0% | 1 | 2.4094 | 0% | 0% | 1 | 0% | 0% | 0% | 1 | 0 | 2 | 0% | 0% | 0% | 1 | 14.95% | 0% | 0% | 1 | 89.07% | 0% | 0% | 3 | 0% | 0% | 0% | 1 | 89.07% | 0% | 0% | 3 | 24.7% | 0% | 0% | 1 | 15.69% | 0% | 0% | 1 | 6 | 10 |  | 0% | 0% | 1 | 5.1967 | 0% | 0% | 1 | 0% | 0% | 0% | 1 | 0 | 2 | 0% | 0% | 0% | 1 | 39.01% | 0% | 0% | 1 | 80.94% | 0% | 0% | 3 | 0% | 0% | 0% | 1 | 84.76% | 0% | 0% | 3 | 34.1% | 0% | 0% | 1 | 11.43% | 0% | 0% | 1
277 | Pahrump | SNV ELDORADO DESERT | 0 | 0 |  | 0% | 0% | 1 | 0 | 0% | 0% | 1 | 0% | 0% | 0% | 1 | 0 | 2 | 0% | 0% | 0% | 1 | 0% | 0% | 0% | 1 | 0% | 0% | 0% | 1 | 0% | 0% | 0% | 1 | 0% | 0% | 0% | 1 | 0% | 0% | 0% | 1 | 0% | 0% | 0% | 1 |  |  |  | 0% | 0% | 1 | 2.8908 | 0% | 0% | 1 | 0% | 0% | 0% | 1 | 0 | 2 | 0% | 0% | 0% | 1 | 0% | 0% | 0% | 1 | 39.37% | 0% | 0% | 1 | 44.92% | 0% | 0% | 1 | 44.92% | 0% | 0% | 1 | 82.19% | 0% | 0% | 3 | 5.454% | 0% | 0% | 1 |  |  |  | 0% | 0% | 1 | 12.125 | 0% | 0% | 2 | 0% | 0% | 0% | 1 | 0 | 2 | 0% | 0% | 0% | 1 | 20.9% | 0% | 0% | 1 | 5.395% | 0% | 0% | 1 | 45.01% | 0% | 0% | 1 | 55.79% | 0% | 0% | 2 | 73.07% | 0% | 0% | 3 | 0.7406% | 0% | 0% | 1 |  |  |  | 0% | 0% | 1 | 46 | 0% | 0% | 4 | 0% | 0% | 0% | 1 | 0 | 2 | 0% | 0% | 0% | 1 | 9.853% | 0% | 0% | 1 | 2.542% | 0% | 0% | 1 | 72.27% | 0% | 0% | 3 | 77.35% | 0% | 0% | 3 | 51.16% | 0% | 0% | 2 | 0.4294% | 0% | 0% | 1
278 | Palo Verde | ARIZONA MINOR | 0 | 0 |  | 0% | 0% | 1 | 0 | 0% | 0% | 1 | 0% | 0% | 0% | 1 | 0 | 2 | 0% | 0% | 0% | 1 | 0% | 0% | 0% | 1 | 0% | 0% | 0% | 1 | 0% | 0% | 0% | 1 | 0% | 0% | 0% | 1 | 0% | 0% | 0% | 1 | 0% | 0% | 0% | 1 |  |  |  | 0% | 0% | 1 | 0 | 0% | 0% | 1 | 0% | 0% | 0% | 1 | 0 | 2 | 0% | 0% | 0% | 1 | 0% | 0% | 0% | 1 | 0% | 0% | 0% | 1 | 0% | 0% | 0% | 1 | 0% | 0% | 0% | 1 | 0% | 0% | 0% | 1 | 0% | 0% | 0% | 1 |  |  |  | 0% | 0% | 1 | 0 | 0% | 0% | 1 | 0% | 0% | 0% | 1 | 0 | 2 | 0% | 0% | 0% | 1 | 0% | 0% | 0% | 1 | 0% | 0% | 0% | 1 | 0% | 0% | 0% | 1 | 0% | 0% | 0% | 1 | 0% | 0% | 0% | 1 | 0% | 0% | 0% | 1 |  |  |  | 0% | 0% | 1 | 0 | 0% | 0% | 1 | 0% | 0% | 0% | 1 | 0 | 2 | 0% | 0% | 0% | 1 | 0% | 0% | 0% | 1 | 0% | 0% | 0% | 1 | 0% | 0% | 0% | 1 | 0% | 0% | 0% | 1 | 0% | 0% | 0% | 1 | 0% | 0% | 0% | 1
279 | Primm | SNV ELDORADO DESERT | 0 | 0 |  | 0% | 0% | 1 | 2.0819 | 0% | 0% | 1 | 0% | 0% | 0% | 1 | 0 | 2 | 0% | 0% | 0% | 1 | 97.47% | 0% | 0% | 5 | 97.47% | 0% | 0% | 5 | 0% | 0% | 0% | 1 | 97.47% | 0% | 0% | 5 | 2.531% | 0% | 0% | 1 | 0% | 0% | 0% | 1 |  |  |  | 0% | 0% | 1 | 2.2619 | 0% | 0% | 1 | 0% | 0% | 0% | 1 | 0 | 2 | 0% | 0% | 0% | 1 | 87.59% | 0% | 0% | 3 | 79.11% | 0% | 0% | 3 | 11.82% | 0% | 0% | 1 | 99.37% | 0% | 0% | 5 | 44.93% | 0% | 0% | 1 | 0% | 0% | 0% | 1 |  |  |  | 0% | 0% | 1 | 2.2619 | 0% | 0% | 1 | 0% | 0% | 0% | 1 | 0 | 2 | 0% | 0% | 0% | 1 | 87.33% | 0% | 0% | 3 | 78.82% | 0% | 0% | 3 | 11.75% | 0% | 0% | 1 | 99.03% | 0% | 0% | 5 | 45.25% | 0% | 0% | 1 | 0% | 0% | 0% | 1 |  |  |  | 0% | 0% | 1 | 1.9119 | 0% | 0% | 1 | 0% | 0% | 0% | 1 | 0 | 2 | 0% | 0% | 0% | 1 | 72.11% | 0% | 0% | 3 | 67.2% | 0% | 0% | 2 | 11.77% | 0% | 0% | 1 | 83.84% | 0% | 0% | 3 | 47.01% | 0% | 0% | 1 | 0.7364% | 0% | 0% | 1
280 | Sloan Canyon (fka Bob) | SNV ELDORADO DESERT | 0 | 0 |  | 0% | 0% | 1 | 0 | 0% | 0% | 1 | 0% | 0% | 0% | 1 | 0 | 2 | 0% | 0% | 0% | 1 | 0% | 0% | 0% | 1 | 0% | 0% | 0% | 1 | 0% | 0% | 0% | 1 | 0% | 0% | 0% | 1 | 0% | 0% | 0% | 1 | 0% | 0% | 0% | 1 |  |  |  | 0% | 0% | 1 | 0 | 0% | 0% | 1 | 0% | 0% | 0% | 1 | 0 | 2 | 0% | 0% | 0% | 1 | 0% | 0% | 0% | 1 | 0% | 0% | 0% | 1 | 0% | 0% | 0% | 1 | 0% | 0% | 0% | 1 | 0% | 0% | 0% | 1 | 0% | 0% | 0% | 1 |  |  |  | 0% | 0% | 1 | 0 | 0% | 0% | 1 | 0% | 0% | 0% | 1 | 0 | 2 | 0% | 0% | 0% | 1 | 0% | 0% | 0% | 1 | 0% | 0% | 0% | 1 | 0% | 0% | 0% | 1 | 0% | 0% | 0% | 1 | 0% | 0% | 0% | 1 | 0% | 0% | 0% | 1 |  |  |  | 0% | 0% | 1 | 0 | 0% | 0% | 1 | 0% | 0% | 0% | 1 | 0 | 2 | 0% | 0% | 0% | 1 | 0% | 0% | 0% | 1 | 0% | 0% | 0% | 1 | 0% | 0% | 0% | 1 | 0% | 0% | 0% | 1 | 0% | 0% | 0% | 1 | 0% | 0% | 0% | 1
281 | Valley (VEA) | SNV ELDORADO DESERT | 0 | 0 |  | 0% | 0% | 1 | 1.1329 | 0% | 0% | 1 | 0% | 0% | 0% | 1 | 0 | 2 | 0% | 0% | 0% | 1 | 0% | 0% | 0% | 1 | 0% | 0% | 0% | 1 | 0% | 0% | 0% | 1 | 0% | 0% | 0% | 1 | 100% | 0% | 0% | 5 | 0% | 0% | 0% | 1 |  |  |  | 0% | 0% | 1 | 1.0936 | 0% | 0% | 1 | 0% | 0% | 0% | 1 | 0 | 2 | 0% | 0% | 0% | 1 | 0% | 0% | 0% | 1 | 0% | 0% | 0% | 1 | 0% | 0% | 0% | 1 | 0% | 0% | 0% | 1 | 100% | 0% | 0% | 5 | 0.4541% | 0% | 0% | 1 |  |  |  | 0% | 0% | 1 | 1.0936 | 0% | 0% | 1 | 0% | 0% | 0% | 1 | 0 | 2 | 0% | 0% | 0% | 1 | 0% | 0% | 0% | 1 | 0% | 0% | 0% | 1 | 0% | 0% | 0% | 1 | 0% | 0% | 0% | 1 | 100% | 0% | 0% | 5 | 0.4541% | 0% | 0% | 1 |  |  |  | 0% | 0% | 1 | 1.0936 | 0% | 0% | 1 | 0% | 0% | 0% | 1 | 0 | 2 | 0% | 0% | 0% | 1 | 0% | 0% | 0% | 1 | 0% | 0% | 0% | 1 | 0% | 0% | 0% | 1 | 0% | 0% | 0% | 1 | 100% | 0% | 0% | 5 | 0.4541% | 0% | 0% | 1
282 | Vista (VEA) | SNV ELDORADO DESERT | 0 | 0 |  | 0% | 0% | 1 | 0 | 0% | 0% | 1 | 0% | 0% | 0% | 1 | 0 | 2 | 0% | 0% | 0% | 1 | 0% | 0% | 0% | 1 | 0% | 0% | 0% | 1 | 0% | 0% | 0% | 1 | 0% | 0% | 0% | 1 | 0% | 0% | 0% | 1 | 0% | 0% | 0% | 1 |  |  |  | 0% | 0% | 1 | 0 | 0% | 0% | 1 | 0% | 0% | 0% | 1 | 0 | 2 | 0% | 0% | 0% | 1 | 0% | 0% | 0% | 1 | 0% | 0% | 0% | 1 | 0% | 0% | 0% | 1 | 0% | 0% | 0% | 1 | 0% | 0% | 0% | 1 | 0% | 0% | 0% | 1 |  |  |  | 0% | 0% | 1 | 1.9991 | 0% | 0% | 1 | 0% | 0% | 0% | 1 | 0 | 2 | 0% | 0% | 0% | 1 | 0.08838% | 0% | 0% | 1 | 71.61% | 0% | 0% | 3 | 95.71% | 0% | 0% | 5 | 95.8% | 0% | 0% | 5 | 57.04% | 0% | 0% | 2 | 10.48% | 0% | 0% | 1 |  |  |  | 0% | 0% | 1 | 1.4536 | 0% | 0% | 1 | 0% | 0% | 0% | 1 | 0 | 2 | 0% | 0% | 0% | 1 | 12.15% | 0% | 0% | 1 | 15.53% | 0% | 0% | 1 | 30.66% | 0% | 0% | 1 | 42.81% | 0% | 0% | 1 | 86.99% | 0% | 0% | 3 | 2.132% | 0% | 0% | 1
283 | Bay Boulevard | SAN DIEGO | 0 | 0 |  | 0% | 0% | 1 | 11.0211 | 0% | 0% | 1 | 0% | 0% | 0% | 1 | 0 | 2 | 0% | 0% | 0% | 1 | 10% | 0% | 0% | 1 | 63.99% | 0% | 0% | 2 | 77.3% | 0% | 0% | 3 | 77.3% | 0% | 0% | 3 | 0% | 0% | 0% | 1 | 7.324% | 0% | 0% | 1 |  |  |  | 0% | 0% | 1 | 28.75 | 0% | 0% | 3 | 0% | 0% | 0% | 1 | 0 | 2 | 41.41% | 0% | 41.41% | 2 | 1.452% | 0% | 0% | 1 | 53.8% | 0% | 0% | 2 | 91.55% | 0% | 0% | 4 | 91.75% | 0% | 0% | 4 | 1.979% | 0% | 0% | 1 | 6.761% | 0% | 0% | 1 |  |  |  | 0% | 0% | 1 | 24.598 | 0% | 0% | 3 | 0% | 0% | 0% | 1 | 0 | 2 | 44.04% | 16.92% | 60.96% | 3 | 9.615% | 0% | 0% | 1 | 64.06% | 0% | 0% | 2 | 91.12% | 0% | 0% | 4 | 92.4% | 0% | 0% | 4 | 31.14% | 0% | 0% | 1 | 4.835% | 0% | 0% | 1 |  |  |  | 0% | 0% | 1 | 23.36 | 0% | 0% | 3 | 0.07665% | 0% | 0% | 1 | 0 | 2 | 28.14% | 49.27% | 77.41% | 5 | 28.5% | 0% | 0% | 1 | 64.41% | 0% | 0% | 2 | 88.32% | 0% | 0% | 3 | 92.53% | 0% | 0% | 4 | 29.1% | 0% | 0% | 1 | 5.05% | 0% | 0% | 1
284 | Beatty | SNV ELDORADO DESERT | 0 | 0 |  | 0% | 0% | 1 | 0 | 0% | 0% | 1 | 0% | 0% | 0% | 1 | 0 | 2 | 0% | 0% | 0% | 1 | 0% | 0% | 0% | 1 | 0% | 0% | 0% | 1 | 0% | 0% | 0% | 1 | 0% | 0% | 0% | 1 | 0% | 0% | 0% | 1 | 0% | 0% | 0% | 1 |  |  |  | 0% | 0% | 1 | 0 | 0% | 0% | 1 | 0% | 0% | 0% | 1 | 0 | 2 | 0% | 0% | 0% | 1 | 0% | 0% | 0% | 1 | 0% | 0% | 0% | 1 | 0% | 0% | 0% | 1 | 0% | 0% | 0% | 1 | 0% | 0% | 0% | 1 | 0% | 0% | 0% | 1 |  |  |  | 0% | 0% | 1 | 0 | 0% | 0% | 1 | 0% | 0% | 0% | 1 | 0 | 2 | 0% | 0% | 0% | 1 | 0% | 0% | 0% | 1 | 0% | 0% | 0% | 1 | 0% | 0% | 0% | 1 | 0% | 0% | 0% | 1 | 100% | 0% | 0% | 5 | 0% | 0% | 0% | 1 |  |  |  | 0% | 0% | 1 | 0 | 0% | 0% | 1 | 0% | 0% | 0% | 1 | 0 | 2 | 0% | 0% | 0% | 1 | 0% | 0% | 0% | 1 | 0% | 0% | 0% | 1 | 0% | 0% | 0% | 1 | 0% | 0% | 0% | 1 | 100% | 0% | 0% | 5 | 0% | 0% | 0% | 1
285 | Lee Lake (Proposed) | RIVERSIDE | 0 | 0 |  | 0% | 0% | 1 | 16.8656 | 0% | 0% | 2 | 0.007755% | 0% | 0% | 1 | 0 | 2 | 20.48% | 65.52% | 86% | 5 | 46.5% | 0% | 0% | 1 | 43.74% | 0% | 0% | 1 | 57.55% | 0% | 0% | 2 | 82.2% | 0% | 0% | 3 | 37.58% | 0% | 0% | 1 | 9.394% | 0% | 0% | 1 |  |  |  | 0% | 0% | 1 | 24.6 | 0% | 0% | 3 | 0.2901% | 0% | 0% | 1 | 0 | 2 | 22.98% | 63.63% | 86.61% | 5 | 34.37% | 0% | 0% | 1 | 30.55% | 0% | 0% | 1 | 51.26% | 0% | 0% | 2 | 75.55% | 0% | 0% | 3 | 35.1% | 0% | 0% | 1 | 9.773% | 0% | 0% | 1 |  |  |  | 0% | 0% | 1 | 27.8115 | 0% | 0% | 3 | 0.1924% | 0% | 0% | 1 | 0 | 2 | 28.08% | 61.45% | 89.54% | 5 | 32.04% | 0% | 0% | 1 | 33.43% | 0% | 0% | 1 | 50.82% | 0% | 0% | 2 | 77.3% | 0% | 0% | 3 | 37.03% | 0% | 0% | 1 | 9.599% | 0% | 0% | 1 |  |  |  | 0% | 0% | 1 | 33 | 0% | 0% | 4 | 2.017% | 0% | 0% | 1 | 0 | 2 | 40.53% | 47.25% | 87.78% | 5 | 28.67% | 0% | 0% | 1 | 41.94% | 0% | 0% | 1 | 56.23% | 0% | 0% | 2 | 74.63% | 0% | 0% | 3 | 31.4% | 0% | 0% | 1 | 8.436% | 0% | 0% | 1
286 | Leprino Jct | SPGE | 0 | 0 |  | 0% | 0% | 1 | 14.2009 | 0% | 0% | 2 | 0.2961% | 0% | 0% | 1 | 0 | 2 | 0% | 0% | 0% | 1 | 28.22% | 0% | 0% | 1 | 0% | 0% | 0% | 1 | 0% | 0% | 0% | 1 | 28.22% | 0% | 0% | 1 | 0% | 0% | 0% | 1 | 5.225% | 0% | 0% | 1 |  |  |  | 0% | 0% | 1 | 9.7 | 0% | 0% | 1 | 23.88% | 0% | 0% | 1 | 0 | 2 | 0% | 0% | 0% | 1 | 14.63% | 0% | 0% | 1 | 0.207% | 0% | 0% | 1 | 1.139% | 0% | 0% | 1 | 14.63% | 0% | 0% | 1 | 0% | 0% | 0% | 1 | 2.57% | 0% | 0% | 1 |  |  |  | 0% | 0% | 1 | 9.2574 | 0% | 0% | 1 | 36.49% | 0% | 0% | 1 | 0 | 2 | 0% | 0% | 0% | 1 | 10.92% | 0% | 0% | 1 | 1.466% | 0% | 0% | 1 | 3.909% | 0% | 0% | 1 | 13.72% | 0% | 0% | 1 | 0% | 0% | 0% | 1 | 1.844% | 0% | 0% | 1 |  |  |  | 0% | 0% | 1 | 9.2 | 0% | 0% | 1 | 41.13% | 0% | 0% | 1 | 0 | 2 | 0% | 0% | 0% | 1 | 10.36% | 0% | 0% | 1 | 1.576% | 0% | 0% | 1 | 6.42% | 0% | 0% | 1 | 16.05% | 0% | 0% | 1 | 0% | 0% | 0% | 1 | 1.889% | 0% | 0% | 1
287 | Mead | SNV ELDORADO DESERT | 0 | 0 |  | 0% | 0% | 1 | 0 | 0% | 0% | 1 | 0% | 0% | 0% | 1 | 0 | 2 | 0% | 0% | 0% | 1 | 0% | 0% | 0% | 1 | 0% | 0% | 0% | 1 | 0% | 0% | 0% | 1 | 0% | 0% | 0% | 1 | 0% | 0% | 0% | 1 | 0% | 0% | 0% | 1 |  |  |  | 0% | 0% | 1 | 0 | 0% | 0% | 1 | 0% | 0% | 0% | 1 | 0 | 2 | 0% | 0% | 0% | 1 | 0% | 0% | 0% | 1 | 0% | 0% | 0% | 1 | 0% | 0% | 0% | 1 | 0% | 0% | 0% | 1 | 0% | 0% | 0% | 1 | 0% | 0% | 0% | 1 |  |  |  | 0% | 0% | 1 | 0 | 0% | 0% | 1 | 0% | 0% | 0% | 1 | 0 | 2 | 0% | 0% | 0% | 1 | 0% | 0% | 0% | 1 | 0% | 0% | 0% | 1 | 0% | 0% | 0% | 1 | 0% | 0% | 0% | 1 | 0% | 0% | 0% | 1 | 0% | 0% | 0% | 1 |  |  |  | 0% | 0% | 1 | 0 | 0% | 0% | 1 | 0% | 0% | 0% | 1 | 0 | 2 | 0% | 0% | 0% | 1 | 0% | 0% | 0% | 1 | 0% | 0% | 0% | 1 | 0% | 0% | 0% | 1 | 0% | 0% | 0% | 1 | 0% | 0% | 0% | 1 | 0% | 0% | 0% | 1
288 | Quinto | SPGE | 121 | 1210 |  | 28.97% | 0% | 2 | 13.0348 | 16.12% | 0% | 2 | 26.63% | 27.06% | 0% | 2 | 1 | 1 | 0% | 0% | 0% | 1 | 55.05% | 10.92% | 0% | 2 | 0.1668% | 4.919% | 0% | 1 | 10.03% | 5.458% | 0% | 1 | 55.05% | 10.92% | 0% | 2 | 6.594% | 5.257% | 0% | 1 | 3.591% | 10.92% | 0% | 1 | 8 | 8 |  | 6.394% | 0% | 1 | 8.6915 | 4.042% | 0% | 1 | 20.39% | 4.659% | 0% | 1 | 1 | 1 | 1.262% | 0% | 1.262% | 1 | 54.77% | 2.608% | 0% | 2 | 9.62% | 1.305% | 0% | 1 | 20.2% | 1.478% | 0% | 1 | 59.8% | 2.934% | 0% | 2 | 19.68% | 1.469% | 0% | 1 | 8.816% | 2.934% | 0% | 1 | 5 | 8 |  | 4.807% | 0% | 1 | 6.5441 | 1.397% | 0% | 1 | 19.36% | 4.659% | 0% | 1 | 1 | 1 | 10.16% | 0% | 10.16% | 1 | 59.16% | 1.288% | 0% | 2 | 15.89% | 0.6254% | 0% | 1 | 26.79% | 0.7185% | 0% | 1 | 66.32% | 1.562% | 0% | 2 | 39.98% | 0.8764% | 0% | 1 | 6.265% | 1.562% | 0% | 1 | 5 | 8 |  | 2.803% | 0% | 1 | 6.356 | 0.7021% | 0% | 1 | 21.85% | 4.659% | 0% | 1 | 1 | 1 | 13.81% | 0% | 13.81% | 1 | 57.77% | 0.6722% | 0% | 2 | 14.38% | 0.3315% | 0% | 1 | 23.32% | 0.3702% | 0% | 1 | 65.08% | 0.8128% | 0% | 2 | 42.92% | 0.4973% | 0% | 1 | 6.083% | 0.8128% | 0% | 1
289 | Sandy | SNV ELDORADO DESERT | 0 | 0 |  | 0% | 0% | 1 | 0 | 0% | 0% | 1 | 0% | 0% | 0% | 1 | 0 | 2 | 0% | 0% | 0% | 1 | 0% | 0% | 0% | 1 | 0% | 0% | 0% | 1 | 0% | 0% | 0% | 1 | 0% | 0% | 0% | 1 | 0% | 0% | 0% | 1 | 0% | 0% | 0% | 1 |  |  |  | 0% | 0% | 1 | 0 | 0% | 0% | 1 | 0% | 0% | 0% | 1 | 0 | 2 | 0% | 0% | 0% | 1 | 0% | 0% | 0% | 1 | 0% | 0% | 0% | 1 | 0% | 0% | 0% | 1 | 0% | 0% | 0% | 1 | 0% | 0% | 0% | 1 | 0% | 0% | 0% | 1 |  |  |  | 0% | 0% | 1 | 35.3333 | 0% | 0% | 4 | 0% | 0% | 0% | 1 | 0 | 2 | 0% | 0% | 0% | 1 | 0% | 0% | 0% | 1 | 0% | 0% | 0% | 1 | 72.64% | 0% | 0% | 3 | 72.64% | 0% | 0% | 3 | 23.65% | 0% | 0% | 1 | 0.8137% | 0% | 0% | 1 |  |  |  | 0% | 0% | 1 | 50.736 | 0% | 0% | 4 | 0% | 0% | 0% | 1 | 0 | 2 | 0% | 0% | 0% | 1 | 9.791% | 0% | 0% | 1 | 0.05159% | 0% | 0% | 1 | 66.36% | 0% | 0% | 2 | 71.41% | 0% | 0% | 3 | 45.11% | 0% | 0% | 1 | 0.3918% | 0% | 0% | 1
290 | Eldorado | SNV ELDORADO DESERT | 0 | 0 |  | 0% | 0% | 1 | 0 | 0% | 0% | 1 | 0% | 0% | 0% | 1 | 0 | 2 | 0% | 0% | 0% | 1 | 0% | 0% | 0% | 1 | 0% | 0% | 0% | 1 | 0% | 0% | 0% | 1 | 0% | 0% | 0% | 1 | 0% | 0% | 0% | 1 | 0% | 0% | 0% | 1 | 6 | 6 |  | 0% | 0% | 1 | 0 | 0% | 0% | 1 | 0% | 0% | 0% | 1 | 0 | 2 | 0% | 0% | 0% | 1 | 0% | 0% | 0% | 1 | 0% | 0% | 0% | 1 | 0% | 0% | 0% | 1 | 0% | 0% | 0% | 1 | 0% | 0% | 0% | 1 | 0% | 0% | 0% | 1 | 6 | 6 |  | 0% | 0% | 1 | 0 | 0% | 0% | 1 | 0% | 0% | 0% | 1 | 0 | 2 | 0% | 0% | 0% | 1 | 0% | 0% | 0% | 1 | 0% | 0% | 0% | 1 | 0% | 0% | 0% | 1 | 0% | 0% | 0% | 1 | 0% | 0% | 0% | 1 | 0% | 0% | 0% | 1 | 6 | 6 |  | 0% | 0% | 1 | 0 | 0% | 0% | 1 | 0% | 0% | 0% | 1 | 0 | 2 | 0% | 0% | 0% | 1 | 0% | 0% | 0% | 1 | 0% | 0% | 0% | 1 | 0% | 0% | 0% | 1 | 0% | 0% | 0% | 1 | 0% | 0% | 0% | 1 | 0% | 0% | 0% | 1

## Land_OOS_Analysis_Solar_2039
Acres/MW
|  |  |  | 10 |  | 5 Mile Radius Analysis |  |  | 10 Mile Radius Analysis |  |  | 15 Mile Radius Analysis |  |  | 20 Mile Radius Analysis
[6 empty] | WECC Land-Use Screen |  |  | WECC Land-Use Screen |  |  | WECC Land-Use Screen |  |  | WECC Land-Use Screen
OBJECTID | IRP_Substation_Name | RESOLVE_Solar_Area | MWs Mapepd | Acres of MWs Mapped | Distance from Substation Selected | Lower Implications Area used by MWs Mapped | High Implications Area used by MWs Mapped | Core Screen Criteria Alignment Level | Lower Implications Area used by MWs Mapped | High Implications Area used by MWs Mapped | Core Screen Criteria Alignment Level | Lower Implications Area used by MWs Mapped | High Implications Area used by MWs Mapped | Core Screen Criteria Alignment Level | Lower Implications Area used by MWs Mapped | High Implications Area used by MWs Mapped | Core Screen Criteria Alignment Level
1 | DELANEY | ARIZONA | 300 | 3000 |  | 9.745% | 0% | 1 | 2.136% | 0% | 1 | 1.079% | 0% | 1 | 0.7104% | 0% | 1
2 | GAMEBIRD | SNV | 210 | 2100 |  | 19.29% | 0% | 1 | 4.022% | 0% | 1 | 2.518% | 0% | 1 | 1.823% | 0% | 1
3 | MOHAVE | SNV | 700 | 7000 |  | 197.2% | 1821% | 5 | 28.28% | 0% | 2 | 14.45% | 0% | 1 | 8.539% | 0% | 1
4 | HASSAYAMPA | ARIZONA | 302.5 | 3025 |  | 9.356% | 0% | 1 | 2.797% | 0% | 1 | 1.461% | 0% | 1 | 0.8506% | 0% | 1
5 | ELDORADO | SNV | 300 | 3000 |  | 114.3% | 128.2% | 5 | 66.2% | 0% | 3 | 15.08% | 0% | 1 | 7.327% | 0% | 1
6 | NORTH GILA | ARIZONA | 0 | 0 |  | 0% | 0% | 1 | 0% | 0% | 1 | 0% | 0% | 1 | 0% | 0% | 1
7 | LATHROP | SNV | 0 | 0 |  | 0% | 0% | 1 | 0% | 0% | 1 | 0% | 0% | 1 | 0% | 0% | 1
8 | BEATTY | SNV | 0 | 0 |  | 0% | 0% | 1 | 0% | 0% | 1 | 0% | 0% | 1 | 0% | 0% | 1
9 | VALLEY (VEA) | SNV | 0 | 0 |  | 0% | 0% | 1 | 0% | 0% | 1 | 0% | 0% | 1 | 0% | 0% | 1
10 | INNOVATION | SNV | 300 | 3000 |  | 12.15% | 0% | 1 | 4.705% | 0% | 1 | 2.747% | 0% | 1 | 2.02% | 0% | 1
11 | HOODOO WASH | ARIZONA | 950 | 9500 |  | 22.69% | 0% | 2 | 6.005% | 0% | 1 | 3.506% | 0% | 1 | 2.276% | 0% | 1
12 | VISTA (VEA) | SNV | 200 | 2000 |  | 6.496% | 0% | 1 | 3.343% | 0% | 1 | 1.963% | 0% | 1 | 1.204% | 0% | 1
13 | DESERT VIEW | SNV | 0 | 0 |  | 0% | 0% | 1 | 0% | 0% | 1 | 0% | 0% | 1 | 0% | 0% | 1
14 | CIELO AZUL | ARIZONA | 2600 | 26000 |  | 70.26% | 0% | 3 | 21.25% | 0% | 2 | 11.28% | 0% | 1 | 7.474% | 0% | 1
15 | TROUT CANYON | SNV | 1255 | 12550 |  | 299.7% | 4601% | 5 | 37.11% | 0% | 2 | 16.53% | 0% | 1 | 12.4% | 0% | 1
16 | SLOAN CANYON | SNV | 0 | 0 |  | 0% | 0% | 1 | 0% | 0% | 1 | 0% | 0% | 1 | 0% | 0% | 1
17 | CHARLESTON PARK | SNV | 0 | 0 |  | 0% | 0% | 1 | 0% | 0% | 1 | 0% | 0% | 1 | 0% | 0% | 1
18 | JACKASS FLATS | SNV | 0 | 0 |  | 0% | 0% | 1 | 0% | 0% | 1 | 0% | 0% | 1 | 0% | 0% | 1
19 | MCCULLOUGH | SNV | 0 | 0 |  | 0% | 0% | 1 | 0% | 0% | 1 | 0% | 0% | 1 | 0% | 0% | 1
20 | MEAD | SNV | 0 | 0 |  | 0% | 0% | 1 | 0% | 0% | 1 | 0% | 0% | 1 | 0% | 0% | 1
21 | MERCURY | SNV | 0 | 0 |  | 0% | 0% | 1 | 0% | 0% | 1 | 0% | 0% | 1 | 0% | 0% | 1
22 | NORTHWEST (NVE) | SNV | 0 | 0 |  | 0% | 0% | 1 | 0% | 0% | 1 | 0% | 0% | 1 | 0% | 0% | 1
23 | PAHRUMP | SNV | 0 | 0 |  | 0% | 0% | 1 | 0% | 0% | 1 | 0% | 0% | 1 | 0% | 0% | 1
24 | PALO VERDE | ARIZONA | 0 | 0 |  | 0% | 0% | 1 | 0% | 0% | 1 | 0% | 0% | 1 | 0% | 0% | 1
25 | PRIMM | SNV | 0 | 0 |  | 0% | 0% | 1 | 0% | 0% | 1 | 0% | 0% | 1 | 0% | 0% | 1
26 | SANDY VALLEY | SNV | 0 | 0 |  | 0% | 0% | 1 | 0% | 0% | 1 | 0% | 0% | 1 | 0% | 0% | 1
27 | THOUSANDAIRE | SNV | 0 | 0 |  | 0% | 0% | 1 | 0% | 0% | 1 | 0% | 0% | 1 | 0% | 0% | 1
28 | VALLEY SWITCH | SNV | 0 | 0 |  | 0% | 0% | 1 | 0% | 0% | 1 | 0% | 0% | 1 | 0% | 0% | 1

## Land_EnvAnalysis_Wind_2039
|  |  |  | Acres/MW |  | 10-mile Radius From Substation Analysis | [40 empty] | 15-mile Radius From Substation Analysis | [40 empty] | 20-mile Radius From Substation Analysis
|  |  |  | 40 |  | 3. Land-use Feasibility Criteria Analysis | [16 empty] | 4. Environmental (Conservation and Biological) Impact Factors Criteria Analysis | [23 empty] | 3. Land-use Feasibility Criteria Analysis | [16 empty] | 4. Environmental (Conservation and Biological) Impact Factors Criteria Analysis | [23 empty] | 3. Land-use Feasibility Criteria Analysis | [16 empty] | 4. Environmental (Conservation and Biological) Impact Factors Criteria Analysis
[6 empty] | CEC Core Land-Use Screen |  |  | CEC's Parcelization |  |  |  | CEC's Cropland Index |  |  |  | Criticially Overdrafted Groundwater Basin |  | Fire Threat |  |  |  | ACE Terrestrial Connectivity |  |  |  | ACE Biodiversity |  |  |  | ACE Irreplaceability |  |  |  | ACE Combined |  |  |  | Terrestrial Landscape Intactness |  |  |  | Wetlands |  |  |  | CEC Core Land-Use Screen |  |  | CEC's Parcelization |  |  |  | CEC's Cropland Index |  |  |  | Criticially Overdrafted Groundwater Basin |  | Fire Threat |  |  |  | ACE Terrestrial Connectivity |  |  |  | ACE Biodiversity |  |  |  | ACE Irreplaceability |  |  |  | ACE Combined |  |  |  | Terrestrial Landscape Intactness |  |  |  | Wetlands |  |  |  | CEC Core Land-Use Screen |  |  | CEC's Parcelization |  |  |  | CEC's Cropland Index |  |  |  | Criticially Overdrafted Groundwater Basin |  | Fire Threat |  |  |  | ACE Terrestrial Connectivity |  |  |  | ACE Biodiversity |  |  |  | ACE Irreplaceability |  |  |  | ACE Combined |  |  |  | Terrestrial Landscape Intactness |  |  |  | Wetlands
OBJECTID | IRP_Substation_Name | RESOLVE_Wind_Area | MWs Mapepd | Acres of MWs Mapped | Distance from Substation Selected | Lower Implications Area used by MWs Mapped | High Implications Area used by MWs Mapped | Core Screen Criteria Alignment Level | Substation's 10th Percentile Value Parcelization | Low Parcelization (P ≤ 6) Area used by MWs Mapped | Medium Parcelization (6 < P ≤ 30) Area used by MWs Mapped | Parcelization Criteria Alignment Level | Total Potential Area Percentage High Value Cropland | Low Value Cropland used by MWs Mapped | High Value Cropland used by MWs Mapped | Cropland Index Criteria Alignment Level | Majority of Area within Critically Overdrafted Basin | Overdrafted Basin Criteria Alignment Level | Total Potential Area Percentage Tier 2 | Total Potential Area Percentage Tier 3 | Total Potential Area Percentage Tier 2 or 3 | Fire Threat Criteria Alignment Level | Total Potential Area Percentage Higher Implications | Low Implications Area used by MWs Mapped | Higher Implications Area used by MWs Mapped | ACE Connectivity Criteria Alignment | Total Potential Area Percentage Higher Implications | Low Implications Area used by MWs Mapped | Higher Implications Area used by MWs Mapped | ACE Biodiversity Criteria Alignment | Total Potential Area Percentage Higher Implications | Low Implications Area used by MWs Mapped | Higher Implications Area used by MWs Mapped | ACE Irreplaceability Criteria Alignment | Total Potential Area Percentage Higher Implications | Low Implications Area used by MWs Mapped | Higher Implications Area used by MWs Mapped | All ACE Criteria Alignment | Total Potential Area Percentage Higher Implications | Low Implications Area used by MWs Mapped | Higher Implications Area used by MWs Mapped | Intactness Criteria Alignment | Total Potential Area Percentage Higher Implications | Low Implications Area used by MWs Mapped | Higher Implications Area used by MWs Mapped | Wetlands Criteria Alignment | Lower Implications Area used by MWs Mapped | High Implications Area used by MWs Mapped | Core Screen Criteria Alignment Level | Substation's 10th Percentile Value Parcelization | Low Parcelization (P ≤ 6) Area used by MWs Mapped | Medium Parcelization (6 < P ≤ 30) Area used by MWs Mapped | Parcelization Criteria Alignment Level | Total Potential Area Percentage High Value Cropland | Low Value Cropland used by MWs Mapped | High Value Cropland used by MWs Mapped | Cropland Index Criteria Alignment Level | Majority of Area within Critically Overdrafted Basin | Overdrafted Basin Criteria Alignment Level | Total Potential Area Percentage Tier 2 | Total Potential Area Percentage Tier 3 | Total Potential Area Percentage Tier 2 or 3 | Fire Threat Criteria Alignment Level | Total Potential Area Percentage Higher Implications | Low Implications Area used by MWs Mapped | Higher Implications Area used by MWs Mapped | ACE Connectivity Criteria Alignment | Total Potential Area Percentage Higher Implications | Low Implications Area used by MWs Mapped | Higher Implications Area used by MWs Mapped | ACE Biodiversity Criteria Alignment | Total Potential Area Percentage Higher Implications | Low Implications Area used by MWs Mapped | Higher Implications Area used by MWs Mapped | ACE Irreplaceability Criteria Alignment | Total Potential Area Percentage Higher Implications | Low Implications Area used by MWs Mapped | Higher Implications Area used by MWs Mapped | All ACE Criteria Alignment | Total Potential Area Percentage Higher Implications | Low Implications Area used by MWs Mapped | Higher Implications Area used by MWs Mapped | Intactness Criteria Alignment | Total Potential Area Percentage Higher Implications | Low Implications Area used by MWs Mapped | Higher Implications Area used by MWs Mapped | Wetlands Criteria Alignment | Lower Implications Area used by MWs Mapped | High Implications Area used by MWs Mapped | Core Screen Criteria Alignment Level | Substation's 10th Percentile Value Parcelization | Low Parcelization (P ≤ 6) Area used by MWs Mapped | Medium Parcelization (6 < P ≤ 30) Area used by MWs Mapped | Parcelization Criteria Alignment Level | Total Potential Area Percentage High Value Cropland | Low Value Cropland used by MWs Mapped | High Value Cropland used by MWs Mapped | Cropland Index Criteria Alignment Level | Majority of Area within Critically Overdrafted Basin | Overdrafted Basin Criteria Alignment Level | Total Potential Area Percentage Tier 2 | Total Potential Area Percentage Tier 3 | Total Potential Area Percentage Tier 2 or 3 | Fire Threat Criteria Alignment Level | Total Potential Area Percentage Higher Implications | Low Implications Area used by MWs Mapped | Higher Implications Area used by MWs Mapped | ACE Connectivity Criteria Alignment | Total Potential Area Percentage Higher Implications | Low Implications Area used by MWs Mapped | Higher Implications Area used by MWs Mapped | ACE Biodiversity Criteria Alignment | Total Potential Area Percentage Higher Implications | Low Implications Area used by MWs Mapped | Higher Implications Area used by MWs Mapped | ACE Irreplaceability Criteria Alignment | Total Potential Area Percentage Higher Implications | Low Implications Area used by MWs Mapped | Higher Implications Area used by MWs Mapped | All ACE Criteria Alignment | Total Potential Area Percentage Higher Implications | Low Implications Area used by MWs Mapped | Higher Implications Area used by MWs Mapped | Intactness Criteria Alignment | Total Potential Area Percentage Higher Implications | Low Implications Area used by MWs Mapped | Higher Implications Area used by MWs Mapped | Wetlands Criteria Alignment
1 | East Shore | Solano | 0 | 0 |  | 0% | 0% | 1 |  |  |  |  | 0% | [5 empty] | 0% | 38.63% | 38.63% | 5 | 29.91% | 0% | 0% | 1 | 19.74% | 0% | 0% | 1 | 65.07% | 0% | 0% | 2 | 77.2% | 0% | 0% | 3 | 35.01% | 0% | 0% | 1 | 13.57% | 0% | 0% | 1 | 0% | 0% | 1 |  |  |  |  | 0% | [5 empty] | 5.009% | 35.62% | 40.63% | 5 | 34.87% | 0% | 0% | 1 | 29.51% | 0% | 0% | 1 | 62.9% | 0% | 0% | 2 | 76.9% | 0% | 0% | 3 | 35.57% | 0% | 0% | 1 | 14.78% | 0% | 0% | 1 | 0% | 0% | 1 |  |  |  |  | 0.1027% | [5 empty] | 9.552% | 51.78% | 61.33% | 5 | 58.08% | 0% | 0% | 2 | 45.02% | 0% | 0% | 1 | 67.29% | 0% | 0% | 2 | 81.68% | 0% | 0% | 3 | 49.35% | 0% | 0% | 1 | 11.4% | 0% | 0% | 1
2 | Newark | Solano | 0 | 0 |  | 0% | 0% | 1 |  |  |  |  | 0% | [5 empty] | 21.92% | 42.95% | 64.87% | 5 | 54.12% | 0% | 0% | 2 | 20.81% | 0% | 0% | 1 | 49.45% | 0% | 0% | 1 | 82.76% | 0% | 0% | 3 | 53.15% | 0% | 0% | 2 | 31.97% | 0% | 0% | 1 | 0% | 0% | 1 |  |  |  |  | 0% | [5 empty] | 15.16% | 57.55% | 72.71% | 5 | 61.47% | 0% | 0% | 2 | 20.8% | 0% | 0% | 1 | 63.3% | 0% | 0% | 2 | 87.47% | 0% | 0% | 3 | 64.49% | 0% | 0% | 2 | 22.02% | 0% | 0% | 1 | 0% | 0% | 1 |  |  |  |  | 0.03055% | [5 empty] | 48.15% | 29.92% | 78.08% | 5 | 75.97% | 0% | 0% | 3 | 27.84% | 0% | 0% | 1 | 48.41% | 0% | 0% | 1 | 90.01% | 0% | 0% | 4 | 65.15% | 0% | 0% | 2 | 10.68% | 0% | 0% | 1
3 | Tesla | Solano | 575 | 23000 |  | 999.9% | 27.98% | 5 |  |  |  |  | 21.4% | [5 empty] | 7.076% | 0% | 7.076% | 1 | 74.69% | 110.5% | 3.574% | 4 | 52.3% | 58.65% | 0% | 3 | 59.21% | 68.58% | 0% | 3 | 82.57% | 160.5% | 12.77% | 5 | 30.67% | 40.35% | 0% | 2 | 4.614% | 160.5% | 12.77% | 5 | 999.9% | 14.07% | 5 |  |  |  |  | 34.04% | [5 empty] | 13.77% | 1.183% | 14.95% | 2 | 61.94% | 36.95% | 0% | 2 | 37.65% | 22.56% | 0% | 2 | 41.12% | 23.89% | 0% | 2 | 69.19% | 45.65% | 0% | 2 | 26.85% | 19.23% | 0% | 1 | 5.317% | 45.65% | 0% | 2 | 999.9% | 8.857% | 4 |  |  |  |  | 38.62% | [5 empty] | 15.87% | 2.097% | 17.97% | 2 | 57.23% | 20.71% | 0% | 2 | 31.46% | 12.92% | 0% | 1 | 35.26% | 13.68% | 0% | 1 | 63.32% | 24.14% | 0% | 2 | 30.87% | 12.81% | 0% | 1 | 4.689% | 24.14% | 0% | 2
4 | Cabrillo | Kern_Greater_Carrizo | 91.2 | 3648 |  | 999.9% | 7.489% | 4 |  |  |  |  | 4.112% | [5 empty] | 92.47% | 0% | 92.47% | 5 | 63.95% | 20.77% | 0% | 2 | 5.586% | 7.932% | 0% | 1 | 31.79% | 10.98% | 0% | 1 | 77.95% | 33.97% | 0% | 3 | 58.81% | 18.18% | 0% | 2 | 6.325% | 33.97% | 0% | 2 | 999.9% | 3.665% | 4 |  |  |  |  | 2.313% | [5 empty] | 92.61% | 0.4434% | 93.05% | 5 | 70.71% | 12.51% | 0% | 3 | 3.17% | 3.785% | 0% | 1 | 22.32% | 4.718% | 0% | 1 | 79.71% | 18.06% | 0% | 3 | 64.16% | 10.22% | 0% | 2 | 6.167% | 18.06% | 0% | 1 | 999.9% | 3.335% | 4 |  |  |  |  | 2.475% | [5 empty] | 88.51% | 2.77% | 91.28% | 5 | 69.4% | 10.9% | 0% | 2 | 2.885% | 3.434% | 0% | 1 | 21.86% | 4.268% | 0% | 1 | 79.11% | 15.96% | 0% | 3 | 62.61% | 8.92% | 0% | 2 | 6.063% | 15.96% | 0% | 1
5 | Honcut | Northern_California | 0 | 0 |  | 0% | 0% | 1 |  |  |  |  | 35.34% | [5 empty] | 1.515% | 0% | 1.515% | 1 | 77.65% | 0% | 0% | 3 | 7.746% | 0% | 0% | 1 | 21.82% | 0% | 0% | 1 | 83.92% | 0% | 0% | 3 | 2.387% | 0% | 0% | 1 | 15.07% | 0% | 0% | 1 | 0% | 0% | 1 |  |  |  |  | 28.93% | [5 empty] | 1.384% | 0% | 1.384% | 1 | 61.5% | 0% | 0% | 2 | 14.8% | 0% | 0% | 1 | 36.04% | 0% | 0% | 1 | 82.59% | 0% | 0% | 3 | 7.414% | 0% | 0% | 1 | 11.43% | 0% | 0% | 1 | 0% | 0% | 1 |  |  |  |  | 26.04% | [5 empty] | 3.428% | 0.6989% | 4.127% | 2 | 55.66% | 0% | 0% | 2 | 18.35% | 0% | 0% | 1 | 39.01% | 0% | 0% | 1 | 80.21% | 0% | 0% | 3 | 7.222% | 0% | 0% | 1 | 12.03% | 0% | 0% | 1
6 | Palermo | Northern_California | 0 | 0 |  | 0% | 0% | 1 |  |  |  |  | 14.25% | [5 empty] | 18.8% | 2.626% | 21.43% | 2 | 90.02% | 0% | 0% | 4 | 10% | 0% | 0% | 1 | 7.174% | 0% | 0% | 1 | 94.73% | 0% | 0% | 4 | 11.9% | 0% | 0% | 1 | 28.11% | 0% | 0% | 1 | 0% | 0% | 1 |  |  |  |  | 18.63% | [5 empty] | 9.415% | 7.016% | 16.43% | 2 | 80.68% | 0% | 0% | 3 | 13.93% | 0% | 0% | 1 | 30.32% | 0% | 0% | 1 | 91.74% | 0% | 0% | 4 | 9.584% | 0% | 0% | 1 | 20.5% | 0% | 0% | 1 | 0% | 0% | 1 |  |  |  |  | 19.42% | [5 empty] | 7.068% | 12.48% | 19.55% | 3 | 62.36% | 0% | 0% | 2 | 21.54% | 0% | 0% | 1 | 41.53% | 0% | 0% | 1 | 85.99% | 0% | 0% | 3 | 11.28% | 0% | 0% | 1 | 13.83% | 0% | 0% | 1
7 | Table Mountain | Northern_California | 120 | 4800 |  | 147185% | 7.645% | 4 |  |  |  |  | 9.331% | [5 empty] | 12.78% | 0.02539% | 12.81% | 2 | 82.76% | 44.37% | 0% | 3 | 25.74% | 10.3% | 0% | 1 | 47.26% | 14.51% | 0% | 1 | 95.58% | 173.2% | 3.383% | 5 | 11.08% | 8.603% | 0% | 1 | 26.52% | 173.2% | 3.383% | 4 | 82.03% | 0% | 4 |  |  |  |  | 13.39% | [5 empty] | 9.827% | 6.558% | 16.38% | 2 | 58.7% | 7.302% | 0% | 2 | 20.38% | 3.788% | 0% | 1 | 51.13% | 6.171% | 0% | 2 | 85.4% | 20.66% | 0% | 3 | 8.479% | 3.295% | 0% | 1 | 15.13% | 20.66% | 0% | 2 | 57.47% | 0% | 3 |  |  |  |  | 22.94% | [5 empty] | 9.497% | 10.79% | 20.28% | 3 | 50.46% | 3.619% | 0% | 2 | 22.67% | 2.319% | 0% | 1 | 51.7% | 3.713% | 0% | 2 | 82.5% | 10.25% | 0% | 3 | 10.44% | 2.002% | 0% | 1 | 14.64% | 10.25% | 0% | 1
8 | Wyandotte | Northern_California | 0 | 0 |  | 0% | 0% | 1 |  |  |  |  | 8.156% | [5 empty] | 23.95% | 0.4301% | 24.38% | 2 | 90.03% | 0% | 0% | 4 | 18.62% | 0% | 0% | 1 | 16.16% | 0% | 0% | 1 | 97.97% | 0% | 0% | 5 | 15.22% | 0% | 0% | 1 | 31.33% | 0% | 0% | 1 | 0% | 0% | 1 |  |  |  |  | 14.53% | [5 empty] | 10.54% | 10.65% | 21.19% | 3 | 77.73% | 0% | 0% | 3 | 15.38% | 0% | 0% | 1 | 34.85% | 0% | 0% | 1 | 91.09% | 0% | 0% | 4 | 11.01% | 0% | 0% | 1 | 20.05% | 0% | 0% | 1 | 0% | 0% | 1 |  |  |  |  | 18.07% | [5 empty] | 7.839% | 13.87% | 21.7% | 3 | 59.56% | 0% | 0% | 2 | 22.22% | 0% | 0% | 1 | 45.29% | 0% | 0% | 1 | 85.73% | 0% | 0% | 3 | 11.6% | 0% | 0% | 1 | 13.4% | 0% | 0% | 1
9 | Cortina | Northern_California | 0 | 0 |  | 0% | 0% | 1 |  |  |  |  | 38.84% | [5 empty] | 26.08% | 0% | 26.08% | 2 | 37.03% | 0% | 0% | 1 | 12.95% | 0% | 0% | 1 | 39.05% | 0% | 0% | 1 | 67.91% | 0% | 0% | 2 | 30.13% | 0% | 0% | 1 | 1.053% | 0% | 0% | 1 | 0% | 0% | 1 |  |  |  |  | 31.4% | [5 empty] | 39.19% | 0.001332% | 39.19% | 2 | 41.95% | 0% | 0% | 1 | 15.79% | 0% | 0% | 1 | 36.72% | 0% | 0% | 1 | 70.42% | 0% | 0% | 3 | 40.78% | 0% | 0% | 1 | 1.698% | 0% | 0% | 1 | 0% | 0% | 1 |  |  |  |  | 31.27% | [5 empty] | 37.04% | 0.1837% | 37.23% | 2 | 42.33% | 0% | 0% | 1 | 16.77% | 0% | 0% | 1 | 34.13% | 0% | 0% | 1 | 67.32% | 0% | 0% | 2 | 38.73% | 0% | 0% | 1 | 2.618% | 0% | 0% | 1
10 | Etiwanda | Greater_Kramer | 0 | 0 |  | 0% | 0% | 1 |  |  |  |  | 0% | [5 empty] | 18.2% | 81.8% | 100% | 5 | 100% | 0% | 0% | 5 | 73.53% | 0% | 0% | 3 | 77.06% | 0% | 0% | 3 | 100% | 0% | 0% | 5 | 71.29% | 0% | 0% | 3 | 3.9% | 0% | 0% | 1 | 0% | 0% | 1 |  |  |  |  | 0% | [5 empty] | 3.556% | 96.44% | 100% | 5 | 98.71% | 0% | 0% | 5 | 63.37% | 0% | 0% | 2 | 43.01% | 0% | 0% | 1 | 100% | 0% | 0% | 5 | 56.38% | 0% | 0% | 2 | 7.951% | 0% | 0% | 1 | 0% | 0% | 1 |  |  |  |  | 0.006634% | [5 empty] | 17.84% | 82.16% | 100% | 5 | 66.49% | 0% | 0% | 2 | 68.05% | 0% | 0% | 2 | 65.86% | 0% | 0% | 2 | 97.65% | 0% | 0% | 5 | 57.24% | 0% | 0% | 2 | 5.79% | 0% | 0% | 1
11 | Brentwood | Solano | 0 | 0 |  | 0% | 0% | 1 |  |  |  |  | 29.13% | [5 empty] | 33.13% | 5.754% | 38.89% | 2 | 45.28% | 0% | 0% | 1 | 43.41% | 0% | 0% | 1 | 45.86% | 0% | 0% | 1 | 64.86% | 0% | 0% | 2 | 14.72% | 0% | 0% | 1 | 12.44% | 0% | 0% | 1 | 0% | 0% | 1 |  |  |  |  | 40.89% | [5 empty] | 12.54% | 4.076% | 16.61% | 2 | 38.51% | 0% | 0% | 1 | 40.51% | 0% | 0% | 1 | 42.71% | 0% | 0% | 1 | 58.31% | 0% | 0% | 2 | 6.488% | 0% | 0% | 1 | 10.08% | 0% | 0% | 1 | 0% | 0% | 1 |  |  |  |  | 43.45% | [5 empty] | 7.353% | 2.383% | 9.736% | 2 | 33.33% | 0% | 0% | 1 | 35.81% | 0% | 0% | 1 | 37.11% | 0% | 0% | 1 | 50.49% | 0% | 0% | 2 | 6.732% | 0% | 0% | 1 | 9.786% | 0% | 0% | 1
12 | Clayton | Solano | 0 | 0 |  | 0% | 0% | 1 |  |  |  |  | 0.0006494% | [5 empty] | 33.21% | 26.23% | 59.44% | 4 | 55.81% | 0% | 0% | 2 | 78.36% | 0% | 0% | 3 | 62.56% | 0% | 0% | 2 | 82.52% | 0% | 0% | 3 | 36.03% | 0% | 0% | 1 | 38.68% | 0% | 0% | 1 | 0% | 0% | 1 |  |  |  |  | 0.1163% | [5 empty] | 30.1% | 10.74% | 40.84% | 3 | 31.15% | 0% | 0% | 1 | 56.73% | 0% | 0% | 2 | 47.61% | 0% | 0% | 1 | 66.01% | 0% | 0% | 2 | 20.26% | 0% | 0% | 1 | 25.87% | 0% | 0% | 1 | 0% | 0% | 1 |  |  |  |  | 0.8432% | [5 empty] | 23.42% | 7.777% | 31.2% | 2 | 28.96% | 0% | 0% | 1 | 48.43% | 0% | 0% | 1 | 53.81% | 0% | 0% | 2 | 68.68% | 0% | 0% | 2 | 14.64% | 0% | 0% | 1 | 17.88% | 0% | 0% | 1
13 | Contra Costa | Solano | 0 | 0 |  | 0% | 0% | 1 |  |  |  |  | 2.62% | [5 empty] | 19.61% | 6.284% | 25.9% | 2 | 28.13% | 0% | 0% | 1 | 55.03% | 0% | 0% | 2 | 48.89% | 0% | 0% | 1 | 57.82% | 0% | 0% | 2 | 14.65% | 0% | 0% | 1 | 19.52% | 0% | 0% | 1 | 0% | 0% | 1 |  |  |  |  | 17.42% | [5 empty] | 12.56% | 4.986% | 17.55% | 2 | 27.92% | 0% | 0% | 1 | 46.28% | 0% | 0% | 1 | 44.61% | 0% | 0% | 1 | 58.55% | 0% | 0% | 2 | 7.117% | 0% | 0% | 1 | 18.87% | 0% | 0% | 1 | 0% | 0% | 1 |  |  |  |  | 32.46% | [5 empty] | 8.275% | 2.759% | 11.03% | 2 | 28.72% | 0% | 0% | 1 | 37.37% | 0% | 0% | 1 | 36.69% | 0% | 0% | 1 | 53.52% | 0% | 0% | 2 | 5.2% | 0% | 0% | 1 | 17.2% | 0% | 0% | 1
14 | Pittsburg | Solano | 0 | 0 |  | 0% | 0% | 1 |  |  |  |  | 0.01207% | [5 empty] | 6.29% | 0.376% | 6.666% | 2 | 26.44% | 0% | 0% | 1 | 45.25% | 0% | 0% | 1 | 34.61% | 0% | 0% | 1 | 55.17% | 0% | 0% | 2 | 5.292% | 0% | 0% | 1 | 30.64% | 0% | 0% | 1 | 0% | 0% | 1 |  |  |  |  | 2.901% | [5 empty] | 9.652% | 4.088% | 13.74% | 2 | 21.09% | 0% | 0% | 1 | 48.3% | 0% | 0% | 1 | 43.31% | 0% | 0% | 1 | 59.19% | 0% | 0% | 2 | 10.89% | 0% | 0% | 1 | 24.66% | 0% | 0% | 1 | 0% | 0% | 1 |  |  |  |  | 16.96% | [5 empty] | 14.66% | 3.604% | 18.27% | 2 | 23.04% | 0% | 0% | 1 | 42.46% | 0% | 0% | 1 | 43.63% | 0% | 0% | 1 | 59.03% | 0% | 0% | 2 | 9.153% | 0% | 0% | 1 | 19.94% | 0% | 0% | 1
15 | San Bernardino | Greater_Kramer | 0 | 0 |  | 0% | 0% | 1 |  |  |  |  | 0% | [5 empty] | 0% | 100% | 100% | 5 | 100% | 0% | 0% | 5 | 4.058% | 0% | 0% | 1 | 100% | 0% | 0% | 5 | 100% | 0% | 0% | 5 | 8.743% | 0% | 0% | 1 | 10.72% | 0% | 0% | 1 | 0% | 0% | 1 |  |  |  |  | 0% | [5 empty] | 3.566% | 96.43% | 100% | 5 | 65.86% | 0% | 0% | 2 | 16.02% | 0% | 0% | 1 | 65.72% | 0% | 0% | 2 | 91.96% | 0% | 0% | 4 | 47.39% | 0% | 0% | 1 | 3.447% | 0% | 0% | 1 | 0% | 0% | 1 |  |  |  |  | 0.004945% | [5 empty] | 26.55% | 73.45% | 100% | 5 | 69.83% | 0% | 0% | 2 | 34.8% | 0% | 0% | 1 | 61.86% | 0% | 0% | 2 | 90.29% | 0% | 0% | 4 | 64.59% | 0% | 0% | 2 | 6.224% | 0% | 0% | 1
16 | Placerville | El_Dorado_Mariposa | 0 | 0 |  | 0% | 0% | 1 |  |  |  |  | 0% | [5 empty] | 0% | 0% | 0% | 1 | 0% | 0% | 0% | 1 | 0% | 0% | 0% | 1 | 0% | 0% | 0% | 1 | 0% | 0% | 0% | 1 | 0% | 0% | 0% | 1 | 0% | 0% | 0% | 1 | 0% | 0% | 1 |  |  |  |  | 0% | [5 empty] | 0% | 100% | 100% | 5 | 100% | 0% | 0% | 5 | 0% | 0% | 0% | 1 | 100% | 0% | 0% | 5 | 100% | 0% | 0% | 5 | 40.8% | 0% | 0% | 1 | 0% | 0% | 0% | 1 | 0% | 0% | 1 |  |  |  |  | 0% | [5 empty] | 52.92% | 47.08% | 100% | 5 | 57.31% | 0% | 0% | 2 | 26.86% | 0% | 0% | 1 | 3.121% | 0% | 0% | 1 | 58.35% | 0% | 0% | 2 | 73.75% | 0% | 0% | 3 | 0.05999% | 0% | 0% | 1
17 | Cantua | Central_Valley_North_Los_Banos | 0 | 0 |  | 0% | 0% | 1 |  |  |  |  | 53.04% | [5 empty] | 0% | 0% | 0% | 1 | 20.08% | 0% | 0% | 1 | 0% | 0% | 0% | 1 | 6.303% | 0% | 0% | 1 | 22.78% | 0% | 0% | 1 | 5.483% | 0% | 0% | 1 | 0.2155% | 0% | 0% | 1 | 0% | 0% | 1 |  |  |  |  | 40.36% | [5 empty] | 0% | 0% | 0% | 1 | 19.63% | 0% | 0% | 1 | 0.00932% | 0% | 0% | 1 | 4.7% | 0% | 0% | 1 | 21.09% | 0% | 0% | 1 | 5.155% | 0% | 0% | 1 | 0.3529% | 0% | 0% | 1 | 0% | 0% | 1 |  |  |  |  | 39.83% | [5 empty] | 0% | 0% | 0% | 1 | 21.71% | 0% | 0% | 1 | 4.136% | 0% | 0% | 1 | 8.353% | 0% | 0% | 1 | 25.81% | 0% | 0% | 1 | 3.15% | 0% | 0% | 1 | 0.9663% | 0% | 0% | 1
18 | Cheney | Central_Valley_North_Los_Banos | 0 | 0 |  | 0% | 0% | 1 |  |  |  |  | 33.35% | [5 empty] | 0% | 0% | 0% | 1 | 13.42% | 0% | 0% | 1 | 0% | 0% | 0% | 1 | 14.66% | 0% | 0% | 1 | 26.4% | 0% | 0% | 1 | 0% | 0% | 0% | 1 | 0.1474% | 0% | 0% | 1 | 0% | 0% | 1 |  |  |  |  | 31.15% | [5 empty] | 0% | 0% | 0% | 1 | 14.86% | 0% | 0% | 1 | 0.3186% | 0% | 0% | 1 | 11.51% | 0% | 0% | 1 | 23.77% | 0% | 0% | 1 | 0% | 0% | 0% | 1 | 0.7207% | 0% | 0% | 1 | 0% | 0% | 1 |  |  |  |  | 33.82% | [5 empty] | 0% | 0% | 0% | 1 | 28.31% | 0% | 0% | 1 | 3.642% | 0% | 0% | 1 | 10.22% | 0% | 0% | 1 | 34.63% | 0% | 0% | 1 | 0.5414% | 0% | 0% | 1 | 3.634% | 0% | 0% | 1
19 | Gates | Central_Valley_North_Los_Banos | 0 | 0 |  | 0% | 0% | 1 |  |  |  |  | 91.73% | [5 empty] | 0% | 0% | 0% | 1 | 0% | 0% | 0% | 1 | 7.907% | 0% | 0% | 1 | 20.67% | 0% | 0% | 1 | 20.67% | 0% | 0% | 1 | 0% | 0% | 0% | 1 | 0.3768% | 0% | 0% | 1 | 0% | 0% | 1 |  |  |  |  | 75.91% | [5 empty] | 0% | 0% | 0% | 1 | 5.945% | 0% | 0% | 1 | 3.534% | 0% | 0% | 1 | 15.34% | 0% | 0% | 1 | 16.64% | 0% | 0% | 1 | 0.3555% | 0% | 0% | 1 | 0.1929% | 0% | 0% | 1 | 0% | 0% | 1 |  |  |  |  | 55.78% | [5 empty] | 1.617% | 0% | 1.617% | 1 | 15.07% | 0% | 0% | 1 | 2.068% | 0% | 0% | 1 | 9.428% | 0% | 0% | 1 | 21.37% | 0% | 0% | 1 | 10.87% | 0% | 0% | 1 | 0.5384% | 0% | 0% | 1
20 | Helm | Central_Valley_North_Los_Banos | 0 | 0 |  | 0% | 0% | 1 |  |  |  |  | 21.08% | [5 empty] | 0% | 0% | 0% | 1 | 24.38% | 0% | 0% | 1 | 14.04% | 0% | 0% | 1 | 14.93% | 0% | 0% | 1 | 33.69% | 0% | 0% | 1 | 0% | 0% | 0% | 1 | 3.017% | 0% | 0% | 1 | 0% | 0% | 1 |  |  |  |  | 35.33% | [5 empty] | 0% | 0% | 0% | 1 | 19.91% | 0% | 0% | 1 | 9.253% | 0% | 0% | 1 | 11.68% | 0% | 0% | 1 | 26.72% | 0% | 0% | 1 | 0.09582% | 0% | 0% | 1 | 2.416% | 0% | 0% | 1 | 0% | 0% | 1 |  |  |  |  | 44.99% | [5 empty] | 0% | 0% | 0% | 1 | 19.04% | 0% | 0% | 1 | 6.836% | 0% | 0% | 1 | 9.668% | 0% | 0% | 1 | 25.27% | 0% | 0% | 1 | 0.3055% | 0% | 0% | 1 | 2.398% | 0% | 0% | 1
21 | Kearney | Central_Valley_North_Los_Banos | 0 | 0 |  | 0% | 0% | 1 |  |  |  |  | 69.5% | [5 empty] | 0% | 0% | 0% | 1 | 2.335% | 0% | 0% | 1 | 0.1997% | 0% | 0% | 1 | 0.1997% | 0% | 0% | 1 | 2.534% | 0% | 0% | 1 | 0% | 0% | 0% | 1 | 0.3387% | 0% | 0% | 1 | 0% | 0% | 1 |  |  |  |  | 62.05% | [5 empty] | 0% | 0% | 0% | 1 | 5.802% | 0% | 0% | 1 | 7.432% | 0% | 0% | 1 | 7.432% | 0% | 0% | 1 | 12.37% | 0% | 0% | 1 | 0% | 0% | 0% | 1 | 1.416% | 0% | 0% | 1 | 0% | 0% | 1 |  |  |  |  | 51.09% | [5 empty] | 0% | 0% | 0% | 1 | 16.82% | 0% | 0% | 1 | 13.17% | 0% | 0% | 1 | 14.62% | 0% | 0% | 1 | 28.2% | 0% | 0% | 1 | 1.477% | 0% | 0% | 1 | 4.013% | 0% | 0% | 1
22 | Kingsburg | Central_Valley_North_Los_Banos | 0 | 0 |  | 0% | 0% | 1 |  |  |  |  | 56.85% | [5 empty] | 0% | 0% | 0% | 1 | 0% | 0% | 0% | 1 | 0% | 0% | 0% | 1 | 0% | 0% | 0% | 1 | 0% | 0% | 0% | 1 | 0% | 0% | 0% | 1 | 3.046% | 0% | 0% | 1 | 0% | 0% | 1 |  |  |  |  | 68.3% | [5 empty] | 0% | 0% | 0% | 1 | 0% | 0% | 0% | 1 | 0% | 0% | 0% | 1 | 0% | 0% | 0% | 1 | 0% | 0% | 0% | 1 | 0% | 0% | 0% | 1 | 1.667% | 0% | 0% | 1 | 0% | 0% | 1 |  |  |  |  | 64.24% | [5 empty] | 0% | 0% | 0% | 1 | 2.501% | 0% | 0% | 1 | 0.5713% | 0% | 0% | 1 | 0.6409% | 0% | 0% | 1 | 2.501% | 0% | 0% | 1 | 0% | 0% | 0% | 1 | 1.957% | 0% | 0% | 1
23 | Malaga | Central_Valley_North_Los_Banos | 0 | 0 |  | 0% | 0% | 1 |  |  |  |  | 77.3% | [5 empty] | 0% | 0% | 0% | 1 | 0% | 0% | 0% | 1 | 0% | 0% | 0% | 1 | 0% | 0% | 0% | 1 | 0% | 0% | 0% | 1 | 0% | 0% | 0% | 1 | 0.1576% | 0% | 0% | 1 | 0% | 0% | 1 |  |  |  |  | 72.68% | [5 empty] | 0% | 0% | 0% | 1 | 0% | 0% | 0% | 1 | 0% | 0% | 0% | 1 | 0% | 0% | 0% | 1 | 0% | 0% | 0% | 1 | 0% | 0% | 0% | 1 | 0.1102% | 0% | 0% | 1 | 0% | 0% | 1 |  |  |  |  | 61.6% | [5 empty] | 0% | 0% | 0% | 1 | 3.368% | 0% | 0% | 1 | 3.707% | 0% | 0% | 1 | 3.707% | 0% | 0% | 1 | 7.075% | 0% | 0% | 1 | 0.9841% | 0% | 0% | 1 | 2.659% | 0% | 0% | 1
24 | McCall | Central_Valley_North_Los_Banos | 0 | 0 |  | 0% | 0% | 1 |  |  |  |  | 75.4% | [5 empty] | 0% | 0% | 0% | 1 | 0% | 0% | 0% | 1 | 0% | 0% | 0% | 1 | 0% | 0% | 0% | 1 | 0% | 0% | 0% | 1 | 0% | 0% | 0% | 1 | 0.1951% | 0% | 0% | 1 | 0% | 0% | 1 |  |  |  |  | 69.69% | [5 empty] | 0% | 0% | 0% | 1 | 0% | 0% | 0% | 1 | 0% | 0% | 0% | 1 | 0% | 0% | 0% | 1 | 0% | 0% | 0% | 1 | 0% | 0% | 0% | 1 | 1.131% | 0% | 0% | 1 | 0% | 0% | 1 |  |  |  |  | 66.41% | [5 empty] | 0% | 0% | 0% | 1 | 0.1389% | 0% | 0% | 1 | 0% | 0% | 0% | 1 | 0% | 0% | 0% | 1 | 0.1389% | 0% | 0% | 1 | 0% | 0% | 0% | 1 | 0.8492% | 0% | 0% | 1
25 | Mc Mullin | Central_Valley_North_Los_Banos | 0 | 0 |  | 0% | 0% | 1 |  |  |  |  | 47.93% | [5 empty] | 0% | 0% | 0% | 1 | 14.46% | 0% | 0% | 1 | 7.626% | 0% | 0% | 1 | 7.626% | 0% | 0% | 1 | 17.45% | 0% | 0% | 1 | 0% | 0% | 0% | 1 | 1.405% | 0% | 0% | 1 | 0% | 0% | 1 |  |  |  |  | 46.91% | [5 empty] | 0% | 0% | 0% | 1 | 14.36% | 0% | 0% | 1 | 8.503% | 0% | 0% | 1 | 8.748% | 0% | 0% | 1 | 20.43% | 0% | 0% | 1 | 0% | 0% | 0% | 1 | 1.515% | 0% | 0% | 1 | 0% | 0% | 1 |  |  |  |  | 47.85% | [5 empty] | 0% | 0% | 0% | 1 | 16.3% | 0% | 0% | 1 | 6.918% | 0% | 0% | 1 | 7.529% | 0% | 0% | 1 | 20.74% | 0% | 0% | 1 | 0.05845% | 0% | 0% | 1 | 2.02% | 0% | 0% | 1
26 | Mendota | Central_Valley_North_Los_Banos | 0 | 0 |  | 0% | 0% | 1 |  |  |  |  | 24.11% | [5 empty] | 0% | 0% | 0% | 1 | 13.99% | 0% | 0% | 1 | 1.727% | 0% | 0% | 1 | 10.8% | 0% | 0% | 1 | 23.57% | 0% | 0% | 1 | 0.3815% | 0% | 0% | 1 | 2.608% | 0% | 0% | 1 | 0% | 0% | 1 |  |  |  |  | 20.84% | [5 empty] | 0% | 0% | 0% | 1 | 37.46% | 0% | 0% | 1 | 6.991% | 0% | 0% | 1 | 16.48% | 0% | 0% | 1 | 46.04% | 0% | 0% | 1 | 1.942% | 0% | 0% | 1 | 7.325% | 0% | 0% | 1 | 0% | 0% | 1 |  |  |  |  | 25.98% | [5 empty] | 0% | 0% | 0% | 1 | 38.43% | 0% | 0% | 1 | 10.17% | 0% | 0% | 1 | 18.53% | 0% | 0% | 1 | 48.08% | 0% | 0% | 1 | 2.097% | 0% | 0% | 1 | 7.889% | 0% | 0% | 1
27 | Oro Loma | Central_Valley_North_Los_Banos | 0 | 0 |  | 0% | 0% | 1 |  |  |  |  | 17.75% | [5 empty] | 0% | 0% | 0% | 1 | 1.23% | 0% | 0% | 1 | 0% | 0% | 0% | 1 | 0.04044% | 0% | 0% | 1 | 1.27% | 0% | 0% | 1 | 0% | 0% | 0% | 1 | 2.358% | 0% | 0% | 1 | 0% | 0% | 1 |  |  |  |  | 36.2% | [5 empty] | 0% | 0% | 0% | 1 | 29.35% | 0% | 0% | 1 | 0.9448% | 0% | 0% | 1 | 10.31% | 0% | 0% | 1 | 34.27% | 0% | 0% | 1 | 1.899% | 0% | 0% | 1 | 6.261% | 0% | 0% | 1 | 0% | 0% | 1 |  |  |  |  | 34.57% | [5 empty] | 0% | 0% | 0% | 1 | 45.17% | 0% | 0% | 1 | 8.737% | 0% | 0% | 1 | 15.19% | 0% | 0% | 1 | 49.55% | 0% | 0% | 1 | 3.032% | 0% | 0% | 1 | 7.397% | 0% | 0% | 1
28 | Panoche | Central_Valley_North_Los_Banos | 0 | 0 |  | 0% | 0% | 1 |  |  |  |  | 40.82% | [5 empty] | 0% | 0% | 0% | 1 | 0% | 0% | 0% | 1 | 0% | 0% | 0% | 1 | 25.2% | 0% | 0% | 1 | 25.2% | 0% | 0% | 1 | 0% | 0% | 0% | 1 | 0.2032% | 0% | 0% | 1 | 0% | 0% | 1 |  |  |  |  | 25.06% | [5 empty] | 0% | 0% | 0% | 1 | 16.16% | 0% | 0% | 1 | 0.02789% | 0% | 0% | 1 | 11.94% | 0% | 0% | 1 | 24.99% | 0% | 0% | 1 | 0% | 0% | 0% | 1 | 0.3938% | 0% | 0% | 1 | 0% | 0% | 1 |  |  |  |  | 31.36% | [5 empty] | 0.03385% | 0% | 0.03385% | 1 | 26.99% | 0% | 0% | 1 | 1.896% | 0% | 0% | 1 | 8.934% | 0% | 0% | 1 | 32.66% | 0% | 0% | 1 | 0.9213% | 0% | 0% | 1 | 3.752% | 0% | 0% | 1
29 | Reedley | Central_Valley_North_Los_Banos | 0 | 0 |  | 0% | 0% | 1 |  |  |  |  | 0% | [5 empty] | 0% | 0% | 0% | 1 | 0% | 0% | 0% | 1 | 0% | 0% | 0% | 1 | 0% | 0% | 0% | 1 | 0% | 0% | 0% | 1 | 0% | 0% | 0% | 1 | 0% | 0% | 0% | 1 | 0% | 0% | 1 |  |  |  |  | 0% | [5 empty] | 0% | 0% | 0% | 1 | 0% | 0% | 0% | 1 | 0% | 0% | 0% | 1 | 0% | 0% | 0% | 1 | 0% | 0% | 0% | 1 | 0% | 0% | 0% | 1 | 0% | 0% | 0% | 1 | 0% | 0% | 1 |  |  |  |  | 52.85% | [5 empty] | 0% | 0% | 0% | 1 | 0% | 0% | 0% | 1 | 0% | 0% | 0% | 1 | 0% | 0% | 0% | 1 | 0% | 0% | 0% | 1 | 0% | 0% | 0% | 1 | 2.319% | 0% | 0% | 1
30 | Sanger | Central_Valley_North_Los_Banos | 0 | 0 |  | 0% | 0% | 1 |  |  |  |  | 89.05% | [5 empty] | 0% | 0% | 0% | 1 | 0% | 0% | 0% | 1 | 0% | 0% | 0% | 1 | 0% | 0% | 0% | 1 | 0% | 0% | 0% | 1 | 0% | 0% | 0% | 1 | 0% | 0% | 0% | 1 | 0% | 0% | 1 |  |  |  |  | 80.05% | [5 empty] | 0% | 0% | 0% | 1 | 0% | 0% | 0% | 1 | 0% | 0% | 0% | 1 | 0% | 0% | 0% | 1 | 0% | 0% | 0% | 1 | 0% | 0% | 0% | 1 | 0.1765% | 0% | 0% | 1 | 0% | 0% | 1 |  |  |  |  | 65.4% | [5 empty] | 0% | 0% | 0% | 1 | 0% | 0% | 0% | 1 | 1.97% | 0% | 0% | 1 | 1.97% | 0% | 0% | 1 | 1.97% | 0% | 0% | 1 | 0.02449% | 0% | 0% | 1 | 0.8086% | 0% | 0% | 1
31 | Schindler | Central_Valley_North_Los_Banos | 0 | 0 |  | 0% | 0% | 1 |  |  |  |  | 42.9% | [5 empty] | 0% | 0% | 0% | 1 | 8.416% | 0% | 0% | 1 | 0.2975% | 0% | 0% | 1 | 1.74% | 0% | 0% | 1 | 10.14% | 0% | 0% | 1 | 0% | 0% | 0% | 1 | 0.4949% | 0% | 0% | 1 | 0% | 0% | 1 |  |  |  |  | 50.56% | [5 empty] | 0% | 0% | 0% | 1 | 16.19% | 0% | 0% | 1 | 4.566% | 0% | 0% | 1 | 7.837% | 0% | 0% | 1 | 20.35% | 0% | 0% | 1 | 2.042% | 0% | 0% | 1 | 0.8358% | 0% | 0% | 1 | 0% | 0% | 1 |  |  |  |  | 47.81% | [5 empty] | 0% | 0% | 0% | 1 | 17.86% | 0% | 0% | 1 | 3.43% | 0% | 0% | 1 | 6.914% | 0% | 0% | 1 | 21.36% | 0% | 0% | 1 | 2.025% | 0% | 0% | 1 | 1.173% | 0% | 0% | 1
32 | Wahtoke | Central_Valley_North_Los_Banos | 0 | 0 |  | 0% | 0% | 1 |  |  |  |  | 0% | [5 empty] | 0% | 0% | 0% | 1 | 0% | 0% | 0% | 1 | 0% | 0% | 0% | 1 | 0% | 0% | 0% | 1 | 0% | 0% | 0% | 1 | 0% | 0% | 0% | 1 | 0% | 0% | 0% | 1 | 0% | 0% | 1 |  |  |  |  | 57.36% | [5 empty] | 0% | 0% | 0% | 1 | 0% | 0% | 0% | 1 | 0% | 0% | 0% | 1 | 0% | 0% | 0% | 1 | 0% | 0% | 0% | 1 | 0% | 0% | 0% | 1 | 3.294% | 0% | 0% | 1 | 0% | 0% | 1 |  |  |  |  | 63.77% | [5 empty] | 0% | 0% | 0% | 1 | 0% | 0% | 0% | 1 | 0% | 0% | 0% | 1 | 0% | 0% | 0% | 1 | 0% | 0% | 0% | 1 | 0% | 0% | 0% | 1 | 1.981% | 0% | 0% | 1
33 | West Fresno | Central_Valley_North_Los_Banos | 0 | 0 |  | 0% | 0% | 1 |  |  |  |  | 73.05% | [5 empty] | 0% | 0% | 0% | 1 | 0% | 0% | 0% | 1 | 0% | 0% | 0% | 1 | 0% | 0% | 0% | 1 | 0% | 0% | 0% | 1 | 0% | 0% | 0% | 1 | 0.07965% | 0% | 0% | 1 | 0% | 0% | 1 |  |  |  |  | 67.05% | [5 empty] | 0% | 0% | 0% | 1 | 4.661% | 0% | 0% | 1 | 2.086% | 0% | 0% | 1 | 2.086% | 0% | 0% | 1 | 6.746% | 0% | 0% | 1 | 0% | 0% | 0% | 1 | 1.064% | 0% | 0% | 1 | 0% | 0% | 1 |  |  |  |  | 56.77% | [5 empty] | 0% | 0% | 0% | 1 | 9.415% | 0% | 0% | 1 | 13.48% | 0% | 0% | 1 | 14.35% | 0% | 0% | 1 | 21.45% | 0% | 0% | 1 | 1.82% | 0% | 0% | 1 | 4.281% | 0% | 0% | 1
34 | Glenn | Northern_California | 433 | 17320 |  | 47.88% | 0% | 2 |  |  |  |  | 54.46% | [5 empty] | 0% | 0% | 0% | 1 | 54.28% | 26.8% | 0% | 2 | 0.6119% | 12.33% | 0% | 1 | 1.186% | 12.4% | 0% | 1 | 54.87% | 27.15% | 0% | 2 | 3.566% | 12.71% | 0% | 1 | 16.73% | 27.15% | 0% | 2 | 30.59% | 0% | 2 |  |  |  |  | 44.38% | [5 empty] | 0.5671% | 0% | 0.5671% | 1 | 52.88% | 11.89% | 0% | 2 | 1.834% | 5.706% | 0% | 1 | 5.435% | 5.923% | 0% | 1 | 56.86% | 12.98% | 0% | 2 | 10.07% | 6.229% | 0% | 1 | 16.46% | 12.98% | 0% | 1 | 29.62% | 0% | 2 |  |  |  |  | 32.24% | [5 empty] | 8.219% | 0% | 8.219% | 1 | 48.35% | 6.411% | 0% | 1 | 3.289% | 3.424% | 0% | 1 | 6.923% | 3.558% | 0% | 1 | 53.07% | 7.057% | 0% | 2 | 25.71% | 4.458% | 0% | 1 | 15.71% | 7.057% | 0% | 1
35 | Bridgeville | Humboldt | 0 | 0 |  | 0% | 0% | 1 |  |  |  |  | 0% | [5 empty] | 35.04% | 17.08% | 52.12% | 3 | 23.65% | 0% | 0% | 1 | 21.75% | 0% | 0% | 1 | 23.54% | 0% | 0% | 1 | 41.22% | 0% | 0% | 1 | 82.35% | 0% | 0% | 3 | 0.3489% | 0% | 0% | 1 | 0% | 0% | 1 |  |  |  |  | 0% | [5 empty] | 60.11% | 9.771% | 69.88% | 3 | 21.03% | 0% | 0% | 1 | 24.46% | 0% | 0% | 1 | 29.99% | 0% | 0% | 1 | 42.55% | 0% | 0% | 1 | 80.36% | 0% | 0% | 3 | 0.8376% | 0% | 0% | 1 | 0% | 0% | 1 |  |  |  |  | 0% | [5 empty] | 69.71% | 6.477% | 76.18% | 5 | 17.05% | 0% | 0% | 1 | 20.18% | 0% | 0% | 1 | 26.97% | 0% | 0% | 1 | 36.82% | 0% | 0% | 1 | 81.74% | 0% | 0% | 3 | 1.088% | 0% | 0% | 1
36 | Humboldt | Humboldt | 0 | 0 |  | 0% | 0% | 1 |  |  |  |  | 0% | [5 empty] | 50.83% | 0% | 50.83% | 3 | 7.506% | 0% | 0% | 1 | 43.39% | 0% | 0% | 1 | 53.86% | 0% | 0% | 2 | 56.21% | 0% | 0% | 2 | 27.73% | 0% | 0% | 1 | 21.57% | 0% | 0% | 1 | 0% | 0% | 1 |  |  |  |  | 0% | [5 empty] | 47.36% | 0% | 47.36% | 2 | 4.946% | 0% | 0% | 1 | 33.93% | 0% | 0% | 1 | 38.26% | 0% | 0% | 1 | 40.81% | 0% | 0% | 1 | 40.39% | 0% | 0% | 1 | 21.28% | 0% | 0% | 1 | 0% | 0% | 1 |  |  |  |  | 0% | [5 empty] | 52.32% | 0.3399% | 52.66% | 3 | 4.077% | 0% | 0% | 1 | 24.76% | 0% | 0% | 1 | 28.67% | 0% | 0% | 1 | 31.29% | 0% | 0% | 1 | 50.44% | 0% | 0% | 2 | 15.02% | 0% | 0% | 1
37 | El Centro | Greater_Imperial | 0 | 0 |  | 0% | 0% | 1 |  |  |  |  | 68.8% | [5 empty] | 0% | 0% | 0% | 1 | 2.535% | 0% | 0% | 1 | 4.131% | 0% | 0% | 1 | 4.131% | 0% | 0% | 1 | 6.666% | 0% | 0% | 1 | 0% | 0% | 0% | 1 | 6.459% | 0% | 0% | 1 | 0% | 0% | 1 |  |  |  |  | 71.31% | [5 empty] | 0% | 0% | 0% | 1 | 1.258% | 0% | 0% | 1 | 10.17% | 0% | 0% | 1 | 11.3% | 0% | 0% | 1 | 12.56% | 0% | 0% | 1 | 0.6204% | 0% | 0% | 1 | 5.327% | 0% | 0% | 1 | 0% | 0% | 1 |  |  |  |  | 67.03% | [5 empty] | 0% | 0% | 0% | 1 | 0.877% | 0% | 0% | 1 | 15% | 0% | 0% | 1 | 13.06% | 0% | 0% | 1 | 16.65% | 0% | 0% | 1 | 4.671% | 0% | 0% | 1 | 4.643% | 0% | 0% | 1
38 | High Line | Greater_Imperial | 0 | 0 |  | 0% | 0% | 1 |  |  |  |  | 66.55% | [5 empty] | 0% | 0% | 0% | 1 | 0% | 0% | 0% | 1 | 29.09% | 0% | 0% | 1 | 29.09% | 0% | 0% | 1 | 29.09% | 0% | 0% | 1 | 7.724% | 0% | 0% | 1 | 6.343% | 0% | 0% | 1 | 0% | 0% | 1 |  |  |  |  | 67.88% | [5 empty] | 0% | 0% | 0% | 1 | 0.6268% | 0% | 0% | 1 | 19.02% | 0% | 0% | 1 | 19.02% | 0% | 0% | 1 | 19.65% | 0% | 0% | 1 | 4.925% | 0% | 0% | 1 | 5.292% | 0% | 0% | 1 | 0% | 0% | 1 |  |  |  |  | 63.4% | [5 empty] | 0% | 0% | 0% | 1 | 1.326% | 0% | 0% | 1 | 14.64% | 0% | 0% | 1 | 14.64% | 0% | 0% | 1 | 15.96% | 0% | 0% | 1 | 5.85% | 0% | 0% | 1 | 5.453% | 0% | 0% | 1
39 | Imperial Valley | Greater_Imperial | 0 | 0 |  | 0% | 0% | 1 |  |  |  |  | 39.65% | [5 empty] | 0% | 0% | 0% | 1 | 0% | 0% | 0% | 1 | 18.33% | 0% | 0% | 1 | 31.18% | 0% | 0% | 1 | 31.18% | 0% | 0% | 1 | 3.62% | 0% | 0% | 1 | 8.117% | 0% | 0% | 1 | 0% | 0% | 1 |  |  |  |  | 34.75% | [5 empty] | 0% | 0% | 0% | 1 | 7.66% | 0% | 0% | 1 | 5.602% | 0% | 0% | 1 | 9.527% | 0% | 0% | 1 | 17.19% | 0% | 0% | 1 | 28.59% | 0% | 0% | 1 | 5.485% | 0% | 0% | 1 | 0% | 0% | 1 |  |  |  |  | 48.44% | [5 empty] | 0% | 0% | 0% | 1 | 6.226% | 0% | 0% | 1 | 4.596% | 0% | 0% | 1 | 5.886% | 0% | 0% | 1 | 12.36% | 0% | 0% | 1 | 19.09% | 0% | 0% | 1 | 5.405% | 0% | 0% | 1
40 | El Segundo | Greater_LA | 0 | 0 |  | 0% | 0% | 1 |  |  |  |  | 0% | [5 empty] | 18.34% | 0% | 18.34% | 1 | 2.903% | 0% | 0% | 1 | 30.71% | 0% | 0% | 1 | 55.33% | 0% | 0% | 2 | 58.23% | 0% | 0% | 2 | 0% | 0% | 0% | 1 | 0.1735% | 0% | 0% | 1 | 0% | 0% | 1 |  |  |  |  | 0% | [5 empty] | 9.051% | 0.837% | 9.888% | 2 | 2.464% | 0% | 0% | 1 | 5.876% | 0% | 0% | 1 | 77.8% | 0% | 0% | 3 | 80.27% | 0% | 0% | 3 | 0% | 0% | 0% | 1 | 0.0567% | 0% | 0% | 1 | 0% | 0% | 1 |  |  |  |  | 0% | [5 empty] | 3.67% | 1.56% | 5.23% | 2 | 1.12% | 0% | 0% | 1 | 2.674% | 0% | 0% | 1 | 53.04% | 0% | 0% | 2 | 54.16% | 0% | 0% | 2 | 0% | 0% | 0% | 1 | 0.1578% | 0% | 0% | 1
41 | Arco | Central_Valley_North_Los_Banos | 0 | 0 |  | 0% | 0% | 1 |  |  |  |  | 0% | [5 empty] | 0% | 0% | 0% | 1 | 0% | 0% | 0% | 1 | 0% | 0% | 0% | 1 | 0% | 0% | 0% | 1 | 0% | 0% | 0% | 1 | 0% | 0% | 0% | 1 | 0% | 0% | 0% | 1 | 0% | 0% | 1 |  |  |  |  | 0% | [5 empty] | 37.29% | 0% | 37.29% | 2 | 80.98% | 0% | 0% | 3 | 0% | 0% | 0% | 1 | 24.69% | 0% | 0% | 1 | 92.96% | 0% | 0% | 4 | 69.57% | 0% | 0% | 2 | 0.2917% | 0% | 0% | 1 | 0% | 0% | 1 |  |  |  |  | 0.00393% | [5 empty] | 7.719% | 0% | 7.719% | 1 | 62.84% | 0% | 0% | 2 | 7.031% | 0% | 0% | 1 | 18.51% | 0% | 0% | 1 | 67.05% | 0% | 0% | 2 | 59.77% | 0% | 0% | 2 | 1.128% | 0% | 0% | 1
42 | Bakersfield | Central_Valley_North_Los_Banos | 0 | 0 |  | 0% | 0% | 1 |  |  |  |  | 0% | [5 empty] | 0% | 0% | 0% | 1 | 0% | 0% | 0% | 1 | 0% | 0% | 0% | 1 | 0% | 0% | 0% | 1 | 0% | 0% | 0% | 1 | 0% | 0% | 0% | 1 | 0% | 0% | 0% | 1 | 0% | 0% | 1 |  |  |  |  | 0% | [5 empty] | 0% | 0% | 0% | 1 | 0% | 0% | 0% | 1 | 0% | 0% | 0% | 1 | 0% | 0% | 0% | 1 | 0% | 0% | 0% | 1 | 0% | 0% | 0% | 1 | 0% | 0% | 0% | 1 | 0% | 0% | 1 |  |  |  |  | 0% | [5 empty] | 0% | 0% | 0% | 1 | 0% | 0% | 0% | 1 | 0% | 0% | 0% | 1 | 0% | 0% | 0% | 1 | 0% | 0% | 0% | 1 | 0% | 0% | 0% | 1 | 0% | 0% | 0% | 1
43 | Charca | Central_Valley_North_Los_Banos | 0 | 0 |  | 0% | 0% | 1 |  |  |  |  | 0% | [5 empty] | 0% | 0% | 0% | 1 | 0% | 0% | 0% | 1 | 0% | 0% | 0% | 1 | 0% | 0% | 0% | 1 | 0% | 0% | 0% | 1 | 0% | 0% | 0% | 1 | 0% | 0% | 0% | 1 | 0% | 0% | 1 |  |  |  |  | 0% | [5 empty] | 0% | 0% | 0% | 1 | 0% | 0% | 0% | 1 | 0% | 0% | 0% | 1 | 0% | 0% | 0% | 1 | 0% | 0% | 0% | 1 | 0% | 0% | 0% | 1 | 0% | 0% | 0% | 1 | 0% | 0% | 1 |  |  |  |  | 0% | [5 empty] | 0% | 0% | 0% | 1 | 0% | 0% | 0% | 1 | 0% | 0% | 0% | 1 | 0% | 0% | 0% | 1 | 0% | 0% | 0% | 1 | 0% | 0% | 0% | 1 | 0% | 0% | 0% | 1
44 | Columbus | Central_Valley_North_Los_Banos | 0 | 0 |  | 0% | 0% | 1 |  |  |  |  | 0% | [5 empty] | 0% | 0% | 0% | 1 | 0% | 0% | 0% | 1 | 0% | 0% | 0% | 1 | 0% | 0% | 0% | 1 | 0% | 0% | 0% | 1 | 0% | 0% | 0% | 1 | 0% | 0% | 0% | 1 | 0% | 0% | 1 |  |  |  |  | 0% | [5 empty] | 0% | 0% | 0% | 1 | 0% | 0% | 0% | 1 | 0% | 0% | 0% | 1 | 0% | 0% | 0% | 1 | 0% | 0% | 0% | 1 | 0% | 0% | 0% | 1 | 0% | 0% | 0% | 1 | 0% | 0% | 1 |  |  |  |  | 0% | [5 empty] | 71.04% | 28.96% | 100% | 5 | 73.75% | 0% | 0% | 3 | 35.71% | 0% | 0% | 1 | 71.76% | 0% | 0% | 3 | 93.62% | 0% | 0% | 4 | 54.55% | 0% | 0% | 2 | 3.073% | 0% | 0% | 1
45 | Elk Hills | Central_Valley_North_Los_Banos | 0 | 0 |  | 0% | 0% | 1 |  |  |  |  | 0% | [5 empty] | 0% | 0% | 0% | 1 | 0% | 0% | 0% | 1 | 0% | 0% | 0% | 1 | 0% | 0% | 0% | 1 | 0% | 0% | 0% | 1 | 0% | 0% | 0% | 1 | 0% | 0% | 0% | 1 | 0% | 0% | 1 |  |  |  |  | 0% | [5 empty] | 0% | 0% | 0% | 1 | 0% | 0% | 0% | 1 | 0% | 0% | 0% | 1 | 0% | 0% | 0% | 1 | 0% | 0% | 0% | 1 | 0% | 0% | 0% | 1 | 0% | 0% | 0% | 1 | 0% | 0% | 1 |  |  |  |  | 0% | [5 empty] | 0% | 0% | 0% | 1 | 0% | 0% | 0% | 1 | 0% | 0% | 0% | 1 | 0% | 0% | 0% | 1 | 0% | 0% | 0% | 1 | 0% | 0% | 0% | 1 | 0% | 0% | 0% | 1
46 | Goose Lake | Central_Valley_North_Los_Banos | 0 | 0 |  | 0% | 0% | 1 |  |  |  |  | 0% | [5 empty] | 0% | 0% | 0% | 1 | 0% | 0% | 0% | 1 | 0% | 0% | 0% | 1 | 0% | 0% | 0% | 1 | 0% | 0% | 0% | 1 | 0% | 0% | 0% | 1 | 0% | 0% | 0% | 1 | 0% | 0% | 1 |  |  |  |  | 0% | [5 empty] | 0% | 0% | 0% | 1 | 0% | 0% | 0% | 1 | 0% | 0% | 0% | 1 | 0% | 0% | 0% | 1 | 0% | 0% | 0% | 1 | 0% | 0% | 0% | 1 | 0% | 0% | 0% | 1 | 0% | 0% | 1 |  |  |  |  | 0% | [5 empty] | 0% | 0% | 0% | 1 | 0% | 0% | 0% | 1 | 0% | 0% | 0% | 1 | 0% | 0% | 0% | 1 | 0% | 0% | 0% | 1 | 0% | 0% | 0% | 1 | 0% | 0% | 0% | 1
47 | Kernridge | Central_Valley_North_Los_Banos | 0 | 0 |  | 0% | 0% | 1 |  |  |  |  | 0% | [5 empty] | 0% | 0% | 0% | 1 | 9.387% | 0% | 0% | 1 | 10.1% | 0% | 0% | 1 | 10.1% | 0% | 0% | 1 | 19.48% | 0% | 0% | 1 | 7.672% | 0% | 0% | 1 | 0% | 0% | 0% | 1 | 0% | 0% | 1 |  |  |  |  | 0% | [5 empty] | 0% | 0% | 0% | 1 | 36.26% | 0% | 0% | 1 | 3.377% | 0% | 0% | 1 | 23.5% | 0% | 0% | 1 | 48.97% | 0% | 0% | 1 | 46.95% | 0% | 0% | 1 | 1.462% | 0% | 0% | 1 | 0% | 0% | 1 |  |  |  |  | 0% | [5 empty] | 0% | 0% | 0% | 1 | 40.82% | 0% | 0% | 1 | 2.016% | 0% | 0% | 1 | 14.03% | 0% | 0% | 1 | 48.42% | 0% | 0% | 1 | 60.02% | 0% | 0% | 2 | 1.652% | 0% | 0% | 1
48 | Lamont | Central_Valley_North_Los_Banos | 0 | 0 |  | 0% | 0% | 1 |  |  |  |  | 0% | [5 empty] | 0% | 0% | 0% | 1 | 0% | 0% | 0% | 1 | 0% | 0% | 0% | 1 | 0% | 0% | 0% | 1 | 0% | 0% | 0% | 1 | 0% | 0% | 0% | 1 | 0% | 0% | 0% | 1 | 0% | 0% | 1 |  |  |  |  | 0% | [5 empty] | 0% | 100% | 100% | 5 | 100% | 0% | 0% | 5 | 1.867% | 0% | 0% | 1 | 1.867% | 0% | 0% | 1 | 100% | 0% | 0% | 5 | 29.2% | 0% | 0% | 1 | 1.404% | 0% | 0% | 1 | 0% | 0% | 1 |  |  |  |  | 0% | [5 empty] | 17.39% | 82.61% | 100% | 5 | 63% | 0% | 0% | 2 | 14.9% | 0% | 0% | 1 | 17.29% | 0% | 0% | 1 | 68.92% | 0% | 0% | 2 | 46.75% | 0% | 0% | 1 | 2.849% | 0% | 0% | 1
49 | Lerdo | Central_Valley_North_Los_Banos | 0 | 0 |  | 0% | 0% | 1 |  |  |  |  | 0% | [5 empty] | 0% | 0% | 0% | 1 | 0% | 0% | 0% | 1 | 0% | 0% | 0% | 1 | 0% | 0% | 0% | 1 | 0% | 0% | 0% | 1 | 0% | 0% | 0% | 1 | 0% | 0% | 0% | 1 | 0% | 0% | 1 |  |  |  |  | 0% | [5 empty] | 0% | 0% | 0% | 1 | 0% | 0% | 0% | 1 | 0% | 0% | 0% | 1 | 0% | 0% | 0% | 1 | 0% | 0% | 0% | 1 | 0% | 0% | 0% | 1 | 0% | 0% | 0% | 1 | 0% | 0% | 1 |  |  |  |  | 0% | [5 empty] | 0% | 0% | 0% | 1 | 0% | 0% | 0% | 1 | 0% | 0% | 0% | 1 | 0% | 0% | 0% | 1 | 0% | 0% | 0% | 1 | 0% | 0% | 0% | 1 | 0% | 0% | 0% | 1
50 | Magunden | Central_Valley_North_Los_Banos | 0 | 0 |  | 0% | 0% | 1 |  |  |  |  | 0% | [5 empty] | 0% | 0% | 0% | 1 | 0% | 0% | 0% | 1 | 0% | 0% | 0% | 1 | 0% | 0% | 0% | 1 | 0% | 0% | 0% | 1 | 0% | 0% | 0% | 1 | 0% | 0% | 0% | 1 | 0% | 0% | 1 |  |  |  |  | 0% | [5 empty] | 0% | 0% | 0% | 1 | 0% | 0% | 0% | 1 | 0% | 0% | 0% | 1 | 0% | 0% | 0% | 1 | 0% | 0% | 0% | 1 | 0% | 0% | 0% | 1 | 0% | 0% | 0% | 1 | 0% | 0% | 1 |  |  |  |  | 0% | [5 empty] | 30.3% | 69.7% | 100% | 5 | 93.08% | 0% | 0% | 4 | 21.43% | 0% | 0% | 1 | 29.24% | 0% | 0% | 1 | 100% | 0% | 0% | 5 | 48.39% | 0% | 0% | 1 | 1.967% | 0% | 0% | 1
51 | Midway | Central_Valley_North_Los_Banos | 0 | 0 |  | 0% | 0% | 1 |  |  |  |  | 0% | [5 empty] | 0% | 0% | 0% | 1 | 0% | 0% | 0% | 1 | 0% | 0% | 0% | 1 | 0% | 0% | 0% | 1 | 0% | 0% | 0% | 1 | 0% | 0% | 0% | 1 | 0% | 0% | 0% | 1 | 0% | 0% | 1 |  |  |  |  | 0% | [5 empty] | 0% | 0% | 0% | 1 | 0% | 0% | 0% | 1 | 0% | 0% | 0% | 1 | 0% | 0% | 0% | 1 | 0% | 0% | 0% | 1 | 0% | 0% | 0% | 1 | 0% | 0% | 0% | 1 | 0% | 0% | 1 |  |  |  |  | 0% | [5 empty] | 0% | 0% | 0% | 1 | 0% | 0% | 0% | 1 | 0% | 0% | 0% | 1 | 0% | 0% | 0% | 1 | 0% | 0% | 0% | 1 | 0% | 0% | 0% | 1 | 0% | 0% | 0% | 1
52 | Norco | Central_Valley_North_Los_Banos | 0 | 0 |  | 0% | 0% | 1 |  |  |  |  | 0% | [5 empty] | 0% | 0% | 0% | 1 | 0% | 0% | 0% | 1 | 0% | 0% | 0% | 1 | 0% | 0% | 0% | 1 | 0% | 0% | 0% | 1 | 0% | 0% | 0% | 1 | 0% | 0% | 0% | 1 | 0% | 0% | 1 |  |  |  |  | 0% | [5 empty] | 0% | 0% | 0% | 1 | 0% | 0% | 0% | 1 | 0% | 0% | 0% | 1 | 0% | 0% | 0% | 1 | 0% | 0% | 0% | 1 | 0% | 0% | 0% | 1 | 0% | 0% | 0% | 1 | 0% | 0% | 1 |  |  |  |  | 0% | [5 empty] | 0% | 0% | 0% | 1 | 0% | 0% | 0% | 1 | 0% | 0% | 0% | 1 | 0% | 0% | 0% | 1 | 0% | 0% | 0% | 1 | 0% | 0% | 0% | 1 | 0% | 0% | 0% | 1
53 | Rio Bravo | Central_Valley_North_Los_Banos | 0 | 0 |  | 0% | 0% | 1 |  |  |  |  | 0% | [5 empty] | 0% | 0% | 0% | 1 | 0% | 0% | 0% | 1 | 0% | 0% | 0% | 1 | 0% | 0% | 0% | 1 | 0% | 0% | 0% | 1 | 0% | 0% | 0% | 1 | 0% | 0% | 0% | 1 | 0% | 0% | 1 |  |  |  |  | 0% | [5 empty] | 0% | 0% | 0% | 1 | 0% | 0% | 0% | 1 | 0% | 0% | 0% | 1 | 0% | 0% | 0% | 1 | 0% | 0% | 0% | 1 | 0% | 0% | 0% | 1 | 0% | 0% | 0% | 1 | 0% | 0% | 1 |  |  |  |  | 0% | [5 empty] | 0% | 0% | 0% | 1 | 0% | 0% | 0% | 1 | 0% | 0% | 0% | 1 | 0% | 0% | 0% | 1 | 0% | 0% | 0% | 1 | 0% | 0% | 0% | 1 | 0% | 0% | 0% | 1
54 | Rosedale | Central_Valley_North_Los_Banos | 0 | 0 |  | 0% | 0% | 1 |  |  |  |  | 0% | [5 empty] | 0% | 0% | 0% | 1 | 0% | 0% | 0% | 1 | 0% | 0% | 0% | 1 | 0% | 0% | 0% | 1 | 0% | 0% | 0% | 1 | 0% | 0% | 0% | 1 | 0% | 0% | 0% | 1 | 0% | 0% | 1 |  |  |  |  | 0% | [5 empty] | 0% | 0% | 0% | 1 | 0% | 0% | 0% | 1 | 0% | 0% | 0% | 1 | 0% | 0% | 0% | 1 | 0% | 0% | 0% | 1 | 0% | 0% | 0% | 1 | 0% | 0% | 0% | 1 | 0% | 0% | 1 |  |  |  |  | 0% | [5 empty] | 0% | 0% | 0% | 1 | 0% | 0% | 0% | 1 | 0% | 0% | 0% | 1 | 0% | 0% | 0% | 1 | 0% | 0% | 0% | 1 | 0% | 0% | 0% | 1 | 0% | 0% | 0% | 1
55 | Semitropic | Central_Valley_North_Los_Banos | 0 | 0 |  | 0% | 0% | 1 |  |  |  |  | 0% | [5 empty] | 0% | 0% | 0% | 1 | 0% | 0% | 0% | 1 | 0% | 0% | 0% | 1 | 0% | 0% | 0% | 1 | 0% | 0% | 0% | 1 | 0% | 0% | 0% | 1 | 0% | 0% | 0% | 1 | 0% | 0% | 1 |  |  |  |  | 0% | [5 empty] | 0% | 0% | 0% | 1 | 0% | 0% | 0% | 1 | 0% | 0% | 0% | 1 | 0% | 0% | 0% | 1 | 0% | 0% | 0% | 1 | 0% | 0% | 0% | 1 | 0% | 0% | 0% | 1 | 0% | 0% | 1 |  |  |  |  | 0% | [5 empty] | 0% | 0% | 0% | 1 | 0% | 0% | 0% | 1 | 0% | 0% | 0% | 1 | 0% | 0% | 0% | 1 | 0% | 0% | 0% | 1 | 0% | 0% | 0% | 1 | 0% | 0% | 0% | 1
56 | Shafter | Central_Valley_North_Los_Banos | 0 | 0 |  | 0% | 0% | 1 |  |  |  |  | 0% | [5 empty] | 0% | 0% | 0% | 1 | 0% | 0% | 0% | 1 | 0% | 0% | 0% | 1 | 0% | 0% | 0% | 1 | 0% | 0% | 0% | 1 | 0% | 0% | 0% | 1 | 0% | 0% | 0% | 1 | 0% | 0% | 1 |  |  |  |  | 0% | [5 empty] | 0% | 0% | 0% | 1 | 0% | 0% | 0% | 1 | 0% | 0% | 0% | 1 | 0% | 0% | 0% | 1 | 0% | 0% | 0% | 1 | 0% | 0% | 0% | 1 | 0% | 0% | 0% | 1 | 0% | 0% | 1 |  |  |  |  | 0% | [5 empty] | 0% | 0% | 0% | 1 | 0% | 0% | 0% | 1 | 0% | 0% | 0% | 1 | 0% | 0% | 0% | 1 | 0% | 0% | 0% | 1 | 0% | 0% | 0% | 1 | 0% | 0% | 0% | 1
57 | Smyrna | Central_Valley_North_Los_Banos | 0 | 0 |  | 0% | 0% | 1 |  |  |  |  | 0% | [5 empty] | 0% | 0% | 0% | 1 | 0% | 0% | 0% | 1 | 0% | 0% | 0% | 1 | 0% | 0% | 0% | 1 | 0% | 0% | 0% | 1 | 0% | 0% | 0% | 1 | 0% | 0% | 0% | 1 | 0% | 0% | 1 |  |  |  |  | 0% | [5 empty] | 0% | 0% | 0% | 1 | 0% | 0% | 0% | 1 | 0% | 0% | 0% | 1 | 0% | 0% | 0% | 1 | 0% | 0% | 0% | 1 | 0% | 0% | 0% | 1 | 0% | 0% | 0% | 1 | 0% | 0% | 1 |  |  |  |  | 0% | [5 empty] | 0% | 0% | 0% | 1 | 0% | 0% | 0% | 1 | 0% | 0% | 0% | 1 | 0% | 0% | 0% | 1 | 0% | 0% | 0% | 1 | 0% | 0% | 0% | 1 | 0% | 0% | 0% | 1
58 | Stockdale | Central_Valley_North_Los_Banos | 0 | 0 |  | 0% | 0% | 1 |  |  |  |  | 0% | [5 empty] | 0% | 0% | 0% | 1 | 0% | 0% | 0% | 1 | 0% | 0% | 0% | 1 | 0% | 0% | 0% | 1 | 0% | 0% | 0% | 1 | 0% | 0% | 0% | 1 | 0% | 0% | 0% | 1 | 0% | 0% | 1 |  |  |  |  | 0% | [5 empty] | 0% | 0% | 0% | 1 | 0% | 0% | 0% | 1 | 0% | 0% | 0% | 1 | 0% | 0% | 0% | 1 | 0% | 0% | 0% | 1 | 0% | 0% | 0% | 1 | 0% | 0% | 0% | 1 | 0% | 0% | 1 |  |  |  |  | 0% | [5 empty] | 0% | 0% | 0% | 1 | 0% | 0% | 0% | 1 | 0% | 0% | 0% | 1 | 0% | 0% | 0% | 1 | 0% | 0% | 0% | 1 | 0% | 0% | 0% | 1 | 0% | 0% | 0% | 1
59 | Taft | Central_Valley_North_Los_Banos | 0 | 0 |  | 0% | 0% | 1 |  |  |  |  | 0% | [5 empty] | 0% | 0% | 0% | 1 | 0% | 0% | 0% | 1 | 0% | 0% | 0% | 1 | 0% | 0% | 0% | 1 | 0% | 0% | 0% | 1 | 0% | 0% | 0% | 1 | 0% | 0% | 0% | 1 | 0% | 0% | 1 |  |  |  |  | 0% | [5 empty] | 0% | 0% | 0% | 1 | 0% | 0% | 0% | 1 | 0% | 0% | 0% | 1 | 0% | 0% | 0% | 1 | 0% | 0% | 0% | 1 | 0% | 0% | 0% | 1 | 0% | 0% | 0% | 1 | 0% | 0% | 1 |  |  |  |  | 0% | [5 empty] | 88.69% | 0% | 88.69% | 5 | 0% | 0% | 0% | 1 | 0% | 0% | 0% | 1 | 0% | 0% | 0% | 1 | 0% | 0% | 0% | 1 | 89.44% | 0% | 0% | 3 | 2.19% | 0% | 0% | 1
60 | Temblor | Central_Valley_North_Los_Banos | 0 | 0 |  | 0% | 0% | 1 |  |  |  |  | 0% | [5 empty] | 0% | 0% | 0% | 1 | 13.62% | 0% | 0% | 1 | 27.99% | 0% | 0% | 1 | 27.99% | 0% | 0% | 1 | 35.01% | 0% | 0% | 1 | 0.604% | 0% | 0% | 1 | 0% | 0% | 0% | 1 | 0% | 0% | 1 |  |  |  |  | 0% | [5 empty] | 0% | 0% | 0% | 1 | 22.29% | 0% | 0% | 1 | 5.996% | 0% | 0% | 1 | 22.56% | 0% | 0% | 1 | 32.08% | 0% | 0% | 1 | 16.01% | 0% | 0% | 1 | 0.3386% | 0% | 0% | 1 | 0% | 0% | 1 |  |  |  |  | 0% | [5 empty] | 0% | 0% | 0% | 1 | 36.95% | 0% | 0% | 1 | 2.727% | 0% | 0% | 1 | 18.98% | 0% | 0% | 1 | 47.21% | 0% | 0% | 1 | 52.44% | 0% | 0% | 2 | 2.218% | 0% | 0% | 1
61 | Tupman | Central_Valley_North_Los_Banos | 0 | 0 |  | 0% | 0% | 1 |  |  |  |  | 0% | [5 empty] | 0% | 0% | 0% | 1 | 0% | 0% | 0% | 1 | 0% | 0% | 0% | 1 | 0% | 0% | 0% | 1 | 0% | 0% | 0% | 1 | 0% | 0% | 0% | 1 | 0% | 0% | 0% | 1 | 0% | 0% | 1 |  |  |  |  | 0% | [5 empty] | 0% | 0% | 0% | 1 | 0% | 0% | 0% | 1 | 0% | 0% | 0% | 1 | 0% | 0% | 0% | 1 | 0% | 0% | 0% | 1 | 0% | 0% | 0% | 1 | 0% | 0% | 0% | 1 | 0% | 0% | 1 |  |  |  |  | 0% | [5 empty] | 0% | 0% | 0% | 1 | 0% | 0% | 0% | 1 | 0% | 0% | 0% | 1 | 0% | 0% | 0% | 1 | 0% | 0% | 0% | 1 | 0% | 0% | 0% | 1 | 0% | 0% | 0% | 1
62 | Westpark | Central_Valley_North_Los_Banos | 0 | 0 |  | 0% | 0% | 1 |  |  |  |  | 0% | [5 empty] | 0% | 0% | 0% | 1 | 0% | 0% | 0% | 1 | 0% | 0% | 0% | 1 | 0% | 0% | 0% | 1 | 0% | 0% | 0% | 1 | 0% | 0% | 0% | 1 | 0% | 0% | 0% | 1 | 0% | 0% | 1 |  |  |  |  | 0% | [5 empty] | 0% | 0% | 0% | 1 | 0% | 0% | 0% | 1 | 0% | 0% | 0% | 1 | 0% | 0% | 0% | 1 | 0% | 0% | 0% | 1 | 0% | 0% | 0% | 1 | 0% | 0% | 0% | 1 | 0% | 0% | 1 |  |  |  |  | 0% | [5 empty] | 0% | 0% | 0% | 1 | 0% | 0% | 0% | 1 | 0% | 0% | 0% | 1 | 0% | 0% | 0% | 1 | 0% | 0% | 0% | 1 | 0% | 0% | 0% | 1 | 0% | 0% | 0% | 1
63 | Wheeler Ridge | Central_Valley_North_Los_Banos | 0 | 0 |  | 0% | 0% | 1 |  |  |  |  | 0% | [5 empty] | 0% | 0% | 0% | 1 | 0% | 0% | 0% | 1 | 0% | 0% | 0% | 1 | 0% | 0% | 0% | 1 | 0% | 0% | 0% | 1 | 0% | 0% | 0% | 1 | 0% | 0% | 0% | 1 | 0% | 0% | 1 |  |  |  |  | 0% | [5 empty] | 7.988% | 0% | 7.988% | 1 | 100% | 0% | 0% | 5 | 85.43% | 0% | 0% | 3 | 85.43% | 0% | 0% | 3 | 100% | 0% | 0% | 5 | 89.67% | 0% | 0% | 3 | 3.025% | 0% | 0% | 1 | 0% | 0% | 1 |  |  |  |  | 0.0004995% | [5 empty] | 61.8% | 9.778% | 71.57% | 3 | 70.83% | 0% | 0% | 3 | 47.21% | 0% | 0% | 1 | 66.93% | 0% | 0% | 2 | 92.84% | 0% | 0% | 4 | 58.56% | 0% | 0% | 2 | 3.753% | 0% | 0% | 1
64 | Kern Oil | Central_Valley_North_Los_Banos | 0 | 0 |  | 0% | 0% | 1 |  |  |  |  | 0% | [5 empty] | 0% | 0% | 0% | 1 | 0% | 0% | 0% | 1 | 0% | 0% | 0% | 1 | 0% | 0% | 0% | 1 | 0% | 0% | 0% | 1 | 0% | 0% | 0% | 1 | 0% | 0% | 0% | 1 | 0% | 0% | 1 |  |  |  |  | 0% | [5 empty] | 0% | 0% | 0% | 1 | 0% | 0% | 0% | 1 | 0% | 0% | 0% | 1 | 0% | 0% | 0% | 1 | 0% | 0% | 0% | 1 | 0% | 0% | 0% | 1 | 0% | 0% | 0% | 1 | 0% | 0% | 1 |  |  |  |  | 0% | [5 empty] | 100% | 0% | 100% | 5 | 100% | 0% | 0% | 5 | 0% | 0% | 0% | 1 | 0% | 0% | 0% | 1 | 100% | 0% | 0% | 5 | 15.28% | 0% | 0% | 1 | 0% | 0% | 0% | 1
65 | Inyokern | Greater_Kramer (Exclude) | 0 | 0 |  | 0% | 0% | 1 |  |  |  |  | 0% | [5 empty] | 0% | 0% | 0% | 1 | 57.65% | 0% | 0% | 2 | 21.64% | 0% | 0% | 1 | 7.023% | 0% | 0% | 1 | 62.97% | 0% | 0% | 2 | 36.43% | 0% | 0% | 1 | 0.002637% | 0% | 0% | 1 | 0% | 0% | 1 |  |  |  |  | 0% | [5 empty] | 0.6922% | 0% | 0.6922% | 1 | 59.91% | 0% | 0% | 2 | 19.35% | 0% | 0% | 1 | 6.853% | 0% | 0% | 1 | 65.24% | 0% | 0% | 2 | 34.78% | 0% | 0% | 1 | 0.002358% | 0% | 0% | 1 | 0% | 0% | 1 |  |  |  |  | 0% | [5 empty] | 0.6084% | 0% | 0.6084% | 1 | 64.22% | 0% | 0% | 2 | 22.34% | 0% | 0% | 1 | 7.176% | 0% | 0% | 1 | 68.9% | 0% | 0% | 2 | 32.61% | 0% | 0% | 1 | 0.01082% | 0% | 0% | 1
66 | Pastoria | Central_Valley_North_Los_Banos | 0 | 0 |  | 0% | 0% | 1 |  |  |  |  | 0.0004916% | [5 empty] | 70.46% | 0% | 70.46% | 3 | 86.02% | 0% | 0% | 3 | 66.96% | 0% | 0% | 2 | 79.43% | 0% | 0% | 3 | 100% | 0% | 0% | 5 | 67.29% | 0% | 0% | 2 | 3.012% | 0% | 0% | 1 | 0% | 0% | 1 |  |  |  |  | 1.436% | [5 empty] | 81.38% | 0.3312% | 81.71% | 5 | 65.31% | 0% | 0% | 2 | 65.07% | 0% | 0% | 2 | 69.41% | 0% | 0% | 2 | 96.73% | 0% | 0% | 5 | 48.88% | 0% | 0% | 1 | 2.917% | 0% | 0% | 1 | 0% | 0% | 1 |  |  |  |  | 1.229% | [5 empty] | 79.86% | 2.911% | 82.77% | 5 | 57.17% | 0% | 0% | 2 | 48.17% | 0% | 0% | 1 | 40.42% | 0% | 0% | 1 | 85.04% | 0% | 0% | 3 | 42.37% | 0% | 0% | 1 | 1.976% | 0% | 0% | 1
67 | Ransburg | Greater_Kramer (Exclude) | 0 | 0 |  | 0% | 0% | 1 |  |  |  |  | 0% | [5 empty] | 0% | 0% | 0% | 1 | 43.08% | 0% | 0% | 1 | 0.02567% | 0% | 0% | 1 | 0% | 0% | 0% | 1 | 43.11% | 0% | 0% | 1 | 57.14% | 0% | 0% | 2 | 0% | 0% | 0% | 1 | 0% | 0% | 1 |  |  |  |  | 0% | [5 empty] | 0% | 0% | 0% | 1 | 42.53% | 0% | 0% | 1 | 22.07% | 0% | 0% | 1 | 3.545% | 0% | 0% | 1 | 62.55% | 0% | 0% | 2 | 58.01% | 0% | 0% | 2 | 0.02565% | 0% | 0% | 1 | 0% | 0% | 1 |  |  |  |  | 0.003815% | [5 empty] | 0% | 0% | 0% | 1 | 33.04% | 0% | 0% | 1 | 24.33% | 0% | 0% | 1 | 4.497% | 0% | 0% | 1 | 54.98% | 0% | 0% | 2 | 51.51% | 0% | 0% | 2 | 0.5935% | 0% | 0% | 1
68 | Sycamore | Central_Valley_North_Los_Banos | 0 | 0 |  | 0% | 0% | 1 |  |  |  |  | 0% | [5 empty] | 0% | 0% | 0% | 1 | 0% | 0% | 0% | 1 | 0% | 0% | 0% | 1 | 0% | 0% | 0% | 1 | 0% | 0% | 0% | 1 | 0% | 0% | 0% | 1 | 0% | 0% | 0% | 1 | 0% | 0% | 1 |  |  |  |  | 0% | [5 empty] | 0% | 0% | 0% | 1 | 0% | 0% | 0% | 1 | 0% | 0% | 0% | 1 | 0% | 0% | 0% | 1 | 0% | 0% | 0% | 1 | 0% | 0% | 0% | 1 | 0% | 0% | 0% | 1 | 0% | 0% | 1 |  |  |  |  | 0% | [5 empty] | 100% | 0% | 100% | 5 | 88.51% | 0% | 0% | 3 | 0% | 0% | 0% | 1 | 84.34% | 0% | 0% | 3 | 100% | 0% | 0% | 5 | 40.97% | 0% | 0% | 1 | 0.1133% | 0% | 0% | 1
69 | Avenal | Central_Valley_North_Los_Banos | 0 | 0 |  | 0% | 0% | 1 |  |  |  |  | 0% | [5 empty] | 0.2039% | 0% | 0.2039% | 1 | 63.16% | 0% | 0% | 2 | 0% | 0% | 0% | 1 | 32.42% | 0% | 0% | 1 | 78.32% | 0% | 0% | 3 | 52.54% | 0% | 0% | 2 | 0.2618% | 0% | 0% | 1 | 0% | 0% | 1 |  |  |  |  | 22.83% | [5 empty] | 7.022% | 0% | 7.022% | 1 | 45.02% | 0% | 0% | 1 | 0% | 0% | 0% | 1 | 17.97% | 0% | 0% | 1 | 52.76% | 0% | 0% | 2 | 57.88% | 0% | 0% | 2 | 0.6148% | 0% | 0% | 1 | 0% | 0% | 1 |  |  |  |  | 44.57% | [5 empty] | 7.872% | 0% | 7.872% | 1 | 26.32% | 0% | 0% | 1 | 6.743% | 0% | 0% | 1 | 19.22% | 0% | 0% | 1 | 37.81% | 0% | 0% | 1 | 35.31% | 0% | 0% | 1 | 0.5137% | 0% | 0% | 1
70 | Corcoran | Central_Valley_North_Los_Banos | 0 | 0 |  | 0% | 0% | 1 |  |  |  |  | 3.259% | [5 empty] | 0% | 0% | 0% | 1 | 0% | 0% | 0% | 1 | 0% | 0% | 0% | 1 | 0% | 0% | 0% | 1 | 0% | 0% | 0% | 1 | 0% | 0% | 0% | 1 | 1.834% | 0% | 0% | 1 | 0% | 0% | 1 |  |  |  |  | 10.17% | [5 empty] | 0% | 0% | 0% | 1 | 0% | 0% | 0% | 1 | 0% | 0% | 0% | 1 | 0% | 0% | 0% | 1 | 0% | 0% | 0% | 1 | 0% | 0% | 0% | 1 | 3.207% | 0% | 0% | 1 | 0% | 0% | 1 |  |  |  |  | 15.96% | [5 empty] | 0% | 0% | 0% | 1 | 0.05346% | 0% | 0% | 1 | 0% | 0% | 0% | 1 | 0% | 0% | 0% | 1 | 0.05346% | 0% | 0% | 1 | 0% | 0% | 0% | 1 | 4.033% | 0% | 0% | 1
71 | Henrietta | Central_Valley_North_Los_Banos | 0 | 0 |  | 0% | 0% | 1 |  |  |  |  | 54.46% | [5 empty] | 0% | 0% | 0% | 1 | 1.685% | 0% | 0% | 1 | 1.641% | 0% | 0% | 1 | 1.785% | 0% | 0% | 1 | 3.298% | 0% | 0% | 1 | 0% | 0% | 0% | 1 | 3.095% | 0% | 0% | 1 | 0% | 0% | 1 |  |  |  |  | 57.26% | [5 empty] | 0% | 0% | 0% | 1 | 5.307% | 0% | 0% | 1 | 2.556% | 0% | 0% | 1 | 6.026% | 0% | 0% | 1 | 10.84% | 0% | 0% | 1 | 0% | 0% | 0% | 1 | 1.872% | 0% | 0% | 1 | 0% | 0% | 1 |  |  |  |  | 51.69% | [5 empty] | 0% | 0% | 0% | 1 | 6.457% | 0% | 0% | 1 | 1.572% | 0% | 0% | 1 | 4.842% | 0% | 0% | 1 | 10.42% | 0% | 0% | 1 | 0.1222% | 0% | 0% | 1 | 1.611% | 0% | 0% | 1
72 | Eagle Rock (PGE) | Mendocino_Marin | 131 | 5240 |  | 999.9% | 9.074% | 4 |  |  |  |  | 2.687% | [5 empty] | 11.16% | 84.03% | 95.18% | 5 | 69.02% | 29.29% | 0% | 2 | 61.32% | 23.46% | 0% | 2 | 78.97% | 43.15% | 0% | 3 | 100% | 999% | 9.074% | 5 | 35.85% | 14.15% | 0% | 1 | 1.227% | 999% | 9.074% | 4 | 999.9% | 5.702% | 4 |  |  |  |  | 2.927% | [5 empty] | 29.6% | 64.23% | 93.84% | 5 | 68.06% | 17.85% | 0% | 2 | 49.13% | 11.21% | 0% | 1 | 77.52% | 25.37% | 0% | 3 | 97.5% | 228.3% | 3.287% | 5 | 41.21% | 9.699% | 0% | 1 | 1.272% | 228.3% | 3.287% | 4 | 999.9% | 3.297% | 4 |  |  |  |  | 2.203% | [5 empty] | 49.52% | 44.95% | 94.47% | 5 | 65.59% | 9.581% | 0% | 2 | 34.41% | 5.027% | 0% | 1 | 66.08% | 9.719% | 0% | 2 | 89.18% | 30.46% | 0% | 3 | 51.88% | 6.852% | 0% | 2 | 1.253% | 30.46% | 0% | 2
73 | Leavitt | Northern_California | 0 | 0 |  | 0% | 0% | 1 |  |  |  |  | 0% | [5 empty] | 95% | 0% | 95% | 5 | 55.31% | 0% | 0% | 2 | 23.74% | 0% | 0% | 1 | 25.77% | 0% | 0% | 1 | 76.92% | 0% | 0% | 3 | 69.73% | 0% | 0% | 2 | 8.27% | 0% | 0% | 1 | 0% | 0% | 1 |  |  |  |  | 0% | [5 empty] | 96.69% | 0% | 96.69% | 5 | 43.12% | 0% | 0% | 1 | 21.74% | 0% | 0% | 1 | 19.44% | 0% | 0% | 1 | 60.82% | 0% | 0% | 2 | 66.13% | 0% | 0% | 2 | 8.002% | 0% | 0% | 1 | 0% | 0% | 1 |  |  |  |  | 0% | [5 empty] | 97% | 0% | 97% | 5 | 41.43% | 0% | 0% | 1 | 14.47% | 0% | 0% | 1 | 14.42% | 0% | 0% | 1 | 54.29% | 0% | 0% | 2 | 62.92% | 0% | 0% | 2 | 8.092% | 0% | 0% | 1
74 | Madeline | Northern_California | 0 | 0 |  | 0% | 0% | 1 |  |  |  |  | 0% | [5 empty] | 72.77% | 0% | 72.77% | 3 | 20% | 0% | 0% | 1 | 5.823% | 0% | 0% | 1 | 6.181% | 0% | 0% | 1 | 26.45% | 0% | 0% | 1 | 80.11% | 0% | 0% | 3 | 24.34% | 0% | 0% | 1 | 0% | 0% | 1 |  |  |  |  | 0% | [5 empty] | 84.58% | 0% | 84.58% | 5 | 28.99% | 0% | 0% | 1 | 5.405% | 0% | 0% | 1 | 9.486% | 0% | 0% | 1 | 37.56% | 0% | 0% | 1 | 85.15% | 0% | 0% | 3 | 16.89% | 0% | 0% | 1 | 0% | 0% | 1 |  |  |  |  | 0.001561% | [5 empty] | 87.49% | 0% | 87.49% | 5 | 38.46% | 0% | 0% | 1 | 8.177% | 0% | 0% | 1 | 11.78% | 0% | 0% | 1 | 47.39% | 0% | 0% | 1 | 84.85% | 0% | 0% | 3 | 14.26% | 0% | 0% | 1
249 | Whirlwind | Tehachapi | 500 | 20000 |  | 62.85% | 0% | 3 |  |  |  |  | 1.655% | [5 empty] | 48.52% | 0.0004585% | 48.52% | 2 | 27.45% | 21.45% | 0% | 2 | 39.02% | 25.52% | 0% | 2 | 24.57% | 20.63% | 0% | 2 | 58.61% | 37.6% | 0% | 2 | 16.7% | 18.68% | 0% | 1 | 0.3157% | 37.6% | 0% | 2 | 46.41% | 0% | 2 |  |  |  |  | 1.537% | [5 empty] | 48.77% | 7.236% | 56% | 3 | 28.58% | 12.76% | 0% | 1 | 39.2% | 14.99% | 0% | 1 | 30.21% | 13.06% | 0% | 1 | 62.55% | 24.33% | 0% | 2 | 22.48% | 11.75% | 0% | 1 | 1.342% | 24.33% | 0% | 2 | 41.67% | 0% | 2 |  |  |  |  | 1.262% | [5 empty] | 44.41% | 13.86% | 58.27% | 3 | 28.8% | 10.07% | 0% | 1 | 35.44% | 11.11% | 0% | 1 | 31.35% | 10.44% | 0% | 1 | 59.6% | 17.75% | 0% | 2 | 24.53% | 9.501% | 0% | 1 | 2.11% | 17.75% | 0% | 1
76 | Arcogen | Greater_LA | 0 | 0 |  | 0% | 0% | 1 |  |  |  |  | 0% | [5 empty] | 0.7993% | 0% | 0.7993% | 1 | 0.01645% | 0% | 0% | 1 | 2.751% | 0% | 0% | 1 | 59.25% | 0% | 0% | 2 | 59.26% | 0% | 0% | 2 | 0% | 0% | 0% | 1 | 0.2108% | 0% | 0% | 1 | 0% | 0% | 1 |  |  |  |  | 0% | [5 empty] | 2.239% | 0% | 2.239% | 1 | 0.1764% | 0% | 0% | 1 | 11.48% | 0% | 0% | 1 | 61.58% | 0% | 0% | 2 | 61.76% | 0% | 0% | 2 | 0% | 0% | 0% | 1 | 0.4406% | 0% | 0% | 1 | 0% | 0% | 1 |  |  |  |  | 0% | [5 empty] | 1.522% | 0% | 1.522% | 1 | 0.1199% | 0% | 0% | 1 | 13.44% | 0% | 0% | 1 | 72.83% | 0% | 0% | 3 | 72.95% | 0% | 0% | 3 | 0% | 0% | 0% | 1 | 1.289% | 0% | 0% | 1
75 | Antelope | Tehachapi | 190 | 7600 |  | 32.4% | 0% | 2 |  |  |  |  | 0.9732% | [5 empty] | 17.58% | 47.08% | 64.66% | 5 | 2.967% | 11.27% | 0% | 1 | 32.51% | 16.2% | 0% | 1 | 34.18% | 16.61% | 0% | 1 | 40.14% | 18.26% | 0% | 1 | 25.29% | 14.63% | 0% | 1 | 3.942% | 18.26% | 0% | 1 | 19.82% | 0% | 1 |  |  |  |  | 1.456% | [5 empty] | 14.82% | 40.33% | 55.16% | 5 | 11.36% | 6.865% | 0% | 1 | 27.63% | 8.408% | 0% | 1 | 20.74% | 7.677% | 0% | 1 | 41.24% | 10.35% | 0% | 1 | 24.26% | 8.034% | 0% | 1 | 3.719% | 10.35% | 0% | 1 | 14.04% | 0% | 1 |  |  |  |  | 2.399% | [5 empty] | 26.09% | 30.04% | 56.13% | 5 | 13.26% | 3.523% | 0% | 1 | 30.3% | 4.385% | 0% | 1 | 19.91% | 3.816% | 0% | 1 | 44.54% | 5.511% | 0% | 1 | 21.59% | 3.898% | 0% | 1 | 2.712% | 5.511% | 0% | 1
78 | Center | Greater_LA | 0 | 0 |  | 0% | 0% | 1 |  |  |  |  | 0% | [5 empty] | 0% | 0% | 0% | 1 | 0% | 0% | 0% | 1 | 0% | 0% | 0% | 1 | 0% | 0% | 0% | 1 | 0% | 0% | 0% | 1 | 0% | 0% | 0% | 1 | 0% | 0% | 0% | 1 | 0% | 0% | 1 |  |  |  |  | 0% | [5 empty] | 0% | 0% | 0% | 1 | 0% | 0% | 0% | 1 | 14.02% | 0% | 0% | 1 | 52.09% | 0% | 0% | 2 | 52.09% | 0% | 0% | 2 | 0% | 0% | 0% | 1 | 0.5809% | 0% | 0% | 1 | 0% | 0% | 1 |  |  |  |  | 0% | [5 empty] | 0.4913% | 0% | 0.4913% | 1 | 0.02882% | 0% | 0% | 1 | 9.221% | 0% | 0% | 1 | 71.15% | 0% | 0% | 3 | 71.18% | 0% | 0% | 3 | 0% | 0% | 0% | 1 | 0.4209% | 0% | 0% | 1
79 | Del Amo | Greater_LA | 0 | 0 |  | 0% | 0% | 1 |  |  |  |  | 0% | [5 empty] | 0% | 0% | 0% | 1 | 0% | 0% | 0% | 1 | 20.53% | 0% | 0% | 1 | 40.59% | 0% | 0% | 1 | 40.59% | 0% | 0% | 1 | 0% | 0% | 0% | 1 | 0.8% | 0% | 0% | 1 | 0% | 0% | 1 |  |  |  |  | 0% | [5 empty] | 0% | 0% | 0% | 1 | 0% | 0% | 0% | 1 | 8.714% | 0% | 0% | 1 | 72.44% | 0% | 0% | 3 | 72.44% | 0% | 0% | 3 | 0% | 0% | 0% | 1 | 0.6722% | 0% | 0% | 1 | 0% | 0% | 1 |  |  |  |  | 0% | [5 empty] | 1.286% | 0% | 1.286% | 1 | 0.1013% | 0% | 0% | 1 | 14.06% | 0% | 0% | 1 | 76.68% | 0% | 0% | 3 | 76.78% | 0% | 0% | 3 | 0% | 0% | 0% | 1 | 3.482% | 0% | 0% | 1
80 | El Nido | Greater_LA | 0 | 0 |  | 0% | 0% | 1 |  |  |  |  | 0% | [5 empty] | 21.71% | 0% | 21.71% | 2 | 2.863% | 0% | 0% | 1 | 30.28% | 0% | 0% | 1 | 54.56% | 0% | 0% | 2 | 57.42% | 0% | 0% | 2 | 0% | 0% | 0% | 1 | 0.1711% | 0% | 0% | 1 | 0% | 0% | 1 |  |  |  |  | 0% | [5 empty] | 2.905% | 0% | 2.905% | 1 | 0.2165% | 0% | 0% | 1 | 2.514% | 0% | 0% | 1 | 55.68% | 0% | 0% | 2 | 55.9% | 0% | 0% | 2 | 0% | 0% | 0% | 1 | 0.1421% | 0% | 0% | 1 | 0% | 0% | 1 |  |  |  |  | 0% | [5 empty] | 3.289% | 0.7311% | 4.02% | 2 | 1.002% | 0% | 0% | 1 | 5.863% | 0% | 0% | 1 | 57.79% | 0% | 0% | 2 | 58.8% | 0% | 0% | 2 | 0% | 0% | 0% | 1 | 0.2148% | 0% | 0% | 1
81 | Goodrich | Greater_LA | 0 | 0 |  | 0% | 0% | 1 |  |  |  |  | 0% | [5 empty] | 0% | 0% | 0% | 1 | 0% | 0% | 0% | 1 | 0% | 0% | 0% | 1 | 0% | 0% | 0% | 1 | 0% | 0% | 0% | 1 | 0% | 0% | 0% | 1 | 0% | 0% | 0% | 1 | 0% | 0% | 1 |  |  |  |  | 0% | [5 empty] | 0% | 100% | 100% | 5 | 8.94% | 0% | 0% | 1 | 2.239% | 0% | 0% | 1 | 50.66% | 0% | 0% | 2 | 52.84% | 0% | 0% | 2 | 91.65% | 0% | 0% | 4 | 20.62% | 0% | 0% | 1 | 0% | 0% | 1 |  |  |  |  | 0.09539% | [5 empty] | 0% | 100% | 100% | 5 | 25.29% | 0% | 0% | 1 | 1.688% | 0% | 0% | 1 | 36.92% | 0% | 0% | 1 | 49.21% | 0% | 0% | 1 | 85.09% | 0% | 0% | 3 | 14.5% | 0% | 0% | 1
82 | Gould | Greater_LA | 0 | 0 |  | 0% | 0% | 1 |  |  |  |  | 0% | [5 empty] | 0% | 100% | 100% | 5 | 22.79% | 0% | 0% | 1 | 3.241% | 0% | 0% | 1 | 34.63% | 0% | 0% | 1 | 37.72% | 0% | 0% | 1 | 97.91% | 0% | 0% | 5 | 27.01% | 0% | 0% | 1 | 0% | 0% | 1 |  |  |  |  | 0.211% | [5 empty] | 0% | 100% | 100% | 5 | 31.24% | 0% | 0% | 1 | 0.6267% | 0% | 0% | 1 | 33.59% | 0% | 0% | 1 | 51.75% | 0% | 0% | 2 | 79.34% | 0% | 0% | 3 | 14.33% | 0% | 0% | 1 | 0% | 0% | 1 |  |  |  |  | 0.1095% | [5 empty] | 0% | 100% | 100% | 5 | 20.04% | 0% | 0% | 1 | 0.4155% | 0% | 0% | 1 | 21.15% | 0% | 0% | 1 | 33.84% | 0% | 0% | 1 | 69.1% | 0% | 0% | 2 | 10.31% | 0% | 0% | 1
83 | Harborgen | Greater_LA | 0 | 0 |  | 0% | 0% | 1 |  |  |  |  | 0% | [5 empty] | 0.1538% | 0% | 0.1538% | 1 | 0% | 0% | 0% | 1 | 8.219% | 0% | 0% | 1 | 61.46% | 0% | 0% | 2 | 61.46% | 0% | 0% | 2 | 0% | 0% | 0% | 1 | 0.4327% | 0% | 0% | 1 | 0% | 0% | 1 |  |  |  |  | 0% | [5 empty] | 1.908% | 0% | 1.908% | 1 | 0.1504% | 0% | 0% | 1 | 9.785% | 0% | 0% | 1 | 66.95% | 0% | 0% | 2 | 67.1% | 0% | 0% | 2 | 0% | 0% | 0% | 1 | 0.4545% | 0% | 0% | 1 | 0% | 0% | 1 |  |  |  |  | 0% | [5 empty] | 1.365% | 0% | 1.365% | 1 | 0.1076% | 0% | 0% | 1 | 15.73% | 0% | 0% | 1 | 75.5% | 0% | 0% | 3 | 75.61% | 0% | 0% | 3 | 0% | 0% | 0% | 1 | 3.51% | 0% | 0% | 1
84 | Hinson | Greater_LA | 0 | 0 |  | 0% | 0% | 1 |  |  |  |  | 0% | [5 empty] | 0.08526% | 0% | 0.08526% | 1 | 0% | 0% | 0% | 1 | 4.469% | 0% | 0% | 1 | 59.96% | 0% | 0% | 2 | 59.96% | 0% | 0% | 2 | 0% | 0% | 0% | 1 | 0.2664% | 0% | 0% | 1 | 0% | 0% | 1 |  |  |  |  | 0% | [5 empty] | 2.165% | 0% | 2.165% | 1 | 0.1706% | 0% | 0% | 1 | 11.1% | 0% | 0% | 1 | 62.67% | 0% | 0% | 2 | 62.84% | 0% | 0% | 2 | 0% | 0% | 0% | 1 | 0.5156% | 0% | 0% | 1 | 0% | 0% | 1 |  |  |  |  | 0% | [5 empty] | 1.458% | 0% | 1.458% | 1 | 0.1149% | 0% | 0% | 1 | 16.79% | 0% | 0% | 1 | 73.88% | 0% | 0% | 3 | 73.99% | 0% | 0% | 3 | 0% | 0% | 0% | 1 | 1.83% | 0% | 0% | 1
85 | La Cienega | Greater_LA | 0 | 0 |  | 0% | 0% | 1 |  |  |  |  | 0% | [5 empty] | 0.1342% | 0% | 0.1342% | 1 | 0.7167% | 0% | 0% | 1 | 51.7% | 0% | 0% | 2 | 59.15% | 0% | 0% | 2 | 59.86% | 0% | 0% | 2 | 0% | 0% | 0% | 1 | 0.2921% | 0% | 0% | 1 | 0% | 0% | 1 |  |  |  |  | 0% | [5 empty] | 22.18% | 4.104% | 26.29% | 2 | 11.54% | 0% | 0% | 1 | 26.24% | 0% | 0% | 1 | 47.28% | 0% | 0% | 1 | 58.82% | 0% | 0% | 2 | 0% | 0% | 0% | 1 | 0.278% | 0% | 0% | 1 | 0% | 0% | 1 |  |  |  |  | 0% | [5 empty] | 5.01% | 2.018% | 7.028% | 2 | 1.529% | 0% | 0% | 1 | 3.208% | 0% | 0% | 1 | 56.34% | 0% | 0% | 2 | 57.87% | 0% | 0% | 2 | 0% | 0% | 0% | 1 | 0.2077% | 0% | 0% | 1
86 | La Fresa | Greater_LA | 0 | 0 |  | 0% | 0% | 1 |  |  |  |  | 0% | [5 empty] | 5.696% | 0% | 5.696% | 1 | 0.4488% | 0% | 0% | 1 | 2.298% | 0% | 0% | 1 | 72.04% | 0% | 0% | 3 | 72.49% | 0% | 0% | 3 | 0% | 0% | 0% | 1 | 0.02682% | 0% | 0% | 1 | 0% | 0% | 1 |  |  |  |  | 0% | [5 empty] | 2.584% | 0% | 2.584% | 1 | 0.2036% | 0% | 0% | 1 | 3.339% | 0% | 0% | 1 | 55.79% | 0% | 0% | 2 | 56% | 0% | 0% | 2 | 0% | 0% | 0% | 1 | 0.2256% | 0% | 0% | 1 | 0% | 0% | 1 |  |  |  |  | 0% | [5 empty] | 2.872% | 0.197% | 3.069% | 2 | 0.5767% | 0% | 0% | 1 | 12.71% | 0% | 0% | 1 | 60.95% | 0% | 0% | 2 | 61.52% | 0% | 0% | 2 | 0% | 0% | 0% | 1 | 0.4458% | 0% | 0% | 1
87 | Laguna Bell | Greater_LA | 0 | 0 |  | 0% | 0% | 1 |  |  |  |  | 0% | [5 empty] | 0% | 0% | 0% | 1 | 0% | 0% | 0% | 1 | 0% | 0% | 0% | 1 | 0% | 0% | 0% | 1 | 0% | 0% | 0% | 1 | 0% | 0% | 0% | 1 | 0% | 0% | 0% | 1 | 0% | 0% | 1 |  |  |  |  | 0% | [5 empty] | 0% | 0% | 0% | 1 | 0% | 0% | 0% | 1 | 12.66% | 0% | 0% | 1 | 31.25% | 0% | 0% | 1 | 31.25% | 0% | 0% | 1 | 0% | 0% | 0% | 1 | 3.421% | 0% | 0% | 1 | 0% | 0% | 1 |  |  |  |  | 0% | [5 empty] | 0.5619% | 0% | 0.5619% | 1 | 0.03739% | 0% | 0% | 1 | 13.04% | 0% | 0% | 1 | 62.66% | 0% | 0% | 2 | 62.7% | 0% | 0% | 2 | 0% | 0% | 0% | 1 | 0.4531% | 0% | 0% | 1
88 | Lighthipe | Greater_LA | 0 | 0 |  | 0% | 0% | 1 |  |  |  |  | 0% | [5 empty] | 0% | 0% | 0% | 1 | 0% | 0% | 0% | 1 | 1.622% | 0% | 0% | 1 | 42.48% | 0% | 0% | 1 | 42.48% | 0% | 0% | 1 | 0% | 0% | 0% | 1 | 0.3526% | 0% | 0% | 1 | 0% | 0% | 1 |  |  |  |  | 0% | [5 empty] | 0.658% | 0% | 0.658% | 1 | 0.03798% | 0% | 0% | 1 | 11.68% | 0% | 0% | 1 | 62.52% | 0% | 0% | 2 | 62.55% | 0% | 0% | 2 | 0% | 0% | 0% | 1 | 0.4494% | 0% | 0% | 1 | 0% | 0% | 1 |  |  |  |  | 0% | [5 empty] | 1.55% | 0% | 1.55% | 1 | 0.1222% | 0% | 0% | 1 | 11.95% | 0% | 0% | 1 | 72.46% | 0% | 0% | 3 | 72.58% | 0% | 0% | 3 | 0% | 0% | 0% | 1 | 1.243% | 0% | 0% | 1
89 | Mesa (SCE) | Greater_LA | 0 | 0 |  | 0% | 0% | 1 |  |  |  |  | 0% | [5 empty] | 0% | 0% | 0% | 1 | 0% | 0% | 0% | 1 | 0% | 0% | 0% | 1 | 0% | 0% | 0% | 1 | 0% | 0% | 0% | 1 | 0% | 0% | 0% | 1 | 0% | 0% | 0% | 1 | 0% | 0% | 1 |  |  |  |  | 0% | [5 empty] | 0% | 0% | 0% | 1 | 0% | 0% | 0% | 1 | 0% | 0% | 0% | 1 | 0% | 0% | 0% | 1 | 0% | 0% | 0% | 1 | 0% | 0% | 0% | 1 | 0% | 0% | 0% | 1 | 0% | 0% | 1 |  |  |  |  | 0% | [5 empty] | 0% | 43.03% | 43.03% | 5 | 0% | 0% | 0% | 1 | 6.065% | 0% | 0% | 1 | 41.81% | 0% | 0% | 1 | 42.45% | 0% | 0% | 1 | 41.35% | 0% | 0% | 1 | 7.81% | 0% | 0% | 1
90 | Olinda | Greater_LA | 0 | 0 |  | 0% | 0% | 1 |  |  |  |  | 0% | [5 empty] | 0% | 0% | 0% | 1 | 0% | 0% | 0% | 1 | 0% | 0% | 0% | 1 | 0% | 0% | 0% | 1 | 0% | 0% | 0% | 1 | 0% | 0% | 0% | 1 | 0% | 0% | 0% | 1 | 0% | 0% | 1 |  |  |  |  | 0% | [5 empty] | 0% | 100% | 100% | 5 | 91.09% | 0% | 0% | 4 | 8.915% | 0% | 0% | 1 | 8.915% | 0% | 0% | 1 | 100% | 0% | 0% | 5 | 55.5% | 0% | 0% | 2 | 2.47% | 0% | 0% | 1 | 0% | 0% | 1 |  |  |  |  | 0% | [5 empty] | 0% | 14.99% | 14.99% | 3 | 10.15% | 0% | 0% | 1 | 27.98% | 0% | 0% | 1 | 86% | 0% | 0% | 3 | 96.15% | 0% | 0% | 5 | 7.632% | 0% | 0% | 1 | 1.076% | 0% | 0% | 1
234 | Highwind | Tehachapi | 0 | 0 |  | 0% | 0% | 1 |  |  |  |  | 0.172% | [5 empty] | 50.52% | 12.05% | 62.56% | 3 | 39.93% | 0% | 0% | 1 | 16.99% | 0% | 0% | 1 | 42.26% | 0% | 0% | 1 | 66.48% | 0% | 0% | 2 | 31.46% | 0% | 0% | 1 | 1.258% | 0% | 0% | 1 | 0% | 0% | 1 |  |  |  |  | 0.0779% | [5 empty] | 55.33% | 8.634% | 63.96% | 3 | 33.63% | 0% | 0% | 1 | 20.59% | 0% | 0% | 1 | 36.23% | 0% | 0% | 1 | 59.97% | 0% | 0% | 2 | 38.85% | 0% | 0% | 1 | 1.076% | 0% | 0% | 1 | 0% | 0% | 1 |  |  |  |  | 0.5052% | [5 empty] | 50.51% | 6.999% | 57.51% | 3 | 41.3% | 0% | 0% | 1 | 19.63% | 0% | 0% | 1 | 29.06% | 0% | 0% | 1 | 61.75% | 0% | 0% | 2 | 41.89% | 0% | 0% | 1 | 0.9905% | 0% | 0% | 1
92 | Rio Hondo | Greater_LA | 0 | 0 |  | 0% | 0% | 1 |  |  |  |  | 0% | [5 empty] | 0% | 0% | 0% | 1 | 0% | 0% | 0% | 1 | 0% | 0% | 0% | 1 | 0% | 0% | 0% | 1 | 0% | 0% | 0% | 1 | 0% | 0% | 0% | 1 | 0% | 0% | 0% | 1 | 0% | 0% | 1 |  |  |  |  | 0% | [5 empty] | 0% | 100% | 100% | 5 | 0% | 0% | 0% | 1 | 0% | 0% | 0% | 1 | 59.62% | 0% | 0% | 2 | 59.62% | 0% | 0% | 2 | 95.45% | 0% | 0% | 5 | 8.679% | 0% | 0% | 1 | 0% | 0% | 1 |  |  |  |  | 0% | [5 empty] | 0% | 100% | 100% | 5 | 19.5% | 0% | 0% | 1 | 5.098% | 0% | 0% | 1 | 61.19% | 0% | 0% | 2 | 65.59% | 0% | 0% | 2 | 89.12% | 0% | 0% | 3 | 16.3% | 0% | 0% | 1
247 | Windhub | Tehachapi | 124 | 4960 |  | 114% | 1.004% | 4 |  |  |  |  | 0% | [5 empty] | 35.4% | 0% | 35.4% | 2 | 37.07% | 12.09% | 0% | 1 | 29.73% | 10.83% | 0% | 1 | 41.26% | 12.95% | 0% | 1 | 67.39% | 23.34% | 0% | 2 | 15.9% | 9.048% | 0% | 1 | 0.4473% | 23.34% | 0% | 2 | 30.68% | 0% | 2 |  |  |  |  | 0.8168% | [5 empty] | 38.2% | 3.218% | 41.42% | 2 | 38.28% | 5.329% | 0% | 1 | 25.56% | 4.418% | 0% | 1 | 27.58% | 4.541% | 0% | 1 | 61.96% | 8.646% | 0% | 2 | 28.73% | 4.615% | 0% | 1 | 0.771% | 8.646% | 0% | 1 | 14.2% | 0% | 1 |  |  |  |  | 0.5306% | [5 empty] | 40.62% | 3.832% | 44.45% | 2 | 39.73% | 3.09% | 0% | 1 | 20.86% | 2.353% | 0% | 1 | 26.3% | 2.527% | 0% | 1 | 60.2% | 4.68% | 0% | 2 | 35.81% | 2.902% | 0% | 1 | 0.8883% | 4.68% | 0% | 1
77 | Bailey | Tehachapi | 0 | 0 |  | 0% | 0% | 1 |  |  |  |  | 1.476% | [5 empty] | 85.84% | 0% | 85.84% | 5 | 61.46% | 0% | 0% | 2 | 53.34% | 0% | 0% | 2 | 45.58% | 0% | 0% | 1 | 93.38% | 0% | 0% | 4 | 48.61% | 0% | 0% | 1 | 2.609% | 0% | 0% | 1 | 0% | 0% | 1 |  |  |  |  | 1.586% | [5 empty] | 74.33% | 3.608% | 77.94% | 5 | 55.87% | 0% | 0% | 2 | 49.97% | 0% | 0% | 1 | 36.62% | 0% | 0% | 1 | 86.79% | 0% | 0% | 3 | 40.15% | 0% | 0% | 1 | 2.331% | 0% | 0% | 1 | 0% | 0% | 1 |  |  |  |  | 0.94% | [5 empty] | 66.46% | 10.28% | 76.74% | 5 | 50.94% | 0% | 0% | 2 | 36.27% | 0% | 0% | 1 | 27.65% | 0% | 0% | 1 | 74.73% | 0% | 0% | 3 | 41.76% | 0% | 0% | 1 | 3.272% | 0% | 0% | 1
95 | Borden | Central_Valley_North_Los_Banos | 0 | 0 |  | 0% | 0% | 1 |  |  |  |  | 48.84% | [5 empty] | 0% | 0% | 0% | 1 | 23.19% | 0% | 0% | 1 | 32.56% | 0% | 0% | 1 | 40.19% | 0% | 0% | 1 | 50.91% | 0% | 0% | 2 | 8.474% | 0% | 0% | 1 | 16.28% | 0% | 0% | 1 | 0% | 0% | 1 |  |  |  |  | 49.92% | [5 empty] | 0% | 0% | 0% | 1 | 23.25% | 0% | 0% | 1 | 26.46% | 0% | 0% | 1 | 33.47% | 0% | 0% | 1 | 45.9% | 0% | 0% | 1 | 5.96% | 0% | 0% | 1 | 12.04% | 0% | 0% | 1 | 0% | 0% | 1 |  |  |  |  | 38.3% | [5 empty] | 0% | 0% | 0% | 1 | 29.83% | 0% | 0% | 1 | 26.55% | 0% | 0% | 1 | 32.9% | 0% | 0% | 1 | 48.25% | 0% | 0% | 1 | 5.59% | 0% | 0% | 1 | 13.32% | 0% | 0% | 1
96 | Dairyland | Central_Valley_North_Los_Banos | 0 | 0 |  | 0% | 0% | 1 |  |  |  |  | 28.09% | [5 empty] | 0% | 0% | 0% | 1 | 40% | 0% | 0% | 1 | 8.198% | 0% | 0% | 1 | 11.17% | 0% | 0% | 1 | 45.35% | 0% | 0% | 1 | 0.1142% | 0% | 0% | 1 | 5.882% | 0% | 0% | 1 | 0% | 0% | 1 |  |  |  |  | 27.47% | [5 empty] | 0% | 0% | 0% | 1 | 51.01% | 0% | 0% | 2 | 23.94% | 0% | 0% | 1 | 30.41% | 0% | 0% | 1 | 61.41% | 0% | 0% | 2 | 4.035% | 0% | 0% | 1 | 15.25% | 0% | 0% | 1 | 0% | 0% | 1 |  |  |  |  | 29.91% | [5 empty] | 0% | 0% | 0% | 1 | 49.31% | 0% | 0% | 1 | 24.48% | 0% | 0% | 1 | 30.26% | 0% | 0% | 1 | 58.78% | 0% | 0% | 2 | 8.528% | 0% | 0% | 1 | 13.49% | 0% | 0% | 1
97 | Gregg | Central_Valley_North_Los_Banos | 0 | 0 |  | 0% | 0% | 1 |  |  |  |  | 62.57% | [5 empty] | 0% | 0% | 0% | 1 | 10.22% | 0% | 0% | 1 | 20.44% | 0% | 0% | 1 | 23.14% | 0% | 0% | 1 | 32.89% | 0% | 0% | 1 | 6.146% | 0% | 0% | 1 | 9.927% | 0% | 0% | 1 | 0% | 0% | 1 |  |  |  |  | 58.07% | [5 empty] | 0% | 0% | 0% | 1 | 15.01% | 0% | 0% | 1 | 22.01% | 0% | 0% | 1 | 26.78% | 0% | 0% | 1 | 35.04% | 0% | 0% | 1 | 4.909% | 0% | 0% | 1 | 9.869% | 0% | 0% | 1 | 0% | 0% | 1 |  |  |  |  | 46.7% | [5 empty] | 0% | 0% | 0% | 1 | 17.5% | 0% | 0% | 1 | 22.7% | 0% | 0% | 1 | 27.9% | 0% | 0% | 1 | 36.96% | 0% | 0% | 1 | 3.89% | 0% | 0% | 1 | 9.21% | 0% | 0% | 1
98 | Newhall | Central_Valley_North_Los_Banos | 0 | 0 |  | 0% | 0% | 1 |  |  |  |  | 16.46% | [5 empty] | 0% | 0% | 0% | 1 | 61.14% | 0% | 0% | 2 | 12.8% | 0% | 0% | 1 | 22.79% | 0% | 0% | 1 | 67.86% | 0% | 0% | 2 | 5.399% | 0% | 0% | 1 | 17% | 0% | 0% | 1 | 0% | 0% | 1 |  |  |  |  | 28.11% | [5 empty] | 0% | 0% | 0% | 1 | 38.61% | 0% | 0% | 1 | 9.566% | 0% | 0% | 1 | 17.15% | 0% | 0% | 1 | 47.55% | 0% | 0% | 1 | 2.38% | 0% | 0% | 1 | 8.877% | 0% | 0% | 1 | 0% | 0% | 1 |  |  |  |  | 32.86% | [5 empty] | 0% | 0% | 0% | 1 | 33.79% | 0% | 0% | 1 | 10.31% | 0% | 0% | 1 | 15.73% | 0% | 0% | 1 | 43.25% | 0% | 0% | 1 | 1.601% | 0% | 0% | 1 | 7.144% | 0% | 0% | 1
99 | Ignacio | Mendocino_Marin | 0 | 0 |  | 0% | 0% | 1 |  |  |  |  | 0.6387% | [5 empty] | 48.06% | 38.92% | 86.97% | 5 | 72.21% | 0% | 0% | 3 | 41.05% | 0% | 0% | 1 | 65.99% | 0% | 0% | 2 | 90.59% | 0% | 0% | 4 | 59.96% | 0% | 0% | 2 | 6.247% | 0% | 0% | 1 | 0% | 0% | 1 |  |  |  |  | 0.7423% | [5 empty] | 48.54% | 19.42% | 67.96% | 3 | 63.01% | 0% | 0% | 2 | 40.98% | 0% | 0% | 1 | 69.43% | 0% | 0% | 2 | 89.55% | 0% | 0% | 3 | 55.45% | 0% | 0% | 2 | 8.621% | 0% | 0% | 1 | 0% | 0% | 1 |  |  |  |  | 0.6869% | [5 empty] | 57.08% | 15.55% | 72.63% | 3 | 53.03% | 0% | 0% | 2 | 34.27% | 0% | 0% | 1 | 64.33% | 0% | 0% | 2 | 84.49% | 0% | 0% | 3 | 55.08% | 0% | 0% | 2 | 8.102% | 0% | 0% | 1
100 | Calpella | Mendocino_Marin | 0 | 0 |  | 0% | 0% | 1 |  |  |  |  | 0.2889% | [5 empty] | 97.1% | 2.899% | 100% | 5 | 7.151% | 0% | 0% | 1 | 48.3% | 0% | 0% | 1 | 63.11% | 0% | 0% | 2 | 66.97% | 0% | 0% | 2 | 88.8% | 0% | 0% | 3 | 0.7783% | 0% | 0% | 1 | 0% | 0% | 1 |  |  |  |  | 0.2644% | [5 empty] | 85.43% | 14.33% | 99.76% | 5 | 27.6% | 0% | 0% | 1 | 34.83% | 0% | 0% | 1 | 54.01% | 0% | 0% | 2 | 65.9% | 0% | 0% | 2 | 82.45% | 0% | 0% | 3 | 1.129% | 0% | 0% | 1 | 0% | 0% | 1 |  |  |  |  | 0.1963% | [5 empty] | 88.42% | 11.42% | 99.84% | 5 | 31.74% | 0% | 0% | 1 | 33.71% | 0% | 0% | 1 | 51.13% | 0% | 0% | 2 | 69.12% | 0% | 0% | 2 | 79.04% | 0% | 0% | 3 | 0.9325% | 0% | 0% | 1
101 | Hopland | Mendocino_Marin | 0 | 0 |  | 0% | 0% | 1 |  |  |  |  | 0.5649% | [5 empty] | 72.94% | 27.01% | 99.95% | 5 | 76.59% | 0% | 0% | 3 | 22.92% | 0% | 0% | 1 | 32.43% | 0% | 0% | 1 | 83.1% | 0% | 0% | 3 | 79.34% | 0% | 0% | 3 | 0.7764% | 0% | 0% | 1 | 0% | 0% | 1 |  |  |  |  | 0.2592% | [5 empty] | 75.33% | 24.55% | 99.88% | 5 | 60.14% | 0% | 0% | 2 | 27.82% | 0% | 0% | 1 | 38.95% | 0% | 0% | 1 | 80.78% | 0% | 0% | 3 | 80.14% | 0% | 0% | 3 | 0.6927% | 0% | 0% | 1 | 0% | 0% | 1 |  |  |  |  | 1.398% | [5 empty] | 72.15% | 25.16% | 97.31% | 5 | 51.3% | 0% | 0% | 2 | 34.65% | 0% | 0% | 1 | 50.03% | 0% | 0% | 2 | 78.82% | 0% | 0% | 3 | 73.44% | 0% | 0% | 3 | 0.8413% | 0% | 0% | 1
102 | Mendocino | Mendocino_Marin | 0 | 0 |  | 0% | 0% | 1 |  |  |  |  | 0.2556% | [5 empty] | 82.09% | 17.91% | 100% | 5 | 27.45% | 0% | 0% | 1 | 44.65% | 0% | 0% | 1 | 60.81% | 0% | 0% | 2 | 69.65% | 0% | 0% | 2 | 83.49% | 0% | 0% | 3 | 1.058% | 0% | 0% | 1 | 0% | 0% | 1 |  |  |  |  | 0.2877% | [5 empty] | 81.3% | 18.45% | 99.75% | 5 | 29.67% | 0% | 0% | 1 | 36.94% | 0% | 0% | 1 | 58.13% | 0% | 0% | 2 | 70.72% | 0% | 0% | 3 | 79.47% | 0% | 0% | 3 | 1.173% | 0% | 0% | 1 | 0% | 0% | 1 |  |  |  |  | 0.2006% | [5 empty] | 86.5% | 13.31% | 99.82% | 5 | 34.42% | 0% | 0% | 1 | 31.25% | 0% | 0% | 1 | 49.79% | 0% | 0% | 1 | 70.73% | 0% | 0% | 3 | 79.29% | 0% | 0% | 3 | 1.072% | 0% | 0% | 1
103 | Ukiah | Mendocino_Marin | 0 | 0 |  | 0% | 0% | 1 |  |  |  |  | 0.1723% | [5 empty] | 100% | 0% | 100% | 5 | 4.065% | 0% | 0% | 1 | 41.83% | 0% | 0% | 1 | 55.68% | 0% | 0% | 2 | 57.97% | 0% | 0% | 2 | 88.85% | 0% | 0% | 3 | 0.9122% | 0% | 0% | 1 | 0% | 0% | 1 |  |  |  |  | 0.275% | [5 empty] | 94.95% | 4.815% | 99.77% | 5 | 24.15% | 0% | 0% | 1 | 37.72% | 0% | 0% | 1 | 49.95% | 0% | 0% | 1 | 65.88% | 0% | 0% | 2 | 85.59% | 0% | 0% | 3 | 0.9666% | 0% | 0% | 1 | 0% | 0% | 1 |  |  |  |  | 0.2559% | [5 empty] | 87.75% | 12.12% | 99.87% | 5 | 35.32% | 0% | 0% | 1 | 31.33% | 0% | 0% | 1 | 49.75% | 0% | 0% | 1 | 68.78% | 0% | 0% | 2 | 80.27% | 0% | 0% | 3 | 0.8561% | 0% | 0% | 1
104 | Le Grand | Central_Valley_North_Los_Banos | 0 | 0 |  | 0% | 0% | 1 |  |  |  |  | 29.8% | [5 empty] | 0% | 0% | 0% | 1 | 50.78% | 0% | 0% | 2 | 47.17% | 0% | 0% | 1 | 48.86% | 0% | 0% | 1 | 64.99% | 0% | 0% | 2 | 13.45% | 0% | 0% | 1 | 21.97% | 0% | 0% | 1 | 0% | 0% | 1 |  |  |  |  | 25.14% | [5 empty] | 0% | 0% | 0% | 1 | 49.89% | 0% | 0% | 1 | 33.7% | 0% | 0% | 1 | 38.84% | 0% | 0% | 1 | 63.38% | 0% | 0% | 2 | 20.59% | 0% | 0% | 1 | 16.49% | 0% | 0% | 1 | 0% | 0% | 1 |  |  |  |  | 24% | [5 empty] | 0% | 0% | 0% | 1 | 60.56% | 0% | 0% | 2 | 33.75% | 0% | 0% | 1 | 41.47% | 0% | 0% | 1 | 71.29% | 0% | 0% | 3 | 20.57% | 0% | 0% | 1 | 17.52% | 0% | 0% | 1
105 | Merced | Central_Valley_North_Los_Banos | 0 | 0 |  | 0% | 0% | 1 |  |  |  |  | 31.95% | [5 empty] | 0% | 0% | 0% | 1 | 55.06% | 0% | 0% | 2 | 34.03% | 0% | 0% | 1 | 46.27% | 0% | 0% | 1 | 71.53% | 0% | 0% | 3 | 1.691% | 0% | 0% | 1 | 16.81% | 0% | 0% | 1 | 0% | 0% | 1 |  |  |  |  | 39.48% | [5 empty] | 0% | 0% | 0% | 1 | 50% | 0% | 0% | 2 | 36.96% | 0% | 0% | 1 | 44.5% | 0% | 0% | 1 | 64.67% | 0% | 0% | 2 | 11.71% | 0% | 0% | 1 | 16.62% | 0% | 0% | 1 | 0% | 0% | 1 |  |  |  |  | 40.42% | [5 empty] | 0% | 0% | 0% | 1 | 48.48% | 0% | 0% | 1 | 29.38% | 0% | 0% | 1 | 36.62% | 0% | 0% | 1 | 60.45% | 0% | 0% | 2 | 15.89% | 0% | 0% | 1 | 13.62% | 0% | 0% | 1
106 | Wilson | Central_Valley_North_Los_Banos | 200 | 8000 |  | 999.9% | 10.77% | 5 |  |  |  |  | 26.57% | [5 empty] | 0% | 0% | 0% | 1 | 56.77% | 24.92% | 0% | 2 | 50.98% | 21.97% | 0% | 2 | 54.95% | 23.91% | 0% | 2 | 77.25% | 47.36% | 0% | 3 | 18.14% | 13.16% | 0% | 1 | 26.04% | 47.36% | 0% | 2 | 999.9% | 3.941% | 4 |  |  |  |  | 25.54% | [5 empty] | 0% | 0% | 0% | 1 | 55.85% | 8.926% | 0% | 2 | 44.45% | 7.096% | 0% | 1 | 54.68% | 8.697% | 0% | 2 | 72.92% | 14.55% | 0% | 3 | 27.68% | 5.45% | 0% | 1 | 20.91% | 14.55% | 0% | 1 | 624.4% | 1.841% | 4 |  |  |  |  | 33.71% | [5 empty] | 0% | 0% | 0% | 1 | 55.7% | 4.932% | 0% | 2 | 34.22% | 3.321% | 0% | 1 | 41.55% | 3.738% | 0% | 1 | 67.67% | 6.758% | 0% | 2 | 21.42% | 2.78% | 0% | 1 | 16.03% | 6.758% | 0% | 1
107 | Los Banos | Central_Valley_North_Los_Banos | 141.4 | 5656 |  | 313.1% | 8.99% | 4 |  |  |  |  | 9.723% | [5 empty] | 0% | 0% | 0% | 1 | 75.09% | 50.87% | 0% | 3 | 1.656% | 12.89% | 0% | 1 | 9.854% | 14.06% | 0% | 1 | 75.09% | 50.87% | 0% | 3 | 18.4% | 15.53% | 0% | 1 | 7.887% | 50.87% | 0% | 3 | 313.1% | 5.075% | 4 |  |  |  |  | 10.59% | [5 empty] | 7.091% | 0% | 7.091% | 1 | 75.41% | 29.61% | 0% | 3 | 9.233% | 8.024% | 0% | 1 | 15.75% | 8.644% | 0% | 1 | 78.85% | 34.43% | 0% | 3 | 34.78% | 11.17% | 0% | 1 | 9.041% | 34.43% | 0% | 2 | 313.1% | 3.246% | 4 |  |  |  |  | 23.98% | [5 empty] | 4.931% | 0% | 4.931% | 1 | 61.37% | 12.16% | 0% | 2 | 9.264% | 5.177% | 0% | 1 | 14.07% | 5.467% | 0% | 1 | 65.61% | 13.66% | 0% | 2 | 30.57% | 6.765% | 0% | 1 | 7.555% | 13.66% | 0% | 1
108 | Coburn | Peninsula_Monterey | 100 | 4000 |  | 45.17% | 0% | 2 |  |  |  |  | 27.19% | [5 empty] | 18.13% | 0% | 18.13% | 1 | 40.76% | 9.421% | 0% | 1 | 2.402% | 5.718% | 0% | 1 | 19.05% | 6.895% | 0% | 1 | 49.98% | 11.16% | 0% | 1 | 30% | 7.973% | 0% | 1 | 2.665% | 11.16% | 0% | 1 | 29.83% | 0% | 2 |  |  |  |  | 25.09% | [5 empty] | 25.19% | 0% | 25.19% | 2 | 41.3% | 5.85% | 0% | 1 | 4.998% | 3.615% | 0% | 1 | 23.88% | 4.511% | 0% | 1 | 54.76% | 7.59% | 0% | 2 | 27.92% | 4.764% | 0% | 1 | 3.515% | 7.59% | 0% | 1 | 22.19% | 0% | 2 |  |  |  |  | 22.25% | [5 empty] | 37.68% | 0% | 37.68% | 2 | 46.97% | 4.484% | 0% | 1 | 11.59% | 2.689% | 0% | 1 | 27.91% | 3.298% | 0% | 1 | 59.54% | 5.876% | 0% | 2 | 37.01% | 3.775% | 0% | 1 | 3.94% | 5.876% | 0% | 1
109 | Tulucay | Northern_California | 0 | 0 |  | 0% | 0% | 1 |  |  |  |  | 11.25% | [5 empty] | 63.61% | 5.853% | 69.46% | 3 | 77.08% | 0% | 0% | 3 | 9.778% | 0% | 0% | 1 | 31.59% | 0% | 0% | 1 | 81.42% | 0% | 0% | 3 | 57% | 0% | 0% | 2 | 9.475% | 0% | 0% | 1 | 0% | 0% | 1 |  |  |  |  | 6.159% | [5 empty] | 55.49% | 10.97% | 66.45% | 3 | 65.39% | 0% | 0% | 2 | 16.7% | 0% | 0% | 1 | 33.87% | 0% | 0% | 1 | 81.76% | 0% | 0% | 3 | 50.44% | 0% | 0% | 2 | 10.98% | 0% | 0% | 1 | 0% | 0% | 1 |  |  |  |  | 5.006% | [5 empty] | 56.43% | 11.71% | 68.15% | 3 | 63.52% | 0% | 0% | 2 | 21.74% | 0% | 0% | 1 | 35.8% | 0% | 0% | 1 | 82.11% | 0% | 0% | 3 | 47.73% | 0% | 0% | 1 | 13.24% | 0% | 0% | 1
110 | Brunswick | Northern_California | 0 | 0 |  | 0% | 0% | 1 |  |  |  |  | 0% | [5 empty] | 0% | 0% | 0% | 1 | 0% | 0% | 0% | 1 | 0% | 0% | 0% | 1 | 0% | 0% | 0% | 1 | 0% | 0% | 0% | 1 | 0% | 0% | 0% | 1 | 0% | 0% | 0% | 1 | 0% | 0% | 1 |  |  |  |  | 0% | [5 empty] | 0% | 100% | 100% | 5 | 8.051% | 0% | 0% | 1 | 48.28% | 0% | 0% | 1 | 0% | 0% | 0% | 1 | 56.33% | 0% | 0% | 2 | 6.569% | 0% | 0% | 1 | 0.7343% | 0% | 0% | 1 | 0% | 0% | 1 |  |  |  |  | 0% | [5 empty] | 17.94% | 76.37% | 94.31% | 5 | 9.351% | 0% | 0% | 1 | 9.313% | 0% | 0% | 1 | 0.1233% | 0% | 0% | 1 | 18.79% | 0% | 0% | 1 | 39.61% | 0% | 0% | 1 | 0.4595% | 0% | 0% | 1
111 | Higgins | Northern_California | 0 | 0 |  | 0% | 0% | 1 |  |  |  |  | 0% | [5 empty] | 0% | 0% | 0% | 1 | 0% | 0% | 0% | 1 | 0% | 0% | 0% | 1 | 0% | 0% | 0% | 1 | 0% | 0% | 0% | 1 | 0% | 0% | 0% | 1 | 0% | 0% | 0% | 1 | 0% | 0% | 1 |  |  |  |  | 4.876% | [5 empty] | 7.269% | 0% | 7.269% | 1 | 100% | 0% | 0% | 5 | 0% | 0% | 0% | 1 | 0% | 0% | 0% | 1 | 100% | 0% | 0% | 5 | 7.021% | 0% | 0% | 1 | 47.77% | 0% | 0% | 1 | 0% | 0% | 1 |  |  |  |  | 25.78% | [5 empty] | 4.658% | 0% | 4.658% | 1 | 76.21% | 0% | 0% | 3 | 0% | 0% | 0% | 1 | 0.06494% | 0% | 0% | 1 | 76.28% | 0% | 0% | 3 | 4.645% | 0% | 0% | 1 | 28.82% | 0% | 0% | 1
112 | Barre | Greater_LA | 0 | 0 |  | 0% | 0% | 1 |  |  |  |  | 0% | [5 empty] | 0% | 0% | 0% | 1 | 0% | 0% | 0% | 1 | 29.36% | 0% | 0% | 1 | 97% | 0% | 0% | 5 | 97% | 0% | 0% | 5 | 0% | 0% | 0% | 1 | 1.112% | 0% | 0% | 1 | 0% | 0% | 1 |  |  |  |  | 0% | [5 empty] | 0% | 0% | 0% | 1 | 0% | 0% | 0% | 1 | 18.79% | 0% | 0% | 1 | 73.05% | 0% | 0% | 3 | 73.05% | 0% | 0% | 3 | 0% | 0% | 0% | 1 | 4.687% | 0% | 0% | 1 | 0% | 0% | 1 |  |  |  |  | 0% | [5 empty] | 0.03228% | 4.057% | 4.09% | 2 | 2.776% | 0% | 0% | 1 | 14.78% | 0% | 0% | 1 | 76.17% | 0% | 0% | 3 | 78.94% | 0% | 0% | 3 | 2.066% | 0% | 0% | 1 | 3.431% | 0% | 0% | 1
113 | Ellis | Greater_LA | 0 | 0 |  | 0% | 0% | 1 |  |  |  |  | 0% | [5 empty] | 0% | 0% | 0% | 1 | 0.05772% | 0% | 0% | 1 | 26.04% | 0% | 0% | 1 | 96.29% | 0% | 0% | 5 | 96.35% | 0% | 0% | 5 | 0% | 0% | 0% | 1 | 6.599% | 0% | 0% | 1 | 0% | 0% | 1 |  |  |  |  | 0% | [5 empty] | 0.09668% | 0% | 0.09668% | 1 | 0.05032% | 0% | 0% | 1 | 23.79% | 0% | 0% | 1 | 91.17% | 0% | 0% | 4 | 91.22% | 0% | 0% | 4 | 0% | 0% | 0% | 1 | 5.83% | 0% | 0% | 1 | 0% | 0% | 1 |  |  |  |  | 0% | [5 empty] | 0.1361% | 0% | 0.1361% | 1 | 0.02879% | 0% | 0% | 1 | 15.09% | 0% | 0% | 1 | 78.52% | 0% | 0% | 3 | 78.55% | 0% | 0% | 3 | 0% | 0% | 0% | 1 | 3.394% | 0% | 0% | 1
114 | Johanna | Greater_LA | 0 | 0 |  | 0% | 0% | 1 |  |  |  |  | 0% | [5 empty] | 0% | 0% | 0% | 1 | 0.07026% | 0% | 0% | 1 | 17.68% | 0% | 0% | 1 | 96.67% | 0% | 0% | 5 | 96.74% | 0% | 0% | 5 | 0% | 0% | 0% | 1 | 7.558% | 0% | 0% | 1 | 0% | 0% | 1 |  |  |  |  | 0% | [5 empty] | 0.2632% | 0% | 0.2632% | 1 | 0.05569% | 0% | 0% | 1 | 25.58% | 0% | 0% | 1 | 96.01% | 0% | 0% | 5 | 96.07% | 0% | 0% | 5 | 0% | 0% | 0% | 1 | 6.366% | 0% | 0% | 1 | 0% | 0% | 1 |  |  |  |  | 0% | [5 empty] | 0.1946% | 5.833% | 6.027% | 2 | 3.99% | 0% | 0% | 1 | 23.86% | 0% | 0% | 1 | 85.36% | 0% | 0% | 3 | 89.35% | 0% | 0% | 3 | 2.97% | 0% | 0% | 1 | 4.849% | 0% | 0% | 1
115 | Lewis | Greater_LA | 0 | 0 |  | 0% | 0% | 1 |  |  |  |  | 0% | [5 empty] | 0% | 0% | 0% | 1 | 0% | 0% | 0% | 1 | 0% | 0% | 0% | 1 | 0% | 0% | 0% | 1 | 0% | 0% | 0% | 1 | 0% | 0% | 0% | 1 | 0% | 0% | 0% | 1 | 0% | 0% | 1 |  |  |  |  | 0% | [5 empty] | 0% | 5.816% | 5.816% | 2 | 4.827% | 0% | 0% | 1 | 24.63% | 0% | 0% | 1 | 91.69% | 0% | 0% | 4 | 96.51% | 0% | 0% | 5 | 3.624% | 0% | 0% | 1 | 5.887% | 0% | 0% | 1 | 0% | 0% | 1 |  |  |  |  | 0% | [5 empty] | 0.06895% | 5.083% | 5.152% | 2 | 3.477% | 0% | 0% | 1 | 18.57% | 0% | 0% | 1 | 71.62% | 0% | 0% | 3 | 75.1% | 0% | 0% | 3 | 2.588% | 0% | 0% | 1 | 4.297% | 0% | 0% | 1
116 | Santiago | Greater_LA | 0 | 0 |  | 0% | 0% | 1 |  |  |  |  | 0% | [5 empty] | 1.528% | 0% | 1.528% | 1 | 0.3577% | 0% | 0% | 1 | 5.566% | 0% | 0% | 1 | 92.07% | 0% | 0% | 4 | 92.43% | 0% | 0% | 4 | 0% | 0% | 0% | 1 | 2.387% | 0% | 0% | 1 | 0% | 0% | 1 |  |  |  |  | 0% | [5 empty] | 0.2742% | 0% | 0.2742% | 1 | 0.05801% | 0% | 0% | 1 | 18.27% | 0% | 0% | 1 | 95.77% | 0% | 0% | 5 | 95.83% | 0% | 0% | 5 | 0% | 0% | 0% | 1 | 6.312% | 0% | 0% | 1 | 0% | 0% | 1 |  |  |  |  | 0% | [5 empty] | 0.2219% | 6.648% | 6.87% | 2 | 4.548% | 0% | 0% | 1 | 26.49% | 0% | 0% | 1 | 90.82% | 0% | 0% | 4 | 95.37% | 0% | 0% | 5 | 3.386% | 0% | 0% | 1 | 5.454% | 0% | 0% | 1
117 | Serrano | Greater_LA | 0 | 0 |  | 0% | 0% | 1 |  |  |  |  | 0% | [5 empty] | 0% | 100% | 100% | 5 | 67.71% | 0% | 0% | 2 | 32.29% | 0% | 0% | 1 | 32.29% | 0% | 0% | 1 | 100% | 0% | 0% | 5 | 50.93% | 0% | 0% | 2 | 1.329% | 0% | 0% | 1 | 0% | 0% | 1 |  |  |  |  | 0% | [5 empty] | 0% | 95.33% | 95.33% | 5 | 64.55% | 0% | 0% | 2 | 35.45% | 0% | 0% | 1 | 35.45% | 0% | 0% | 1 | 100% | 0% | 0% | 5 | 48.55% | 0% | 0% | 1 | 4.877% | 0% | 0% | 1 | 0% | 0% | 1 |  |  |  |  | 0% | [5 empty] | 0.09618% | 7.089% | 7.186% | 2 | 4.85% | 0% | 0% | 1 | 25.83% | 0% | 0% | 1 | 91.55% | 0% | 0% | 4 | 96.4% | 0% | 0% | 5 | 3.61% | 0% | 0% | 1 | 5.893% | 0% | 0% | 1
118 | Villa Park | Greater_LA | 0 | 0 |  | 0% | 0% | 1 |  |  |  |  | 0% | [5 empty] | 0% | 0% | 0% | 1 | 0% | 0% | 0% | 1 | 0% | 0% | 0% | 1 | 0% | 0% | 0% | 1 | 0% | 0% | 0% | 1 | 0% | 0% | 0% | 1 | 0% | 0% | 0% | 1 | 0% | 0% | 1 |  |  |  |  | 0% | [5 empty] | 0% | 8.949% | 8.949% | 2 | 6.06% | 0% | 0% | 1 | 22.77% | 0% | 0% | 1 | 91.96% | 0% | 0% | 4 | 98.02% | 0% | 0% | 5 | 4.558% | 0% | 0% | 1 | 7.068% | 0% | 0% | 1 | 0% | 0% | 1 |  |  |  |  | 0% | [5 empty] | 0.09449% | 6.965% | 7.059% | 2 | 4.765% | 0% | 0% | 1 | 25.5% | 0% | 0% | 1 | 91.34% | 0% | 0% | 4 | 96.11% | 0% | 0% | 5 | 3.547% | 0% | 0% | 1 | 5.79% | 0% | 0% | 1
119 | Capistrano | Greater_LA | 0 | 0 |  | 0% | 0% | 1 |  |  |  |  | 0% | [5 empty] | 5.164% | 0% | 5.164% | 1 | 0% | 0% | 0% | 1 | 32.19% | 0% | 0% | 1 | 86.94% | 0% | 0% | 3 | 86.94% | 0% | 0% | 3 | 0% | 0% | 0% | 1 | 0.8355% | 0% | 0% | 1 | 0% | 0% | 1 |  |  |  |  | 0% | [5 empty] | 4.991% | 0% | 4.991% | 1 | 0.2907% | 0% | 0% | 1 | 28.29% | 0% | 0% | 1 | 86.43% | 0% | 0% | 3 | 86.72% | 0% | 0% | 3 | 0% | 0% | 0% | 1 | 1.147% | 0% | 0% | 1 | 0% | 0% | 1 |  |  |  |  | 0% | [5 empty] | 1.681% | 0% | 1.681% | 1 | 0.09791% | 0% | 0% | 1 | 29.1% | 0% | 0% | 1 | 92.24% | 0% | 0% | 4 | 92.34% | 0% | 0% | 4 | 0.346% | 0% | 0% | 1 | 8.617% | 0% | 0% | 1
120 | Trabuco | Greater_LA | 0 | 0 |  | 0% | 0% | 1 |  |  |  |  | 0% | [5 empty] | 1.871% | 0% | 1.871% | 1 | 0% | 0% | 0% | 1 | 25.1% | 0% | 0% | 1 | 86.52% | 0% | 0% | 3 | 86.52% | 0% | 0% | 3 | 0% | 0% | 0% | 1 | 0% | 0% | 0% | 1 | 0% | 0% | 1 |  |  |  |  | 0% | [5 empty] | 3.487% | 0% | 3.487% | 1 | 0.2031% | 0% | 0% | 1 | 21.26% | 0% | 0% | 1 | 88.71% | 0% | 0% | 3 | 88.91% | 0% | 0% | 3 | 0% | 0% | 0% | 1 | 1.933% | 0% | 0% | 1 | 0% | 0% | 1 |  |  |  |  | 0% | [5 empty] | 1.232% | 0% | 1.232% | 1 | 0.07177% | 0% | 0% | 1 | 24.95% | 0% | 0% | 1 | 93.79% | 0% | 0% | 4 | 93.86% | 0% | 0% | 4 | 0.01678% | 0% | 0% | 1 | 7.925% | 0% | 0% | 1
121 | Pleasant Grove | Northern_California | 0 | 0 |  | 0% | 0% | 1 |  |  |  |  | 2.869% | [5 empty] | 0% | 0% | 0% | 1 | 35.23% | 0% | 0% | 1 | 0% | 0% | 0% | 1 | 0.05689% | 0% | 0% | 1 | 35.29% | 0% | 0% | 1 | 0% | 0% | 0% | 1 | 27.46% | 0% | 0% | 1 | 0% | 0% | 1 |  |  |  |  | 35.44% | [5 empty] | 1.037% | 0% | 1.037% | 1 | 44.63% | 0% | 0% | 1 | 0% | 0% | 0% | 1 | 13.26% | 0% | 0% | 1 | 56.5% | 0% | 0% | 2 | 0.9133% | 0% | 0% | 1 | 18.46% | 0% | 0% | 1 | 0% | 0% | 1 |  |  |  |  | 38% | [5 empty] | 0.5703% | 0% | 0.5703% | 1 | 59.71% | 0% | 0% | 2 | 6.587% | 0% | 0% | 1 | 27.67% | 0% | 0% | 1 | 69.99% | 0% | 0% | 2 | 0.5509% | 0% | 0% | 1 | 17.49% | 0% | 0% | 1
122 | Summit | Northern_California | 0 | 0 |  | 0% | 0% | 1 |  |  |  |  | 0% | [5 empty] | 31.08% | 1.621% | 32.7% | 2 | 14.2% | 0% | 0% | 1 | 9.652% | 0% | 0% | 1 | 45.14% | 0% | 0% | 1 | 55.6% | 0% | 0% | 2 | 71.92% | 0% | 0% | 3 | 9.621% | 0% | 0% | 1 | 0% | 0% | 1 |  |  |  |  | 0% | [5 empty] | 54.18% | 0.7262% | 54.9% | 3 | 24.48% | 0% | 0% | 1 | 18.27% | 0% | 0% | 1 | 35.05% | 0% | 0% | 1 | 53.25% | 0% | 0% | 2 | 69.03% | 0% | 0% | 2 | 9.412% | 0% | 0% | 1 | 0% | 0% | 1 |  |  |  |  | 0.04067% | [5 empty] | 59.11% | 3.004% | 62.12% | 3 | 34.29% | 0% | 0% | 1 | 12.52% | 0% | 0% | 1 | 24.42% | 0% | 0% | 1 | 53.07% | 0% | 0% | 2 | 68.94% | 0% | 0% | 2 | 9.048% | 0% | 0% | 1
123 | Devers | Riverside | 492.6 | 19704 |  | 999.9% | 591.6% | 5 |  |  |  |  | 0% | [5 empty] | 95.99% | 3.998% | 99.99% | 5 | 71.86% | 2102% | 784% | 5 | 66.66% | 1774% | 837.4% | 5 | 66.5% | 1766% | 839.2% | 5 | 81.38% | 3177% | 704% | 5 | 36.09% | 925.6% | 1462% | 5 | 0.7349% | 3177% | 704% | 5 | 3450% | 117.1% | 5 |  |  |  |  | 0% | [5 empty] | 47.85% | 52.15% | 100% | 5 | 37.83% | 187.4% | 143.6% | 5 | 36.71% | 184.1% | 144.9% | 5 | 53.62% | 251.1% | 130.8% | 5 | 65.98% | 342.4% | 125% | 5 | 57.61% | 274.8% | 128.6% | 5 | 2.945% | 342.4% | 125% | 5 | 574.3% | 39.05% | 5 |  |  |  |  | 0.02268% | [5 empty] | 38.19% | 60.49% | 98.69% | 5 | 44.19% | 78.27% | 0% | 4 | 27.26% | 60.05% | 0% | 3 | 54.76% | 96.55% | 0% | 4 | 69.31% | 142.3% | 18.75% | 5 | 60.92% | 111.8% | 7.557% | 4 | 3.05% | 142.3% | 18.75% | 5
124 | Kern | Riverside (Exclude) | 0 | 0 |  | 0% | 0% | 1 |  |  |  |  | 0% | [5 empty] | 0% | 0% | 0% | 1 | 7.811% | 0% | 0% | 1 | 31.45% | 0% | 0% | 1 | 0% | 0% | 0% | 1 | 39.17% | 0% | 0% | 1 | 51.53% | 0% | 0% | 2 | 0% | 0% | 0% | 1 | 0% | 0% | 1 |  |  |  |  | 0% | [5 empty] | 0% | 0% | 0% | 1 | 7.712% | 0% | 0% | 1 | 20.22% | 0% | 0% | 1 | 0% | 0% | 0% | 1 | 27.87% | 0% | 0% | 1 | 34.1% | 0% | 0% | 1 | 0.482% | 0% | 0% | 1 | 0% | 0% | 1 |  |  |  |  | 0% | [5 empty] | 0% | 0% | 0% | 1 | 24.43% | 0% | 0% | 1 | 14.54% | 0% | 0% | 1 | 1.099% | 0% | 0% | 1 | 38.01% | 0% | 0% | 1 | 30.58% | 0% | 0% | 1 | 1.058% | 0% | 0% | 1
125 | Mirage | Riverside | 0 | 0 |  | 0% | 0% | 1 |  |  |  |  | 0% | [5 empty] | 0% | 0% | 0% | 1 | 0% | 0% | 0% | 1 | 0% | 0% | 0% | 1 | 0% | 0% | 0% | 1 | 0% | 0% | 0% | 1 | 0% | 0% | 0% | 1 | 0% | 0% | 0% | 1 | 0% | 0% | 1 |  |  |  |  | 0% | [5 empty] | 0% | 0% | 0% | 1 | 0% | 0% | 0% | 1 | 0% | 0% | 0% | 1 | 0% | 0% | 0% | 1 | 0% | 0% | 0% | 1 | 0% | 0% | 0% | 1 | 0% | 0% | 0% | 1 | 0% | 0% | 1 |  |  |  |  | 0% | [5 empty] | 45.74% | 52.16% | 97.9% | 5 | 67.48% | 0% | 0% | 2 | 39.68% | 0% | 0% | 1 | 85.02% | 0% | 0% | 3 | 97.58% | 0% | 0% | 5 | 80.76% | 0% | 0% | 3 | 3.829% | 0% | 0% | 1
126 | Valley (SCE) | Riverside (Exclude) | 0 | 0 |  | 0% | 0% | 1 |  |  |  |  | 0% | [5 empty] | 0% | 0% | 0% | 1 | 0% | 0% | 0% | 1 | 0% | 0% | 0% | 1 | 0% | 0% | 0% | 1 | 0% | 0% | 0% | 1 | 0% | 0% | 0% | 1 | 0% | 0% | 0% | 1 | 0% | 0% | 1 |  |  |  |  | 0% | [5 empty] | 0% | 100% | 100% | 5 | 99.82% | 0% | 0% | 5 | 0.1764% | 0% | 0% | 1 | 100% | 0% | 0% | 5 | 100% | 0% | 0% | 5 | 5.66% | 0% | 0% | 1 | 0.1051% | 0% | 0% | 1 | 0% | 0% | 1 |  |  |  |  | 0% | [5 empty] | 0% | 100% | 100% | 5 | 2.325% | 0% | 0% | 1 | 19.83% | 0% | 0% | 1 | 23.01% | 0% | 0% | 1 | 23.01% | 0% | 0% | 1 | 40.18% | 0% | 0% | 1 | 1.813% | 0% | 0% | 1
127 | Gold Hill | Solano | 0 | 0 |  | 0% | 0% | 1 |  |  |  |  | 0% | [5 empty] | 0% | 0% | 0% | 1 | 0% | 0% | 0% | 1 | 0% | 0% | 0% | 1 | 0% | 0% | 0% | 1 | 0% | 0% | 0% | 1 | 0% | 0% | 0% | 1 | 0% | 0% | 0% | 1 | 0% | 0% | 1 |  |  |  |  | 0% | [5 empty] | 0% | 0% | 0% | 1 | 0% | 0% | 0% | 1 | 0% | 0% | 0% | 1 | 0% | 0% | 0% | 1 | 0% | 0% | 0% | 1 | 0% | 0% | 0% | 1 | 0% | 0% | 0% | 1 | 0% | 0% | 1 |  |  |  |  | 1.149% | [5 empty] | 0% | 0% | 0% | 1 | 23.52% | 0% | 0% | 1 | 0% | 0% | 0% | 1 | 10.67% | 0% | 0% | 1 | 34.19% | 0% | 0% | 1 | 0% | 0% | 0% | 1 | 29.55% | 0% | 0% | 1
128 | Grand Island | Solano | 0 | 0 |  | 0% | 0% | 1 |  |  |  |  | 53.02% | [5 empty] | 0% | 0% | 0% | 1 | 10.02% | 0% | 0% | 1 | 15.85% | 0% | 0% | 1 | 17.63% | 0% | 0% | 1 | 25.67% | 0% | 0% | 1 | 0.01784% | 0% | 0% | 1 | 10.37% | 0% | 0% | 1 | 0% | 0% | 1 |  |  |  |  | 47.13% | [5 empty] | 0% | 0% | 0% | 1 | 11.35% | 0% | 0% | 1 | 24.94% | 0% | 0% | 1 | 29.22% | 0% | 0% | 1 | 36.04% | 0% | 0% | 1 | 0.3835% | 0% | 0% | 1 | 12.9% | 0% | 0% | 1 | 0% | 0% | 1 |  |  |  |  | 45.99% | [5 empty] | 0% | 0% | 0% | 1 | 12.1% | 0% | 0% | 1 | 25.94% | 0% | 0% | 1 | 28.24% | 0% | 0% | 1 | 36.81% | 0% | 0% | 1 | 0.4853% | 0% | 0% | 1 | 13.69% | 0% | 0% | 1
129 | Chino | Greater_Kramer | 0 | 0 |  | 0% | 0% | 1 |  |  |  |  | 0% | [5 empty] | 0% | 100% | 100% | 5 | 67.71% | 0% | 0% | 2 | 32.29% | 0% | 0% | 1 | 32.29% | 0% | 0% | 1 | 100% | 0% | 0% | 5 | 50.93% | 0% | 0% | 2 | 1.329% | 0% | 0% | 1 | 0% | 0% | 1 |  |  |  |  | 0% | [5 empty] | 0% | 100% | 100% | 5 | 67.71% | 0% | 0% | 2 | 32.29% | 0% | 0% | 1 | 32.29% | 0% | 0% | 1 | 100% | 0% | 0% | 5 | 50.93% | 0% | 0% | 2 | 1.329% | 0% | 0% | 1 | 0% | 0% | 1 |  |  |  |  | 0% | [5 empty] | 3.689% | 96.31% | 100% | 5 | 91.81% | 0% | 0% | 4 | 53.45% | 0% | 0% | 2 | 42.11% | 0% | 0% | 1 | 100% | 0% | 0% | 5 | 59.22% | 0% | 0% | 2 | 3.799% | 0% | 0% | 1
130 | Kramer | Greater_Kramer (Exclude) | 0 | 0 |  | 0% | 0% | 1 |  |  |  |  | 0% | [5 empty] | 0% | 0% | 0% | 1 | 95.6% | 0% | 0% | 5 | 10.08% | 0% | 0% | 1 | 0% | 0% | 0% | 1 | 95.6% | 0% | 0% | 5 | 65.94% | 0% | 0% | 2 | 0% | 0% | 0% | 1 | 0% | 0% | 1 |  |  |  |  | 0% | [5 empty] | 0% | 0% | 0% | 1 | 56.98% | 0% | 0% | 2 | 13.35% | 0% | 0% | 1 | 0.02233% | 0% | 0% | 1 | 66.98% | 0% | 0% | 2 | 71.82% | 0% | 0% | 3 | 0.3577% | 0% | 0% | 1 | 0% | 0% | 1 |  |  |  |  | 0.0114% | [5 empty] | 0% | 0% | 0% | 1 | 40.75% | 0% | 0% | 1 | 14.35% | 0% | 0% | 1 | 0.7047% | 0% | 0% | 1 | 53.01% | 0% | 0% | 2 | 50.08% | 0% | 0% | 2 | 0.2911% | 0% | 0% | 1
131 | Lugo | Greater_Kramer | 0 | 0 |  | 0% | 0% | 1 |  |  |  |  | 0.004761% | [5 empty] | 30.72% | 60.69% | 91.41% | 5 | 53.59% | 0% | 0% | 2 | 67.87% | 0% | 0% | 2 | 61.53% | 0% | 0% | 2 | 90.06% | 0% | 0% | 4 | 51.66% | 0% | 0% | 2 | 5.102% | 0% | 0% | 1 | 0% | 0% | 1 |  |  |  |  | 0.003032% | [5 empty] | 21.02% | 46.71% | 67.73% | 5 | 58.79% | 0% | 0% | 2 | 60.44% | 0% | 0% | 2 | 52.39% | 0% | 0% | 2 | 87.72% | 0% | 0% | 3 | 40.03% | 0% | 0% | 1 | 4.193% | 0% | 0% | 1 | 0% | 0% | 1 |  |  |  |  | 0.06801% | [5 empty] | 20.67% | 26.93% | 47.61% | 4 | 55.38% | 0% | 0% | 2 | 49.94% | 0% | 0% | 1 | 41.8% | 0% | 0% | 1 | 80.53% | 0% | 0% | 3 | 33.87% | 0% | 0% | 1 | 2.267% | 0% | 0% | 1
132 | Mira Loma | Greater_Kramer | 0 | 0 |  | 0% | 0% | 1 |  |  |  |  | 0% | [5 empty] | 0% | 100% | 100% | 5 | 60.65% | 0% | 0% | 2 | 39.35% | 0% | 0% | 1 | 39.35% | 0% | 0% | 1 | 100% | 0% | 0% | 5 | 49.01% | 0% | 0% | 1 | 0.2026% | 0% | 0% | 1 | 0% | 0% | 1 |  |  |  |  | 0% | [5 empty] | 2.948% | 97.05% | 100% | 5 | 86.12% | 0% | 0% | 3 | 35.78% | 0% | 0% | 1 | 40.58% | 0% | 0% | 1 | 100% | 0% | 0% | 5 | 74.37% | 0% | 0% | 3 | 0.7805% | 0% | 0% | 1 | 0% | 0% | 1 |  |  |  |  | 0% | [5 empty] | 4.265% | 95.73% | 100% | 5 | 97.55% | 0% | 0% | 5 | 65.05% | 0% | 0% | 2 | 34.89% | 0% | 0% | 1 | 100% | 0% | 0% | 5 | 52% | 0% | 0% | 2 | 8.08% | 0% | 0% | 1
133 | Padua | Greater_Kramer | 0 | 0 |  | 0% | 0% | 1 |  |  |  |  | 0% | [5 empty] | 0% | 100% | 100% | 5 | 100% | 0% | 0% | 5 | 3.048% | 0% | 0% | 1 | 33.19% | 0% | 0% | 1 | 100% | 0% | 0% | 5 | 99.4% | 0% | 0% | 5 | 6.369% | 0% | 0% | 1 | 0% | 0% | 1 |  |  |  |  | 0% | [5 empty] | 3.846% | 96.15% | 100% | 5 | 98.4% | 0% | 0% | 5 | 59.68% | 0% | 0% | 2 | 44.28% | 0% | 0% | 1 | 100% | 0% | 0% | 5 | 59.09% | 0% | 0% | 2 | 9.737% | 0% | 0% | 1 | 0% | 0% | 1 |  |  |  |  | 0% | [5 empty] | 24.16% | 75.84% | 100% | 5 | 61.44% | 0% | 0% | 2 | 72.42% | 0% | 0% | 3 | 75.44% | 0% | 0% | 3 | 97.76% | 0% | 0% | 5 | 53.09% | 0% | 0% | 2 | 4.114% | 0% | 0% | 1
134 | Pisgah | Greater_Kramer | 300 | 12000 |  | 999.9% | 108.8% | 5 |  |  |  |  | 0% | [5 empty] | 0% | 0% | 0% | 1 | 54.05% | 236.8% | 116.2% | 5 | 71.58% | 382.8% | 112.3% | 5 | 80.04% | 545% | 111% | 5 | 85.04% | 727% | 110.3% | 5 | 44.25% | 195.1% | 119.8% | 5 | 0.7384% | 727% | 110.3% | 5 | 156.5% | 14.23% | 5 |  |  |  |  | 1.153% | [5 empty] | 0% | 0% | 0% | 1 | 19.67% | 39.2% | 0% | 2 | 20.84% | 39.78% | 0% | 2 | 23.88% | 41.37% | 0% | 2 | 28.64% | 44.13% | 0% | 2 | 51.65% | 65.13% | 0% | 3 | 1.68% | 44.13% | 0% | 2 | 52.65% | 0% | 3 |  |  |  |  | 2.332% | [5 empty] | 0% | 0% | 0% | 1 | 25.33% | 23.17% | 0% | 2 | 18.32% | 21.18% | 0% | 2 | 21.3% | 21.99% | 0% | 2 | 32.57% | 25.66% | 0% | 2 | 35.5% | 26.83% | 0% | 2 | 1.952% | 25.66% | 0% | 2
135 | Roadway | Greater_Kramer | 0 | 0 |  | 0% | 0% | 1 |  |  |  |  | 0.131% | [5 empty] | 0% | 0% | 0% | 1 | 59.75% | 0% | 0% | 2 | 45.66% | 0% | 0% | 1 | 21.21% | 0% | 0% | 1 | 69.47% | 0% | 0% | 2 | 21.12% | 0% | 0% | 1 | 0.4848% | 0% | 0% | 1 | 0% | 0% | 1 |  |  |  |  | 0.08723% | [5 empty] | 10.22% | 0% | 10.22% | 1 | 34.68% | 0% | 0% | 1 | 43.3% | 0% | 0% | 1 | 17.48% | 0% | 0% | 1 | 57.56% | 0% | 0% | 2 | 27.46% | 0% | 0% | 1 | 0.6536% | 0% | 0% | 1 | 0% | 0% | 1 |  |  |  |  | 0.04451% | [5 empty] | 9.582% | 9.054% | 18.64% | 2 | 49.18% | 0% | 0% | 1 | 46.23% | 0% | 0% | 1 | 22.39% | 0% | 0% | 1 | 68.85% | 0% | 0% | 2 | 35.85% | 0% | 0% | 1 | 2.026% | 0% | 0% | 1
136 | Tortilla | Greater_Kramer | 0 | 0 |  | 0% | 0% | 1 |  |  |  |  | 4.3% | [5 empty] | 0% | 0% | 0% | 1 | 62.16% | 0% | 0% | 2 | 50.95% | 0% | 0% | 2 | 28.03% | 0% | 0% | 1 | 78.87% | 0% | 0% | 3 | 42.93% | 0% | 0% | 1 | 1.966% | 0% | 0% | 1 | 0% | 0% | 1 |  |  |  |  | 1.59% | [5 empty] | 0% | 0% | 0% | 1 | 53.07% | 0% | 0% | 2 | 43.26% | 0% | 0% | 1 | 11.14% | 0% | 0% | 1 | 72.93% | 0% | 0% | 3 | 51.61% | 0% | 0% | 2 | 2.523% | 0% | 0% | 1 | 0% | 0% | 1 |  |  |  |  | 1.259% | [5 empty] | 0% | 0% | 0% | 1 | 53.82% | 0% | 0% | 2 | 32.89% | 0% | 0% | 1 | 10.32% | 0% | 0% | 1 | 68.72% | 0% | 0% | 2 | 50.02% | 0% | 0% | 2 | 2.972% | 0% | 0% | 1
137 | Victor | Greater_Kramer | 0 | 0 |  | 0% | 0% | 1 |  |  |  |  | 0.0445% | [5 empty] | 11.62% | 0% | 11.62% | 1 | 50.48% | 0% | 0% | 2 | 57.26% | 0% | 0% | 2 | 22.34% | 0% | 0% | 1 | 72.73% | 0% | 0% | 3 | 6.979% | 0% | 0% | 1 | 0.08135% | 0% | 0% | 1 | 0% | 0% | 1 |  |  |  |  | 0.07772% | [5 empty] | 14.99% | 17.95% | 32.94% | 3 | 43.23% | 0% | 0% | 1 | 57.33% | 0% | 0% | 2 | 34.53% | 0% | 0% | 1 | 70.85% | 0% | 0% | 3 | 27.59% | 0% | 0% | 1 | 2.232% | 0% | 0% | 1 | 0% | 0% | 1 |  |  |  |  | 0.06542% | [5 empty] | 11.6% | 18.36% | 29.96% | 3 | 53.74% | 0% | 0% | 2 | 48.54% | 0% | 0% | 1 | 29.24% | 0% | 0% | 1 | 71.95% | 0% | 0% | 3 | 35.19% | 0% | 0% | 1 | 2.095% | 0% | 0% | 1
138 | Vista (SCE) | Greater_Kramer | 0 | 0 |  | 0% | 0% | 1 |  |  |  |  | 0% | [5 empty] | 0% | 0% | 0% | 1 | 0% | 0% | 0% | 1 | 0% | 0% | 0% | 1 | 0% | 0% | 0% | 1 | 0% | 0% | 0% | 1 | 0% | 0% | 0% | 1 | 0% | 0% | 0% | 1 | #N/A | #N/A | #N/A |  |  |  |  | #N/A | [5 empty] | #N/A | #N/A | #N/A | #N/A | #N/A | #N/A | #N/A | #N/A | #N/A | #N/A | #N/A | #N/A | #N/A | #N/A | #N/A | #N/A | #N/A | #N/A | #N/A | #N/A | #N/A | #N/A | #N/A | #N/A | #N/A | #N/A | #N/A | #N/A | 0% | 0% | 1 |  |  |  |  | 0.00838% | [5 empty] | 2.763% | 97.24% | 100% | 5 | 85.66% | 0% | 0% | 3 | 37.68% | 0% | 0% | 1 | 46.24% | 0% | 0% | 1 | 94.29% | 0% | 0% | 4 | 60.24% | 0% | 0% | 2 | 8.547% | 0% | 0% | 1
139 | Encina | Greater_SD | 0 | 0 |  | 0% | 0% | 1 |  |  |  |  | 0% | [5 empty] | 0% | 0% | 0% | 1 | 12.81% | 0% | 0% | 1 | 91.43% | 0% | 0% | 4 | 94.53% | 0% | 0% | 4 | 94.53% | 0% | 0% | 4 | 0% | 0% | 0% | 1 | 23.99% | 0% | 0% | 1 | 0% | 0% | 1 |  |  |  |  | 0% | [5 empty] | 0% | 0% | 0% | 1 | 11.38% | 0% | 0% | 1 | 91.01% | 0% | 0% | 4 | 94.52% | 0% | 0% | 4 | 94.52% | 0% | 0% | 4 | 1.6% | 0% | 0% | 1 | 22.49% | 0% | 0% | 1 | 0% | 0% | 1 |  |  |  |  | 0% | [5 empty] | 0% | 0% | 0% | 1 | 10.95% | 0% | 0% | 1 | 87.51% | 0% | 0% | 3 | 92.51% | 0% | 0% | 4 | 92.51% | 0% | 0% | 4 | 1.603% | 0% | 0% | 1 | 21.65% | 0% | 0% | 1
140 | Escondido | Greater_SD | 0 | 0 |  | 0% | 0% | 1 |  |  |  |  | 0% | [5 empty] | 0% | 0% | 0% | 1 | 0% | 0% | 0% | 1 | 100% | 0% | 0% | 5 | 100% | 0% | 0% | 5 | 100% | 0% | 0% | 5 | 0% | 0% | 0% | 1 | 33.87% | 0% | 0% | 1 | 0% | 0% | 1 |  |  |  |  | 0% | [5 empty] | 0% | 0% | 0% | 1 | 8.478% | 0% | 0% | 1 | 80.53% | 0% | 0% | 3 | 93.22% | 0% | 0% | 4 | 93.22% | 0% | 0% | 4 | 0% | 0% | 0% | 1 | 10.81% | 0% | 0% | 1 | 0% | 0% | 1 |  |  |  |  | 0% | [5 empty] | 0% | 31.2% | 31.2% | 5 | 39.8% | 0% | 0% | 1 | 61.57% | 0% | 0% | 2 | 95.31% | 0% | 0% | 5 | 95.31% | 0% | 0% | 5 | 27.33% | 0% | 0% | 1 | 16.77% | 0% | 0% | 1
141 | Kearny | Greater_SD | 0 | 0 |  | 0% | 0% | 1 |  |  |  |  | 0% | [5 empty] | 0% | 0% | 0% | 1 | 1.243% | 0% | 0% | 1 | 4.266% | 0% | 0% | 1 | 64.26% | 0% | 0% | 2 | 64.26% | 0% | 0% | 2 | 0% | 0% | 0% | 1 | 0.1892% | 0% | 0% | 1 | 0% | 0% | 1 |  |  |  |  | 0% | [5 empty] | 0% | 0% | 0% | 1 | 1.672% | 0% | 0% | 1 | 19.29% | 0% | 0% | 1 | 79.75% | 0% | 0% | 3 | 80.08% | 0% | 0% | 3 | 0% | 0% | 0% | 1 | 1.448% | 0% | 0% | 1 | 0% | 0% | 1 |  |  |  |  | 0% | [5 empty] | 0% | 0% | 0% | 1 | 1.689% | 0% | 0% | 1 | 19.73% | 0% | 0% | 1 | 79.87% | 0% | 0% | 3 | 80.2% | 0% | 0% | 3 | 0% | 0% | 0% | 1 | 1.631% | 0% | 0% | 1
142 | Miguel | Greater_SD | 0 | 0 |  | 0% | 0% | 1 |  |  |  |  | 0% | [5 empty] | 28.57% | 0% | 28.57% | 2 | 8.257% | 0% | 0% | 1 | 45.81% | 0% | 0% | 1 | 80.23% | 0% | 0% | 3 | 80.23% | 0% | 0% | 3 | 1.542% | 0% | 0% | 1 | 11.35% | 0% | 0% | 1 | 0% | 0% | 1 |  |  |  |  | 0% | [5 empty] | 7.526% | 0.08918% | 7.616% | 2 | 4.68% | 0% | 0% | 1 | 21.92% | 0% | 0% | 1 | 81.38% | 0% | 0% | 3 | 81.7% | 0% | 0% | 3 | 1.847% | 0% | 0% | 1 | 3.762% | 0% | 0% | 1 | 0% | 0% | 1 |  |  |  |  | 0% | [5 empty] | 6.826% | 1.797% | 8.623% | 2 | 4.27% | 0% | 0% | 1 | 25.94% | 0% | 0% | 1 | 81.38% | 0% | 0% | 3 | 81.66% | 0% | 0% | 3 | 3.042% | 0% | 0% | 1 | 3.693% | 0% | 0% | 1
143 | Mission | Greater_SD | 0 | 0 |  | 0% | 0% | 1 |  |  |  |  | 0% | [5 empty] | 0% | 0% | 0% | 1 | 1.683% | 0% | 0% | 1 | 16.13% | 0% | 0% | 1 | 78.93% | 0% | 0% | 3 | 79.28% | 0% | 0% | 3 | 0% | 0% | 0% | 1 | 1.165% | 0% | 0% | 1 | 0% | 0% | 1 |  |  |  |  | 0% | [5 empty] | 0% | 0% | 0% | 1 | 1.667% | 0% | 0% | 1 | 19.15% | 0% | 0% | 1 | 79.7% | 0% | 0% | 3 | 80.03% | 0% | 0% | 3 | 0% | 0% | 0% | 1 | 1.578% | 0% | 0% | 1 | 0% | 0% | 1 |  |  |  |  | 0% | [5 empty] | 2.873% | 0% | 2.873% | 1 | 2.311% | 0% | 0% | 1 | 25.03% | 0% | 0% | 1 | 81.63% | 0% | 0% | 3 | 81.92% | 0% | 0% | 3 | 0% | 0% | 0% | 1 | 3.232% | 0% | 0% | 1
144 | Old Town | Greater_SD | 0 | 0 |  | 0% | 0% | 1 |  |  |  |  | 0% | [5 empty] | 0% | 0% | 0% | 1 | 1.665% | 0% | 0% | 1 | 17.26% | 0% | 0% | 1 | 79.14% | 0% | 0% | 3 | 79.48% | 0% | 0% | 3 | 0% | 0% | 0% | 1 | 1.297% | 0% | 0% | 1 | 0% | 0% | 1 |  |  |  |  | 0% | [5 empty] | 0% | 0% | 0% | 1 | 1.665% | 0% | 0% | 1 | 19.2% | 0% | 0% | 1 | 79.69% | 0% | 0% | 3 | 80.02% | 0% | 0% | 3 | 0% | 0% | 0% | 1 | 1.583% | 0% | 0% | 1 | 0% | 0% | 1 |  |  |  |  | 0% | [5 empty] | 2.93% | 0% | 2.93% | 1 | 2.357% | 0% | 0% | 1 | 25.52% | 0% | 0% | 1 | 81.27% | 0% | 0% | 3 | 81.57% | 0% | 0% | 3 | 0% | 0% | 0% | 1 | 3.11% | 0% | 0% | 1
145 | Penasquitos | Greater_SD | 0 | 0 |  | 0% | 0% | 1 |  |  |  |  | 0% | [5 empty] | 0% | 0% | 0% | 1 | 1.51% | 0% | 0% | 1 | 33.98% | 0% | 0% | 1 | 62.87% | 0% | 0% | 2 | 62.87% | 0% | 0% | 2 | 0% | 0% | 0% | 1 | 3.785% | 0% | 0% | 1 | 0% | 0% | 1 |  |  |  |  | 0% | [5 empty] | 0% | 0% | 0% | 1 | 2.626% | 0% | 0% | 1 | 12.96% | 0% | 0% | 1 | 62% | 0% | 0% | 2 | 62% | 0% | 0% | 2 | 0% | 0% | 0% | 1 | 1.491% | 0% | 0% | 1 | 0% | 0% | 1 |  |  |  |  | 0% | [5 empty] | 0% | 0% | 0% | 1 | 1.988% | 0% | 0% | 1 | 19.57% | 0% | 0% | 1 | 79.64% | 0% | 0% | 3 | 79.97% | 0% | 0% | 3 | 0% | 0% | 0% | 1 | 1.756% | 0% | 0% | 1
146 | San Luis Rey | Greater_SD | 0 | 0 |  | 0% | 0% | 1 |  |  |  |  | 0% | [5 empty] | 0% | 0% | 0% | 1 | 12.55% | 0% | 0% | 1 | 93.88% | 0% | 0% | 4 | 94.76% | 0% | 0% | 4 | 94.76% | 0% | 0% | 4 | 1.796% | 0% | 0% | 1 | 24.16% | 0% | 0% | 1 | 0% | 0% | 1 |  |  |  |  | 0% | [5 empty] | 0% | 0% | 0% | 1 | 11.71% | 0% | 0% | 1 | 89.87% | 0% | 0% | 3 | 94.05% | 0% | 0% | 4 | 94.05% | 0% | 0% | 4 | 1.747% | 0% | 0% | 1 | 22.81% | 0% | 0% | 1 | 0% | 0% | 1 |  |  |  |  | 0% | [5 empty] | 3.26% | 0% | 3.26% | 1 | 10.25% | 0% | 0% | 1 | 89.4% | 0% | 0% | 3 | 93.39% | 0% | 0% | 4 | 93.39% | 0% | 0% | 4 | 1.502% | 0% | 0% | 1 | 21.02% | 0% | 0% | 1
147 | Sycamore Canyon | Greater_SD | 0 | 0 |  | 0% | 0% | 1 |  |  |  |  | 0% | [5 empty] | 0% | 0% | 0% | 1 | 0% | 0% | 0% | 1 | 0% | 0% | 0% | 1 | 0% | 0% | 0% | 1 | 0% | 0% | 0% | 1 | 0% | 0% | 0% | 1 | 0% | 0% | 0% | 1 | 0% | 0% | 1 |  |  |  |  | 0% | [5 empty] | 0% | 0% | 0% | 1 | 7.873% | 0% | 0% | 1 | 58.09% | 0% | 0% | 2 | 76.08% | 0% | 0% | 3 | 76.08% | 0% | 0% | 3 | 0% | 0% | 0% | 1 | 7.687% | 0% | 0% | 1 | 0% | 0% | 1 |  |  |  |  | 0% | [5 empty] | 0% | 0% | 0% | 1 | 2.225% | 0% | 0% | 1 | 12.62% | 0% | 0% | 1 | 78.76% | 0% | 0% | 3 | 79.13% | 0% | 0% | 3 | 0% | 0% | 0% | 1 | 1.58% | 0% | 0% | 1
148 | Talega | Greater_SD | 0 | 0 |  | 0% | 0% | 1 |  |  |  |  | 0% | [5 empty] | 4.546% | 0% | 4.546% | 1 | 0% | 0% | 0% | 1 | 30.82% | 0% | 0% | 1 | 87.96% | 0% | 0% | 3 | 87.96% | 0% | 0% | 3 | 0.0239% | 0% | 0% | 1 | 1.04% | 0% | 0% | 1 | 0% | 0% | 1 |  |  |  |  | 0% | [5 empty] | 4.969% | 0% | 4.969% | 1 | 0% | 0% | 0% | 1 | 35.43% | 0% | 0% | 1 | 87.43% | 0% | 0% | 3 | 87.43% | 0% | 0% | 3 | 1.868% | 0% | 0% | 1 | 1.836% | 0% | 0% | 1 | 0% | 0% | 1 |  |  |  |  | 0% | [5 empty] | 3.203% | 0% | 3.203% | 1 | 2.835% | 0% | 0% | 1 | 60.63% | 0% | 0% | 2 | 90.41% | 0% | 0% | 4 | 90.58% | 0% | 0% | 4 | 1.069% | 0% | 0% | 1 | 12.88% | 0% | 0% | 1
149 | Martin | Peninsula_Monterey | 0 | 0 |  | 0% | 0% | 1 |  |  |  |  | 0% | [5 empty] | 2.104% | 20.96% | 23.06% | 4 | 21.46% | 0% | 0% | 1 | 36.08% | 0% | 0% | 1 | 55.31% | 0% | 0% | 2 | 56.61% | 0% | 0% | 2 | 18.68% | 0% | 0% | 1 | 4.261% | 0% | 0% | 1 | 0% | 0% | 1 |  |  |  |  | 0.682% | [5 empty] | 2.09% | 29.22% | 31.31% | 4 | 28.41% | 0% | 0% | 1 | 46.76% | 0% | 0% | 1 | 64.69% | 0% | 0% | 2 | 67.58% | 0% | 0% | 2 | 23.68% | 0% | 0% | 1 | 6.026% | 0% | 0% | 1 | 0% | 0% | 1 |  |  |  |  | 0.5183% | [5 empty] | 6.309% | 31.08% | 37.39% | 5 | 33.02% | 0% | 0% | 1 | 51.23% | 0% | 0% | 2 | 68.98% | 0% | 0% | 2 | 73.21% | 0% | 0% | 3 | 25.92% | 0% | 0% | 1 | 9.414% | 0% | 0% | 1
150 | Bellota | Solano | 0 | 0 |  | 0% | 0% | 1 |  |  |  |  | 12.68% | [5 empty] | 0% | 0% | 0% | 1 | 69.72% | 0% | 0% | 2 | 1.628% | 0% | 0% | 1 | 19.57% | 0% | 0% | 1 | 71.35% | 0% | 0% | 3 | 20.8% | 0% | 0% | 1 | 6.271% | 0% | 0% | 1 | 0% | 0% | 1 |  |  |  |  | 14.39% | [5 empty] | 1.102% | 0% | 1.102% | 1 | 57.77% | 0% | 0% | 2 | 3.606% | 0% | 0% | 1 | 20.03% | 0% | 0% | 1 | 65.83% | 0% | 0% | 2 | 14.43% | 0% | 0% | 1 | 5.278% | 0% | 0% | 1 | 0% | 0% | 1 |  |  |  |  | 22.79% | [5 empty] | 7.281% | 0% | 7.281% | 1 | 57.52% | 0% | 0% | 2 | 4.963% | 0% | 0% | 1 | 20.18% | 0% | 0% | 1 | 65.84% | 0% | 0% | 2 | 23.89% | 0% | 0% | 1 | 5.351% | 0% | 0% | 1
151 | Ripon | Solano | 0 | 0 |  | 0% | 0% | 1 |  |  |  |  | 62.24% | [5 empty] | 0% | 0% | 0% | 1 | 38.42% | 0% | 0% | 1 | 5.229% | 0% | 0% | 1 | 6.188% | 0% | 0% | 1 | 40.66% | 0% | 0% | 1 | 0% | 0% | 0% | 1 | 2.475% | 0% | 0% | 1 | 0% | 0% | 1 |  |  |  |  | 60.19% | [5 empty] | 0% | 0% | 0% | 1 | 43.74% | 0% | 0% | 1 | 4.826% | 0% | 0% | 1 | 5.726% | 0% | 0% | 1 | 45.26% | 0% | 0% | 1 | 0% | 0% | 0% | 1 | 2.741% | 0% | 0% | 1 | 0% | 0% | 1 |  |  |  |  | 53.95% | [5 empty] | 0.624% | 0% | 0.624% | 1 | 46.13% | 0% | 0% | 1 | 5.612% | 0% | 0% | 1 | 9.099% | 0% | 0% | 1 | 49.07% | 0% | 0% | 1 | 7.264% | 0% | 0% | 1 | 3.498% | 0% | 0% | 1
152 | Lockeford | Solano | 0 | 0 |  | 0% | 0% | 1 |  |  |  |  | 65.7% | [5 empty] | 0% | 0% | 0% | 1 | 0% | 0% | 0% | 1 | 0% | 0% | 0% | 1 | 21.61% | 0% | 0% | 1 | 21.61% | 0% | 0% | 1 | 0% | 0% | 0% | 1 | 3.022% | 0% | 0% | 1 | 0% | 0% | 1 |  |  |  |  | 68.69% | [5 empty] | 0% | 0% | 0% | 1 | 0% | 0% | 0% | 1 | 19.13% | 0% | 0% | 1 | 22.12% | 0% | 0% | 1 | 22.12% | 0% | 0% | 1 | 0% | 0% | 0% | 1 | 5.818% | 0% | 0% | 1 | 0% | 0% | 1 |  |  |  |  | 61.83% | [5 empty] | 0% | 0% | 0% | 1 | 15.77% | 0% | 0% | 1 | 15.86% | 0% | 0% | 1 | 18.39% | 0% | 0% | 1 | 29.02% | 0% | 0% | 1 | 1.427% | 0% | 0% | 1 | 5.827% | 0% | 0% | 1
153 | Stagg | Solano | 0 | 0 |  | 0% | 0% | 1 |  |  |  |  | 86.04% | [5 empty] | 0% | 0% | 0% | 1 | 13.23% | 0% | 0% | 1 | 22.62% | 0% | 0% | 1 | 22.62% | 0% | 0% | 1 | 28.61% | 0% | 0% | 1 | 0% | 0% | 0% | 1 | 5.825% | 0% | 0% | 1 | 0% | 0% | 1 |  |  |  |  | 77.51% | [5 empty] | 0% | 0% | 0% | 1 | 19.78% | 0% | 0% | 1 | 15.25% | 0% | 0% | 1 | 15.25% | 0% | 0% | 1 | 29.92% | 0% | 0% | 1 | 0% | 0% | 0% | 1 | 7.436% | 0% | 0% | 1 | 0% | 0% | 1 |  |  |  |  | 67.81% | [5 empty] | 0.02539% | 0% | 0.02539% | 1 | 16.58% | 0% | 0% | 1 | 15.84% | 0% | 0% | 1 | 15.78% | 0% | 0% | 1 | 29.13% | 0% | 0% | 1 | 0% | 0% | 0% | 1 | 6.8% | 0% | 0% | 1
154 | Weber | Solano | 0 | 0 |  | 0% | 0% | 1 |  |  |  |  | 73.51% | [5 empty] | 0% | 0% | 0% | 1 | 0% | 0% | 0% | 1 | 1.129% | 0% | 0% | 1 | 1.129% | 0% | 0% | 1 | 1.129% | 0% | 0% | 1 | 0% | 0% | 0% | 1 | 2.469% | 0% | 0% | 1 | 0% | 0% | 1 |  |  |  |  | 69.9% | [5 empty] | 0% | 0% | 0% | 1 | 27.07% | 0% | 0% | 1 | 3.32% | 0% | 0% | 1 | 3.474% | 0% | 0% | 1 | 29.42% | 0% | 0% | 1 | 0% | 0% | 0% | 1 | 3.574% | 0% | 0% | 1 | 0% | 0% | 1 |  |  |  |  | 63.67% | [5 empty] | 0% | 0% | 0% | 1 | 32.76% | 0% | 0% | 1 | 9.588% | 0% | 0% | 1 | 11.21% | 0% | 0% | 1 | 38.92% | 0% | 0% | 1 | 1.207% | 0% | 0% | 1 | 5.255% | 0% | 0% | 1
155 | Carrizo Plains | Kern_Greater_Carrizo | 0 | 0 |  | 0% | 0% | 1 |  |  |  |  | 0% | [5 empty] | 0% | 0% | 0% | 1 | 51.3% | 0% | 0% | 2 | 0.0144% | 0% | 0% | 1 | 10.43% | 0% | 0% | 1 | 56.76% | 0% | 0% | 2 | 68.26% | 0% | 0% | 2 | 1.437% | 0% | 0% | 1 | 0% | 0% | 1 |  |  |  |  | 0% | [5 empty] | 17.07% | 0% | 17.07% | 1 | 42.6% | 0% | 0% | 1 | 3.152% | 0% | 0% | 1 | 9.154% | 0% | 0% | 1 | 48.54% | 0% | 0% | 1 | 69.21% | 0% | 0% | 2 | 1.418% | 0% | 0% | 1 | 0% | 0% | 1 |  |  |  |  | 0% | [5 empty] | 22.8% | 2.968% | 25.77% | 2 | 44.37% | 0% | 0% | 1 | 5.822% | 0% | 0% | 1 | 14.21% | 0% | 0% | 1 | 55.33% | 0% | 0% | 2 | 66.84% | 0% | 0% | 2 | 1.961% | 0% | 0% | 1
156 | Cholame | Kern_Greater_Carrizo | 0 | 0 |  | 0% | 0% | 1 |  |  |  |  | 0.01635% | [5 empty] | 3.304% | 0% | 3.304% | 1 | 64.86% | 0% | 0% | 2 | 12.07% | 0% | 0% | 1 | 33.11% | 0% | 0% | 1 | 71.1% | 0% | 0% | 3 | 49.18% | 0% | 0% | 1 | 1.541% | 0% | 0% | 1 | 0% | 0% | 1 |  |  |  |  | 0.2301% | [5 empty] | 9.681% | 0% | 9.681% | 1 | 58.92% | 0% | 0% | 2 | 6.196% | 0% | 0% | 1 | 17.75% | 0% | 0% | 1 | 62.66% | 0% | 0% | 2 | 58.92% | 0% | 0% | 2 | 0.9615% | 0% | 0% | 1 | 0% | 0% | 1 |  |  |  |  | 1.287% | [5 empty] | 22.34% | 0.9677% | 23.3% | 2 | 48.44% | 0% | 0% | 1 | 4.96% | 0% | 0% | 1 | 19.32% | 0% | 0% | 1 | 57.7% | 0% | 0% | 2 | 53.7% | 0% | 0% | 2 | 1.962% | 0% | 0% | 1
157 | Mesa | Kern_Greater_Carrizo | 0 | 0 |  | 0% | 0% | 1 |  |  |  |  | 18.12% | [5 empty] | 11.9% | 36.36% | 48.26% | 5 | 16.46% | 0% | 0% | 1 | 0.0009419% | 0% | 0% | 1 | 17.81% | 0% | 0% | 1 | 30.65% | 0% | 0% | 1 | 45.26% | 0% | 0% | 1 | 6.771% | 0% | 0% | 1 | 0% | 0% | 1 |  |  |  |  | 6.968% | [5 empty] | 20.67% | 41.13% | 61.8% | 5 | 23.39% | 0% | 0% | 1 | 1.17% | 0% | 0% | 1 | 29.54% | 0% | 0% | 1 | 36.85% | 0% | 0% | 1 | 63.79% | 0% | 0% | 2 | 7.522% | 0% | 0% | 1 | 0% | 0% | 1 |  |  |  |  | 4.456% | [5 empty] | 32.76% | 41.73% | 74.5% | 5 | 30% | 0% | 0% | 1 | 1.16% | 0% | 0% | 1 | 26.64% | 0% | 0% | 1 | 41.57% | 0% | 0% | 1 | 71.67% | 0% | 0% | 3 | 6.865% | 0% | 0% | 1
158 | Oceano | Kern_Greater_Carrizo | 0 | 0 |  | 0% | 0% | 1 |  |  |  |  | 3.722% | [5 empty] | 36.03% | 31.7% | 67.73% | 5 | 25.01% | 0% | 0% | 1 | 1.148% | 0% | 0% | 1 | 21.92% | 0% | 0% | 1 | 28.59% | 0% | 0% | 1 | 46.09% | 0% | 0% | 1 | 11.27% | 0% | 0% | 1 | 0% | 0% | 1 |  |  |  |  | 7.229% | [5 empty] | 25.25% | 42.7% | 67.95% | 5 | 29.98% | 0% | 0% | 1 | 1.985% | 0% | 0% | 1 | 36.76% | 0% | 0% | 1 | 45.44% | 0% | 0% | 1 | 57.97% | 0% | 0% | 2 | 9.252% | 0% | 0% | 1 | 0% | 0% | 1 |  |  |  |  | 4.346% | [5 empty] | 31.32% | 47.98% | 79.3% | 5 | 27.41% | 0% | 0% | 1 | 3.138% | 0% | 0% | 1 | 36.13% | 0% | 0% | 1 | 46.43% | 0% | 0% | 1 | 67.15% | 0% | 0% | 2 | 8.014% | 0% | 0% | 1
159 | San Luis Obispo | Kern_Greater_Carrizo | 0 | 0 |  | 0% | 0% | 1 |  |  |  |  | 0.5666% | [5 empty] | 40.24% | 57.53% | 97.77% | 5 | 34.53% | 0% | 0% | 1 | 12.33% | 0% | 0% | 1 | 49.11% | 0% | 0% | 1 | 59.25% | 0% | 0% | 2 | 74.89% | 0% | 0% | 3 | 9.357% | 0% | 0% | 1 | 0% | 0% | 1 |  |  |  |  | 0.2186% | [5 empty] | 28.51% | 68.13% | 96.64% | 5 | 39.99% | 0% | 0% | 1 | 18.66% | 0% | 0% | 1 | 52.37% | 0% | 0% | 2 | 64.67% | 0% | 0% | 2 | 65.22% | 0% | 0% | 2 | 6.881% | 0% | 0% | 1 | 0% | 0% | 1 |  |  |  |  | 0.7657% | [5 empty] | 40.04% | 42.77% | 82.81% | 5 | 34.53% | 0% | 0% | 1 | 14.24% | 0% | 0% | 1 | 39.31% | 0% | 0% | 1 | 54.36% | 0% | 0% | 2 | 50.21% | 0% | 0% | 2 | 6.157% | 0% | 0% | 1
160 | Templeton | Kern_Greater_Carrizo | 75 | 3000 |  | 999.9% | 4.241% | 4 |  |  |  |  | 2.815% | [5 empty] | 31.13% | 35.32% | 66.44% | 5 | 28.68% | 5.947% | 0% | 1 | 23.59% | 5.551% | 0% | 1 | 36.06% | 6.633% | 0% | 1 | 46.98% | 7.999% | 0% | 1 | 34.69% | 6.494% | 0% | 1 | 3.829% | 7.999% | 0% | 1 | 999.9% | 2.569% | 4 |  |  |  |  | 2.193% | [5 empty] | 38.85% | 28.13% | 66.98% | 4 | 34.62% | 3.929% | 0% | 1 | 19.11% | 3.176% | 0% | 1 | 33.18% | 3.844% | 0% | 1 | 49.56% | 5.093% | 0% | 1 | 41.69% | 4.405% | 0% | 1 | 4.889% | 5.093% | 0% | 1 | 999.9% | 2.123% | 4 |  |  |  |  | 1.831% | [5 empty] | 43.52% | 28.07% | 71.59% | 4 | 35.47% | 3.289% | 0% | 1 | 18.05% | 2.59% | 0% | 1 | 32.34% | 3.137% | 0% | 1 | 51.56% | 4.382% | 0% | 2 | 44.51% | 3.825% | 0% | 1 | 4.448% | 4.382% | 0% | 1
161 | Sisquoc | Kern_Greater_Carrizo | 0 | 0 |  | 0% | 0% | 1 |  |  |  |  | 0.4105% | [5 empty] | 0.7415% | 28.79% | 29.54% | 4 | 42.34% | 0% | 0% | 1 | 2.231% | 0% | 0% | 1 | 70.46% | 0% | 0% | 3 | 70.46% | 0% | 0% | 3 | 56.45% | 0% | 0% | 2 | 0.021% | 0% | 0% | 1 | 0% | 0% | 1 |  |  |  |  | 5.494% | [5 empty] | 50.5% | 27.18% | 77.69% | 5 | 44.82% | 0% | 0% | 1 | 3.556% | 0% | 0% | 1 | 46.25% | 0% | 0% | 1 | 67.72% | 0% | 0% | 2 | 62.33% | 0% | 0% | 2 | 2.594% | 0% | 0% | 1 | 0% | 0% | 1 |  |  |  |  | 5.675% | [5 empty] | 46.9% | 30.82% | 77.71% | 5 | 38.12% | 0% | 0% | 1 | 3.455% | 0% | 0% | 1 | 35.36% | 0% | 0% | 1 | 52.85% | 0% | 0% | 2 | 59.77% | 0% | 0% | 2 | 5.288% | 0% | 0% | 1
162 | Goleta | Kern_Greater_Carrizo | 0 | 0 |  | 0% | 0% | 1 |  |  |  |  | 0.1702% | [5 empty] | 20.11% | 30.9% | 51.01% | 5 | 31.37% | 0% | 0% | 1 | 0% | 0% | 0% | 1 | 2.972% | 0% | 0% | 1 | 34.34% | 0% | 0% | 1 | 34.06% | 0% | 0% | 1 | 6.935% | 0% | 0% | 1 | 0% | 0% | 1 |  |  |  |  | 2.569% | [5 empty] | 40.09% | 31.97% | 72.06% | 5 | 66.77% | 0% | 0% | 2 | 1.437% | 0% | 0% | 1 | 8.423% | 0% | 0% | 1 | 75.19% | 0% | 0% | 3 | 30.16% | 0% | 0% | 1 | 6.242% | 0% | 0% | 1 | 0% | 0% | 1 |  |  |  |  | 2.32% | [5 empty] | 47.12% | 37.33% | 84.45% | 5 | 56.05% | 0% | 0% | 2 | 0.8842% | 0% | 0% | 1 | 8.492% | 0% | 0% | 1 | 64.48% | 0% | 0% | 2 | 49.41% | 0% | 0% | 1 | 7.112% | 0% | 0% | 1
163 | Schulte Switching Station | Peninsula_Monterey | 0 | 0 |  | 0% | 0% | 1 |  |  |  |  | 0% | [5 empty] | 0% | 0% | 0% | 1 | 0% | 0% | 0% | 1 | 0% | 0% | 0% | 1 | 18.54% | 0% | 0% | 1 | 18.54% | 0% | 0% | 1 | 0% | 0% | 0% | 1 | 92.87% | 0% | 0% | 4 | 0% | 0% | 1 |  |  |  |  | 0.1387% | [5 empty] | 34.75% | 47.95% | 82.69% | 5 | 70.34% | 0% | 0% | 3 | 17.85% | 0% | 0% | 1 | 64.2% | 0% | 0% | 2 | 80.78% | 0% | 0% | 3 | 36.61% | 0% | 0% | 1 | 16.19% | 0% | 0% | 1 | 0% | 0% | 1 |  |  |  |  | 0.04886% | [5 empty] | 63.31% | 31.11% | 94.42% | 5 | 80.96% | 0% | 0% | 3 | 19.98% | 0% | 0% | 1 | 45.6% | 0% | 0% | 1 | 92.76% | 0% | 0% | 4 | 74.03% | 0% | 0% | 3 | 6.596% | 0% | 0% | 1
164 | Hicks | Peninsula_Monterey | 0 | 0 |  | 0% | 0% | 1 |  |  |  |  | 0.1763% | [5 empty] | 0% | 100% | 100% | 5 | 51.81% | 0% | 0% | 2 | 0% | 0% | 0% | 1 | 68.44% | 0% | 0% | 2 | 89.47% | 0% | 0% | 3 | 29.86% | 0% | 0% | 1 | 0.8569% | 0% | 0% | 1 | 0% | 0% | 1 |  |  |  |  | 0.1885% | [5 empty] | 12.88% | 87.12% | 100% | 5 | 72.47% | 0% | 0% | 3 | 0.4813% | 0% | 0% | 1 | 67.75% | 0% | 0% | 2 | 93.57% | 0% | 0% | 4 | 45.7% | 0% | 0% | 1 | 1.399% | 0% | 0% | 1 | 0% | 0% | 1 |  |  |  |  | 0.0607% | [5 empty] | 65.74% | 31.02% | 96.77% | 5 | 77.83% | 0% | 0% | 3 | 17.74% | 0% | 0% | 1 | 56.59% | 0% | 0% | 2 | 92.89% | 0% | 0% | 4 | 74.29% | 0% | 0% | 3 | 3.598% | 0% | 0% | 1
165 | Cottonwood | Northern_California | 0 | 0 |  | 0% | 0% | 1 |  |  |  |  | 2.101% | [5 empty] | 86.56% | 0% | 86.56% | 5 | 26.12% | 0% | 0% | 1 | 8.513% | 0% | 0% | 1 | 8.838% | 0% | 0% | 1 | 32.48% | 0% | 0% | 1 | 27.76% | 0% | 0% | 1 | 4.688% | 0% | 0% | 1 | 0% | 0% | 1 |  |  |  |  | 1.026% | [5 empty] | 88.82% | 2.759% | 91.58% | 5 | 37.37% | 0% | 0% | 1 | 5.813% | 0% | 0% | 1 | 4.281% | 0% | 0% | 1 | 40.9% | 0% | 0% | 1 | 44.73% | 0% | 0% | 1 | 4.616% | 0% | 0% | 1 | 0% | 0% | 1 |  |  |  |  | 4.002% | [5 empty] | 83.27% | 5.436% | 88.7% | 5 | 29.49% | 0% | 0% | 1 | 7.08% | 0% | 0% | 1 | 6.954% | 0% | 0% | 1 | 35.1% | 0% | 0% | 1 | 52.68% | 0% | 0% | 2 | 4.737% | 0% | 0% | 1
166 | Jessup | Northern_California | 0 | 0 |  | 0% | 0% | 1 |  |  |  |  | 2.962% | [5 empty] | 72.35% | 9.705% | 82.06% | 5 | 44.1% | 0% | 0% | 1 | 10.54% | 0% | 0% | 1 | 5.463% | 0% | 0% | 1 | 50.4% | 0% | 0% | 2 | 23.93% | 0% | 0% | 1 | 4.27% | 0% | 0% | 1 | 0% | 0% | 1 |  |  |  |  | 1.196% | [5 empty] | 83.79% | 9.571% | 93.36% | 5 | 39.17% | 0% | 0% | 1 | 8.299% | 0% | 0% | 1 | 6.705% | 0% | 0% | 1 | 44.92% | 0% | 0% | 1 | 41.94% | 0% | 0% | 1 | 3.413% | 0% | 0% | 1 | 0% | 0% | 1 |  |  |  |  | 0.6331% | [5 empty] | 89.98% | 4.993% | 94.97% | 5 | 36.1% | 0% | 0% | 1 | 9.861% | 0% | 0% | 1 | 12.69% | 0% | 0% | 1 | 42.84% | 0% | 0% | 1 | 53.14% | 0% | 0% | 2 | 3.001% | 0% | 0% | 1
167 | Round Mountain | Northern_California | 210 | 8400 |  | 358.3% | 7.42% | 4 |  |  |  |  | 0.1006% | [5 empty] | 90.65% | 8.823% | 99.47% | 5 | 68.36% | 31.62% | 0% | 2 | 17.24% | 12.09% | 0% | 1 | 21.78% | 12.79% | 0% | 1 | 74.02% | 38.52% | 0% | 3 | 66.11% | 29.52% | 0% | 2 | 5.13% | 38.52% | 0% | 2 | 212% | 2.528% | 4 |  |  |  |  | 0.04704% | [5 empty] | 95.14% | 4.126% | 99.26% | 5 | 53.43% | 10.05% | 0% | 2 | 24.15% | 6.169% | 0% | 1 | 28.53% | 6.547% | 0% | 1 | 67.61% | 14.45% | 0% | 2 | 70.42% | 15.82% | 0% | 3 | 4.928% | 14.45% | 0% | 1 | 212% | 1.638% | 4 |  |  |  |  | 0.04% | [5 empty] | 95.36% | 3.945% | 99.3% | 5 | 49.31% | 6.028% | 0% | 1 | 22.67% | 3.951% | 0% | 1 | 26.51% | 4.158% | 0% | 1 | 61.81% | 8% | 0% | 2 | 71.36% | 10.67% | 0% | 3 | 4.36% | 8% | 0% | 1
168 | Carquinez | Solano | 0 | 0 |  | 0% | 0% | 1 |  |  |  |  | 0.05413% | [5 empty] | 32.7% | 0% | 32.7% | 2 | 15.47% | 0% | 0% | 1 | 32.65% | 0% | 0% | 1 | 49.62% | 0% | 0% | 1 | 73% | 0% | 0% | 3 | 18.77% | 0% | 0% | 1 | 12.25% | 0% | 0% | 1 | 0% | 0% | 1 |  |  |  |  | 4.488% | [5 empty] | 32.73% | 0.2376% | 32.97% | 2 | 30.56% | 0% | 0% | 1 | 30.28% | 0% | 0% | 1 | 43.83% | 0% | 0% | 1 | 72.89% | 0% | 0% | 3 | 22.99% | 0% | 0% | 1 | 18.86% | 0% | 0% | 1 | 0% | 0% | 1 |  |  |  |  | 5.009% | [5 empty] | 40.81% | 4.493% | 45.3% | 2 | 46.89% | 0% | 0% | 1 | 27.01% | 0% | 0% | 1 | 38.4% | 0% | 0% | 1 | 76.52% | 0% | 0% | 3 | 32.14% | 0% | 0% | 1 | 19.04% | 0% | 0% | 1
169 | Peabody | Solano | 0 | 0 |  | 0% | 0% | 1 |  |  |  |  | 15.71% | [5 empty] | 30.52% | 0% | 30.52% | 2 | 28.16% | 0% | 0% | 1 | 38.41% | 0% | 0% | 1 | 36.8% | 0% | 0% | 1 | 69.29% | 0% | 0% | 2 | 20.12% | 0% | 0% | 1 | 24.44% | 0% | 0% | 1 | 0% | 0% | 1 |  |  |  |  | 18.56% | [5 empty] | 25.89% | 0% | 25.89% | 2 | 39.31% | 0% | 0% | 1 | 23.32% | 0% | 0% | 1 | 23.95% | 0% | 0% | 1 | 59.61% | 0% | 0% | 2 | 21.03% | 0% | 0% | 1 | 18.76% | 0% | 0% | 1 | 0% | 0% | 1 |  |  |  |  | 29.39% | [5 empty] | 19.69% | 0% | 19.69% | 1 | 31.18% | 0% | 0% | 1 | 18.93% | 0% | 0% | 1 | 21.42% | 0% | 0% | 1 | 48.43% | 0% | 0% | 1 | 16.3% | 0% | 0% | 1 | 16.15% | 0% | 0% | 1
170 | Vaca Dixon | Solano | 0 | 0 |  | 0% | 0% | 1 |  |  |  |  | 57.2% | [5 empty] | 11.8% | 0% | 11.8% | 1 | 23.77% | 0% | 0% | 1 | 13.27% | 0% | 0% | 1 | 10.3% | 0% | 0% | 1 | 35.74% | 0% | 0% | 1 | 6.757% | 0% | 0% | 1 | 5.984% | 0% | 0% | 1 | 0% | 0% | 1 |  |  |  |  | 42.99% | [5 empty] | 21.16% | 0% | 21.16% | 2 | 30.7% | 0% | 0% | 1 | 14.21% | 0% | 0% | 1 | 14.38% | 0% | 0% | 1 | 44.67% | 0% | 0% | 1 | 16.2% | 0% | 0% | 1 | 12.61% | 0% | 0% | 1 | 0% | 0% | 1 |  |  |  |  | 39.83% | [5 empty] | 22.21% | 0% | 22.21% | 2 | 36.13% | 0% | 0% | 1 | 14.08% | 0% | 0% | 1 | 20.95% | 0% | 0% | 1 | 51.16% | 0% | 0% | 2 | 18.29% | 0% | 0% | 1 | 10.57% | 0% | 0% | 1
171 | Bellevue | Mendocino_Marin | 0 | 0 |  | 0% | 0% | 1 |  |  |  |  | 1.386% | [5 empty] | 86.74% | 6.493% | 93.23% | 5 | 57.34% | 0% | 0% | 2 | 39.06% | 0% | 0% | 1 | 65.86% | 0% | 0% | 2 | 75.01% | 0% | 0% | 3 | 68.61% | 0% | 0% | 2 | 6.616% | 0% | 0% | 1 | 0% | 0% | 1 |  |  |  |  | 1.914% | [5 empty] | 51.17% | 35.41% | 86.58% | 5 | 63.56% | 0% | 0% | 2 | 25.81% | 0% | 0% | 1 | 59.15% | 0% | 0% | 2 | 84.56% | 0% | 0% | 3 | 69.27% | 0% | 0% | 2 | 5.961% | 0% | 0% | 1 | 0% | 0% | 1 |  |  |  |  | 1.337% | [5 empty] | 45.77% | 35.92% | 81.69% | 5 | 71.56% | 0% | 0% | 3 | 30.31% | 0% | 0% | 1 | 58.33% | 0% | 0% | 2 | 88.36% | 0% | 0% | 3 | 71.28% | 0% | 0% | 3 | 6.032% | 0% | 0% | 1
172 | Cloverdale | Mendocino_Marin | 0 | 0 |  | 0% | 0% | 1 |  |  |  |  | 2.55% | [5 empty] | 47.81% | 45.62% | 93.43% | 5 | 84.69% | 0% | 0% | 3 | 33.52% | 0% | 0% | 1 | 51.33% | 0% | 0% | 2 | 97.55% | 0% | 0% | 5 | 67.55% | 0% | 0% | 2 | 1.148% | 0% | 0% | 1 | 0% | 0% | 1 |  |  |  |  | 1.205% | [5 empty] | 58.56% | 38.72% | 97.28% | 5 | 75.6% | 0% | 0% | 3 | 32.14% | 0% | 0% | 1 | 57.25% | 0% | 0% | 2 | 90.14% | 0% | 0% | 4 | 71.42% | 0% | 0% | 3 | 0.9477% | 0% | 0% | 1 | 0% | 0% | 1 |  |  |  |  | 1.626% | [5 empty] | 60.59% | 36.72% | 97.31% | 5 | 57.56% | 0% | 0% | 2 | 32.61% | 0% | 0% | 1 | 62.53% | 0% | 0% | 2 | 87.59% | 0% | 0% | 3 | 68.78% | 0% | 0% | 2 | 0.844% | 0% | 0% | 1
173 | Fulton | Mendocino_Marin | 0 | 0 |  | 0% | 0% | 1 |  |  |  |  | 0.3451% | [5 empty] | 0.047% | 99.95% | 100% | 5 | 82.82% | 0% | 0% | 3 | 12.93% | 0% | 0% | 1 | 94.47% | 0% | 0% | 4 | 97.89% | 0% | 0% | 5 | 52.18% | 0% | 0% | 2 | 1.919% | 0% | 0% | 1 | 0% | 0% | 1 |  |  |  |  | 2.621% | [5 empty] | 9.104% | 87.74% | 96.85% | 5 | 51.67% | 0% | 0% | 2 | 22.64% | 0% | 0% | 1 | 53.11% | 0% | 0% | 2 | 77.31% | 0% | 0% | 3 | 62.33% | 0% | 0% | 2 | 2.17% | 0% | 0% | 1 | 0% | 0% | 1 |  |  |  |  | 1.889% | [5 empty] | 35.45% | 49.47% | 84.92% | 5 | 66.28% | 0% | 0% | 2 | 32.43% | 0% | 0% | 1 | 67.71% | 0% | 0% | 2 | 88.37% | 0% | 0% | 3 | 69.75% | 0% | 0% | 2 | 4.226% | 0% | 0% | 1
174 | Lakeville | Mendocino_Marin | 0 | 0 |  | 0% | 0% | 1 |  |  |  |  | 2.349% | [5 empty] | 82.77% | 9.136% | 91.9% | 5 | 84.44% | 0% | 0% | 3 | 34.82% | 0% | 0% | 1 | 57.19% | 0% | 0% | 2 | 87.82% | 0% | 0% | 3 | 66.29% | 0% | 0% | 2 | 4.265% | 0% | 0% | 1 | 0% | 0% | 1 |  |  |  |  | 1.329% | [5 empty] | 69.79% | 22.36% | 92.15% | 5 | 75.81% | 0% | 0% | 3 | 27.03% | 0% | 0% | 1 | 56.04% | 0% | 0% | 2 | 88.58% | 0% | 0% | 3 | 74.67% | 0% | 0% | 3 | 6.603% | 0% | 0% | 1 | 0% | 0% | 1 |  |  |  |  | 0.9136% | [5 empty] | 59.37% | 25.3% | 84.67% | 5 | 73.54% | 0% | 0% | 3 | 26.11% | 0% | 0% | 1 | 60.7% | 0% | 0% | 2 | 91.02% | 0% | 0% | 4 | 71.17% | 0% | 0% | 3 | 7.986% | 0% | 0% | 1
175 | Penngrove | Mendocino_Marin | 0 | 0 |  | 0% | 0% | 1 |  |  |  |  | 1.244% | [5 empty] | 95.28% | 1.345% | 96.62% | 5 | 60.89% | 0% | 0% | 2 | 27.77% | 0% | 0% | 1 | 62.43% | 0% | 0% | 2 | 82.22% | 0% | 0% | 3 | 75.41% | 0% | 0% | 3 | 5.729% | 0% | 0% | 1 | 0% | 0% | 1 |  |  |  |  | 1.544% | [5 empty] | 65.55% | 21.58% | 87.13% | 5 | 73.52% | 0% | 0% | 3 | 24.46% | 0% | 0% | 1 | 57.86% | 0% | 0% | 2 | 88.72% | 0% | 0% | 3 | 76.15% | 0% | 0% | 3 | 6.077% | 0% | 0% | 1 | 0% | 0% | 1 |  |  |  |  | 1.376% | [5 empty] | 48.48% | 32.34% | 80.82% | 5 | 72.88% | 0% | 0% | 3 | 33.14% | 0% | 0% | 1 | 57.92% | 0% | 0% | 2 | 88.41% | 0% | 0% | 3 | 70.27% | 0% | 0% | 3 | 6.606% | 0% | 0% | 1
176 | Warnerville | Central_Valley_North_Los_Banos | 0 | 0 |  | 0% | 0% | 1 |  |  |  |  | 21.73% | [5 empty] | 0% | 0% | 0% | 1 | 68.97% | 0% | 0% | 2 | 13.04% | 0% | 0% | 1 | 32.61% | 0% | 0% | 1 | 79.14% | 0% | 0% | 3 | 20.45% | 0% | 0% | 1 | 7.667% | 0% | 0% | 1 | 0% | 0% | 1 |  |  |  |  | 21% | [5 empty] | 4.205% | 0% | 4.205% | 1 | 68.29% | 0% | 0% | 2 | 16.2% | 0% | 0% | 1 | 31.59% | 0% | 0% | 1 | 76.61% | 0% | 0% | 3 | 28.98% | 0% | 0% | 1 | 8.13% | 0% | 0% | 1 | 0% | 0% | 1 |  |  |  |  | 30.07% | [5 empty] | 4.404% | 0% | 4.404% | 1 | 57.86% | 0% | 0% | 2 | 14.91% | 0% | 0% | 1 | 28.3% | 0% | 0% | 1 | 66.6% | 0% | 0% | 2 | 23.59% | 0% | 0% | 1 | 6.475% | 0% | 0% | 1
177 | Riverbank | Central_Valley_North_Los_Banos | 0 | 0 |  | 0% | 0% | 1 |  |  |  |  | 23.22% | [5 empty] | 0% | 0% | 0% | 1 | 69.78% | 0% | 0% | 2 | 4.658% | 0% | 0% | 1 | 17.85% | 0% | 0% | 1 | 77.28% | 0% | 0% | 3 | 6.436% | 0% | 0% | 1 | 4.965% | 0% | 0% | 1 | 0% | 0% | 1 |  |  |  |  | 32.23% | [5 empty] | 1.614% | 0% | 1.614% | 1 | 62.43% | 0% | 0% | 2 | 8.233% | 0% | 0% | 1 | 22.43% | 0% | 0% | 1 | 69.9% | 0% | 0% | 2 | 18.67% | 0% | 0% | 1 | 5.503% | 0% | 0% | 1 | 0% | 0% | 1 |  |  |  |  | 33.67% | [5 empty] | 4.651% | 0% | 4.651% | 1 | 57.49% | 0% | 0% | 2 | 12.15% | 0% | 0% | 1 | 23.49% | 0% | 0% | 1 | 63.68% | 0% | 0% | 2 | 21.58% | 0% | 0% | 1 | 6.351% | 0% | 0% | 1
178 | Pease | Northern_California | 0 | 0 |  | 0% | 0% | 1 |  |  |  |  | 45.34% | [5 empty] | 0% | 0% | 0% | 1 | 44.47% | 0% | 0% | 1 | 13.58% | 0% | 0% | 1 | 28.94% | 0% | 0% | 1 | 68.75% | 0% | 0% | 2 | 8.561% | 0% | 0% | 1 | 5.932% | 0% | 0% | 1 | 0% | 0% | 1 |  |  |  |  | 44.27% | [5 empty] | 0.02344% | 0% | 0.02344% | 1 | 51.53% | 0% | 0% | 2 | 14.25% | 0% | 0% | 1 | 36.07% | 0% | 0% | 1 | 73.54% | 0% | 0% | 3 | 5.55% | 0% | 0% | 1 | 8.933% | 0% | 0% | 1 | 0% | 0% | 1 |  |  |  |  | 46.83% | [5 empty] | 0.4859% | 0% | 0.4859% | 1 | 52.18% | 0% | 0% | 2 | 13.29% | 0% | 0% | 1 | 41.06% | 0% | 0% | 1 | 73.91% | 0% | 0% | 3 | 3.793% | 0% | 0% | 1 | 9.337% | 0% | 0% | 1
179 | Rio Oso | Northern_California | 0 | 0 |  | 0% | 0% | 1 |  |  |  |  | 42.71% | [5 empty] | 0.06532% | 0% | 0.06532% | 1 | 57.57% | 0% | 0% | 2 | 8.433% | 0% | 0% | 1 | 22.87% | 0% | 0% | 1 | 65.69% | 0% | 0% | 2 | 0.2431% | 0% | 0% | 1 | 17.46% | 0% | 0% | 1 | 0% | 0% | 1 |  |  |  |  | 44.63% | [5 empty] | 0.4175% | 0% | 0.4175% | 1 | 47.35% | 0% | 0% | 1 | 6.474% | 0% | 0% | 1 | 36.31% | 0% | 0% | 1 | 66.48% | 0% | 0% | 2 | 0.4033% | 0% | 0% | 1 | 13.99% | 0% | 0% | 1 | 0% | 0% | 1 |  |  |  |  | 55.72% | [5 empty] | 0.5282% | 0% | 0.5282% | 1 | 43.14% | 0% | 0% | 1 | 4.895% | 0% | 0% | 1 | 38% | 0% | 0% | 1 | 64.95% | 0% | 0% | 2 | 0.5721% | 0% | 0% | 1 | 11% | 0% | 0% | 1
180 | Alpaugh | Central_Valley_North_Los_Banos | 0 | 0 |  | 0% | 0% | 1 |  |  |  |  | 0% | [5 empty] | 0% | 0% | 0% | 1 | 0% | 0% | 0% | 1 | 0% | 0% | 0% | 1 | 0% | 0% | 0% | 1 | 0% | 0% | 0% | 1 | 0% | 0% | 0% | 1 | 0% | 0% | 0% | 1 | 0% | 0% | 1 |  |  |  |  | 0% | [5 empty] | 0% | 0% | 0% | 1 | 0% | 0% | 0% | 1 | 0% | 0% | 0% | 1 | 0% | 0% | 0% | 1 | 0% | 0% | 0% | 1 | 0% | 0% | 0% | 1 | 0% | 0% | 0% | 1 | 0% | 0% | 1 |  |  |  |  | 1.952% | [5 empty] | 0% | 0% | 0% | 1 | 0% | 0% | 0% | 1 | 0% | 0% | 0% | 1 | 0% | 0% | 0% | 1 | 0% | 0% | 0% | 1 | 0% | 0% | 0% | 1 | 2.03% | 0% | 0% | 1
181 | Rector | Central_Valley_North_Los_Banos | 0 | 0 |  | 0% | 0% | 1 |  |  |  |  | 0% | [5 empty] | 0% | 0% | 0% | 1 | 0% | 0% | 0% | 1 | 0% | 0% | 0% | 1 | 0% | 0% | 0% | 1 | 0% | 0% | 0% | 1 | 0% | 0% | 0% | 1 | 0% | 0% | 0% | 1 | 0% | 0% | 1 |  |  |  |  | 0% | [5 empty] | 0% | 0% | 0% | 1 | 0% | 0% | 0% | 1 | 0% | 0% | 0% | 1 | 0% | 0% | 0% | 1 | 0% | 0% | 0% | 1 | 0% | 0% | 0% | 1 | 0% | 0% | 0% | 1 | 0% | 0% | 1 |  |  |  |  | 28.94% | [5 empty] | 0% | 0% | 0% | 1 | 0% | 0% | 0% | 1 | 0% | 0% | 0% | 1 | 0% | 0% | 0% | 1 | 0% | 0% | 0% | 1 | 0% | 0% | 0% | 1 | 0% | 0% | 0% | 1
182 | Springville | Central_Valley_North_Los_Banos | 0 | 0 |  | 0% | 0% | 1 |  |  |  |  | 0% | [5 empty] | 0% | 0% | 0% | 1 | 0% | 0% | 0% | 1 | 0% | 0% | 0% | 1 | 0% | 0% | 0% | 1 | 0% | 0% | 0% | 1 | 0% | 0% | 0% | 1 | 0% | 0% | 0% | 1 | 0% | 0% | 1 |  |  |  |  | 0% | [5 empty] | 0% | 0% | 0% | 1 | 0% | 0% | 0% | 1 | 0% | 0% | 0% | 1 | 0% | 0% | 0% | 1 | 0% | 0% | 0% | 1 | 0% | 0% | 0% | 1 | 0% | 0% | 0% | 1 | 0% | 0% | 1 |  |  |  |  | 0% | [5 empty] | 0% | 0% | 0% | 1 | 0% | 0% | 0% | 1 | 0% | 0% | 0% | 1 | 0% | 0% | 0% | 1 | 0% | 0% | 0% | 1 | 0% | 0% | 0% | 1 | 0% | 0% | 0% | 1
183 | Vestal | Central_Valley_North_Los_Banos | 0 | 0 |  | 0% | 0% | 1 |  |  |  |  | 0% | [5 empty] | 0% | 0% | 0% | 1 | 0% | 0% | 0% | 1 | 0% | 0% | 0% | 1 | 0% | 0% | 0% | 1 | 0% | 0% | 0% | 1 | 0% | 0% | 0% | 1 | 0% | 0% | 0% | 1 | 0% | 0% | 1 |  |  |  |  | 0% | [5 empty] | 0% | 0% | 0% | 1 | 0% | 0% | 0% | 1 | 0% | 0% | 0% | 1 | 0% | 0% | 0% | 1 | 0% | 0% | 0% | 1 | 0% | 0% | 0% | 1 | 0% | 0% | 0% | 1 | 0% | 0% | 1 |  |  |  |  | 0% | [5 empty] | 0% | 0% | 0% | 1 | 0% | 0% | 0% | 1 | 0% | 0% | 0% | 1 | 0% | 0% | 0% | 1 | 0% | 0% | 0% | 1 | 0% | 0% | 0% | 1 | 0% | 0% | 0% | 1
184 | UltraPower Chinese Station | El_Dorado_Mariposa | 0 | 0 |  | 0% | 0% | 1 |  |  |  |  | 0% | [5 empty] | 18.18% | 0% | 18.18% | 1 | 90.89% | 0% | 0% | 4 | 20.23% | 0% | 0% | 1 | 33.54% | 0% | 0% | 1 | 91.09% | 0% | 0% | 4 | 90.71% | 0% | 0% | 4 | 8.36% | 0% | 0% | 1 | 0% | 0% | 1 |  |  |  |  | 3.085% | [5 empty] | 17.93% | 0% | 17.93% | 1 | 90.21% | 0% | 0% | 4 | 25.39% | 0% | 0% | 1 | 36.35% | 0% | 0% | 1 | 92.17% | 0% | 0% | 4 | 79.72% | 0% | 0% | 3 | 12.77% | 0% | 0% | 1 | 0% | 0% | 1 |  |  |  |  | 8.621% | [5 empty] | 10.94% | 0% | 10.94% | 1 | 84.94% | 0% | 0% | 3 | 27.16% | 0% | 0% | 1 | 48.76% | 0% | 0% | 1 | 94.71% | 0% | 0% | 4 | 59.45% | 0% | 0% | 2 | 13.08% | 0% | 0% | 1
185 | Curtis | El_Dorado_Mariposa | 0 | 0 |  | 0% | 0% | 1 |  |  |  |  | 0% | [5 empty] | 0% | 0% | 0% | 1 | 0% | 0% | 0% | 1 | 0% | 0% | 0% | 1 | 0% | 0% | 0% | 1 | 0% | 0% | 0% | 1 | 0% | 0% | 0% | 1 | 0% | 0% | 0% | 1 | 0% | 0% | 1 |  |  |  |  | 0% | [5 empty] | 0% | 0% | 0% | 1 | 0% | 0% | 0% | 1 | 0% | 0% | 0% | 1 | 0% | 0% | 0% | 1 | 0% | 0% | 0% | 1 | 0% | 0% | 0% | 1 | 0% | 0% | 0% | 1 | 0% | 0% | 1 |  |  |  |  | 0% | [5 empty] | 30.2% | 0% | 30.2% | 2 | 85.18% | 0% | 0% | 3 | 17.82% | 0% | 0% | 1 | 30.81% | 0% | 0% | 1 | 85.41% | 0% | 0% | 3 | 88.98% | 0% | 0% | 3 | 6.226% | 0% | 0% | 1
186 | Peoria | El_Dorado_Mariposa | 0 | 0 |  | 0% | 0% | 1 |  |  |  |  | 0% | [5 empty] | 31.22% | 0% | 31.22% | 2 | 85.81% | 0% | 0% | 3 | 19.06% | 0% | 0% | 1 | 33.73% | 0% | 0% | 1 | 86.01% | 0% | 0% | 3 | 90.41% | 0% | 0% | 4 | 6.173% | 0% | 0% | 1 | 0% | 0% | 1 |  |  |  |  | 2.4% | [5 empty] | 22.29% | 0% | 22.29% | 2 | 91.74% | 0% | 0% | 4 | 24.9% | 0% | 0% | 1 | 35.13% | 0% | 0% | 1 | 92.33% | 0% | 0% | 4 | 81.94% | 0% | 0% | 3 | 11.2% | 0% | 0% | 1 | 0% | 0% | 1 |  |  |  |  | 7.394% | [5 empty] | 11.68% | 0% | 11.68% | 1 | 82.46% | 0% | 0% | 3 | 23.06% | 0% | 0% | 1 | 46.41% | 0% | 0% | 1 | 93.8% | 0% | 0% | 4 | 59.58% | 0% | 0% | 2 | 12.65% | 0% | 0% | 1
187 | Moorpark | Greater_LA | 0 | 0 |  | 0% | 0% | 1 |  |  |  |  | 3.792% | [5 empty] | 0% | 100% | 100% | 5 | 54.82% | 0% | 0% | 2 | 0% | 0% | 0% | 1 | 0% | 0% | 0% | 1 | 54.82% | 0% | 0% | 2 | 65.43% | 0% | 0% | 2 | 15.54% | 0% | 0% | 1 | 0% | 0% | 1 |  |  |  |  | 8.691% | [5 empty] | 4.047% | 95.92% | 99.97% | 5 | 75.79% | 0% | 0% | 3 | 0% | 0% | 0% | 1 | 0.8645% | 0% | 0% | 1 | 75.79% | 0% | 0% | 3 | 49.16% | 0% | 0% | 1 | 14.1% | 0% | 0% | 1 | 0% | 0% | 1 |  |  |  |  | 5.252% | [5 empty] | 9.197% | 87.03% | 96.23% | 5 | 71.46% | 0% | 0% | 3 | 5.677% | 0% | 0% | 1 | 8.68% | 0% | 0% | 1 | 76.66% | 0% | 0% | 3 | 53.58% | 0% | 0% | 2 | 13.84% | 0% | 0% | 1
188 | Santa Clara | Greater_LA | 0 | 0 |  | 0% | 0% | 1 |  |  |  |  | 0% | [5 empty] | 2.393% | 0% | 2.393% | 1 | 0% | 0% | 0% | 1 | 0% | 0% | 0% | 1 | 83.78% | 0% | 0% | 3 | 83.78% | 0% | 0% | 3 | 0% | 0% | 0% | 1 | 4.216% | 0% | 0% | 1 | 0% | 0% | 1 |  |  |  |  | 0.1242% | [5 empty] | 3.126% | 0.005945% | 3.132% | 2 | 26.52% | 0% | 0% | 1 | 56.24% | 0% | 0% | 2 | 81.93% | 0% | 0% | 3 | 81.93% | 0% | 0% | 3 | 0% | 0% | 0% | 1 | 46.37% | 0% | 0% | 1 | 0% | 0% | 1 |  |  |  |  | 0.1092% | [5 empty] | 8.697% | 22.77% | 31.46% | 4 | 41.91% | 0% | 0% | 1 | 39.45% | 0% | 0% | 1 | 57.28% | 0% | 0% | 2 | 80.92% | 0% | 0% | 3 | 17.47% | 0% | 0% | 1 | 33.44% | 0% | 0% | 1
189 | Davis | Solano | 0 | 0 |  | 0% | 0% | 1 |  |  |  |  | 75.4% | [5 empty] | 0% | 0% | 0% | 1 | 24.33% | 0% | 0% | 1 | 18.03% | 0% | 0% | 1 | 33.6% | 0% | 0% | 1 | 36.39% | 0% | 0% | 1 | 0% | 0% | 0% | 1 | 2.457% | 0% | 0% | 1 | 0% | 0% | 1 |  |  |  |  | 66.81% | [5 empty] | 0.1602% | 0% | 0.1602% | 1 | 32.44% | 0% | 0% | 1 | 8.469% | 0% | 0% | 1 | 18.78% | 0% | 0% | 1 | 41.41% | 0% | 0% | 1 | 0.281% | 0% | 0% | 1 | 5.195% | 0% | 0% | 1 | 0% | 0% | 1 |  |  |  |  | 57.37% | [5 empty] | 4.051% | 0% | 4.051% | 1 | 36.84% | 0% | 0% | 1 | 11.25% | 0% | 0% | 1 | 20.05% | 0% | 0% | 1 | 50.62% | 0% | 0% | 2 | 4.38% | 0% | 0% | 1 | 6.834% | 0% | 0% | 1
190 | Putah Creek | Solano | 0 | 0 |  | 0% | 0% | 1 |  |  |  |  | 53.96% | [5 empty] | 21.04% | 0% | 21.04% | 2 | 48.79% | 0% | 0% | 1 | 3.26% | 0% | 0% | 1 | 0% | 0% | 0% | 1 | 49.98% | 0% | 0% | 1 | 18.95% | 0% | 0% | 1 | 2.574% | 0% | 0% | 1 | 0% | 0% | 1 |  |  |  |  | 45.45% | [5 empty] | 32.65% | 0% | 32.65% | 2 | 56.08% | 0% | 0% | 2 | 6.936% | 0% | 0% | 1 | 7.065% | 0% | 0% | 1 | 58.94% | 0% | 0% | 2 | 26.74% | 0% | 0% | 1 | 3.733% | 0% | 0% | 1 | 0% | 0% | 1 |  |  |  |  | 42.17% | [5 empty] | 29.28% | 1.058% | 30.34% | 2 | 56.3% | 0% | 0% | 2 | 9.71% | 0% | 0% | 1 | 15.16% | 0% | 0% | 1 | 63.33% | 0% | 0% | 2 | 25.83% | 0% | 0% | 1 | 4.786% | 0% | 0% | 1
191 | East Marysville | Northern_California | 0 | 0 |  | 0% | 0% | 1 |  |  |  |  | 45.63% | [5 empty] | 0.06484% | 0% | 0.06484% | 1 | 53.23% | 0% | 0% | 2 | 8.797% | 0% | 0% | 1 | 19.16% | 0% | 0% | 1 | 66.26% | 0% | 0% | 2 | 0.85% | 0% | 0% | 1 | 10.33% | 0% | 0% | 1 | 0% | 0% | 1 |  |  |  |  | 43.03% | [5 empty] | 0.3047% | 0% | 0.3047% | 1 | 53.63% | 0% | 0% | 2 | 8.757% | 0% | 0% | 1 | 26.85% | 0% | 0% | 1 | 72.56% | 0% | 0% | 3 | 5.413% | 0% | 0% | 1 | 11.73% | 0% | 0% | 1 | 0% | 0% | 1 |  |  |  |  | 43.62% | [5 empty] | 0.8445% | 0% | 0.8445% | 1 | 54.46% | 0% | 0% | 2 | 12.85% | 0% | 0% | 1 | 36.31% | 0% | 0% | 1 | 74.89% | 0% | 0% | 3 | 4.431% | 0% | 0% | 1 | 10.9% | 0% | 0% | 1
192 | Olivehurst | Northern_California | 0 | 0 |  | 0% | 0% | 1 |  |  |  |  | 57.38% | [5 empty] | 0% | 0% | 0% | 1 | 43.86% | 0% | 0% | 1 | 0.6803% | 0% | 0% | 1 | 14.23% | 0% | 0% | 1 | 54.7% | 0% | 0% | 2 | 0% | 0% | 0% | 1 | 10.7% | 0% | 0% | 1 | 0% | 0% | 1 |  |  |  |  | 47.99% | [5 empty] | 0.5508% | 0% | 0.5508% | 1 | 46.7% | 0% | 0% | 1 | 9.023% | 0% | 0% | 1 | 33.73% | 0% | 0% | 1 | 67.96% | 0% | 0% | 2 | 2.235% | 0% | 0% | 1 | 10.76% | 0% | 0% | 1 | 0% | 0% | 1 |  |  |  |  | 48.83% | [5 empty] | 0.3738% | 0% | 0.3738% | 1 | 53.94% | 0% | 0% | 2 | 10.32% | 0% | 0% | 1 | 36.44% | 0% | 0% | 1 | 73.26% | 0% | 0% | 3 | 4.353% | 0% | 0% | 1 | 10.89% | 0% | 0% | 1
193 | Morro Bay | Kern_Greater_Carrizo | 0 | 0 |  | 0% | 0% | 1 |  |  |  |  | 0.6839% | [5 empty] | 12.53% | 61.22% | 73.75% | 5 | 74.73% | 0% | 0% | 3 | 29.69% | 0% | 0% | 1 | 46.09% | 0% | 0% | 1 | 89.06% | 0% | 0% | 3 | 66.65% | 0% | 0% | 2 | 8.219% | 0% | 0% | 1 | 0% | 0% | 1 |  |  |  |  | 0.3617% | [5 empty] | 21.03% | 63.11% | 84.14% | 5 | 54.84% | 0% | 0% | 2 | 28.53% | 0% | 0% | 1 | 47.4% | 0% | 0% | 1 | 73.77% | 0% | 0% | 3 | 67.05% | 0% | 0% | 2 | 7.212% | 0% | 0% | 1 | 0% | 0% | 1 |  |  |  |  | 1.441% | [5 empty] | 34.9% | 39.34% | 74.24% | 5 | 35.56% | 0% | 0% | 1 | 19.84% | 0% | 0% | 1 | 38.12% | 0% | 0% | 1 | 55.76% | 0% | 0% | 2 | 53.23% | 0% | 0% | 2 | 5.229% | 0% | 0% | 1
194 | Palomar | Greater_SD | 0 | 0 |  | 0% | 0% | 1 |  |  |  |  | 0% | [5 empty] | 0% | 0% | 0% | 1 | 21.48% | 0% | 0% | 1 | 87.5% | 0% | 0% | 3 | 92.7% | 0% | 0% | 4 | 92.7% | 0% | 0% | 4 | 0% | 0% | 0% | 1 | 15.15% | 0% | 0% | 1 | 0% | 0% | 1 |  |  |  |  | 0% | [5 empty] | 0% | 0% | 0% | 1 | 11.67% | 0% | 0% | 1 | 91.36% | 0% | 0% | 4 | 94.58% | 0% | 0% | 4 | 94.58% | 0% | 0% | 4 | 0.7392% | 0% | 0% | 1 | 22.53% | 0% | 0% | 1 | 0% | 0% | 1 |  |  |  |  | 0% | [5 empty] | 0% | 0% | 0% | 1 | 10.62% | 0% | 0% | 1 | 84.92% | 0% | 0% | 3 | 90.37% | 0% | 0% | 4 | 90.37% | 0% | 0% | 4 | 1.556% | 0% | 0% | 1 | 21.01% | 0% | 0% | 1
195 | Margarita | Greater_LA | 0 | 0 |  | 0% | 0% | 1 |  |  |  |  | 0% | [5 empty] | 1.115% | 0% | 1.115% | 1 | 0% | 0% | 0% | 1 | 26.29% | 0% | 0% | 1 | 87.96% | 0% | 0% | 3 | 87.96% | 0% | 0% | 3 | 0% | 0% | 0% | 1 | 0% | 0% | 0% | 1 | 0% | 0% | 1 |  |  |  |  | 0% | [5 empty] | 5.867% | 0% | 5.867% | 1 | 0.3417% | 0% | 0% | 1 | 32.79% | 0% | 0% | 1 | 85.82% | 0% | 0% | 3 | 86.16% | 0% | 0% | 3 | 0% | 0% | 0% | 1 | 1.169% | 0% | 0% | 1 | 0% | 0% | 1 |  |  |  |  | 0% | [5 empty] | 1.984% | 0% | 1.984% | 1 | 0.1156% | 0% | 0% | 1 | 16.96% | 0% | 0% | 1 | 91.48% | 0% | 0% | 4 | 91.59% | 0% | 0% | 4 | 0.02702% | 0% | 0% | 1 | 9.277% | 0% | 0% | 1
196 | Huntington Beach | Greater_LA | 0 | 0 |  | 0% | 0% | 1 |  |  |  |  | 0% | [5 empty] | 0% | 0% | 0% | 1 | 0.05678% | 0% | 0% | 1 | 25.77% | 0% | 0% | 1 | 96.34% | 0% | 0% | 5 | 96.39% | 0% | 0% | 5 | 0% | 0% | 0% | 1 | 6.491% | 0% | 0% | 1 | 0% | 0% | 1 |  |  |  |  | 0% | [5 empty] | 0.1962% | 0% | 0.1962% | 1 | 0.04623% | 0% | 0% | 1 | 21.97% | 0% | 0% | 1 | 83.88% | 0% | 0% | 3 | 83.93% | 0% | 0% | 3 | 0% | 0% | 0% | 1 | 5.357% | 0% | 0% | 1 | 0% | 0% | 1 |  |  |  |  | 0% | [5 empty] | 0.1339% | 0% | 0.1339% | 1 | 0.02833% | 0% | 0% | 1 | 14.85% | 0% | 0% | 1 | 78.82% | 0% | 0% | 3 | 78.85% | 0% | 0% | 3 | 0% | 0% | 0% | 1 | 3.34% | 0% | 0% | 1
197 | Los Esteros | Peninsula_Monterey | 0 | 0 |  | 0% | 0% | 1 |  |  |  |  | 0% | [5 empty] | 12.65% | 0% | 12.65% | 1 | 13.61% | 0% | 0% | 1 | 13.61% | 0% | 0% | 1 | 29.75% | 0% | 0% | 1 | 29.75% | 0% | 0% | 1 | 8.439% | 0% | 0% | 1 | 83.22% | 0% | 0% | 3 | 0% | 0% | 1 |  |  |  |  | 0.09522% | [5 empty] | 68.41% | 17.21% | 85.62% | 5 | 81.52% | 0% | 0% | 3 | 28.98% | 0% | 0% | 1 | 41.25% | 0% | 0% | 1 | 92.64% | 0% | 0% | 4 | 80.18% | 0% | 0% | 3 | 16.32% | 0% | 0% | 1 | 0% | 0% | 1 |  |  |  |  | 0.0528% | [5 empty] | 63.48% | 29.26% | 92.74% | 5 | 80.86% | 0% | 0% | 3 | 22.69% | 0% | 0% | 1 | 44.48% | 0% | 0% | 1 | 92.09% | 0% | 0% | 4 | 74.73% | 0% | 0% | 3 | 7.464% | 0% | 0% | 1
198 | Birds Landing | Solano | 300 | 12000 |  | 296.9% | 10.74% | 5 |  |  |  |  | 3.159% | [5 empty] | 0% | 0% | 0% | 1 | 16.03% | 18.29% | 0% | 1 | 40.26% | 25.71% | 0% | 2 | 36.38% | 24.15% | 0% | 2 | 52.2% | 32.14% | 0% | 2 | 1.602% | 15.61% | 0% | 1 | 30.16% | 32.14% | 0% | 2 | 296.9% | 5.591% | 4 |  |  |  |  | 21.48% | [5 empty] | 1.866% | 0.06462% | 1.931% | 2 | 14.44% | 9.582% | 0% | 1 | 37.65% | 13.15% | 0% | 1 | 35.04% | 12.62% | 0% | 1 | 48.8% | 16.01% | 0% | 1 | 3.272% | 8.476% | 0% | 1 | 24.55% | 16.01% | 0% | 1 | 224.1% | 2.653% | 4 |  |  |  |  | 29.92% | [5 empty] | 6.181% | 1.626% | 7.806% | 2 | 21.75% | 5.994% | 0% | 1 | 31.92% | 6.889% | 0% | 1 | 31.16% | 6.814% | 0% | 1 | 46.17% | 8.713% | 0% | 1 | 6.054% | 4.992% | 0% | 1 | 18.99% | 8.713% | 0% | 1
199 | Cayetano | Solano | 0 | 0 |  | 0% | 0% | 1 |  |  |  |  | 0.1404% | [5 empty] | 37.27% | 11.09% | 48.36% | 3 | 81.3% | 0% | 0% | 3 | 63.13% | 0% | 0% | 2 | 82.72% | 0% | 0% | 3 | 97.7% | 0% | 0% | 5 | 20.44% | 0% | 0% | 1 | 6.656% | 0% | 0% | 1 | 0% | 0% | 1 |  |  |  |  | 8.067% | [5 empty] | 27.17% | 13.24% | 40.41% | 3 | 72% | 0% | 0% | 3 | 66.02% | 0% | 0% | 2 | 74.64% | 0% | 0% | 3 | 89.15% | 0% | 0% | 3 | 31.15% | 0% | 0% | 1 | 5.8% | 0% | 0% | 1 | 0% | 0% | 1 |  |  |  |  | 22.71% | [5 empty] | 22.75% | 8.084% | 30.84% | 2 | 66.6% | 0% | 0% | 2 | 48% | 0% | 0% | 1 | 54.15% | 0% | 0% | 2 | 77.89% | 0% | 0% | 3 | 34.76% | 0% | 0% | 1 | 5.637% | 0% | 0% | 1
200 | Silvergate | Greater_SD | 0 | 0 |  | 0% | 0% | 1 |  |  |  |  | 0% | [5 empty] | 0% | 0% | 0% | 1 | 1.67% | 0% | 0% | 1 | 19.03% | 0% | 0% | 1 | 80.37% | 0% | 0% | 3 | 80.71% | 0% | 0% | 3 | 0% | 0% | 0% | 1 | 1.478% | 0% | 0% | 1 | 0% | 0% | 1 |  |  |  |  | 0% | [5 empty] | 2.948% | 0% | 2.948% | 1 | 2.334% | 0% | 0% | 1 | 24.61% | 0% | 0% | 1 | 81.32% | 0% | 0% | 3 | 81.62% | 0% | 0% | 3 | 0% | 0% | 0% | 1 | 3.184% | 0% | 0% | 1 | 0% | 0% | 1 |  |  |  |  | 0% | [5 empty] | 6.836% | 0% | 6.836% | 1 | 4.312% | 0% | 0% | 1 | 25.49% | 0% | 0% | 1 | 80.41% | 0% | 0% | 3 | 80.7% | 0% | 0% | 3 | 1.597% | 0% | 0% | 1 | 3.672% | 0% | 0% | 1
201 | Richmond | Northern_California | 0 | 0 |  | 0% | 0% | 1 |  |  |  |  | 0% | [5 empty] | 97.23% | 0% | 97.23% | 5 | 46.69% | 0% | 0% | 1 | 10.81% | 0% | 0% | 1 | 8.712% | 0% | 0% | 1 | 52.34% | 0% | 0% | 2 | 65.4% | 0% | 0% | 2 | 6.739% | 0% | 0% | 1 | 0% | 0% | 1 |  |  |  |  | 0% | [5 empty] | 98.45% | 0% | 98.45% | 5 | 35.67% | 0% | 0% | 1 | 13.33% | 0% | 0% | 1 | 12.63% | 0% | 0% | 1 | 48.09% | 0% | 0% | 1 | 62.54% | 0% | 0% | 2 | 7.153% | 0% | 0% | 1 | 0% | 0% | 1 |  |  |  |  | 0% | [5 empty] | 92.68% | 0% | 92.68% | 5 | 31.03% | 0% | 0% | 1 | 11.8% | 0% | 0% | 1 | 15.37% | 0% | 0% | 1 | 45.55% | 0% | 0% | 1 | 63.22% | 0% | 0% | 2 | 7.795% | 0% | 0% | 1
202 | Rancho Vista | Greater_Kramer | 0 | 0 |  | 0% | 0% | 1 |  |  |  |  | 0% | [5 empty] | 13.85% | 86.15% | 100% | 5 | 100% | 0% | 0% | 5 | 66.01% | 0% | 0% | 2 | 70.65% | 0% | 0% | 3 | 100% | 0% | 0% | 5 | 73.22% | 0% | 0% | 3 | 2.695% | 0% | 0% | 1 | 0% | 0% | 1 |  |  |  |  | 0% | [5 empty] | 3.673% | 96.33% | 100% | 5 | 97.99% | 0% | 0% | 5 | 65.35% | 0% | 0% | 2 | 42.15% | 0% | 0% | 1 | 100% | 0% | 0% | 5 | 54.72% | 0% | 0% | 2 | 8.5% | 0% | 0% | 1 | 0% | 0% | 1 |  |  |  |  | 0.006904% | [5 empty] | 17.42% | 82.58% | 100% | 5 | 66.07% | 0% | 0% | 2 | 68.41% | 0% | 0% | 2 | 66.29% | 0% | 0% | 2 | 97.56% | 0% | 0% | 5 | 56.31% | 0% | 0% | 2 | 5.554% | 0% | 0% | 1
203 | Hilltop | Northern_California | 900 | 36000 |  | 999.9% | 42.03% | 5 |  |  |  |  | 0.2489% | [5 empty] | 0.2612% | 0% | 0.2612% | 1 | 51.07% | 85.89% | 0% | 4 | 4.348% | 43.94% | 0% | 2 | 0.5489% | 42.26% | 0% | 2 | 54.87% | 93.12% | 0% | 4 | 91.23% | 479.4% | 36.46% | 5 | 7.622% | 93.12% | 0% | 4 | 244122% | 15.46% | 5 |  |  |  |  | 0.3841% | [5 empty] | 25.41% | 0% | 25.41% | 2 | 55.25% | 34.56% | 0% | 2 | 9.267% | 17.05% | 0% | 1 | 7.399% | 16.7% | 0% | 1 | 62.19% | 40.91% | 0% | 2 | 88.91% | 139.5% | 4.925% | 4 | 10.23% | 40.91% | 0% | 2 | 320.1% | 5.584% | 4 |  |  |  |  | 0.3417% | [5 empty] | 45.64% | 0% | 45.64% | 2 | 60.31% | 19.96% | 0% | 2 | 14.52% | 9.267% | 0% | 1 | 11.33% | 8.933% | 0% | 1 | 67.17% | 24.13% | 0% | 2 | 83.79% | 48.86% | 0% | 3 | 9.869% | 24.13% | 0% | 2
204 | Thermalito | Northern_California | 0 | 0 |  | 0% | 0% | 1 |  |  |  |  | 7.965% | [5 empty] | 9.848% | 0% | 9.848% | 1 | 80.12% | 0% | 0% | 3 | 19.24% | 0% | 0% | 1 | 42.54% | 0% | 0% | 1 | 95.2% | 0% | 0% | 5 | 8.25% | 0% | 0% | 1 | 24.98% | 0% | 0% | 1 | 0% | 0% | 1 |  |  |  |  | 15.79% | [5 empty] | 9.271% | 3.245% | 12.52% | 2 | 61.08% | 0% | 0% | 2 | 17.11% | 0% | 0% | 1 | 48.47% | 0% | 0% | 1 | 86.25% | 0% | 0% | 3 | 7.2% | 0% | 0% | 1 | 15.95% | 0% | 0% | 1 | 0% | 0% | 1 |  |  |  |  | 23.74% | [5 empty] | 6.852% | 9.208% | 16.06% | 2 | 54.42% | 0% | 0% | 2 | 21.18% | 0% | 0% | 1 | 47.71% | 0% | 0% | 1 | 82.76% | 0% | 0% | 3 | 8.83% | 0% | 0% | 1 | 14.23% | 0% | 0% | 1
205 | Martinez | Solano | 0 | 0 |  | 0% | 0% | 1 |  |  |  |  | 0.05624% | [5 empty] | 33.28% | 0.2067% | 33.48% | 2 | 11.28% | 0% | 0% | 1 | 36.91% | 0% | 0% | 1 | 43.16% | 0% | 0% | 1 | 66.42% | 0% | 0% | 2 | 15.25% | 0% | 0% | 1 | 22.74% | 0% | 0% | 1 | 0% | 0% | 1 |  |  |  |  | 0.703% | [5 empty] | 23.15% | 1.926% | 25.08% | 2 | 29.01% | 0% | 0% | 1 | 43.12% | 0% | 0% | 1 | 48.3% | 0% | 0% | 1 | 76.75% | 0% | 0% | 3 | 15.96% | 0% | 0% | 1 | 32.33% | 0% | 0% | 1 | 0% | 0% | 1 |  |  |  |  | 2.865% | [5 empty] | 22.04% | 4.344% | 26.38% | 2 | 28.01% | 0% | 0% | 1 | 39.42% | 0% | 0% | 1 | 45.39% | 0% | 0% | 1 | 66.35% | 0% | 0% | 2 | 18.1% | 0% | 0% | 1 | 19.92% | 0% | 0% | 1
206 | Lone Tree | Solano | 0 | 0 |  | 0% | 0% | 1 |  |  |  |  | 2.287% | [5 empty] | 47.31% | 15.84% | 63.15% | 3 | 42.41% | 0% | 0% | 1 | 72.04% | 0% | 0% | 3 | 71.9% | 0% | 0% | 3 | 74.24% | 0% | 0% | 3 | 27.43% | 0% | 0% | 1 | 14.31% | 0% | 0% | 1 | 0% | 0% | 1 |  |  |  |  | 20.45% | [5 empty] | 16.23% | 5.317% | 21.55% | 2 | 36.46% | 0% | 0% | 1 | 46.74% | 0% | 0% | 1 | 47% | 0% | 0% | 1 | 61.68% | 0% | 0% | 2 | 8.231% | 0% | 0% | 1 | 15.66% | 0% | 0% | 1 | 0% | 0% | 1 |  |  |  |  | 35.78% | [5 empty] | 8.124% | 2.954% | 11.08% | 2 | 32.18% | 0% | 0% | 1 | 35.94% | 0% | 0% | 1 | 36.98% | 0% | 0% | 1 | 52.73% | 0% | 0% | 2 | 5.009% | 0% | 0% | 1 | 13.56% | 0% | 0% | 1
207 | Delta PP | Solano | 0 | 0 |  | 0% | 0% | 1 |  |  |  |  | 33.29% | [5 empty] | 13.93% | 1.972% | 15.9% | 2 | 58.31% | 0% | 0% | 2 | 44.42% | 0% | 0% | 1 | 50.59% | 0% | 0% | 2 | 69.9% | 0% | 0% | 2 | 7.919% | 0% | 0% | 1 | 5.709% | 0% | 0% | 1 | 0% | 0% | 1 |  |  |  |  | 41.34% | [5 empty] | 13.87% | 3.782% | 17.65% | 2 | 51.34% | 0% | 0% | 2 | 39.62% | 0% | 0% | 1 | 42.72% | 0% | 0% | 1 | 59.79% | 0% | 0% | 2 | 17.39% | 0% | 0% | 1 | 6.236% | 0% | 0% | 1 | 0% | 0% | 1 |  |  |  |  | 40.67% | [5 empty] | 12.31% | 3.026% | 15.34% | 2 | 50.39% | 0% | 0% | 2 | 38.57% | 0% | 0% | 1 | 40.53% | 0% | 0% | 1 | 62.31% | 0% | 0% | 2 | 20.23% | 0% | 0% | 1 | 7.473% | 0% | 0% | 1
208 | Green Ridge Midway | Solano | 5 | 200 |  | 999.9% | 0.2475% | 4 |  |  |  |  | 23.19% | [5 empty] | 9.631% | 0.2164% | 9.848% | 2 | 70.41% | 0.8364% | 0% | 3 | 55.29% | 0.5536% | 0% | 2 | 61.55% | 0.6437% | 0% | 2 | 80.3% | 1.256% | 0% | 3 | 25.01% | 0.33% | 0% | 1 | 4.874% | 1.256% | 0% | 1 | 999.9% | 0.1262% | 4 |  |  |  |  | 34.53% | [5 empty] | 13.47% | 1.433% | 14.91% | 2 | 60.71% | 0.3213% | 0% | 2 | 38.93% | 0.2067% | 0% | 1 | 41.94% | 0.2174% | 0% | 1 | 68.28% | 0.398% | 0% | 2 | 25.85% | 0.1702% | 0% | 1 | 5.218% | 0.398% | 0% | 1 | 999.9% | 0.07994% | 4 |  |  |  |  | 38.26% | [5 empty] | 16.4% | 2.847% | 19.25% | 2 | 56.7% | 0.1846% | 0% | 2 | 33.31% | 0.1199% | 0% | 1 | 36.28% | 0.1255% | 0% | 1 | 63% | 0.2161% | 0% | 2 | 29.29% | 0.1131% | 0% | 1 | 5.319% | 0.2161% | 0% | 1
209 | Inyo | Greater_Kramer (Exclude) | 0 | 0 |  | 0% | 0% | 1 |  |  |  |  | 0% | [5 empty] | 27.38% | 0% | 27.38% | 2 | 0% | 0% | 0% | 1 | 8.043% | 0% | 0% | 1 | 23.76% | 0% | 0% | 1 | 23.76% | 0% | 0% | 1 | 82.23% | 0% | 0% | 3 | 13.23% | 0% | 0% | 1 | 0% | 0% | 1 |  |  |  |  | 0% | [5 empty] | 32.15% | 0% | 32.15% | 2 | 0% | 0% | 0% | 1 | 16.22% | 0% | 0% | 1 | 26.06% | 0% | 0% | 1 | 28% | 0% | 0% | 1 | 76.98% | 0% | 0% | 3 | 7.203% | 0% | 0% | 1 | 0% | 0% | 1 |  |  |  |  | 0% | [5 empty] | 48.99% | 0% | 48.99% | 2 | 0% | 0% | 0% | 1 | 19.75% | 0% | 0% | 1 | 16.97% | 0% | 0% | 1 | 26.67% | 0% | 0% | 1 | 76.96% | 0% | 0% | 3 | 6.411% | 0% | 0% | 1
210 | Control | Greater_Kramer (Exclude) | 0 | 0 |  | 0% | 0% | 1 |  |  |  |  | 0% | [5 empty] | 36.71% | 0% | 36.71% | 2 | 0% | 0% | 0% | 1 | 1.148% | 0% | 0% | 1 | 30.24% | 0% | 0% | 1 | 30.24% | 0% | 0% | 1 | 85.51% | 0% | 0% | 3 | 17.97% | 0% | 0% | 1 | 0% | 0% | 1 |  |  |  |  | 0% | [5 empty] | 42.76% | 0% | 42.76% | 2 | 0% | 0% | 0% | 1 | 9.484% | 0% | 0% | 1 | 23.54% | 0% | 0% | 1 | 23.87% | 0% | 0% | 1 | 76.72% | 0% | 0% | 3 | 8.726% | 0% | 0% | 1 | 0% | 0% | 1 |  |  |  |  | 0% | [5 empty] | 51.54% | 0% | 51.54% | 3 | 0% | 0% | 0% | 1 | 18.3% | 0% | 0% | 1 | 16.7% | 0% | 0% | 1 | 25.11% | 0% | 0% | 1 | 75.3% | 0% | 0% | 3 | 6.31% | 0% | 0% | 1
211 | Big Creek | Central_Valley_North_Los_Banos | 0 | 0 |  | 0% | 0% | 1 |  |  |  |  | 0% | [5 empty] | 0% | 0% | 0% | 1 | 0% | 0% | 0% | 1 | 0% | 0% | 0% | 1 | 0% | 0% | 0% | 1 | 0% | 0% | 0% | 1 | 0% | 0% | 0% | 1 | 0% | 0% | 0% | 1 | 0% | 0% | 1 |  |  |  |  | 0% | [5 empty] | 0% | 0% | 0% | 1 | 0% | 0% | 0% | 1 | 0% | 0% | 0% | 1 | 0% | 0% | 0% | 1 | 0% | 0% | 0% | 1 | 0% | 0% | 0% | 1 | 0% | 0% | 0% | 1 | 0% | 0% | 1 |  |  |  |  | 0% | [5 empty] | 0% | 0% | 0% | 1 | 0% | 0% | 0% | 1 | 0% | 0% | 0% | 1 | 0% | 0% | 0% | 1 | 0% | 0% | 0% | 1 | 0% | 0% | 0% | 1 | 0% | 0% | 0% | 1
212 | Moss Landing | Peninsula_Monterey | 0 | 0 |  | 0% | 0% | 1 |  |  |  |  | 49.3% | [5 empty] | 0% | 0% | 0% | 1 | 2.815% | 0% | 0% | 1 | 40.45% | 0% | 0% | 1 | 56.87% | 0% | 0% | 2 | 59.69% | 0% | 0% | 2 | 0% | 0% | 0% | 1 | 11.53% | 0% | 0% | 1 | 0% | 0% | 1 |  |  |  |  | 41.99% | [5 empty] | 1.697% | 0.1414% | 1.838% | 2 | 4.221% | 0% | 0% | 1 | 40.91% | 0% | 0% | 1 | 61.05% | 0% | 0% | 2 | 65.28% | 0% | 0% | 2 | 1.826% | 0% | 0% | 1 | 9.905% | 0% | 0% | 1 | 0% | 0% | 1 |  |  |  |  | 48.92% | [5 empty] | 2.337% | 2.788% | 5.125% | 2 | 4.904% | 0% | 0% | 1 | 33.36% | 0% | 0% | 1 | 46.16% | 0% | 0% | 1 | 48.93% | 0% | 0% | 1 | 3.244% | 0% | 0% | 1 | 7.78% | 0% | 0% | 1
213 | Cal Ave | Central_Valley_North_Los_Banos | 0 | 0 |  | 0% | 0% | 1 |  |  |  |  | 73.42% | [5 empty] | 0% | 0% | 0% | 1 | 0% | 0% | 0% | 1 | 0% | 0% | 0% | 1 | 0% | 0% | 0% | 1 | 0% | 0% | 0% | 1 | 0% | 0% | 0% | 1 | 0.054% | 0% | 0% | 1 | 0% | 0% | 1 |  |  |  |  | 70.66% | [5 empty] | 0% | 0% | 0% | 1 | 3.27% | 0% | 0% | 1 | 0.7395% | 0% | 0% | 1 | 0.7395% | 0% | 0% | 1 | 4.01% | 0% | 0% | 1 | 0% | 0% | 0% | 1 | 0.6804% | 0% | 0% | 1 | 0% | 0% | 1 |  |  |  |  | 59.46% | [5 empty] | 0% | 0% | 0% | 1 | 3.941% | 0% | 0% | 1 | 9.576% | 0% | 0% | 1 | 9.576% | 0% | 0% | 1 | 13.43% | 0% | 0% | 1 | 1.643% | 0% | 0% | 1 | 3.17% | 0% | 0% | 1
214 | Poso Mountain | Central_Valley_North_Los_Banos | 0 | 0 |  | 0% | 0% | 1 |  |  |  |  | 0% | [5 empty] | 0% | 0% | 0% | 1 | 0% | 0% | 0% | 1 | 0% | 0% | 0% | 1 | 0% | 0% | 0% | 1 | 0% | 0% | 0% | 1 | 0% | 0% | 0% | 1 | 0% | 0% | 0% | 1 | 0% | 0% | 1 |  |  |  |  | 0% | [5 empty] | 100% | 0% | 100% | 5 | 100% | 0% | 0% | 5 | 0% | 0% | 0% | 1 | 0% | 0% | 0% | 1 | 100% | 0% | 0% | 5 | 18.24% | 0% | 0% | 1 | 0% | 0% | 0% | 1 | 0% | 0% | 1 |  |  |  |  | 0% | [5 empty] | 100% | 0% | 100% | 5 | 22.1% | 0% | 0% | 1 | 0.0434% | 0% | 0% | 1 | 41.54% | 0% | 0% | 1 | 45.3% | 0% | 0% | 1 | 71.98% | 0% | 0% | 3 | 1.727% | 0% | 0% | 1
215 | Walnut | Greater_LA | 0 | 0 |  | 0% | 0% | 1 |  |  |  |  | 0% | [5 empty] | 0% | 0% | 0% | 1 | 0% | 0% | 0% | 1 | 0% | 0% | 0% | 1 | 0% | 0% | 0% | 1 | 0% | 0% | 0% | 1 | 0% | 0% | 0% | 1 | 0% | 0% | 0% | 1 | 0% | 0% | 1 |  |  |  |  | 0% | [5 empty] | 0% | 0% | 0% | 1 | 0% | 0% | 0% | 1 | 0% | 0% | 0% | 1 | 0% | 0% | 0% | 1 | 0% | 0% | 0% | 1 | 0% | 0% | 0% | 1 | 0% | 0% | 0% | 1 | 0% | 0% | 1 |  |  |  |  | 0% | [5 empty] | 0% | 88.16% | 88.16% | 5 | 59.69% | 0% | 0% | 2 | 38.44% | 0% | 0% | 1 | 40.31% | 0% | 0% | 1 | 100% | 0% | 0% | 5 | 44.9% | 0% | 0% | 1 | 2.131% | 0% | 0% | 1
216 | Chevmain | Greater_LA | 0 | 0 |  | 0% | 0% | 1 |  |  |  |  | 0% | [5 empty] | 20.72% | 0% | 20.72% | 2 | 2.89% | 0% | 0% | 1 | 30.56% | 0% | 0% | 1 | 55.07% | 0% | 0% | 2 | 57.96% | 0% | 0% | 2 | 0% | 0% | 0% | 1 | 0.1727% | 0% | 0% | 1 | 0% | 0% | 1 |  |  |  |  | 0% | [5 empty] | 4.666% | 0.3376% | 5.003% | 2 | 0.7583% | 0% | 0% | 1 | 3.4% | 0% | 0% | 1 | 69.2% | 0% | 0% | 2 | 69.96% | 0% | 0% | 2 | 0% | 0% | 0% | 1 | 0.2075% | 0% | 0% | 1 | 0% | 0% | 1 |  |  |  |  | 0% | [5 empty] | 3.543% | 1.085% | 4.628% | 2 | 1.082% | 0% | 0% | 1 | 3.203% | 0% | 0% | 1 | 54.86% | 0% | 0% | 2 | 55.94% | 0% | 0% | 2 | 0% | 0% | 0% | 1 | 0.2331% | 0% | 0% | 1
217 | Long Beach | Greater_LA | 0 | 0 |  | 0% | 0% | 1 |  |  |  |  | 0% | [5 empty] | 0.1503% | 0% | 0.1503% | 1 | 0% | 0% | 0% | 1 | 10.41% | 0% | 0% | 1 | 62.33% | 0% | 0% | 2 | 62.33% | 0% | 0% | 2 | 0% | 0% | 0% | 1 | 0.4252% | 0% | 0% | 1 | 0% | 0% | 1 |  |  |  |  | 0% | [5 empty] | 1.819% | 0% | 1.819% | 1 | 0.1433% | 0% | 0% | 1 | 9.329% | 0% | 0% | 1 | 68.55% | 0% | 0% | 2 | 68.69% | 0% | 0% | 2 | 0% | 0% | 0% | 1 | 0.4333% | 0% | 0% | 1 | 0% | 0% | 1 |  |  |  |  | 0% | [5 empty] | 1.332% | 0% | 1.332% | 1 | 0.105% | 0% | 0% | 1 | 15.17% | 0% | 0% | 1 | 76.04% | 0% | 0% | 3 | 76.15% | 0% | 0% | 3 | 0% | 0% | 0% | 1 | 3.426% | 0% | 0% | 1
218 | Pit 1 | Northern_California | 0 | 0 |  | 0% | 0% | 1 |  |  |  |  | 0% | [5 empty] | 97.67% | 0% | 97.67% | 5 | 29.64% | 0% | 0% | 1 | 24.04% | 0% | 0% | 1 | 41.51% | 0% | 0% | 1 | 43.9% | 0% | 0% | 1 | 51.17% | 0% | 0% | 2 | 1.006% | 0% | 0% | 1 | 0% | 0% | 1 |  |  |  |  | 0% | [5 empty] | 95.79% | 0% | 95.79% | 5 | 30.06% | 0% | 0% | 1 | 9.311% | 0% | 0% | 1 | 6.345% | 0% | 0% | 1 | 35.95% | 0% | 0% | 1 | 69.95% | 0% | 0% | 2 | 2.13% | 0% | 0% | 1 | 0% | 0% | 1 |  |  |  |  | 0.1125% | [5 empty] | 97.87% | 0% | 97.87% | 5 | 40.48% | 0% | 0% | 1 | 9.976% | 0% | 0% | 1 | 5.586% | 0% | 0% | 1 | 46.81% | 0% | 0% | 1 | 70.56% | 0% | 0% | 3 | 3.658% | 0% | 0% | 1
219 | Cove Rd | Northern_California | 0 | 0 |  | 0% | 0% | 1 |  |  |  |  | 0.08741% | [5 empty] | 92.79% | 6.79% | 99.58% | 5 | 52.36% | 0% | 0% | 2 | 21.16% | 0% | 0% | 1 | 25.4% | 0% | 0% | 1 | 64.65% | 0% | 0% | 2 | 67.32% | 0% | 0% | 2 | 5.108% | 0% | 0% | 1 | 0% | 0% | 1 |  |  |  |  | 0.04773% | [5 empty] | 95.13% | 4.186% | 99.31% | 5 | 50.41% | 0% | 0% | 2 | 23.27% | 0% | 0% | 1 | 24.94% | 0% | 0% | 1 | 65.13% | 0% | 0% | 2 | 68.74% | 0% | 0% | 2 | 4.709% | 0% | 0% | 1 | 0% | 0% | 1 |  |  |  |  | 0.03105% | [5 empty] | 96.62% | 2.724% | 99.35% | 5 | 42.03% | 0% | 0% | 1 | 21.6% | 0% | 0% | 1 | 24.09% | 0% | 0% | 1 | 56.43% | 0% | 0% | 2 | 71.85% | 0% | 0% | 3 | 4.249% | 0% | 0% | 1
220 | Drum | Northern_California | 0 | 0 |  | 0% | 0% | 1 |  |  |  |  | 0% | [5 empty] | 82.08% | 15.07% | 97.15% | 5 | 5.686% | 0% | 0% | 1 | 14.56% | 0% | 0% | 1 | 0.08457% | 0% | 0% | 1 | 20.33% | 0% | 0% | 1 | 55.21% | 0% | 0% | 2 | 2.5% | 0% | 0% | 1 | 0% | 0% | 1 |  |  |  |  | 0% | [5 empty] | 69.36% | 9.315% | 78.67% | 5 | 16.26% | 0% | 0% | 1 | 18.38% | 0% | 0% | 1 | 9.28% | 0% | 0% | 1 | 36.26% | 0% | 0% | 1 | 58.23% | 0% | 0% | 2 | 4.655% | 0% | 0% | 1 | 0% | 0% | 1 |  |  |  |  | 0% | [5 empty] | 48.51% | 15.73% | 64.24% | 3 | 11.77% | 0% | 0% | 1 | 9.349% | 0% | 0% | 1 | 12.98% | 0% | 0% | 1 | 29.87% | 0% | 0% | 1 | 65.99% | 0% | 0% | 2 | 4.788% | 0% | 0% | 1
221 | Vierra | Solano | 0 | 0 |  | 0% | 0% | 1 |  |  |  |  | 74.06% | [5 empty] | 0% | 0% | 0% | 1 | 17.08% | 0% | 0% | 1 | 5.272% | 0% | 0% | 1 | 5.272% | 0% | 0% | 1 | 19.61% | 0% | 0% | 1 | 0% | 0% | 0% | 1 | 4.47% | 0% | 0% | 1 | 0% | 0% | 1 |  |  |  |  | 72.39% | [5 empty] | 0% | 0% | 0% | 1 | 30.54% | 0% | 0% | 1 | 7.051% | 0% | 0% | 1 | 5.401% | 0% | 0% | 1 | 33.28% | 0% | 0% | 1 | 0.8697% | 0% | 0% | 1 | 3.171% | 0% | 0% | 1 | 0% | 0% | 1 |  |  |  |  | 55.53% | [5 empty] | 0% | 0% | 0% | 1 | 48% | 0% | 0% | 1 | 15.27% | 0% | 0% | 1 | 15.94% | 0% | 0% | 1 | 50.41% | 0% | 0% | 2 | 10.13% | 0% | 0% | 1 | 3.59% | 0% | 0% | 1
222 | Coyote | Peninsula_Monterey | 0 | 0 |  | 0% | 0% | 1 |  |  |  |  | 0% | [5 empty] | 44.59% | 55.41% | 100% | 5 | 100% | 0% | 0% | 5 | 0.5605% | 0% | 0% | 1 | 31.37% | 0% | 0% | 1 | 100% | 0% | 0% | 5 | 83.18% | 0% | 0% | 3 | 3.332% | 0% | 0% | 1 | 0% | 0% | 1 |  |  |  |  | 0% | [5 empty] | 84.87% | 15.13% | 100% | 5 | 85.81% | 0% | 0% | 3 | 33.42% | 0% | 0% | 1 | 47.94% | 0% | 0% | 1 | 94.63% | 0% | 0% | 4 | 89.7% | 0% | 0% | 3 | 1.689% | 0% | 0% | 1 | 0% | 0% | 1 |  |  |  |  | 0.02584% | [5 empty] | 77.56% | 21.48% | 99.04% | 5 | 82.89% | 0% | 0% | 3 | 25.04% | 0% | 0% | 1 | 42.11% | 0% | 0% | 1 | 95.12% | 0% | 0% | 5 | 84.26% | 0% | 0% | 3 | 2.004% | 0% | 0% | 1
223 | Metcalf | Peninsula_Monterey | 0 | 0 |  | 0% | 0% | 1 |  |  |  |  | 0% | [5 empty] | 54.63% | 45.37% | 100% | 5 | 100% | 0% | 0% | 5 | 0.9887% | 0% | 0% | 1 | 25.25% | 0% | 0% | 1 | 100% | 0% | 0% | 5 | 85.93% | 0% | 0% | 3 | 2.633% | 0% | 0% | 1 | 0% | 0% | 1 |  |  |  |  | 0% | [5 empty] | 86.18% | 13.82% | 100% | 5 | 87.09% | 0% | 0% | 3 | 32.36% | 0% | 0% | 1 | 45.59% | 0% | 0% | 1 | 94.82% | 0% | 0% | 4 | 90.84% | 0% | 0% | 4 | 1.705% | 0% | 0% | 1 | 0% | 0% | 1 |  |  |  |  | 0.02512% | [5 empty] | 78.34% | 20.57% | 98.9% | 5 | 83.33% | 0% | 0% | 3 | 25.52% | 0% | 0% | 1 | 41.99% | 0% | 0% | 1 | 94.93% | 0% | 0% | 4 | 84.94% | 0% | 0% | 3 | 1.959% | 0% | 0% | 1
224 | Diablo | Kern_Greater_Carrizo | 0 | 0 |  | 0% | 0% | 1 |  |  |  |  | 0.1285% | [5 empty] | 11.53% | 86.53% | 98.06% | 5 | 8.434% | 0% | 0% | 1 | 3.329% | 0% | 0% | 1 | 60.16% | 0% | 0% | 2 | 60.16% | 0% | 0% | 2 | 62.61% | 0% | 0% | 2 | 8.616% | 0% | 0% | 1 | 0% | 0% | 1 |  |  |  |  | 0.1207% | [5 empty] | 26.05% | 60.58% | 86.62% | 5 | 19.21% | 0% | 0% | 1 | 6.802% | 0% | 0% | 1 | 61.25% | 0% | 0% | 2 | 65.02% | 0% | 0% | 2 | 60.67% | 0% | 0% | 2 | 7.902% | 0% | 0% | 1 | 0% | 0% | 1 |  |  |  |  | 0.5892% | [5 empty] | 23.46% | 61.38% | 84.83% | 5 | 52.98% | 0% | 0% | 2 | 19.75% | 0% | 0% | 1 | 46.5% | 0% | 0% | 1 | 72.18% | 0% | 0% | 3 | 64.11% | 0% | 0% | 2 | 8.463% | 0% | 0% | 1
225 | Coolwater | Greater_Kramer | 200 | 8000 |  | 177.1% | 12.37% | 5 |  |  |  |  | 0.6498% | [5 empty] | 0% | 0% | 0% | 1 | 77.12% | 107% | 2.073% | 4 | 25.36% | 32.8% | 0% | 2 | 13.91% | 28.44% | 0% | 2 | 79.36% | 118.6% | 4.844% | 4 | 49.76% | 48.72% | 0% | 2 | 2.897% | 118.6% | 4.844% | 4 | 36.39% | 0% | 2 |  |  |  |  | 2.64% | [5 empty] | 0% | 0% | 0% | 1 | 52.12% | 27.42% | 0% | 2 | 22.23% | 16.88% | 0% | 1 | 10.13% | 14.61% | 0% | 1 | 53.99% | 28.53% | 0% | 2 | 31.82% | 19.25% | 0% | 1 | 2.122% | 28.53% | 0% | 2 | 33.91% | 0% | 2 |  |  |  |  | 2.352% | [5 empty] | 0% | 0% | 0% | 1 | 44.07% | 12.53% | 0% | 1 | 19.78% | 8.733% | 0% | 1 | 13.34% | 8.084% | 0% | 1 | 49.78% | 13.95% | 0% | 1 | 43.94% | 12.5% | 0% | 1 | 2.171% | 13.95% | 0% | 1
226 | San Onofre | Greater_SD | 0 | 0 |  | 0% | 0% | 1 |  |  |  |  | 0% | [5 empty] | 17.12% | 0% | 17.12% | 1 | 0% | 0% | 0% | 1 | 66.45% | 0% | 0% | 2 | 73.72% | 0% | 0% | 3 | 73.72% | 0% | 0% | 3 | 7.89% | 0% | 0% | 1 | 7.969% | 0% | 0% | 1 | 0% | 0% | 1 |  |  |  |  | 0% | [5 empty] | 2.352% | 0% | 2.352% | 1 | 3.837% | 0% | 0% | 1 | 61.56% | 0% | 0% | 2 | 91.73% | 0% | 0% | 4 | 91.73% | 0% | 0% | 4 | 1.084% | 0% | 0% | 1 | 13.29% | 0% | 0% | 1 | 0% | 0% | 1 |  |  |  |  | 0% | [5 empty] | 2.952% | 0% | 2.952% | 1 | 5.542% | 0% | 0% | 1 | 62.65% | 0% | 0% | 2 | 90.1% | 0% | 0% | 4 | 90.1% | 0% | 0% | 4 | 0.9859% | 0% | 0% | 1 | 12.37% | 0% | 0% | 1
227 | Woodland | Solano | 0 | 0 |  | 0% | 0% | 1 |  |  |  |  | 62.61% | [5 empty] | 0% | 0% | 0% | 1 | 53.84% | 0% | 0% | 2 | 15.41% | 0% | 0% | 1 | 30.37% | 0% | 0% | 1 | 65.5% | 0% | 0% | 2 | 0% | 0% | 0% | 1 | 5.124% | 0% | 0% | 1 | 0% | 0% | 1 |  |  |  |  | 66.39% | [5 empty] | 0.01327% | 0% | 0.01327% | 1 | 55.02% | 0% | 0% | 2 | 8.312% | 0% | 0% | 1 | 30.8% | 0% | 0% | 1 | 67.07% | 0% | 0% | 2 | 0.3974% | 0% | 0% | 1 | 3.909% | 0% | 0% | 1 | 0% | 0% | 1 |  |  |  |  | 58.11% | [5 empty] | 4.95% | 0% | 4.95% | 1 | 55.91% | 0% | 0% | 2 | 7.609% | 0% | 0% | 1 | 34.21% | 0% | 0% | 1 | 68.74% | 0% | 0% | 2 | 6.143% | 0% | 0% | 1 | 4.339% | 0% | 0% | 1
228 | Donnells PP | El_Dorado_Mariposa | 0 | 0 |  | 0% | 0% | 1 |  |  |  |  | 0% | [5 empty] | 35.51% | 1.89% | 37.4% | 2 | 0.3153% | 0% | 0% | 1 | 2.958% | 0% | 0% | 1 | 11.47% | 0% | 0% | 1 | 13.79% | 0% | 0% | 1 | 75.65% | 0% | 0% | 3 | 4.2% | 0% | 0% | 1 | 0% | 0% | 1 |  |  |  |  | 0% | [5 empty] | 42.89% | 1.347% | 44.24% | 2 | 8.778% | 0% | 0% | 1 | 4.083% | 0% | 0% | 1 | 7.422% | 0% | 0% | 1 | 19.68% | 0% | 0% | 1 | 66.38% | 0% | 0% | 2 | 3.907% | 0% | 0% | 1 | 0% | 0% | 1 |  |  |  |  | 0% | [5 empty] | 50.97% | 0.99% | 51.96% | 3 | 6.506% | 0% | 0% | 1 | 5.3% | 0% | 0% | 1 | 8.553% | 0% | 0% | 1 | 18.36% | 0% | 0% | 1 | 54.37% | 0% | 0% | 2 | 3.582% | 0% | 0% | 1
229 | Mandalay | Greater_LA | 0 | 0 |  | 0% | 0% | 1 |  |  |  |  | 0% | [5 empty] | 1.202% | 0% | 1.202% | 1 | 20.32% | 0% | 0% | 1 | 48.89% | 0% | 0% | 1 | 83.1% | 0% | 0% | 3 | 83.1% | 0% | 0% | 3 | 0% | 0% | 0% | 1 | 40.64% | 0% | 0% | 1 | 0% | 0% | 1 |  |  |  |  | 0.1215% | [5 empty] | 4.009% | 0.005812% | 4.015% | 2 | 25.93% | 0% | 0% | 1 | 55.89% | 0% | 0% | 2 | 81.01% | 0% | 0% | 3 | 81.01% | 0% | 0% | 3 | 0% | 0% | 0% | 1 | 45.72% | 0% | 0% | 1 | 0% | 0% | 1 |  |  |  |  | 0.1462% | [5 empty] | 5.754% | 0.8722% | 6.626% | 2 | 25.3% | 0% | 0% | 1 | 52.79% | 0% | 0% | 2 | 76.66% | 0% | 0% | 3 | 77.51% | 0% | 0% | 3 | 0.6876% | 0% | 0% | 1 | 43.23% | 0% | 0% | 1
230 | North Gila | Arizona | 0 | 0 |  | 0% | 0% | 1 |  |  |  |  | 32.65% | [5 empty] | 0% | 0% | 0% | 1 | 1.12% | 0% | 0% | 1 | 75.61% | 0% | 0% | 3 | 66.97% | 0% | 0% | 2 | 75.71% | 0% | 0% | 3 | 44.21% | 0% | 0% | 1 | 4.551% | 0% | 0% | 1 | 0% | 0% | 1 |  |  |  |  | 17.58% | [5 empty] | 0% | 0% | 0% | 1 | 0.6271% | 0% | 0% | 1 | 55.33% | 0% | 0% | 2 | 50.94% | 0% | 0% | 2 | 55.44% | 0% | 0% | 2 | 58.15% | 0% | 0% | 2 | 3.304% | 0% | 0% | 1 | 0% | 0% | 1 |  |  |  |  | 13.53% | [5 empty] | 0% | 0% | 0% | 1 | 0.52% | 0% | 0% | 1 | 48.26% | 0% | 0% | 1 | 40.57% | 0% | 0% | 1 | 48.35% | 0% | 0% | 1 | 54.74% | 0% | 0% | 2 | 2.556% | 0% | 0% | 1
231 | Eight Mile | Solano | 0 | 0 |  | 0% | 0% | 1 |  |  |  |  | 75.9% | [5 empty] | 0% | 0% | 0% | 1 | 18.56% | 0% | 0% | 1 | 28.14% | 0% | 0% | 1 | 28.14% | 0% | 0% | 1 | 35.93% | 0% | 0% | 1 | 0% | 0% | 0% | 1 | 7.291% | 0% | 0% | 1 | 0% | 0% | 1 |  |  |  |  | 72.97% | [5 empty] | 0% | 0% | 0% | 1 | 14.32% | 0% | 0% | 1 | 20.66% | 0% | 0% | 1 | 21.17% | 0% | 0% | 1 | 30.24% | 0% | 0% | 1 | 0% | 0% | 0% | 1 | 8.036% | 0% | 0% | 1 | 0% | 0% | 1 |  |  |  |  | 67.72% | [5 empty] | 0% | 0% | 0% | 1 | 14.15% | 0% | 0% | 1 | 18.75% | 0% | 0% | 1 | 18.97% | 0% | 0% | 1 | 29.57% | 0% | 0% | 1 | 0% | 0% | 0% | 1 | 7.498% | 0% | 0% | 1
232 | Kern Power | Central_Valley_North_Los_Banos | 0 | 0 |  | 0% | 0% | 1 |  |  |  |  | 0% | [5 empty] | 0% | 0% | 0% | 1 | 0% | 0% | 0% | 1 | 0% | 0% | 0% | 1 | 0% | 0% | 0% | 1 | 0% | 0% | 0% | 1 | 0% | 0% | 0% | 1 | 0% | 0% | 0% | 1 | 0% | 0% | 1 |  |  |  |  | 0% | [5 empty] | 0% | 0% | 0% | 1 | 0% | 0% | 0% | 1 | 0% | 0% | 0% | 1 | 0% | 0% | 0% | 1 | 0% | 0% | 0% | 1 | 0% | 0% | 0% | 1 | 0% | 0% | 0% | 1 | 0% | 0% | 1 |  |  |  |  | 0% | [5 empty] | 0% | 0% | 0% | 1 | 0% | 0% | 0% | 1 | 0% | 0% | 0% | 1 | 0% | 0% | 0% | 1 | 0% | 0% | 0% | 1 | 0% | 0% | 0% | 1 | 0% | 0% | 0% | 1
233 | Renfro | Central_Valley_North_Los_Banos | 0 | 0 |  | 0% | 0% | 1 |  |  |  |  | 0% | [5 empty] | 0% | 0% | 0% | 1 | 0% | 0% | 0% | 1 | 0% | 0% | 0% | 1 | 0% | 0% | 0% | 1 | 0% | 0% | 0% | 1 | 0% | 0% | 0% | 1 | 0% | 0% | 0% | 1 | 0% | 0% | 1 |  |  |  |  | 0% | [5 empty] | 0% | 0% | 0% | 1 | 0% | 0% | 0% | 1 | 0% | 0% | 0% | 1 | 0% | 0% | 0% | 1 | 0% | 0% | 0% | 1 | 0% | 0% | 0% | 1 | 0% | 0% | 0% | 1 | 0% | 0% | 1 |  |  |  |  | 0% | [5 empty] | 0% | 0% | 0% | 1 | 0% | 0% | 0% | 1 | 0% | 0% | 0% | 1 | 0% | 0% | 0% | 1 | 0% | 0% | 0% | 1 | 0% | 0% | 0% | 1 | 0% | 0% | 0% | 1
94 | Vincent | Tehachapi | 0 | 0 |  | 0% | 0% | 1 |  |  |  |  | 0.3175% | [5 empty] | 4.142% | 91.51% | 95.65% | 5 | 8.007% | 0% | 0% | 1 | 19.83% | 0% | 0% | 1 | 24.68% | 0% | 0% | 1 | 33.41% | 0% | 0% | 1 | 55.63% | 0% | 0% | 2 | 5.598% | 0% | 0% | 1 | 0% | 0% | 1 |  |  |  |  | 0.9562% | [5 empty] | 6.44% | 66.35% | 72.79% | 5 | 10.4% | 0% | 0% | 1 | 35.21% | 0% | 0% | 1 | 33.82% | 0% | 0% | 1 | 51.37% | 0% | 0% | 2 | 44.67% | 0% | 0% | 1 | 5.072% | 0% | 0% | 1 | 0% | 0% | 1 |  |  |  |  | 2.918% | [5 empty] | 5.84% | 54.87% | 60.71% | 5 | 9.523% | 0% | 0% | 1 | 35.44% | 0% | 0% | 1 | 28.96% | 0% | 0% | 1 | 49.75% | 0% | 0% | 1 | 39.67% | 0% | 0% | 1 | 4.594% | 0% | 0% | 1
91 | Pardee | Tehachapi | 0 | 0 |  | 0% | 0% | 1 |  |  |  |  | 1.931% | [5 empty] | 8.543% | 91.36% | 99.91% | 5 | 68.53% | 0% | 0% | 2 | 0.5141% | 0% | 0% | 1 | 8.037% | 0% | 0% | 1 | 73.56% | 0% | 0% | 3 | 61.58% | 0% | 0% | 2 | 9.501% | 0% | 0% | 1 | 0% | 0% | 1 |  |  |  |  | 3.279% | [5 empty] | 16.9% | 82.93% | 99.82% | 5 | 66.4% | 0% | 0% | 2 | 1.762% | 0% | 0% | 1 | 4.15% | 0% | 0% | 1 | 69.21% | 0% | 0% | 2 | 56.65% | 0% | 0% | 2 | 11.01% | 0% | 0% | 1 | 0% | 0% | 1 |  |  |  |  | 2.078% | [5 empty] | 19.45% | 80.43% | 99.89% | 5 | 54.04% | 0% | 0% | 2 | 5.739% | 0% | 0% | 1 | 9.153% | 0% | 0% | 1 | 62.7% | 0% | 0% | 2 | 55.34% | 0% | 0% | 2 | 9.517% | 0% | 0% | 1
236 | Westley | Central_Valley_North_Los_Banos | 0 | 0 |  | 0% | 0% | 1 |  |  |  |  | 55.75% | [5 empty] | 8.694% | 0% | 8.694% | 1 | 69.54% | 0% | 0% | 2 | 14.14% | 0% | 0% | 1 | 19.04% | 0% | 0% | 1 | 71.64% | 0% | 0% | 3 | 25.95% | 0% | 0% | 1 | 2.801% | 0% | 0% | 1 | 0% | 0% | 1 |  |  |  |  | 52.15% | [5 empty] | 8.342% | 0% | 8.342% | 1 | 58.96% | 0% | 0% | 2 | 11% | 0% | 0% | 1 | 17.86% | 0% | 0% | 1 | 60.26% | 0% | 0% | 2 | 28.15% | 0% | 0% | 1 | 2.832% | 0% | 0% | 1 | 0% | 0% | 1 |  |  |  |  | 46.76% | [5 empty] | 9.42% | 0% | 9.42% | 1 | 58.33% | 0% | 0% | 2 | 16.01% | 0% | 0% | 1 | 20.92% | 0% | 0% | 1 | 59.86% | 0% | 0% | 2 | 31.69% | 0% | 0% | 1 | 2.935% | 0% | 0% | 1
237 | GWF Hanford | Central_Valley_North_Los_Banos | 0 | 0 |  | 0% | 0% | 1 |  |  |  |  | 23.17% | [5 empty] | 0% | 0% | 0% | 1 | 0% | 0% | 0% | 1 | 0% | 0% | 0% | 1 | 0% | 0% | 0% | 1 | 0% | 0% | 0% | 1 | 0% | 0% | 0% | 1 | 3.672% | 0% | 0% | 1 | 0% | 0% | 1 |  |  |  |  | 32.76% | [5 empty] | 0% | 0% | 0% | 1 | 1.134% | 0% | 0% | 1 | 0% | 0% | 0% | 1 | 0.1006% | 0% | 0% | 1 | 1.134% | 0% | 0% | 1 | 0% | 0% | 0% | 1 | 3.71% | 0% | 0% | 1 | 0% | 0% | 1 |  |  |  |  | 39.15% | [5 empty] | 0% | 0% | 0% | 1 | 3.839% | 0% | 0% | 1 | 0.6098% | 0% | 0% | 1 | 0.6841% | 0% | 0% | 1 | 3.839% | 0% | 0% | 1 | 0% | 0% | 0% | 1 | 3.074% | 0% | 0% | 1
238 | Tevis | Central_Valley_North_Los_Banos | 0 | 0 |  | 0% | 0% | 1 |  |  |  |  | 0% | [5 empty] | 0% | 0% | 0% | 1 | 0% | 0% | 0% | 1 | 0% | 0% | 0% | 1 | 0% | 0% | 0% | 1 | 0% | 0% | 0% | 1 | 0% | 0% | 0% | 1 | 0% | 0% | 0% | 1 | 0% | 0% | 1 |  |  |  |  | 0% | [5 empty] | 0% | 0% | 0% | 1 | 0% | 0% | 0% | 1 | 0% | 0% | 0% | 1 | 0% | 0% | 0% | 1 | 0% | 0% | 0% | 1 | 0% | 0% | 0% | 1 | 0% | 0% | 0% | 1 | 0% | 0% | 1 |  |  |  |  | 0% | [5 empty] | 0% | 0% | 0% | 1 | 0% | 0% | 0% | 1 | 0% | 0% | 0% | 1 | 0% | 0% | 0% | 1 | 0% | 0% | 0% | 1 | 0% | 0% | 0% | 1 | 0% | 0% | 0% | 1
239 | Otay Mesa | Greater_SD | 0 | 0 |  | 0% | 0% | 1 |  |  |  |  | 0% | [5 empty] | 51.14% | 1.807% | 52.94% | 3 | 21.62% | 0% | 0% | 1 | 58.7% | 0% | 0% | 2 | 83.11% | 0% | 0% | 3 | 83.11% | 0% | 0% | 3 | 13.75% | 0% | 0% | 1 | 17.66% | 0% | 0% | 1 | 0% | 0% | 1 |  |  |  |  | 0% | [5 empty] | 28.57% | 9.595% | 38.16% | 2 | 14.74% | 0% | 0% | 1 | 58.62% | 0% | 0% | 2 | 84.15% | 0% | 0% | 3 | 84.15% | 0% | 0% | 3 | 14.8% | 0% | 0% | 1 | 11.79% | 0% | 0% | 1 | 0% | 0% | 1 |  |  |  |  | 0% | [5 empty] | 7.762% | 7.066% | 14.83% | 2 | 4.327% | 0% | 0% | 1 | 18.82% | 0% | 0% | 1 | 80.83% | 0% | 0% | 3 | 81.15% | 0% | 0% | 3 | 5.255% | 0% | 0% | 1 | 3.844% | 0% | 0% | 1
240 | Redondo | Greater_LA | 0 | 0 |  | 0% | 0% | 1 |  |  |  |  | 0% | [5 empty] | 16.69% | 0% | 16.69% | 1 | 1.315% | 0% | 0% | 1 | 12.41% | 0% | 0% | 1 | 74.52% | 0% | 0% | 3 | 75.84% | 0% | 0% | 3 | 0% | 0% | 0% | 1 | 0.07856% | 0% | 0% | 1 | 0% | 0% | 1 |  |  |  |  | 0% | [5 empty] | 2.673% | 0% | 2.673% | 1 | 0.2106% | 0% | 0% | 1 | 2.446% | 0% | 0% | 1 | 54.35% | 0% | 0% | 2 | 54.56% | 0% | 0% | 2 | 0% | 0% | 0% | 1 | 0.1382% | 0% | 0% | 1 | 0% | 0% | 1 |  |  |  |  | 0% | [5 empty] | 3.223% | 0.5033% | 3.726% | 2 | 0.8773% | 0% | 0% | 1 | 7.858% | 0% | 0% | 1 | 58.74% | 0% | 0% | 2 | 59.62% | 0% | 0% | 2 | 0% | 0% | 0% | 1 | 0.4211% | 0% | 0% | 1
241 | Arkansas | Greater_Imperial (Exclude) | 0 | 0 |  | 0% | 0% | 1 |  |  |  |  | 63.07% | [5 empty] | 0% | 0% | 0% | 1 | 2.704% | 0% | 0% | 1 | 32.53% | 0% | 0% | 1 | 29.79% | 0% | 0% | 1 | 34.49% | 0% | 0% | 1 | 0.8785% | 0% | 0% | 1 | 3.664% | 0% | 0% | 1 | 0% | 0% | 1 |  |  |  |  | 66.97% | [5 empty] | 0% | 0% | 0% | 1 | 2.385% | 0% | 0% | 1 | 26.22% | 0% | 0% | 1 | 20.91% | 0% | 0% | 1 | 29.13% | 0% | 0% | 1 | 2.594% | 0% | 0% | 1 | 3.388% | 0% | 0% | 1 | 0% | 0% | 1 |  |  |  |  | 59.61% | [5 empty] | 0% | 0% | 0% | 1 | 3.73% | 0% | 0% | 1 | 16.68% | 0% | 0% | 1 | 14.24% | 0% | 0% | 1 | 21.08% | 0% | 0% | 1 | 6.845% | 0% | 0% | 1 | 4.348% | 0% | 0% | 1
242 | Cal Water | Central_Valley_North_Los_Banos | 0 | 0 |  | 0% | 0% | 1 |  |  |  |  | 0% | [5 empty] | 0% | 0% | 0% | 1 | 0% | 0% | 0% | 1 | 0% | 0% | 0% | 1 | 0% | 0% | 0% | 1 | 0% | 0% | 0% | 1 | 0% | 0% | 0% | 1 | 0% | 0% | 0% | 1 | 0% | 0% | 1 |  |  |  |  | 0% | [5 empty] | 100% | 0% | 100% | 5 | 100% | 0% | 0% | 5 | 0% | 0% | 0% | 1 | 0% | 0% | 0% | 1 | 100% | 0% | 0% | 5 | 14.81% | 0% | 0% | 1 | 0% | 0% | 0% | 1 | 0% | 0% | 1 |  |  |  |  | 0% | [5 empty] | 55.5% | 44.5% | 100% | 5 | 61.62% | 0% | 0% | 2 | 32.69% | 0% | 0% | 1 | 54.61% | 0% | 0% | 2 | 87.66% | 0% | 0% | 3 | 67.51% | 0% | 0% | 2 | 2.508% | 0% | 0% | 1
243 | Grimway | Central_Valley_North_Los_Banos | 0 | 0 |  | 0% | 0% | 1 |  |  |  |  | 0% | [5 empty] | 0% | 0% | 0% | 1 | 0% | 0% | 0% | 1 | 0% | 0% | 0% | 1 | 0% | 0% | 0% | 1 | 0% | 0% | 0% | 1 | 0% | 0% | 0% | 1 | 0% | 0% | 0% | 1 | 0% | 0% | 1 |  |  |  |  | 0% | [5 empty] | 0% | 100% | 100% | 5 | 75.93% | 0% | 0% | 3 | 0.9538% | 0% | 0% | 1 | 0.9538% | 0% | 0% | 1 | 75.93% | 0% | 0% | 3 | 18.86% | 0% | 0% | 1 | 2.824% | 0% | 0% | 1 | 0% | 0% | 1 |  |  |  |  | 0% | [5 empty] | 14.97% | 85.03% | 100% | 5 | 56.68% | 0% | 0% | 2 | 2.25% | 0% | 0% | 1 | 4.802% | 0% | 0% | 1 | 57.23% | 0% | 0% | 2 | 48.38% | 0% | 0% | 1 | 2.417% | 0% | 0% | 1
244 | Viejo | Greater_LA | 0 | 0 |  | 0% | 0% | 1 |  |  |  |  | 0% | [5 empty] | 0% | 0% | 0% | 1 | 0% | 0% | 0% | 1 | 0% | 0% | 0% | 1 | 0% | 0% | 0% | 1 | 0% | 0% | 0% | 1 | 0% | 0% | 0% | 1 | 0% | 0% | 0% | 1 | 0% | 0% | 1 |  |  |  |  | 0% | [5 empty] | 1.762% | 0% | 1.762% | 1 | 0.3729% | 0% | 0% | 1 | 27.52% | 0% | 0% | 1 | 89.96% | 0% | 0% | 3 | 90.34% | 0% | 0% | 4 | 0% | 0% | 0% | 1 | 2.487% | 0% | 0% | 1 | 0% | 0% | 1 |  |  |  |  | 0% | [5 empty] | 1.199% | 10.38% | 11.58% | 3 | 7.105% | 0% | 0% | 1 | 28.61% | 0% | 0% | 1 | 87.16% | 0% | 0% | 3 | 94.26% | 0% | 0% | 4 | 5.289% | 0% | 0% | 1 | 8.234% | 0% | 0% | 1
245 | Kelso | Solano | 239.8 | 9592 |  | 999.9% | 10.78% | 5 |  |  |  |  | 36.53% | [5 empty] | 11.36% | 1.279% | 12.64% | 2 | 58.93% | 26.26% | 0% | 2 | 41.85% | 18.55% | 0% | 1 | 47.68% | 20.61% | 0% | 2 | 68.41% | 34.13% | 0% | 2 | 8.721% | 11.81% | 0% | 1 | 5.782% | 34.13% | 0% | 2 | 999.9% | 5.732% | 4 |  |  |  |  | 43.5% | [5 empty] | 12.7% | 2.958% | 15.66% | 2 | 49.81% | 11.42% | 0% | 1 | 36.8% | 9.069% | 0% | 1 | 40.17% | 9.579% | 0% | 1 | 57.59% | 13.51% | 0% | 2 | 16.95% | 6.901% | 0% | 1 | 5.994% | 13.51% | 0% | 1 | 999.9% | 4.057% | 4 |  |  |  |  | 40.85% | [5 empty] | 12.36% | 2.794% | 15.16% | 2 | 50.49% | 8.193% | 0% | 2 | 37.89% | 6.532% | 0% | 1 | 39.92% | 6.753% | 0% | 1 | 61.94% | 10.66% | 0% | 2 | 20.43% | 5.098% | 0% | 1 | 7.385% | 10.66% | 0% | 1
246 | BlytheSC 161 kV | Riverside (Exclude) | 0 | 0 |  | 0% | 0% | 1 |  |  |  |  | 6.887% | [5 empty] | 0% | 0% | 0% | 1 | 24.2% | 0% | 0% | 1 | 32.54% | 0% | 0% | 1 | 16.83% | 0% | 0% | 1 | 46.17% | 0% | 0% | 1 | 52.98% | 0% | 0% | 2 | 1.388% | 0% | 0% | 1 | 0% | 0% | 1 |  |  |  |  | 2.477% | [5 empty] | 0% | 0% | 0% | 1 | 40.91% | 0% | 0% | 1 | 33.47% | 0% | 0% | 1 | 26.46% | 0% | 0% | 1 | 51.75% | 0% | 0% | 2 | 67.5% | 0% | 0% | 2 | 1.148% | 0% | 0% | 1 | 0% | 0% | 1 |  |  |  |  | 1.749% | [5 empty] | 0% | 0% | 0% | 1 | 38.07% | 0% | 0% | 1 | 36.24% | 0% | 0% | 1 | 29.4% | 0% | 0% | 1 | 51.48% | 0% | 0% | 2 | 67.83% | 0% | 0% | 2 | 1.976% | 0% | 0% | 1
93 | Saugus | Tehachapi | 0 | 0 |  | 0% | 0% | 1 |  |  |  |  | 1.641% | [5 empty] | 4.37% | 95.6% | 99.97% | 5 | 66.99% | 0% | 0% | 2 | 0% | 0% | 0% | 1 | 9.305% | 0% | 0% | 1 | 72.82% | 0% | 0% | 3 | 60.7% | 0% | 0% | 2 | 8.422% | 0% | 0% | 1 | 0% | 0% | 1 |  |  |  |  | 3.358% | [5 empty] | 14.98% | 84.84% | 99.82% | 5 | 66.65% | 0% | 0% | 2 | 1.805% | 0% | 0% | 1 | 4.249% | 0% | 0% | 1 | 69.52% | 0% | 0% | 2 | 56.27% | 0% | 0% | 2 | 10.98% | 0% | 0% | 1 | 0% | 0% | 1 |  |  |  |  | 2.258% | [5 empty] | 15.81% | 84.07% | 99.88% | 5 | 56.86% | 0% | 0% | 2 | 3.994% | 0% | 0% | 1 | 8.23% | 0% | 0% | 1 | 63.95% | 0% | 0% | 2 | 55.05% | 0% | 0% | 2 | 10.28% | 0% | 0% | 1
248 | Camanche | Solano | 0 | 0 |  | 0% | 0% | 1 |  |  |  |  | 58.42% | [5 empty] | 0% | 0% | 0% | 1 | 0% | 0% | 0% | 1 | 0% | 0% | 0% | 1 | 29.43% | 0% | 0% | 1 | 29.43% | 0% | 0% | 1 | 0% | 0% | 0% | 1 | 0.9412% | 0% | 0% | 1 | 0% | 0% | 1 |  |  |  |  | 56.03% | [5 empty] | 0% | 0% | 0% | 1 | 0% | 0% | 0% | 1 | 4.44% | 0% | 0% | 1 | 32.58% | 0% | 0% | 1 | 32.58% | 0% | 0% | 1 | 0% | 0% | 0% | 1 | 2.227% | 0% | 0% | 1 | 0% | 0% | 1 |  |  |  |  | 57.88% | [5 empty] | 0% | 0% | 0% | 1 | 3.56% | 0% | 0% | 1 | 8.368% | 0% | 0% | 1 | 12.67% | 0% | 0% | 1 | 13.88% | 0% | 0% | 1 | 2.969% | 0% | 0% | 1 | 10.93% | 0% | 0% | 1
235 | Sylmar | Tehachapi | 0 | 0 |  | 0% | 0% | 1 |  |  |  |  | 0% | [5 empty] | 0% | 100% | 100% | 5 | 64.25% | 0% | 0% | 2 | 0% | 0% | 0% | 1 | 4.482% | 0% | 0% | 1 | 68.74% | 0% | 0% | 2 | 66.51% | 0% | 0% | 2 | 13.64% | 0% | 0% | 1 | 0% | 0% | 1 |  |  |  |  | 0.8604% | [5 empty] | 0% | 100% | 100% | 5 | 65.14% | 0% | 0% | 2 | 0% | 0% | 0% | 1 | 11.5% | 0% | 0% | 1 | 72.34% | 0% | 0% | 3 | 54.63% | 0% | 0% | 2 | 9.743% | 0% | 0% | 1 | 0% | 0% | 1 |  |  |  |  | 3.192% | [5 empty] | 5.034% | 94.89% | 99.92% | 5 | 61.64% | 0% | 0% | 2 | 0.4213% | 0% | 0% | 1 | 6.844% | 0% | 0% | 1 | 64.38% | 0% | 0% | 2 | 58.95% | 0% | 0% | 2 | 11.32% | 0% | 0% | 1
250 | El Casco | Riverside (Exclude) | 200 | 8000 |  | 999.9% | 498.2% | 5 |  |  |  |  | 0.637% | [5 empty] | 0% | 100% | 100% | 5 | 2.885% | 513% | 13901% | 5 | 0.03681% | 498.3% | 1081724% | 5 | 97.22% | 17899% | 509.6% | 5 | 97.22% | 17899% | 509.6% | 5 | 50.7% | 1010% | 885.3% | 5 | 4.603% | 17899% | 509.6% | 5 | 814% | 62.81% | 5 |  |  |  |  | 0.08417% | [5 empty] | 5.369% | 94.63% | 100% | 5 | 44.23% | 118% | 22.72% | 5 | 15.21% | 77.63% | 0% | 4 | 44.56% | 118.7% | 23.3% | 5 | 72.24% | 237.1% | 52.69% | 5 | 61.22% | 169.7% | 44.16% | 5 | 5.041% | 237.1% | 52.69% | 5 | 233.2% | 14.23% | 5 |  |  |  |  | 0.02879% | [5 empty] | 20.75% | 79.25% | 100% | 5 | 35.58% | 34.95% | 0% | 2 | 22.26% | 28.96% | 0% | 2 | 50.5% | 45.48% | 0% | 2 | 65.34% | 64.95% | 0% | 3 | 48.95% | 44.1% | 0% | 2 | 2.962% | 64.95% | 0% | 3
251 | Suncrest | Greater_SD | 0 | 0 |  | 0% | 0% | 1 |  |  |  |  | 0% | [5 empty] | 0% | 100% | 100% | 5 | 10.04% | 0% | 0% | 1 | 88.67% | 0% | 0% | 3 | 100% | 0% | 0% | 5 | 100% | 0% | 0% | 5 | 88.07% | 0% | 0% | 3 | 0.05168% | 0% | 0% | 1 | 0% | 0% | 1 |  |  |  |  | 0% | [5 empty] | 0.4908% | 99.51% | 100% | 5 | 6.682% | 0% | 0% | 1 | 57.65% | 0% | 0% | 2 | 74.66% | 0% | 0% | 3 | 84.48% | 0% | 0% | 3 | 74.99% | 0% | 0% | 3 | 5.977% | 0% | 0% | 1 | 0% | 0% | 1 |  |  |  |  | 0.3372% | [5 empty] | 2.004% | 97.99% | 100% | 5 | 19.45% | 0% | 0% | 1 | 37% | 0% | 0% | 1 | 56.11% | 0% | 0% | 2 | 65.98% | 0% | 0% | 2 | 60.72% | 0% | 0% | 2 | 6.05% | 0% | 0% | 1
252 | Colorado River | Riverside (Exclude) | 0 | 0 |  | 0% | 0% | 1 |  |  |  |  | 0.007032% | [5 empty] | 0% | 0% | 0% | 1 | 54.27% | 0% | 0% | 2 | 52.48% | 0% | 0% | 2 | 49.22% | 0% | 0% | 1 | 70.15% | 0% | 0% | 3 | 79.15% | 0% | 0% | 3 | 0.3967% | 0% | 0% | 1 | 0% | 0% | 1 |  |  |  |  | 0.4302% | [5 empty] | 0% | 0% | 0% | 1 | 49.34% | 0% | 0% | 1 | 43.69% | 0% | 0% | 1 | 38.82% | 0% | 0% | 1 | 65.74% | 0% | 0% | 2 | 71.58% | 0% | 0% | 3 | 0.5496% | 0% | 0% | 1 | 0% | 0% | 1 |  |  |  |  | 1.669% | [5 empty] | 0% | 0% | 0% | 1 | 44.92% | 0% | 0% | 1 | 38.34% | 0% | 0% | 1 | 32.82% | 0% | 0% | 1 | 57.23% | 0% | 0% | 2 | 63.84% | 0% | 0% | 2 | 0.7739% | 0% | 0% | 1
253 | Red bluff | Riverside (Exclude) | 0 | 0 |  | 0% | 0% | 1 |  |  |  |  | 0% | [5 empty] | 0% | 0% | 0% | 1 | 37.52% | 0% | 0% | 1 | 0.1286% | 0% | 0% | 1 | 0% | 0% | 0% | 1 | 37.65% | 0% | 0% | 1 | 15.31% | 0% | 0% | 1 | 1.433% | 0% | 0% | 1 | 0% | 0% | 1 |  |  |  |  | 0% | [5 empty] | 0% | 0% | 0% | 1 | 46.32% | 0% | 0% | 1 | 10.71% | 0% | 0% | 1 | 10.55% | 0% | 0% | 1 | 46.5% | 0% | 0% | 1 | 16.37% | 0% | 0% | 1 | 1.153% | 0% | 0% | 1 | 0% | 0% | 1 |  |  |  |  | 0% | [5 empty] | 0% | 0% | 0% | 1 | 39.23% | 0% | 0% | 1 | 25.44% | 0% | 0% | 1 | 15.5% | 0% | 0% | 1 | 51.97% | 0% | 0% | 2 | 29.45% | 0% | 0% | 1 | 0.9058% | 0% | 0% | 1
254 | Ocotillo Express | Greater_Imperial | 0 | 0 |  | 0% | 0% | 1 |  |  |  |  | 0% | [5 empty] | 0.2237% | 0% | 0.2237% | 1 | 34.94% | 0% | 0% | 1 | 19.62% | 0% | 0% | 1 | 20.31% | 0% | 0% | 1 | 57.13% | 0% | 0% | 2 | 42.86% | 0% | 0% | 1 | 0.03242% | 0% | 0% | 1 | 0% | 0% | 1 |  |  |  |  | 0% | [5 empty] | 25.41% | 0.1497% | 25.56% | 2 | 15.39% | 0% | 0% | 1 | 18.88% | 0% | 0% | 1 | 23.77% | 0% | 0% | 1 | 41.75% | 0% | 0% | 1 | 60.72% | 0% | 0% | 2 | 0.6417% | 0% | 0% | 1 | 0% | 0% | 1 |  |  |  |  | 5.653% | [5 empty] | 36.27% | 10.3% | 46.56% | 3 | 10.38% | 0% | 0% | 1 | 10.83% | 0% | 0% | 1 | 24.71% | 0% | 0% | 1 | 35.38% | 0% | 0% | 1 | 48.95% | 0% | 0% | 1 | 2.744% | 0% | 0% | 1
255 | Ivanpah | Southern_NV_Eldorado | 0 | 0 |  | 0% | 0% | 1 |  |  |  |  | 0% | [5 empty] | 0% | 0% | 0% | 1 | 87.7% | 0% | 0% | 3 | 79.18% | 0% | 0% | 3 | 11.77% | 0% | 0% | 1 | 99.43% | 0% | 0% | 5 | 44.92% | 0% | 0% | 1 | 2.402e-05% | 0% | 0% | 1 | 0% | 0% | 1 |  |  |  |  | 0% | [5 empty] | 0% | 0% | 0% | 1 | 87.54% | 0% | 0% | 3 | 79.03% | 0% | 0% | 3 | 11.74% | 0% | 0% | 1 | 99.24% | 0% | 0% | 5 | 45.03% | 0% | 0% | 1 | 2.397e-05% | 0% | 0% | 1 | 0% | 0% | 1 |  |  |  |  | 0% | [5 empty] | 0% | 0% | 0% | 1 | 64.57% | 0% | 0% | 2 | 61.22% | 0% | 0% | 2 | 11.59% | 0% | 0% | 1 | 76.12% | 0% | 0% | 3 | 52.55% | 0% | 0% | 2 | 0.6594% | 0% | 0% | 1
256 | Alamitos | Greater_LA | 0 | 0 |  | 0% | 0% | 1 |  |  |  |  | 0% | [5 empty] | 0% | 0% | 0% | 1 | 0% | 0% | 0% | 1 | 9.238% | 0% | 0% | 1 | 70.97% | 0% | 0% | 3 | 70.97% | 0% | 0% | 3 | 0% | 0% | 0% | 1 | 0.4458% | 0% | 0% | 1 | 0% | 0% | 1 |  |  |  |  | 0% | [5 empty] | 0.04524% | 0% | 0.04524% | 1 | 0% | 0% | 0% | 1 | 14.45% | 0% | 0% | 1 | 77.52% | 0% | 0% | 3 | 77.52% | 0% | 0% | 3 | 0% | 0% | 0% | 1 | 3.549% | 0% | 0% | 1 | 0% | 0% | 1 |  |  |  |  | 0% | [5 empty] | 1.261% | 0% | 1.261% | 1 | 0.1285% | 0% | 0% | 1 | 13.79% | 0% | 0% | 1 | 76.98% | 0% | 0% | 3 | 77.11% | 0% | 0% | 3 | 0% | 0% | 0% | 1 | 3.431% | 0% | 0% | 1
257 | Shilo III | Solano | 0 | 0 |  | 0% | 0% | 1 |  |  |  |  | 5.246% | [5 empty] | 0% | 0% | 0% | 1 | 20.01% | 0% | 0% | 1 | 37.53% | 0% | 0% | 1 | 34.99% | 0% | 0% | 1 | 54.29% | 0% | 0% | 2 | 3.065% | 0% | 0% | 1 | 30.5% | 0% | 0% | 1 | 0% | 0% | 1 |  |  |  |  | 23.4% | [5 empty] | 0.5208% | 0% | 0.5208% | 1 | 14.32% | 0% | 0% | 1 | 33.83% | 0% | 0% | 1 | 31.68% | 0% | 0% | 1 | 45.87% | 0% | 0% | 1 | 2.325% | 0% | 0% | 1 | 24.4% | 0% | 0% | 1 | 0% | 0% | 1 |  |  |  |  | 31.11% | [5 empty] | 9.033% | 0.4958% | 9.529% | 2 | 20.91% | 0% | 0% | 1 | 26.4% | 0% | 0% | 1 | 26.99% | 0% | 0% | 1 | 44.98% | 0% | 0% | 1 | 7.384% | 0% | 0% | 1 | 17.28% | 0% | 0% | 1
258 | ECO | Greater_Imperial | 560 | 22400 |  | 9496% | 123% | 5 |  |  |  |  | 0% | [5 empty] | 62.35% | 0% | 62.35% | 3 | 11.32% | 138.3% | 300.2% | 5 | 37.76% | 197.1% | 160% | 5 | 42.84% | 214.6% | 152.9% | 5 | 60.02% | 306.8% | 137.8% | 5 | 34.09% | 186.1% | 166.5% | 5 | 1.157% | 306.8% | 137.8% | 5 | 427.3% | 33.45% | 5 |  |  |  |  | 0% | [5 empty] | 66.76% | 6.602% | 73.36% | 3 | 19.11% | 48.98% | 0% | 2 | 14.19% | 46.18% | 0% | 2 | 35.98% | 61.89% | 0% | 3 | 54.83% | 87.72% | 0% | 4 | 43.26% | 69.84% | 0% | 3 | 1.043% | 87.72% | 0% | 4 | 427.3% | 22.95% | 5 |  |  |  |  | 0.1341% | [5 empty] | 49.93% | 25.33% | 75.26% | 5 | 15.16% | 33.01% | 0% | 2 | 12.78% | 32.11% | 0% | 2 | 26.5% | 38.1% | 0% | 2 | 44.23% | 50.21% | 0% | 3 | 50.28% | 56.33% | 0% | 3 | 1.245% | 50.21% | 0% | 3
259 | IID System | Greater_Imperial (Exclude) | 0 | 0 |  | 0% | 0% | 1 |  |  |  |  | 46.63% | [5 empty] | 0% | 0% | 0% | 1 | 2.337e-05% | 0% | 0% | 1 | 36.25% | 0% | 0% | 1 | 38.58% | 0% | 0% | 1 | 40.34% | 0% | 0% | 1 | 0.02293% | 0% | 0% | 1 | 2.358% | 0% | 0% | 1 | 0% | 0% | 1 |  |  |  |  | 55.96% | [5 empty] | 0% | 0% | 0% | 1 | 1.239% | 0% | 0% | 1 | 35.04% | 0% | 0% | 1 | 28.63% | 0% | 0% | 1 | 38.17% | 0% | 0% | 1 | 5.347% | 0% | 0% | 1 | 4.121% | 0% | 0% | 1 | 0% | 0% | 1 |  |  |  |  | 53.23% | [5 empty] | 0% | 0% | 0% | 1 | 2.188% | 0% | 0% | 1 | 22.59% | 0% | 0% | 1 | 17.27% | 0% | 0% | 1 | 25.98% | 0% | 0% | 1 | 7.609% | 0% | 0% | 1 | 3.819% | 0% | 0% | 1
260 | Sonora | Greater_Imperial (Exclude) | 0 | 0 |  | 0% | 0% | 1 |  |  |  |  | 52.97% | [5 empty] | 0% | 0% | 0% | 1 | 7.516% | 0% | 0% | 1 | 46.71% | 0% | 0% | 1 | 50.17% | 0% | 0% | 2 | 52.8% | 0% | 0% | 2 | 3.888% | 0% | 0% | 1 | 5.716% | 0% | 0% | 1 | 0% | 0% | 1 |  |  |  |  | 61.96% | [5 empty] | 0% | 0% | 0% | 1 | 2.786% | 0% | 0% | 1 | 27.94% | 0% | 0% | 1 | 22.24% | 0% | 0% | 1 | 31.46% | 0% | 0% | 1 | 2.179% | 0% | 0% | 1 | 3.512% | 0% | 0% | 1 | 0% | 0% | 1 |  |  |  |  | 59.21% | [5 empty] | 0% | 0% | 0% | 1 | 3.259% | 0% | 0% | 1 | 19.99% | 0% | 0% | 1 | 17.21% | 0% | 0% | 1 | 24.14% | 0% | 0% | 1 | 7.306% | 0% | 0% | 1 | 4.092% | 0% | 0% | 1
261 | Caliente | Kern_Greater_Carrizo | 210 | 8400 |  | 999.9% | 29.33% | 5 |  |  |  |  | 0% | [5 empty] | 0% | 0% | 0% | 1 | 34.19% | 44.56% | 0% | 2 | 2.552% | 30.1% | 0% | 2 | 17.76% | 35.66% | 0% | 2 | 43.8% | 52.18% | 0% | 3 | 52.61% | 61.89% | 0% | 3 | 2.08% | 52.18% | 0% | 3 | 999.9% | 18.84% | 5 |  |  |  |  | 0% | [5 empty] | 0.1492% | 0% | 0.1492% | 1 | 50.86% | 38.35% | 0% | 2 | 1.64% | 19.16% | 0% | 1 | 11.41% | 21.27% | 0% | 2 | 57.04% | 43.86% | 0% | 2 | 65.74% | 55% | 0% | 3 | 1.37% | 43.86% | 0% | 2 | 999.9% | 11.13% | 5 |  |  |  |  | 0% | [5 empty] | 13.28% | 0% | 13.28% | 1 | 43.4% | 19.66% | 0% | 1 | 2.366% | 11.4% | 0% | 1 | 8.128% | 12.11% | 0% | 1 | 48.44% | 21.58% | 0% | 2 | 69.06% | 35.96% | 0% | 2 | 1.319% | 21.58% | 0% | 2
262 | Regulus | Central_Valley_North_Los_Banos | 0 | 0 |  | 0% | 0% | 1 |  |  |  |  | 0% | [5 empty] | 0% | 0% | 0% | 1 | 0% | 0% | 0% | 1 | 0% | 0% | 0% | 1 | 0% | 0% | 0% | 1 | 0% | 0% | 0% | 1 | 0% | 0% | 0% | 1 | 0% | 0% | 0% | 1 | 0% | 0% | 1 |  |  |  |  | 0% | [5 empty] | 0% | 100% | 100% | 5 | 100% | 0% | 0% | 5 | 1.98% | 0% | 0% | 1 | 1.98% | 0% | 0% | 1 | 100% | 0% | 0% | 5 | 30.87% | 0% | 0% | 1 | 1.444% | 0% | 0% | 1 | 0% | 0% | 1 |  |  |  |  | 0% | [5 empty] | 17.18% | 82.82% | 100% | 5 | 63.4% | 0% | 0% | 2 | 14.75% | 0% | 0% | 1 | 17.17% | 0% | 0% | 1 | 69.21% | 0% | 0% | 2 | 46.02% | 0% | 0% | 1 | 2.867% | 0% | 0% | 1
263 | Geysers 12 | Mendocino_Marin | 0 | 0 |  | 0% | 0% | 1 |  |  |  |  | 0.1002% | [5 empty] | 9.898% | 89.5% | 99.4% | 5 | 75.94% | 0% | 0% | 3 | 65.62% | 0% | 0% | 2 | 92.93% | 0% | 0% | 4 | 100% | 0% | 0% | 5 | 39.01% | 0% | 0% | 1 | 1.372% | 0% | 0% | 1 | 0% | 0% | 1 |  |  |  |  | 2.971% | [5 empty] | 29.79% | 63.96% | 93.76% | 5 | 64.55% | 0% | 0% | 2 | 46.08% | 0% | 0% | 1 | 78% | 0% | 0% | 3 | 95.52% | 0% | 0% | 5 | 39.63% | 0% | 0% | 1 | 1.239% | 0% | 0% | 1 | 0% | 0% | 1 |  |  |  |  | 2.025% | [5 empty] | 43.81% | 51.79% | 95.6% | 5 | 68.36% | 0% | 0% | 2 | 38.55% | 0% | 0% | 1 | 74.96% | 0% | 0% | 3 | 93.76% | 0% | 0% | 4 | 52.08% | 0% | 0% | 2 | 1.438% | 0% | 0% | 1
264 | Solar SS | Kern_Greater_Carrizo | 0 | 0 |  | 0% | 0% | 1 |  |  |  |  | 0% | [5 empty] | 0% | 0% | 0% | 1 | 54.65% | 0% | 0% | 2 | 0% | 0% | 0% | 1 | 10.48% | 0% | 0% | 1 | 60.15% | 0% | 0% | 2 | 72.33% | 0% | 0% | 3 | 1.455% | 0% | 0% | 1 | 0% | 0% | 1 |  |  |  |  | 0% | [5 empty] | 18.29% | 0% | 18.29% | 1 | 43.88% | 0% | 0% | 1 | 3.16% | 0% | 0% | 1 | 8.906% | 0% | 0% | 1 | 49.71% | 0% | 0% | 1 | 68.48% | 0% | 0% | 2 | 1.487% | 0% | 0% | 1 | 0% | 0% | 1 |  |  |  |  | 0.01931% | [5 empty] | 24.27% | 4.438% | 28.7% | 2 | 43.95% | 0% | 0% | 1 | 5.958% | 0% | 0% | 1 | 16.7% | 0% | 0% | 1 | 55.99% | 0% | 0% | 2 | 65.68% | 0% | 0% | 2 | 1.985% | 0% | 0% | 1
265 | Olive | Central_Valley_North_Los_Banos | 0 | 0 |  | 0% | 0% | 1 |  |  |  |  | 0% | [5 empty] | 0% | 0% | 0% | 1 | 0% | 0% | 0% | 1 | 0% | 0% | 0% | 1 | 0% | 0% | 0% | 1 | 0% | 0% | 0% | 1 | 0% | 0% | 0% | 1 | 0% | 0% | 0% | 1 | 0% | 0% | 1 |  |  |  |  | 0% | [5 empty] | 0% | 0% | 0% | 1 | 0% | 0% | 0% | 1 | 0% | 0% | 0% | 1 | 0% | 0% | 0% | 1 | 0% | 0% | 0% | 1 | 0% | 0% | 0% | 1 | 0% | 0% | 0% | 1 | 0% | 0% | 1 |  |  |  |  | 0% | [5 empty] | 0% | 0% | 0% | 1 | 0% | 0% | 0% | 1 | 0% | 0% | 0% | 1 | 0% | 0% | 0% | 1 | 0% | 0% | 0% | 1 | 0% | 0% | 0% | 1 | 0% | 0% | 0% | 1
266 | 7th Standard | Central_Valley_North_Los_Banos | 0 | 0 |  | 0% | 0% | 1 |  |  |  |  | 0% | [5 empty] | 0% | 0% | 0% | 1 | 0% | 0% | 0% | 1 | 0% | 0% | 0% | 1 | 0% | 0% | 0% | 1 | 0% | 0% | 0% | 1 | 0% | 0% | 0% | 1 | 0% | 0% | 0% | 1 | 0% | 0% | 1 |  |  |  |  | 0% | [5 empty] | 0% | 0% | 0% | 1 | 0% | 0% | 0% | 1 | 0% | 0% | 0% | 1 | 0% | 0% | 0% | 1 | 0% | 0% | 0% | 1 | 0% | 0% | 0% | 1 | 0% | 0% | 0% | 1 | 0% | 0% | 1 |  |  |  |  | 0% | [5 empty] | 0% | 0% | 0% | 1 | 0% | 0% | 0% | 1 | 0% | 0% | 0% | 1 | 0% | 0% | 0% | 1 | 0% | 0% | 0% | 1 | 0% | 0% | 0% | 1 | 0% | 0% | 0% | 1
267 | Delevan | Northern_California | 0 | 0 |  | 0% | 0% | 1 |  |  |  |  | 21.26% | [5 empty] | 24.17% | 0% | 24.17% | 2 | 38.37% | 0% | 0% | 1 | 12% | 0% | 0% | 1 | 26.41% | 0% | 0% | 1 | 60.79% | 0% | 0% | 2 | 37.49% | 0% | 0% | 1 | 3.184% | 0% | 0% | 1 | 0% | 0% | 1 |  |  |  |  | 25.23% | [5 empty] | 24.94% | 0% | 24.94% | 2 | 28.96% | 0% | 0% | 1 | 9.636% | 0% | 0% | 1 | 25.25% | 0% | 0% | 1 | 50.76% | 0% | 0% | 2 | 34.51% | 0% | 0% | 1 | 3.215% | 0% | 0% | 1 | 0% | 0% | 1 |  |  |  |  | 30.56% | [5 empty] | 21.82% | 0% | 21.82% | 2 | 28.92% | 0% | 0% | 1 | 9.998% | 0% | 0% | 1 | 24.77% | 0% | 0% | 1 | 49.77% | 0% | 0% | 1 | 30.76% | 0% | 0% | 1 | 4.312% | 0% | 0% | 1
268 | Mustang | Kern_Greater_Carrizo | 0 | 0 |  | 0% | 0% | 1 |  |  |  |  | 0.1328% | [5 empty] | 42.3% | 55.75% | 98.05% | 5 | 60.11% | 0% | 0% | 2 | 25.83% | 0% | 0% | 1 | 66.82% | 0% | 0% | 2 | 82.03% | 0% | 0% | 3 | 80.46% | 0% | 0% | 3 | 9.261% | 0% | 0% | 1 | 0% | 0% | 1 |  |  |  |  | 0.3908% | [5 empty] | 36.77% | 53.65% | 90.43% | 5 | 36.05% | 0% | 0% | 1 | 15.46% | 0% | 0% | 1 | 41.73% | 0% | 0% | 1 | 56.63% | 0% | 0% | 2 | 55.48% | 0% | 0% | 2 | 7.373% | 0% | 0% | 1 | 0% | 0% | 1 |  |  |  |  | 1.542% | [5 empty] | 35.93% | 39.97% | 75.9% | 5 | 34.75% | 0% | 0% | 1 | 15.38% | 0% | 0% | 1 | 40.54% | 0% | 0% | 1 | 56.73% | 0% | 0% | 2 | 48.43% | 0% | 0% | 1 | 5.624% | 0% | 0% | 1
269 | Tranquility | Central_Valley_North_Los_Banos | 0 | 0 |  | 0% | 0% | 1 |  |  |  |  | 38.42% | [5 empty] | 0% | 0% | 0% | 1 | 17.67% | 0% | 0% | 1 | 0.1093% | 0% | 0% | 1 | 6.307% | 0% | 0% | 1 | 20.83% | 0% | 0% | 1 | 0% | 0% | 0% | 1 | 0.6116% | 0% | 0% | 1 | 0% | 0% | 1 |  |  |  |  | 39.39% | [5 empty] | 0% | 0% | 0% | 1 | 23.75% | 0% | 0% | 1 | 4.542% | 0% | 0% | 1 | 12.07% | 0% | 0% | 1 | 31.02% | 0% | 0% | 1 | 0.1773% | 0% | 0% | 1 | 2.401% | 0% | 0% | 1 | 0% | 0% | 1 |  |  |  |  | 30.02% | [5 empty] | 0% | 0% | 0% | 1 | 27.21% | 0% | 0% | 1 | 9.313% | 0% | 0% | 1 | 14.94% | 0% | 0% | 1 | 36.9% | 0% | 0% | 1 | 1.704% | 0% | 0% | 1 | 2.933% | 0% | 0% | 1
270 | Calcite | Greater_Kramer | 150 | 6000 |  | 999.9% | 8.295% | 4 |  |  |  |  | 0.857% | [5 empty] | 0% | 0% | 0% | 1 | 44.1% | 14.84% | 0% | 1 | 23.26% | 10.81% | 0% | 1 | 19.72% | 10.33% | 0% | 1 | 56.87% | 19.23% | 0% | 2 | 17.82% | 10.09% | 0% | 1 | 0.5962% | 19.23% | 0% | 1 | 999.9% | 5.357% | 4 |  |  |  |  | 0.5867% | [5 empty] | 7.234% | 0% | 7.234% | 1 | 44.58% | 9.667% | 0% | 1 | 27.06% | 7.345% | 0% | 1 | 24.44% | 7.09% | 0% | 1 | 61.96% | 14.08% | 0% | 2 | 27.37% | 7.376% | 0% | 1 | 0.4698% | 14.08% | 0% | 1 | 999.9% | 4.311% | 4 |  |  |  |  | 0.4721% | [5 empty] | 18.52% | 0.266% | 18.79% | 2 | 39.64% | 7.141% | 0% | 1 | 29.44% | 6.109% | 0% | 1 | 31.28% | 6.273% | 0% | 1 | 63.57% | 11.83% | 0% | 2 | 35.93% | 6.728% | 0% | 1 | 0.5714% | 11.83% | 0% | 1
271 | Trout Canyon (fka Crazy Eyes) | Southern_NV_Eldorado | 0 | 0 |  | 0% | 0% | 1 |  |  |  |  | 0% | [5 empty] | 0% | 0% | 0% | 1 | 0% | 0% | 0% | 1 | 0% | 0% | 0% | 1 | 0% | 0% | 0% | 1 | 0% | 0% | 0% | 1 | 0% | 0% | 0% | 1 | 0% | 0% | 0% | 1 | 0% | 0% | 1 |  |  |  |  | 0% | [5 empty] | 0% | 0% | 0% | 1 | 21.65% | 0% | 0% | 1 | 0.346% | 0% | 0% | 1 | 43.68% | 0% | 0% | 1 | 54.99% | 0% | 0% | 2 | 80.13% | 0% | 0% | 3 | 0.003519% | 0% | 0% | 1 | 0% | 0% | 1 |  |  |  |  | 0% | [5 empty] | 0% | 0% | 0% | 1 | 17.9% | 0% | 0% | 1 | 0.2862% | 0% | 0% | 1 | 43.8% | 0% | 0% | 1 | 53.14% | 0% | 0% | 2 | 73.25% | 0% | 0% | 3 | 0.1149% | 0% | 0% | 1
272 | Delaney | Arizona | 0 | 0 |  | 0% | 0% | 1 |  |  |  |  | 0% | [5 empty] | 0% | 0% | 0% | 1 | 0% | 0% | 0% | 1 | 0% | 0% | 0% | 1 | 0% | 0% | 0% | 1 | 0% | 0% | 0% | 1 | 0% | 0% | 0% | 1 | 0% | 0% | 0% | 1 | 0% | 0% | 1 |  |  |  |  | 0% | [5 empty] | 0% | 0% | 0% | 1 | 0% | 0% | 0% | 1 | 0% | 0% | 0% | 1 | 0% | 0% | 0% | 1 | 0% | 0% | 0% | 1 | 0% | 0% | 0% | 1 | 0% | 0% | 0% | 1 | 0% | 0% | 1 |  |  |  |  | 0% | [5 empty] | 0% | 0% | 0% | 1 | 0% | 0% | 0% | 1 | 0% | 0% | 0% | 1 | 0% | 0% | 0% | 1 | 0% | 0% | 0% | 1 | 0% | 0% | 0% | 1 | 0% | 0% | 0% | 1
273 | Desert View | Southern_NV_Eldorado | 0 | 0 |  | 0% | 0% | 1 |  |  |  |  | 0% | [5 empty] | 0% | 0% | 0% | 1 | 0% | 0% | 0% | 1 | 0% | 0% | 0% | 1 | 0% | 0% | 0% | 1 | 0% | 0% | 0% | 1 | 0% | 0% | 0% | 1 | 0% | 0% | 0% | 1 | 0% | 0% | 1 |  |  |  |  | 0% | [5 empty] | 0% | 0% | 0% | 1 | 0% | 0% | 0% | 1 | 0% | 0% | 0% | 1 | 0% | 0% | 0% | 1 | 0% | 0% | 0% | 1 | 0% | 0% | 0% | 1 | 0% | 0% | 0% | 1 | 0% | 0% | 1 |  |  |  |  | 0% | [5 empty] | 0% | 0% | 0% | 1 | 0% | 0% | 0% | 1 | 0% | 0% | 0% | 1 | 0% | 0% | 0% | 1 | 0% | 0% | 0% | 1 | 0% | 0% | 0% | 1 | 0% | 0% | 0% | 1
274 | Carpenter Canyon (fka Gamebird) | Southern_NV_Eldorado | 0 | 0 |  | 0% | 0% | 1 |  |  |  |  | 0% | [5 empty] | 0% | 0% | 0% | 1 | 36.06% | 0% | 0% | 1 | 1.106% | 0% | 0% | 1 | 11.19% | 0% | 0% | 1 | 37.16% | 0% | 0% | 1 | 100% | 0% | 0% | 5 | 0% | 0% | 0% | 1 | 0% | 0% | 1 |  |  |  |  | 0% | [5 empty] | 0% | 0% | 0% | 1 | 19.56% | 0% | 0% | 1 | 5.107% | 0% | 0% | 1 | 47.92% | 0% | 0% | 1 | 58.14% | 0% | 0% | 2 | 77.27% | 0% | 0% | 3 | 0.7032% | 0% | 0% | 1 | 0% | 0% | 1 |  |  |  |  | 0% | [5 empty] | 0% | 0% | 0% | 1 | 17.67% | 0% | 0% | 1 | 4.612% | 0% | 0% | 1 | 52.04% | 0% | 0% | 2 | 61.27% | 0% | 0% | 2 | 77.66% | 0% | 0% | 3 | 0.6365% | 0% | 0% | 1
275 | Hassayampa | Arizona | 0 | 0 |  | 0% | 0% | 1 |  |  |  |  | 0% | [5 empty] | 0% | 0% | 0% | 1 | 0% | 0% | 0% | 1 | 0% | 0% | 0% | 1 | 0% | 0% | 0% | 1 | 0% | 0% | 0% | 1 | 0% | 0% | 0% | 1 | 0% | 0% | 0% | 1 | 0% | 0% | 1 |  |  |  |  | 0% | [5 empty] | 0% | 0% | 0% | 1 | 0% | 0% | 0% | 1 | 0% | 0% | 0% | 1 | 0% | 0% | 0% | 1 | 0% | 0% | 0% | 1 | 0% | 0% | 0% | 1 | 0% | 0% | 0% | 1 | 0% | 0% | 1 |  |  |  |  | 0% | [5 empty] | 0% | 0% | 0% | 1 | 0% | 0% | 0% | 1 | 0% | 0% | 0% | 1 | 0% | 0% | 0% | 1 | 0% | 0% | 0% | 1 | 0% | 0% | 0% | 1 | 0% | 0% | 0% | 1
276 | Hoodoo Wash | Arizona | 0 | 0 |  | 0% | 0% | 1 |  |  |  |  | 0% | [5 empty] | 0% | 0% | 0% | 1 | 0% | 0% | 0% | 1 | 0% | 0% | 0% | 1 | 0% | 0% | 0% | 1 | 0% | 0% | 0% | 1 | 0% | 0% | 0% | 1 | 0% | 0% | 0% | 1 | 0% | 0% | 1 |  |  |  |  | 0% | [5 empty] | 0% | 0% | 0% | 1 | 0% | 0% | 0% | 1 | 0% | 0% | 0% | 1 | 0% | 0% | 0% | 1 | 0% | 0% | 0% | 1 | 0% | 0% | 0% | 1 | 0% | 0% | 0% | 1 | 0% | 0% | 1 |  |  |  |  | 0% | [5 empty] | 0% | 0% | 0% | 1 | 0% | 0% | 0% | 1 | 0% | 0% | 0% | 1 | 0% | 0% | 0% | 1 | 0% | 0% | 0% | 1 | 0% | 0% | 0% | 1 | 0% | 0% | 0% | 1
277 | Innovation | Southern_NV_Eldorado | 0 | 0 |  | 0% | 0% | 1 |  |  |  |  | 0% | [5 empty] | 0% | 0% | 0% | 1 | 0% | 0% | 0% | 1 | 0% | 0% | 0% | 1 | 0% | 0% | 0% | 1 | 0% | 0% | 0% | 1 | 0% | 0% | 0% | 1 | 0% | 0% | 0% | 1 | 0% | 0% | 1 |  |  |  |  | 0% | [5 empty] | 0% | 0% | 0% | 1 | 0% | 0% | 0% | 1 | 0% | 0% | 0% | 1 | 0% | 0% | 0% | 1 | 0% | 0% | 0% | 1 | 0% | 0% | 0% | 1 | 0% | 0% | 0% | 1 | 0% | 0% | 1 |  |  |  |  | 0% | [5 empty] | 0% | 0% | 0% | 1 | 0% | 0% | 0% | 1 | 0% | 0% | 0% | 1 | 0% | 0% | 0% | 1 | 0% | 0% | 0% | 1 | 0% | 0% | 0% | 1 | 0% | 0% | 0% | 1
278 | Lathrop | Southern_NV_Eldorado | 0 | 0 |  | 0% | 0% | 1 |  |  |  |  | 0% | [5 empty] | 0% | 0% | 0% | 1 | 0% | 0% | 0% | 1 | 0% | 0% | 0% | 1 | 0% | 0% | 0% | 1 | 0% | 0% | 0% | 1 | 0% | 0% | 0% | 1 | 0% | 0% | 0% | 1 | 0% | 0% | 1 |  |  |  |  | 0% | [5 empty] | 0% | 0% | 0% | 1 | 0% | 0% | 0% | 1 | 0% | 0% | 0% | 1 | 0% | 0% | 0% | 1 | 0% | 0% | 0% | 1 | 0% | 0% | 0% | 1 | 0% | 0% | 0% | 1 | 0% | 0% | 1 |  |  |  |  | 0% | [5 empty] | 0% | 0% | 0% | 1 | 0% | 0% | 0% | 1 | 0% | 0% | 0% | 1 | 0% | 0% | 0% | 1 | 0% | 0% | 0% | 1 | 100% | 0% | 0% | 5 | 0.4541% | 0% | 0% | 1
279 | Mohave | Southern_NV_Eldorado | 0 | 0 |  | 0% | 0% | 1 |  |  |  |  | 0% | [5 empty] | 0% | 0% | 0% | 1 | 0% | 0% | 0% | 1 | 44.26% | 0% | 0% | 1 | 0% | 0% | 0% | 1 | 44.26% | 0% | 0% | 1 | 74.52% | 0% | 0% | 3 | 8.92% | 0% | 0% | 1 | 0% | 0% | 1 |  |  |  |  | 0% | [5 empty] | 0% | 0% | 0% | 1 | 13.93% | 0% | 0% | 1 | 88.93% | 0% | 0% | 3 | 0% | 0% | 0% | 1 | 88.93% | 0% | 0% | 3 | 25% | 0% | 0% | 1 | 15.48% | 0% | 0% | 1 | 0% | 0% | 1 |  |  |  |  | 0% | [5 empty] | 0% | 0% | 0% | 1 | 23.49% | 0% | 0% | 1 | 79.04% | 0% | 0% | 3 | 0% | 0% | 0% | 1 | 84.3% | 0% | 0% | 3 | 28.72% | 0% | 0% | 1 | 12.63% | 0% | 0% | 1
280 | Pahrump | Southern_NV_Eldorado | 0 | 0 |  | 0% | 0% | 1 |  |  |  |  | 0% | [5 empty] | 0% | 0% | 0% | 1 | 0% | 0% | 0% | 1 | 39.38% | 0% | 0% | 1 | 44.93% | 0% | 0% | 1 | 44.93% | 0% | 0% | 1 | 82.18% | 0% | 0% | 3 | 5.458% | 0% | 0% | 1 | 0% | 0% | 1 |  |  |  |  | 0% | [5 empty] | 0% | 0% | 0% | 1 | 24.47% | 0% | 0% | 1 | 6.389% | 0% | 0% | 1 | 34.85% | 0% | 0% | 1 | 47.63% | 0% | 0% | 1 | 86.28% | 0% | 0% | 3 | 0.8777% | 0% | 0% | 1 | 0% | 0% | 1 |  |  |  |  | 0% | [5 empty] | 0% | 0% | 0% | 1 | 17.28% | 0% | 0% | 1 | 4.511% | 0% | 0% | 1 | 50.85% | 0% | 0% | 2 | 59.88% | 0% | 0% | 2 | 76.68% | 0% | 0% | 3 | 0.6482% | 0% | 0% | 1
281 | Palo Verde | Arizona | 0 | 0 |  | 0% | 0% | 1 |  |  |  |  | 0% | [5 empty] | 0% | 0% | 0% | 1 | 0% | 0% | 0% | 1 | 0% | 0% | 0% | 1 | 0% | 0% | 0% | 1 | 0% | 0% | 0% | 1 | 0% | 0% | 0% | 1 | 0% | 0% | 0% | 1 | 0% | 0% | 1 |  |  |  |  | 0% | [5 empty] | 0% | 0% | 0% | 1 | 0% | 0% | 0% | 1 | 0% | 0% | 0% | 1 | 0% | 0% | 0% | 1 | 0% | 0% | 0% | 1 | 0% | 0% | 0% | 1 | 0% | 0% | 0% | 1 | 0% | 0% | 1 |  |  |  |  | 0% | [5 empty] | 0% | 0% | 0% | 1 | 0% | 0% | 0% | 1 | 0% | 0% | 0% | 1 | 0% | 0% | 0% | 1 | 0% | 0% | 0% | 1 | 0% | 0% | 0% | 1 | 0% | 0% | 0% | 1
282 | Primm | Southern_NV_Eldorado | 0 | 0 |  | 0% | 0% | 1 |  |  |  |  | 0% | [5 empty] | 0% | 0% | 0% | 1 | 87.62% | 0% | 0% | 3 | 79.14% | 0% | 0% | 3 | 11.82% | 0% | 0% | 1 | 99.4% | 0% | 0% | 5 | 44.91% | 0% | 0% | 1 | 0% | 0% | 0% | 1 | 0% | 0% | 1 |  |  |  |  | 0% | [5 empty] | 0% | 0% | 0% | 1 | 87.51% | 0% | 0% | 3 | 78.98% | 0% | 0% | 3 | 11.77% | 0% | 0% | 1 | 99.24% | 0% | 0% | 5 | 45.14% | 0% | 0% | 1 | 0% | 0% | 0% | 1 | 0% | 0% | 1 |  |  |  |  | 0% | [5 empty] | 0% | 0% | 0% | 1 | 72.23% | 0% | 0% | 3 | 67.31% | 0% | 0% | 2 | 11.79% | 0% | 0% | 1 | 83.99% | 0% | 0% | 3 | 46.91% | 0% | 0% | 1 | 0.7376% | 0% | 0% | 1
283 | Sloan Canyon (fka Bob) | Southern_NV_Eldorado | 0 | 0 |  | 0% | 0% | 1 |  |  |  |  | 0% | [5 empty] | 0% | 0% | 0% | 1 | 0% | 0% | 0% | 1 | 0% | 0% | 0% | 1 | 0% | 0% | 0% | 1 | 0% | 0% | 0% | 1 | 0% | 0% | 0% | 1 | 0% | 0% | 0% | 1 | 0% | 0% | 1 |  |  |  |  | 0% | [5 empty] | 0% | 0% | 0% | 1 | 0% | 0% | 0% | 1 | 0% | 0% | 0% | 1 | 0% | 0% | 0% | 1 | 0% | 0% | 0% | 1 | 0% | 0% | 0% | 1 | 0% | 0% | 0% | 1 | 0% | 0% | 1 |  |  |  |  | 0% | [5 empty] | 0% | 0% | 0% | 1 | 0% | 0% | 0% | 1 | 0% | 0% | 0% | 1 | 0% | 0% | 0% | 1 | 0% | 0% | 0% | 1 | 0% | 0% | 0% | 1 | 0% | 0% | 0% | 1
284 | Valley (VEA) | Southern_NV_Eldorado | 0 | 0 |  | 0% | 0% | 1 |  |  |  |  | 0% | [5 empty] | 0% | 0% | 0% | 1 | 0% | 0% | 0% | 1 | 0% | 0% | 0% | 1 | 0% | 0% | 0% | 1 | 0% | 0% | 0% | 1 | 100% | 0% | 0% | 5 | 0.4541% | 0% | 0% | 1 | 0% | 0% | 1 |  |  |  |  | 0% | [5 empty] | 0% | 0% | 0% | 1 | 0% | 0% | 0% | 1 | 0% | 0% | 0% | 1 | 0% | 0% | 0% | 1 | 0% | 0% | 0% | 1 | 100% | 0% | 0% | 5 | 0.4541% | 0% | 0% | 1 | 0% | 0% | 1 |  |  |  |  | 0% | [5 empty] | 0% | 0% | 0% | 1 | 0% | 0% | 0% | 1 | 0% | 0% | 0% | 1 | 0% | 0% | 0% | 1 | 0% | 0% | 0% | 1 | 100% | 0% | 0% | 5 | 0.4541% | 0% | 0% | 1
285 | Vista (VEA) | Southern_NV_Eldorado | 0 | 0 |  | 0% | 0% | 1 |  |  |  |  | 0% | [5 empty] | 0% | 0% | 0% | 1 | 0% | 0% | 0% | 1 | 0% | 0% | 0% | 1 | 0% | 0% | 0% | 1 | 0% | 0% | 0% | 1 | 0% | 0% | 0% | 1 | 0% | 0% | 0% | 1 | 0% | 0% | 1 |  |  |  |  | 0% | [5 empty] | 0% | 0% | 0% | 1 | 0.08838% | 0% | 0% | 1 | 71.61% | 0% | 0% | 3 | 95.71% | 0% | 0% | 5 | 95.8% | 0% | 0% | 5 | 57.04% | 0% | 0% | 2 | 10.48% | 0% | 0% | 1 | 0% | 0% | 1 |  |  |  |  | 0% | [5 empty] | 0% | 0% | 0% | 1 | 12.15% | 0% | 0% | 1 | 15.52% | 0% | 0% | 1 | 30.66% | 0% | 0% | 1 | 42.82% | 0% | 0% | 1 | 86.98% | 0% | 0% | 3 | 2.132% | 0% | 0% | 1
286 | Bay Boulevard | Greater_SD | 0 | 0 |  | 0% | 0% | 1 |  |  |  |  | 0% | [5 empty] | 3.408% | 0% | 3.408% | 1 | 2.124% | 0% | 0% | 1 | 22.3% | 0% | 0% | 1 | 85.63% | 0% | 0% | 3 | 85.98% | 0% | 0% | 3 | 0% | 0% | 0% | 1 | 3.596% | 0% | 0% | 1 | 0% | 0% | 1 |  |  |  |  | 0% | [5 empty] | 7.001% | 0% | 7.001% | 1 | 4.379% | 0% | 0% | 1 | 25.71% | 0% | 0% | 1 | 81.12% | 0% | 0% | 3 | 81.41% | 0% | 0% | 3 | 1.635% | 0% | 0% | 1 | 3.666% | 0% | 0% | 1 | 0% | 0% | 1 |  |  |  |  | 0% | [5 empty] | 6.869% | 0.1147% | 6.983% | 2 | 4.297% | 0% | 0% | 1 | 25.4% | 0% | 0% | 1 | 80.46% | 0% | 0% | 3 | 80.75% | 0% | 0% | 3 | 1.719% | 0% | 0% | 1 | 3.64% | 0% | 0% | 1
287 | Beatty | Southern_NV_Eldorado | 0 | 0 |  | 0% | 0% | 1 |  |  |  |  | 0% | [5 empty] | 0% | 0% | 0% | 1 | 0% | 0% | 0% | 1 | 0% | 0% | 0% | 1 | 0% | 0% | 0% | 1 | 0% | 0% | 0% | 1 | 0% | 0% | 0% | 1 | 0% | 0% | 0% | 1 | 0% | 0% | 1 |  |  |  |  | 0% | [5 empty] | 0% | 0% | 0% | 1 | 0% | 0% | 0% | 1 | 0% | 0% | 0% | 1 | 0% | 0% | 0% | 1 | 0% | 0% | 0% | 1 | 100% | 0% | 0% | 5 | 0% | 0% | 0% | 1 | 0% | 0% | 1 |  |  |  |  | 0% | [5 empty] | 0% | 0% | 0% | 1 | 0% | 0% | 0% | 1 | 0% | 0% | 0% | 1 | 0% | 0% | 0% | 1 | 0% | 0% | 0% | 1 | 100% | 0% | 0% | 5 | 0% | 0% | 0% | 1
288 | Lee Lake (Proposed) | Riverside (Exclude) | 0 | 0 |  | 0% | 0% | 1 |  |  |  |  | 0% | [5 empty] | 0% | 0% | 0% | 1 | 0% | 0% | 0% | 1 | 0% | 0% | 0% | 1 | 0% | 0% | 0% | 1 | 0% | 0% | 0% | 1 | 0% | 0% | 0% | 1 | 0% | 0% | 0% | 1 | 0% | 0% | 1 |  |  |  |  | 0% | [5 empty] | 0% | 0% | 0% | 1 | 0% | 0% | 0% | 1 | 0% | 0% | 0% | 1 | 0% | 0% | 0% | 1 | 0% | 0% | 0% | 1 | 0% | 0% | 0% | 1 | 0% | 0% | 0% | 1 | 0% | 0% | 1 |  |  |  |  | 0% | [5 empty] | 0% | 100% | 100% | 5 | 67.71% | 0% | 0% | 2 | 32.29% | 0% | 0% | 1 | 32.29% | 0% | 0% | 1 | 100% | 0% | 0% | 5 | 50.93% | 0% | 0% | 2 | 1.329% | 0% | 0% | 1
289 | Leprino Jct | Central_Valley_North_Los_Banos | 0 | 0 |  | 0% | 0% | 1 |  |  |  |  | 30.4% | [5 empty] | 0% | 0% | 0% | 1 | 1.248% | 0% | 0% | 1 | 0% | 0% | 0% | 1 | 0.1467% | 0% | 0% | 1 | 1.248% | 0% | 0% | 1 | 0% | 0% | 0% | 1 | 3.591% | 0% | 0% | 1 | 0% | 0% | 1 |  |  |  |  | 50.36% | [5 empty] | 0% | 0% | 0% | 1 | 4.111% | 0% | 0% | 1 | 2.046% | 0% | 0% | 1 | 2.584% | 0% | 0% | 1 | 6.101% | 0% | 0% | 1 | 0% | 0% | 0% | 1 | 2.297% | 0% | 0% | 1 | 0% | 0% | 1 |  |  |  |  | 54.85% | [5 empty] | 0% | 0% | 0% | 1 | 5.464% | 0% | 0% | 1 | 1.768% | 0% | 0% | 1 | 4.534% | 0% | 0% | 1 | 9.626% | 0% | 0% | 1 | 0% | 0% | 0% | 1 | 1.774% | 0% | 0% | 1
290 | Mead | Southern_NV_Eldorado | 0 | 0 |  | 0% | 0% | 1 |  |  |  |  | 0% | [5 empty] | 0% | 0% | 0% | 1 | 0% | 0% | 0% | 1 | 0% | 0% | 0% | 1 | 0% | 0% | 0% | 1 | 0% | 0% | 0% | 1 | 0% | 0% | 0% | 1 | 0% | 0% | 0% | 1 | 0% | 0% | 1 |  |  |  |  | 0% | [5 empty] | 0% | 0% | 0% | 1 | 0% | 0% | 0% | 1 | 0% | 0% | 0% | 1 | 0% | 0% | 0% | 1 | 0% | 0% | 0% | 1 | 0% | 0% | 0% | 1 | 0% | 0% | 0% | 1 | 0% | 0% | 1 |  |  |  |  | 0% | [5 empty] | 0% | 0% | 0% | 1 | 0% | 0% | 0% | 1 | 0% | 0% | 0% | 1 | 0% | 0% | 0% | 1 | 0% | 0% | 0% | 1 | 0% | 0% | 0% | 1 | 0% | 0% | 0% | 1
291 | Quinto | Central_Valley_North_Los_Banos | 0 | 0 |  | 0% | 0% | 1 |  |  |  |  | 7.754% | [5 empty] | 2.722% | 0% | 2.722% | 1 | 78.98% | 0% | 0% | 3 | 3.415% | 0% | 0% | 1 | 12% | 0% | 0% | 1 | 80.65% | 0% | 0% | 3 | 24.03% | 0% | 0% | 1 | 6.508% | 0% | 0% | 1 | 0% | 0% | 1 |  |  |  |  | 6.961% | [5 empty] | 6.87% | 0% | 6.87% | 1 | 75.48% | 0% | 0% | 3 | 7.003% | 0% | 0% | 1 | 14.34% | 0% | 0% | 1 | 79.83% | 0% | 0% | 3 | 39.21% | 0% | 0% | 1 | 7.551% | 0% | 0% | 1 | 0% | 0% | 1 |  |  |  |  | 17.22% | [5 empty] | 6.107% | 0% | 6.107% | 1 | 67.68% | 0% | 0% | 2 | 11.37% | 0% | 0% | 1 | 17.38% | 0% | 0% | 1 | 72.98% | 0% | 0% | 3 | 33.46% | 0% | 0% | 1 | 7.934% | 0% | 0% | 1
292 | Sandy | Southern_NV_Eldorado | 0 | 0 |  | 0% | 0% | 1 |  |  |  |  | 0% | [5 empty] | 0% | 0% | 0% | 1 | 0% | 0% | 0% | 1 | 0% | 0% | 0% | 1 | 0% | 0% | 0% | 1 | 0% | 0% | 0% | 1 | 0% | 0% | 0% | 1 | 0% | 0% | 0% | 1 | 0% | 0% | 1 |  |  |  |  | 0% | [5 empty] | 0% | 0% | 0% | 1 | 0% | 0% | 0% | 1 | 0% | 0% | 0% | 1 | 6.361% | 0% | 0% | 1 | 6.361% | 0% | 0% | 1 | 9.036% | 0% | 0% | 1 | 1.088% | 0% | 0% | 1 | 0% | 0% | 1 |  |  |  |  | 0% | [5 empty] | 0% | 0% | 0% | 1 | 18.24% | 0% | 0% | 1 | 0.09726% | 0% | 0% | 1 | 43.24% | 0% | 0% | 1 | 52.76% | 0% | 0% | 2 | 69.99% | 0% | 0% | 2 | 0.3592% | 0% | 0% | 1
293 | Eldorado | Southern_NV_Eldorado | 0 | 0 |  | 0% | 0% | 1 |  |  |  |  | 0% | [5 empty] | 0% | 0% | 0% | 1 | 0% | 0% | 0% | 1 | 0% | 0% | 0% | 1 | 0% | 0% | 0% | 1 | 0% | 0% | 0% | 1 | 0% | 0% | 0% | 1 | 0% | 0% | 0% | 1 | 0% | 0% | 1 |  |  |  |  | 0% | [5 empty] | 0% | 0% | 0% | 1 | 0% | 0% | 0% | 1 | 0% | 0% | 0% | 1 | 0% | 0% | 0% | 1 | 0% | 0% | 0% | 1 | 0% | 0% | 0% | 1 | 0% | 0% | 0% | 1 | 0% | 0% | 1 |  |  |  |  | 0% | [5 empty] | 0% | 0% | 0% | 1 | 0% | 0% | 0% | 1 | 0% | 0% | 0% | 1 | 0% | 0% | 0% | 1 | 0% | 0% | 0% | 1 | 0% | 0% | 0% | 1 | 0% | 0% | 0% | 1

## Land_OOS_Analysis_Wind_2039
Acres/MW
|  |  |  | 40 |  | 5 Mile Radius Analysis |  |  | 10 Mile Radius Analysis |  |  | 15 Mile Radius Analysis |  |  | 20 Mile Radius Analysis
[6 empty] | WECC Land-Use Screen |  |  | WECC Land-Use Screen |  |  | WECC Land-Use Screen |  |  | WECC Land-Use Screen
OBJECTID | IRP_Substation_Name | RESOLVE_Solar_Area | MWs Mapepd | Acres of MWs Mapped | Distance from Substation Selected | Lower Implications Area used by MWs Mapped | High Implications Area used by MWs Mapped | Core Screen Criteria Alignment Level | Lower Implications Area used by MWs Mapped | High Implications Area used by MWs Mapped | Core Screen Criteria Alignment Level | Lower Implications Area used by MWs Mapped | High Implications Area used by MWs Mapped | Core Screen Criteria Alignment Level | Lower Implications Area used by MWs Mapped | High Implications Area used by MWs Mapped | Core Screen Criteria Alignment Level
1 | DELANEY | ARIZONA | 0 | 0 |  | 0% | 0% | 1 | 0% | 0% | 1 | 0% | 0% | 1 | 0% | 0% | 1
2 | GAMEBIRD | SNV | 0 | 0 |  | 0% | 0% | 1 | 0% | 0% | 1 | 0% | 0% | 1 | 0% | 0% | 1
3 | MOHAVE | SNV | 700 | 28000 |  | 2834% | 45254% | 5 | 147.4% | 65.91% | 5 | 77.12% | 0% | 3 | 48.04% | 0% | 2
4 | HASSAYAMPA | ARIZONA | 0 | 0 |  | 0% | 0% | 1 | 0% | 0% | 1 | 0% | 0% | 1 | 0% | 0% | 1
5 | ELDORADO | SNV | 0 | 0 |  | 0% | 0% | 1 | 0% | 0% | 1 | 0% | 0% | 1 | 0% | 0% | 1
6 | NORTH GILA | ARIZONA | 0 | 0 |  | 0% | 0% | 1 | 0% | 0% | 1 | 0% | 0% | 1 | 0% | 0% | 1
7 | LATHROP | SNV | 600 | 24000 |  | 335.6% | 81.45% | 5 | 56.6% | 0% | 3 | 27.72% | 0% | 2 | 21.98% | 0% | 2
8 | BEATTY | SNV | 0 | 0 |  | 0% | 0% | 1 | 0% | 0% | 1 | 0% | 0% | 1 | 0% | 0% | 1
9 | VALLEY (VEA) | SNV | 0 | 0 |  | 0% | 0% | 1 | 0% | 0% | 1 | 0% | 0% | 1 | 0% | 0% | 1
10 | INNOVATION | SNV | 200 | 8000 |  | 36.35% | 0% | 2 | 15.85% | 0% | 1 | 9.551% | 0% | 1 | 8.535% | 0% | 1
11 | HOODOO WASH | ARIZONA | 0 | 0 |  | 0% | 0% | 1 | 0% | 0% | 1 | 0% | 0% | 1 | 0% | 0% | 1
12 | VISTA (VEA) | SNV | 0 | 0 |  | 0% | 0% | 1 | 0% | 0% | 1 | 0% | 0% | 1 | 0% | 0% | 1
13 | DESERT VIEW | SNV | 0 | 0 |  | 0% | 0% | 1 | 0% | 0% | 1 | 0% | 0% | 1 | 0% | 0% | 1
14 | CIELO AZUL | ARIZONA | 0 | 0 |  | 0% | 0% | 1 | 0% | 0% | 1 | 0% | 0% | 1 | 0% | 0% | 1
15 | TROUT CANYON | SNV | 0 | 0 |  | 0% | 0% | 1 | 0% | 0% | 1 | 0% | 0% | 1 | 0% | 0% | 1
16 | SLOAN CANYON | SNV | 410 | 16400 |  | 1074% | 3816% | 5 | 478.8% | 333% | 5 | 145.3% | 25.39% | 5 | 57.83% | 0% | 3
17 | CHARLESTON PARK | SNV | 0 | 0 |  | 0% | 0% | 1 | 0% | 0% | 1 | 0% | 0% | 1 | 0% | 0% | 1
18 | JACKASS FLATS | SNV | 0 | 0 |  | 0% | 0% | 1 | 0% | 0% | 1 | 0% | 0% | 1 | 0% | 0% | 1
19 | MCCULLOUGH | SNV | 0 | 0 |  | 0% | 0% | 1 | 0% | 0% | 1 | 0% | 0% | 1 | 0% | 0% | 1
20 | MEAD | SNV | 350 | 14000 |  | 107366% | 170698% | 5 | 3542% | 869.1% | 5 | 660% | 416.5% | 5 | 47.18% | 0% | 2
21 | MERCURY | SNV | 0 | 0 |  | 0% | 0% | 1 | 0% | 0% | 1 | 0% | 0% | 1 | 0% | 0% | 1
22 | NORTHWEST (NVE) | SNV | 0 | 0 |  | 0% | 0% | 1 | 0% | 0% | 1 | 0% | 0% | 1 | 0% | 0% | 1
23 | PAHRUMP | SNV | 0 | 0 |  | 0% | 0% | 1 | 0% | 0% | 1 | 0% | 0% | 1 | 0% | 0% | 1
24 | PALO VERDE | ARIZONA | 0 | 0 |  | 0% | 0% | 1 | 0% | 0% | 1 | 0% | 0% | 1 | 0% | 0% | 1
25 | PRIMM | SNV | 0 | 0 |  | 0% | 0% | 1 | 0% | 0% | 1 | 0% | 0% | 1 | 0% | 0% | 1
26 | SANDY VALLEY | SNV | 0 | 0 |  | 0% | 0% | 1 | 0% | 0% | 1 | 0% | 0% | 1 | 0% | 0% | 1
27 | THOUSANDAIRE | SNV | 0 | 0 |  | 0% | 0% | 1 | 0% | 0% | 1 | 0% | 0% | 1 | 0% | 0% | 1
28 | VALLEY SWITCH | SNV | 0 | 0 |  | 0% | 0% | 1 | 0% | 0% | 1 | 0% | 0% | 1 | 0% | 0% | 1

## LandEnv_Solar_Data_5mi
CEC calculated land-use and environmental data criteria for in-state substations at a 5 mile radius for solar resource potential.
Blue columns indicate additional data calculate/added by CPUC staff.
OBJECTID | IRP_Substation_Name | RESOLVE_Solar_Area | Overlaps | RPB_Acres | TRP_Acres | Perc_TRP | High_Implication_Acres | Perc_HighImplication | Parcels_LT_6 | Perc_ParcLT6 | Parcels_LT_30_GT6 | Perc_ParcLT30GT6 | 10th Percentile Parcelization | LowCrop_Acres | Perc_LowCrop | HighCrop_Acres | Perc_HighCrop | Critically overdrafted basin | FT_Tier2_Acres | Perc_FT_Tier2 | FT_Tier3_Acres | Perc_FT_Tier3 | Conn45_Acres | Perc_Conn45 | Low Conn Acres | Bio5_Acres | Perc_Bio5 | Low Bio Acres | Irr45_Acres | Perc_Irr45 | Low Irr Acres | ACE_All_Acres | Perc_AllACE | Low AllACE Acres | High_Intact_Acres | Perc_HighIntact | LowIntact Acres | Wetlands_Acres | Perc_Wetlands | Not Wetlands Acres
1 | East Shore | NORTHERN CALIFORNIA | {} | 302.512 | 49.7855 | 16.46% | 252.7264 | 83.54% | 151.5323 | 50.09% | 82.1243 | 27.15% | 4.4588 | 0 | 0% | 0 | 0% | 0 | 0 | 0% | 0 | 0% | 0 | 0% | 302.512 | 0 | 0% | 302.512 | 170.6002 | 56.39% | 131.9118 | 170.6002 | 56.39% | 131.9118 | 0 | 0% | 302.512 | 239.0753 | 79.03% | 63.4367
2 | Newark | NORTHERN CALIFORNIA | {'Los Esteros': 5.9, 'Schulte Switching Station': 8.7} | 845.4336 | 108.6898 | 12.86% | 736.7438 | 87.14% | 247.6074 | 29.29% | 232.3732 | 27.49% | 4.2886 | 0 | 0% | 0 | 0% | 0 | 0 | 0% | 0 | 0% | 3.9054 | 0.4619% | 841.5282 | 64.6616 | 7.648% | 780.772 | 191.1867 | 22.61% | 654.2469 | 191.1867 | 22.61% | 654.2469 | 0 | 0% | 845.4336 | 671.7095 | 79.45% | 173.7241
3 | Tesla | NORTHERN CALIFORNIA | {'Green Ridge Midway': 1.6, 'Kelso': 6.2, 'Delta Switching Yard': 6.8} | 39641.2617 | 1578.0688 | 3.981% | 38063.1929 | 96.02% | 13689.4639 | 34.53% | 21441.7783 | 54.09% | 19.1533 | 2156.7317 | 5.441% | 2892.5479 | 7.297% | 0 | 0.89359 | 0.002254% | 0 | 0% | 31335.1797 | 79.05% | 8306.082 | 29667.8203 | 74.84% | 9973.4414 | 31645.5586 | 79.83% | 7995.7031 | 36820.6406 | 92.88% | 2820.6211 | 9717.084 | 24.51% | 29924.1777 | 1363.3813 | 3.439% | 38277.8804
4 | Cabrillo | SPGE | {} | 21240.6895 | 2646.9443 | 12.46% | 18593.7451 | 87.54% | 9216.7441 | 43.39% | 11432.3086 | 53.82% | 6.3966 | 1617.5847 | 7.616% | 4284.6714 | 20.17% | 0 | 15202.2324 | 71.57% | 0 | 0% | 3878.6975 | 18.26% | 17361.9919 | 684.7957 | 3.224% | 20555.8937 | 11742.3594 | 55.28% | 9498.3301 | 14435.4707 | 67.96% | 6805.2188 | 5284.2856 | 24.88% | 15956.4038 | 1753.8273 | 8.257% | 19486.8622
5 | Honcut | NORTHERN CALIFORNIA | {} | 38773.1094 | 662.4379 | 1.708% | 38110.6714 | 98.29% | 1092.5947 | 2.818% | 29998.085 | 77.37% | 12.8314 | 7900.6255 | 20.38% | 21498.9453 | 55.45% | 0 | 0 | 0% | 0 | 0% | 35030.3906 | 90.35% | 3742.7188 | 0 | 0% | 38773.1094 | 618.1885 | 1.594% | 38154.9209 | 35030.3906 | 90.35% | 3742.7188 | 0 | 0% | 38773.1094 | 7936.1982 | 20.47% | 30836.9111
6 | Palermo | NORTHERN CALIFORNIA | {'Wyandotte': 2.9, 'Thermalito': 7.4, 'Table Mountain': 9.7} | 15771.0127 | 736.2672 | 4.668% | 15034.7455 | 95.33% | 0 | 0% | 5283.5679 | 33.5% | 35.175 | 2501.4268 | 15.86% | 767.1711 | 4.864% | 0 | 7851.231 | 49.78% | 0 | 0% | 13441.0518 | 85.23% | 2329.9609 | 1755.2793 | 11.13% | 14015.7334 | 0 | 0% | 15771.0127 | 14954.4102 | 94.82% | 816.6025 | 1679.3694 | 10.65% | 14091.6433 | 2829.6497 | 17.94% | 12941.363
7 | Table Mountain | NORTHERN CALIFORNIA | {'Thermalito': 2.9, 'Wyandotte': 7.1, 'Palermo': 9.7} | 31898.7305 | 0 | 0% | 31898.7305 | 100% | 3326.0771 | 10.43% | 27422.1123 | 85.97% | 7.8236 | 11476.9355 | 35.98% | 2352.9817 | 7.376% | 0 | 1559.2865 | 4.888% | 0 | 0% | 25253.7383 | 79.17% | 6644.9922 | 11545.4961 | 36.19% | 20353.2344 | 13315.5664 | 41.74% | 18583.1641 | 31867.8438 | 99.9% | 30.8867 | 3108.8499 | 9.746% | 28789.8806 | 12134.4248 | 38.04% | 19764.3057
8 | Wyandotte | NORTHERN CALIFORNIA | {'Palermo': 2.9, 'Thermalito': 5.1, 'Table Mountain': 7.1} | 9243.5957 | 1151.7913 | 12.46% | 8091.8044 | 87.54% | 0 | 0% | 2591.6367 | 28.04% | 38.28 | 870.4786 | 9.417% | 146.136 | 1.581% | 0 | 4370.1313 | 47.28% | 0 | 0% | 6004.7275 | 64.96% | 3238.8682 | 2463.3 | 26.65% | 6780.2957 | 741.9998 | 8.027% | 8501.5959 | 7972.0371 | 86.24% | 1271.5586 | 553.0903 | 5.983% | 8690.5054 | 1808.5735 | 19.57% | 7435.0222
9 | Cortina | NORTHERN CALIFORNIA | {} | 46450.0234 | 1465.4695 | 3.155% | 44984.554 | 96.85% | 11049.4854 | 23.79% | 33424.3896 | 71.96% | 8.1154 | 9560.4014 | 20.58% | 22469.3086 | 48.37% | 0 | 3628.1709 | 7.811% | 0 | 0% | 19396.7461 | 41.76% | 27053.2773 | 2874.5581 | 6.188% | 43575.4653 | 13597.7686 | 29.27% | 32852.2549 | 32538.1211 | 70.05% | 13911.9023 | 6855.0146 | 14.76% | 39595.0088 | 455.1945 | 0.98% | 45994.8289
10 | Etiwanda | GREATER LA METRO | {'Rancho Vista': 0.4, 'Mira Loma': 6.0, 'Padua': 6.8} | 146.5099 | 0 | 0% | 146.5099 | 100% | 0 | 0% | 0 | 0% | 41.7625 | 0 | 0% | 0 | 0% | 0 | 146.5099 | 100% | 0 | 0% | 146.5099 | 100% | 0 | 146.5099 | 100% | 0 | 146.5099 | 100% | 0 | 146.5099 | 100% | 0 | 0 | 0% | 146.5099 | 1.9553 | 1.335% | 144.5546
11 | Brentwood | NORTHERN CALIFORNIA | {'Lone Tree': 4.9, 'Contra Costa': 8.0, 'Delta Switching Yard': 8.7, 'Kelso': 9.3} | 16897.4434 | 180.7392 | 1.07% | 16716.7042 | 98.93% | 1760.5619 | 10.42% | 9114.9508 | 53.94% | 19.7599 | 3172.5461 | 18.78% | 7503.3447 | 44.41% | 0 | 2826.3845 | 16.73% | 0 | 0% | 2467.1941 | 14.6% | 14430.2493 | 7198.2656 | 42.6% | 9699.1777 | 8011.0928 | 47.41% | 8886.3506 | 8012.6997 | 47.42% | 8884.7437 | 90.8008 | 0.5374% | 16806.6426 | 1398.5126 | 8.276% | 15498.9308
12 | Clayton | NORTHERN CALIFORNIA | {'Pittsburg': 7.5, 'Martinez': 9.4} | 3741.4246 | 909.7484 | 24.32% | 2831.6761 | 75.68% | 182.889 | 4.888% | 3158.53 | 84.42% | 6.8504 | 0 | 0% | 0 | 0% | 0 | 3331.4412 | 89.04% | 409.9877 | 10.96% | 487.7357 | 13.04% | 3253.6889 | 2142.416 | 57.26% | 1599.0085 | 2142.416 | 57.26% | 1599.0085 | 2142.416 | 57.26% | 1599.0085 | 1142.1952 | 30.53% | 2599.2294 | 210.0031 | 5.613% | 3531.4214
13 | Contra Costa | NORTHERN CALIFORNIA | {'Lone Tree': 3.9, 'Pittsburg': 6.7, 'Brentwood': 8.0, 'Birds Landing': 9.0} | 4808.6582 | 838.4972 | 17.44% | 3970.161 | 82.56% | 1709.9457 | 35.56% | 2311.0736 | 48.06% | 6.8821 | 1664.3533 | 34.61% | 116.2774 | 2.418% | 0 | 48.1074 | 1% | 0 | 0% | 122.6553 | 2.551% | 4686.0029 | 2686.2009 | 55.86% | 2122.4573 | 2665.7339 | 55.44% | 2142.9243 | 2717.8372 | 56.52% | 2090.821 | 61.5563 | 1.28% | 4747.1019 | 1653.5844 | 34.39% | 3155.0739
14 | Pittsburg | NORTHERN CALIFORNIA | {'Contra Costa': 6.7, 'Birds Landing': 7.1, 'Clayton': 7.5, 'Shilo III': 9.6, 'Lone Tree': 9.7} | 10917.4873 | 1048.1398 | 9.601% | 9869.3475 | 90.4% | 1191.6157 | 10.91% | 7783.0659 | 71.29% | 7 | 851.975 | 7.804% | 0 | 0% | 0 | 2519.7798 | 23.08% | 0 | 0% | 5510.7808 | 50.48% | 5406.7065 | 7042.3979 | 64.51% | 3875.0894 | 4075.8975 | 37.33% | 6841.5898 | 7515.7085 | 68.84% | 3401.7788 | 1175.089 | 10.76% | 9742.3983 | 6682.335 | 61.21% | 4235.1523
15 | San Bernardino | RIVERSIDE | {'Vista': 5.3} | 3695.616 | 0 | 0% | 3695.616 | 100% | 11.734 | 0.3175% | 1770.0719 | 47.9% | 25.625 | 63.2643 | 1.712% | 92.1779 | 2.494% | 0 | 211.6482 | 5.727% | 2708.3154 | 73.28% | 0 | 0% | 3695.616 | 2433.9385 | 65.86% | 1261.6775 | 3695.616 | 100% | 0 | 3695.616 | 100% | 0 | 1006.0779 | 27.22% | 2689.538 | 60.9491 | 1.649% | 3634.6669
16 | Placerville | NORTHERN CALIFORNIA | {} | 17825.0059 | 676.6594 | 3.796% | 17148.3465 | 96.2% | 0 | 0% | 2785.0894 | 15.62% | 36 | 315.5688 | 1.77% | 483.0609 | 2.71% | 0 | 11492.0449 | 64.47% | 5587.7925 | 31.35% | 14367.9023 | 80.61% | 3457.1035 | 4982.0928 | 27.95% | 12842.9131 | 10266.8027 | 57.6% | 7558.2031 | 17046.7598 | 95.63% | 778.2461 | 2025.7535 | 11.36% | 15799.2523 | 645.4269 | 3.621% | 17179.5789
17 | Cantua | SPGE | {} | 47910.1562 | 2230.6521 | 4.656% | 45679.5042 | 95.34% | 8821.3506 | 18.41% | 38502.3877 | 80.36% | 6.6241 | 1370.8014 | 2.861% | 39244.0703 | 81.91% | 1 | 0 | 0% | 0 | 0% | 9445.6846 | 19.72% | 38464.4717 | 0 | 0% | 47910.1562 | 0 | 0% | 47910.1562 | 9445.6846 | 19.72% | 38464.4717 | 4495.5269 | 9.383% | 43414.6294 | 293.2603 | 0.6121% | 47616.8959
18 | Cheney | SPGE | {'Panoche': 3.1, 'Mendota': 7.3, 'Tranquility': 7.6} | 49366.5742 | 7214.2539 | 14.61% | 42152.3203 | 85.39% | 1003.8313 | 2.033% | 47704.7195 | 96.63% | 8 | 8638.9268 | 17.5% | 38101.793 | 77.18% | 0 | 0 | 0% | 0 | 0% | 4302.2363 | 8.715% | 45064.3379 | 2513.0232 | 5.091% | 46853.551 | 6512.5229 | 13.19% | 42854.0513 | 8274.4375 | 16.76% | 41092.1367 | 0 | 0% | 49366.5742 | 137.235 | 0.278% | 49229.3392
19 | Gates | SPGE | {} | 42105.0664 | 3292.2058 | 7.819% | 38812.8606 | 92.18% | 2670.2087 | 6.342% | 38277.6428 | 90.91% | 7.7392 | 3563.3164 | 8.463% | 34702.625 | 82.42% | 1 | 0 | 0% | 0 | 0% | 3166.4524 | 7.52% | 38938.614 | 119.0188 | 0.2827% | 41986.0476 | 5353.2036 | 12.71% | 36751.8628 | 8519.6562 | 20.23% | 33585.4102 | 0 | 0% | 42105.0664 | 275.3194 | 0.6539% | 41829.747
20 | Helm | SPGE | {} | 40845.6641 | 9692.6973 | 23.73% | 31152.9668 | 76.27% | 4292.564 | 10.51% | 34815.0181 | 85.24% | 7.4982 | 30820.998 | 75.46% | 7216.418 | 17.67% | 1 | 0 | 0% | 0 | 0% | 27450.3242 | 67.2% | 13395.3398 | 8571.1426 | 20.98% | 32274.5215 | 8571.1426 | 20.98% | 32274.5215 | 29894.2773 | 73.19% | 10951.3867 | 0 | 0% | 40845.6641 | 260.4183 | 0.6376% | 40585.2458
21 | Kearney | SPGE | {'West Fresno': 3.6, 'Cal Ave': 6.6, 'Malaga': 8.7, 'Mc Mullin': 9.7} | 29241.8711 | 9345.1602 | 31.96% | 19896.7109 | 68.04% | 1393.2502 | 4.765% | 18782.2537 | 64.23% | 17.081 | 7568.3525 | 25.88% | 19869.8945 | 67.95% | 1 | 0 | 0% | 0 | 0% | 0 | 0% | 29241.8711 | 0 | 0% | 29241.8711 | 0 | 0% | 29241.8711 | 0 | 0% | 29241.8711 | 0 | 0% | 29241.8711 | 15.1453 | 0.05179% | 29226.7258
22 | Kingsburg | SPGE | {'McCall': 9.0} | 41132.9492 | 11659.5527 | 28.35% | 29473.3965 | 71.65% | 8.043 | 0.01955% | 24755.1582 | 60.18% | 17.6235 | 9648.21 | 23.46% | 28451.5859 | 69.17% | 0 | 0 | 0% | 0 | 0% | 0 | 0% | 41132.9492 | 0 | 0% | 41132.9492 | 0 | 0% | 41132.9492 | 0 | 0% | 41132.9492 | 0 | 0% | 41132.9492 | 1320.9906 | 3.212% | 39811.9586
23 | Malaga | SPGE | {'Cal Ave': 2.8, 'West Fresno': 5.4, 'Sanger': 6.5, 'McCall': 7.5, 'Kearney': 8.7} | 17330.5234 | 5540.7446 | 31.97% | 11789.7788 | 68.03% | 0 | 0% | 6202.9839 | 35.79% | 27.3 | 4045.7722 | 23.34% | 11745.7539 | 67.77% | 1 | 0 | 0% | 0 | 0% | 0 | 0% | 17330.5234 | 0 | 0% | 17330.5234 | 0 | 0% | 17330.5234 | 0 | 0% | 17330.5234 | 0 | 0% | 17330.5234 | 22.9948 | 0.1327% | 17307.5286
24 | McCall | SPGE | {'Sanger': 6.8, 'Malaga': 7.5, 'Kingsburg': 9.0} | 35916.457 | 6987.2119 | 19.45% | 28929.2451 | 80.55% | 0 | 0% | 18969.4863 | 52.82% | 22.715 | 4492.2432 | 12.51% | 28852.3438 | 80.33% | 1 | 0 | 0% | 0 | 0% | 0 | 0% | 35916.457 | 0 | 0% | 35916.457 | 0 | 0% | 35916.457 | 0 | 0% | 35916.457 | 0 | 0% | 35916.457 | 76.818 | 0.2139% | 35839.639
25 | Mc Mullin | SPGE | {'Kearney': 9.7} | 46972.6562 | 31190.4453 | 66.4% | 15782.2109 | 33.6% | 9888.5449 | 21.05% | 34999.4707 | 74.51% | 7 | 30076.9961 | 64.03% | 14655.7617 | 31.2% | 1 | 0 | 0% | 0 | 0% | 403.5106 | 0.859% | 46569.1457 | 255.5542 | 0.544% | 46717.1021 | 255.5542 | 0.544% | 46717.1021 | 564.2177 | 1.201% | 46408.4385 | 0 | 0% | 46972.6562 | 883.5704 | 1.881% | 46089.0859
26 | Mendota | SPGE | {'Cheney': 7.3, 'Panoche': 8.2, 'Tranquility': 9.5} | 48111.1328 | 19451.3477 | 40.43% | 28659.7852 | 59.57% | 4327.9629 | 8.996% | 41271.4863 | 85.78% | 6.8191 | 22985.1348 | 47.78% | 23293.2578 | 48.42% | 1 | 0 | 0% | 0 | 0% | 26.744 | 0.05559% | 48084.3888 | 1845.5133 | 3.836% | 46265.6195 | 9908.9023 | 20.6% | 38202.2305 | 10847.1895 | 22.55% | 37263.9434 | 0 | 0% | 48111.1328 | 94.0275 | 0.1954% | 48017.1053
27 | Oro Loma | SPGE | {} | 48204.1133 | 28091.3867 | 58.28% | 20112.7266 | 41.72% | 4274.8345 | 8.868% | 42056.7515 | 87.25% | 7 | 28581.0254 | 59.29% | 17705.2793 | 36.73% | 0 | 0 | 0% | 0 | 0% | 0 | 0% | 48204.1133 | 0 | 0% | 48204.1133 | 5882.0776 | 12.2% | 42322.0356 | 5882.0776 | 12.2% | 42322.0356 | 0 | 0% | 48204.1133 | 582.5897 | 1.209% | 47621.5236
28 | Panoche | SPGE | {'Cheney': 3.1, 'Mendota': 8.2} | 46691.0312 | 3314.5723 | 7.099% | 43376.459 | 92.9% | 2750.1492 | 5.89% | 43474.3547 | 93.11% | 7.3311 | 6037.2808 | 12.93% | 37036.4727 | 79.32% | 1 | 0 | 0% | 0 | 0% | 5625.6982 | 12.05% | 41065.333 | 4775.4243 | 10.23% | 41915.6069 | 11498.9238 | 24.63% | 35192.1074 | 14404.9199 | 30.85% | 32286.1113 | 770.2814 | 1.65% | 45920.7498 | 325.7453 | 0.6977% | 46365.2859
29 | Reedley | SPGE | {'Wahtoke': 4.3} | 34511.0469 | 10693.9453 | 30.99% | 23817.1016 | 69.01% | 0 | 0% | 16747.3926 | 48.53% | 23 | 14681.1895 | 42.54% | 16876.623 | 48.9% | 0 | 0 | 0% | 0 | 0% | 816.8105 | 2.367% | 33694.2363 | 4209.8247 | 12.2% | 30301.2222 | 8185.335 | 23.72% | 26325.7119 | 8185.335 | 23.72% | 26325.7119 | 172.5549 | 0.5% | 34338.492 | 392.3749 | 1.137% | 34118.672
30 | Sanger | SPGE | {'Malaga': 6.5, 'McCall': 6.8, 'Cal Ave': 8.5} | 33862.793 | 13649.2607 | 40.31% | 20213.5322 | 59.69% | 0 | 0% | 13805.5488 | 40.77% | 25.1706 | 10160.0635 | 30% | 19831.0352 | 58.56% | 1 | 0 | 0% | 0 | 0% | 0 | 0% | 33862.793 | 0 | 0% | 33862.793 | 0 | 0% | 33862.793 | 0 | 0% | 33862.793 | 0 | 0% | 33862.793 | 432.4674 | 1.277% | 33430.3256
31 | Schindler | SPGE | {} | 48542.0234 | 34900.8906 | 71.9% | 13641.1328 | 28.1% | 12676.623 | 26.11% | 34994.3926 | 72.09% | 5.9019 | 33601.0859 | 69.22% | 13191.3535 | 27.18% | 1 | 0 | 0% | 0 | 0% | 0 | 0% | 48542.0234 | 0 | 0% | 48542.0234 | 0 | 0% | 48542.0234 | 0 | 0% | 48542.0234 | 0 | 0% | 48542.0234 | 34.6638 | 0.07141% | 48507.3596
32 | Wahtoke | SPGE | {'Reedley': 4.3} | 36302.7656 | 8724.2207 | 24.03% | 27578.5449 | 75.97% | 0 | 0% | 16069.9521 | 44.27% | 23.22 | 6199.4277 | 17.08% | 26530.6543 | 73.08% | 0 | 0 | 0% | 0 | 0% | 0 | 0% | 36302.7656 | 1.5125 | 0.004166% | 36301.2532 | 1.5125 | 0.004166% | 36301.2532 | 1.5125 | 0.004166% | 36301.2532 | 0 | 0% | 36302.7656 | 1282.1724 | 3.532% | 35020.5933
33 | West Fresno | SPGE | {'Cal Ave': 3.0, 'Kearney': 3.6, 'Malaga': 5.4} | 13884.6514 | 3232.8303 | 23.28% | 10651.821 | 76.72% | 0 | 0% | 5899.1299 | 42.49% | 22.92 | 2028.6208 | 14.61% | 10634.7285 | 76.59% | 1 | 0 | 0% | 0 | 0% | 0 | 0% | 13884.6514 | 0 | 0% | 13884.6514 | 0 | 0% | 13884.6514 | 0 | 0% | 13884.6514 | 0 | 0% | 13884.6514 | 1.1427 | 0.00823% | 13883.5087
34 | Glenn | NORTHERN CALIFORNIA | {} | 37026.1133 | 4190.6245 | 11.32% | 32835.4888 | 88.68% | 1349.453 | 3.645% | 24912.2736 | 67.28% | 16.6326 | 5005.2661 | 13.52% | 23992.4844 | 64.8% | 0 | 0 | 0% | 0 | 0% | 17179.1973 | 46.4% | 19846.916 | 0 | 0% | 37026.1133 | 0 | 0% | 37026.1133 | 17179.1973 | 46.4% | 19846.916 | 717.6901 | 1.938% | 36308.4232 | 5043.7485 | 13.62% | 31982.3647
35 | Bridgeville | NORTHERN CALIFORNIA | {} | 13478.8115 | 1773.7473 | 13.16% | 11705.0642 | 86.84% | 3118.2354 | 23.13% | 9737.5781 | 72.24% | 6.9806 | 40.6313 | 0.3014% | 0 | 0% | 0 | 4224.5015 | 31.34% | 3325.001 | 24.67% | 5080.5044 | 37.69% | 8398.3071 | 797.2186 | 5.915% | 12681.593 | 797.2186 | 5.915% | 12681.593 | 5877.7227 | 43.61% | 7601.0889 | 10612.6396 | 78.74% | 2866.1719 | 107.0798 | 0.7944% | 13371.7318
36 | Humboldt | NORTHERN CALIFORNIA | {} | 16332.6182 | 2326.1553 | 14.24% | 14006.4629 | 85.76% | 3539.9587 | 21.67% | 5756.2502 | 35.24% | 36.1615 | 533.64 | 3.267% | 0 | 0% | 0 | 11512.0723 | 70.49% | 0 | 0% | 156.4626 | 0.958% | 16176.1555 | 9050.9531 | 55.42% | 7281.665 | 10100.9746 | 61.85% | 6231.6436 | 10257.4365 | 62.8% | 6075.1816 | 6828.0488 | 41.81% | 9504.5693 | 1087.3707 | 6.658% | 15245.2474
37 | El Centro | GREATER IMPERIAL | {} | 24908.0859 | 4505.6226 | 18.09% | 20402.4634 | 81.91% | 228.8341 | 0.9187% | 23026.0839 | 92.44% | 12.007 | 3338.96 | 13.41% | 19765.5234 | 79.35% | 0 | 0 | 0% | 0 | 0% | 0 | 0% | 24908.0859 | 0 | 0% | 24908.0859 | 0 | 0% | 24908.0859 | 0 | 0% | 24908.0859 | 0 | 0% | 24908.0859 | 1075.4532 | 4.318% | 23832.6327
38 | High Line | GREATER IMPERIAL | {} | 23876.4902 | 2699.9453 | 11.31% | 21176.5449 | 88.69% | 3167.3394 | 13.27% | 20116.4399 | 84.25% | 7.4009 | 2063.5339 | 8.643% | 18680.002 | 78.24% | 0 | 0 | 0% | 0 | 0% | 0 | 0% | 23876.4902 | 3377.905 | 14.15% | 20498.5852 | 3377.905 | 14.15% | 20498.5852 | 3377.905 | 14.15% | 20498.5852 | 1204.0616 | 5.043% | 22672.4286 | 883.4777 | 3.7% | 22993.0125
39 | Imperial Valley | GREATER IMPERIAL | {} | 24563.5938 | 2834.4155 | 11.54% | 21729.1782 | 88.46% | 72.4496 | 0.2949% | 20188.777 | 82.19% | 10.276 | 3961.9792 | 16.13% | 13661.9629 | 55.62% | 0 | 0 | 0% | 0 | 0% | 0 | 0% | 24563.5938 | 9195.3867 | 37.44% | 15368.207 | 9195.415 | 37.44% | 15368.1787 | 9195.415 | 37.44% | 15368.1787 | 27.6307 | 0.1125% | 24535.963 | 2501.2202 | 10.18% | 22062.3735
40 | El Segundo | GREATER LA METRO | {'Chevmain': 1.2, 'El Nido': 3.0, 'Redondo': 4.6, 'La Fresa': 5.8, 'La Cienega': 6.9} | 118.7495 | 57.0726 | 48.06% | 61.6769 | 51.94% | 6.6145 | 5.57% | 5.039 | 4.243% | 15.9185 | 0 | 0% | 0 | 0% | 0 | 0 | 0% | 0 | 0% | 1.5765 | 1.328% | 117.173 | 35.4756 | 29.87% | 83.274 | 56.7386 | 47.78% | 62.0109 | 58.3151 | 49.11% | 60.4345 | 0 | 0% | 118.7495 | 0.64248 | 0.541% | 118.107
41 | Arco | SPGE | {} | 49373.375 | 974.2407 | 1.973% | 48399.1343 | 98.03% | 6653.6797 | 13.48% | 40914.3555 | 82.87% | 7.7529 | 4519.8042 | 9.154% | 16379.3047 | 33.17% | 0 | 0 | 0% | 0 | 0% | 38846.832 | 78.68% | 10526.543 | 118.874 | 0.2408% | 49254.501 | 203.2449 | 0.4116% | 49170.1301 | 38846.832 | 78.68% | 10526.543 | 741.3162 | 1.501% | 48632.0588 | 136.6719 | 0.2768% | 49236.7031
42 | Bakersfield | SPGE | {'Westpark': 2.2, 'Columbus': 3.7, 'Kern Oil': 3.8, 'Rosedale': 4.2, 'Sycamore': 4.6, 'Magunden': 5.0, 'Kern Power': 5.3, 'Stockdale': 6.0, 'California Water': 6.3, '7th Standard': 8.0, 'Tevis': 8.4, 'Renfro': 9.0} | 5614.8027 | 857.6738 | 15.28% | 4757.1289 | 84.72% | 0 | 0% | 4875.5415 | 86.83% | 13.3519 | 142.3135 | 2.535% | 326.476 | 5.815% | 1 | 0 | 0% | 0 | 0% | 4430.6528 | 78.91% | 1184.1499 | 350.6982 | 6.246% | 5264.1045 | 1664.3132 | 29.64% | 3950.4895 | 4430.6528 | 78.91% | 1184.1499 | 0 | 0% | 5614.8027 | 50.5686 | 0.9006% | 5564.2341
43 | Charca | SPGE | {'Semitropic': 6.3, 'Shafter': 6.5} | 41021.4961 | 1034.4534 | 2.522% | 39987.0427 | 97.48% | 13145.375 | 32.05% | 26689.4766 | 65.06% | 6 | 1878.5784 | 4.579% | 38485.5938 | 93.82% | 1 | 0 | 0% | 0 | 0% | 21452.7891 | 52.3% | 19568.707 | 0 | 0% | 41021.4961 | 66.0224 | 0.1609% | 40955.4737 | 21452.7891 | 52.3% | 19568.707 | 0 | 0% | 41021.4961 | 301.7532 | 0.7356% | 40719.7429
44 | Columbus | SPGE | {'California Water': 2.7, 'Magunden': 2.8, 'Bakersfield': 3.7, 'Sycamore': 4.7, 'Kern Oil': 5.4, 'Westpark': 5.9, 'Rosedale': 7.9, 'Regulus': 8.2, 'Lamont': 8.3, 'Kern Power': 9.0, 'Stockdale': 9.1} | 14620.5371 | 1935.8445 | 13.24% | 12684.6926 | 86.76% | 0 | 0% | 10871.458 | 74.36% | 15.6571 | 129.1444 | 0.8833% | 1086.8761 | 7.434% | 1 | 0.13547 | 0.0009266% | 0 | 0% | 11560.3848 | 79.07% | 3060.1523 | 5630.623 | 38.51% | 8989.9141 | 6539.1484 | 44.73% | 8081.3887 | 11598.9697 | 79.33% | 3021.5674 | 865.8633 | 5.922% | 13754.6738 | 267.6083 | 1.83% | 14352.9288
45 | Elk Hills | SPGE | {'Norco': 5.6, 'Taft': 8.6} | 28646.3203 | 0 | 0% | 28646.3203 | 100% | 19564.6973 | 68.3% | 8341.9863 | 29.12% | 5.0028 | 7596.8965 | 26.52% | 618.7183 | 2.16% | 1 | 0 | 0% | 0 | 0% | 8696.5654 | 30.36% | 19949.7549 | 25535.1953 | 89.14% | 3111.125 | 28646.3203 | 100% | 0 | 28646.3203 | 100% | 0 | 0 | 0% | 28646.3203 | 32.4751 | 0.1134% | 28613.8452
46 | Goose Lake | SPGE | {'Semitropic': 8.0} | 29939.1816 | 1188.4745 | 3.97% | 28750.7072 | 96.03% | 808.7775 | 2.701% | 27520.7616 | 91.92% | 8.5318 | 8974.3438 | 29.98% | 11885.3555 | 39.7% | 1 | 0 | 0% | 0 | 0% | 13154.25 | 43.94% | 16784.9316 | 6607.4873 | 22.07% | 23331.6943 | 21141.3301 | 70.61% | 8797.8516 | 24843.6582 | 82.98% | 5095.5234 | 84.5065 | 0.2823% | 29854.6752 | 5258.8691 | 17.57% | 24680.3125
47 | Kernridge | SPGE | {'Temblor': 4.8} | 36970.3633 | 7861.4302 | 21.26% | 29108.9331 | 78.74% | 7933.8145 | 21.46% | 28861.916 | 78.07% | 6.3475 | 391.401 | 1.059% | 6565.1514 | 17.76% | 1 | 0 | 0% | 0 | 0% | 15100.6895 | 40.85% | 21869.6738 | 830.8516 | 2.247% | 36139.5117 | 10069.4385 | 27.24% | 26900.9248 | 25170.1289 | 68.08% | 11800.2344 | 2989.6406 | 8.087% | 33980.7227 | 13.6222 | 0.03685% | 36956.7411
48 | Lamont | SPGE | {'Regulus': 0.1, 'Grimway': 3.4, 'Magunden': 5.6, 'Columbus': 8.3, 'California Water': 8.9} | 33994.5781 | 4386.3618 | 12.9% | 29608.2163 | 87.1% | 0 | 0% | 29661.0156 | 87.25% | 11.5 | 777.6603 | 2.288% | 28129.1543 | 82.75% | 1 | 0 | 0% | 0 | 0% | 4.1385 | 0.01217% | 33990.4396 | 288.9068 | 0.8499% | 33705.6713 | 3332.3352 | 9.803% | 30662.2429 | 3332.3352 | 9.803% | 30662.2429 | 0 | 0% | 33994.5781 | 8.1295 | 0.02391% | 33986.4486
49 | Lerdo | SPGE | {'7th Standard': 4.3, 'Rio Bravo': 7.3, 'Renfro': 7.8, 'Kern Oil': 8.5, 'Kern Power': 8.9, 'Shafter': 9.4, 'Rosedale': 9.5, 'Sycamore': 9.7} | 42356.9531 | 6610.4512 | 15.61% | 35746.502 | 84.39% | 296.7537 | 0.7006% | 39353.4064 | 92.91% | 12.4861 | 2209.2812 | 5.216% | 31916.5977 | 75.35% | 1 | 0 | 0% | 0 | 0% | 10629.7471 | 25.1% | 31727.2061 | 0 | 0% | 42356.9531 | 0 | 0% | 42356.9531 | 10629.7471 | 25.1% | 31727.2061 | 0 | 0% | 42356.9531 | 805.0078 | 1.901% | 41551.9453
50 | Magunden | SPGE | {'Columbus': 2.8, 'California Water': 4.4, 'Bakersfield': 5.0, 'Regulus': 5.5, 'Lamont': 5.6, 'Westpark': 6.7, 'Sycamore': 7.4, 'Kern Oil': 7.8, 'Grimway': 8.6, 'Stockdale': 8.8, 'Rosedale': 8.9} | 16702.6367 | 4838.1016 | 28.97% | 11864.5352 | 71.03% | 0 | 0% | 13513.8105 | 80.91% | 14.2135 | 548.6624 | 3.285% | 9896.4863 | 59.25% | 1 | 0 | 0% | 0 | 0% | 1914.4502 | 11.46% | 14788.1865 | 988.6127 | 5.919% | 15714.024 | 1467.2344 | 8.784% | 15235.4023 | 1953.0354 | 11.69% | 14749.6013 | 155.0812 | 0.9285% | 16547.5555 | 21.6255 | 0.1295% | 16681.0113
51 | Midway | SPGE | {} | 39088.5781 | 5191.8438 | 13.28% | 33896.7344 | 86.72% | 0.96077 | 0.002458% | 37249.2345 | 95.29% | 10.7716 | 10203.541 | 26.1% | 24798.1895 | 63.44% | 1 | 0 | 0% | 0 | 0% | 1262.2505 | 3.229% | 37826.3276 | 8906.0039 | 22.78% | 30182.5742 | 27525.1074 | 70.42% | 11563.4707 | 27525.1074 | 70.42% | 11563.4707 | 0 | 0% | 39088.5781 | 1587.6277 | 4.062% | 37500.9504
52 | Norco | SPGE | {'Tupman': 5.2, 'Elk Hills': 5.6} | 36093.5781 | 0 | 0% | 36093.5781 | 100% | 15862.2979 | 43.95% | 19224.417 | 53.26% | 6.5425 | 4217.2437 | 11.68% | 2587.781 | 7.17% | 1 | 0 | 0% | 0 | 0% | 21789.209 | 60.37% | 14304.3691 | 31549.4141 | 87.41% | 4544.1641 | 34608.2539 | 95.88% | 1485.3242 | 36093.5781 | 100% | 0 | 0 | 0% | 36093.5781 | 10490.2373 | 29.06% | 25603.3408
53 | Rio Bravo | SPGE | {'Shafter': 5.9, 'Tupman': 6.1, 'Renfro': 6.6, 'Lerdo': 7.3, '7th Standard': 7.3} | 41197.3164 | 8333.0332 | 20.23% | 32864.2832 | 79.77% | 193.9073 | 0.4707% | 35121.2138 | 85.25% | 13.513 | 6210.9424 | 15.08% | 30508.9199 | 74.06% | 1 | 0 | 0% | 0 | 0% | 1240.6516 | 3.011% | 39956.6648 | 204.0412 | 0.4953% | 40993.2752 | 7496.3589 | 18.2% | 33700.9575 | 7756.4873 | 18.83% | 33440.8291 | 0 | 0% | 41197.3164 | 218.6786 | 0.5308% | 40978.6378
54 | Rosedale | SPGE | {'Kern Power': 1.1, 'Westpark': 2.1, 'Bakersfield': 4.2, 'Stockdale': 4.2, 'Renfro': 4.9, 'Tevis': 4.9, '7th Standard': 5.3, 'Kern Oil': 5.4, 'Sycamore': 7.2, 'Columbus': 7.9, 'Magunden': 8.9, 'Lerdo': 9.5} | 298.2475 | 6.2309 | 2.089% | 292.0166 | 97.91% | 0 | 0% | 0.043294 | 0.01452% | 67.5647 | 8.0619 | 2.703% | 162.8023 | 54.59% | 1 | 0 | 0% | 0 | 0% | 292.0166 | 97.91% | 6.2309 | 38.3619 | 12.86% | 259.8857 | 44.0679 | 14.78% | 254.1796 | 292.0166 | 97.91% | 6.2309 | 0 | 0% | 298.2475 | 7.6993 | 2.582% | 290.5482
55 | Semitropic | SPGE | {'Charca': 6.3, 'Goose Lake': 8.0, 'Smyrna': 8.1, 'Shafter': 9.0} | 43788.8359 | 9702.541 | 22.16% | 34086.2949 | 77.84% | 4176.2148 | 9.537% | 38538.543 | 88.01% | 8.7616 | 15484.7744 | 35.36% | 27103.0469 | 61.89% | 1 | 0 | 0% | 0 | 0% | 4076.4956 | 9.309% | 39712.3403 | 0 | 0% | 43788.8359 | 6512.4385 | 14.87% | 37276.3975 | 10588.9346 | 24.18% | 33199.9014 | 0 | 0% | 43788.8359 | 222.394 | 0.5079% | 43566.442
56 | Shafter | SPGE | {'Rio Bravo': 5.9, 'Charca': 6.5, 'Semitropic': 9.0, 'Lerdo': 9.4} | 41308.5977 | 6289.5234 | 15.23% | 35019.0742 | 84.77% | 3437.4336 | 8.321% | 34626.8047 | 83.82% | 10.423 | 5559.6997 | 13.46% | 34219.5664 | 82.84% | 1 | 0 | 0% | 0 | 0% | 0 | 0% | 41308.5977 | 0 | 0% | 41308.5977 | 2379.0981 | 5.759% | 38929.4995 | 2379.0981 | 5.759% | 38929.4995 | 0 | 0% | 41308.5977 | 62.2008 | 0.1506% | 41246.3969
57 | Smyrna | SPGE | {'Semitropic': 8.1} | 27556.9102 | 8380.5713 | 30.41% | 19176.3389 | 69.59% | 1540.8569 | 5.592% | 22923.9341 | 83.19% | 9.8422 | 16707.0547 | 60.63% | 4373.1699 | 15.87% | 1 | 0 | 0% | 0 | 0% | 7266.6279 | 26.37% | 20290.2822 | 0 | 0% | 27556.9102 | 10828.6797 | 39.3% | 16728.2305 | 18095.3086 | 65.67% | 9461.6016 | 0 | 0% | 27556.9102 | 1101.6274 | 3.998% | 26455.2827
58 | Stockdale | SPGE | {'Tevis': 3.5, 'Rosedale': 4.2, 'Westpark': 4.2, 'Kern Power': 4.7, 'Bakersfield': 6.0, 'Renfro': 7.3, 'Magunden': 8.8, 'Kern Oil': 8.9, 'Columbus': 9.1, '7th Standard': 9.2} | 8092.3398 | 1596.2594 | 19.73% | 6496.0804 | 80.27% | 0 | 0% | 5459.5991 | 67.47% | 22.1905 | 771.2711 | 9.531% | 6096.8032 | 75.34% | 1 | 0 | 0% | 0 | 0% | 500.8466 | 6.189% | 7591.4932 | 27.3793 | 0.3383% | 8064.9605 | 1388.3649 | 17.16% | 6703.975 | 1388.3649 | 17.16% | 6703.975 | 0 | 0% | 8092.3398 | 0 | 0% | 8092.3398
59 | Taft | SPGE | {'Elk Hills': 8.6} | 0 | 0 | 0% | 0 | 0% | 0 | 0% | 0 | 0% |  | 0 | 0% | 0 | 0% | 1 | 0 | 0% | 0 | 0% | 0 | 0% | 0 | 0 | 0% | 0 | 0 | 0% | 0 | 0 | 0% | 0 | 0 | 0% | 0 | 0 | 0% | 0
60 | Temblor | SPGE | {'Kernridge': 4.8} | 35728.8164 | 18353.5938 | 51.37% | 17375.2227 | 48.63% | 4873.7773 | 13.64% | 30083.4023 | 84.2% | 7.1417 | 455.7026 | 1.275% | 2796.5605 | 7.827% | 1 | 0 | 0% | 0 | 0% | 1664.5236 | 4.659% | 34064.2928 | 5891.1743 | 16.49% | 29837.6421 | 15870.2422 | 44.42% | 19858.5742 | 15870.6572 | 44.42% | 19858.1592 | 839.4059 | 2.349% | 34889.4105 | 52.7103 | 0.1475% | 35676.1061
61 | Tupman | SPGE | {'Norco': 5.2, 'Rio Bravo': 6.1, 'Renfro': 6.4, 'Tevis': 8.3, '7th Standard': 9.8, 'Kern Power': 9.9} | 43916.2969 | 1635.3823 | 3.724% | 42280.9146 | 96.28% | 8173.623 | 18.61% | 31525.7637 | 71.79% | 11.72 | 2902.6033 | 6.609% | 16748.2402 | 38.14% | 1 | 0 | 0% | 0 | 0% | 18167.9004 | 41.37% | 25748.3965 | 20255.3574 | 46.12% | 23660.9395 | 36442.6914 | 82.98% | 7473.6055 | 37928.0156 | 86.36% | 5988.2812 | 0 | 0% | 43916.2969 | 14594.9766 | 33.23% | 29321.3203
62 | Westpark | SPGE | {'Rosedale': 2.1, 'Bakersfield': 2.2, 'Kern Power': 3.2, 'Stockdale': 4.2, 'Kern Oil': 4.7, 'Columbus': 5.9, 'Sycamore': 6.1, 'Tevis': 6.3, 'Magunden': 6.7, '7th Standard': 6.8, 'Renfro': 7.0, 'California Water': 8.5} | 1178.6892 | 311.0059 | 26.39% | 867.6833 | 73.61% | 0 | 0% | 617.4866 | 52.39% | 19.8306 | 0.44479 | 0.03774% | 63.0604 | 5.35% | 1 | 0 | 0% | 0 | 0% | 866.4283 | 73.51% | 312.2609 | 0 | 0% | 1178.6892 | 611.4932 | 51.88% | 567.196 | 866.4283 | 73.51% | 312.2609 | 0 | 0% | 1178.6892 | 10.2431 | 0.869% | 1168.4461
63 | Wheeler Ridge | SPGE | {} | 44691.2422 | 2233.7075 | 4.998% | 42457.5347 | 95% | 3178.6006 | 7.112% | 40346.4502 | 90.28% | 7.9674 | 3173.2046 | 7.1% | 38011.1016 | 85.05% | 1 | 0 | 0% | 0 | 0% | 2101.0059 | 4.701% | 42590.2363 | 5931.1016 | 13.27% | 38760.1406 | 8248.2178 | 18.46% | 36443.0244 | 9103.8105 | 20.37% | 35587.4316 | 0 | 0% | 44691.2422 | 872.6996 | 1.953% | 43818.5426
64 | Kern Oil | SPGE | {'Sycamore': 1.9, 'Bakersfield': 3.8, 'Westpark': 4.7, 'Columbus': 5.4, 'Rosedale': 5.4, 'Kern Power': 6.0, '7th Standard': 6.2, 'California Water': 6.9, 'Magunden': 7.8, 'Lerdo': 8.5, 'Stockdale': 8.9, 'Poso Mountain': 8.9, 'Renfro': 8.9} | 20920.5156 | 3211.8154 | 15.35% | 17708.7002 | 84.65% | 703.6935 | 3.364% | 18649.8826 | 89.15% | 12.8213 | 31.3418 | 0.1498% | 1377.934 | 6.587% | 1 | 0 | 0% | 0 | 0% | 16607.7383 | 79.38% | 4312.7773 | 1397.484 | 6.68% | 19523.0316 | 1915.9716 | 9.158% | 19004.5441 | 16607.7383 | 79.38% | 4312.7773 | 702.6791 | 3.359% | 20217.8365 | 138.1003 | 0.6601% | 20782.4153
65 | Inyokern | GREATER KRAMER | {} | 4317.2114 | 728.5552 | 16.88% | 3588.6562 | 83.12% | 123.711 | 2.866% | 3152.7927 | 73.03% | 12.3769 | 0 | 0% | 0 | 0% | 1 | 0 | 0% | 0 | 0% | 3164.3901 | 73.3% | 1152.8213 | 1497.6851 | 34.69% | 2819.5264 | 604.4174 | 14% | 3712.794 | 3522.6343 | 81.6% | 794.5771 | 1630.837 | 37.78% | 2686.3744 | 0 | 0% | 4317.2114
66 | Pastoria | GREATER TEHACHAPI | {} | 24452.459 | 252.3469 | 1.032% | 24200.1121 | 98.97% | 10281.0146 | 42.04% | 13777.0557 | 56.34% | 4.7569 | 1966.9711 | 8.044% | 5260.0552 | 21.51% | 0 | 1731.7665 | 7.082% | 0 | 0% | 21579.0957 | 88.25% | 2873.3633 | 10768.416 | 44.04% | 13684.043 | 10185.4229 | 41.65% | 14267.0361 | 21784.252 | 89.09% | 2668.207 | 6998.4604 | 28.62% | 17453.9985 | 527.4763 | 2.157% | 23924.9827
67 | Ransburg | GREATER KRAMER | {} | 5.4834 | 2.2346 | 40.75% | 3.2488 | 59.25% | 1.857 | 33.87% | 3.3794 | 61.63% | 5.6917 | 0 | 0% | 0 | 0% | 0 | 0 | 0% | 0 | 0% | 0 | 0% | 5.4834 | 0.95838 | 17.48% | 4.525 | 0 | 0% | 5.4834 | 0.95838 | 17.48% | 4.525 | 0 | 0% | 5.4834 | 0 | 0% | 5.4834
68 | Sycamore | SPGE | {'Kern Oil': 1.9, 'Bakersfield': 4.6, 'Columbus': 4.7, 'California Water': 5.5, 'Westpark': 6.1, 'Rosedale': 7.2, 'Magunden': 7.4, 'Poso Mountain': 7.6, 'Kern Power': 7.8, '7th Standard': 8.0, 'Lerdo': 9.7} | 27246.4531 | 3684.2642 | 13.52% | 23562.189 | 86.48% | 581.7448 | 2.135% | 23920.2825 | 87.79% | 12.1876 | 0.88958 | 0.003265% | 36.5249 | 0.1341% | 0 | 0 | 0% | 0 | 0% | 22971.541 | 84.31% | 4274.9121 | 4086.5925 | 15% | 23159.8606 | 4829.731 | 17.73% | 22416.7222 | 22971.541 | 84.31% | 4274.9121 | 3375.8745 | 12.39% | 23870.5786 | 185.4192 | 0.6805% | 27061.0339
69 | Avenal | SPGE | {} | 31582.7715 | 5921.8955 | 18.75% | 25660.876 | 81.25% | 17031.916 | 53.93% | 13825.623 | 43.78% | 4.8392 | 10182.5244 | 32.24% | 2754.3574 | 8.721% | 0 | 0 | 0% | 0 | 0% | 12259.7012 | 38.82% | 19323.0703 | 0 | 0% | 31582.7715 | 10048.6377 | 31.82% | 21534.1338 | 21372.0566 | 67.67% | 10210.7148 | 8657.0498 | 27.41% | 22925.7217 | 149.6938 | 0.474% | 31433.0777
70 | Corcoran | SPGE | {} | 36294.3125 | 13153.4541 | 36.24% | 23140.8584 | 63.76% | 7553.1343 | 20.81% | 26382.3306 | 72.69% | 7.2258 | 16416.8359 | 45.23% | 12782.9941 | 35.22% | 1 | 0 | 0% | 0 | 0% | 5699.2227 | 15.7% | 30595.0898 | 2642.1848 | 7.28% | 33652.1277 | 8921.0674 | 24.58% | 27373.2451 | 13750.7129 | 37.89% | 22543.5996 | 0 | 0% | 36294.3125 | 4509.5376 | 12.42% | 31784.7749
71 | Henrietta | SPGE | {'Leprino Jct': 3.9} | 32714.7461 | 9043.21 | 27.64% | 23671.5361 | 72.36% | 4576.7998 | 13.99% | 18900.2061 | 57.77% | 6.9529 | 21143.2051 | 64.63% | 8459.1338 | 25.86% | 1 | 0 | 0% | 0 | 0% | 7864.8394 | 24.04% | 24849.9067 | 0 | 0% | 32714.7461 | 0 | 0% | 32714.7461 | 7864.8394 | 24.04% | 24849.9067 | 0 | 0% | 32714.7461 | 792.6692 | 2.423% | 31922.0769
72 | Eagle Rock (PGE) | NORTHERN CALIFORNIA | {'Geysers': 6.0} | 20073.2109 | 0 | 0% | 20073.2109 | 100% | 2315.4373 | 11.53% | 13863.303 | 69.06% | 8.8095 | 44.9343 | 0.2239% | 0 | 0% | 0 | 468.5937 | 2.334% | 19604.625 | 97.67% | 15592.0459 | 77.68% | 4481.165 | 15467.0137 | 77.05% | 4606.1973 | 16659.8965 | 83% | 3413.3145 | 20073.2109 | 100% | 0 | 6801.2314 | 33.88% | 13271.9795 | 305.3137 | 1.521% | 19767.8973
73 | Antelope | GREATER TEHACHAPI | {} | 36732.5078 | 20649.7266 | 56.22% | 16082.7812 | 43.78% | 0 | 0% | 3888.3403 | 10.59% | 64.5667 | 1201.0245 | 3.27% | 561.0714 | 1.527% | 0 | 7408.9028 | 20.17% | 7398.0444 | 20.14% | 0 | 0% | 36732.5078 | 9391.5811 | 25.57% | 27340.9268 | 6085.9355 | 16.57% | 30646.5723 | 9774.6826 | 26.61% | 26957.8252 | 2202.9717 | 5.997% | 34529.5361 | 628.2184 | 1.71% | 36104.2894
74 | Arcogen | GREATER LA METRO | {'Hinson': 1.2, 'Harborgen': 2.8, 'Long Beach': 3.7, 'Lighthipe': 5.9, 'La Fresa': 6.3, 'Redondo': 8.6, 'Del Amo': 8.7, 'Alamitos': 9.1, 'El Nido': 9.2} | 2376.2134 | 1060.1918 | 44.62% | 1316.0216 | 55.38% | 0 | 0% | 1696.556 | 71.4% | 17.9418 | 0 | 0% | 0 | 0% | 0 | 0 | 0% | 0 | 0% | 0 | 0% | 2376.2134 | 0 | 0% | 2376.2134 | 1307.5914 | 55.03% | 1068.6219 | 1307.5914 | 55.03% | 1068.6219 | 0 | 0% | 2376.2134 | 6.3299 | 0.2664% | 2369.8834
75 | Bailey | GREATER TEHACHAPI | {} | 24812 | 0 | 0% | 24812 | 100% | 11427.8271 | 46.06% | 13032.374 | 52.52% | 5.729 | 0 | 0% | 0 | 0% | 0 | 24543.1465 | 98.92% | 0 | 0% | 16287.8682 | 65.65% | 8524.1318 | 16484.9668 | 66.44% | 8327.0332 | 17151.6562 | 69.13% | 7660.3438 | 24812 | 100% | 0 | 9959.6914 | 40.14% | 14852.3086 | 696.8032 | 2.808% | 24115.1968
76 | Center | GREATER LA METRO | {'Laguna Bell': 4.0, 'Lighthipe': 5.2, 'Del Amo': 5.6, 'Mesa (SCE)': 7.5} | 0 | 0 | 0% | 0 | 0% | 0 | 0% | 0 | 0% |  | 0 | 0% | 0 | 0% | 0 | 0 | 0% | 0 | 0% | 0 | 0% | 0 | 0 | 0% | 0 | 0 | 0% | 0 | 0 | 0% | 0 | 0 | 0% | 0 | 0 | 0% | 0
77 | Del Amo | GREATER LA METRO | {'Lighthipe': 5.0, 'Center': 5.6, 'Alamitos': 5.7, 'Barre': 7.1, 'Hinson': 7.5, 'Arcogen': 8.7, 'Harborgen': 8.9, 'Laguna Bell': 9.3, 'Long Beach': 9.3} | 0 | 0 | 0% | 0 | 0% | 0 | 0% | 0 | 0% |  | 0 | 0% | 0 | 0% | 0 | 0 | 0% | 0 | 0% | 0 | 0% | 0 | 0 | 0% | 0 | 0 | 0% | 0 | 0 | 0% | 0 | 0 | 0% | 0 | 0 | 0% | 0
78 | El Nido | GREATER LA METRO | {'Chevmain': 1.8, 'La Fresa': 2.9, 'El Segundo': 3.0, 'Redondo': 3.4, 'La Cienega': 7.2, 'Arcogen': 9.2} | 96.1964 | 62.1112 | 64.57% | 34.0852 | 35.43% | 6.6145 | 6.876% | 5.7358 | 5.963% | 5.9252 | 0 | 0% | 0 | 0% | 0 | 0 | 0% | 0 | 0% | 1.5765 | 1.639% | 94.6199 | 0 | 0% | 96.1964 | 29.1468 | 30.3% | 67.0495 | 30.7233 | 31.94% | 65.4731 | 0 | 0% | 96.1964 | 0 | 0% | 96.1964
79 | Goodrich | GREATER LA METRO | {'Rio Hondo': 6.9, 'Gould': 7.5, 'Mesa (SCE)': 8.0} | 522.4152 | 44.7384 | 8.564% | 477.6767 | 91.44% | 457.501 | 87.57% | 64.9142 | 12.43% | 4.0452 | 0 | 0% | 0 | 0% | 0 | 0 | 0% | 522.4152 | 100% | 0 | 0% | 522.4152 | 240.7861 | 46.09% | 281.6291 | 245.5263 | 47% | 276.8888 | 279.8394 | 53.57% | 242.5757 | 442.653 | 84.73% | 79.7621 | 160.7159 | 30.76% | 361.6993
80 | Gould | GREATER LA METRO | {'Goodrich': 7.5} | 2571.2612 | 378.0766 | 14.7% | 2193.1847 | 85.3% | 2200.0386 | 85.56% | 360.5959 | 14.02% | 3.6446 | 0 | 0% | 0 | 0% | 0 | 15.4441 | 0.6006% | 2555.8171 | 99.4% | 46.9604 | 1.826% | 2524.3008 | 1126.7415 | 43.82% | 1444.5198 | 0 | 0% | 2571.2612 | 1173.7019 | 45.65% | 1397.5593 | 1107.2629 | 43.06% | 1463.9983 | 743.2305 | 28.91% | 1828.0308
81 | Harborgen | GREATER LA METRO | {'Long Beach': 0.9, 'Arcogen': 2.8, 'Hinson': 2.8, 'Alamitos': 7.5, 'Lighthipe': 7.6, 'La Fresa': 8.7, 'Del Amo': 8.9} | 4590.5762 | 2077.3225 | 45.25% | 2513.2537 | 54.75% | 902.4755 | 19.66% | 2841.1564 | 61.89% | 11.3659 | 0 | 0% | 0 | 0% | 0 | 0 | 0% | 0 | 0% | 0 | 0% | 4590.5762 | 0 | 0% | 4590.5762 | 2504.8235 | 54.56% | 2085.7527 | 2504.8235 | 54.56% | 2085.7527 | 0 | 0% | 4590.5762 | 6.3299 | 0.1379% | 4584.2462
82 | Hinson | GREATER LA METRO | {'Arcogen': 1.2, 'Harborgen': 2.8, 'Long Beach': 3.7, 'Lighthipe': 5.0, 'La Fresa': 7.2, 'Del Amo': 7.5, 'Alamitos': 8.0, 'Redondo': 9.7} | 2389.9417 | 1281.8396 | 53.63% | 1108.1021 | 46.37% | 13.0417 | 0.5457% | 1712.1613 | 71.64% | 15.5339 | 0 | 0% | 0 | 0% | 0 | 0 | 0% | 0 | 0% | 0 | 0% | 2389.9417 | 0 | 0% | 2389.9417 | 1099.6718 | 46.01% | 1290.2699 | 1099.6718 | 46.01% | 1290.2699 | 0 | 0% | 2389.9417 | 6.3299 | 0.2649% | 2383.6117
83 | La Cienega | GREATER LA METRO | {'El Segundo': 6.9, 'Chevmain': 6.9, 'El Nido': 7.2, 'La Fresa': 9.4} | 99.012 | 0 | 0% | 99.012 | 100% | 0 | 0% | 0.0024939 | 0.002519% | 38.8346 | 0 | 0% | 0 | 0% | 0 | 0 | 0% | 0 | 0% | 0 | 0% | 99.012 | 99.012 | 100% | 0 | 99.012 | 100% | 0 | 99.012 | 100% | 0 | 0 | 0% | 99.012 | 0.64248 | 0.6489% | 98.3695
84 | La Fresa | GREATER LA METRO | {'El Nido': 2.9, 'Redondo': 3.5, 'Chevmain': 4.6, 'El Segundo': 5.8, 'Arcogen': 6.3, 'Hinson': 7.2, 'Harborgen': 8.7, 'Lighthipe': 9.1, 'La Cienega': 9.4, 'Long Beach': 9.5} | 71.1623 | 54.9154 | 77.17% | 16.247 | 22.83% | 3.2103 | 4.511% | 2.7413 | 3.852% | 9.9646 | 0 | 0% | 0 | 0% | 0 | 0 | 0% | 0 | 0% | 1.5765 | 2.215% | 69.5859 | 0 | 0% | 71.1623 | 14.0922 | 19.8% | 57.0701 | 15.6687 | 22.02% | 55.4937 | 0 | 0% | 71.1623 | 0 | 0% | 71.1623
85 | Laguna Bell | GREATER LA METRO | {'Center': 4.0, 'Mesa (SCE)': 4.7, 'Lighthipe': 6.8, 'Del Amo': 9.3} | 0 | 0 | 0% | 0 | 0% | 0 | 0% | 0 | 0% |  | 0 | 0% | 0 | 0% | 0 | 0 | 0% | 0 | 0% | 0 | 0% | 0 | 0 | 0% | 0 | 0 | 0% | 0 | 0 | 0% | 0 | 0 | 0% | 0 | 0 | 0% | 0
86 | Lighthipe | GREATER LA METRO | {'Del Amo': 5.0, 'Hinson': 5.0, 'Center': 5.2, 'Arcogen': 5.9, 'Laguna Bell': 6.8, 'Harborgen': 7.6, 'Long Beach': 8.4, 'La Fresa': 9.1, 'Alamitos': 9.1} | 0 | 0 | 0% | 0 | 0% | 0 | 0% | 0 | 0% |  | 0 | 0% | 0 | 0% | 0 | 0 | 0% | 0 | 0% | 0 | 0% | 0 | 0 | 0% | 0 | 0 | 0% | 0 | 0 | 0% | 0 | 0 | 0% | 0 | 0 | 0% | 0
87 | Mesa (SCE) | GREATER LA METRO | {'Laguna Bell': 4.7, 'Center': 7.5, 'Goodrich': 8.0, 'Rio Hondo': 8.8, 'Walnut': 9.4} | 0 | 0 | 0% | 0 | 0% | 0 | 0% | 0 | 0% |  | 0 | 0% | 0 | 0% | 0 | 0 | 0% | 0 | 0% | 0 | 0% | 0 | 0 | 0% | 0 | 0 | 0% | 0 | 0 | 0% | 0 | 0 | 0% | 0 | 0 | 0% | 0
88 | Olinda | GREATER LA METRO | {'Walnut': 4.6, 'Lewis': 9.5} | 1056.9515 | 193.493 | 18.31% | 863.4586 | 81.69% | 0 | 0% | 777.5001 | 73.56% | 50 | 0 | 0% | 0 | 0% | 0 | 0 | 0% | 1056.9515 | 100% | 123.4982 | 11.68% | 933.4533 | 0 | 0% | 1056.9515 | 0 | 0% | 1056.9515 | 123.4982 | 11.68% | 933.4533 | 0 | 0% | 1056.9515 | 188.3522 | 17.82% | 868.5994
89 | Pardee | GREATER LA METRO | {'Saugus': 1.3} | 9546.3916 | 2493.8845 | 26.12% | 7052.5071 | 73.88% | 2356.762 | 24.69% | 5421.4524 | 56.79% | 26.6954 | 57.0367 | 0.5975% | 109.3269 | 1.145% | 0 | 0 | 0% | 9546.3916 | 100% | 37.5426 | 0.3933% | 9508.849 | 1336.9142 | 14% | 8209.4774 | 4501.6797 | 47.16% | 5044.7119 | 4539.2227 | 47.55% | 5007.1689 | 3176.0444 | 33.27% | 6370.3472 | 766.0663 | 8.025% | 8780.3253
90 | Rio Hondo | GREATER LA METRO | {'Goodrich': 6.9, 'Walnut': 6.9, 'Mesa (SCE)': 8.8} | 149.3976 | 0 | 0% | 149.3976 | 100% | 1.246 | 0.834% | 147.6849 | 98.85% | 5.4133 | 0 | 0% | 0 | 0% | 0 | 0 | 0% | 149.3976 | 100% | 0 | 0% | 149.3976 | 149.3976 | 100% | 0 | 142.3475 | 95.28% | 7.0502 | 149.3976 | 100% | 0 | 145.3287 | 97.28% | 4.069 | 62.9397 | 42.13% | 86.4579
91 | Saugus | GREATER LA METRO | {'Pardee': 1.3, 'Sylmar': 9.1} | 7147.2124 | 1148.9298 | 16.08% | 5998.2826 | 83.92% | 2776.2671 | 38.84% | 3215.751 | 44.99% | 24.1714 | 55.3846 | 0.7749% | 99.6337 | 1.394% | 0 | 0 | 0% | 7147.2124 | 100% | 324.4518 | 4.54% | 6822.7606 | 1336.9142 | 18.71% | 5810.2982 | 3932.1572 | 55.02% | 3215.0552 | 4256.6094 | 59.56% | 2890.603 | 2663.7258 | 37.27% | 4483.4866 | 629.2894 | 8.805% | 6517.923
92 | Vincent | GREATER LA METRO | {} | 24936.0176 | 13627.6074 | 54.65% | 11308.4102 | 45.35% | 4417.4727 | 17.72% | 7096.7305 | 28.46% | 38.975 | 7.5614 | 0.03032% | 14.3712 | 0.05763% | 0 | 2.1205 | 0.008504% | 24873.8496 | 99.75% | 0 | 0% | 24936.0176 | 3213.5442 | 12.89% | 21722.4734 | 2224.6965 | 8.922% | 22711.321 | 3540.2485 | 14.2% | 21395.769 | 8043.5908 | 32.26% | 16892.4268 | 767.3383 | 3.077% | 24168.6793
93 | Borden | SPGE | {'Gregg': 6.1} | 37576.5625 | 9407.7305 | 25.04% | 28168.832 | 74.96% | 1824.036 | 4.854% | 31396.6788 | 83.55% | 13.6723 | 17014.748 | 45.28% | 15462.041 | 41.15% | 1 | 0 | 0% | 0 | 0% | 1510.8053 | 4.021% | 36065.7572 | 14337.7246 | 38.16% | 23238.8379 | 16202.8223 | 43.12% | 21373.7402 | 16207.8428 | 43.13% | 21368.7197 | 691.3054 | 1.84% | 36885.2571 | 2909.2068 | 7.742% | 34667.3557
94 | Dairyland | SPGE | {'Le Grand': 9.3} | 45577.1016 | 21494.9199 | 47.16% | 24082.1816 | 52.84% | 2381.5623 | 5.225% | 39283.0549 | 86.19% | 12.625 | 23479.5254 | 51.52% | 19104.8086 | 41.92% | 1 | 0 | 0% | 0 | 0% | 3121.6987 | 6.849% | 42455.4028 | 2139.2419 | 4.694% | 43437.8596 | 3588.6506 | 7.874% | 41988.4509 | 6710.3491 | 14.72% | 38866.7524 | 0 | 0% | 45577.1016 | 1237.083 | 2.714% | 44340.0186
95 | Gregg | SPGE | {'Borden': 6.1} | 32761.418 | 11914.4111 | 36.37% | 20847.0068 | 63.63% | 1.3384 | 0.004085% | 27763.937 | 84.75% | 13.2697 | 14609.2773 | 44.59% | 15587.5625 | 47.58% | 1 | 0 | 0% | 0 | 0% | 6854.8267 | 20.92% | 25906.5913 | 3681.1731 | 11.24% | 29080.2449 | 3681.1731 | 11.24% | 29080.2449 | 10140.4668 | 30.95% | 22620.9512 | 0 | 0% | 32761.418 | 1346.8287 | 4.111% | 31414.5892
96 | Newhall | SPGE | {} | 50257.4102 | 2528.7061 | 5.032% | 47728.7041 | 94.97% | 28787.3262 | 57.28% | 21064.2168 | 41.91% | 4.6305 | 29037.7324 | 57.78% | 9416.9844 | 18.74% | 1 | 0 | 0% | 0 | 0% | 41640.2734 | 82.85% | 8617.1367 | 11503.9854 | 22.89% | 38753.4248 | 16303.9805 | 32.44% | 33953.4297 | 46075.7852 | 91.68% | 4181.625 | 3547.9956 | 7.06% | 46709.4146 | 13494.5059 | 26.85% | 36762.9043
97 | Ignacio | NORTHERN CALIFORNIA | {} | 5178.4639 | 2466.7983 | 47.64% | 2711.6655 | 52.36% | 1261.3348 | 24.36% | 3033.1583 | 58.57% | 35.4167 | 1947.8846 | 37.62% | 0 | 0% | 0 | 242.7717 | 4.688% | 995.6861 | 19.23% | 568.3688 | 10.98% | 4610.095 | 1314.9171 | 25.39% | 3863.5468 | 1494.8737 | 28.87% | 3683.5902 | 1883.2859 | 36.37% | 3295.178 | 1073.74 | 20.73% | 4104.7239 | 891.4719 | 17.21% | 4286.992
98 | Calpella | NORTHERN CALIFORNIA | {'Mendocino': 3.7, 'Ukiah': 3.7} | 17438.4238 | 3839.6289 | 22.02% | 13598.7949 | 77.98% | 126.9743 | 0.7281% | 13055.5921 | 74.87% | 13.1806 | 362.1193 | 2.077% | 749.777 | 4.3% | 0 | 16085.2012 | 92.24% | 0 | 0% | 490.3813 | 2.812% | 16948.0425 | 6694.2021 | 38.39% | 10744.2217 | 6776.6572 | 38.86% | 10661.7666 | 6776.6572 | 38.86% | 10661.7666 | 8771.1191 | 50.3% | 8667.3047 | 181.8916 | 1.043% | 17256.5322
99 | Hopland | NORTHERN CALIFORNIA | {} | 27889.3145 | 1981.3401 | 7.104% | 25907.9744 | 92.9% | 1477.4534 | 5.298% | 24246.2068 | 86.94% | 9.545 | 1177.9519 | 4.224% | 3008.0618 | 10.79% | 0 | 22408.6133 | 80.35% | 457.5327 | 1.641% | 22358.125 | 80.17% | 5531.1895 | 12593.7529 | 45.16% | 15295.5615 | 15421.542 | 55.3% | 12467.7725 | 24141.2344 | 86.56% | 3748.0801 | 10204.5879 | 36.59% | 17684.7266 | 652.2747 | 2.339% | 27237.0397
100 | Mendocino | NORTHERN CALIFORNIA | {'Calpella': 3.7, 'Ukiah': 7.4} | 25536.541 | 6743.002 | 26.41% | 18793.5391 | 73.59% | 14.4694 | 0.05666% | 19008.9661 | 74.44% | 13 | 781.8549 | 3.062% | 1447.4832 | 5.668% | 0 | 22268.6953 | 87.2% | 0 | 0% | 3113.5596 | 12.19% | 22422.9814 | 7951.8618 | 31.14% | 17584.6792 | 7951.8618 | 31.14% | 17584.6792 | 9486.0459 | 37.15% | 16050.4951 | 13284.7939 | 52.02% | 12251.7471 | 259.0973 | 1.015% | 25277.4437
101 | Ukiah | NORTHERN CALIFORNIA | {'Calpella': 3.7, 'Mendocino': 7.4} | 15790.3477 | 1529.3303 | 9.685% | 14261.0173 | 90.31% | 46.3391 | 0.2935% | 11472.3484 | 72.65% | 14.2688 | 618.1931 | 3.915% | 2626.2739 | 16.63% | 0 | 11778.1328 | 74.59% | 0 | 0% | 0 | 0% | 15790.3477 | 11164.5195 | 70.7% | 4625.8281 | 12306.2568 | 77.94% | 3484.0908 | 12306.2568 | 77.94% | 3484.0908 | 6579.2568 | 41.67% | 9211.0908 | 432.2928 | 2.738% | 15358.0548
102 | Le Grand | SPGE | {'Dairyland': 9.3} | 45655.3242 | 7094.6304 | 15.54% | 38560.6938 | 84.46% | 5874.1714 | 12.87% | 37001.938 | 81.05% | 9.5185 | 24455.1465 | 53.56% | 16039.79 | 35.13% | 1 | 0 | 0% | 0 | 0% | 23101.3828 | 50.6% | 22553.9414 | 15901.4053 | 34.83% | 29753.9189 | 16882.9707 | 36.98% | 28772.3535 | 31863.5527 | 69.79% | 13791.7715 | 51.5201 | 0.1128% | 45603.8041 | 4119.957 | 9.024% | 41535.3672
103 | Merced | SPGE | {'Wilson': 4.6} | 28435.7402 | 5849.6328 | 20.57% | 22586.1074 | 79.43% | 3617.542 | 12.72% | 19817.374 | 69.69% | 12.3333 | 16485.9453 | 57.98% | 7712.5947 | 27.12% | 1 | 0 | 0% | 0 | 0% | 10190.7314 | 35.84% | 18245.0088 | 8236.4365 | 28.97% | 20199.3037 | 8236.4365 | 28.97% | 20199.3037 | 18345.9141 | 64.52% | 10089.8262 | 0 | 0% | 28435.7402 | 2441.3706 | 8.586% | 25994.3696
104 | Wilson | SPGE | {'Merced': 4.6} | 29016.7344 | 6890.9185 | 23.75% | 22125.8159 | 76.25% | 793.5914 | 2.735% | 22330.3657 | 76.96% | 15.6975 | 7981.8745 | 27.51% | 17047.8828 | 58.75% | 1 | 0 | 0% | 0 | 0% | 3322.8333 | 11.45% | 25693.9011 | 6002.4399 | 20.69% | 23014.2944 | 6608.8389 | 22.78% | 22407.8955 | 9443.3447 | 32.54% | 19573.3896 | 265.6783 | 0.9156% | 28751.0561 | 2275.0684 | 7.841% | 26741.666
105 | Los Banos | SPGE | {'Quinto': 5.3} | 31585.5625 | 3861.906 | 12.23% | 27723.6565 | 87.77% | 7500.5576 | 23.75% | 21485.9971 | 68.02% | 9.6667 | 8053.0156 | 25.5% | 2547.0901 | 8.064% | 1 | 0 | 0% | 0 | 0% | 26362.6328 | 83.46% | 5222.9297 | 3706.7092 | 11.74% | 27878.8533 | 9167.8789 | 29.03% | 22417.6836 | 26362.6328 | 83.46% | 5222.9297 | 6514.5044 | 20.62% | 25071.0581 | 1681.9252 | 5.325% | 29903.6373
106 | Coburn | SPGE | {} | 40011.7109 | 9201.5811 | 23% | 30810.1299 | 77% | 17139.125 | 42.84% | 22699.3672 | 56.73% | 5.6938 | 1550.5233 | 3.875% | 18425.3066 | 46.05% | 0 | 3048.4167 | 7.619% | 0 | 0% | 6756.0225 | 16.89% | 33255.6885 | 1824.7592 | 4.561% | 38186.9518 | 2899.1245 | 7.246% | 37112.5864 | 8580.7812 | 21.45% | 31430.9297 | 6145.1587 | 15.36% | 33866.5522 | 1361.9607 | 3.404% | 38649.7502
107 | Tulucay | NORTHERN CALIFORNIA | {} | 18200.666 | 727.4732 | 3.997% | 17473.1928 | 96% | 376.2681 | 2.067% | 13366.2437 | 73.44% | 14.1248 | 2657.9268 | 14.6% | 4684.9658 | 25.74% | 0 | 6572.7544 | 36.11% | 0 | 0% | 13523.4229 | 74.3% | 4677.2432 | 1301.1852 | 7.149% | 16899.4808 | 5759.2427 | 31.64% | 12441.4233 | 15736.0605 | 86.46% | 2464.6055 | 5731.9868 | 31.49% | 12468.6792 | 1043.0903 | 5.731% | 17157.5757
108 | Brunswick | NORTHERN CALIFORNIA | {} | 13880.1094 | 1520.2366 | 10.95% | 12359.8728 | 89.05% | 0 | 0% | 82.3081 | 0.593% | 56.21 | 87.7923 | 0.6325% | 71.4592 | 0.5148% | 0 | 3078.0217 | 22.18% | 10802.0566 | 77.82% | 8100.0962 | 58.36% | 5780.0132 | 4017.2605 | 28.94% | 9862.8489 | 8007.395 | 57.69% | 5872.7144 | 12275.0166 | 88.44% | 1605.0928 | 1259.6385 | 9.075% | 12620.4708 | 380.3951 | 2.741% | 13499.7143
109 | Higgins | NORTHERN CALIFORNIA | {} | 32623.7344 | 1728.9742 | 5.3% | 30894.7601 | 94.7% | 25.8329 | 0.07918% | 7148.6925 | 21.91% | 40.6682 | 820.1396 | 2.514% | 518.1331 | 1.588% | 0 | 32103.4473 | 98.41% | 0 | 0% | 30615.4863 | 93.84% | 2008.248 | 0 | 0% | 32623.7344 | 194.3976 | 0.5959% | 32429.3367 | 30615.4863 | 93.84% | 2008.248 | 9998.9316 | 30.65% | 22624.8027 | 2060.5864 | 6.316% | 30563.1479
110 | Barre | GREATER LA METRO | {'Lewis': 4.8, 'Del Amo': 7.1, 'Alamitos': 7.4, 'Villa Park': 8.5, 'Ellis': 8.8, 'Johanna': 9.9} | 0 | 0 | 0% | 0 | 0% | 0 | 0% | 0 | 0% |  | 0 | 0% | 0 | 0% | 0 | 0 | 0% | 0 | 0% | 0 | 0% | 0 | 0 | 0% | 0 | 0 | 0% | 0 | 0 | 0% | 0 | 0 | 0% | 0 | 0 | 0% | 0
111 | Ellis | GREATER LA METRO | {'Huntington Beach': 3.4, 'Johanna': 5.6, 'Barre': 8.8, 'Lewis': 8.9} | 4035.6836 | 84.5076 | 2.094% | 3951.176 | 97.91% | 41.5707 | 1.03% | 55.1339 | 1.366% | 50.5 | 0 | 0% | 0 | 0% | 0 | 0 | 0% | 0 | 0% | 0 | 0% | 4035.6836 | 775.9144 | 19.23% | 3259.7692 | 3951.176 | 97.91% | 84.5076 | 3951.176 | 97.91% | 84.5076 | 0 | 0% | 4035.6836 | 337.1049 | 8.353% | 3698.5787
112 | Johanna | GREATER LA METRO | {'Ellis': 5.6, 'Santiago': 5.9, 'Lewis': 7.1, 'Villa Park': 7.1, 'Huntington Beach': 8.6, 'Serrano': 8.7, 'Barre': 9.9} | 4.5188 | 0 | 0% | 4.5188 | 100% | 0 | 0% | 0 | 0% | 81.8 | 0 | 0% | 0 | 0% | 0 | 0 | 0% | 0 | 0% | 0 | 0% | 4.5188 | 4.5188 | 100% | 0 | 4.5188 | 100% | 0 | 4.5188 | 100% | 0 | 0 | 0% | 4.5188 | 1.8798 | 41.6% | 2.639
113 | Lewis | GREATER LA METRO | {'Villa Park': 3.7, 'Barre': 4.8, 'Serrano': 6.4, 'Johanna': 7.1, 'Ellis': 8.9, 'Olinda': 9.5} | 0 | 0 | 0% | 0 | 0% | 0 | 0% | 0 | 0% |  | 0 | 0% | 0 | 0% | 0 | 0 | 0% | 0 | 0% | 0 | 0% | 0 | 0 | 0% | 0 | 0 | 0% | 0 | 0 | 0% | 0 | 0 | 0% | 0 | 0 | 0% | 0
114 | Santiago | GREATER LA METRO | {'Johanna': 5.9, 'Viejo': 7.2, 'Trabuco': 8.9} | 617.6036 | 320.8069 | 51.94% | 296.7967 | 48.06% | 0.047412 | 0.007677% | 23.132 | 3.745% | 57 | 10.3814 | 1.681% | 23.3434 | 3.78% | 0 | 124.9976 | 20.24% | 269.3195 | 43.61% | 145.0135 | 23.48% | 472.5901 | 0 | 0% | 617.6036 | 65.188 | 10.55% | 552.4157 | 210.2015 | 34.04% | 407.4022 | 13.7129 | 2.22% | 603.8907 | 61.2158 | 9.912% | 556.3878
115 | Serrano | GREATER LA METRO | {'Villa Park': 2.7, 'Lewis': 6.4, 'Johanna': 8.7} | 355.7018 | 110.9895 | 31.2% | 244.7123 | 68.8% | 79.9352 | 22.47% | 96.1773 | 27.04% | 2.7037 | 0 | 0% | 0 | 0% | 0 | 0 | 0% | 355.7018 | 100% | 0 | 0% | 355.7018 | 242.43 | 68.16% | 113.2718 | 56.6436 | 15.92% | 299.0582 | 242.43 | 68.16% | 113.2718 | 99.2985 | 27.92% | 256.4033 | 20.0268 | 5.63% | 335.6749
116 | Villa Park | GREATER LA METRO | {'Serrano': 2.7, 'Lewis': 3.7, 'Johanna': 7.1, 'Barre': 8.5} | 14.658 | 14.658 | 100% | 0 | 0% | 0 | 0% | 0.010647 | 0.07264% | 29.5333 | 0 | 0% | 0 | 0% | 0 | 0 | 0% | 14.658 | 100% | 0 | 0% | 14.658 | 0 | 0% | 14.658 | 0 | 0% | 14.658 | 0 | 0% | 14.658 | 0 | 0% | 14.658 | 0 | 0% | 14.658
117 | Capistrano | GREATER LA METRO | {'Margarita': 3.4, 'Trabuco': 3.5, 'Talega': 6.8} | 3796.1597 | 496.5421 | 13.08% | 3299.6176 | 86.92% | 18.3927 | 0.4845% | 1350.5253 | 35.58% | 69 | 62.9507 | 1.658% | 21.0844 | 0.5554% | 0 | 3063.1018 | 80.69% | 0 | 0% | 1281.094 | 33.75% | 2515.0657 | 2422.3152 | 63.81% | 1373.8445 | 2910.9111 | 76.68% | 885.2485 | 2910.9111 | 76.68% | 885.2485 | 548.4047 | 14.45% | 3247.755 | 314.6064 | 8.287% | 3481.5533
118 | Trabuco | GREATER LA METRO | {'Margarita': 2.8, 'Capistrano': 3.5, 'Viejo': 7.4, 'Santiago': 8.9, 'Talega': 9.6} | 2143.1189 | 288.5338 | 13.46% | 1854.5851 | 86.54% | 0 | 0% | 775.0376 | 36.16% | 62.6667 | 0.18497 | 0.008631% | 0 | 0% | 0 | 2143.1189 | 100% | 0 | 0% | 621.1234 | 28.98% | 1521.9955 | 1202.3962 | 56.1% | 940.7227 | 1202.3962 | 56.1% | 940.7227 | 1466.931 | 68.45% | 676.1879 | 585.1115 | 27.3% | 1558.0074 | 213.4423 | 9.959% | 1929.6766
119 | Pleasant Grove | NORTHERN CALIFORNIA | {} | 10250.5449 | 1646.8417 | 16.07% | 8603.7032 | 83.93% | 55.8446 | 0.5448% | 6157.7252 | 60.07% | 56.975 | 2405.5522 | 23.47% | 645.5151 | 6.297% | 0 | 244.0983 | 2.381% | 0 | 0% | 6026.1094 | 58.79% | 4224.4355 | 0 | 0% | 10250.5449 | 0 | 0% | 10250.5449 | 6026.1094 | 58.79% | 4224.4355 | 0 | 0% | 10250.5449 | 5948.6958 | 58.03% | 4301.8491
120 | Summit | NORTHERN CALIFORNIA | {} | 20354.6133 | 321.2585 | 1.578% | 20033.3548 | 98.42% | 7450.4258 | 36.6% | 11105.1348 | 54.56% | 12.955 | 0 | 0% | 0 | 0% | 0 | 9869.1729 | 48.49% | 0 | 0% | 1530.9376 | 7.521% | 18823.6757 | 1786.4115 | 8.776% | 18568.2018 | 10899.1016 | 53.55% | 9455.5117 | 12002.6602 | 58.97% | 8351.9531 | 14333.999 | 70.42% | 6020.6143 | 1652.1235 | 8.117% | 18702.4897
121 | Devers | RIVERSIDE | {} | 0 | 0 | 0% | 0 | 0% | 0 | 0% | 0 | 0% |  | 0 | 0% | 0 | 0% | 0 | 0 | 0% | 0 | 0% | 0 | 0% | 0 | 0 | 0% | 0 | 0 | 0% | 0 | 0 | 0% | 0 | 0 | 0% | 0 | 0 | 0% | 0
122 | Kern | RIVERSIDE | {} | 13617.0635 | 942.7068 | 6.923% | 12674.3566 | 93.08% | 7980.252 | 58.6% | 5490.416 | 40.32% | 3.8429 | 0 | 0% | 0 | 0% | 0 | 0 | 0% | 0 | 0% | 1590.3727 | 11.68% | 12026.6908 | 5950.5986 | 43.7% | 7666.4648 | 0 | 0% | 13617.0635 | 7540.9712 | 55.38% | 6076.0923 | 9704.0918 | 71.26% | 3912.9717 | 0 | 0% | 13617.0635
123 | Mirage | RIVERSIDE | {} | 0 | 0 | 0% | 0 | 0% | 0 | 0% | 0 | 0% |  | 0 | 0% | 0 | 0% | 0 | 0 | 0% | 0 | 0% | 0 | 0% | 0 | 0 | 0% | 0 | 0 | 0% | 0 | 0 | 0% | 0 | 0 | 0% | 0 | 0 | 0% | 0
124 | Valley (SCE) | RIVERSIDE | {} | 9384.7549 | 3231.2097 | 34.43% | 6153.5452 | 65.57% | 0 | 0% | 2098.3193 | 22.36% | 45.5 | 1862.0325 | 19.84% | 130.9405 | 1.395% | 0 | 8004.2021 | 85.29% | 0 | 0% | 8.0319 | 0.08558% | 9376.723 | 2037.1178 | 21.71% | 7347.6371 | 6016.8169 | 64.11% | 3367.938 | 6024.8486 | 64.2% | 3359.9062 | 96.1046 | 1.024% | 9288.6503 | 202.2782 | 2.155% | 9182.4767
125 | Gold Hill | NORTHERN CALIFORNIA | {} | 7402.1162 | 596.1737 | 8.054% | 6805.9425 | 91.95% | 1122.8969 | 15.17% | 4056.2623 | 54.8% | 58.5167 | 0 | 0% | 0 | 0% | 0 | 139.3002 | 1.882% | 39.9501 | 0.5397% | 4407.8374 | 59.55% | 2994.2788 | 752.8981 | 10.17% | 6649.2181 | 0 | 0% | 7402.1162 | 4461.2368 | 60.27% | 2940.8794 | 5386.3281 | 72.77% | 2015.7881 | 1340.7006 | 18.11% | 6061.4156
126 | Grand Island | NORTHERN CALIFORNIA | {} | 44528.7188 | 0 | 0% | 44528.7188 | 100% | 5687.1528 | 12.77% | 35282.8276 | 79.24% | 11.1695 | 16273.1689 | 36.55% | 21882.9395 | 49.14% | 0 | 0 | 0% | 0 | 0% | 0 | 0% | 44528.7188 | 3007.5542 | 6.754% | 41521.1646 | 3007.5542 | 6.754% | 41521.1646 | 3007.5542 | 6.754% | 41521.1646 | 0 | 0% | 44528.7188 | 2862.8506 | 6.429% | 41665.8682
127 | Chino | GREATER LA METRO | {'Mira Loma': 6.6, 'Padua': 8.7} | 5285.5093 | 3297.3496 | 62.38% | 1988.1597 | 37.62% | 0.0088529 | 0.0001675% | 1493.3639 | 28.25% | 47.4 | 342.7186 | 6.484% | 1151.2637 | 21.78% | 0 | 756.8266 | 14.32% | 573.4911 | 10.85% | 9.8816 | 0.187% | 5275.6277 | 0 | 0% | 5285.5093 | 669.8685 | 12.67% | 4615.6408 | 679.7501 | 12.86% | 4605.7592 | 4.0185 | 0.07603% | 5281.4908 | 422.831 | 8% | 4862.6783
128 | Kramer | GREATER KRAMER | {} | 7286.8086 | 0 | 0% | 7286.8086 | 100% | 0.44973 | 0.006172% | 1790.207 | 24.57% | 46.04 | 0 | 0% | 0 | 0% | 0 | 0 | 0% | 0 | 0% | 7286.8086 | 100% | 0 | 4029.5081 | 55.3% | 3257.3005 | 0 | 0% | 7286.8086 | 7286.8086 | 100% | 0 | 2408.2373 | 33.05% | 4878.5713 | 80.6888 | 1.107% | 7206.1198
129 | Lugo | GREATER KRAMER | {'Victor': 9.6} | 15687.4619 | 6.765 | 0.04312% | 15680.6969 | 99.96% | 1678.7577 | 10.7% | 8305.5685 | 52.94% | 23 | 0 | 0% | 1.7313 | 0.01104% | 0 | 8996.0195 | 57.35% | 5794.6108 | 36.94% | 7001.0171 | 44.63% | 8686.4448 | 13843.7354 | 88.25% | 1843.7266 | 11329.8184 | 72.22% | 4357.6436 | 15160.0498 | 96.64% | 527.4121 | 6018.729 | 38.37% | 9668.7329 | 800.7386 | 5.104% | 14886.7233
130 | Mira Loma | GREATER LA METRO | {'Rancho Vista': 5.8, 'Etiwanda': 6.0, 'Chino': 6.6, 'Padua': 8.8} | 4345.6348 | 3204.9539 | 73.75% | 1140.6809 | 26.25% | 0 | 0% | 124.4162 | 2.863% | 54.25 | 376.1259 | 8.655% | 1136.8955 | 26.16% | 0 | 0 | 0% | 0 | 0% | 0 | 0% | 4345.6348 | 0 | 0% | 4345.6348 | 0 | 0% | 4345.6348 | 0 | 0% | 4345.6348 | 0 | 0% | 4345.6348 | 6.1161 | 0.1407% | 4339.5187
131 | Padua | GREATER LA METRO | {'Rancho Vista': 6.4, 'Etiwanda': 6.8, 'Chino': 8.7, 'Mira Loma': 8.8} | 769.4167 | 0 | 0% | 769.4167 | 100% | 150.9087 | 19.61% | 519.2349 | 67.48% | 8.0636 | 2.9387 | 0.3819% | 0 | 0% | 0 | 17.1257 | 2.226% | 752.2902 | 97.77% | 769.4167 | 100% | 0 | 392.1357 | 50.97% | 377.281 | 0 | 0% | 769.4167 | 769.4167 | 100% | 0 | 500.5604 | 65.06% | 268.8564 | 225.502 | 29.31% | 543.9148
132 | Pisgah | GREATER KRAMER | {} | 9165.8438 | 1.7303 | 0.01888% | 9164.1135 | 99.98% | 6823.7119 | 74.45% | 2035.4873 | 22.21% | 2.923 | 0 | 0% | 0 | 0% | 0 | 0 | 0% | 0 | 0% | 5805.9551 | 63.34% | 3359.8887 | 7789.252 | 84.98% | 1376.5918 | 8722.4697 | 95.16% | 443.374 | 9162.7373 | 99.97% | 3.1064 | 4310.0156 | 47.02% | 4855.8281 | 39.6346 | 0.4324% | 9126.2091
133 | Roadway | GREATER KRAMER | {'Victor': 5.1} | 20446.5938 | 2359.2727 | 11.54% | 18087.321 | 88.46% | 0 | 0% | 901.4277 | 4.409% | 53.2333 | 1.112 | 0.005438% | 11.1197 | 0.05438% | 0 | 0 | 0% | 0 | 0% | 9640.1709 | 47.15% | 10806.4229 | 15490.9824 | 75.76% | 4955.6113 | 1231.0222 | 6.021% | 19215.5715 | 18059.9219 | 88.33% | 2386.6719 | 1533.1328 | 7.498% | 18913.4609 | 130.5246 | 0.6384% | 20316.0692
134 | Tortilla | GREATER KRAMER | {} | 6968.4326 | 0 | 0% | 6968.4326 | 100% | 6.3333 | 0.09089% | 3439.675 | 49.36% | 27.6009 | 1.6971 | 0.02435% | 8.4699 | 0.1215% | 0 | 0 | 0% | 0 | 0% | 5355.5493 | 76.85% | 1612.8833 | 6301.9785 | 90.44% | 666.4541 | 935.8433 | 13.43% | 6032.5894 | 6968.4326 | 100% | 0 | 1374.3955 | 19.72% | 5594.0371 | 197.5047 | 2.834% | 6770.9279
135 | Victor | GREATER KRAMER | {'Roadway': 5.1, 'Lugo': 9.6} | 8692.1309 | 3722.0264 | 42.82% | 4970.1045 | 57.18% | 0 | 0% | 30.9673 | 0.3563% | 57.5 | 0 | 0% | 0 | 0% | 0 | 0 | 0% | 0 | 0% | 0 | 0% | 8692.1309 | 4641.9839 | 53.4% | 4050.147 | 711.3773 | 8.184% | 7980.7535 | 4641.9839 | 53.4% | 4050.147 | 245.6764 | 2.826% | 8446.4545 | 0 | 0% | 8692.1309
136 | Vista (SCE) | RIVERSIDE | {'San Bernardino': 5.3} | 3649.5505 | 227.6946 | 6.239% | 3421.856 | 93.76% | 11.734 | 0.3215% | 1448.7923 | 39.7% | 64.7 | 0 | 0% | 0 | 0% | 0 | 88.2767 | 2.419% | 3325.3916 | 91.12% | 153.8088 | 4.214% | 3495.7417 | 3267.469 | 89.53% | 382.0815 | 3267.469 | 89.53% | 382.0815 | 3421.2778 | 93.75% | 228.2727 | 985.9988 | 27.02% | 2663.5517 | 117.3822 | 3.216% | 3532.1684
137 | Encina | SAN DIEGO | {'Palomar': 2.9, 'San Luis Rey': 5.1} | 177.4604 | 19.3872 | 10.92% | 158.0732 | 89.08% | 5.3978 | 3.042% | 12.2278 | 6.89% | 5.444 | 0 | 0% | 0 | 0% | 0 | 0 | 0% | 0 | 0% | 31.3049 | 17.64% | 146.1555 | 149.7474 | 84.38% | 27.7131 | 158.0515 | 89.06% | 19.4089 | 158.0515 | 89.06% | 19.4089 | 0 | 0% | 177.4604 | 22.2207 | 12.52% | 155.2397
138 | Escondido | SAN DIEGO | {'Palomar': 9.9} | 4207.2134 | 1090.1682 | 25.91% | 3117.0452 | 74.09% | 0 | 0% | 1460.2163 | 34.71% | 35.5 | 299.651 | 7.122% | 65.3997 | 1.554% | 0 | 4207.2134 | 100% | 0 | 0% | 904.1981 | 21.49% | 3303.0153 | 1212.287 | 28.81% | 2994.9264 | 274.4413 | 6.523% | 3932.7721 | 2071.1794 | 49.23% | 2136.0339 | 144.0206 | 3.423% | 4063.1928 | 328.1812 | 7.8% | 3879.0322
139 | Kearny | SAN DIEGO | {'Mission': 3.4, 'Old Town': 5.8, 'Penasquitos': 7.8, 'Sycamore Canyon': 8.3, 'Silvergate': 9.5} | 10.752 | 0 | 0% | 10.752 | 100% | 0.00027589 | 0.002566% | 0.0095373 | 0.0887% | 5.5632 | 0 | 0% | 0 | 0% | 0 | 10.752 | 100% | 0 | 0% | 0.88602 | 8.241% | 9.8659 | 10.752 | 100% | 0 | 0 | 0% | 10.752 | 10.752 | 100% | 0 | 0.89703 | 8.343% | 9.8549 | 3.1411 | 29.21% | 7.6109
140 | Miguel | SAN DIEGO | {'Bay Boulevard': 8.1, 'Otay Mesa': 8.3, 'Silvergate': 9.4} | 3672.4512 | 0 | 0% | 3672.4512 | 100% | 105.9616 | 2.885% | 2454.4942 | 66.84% | 20.8431 | 0 | 0% | 0 | 0% | 0 | 2949.4158 | 80.31% | 607.6096 | 16.55% | 794.0328 | 21.62% | 2878.4184 | 3272.5508 | 89.11% | 399.9004 | 3493.3491 | 95.12% | 179.1021 | 3672.4512 | 100% | 0 | 2342.6069 | 63.79% | 1329.8442 | 51.3707 | 1.399% | 3621.0804
141 | Mission | SAN DIEGO | {'Kearny': 3.4, 'Old Town': 3.4, 'Silvergate': 6.1} | 205.8778 | 21.9177 | 10.65% | 183.9601 | 89.35% | 0.089001 | 0.04323% | 7.3153 | 3.553% | 6.0314 | 0 | 0% | 0 | 0% | 0 | 0 | 0% | 0 | 0% | 22.9586 | 11.15% | 182.9192 | 25.0603 | 12.17% | 180.8175 | 183.9601 | 89.35% | 21.9177 | 183.9601 | 89.35% | 21.9177 | 0 | 0% | 205.8778 | 1.1465 | 0.5569% | 204.7313
142 | Old Town | SAN DIEGO | {'Mission': 3.4, 'Silvergate': 5.7, 'Kearny': 5.8} | 2644.2202 | 795.0989 | 30.07% | 1849.1213 | 69.93% | 1.1348 | 0.04292% | 23.5601 | 0.891% | 26.3077 | 0 | 0% | 0 | 0% | 0 | 0 | 0% | 0 | 0% | 30.02 | 1.135% | 2614.2002 | 113.3431 | 4.286% | 2530.8771 | 1842.9205 | 69.7% | 801.2997 | 1842.9205 | 69.7% | 801.2997 | 0 | 0% | 2644.2202 | 4.4811 | 0.1695% | 2639.7391
143 | Penasquitos | SAN DIEGO | {'Kearny': 7.8} | 75.3818 | 20.7402 | 27.51% | 54.6416 | 72.49% | 3.4907 | 4.631% | 6.7993 | 9.02% | 17.8382 | 0 | 0% | 0 | 0% | 0 | 0 | 0% | 0 | 0% | 2.3001 | 3.051% | 73.0818 | 41.4044 | 54.93% | 33.9775 | 54.5189 | 72.32% | 20.863 | 54.5189 | 72.32% | 20.863 | 0 | 0% | 75.3818 | 8.1279 | 10.78% | 67.2539
144 | San Luis Rey | SAN DIEGO | {'Encina': 5.1, 'Palomar': 6.7} | 604.2976 | 41.6385 | 6.89% | 562.6591 | 93.11% | 3.3534 | 0.5549% | 5.7329 | 0.9487% | 6.3575 | 5.1134 | 0.8462% | 0 | 0% | 0 | 0 | 0% | 0 | 0% | 101.4819 | 16.79% | 502.8157 | 562.4572 | 93.08% | 41.8404 | 562.6046 | 93.1% | 41.693 | 562.6046 | 93.1% | 41.693 | 0 | 0% | 604.2976 | 187.4832 | 31.02% | 416.8144
145 | Sycamore Canyon | SAN DIEGO | {'Kearny': 8.3} | 4156.7236 | 0 | 0% | 4156.7236 | 100% | 17.2259 | 0.4144% | 2321.7915 | 55.86% | 22.0897 | 9.7854 | 0.2354% | 3.3359 | 0.08025% | 0 | 1309.0909 | 31.49% | 2847.6445 | 68.51% | 3804.0073 | 91.51% | 352.7163 | 2681.5413 | 64.51% | 1475.1824 | 1856.9012 | 44.67% | 2299.8224 | 4129.2178 | 99.34% | 27.5059 | 1006.3116 | 24.21% | 3150.412 | 88.5742 | 2.131% | 4068.1495
146 | Talega | GREATER LA METRO | {'San Onofre': 5.8, 'Capistrano': 6.8, 'Margarita': 7.4, 'Trabuco': 9.6} | 4950.3076 | 330.401 | 6.674% | 4619.9066 | 93.33% | 3442.4255 | 69.54% | 1022.5896 | 20.66% | 7.5888 | 71.8644 | 1.452% | 19.2058 | 0.388% | 0 | 4852.9722 | 98.03% | 0 | 0% | 861.962 | 17.41% | 4088.3456 | 4112.0347 | 83.07% | 838.2729 | 4112.0347 | 83.07% | 838.2729 | 4112.0347 | 83.07% | 838.2729 | 2846.6897 | 57.51% | 2103.6179 | 255.4588 | 5.16% | 4694.8488
147 | Martin | NORTHERN CALIFORNIA | {} | 311.8401 | 155.3591 | 49.82% | 156.4809 | 50.18% | 2.6695 | 0.856% | 120.9421 | 38.78% | 12.8758 | 0 | 0% | 0 | 0% | 0 | 0 | 0% | 0 | 0% | 79.2661 | 25.42% | 232.574 | 32.8634 | 10.54% | 278.9767 | 71.992 | 23.09% | 239.8481 | 151.258 | 48.51% | 160.582 | 0 | 0% | 311.8401 | 8.4619 | 2.714% | 303.3782
148 | Bellota | NORTHERN CALIFORNIA | {} | 42172.043 | 4909.8604 | 11.64% | 37262.1826 | 88.36% | 4930.4897 | 11.69% | 32903.4946 | 78.02% | 12.0156 | 15048.667 | 35.68% | 12697.1504 | 30.11% | 1 | 0 | 0% | 0 | 0% | 5807.8726 | 13.77% | 36364.1704 | 6924.959 | 16.42% | 35247.084 | 27284.0078 | 64.7% | 14888.0352 | 27328.9824 | 64.8% | 14843.0605 | 10197.6211 | 24.18% | 31974.4219 | 8403.415 | 19.93% | 33768.6279
149 | Ripon | NORTHERN CALIFORNIA | {'Vierra': 7.6} | 33116.2266 | 3003.6123 | 9.07% | 30112.6143 | 90.93% | 0.78761 | 0.002378% | 17924.0581 | 54.12% | 23.8083 | 4750.9551 | 14.35% | 26674.5391 | 80.55% | 1 | 0 | 0% | 0 | 0% | 10814.2207 | 32.66% | 22302.0059 | 5747.5176 | 17.36% | 27368.709 | 5747.5176 | 17.36% | 27368.709 | 13649.9346 | 41.22% | 19466.292 | 0 | 0% | 33116.2266 | 480.0395 | 1.45% | 32636.187
150 | Lockeford | NORTHERN CALIFORNIA | {'Camanche': 9.9} | 42820.6641 | 10978.4893 | 25.64% | 31842.1748 | 74.36% | 0 | 0% | 22951.5898 | 53.6% | 23.7368 | 12996.2822 | 30.35% | 21599.709 | 50.44% | 1 | 0 | 0% | 0 | 0% | 0 | 0% | 42820.6641 | 0 | 0% | 42820.6641 | 13451.4033 | 31.41% | 29369.2607 | 13451.4033 | 31.41% | 29369.2607 | 0 | 0% | 42820.6641 | 4172.9766 | 9.745% | 38647.6875
151 | Stagg | NORTHERN CALIFORNIA | {'Eight Mile': 4.8, 'Weber': 7.7} | 15933.3877 | 0 | 0% | 15933.3877 | 100% | 2010.7632 | 12.62% | 12632.7095 | 79.28% | 10.7413 | 725.4545 | 4.553% | 13198.5439 | 82.84% | 1 | 0 | 0% | 0 | 0% | 0 | 0% | 15933.3877 | 881.6225 | 5.533% | 15051.7652 | 1315.5554 | 8.257% | 14617.8323 | 1315.5554 | 8.257% | 14617.8323 | 0 | 0% | 15933.3877 | 726.6548 | 4.561% | 15206.7328
152 | Weber | NORTHERN CALIFORNIA | {'Stagg': 7.7, 'Vierra': 8.6} | 13071.3906 | 7184.4341 | 54.96% | 5886.9565 | 45.04% | 0 | 0% | 8827.373 | 67.53% | 14.6795 | 5806.6938 | 44.42% | 5596.7476 | 42.82% | 1 | 0 | 0% | 0 | 0% | 0 | 0% | 13071.3906 | 11.356 | 0.08688% | 13060.0346 | 97.3993 | 0.7451% | 12973.9914 | 97.3993 | 0.7451% | 12973.9914 | 0 | 0% | 13071.3906 | 302.1342 | 2.311% | 12769.2565
153 | Carrizo Plains | SPGE | {'Solar SS': 1.1, 'Caliente': 6.9} | 31318.1035 | 6330.2925 | 20.21% | 24987.811 | 79.79% | 16611.0352 | 53.04% | 10961.6055 | 35% | 5.1001 | 3219.6406 | 10.28% | 15.5645 | 0.0497% | 0 | 3463.0322 | 11.06% | 0 | 0% | 205.6669 | 0.6567% | 31112.4366 | 7238.001 | 23.11% | 24080.1025 | 15713.5537 | 50.17% | 15604.5498 | 15713.5537 | 50.17% | 15604.5498 | 15001.3125 | 47.9% | 16316.791 | 532.1601 | 1.699% | 30785.9434
154 | Cholame | SPGE | {} | 48498.7617 | 5566.291 | 11.48% | 42932.4707 | 88.52% | 22384.5859 | 46.15% | 24511.1719 | 50.54% | 5.9261 | 6273.3789 | 12.94% | 2482.2493 | 5.118% | 0 | 0 | 0% | 0 | 0% | 35550.0547 | 73.3% | 12948.707 | 19461.3984 | 40.13% | 29037.3633 | 23192.5078 | 47.82% | 25306.2539 | 41069.4844 | 84.68% | 7429.2773 | 19440.7383 | 40.09% | 29058.0234 | 620.0374 | 1.278% | 47878.7243
155 | Mesa | SPGE | {'Oceano': 9.7} | 30354.8164 | 12013.5449 | 39.58% | 18341.2715 | 60.42% | 2907.3313 | 9.578% | 24663.8074 | 81.25% | 9.1598 | 3880.3633 | 12.78% | 9343.8701 | 30.78% | 0 | 8790.292 | 28.96% | 4825.5303 | 15.9% | 2779.7961 | 9.158% | 27575.0203 | 0 | 0% | 30354.8164 | 14.2584 | 0.04697% | 30340.558 | 2794.0544 | 9.205% | 27560.762 | 6719.0068 | 22.13% | 23635.8096 | 2203.0405 | 7.258% | 28151.7759
156 | Oceano | SPGE | {'Mesa': 9.7} | 13746.8623 | 7682.5542 | 55.89% | 6064.3081 | 44.11% | 19.3338 | 0.1406% | 6785.8913 | 49.36% | 26 | 888.2366 | 6.461% | 1952.8838 | 14.21% | 0 | 7207.1206 | 52.43% | 2558.6201 | 18.61% | 577.4997 | 4.201% | 13169.3626 | 578.0379 | 4.205% | 13168.8244 | 2325.0964 | 16.91% | 11421.7659 | 2325.0964 | 16.91% | 11421.7659 | 2129.1843 | 15.49% | 11617.678 | 640.0348 | 4.656% | 13106.8275
157 | San Luis Obispo | SPGE | {'Mustang': 3.7} | 15811.9863 | 2677.6208 | 16.93% | 13134.3655 | 83.07% | 1737.7407 | 10.99% | 12412.2729 | 78.5% | 9.3226 | 1200.9053 | 7.595% | 1877.597 | 11.87% | 0 | 9515.8262 | 60.18% | 2561.6018 | 16.2% | 2218.2217 | 14.03% | 13593.7646 | 662.6062 | 4.191% | 15149.3801 | 9458.2549 | 59.82% | 6353.7314 | 9816.832 | 62.08% | 5995.1543 | 5969.6909 | 37.75% | 9842.2954 | 1546.3082 | 9.779% | 14265.6781
158 | Templeton | SPGE | {} | 30099.9004 | 17248.9766 | 57.31% | 12850.9238 | 42.69% | 0 | 0% | 18837.6074 | 62.58% | 20.0921 | 8991.209 | 29.87% | 2319.9299 | 7.707% | 0 | 6045.8594 | 20.09% | 615.1097 | 2.044% | 231.4164 | 0.7688% | 29868.484 | 4009.3193 | 13.32% | 26090.5811 | 11010.3311 | 36.58% | 19089.5693 | 11010.3311 | 36.58% | 19089.5693 | 866.113 | 2.877% | 29233.7874 | 419.1113 | 1.392% | 29680.7891
159 | Sisquoc | SPGE | {} | 38863.6523 | 9454.7734 | 24.33% | 29408.8789 | 75.67% | 9035.2129 | 23.25% | 27534.5488 | 70.85% | 9.0744 | 3686.6501 | 9.486% | 12926.8535 | 33.26% | 0 | 2886.8779 | 7.428% | 2015.5029 | 5.186% | 639.5045 | 1.646% | 38224.1478 | 6137.9453 | 15.79% | 32725.707 | 12062.2021 | 31.04% | 26801.4502 | 12062.2021 | 31.04% | 26801.4502 | 2217.5691 | 5.706% | 36646.0833 | 2241.1951 | 5.767% | 36622.4573
160 | Goleta | GREATER LA METRO | {} | 15464.9072 | 6916.5435 | 44.72% | 8548.3638 | 55.28% | 671.5068 | 4.342% | 12462.3623 | 80.58% | 10.0611 | 3002.3918 | 19.41% | 695.5684 | 4.498% | 0 | 795.89 | 5.146% | 13917.9834 | 90% | 2276.4448 | 14.72% | 13188.4624 | 0 | 0% | 15464.9072 | 761.1807 | 4.922% | 14703.7266 | 3037.6255 | 19.64% | 12427.2817 | 4942.4917 | 31.96% | 10522.4155 | 1124.662 | 7.272% | 14340.2452
161 | Schulte Switching Station | NORTHERN CALIFORNIA | {'Los Esteros': 3.7, 'Newark': 8.7} | 0 | 0 | 0% | 0 | 0% | 0 | 0% | 0 | 0% |  | 0 | 0% | 0 | 0% | 0 | 0 | 0% | 0 | 0% | 0 | 0% | 0 | 0 | 0% | 0 | 0 | 0% | 0 | 0 | 0% | 0 | 0 | 0% | 0 | 0 | 0% | 0
162 | Hicks | NORTHERN CALIFORNIA | {'Coyote': 8.5, 'Metcalf': 8.8} | 106.4173 | 0 | 0% | 106.4173 | 100% | 3.2811e-05 | 3.083e-05% | 72.7272 | 68.34% | 9.3407 | 2.8485 | 2.677% | 0 | 0% | 0 | 41.2003 | 38.72% | 65.217 | 61.28% | 106.4173 | 100% | 0 | 1.4595 | 1.371% | 104.9578 | 75.5291 | 70.97% | 30.8882 | 106.4173 | 100% | 0 | 59.6558 | 56.06% | 46.7615 | 15.0673 | 14.16% | 91.35
163 | Cottonwood | NORTHERN CALIFORNIA | {'Jessup': 5.5} | 31839.2695 | 4555.2529 | 14.31% | 27284.0166 | 85.69% | 374.1869 | 1.175% | 13509.1158 | 42.43% | 32 | 2356.8142 | 7.402% | 6036.1123 | 18.96% | 0 | 17357.3594 | 54.52% | 0 | 0% | 17229.75 | 54.11% | 14609.5195 | 8001.3516 | 25.13% | 23837.918 | 4263.9961 | 13.39% | 27575.2734 | 22388.4238 | 70.32% | 9450.8457 | 4133.4653 | 12.98% | 27705.8042 | 3829.6873 | 12.03% | 28009.5823
164 | Jessup | NORTHERN CALIFORNIA | {'Cottonwood': 5.5} | 19222.9355 | 5610.2651 | 29.19% | 13612.6704 | 70.81% | 0 | 0% | 6653.8179 | 34.61% | 36.5 | 838.1497 | 4.36% | 1644.7916 | 8.556% | 0 | 12735.2754 | 66.25% | 0 | 0% | 10722.6211 | 55.78% | 8500.3145 | 2966.9446 | 15.43% | 16255.991 | 2919.9475 | 15.19% | 16302.988 | 10751.9062 | 55.93% | 8471.0293 | 3104.9995 | 16.15% | 16117.936 | 1496.5051 | 7.785% | 17726.4304
165 | Round Mountain | NORTHERN CALIFORNIA | {'Cove Rd': 4.9} | 32215.5508 | 395.6049 | 1.228% | 31819.9459 | 98.77% | 9034.3359 | 28.04% | 17868.1641 | 55.46% | 9.9875 | 336.1726 | 1.044% | 82.4651 | 0.256% | 0 | 22477.2324 | 69.77% | 9693.9629 | 30.09% | 27219.5215 | 84.49% | 4996.0293 | 9792.6836 | 30.4% | 22422.8672 | 15430.5244 | 47.9% | 16785.0264 | 29374.6562 | 91.18% | 2840.8945 | 18917.9023 | 58.72% | 13297.6484 | 1817.5234 | 5.642% | 30398.0273
166 | Carquinez |  | {'Martinez': 8.9} | 12362.8545 | 3598.6978 | 29.11% | 8764.1567 | 70.89% | 831.6802 | 6.727% | 4420.9423 | 35.76% | 73.5 | 0 | 0% | 0 | 0% | 0 | 3611.6633 | 29.21% | 0 | 0% | 214.5457 | 1.735% | 12148.3088 | 807.657 | 6.533% | 11555.1975 | 8568.124 | 69.31% | 3794.7305 | 8581.4512 | 69.41% | 3781.4033 | 66.8063 | 0.5404% | 12296.0482 | 1497.8645 | 12.12% | 10864.99
167 | Peabody | NORTHERN CALIFORNIA | {'Vaca Dixon': 8.4} | 6603.252 | 7.0343 | 0.1065% | 6596.2177 | 99.89% | 712.634 | 10.79% | 5106.0032 | 77.33% | 11 | 2129.3657 | 32.25% | 910.6925 | 13.79% | 0 | 1096.6798 | 16.61% | 0 | 0% | 1442.4138 | 21.84% | 5160.8381 | 2765.135 | 41.88% | 3838.1169 | 5125.7397 | 77.62% | 1477.5122 | 6507.2256 | 98.55% | 96.0264 | 1170.4165 | 17.72% | 5432.8354 | 1798.0703 | 27.23% | 4805.1816
168 | Vaca Dixon | NORTHERN CALIFORNIA | {'Peabody': 8.4, 'Putah Creek': 9.3} | 28386.6387 | 8897.8525 | 31.35% | 19488.7861 | 68.65% | 0 | 0% | 18983.0723 | 66.87% | 17.6462 | 6727.2539 | 23.7% | 13262.0244 | 46.72% | 0 | 1997.1075 | 7.035% | 0 | 0% | 6005.5088 | 21.16% | 22381.1299 | 565.2747 | 1.991% | 27821.364 | 605.592 | 2.133% | 27781.0467 | 6611.1006 | 23.29% | 21775.5381 | 76.0374 | 0.2679% | 28310.6013 | 1114.9473 | 3.928% | 27271.6914
169 | Bellevue | NORTHERN CALIFORNIA | {'Penngrove': 4.7, 'Fulton': 8.6} | 11065.0625 | 223.7039 | 2.022% | 10841.3586 | 97.98% | 0.0060385 | 5.457e-05% | 3469.2344 | 31.35% | 32.2271 | 1899.8339 | 17.17% | 883.8596 | 7.988% | 0 | 4136.1768 | 37.38% | 26.5895 | 0.2403% | 6453.626 | 58.32% | 4611.4365 | 4082.613 | 36.9% | 6982.4495 | 7003.5894 | 63.29% | 4061.4731 | 9236.8809 | 83.48% | 1828.1816 | 2108.5308 | 19.06% | 8956.5317 | 1162.347 | 10.5% | 9902.7155
170 | Cloverdale | NORTHERN CALIFORNIA | {} | 23265.0762 | 1810.4341 | 7.782% | 21454.6421 | 92.22% | 3785.9941 | 16.27% | 17274.9043 | 74.25% | 9.796 | 1624.1809 | 6.981% | 793.7098 | 3.412% | 0 | 11924.9893 | 51.26% | 8414.1035 | 36.17% | 12311.2529 | 52.92% | 10953.8232 | 6191.0679 | 26.61% | 17074.0083 | 11433.1162 | 49.14% | 11831.96 | 19978.8652 | 85.87% | 3286.2109 | 12133.6895 | 52.15% | 11131.3867 | 413.9062 | 1.779% | 22851.17
171 | Fulton | NORTHERN CALIFORNIA | {'Bellevue': 8.6} | 15463.999 | 28.0493 | 0.1814% | 15435.9498 | 99.82% | 0 | 0% | 5170.5503 | 33.44% | 29.625 | 1164.2771 | 7.529% | 3836.3298 | 24.81% | 0 | 2970.6062 | 19.21% | 5157.5708 | 33.35% | 5614.5034 | 36.31% | 9849.4956 | 8264.5459 | 53.44% | 7199.4531 | 15042.2627 | 97.27% | 421.7363 | 15042.2627 | 97.27% | 421.7363 | 1739.8549 | 11.25% | 13724.1442 | 747.0686 | 4.831% | 14716.9304
172 | Lakeville | NORTHERN CALIFORNIA | {'Penngrove': 7.0} | 20274.0859 | 197.1513 | 0.9724% | 20076.9347 | 99.03% | 626.1373 | 3.088% | 17267.8784 | 85.17% | 10.5565 | 2990.3501 | 14.75% | 1146.0099 | 5.653% | 0 | 9931.1211 | 48.98% | 0 | 0% | 19595.2148 | 96.65% | 678.8711 | 5212.957 | 25.71% | 15061.1289 | 12412.4473 | 61.22% | 7861.6387 | 19870.8633 | 98.01% | 403.2227 | 6944.5024 | 34.25% | 13329.5835 | 867.5625 | 4.279% | 19406.5234
173 | Penngrove | NORTHERN CALIFORNIA | {'Bellevue': 4.7, 'Lakeville': 7.0} | 17044.0977 | 0 | 0% | 17044.0977 | 100% | 177.1638 | 1.039% | 8080.3245 | 47.41% | 23.9987 | 3392.3967 | 19.9% | 434.1537 | 2.547% | 0 | 10188.0664 | 59.77% | 0 | 0% | 14253.6768 | 83.63% | 2790.4209 | 7826.6851 | 45.92% | 9217.4126 | 12222.6143 | 71.71% | 4821.4834 | 17044.0977 | 100% | 0 | 6493.5649 | 38.1% | 10550.5327 | 953.466 | 5.594% | 16090.6317
174 | Warnerville | SPGE | {'Riverbank': 6.1} | 37232.6211 | 8510.7617 | 22.86% | 28721.8594 | 77.14% | 430.4375 | 1.156% | 29870.3593 | 80.23% | 13.28 | 20464.9922 | 54.97% | 9906.8916 | 26.61% | 0 | 0 | 0% | 0 | 0% | 13507.8721 | 36.28% | 23724.749 | 3645.7188 | 9.792% | 33586.9023 | 10714.0859 | 28.78% | 26518.5352 | 23533.0898 | 63.21% | 13699.5312 | 336.9562 | 0.905% | 36895.6649 | 1523.5752 | 4.092% | 35709.0459
175 | Riverbank | SPGE | {'Warnerville': 6.1} | 27667.8184 | 15368.0205 | 55.54% | 12299.7979 | 44.46% | 0 | 0% | 9350.7764 | 33.8% | 27.25 | 18099.8789 | 65.42% | 5848.2173 | 21.14% | 1 | 0 | 0% | 0 | 0% | 2681.481 | 9.692% | 24986.3374 | 3458.4834 | 12.5% | 24209.335 | 5547.7686 | 20.05% | 22120.0498 | 7584.0991 | 27.41% | 20083.7192 | 0 | 0% | 27667.8184 | 336.5952 | 1.217% | 27331.2231
176 | Pease | NORTHERN CALIFORNIA | {'East Marysville': 5.4, 'Olivehurst': 8.3} | 30109.418 | 2796.5713 | 9.288% | 27312.8467 | 90.71% | 182.8643 | 0.6073% | 19704.4247 | 65.44% | 20.2042 | 9387.3867 | 31.18% | 16208.4512 | 53.83% | 0 | 0 | 0% | 0 | 0% | 3714.2581 | 12.34% | 26395.1599 | 4799.9937 | 15.94% | 25309.4243 | 15004.3105 | 49.83% | 15105.1074 | 18718.5684 | 62.17% | 11390.8496 | 336.5603 | 1.118% | 29772.8577 | 1092.0066 | 3.627% | 29017.4114
177 | Rio Oso | NORTHERN CALIFORNIA | {} | 45871.1133 | 14941.0908 | 32.57% | 30930.0225 | 67.43% | 4614.6411 | 10.06% | 35904.6714 | 78.27% | 10.1111 | 16007.0605 | 34.9% | 22128 | 48.24% | 0 | 0 | 0% | 0 | 0% | 11571.1807 | 25.23% | 34299.9326 | 278.9304 | 0.6081% | 45592.1829 | 6870.3306 | 14.98% | 39000.7827 | 15375.1348 | 33.52% | 30495.9785 | 0 | 0% | 45871.1133 | 5332.1211 | 11.62% | 40538.9922
178 | Alpaugh | SPGE | {'Olive': 4.6} | 39408.0586 | 12225.5176 | 31.02% | 27182.541 | 68.98% | 6786.4614 | 17.22% | 29860.812 | 75.77% | 6.8423 | 17962.3555 | 45.58% | 14797.7959 | 37.55% | 1 | 0 | 0% | 0 | 0% | 20894.166 | 53.02% | 18513.8926 | 28.8034 | 0.07309% | 39379.2552 | 3922.1216 | 9.953% | 35485.937 | 23074.0508 | 58.55% | 16334.0078 | 0 | 0% | 39408.0586 | 2115.4592 | 5.368% | 37292.5994
179 | Rector | GREATER TEHACHAPI | {} | 23123.4512 | 2425.3311 | 10.49% | 20698.1201 | 89.51% | 0 | 0% | 13459.4805 | 58.21% | 22 | 857.722 | 3.709% | 20563.1445 | 88.93% | 1 | 0 | 0% | 0 | 0% | 0 | 0% | 23123.4512 | 0 | 0% | 23123.4512 | 0 | 0% | 23123.4512 | 0 | 0% | 23123.4512 | 0 | 0% | 23123.4512 | 292.2634 | 1.264% | 22831.1878
180 | Springville | GREATER TEHACHAPI | {} | 30394.7695 | 1346.4259 | 4.43% | 29048.3436 | 95.57% | 9013.3516 | 29.65% | 14820.8535 | 48.76% | 18 | 3300.927 | 10.86% | 2069.74 | 6.81% | 0 | 24981.125 | 82.19% | 0 | 0% | 19667.6582 | 64.71% | 10727.1113 | 7555.5669 | 24.86% | 22839.2026 | 12203.1338 | 40.15% | 18191.6357 | 24265.002 | 79.83% | 6129.7676 | 14021.2881 | 46.13% | 16373.4814 | 2526.0503 | 8.311% | 27868.7192
181 | Vestal | GREATER TEHACHAPI | {} | 48108.7383 | 33289.8555 | 69.2% | 14818.8828 | 30.8% | 2232.04 | 4.64% | 41733.9678 | 86.75% | 9.1475 | 28876.6406 | 60.02% | 12294.3662 | 25.56% | 1 | 0 | 0% | 0 | 0% | 0 | 0% | 48108.7383 | 0 | 0% | 48108.7383 | 5378.7339 | 11.18% | 42730.0044 | 5378.7339 | 11.18% | 42730.0044 | 0 | 0% | 48108.7383 | 464.8895 | 0.9663% | 47643.8488
182 | UltraPower Chinese Station | NORTHERN CALIFORNIA | {'Peoria': 2.3} | 13052.7764 | 0.56848 | 0.004355% | 13052.2079 | 100% | 2596.9297 | 19.9% | 9601.1621 | 73.56% | 7.1756 | 108.2158 | 0.8291% | 29.43 | 0.2255% | 0 | 5764.7148 | 44.16% | 0 | 0% | 5510.7842 | 42.22% | 7541.9922 | 11893.5107 | 91.12% | 1159.2656 | 12384.9805 | 94.88% | 667.7959 | 12418.9297 | 95.14% | 633.8467 | 6980.4878 | 53.48% | 6072.2886 | 1307.4045 | 10.02% | 11745.3718
183 | Curtis | NORTHERN CALIFORNIA | {} | 17010.1875 | 6769.1382 | 39.79% | 10241.0493 | 60.21% | 0 | 0% | 8032.8916 | 47.22% | 28.6062 | 136.1311 | 0.8003% | 25.7978 | 0.1517% | 0 | 14428.5459 | 84.82% | 2569.3003 | 15.1% | 552.6572 | 3.249% | 16457.5303 | 2453.5146 | 14.42% | 14556.6729 | 2541.0312 | 14.94% | 14469.1562 | 3568.7693 | 20.98% | 13441.4182 | 7501.7622 | 44.1% | 9508.4253 | 373.0533 | 2.193% | 16637.1342
184 | Peoria | NORTHERN CALIFORNIA | {'UltraPower Chinese Station': 2.3} | 10718.0723 | 131.9513 | 1.231% | 10586.121 | 98.77% | 854.2188 | 7.97% | 8790.7021 | 82.02% | 9.1712 | 71.2983 | 0.6652% | 29.43 | 0.2746% | 0 | 7895.8159 | 73.67% | 0 | 0% | 6125.6401 | 57.15% | 4592.4321 | 9196.6729 | 85.81% | 1521.3994 | 8753.5947 | 81.67% | 1964.4775 | 9383.1533 | 87.55% | 1334.9189 | 5514.5493 | 51.45% | 5203.5229 | 1545.6415 | 14.42% | 9172.4308
185 | Moorpark | GREATER LA METRO | {} | 17033.957 | 5790.7026 | 34% | 11243.2544 | 66% | 0.70996 | 0.004168% | 11865.6162 | 69.66% | 18.9556 | 3578.4968 | 21.01% | 5750.248 | 33.76% | 0 | 193.2348 | 1.134% | 13826.7373 | 81.17% | 2730.0364 | 16.03% | 14303.9207 | 0 | 0% | 17033.957 | 3407.2524 | 20% | 13626.7046 | 6137.2891 | 36.03% | 10896.668 | 965.2119 | 5.666% | 16068.7451 | 891.4797 | 5.234% | 16142.4773
186 | Santa Clara | GREATER LA METRO | {'Mandalay': 7.5} | 22053.3145 | 7312.7153 | 33.16% | 14740.5991 | 66.84% | 6235.75 | 28.28% | 14645.543 | 66.41% | 7.5343 | 1145.0627 | 5.192% | 3707.239 | 16.81% | 0 | 78.9128 | 0.3578% | 17658.4609 | 80.07% | 965.9619 | 4.38% | 21087.3526 | 1896.254 | 8.598% | 20157.0604 | 2082.0596 | 9.441% | 19971.2549 | 3048.0215 | 13.82% | 19005.293 | 9776.6035 | 44.33% | 12276.7109 | 1084.9657 | 4.92% | 20968.3488
187 | Davis | NORTHERN CALIFORNIA | {'Woodland': 9.3} | 25482.6289 | 936.3503 | 3.674% | 24546.2786 | 96.33% | 1198.4448 | 4.703% | 23207.8052 | 91.07% | 8.8362 | 3634.978 | 14.26% | 18843.8574 | 73.95% | 0 | 0 | 0% | 0 | 0% | 11293.3281 | 44.32% | 14189.3008 | 12349.5703 | 48.46% | 13133.0586 | 15124.1436 | 59.35% | 10358.4854 | 21526.9023 | 84.48% | 3955.7266 | 0 | 0% | 25482.6289 | 648.1854 | 2.544% | 24834.4435
188 | Putah Creek | NORTHERN CALIFORNIA | {'Vaca Dixon': 9.3} | 32925.1484 | 1866.4934 | 5.669% | 31058.655 | 94.33% | 2288.1897 | 6.95% | 24918.7283 | 75.68% | 11.602 | 2549.9077 | 7.745% | 14493.542 | 44.02% | 0 | 8266.543 | 25.11% | 0 | 0% | 20071.7168 | 60.96% | 12853.4316 | 291.423 | 0.8851% | 32633.7254 | 0 | 0% | 32925.1484 | 20071.7168 | 60.96% | 12853.4316 | 4875.0693 | 14.81% | 28050.0791 | 1365.766 | 4.148% | 31559.3824
189 | East Marysville | NORTHERN CALIFORNIA | {'Olivehurst': 5.0, 'Pease': 5.4} | 23169.8613 | 4027.2798 | 17.38% | 19142.5815 | 82.62% | 26.455 | 0.1142% | 19123.9024 | 82.54% | 14.6175 | 5542.02 | 23.92% | 14113.3096 | 60.91% | 0 | 0 | 0% | 0 | 0% | 9570.2529 | 41.3% | 13599.6084 | 0 | 0% | 23169.8613 | 0 | 0% | 23169.8613 | 9570.2529 | 41.3% | 13599.6084 | 0 | 0% | 23169.8613 | 2445.4985 | 10.55% | 20724.3628
190 | Olivehurst | NORTHERN CALIFORNIA | {'East Marysville': 5.0, 'Pease': 8.3} | 24970.2051 | 11939.5508 | 47.82% | 13030.6543 | 52.18% | 2094.533 | 8.388% | 18487.4749 | 74.04% | 13.1382 | 11854.3164 | 47.47% | 7172.979 | 28.73% | 0 | 0 | 0% | 0 | 0% | 3864.8779 | 15.48% | 21105.3271 | 0 | 0% | 24970.2051 | 0 | 0% | 24970.2051 | 3864.8779 | 15.48% | 21105.3271 | 0 | 0% | 24970.2051 | 3610.877 | 14.46% | 21359.3281
191 | Morro Bay |  | {} | 8566.6201 | 67.1689 | 0.7841% | 8499.4513 | 99.22% | 675.1098 | 7.881% | 6666.6797 | 77.82% | 26.84 | 264.5711 | 3.088% | 162.6337 | 1.898% | 0 | 1091.5946 | 12.74% | 0 | 0% | 564.7977 | 6.593% | 8001.8224 | 2248.9744 | 26.25% | 6317.6458 | 4083.8818 | 47.67% | 4482.7383 | 4646.5112 | 54.24% | 3920.1089 | 3173.4734 | 37.04% | 5393.1467 | 618.1094 | 7.215% | 7948.5107
192 | Palomar | SAN DIEGO | {'Encina': 2.9, 'San Luis Rey': 6.7, 'Escondido': 9.9} | 142.4785 | 9.4148 | 6.608% | 133.0638 | 93.39% | 4.7488 | 3.333% | 11.1014 | 7.792% | 5.444 | 0 | 0% | 0 | 0% | 0 | 0 | 0% | 0 | 0% | 19.465 | 13.66% | 123.0136 | 117.3715 | 82.38% | 25.107 | 133.0421 | 93.38% | 9.4365 | 133.0421 | 93.38% | 9.4365 | 0 | 0% | 142.4785 | 19.7326 | 13.85% | 122.746
193 | Margarita | GREATER LA METRO | {'Trabuco': 2.8, 'Capistrano': 3.4, 'Talega': 7.4, 'Viejo': 8.1} | 5134.0171 | 547.7829 | 10.67% | 4586.2342 | 89.33% | 10.5918 | 0.2063% | 3341.6731 | 65.09% | 47.58 | 102.6626 | 2% | 21.8309 | 0.4252% | 0 | 5134.0171 | 100% | 0 | 0% | 2454.3655 | 47.81% | 2679.6516 | 3758.3682 | 73.21% | 1375.6489 | 3758.3682 | 73.21% | 1375.6489 | 4193.9521 | 81.69% | 940.0649 | 1310.1797 | 25.52% | 3823.8374 | 463.1973 | 9.022% | 4670.8198
194 | Huntington Beach |  | {'Ellis': 3.4, 'Johanna': 8.6} | 4511.7329 | 138.8342 | 3.077% | 4372.8987 | 96.92% | 88.423 | 1.96% | 77.2476 | 1.712% | 49.4 | 0 | 0% | 0 | 0% | 0 | 0 | 0% | 0 | 0% | 0 | 0% | 4511.7329 | 761.1966 | 16.87% | 3750.5363 | 4372.5298 | 96.91% | 139.2031 | 4372.5298 | 96.91% | 139.2031 | 0 | 0% | 4511.7329 | 323.3882 | 7.168% | 4188.3448
195 | Los Esteros | NORTHERN CALIFORNIA | {'Schulte Switching Station': 3.7, 'Newark': 5.9} | 706.5759 | 55.6145 | 7.871% | 650.9613 | 92.13% | 3.3178 | 0.4696% | 511.4809 | 72.39% | 9.9393 | 0 | 0% | 0 | 0% | 0 | 295.4648 | 41.82% | 0 | 0% | 0 | 0% | 706.5759 | 64.5391 | 9.134% | 642.0367 | 358.6841 | 50.76% | 347.8918 | 358.6841 | 50.76% | 347.8918 | 273.8528 | 38.76% | 432.723 | 243.4994 | 34.46% | 463.0765
196 | Birds Landing | NORTHERN CALIFORNIA | {'Shilo III': 3.2, 'Pittsburg': 7.1, 'Contra Costa': 9.0} | 40046.5039 | 18954.5684 | 47.33% | 21091.9355 | 52.67% | 7190.2563 | 17.95% | 32109.1265 | 80.18% | 6.0492 | 19146.8184 | 47.81% | 0 | 0% | 0 | 0 | 0% | 0 | 0% | 6198.832 | 15.48% | 33847.6719 | 13054.3877 | 32.6% | 26992.1162 | 12676.3994 | 31.65% | 27370.1045 | 18004.5918 | 44.96% | 22041.9121 | 179.3822 | 0.4479% | 39867.1217 | 5070.4023 | 12.66% | 34976.1016
197 | Cayetano | NORTHERN CALIFORNIA | {'Delta Switching Yard': 9.3} | 21228.1816 | 1182.687 | 5.571% | 20045.4946 | 94.43% | 942.2206 | 4.439% | 18740.2228 | 88.28% | 13.8621 | 1223.6113 | 5.764% | 0 | 0% | 0 | 12544.4434 | 59.09% | 1840.8427 | 8.672% | 7644.5337 | 36.01% | 13583.6479 | 12603.0547 | 59.37% | 8625.127 | 17681.5078 | 83.29% | 3546.6738 | 17681.5078 | 83.29% | 3546.6738 | 6422.3569 | 30.25% | 14805.8247 | 1642.0641 | 7.735% | 19586.1176
198 | Silvergate | SAN DIEGO | {'Old Town': 5.7, 'Mission': 6.1, 'Bay Boulevard': 6.6, 'Miguel': 9.4, 'Kearny': 9.5} | 4639.0396 | 901.546 | 19.43% | 3737.4936 | 80.57% | 92.3214 | 1.99% | 144.1231 | 3.107% | 33 | 0 | 0% | 0 | 0% | 0 | 0 | 0% | 0 | 0% | 79.3056 | 1.71% | 4559.734 | 469.8772 | 10.13% | 4169.1624 | 3704.7585 | 79.86% | 934.281 | 3723.082 | 80.26% | 915.9575 | 0 | 0% | 4639.0396 | 55.3631 | 1.193% | 4583.6764
199 | Richmond | NORTHERN CALIFORNIA | {} | 26534.8438 | 3836.2971 | 14.46% | 22698.5466 | 85.54% | 2243.9749 | 8.457% | 19603.0779 | 73.88% | 11.3102 | 1750.1854 | 6.596% | 0 | 0% | 0 | 24283.1797 | 91.51% | 0 | 0% | 17131.3418 | 64.56% | 9403.502 | 2379.2197 | 8.966% | 24155.624 | 732.4866 | 2.76% | 25802.3571 | 18127.1367 | 68.31% | 8407.707 | 17443.2773 | 65.74% | 9091.5664 | 1329.3779 | 5.01% | 25205.4658
200 | Rancho Vista | GREATER LA METRO | {'Etiwanda': 0.4, 'Mira Loma': 5.8, 'Padua': 6.4} | 101.796 | 0 | 0% | 101.796 | 100% | 0 | 0% | 0 | 0% | 41.75 | 0 | 0% | 0 | 0% | 0 | 101.796 | 100% | 0 | 0% | 101.796 | 100% | 0 | 101.796 | 100% | 0 | 101.796 | 100% | 0 | 101.796 | 100% | 0 | 0 | 0% | 101.796 | 0 | 0% | 101.796
201 | Thermalito | NORTHERN CALIFORNIA | {'Table Mountain': 2.9, 'Wyandotte': 5.1, 'Palermo': 7.4} | 22897.6641 | 0 | 0% | 22897.6641 | 100% | 1932.7048 | 8.441% | 20142.3987 | 87.97% | 8.2845 | 9236.0732 | 40.34% | 731.7451 | 3.196% | 0 | 450.7951 | 1.969% | 0 | 0% | 15965.6289 | 69.73% | 6932.0352 | 6075.8091 | 26.53% | 16821.855 | 8840.9141 | 38.61% | 14056.75 | 22866.7754 | 99.87% | 30.8887 | 2066.6787 | 9.026% | 20830.9854 | 8889.5869 | 38.82% | 14008.0771
202 | Martinez | NORTHERN CALIFORNIA | {'Carquinez': 8.9, 'Clayton': 9.4} | 12509.6611 | 4701.7871 | 37.59% | 7807.874 | 62.41% | 168.1534 | 1.344% | 6466.6293 | 51.69% | 75 | 28.9113 | 0.2311% | 16.2348 | 0.1298% | 0 | 6913.0991 | 55.26% | 1.5262 | 0.0122% | 198.2408 | 1.585% | 12311.4203 | 4756.7251 | 38.02% | 7752.936 | 6186.6001 | 49.45% | 6323.061 | 7608.8672 | 60.82% | 4900.7939 | 1576.2465 | 12.6% | 10933.4147 | 747.6108 | 5.976% | 11762.0503
203 | Lone Tree | NORTHERN CALIFORNIA | {'Contra Costa': 3.9, 'Brentwood': 4.9, 'Pittsburg': 9.7} | 8468.2715 | 1875.7393 | 22.15% | 6592.5322 | 77.85% | 70.7171 | 0.8351% | 6278.9856 | 74.15% | 11.2027 | 1125.3301 | 13.29% | 1304.9044 | 15.41% | 0 | 4757.5024 | 56.18% | 0 | 0% | 3230.9832 | 38.15% | 5237.2883 | 5006.4458 | 59.12% | 3461.8257 | 5006.4458 | 59.12% | 3461.8257 | 5008.0532 | 59.14% | 3460.2183 | 3255.6619 | 38.45% | 5212.6096 | 581.2826 | 6.864% | 7886.9889
204 | Delta PP | NORTHERN CALIFORNIA | {'Kelso': 1.0, 'Green Ridge Midway': 5.4, 'Tesla': 6.8, 'Brentwood': 8.7, 'Cayetano': 9.3} | 31714.373 | 0 | 0% | 31714.373 | 100% | 5871.3638 | 18.51% | 23842.0874 | 75.18% | 11.3076 | 2820.6011 | 8.894% | 5354.3359 | 16.88% | 0 | 2723.4121 | 8.587% | 0 | 0% | 22151.0469 | 69.85% | 9563.3262 | 19315.4863 | 60.9% | 12398.8867 | 22327.7207 | 70.4% | 9386.6523 | 29142.9355 | 91.89% | 2571.4375 | 475.6285 | 1.5% | 31238.7445 | 3086.3313 | 9.732% | 28628.0417
205 | Green Ridge Midway | NORTHERN CALIFORNIA | {'Tesla': 1.6, 'Kelso': 5.0, 'Delta Switching Yard': 5.4} | 38672.7227 | 356.8731 | 0.9228% | 38315.8495 | 99.08% | 10952.4531 | 28.32% | 23999.1836 | 62.06% | 16.9 | 1992.9991 | 5.154% | 2268.489 | 5.866% | 0 | 0 | 0% | 0 | 0% | 32041.5801 | 82.85% | 6631.1426 | 27266.5332 | 70.51% | 11406.1895 | 31266.6895 | 80.85% | 7406.0332 | 38072.1523 | 98.45% | 600.5703 | 5271.2422 | 13.63% | 33401.4805 | 1571.9419 | 4.065% | 37100.7808
206 | Inyo | GREATER KRAMER | {'Control': 2.2} | 2572.6289 | 669.6729 | 26.03% | 1902.956 | 73.97% | 1480.9077 | 57.56% | 882.5762 | 34.31% | 5.6895 | 2.3345 | 0.09074% | 0 | 0% | 0 | 2356.2246 | 91.59% | 0 | 0% | 0 | 0% | 2572.6289 | 449.9908 | 17.49% | 2122.6381 | 891.1828 | 34.64% | 1681.4461 | 1045.083 | 40.62% | 1527.5459 | 1046.3217 | 40.67% | 1526.3073 | 123.9673 | 4.819% | 2448.6616
207 | Control | GREATER KRAMER | {'Inyo': 2.2} | 4846.498 | 672.4298 | 13.87% | 4174.0682 | 86.13% | 3505.6465 | 72.33% | 1172.9946 | 24.2% | 4.2925 | 0.44414 | 0.009164% | 0 | 0% | 0 | 4531.9595 | 93.51% | 0 | 0% | 0 | 0% | 4846.498 | 505.0741 | 10.42% | 4341.424 | 2441.6501 | 50.38% | 2404.8479 | 2584.3496 | 53.32% | 2262.1484 | 2907.5444 | 59.99% | 1938.9536 | 388.3025 | 8.012% | 4458.1955
208 | Big Creek | SPGE | {} | 15882.3818 | 195.9646 | 1.234% | 15686.4172 | 98.77% | 12091.7803 | 76.13% | 3718.7461 | 23.41% | 3.661 | 0 | 0% | 0 | 0% | 0 | 1161.1953 | 7.311% | 10471.0498 | 65.93% | 6128.3931 | 38.59% | 9753.9888 | 14727.959 | 92.73% | 1154.4229 | 3142.4424 | 19.79% | 12739.9395 | 14743.8525 | 92.83% | 1138.5293 | 11897.9766 | 74.91% | 3984.4053 | 904.7986 | 5.697% | 14977.5833
209 | Moss Landing |  | {} | 15833.3789 | 1231.621 | 7.779% | 14601.7579 | 92.22% | 17.5431 | 0.1108% | 12268.0136 | 77.48% | 13.48 | 1683.1591 | 10.63% | 8860.0029 | 55.96% | 1 | 136.9442 | 0.8649% | 0 | 0% | 49.7684 | 0.3143% | 15783.6105 | 9462.5742 | 59.76% | 6370.8047 | 9732.5137 | 61.47% | 6100.8652 | 9782.2822 | 61.78% | 6051.0967 | 0 | 0% | 15833.3789 | 1440.832 | 9.1% | 14392.5469
210 | Cal Ave | SPGE | {'Malaga': 2.8, 'West Fresno': 3.0, 'Kearney': 6.6, 'Sanger': 8.5} | 6117.1489 | 1207.2249 | 19.74% | 4909.9241 | 80.26% | 0 | 0% | 1351.8304 | 22.1% | 29.1263 | 564.7478 | 9.232% | 4890.2461 | 79.94% | 0 | 0 | 0% | 0 | 0% | 0 | 0% | 6117.1489 | 0 | 0% | 6117.1489 | 0 | 0% | 6117.1489 | 0 | 0% | 6117.1489 | 0 | 0% | 6117.1489 | 1.1427 | 0.01868% | 6116.0062
211 | Poso Mountain | SPGE | {'Sycamore': 7.6, 'Kern Oil': 8.9, 'California Water': 10.0} | 48601.2344 | 14110.0342 | 29.03% | 34491.2002 | 70.97% | 15232.9717 | 31.34% | 31890.208 | 65.62% | 6.3618 | 0 | 0% | 0 | 0% | 1 | 28102.9297 | 57.82% | 0 | 0% | 30696.2305 | 63.16% | 17905.0039 | 315.9707 | 0.6501% | 48285.2636 | 3528.884 | 7.261% | 45072.3503 | 30696.2305 | 63.16% | 17905.0039 | 17561.7012 | 36.13% | 31039.5332 | 907.5721 | 1.867% | 47693.6623
212 | Walnut | GREATER LA METRO | {'Olinda': 4.6, 'Rio Hondo': 6.9, 'Mesa (SCE)': 9.4} | 0 | 0 | 0% | 0 | 0% | 0 | 0% | 0 | 0% |  | 0 | 0% | 0 | 0% | 0 | 0 | 0% | 0 | 0% | 0 | 0% | 0 | 0 | 0% | 0 | 0 | 0% | 0 | 0 | 0% | 0 | 0 | 0% | 0 | 0 | 0% | 0
213 | Chevmain | GREATER LA METRO | {'El Segundo': 1.2, 'El Nido': 1.8, 'Redondo': 3.8, 'La Fresa': 4.6, 'La Cienega': 6.9} | 87.1595 | 57.1657 | 65.59% | 29.9939 | 34.41% | 6.6145 | 7.589% | 5.0329 | 5.774% | 5.6346 | 0 | 0% | 0 | 0% | 0 | 0 | 0% | 0 | 0% | 1.5765 | 1.809% | 85.5831 | 0 | 0% | 87.1595 | 25.0555 | 28.75% | 62.104 | 26.632 | 30.56% | 60.5275 | 0 | 0% | 87.1595 | 0 | 0% | 87.1595
214 | Long Beach |  | {'Harborgen': 0.9, 'Arcogen': 3.7, 'Hinson': 3.7, 'Alamitos': 7.3, 'Lighthipe': 8.4, 'Del Amo': 9.3, 'La Fresa': 9.5} | 4629.1519 | 2080.5273 | 44.94% | 2548.6245 | 55.06% | 902.4759 | 19.5% | 2870.1667 | 62% | 11.2618 | 0 | 0% | 0 | 0% | 0 | 0 | 0% | 0 | 0% | 0 | 0% | 4629.1519 | 0 | 0% | 4629.1519 | 2540.1133 | 54.87% | 2089.0386 | 2540.1133 | 54.87% | 2089.0386 | 0 | 0% | 4629.1519 | 6.4149 | 0.1386% | 4622.737
215 | Pit 1 | NORTHERN CALIFORNIA | {} | 30496.9844 | 685.3751 | 2.247% | 29811.6093 | 97.75% | 9573.6084 | 31.39% | 18544.5928 | 60.81% | 8.3556 | 2601.5222 | 8.53% | 0 | 0% | 0 | 26429.4336 | 86.66% | 0 | 0% | 15487.0352 | 50.78% | 15009.9492 | 21710.832 | 71.19% | 8786.1523 | 25461.8867 | 83.49% | 5035.0977 | 29576.4844 | 96.98% | 920.5 | 17493.1855 | 57.36% | 13003.7988 | 1196.2715 | 3.923% | 29300.7129
216 | Cove Rd | NORTHERN CALIFORNIA | {'Round Mountain': 4.9} | 30528.9453 | 5072.1494 | 16.61% | 25456.7959 | 83.39% | 10032.0615 | 32.86% | 17265.7783 | 56.56% | 6.8679 | 240.0684 | 0.7864% | 17.2804 | 0.0566% | 0 | 30528.9453 | 100% | 0 | 0% | 18994.7793 | 62.22% | 11534.166 | 4340.5493 | 14.22% | 26188.396 | 6897.8315 | 22.59% | 23631.1138 | 19693.2188 | 64.51% | 10835.7266 | 15550.6064 | 50.94% | 14978.3389 | 1360.4418 | 4.456% | 29168.5035
217 | Drum | NORTHERN CALIFORNIA | {} | 22497.6172 | 14123.6533 | 62.78% | 8373.9639 | 37.22% | 2467.5293 | 10.97% | 16390.3652 | 72.85% | 10.3596 | 0 | 0% | 0 | 0% | 0 | 2305.0178 | 10.25% | 20192.5801 | 89.75% | 2035.8608 | 9.049% | 20461.7563 | 2093.7671 | 9.307% | 20403.8501 | 103.4031 | 0.4596% | 22394.2141 | 4129.6279 | 18.36% | 18367.9893 | 4796.4189 | 21.32% | 17701.1982 | 224.4415 | 0.9976% | 22273.1757
218 | Vierra | NORTHERN CALIFORNIA | {'Ripon': 7.6, 'Weber': 8.6} | 19631.334 | 796.7322 | 4.058% | 18834.6017 | 95.94% | 0 | 0% | 11752.7812 | 59.87% | 38.5 | 1881.941 | 9.586% | 13623.0332 | 69.39% | 0 | 0 | 0% | 0 | 0% | 4062.3105 | 20.69% | 15569.0234 | 379.5334 | 1.933% | 19251.8006 | 379.5334 | 1.933% | 19251.8006 | 4441.8442 | 22.63% | 15189.4897 | 0 | 0% | 19631.334 | 1325.3829 | 6.751% | 18305.951
219 | Coyote | NORTHERN CALIFORNIA | {'Metcalf': 0.3, 'Hicks': 8.5} | 11993.7793 | 0 | 0% | 11993.7793 | 100% | 3645.0278 | 30.39% | 6355.606 | 52.99% | 11.3834 | 1101.8933 | 9.187% | 745.3141 | 6.214% | 0 | 7060.168 | 58.87% | 0 | 0% | 11961.8027 | 99.73% | 31.9766 | 6464.0854 | 53.9% | 5529.6938 | 7653.0474 | 63.81% | 4340.7319 | 11987.8115 | 99.95% | 5.9678 | 4690.1875 | 39.11% | 7303.5918 | 401.7291 | 3.349% | 11592.0502
220 | Metcalf | NORTHERN CALIFORNIA | {'Coyote': 0.3, 'Hicks': 8.8} | 12160.0215 | 26.6912 | 0.2195% | 12133.3303 | 99.78% | 3893.7871 | 32.02% | 6382.0215 | 52.48% | 10.6133 | 1094.4955 | 9.001% | 746.4221 | 6.138% | 0 | 7001.1924 | 57.58% | 0 | 0% | 12097.0918 | 99.48% | 62.9297 | 6761.1377 | 55.6% | 5398.8838 | 7972.3247 | 65.56% | 4187.6968 | 12123.1016 | 99.7% | 36.9199 | 4665.9883 | 38.37% | 7494.0332 | 394.553 | 3.245% | 11765.4685
221 | Diablo | SPGE | {} | 10854.0234 | 1279.526 | 11.79% | 9574.4974 | 88.21% | 7080.4302 | 65.23% | 3666.1343 | 33.78% | 3.7625 | 82.9533 | 0.7643% | 0 | 0% | 0 | 1419.4919 | 13.08% | 9389.9473 | 86.51% | 2.7379 | 0.02522% | 10851.2856 | 628.0034 | 5.786% | 10226.0201 | 6114.2764 | 56.33% | 4739.7471 | 6114.2764 | 56.33% | 4739.7471 | 6906.3853 | 63.63% | 3947.6382 | 750.5947 | 6.915% | 10103.4288
222 | Coolwater | GREATER KRAMER | {} | 15080.4844 | 136.0469 | 0.9021% | 14944.4375 | 99.1% | 657.1031 | 4.357% | 8259.2045 | 54.77% | 21.86 | 71.7027 | 0.4755% | 1233.77 | 8.181% | 0 | 0 | 0% | 0 | 0% | 14943.0928 | 99.09% | 137.3916 | 12289.1553 | 81.49% | 2791.3291 | 8314.6943 | 55.14% | 6765.79 | 14943.0928 | 99.09% | 137.3916 | 3288.5339 | 21.81% | 11791.9504 | 434.4576 | 2.881% | 14646.0268
223 | San Onofre | GREATER LA METRO | {'Talega': 5.8} | 124.0887 | 21.9183 | 17.66% | 102.1704 | 82.34% | 0.83221 | 0.6707% | 24.227 | 19.52% | 11.0948 | 0 | 0% | 0 | 0% | 0 | 39.1851 | 31.58% | 0 | 0% | 0 | 0% | 124.0887 | 97.5392 | 78.6% | 26.5494 | 101.7657 | 82.01% | 22.323 | 101.7657 | 82.01% | 22.323 | 0.73626 | 0.5933% | 123.3524 | 8.9641 | 7.224% | 115.1246
224 | Woodland | NORTHERN CALIFORNIA | {'Davis': 9.3} | 29975.3418 | 1929.7233 | 6.438% | 28045.6185 | 93.56% | 3628.8547 | 12.11% | 22620.1414 | 75.46% | 9.9492 | 5252.9668 | 17.52% | 20092.0957 | 67.03% | 0 | 0 | 0% | 0 | 0% | 17008.3691 | 56.74% | 12966.9727 | 7137.0493 | 23.81% | 22838.2925 | 7920.7515 | 26.42% | 22054.5903 | 20605.3418 | 68.74% | 9370 | 0 | 0% | 29975.3418 | 2268.1819 | 7.567% | 27707.1599
225 | Donnells PP | NORTHERN CALIFORNIA | {} | 25232.6152 | 6007.0854 | 23.81% | 19225.5298 | 76.19% | 22071.8945 | 87.47% | 2587.0449 | 10.25% | 4.7911 | 0 | 0% | 0 | 0% | 0 | 16661.7812 | 66.03% | 5490.0054 | 21.76% | 0 | 0% | 25232.6152 | 3130.1941 | 12.41% | 22102.4211 | 3163.1116 | 12.54% | 22069.5037 | 3163.1116 | 12.54% | 22069.5037 | 16406.1523 | 65.02% | 8826.4629 | 309.9505 | 1.228% | 24922.6647
226 | Mandalay | GREATER LA METRO | {'Santa Clara': 7.5} | 2605.2708 | 165.8033 | 6.364% | 2439.4674 | 93.64% | 68.9914 | 2.648% | 1808.9763 | 69.44% | 21.5421 | 179.0133 | 6.871% | 915.7089 | 35.15% | 0 | 47.5269 | 1.824% | 0 | 0% | 0 | 0% | 2605.2708 | 0 | 0% | 2605.2708 | 2397.1555 | 92.01% | 208.1152 | 2397.1555 | 92.01% | 208.1152 | 0 | 0% | 2605.2708 | 62.6575 | 2.405% | 2542.6133
227 | North Gila | ARIZONA MINOR | {} | 5165.311 | 54.1694 | 1.049% | 5111.1416 | 98.95% | 1561.2227 | 30.23% | 3229.6616 | 62.53% | 6.9521 | 665.8638 | 12.89% | 3241.502 | 62.76% | 0 | 0 | 0% | 0 | 0% | 0 | 0% | 5165.311 | 5050.415 | 97.78% | 114.896 | 5050.415 | 97.78% | 114.896 | 5050.415 | 97.78% | 114.896 | 0 | 0% | 5165.311 | 364.3893 | 7.055% | 4800.9218
228 | Eight Mile | NORTHERN CALIFORNIA | {'Stagg': 4.8} | 32514.8809 | 2127.8809 | 6.544% | 30387 | 93.46% | 3287.603 | 10.11% | 21773.606 | 66.97% | 11.9198 | 6225.1235 | 19.15% | 21995.2715 | 67.65% | 1 | 0 | 0% | 0 | 0% | 0 | 0% | 32514.8809 | 12416.207 | 38.19% | 20098.6738 | 15328.2764 | 47.14% | 17186.6045 | 15328.2764 | 47.14% | 17186.6045 | 0 | 0% | 32514.8809 | 1544.9899 | 4.752% | 30969.891
229 | Kern Power | SPGE | {'Rosedale': 1.1, 'Westpark': 3.2, 'Renfro': 3.8, 'Tevis': 4.5, '7th Standard': 4.5, 'Stockdale': 4.7, 'Bakersfield': 5.3, 'Kern Oil': 6.0, 'Sycamore': 7.8, 'Lerdo': 8.9, 'Columbus': 9.0, 'Tupman': 9.9} | 2908.2856 | 249.0579 | 8.564% | 2659.2277 | 91.44% | 0.0096156 | 0.0003306% | 945.8639 | 32.52% | 76 | 141.4106 | 4.862% | 1996.2595 | 68.64% | 1 | 0 | 0% | 0 | 0% | 1851.5804 | 63.67% | 1056.7052 | 613.8775 | 21.11% | 2294.4081 | 741.1334 | 25.48% | 2167.1522 | 1851.5804 | 63.67% | 1056.7052 | 0 | 0% | 2908.2856 | 80.1449 | 2.756% | 2828.1408
230 | Renfro | SPGE | {'Kern Power': 3.8, '7th Standard': 4.0, 'Rosedale': 4.9, 'Tevis': 5.1, 'Tupman': 6.4, 'Rio Bravo': 6.6, 'Westpark': 7.0, 'Stockdale': 7.3, 'Lerdo': 7.8, 'Kern Oil': 8.9, 'Bakersfield': 9.0} | 22632.6172 | 975.2485 | 4.309% | 21657.3687 | 95.69% | 20.0108 | 0.08842% | 17548.372 | 77.54% | 25.105 | 729.0537 | 3.221% | 14908.6572 | 65.87% | 1 | 0 | 0% | 0 | 0% | 9742.8809 | 43.05% | 12889.7363 | 4651.8218 | 20.55% | 17980.7954 | 12776.7939 | 56.45% | 9855.8232 | 14103.5635 | 62.32% | 8529.0537 | 0 | 0% | 22632.6172 | 3259.1921 | 14.4% | 19373.425
231 | Highwind | GREATER TEHACHAPI | {'Windhub': 7.1} | 24013.207 | 106.8781 | 0.4451% | 23906.329 | 99.55% | 925.4365 | 3.854% | 14354.7832 | 59.78% | 17.7909 | 74.2777 | 0.3093% | 482.3932 | 2.009% | 0 | 21781.5391 | 90.71% | 1114.1453 | 4.64% | 15502.7637 | 64.56% | 8510.4434 | 5317.2021 | 22.14% | 18696.0049 | 20764.5176 | 86.47% | 3248.6895 | 22875.2539 | 95.26% | 1137.9531 | 6186.1387 | 25.76% | 17827.0684 | 593.2275 | 2.47% | 23419.9796
232 | Sylmar | GREATER LA METRO | {'Saugus': 9.1} | 3927.4985 | 743.6772 | 18.94% | 3183.8213 | 81.06% | 852.7934 | 21.71% | 2339.3538 | 59.56% | 11.6873 | 0 | 0% | 6.1014 | 0.1554% | 0 | 7.236 | 0.1842% | 3920.2544 | 99.82% | 1253.1816 | 31.91% | 2674.3169 | 0 | 0% | 3927.4985 | 392.0859 | 9.983% | 3535.4126 | 1645.2676 | 41.89% | 2282.231 | 1399.7501 | 35.64% | 2527.7484 | 611.3499 | 15.57% | 3316.1486
233 | Westley | SPGE | {} | 36911.1562 | 393.7869 | 1.067% | 36517.3694 | 98.93% | 332.9058 | 0.9019% | 33769.3833 | 91.49% | 10.8792 | 1707.8882 | 4.627% | 31870.209 | 86.34% | 1 | 0 | 0% | 0 | 0% | 25974.1152 | 70.37% | 10937.041 | 6157.1709 | 16.68% | 30753.9854 | 4313.3545 | 11.69% | 32597.8018 | 28119.873 | 76.18% | 8791.2832 | 65.679 | 0.1779% | 36845.4773 | 1545.0421 | 4.186% | 35366.1141
234 | GWF Hanford | SPGE | {} | 36413.332 | 24793.3105 | 68.09% | 11620.0215 | 31.91% | 541.8592 | 1.488% | 31399.5529 | 86.23% | 11.7763 | 20939.3965 | 57.5% | 10579.1309 | 29.05% | 0 | 0 | 0% | 0 | 0% | 0 | 0% | 36413.332 | 0 | 0% | 36413.332 | 1242.5111 | 3.412% | 35170.8209 | 1242.5111 | 3.412% | 35170.8209 | 0 | 0% | 36413.332 | 431.1364 | 1.184% | 35982.1956
235 | Tevis | SPGE | {'Stockdale': 3.5, 'Kern Power': 4.5, 'Rosedale': 4.9, 'Renfro': 5.1, 'Westpark': 6.3, 'Tupman': 8.3, '7th Standard': 8.3, 'Bakersfield': 8.4} | 20771.7949 | 1951.3209 | 9.394% | 18820.474 | 90.61% | 445.3719 | 2.144% | 16763.5187 | 80.7% | 24 | 2825.1074 | 13.6% | 9077.1064 | 43.7% | 1 | 0 | 0% | 0 | 0% | 8907.1904 | 42.88% | 11864.6045 | 7940.5576 | 38.23% | 12831.2373 | 14745.0518 | 70.99% | 6026.7432 | 14745.0518 | 70.99% | 6026.7432 | 353.9071 | 1.704% | 20417.8878 | 4383.9917 | 21.11% | 16387.8032
236 | Otay Mesa | SAN DIEGO | {'Miguel': 8.3} | 3922.7554 | 42.9802 | 1.096% | 3879.7752 | 98.9% | 430.0004 | 10.96% | 2401.9286 | 61.23% | 13 | 0 | 0% | 0 | 0% | 0 | 3575.1113 | 91.14% | 31.829 | 0.8114% | 236.9189 | 6.04% | 3685.8364 | 3539.3979 | 90.23% | 383.3574 | 3792.356 | 96.68% | 130.3994 | 3796.2119 | 96.77% | 126.5435 | 681.4206 | 17.37% | 3241.3348 | 446.4835 | 11.38% | 3476.2719
237 | Redondo | GREATER LA METRO | {'El Nido': 3.4, 'La Fresa': 3.5, 'Chevmain': 3.8, 'El Segundo': 4.6, 'Arcogen': 8.6, 'Hinson': 9.7} | 181.2366 | 80.6054 | 44.48% | 100.6312 | 55.52% | 6.4052 | 3.534% | 16.6557 | 9.19% | 17.9274 | 0 | 0% | 0 | 0% | 0 | 44.2499 | 24.42% | 0 | 0% | 10.7529 | 5.933% | 170.4837 | 0 | 0% | 181.2366 | 87.9331 | 48.52% | 93.3036 | 98.686 | 54.45% | 82.5507 | 0 | 0% | 181.2366 | 0 | 0% | 181.2366
238 | Arkansas | GREATER IMPERIAL | {'Sonora': 2.7, 'IID System': 7.8} | 45127.8008 | 16600.8008 | 36.79% | 28527 | 63.21% | 3000.6199 | 6.649% | 38839.0051 | 86.06% | 7.4187 | 21308.8555 | 47.22% | 17594.3887 | 38.99% | 0 | 0 | 0% | 0 | 0% | 1776.7601 | 3.937% | 43351.0406 | 5793.312 | 12.84% | 39334.4888 | 14239.8369 | 31.55% | 30887.9639 | 14239.8369 | 31.55% | 30887.9639 | 0 | 0% | 45127.8008 | 1366.0927 | 3.027% | 43761.7081
239 | Cal Water | SPGE | {'Columbus': 2.7, 'Magunden': 4.4, 'Sycamore': 5.5, 'Bakersfield': 6.3, 'Kern Oil': 6.9, 'Westpark': 8.5, 'Lamont': 8.9, 'Regulus': 8.9, 'Poso Mountain': 10.0} | 25160.0762 | 1962.0237 | 7.798% | 23198.0525 | 92.2% | 1051.1581 | 4.178% | 20153.6779 | 80.1% | 12.5433 | 98.5769 | 0.3918% | 1365.5369 | 5.427% | 1 | 4842.7407 | 19.25% | 0 | 0% | 22401.6113 | 89.04% | 2758.4648 | 10449.4922 | 41.53% | 14710.584 | 13417.7861 | 53.33% | 11742.29 | 22440.1973 | 89.19% | 2719.8789 | 4808.0967 | 19.11% | 20351.9795 | 578.8226 | 2.301% | 24581.2536
240 | Grimway | SPGE | {'Lamont': 3.4, 'Regulus': 3.4, 'Magunden': 8.6} | 34288.1953 | 3242.5801 | 9.457% | 31045.6152 | 90.54% | 0 | 0% | 31911.4551 | 93.07% | 10.3901 | 957.818 | 2.793% | 30052.3711 | 87.65% | 1 | 0 | 0% | 0 | 0% | 129.0052 | 0.3762% | 34159.1901 | 0 | 0% | 34288.1953 | 5284.8237 | 15.41% | 29003.3716 | 5413.8286 | 15.79% | 28874.3667 | 0 | 0% | 34288.1953 | 32.5756 | 0.09501% | 34255.6197
241 | Viejo | GREATER LA METRO | {'Santiago': 7.2, 'Trabuco': 7.4, 'Margarita': 8.1} | 4187.8945 | 191.9237 | 4.583% | 3995.9708 | 95.42% | 925.9348 | 22.11% | 1201.5308 | 28.69% | 37 | 10.3768 | 0.2478% | 18.5747 | 0.4435% | 0 | 435.4332 | 10.4% | 3573.1521 | 85.32% | 891.611 | 21.29% | 3296.2835 | 2573.0151 | 61.44% | 1614.8794 | 3168.8186 | 75.67% | 1019.0759 | 3969.8108 | 94.79% | 218.0837 | 1526.4086 | 36.45% | 2661.486 | 401.8359 | 9.595% | 3786.0586
242 | Kelso | NORTHERN CALIFORNIA | {'Delta Switching Yard': 1.0, 'Green Ridge Midway': 5.0, 'Tesla': 6.2, 'Brentwood': 9.3} | 33704.2734 | 0 | 0% | 33704.2734 | 100% | 7096.248 | 21.05% | 23105.459 | 68.55% | 17 | 3240.8228 | 9.615% | 7893.7808 | 23.42% | 0 | 762.4938 | 2.262% | 0 | 0% | 22701.2578 | 67.35% | 11003.0156 | 18989.916 | 56.34% | 14714.3574 | 20660.1875 | 61.3% | 13044.0859 | 28930.0566 | 85.83% | 4774.2168 | 544.5422 | 1.616% | 33159.7313 | 3248.7729 | 9.639% | 30455.5005
243 | BlytheSC 161 kV | RIVERSIDE | {} | 37006.0742 | 5866.3057 | 15.85% | 31139.7686 | 84.15% | 538.8065 | 1.456% | 29820.0881 | 80.58% | 16.2386 | 13839.7129 | 37.4% | 18633.7305 | 50.35% | 0 | 0 | 0% | 0 | 0% | 14778.4404 | 39.94% | 22227.6338 | 17356.3125 | 46.9% | 19649.7617 | 10754.7324 | 29.06% | 26251.3418 | 25065.123 | 67.73% | 11940.9512 | 0 | 0% | 37006.0742 | 579.8857 | 1.567% | 36426.1885
244 | Windhub | GREATER TEHACHAPI | {'Highwind': 7.1} | 31855.002 | 13715.2783 | 43.06% | 18139.7236 | 56.94% | 74.6138 | 0.2342% | 12860.8745 | 40.37% | 30.5617 | 0 | 0% | 0 | 0% | 0 | 2513.2466 | 7.89% | 0 | 0% | 10780.8135 | 33.84% | 21074.1885 | 7715.9248 | 24.22% | 24139.0771 | 10630.6465 | 33.37% | 21224.3555 | 17740.4062 | 55.69% | 14114.5957 | 1569.8479 | 4.928% | 30285.1541 | 93.1608 | 0.2925% | 31761.8412
245 | Camanche | NORTHERN CALIFORNIA | {'Lockeford': 9.9} | 28199.7598 | 1904.8176 | 6.755% | 26294.9421 | 93.25% | 2402.7307 | 8.52% | 19666.7302 | 69.74% | 17.5707 | 3199.6331 | 11.35% | 1703.2681 | 6.04% | 1 | 2725.1653 | 9.664% | 0 | 0% | 23221.2598 | 82.35% | 4978.5 | 17385.582 | 61.65% | 10814.1777 | 24066.0977 | 85.34% | 4133.6621 | 24264.8887 | 86.05% | 3934.8711 | 11250.2666 | 39.89% | 16949.4932 | 7321.1396 | 25.96% | 20878.6201
246 | Whirlwind | GREATER TEHACHAPI | {} | 48091.4102 | 26392.4395 | 54.88% | 21698.9707 | 45.12% | 320.3437 | 0.6661% | 12232.5421 | 25.44% | 35 | 312.5625 | 0.6499% | 1066.4829 | 2.218% | 0 | 14958.5088 | 31.1% | 0 | 0% | 7413.0869 | 15.41% | 40678.3232 | 6411.5205 | 13.33% | 41679.8896 | 6411.3311 | 13.33% | 41680.0791 | 13825.4473 | 28.75% | 34265.9629 | 1964.8411 | 4.086% | 46126.5691 | 316.3213 | 0.6578% | 47775.0889
247 | El Casco | RIVERSIDE | {} | 23782.1855 | 3260.8418 | 13.71% | 20521.3438 | 86.29% | 547.0538 | 2.3% | 16607.8407 | 69.83% | 19.6792 | 59.3005 | 0.2493% | 26.9735 | 0.1134% | 0 | 3294.3403 | 13.85% | 20094.6289 | 84.49% | 15294.6963 | 64.31% | 8487.4893 | 10817.6182 | 45.49% | 12964.5674 | 9932.3867 | 41.76% | 13849.7988 | 19373.8945 | 81.46% | 4408.291 | 10296.5889 | 43.3% | 13485.5967 | 1235.9976 | 5.197% | 22546.188
248 | Suncrest | SAN DIEGO | {} | 13235.8857 | 1210.3136 | 9.144% | 12025.5721 | 90.86% | 803.0479 | 6.067% | 8907.664 | 67.3% | 13.8354 | 6.0568 | 0.04576% | 1.9854 | 0.015% | 0 | 123.0259 | 0.9295% | 13112.9092 | 99.07% | 2488.6516 | 18.8% | 10747.2341 | 3503.1162 | 26.47% | 9732.7695 | 6398.5269 | 48.34% | 6837.3589 | 7490.4111 | 56.59% | 5745.4746 | 7914.9844 | 59.8% | 5320.9014 | 461.4137 | 3.486% | 12774.472
249 | Colorado River | RIVERSIDE | {} | 27123.4531 | 36.6483 | 0.1351% | 27086.8048 | 99.86% | 16860.9023 | 62.16% | 9338.7266 | 34.43% | 4.0779 | 58.9346 | 0.2173% | 12.2317 | 0.0451% | 0 | 0 | 0% | 0 | 0% | 20248.9863 | 74.65% | 6874.4668 | 23891.0879 | 88.08% | 3232.3652 | 22915.7012 | 84.49% | 4207.752 | 26242.209 | 96.75% | 881.2441 | 20616.332 | 76.01% | 6507.1211 | 43.174 | 0.1592% | 27080.2791
250 | Red bluff | RIVERSIDE | {} | 16067.7725 | 3296.2891 | 20.51% | 12771.4834 | 79.49% | 6705.4419 | 41.73% | 4097.8403 | 25.5% | 4.808 | 12.2747 | 0.07639% | 0 | 0% | 0 | 0 | 0% | 0 | 0% | 4098.8555 | 25.51% | 11968.917 | 39.1823 | 0.2439% | 16028.5901 | 0 | 0% | 16067.7725 | 4138.0381 | 25.75% | 11929.7344 | 460.2187 | 2.864% | 15607.5538 | 434.23 | 2.702% | 15633.5424
251 | Ocotillo Express | GREATER IMPERIAL | {'ECO': 9.2} | 12165.5615 | 3906.1548 | 32.11% | 8259.4067 | 67.89% | 6717.5244 | 55.22% | 4980.0312 | 40.94% | 3.5454 | 0 | 0% | 0 | 0% | 0 | 0 | 0% | 0 | 0% | 3991.7075 | 32.81% | 8173.854 | 3098.3828 | 25.47% | 9067.1787 | 2779.9463 | 22.85% | 9385.6152 | 7097.4507 | 58.34% | 5068.1108 | 3790.7954 | 31.16% | 8374.7661 | 0 | 0% | 12165.5615
252 | Ivanpah | SNV ELDORADO DESERT | {'Primm': 9.5} | 4006.2632 | 8.0224 | 0.2002% | 3998.2408 | 99.8% | 374.5889 | 9.35% | 0 | 0% | 2.9616 | 0 | 0% | 0 | 0% | 0 | 0 | 0% | 0 | 0% | 3985.9368 | 99.49% | 20.3264 | 3065.01 | 76.51% | 941.2532 | 3.8036 | 0.09494% | 4002.4596 | 3987.7527 | 99.54% | 18.5105 | 1507.4037 | 37.63% | 2498.8595 | 0 | 0% | 4006.2632
253 | Alamitos | GREATER LA METRO | {'Del Amo': 5.7, 'Long Beach': 7.3, 'Barre': 7.4, 'Harborgen': 7.5, 'Hinson': 8.0, 'Arcogen': 9.1, 'Lighthipe': 9.1} | 1143.9961 | 65.0239 | 5.684% | 1078.9722 | 94.32% | 5.3377 | 0.4666% | 113.1865 | 9.894% | 29.3636 | 0 | 0% | 0 | 0% | 0 | 0 | 0% | 0 | 0% | 0 | 0% | 1143.9961 | 670.438 | 58.6% | 473.5581 | 1070.8853 | 93.61% | 73.1108 | 1070.8853 | 93.61% | 73.1108 | 0 | 0% | 1143.9961 | 20.1083 | 1.758% | 1123.8878
254 | Shilo III | NORTHERN CALIFORNIA | {'Birds Landing': 3.2, 'Pittsburg': 9.6} | 39677.4336 | 16492.7461 | 41.57% | 23184.6875 | 58.43% | 6531.9927 | 16.46% | 32737.4487 | 82.51% | 6.0403 | 16071.4336 | 40.51% | 0 | 0% | 0 | 0 | 0% | 0 | 0% | 2676.1272 | 6.745% | 37001.3064 | 14957.6797 | 37.7% | 24719.7539 | 15896.0586 | 40.06% | 23781.375 | 20512.1074 | 51.7% | 19165.3262 | 26.9773 | 0.06799% | 39650.4563 | 7445.3579 | 18.76% | 32232.0757
255 | ECO | GREATER IMPERIAL | {'Ocotillo': 9.2} | 3980.51 | 1612.5004 | 40.51% | 2368.0096 | 59.49% | 157.7046 | 3.962% | 2902.2551 | 72.91% | 12.3619 | 47.8199 | 1.201% | 68.2322 | 1.714% | 0 | 2192.3975 | 55.08% | 0 | 0% | 0 | 0% | 3980.51 | 899.025 | 22.59% | 3081.485 | 1244.9757 | 31.28% | 2735.5343 | 1498.3121 | 37.64% | 2482.1979 | 721.1703 | 18.12% | 3259.3397 | 167.9504 | 4.219% | 3812.5596
256 | IID System | GREATER IMPERIAL | {'Sonora': 7.6, 'Arkansas': 7.8} | 30650.8887 | 3042.8862 | 9.928% | 27608.0024 | 90.07% | 705.8674 | 2.303% | 26726.2635 | 87.2% | 9.5283 | 9701.0264 | 31.65% | 10584.5938 | 34.53% | 0 | 0 | 0% | 0 | 0% | 0 | 0% | 30650.8887 | 22847.3184 | 74.54% | 7803.5703 | 26136.3027 | 85.27% | 4514.5859 | 26136.3027 | 85.27% | 4514.5859 | 0 | 0% | 30650.8887 | 3498.0891 | 11.41% | 27152.7996
257 | Sonora | GREATER IMPERIAL | {'Arkansas': 2.7, 'IID System': 7.6} | 44722.8164 | 15502.6709 | 34.66% | 29220.1455 | 65.34% | 4832.9082 | 10.81% | 37709.4434 | 84.32% | 7 | 18381.3555 | 41.1% | 12439.0703 | 27.81% | 0 | 0 | 0% | 0 | 0% | 5988.1499 | 13.39% | 38734.6665 | 3178.032 | 7.106% | 41544.7844 | 18712.416 | 41.84% | 26010.4004 | 18712.416 | 41.84% | 26010.4004 | 8.1748 | 0.01828% | 44714.6417 | 3040.0134 | 6.797% | 41682.803
258 | Caliente | SPGE | {'Carrizo Plains': 6.9, 'Solar SS': 8.1} | 29480.377 | 8847.6396 | 30.01% | 20632.7373 | 69.99% | 4588.5474 | 15.56% | 21564.937 | 73.15% | 8.4108 | 0 | 0% | 0 | 0% | 0 | 0 | 0% | 0 | 0% | 9386.8174 | 31.84% | 20093.5596 | 6137.7993 | 20.82% | 23342.5776 | 11022.2139 | 37.39% | 18458.1631 | 16703.377 | 56.66% | 12777 | 12269.9258 | 41.62% | 17210.4512 | 1307.6981 | 4.436% | 28172.6788
259 | Regulus | SPGE | {'Lamont': 0.1, 'Grimway': 3.4, 'Magunden': 5.5, 'Columbus': 8.2, 'California Water': 8.9} | 33776.2461 | 4455.627 | 13.19% | 29320.6191 | 86.81% | 0 | 0% | 29423.4961 | 87.11% | 11.6512 | 803.8772 | 2.38% | 27878.4707 | 82.54% | 0 | 0 | 0% | 0 | 0% | 0 | 0% | 33776.2461 | 261.5828 | 0.7745% | 33514.6633 | 3206.95 | 9.495% | 30569.2961 | 3206.95 | 9.495% | 30569.2961 | 0 | 0% | 33776.2461 | 8.1295 | 0.02407% | 33768.1166
260 | Geysers 12 | NORTHERN CALIFORNIA | {'Eagle Rock': 6.0} | 13298.207 | 0 | 0% | 13298.207 | 100% | 2246.0911 | 16.89% | 10473.197 | 78.76% | 6.9 | 512.9987 | 3.858% | 37.6853 | 0.2834% | 0 | 2740.438 | 20.61% | 10436.4922 | 78.48% | 13082.415 | 98.38% | 215.792 | 8658.8174 | 65.11% | 4639.3896 | 13295.8643 | 99.98% | 2.3428 | 13298.207 | 100% | 0 | 6048.2935 | 45.48% | 7249.9136 | 161.6264 | 1.215% | 13136.5807
261 | Solar SS | SPGE | {'Carrizo Plains': 1.1, 'Caliente': 8.1} | 32733.1055 | 7044.3149 | 21.52% | 25688.7905 | 78.48% | 18598.543 | 56.82% | 10796.9395 | 32.98% | 4.1419 | 3232.6243 | 9.876% | 61.595 | 0.1882% | 0 | 6194.0093 | 18.92% | 0 | 0% | 2538.1633 | 7.754% | 30194.9421 | 7533.4893 | 23.01% | 25199.6162 | 15083.9668 | 46.08% | 17649.1387 | 15580.1963 | 47.6% | 17152.9092 | 15566.5459 | 47.56% | 17166.5596 | 325.9818 | 0.9959% | 32407.1236
262 | Olive | SPGE | {'Alpaugh': 4.6} | 25680.8945 | 8814.6338 | 34.32% | 16866.2607 | 65.68% | 1423.3373 | 5.542% | 18467.3268 | 71.91% | 10.8389 | 13030.8291 | 50.74% | 6911.4771 | 26.91% | 0 | 0 | 0% | 0 | 0% | 12595.6826 | 49.05% | 13085.2119 | 1940.6038 | 7.557% | 23740.2908 | 9453.6934 | 36.81% | 16227.2012 | 15704.5732 | 61.15% | 9976.3213 | 0 | 0% | 25680.8945 | 1449.5477 | 5.644% | 24231.3468
263 | 7th Standard | SPGE | {'Renfro': 4.0, 'Lerdo': 4.3, 'Kern Power': 4.5, 'Rosedale': 5.3, 'Kern Oil': 6.2, 'Westpark': 6.8, 'Rio Bravo': 7.3, 'Bakersfield': 8.0, 'Sycamore': 8.0, 'Tevis': 8.3, 'Stockdale': 9.2, 'Tupman': 9.8} | 24696.9219 | 3669.5259 | 14.86% | 21027.396 | 85.14% | 217.239 | 0.8796% | 21341.0832 | 86.41% | 19.75 | 1493.4794 | 6.047% | 19114.7734 | 77.4% | 0 | 0 | 0% | 0 | 0% | 3086.6033 | 12.5% | 21610.3186 | 0 | 0% | 24696.9219 | 732.8492 | 2.967% | 23964.0727 | 3105.0046 | 12.57% | 21591.9172 | 0 | 0% | 24696.9219 | 570.3555 | 2.309% | 24126.5663
264 | Delevan | NORTHERN CALIFORNIA | {} | 48202.2812 | 7259.0757 | 15.06% | 40943.2056 | 84.94% | 14579.1533 | 30.25% | 32761.6006 | 67.97% | 5.9027 | 12189.6729 | 25.29% | 12777.7002 | 26.51% | 0 | 1874.1829 | 3.888% | 0 | 0% | 20293.1934 | 42.1% | 27909.0879 | 3681.7642 | 7.638% | 44520.5171 | 15419.1221 | 31.99% | 32783.1592 | 34035.0859 | 70.61% | 14167.1953 | 6467.8208 | 13.42% | 41734.4604 | 1192.3511 | 2.474% | 47009.9302
265 | Mustang | SPGE | {'San Luis Obispo': 3.7} | 9697.623 | 36.5287 | 0.3767% | 9661.0944 | 99.62% | 1564.037 | 16.13% | 7610.1896 | 78.47% | 6.5729 | 151.4438 | 1.562% | 58.7868 | 0.6062% | 1 | 5692.7793 | 58.7% | 3701.9954 | 38.17% | 6259.0796 | 64.54% | 3438.5435 | 4719.0854 | 48.66% | 4978.5376 | 8542.6377 | 88.09% | 1154.9854 | 9338.1377 | 96.29% | 359.4854 | 4834.1519 | 49.85% | 4863.4712 | 987.5071 | 10.18% | 8710.1159
266 | Tranquility | SPGE | {'Cheney': 7.6, 'Mendota': 9.5} | 49206 | 22647.6895 | 46.03% | 26558.3105 | 53.97% | 2457.1123 | 4.994% | 42265.001 | 85.89% | 8.1364 | 27495.752 | 55.88% | 15487.9844 | 31.48% | 1 | 0 | 0% | 0 | 0% | 13416.5459 | 27.27% | 35789.4541 | 0 | 0% | 49206 | 4091.4246 | 8.315% | 45114.5754 | 14523.1943 | 29.52% | 34682.8057 | 0 | 0% | 49206 | 119.5899 | 0.243% | 49086.4101
267 | Calcite | GREATER KRAMER | {} | 27127.8398 | 11932.25 | 43.99% | 15195.5898 | 56.01% | 0.61664 | 0.002273% | 6630.501 | 24.44% | 32.6 | 1618.3451 | 5.966% | 148.3374 | 0.5468% | 0 | 0 | 0% | 0 | 0% | 14252.3457 | 52.54% | 12875.4941 | 5593.7729 | 20.62% | 21534.0669 | 3054.3025 | 11.26% | 24073.5374 | 14548.2656 | 53.63% | 12579.5742 | 2780.8005 | 10.25% | 24347.0393 | 424.1683 | 1.564% | 26703.6715
268 | Trout Canyon (fka Crazy Eyes) | SNV ELDORADO DESERT | {'Carpenter Canyon (fka Gamebird)': 9.1, 'Sandy': 9.4} | 0 | 0 | 0% | 0 | 0% | 0 | 0% | 0 | 0% |  | 0 | 0% | 0 | 0% | 0 | 0 | 0% | 0 | 0% | 0 | 0% | 0 | 0 | 0% | 0 | 0 | 0% | 0 | 0 | 0% | 0 | 0 | 0% | 0 | 0 | 0% | 0
269 | Delaney | ARIZONA MINOR | {} | 0 | 0 | 0% | 0 | 0% | 0 | 0% | 0 | 0% |  | 0 | 0% | 0 | 0% | 0 | 0 | 0% | 0 | 0% | 0 | 0% | 0 | 0 | 0% | 0 | 0 | 0% | 0 | 0 | 0% | 0 | 0 | 0% | 0 | 0 | 0% | 0
270 | Desert View | SNV ELDORADO DESERT | {} | 0 | 0 | 0% | 0 | 0% | 0 | 0% | 0 | 0% |  | 0 | 0% | 0 | 0% | 0 | 0 | 0% | 0 | 0% | 0 | 0% | 0 | 0 | 0% | 0 | 0 | 0% | 0 | 0 | 0% | 0 | 0 | 0% | 0 | 0 | 0% | 0
271 | Carpenter Canyon (fka Gamebird) | SNV ELDORADO DESERT | {'Pahrump': 4.5, 'Trout Canyon (fka Crazy Eyes)': 9.1} | 0 | 0 | 0% | 0 | 0% | 0 | 0% | 0 | 0% |  | 0 | 0% | 0 | 0% | 0 | 0 | 0% | 0 | 0% | 0 | 0% | 0 | 0 | 0% | 0 | 0 | 0% | 0 | 0 | 0% | 0 | 0 | 0% | 0 | 0 | 0% | 0
272 | Hassayampa | ARIZONA MINOR | {'Palo Verde': 2.7} | 0 | 0 | 0% | 0 | 0% | 0 | 0% | 0 | 0% |  | 0 | 0% | 0 | 0% | 0 | 0 | 0% | 0 | 0% | 0 | 0% | 0 | 0 | 0% | 0 | 0 | 0% | 0 | 0 | 0% | 0 | 0 | 0% | 0 | 0 | 0% | 0
273 | Hoodoo Wash | ARIZONA MINOR | {} | 0 | 0 | 0% | 0 | 0% | 0 | 0% | 0 | 0% |  | 0 | 0% | 0 | 0% | 0 | 0 | 0% | 0 | 0% | 0 | 0% | 0 | 0 | 0% | 0 | 0 | 0% | 0 | 0 | 0% | 0 | 0 | 0% | 0 | 0 | 0% | 0
274 | Innovation | SNV ELDORADO DESERT | {} | 0 | 0 | 0% | 0 | 0% | 0 | 0% | 0 | 0% |  | 0 | 0% | 0 | 0% | 0 | 0 | 0% | 0 | 0% | 0 | 0% | 0 | 0 | 0% | 0 | 0 | 0% | 0 | 0 | 0% | 0 | 0 | 0% | 0 | 0 | 0% | 0
275 | Lathrop | SNV ELDORADO DESERT | {} | 0 | 0 | 0% | 0 | 0% | 0 | 0% | 0 | 0% |  | 0 | 0% | 0 | 0% | 0 | 0 | 0% | 0 | 0% | 0 | 0% | 0 | 0 | 0% | 0 | 0 | 0% | 0 | 0 | 0% | 0 | 0 | 0% | 0 | 0 | 0% | 0
276 | Mohave | SNV ELDORADO DESERT | {} | 0 | 0 | 0% | 0 | 0% | 0 | 0% | 0 | 0% |  | 0 | 0% | 0 | 0% | 0 | 0 | 0% | 0 | 0% | 0 | 0% | 0 | 0 | 0% | 0 | 0 | 0% | 0 | 0 | 0% | 0 | 0 | 0% | 0 | 0 | 0% | 0
277 | Pahrump | SNV ELDORADO DESERT | {'Carpenter Canyon (fka Gamebird)': 4.5, 'Vista (VEA)': 8.6} | 0 | 0 | 0% | 0 | 0% | 0 | 0% | 0 | 0% |  | 0 | 0% | 0 | 0% | 0 | 0 | 0% | 0 | 0% | 0 | 0% | 0 | 0 | 0% | 0 | 0 | 0% | 0 | 0 | 0% | 0 | 0 | 0% | 0 | 0 | 0% | 0
278 | Palo Verde | ARIZONA MINOR | {'Hassayampa': 2.7} | 0 | 0 | 0% | 0 | 0% | 0 | 0% | 0 | 0% |  | 0 | 0% | 0 | 0% | 0 | 0 | 0% | 0 | 0% | 0 | 0% | 0 | 0 | 0% | 0 | 0 | 0% | 0 | 0 | 0% | 0 | 0 | 0% | 0 | 0 | 0% | 0
279 | Primm | SNV ELDORADO DESERT | {'Ivanpah': 9.5} | 11.012 | 0 | 0% | 11.012 | 100% | 0.35232 | 3.199% | 0 | 0% | 2.0819 | 0 | 0% | 0 | 0% | 0 | 0 | 0% | 0 | 0% | 10.7333 | 97.47% | 0.2787 | 10.7333 | 97.47% | 0.2787 | 0 | 0% | 11.012 | 10.7333 | 97.47% | 0.2787 | 0.27869 | 2.531% | 10.7333 | 0 | 0% | 11.012
280 | Sloan Canyon (fka Bob) | SNV ELDORADO DESERT | {'Eldorado': 5.2} | 0 | 0 | 0% | 0 | 0% | 0 | 0% | 0 | 0% |  | 0 | 0% | 0 | 0% | 0 | 0 | 0% | 0 | 0% | 0 | 0% | 0 | 0 | 0% | 0 | 0 | 0% | 0 | 0 | 0% | 0 | 0 | 0% | 0 | 0 | 0% | 0
281 | Valley (VEA) | SNV ELDORADO DESERT | {} | 891.2367 | 0 | 0% | 891.2367 | 100% | 890.5523 | 99.92% | 0 | 0% | 1.1329 | 0 | 0% | 0 | 0% | 0 | 0 | 0% | 0 | 0% | 0 | 0% | 891.2367 | 0 | 0% | 891.2367 | 0 | 0% | 891.2367 | 0 | 0% | 891.2367 | 891.2367 | 100% | 0 | 0 | 0% | 891.2367
282 | Vista (VEA) | SNV ELDORADO DESERT | {'Pahrump': 8.6} | 0 | 0 | 0% | 0 | 0% | 0 | 0% | 0 | 0% |  | 0 | 0% | 0 | 0% | 0 | 0 | 0% | 0 | 0% | 0 | 0% | 0 | 0 | 0% | 0 | 0 | 0% | 0 | 0 | 0% | 0 | 0 | 0% | 0 | 0 | 0% | 0
283 | Bay Boulevard | SAN DIEGO | {'Silvergate': 6.6, 'Miguel': 8.1} | 619.2872 | 133.6334 | 21.58% | 485.6538 | 78.42% | 93.614 | 15.12% | 217.3435 | 35.1% | 11.0211 | 0 | 0% | 0 | 0% | 0 | 0 | 0% | 0 | 0% | 61.9286 | 10% | 557.3585 | 396.3091 | 63.99% | 222.978 | 478.6791 | 77.3% | 140.608 | 478.6791 | 77.3% | 140.608 | 0 | 0% | 619.2872 | 45.3568 | 7.324% | 573.9303
284 | Beatty | SNV ELDORADO DESERT | {} | 0 | 0 | 0% | 0 | 0% | 0 | 0% | 0 | 0% |  | 0 | 0% | 0 | 0% | 0 | 0 | 0% | 0 | 0% | 0 | 0% | 0 | 0 | 0% | 0 | 0 | 0% | 0 | 0 | 0% | 0 | 0 | 0% | 0 | 0 | 0% | 0
285 | Lee Lake (Proposed) | RIVERSIDE | {} | 10574.1875 | 1361.5078 | 12.88% | 9212.6797 | 87.12% | 777.0415 | 7.348% | 5584.3003 | 52.81% | 16.8656 | 190.2417 | 1.799% | 0.82005 | 0.007755% | 0 | 2165.3193 | 20.48% | 6928.3633 | 65.52% | 4916.9849 | 46.5% | 5657.2026 | 4624.9463 | 43.74% | 5949.2412 | 6085.146 | 57.55% | 4489.0415 | 8691.8291 | 82.2% | 1882.3584 | 3973.6533 | 37.58% | 6600.5342 | 993.3392 | 9.394% | 9580.8483
286 | Leprino Jct | SPGE | {'Henrietta': 3.9} | 36924.3242 | 20086.127 | 54.4% | 16838.1973 | 45.6% | 589.7458 | 1.597% | 23447.6311 | 63.5% | 14.2009 | 28891.084 | 78.24% | 109.3256 | 0.2961% | 0 | 0 | 0% | 0 | 0% | 10420.3643 | 28.22% | 26503.96 | 0 | 0% | 36924.3242 | 0 | 0% | 36924.3242 | 10420.3643 | 28.22% | 26503.96 | 0 | 0% | 36924.3242 | 1929.2438 | 5.225% | 34995.0804
287 | Mead | SNV ELDORADO DESERT | {} | 0 | 0 | 0% | 0 | 0% | 0 | 0% | 0 | 0% |  | 0 | 0% | 0 | 0% | 0 | 0 | 0% | 0 | 0% | 0 | 0% | 0 | 0 | 0% | 0 | 0 | 0% | 0 | 0 | 0% | 0 | 0 | 0% | 0 | 0 | 0% | 0
288 | Quinto | SPGE | {'Los Banos': 5.3} | 24639.75 | 4177.4258 | 16.95% | 20462.3242 | 83.05% | 7506.415 | 30.46% | 15313.4541 | 62.15% | 13.0348 | 4471.8247 | 18.15% | 6562.4404 | 26.63% | 1 | 0 | 0% | 0 | 0% | 13563.8428 | 55.05% | 11075.9072 | 41.0939 | 0.1668% | 24598.6561 | 2471.7214 | 10.03% | 22168.0286 | 13563.8428 | 55.05% | 11075.9072 | 1624.688 | 6.594% | 23015.062 | 884.9115 | 3.591% | 23754.8385
289 | Sandy | SNV ELDORADO DESERT | {'Trout Canyon (fka Crazy Eyes)': 9.4} | 0 | 0 | 0% | 0 | 0% | 0 | 0% | 0 | 0% |  | 0 | 0% | 0 | 0% | 0 | 0 | 0% | 0 | 0% | 0 | 0% | 0 | 0 | 0% | 0 | 0 | 0% | 0 | 0 | 0% | 0 | 0 | 0% | 0 | 0 | 0% | 0
290 | Eldorado | SNV ELDORADO DESERT | {'Sloan Canyon (fka Bob)': 5.2} | 0 | 0 | 0% | 0 | 0% | 0 | 0% | 0 | 0% |  | 0 | 0% | 0 | 0% | 0 | 0 | 0% | 0 | 0% | 0 | 0% | 0 | 0 | 0% | 0 | 0 | 0% | 0 | 0 | 0% | 0 | 0 | 0% | 0 | 0 | 0% | 0

## LandEnv_Solar_Data_10mi
CEC calculated land-use and environmental data criteria for in-state substations at a 10 mile radius for solar resource potential.
Blue columns indicate additional data calculate/added by CPUC staff.
OBJECTID | IRP_Substation_Name | RESOLVE_Solar_Area | Overlaps | RPB_Acres | TRP_Acres | Perc_TRP | High_Implication_Acres | Perc_HighImplication | Parcels_LT_6 | Perc_ParcLT6 | Parcels_LT_30_GT6 | Perc_ParcLT30GT6 | 10th Percentile Parcelization | LowCrop_Acres | Perc_LowCrop | HighCrop_Acres | Perc_HighCrop | Critically overdrafted basin | FT_Tier2_Acres | Perc_FT_Tier2 | FT_Tier3_Acres | Perc_FT_Tier3 | Conn45_Acres | Perc_Conn45 | Low Conn Acres | Bio5_Acres | Perc_Bio5 | Low Bio Acres | Irr45_Acres | Perc_Irr45 | Low Irr Acres | ACE_All_Acres | Perc_AllACE | Low AllACE Acres | High_Intact_Acres | Perc_HighIntact | LowIntact Acres | Wetlands_Acres | Perc_Wetlands | Not Wetlands Acres
1 | East Shore | NORTHERN CALIFORNIA | {'Newark': 11.2, 'Martin (San Francisco H)': 16.9, 'Los Esteros': 17.0, 'Schulte Switching Station': 19.3} | 18232.377 | 2101.2986 | 11.53% | 16131.0784 | 88.47% | 1086.5558 | 5.959% | 13063.1766 | 71.65% | 59.0152 | 0 | 0% | 0 | 0% | 0 | 844.2063 | 4.63% | 10368.2979 | 56.87% | 8328.5566 | 45.68% | 9903.8203 | 3565.0688 | 19.55% | 14667.3081 | 11954.8184 | 65.57% | 6277.5586 | 15000.2051 | 82.27% | 3232.1719 | 8665.1611 | 47.53% | 9567.2158 | 1815.245 | 9.956% | 16417.132
2 | Newark | NORTHERN CALIFORNIA | {'Los Esteros': 5.9, 'Schulte Switching Station': 8.7, 'East Shore': 11.2, 'Hicks': 19.0} | 18078.6875 | 1592.2782 | 8.807% | 16486.4093 | 91.19% | 3677.0085 | 20.34% | 12549.0618 | 69.41% | 10.4048 | 54.9619 | 0.304% | 120.4407 | 0.6662% | 0 | 9923.1699 | 54.89% | 2840.136 | 15.71% | 10640.3828 | 58.86% | 7438.3047 | 7514.0854 | 41.56% | 10564.6021 | 11502.0596 | 63.62% | 6576.6279 | 14268.4199 | 78.92% | 3810.2676 | 8477.8223 | 46.89% | 9600.8652 | 1958.6849 | 10.83% | 16120.0026
3 | Tesla | NORTHERN CALIFORNIA | {'Green Ridge Midway': 1.6, 'Kelso': 6.2, 'Delta Switching Yard': 6.8, 'Cayetano': 11.4, 'Brentwood': 15.5, 'Vierra': 17.0, 'Lone Tree': 19.3} | 121759.8359 | 1735.4368 | 1.425% | 120024.3992 | 98.57% | 37499.5234 | 30.8% | 71849.6641 | 59.01% | 13.8917 | 6505.5049 | 5.343% | 25026.0469 | 20.55% | 0 | 12566.752 | 10.32% | 0 | 0% | 87416.8672 | 71.79% | 34342.9688 | 68476.3906 | 56.24% | 53283.4453 | 70961.0078 | 58.28% | 50798.8281 | 100487.375 | 82.53% | 21272.4609 | 32572.8848 | 26.75% | 89186.9512 | 6252.5786 | 5.135% | 115507.2573
4 | Cabrillo | SPGE | {'Sisquoc': 17.3} | 91693.5 | 7779.3428 | 8.484% | 83914.1572 | 91.52% | 50323.4609 | 54.88% | 40150.9844 | 43.79% | 5.0587 | 5561.7534 | 6.066% | 9667.1338 | 10.54% | 0 | 75156.9141 | 81.97% | 0 | 0% | 47119.3789 | 51.39% | 44574.1211 | 3993.7087 | 4.355% | 87699.7913 | 42273.5352 | 46.1% | 49419.9648 | 72645.7031 | 79.23% | 19047.7969 | 41770.4531 | 45.55% | 49923.0469 | 4938.856 | 5.386% | 86754.644
5 | Honcut | NORTHERN CALIFORNIA | {'Palermo': 10.1, 'Pease': 11.0, 'East Marysville': 11.0, 'Wyandotte': 12.2, 'Thermalito': 13.5, 'Olivehurst': 16.0, 'Table Mountain': 16.4} | 145158.2812 | 6271.2031 | 4.32% | 138887.0781 | 95.68% | 3567.8015 | 2.458% | 103213.6516 | 71.1% | 15.9202 | 49671.5508 | 34.22% | 52354.4609 | 36.07% | 0 | 6652.4927 | 4.583% | 0 | 0% | 114071.0703 | 78.58% | 31087.2109 | 10567.5273 | 7.28% | 134590.7539 | 29927.6797 | 20.62% | 115230.6016 | 122088.8047 | 84.11% | 23069.4766 | 6677.7153 | 4.6% | 138480.5659 | 18571.0273 | 12.79% | 126587.2539
6 | Palermo | NORTHERN CALIFORNIA | {'Wyandotte': 2.9, 'Thermalito': 7.4, 'Table Mountain': 9.7, 'Honcut': 10.1} | 91394.0469 | 3601.2729 | 3.94% | 87792.7739 | 96.06% | 1949.819 | 2.133% | 57950.8256 | 63.41% | 17.1407 | 13830.3154 | 15.13% | 8462.0527 | 9.259% | 0 | 41021.6875 | 44.88% | 1708.2311 | 1.869% | 79391.2266 | 86.87% | 12002.8203 | 10705.542 | 11.71% | 80688.5049 | 11826.6875 | 12.94% | 79567.3594 | 85224.5156 | 93.25% | 6169.5312 | 26041.5039 | 28.49% | 65352.543 | 16990.3496 | 18.59% | 74403.6973
7 | Table Mountain | NORTHERN CALIFORNIA | {'Thermalito': 2.9, 'Wyandotte': 7.1, 'Palermo': 9.7, 'Honcut': 16.4} | 115391.9297 | 8459.0537 | 7.331% | 106932.876 | 92.67% | 17641.543 | 15.29% | 82943.7695 | 71.88% | 10.8948 | 53975.7031 | 46.78% | 8106.0034 | 7.025% | 0 | 23035.0859 | 19.96% | 1780.5966 | 1.543% | 81295.1797 | 70.45% | 34096.75 | 25951.377 | 22.49% | 89440.5527 | 68169.625 | 59.08% | 47222.3047 | 104671.375 | 90.71% | 10720.5547 | 18023.7988 | 15.62% | 97368.1309 | 22289.6348 | 19.32% | 93102.2949
8 | Wyandotte | NORTHERN CALIFORNIA | {'Palermo': 2.9, 'Thermalito': 5.1, 'Table Mountain': 7.1, 'Honcut': 12.2} | 90660.1562 | 3820.3799 | 4.214% | 86839.7764 | 95.79% | 2174.179 | 2.398% | 60552.0789 | 66.79% | 15.5269 | 20914.5488 | 23.07% | 5711.73 | 6.3% | 0 | 35886.6133 | 39.58% | 2325.563 | 2.565% | 73313.3438 | 80.87% | 17346.8125 | 15801.126 | 17.43% | 74859.0303 | 20611.7305 | 22.74% | 70048.4258 | 84745 | 93.48% | 5915.1562 | 21715.9746 | 23.95% | 68944.1816 | 19103.8652 | 21.07% | 71556.291
9 | Cortina | NORTHERN CALIFORNIA | {'Delevan': 17.3} | 163654.8438 | 4053.677 | 2.477% | 159601.1667 | 97.52% | 44272.0117 | 27.05% | 116064.8477 | 70.92% | 6.4655 | 36342.3359 | 22.21% | 61908.1172 | 37.83% | 0 | 38480.7891 | 23.51% | 0 | 0% | 60593.4023 | 37.03% | 103061.4414 | 20405.8398 | 12.47% | 143249.0039 | 74414.4922 | 45.47% | 89240.3516 | 119537.1875 | 73.04% | 44117.6562 | 45102.707 | 27.56% | 118552.1367 | 1918.9612 | 1.173% | 161735.8826
10 | Etiwanda | GREATER LA METRO | {'Rancho Vista': 0.4, 'Mira Loma': 6.0, 'Padua': 6.8, 'Chino': 10.7, 'Vista': 12.4, 'San Bernardino': 16.6} | 8023.2383 | 3182.3269 | 39.66% | 4840.9114 | 60.34% | 352.6535 | 4.395% | 2166.419 | 27% | 53 | 371.029 | 4.624% | 1122.7878 | 13.99% | 0 | 1452.4868 | 18.1% | 2261.4963 | 28.19% | 3714.3381 | 46.29% | 4308.9001 | 3008.8872 | 37.5% | 5014.3511 | 2751.2117 | 34.29% | 5272.0266 | 3714.3381 | 46.29% | 4308.9001 | 1884.4049 | 23.49% | 6138.8334 | 403.7071 | 5.032% | 7619.5312
11 | Brentwood | NORTHERN CALIFORNIA | {'Lone Tree': 4.9, 'Contra Costa': 8.0, 'Delta Switching Yard': 8.7, 'Kelso': 9.3, 'Cayetano': 13.5, 'Green Ridge Midway': 14.2, 'Pittsburg': 14.5, 'Tesla': 15.5, 'Clayton': 16.0, 'Birds Landing': 16.5, 'Stagg': 18.6, 'Eight Mile': 19.0, 'Shilo III': 19.6} | 89673.9375 | 1875.7393 | 2.092% | 87798.1982 | 97.91% | 27773.9414 | 30.97% | 50062.8867 | 55.83% | 7 | 12078.7676 | 13.47% | 34722.6367 | 38.72% | 0 | 16864.8828 | 18.81% | 2733.2483 | 3.048% | 35886.0117 | 40.02% | 53787.9258 | 35361.4453 | 39.43% | 54312.4922 | 36347.2148 | 40.53% | 53326.7227 | 53874.3789 | 60.08% | 35799.5586 | 7267.394 | 8.104% | 82406.5435 | 10290.8369 | 11.48% | 79383.1006
12 | Clayton | NORTHERN CALIFORNIA | {'Pittsburg': 7.5, 'Martinez': 9.4, 'Contra Costa': 10.9, 'Lone Tree': 11.4, 'Birds Landing': 14.6, 'Brentwood': 16.0, 'Shilo III': 16.9, 'Cayetano': 17.8, 'Carquinez': 18.3} | 18998.459 | 1594.1085 | 8.391% | 17404.3505 | 91.61% | 1472.1517 | 7.749% | 12410.8698 | 65.33% | 8.0885 | 24.2623 | 0.1277% | 0.096905 | 0.0005101% | 0 | 7897.7222 | 41.57% | 4622.4199 | 24.33% | 8949.5977 | 47.11% | 10048.8613 | 13527.6777 | 71.2% | 5470.7812 | 11505.6973 | 60.56% | 7492.7617 | 14505.9746 | 76.35% | 4492.4844 | 6512.5762 | 34.28% | 12485.8828 | 5980.2861 | 31.48% | 13018.1729
13 | Contra Costa | NORTHERN CALIFORNIA | {'Lone Tree': 3.9, 'Pittsburg': 6.7, 'Brentwood': 8.0, 'Birds Landing': 9.0, 'Clayton': 10.9, 'Shilo III': 12.2, 'Delta Switching Yard': 16.3, 'Kelso': 17.1, 'Cayetano': 18.0, 'Martinez': 18.2, 'Grand Island': 19.1} | 62892.6211 | 16248.3086 | 25.83% | 46644.3125 | 74.17% | 9211.5439 | 14.65% | 43882.3232 | 69.77% | 8.3333 | 18481.8594 | 29.39% | 6321.0952 | 10.05% | 0 | 12033.2363 | 19.13% | 3105.6934 | 4.938% | 14280.1016 | 22.71% | 48612.5195 | 31181.4297 | 49.58% | 31711.1914 | 28669.5 | 45.58% | 34223.1211 | 32960.1016 | 52.41% | 29932.5195 | 7801.1099 | 12.4% | 55091.5112 | 10378.4062 | 16.5% | 52514.2148
14 | Pittsburg | NORTHERN CALIFORNIA | {'Contra Costa': 6.7, 'Birds Landing': 7.1, 'Clayton': 7.5, 'Shilo III': 9.6, 'Lone Tree': 9.7, 'Martinez': 12.0, 'Brentwood': 14.5, 'Peabody': 17.6, 'Carquinez': 19.5} | 50956.3867 | 16666.8633 | 32.71% | 34289.5234 | 67.29% | 11547.8076 | 22.66% | 34453.2354 | 67.61% | 6.2013 | 16216.7314 | 31.82% | 5.6294 | 0.01105% | 0 | 5381.9897 | 10.56% | 272.3319 | 0.5344% | 12363.4922 | 24.26% | 38592.8945 | 23335.3008 | 45.79% | 27621.0859 | 18226.4258 | 35.77% | 32729.9609 | 28004.6797 | 54.96% | 22951.707 | 3211.167 | 6.302% | 47745.2197 | 14594.7627 | 28.64% | 36361.624
15 | San Bernardino | RIVERSIDE | {'Vista': 5.3, 'El Casco': 12.1, 'Etiwanda': 16.6, 'Rancho Vista': 17.0, 'Mira Loma': 19.3} | 33489.6836 | 1776.462 | 5.305% | 31713.2216 | 94.7% | 6392.5742 | 19.09% | 14509.8027 | 43.33% | 26.6667 | 170.979 | 0.5105% | 585.6027 | 1.749% | 0 | 1884.5396 | 5.627% | 30515.375 | 91.12% | 11526.8877 | 34.42% | 21962.7959 | 15496.9863 | 46.27% | 17992.6973 | 18826.7422 | 56.22% | 14662.9414 | 27155.3613 | 81.09% | 6334.3223 | 14652.167 | 43.75% | 18837.5166 | 1687.3988 | 5.039% | 31802.2848
16 | Placerville | NORTHERN CALIFORNIA | {'Gold Hill': 19.7} | 97005.9219 | 4571.0913 | 4.712% | 92434.8306 | 95.29% | 5583.6719 | 5.756% | 25574.3965 | 26.36% | 35 | 834.9778 | 0.8607% | 1103.2019 | 1.137% | 0 | 48028.5859 | 49.51% | 47742.0664 | 49.22% | 84044.6016 | 86.64% | 12961.3203 | 25209.0664 | 25.99% | 71796.8555 | 33398.3086 | 34.43% | 63607.6133 | 90314.4062 | 93.1% | 6691.5156 | 24025.9609 | 24.77% | 72979.9609 | 3263.249 | 3.364% | 93742.6729
17 | Cantua | SPGE | {'Schindler': 11.4, 'Tranquility': 11.6, 'Helm': 14.5, 'Cheney': 17.6} | 178207.7969 | 44424.6602 | 24.93% | 133783.1367 | 75.07% | 61255.3164 | 34.37% | 114034.5586 | 63.99% | 5.6667 | 44716.75 | 25.09% | 76895.0859 | 43.15% | 1 | 0 | 0% | 0 | 0% | 65176.3789 | 36.57% | 113031.418 | 0.11014 | 6.18e-05% | 178207.6867 | 14453.0879 | 8.11% | 163754.709 | 68260.6797 | 38.3% | 109947.1172 | 37166.3945 | 20.86% | 141041.4023 | 813.0062 | 0.4562% | 177394.7906
18 | Cheney | SPGE | {'Panoche': 3.1, 'Mendota': 7.3, 'Tranquility': 7.6, 'Cantua': 17.6, 'Oro Loma': 18.8, 'Newhall': 19.7, 'Helm': 20.0} | 175012.8281 | 40702.7891 | 23.26% | 134310.0391 | 76.74% | 28783.4043 | 16.45% | 139116.2051 | 79.49% | 6.5752 | 47927.9766 | 27.39% | 90418.3672 | 51.66% | 0 | 0 | 0% | 0 | 0% | 44458.3555 | 25.4% | 130554.4727 | 14712.3535 | 8.406% | 160300.4746 | 43293.4609 | 24.74% | 131719.3672 | 64164.9531 | 36.66% | 110847.875 | 17244.2227 | 9.853% | 157768.6055 | 673.3727 | 0.3848% | 174339.4554
19 | Gates | SPGE | {'Avenal': 11.2, 'Henrietta': 14.2, 'Leprino Jct': 17.7, 'Schindler': 18.1} | 159794.9062 | 21400.4961 | 13.39% | 138394.4102 | 86.61% | 34012.7539 | 21.29% | 122694.3086 | 76.78% | 7 | 18510.2949 | 11.58% | 113654.5312 | 71.13% | 1 | 0 | 0% | 0 | 0% | 27180.8984 | 17.01% | 132614.0078 | 10498.6406 | 6.57% | 149296.2656 | 24431.5117 | 15.29% | 135363.3945 | 43440.2656 | 27.19% | 116354.6406 | 1454.252 | 0.9101% | 158340.6543 | 752.9043 | 0.4712% | 159042.002
20 | Helm | SPGE | {'Mc Mullin': 10.4, 'Tranquility': 12.7, 'Schindler': 13.2, 'Cantua': 14.5, 'Mendota': 18.0, 'Kearney': 18.1, 'Cheney': 20.0} | 178384.9219 | 89203.8984 | 50.01% | 89181.0234 | 49.99% | 42296.2812 | 23.71% | 129080.3906 | 72.36% | 6.9167 | 130408.6484 | 73.11% | 35271.6953 | 19.77% | 1 | 0 | 0% | 0 | 0% | 47727.1953 | 26.76% | 130657.7266 | 23269.9766 | 13.04% | 155114.9453 | 24888.9258 | 13.95% | 153495.9961 | 63524.0312 | 35.61% | 114860.8906 | 0 | 0% | 178384.9219 | 5064.3823 | 2.839% | 173320.5396
21 | Kearney | SPGE | {'West Fresno': 3.6, 'Cal Ave': 6.6, 'Malaga': 8.7, 'Mc Mullin': 9.7, 'Gregg': 10.3, 'McCall': 15.0, 'Sanger': 15.1, 'Borden': 16.0, 'Helm': 18.1} | 116136.8906 | 35287.6445 | 30.38% | 80849.2461 | 69.62% | 2715.0706 | 2.338% | 77550.0076 | 66.77% | 18.6195 | 29179.5254 | 25.13% | 80091.2969 | 68.96% | 1 | 0 | 0% | 0 | 0% | 2534.1008 | 2.182% | 113602.7898 | 469.6647 | 0.4044% | 115667.226 | 469.6647 | 0.4044% | 115667.226 | 3003.7656 | 2.586% | 113133.125 | 0 | 0% | 116136.8906 | 390.6195 | 0.3363% | 115746.2711
22 | Kingsburg | SPGE | {'McCall': 9.0, 'Wahtoke': 11.4, 'Reedley': 14.0, 'Sanger': 15.2, 'GWF Hanford Sw Sta': 15.5, 'Malaga': 16.2, 'Cal Ave': 18.9} | 167054.0781 | 52074.6328 | 31.17% | 114979.4453 | 68.83% | 1150.283 | 0.6886% | 111926.1155 | 67% | 17.5541 | 54624.4961 | 32.7% | 101050.7266 | 60.49% | 0 | 0 | 0% | 0 | 0% | 0 | 0% | 167054.0781 | 10621.46 | 6.358% | 156432.6182 | 15745.3164 | 9.425% | 151308.7617 | 15745.3164 | 9.425% | 151308.7617 | 0 | 0% | 167054.0781 | 3656.969 | 2.189% | 163397.1091
23 | Malaga | SPGE | {'Cal Ave': 2.8, 'West Fresno': 5.4, 'Sanger': 6.5, 'McCall': 7.5, 'Kearney': 8.7, 'Gregg': 15.3, 'Mc Mullin': 16.1, 'Wahtoke': 16.1, 'Kingsburg': 16.2} | 99450.4453 | 28442.7305 | 28.6% | 71007.7148 | 71.4% | 0 | 0% | 45739.6445 | 45.99% | 24.875 | 19708.8945 | 19.82% | 70579.4922 | 70.97% | 1 | 0 | 0% | 0 | 0% | 0 | 0% | 99450.4453 | 0 | 0% | 99450.4453 | 0 | 0% | 99450.4453 | 0 | 0% | 99450.4453 | 0 | 0% | 99450.4453 | 432.7188 | 0.4351% | 99017.7265
24 | McCall | SPGE | {'Sanger': 6.8, 'Malaga': 7.5, 'Kingsburg': 9.0, 'Cal Ave': 10.2, 'Wahtoke': 10.4, 'West Fresno': 12.4, 'Reedley': 14.6, 'Kearney': 15.0, 'Mc Mullin': 19.4} | 140845.7656 | 33408.9453 | 23.72% | 107436.8203 | 76.28% | 6.8361 | 0.004854% | 74658.6014 | 53.01% | 22.2 | 24769.1836 | 17.59% | 105594.125 | 74.97% | 1 | 0 | 0% | 0 | 0% | 0 | 0% | 140845.7656 | 0 | 0% | 140845.7656 | 0 | 0% | 140845.7656 | 0 | 0% | 140845.7656 | 0 | 0% | 140845.7656 | 2231.5574 | 1.584% | 138614.2083
25 | Mc Mullin | SPGE | {'Kearney': 9.7, 'Helm': 10.4, 'West Fresno': 12.8, 'Cal Ave': 15.2, 'Schindler': 15.6, 'Malaga': 16.1, 'Gregg': 18.4, 'McCall': 19.4} | 180719.0156 | 68555.5859 | 37.93% | 112163.4297 | 62.07% | 24336.2383 | 13.47% | 137843.4492 | 76.28% | 9.2384 | 81289.2031 | 44.98% | 87862.7969 | 48.62% | 1 | 0 | 0% | 0 | 0% | 26519.459 | 14.67% | 154199.5566 | 13608.8398 | 7.53% | 167110.1758 | 13608.8398 | 7.53% | 167110.1758 | 32057.166 | 17.74% | 148661.8496 | 0 | 0% | 180719.0156 | 2575.6995 | 1.425% | 178143.3162
26 | Mendota | SPGE | {'Cheney': 7.3, 'Panoche': 8.2, 'Tranquility': 9.5, 'Newhall': 12.4, 'Oro Loma': 15.8, 'Helm': 18.0} | 180421.4531 | 76060.2812 | 42.16% | 104361.1719 | 57.84% | 16081.8057 | 8.913% | 157581.7412 | 87.34% | 7.2716 | 83777.8125 | 46.43% | 82268.0625 | 45.6% | 1 | 0 | 0% | 0 | 0% | 22541.8066 | 12.49% | 157879.6465 | 8893.2109 | 4.929% | 171528.2422 | 22830.4688 | 12.65% | 157590.9844 | 43033.2422 | 23.85% | 137388.2109 | 317.7649 | 0.1761% | 180103.6883 | 4705.2046 | 2.608% | 175716.2485
27 | Oro Loma | SPGE | {'Mendota': 15.8, 'Panoche': 16.6, 'Newhall': 18.1, 'Cheney': 18.8} | 173524.4062 | 90781.9375 | 52.32% | 82742.4688 | 47.68% | 12535.9961 | 7.224% | 150621.582 | 86.8% | 7.9377 | 90567.5391 | 52.19% | 62717.1523 | 36.14% | 0 | 0 | 0% | 0 | 0% | 18861.4473 | 10.87% | 154662.959 | 1737.2808 | 1.001% | 171787.1255 | 11343.5869 | 6.537% | 162180.8193 | 25332.9824 | 14.6% | 148191.4238 | 6195.5757 | 3.57% | 167328.8306 | 4839.0879 | 2.789% | 168685.3184
28 | Panoche | SPGE | {'Cheney': 3.1, 'Mendota': 8.2, 'Tranquility': 10.7, 'Oro Loma': 16.6} | 163382.2031 | 32012.8418 | 19.59% | 131369.3613 | 80.41% | 24358.5977 | 14.91% | 136528.5273 | 83.56% | 6.5695 | 37117.3516 | 22.72% | 94318.3203 | 57.73% | 1 | 0 | 0% | 0 | 0% | 36499.2344 | 22.34% | 126882.9688 | 16927.3027 | 10.36% | 146454.9004 | 41795.9141 | 25.58% | 121586.2891 | 56672.8672 | 34.69% | 106709.3359 | 17427.791 | 10.67% | 145954.4121 | 668.0215 | 0.4089% | 162714.1816
29 | Reedley | SPGE | {'Wahtoke': 4.3, 'Kingsburg': 14.0, 'McCall': 14.6, 'Sanger': 14.8} | 148674.6406 | 34701.1992 | 23.34% | 113973.4414 | 76.66% | 5745.4849 | 3.864% | 87171.4448 | 58.63% | 19.5573 | 49320.6172 | 33.17% | 64649.5 | 43.48% | 0 | 15579.2549 | 10.48% | 0 | 0% | 40043.4727 | 26.93% | 108631.168 | 30541.2793 | 20.54% | 118133.3613 | 43634.4102 | 29.35% | 105040.2305 | 57681.0547 | 38.8% | 90993.5859 | 15607.3154 | 10.5% | 133067.3252 | 4589.6973 | 3.087% | 144084.9434
30 | Sanger | SPGE | {'Malaga': 6.5, 'McCall': 6.8, 'Cal Ave': 8.5, 'Wahtoke': 10.8, 'West Fresno': 11.6, 'Reedley': 14.8, 'Kearney': 15.1, 'Kingsburg': 15.2, 'Gregg': 19.7} | 110371.1094 | 26171.8887 | 23.71% | 84199.2207 | 76.29% | 882.9762 | 0.8% | 52875.3949 | 47.91% | 24.1364 | 23168.9883 | 20.99% | 65059.8125 | 58.95% | 1 | 0 | 0% | 0 | 0% | 11791.1699 | 10.68% | 98579.9395 | 15649.9316 | 14.18% | 94721.1777 | 19458.9219 | 17.63% | 90912.1875 | 21628.8008 | 19.6% | 88742.3086 | 678.3232 | 0.6146% | 109692.7861 | 6182.0874 | 5.601% | 104189.022
31 | Schindler | SPGE | {'Cantua': 11.4, 'Helm': 13.2, 'Mc Mullin': 15.6, 'Henrietta': 17.2, 'Gates': 18.1, 'Tranquility': 19.7} | 188807.6719 | 85614.3047 | 45.34% | 103193.3672 | 54.66% | 47616.9531 | 25.22% | 138429.6875 | 73.32% | 6.0309 | 93057.7266 | 49.29% | 88013.3047 | 46.62% | 1 | 0 | 0% | 0 | 0% | 16869.9199 | 8.935% | 171937.752 | 480.2905 | 0.2544% | 188327.3813 | 3046.5852 | 1.614% | 185761.0867 | 19895.0645 | 10.54% | 168912.6074 | 0 | 0% | 188807.6719 | 914.3096 | 0.4843% | 187893.3622
32 | Wahtoke | SPGE | {'Reedley': 4.3, 'McCall': 10.4, 'Sanger': 10.8, 'Kingsburg': 11.4, 'Malaga': 16.1, 'Cal Ave': 18.7} | 141857.1875 | 35040.6445 | 24.7% | 106816.543 | 75.3% | 329.8633 | 0.2325% | 75681.9414 | 53.35% | 21.2173 | 42152.4688 | 29.71% | 79366.7031 | 55.95% | 0 | 737.6639 | 0.52% | 0 | 0% | 17218.4043 | 12.14% | 124638.7832 | 24189.1289 | 17.05% | 117668.0586 | 31827.8906 | 22.44% | 110029.2969 | 33325.8867 | 23.49% | 108531.3008 | 2172.4187 | 1.531% | 139684.7688 | 5547.4404 | 3.911% | 136309.7471
33 | West Fresno | SPGE | {'Cal Ave': 3.0, 'Kearney': 3.6, 'Malaga': 5.4, 'Gregg': 10.8, 'Sanger': 11.6, 'McCall': 12.4, 'Mc Mullin': 12.8, 'Borden': 16.8} | 91528.6484 | 26616.2773 | 29.08% | 64912.3711 | 70.92% | 1876.8518 | 2.051% | 52089.3162 | 56.91% | 21.9513 | 20920.5332 | 22.86% | 64572.6602 | 70.55% | 1 | 0 | 0% | 0 | 0% | 213.7584 | 0.2335% | 91314.8901 | 157.7859 | 0.1724% | 91370.8626 | 157.7859 | 0.1724% | 91370.8626 | 213.7584 | 0.2335% | 91314.8901 | 0 | 0% | 91528.6484 | 199.0921 | 0.2175% | 91329.5564
34 | Glenn | NORTHERN CALIFORNIA | {} | 165684.0469 | 22458.4668 | 13.55% | 143225.5801 | 86.45% | 21524.2891 | 12.99% | 117638.8672 | 71% | 10.9649 | 30574.7832 | 18.45% | 93914.1641 | 56.68% | 0 | 0 | 0% | 0 | 0% | 84825.1562 | 51.2% | 80858.8906 | 1003.385 | 0.6056% | 164680.6619 | 1676.1381 | 1.012% | 164007.9088 | 85655.6797 | 51.7% | 80028.3672 | 5040.2793 | 3.042% | 160643.7676 | 25372.3965 | 15.31% | 140311.6504
35 | Bridgeville | NORTHERN CALIFORNIA | {} | 72419.2266 | 5966.0884 | 8.238% | 66453.1382 | 91.76% | 26905.873 | 37.15% | 44624.6426 | 61.62% | 6 | 326.8219 | 0.4513% | 0 | 0% | 0 | 28689.1777 | 39.62% | 11261.8115 | 15.55% | 16400.9551 | 22.65% | 56018.2715 | 15240.8301 | 21.05% | 57178.3965 | 19145.9551 | 26.44% | 53273.2715 | 32283.0566 | 44.58% | 40136.1699 | 58031.2188 | 80.13% | 14388.0078 | 361.5145 | 0.4992% | 72057.7121
36 | Humboldt | NORTHERN CALIFORNIA | {} | 68022.3594 | 8899.4443 | 13.08% | 59122.915 | 86.92% | 24181.9121 | 35.55% | 30171.5645 | 44.36% | 16 | 5125.5991 | 7.535% | 0 | 0% | 0 | 40133.4883 | 59% | 0 | 0% | 3327.3801 | 4.892% | 64694.9792 | 28525.7637 | 41.94% | 39496.5957 | 35183.4883 | 51.72% | 32838.8711 | 36355.8398 | 53.45% | 31666.5195 | 34520.1094 | 50.75% | 33502.25 | 7413.9717 | 10.9% | 60608.3877
37 | El Centro | GREATER IMPERIAL | {'Imperial Valley': 11.9, 'High Line': 15.5} | 144855.1875 | 32825.9375 | 22.66% | 112029.25 | 77.34% | 2279.834 | 1.574% | 133240.4629 | 91.98% | 10.3456 | 27199.582 | 18.78% | 96123.0156 | 66.36% | 0 | 0 | 0% | 0 | 0% | 1964.8861 | 1.356% | 142890.3014 | 7680.3794 | 5.302% | 137174.8081 | 7680.3794 | 5.302% | 137174.8081 | 9645.2656 | 6.659% | 135209.9219 | 0 | 0% | 144855.1875 | 10379.8486 | 7.166% | 134475.3389
38 | High Line | GREATER IMPERIAL | {'El Centro': 15.5} | 85104.8516 | 10926.9053 | 12.84% | 74177.9463 | 87.16% | 12867.3096 | 15.12% | 68355.2686 | 80.32% | 8.5881 | 9400.6523 | 11.05% | 57640.8438 | 67.73% | 0 | 0 | 0% | 0 | 0% | 0 | 0% | 85104.8516 | 23368.7793 | 27.46% | 61736.0723 | 23368.7793 | 27.46% | 61736.0723 | 23368.7793 | 27.46% | 61736.0723 | 5803.3057 | 6.819% | 79301.5459 | 5364.1025 | 6.303% | 79740.749
39 | Imperial Valley | GREATER IMPERIAL | {'El Centro': 11.9, 'Ocotillo': 19.2} | 73437.7812 | 13865.4717 | 18.88% | 59572.3096 | 81.12% | 1773.7336 | 2.415% | 57767.7 | 78.66% | 10.9412 | 10107.4092 | 13.76% | 39939.0195 | 54.38% | 0 | 0 | 0% | 0 | 0% | 0 | 0% | 73437.7812 | 13908.4873 | 18.94% | 59529.2939 | 16997.3555 | 23.15% | 56440.4258 | 16997.3555 | 23.15% | 56440.4258 | 543.407 | 0.74% | 72894.3742 | 6477.2407 | 8.82% | 66960.5405
40 | El Segundo | GREATER LA METRO | {'Chevmain': 1.2, 'El Nido': 3.0, 'Redondo': 4.6, 'La Fresa': 5.8, 'La Cienega': 6.9, 'Arcogen': 12.1, 'Hinson': 13.1, 'Harborgen': 14.4, 'Lighthipe': 14.4, 'Long Beach': 15.0, 'Laguna Bell': 16.5, 'Center': 18.3, 'Del Amo': 19.2} | 370.344 | 143.2205 | 38.67% | 227.1235 | 61.33% | 11.5365 | 3.115% | 20.0141 | 5.404% | 10.0673 | 0 | 0% | 0 | 0% | 0 | 67.9068 | 18.34% | 0 | 0% | 10.7529 | 2.903% | 359.5911 | 113.7204 | 30.71% | 256.6236 | 204.9119 | 55.33% | 165.4321 | 215.6648 | 58.23% | 154.6792 | 0 | 0% | 370.344 | 0.64248 | 0.1735% | 369.7015
41 | Arco | SPGE | {'Avenal': 18.0} | 177551.0625 | 24524.2559 | 13.81% | 153026.8066 | 86.19% | 31267.2637 | 17.61% | 139540.5957 | 78.59% | 7.2024 | 30108.043 | 16.96% | 56487.3477 | 31.81% | 0 | 877.5513 | 0.4943% | 0 | 0% | 120240.5156 | 67.72% | 57310.5469 | 8763.7354 | 4.936% | 168787.3271 | 20161.9668 | 11.36% | 157389.0957 | 126109.4375 | 71.03% | 51441.625 | 4536.7891 | 2.555% | 173014.2734 | 3131.2974 | 1.764% | 174419.7651
42 | Bakersfield | SPGE | {'Westpark': 2.2, 'Columbus': 3.7, 'Kern Oil': 3.8, 'Rosedale': 4.2, 'Sycamore': 4.6, 'Magunden': 5.0, 'Kern Power': 5.3, 'Stockdale': 6.0, 'California Water': 6.3, '7th Standard': 8.0, 'Tevis': 8.4, 'Renfro': 9.0, 'Regulus': 10.1, 'Lamont': 10.2, 'Lerdo': 11.4, 'Poso Mountain': 12.2, 'Grimway': 12.6, 'Rio Bravo': 14.9, 'Tupman': 15.2, 'Norco': 18.6, 'Shafter': 19.7} | 84246.0234 | 18144.3574 | 21.54% | 66101.666 | 78.46% | 861.6021 | 1.023% | 69471.8432 | 82.46% | 18.6165 | 4813.4775 | 5.714% | 26918.166 | 31.95% | 1 | 2134.874 | 2.534% | 0 | 0% | 37405.6484 | 44.4% | 46840.375 | 8743.2744 | 10.38% | 75502.749 | 17582.7266 | 20.87% | 66663.2969 | 42234.2539 | 50.13% | 42011.7695 | 6053.0215 | 7.185% | 78193.002 | 963.6044 | 1.144% | 83282.419
43 | Charca | SPGE | {'Semitropic': 6.3, 'Shafter': 6.5, 'Smyrna': 10.5, 'Rio Bravo': 12.0, 'Lerdo': 12.3, 'Goose Lake': 14.3, 'Midway': 15.8, '7th Standard': 16.0, 'Renfro': 17.7, 'Tupman': 17.8} | 171526.8594 | 17761.7383 | 10.36% | 153765.1211 | 89.64% | 19663.1562 | 11.46% | 144629.1094 | 84.32% | 8.8311 | 27763.0762 | 16.19% | 135396.8281 | 78.94% | 1 | 0 | 0% | 0 | 0% | 46665.2266 | 27.21% | 124861.6328 | 112.8539 | 0.06579% | 171414.0055 | 23372.8887 | 13.63% | 148153.9707 | 64219.3359 | 37.44% | 107307.5234 | 194.3945 | 0.1133% | 171332.4649 | 1307.5645 | 0.7623% | 170219.2949
44 | Columbus | SPGE | {'California Water': 2.7, 'Magunden': 2.8, 'Bakersfield': 3.7, 'Sycamore': 4.7, 'Kern Oil': 5.4, 'Westpark': 5.9, 'Rosedale': 7.9, 'Regulus': 8.2, 'Lamont': 8.3, 'Kern Power': 9.0, 'Stockdale': 9.1, 'Poso Mountain': 11.1, '7th Standard': 11.2, 'Grimway': 11.3, 'Tevis': 12.0, 'Renfro': 12.7, 'Lerdo': 13.9, 'Rio Bravo': 18.3, 'Tupman': 18.9} | 102822.0078 | 14861.5508 | 14.45% | 87960.457 | 85.55% | 12768.9424 | 12.42% | 79947.5967 | 77.75% | 10.6208 | 2721.6072 | 2.647% | 22727.5723 | 22.1% | 1 | 24231.7148 | 23.57% | 0 | 0% | 61571.3828 | 59.88% | 41250.625 | 18061.8633 | 17.57% | 84760.1445 | 27273.9902 | 26.53% | 75548.0176 | 64589.3242 | 62.82% | 38232.6836 | 23131.5938 | 22.5% | 79690.4141 | 1870.722 | 1.819% | 100951.2858
45 | Elk Hills | SPGE | {'Norco': 5.6, 'Taft': 8.6, 'Tupman': 10.7, 'Midway': 13.0, 'Tevis': 15.4, 'Rio Bravo': 16.3, 'Renfro': 16.4, 'Stockdale': 18.5, 'Kern Power': 19.0, 'Rosedale': 19.8} | 109959.0938 | 5744.4443 | 5.224% | 104214.6494 | 94.78% | 54493.4219 | 49.56% | 53203.4062 | 48.38% | 5.25 | 25663.4414 | 23.34% | 21825.7207 | 19.85% | 1 | 0 | 0% | 0 | 0% | 40950.457 | 37.24% | 69008.6367 | 67796.5938 | 61.66% | 42162.5 | 99631 | 90.61% | 10328.0938 | 101117.8125 | 91.96% | 8841.2812 | 844.7073 | 0.7682% | 109114.3864 | 9360.4014 | 8.513% | 100598.6924
46 | Goose Lake | SPGE | {'Semitropic': 8.0, 'Smyrna': 10.6, 'Kernridge': 14.2, 'Charca': 14.3, 'Midway': 15.4, 'Shafter': 15.9, 'Temblor': 16.5} | 136463.1406 | 14008.0869 | 10.27% | 122455.0537 | 89.73% | 17093.2793 | 12.53% | 113537.3301 | 83.2% | 8.2861 | 36394.1055 | 26.67% | 68658.7656 | 50.31% | 1 | 0 | 0% | 0 | 0% | 51649.9609 | 37.85% | 84813.1797 | 17701.7363 | 12.97% | 118761.4043 | 65376.2812 | 47.91% | 71086.8594 | 93089.0781 | 68.22% | 43374.0625 | 84.5065 | 0.06193% | 136378.6342 | 9905.2715 | 7.259% | 126557.8691
47 | Kernridge | SPGE | {'Temblor': 4.8, 'Caliente': 10.9, 'Goose Lake': 14.2, 'Midway': 16.4, 'Carrizo Plains': 17.5, 'Solar SS': 18.5} | 144565.3125 | 28375.3477 | 19.63% | 116189.9648 | 80.37% | 30301.248 | 20.96% | 111815.7207 | 77.35% | 6.4222 | 3339.158 | 2.31% | 43327.1367 | 29.97% | 1 | 0 | 0% | 0 | 0% | 73570.0469 | 50.89% | 70995.2656 | 11879.4414 | 8.217% | 132685.8711 | 40035.9688 | 27.69% | 104529.3438 | 100084.1562 | 69.23% | 44481.1562 | 21874.8301 | 15.13% | 122690.4824 | 635.2205 | 0.4394% | 143930.092
48 | Lamont | SPGE | {'Regulus': 0.1, 'Grimway': 3.4, 'Magunden': 5.6, 'Columbus': 8.3, 'California Water': 8.9, 'Bakersfield': 10.2, 'Westpark': 11.4, 'Stockdale': 11.7, 'Sycamore': 13.0, 'Rosedale': 13.4, 'Kern Oil': 13.4, 'Kern Power': 14.5, 'Tevis': 15.2, 'Wheeler Ridge': 15.7, '7th Standard': 18.1, 'Renfro': 18.2, 'Poso Mountain': 18.9} | 116337.7266 | 18212.0059 | 15.65% | 98125.7207 | 84.35% | 9861.9014 | 8.477% | 97007.6221 | 83.38% | 10.294 | 10899.6357 | 9.369% | 63926.9922 | 54.95% | 1 | 11153.5186 | 9.587% | 0 | 0% | 32876.5352 | 28.26% | 83461.1914 | 14853.7393 | 12.77% | 101483.9873 | 26013.9004 | 22.36% | 90323.8262 | 44787.8203 | 38.5% | 71549.9062 | 15899.3584 | 13.67% | 100438.3682 | 2266.2788 | 1.948% | 114071.4478
49 | Lerdo | SPGE | {'7th Standard': 4.3, 'Rio Bravo': 7.3, 'Renfro': 7.8, 'Kern Oil': 8.5, 'Kern Power': 8.9, 'Shafter': 9.4, 'Rosedale': 9.5, 'Sycamore': 9.7, 'Westpark': 10.8, 'Bakersfield': 11.4, 'Poso Mountain': 11.7, 'Tupman': 12.1, 'Charca': 12.3, 'Tevis': 12.5, 'Stockdale': 13.5, 'Columbus': 13.9, 'California Water': 15.1, 'Magunden': 16.1, 'Norco': 17.2, 'Semitropic': 17.5, 'Midway': 18.2} | 144987.3906 | 31294.5977 | 21.58% | 113692.793 | 78.42% | 11681.1055 | 8.057% | 121694.0508 | 83.93% | 11.5659 | 6592.6641 | 4.547% | 90880.4844 | 62.68% | 1 | 453.8827 | 0.313% | 0 | 0% | 42628.3828 | 29.4% | 102359.0078 | 1400.0673 | 0.9656% | 143587.3234 | 13610.6045 | 9.387% | 131376.7861 | 48450.2734 | 33.42% | 96537.1172 | 3342.2454 | 2.305% | 141645.1453 | 1647.2051 | 1.136% | 143340.1855
50 | Magunden | SPGE | {'Columbus': 2.8, 'California Water': 4.4, 'Bakersfield': 5.0, 'Regulus': 5.5, 'Lamont': 5.6, 'Westpark': 6.7, 'Sycamore': 7.4, 'Kern Oil': 7.8, 'Grimway': 8.6, 'Stockdale': 8.8, 'Rosedale': 8.9, 'Kern Power': 10.0, 'Tevis': 12.0, '7th Standard': 13.0, 'Poso Mountain': 13.8, 'Renfro': 13.8, 'Lerdo': 16.1, 'Wheeler Ridge': 19.0, 'Tupman': 19.7, 'Rio Bravo': 19.9} | 101974.0312 | 11163.0684 | 10.95% | 90810.9629 | 89.05% | 9216.1631 | 9.038% | 81966.4932 | 80.38% | 11.2346 | 5573.1606 | 5.465% | 37694.4727 | 36.96% | 1 | 14804.3164 | 14.52% | 0 | 0% | 48819.2148 | 47.87% | 53154.8164 | 17622.4609 | 17.28% | 84351.5703 | 29042.0137 | 28.48% | 72932.0176 | 56865.1367 | 55.76% | 45108.8945 | 16543.4258 | 16.22% | 85430.6055 | 979.317 | 0.9604% | 100994.7143
51 | Midway | SPGE | {'Shafter': 10.7, 'Tupman': 10.8, 'Rio Bravo': 11.1, 'Norco': 11.5, 'Elk Hills': 13.0, 'Semitropic': 13.6, 'Temblor': 13.8, 'Goose Lake': 15.4, 'Charca': 15.8, 'Renfro': 16.3, 'Kernridge': 16.4, 'Lerdo': 18.2, '7th Standard': 18.3, 'Taft': 18.6, 'Tevis': 19.1} | 152470.2969 | 16497.4785 | 10.82% | 135972.8184 | 89.18% | 34667.6914 | 22.74% | 111935.5898 | 73.41% | 9.5657 | 27855.5762 | 18.27% | 78006.625 | 51.16% | 1 | 0 | 0% | 0 | 0% | 23486.4863 | 15.4% | 128983.8105 | 26189.5156 | 17.18% | 126280.7812 | 96706.1562 | 63.43% | 55764.1406 | 101969.7109 | 66.88% | 50500.5859 | 893.5588 | 0.5861% | 151576.7381 | 9529.918 | 6.25% | 142940.3789
52 | Norco | SPGE | {'Tupman': 5.2, 'Elk Hills': 5.6, 'Tevis': 10.4, 'Renfro': 10.8, 'Rio Bravo': 11.1, 'Midway': 11.5, 'Kern Power': 13.6, 'Stockdale': 13.8, 'Taft': 14.2, 'Rosedale': 14.5, '7th Standard': 14.6, 'Shafter': 15.7, 'Westpark': 16.3, 'Lerdo': 17.2, 'Bakersfield': 18.6, 'Kern Oil': 19.5} | 151295.4531 | 8494.3711 | 5.614% | 142801.082 | 94.39% | 51457.6445 | 34.01% | 91493.8242 | 60.47% | 8.8326 | 31879.9062 | 21.07% | 49767.0234 | 32.89% | 1 | 0 | 0% | 0 | 0% | 45293.5234 | 29.94% | 106001.9297 | 83522.9766 | 55.21% | 67772.4766 | 129714.0938 | 85.74% | 21581.3594 | 131235.3906 | 86.74% | 20060.0625 | 1301.7104 | 0.8604% | 149993.7427 | 17876.2539 | 11.82% | 133419.1992
53 | Rio Bravo | SPGE | {'Shafter': 5.9, 'Tupman': 6.1, 'Renfro': 6.6, 'Lerdo': 7.3, '7th Standard': 7.3, 'Kern Power': 10.2, 'Midway': 11.1, 'Norco': 11.1, 'Rosedale': 11.2, 'Tevis': 11.3, 'Charca': 12.0, 'Westpark': 13.3, 'Kern Oil': 13.5, 'Stockdale': 13.9, 'Semitropic': 14.8, 'Bakersfield': 14.9, 'Sycamore': 15.2, 'Elk Hills': 16.3, 'Columbus': 18.3, 'Poso Mountain': 18.9, 'Magunden': 19.9} | 158772.1875 | 16738.7109 | 10.54% | 142033.4766 | 89.46% | 15612.999 | 9.834% | 129348.1104 | 81.47% | 12.5778 | 18831.6816 | 11.86% | 105692.125 | 66.57% | 1 | 0 | 0% | 0 | 0% | 27618.4961 | 17.4% | 131153.6914 | 21328.8887 | 13.43% | 137443.2988 | 56651.8867 | 35.68% | 102120.3008 | 65436.2852 | 41.21% | 93335.9023 | 0 | 0% | 158772.1875 | 17984.7871 | 11.33% | 140787.4004
54 | Rosedale | SPGE | {'Kern Power': 1.1, 'Westpark': 2.1, 'Bakersfield': 4.2, 'Stockdale': 4.2, 'Renfro': 4.9, 'Tevis': 4.9, '7th Standard': 5.3, 'Kern Oil': 5.4, 'Sycamore': 7.2, 'Columbus': 7.9, 'Magunden': 8.9, 'Lerdo': 9.5, 'California Water': 10.5, 'Tupman': 11.0, 'Rio Bravo': 11.2, 'Regulus': 13.3, 'Lamont': 13.4, 'Poso Mountain': 14.3, 'Norco': 14.5, 'Grimway': 15.2, 'Shafter': 16.5, 'Elk Hills': 19.8} | 94174.1328 | 15463.7695 | 16.42% | 78710.3633 | 83.58% | 1566.9208 | 1.664% | 78948.6027 | 83.83% | 17.1289 | 7584.3745 | 8.054% | 43805.9961 | 46.52% | 1 | 0 | 0% | 0 | 0% | 33121.8359 | 35.17% | 61052.2969 | 13985.0566 | 14.85% | 80189.0762 | 31963.3848 | 33.94% | 62210.748 | 47344.0742 | 50.27% | 46830.0586 | 760.322 | 0.8074% | 93413.8108 | 7924.2183 | 8.414% | 86249.9146
55 | Semitropic | SPGE | {'Charca': 6.3, 'Goose Lake': 8.0, 'Smyrna': 8.1, 'Shafter': 9.0, 'Midway': 13.6, 'Rio Bravo': 14.8, 'Lerdo': 17.5, 'Tupman': 19.4} | 156015.5469 | 19062.4023 | 12.22% | 136953.1445 | 87.78% | 16836.7578 | 10.79% | 132680.3203 | 85.04% | 8.5353 | 45853.0117 | 29.39% | 93336.8516 | 59.83% | 1 | 0 | 0% | 0 | 0% | 36284.6055 | 23.26% | 119730.9414 | 5037.6582 | 3.229% | 150977.8887 | 50630.625 | 32.45% | 105384.9219 | 79657.375 | 51.06% | 76358.1719 | 84.5065 | 0.05417% | 155931.0404 | 8820.0586 | 5.653% | 147195.4883
56 | Shafter | SPGE | {'Rio Bravo': 5.9, 'Charca': 6.5, 'Semitropic': 9.0, 'Lerdo': 9.4, 'Midway': 10.7, 'Tupman': 11.3, '7th Standard': 11.7, 'Renfro': 12.3, 'Kern Power': 15.5, 'Norco': 15.7, 'Goose Lake': 15.9, 'Smyrna': 16.1, 'Rosedale': 16.5, 'Tevis': 17.1, 'Kern Oil': 17.5, 'Westpark': 18.4, 'Sycamore': 18.9, 'Stockdale': 19.6, 'Bakersfield': 19.7} | 170773.4219 | 20670.5703 | 12.1% | 150102.8516 | 87.9% | 20213.748 | 11.84% | 140656.0957 | 82.36% | 9.4057 | 29054.2324 | 17.01% | 128020.6094 | 74.97% | 1 | 0 | 0% | 0 | 0% | 28348.8379 | 16.6% | 142424.584 | 2876.8362 | 1.685% | 167896.5857 | 40489.9102 | 23.71% | 130283.5117 | 63608.1523 | 37.25% | 107165.2695 | 0 | 0% | 170773.4219 | 4499.1689 | 2.635% | 166274.2529
57 | Smyrna | SPGE | {'Semitropic': 8.1, 'Charca': 10.5, 'Goose Lake': 10.6, 'Olive': 12.5, 'Shafter': 16.1, 'Alpaugh': 17.0} | 116411.5312 | 29778.0273 | 25.58% | 86633.5039 | 74.42% | 15100.7363 | 12.97% | 92885.4277 | 79.79% | 9.6943 | 47389.582 | 40.71% | 54936.8477 | 47.19% | 1 | 0 | 0% | 0 | 0% | 28627.9688 | 24.59% | 87783.5625 | 2873.2202 | 2.468% | 113538.311 | 27145.2109 | 23.32% | 89266.3203 | 54061.25 | 46.44% | 62350.2812 | 314.1572 | 0.2699% | 116097.374 | 4717.5752 | 4.052% | 111693.9561
58 | Stockdale | SPGE | {'Tevis': 3.5, 'Rosedale': 4.2, 'Westpark': 4.2, 'Kern Power': 4.7, 'Bakersfield': 6.0, 'Renfro': 7.3, 'Magunden': 8.8, 'Kern Oil': 8.9, 'Columbus': 9.1, '7th Standard': 9.2, 'Sycamore': 10.3, 'Regulus': 11.6, 'Lamont': 11.7, 'Tupman': 11.7, 'California Water': 11.9, 'Grimway': 12.6, 'Lerdo': 13.5, 'Norco': 13.8, 'Rio Bravo': 13.9, 'Wheeler Ridge': 16.6, 'Poso Mountain': 17.8, 'Elk Hills': 18.5, 'Shafter': 19.6} | 92111.5312 | 16572.0449 | 17.99% | 75539.4863 | 82.01% | 7043.7368 | 7.647% | 69225.0288 | 75.15% | 18.7877 | 16249.6133 | 17.64% | 47954.6992 | 52.06% | 1 | 0 | 0% | 0 | 0% | 20929.5137 | 22.72% | 71182.0176 | 17165.3125 | 18.64% | 74946.2188 | 39839.0977 | 43.25% | 52272.4336 | 42741.9492 | 46.4% | 49369.582 | 494.2108 | 0.5365% | 91617.3205 | 7796.6235 | 8.464% | 84314.9077
59 | Taft | SPGE | {'Elk Hills': 8.6, 'Norco': 14.2, 'Midway': 18.6, 'Tupman': 19.2} | 31774.2598 | 1313.8907 | 4.135% | 30460.369 | 95.86% | 14553.4639 | 45.8% | 16231.7588 | 51.08% | 5.2553 | 5806.6626 | 18.27% | 2320.0881 | 7.302% | 1 | 0 | 0% | 0 | 0% | 15618.5801 | 49.15% | 16155.6797 | 17104.6973 | 53.83% | 14669.5625 | 27478.6641 | 86.48% | 4295.5957 | 29981.543 | 94.36% | 1792.7168 | 286.1572 | 0.9006% | 31488.1026 | 102.0971 | 0.3213% | 31672.1626
60 | Temblor | SPGE | {'Kernridge': 4.8, 'Caliente': 12.5, 'Midway': 13.8, 'Goose Lake': 16.5, 'Carrizo Plains': 19.4} | 109869.4062 | 28695.1367 | 26.12% | 81174.2695 | 73.88% | 18640.3477 | 16.97% | 88575.3555 | 80.62% | 6.5944 | 1450.9736 | 1.321% | 29114.1016 | 26.5% | 1 | 0 | 0% | 0 | 0% | 35488.8086 | 32.3% | 74380.5977 | 16255.2803 | 14.8% | 93614.126 | 36825.8555 | 33.52% | 73043.5508 | 65303.918 | 59.44% | 44565.4883 | 13290.7412 | 12.1% | 96578.665 | 276.6627 | 0.2518% | 109592.7436
61 | Tupman | SPGE | {'Norco': 5.2, 'Rio Bravo': 6.1, 'Renfro': 6.4, 'Tevis': 8.3, '7th Standard': 9.8, 'Kern Power': 9.9, 'Elk Hills': 10.7, 'Midway': 10.8, 'Rosedale': 11.0, 'Shafter': 11.3, 'Stockdale': 11.7, 'Lerdo': 12.1, 'Westpark': 13.1, 'Bakersfield': 15.2, 'Kern Oil': 15.3, 'Sycamore': 17.2, 'Charca': 17.8, 'Columbus': 18.9, 'Taft': 19.2, 'Semitropic': 19.4, 'Magunden': 19.7} | 146270.3594 | 14057.4736 | 9.611% | 132212.8857 | 90.39% | 24584.3184 | 16.81% | 109376.2129 | 74.78% | 11.7953 | 24357.2266 | 16.65% | 65321.0156 | 44.66% | 1 | 0 | 0% | 0 | 0% | 40282.7109 | 27.54% | 105987.6484 | 54835.4805 | 37.49% | 91434.8789 | 95813.3516 | 65.5% | 50457.0078 | 98552.4219 | 67.38% | 47717.9375 | 930.2788 | 0.636% | 145340.0806 | 19127.9043 | 13.08% | 127142.4551
62 | Westpark | SPGE | {'Rosedale': 2.1, 'Bakersfield': 2.2, 'Kern Power': 3.2, 'Stockdale': 4.2, 'Kern Oil': 4.7, 'Columbus': 5.9, 'Sycamore': 6.1, 'Tevis': 6.3, 'Magunden': 6.7, '7th Standard': 6.8, 'Renfro': 7.0, 'California Water': 8.5, 'Lerdo': 10.8, 'Regulus': 11.3, 'Lamont': 11.4, 'Tupman': 13.1, 'Rio Bravo': 13.3, 'Grimway': 13.4, 'Poso Mountain': 13.6, 'Norco': 16.3, 'Shafter': 18.4, 'Wheeler Ridge': 20.0} | 86368.6719 | 15356.8008 | 17.78% | 71011.8711 | 82.22% | 745.8389 | 0.8636% | 69630.6455 | 80.62% | 18.8242 | 7075.4292 | 8.192% | 36625.0859 | 42.41% | 1 | 0 | 0% | 0 | 0% | 33247.4023 | 38.49% | 53121.2695 | 10767.4961 | 12.47% | 75601.1758 | 24150.5664 | 27.96% | 62218.1055 | 42487.2461 | 49.19% | 43881.4258 | 2259.0845 | 2.616% | 84109.5874 | 4123.4629 | 4.774% | 82245.209
63 | Wheeler Ridge | SPGE | {'Grimway': 12.7, 'Pastoria': 13.0, 'Lamont': 15.7, 'Regulus': 15.7, 'Stockdale': 16.6, 'Tevis': 18.1, 'Magunden': 19.0, 'Westpark': 20.0} | 168015.9062 | 17080.0742 | 10.17% | 150935.832 | 89.83% | 19920.4961 | 11.86% | 142944.082 | 85.08% | 7.4793 | 23358.8516 | 13.9% | 113767.6641 | 67.71% | 1 | 3762.9312 | 2.24% | 0 | 0% | 24240.4531 | 14.43% | 143775.4531 | 37696.9961 | 22.44% | 130318.9102 | 58295.9219 | 34.7% | 109719.9844 | 64435.543 | 38.35% | 103580.3633 | 5089.208 | 3.029% | 162926.6982 | 3258.8174 | 1.94% | 164757.0889
64 | Kern Oil | SPGE | {'Sycamore': 1.9, 'Bakersfield': 3.8, 'Westpark': 4.7, 'Columbus': 5.4, 'Rosedale': 5.4, 'Kern Power': 6.0, '7th Standard': 6.2, 'California Water': 6.9, 'Magunden': 7.8, 'Lerdo': 8.5, 'Stockdale': 8.9, 'Poso Mountain': 8.9, 'Renfro': 8.9, 'Tevis': 10.3, 'Regulus': 13.3, 'Lamont': 13.4, 'Rio Bravo': 13.5, 'Tupman': 15.3, 'Grimway': 16.1, 'Shafter': 17.5, 'Norco': 19.5} | 104039.7734 | 25080.7852 | 24.11% | 78958.9883 | 75.89% | 5943.0371 | 5.712% | 88297.9941 | 84.87% | 12.6854 | 2503.5435 | 2.406% | 23406.6855 | 22.5% | 1 | 16918.9082 | 16.26% | 0 | 0% | 56496.8594 | 54.3% | 47542.9141 | 7988.2568 | 7.678% | 96051.5166 | 12169.7471 | 11.7% | 91870.0264 | 56535.4414 | 54.34% | 47504.332 | 11647.6592 | 11.2% | 92392.1143 | 2386.3911 | 2.294% | 101653.3823
65 | Inyokern | GREATER KRAMER | {} | 8799.8535 | 2470.7124 | 28.08% | 6329.1411 | 71.92% | 212.9815 | 2.42% | 6147.4731 | 69.86% | 19.4585 | 1.974 | 0.02243% | 0 | 0% | 1 | 0 | 0% | 0 | 0% | 5073.4395 | 57.65% | 3726.4141 | 1904.0061 | 21.64% | 6895.8474 | 617.9697 | 7.023% | 8181.8838 | 5541.3076 | 62.97% | 3258.5459 | 3206.1628 | 36.43% | 5593.6907 | 0.23208 | 0.002637% | 8799.6214
66 | Pastoria | GREATER TEHACHAPI | {'Bailey': 11.6, 'Wheeler Ridge': 13.0} | 78992.8203 | 1574.9155 | 1.994% | 77417.9048 | 98.01% | 22974.6094 | 29.08% | 52648.5938 | 66.65% | 6.3765 | 4662.187 | 5.902% | 26922.5117 | 34.08% | 0 | 18533.373 | 23.46% | 0 | 0% | 48975.5156 | 62% | 30017.3047 | 35114.2344 | 44.45% | 43878.5859 | 36396.3711 | 46.08% | 42596.4492 | 54557.6172 | 69.07% | 24435.2031 | 20091.6523 | 25.43% | 58901.168 | 1256.7892 | 1.591% | 77736.0311
67 | Ransburg | GREATER KRAMER | {} | 5161.7681 | 1832.0874 | 35.49% | 3329.6807 | 64.51% | 103.2868 | 2.001% | 2470.3421 | 47.86% | 16.6173 | 0 | 0% | 0 | 0% | 0 | 0 | 0% | 0 | 0% | 2223.895 | 43.08% | 2937.873 | 1.325 | 0.02567% | 5160.4431 | 0 | 0% | 5161.7681 | 2225.2202 | 43.11% | 2936.5479 | 2949.2273 | 57.14% | 2212.5408 | 0 | 0% | 5161.7681
68 | Sycamore | SPGE | {'Kern Oil': 1.9, 'Bakersfield': 4.6, 'Columbus': 4.7, 'California Water': 5.5, 'Westpark': 6.1, 'Rosedale': 7.2, 'Magunden': 7.4, 'Poso Mountain': 7.6, 'Kern Power': 7.8, '7th Standard': 8.0, 'Lerdo': 9.7, 'Stockdale': 10.3, 'Renfro': 10.8, 'Tevis': 12.0, 'Regulus': 12.9, 'Lamont': 13.0, 'Rio Bravo': 15.2, 'Grimway': 15.9, 'Tupman': 17.2, 'Shafter': 18.9} | 113999.1875 | 27928.416 | 24.5% | 86070.7715 | 75.5% | 15130.0234 | 13.27% | 89708.5547 | 78.69% | 11.7983 | 2391.1421 | 2.098% | 16132.7285 | 14.15% | 0 | 31860.0449 | 27.95% | 0 | 0% | 68682.7812 | 60.25% | 45316.4062 | 13480.0596 | 11.82% | 100519.1279 | 21582.5234 | 18.93% | 92416.6641 | 68721.3672 | 60.28% | 45277.8203 | 22677.1797 | 19.89% | 91322.0078 | 2551.3357 | 2.238% | 111447.8518
69 | Avenal | SPGE | {'Gates': 11.2, 'Arco': 18.0} | 138326.0312 | 22198.293 | 16.05% | 116127.7383 | 83.95% | 58916.7969 | 42.59% | 75331.6562 | 54.46% | 7.2163 | 22541.9258 | 16.3% | 24507.8613 | 17.72% | 0 | 21.8782 | 0.01582% | 0 | 0% | 69418.4922 | 50.18% | 68907.5391 | 1032.731 | 0.7466% | 137293.3003 | 25210.5371 | 18.23% | 113115.4941 | 89833.3281 | 64.94% | 48492.7031 | 39597.8633 | 28.63% | 98728.168 | 430.2623 | 0.311% | 137895.769
70 | Corcoran | SPGE | {'Alpaugh': 11.5, 'GWF Hanford Sw Sta': 12.2, 'Olive': 15.9, 'Leprino Jct': 17.9} | 183402.8594 | 92241.6719 | 50.29% | 91161.1875 | 49.71% | 50066.1445 | 27.3% | 126834.2461 | 69.16% | 6.885 | 93711.9688 | 51.1% | 66484.6562 | 36.25% | 1 | 0 | 0% | 0 | 0% | 16491.8438 | 8.992% | 166911.0156 | 4291.2534 | 2.34% | 179111.606 | 21003.1973 | 11.45% | 162399.6621 | 35266.0039 | 19.23% | 148136.8555 | 0 | 0% | 183402.8594 | 9965.4688 | 5.434% | 173437.3906
71 | Henrietta | SPGE | {'Leprino Jct': 3.9, 'Gates': 14.2, 'GWF Hanford Sw Sta': 14.4, 'Schindler': 17.2} | 151024.5312 | 60043.207 | 39.76% | 90981.3242 | 60.24% | 33929.1992 | 22.47% | 88708.1445 | 58.74% | 8.6681 | 81688.7734 | 54.09% | 55584.7695 | 36.81% | 1 | 0 | 0% | 0 | 0% | 22680.6953 | 15.02% | 128343.8359 | 2364.1997 | 1.565% | 148660.3315 | 3807.2275 | 2.521% | 147217.3037 | 24023.0684 | 15.91% | 127001.4629 | 0 | 0% | 151024.5312 | 3530.9893 | 2.338% | 147493.542
72 | Eagle Rock (PGE) | NORTHERN CALIFORNIA | {'Geysers': 6.0, 'Cloverdale': 11.0, 'Hopland': 17.6} | 97716.5781 | 4420.4131 | 4.524% | 93296.165 | 95.48% | 12684.1836 | 12.98% | 70509.2305 | 72.16% | 9.9944 | 6561.0918 | 6.714% | 4013.135 | 4.107% | 0 | 19464.498 | 19.92% | 68388.6016 | 69.99% | 58973.6406 | 60.35% | 38742.9375 | 53510.0391 | 54.76% | 44206.5391 | 72110.6953 | 73.8% | 25605.8828 | 91398.1719 | 93.53% | 6318.4062 | 33843.4805 | 34.63% | 63873.0977 | 1720.4294 | 1.761% | 95996.1487
73 | Antelope | GREATER TEHACHAPI | {'Whirlwind': 14.1, 'Vincent': 17.3} | 122432.3594 | 53418.6367 | 43.63% | 69013.7227 | 56.37% | 6035.458 | 4.93% | 27586.9521 | 22.53% | 58.5 | 2431.9238 | 1.986% | 2168.0442 | 1.771% | 0 | 15184.8955 | 12.4% | 34452.4766 | 28.14% | 2265.7651 | 1.851% | 120166.5942 | 38505.2617 | 31.45% | 83927.0977 | 40174.1914 | 32.81% | 82258.168 | 48500.207 | 39.61% | 73932.1523 | 19168.5039 | 15.66% | 103263.8555 | 3908.9822 | 3.193% | 118523.3772
74 | Arcogen | GREATER LA METRO | {'Hinson': 1.2, 'Harborgen': 2.8, 'Long Beach': 3.7, 'Lighthipe': 5.9, 'La Fresa': 6.3, 'Redondo': 8.6, 'Del Amo': 8.7, 'Alamitos': 9.1, 'El Nido': 9.2, 'Chevmain': 10.9, 'Center': 11.0, 'El Segundo': 12.1, 'Laguna Bell': 12.2, 'La Cienega': 14.8, 'Barre': 15.1, 'Mesa (SCE)': 17.0, 'Huntington Beach': 19.3, 'Ellis': 19.5, 'Lewis': 19.8} | 5346.019 | 2167.4124 | 40.54% | 3178.6067 | 59.46% | 909.7061 | 17.02% | 2903.6855 | 54.31% | 41 | 0 | 0% | 0 | 0% | 0 | 42.7324 | 0.7993% | 0 | 0% | 0.87922 | 0.01645% | 5345.1398 | 147.0464 | 2.751% | 5198.9727 | 3167.2759 | 59.25% | 2178.7432 | 3168.155 | 59.26% | 2177.864 | 0 | 0% | 5346.019 | 11.27 | 0.2108% | 5334.749
75 | Bailey | GREATER TEHACHAPI | {'Pastoria': 11.6} | 73535.9453 | 1946.8896 | 2.648% | 71589.0557 | 97.35% | 34698.8516 | 47.19% | 32020.1562 | 43.54% | 6.3198 | 1045.2118 | 1.421% | 854.9182 | 1.163% | 0 | 64867.1836 | 88.21% | 0 | 0% | 43212.8633 | 58.76% | 30323.082 | 42012.082 | 57.13% | 31523.8633 | 37943.8945 | 51.6% | 35592.0508 | 69698.7656 | 94.78% | 3837.1797 | 34477.1445 | 46.88% | 39058.8008 | 1913.5275 | 2.602% | 71622.4178
76 | Center | GREATER LA METRO | {'Laguna Bell': 4.0, 'Lighthipe': 5.2, 'Del Amo': 5.6, 'Mesa (SCE)': 7.5, 'Hinson': 10.1, 'Walnut': 10.5, 'Olinda': 10.6, 'Barre': 10.9, 'Arcogen': 11.0, 'Alamitos': 11.3, 'Harborgen': 12.5, 'Long Beach': 13.2, 'La Fresa': 13.7, 'Rio Hondo': 14.1, 'Lewis': 14.5, 'Goodrich': 15.4, 'El Nido': 15.5, 'La Cienega': 16.4, 'Redondo': 17.1, 'Chevmain': 17.2, 'Villa Park': 17.4, 'El Segundo': 18.3, 'Ellis': 19.2, 'Serrano': 19.4} | 0 | 0 | 0% | 0 | 0% | 0 | 0% | 0 | 0% |  | 0 | 0% | 0 | 0% | 0 | 0 | 0% | 0 | 0% | 0 | 0% | 0 | 0 | 0% | 0 | 0 | 0% | 0 | 0 | 0% | 0 | 0 | 0% | 0 | 0 | 0% | 0
77 | Del Amo | GREATER LA METRO | {'Lighthipe': 5.0, 'Center': 5.6, 'Alamitos': 5.7, 'Barre': 7.1, 'Hinson': 7.5, 'Arcogen': 8.7, 'Harborgen': 8.9, 'Laguna Bell': 9.3, 'Long Beach': 9.3, 'Lewis': 11.7, 'Olinda': 12.1, 'Mesa (SCE)': 13.1, 'La Fresa': 13.7, 'Walnut': 13.9, 'Ellis': 14.3, 'Villa Park': 15.3, 'Huntington Beach': 15.5, 'El Nido': 16.2, 'Redondo': 16.7, 'Johanna': 16.8, 'Serrano': 17.7, 'Chevmain': 18.0, 'Rio Hondo': 19.0, 'El Segundo': 19.2, 'La Cienega': 19.3} | 3242.4927 | 1914.3763 | 59.04% | 1328.1163 | 40.96% | 302.1166 | 9.317% | 1601.9682 | 49.41% | 27 | 0 | 0% | 0 | 0% | 0 | 0 | 0% | 0 | 0% | 0 | 0% | 3242.4927 | 665.6759 | 20.53% | 2576.8168 | 1316.0387 | 40.59% | 1926.454 | 1316.0387 | 40.59% | 1926.454 | 0 | 0% | 3242.4927 | 25.9391 | 0.8% | 3216.5535
78 | El Nido | GREATER LA METRO | {'Chevmain': 1.8, 'La Fresa': 2.9, 'El Segundo': 3.0, 'Redondo': 3.4, 'La Cienega': 7.2, 'Arcogen': 9.2, 'Hinson': 10.1, 'Lighthipe': 11.4, 'Harborgen': 11.6, 'Long Beach': 12.4, 'Laguna Bell': 14.1, 'Center': 15.5, 'Del Amo': 16.2, 'Mesa (SCE)': 18.0, 'Alamitos': 18.2} | 375.5963 | 153.9781 | 41% | 221.6181 | 59% | 11.7632 | 3.132% | 20.735 | 5.521% | 10.0673 | 0 | 0% | 0 | 0% | 0 | 81.5373 | 21.71% | 0 | 0% | 10.7529 | 2.863% | 364.8434 | 113.7204 | 30.28% | 261.8759 | 204.9119 | 54.56% | 170.6844 | 215.6648 | 57.42% | 159.9315 | 0 | 0% | 375.5963 | 0.64248 | 0.1711% | 374.9538
79 | Goodrich | GREATER LA METRO | {'Rio Hondo': 6.9, 'Gould': 7.5, 'Mesa (SCE)': 8.0, 'Laguna Bell': 12.6, 'Walnut': 12.6, 'Center': 15.4, 'Olinda': 17.0, 'Lighthipe': 19.3, 'La Cienega': 19.6} | 7660.2744 | 1043.3033 | 13.62% | 6616.9711 | 86.38% | 6919.3979 | 90.33% | 734.9214 | 9.594% | 3.6191 | 0 | 0% | 0 | 0% | 0 | 0 | 0% | 7660.2744 | 100% | 1144.9067 | 14.95% | 6515.3677 | 3972.0295 | 51.85% | 3688.2449 | 3149.8479 | 41.12% | 4510.4265 | 4806.4209 | 62.74% | 2853.8535 | 4310.6558 | 56.27% | 3349.6187 | 2240.7729 | 29.25% | 5419.5015
80 | Gould | GREATER LA METRO | {'Goodrich': 7.5, 'Mesa (SCE)': 13.4, 'Rio Hondo': 14.3, 'Laguna Bell': 17.1, 'Vincent': 18.7, 'La Cienega': 18.8, 'Sylmar': 18.8} | 18927.7266 | 2252.4565 | 11.9% | 16675.27 | 88.1% | 16331.0078 | 86.28% | 2333.502 | 12.33% | 3.6687 | 0 | 0% | 0 | 0% | 0 | 485.1589 | 2.563% | 18408.9902 | 97.26% | 1376.7253 | 7.274% | 17551.0012 | 8013.1729 | 42.34% | 10914.5537 | 3091.4436 | 16.33% | 15836.283 | 9339.2627 | 49.34% | 9588.4639 | 11738.9561 | 62.02% | 7188.7705 | 4838.5679 | 25.56% | 14089.1587
81 | Harborgen | GREATER LA METRO | {'Long Beach': 0.9, 'Arcogen': 2.8, 'Hinson': 2.8, 'Alamitos': 7.5, 'Lighthipe': 7.6, 'La Fresa': 8.7, 'Del Amo': 8.9, 'Redondo': 10.4, 'El Nido': 11.6, 'Center': 12.5, 'Chevmain': 13.2, 'Laguna Bell': 14.3, 'Barre': 14.3, 'El Segundo': 14.4, 'Huntington Beach': 17.0, 'La Cienega': 17.6, 'Ellis': 17.6, 'Mesa (SCE)': 19.0, 'Lewis': 19.0} | 5594.1831 | 2146.2334 | 38.37% | 3447.9497 | 61.63% | 906.5156 | 16.2% | 2986.9146 | 53.39% | 26.125 | 0 | 0% | 0 | 0% | 0 | 8.6063 | 0.1538% | 0 | 0% | 0 | 0% | 5594.1831 | 459.8083 | 8.219% | 5134.3748 | 3438.0051 | 61.46% | 2156.178 | 3438.0051 | 61.46% | 2156.178 | 0 | 0% | 5594.1831 | 24.2063 | 0.4327% | 5569.9768
82 | Hinson | GREATER LA METRO | {'Arcogen': 1.2, 'Harborgen': 2.8, 'Long Beach': 3.7, 'Lighthipe': 5.0, 'La Fresa': 7.2, 'Del Amo': 7.5, 'Alamitos': 8.0, 'Redondo': 9.7, 'Center': 10.1, 'El Nido': 10.1, 'Laguna Bell': 11.6, 'Chevmain': 11.9, 'El Segundo': 13.1, 'Barre': 13.9, 'La Cienega': 15.4, 'Mesa (SCE)': 16.3, 'Huntington Beach': 18.5, 'Ellis': 18.6, 'Lewis': 18.6, 'Olinda': 19.4} | 5378.9902 | 2145.0667 | 39.88% | 3233.9236 | 60.12% | 906.4958 | 16.85% | 2911.2388 | 54.12% | 40.9688 | 0 | 0% | 0 | 0% | 0 | 4.5859 | 0.08526% | 0 | 0% | 0 | 0% | 5378.9902 | 240.3738 | 4.469% | 5138.6164 | 3225.4126 | 59.96% | 2153.5776 | 3225.4126 | 59.96% | 2153.5776 | 0 | 0% | 5378.9902 | 14.3315 | 0.2664% | 5364.6587
83 | La Cienega | GREATER LA METRO | {'El Segundo': 6.9, 'Chevmain': 6.9, 'El Nido': 7.2, 'La Fresa': 9.4, 'Redondo': 10.5, 'Laguna Bell': 13.3, 'Lighthipe': 14.3, 'Arcogen': 14.8, 'Hinson': 15.4, 'Mesa (SCE)': 15.6, 'Center': 16.4, 'Harborgen': 17.6, 'Long Beach': 18.4, 'Gould': 18.8, 'Del Amo': 19.3, 'Goodrich': 19.6} | 606.9613 | 336.2567 | 55.4% | 270.7046 | 44.6% | 52.08 | 8.58% | 123.0247 | 20.27% | 10.7492 | 0 | 0% | 0 | 0% | 0 | 387.2835 | 63.81% | 0 | 0% | 1.5765 | 0.2597% | 605.3848 | 113.7204 | 18.74% | 493.241 | 130.1089 | 21.44% | 476.8524 | 131.6854 | 21.7% | 475.2759 | 93.0274 | 15.33% | 513.9339 | 63.08 | 10.39% | 543.8813
84 | La Fresa | GREATER LA METRO | {'El Nido': 2.9, 'Redondo': 3.5, 'Chevmain': 4.6, 'El Segundo': 5.8, 'Arcogen': 6.3, 'Hinson': 7.2, 'Harborgen': 8.7, 'Lighthipe': 9.1, 'La Cienega': 9.4, 'Long Beach': 9.5, 'Laguna Bell': 12.9, 'Center': 13.7, 'Del Amo': 13.7, 'Alamitos': 15.3, 'Mesa (SCE)': 17.2} | 2395.7878 | 626.3795 | 26.15% | 1769.4083 | 73.85% | 41.6639 | 1.739% | 1532.5289 | 63.97% | 17.102 | 0 | 0% | 0 | 0% | 0 | 136.4636 | 5.696% | 0 | 0% | 10.7529 | 0.4488% | 2385.0349 | 55.0476 | 2.298% | 2340.7403 | 1726.0098 | 72.04% | 669.7781 | 1736.7626 | 72.49% | 659.0253 | 0 | 0% | 2395.7878 | 0.64248 | 0.02682% | 2395.1454
85 | Laguna Bell | GREATER LA METRO | {'Center': 4.0, 'Mesa (SCE)': 4.7, 'Lighthipe': 6.8, 'Del Amo': 9.3, 'Hinson': 11.6, 'Walnut': 11.6, 'Arcogen': 12.2, 'Goodrich': 12.6, 'La Fresa': 12.9, 'Olinda': 13.1, 'Rio Hondo': 13.1, 'La Cienega': 13.3, 'El Nido': 14.1, 'Harborgen': 14.3, 'Alamitos': 14.8, 'Barre': 15.0, 'Long Beach': 15.2, 'Chevmain': 15.5, 'Redondo': 16.4, 'El Segundo': 16.5, 'Gould': 17.1, 'Lewis': 18.3} | 0 | 0 | 0% | 0 | 0% | 0 | 0% | 0 | 0% |  | 0 | 0% | 0 | 0% | 0 | 0 | 0% | 0 | 0% | 0 | 0% | 0 | 0 | 0% | 0 | 0 | 0% | 0 | 0 | 0% | 0 | 0 | 0% | 0 | 0 | 0% | 0
86 | Lighthipe | GREATER LA METRO | {'Del Amo': 5.0, 'Hinson': 5.0, 'Center': 5.2, 'Arcogen': 5.9, 'Laguna Bell': 6.8, 'Harborgen': 7.6, 'Long Beach': 8.4, 'La Fresa': 9.1, 'Alamitos': 9.1, 'El Nido': 11.4, 'Mesa (SCE)': 11.4, 'Barre': 12.2, 'Redondo': 12.4, 'Chevmain': 13.2, 'La Cienega': 14.3, 'El Segundo': 14.4, 'Olinda': 15.2, 'Walnut': 15.6, 'Lewis': 16.6, 'Ellis': 19.0, 'Rio Hondo': 19.1, 'Goodrich': 19.3, 'Huntington Beach': 19.8} | 3172.3684 | 1816.1904 | 57.25% | 1356.178 | 42.75% | 232.9387 | 7.343% | 2014.5687 | 63.5% | 32.5833 | 0 | 0% | 0 | 0% | 0 | 0 | 0% | 0 | 0% | 0 | 0% | 3172.3684 | 51.4419 | 1.622% | 3120.9265 | 1347.7477 | 42.48% | 1824.6207 | 1347.7477 | 42.48% | 1824.6207 | 0 | 0% | 3172.3684 | 11.1851 | 0.3526% | 3161.1833
87 | Mesa (SCE) | GREATER LA METRO | {'Laguna Bell': 4.7, 'Center': 7.5, 'Goodrich': 8.0, 'Rio Hondo': 8.8, 'Walnut': 9.4, 'Lighthipe': 11.4, 'Olinda': 12.5, 'Del Amo': 13.1, 'Gould': 13.4, 'La Cienega': 15.6, 'Hinson': 16.3, 'Arcogen': 17.0, 'La Fresa': 17.2, 'Barre': 17.4, 'El Nido': 18.0, 'Alamitos': 18.8, 'Harborgen': 19.0, 'Chevmain': 19.2, 'Long Beach': 19.8, 'Lewis': 19.9} | 0 | 0 | 0% | 0 | 0% | 0 | 0% | 0 | 0% |  | 0 | 0% | 0 | 0% | 0 | 0 | 0% | 0 | 0% | 0 | 0% | 0 | 0 | 0% | 0 | 0 | 0% | 0 | 0 | 0% | 0 | 0 | 0% | 0 | 0 | 0% | 0
88 | Olinda | GREATER LA METRO | {'Walnut': 4.6, 'Lewis': 9.5, 'Barre': 10.1, 'Villa Park': 10.3, 'Center': 10.6, 'Serrano': 11.1, 'Rio Hondo': 11.5, 'Del Amo': 12.1, 'Mesa (SCE)': 12.5, 'Laguna Bell': 13.1, 'Chino': 14.5, 'Lighthipe': 15.2, 'Alamitos': 16.1, 'Johanna': 16.5, 'Goodrich': 17.0, 'Ellis': 18.0, 'Hinson': 19.4} | 5745.5205 | 1049.6716 | 18.27% | 4695.8489 | 81.73% | 158.8577 | 2.765% | 4358.5837 | 75.86% | 22.6733 | 0 | 0% | 0 | 0% | 0 | 644.1115 | 11.21% | 5101.4668 | 88.79% | 3523.4595 | 61.33% | 2222.061 | 0 | 0% | 5745.5205 | 0 | 0% | 5745.5205 | 3523.4595 | 61.33% | 2222.061 | 2006.4332 | 34.92% | 3739.0873 | 902.0453 | 15.7% | 4843.4752
89 | Pardee | GREATER LA METRO | {'Saugus': 1.3, 'Sylmar': 10.4} | 73710.8906 | 12433.667 | 16.87% | 61277.2236 | 83.13% | 29303.1035 | 39.75% | 34466.7637 | 46.76% | 19.0333 | 310.1726 | 0.4208% | 1414.45 | 1.919% | 0 | 3061.7004 | 4.154% | 70615.6172 | 95.8% | 33947.5117 | 46.05% | 39763.3789 | 1526.6415 | 2.071% | 72184.2491 | 8821.9258 | 11.97% | 64888.9648 | 40773.9727 | 55.32% | 32936.918 | 37815.8516 | 51.3% | 35895.0391 | 7266.2944 | 9.858% | 66444.5962
90 | Rio Hondo | GREATER LA METRO | {'Goodrich': 6.9, 'Walnut': 6.9, 'Mesa (SCE)': 8.8, 'Olinda': 11.5, 'Laguna Bell': 13.1, 'Center': 14.1, 'Gould': 14.3, 'Chino': 18.8, 'Del Amo': 19.0, 'Lighthipe': 19.1, 'Padua': 19.6} | 5387.3994 | 105.1283 | 1.951% | 5282.2711 | 98.05% | 4332.6519 | 80.42% | 1038.5464 | 19.28% | 3.656 | 0 | 0% | 0 | 0% | 0 | 0 | 0% | 5387.3994 | 100% | 748.0792 | 13.89% | 4639.3202 | 3496.427 | 64.9% | 1890.9724 | 4652.2197 | 86.35% | 735.1797 | 5030.4292 | 93.37% | 356.9702 | 3932.5217 | 72.99% | 1454.8777 | 1813.8138 | 33.67% | 3573.5856
91 | Saugus | GREATER LA METRO | {'Pardee': 1.3, 'Sylmar': 9.1} | 69822.3594 | 12594.7197 | 18.04% | 57227.6396 | 81.96% | 26308.4531 | 37.68% | 33381.582 | 47.81% | 18.888 | 284.1999 | 0.407% | 1230.7808 | 1.763% | 0 | 1356.6971 | 1.943% | 68455.4219 | 98.04% | 30545.875 | 43.75% | 39276.4844 | 1342.8269 | 1.923% | 68479.5325 | 8818.8584 | 12.63% | 61003.501 | 37372.3359 | 53.52% | 32450.0234 | 34523.7891 | 49.45% | 35298.5703 | 6590.0513 | 9.438% | 63232.3081
92 | Vincent | GREATER LA METRO | {'Antelope': 17.3, 'Gould': 18.7} | 80084.7891 | 23870.166 | 29.81% | 56214.623 | 70.19% | 23668.2129 | 29.55% | 21485.6465 | 26.83% | 30.34 | 78.2819 | 0.09775% | 927.5178 | 1.158% | 0 | 2894.0972 | 3.614% | 70490.4766 | 88.02% | 9419.0381 | 11.76% | 70665.751 | 17303.4863 | 21.61% | 62781.3027 | 16153.6445 | 20.17% | 63931.1445 | 29711.6426 | 37.1% | 50373.1465 | 37043.1289 | 46.25% | 43041.6602 | 3819.5291 | 4.769% | 76265.26
93 | Borden | SPGE | {'Gregg': 6.1, 'Kearney': 16.0, 'West Fresno': 16.8, 'Cal Ave': 18.6, 'Newhall': 19.4} | 146708.7656 | 21202.4453 | 14.45% | 125506.3203 | 85.55% | 15861.0303 | 10.81% | 108921.1494 | 74.24% | 15.5 | 47557.9219 | 32.42% | 67239.3203 | 45.83% | 1 | 0 | 0% | 0 | 0% | 38382.7656 | 26.16% | 108326 | 52116.2422 | 35.52% | 94592.5234 | 60416.9688 | 41.18% | 86291.7969 | 80316.5859 | 54.75% | 66392.1797 | 13098.543 | 8.928% | 133610.2227 | 25059.1484 | 17.08% | 121649.6172
94 | Dairyland | SPGE | {'Le Grand': 9.3, 'Newhall': 13.0, 'Wilson': 17.2, 'Merced': 17.8} | 186364.2344 | 56226.082 | 30.17% | 130138.1523 | 69.83% | 35987.3555 | 19.31% | 139554.4883 | 74.88% | 9.1628 | 107383.9531 | 57.62% | 61757.8477 | 33.14% | 1 | 0 | 0% | 0 | 0% | 62473.8086 | 33.52% | 123890.4258 | 19404.168 | 10.41% | 166960.0664 | 26312.8086 | 14.12% | 160051.4258 | 79952.4766 | 42.9% | 106411.7578 | 154.5079 | 0.08291% | 186209.7264 | 9464.5137 | 5.079% | 176899.7207
95 | Gregg | SPGE | {'Borden': 6.1, 'Kearney': 10.3, 'West Fresno': 10.8, 'Cal Ave': 12.5, 'Malaga': 15.3, 'Mc Mullin': 18.4, 'Sanger': 19.7} | 122049.5391 | 20488.748 | 16.79% | 101560.791 | 83.21% | 5847.1167 | 4.791% | 92621.313 | 75.89% | 17.3827 | 35058.0781 | 28.72% | 68081.7266 | 55.78% | 1 | 0 | 0% | 0 | 0% | 17845.5059 | 14.62% | 104204.0332 | 33365.1953 | 27.34% | 88684.3438 | 35936.1406 | 29.44% | 86113.3984 | 47759.7891 | 39.13% | 74289.75 | 7094.2969 | 5.813% | 114955.2422 | 13422.7764 | 11% | 108626.7627
96 | Newhall | SPGE | {'Mendota': 12.4, 'Dairyland': 13.0, 'Oro Loma': 18.1, 'Borden': 19.4, 'Tranquility': 19.6, 'Cheney': 19.7} | 189081.4688 | 48584.9336 | 25.7% | 140496.5352 | 74.3% | 65809.5391 | 34.8% | 119113.0703 | 63% | 6.3033 | 116397.7891 | 61.56% | 37452.332 | 19.81% | 1 | 0 | 0% | 0 | 0% | 111610.0391 | 59.03% | 77471.4297 | 31256.5078 | 16.53% | 157824.9609 | 44271.0664 | 23.41% | 144810.4023 | 126319.2188 | 66.81% | 62762.25 | 11476.2197 | 6.069% | 177605.249 | 32638.8301 | 17.26% | 156442.6387
97 | Ignacio | NORTHERN CALIFORNIA | {'Lakeville': 12.2, 'Carquinez': 15.9, 'Penngrove': 18.2, 'Tulucay': 18.9} | 38202.2148 | 7008.98 | 18.35% | 31193.2349 | 81.65% | 10745.5176 | 28.13% | 23101.0605 | 60.47% | 14.6682 | 6499.3457 | 17.01% | 907.8844 | 2.377% | 0 | 13011.2324 | 34.06% | 9190.8418 | 24.06% | 22206.0605 | 58.13% | 15996.1543 | 11733.127 | 30.71% | 26469.0879 | 17555.5508 | 45.95% | 20646.6641 | 28209.8438 | 73.84% | 9992.3711 | 16149.8535 | 42.27% | 22052.3613 | 2747.5515 | 7.192% | 35454.6633
98 | Calpella | NORTHERN CALIFORNIA | {'Mendocino': 3.7, 'Ukiah': 3.7, 'Hopland': 16.6} | 86272.9531 | 11085.4424 | 12.85% | 75187.5107 | 87.15% | 756.3371 | 0.8767% | 70510.3504 | 81.73% | 11.1845 | 2273.1086 | 2.635% | 6495.6807 | 7.529% | 0 | 72244.9766 | 83.74% | 2997.3081 | 3.474% | 20490.377 | 23.75% | 65782.5762 | 31355.4805 | 36.34% | 54917.4727 | 39841.9648 | 46.18% | 46430.9883 | 55269.9727 | 64.06% | 31002.9805 | 52221.2656 | 60.53% | 34051.6875 | 1369.8848 | 1.588% | 84903.0684
99 | Hopland | NORTHERN CALIFORNIA | {'Cloverdale': 12.7, 'Ukiah': 13.2, 'Calpella': 16.6, 'Eagle Rock': 17.6} | 94565.1719 | 9377.4053 | 9.916% | 85187.7666 | 90.08% | 3755.814 | 3.972% | 83349.7407 | 88.14% | 9.0962 | 2816.0596 | 2.978% | 5277.8159 | 5.581% | 0 | 69203.3516 | 73.18% | 14811.9512 | 15.66% | 67318.1016 | 71.19% | 27247.0703 | 27217.582 | 28.78% | 67347.5898 | 38577.6875 | 40.79% | 55987.4844 | 74141.4219 | 78.4% | 20423.75 | 50822.1641 | 53.74% | 43743.0078 | 1475.7611 | 1.561% | 93089.4108
100 | Mendocino | NORTHERN CALIFORNIA | {'Calpella': 3.7, 'Ukiah': 7.4} | 95116.1875 | 11401.7334 | 11.99% | 83714.4541 | 88.01% | 792.9006 | 0.8336% | 77012.2947 | 80.97% | 11.517 | 2250.8669 | 2.366% | 7052.0728 | 7.414% | 0 | 69828.0781 | 73.41% | 14231.3184 | 14.96% | 36414.1719 | 38.28% | 58702.0156 | 28323.8125 | 29.78% | 66792.375 | 39317.7188 | 41.34% | 55798.4688 | 61939.1289 | 65.12% | 33177.0586 | 57032.1133 | 59.96% | 38084.0742 | 1495.4983 | 1.572% | 93620.6892
101 | Ukiah | NORTHERN CALIFORNIA | {'Calpella': 3.7, 'Mendocino': 7.4, 'Hopland': 13.2} | 73786.0938 | 8622.4658 | 11.69% | 65163.6279 | 88.31% | 988.2502 | 1.339% | 63576.8162 | 86.16% | 10.9505 | 1404.8213 | 1.904% | 4399.6284 | 5.963% | 0 | 66273.6641 | 89.82% | 0 | 0% | 12893.7354 | 17.47% | 60892.3584 | 28919.4785 | 39.19% | 44866.6152 | 37722.2734 | 51.12% | 36063.8203 | 46128.9492 | 62.52% | 27657.1445 | 47112.0273 | 63.85% | 26674.0664 | 1206.8679 | 1.636% | 72579.2258
102 | Le Grand | SPGE | {'Dairyland': 9.3, 'Wilson': 10.5, 'Merced': 13.2} | 170594.9219 | 31408.8125 | 18.41% | 139186.1094 | 81.59% | 26362.8438 | 15.45% | 130990.0625 | 76.78% | 9.5767 | 73154.3125 | 42.88% | 55135.3125 | 32.32% | 1 | 0 | 0% | 0 | 0% | 77451.6875 | 45.4% | 93143.2344 | 69637.5078 | 40.82% | 100957.4141 | 73370.0703 | 43.01% | 97224.8516 | 104326.3281 | 61.15% | 66268.5938 | 16116.0234 | 9.447% | 154478.8984 | 29093.416 | 17.05% | 141501.5059
103 | Merced | SPGE | {'Wilson': 4.6, 'Le Grand': 13.2, 'Dairyland': 17.8} | 129680.0547 | 13860.4648 | 10.69% | 115819.5898 | 89.31% | 21026.7266 | 16.21% | 93467.5391 | 72.08% | 9.8061 | 63022.3672 | 48.6% | 39181.168 | 30.21% | 1 | 0 | 0% | 0 | 0% | 64835.3164 | 50% | 64844.7383 | 51646.3555 | 39.83% | 78033.6992 | 62080.3672 | 47.87% | 67599.6875 | 95406.6094 | 73.57% | 34273.4453 | 3010.679 | 2.322% | 126669.3757 | 20127.4609 | 15.52% | 109552.5938
104 | Wilson | SPGE | {'Merced': 4.6, 'Le Grand': 10.5, 'Dairyland': 17.2} | 136934.6406 | 12082.2783 | 8.823% | 124852.3623 | 91.18% | 31521.916 | 23.02% | 90632.0215 | 66.19% | 9.731 | 54921.8867 | 40.11% | 36993.7148 | 27.02% | 1 | 0 | 0% | 0 | 0% | 75681.2109 | 55.27% | 61253.4297 | 68719.6406 | 50.18% | 68215 | 72759.8516 | 53.13% | 64174.7891 | 108626 | 79.33% | 28308.6406 | 19074.0352 | 13.93% | 117860.6055 | 29876.1191 | 21.82% | 107058.5215
105 | Los Banos | SPGE | {'Quinto': 5.3} | 127488.375 | 18162.3223 | 14.25% | 109326.0527 | 85.75% | 44694.6289 | 35.06% | 75376.0742 | 59.12% | 7.475 | 24521.8516 | 19.23% | 20940.5664 | 16.43% | 1 | 0 | 0% | 0 | 0% | 84966.4531 | 66.65% | 42521.9219 | 19628.4336 | 15.4% | 107859.9414 | 41012.4336 | 32.17% | 86475.9414 | 85634.2734 | 67.17% | 41854.1016 | 41987.9922 | 32.93% | 85500.3828 | 9676.9707 | 7.59% | 117811.4043
106 | Coburn | SPGE | {} | 158349.8281 | 34030.7461 | 21.49% | 124319.082 | 78.51% | 75814.7891 | 47.88% | 80558.1172 | 50.87% | 5.4853 | 4430.0669 | 2.798% | 40579.9492 | 25.63% | 0 | 33352.6016 | 21.06% | 0 | 0% | 52652.2773 | 33.25% | 105697.5508 | 2769.1536 | 1.749% | 155580.6746 | 17415.3711 | 11% | 140934.457 | 61972.5625 | 39.14% | 96377.2656 | 49495.6836 | 31.26% | 108854.1445 | 4739.2397 | 2.993% | 153610.5884
107 | Tulucay | NORTHERN CALIFORNIA | {'Carquinez': 10.9, 'Peabody': 16.3, 'Lakeville': 17.0, 'Martinez': 18.1, 'Ignacio': 18.9} | 78640.6875 | 5727.3813 | 7.283% | 72913.3062 | 92.72% | 3291.894 | 4.186% | 52605.6333 | 66.89% | 22 | 9864.7891 | 12.54% | 17090.8105 | 21.73% | 0 | 31230.0117 | 39.71% | 4332.0903 | 5.509% | 50146.3203 | 63.77% | 28494.3672 | 7420.6699 | 9.436% | 71220.0176 | 25757.998 | 32.75% | 52882.6895 | 61539.6289 | 78.25% | 17101.0586 | 26880.5762 | 34.18% | 51760.1113 | 7076.6841 | 8.999% | 71564.0034
108 | Brunswick | NORTHERN CALIFORNIA | {'Higgins': 13.3, 'Drum': 14.5} | 75766.5 | 10569.793 | 13.95% | 65196.707 | 86.05% | 0 | 0% | 20380.6055 | 26.9% | 32.84 | 783.2888 | 1.034% | 580.2021 | 0.7658% | 0 | 35146.6992 | 46.39% | 39631.2227 | 52.31% | 55929.9766 | 73.82% | 19836.5234 | 13260.041 | 17.5% | 62506.459 | 19165.332 | 25.3% | 56601.168 | 63927.125 | 84.37% | 11839.375 | 14492.458 | 19.13% | 61274.042 | 2438.6934 | 3.219% | 73327.8066
109 | Higgins | NORTHERN CALIFORNIA | {'Brunswick': 13.3, 'Pleasant Grove': 19.2} | 104987.3906 | 11692.5 | 11.14% | 93294.8906 | 88.86% | 2191.3582 | 2.087% | 37546.5129 | 35.76% | 33.5 | 2987.3867 | 2.845% | 1202.1989 | 1.145% | 0 | 96492.4062 | 91.91% | 5494.1738 | 5.233% | 89406.4688 | 85.16% | 15580.9219 | 5881.6816 | 5.602% | 99105.709 | 11130.1035 | 10.6% | 93857.2871 | 90329.4297 | 86.04% | 14657.9609 | 40758.6367 | 38.82% | 64228.7539 | 6258.7632 | 5.961% | 98728.6274
110 | Barre | GREATER LA METRO | {'Lewis': 4.8, 'Del Amo': 7.1, 'Alamitos': 7.4, 'Villa Park': 8.5, 'Ellis': 8.8, 'Johanna': 9.9, 'Olinda': 10.1, 'Center': 10.9, 'Serrano': 11.1, 'Huntington Beach': 11.2, 'Lighthipe': 12.2, 'Hinson': 13.9, 'Walnut': 13.9, 'Harborgen': 14.3, 'Long Beach': 14.3, 'Laguna Bell': 15.0, 'Arcogen': 15.1, 'Santiago': 15.8, 'Mesa (SCE)': 17.4} | 2345.4561 | 60.148 | 2.564% | 2285.308 | 97.44% | 2.8913 | 0.1233% | 113.0908 | 4.822% | 61.8889 | 0 | 0% | 0 | 0% | 0 | 0 | 0% | 0 | 0% | 0 | 0% | 2345.4561 | 688.6575 | 29.36% | 1656.7986 | 2275.0151 | 97% | 70.4409 | 2275.0151 | 97% | 70.4409 | 0 | 0% | 2345.4561 | 26.0866 | 1.112% | 2319.3695
111 | Ellis | GREATER LA METRO | {'Huntington Beach': 3.4, 'Johanna': 5.6, 'Barre': 8.8, 'Lewis': 8.9, 'Santiago': 10.2, 'Alamitos': 10.5, 'Villa Park': 10.9, 'Serrano': 13.3, 'Del Amo': 14.3, 'Long Beach': 17.2, 'Viejo': 17.4, 'Harborgen': 17.6, 'Trabuco': 17.7, 'Olinda': 18.0, 'Hinson': 18.6, 'Lighthipe': 19.0, 'Center': 19.2, 'Arcogen': 19.5, 'Capistrano': 20.0} | 5554.0376 | 185.0512 | 3.332% | 5368.9864 | 96.67% | 114.2629 | 2.057% | 227.6806 | 4.099% | 47.6667 | 0 | 0% | 0 | 0% | 0 | 0 | 0% | 98.9296 | 1.781% | 102.0785 | 1.838% | 5451.9591 | 1420.6506 | 25.58% | 4133.387 | 5252.938 | 94.58% | 301.0996 | 5355.0166 | 96.42% | 199.021 | 0 | 0% | 5554.0376 | 366.5516 | 6.6% | 5187.486
112 | Johanna | GREATER LA METRO | {'Ellis': 5.6, 'Santiago': 5.9, 'Lewis': 7.1, 'Villa Park': 7.1, 'Huntington Beach': 8.6, 'Serrano': 8.7, 'Barre': 9.9, 'Viejo': 12.5, 'Trabuco': 14.6, 'Alamitos': 14.6, 'Olinda': 16.5, 'Del Amo': 16.8, 'Margarita': 17.2, 'Capistrano': 17.6} | 5345.3906 | 587.6107 | 10.99% | 4757.78 | 89.01% | 111.641 | 2.089% | 240.0348 | 4.491% | 48 | 12.4423 | 0.2328% | 25.8128 | 0.4829% | 0 | 139.04 | 2.601% | 495.5884 | 9.271% | 148.1624 | 2.772% | 5197.2282 | 909.5901 | 17.02% | 4435.8005 | 4409.27 | 82.49% | 936.1206 | 4663.1187 | 87.24% | 682.272 | 37.5544 | 0.7026% | 5307.8362 | 418.7525 | 7.834% | 4926.6381
113 | Lewis | GREATER LA METRO | {'Villa Park': 3.7, 'Barre': 4.8, 'Serrano': 6.4, 'Johanna': 7.1, 'Ellis': 8.9, 'Olinda': 9.5, 'Del Amo': 11.7, 'Alamitos': 11.9, 'Huntington Beach': 12.1, 'Santiago': 12.5, 'Walnut': 14.0, 'Center': 14.5, 'Lighthipe': 16.6, 'Viejo': 17.7, 'Chino': 18.2, 'Laguna Bell': 18.3, 'Hinson': 18.6, 'Harborgen': 19.0, 'Long Beach': 19.0, 'Arcogen': 19.8, 'Mesa (SCE)': 19.9} | 955.271 | 122.1816 | 12.79% | 833.0894 | 87.21% | 42.3115 | 4.429% | 529.3399 | 55.41% | 18.1411 | 0 | 0% | 0 | 0% | 0 | 0 | 0% | 955.271 | 100% | 2.1942 | 0.2297% | 953.0768 | 128.0369 | 13.4% | 827.2341 | 0 | 0% | 955.271 | 130.2312 | 13.63% | 825.0398 | 43.5715 | 4.561% | 911.6995 | 146.5037 | 15.34% | 808.7673
114 | Santiago | GREATER LA METRO | {'Johanna': 5.9, 'Viejo': 7.2, 'Trabuco': 8.9, 'Ellis': 10.2, 'Villa Park': 11.1, 'Margarita': 11.3, 'Serrano': 11.4, 'Capistrano': 12.0, 'Huntington Beach': 12.2, 'Lewis': 12.5, 'Barre': 15.8, 'Talega': 18.5, 'Lee Lake (Proposed)': 19.2} | 4681.4409 | 508.1046 | 10.85% | 4173.3363 | 89.15% | 272.0073 | 5.81% | 1164.0541 | 24.87% | 39.3333 | 12.6968 | 0.2712% | 26.2704 | 0.5612% | 0 | 216.6216 | 4.627% | 3369.1387 | 71.97% | 778.6816 | 16.63% | 3902.7593 | 2552.6831 | 54.53% | 2128.7578 | 3291.2742 | 70.3% | 1390.1667 | 4078.675 | 87.12% | 602.7659 | 875.4977 | 18.7% | 3805.9432 | 393.7625 | 8.411% | 4287.6784
115 | Serrano | GREATER LA METRO | {'Villa Park': 2.7, 'Lewis': 6.4, 'Johanna': 8.7, 'Olinda': 11.1, 'Barre': 11.1, 'Santiago': 11.4, 'Ellis': 13.3, 'Chino': 13.3, 'Viejo': 14.0, 'Walnut': 15.4, 'Huntington Beach': 16.6, 'Del Amo': 17.7, 'Mira Loma': 17.9, 'Alamitos': 18.3, 'Center': 19.4, 'Trabuco': 19.5} | 13046.1973 | 1472.0002 | 11.28% | 11574.197 | 88.72% | 1971.5082 | 15.11% | 9365.0748 | 71.78% | 11.1095 | 52.7326 | 0.4042% | 4.3758 | 0.03354% | 0 | 365.2681 | 2.8% | 12675.3613 | 97.16% | 6904.583 | 52.92% | 6141.6143 | 1142.9839 | 8.761% | 11903.2134 | 3455.2417 | 26.48% | 9590.9556 | 9892.5078 | 75.83% | 3153.6895 | 6280.916 | 48.14% | 6765.2812 | 1563.3668 | 11.98% | 11482.8304
116 | Villa Park | GREATER LA METRO | {'Serrano': 2.7, 'Lewis': 3.7, 'Johanna': 7.1, 'Barre': 8.5, 'Olinda': 10.3, 'Ellis': 10.9, 'Santiago': 11.1, 'Huntington Beach': 14.3, 'Walnut': 14.9, 'Viejo': 15.1, 'Del Amo': 15.3, 'Chino': 15.5, 'Alamitos': 15.6, 'Center': 17.4, 'Trabuco': 19.7} | 5123.3335 | 403.8262 | 7.882% | 4719.5073 | 92.12% | 701.0021 | 13.68% | 3441.6722 | 67.18% | 14.1333 | 2.32 | 0.04528% | 3.501 | 0.06833% | 0 | 66.4685 | 1.297% | 5051.2314 | 98.59% | 3363.1169 | 65.64% | 1760.2166 | 307.8239 | 6.008% | 4815.5096 | 419.5867 | 8.19% | 4703.7468 | 3954.0081 | 77.18% | 1169.3254 | 2111.4541 | 41.21% | 3011.8794 | 692.2354 | 13.51% | 4431.0981
117 | Capistrano | GREATER LA METRO | {'Margarita': 3.4, 'Trabuco': 3.5, 'Talega': 6.8, 'Viejo': 10.7, 'San Onofre': 11.8, 'Santiago': 12.0, 'Johanna': 17.6, 'Ellis': 20.0} | 13937.6982 | 1152.7985 | 8.271% | 12784.8998 | 91.73% | 4730.8638 | 33.94% | 6501.1245 | 46.64% | 51.375 | 191.3022 | 1.373% | 21.8309 | 0.1566% | 0 | 12990.6162 | 93.2% | 91.4781 | 0.6563% | 2900.979 | 20.81% | 11036.7192 | 8874.2344 | 63.67% | 5063.4639 | 9732.2598 | 69.83% | 4205.4385 | 10414.9775 | 74.73% | 3522.7207 | 7441.3242 | 53.39% | 6496.374 | 782.7919 | 5.616% | 13154.9064
118 | Trabuco | GREATER LA METRO | {'Margarita': 2.8, 'Capistrano': 3.5, 'Viejo': 7.4, 'Santiago': 8.9, 'Talega': 9.6, 'Johanna': 14.6, 'San Onofre': 15.0, 'Ellis': 17.7, 'Lee Lake (Proposed)': 18.2, 'Huntington Beach': 18.5, 'Serrano': 19.5, 'Villa Park': 19.7} | 14212.0283 | 1255.3871 | 8.833% | 12956.6412 | 91.17% | 4350.2754 | 30.61% | 5951.8896 | 41.88% | 58.3571 | 146.6856 | 1.032% | 43.7254 | 0.3077% | 0 | 11848.2959 | 83.37% | 1359.7791 | 9.568% | 3271.4282 | 23.02% | 10940.6001 | 9497.0742 | 66.82% | 4714.9541 | 10126.4941 | 71.25% | 4085.5342 | 11137.2451 | 78.36% | 3074.7832 | 6610.7607 | 46.52% | 7601.2676 | 868.3502 | 6.11% | 13343.6781
119 | Pleasant Grove | NORTHERN CALIFORNIA | {'Rio Oso': 11.6, 'Gold Hill': 14.6, 'Higgins': 19.2} | 72002.3906 | 26083.9902 | 36.23% | 45918.4004 | 63.77% | 2448.7578 | 3.401% | 45585.7969 | 63.31% | 45.29 | 25570.3828 | 35.51% | 5802.7197 | 8.059% | 0 | 6662.771 | 9.254% | 0 | 0% | 30560.2285 | 42.44% | 41442.1621 | 0 | 0% | 72002.3906 | 7.4361 | 0.01033% | 71994.9545 | 30567.6641 | 42.45% | 41434.7266 | 473.5122 | 0.6576% | 71528.8784 | 24209.9043 | 33.62% | 47792.4863
120 | Summit | NORTHERN CALIFORNIA | {} | 64122.3672 | 7145.1958 | 11.14% | 56977.1714 | 88.86% | 33309.0195 | 51.95% | 23206.0156 | 36.19% | 34 | 0 | 0% | 0 | 0% | 0 | 20132.5098 | 31.4% | 4311.686 | 6.724% | 8700.4883 | 13.57% | 55421.8789 | 5922.9355 | 9.237% | 58199.4316 | 27611.2793 | 43.06% | 36511.0879 | 33979.4023 | 52.99% | 30142.9648 | 42867.957 | 66.85% | 21254.4102 | 5908.6152 | 9.215% | 58213.752
121 | Devers | RIVERSIDE | {'Mirage': 14.4} | 3455.0364 | 136.3423 | 3.946% | 3318.6941 | 96.05% | 1015.5156 | 29.39% | 1733.8501 | 50.18% | 32.0154 | 0 | 0% | 0 | 0% | 0 | 3295.9041 | 95.39% | 133.159 | 3.854% | 2457.0618 | 71.12% | 997.9746 | 2344.3789 | 67.85% | 1110.6575 | 2339.1272 | 67.7% | 1115.9092 | 2834.7568 | 82.05% | 620.2795 | 1202.1995 | 34.8% | 2252.8369 | 24.4799 | 0.7085% | 3430.5565
122 | Kern | RIVERSIDE | {'Redbluff': 15.1} | 20801.6738 | 2242.5503 | 10.78% | 18559.1235 | 89.22% | 8962.249 | 43.08% | 7449.749 | 35.81% | 3.6551 | 0 | 0% | 0 | 0% | 0 | 0 | 0% | 0 | 0% | 1624.7278 | 7.811% | 19176.946 | 6543.0781 | 31.45% | 14258.5957 | 0 | 0% | 20801.6738 | 8147.7734 | 39.17% | 12653.9004 | 10718.2949 | 51.53% | 10083.3789 | 0 | 0% | 20801.6738
123 | Mirage | RIVERSIDE | {'Devers': 14.4} | 0 | 0 | 0% | 0 | 0% | 0 | 0% | 0 | 0% |  | 0 | 0% | 0 | 0% | 0 | 0 | 0% | 0 | 0% | 0 | 0% | 0 | 0 | 0% | 0 | 0 | 0% | 0 | 0 | 0% | 0 | 0 | 0% | 0 | 0 | 0% | 0
124 | Valley (SCE) | RIVERSIDE | {'El Casco': 16.3, 'Lee Lake (Proposed)': 16.9} | 46231.418 | 18488.3223 | 39.99% | 27743.0957 | 60.01% | 0.1858 | 0.0004019% | 18066.3923 | 39.08% | 31 | 9083.8359 | 19.65% | 1818.4464 | 3.933% | 0 | 30681.8574 | 66.37% | 4732.9937 | 10.24% | 197.4832 | 0.4272% | 46033.9348 | 15670.5166 | 33.9% | 30560.9014 | 23922.4766 | 51.75% | 22308.9414 | 24103.498 | 52.14% | 22127.9199 | 3550.8354 | 7.681% | 42680.5825 | 2825.8677 | 6.112% | 43405.5503
125 | Gold Hill | NORTHERN CALIFORNIA | {'Pleasant Grove': 14.6, 'Placerville': 19.7} | 48112.0352 | 7246.168 | 15.06% | 40865.8672 | 84.94% | 6209.2246 | 12.91% | 22461.7207 | 46.69% | 48 | 234.4976 | 0.4874% | 95.5302 | 0.1986% | 0 | 5468.8896 | 11.37% | 12929.0049 | 26.87% | 23210.9688 | 48.24% | 24901.0664 | 10829.6992 | 22.51% | 37282.3359 | 9443.1592 | 19.63% | 38668.876 | 27895.3984 | 57.98% | 20216.6367 | 28706.0469 | 59.67% | 19405.9883 | 8543.4209 | 17.76% | 39568.6143
126 | Grand Island | NORTHERN CALIFORNIA | {'Shilo III': 14.6, 'Birds Landing': 15.0, 'Eight Mile': 16.6, 'Contra Costa': 19.1} | 154866.7188 | 7454.1738 | 4.813% | 147412.5449 | 95.19% | 32862.3359 | 21.22% | 110088.8047 | 71.09% | 9.7204 | 52107.957 | 33.65% | 74208.4922 | 47.92% | 0 | 0 | 0% | 0 | 0% | 12252.9238 | 7.912% | 142613.7949 | 21881.6914 | 14.13% | 132985.0273 | 24010.7285 | 15.5% | 130855.9902 | 33629.2031 | 21.71% | 121237.5156 | 21.3341 | 0.01378% | 154845.3847 | 14457.5039 | 9.335% | 140409.2148
127 | Chino | GREATER LA METRO | {'Mira Loma': 6.6, 'Padua': 8.7, 'Rancho Vista': 10.3, 'Etiwanda': 10.7, 'Serrano': 13.3, 'Olinda': 14.5, 'Villa Park': 15.5, 'Walnut': 15.6, 'Lewis': 18.2, 'Rio Hondo': 18.8} | 16759.123 | 5247.6538 | 31.31% | 11511.4692 | 68.69% | 166.887 | 0.9958% | 10952.7536 | 65.35% | 41.7 | 569.4428 | 3.398% | 1703.5291 | 10.16% | 0 | 3938.175 | 23.5% | 7380.4473 | 44.04% | 5322.833 | 31.76% | 11436.29 | 490.3571 | 2.926% | 16268.7659 | 3859.8613 | 23.03% | 12899.2617 | 9147.2578 | 54.58% | 7611.8652 | 2623.6868 | 15.66% | 14135.4363 | 3304.2817 | 19.72% | 13454.8413
128 | Kramer | GREATER KRAMER | {} | 23374.002 | 855.139 | 3.659% | 22518.863 | 96.34% | 2900.374 | 12.41% | 11034.4805 | 47.21% | 31 | 0 | 0% | 0 | 0% | 0 | 0 | 0% | 0 | 0% | 21986.4609 | 94.06% | 1387.541 | 8452.6797 | 36.16% | 14921.3223 | 0 | 0% | 23374.002 | 22307.7129 | 95.44% | 1066.2891 | 10634.6807 | 45.5% | 12739.3213 | 101.9959 | 0.4364% | 23272.006
129 | Lugo | GREATER KRAMER | {'Victor': 9.6, 'Roadway': 14.7} | 57294.3867 | 6737.4741 | 11.76% | 50556.9126 | 88.24% | 9586.3701 | 16.73% | 25705.8877 | 44.87% | 24.6667 | 45.1855 | 0.07887% | 1.7313 | 0.003022% | 0 | 20930.9023 | 36.53% | 26587.418 | 46.4% | 26904.2188 | 46.96% | 30390.168 | 40563.4805 | 70.8% | 16730.9062 | 35374.2461 | 61.74% | 21920.1406 | 49807.3945 | 86.93% | 7486.9922 | 23191.8203 | 40.48% | 34102.5664 | 2236.4978 | 3.904% | 55057.8889
130 | Mira Loma | GREATER LA METRO | {'Rancho Vista': 5.8, 'Etiwanda': 6.0, 'Chino': 6.6, 'Padua': 8.8, 'Vista': 14.3, 'Serrano': 17.9, 'Lee Lake (Proposed)': 19.0, 'San Bernardino': 19.3} | 10689.291 | 3787.7832 | 35.44% | 6901.5078 | 64.56% | 7.9938 | 0.07478% | 6086.1903 | 56.94% | 49.5 | 528.5535 | 4.945% | 1703.5291 | 15.94% | 0 | 3294.0635 | 30.82% | 1954.6688 | 18.29% | 1179.4404 | 11.03% | 9509.8506 | 442.8392 | 4.143% | 10246.4518 | 3808.9153 | 35.63% | 6880.3757 | 4998.126 | 46.76% | 5691.165 | 407.1453 | 3.809% | 10282.1458 | 2512.4705 | 23.5% | 8176.8206
131 | Padua | GREATER LA METRO | {'Rancho Vista': 6.4, 'Etiwanda': 6.8, 'Chino': 8.7, 'Mira Loma': 8.8, 'Vista': 19.2, 'Walnut': 19.4, 'Rio Hondo': 19.6} | 7429.6748 | 3206.6572 | 43.16% | 4223.0176 | 56.84% | 792.9673 | 10.67% | 1735.4116 | 23.36% | 46 | 370.5579 | 4.988% | 1115.335 | 15.01% | 0 | 562.3071 | 7.568% | 2584.1953 | 34.78% | 2620.7153 | 35.27% | 4808.9595 | 1589.5347 | 21.39% | 5840.1401 | 1287.1829 | 17.32% | 6142.4919 | 3074.2068 | 41.38% | 4355.468 | 1814.9275 | 24.43% | 5614.7473 | 815.4218 | 10.98% | 6614.253
132 | Pisgah | GREATER KRAMER | {} | 11031.6709 | 1143.3214 | 10.36% | 9888.3495 | 89.64% | 7419.3325 | 67.25% | 3217.7544 | 29.17% | 2.7932 | 0 | 0% | 0 | 0% | 0 | 0 | 0% | 0 | 0% | 5963.1128 | 54.05% | 5068.5581 | 7896.5288 | 71.58% | 3135.1421 | 8829.7461 | 80.04% | 2201.9248 | 9380.999 | 85.04% | 1650.6719 | 4882.002 | 44.25% | 6149.6689 | 81.457 | 0.7384% | 10950.2139
133 | Roadway | GREATER KRAMER | {'Victor': 5.1, 'Lugo': 14.7} | 80054.9062 | 21340.9238 | 26.66% | 58713.9824 | 73.34% | 563.6146 | 0.704% | 12313.4108 | 15.38% | 42.6491 | 296.7441 | 0.3707% | 70.0785 | 0.08754% | 0 | 0 | 0% | 0 | 0% | 33097.6641 | 41.34% | 46957.2422 | 38796.7148 | 48.46% | 41258.1914 | 14260.252 | 17.81% | 65794.6543 | 52461.5312 | 65.53% | 27593.375 | 14002.7969 | 17.49% | 66052.1094 | 1091.4253 | 1.363% | 78963.481
134 | Tortilla | GREATER KRAMER | {'Coolwater': 10.0} | 44141.4336 | 3734.2053 | 8.46% | 40407.2283 | 91.54% | 261.0047 | 0.5913% | 25560.009 | 57.9% | 22.4429 | 108.3303 | 0.2454% | 1656.9235 | 3.754% | 0 | 0 | 0% | 0 | 0% | 30493.5977 | 69.08% | 13647.8359 | 26468.375 | 59.96% | 17673.0586 | 14425.7471 | 32.68% | 29715.6865 | 38511.3359 | 87.25% | 5630.0977 | 18337.0117 | 41.54% | 25804.4219 | 1318.2733 | 2.986% | 42823.1603
135 | Victor | GREATER KRAMER | {'Roadway': 5.1, 'Lugo': 9.6} | 62891.1602 | 19385.3867 | 30.82% | 43505.7734 | 69.18% | 559.9113 | 0.8903% | 6080.9158 | 9.669% | 49.5 | 7.339 | 0.01167% | 11.1197 | 0.01768% | 0 | 4026.594 | 6.402% | 0 | 0% | 24424.0312 | 38.84% | 38467.1289 | 31094.9297 | 49.44% | 31796.2305 | 10426.6973 | 16.58% | 52464.4629 | 41356.7344 | 65.76% | 21534.4258 | 5368.1318 | 8.536% | 57523.0283 | 277.822 | 0.4418% | 62613.3382
136 | Vista (SCE) | RIVERSIDE | {'San Bernardino': 5.3, 'Etiwanda': 12.4, 'Rancho Vista': 12.8, 'Mira Loma': 14.3, 'El Casco': 14.8, 'Padua': 19.2} | 14134.4395 | 410.4673 | 2.904% | 13723.9721 | 97.1% | 83.8702 | 0.5934% | 5003.4354 | 35.4% | 37.3333 | 78.669 | 0.5566% | 164.7561 | 1.166% | 0 | 866.512 | 6.131% | 12256.3906 | 86.71% | 5920.4951 | 41.89% | 8213.9443 | 8502.7129 | 60.16% | 5631.7266 | 10943.9473 | 77.43% | 3190.4922 | 13682.1865 | 96.8% | 452.2529 | 4788.6636 | 33.88% | 9345.7759 | 588.0717 | 4.161% | 13546.3678
137 | Encina | SAN DIEGO | {'Palomar': 2.9, 'San Luis Rey': 5.1, 'Escondido': 12.7, 'Penasquitos': 16.5} | 1708.6643 | 372.4176 | 21.8% | 1336.2467 | 78.2% | 11.0719 | 0.648% | 92.8202 | 5.432% | 6.8443 | 203.2225 | 11.89% | 15.1749 | 0.8881% | 0 | 643.4819 | 37.66% | 0 | 0% | 444.2477 | 26% | 1264.4167 | 952.3076 | 55.73% | 756.3567 | 987.4069 | 57.79% | 721.2574 | 1225.4373 | 71.72% | 483.2271 | 0 | 0% | 1708.6643 | 286.7307 | 16.78% | 1421.9337
138 | Escondido | SAN DIEGO | {'Palomar': 9.9, 'Encina': 12.7, 'San Luis Rey': 13.9, 'Sycamore Canyon': 15.2, 'Penasquitos': 15.5} | 36365.418 | 11036.1055 | 30.35% | 25329.3125 | 69.65% | 25.6929 | 0.07065% | 9812.0385 | 26.98% | 39.3083 | 4503.873 | 12.39% | 1032.5802 | 2.839% | 0 | 19277.7832 | 53.01% | 17085.8789 | 46.98% | 17363.8496 | 47.75% | 19001.5684 | 5905.5898 | 16.24% | 30459.8281 | 10215.4561 | 28.09% | 26149.9619 | 21501.9785 | 59.13% | 14863.4395 | 3545.4475 | 9.75% | 32819.9705 | 2569.9138 | 7.067% | 33795.5042
139 | Kearny | SAN DIEGO | {'Mission': 3.4, 'Old Town': 5.8, 'Penasquitos': 7.8, 'Sycamore Canyon': 8.3, 'Silvergate': 9.5, 'Miguel': 13.7, 'Bay Boulevard': 15.6} | 3224.4214 | 856.8381 | 26.57% | 2367.5833 | 73.43% | 13.2064 | 0.4096% | 471.3011 | 14.62% | 26.3077 | 0 | 0% | 0 | 0% | 0 | 809.7357 | 25.11% | 0 | 0% | 801.8251 | 24.87% | 2422.5963 | 840.136 | 26.06% | 2384.2853 | 1551.562 | 48.12% | 1672.8594 | 2333.7917 | 72.38% | 890.6296 | 177.2295 | 5.496% | 3047.1919 | 52.5091 | 1.628% | 3171.9123
140 | Miguel | SAN DIEGO | {'Bay Boulevard': 8.1, 'Otay Mesa': 8.3, 'Silvergate': 9.4, 'Mission': 11.6, 'Old Town': 13.6, 'Kearny': 13.7, 'Sycamore Canyon': 16.7, 'Suncrest': 19.7} | 12329.8369 | 419.7647 | 3.404% | 11910.0722 | 96.6% | 439.2939 | 3.563% | 7198.8575 | 58.39% | 16.8185 | 7.998 | 0.06487% | 0 | 0% | 0 | 6640.4214 | 53.86% | 4674.1816 | 37.91% | 2006.2052 | 16.27% | 10323.6317 | 9962.915 | 80.8% | 2366.9219 | 11647.8047 | 94.47% | 682.0322 | 11827.5889 | 95.93% | 502.248 | 5091.5244 | 41.29% | 7238.3125 | 739.8782 | 6.001% | 11589.9587
141 | Mission | SAN DIEGO | {'Kearny': 3.4, 'Old Town': 3.4, 'Silvergate': 6.1, 'Penasquitos': 10.4, 'Sycamore Canyon': 11.1, 'Miguel': 11.6, 'Bay Boulevard': 12.3, 'Otay Mesa': 19.6} | 5977.8076 | 1066.3479 | 17.84% | 4911.4597 | 82.16% | 175.4056 | 2.934% | 481.3222 | 8.052% | 32 | 0 | 0% | 0 | 0% | 0 | 753.1185 | 12.6% | 0 | 0% | 830.6398 | 13.9% | 5147.1678 | 1576.3124 | 26.37% | 4401.4952 | 4123.6328 | 68.98% | 1854.1748 | 4895.0747 | 81.89% | 1082.7329 | 146.3414 | 2.448% | 5831.4663 | 108.7899 | 1.82% | 5869.0177
142 | Old Town | SAN DIEGO | {'Mission': 3.4, 'Silvergate': 5.7, 'Kearny': 5.8, 'Penasquitos': 10.6, 'Bay Boulevard': 12.3, 'Miguel': 13.6, 'Sycamore Canyon': 14.0} | 5313.2241 | 1071.3453 | 20.16% | 4241.8788 | 79.84% | 183.5676 | 3.455% | 132.4378 | 2.493% | 27.5 | 0 | 0% | 0 | 0% | 0 | 10.752 | 0.2024% | 0 | 0% | 89.18 | 1.678% | 5224.0441 | 926.1684 | 17.43% | 4387.0557 | 4196.2822 | 78.98% | 1116.9419 | 4225.3579 | 79.53% | 1087.8662 | 0.89703 | 0.01688% | 5312.3271 | 71.916 | 1.354% | 5241.3081
143 | Penasquitos | SAN DIEGO | {'Kearny': 7.8, 'Mission': 10.4, 'Old Town': 10.6, 'Sycamore Canyon': 10.9, 'Palomar': 14.6, 'Escondido': 15.5, 'Silvergate': 16.0, 'Encina': 16.5} | 970.9956 | 171.5204 | 17.66% | 799.4752 | 82.34% | 10.7173 | 1.104% | 32.8527 | 3.383% | 15.7923 | 19.7704 | 2.036% | 4.4718 | 0.4605% | 0 | 743.8389 | 76.61% | 0 | 0% | 242.8991 | 25.02% | 728.0965 | 583.5726 | 60.1% | 387.423 | 649.2036 | 66.86% | 321.7921 | 789.7853 | 81.34% | 181.2103 | 0 | 0% | 970.9956 | 55.9401 | 5.761% | 915.0555
144 | San Luis Rey | SAN DIEGO | {'Encina': 5.1, 'Palomar': 6.7, 'Escondido': 13.9, 'San Onofre': 16.8} | 7538.5474 | 1598.2015 | 21.2% | 5940.3458 | 78.8% | 5.619 | 0.07454% | 161.8653 | 2.147% | 53.5167 | 1952.0203 | 25.89% | 406.7914 | 5.396% | 0 | 6035.7026 | 80.06% | 0 | 0% | 3917.824 | 51.97% | 3620.7234 | 3739.2004 | 49.6% | 3799.3469 | 4874.7344 | 64.66% | 2663.813 | 5505.4648 | 73.03% | 2033.0825 | 17.318 | 0.2297% | 7521.2294 | 458.7468 | 6.085% | 7079.8006
145 | Sycamore Canyon | SAN DIEGO | {'Kearny': 8.3, 'Penasquitos': 10.9, 'Mission': 11.1, 'Old Town': 14.0, 'Escondido': 15.2, 'Silvergate': 16.6, 'Miguel': 16.7} | 22332.2285 | 468.1788 | 2.096% | 21864.0497 | 97.9% | 1048.3804 | 4.694% | 6805.4497 | 30.47% | 28.07 | 763.5735 | 3.419% | 97.5837 | 0.437% | 0 | 5490.0522 | 24.58% | 16842.252 | 75.42% | 16049.6943 | 71.87% | 6282.5342 | 13078.7422 | 58.56% | 9253.4863 | 15044.5977 | 67.37% | 7287.6309 | 21753.1816 | 97.41% | 579.0469 | 3744.5923 | 16.77% | 18587.6362 | 760.3618 | 3.405% | 21571.8667
146 | Talega | GREATER LA METRO | {'San Onofre': 5.8, 'Capistrano': 6.8, 'Margarita': 7.4, 'Trabuco': 9.6, 'Viejo': 15.3, 'Santiago': 18.5} | 14107.5967 | 1051.269 | 7.452% | 13056.3276 | 92.55% | 4769.0884 | 33.81% | 6560.8276 | 46.51% | 48.7333 | 204.3211 | 1.448% | 21.8309 | 0.1547% | 0 | 13086.457 | 92.76% | 0 | 0% | 3270.8877 | 23.19% | 10836.709 | 8883.6699 | 62.97% | 5223.9268 | 9682.3008 | 68.63% | 4425.2959 | 10704.2363 | 75.88% | 3403.3604 | 7624.8184 | 54.05% | 6482.7783 | 778.1279 | 5.516% | 13329.4688
147 | Martin | NORTHERN CALIFORNIA | {'East Shore': 16.9} | 9756.999 | 3712.0361 | 38.04% | 6044.9629 | 61.96% | 2206.0005 | 22.61% | 2884.7056 | 29.57% | 59.9273 | 6.2697 | 0.06426% | 0 | 0% | 0 | 295.6232 | 3.03% | 2537.8354 | 26.01% | 2624.79 | 26.9% | 7132.209 | 4052.3025 | 41.53% | 5704.6965 | 5769.3242 | 59.13% | 3987.6748 | 5884.8169 | 60.31% | 3872.1821 | 2362.6741 | 24.22% | 7394.325 | 449.0588 | 4.602% | 9307.9402
148 | Bellota | NORTHERN CALIFORNIA | {'Lockeford': 10.7, 'Camanche': 13.7, 'Weber': 14.0, 'Riverbank': 18.0, 'Stagg': 18.3, 'Ripon': 19.3} | 165117.6406 | 22654.6074 | 13.72% | 142463.0332 | 86.28% | 27536.2207 | 16.68% | 115223.1543 | 69.78% | 12 | 40857.6523 | 24.74% | 56759.1484 | 34.37% | 1 | 4969.7715 | 3.01% | 0 | 0% | 53001.6055 | 32.1% | 112116.0352 | 30947.3145 | 18.74% | 134170.3262 | 71073.2422 | 43.04% | 94044.3984 | 89693.2578 | 54.32% | 75424.3828 | 45523.9609 | 27.57% | 119593.6797 | 21907.3379 | 13.27% | 143210.3027
149 | Ripon | NORTHERN CALIFORNIA | {'Vierra': 7.6, 'Weber': 12.4, 'Westley': 12.6, 'Riverbank': 13.1, 'Warnerville': 18.8, 'Bellota': 19.3, 'Stagg': 19.7} | 121825.6875 | 19324.0723 | 15.86% | 102501.6152 | 84.14% | 874.7992 | 0.7181% | 81549.193 | 66.94% | 18.467 | 33470.8125 | 27.47% | 76019.25 | 62.4% | 1 | 0 | 0% | 0 | 0% | 48202.1875 | 39.57% | 73623.5 | 20941.3984 | 17.19% | 100884.2891 | 23579.7266 | 19.36% | 98245.9609 | 58088.2461 | 47.68% | 63737.4414 | 0 | 0% | 121825.6875 | 5188.2583 | 4.259% | 116637.4292
150 | Lockeford | NORTHERN CALIFORNIA | {'Camanche': 9.9, 'Bellota': 10.7, 'Eight Mile': 12.5, 'Stagg': 13.4, 'Weber': 14.3} | 142405.4844 | 29428.0508 | 20.66% | 112977.4336 | 79.34% | 6023.0396 | 4.229% | 79132.7261 | 55.57% | 21.4933 | 36577.3164 | 25.69% | 65450.0234 | 45.96% | 1 | 153.7786 | 0.108% | 0 | 0% | 17585.2754 | 12.35% | 124820.209 | 13809.7285 | 9.697% | 128595.7559 | 50167.1953 | 35.23% | 92238.2891 | 54677.7891 | 38.4% | 87727.6953 | 11451.9268 | 8.042% | 130953.5576 | 20356.9023 | 14.3% | 122048.582
151 | Stagg | NORTHERN CALIFORNIA | {'Eight Mile': 4.8, 'Weber': 7.7, 'Lockeford': 13.4, 'Vierra': 14.0, 'Bellota': 18.3, 'Brentwood': 18.6, 'Kelso': 19.3, 'Ripon': 19.7, 'Delta Switching Yard': 19.9} | 110329.375 | 6956.7915 | 6.305% | 103372.5835 | 93.69% | 16928.2227 | 15.34% | 69962.8555 | 63.41% | 11.2344 | 11277.7236 | 10.22% | 84162.7578 | 76.28% | 1 | 0 | 0% | 0 | 0% | 11515.5137 | 10.44% | 98813.8613 | 21297.75 | 19.3% | 89031.625 | 24700.502 | 22.39% | 85628.873 | 30676.6641 | 27.8% | 79652.7109 | 0 | 0% | 110329.375 | 5689.6934 | 5.157% | 104639.6816
152 | Weber | NORTHERN CALIFORNIA | {'Stagg': 7.7, 'Vierra': 8.6, 'Eight Mile': 12.2, 'Ripon': 12.4, 'Bellota': 14.0, 'Lockeford': 14.3} | 100723.1797 | 22597.7988 | 22.44% | 78125.3809 | 77.56% | 758.6682 | 0.7532% | 77867.8943 | 77.31% | 16.2333 | 21535.8242 | 21.38% | 72525.5078 | 72% | 1 | 0 | 0% | 0 | 0% | 0 | 0% | 100723.1797 | 1035.1804 | 1.028% | 99687.9993 | 4971.4448 | 4.936% | 95751.7349 | 4971.4448 | 4.936% | 95751.7349 | 0 | 0% | 100723.1797 | 2502.9875 | 2.485% | 98220.1921
153 | Carrizo Plains | SPGE | {'Solar SS': 1.1, 'Caliente': 6.9, 'Kernridge': 17.5, 'Temblor': 19.4} | 155999.5312 | 19787.0645 | 12.68% | 136212.4668 | 87.32% | 88288.2891 | 56.6% | 50779.4141 | 32.55% | 9.3582 | 4109.2085 | 2.634% | 275.5292 | 0.1766% | 0 | 32500.9062 | 20.83% | 0 | 0% | 50552.5273 | 32.41% | 105447.0039 | 28738.916 | 18.42% | 127260.6152 | 48779.8008 | 31.27% | 107219.7305 | 88218.6484 | 56.55% | 67780.8828 | 99143.2812 | 63.55% | 56856.25 | 7412.1553 | 4.751% | 148587.376
154 | Cholame | SPGE | {} | 188050.6719 | 29746.291 | 15.82% | 158304.3809 | 84.18% | 117779.5234 | 62.63% | 67241.5703 | 35.76% | 4.7191 | 15685.2031 | 8.341% | 8827.5605 | 4.694% | 0 | 13183.5254 | 7.011% | 0 | 0% | 82743.3672 | 44% | 105307.3047 | 34485.3984 | 18.34% | 153565.2734 | 67888.5078 | 36.1% | 120162.1641 | 111237.3359 | 59.15% | 76813.3359 | 88286.6016 | 46.95% | 99764.0703 | 2489.4753 | 1.324% | 185561.1965
155 | Mesa | SPGE | {'Oceano': 9.7, 'Sisquoc': 11.4} | 128492.4688 | 38387.2344 | 29.88% | 90105.2344 | 70.12% | 28054.6992 | 21.83% | 89808.2695 | 69.89% | 9.5 | 12940.0928 | 10.07% | 34381.4414 | 26.76% | 0 | 30268.8926 | 23.56% | 34890.75 | 27.15% | 6623.7441 | 5.155% | 121868.7246 | 4578.0283 | 3.563% | 123914.4404 | 15833.2607 | 12.32% | 112659.208 | 21778.959 | 16.95% | 106713.5098 | 36832 | 28.66% | 91660.4688 | 8823.7646 | 6.867% | 119668.7041
156 | Oceano | SPGE | {'Mesa': 9.7, 'San Luis Obispo': 11.5, 'Mustang': 15.2, 'Diablo': 17.0} | 81155.8281 | 29198.623 | 35.98% | 51957.2051 | 64.02% | 7259.8071 | 8.946% | 58461.0991 | 72.04% | 12.7 | 5811.9678 | 7.161% | 16371.1543 | 20.17% | 0 | 26939.6074 | 33.19% | 23215.5625 | 28.61% | 7501.1875 | 9.243% | 73654.6406 | 2280.0044 | 2.809% | 78875.8237 | 17661.1855 | 21.76% | 63494.6426 | 20862.748 | 25.71% | 60293.0801 | 19490.1035 | 24.02% | 61665.7246 | 6424.7827 | 7.917% | 74731.0454
157 | San Luis Obispo | SPGE | {'Mustang': 3.7, 'Oceano': 11.5, 'Diablo': 12.4, 'Morro Bay': 14.7} | 71305.1328 | 10304.2197 | 14.45% | 61000.9131 | 85.55% | 11772.6084 | 16.51% | 51209.8369 | 71.82% | 8.7089 | 3068.676 | 4.304% | 4902.814 | 6.876% | 0 | 40223.6172 | 56.41% | 20955.2539 | 29.39% | 23816.4023 | 33.4% | 47488.7305 | 19934.7695 | 27.96% | 51370.3633 | 43275.9453 | 60.69% | 28029.1875 | 49821.1406 | 69.87% | 21483.9922 | 30385.8867 | 42.61% | 40919.2461 | 7429.7124 | 10.42% | 63875.4204
158 | Templeton | SPGE | {'Morro Bay': 15.9, 'Mustang': 16.7} | 145468.5156 | 54336.8672 | 37.35% | 91131.6484 | 62.65% | 5929.7383 | 4.076% | 106276.4258 | 73.06% | 15.8395 | 24699.043 | 16.98% | 9843.9941 | 6.767% | 0 | 39952.5117 | 27.46% | 30253.9219 | 20.8% | 24381.125 | 16.76% | 121087.3906 | 31041.1797 | 21.34% | 114427.3359 | 51468.1875 | 35.38% | 94000.3281 | 59977.4453 | 41.23% | 85491.0703 | 33999.4648 | 23.37% | 111469.0508 | 4643.7515 | 3.192% | 140824.7642
159 | Sisquoc | SPGE | {'Mesa': 11.4, 'Cabrillo': 17.3} | 131307.0781 | 27983 | 21.31% | 103324.0781 | 78.69% | 66903.1797 | 50.95% | 60388.6484 | 45.99% | 7.075 | 13575.3799 | 10.34% | 23172.9844 | 17.65% | 0 | 36745.6172 | 27.98% | 19258.459 | 14.67% | 26557.6055 | 20.23% | 104749.4727 | 11408.8428 | 8.689% | 119898.2354 | 46808.125 | 35.65% | 84498.9531 | 59256.3789 | 45.13% | 72050.6992 | 32980.8867 | 25.12% | 98326.1914 | 5233.5439 | 3.986% | 126073.5342
160 | Goleta | GREATER LA METRO | {} | 45315.9883 | 12511.1338 | 27.61% | 32804.8545 | 72.39% | 19269.2402 | 42.52% | 22022.0215 | 48.6% | 6.8483 | 3954.7063 | 8.727% | 833.2545 | 1.839% | 0 | 2389.2986 | 5.273% | 41145.9219 | 90.8% | 10317.8379 | 22.77% | 34998.1504 | 1270.411 | 2.803% | 44045.5773 | 2048.187 | 4.52% | 43267.8013 | 12366.0254 | 27.29% | 32949.9629 | 23737.498 | 52.38% | 21578.4902 | 2693.4973 | 5.944% | 42622.491
161 | Schulte Switching Station | NORTHERN CALIFORNIA | {'Los Esteros': 3.7, 'Newark': 8.7, 'Hicks': 10.3, 'Coyote': 15.7, 'Metcalf': 15.7, 'East Shore': 19.3} | 7345.1489 | 1206.2374 | 16.42% | 6138.9115 | 83.58% | 1399.5797 | 19.05% | 4499.4882 | 61.26% | 7.4048 | 1.1891 | 0.01619% | 5.6714 | 0.07721% | 0 | 5985.9316 | 81.5% | 0 | 0% | 671.1282 | 9.137% | 6674.0207 | 1936.6055 | 26.37% | 5408.5435 | 2305.3059 | 31.39% | 5039.843 | 2305.3059 | 31.39% | 5039.843 | 3567.5022 | 48.57% | 3777.6467 | 1037.1371 | 14.12% | 6308.0118
162 | Hicks | NORTHERN CALIFORNIA | {'Coyote': 8.5, 'Metcalf': 8.8, 'Schulte Switching Station': 10.3, 'Los Esteros': 13.5, 'Newark': 19.0} | 19070.3926 | 887.397 | 4.653% | 18182.9956 | 95.35% | 834.2424 | 4.375% | 7527.5086 | 39.47% | 22.0484 | 1242.0028 | 6.513% | 310.0504 | 1.626% | 0 | 2757.1621 | 14.46% | 13567.1504 | 71.14% | 13727.8018 | 71.98% | 5342.5908 | 626.3467 | 3.284% | 18444.0459 | 12604.916 | 66.1% | 6465.4766 | 18049.041 | 94.64% | 1021.3516 | 5190.7144 | 27.22% | 13879.6782 | 467.4009 | 2.451% | 18602.9917
163 | Cottonwood | NORTHERN CALIFORNIA | {'Jessup': 5.5} | 116178.0391 | 28410.9277 | 24.45% | 87767.1113 | 75.55% | 4803.0557 | 4.134% | 60106.0654 | 51.74% | 27 | 3973.1077 | 3.42% | 7199.5771 | 6.197% | 0 | 83230.2656 | 71.64% | 0 | 0% | 55454.2266 | 47.73% | 60723.8125 | 22368.7422 | 19.25% | 93809.2969 | 26121.7891 | 22.48% | 90056.25 | 67946.7109 | 58.48% | 48231.3281 | 36987.4102 | 31.84% | 79190.6289 | 17182.0469 | 14.79% | 98995.9922
164 | Jessup | NORTHERN CALIFORNIA | {'Cottonwood': 5.5} | 107075.7344 | 20444.166 | 19.09% | 86631.5684 | 80.91% | 2140.7346 | 1.999% | 47032.5935 | 43.92% | 33 | 4187.0493 | 3.91% | 7439.21 | 6.948% | 0 | 67126.2188 | 62.69% | 4807.0845 | 4.489% | 61575.9492 | 57.51% | 45499.7852 | 25798.3398 | 24.09% | 81277.3945 | 25023.0742 | 23.37% | 82052.6602 | 74740.8516 | 69.8% | 32334.8828 | 22701.8203 | 21.2% | 84373.9141 | 18086.375 | 16.89% | 88989.3594
165 | Round Mountain | NORTHERN CALIFORNIA | {'Cove Rd': 4.9} | 118823.5312 | 6931.4062 | 5.833% | 111892.125 | 94.17% | 55972.0078 | 47.11% | 55548.1406 | 46.75% | 6.0346 | 875.037 | 0.7364% | 258.5916 | 0.2176% | 0 | 91186.0859 | 76.74% | 26253.4238 | 22.09% | 87565.8516 | 73.69% | 31257.6797 | 20760.0566 | 17.47% | 98063.4746 | 31597.9863 | 26.59% | 87225.5449 | 96324.6875 | 81.07% | 22498.8438 | 76670.3203 | 64.52% | 42153.2109 | 6932.8467 | 5.835% | 111890.6846
166 | Carquinez |  | {'Martinez': 8.9, 'Tulucay': 10.9, 'Ignacio': 15.9, 'Clayton': 18.3, 'Pittsburg': 19.5} | 43703.7656 | 9292.2002 | 21.26% | 34411.5654 | 78.74% | 3871.7083 | 8.859% | 25376.4949 | 58.06% | 63 | 1391.4264 | 3.184% | 714.7817 | 1.636% | 0 | 15525.25 | 35.52% | 0 | 0% | 10146.5068 | 23.22% | 33557.2588 | 14099.3652 | 32.26% | 29604.4004 | 20622.7793 | 47.19% | 23080.9863 | 32407.8457 | 74.15% | 11295.9199 | 8967.7822 | 20.52% | 34735.9834 | 4681.1162 | 10.71% | 39022.6494
167 | Peabody | NORTHERN CALIFORNIA | {'Vaca Dixon': 8.4, 'Shilo III': 10.5, 'Birds Landing': 13.5, 'Tulucay': 16.3, 'Putah Creek': 16.4, 'Pittsburg': 17.6} | 78257.5703 | 11732.6963 | 14.99% | 66524.874 | 85.01% | 7192.4429 | 9.191% | 57811.4673 | 73.87% | 9.9519 | 12699.3066 | 16.23% | 18594.4922 | 23.76% | 0 | 17102.7422 | 21.85% | 0 | 0% | 17471.0195 | 22.33% | 60786.5508 | 29253.2539 | 37.38% | 49004.3164 | 31305.9707 | 40% | 46951.5996 | 49835.3672 | 63.68% | 28422.2031 | 12304.3877 | 15.72% | 65953.1826 | 19636.0488 | 25.09% | 58621.5215
168 | Vaca Dixon | NORTHERN CALIFORNIA | {'Peabody': 8.4, 'Putah Creek': 9.3, 'Davis': 14.2, 'Shilo III': 16.5, 'Birds Landing': 19.7} | 114549.3203 | 14233.9072 | 12.43% | 100315.4131 | 87.57% | 2463.4736 | 2.151% | 91402.4014 | 79.79% | 11.8416 | 14673.9443 | 12.81% | 60091.8594 | 52.46% | 0 | 18872.2969 | 16.48% | 0 | 0% | 29875.8848 | 26.08% | 84673.4355 | 16479.998 | 14.39% | 98069.3223 | 16028.9609 | 13.99% | 98520.3594 | 46274.1367 | 40.4% | 68275.1836 | 8663.2881 | 7.563% | 105886.0322 | 10419.5371 | 9.096% | 104129.7832
169 | Bellevue | NORTHERN CALIFORNIA | {'Penngrove': 4.7, 'Fulton': 8.6, 'Lakeville': 11.3} | 71686.4609 | 5325.8135 | 7.429% | 66360.6475 | 92.57% | 944.5226 | 1.318% | 36039.8759 | 50.27% | 24 | 12143.0205 | 16.94% | 6300.1631 | 8.788% | 0 | 34446.6914 | 48.05% | 7500.8374 | 10.46% | 32832.0234 | 45.8% | 38854.4375 | 27429.2305 | 38.26% | 44257.2305 | 49851.5859 | 69.54% | 21834.875 | 57950.6172 | 80.84% | 13735.8438 | 28550.0469 | 39.83% | 43136.4141 | 4354.4038 | 6.074% | 67332.0571
170 | Cloverdale | NORTHERN CALIFORNIA | {'Eagle Rock': 11.0, 'Hopland': 12.7, 'Geysers': 14.1} | 86717.5234 | 6884.3784 | 7.939% | 79833.145 | 92.06% | 12437.3174 | 14.34% | 66772.792 | 77% | 7.9397 | 4729.9287 | 5.454% | 3460.3398 | 3.99% | 0 | 43953.8203 | 50.69% | 32657.125 | 37.66% | 57253.375 | 66.02% | 29464.1484 | 27643.0684 | 31.88% | 59074.4551 | 44674.3867 | 51.52% | 42043.1367 | 76557.0625 | 88.28% | 10160.4609 | 50828.4805 | 58.61% | 35889.043 | 1720.3831 | 1.984% | 84997.1404
171 | Fulton | NORTHERN CALIFORNIA | {'Bellevue': 8.6, 'Penngrove': 13.3, 'Geysers': 17.7, 'Lakeville': 19.6} | 80184.4688 | 4377.3936 | 5.459% | 75807.0752 | 94.54% | 1020.3044 | 1.272% | 44244.4924 | 55.18% | 21.88 | 6731.5327 | 8.395% | 11553.8311 | 14.41% | 0 | 19253.3145 | 24.01% | 33981.4453 | 42.38% | 31610.5605 | 39.42% | 48573.9082 | 44644.0742 | 55.68% | 35540.3945 | 68278.3281 | 85.15% | 11906.1406 | 72204.4297 | 90.05% | 7980.0391 | 24126.1816 | 30.09% | 56058.2871 | 4176.4536 | 5.209% | 76008.0151
172 | Lakeville | NORTHERN CALIFORNIA | {'Penngrove': 7.0, 'Bellevue': 11.3, 'Ignacio': 12.2, 'Tulucay': 17.0, 'Fulton': 19.6} | 78236.1562 | 7183.335 | 9.182% | 71052.8213 | 90.82% | 5788.2061 | 7.398% | 50979.2705 | 65.16% | 13.7042 | 12868.5098 | 16.45% | 5276.4272 | 6.744% | 0 | 42007.6055 | 53.69% | 4877.3145 | 6.234% | 54845.1836 | 70.1% | 23390.9727 | 20766.4336 | 26.54% | 57469.7227 | 42826.2656 | 54.74% | 35409.8906 | 65537.1484 | 83.77% | 12699.0078 | 29028.9395 | 37.1% | 49207.2168 | 3815.7456 | 4.877% | 74420.4106
173 | Penngrove | NORTHERN CALIFORNIA | {'Bellevue': 4.7, 'Lakeville': 7.0, 'Fulton': 13.3, 'Ignacio': 18.2} | 79735.4219 | 3940.3672 | 4.942% | 75795.0547 | 95.06% | 2692.8274 | 3.377% | 51956.8757 | 65.16% | 15.4396 | 13887.3584 | 17.42% | 2600.6672 | 3.262% | 0 | 54582.3164 | 68.45% | 2661.3352 | 3.338% | 44994.8203 | 56.43% | 34740.6016 | 27198.5312 | 34.11% | 52536.8906 | 51854.0195 | 65.03% | 27881.4023 | 65481.5742 | 82.12% | 14253.8477 | 41314.4609 | 51.81% | 38420.9609 | 4666.8086 | 5.853% | 75068.6133
174 | Warnerville | SPGE | {'Riverbank': 6.1, 'Ripon': 18.8, 'UltraPower Chinese Station': 19.9} | 141694.2188 | 25773.4648 | 18.19% | 115920.7539 | 81.81% | 15319.0166 | 10.81% | 93930.9443 | 66.29% | 12.625 | 66950.3125 | 47.25% | 34762.6641 | 24.53% | 0 | 0 | 0% | 0 | 0% | 85066.1875 | 60.04% | 56628.0312 | 16467.4512 | 11.62% | 125226.7676 | 42261.1172 | 29.83% | 99433.1016 | 101254.2891 | 71.46% | 40439.9297 | 22961.9707 | 16.21% | 118732.248 | 9409.877 | 6.641% | 132284.3418
175 | Riverbank | SPGE | {'Warnerville': 6.1, 'Ripon': 13.1, 'Bellota': 18.0} | 133744.6094 | 26606.5605 | 19.89% | 107138.0488 | 80.11% | 9512.1426 | 7.112% | 81760.748 | 61.13% | 16.5 | 71553.0391 | 53.5% | 35274.5195 | 26.37% | 1 | 0 | 0% | 0 | 0% | 80066.3438 | 59.87% | 53678.2656 | 6601.269 | 4.936% | 127143.3403 | 23839.7988 | 17.82% | 109904.8105 | 92286.7578 | 69% | 41457.8516 | 6588.0234 | 4.926% | 127156.5859 | 5793.4375 | 4.332% | 127951.1719
176 | Pease | NORTHERN CALIFORNIA | {'East Marysville': 5.4, 'Olivehurst': 8.3, 'Honcut': 11.0, 'Rio Oso': 19.3} | 137516.6719 | 15747.7686 | 11.45% | 121768.9033 | 88.55% | 8332.2178 | 6.059% | 101040.8369 | 73.48% | 14.2417 | 41029.4141 | 29.84% | 65050.293 | 47.3% | 0 | 0 | 0% | 0 | 0% | 56459.707 | 41.06% | 81056.9648 | 15238.4209 | 11.08% | 122278.251 | 38335.6875 | 27.88% | 99180.9844 | 89654.6953 | 65.2% | 47861.9766 | 8103.6147 | 5.893% | 129413.0571 | 7671.9141 | 5.579% | 129844.7578
177 | Rio Oso | NORTHERN CALIFORNIA | {'Pleasant Grove': 11.6, 'Olivehurst': 11.6, 'East Marysville': 16.6, 'Pease': 19.3} | 156323.4219 | 30868.334 | 19.75% | 125455.0879 | 80.25% | 10147.167 | 6.491% | 126675.4268 | 81.03% | 10.5 | 49592.7383 | 31.72% | 63003.4062 | 40.3% | 0 | 58.6336 | 0.03751% | 0 | 0% | 71977.5859 | 46.04% | 84345.8359 | 7569.4077 | 4.842% | 148754.0142 | 35691.5117 | 22.83% | 120631.9102 | 93298.1016 | 59.68% | 63025.3203 | 379.4163 | 0.2427% | 155944.0056 | 29677.2344 | 18.98% | 126646.1875
178 | Alpaugh | SPGE | {'Olive': 4.6, 'Corcoran': 11.5, 'Smyrna': 17.0} | 154517.2031 | 59661.5703 | 38.61% | 94855.6328 | 61.39% | 35506.7461 | 22.98% | 106719.1445 | 69.07% | 7.6767 | 65751.5938 | 42.55% | 66963.2344 | 43.34% | 1 | 0 | 0% | 0 | 0% | 40565.1094 | 26.25% | 113952.0938 | 14979.4336 | 9.694% | 139537.7695 | 29196.4453 | 18.9% | 125320.7578 | 55553.6367 | 35.95% | 98963.5664 | 42.06 | 0.02722% | 154475.1431 | 9669.2627 | 6.258% | 144847.9404
179 | Rector | GREATER TEHACHAPI | {} | 126489.3281 | 47975.418 | 37.93% | 78513.9102 | 62.07% | 687.3419 | 0.5434% | 83863.4628 | 66.3% | 17.7954 | 41452.1797 | 32.77% | 69165.4609 | 54.68% | 1 | 0 | 0% | 0 | 0% | 1544.9083 | 1.221% | 124944.4198 | 7263.6909 | 5.743% | 119225.6372 | 11155.002 | 8.819% | 115334.3262 | 12699.9102 | 10.04% | 113789.418 | 275.5121 | 0.2178% | 126213.816 | 2075.1777 | 1.641% | 124414.1504
180 | Springville | GREATER TEHACHAPI | {} | 120644.0234 | 16505.7754 | 13.68% | 104138.248 | 86.32% | 40399.5273 | 33.49% | 47727.1758 | 39.56% | 18.8361 | 24661.1387 | 20.44% | 8671.7148 | 7.188% | 0 | 77256.3438 | 64.04% | 0 | 0% | 82218.625 | 68.15% | 38425.3984 | 14306.5742 | 11.86% | 106337.4492 | 21394.8574 | 17.73% | 99249.166 | 91576.7266 | 75.91% | 29067.2969 | 60743.7773 | 50.35% | 59900.2461 | 7306.6445 | 6.056% | 113337.3789
181 | Vestal | GREATER TEHACHAPI | {} | 185119.5781 | 86978.1562 | 46.98% | 98141.4219 | 53.02% | 18430.748 | 9.956% | 147353.3301 | 79.6% | 10.2472 | 74113.6172 | 40.04% | 65172.7734 | 35.21% | 1 | 15680.7969 | 8.471% | 0 | 0% | 33562.4062 | 18.13% | 151557.1719 | 1478.5428 | 0.7987% | 183641.0353 | 15252.2236 | 8.239% | 169867.3545 | 47336.0859 | 25.57% | 137783.4922 | 15570.7568 | 8.411% | 169548.8213 | 2307.9434 | 1.247% | 182811.6348
182 | UltraPower Chinese Station | NORTHERN CALIFORNIA | {'Peoria': 2.3, 'Curtis': 11.1, 'Warnerville': 19.9} | 88904.5 | 3599.1431 | 4.048% | 85305.3569 | 95.95% | 31443.4121 | 35.37% | 49615.3535 | 55.81% | 10.67 | 154.0816 | 0.1733% | 29.43 | 0.0331% | 0 | 36048.2969 | 40.55% | 0 | 0% | 58271.5273 | 65.54% | 30632.9727 | 32199.6855 | 36.22% | 56704.8145 | 35804.9531 | 40.27% | 53099.5469 | 71389.0156 | 80.3% | 17515.4844 | 63898.5781 | 71.87% | 25005.9219 | 7115.9424 | 8.004% | 81788.5576
183 | Curtis | NORTHERN CALIFORNIA | {'Peoria': 10.9, 'UltraPower Chinese Station': 11.1} | 52453.8164 | 6973.3882 | 13.29% | 45480.4282 | 86.71% | 3561.4392 | 6.79% | 34105.6389 | 65.02% | 15.4352 | 269.9604 | 0.5147% | 115.2744 | 0.2198% | 0 | 37342.1055 | 71.19% | 14349.2734 | 27.36% | 22007.4707 | 41.96% | 30446.3457 | 19133.0508 | 36.48% | 33320.7656 | 23167.7578 | 44.17% | 29286.0586 | 36953.582 | 70.45% | 15500.2344 | 29735.2578 | 56.69% | 22718.5586 | 1287.0555 | 2.454% | 51166.7609
184 | Peoria | NORTHERN CALIFORNIA | {'UltraPower Chinese Station': 2.3, 'Curtis': 10.9} | 78038.1016 | 3125.165 | 4.005% | 74912.9365 | 96% | 27283.4668 | 34.96% | 42722.3223 | 54.75% | 11.6944 | 176.2678 | 0.2259% | 89.4766 | 0.1147% | 0 | 38029.2383 | 48.73% | 0 | 0% | 49520.3047 | 63.46% | 28517.7969 | 32399.4902 | 41.52% | 45638.6113 | 33862.3398 | 43.39% | 44175.7617 | 62837.8906 | 80.52% | 15200.2109 | 55303.1055 | 70.87% | 22734.9961 | 6622.8936 | 8.487% | 71415.208
185 | Moorpark | GREATER LA METRO | {'Santa Clara': 16.2} | 69975.7812 | 17370.5938 | 24.82% | 52605.1875 | 75.18% | 5460.4995 | 7.803% | 51796.4067 | 74.02% | 12.855 | 8686.1562 | 12.41% | 21734.1309 | 31.06% | 0 | 3358.3159 | 4.799% | 47945.4766 | 68.52% | 22114.1621 | 31.6% | 47861.6191 | 4634.417 | 6.623% | 65341.3643 | 9484.4316 | 13.55% | 60491.3496 | 29353.8359 | 41.95% | 40621.9453 | 12767.1279 | 18.25% | 57208.6533 | 6712.1743 | 9.592% | 63263.6069
186 | Santa Clara | GREATER LA METRO | {'Mandalay': 7.5, 'Moorpark': 16.2} | 81757.75 | 24175.9883 | 29.57% | 57581.7617 | 70.43% | 19201.6289 | 23.49% | 55170.4336 | 67.48% | 11.8543 | 6218.0225 | 7.605% | 13142.5537 | 16.07% | 0 | 827.2778 | 1.012% | 59678.4805 | 72.99% | 21358.8516 | 26.12% | 60398.8984 | 5540.1348 | 6.776% | 76217.6152 | 9937.3223 | 12.15% | 71820.4277 | 30339.9434 | 37.11% | 51417.8066 | 26947.8691 | 32.96% | 54809.8809 | 4935.6382 | 6.037% | 76822.1118
187 | Davis | NORTHERN CALIFORNIA | {'Woodland': 9.3, 'Vaca Dixon': 14.2, 'Putah Creek': 14.2} | 117730.3594 | 5794.8799 | 4.922% | 111935.4795 | 95.08% | 11426.9932 | 9.706% | 100798.1162 | 85.62% | 8.4931 | 16569.4551 | 14.07% | 90024.0078 | 76.47% | 0 | 0 | 0% | 0 | 0% | 37025.8359 | 31.45% | 80704.5234 | 24016.9922 | 20.4% | 93713.3672 | 36213.293 | 30.76% | 81517.0664 | 53933.6875 | 45.81% | 63796.6719 | 0 | 0% | 117730.3594 | 4400.5786 | 3.738% | 113329.7808
188 | Putah Creek | NORTHERN CALIFORNIA | {'Vaca Dixon': 9.3, 'Davis': 14.2, 'Peabody': 16.4, 'Woodland': 16.7} | 124003.0938 | 13572.7881 | 10.95% | 110430.3057 | 89.05% | 9153.1221 | 7.381% | 94791.9873 | 76.44% | 10.965 | 11267.1777 | 9.086% | 62704.4648 | 50.57% | 0 | 31490.4941 | 25.39% | 0 | 0% | 59367.0859 | 47.88% | 64636.0078 | 4201.561 | 3.388% | 119801.5327 | 356.0574 | 0.2871% | 123647.0363 | 61143.2305 | 49.31% | 62859.8633 | 20433.3477 | 16.48% | 103569.7461 | 4623.3271 | 3.728% | 119379.7666
189 | East Marysville | NORTHERN CALIFORNIA | {'Olivehurst': 5.0, 'Pease': 5.4, 'Honcut': 11.0, 'Rio Oso': 16.6} | 117024.375 | 18212.7676 | 15.56% | 98811.6074 | 84.44% | 5285.2051 | 4.516% | 86389.2402 | 73.82% | 14.7143 | 39203.7148 | 33.5% | 52750.1211 | 45.08% | 0 | 67.5471 | 0.05772% | 0 | 0% | 50160.375 | 42.86% | 66864 | 7506.8618 | 6.415% | 109517.5132 | 21637.3047 | 18.49% | 95387.0703 | 66713.3438 | 57.01% | 50311.0312 | 1918.87 | 1.64% | 115105.505 | 12027.3691 | 10.28% | 104997.0059
190 | Olivehurst | NORTHERN CALIFORNIA | {'East Marysville': 5.0, 'Pease': 8.3, 'Rio Oso': 11.6, 'Honcut': 16.0} | 112115.2812 | 18593.0566 | 16.58% | 93522.2246 | 83.42% | 5026.2046 | 4.483% | 81985.1704 | 73.13% | 14.5813 | 33953.8906 | 30.28% | 59328.793 | 52.92% | 0 | 0 | 0% | 0 | 0% | 41173.125 | 36.72% | 70942.1562 | 866.5501 | 0.7729% | 111248.7311 | 17373.5488 | 15.5% | 94741.7324 | 55190.875 | 49.23% | 56924.4062 | 40.0423 | 0.03572% | 112075.2389 | 12710.9951 | 11.34% | 99404.2861
191 | Morro Bay |  | {'Diablo': 10.9, 'Mustang': 12.2, 'San Luis Obispo': 14.7, 'Templeton': 15.9} | 53283.8984 | 518.6811 | 0.9734% | 52765.2173 | 99.03% | 14306.1875 | 26.85% | 35873.0273 | 67.32% | 9.422 | 853.3857 | 1.602% | 1256.5199 | 2.358% | 0 | 9896.1807 | 18.57% | 19551.5742 | 36.69% | 28935.8516 | 54.31% | 24348.0469 | 14682.9062 | 27.56% | 38600.9922 | 23973.6875 | 44.99% | 29310.2109 | 41731 | 78.32% | 11552.8984 | 33697.0938 | 63.24% | 19586.8047 | 4398.3486 | 8.255% | 48885.5498
192 | Palomar | SAN DIEGO | {'Encina': 2.9, 'San Luis Rey': 6.7, 'Escondido': 9.9, 'Penasquitos': 14.6} | 6124.2715 | 1280.6882 | 20.91% | 4843.5833 | 79.09% | 11.0719 | 0.1808% | 1764.2289 | 28.81% | 23.6465 | 375.4401 | 6.13% | 151.5736 | 2.475% | 0 | 5510.8042 | 89.98% | 0 | 0% | 2218.801 | 36.23% | 3905.4705 | 1986.1993 | 32.43% | 4138.0721 | 1032.5442 | 16.86% | 5091.7273 | 3817.7834 | 62.34% | 2306.488 | 123.1208 | 2.01% | 6001.1507 | 491.5917 | 8.027% | 5632.6797
193 | Margarita | GREATER LA METRO | {'Trabuco': 2.8, 'Capistrano': 3.4, 'Talega': 7.4, 'Viejo': 8.1, 'Santiago': 11.3, 'San Onofre': 13.1, 'Johanna': 17.2, 'Lee Lake (Proposed)': 17.2} | 16864.4531 | 1228.2223 | 7.283% | 15636.2308 | 92.72% | 5688.1406 | 33.73% | 7344.7061 | 43.55% | 50.5 | 204.3211 | 1.212% | 21.8309 | 0.1294% | 0 | 14435.4863 | 85.6% | 1381.6443 | 8.193% | 4715.2329 | 27.96% | 12149.2202 | 10347.1152 | 61.35% | 6517.3379 | 10938.9678 | 64.86% | 5925.4854 | 13241.4453 | 78.52% | 3623.0078 | 8510.4463 | 50.46% | 8354.0068 | 1112.8602 | 6.599% | 15751.5929
194 | Huntington Beach |  | {'Ellis': 3.4, 'Johanna': 8.6, 'Alamitos': 10.8, 'Barre': 11.2, 'Lewis': 12.1, 'Santiago': 12.2, 'Villa Park': 14.3, 'Del Amo': 15.5, 'Long Beach': 16.5, 'Serrano': 16.6, 'Harborgen': 17.0, 'Hinson': 18.5, 'Trabuco': 18.5, 'Arcogen': 19.3, 'Viejo': 19.4, 'Lighthipe': 19.8} | 5545.7339 | 186.0605 | 3.355% | 5359.6734 | 96.64% | 114.397 | 2.063% | 227.6806 | 4.106% | 48 | 0 | 0% | 0 | 0% | 0 | 0 | 0% | 0 | 0% | 3.1489 | 0.05678% | 5542.585 | 1429.2799 | 25.77% | 4116.454 | 5342.5547 | 96.34% | 203.1792 | 5345.7036 | 96.39% | 200.0303 | 0 | 0% | 5545.7339 | 359.9801 | 6.491% | 5185.7538
195 | Los Esteros | NORTHERN CALIFORNIA | {'Schulte Switching Station': 3.7, 'Newark': 5.9, 'Hicks': 13.5, 'East Shore': 17.0, 'Coyote': 17.5, 'Metcalf': 17.5} | 16308.4912 | 1921.936 | 11.78% | 14386.5552 | 88.22% | 5178.3569 | 31.75% | 9419.0796 | 57.76% | 6.4955 | 11.8346 | 0.07257% | 22.0282 | 0.1351% | 0 | 12701.7607 | 77.88% | 0 | 0% | 7052.7275 | 43.25% | 9255.7637 | 6659.5127 | 40.83% | 9648.9785 | 7581.2256 | 46.49% | 8727.2656 | 8667.5977 | 53.15% | 7640.8936 | 8644.5742 | 53.01% | 7663.917 | 1489.6716 | 9.134% | 14818.8196
196 | Birds Landing | NORTHERN CALIFORNIA | {'Shilo III': 3.2, 'Pittsburg': 7.1, 'Contra Costa': 9.0, 'Lone Tree': 12.9, 'Peabody': 13.5, 'Clayton': 14.6, 'Grand Island': 15.0, 'Brentwood': 16.5, 'Martinez': 17.3, 'Vaca Dixon': 19.7} | 93920.0469 | 30622.3711 | 32.6% | 63297.6758 | 67.4% | 22865.3984 | 24.35% | 67001.8203 | 71.34% | 6.7284 | 34939.75 | 37.2% | 3975.575 | 4.233% | 0 | 16.899 | 0.01799% | 0 | 0% | 12564.374 | 13.38% | 81355.6729 | 35763.0273 | 38.08% | 58157.0195 | 32911.3789 | 35.04% | 61008.668 | 45655.8867 | 48.61% | 48264.1602 | 2044.3575 | 2.177% | 91875.6893 | 27460.0449 | 29.24% | 66460.002
197 | Cayetano | NORTHERN CALIFORNIA | {'Delta Switching Yard': 9.3, 'Kelso': 10.0, 'Green Ridge Midway': 10.1, 'Tesla': 11.4, 'Brentwood': 13.5, 'Lone Tree': 14.4, 'Clayton': 17.8, 'Contra Costa': 18.0} | 80516.2734 | 2412.2073 | 2.996% | 78104.0662 | 97% | 15546.3027 | 19.31% | 58584.5957 | 72.76% | 10.7447 | 2221.8433 | 2.759% | 233.6248 | 0.2902% | 0 | 39368.2656 | 48.89% | 4247.3647 | 5.275% | 52532.4766 | 65.24% | 27983.7969 | 48240 | 59.91% | 32276.2734 | 59714.3711 | 74.16% | 20801.9023 | 72343.2266 | 89.85% | 8173.0469 | 24359.998 | 30.25% | 56156.2754 | 5958.6914 | 7.401% | 74557.582
198 | Silvergate | SAN DIEGO | {'Old Town': 5.7, 'Mission': 6.1, 'Bay Boulevard': 6.6, 'Miguel': 9.4, 'Kearny': 9.5, 'Otay Mesa': 15.9, 'Penasquitos': 16.0, 'Sycamore Canyon': 16.6} | 5420.5249 | 1016.8974 | 18.76% | 4403.6275 | 81.24% | 183.9086 | 3.393% | 184.1244 | 3.397% | 26.3333 | 0 | 0% | 0 | 0% | 0 | 62.3958 | 1.151% | 0 | 0% | 89.5067 | 1.651% | 5331.0182 | 1082.0298 | 19.96% | 4338.4951 | 4368.8677 | 80.6% | 1051.6572 | 4387.1909 | 80.94% | 1033.334 | 0 | 0% | 5420.5249 | 86.5343 | 1.596% | 5333.9906
199 | Richmond | NORTHERN CALIFORNIA | {} | 112279.7891 | 20122.5859 | 17.92% | 92157.2031 | 82.08% | 45949.4336 | 40.92% | 57546.8867 | 51.25% | 7.4607 | 9335.4678 | 8.314% | 0 | 0% | 0 | 95925.0391 | 85.43% | 0 | 0% | 48191.4922 | 42.92% | 64088.2969 | 20983.4473 | 18.69% | 91296.3418 | 16578.4961 | 14.77% | 95701.293 | 62645.7148 | 55.79% | 49634.0742 | 62894.2422 | 56.02% | 49385.5469 | 10291.6982 | 9.166% | 101988.0908
200 | Rancho Vista | GREATER LA METRO | {'Etiwanda': 0.4, 'Mira Loma': 5.8, 'Padua': 6.4, 'Chino': 10.3, 'Vista': 12.8, 'San Bernardino': 17.0} | 7570.9453 | 3182.3269 | 42.03% | 4388.6184 | 57.97% | 374.5347 | 4.947% | 1810.5037 | 23.91% | 52.8982 | 371.3072 | 4.904% | 1122.7878 | 14.83% | 0 | 1094.0883 | 14.45% | 2167.6072 | 28.63% | 3262.0449 | 43.09% | 4308.9004 | 2447.1169 | 32.32% | 5123.8284 | 2190.564 | 28.93% | 5380.3813 | 3262.0449 | 43.09% | 4308.9004 | 1720.0035 | 22.72% | 5850.9418 | 395.9295 | 5.23% | 7175.0158
201 | Thermalito | NORTHERN CALIFORNIA | {'Table Mountain': 2.9, 'Wyandotte': 5.1, 'Palermo': 7.4, 'Honcut': 13.5} | 112231.6562 | 10552.5752 | 9.402% | 101679.0811 | 90.6% | 12925.1689 | 11.52% | 80788.8311 | 71.98% | 12.3153 | 60858.9688 | 54.23% | 7569.2559 | 6.744% | 0 | 15083.9092 | 13.44% | 0 | 0% | 73795.8438 | 65.75% | 38435.8125 | 20307.502 | 18.09% | 91924.1543 | 57303.0273 | 51.06% | 54928.6289 | 100260.9531 | 89.33% | 11970.7031 | 8744.5781 | 7.792% | 103487.0781 | 21346.502 | 19.02% | 90885.1543
202 | Martinez | NORTHERN CALIFORNIA | {'Carquinez': 8.9, 'Clayton': 9.4, 'Pittsburg': 12.0, 'Birds Landing': 17.3, 'Tulucay': 18.1, 'Shilo III': 18.1, 'Contra Costa': 18.2} | 40148.2227 | 8526.5762 | 21.24% | 31621.6465 | 78.76% | 5655.5464 | 14.09% | 20360.2681 | 50.71% | 73 | 186.5528 | 0.4647% | 28.2441 | 0.07035% | 0 | 18418.0879 | 45.88% | 823.3119 | 2.051% | 7714.3555 | 19.21% | 32433.8672 | 18493.3438 | 46.06% | 21654.8789 | 21762.1172 | 54.2% | 18386.1055 | 28931.4082 | 72.06% | 11216.8145 | 7490.3799 | 18.66% | 32657.8428 | 7125.896 | 17.75% | 33022.3267
203 | Lone Tree | NORTHERN CALIFORNIA | {'Contra Costa': 3.9, 'Brentwood': 4.9, 'Pittsburg': 9.7, 'Clayton': 11.4, 'Delta Switching Yard': 12.6, 'Birds Landing': 12.9, 'Kelso': 13.4, 'Cayetano': 14.4, 'Shilo III': 16.1, 'Green Ridge Midway': 17.9, 'Tesla': 19.3} | 53323.1836 | 3604.7009 | 6.76% | 49718.4827 | 93.24% | 10926.7803 | 20.49% | 32518.9619 | 60.98% | 9.1868 | 9426.1143 | 17.68% | 9750.6289 | 18.29% | 0 | 18023.2207 | 33.8% | 5045.0273 | 9.461% | 14248.7646 | 26.72% | 39074.4189 | 30598.5859 | 57.38% | 22724.5977 | 31315.8926 | 58.73% | 22007.291 | 32188.0723 | 60.36% | 21135.1113 | 9345.8086 | 17.53% | 43977.375 | 6353.2896 | 11.91% | 46969.894
204 | Delta PP | NORTHERN CALIFORNIA | {'Kelso': 1.0, 'Green Ridge Midway': 5.4, 'Tesla': 6.8, 'Brentwood': 8.7, 'Cayetano': 9.3, 'Lone Tree': 12.6, 'Contra Costa': 16.3, 'Vierra': 18.9, 'Stagg': 19.9} | 126097.9688 | 1395.8167 | 1.107% | 124702.1521 | 98.89% | 38336 | 30.4% | 73799.4844 | 58.53% | 10.8445 | 10235.4131 | 8.117% | 43472.082 | 34.47% | 0 | 13720.1523 | 10.88% | 1655.8755 | 1.313% | 66262.0859 | 52.55% | 59835.8828 | 59751.4766 | 47.38% | 66346.4922 | 64917.8672 | 51.48% | 61180.1016 | 87112.5625 | 69.08% | 38985.4062 | 8623.7012 | 6.839% | 117474.2676 | 8327.0781 | 6.604% | 117770.8906
205 | Green Ridge Midway | NORTHERN CALIFORNIA | {'Tesla': 1.6, 'Kelso': 5.0, 'Delta Switching Yard': 5.4, 'Cayetano': 10.1, 'Brentwood': 14.2, 'Vierra': 17.8, 'Lone Tree': 17.9} | 122244.1641 | 1660.1112 | 1.358% | 120584.0529 | 98.64% | 36706.332 | 30.03% | 73757.4648 | 60.34% | 13.1704 | 7377.8335 | 6.035% | 24647.4629 | 20.16% | 0 | 15779.2402 | 12.91% | 174.8632 | 0.143% | 83165.2734 | 68.03% | 39078.8906 | 73926.6484 | 60.47% | 48317.5156 | 75789.3672 | 62% | 46454.7969 | 101081.1172 | 82.69% | 21163.0469 | 27920.5625 | 22.84% | 94323.6016 | 7552.981 | 6.179% | 114691.1831
206 | Inyo | GREATER KRAMER | {'Control': 2.2} | 23098.3438 | 2373.5537 | 10.28% | 20724.79 | 89.72% | 18383.4375 | 79.59% | 3590.7207 | 15.55% | 4.0981 | 259.3678 | 1.123% | 0 | 0% | 0 | 15798.7598 | 68.4% | 0 | 0% | 0 | 0% | 23098.3438 | 5598.5176 | 24.24% | 17499.8262 | 8738.2305 | 37.83% | 14360.1133 | 9024.8115 | 39.07% | 14073.5322 | 16021.8174 | 69.36% | 7076.5264 | 2157.104 | 9.339% | 20941.2397
207 | Control | GREATER KRAMER | {'Inyo': 2.2} | 26413.5352 | 2614.0488 | 9.897% | 23799.4863 | 90.1% | 20460.5625 | 77.46% | 4792.709 | 18.14% | 4.3581 | 349.6771 | 1.324% | 0 | 0% | 0 | 20049.2402 | 75.91% | 0 | 0% | 0 | 0% | 26413.5352 | 7884.7397 | 29.85% | 18528.7954 | 11415.7344 | 43.22% | 14997.8008 | 11996.1006 | 45.42% | 14417.4346 | 17203.2676 | 65.13% | 9210.2676 | 2647.8403 | 10.02% | 23765.6948
208 | Big Creek | SPGE | {} | 61007.5 | 1758.2443 | 2.882% | 59249.2557 | 97.12% | 45952.9453 | 75.32% | 12581.2695 | 20.62% | 7 | 0 | 0% | 0 | 0% | 0 | 22978.6406 | 37.67% | 25178.1191 | 41.27% | 23258.418 | 38.12% | 37749.082 | 41871.6289 | 68.63% | 19135.8711 | 16708.9043 | 27.39% | 44298.5957 | 49054.7852 | 80.41% | 11952.7148 | 44404.8906 | 72.79% | 16602.6094 | 3139.9695 | 5.147% | 57867.5305
209 | Moss Landing |  | {} | 63413.543 | 14133.9658 | 22.29% | 49279.5771 | 77.71% | 1541.3317 | 2.431% | 40555.6215 | 63.95% | 20 | 6325.8921 | 9.976% | 31018.4961 | 48.91% | 1 | 2223.012 | 3.506% | 0 | 0% | 4669.3037 | 7.363% | 58744.2393 | 17913.5371 | 28.25% | 45500.0059 | 21914.043 | 34.56% | 41499.5 | 24686.0918 | 38.93% | 38727.4512 | 1536.3693 | 2.423% | 61877.1737 | 4225.6738 | 6.664% | 59187.8691
210 | Cal Ave | SPGE | {'Malaga': 2.8, 'West Fresno': 3.0, 'Kearney': 6.6, 'Sanger': 8.5, 'McCall': 10.2, 'Gregg': 12.5, 'Mc Mullin': 15.2, 'Borden': 18.6, 'Wahtoke': 18.7, 'Kingsburg': 18.9} | 85704.9688 | 26946.7539 | 31.44% | 58758.2148 | 68.56% | 588.2338 | 0.6863% | 40920.4146 | 47.75% | 24.8 | 19448.7383 | 22.69% | 58501.207 | 68.26% | 0 | 0 | 0% | 0 | 0% | 0 | 0% | 85704.9688 | 0 | 0% | 85704.9688 | 0 | 0% | 85704.9688 | 0 | 0% | 85704.9688 | 0 | 0% | 85704.9688 | 232.5778 | 0.2714% | 85472.391
211 | Poso Mountain | SPGE | {'Sycamore': 7.6, 'Kern Oil': 8.9, 'California Water': 10.0, 'Columbus': 11.1, 'Lerdo': 11.7, 'Bakersfield': 12.2, '7th Standard': 12.8, 'Westpark': 13.6, 'Magunden': 13.8, 'Rosedale': 14.3, 'Kern Power': 14.7, 'Renfro': 16.6, 'Stockdale': 17.8, 'Lamont': 18.9, 'Rio Bravo': 18.9, 'Regulus': 18.9, 'Tevis': 19.2} | 176048.9375 | 33481.5938 | 19.02% | 142567.3438 | 80.98% | 46592.332 | 26.47% | 123247.6211 | 70.01% | 6.7866 | 2023.3512 | 1.149% | 9911.4541 | 5.63% | 1 | 84991.1797 | 48.28% | 0 | 0% | 130154.8516 | 73.93% | 45894.0859 | 39379.1641 | 22.37% | 136669.7734 | 60822.3711 | 34.55% | 115226.5664 | 133600.5469 | 75.89% | 42448.3906 | 70819.9609 | 40.23% | 105228.9766 | 2792.0957 | 1.586% | 173256.8418
212 | Walnut | GREATER LA METRO | {'Olinda': 4.6, 'Rio Hondo': 6.9, 'Mesa (SCE)': 9.4, 'Center': 10.5, 'Laguna Bell': 11.6, 'Goodrich': 12.6, 'Del Amo': 13.9, 'Barre': 13.9, 'Lewis': 14.0, 'Villa Park': 14.9, 'Serrano': 15.4, 'Lighthipe': 15.6, 'Chino': 15.6, 'Alamitos': 18.8, 'Padua': 19.4} | 4022.2043 | 739.7778 | 18.39% | 3282.4266 | 81.61% | 158.782 | 3.948% | 3373.2299 | 83.87% | 16.0968 | 0 | 0% | 0 | 0% | 0 | 644.1115 | 16.01% | 3378.1509 | 83.99% | 2154.5732 | 53.57% | 1867.6311 | 0 | 0% | 4022.2043 | 0 | 0% | 4022.2043 | 2154.5732 | 53.57% | 1867.6311 | 1558.344 | 38.74% | 2463.8604 | 729.5259 | 18.14% | 3292.6785
213 | Chevmain | GREATER LA METRO | {'El Segundo': 1.2, 'El Nido': 1.8, 'Redondo': 3.8, 'La Fresa': 4.6, 'La Cienega': 6.9, 'Arcogen': 10.9, 'Hinson': 11.9, 'Harborgen': 13.2, 'Lighthipe': 13.2, 'Long Beach': 13.9, 'Laguna Bell': 15.5, 'Center': 17.2, 'Del Amo': 18.0, 'Mesa (SCE)': 19.2, 'Alamitos': 19.9} | 372.1115 | 150.4934 | 40.44% | 221.6181 | 59.56% | 11.7612 | 3.161% | 20.5521 | 5.523% | 10.0673 | 0 | 0% | 0 | 0% | 0 | 77.0914 | 20.72% | 0 | 0% | 10.7529 | 2.89% | 361.3586 | 113.7204 | 30.56% | 258.3912 | 204.9119 | 55.07% | 167.1996 | 215.6648 | 57.96% | 156.4467 | 0 | 0% | 372.1115 | 0.64248 | 0.1727% | 371.469
214 | Long Beach |  | {'Harborgen': 0.9, 'Arcogen': 3.7, 'Hinson': 3.7, 'Alamitos': 7.3, 'Lighthipe': 8.4, 'Del Amo': 9.3, 'La Fresa': 9.5, 'Redondo': 11.0, 'El Nido': 12.4, 'Center': 13.2, 'Chevmain': 13.9, 'Barre': 14.3, 'El Segundo': 15.0, 'Laguna Bell': 15.2, 'Huntington Beach': 16.5, 'Ellis': 17.2, 'La Cienega': 18.4, 'Lewis': 19.0, 'Mesa (SCE)': 19.8} | 5693.0889 | 2134.3672 | 37.49% | 3558.7217 | 62.51% | 908.3273 | 15.95% | 2997.5655 | 52.65% | 26.44 | 0 | 0% | 0 | 0% | 0 | 8.555 | 0.1503% | 0 | 0% | 0 | 0% | 5693.0889 | 592.5316 | 10.41% | 5100.5573 | 3548.7766 | 62.33% | 2144.3123 | 3548.7766 | 62.33% | 2144.3123 | 0 | 0% | 5693.0889 | 24.2063 | 0.4252% | 5668.8826
215 | Pit 1 | NORTHERN CALIFORNIA | {} | 122406.2188 | 25860.2812 | 21.13% | 96545.9375 | 78.87% | 37327.7109 | 30.49% | 76213.125 | 62.26% | 7.7662 | 20324.3613 | 16.6% | 0 | 0% | 0 | 92051.625 | 75.2% | 0 | 0% | 33007.9297 | 26.97% | 89398.2891 | 51882.1172 | 42.39% | 70524.1016 | 55319.0195 | 45.19% | 67087.1992 | 72666.9609 | 59.37% | 49739.2578 | 54231.8555 | 44.3% | 68174.3633 | 9644.1572 | 7.879% | 112762.0615
216 | Cove Rd | NORTHERN CALIFORNIA | {'Round Mountain': 4.9} | 112020.25 | 8772.25 | 7.831% | 103248 | 92.17% | 58956.0078 | 52.63% | 47295.8516 | 42.22% | 5.0998 | 507.3327 | 0.4529% | 105.1392 | 0.09386% | 0 | 101010.2734 | 90.17% | 10444.2168 | 9.324% | 61539.1797 | 54.94% | 50481.0703 | 25510.6094 | 22.77% | 86509.6406 | 34915.4258 | 31.17% | 77104.8242 | 76951.1562 | 68.69% | 35069.0938 | 73558.4609 | 65.67% | 38461.7891 | 6049.8657 | 5.401% | 105970.3843
217 | Drum | NORTHERN CALIFORNIA | {'Brunswick': 14.5} | 75761.9141 | 27846.8223 | 36.76% | 47915.0918 | 63.24% | 18056.4941 | 23.83% | 46338.127 | 61.16% | 9.2437 | 6.2271 | 0.008219% | 0 | 0% | 0 | 30974.6172 | 40.88% | 44163.7344 | 58.29% | 14564.791 | 19.22% | 61197.123 | 10903.9551 | 14.39% | 64857.959 | 5089.5981 | 6.718% | 70672.3159 | 25932.3828 | 34.23% | 49829.5312 | 26285.6777 | 34.7% | 49476.2363 | 1402.7968 | 1.852% | 74359.1173
218 | Vierra | NORTHERN CALIFORNIA | {'Ripon': 7.6, 'Weber': 8.6, 'Stagg': 14.0, 'Westley': 15.5, 'Tesla': 17.0, 'Green Ridge Midway': 17.8, 'Kelso': 18.0, 'Delta Switching Yard': 18.9, 'Eight Mile': 18.9} | 117908.1094 | 14190.4434 | 12.04% | 103717.666 | 87.96% | 1868.9524 | 1.585% | 88940.7585 | 75.43% | 18.6667 | 21993.8008 | 18.65% | 82194.5938 | 69.71% | 0 | 0 | 0% | 0 | 0% | 23258.6543 | 19.73% | 94649.4551 | 14610.2002 | 12.39% | 103297.9092 | 14610.2002 | 12.39% | 103297.9092 | 29516.6211 | 25.03% | 88391.4883 | 0 | 0% | 117908.1094 | 6028.9937 | 5.113% | 111879.1157
219 | Coyote | NORTHERN CALIFORNIA | {'Metcalf': 0.3, 'Hicks': 8.5, 'Schulte Switching Station': 15.7, 'Los Esteros': 17.5} | 34346.1094 | 2588.9795 | 7.538% | 31757.1299 | 92.46% | 11243.9473 | 32.74% | 17805.4199 | 51.84% | 10.0313 | 1244.0984 | 3.622% | 748.5324 | 2.179% | 0 | 20990.7402 | 61.12% | 5103.6196 | 14.86% | 28043.5723 | 81.65% | 6302.5371 | 9243.3906 | 26.91% | 25102.7188 | 13572.8193 | 39.52% | 20773.29 | 29129.1914 | 84.81% | 5216.918 | 20832.9375 | 60.66% | 13513.1719 | 1594.5654 | 4.643% | 32751.5439
220 | Metcalf | NORTHERN CALIFORNIA | {'Coyote': 0.3, 'Hicks': 8.8, 'Schulte Switching Station': 15.7, 'Los Esteros': 17.5} | 34968.0078 | 2640.0789 | 7.55% | 32327.929 | 92.45% | 11897.3418 | 34.02% | 17835.0195 | 51% | 9.8138 | 1242.5642 | 3.553% | 747.3508 | 2.137% | 0 | 21914.2441 | 62.67% | 4799.2363 | 13.72% | 28526.1055 | 81.58% | 6441.9023 | 9421.2871 | 26.94% | 25546.7207 | 13568.8115 | 38.8% | 21399.1963 | 29655.4766 | 84.81% | 5312.5312 | 21330.4746 | 61% | 13637.5332 | 1591.5653 | 4.551% | 33376.4425
221 | Diablo | SPGE | {'Morro Bay': 10.9, 'San Luis Obispo': 12.4, 'Mustang': 12.9, 'Oceano': 17.0} | 24863.4609 | 2169.5557 | 8.726% | 22693.9053 | 91.27% | 9321.1055 | 37.49% | 13537.5273 | 54.45% | 8.1501 | 704.1533 | 2.832% | 896.6432 | 3.606% | 0 | 7850.5244 | 31.57% | 14790.9297 | 59.49% | 1312.6901 | 5.28% | 23550.7709 | 4062.0325 | 16.34% | 20801.4285 | 17946.709 | 72.18% | 6916.752 | 17946.709 | 72.18% | 6916.752 | 11794.4111 | 47.44% | 13069.0498 | 2512.2849 | 10.1% | 22351.176
222 | Coolwater | GREATER KRAMER | {'Tortilla': 10.0} | 50070.1797 | 5353.6963 | 10.69% | 44716.4834 | 89.31% | 7897.1328 | 15.77% | 25264.8242 | 50.46% | 20.1 | 786.8691 | 1.572% | 1793.3092 | 3.582% | 0 | 0 | 0% | 0 | 0% | 41896.9219 | 83.68% | 8173.2578 | 18142.1895 | 36.23% | 31927.9902 | 12645.335 | 25.26% | 37424.8447 | 42861.0781 | 85.6% | 7209.1016 | 17968.5469 | 35.89% | 32101.6328 | 1858.9429 | 3.713% | 48211.2368
223 | San Onofre | GREATER LA METRO | {'Talega': 5.8, 'Capistrano': 11.8, 'Margarita': 13.1, 'Trabuco': 15.0, 'San Luis Rey': 16.8} | 4378.0811 | 363.6763 | 8.307% | 4014.4048 | 91.69% | 3335.4351 | 76.18% | 715.6182 | 16.35% | 6.0754 | 81.2519 | 1.856% | 0 | 0% | 0 | 4188.4478 | 95.67% | 0 | 0% | 335.7756 | 7.669% | 4042.3054 | 3291.6003 | 75.18% | 1086.4807 | 3308.2224 | 75.56% | 1069.8586 | 3308.2224 | 75.56% | 1069.8586 | 2784.2283 | 63.59% | 1593.8528 | 237.0684 | 5.415% | 4141.0127
224 | Woodland | NORTHERN CALIFORNIA | {'Davis': 9.3, 'Putah Creek': 16.7} | 138691.4062 | 10764.3135 | 7.761% | 127927.0928 | 92.24% | 16667.9883 | 12.02% | 111093.4258 | 80.1% | 9.2967 | 27958.7871 | 20.16% | 87746.8828 | 63.27% | 0 | 0 | 0% | 0 | 0% | 66711.2891 | 48.1% | 71980.1172 | 26689.5234 | 19.24% | 112001.8828 | 41684.8867 | 30.06% | 97006.5195 | 84776.9609 | 61.13% | 53914.4453 | 0 | 0% | 138691.4062 | 8371.2168 | 6.036% | 130320.1895
225 | Donnells PP | NORTHERN CALIFORNIA | {} | 100123.125 | 22850.834 | 22.82% | 77272.291 | 77.18% | 76895.3906 | 76.8% | 22135.1328 | 22.11% | 4.0505 | 0 | 0% | 0 | 0% | 0 | 53382.8398 | 53.32% | 18239.1328 | 18.22% | 2223.6143 | 2.221% | 97899.5107 | 5313.0171 | 5.306% | 94810.1079 | 16721.9902 | 16.7% | 83401.1348 | 19181.8965 | 19.16% | 80941.2285 | 68403.4297 | 68.32% | 31719.6953 | 2397.3623 | 2.394% | 97725.7627
226 | Mandalay | GREATER LA METRO | {'Santa Clara': 7.5} | 31714.0898 | 18687.4531 | 58.92% | 13026.6367 | 41.08% | 5378.5659 | 16.96% | 23485.8755 | 74.06% | 11.3182 | 2693.8757 | 8.494% | 3636.687 | 11.47% | 0 | 207.2696 | 0.6536% | 15044.2959 | 47.44% | 373.3519 | 1.177% | 31340.738 | 2381.4814 | 7.509% | 29332.6084 | 4978.604 | 15.7% | 26735.4858 | 4978.604 | 15.7% | 26735.4858 | 4331.2446 | 13.66% | 27382.8452 | 2369.2537 | 7.471% | 29344.8362
227 | North Gila | ARIZONA MINOR | {} | 31234.7031 | 691.3843 | 2.214% | 30543.3188 | 97.79% | 18395.4453 | 58.89% | 11399.3633 | 36.5% | 4.3684 | 2256.3455 | 7.224% | 11290.1641 | 36.15% | 0 | 0 | 0% | 0 | 0% | 325.4064 | 1.042% | 30909.2968 | 24715.2812 | 79.13% | 6519.4219 | 22409.5293 | 71.75% | 8825.1738 | 24741.7285 | 79.21% | 6492.9746 | 11889.5117 | 38.07% | 19345.1914 | 1670.6292 | 5.349% | 29564.074
228 | Eight Mile | NORTHERN CALIFORNIA | {'Stagg': 4.8, 'Weber': 12.2, 'Lockeford': 12.5, 'Grand Island': 16.6, 'Vierra': 18.9, 'Brentwood': 19.0} | 123738.1797 | 5130.8789 | 4.147% | 118607.3008 | 95.85% | 19550.9219 | 15.8% | 72413.0234 | 58.52% | 12 | 12938.5596 | 10.46% | 91133.1641 | 73.65% | 1 | 0 | 0% | 0 | 0% | 16010.498 | 12.94% | 107727.6816 | 29138.668 | 23.55% | 94599.5117 | 32422.9473 | 26.2% | 91315.2324 | 39254.5273 | 31.72% | 84483.6523 | 0 | 0% | 123738.1797 | 7796.8975 | 6.301% | 115941.2822
229 | Kern Power | SPGE | {'Rosedale': 1.1, 'Westpark': 3.2, 'Renfro': 3.8, 'Tevis': 4.5, '7th Standard': 4.5, 'Stockdale': 4.7, 'Bakersfield': 5.3, 'Kern Oil': 6.0, 'Sycamore': 7.8, 'Lerdo': 8.9, 'Columbus': 9.0, 'Tupman': 9.9, 'Magunden': 10.0, 'Rio Bravo': 10.2, 'California Water': 11.5, 'Norco': 13.6, 'Regulus': 14.4, 'Lamont': 14.5, 'Poso Mountain': 14.7, 'Shafter': 15.5, 'Grimway': 16.2, 'Elk Hills': 19.0} | 98761.4531 | 14588.6025 | 14.77% | 84172.8506 | 85.23% | 2495.8032 | 2.527% | 83212.6187 | 84.26% | 16.0983 | 8149.5884 | 8.252% | 48247.2852 | 48.85% | 1 | 0 | 0% | 0 | 0% | 32993.4492 | 33.41% | 65768.0039 | 17132.7559 | 17.35% | 81628.6973 | 35642.082 | 36.09% | 63119.3711 | 49351.0938 | 49.97% | 49410.3594 | 494.2108 | 0.5004% | 98267.2424 | 9619.2188 | 9.74% | 89142.2344
230 | Renfro | SPGE | {'Kern Power': 3.8, '7th Standard': 4.0, 'Rosedale': 4.9, 'Tevis': 5.1, 'Tupman': 6.4, 'Rio Bravo': 6.6, 'Westpark': 7.0, 'Stockdale': 7.3, 'Lerdo': 7.8, 'Kern Oil': 8.9, 'Bakersfield': 9.0, 'Norco': 10.8, 'Sycamore': 10.8, 'Shafter': 12.3, 'Columbus': 12.7, 'Magunden': 13.8, 'California Water': 15.0, 'Midway': 16.3, 'Elk Hills': 16.4, 'Poso Mountain': 16.6, 'Charca': 17.7, 'Regulus': 18.1, 'Lamont': 18.2, 'Grimway': 19.7} | 114166.8359 | 14944.8447 | 13.09% | 99221.9912 | 86.91% | 7748.8853 | 6.787% | 92831.4038 | 81.31% | 15.7835 | 12599.7969 | 11.04% | 60176.7891 | 52.71% | 1 | 0 | 0% | 0 | 0% | 31851.5918 | 27.9% | 82315.2441 | 28937.3516 | 25.35% | 85229.4844 | 49789.3711 | 43.61% | 64377.4648 | 56865.1797 | 49.81% | 57301.6562 | 494.2108 | 0.4329% | 113672.6252 | 14791.3926 | 12.96% | 99375.4434
231 | Highwind | GREATER TEHACHAPI | {'Windhub': 7.1, 'Whirlwind': 16.9} | 88284.4375 | 18759.9453 | 21.25% | 69524.4922 | 78.75% | 10858.9707 | 12.3% | 41556.3145 | 47.07% | 24 | 245.1235 | 0.2777% | 782.4595 | 0.8863% | 0 | 46789.2852 | 53% | 13783.4424 | 15.61% | 34262.625 | 38.81% | 54021.8125 | 16099.4482 | 18.24% | 72184.9893 | 42892.1562 | 48.58% | 45392.2812 | 60729.5547 | 68.79% | 27554.8828 | 26636.3652 | 30.17% | 61648.0723 | 1330.4362 | 1.507% | 86954.0013
232 | Sylmar | GREATER LA METRO | {'Saugus': 9.1, 'Pardee': 10.4, 'Gould': 18.8} | 16119.3623 | 3082.1592 | 19.12% | 13037.2031 | 80.88% | 4320.7109 | 26.8% | 9021.293 | 55.97% | 17 | 14.7556 | 0.09154% | 7.4145 | 0.046% | 0 | 7.236 | 0.04489% | 16112.1182 | 99.96% | 5457.021 | 33.85% | 10662.3413 | 851.1035 | 5.28% | 15268.2588 | 2245.2871 | 13.93% | 13874.0752 | 7702.3081 | 47.78% | 8417.0542 | 8030.4141 | 49.82% | 8088.9482 | 1774.619 | 11.01% | 14344.7433
233 | Westley | SPGE | {'Ripon': 12.6, 'Vierra': 15.5} | 149470.125 | 3695.7161 | 2.473% | 145774.4089 | 97.53% | 16711.6211 | 11.18% | 110749.0977 | 74.09% | 12.5637 | 12928.4844 | 8.65% | 92837.8906 | 62.11% | 1 | 8011.3848 | 5.36% | 0 | 0% | 101414.4297 | 67.85% | 48055.6953 | 36073.2773 | 24.13% | 113396.8477 | 40109.8945 | 26.83% | 109360.2305 | 112315.9453 | 75.14% | 37154.1797 | 23156.4258 | 15.49% | 126313.6992 | 6064.1538 | 4.057% | 143405.9712
234 | GWF Hanford | SPGE | {'Leprino Jct': 10.6, 'Corcoran': 12.2, 'Henrietta': 14.4, 'Kingsburg': 15.5} | 165432.9844 | 89082.3047 | 53.85% | 76350.6797 | 46.15% | 10559.5596 | 6.383% | 131991.7842 | 79.79% | 11.2045 | 81676.5781 | 49.37% | 59180.7461 | 35.77% | 0 | 0 | 0% | 0 | 0% | 900.5292 | 0.5443% | 164532.4551 | 2640.6538 | 1.596% | 162792.3306 | 17304.3613 | 10.46% | 148128.623 | 17383.3535 | 10.51% | 148049.6309 | 0 | 0% | 165432.9844 | 6814.3726 | 4.119% | 158618.6118
235 | Tevis | SPGE | {'Stockdale': 3.5, 'Kern Power': 4.5, 'Rosedale': 4.9, 'Renfro': 5.1, 'Westpark': 6.3, 'Tupman': 8.3, '7th Standard': 8.3, 'Bakersfield': 8.4, 'Kern Oil': 10.3, 'Norco': 10.4, 'Rio Bravo': 11.3, 'Columbus': 12.0, 'Magunden': 12.0, 'Sycamore': 12.0, 'Lerdo': 12.5, 'California Water': 14.7, 'Regulus': 15.1, 'Lamont': 15.2, 'Elk Hills': 15.4, 'Grimway': 15.9, 'Shafter': 17.1, 'Wheeler Ridge': 18.1, 'Midway': 19.1, 'Poso Mountain': 19.2} | 109217.0391 | 13093.4189 | 11.99% | 96123.6201 | 88.01% | 10934.9326 | 10.01% | 83355.4033 | 76.32% | 16.2911 | 19429.5156 | 17.79% | 53265.7812 | 48.77% | 1 | 0 | 0% | 0 | 0% | 29535.6172 | 27.04% | 79681.4219 | 36402.3398 | 33.33% | 72814.6992 | 61359.4219 | 56.18% | 47857.6172 | 63730.0391 | 58.35% | 45487 | 494.2108 | 0.4525% | 108722.8283 | 13290.1084 | 12.17% | 95926.9307
236 | Otay Mesa | SAN DIEGO | {'Miguel': 8.3, 'Bay Boulevard': 11.0, 'Silvergate': 15.9, 'Mission': 19.6} | 12268.2852 | 301.0909 | 2.454% | 11967.1943 | 97.55% | 518.6649 | 4.228% | 7595.1559 | 61.91% | 14.0432 | 34.6264 | 0.2822% | 11.0412 | 0.09% | 0 | 6670.5283 | 54.37% | 5076.1763 | 41.38% | 1330.897 | 10.85% | 10937.3882 | 10800.9639 | 88.04% | 1467.3213 | 11675.291 | 95.17% | 592.9941 | 11854.3926 | 96.63% | 413.8926 | 5651.4629 | 46.07% | 6616.8223 | 728.8186 | 5.941% | 11539.4666
237 | Redondo | GREATER LA METRO | {'El Nido': 3.4, 'La Fresa': 3.5, 'Chevmain': 3.8, 'El Segundo': 4.6, 'Arcogen': 8.6, 'Hinson': 9.7, 'Harborgen': 10.4, 'La Cienega': 10.5, 'Long Beach': 11.0, 'Lighthipe': 12.4, 'Laguna Bell': 16.4, 'Del Amo': 16.7, 'Center': 17.1, 'Alamitos': 17.6} | 817.8596 | 165.0435 | 20.18% | 652.816 | 79.82% | 41.6639 | 5.094% | 205.2843 | 25.1% | 19.4615 | 0 | 0% | 0 | 0% | 0 | 136.4639 | 16.69% | 0 | 0% | 10.7529 | 1.315% | 807.1066 | 101.4741 | 12.41% | 716.3855 | 609.4815 | 74.52% | 208.3781 | 620.2344 | 75.84% | 197.6251 | 0 | 0% | 817.8596 | 0.64248 | 0.07856% | 817.2171
238 | Arkansas | GREATER IMPERIAL | {'Sonora': 2.7, 'IID System': 7.8} | 149839.4531 | 37240.9844 | 24.85% | 112598.4688 | 75.15% | 12108.7598 | 8.081% | 131336.334 | 87.65% | 8 | 44145.5586 | 29.46% | 71690.125 | 47.84% | 0 | 0 | 0% | 0 | 0% | 8300.79 | 5.54% | 141538.6631 | 41465.5977 | 27.67% | 108373.8555 | 60807.5234 | 40.58% | 89031.9297 | 62532.2266 | 41.73% | 87307.2266 | 575.0819 | 0.3838% | 149264.3712 | 9853.8584 | 6.576% | 139985.5947
239 | Cal Water | SPGE | {'Columbus': 2.7, 'Magunden': 4.4, 'Sycamore': 5.5, 'Bakersfield': 6.3, 'Kern Oil': 6.9, 'Westpark': 8.5, 'Lamont': 8.9, 'Regulus': 8.9, 'Poso Mountain': 10.0, 'Rosedale': 10.5, 'Kern Power': 11.5, 'Stockdale': 11.9, 'Grimway': 12.3, '7th Standard': 13.0, 'Tevis': 14.7, 'Renfro': 15.0, 'Lerdo': 15.1} | 116557.5391 | 14130.4023 | 12.12% | 102427.1367 | 87.88% | 23524.2246 | 20.18% | 83397.1738 | 71.55% | 8.1471 | 1454.2974 | 1.248% | 18680.6914 | 16.03% | 1 | 44336.5977 | 38.04% | 0 | 0% | 81195.8906 | 69.66% | 35361.6484 | 24032.0566 | 20.62% | 92525.4824 | 34627.043 | 29.71% | 81930.4961 | 81667.7109 | 70.07% | 34889.8281 | 39080.7539 | 33.53% | 77476.7852 | 2173.9958 | 1.865% | 114383.5432
240 | Grimway | SPGE | {'Lamont': 3.4, 'Regulus': 3.4, 'Magunden': 8.6, 'Columbus': 11.3, 'California Water': 12.3, 'Bakersfield': 12.6, 'Stockdale': 12.6, 'Wheeler Ridge': 12.7, 'Westpark': 13.4, 'Rosedale': 15.2, 'Sycamore': 15.9, 'Tevis': 15.9, 'Kern Oil': 16.1, 'Kern Power': 16.2, 'Renfro': 19.7} | 132625.6562 | 22033.1504 | 16.61% | 110592.5059 | 83.39% | 10135.4395 | 7.642% | 113186.4199 | 85.34% | 9.6044 | 14597.7178 | 11.01% | 82506.5156 | 62.21% | 1 | 7143.8613 | 5.386% | 52.9578 | 0.03993% | 25158.4883 | 18.97% | 107467.168 | 17706.8066 | 13.35% | 114918.8496 | 29098.9121 | 21.94% | 103526.7441 | 42896.9336 | 32.34% | 89728.7227 | 10585.0625 | 7.981% | 122040.5938 | 1892.6659 | 1.427% | 130732.9904
241 | Viejo | GREATER LA METRO | {'Santiago': 7.2, 'Trabuco': 7.4, 'Margarita': 8.1, 'Capistrano': 10.7, 'Johanna': 12.5, 'Lee Lake (Proposed)': 12.5, 'Serrano': 14.0, 'Villa Park': 15.1, 'Talega': 15.3, 'Ellis': 17.4, 'Lewis': 17.7, 'Huntington Beach': 19.4} | 13343.6406 | 635.9594 | 4.766% | 12707.6813 | 95.23% | 5629.4854 | 42.19% | 3921.5762 | 29.39% | 35.4714 | 18.9114 | 0.1417% | 26.2704 | 0.1969% | 0 | 3913.7026 | 29.33% | 9197.3984 | 68.93% | 6796.6509 | 50.94% | 6546.9897 | 5515.835 | 41.34% | 7827.8057 | 7732.7686 | 57.95% | 5610.8721 | 11820.3682 | 88.58% | 1523.2725 | 8020.397 | 60.11% | 5323.2437 | 1572.8715 | 11.79% | 11770.7692
242 | Kelso | NORTHERN CALIFORNIA | {'Delta Switching Yard': 1.0, 'Green Ridge Midway': 5.0, 'Tesla': 6.2, 'Brentwood': 9.3, 'Cayetano': 10.0, 'Lone Tree': 13.4, 'Contra Costa': 17.1, 'Vierra': 18.0, 'Stagg': 19.3} | 130715.5859 | 1577.3792 | 1.207% | 129138.2068 | 98.79% | 41608.4414 | 31.83% | 74717.2305 | 57.16% | 11.3731 | 10129.7227 | 7.749% | 48329.1484 | 36.97% | 0 | 11262.9346 | 8.616% | 1137.3885 | 0.8701% | 70377.5781 | 53.84% | 60338.0078 | 58940.1953 | 45.09% | 71775.3906 | 64106.5859 | 49.04% | 66609 | 88898.4922 | 68.01% | 41817.0938 | 9454.043 | 7.233% | 121261.543 | 8467.6816 | 6.478% | 122247.9043
243 | BlytheSC 161 kV | RIVERSIDE | {'Colorado River': 12.6} | 114109.8672 | 29458.8984 | 25.82% | 84650.9688 | 74.18% | 13168.6699 | 11.54% | 86347.9863 | 75.67% | 12.6506 | 28165.209 | 24.68% | 40974.5156 | 35.91% | 0 | 0 | 0% | 0 | 0% | 30862.9727 | 27.05% | 83246.8945 | 38633.0898 | 33.86% | 75476.7773 | 20720.1797 | 18.16% | 93389.6875 | 51945.7422 | 45.52% | 62164.125 | 16297.1123 | 14.28% | 97812.7549 | 1836.5602 | 1.609% | 112273.307
244 | Windhub | GREATER TEHACHAPI | {'Highwind': 7.1, 'Whirlwind': 15.0} | 106940.4062 | 37034.9961 | 34.63% | 69905.4102 | 65.37% | 3065.5225 | 2.867% | 42402.7783 | 39.65% | 32 | 130.4025 | 0.1219% | 1714.2988 | 1.603% | 0 | 34223.707 | 32% | 28.8742 | 0.027% | 32472.1465 | 30.36% | 74468.2598 | 31927.0508 | 29.85% | 75013.3555 | 39776.8281 | 37.2% | 67163.5781 | 64669.5664 | 60.47% | 42270.8398 | 13854.875 | 12.96% | 93085.5312 | 693.1894 | 0.6482% | 106247.2169
245 | Camanche | NORTHERN CALIFORNIA | {'Lockeford': 9.9, 'Bellota': 13.7} | 131989.625 | 15732.7598 | 11.92% | 116256.8652 | 88.08% | 12996.9971 | 9.847% | 80803.8467 | 61.22% | 18 | 29513.625 | 22.36% | 18618.2695 | 14.11% | 1 | 24915.748 | 18.88% | 0 | 0% | 80956.8125 | 61.34% | 51032.8125 | 52981.2422 | 40.14% | 79008.3828 | 90374.9609 | 68.47% | 41614.6641 | 104036.7109 | 78.82% | 27952.9141 | 35352.168 | 26.78% | 96637.457 | 26004.2168 | 19.7% | 105985.4082
246 | Whirlwind | GREATER TEHACHAPI | {'Antelope': 14.1, 'Windhub': 15.0, 'Highwind': 16.9} | 167872.0781 | 58568.4297 | 34.89% | 109303.6484 | 65.11% | 13042.0332 | 7.769% | 45041.9395 | 26.83% | 39 | 1864.7098 | 1.111% | 4530.5713 | 2.699% | 0 | 62344.4297 | 37.14% | 0.58921 | 0.000351% | 35569.5469 | 21.19% | 132302.5312 | 63584.0508 | 37.88% | 104288.0273 | 36386.1562 | 21.67% | 131485.9219 | 88755.1484 | 52.87% | 79116.9297 | 22173.9629 | 13.21% | 145698.1152 | 791.6731 | 0.4716% | 167080.405
247 | El Casco | RIVERSIDE | {'San Bernardino': 12.1, 'Vista': 14.8, 'Valley': 16.3} | 65967.6328 | 8370.6289 | 12.69% | 57597.0039 | 87.31% | 2336.3062 | 3.542% | 41476.3813 | 62.87% | 19.6792 | 4572.4185 | 6.931% | 2813.4172 | 4.265% | 0 | 10060.9873 | 15.25% | 49786.3398 | 75.47% | 26612.5312 | 40.34% | 39355.1016 | 26435.4199 | 40.07% | 39532.2129 | 39529.9648 | 59.92% | 26437.668 | 53384.2891 | 80.92% | 12583.3438 | 26096.3887 | 39.56% | 39871.2441 | 3940.1777 | 5.973% | 62027.4551
248 | Suncrest | SAN DIEGO | {'Miguel': 19.7} | 77055.5625 | 5468.9365 | 7.097% | 71586.626 | 92.9% | 20893.5508 | 27.11% | 36842.957 | 47.81% | 13.5 | 85.8957 | 0.1115% | 1.9854 | 0.002577% | 0 | 143.3102 | 0.186% | 76912.3125 | 99.81% | 14467.1045 | 18.77% | 62588.458 | 23028.3887 | 29.89% | 54027.1738 | 45537.7109 | 59.1% | 31517.8516 | 50117.082 | 65.04% | 26938.4805 | 51776.375 | 67.19% | 25279.1875 | 2905.2722 | 3.77% | 74150.2903
249 | Colorado River | RIVERSIDE | {'BlytheSC 161 kV': 12.6} | 92911.3125 | 15377.1104 | 16.55% | 77534.2021 | 83.45% | 31549.4531 | 33.96% | 50405.375 | 54.25% | 7.3058 | 9847.4766 | 10.6% | 13464.3984 | 14.49% | 0 | 0 | 0% | 0 | 0% | 32691.0586 | 35.19% | 60220.2539 | 38039.6602 | 40.94% | 54871.6523 | 31865.0938 | 34.3% | 61046.2188 | 49747.8086 | 53.54% | 43163.5039 | 46889.3086 | 50.47% | 46022.0039 | 635.0745 | 0.6835% | 92276.238
250 | Red bluff | RIVERSIDE | {'Kern': 15.1} | 37092.2148 | 8093.1401 | 21.82% | 28999.0747 | 78.18% | 17477.5469 | 47.12% | 8263.1895 | 22.28% | 3.9026 | 13.475 | 0.03633% | 0 | 0% | 0 | 0 | 0% | 0 | 0% | 13916.4463 | 37.52% | 23175.7686 | 47.7055 | 0.1286% | 37044.5093 | 0 | 0% | 37092.2148 | 13964.1514 | 37.65% | 23128.0635 | 5677.0967 | 15.31% | 31415.1182 | 531.6248 | 1.433% | 36560.5901
251 | Ocotillo Express | GREATER IMPERIAL | {'ECO': 9.2, 'Imperial Valley': 19.2} | 18701.4746 | 5318.2607 | 28.44% | 13383.2139 | 71.56% | 9242.8525 | 49.42% | 8761.04 | 46.85% | 3.406 | 0 | 0% | 0 | 0% | 0 | 364.3331 | 1.948% | 0 | 0% | 6065.4883 | 32.43% | 12635.9863 | 3443.0505 | 18.41% | 15258.4241 | 3729.3171 | 19.94% | 14972.1575 | 10120.5664 | 54.12% | 8580.9082 | 7560.1035 | 40.43% | 11141.3711 | 6.7933 | 0.03632% | 18694.6813
252 | Ivanpah | SNV ELDORADO DESERT | {'Primm': 9.5} | 4558.3325 | 8.0224 | 0.176% | 4550.3101 | 99.82% | 925.0835 | 20.29% | 0 | 0% | 1.8472 | 0 | 0% | 0 | 0% | 0 | 0 | 0% | 0 | 0% | 3997.6018 | 87.7% | 560.7307 | 3609.2271 | 79.18% | 949.1055 | 536.3531 | 11.77% | 4021.9794 | 4531.9756 | 99.42% | 26.3569 | 2047.8188 | 44.92% | 2510.5137 | 0.0010947 | 2.402e-05% | 4558.3314
253 | Alamitos | GREATER LA METRO | {'Del Amo': 5.7, 'Long Beach': 7.3, 'Barre': 7.4, 'Harborgen': 7.5, 'Hinson': 8.0, 'Arcogen': 9.1, 'Lighthipe': 9.1, 'Ellis': 10.5, 'Huntington Beach': 10.8, 'Center': 11.3, 'Lewis': 11.9, 'Johanna': 14.6, 'Laguna Bell': 14.8, 'La Fresa': 15.3, 'Villa Park': 15.6, 'Olinda': 16.1, 'Redondo': 17.6, 'El Nido': 18.2, 'Serrano': 18.3, 'Mesa (SCE)': 18.8, 'Walnut': 18.8, 'Chevmain': 19.9} | 7454.8716 | 2145.1492 | 28.78% | 5309.7224 | 71.22% | 929.05 | 12.46% | 2801.6795 | 37.58% | 60.5 | 0 | 0% | 0 | 0% | 0 | 0 | 0% | 0 | 0% | 0 | 0% | 7454.8716 | 688.6575 | 9.238% | 6766.2141 | 5290.9995 | 70.97% | 2163.8721 | 5290.9995 | 70.97% | 2163.8721 | 0 | 0% | 7454.8716 | 33.2326 | 0.4458% | 7421.639
254 | Shilo III | NORTHERN CALIFORNIA | {'Birds Landing': 3.2, 'Pittsburg': 9.6, 'Peabody': 10.5, 'Contra Costa': 12.2, 'Grand Island': 14.6, 'Lone Tree': 16.1, 'Vaca Dixon': 16.5, 'Clayton': 16.9, 'Martinez': 18.1, 'Brentwood': 19.6} | 104421.7812 | 30621.9082 | 29.33% | 73799.873 | 70.67% | 27798.6602 | 26.62% | 72768.1836 | 69.69% | 6.4791 | 36085.793 | 34.56% | 7665.5386 | 7.341% | 0 | 0 | 0% | 0 | 0% | 17182.6875 | 16.46% | 87239.0938 | 39236.2969 | 37.57% | 65185.4844 | 38618.2422 | 36.98% | 65803.5391 | 54843.0938 | 52.52% | 49578.6875 | 4832.4653 | 4.628% | 99589.3159 | 32511.9238 | 31.14% | 71909.8574
255 | ECO | GREATER IMPERIAL | {'Ocotillo': 9.2} | 22463.9727 | 5964.1978 | 26.55% | 16499.7749 | 73.45% | 3492.2192 | 15.55% | 16267.0288 | 72.41% | 8.3576 | 47.8199 | 0.2129% | 68.2322 | 0.3037% | 0 | 14587.4785 | 64.94% | 0 | 0% | 2620.4612 | 11.67% | 19843.5115 | 7400.1069 | 32.94% | 15063.8657 | 8337.2266 | 37.11% | 14126.7461 | 12185.0088 | 54.24% | 10278.9639 | 7202.0312 | 32.06% | 15261.9414 | 391.6476 | 1.743% | 22072.325
256 | IID System | GREATER IMPERIAL | {'Sonora': 7.6, 'Arkansas': 7.8} | 115236.9375 | 28427.8145 | 24.67% | 86809.123 | 75.33% | 19422.6133 | 16.85% | 89690.4648 | 77.83% | 7.6593 | 29872.6914 | 25.92% | 42598.9219 | 36.97% | 0 | 0 | 0% | 0 | 0% | 1625.8314 | 1.411% | 113611.1061 | 49971.8633 | 43.36% | 65265.0742 | 62333.5039 | 54.09% | 52903.4336 | 62685.1445 | 54.4% | 52551.793 | 198.38 | 0.1721% | 115038.5575 | 9137.3232 | 7.929% | 106099.6143
257 | Sonora | GREATER IMPERIAL | {'Arkansas': 2.7, 'IID System': 7.6} | 123914.9844 | 31096.8652 | 25.1% | 92818.1191 | 74.9% | 10331.2754 | 8.337% | 107035.498 | 86.38% | 8.0566 | 40121.3555 | 32.38% | 49185.5664 | 39.69% | 0 | 0 | 0% | 0 | 0% | 8747.7705 | 7.059% | 115167.2139 | 39011.7227 | 31.48% | 84903.2617 | 60021.957 | 48.44% | 63893.0273 | 60525.332 | 48.84% | 63389.6523 | 997.4684 | 0.805% | 122917.516 | 9409.2598 | 7.593% | 114505.7246
258 | Caliente | SPGE | {'Carrizo Plains': 6.9, 'Solar SS': 8.1, 'Kernridge': 10.9, 'Temblor': 12.5} | 123027.9062 | 21857.6367 | 17.77% | 101170.2695 | 82.23% | 30605.418 | 24.88% | 69538.6055 | 56.52% | 13.56 | 2270.4492 | 1.845% | 15.5645 | 0.01265% | 0 | 630.0243 | 0.5121% | 0 | 0% | 54480.2031 | 44.28% | 68547.7031 | 21910.7676 | 17.81% | 101117.1387 | 42123.2422 | 34.24% | 80904.6641 | 81308.25 | 66.09% | 41719.6562 | 52803.8711 | 42.92% | 70224.0352 | 7203.1719 | 5.855% | 115824.7344
259 | Regulus | SPGE | {'Lamont': 0.1, 'Grimway': 3.4, 'Magunden': 5.5, 'Columbus': 8.2, 'California Water': 8.9, 'Bakersfield': 10.1, 'Westpark': 11.3, 'Stockdale': 11.6, 'Sycamore': 12.9, 'Rosedale': 13.3, 'Kern Oil': 13.3, 'Kern Power': 14.4, 'Tevis': 15.1, 'Wheeler Ridge': 15.7, '7th Standard': 18.0, 'Renfro': 18.1, 'Poso Mountain': 18.9} | 116114.1562 | 18304.3809 | 15.76% | 97809.7754 | 84.24% | 9644.9678 | 8.306% | 96927.8838 | 83.48% | 10.3535 | 10957.6777 | 9.437% | 63958.0781 | 55.08% | 0 | 10743.3633 | 9.252% | 0 | 0% | 32520.3203 | 28.01% | 83593.8359 | 14659.0732 | 12.62% | 101455.083 | 25838.5547 | 22.25% | 90275.6016 | 44370.5039 | 38.21% | 71743.6523 | 15517.6807 | 13.36% | 100596.4756 | 2268.394 | 1.954% | 113845.7622
260 | Geysers 12 | NORTHERN CALIFORNIA | {'Eagle Rock': 6.0, 'Cloverdale': 14.1, 'Fulton': 17.7} | 94225.9219 | 3023.0364 | 3.208% | 91202.8855 | 96.79% | 16598.584 | 17.62% | 63114.9863 | 66.98% | 10.7778 | 6101.1479 | 6.475% | 5662.7383 | 6.01% | 0 | 22474.1621 | 23.85% | 59742.5469 | 63.4% | 61401.375 | 65.16% | 32824.5469 | 57517.207 | 61.04% | 36708.7148 | 79470.0312 | 84.34% | 14755.8906 | 89879.0781 | 95.39% | 4346.8438 | 31670.3066 | 33.61% | 62555.6152 | 2465.4607 | 2.617% | 91760.4612
261 | Solar SS | SPGE | {'Carrizo Plains': 1.1, 'Caliente': 8.1, 'Kernridge': 18.5} | 156611.75 | 17856.6562 | 11.4% | 138755.0938 | 88.6% | 95601.0469 | 61.04% | 46565.2656 | 29.73% | 8.3014 | 4109.2085 | 2.624% | 275.5292 | 0.1759% | 0 | 37050.8633 | 23.66% | 0 | 0% | 49767.7773 | 31.78% | 106843.9727 | 27434.3281 | 17.52% | 129177.4219 | 48373.7188 | 30.89% | 108238.0312 | 89464.0391 | 57.12% | 67147.7109 | 102364.7422 | 65.36% | 54247.0078 | 6299.9136 | 4.023% | 150311.8364
262 | Olive | SPGE | {'Alpaugh': 4.6, 'Smyrna': 12.5, 'Corcoran': 15.9} | 142570.5781 | 55185.8047 | 38.71% | 87384.7734 | 61.29% | 36577.6328 | 25.66% | 91083.5781 | 63.89% | 8.9895 | 65714.1797 | 46.09% | 53524.5664 | 37.54% | 0 | 0 | 0% | 0 | 0% | 46197.8633 | 32.4% | 96372.7148 | 15342.0596 | 10.76% | 127228.5186 | 36381.5 | 25.52% | 106189.0781 | 66158.5469 | 46.4% | 76412.0312 | 42.06 | 0.0295% | 142528.5181 | 8902.2324 | 6.244% | 133668.3457
263 | 7th Standard | SPGE | {'Renfro': 4.0, 'Lerdo': 4.3, 'Kern Power': 4.5, 'Rosedale': 5.3, 'Kern Oil': 6.2, 'Westpark': 6.8, 'Rio Bravo': 7.3, 'Bakersfield': 8.0, 'Sycamore': 8.0, 'Tevis': 8.3, 'Stockdale': 9.2, 'Tupman': 9.8, 'Columbus': 11.2, 'Shafter': 11.7, 'Poso Mountain': 12.8, 'Magunden': 13.0, 'California Water': 13.0, 'Norco': 14.6, 'Charca': 16.0, 'Regulus': 18.0, 'Lamont': 18.1, 'Midway': 18.3} | 117640.0703 | 22095.6602 | 18.78% | 95544.4102 | 81.22% | 1966.2114 | 1.671% | 102584.0151 | 87.2% | 13.8296 | 7409.7744 | 6.299% | 62862.9023 | 53.44% | 0 | 0 | 0% | 0 | 0% | 41940.1484 | 35.65% | 75699.9219 | 8824.0977 | 7.501% | 108815.9727 | 23347.9199 | 19.85% | 94292.1504 | 51883.8906 | 44.1% | 65756.1797 | 1456.4672 | 1.238% | 116183.6031 | 7337.9033 | 6.238% | 110302.167
264 | Delevan | NORTHERN CALIFORNIA | {'Cortina': 17.3} | 169096.4844 | 25638.2129 | 15.16% | 143458.2715 | 84.84% | 68136.125 | 40.29% | 97861.9531 | 57.87% | 6.1851 | 44103.7695 | 26.08% | 41131.5508 | 24.32% | 0 | 32594.3926 | 19.28% | 0 | 0% | 55019.9727 | 32.54% | 114076.5117 | 18215.6797 | 10.77% | 150880.8047 | 54909.4414 | 32.47% | 114187.043 | 102535.0469 | 60.64% | 66561.4375 | 50560.9766 | 29.9% | 118535.5078 | 5636.7339 | 3.333% | 163459.7505
265 | Mustang | SPGE | {'San Luis Obispo': 3.7, 'Morro Bay': 12.2, 'Diablo': 12.9, 'Oceano': 15.2, 'Templeton': 16.7} | 78270.6953 | 4651.667 | 5.943% | 73619.0283 | 94.06% | 14192.2979 | 18.13% | 59338.8271 | 75.81% | 6.9895 | 2934.6211 | 3.749% | 4208.5425 | 5.377% | 1 | 38654.6992 | 49.39% | 28570.1211 | 36.5% | 31340.248 | 40.04% | 46930.4473 | 26967.1855 | 34.45% | 51303.5098 | 52254.8789 | 66.76% | 26015.8164 | 61498.7422 | 78.57% | 16771.9531 | 40285.4062 | 51.47% | 37985.2891 | 7944.3398 | 10.15% | 70326.3555
266 | Tranquility | SPGE | {'Cheney': 7.6, 'Mendota': 9.5, 'Panoche': 10.7, 'Cantua': 11.6, 'Helm': 12.7, 'Newhall': 19.6, 'Schindler': 19.7} | 182353.7031 | 66438.4922 | 36.43% | 115915.2109 | 63.57% | 25841.834 | 14.17% | 147539.8066 | 80.91% | 7.6129 | 76246.7031 | 41.81% | 74735.6719 | 40.98% | 1 | 0 | 0% | 0 | 0% | 46743.4023 | 25.63% | 135610.3008 | 6095.269 | 3.343% | 176258.4341 | 23207.0645 | 12.73% | 159146.6387 | 50323.918 | 27.6% | 132029.7852 | 8193.5713 | 4.493% | 174160.1318 | 713.2713 | 0.3911% | 181640.4318
267 | Calcite | GREATER KRAMER | {} | 73891.625 | 28632.9062 | 38.75% | 45258.7188 | 61.25% | 663.7073 | 0.8982% | 17374.4041 | 23.51% | 38.8542 | 1722.6478 | 2.331% | 619.9025 | 0.8389% | 0 | 0 | 0% | 0 | 0% | 32537.6992 | 44.03% | 41353.9258 | 17460.2148 | 23.63% | 56431.4102 | 15396.0049 | 20.84% | 58495.6201 | 42579.6719 | 57.62% | 31311.9531 | 13040.3428 | 17.65% | 60851.2822 | 442.3034 | 0.5986% | 73449.3216
268 | Trout Canyon (fka Crazy Eyes) | SNV ELDORADO DESERT | {'Carpenter Canyon (fka Gamebird)': 9.1, 'Sandy': 9.4, 'Pahrump': 13.6} | 0 | 0 | 0% | 0 | 0% | 0 | 0% | 0 | 0% |  | 0 | 0% | 0 | 0% | 0 | 0 | 0% | 0 | 0% | 0 | 0% | 0 | 0 | 0% | 0 | 0 | 0% | 0 | 0 | 0% | 0 | 0 | 0% | 0 | 0 | 0% | 0
269 | Delaney | ARIZONA MINOR | {'Palo Verde': 12.1, 'Hassayampa': 14.1} | 0 | 0 | 0% | 0 | 0% | 0 | 0% | 0 | 0% |  | 0 | 0% | 0 | 0% | 0 | 0 | 0% | 0 | 0% | 0 | 0% | 0 | 0 | 0% | 0 | 0 | 0% | 0 | 0 | 0% | 0 | 0 | 0% | 0 | 0 | 0% | 0
270 | Desert View | SNV ELDORADO DESERT | {} | 0 | 0 | 0% | 0 | 0% | 0 | 0% | 0 | 0% |  | 0 | 0% | 0 | 0% | 0 | 0 | 0% | 0 | 0% | 0 | 0% | 0 | 0 | 0% | 0 | 0 | 0% | 0 | 0 | 0% | 0 | 0 | 0% | 0 | 0 | 0% | 0
271 | Carpenter Canyon (fka Gamebird) | SNV ELDORADO DESERT | {'Pahrump': 4.5, 'Trout Canyon (fka Crazy Eyes)': 9.1, 'Vista (VEA)': 12.4, 'Sandy': 18.4} | 4429.5146 | 0 | 0% | 4429.5146 | 100% | 4423.4624 | 99.86% | 0 | 0% | 1.2394 | 0 | 0% | 0 | 0% | 0 | 0 | 0% | 0 | 0% | 1596.6526 | 36.05% | 2832.8621 | 49.4641 | 1.117% | 4380.0505 | 495.9444 | 11.2% | 3933.5702 | 1646.1167 | 37.16% | 2783.3979 | 4429.5146 | 100% | 0 | 0 | 0% | 4429.5146
272 | Hassayampa | ARIZONA MINOR | {'Palo Verde': 2.7, 'Delaney': 14.1} | 0 | 0 | 0% | 0 | 0% | 0 | 0% | 0 | 0% |  | 0 | 0% | 0 | 0% | 0 | 0 | 0% | 0 | 0% | 0 | 0% | 0 | 0 | 0% | 0 | 0 | 0% | 0 | 0 | 0% | 0 | 0 | 0% | 0 | 0 | 0% | 0
273 | Hoodoo Wash | ARIZONA MINOR | {} | 0 | 0 | 0% | 0 | 0% | 0 | 0% | 0 | 0% |  | 0 | 0% | 0 | 0% | 0 | 0 | 0% | 0 | 0% | 0 | 0% | 0 | 0 | 0% | 0 | 0 | 0% | 0 | 0 | 0% | 0 | 0 | 0% | 0 | 0 | 0% | 0
274 | Innovation | SNV ELDORADO DESERT | {'Vista (VEA)': 18.6} | 0 | 0 | 0% | 0 | 0% | 0 | 0% | 0 | 0% |  | 0 | 0% | 0 | 0% | 0 | 0 | 0% | 0 | 0% | 0 | 0% | 0 | 0 | 0% | 0 | 0 | 0% | 0 | 0 | 0% | 0 | 0 | 0% | 0 | 0 | 0% | 0
275 | Lathrop | SNV ELDORADO DESERT | {'Valley (VEA)': 11.3} | 0 | 0 | 0% | 0 | 0% | 0 | 0% | 0 | 0% |  | 0 | 0% | 0 | 0% | 0 | 0 | 0% | 0 | 0% | 0 | 0% | 0 | 0 | 0% | 0 | 0 | 0% | 0 | 0 | 0% | 0 | 0 | 0% | 0 | 0 | 0% | 0
276 | Mohave | SNV ELDORADO DESERT | {} | 1154.2734 | 89.9817 | 7.796% | 1064.2918 | 92.2% | 934.796 | 80.99% | 13.5116 | 1.171% | 1.8009 | 0 | 0% | 0 | 0% | 0 | 0 | 0% | 0 | 0% | 0 | 0% | 1154.2734 | 510.9015 | 44.26% | 643.372 | 0 | 0% | 1154.2734 | 510.9015 | 44.26% | 643.372 | 860.2139 | 74.52% | 294.0596 | 102.9566 | 8.92% | 1051.3169
277 | Pahrump | SNV ELDORADO DESERT | {'Carpenter Canyon (fka Gamebird)': 4.5, 'Vista (VEA)': 8.6, 'Trout Canyon (fka Crazy Eyes)': 13.6} | 2010.9487 | 8.076 | 0.4016% | 2002.8727 | 99.6% | 1726.5078 | 85.86% | 17.4357 | 0.867% | 2.8908 | 0 | 0% | 0 | 0% | 0 | 0 | 0% | 0 | 0% | 0 | 0% | 2010.9487 | 791.7647 | 39.37% | 1219.184 | 903.3476 | 44.92% | 1107.6011 | 903.3476 | 44.92% | 1107.6011 | 1652.8333 | 82.19% | 358.1155 | 109.683 | 5.454% | 1901.2657
278 | Palo Verde | ARIZONA MINOR | {'Hassayampa': 2.7, 'Delaney': 12.1} | 0 | 0 | 0% | 0 | 0% | 0 | 0% | 0 | 0% |  | 0 | 0% | 0 | 0% | 0 | 0 | 0% | 0 | 0% | 0 | 0% | 0 | 0 | 0% | 0 | 0 | 0% | 0 | 0 | 0% | 0 | 0 | 0% | 0 | 0 | 0% | 0
279 | Primm | SNV ELDORADO DESERT | {'Ivanpah': 9.5} | 4537.437 | 8.0224 | 0.1768% | 4529.4146 | 99.82% | 908.7011 | 20.03% | 0 | 0% | 2.2619 | 0 | 0% | 0 | 0% | 0 | 0 | 0% | 0 | 0% | 3974.5623 | 87.59% | 562.8748 | 3589.6765 | 79.11% | 947.7605 | 536.3416 | 11.82% | 4001.0954 | 4508.915 | 99.37% | 28.522 | 2038.5774 | 44.93% | 2498.8596 | 0 | 0% | 4537.437
280 | Sloan Canyon (fka Bob) | SNV ELDORADO DESERT | {'Eldorado': 5.2, 'Mead': 11.1} | 0 | 0 | 0% | 0 | 0% | 0 | 0% | 0 | 0% |  | 0 | 0% | 0 | 0% | 0 | 0 | 0% | 0 | 0% | 0 | 0% | 0 | 0 | 0% | 0 | 0 | 0% | 0 | 0 | 0% | 0 | 0 | 0% | 0 | 0 | 0% | 0
281 | Valley (VEA) | SNV ELDORADO DESERT | {'Lathrop': 11.3} | 2871.6289 | 0 | 0% | 2871.6289 | 100% | 2869.6335 | 99.93% | 0 | 0% | 1.0936 | 0 | 0% | 0 | 0% | 0 | 0 | 0% | 0 | 0% | 0 | 0% | 2871.6289 | 0 | 0% | 2871.6289 | 0 | 0% | 2871.6289 | 0 | 0% | 2871.6289 | 2871.6289 | 100% | 0 | 13.0398 | 0.4541% | 2858.5891
282 | Vista (VEA) | SNV ELDORADO DESERT | {'Pahrump': 8.6, 'Carpenter Canyon (fka Gamebird)': 12.4, 'Innovation': 18.6} | 0 | 0 | 0% | 0 | 0% | 0 | 0% | 0 | 0% |  | 0 | 0% | 0 | 0% | 0 | 0 | 0% | 0 | 0% | 0 | 0% | 0 | 0 | 0% | 0 | 0 | 0% | 0 | 0 | 0% | 0 | 0 | 0% | 0 | 0 | 0% | 0
283 | Bay Boulevard | SAN DIEGO | {'Silvergate': 6.6, 'Miguel': 8.1, 'Otay Mesa': 11.0, 'Mission': 12.3, 'Old Town': 12.3, 'Kearny': 15.6} | 8908.9766 | 723.4406 | 8.12% | 8185.536 | 91.88% | 183.5541 | 2.06% | 2638.4295 | 29.62% | 28.75 | 0 | 0% | 0 | 0% | 0 | 3689.3672 | 41.41% | 0 | 0% | 129.3806 | 1.452% | 8779.596 | 4792.6768 | 53.8% | 4116.2998 | 8155.8423 | 91.55% | 753.1343 | 8174.1655 | 91.75% | 734.811 | 176.3136 | 1.979% | 8732.663 | 602.3474 | 6.761% | 8306.6292
284 | Beatty | SNV ELDORADO DESERT | {} | 0 | 0 | 0% | 0 | 0% | 0 | 0% | 0 | 0% |  | 0 | 0% | 0 | 0% | 0 | 0 | 0% | 0 | 0% | 0 | 0% | 0 | 0 | 0% | 0 | 0 | 0% | 0 | 0 | 0% | 0 | 0 | 0% | 0 | 0 | 0% | 0
285 | Lee Lake (Proposed) | RIVERSIDE | {'Viejo': 12.5, 'Valley': 16.9, 'Margarita': 17.2, 'Trabuco': 18.2, 'Mira Loma': 19.0, 'Santiago': 19.2} | 37682.0312 | 5656.5327 | 15.01% | 32025.4985 | 84.99% | 5746.665 | 15.25% | 14194.1436 | 37.67% | 24.6 | 613.1749 | 1.627% | 109.3274 | 0.2901% | 0 | 8658.0303 | 22.98% | 23978.502 | 63.63% | 12951.3818 | 34.37% | 24730.6494 | 11512.8027 | 30.55% | 26169.2285 | 19316.9863 | 51.26% | 18365.0449 | 28467.9043 | 75.55% | 9214.127 | 13225.8516 | 35.1% | 24456.1797 | 3682.7139 | 9.773% | 33999.3174
286 | Leprino Jct | SPGE | {'Henrietta': 3.9, 'GWF Hanford Sw Sta': 10.6, 'Gates': 17.7, 'Corcoran': 17.9} | 154901.625 | 82070.7656 | 52.98% | 72830.8594 | 47.02% | 27717.9492 | 17.89% | 93738.4023 | 60.51% | 9.7 | 99518.1797 | 64.25% | 36991.6602 | 23.88% | 0 | 0 | 0% | 0 | 0% | 22662.1348 | 14.63% | 132239.4902 | 320.7212 | 0.207% | 154580.9038 | 1763.7491 | 1.139% | 153137.8759 | 22662.1348 | 14.63% | 132239.4902 | 0 | 0% | 154901.625 | 3980.2217 | 2.57% | 150921.4033
287 | Mead | SNV ELDORADO DESERT | {'Sloan Canyon (fka Bob)': 11.1, 'Eldorado': 13.3} | 0 | 0 | 0% | 0 | 0% | 0 | 0% | 0 | 0% |  | 0 | 0% | 0 | 0% | 0 | 0 | 0% | 0 | 0% | 0 | 0% | 0 | 0 | 0% | 0 | 0 | 0% | 0 | 0 | 0% | 0 | 0 | 0% | 0 | 0 | 0% | 0
288 | Quinto | SPGE | {'Los Banos': 5.3} | 102567.0547 | 18922.748 | 18.45% | 83644.3066 | 81.55% | 29935.5312 | 29.19% | 66327.375 | 64.67% | 8.6915 | 25972.6641 | 25.32% | 20909.9023 | 20.39% | 1 | 1294.5779 | 1.262% | 0 | 0% | 56177.3555 | 54.77% | 46389.6992 | 9866.8086 | 9.62% | 92700.2461 | 20723.2305 | 20.2% | 81843.8242 | 61330.5 | 59.8% | 41236.5547 | 20187.4902 | 19.68% | 82379.5645 | 9042.7158 | 8.816% | 93524.3389
289 | Sandy | SNV ELDORADO DESERT | {'Trout Canyon (fka Crazy Eyes)': 9.4, 'Carpenter Canyon (fka Gamebird)': 18.4} | 0 | 0 | 0% | 0 | 0% | 0 | 0% | 0 | 0% |  | 0 | 0% | 0 | 0% | 0 | 0 | 0% | 0 | 0% | 0 | 0% | 0 | 0 | 0% | 0 | 0 | 0% | 0 | 0 | 0% | 0 | 0 | 0% | 0 | 0 | 0% | 0
290 | Eldorado | SNV ELDORADO DESERT | {'Sloan Canyon (fka Bob)': 5.2, 'Mead': 13.3} | 0 | 0 | 0% | 0 | 0% | 0 | 0% | 0 | 0% |  | 0 | 0% | 0 | 0% | 0 | 0 | 0% | 0 | 0% | 0 | 0% | 0 | 0 | 0% | 0 | 0 | 0% | 0 | 0 | 0% | 0 | 0 | 0% | 0 | 0 | 0% | 0

## LandEnv_Solar_Data_15mi
CEC calculated land-use and environmental data criteria for in-state substations at a 15 mile radius for solar resource potential.
Blue columns indicate additional data calculate/added by CPUC staff.
OBJECTID | IRP_Substation_Name | RESOLVE_Solar_Area | Overlaps | RPB_Acres | TRP_Acres | Perc_TRP | High_Implication_Acres | Perc_HighImplication | Parcels_LT_6 | Perc_ParcLT6 | Parcels_LT_30_GT6 | Perc_ParcLT30GT6 | 10th Percentile Parcelization | LowCrop_Acres | Perc_LowCrop | HighCrop_Acres | Perc_HighCrop | Critically overdrafted basin | FT_Tier2_Acres | Perc_FT_Tier2 | FT_Tier3_Acres | Perc_FT_Tier3 | Conn45_Acres | Perc_Conn45 | Low Conn Acres | Bio5_Acres | Perc_Bio5 | Low Bio Acres | Irr45_Acres | Perc_Irr45 | Low Irr Acres | ACE_All_Acres | Perc_AllACE | Low AllACE Acres | High_Intact_Acres | Perc_HighIntact | LowIntact Acres | Wetlands_Acres | Perc_Wetlands | Not Wetlands Acres
1 | East Shore | NORTHERN CALIFORNIA | {'Newark': 11.2, 'Martin (San Francisco H)': 16.9, 'Los Esteros': 17.0, 'Schulte Switching Station': 19.3, 'Cayetano': 20.5, 'Clayton': 23.5, 'Martinez': 26.9, 'Hicks': 29.5, 'Lone Tree': 29.5, 'Delta Switching Yard': 29.7, 'Green Ridge Midway': 29.8} | 45346.7656 | 4067.2776 | 8.969% | 41279.488 | 91.03% | 4670.1738 | 10.3% | 31655.7324 | 69.81% | 42 | 75.7862 | 0.1671% | 98.4125 | 0.217% | 0 | 6453.5537 | 14.23% | 24587.2832 | 54.22% | 28687.2676 | 63.26% | 16659.498 | 12949.4385 | 28.56% | 32397.3271 | 29418.3984 | 64.87% | 15928.3672 | 38370.7773 | 84.62% | 6975.9883 | 20843.3613 | 45.96% | 24503.4043 | 4110.9404 | 9.066% | 41235.8252
2 | Newark | NORTHERN CALIFORNIA | {'Los Esteros': 5.9, 'Schulte Switching Station': 8.7, 'East Shore': 11.2, 'Hicks': 19.0, 'Cayetano': 20.2, 'Metcalf': 23.3, 'Coyote': 23.4, 'Green Ridge Midway': 26.8, 'Martin (San Francisco H)': 27.1, 'Tesla': 27.3, 'Delta Switching Yard': 28.8, 'Kelso': 29.3} | 51385.2656 | 4515.8389 | 8.788% | 46869.4268 | 91.21% | 18323.9844 | 35.66% | 28905.5117 | 56.25% | 13.038 | 75.5186 | 0.147% | 120.4407 | 0.2344% | 0 | 31350.5137 | 61.01% | 8919.6592 | 17.36% | 29057.8008 | 56.55% | 22327.4648 | 18808.998 | 36.6% | 32576.2676 | 27272.6855 | 53.07% | 24112.5801 | 36035.5625 | 70.13% | 15349.7031 | 32237.1113 | 62.74% | 19148.1543 | 4316.126 | 8.4% | 47069.1396
3 | Tesla | NORTHERN CALIFORNIA | {'Green Ridge Midway': 1.6, 'Kelso': 6.2, 'Delta Switching Yard': 6.8, 'Cayetano': 11.4, 'Brentwood': 15.5, 'Vierra': 17.0, 'Lone Tree': 19.3, 'Westley': 21.7, 'Stagg': 22.7, 'Weber': 22.8, 'Contra Costa': 23.1, 'Ripon': 23.1, 'Eight Mile': 26.0, 'Newark': 27.3, 'Clayton': 27.3, 'Los Esteros': 28.2, 'Pittsburg': 28.8} | 268618.4688 | 3818.5098 | 1.422% | 264799.959 | 98.58% | 88163.1953 | 32.82% | 155863.5234 | 58.02% | 12.1579 | 15451.4102 | 5.752% | 87533.2578 | 32.59% | 0 | 50580.5234 | 18.83% | 1933.7102 | 0.7199% | 152280.3594 | 56.69% | 116338.1094 | 110848.0469 | 41.27% | 157770.4219 | 117482.9531 | 43.74% | 151135.5156 | 185030.7656 | 68.88% | 83587.7031 | 74234.3047 | 27.64% | 194384.1641 | 14539.8408 | 5.413% | 254078.6279
4 | Cabrillo | SPGE | {'Sisquoc': 17.3, 'Mesa': 25.2} | 196002.6562 | 19031.6113 | 9.71% | 176971.0449 | 90.29% | 110368.2031 | 56.31% | 79897.1094 | 40.76% | 5.5447 | 12053.1104 | 6.149% | 13581.6895 | 6.929% | 0 | 151167.0938 | 77.13% | 441.4192 | 0.2252% | 108203.9688 | 55.21% | 87798.6875 | 9616.1709 | 4.906% | 186386.4854 | 84439.5625 | 43.08% | 111563.0938 | 155116.5 | 79.14% | 40886.1562 | 83626.4609 | 42.67% | 112376.1953 | 9155.7021 | 4.671% | 186846.9541
5 | Honcut | NORTHERN CALIFORNIA | {'Palermo': 10.1, 'Pease': 11.0, 'East Marysville': 11.0, 'Wyandotte': 12.2, 'Thermalito': 13.5, 'Olivehurst': 16.0, 'Table Mountain': 16.4, 'Rio Oso': 27.5} | 274901.6562 | 24344.2715 | 8.856% | 250557.3848 | 91.14% | 13571.3516 | 4.937% | 190672.1328 | 69.36% | 15.567 | 93280.7656 | 33.93% | 67941.9609 | 24.72% | 0 | 43288.2148 | 15.75% | 0 | 0% | 174087.8125 | 63.33% | 100813.8438 | 31169.3848 | 11.34% | 243732.2715 | 83652 | 30.43% | 191249.6562 | 223211 | 81.2% | 51690.6562 | 36557.3672 | 13.3% | 238344.2891 | 27296.3164 | 9.929% | 247605.3398
6 | Palermo | NORTHERN CALIFORNIA | {'Wyandotte': 2.9, 'Thermalito': 7.4, 'Table Mountain': 9.7, 'Honcut': 10.1, 'East Marysville': 20.2, 'Pease': 21.1, 'Olivehurst': 25.1} | 260364.2344 | 20066.1152 | 7.707% | 240298.1191 | 92.29% | 7675.0542 | 2.948% | 173682.1489 | 66.71% | 16.6339 | 70652.7734 | 27.14% | 32861.6953 | 12.62% | 0 | 74035.5156 | 28.44% | 30948.334 | 11.89% | 193077.6406 | 74.16% | 67286.5938 | 28651.9355 | 11% | 231712.2988 | 78487.8906 | 30.15% | 181876.3438 | 224511.9844 | 86.23% | 35852.25 | 57435.582 | 22.06% | 202928.6523 | 34546.1914 | 13.27% | 225818.043
7 | Table Mountain | NORTHERN CALIFORNIA | {'Thermalito': 2.9, 'Wyandotte': 7.1, 'Palermo': 9.7, 'Honcut': 16.4, 'Pease': 26.6, 'East Marysville': 27.4} | 267006.5 | 26421.4648 | 9.895% | 240585.0352 | 90.1% | 34347.4219 | 12.86% | 177291.5625 | 66.4% | 13.7988 | 111690.2109 | 41.83% | 37790.5977 | 14.15% | 0 | 49591.1133 | 18.57% | 23502.3125 | 8.802% | 151278.7031 | 56.66% | 115727.7969 | 46214.4414 | 17.31% | 220792.0586 | 139019.7969 | 52.07% | 127986.7031 | 213328.8594 | 79.9% | 53677.6406 | 42261.4844 | 15.83% | 224745.0156 | 33144.9414 | 12.41% | 233861.5586
8 | Wyandotte | NORTHERN CALIFORNIA | {'Palermo': 2.9, 'Thermalito': 5.1, 'Table Mountain': 7.1, 'Honcut': 12.2, 'East Marysville': 22.7, 'Pease': 23.1, 'Olivehurst': 27.6} | 259012.3594 | 22358.9238 | 8.632% | 236653.4355 | 91.37% | 17469.4199 | 6.745% | 169533.5176 | 65.45% | 15.875 | 79417.7891 | 30.66% | 26284.998 | 10.15% | 0 | 70942.6562 | 27.39% | 35025.75 | 13.52% | 185039.4062 | 71.44% | 73972.9531 | 31567.6191 | 12.19% | 227444.7402 | 95890.3047 | 37.02% | 163122.0547 | 223385.375 | 86.25% | 35626.9844 | 58628.3438 | 22.64% | 200384.0156 | 34231.1836 | 13.22% | 224781.1758
9 | Cortina | NORTHERN CALIFORNIA | {'Delevan': 17.3} | 334411.625 | 14610.2012 | 4.369% | 319801.4238 | 95.63% | 91467.7344 | 27.35% | 227972.2344 | 68.17% | 6.9189 | 71117.4453 | 21.27% | 116576.8672 | 34.86% | 0 | 100222.6094 | 29.97% | 3.1693 | 0.0009477% | 133609.8594 | 39.95% | 200801.7656 | 45581.9727 | 13.63% | 288829.6523 | 152952.375 | 45.74% | 181459.25 | 247686.6094 | 74.07% | 86725.0156 | 105776.3516 | 31.63% | 228635.2734 | 6706.2764 | 2.005% | 327705.3486
10 | Etiwanda | GREATER LA METRO | {'Rancho Vista': 0.4, 'Mira Loma': 6.0, 'Padua': 6.8, 'Chino': 10.7, 'Vista': 12.4, 'San Bernardino': 16.6, 'Lugo': 21.2, 'Serrano': 23.4, 'Lee Lake (Proposed)': 23.8, 'Olinda': 24.7, 'Walnut': 24.9, 'Villa Park': 25.8, 'Rio Hondo': 26.0, 'El Casco': 27.2, 'Lewis': 28.8, 'Victor': 29.7, 'Viejo': 29.8} | 25822.1855 | 4078.8955 | 15.8% | 21743.29 | 84.2% | 2298.6843 | 8.902% | 14045.9446 | 54.39% | 38 | 579.6761 | 2.245% | 1703.5291 | 6.597% | 0 | 6889.5225 | 26.68% | 13255.8516 | 51.34% | 15452.5176 | 59.84% | 10369.668 | 11490.8135 | 44.5% | 14331.3721 | 12954.2793 | 50.17% | 12867.9062 | 19829.6348 | 76.79% | 5992.5508 | 5871.6289 | 22.74% | 19950.5566 | 4089.0791 | 15.84% | 21733.1064
11 | Brentwood | NORTHERN CALIFORNIA | {'Lone Tree': 4.9, 'Contra Costa': 8.0, 'Delta Switching Yard': 8.7, 'Kelso': 9.3, 'Cayetano': 13.5, 'Green Ridge Midway': 14.2, 'Pittsburg': 14.5, 'Tesla': 15.5, 'Clayton': 16.0, 'Birds Landing': 16.5, 'Stagg': 18.6, 'Eight Mile': 19.0, 'Shilo III': 19.6, 'Grand Island': 22.1, 'Vierra': 23.5, 'Weber': 23.8, 'Martinez': 24.9, 'Peabody': 29.9} | 239054.6562 | 10189.3262 | 4.262% | 228865.3301 | 95.74% | 71025.3438 | 29.71% | 141167.3125 | 59.05% | 8.75 | 27511.1934 | 11.51% | 100248.7109 | 41.94% | 0 | 31916.6387 | 13.35% | 6960.8232 | 2.912% | 85340.9766 | 35.7% | 153713.6797 | 94915.3047 | 39.7% | 144139.3516 | 100897.7109 | 42.21% | 138156.9453 | 137057.5156 | 57.33% | 101997.1406 | 16173.54 | 6.766% | 222881.1162 | 23537.709 | 9.846% | 215516.9473
12 | Clayton | NORTHERN CALIFORNIA | {'Pittsburg': 7.5, 'Martinez': 9.4, 'Contra Costa': 10.9, 'Lone Tree': 11.4, 'Birds Landing': 14.6, 'Brentwood': 16.0, 'Shilo III': 16.9, 'Cayetano': 17.8, 'Carquinez': 18.3, 'Delta Switching Yard': 21.4, 'Kelso': 22.4, 'East Shore': 23.5, 'Peabody': 23.6, 'Green Ridge Midway': 25.7, 'Tulucay': 26.5, 'Tesla': 27.3, 'Grand Island': 28.6, 'Martin (San Francisco H)': 29.2} | 98783.2578 | 17175.002 | 17.39% | 81608.2559 | 82.61% | 14335.9951 | 14.51% | 66812.2393 | 67.64% | 21 | 8213.7402 | 8.315% | 439.3257 | 0.4447% | 0 | 35299.9141 | 35.73% | 22534.9902 | 22.81% | 39601.6562 | 40.09% | 59181.6016 | 54354.5625 | 55.02% | 44428.6953 | 55916.7031 | 56.61% | 42866.5547 | 72781.5703 | 73.68% | 26001.6875 | 27579.8242 | 27.92% | 71203.4336 | 18638.2871 | 18.87% | 80144.9707
13 | Contra Costa | NORTHERN CALIFORNIA | {'Lone Tree': 3.9, 'Pittsburg': 6.7, 'Brentwood': 8.0, 'Birds Landing': 9.0, 'Clayton': 10.9, 'Shilo III': 12.2, 'Delta Switching Yard': 16.3, 'Kelso': 17.1, 'Cayetano': 18.0, 'Martinez': 18.2, 'Grand Island': 19.1, 'Green Ridge Midway': 21.7, 'Peabody': 22.2, 'Eight Mile': 22.5, 'Tesla': 23.1, 'Stagg': 23.7, 'Carquinez': 26.1, 'Vaca Dixon': 28.7} | 179857.2188 | 31696.7227 | 17.62% | 148160.4961 | 82.38% | 44290.3281 | 24.63% | 113877.6562 | 63.32% | 7.4629 | 44321.7695 | 24.64% | 41659.4062 | 23.16% | 0 | 22086.3555 | 12.28% | 7096.8125 | 3.946% | 44353.9844 | 24.66% | 135503.2344 | 75339.2188 | 41.89% | 104518 | 73584.3438 | 40.91% | 106272.875 | 96972.3828 | 53.92% | 82884.8359 | 10698.8105 | 5.949% | 169158.4082 | 29487.4141 | 16.39% | 150369.8047
14 | Pittsburg | NORTHERN CALIFORNIA | {'Contra Costa': 6.7, 'Birds Landing': 7.1, 'Clayton': 7.5, 'Shilo III': 9.6, 'Lone Tree': 9.7, 'Martinez': 12.0, 'Brentwood': 14.5, 'Peabody': 17.6, 'Carquinez': 19.5, 'Grand Island': 21.4, 'Cayetano': 21.7, 'Delta Switching Yard': 22.2, 'Kelso': 23.0, 'Tulucay': 24.9, 'Vaca Dixon': 25.2, 'Green Ridge Midway': 27.3, 'Eight Mile': 28.4, 'Tesla': 28.8} | 123226.6328 | 36935.8594 | 29.97% | 86290.7734 | 70.03% | 23755.3535 | 19.28% | 82564.5918 | 67% | 13.8333 | 34038.5078 | 27.62% | 5225.9653 | 4.241% | 0 | 13563.8496 | 11.01% | 4466.2754 | 3.624% | 22769.8672 | 18.48% | 100456.7656 | 57356.4102 | 46.55% | 65870.2227 | 53160.4688 | 43.14% | 70066.1641 | 69931.5938 | 56.75% | 53295.0391 | 13114.7354 | 10.64% | 110111.8975 | 28646.8535 | 23.25% | 94579.7793
15 | San Bernardino | RIVERSIDE | {'Vista': 5.3, 'El Casco': 12.1, 'Etiwanda': 16.6, 'Rancho Vista': 17.0, 'Mira Loma': 19.3, 'Lugo': 21.1, 'Padua': 23.1, 'Valley': 23.9, 'Lee Lake (Proposed)': 25.8, 'Chino': 25.9} | 70896.0547 | 7027.1553 | 9.912% | 63868.8994 | 90.09% | 13174.3555 | 18.58% | 36376.8438 | 51.31% | 26.2036 | 387.7729 | 0.547% | 599.0101 | 0.8449% | 0 | 7450.1616 | 10.51% | 62021.3828 | 87.48% | 35385.8398 | 49.91% | 35510.2148 | 26348.1797 | 37.16% | 44547.875 | 38448.7383 | 54.23% | 32447.3164 | 57313.125 | 80.84% | 13582.9297 | 29594.4297 | 41.74% | 41301.625 | 3504.354 | 4.943% | 67391.7007
16 | Placerville | NORTHERN CALIFORNIA | {'Gold Hill': 19.7, 'Higgins': 27.2, 'Pleasant Grove': 28.9} | 238702.625 | 14602.2012 | 6.117% | 224100.4238 | 93.88% | 32779.0859 | 13.73% | 90804.3203 | 38.04% | 28.1667 | 2068.3887 | 0.8665% | 3604.0183 | 1.51% | 0 | 111430.4922 | 46.68% | 120249.4141 | 50.38% | 196106.0938 | 82.15% | 42596.5312 | 64285.6641 | 26.93% | 174416.9609 | 71432.4844 | 29.93% | 167270.1406 | 214900.9219 | 90.03% | 23801.7031 | 86939.1406 | 36.42% | 151763.4844 | 7813.8267 | 3.273% | 230888.7983
17 | Cantua | SPGE | {'Schindler': 11.4, 'Tranquility': 11.6, 'Helm': 14.5, 'Cheney': 17.6, 'Panoche': 20.4, 'Mendota': 21.1, 'Mc Mullin': 22.7, 'Gates': 23.3, 'Henrietta': 27.6} | 365605.1875 | 109972.9844 | 30.08% | 255632.2031 | 69.92% | 122828.7266 | 33.6% | 233414.9609 | 63.84% | 6.1753 | 120628.0469 | 32.99% | 124106.7812 | 33.95% | 1 | 549.552 | 0.1503% | 0 | 0% | 135398.0938 | 37.03% | 230207.0938 | 8549.9404 | 2.339% | 357055.2471 | 34959.6133 | 9.562% | 330645.5742 | 138482.3906 | 37.88% | 227122.7969 | 71549.7422 | 19.57% | 294055.4453 | 1870.928 | 0.5117% | 363734.2595
18 | Cheney | SPGE | {'Panoche': 3.1, 'Mendota': 7.3, 'Tranquility': 7.6, 'Cantua': 17.6, 'Oro Loma': 18.8, 'Newhall': 19.7, 'Helm': 20.0, 'Schindler': 27.1} | 364294 | 104633.9766 | 28.72% | 259660.0234 | 71.28% | 82806.4844 | 22.73% | 270375.4844 | 74.22% | 6.3604 | 118635.0312 | 32.57% | 135065.0469 | 37.08% | 0 | 856.5308 | 0.2351% | 0 | 0% | 125586.875 | 34.47% | 238707.125 | 33745.0625 | 9.263% | 330548.9375 | 79488.7734 | 21.82% | 284805.2266 | 154399.7656 | 42.38% | 209894.2344 | 69817.25 | 19.17% | 294476.75 | 3965.5891 | 1.089% | 360328.4109
19 | Gates | SPGE | {'Avenal': 11.2, 'Henrietta': 14.2, 'Leprino Jct': 17.7, 'Schindler': 18.1, 'Cantua': 23.3, 'Arco': 27.8, 'GWF Hanford Sw Sta': 28.1} | 362810.2188 | 71463.1797 | 19.7% | 291347.0391 | 80.3% | 107504.4688 | 29.63% | 236872.5 | 65.29% | 7.6 | 76733.6953 | 21.15% | 177228.4062 | 48.85% | 1 | 0 | 0% | 0 | 0% | 89186.1406 | 24.58% | 273624.0781 | 16985.1777 | 4.682% | 345825.041 | 65184.6953 | 17.97% | 297625.5234 | 125160.5469 | 34.5% | 237649.6719 | 30017.2031 | 8.274% | 332793.0156 | 1820.6759 | 0.5018% | 360989.5428
20 | Helm | SPGE | {'Mc Mullin': 10.4, 'Tranquility': 12.7, 'Schindler': 13.2, 'Cantua': 14.5, 'Mendota': 18.0, 'Kearney': 18.1, 'Cheney': 20.0, 'Newhall': 20.8, 'West Fresno': 21.7, 'Panoche': 22.9, 'Gregg': 23.1, 'Cal Ave': 24.5, 'Borden': 25.2, 'Malaga': 25.9, 'Henrietta': 28.5, 'McCall': 29.8} | 406009.125 | 177868.9375 | 43.81% | 228140.1875 | 56.19% | 75320.5 | 18.55% | 302279.7812 | 74.45% | 7.4434 | 237570.3281 | 58.51% | 137481.1719 | 33.86% | 1 | 0 | 0% | 0 | 0% | 87541.1953 | 21.56% | 318467.9297 | 40866.4219 | 10.07% | 365142.7031 | 49151.5781 | 12.11% | 356857.5469 | 116101.6016 | 28.6% | 289907.5234 | 356.4774 | 0.0878% | 405652.6476 | 10556.5889 | 2.6% | 395452.5361
21 | Kearney | SPGE | {'West Fresno': 3.6, 'Cal Ave': 6.6, 'Malaga': 8.7, 'Mc Mullin': 9.7, 'Gregg': 10.3, 'McCall': 15.0, 'Sanger': 15.1, 'Borden': 16.0, 'Helm': 18.1, 'Kingsburg': 22.4, 'Wahtoke': 24.7, 'Schindler': 25.3, 'Newhall': 27.1, 'Reedley': 29.0} | 302628.3125 | 92757.0781 | 30.65% | 209871.2344 | 69.35% | 18599.6465 | 6.146% | 202841.8066 | 67.03% | 17.3333 | 96213.6406 | 31.79% | 187889.5625 | 62.09% | 1 | 0 | 0% | 0 | 0% | 19828.2812 | 6.552% | 282800.0312 | 25067.0586 | 8.283% | 277561.2539 | 25067.0586 | 8.283% | 277561.2539 | 39124.6484 | 12.93% | 263503.6641 | 0 | 0% | 302628.3125 | 4342.6719 | 1.435% | 298285.6406
22 | Kingsburg | SPGE | {'McCall': 9.0, 'Wahtoke': 11.4, 'Reedley': 14.0, 'Sanger': 15.2, 'GWF Hanford Sw Sta': 15.5, 'Malaga': 16.2, 'Cal Ave': 18.9, 'West Fresno': 20.6, 'Leprino Jct': 22.1, 'Kearney': 22.4, 'Rector': 22.7, 'Mc Mullin': 23.7, 'Henrietta': 24.7, 'Corcoran': 26.2} | 360959.9375 | 109879.4219 | 30.44% | 251080.5156 | 69.56% | 4118.3496 | 1.141% | 242138.8535 | 67.08% | 18 | 108123.5391 | 29.95% | 222245.2188 | 61.57% | 0 | 0 | 0% | 0 | 0% | 0 | 0% | 360959.9375 | 25715.8379 | 7.124% | 335244.0996 | 33594.2695 | 9.307% | 327365.668 | 33594.2695 | 9.307% | 327365.668 | 68.4055 | 0.01895% | 360891.532 | 7584.7227 | 2.101% | 353375.2148
23 | Malaga | SPGE | {'Cal Ave': 2.8, 'West Fresno': 5.4, 'Sanger': 6.5, 'McCall': 7.5, 'Kearney': 8.7, 'Gregg': 15.3, 'Mc Mullin': 16.1, 'Wahtoke': 16.1, 'Kingsburg': 16.2, 'Reedley': 20.4, 'Borden': 21.3, 'Helm': 25.9, 'GWF Hanford Sw Sta': 29.6} | 271192 | 67283.5938 | 24.81% | 203908.4062 | 75.19% | 2212.8276 | 0.816% | 162261.0317 | 59.83% | 21.5 | 60330.9375 | 22.25% | 174210.8125 | 64.24% | 1 | 0 | 0% | 0 | 0% | 19425.2109 | 7.163% | 251766.7891 | 26869.834 | 9.908% | 244322.166 | 29073.5879 | 10.72% | 242118.4121 | 32196.9922 | 11.87% | 238995.0078 | 1382.6267 | 0.5098% | 269809.3733 | 12177.9902 | 4.491% | 259014.0098
24 | McCall | SPGE | {'Sanger': 6.8, 'Malaga': 7.5, 'Kingsburg': 9.0, 'Cal Ave': 10.2, 'Wahtoke': 10.4, 'West Fresno': 12.4, 'Reedley': 14.6, 'Kearney': 15.0, 'Mc Mullin': 19.4, 'Gregg': 22.7, 'GWF Hanford Sw Sta': 23.6, 'Leprino Jct': 27.8, 'Borden': 28.8, 'Henrietta': 29.4, 'Helm': 29.8} | 315359.4688 | 93337.8125 | 29.6% | 222021.6562 | 70.4% | 666.0999 | 0.2112% | 177549.6345 | 56.3% | 21.9 | 75010.4609 | 23.79% | 207281.7812 | 65.73% | 1 | 0 | 0% | 0 | 0% | 4857.0962 | 1.54% | 310502.3726 | 9525.5723 | 3.021% | 305833.8965 | 13368.8896 | 4.239% | 301990.5791 | 14494.8916 | 4.596% | 300864.5771 | 493.7531 | 0.1566% | 314865.7157 | 7568.7798 | 2.4% | 307790.689
25 | Mc Mullin | SPGE | {'Kearney': 9.7, 'Helm': 10.4, 'West Fresno': 12.8, 'Cal Ave': 15.2, 'Schindler': 15.6, 'Malaga': 16.1, 'Gregg': 18.4, 'McCall': 19.4, 'Sanger': 22.4, 'Cantua': 22.7, 'Borden': 22.7, 'Tranquility': 23.1, 'Kingsburg': 23.7, 'Henrietta': 24.7, 'Leprino Jct': 25.9, 'Newhall': 26.7, 'Mendota': 27.5, 'GWF Hanford Sw Sta': 29.3, 'Wahtoke': 29.8} | 383936.125 | 140514.0625 | 36.6% | 243422.0625 | 63.4% | 46782.2422 | 12.18% | 272524.5391 | 70.98% | 11.322 | 178836.1719 | 46.58% | 181486.8906 | 47.27% | 1 | 0 | 0% | 0 | 0% | 57940.2305 | 15.09% | 325995.8945 | 30575.5527 | 7.964% | 353360.5723 | 32187.0449 | 8.383% | 351749.0801 | 80412.8672 | 20.94% | 303523.2578 | 0 | 0% | 383936.125 | 5615.3018 | 1.463% | 378320.8232
26 | Mendota | SPGE | {'Cheney': 7.3, 'Panoche': 8.2, 'Tranquility': 9.5, 'Newhall': 12.4, 'Oro Loma': 15.8, 'Helm': 18.0, 'Cantua': 21.1, 'Dairyland': 24.4, 'Mc Mullin': 27.5, 'Schindler': 28.3, 'Borden': 29.7} | 406188.2188 | 138874.0625 | 34.19% | 267314.1562 | 65.81% | 67087.5859 | 16.52% | 324284.3828 | 79.84% | 7.0593 | 201674.7812 | 49.65% | 149350.5312 | 36.77% | 1 | 0 | 0% | 0 | 0% | 128868.4141 | 31.73% | 277319.8047 | 34854.5078 | 8.581% | 371333.7109 | 73714.2734 | 18.15% | 332473.9453 | 166598.6562 | 41.02% | 239589.5625 | 12709.5371 | 3.129% | 393478.6816 | 19538.6367 | 4.81% | 386649.582
27 | Oro Loma | SPGE | {'Mendota': 15.8, 'Panoche': 16.6, 'Newhall': 18.1, 'Cheney': 18.8, 'Dairyland': 22.0, 'Los Banos': 23.3, 'Tranquility': 24.8, 'Quinto': 28.0, 'Merced': 28.3, 'Le Grand': 29.4} | 390632.2188 | 117831.0234 | 30.16% | 272801.1953 | 69.84% | 72376.6875 | 18.53% | 300568.8125 | 76.94% | 7.6568 | 147177.8281 | 37.68% | 154019.8594 | 39.43% | 0 | 0 | 0% | 0 | 0% | 127201.0391 | 32.56% | 263431.1797 | 12274.6475 | 3.142% | 378357.5713 | 50440.625 | 12.91% | 340191.5938 | 151229.5938 | 38.71% | 239402.625 | 39676.9414 | 10.16% | 350955.2773 | 16161.7129 | 4.137% | 374470.5059
28 | Panoche | SPGE | {'Cheney': 3.1, 'Mendota': 8.2, 'Tranquility': 10.7, 'Oro Loma': 16.6, 'Cantua': 20.4, 'Newhall': 20.4, 'Helm': 22.9} | 367842.6562 | 95280.4531 | 25.9% | 272562.2031 | 74.1% | 90753.7188 | 24.67% | 266505.5312 | 72.45% | 6.1583 | 110021.7344 | 29.91% | 130765.5078 | 35.55% | 1 | 4.1101 | 0.001117% | 0 | 0% | 134074.875 | 36.45% | 233767.7812 | 48922.2344 | 13.3% | 318920.4219 | 99649.2422 | 27.09% | 268193.4141 | 170806.6719 | 46.43% | 197035.9844 | 85636.8047 | 23.28% | 282205.8516 | 3657.3708 | 0.9943% | 364185.2854
29 | Reedley | SPGE | {'Wahtoke': 4.3, 'Kingsburg': 14.0, 'McCall': 14.6, 'Sanger': 14.8, 'Malaga': 20.4, 'Rector': 22.0, 'Cal Ave': 22.9, 'West Fresno': 25.8, 'GWF Hanford Sw Sta': 27.6, 'Kearney': 29.0} | 330073.5 | 61085.7461 | 18.51% | 268987.7539 | 81.49% | 26445.0586 | 8.012% | 196333.5508 | 59.48% | 17.8333 | 94360.5625 | 28.59% | 127506.1094 | 38.63% | 0 | 58933.4844 | 17.85% | 0 | 0% | 106433.1953 | 32.25% | 223640.3047 | 71020.8125 | 21.52% | 259052.6875 | 97464.6328 | 29.53% | 232608.8672 | 163884.4844 | 49.65% | 166189.0156 | 58349.2148 | 17.68% | 271724.2852 | 13717.1914 | 4.156% | 316356.3086
30 | Sanger | SPGE | {'Malaga': 6.5, 'McCall': 6.8, 'Cal Ave': 8.5, 'Wahtoke': 10.8, 'West Fresno': 11.6, 'Reedley': 14.8, 'Kearney': 15.1, 'Kingsburg': 15.2, 'Gregg': 19.7, 'Mc Mullin': 22.4, 'Borden': 25.5} | 273082.1562 | 48913.0781 | 17.91% | 224169.0781 | 82.09% | 13566.7197 | 4.968% | 137372.0459 | 50.3% | 22.5333 | 47773.3242 | 17.49% | 142763.2188 | 52.28% | 1 | 5093.2793 | 1.865% | 0 | 0% | 72107.9844 | 26.41% | 200974.1719 | 43092.9531 | 15.78% | 229989.2031 | 49141.3516 | 18% | 223940.8047 | 87151.6953 | 31.91% | 185930.4609 | 32549.3984 | 11.92% | 240532.7578 | 20135.4258 | 7.373% | 252946.7305
31 | Schindler | SPGE | {'Cantua': 11.4, 'Helm': 13.2, 'Mc Mullin': 15.6, 'Henrietta': 17.2, 'Gates': 18.1, 'Tranquility': 19.7, 'Leprino Jct': 20.4, 'Kearney': 25.3, 'Cheney': 27.1, 'West Fresno': 28.1, 'Mendota': 28.3, 'GWF Hanford Sw Sta': 28.9, 'Avenal': 29.3} | 392198.3125 | 124151.3359 | 31.66% | 268046.9766 | 68.34% | 99393.2578 | 25.34% | 284369.9297 | 72.51% | 6.9112 | 150464.7969 | 38.36% | 199941.4375 | 50.98% | 1 | 0 | 0% | 0 | 0% | 77170.9375 | 19.68% | 315027.375 | 18585 | 4.739% | 373613.3125 | 31146.2656 | 7.941% | 361052.0469 | 91890.9141 | 23.43% | 300307.3984 | 12518.2002 | 3.192% | 379680.1123 | 3356.5273 | 0.8558% | 388841.7852
32 | Wahtoke | SPGE | {'Reedley': 4.3, 'McCall': 10.4, 'Sanger': 10.8, 'Kingsburg': 11.4, 'Malaga': 16.1, 'Cal Ave': 18.7, 'West Fresno': 21.5, 'Rector': 24.4, 'Kearney': 24.7, 'GWF Hanford Sw Sta': 26.2, 'Mc Mullin': 29.8} | 337866.1562 | 76600.8125 | 22.67% | 261265.3438 | 77.33% | 16809.291 | 4.975% | 196542.584 | 58.17% | 19.3333 | 99306.375 | 29.39% | 152663.3906 | 45.18% | 0 | 32862.6602 | 9.727% | 0 | 0% | 80711.6562 | 23.89% | 257154.5 | 60626.6484 | 17.94% | 277239.5078 | 83428.8438 | 24.69% | 254437.3125 | 125925.5469 | 37.27% | 211940.6094 | 37199.0664 | 11.01% | 300667.0898 | 13228.4258 | 3.915% | 324637.7305
33 | West Fresno | SPGE | {'Cal Ave': 3.0, 'Kearney': 3.6, 'Malaga': 5.4, 'Gregg': 10.8, 'Sanger': 11.6, 'McCall': 12.4, 'Mc Mullin': 12.8, 'Borden': 16.8, 'Kingsburg': 20.6, 'Wahtoke': 21.5, 'Helm': 21.7, 'Reedley': 25.8, 'Schindler': 28.1} | 277656.8438 | 82098.9453 | 29.57% | 195557.8984 | 70.43% | 9012.5254 | 3.246% | 174944.9277 | 63.01% | 21 | 76106.3984 | 27.41% | 176467.1094 | 63.56% | 1 | 0 | 0% | 0 | 0% | 18145.4746 | 6.535% | 259511.3691 | 19093.9082 | 6.877% | 258562.9355 | 18571.1328 | 6.689% | 259085.7109 | 30186.7969 | 10.87% | 247470.0469 | 43.3169 | 0.0156% | 277613.5269 | 5162.1763 | 1.859% | 272494.6675
34 | Glenn | NORTHERN CALIFORNIA | {'Delevan': 29.1} | 363089.6875 | 49591.5391 | 13.66% | 313498.1484 | 86.34% | 76584.0625 | 21.09% | 240149.9062 | 66.14% | 9.95 | 63989.1445 | 17.62% | 170432.3281 | 46.94% | 0 | 1753.5691 | 0.483% | 0 | 0% | 185371.6094 | 51.05% | 177718.0781 | 12366.9736 | 3.406% | 350722.7139 | 23234.0117 | 6.399% | 339855.6758 | 202644.1719 | 55.81% | 160445.5156 | 32504.1875 | 8.952% | 330585.5 | 58761.8906 | 16.18% | 304327.7969
35 | Bridgeville | NORTHERN CALIFORNIA | {'Humboldt': 27.2} | 138188.4688 | 9798.1104 | 7.09% | 128390.3584 | 92.91% | 48409.0469 | 35.03% | 85141.6406 | 61.61% | 6.0656 | 818.3905 | 0.5922% | 0 | 0% | 0 | 83978.7812 | 60.77% | 12874.7324 | 9.317% | 27465.7793 | 19.88% | 110722.6895 | 32258.6836 | 23.34% | 105929.7852 | 41535.4375 | 30.06% | 96653.0312 | 59755.5508 | 43.24% | 78432.918 | 108490.8594 | 78.51% | 29697.6094 | 1493.6296 | 1.081% | 136694.8391
36 | Humboldt | NORTHERN CALIFORNIA | {'Bridgeville': 27.2} | 145992.0625 | 24217.4805 | 16.59% | 121774.582 | 83.41% | 44508.625 | 30.49% | 78376.1641 | 53.69% | 11 | 15928.8047 | 10.91% | 0 | 0% | 0 | 62835.0742 | 43.04% | 0 | 0% | 6813.8838 | 4.667% | 139178.1787 | 55132.8398 | 37.76% | 90859.2227 | 62930.1211 | 43.11% | 83061.9414 | 65649.2344 | 44.97% | 80342.8281 | 71695.5781 | 49.11% | 74296.4844 | 18432.5449 | 12.63% | 127559.5176
37 | El Centro | GREATER IMPERIAL | {'Imperial Valley': 11.9, 'High Line': 15.5, 'Arkansas': 23.2, 'Sonora': 25.8, 'IID System': 27.8, 'Ocotillo': 29.8} | 287528.2188 | 58490.4219 | 20.34% | 229037.7969 | 79.66% | 9004.0166 | 3.132% | 258325.4521 | 89.84% | 9.65 | 47887.8242 | 16.65% | 194000.9688 | 67.47% | 0 | 0 | 0% | 0 | 0% | 3001.5061 | 1.044% | 284526.7126 | 30242.668 | 10.52% | 257285.5508 | 33331.1094 | 11.59% | 254197.1094 | 36333.043 | 12.64% | 251195.1758 | 1076.7894 | 0.3745% | 286451.4293 | 18016.7812 | 6.266% | 269511.4375
38 | High Line | GREATER IMPERIAL | {'El Centro': 15.5, 'Imperial Valley': 26.0, 'Arkansas': 27.5, 'Sonora': 29.4} | 160698.2812 | 26795.9336 | 16.67% | 133902.3477 | 83.33% | 20068.8281 | 12.49% | 135183.5156 | 84.12% | 8.7676 | 21156.3086 | 13.17% | 111410.0625 | 69.33% | 0 | 0 | 0% | 0 | 0% | 893.3986 | 0.5559% | 159804.8827 | 28632.2031 | 17.82% | 132066.0781 | 28632.2031 | 17.82% | 132066.0781 | 29525.6016 | 18.37% | 131172.6797 | 7019.8062 | 4.368% | 153678.4751 | 8395.4795 | 5.224% | 152302.8018
39 | Imperial Valley | GREATER IMPERIAL | {'El Centro': 11.9, 'Ocotillo': 19.2, 'ECO': 24.6, 'High Line': 26.0} | 132374.4531 | 26182.834 | 19.78% | 106191.6191 | 80.22% | 17215.3633 | 13.01% | 99269.5898 | 74.99% | 9.9651 | 18570.5957 | 14.03% | 67666.9219 | 51.12% | 0 | 0 | 0% | 0 | 0% | 4608.7842 | 3.482% | 127765.6689 | 13908.4873 | 10.51% | 118465.9658 | 16997.3555 | 12.84% | 115377.0977 | 21606.1387 | 16.32% | 110768.3145 | 14662.0371 | 11.08% | 117712.416 | 9287.7148 | 7.016% | 123086.7383
40 | El Segundo | GREATER LA METRO | {'Chevmain': 1.2, 'El Nido': 3.0, 'Redondo': 4.6, 'La Fresa': 5.8, 'La Cienega': 6.9, 'Arcogen': 12.1, 'Hinson': 13.1, 'Harborgen': 14.4, 'Lighthipe': 14.4, 'Long Beach': 15.0, 'Laguna Bell': 16.5, 'Center': 18.3, 'Del Amo': 19.2, 'Mesa (SCE)': 20.0, 'Alamitos': 21.1, 'Goodrich': 25.5, 'Gould': 25.5, 'Barre': 26.3, 'Sylmar': 27.7, 'Walnut': 28.0, 'Rio Hondo': 28.8, 'Olinda': 28.9} | 3267.5198 | 740.1459 | 22.65% | 2527.3739 | 77.35% | 151.1778 | 4.627% | 1718.5778 | 52.6% | 10.165 | 0 | 0% | 0 | 0% | 0 | 1087.1874 | 33.27% | 265.3256 | 8.12% | 286.0928 | 8.756% | 2981.427 | 124.8791 | 3.822% | 3142.6407 | 1653.4648 | 50.6% | 1614.0549 | 1939.5576 | 59.36% | 1327.9622 | 499.519 | 15.29% | 2768.0008 | 227.8279 | 6.973% | 3039.6919
41 | Arco | SPGE | {'Avenal': 18.0, 'Goose Lake': 22.3, 'Cholame': 24.5, 'Kernridge': 25.0, 'Smyrna': 26.0, 'Caliente': 27.4, 'Olive': 27.6, 'Gates': 27.8, 'Carrizo Plains': 28.2, 'Solar SS': 28.4, 'Alpaugh': 28.7, 'Semitropic': 29.3, 'Temblor': 29.7} | 389241.0625 | 73326.6328 | 18.84% | 315914.4297 | 81.16% | 94391.0391 | 24.25% | 282171.7422 | 72.49% | 6.9276 | 64467.2852 | 16.56% | 72701.0703 | 18.68% | 0 | 7600.9341 | 1.953% | 0 | 0% | 259252.7812 | 66.6% | 129988.2812 | 11073.9326 | 2.845% | 378167.1299 | 43369.9375 | 11.14% | 345871.125 | 278612 | 71.58% | 110629.0625 | 31859.9707 | 8.185% | 357381.0918 | 12661.5938 | 3.253% | 376579.4688
42 | Bakersfield | SPGE | {'Westpark': 2.2, 'Columbus': 3.7, 'Kern Oil': 3.8, 'Rosedale': 4.2, 'Sycamore': 4.6, 'Magunden': 5.0, 'Kern Power': 5.3, 'Stockdale': 6.0, 'California Water': 6.3, '7th Standard': 8.0, 'Tevis': 8.4, 'Renfro': 9.0, 'Regulus': 10.1, 'Lamont': 10.2, 'Lerdo': 11.4, 'Poso Mountain': 12.2, 'Grimway': 12.6, 'Rio Bravo': 14.9, 'Tupman': 15.2, 'Norco': 18.6, 'Shafter': 19.7, 'Wheeler Ridge': 20.7, 'Charca': 23.6, 'Elk Hills': 23.8, 'Midway': 25.3, 'Semitropic': 28.5} | 298588.875 | 53674.1211 | 17.98% | 244914.7539 | 82.02% | 36224.9805 | 12.13% | 233862.9258 | 78.32% | 11.7591 | 22087.3223 | 7.397% | 118231.2656 | 39.6% | 1 | 50363.6914 | 16.87% | 0 | 0% | 119374.1328 | 39.98% | 179214.7422 | 42364.1055 | 14.19% | 256224.7695 | 85231.5938 | 28.54% | 213357.2812 | 151588 | 50.77% | 147000.875 | 42345.5391 | 14.18% | 256243.3359 | 13110.4551 | 4.391% | 285478.4199
43 | Charca | SPGE | {'Semitropic': 6.3, 'Shafter': 6.5, 'Smyrna': 10.5, 'Rio Bravo': 12.0, 'Lerdo': 12.3, 'Goose Lake': 14.3, 'Midway': 15.8, '7th Standard': 16.0, 'Renfro': 17.7, 'Tupman': 17.8, 'Kern Power': 20.3, 'Kern Oil': 20.7, 'Vestal': 21.0, 'Poso Mountain': 21.0, 'Olive': 21.1, 'Rosedale': 21.2, 'Sycamore': 21.7, 'Norco': 22.2, 'Westpark': 22.8, 'Tevis': 22.8, 'Bakersfield': 23.6, 'Stockdale': 24.8, 'Alpaugh': 25.6, 'Kernridge': 26.0, 'Temblor': 26.0, 'Columbus': 26.1, 'Elk Hills': 26.5, 'California Water': 27.1, 'Magunden': 28.4} | 356771.875 | 55747.2383 | 15.63% | 301024.6367 | 84.37% | 23841.9023 | 6.683% | 309081.4727 | 86.63% | 10 | 74010.9688 | 20.74% | 239018.1562 | 66.99% | 1 | 0 | 0% | 0 | 0% | 67197.25 | 18.83% | 289574.625 | 8819.1045 | 2.472% | 347952.7705 | 80238.3594 | 22.49% | 276533.5156 | 135215.0938 | 37.9% | 221556.7812 | 263.5396 | 0.07387% | 356508.3354 | 13868.0996 | 3.887% | 342903.7754
44 | Columbus | SPGE | {'California Water': 2.7, 'Magunden': 2.8, 'Bakersfield': 3.7, 'Sycamore': 4.7, 'Kern Oil': 5.4, 'Westpark': 5.9, 'Rosedale': 7.9, 'Regulus': 8.2, 'Lamont': 8.3, 'Kern Power': 9.0, 'Stockdale': 9.1, 'Poso Mountain': 11.1, '7th Standard': 11.2, 'Grimway': 11.3, 'Tevis': 12.0, 'Renfro': 12.7, 'Lerdo': 13.9, 'Rio Bravo': 18.3, 'Tupman': 18.9, 'Wheeler Ridge': 21.5, 'Norco': 22.2, 'Shafter': 22.7, 'Charca': 26.1, 'Elk Hills': 27.4, 'Midway': 28.9} | 277269.3438 | 48088.8555 | 17.34% | 229180.4883 | 82.66% | 46236.6289 | 16.68% | 206483.5273 | 74.47% | 11.4 | 13184.6191 | 4.755% | 89549.7109 | 32.3% | 1 | 80407.2969 | 29% | 0 | 0% | 135201.9844 | 48.76% | 142067.3594 | 40637.1914 | 14.66% | 236632.1523 | 75239.9219 | 27.14% | 202029.4219 | 150937.4531 | 54.44% | 126331.8906 | 69455.2344 | 25.05% | 207814.1094 | 6562.186 | 2.367% | 270707.1577
45 | Elk Hills | SPGE | {'Norco': 5.6, 'Taft': 8.6, 'Tupman': 10.7, 'Midway': 13.0, 'Tevis': 15.4, 'Rio Bravo': 16.3, 'Renfro': 16.4, 'Stockdale': 18.5, 'Kern Power': 19.0, 'Rosedale': 19.8, 'Shafter': 20.1, '7th Standard': 20.2, 'Temblor': 21.0, 'Westpark': 21.6, 'Lerdo': 22.8, 'Bakersfield': 23.8, 'Wheeler Ridge': 24.6, 'Kern Oil': 25.0, 'Kernridge': 25.4, 'Semitropic': 26.1, 'Charca': 26.5, 'Sycamore': 26.8, 'Magunden': 27.3, 'Columbus': 27.4, 'Goose Lake': 28.3, 'Grimway': 29.2, 'Regulus': 29.4, 'Lamont': 29.5} | 251505.0156 | 24813.1016 | 9.866% | 226691.9141 | 90.13% | 70258.1562 | 27.94% | 170067.0469 | 67.62% | 8.2 | 50985.7031 | 20.27% | 97022.7188 | 38.58% | 1 | 0 | 0% | 0 | 0% | 66241.0312 | 26.34% | 185263.9844 | 104386.3359 | 41.5% | 147118.6797 | 172924.9219 | 68.76% | 78580.0938 | 184491.1406 | 73.35% | 67013.875 | 1649.0181 | 0.6557% | 249855.9976 | 19077.4844 | 7.585% | 232427.5312
46 | Goose Lake | SPGE | {'Semitropic': 8.0, 'Smyrna': 10.6, 'Kernridge': 14.2, 'Charca': 14.3, 'Midway': 15.4, 'Shafter': 15.9, 'Temblor': 16.5, 'Rio Bravo': 21.1, 'Olive': 21.8, 'Arco': 22.3, 'Tupman': 24.4, 'Caliente': 24.4, 'Lerdo': 25.1, 'Alpaugh': 25.9, 'Norco': 26.6, '7th Standard': 27.6, 'Renfro': 27.7, 'Elk Hills': 28.3} | 330126.375 | 66519.3125 | 20.15% | 263607.0625 | 79.85% | 49002.4453 | 14.84% | 266726.5234 | 80.8% | 7.939 | 88073.7422 | 26.68% | 144653.1562 | 43.82% | 1 | 0 | 0% | 0 | 0% | 115652.4219 | 35.03% | 214473.9531 | 29553.6348 | 8.952% | 300572.7402 | 113712.7031 | 34.45% | 216413.6719 | 194808.0938 | 59.01% | 135318.2812 | 6008.8115 | 1.82% | 324117.5635 | 14503.2686 | 4.393% | 315623.1064
47 | Kernridge | SPGE | {'Temblor': 4.8, 'Caliente': 10.9, 'Goose Lake': 14.2, 'Midway': 16.4, 'Carrizo Plains': 17.5, 'Solar SS': 18.5, 'Semitropic': 20.2, 'Shafter': 24.3, 'Smyrna': 24.8, 'Arco': 25.0, 'Elk Hills': 25.4, 'Taft': 25.7, 'Charca': 26.0, 'Norco': 26.6, 'Rio Bravo': 27.0, 'Tupman': 27.1} | 301167.25 | 50840.5039 | 16.88% | 250326.7461 | 83.12% | 55661.3672 | 18.48% | 228559.8516 | 75.89% | 8.1944 | 19679.1523 | 6.534% | 72300.5547 | 24.01% | 1 | 0 | 0% | 0 | 0% | 153588.2188 | 51% | 147579.0312 | 43876.9727 | 14.57% | 257290.2773 | 104385.6016 | 34.66% | 196781.6484 | 215543.7031 | 71.57% | 85623.5469 | 50563.8086 | 16.79% | 250603.4414 | 10041.25 | 3.334% | 291126
48 | Lamont | SPGE | {'Regulus': 0.1, 'Grimway': 3.4, 'Magunden': 5.6, 'Columbus': 8.3, 'California Water': 8.9, 'Bakersfield': 10.2, 'Westpark': 11.4, 'Stockdale': 11.7, 'Sycamore': 13.0, 'Rosedale': 13.4, 'Kern Oil': 13.4, 'Kern Power': 14.5, 'Tevis': 15.2, 'Wheeler Ridge': 15.7, '7th Standard': 18.1, 'Renfro': 18.2, 'Poso Mountain': 18.9, 'Lerdo': 21.6, 'Tupman': 23.4, 'Rio Bravo': 24.7, 'Pastoria': 25.0, 'Norco': 25.3, 'Elk Hills': 29.5, 'Shafter': 29.8} | 258767.375 | 26888.332 | 10.39% | 231879.043 | 89.61% | 44835.4102 | 17.33% | 191343.0742 | 73.94% | 9.6893 | 18878.1074 | 7.295% | 110523.0234 | 42.71% | 1 | 62361.668 | 24.1% | 7706.5938 | 2.978% | 115376.5156 | 44.59% | 143390.8594 | 53615.5312 | 20.72% | 205151.8438 | 80821.6562 | 31.23% | 177945.7188 | 142442.4531 | 55.05% | 116324.9219 | 60788.5508 | 23.49% | 197978.8242 | 4401.4922 | 1.701% | 254365.8828
49 | Lerdo | SPGE | {'7th Standard': 4.3, 'Rio Bravo': 7.3, 'Renfro': 7.8, 'Kern Oil': 8.5, 'Kern Power': 8.9, 'Shafter': 9.4, 'Rosedale': 9.5, 'Sycamore': 9.7, 'Westpark': 10.8, 'Bakersfield': 11.4, 'Poso Mountain': 11.7, 'Tupman': 12.1, 'Charca': 12.3, 'Tevis': 12.5, 'Stockdale': 13.5, 'Columbus': 13.9, 'California Water': 15.1, 'Magunden': 16.1, 'Norco': 17.2, 'Semitropic': 17.5, 'Midway': 18.2, 'Regulus': 21.5, 'Lamont': 21.6, 'Smyrna': 22.7, 'Elk Hills': 22.8, 'Vestal': 23.9, 'Grimway': 24.0, 'Goose Lake': 25.1} | 329741.0312 | 53657.9922 | 16.27% | 276083.0391 | 83.73% | 34934.2422 | 10.59% | 272455.3828 | 82.63% | 10.9521 | 20796.8555 | 6.307% | 173473.625 | 52.61% | 1 | 25416.6289 | 7.708% | 0 | 0% | 122417.1953 | 37.13% | 207323.8359 | 31367.4629 | 9.513% | 298373.5684 | 72903.2656 | 22.11% | 256837.7656 | 158728.2656 | 48.14% | 171012.7656 | 17921.1328 | 5.435% | 311819.8984 | 15677.6934 | 4.755% | 314063.3379
50 | Magunden | SPGE | {'Columbus': 2.8, 'California Water': 4.4, 'Bakersfield': 5.0, 'Regulus': 5.5, 'Lamont': 5.6, 'Westpark': 6.7, 'Sycamore': 7.4, 'Kern Oil': 7.8, 'Grimway': 8.6, 'Stockdale': 8.8, 'Rosedale': 8.9, 'Kern Power': 10.0, 'Tevis': 12.0, '7th Standard': 13.0, 'Poso Mountain': 13.8, 'Renfro': 13.8, 'Lerdo': 16.1, 'Wheeler Ridge': 19.0, 'Tupman': 19.7, 'Rio Bravo': 19.9, 'Norco': 22.5, 'Shafter': 24.7, 'Elk Hills': 27.3, 'Charca': 28.4, 'Pastoria': 29.7} | 270284.0938 | 44490.2148 | 16.46% | 225793.8789 | 83.54% | 41147.4062 | 15.22% | 205666.2656 | 76.09% | 11.3081 | 19381.9941 | 7.171% | 99060.5938 | 36.65% | 1 | 67790.1797 | 25.08% | 0 | 0% | 121467.4922 | 44.94% | 148816.6016 | 39692.3125 | 14.69% | 230591.7812 | 74172.2344 | 27.44% | 196111.8594 | 142043.75 | 52.55% | 128240.3438 | 62568.7344 | 23.15% | 207715.3594 | 6022.5244 | 2.228% | 264261.5693
51 | Midway | SPGE | {'Shafter': 10.7, 'Tupman': 10.8, 'Rio Bravo': 11.1, 'Norco': 11.5, 'Elk Hills': 13.0, 'Semitropic': 13.6, 'Temblor': 13.8, 'Goose Lake': 15.4, 'Charca': 15.8, 'Renfro': 16.3, 'Kernridge': 16.4, 'Lerdo': 18.2, '7th Standard': 18.3, 'Taft': 18.6, 'Tevis': 19.1, 'Kern Power': 20.1, 'Rosedale': 21.2, 'Smyrna': 21.7, 'Stockdale': 22.5, 'Westpark': 23.3, 'Kern Oil': 24.5, 'Bakersfield': 25.3, 'Sycamore': 26.3, 'Caliente': 26.3, 'Columbus': 28.9, 'Poso Mountain': 29.9} | 314276.0625 | 37434.3203 | 11.91% | 276841.7422 | 88.09% | 61759.8984 | 19.65% | 236335.5703 | 75.2% | 9.1423 | 44309.8984 | 14.1% | 155957.375 | 49.62% | 1 | 0 | 0% | 0 | 0% | 59819.0391 | 19.03% | 254457.0234 | 70717.8516 | 22.5% | 243558.2109 | 179413.8906 | 57.09% | 134862.1719 | 190122.4844 | 60.5% | 124153.5781 | 1110.3783 | 0.3533% | 313165.6842 | 23210.416 | 7.385% | 291065.6465
52 | Norco | SPGE | {'Tupman': 5.2, 'Elk Hills': 5.6, 'Tevis': 10.4, 'Renfro': 10.8, 'Rio Bravo': 11.1, 'Midway': 11.5, 'Kern Power': 13.6, 'Stockdale': 13.8, 'Taft': 14.2, 'Rosedale': 14.5, '7th Standard': 14.6, 'Shafter': 15.7, 'Westpark': 16.3, 'Lerdo': 17.2, 'Bakersfield': 18.6, 'Kern Oil': 19.5, 'Sycamore': 21.3, 'Charca': 22.2, 'Columbus': 22.2, 'Magunden': 22.5, 'Temblor': 22.8, 'Semitropic': 22.9, 'Wheeler Ridge': 23.2, 'California Water': 24.9, 'Regulus': 25.2, 'Lamont': 25.3, 'Grimway': 25.5, 'Goose Lake': 26.6, 'Kernridge': 26.6, 'Poso Mountain': 27.3} | 292430.7188 | 38683.3516 | 13.23% | 253747.3672 | 86.77% | 71006.1953 | 24.28% | 201624.1484 | 68.95% | 9.1429 | 64404.0938 | 22.02% | 128519.9766 | 43.95% | 1 | 0 | 0% | 0 | 0% | 57946.5078 | 19.82% | 234484.2109 | 102481.9766 | 35.04% | 189948.7422 | 179010.8281 | 61.21% | 113419.8906 | 181967.1094 | 62.23% | 110463.6094 | 1394.3099 | 0.4768% | 291036.4088 | 20474.9863 | 7.002% | 271955.7324
53 | Rio Bravo | SPGE | {'Shafter': 5.9, 'Tupman': 6.1, 'Renfro': 6.6, 'Lerdo': 7.3, '7th Standard': 7.3, 'Kern Power': 10.2, 'Midway': 11.1, 'Norco': 11.1, 'Rosedale': 11.2, 'Tevis': 11.3, 'Charca': 12.0, 'Westpark': 13.3, 'Kern Oil': 13.5, 'Stockdale': 13.9, 'Semitropic': 14.8, 'Bakersfield': 14.9, 'Sycamore': 15.2, 'Elk Hills': 16.3, 'Columbus': 18.3, 'Poso Mountain': 18.9, 'Magunden': 19.9, 'California Water': 20.3, 'Goose Lake': 21.1, 'Smyrna': 22.0, 'Taft': 24.5, 'Regulus': 24.6, 'Lamont': 24.7, 'Temblor': 24.9, 'Grimway': 26.3, 'Kernridge': 27.0, 'Wheeler Ridge': 29.2, 'Vestal': 29.3} | 329092.25 | 42175.7578 | 12.82% | 286916.4922 | 87.18% | 43496.6953 | 13.22% | 263623.3359 | 80.11% | 11 | 44308.7734 | 13.46% | 192897.875 | 58.62% | 1 | 0 | 0% | 0 | 0% | 86592.6797 | 26.31% | 242499.5703 | 59078.0898 | 17.95% | 270014.1602 | 135441.6094 | 41.16% | 193650.6406 | 178701.8281 | 54.3% | 150390.4219 | 1440.7755 | 0.4378% | 327651.4745 | 22934.334 | 6.969% | 306157.916
54 | Rosedale | SPGE | {'Kern Power': 1.1, 'Westpark': 2.1, 'Bakersfield': 4.2, 'Stockdale': 4.2, 'Renfro': 4.9, 'Tevis': 4.9, '7th Standard': 5.3, 'Kern Oil': 5.4, 'Sycamore': 7.2, 'Columbus': 7.9, 'Magunden': 8.9, 'Lerdo': 9.5, 'California Water': 10.5, 'Tupman': 11.0, 'Rio Bravo': 11.2, 'Regulus': 13.3, 'Lamont': 13.4, 'Poso Mountain': 14.3, 'Norco': 14.5, 'Grimway': 15.2, 'Shafter': 16.5, 'Elk Hills': 19.8, 'Wheeler Ridge': 20.7, 'Charca': 21.2, 'Midway': 21.2, 'Semitropic': 25.5, 'Taft': 28.3} | 298426.5312 | 55638.8594 | 18.64% | 242787.6719 | 81.36% | 23551.2207 | 7.892% | 244318.998 | 81.87% | 11.9717 | 33352.8242 | 11.18% | 133327.6562 | 44.68% | 1 | 16539.377 | 5.542% | 0 | 0% | 96699.0312 | 32.4% | 201727.5 | 50680.4766 | 16.98% | 247746.0547 | 89636.3516 | 30.04% | 208790.1797 | 144168.2969 | 48.31% | 154258.2344 | 12569.7451 | 4.212% | 285856.7861 | 18589.7129 | 6.229% | 279836.8184
55 | Semitropic | SPGE | {'Charca': 6.3, 'Goose Lake': 8.0, 'Smyrna': 8.1, 'Shafter': 9.0, 'Midway': 13.6, 'Rio Bravo': 14.8, 'Lerdo': 17.5, 'Tupman': 19.4, 'Kernridge': 20.2, 'Olive': 20.5, '7th Standard': 20.5, 'Temblor': 20.9, 'Renfro': 21.3, 'Norco': 22.9, 'Kern Power': 24.5, 'Alpaugh': 25.1, 'Rosedale': 25.5, 'Kern Oil': 25.9, 'Vestal': 25.9, 'Elk Hills': 26.1, 'Tevis': 26.1, 'Poso Mountain': 27.1, 'Sycamore': 27.2, 'Westpark': 27.3, 'Bakersfield': 28.5, 'Stockdale': 28.6, 'Arco': 29.3} | 326918.9688 | 49999.9531 | 15.29% | 276919.0156 | 84.71% | 36961.8125 | 11.31% | 270900.25 | 82.86% | 9.1385 | 84935.1797 | 25.98% | 200143.7188 | 61.22% | 1 | 0 | 0% | 0 | 0% | 82112.3672 | 25.12% | 244806.6016 | 25316.8242 | 7.744% | 301602.1445 | 112042.9609 | 34.27% | 214876.0078 | 164641.4219 | 50.36% | 162277.5469 | 331.6118 | 0.1014% | 326587.3569 | 16331.8887 | 4.996% | 310587.0801
56 | Shafter | SPGE | {'Rio Bravo': 5.9, 'Charca': 6.5, 'Semitropic': 9.0, 'Lerdo': 9.4, 'Midway': 10.7, 'Tupman': 11.3, '7th Standard': 11.7, 'Renfro': 12.3, 'Kern Power': 15.5, 'Norco': 15.7, 'Goose Lake': 15.9, 'Smyrna': 16.1, 'Rosedale': 16.5, 'Tevis': 17.1, 'Kern Oil': 17.5, 'Westpark': 18.4, 'Sycamore': 18.9, 'Stockdale': 19.6, 'Bakersfield': 19.7, 'Elk Hills': 20.1, 'Poso Mountain': 20.5, 'Columbus': 22.7, 'Temblor': 23.2, 'Kernridge': 24.3, 'California Water': 24.3, 'Magunden': 24.7, 'Vestal': 26.1, 'Olive': 27.5, 'Taft': 27.7, 'Regulus': 29.7, 'Lamont': 29.8} | 371823.1875 | 45599.4336 | 12.26% | 326223.7539 | 87.74% | 32505.8438 | 8.742% | 318514.4688 | 85.66% | 10.3889 | 61229.9219 | 16.47% | 248309.2344 | 66.78% | 1 | 0 | 0% | 0 | 0% | 88534.6953 | 23.81% | 283288.4922 | 33046.1133 | 8.888% | 338777.0742 | 122941.5703 | 33.06% | 248881.6172 | 182226.125 | 49.01% | 189597.0625 | 26.8336 | 0.007217% | 371796.3539 | 25228.9453 | 6.785% | 346594.2422
57 | Smyrna | SPGE | {'Semitropic': 8.1, 'Charca': 10.5, 'Goose Lake': 10.6, 'Olive': 12.5, 'Shafter': 16.1, 'Alpaugh': 17.0, 'Midway': 21.7, 'Rio Bravo': 22.0, 'Vestal': 22.5, 'Lerdo': 22.7, 'Kernridge': 24.8, 'Arco': 26.0, '7th Standard': 26.5, 'Temblor': 26.8, 'Tupman': 27.2, 'Corcoran': 27.6, 'Renfro': 28.1} | 300705 | 60741.2031 | 20.2% | 239963.7969 | 79.8% | 44283.4531 | 14.73% | 234193.4531 | 77.88% | 9.5 | 92367.1484 | 30.72% | 145562.1562 | 48.41% | 1 | 0 | 0% | 0 | 0% | 98091.7578 | 32.62% | 202613.2422 | 23974.1387 | 7.973% | 276730.8613 | 90391.9609 | 30.06% | 210313.0391 | 153452.8438 | 51.03% | 147252.1562 | 331.6118 | 0.1103% | 300373.3882 | 21112.5684 | 7.021% | 279592.4316
58 | Stockdale | SPGE | {'Tevis': 3.5, 'Rosedale': 4.2, 'Westpark': 4.2, 'Kern Power': 4.7, 'Bakersfield': 6.0, 'Renfro': 7.3, 'Magunden': 8.8, 'Kern Oil': 8.9, 'Columbus': 9.1, '7th Standard': 9.2, 'Sycamore': 10.3, 'Regulus': 11.6, 'Lamont': 11.7, 'Tupman': 11.7, 'California Water': 11.9, 'Grimway': 12.6, 'Lerdo': 13.5, 'Norco': 13.8, 'Rio Bravo': 13.9, 'Wheeler Ridge': 16.6, 'Poso Mountain': 17.8, 'Elk Hills': 18.5, 'Shafter': 19.6, 'Midway': 22.5, 'Charca': 24.8, 'Taft': 26.5, 'Semitropic': 28.6, 'Pastoria': 29.2} | 298469.9688 | 52055.2383 | 17.44% | 246414.7305 | 82.56% | 32168.5918 | 10.78% | 237172.6582 | 79.46% | 11.3681 | 50339.3242 | 16.87% | 147899.1094 | 49.55% | 1 | 568.9075 | 0.1906% | 0 | 0% | 63977.8398 | 21.44% | 234492.1289 | 73869.8984 | 24.75% | 224600.0703 | 116630.0078 | 39.08% | 181839.9609 | 141261.0156 | 47.33% | 157208.9531 | 4674.9956 | 1.566% | 293794.9731 | 18973.5645 | 6.357% | 279496.4043
59 | Taft | SPGE | {'Elk Hills': 8.6, 'Norco': 14.2, 'Midway': 18.6, 'Tupman': 19.2, 'Temblor': 20.9, 'Tevis': 23.6, 'Rio Bravo': 24.5, 'Renfro': 25.0, 'Kernridge': 25.7, 'Stockdale': 26.5, 'Kern Power': 27.5, 'Shafter': 27.7, 'Rosedale': 28.3, 'Wheeler Ridge': 28.8, '7th Standard': 28.8, 'Caliente': 29.8, 'Westpark': 29.9} | 148224.3906 | 14145.8994 | 9.544% | 134078.4912 | 90.46% | 63216.8086 | 42.65% | 82008.8789 | 55.33% | 5.2215 | 25769.1758 | 17.39% | 32089.7031 | 21.65% | 1 | 0 | 0% | 0 | 0% | 43598.207 | 29.41% | 104626.1836 | 62094.2305 | 41.89% | 86130.1602 | 96476.9062 | 65.09% | 51747.4844 | 110676.7031 | 74.67% | 37547.6875 | 13752.6025 | 9.278% | 134471.7881 | 2416.1316 | 1.63% | 145808.259
60 | Temblor | SPGE | {'Kernridge': 4.8, 'Caliente': 12.5, 'Midway': 13.8, 'Goose Lake': 16.5, 'Carrizo Plains': 19.4, 'Solar SS': 20.5, 'Semitropic': 20.9, 'Taft': 20.9, 'Elk Hills': 21.0, 'Norco': 22.8, 'Shafter': 23.2, 'Tupman': 24.1, 'Rio Bravo': 24.9, 'Charca': 26.0, 'Smyrna': 26.8, 'Arco': 29.7} | 256846.7969 | 43442.375 | 16.91% | 213404.4219 | 83.09% | 55054.1953 | 21.43% | 186986.8828 | 72.8% | 8.3812 | 17850.4961 | 6.95% | 74151.5234 | 28.87% | 1 | 0 | 0% | 0 | 0% | 111089.4922 | 43.25% | 145757.3047 | 41424.9453 | 16.13% | 215421.8516 | 110818.2266 | 43.15% | 146028.5703 | 181988.9844 | 70.86% | 74857.8125 | 35914.293 | 13.98% | 220932.5039 | 7161.8042 | 2.788% | 249684.9927
61 | Tupman | SPGE | {'Norco': 5.2, 'Rio Bravo': 6.1, 'Renfro': 6.4, 'Tevis': 8.3, '7th Standard': 9.8, 'Kern Power': 9.9, 'Elk Hills': 10.7, 'Midway': 10.8, 'Rosedale': 11.0, 'Shafter': 11.3, 'Stockdale': 11.7, 'Lerdo': 12.1, 'Westpark': 13.1, 'Bakersfield': 15.2, 'Kern Oil': 15.3, 'Sycamore': 17.2, 'Charca': 17.8, 'Columbus': 18.9, 'Taft': 19.2, 'Semitropic': 19.4, 'Magunden': 19.7, 'California Water': 21.4, 'Poso Mountain': 22.6, 'Regulus': 23.3, 'Lamont': 23.4, 'Temblor': 24.1, 'Grimway': 24.3, 'Goose Lake': 24.4, 'Wheeler Ridge': 24.8, 'Kernridge': 27.1, 'Smyrna': 27.2} | 310186.7812 | 33750 | 10.88% | 276436.7812 | 89.12% | 67517.7266 | 21.77% | 220452.6797 | 71.07% | 10.5 | 59412.8789 | 19.15% | 156333.75 | 50.4% | 1 | 0 | 0% | 0 | 0% | 57189.4297 | 18.44% | 252997.3516 | 96946.375 | 31.25% | 213240.4062 | 172793.3281 | 55.71% | 137393.4531 | 180308.625 | 58.13% | 129878.1562 | 1390.6473 | 0.4483% | 308796.1339 | 21290.25 | 6.864% | 288896.5312
62 | Westpark | SPGE | {'Rosedale': 2.1, 'Bakersfield': 2.2, 'Kern Power': 3.2, 'Stockdale': 4.2, 'Kern Oil': 4.7, 'Columbus': 5.9, 'Sycamore': 6.1, 'Tevis': 6.3, 'Magunden': 6.7, '7th Standard': 6.8, 'Renfro': 7.0, 'California Water': 8.5, 'Lerdo': 10.8, 'Regulus': 11.3, 'Lamont': 11.4, 'Tupman': 13.1, 'Rio Bravo': 13.3, 'Grimway': 13.4, 'Poso Mountain': 13.6, 'Norco': 16.3, 'Shafter': 18.4, 'Wheeler Ridge': 20.0, 'Elk Hills': 21.6, 'Charca': 22.8, 'Midway': 23.3, 'Semitropic': 27.3, 'Taft': 29.9} | 300850.9062 | 54785.3281 | 18.21% | 246065.5781 | 81.79% | 27410.6172 | 9.111% | 243544.7578 | 80.95% | 11.7377 | 30612.5312 | 10.18% | 128276.6719 | 42.64% | 1 | 29862.5938 | 9.926% | 0 | 0% | 104525.2344 | 34.74% | 196325.6719 | 49293.9844 | 16.38% | 251556.9219 | 88840.4375 | 29.53% | 212010.4688 | 146124.9844 | 48.57% | 154725.9219 | 24425.8711 | 8.119% | 276425.0352 | 16457.0391 | 5.47% | 284393.8672
63 | Wheeler Ridge | SPGE | {'Grimway': 12.7, 'Pastoria': 13.0, 'Lamont': 15.7, 'Regulus': 15.7, 'Stockdale': 16.6, 'Tevis': 18.1, 'Magunden': 19.0, 'Westpark': 20.0, 'Bakersfield': 20.7, 'Rosedale': 20.7, 'Kern Power': 21.2, 'Columbus': 21.5, 'Norco': 23.2, 'Renfro': 23.2, 'California Water': 23.4, 'Kern Oil': 24.4, 'Bailey': 24.4, 'Elk Hills': 24.6, 'Tupman': 24.8, 'Sycamore': 25.1, '7th Standard': 25.8, 'Taft': 28.8, 'Rio Bravo': 29.2} | 289076.6562 | 35145.5 | 12.16% | 253931.1562 | 87.84% | 41906.9258 | 14.5% | 233840.3867 | 80.89% | 7.6539 | 41512.3984 | 14.36% | 177086.0938 | 61.26% | 1 | 17430.8594 | 6.03% | 0 | 0% | 58387.0742 | 20.2% | 230689.582 | 62672.3711 | 21.68% | 226404.2852 | 99386.8906 | 34.38% | 189689.7656 | 124905.0391 | 43.21% | 164171.6172 | 17222.3418 | 5.958% | 271854.3145 | 4166.1816 | 1.441% | 284910.4746
64 | Kern Oil | SPGE | {'Sycamore': 1.9, 'Bakersfield': 3.8, 'Westpark': 4.7, 'Columbus': 5.4, 'Rosedale': 5.4, 'Kern Power': 6.0, '7th Standard': 6.2, 'California Water': 6.9, 'Magunden': 7.8, 'Lerdo': 8.5, 'Stockdale': 8.9, 'Poso Mountain': 8.9, 'Renfro': 8.9, 'Tevis': 10.3, 'Regulus': 13.3, 'Lamont': 13.4, 'Rio Bravo': 13.5, 'Tupman': 15.3, 'Grimway': 16.1, 'Shafter': 17.5, 'Norco': 19.5, 'Charca': 20.7, 'Wheeler Ridge': 24.4, 'Midway': 24.5, 'Elk Hills': 25.0, 'Semitropic': 25.9, 'Vestal': 27.9} | 297595.3125 | 50920.918 | 17.11% | 246674.3945 | 82.89% | 42249.2695 | 14.2% | 228304.0742 | 76.72% | 11.4726 | 12929.2627 | 4.345% | 108253.6875 | 36.38% | 1 | 67479.8984 | 22.68% | 0 | 0% | 143819.9531 | 48.33% | 153775.3594 | 44264.5 | 14.87% | 253330.8125 | 85351.0469 | 28.68% | 212244.2656 | 164515.4062 | 55.28% | 133079.9062 | 54169.3594 | 18.2% | 243425.9531 | 11169.2402 | 3.753% | 286426.0723
65 | Inyokern | GREATER KRAMER | {'Ransburg': 21.5} | 9844.3047 | 2510.8438 | 25.51% | 7333.4609 | 74.49% | 314.8234 | 3.198% | 6667.4525 | 67.73% | 13.4611 | 1.974 | 0.02005% | 0 | 0% | 1 | 68.1403 | 0.6922% | 0 | 0% | 5897.4829 | 59.91% | 3946.8218 | 1905.2467 | 19.35% | 7939.058 | 674.6472 | 6.853% | 9169.6575 | 6422.0283 | 65.24% | 3422.2764 | 3423.7827 | 34.78% | 6420.522 | 0.23208 | 0.002358% | 9844.0726
66 | Pastoria | GREATER TEHACHAPI | {'Bailey': 11.6, 'Wheeler Ridge': 13.0, 'Grimway': 21.6, 'Whirlwind': 23.7, 'Lamont': 25.0, 'Regulus': 25.0, 'Highwind': 28.7, 'Stockdale': 29.2, 'Magunden': 29.7} | 181505.9844 | 3478.8838 | 1.917% | 178027.1006 | 98.08% | 48373.5469 | 26.65% | 123010.0938 | 67.77% | 6.9453 | 5412.6714 | 2.982% | 65014.1523 | 35.82% | 0 | 69719.6953 | 38.41% | 1965.1201 | 1.083% | 93045.3281 | 51.26% | 88460.6562 | 77193.6172 | 42.53% | 104312.3672 | 87336.3516 | 48.12% | 94169.6328 | 125407.9453 | 69.09% | 56098.0391 | 46390.8438 | 25.56% | 135115.1406 | 2921.093 | 1.609% | 178584.8914
67 | Ransburg | GREATER KRAMER | {'Inyokern': 21.5, 'Kramer': 26.6} | 50126.0547 | 7902.8252 | 15.77% | 42223.2295 | 84.23% | 11178.8604 | 22.3% | 17241.8213 | 34.4% | 82.0317 | 0 | 0% | 0 | 0% | 0 | 0 | 0% | 0 | 0% | 21318.9375 | 42.53% | 28807.1172 | 11064.7578 | 22.07% | 39061.2969 | 1776.7225 | 3.545% | 48349.3322 | 31354.5586 | 62.55% | 18771.4961 | 29080.2031 | 58.01% | 21045.8516 | 12.855 | 0.02565% | 50113.1997
68 | Sycamore | SPGE | {'Kern Oil': 1.9, 'Bakersfield': 4.6, 'Columbus': 4.7, 'California Water': 5.5, 'Westpark': 6.1, 'Rosedale': 7.2, 'Magunden': 7.4, 'Poso Mountain': 7.6, 'Kern Power': 7.8, '7th Standard': 8.0, 'Lerdo': 9.7, 'Stockdale': 10.3, 'Renfro': 10.8, 'Tevis': 12.0, 'Regulus': 12.9, 'Lamont': 13.0, 'Rio Bravo': 15.2, 'Grimway': 15.9, 'Tupman': 17.2, 'Shafter': 18.9, 'Norco': 21.3, 'Charca': 21.7, 'Wheeler Ridge': 25.1, 'Midway': 26.3, 'Elk Hills': 26.8, 'Semitropic': 27.2, 'Vestal': 27.4} | 291306.5 | 47053.4453 | 16.15% | 244253.0547 | 83.85% | 49885.9922 | 17.12% | 218425.8203 | 74.98% | 10.75 | 9305.1543 | 3.194% | 93133.2031 | 31.97% | 0 | 86139.4688 | 29.57% | 0 | 0% | 157684.7656 | 54.13% | 133621.7344 | 45716.418 | 15.69% | 245590.082 | 82418.8438 | 28.29% | 208887.6562 | 171124.75 | 58.74% | 120181.75 | 70834.7344 | 24.32% | 220471.7656 | 6961.4365 | 2.39% | 284345.0635
69 | Avenal | SPGE | {'Gates': 11.2, 'Arco': 18.0, 'Henrietta': 21.8, 'Cholame': 23.6, 'Leprino Jct': 24.0, 'Schindler': 29.3} | 346060.6875 | 70148.8203 | 20.27% | 275911.8672 | 79.73% | 132458.5938 | 38.28% | 203191.9375 | 58.72% | 6.5638 | 64150.1367 | 18.54% | 82936.4375 | 23.97% | 0 | 5699.751 | 1.647% | 0 | 0% | 143831.1875 | 41.56% | 202229.5 | 5917.0005 | 1.71% | 340143.687 | 62338.9805 | 18.01% | 283721.707 | 186200.1562 | 53.81% | 159860.5312 | 93445.3828 | 27% | 252615.3047 | 2599.8232 | 0.7513% | 343460.8643
70 | Corcoran | SPGE | {'Alpaugh': 11.5, 'GWF Hanford Sw Sta': 12.2, 'Olive': 15.9, 'Leprino Jct': 17.9, 'Henrietta': 21.4, 'Rector': 22.0, 'Kingsburg': 26.2, 'Smyrna': 27.6} | 402195.4375 | 193767.7656 | 48.18% | 208427.6719 | 51.82% | 121022.4844 | 30.09% | 265006.7656 | 65.89% | 7.2844 | 207183.375 | 51.51% | 146204.4844 | 36.35% | 1 | 0 | 0% | 0 | 0% | 58049.9102 | 14.43% | 344145.5273 | 8393.2285 | 2.087% | 393802.209 | 26864.7383 | 6.68% | 375330.6992 | 81507.2578 | 20.27% | 320688.1797 | 0 | 0% | 402195.4375 | 13410.7783 | 3.334% | 388784.6592
71 | Henrietta | SPGE | {'Leprino Jct': 3.9, 'Gates': 14.2, 'GWF Hanford Sw Sta': 14.4, 'Schindler': 17.2, 'Corcoran': 21.4, 'Avenal': 21.8, 'Kingsburg': 24.7, 'Mc Mullin': 24.7, 'Cantua': 27.6, 'Helm': 28.5, 'McCall': 29.4} | 378986.7188 | 152091.9844 | 40.13% | 226894.7344 | 59.87% | 87676.1953 | 23.13% | 242832.4922 | 64.07% | 8.6667 | 173867.625 | 45.88% | 173065.7969 | 45.67% | 1 | 0 | 0% | 0 | 0% | 39581.1133 | 10.44% | 339405.6055 | 7137.9814 | 1.883% | 371848.7373 | 16491.6895 | 4.352% | 362495.0293 | 51968.3359 | 13.71% | 327018.3828 | 0 | 0% | 378986.7188 | 6149.3633 | 1.623% | 372837.3555
72 | Eagle Rock (PGE) | NORTHERN CALIFORNIA | {'Geysers': 6.0, 'Cloverdale': 11.0, 'Hopland': 17.6, 'Fulton': 23.0, 'Ukiah': 29.9} | 215680.6719 | 12959.7061 | 6.009% | 202720.9658 | 93.99% | 20854.1797 | 9.669% | 153611.2266 | 71.22% | 11.5391 | 16060.958 | 7.447% | 14995.8018 | 6.953% | 0 | 81273.4922 | 37.68% | 97549.4922 | 45.23% | 120974.1953 | 56.09% | 94706.4766 | 101873.9766 | 47.23% | 113806.6953 | 157232.2812 | 72.9% | 58448.3906 | 195666.2344 | 90.72% | 20014.4375 | 74158.8281 | 34.38% | 141521.8438 | 4136.4966 | 1.918% | 211544.1753
73 | Antelope | GREATER TEHACHAPI | {'Whirlwind': 14.1, 'Vincent': 17.3, 'Pardee': 23.5, 'Windhub': 24.0, 'Saugus': 24.1, 'Bailey': 27.7, 'Sylmar': 28.7, 'Highwind': 28.8} | 235120.6875 | 95160.8828 | 40.47% | 139959.8047 | 59.53% | 17059.666 | 7.256% | 47189.7207 | 20.07% | 50 | 2931.1829 | 1.247% | 6022.5181 | 2.561% | 0 | 21590.3008 | 9.183% | 70073.4609 | 29.8% | 24789.7246 | 10.54% | 210330.9629 | 63667.6562 | 27.08% | 171453.0312 | 50260.6797 | 21.38% | 184860.0078 | 97242.4844 | 41.36% | 137878.2031 | 41149.7891 | 17.5% | 193970.8984 | 9077.4932 | 3.861% | 226043.1943
74 | Arcogen | GREATER LA METRO | {'Hinson': 1.2, 'Harborgen': 2.8, 'Long Beach': 3.7, 'Lighthipe': 5.9, 'La Fresa': 6.3, 'Redondo': 8.6, 'Del Amo': 8.7, 'Alamitos': 9.1, 'El Nido': 9.2, 'Chevmain': 10.9, 'Center': 11.0, 'El Segundo': 12.1, 'Laguna Bell': 12.2, 'La Cienega': 14.8, 'Barre': 15.1, 'Mesa (SCE)': 17.0, 'Huntington Beach': 19.3, 'Ellis': 19.5, 'Lewis': 19.8, 'Olinda': 20.5, 'Walnut': 21.4, 'Villa Park': 23.5, 'Johanna': 23.6, 'Goodrich': 24.7, 'Rio Hondo': 24.9, 'Serrano': 26.1, 'Gould': 28.0, 'Santiago': 29.3} | 6094.8906 | 2279.3987 | 37.4% | 3815.4919 | 62.6% | 950.2307 | 15.59% | 3015.8577 | 49.48% | 26.44 | 0 | 0% | 0 | 0% | 0 | 136.4639 | 2.239% | 0 | 0% | 10.7529 | 0.1764% | 6084.1377 | 699.8162 | 11.48% | 5395.0745 | 3753.3979 | 61.58% | 2341.4927 | 3764.1509 | 61.76% | 2330.7397 | 0 | 0% | 6094.8906 | 26.8557 | 0.4406% | 6068.0349
75 | Bailey | GREATER TEHACHAPI | {'Pastoria': 11.6, 'Whirlwind': 20.1, 'Wheeler Ridge': 24.4, 'Pardee': 25.7, 'Saugus': 26.9, 'Antelope': 27.7} | 135814.8438 | 6698.4106 | 4.932% | 129116.4331 | 95.07% | 52211.4453 | 38.44% | 55885.9766 | 41.15% | 9.0697 | 2656.6948 | 1.956% | 3844.1213 | 2.83% | 0 | 94974.3125 | 69.93% | 4184.6387 | 3.081% | 80426.5312 | 59.22% | 55388.3125 | 69885.7109 | 51.46% | 65929.1328 | 56171.8984 | 41.36% | 79642.9453 | 121524.1094 | 89.48% | 14290.7344 | 51279.6211 | 37.76% | 84535.2227 | 3309.2573 | 2.437% | 132505.5864
76 | Center | GREATER LA METRO | {'Laguna Bell': 4.0, 'Lighthipe': 5.2, 'Del Amo': 5.6, 'Mesa (SCE)': 7.5, 'Hinson': 10.1, 'Walnut': 10.5, 'Olinda': 10.6, 'Barre': 10.9, 'Arcogen': 11.0, 'Alamitos': 11.3, 'Harborgen': 12.5, 'Long Beach': 13.2, 'La Fresa': 13.7, 'Rio Hondo': 14.1, 'Lewis': 14.5, 'Goodrich': 15.4, 'El Nido': 15.5, 'La Cienega': 16.4, 'Redondo': 17.1, 'Chevmain': 17.2, 'Villa Park': 17.4, 'El Segundo': 18.3, 'Ellis': 19.2, 'Serrano': 19.4, 'Gould': 20.7, 'Johanna': 20.8, 'Huntington Beach': 20.8, 'Chino': 25.0, 'Santiago': 26.6, 'Padua': 29.8} | 5048.7388 | 2134.8899 | 42.29% | 2913.8489 | 57.71% | 344.1967 | 6.817% | 2810.0957 | 55.66% | 27 | 0 | 0% | 0 | 0% | 0 | 0 | 0% | 895.9953 | 17.75% | 6.3965 | 0.1267% | 5042.3422 | 582.3773 | 11.54% | 4466.3615 | 2162.9927 | 42.84% | 2885.7461 | 2169.3894 | 42.97% | 2879.3494 | 0 | 0% | 5048.7388 | 188.0683 | 3.725% | 4860.6704
77 | Del Amo | GREATER LA METRO | {'Lighthipe': 5.0, 'Center': 5.6, 'Alamitos': 5.7, 'Barre': 7.1, 'Hinson': 7.5, 'Arcogen': 8.7, 'Harborgen': 8.9, 'Laguna Bell': 9.3, 'Long Beach': 9.3, 'Lewis': 11.7, 'Olinda': 12.1, 'Mesa (SCE)': 13.1, 'La Fresa': 13.7, 'Walnut': 13.9, 'Ellis': 14.3, 'Villa Park': 15.3, 'Huntington Beach': 15.5, 'El Nido': 16.2, 'Redondo': 16.7, 'Johanna': 16.8, 'Serrano': 17.7, 'Chevmain': 18.0, 'Rio Hondo': 19.0, 'El Segundo': 19.2, 'La Cienega': 19.3, 'Goodrich': 20.9, 'Santiago': 22.7, 'Chino': 26.2, 'Gould': 26.3, 'Viejo': 29.0} | 8330.1406 | 2159.1338 | 25.92% | 6171.0068 | 74.08% | 935.5046 | 11.23% | 3171.2512 | 38.07% | 60 | 0 | 0% | 0 | 0% | 0 | 0 | 0% | 426.8297 | 5.124% | 0.66252 | 0.007953% | 8329.4781 | 688.6574 | 8.267% | 7641.4832 | 5725.3726 | 68.73% | 2604.7681 | 5726.0352 | 68.74% | 2604.1055 | 0 | 0% | 8330.1406 | 133.7047 | 1.605% | 8196.4359
78 | El Nido | GREATER LA METRO | {'Chevmain': 1.8, 'La Fresa': 2.9, 'El Segundo': 3.0, 'Redondo': 3.4, 'La Cienega': 7.2, 'Arcogen': 9.2, 'Hinson': 10.1, 'Lighthipe': 11.4, 'Harborgen': 11.6, 'Long Beach': 12.4, 'Laguna Bell': 14.1, 'Center': 15.5, 'Del Amo': 16.2, 'Mesa (SCE)': 18.0, 'Alamitos': 18.2, 'Barre': 23.3, 'Goodrich': 24.1, 'Gould': 24.9, 'Walnut': 25.5, 'Olinda': 26.2, 'Rio Hondo': 26.8, 'Lewis': 27.9, 'Huntington Beach': 28.5, 'Ellis': 28.7, 'Sylmar': 29.2} | 5014.6816 | 2191.7456 | 43.71% | 2822.936 | 56.29% | 807.5775 | 16.1% | 2923.8029 | 58.3% | 11.005 | 0 | 0% | 0 | 0% | 0 | 192.125 | 3.831% | 0 | 0% | 10.7529 | 0.2144% | 5003.9287 | 124.8791 | 2.49% | 4889.8026 | 2765.585 | 55.15% | 2249.0967 | 2776.3379 | 55.36% | 2238.3438 | 0 | 0% | 5014.6816 | 7.0574 | 0.1407% | 5007.6243
79 | Goodrich | GREATER LA METRO | {'Rio Hondo': 6.9, 'Gould': 7.5, 'Mesa (SCE)': 8.0, 'Laguna Bell': 12.6, 'Walnut': 12.6, 'Center': 15.4, 'Olinda': 17.0, 'Lighthipe': 19.3, 'La Cienega': 19.6, 'Del Amo': 20.9, 'Vincent': 23.1, 'La Fresa': 24.0, 'El Nido': 24.1, 'Hinson': 24.2, 'Barre': 24.4, 'Arcogen': 24.7, 'Chevmain': 24.9, 'El Segundo': 25.5, 'Chino': 25.7, 'Padua': 25.8, 'Sylmar': 25.9, 'Lewis': 26.0, 'Alamitos': 26.6, 'Harborgen': 26.9, 'Redondo': 27.1, 'Villa Park': 27.3, 'Long Beach': 27.7, 'Serrano': 28.1} | 27422.8145 | 2245.6785 | 8.189% | 25177.136 | 91.81% | 23546.1953 | 85.86% | 3708.9688 | 13.53% | 3.6595 | 0 | 0% | 0 | 0% | 0 | 454.7976 | 1.658% | 26934.4375 | 98.22% | 1836.2753 | 6.696% | 25586.5392 | 11518.3018 | 42% | 15904.5127 | 10147.0264 | 37% | 17275.7881 | 16727.3613 | 61% | 10695.4531 | 18822.4863 | 68.64% | 8600.3281 | 7582.7192 | 27.65% | 19840.0952
80 | Gould | GREATER LA METRO | {'Goodrich': 7.5, 'Mesa (SCE)': 13.4, 'Rio Hondo': 14.3, 'Laguna Bell': 17.1, 'Vincent': 18.7, 'La Cienega': 18.8, 'Sylmar': 18.8, 'Walnut': 20.0, 'Center': 20.7, 'Lighthipe': 23.5, 'Olinda': 24.3, 'El Nido': 24.9, 'Chevmain': 25.2, 'El Segundo': 25.5, 'La Fresa': 25.6, 'Saugus': 26.2, 'Del Amo': 26.3, 'Pardee': 27.2, 'Hinson': 27.8, 'Arcogen': 28.0, 'Redondo': 28.2} | 47790.6992 | 6103.3081 | 12.77% | 41687.3911 | 87.23% | 36911.6953 | 77.24% | 10012.1836 | 20.95% | 3.6775 | 15.8507 | 0.03317% | 50.4951 | 0.1057% | 0 | 485.1589 | 1.015% | 47271.9609 | 98.91% | 9422.7549 | 19.72% | 38367.9443 | 9960.8398 | 20.84% | 37829.8594 | 12110.4688 | 25.34% | 35680.2305 | 23594.584 | 49.37% | 24196.1152 | 32987.1172 | 69.02% | 14803.582 | 9145.7471 | 19.14% | 38644.9521
81 | Harborgen | GREATER LA METRO | {'Long Beach': 0.9, 'Arcogen': 2.8, 'Hinson': 2.8, 'Alamitos': 7.5, 'Lighthipe': 7.6, 'La Fresa': 8.7, 'Del Amo': 8.9, 'Redondo': 10.4, 'El Nido': 11.6, 'Center': 12.5, 'Chevmain': 13.2, 'Laguna Bell': 14.3, 'Barre': 14.3, 'El Segundo': 14.4, 'Huntington Beach': 17.0, 'La Cienega': 17.6, 'Ellis': 17.6, 'Mesa (SCE)': 19.0, 'Lewis': 19.0, 'Olinda': 21.0, 'Johanna': 22.0, 'Walnut': 22.5, 'Villa Park': 22.8, 'Serrano': 25.4, 'Rio Hondo': 26.6, 'Goodrich': 26.9, 'Santiago': 27.6} | 7151.6123 | 2301.9199 | 32.19% | 4849.6924 | 67.81% | 950.8432 | 13.3% | 3018.6375 | 42.21% | 50.7222 | 0 | 0% | 0 | 0% | 0 | 136.4639 | 1.908% | 0 | 0% | 10.7529 | 0.1504% | 7140.8594 | 699.8162 | 9.785% | 6451.7961 | 4787.9175 | 66.95% | 2363.6948 | 4798.6704 | 67.1% | 2352.9419 | 0 | 0% | 7151.6123 | 32.5015 | 0.4545% | 7119.1108
82 | Hinson | GREATER LA METRO | {'Arcogen': 1.2, 'Harborgen': 2.8, 'Long Beach': 3.7, 'Lighthipe': 5.0, 'La Fresa': 7.2, 'Del Amo': 7.5, 'Alamitos': 8.0, 'Redondo': 9.7, 'Center': 10.1, 'El Nido': 10.1, 'Laguna Bell': 11.6, 'Chevmain': 11.9, 'El Segundo': 13.1, 'Barre': 13.9, 'La Cienega': 15.4, 'Mesa (SCE)': 16.3, 'Huntington Beach': 18.5, 'Ellis': 18.6, 'Lewis': 18.6, 'Olinda': 19.4, 'Walnut': 20.4, 'Villa Park': 22.3, 'Johanna': 22.5, 'Rio Hondo': 24.1, 'Goodrich': 24.2, 'Serrano': 24.9, 'Gould': 27.8, 'Santiago': 28.3} | 6303.1289 | 2290.8547 | 36.34% | 4012.2742 | 63.66% | 950.3651 | 15.08% | 3015.8578 | 47.85% | 27.2 | 0 | 0% | 0 | 0% | 0 | 136.4639 | 2.165% | 0 | 0% | 10.7529 | 0.1706% | 6292.376 | 699.8162 | 11.1% | 5603.3127 | 3950.1357 | 62.67% | 2352.9932 | 3960.8887 | 62.84% | 2342.2402 | 0 | 0% | 6303.1289 | 32.5015 | 0.5156% | 6270.6274
83 | La Cienega | GREATER LA METRO | {'El Segundo': 6.9, 'Chevmain': 6.9, 'El Nido': 7.2, 'La Fresa': 9.4, 'Redondo': 10.5, 'Laguna Bell': 13.3, 'Lighthipe': 14.3, 'Arcogen': 14.8, 'Hinson': 15.4, 'Mesa (SCE)': 15.6, 'Center': 16.4, 'Harborgen': 17.6, 'Long Beach': 18.4, 'Gould': 18.8, 'Del Amo': 19.3, 'Goodrich': 19.6, 'Sylmar': 22.1, 'Alamitos': 22.9, 'Rio Hondo': 23.9, 'Walnut': 24.6, 'Barre': 26.3, 'Olinda': 26.5} | 3509.9763 | 1342.9958 | 38.26% | 2166.9805 | 61.74% | 808.5989 | 23.04% | 1145.4029 | 32.63% | 12.0645 | 0 | 0% | 0 | 0% | 0 | 2236.8965 | 63.73% | 920.0416 | 26.21% | 406.8263 | 11.59% | 3103.1501 | 388.5269 | 11.07% | 3121.4494 | 479.7184 | 13.67% | 3030.2579 | 829.7588 | 23.64% | 2680.2175 | 1148.7656 | 32.73% | 2361.2107 | 572.1706 | 16.3% | 2937.8057
84 | La Fresa | GREATER LA METRO | {'El Nido': 2.9, 'Redondo': 3.5, 'Chevmain': 4.6, 'El Segundo': 5.8, 'Arcogen': 6.3, 'Hinson': 7.2, 'Harborgen': 8.7, 'Lighthipe': 9.1, 'La Cienega': 9.4, 'Long Beach': 9.5, 'Laguna Bell': 12.9, 'Center': 13.7, 'Del Amo': 13.7, 'Alamitos': 15.3, 'Mesa (SCE)': 17.2, 'Barre': 20.6, 'Goodrich': 24.0, 'Walnut': 24.0, 'Olinda': 24.2, 'Lewis': 25.3, 'Gould': 25.6, 'Huntington Beach': 25.6, 'Ellis': 25.8, 'Rio Hondo': 25.9, 'Villa Park': 28.9, 'Johanna': 29.7} | 5280.5464 | 2279.9917 | 43.18% | 3000.5547 | 56.82% | 948.4861 | 17.96% | 2908.031 | 55.07% | 24.66 | 0 | 0% | 0 | 0% | 0 | 136.4639 | 2.584% | 0 | 0% | 10.7529 | 0.2036% | 5269.7935 | 176.321 | 3.339% | 5104.2254 | 2946.1873 | 55.79% | 2334.3591 | 2956.9402 | 56% | 2323.6062 | 0 | 0% | 5280.5464 | 11.9125 | 0.2256% | 5268.6339
85 | Laguna Bell | GREATER LA METRO | {'Center': 4.0, 'Mesa (SCE)': 4.7, 'Lighthipe': 6.8, 'Del Amo': 9.3, 'Hinson': 11.6, 'Walnut': 11.6, 'Arcogen': 12.2, 'Goodrich': 12.6, 'La Fresa': 12.9, 'Olinda': 13.1, 'Rio Hondo': 13.1, 'La Cienega': 13.3, 'El Nido': 14.1, 'Harborgen': 14.3, 'Alamitos': 14.8, 'Barre': 15.0, 'Long Beach': 15.2, 'Chevmain': 15.5, 'Redondo': 16.4, 'El Segundo': 16.5, 'Gould': 17.1, 'Lewis': 18.3, 'Villa Park': 21.1, 'Serrano': 22.9, 'Ellis': 23.2, 'Johanna': 24.8, 'Huntington Beach': 24.8, 'Chino': 27.0} | 371.2801 | 255.81 | 68.9% | 115.4701 | 31.1% | 0.039507 | 0.01064% | 141.9101 | 38.22% | 30.7667 | 0 | 0% | 0 | 0% | 0 | 46.3612 | 12.49% | 0 | 0% | 0 | 0% | 371.2801 | 41.1206 | 11.08% | 330.1595 | 101.5514 | 27.35% | 269.7287 | 101.5514 | 27.35% | 269.7287 | 0 | 0% | 371.2801 | 16.6736 | 4.491% | 354.6065
86 | Lighthipe | GREATER LA METRO | {'Del Amo': 5.0, 'Hinson': 5.0, 'Center': 5.2, 'Arcogen': 5.9, 'Laguna Bell': 6.8, 'Harborgen': 7.6, 'Long Beach': 8.4, 'La Fresa': 9.1, 'Alamitos': 9.1, 'El Nido': 11.4, 'Mesa (SCE)': 11.4, 'Barre': 12.2, 'Redondo': 12.4, 'Chevmain': 13.2, 'La Cienega': 14.3, 'El Segundo': 14.4, 'Olinda': 15.2, 'Walnut': 15.6, 'Lewis': 16.6, 'Ellis': 19.0, 'Rio Hondo': 19.1, 'Goodrich': 19.3, 'Huntington Beach': 19.8, 'Villa Park': 20.1, 'Johanna': 21.8, 'Serrano': 22.4, 'Gould': 23.5, 'Santiago': 27.7, 'Chino': 29.7} | 5975.8979 | 2216.1646 | 37.09% | 3759.7334 | 62.91% | 915.1829 | 15.31% | 3013.9211 | 50.43% | 26.44 | 0 | 0% | 0 | 0% | 0 | 39.3243 | 0.658% | 0 | 0% | 2.2694 | 0.03798% | 5973.6286 | 697.8436 | 11.68% | 5278.0544 | 3735.8879 | 62.52% | 2240.01 | 3738.1575 | 62.55% | 2237.7405 | 0 | 0% | 5975.8979 | 26.8557 | 0.4494% | 5949.0422
87 | Mesa (SCE) | GREATER LA METRO | {'Laguna Bell': 4.7, 'Center': 7.5, 'Goodrich': 8.0, 'Rio Hondo': 8.8, 'Walnut': 9.4, 'Lighthipe': 11.4, 'Olinda': 12.5, 'Del Amo': 13.1, 'Gould': 13.4, 'La Cienega': 15.6, 'Hinson': 16.3, 'Arcogen': 17.0, 'La Fresa': 17.2, 'Barre': 17.4, 'El Nido': 18.0, 'Alamitos': 18.8, 'Harborgen': 19.0, 'Chevmain': 19.2, 'Long Beach': 19.8, 'Lewis': 19.9, 'El Segundo': 20.0, 'Redondo': 20.6, 'Villa Park': 22.0, 'Serrano': 23.4, 'Chino': 24.9, 'Ellis': 26.1, 'Johanna': 26.8, 'Padua': 27.6, 'Huntington Beach': 28.0, 'Sylmar': 29.0} | 4268.8931 | 335.368 | 7.856% | 3933.5251 | 92.14% | 3468.2524 | 81.24% | 792.9302 | 18.57% | 3.6783 | 0 | 0% | 0 | 0% | 0 | 179.6028 | 4.207% | 4055.7136 | 95.01% | 742.5547 | 17.39% | 3526.3384 | 2601.9983 | 60.95% | 1666.8948 | 2648.1084 | 62.03% | 1620.7847 | 3117.4385 | 73.03% | 1151.4546 | 2710.5859 | 63.5% | 1558.3071 | 1334.9191 | 31.27% | 2933.974
88 | Olinda | GREATER LA METRO | {'Walnut': 4.6, 'Lewis': 9.5, 'Barre': 10.1, 'Villa Park': 10.3, 'Center': 10.6, 'Serrano': 11.1, 'Rio Hondo': 11.5, 'Del Amo': 12.1, 'Mesa (SCE)': 12.5, 'Laguna Bell': 13.1, 'Chino': 14.5, 'Lighthipe': 15.2, 'Alamitos': 16.1, 'Johanna': 16.5, 'Goodrich': 17.0, 'Ellis': 18.0, 'Hinson': 19.4, 'Padua': 20.2, 'Arcogen': 20.5, 'Huntington Beach': 20.9, 'Harborgen': 21.0, 'Mira Loma': 21.0, 'Santiago': 21.3, 'Long Beach': 21.4, 'La Fresa': 24.2, 'Gould': 24.3, 'Rancho Vista': 24.3, 'Etiwanda': 24.7, 'Viejo': 25.1, 'El Nido': 26.2, 'La Cienega': 26.5, 'Redondo': 27.6, 'Chevmain': 27.8, 'El Segundo': 28.9} | 8921.416 | 1855.4691 | 20.8% | 7065.9469 | 79.2% | 238.5463 | 2.674% | 7134.5035 | 79.97% | 13 | 40.8893 | 0.4583% | 0 | 0% | 0 | 657.0155 | 7.364% | 8264.458 | 92.64% | 4513.6509 | 50.59% | 4407.7651 | 376.8151 | 4.224% | 8544.6009 | 1226.5564 | 13.75% | 7694.8596 | 5858.187 | 65.66% | 3063.229 | 2643.6018 | 29.63% | 6277.8142 | 1117.5132 | 12.53% | 7803.9028
89 | Pardee | GREATER LA METRO | {'Saugus': 1.3, 'Sylmar': 10.4, 'Moorpark': 21.3, 'Antelope': 23.5, 'Bailey': 25.7, 'Vincent': 26.7, 'Gould': 27.2} | 130976.1328 | 17453.9902 | 13.33% | 113522.1426 | 86.67% | 55846.5312 | 42.64% | 57035.6641 | 43.55% | 15.4146 | 809.8383 | 0.6183% | 4134.9707 | 3.157% | 0 | 14432.041 | 11.02% | 116348.1562 | 88.83% | 71223.0312 | 54.38% | 59753.1016 | 3172.2729 | 2.422% | 127803.8599 | 10266.1318 | 7.838% | 120710.001 | 78339.3516 | 59.81% | 52636.7812 | 64706.4219 | 49.4% | 66269.7109 | 14851.166 | 11.34% | 116124.9668
90 | Rio Hondo | GREATER LA METRO | {'Goodrich': 6.9, 'Walnut': 6.9, 'Mesa (SCE)': 8.8, 'Olinda': 11.5, 'Laguna Bell': 13.1, 'Center': 14.1, 'Gould': 14.3, 'Chino': 18.8, 'Del Amo': 19.0, 'Lighthipe': 19.1, 'Padua': 19.6, 'Barre': 20.4, 'Lewis': 20.9, 'Villa Park': 21.7, 'Serrano': 22.0, 'La Cienega': 23.9, 'Hinson': 24.1, 'Alamitos': 24.4, 'Mira Loma': 24.8, 'Arcogen': 24.9, 'Rancho Vista': 25.6, 'La Fresa': 25.9, 'Etiwanda': 26.0, 'Harborgen': 26.6, 'El Nido': 26.8, 'Long Beach': 27.3, 'Vincent': 27.4, 'Johanna': 28.0, 'Chevmain': 28.0, 'El Segundo': 28.8, 'Ellis': 29.0, 'Redondo': 29.3} | 19052.5469 | 2226.5671 | 11.69% | 16825.9797 | 88.31% | 13813.2324 | 72.5% | 4737.293 | 24.86% | 3.7019 | 0 | 0% | 0 | 0% | 0 | 653.0035 | 3.427% | 18399.6016 | 96.57% | 3634.0015 | 19.07% | 15418.5454 | 7484.5483 | 39.28% | 11567.9985 | 7369.4902 | 38.68% | 11683.0566 | 12403.5137 | 65.1% | 6649.0332 | 11688.6719 | 61.35% | 7363.875 | 5197.585 | 27.28% | 13854.9619
91 | Saugus | GREATER LA METRO | {'Pardee': 1.3, 'Sylmar': 9.1, 'Moorpark': 21.1, 'Antelope': 24.1, 'Gould': 26.2, 'Vincent': 26.5, 'Bailey': 26.9} | 129903.2656 | 17507.6582 | 13.48% | 112395.6074 | 86.52% | 54383.4414 | 41.86% | 57651.8008 | 44.38% | 15.4302 | 794.351 | 0.6115% | 4020.4177 | 3.095% | 0 | 12661.8506 | 9.747% | 117045.4844 | 90.1% | 70356.1328 | 54.16% | 59547.1328 | 3172.2729 | 2.442% | 126730.9927 | 10264.7754 | 7.902% | 119638.4902 | 77471.1016 | 59.64% | 52432.1641 | 63857.0625 | 49.16% | 66046.2031 | 14689.7881 | 11.31% | 115213.4775
92 | Vincent | GREATER LA METRO | {'Antelope': 17.3, 'Gould': 18.7, 'Goodrich': 23.1, 'Sylmar': 25.1, 'Saugus': 26.5, 'Pardee': 26.7, 'Rio Hondo': 27.4} | 179837.9531 | 44502.8594 | 24.75% | 135335.0938 | 75.25% | 44704.5898 | 24.86% | 41120.582 | 22.87% | 36.3333 | 568.3292 | 0.316% | 6483.4443 | 3.605% | 0 | 8901.542 | 4.95% | 119978.7969 | 66.71% | 22992.1641 | 12.78% | 156845.7891 | 61949.168 | 34.45% | 117888.7852 | 46927.5625 | 26.09% | 132910.3906 | 91738.4688 | 51.01% | 88099.4844 | 69456.4375 | 38.62% | 110381.5156 | 10648.3994 | 5.921% | 169189.5537
93 | Borden | SPGE | {'Gregg': 6.1, 'Kearney': 16.0, 'West Fresno': 16.8, 'Cal Ave': 18.6, 'Newhall': 19.4, 'Dairyland': 20.5, 'Malaga': 21.3, 'Mc Mullin': 22.7, 'Le Grand': 24.2, 'Helm': 25.2, 'Sanger': 25.5, 'McCall': 28.8, 'Mendota': 29.7} | 334979.2812 | 47073.0938 | 14.05% | 287906.1875 | 85.95% | 55244.168 | 16.49% | 227840.5195 | 68.02% | 14.65 | 99460.7656 | 29.69% | 131890.2969 | 39.37% | 1 | 0 | 0% | 0 | 0% | 106757.8672 | 31.87% | 228221.4141 | 118912.7031 | 35.5% | 216066.5781 | 128205.6562 | 38.27% | 206773.625 | 188962.9062 | 56.41% | 146016.375 | 52107.1641 | 15.56% | 282872.1172 | 61992.5742 | 18.51% | 272986.707
94 | Dairyland | SPGE | {'Le Grand': 9.3, 'Newhall': 13.0, 'Wilson': 17.2, 'Merced': 17.8, 'Borden': 20.5, 'Oro Loma': 22.0, 'Mendota': 24.4, 'Gregg': 26.1} | 416451.6562 | 87706.9766 | 21.06% | 328744.6797 | 78.94% | 86159.2266 | 20.69% | 308647.4297 | 74.11% | 8.8519 | 219576.2188 | 52.73% | 129424.5391 | 31.08% | 1 | 0 | 0% | 0 | 0% | 200270.4219 | 48.09% | 216181.2344 | 97075.7266 | 23.31% | 319375.9297 | 121131.8984 | 29.09% | 295319.7578 | 251054.7031 | 60.28% | 165396.9531 | 15748.6709 | 3.782% | 400702.9854 | 55978.5938 | 13.44% | 360473.0625
95 | Gregg | SPGE | {'Borden': 6.1, 'Kearney': 10.3, 'West Fresno': 10.8, 'Cal Ave': 12.5, 'Malaga': 15.3, 'Mc Mullin': 18.4, 'Sanger': 19.7, 'McCall': 22.7, 'Newhall': 22.8, 'Helm': 23.1, 'Dairyland': 26.1} | 282632.1875 | 44192.3008 | 15.64% | 238439.8867 | 84.36% | 32808.7539 | 11.61% | 191745.5273 | 67.84% | 16 | 74883.125 | 26.49% | 133275.5781 | 47.16% | 1 | 0 | 0% | 0 | 0% | 58544.4883 | 20.71% | 224087.6992 | 95219 | 33.69% | 187413.1875 | 99728.875 | 35.29% | 182903.3125 | 130558.4766 | 46.19% | 152073.7109 | 30357.9512 | 10.74% | 252274.2363 | 46458.0703 | 16.44% | 236174.1172
96 | Newhall | SPGE | {'Mendota': 12.4, 'Dairyland': 13.0, 'Oro Loma': 18.1, 'Borden': 19.4, 'Tranquility': 19.6, 'Cheney': 19.7, 'Panoche': 20.4, 'Helm': 20.8, 'Le Grand': 22.2, 'Gregg': 22.8, 'Mc Mullin': 26.7, 'Kearney': 27.1, 'Merced': 29.4, 'Wilson': 29.8} | 413726.125 | 138131.3594 | 33.39% | 275594.7656 | 66.61% | 91051.7266 | 22.01% | 301323.4609 | 72.83% | 7.7601 | 240282.7812 | 58.08% | 127085.4375 | 30.72% | 1 | 0 | 0% | 0 | 0% | 159580.1094 | 38.57% | 254146.0156 | 47516.2461 | 11.48% | 366209.8789 | 75252.3672 | 18.19% | 338473.7578 | 201185.8438 | 48.63% | 212540.2812 | 11476.2197 | 2.774% | 402249.9053 | 37998.6836 | 9.185% | 375727.4414
97 | Ignacio | NORTHERN CALIFORNIA | {'Lakeville': 12.2, 'Carquinez': 15.9, 'Penngrove': 18.2, 'Tulucay': 18.9, 'Bellevue': 22.9, 'Martinez': 23.5, 'Martin (San Francisco H)': 26.8} | 94905.0156 | 11850.126 | 12.49% | 83054.8896 | 87.51% | 23999.1914 | 25.29% | 53676.4961 | 56.56% | 28.0204 | 13726.4141 | 14.46% | 5529.269 | 5.826% | 0 | 33665.8086 | 35.47% | 12233.9629 | 12.89% | 55649.1953 | 58.64% | 39255.8203 | 29946.916 | 31.55% | 64958.0996 | 52465.0469 | 55.28% | 42439.9688 | 76747.5391 | 80.87% | 18157.4766 | 37391.1406 | 39.4% | 57513.875 | 7634.0386 | 8.044% | 87270.9771
98 | Calpella | NORTHERN CALIFORNIA | {'Mendocino': 3.7, 'Ukiah': 3.7, 'Hopland': 16.6, 'Cloverdale': 29.3} | 203232.6094 | 23222.7363 | 11.43% | 180009.873 | 88.57% | 5190.1929 | 2.554% | 169915.0571 | 83.61% | 10.3209 | 4679.5728 | 2.303% | 10760.2549 | 5.295% | 0 | 161902.2344 | 79.66% | 22873.6152 | 11.25% | 75329.6797 | 37.07% | 127902.9297 | 51697.25 | 25.44% | 151535.3594 | 86993.6172 | 42.8% | 116238.9922 | 134893.2656 | 66.37% | 68339.3438 | 123715.7734 | 60.87% | 79516.8359 | 3709.3267 | 1.825% | 199523.2827
99 | Hopland | NORTHERN CALIFORNIA | {'Cloverdale': 12.7, 'Ukiah': 13.2, 'Calpella': 16.6, 'Eagle Rock': 17.6, 'Mendocino': 20.2, 'Geysers': 23.2} | 190239.7188 | 19002.9121 | 9.989% | 171236.8066 | 90.01% | 10127.9814 | 5.324% | 156764.4248 | 82.4% | 9.371 | 7323.3179 | 3.85% | 11402.6787 | 5.994% | 0 | 130574.9922 | 68.64% | 35473.5898 | 18.65% | 105511.0469 | 55.46% | 84728.6719 | 59923.6406 | 31.5% | 130316.0781 | 86060.5391 | 45.24% | 104179.1797 | 146957.2812 | 77.25% | 43282.4375 | 102259.0391 | 53.75% | 87980.6797 | 2549.0474 | 1.34% | 187690.6714
100 | Mendocino | NORTHERN CALIFORNIA | {'Calpella': 3.7, 'Ukiah': 7.4, 'Hopland': 20.2} | 199952.8906 | 24331.1426 | 12.17% | 175621.748 | 87.83% | 6817.4878 | 3.41% | 163568.5903 | 81.8% | 10.2 | 5591.8008 | 2.797% | 9322.5039 | 4.662% | 0 | 154822.3906 | 77.43% | 27172.0449 | 13.59% | 76370.8125 | 38.19% | 123582.0781 | 51610.6367 | 25.81% | 148342.2539 | 84622.9062 | 42.32% | 115329.9844 | 136248.125 | 68.14% | 63704.7656 | 120843.2656 | 60.44% | 79109.625 | 3911.1379 | 1.956% | 196041.7527
101 | Ukiah | NORTHERN CALIFORNIA | {'Calpella': 3.7, 'Mendocino': 7.4, 'Hopland': 13.2, 'Cloverdale': 25.8, 'Eagle Rock': 29.9} | 208730.9531 | 31082.582 | 14.89% | 177648.3711 | 85.11% | 5063.8774 | 2.426% | 175213.0601 | 83.94% | 10.35 | 6031.1113 | 2.889% | 13836.5254 | 6.629% | 0 | 172940.8125 | 82.85% | 10643.1436 | 5.099% | 66903.5391 | 32.05% | 141827.4141 | 57477.1406 | 27.54% | 151253.8125 | 83798.4609 | 40.15% | 124932.4922 | 130938.0469 | 62.73% | 77792.9062 | 116233.8047 | 55.69% | 92497.1484 | 3653.3176 | 1.75% | 205077.6355
102 | Le Grand | SPGE | {'Dairyland': 9.3, 'Wilson': 10.5, 'Merced': 13.2, 'Newhall': 22.2, 'Borden': 24.2, 'Oro Loma': 29.4} | 363512.7188 | 68217.0234 | 18.77% | 295295.6953 | 81.23% | 75579.8516 | 20.79% | 264103.9922 | 72.65% | 8.7624 | 146813.0625 | 40.39% | 101693.25 | 27.98% | 1 | 0 | 0% | 0 | 0% | 161451.3281 | 44.41% | 202061.3906 | 121741.5625 | 33.49% | 241771.1562 | 137840.9844 | 37.92% | 225671.7344 | 224253.8906 | 61.69% | 139258.8281 | 66569.8672 | 18.31% | 296942.8516 | 54247.7734 | 14.92% | 309264.9453
103 | Merced | SPGE | {'Wilson': 4.6, 'Le Grand': 13.2, 'Dairyland': 17.8, 'Oro Loma': 28.3, 'Newhall': 29.4} | 315613.5312 | 38079.793 | 12.07% | 277533.7383 | 87.93% | 67907.8125 | 21.52% | 215493.9688 | 68.28% | 9.1663 | 120861.9453 | 38.29% | 119542.3438 | 37.88% | 1 | 0 | 0% | 0 | 0% | 148322.5312 | 46.99% | 167291 | 119117.125 | 37.74% | 196496.4062 | 137757.8594 | 43.65% | 177855.6719 | 207427.9219 | 65.72% | 108185.6094 | 30603.8105 | 9.697% | 285009.7207 | 46782.8789 | 14.82% | 268830.6523
104 | Wilson | SPGE | {'Merced': 4.6, 'Le Grand': 10.5, 'Dairyland': 17.2, 'Newhall': 29.8} | 309102.125 | 35175.7578 | 11.38% | 273926.3672 | 88.62% | 87374.8438 | 28.27% | 196248.9062 | 63.49% | 8.1124 | 111238.2891 | 35.99% | 87451.7422 | 28.29% | 1 | 0 | 0% | 0 | 0% | 155163.2812 | 50.2% | 153938.8438 | 135239.3281 | 43.75% | 173862.7969 | 158808.0625 | 51.38% | 150294.0625 | 218879.5469 | 70.81% | 90222.5781 | 64612.4766 | 20.9% | 244489.6484 | 56815.7422 | 18.38% | 252286.3828
105 | Los Banos | SPGE | {'Quinto': 5.3, 'Oro Loma': 23.3} | 249583.9688 | 28618.3887 | 11.47% | 220965.5801 | 88.53% | 98053.2812 | 39.29% | 140459.375 | 56.28% | 6.4215 | 38361.332 | 15.37% | 44303.8281 | 17.75% | 1 | 14858.3711 | 5.953% | 0 | 0% | 168606.625 | 67.56% | 80977.3438 | 35820.2148 | 14.35% | 213763.7539 | 67639.2656 | 27.1% | 181944.7031 | 177465.125 | 71.1% | 72118.8438 | 102409.875 | 41.03% | 147174.0938 | 18303.8828 | 7.334% | 231280.0859
106 | Coburn | SPGE | {} | 315149.875 | 50584.3008 | 16.05% | 264565.5742 | 83.95% | 156188.9375 | 49.56% | 155314.25 | 49.28% | 5.4146 | 9935.9922 | 3.153% | 63502.1719 | 20.15% | 0 | 86876.0859 | 27.57% | 0 | 0% | 113121.2656 | 35.89% | 202028.6094 | 18242.0957 | 5.788% | 296907.7793 | 66472.7109 | 21.09% | 248677.1641 | 158533.3125 | 50.3% | 156616.5625 | 94331.4531 | 29.93% | 220818.4219 | 9860.5869 | 3.129% | 305289.2881
107 | Tulucay | NORTHERN CALIFORNIA | {'Carquinez': 10.9, 'Peabody': 16.3, 'Lakeville': 17.0, 'Martinez': 18.1, 'Ignacio': 18.9, 'Vaca Dixon': 21.6, 'Penngrove': 22.9, 'Shilo III': 23.5, 'Putah Creek': 24.1, 'Pittsburg': 24.9, 'Birds Landing': 25.3, 'Bellevue': 25.8, 'Clayton': 26.5} | 165305.3125 | 16206.6777 | 9.804% | 149098.6348 | 90.2% | 12545.3682 | 7.589% | 112642.4287 | 68.14% | 26 | 18883.166 | 11.42% | 25923.0352 | 15.68% | 0 | 66864.9297 | 40.45% | 14824.2695 | 8.968% | 102427.2188 | 61.96% | 62878.0938 | 23926.4297 | 14.47% | 141378.8828 | 57887.9414 | 35.02% | 107417.3711 | 131497.1406 | 79.55% | 33808.1719 | 59618.9609 | 36.07% | 105686.3516 | 15871.1133 | 9.601% | 149434.1992
108 | Brunswick | NORTHERN CALIFORNIA | {'Higgins': 13.3, 'Drum': 14.5, 'East Marysville': 28.6, 'Olivehurst': 28.9} | 200502.9531 | 31553.0684 | 15.74% | 168949.8848 | 84.26% | 7747.9277 | 3.864% | 89180.7129 | 44.48% | 25 | 2331.1611 | 1.163% | 1215.6439 | 0.6063% | 0 | 108831.4922 | 54.28% | 90071.0391 | 44.92% | 141559.7188 | 70.6% | 58943.2344 | 26297.4707 | 13.12% | 174205.4824 | 31140.2344 | 15.53% | 169362.7188 | 157321.4219 | 78.46% | 43181.5312 | 65429.293 | 32.63% | 135073.6602 | 6788.3271 | 3.386% | 193714.626
109 | Higgins | NORTHERN CALIFORNIA | {'Brunswick': 13.3, 'Pleasant Grove': 19.2, 'Rio Oso': 21.6, 'Drum': 22.8, 'Olivehurst': 24.5, 'East Marysville': 26.6, 'Gold Hill': 26.8, 'Placerville': 27.2} | 198926.3281 | 23714.3516 | 11.92% | 175211.9766 | 88.08% | 3821.1917 | 1.921% | 73402.5583 | 36.9% | 33 | 6046.3188 | 3.039% | 3673.5181 | 1.847% | 0 | 143529.875 | 72.15% | 28459.1777 | 14.31% | 162320.25 | 81.6% | 36606.0781 | 12288.3828 | 6.177% | 186637.9453 | 20691.7734 | 10.4% | 178234.5547 | 165117.375 | 83% | 33808.9531 | 62226.8047 | 31.28% | 136699.5234 | 17929.6816 | 9.013% | 180996.6465
110 | Barre | GREATER LA METRO | {'Lewis': 4.8, 'Del Amo': 7.1, 'Alamitos': 7.4, 'Villa Park': 8.5, 'Ellis': 8.8, 'Johanna': 9.9, 'Olinda': 10.1, 'Center': 10.9, 'Serrano': 11.1, 'Huntington Beach': 11.2, 'Lighthipe': 12.2, 'Hinson': 13.9, 'Walnut': 13.9, 'Harborgen': 14.3, 'Long Beach': 14.3, 'Laguna Bell': 15.0, 'Arcogen': 15.1, 'Santiago': 15.8, 'Mesa (SCE)': 17.4, 'Rio Hondo': 20.4, 'La Fresa': 20.6, 'Chino': 21.8, 'Viejo': 21.9, 'El Nido': 23.3, 'Redondo': 23.5, 'Goodrich': 24.4, 'Trabuco': 24.6, 'Chevmain': 25.1, 'El Segundo': 26.3, 'La Cienega': 26.3, 'Margarita': 27.1, 'Capistrano': 27.4, 'Mira Loma': 27.6, 'Padua': 29.1} | 11653.1885 | 2466.0947 | 21.16% | 9187.0938 | 78.84% | 652.8008 | 5.602% | 4642.0595 | 39.84% | 47.6667 | 1.6016 | 0.01374% | 1.9013 | 0.01632% | 0 | 23.4272 | 0.201% | 3743.8604 | 32.13% | 2467.1653 | 21.17% | 9186.0232 | 1669.7681 | 14.33% | 9983.4204 | 5769.6963 | 49.51% | 5883.4922 | 8412.1182 | 72.19% | 3241.0703 | 1438.8713 | 12.35% | 10214.3171 | 999.7861 | 8.58% | 10653.4023
111 | Ellis | GREATER LA METRO | {'Huntington Beach': 3.4, 'Johanna': 5.6, 'Barre': 8.8, 'Lewis': 8.9, 'Santiago': 10.2, 'Alamitos': 10.5, 'Villa Park': 10.9, 'Serrano': 13.3, 'Del Amo': 14.3, 'Long Beach': 17.2, 'Viejo': 17.4, 'Harborgen': 17.6, 'Trabuco': 17.7, 'Olinda': 18.0, 'Hinson': 18.6, 'Lighthipe': 19.0, 'Center': 19.2, 'Arcogen': 19.5, 'Capistrano': 20.0, 'Margarita': 20.4, 'Walnut': 22.3, 'Laguna Bell': 23.2, 'La Fresa': 25.8, 'Mesa (SCE)': 26.1, 'Chino': 26.4, 'Talega': 26.8, 'Redondo': 28.0, 'El Nido': 28.7, 'Lee Lake (Proposed)': 28.8, 'Rio Hondo': 29.0} | 7098.1538 | 980.4777 | 13.81% | 6117.6761 | 86.19% | 313.9593 | 4.423% | 439.2402 | 6.188% | 48 | 11.983 | 0.1688% | 25.2447 | 0.3557% | 0 | 141.9606 | 2% | 475.1425 | 6.694% | 148.5297 | 2.093% | 6949.6241 | 1582.3021 | 22.29% | 5515.8517 | 5772.3755 | 81.32% | 1325.7783 | 6012.7217 | 84.71% | 1085.4321 | 17.1085 | 0.241% | 7081.0453 | 444.3737 | 6.26% | 6653.7801
112 | Johanna | GREATER LA METRO | {'Ellis': 5.6, 'Santiago': 5.9, 'Lewis': 7.1, 'Villa Park': 7.1, 'Huntington Beach': 8.6, 'Serrano': 8.7, 'Barre': 9.9, 'Viejo': 12.5, 'Trabuco': 14.6, 'Alamitos': 14.6, 'Olinda': 16.5, 'Del Amo': 16.8, 'Margarita': 17.2, 'Capistrano': 17.6, 'Center': 20.8, 'Walnut': 21.1, 'Lighthipe': 21.8, 'Long Beach': 21.8, 'Harborgen': 22.0, 'Chino': 22.0, 'Hinson': 22.5, 'Lee Lake (Proposed)': 23.3, 'Arcogen': 23.6, 'Talega': 24.2, 'Laguna Bell': 24.8, 'Mira Loma': 26.2, 'Mesa (SCE)': 26.8, 'Rio Hondo': 28.0, 'San Onofre': 29.3, 'La Fresa': 29.7} | 13540.6797 | 653.5938 | 4.827% | 12887.0859 | 95.17% | 2364.5664 | 17.46% | 3094.4946 | 22.85% | 47 | 12.6968 | 0.09377% | 26.2704 | 0.194% | 0 | 154.6359 | 1.142% | 7517.4019 | 55.52% | 2870.4192 | 21.2% | 10670.2605 | 4605.4287 | 34.01% | 8935.251 | 9837.8164 | 72.65% | 3702.8633 | 12234.8896 | 90.36% | 1305.79 | 4627.2549 | 34.17% | 8913.4248 | 1153.1504 | 8.516% | 12387.5293
113 | Lewis | GREATER LA METRO | {'Villa Park': 3.7, 'Barre': 4.8, 'Serrano': 6.4, 'Johanna': 7.1, 'Ellis': 8.9, 'Olinda': 9.5, 'Del Amo': 11.7, 'Alamitos': 11.9, 'Huntington Beach': 12.1, 'Santiago': 12.5, 'Walnut': 14.0, 'Center': 14.5, 'Lighthipe': 16.6, 'Viejo': 17.7, 'Chino': 18.2, 'Laguna Bell': 18.3, 'Hinson': 18.6, 'Harborgen': 19.0, 'Long Beach': 19.0, 'Arcogen': 19.8, 'Mesa (SCE)': 19.9, 'Rio Hondo': 20.9, 'Trabuco': 21.4, 'Mira Loma': 23.6, 'Margarita': 23.7, 'Capistrano': 24.5, 'La Fresa': 25.3, 'Goodrich': 26.0, 'Padua': 26.1, 'Lee Lake (Proposed)': 26.2, 'El Nido': 27.9, 'Redondo': 28.2, 'Rancho Vista': 28.4, 'Etiwanda': 28.8, 'Chevmain': 29.7} | 18230.9277 | 2384.4502 | 13.08% | 15846.4775 | 86.92% | 1444.3832 | 7.923% | 9064.2301 | 49.72% | 47.5 | 53.069 | 0.2911% | 25.6069 | 0.1405% | 0 | 781.6784 | 4.288% | 11317.042 | 62.08% | 6505.4551 | 35.68% | 11725.4727 | 2114.0762 | 11.6% | 16116.8516 | 8210.3867 | 45.04% | 10020.541 | 14464.7549 | 79.34% | 3766.1729 | 5261.5298 | 28.86% | 12969.3979 | 1712.4602 | 9.393% | 16518.4675
114 | Santiago | GREATER LA METRO | {'Johanna': 5.9, 'Viejo': 7.2, 'Trabuco': 8.9, 'Ellis': 10.2, 'Villa Park': 11.1, 'Margarita': 11.3, 'Serrano': 11.4, 'Capistrano': 12.0, 'Huntington Beach': 12.2, 'Lewis': 12.5, 'Barre': 15.8, 'Talega': 18.5, 'Lee Lake (Proposed)': 19.2, 'Alamitos': 20.3, 'Olinda': 21.3, 'Del Amo': 22.7, 'Chino': 23.5, 'San Onofre': 23.8, 'Walnut': 25.9, 'Mira Loma': 26.4, 'Center': 26.6, 'Long Beach': 27.2, 'Harborgen': 27.6, 'Lighthipe': 27.7, 'Hinson': 28.3, 'Arcogen': 29.3} | 22256.2305 | 1040.1981 | 4.674% | 21216.0323 | 95.33% | 6118.9375 | 27.49% | 6374.9102 | 28.64% | 48 | 108.0715 | 0.4856% | 47.3548 | 0.2128% | 0 | 5043.1001 | 22.66% | 11570.5801 | 51.99% | 7902.9512 | 35.51% | 14353.2793 | 7838.4697 | 35.22% | 14417.7607 | 15536.8975 | 69.81% | 6719.333 | 19809.834 | 89.01% | 2446.3965 | 9843.0947 | 44.23% | 12413.1357 | 2285.4414 | 10.27% | 19970.7891
115 | Serrano | GREATER LA METRO | {'Villa Park': 2.7, 'Lewis': 6.4, 'Johanna': 8.7, 'Olinda': 11.1, 'Barre': 11.1, 'Santiago': 11.4, 'Ellis': 13.3, 'Chino': 13.3, 'Viejo': 14.0, 'Walnut': 15.4, 'Huntington Beach': 16.6, 'Del Amo': 17.7, 'Mira Loma': 17.9, 'Alamitos': 18.3, 'Center': 19.4, 'Trabuco': 19.5, 'Lee Lake (Proposed)': 20.3, 'Margarita': 21.3, 'Padua': 21.9, 'Rio Hondo': 22.0, 'Lighthipe': 22.4, 'Laguna Bell': 22.9, 'Capistrano': 22.9, 'Rancho Vista': 23.1, 'Etiwanda': 23.4, 'Mesa (SCE)': 23.4, 'Hinson': 24.9, 'Harborgen': 25.4, 'Long Beach': 25.4, 'Arcogen': 26.1, 'Goodrich': 28.1, 'Talega': 28.8} | 25490.002 | 3904.6162 | 15.32% | 21585.3857 | 84.68% | 5005.7339 | 19.64% | 15115.9497 | 59.3% | 16.3199 | 346.0437 | 1.358% | 791.2225 | 3.104% | 0 | 4077.927 | 16% | 18646.3203 | 73.15% | 9658.8818 | 37.89% | 15831.1201 | 3406.2141 | 13.36% | 22083.7878 | 9440.3477 | 37.04% | 16049.6543 | 17971.7168 | 70.5% | 7518.2852 | 10191.4922 | 39.98% | 15298.5098 | 4777.0688 | 18.74% | 20712.9331
116 | Villa Park | GREATER LA METRO | {'Serrano': 2.7, 'Lewis': 3.7, 'Johanna': 7.1, 'Barre': 8.5, 'Olinda': 10.3, 'Ellis': 10.9, 'Santiago': 11.1, 'Huntington Beach': 14.3, 'Walnut': 14.9, 'Viejo': 15.1, 'Del Amo': 15.3, 'Chino': 15.5, 'Alamitos': 15.6, 'Center': 17.4, 'Trabuco': 19.7, 'Lighthipe': 20.1, 'Mira Loma': 20.4, 'Laguna Bell': 21.1, 'Rio Hondo': 21.7, 'Margarita': 21.8, 'Mesa (SCE)': 22.0, 'Hinson': 22.3, 'Lee Lake (Proposed)': 22.6, 'Harborgen': 22.8, 'Long Beach': 22.8, 'Capistrano': 23.0, 'Arcogen': 23.5, 'Padua': 23.8, 'Rancho Vista': 25.5, 'Etiwanda': 25.8, 'Goodrich': 27.3, 'La Fresa': 28.9, 'Talega': 29.2} | 25314.1641 | 2598.7922 | 10.27% | 22715.3718 | 89.73% | 3008.6697 | 11.89% | 14348.0842 | 56.68% | 47 | 205.4843 | 0.8117% | 506.9523 | 2.003% | 0 | 3981.4236 | 15.73% | 15651.2051 | 61.83% | 8519.7725 | 33.66% | 16794.3916 | 3460.5178 | 13.67% | 21853.6462 | 12153.3926 | 48.01% | 13160.7715 | 20014.2207 | 79.06% | 5299.9434 | 7996.0986 | 31.59% | 17318.0654 | 4577.564 | 18.08% | 20736.6001
117 | Capistrano | GREATER LA METRO | {'Margarita': 3.4, 'Trabuco': 3.5, 'Talega': 6.8, 'Viejo': 10.7, 'San Onofre': 11.8, 'Santiago': 12.0, 'Johanna': 17.6, 'Ellis': 20.0, 'Huntington Beach': 20.2, 'Lee Lake (Proposed)': 20.5, 'Serrano': 22.9, 'Villa Park': 23.0, 'Lewis': 24.5, 'Barre': 27.4, 'San Luis Rey': 28.2} | 20267.0488 | 1477.3771 | 7.29% | 18789.6718 | 92.71% | 7434.0679 | 36.68% | 7768.7251 | 38.33% | 46 | 215.4163 | 1.063% | 46.2 | 0.228% | 0 | 15163.6797 | 74.82% | 3652.4565 | 18.02% | 5987.0537 | 29.54% | 14279.9951 | 11667.3926 | 57.57% | 8599.6562 | 13406.6416 | 66.15% | 6860.4072 | 16346.459 | 80.66% | 3920.5898 | 10609.0391 | 52.35% | 9658.0098 | 1362.3351 | 6.722% | 18904.7137
118 | Trabuco | GREATER LA METRO | {'Margarita': 2.8, 'Capistrano': 3.5, 'Viejo': 7.4, 'Santiago': 8.9, 'Talega': 9.6, 'Johanna': 14.6, 'San Onofre': 15.0, 'Ellis': 17.7, 'Lee Lake (Proposed)': 18.2, 'Huntington Beach': 18.5, 'Serrano': 19.5, 'Villa Park': 19.7, 'Lewis': 21.4, 'Barre': 24.6, 'Alamitos': 28.2} | 24835.5078 | 1518.7263 | 6.115% | 23316.7815 | 93.88% | 9677.3174 | 38.97% | 9162.0459 | 36.89% | 39.3333 | 217.0179 | 0.8738% | 48.1012 | 0.1937% | 0 | 15425.4482 | 62.11% | 7486.2798 | 30.14% | 9677.3613 | 38.97% | 15158.1465 | 12270.6973 | 49.41% | 12564.8105 | 15856.7656 | 63.85% | 8978.7422 | 20871.4609 | 84.04% | 3964.0469 | 13521.7422 | 54.45% | 11313.7656 | 1872.3041 | 7.539% | 22963.2037
119 | Pleasant Grove | NORTHERN CALIFORNIA | {'Rio Oso': 11.6, 'Gold Hill': 14.6, 'Higgins': 19.2, 'Olivehurst': 22.6, 'Woodland': 26.4, 'East Marysville': 27.3, 'Placerville': 28.9, 'Davis': 30.0} | 183906.5 | 41208.2656 | 22.41% | 142698.2344 | 77.59% | 7407.7148 | 4.028% | 124283.0039 | 67.58% | 21.1333 | 50702.9648 | 27.57% | 43232.2852 | 23.51% | 0 | 36150.2344 | 19.66% | 776.262 | 0.4221% | 74496.6328 | 40.51% | 109409.8672 | 4806.3027 | 2.613% | 179100.1973 | 35951.6797 | 19.55% | 147954.8203 | 109187.8828 | 59.37% | 74718.6172 | 15889.001 | 8.64% | 168017.499 | 35641.7734 | 19.38% | 148264.7266
120 | Summit | NORTHERN CALIFORNIA | {'Drum': 21.2} | 157842 | 24783.6758 | 15.7% | 133058.3242 | 84.3% | 86303.0781 | 54.68% | 56097.3906 | 35.54% | 28 | 0 | 0% | 0 | 0% | 0 | 88997.2344 | 56.38% | 5144.5903 | 3.259% | 39577.375 | 25.07% | 118264.625 | 24759.9512 | 15.69% | 133082.0488 | 50043.293 | 31.7% | 107798.707 | 80565.0312 | 51.04% | 77276.9688 | 98902.8672 | 62.66% | 58939.1328 | 13925.918 | 8.823% | 143916.082
121 | Devers | RIVERSIDE | {'Mirage': 14.4, 'El Casco': 28.8} | 21634.4648 | 904.782 | 4.182% | 20729.6829 | 95.82% | 8024.1274 | 37.09% | 8356.9165 | 38.63% | 42.4561 | 2.2239 | 0.01028% | 0 | 0% | 0 | 8593.1074 | 39.72% | 13010.1416 | 60.14% | 8961.7764 | 41.42% | 12672.6885 | 8883.3691 | 41.06% | 12751.0957 | 13099.3008 | 60.55% | 8535.1641 | 15516.4609 | 71.72% | 6118.0039 | 10945.3896 | 50.59% | 10689.0752 | 515.4564 | 2.383% | 21119.0084
122 | Kern | RIVERSIDE | {'Redbluff': 15.1} | 32591.4766 | 7111.4497 | 21.82% | 25480.0269 | 78.18% | 13251.0586 | 40.66% | 12357.7617 | 37.92% | 3.695 | 4.8705 | 0.01494% | 0 | 0% | 0 | 0 | 0% | 0 | 0% | 2513.5271 | 7.712% | 30077.9495 | 6590.7837 | 20.22% | 26000.6929 | 0 | 0% | 32591.4766 | 9084.2783 | 27.87% | 23507.1982 | 11114.4082 | 34.1% | 21477.0684 | 157.0941 | 0.482% | 32434.3825
123 | Mirage | RIVERSIDE | {'Devers': 14.4} | 0 | 0 | 0% | 0 | 0% | 0 | 0% | 0 | 0% |  | 0 | 0% | 0 | 0% | 0 | 0 | 0% | 0 | 0% | 0 | 0% | 0 | 0 | 0% | 0 | 0 | 0% | 0 | 0 | 0% | 0 | 0 | 0% | 0 | 0 | 0% | 0
124 | Valley (SCE) | RIVERSIDE | {'El Casco': 16.3, 'Lee Lake (Proposed)': 16.9, 'Vista': 22.8, 'San Bernardino': 23.9, 'Viejo': 28.5, 'Mira Loma': 29.9} | 116681.4688 | 31057.6035 | 26.62% | 85623.8652 | 73.38% | 2925.7322 | 2.507% | 49506.2913 | 42.43% | 29 | 11964.332 | 10.25% | 4004.6284 | 3.432% | 0 | 41657.8984 | 35.7% | 56929.2891 | 48.79% | 22356.127 | 19.16% | 94325.3418 | 52934.9727 | 45.37% | 63746.4961 | 75400.6953 | 64.62% | 41280.7734 | 78678.6016 | 67.43% | 38002.8672 | 26789.627 | 22.96% | 89891.8418 | 6630.0078 | 5.682% | 110051.4609
125 | Gold Hill | NORTHERN CALIFORNIA | {'Pleasant Grove': 14.6, 'Placerville': 19.7, 'Rio Oso': 26.2, 'Higgins': 26.8} | 128382.8047 | 17191.0645 | 13.39% | 111191.7402 | 86.61% | 8492.2959 | 6.615% | 63532.9854 | 49.49% | 36.681 | 5345.5366 | 4.164% | 2620.3743 | 2.041% | 0 | 26574.6172 | 20.7% | 32700.0566 | 25.47% | 83613.3281 | 65.13% | 44769.4766 | 26236.2461 | 20.44% | 102146.5586 | 23747.875 | 18.5% | 104634.9297 | 90917.7734 | 70.82% | 37465.0312 | 53745.8438 | 41.86% | 74636.9609 | 19434.6484 | 15.14% | 108948.1562
126 | Grand Island | NORTHERN CALIFORNIA | {'Shilo III': 14.6, 'Birds Landing': 15.0, 'Eight Mile': 16.6, 'Contra Costa': 19.1, 'Peabody': 21.0, 'Stagg': 21.1, 'Pittsburg': 21.4, 'Vaca Dixon': 21.4, 'Lone Tree': 21.8, 'Brentwood': 22.1, 'Davis': 23.0, 'Lockeford': 24.7, 'Clayton': 28.6, 'Weber': 28.8, 'Putah Creek': 29.8, 'Delta Switching Yard': 29.8, 'Kelso': 30.0} | 330893.2812 | 40164.3047 | 12.14% | 290728.9766 | 87.86% | 58252.043 | 17.6% | 244358.6445 | 73.85% | 9.0081 | 105696.1562 | 31.94% | 145071.0312 | 43.84% | 0 | 0 | 0% | 0 | 0% | 35479.5117 | 10.72% | 295413.7695 | 82700.6406 | 24.99% | 248192.6406 | 94156.5781 | 28.46% | 236736.7031 | 113155.4922 | 34.2% | 217737.7891 | 1828.0094 | 0.5524% | 329065.2719 | 41298.5938 | 12.48% | 289594.6875
127 | Chino | GREATER LA METRO | {'Mira Loma': 6.6, 'Padua': 8.7, 'Rancho Vista': 10.3, 'Etiwanda': 10.7, 'Serrano': 13.3, 'Olinda': 14.5, 'Villa Park': 15.5, 'Walnut': 15.6, 'Lewis': 18.2, 'Rio Hondo': 18.8, 'Vista': 20.8, 'Lee Lake (Proposed)': 21.6, 'Barre': 21.8, 'Johanna': 22.0, 'Viejo': 22.9, 'Santiago': 23.5, 'Mesa (SCE)': 24.9, 'Center': 25.0, 'Goodrich': 25.7, 'San Bernardino': 25.9, 'Del Amo': 26.2, 'Ellis': 26.4, 'Laguna Bell': 27.0, 'Alamitos': 29.0, 'Lighthipe': 29.7, 'Huntington Beach': 29.8} | 24229.252 | 5607.4277 | 23.14% | 18621.8242 | 76.86% | 2837.7097 | 11.71% | 14771.8997 | 60.97% | 19.6004 | 572.3815 | 2.362% | 1703.5291 | 7.031% | 0 | 4284.2666 | 17.68% | 14504.127 | 59.86% | 8659.0205 | 35.74% | 15570.2314 | 2086.1018 | 8.61% | 22143.1501 | 6705.3242 | 27.67% | 17523.9277 | 14547.873 | 60.04% | 9681.3789 | 7666.748 | 31.64% | 16562.5039 | 4601.9678 | 18.99% | 19627.2842
128 | Kramer | GREATER KRAMER | {'Ransburg': 26.6, 'Roadway': 29.4} | 66912.4219 | 7334.1284 | 10.96% | 59578.2935 | 89.04% | 8016.3633 | 11.98% | 34367.1406 | 51.36% | 28.1286 | 0 | 0% | 0 | 0% | 0 | 0 | 0% | 0 | 0% | 36767.5312 | 54.95% | 30144.8906 | 20442.5254 | 30.55% | 46469.8965 | 11.2047 | 0.01675% | 66901.2171 | 48852.1875 | 73.01% | 18060.2344 | 39112.0664 | 58.45% | 27800.3555 | 694.5538 | 1.038% | 66217.8681
129 | Lugo | GREATER KRAMER | {'Victor': 9.6, 'Roadway': 14.7, 'San Bernardino': 21.1, 'Etiwanda': 21.2, 'Rancho Vista': 21.4, 'Vista': 22.6, 'Padua': 23.0, 'Mira Loma': 27.1, 'Calcite': 27.8} | 112397.7266 | 16298.2295 | 14.5% | 96099.4971 | 85.5% | 15502.4346 | 13.79% | 35126.4053 | 31.25% | 39.4597 | 106.4738 | 0.09473% | 7.5136 | 0.006685% | 0 | 29645.4922 | 26.38% | 39113.6562 | 34.8% | 56068.1953 | 49.88% | 56329.5312 | 67740.6094 | 60.27% | 44657.1172 | 58342.1992 | 51.91% | 54055.5273 | 93962.5312 | 83.6% | 18435.1953 | 32577.9492 | 28.98% | 79819.7773 | 3515.8652 | 3.128% | 108881.8613
130 | Mira Loma | GREATER LA METRO | {'Rancho Vista': 5.8, 'Etiwanda': 6.0, 'Chino': 6.6, 'Padua': 8.8, 'Vista': 14.3, 'Serrano': 17.9, 'Lee Lake (Proposed)': 19.0, 'San Bernardino': 19.3, 'Villa Park': 20.4, 'Olinda': 21.0, 'Walnut': 22.1, 'Lewis': 23.6, 'Viejo': 23.9, 'Rio Hondo': 24.8, 'Johanna': 26.2, 'Santiago': 26.4, 'Lugo': 27.1, 'Barre': 27.6, 'El Casco': 28.1, 'Valley': 29.9} | 27868.1387 | 5447.2412 | 19.55% | 22420.8975 | 80.45% | 2876.7859 | 10.32% | 16548.2473 | 59.38% | 27.08 | 786.0287 | 2.821% | 1812.0364 | 6.502% | 0 | 6491.3179 | 23.29% | 13410.6328 | 48.12% | 8715.0518 | 31.27% | 19153.0869 | 4946.4375 | 17.75% | 22921.7012 | 11725.709 | 42.08% | 16142.4297 | 19004.2598 | 68.19% | 8863.8789 | 8144.7383 | 29.23% | 19723.4004 | 4587.3428 | 16.46% | 23280.7959
131 | Padua | GREATER LA METRO | {'Rancho Vista': 6.4, 'Etiwanda': 6.8, 'Chino': 8.7, 'Mira Loma': 8.8, 'Vista': 19.2, 'Walnut': 19.4, 'Rio Hondo': 19.6, 'Olinda': 20.2, 'Serrano': 21.9, 'Lugo': 23.0, 'San Bernardino': 23.1, 'Villa Park': 23.8, 'Goodrich': 25.8, 'Lewis': 26.1, 'Mesa (SCE)': 27.6, 'Lee Lake (Proposed)': 27.7, 'Barre': 29.1, 'Center': 29.8} | 29506.0566 | 5359.0127 | 18.16% | 24147.0439 | 81.84% | 5605.9614 | 19% | 15238.6011 | 51.65% | 29.3 | 581.9429 | 1.972% | 1703.5291 | 5.773% | 0 | 5224.2866 | 17.71% | 18840.9121 | 63.85% | 14575.6299 | 49.4% | 14930.4268 | 9023.0957 | 30.58% | 20482.9609 | 10966.6338 | 37.17% | 18539.4229 | 21247.2422 | 72.01% | 8258.8145 | 10266.5049 | 34.79% | 19239.5518 | 4947.7144 | 16.77% | 24558.3423
132 | Pisgah | GREATER KRAMER | {'Coolwater': 27.3} | 38823.2383 | 13100.6094 | 33.74% | 25722.6289 | 66.26% | 13413.8057 | 34.55% | 14645.4092 | 37.72% | 13.634 | 360.2739 | 0.928% | 439.4557 | 1.132% | 0 | 0 | 0% | 0 | 0% | 7496.957 | 19.31% | 31326.2812 | 7944.0117 | 20.46% | 30879.2266 | 9100.6631 | 23.44% | 29722.5752 | 10914.8428 | 28.11% | 27908.3955 | 19684.5723 | 50.7% | 19138.666 | 677.8774 | 1.746% | 38145.3609
133 | Roadway | GREATER KRAMER | {'Victor': 5.1, 'Lugo': 14.7, 'Calcite': 28.5, 'Kramer': 29.4, 'Tortilla': 29.4} | 156162.9062 | 48976.1484 | 31.36% | 107186.7578 | 68.64% | 1035.4618 | 0.6631% | 28064.1827 | 17.97% | 40.6108 | 803.426 | 0.5145% | 191.9571 | 0.1229% | 0 | 8854.6367 | 5.67% | 0 | 0% | 46603.2148 | 29.84% | 109559.6914 | 70012.4453 | 44.83% | 86150.4609 | 24344.9707 | 15.59% | 131817.9355 | 91764.2344 | 58.76% | 64398.6719 | 30956.7051 | 19.82% | 125206.2012 | 1646.3557 | 1.054% | 154516.5505
134 | Tortilla | GREATER KRAMER | {'Coolwater': 10.0, 'Calcite': 24.5, 'Roadway': 29.4} | 96064.2578 | 9132.6865 | 9.507% | 86931.5713 | 90.49% | 7789.937 | 8.109% | 48462.813 | 50.45% | 24 | 247.7945 | 0.2579% | 2897.6738 | 3.016% | 0 | 0 | 0% | 0 | 0% | 59271.0312 | 61.7% | 36793.2266 | 50598.5664 | 52.67% | 45465.6914 | 20226.0586 | 21.05% | 75838.1992 | 76783.5078 | 79.93% | 19280.75 | 43986.9375 | 45.79% | 52077.3203 | 2866.9207 | 2.984% | 93197.3372
135 | Victor | GREATER KRAMER | {'Roadway': 5.1, 'Lugo': 9.6, 'Calcite': 26.9, 'Etiwanda': 29.7, 'Rancho Vista': 29.9} | 175687.9219 | 47273.1211 | 26.91% | 128414.8008 | 73.09% | 5457.417 | 3.106% | 39046.3721 | 22.22% | 41.75 | 816.4702 | 0.4647% | 173.5728 | 0.0988% | 0 | 24904.1289 | 14.18% | 17308.9766 | 9.852% | 55560.9961 | 31.62% | 120126.9258 | 101003.8359 | 57.49% | 74684.0859 | 52161.3555 | 29.69% | 123526.5664 | 118780.1406 | 67.61% | 56907.7812 | 35193.5195 | 20.03% | 140494.4023 | 2864.2178 | 1.63% | 172823.7041
136 | Vista (SCE) | RIVERSIDE | {'San Bernardino': 5.3, 'Etiwanda': 12.4, 'Rancho Vista': 12.8, 'Mira Loma': 14.3, 'El Casco': 14.8, 'Padua': 19.2, 'Chino': 20.8, 'Lee Lake (Proposed)': 21.5, 'Lugo': 22.6, 'Valley': 22.8} | 52332.5625 | 4147.0767 | 7.924% | 48185.4858 | 92.08% | 6463.8042 | 12.35% | 25466.1724 | 48.66% | 28.2325 | 534.8639 | 1.022% | 800.3203 | 1.529% | 0 | 9626.6445 | 18.4% | 39168.4219 | 74.85% | 22262.4316 | 42.54% | 30070.1309 | 23461.6582 | 44.83% | 28870.9043 | 30973.4414 | 59.19% | 21359.1211 | 43445.125 | 83.02% | 8887.4375 | 19140.1465 | 36.57% | 33192.416 | 2644.2769 | 5.053% | 49688.2856
137 | Encina | SAN DIEGO | {'Palomar': 2.9, 'San Luis Rey': 5.1, 'Escondido': 12.7, 'Penasquitos': 16.5, 'San Onofre': 20.4, 'Sycamore Canyon': 23.3, 'Kearny': 24.0, 'Talega': 25.7, 'Mission': 26.9, 'Old Town': 26.9} | 20779 | 2796.6116 | 13.46% | 17982.3884 | 86.54% | 14.5626 | 0.07008% | 2874.2289 | 13.83% | 47 | 4070.6118 | 19.59% | 1332.906 | 6.415% | 0 | 19157.541 | 92.2% | 0 | 0% | 12694.6455 | 61.09% | 8084.3545 | 7692.0601 | 37.02% | 13086.9399 | 10079.7217 | 48.51% | 10699.2783 | 16261.6318 | 78.26% | 4517.3682 | 327.2827 | 1.575% | 20451.7173 | 1232.6277 | 5.932% | 19546.3723
138 | Escondido | SAN DIEGO | {'Palomar': 9.9, 'Encina': 12.7, 'San Luis Rey': 13.9, 'Sycamore Canyon': 15.2, 'Penasquitos': 15.5, 'Kearny': 20.2, 'Mission': 23.6, 'Old Town': 25.2, 'Silvergate': 29.7} | 112702.9688 | 31059.5508 | 27.56% | 81643.418 | 72.44% | 9918.8486 | 8.801% | 30906.2256 | 27.42% | 37 | 16577.4336 | 14.71% | 4728.2388 | 4.195% | 0 | 55470.0586 | 49.22% | 56464.4844 | 50.1% | 51194.7422 | 45.42% | 61508.2266 | 25560.6758 | 22.68% | 87142.293 | 32952.8555 | 29.24% | 79750.1133 | 63287.2734 | 56.15% | 49415.6953 | 25063.9531 | 22.24% | 87639.0156 | 7619.2329 | 6.76% | 105083.7358
139 | Kearny | SAN DIEGO | {'Mission': 3.4, 'Old Town': 5.8, 'Penasquitos': 7.8, 'Sycamore Canyon': 8.3, 'Silvergate': 9.5, 'Miguel': 13.7, 'Bay Boulevard': 15.6, 'Escondido': 20.2, 'Palomar': 21.9, 'Otay Mesa': 22.0, 'Encina': 24.0, 'Suncrest': 26.2, 'San Luis Rey': 28.6} | 14921.6123 | 1293.5336 | 8.669% | 13628.0787 | 91.33% | 204.5157 | 1.371% | 4140.3109 | 27.75% | 26 | 149.5517 | 1.002% | 7.8077 | 0.05232% | 0 | 3774.3091 | 25.29% | 5656.8872 | 37.91% | 6410.1035 | 42.96% | 8511.5088 | 5938.9058 | 39.8% | 8982.7065 | 9776.5088 | 65.52% | 5145.1035 | 13568.502 | 90.93% | 1353.1104 | 1717.4319 | 11.51% | 13204.1804 | 349.3094 | 2.341% | 14572.3029
140 | Miguel | SAN DIEGO | {'Bay Boulevard': 8.1, 'Otay Mesa': 8.3, 'Silvergate': 9.4, 'Mission': 11.6, 'Old Town': 13.6, 'Kearny': 13.7, 'Sycamore Canyon': 16.7, 'Suncrest': 19.7, 'Penasquitos': 21.5} | 36821.2266 | 3325.0779 | 9.03% | 33496.1487 | 90.97% | 628.3679 | 1.707% | 14484.5433 | 39.34% | 25.5059 | 47.4492 | 0.1289% | 20.8266 | 0.05656% | 0 | 7808.6714 | 21.21% | 23434.7578 | 63.64% | 9732.1816 | 26.43% | 27089.0449 | 21495.002 | 58.38% | 15326.2246 | 31161.7578 | 84.63% | 5659.4688 | 32488.1953 | 88.23% | 4333.0312 | 11775.2822 | 31.98% | 25045.9443 | 1490.9507 | 4.049% | 35330.2759
141 | Mission | SAN DIEGO | {'Kearny': 3.4, 'Old Town': 3.4, 'Silvergate': 6.1, 'Penasquitos': 10.4, 'Sycamore Canyon': 11.1, 'Miguel': 11.6, 'Bay Boulevard': 12.3, 'Otay Mesa': 19.6, 'Escondido': 23.6, 'Palomar': 24.9, 'Suncrest': 26.5, 'Encina': 26.9} | 10171.7695 | 1170.7041 | 11.51% | 9001.0654 | 88.49% | 207.6388 | 2.041% | 2814.8676 | 27.67% | 25.8655 | 14.0981 | 0.1386% | 3.3359 | 0.0328% | 0 | 2525.739 | 24.83% | 2064.4673 | 20.3% | 3606.293 | 35.45% | 6565.4766 | 4500.5039 | 44.25% | 5671.2656 | 7094.8945 | 69.75% | 3076.875 | 8947.4336 | 87.96% | 1224.3359 | 2119.7847 | 20.84% | 8051.9849 | 206.3132 | 2.028% | 9965.4564
142 | Old Town | SAN DIEGO | {'Mission': 3.4, 'Silvergate': 5.7, 'Kearny': 5.8, 'Penasquitos': 10.6, 'Bay Boulevard': 12.3, 'Miguel': 13.6, 'Sycamore Canyon': 14.0, 'Otay Mesa': 21.1, 'Escondido': 25.2, 'Palomar': 25.2, 'Encina': 26.9, 'Suncrest': 29.8} | 6354.1143 | 1085.083 | 17.08% | 5269.0312 | 82.92% | 192.4274 | 3.028% | 576.6187 | 9.075% | 26 | 0 | 0% | 0 | 0% | 0 | 839.7691 | 13.22% | 0 | 0% | 842.9773 | 13.27% | 5511.137 | 1867.4714 | 29.39% | 4486.6428 | 4469.4844 | 70.34% | 1884.6299 | 5249.4028 | 82.61% | 1104.7114 | 162.1195 | 2.551% | 6191.9948 | 142.6027 | 2.244% | 6211.5116
143 | Penasquitos | SAN DIEGO | {'Kearny': 7.8, 'Mission': 10.4, 'Old Town': 10.6, 'Sycamore Canyon': 10.9, 'Palomar': 14.6, 'Escondido': 15.5, 'Silvergate': 16.0, 'Encina': 16.5, 'San Luis Rey': 21.2, 'Miguel': 21.5, 'Bay Boulevard': 22.6, 'Otay Mesa': 29.7} | 12277.6709 | 2100.7319 | 17.11% | 10176.939 | 82.89% | 32.505 | 0.2647% | 4051.2804 | 33% | 20.3046 | 333.1148 | 2.713% | 21.603 | 0.176% | 0 | 7223.4766 | 58.83% | 3082.3577 | 25.11% | 5080.8027 | 41.38% | 7196.8682 | 5121.8652 | 41.72% | 7155.8057 | 4417.9053 | 35.98% | 7859.7656 | 9086.2344 | 74.01% | 3191.4365 | 1068.8505 | 8.706% | 11208.8204 | 617.8707 | 5.032% | 11659.8002
144 | San Luis Rey | SAN DIEGO | {'Encina': 5.1, 'Palomar': 6.7, 'Escondido': 13.9, 'San Onofre': 16.8, 'Penasquitos': 21.2, 'Talega': 21.6, 'Sycamore Canyon': 26.8, 'Capistrano': 28.2, 'Kearny': 28.6, 'Margarita': 28.8} | 31599.6133 | 5104.4141 | 16.15% | 26495.1992 | 83.85% | 11.0719 | 0.03504% | 4565.3412 | 14.45% | 46.3467 | 8312.7676 | 26.31% | 1824.1458 | 5.773% | 0 | 28770.1914 | 91.05% | 1257.4553 | 3.979% | 19139.0547 | 60.57% | 12460.5586 | 8041.0376 | 25.45% | 23558.5757 | 16267.2021 | 51.48% | 15332.4111 | 23609.252 | 74.71% | 7990.3613 | 203.1095 | 0.6428% | 31396.5038 | 2073.4128 | 6.562% | 29526.2004
145 | Sycamore Canyon | SAN DIEGO | {'Kearny': 8.3, 'Penasquitos': 10.9, 'Mission': 11.1, 'Old Town': 14.0, 'Escondido': 15.2, 'Silvergate': 16.6, 'Miguel': 16.7, 'Palomar': 20.6, 'Suncrest': 21.6, 'Bay Boulevard': 21.6, 'Encina': 23.3, 'Otay Mesa': 24.6, 'San Luis Rey': 26.8} | 49917.3203 | 4434.5879 | 8.884% | 45482.7324 | 91.12% | 3226.8462 | 6.464% | 20049.314 | 40.17% | 25.0778 | 1517.9442 | 3.041% | 506.8248 | 1.015% | 0 | 10874.9863 | 21.79% | 38930.6914 | 77.99% | 31912.3945 | 63.93% | 18004.9258 | 25187.9883 | 50.46% | 24729.332 | 31686.5039 | 63.48% | 18230.8164 | 43873.75 | 87.89% | 6043.5703 | 13409.6748 | 26.86% | 36507.6455 | 1888.3945 | 3.783% | 48028.9258
146 | Talega | GREATER LA METRO | {'San Onofre': 5.8, 'Capistrano': 6.8, 'Margarita': 7.4, 'Trabuco': 9.6, 'Viejo': 15.3, 'Santiago': 18.5, 'San Luis Rey': 21.6, 'Lee Lake (Proposed)': 21.6, 'Johanna': 24.2, 'Encina': 25.7, 'Ellis': 26.8, 'Huntington Beach': 27.0, 'Palomar': 28.1, 'Serrano': 28.8, 'Villa Park': 29.2} | 28809.2207 | 1136.3838 | 3.945% | 27672.8369 | 96.06% | 7975.4473 | 27.68% | 13272.7031 | 46.07% | 27.8824 | 884.2877 | 3.069% | 89.2957 | 0.31% | 0 | 22969.3379 | 79.73% | 4723.1372 | 16.39% | 15872.4922 | 55.1% | 12936.7285 | 15961.7295 | 55.4% | 12847.4912 | 17953.5801 | 62.32% | 10855.6406 | 25318.4648 | 87.88% | 3490.7559 | 14516.332 | 50.39% | 14292.8887 | 1745.0436 | 6.057% | 27064.1771
147 | Martin | NORTHERN CALIFORNIA | {'East Shore': 16.9, 'Ignacio': 26.8, 'Martinez': 26.8, 'Newark': 27.1, 'Carquinez': 28.2, 'Clayton': 29.2} | 26460.3223 | 7428.897 | 28.08% | 19031.4253 | 71.92% | 6064.5581 | 22.92% | 8040.854 | 30.39% | 59.5 | 82.3098 | 0.3111% | 171.6516 | 0.6487% | 0 | 735.2343 | 2.779% | 8582.3115 | 32.43% | 8424.417 | 31.84% | 18035.9053 | 13092.3682 | 49.48% | 13367.9541 | 17458.8496 | 65.98% | 9001.4727 | 18570.8164 | 70.18% | 7889.5059 | 6753.7739 | 25.52% | 19706.5483 | 1601.943 | 6.054% | 24858.3793
148 | Bellota | NORTHERN CALIFORNIA | {'Lockeford': 10.7, 'Camanche': 13.7, 'Weber': 14.0, 'Riverbank': 18.0, 'Stagg': 18.3, 'Ripon': 19.3, 'Eight Mile': 20.0, 'Vierra': 20.7, 'Warnerville': 22.1, 'Peoria': 29.2} | 325705 | 54952.5312 | 16.87% | 270752.4688 | 83.13% | 48471.8477 | 14.88% | 203377.0898 | 62.44% | 14.6436 | 96005.2109 | 29.48% | 91028.5156 | 27.95% | 1 | 31839.9746 | 9.776% | 0 | 0% | 134543.8281 | 41.31% | 191161.1719 | 56267.543 | 17.28% | 269437.457 | 121878.5859 | 37.42% | 203826.4141 | 190403.25 | 58.46% | 135301.75 | 84845.3203 | 26.05% | 240859.6797 | 31727.3105 | 9.741% | 293977.6895
149 | Ripon | NORTHERN CALIFORNIA | {'Vierra': 7.6, 'Weber': 12.4, 'Westley': 12.6, 'Riverbank': 13.1, 'Warnerville': 18.8, 'Bellota': 19.3, 'Stagg': 19.7, 'Tesla': 23.1, 'Green Ridge Midway': 24.2, 'Eight Mile': 24.4, 'Lockeford': 25.0, 'Kelso': 25.1, 'Delta Switching Yard': 26.1} | 280243.9062 | 43130.5234 | 15.39% | 237113.3828 | 84.61% | 921.6959 | 0.3289% | 203758.1791 | 72.71% | 16.9224 | 74770.7969 | 26.68% | 179115.7188 | 63.91% | 1 | 0 | 0% | 0 | 0% | 103771.2109 | 37.03% | 176472.6953 | 28382.0684 | 10.13% | 251861.8379 | 36652.7148 | 13.08% | 243591.1914 | 120673.4453 | 43.06% | 159570.4609 | 0 | 0% | 280243.9062 | 9918.4199 | 3.539% | 270325.4863
150 | Lockeford | NORTHERN CALIFORNIA | {'Camanche': 9.9, 'Bellota': 10.7, 'Eight Mile': 12.5, 'Stagg': 13.4, 'Weber': 14.3, 'Vierra': 22.9, 'Grand Island': 24.7, 'Ripon': 25.0, 'Riverbank': 27.7} | 297594.25 | 49112.0391 | 16.5% | 248482.2109 | 83.5% | 14595.7773 | 4.905% | 186198.2383 | 62.57% | 18.6803 | 83033.2656 | 27.9% | 114627.0703 | 38.52% | 1 | 15385.9902 | 5.17% | 0 | 0% | 79401.8594 | 26.68% | 218192.3906 | 64202.3398 | 21.57% | 233391.9102 | 130145.3125 | 43.73% | 167448.9375 | 148770.7188 | 49.99% | 148823.5312 | 37043.8008 | 12.45% | 260550.4492 | 39449.8008 | 13.26% | 258144.4492
151 | Stagg | NORTHERN CALIFORNIA | {'Eight Mile': 4.8, 'Weber': 7.7, 'Lockeford': 13.4, 'Vierra': 14.0, 'Bellota': 18.3, 'Brentwood': 18.6, 'Kelso': 19.3, 'Ripon': 19.7, 'Delta Switching Yard': 19.9, 'Grand Island': 21.1, 'Green Ridge Midway': 22.5, 'Lone Tree': 22.6, 'Tesla': 22.7, 'Camanche': 23.3, 'Contra Costa': 23.7, 'Birds Landing': 27.8, 'Riverbank': 28.6, 'Cayetano': 29.0, 'Westley': 29.6, 'Shilo III': 29.8} | 300775.7188 | 27554.8711 | 9.161% | 273220.8477 | 90.84% | 56954.1094 | 18.94% | 174622.0312 | 58.06% | 13.924 | 39810.0703 | 13.24% | 219790.7344 | 73.07% | 1 | 0 | 0% | 0 | 0% | 39699.75 | 13.2% | 261075.9688 | 33462.6523 | 11.13% | 267313.0664 | 40700.1758 | 13.53% | 260075.543 | 70713.6875 | 23.51% | 230062.0312 | 0 | 0% | 300775.7188 | 18987.2656 | 6.313% | 281788.4531
152 | Weber | NORTHERN CALIFORNIA | {'Stagg': 7.7, 'Vierra': 8.6, 'Eight Mile': 12.2, 'Ripon': 12.4, 'Bellota': 14.0, 'Lockeford': 14.3, 'Riverbank': 20.9, 'Kelso': 21.5, 'Delta Switching Yard': 22.4, 'Tesla': 22.8, 'Green Ridge Midway': 23.2, 'Camanche': 23.4, 'Westley': 23.6, 'Brentwood': 23.8, 'Warnerville': 26.9, 'Lone Tree': 28.4, 'Grand Island': 28.8} | 301029.25 | 45936.6367 | 15.26% | 255092.6133 | 84.74% | 23047.4141 | 7.656% | 206093.8516 | 68.46% | 16 | 72394.8516 | 24.05% | 197932.7969 | 65.75% | 1 | 0 | 0% | 0 | 0% | 44060.0625 | 14.64% | 256969.1875 | 11849.5898 | 3.936% | 289179.6602 | 35042.8828 | 11.64% | 265986.3672 | 76521.4766 | 25.42% | 224507.7734 | 793.7454 | 0.2637% | 300235.5046 | 15722.3242 | 5.223% | 285306.9258
153 | Carrizo Plains | SPGE | {'Solar SS': 1.1, 'Caliente': 6.9, 'Kernridge': 17.5, 'Temblor': 19.4, 'Cholame': 26.9, 'Arco': 28.2} | 306007.9688 | 33531.9023 | 10.96% | 272476.0664 | 89.04% | 165175.3906 | 53.98% | 117441.9531 | 38.38% | 7.9521 | 5589.9019 | 1.827% | 2082.1367 | 0.6804% | 0 | 55952.3711 | 18.28% | 0 | 0% | 127433.4375 | 41.64% | 178574.5312 | 53963.0273 | 17.63% | 252044.9414 | 84223.2188 | 27.52% | 221784.75 | 191064.0312 | 62.44% | 114943.9375 | 172074.125 | 56.23% | 133933.8438 | 10519.0732 | 3.438% | 295488.8955
154 | Cholame | SPGE | {'Templeton': 21.4, 'Avenal': 23.6, 'Arco': 24.5, 'Solar SS': 26.1, 'Carrizo Plains': 26.9} | 416929.9062 | 82820.4688 | 19.86% | 334109.4375 | 80.14% | 210995.6094 | 50.61% | 186197.4531 | 44.66% | 5.9747 | 29509.8379 | 7.078% | 17115.4453 | 4.105% | 0 | 52775.4258 | 12.66% | 0 | 0% | 150274.1875 | 36.04% | 266655.7188 | 42208.0781 | 10.12% | 374721.8281 | 89197.7969 | 21.39% | 327732.1094 | 199172.75 | 47.77% | 217757.1562 | 207066.625 | 49.66% | 209863.2812 | 5504.8877 | 1.32% | 411425.0186
155 | Mesa | SPGE | {'Oceano': 9.7, 'Sisquoc': 11.4, 'San Luis Obispo': 20.2, 'Mustang': 23.9, 'Cabrillo': 25.2, 'Diablo': 26.5} | 238260 | 57045.043 | 23.94% | 181214.957 | 76.06% | 78118.2891 | 32.79% | 142227.2578 | 59.69% | 8.0912 | 17689.2695 | 7.424% | 42201.8945 | 17.71% | 0 | 63814.1289 | 26.78% | 69308.7266 | 29.09% | 20799.6914 | 8.73% | 217460.3086 | 17304.4844 | 7.263% | 220955.5156 | 59564.7383 | 25% | 178695.2617 | 69565.7734 | 29.2% | 168694.2266 | 91434.7656 | 38.38% | 146825.2344 | 14935.7842 | 6.269% | 223324.2158
156 | Oceano | SPGE | {'Mesa': 9.7, 'San Luis Obispo': 11.5, 'Mustang': 15.2, 'Diablo': 17.0, 'Sisquoc': 20.9, 'Morro Bay': 24.4} | 178662.4219 | 46769.1797 | 26.18% | 131893.2422 | 73.82% | 40814.0234 | 22.84% | 120026.2578 | 67.18% | 8.9757 | 13592.4961 | 7.608% | 28777.9277 | 16.11% | 0 | 65819.3594 | 36.84% | 51200.3086 | 28.66% | 21266.3145 | 11.9% | 157396.1074 | 11738.4404 | 6.57% | 166923.9814 | 53363.75 | 29.87% | 125298.6719 | 59801.8008 | 33.47% | 118860.6211 | 70614.9062 | 39.52% | 108047.5156 | 12920.4326 | 7.232% | 165741.9893
157 | San Luis Obispo | SPGE | {'Mustang': 3.7, 'Oceano': 11.5, 'Diablo': 12.4, 'Morro Bay': 14.7, 'Mesa': 20.2, 'Templeton': 20.4} | 169291.7656 | 27616.9863 | 16.31% | 141674.7793 | 83.69% | 29273.3184 | 17.29% | 123738.1191 | 73.09% | 8.5411 | 4977.2534 | 2.94% | 6856.6006 | 4.05% | 0 | 66694.625 | 39.4% | 85827.1094 | 50.7% | 47585.2148 | 28.11% | 121706.5508 | 37604.2656 | 22.21% | 131687.5 | 88309.4453 | 52.16% | 80982.3203 | 102924.4531 | 60.8% | 66367.3125 | 87832.9609 | 51.88% | 81458.8047 | 12489.2061 | 7.377% | 156802.5596
158 | Templeton | SPGE | {'Morro Bay': 15.9, 'Mustang': 16.7, 'San Luis Obispo': 20.4, 'Cholame': 21.4, 'Diablo': 25.2} | 315632.6562 | 95191.6641 | 30.16% | 220440.9922 | 69.84% | 38420.2422 | 12.17% | 231651.8828 | 73.39% | 12.2458 | 39580.6172 | 12.54% | 20741.5684 | 6.571% | 0 | 90852.5938 | 28.78% | 49632.8516 | 15.72% | 77095.3906 | 24.43% | 238537.2656 | 53193.1602 | 16.85% | 262439.4961 | 97332.7891 | 30.84% | 218299.8672 | 138295.0625 | 43.82% | 177337.5938 | 100623.1875 | 31.88% | 215009.4688 | 13710.6328 | 4.344% | 301922.0234
159 | Sisquoc | SPGE | {'Mesa': 11.4, 'Cabrillo': 17.3, 'Oceano': 20.9} | 263163.9375 | 44550.4492 | 16.93% | 218613.4883 | 83.07% | 127938.3359 | 48.62% | 127796.7891 | 48.56% | 6.5337 | 22417.0371 | 8.518% | 40196.1094 | 15.27% | 0 | 99959.125 | 37.98% | 57077.6719 | 21.69% | 74649.4844 | 28.37% | 188514.4531 | 12616.8125 | 4.794% | 250547.125 | 91308.9219 | 34.7% | 171855.0156 | 129290.6875 | 49.13% | 133873.25 | 96158.1719 | 36.54% | 167005.7656 | 9848.2891 | 3.742% | 253315.6484
160 | Goleta | GREATER LA METRO | {} | 95884.7891 | 17986.7461 | 18.76% | 77898.043 | 81.24% | 44774.1562 | 46.7% | 44014.6094 | 45.9% | 9.8002 | 6242.1719 | 6.51% | 2552.4407 | 2.662% | 0 | 23581.5918 | 24.59% | 65534.2812 | 68.35% | 24779.3711 | 25.84% | 71105.418 | 2434.0217 | 2.538% | 93450.7673 | 3417.5249 | 3.564% | 92467.2642 | 28697.6094 | 29.93% | 67187.1797 | 53233.1016 | 55.52% | 42651.6875 | 5506.3999 | 5.743% | 90378.3892
161 | Schulte Switching Station | NORTHERN CALIFORNIA | {'Los Esteros': 3.7, 'Newark': 8.7, 'Hicks': 10.3, 'Coyote': 15.7, 'Metcalf': 15.7, 'East Shore': 19.3, 'Cayetano': 26.9} | 36753.1406 | 3764.7988 | 10.24% | 32988.3418 | 89.76% | 10597.3018 | 28.83% | 19006.2568 | 51.71% | 10.0273 | 312.3123 | 0.8498% | 145.6428 | 0.3963% | 0 | 25894.666 | 70.46% | 4691.9038 | 12.77% | 21262.9434 | 57.85% | 15490.1973 | 13174.8125 | 35.85% | 23578.3281 | 19813.0664 | 53.91% | 16940.0742 | 24699.6934 | 67.2% | 12053.4473 | 20002.3711 | 54.42% | 16750.7695 | 2489.303 | 6.773% | 34263.8376
162 | Hicks | NORTHERN CALIFORNIA | {'Coyote': 8.5, 'Metcalf': 8.8, 'Schulte Switching Station': 10.3, 'Los Esteros': 13.5, 'Newark': 19.0, 'East Shore': 29.5} | 76535.7656 | 6388.6304 | 8.347% | 70147.1353 | 91.65% | 8628.2578 | 11.27% | 34408.1523 | 44.96% | 20.9113 | 1689.1658 | 2.207% | 974.5964 | 1.273% | 0 | 26126.9805 | 34.14% | 43090.2266 | 56.3% | 46453.0781 | 60.69% | 30082.6875 | 13159.4561 | 17.19% | 63376.3096 | 42485.9805 | 55.51% | 34049.7852 | 63074.625 | 82.41% | 13461.1406 | 34287.1094 | 44.8% | 42248.6562 | 2135.5334 | 2.79% | 74400.2322
163 | Cottonwood | NORTHERN CALIFORNIA | {'Jessup': 5.5} | 273642.1875 | 50049.2305 | 18.29% | 223592.957 | 81.71% | 36340.9727 | 13.28% | 142687.8711 | 52.14% | 22.5 | 5333.5303 | 1.949% | 7982.8467 | 2.917% | 0 | 225484.9844 | 82.4% | 4545.1816 | 1.661% | 138682.0156 | 50.68% | 134960.1719 | 37110.2266 | 13.56% | 236531.9609 | 46521.1445 | 17% | 227121.043 | 165189.9844 | 60.37% | 108452.2031 | 126619.5938 | 46.27% | 147022.5938 | 35076.3711 | 12.82% | 238565.8164
164 | Jessup | NORTHERN CALIFORNIA | {'Cottonwood': 5.5} | 264718.0938 | 44373.8438 | 16.76% | 220344.25 | 83.24% | 27052.2051 | 10.22% | 135836.7949 | 51.31% | 25.509 | 5608.5518 | 2.119% | 8477.3604 | 3.202% | 0 | 214311.5469 | 80.96% | 11678.9355 | 4.412% | 143124.2812 | 54.07% | 121593.8125 | 36611.0273 | 13.83% | 228107.0664 | 37384.5547 | 14.12% | 227333.5391 | 162947.4688 | 61.56% | 101770.625 | 117767.9531 | 44.49% | 146950.1406 | 28180.2285 | 10.65% | 236537.8652
165 | Round Mountain | NORTHERN CALIFORNIA | {'Cove Rd': 4.9, 'Pit 1': 26.2} | 274905.4688 | 22144.3945 | 8.055% | 252761.0742 | 91.94% | 130282.0469 | 47.39% | 133039.7969 | 48.39% | 5.4694 | 4043.8562 | 1.471% | 490.8336 | 0.1785% | 0 | 243551.2656 | 88.59% | 26327.5059 | 9.577% | 169247.8438 | 61.57% | 105657.625 | 66273.2891 | 24.11% | 208632.1797 | 83565.7344 | 30.4% | 191339.7344 | 203202.2812 | 73.92% | 71703.1875 | 181643.3281 | 66.07% | 93262.1406 | 18292.6895 | 6.654% | 256612.7793
166 | Carquinez |  | {'Martinez': 8.9, 'Tulucay': 10.9, 'Ignacio': 15.9, 'Clayton': 18.3, 'Pittsburg': 19.5, 'Peabody': 20.2, 'Lakeville': 21.2, 'Shilo III': 22.5, 'Birds Landing': 22.9, 'Contra Costa': 26.1, 'Vaca Dixon': 27.9, 'Martin (San Francisco H)': 28.2, 'Penngrove': 28.2, 'Lone Tree': 28.4} | 102228.8594 | 17427.4375 | 17.05% | 84801.4219 | 82.95% | 12015.3818 | 11.75% | 60842.4385 | 59.52% | 45 | 12926.8281 | 12.64% | 11121.6445 | 10.88% | 0 | 30927.209 | 30.25% | 1125.8015 | 1.101% | 40984.0352 | 40.09% | 61244.8242 | 26448.5176 | 25.87% | 75780.3418 | 40302.8984 | 39.42% | 61925.9609 | 73769.5078 | 72.16% | 28459.3516 | 19868.5391 | 19.44% | 82360.3203 | 13751.1934 | 13.45% | 88477.666
167 | Peabody | NORTHERN CALIFORNIA | {'Vaca Dixon': 8.4, 'Shilo III': 10.5, 'Birds Landing': 13.5, 'Tulucay': 16.3, 'Putah Creek': 16.4, 'Pittsburg': 17.6, 'Carquinez': 20.2, 'Martinez': 20.3, 'Grand Island': 21.0, 'Davis': 22.0, 'Contra Costa': 22.2, 'Clayton': 23.6, 'Lone Tree': 26.1, 'Woodland': 29.5, 'Brentwood': 29.9} | 230867.9219 | 37476.6172 | 16.23% | 193391.3047 | 83.77% | 31747.1621 | 13.75% | 169157.4785 | 73.27% | 9.25 | 46272.1094 | 20.04% | 54045.7617 | 23.41% | 0 | 55763.6523 | 24.15% | 0 | 0% | 80764.6797 | 34.98% | 150103.2422 | 50468.2188 | 21.86% | 180399.7031 | 55749.4805 | 24.15% | 175118.4414 | 128942.9297 | 55.85% | 101924.9922 | 40865.1641 | 17.7% | 190002.7578 | 40962.3516 | 17.74% | 189905.5703
168 | Vaca Dixon | NORTHERN CALIFORNIA | {'Peabody': 8.4, 'Putah Creek': 9.3, 'Davis': 14.2, 'Shilo III': 16.5, 'Birds Landing': 19.7, 'Woodland': 21.0, 'Grand Island': 21.4, 'Tulucay': 21.6, 'Pittsburg': 25.2, 'Carquinez': 27.9, 'Contra Costa': 28.7, 'Martinez': 28.7} | 261292.7031 | 23593.7383 | 9.03% | 237698.9648 | 90.97% | 26618.2148 | 10.19% | 206526.3945 | 79.04% | 9.1241 | 36737.082 | 14.06% | 121532.9844 | 46.51% | 0 | 51779.793 | 19.82% | 0 | 0% | 77584.5781 | 29.69% | 183708.125 | 42589.3594 | 16.3% | 218703.3438 | 46195.0977 | 17.68% | 215097.6055 | 120721.2578 | 46.2% | 140571.4453 | 35349.4102 | 13.53% | 225943.293 | 32638.1836 | 12.49% | 228654.5195
169 | Bellevue | NORTHERN CALIFORNIA | {'Penngrove': 4.7, 'Fulton': 8.6, 'Lakeville': 11.3, 'Ignacio': 22.9, 'Tulucay': 25.8, 'Geysers': 26.0} | 196439.3125 | 14234.8281 | 7.246% | 182204.4844 | 92.75% | 7181.8623 | 3.656% | 119480.4658 | 60.82% | 17.7491 | 23014.6074 | 11.72% | 12960.4648 | 6.598% | 0 | 78063.7734 | 39.74% | 60952.6133 | 31.03% | 104096.2969 | 52.99% | 92343.0156 | 73774.3984 | 37.56% | 122664.9141 | 131657.5781 | 67.02% | 64781.7344 | 165818.2812 | 84.41% | 30621.0312 | 94483.0391 | 48.1% | 101956.2734 | 10692.0439 | 5.443% | 185747.2686
170 | Cloverdale | NORTHERN CALIFORNIA | {'Eagle Rock': 11.0, 'Hopland': 12.7, 'Geysers': 14.1, 'Fulton': 24.7, 'Ukiah': 25.8, 'Calpella': 29.3} | 217780.8281 | 12418.4697 | 5.702% | 205362.3584 | 94.3% | 28364.8906 | 13.02% | 165547.0469 | 76.02% | 8.4078 | 10764.6592 | 4.943% | 11843.7783 | 5.438% | 0 | 125183.3828 | 57.48% | 66698.5 | 30.63% | 138370.6406 | 63.54% | 79410.1875 | 79349.8281 | 36.44% | 138431 | 131680.4844 | 60.46% | 86100.3438 | 189702.2344 | 87.11% | 28078.5938 | 120305.6562 | 55.24% | 97475.1719 | 3467.8962 | 1.592% | 214312.9319
171 | Fulton | NORTHERN CALIFORNIA | {'Bellevue': 8.6, 'Penngrove': 13.3, 'Geysers': 17.7, 'Lakeville': 19.6, 'Eagle Rock': 23.0, 'Cloverdale': 24.7} | 192323.75 | 15508.1924 | 8.064% | 176815.5576 | 91.94% | 4743.541 | 2.466% | 110600.1699 | 57.51% | 19.5671 | 18472.1289 | 9.605% | 21692.0449 | 11.28% | 0 | 50948.1758 | 26.49% | 87193.1484 | 45.34% | 87762.5469 | 45.63% | 104561.2031 | 95290.4219 | 49.55% | 97033.3281 | 139070.7812 | 72.31% | 53252.9688 | 165011.7344 | 85.8% | 27312.0156 | 72223.7656 | 37.55% | 120099.9844 | 8031.9629 | 4.176% | 184291.7871
172 | Lakeville | NORTHERN CALIFORNIA | {'Penngrove': 7.0, 'Bellevue': 11.3, 'Ignacio': 12.2, 'Tulucay': 17.0, 'Fulton': 19.6, 'Carquinez': 21.2} | 163513.9062 | 13221.8135 | 8.086% | 150292.0928 | 91.91% | 20725.3496 | 12.67% | 106135.1504 | 64.91% | 13.3192 | 27711.3379 | 16.95% | 12472.0928 | 7.628% | 0 | 80685.6328 | 49.34% | 24074.5527 | 14.72% | 102302.0156 | 62.56% | 61211.8906 | 41565.5586 | 25.42% | 121948.3477 | 84881.4453 | 51.91% | 78632.4609 | 133779.7031 | 81.82% | 29734.2031 | 78068.4219 | 47.74% | 85445.4844 | 10898.7031 | 6.665% | 152615.2031
173 | Penngrove | NORTHERN CALIFORNIA | {'Bellevue': 4.7, 'Lakeville': 7.0, 'Fulton': 13.3, 'Ignacio': 18.2, 'Tulucay': 22.9, 'Carquinez': 28.2} | 178026.3281 | 11986.5 | 6.733% | 166039.8281 | 93.27% | 18075.9062 | 10.15% | 106544.6953 | 59.85% | 15 | 23484.5137 | 13.19% | 11836.3945 | 6.649% | 0 | 87305.0234 | 49.04% | 30682.9961 | 17.24% | 102992.8125 | 57.85% | 75033.5156 | 54142.2344 | 30.41% | 123884.0938 | 111507.5781 | 62.64% | 66518.75 | 149352.2344 | 83.89% | 28674.0938 | 91733.8203 | 51.53% | 86292.5078 | 10506.6719 | 5.902% | 167519.6562
174 | Warnerville | SPGE | {'Riverbank': 6.1, 'Ripon': 18.8, 'UltraPower Chinese Station': 19.9, 'Peoria': 20.0, 'Bellota': 22.1, 'Westley': 24.8, 'Vierra': 26.1, 'Weber': 26.9} | 315560.4062 | 44540.2031 | 14.11% | 271020.2031 | 85.89% | 63852.1406 | 20.23% | 185870 | 58.9% | 11.6 | 120580.6641 | 38.21% | 74979.6719 | 23.76% | 0 | 12751.8477 | 4.041% | 0 | 0% | 200065.75 | 63.4% | 115494.6562 | 50361.707 | 15.96% | 265198.6992 | 95870.3594 | 30.38% | 219690.0469 | 227907.2656 | 72.22% | 87653.1406 | 83359.1328 | 26.42% | 232201.2734 | 25173.6797 | 7.977% | 290386.7266
175 | Riverbank | SPGE | {'Warnerville': 6.1, 'Ripon': 13.1, 'Bellota': 18.0, 'Vierra': 20.1, 'Weber': 20.9, 'Westley': 20.9, 'Peoria': 24.2, 'UltraPower Chinese Station': 24.6, 'Lockeford': 27.7, 'Stagg': 28.6} | 319614.25 | 49318.1484 | 15.43% | 270296.1016 | 84.57% | 42001.2188 | 13.14% | 194415.3438 | 60.83% | 14.4889 | 115822.3594 | 36.24% | 115978.8672 | 36.29% | 1 | 3768.7268 | 1.179% | 0 | 0% | 173572.3281 | 54.31% | 146041.9219 | 29557.9277 | 9.248% | 290056.3223 | 75655.8203 | 23.67% | 243958.4297 | 203717.9219 | 63.74% | 115896.3281 | 53441.3398 | 16.72% | 266172.9102 | 17859.502 | 5.588% | 301754.748
176 | Pease | NORTHERN CALIFORNIA | {'East Marysville': 5.4, 'Olivehurst': 8.3, 'Honcut': 11.0, 'Rio Oso': 19.3, 'Palermo': 21.1, 'Wyandotte': 23.1, 'Thermalito': 23.8, 'Table Mountain': 26.6} | 309650.375 | 28809.459 | 9.304% | 280840.916 | 90.7% | 18664.8516 | 6.028% | 242512.0859 | 78.32% | 12.0847 | 86864.125 | 28.05% | 146082.9688 | 47.18% | 0 | 155.4697 | 0.05021% | 0 | 0% | 148751.6562 | 48.04% | 160898.7188 | 35096.7617 | 11.33% | 274553.6133 | 105053.5938 | 33.93% | 204596.7812 | 214572.8906 | 69.3% | 95077.4844 | 13447.916 | 4.343% | 296202.459 | 26429.1289 | 8.535% | 283221.2461
177 | Rio Oso | NORTHERN CALIFORNIA | {'Pleasant Grove': 11.6, 'Olivehurst': 11.6, 'East Marysville': 16.6, 'Pease': 19.3, 'Higgins': 21.6, 'Woodland': 23.7, 'Gold Hill': 26.2, 'Honcut': 27.5} | 296749.2812 | 46009.3594 | 15.5% | 250739.9219 | 84.5% | 12330.4404 | 4.155% | 229541.7627 | 77.35% | 15 | 87536.5859 | 29.5% | 115797.1406 | 39.02% | 0 | 18176.0625 | 6.125% | 0 | 0% | 124599.9922 | 41.99% | 172149.2891 | 10794.2861 | 3.638% | 285954.9951 | 97745.0156 | 32.94% | 199004.2656 | 194985.5312 | 65.71% | 101763.75 | 10220.1084 | 3.444% | 286529.1729 | 48766.6484 | 16.43% | 247982.6328
178 | Alpaugh | SPGE | {'Olive': 4.6, 'Corcoran': 11.5, 'Smyrna': 17.0, 'Vestal': 22.5, 'GWF Hanford Sw Sta': 23.7, 'Semitropic': 25.1, 'Charca': 25.6, 'Goose Lake': 25.9, 'Rector': 26.4, 'Leprino Jct': 28.4, 'Arco': 28.7} | 367097.8438 | 118484.7344 | 32.28% | 248613.1094 | 67.72% | 97956.0391 | 26.68% | 245729.0547 | 66.94% | 8 | 136094.0625 | 37.07% | 166201.7969 | 45.27% | 1 | 0 | 0% | 0 | 0% | 102428.9375 | 27.9% | 264668.9062 | 32185.7402 | 8.768% | 334912.1035 | 63951.3594 | 17.42% | 303146.4844 | 141078.125 | 38.43% | 226019.7188 | 42.06 | 0.01146% | 367055.7837 | 19401.3574 | 5.285% | 347696.4863
179 | Rector | GREATER TEHACHAPI | {'Springville': 21.8, 'Reedley': 22.0, 'Corcoran': 22.0, 'GWF Hanford Sw Sta': 22.6, 'Kingsburg': 22.7, 'Wahtoke': 24.4, 'Alpaugh': 26.4} | 326406.3125 | 83911.0859 | 25.71% | 242495.2266 | 74.29% | 19453.0762 | 5.96% | 232668.6113 | 71.28% | 14.0879 | 99111.2422 | 30.36% | 158983.0469 | 48.71% | 1 | 5161.9429 | 1.581% | 0 | 0% | 50842.2031 | 15.58% | 275564.1094 | 51380.8047 | 15.74% | 275025.5078 | 67296.9141 | 20.62% | 259109.3984 | 104113.5703 | 31.9% | 222292.7422 | 21035.0645 | 6.444% | 305371.248 | 9088.626 | 2.784% | 317317.6865
180 | Springville | GREATER TEHACHAPI | {'Vestal': 20.1, 'Rector': 21.8} | 261112.7969 | 53606.8789 | 20.53% | 207505.918 | 79.47% | 83059.2969 | 31.81% | 123138.4688 | 47.16% | 14.7766 | 63130.3945 | 24.18% | 40201.7031 | 15.4% | 0 | 124639.6328 | 47.73% | 0 | 0% | 142826.7812 | 54.7% | 118286.0156 | 17923.3066 | 6.864% | 243189.4902 | 33310.3672 | 12.76% | 227802.4297 | 163134.2812 | 62.48% | 97978.5156 | 112425.6953 | 43.06% | 148687.1016 | 11355.9863 | 4.349% | 249756.8105
181 | Vestal | GREATER TEHACHAPI | {'Springville': 20.1, 'Olive': 20.6, 'Poso Mountain': 20.8, 'Charca': 21.0, 'Smyrna': 22.5, 'Alpaugh': 22.5, 'Lerdo': 23.9, 'Semitropic': 25.9, 'Shafter': 26.1, 'Sycamore': 27.4, 'Kern Oil': 27.9, '7th Standard': 27.9, 'Rio Bravo': 29.3} | 387724.0312 | 106055.8438 | 27.35% | 281668.1875 | 72.65% | 64954.2969 | 16.75% | 285429.0156 | 73.62% | 10 | 96679.5938 | 24.94% | 147152.6719 | 37.95% | 1 | 86931.0234 | 22.42% | 0 | 0% | 146878.4062 | 37.88% | 240845.625 | 29569.2324 | 7.626% | 358154.7988 | 49225.7734 | 12.7% | 338498.2578 | 176013.8125 | 45.4% | 211710.2188 | 76984.2656 | 19.86% | 310739.7656 | 8203.4639 | 2.116% | 379520.5674
182 | UltraPower Chinese Station | NORTHERN CALIFORNIA | {'Peoria': 2.3, 'Curtis': 11.1, 'Warnerville': 19.9, 'Riverbank': 24.6} | 206129.75 | 8795.8174 | 4.267% | 197333.9326 | 95.73% | 60466.1719 | 29.33% | 123156.0312 | 59.75% | 10.6256 | 14452.9424 | 7.012% | 2648.8008 | 1.285% | 0 | 88835.5859 | 43.1% | 2486.1445 | 1.206% | 155991.2812 | 75.68% | 50138.4688 | 63222.7148 | 30.67% | 142907.0352 | 74866.3047 | 36.32% | 131263.4453 | 174096.8594 | 84.46% | 32032.8906 | 143804.6406 | 69.76% | 62325.1094 | 17644.2109 | 8.56% | 188485.5391
183 | Curtis | NORTHERN CALIFORNIA | {'Peoria': 10.9, 'UltraPower Chinese Station': 11.1, 'Donnells': 24.4} | 151967.0469 | 15918.9043 | 10.48% | 136048.1426 | 89.52% | 24823.6777 | 16.33% | 100457.7754 | 66.1% | 13.6838 | 509.4279 | 0.3352% | 190.3812 | 0.1253% | 0 | 104832.6562 | 68.98% | 35241.9844 | 23.19% | 62309.9531 | 41% | 89657.0938 | 51760.9375 | 34.06% | 100206.1094 | 71482.3125 | 47.04% | 80484.7344 | 105993.1328 | 69.75% | 45973.9141 | 88766.5156 | 58.41% | 63200.5312 | 4046.156 | 2.663% | 147920.8909
184 | Peoria | NORTHERN CALIFORNIA | {'UltraPower Chinese Station': 2.3, 'Curtis': 10.9, 'Warnerville': 20.0, 'Riverbank': 24.2, 'Bellota': 29.2} | 201483.2188 | 8698.0215 | 4.317% | 192785.1973 | 95.68% | 60091.8945 | 29.82% | 119253.6211 | 59.19% | 10.1111 | 11463.0498 | 5.689% | 2061.5527 | 1.023% | 0 | 92392.4844 | 45.86% | 3160.0103 | 1.568% | 151690.8125 | 75.29% | 49792.4062 | 59399.2188 | 29.48% | 142084 | 74418.0234 | 36.94% | 127065.1953 | 170403.2188 | 84.57% | 31080 | 142795.2969 | 70.87% | 58687.9219 | 17022.0469 | 8.448% | 184461.1719
185 | Moorpark | GREATER LA METRO | {'Santa Clara': 16.2, 'Mandalay': 20.4, 'Saugus': 21.1, 'Pardee': 21.3, 'Sylmar': 23.1} | 149620.125 | 37277.8477 | 24.91% | 112342.2773 | 75.09% | 22165.3672 | 14.81% | 101068.1875 | 67.55% | 13 | 16248.793 | 10.86% | 32081.2715 | 21.44% | 0 | 8818.8916 | 5.894% | 101067.6094 | 67.55% | 57648.3516 | 38.53% | 91971.7734 | 9826.7021 | 6.568% | 139793.4229 | 28521.4316 | 19.06% | 121098.6934 | 77055.8672 | 51.5% | 72564.2578 | 31950.5078 | 21.35% | 117669.6172 | 13458.3721 | 8.995% | 136161.7529
186 | Santa Clara | GREATER LA METRO | {'Mandalay': 7.5, 'Moorpark': 16.2} | 145560.4531 | 48732.9062 | 33.48% | 96827.5469 | 66.52% | 23872.9727 | 16.4% | 102109.7539 | 70.15% | 11.3609 | 16484.4531 | 11.32% | 26500.6465 | 18.21% | 0 | 6211.2861 | 4.267% | 95212.5781 | 65.41% | 41410.0625 | 28.45% | 104150.3906 | 10080.9854 | 6.926% | 135479.4678 | 20262.9941 | 13.92% | 125297.459 | 56634.1523 | 38.91% | 88926.3008 | 35140.3789 | 24.14% | 110420.0742 | 10395.8916 | 7.142% | 135164.5615
187 | Davis | NORTHERN CALIFORNIA | {'Woodland': 9.3, 'Vaca Dixon': 14.2, 'Putah Creek': 14.2, 'Peabody': 22.0, 'Grand Island': 23.0, 'Shilo III': 26.7, 'Birds Landing': 29.5, 'Pleasant Grove': 30.0} | 276197.4688 | 19974.5078 | 7.232% | 256222.9609 | 92.77% | 21529.9668 | 7.795% | 231280.9707 | 83.74% | 10 | 55805.1172 | 20.2% | 182892.2812 | 66.22% | 0 | 329.8426 | 0.1194% | 0 | 0% | 93215.2344 | 33.75% | 182982.2344 | 37336.4414 | 13.52% | 238861.0273 | 61832.9688 | 22.39% | 214364.5 | 124516.9922 | 45.08% | 151680.4766 | 427.6646 | 0.1548% | 275769.8041 | 14897.5225 | 5.394% | 261299.9463
188 | Putah Creek | NORTHERN CALIFORNIA | {'Vaca Dixon': 9.3, 'Davis': 14.2, 'Peabody': 16.4, 'Woodland': 16.7, 'Tulucay': 24.1, 'Shilo III': 25.7, 'Birds Landing': 28.9, 'Grand Island': 29.8} | 252904.6719 | 22463.9023 | 8.882% | 230440.7695 | 91.12% | 14619.0654 | 5.78% | 208791.8252 | 82.56% | 10.3982 | 25218.9336 | 9.972% | 126532.4766 | 50.03% | 0 | 70341.0625 | 27.81% | 0 | 0% | 128447.6484 | 50.79% | 124457.0234 | 18455.5273 | 7.297% | 234449.1445 | 20654.3887 | 8.167% | 232250.2832 | 140239.4062 | 55.45% | 112665.2656 | 49983.2773 | 19.76% | 202921.3945 | 10159.665 | 4.017% | 242745.0068
189 | East Marysville | NORTHERN CALIFORNIA | {'Olivehurst': 5.0, 'Pease': 5.4, 'Honcut': 11.0, 'Rio Oso': 16.6, 'Palermo': 20.2, 'Wyandotte': 22.7, 'Thermalito': 24.5, 'Higgins': 26.6, 'Pleasant Grove': 27.3, 'Table Mountain': 27.4, 'Brunswick': 28.6} | 294514.5 | 31942.3633 | 10.85% | 262572.1367 | 89.15% | 18811.1055 | 6.387% | 208141.3008 | 70.67% | 14.1111 | 80816.5234 | 27.44% | 115686.7109 | 39.28% | 0 | 22661.4863 | 7.695% | 0 | 0% | 154794.875 | 52.56% | 139719.625 | 20000.4766 | 6.791% | 274514.0234 | 66674.6797 | 22.64% | 227839.8203 | 203157.0625 | 68.98% | 91357.4375 | 24021.4941 | 8.156% | 270493.0059 | 31486.4121 | 10.69% | 263028.0879
190 | Olivehurst | NORTHERN CALIFORNIA | {'East Marysville': 5.0, 'Pease': 8.3, 'Rio Oso': 11.6, 'Honcut': 16.0, 'Pleasant Grove': 22.6, 'Higgins': 24.5, 'Palermo': 25.1, 'Wyandotte': 27.6, 'Brunswick': 28.9, 'Thermalito': 29.5} | 302941.3438 | 40249.5938 | 13.29% | 262691.75 | 86.71% | 17624.5645 | 5.818% | 230817.498 | 76.19% | 12.5 | 86544.2969 | 28.57% | 133048.5156 | 43.92% | 0 | 13400.4004 | 4.423% | 0 | 0% | 133617.25 | 44.11% | 169324.0938 | 22268.3125 | 7.351% | 280673.0312 | 87962.3125 | 29.04% | 214979.0312 | 192624.1094 | 63.58% | 110317.2344 | 13481.1279 | 4.45% | 289460.2158 | 32902.5312 | 10.86% | 270038.8125
191 | Morro Bay |  | {'Diablo': 10.9, 'Mustang': 12.2, 'San Luis Obispo': 14.7, 'Templeton': 15.9, 'Oceano': 24.4} | 127566.0312 | 9826.7764 | 7.703% | 117739.2549 | 92.3% | 29414.0625 | 23.06% | 87788.2344 | 68.82% | 9.4476 | 5016.9551 | 3.933% | 2076.4395 | 1.628% | 0 | 36922.5586 | 28.94% | 48022.2656 | 37.65% | 58033.2891 | 45.49% | 69532.7422 | 38248.8203 | 29.98% | 89317.2109 | 57030.7578 | 44.71% | 70535.2734 | 89113.3047 | 69.86% | 38452.7266 | 73833.0078 | 57.88% | 53733.0234 | 9480.3496 | 7.432% | 118085.6816
192 | Palomar | SAN DIEGO | {'Encina': 2.9, 'San Luis Rey': 6.7, 'Escondido': 9.9, 'Penasquitos': 14.6, 'Sycamore Canyon': 20.6, 'Kearny': 21.9, 'San Onofre': 23.0, 'Mission': 24.9, 'Old Town': 25.2, 'Talega': 28.1} | 28432.75 | 3036.822 | 10.68% | 25395.928 | 89.32% | 14.5626 | 0.05122% | 3406.2677 | 11.98% | 46.8936 | 6280.0132 | 22.09% | 1656.6768 | 5.827% | 0 | 25930.9824 | 91.2% | 907.1876 | 3.191% | 18846.2988 | 66.28% | 9586.4512 | 8565.4492 | 30.13% | 19867.3008 | 15555.8457 | 54.71% | 12876.9043 | 23616.2266 | 83.06% | 4816.5234 | 447.1126 | 1.573% | 27985.6374 | 1781.1805 | 6.265% | 26651.5695
193 | Margarita | GREATER LA METRO | {'Trabuco': 2.8, 'Capistrano': 3.4, 'Talega': 7.4, 'Viejo': 8.1, 'Santiago': 11.3, 'San Onofre': 13.1, 'Johanna': 17.2, 'Lee Lake (Proposed)': 17.2, 'Ellis': 20.4, 'Huntington Beach': 21.2, 'Serrano': 21.3, 'Villa Park': 21.8, 'Lewis': 23.7, 'Barre': 27.1, 'San Luis Rey': 28.8} | 28407.0098 | 1496.3945 | 5.268% | 26910.6152 | 94.73% | 10865.6357 | 38.25% | 11003.7588 | 38.74% | 32.5866 | 218.8078 | 0.7703% | 48.1012 | 0.1693% | 0 | 17032.4043 | 59.96% | 10079.8037 | 35.48% | 13815.0723 | 48.63% | 14591.9375 | 13661.375 | 48.09% | 14745.6348 | 16740.7969 | 58.93% | 11666.2129 | 24433.8926 | 86.01% | 3973.1172 | 16437.7617 | 57.87% | 11969.248 | 2207.0508 | 7.769% | 26199.959
194 | Huntington Beach |  | {'Ellis': 3.4, 'Johanna': 8.6, 'Alamitos': 10.8, 'Barre': 11.2, 'Lewis': 12.1, 'Santiago': 12.2, 'Villa Park': 14.3, 'Del Amo': 15.5, 'Long Beach': 16.5, 'Serrano': 16.6, 'Harborgen': 17.0, 'Hinson': 18.5, 'Trabuco': 18.5, 'Arcogen': 19.3, 'Viejo': 19.4, 'Lighthipe': 19.8, 'Capistrano': 20.2, 'Center': 20.8, 'Olinda': 20.9, 'Margarita': 21.2, 'Laguna Bell': 24.8, 'Walnut': 25.0, 'La Fresa': 25.6, 'Talega': 27.0, 'Redondo': 27.4, 'Mesa (SCE)': 28.0, 'El Nido': 28.5, 'Chino': 29.8} | 7228.2373 | 1273.8618 | 17.62% | 5954.3755 | 82.38% | 375.5302 | 5.195% | 735.1723 | 10.17% | 48 | 1.3018 | 0.01801% | 13.3868 | 0.1852% | 0 | 38.6285 | 0.5344% | 246.4979 | 3.41% | 106.7525 | 1.477% | 7121.4848 | 1496.214 | 20.7% | 5732.0233 | 5778.4712 | 79.94% | 1449.7661 | 5884.856 | 81.41% | 1343.3813 | 14.0803 | 0.1948% | 7214.157 | 404.5928 | 5.597% | 6823.6445
195 | Los Esteros | NORTHERN CALIFORNIA | {'Schulte Switching Station': 3.7, 'Newark': 5.9, 'Hicks': 13.5, 'East Shore': 17.0, 'Coyote': 17.5, 'Metcalf': 17.5, 'Cayetano': 23.2, 'Green Ridge Midway': 28.0, 'Tesla': 28.2} | 52974.3203 | 5424.5684 | 10.24% | 47549.752 | 89.76% | 22823.7148 | 43.08% | 26074.625 | 49.22% | 7 | 138.8996 | 0.2622% | 237.5208 | 0.4484% | 0 | 40409.1914 | 76.28% | 3125.8955 | 5.901% | 30645.3555 | 57.85% | 22328.9648 | 18239.2676 | 34.43% | 34735.0527 | 23496.6426 | 44.35% | 29477.6777 | 35567.2344 | 67.14% | 17407.0859 | 35171.9805 | 66.39% | 17802.3398 | 3920.1067 | 7.4% | 49054.2136
196 | Birds Landing | NORTHERN CALIFORNIA | {'Shilo III': 3.2, 'Pittsburg': 7.1, 'Contra Costa': 9.0, 'Lone Tree': 12.9, 'Peabody': 13.5, 'Clayton': 14.6, 'Grand Island': 15.0, 'Brentwood': 16.5, 'Martinez': 17.3, 'Vaca Dixon': 19.7, 'Carquinez': 22.9, 'Delta Switching Yard': 25.1, 'Eight Mile': 25.1, 'Tulucay': 25.3, 'Kelso': 25.8, 'Cayetano': 26.9, 'Stagg': 27.8, 'Putah Creek': 28.9, 'Davis': 29.5} | 187044.0156 | 33383.3242 | 17.85% | 153660.6914 | 82.15% | 45592.5469 | 24.38% | 127994.6562 | 68.43% | 7.0086 | 56559.9961 | 30.24% | 41127.0586 | 21.99% | 0 | 5297.8481 | 2.832% | 170.5393 | 0.09118% | 22652.0957 | 12.11% | 164391.9199 | 69424.625 | 37.12% | 117619.3906 | 68227.0547 | 36.48% | 118816.9609 | 89246.5859 | 47.71% | 97797.4297 | 7985.8857 | 4.27% | 179058.1299 | 45334.2461 | 24.24% | 141709.7695
197 | Cayetano | NORTHERN CALIFORNIA | {'Delta Switching Yard': 9.3, 'Kelso': 10.0, 'Green Ridge Midway': 10.1, 'Tesla': 11.4, 'Brentwood': 13.5, 'Lone Tree': 14.4, 'Clayton': 17.8, 'Contra Costa': 18.0, 'Newark': 20.2, 'East Shore': 20.5, 'Pittsburg': 21.7, 'Los Esteros': 23.2, 'Martinez': 26.8, 'Schulte Switching Station': 26.9, 'Birds Landing': 26.9, 'Vierra': 27.5, 'Stagg': 29.0} | 180988.1875 | 6500.5581 | 3.592% | 174487.6294 | 96.41% | 41755.8477 | 23.07% | 120756.9648 | 66.72% | 12.2283 | 9098.0742 | 5.027% | 16407.0488 | 9.065% | 0 | 66964.5547 | 37% | 20330.0488 | 11.23% | 111957.1016 | 61.86% | 69031.0859 | 107216.6875 | 59.24% | 73771.5 | 123170.0547 | 68.05% | 57818.1328 | 155132.6094 | 85.71% | 25855.5781 | 62890.2461 | 34.75% | 118097.9414 | 12244.7109 | 6.765% | 168743.4766
198 | Silvergate | SAN DIEGO | {'Old Town': 5.7, 'Mission': 6.1, 'Bay Boulevard': 6.6, 'Miguel': 9.4, 'Kearny': 9.5, 'Otay Mesa': 15.9, 'Penasquitos': 16.0, 'Sycamore Canyon': 16.6, 'Suncrest': 28.0, 'Escondido': 29.7} | 14932.4248 | 1094.7352 | 7.331% | 13837.6896 | 92.67% | 474.0351 | 3.175% | 6271.502 | 42% | 25 | 0 | 0% | 0 | 0% | 0 | 7128.0737 | 47.74% | 1767.9711 | 11.84% | 1892.9945 | 12.68% | 13039.4303 | 9595.4502 | 64.26% | 5336.9746 | 12868.7383 | 86.18% | 2063.6865 | 13819.2822 | 92.55% | 1113.1426 | 4080.2261 | 27.32% | 10852.1987 | 706.561 | 4.732% | 14225.8638
199 | Richmond | NORTHERN CALIFORNIA | {} | 238425.7656 | 51324.6836 | 21.53% | 187101.082 | 78.47% | 116498.1875 | 48.86% | 104280.8594 | 43.74% | 6.6648 | 18667.5273 | 7.829% | 0 | 0% | 0 | 202714.6562 | 85.02% | 0 | 0% | 72816.125 | 30.54% | 165609.6406 | 50432.7852 | 21.15% | 187992.9805 | 45674.9883 | 19.16% | 192750.7773 | 120555.1172 | 50.56% | 117870.6484 | 124415.2031 | 52.18% | 114010.5625 | 22108.8086 | 9.273% | 216316.957
200 | Rancho Vista | GREATER LA METRO | {'Etiwanda': 0.4, 'Mira Loma': 5.8, 'Padua': 6.4, 'Chino': 10.3, 'Vista': 12.8, 'San Bernardino': 17.0, 'Lugo': 21.4, 'Serrano': 23.1, 'Lee Lake (Proposed)': 23.8, 'Olinda': 24.3, 'Walnut': 24.5, 'Villa Park': 25.5, 'Rio Hondo': 25.6, 'El Casco': 27.6, 'Lewis': 28.4, 'Viejo': 29.7, 'Victor': 29.9} | 25685.2148 | 4167.7632 | 16.23% | 21517.4517 | 83.77% | 2298.7476 | 8.95% | 14108.7251 | 54.93% | 38 | 579.6761 | 2.257% | 1703.5291 | 6.632% | 0 | 6941.0542 | 27.02% | 13067.3486 | 50.87% | 15189.748 | 59.14% | 10495.4668 | 11193.7666 | 43.58% | 14491.4482 | 12653.9131 | 49.27% | 13031.3018 | 19587.5664 | 76.26% | 6097.6484 | 5700.6284 | 22.19% | 19984.5864 | 4126.3486 | 16.07% | 21558.8662
201 | Thermalito | NORTHERN CALIFORNIA | {'Table Mountain': 2.9, 'Wyandotte': 5.1, 'Palermo': 7.4, 'Honcut': 13.5, 'Pease': 23.8, 'East Marysville': 24.5, 'Olivehurst': 29.5} | 283015.4688 | 24957.0059 | 8.818% | 258058.4629 | 91.18% | 31582.1289 | 11.16% | 191526.8086 | 67.67% | 13.3301 | 121298.6094 | 42.86% | 39414.8633 | 13.93% | 0 | 57983.6016 | 20.49% | 16265.0361 | 5.747% | 174815.4844 | 61.77% | 108199.9844 | 41674.4883 | 14.73% | 241340.9805 | 136406.25 | 48.2% | 146609.2188 | 236650.2031 | 83.62% | 46365.2656 | 45802.832 | 16.18% | 237212.6367 | 36777.4922 | 12.99% | 246237.9766
202 | Martinez | NORTHERN CALIFORNIA | {'Carquinez': 8.9, 'Clayton': 9.4, 'Pittsburg': 12.0, 'Birds Landing': 17.3, 'Tulucay': 18.1, 'Shilo III': 18.1, 'Contra Costa': 18.2, 'Lone Tree': 20.0, 'Peabody': 20.3, 'Ignacio': 23.5, 'Brentwood': 24.9, 'Martin (San Francisco H)': 26.8, 'Cayetano': 26.8, 'East Shore': 26.9, 'Vaca Dixon': 28.7} | 71052.9141 | 10306.5303 | 14.51% | 60746.3838 | 85.49% | 11123.3115 | 15.65% | 39593.1025 | 55.72% | 52 | 1508.876 | 2.124% | 817.2856 | 1.15% | 0 | 22574.7148 | 31.77% | 5777.335 | 8.131% | 25349.1758 | 35.68% | 45703.7383 | 32109.3066 | 45.19% | 38943.6074 | 38973.6094 | 54.85% | 32079.3047 | 55646.1758 | 78.32% | 15406.7383 | 14729.2666 | 20.73% | 56323.6475 | 17235.4316 | 24.26% | 53817.4824
203 | Lone Tree | NORTHERN CALIFORNIA | {'Contra Costa': 3.9, 'Brentwood': 4.9, 'Pittsburg': 9.7, 'Clayton': 11.4, 'Delta Switching Yard': 12.6, 'Birds Landing': 12.9, 'Kelso': 13.4, 'Cayetano': 14.4, 'Shilo III': 16.1, 'Green Ridge Midway': 17.9, 'Tesla': 19.3, 'Martinez': 20.0, 'Grand Island': 21.8, 'Eight Mile': 22.3, 'Stagg': 22.6, 'Peabody': 26.1, 'Weber': 28.4, 'Carquinez': 28.4, 'Vierra': 28.4, 'East Shore': 29.5} | 185411.2031 | 21880.5117 | 11.8% | 163530.6914 | 88.2% | 50301.0234 | 27.13% | 115036.8984 | 62.04% | 7.1151 | 35691.5547 | 19.25% | 48478.2617 | 26.15% | 0 | 32682.9023 | 17.63% | 7157.2075 | 3.86% | 63848.0859 | 34.44% | 121563.1172 | 82151.9922 | 44.31% | 103259.2109 | 84500.2891 | 45.57% | 100910.9141 | 112350.1641 | 60.6% | 73061.0391 | 16067.418 | 8.666% | 169343.7852 | 25206.5156 | 13.59% | 160204.6875
204 | Delta PP | NORTHERN CALIFORNIA | {'Kelso': 1.0, 'Green Ridge Midway': 5.4, 'Tesla': 6.8, 'Brentwood': 8.7, 'Cayetano': 9.3, 'Lone Tree': 12.6, 'Contra Costa': 16.3, 'Vierra': 18.9, 'Stagg': 19.9, 'Clayton': 21.4, 'Pittsburg': 22.2, 'Eight Mile': 22.3, 'Weber': 22.4, 'Birds Landing': 25.1, 'Ripon': 26.1, 'Westley': 27.4, 'Shilo III': 28.3, 'Newark': 28.8, 'East Shore': 29.7, 'Grand Island': 29.8} | 255390.8906 | 5036.3013 | 1.972% | 250354.5894 | 98.03% | 70561.3516 | 27.63% | 154944.4453 | 60.67% | 11.8189 | 17640.6836 | 6.907% | 96277.0625 | 37.7% | 0 | 45571.0586 | 17.84% | 6327.7568 | 2.478% | 120034.0156 | 47% | 135356.875 | 106504.7422 | 41.7% | 148886.1484 | 113240.7266 | 44.34% | 142150.1641 | 157985.7344 | 61.86% | 97405.1562 | 43001.5312 | 16.84% | 212389.3594 | 17269.0195 | 6.762% | 238121.8711
205 | Green Ridge Midway | NORTHERN CALIFORNIA | {'Tesla': 1.6, 'Kelso': 5.0, 'Delta Switching Yard': 5.4, 'Cayetano': 10.1, 'Brentwood': 14.2, 'Vierra': 17.8, 'Lone Tree': 17.9, 'Contra Costa': 21.7, 'Stagg': 22.5, 'Weber': 23.2, 'Westley': 23.2, 'Ripon': 24.2, 'Clayton': 25.7, 'Eight Mile': 25.7, 'Newark': 26.8, 'Pittsburg': 27.3, 'Los Esteros': 28.0, 'East Shore': 29.8} | 262292.6562 | 3929.1458 | 1.498% | 258363.5105 | 98.5% | 87199.2422 | 33.25% | 149604.1172 | 57.04% | 12.553 | 14389.3984 | 5.486% | 86856.3359 | 33.11% | 0 | 52160.7812 | 19.89% | 2277.2227 | 0.8682% | 141448.3281 | 53.93% | 120844.3281 | 109692.625 | 41.82% | 152600.0312 | 116249.75 | 44.32% | 146042.9062 | 176177.0469 | 67.17% | 86115.6094 | 69662.1562 | 26.56% | 192630.5 | 14384.1758 | 5.484% | 247908.4805
206 | Inyo | GREATER KRAMER | {'Control': 2.2} | 49617.7383 | 7770.6191 | 15.66% | 41847.1191 | 84.34% | 39286.8477 | 79.18% | 8168.2969 | 16.46% | 4.681 | 393.8813 | 0.7938% | 0 | 0% | 0 | 31746.5293 | 63.98% | 0 | 0% | 0 | 0% | 49617.7383 | 14449.4658 | 29.12% | 35168.2725 | 18720.2578 | 37.73% | 30897.4805 | 19907.1738 | 40.12% | 29710.5645 | 33452.168 | 67.42% | 16165.5703 | 3396.0015 | 6.844% | 46221.7368
207 | Control | GREATER KRAMER | {'Inyo': 2.2} | 45371.0117 | 6863.291 | 15.13% | 38507.7207 | 84.87% | 35441.5977 | 78.12% | 7697.6055 | 16.97% | 4.4419 | 353.6671 | 0.7795% | 0 | 0% | 0 | 32448.543 | 71.52% | 0 | 0% | 0 | 0% | 45371.0117 | 12524.5664 | 27.6% | 32846.4453 | 17144.0332 | 37.79% | 28226.9785 | 17982.2754 | 39.63% | 27388.7363 | 30265.6758 | 66.71% | 15105.3359 | 3388.7456 | 7.469% | 41982.2661
208 | Big Creek | SPGE | {} | 146211.6406 | 5271.041 | 3.605% | 140940.5996 | 96.39% | 101812.7188 | 69.63% | 31706.4062 | 21.69% | 8.5452 | 5.5599 | 0.003803% | 0 | 0% | 0 | 78476.8438 | 53.67% | 45521.0859 | 31.13% | 32647.7617 | 22.33% | 113563.8789 | 85621.2266 | 58.56% | 60590.4141 | 63790.6758 | 43.63% | 82420.9648 | 105814.875 | 72.37% | 40396.7656 | 102375.2734 | 70.02% | 43836.3672 | 6197.9946 | 4.239% | 140013.646
209 | Moss Landing |  | {'Coyote': 28.7, 'Metcalf': 28.9} | 125230.5 | 19840.2441 | 15.84% | 105390.2559 | 84.16% | 19904.377 | 15.89% | 70050.2559 | 55.94% | 19.0915 | 7961.5854 | 6.358% | 40959.2344 | 32.71% | 1 | 25968.1738 | 20.74% | 12145.6875 | 9.699% | 38331.9219 | 30.61% | 86898.5781 | 26870.2793 | 21.46% | 98360.2207 | 41390.0703 | 33.05% | 83840.4297 | 70873.5781 | 56.59% | 54356.9219 | 21486.2812 | 17.16% | 103744.2188 | 7742.4126 | 6.183% | 117488.0874
210 | Cal Ave | SPGE | {'Malaga': 2.8, 'West Fresno': 3.0, 'Kearney': 6.6, 'Sanger': 8.5, 'McCall': 10.2, 'Gregg': 12.5, 'Mc Mullin': 15.2, 'Borden': 18.6, 'Wahtoke': 18.7, 'Kingsburg': 18.9, 'Reedley': 22.9, 'Helm': 24.5} | 274469.75 | 70109.9609 | 25.54% | 204359.7891 | 74.46% | 2586.1182 | 0.9422% | 167908.9443 | 61.18% | 21.875 | 65421.9961 | 23.84% | 169705.5312 | 61.83% | 0 | 0 | 0% | 0 | 0% | 30111.2832 | 10.97% | 244358.4668 | 29652.4473 | 10.8% | 244817.3027 | 29515.3184 | 10.75% | 244954.4316 | 41522.3828 | 15.13% | 232947.3672 | 4000.1804 | 1.457% | 270469.5696 | 13772.3916 | 5.018% | 260697.3584
211 | Poso Mountain | SPGE | {'Sycamore': 7.6, 'Kern Oil': 8.9, 'California Water': 10.0, 'Columbus': 11.1, 'Lerdo': 11.7, 'Bakersfield': 12.2, '7th Standard': 12.8, 'Westpark': 13.6, 'Magunden': 13.8, 'Rosedale': 14.3, 'Kern Power': 14.7, 'Renfro': 16.6, 'Stockdale': 17.8, 'Lamont': 18.9, 'Rio Bravo': 18.9, 'Regulus': 18.9, 'Tevis': 19.2, 'Shafter': 20.5, 'Vestal': 20.8, 'Charca': 21.0, 'Grimway': 22.2, 'Tupman': 22.6, 'Semitropic': 27.1, 'Norco': 27.3, 'Midway': 29.9} | 332027.0625 | 50971.1406 | 15.35% | 281055.9219 | 84.65% | 83503.3281 | 25.15% | 237315.8594 | 71.47% | 7.6338 | 5779.8457 | 1.741% | 69991.0469 | 21.08% | 1 | 153859.875 | 46.34% | 0 | 0% | 209844.9688 | 63.2% | 122182.0938 | 59770.5156 | 18% | 272256.5469 | 86686.8672 | 26.11% | 245340.1953 | 215912.7656 | 65.03% | 116114.2969 | 133738.6719 | 40.28% | 198288.3906 | 4942.8208 | 1.489% | 327084.2417
212 | Walnut | GREATER LA METRO | {'Olinda': 4.6, 'Rio Hondo': 6.9, 'Mesa (SCE)': 9.4, 'Center': 10.5, 'Laguna Bell': 11.6, 'Goodrich': 12.6, 'Del Amo': 13.9, 'Barre': 13.9, 'Lewis': 14.0, 'Villa Park': 14.9, 'Serrano': 15.4, 'Lighthipe': 15.6, 'Chino': 15.6, 'Alamitos': 18.8, 'Padua': 19.4, 'Gould': 20.0, 'Hinson': 20.4, 'Johanna': 21.1, 'Arcogen': 21.4, 'Mira Loma': 22.1, 'Ellis': 22.3, 'Harborgen': 22.5, 'Long Beach': 23.0, 'La Fresa': 24.0, 'Rancho Vista': 24.5, 'La Cienega': 24.6, 'Etiwanda': 24.9, 'Huntington Beach': 25.0, 'El Nido': 25.5, 'Santiago': 25.9, 'Chevmain': 27.0, 'Redondo': 27.5, 'El Segundo': 28.0, 'Viejo': 29.4} | 11057.1865 | 1867.355 | 16.89% | 9189.8315 | 83.11% | 3386.4917 | 30.63% | 6294.6255 | 56.93% | 9.8378 | 40.8893 | 0.3698% | 0 | 0% | 0 | 644.1115 | 5.825% | 10413.1328 | 94.18% | 4004.3521 | 36.21% | 7052.8345 | 2398.3071 | 21.69% | 8658.8794 | 3875.8838 | 35.05% | 7181.3027 | 7737.5186 | 69.98% | 3319.668 | 5133.814 | 46.43% | 5923.3726 | 2482.1958 | 22.45% | 8574.9907
213 | Chevmain | GREATER LA METRO | {'El Segundo': 1.2, 'El Nido': 1.8, 'Redondo': 3.8, 'La Fresa': 4.6, 'La Cienega': 6.9, 'Arcogen': 10.9, 'Hinson': 11.9, 'Harborgen': 13.2, 'Lighthipe': 13.2, 'Long Beach': 13.9, 'Laguna Bell': 15.5, 'Center': 17.2, 'Del Amo': 18.0, 'Mesa (SCE)': 19.2, 'Alamitos': 19.9, 'Goodrich': 24.9, 'Barre': 25.1, 'Gould': 25.2, 'Walnut': 27.0, 'Olinda': 27.8, 'Rio Hondo': 28.0, 'Sylmar': 28.3, 'Lewis': 29.7} | 4313.1191 | 1325.9713 | 30.74% | 2987.1478 | 69.26% | 376.6052 | 8.732% | 2570.1734 | 59.59% | 11.4413 | 0 | 0% | 0 | 0% | 0 | 765.7772 | 17.75% | 58.11 | 1.347% | 61.7161 | 1.431% | 4251.403 | 124.8791 | 2.895% | 4188.2401 | 2541.6357 | 58.93% | 1771.4834 | 2603.3518 | 60.36% | 1709.7673 | 314.455 | 7.291% | 3998.6642 | 143.1131 | 3.318% | 4170.0061
214 | Long Beach |  | {'Harborgen': 0.9, 'Arcogen': 3.7, 'Hinson': 3.7, 'Alamitos': 7.3, 'Lighthipe': 8.4, 'Del Amo': 9.3, 'La Fresa': 9.5, 'Redondo': 11.0, 'El Nido': 12.4, 'Center': 13.2, 'Chevmain': 13.9, 'Barre': 14.3, 'El Segundo': 15.0, 'Laguna Bell': 15.2, 'Huntington Beach': 16.5, 'Ellis': 17.2, 'La Cienega': 18.4, 'Lewis': 19.0, 'Mesa (SCE)': 19.8, 'Olinda': 21.4, 'Johanna': 21.8, 'Villa Park': 22.8, 'Walnut': 23.0, 'Serrano': 25.4, 'Santiago': 27.2, 'Rio Hondo': 27.3, 'Goodrich': 27.7} | 7501.6582 | 2300.1008 | 30.66% | 5201.5574 | 69.34% | 953.3958 | 12.71% | 3019.6032 | 40.25% | 55.5 | 0 | 0% | 0 | 0% | 0 | 136.4639 | 1.819% | 0 | 0% | 10.7529 | 0.1433% | 7490.9053 | 699.8162 | 9.329% | 6801.842 | 5142.2021 | 68.55% | 2359.4561 | 5152.9551 | 68.69% | 2348.7031 | 0 | 0% | 7501.6582 | 32.5015 | 0.4333% | 7469.1567
215 | Pit 1 | NORTHERN CALIFORNIA | {'Cove Rd': 23.9, 'Round Mountain': 26.2} | 284755.4688 | 57899.668 | 20.33% | 226855.8008 | 79.67% | 140752.0625 | 49.43% | 131565.4688 | 46.2% | 5.6983 | 30078.0625 | 10.56% | 0.10168 | 3.571e-05% | 0 | 236156.3906 | 82.93% | 0 | 0% | 82903.8906 | 29.11% | 201851.5781 | 62085.7734 | 21.8% | 222669.6953 | 59487.2344 | 20.89% | 225268.2344 | 127141.1953 | 44.65% | 157614.2734 | 155856.3125 | 54.73% | 128899.1562 | 19114.5371 | 6.713% | 265640.9316
216 | Cove Rd | NORTHERN CALIFORNIA | {'Round Mountain': 4.9, 'Pit 1': 23.9} | 249325.1875 | 26310.5547 | 10.55% | 223014.6328 | 89.45% | 135249.6406 | 54.25% | 105734.5312 | 42.41% | 4.8824 | 5610.0674 | 2.25% | 258.5916 | 0.1037% | 0 | 215537.8125 | 86.45% | 26327.5059 | 10.56% | 129489.1797 | 51.94% | 119836.0078 | 53489.1953 | 21.45% | 195835.9922 | 62041.4766 | 24.88% | 187283.7109 | 160930.1094 | 64.55% | 88395.0781 | 159171.5781 | 63.84% | 90153.6094 | 16884.8516 | 6.772% | 232440.3359
217 | Drum | NORTHERN CALIFORNIA | {'Brunswick': 14.5, 'Summit': 21.2, 'Higgins': 22.8} | 152464.4062 | 42396.2266 | 27.81% | 110068.1797 | 72.19% | 39659.3555 | 26.01% | 79926.7148 | 52.42% | 11.5263 | 246.9617 | 0.162% | 24.8551 | 0.0163% | 0 | 59825.9883 | 39.24% | 80926.6875 | 53.08% | 41159.7891 | 27% | 111304.6172 | 24196.2969 | 15.87% | 128268.1094 | 26568.8711 | 17.43% | 125895.5352 | 71857.125 | 47.13% | 80607.2812 | 56211.8945 | 36.87% | 96252.5117 | 4438.7256 | 2.911% | 148025.6807
218 | Vierra | NORTHERN CALIFORNIA | {'Ripon': 7.6, 'Weber': 8.6, 'Stagg': 14.0, 'Westley': 15.5, 'Tesla': 17.0, 'Green Ridge Midway': 17.8, 'Kelso': 18.0, 'Delta Switching Yard': 18.9, 'Eight Mile': 18.9, 'Riverbank': 20.1, 'Bellota': 20.7, 'Lockeford': 22.9, 'Brentwood': 23.5, 'Warnerville': 26.1, 'Cayetano': 27.5, 'Lone Tree': 28.4} | 289987.4688 | 30920.7031 | 10.66% | 259066.7656 | 89.34% | 27792.3008 | 9.584% | 202067.9961 | 69.68% | 16 | 49024.6484 | 16.91% | 202125.6094 | 69.7% | 0 | 0 | 0% | 0 | 0% | 81338.7891 | 28.05% | 208648.6797 | 39278.9922 | 13.55% | 250708.4766 | 39241.7578 | 13.53% | 250745.7109 | 100195.75 | 34.55% | 189791.7188 | 3201.5146 | 1.104% | 286785.9541 | 10577.0361 | 3.647% | 279410.4326
219 | Coyote | NORTHERN CALIFORNIA | {'Metcalf': 0.3, 'Hicks': 8.5, 'Schulte Switching Station': 15.7, 'Los Esteros': 17.5, 'Newark': 23.4, 'Moss Landing': 28.7} | 101896.6719 | 9816.6885 | 9.634% | 92079.9834 | 90.37% | 27959.6406 | 27.44% | 52511.3984 | 51.53% | 11.8421 | 2561.0713 | 2.513% | 1585.6637 | 1.556% | 0 | 65831.7812 | 64.61% | 24443.2305 | 23.99% | 73307.4609 | 71.94% | 28589.2109 | 25402.1016 | 24.93% | 76494.5703 | 42355 | 41.57% | 59541.6719 | 80668.4609 | 79.17% | 21228.2109 | 66057.9219 | 64.83% | 35838.75 | 3857.0278 | 3.785% | 98039.644
220 | Metcalf | NORTHERN CALIFORNIA | {'Coyote': 0.3, 'Hicks': 8.8, 'Schulte Switching Station': 15.7, 'Los Esteros': 17.5, 'Newark': 23.3, 'Moss Landing': 28.9} | 104077.6875 | 9524.5996 | 9.151% | 94553.0879 | 90.85% | 29326.1797 | 28.18% | 54549.3672 | 52.41% | 11.083 | 2504.8289 | 2.407% | 1572.4391 | 1.511% | 0 | 69492.8516 | 66.77% | 22979.4277 | 22.08% | 76109.875 | 73.13% | 27967.8125 | 26680.6602 | 25.64% | 77397.0273 | 42457.0508 | 40.79% | 61620.6367 | 82707.0234 | 79.47% | 21370.6641 | 69078.3516 | 66.37% | 34999.3359 | 3958.9163 | 3.804% | 100118.7712
221 | Diablo | SPGE | {'Morro Bay': 10.9, 'San Luis Obispo': 12.4, 'Mustang': 12.9, 'Oceano': 17.0, 'Templeton': 25.2, 'Mesa': 26.5} | 52444.3555 | 5027.2832 | 9.586% | 47417.0723 | 90.41% | 13240.0449 | 25.25% | 33593.1113 | 64.05% | 12.1114 | 2119.1084 | 4.041% | 2829.2021 | 5.395% | 0 | 22144.2891 | 42.22% | 17173.6602 | 32.75% | 9515.6738 | 18.14% | 42928.6816 | 7809.3521 | 14.89% | 44635.0034 | 34993.1875 | 66.72% | 17451.168 | 37003.8242 | 70.56% | 15440.5312 | 24447.082 | 46.62% | 27997.2734 | 4855.2471 | 9.258% | 47589.1084
222 | Coolwater | GREATER KRAMER | {'Tortilla': 10.0, 'Calcite': 23.9, 'Pisgah': 27.3} | 86639.1094 | 26348.2891 | 30.41% | 60290.8203 | 69.59% | 8347.2422 | 9.634% | 38347.0977 | 44.26% | 23.9231 | 1477.7441 | 1.706% | 3216.9939 | 3.713% | 0 | 0 | 0% | 0 | 0% | 52989.3477 | 61.16% | 33649.7617 | 27761.9844 | 32.04% | 58877.125 | 14698.5684 | 16.97% | 71940.541 | 55327.332 | 63.86% | 31311.7773 | 22306.2852 | 25.75% | 64332.8242 | 2434.6602 | 2.81% | 84204.4492
223 | San Onofre | GREATER LA METRO | {'Talega': 5.8, 'Capistrano': 11.8, 'Margarita': 13.1, 'Trabuco': 15.0, 'San Luis Rey': 16.8, 'Encina': 20.4, 'Viejo': 21.1, 'Palomar': 23.0, 'Santiago': 23.8, 'Lee Lake (Proposed)': 26.9, 'Johanna': 29.3} | 22249.3398 | 1042.7731 | 4.687% | 21206.5668 | 95.31% | 5714.5664 | 25.68% | 10910.1992 | 49.04% | 29.56 | 1030.9927 | 4.634% | 87.0637 | 0.3913% | 0 | 19566.4102 | 87.94% | 857.5692 | 3.854% | 10712.7451 | 48.15% | 11536.5947 | 12994.7412 | 58.41% | 9254.5986 | 14922.002 | 67.07% | 7327.3379 | 18852.416 | 84.73% | 3396.9238 | 11104.0283 | 49.91% | 11145.3115 | 1591.9573 | 7.155% | 20657.3826
224 | Woodland | NORTHERN CALIFORNIA | {'Davis': 9.3, 'Putah Creek': 16.7, 'Vaca Dixon': 21.0, 'Rio Oso': 23.7, 'Pleasant Grove': 26.4, 'Peabody': 29.5} | 314254.5312 | 13730.1299 | 4.369% | 300524.4014 | 95.63% | 29821.3477 | 9.49% | 266557.3398 | 84.82% | 9 | 59849.7891 | 19.05% | 207899.5625 | 66.16% | 0 | 23.4148 | 0.007451% | 0 | 0% | 140003.4375 | 44.55% | 174251.0938 | 41500.9258 | 13.21% | 272753.6055 | 122821.375 | 39.08% | 191433.1562 | 213946.4062 | 68.08% | 100308.125 | 701.1349 | 0.2231% | 313553.3963 | 14458.4307 | 4.601% | 299796.1006
225 | Donnells PP | NORTHERN CALIFORNIA | {'Curtis': 24.4} | 194427.9688 | 45425.8828 | 23.36% | 149002.0859 | 76.64% | 117003.375 | 60.18% | 66589.5 | 34.25% | 6.3997 | 0 | 0% | 0 | 0% | 0 | 105781.9766 | 54.41% | 36765.1797 | 18.91% | 17980.8613 | 9.248% | 176447.1074 | 13424.3896 | 6.905% | 181003.5791 | 36715.3398 | 18.88% | 157712.6289 | 50987.3906 | 26.22% | 143440.5781 | 124625.1875 | 64.1% | 69802.7812 | 4786.0264 | 2.462% | 189641.9424
226 | Mandalay | GREATER LA METRO | {'Santa Clara': 7.5, 'Moorpark': 20.4} | 90750.8438 | 35045.6602 | 38.62% | 55705.1836 | 61.38% | 20773.5918 | 22.89% | 62391.0332 | 68.75% | 9.7694 | 8180.3823 | 9.014% | 13816.7861 | 15.22% | 0 | 3971.3 | 4.376% | 52762.9609 | 58.14% | 17039.2051 | 18.78% | 73711.6387 | 7263.1846 | 8.003% | 83487.6592 | 12792.125 | 14.1% | 77958.7188 | 27026.1133 | 29.78% | 63724.7305 | 25284.373 | 27.86% | 65466.4707 | 6225.334 | 6.86% | 84525.5098
227 | North Gila | ARIZONA MINOR | {} | 59376.6016 | 2988.863 | 5.034% | 56387.7385 | 94.97% | 40636.707 | 68.44% | 16480.0742 | 27.76% | 3.675 | 2504.3528 | 4.218% | 11970.8311 | 20.16% | 0 | 0 | 0% | 0 | 0% | 356.2841 | 0.6% | 59020.3174 | 35858.3008 | 60.39% | 23518.3008 | 33552.5469 | 56.51% | 25824.0547 | 35915.625 | 60.49% | 23460.9766 | 32043.5488 | 53.97% | 27333.0527 | 3032.3713 | 5.107% | 56344.2302
228 | Eight Mile | NORTHERN CALIFORNIA | {'Stagg': 4.8, 'Weber': 12.2, 'Lockeford': 12.5, 'Grand Island': 16.6, 'Vierra': 18.9, 'Brentwood': 19.0, 'Bellota': 20.0, 'Kelso': 21.9, 'Camanche': 22.0, 'Lone Tree': 22.3, 'Delta Switching Yard': 22.3, 'Contra Costa': 22.5, 'Ripon': 24.4, 'Birds Landing': 25.1, 'Green Ridge Midway': 25.7, 'Tesla': 26.0, 'Shilo III': 26.7, 'Pittsburg': 28.4} | 294931.0312 | 28758.793 | 9.751% | 266172.2383 | 90.25% | 52399.9102 | 17.77% | 167520.3398 | 56.8% | 13.3495 | 49670.707 | 16.84% | 197803.9062 | 67.07% | 1 | 0 | 0% | 0 | 0% | 30688.418 | 10.41% | 264242.6133 | 42549.5469 | 14.43% | 252381.4844 | 56816.5547 | 19.26% | 238114.4766 | 77818.7344 | 26.39% | 217112.2969 | 0 | 0% | 294931.0312 | 21389.2383 | 7.252% | 273541.793
229 | Kern Power | SPGE | {'Rosedale': 1.1, 'Westpark': 3.2, 'Renfro': 3.8, 'Tevis': 4.5, '7th Standard': 4.5, 'Stockdale': 4.7, 'Bakersfield': 5.3, 'Kern Oil': 6.0, 'Sycamore': 7.8, 'Lerdo': 8.9, 'Columbus': 9.0, 'Tupman': 9.9, 'Magunden': 10.0, 'Rio Bravo': 10.2, 'California Water': 11.5, 'Norco': 13.6, 'Regulus': 14.4, 'Lamont': 14.5, 'Poso Mountain': 14.7, 'Shafter': 15.5, 'Grimway': 16.2, 'Elk Hills': 19.0, 'Midway': 20.1, 'Charca': 20.3, 'Wheeler Ridge': 21.2, 'Semitropic': 24.5, 'Taft': 27.5} | 296831.6562 | 53613.2617 | 18.06% | 243218.3945 | 81.94% | 23964.3613 | 8.073% | 242391.3887 | 81.66% | 11.9485 | 33035.4062 | 11.13% | 137891.7812 | 46.45% | 1 | 10927.1494 | 3.681% | 0 | 0% | 93383.2188 | 31.46% | 203448.4375 | 51780.4492 | 17.44% | 245051.207 | 93710.4766 | 31.57% | 203121.1797 | 145493.0312 | 49.02% | 151338.625 | 10304.6445 | 3.472% | 286527.0117 | 20072.5742 | 6.762% | 276759.082
230 | Renfro | SPGE | {'Kern Power': 3.8, '7th Standard': 4.0, 'Rosedale': 4.9, 'Tevis': 5.1, 'Tupman': 6.4, 'Rio Bravo': 6.6, 'Westpark': 7.0, 'Stockdale': 7.3, 'Lerdo': 7.8, 'Kern Oil': 8.9, 'Bakersfield': 9.0, 'Norco': 10.8, 'Sycamore': 10.8, 'Shafter': 12.3, 'Columbus': 12.7, 'Magunden': 13.8, 'California Water': 15.0, 'Midway': 16.3, 'Elk Hills': 16.4, 'Poso Mountain': 16.6, 'Charca': 17.7, 'Regulus': 18.1, 'Lamont': 18.2, 'Grimway': 19.7, 'Semitropic': 21.3, 'Wheeler Ridge': 23.2, 'Taft': 25.0, 'Goose Lake': 27.7, 'Smyrna': 28.1} | 304574.125 | 49213.9922 | 16.16% | 255360.1328 | 83.84% | 38100.4297 | 12.51% | 238808.1641 | 78.41% | 11.5 | 38236.1797 | 12.55% | 156077.7656 | 51.24% | 1 | 689.108 | 0.2263% | 0 | 0% | 81033.5391 | 26.61% | 223540.5859 | 65090.3828 | 21.37% | 239483.7422 | 115328.625 | 37.87% | 189245.5 | 155251.625 | 50.97% | 149322.5 | 5544.3564 | 1.82% | 299029.7686 | 20746.418 | 6.812% | 283827.707
231 | Highwind | GREATER TEHACHAPI | {'Windhub': 7.1, 'Whirlwind': 16.9, 'Pastoria': 28.7, 'Antelope': 28.8, 'Grimway': 29.1} | 208705 | 59479.2109 | 28.5% | 149225.7891 | 71.5% | 38962.6133 | 18.67% | 81769.8008 | 39.18% | 28 | 439.9493 | 0.2108% | 3979.9778 | 1.907% | 0 | 95421.0547 | 45.72% | 35554.2305 | 17.04% | 65908.3438 | 31.58% | 142796.6562 | 43629.0547 | 20.9% | 165075.9453 | 70552.0547 | 33.8% | 138152.9453 | 121802.6094 | 58.36% | 86902.3906 | 68911.5 | 33.02% | 139793.5 | 2528.1597 | 1.211% | 206176.8403
232 | Sylmar | GREATER LA METRO | {'Saugus': 9.1, 'Pardee': 10.4, 'Gould': 18.8, 'La Cienega': 22.1, 'Moorpark': 23.1, 'Vincent': 25.1, 'Goodrich': 25.9, 'El Segundo': 27.7, 'Chevmain': 28.3, 'Antelope': 28.7, 'Mesa (SCE)': 29.0, 'El Nido': 29.2} | 70275.7031 | 13185.917 | 18.76% | 57089.7861 | 81.24% | 24297.334 | 34.57% | 31253.4941 | 44.47% | 20.5 | 255.9563 | 0.3642% | 938.8984 | 1.336% | 0 | 2082.5571 | 2.963% | 68192.5234 | 97.04% | 28154.0078 | 40.06% | 42121.6953 | 2261.7234 | 3.218% | 68013.9797 | 9736.6152 | 13.85% | 60539.0879 | 35898.2266 | 51.08% | 34377.4766 | 31275.5918 | 44.5% | 39000.1113 | 7775.9707 | 11.06% | 62499.7324
233 | Westley | SPGE | {'Ripon': 12.6, 'Vierra': 15.5, 'Riverbank': 20.9, 'Tesla': 21.7, 'Green Ridge Midway': 23.2, 'Weber': 23.6, 'Warnerville': 24.8, 'Kelso': 26.4, 'Delta Switching Yard': 27.4, 'Stagg': 29.6} | 297770.5312 | 15663.7588 | 5.26% | 282106.7725 | 94.74% | 56913.8047 | 19.11% | 189732.5078 | 63.72% | 13.6419 | 26471.2109 | 8.89% | 164666.7812 | 55.3% | 1 | 29837.7891 | 10.02% | 0 | 0% | 171335.5938 | 57.54% | 126434.9375 | 50775.9883 | 17.05% | 246994.543 | 62189.2812 | 20.88% | 235581.25 | 184320.1875 | 61.9% | 113450.3438 | 67431.375 | 22.65% | 230339.1562 | 10233.4863 | 3.437% | 287537.0449
234 | GWF Hanford | SPGE | {'Leprino Jct': 10.6, 'Corcoran': 12.2, 'Henrietta': 14.4, 'Kingsburg': 15.5, 'Rector': 22.6, 'McCall': 23.6, 'Alpaugh': 23.7, 'Wahtoke': 26.2, 'Reedley': 27.6, 'Olive': 28.0, 'Gates': 28.1, 'Schindler': 28.9, 'Mc Mullin': 29.3, 'Malaga': 29.6} | 379064.1875 | 170216.4375 | 44.9% | 208847.75 | 55.1% | 40926 | 10.8% | 282477.4375 | 74.52% | 11.3855 | 185967.5938 | 49.06% | 150168.8594 | 39.62% | 0 | 0 | 0% | 0 | 0% | 26236.0176 | 6.921% | 352828.1699 | 12869.624 | 3.395% | 366194.5635 | 34426.5273 | 9.082% | 344637.6602 | 58175.793 | 15.35% | 320888.3945 | 0 | 0% | 379064.1875 | 12328.0635 | 3.252% | 366736.124
235 | Tevis | SPGE | {'Stockdale': 3.5, 'Kern Power': 4.5, 'Rosedale': 4.9, 'Renfro': 5.1, 'Westpark': 6.3, 'Tupman': 8.3, '7th Standard': 8.3, 'Bakersfield': 8.4, 'Kern Oil': 10.3, 'Norco': 10.4, 'Rio Bravo': 11.3, 'Columbus': 12.0, 'Magunden': 12.0, 'Sycamore': 12.0, 'Lerdo': 12.5, 'California Water': 14.7, 'Regulus': 15.1, 'Lamont': 15.2, 'Elk Hills': 15.4, 'Grimway': 15.9, 'Shafter': 17.1, 'Wheeler Ridge': 18.1, 'Midway': 19.1, 'Poso Mountain': 19.2, 'Charca': 22.8, 'Taft': 23.6, 'Semitropic': 26.1} | 299265.8438 | 51358.0664 | 17.16% | 247907.7773 | 82.84% | 50050.6211 | 16.72% | 223354.8789 | 74.63% | 10.5926 | 67013.75 | 22.39% | 139353.6875 | 46.57% | 1 | 0 | 0% | 0 | 0% | 59142.8242 | 19.76% | 240123.0195 | 90951.2812 | 30.39% | 208314.5625 | 137001.5938 | 45.78% | 162264.25 | 156065.7656 | 52.15% | 143200.0781 | 1205.9008 | 0.403% | 298059.943 | 20767.6055 | 6.94% | 278498.2383
236 | Otay Mesa | SAN DIEGO | {'Miguel': 8.3, 'Bay Boulevard': 11.0, 'Silvergate': 15.9, 'Mission': 19.6, 'Suncrest': 21.0, 'Old Town': 21.1, 'Kearny': 22.0, 'Sycamore Canyon': 24.6, 'Penasquitos': 29.7} | 33198.3398 | 596.996 | 1.798% | 32601.3438 | 98.2% | 1012.8936 | 3.051% | 17304.9717 | 52.13% | 15 | 54.5658 | 0.1644% | 48.9793 | 0.1475% | 0 | 6805.4346 | 20.5% | 25277.6562 | 76.14% | 8617.7812 | 25.96% | 24580.5586 | 20383.7812 | 61.4% | 12814.5586 | 30132.1641 | 90.76% | 3066.1758 | 30504.2539 | 91.88% | 2694.0859 | 14680.5547 | 44.22% | 18517.7852 | 1558.37 | 4.694% | 31639.9698
237 | Redondo | GREATER LA METRO | {'El Nido': 3.4, 'La Fresa': 3.5, 'Chevmain': 3.8, 'El Segundo': 4.6, 'Arcogen': 8.6, 'Hinson': 9.7, 'Harborgen': 10.4, 'La Cienega': 10.5, 'Long Beach': 11.0, 'Lighthipe': 12.4, 'Laguna Bell': 16.4, 'Del Amo': 16.7, 'Center': 17.1, 'Alamitos': 17.6, 'Mesa (SCE)': 20.6, 'Barre': 23.5, 'Goodrich': 27.1, 'Huntington Beach': 27.4, 'Walnut': 27.5, 'Olinda': 27.6, 'Ellis': 28.0, 'Gould': 28.2, 'Lewis': 28.2, 'Rio Hondo': 29.3} | 5105.2793 | 2273.377 | 44.53% | 2831.9023 | 55.47% | 948.3959 | 18.58% | 2908.0311 | 56.96% | 10.0999 | 0 | 0% | 0 | 0% | 0 | 136.4639 | 2.673% | 0 | 0% | 10.7529 | 0.2106% | 5094.5264 | 124.8791 | 2.446% | 4980.4002 | 2774.5515 | 54.35% | 2330.7278 | 2785.3044 | 54.56% | 2319.9749 | 0 | 0% | 5105.2793 | 7.0574 | 0.1382% | 5098.2219
238 | Arkansas | GREATER IMPERIAL | {'Sonora': 2.7, 'IID System': 7.8, 'El Centro': 23.2, 'High Line': 27.5} | 245071.6719 | 54045.2891 | 22.05% | 191026.3828 | 77.95% | 21407.457 | 8.735% | 215187.9648 | 87.81% | 8.1377 | 64772.957 | 26.43% | 128613.5781 | 52.48% | 0 | 0 | 0% | 0 | 0% | 9715.8438 | 3.964% | 235355.8281 | 71729.4219 | 29.27% | 173342.25 | 86709 | 35.38% | 158362.6719 | 95013.1719 | 38.77% | 150058.5 | 2871.4612 | 1.172% | 242200.2107 | 15252.3916 | 6.224% | 229819.2803
239 | Cal Water | SPGE | {'Columbus': 2.7, 'Magunden': 4.4, 'Sycamore': 5.5, 'Bakersfield': 6.3, 'Kern Oil': 6.9, 'Westpark': 8.5, 'Lamont': 8.9, 'Regulus': 8.9, 'Poso Mountain': 10.0, 'Rosedale': 10.5, 'Kern Power': 11.5, 'Stockdale': 11.9, 'Grimway': 12.3, '7th Standard': 13.0, 'Tevis': 14.7, 'Renfro': 15.0, 'Lerdo': 15.1, 'Rio Bravo': 20.3, 'Tupman': 21.4, 'Wheeler Ridge': 23.4, 'Shafter': 24.3, 'Norco': 24.9, 'Charca': 27.1} | 264411.7812 | 43458.625 | 16.44% | 220953.1562 | 83.56% | 56292.3086 | 21.29% | 191315.3633 | 72.36% | 8.6667 | 8862.7529 | 3.352% | 61314.0547 | 23.19% | 1 | 106215.0703 | 40.17% | 0 | 0% | 153294.4844 | 57.98% | 111117.2969 | 48984.8477 | 18.53% | 215426.9336 | 80993.9844 | 30.63% | 183417.7969 | 163922.2969 | 62% | 100489.4844 | 92614.1016 | 35.03% | 171797.6797 | 4270.564 | 1.615% | 260141.2173
240 | Grimway | SPGE | {'Lamont': 3.4, 'Regulus': 3.4, 'Magunden': 8.6, 'Columbus': 11.3, 'California Water': 12.3, 'Bakersfield': 12.6, 'Stockdale': 12.6, 'Wheeler Ridge': 12.7, 'Westpark': 13.4, 'Rosedale': 15.2, 'Sycamore': 15.9, 'Tevis': 15.9, 'Kern Oil': 16.1, 'Kern Power': 16.2, 'Renfro': 19.7, '7th Standard': 20.2, 'Pastoria': 21.6, 'Poso Mountain': 22.2, 'Lerdo': 24.0, 'Tupman': 24.3, 'Norco': 25.5, 'Rio Bravo': 26.3, 'Highwind': 29.1, 'Elk Hills': 29.2} | 272294.7812 | 29984.709 | 11.01% | 242310.0723 | 88.99% | 43960.3203 | 16.14% | 202276.3828 | 74.29% | 10.2 | 23135.623 | 8.497% | 140660.2344 | 51.66% | 1 | 48691.1641 | 17.88% | 13105.1143 | 4.813% | 92833.7578 | 34.09% | 179461.0234 | 57425.4102 | 21.09% | 214869.3711 | 81393.6719 | 29.89% | 190901.1094 | 127967.6641 | 47% | 144327.1172 | 48657.3555 | 17.87% | 223637.4258 | 4883.4448 | 1.793% | 267411.3364
241 | Viejo | GREATER LA METRO | {'Santiago': 7.2, 'Trabuco': 7.4, 'Margarita': 8.1, 'Capistrano': 10.7, 'Johanna': 12.5, 'Lee Lake (Proposed)': 12.5, 'Serrano': 14.0, 'Villa Park': 15.1, 'Talega': 15.3, 'Ellis': 17.4, 'Lewis': 17.7, 'Huntington Beach': 19.4, 'San Onofre': 21.1, 'Barre': 21.9, 'Chino': 22.9, 'Mira Loma': 23.9, 'Olinda': 25.1, 'Alamitos': 27.2, 'Valley': 28.5, 'Del Amo': 29.0, 'Walnut': 29.4, 'Rancho Vista': 29.7, 'Etiwanda': 29.8} | 37941.8633 | 1674.1082 | 4.412% | 36267.7551 | 95.59% | 13342.6719 | 35.17% | 16684.4316 | 43.97% | 24.6218 | 232.58 | 0.613% | 48.9213 | 0.1289% | 0 | 16736.875 | 44.11% | 19172.293 | 50.53% | 17885.0781 | 47.14% | 20056.7852 | 15722.7393 | 41.44% | 22219.124 | 20892.1543 | 55.06% | 17049.709 | 32351.9141 | 85.27% | 5589.9492 | 21934.8887 | 57.81% | 16006.9746 | 3392.665 | 8.942% | 34549.1982
242 | Kelso | NORTHERN CALIFORNIA | {'Delta Switching Yard': 1.0, 'Green Ridge Midway': 5.0, 'Tesla': 6.2, 'Brentwood': 9.3, 'Cayetano': 10.0, 'Lone Tree': 13.4, 'Contra Costa': 17.1, 'Vierra': 18.0, 'Stagg': 19.3, 'Weber': 21.5, 'Eight Mile': 21.9, 'Clayton': 22.4, 'Pittsburg': 23.0, 'Ripon': 25.1, 'Birds Landing': 25.8, 'Westley': 26.4, 'Shilo III': 28.9, 'Newark': 29.3, 'Grand Island': 30.0} | 267775.7188 | 5144.1118 | 1.921% | 262631.6069 | 98.08% | 72499.3984 | 27.07% | 164888.8359 | 61.58% | 12.5 | 18062.7656 | 6.745% | 107876.3438 | 40.29% | 0 | 43901.8906 | 16.4% | 5217.6875 | 1.949% | 121875.4297 | 45.51% | 145900.2891 | 104187.9844 | 38.91% | 163587.7344 | 111497.7969 | 41.64% | 156277.9219 | 158649.7812 | 59.25% | 109125.9375 | 43412.7969 | 16.21% | 224362.9219 | 17330.5703 | 6.472% | 250445.1484
243 | BlytheSC 161 kV | RIVERSIDE | {'Colorado River': 12.6} | 184837.0312 | 39340.7266 | 21.28% | 145496.3047 | 78.72% | 49927.4414 | 27.01% | 114936.1836 | 62.18% | 10 | 35800.2227 | 19.37% | 50973.3711 | 27.58% | 0 | 0 | 0% | 0 | 0% | 61730.3086 | 33.4% | 123106.7227 | 67118.7422 | 36.31% | 117718.2891 | 44492.375 | 24.07% | 140344.6562 | 92228.6641 | 49.9% | 92608.3672 | 54369.8203 | 29.42% | 130467.2109 | 3199.3059 | 1.731% | 181637.7253
244 | Windhub | GREATER TEHACHAPI | {'Highwind': 7.1, 'Whirlwind': 15.0, 'Antelope': 24.0} | 230965.2969 | 78933.5312 | 34.18% | 152031.7656 | 65.82% | 20953.7754 | 9.072% | 77032.1309 | 33.35% | 33.5 | 444.1017 | 0.1923% | 4335.3848 | 1.877% | 0 | 71150.8125 | 30.81% | 9258.5703 | 4.009% | 71119.7578 | 30.79% | 159845.5391 | 57978.1992 | 25.1% | 172987.0977 | 60528.6836 | 26.21% | 170436.6133 | 129424.2109 | 56.04% | 101541.0859 | 53436.6875 | 23.14% | 177528.6094 | 2554.1187 | 1.106% | 228411.1782
245 | Camanche | NORTHERN CALIFORNIA | {'Lockeford': 9.9, 'Bellota': 13.7, 'Eight Mile': 22.0, 'Stagg': 23.3, 'Weber': 23.4} | 277093.5938 | 29932.0566 | 10.8% | 247161.5371 | 89.2% | 30456.4551 | 10.99% | 165661.2949 | 59.79% | 17.266 | 61173.1055 | 22.08% | 56168.6289 | 20.27% | 1 | 56420.0273 | 20.36% | 0 | 0% | 152749.5469 | 55.13% | 124344.0469 | 82918.5547 | 29.92% | 194175.0391 | 150738.4531 | 54.4% | 126355.1406 | 200732.0781 | 72.44% | 76361.5156 | 80189.875 | 28.94% | 196903.7188 | 50943.6367 | 18.38% | 226149.957
246 | Whirlwind | GREATER TEHACHAPI | {'Antelope': 14.1, 'Windhub': 15.0, 'Highwind': 16.9, 'Bailey': 20.1, 'Pastoria': 23.7} | 298784.375 | 103761.5234 | 34.73% | 195022.8516 | 65.27% | 26834.7051 | 8.981% | 86396.5605 | 28.92% | 38.5 | 4172.0562 | 1.396% | 7109.9297 | 2.38% | 0 | 111159.3203 | 37.2% | 15882.8389 | 5.316% | 65716.3125 | 21.99% | 233068.0625 | 106786.4453 | 35.74% | 191997.9297 | 78481.5234 | 26.27% | 220302.8516 | 161406.7812 | 54.02% | 137377.5938 | 51495.7773 | 17.24% | 247288.5977 | 4624.5874 | 1.548% | 294159.7876
247 | El Casco | RIVERSIDE | {'San Bernardino': 12.1, 'Vista': 14.8, 'Valley': 16.3, 'Lee Lake (Proposed)': 26.1, 'Etiwanda': 27.2, 'Rancho Vista': 27.6, 'Mira Loma': 28.1, 'Devers': 28.8} | 118937.2031 | 19266.1016 | 16.2% | 99671.1016 | 83.8% | 17322.4727 | 14.56% | 62472.6758 | 52.53% | 21.5254 | 7047.9824 | 5.926% | 3291.3687 | 2.767% | 0 | 25799.6914 | 21.69% | 82321.0156 | 69.21% | 40779.6641 | 34.29% | 78157.5391 | 41480.7383 | 34.88% | 77456.4648 | 66812.1172 | 56.17% | 52125.0859 | 88127.3984 | 74.1% | 30809.8047 | 49144.6172 | 41.32% | 69792.5859 | 6585.8281 | 5.537% | 112351.375
248 | Suncrest | SAN DIEGO | {'Miguel': 19.7, 'Otay Mesa': 21.0, 'Sycamore Canyon': 21.6, 'Kearny': 26.2, 'Mission': 26.5, 'Bay Boulevard': 27.7, 'Silvergate': 28.0, 'Old Town': 29.8} | 151062.4219 | 8296.9912 | 5.492% | 142765.4307 | 94.51% | 45637.2148 | 30.21% | 71093.7773 | 47.06% | 12.0383 | 295.0791 | 0.1953% | 127.4357 | 0.08436% | 0 | 989.2556 | 0.6549% | 150073.25 | 99.35% | 31706.123 | 20.99% | 119356.2988 | 53153.2539 | 35.19% | 97909.168 | 90481.1797 | 59.9% | 60581.2422 | 109765.9766 | 72.66% | 41296.4453 | 97450.6797 | 64.51% | 53611.7422 | 6574.0659 | 4.352% | 144488.356
249 | Colorado River | RIVERSIDE | {'BlytheSC 161 kV': 12.6, 'Redbluff': 29.8} | 189013.7344 | 36040.4766 | 19.07% | 152973.2578 | 80.93% | 57027.0078 | 30.17% | 113163.4141 | 59.87% | 8.447 | 32755.873 | 17.33% | 43181.8906 | 22.85% | 0 | 0 | 0% | 0 | 0% | 66470.0703 | 35.17% | 122543.6641 | 73844.7969 | 39.07% | 115168.9375 | 54968.2695 | 29.08% | 134045.4648 | 104769.6484 | 55.43% | 84244.0859 | 68518.4062 | 36.25% | 120495.3281 | 1882.1766 | 0.9958% | 187131.5577
250 | Red bluff | RIVERSIDE | {'Kern': 15.1, 'Colorado River': 29.8} | 46112.8555 | 8093.1401 | 17.55% | 38019.7153 | 82.45% | 21967.791 | 47.64% | 11824.5098 | 25.64% | 3.6374 | 13.475 | 0.02922% | 0 | 0% | 0 | 0 | 0% | 0 | 0% | 21361.2324 | 46.32% | 24751.623 | 4937.3193 | 10.71% | 41175.5361 | 4866.6309 | 10.55% | 41246.2246 | 21444.2363 | 46.5% | 24668.6191 | 7547.396 | 16.37% | 38565.4595 | 531.6248 | 1.153% | 45581.2307
251 | Ocotillo Express | GREATER IMPERIAL | {'ECO': 9.2, 'Imperial Valley': 19.2, 'El Centro': 29.8} | 46958.2031 | 8515.5684 | 18.13% | 38442.6348 | 81.87% | 22893.4727 | 48.75% | 20832.6484 | 44.36% | 5.1573 | 47.8199 | 0.1018% | 68.2322 | 0.1453% | 0 | 13471.1113 | 28.69% | 63.4465 | 0.1351% | 6643.3687 | 14.15% | 40314.8345 | 8508.8779 | 18.12% | 38449.3252 | 10590.0107 | 22.55% | 36368.1924 | 18492.9902 | 39.38% | 28465.2129 | 27178.4863 | 57.88% | 19779.7168 | 449.3424 | 0.9569% | 46508.8607
252 | Ivanpah | SNV ELDORADO DESERT | {'Primm': 9.5} | 4576.1475 | 8.0224 | 0.1753% | 4568.125 | 99.82% | 925.0835 | 20.22% | 0 | 0% | 1.8472 | 0 | 0% | 0 | 0% | 0 | 0 | 0% | 0 | 0% | 3997.6018 | 87.36% | 578.5457 | 3609.2271 | 78.87% | 966.9204 | 536.3531 | 11.72% | 4039.7944 | 4531.9756 | 99.03% | 44.1719 | 2065.6335 | 45.14% | 2510.5139 | 0.0010947 | 2.392e-05% | 4576.1464
253 | Alamitos | GREATER LA METRO | {'Del Amo': 5.7, 'Long Beach': 7.3, 'Barre': 7.4, 'Harborgen': 7.5, 'Hinson': 8.0, 'Arcogen': 9.1, 'Lighthipe': 9.1, 'Ellis': 10.5, 'Huntington Beach': 10.8, 'Center': 11.3, 'Lewis': 11.9, 'Johanna': 14.6, 'Laguna Bell': 14.8, 'La Fresa': 15.3, 'Villa Park': 15.6, 'Olinda': 16.1, 'Redondo': 17.6, 'El Nido': 18.2, 'Serrano': 18.3, 'Mesa (SCE)': 18.8, 'Walnut': 18.8, 'Chevmain': 19.9, 'Santiago': 20.3, 'El Segundo': 21.1, 'La Cienega': 22.9, 'Rio Hondo': 24.4, 'Goodrich': 26.6, 'Viejo': 27.2, 'Trabuco': 28.2, 'Chino': 29.0} | 10135.6299 | 2259.251 | 22.29% | 7876.3789 | 77.71% | 976.5506 | 9.635% | 3052.895 | 30.12% | 47.5 | 0 | 0% | 0 | 0% | 0 | 4.585 | 0.04524% | 0 | 0% | 0 | 0% | 10135.6299 | 1464.8727 | 14.45% | 8670.7572 | 7857.5747 | 77.52% | 2278.0552 | 7857.5747 | 77.52% | 2278.0552 | 0 | 0% | 10135.6299 | 359.7454 | 3.549% | 9775.8845
254 | Shilo III | NORTHERN CALIFORNIA | {'Birds Landing': 3.2, 'Pittsburg': 9.6, 'Peabody': 10.5, 'Contra Costa': 12.2, 'Grand Island': 14.6, 'Lone Tree': 16.1, 'Vaca Dixon': 16.5, 'Clayton': 16.9, 'Martinez': 18.1, 'Brentwood': 19.6, 'Carquinez': 22.5, 'Tulucay': 23.5, 'Putah Creek': 25.7, 'Davis': 26.7, 'Eight Mile': 26.7, 'Delta Switching Yard': 28.3, 'Kelso': 28.9, 'Stagg': 29.8} | 201610.9688 | 34200.4648 | 16.96% | 167410.5039 | 83.04% | 45224.3906 | 22.43% | 143902.8438 | 71.38% | 7.0909 | 59701.75 | 29.61% | 53870.2148 | 26.72% | 0 | 3859.3044 | 1.914% | 0 | 0% | 24067.4082 | 11.94% | 177543.5605 | 64742.5625 | 32.11% | 136868.4062 | 64512.7461 | 32% | 137098.2227 | 87294.6797 | 43.3% | 114316.2891 | 7052.3242 | 3.498% | 194558.6445 | 46140.6445 | 22.89% | 155470.3242
255 | ECO | GREATER IMPERIAL | {'Ocotillo': 9.2, 'Imperial Valley': 24.6} | 62152.9141 | 16682.2012 | 26.84% | 45470.7129 | 73.16% | 13446.3418 | 21.63% | 39199.1309 | 63.07% | 8.943 | 56.4933 | 0.09089% | 68.2322 | 0.1098% | 0 | 42309.4062 | 68.07% | 3731.9246 | 6.004% | 11967.6875 | 19.26% | 50185.2266 | 8525.6387 | 13.72% | 53627.2754 | 21600.5703 | 34.75% | 40552.3438 | 33287.5859 | 53.56% | 28865.3281 | 26179.2656 | 42.12% | 35973.6484 | 774.947 | 1.247% | 61377.9671
256 | IID System | GREATER IMPERIAL | {'Sonora': 7.6, 'Arkansas': 7.8, 'El Centro': 27.8} | 219232.7812 | 49180.4727 | 22.43% | 170052.3086 | 77.57% | 30005.3438 | 13.69% | 178990.6094 | 81.64% | 8.2 | 48134.8008 | 21.96% | 94499.7656 | 43.1% | 0 | 0 | 0% | 0 | 0% | 8088.9956 | 3.69% | 211143.7856 | 79855.3125 | 36.42% | 139377.4688 | 97551.0391 | 44.5% | 121681.7422 | 104761.4844 | 47.79% | 114471.2969 | 4859.9507 | 2.217% | 214372.8306 | 15682.4111 | 7.153% | 203550.3701
257 | Sonora | GREATER IMPERIAL | {'Arkansas': 2.7, 'IID System': 7.6, 'El Centro': 25.8, 'High Line': 29.4} | 210076.8594 | 48668.5039 | 23.17% | 161408.3555 | 76.83% | 20946.2715 | 9.971% | 180963.2129 | 86.14% | 8 | 57324.4805 | 27.29% | 100362.2578 | 47.77% | 0 | 0 | 0% | 0 | 0% | 9303.832 | 4.429% | 200773.0273 | 66712.3281 | 31.76% | 143364.5312 | 82974.4531 | 39.5% | 127102.4062 | 89584.2891 | 42.64% | 120492.5703 | 2060.5764 | 0.9809% | 208016.283 | 14191.8115 | 6.756% | 195885.0479
258 | Caliente | SPGE | {'Carrizo Plains': 6.9, 'Solar SS': 8.1, 'Kernridge': 10.9, 'Temblor': 12.5, 'Goose Lake': 24.4, 'Midway': 26.3, 'Arco': 27.4, 'Taft': 29.8} | 300019.5625 | 49920.168 | 16.64% | 250099.3945 | 83.36% | 117851.0938 | 39.28% | 158749.625 | 52.91% | 8.6049 | 5242.9951 | 1.748% | 8485.9482 | 2.828% | 0 | 27390.293 | 9.13% | 0 | 0% | 136137.0312 | 45.38% | 163882.5312 | 37471.5859 | 12.49% | 262547.9766 | 78573.5312 | 26.19% | 221446.0312 | 192387.2656 | 64.12% | 107632.2969 | 129982.7109 | 43.32% | 170036.8516 | 9167.6885 | 3.056% | 290851.874
259 | Regulus | SPGE | {'Lamont': 0.1, 'Grimway': 3.4, 'Magunden': 5.5, 'Columbus': 8.2, 'California Water': 8.9, 'Bakersfield': 10.1, 'Westpark': 11.3, 'Stockdale': 11.6, 'Sycamore': 12.9, 'Rosedale': 13.3, 'Kern Oil': 13.3, 'Kern Power': 14.4, 'Tevis': 15.1, 'Wheeler Ridge': 15.7, '7th Standard': 18.0, 'Renfro': 18.1, 'Poso Mountain': 18.9, 'Lerdo': 21.5, 'Tupman': 23.3, 'Rio Bravo': 24.6, 'Pastoria': 25.0, 'Norco': 25.2, 'Elk Hills': 29.4, 'Shafter': 29.7} | 258914.9062 | 26936.8809 | 10.4% | 231978.0254 | 89.6% | 44648.5078 | 17.24% | 191818.9453 | 74.09% | 9.6556 | 18979.3086 | 7.33% | 110946.9062 | 42.85% | 0 | 62013.1992 | 23.95% | 7368.8828 | 2.846% | 114955.8516 | 44.4% | 143959.0547 | 53535.5977 | 20.68% | 205379.3086 | 80778.6562 | 31.2% | 178136.25 | 142229.625 | 54.93% | 116685.2812 | 60557.2578 | 23.39% | 198357.6484 | 4394.228 | 1.697% | 254520.6782
260 | Geysers 12 | NORTHERN CALIFORNIA | {'Eagle Rock': 6.0, 'Cloverdale': 14.1, 'Fulton': 17.7, 'Hopland': 23.2, 'Bellevue': 26.0} | 231241.8594 | 10238.2412 | 4.428% | 221003.6182 | 95.57% | 29997 | 12.97% | 158336.6875 | 68.47% | 11.5938 | 15618.3652 | 6.754% | 16009.9404 | 6.923% | 0 | 84512.625 | 36.55% | 110624.3672 | 47.84% | 131834.9844 | 57.01% | 99406.875 | 114348.9062 | 49.45% | 116892.9531 | 177838.6094 | 76.91% | 53403.25 | 215596.5312 | 93.23% | 15645.3281 | 79489.0234 | 34.37% | 151752.8359 | 4948.1528 | 2.14% | 226293.7065
261 | Solar SS | SPGE | {'Carrizo Plains': 1.1, 'Caliente': 8.1, 'Kernridge': 18.5, 'Temblor': 20.5, 'Cholame': 26.1, 'Arco': 28.4} | 309661.9375 | 33040.5273 | 10.67% | 276621.4102 | 89.33% | 173015.5312 | 55.87% | 113119.1875 | 36.53% | 7.8799 | 6101.6636 | 1.97% | 2302.4707 | 0.7435% | 0 | 60103.2031 | 19.41% | 0 | 0% | 125678.9844 | 40.59% | 183982.9531 | 55213.8359 | 17.83% | 254448.1016 | 85100.9297 | 27.48% | 224561.0078 | 190516.6719 | 61.52% | 119145.2656 | 178014.1094 | 57.49% | 131647.8281 | 10838.5664 | 3.5% | 298823.3711
262 | Olive | SPGE | {'Alpaugh': 4.6, 'Smyrna': 12.5, 'Corcoran': 15.9, 'Semitropic': 20.5, 'Vestal': 20.6, 'Charca': 21.1, 'Goose Lake': 21.8, 'Shafter': 27.5, 'Arco': 27.6, 'GWF Hanford Sw Sta': 28.0} | 339527.9062 | 107119.3281 | 31.55% | 232408.5781 | 68.45% | 83122.6797 | 24.48% | 233054.1953 | 68.64% | 8.2991 | 124474.875 | 36.66% | 146008.75 | 43% | 0 | 0 | 0% | 0 | 0% | 107190.0625 | 31.57% | 232337.8438 | 30398.8965 | 8.953% | 309129.0098 | 67515.0625 | 19.88% | 272012.8438 | 147474.4375 | 43.44% | 192053.4688 | 289.1654 | 0.08517% | 339238.7408 | 20940.668 | 6.168% | 318587.2383
263 | 7th Standard | SPGE | {'Renfro': 4.0, 'Lerdo': 4.3, 'Kern Power': 4.5, 'Rosedale': 5.3, 'Kern Oil': 6.2, 'Westpark': 6.8, 'Rio Bravo': 7.3, 'Bakersfield': 8.0, 'Sycamore': 8.0, 'Tevis': 8.3, 'Stockdale': 9.2, 'Tupman': 9.8, 'Columbus': 11.2, 'Shafter': 11.7, 'Poso Mountain': 12.8, 'Magunden': 13.0, 'California Water': 13.0, 'Norco': 14.6, 'Charca': 16.0, 'Regulus': 18.0, 'Lamont': 18.1, 'Midway': 18.3, 'Elk Hills': 20.2, 'Grimway': 20.2, 'Semitropic': 20.5, 'Wheeler Ridge': 25.8, 'Smyrna': 26.5, 'Goose Lake': 27.6, 'Vestal': 27.9, 'Taft': 28.8} | 311578.8438 | 53245.5234 | 17.09% | 258333.3203 | 82.91% | 32718.7812 | 10.5% | 251737.9062 | 80.79% | 11.55 | 25275.1934 | 8.112% | 149140.8125 | 47.87% | 0 | 18042.293 | 5.791% | 0 | 0% | 112862.9219 | 36.22% | 198715.9219 | 45990.7695 | 14.76% | 265588.0742 | 90748.4375 | 29.13% | 220830.4062 | 156458.1719 | 50.21% | 155120.6719 | 14142.5322 | 4.539% | 297436.3115 | 20326.2754 | 6.524% | 291252.5684
264 | Delevan | NORTHERN CALIFORNIA | {'Cortina': 17.3, 'Glenn': 29.1} | 381260.9375 | 63318.1016 | 16.61% | 317942.8359 | 83.39% | 117139.4688 | 30.72% | 254013.1562 | 66.62% | 7.2249 | 103488.6328 | 27.14% | 94955.4609 | 24.91% | 0 | 90645.5 | 23.78% | 0 | 0% | 114272.7266 | 29.97% | 266988.2109 | 50174.7227 | 13.16% | 331086.2148 | 126499.1172 | 33.18% | 254761.8203 | 209396.5469 | 54.92% | 171864.3906 | 119249.0547 | 31.28% | 262011.8828 | 12619.5186 | 3.31% | 368641.4189
265 | Mustang | SPGE | {'San Luis Obispo': 3.7, 'Morro Bay': 12.2, 'Diablo': 12.9, 'Oceano': 15.2, 'Templeton': 16.7, 'Mesa': 23.9} | 183587.5938 | 30573.3418 | 16.65% | 153014.252 | 83.35% | 27474.3301 | 14.97% | 137167.1699 | 74.71% | 9.6088 | 5012.8398 | 2.73% | 5884.1963 | 3.205% | 1 | 78931.4766 | 42.99% | 80912.5312 | 44.07% | 56675.0977 | 30.87% | 126912.4961 | 39253.8477 | 21.38% | 144333.7461 | 92981.6641 | 50.65% | 90605.9297 | 113772.7188 | 61.97% | 69814.875 | 91346.4609 | 49.76% | 92241.1328 | 14152.6426 | 7.709% | 169434.9512
266 | Tranquility | SPGE | {'Cheney': 7.6, 'Mendota': 9.5, 'Panoche': 10.7, 'Cantua': 11.6, 'Helm': 12.7, 'Newhall': 19.6, 'Schindler': 19.7, 'Mc Mullin': 23.1, 'Oro Loma': 24.8} | 389012.6875 | 104317.8906 | 26.82% | 284694.7969 | 73.18% | 86502.2188 | 22.24% | 289148.7812 | 74.33% | 6.6389 | 145417.4375 | 37.38% | 154871.25 | 39.81% | 1 | 0 | 0% | 0 | 0% | 134897.875 | 34.68% | 254114.8125 | 29958.1094 | 7.701% | 359054.5781 | 69253.5547 | 17.8% | 319759.1328 | 164496.1406 | 42.29% | 224516.5469 | 48542.8711 | 12.48% | 340469.8164 | 7836.73 | 2.015% | 381175.9575
267 | Calcite | GREATER KRAMER | {'Coolwater': 23.9, 'Tortilla': 24.5, 'Victor': 26.9, 'Lugo': 27.8, 'Roadway': 28.5} | 122060.5781 | 37047.7031 | 30.35% | 85012.875 | 69.65% | 8985.1201 | 7.361% | 31525.6338 | 25.83% | 39.6333 | 1746.0574 | 1.43% | 657.0425 | 0.5383% | 0 | 8146.5566 | 6.674% | 0 | 0% | 53903.4297 | 44.16% | 68157.1484 | 32519.4238 | 26.64% | 89541.1543 | 29914.8535 | 24.51% | 92145.7246 | 74868.1562 | 61.34% | 47192.4219 | 31469.4277 | 25.78% | 90591.1504 | 587.647 | 0.4814% | 121472.9311
268 | Trout Canyon (fka Crazy Eyes) | SNV ELDORADO DESERT | {'Carpenter Canyon (fka Gamebird)': 9.1, 'Sandy': 9.4, 'Pahrump': 13.6, 'Vista (VEA)': 20.7, 'Desert View': 28.7} | 27932.5859 | 111.8891 | 0.4006% | 27820.6969 | 99.6% | 15044.8301 | 53.86% | 4446.6133 | 15.92% | 80 | 0 | 0% | 0 | 0% | 0 | 0 | 0% | 0 | 0% | 3101.9744 | 11.11% | 24830.6116 | 49.4641 | 0.1771% | 27883.1218 | 19942.2539 | 71.39% | 7990.332 | 21542.2637 | 77.12% | 6390.3223 | 13875.8906 | 49.68% | 14056.6953 | 20.7457 | 0.07427% | 27911.8403
269 | Delaney | ARIZONA MINOR | {'Palo Verde': 12.1, 'Hassayampa': 14.1} | 0 | 0 | 0% | 0 | 0% | 0 | 0% | 0 | 0% |  | 0 | 0% | 0 | 0% | 0 | 0 | 0% | 0 | 0% | 0 | 0% | 0 | 0 | 0% | 0 | 0 | 0% | 0 | 0 | 0% | 0 | 0 | 0% | 0 | 0 | 0% | 0
270 | Desert View | SNV ELDORADO DESERT | {'Trout Canyon (fka Crazy Eyes)': 28.7, 'Sandy': 29.3} | 0 | 0 | 0% | 0 | 0% | 0 | 0% | 0 | 0% |  | 0 | 0% | 0 | 0% | 0 | 0 | 0% | 0 | 0% | 0 | 0% | 0 | 0 | 0% | 0 | 0 | 0% | 0 | 0 | 0% | 0 | 0 | 0% | 0 | 0 | 0% | 0
271 | Carpenter Canyon (fka Gamebird) | SNV ELDORADO DESERT | {'Pahrump': 4.5, 'Trout Canyon (fka Crazy Eyes)': 9.1, 'Vista (VEA)': 12.4, 'Sandy': 18.4, 'Innovation': 29.2} | 26207.5234 | 145.4702 | 0.5551% | 26062.0532 | 99.44% | 13727.9951 | 52.38% | 3811.6396 | 14.54% | 57.7686 | 0 | 0% | 0 | 0% | 0 | 0 | 0% | 0 | 0% | 3101.9744 | 11.84% | 23105.5491 | 800.5825 | 3.055% | 25406.941 | 18036.4355 | 68.82% | 8171.0879 | 19636.4453 | 74.93% | 6571.0781 | 12649.748 | 48.27% | 13557.7754 | 130.4287 | 0.4977% | 26077.0948
272 | Hassayampa | ARIZONA MINOR | {'Palo Verde': 2.7, 'Delaney': 14.1} | 0 | 0 | 0% | 0 | 0% | 0 | 0% | 0 | 0% |  | 0 | 0% | 0 | 0% | 0 | 0 | 0% | 0 | 0% | 0 | 0% | 0 | 0 | 0% | 0 | 0 | 0% | 0 | 0 | 0% | 0 | 0 | 0% | 0 | 0 | 0% | 0
273 | Hoodoo Wash | ARIZONA MINOR | {} | 0 | 0 | 0% | 0 | 0% | 0 | 0% | 0 | 0% |  | 0 | 0% | 0 | 0% | 0 | 0 | 0% | 0 | 0% | 0 | 0% | 0 | 0 | 0% | 0 | 0 | 0% | 0 | 0 | 0% | 0 | 0 | 0% | 0 | 0 | 0% | 0
274 | Innovation | SNV ELDORADO DESERT | {'Vista (VEA)': 18.6, 'Lathrop': 24.0, 'Pahrump': 26.6, 'Carpenter Canyon (fka Gamebird)': 29.2} | 0 | 0 | 0% | 0 | 0% | 0 | 0% | 0 | 0% |  | 0 | 0% | 0 | 0% | 0 | 0 | 0% | 0 | 0% | 0 | 0% | 0 | 0 | 0% | 0 | 0 | 0% | 0 | 0 | 0% | 0 | 0 | 0% | 0 | 0 | 0% | 0
275 | Lathrop | SNV ELDORADO DESERT | {'Valley (VEA)': 11.3, 'Innovation': 24.0, 'Beatty': 27.5} | 0 | 0 | 0% | 0 | 0% | 0 | 0% | 0 | 0% |  | 0 | 0% | 0 | 0% | 0 | 0 | 0% | 0 | 0% | 0 | 0% | 0 | 0 | 0% | 0 | 0 | 0% | 0 | 0 | 0% | 0 | 0 | 0% | 0 | 0 | 0% | 0
276 | Mohave | SNV ELDORADO DESERT | {} | 9149.4316 | 108.7472 | 1.189% | 9040.6844 | 98.81% | 6802.4224 | 74.35% | 1866.8862 | 20.4% | 2.4094 | 3527.4307 | 38.55% | 0 | 0% | 0 | 0 | 0% | 0 | 0% | 1367.849 | 14.95% | 7781.5826 | 8148.978 | 89.07% | 1000.4536 | 0 | 0% | 9149.4316 | 8148.978 | 89.07% | 1000.4536 | 2260.0127 | 24.7% | 6889.4189 | 1435.3022 | 15.69% | 7714.1294
277 | Pahrump | SNV ELDORADO DESERT | {'Carpenter Canyon (fka Gamebird)': 4.5, 'Vista (VEA)': 8.6, 'Trout Canyon (fka Crazy Eyes)': 13.6, 'Sandy': 22.9, 'Innovation': 26.6} | 14840.7158 | 133.036 | 0.8964% | 14707.6799 | 99.1% | 11235.7803 | 75.71% | 1797.4678 | 12.11% | 12.125 | 0 | 0% | 0 | 0% | 0 | 0 | 0% | 0 | 0% | 3101.9744 | 20.9% | 11738.7415 | 800.5825 | 5.395% | 14040.1334 | 6679.9922 | 45.01% | 8160.7236 | 8280.002 | 55.79% | 6560.7139 | 10843.9697 | 73.07% | 3996.7461 | 109.909 | 0.7406% | 14730.8068
278 | Palo Verde | ARIZONA MINOR | {'Hassayampa': 2.7, 'Delaney': 12.1} | 0 | 0 | 0% | 0 | 0% | 0 | 0% | 0 | 0% |  | 0 | 0% | 0 | 0% | 0 | 0 | 0% | 0 | 0% | 0 | 0% | 0 | 0 | 0% | 0 | 0 | 0% | 0 | 0 | 0% | 0 | 0 | 0% | 0 | 0 | 0% | 0
279 | Primm | SNV ELDORADO DESERT | {'Ivanpah': 9.5, 'Eldorado': 22.0, 'Sloan Canyon (fka Bob)': 24.4, 'Sandy': 29.9} | 4564.4395 | 8.0224 | 0.1758% | 4556.417 | 99.82% | 913.4435 | 20.01% | 0 | 0% | 2.2619 | 0 | 0% | 0 | 0% | 0 | 0 | 0% | 0 | 0% | 3985.9385 | 87.33% | 578.501 | 3597.5481 | 78.82% | 966.8914 | 536.3416 | 11.75% | 4028.0978 | 4520.291 | 99.03% | 44.1484 | 2065.5798 | 45.25% | 2498.8596 | 0 | 0% | 4564.4395
280 | Sloan Canyon (fka Bob) | SNV ELDORADO DESERT | {'Eldorado': 5.2, 'Mead': 11.1, 'Primm': 24.4} | 0 | 0 | 0% | 0 | 0% | 0 | 0% | 0 | 0% |  | 0 | 0% | 0 | 0% | 0 | 0 | 0% | 0 | 0% | 0 | 0% | 0 | 0 | 0% | 0 | 0 | 0% | 0 | 0 | 0% | 0 | 0 | 0% | 0 | 0 | 0% | 0
281 | Valley (VEA) | SNV ELDORADO DESERT | {'Lathrop': 11.3, 'Beatty': 29.5} | 2871.6289 | 0 | 0% | 2871.6289 | 100% | 2869.6335 | 99.93% | 0 | 0% | 1.0936 | 0 | 0% | 0 | 0% | 0 | 0 | 0% | 0 | 0% | 0 | 0% | 2871.6289 | 0 | 0% | 2871.6289 | 0 | 0% | 2871.6289 | 0 | 0% | 2871.6289 | 2871.6289 | 100% | 0 | 13.0398 | 0.4541% | 2858.5891
282 | Vista (VEA) | SNV ELDORADO DESERT | {'Pahrump': 8.6, 'Carpenter Canyon (fka Gamebird)': 12.4, 'Innovation': 18.6, 'Trout Canyon (fka Crazy Eyes)': 20.7} | 1048.946 | 8.076 | 0.7699% | 1040.87 | 99.23% | 667.7155 | 63.66% | 17.4357 | 1.662% | 1.9991 | 0 | 0% | 0 | 0% | 0 | 0 | 0% | 0 | 0% | 0.92708 | 0.08838% | 1048.019 | 751.1183 | 71.61% | 297.8277 | 1003.9802 | 95.71% | 44.9659 | 1004.9072 | 95.8% | 44.0388 | 598.3262 | 57.04% | 450.6199 | 109.909 | 10.48% | 939.037
283 | Bay Boulevard | SAN DIEGO | {'Silvergate': 6.6, 'Miguel': 8.1, 'Otay Mesa': 11.0, 'Mission': 12.3, 'Old Town': 12.3, 'Kearny': 15.6, 'Sycamore Canyon': 21.6, 'Penasquitos': 22.6, 'Suncrest': 27.7} | 15427.2217 | 1070.1805 | 6.937% | 14357.0411 | 93.06% | 694.5765 | 4.502% | 6807.2657 | 44.13% | 24.598 | 0 | 0% | 0 | 0% | 0 | 6793.876 | 44.04% | 2610.0098 | 16.92% | 1483.3029 | 9.615% | 13943.9188 | 9883.1533 | 64.06% | 5544.0684 | 14057.7139 | 91.12% | 1369.5078 | 14255.1387 | 92.4% | 1172.083 | 4804.1011 | 31.14% | 10623.1206 | 745.9754 | 4.835% | 14681.2463
284 | Beatty | SNV ELDORADO DESERT | {'Lathrop': 27.5, 'Valley (VEA)': 29.5} | 2.8841 | 0 | 0% | 2.8841 | 100% | 0 | 0% | 0 | 0% |  | 0 | 0% | 0 | 0% | 0 | 0 | 0% | 0 | 0% | 0 | 0% | 2.8841 | 0 | 0% | 2.8841 | 0 | 0% | 2.8841 | 0 | 0% | 2.8841 | 2.8841 | 100% | 0 | 0 | 0% | 2.8841
285 | Lee Lake (Proposed) | RIVERSIDE | {'Viejo': 12.5, 'Valley': 16.9, 'Margarita': 17.2, 'Trabuco': 18.2, 'Mira Loma': 19.0, 'Santiago': 19.2, 'Serrano': 20.3, 'Capistrano': 20.5, 'Vista': 21.5, 'Chino': 21.6, 'Talega': 21.6, 'Villa Park': 22.6, 'Johanna': 23.3, 'Etiwanda': 23.8, 'Rancho Vista': 23.8, 'San Bernardino': 25.8, 'El Casco': 26.1, 'Lewis': 26.2, 'San Onofre': 26.9, 'Padua': 27.7, 'Ellis': 28.8} | 57694.8242 | 8181.9038 | 14.18% | 49512.9204 | 85.82% | 10033.4219 | 17.39% | 21728.084 | 37.66% | 27.8115 | 1634.563 | 2.833% | 110.997 | 0.1924% | 0 | 16202.707 | 28.08% | 35454.8008 | 61.45% | 18483.3887 | 32.04% | 39211.4355 | 19285.8516 | 33.43% | 38408.9727 | 29322.8535 | 50.82% | 28371.9707 | 44595.6484 | 77.3% | 13099.1758 | 21361.5273 | 37.03% | 36333.2969 | 5537.8911 | 9.599% | 52156.9331
286 | Leprino Jct | SPGE | {'Henrietta': 3.9, 'GWF Hanford Sw Sta': 10.6, 'Gates': 17.7, 'Corcoran': 17.9, 'Schindler': 20.4, 'Kingsburg': 22.1, 'Avenal': 24.0, 'Mc Mullin': 25.9, 'McCall': 27.8, 'Alpaugh': 28.4} | 370182.6875 | 175305 | 47.36% | 194877.6875 | 52.64% | 95410.3828 | 25.77% | 221698.9297 | 59.89% | 9.2574 | 201207.2969 | 54.35% | 135072.7969 | 36.49% | 0 | 0 | 0% | 0 | 0% | 40437.043 | 10.92% | 329745.6445 | 5425.29 | 1.466% | 364757.3975 | 14471.5283 | 3.909% | 355711.1592 | 50804.1094 | 13.72% | 319378.5781 | 0 | 0% | 370182.6875 | 6826.7134 | 1.844% | 363355.9741
287 | Mead | SNV ELDORADO DESERT | {'Sloan Canyon (fka Bob)': 11.1, 'Eldorado': 13.3} | 0 | 0 | 0% | 0 | 0% | 0 | 0% | 0 | 0% |  | 0 | 0% | 0 | 0% | 0 | 0 | 0% | 0 | 0% | 0 | 0% | 0 | 0 | 0% | 0 | 0 | 0% | 0 | 0 | 0% | 0 | 0 | 0% | 0 | 0 | 0% | 0
288 | Quinto | SPGE | {'Los Banos': 5.3, 'Oro Loma': 28.0} | 230033.1094 | 25169.7031 | 10.94% | 204863.4062 | 89.06% | 86625.8594 | 37.66% | 130682.7188 | 56.81% | 6.5441 | 36335.668 | 15.8% | 44531.7578 | 19.36% | 1 | 23380.1816 | 10.16% | 0 | 0% | 136092.3906 | 59.16% | 93940.7188 | 36558.5586 | 15.89% | 193474.5508 | 61630.2422 | 26.79% | 168402.8672 | 152557.3281 | 66.32% | 77475.7812 | 91967.9844 | 39.98% | 138065.125 | 14412.2539 | 6.265% | 215620.8555
289 | Sandy | SNV ELDORADO DESERT | {'Trout Canyon (fka Crazy Eyes)': 9.4, 'Carpenter Canyon (fka Gamebird)': 18.4, 'Pahrump': 22.9, 'Desert View': 29.3, 'Primm': 29.9} | 10235.2539 | 2631.4001 | 25.71% | 7603.8538 | 74.29% | 5123.7188 | 50.06% | 2009.5225 | 19.63% | 35.3333 | 307.5365 | 3.005% | 0 | 0% | 0 | 0 | 0% | 0 | 0% | 0 | 0% | 10235.2539 | 0 | 0% | 10235.2539 | 7434.6245 | 72.64% | 2800.6294 | 7434.6245 | 72.64% | 2800.6294 | 2420.3257 | 23.65% | 7814.9282 | 83.2878 | 0.8137% | 10151.9661
290 | Eldorado | SNV ELDORADO DESERT | {'Sloan Canyon (fka Bob)': 5.2, 'Mead': 13.3, 'Primm': 22.0} | 0 | 0 | 0% | 0 | 0% | 0 | 0% | 0 | 0% |  | 0 | 0% | 0 | 0% | 0 | 0 | 0% | 0 | 0% | 0 | 0% | 0 | 0 | 0% | 0 | 0 | 0% | 0 | 0 | 0% | 0 | 0 | 0% | 0 | 0 | 0% | 0

## LandEnv_Solar_Data_20mi
CEC calculated land-use and environmental data criteria for in-state substations at a 20 mile radius for solar resource potential.
Blue columns indicate additional data calculate/added by CPUC staff.
OBJECTID | IRP_Substation_Name | RESOLVE_Solar_Area | Overlaps | RPB_Acres | TRP_Acres | Perc_TRP | High_Implication_Acres | Perc_HighImplication | Parcels_LT_6 | Perc_ParcLT6 | Parcels_LT_30_GT6 | Perc_ParcLT30GT6 | 10th Percentile Parcelization | LowCrop_Acres | Perc_LowCrop | HighCrop_Acres | Perc_HighCrop | Critically overdrafted basin | FT_Tier2_Acres | Perc_FT_Tier2 | FT_Tier3_Acres | Perc_FT_Tier3 | Conn45_Acres | Perc_Conn45 | Low Conn Acres | Bio5_Acres | Perc_Bio5 | Low Bio Acres | Irr45_Acres | Perc_Irr45 | Low Irr Acres | ACE_All_Acres | Perc_AllACE | Low AllACE Acres | High_Intact_Acres | Perc_HighIntact | LowIntact Acres | Wetlands_Acres | Perc_Wetlands | Not Wetlands Acres
1 | East Shore | NORTHERN CALIFORNIA | {'Newark': 11.2, 'Martin (San Francisco H)': 16.9, 'Los Esteros': 17.0, 'Schulte Switching Station': 19.3, 'Cayetano': 20.5, 'Clayton': 23.5, 'Martinez': 26.9, 'Hicks': 29.5, 'Lone Tree': 29.5, 'Delta Switching Yard': 29.7, 'Green Ridge Midway': 29.8, 'Kelso': 30.5, 'Tesla': 30.8, 'Pittsburg': 30.9, 'Brentwood': 31.5, 'Contra Costa': 31.6, 'Carquinez': 33.0, 'Coyote': 34.5, 'Metcalf': 34.5, 'Birds Landing': 37.9, 'Ignacio': 38.9} | 97816.7734 | 9539.7168 | 9.753% | 88277.0566 | 90.25% | 20850.8945 | 21.32% | 60761.5039 | 62.12% | 30.1176 | 737.3521 | 0.7538% | 239.3775 | 0.2447% | 0 | 35459.6562 | 36.25% | 38008.6836 | 38.86% | 56220.7773 | 57.48% | 41595.9961 | 41585.3984 | 42.51% | 56231.375 | 64558.1367 | 66% | 33258.6367 | 80194.6016 | 81.98% | 17622.1719 | 49007.875 | 50.1% | 48808.8984 | 7816.1079 | 7.991% | 90000.6655
2 | Newark | NORTHERN CALIFORNIA | {'Los Esteros': 5.9, 'Schulte Switching Station': 8.7, 'East Shore': 11.2, 'Hicks': 19.0, 'Cayetano': 20.2, 'Metcalf': 23.3, 'Coyote': 23.4, 'Green Ridge Midway': 26.8, 'Martin (San Francisco H)': 27.1, 'Tesla': 27.3, 'Delta Switching Yard': 28.8, 'Kelso': 29.3, 'Clayton': 30.6, 'Lone Tree': 33.2, 'Brentwood': 33.5, 'Contra Costa': 36.2, 'Martinez': 36.2, 'Pittsburg': 37.3} | 115181.1406 | 8485.7803 | 7.367% | 106695.3604 | 92.63% | 31715.2539 | 27.54% | 69176.1289 | 60.06% | 18 | 1507.7083 | 1.309% | 346.94 | 0.3012% | 0 | 72433.5391 | 62.89% | 22208.1738 | 19.28% | 72212.1172 | 62.69% | 42969.0234 | 44042.2852 | 38.24% | 71138.8555 | 61527.957 | 53.42% | 53653.1836 | 92938.0938 | 80.69% | 22243.0469 | 69690.6094 | 60.51% | 45490.5312 | 8403.3174 | 7.296% | 106777.8232
3 | Tesla | NORTHERN CALIFORNIA | {'Green Ridge Midway': 1.6, 'Kelso': 6.2, 'Delta Switching Yard': 6.8, 'Cayetano': 11.4, 'Brentwood': 15.5, 'Vierra': 17.0, 'Lone Tree': 19.3, 'Westley': 21.7, 'Stagg': 22.7, 'Weber': 22.8, 'Contra Costa': 23.1, 'Ripon': 23.1, 'Eight Mile': 26.0, 'Newark': 27.3, 'Clayton': 27.3, 'Los Esteros': 28.2, 'Pittsburg': 28.8, 'East Shore': 30.8, 'Schulte Switching Station': 31.5, 'Birds Landing': 31.9, 'Metcalf': 35.1, 'Shilo III': 35.1, 'Coyote': 35.4, 'Lockeford': 35.6, 'Grand Island': 35.9, 'Riverbank': 36.1, 'Martinez': 36.6, 'Bellota': 36.7, 'Hicks': 37.9} | 441145.7812 | 9522.1064 | 2.158% | 431623.6748 | 97.84% | 138515.4531 | 31.4% | 257644.6406 | 58.4% | 12.0392 | 25685.6602 | 5.822% | 163361.5938 | 37.03% | 0 | 92154.625 | 20.89% | 6008.4702 | 1.362% | 234469.625 | 53.15% | 206676.1562 | 155054.8906 | 35.15% | 286090.8906 | 169469.0312 | 38.42% | 271676.75 | 280927.6875 | 63.68% | 160218.0938 | 128910.5 | 29.22% | 312235.2812 | 24267.0996 | 5.501% | 416878.6816
4 | Cabrillo | SPGE | {'Sisquoc': 17.3, 'Mesa': 25.2, 'Oceano': 32.7, 'Goleta': 33.7} | 302362.75 | 55249.9219 | 18.27% | 247112.8281 | 81.73% | 154622.25 | 51.14% | 134391.25 | 44.45% | 6.4395 | 22008.0332 | 7.279% | 29037.9375 | 9.604% | 0 | 208534.0938 | 68.97% | 5017.854 | 1.66% | 138286.0156 | 45.74% | 164076.7344 | 15750.3926 | 5.209% | 286612.3574 | 108072.9922 | 35.74% | 194289.7578 | 202981.5781 | 67.13% | 99381.1719 | 110881.75 | 36.67% | 191481 | 12329.2275 | 4.078% | 290033.5225
5 | Honcut | NORTHERN CALIFORNIA | {'Palermo': 10.1, 'Pease': 11.0, 'East Marysville': 11.0, 'Wyandotte': 12.2, 'Thermalito': 13.5, 'Olivehurst': 16.0, 'Table Mountain': 16.4, 'Rio Oso': 27.5, 'Brunswick': 30.6, 'Higgins': 33.1, 'Delevan': 36.2, 'Cortina': 36.4, 'Pleasant Grove': 37.8} | 486331.875 | 56462.1719 | 11.61% | 429869.7031 | 88.39% | 39129.6367 | 8.046% | 339556.5508 | 69.82% | 13 | 169918.9844 | 34.94% | 104241.0156 | 21.43% | 0 | 97917.1719 | 20.13% | 9713.0469 | 1.997% | 277928.5938 | 57.15% | 208403.2812 | 63294.1953 | 13.01% | 423037.6797 | 155154.8125 | 31.9% | 331177.0625 | 374944.0312 | 77.1% | 111387.8438 | 71022.3516 | 14.6% | 415309.5234 | 46487.6172 | 9.559% | 439844.2578
6 | Palermo | NORTHERN CALIFORNIA | {'Wyandotte': 2.9, 'Thermalito': 7.4, 'Table Mountain': 9.7, 'Honcut': 10.1, 'East Marysville': 20.2, 'Pease': 21.1, 'Olivehurst': 25.1, 'Brunswick': 30.1, 'Rio Oso': 36.0, 'Higgins': 36.4} | 489818.75 | 38734.5078 | 7.908% | 451084.2422 | 92.09% | 41991.1406 | 8.573% | 326037.3281 | 66.56% | 14.1452 | 142654.3438 | 29.12% | 66498.75 | 13.58% | 0 | 122483.7812 | 25.01% | 82506.4688 | 16.84% | 320887.3438 | 65.51% | 168931.4062 | 79338.1641 | 16.2% | 410480.5859 | 191961.3281 | 39.19% | 297857.4219 | 413024.4375 | 84.32% | 76794.3125 | 116871.1797 | 23.86% | 372947.5703 | 49070.9297 | 10.02% | 440747.8203
7 | Table Mountain | NORTHERN CALIFORNIA | {'Thermalito': 2.9, 'Wyandotte': 7.1, 'Palermo': 9.7, 'Honcut': 16.4, 'Pease': 26.6, 'East Marysville': 27.4, 'Glenn': 30.7, 'Olivehurst': 32.4, 'Delevan': 35.8, 'Brunswick': 39.6} | 452084.3125 | 33670.9219 | 7.448% | 418413.3906 | 92.55% | 54024.3594 | 11.95% | 305487.5781 | 67.57% | 12.8947 | 143803.375 | 31.81% | 93256.75 | 20.63% | 0 | 89426.6641 | 19.78% | 61006.0898 | 13.49% | 241302.75 | 53.38% | 210781.5625 | 94163.7656 | 20.83% | 357920.5469 | 225300.1875 | 49.84% | 226784.125 | 362044.7812 | 80.08% | 90039.5312 | 92703.0938 | 20.51% | 359381.2188 | 51309.7734 | 11.35% | 400774.5391
8 | Wyandotte | NORTHERN CALIFORNIA | {'Palermo': 2.9, 'Thermalito': 5.1, 'Table Mountain': 7.1, 'Honcut': 12.2, 'East Marysville': 22.7, 'Pease': 23.1, 'Olivehurst': 27.6, 'Brunswick': 32.5, 'Glenn': 37.7, 'Rio Oso': 38.6, 'Higgins': 39.2, 'Delevan': 39.9} | 487015.0312 | 38101.3086 | 7.823% | 448913.7227 | 92.18% | 47655.1367 | 9.785% | 318204.332 | 65.34% | 14.3781 | 148151.3906 | 30.42% | 67643.2891 | 13.89% | 0 | 115703.7734 | 23.76% | 84972.1562 | 17.45% | 305176.375 | 62.66% | 181838.6562 | 85381.3047 | 17.53% | 401633.7266 | 206306.6719 | 42.36% | 280708.3594 | 407512.5625 | 83.68% | 79502.4688 | 111538.0391 | 22.9% | 375476.9922 | 49172.9727 | 10.1% | 437842.0586
9 | Cortina | NORTHERN CALIFORNIA | {'Delevan': 17.3, 'Pease': 30.4, 'East Marysville': 35.7, 'Honcut': 36.4, 'Olivehurst': 36.6, 'Eagle Rock': 37.4, 'Geysers': 38.2, 'Woodland': 39.4} | 547161.625 | 34811.2422 | 6.362% | 512350.3828 | 93.64% | 140542 | 25.69% | 382802 | 69.96% | 7.1 | 108922.9609 | 19.91% | 189737.875 | 34.68% | 0 | 160337.3594 | 29.3% | 823.9592 | 0.1506% | 228239.8281 | 41.71% | 318921.7969 | 87830.3281 | 16.05% | 459331.2969 | 228569.5625 | 41.77% | 318592.0625 | 384491.1562 | 70.27% | 162670.4688 | 171249.625 | 31.3% | 375912 | 16821.0234 | 3.074% | 530340.6016
10 | Etiwanda | GREATER LA METRO | {'Rancho Vista': 0.4, 'Mira Loma': 6.0, 'Padua': 6.8, 'Chino': 10.7, 'Vista': 12.4, 'San Bernardino': 16.6, 'Lugo': 21.2, 'Serrano': 23.4, 'Lee Lake (Proposed)': 23.8, 'Olinda': 24.7, 'Walnut': 24.9, 'Villa Park': 25.8, 'Rio Hondo': 26.0, 'El Casco': 27.2, 'Lewis': 28.8, 'Victor': 29.7, 'Viejo': 29.8, 'Johanna': 31.9, 'Valley': 32.1, 'Goodrich': 32.4, 'Santiago': 32.4, 'Barre': 32.5, 'Mesa (SCE)': 33.7, 'Roadway': 34.2, 'Center': 35.0, 'Laguna Bell': 36.5, 'Del Amo': 36.7, 'Ellis': 36.7, 'Trabuco': 37.2, 'Margarita': 37.6, 'Gould': 38.9, 'Alamitos': 39.7, 'Lighthipe': 39.9} | 80127.4844 | 5804.4058 | 7.244% | 74323.0786 | 92.76% | 13221.3232 | 16.5% | 43640.2744 | 54.46% | 23.7673 | 944.237 | 1.178% | 1907.4425 | 2.381% | 0 | 17951.0996 | 22.4% | 52858.207 | 65.97% | 37362.4805 | 46.63% | 42765.0039 | 39978.4922 | 49.89% | 40148.9922 | 48696.2461 | 60.77% | 31431.2383 | 69330.0078 | 86.52% | 10797.4766 | 30967.8105 | 38.65% | 49159.6738 | 8257.4277 | 10.31% | 71870.0566
11 | Brentwood | NORTHERN CALIFORNIA | {'Lone Tree': 4.9, 'Contra Costa': 8.0, 'Delta Switching Yard': 8.7, 'Kelso': 9.3, 'Cayetano': 13.5, 'Green Ridge Midway': 14.2, 'Pittsburg': 14.5, 'Tesla': 15.5, 'Clayton': 16.0, 'Birds Landing': 16.5, 'Stagg': 18.6, 'Eight Mile': 19.0, 'Shilo III': 19.6, 'Grand Island': 22.1, 'Vierra': 23.5, 'Weber': 23.8, 'Martinez': 24.9, 'Peabody': 29.9, 'Ripon': 31.1, 'Lockeford': 31.3, 'East Shore': 31.5, 'Carquinez': 33.3, 'Newark': 33.5, 'Westley': 34.8, 'Vaca Dixon': 35.8, 'Los Esteros': 36.7, 'Bellota': 36.8, 'Tulucay': 39.4} | 404655.9062 | 31087.1387 | 7.682% | 373568.7676 | 92.32% | 98068.3359 | 24.23% | 263107.8203 | 65.02% | 10.5385 | 56097.5977 | 13.86% | 172542.1875 | 42.64% | 0 | 40804.4727 | 10.08% | 7157.7031 | 1.769% | 126172.1172 | 31.18% | 278483.7891 | 146013.3906 | 36.08% | 258642.5156 | 153224.1719 | 37.87% | 251431.7344 | 205494.9062 | 50.78% | 199161 | 29492.1113 | 7.288% | 375163.7949 | 37283.9297 | 9.214% | 367371.9766
12 | Clayton | NORTHERN CALIFORNIA | {'Pittsburg': 7.5, 'Martinez': 9.4, 'Contra Costa': 10.9, 'Lone Tree': 11.4, 'Birds Landing': 14.6, 'Brentwood': 16.0, 'Shilo III': 16.9, 'Cayetano': 17.8, 'Carquinez': 18.3, 'Delta Switching Yard': 21.4, 'Kelso': 22.4, 'East Shore': 23.5, 'Peabody': 23.6, 'Green Ridge Midway': 25.7, 'Tulucay': 26.5, 'Tesla': 27.3, 'Grand Island': 28.6, 'Martin (San Francisco H)': 29.2, 'Newark': 30.6, 'Vaca Dixon': 31.7, 'Ignacio': 32.5, 'Eight Mile': 33.2, 'Stagg': 34.0, 'Los Esteros': 35.7, 'Schulte Switching Station': 39.2, 'Vierra': 39.3, 'Lakeville': 39.5, 'Weber': 39.8, 'Putah Creek': 40.0} | 199708.9531 | 36281.1641 | 18.17% | 163427.7891 | 81.83% | 30949.1602 | 15.5% | 135753.6367 | 67.98% | 27.0943 | 33111.0625 | 16.58% | 8100.2139 | 4.056% | 0 | 54910.3906 | 27.5% | 29388.1992 | 14.72% | 63727.5 | 31.91% | 135981.4531 | 93221.1016 | 46.68% | 106487.8516 | 115625.125 | 57.9% | 84083.8281 | 142555.5781 | 71.38% | 57153.375 | 40279.9258 | 20.17% | 159429.0273 | 28451.0586 | 14.25% | 171257.8945
13 | Contra Costa | NORTHERN CALIFORNIA | {'Lone Tree': 3.9, 'Pittsburg': 6.7, 'Brentwood': 8.0, 'Birds Landing': 9.0, 'Clayton': 10.9, 'Shilo III': 12.2, 'Delta Switching Yard': 16.3, 'Kelso': 17.1, 'Cayetano': 18.0, 'Martinez': 18.2, 'Grand Island': 19.1, 'Green Ridge Midway': 21.7, 'Peabody': 22.2, 'Eight Mile': 22.5, 'Tesla': 23.1, 'Stagg': 23.7, 'Carquinez': 26.1, 'Vaca Dixon': 28.7, 'Weber': 30.1, 'Vierra': 31.1, 'Tulucay': 31.5, 'East Shore': 31.6, 'Lockeford': 34.9, 'Newark': 36.2, 'Davis': 37.8, 'Putah Creek': 37.9, 'Ripon': 38.6, 'Martin (San Francisco H)': 39.9} | 357225.3125 | 35875.7109 | 10.04% | 321349.6016 | 89.96% | 100507.3438 | 28.14% | 220776.9062 | 61.8% | 8 | 64893.125 | 18.17% | 122250.7266 | 34.22% | 0 | 36715.2656 | 10.28% | 8595.21 | 2.406% | 93713.3281 | 26.23% | 263511.9844 | 126322.3047 | 35.36% | 230903.0078 | 131753.6562 | 36.88% | 225471.6562 | 183879.375 | 51.47% | 173345.9375 | 23063.4551 | 6.456% | 334161.8574 | 55749.4258 | 15.61% | 301475.8867
14 | Pittsburg | NORTHERN CALIFORNIA | {'Contra Costa': 6.7, 'Birds Landing': 7.1, 'Clayton': 7.5, 'Shilo III': 9.6, 'Lone Tree': 9.7, 'Martinez': 12.0, 'Brentwood': 14.5, 'Peabody': 17.6, 'Carquinez': 19.5, 'Grand Island': 21.4, 'Cayetano': 21.7, 'Delta Switching Yard': 22.2, 'Kelso': 23.0, 'Tulucay': 24.9, 'Vaca Dixon': 25.2, 'Green Ridge Midway': 27.3, 'Eight Mile': 28.4, 'Tesla': 28.8, 'Stagg': 30.0, 'East Shore': 30.9, 'Putah Creek': 34.0, 'Ignacio': 35.2, 'Martin (San Francisco H)': 36.2, 'Davis': 36.2, 'Weber': 36.7, 'Newark': 37.3, 'Vierra': 37.8} | 279160.8125 | 42251.1055 | 15.14% | 236909.707 | 84.86% | 60084.4102 | 21.52% | 181631.6367 | 65.06% | 17 | 58058.1367 | 20.8% | 53679.4297 | 19.23% | 0 | 46603.8008 | 16.69% | 14410.874 | 5.162% | 62658.3008 | 22.45% | 216502.5117 | 115149.375 | 41.25% | 164011.4375 | 126313.8359 | 45.25% | 152846.9766 | 163239.0625 | 58.47% | 115921.75 | 31645.1094 | 11.34% | 247515.7031 | 51342.6836 | 18.39% | 227818.1289
15 | San Bernardino | RIVERSIDE | {'Vista': 5.3, 'El Casco': 12.1, 'Etiwanda': 16.6, 'Rancho Vista': 17.0, 'Mira Loma': 19.3, 'Lugo': 21.1, 'Padua': 23.1, 'Valley': 23.9, 'Lee Lake (Proposed)': 25.8, 'Chino': 25.9, 'Victor': 30.5, 'Calcite': 35.5, 'Roadway': 35.7, 'Serrano': 36.1, 'Viejo': 36.7, 'Villa Park': 38.8, 'Devers': 39.2} | 148856.5312 | 12568.4746 | 8.443% | 136288.0566 | 91.56% | 33275.2695 | 22.35% | 76923.4414 | 51.68% | 22.5492 | 4026.4417 | 2.705% | 2709.5371 | 1.82% | 0 | 35148.3203 | 23.61% | 105588.875 | 70.93% | 72142.75 | 48.46% | 76713.7812 | 60918.418 | 40.92% | 87938.1133 | 91974.4922 | 61.79% | 56882.0391 | 123027.5234 | 82.65% | 25829.0078 | 70478.6406 | 47.35% | 78377.8906 | 9263.7227 | 6.223% | 139592.8086
16 | Placerville | NORTHERN CALIFORNIA | {'Gold Hill': 19.7, 'Higgins': 27.2, 'Pleasant Grove': 28.9, 'Drum': 36.3, 'Brunswick': 37.1, 'Camanche': 38.0, 'Rio Oso': 39.4} | 407988.8438 | 25583.8965 | 6.271% | 382404.9473 | 93.73% | 79462.9062 | 19.48% | 183792.2188 | 45.05% | 24.8507 | 3119.7471 | 0.7647% | 4497.2246 | 1.102% | 0 | 194713.7812 | 47.73% | 178814.2188 | 43.83% | 305831.7812 | 74.96% | 102157.0625 | 82208.6484 | 20.15% | 325780.1953 | 92958.3984 | 22.78% | 315030.4453 | 344311.375 | 84.39% | 63677.4688 | 205167.7188 | 50.29% | 202821.125 | 14352.0283 | 3.518% | 393636.8154
17 | Cantua | SPGE | {'Schindler': 11.4, 'Tranquility': 11.6, 'Helm': 14.5, 'Cheney': 17.6, 'Panoche': 20.4, 'Mendota': 21.1, 'Mc Mullin': 22.7, 'Gates': 23.3, 'Henrietta': 27.6, 'Newhall': 30.2, 'Leprino Jct': 31.2, 'Kearney': 31.8, 'Avenal': 33.6, 'West Fresno': 35.2, 'Oro Loma': 36.1, 'Gregg': 37.6, 'Cal Ave': 37.8, 'Malaga': 38.7, 'Borden': 39.4} | 639229.4375 | 174196.5 | 27.25% | 465032.9375 | 72.75% | 193160.1562 | 30.22% | 430966.3438 | 67.42% | 6.1897 | 210334.4531 | 32.9% | 218746.5312 | 34.22% | 1 | 3550.7485 | 0.5555% | 0 | 0% | 247589.4219 | 38.73% | 391640.0156 | 34914.6016 | 5.462% | 604314.8359 | 101941.375 | 15.95% | 537288.0625 | 273170.375 | 42.73% | 366059.0625 | 125618.2422 | 19.65% | 513611.1953 | 5704.1226 | 0.8923% | 633525.3149
18 | Cheney | SPGE | {'Panoche': 3.1, 'Mendota': 7.3, 'Tranquility': 7.6, 'Cantua': 17.6, 'Oro Loma': 18.8, 'Newhall': 19.7, 'Helm': 20.0, 'Schindler': 27.1, 'Mc Mullin': 30.3, 'Dairyland': 31.5, 'Borden': 36.3, 'Kearney': 36.4, 'Gregg': 37.3, 'Los Banos': 39.7} | 648424.8125 | 155776.7812 | 24.02% | 492648.0312 | 75.98% | 180624.6094 | 27.86% | 449913.1406 | 69.39% | 6.125 | 210480.7969 | 32.46% | 213855.9844 | 32.98% | 0 | 10474.2354 | 1.615% | 0 | 0% | 279081.7188 | 43.04% | 369343.0938 | 84246.8672 | 12.99% | 564177.9453 | 153371.7031 | 23.65% | 495053.1094 | 326391.3438 | 50.34% | 322033.4688 | 150797.5781 | 23.26% | 497627.2344 | 16859.8789 | 2.6% | 631564.9336
19 | Gates | SPGE | {'Avenal': 11.2, 'Henrietta': 14.2, 'Leprino Jct': 17.7, 'Schindler': 18.1, 'Cantua': 23.3, 'Arco': 27.8, 'GWF Hanford Sw Sta': 28.1, 'Helm': 31.3, 'Corcoran': 31.8, 'Mc Mullin': 32.2, 'Cholame': 33.5, 'Tranquility': 34.7, 'Kingsburg': 38.6, 'Alpaugh': 39.3} | 622085.8125 | 151685.7812 | 24.38% | 470400.0312 | 75.62% | 221476.3438 | 35.6% | 372824.4062 | 59.93% | 6.8208 | 174847.5312 | 28.11% | 210033.9062 | 33.76% | 1 | 5094.8149 | 0.819% | 0 | 0% | 216353.3281 | 34.78% | 405732.4844 | 22319.7344 | 3.588% | 599766.0781 | 96153.5 | 15.46% | 525932.3125 | 262985.625 | 42.27% | 359100.1875 | 104542.2812 | 16.81% | 517543.5312 | 4987.6479 | 0.8018% | 617098.1646
20 | Helm | SPGE | {'Mc Mullin': 10.4, 'Tranquility': 12.7, 'Schindler': 13.2, 'Cantua': 14.5, 'Mendota': 18.0, 'Kearney': 18.1, 'Cheney': 20.0, 'Newhall': 20.8, 'West Fresno': 21.7, 'Panoche': 22.9, 'Gregg': 23.1, 'Cal Ave': 24.5, 'Borden': 25.2, 'Malaga': 25.9, 'Henrietta': 28.5, 'McCall': 29.8, 'Leprino Jct': 30.9, 'Gates': 31.3, 'Sanger': 32.4, 'Dairyland': 32.9, 'Oro Loma': 33.5, 'Kingsburg': 33.7, 'GWF Hanford Sw Sta': 36.9} | 729224.625 | 248847.5469 | 34.12% | 480377.0781 | 65.88% | 121465.6641 | 16.66% | 546905.5234 | 75% | 8.1944 | 326271.2812 | 44.74% | 325131.0938 | 44.59% | 1 | 0 | 0% | 0 | 0% | 164926.9688 | 22.62% | 564297.6562 | 51918.7227 | 7.12% | 677305.9023 | 75795.7734 | 10.39% | 653428.8516 | 207824.4688 | 28.5% | 521400.1562 | 18987.1445 | 2.604% | 710237.4805 | 17149.3223 | 2.352% | 712075.3027
21 | Kearney | SPGE | {'West Fresno': 3.6, 'Cal Ave': 6.6, 'Malaga': 8.7, 'Mc Mullin': 9.7, 'Gregg': 10.3, 'McCall': 15.0, 'Sanger': 15.1, 'Borden': 16.0, 'Helm': 18.1, 'Kingsburg': 22.4, 'Wahtoke': 24.7, 'Schindler': 25.3, 'Newhall': 27.1, 'Reedley': 29.0, 'Tranquility': 30.1, 'Cantua': 31.8, 'Mendota': 31.9, 'Henrietta': 32.0, 'Leprino Jct': 32.3, 'GWF Hanford Sw Sta': 32.8, 'Dairyland': 34.0, 'Cheney': 36.4, 'Panoche': 38.9, 'Le Grand': 39.5} | 581475.4375 | 159286.8125 | 27.39% | 422188.625 | 72.61% | 38863.6328 | 6.684% | 410839.0547 | 70.65% | 15.8 | 209837.4375 | 36.09% | 296963.0938 | 51.07% | 1 | 0 | 0% | 0 | 0% | 95186.3125 | 16.37% | 486289.125 | 93162.2188 | 16.02% | 488313.2188 | 97642.2891 | 16.79% | 483833.1484 | 163485.1719 | 28.12% | 417990.2656 | 13839.0723 | 2.38% | 567636.3652 | 33464.4609 | 5.755% | 548010.9766
22 | Kingsburg | SPGE | {'McCall': 9.0, 'Wahtoke': 11.4, 'Reedley': 14.0, 'Sanger': 15.2, 'GWF Hanford Sw Sta': 15.5, 'Malaga': 16.2, 'Cal Ave': 18.9, 'West Fresno': 20.6, 'Leprino Jct': 22.1, 'Kearney': 22.4, 'Rector': 22.7, 'Mc Mullin': 23.7, 'Henrietta': 24.7, 'Corcoran': 26.2, 'Gregg': 31.3, 'Schindler': 31.5, 'Helm': 33.7, 'Alpaugh': 36.9, 'Borden': 37.3, 'Gates': 38.6} | 620439.5625 | 185454.2812 | 29.89% | 434985.2812 | 70.11% | 6719.2554 | 1.083% | 425331.6196 | 68.55% | 17.1837 | 202958.4062 | 32.71% | 355238.2812 | 57.26% | 0 | 0 | 0% | 0 | 0% | 26139.6738 | 4.213% | 594299.8887 | 64192.6562 | 10.35% | 556246.9062 | 91936.2656 | 14.82% | 528503.2969 | 100551.5 | 16.21% | 519888.0625 | 1232.6492 | 0.1987% | 619206.9133 | 14416.8906 | 2.324% | 606022.6719
23 | Malaga | SPGE | {'Cal Ave': 2.8, 'West Fresno': 5.4, 'Sanger': 6.5, 'McCall': 7.5, 'Kearney': 8.7, 'Gregg': 15.3, 'Mc Mullin': 16.1, 'Wahtoke': 16.1, 'Kingsburg': 16.2, 'Reedley': 20.4, 'Borden': 21.3, 'Helm': 25.9, 'GWF Hanford Sw Sta': 29.6, 'Schindler': 30.5, 'Leprino Jct': 31.9, 'Henrietta': 32.7, 'Newhall': 35.4, 'Rector': 37.9, 'Tranquility': 38.3, 'Cantua': 38.7} | 568442.0625 | 144395.8125 | 25.4% | 424046.25 | 74.6% | 34143.9883 | 6.007% | 358958.5117 | 63.15% | 19.2 | 141679.7656 | 24.92% | 299696.1875 | 52.72% | 1 | 2131.939 | 0.375% | 0 | 0% | 102366.0547 | 18.01% | 466076.0078 | 72302.2109 | 12.72% | 496139.8516 | 76708.625 | 13.49% | 491733.4375 | 138016.7188 | 24.28% | 430425.3438 | 49100.8672 | 8.638% | 519341.1953 | 34934.9883 | 6.146% | 533507.0742
24 | McCall | SPGE | {'Sanger': 6.8, 'Malaga': 7.5, 'Kingsburg': 9.0, 'Cal Ave': 10.2, 'Wahtoke': 10.4, 'West Fresno': 12.4, 'Reedley': 14.6, 'Kearney': 15.0, 'Mc Mullin': 19.4, 'Gregg': 22.7, 'GWF Hanford Sw Sta': 23.6, 'Leprino Jct': 27.8, 'Borden': 28.8, 'Henrietta': 29.4, 'Helm': 29.8, 'Rector': 30.5, 'Schindler': 31.3, 'Corcoran': 34.9} | 569027.8125 | 154912.1875 | 27.22% | 414115.625 | 72.78% | 21171.1562 | 3.721% | 364885.5938 | 64.12% | 18.4678 | 166555.4531 | 29.27% | 307305.125 | 54.01% | 1 | 5469.397 | 0.9612% | 0 | 0% | 66851.125 | 11.75% | 502176.6875 | 73198.1484 | 12.86% | 495829.6641 | 92333.7812 | 16.23% | 476694.0312 | 119450.2422 | 20.99% | 449577.5703 | 23436.4277 | 4.119% | 545591.3848 | 23954.1094 | 4.21% | 545073.7031
25 | Mc Mullin | SPGE | {'Kearney': 9.7, 'Helm': 10.4, 'West Fresno': 12.8, 'Cal Ave': 15.2, 'Schindler': 15.6, 'Malaga': 16.1, 'Gregg': 18.4, 'McCall': 19.4, 'Sanger': 22.4, 'Cantua': 22.7, 'Borden': 22.7, 'Tranquility': 23.1, 'Kingsburg': 23.7, 'Henrietta': 24.7, 'Leprino Jct': 25.9, 'Newhall': 26.7, 'Mendota': 27.5, 'GWF Hanford Sw Sta': 29.3, 'Wahtoke': 29.8, 'Cheney': 30.3, 'Gates': 32.2, 'Panoche': 33.2, 'Reedley': 34.0, 'Dairyland': 36.7} | 641915.75 | 229539.8438 | 35.76% | 412375.9062 | 64.24% | 76062.6641 | 11.85% | 463212.8984 | 72.16% | 11.046 | 281669.375 | 43.88% | 317296.125 | 49.43% | 1 | 0 | 0% | 0 | 0% | 102440.4219 | 15.96% | 539475.3281 | 39456.9844 | 6.147% | 602458.7656 | 44936.1172 | 7% | 596979.6328 | 128183.3828 | 19.97% | 513732.3672 | 292.935 | 0.04563% | 641622.815 | 12455.5303 | 1.94% | 629460.2197
26 | Mendota | SPGE | {'Cheney': 7.3, 'Panoche': 8.2, 'Tranquility': 9.5, 'Newhall': 12.4, 'Oro Loma': 15.8, 'Helm': 18.0, 'Cantua': 21.1, 'Dairyland': 24.4, 'Mc Mullin': 27.5, 'Schindler': 28.3, 'Borden': 29.7, 'Gregg': 31.4, 'Kearney': 31.9, 'Le Grand': 33.7, 'West Fresno': 35.5, 'Merced': 38.2, 'Cal Ave': 38.5, 'Los Banos': 38.7, 'Wilson': 39.7} | 698317.6875 | 205285.9531 | 29.4% | 493031.7344 | 70.6% | 162328.1094 | 23.25% | 509251.2031 | 72.93% | 6.9133 | 323512.875 | 46.33% | 233580.0625 | 33.45% | 1 | 0 | 0% | 0 | 0% | 261915.1719 | 37.51% | 436402.5156 | 80789.2422 | 11.57% | 617528.4453 | 149250.5469 | 21.37% | 549067.1406 | 327114.1562 | 46.84% | 371203.5312 | 68087.1875 | 9.75% | 630230.5 | 38654.2891 | 5.535% | 659663.3984
27 | Oro Loma | SPGE | {'Mendota': 15.8, 'Panoche': 16.6, 'Newhall': 18.1, 'Cheney': 18.8, 'Dairyland': 22.0, 'Los Banos': 23.3, 'Tranquility': 24.8, 'Quinto': 28.0, 'Merced': 28.3, 'Le Grand': 29.4, 'Wilson': 31.2, 'Helm': 33.5, 'Cantua': 36.1, 'Borden': 37.1} | 670523.5625 | 155970.875 | 23.26% | 514552.6875 | 76.74% | 153216.1719 | 22.85% | 489709.7031 | 73.03% | 7.1062 | 239291.2812 | 35.69% | 246948.9531 | 36.83% | 0 | 52.6771 | 0.007856% | 0 | 0% | 286886.0938 | 42.79% | 383637.4688 | 85773.1094 | 12.79% | 584750.4531 | 137962.0312 | 20.58% | 532561.5312 | 331749.8125 | 49.48% | 338773.75 | 99550.1562 | 14.85% | 570973.4062 | 31669.4082 | 4.723% | 638854.1543
28 | Panoche | SPGE | {'Cheney': 3.1, 'Mendota': 8.2, 'Tranquility': 10.7, 'Oro Loma': 16.6, 'Cantua': 20.4, 'Newhall': 20.4, 'Helm': 22.9, 'Schindler': 30.1, 'Dairyland': 31.4, 'Mc Mullin': 33.2, 'Los Banos': 36.8, 'Borden': 37.9, 'Kearney': 38.9, 'Gregg': 39.3} | 640556.8125 | 158493.2344 | 24.74% | 482063.5781 | 75.26% | 173879.25 | 27.15% | 448438.75 | 70.01% | 6.1022 | 193832.6719 | 30.26% | 195877.0312 | 30.58% | 1 | 20273.5469 | 3.165% | 0 | 0% | 284922.4375 | 44.48% | 355634.375 | 87522.1875 | 13.66% | 553034.625 | 160298.2969 | 25.02% | 480258.5156 | 329285.9062 | 51.41% | 311270.9062 | 171831.8281 | 26.83% | 468724.9844 | 15635.2383 | 2.441% | 624921.5742
29 | Reedley | SPGE | {'Wahtoke': 4.3, 'Kingsburg': 14.0, 'McCall': 14.6, 'Sanger': 14.8, 'Malaga': 20.4, 'Rector': 22.0, 'Cal Ave': 22.9, 'West Fresno': 25.8, 'GWF Hanford Sw Sta': 27.6, 'Kearney': 29.0, 'Mc Mullin': 34.0, 'Gregg': 34.5, 'Corcoran': 35.6, 'Leprino Jct': 35.8, 'Henrietta': 38.6} | 561252.75 | 115964.1016 | 20.66% | 445288.6484 | 79.34% | 59887.5352 | 10.67% | 330130.4648 | 58.82% | 17.4598 | 149277.5938 | 26.6% | 198099.2969 | 35.3% | 0 | 126173.6641 | 22.48% | 0 | 0% | 169497.0469 | 30.2% | 391755.7031 | 106807.0469 | 19.03% | 454445.7031 | 149266.125 | 26.6% | 411986.625 | 254459.9688 | 45.34% | 306792.7812 | 126247.4766 | 22.49% | 435005.2734 | 21897.2109 | 3.901% | 539355.5391
30 | Sanger | SPGE | {'Malaga': 6.5, 'McCall': 6.8, 'Cal Ave': 8.5, 'Wahtoke': 10.8, 'West Fresno': 11.6, 'Reedley': 14.8, 'Kearney': 15.1, 'Kingsburg': 15.2, 'Gregg': 19.7, 'Mc Mullin': 22.4, 'Borden': 25.5, 'GWF Hanford Sw Sta': 30.3, 'Helm': 32.4, 'Rector': 34.5, 'Leprino Jct': 34.6, 'Henrietta': 36.0, 'Schindler': 36.1, 'Big Creek Hydro Facilities': 39.9} | 535224.8125 | 113703.6953 | 21.24% | 421521.1172 | 78.76% | 32151.8398 | 6.007% | 320765.5977 | 59.93% | 20 | 122726.4531 | 22.93% | 236092.4688 | 44.11% | 1 | 47986.6016 | 8.966% | 0 | 0% | 161571.5938 | 30.19% | 373653.2188 | 86185.4141 | 16.1% | 449039.3984 | 100860.7891 | 18.84% | 434364.0234 | 196325.7969 | 36.68% | 338899.0156 | 90810.0547 | 16.97% | 444414.7578 | 32008.6641 | 5.98% | 503216.1484
31 | Schindler | SPGE | {'Cantua': 11.4, 'Helm': 13.2, 'Mc Mullin': 15.6, 'Henrietta': 17.2, 'Gates': 18.1, 'Tranquility': 19.7, 'Leprino Jct': 20.4, 'Kearney': 25.3, 'Cheney': 27.1, 'West Fresno': 28.1, 'Mendota': 28.3, 'GWF Hanford Sw Sta': 28.9, 'Avenal': 29.3, 'Panoche': 30.1, 'Cal Ave': 30.2, 'Malaga': 30.5, 'McCall': 31.3, 'Kingsburg': 31.5, 'Gregg': 33.5, 'Newhall': 33.8, 'Sanger': 36.1, 'Borden': 36.9, 'Corcoran': 38.2} | 688926.0625 | 206558.875 | 29.98% | 482367.1875 | 70.02% | 157113.7344 | 22.81% | 486525.0781 | 70.62% | 7.551 | 253571.5625 | 36.81% | 315523.3438 | 45.8% | 1 | 0 | 0% | 0 | 0% | 176507.0312 | 25.62% | 512419.0312 | 26594.0254 | 3.86% | 662332.0371 | 59475.3906 | 8.633% | 629450.6719 | 200500.2344 | 29.1% | 488425.8281 | 41244.875 | 5.987% | 647681.1875 | 8636.5205 | 1.254% | 680289.542
32 | Wahtoke | SPGE | {'Reedley': 4.3, 'McCall': 10.4, 'Sanger': 10.8, 'Kingsburg': 11.4, 'Malaga': 16.1, 'Cal Ave': 18.7, 'West Fresno': 21.5, 'Rector': 24.4, 'Kearney': 24.7, 'GWF Hanford Sw Sta': 26.2, 'Mc Mullin': 29.8, 'Gregg': 30.5, 'Leprino Jct': 33.5, 'Corcoran': 35.4, 'Henrietta': 36.0, 'Borden': 36.3} | 564454.25 | 120829 | 21.41% | 443625.25 | 78.59% | 41557.2734 | 7.362% | 342851.9766 | 60.74% | 18 | 155281.875 | 27.51% | 226205.625 | 40.08% | 0 | 89230.8672 | 15.81% | 0 | 0% | 160233.3125 | 28.39% | 404220.9375 | 104715.3125 | 18.55% | 459738.9375 | 139862.5938 | 24.78% | 424591.6562 | 236186.2031 | 41.84% | 328268.0469 | 97644.3125 | 17.3% | 466809.9375 | 23465.7754 | 4.157% | 540988.4746
33 | West Fresno | SPGE | {'Cal Ave': 3.0, 'Kearney': 3.6, 'Malaga': 5.4, 'Gregg': 10.8, 'Sanger': 11.6, 'McCall': 12.4, 'Mc Mullin': 12.8, 'Borden': 16.8, 'Kingsburg': 20.6, 'Wahtoke': 21.5, 'Helm': 21.7, 'Reedley': 25.8, 'Schindler': 28.1, 'Newhall': 30.0, 'GWF Hanford Sw Sta': 32.4, 'Leprino Jct': 33.0, 'Henrietta': 33.2, 'Tranquility': 33.7, 'Cantua': 35.2, 'Mendota': 35.5, 'Dairyland': 36.0} | 581438.4375 | 144199.2344 | 24.8% | 437239.2031 | 75.2% | 42313.8906 | 7.277% | 392506.7031 | 67.51% | 17.5 | 168779.3906 | 29.03% | 302626.625 | 52.05% | 1 | 0 | 0% | 0 | 0% | 91694.2578 | 15.77% | 489744.1797 | 109570.9531 | 18.84% | 471867.4844 | 112987.2812 | 19.43% | 468451.1562 | 165303.7344 | 28.43% | 416134.7031 | 36325.8633 | 6.248% | 545112.5742 | 43760.2031 | 7.526% | 537678.2344
34 | Glenn | NORTHERN CALIFORNIA | {'Delevan': 29.1, 'Table Mountain': 30.7, 'Thermalito': 32.7, 'Wyandotte': 37.7} | 620584 | 89005.7266 | 14.34% | 531578.2734 | 85.66% | 177726.8125 | 28.64% | 379328.125 | 61.12% | 9.0637 | 95592.75 | 15.4% | 225889.7656 | 36.4% | 0 | 48807.4727 | 7.865% | 0 | 0% | 288315.2812 | 46.46% | 332268.7188 | 27999.0273 | 4.512% | 592584.9727 | 50146.8047 | 8.081% | 570437.1953 | 320687.25 | 51.68% | 299896.75 | 145763.125 | 23.49% | 474820.875 | 93796.5859 | 15.11% | 526787.4141
35 | Bridgeville | NORTHERN CALIFORNIA | {'Humboldt': 27.2} | 226247.4844 | 17180.0449 | 7.593% | 209067.4395 | 92.41% | 78612.0703 | 34.75% | 138075.4766 | 61.03% | 6.0742 | 3229.1145 | 1.427% | 0 | 0% | 0 | 154896.2344 | 68.46% | 12874.7324 | 5.691% | 35766.9805 | 15.81% | 190480.5039 | 46726.1055 | 20.65% | 179521.3789 | 61255.7188 | 27.07% | 164991.7656 | 84135.7422 | 37.19% | 142111.7422 | 178286.8594 | 78.8% | 47960.625 | 3527.343 | 1.559% | 222720.1414
36 | Humboldt | NORTHERN CALIFORNIA | {'Bridgeville': 27.2} | 245884.5938 | 52178.9258 | 21.22% | 193705.668 | 78.78% | 79273.2422 | 32.24% | 133151.1797 | 54.15% | 9.6212 | 26676.0547 | 10.85% | 0 | 0% | 0 | 101847.9297 | 41.42% | 3050.3218 | 1.241% | 10242.3984 | 4.166% | 235642.1953 | 76853.2891 | 31.26% | 169031.3047 | 87324.9531 | 35.51% | 158559.6406 | 92889.6172 | 37.78% | 152994.9766 | 119457.5312 | 48.58% | 126427.0625 | 31823.4355 | 12.94% | 214061.1582
37 | El Centro | GREATER IMPERIAL | {'Imperial Valley': 11.9, 'High Line': 15.5, 'Arkansas': 23.2, 'Sonora': 25.8, 'IID System': 27.8, 'Ocotillo': 29.8, 'ECO': 36.3} | 384351.5 | 77527.75 | 20.17% | 306823.75 | 79.83% | 22609.6914 | 5.883% | 339260.2461 | 88.27% | 9.2734 | 68348.5469 | 17.78% | 250820.7031 | 65.26% | 0 | 0 | 0% | 0 | 0% | 3107.1294 | 0.8084% | 381244.3706 | 54269.625 | 14.12% | 330081.875 | 50430.2305 | 13.12% | 333921.2695 | 60520.8711 | 15.75% | 323830.6289 | 12427.0371 | 3.233% | 371924.4629 | 21413.4922 | 5.571% | 362938.0078
38 | High Line | GREATER IMPERIAL | {'El Centro': 15.5, 'Imperial Valley': 26.0, 'Arkansas': 27.5, 'Sonora': 29.4, 'IID System': 34.6} | 241912.7188 | 53530.6758 | 22.13% | 188382.043 | 77.87% | 27472.498 | 11.36% | 203821.8457 | 84.25% | 8.7619 | 41412.7227 | 17.12% | 153851.6406 | 63.6% | 0 | 0 | 0% | 0 | 0% | 2511.2759 | 1.038% | 239401.4429 | 29234.6621 | 12.08% | 212678.0566 | 29234.6621 | 12.08% | 212678.0566 | 31745.9375 | 13.12% | 210166.7812 | 11080.2041 | 4.58% | 230832.5146 | 13907.1357 | 5.749% | 228005.583
39 | Imperial Valley | GREATER IMPERIAL | {'El Centro': 11.9, 'Ocotillo': 19.2, 'ECO': 24.6, 'High Line': 26.0, 'Arkansas': 32.1, 'IID System': 34.5, 'Sonora': 34.8} | 229861.0781 | 50112.0898 | 21.8% | 179748.9883 | 78.2% | 31996.4961 | 13.92% | 178698.8477 | 77.74% | 9.6978 | 34121.4609 | 14.84% | 122477.4453 | 53.28% | 0 | 0 | 0% | 0 | 0% | 8976.7588 | 3.905% | 220884.3193 | 17586.6699 | 7.651% | 212274.4082 | 20432.2852 | 8.889% | 209428.793 | 29734.8398 | 12.94% | 200126.2383 | 25702.8535 | 11.18% | 204158.2246 | 14922.916 | 6.492% | 214938.1621
40 | El Segundo | GREATER LA METRO | {'Chevmain': 1.2, 'El Nido': 3.0, 'Redondo': 4.6, 'La Fresa': 5.8, 'La Cienega': 6.9, 'Arcogen': 12.1, 'Hinson': 13.1, 'Harborgen': 14.4, 'Lighthipe': 14.4, 'Long Beach': 15.0, 'Laguna Bell': 16.5, 'Center': 18.3, 'Del Amo': 19.2, 'Mesa (SCE)': 20.0, 'Alamitos': 21.1, 'Goodrich': 25.5, 'Gould': 25.5, 'Barre': 26.3, 'Sylmar': 27.7, 'Walnut': 28.0, 'Rio Hondo': 28.8, 'Olinda': 28.9, 'Lewis': 30.9, 'Huntington Beach': 31.4, 'Ellis': 31.6, 'Villa Park': 34.5, 'Johanna': 35.5, 'Saugus': 36.5, 'Serrano': 36.8, 'Moorpark': 37.6, 'Pardee': 37.7} | 11597.8203 | 4408.3384 | 38.01% | 7189.4819 | 61.99% | 1750.9414 | 15.1% | 4180.3711 | 36.04% | 16.8344 | 0.6911 | 0.005959% | 0 | 0% | 0 | 2334.5469 | 20.13% | 4193.7939 | 36.16% | 1334.0236 | 11.5% | 10263.7968 | 2300.8362 | 19.84% | 9296.9841 | 4986.5586 | 43% | 6611.2617 | 5639.8745 | 48.63% | 5957.9458 | 1319.5076 | 11.38% | 10278.3127 | 1029.1842 | 8.874% | 10568.6361
41 | Arco | SPGE | {'Avenal': 18.0, 'Goose Lake': 22.3, 'Cholame': 24.5, 'Kernridge': 25.0, 'Smyrna': 26.0, 'Caliente': 27.4, 'Olive': 27.6, 'Gates': 27.8, 'Carrizo Plains': 28.2, 'Solar SS': 28.4, 'Alpaugh': 28.7, 'Semitropic': 29.3, 'Temblor': 29.7, 'Corcoran': 30.5, 'Henrietta': 32.2, 'Leprino Jct': 32.4, 'Charca': 35.0, 'Midway': 36.5, 'GWF Hanford Sw Sta': 37.2, 'Shafter': 38.0} | 670074.125 | 126270.3203 | 18.84% | 543803.8047 | 81.16% | 222691.2656 | 33.23% | 427970.5469 | 63.87% | 6.75 | 140410.5625 | 20.95% | 96816.0781 | 14.45% | 0 | 8733.4199 | 1.303% | 0 | 0% | 433729.7812 | 64.73% | 236344.3438 | 30801.6152 | 4.597% | 639272.5098 | 96333.2031 | 14.38% | 573740.9219 | 476697.8438 | 71.14% | 193376.2812 | 106740.1953 | 15.93% | 563333.9297 | 19783.3691 | 2.952% | 650290.7559
42 | Bakersfield | SPGE | {'Westpark': 2.2, 'Columbus': 3.7, 'Kern Oil': 3.8, 'Rosedale': 4.2, 'Sycamore': 4.6, 'Magunden': 5.0, 'Kern Power': 5.3, 'Stockdale': 6.0, 'California Water': 6.3, '7th Standard': 8.0, 'Tevis': 8.4, 'Renfro': 9.0, 'Regulus': 10.1, 'Lamont': 10.2, 'Lerdo': 11.4, 'Poso Mountain': 12.2, 'Grimway': 12.6, 'Rio Bravo': 14.9, 'Tupman': 15.2, 'Norco': 18.6, 'Shafter': 19.7, 'Wheeler Ridge': 20.7, 'Charca': 23.6, 'Elk Hills': 23.8, 'Midway': 25.3, 'Semitropic': 28.5, 'Vestal': 31.7, 'Taft': 32.1, 'Pastoria': 32.5, 'Smyrna': 34.1, 'Goose Lake': 35.6, 'Temblor': 39.0} | 564855.5 | 81777.3438 | 14.48% | 483078.1562 | 85.52% | 102249.5 | 18.1% | 426734.6875 | 75.55% | 9.0413 | 52890.5117 | 9.364% | 238550.2031 | 42.23% | 1 | 114938.5859 | 20.35% | 0 | 0% | 228732.9062 | 40.49% | 336122.5938 | 126229.4375 | 22.35% | 438626.0625 | 200610.7344 | 35.52% | 364244.7656 | 315262.5625 | 55.81% | 249592.9375 | 101305.6641 | 17.93% | 463549.8359 | 24458.1328 | 4.33% | 540397.3672
43 | Charca | SPGE | {'Semitropic': 6.3, 'Shafter': 6.5, 'Smyrna': 10.5, 'Rio Bravo': 12.0, 'Lerdo': 12.3, 'Goose Lake': 14.3, 'Midway': 15.8, '7th Standard': 16.0, 'Renfro': 17.7, 'Tupman': 17.8, 'Kern Power': 20.3, 'Kern Oil': 20.7, 'Vestal': 21.0, 'Poso Mountain': 21.0, 'Olive': 21.1, 'Rosedale': 21.2, 'Sycamore': 21.7, 'Norco': 22.2, 'Westpark': 22.8, 'Tevis': 22.8, 'Bakersfield': 23.6, 'Stockdale': 24.8, 'Alpaugh': 25.6, 'Kernridge': 26.0, 'Temblor': 26.0, 'Columbus': 26.1, 'Elk Hills': 26.5, 'California Water': 27.1, 'Magunden': 28.4, 'Lamont': 33.8, 'Taft': 33.8, 'Regulus': 33.8, 'Arco': 35.0, 'Grimway': 36.1, 'Caliente': 36.9, 'Corcoran': 37.0} | 599005.5625 | 114010.8281 | 19.03% | 484994.7344 | 80.97% | 51737.7422 | 8.637% | 506659.6328 | 84.58% | 10.2047 | 116061.0859 | 19.38% | 351209.5312 | 58.63% | 1 | 5545.98 | 0.9259% | 0 | 0% | 137830.6406 | 23.01% | 461174.9219 | 53811.8477 | 8.984% | 545193.7148 | 183687.8125 | 30.67% | 415317.75 | 274778.3125 | 45.87% | 324227.25 | 12290.8926 | 2.052% | 586714.6699 | 27645.1699 | 4.615% | 571360.3926
44 | Columbus | SPGE | {'California Water': 2.7, 'Magunden': 2.8, 'Bakersfield': 3.7, 'Sycamore': 4.7, 'Kern Oil': 5.4, 'Westpark': 5.9, 'Rosedale': 7.9, 'Regulus': 8.2, 'Lamont': 8.3, 'Kern Power': 9.0, 'Stockdale': 9.1, 'Poso Mountain': 11.1, '7th Standard': 11.2, 'Grimway': 11.3, 'Tevis': 12.0, 'Renfro': 12.7, 'Lerdo': 13.9, 'Rio Bravo': 18.3, 'Tupman': 18.9, 'Wheeler Ridge': 21.5, 'Norco': 22.2, 'Shafter': 22.7, 'Charca': 26.1, 'Elk Hills': 27.4, 'Midway': 28.9, 'Semitropic': 31.3, 'Vestal': 31.7, 'Pastoria': 32.4, 'Taft': 35.6, 'Smyrna': 36.4, 'Highwind': 37.9, 'Goose Lake': 38.7} | 523284.1875 | 70992.2812 | 13.57% | 452291.9062 | 86.43% | 100222.2891 | 19.15% | 390516.1172 | 74.63% | 8.8328 | 38386.2539 | 7.336% | 193794.2812 | 37.03% | 1 | 148419.0469 | 28.36% | 2271.593 | 0.4341% | 249240.7031 | 47.63% | 274043.4844 | 114912.7734 | 21.96% | 408371.4141 | 180494.5938 | 34.49% | 342789.5938 | 307439.3125 | 58.75% | 215844.875 | 131154.6094 | 25.06% | 392129.5781 | 18033.5586 | 3.446% | 505250.6289
45 | Elk Hills | SPGE | {'Norco': 5.6, 'Taft': 8.6, 'Tupman': 10.7, 'Midway': 13.0, 'Tevis': 15.4, 'Rio Bravo': 16.3, 'Renfro': 16.4, 'Stockdale': 18.5, 'Kern Power': 19.0, 'Rosedale': 19.8, 'Shafter': 20.1, '7th Standard': 20.2, 'Temblor': 21.0, 'Westpark': 21.6, 'Lerdo': 22.8, 'Bakersfield': 23.8, 'Wheeler Ridge': 24.6, 'Kern Oil': 25.0, 'Kernridge': 25.4, 'Semitropic': 26.1, 'Charca': 26.5, 'Sycamore': 26.8, 'Magunden': 27.3, 'Columbus': 27.4, 'Goose Lake': 28.3, 'Grimway': 29.2, 'Regulus': 29.4, 'Lamont': 29.5, 'California Water': 30.1, 'Caliente': 32.3, 'Poso Mountain': 33.0, 'Smyrna': 34.2, 'Pastoria': 36.3, 'Carrizo Plains': 39.0} | 416957.875 | 58366.5742 | 14% | 358591.3008 | 86% | 88054.6484 | 21.12% | 305421.0703 | 73.25% | 8.5915 | 78438.6484 | 18.81% | 178856.4688 | 42.9% | 1 | 0 | 0% | 0 | 0% | 79253.4766 | 19.01% | 337704.3984 | 127356.2031 | 30.54% | 289601.6719 | 237040.9688 | 56.85% | 179916.9062 | 256074.2656 | 61.41% | 160883.6094 | 16351.0986 | 3.922% | 400606.7764 | 21973.4707 | 5.27% | 394984.4043
46 | Goose Lake | SPGE | {'Semitropic': 8.0, 'Smyrna': 10.6, 'Kernridge': 14.2, 'Charca': 14.3, 'Midway': 15.4, 'Shafter': 15.9, 'Temblor': 16.5, 'Rio Bravo': 21.1, 'Olive': 21.8, 'Arco': 22.3, 'Tupman': 24.4, 'Caliente': 24.4, 'Lerdo': 25.1, 'Alpaugh': 25.9, 'Norco': 26.6, '7th Standard': 27.6, 'Renfro': 27.7, 'Elk Hills': 28.3, 'Carrizo Plains': 30.1, 'Solar SS': 31.0, 'Kern Power': 31.2, 'Tevis': 32.0, 'Rosedale': 32.2, 'Vestal': 32.4, 'Taft': 32.6, 'Kern Oil': 33.4, 'Westpark': 34.2, 'Sycamore': 34.7, 'Stockdale': 34.9, 'Corcoran': 35.1, 'Poso Mountain': 35.1, 'Bakersfield': 35.6, 'Columbus': 38.7, 'Avenal': 39.8} | 590398.5625 | 115635.8125 | 19.59% | 474762.75 | 80.41% | 102729.6875 | 17.4% | 459877 | 77.89% | 7.9286 | 128992.75 | 21.85% | 252574.3594 | 42.78% | 1 | 0 | 0% | 0 | 0% | 218036.8438 | 36.93% | 372361.7188 | 41873.9648 | 7.092% | 548524.5977 | 162974.2031 | 27.6% | 427424.3594 | 334728.4375 | 56.7% | 255670.125 | 15997.5928 | 2.71% | 574400.9697 | 28246.2617 | 4.784% | 562152.3008
47 | Kernridge | SPGE | {'Temblor': 4.8, 'Caliente': 10.9, 'Goose Lake': 14.2, 'Midway': 16.4, 'Carrizo Plains': 17.5, 'Solar SS': 18.5, 'Semitropic': 20.2, 'Shafter': 24.3, 'Smyrna': 24.8, 'Arco': 25.0, 'Elk Hills': 25.4, 'Taft': 25.7, 'Charca': 26.0, 'Norco': 26.6, 'Rio Bravo': 27.0, 'Tupman': 27.1, 'Renfro': 32.7, 'Lerdo': 33.4, '7th Standard': 34.3, 'Tevis': 35.5, 'Olive': 35.5, 'Kern Power': 36.5, 'Rosedale': 37.6, 'Cholame': 37.6, 'Stockdale': 38.9, 'Alpaugh': 39.3, 'Westpark': 39.7} | 503536.4375 | 82464.0234 | 16.38% | 421072.4141 | 83.62% | 103944.1484 | 20.64% | 365610.6641 | 72.61% | 8.7143 | 58655.1836 | 11.65% | 135403.875 | 26.89% | 1 | 0 | 0% | 0 | 0% | 216449.4688 | 42.99% | 287086.9688 | 65648.8672 | 13.04% | 437887.5703 | 185838.3281 | 36.91% | 317698.1094 | 344129.4375 | 68.34% | 159407 | 81160.2812 | 16.12% | 422376.1562 | 19655.4414 | 3.903% | 483880.9961
48 | Lamont | SPGE | {'Regulus': 0.1, 'Grimway': 3.4, 'Magunden': 5.6, 'Columbus': 8.3, 'California Water': 8.9, 'Bakersfield': 10.2, 'Westpark': 11.4, 'Stockdale': 11.7, 'Sycamore': 13.0, 'Rosedale': 13.4, 'Kern Oil': 13.4, 'Kern Power': 14.5, 'Tevis': 15.2, 'Wheeler Ridge': 15.7, '7th Standard': 18.1, 'Renfro': 18.2, 'Poso Mountain': 18.9, 'Lerdo': 21.6, 'Tupman': 23.4, 'Rio Bravo': 24.7, 'Pastoria': 25.0, 'Norco': 25.3, 'Elk Hills': 29.5, 'Shafter': 29.8, 'Highwind': 30.5, 'Charca': 33.8, 'Midway': 34.1, 'Bailey': 36.2, 'Taft': 36.8, 'Windhub': 37.5, 'Whirlwind': 38.6, 'Semitropic': 38.7, 'Vestal': 39.7} | 468070.4062 | 58155.918 | 12.42% | 409914.4883 | 87.58% | 94429.6797 | 20.17% | 331864.3828 | 70.9% | 10.2439 | 39029.9336 | 8.338% | 184924.125 | 39.51% | 1 | 113800.6562 | 24.31% | 32031.0996 | 6.843% | 204308.3125 | 43.65% | 263762.0938 | 98986.2188 | 21.15% | 369084.1875 | 150334.6719 | 32.12% | 317735.7344 | 260113.8594 | 55.57% | 207956.5469 | 111192.9062 | 23.76% | 356877.5 | 12687.8965 | 2.711% | 455382.5098
49 | Lerdo | SPGE | {'7th Standard': 4.3, 'Rio Bravo': 7.3, 'Renfro': 7.8, 'Kern Oil': 8.5, 'Kern Power': 8.9, 'Shafter': 9.4, 'Rosedale': 9.5, 'Sycamore': 9.7, 'Westpark': 10.8, 'Bakersfield': 11.4, 'Poso Mountain': 11.7, 'Tupman': 12.1, 'Charca': 12.3, 'Tevis': 12.5, 'Stockdale': 13.5, 'Columbus': 13.9, 'California Water': 15.1, 'Magunden': 16.1, 'Norco': 17.2, 'Semitropic': 17.5, 'Midway': 18.2, 'Regulus': 21.5, 'Lamont': 21.6, 'Smyrna': 22.7, 'Elk Hills': 22.8, 'Vestal': 23.9, 'Grimway': 24.0, 'Goose Lake': 25.1, 'Wheeler Ridge': 30.1, 'Taft': 31.3, 'Temblor': 31.7, 'Olive': 32.0, 'Kernridge': 33.4, 'Alpaugh': 36.3} | 607541.25 | 100317.9062 | 16.51% | 507223.3438 | 83.49% | 90553.9141 | 14.9% | 476165.1484 | 78.38% | 10.0645 | 74573.4297 | 12.27% | 281730.4062 | 46.37% | 1 | 85775.6484 | 14.12% | 0 | 0% | 217641.1562 | 35.82% | 389900.0938 | 88604.0547 | 14.58% | 518937.1953 | 186072.0312 | 30.63% | 421469.2188 | 310195.2812 | 51.06% | 297345.9688 | 74446.0859 | 12.25% | 533095.1641 | 26501.9824 | 4.362% | 581039.2676
50 | Magunden | SPGE | {'Columbus': 2.8, 'California Water': 4.4, 'Bakersfield': 5.0, 'Regulus': 5.5, 'Lamont': 5.6, 'Westpark': 6.7, 'Sycamore': 7.4, 'Kern Oil': 7.8, 'Grimway': 8.6, 'Stockdale': 8.8, 'Rosedale': 8.9, 'Kern Power': 10.0, 'Tevis': 12.0, '7th Standard': 13.0, 'Poso Mountain': 13.8, 'Renfro': 13.8, 'Lerdo': 16.1, 'Wheeler Ridge': 19.0, 'Tupman': 19.7, 'Rio Bravo': 19.9, 'Norco': 22.5, 'Shafter': 24.7, 'Elk Hills': 27.3, 'Charca': 28.4, 'Pastoria': 29.7, 'Midway': 30.1, 'Semitropic': 33.4, 'Vestal': 34.4, 'Taft': 35.3, 'Highwind': 35.6, 'Smyrna': 38.8} | 512448.1875 | 70944.2656 | 13.84% | 441503.9219 | 86.16% | 98586.0391 | 19.24% | 378951.8984 | 73.95% | 9 | 41275.8359 | 8.055% | 193203.8125 | 37.7% | 1 | 136951.8906 | 26.73% | 8212.5371 | 1.603% | 232861.9688 | 45.44% | 279586.2188 | 115933.1172 | 22.62% | 396515.0703 | 177311.7812 | 34.6% | 335136.4062 | 296072.3438 | 57.78% | 216375.8438 | 121601.6094 | 23.73% | 390846.5781 | 18046.9668 | 3.522% | 494401.2207
51 | Midway | SPGE | {'Shafter': 10.7, 'Tupman': 10.8, 'Rio Bravo': 11.1, 'Norco': 11.5, 'Elk Hills': 13.0, 'Semitropic': 13.6, 'Temblor': 13.8, 'Goose Lake': 15.4, 'Charca': 15.8, 'Renfro': 16.3, 'Kernridge': 16.4, 'Lerdo': 18.2, '7th Standard': 18.3, 'Taft': 18.6, 'Tevis': 19.1, 'Kern Power': 20.1, 'Rosedale': 21.2, 'Smyrna': 21.7, 'Stockdale': 22.5, 'Westpark': 23.3, 'Kern Oil': 24.5, 'Bakersfield': 25.3, 'Sycamore': 26.3, 'Caliente': 26.3, 'Columbus': 28.9, 'Poso Mountain': 29.9, 'Magunden': 30.1, 'California Water': 31.1, 'Carrizo Plains': 33.2, 'Lamont': 34.1, 'Regulus': 34.1, 'Olive': 34.1, 'Solar SS': 34.3, 'Wheeler Ridge': 34.6, 'Grimway': 35.1, 'Arco': 36.5, 'Vestal': 36.6, 'Alpaugh': 38.6} | 521374.5625 | 61654.8203 | 11.83% | 459719.7422 | 88.17% | 109960.0938 | 21.09% | 385722.5625 | 73.98% | 8.6988 | 87489.4766 | 16.78% | 251366.875 | 48.21% | 1 | 0 | 0% | 0 | 0% | 152765.1094 | 29.3% | 368609.4531 | 120211.8984 | 23.06% | 401162.6641 | 258445.5312 | 49.57% | 262929.0312 | 332114.5938 | 63.7% | 189259.9688 | 11124.1992 | 2.134% | 510250.3633 | 30859.043 | 5.919% | 490515.5195
52 | Norco | SPGE | {'Tupman': 5.2, 'Elk Hills': 5.6, 'Tevis': 10.4, 'Renfro': 10.8, 'Rio Bravo': 11.1, 'Midway': 11.5, 'Kern Power': 13.6, 'Stockdale': 13.8, 'Taft': 14.2, 'Rosedale': 14.5, '7th Standard': 14.6, 'Shafter': 15.7, 'Westpark': 16.3, 'Lerdo': 17.2, 'Bakersfield': 18.6, 'Kern Oil': 19.5, 'Sycamore': 21.3, 'Charca': 22.2, 'Columbus': 22.2, 'Magunden': 22.5, 'Temblor': 22.8, 'Semitropic': 22.9, 'Wheeler Ridge': 23.2, 'California Water': 24.9, 'Regulus': 25.2, 'Lamont': 25.3, 'Grimway': 25.5, 'Goose Lake': 26.6, 'Kernridge': 26.6, 'Poso Mountain': 27.3, 'Smyrna': 30.9, 'Caliente': 34.9, 'Pastoria': 35.8} | 473415.125 | 59060.6211 | 12.48% | 414354.5039 | 87.52% | 92252.1172 | 19.49% | 351495.7266 | 74.25% | 9.2474 | 91301.1016 | 19.29% | 241943.7656 | 51.11% | 1 | 0 | 0% | 0 | 0% | 82210.0078 | 17.37% | 391205.1172 | 128298.5391 | 27.1% | 345116.5859 | 245974.5469 | 51.96% | 227440.5781 | 268326 | 56.68% | 205089.125 | 3228.0818 | 0.6819% | 470187.0432 | 24466.1484 | 5.168% | 448948.9766
53 | Rio Bravo | SPGE | {'Shafter': 5.9, 'Tupman': 6.1, 'Renfro': 6.6, 'Lerdo': 7.3, '7th Standard': 7.3, 'Kern Power': 10.2, 'Midway': 11.1, 'Norco': 11.1, 'Rosedale': 11.2, 'Tevis': 11.3, 'Charca': 12.0, 'Westpark': 13.3, 'Kern Oil': 13.5, 'Stockdale': 13.9, 'Semitropic': 14.8, 'Bakersfield': 14.9, 'Sycamore': 15.2, 'Elk Hills': 16.3, 'Columbus': 18.3, 'Poso Mountain': 18.9, 'Magunden': 19.9, 'California Water': 20.3, 'Goose Lake': 21.1, 'Smyrna': 22.0, 'Taft': 24.5, 'Regulus': 24.6, 'Lamont': 24.7, 'Temblor': 24.9, 'Grimway': 26.3, 'Kernridge': 27.0, 'Wheeler Ridge': 29.2, 'Vestal': 29.3, 'Olive': 33.1, 'Caliente': 37.3, 'Alpaugh': 37.6} | 584571.5625 | 79391.9141 | 13.58% | 505179.6484 | 86.42% | 96309.625 | 16.48% | 454746.6875 | 77.79% | 9.6667 | 90032.7578 | 15.4% | 304589.6562 | 52.1% | 1 | 10201.7832 | 1.745% | 0 | 0% | 163203.3125 | 27.92% | 421368.25 | 108761.8516 | 18.61% | 475809.7109 | 229867.1719 | 39.32% | 354704.3906 | 321331.75 | 54.97% | 263239.8125 | 13634.8604 | 2.332% | 570936.7021 | 29076.4863 | 4.974% | 555495.0762
54 | Rosedale | SPGE | {'Kern Power': 1.1, 'Westpark': 2.1, 'Bakersfield': 4.2, 'Stockdale': 4.2, 'Renfro': 4.9, 'Tevis': 4.9, '7th Standard': 5.3, 'Kern Oil': 5.4, 'Sycamore': 7.2, 'Columbus': 7.9, 'Magunden': 8.9, 'Lerdo': 9.5, 'California Water': 10.5, 'Tupman': 11.0, 'Rio Bravo': 11.2, 'Regulus': 13.3, 'Lamont': 13.4, 'Poso Mountain': 14.3, 'Norco': 14.5, 'Grimway': 15.2, 'Shafter': 16.5, 'Elk Hills': 19.8, 'Wheeler Ridge': 20.7, 'Charca': 21.2, 'Midway': 21.2, 'Semitropic': 25.5, 'Taft': 28.3, 'Smyrna': 31.7, 'Vestal': 32.1, 'Goose Lake': 32.2, 'Pastoria': 33.3, 'Temblor': 34.9, 'Kernridge': 37.6} | 595125.625 | 91438.8438 | 15.36% | 503686.7812 | 84.64% | 107016.6719 | 17.98% | 450483.5156 | 75.7% | 9.2121 | 81053.1797 | 13.62% | 272343.7188 | 45.76% | 1 | 70716.5 | 11.88% | 0 | 0% | 188828.0938 | 31.73% | 406297.5312 | 132458.3438 | 22.26% | 462667.2812 | 223066.0938 | 37.48% | 372059.5312 | 314911.0312 | 52.92% | 280214.5938 | 59583.7617 | 10.01% | 535541.8633 | 26001.1797 | 4.369% | 569124.4453
55 | Semitropic | SPGE | {'Charca': 6.3, 'Goose Lake': 8.0, 'Smyrna': 8.1, 'Shafter': 9.0, 'Midway': 13.6, 'Rio Bravo': 14.8, 'Lerdo': 17.5, 'Tupman': 19.4, 'Kernridge': 20.2, 'Olive': 20.5, '7th Standard': 20.5, 'Temblor': 20.9, 'Renfro': 21.3, 'Norco': 22.9, 'Kern Power': 24.5, 'Alpaugh': 25.1, 'Rosedale': 25.5, 'Kern Oil': 25.9, 'Vestal': 25.9, 'Elk Hills': 26.1, 'Tevis': 26.1, 'Poso Mountain': 27.1, 'Sycamore': 27.2, 'Westpark': 27.3, 'Bakersfield': 28.5, 'Stockdale': 28.6, 'Arco': 29.3, 'Caliente': 31.0, 'Columbus': 31.3, 'Taft': 32.2, 'California Water': 32.6, 'Magunden': 33.4, 'Corcoran': 35.7, 'Carrizo Plains': 37.2, 'Solar SS': 38.2, 'Regulus': 38.6, 'Lamont': 38.7} | 583997.1875 | 90610.4531 | 15.52% | 493386.7344 | 84.48% | 69390.1406 | 11.88% | 476569.4219 | 81.6% | 9.4154 | 121201.4531 | 20.75% | 348594.5312 | 59.69% | 1 | 0 | 0% | 0 | 0% | 162356.3594 | 27.8% | 421640.8281 | 51209.2969 | 8.769% | 532787.8906 | 187950.8125 | 32.18% | 396046.375 | 298532.4375 | 51.12% | 285464.75 | 779.5656 | 0.1335% | 583217.6219 | 26478.2031 | 4.534% | 557518.9844
56 | Shafter | SPGE | {'Rio Bravo': 5.9, 'Charca': 6.5, 'Semitropic': 9.0, 'Lerdo': 9.4, 'Midway': 10.7, 'Tupman': 11.3, '7th Standard': 11.7, 'Renfro': 12.3, 'Kern Power': 15.5, 'Norco': 15.7, 'Goose Lake': 15.9, 'Smyrna': 16.1, 'Rosedale': 16.5, 'Tevis': 17.1, 'Kern Oil': 17.5, 'Westpark': 18.4, 'Sycamore': 18.9, 'Stockdale': 19.6, 'Bakersfield': 19.7, 'Elk Hills': 20.1, 'Poso Mountain': 20.5, 'Columbus': 22.7, 'Temblor': 23.2, 'Kernridge': 24.3, 'California Water': 24.3, 'Magunden': 24.7, 'Vestal': 26.1, 'Olive': 27.5, 'Taft': 27.7, 'Regulus': 29.7, 'Lamont': 29.8, 'Grimway': 31.7, 'Alpaugh': 32.0, 'Caliente': 35.0, 'Wheeler Ridge': 35.1, 'Arco': 38.0} | 579192.125 | 81384.125 | 14.05% | 497808 | 85.95% | 79737.3672 | 13.77% | 462441.8828 | 79.84% | 10.2097 | 92877.7031 | 16.04% | 309733.75 | 53.48% | 1 | 4134.293 | 0.7138% | 0 | 0% | 163473.0156 | 28.22% | 415719.1094 | 84718.7344 | 14.63% | 494473.3906 | 224486.2344 | 38.76% | 354705.8906 | 313993.9688 | 54.21% | 265198.1562 | 10497.7119 | 1.812% | 568694.4131 | 34283.7969 | 5.919% | 544908.3281
57 | Smyrna | SPGE | {'Semitropic': 8.1, 'Charca': 10.5, 'Goose Lake': 10.6, 'Olive': 12.5, 'Shafter': 16.1, 'Alpaugh': 17.0, 'Midway': 21.7, 'Rio Bravo': 22.0, 'Vestal': 22.5, 'Lerdo': 22.7, 'Kernridge': 24.8, 'Arco': 26.0, '7th Standard': 26.5, 'Temblor': 26.8, 'Tupman': 27.2, 'Corcoran': 27.6, 'Renfro': 28.1, 'Poso Mountain': 30.0, 'Kern Power': 30.8, 'Norco': 30.9, 'Kern Oil': 31.0, 'Rosedale': 31.7, 'Sycamore': 31.9, 'Tevis': 33.1, 'Westpark': 33.3, 'Bakersfield': 34.1, 'Elk Hills': 34.2, 'Caliente': 35.0, 'Stockdale': 35.2, 'Columbus': 36.4, 'California Water': 37.3, 'Magunden': 38.8, 'Springville': 39.6, 'GWF Hanford Sw Sta': 39.6} | 613863.875 | 139753.5625 | 22.77% | 474110.3125 | 77.23% | 105771.8516 | 17.23% | 468231.7734 | 76.28% | 8.8629 | 179586.1094 | 29.26% | 307433.6875 | 50.08% | 1 | 0 | 0% | 0 | 0% | 196294.6094 | 31.98% | 417569.2656 | 36564.9766 | 5.957% | 577298.8984 | 158076.4844 | 25.75% | 455787.3906 | 300067.1875 | 48.88% | 313796.6875 | 373.6719 | 0.06087% | 613490.2031 | 34224.8086 | 5.575% | 579639.0664
58 | Stockdale | SPGE | {'Tevis': 3.5, 'Rosedale': 4.2, 'Westpark': 4.2, 'Kern Power': 4.7, 'Bakersfield': 6.0, 'Renfro': 7.3, 'Magunden': 8.8, 'Kern Oil': 8.9, 'Columbus': 9.1, '7th Standard': 9.2, 'Sycamore': 10.3, 'Regulus': 11.6, 'Lamont': 11.7, 'Tupman': 11.7, 'California Water': 11.9, 'Grimway': 12.6, 'Lerdo': 13.5, 'Norco': 13.8, 'Rio Bravo': 13.9, 'Wheeler Ridge': 16.6, 'Poso Mountain': 17.8, 'Elk Hills': 18.5, 'Shafter': 19.6, 'Midway': 22.5, 'Charca': 24.8, 'Taft': 26.5, 'Semitropic': 28.6, 'Pastoria': 29.2, 'Goose Lake': 34.9, 'Smyrna': 35.2, 'Temblor': 35.8, 'Vestal': 36.2, 'Kernridge': 38.9} | 590360.3125 | 88041.7031 | 14.91% | 502318.6094 | 85.09% | 89595.3594 | 15.18% | 462942.5156 | 78.42% | 9.1643 | 80458.2734 | 13.63% | 291373.5312 | 49.36% | 1 | 49655.4883 | 8.411% | 0 | 0% | 164456.6406 | 27.86% | 425903.6719 | 136992.6562 | 23.2% | 453367.6562 | 219446.6719 | 37.17% | 370913.6406 | 300790 | 50.95% | 289570.3125 | 43308.4727 | 7.336% | 547051.8398 | 24899.6777 | 4.218% | 565460.6348
59 | Taft | SPGE | {'Elk Hills': 8.6, 'Norco': 14.2, 'Midway': 18.6, 'Tupman': 19.2, 'Temblor': 20.9, 'Tevis': 23.6, 'Rio Bravo': 24.5, 'Renfro': 25.0, 'Kernridge': 25.7, 'Stockdale': 26.5, 'Kern Power': 27.5, 'Shafter': 27.7, 'Rosedale': 28.3, 'Wheeler Ridge': 28.8, '7th Standard': 28.8, 'Caliente': 29.8, 'Westpark': 29.9, 'Lerdo': 31.3, 'Bakersfield': 32.1, 'Semitropic': 32.2, 'Goose Lake': 32.6, 'Kern Oil': 33.5, 'Charca': 33.8, 'Magunden': 35.3, 'Sycamore': 35.3, 'Columbus': 35.6, 'Carrizo Plains': 35.8, 'Grimway': 36.0, 'Regulus': 36.7, 'Lamont': 36.8, 'Solar SS': 36.8, 'California Water': 38.3, 'Pastoria': 38.8} | 329700.0625 | 49580.2109 | 15.04% | 280119.8516 | 84.96% | 104086.5469 | 31.57% | 218681.2031 | 66.33% | 6.1223 | 53488.0039 | 16.22% | 100040.1719 | 30.34% | 1 | 7339.7021 | 2.226% | 0 | 0% | 65647.9922 | 19.91% | 264052.0703 | 120383.9609 | 36.51% | 209316.1016 | 202329.2344 | 61.37% | 127370.8281 | 220795.9531 | 66.97% | 108904.1094 | 38228.4727 | 11.59% | 291471.5898 | 15861.1934 | 4.811% | 313838.8691
60 | Temblor | SPGE | {'Kernridge': 4.8, 'Caliente': 12.5, 'Midway': 13.8, 'Goose Lake': 16.5, 'Carrizo Plains': 19.4, 'Solar SS': 20.5, 'Semitropic': 20.9, 'Taft': 20.9, 'Elk Hills': 21.0, 'Norco': 22.8, 'Shafter': 23.2, 'Tupman': 24.1, 'Rio Bravo': 24.9, 'Charca': 26.0, 'Smyrna': 26.8, 'Arco': 29.7, 'Renfro': 30.0, 'Lerdo': 31.7, '7th Standard': 32.1, 'Tevis': 32.3, 'Kern Power': 33.8, 'Rosedale': 34.9, 'Stockdale': 35.8, 'Westpark': 37.0, 'Kern Oil': 38.3, 'Olive': 38.3, 'Bakersfield': 39.0} | 453260.4688 | 65858.7891 | 14.53% | 387401.6797 | 85.47% | 103783.125 | 22.9% | 319251.9688 | 70.43% | 8.8745 | 43185.5469 | 9.528% | 123982.4453 | 27.35% | 1 | 0 | 0% | 0 | 0% | 177787.875 | 39.22% | 275472.5938 | 76894.1484 | 16.96% | 376366.3203 | 205024.1406 | 45.23% | 248236.3281 | 322356.3125 | 71.12% | 130904.1562 | 65553.125 | 14.46% | 387707.3438 | 19799.9297 | 4.368% | 433460.5391
61 | Tupman | SPGE | {'Norco': 5.2, 'Rio Bravo': 6.1, 'Renfro': 6.4, 'Tevis': 8.3, '7th Standard': 9.8, 'Kern Power': 9.9, 'Elk Hills': 10.7, 'Midway': 10.8, 'Rosedale': 11.0, 'Shafter': 11.3, 'Stockdale': 11.7, 'Lerdo': 12.1, 'Westpark': 13.1, 'Bakersfield': 15.2, 'Kern Oil': 15.3, 'Sycamore': 17.2, 'Charca': 17.8, 'Columbus': 18.9, 'Taft': 19.2, 'Semitropic': 19.4, 'Magunden': 19.7, 'California Water': 21.4, 'Poso Mountain': 22.6, 'Regulus': 23.3, 'Lamont': 23.4, 'Temblor': 24.1, 'Grimway': 24.3, 'Goose Lake': 24.4, 'Wheeler Ridge': 24.8, 'Kernridge': 27.1, 'Smyrna': 27.2, 'Vestal': 35.2, 'Caliente': 36.5, 'Pastoria': 37.7, 'Olive': 38.8} | 529459.9375 | 77408.4766 | 14.62% | 452051.4609 | 85.38% | 98246.9141 | 18.56% | 397161.5234 | 75.01% | 9.602 | 95887.4297 | 18.11% | 276251.4062 | 52.18% | 1 | 0 | 0% | 0 | 0% | 118705.0859 | 22.42% | 410754.8516 | 114942.8984 | 21.71% | 414517.0391 | 240122.4531 | 45.35% | 289337.4844 | 291840.875 | 55.12% | 237619.0625 | 3503.4216 | 0.6617% | 525956.5159 | 26935.0293 | 5.087% | 502524.9082
62 | Westpark | SPGE | {'Rosedale': 2.1, 'Bakersfield': 2.2, 'Kern Power': 3.2, 'Stockdale': 4.2, 'Kern Oil': 4.7, 'Columbus': 5.9, 'Sycamore': 6.1, 'Tevis': 6.3, 'Magunden': 6.7, '7th Standard': 6.8, 'Renfro': 7.0, 'California Water': 8.5, 'Lerdo': 10.8, 'Regulus': 11.3, 'Lamont': 11.4, 'Tupman': 13.1, 'Rio Bravo': 13.3, 'Grimway': 13.4, 'Poso Mountain': 13.6, 'Norco': 16.3, 'Shafter': 18.4, 'Wheeler Ridge': 20.0, 'Elk Hills': 21.6, 'Charca': 22.8, 'Midway': 23.3, 'Semitropic': 27.3, 'Taft': 29.9, 'Pastoria': 32.3, 'Vestal': 32.4, 'Smyrna': 33.3, 'Goose Lake': 34.2, 'Temblor': 37.0, 'Kernridge': 39.7} | 583884.1875 | 87412.1172 | 14.97% | 496472.0703 | 85.03% | 103201.1484 | 17.67% | 443963.4766 | 76.04% | 9.125 | 69864.1641 | 11.97% | 260428.1406 | 44.6% | 1 | 88563.4688 | 15.17% | 0 | 0% | 204887.0469 | 35.09% | 378997.1406 | 134869.0781 | 23.1% | 449015.1094 | 214755.3125 | 36.78% | 369128.875 | 316791.7188 | 54.26% | 267092.4688 | 76380.4141 | 13.08% | 507503.7734 | 25404.5215 | 4.351% | 558479.666
63 | Wheeler Ridge | SPGE | {'Grimway': 12.7, 'Pastoria': 13.0, 'Lamont': 15.7, 'Regulus': 15.7, 'Stockdale': 16.6, 'Tevis': 18.1, 'Magunden': 19.0, 'Westpark': 20.0, 'Bakersfield': 20.7, 'Rosedale': 20.7, 'Kern Power': 21.2, 'Columbus': 21.5, 'Norco': 23.2, 'Renfro': 23.2, 'California Water': 23.4, 'Kern Oil': 24.4, 'Bailey': 24.4, 'Elk Hills': 24.6, 'Tupman': 24.8, 'Sycamore': 25.1, '7th Standard': 25.8, 'Taft': 28.8, 'Rio Bravo': 29.2, 'Lerdo': 30.1, 'Poso Mountain': 32.5, 'Highwind': 33.9, 'Whirlwind': 34.5, 'Midway': 34.6, 'Shafter': 35.1, 'Windhub': 39.6} | 432228.5312 | 50420.293 | 11.67% | 381808.2383 | 88.33% | 69057.3594 | 15.98% | 329660.2344 | 76.27% | 9.2037 | 64960.1484 | 15.03% | 231961.5312 | 53.67% | 1 | 38148.707 | 8.826% | 13168.1934 | 3.047% | 110320.4297 | 25.52% | 321908.1016 | 104544.3203 | 24.19% | 327684.2109 | 157523.2188 | 36.44% | 274705.3125 | 212987.5469 | 49.28% | 219240.9844 | 41989.9414 | 9.715% | 390238.5898 | 7168.6313 | 1.659% | 425059.8999
64 | Kern Oil | SPGE | {'Sycamore': 1.9, 'Bakersfield': 3.8, 'Westpark': 4.7, 'Columbus': 5.4, 'Rosedale': 5.4, 'Kern Power': 6.0, '7th Standard': 6.2, 'California Water': 6.9, 'Magunden': 7.8, 'Lerdo': 8.5, 'Stockdale': 8.9, 'Poso Mountain': 8.9, 'Renfro': 8.9, 'Tevis': 10.3, 'Regulus': 13.3, 'Lamont': 13.4, 'Rio Bravo': 13.5, 'Tupman': 15.3, 'Grimway': 16.1, 'Shafter': 17.5, 'Norco': 19.5, 'Charca': 20.7, 'Wheeler Ridge': 24.4, 'Midway': 24.5, 'Elk Hills': 25.0, 'Semitropic': 25.9, 'Vestal': 27.9, 'Smyrna': 31.0, 'Goose Lake': 33.4, 'Taft': 33.5, 'Pastoria': 36.3, 'Temblor': 38.3, 'Olive': 39.6} | 578367.875 | 85064.4375 | 14.71% | 493303.4375 | 85.29% | 103646.5781 | 17.92% | 438428.2969 | 75.8% | 9.1236 | 45097.0195 | 7.797% | 232907.4219 | 40.27% | 1 | 137646.9219 | 23.8% | 0 | 0% | 252546.3438 | 43.67% | 325821.5312 | 109081.4062 | 18.86% | 469286.4688 | 186283.6875 | 32.21% | 392084.1875 | 317413.3438 | 54.88% | 260954.5312 | 124520.1641 | 21.53% | 453847.7109 | 23337.5684 | 4.035% | 555030.3066
65 | Inyokern | GREATER KRAMER | {'Ransburg': 21.5} | 11200.5518 | 2571.4788 | 22.96% | 8629.073 | 77.04% | 1074.3258 | 9.592% | 7033.557 | 62.8% | 10.8889 | 1.974 | 0.01762% | 0 | 0% | 1 | 68.1403 | 0.6084% | 0 | 0% | 7192.6743 | 64.22% | 4007.8774 | 2501.9365 | 22.34% | 8698.6152 | 803.7866 | 7.176% | 10396.7651 | 7717.4673 | 68.9% | 3483.0845 | 3652.9651 | 32.61% | 7547.5867 | 1.2117 | 0.01082% | 11199.34
66 | Pastoria | GREATER TEHACHAPI | {'Bailey': 11.6, 'Wheeler Ridge': 13.0, 'Grimway': 21.6, 'Whirlwind': 23.7, 'Lamont': 25.0, 'Regulus': 25.0, 'Highwind': 28.7, 'Stockdale': 29.2, 'Magunden': 29.7, 'Tevis': 31.1, 'Westpark': 32.3, 'Columbus': 32.4, 'Bakersfield': 32.5, 'Windhub': 32.6, 'Rosedale': 33.3, 'California Water': 33.7, 'Kern Power': 33.9, 'Antelope': 35.2, 'Norco': 35.8, 'Renfro': 36.1, 'Elk Hills': 36.3, 'Kern Oil': 36.3, 'Sycamore': 36.6, 'Pardee': 37.3, 'Tupman': 37.7, '7th Standard': 38.4, 'Saugus': 38.5, 'Taft': 38.8} | 352941.9688 | 28892.9414 | 8.186% | 324049.0273 | 91.81% | 91640.7266 | 25.96% | 215571.8047 | 61.08% | 10.6029 | 20783.2578 | 5.889% | 112677.2109 | 31.93% | 0 | 141409.9062 | 40.07% | 22142.293 | 6.274% | 153894.2188 | 43.6% | 199047.75 | 119677.5391 | 33.91% | 233264.4297 | 133362.0938 | 37.79% | 219579.875 | 233596.25 | 66.19% | 119345.7188 | 87447.2266 | 24.78% | 265494.7422 | 7485.3945 | 2.121% | 345456.5742
67 | Ransburg | GREATER KRAMER | {'Inyokern': 21.5, 'Kramer': 26.6} | 123358.9297 | 30135.9727 | 24.43% | 93222.957 | 75.57% | 18127.8594 | 14.7% | 45260.9375 | 36.69% | 64 | 278.2799 | 0.2256% | 4.6703 | 0.003786% | 0 | 0 | 0% | 0 | 0% | 40451.7969 | 32.79% | 82907.1328 | 30696.6172 | 24.88% | 92662.3125 | 6193.9053 | 5.021% | 117165.0244 | 68216.4688 | 55.3% | 55142.4609 | 63105.5352 | 51.16% | 60253.3945 | 747.6168 | 0.6061% | 122611.3129
68 | Sycamore | SPGE | {'Kern Oil': 1.9, 'Bakersfield': 4.6, 'Columbus': 4.7, 'California Water': 5.5, 'Westpark': 6.1, 'Rosedale': 7.2, 'Magunden': 7.4, 'Poso Mountain': 7.6, 'Kern Power': 7.8, '7th Standard': 8.0, 'Lerdo': 9.7, 'Stockdale': 10.3, 'Renfro': 10.8, 'Tevis': 12.0, 'Regulus': 12.9, 'Lamont': 13.0, 'Rio Bravo': 15.2, 'Grimway': 15.9, 'Tupman': 17.2, 'Shafter': 18.9, 'Norco': 21.3, 'Charca': 21.7, 'Wheeler Ridge': 25.1, 'Midway': 26.3, 'Elk Hills': 26.8, 'Semitropic': 27.2, 'Vestal': 27.4, 'Smyrna': 31.9, 'Goose Lake': 34.7, 'Taft': 35.3, 'Pastoria': 36.6, 'Olive': 40.0} | 563240.4375 | 80941.6562 | 14.37% | 482298.7812 | 85.63% | 106317.7891 | 18.88% | 421276.0234 | 74.8% | 9.1005 | 36680.2188 | 6.512% | 213267.1406 | 37.86% | 0 | 158534.7188 | 28.15% | 0 | 0% | 263984.7188 | 46.87% | 299255.7188 | 101017.2656 | 17.94% | 462223.1719 | 172580.5938 | 30.64% | 390659.8438 | 314993.5312 | 55.93% | 248246.9062 | 145277.9219 | 25.79% | 417962.5156 | 20131.2285 | 3.574% | 543109.209
69 | Avenal | SPGE | {'Gates': 11.2, 'Arco': 18.0, 'Henrietta': 21.8, 'Cholame': 23.6, 'Leprino Jct': 24.0, 'Schindler': 29.3, 'Corcoran': 32.6, 'GWF Hanford Sw Sta': 33.1, 'Cantua': 33.6, 'Alpaugh': 37.0, 'Olive': 38.0, 'Goose Lake': 39.8} | 639922.8125 | 120933.0547 | 18.9% | 518989.7578 | 81.1% | 233754.7812 | 36.53% | 383126.3438 | 59.87% | 6.4258 | 128809.6406 | 20.13% | 146652.4375 | 22.92% | 0 | 35898.9414 | 5.61% | 0 | 0% | 286826.4062 | 44.82% | 353096.4062 | 36507.3398 | 5.705% | 603415.4727 | 129003.1797 | 20.16% | 510919.6328 | 359613.9688 | 56.2% | 280308.8438 | 162060.0781 | 25.32% | 477862.7344 | 5729.8301 | 0.8954% | 634192.9824
70 | Corcoran | SPGE | {'Alpaugh': 11.5, 'GWF Hanford Sw Sta': 12.2, 'Olive': 15.9, 'Leprino Jct': 17.9, 'Henrietta': 21.4, 'Rector': 22.0, 'Kingsburg': 26.2, 'Smyrna': 27.6, 'Arco': 30.5, 'Gates': 31.8, 'Vestal': 32.2, 'Avenal': 32.6, 'Springville': 34.6, 'McCall': 34.9, 'Goose Lake': 35.1, 'Wahtoke': 35.4, 'Reedley': 35.6, 'Semitropic': 35.7, 'Charca': 37.0, 'Schindler': 38.2} | 664992.5 | 278847.1875 | 41.93% | 386145.3125 | 58.07% | 179674.4688 | 27.02% | 431257.7812 | 64.85% | 8.8016 | 316044.375 | 47.53% | 234502.7031 | 35.26% | 1 | 0 | 0% | 0 | 0% | 130523.0547 | 19.63% | 534469.4453 | 27050.8203 | 4.068% | 637941.6797 | 67827.3203 | 10.2% | 597165.1797 | 183727.8906 | 27.63% | 481264.6094 | 42.06 | 0.006325% | 664950.44 | 24181.4941 | 3.636% | 640811.0059
71 | Henrietta | SPGE | {'Leprino Jct': 3.9, 'Gates': 14.2, 'GWF Hanford Sw Sta': 14.4, 'Schindler': 17.2, 'Corcoran': 21.4, 'Avenal': 21.8, 'Kingsburg': 24.7, 'Mc Mullin': 24.7, 'Cantua': 27.6, 'Helm': 28.5, 'McCall': 29.4, 'Alpaugh': 31.5, 'Kearney': 32.0, 'Arco': 32.2, 'Malaga': 32.7, 'West Fresno': 33.2, 'Cal Ave': 33.9, 'Olive': 34.9, 'Sanger': 36.0, 'Wahtoke': 36.0, 'Tranquility': 36.8, 'Rector': 37.0, 'Reedley': 38.6} | 679658.125 | 290487.3438 | 42.74% | 389170.7812 | 57.26% | 162998.5625 | 23.98% | 449165.625 | 66.09% | 8.7065 | 321309.5 | 47.28% | 282892.0312 | 41.62% | 1 | 0 | 0% | 0 | 0% | 76999.9297 | 11.33% | 602658.1953 | 9412.5205 | 1.385% | 670245.6045 | 43555.3164 | 6.408% | 636102.8086 | 113189.6016 | 16.65% | 566468.5234 | 784.035 | 0.1154% | 678874.09 | 12380.2021 | 1.822% | 667277.9229
72 | Eagle Rock (PGE) | NORTHERN CALIFORNIA | {'Geysers': 6.0, 'Cloverdale': 11.0, 'Hopland': 17.6, 'Fulton': 23.0, 'Ukiah': 29.9, 'Bellevue': 31.5, 'Calpella': 32.7, 'Mendocino': 35.7, 'Penngrove': 36.1, 'Cortina': 37.4} | 366151.5312 | 30388.5195 | 8.299% | 335763.0117 | 91.7% | 41643.9062 | 11.37% | 265406.9688 | 72.49% | 10.5909 | 21608.8086 | 5.902% | 23702.8633 | 6.474% | 0 | 180266.7188 | 49.23% | 130014.3906 | 35.51% | 211111.1719 | 57.66% | 155040.3594 | 143952.1562 | 39.31% | 222199.375 | 242936.6562 | 66.35% | 123214.875 | 317183.6562 | 86.63% | 48967.875 | 149957.5156 | 40.96% | 216194.0156 | 6938.6128 | 1.895% | 359212.9185
73 | Antelope | GREATER TEHACHAPI | {'Whirlwind': 14.1, 'Vincent': 17.3, 'Pardee': 23.5, 'Windhub': 24.0, 'Saugus': 24.1, 'Bailey': 27.7, 'Sylmar': 28.7, 'Highwind': 28.8, 'Gould': 32.8, 'Pastoria': 35.2, 'Goodrich': 38.9} | 424203.8438 | 166708.75 | 39.3% | 257495.0938 | 60.7% | 38939.6992 | 9.179% | 104816.0977 | 24.71% | 43.5 | 5103.4121 | 1.203% | 17122.1289 | 4.036% | 0 | 68070.9688 | 16.05% | 128020.9297 | 30.18% | 51469.2031 | 12.13% | 372734.6406 | 117116.5703 | 27.61% | 307087.2734 | 77222.0859 | 18.2% | 346981.7578 | 177056.5469 | 41.74% | 247147.2969 | 79536.9219 | 18.75% | 344666.9219 | 13651.4043 | 3.218% | 410552.4395
74 | Arcogen | GREATER LA METRO | {'Hinson': 1.2, 'Harborgen': 2.8, 'Long Beach': 3.7, 'Lighthipe': 5.9, 'La Fresa': 6.3, 'Redondo': 8.6, 'Del Amo': 8.7, 'Alamitos': 9.1, 'El Nido': 9.2, 'Chevmain': 10.9, 'Center': 11.0, 'El Segundo': 12.1, 'Laguna Bell': 12.2, 'La Cienega': 14.8, 'Barre': 15.1, 'Mesa (SCE)': 17.0, 'Huntington Beach': 19.3, 'Ellis': 19.5, 'Lewis': 19.8, 'Olinda': 20.5, 'Walnut': 21.4, 'Villa Park': 23.5, 'Johanna': 23.6, 'Goodrich': 24.7, 'Rio Hondo': 24.9, 'Serrano': 26.1, 'Gould': 28.0, 'Santiago': 29.3, 'Chino': 34.8, 'Viejo': 36.1, 'Sylmar': 36.7, 'Trabuco': 37.2, 'Capistrano': 39.4, 'Margarita': 40.0} | 8965.3887 | 2373.5493 | 26.47% | 6591.8394 | 73.53% | 986.2098 | 11% | 3048.3258 | 34% | 59.6222 | 0 | 0% | 0 | 0% | 0 | 136.4639 | 1.522% | 0 | 0% | 10.7529 | 0.1199% | 8954.6358 | 1204.7504 | 13.44% | 7760.6383 | 6529.7007 | 72.83% | 2435.688 | 6540.4536 | 72.95% | 2424.9351 | 0 | 0% | 8965.3887 | 115.5856 | 1.289% | 8849.8031
75 | Bailey | GREATER TEHACHAPI | {'Pastoria': 11.6, 'Whirlwind': 20.1, 'Wheeler Ridge': 24.4, 'Pardee': 25.7, 'Saugus': 26.9, 'Antelope': 27.7, 'Highwind': 31.7, 'Grimway': 32.8, 'Windhub': 33.2, 'Moorpark': 35.0, 'Sylmar': 36.1, 'Lamont': 36.2, 'Regulus': 36.3} | 268835.1875 | 31529.0781 | 11.73% | 237306.1094 | 88.27% | 85301.4609 | 31.73% | 123943.6328 | 46.1% | 10.5 | 6144.519 | 2.286% | 21219.7461 | 7.893% | 0 | 153093.9844 | 56.95% | 22801.4824 | 8.482% | 139079.8906 | 51.73% | 129755.2969 | 97206.0625 | 36.16% | 171629.125 | 88031.1406 | 32.75% | 180804.0469 | 198780.7031 | 73.94% | 70054.4844 | 98593.4453 | 36.67% | 170241.7422 | 7854.8335 | 2.922% | 260980.354
76 | Center | GREATER LA METRO | {'Laguna Bell': 4.0, 'Lighthipe': 5.2, 'Del Amo': 5.6, 'Mesa (SCE)': 7.5, 'Hinson': 10.1, 'Walnut': 10.5, 'Olinda': 10.6, 'Barre': 10.9, 'Arcogen': 11.0, 'Alamitos': 11.3, 'Harborgen': 12.5, 'Long Beach': 13.2, 'La Fresa': 13.7, 'Rio Hondo': 14.1, 'Lewis': 14.5, 'Goodrich': 15.4, 'El Nido': 15.5, 'La Cienega': 16.4, 'Redondo': 17.1, 'Chevmain': 17.2, 'Villa Park': 17.4, 'El Segundo': 18.3, 'Ellis': 19.2, 'Serrano': 19.4, 'Gould': 20.7, 'Johanna': 20.8, 'Huntington Beach': 20.8, 'Chino': 25.0, 'Santiago': 26.6, 'Padua': 29.8, 'Mira Loma': 31.6, 'Viejo': 32.2, 'Sylmar': 34.4, 'Rancho Vista': 34.6, 'Etiwanda': 35.0, 'Trabuco': 35.4, 'Margarita': 37.9, 'Capistrano': 38.3, 'Vincent': 38.4, 'Lee Lake (Proposed)': 39.7} | 14506.8242 | 3345.5256 | 23.06% | 11161.2986 | 76.94% | 1756.924 | 12.11% | 7786.7177 | 53.68% | 55 | 0 | 0% | 0 | 0% | 0 | 862.3971 | 5.945% | 5775.9541 | 39.82% | 3354.4438 | 23.12% | 11152.3804 | 1567.0264 | 10.8% | 12939.7979 | 6440.4858 | 44.4% | 8066.3384 | 9836.293 | 67.8% | 4670.5312 | 2848.3262 | 19.63% | 11658.498 | 1308.5525 | 9.02% | 13198.2717
77 | Del Amo | GREATER LA METRO | {'Lighthipe': 5.0, 'Center': 5.6, 'Alamitos': 5.7, 'Barre': 7.1, 'Hinson': 7.5, 'Arcogen': 8.7, 'Harborgen': 8.9, 'Laguna Bell': 9.3, 'Long Beach': 9.3, 'Lewis': 11.7, 'Olinda': 12.1, 'Mesa (SCE)': 13.1, 'La Fresa': 13.7, 'Walnut': 13.9, 'Ellis': 14.3, 'Villa Park': 15.3, 'Huntington Beach': 15.5, 'El Nido': 16.2, 'Redondo': 16.7, 'Johanna': 16.8, 'Serrano': 17.7, 'Chevmain': 18.0, 'Rio Hondo': 19.0, 'El Segundo': 19.2, 'La Cienega': 19.3, 'Goodrich': 20.9, 'Santiago': 22.7, 'Chino': 26.2, 'Gould': 26.3, 'Viejo': 29.0, 'Trabuco': 31.3, 'Padua': 32.3, 'Mira Loma': 32.5, 'Capistrano': 33.9, 'Margarita': 33.9, 'Rancho Vista': 36.3, 'Etiwanda': 36.7, 'Lee Lake (Proposed)': 37.8, 'Sylmar': 39.1} | 15271.6992 | 2848.1941 | 18.65% | 12423.5051 | 81.35% | 1181.256 | 7.735% | 6798.5394 | 44.52% | 47 | 0 | 0% | 0 | 0% | 0 | 429.9438 | 2.815% | 4366.8594 | 28.59% | 3131.8977 | 20.51% | 12139.8015 | 1492.1733 | 9.771% | 13779.5259 | 8137.188 | 53.28% | 7134.5112 | 11269.0859 | 73.79% | 4002.6133 | 1879.9775 | 12.31% | 13391.7217 | 1164.2097 | 7.623% | 14107.4895
78 | El Nido | GREATER LA METRO | {'Chevmain': 1.8, 'La Fresa': 2.9, 'El Segundo': 3.0, 'Redondo': 3.4, 'La Cienega': 7.2, 'Arcogen': 9.2, 'Hinson': 10.1, 'Lighthipe': 11.4, 'Harborgen': 11.6, 'Long Beach': 12.4, 'Laguna Bell': 14.1, 'Center': 15.5, 'Del Amo': 16.2, 'Mesa (SCE)': 18.0, 'Alamitos': 18.2, 'Barre': 23.3, 'Goodrich': 24.1, 'Gould': 24.9, 'Walnut': 25.5, 'Olinda': 26.2, 'Rio Hondo': 26.8, 'Lewis': 27.9, 'Huntington Beach': 28.5, 'Ellis': 28.7, 'Sylmar': 29.2, 'Villa Park': 31.5, 'Johanna': 32.5, 'Serrano': 33.9, 'Saugus': 38.1, 'Santiago': 38.3, 'Pardee': 39.3} | 9544.5098 | 3688.5906 | 38.65% | 5855.9192 | 61.35% | 1748.8715 | 18.32% | 4048.5856 | 42.42% | 29 | 0 | 0% | 0 | 0% | 0 | 2331.8826 | 24.43% | 1566.7061 | 16.41% | 761.6732 | 7.98% | 8782.8366 | 993.1033 | 10.4% | 8551.4064 | 4029.7214 | 42.22% | 5514.7883 | 4459.5386 | 46.72% | 5084.9712 | 1181.7261 | 12.38% | 8362.7837 | 693.8083 | 7.269% | 8850.7015
79 | Goodrich | GREATER LA METRO | {'Rio Hondo': 6.9, 'Gould': 7.5, 'Mesa (SCE)': 8.0, 'Laguna Bell': 12.6, 'Walnut': 12.6, 'Center': 15.4, 'Olinda': 17.0, 'Lighthipe': 19.3, 'La Cienega': 19.6, 'Del Amo': 20.9, 'Vincent': 23.1, 'La Fresa': 24.0, 'El Nido': 24.1, 'Hinson': 24.2, 'Barre': 24.4, 'Arcogen': 24.7, 'Chevmain': 24.9, 'El Segundo': 25.5, 'Chino': 25.7, 'Padua': 25.8, 'Sylmar': 25.9, 'Lewis': 26.0, 'Alamitos': 26.6, 'Harborgen': 26.9, 'Redondo': 27.1, 'Villa Park': 27.3, 'Long Beach': 27.7, 'Serrano': 28.1, 'Mira Loma': 31.6, 'Rancho Vista': 32.0, 'Etiwanda': 32.4, 'Johanna': 33.1, 'Ellis': 33.2, 'Saugus': 33.6, 'Pardee': 34.6, 'Huntington Beach': 35.4, 'Santiago': 38.2, 'Antelope': 38.9} | 55281.7383 | 5445.2847 | 9.85% | 49836.4536 | 90.15% | 45595.8828 | 82.48% | 9140.4805 | 16.53% | 3.6691 | 7.3358 | 0.01327% | 25.896 | 0.04684% | 0 | 485.2625 | 0.8778% | 54762.8945 | 99.06% | 8774.04 | 15.87% | 46507.6982 | 13908.7988 | 25.16% | 41372.9395 | 18278.7402 | 33.06% | 37002.998 | 29543.7891 | 53.44% | 25737.9492 | 39485.1367 | 71.43% | 15796.6016 | 11404.1816 | 20.63% | 43877.5566
80 | Gould | GREATER LA METRO | {'Goodrich': 7.5, 'Mesa (SCE)': 13.4, 'Rio Hondo': 14.3, 'Laguna Bell': 17.1, 'Vincent': 18.7, 'La Cienega': 18.8, 'Sylmar': 18.8, 'Walnut': 20.0, 'Center': 20.7, 'Lighthipe': 23.5, 'Olinda': 24.3, 'El Nido': 24.9, 'Chevmain': 25.2, 'El Segundo': 25.5, 'La Fresa': 25.6, 'Saugus': 26.2, 'Del Amo': 26.3, 'Pardee': 27.2, 'Hinson': 27.8, 'Arcogen': 28.0, 'Redondo': 28.2, 'Harborgen': 30.6, 'Barre': 30.8, 'Long Beach': 31.5, 'Alamitos': 31.9, 'Padua': 32.1, 'Antelope': 32.8, 'Lewis': 32.9, 'Chino': 33.0, 'Villa Park': 34.5, 'Serrano': 35.4, 'Rancho Vista': 38.5, 'Mira Loma': 38.6, 'Etiwanda': 38.9, 'Ellis': 39.5, 'Johanna': 39.9} | 92668.2422 | 20803.7324 | 22.45% | 71864.5098 | 77.55% | 51768.0664 | 55.86% | 22442.6602 | 24.22% | 10.3333 | 32.7478 | 0.03534% | 58.4408 | 0.06306% | 0 | 823.074 | 0.8882% | 91811.5938 | 99.08% | 18214.4453 | 19.66% | 74453.7969 | 12242.8301 | 13.21% | 80425.4121 | 17000.5645 | 18.35% | 75667.6777 | 37031.2617 | 39.96% | 55636.9805 | 55155.3594 | 59.52% | 37512.8828 | 12741.8877 | 13.75% | 79926.3545
81 | Harborgen | GREATER LA METRO | {'Long Beach': 0.9, 'Arcogen': 2.8, 'Hinson': 2.8, 'Alamitos': 7.5, 'Lighthipe': 7.6, 'La Fresa': 8.7, 'Del Amo': 8.9, 'Redondo': 10.4, 'El Nido': 11.6, 'Center': 12.5, 'Chevmain': 13.2, 'Laguna Bell': 14.3, 'Barre': 14.3, 'El Segundo': 14.4, 'Huntington Beach': 17.0, 'La Cienega': 17.6, 'Ellis': 17.6, 'Mesa (SCE)': 19.0, 'Lewis': 19.0, 'Olinda': 21.0, 'Johanna': 22.0, 'Walnut': 22.5, 'Villa Park': 22.8, 'Serrano': 25.4, 'Rio Hondo': 26.6, 'Goodrich': 26.9, 'Santiago': 27.6, 'Gould': 30.6, 'Viejo': 34.6, 'Chino': 35.0, 'Trabuco': 35.2, 'Capistrano': 37.2, 'Margarita': 38.0, 'Sylmar': 39.5} | 9995.9395 | 2386.6184 | 23.88% | 7609.321 | 76.12% | 991.322 | 9.917% | 3066.1165 | 30.67% | 47 | 0 | 0% | 0 | 0% | 0 | 136.4639 | 1.365% | 0 | 0% | 10.7529 | 0.1076% | 9985.1865 | 1572.3059 | 15.73% | 8423.6335 | 7547.1826 | 75.5% | 2448.7568 | 7557.9355 | 75.61% | 2438.0039 | 0 | 0% | 9995.9395 | 350.8864 | 3.51% | 9645.0531
82 | Hinson | GREATER LA METRO | {'Arcogen': 1.2, 'Harborgen': 2.8, 'Long Beach': 3.7, 'Lighthipe': 5.0, 'La Fresa': 7.2, 'Del Amo': 7.5, 'Alamitos': 8.0, 'Redondo': 9.7, 'Center': 10.1, 'El Nido': 10.1, 'Laguna Bell': 11.6, 'Chevmain': 11.9, 'El Segundo': 13.1, 'Barre': 13.9, 'La Cienega': 15.4, 'Mesa (SCE)': 16.3, 'Huntington Beach': 18.5, 'Ellis': 18.6, 'Lewis': 18.6, 'Olinda': 19.4, 'Walnut': 20.4, 'Villa Park': 22.3, 'Johanna': 22.5, 'Rio Hondo': 24.1, 'Goodrich': 24.2, 'Serrano': 24.9, 'Gould': 27.8, 'Santiago': 28.3, 'Chino': 33.6, 'Viejo': 35.0, 'Trabuco': 36.2, 'Sylmar': 37.1, 'Capistrano': 38.4, 'Margarita': 39.0, 'Padua': 39.4} | 9357.3955 | 2382.1475 | 25.46% | 6975.248 | 74.54% | 991.322 | 10.59% | 3053.4478 | 32.63% | 60 | 0 | 0% | 0 | 0% | 0 | 136.4639 | 1.458% | 0 | 0% | 10.7529 | 0.1149% | 9346.6426 | 1571.3511 | 16.79% | 7786.0444 | 6913.1099 | 73.88% | 2444.2856 | 6923.8628 | 73.99% | 2433.5327 | 0 | 0% | 9357.3955 | 171.2244 | 1.83% | 9186.1711
83 | La Cienega | GREATER LA METRO | {'El Segundo': 6.9, 'Chevmain': 6.9, 'El Nido': 7.2, 'La Fresa': 9.4, 'Redondo': 10.5, 'Laguna Bell': 13.3, 'Lighthipe': 14.3, 'Arcogen': 14.8, 'Hinson': 15.4, 'Mesa (SCE)': 15.6, 'Center': 16.4, 'Harborgen': 17.6, 'Long Beach': 18.4, 'Gould': 18.8, 'Del Amo': 19.3, 'Goodrich': 19.6, 'Sylmar': 22.1, 'Alamitos': 22.9, 'Rio Hondo': 23.9, 'Walnut': 24.6, 'Barre': 26.3, 'Olinda': 26.5, 'Lewis': 30.5, 'Saugus': 31.2, 'Pardee': 32.4, 'Ellis': 33.2, 'Huntington Beach': 33.6, 'Villa Park': 33.8, 'Moorpark': 35.7, 'Serrano': 35.8, 'Johanna': 36.1, 'Vincent': 36.6} | 12569.0488 | 4098.3779 | 32.61% | 8470.6709 | 67.39% | 1182.1808 | 9.405% | 4678.4257 | 37.22% | 16.7759 | 0.6911 | 0.005498% | 0 | 0% | 0 | 2481.0408 | 19.74% | 6435.2812 | 51.2% | 1334.0236 | 10.61% | 11235.0253 | 3413.49 | 27.16% | 9155.5588 | 5331.4321 | 42.42% | 7237.6167 | 6144.8379 | 48.89% | 6424.2109 | 2128.2205 | 16.93% | 10440.8284 | 1360.1982 | 10.82% | 11208.8506
84 | La Fresa | GREATER LA METRO | {'El Nido': 2.9, 'Redondo': 3.5, 'Chevmain': 4.6, 'El Segundo': 5.8, 'Arcogen': 6.3, 'Hinson': 7.2, 'Harborgen': 8.7, 'Lighthipe': 9.1, 'La Cienega': 9.4, 'Long Beach': 9.5, 'Laguna Bell': 12.9, 'Center': 13.7, 'Del Amo': 13.7, 'Alamitos': 15.3, 'Mesa (SCE)': 17.2, 'Barre': 20.6, 'Goodrich': 24.0, 'Walnut': 24.0, 'Olinda': 24.2, 'Lewis': 25.3, 'Gould': 25.6, 'Huntington Beach': 25.6, 'Ellis': 25.8, 'Rio Hondo': 25.9, 'Villa Park': 28.9, 'Johanna': 29.7, 'Serrano': 31.4, 'Sylmar': 31.5, 'Santiago': 35.5, 'Chino': 38.6} | 7558.4385 | 2956.1758 | 39.11% | 4602.2627 | 60.89% | 1105.4497 | 14.63% | 3802.0273 | 50.3% | 24.2 | 0 | 0% | 0 | 0% | 0 | 1323.7349 | 17.51% | 99.4721 | 1.316% | 111.1817 | 1.471% | 7447.2568 | 799.8782 | 10.58% | 6758.5602 | 3836.4963 | 50.76% | 3721.9421 | 3947.678 | 52.23% | 3610.7605 | 520.8438 | 6.891% | 7037.5947 | 280.0514 | 3.705% | 7278.3871
85 | Laguna Bell | GREATER LA METRO | {'Center': 4.0, 'Mesa (SCE)': 4.7, 'Lighthipe': 6.8, 'Del Amo': 9.3, 'Hinson': 11.6, 'Walnut': 11.6, 'Arcogen': 12.2, 'Goodrich': 12.6, 'La Fresa': 12.9, 'Olinda': 13.1, 'Rio Hondo': 13.1, 'La Cienega': 13.3, 'El Nido': 14.1, 'Harborgen': 14.3, 'Alamitos': 14.8, 'Barre': 15.0, 'Long Beach': 15.2, 'Chevmain': 15.5, 'Redondo': 16.4, 'El Segundo': 16.5, 'Gould': 17.1, 'Lewis': 18.3, 'Villa Park': 21.1, 'Serrano': 22.9, 'Ellis': 23.2, 'Johanna': 24.8, 'Huntington Beach': 24.8, 'Chino': 27.0, 'Sylmar': 30.4, 'Santiago': 30.6, 'Padua': 30.8, 'Mira Loma': 33.6, 'Vincent': 35.2, 'Rancho Vista': 36.0, 'Viejo': 36.0, 'Etiwanda': 36.5, 'Saugus': 39.3, 'Trabuco': 39.4} | 14072.1143 | 2936.2217 | 20.87% | 11135.8926 | 79.13% | 5433.04 | 38.61% | 6196.7461 | 44.04% | 25.4286 | 0 | 0% | 0 | 0% | 0 | 246.4037 | 1.751% | 7757.6035 | 55.13% | 2619.4939 | 18.61% | 11452.6204 | 3970.4683 | 28.22% | 10101.646 | 6870.3657 | 48.82% | 7201.7485 | 9375.958 | 66.63% | 4696.1562 | 4032.1982 | 28.65% | 10039.916 | 2313.3755 | 16.44% | 11758.7388
86 | Lighthipe | GREATER LA METRO | {'Del Amo': 5.0, 'Hinson': 5.0, 'Center': 5.2, 'Arcogen': 5.9, 'Laguna Bell': 6.8, 'Harborgen': 7.6, 'Long Beach': 8.4, 'La Fresa': 9.1, 'Alamitos': 9.1, 'El Nido': 11.4, 'Mesa (SCE)': 11.4, 'Barre': 12.2, 'Redondo': 12.4, 'Chevmain': 13.2, 'La Cienega': 14.3, 'El Segundo': 14.4, 'Olinda': 15.2, 'Walnut': 15.6, 'Lewis': 16.6, 'Ellis': 19.0, 'Rio Hondo': 19.1, 'Goodrich': 19.3, 'Huntington Beach': 19.8, 'Villa Park': 20.1, 'Johanna': 21.8, 'Serrano': 22.4, 'Gould': 23.5, 'Santiago': 27.7, 'Chino': 29.7, 'Viejo': 34.0, 'Sylmar': 34.7, 'Padua': 34.9, 'Trabuco': 36.2, 'Mira Loma': 36.2, 'Capistrano': 38.8, 'Margarita': 38.9, 'Rancho Vista': 39.5, 'Etiwanda': 39.9} | 9948.165 | 2662.0352 | 26.76% | 7286.1299 | 73.24% | 985.7444 | 9.909% | 3911.0046 | 39.31% | 57 | 0 | 0% | 0 | 0% | 0 | 254.9164 | 2.562% | 1027.984 | 10.33% | 105.2837 | 1.058% | 9842.8814 | 1052.1448 | 10.58% | 8896.0203 | 6377.0952 | 64.1% | 3571.0698 | 6482.3789 | 65.16% | 3465.7861 | 0 | 0% | 9948.165 | 301.8199 | 3.034% | 9646.3451
87 | Mesa (SCE) | GREATER LA METRO | {'Laguna Bell': 4.7, 'Center': 7.5, 'Goodrich': 8.0, 'Rio Hondo': 8.8, 'Walnut': 9.4, 'Lighthipe': 11.4, 'Olinda': 12.5, 'Del Amo': 13.1, 'Gould': 13.4, 'La Cienega': 15.6, 'Hinson': 16.3, 'Arcogen': 17.0, 'La Fresa': 17.2, 'Barre': 17.4, 'El Nido': 18.0, 'Alamitos': 18.8, 'Harborgen': 19.0, 'Chevmain': 19.2, 'Long Beach': 19.8, 'Lewis': 19.9, 'El Segundo': 20.0, 'Redondo': 20.6, 'Villa Park': 22.0, 'Serrano': 23.4, 'Chino': 24.9, 'Ellis': 26.1, 'Johanna': 26.8, 'Padua': 27.6, 'Huntington Beach': 28.0, 'Sylmar': 29.0, 'Vincent': 30.9, 'Mira Loma': 31.4, 'Santiago': 32.3, 'Rancho Vista': 33.2, 'Etiwanda': 33.7, 'Viejo': 37.1, 'Saugus': 37.6, 'Pardee': 38.7} | 24641.2031 | 3453.2073 | 14.01% | 21187.9958 | 85.99% | 16645.1445 | 67.55% | 6589.8066 | 26.74% | 6.6864 | 0 | 0% | 0 | 0% | 0 | 1129.2704 | 4.583% | 22471.4629 | 91.19% | 3786.613 | 15.37% | 20854.5901 | 10382.6787 | 42.14% | 14258.5244 | 7033.3052 | 28.54% | 17607.8979 | 15618.4287 | 63.38% | 9022.7744 | 13185.665 | 53.51% | 11455.5381 | 6397.3516 | 25.96% | 18243.8516
88 | Olinda | GREATER LA METRO | {'Walnut': 4.6, 'Lewis': 9.5, 'Barre': 10.1, 'Villa Park': 10.3, 'Center': 10.6, 'Serrano': 11.1, 'Rio Hondo': 11.5, 'Del Amo': 12.1, 'Mesa (SCE)': 12.5, 'Laguna Bell': 13.1, 'Chino': 14.5, 'Lighthipe': 15.2, 'Alamitos': 16.1, 'Johanna': 16.5, 'Goodrich': 17.0, 'Ellis': 18.0, 'Hinson': 19.4, 'Padua': 20.2, 'Arcogen': 20.5, 'Huntington Beach': 20.9, 'Harborgen': 21.0, 'Mira Loma': 21.0, 'Santiago': 21.3, 'Long Beach': 21.4, 'La Fresa': 24.2, 'Gould': 24.3, 'Rancho Vista': 24.3, 'Etiwanda': 24.7, 'Viejo': 25.1, 'El Nido': 26.2, 'La Cienega': 26.5, 'Redondo': 27.6, 'Chevmain': 27.8, 'El Segundo': 28.9, 'Trabuco': 30.0, 'Lee Lake (Proposed)': 30.4, 'Margarita': 32.1, 'Capistrano': 33.3, 'Vista': 35.2, 'Vincent': 38.9, 'Talega': 39.5} | 30038.7031 | 5507.8628 | 18.34% | 24530.8403 | 81.66% | 6671.959 | 22.21% | 15161.1523 | 50.47% | 50 | 508.5676 | 1.693% | 1614.2272 | 5.374% | 0 | 4013.5354 | 13.36% | 18523.9844 | 61.67% | 7550.7148 | 25.14% | 22487.9883 | 5234.1787 | 17.42% | 24804.5244 | 12802.1582 | 42.62% | 17236.5449 | 20298.7246 | 67.58% | 9739.9785 | 10790.8193 | 35.92% | 19247.8838 | 5772.1313 | 19.22% | 24266.5718
89 | Pardee | GREATER LA METRO | {'Saugus': 1.3, 'Sylmar': 10.4, 'Moorpark': 21.3, 'Antelope': 23.5, 'Bailey': 25.7, 'Vincent': 26.7, 'Gould': 27.2, 'Whirlwind': 30.2, 'La Cienega': 32.4, 'Goodrich': 34.6, 'Santa Clara': 35.7, 'Pastoria': 37.3, 'El Segundo': 37.7, 'Chevmain': 38.4, 'Mesa (SCE)': 38.7, 'El Nido': 39.3} | 210815.5312 | 32618.9297 | 15.47% | 178196.6016 | 84.53% | 75788.9141 | 35.95% | 99841.1484 | 47.36% | 16.6625 | 1502.0331 | 0.7125% | 6942.6875 | 3.293% | 0 | 26446.6484 | 12.54% | 183472.4375 | 87.03% | 104303.2812 | 49.48% | 106512.25 | 9468.9346 | 4.492% | 201346.5967 | 19833.7305 | 9.408% | 190981.8008 | 121162.3125 | 57.47% | 89653.2188 | 100476.8359 | 47.66% | 110338.6953 | 21739.9473 | 10.31% | 189075.584
90 | Rio Hondo | GREATER LA METRO | {'Goodrich': 6.9, 'Walnut': 6.9, 'Mesa (SCE)': 8.8, 'Olinda': 11.5, 'Laguna Bell': 13.1, 'Center': 14.1, 'Gould': 14.3, 'Chino': 18.8, 'Del Amo': 19.0, 'Lighthipe': 19.1, 'Padua': 19.6, 'Barre': 20.4, 'Lewis': 20.9, 'Villa Park': 21.7, 'Serrano': 22.0, 'La Cienega': 23.9, 'Hinson': 24.1, 'Alamitos': 24.4, 'Mira Loma': 24.8, 'Arcogen': 24.9, 'Rancho Vista': 25.6, 'La Fresa': 25.9, 'Etiwanda': 26.0, 'Harborgen': 26.6, 'El Nido': 26.8, 'Long Beach': 27.3, 'Vincent': 27.4, 'Johanna': 28.0, 'Chevmain': 28.0, 'El Segundo': 28.8, 'Ellis': 29.0, 'Redondo': 29.3, 'Huntington Beach': 31.6, 'Santiago': 32.7, 'Sylmar': 32.8, 'Viejo': 35.9, 'Vista': 38.2, 'Lee Lake (Proposed)': 39.1, 'Lugo': 39.4} | 40350.1562 | 4043.3303 | 10.02% | 36306.8259 | 89.98% | 29124.6055 | 72.18% | 9649.0898 | 23.91% | 3.7143 | 41.1674 | 0.102% | 0 | 0% | 0 | 994.3402 | 2.464% | 39322.2969 | 97.45% | 8197.7793 | 20.32% | 32152.377 | 14199.9805 | 35.19% | 26150.1758 | 13801.9883 | 34.21% | 26548.168 | 26789.5918 | 66.39% | 13560.5645 | 25576.2754 | 63.39% | 14773.8809 | 9470.0967 | 23.47% | 30880.0596
91 | Saugus | GREATER LA METRO | {'Pardee': 1.3, 'Sylmar': 9.1, 'Moorpark': 21.1, 'Antelope': 24.1, 'Gould': 26.2, 'Vincent': 26.5, 'Bailey': 26.9, 'La Cienega': 31.2, 'Whirlwind': 31.2, 'Goodrich': 33.6, 'Santa Clara': 35.8, 'El Segundo': 36.5, 'Chevmain': 37.2, 'Mesa (SCE)': 37.6, 'El Nido': 38.1, 'Pastoria': 38.5, 'Laguna Bell': 39.3} | 200189.4844 | 31030.0195 | 15.5% | 169159.4648 | 84.5% | 73742.3906 | 36.84% | 92892.4062 | 46.4% | 16.7871 | 1485.9565 | 0.7423% | 6571.0688 | 3.282% | 0 | 20546.8848 | 10.26% | 178873.4531 | 89.35% | 101399.875 | 50.65% | 98789.6094 | 6826.7427 | 3.41% | 193362.7417 | 17629.627 | 8.806% | 182559.8574 | 115528.0703 | 57.71% | 84661.4141 | 94376.3438 | 47.14% | 105813.1406 | 21596.377 | 10.79% | 178593.1074
92 | Vincent | GREATER LA METRO | {'Antelope': 17.3, 'Gould': 18.7, 'Goodrich': 23.1, 'Sylmar': 25.1, 'Saugus': 26.5, 'Pardee': 26.7, 'Rio Hondo': 27.4, 'Mesa (SCE)': 30.9, 'Whirlwind': 31.4, 'Walnut': 34.3, 'Laguna Bell': 35.2, 'La Cienega': 36.6, 'Padua': 37.2, 'Center': 38.4, 'Olinda': 38.9, 'Windhub': 39.0} | 332142.8438 | 89347.3984 | 26.9% | 242795.4453 | 73.1% | 61352.2383 | 18.47% | 61580.918 | 18.54% | 45.6 | 1557.298 | 0.4689% | 13584.3311 | 4.09% | 0 | 17768.834 | 5.35% | 160018.2344 | 48.18% | 43078.1953 | 12.97% | 289064.6484 | 125531.7188 | 37.79% | 206611.125 | 93095.6641 | 28.03% | 239047.1797 | 174397.6406 | 52.51% | 157745.2031 | 108738.5938 | 32.74% | 223404.25 | 17712.3281 | 5.333% | 314430.5156
93 | Borden | SPGE | {'Gregg': 6.1, 'Kearney': 16.0, 'West Fresno': 16.8, 'Cal Ave': 18.6, 'Newhall': 19.4, 'Dairyland': 20.5, 'Malaga': 21.3, 'Mc Mullin': 22.7, 'Le Grand': 24.2, 'Helm': 25.2, 'Sanger': 25.5, 'McCall': 28.8, 'Mendota': 29.7, 'Tranquility': 32.7, 'Wilson': 34.6, 'Cheney': 36.3, 'Wahtoke': 36.3, 'Merced': 36.8, 'Schindler': 36.9, 'Oro Loma': 37.1, 'Kingsburg': 37.3, 'Panoche': 37.9, 'Cantua': 39.4} | 596850.4375 | 101563.3516 | 17.02% | 495287.0859 | 82.98% | 114373.2266 | 19.16% | 404851.6172 | 67.83% | 12.2958 | 203893.2969 | 34.16% | 175609.2188 | 29.42% | 1 | 7607.8823 | 1.275% | 0 | 0% | 248523.0938 | 41.64% | 348327.3438 | 201148.3438 | 33.7% | 395702.0938 | 202844.3281 | 33.99% | 394006.1094 | 360655.7812 | 60.43% | 236194.6562 | 122875.2109 | 20.59% | 473975.2266 | 101810.5625 | 17.06% | 495039.875
94 | Dairyland | SPGE | {'Le Grand': 9.3, 'Newhall': 13.0, 'Wilson': 17.2, 'Merced': 17.8, 'Borden': 20.5, 'Oro Loma': 22.0, 'Mendota': 24.4, 'Gregg': 26.1, 'Panoche': 31.4, 'Cheney': 31.5, 'Tranquility': 32.5, 'Helm': 32.9, 'Kearney': 34.0, 'West Fresno': 36.0, 'Mc Mullin': 36.7, 'Cal Ave': 38.3, 'Los Banos': 38.9} | 691298.1875 | 155588.9688 | 22.51% | 535709.2188 | 77.49% | 146312.1094 | 21.16% | 496149.4531 | 71.77% | 9.0617 | 332521.625 | 48.1% | 219630.6406 | 31.77% | 1 | 0 | 0% | 0 | 0% | 318639.4062 | 46.09% | 372658.7812 | 171964.4531 | 24.88% | 519333.7344 | 205337.6875 | 29.7% | 485960.5 | 400495.2188 | 57.93% | 290802.9688 | 53681.8125 | 7.765% | 637616.375 | 88972.7031 | 12.87% | 602325.4844
95 | Gregg | SPGE | {'Borden': 6.1, 'Kearney': 10.3, 'West Fresno': 10.8, 'Cal Ave': 12.5, 'Malaga': 15.3, 'Mc Mullin': 18.4, 'Sanger': 19.7, 'McCall': 22.7, 'Newhall': 22.8, 'Helm': 23.1, 'Dairyland': 26.1, 'Le Grand': 30.2, 'Wahtoke': 30.5, 'Kingsburg': 31.3, 'Mendota': 31.4, 'Tranquility': 32.6, 'Schindler': 33.5, 'Reedley': 34.5, 'Cheney': 37.3, 'Cantua': 37.6, 'Panoche': 39.3} | 575040.6875 | 113035.1953 | 19.66% | 462005.4922 | 80.34% | 93521.6797 | 16.26% | 373117.7266 | 64.89% | 15.125 | 180576.9688 | 31.4% | 206594.9375 | 35.93% | 1 | 8048.8467 | 1.4% | 0 | 0% | 181837.1719 | 31.62% | 393203.5156 | 175985.4219 | 30.6% | 399055.2656 | 179337.7812 | 31.19% | 395702.9062 | 290857 | 50.58% | 284183.6875 | 98906.8516 | 17.2% | 476133.8359 | 83648.4531 | 14.55% | 491392.2344
96 | Newhall | SPGE | {'Mendota': 12.4, 'Dairyland': 13.0, 'Oro Loma': 18.1, 'Borden': 19.4, 'Tranquility': 19.6, 'Cheney': 19.7, 'Panoche': 20.4, 'Helm': 20.8, 'Le Grand': 22.2, 'Gregg': 22.8, 'Mc Mullin': 26.7, 'Kearney': 27.1, 'Merced': 29.4, 'Wilson': 29.8, 'West Fresno': 30.0, 'Cantua': 30.2, 'Cal Ave': 32.8, 'Schindler': 33.8, 'Malaga': 35.4} | 718269 | 236614.2656 | 32.94% | 481654.7344 | 67.06% | 105029.5938 | 14.62% | 557586.3438 | 77.63% | 8.943 | 376654.7812 | 52.44% | 270094.6562 | 37.6% | 1 | 0 | 0% | 0 | 0% | 215300.8906 | 29.97% | 502968.1094 | 76698.8828 | 10.68% | 641570.1172 | 115630.7266 | 16.1% | 602638.2734 | 292511.7812 | 40.72% | 425757.2188 | 11476.2197 | 1.598% | 706792.7803 | 45794.4492 | 6.376% | 672474.5508
97 | Ignacio | NORTHERN CALIFORNIA | {'Lakeville': 12.2, 'Carquinez': 15.9, 'Penngrove': 18.2, 'Tulucay': 18.9, 'Bellevue': 22.9, 'Martinez': 23.5, 'Martin (San Francisco H)': 26.8, 'Fulton': 31.4, 'Clayton': 32.5, 'Peabody': 34.2, 'Pittsburg': 35.2, 'Shilo III': 38.3, 'Birds Landing': 38.8, 'East Shore': 38.9} | 176536.6406 | 18100.4883 | 10.25% | 158436.1523 | 89.75% | 31658.0332 | 17.93% | 105783.6543 | 59.92% | 34 | 23020.2891 | 13.04% | 10612.0762 | 6.011% | 0 | 83394.7734 | 47.24% | 18749.0215 | 10.62% | 98621.1641 | 55.86% | 77915.4766 | 52824.3164 | 29.92% | 123712.3242 | 101752.5781 | 57.64% | 74784.0625 | 145955.6406 | 82.68% | 30581 | 75089.5 | 42.53% | 101447.1406 | 13181.7637 | 7.467% | 163354.877
98 | Calpella | NORTHERN CALIFORNIA | {'Mendocino': 3.7, 'Ukiah': 3.7, 'Hopland': 16.6, 'Cloverdale': 29.3, 'Eagle Rock': 32.7, 'Geysers': 38.6} | 373447.625 | 51214.4492 | 13.71% | 322233.1758 | 86.29% | 32885.2617 | 8.806% | 294942.457 | 78.98% | 9.7004 | 11092.9014 | 2.97% | 16240.1055 | 4.349% | 0 | 310794.1875 | 83.22% | 28318.5215 | 7.583% | 132711.5781 | 35.54% | 240736.0469 | 96534.7031 | 25.85% | 276912.9219 | 168985.8125 | 45.25% | 204461.8125 | 254618.6406 | 68.18% | 118828.9844 | 206886.375 | 55.4% | 166561.25 | 7120.9287 | 1.907% | 366326.6963
99 | Hopland | NORTHERN CALIFORNIA | {'Cloverdale': 12.7, 'Ukiah': 13.2, 'Calpella': 16.6, 'Eagle Rock': 17.6, 'Mendocino': 20.2, 'Geysers': 23.2, 'Fulton': 37.1} | 315749.25 | 35987.4805 | 11.4% | 279761.7695 | 88.6% | 21244.8242 | 6.728% | 253818.7695 | 80.39% | 9.3889 | 13245.8438 | 4.195% | 16952.2656 | 5.369% | 0 | 218389.5625 | 69.17% | 59625.8477 | 18.88% | 151810.5 | 48.08% | 163938.75 | 100269.7266 | 31.76% | 215479.5234 | 148033.1875 | 46.88% | 167716.0625 | 233143.5312 | 73.84% | 82605.7188 | 167627.75 | 53.09% | 148121.5 | 4949.3398 | 1.567% | 310799.9102
100 | Mendocino | NORTHERN CALIFORNIA | {'Calpella': 3.7, 'Ukiah': 7.4, 'Hopland': 20.2, 'Cloverdale': 32.9, 'Eagle Rock': 35.7} | 365934.375 | 46732.7617 | 12.77% | 319201.6133 | 87.23% | 45260.6094 | 12.37% | 272924.7344 | 74.58% | 9.7462 | 10147.9609 | 2.773% | 15163.0186 | 4.144% | 0 | 300255.625 | 82.05% | 33535.9531 | 9.164% | 133476.3906 | 36.48% | 232457.9844 | 98274.0156 | 26.86% | 267660.3594 | 169706.4688 | 46.38% | 196227.9062 | 256947.0312 | 70.22% | 108987.3438 | 210531.4688 | 57.53% | 155402.9062 | 7176.4868 | 1.961% | 358757.8882
101 | Ukiah | NORTHERN CALIFORNIA | {'Calpella': 3.7, 'Mendocino': 7.4, 'Hopland': 13.2, 'Cloverdale': 25.8, 'Eagle Rock': 29.9, 'Geysers': 35.7} | 370939.5938 | 51210.2461 | 13.81% | 319729.3477 | 86.19% | 21693.5352 | 5.848% | 302303.6836 | 81.5% | 9.7196 | 9851.502 | 2.656% | 17586.0859 | 4.741% | 0 | 302016.3125 | 81.42% | 34540.8398 | 9.312% | 140067.9375 | 37.76% | 230871.6562 | 90121 | 24.3% | 280818.5938 | 163822.8281 | 44.16% | 207116.7656 | 248068.2969 | 66.88% | 122871.2969 | 210542.6094 | 56.76% | 160396.9844 | 6427.499 | 1.733% | 364512.0947
102 | Le Grand | SPGE | {'Dairyland': 9.3, 'Wilson': 10.5, 'Merced': 13.2, 'Newhall': 22.2, 'Borden': 24.2, 'Oro Loma': 29.4, 'Gregg': 30.2, 'Mendota': 33.7, 'Kearney': 39.5} | 614024.4375 | 81384 | 13.25% | 532640.4375 | 86.75% | 179407.5625 | 29.22% | 393678.1875 | 64.11% | 8.2041 | 232352.1094 | 37.84% | 146488.8438 | 23.86% | 1 | 8541.6865 | 1.391% | 0 | 0% | 360816.6562 | 58.76% | 253207.7812 | 189757.7969 | 30.9% | 424266.6406 | 222424.0781 | 36.22% | 391600.3594 | 435848.7188 | 70.98% | 178175.7188 | 151572.5312 | 24.69% | 462451.9062 | 97060.4062 | 15.81% | 516964.0312
103 | Merced | SPGE | {'Wilson': 4.6, 'Le Grand': 13.2, 'Dairyland': 17.8, 'Oro Loma': 28.3, 'Newhall': 29.4, 'Los Banos': 33.1, 'Quinto': 33.7, 'Warnerville': 36.7, 'Borden': 36.8, 'Mendota': 38.2} | 567012.375 | 86226.1328 | 15.21% | 480786.2422 | 84.79% | 126703.3828 | 22.35% | 387007.5859 | 68.25% | 8.9158 | 204068.5781 | 35.99% | 219558.1719 | 38.72% | 1 | 0.56896 | 0.0001003% | 0 | 0% | 246531.8594 | 43.48% | 320480.5156 | 175445.3906 | 30.94% | 391566.9844 | 207203.125 | 36.54% | 359809.25 | 333140.0312 | 58.75% | 233872.3438 | 72670.5234 | 12.82% | 494341.8516 | 70877.25 | 12.5% | 496135.125
104 | Wilson | SPGE | {'Merced': 4.6, 'Le Grand': 10.5, 'Dairyland': 17.2, 'Newhall': 29.8, 'Oro Loma': 31.2, 'Borden': 34.6, 'Los Banos': 37.7, 'Warnerville': 37.8, 'Quinto': 38.4, 'Mendota': 39.7} | 562905.5 | 69845.8594 | 12.41% | 493059.6406 | 87.59% | 147647.125 | 26.23% | 369630.375 | 65.66% | 8.1234 | 188689.9375 | 33.52% | 176640.5625 | 31.38% | 1 | 6029.1113 | 1.071% | 0 | 0% | 292737.7188 | 52% | 270167.7812 | 184944.5938 | 32.86% | 377960.9062 | 214369.0312 | 38.08% | 348536.4688 | 373259.5625 | 66.31% | 189645.9375 | 123207.7266 | 21.89% | 439697.7734 | 77048.0703 | 13.69% | 485857.4297
105 | Los Banos | SPGE | {'Quinto': 5.3, 'Oro Loma': 23.3, 'Merced': 33.1, 'Panoche': 36.8, 'Wilson': 37.7, 'Westley': 37.7, 'Mendota': 38.7, 'Dairyland': 38.9, 'Cheney': 39.7} | 451248.875 | 48886.75 | 10.83% | 402362.125 | 89.17% | 187476.7344 | 41.55% | 244404.6406 | 54.16% | 5.9467 | 70471.1953 | 15.62% | 84263.625 | 18.67% | 1 | 44272.1953 | 9.811% | 0 | 0% | 285399.9688 | 63.25% | 165848.9062 | 56578.9844 | 12.54% | 394669.8906 | 94823.8438 | 21.01% | 356425.0312 | 308558.0938 | 68.38% | 142690.7812 | 205006.3438 | 45.43% | 246242.5312 | 26851.916 | 5.951% | 424396.959
106 | Coburn | SPGE | {} | 490178.625 | 77396.625 | 15.79% | 412782 | 84.21% | 232384.1562 | 47.41% | 253661.1562 | 51.75% | 5.3605 | 12704.1836 | 2.592% | 81393.5469 | 16.6% | 0 | 164668.6875 | 33.59% | 0 | 0% | 210176.7656 | 42.88% | 280001.8594 | 56726.9414 | 11.57% | 433451.6836 | 115707.25 | 23.61% | 374471.375 | 273941 | 55.89% | 216237.625 | 183159.625 | 37.37% | 307019 | 17075.3809 | 3.484% | 473103.2441
107 | Tulucay | NORTHERN CALIFORNIA | {'Carquinez': 10.9, 'Peabody': 16.3, 'Lakeville': 17.0, 'Martinez': 18.1, 'Ignacio': 18.9, 'Vaca Dixon': 21.6, 'Penngrove': 22.9, 'Shilo III': 23.5, 'Putah Creek': 24.1, 'Pittsburg': 24.9, 'Birds Landing': 25.3, 'Bellevue': 25.8, 'Clayton': 26.5, 'Contra Costa': 31.5, 'Fulton': 31.8, 'Lone Tree': 34.6, 'Davis': 35.5, 'Grand Island': 36.8, 'Martin (San Francisco H)': 38.4, 'Brentwood': 39.4} | 261248.2812 | 29286.9727 | 11.21% | 231961.3086 | 88.79% | 20566.8613 | 7.873% | 174616.7324 | 66.84% | 24 | 26933.5273 | 10.31% | 32669.3691 | 12.51% | 0 | 116972.2266 | 44.77% | 27828.418 | 10.65% | 159520.625 | 61.06% | 101727.6562 | 50577.7227 | 19.36% | 210670.5586 | 97180.5781 | 37.2% | 164067.7031 | 208523.5781 | 79.82% | 52724.7031 | 93069.0859 | 35.62% | 168179.1953 | 28323.0371 | 10.84% | 232925.2441
108 | Brunswick | NORTHERN CALIFORNIA | {'Higgins': 13.3, 'Drum': 14.5, 'East Marysville': 28.6, 'Olivehurst': 28.9, 'Palermo': 30.1, 'Honcut': 30.6, 'Rio Oso': 30.9, 'Pleasant Grove': 31.8, 'Wyandotte': 32.5, 'Pease': 33.8, 'Summit': 35.7, 'Placerville': 37.1, 'Thermalito': 37.5, 'Table Mountain': 39.6, 'Gold Hill': 40.0} | 344154.25 | 59231.9688 | 17.21% | 284922.2812 | 82.79% | 26123.6172 | 7.591% | 173227.9453 | 50.33% | 20.6667 | 4307.3838 | 1.252% | 1438.5968 | 0.418% | 0 | 185310.6094 | 53.85% | 149764.875 | 43.52% | 223468.125 | 64.93% | 120686.125 | 33176.6055 | 9.64% | 310977.6445 | 53465.8516 | 15.54% | 290688.3984 | 249775.4219 | 72.58% | 94378.8281 | 129531.0547 | 37.64% | 214623.1953 | 11541.248 | 3.354% | 332613.002
109 | Higgins | NORTHERN CALIFORNIA | {'Brunswick': 13.3, 'Pleasant Grove': 19.2, 'Rio Oso': 21.6, 'Drum': 22.8, 'Olivehurst': 24.5, 'East Marysville': 26.6, 'Gold Hill': 26.8, 'Placerville': 27.2, 'Pease': 31.8, 'Honcut': 33.1, 'Palermo': 36.4, 'Wyandotte': 39.2} | 336789.8438 | 41756.293 | 12.4% | 295033.5508 | 87.6% | 17135.3809 | 5.088% | 150115.5723 | 44.57% | 26.8 | 19189.4102 | 5.698% | 14523.5615 | 4.312% | 0 | 199965.5625 | 59.37% | 66266.2891 | 19.68% | 248876.3125 | 73.9% | 87913.5312 | 34837.875 | 10.34% | 301951.9688 | 46653.2812 | 13.85% | 290136.5625 | 274020.6875 | 81.36% | 62769.1562 | 99137.8828 | 29.44% | 237651.9609 | 31805.4648 | 9.444% | 304984.3789
110 | Barre | GREATER LA METRO | {'Lewis': 4.8, 'Del Amo': 7.1, 'Alamitos': 7.4, 'Villa Park': 8.5, 'Ellis': 8.8, 'Johanna': 9.9, 'Olinda': 10.1, 'Center': 10.9, 'Serrano': 11.1, 'Huntington Beach': 11.2, 'Lighthipe': 12.2, 'Hinson': 13.9, 'Walnut': 13.9, 'Harborgen': 14.3, 'Long Beach': 14.3, 'Laguna Bell': 15.0, 'Arcogen': 15.1, 'Santiago': 15.8, 'Mesa (SCE)': 17.4, 'Rio Hondo': 20.4, 'La Fresa': 20.6, 'Chino': 21.8, 'Viejo': 21.9, 'El Nido': 23.3, 'Redondo': 23.5, 'Goodrich': 24.4, 'Trabuco': 24.6, 'Chevmain': 25.1, 'El Segundo': 26.3, 'La Cienega': 26.3, 'Margarita': 27.1, 'Capistrano': 27.4, 'Mira Loma': 27.6, 'Padua': 29.1, 'Gould': 30.8, 'Lee Lake (Proposed)': 30.9, 'Rancho Vista': 32.1, 'Etiwanda': 32.5, 'Talega': 34.1, 'San Onofre': 39.0} | 23948.7754 | 4482.0557 | 18.72% | 19466.7197 | 81.28% | 2557.8259 | 10.68% | 12673.9163 | 52.92% | 46 | 53.5861 | 0.2238% | 26.2704 | 0.1097% | 0 | 795.2325 | 3.321% | 12381.9736 | 51.7% | 6688.1479 | 27.93% | 17260.6274 | 2609.9739 | 10.9% | 21338.8015 | 11560.9785 | 48.27% | 12387.7969 | 17874.9766 | 74.64% | 6073.7988 | 5740.3853 | 23.97% | 18208.3901 | 1783.1177 | 7.446% | 22165.6577
111 | Ellis | GREATER LA METRO | {'Huntington Beach': 3.4, 'Johanna': 5.6, 'Barre': 8.8, 'Lewis': 8.9, 'Santiago': 10.2, 'Alamitos': 10.5, 'Villa Park': 10.9, 'Serrano': 13.3, 'Del Amo': 14.3, 'Long Beach': 17.2, 'Viejo': 17.4, 'Harborgen': 17.6, 'Trabuco': 17.7, 'Olinda': 18.0, 'Hinson': 18.6, 'Lighthipe': 19.0, 'Center': 19.2, 'Arcogen': 19.5, 'Capistrano': 20.0, 'Margarita': 20.4, 'Walnut': 22.3, 'Laguna Bell': 23.2, 'La Fresa': 25.8, 'Mesa (SCE)': 26.1, 'Chino': 26.4, 'Talega': 26.8, 'Redondo': 28.0, 'El Nido': 28.7, 'Lee Lake (Proposed)': 28.8, 'Rio Hondo': 29.0, 'Chevmain': 30.4, 'Mira Loma': 31.1, 'San Onofre': 31.3, 'El Segundo': 31.6, 'Goodrich': 33.2, 'La Cienega': 33.2, 'Padua': 34.7, 'Rancho Vista': 36.4, 'Etiwanda': 36.7, 'Gould': 39.5} | 20134.1738 | 2975.0193 | 14.78% | 17159.1545 | 85.22% | 2995.1016 | 14.88% | 7319.9795 | 36.36% | 47 | 12.6968 | 0.06306% | 26.2704 | 0.1305% | 0 | 241.0272 | 1.197% | 8741.5117 | 43.42% | 3889.9407 | 19.32% | 16244.2332 | 4739.0024 | 23.54% | 15395.1714 | 12448.3711 | 61.83% | 7685.8027 | 16096.7109 | 79.95% | 4037.4629 | 4516.9824 | 22.43% | 15617.1914 | 1464.5718 | 7.274% | 18669.6021
112 | Johanna | GREATER LA METRO | {'Ellis': 5.6, 'Santiago': 5.9, 'Lewis': 7.1, 'Villa Park': 7.1, 'Huntington Beach': 8.6, 'Serrano': 8.7, 'Barre': 9.9, 'Viejo': 12.5, 'Trabuco': 14.6, 'Alamitos': 14.6, 'Olinda': 16.5, 'Del Amo': 16.8, 'Margarita': 17.2, 'Capistrano': 17.6, 'Center': 20.8, 'Walnut': 21.1, 'Lighthipe': 21.8, 'Long Beach': 21.8, 'Harborgen': 22.0, 'Chino': 22.0, 'Hinson': 22.5, 'Lee Lake (Proposed)': 23.3, 'Arcogen': 23.6, 'Talega': 24.2, 'Laguna Bell': 24.8, 'Mira Loma': 26.2, 'Mesa (SCE)': 26.8, 'Rio Hondo': 28.0, 'San Onofre': 29.3, 'La Fresa': 29.7, 'Padua': 30.6, 'Rancho Vista': 31.7, 'Etiwanda': 31.9, 'Redondo': 32.2, 'El Nido': 32.5, 'Goodrich': 33.1, 'Chevmain': 34.2, 'El Segundo': 35.5, 'La Cienega': 36.1, 'Vista': 38.1, 'Gould': 39.9} | 35991.8359 | 3468.5483 | 9.637% | 32523.2876 | 90.36% | 6673.3081 | 18.54% | 16897.8267 | 46.95% | 47 | 211.6928 | 0.5882% | 280.2465 | 0.7786% | 0 | 7313.3896 | 20.32% | 20512.4258 | 56.99% | 12282.4736 | 34.13% | 23709.3623 | 8023.9946 | 22.29% | 27967.8413 | 19681.0918 | 54.68% | 16310.7441 | 29175.9766 | 81.06% | 6815.8594 | 12678.7041 | 35.23% | 23313.1318 | 5634.5312 | 15.66% | 30357.3047
113 | Lewis | GREATER LA METRO | {'Villa Park': 3.7, 'Barre': 4.8, 'Serrano': 6.4, 'Johanna': 7.1, 'Ellis': 8.9, 'Olinda': 9.5, 'Del Amo': 11.7, 'Alamitos': 11.9, 'Huntington Beach': 12.1, 'Santiago': 12.5, 'Walnut': 14.0, 'Center': 14.5, 'Lighthipe': 16.6, 'Viejo': 17.7, 'Chino': 18.2, 'Laguna Bell': 18.3, 'Hinson': 18.6, 'Harborgen': 19.0, 'Long Beach': 19.0, 'Arcogen': 19.8, 'Mesa (SCE)': 19.9, 'Rio Hondo': 20.9, 'Trabuco': 21.4, 'Mira Loma': 23.6, 'Margarita': 23.7, 'Capistrano': 24.5, 'La Fresa': 25.3, 'Goodrich': 26.0, 'Padua': 26.1, 'Lee Lake (Proposed)': 26.2, 'El Nido': 27.9, 'Redondo': 28.2, 'Rancho Vista': 28.4, 'Etiwanda': 28.8, 'Chevmain': 29.7, 'La Cienega': 30.5, 'El Segundo': 30.9, 'Talega': 31.0, 'Gould': 32.9, 'San Onofre': 36.2, 'Vista': 37.0} | 32726.5859 | 5294.6753 | 16.18% | 27431.9106 | 83.82% | 4813.5737 | 14.71% | 16936.0513 | 51.75% | 45.5583 | 279.8149 | 0.855% | 691.5369 | 2.113% | 0 | 4083.9778 | 12.48% | 18425.6621 | 56.3% | 9223.0518 | 28.18% | 23503.5342 | 5222.874 | 15.96% | 27503.7119 | 15845.4365 | 48.42% | 16881.1494 | 24168.5527 | 73.85% | 8558.0332 | 9599.7412 | 29.33% | 23126.8447 | 5118.4614 | 15.64% | 27608.1245
114 | Santiago | GREATER LA METRO | {'Johanna': 5.9, 'Viejo': 7.2, 'Trabuco': 8.9, 'Ellis': 10.2, 'Villa Park': 11.1, 'Margarita': 11.3, 'Serrano': 11.4, 'Capistrano': 12.0, 'Huntington Beach': 12.2, 'Lewis': 12.5, 'Barre': 15.8, 'Talega': 18.5, 'Lee Lake (Proposed)': 19.2, 'Alamitos': 20.3, 'Olinda': 21.3, 'Del Amo': 22.7, 'Chino': 23.5, 'San Onofre': 23.8, 'Walnut': 25.9, 'Mira Loma': 26.4, 'Center': 26.6, 'Long Beach': 27.2, 'Harborgen': 27.6, 'Lighthipe': 27.7, 'Hinson': 28.3, 'Arcogen': 29.3, 'Laguna Bell': 30.6, 'Rancho Vista': 32.1, 'Padua': 32.2, 'Mesa (SCE)': 32.3, 'Etiwanda': 32.4, 'Rio Hondo': 32.7, 'La Fresa': 35.5, 'Valley': 35.6, 'Vista': 36.6, 'Redondo': 37.9, 'Goodrich': 38.2, 'El Nido': 38.3} | 47200.3008 | 2798.6631 | 5.929% | 44401.6377 | 94.07% | 13472.624 | 28.54% | 21390.1533 | 45.32% | 45 | 413.9821 | 0.8771% | 213.7594 | 0.4529% | 0 | 17916.1582 | 37.96% | 21895.7969 | 46.39% | 18189.7461 | 38.54% | 29010.5547 | 15594.7178 | 33.04% | 31605.583 | 27847.6426 | 59% | 19352.6582 | 39885.5312 | 84.5% | 7314.7695 | 22035.8027 | 46.69% | 25164.498 | 5804.4497 | 12.3% | 41395.8511
115 | Serrano | GREATER LA METRO | {'Villa Park': 2.7, 'Lewis': 6.4, 'Johanna': 8.7, 'Olinda': 11.1, 'Barre': 11.1, 'Santiago': 11.4, 'Ellis': 13.3, 'Chino': 13.3, 'Viejo': 14.0, 'Walnut': 15.4, 'Huntington Beach': 16.6, 'Del Amo': 17.7, 'Mira Loma': 17.9, 'Alamitos': 18.3, 'Center': 19.4, 'Trabuco': 19.5, 'Lee Lake (Proposed)': 20.3, 'Margarita': 21.3, 'Padua': 21.9, 'Rio Hondo': 22.0, 'Lighthipe': 22.4, 'Laguna Bell': 22.9, 'Capistrano': 22.9, 'Rancho Vista': 23.1, 'Etiwanda': 23.4, 'Mesa (SCE)': 23.4, 'Hinson': 24.9, 'Harborgen': 25.4, 'Long Beach': 25.4, 'Arcogen': 26.1, 'Goodrich': 28.1, 'Talega': 28.8, 'Vista': 30.7, 'La Fresa': 31.4, 'El Nido': 33.9, 'San Onofre': 34.4, 'Redondo': 34.4, 'Gould': 35.4, 'Chevmain': 35.6, 'La Cienega': 35.8, 'San Bernardino': 36.1, 'El Segundo': 36.8, 'Valley': 37.0} | 40581.5625 | 6267.7358 | 15.44% | 34313.8267 | 84.56% | 6930.6904 | 17.08% | 19061.7197 | 46.97% | 46 | 590.2348 | 1.454% | 1729.7994 | 4.263% | 0 | 5702.6362 | 14.05% | 22325.3867 | 55.01% | 12334.1279 | 30.39% | 28247.4346 | 8540.0234 | 21.04% | 32041.5391 | 18986.4453 | 46.79% | 21595.1172 | 29686.459 | 73.15% | 10895.1035 | 12238.1982 | 30.16% | 28343.3643 | 5881.7573 | 14.49% | 34699.8052
116 | Villa Park | GREATER LA METRO | {'Serrano': 2.7, 'Lewis': 3.7, 'Johanna': 7.1, 'Barre': 8.5, 'Olinda': 10.3, 'Ellis': 10.9, 'Santiago': 11.1, 'Huntington Beach': 14.3, 'Walnut': 14.9, 'Viejo': 15.1, 'Del Amo': 15.3, 'Chino': 15.5, 'Alamitos': 15.6, 'Center': 17.4, 'Trabuco': 19.7, 'Lighthipe': 20.1, 'Mira Loma': 20.4, 'Laguna Bell': 21.1, 'Rio Hondo': 21.7, 'Margarita': 21.8, 'Mesa (SCE)': 22.0, 'Hinson': 22.3, 'Lee Lake (Proposed)': 22.6, 'Harborgen': 22.8, 'Long Beach': 22.8, 'Capistrano': 23.0, 'Arcogen': 23.5, 'Padua': 23.8, 'Rancho Vista': 25.5, 'Etiwanda': 25.8, 'Goodrich': 27.3, 'La Fresa': 28.9, 'Talega': 29.2, 'El Nido': 31.5, 'Redondo': 31.9, 'Chevmain': 33.2, 'Vista': 33.4, 'La Cienega': 33.8, 'El Segundo': 34.5, 'Gould': 34.5, 'San Onofre': 34.7, 'San Bernardino': 38.8, 'Valley': 39.4} | 36491.2344 | 6068.1616 | 16.63% | 30423.0728 | 83.37% | 6238.8027 | 17.1% | 16074.041 | 44.05% | 46.5 | 569.7048 | 1.561% | 1704.1274 | 4.67% | 0 | 4600.0679 | 12.61% | 20462.8008 | 56.08% | 11066.4121 | 30.33% | 25424.8223 | 5310.5537 | 14.55% | 31180.6807 | 16433.9863 | 45.04% | 20057.248 | 25822.5742 | 70.76% | 10668.6602 | 11314.623 | 31.01% | 25176.6113 | 5388.8862 | 14.77% | 31102.3481
117 | Capistrano | GREATER LA METRO | {'Margarita': 3.4, 'Trabuco': 3.5, 'Talega': 6.8, 'Viejo': 10.7, 'San Onofre': 11.8, 'Santiago': 12.0, 'Johanna': 17.6, 'Ellis': 20.0, 'Huntington Beach': 20.2, 'Lee Lake (Proposed)': 20.5, 'Serrano': 22.9, 'Villa Park': 23.0, 'Lewis': 24.5, 'Barre': 27.4, 'San Luis Rey': 28.2, 'Alamitos': 30.4, 'Encina': 32.2, 'Olinda': 33.3, 'Valley': 33.3, 'Chino': 33.5, 'Del Amo': 33.9, 'Mira Loma': 34.6, 'Palomar': 34.6, 'Long Beach': 36.7, 'Harborgen': 37.2, 'Walnut': 37.9, 'Center': 38.3, 'Hinson': 38.4, 'Lighthipe': 38.8, 'Arcogen': 39.4} | 46655.0039 | 1861.1476 | 3.989% | 44793.8563 | 96.01% | 13450.1396 | 28.83% | 18339.8643 | 39.31% | 38 | 700.5946 | 1.502% | 84.0597 | 0.1802% | 0 | 21752.9648 | 46.63% | 21302.5625 | 45.66% | 23244.2793 | 49.82% | 23410.7246 | 22766.7715 | 48.8% | 23888.2324 | 27793.5195 | 59.57% | 18861.4844 | 41783.793 | 89.56% | 4871.2109 | 24054.2715 | 51.56% | 22600.7324 | 3348.9717 | 7.178% | 43306.0322
118 | Trabuco | GREATER LA METRO | {'Margarita': 2.8, 'Capistrano': 3.5, 'Viejo': 7.4, 'Santiago': 8.9, 'Talega': 9.6, 'Johanna': 14.6, 'San Onofre': 15.0, 'Ellis': 17.7, 'Lee Lake (Proposed)': 18.2, 'Huntington Beach': 18.5, 'Serrano': 19.5, 'Villa Park': 19.7, 'Lewis': 21.4, 'Barre': 24.6, 'Alamitos': 28.2, 'Olinda': 30.0, 'Chino': 30.0, 'San Luis Rey': 31.2, 'Del Amo': 31.3, 'Mira Loma': 31.3, 'Valley': 32.2, 'Walnut': 34.6, 'Long Beach': 34.7, 'Harborgen': 35.2, 'Encina': 35.3, 'Center': 35.4, 'Hinson': 36.2, 'Lighthipe': 36.2, 'Rancho Vista': 37.1, 'Etiwanda': 37.2, 'Arcogen': 37.2, 'Palomar': 37.6, 'Padua': 38.5, 'Vista': 38.8, 'Laguna Bell': 39.4} | 50401.1836 | 1908.8754 | 3.787% | 48492.3082 | 96.21% | 15691.0928 | 31.13% | 19687.2158 | 39.06% | 39.3333 | 238.1334 | 0.4725% | 48.9213 | 0.09706% | 0 | 20418.498 | 40.51% | 25211.7773 | 50.02% | 23405.3633 | 46.44% | 26995.8203 | 23387.5273 | 46.4% | 27013.6562 | 29976.3301 | 59.48% | 20424.8535 | 44362.7227 | 88.02% | 6038.4609 | 27513.0176 | 54.59% | 22888.166 | 3793.2329 | 7.526% | 46607.9507
119 | Pleasant Grove | NORTHERN CALIFORNIA | {'Rio Oso': 11.6, 'Gold Hill': 14.6, 'Higgins': 19.2, 'Olivehurst': 22.6, 'Woodland': 26.4, 'East Marysville': 27.3, 'Placerville': 28.9, 'Davis': 30.0, 'Pease': 30.7, 'Brunswick': 31.8, 'Honcut': 37.8} | 347909.25 | 50324.875 | 14.46% | 297584.375 | 85.54% | 16330.8916 | 4.694% | 224899.3584 | 64.64% | 23.2403 | 82042.4922 | 23.58% | 79557.4922 | 22.87% | 0 | 91512.25 | 26.3% | 10248.0703 | 2.946% | 192826.75 | 55.42% | 155082.5 | 32489.9551 | 9.339% | 315419.2949 | 92526.1328 | 26.59% | 255383.1172 | 251279.7031 | 72.23% | 96629.5469 | 52535.1914 | 15.1% | 295374.0586 | 55766.793 | 16.03% | 292142.457
120 | Summit | NORTHERN CALIFORNIA | {'Drum': 21.2, 'Brunswick': 35.7} | 301722.5938 | 47342.5859 | 15.69% | 254380.0078 | 84.31% | 176993.4844 | 58.66% | 102645.6094 | 34.02% | 17 | 1145.1749 | 0.3795% | 254.3849 | 0.08431% | 0 | 187809.2812 | 62.25% | 16122.0674 | 5.343% | 104471.2812 | 34.62% | 197251.3125 | 32968.1562 | 10.93% | 268754.4375 | 65466.4883 | 21.7% | 236256.1055 | 155071.7969 | 51.4% | 146650.7969 | 184362.6875 | 61.1% | 117359.9062 | 26357.707 | 8.736% | 275364.8867
121 | Devers | RIVERSIDE | {'Mirage': 14.4, 'El Casco': 28.8, 'Valley': 36.0, 'San Bernardino': 39.2} | 80486.5234 | 6885.8418 | 8.555% | 73600.6816 | 91.44% | 25692.0938 | 31.92% | 40970.2891 | 50.9% | 20.8571 | 59.2764 | 0.07365% | 20.9392 | 0.02602% | 0 | 25222.7168 | 31.34% | 54632.6875 | 67.88% | 32434.1211 | 40.3% | 48052.4023 | 27808.752 | 34.55% | 52677.7715 | 50259.5156 | 62.44% | 30227.0078 | 58957.7734 | 73.25% | 21528.75 | 48967.5039 | 60.84% | 31519.0195 | 2983.051 | 3.706% | 77503.4724
122 | Kern | RIVERSIDE | {'Redbluff': 15.1} | 49051.3438 | 9038.002 | 18.43% | 40013.3418 | 81.57% | 24218.7285 | 49.37% | 13901.4199 | 28.34% | 2.9722 | 13.475 | 0.02747% | 0 | 0% | 0 | 0 | 0% | 0 | 0% | 11985.5098 | 24.43% | 37065.834 | 7130.0078 | 14.54% | 41921.3359 | 539.2241 | 1.099% | 48512.1197 | 18643.9473 | 38.01% | 30407.3965 | 14998.667 | 30.58% | 34052.6768 | 519.037 | 1.058% | 48532.3068
123 | Mirage | RIVERSIDE | {'Devers': 14.4} | 13762.6426 | 0 | 0% | 13762.6426 | 100% | 4607.1709 | 33.48% | 7702.374 | 55.97% | 12.4186 | 0 | 0% | 0 | 0% | 0 | 5816.3115 | 42.26% | 7679.2129 | 55.8% | 9623.1738 | 69.92% | 4139.4688 | 6090.5215 | 44.25% | 7672.1211 | 11857.4033 | 86.16% | 1905.2393 | 13454.5264 | 97.76% | 308.1162 | 10600.2373 | 77.02% | 3162.4053 | 678.5003 | 4.93% | 13084.1423
124 | Valley (SCE) | RIVERSIDE | {'El Casco': 16.3, 'Lee Lake (Proposed)': 16.9, 'Vista': 22.8, 'San Bernardino': 23.9, 'Viejo': 28.5, 'Mira Loma': 29.9, 'Margarita': 30.2, 'Talega': 31.1, 'Etiwanda': 32.1, 'Trabuco': 32.2, 'Rancho Vista': 32.4, 'Capistrano': 33.3, 'San Onofre': 34.3, 'Chino': 34.9, 'Santiago': 35.6, 'Devers': 36.0, 'Serrano': 37.0, 'San Luis Rey': 37.8, 'Padua': 38.2, 'Villa Park': 39.4} | 259569.4219 | 56452.2773 | 21.75% | 203117.1445 | 78.25% | 17647.1836 | 6.799% | 104703.3789 | 40.34% | 28.8619 | 22620.2988 | 8.715% | 6760.2817 | 2.604% | 0 | 53292.3711 | 20.53% | 183493.5781 | 70.69% | 67858.625 | 26.14% | 191710.7969 | 101419.6328 | 39.07% | 158149.7891 | 152818.1094 | 58.87% | 106751.3125 | 183412.9844 | 70.66% | 76156.4375 | 76141.9531 | 29.33% | 183427.4688 | 13308.7783 | 5.127% | 246260.6436
125 | Gold Hill | NORTHERN CALIFORNIA | {'Pleasant Grove': 14.6, 'Placerville': 19.7, 'Rio Oso': 26.2, 'Higgins': 26.8, 'Camanche': 31.3, 'Davis': 33.2, 'Woodland': 33.7, 'Olivehurst': 37.1, 'Lockeford': 37.3, 'Grand Island': 38.3, 'Brunswick': 40.0} | 273599.875 | 42308.2461 | 15.46% | 231291.6289 | 84.54% | 18207.7539 | 6.655% | 139510.4961 | 50.99% | 35.9052 | 24468.957 | 8.943% | 8851.8096 | 3.235% | 0 | 89698.5547 | 32.78% | 36742.1914 | 13.43% | 182974.8125 | 66.88% | 90625.0625 | 43105.9883 | 15.76% | 230493.8867 | 47130.5312 | 17.23% | 226469.3438 | 197803.2812 | 72.3% | 75796.5938 | 104053.5391 | 38.03% | 169546.3359 | 56673.3789 | 20.71% | 216926.4961
126 | Grand Island | NORTHERN CALIFORNIA | {'Shilo III': 14.6, 'Birds Landing': 15.0, 'Eight Mile': 16.6, 'Contra Costa': 19.1, 'Peabody': 21.0, 'Stagg': 21.1, 'Pittsburg': 21.4, 'Vaca Dixon': 21.4, 'Lone Tree': 21.8, 'Brentwood': 22.1, 'Davis': 23.0, 'Lockeford': 24.7, 'Clayton': 28.6, 'Weber': 28.8, 'Putah Creek': 29.8, 'Delta Switching Yard': 29.8, 'Kelso': 30.0, 'Camanche': 30.8, 'Woodland': 32.2, 'Martinez': 32.3, 'Vierra': 34.6, 'Bellota': 34.7, 'Green Ridge Midway': 34.9, 'Cayetano': 35.4, 'Tesla': 35.9, 'Tulucay': 36.8, 'Carquinez': 37.1, 'Gold Hill': 38.3} | 505665.4688 | 60466.9297 | 11.96% | 445198.5391 | 88.04% | 72857.4844 | 14.41% | 373818.9531 | 73.93% | 9.8607 | 149689.4688 | 29.6% | 228162.2031 | 45.12% | 0 | 0 | 0% | 0 | 0% | 59910.4414 | 11.85% | 445755.0273 | 123988.7812 | 24.52% | 381676.6875 | 144602.0312 | 28.6% | 361063.4375 | 183293.8438 | 36.25% | 322371.625 | 3539.8491 | 0.7% | 502125.6196 | 64433.8789 | 12.74% | 441231.5898
127 | Chino | GREATER LA METRO | {'Mira Loma': 6.6, 'Padua': 8.7, 'Rancho Vista': 10.3, 'Etiwanda': 10.7, 'Serrano': 13.3, 'Olinda': 14.5, 'Villa Park': 15.5, 'Walnut': 15.6, 'Lewis': 18.2, 'Rio Hondo': 18.8, 'Vista': 20.8, 'Lee Lake (Proposed)': 21.6, 'Barre': 21.8, 'Johanna': 22.0, 'Viejo': 22.9, 'Santiago': 23.5, 'Mesa (SCE)': 24.9, 'Center': 25.0, 'Goodrich': 25.7, 'San Bernardino': 25.9, 'Del Amo': 26.2, 'Ellis': 26.4, 'Laguna Bell': 27.0, 'Alamitos': 29.0, 'Lighthipe': 29.7, 'Huntington Beach': 29.8, 'Trabuco': 30.0, 'Lugo': 31.0, 'Margarita': 31.0, 'Gould': 33.0, 'Capistrano': 33.5, 'Hinson': 33.6, 'El Casco': 34.6, 'Arcogen': 34.8, 'Valley': 34.9, 'Harborgen': 35.0, 'Long Beach': 35.3, 'Talega': 38.1, 'La Fresa': 38.6, 'Victor': 38.7} | 43353.9883 | 5802.7764 | 13.38% | 37551.2119 | 86.62% | 9705.7266 | 22.39% | 22769.7285 | 52.52% | 19.25 | 821.3314 | 1.894% | 1815.5374 | 4.188% | 0 | 7979.1035 | 18.4% | 27032.9043 | 62.35% | 15287.4775 | 35.26% | 28066.5107 | 11557.7607 | 26.66% | 31796.2275 | 19351.2402 | 44.64% | 24002.748 | 32467.2539 | 74.89% | 10886.7344 | 16656.3848 | 38.42% | 26697.6035 | 7498.436 | 17.3% | 35855.5522
128 | Kramer | GREATER KRAMER | {'Ransburg': 26.6, 'Roadway': 29.4, 'Tortilla': 30.3, 'Victor': 34.5} | 136717.5625 | 37624.7656 | 27.52% | 99092.7969 | 72.48% | 10468.1396 | 7.657% | 56523.6729 | 41.34% | 43.25 | 53.8356 | 0.03938% | 13.1213 | 0.009597% | 0 | 0 | 0% | 0 | 0% | 56243.5039 | 41.14% | 80474.0586 | 32710.7012 | 23.93% | 104006.8613 | 934.5564 | 0.6836% | 135783.0061 | 79497.3281 | 58.15% | 57220.2344 | 62012.6055 | 45.36% | 74704.957 | 913.4933 | 0.6682% | 135804.0692
129 | Lugo | GREATER KRAMER | {'Victor': 9.6, 'Roadway': 14.7, 'San Bernardino': 21.1, 'Etiwanda': 21.2, 'Rancho Vista': 21.4, 'Vista': 22.6, 'Padua': 23.0, 'Mira Loma': 27.1, 'Calcite': 27.8, 'Chino': 31.0, 'El Casco': 32.2, 'Tortilla': 39.3, 'Rio Hondo': 39.4} | 234823.8906 | 47921.8984 | 20.41% | 186901.9922 | 79.59% | 30446.0234 | 12.97% | 54629.3359 | 23.26% | 41.25 | 244.8594 | 0.1043% | 115.4687 | 0.04917% | 0 | 44842.2461 | 19.1% | 50845.9258 | 21.65% | 106307.2656 | 45.27% | 128516.625 | 121193.4688 | 51.61% | 113630.4219 | 86100.1172 | 36.67% | 148723.7734 | 175170.6406 | 74.6% | 59653.25 | 60700.0156 | 25.85% | 174123.875 | 5007.4893 | 2.132% | 229816.4014
130 | Mira Loma | GREATER LA METRO | {'Rancho Vista': 5.8, 'Etiwanda': 6.0, 'Chino': 6.6, 'Padua': 8.8, 'Vista': 14.3, 'Serrano': 17.9, 'Lee Lake (Proposed)': 19.0, 'San Bernardino': 19.3, 'Villa Park': 20.4, 'Olinda': 21.0, 'Walnut': 22.1, 'Lewis': 23.6, 'Viejo': 23.9, 'Rio Hondo': 24.8, 'Johanna': 26.2, 'Santiago': 26.4, 'Lugo': 27.1, 'Barre': 27.6, 'El Casco': 28.1, 'Valley': 29.9, 'Ellis': 31.1, 'Trabuco': 31.3, 'Mesa (SCE)': 31.4, 'Center': 31.6, 'Goodrich': 31.6, 'Margarita': 31.8, 'Del Amo': 32.5, 'Laguna Bell': 33.6, 'Huntington Beach': 34.5, 'Capistrano': 34.6, 'Alamitos': 35.0, 'Victor': 35.7, 'Lighthipe': 36.2, 'Talega': 38.2, 'Gould': 38.6} | 64342.3242 | 8436.0322 | 13.11% | 55906.292 | 86.89% | 8318.0889 | 12.93% | 31466.6064 | 48.9% | 27.6318 | 1192.484 | 1.853% | 1813.371 | 2.818% | 0 | 15217.585 | 23.65% | 38212.1523 | 59.39% | 26149.1641 | 40.64% | 38193.1602 | 24745.2246 | 38.46% | 39597.0996 | 33315.6484 | 51.78% | 31026.6758 | 50390.5742 | 78.32% | 13951.75 | 19166.9121 | 29.79% | 45175.4121 | 8153.2725 | 12.67% | 56189.0518
131 | Padua | GREATER LA METRO | {'Rancho Vista': 6.4, 'Etiwanda': 6.8, 'Chino': 8.7, 'Mira Loma': 8.8, 'Vista': 19.2, 'Walnut': 19.4, 'Rio Hondo': 19.6, 'Olinda': 20.2, 'Serrano': 21.9, 'Lugo': 23.0, 'San Bernardino': 23.1, 'Villa Park': 23.8, 'Goodrich': 25.8, 'Lewis': 26.1, 'Mesa (SCE)': 27.6, 'Lee Lake (Proposed)': 27.7, 'Barre': 29.1, 'Center': 29.8, 'Victor': 30.2, 'Johanna': 30.6, 'Laguna Bell': 30.8, 'Viejo': 31.2, 'Gould': 32.1, 'Santiago': 32.2, 'Del Amo': 32.3, 'Roadway': 34.0, 'El Casco': 34.0, 'Ellis': 34.7, 'Lighthipe': 34.9, 'Alamitos': 36.0, 'Vincent': 37.2, 'Huntington Beach': 38.0, 'Valley': 38.2, 'Trabuco': 38.5, 'Margarita': 39.3, 'Hinson': 39.4} | 68212.9766 | 5586.6099 | 8.19% | 62626.3667 | 91.81% | 15711.7021 | 23.03% | 35610.1182 | 52.2% | 20.6505 | 649.2178 | 0.9518% | 1703.5291 | 2.497% | 0 | 17004.3418 | 24.93% | 45767.9844 | 67.1% | 32586.8008 | 47.77% | 35626.1758 | 37226.1133 | 54.57% | 30986.8633 | 43379.6367 | 63.59% | 24833.3398 | 58254.7148 | 85.4% | 9958.2617 | 26678.3027 | 39.11% | 41534.6738 | 8465.3076 | 12.41% | 59747.6689
132 | Pisgah | GREATER KRAMER | {'Coolwater': 27.3, 'Calcite': 35.3, 'Tortilla': 37.1} | 74968.8125 | 31618.9922 | 42.18% | 43349.8203 | 57.82% | 15059.4443 | 20.09% | 31635.6377 | 42.2% | 17.98 | 1021.3225 | 1.362% | 1640.8326 | 2.189% | 0 | 0 | 0% | 0 | 0% | 20214.0898 | 26.96% | 54754.7227 | 13910.8057 | 18.56% | 61058.0068 | 14853.7734 | 19.81% | 60115.0391 | 25231.9824 | 33.66% | 49736.8301 | 25017.8105 | 33.37% | 49951.002 | 1618.7611 | 2.159% | 73350.0514
133 | Roadway | GREATER KRAMER | {'Victor': 5.1, 'Lugo': 14.7, 'Calcite': 28.5, 'Kramer': 29.4, 'Tortilla': 29.4, 'Padua': 34.0, 'Etiwanda': 34.2, 'Rancho Vista': 34.3, 'San Bernardino': 35.7, 'Vista': 37.3, 'Coolwater': 37.5} | 304434.75 | 65366.0664 | 21.47% | 239068.6836 | 78.53% | 8107.8833 | 2.663% | 76934.0464 | 25.27% | 38.75 | 983.9477 | 0.3232% | 1915.9142 | 0.6293% | 0 | 30757.8105 | 10.1% | 18875.0703 | 6.2% | 134418.8438 | 44.15% | 170015.9062 | 144685.3594 | 47.53% | 159749.3906 | 66631.8281 | 21.89% | 237802.9219 | 210740.2188 | 69.22% | 93694.5312 | 85207.6562 | 27.99% | 219227.0938 | 4739.5308 | 1.557% | 299695.2192
134 | Tortilla | GREATER KRAMER | {'Coolwater': 10.0, 'Calcite': 24.5, 'Roadway': 29.4, 'Kramer': 30.3, 'Victor': 32.0, 'Pisgah': 37.1, 'Lugo': 39.3} | 142952.6406 | 18555.1504 | 12.98% | 124397.4902 | 87.02% | 11673.6064 | 8.166% | 70427.9795 | 49.27% | 24 | 1059.4124 | 0.7411% | 3478.7954 | 2.434% | 0 | 0 | 0% | 0 | 0% | 86510.0234 | 60.52% | 56442.6172 | 58236.9062 | 40.74% | 84715.7344 | 25642.0039 | 17.94% | 117310.6367 | 107428.7969 | 75.15% | 35523.8438 | 61765.6055 | 43.21% | 81187.0352 | 4815.1436 | 3.368% | 138137.4971
135 | Victor | GREATER KRAMER | {'Roadway': 5.1, 'Lugo': 9.6, 'Calcite': 26.9, 'Etiwanda': 29.7, 'Rancho Vista': 29.9, 'Padua': 30.2, 'San Bernardino': 30.5, 'Tortilla': 32.0, 'Vista': 32.2, 'Kramer': 34.5, 'Mira Loma': 35.7, 'Chino': 38.7, 'Coolwater': 39.2} | 289778.3438 | 58234.8984 | 20.1% | 231543.4453 | 79.9% | 16667.7285 | 5.752% | 72316.3652 | 24.96% | 38 | 922.0059 | 0.3182% | 1935.2625 | 0.6678% | 0 | 33478.5234 | 11.55% | 35625.6641 | 12.29% | 135526 | 46.77% | 154252.3438 | 141049.9219 | 48.68% | 148728.4219 | 77255.8828 | 26.66% | 212522.4609 | 207111.0156 | 71.47% | 82667.3281 | 78569.2891 | 27.11% | 211209.0547 | 5171.1787 | 1.785% | 284607.165
136 | Vista (SCE) | RIVERSIDE | {'San Bernardino': 5.3, 'Etiwanda': 12.4, 'Rancho Vista': 12.8, 'Mira Loma': 14.3, 'El Casco': 14.8, 'Padua': 19.2, 'Chino': 20.8, 'Lee Lake (Proposed)': 21.5, 'Lugo': 22.6, 'Valley': 22.8, 'Serrano': 30.7, 'Viejo': 31.8, 'Victor': 32.2, 'Villa Park': 33.4, 'Olinda': 35.2, 'Walnut': 36.3, 'Santiago': 36.6, 'Lewis': 37.0, 'Roadway': 37.3, 'Johanna': 38.1, 'Rio Hondo': 38.2, 'Margarita': 38.2, 'Trabuco': 38.8} | 131282.3438 | 15185.6035 | 11.57% | 116096.7402 | 88.43% | 21130.7754 | 16.1% | 64855.0371 | 49.4% | 25.5 | 4206.7754 | 3.204% | 3076.0574 | 2.343% | 0 | 25701.1602 | 19.58% | 91080.8672 | 69.38% | 61125.5117 | 46.56% | 70156.832 | 54429.6055 | 41.46% | 76852.7383 | 75195.9453 | 57.28% | 56086.3984 | 105490.5234 | 80.35% | 25791.8203 | 48347.9102 | 36.83% | 82934.4336 | 10113.1377 | 7.703% | 121169.2061
137 | Encina | SAN DIEGO | {'Palomar': 2.9, 'San Luis Rey': 5.1, 'Escondido': 12.7, 'Penasquitos': 16.5, 'San Onofre': 20.4, 'Sycamore Canyon': 23.3, 'Kearny': 24.0, 'Talega': 25.7, 'Mission': 26.9, 'Old Town': 26.9, 'Capistrano': 32.2, 'Silvergate': 32.4, 'Margarita': 33.1, 'Trabuco': 35.3, 'Miguel': 37.7, 'Bay Boulevard': 39.0} | 55439.3359 | 18040.1133 | 32.54% | 37399.2227 | 67.46% | 14.5626 | 0.02627% | 8575.6122 | 15.47% | 46.0667 | 12822.9873 | 23.13% | 3009.8574 | 5.429% | 0 | 42437.1758 | 76.55% | 11337.4639 | 20.45% | 24297.8555 | 43.83% | 31141.4805 | 10583.1406 | 19.09% | 44856.1953 | 19120.0469 | 34.49% | 36319.2891 | 31348.123 | 56.54% | 24091.2129 | 778.7303 | 1.405% | 54660.6057 | 3992.1218 | 7.201% | 51447.2141
138 | Escondido | SAN DIEGO | {'Palomar': 9.9, 'Encina': 12.7, 'San Luis Rey': 13.9, 'Sycamore Canyon': 15.2, 'Penasquitos': 15.5, 'Kearny': 20.2, 'Mission': 23.6, 'Old Town': 25.2, 'Silvergate': 29.7, 'San Onofre': 30.4, 'Miguel': 31.8, 'Suncrest': 33.3, 'Talega': 34.7, 'Bay Boulevard': 35.6, 'Otay Mesa': 39.8} | 171600.4375 | 38604.2344 | 22.5% | 132996.2031 | 77.5% | 18139.7344 | 10.57% | 59738.5547 | 34.81% | 30.0071 | 21066.9336 | 12.28% | 6005.8403 | 3.5% | 0 | 59782.25 | 34.84% | 110293.4375 | 64.27% | 90394.6328 | 52.68% | 81205.8047 | 32868.5117 | 19.15% | 138731.9258 | 50487.0586 | 29.42% | 121113.3789 | 106714.3125 | 62.19% | 64886.125 | 51010.4414 | 29.73% | 120589.9961 | 11597.3975 | 6.758% | 160003.04
139 | Kearny | SAN DIEGO | {'Mission': 3.4, 'Old Town': 5.8, 'Penasquitos': 7.8, 'Sycamore Canyon': 8.3, 'Silvergate': 9.5, 'Miguel': 13.7, 'Bay Boulevard': 15.6, 'Escondido': 20.2, 'Palomar': 21.9, 'Otay Mesa': 22.0, 'Encina': 24.0, 'Suncrest': 26.2, 'San Luis Rey': 28.6} | 56767.3555 | 4541.8936 | 8.001% | 52225.4619 | 92% | 2952.8027 | 5.202% | 21269.8262 | 37.47% | 25.25 | 1217.8851 | 2.145% | 325.9176 | 0.5741% | 0 | 15343.9844 | 27.03% | 35717.082 | 62.92% | 27192.6289 | 47.9% | 29574.7266 | 31177.5156 | 54.92% | 25589.8398 | 41099.8594 | 72.4% | 15667.4961 | 50859.4219 | 89.59% | 5907.9336 | 13486.2822 | 23.76% | 43281.0732 | 2289.7617 | 4.034% | 54477.5938
140 | Miguel | SAN DIEGO | {'Bay Boulevard': 8.1, 'Otay Mesa': 8.3, 'Silvergate': 9.4, 'Mission': 11.6, 'Old Town': 13.6, 'Kearny': 13.7, 'Sycamore Canyon': 16.7, 'Suncrest': 19.7, 'Penasquitos': 21.5, 'Escondido': 31.8, 'Palomar': 35.4, 'Encina': 37.7} | 72320.9219 | 4940.4443 | 6.831% | 67380.4775 | 93.17% | 5247.6958 | 7.256% | 35331.0854 | 48.85% | 18.5536 | 140.7951 | 0.1947% | 110.5499 | 0.1529% | 0 | 8768.7266 | 12.12% | 57483.3867 | 79.48% | 19114.3398 | 26.43% | 53206.582 | 34504.3086 | 47.71% | 37816.6133 | 55518.6836 | 76.77% | 16802.2383 | 60630.2188 | 83.83% | 11690.7031 | 31313.7422 | 43.3% | 41007.1797 | 2367.6875 | 3.274% | 69953.2344
141 | Mission | SAN DIEGO | {'Kearny': 3.4, 'Old Town': 3.4, 'Silvergate': 6.1, 'Penasquitos': 10.4, 'Sycamore Canyon': 11.1, 'Miguel': 11.6, 'Bay Boulevard': 12.3, 'Otay Mesa': 19.6, 'Escondido': 23.6, 'Palomar': 24.9, 'Suncrest': 26.5, 'Encina': 26.9, 'San Luis Rey': 31.6} | 47501.5312 | 3034.3528 | 6.388% | 44467.1785 | 93.61% | 1760.1017 | 3.705% | 18168.871 | 38.25% | 25.044 | 542.6979 | 1.142% | 120.3998 | 0.2535% | 0 | 12496.6016 | 26.31% | 28810.1289 | 60.65% | 21367.709 | 44.98% | 26133.8223 | 27843.1387 | 58.62% | 19658.3926 | 36457.4375 | 76.75% | 11044.0938 | 44255.7031 | 93.17% | 3245.8281 | 10544.5859 | 22.2% | 36956.9453 | 1957.0959 | 4.12% | 45544.4353
142 | Old Town | SAN DIEGO | {'Mission': 3.4, 'Silvergate': 5.7, 'Kearny': 5.8, 'Penasquitos': 10.6, 'Bay Boulevard': 12.3, 'Miguel': 13.6, 'Sycamore Canyon': 14.0, 'Otay Mesa': 21.1, 'Escondido': 25.2, 'Palomar': 25.2, 'Encina': 26.9, 'Suncrest': 29.8, 'San Luis Rey': 31.8} | 24043.0957 | 1261.0005 | 5.245% | 22782.0952 | 94.76% | 498.9714 | 2.075% | 9968.6194 | 41.46% | 25 | 40.5117 | 0.1685% | 7.8077 | 0.03247% | 0 | 9544.0859 | 39.7% | 8424.6465 | 35.04% | 7679.4141 | 31.94% | 16363.6816 | 14544.9717 | 60.5% | 9498.124 | 18785.7852 | 78.13% | 5257.3105 | 22726.498 | 94.52% | 1316.5977 | 5848.9194 | 24.33% | 18194.1763 | 991.5967 | 4.124% | 23051.499
143 | Penasquitos | SAN DIEGO | {'Kearny': 7.8, 'Mission': 10.4, 'Old Town': 10.6, 'Sycamore Canyon': 10.9, 'Palomar': 14.6, 'Escondido': 15.5, 'Silvergate': 16.0, 'Encina': 16.5, 'San Luis Rey': 21.2, 'Miguel': 21.5, 'Bay Boulevard': 22.6, 'Otay Mesa': 29.7, 'Suncrest': 32.1, 'San Onofre': 36.6} | 35868.8125 | 2644.8289 | 7.374% | 33223.9836 | 92.63% | 402.5654 | 1.122% | 9956.1211 | 27.76% | 27.437 | 1502.1133 | 4.188% | 541.2811 | 1.509% | 0 | 11137.6406 | 31.05% | 19213.1543 | 53.57% | 19546.2891 | 54.49% | 16322.5234 | 19563.4766 | 54.54% | 16305.3359 | 23457.8359 | 65.4% | 12410.9766 | 32077.3438 | 89.43% | 3791.4688 | 4942.3657 | 13.78% | 30926.4468 | 1478.8665 | 4.123% | 34389.946
144 | San Luis Rey | SAN DIEGO | {'Encina': 5.1, 'Palomar': 6.7, 'Escondido': 13.9, 'San Onofre': 16.8, 'Penasquitos': 21.2, 'Talega': 21.6, 'Sycamore Canyon': 26.8, 'Capistrano': 28.2, 'Kearny': 28.6, 'Margarita': 28.8, 'Trabuco': 31.2, 'Mission': 31.6, 'Old Town': 31.8, 'Viejo': 36.1, 'Silvergate': 37.3, 'Lee Lake (Proposed)': 37.7, 'Valley': 37.8} | 100425.7031 | 28000.3066 | 27.88% | 72425.3965 | 72.12% | 622.0785 | 0.6194% | 21618.1324 | 21.53% | 37.8909 | 25947.6211 | 25.84% | 4724.7939 | 4.705% | 0 | 60340.7773 | 60.08% | 38383.6406 | 38.22% | 56139.4805 | 55.9% | 44286.2227 | 15203.3203 | 15.14% | 85222.3828 | 31127.4219 | 31% | 69298.2812 | 64560.5547 | 64.29% | 35865.1484 | 6117.103 | 6.091% | 94308.6001 | 7534.7822 | 7.503% | 92890.9209
145 | Sycamore Canyon | SAN DIEGO | {'Kearny': 8.3, 'Penasquitos': 10.9, 'Mission': 11.1, 'Old Town': 14.0, 'Escondido': 15.2, 'Silvergate': 16.6, 'Miguel': 16.7, 'Palomar': 20.6, 'Suncrest': 21.6, 'Bay Boulevard': 21.6, 'Encina': 23.3, 'Otay Mesa': 24.6, 'San Luis Rey': 26.8} | 122280.6641 | 14657.5117 | 11.99% | 107623.1523 | 88.01% | 20151.2852 | 16.48% | 50867.0586 | 41.6% | 23.1176 | 2071.4194 | 1.694% | 794.3923 | 0.6496% | 0 | 14579.8066 | 11.92% | 102701.8516 | 83.99% | 55169.082 | 45.12% | 67111.582 | 38837.7656 | 31.76% | 83442.8984 | 53712.5742 | 43.93% | 68568.0898 | 84460.3516 | 69.07% | 37820.3125 | 55133.2461 | 45.09% | 67147.418 | 5533.3628 | 4.525% | 116747.3013
146 | Talega | GREATER LA METRO | {'San Onofre': 5.8, 'Capistrano': 6.8, 'Margarita': 7.4, 'Trabuco': 9.6, 'Viejo': 15.3, 'Santiago': 18.5, 'San Luis Rey': 21.6, 'Lee Lake (Proposed)': 21.6, 'Johanna': 24.2, 'Encina': 25.7, 'Ellis': 26.8, 'Huntington Beach': 27.0, 'Palomar': 28.1, 'Serrano': 28.8, 'Villa Park': 29.2, 'Lewis': 31.0, 'Valley': 31.1, 'Barre': 34.1, 'Escondido': 34.7, 'Alamitos': 37.2, 'Chino': 38.1, 'Mira Loma': 38.2, 'Olinda': 39.5} | 66702.125 | 5968.2144 | 8.948% | 60733.9106 | 91.05% | 11780.3076 | 17.66% | 20865.1963 | 31.28% | 33.1696 | 8096.6411 | 12.14% | 404.2657 | 0.6061% | 0 | 29676.1875 | 44.49% | 34970.4102 | 52.43% | 35104.1016 | 52.63% | 31598.0234 | 29231.1758 | 43.82% | 37470.9492 | 33911.0586 | 50.84% | 32791.0664 | 57647.3047 | 86.42% | 9054.8203 | 22597.6094 | 33.88% | 44104.5156 | 4607.8369 | 6.908% | 62094.2881
147 | Martin | NORTHERN CALIFORNIA | {'East Shore': 16.9, 'Ignacio': 26.8, 'Martinez': 26.8, 'Newark': 27.1, 'Carquinez': 28.2, 'Clayton': 29.2, 'Los Esteros': 32.3, 'Schulte Switching Station': 33.6, 'Cayetano': 35.0, 'Pittsburg': 36.2, 'Tulucay': 38.4, 'Lakeville': 39.0, 'Lone Tree': 39.2, 'Contra Costa': 39.9} | 56440.5977 | 10533.2129 | 18.66% | 45907.3848 | 81.34% | 13581.6895 | 24.06% | 25758.0371 | 45.64% | 55 | 486.7335 | 0.8624% | 230.6328 | 0.4086% | 0 | 8391.9023 | 14.87% | 23236.2715 | 41.17% | 26830.6016 | 47.54% | 29609.9961 | 29721.7227 | 52.66% | 26718.875 | 40799.3281 | 72.29% | 15641.2695 | 44297.6016 | 78.49% | 12142.9961 | 17758.4824 | 31.46% | 38682.1152 | 4869.4443 | 8.628% | 51571.1533
148 | Bellota | NORTHERN CALIFORNIA | {'Lockeford': 10.7, 'Camanche': 13.7, 'Weber': 14.0, 'Riverbank': 18.0, 'Stagg': 18.3, 'Ripon': 19.3, 'Eight Mile': 20.0, 'Vierra': 20.7, 'Warnerville': 22.1, 'Peoria': 29.2, 'UltraPower Chinese Station': 30.8, 'Westley': 31.9, 'Grand Island': 34.7, 'Kelso': 35.5, 'Delta Switching Yard': 36.3, 'Tesla': 36.7, 'Brentwood': 36.8, 'Green Ridge Midway': 37.1, 'Curtis': 37.9} | 508046.3438 | 77533.9062 | 15.26% | 430512.4375 | 84.74% | 71384.4766 | 14.05% | 300624.3359 | 59.17% | 15.562 | 134011.3906 | 26.38% | 145563.7031 | 28.65% | 1 | 73205.2109 | 14.41% | 0 | 0% | 229641.8281 | 45.2% | 278404.5156 | 79338.8203 | 15.62% | 428707.5234 | 181364.2812 | 35.7% | 326682.0625 | 306901.2188 | 60.41% | 201145.125 | 140192.2031 | 27.59% | 367854.1406 | 48994.7148 | 9.644% | 459051.6289
149 | Ripon | NORTHERN CALIFORNIA | {'Vierra': 7.6, 'Weber': 12.4, 'Westley': 12.6, 'Riverbank': 13.1, 'Warnerville': 18.8, 'Bellota': 19.3, 'Stagg': 19.7, 'Tesla': 23.1, 'Green Ridge Midway': 24.2, 'Eight Mile': 24.4, 'Lockeford': 25.0, 'Kelso': 25.1, 'Delta Switching Yard': 26.1, 'Brentwood': 31.1, 'Camanche': 32.3, 'Cayetano': 34.2, 'Lone Tree': 36.0, 'Peoria': 36.9, 'UltraPower Chinese Station': 37.4, 'Contra Costa': 38.6} | 521517.75 | 67834.9219 | 13.01% | 453682.8281 | 86.99% | 42177.3242 | 8.087% | 355262.207 | 68.12% | 15.7302 | 124154.4375 | 23.81% | 296272.6875 | 56.81% | 1 | 2511.2749 | 0.4815% | 0 | 0% | 208937.5625 | 40.06% | 312580.1875 | 54739.3711 | 10.5% | 466778.3789 | 82597.7812 | 15.84% | 438919.9688 | 246431.9844 | 47.25% | 275085.7656 | 34409.9492 | 6.598% | 487107.8008 | 23237.8008 | 4.456% | 498279.9492
150 | Lockeford | NORTHERN CALIFORNIA | {'Camanche': 9.9, 'Bellota': 10.7, 'Eight Mile': 12.5, 'Stagg': 13.4, 'Weber': 14.3, 'Vierra': 22.9, 'Grand Island': 24.7, 'Ripon': 25.0, 'Riverbank': 27.7, 'Brentwood': 31.3, 'Warnerville': 32.5, 'Kelso': 32.7, 'Delta Switching Yard': 33.3, 'Lone Tree': 34.7, 'Contra Costa': 34.9, 'Tesla': 35.6, 'Green Ridge Midway': 35.7, 'Birds Landing': 36.4, 'Gold Hill': 37.3, 'Westley': 37.3, 'Shilo III': 37.5, 'Peoria': 39.0} | 520342.2812 | 72759.0234 | 13.98% | 447583.2578 | 86.02% | 57707.1016 | 11.09% | 334144.0547 | 64.22% | 14.2857 | 129648.2031 | 24.92% | 201071.6875 | 38.64% | 1 | 32047.082 | 6.159% | 0 | 0% | 182236.125 | 35.02% | 338106.1562 | 117423.0938 | 22.57% | 402919.1875 | 204821.4062 | 39.36% | 315520.875 | 269248.8438 | 51.74% | 251093.4375 | 83579.8281 | 16.06% | 436762.4531 | 67712.6328 | 13.01% | 452629.6484
151 | Stagg | NORTHERN CALIFORNIA | {'Eight Mile': 4.8, 'Weber': 7.7, 'Lockeford': 13.4, 'Vierra': 14.0, 'Bellota': 18.3, 'Brentwood': 18.6, 'Kelso': 19.3, 'Ripon': 19.7, 'Delta Switching Yard': 19.9, 'Grand Island': 21.1, 'Green Ridge Midway': 22.5, 'Lone Tree': 22.6, 'Tesla': 22.7, 'Camanche': 23.3, 'Contra Costa': 23.7, 'Birds Landing': 27.8, 'Riverbank': 28.6, 'Cayetano': 29.0, 'Westley': 29.6, 'Shilo III': 29.8, 'Pittsburg': 30.0, 'Clayton': 34.0, 'Warnerville': 34.5, 'Peabody': 39.4} | 537324.875 | 67204.0156 | 12.51% | 470120.8594 | 87.49% | 70830.2422 | 13.18% | 343030.6953 | 63.84% | 15.2222 | 118476.1172 | 22.05% | 325208.5 | 60.52% | 1 | 426.0659 | 0.07929% | 0 | 0% | 60187.668 | 11.2% | 477137.207 | 67390.1094 | 12.54% | 469934.7656 | 114466.8203 | 21.3% | 422858.0547 | 161241.1875 | 30.01% | 376083.6875 | 4780.9121 | 0.8898% | 532543.9629 | 43529.8594 | 8.101% | 493795.0156
152 | Weber | NORTHERN CALIFORNIA | {'Stagg': 7.7, 'Vierra': 8.6, 'Eight Mile': 12.2, 'Ripon': 12.4, 'Bellota': 14.0, 'Lockeford': 14.3, 'Riverbank': 20.9, 'Kelso': 21.5, 'Delta Switching Yard': 22.4, 'Tesla': 22.8, 'Green Ridge Midway': 23.2, 'Camanche': 23.4, 'Westley': 23.6, 'Brentwood': 23.8, 'Warnerville': 26.9, 'Lone Tree': 28.4, 'Grand Island': 28.8, 'Contra Costa': 30.1, 'Cayetano': 31.6, 'Birds Landing': 35.1, 'Pittsburg': 36.7, 'Shilo III': 37.3, 'Clayton': 39.8} | 562758 | 67843.5547 | 12.06% | 494914.4453 | 87.94% | 73693.4688 | 13.1% | 350811.3125 | 62.34% | 16 | 122347.5391 | 21.74% | 334838.5 | 59.5% | 1 | 0 | 0% | 0 | 0% | 134428.3281 | 23.89% | 428329.6719 | 71725.0547 | 12.75% | 491032.9453 | 125604.0156 | 22.32% | 437153.9844 | 216220.0938 | 38.42% | 346537.9062 | 29541.1074 | 5.249% | 533216.8926 | 42270.8828 | 7.511% | 520487.1172
153 | Carrizo Plains | SPGE | {'Solar SS': 1.1, 'Caliente': 6.9, 'Kernridge': 17.5, 'Temblor': 19.4, 'Cholame': 26.9, 'Arco': 28.2, 'Goose Lake': 30.1, 'Midway': 33.2, 'San Luis Obispo': 34.6, 'Mesa': 34.7, 'Mustang': 34.9, 'Taft': 35.8, 'Oceano': 36.1, 'Semitropic': 37.2, 'Templeton': 38.0, 'Sisquoc': 38.3, 'Elk Hills': 39.0} | 507302 | 65347.3047 | 12.88% | 441954.6953 | 87.12% | 241519.1094 | 47.61% | 240772.2656 | 47.46% | 6.7649 | 15350.9775 | 3.026% | 18781.9043 | 3.702% | 0 | 86819.5391 | 17.11% | 5544.9653 | 1.093% | 236610.7344 | 46.64% | 270691.2656 | 66855.3203 | 13.18% | 440446.6797 | 118776.1875 | 23.41% | 388525.8125 | 328508.25 | 64.76% | 178793.75 | 242354.2656 | 47.77% | 264947.7344 | 12909.5557 | 2.545% | 494392.4443
154 | Cholame | SPGE | {'Templeton': 21.4, 'Avenal': 23.6, 'Arco': 24.5, 'Solar SS': 26.1, 'Carrizo Plains': 26.9, 'Mustang': 31.3, 'Caliente': 31.7, 'Gates': 33.5, 'San Luis Obispo': 33.8, 'Morro Bay': 36.3, 'Kernridge': 37.6} | 698017.25 | 141573.6719 | 20.28% | 556443.5781 | 79.72% | 289073.75 | 41.41% | 371593.5625 | 53.24% | 6.4571 | 54837.0273 | 7.856% | 34108.1836 | 4.886% | 0 | 129902.25 | 18.61% | 2499.3359 | 0.3581% | 271950.6875 | 38.96% | 426066.5625 | 56923.6719 | 8.155% | 641093.5781 | 137696.1719 | 19.73% | 560321.0781 | 361060.3438 | 51.73% | 336956.9062 | 318690.9688 | 45.66% | 379326.2812 | 10433.1729 | 1.495% | 687584.0771
155 | Mesa | SPGE | {'Oceano': 9.7, 'Sisquoc': 11.4, 'San Luis Obispo': 20.2, 'Mustang': 23.9, 'Cabrillo': 25.2, 'Diablo': 26.5, 'Morro Bay': 34.0, 'Solar SS': 34.0, 'Carrizo Plains': 34.7, 'Caliente': 39.6, 'Templeton': 39.8} | 337998.8125 | 70349.4688 | 20.81% | 267649.3438 | 79.19% | 129373.0234 | 38.28% | 187723.8203 | 55.54% | 6.8857 | 24241.8477 | 7.172% | 49206.1875 | 14.56% | 0 | 114870.625 | 33.99% | 91281.6719 | 27.01% | 57979.1602 | 17.15% | 280019.6523 | 22577.7852 | 6.68% | 315421.0273 | 103847.5547 | 30.72% | 234151.2578 | 132823.6719 | 39.3% | 205175.1406 | 138813.3281 | 41.07% | 199185.4844 | 18954.8066 | 5.608% | 319044.0059
156 | Oceano | SPGE | {'Mesa': 9.7, 'San Luis Obispo': 11.5, 'Mustang': 15.2, 'Diablo': 17.0, 'Sisquoc': 20.9, 'Morro Bay': 24.4, 'Templeton': 31.8, 'Cabrillo': 32.7, 'Solar SS': 35.2, 'Carrizo Plains': 36.1} | 292862.375 | 59301.1914 | 20.25% | 233561.1836 | 79.75% | 85459.3906 | 29.18% | 186657.0469 | 63.74% | 7.5229 | 17747.9531 | 6.06% | 41192.2539 | 14.07% | 0 | 110673.6641 | 37.79% | 92628.0078 | 31.63% | 49362.9531 | 16.86% | 243499.4219 | 29642.8066 | 10.12% | 263219.5684 | 95583.7812 | 32.64% | 197278.5938 | 117420.3203 | 40.09% | 175442.0547 | 131987.3281 | 45.07% | 160875.0469 | 21611.1719 | 7.379% | 271251.2031
157 | San Luis Obispo | SPGE | {'Mustang': 3.7, 'Oceano': 11.5, 'Diablo': 12.4, 'Morro Bay': 14.7, 'Mesa': 20.2, 'Templeton': 20.4, 'Sisquoc': 31.5, 'Solar SS': 33.5, 'Cholame': 33.8, 'Carrizo Plains': 34.6} | 312753.9688 | 73240.6172 | 23.42% | 239513.3516 | 76.58% | 56454.75 | 18.05% | 225166.1875 | 71.99% | 9.4 | 13083.2256 | 4.183% | 17582.5312 | 5.622% | 0 | 139339.1562 | 44.55% | 114023.2188 | 36.46% | 77915.1484 | 24.91% | 234838.8203 | 53897.7969 | 17.23% | 258856.1719 | 129728.5859 | 41.48% | 183025.3828 | 163861.1719 | 52.39% | 148892.7969 | 142780.3281 | 45.65% | 169973.6406 | 19974.6074 | 6.387% | 292779.3613
158 | Templeton | SPGE | {'Morro Bay': 15.9, 'Mustang': 16.7, 'San Luis Obispo': 20.4, 'Cholame': 21.4, 'Diablo': 25.2, 'Oceano': 31.8, 'Solar SS': 36.9, 'Carrizo Plains': 38.0, 'Mesa': 39.8} | 509068.375 | 132810.2031 | 26.09% | 376258.1719 | 73.91% | 110264.4375 | 21.66% | 343445.6875 | 67.47% | 10.766 | 51277.1602 | 10.07% | 29200.6016 | 5.736% | 0 | 157873.7344 | 31.01% | 66984.8359 | 13.16% | 139696.7031 | 27.44% | 369371.6719 | 79957.7422 | 15.71% | 429110.6328 | 149422 | 29.35% | 359646.375 | 233751.9219 | 45.92% | 275316.4531 | 190165.5469 | 37.36% | 318902.8281 | 18537.418 | 3.641% | 490530.957
159 | Sisquoc | SPGE | {'Mesa': 11.4, 'Cabrillo': 17.3, 'Oceano': 20.9, 'San Luis Obispo': 31.5, 'Mustang': 35.1, 'Diablo': 37.4, 'Goleta': 38.0, 'Solar SS': 38.0, 'Carrizo Plains': 38.3} | 407563.9062 | 87350.2109 | 21.43% | 320213.6953 | 78.57% | 186121.0469 | 45.67% | 203324.7656 | 49.89% | 6.8091 | 29400.752 | 7.214% | 55989.9766 | 13.74% | 0 | 172872.3594 | 42.42% | 94536.9844 | 23.2% | 98601.3047 | 24.19% | 308962.6016 | 21865.4844 | 5.365% | 385698.4219 | 133611.8125 | 32.78% | 273952.0938 | 182229.5312 | 44.71% | 225334.375 | 150206.25 | 36.85% | 257357.6562 | 18064.8906 | 4.432% | 389499.0156
160 | Goleta | GREATER LA METRO | {'Cabrillo': 33.7, 'Sisquoc': 38.0} | 147133.4062 | 41066.5 | 27.91% | 106066.9062 | 72.09% | 66375.5703 | 45.11% | 63324.1562 | 43.04% | 9.52 | 9002.0176 | 6.118% | 4036.062 | 2.743% | 0 | 54510.543 | 37.05% | 80887.4844 | 54.98% | 29911.0098 | 20.33% | 117222.3965 | 5995.1924 | 4.075% | 141138.2139 | 5265.4321 | 3.579% | 141867.9741 | 38192.0156 | 25.96% | 108941.3906 | 76986.4219 | 52.32% | 70146.9844 | 7380.2031 | 5.016% | 139753.2031
161 | Schulte Switching Station | NORTHERN CALIFORNIA | {'Los Esteros': 3.7, 'Newark': 8.7, 'Hicks': 10.3, 'Coyote': 15.7, 'Metcalf': 15.7, 'East Shore': 19.3, 'Cayetano': 26.9, 'Green Ridge Midway': 31.4, 'Tesla': 31.5, 'Martin (San Francisco H)': 33.6, 'Delta Switching Yard': 34.5, 'Kelso': 34.8, 'Clayton': 39.2} | 135905.5312 | 7953.2935 | 5.852% | 127952.2378 | 94.15% | 42989.6484 | 31.63% | 62750.3672 | 46.17% | 15 | 1761.515 | 1.296% | 995.5134 | 0.7325% | 0 | 83645.7344 | 61.55% | 35286.0977 | 25.96% | 92443.5234 | 68.02% | 43462.0078 | 41439.1328 | 30.49% | 94466.3984 | 74674.625 | 54.95% | 61230.9062 | 113742.9219 | 83.69% | 22162.6094 | 80941.1328 | 59.56% | 54964.3984 | 6559.5146 | 4.827% | 129346.0166
162 | Hicks | NORTHERN CALIFORNIA | {'Coyote': 8.5, 'Metcalf': 8.8, 'Schulte Switching Station': 10.3, 'Los Esteros': 13.5, 'Newark': 19.0, 'East Shore': 29.5, 'Moss Landing': 30.3, 'Cayetano': 35.6, 'Tesla': 37.9, 'Green Ridge Midway': 38.1} | 151550.6719 | 12398.0371 | 8.181% | 139152.6348 | 91.82% | 33462.5117 | 22.08% | 62740.168 | 41.4% | 18.9396 | 2926.3342 | 1.931% | 1902.3651 | 1.255% | 0 | 73542.6953 | 48.53% | 63883.3672 | 42.15% | 93003.8594 | 61.37% | 58546.8125 | 34138.2461 | 22.53% | 117412.4258 | 81894.0547 | 54.04% | 69656.6172 | 125764.0156 | 82.98% | 25786.6562 | 79596.4297 | 52.52% | 71954.2422 | 5320.145 | 3.51% | 146230.5269
163 | Cottonwood | NORTHERN CALIFORNIA | {'Jessup': 5.5, 'Round Mountain': 33.1, 'Cove Rd': 37.5} | 507021.1562 | 74815.1719 | 14.76% | 432205.9844 | 85.24% | 117971.5625 | 23.27% | 254912.4375 | 50.28% | 18.8333 | 9539.9043 | 1.882% | 18178.9707 | 3.585% | 0 | 416421.875 | 82.13% | 20462.418 | 4.036% | 225108.5 | 44.4% | 281912.6562 | 54789.1016 | 10.81% | 452232.0547 | 80812.5703 | 15.94% | 426208.5859 | 273230.9062 | 53.89% | 233790.25 | 277709.5625 | 54.77% | 229311.5938 | 52763.7734 | 10.41% | 454257.3828
164 | Jessup | NORTHERN CALIFORNIA | {'Cottonwood': 5.5, 'Round Mountain': 31.5, 'Cove Rd': 35.5} | 473380.1562 | 68044.9453 | 14.37% | 405335.2109 | 85.63% | 107194 | 22.64% | 238266.3125 | 50.33% | 19 | 6681.6753 | 1.411% | 8893.9248 | 1.879% | 0 | 414136.8125 | 87.49% | 15193.5635 | 3.21% | 211307.0156 | 44.64% | 262073.1406 | 55416.9258 | 11.71% | 417963.2305 | 79801.6484 | 16.86% | 393578.5078 | 254799.2031 | 53.83% | 218580.9531 | 269452.1875 | 56.92% | 203927.9688 | 43548.3984 | 9.199% | 429831.7578
165 | Round Mountain | NORTHERN CALIFORNIA | {'Cove Rd': 4.9, 'Pit 1': 26.2, 'Jessup': 31.5, 'Cottonwood': 33.1} | 450735.5312 | 40753.9062 | 9.042% | 409981.625 | 90.96% | 227613.5938 | 50.5% | 200503.875 | 44.48% | 5.5503 | 7780.8691 | 1.726% | 1139.2222 | 0.2527% | 0 | 410771 | 91.13% | 31198.457 | 6.922% | 250265.3906 | 55.52% | 200470.1406 | 90422.8906 | 20.06% | 360312.6406 | 114021.4453 | 25.3% | 336714.0859 | 298230.4062 | 66.17% | 152505.125 | 301546.375 | 66.9% | 149189.1562 | 31184.1543 | 6.919% | 419551.377
166 | Carquinez |  | {'Martinez': 8.9, 'Tulucay': 10.9, 'Ignacio': 15.9, 'Clayton': 18.3, 'Pittsburg': 19.5, 'Peabody': 20.2, 'Lakeville': 21.2, 'Shilo III': 22.5, 'Birds Landing': 22.9, 'Contra Costa': 26.1, 'Vaca Dixon': 27.9, 'Martin (San Francisco H)': 28.2, 'Penngrove': 28.2, 'Lone Tree': 28.4, 'Bellevue': 32.1, 'Putah Creek': 32.9, 'East Shore': 33.0, 'Brentwood': 33.3, 'Cayetano': 35.6, 'Grand Island': 37.1, 'Fulton': 39.5, 'Delta Switching Yard': 39.7} | 172447.1094 | 26480.3555 | 15.36% | 145966.7539 | 84.64% | 19473.0391 | 11.29% | 104980.7266 | 60.88% | 35.2206 | 19029.0938 | 11.03% | 19422.3594 | 11.26% | 0 | 60185.3672 | 34.9% | 8943.0205 | 5.186% | 80786.5547 | 46.85% | 91660.5547 | 41476.4297 | 24.05% | 130970.6797 | 68480.1719 | 39.71% | 103966.9375 | 127557.2344 | 73.97% | 44889.875 | 43982.5195 | 25.5% | 128464.5898 | 24058.7695 | 13.95% | 148388.3398
167 | Peabody | NORTHERN CALIFORNIA | {'Vaca Dixon': 8.4, 'Shilo III': 10.5, 'Birds Landing': 13.5, 'Tulucay': 16.3, 'Putah Creek': 16.4, 'Pittsburg': 17.6, 'Carquinez': 20.2, 'Martinez': 20.3, 'Grand Island': 21.0, 'Davis': 22.0, 'Contra Costa': 22.2, 'Clayton': 23.6, 'Lone Tree': 26.1, 'Woodland': 29.5, 'Brentwood': 29.9, 'Lakeville': 33.3, 'Ignacio': 34.2, 'Eight Mile': 35.9, 'Delta Switching Yard': 38.5, 'Penngrove': 38.6, 'Kelso': 39.2, 'Cayetano': 39.3, 'Stagg': 39.4} | 396931.0938 | 57237.1797 | 14.42% | 339693.9141 | 85.58% | 50108.6445 | 12.62% | 292743.8242 | 73.75% | 14.6875 | 70671.2891 | 17.8% | 131016.4062 | 33.01% | 0 | 78385.5234 | 19.75% | 0 | 0% | 122853.3359 | 30.95% | 274077.7578 | 71188.7891 | 17.93% | 325742.3047 | 85219.4844 | 21.47% | 311711.6094 | 192579.4062 | 48.52% | 204351.6875 | 57962.668 | 14.6% | 338968.4258 | 58689.3008 | 14.79% | 338241.793
168 | Vaca Dixon | NORTHERN CALIFORNIA | {'Peabody': 8.4, 'Putah Creek': 9.3, 'Davis': 14.2, 'Shilo III': 16.5, 'Birds Landing': 19.7, 'Woodland': 21.0, 'Grand Island': 21.4, 'Tulucay': 21.6, 'Pittsburg': 25.2, 'Carquinez': 27.9, 'Contra Costa': 28.7, 'Martinez': 28.7, 'Clayton': 31.7, 'Lone Tree': 32.6, 'Brentwood': 35.8, 'Lakeville': 37.3, 'Eight Mile': 37.8} | 452086.5625 | 46976.3242 | 10.39% | 405110.2383 | 89.61% | 48916.5703 | 10.82% | 361050.4297 | 79.86% | 9.2357 | 75247.8359 | 16.64% | 198368.9219 | 43.88% | 0 | 88590.2656 | 19.6% | 0 | 0% | 154255.1875 | 34.12% | 297831.375 | 68182.6641 | 15.08% | 383903.8984 | 96013.0859 | 21.24% | 356073.4766 | 226851.9688 | 50.18% | 225234.5938 | 66100.0469 | 14.62% | 385986.5156 | 46108.5234 | 10.2% | 405978.0391
169 | Bellevue | NORTHERN CALIFORNIA | {'Penngrove': 4.7, 'Fulton': 8.6, 'Lakeville': 11.3, 'Ignacio': 22.9, 'Tulucay': 25.8, 'Geysers': 26.0, 'Eagle Rock': 31.5, 'Carquinez': 32.1, 'Cloverdale': 33.1} | 332131.4688 | 20670.2578 | 6.224% | 311461.2109 | 93.78% | 27601.7422 | 8.31% | 206454.2734 | 62.16% | 16 | 34355.6914 | 10.34% | 29927.6523 | 9.011% | 0 | 117302.7422 | 35.32% | 111465.2031 | 33.56% | 195429.2031 | 58.84% | 136702.2656 | 131752.6875 | 39.67% | 200378.7812 | 219048.9375 | 65.95% | 113082.5312 | 289740.0312 | 87.24% | 42391.4375 | 157949.4688 | 47.56% | 174182 | 18509.3633 | 5.573% | 313622.1055
170 | Cloverdale | NORTHERN CALIFORNIA | {'Eagle Rock': 11.0, 'Hopland': 12.7, 'Geysers': 14.1, 'Fulton': 24.7, 'Ukiah': 25.8, 'Calpella': 29.3, 'Mendocino': 32.9, 'Bellevue': 33.1, 'Penngrove': 37.7} | 362680.625 | 21975.8027 | 6.059% | 340704.8223 | 93.94% | 39706.4453 | 10.95% | 277914.1172 | 76.63% | 9.4091 | 18166.5547 | 5.009% | 21647.7207 | 5.969% | 0 | 210824.1406 | 58.13% | 106079.4141 | 29.25% | 188275.3438 | 51.91% | 174405.2812 | 129055.6406 | 35.58% | 233624.9844 | 229812.7344 | 63.37% | 132867.8906 | 310670.4688 | 85.66% | 52010.1562 | 195929 | 54.02% | 166751.625 | 5697.123 | 1.571% | 356983.502
171 | Fulton | NORTHERN CALIFORNIA | {'Bellevue': 8.6, 'Penngrove': 13.3, 'Geysers': 17.7, 'Lakeville': 19.6, 'Eagle Rock': 23.0, 'Cloverdale': 24.7, 'Ignacio': 31.4, 'Tulucay': 31.8, 'Hopland': 37.1, 'Carquinez': 39.5} | 350845.3438 | 22691.2441 | 6.468% | 328154.0996 | 93.53% | 20083.1035 | 5.724% | 229048.4434 | 65.28% | 15.6289 | 32772.8438 | 9.341% | 29640.9531 | 8.448% | 0 | 116000.3125 | 33.06% | 144107.2812 | 41.07% | 192100.4688 | 54.75% | 158744.875 | 151452.3438 | 43.17% | 199393 | 250062.2344 | 71.27% | 100783.1094 | 307475.9062 | 87.64% | 43369.4375 | 163923.2031 | 46.72% | 186922.1406 | 16071.5703 | 4.581% | 334773.7734
172 | Lakeville | NORTHERN CALIFORNIA | {'Penngrove': 7.0, 'Bellevue': 11.3, 'Ignacio': 12.2, 'Tulucay': 17.0, 'Fulton': 19.6, 'Carquinez': 21.2, 'Martinez': 30.1, 'Peabody': 33.3, 'Geysers': 36.0, 'Putah Creek': 36.9, 'Vaca Dixon': 37.3, 'Martin (San Francisco H)': 39.0, 'Clayton': 39.5} | 260355.7969 | 17487.1035 | 6.717% | 242868.6934 | 93.28% | 27065.0664 | 10.4% | 161451.3398 | 62.01% | 16.9649 | 36972.6484 | 14.2% | 28314.2754 | 10.88% | 0 | 107015.1016 | 41.1% | 47095.3867 | 18.09% | 162256.2031 | 62.32% | 98099.5938 | 70011.9219 | 26.89% | 190343.875 | 146271.8594 | 56.18% | 114083.9375 | 219461.6875 | 84.29% | 40894.1094 | 118509.2734 | 45.52% | 141846.5234 | 19329.8457 | 7.424% | 241025.9512
173 | Penngrove | NORTHERN CALIFORNIA | {'Bellevue': 4.7, 'Lakeville': 7.0, 'Fulton': 13.3, 'Ignacio': 18.2, 'Tulucay': 22.9, 'Carquinez': 28.2, 'Geysers': 30.6, 'Eagle Rock': 36.1, 'Martinez': 37.1, 'Cloverdale': 37.7, 'Peabody': 38.6, 'Putah Creek': 39.8} | 311917.5 | 23927.9785 | 7.671% | 287989.5215 | 92.33% | 28967.832 | 9.287% | 186969.418 | 59.94% | 17 | 38443.1289 | 12.32% | 30571.3652 | 9.801% | 0 | 108822.5859 | 34.89% | 87883.0781 | 28.18% | 185626.1562 | 59.51% | 126291.3438 | 112336.2031 | 36.01% | 199581.2969 | 189608.1094 | 60.79% | 122309.3906 | 264966.2812 | 84.95% | 46951.2188 | 143898.4062 | 46.13% | 168019.0938 | 19190.543 | 6.152% | 292726.957
174 | Warnerville | SPGE | {'Riverbank': 6.1, 'Ripon': 18.8, 'UltraPower Chinese Station': 19.9, 'Peoria': 20.0, 'Bellota': 22.1, 'Westley': 24.8, 'Vierra': 26.1, 'Weber': 26.9, 'Curtis': 30.9, 'Lockeford': 32.5, 'Stagg': 34.5, 'Camanche': 34.8, 'Merced': 36.7, 'Wilson': 37.8, 'Eight Mile': 38.2} | 568844.6875 | 89943.2422 | 15.81% | 478901.4453 | 84.19% | 114218.7891 | 20.08% | 347340.0547 | 61.06% | 12 | 179212.625 | 31.5% | 169902.125 | 29.87% | 0 | 33072.2461 | 5.814% | 0 | 0% | 305161.5625 | 53.65% | 263683.125 | 98161.3984 | 17.26% | 470683.2891 | 165311.9062 | 29.06% | 403532.7812 | 362896.6562 | 63.8% | 205948.0312 | 155588.2344 | 27.35% | 413256.4531 | 38211.9766 | 6.717% | 530632.7109
175 | Riverbank | SPGE | {'Warnerville': 6.1, 'Ripon': 13.1, 'Bellota': 18.0, 'Vierra': 20.1, 'Weber': 20.9, 'Westley': 20.9, 'Peoria': 24.2, 'UltraPower Chinese Station': 24.6, 'Lockeford': 27.7, 'Stagg': 28.6, 'Camanche': 31.4, 'Eight Mile': 32.5, 'Curtis': 35.1, 'Tesla': 36.1, 'Green Ridge Midway': 37.3, 'Kelso': 38.1, 'Delta Switching Yard': 39.0} | 566057.3125 | 86761.8672 | 15.33% | 479295.4453 | 84.67% | 85950.0078 | 15.18% | 363365.1797 | 64.19% | 13.5873 | 176856.0156 | 31.24% | 204408.125 | 36.11% | 1 | 23431.3398 | 4.139% | 0 | 0% | 278858.7812 | 49.26% | 287198.5312 | 87619.8203 | 15.48% | 478437.4922 | 157344.6562 | 27.8% | 408712.6562 | 340979.5938 | 60.24% | 225077.7188 | 126725.5938 | 22.39% | 439331.7188 | 40966.4609 | 7.237% | 525090.8516
176 | Pease | NORTHERN CALIFORNIA | {'East Marysville': 5.4, 'Olivehurst': 8.3, 'Honcut': 11.0, 'Rio Oso': 19.3, 'Palermo': 21.1, 'Wyandotte': 23.1, 'Thermalito': 23.8, 'Table Mountain': 26.6, 'Cortina': 30.4, 'Pleasant Grove': 30.7, 'Higgins': 31.8, 'Brunswick': 33.8, 'Woodland': 34.4, 'Delevan': 35.3} | 557529.125 | 49993.6094 | 8.967% | 507535.5156 | 91.03% | 39519.1406 | 7.088% | 425561.9219 | 76.33% | 11.5436 | 160922.7188 | 28.86% | 253278.9062 | 45.43% | 0 | 29987.248 | 5.379% | 0 | 0% | 283232.4062 | 50.8% | 274296.7188 | 59771.9766 | 10.72% | 497757.1484 | 213350.375 | 38.27% | 344178.75 | 398632.9375 | 71.5% | 158896.1875 | 31423.6523 | 5.636% | 526105.4727 | 49066.2617 | 8.801% | 508462.8633
177 | Rio Oso | NORTHERN CALIFORNIA | {'Pleasant Grove': 11.6, 'Olivehurst': 11.6, 'East Marysville': 16.6, 'Pease': 19.3, 'Higgins': 21.6, 'Woodland': 23.7, 'Gold Hill': 26.2, 'Honcut': 27.5, 'Davis': 30.6, 'Brunswick': 30.9, 'Palermo': 36.0, 'Wyandotte': 38.6, 'Placerville': 39.4} | 471756.5938 | 60701.0078 | 12.87% | 411055.5859 | 87.13% | 28637.3574 | 6.07% | 353541.2988 | 74.94% | 14.2784 | 117521.2344 | 24.91% | 195560.625 | 41.45% | 0 | 65642.4453 | 13.91% | 0 | 0% | 196982.8125 | 41.76% | 274773.7812 | 25258.1621 | 5.354% | 446498.4316 | 159782.5625 | 33.87% | 311974.0312 | 313611.5312 | 66.48% | 158145.0625 | 41218.2734 | 8.737% | 430538.3203 | 59675.5859 | 12.65% | 412081.0078
178 | Alpaugh | SPGE | {'Olive': 4.6, 'Corcoran': 11.5, 'Smyrna': 17.0, 'Vestal': 22.5, 'GWF Hanford Sw Sta': 23.7, 'Semitropic': 25.1, 'Charca': 25.6, 'Goose Lake': 25.9, 'Rector': 26.4, 'Leprino Jct': 28.4, 'Arco': 28.7, 'Springville': 30.7, 'Henrietta': 31.5, 'Shafter': 32.0, 'Lerdo': 36.3, 'Kingsburg': 36.9, 'Avenal': 37.0, 'Rio Bravo': 37.6, 'Midway': 38.6, 'Gates': 39.3, 'Kernridge': 39.3, 'Poso Mountain': 39.5} | 643961.6875 | 203327.875 | 31.57% | 440633.8125 | 68.43% | 162168.9375 | 25.18% | 445659.0625 | 69.21% | 8.5556 | 234777.2812 | 36.46% | 277436.2812 | 43.08% | 1 | 0 | 0% | 0 | 0% | 176952.6875 | 27.48% | 467009 | 33026.8438 | 5.129% | 610934.8438 | 102670.3281 | 15.94% | 541291.3594 | 250173.6719 | 38.85% | 393788.0156 | 289.1654 | 0.0449% | 643672.5221 | 32601.1738 | 5.063% | 611360.5137
179 | Rector | GREATER TEHACHAPI | {'Springville': 21.8, 'Reedley': 22.0, 'Corcoran': 22.0, 'GWF Hanford Sw Sta': 22.6, 'Kingsburg': 22.7, 'Wahtoke': 24.4, 'Alpaugh': 26.4, 'Olive': 30.2, 'McCall': 30.5, 'Leprino Jct': 33.1, 'Vestal': 33.2, 'Sanger': 34.5, 'Henrietta': 37.0, 'Malaga': 37.9} | 582343 | 143069.0781 | 24.57% | 439273.9219 | 75.43% | 70750.3281 | 12.15% | 406185.1719 | 69.75% | 12.2676 | 164624.4531 | 28.27% | 267771.75 | 45.98% | 1 | 57605.0625 | 9.892% | 0 | 0% | 122754.9141 | 21.08% | 459588.0859 | 70688.6484 | 12.14% | 511654.3516 | 110992.8047 | 19.06% | 471350.1953 | 205329.2188 | 35.26% | 377013.7812 | 75595.4297 | 12.98% | 506747.5703 | 17000.8633 | 2.919% | 565342.1367
180 | Springville | GREATER TEHACHAPI | {'Vestal': 20.1, 'Rector': 21.8, 'Alpaugh': 30.7, 'Olive': 31.9, 'Corcoran': 34.6, 'Poso Mountain': 37.9, 'Smyrna': 39.6} | 461554.6875 | 109904.875 | 23.81% | 351649.8125 | 76.19% | 135401.0625 | 29.34% | 248618.1562 | 53.87% | 11.6861 | 113196.2266 | 24.52% | 108783.9922 | 23.57% | 0 | 179860.3438 | 38.97% | 0 | 0% | 217727.8281 | 47.17% | 243826.8594 | 32701.1875 | 7.085% | 428853.5 | 56934.0586 | 12.34% | 404620.6289 | 252807.5938 | 54.77% | 208747.0938 | 156425.5469 | 33.89% | 305129.1406 | 15291.584 | 3.313% | 446263.1035
181 | Vestal | GREATER TEHACHAPI | {'Springville': 20.1, 'Olive': 20.6, 'Poso Mountain': 20.8, 'Charca': 21.0, 'Smyrna': 22.5, 'Alpaugh': 22.5, 'Lerdo': 23.9, 'Semitropic': 25.9, 'Shafter': 26.1, 'Sycamore': 27.4, 'Kern Oil': 27.9, '7th Standard': 27.9, 'Rio Bravo': 29.3, 'California Water': 30.8, 'Bakersfield': 31.7, 'Columbus': 31.7, 'Renfro': 31.7, 'Kern Power': 31.9, 'Rosedale': 32.1, 'Corcoran': 32.2, 'Goose Lake': 32.4, 'Westpark': 32.4, 'Rector': 33.2, 'Magunden': 34.4, 'Tupman': 35.2, 'Tevis': 36.1, 'Stockdale': 36.2, 'Midway': 36.6, 'Regulus': 39.6, 'Lamont': 39.7} | 643687.75 | 138545.1562 | 21.52% | 505142.5938 | 78.48% | 124661.3203 | 19.37% | 466919.8047 | 72.54% | 9.0789 | 121369.0625 | 18.86% | 255761.5 | 39.73% | 1 | 177848.3906 | 27.63% | 0 | 0% | 279448.1875 | 43.41% | 364239.5625 | 55050.9102 | 8.552% | 588636.8398 | 115702.0781 | 17.97% | 527985.6719 | 335106.5625 | 52.06% | 308581.1875 | 148841.5156 | 23.12% | 494846.2344 | 14475.6328 | 2.249% | 629212.1172
182 | UltraPower Chinese Station | NORTHERN CALIFORNIA | {'Peoria': 2.3, 'Curtis': 11.1, 'Warnerville': 19.9, 'Riverbank': 24.6, 'Bellota': 30.8, 'Donnells': 35.3, 'Ripon': 37.4, 'Camanche': 37.8} | 392541.3438 | 14941.1162 | 3.806% | 377600.2275 | 96.19% | 102863.9844 | 26.2% | 243202.9844 | 61.96% | 11 | 44033.2969 | 11.22% | 17130.9961 | 4.364% | 0 | 162177.4375 | 41.31% | 20357.6719 | 5.186% | 289781.7188 | 73.82% | 102759.625 | 114925.8047 | 29.28% | 277615.5391 | 167494.4219 | 42.67% | 225046.9219 | 343285.1562 | 87.45% | 49256.1875 | 238357.7031 | 60.72% | 154183.6406 | 34003.918 | 8.663% | 358537.4258
183 | Curtis | NORTHERN CALIFORNIA | {'Peoria': 10.9, 'UltraPower Chinese Station': 11.1, 'Donnells': 24.4, 'Warnerville': 30.9, 'Riverbank': 35.1, 'Bellota': 37.9} | 348364.7188 | 38697.3906 | 11.11% | 309667.3281 | 88.89% | 94673.6406 | 27.18% | 206166.7656 | 59.18% | 14.8611 | 661.7595 | 0.19% | 224.8359 | 0.06454% | 0 | 223240.5469 | 64.08% | 72344.1562 | 20.77% | 175983.0312 | 50.52% | 172381.6875 | 89078.5938 | 25.57% | 259286.125 | 122922.25 | 35.29% | 225442.4688 | 242319.4375 | 69.56% | 106045.2812 | 211359.9062 | 60.67% | 137004.8125 | 12247.4971 | 3.516% | 336117.2217
184 | Peoria | NORTHERN CALIFORNIA | {'UltraPower Chinese Station': 2.3, 'Curtis': 10.9, 'Warnerville': 20.0, 'Riverbank': 24.2, 'Bellota': 29.2, 'Donnells': 34.6, 'Camanche': 35.8, 'Ripon': 36.9, 'Lockeford': 39.0} | 390851.125 | 15335.541 | 3.924% | 375515.584 | 96.08% | 102881.4453 | 26.32% | 242306.1797 | 61.99% | 11.2172 | 42016.0195 | 10.75% | 14436.3877 | 3.694% | 0 | 168031.6562 | 42.99% | 18030.75 | 4.613% | 283387.3125 | 72.51% | 107463.8125 | 102436.6484 | 26.21% | 288414.4766 | 156965.5625 | 40.16% | 233885.5625 | 339244.125 | 86.8% | 51607 | 243012.5 | 62.18% | 147838.625 | 33093.25 | 8.467% | 357757.875
185 | Moorpark | GREATER LA METRO | {'Santa Clara': 16.2, 'Mandalay': 20.4, 'Saugus': 21.1, 'Pardee': 21.3, 'Sylmar': 23.1, 'Bailey': 35.0, 'La Cienega': 35.7, 'El Segundo': 37.6, 'Chevmain': 38.8} | 216928.8906 | 46269.5625 | 21.33% | 170659.3281 | 78.67% | 40145.6953 | 18.51% | 134968.4141 | 62.22% | 15.4895 | 17727.7734 | 8.172% | 33761.1914 | 15.56% | 0 | 13174.4189 | 6.073% | 159001.75 | 73.3% | 90734.6719 | 41.83% | 126194.2188 | 17137.5078 | 7.9% | 199791.3828 | 41628.9102 | 19.19% | 175299.9805 | 121019.1094 | 55.79% | 95909.7812 | 64396.875 | 29.69% | 152532.0156 | 19907.0605 | 9.177% | 197021.8301
186 | Santa Clara | GREATER LA METRO | {'Mandalay': 7.5, 'Moorpark': 16.2, 'Pardee': 35.7, 'Saugus': 35.8, 'Sylmar': 39.1} | 176043.8906 | 55441.3594 | 31.49% | 120602.5312 | 68.51% | 29694.6367 | 16.87% | 119569.6758 | 67.92% | 11.0654 | 19129.2949 | 10.87% | 31033.7188 | 17.63% | 0 | 12330.9658 | 7.004% | 116719.5156 | 66.3% | 55662.1016 | 31.62% | 120381.7891 | 13286.8701 | 7.547% | 162757.0205 | 23798.041 | 13.52% | 152245.8496 | 73206.3203 | 41.58% | 102837.5703 | 44088.1289 | 25.04% | 131955.7617 | 13460.166 | 7.646% | 162583.7246
187 | Davis | NORTHERN CALIFORNIA | {'Woodland': 9.3, 'Vaca Dixon': 14.2, 'Putah Creek': 14.2, 'Peabody': 22.0, 'Grand Island': 23.0, 'Shilo III': 26.7, 'Birds Landing': 29.5, 'Pleasant Grove': 30.0, 'Rio Oso': 30.6, 'Gold Hill': 33.2, 'Tulucay': 35.5, 'Pittsburg': 36.2, 'Contra Costa': 37.8, 'Eight Mile': 38.8, 'Olivehurst': 39.2} | 469699.875 | 27948.873 | 5.95% | 441751.002 | 94.05% | 41919.8945 | 8.925% | 383761.043 | 81.7% | 9.7934 | 100307.0469 | 21.36% | 262971.25 | 55.99% | 0 | 22404.2852 | 4.77% | 0 | 0% | 164776.2656 | 35.08% | 304923.6094 | 75512.8984 | 16.08% | 394186.9766 | 125849.2891 | 26.79% | 343850.5859 | 254476.2188 | 54.18% | 215223.6562 | 16217.2148 | 3.453% | 453482.6602 | 34816.9648 | 7.413% | 434882.9102
188 | Putah Creek | NORTHERN CALIFORNIA | {'Vaca Dixon': 9.3, 'Davis': 14.2, 'Peabody': 16.4, 'Woodland': 16.7, 'Tulucay': 24.1, 'Shilo III': 25.7, 'Birds Landing': 28.9, 'Grand Island': 29.8, 'Carquinez': 32.9, 'Pittsburg': 34.0, 'Martinez': 35.7, 'Lakeville': 36.9, 'Contra Costa': 37.9, 'Penngrove': 39.8, 'Clayton': 40.0} | 458525.7812 | 33364.5703 | 7.276% | 425161.2109 | 92.72% | 40263.1953 | 8.781% | 376324.2109 | 82.07% | 9.1 | 57362.875 | 12.51% | 202520.7344 | 44.17% | 0 | 125070.9219 | 27.28% | 4430.7471 | 0.9663% | 237596.0625 | 51.82% | 220929.7188 | 60188.6133 | 13.13% | 398337.168 | 81638.2188 | 17.8% | 376887.5625 | 283101.3438 | 61.74% | 175424.4375 | 102435.6484 | 22.34% | 356090.1328 | 27337.291 | 5.962% | 431188.4902
189 | East Marysville | NORTHERN CALIFORNIA | {'Olivehurst': 5.0, 'Pease': 5.4, 'Honcut': 11.0, 'Rio Oso': 16.6, 'Palermo': 20.2, 'Wyandotte': 22.7, 'Thermalito': 24.5, 'Higgins': 26.6, 'Pleasant Grove': 27.3, 'Table Mountain': 27.4, 'Brunswick': 28.6, 'Woodland': 35.2, 'Cortina': 35.7} | 543775.8125 | 46608.8711 | 8.571% | 497166.9414 | 91.43% | 32432.6367 | 5.964% | 401995.5508 | 73.93% | 13 | 131282.6406 | 24.14% | 205605.1719 | 37.81% | 0 | 84354.3281 | 15.51% | 0 | 0% | 313566.2812 | 57.66% | 230209.5312 | 47491.2734 | 8.734% | 496284.5391 | 154842.1406 | 28.48% | 388933.6719 | 404382.4375 | 74.37% | 139393.375 | 65937.3594 | 12.13% | 477838.4531 | 53694.3594 | 9.874% | 490081.4531
190 | Olivehurst | NORTHERN CALIFORNIA | {'East Marysville': 5.0, 'Pease': 8.3, 'Rio Oso': 11.6, 'Honcut': 16.0, 'Pleasant Grove': 22.6, 'Higgins': 24.5, 'Palermo': 25.1, 'Wyandotte': 27.6, 'Brunswick': 28.9, 'Thermalito': 29.5, 'Woodland': 30.9, 'Table Mountain': 32.4, 'Cortina': 36.6, 'Gold Hill': 37.1, 'Davis': 39.2} | 567023.0625 | 54517.8984 | 9.615% | 512505.1641 | 90.39% | 33609.5586 | 5.927% | 434784.5039 | 76.68% | 11.8333 | 123307.4219 | 21.75% | 243735.0625 | 42.99% | 0 | 76318.8984 | 13.46% | 0 | 0% | 299992.8438 | 52.91% | 267030.2188 | 35907.8047 | 6.333% | 531115.2578 | 173463.5938 | 30.59% | 393559.4688 | 411845.7188 | 72.63% | 155177.3438 | 61443.1367 | 10.84% | 505579.9258 | 58060.9648 | 10.24% | 508962.0977
191 | Morro Bay |  | {'Diablo': 10.9, 'Mustang': 12.2, 'San Luis Obispo': 14.7, 'Templeton': 15.9, 'Oceano': 24.4, 'Mesa': 34.0, 'Cholame': 36.3} | 254876.2969 | 42422.2539 | 16.64% | 212454.043 | 83.36% | 39714.207 | 15.58% | 190687.7461 | 74.82% | 11 | 19710.1172 | 7.733% | 7735.1738 | 3.035% | 0 | 107804.0234 | 42.3% | 69068.0391 | 27.1% | 90980.7812 | 35.7% | 163895.5156 | 59172.9258 | 23.22% | 195703.3711 | 107979.2109 | 42.37% | 146897.0859 | 156378.5312 | 61.35% | 98497.7656 | 124803.0703 | 48.97% | 130073.2266 | 15451.0918 | 6.062% | 239425.2051
192 | Palomar | SAN DIEGO | {'Encina': 2.9, 'San Luis Rey': 6.7, 'Escondido': 9.9, 'Penasquitos': 14.6, 'Sycamore Canyon': 20.6, 'Kearny': 21.9, 'San Onofre': 23.0, 'Mission': 24.9, 'Old Town': 25.2, 'Talega': 28.1, 'Silvergate': 30.6, 'Capistrano': 34.6, 'Miguel': 35.4, 'Margarita': 35.4, 'Bay Boulevard': 37.2, 'Trabuco': 37.6} | 82048.7266 | 29053.332 | 35.41% | 52995.3945 | 64.59% | 42.3453 | 0.05161% | 18650.7465 | 22.73% | 39 | 15992.2334 | 19.49% | 4313.5078 | 5.257% | 0 | 51194.4102 | 62.4% | 29155.1523 | 35.53% | 34772.3594 | 42.38% | 47276.3672 | 15269.6064 | 18.61% | 66779.1201 | 24434.4023 | 29.78% | 57614.3242 | 43889.0508 | 53.49% | 38159.6758 | 5263.6245 | 6.415% | 76785.1021 | 5773.3291 | 7.036% | 76275.3975
193 | Margarita | GREATER LA METRO | {'Trabuco': 2.8, 'Capistrano': 3.4, 'Talega': 7.4, 'Viejo': 8.1, 'Santiago': 11.3, 'San Onofre': 13.1, 'Johanna': 17.2, 'Lee Lake (Proposed)': 17.2, 'Ellis': 20.4, 'Huntington Beach': 21.2, 'Serrano': 21.3, 'Villa Park': 21.8, 'Lewis': 23.7, 'Barre': 27.1, 'San Luis Rey': 28.8, 'Valley': 30.2, 'Alamitos': 30.9, 'Chino': 31.0, 'Mira Loma': 31.8, 'Olinda': 32.1, 'Encina': 33.1, 'Del Amo': 33.9, 'Palomar': 35.4, 'Walnut': 36.6, 'Rancho Vista': 37.5, 'Long Beach': 37.5, 'Etiwanda': 37.6, 'Center': 37.9, 'Harborgen': 38.0, 'Vista': 38.2, 'Lighthipe': 38.9, 'Hinson': 39.0, 'Padua': 39.3, 'Arcogen': 40.0} | 63716.0625 | 4845.123 | 7.604% | 58870.9395 | 92.4% | 15664.0381 | 24.58% | 23356.5283 | 36.66% | 33.6 | 1521.3861 | 2.388% | 182.6557 | 0.2867% | 0 | 25644.043 | 40.25% | 34963.6094 | 54.87% | 29866.3457 | 46.87% | 33849.7168 | 29743.5137 | 46.68% | 33972.5488 | 35899.6875 | 56.34% | 27816.375 | 54468.8398 | 85.49% | 9247.2227 | 28879.8281 | 45.33% | 34836.2344 | 4797.6958 | 7.53% | 58918.3667
194 | Huntington Beach |  | {'Ellis': 3.4, 'Johanna': 8.6, 'Alamitos': 10.8, 'Barre': 11.2, 'Lewis': 12.1, 'Santiago': 12.2, 'Villa Park': 14.3, 'Del Amo': 15.5, 'Long Beach': 16.5, 'Serrano': 16.6, 'Harborgen': 17.0, 'Hinson': 18.5, 'Trabuco': 18.5, 'Arcogen': 19.3, 'Viejo': 19.4, 'Lighthipe': 19.8, 'Capistrano': 20.2, 'Center': 20.8, 'Olinda': 20.9, 'Margarita': 21.2, 'Laguna Bell': 24.8, 'Walnut': 25.0, 'La Fresa': 25.6, 'Talega': 27.0, 'Redondo': 27.4, 'Mesa (SCE)': 28.0, 'El Nido': 28.5, 'Chino': 29.8, 'Chevmain': 30.2, 'San Onofre': 31.0, 'Lee Lake (Proposed)': 31.2, 'El Segundo': 31.4, 'Rio Hondo': 31.6, 'La Cienega': 33.6, 'Mira Loma': 34.5, 'Goodrich': 35.4, 'Padua': 38.0, 'Rancho Vista': 39.7} | 12403.9922 | 2772.8115 | 22.35% | 9631.1807 | 77.65% | 1194.3445 | 9.629% | 3307.4504 | 26.66% | 47.6667 | 12.6968 | 0.1024% | 26.2704 | 0.2118% | 0 | 154.6359 | 1.247% | 919.3715 | 7.412% | 230.5123 | 1.858% | 12173.4799 | 2125.9844 | 17.14% | 10278.0078 | 9116.9355 | 73.5% | 3287.0566 | 9516.7402 | 76.72% | 2887.252 | 221.9801 | 1.79% | 12182.0121 | 464.5484 | 3.745% | 11939.4438
195 | Los Esteros | NORTHERN CALIFORNIA | {'Schulte Switching Station': 3.7, 'Newark': 5.9, 'Hicks': 13.5, 'East Shore': 17.0, 'Coyote': 17.5, 'Metcalf': 17.5, 'Cayetano': 23.2, 'Green Ridge Midway': 28.0, 'Tesla': 28.2, 'Delta Switching Yard': 30.9, 'Kelso': 31.3, 'Martin (San Francisco H)': 32.3, 'Clayton': 35.7, 'Brentwood': 36.7, 'Lone Tree': 37.1} | 125930.6016 | 6339.043 | 5.034% | 119591.5586 | 94.97% | 45471.8438 | 36.11% | 63507.0469 | 50.43% | 12.5629 | 1757.3917 | 1.396% | 709.8133 | 0.5637% | 0 | 90025.8281 | 71.49% | 19603.9023 | 15.57% | 89785.7734 | 71.3% | 36144.8281 | 44657.1367 | 35.46% | 81273.4648 | 63584.2109 | 50.49% | 62346.3906 | 104662.9297 | 83.11% | 21267.6719 | 83016.6875 | 65.92% | 42913.9141 | 7377.1938 | 5.858% | 118553.4077
196 | Birds Landing | NORTHERN CALIFORNIA | {'Shilo III': 3.2, 'Pittsburg': 7.1, 'Contra Costa': 9.0, 'Lone Tree': 12.9, 'Peabody': 13.5, 'Clayton': 14.6, 'Grand Island': 15.0, 'Brentwood': 16.5, 'Martinez': 17.3, 'Vaca Dixon': 19.7, 'Carquinez': 22.9, 'Delta Switching Yard': 25.1, 'Eight Mile': 25.1, 'Tulucay': 25.3, 'Kelso': 25.8, 'Cayetano': 26.9, 'Stagg': 27.8, 'Putah Creek': 28.9, 'Davis': 29.5, 'Green Ridge Midway': 30.5, 'Tesla': 31.9, 'Weber': 35.1, 'Lockeford': 36.4, 'Vierra': 37.8, 'East Shore': 37.9, 'Woodland': 38.5, 'Ignacio': 38.8} | 354182.9062 | 45103.4727 | 12.73% | 309079.4336 | 87.27% | 71463.1875 | 20.18% | 242868.6875 | 68.57% | 11.7554 | 87287.9297 | 24.64% | 119115.4219 | 33.63% | 0 | 20609.752 | 5.819% | 4398.1001 | 1.242% | 65188.1602 | 18.41% | 288994.7461 | 103546.2109 | 29.24% | 250636.6953 | 105444.3828 | 29.77% | 248738.5234 | 149631 | 42.25% | 204551.9062 | 20220.9277 | 5.709% | 333961.9785 | 61202.6133 | 17.28% | 292980.293
197 | Cayetano | NORTHERN CALIFORNIA | {'Delta Switching Yard': 9.3, 'Kelso': 10.0, 'Green Ridge Midway': 10.1, 'Tesla': 11.4, 'Brentwood': 13.5, 'Lone Tree': 14.4, 'Clayton': 17.8, 'Contra Costa': 18.0, 'Newark': 20.2, 'East Shore': 20.5, 'Pittsburg': 21.7, 'Los Esteros': 23.2, 'Martinez': 26.8, 'Schulte Switching Station': 26.9, 'Birds Landing': 26.9, 'Vierra': 27.5, 'Stagg': 29.0, 'Shilo III': 30.1, 'Eight Mile': 30.9, 'Weber': 31.6, 'Westley': 32.8, 'Ripon': 34.2, 'Martin (San Francisco H)': 35.0, 'Grand Island': 35.4, 'Hicks': 35.6, 'Carquinez': 35.6, 'Metcalf': 35.6, 'Coyote': 35.7, 'Peabody': 39.3} | 293526.1875 | 9062.6621 | 3.088% | 284463.5254 | 96.91% | 93835.625 | 31.97% | 169793.9688 | 57.85% | 10.7778 | 15681.3936 | 5.342% | 56731.1836 | 19.33% | 0 | 88669.0391 | 30.21% | 30810.1094 | 10.5% | 175730.0625 | 59.87% | 117796.125 | 137697.4375 | 46.91% | 155828.75 | 160803.5469 | 54.78% | 132722.6406 | 224398.5156 | 76.45% | 69127.6719 | 104824.5859 | 35.71% | 188701.6016 | 18676.0176 | 6.363% | 274850.1699
198 | Silvergate | SAN DIEGO | {'Old Town': 5.7, 'Mission': 6.1, 'Bay Boulevard': 6.6, 'Miguel': 9.4, 'Kearny': 9.5, 'Otay Mesa': 15.9, 'Penasquitos': 16.0, 'Sycamore Canyon': 16.6, 'Suncrest': 28.0, 'Escondido': 29.7, 'Palomar': 30.6, 'Encina': 32.4, 'San Luis Rey': 37.3} | 25689.1719 | 2077.614 | 8.088% | 23611.5579 | 91.91% | 718.311 | 2.796% | 10712.9195 | 41.7% | 23.041 | 23.4305 | 0.09121% | 13.1213 | 0.05108% | 0 | 8326.2803 | 32.41% | 11187.4551 | 43.55% | 7650.2324 | 29.78% | 18038.9395 | 16952.7793 | 65.99% | 8736.3926 | 21295.5254 | 82.9% | 4393.6465 | 23475.4453 | 91.38% | 2213.7266 | 6677.0894 | 25.99% | 19012.0825 | 1353.6978 | 5.27% | 24335.4741
199 | Richmond | NORTHERN CALIFORNIA | {} | 383094.6875 | 79347.8281 | 20.71% | 303746.8594 | 79.29% | 218321.1875 | 56.99% | 142522.5625 | 37.2% | 6.5 | 29230.832 | 7.63% | 0 | 0% | 0 | 309259.25 | 80.73% | 0 | 0% | 95544.7812 | 24.94% | 287549.9062 | 83202.9531 | 21.72% | 299891.7344 | 90327.2188 | 23.58% | 292767.4688 | 188659.0781 | 49.25% | 194435.6094 | 202108.7344 | 52.76% | 180985.9531 | 42937.0039 | 11.21% | 340157.6836
200 | Rancho Vista | GREATER LA METRO | {'Etiwanda': 0.4, 'Mira Loma': 5.8, 'Padua': 6.4, 'Chino': 10.3, 'Vista': 12.8, 'San Bernardino': 17.0, 'Lugo': 21.4, 'Serrano': 23.1, 'Lee Lake (Proposed)': 23.8, 'Olinda': 24.3, 'Walnut': 24.5, 'Villa Park': 25.5, 'Rio Hondo': 25.6, 'El Casco': 27.6, 'Lewis': 28.4, 'Viejo': 29.7, 'Victor': 29.9, 'Johanna': 31.7, 'Goodrich': 32.0, 'Barre': 32.1, 'Santiago': 32.1, 'Valley': 32.4, 'Mesa (SCE)': 33.2, 'Roadway': 34.3, 'Center': 34.6, 'Laguna Bell': 36.0, 'Del Amo': 36.3, 'Ellis': 36.4, 'Trabuco': 37.1, 'Margarita': 37.5, 'Gould': 38.5, 'Alamitos': 39.4, 'Lighthipe': 39.5, 'Huntington Beach': 39.7} | 77871.0156 | 5822.0161 | 7.476% | 72048.9995 | 92.52% | 12629.4873 | 16.22% | 42859.3486 | 55.04% | 23.6667 | 942.0356 | 1.21% | 1905.9457 | 2.448% | 0 | 17234.4297 | 22.13% | 51377.2578 | 65.98% | 35854.7148 | 46.04% | 42016.3008 | 38869.3164 | 49.91% | 39001.6992 | 47272.3359 | 60.71% | 30598.6797 | 67114.5469 | 86.19% | 10756.4688 | 29525.1465 | 37.92% | 48345.8691 | 8146.8188 | 10.46% | 69724.1968
201 | Thermalito | NORTHERN CALIFORNIA | {'Table Mountain': 2.9, 'Wyandotte': 5.1, 'Palermo': 7.4, 'Honcut': 13.5, 'Pease': 23.8, 'East Marysville': 24.5, 'Olivehurst': 29.5, 'Glenn': 32.7, 'Delevan': 35.5, 'Brunswick': 37.5} | 479592.4375 | 38273.6953 | 7.98% | 441318.7422 | 92.02% | 48144.1875 | 10.04% | 327661.5938 | 68.32% | 13.25 | 158174.7188 | 32.98% | 99539.875 | 20.76% | 0 | 88872.4453 | 18.53% | 56943.0312 | 11.87% | 270860.0938 | 56.48% | 208732.3438 | 89190.4609 | 18.6% | 390401.9766 | 217153.7812 | 45.28% | 262438.6562 | 384148.8438 | 80.1% | 95443.5938 | 87126.7578 | 18.17% | 392465.6797 | 52884.4883 | 11.03% | 426707.9492
202 | Martinez | NORTHERN CALIFORNIA | {'Carquinez': 8.9, 'Clayton': 9.4, 'Pittsburg': 12.0, 'Birds Landing': 17.3, 'Tulucay': 18.1, 'Shilo III': 18.1, 'Contra Costa': 18.2, 'Lone Tree': 20.0, 'Peabody': 20.3, 'Ignacio': 23.5, 'Brentwood': 24.9, 'Martin (San Francisco H)': 26.8, 'Cayetano': 26.8, 'East Shore': 26.9, 'Vaca Dixon': 28.7, 'Lakeville': 30.1, 'Delta Switching Yard': 30.8, 'Kelso': 31.8, 'Grand Island': 32.3, 'Green Ridge Midway': 35.1, 'Putah Creek': 35.7, 'Newark': 36.2, 'Tesla': 36.6, 'Penngrove': 37.1} | 162234.875 | 32183.7441 | 19.84% | 130051.1309 | 80.16% | 22127.9043 | 13.64% | 105659.8379 | 65.13% | 33 | 20719.6621 | 12.77% | 8741.9238 | 5.388% | 0 | 38447.1367 | 23.7% | 20549.6172 | 12.67% | 61444.457 | 37.87% | 100790.418 | 61289.9883 | 37.78% | 100944.8867 | 78028.7031 | 48.1% | 84206.1719 | 115119.6172 | 70.96% | 47115.2578 | 36547.4219 | 22.53% | 125687.4531 | 26521.8242 | 16.35% | 135713.0508
203 | Lone Tree | NORTHERN CALIFORNIA | {'Contra Costa': 3.9, 'Brentwood': 4.9, 'Pittsburg': 9.7, 'Clayton': 11.4, 'Delta Switching Yard': 12.6, 'Birds Landing': 12.9, 'Kelso': 13.4, 'Cayetano': 14.4, 'Shilo III': 16.1, 'Green Ridge Midway': 17.9, 'Tesla': 19.3, 'Martinez': 20.0, 'Grand Island': 21.8, 'Eight Mile': 22.3, 'Stagg': 22.6, 'Peabody': 26.1, 'Weber': 28.4, 'Carquinez': 28.4, 'Vierra': 28.4, 'East Shore': 29.5, 'Vaca Dixon': 32.6, 'Newark': 33.2, 'Tulucay': 34.6, 'Lockeford': 34.7, 'Ripon': 36.0, 'Los Esteros': 37.1, 'Martin (San Francisco H)': 39.2, 'Westley': 39.5} | 363996 | 35149.3984 | 9.657% | 328846.6016 | 90.34% | 95816.3047 | 26.32% | 229709.6953 | 63.11% | 9.1881 | 57427.4805 | 15.78% | 132677.7031 | 36.45% | 0 | 36662.0859 | 10.07% | 14012.9307 | 3.85% | 112054.5391 | 30.78% | 251941.4609 | 124932.1016 | 34.32% | 239063.8984 | 134198.2031 | 36.87% | 229797.7969 | 189986.875 | 52.19% | 174009.125 | 24820.6289 | 6.819% | 339175.3711 | 43525.4102 | 11.96% | 320470.5898
204 | Delta PP | NORTHERN CALIFORNIA | {'Kelso': 1.0, 'Green Ridge Midway': 5.4, 'Tesla': 6.8, 'Brentwood': 8.7, 'Cayetano': 9.3, 'Lone Tree': 12.6, 'Contra Costa': 16.3, 'Vierra': 18.9, 'Stagg': 19.9, 'Clayton': 21.4, 'Pittsburg': 22.2, 'Eight Mile': 22.3, 'Weber': 22.4, 'Birds Landing': 25.1, 'Ripon': 26.1, 'Westley': 27.4, 'Shilo III': 28.3, 'Newark': 28.8, 'East Shore': 29.7, 'Grand Island': 29.8, 'Martinez': 30.8, 'Los Esteros': 30.9, 'Lockeford': 33.3, 'Schulte Switching Station': 34.5, 'Bellota': 36.3, 'Peabody': 38.5, 'Riverbank': 39.0, 'Carquinez': 39.7} | 399190.375 | 8584.4893 | 2.15% | 390605.8857 | 97.85% | 114938.6406 | 28.79% | 239488.9219 | 59.99% | 11.75 | 27523.7441 | 6.895% | 157819.2812 | 39.53% | 0 | 69665.3047 | 17.45% | 8148.9453 | 2.041% | 178226.0781 | 44.65% | 220964.2969 | 149438.5938 | 37.44% | 249751.7812 | 157896 | 39.55% | 241294.375 | 237511.6562 | 59.5% | 161678.7188 | 80762.125 | 20.23% | 318428.25 | 28695.2656 | 7.188% | 370495.1094
205 | Green Ridge Midway | NORTHERN CALIFORNIA | {'Tesla': 1.6, 'Kelso': 5.0, 'Delta Switching Yard': 5.4, 'Cayetano': 10.1, 'Brentwood': 14.2, 'Vierra': 17.8, 'Lone Tree': 17.9, 'Contra Costa': 21.7, 'Stagg': 22.5, 'Weber': 23.2, 'Westley': 23.2, 'Ripon': 24.2, 'Clayton': 25.7, 'Eight Mile': 25.7, 'Newark': 26.8, 'Pittsburg': 27.3, 'Los Esteros': 28.0, 'East Shore': 29.8, 'Birds Landing': 30.5, 'Schulte Switching Station': 31.4, 'Shilo III': 33.7, 'Grand Island': 34.9, 'Martinez': 35.1, 'Lockeford': 35.7, 'Metcalf': 35.7, 'Coyote': 36.0, 'Bellota': 37.1, 'Riverbank': 37.3, 'Hicks': 38.1} | 428262.625 | 9470.2344 | 2.211% | 418792.3906 | 97.79% | 129877.0781 | 30.33% | 254531.2969 | 59.43% | 12 | 25440.0742 | 5.94% | 156785.2656 | 36.61% | 0 | 90757.4297 | 21.19% | 7775.5317 | 1.816% | 225614.5 | 52.68% | 202648.125 | 154429.2344 | 36.06% | 273833.3906 | 166833.0938 | 38.96% | 261429.5312 | 270161.5312 | 63.08% | 158101.0938 | 120615.7422 | 28.16% | 307646.8828 | 25233.9746 | 5.892% | 403028.6504
206 | Inyo | GREATER KRAMER | {'Control': 2.2} | 80048.375 | 13079.7275 | 16.34% | 66968.6475 | 83.66% | 67810.1641 | 84.71% | 9494.1797 | 11.86% | 4 | 828.2286 | 1.035% | 0 | 0% | 0 | 46576.75 | 58.19% | 0 | 0% | 0 | 0% | 80048.375 | 21371.2285 | 26.7% | 58677.1465 | 22273.541 | 27.83% | 57774.834 | 27398.4199 | 34.23% | 52649.9551 | 56285.8633 | 70.31% | 23762.5117 | 4793.4097 | 5.988% | 75254.9653
207 | Control | GREATER KRAMER | {'Inyo': 2.2} | 78590.0312 | 12716.3965 | 16.18% | 65873.6348 | 83.82% | 66038.375 | 84.03% | 9748.4844 | 12.4% | 4.0494 | 513.6296 | 0.6536% | 0 | 0% | 0 | 48052.2578 | 61.14% | 0 | 0% | 0 | 0% | 78590.0312 | 20834.2988 | 26.51% | 57755.7324 | 22243.8594 | 28.3% | 56346.1719 | 26861.4922 | 34.18% | 51728.5391 | 55009.9727 | 70% | 23580.0586 | 4734.3467 | 6.024% | 73855.6846
208 | Big Creek | SPGE | {'Sanger': 39.9} | 260849.9219 | 15335.3154 | 5.879% | 245514.6064 | 94.12% | 159395.3438 | 61.11% | 65635.3594 | 25.16% | 11.5742 | 13.9793 | 0.005359% | 0 | 0% | 0 | 159435.0625 | 61.12% | 60220.1172 | 23.09% | 45052.5391 | 17.27% | 215797.3828 | 124382.8516 | 47.68% | 136467.0703 | 103146.3047 | 39.54% | 157703.6172 | 164946.9531 | 63.23% | 95902.9688 | 182825.9688 | 70.09% | 78023.9531 | 10993.9141 | 4.215% | 249856.0078
209 | Moss Landing |  | {'Coyote': 28.7, 'Metcalf': 28.9, 'Hicks': 30.3} | 232593.0312 | 45725.9258 | 19.66% | 186867.1055 | 80.34% | 30225.8301 | 13% | 136054.6855 | 58.49% | 20 | 17510.3848 | 7.528% | 65482 | 28.15% | 1 | 59132.7852 | 25.42% | 30158.375 | 12.97% | 67145.6406 | 28.87% | 165447.3906 | 37219.3906 | 16% | 195373.6406 | 62883.582 | 27.04% | 169709.4492 | 116247.875 | 49.98% | 116345.1562 | 49075.6445 | 21.1% | 183517.3867 | 12182.8457 | 5.238% | 220410.1855
210 | Cal Ave | SPGE | {'Malaga': 2.8, 'West Fresno': 3.0, 'Kearney': 6.6, 'Sanger': 8.5, 'McCall': 10.2, 'Gregg': 12.5, 'Mc Mullin': 15.2, 'Borden': 18.6, 'Wahtoke': 18.7, 'Kingsburg': 18.9, 'Reedley': 22.9, 'Helm': 24.5, 'Schindler': 30.2, 'GWF Hanford Sw Sta': 31.7, 'Newhall': 32.8, 'Leprino Jct': 33.4, 'Henrietta': 33.9, 'Tranquility': 36.7, 'Cantua': 37.8, 'Dairyland': 38.3, 'Mendota': 38.5} | 568662.9375 | 139416.25 | 24.52% | 429246.6875 | 75.48% | 42409.9727 | 7.458% | 363793.5586 | 63.97% | 18.7393 | 146756.4688 | 25.81% | 288788.1875 | 50.78% | 0 | 2083.6367 | 0.3664% | 0 | 0% | 101646.8125 | 17.87% | 467016.125 | 95574.7812 | 16.81% | 473088.1562 | 97216.8281 | 17.1% | 471446.1094 | 161682.8906 | 28.43% | 406980.0469 | 55288.4023 | 9.723% | 513374.5352 | 41549.5391 | 7.307% | 527113.3984
211 | Poso Mountain | SPGE | {'Sycamore': 7.6, 'Kern Oil': 8.9, 'California Water': 10.0, 'Columbus': 11.1, 'Lerdo': 11.7, 'Bakersfield': 12.2, '7th Standard': 12.8, 'Westpark': 13.6, 'Magunden': 13.8, 'Rosedale': 14.3, 'Kern Power': 14.7, 'Renfro': 16.6, 'Stockdale': 17.8, 'Lamont': 18.9, 'Rio Bravo': 18.9, 'Regulus': 18.9, 'Tevis': 19.2, 'Shafter': 20.5, 'Vestal': 20.8, 'Charca': 21.0, 'Grimway': 22.2, 'Tupman': 22.6, 'Semitropic': 27.1, 'Norco': 27.3, 'Midway': 29.9, 'Smyrna': 30.0, 'Wheeler Ridge': 32.5, 'Elk Hills': 33.0, 'Goose Lake': 35.1, 'Olive': 36.0, 'Springville': 37.9, 'Alpaugh': 39.5} | 547069.375 | 93339.5469 | 17.06% | 453729.8281 | 82.94% | 137075.75 | 25.06% | 379521.7812 | 69.37% | 8.0477 | 32969.293 | 6.027% | 159630.0781 | 29.18% | 1 | 225504.1094 | 41.22% | 0 | 0% | 278633.125 | 50.93% | 268436.25 | 68455.3516 | 12.51% | 478614.0234 | 118045.6797 | 21.58% | 429023.6953 | 299271 | 54.7% | 247798.375 | 200075.1719 | 36.57% | 346994.2031 | 8162.6411 | 1.492% | 538906.7339
212 | Walnut | GREATER LA METRO | {'Olinda': 4.6, 'Rio Hondo': 6.9, 'Mesa (SCE)': 9.4, 'Center': 10.5, 'Laguna Bell': 11.6, 'Goodrich': 12.6, 'Del Amo': 13.9, 'Barre': 13.9, 'Lewis': 14.0, 'Villa Park': 14.9, 'Serrano': 15.4, 'Lighthipe': 15.6, 'Chino': 15.6, 'Alamitos': 18.8, 'Padua': 19.4, 'Gould': 20.0, 'Hinson': 20.4, 'Johanna': 21.1, 'Arcogen': 21.4, 'Mira Loma': 22.1, 'Ellis': 22.3, 'Harborgen': 22.5, 'Long Beach': 23.0, 'La Fresa': 24.0, 'Rancho Vista': 24.5, 'La Cienega': 24.6, 'Etiwanda': 24.9, 'Huntington Beach': 25.0, 'El Nido': 25.5, 'Santiago': 25.9, 'Chevmain': 27.0, 'Redondo': 27.5, 'El Segundo': 28.0, 'Viejo': 29.4, 'Lee Lake (Proposed)': 33.8, 'Vincent': 34.3, 'Trabuco': 34.6, 'Vista': 36.3, 'Margarita': 36.6, 'Sylmar': 37.6, 'Capistrano': 37.9} | 29384.9375 | 5545.7065 | 18.87% | 23839.231 | 81.13% | 11440.9561 | 38.93% | 12869.5635 | 43.8% | 6.7631 | 474.4947 | 1.615% | 1280.4282 | 4.357% | 0 | 3546.6455 | 12.07% | 21766.8613 | 74.07% | 7228.7998 | 24.6% | 22156.1377 | 7993.2007 | 27.2% | 21391.7368 | 10855.4482 | 36.94% | 18529.4893 | 19170.2832 | 65.24% | 10214.6543 | 11555.4229 | 39.32% | 17829.5146 | 7042.6509 | 23.97% | 22342.2866
213 | Chevmain | GREATER LA METRO | {'El Segundo': 1.2, 'El Nido': 1.8, 'Redondo': 3.8, 'La Fresa': 4.6, 'La Cienega': 6.9, 'Arcogen': 10.9, 'Hinson': 11.9, 'Harborgen': 13.2, 'Lighthipe': 13.2, 'Long Beach': 13.9, 'Laguna Bell': 15.5, 'Center': 17.2, 'Del Amo': 18.0, 'Mesa (SCE)': 19.2, 'Alamitos': 19.9, 'Goodrich': 24.9, 'Barre': 25.1, 'Gould': 25.2, 'Walnut': 27.0, 'Olinda': 27.8, 'Rio Hondo': 28.0, 'Sylmar': 28.3, 'Lewis': 29.7, 'Huntington Beach': 30.2, 'Ellis': 30.4, 'Villa Park': 33.2, 'Johanna': 34.2, 'Serrano': 35.6, 'Saugus': 37.2, 'Pardee': 38.4, 'Moorpark': 38.8} | 10243.9199 | 3749.2559 | 36.6% | 6494.6641 | 63.4% | 1750.9741 | 17.09% | 4065.8203 | 39.69% | 21.681 | 0 | 0% | 0 | 0% | 0 | 2334.5469 | 22.79% | 2626.2268 | 25.64% | 1170.1921 | 11.42% | 9073.7278 | 1628.2715 | 15.9% | 8615.6484 | 4471.3379 | 43.65% | 5772.582 | 5080.1504 | 49.59% | 5163.7695 | 1196.3192 | 11.68% | 9047.6007 | 854.5306 | 8.342% | 9389.3893
214 | Long Beach |  | {'Harborgen': 0.9, 'Arcogen': 3.7, 'Hinson': 3.7, 'Alamitos': 7.3, 'Lighthipe': 8.4, 'Del Amo': 9.3, 'La Fresa': 9.5, 'Redondo': 11.0, 'El Nido': 12.4, 'Center': 13.2, 'Chevmain': 13.9, 'Barre': 14.3, 'El Segundo': 15.0, 'Laguna Bell': 15.2, 'Huntington Beach': 16.5, 'Ellis': 17.2, 'La Cienega': 18.4, 'Lewis': 19.0, 'Mesa (SCE)': 19.8, 'Olinda': 21.4, 'Johanna': 21.8, 'Villa Park': 22.8, 'Walnut': 23.0, 'Serrano': 25.4, 'Santiago': 27.2, 'Rio Hondo': 27.3, 'Goodrich': 27.7, 'Gould': 31.5, 'Viejo': 34.3, 'Trabuco': 34.7, 'Chino': 35.3, 'Capistrano': 36.7, 'Margarita': 37.5} | 10242.1963 | 2391.4624 | 23.35% | 7850.7339 | 76.65% | 994.9618 | 9.714% | 3071.6993 | 29.99% | 47 | 0 | 0% | 0 | 0% | 0 | 136.4639 | 1.332% | 0 | 0% | 10.7529 | 0.105% | 10231.4434 | 1553.6212 | 15.17% | 8688.5751 | 7788.5947 | 76.04% | 2453.6016 | 7799.3477 | 76.15% | 2442.8486 | 0 | 0% | 10242.1963 | 350.8864 | 3.426% | 9891.3099
215 | Pit 1 | NORTHERN CALIFORNIA | {'Cove Rd': 23.9, 'Round Mountain': 26.2} | 506450.4062 | 91103.2422 | 17.99% | 415347.1641 | 82.01% | 287284.5 | 56.73% | 203844.4375 | 40.25% | 5 | 34284.9727 | 6.77% | 409.9398 | 0.08094% | 0 | 443525 | 87.58% | 0 | 0% | 182733.7344 | 36.08% | 323716.6719 | 77849.1562 | 15.37% | 428601.25 | 67633.0469 | 13.35% | 438817.3594 | 236724.25 | 46.74% | 269726.1562 | 297740.3438 | 58.79% | 208710.0625 | 32091.6387 | 6.337% | 474358.7676
216 | Cove Rd | NORTHERN CALIFORNIA | {'Round Mountain': 4.9, 'Pit 1': 23.9, 'Jessup': 35.5, 'Cottonwood': 37.5} | 422615.4062 | 44244.1602 | 10.47% | 378371.2461 | 89.53% | 226124.3281 | 53.51% | 181276.7656 | 42.89% | 5.0162 | 7794.3096 | 1.844% | 570.3501 | 0.135% | 0 | 386648.0625 | 91.49% | 26327.5059 | 6.23% | 198776.8906 | 47.03% | 223838.5156 | 96157.7734 | 22.75% | 326457.6328 | 111956.4688 | 26.49% | 310658.9375 | 258384.0156 | 61.14% | 164231.3906 | 276368.125 | 65.39% | 146247.2812 | 26935.584 | 6.374% | 395679.8223
217 | Drum | NORTHERN CALIFORNIA | {'Brunswick': 14.5, 'Summit': 21.2, 'Higgins': 22.8, 'Placerville': 36.3} | 267204.7812 | 62351.6172 | 23.33% | 204853.1641 | 76.67% | 89128.4219 | 33.36% | 111972.9844 | 41.91% | 13 | 374.1936 | 0.14% | 133.372 | 0.04991% | 0 | 100324.0938 | 37.55% | 123725.7656 | 46.3% | 75077.7422 | 28.1% | 192127.0391 | 34346.75 | 12.85% | 232858.0312 | 51140.6289 | 19.14% | 216064.1523 | 124465.3203 | 46.58% | 142739.4609 | 119364.7734 | 44.67% | 147840.0078 | 8568.0752 | 3.207% | 258636.7061
218 | Vierra | NORTHERN CALIFORNIA | {'Ripon': 7.6, 'Weber': 8.6, 'Stagg': 14.0, 'Westley': 15.5, 'Tesla': 17.0, 'Green Ridge Midway': 17.8, 'Kelso': 18.0, 'Delta Switching Yard': 18.9, 'Eight Mile': 18.9, 'Riverbank': 20.1, 'Bellota': 20.7, 'Lockeford': 22.9, 'Brentwood': 23.5, 'Warnerville': 26.1, 'Cayetano': 27.5, 'Lone Tree': 28.4, 'Contra Costa': 31.1, 'Camanche': 31.8, 'Grand Island': 34.6, 'Pittsburg': 37.8, 'Birds Landing': 37.8, 'Clayton': 39.3} | 527229.1875 | 46887.7344 | 8.893% | 480341.4531 | 91.11% | 78667.2578 | 14.92% | 344179.5234 | 65.28% | 14.9655 | 90773.6953 | 17.22% | 315423.625 | 59.83% | 0 | 0 | 0% | 0 | 0% | 207097.125 | 39.28% | 320132.0625 | 89170.7109 | 16.91% | 438058.4766 | 104363.7891 | 19.79% | 422865.3984 | 244677.2656 | 46.41% | 282551.9219 | 37682.1875 | 7.147% | 489547 | 23787.7383 | 4.512% | 503441.4492
219 | Coyote | NORTHERN CALIFORNIA | {'Metcalf': 0.3, 'Hicks': 8.5, 'Schulte Switching Station': 15.7, 'Los Esteros': 17.5, 'Newark': 23.4, 'Moss Landing': 28.7, 'East Shore': 34.5, 'Tesla': 35.4, 'Cayetano': 35.7, 'Green Ridge Midway': 36.0, 'Quinto': 38.0, 'Westley': 38.7} | 201226.4375 | 14454.8008 | 7.183% | 186771.6367 | 92.82% | 57613.1992 | 28.63% | 89166.7227 | 44.31% | 15 | 4092.5034 | 2.034% | 6010.5571 | 2.987% | 0 | 120886.0547 | 60.07% | 57294.0156 | 28.47% | 135673.8125 | 67.42% | 65552.625 | 52369.6953 | 26.03% | 148856.7422 | 92943.8516 | 46.19% | 108282.5859 | 166851.5781 | 82.92% | 34374.8594 | 123021.9609 | 61.14% | 78204.4766 | 6570.2197 | 3.265% | 194656.2178
220 | Metcalf | NORTHERN CALIFORNIA | {'Coyote': 0.3, 'Hicks': 8.8, 'Schulte Switching Station': 15.7, 'Los Esteros': 17.5, 'Newark': 23.3, 'Moss Landing': 28.9, 'East Shore': 34.5, 'Tesla': 35.1, 'Cayetano': 35.6, 'Green Ridge Midway': 35.7, 'Quinto': 37.8, 'Westley': 38.3} | 201253.0625 | 14416.5039 | 7.163% | 186836.5586 | 92.84% | 58267.4844 | 28.95% | 89474.3906 | 44.46% | 14.4654 | 4071.5186 | 2.023% | 5874.6006 | 2.919% | 0 | 122458.7031 | 60.85% | 56011.4062 | 27.83% | 135775.6875 | 67.47% | 65477.375 | 53019.2578 | 26.34% | 148233.8047 | 92444.8125 | 45.93% | 108808.25 | 166526.4688 | 82.74% | 34726.5938 | 123964.0312 | 61.6% | 77289.0312 | 6592.5068 | 3.276% | 194660.5557
221 | Diablo | SPGE | {'Morro Bay': 10.9, 'San Luis Obispo': 12.4, 'Mustang': 12.9, 'Oceano': 17.0, 'Templeton': 25.2, 'Mesa': 26.5, 'Sisquoc': 37.4} | 126324.1641 | 16296.7402 | 12.9% | 110027.4238 | 87.1% | 26355.0449 | 20.86% | 84642.752 | 67% | 9.5 | 4220.9014 | 3.341% | 7545.7271 | 5.973% | 0 | 48809.875 | 38.64% | 42851.7461 | 33.92% | 46819.9766 | 37.06% | 79504.1875 | 30045.5117 | 23.78% | 96278.6523 | 63135.6055 | 49.98% | 63188.5586 | 83396.2812 | 66.02% | 42927.8828 | 59293.6211 | 46.94% | 67030.543 | 11761.4258 | 9.311% | 114562.7383
222 | Coolwater | GREATER KRAMER | {'Tortilla': 10.0, 'Calcite': 23.9, 'Pisgah': 27.3, 'Roadway': 37.5, 'Victor': 39.2} | 153749.4375 | 38825.2344 | 25.25% | 114924.2031 | 74.75% | 15689.3965 | 10.2% | 76788.127 | 49.94% | 21.6125 | 1660.42 | 1.08% | 4877.1348 | 3.172% | 0 | 0 | 0% | 0 | 0% | 81229.1797 | 52.83% | 72520.2578 | 45002.8242 | 29.27% | 108746.6133 | 29534.3086 | 19.21% | 124215.1289 | 91638.75 | 59.6% | 62110.6875 | 59730.2695 | 38.85% | 94019.168 | 4270.9585 | 2.778% | 149478.479
223 | San Onofre | GREATER LA METRO | {'Talega': 5.8, 'Capistrano': 11.8, 'Margarita': 13.1, 'Trabuco': 15.0, 'San Luis Rey': 16.8, 'Encina': 20.4, 'Viejo': 21.1, 'Palomar': 23.0, 'Santiago': 23.8, 'Lee Lake (Proposed)': 26.9, 'Johanna': 29.3, 'Escondido': 30.4, 'Huntington Beach': 31.0, 'Ellis': 31.3, 'Valley': 34.3, 'Serrano': 34.4, 'Villa Park': 34.7, 'Lewis': 36.2, 'Penasquitos': 36.6, 'Barre': 39.0} | 55461.1836 | 5322.1265 | 9.596% | 50139.0571 | 90.4% | 8223.2051 | 14.83% | 16756.0137 | 30.21% | 32.9667 | 8715.6172 | 15.71% | 619.6042 | 1.117% | 0 | 31350.1465 | 56.53% | 21596.8516 | 38.94% | 30711.7188 | 55.38% | 24749.4648 | 26140.2656 | 47.13% | 29320.918 | 27045.0605 | 48.76% | 28416.123 | 47447.6328 | 85.55% | 8013.5508 | 15746.2764 | 28.39% | 39714.9072 | 3498.637 | 6.308% | 51962.5466
224 | Woodland | NORTHERN CALIFORNIA | {'Davis': 9.3, 'Putah Creek': 16.7, 'Vaca Dixon': 21.0, 'Rio Oso': 23.7, 'Pleasant Grove': 26.4, 'Peabody': 29.5, 'Olivehurst': 30.9, 'Grand Island': 32.2, 'Gold Hill': 33.7, 'Pease': 34.4, 'East Marysville': 35.2, 'Shilo III': 35.5, 'Birds Landing': 38.5, 'Cortina': 39.4} | 543851.125 | 31072.6172 | 5.713% | 512778.5078 | 94.29% | 57765.5898 | 10.62% | 448799.3164 | 82.52% | 8.9415 | 102758.9531 | 18.89% | 323075.3125 | 59.41% | 0 | 21749.8926 | 3.999% | 0 | 0% | 251902.4531 | 46.32% | 291948.6719 | 57467.1172 | 10.57% | 486384.0078 | 209912.0625 | 38.6% | 333939.0625 | 368675.2188 | 67.79% | 175175.9062 | 24525.6523 | 4.51% | 519325.4727 | 27976.3965 | 5.144% | 515874.7285
225 | Donnells PP | NORTHERN CALIFORNIA | {'Curtis': 24.4, 'Peoria': 34.6, 'UltraPower Chinese Station': 35.3} | 291310.6875 | 81914.7266 | 28.12% | 209395.9609 | 71.88% | 163596.8906 | 56.16% | 102279.4219 | 35.11% | 10.7086 | 26.6637 | 0.009153% | 0 | 0% | 0 | 162190.9688 | 55.68% | 68276.4141 | 23.44% | 35631.8945 | 12.23% | 255678.793 | 28353.8105 | 9.733% | 262956.877 | 56795.9375 | 19.5% | 234514.75 | 86819.1562 | 29.8% | 204491.5312 | 164703.1094 | 56.54% | 126607.5781 | 7117.6172 | 2.443% | 284193.0703
226 | Mandalay | GREATER LA METRO | {'Santa Clara': 7.5, 'Moorpark': 20.4} | 151265.7344 | 51550.6484 | 34.08% | 99715.0859 | 65.92% | 24756.1309 | 16.37% | 104470.4004 | 69.06% | 11.3417 | 16857.5312 | 11.14% | 25030.8164 | 16.55% | 0 | 7217.0005 | 4.771% | 101114.8359 | 66.85% | 42734.1211 | 28.25% | 108531.6133 | 8437.9805 | 5.578% | 142827.7539 | 19423.8125 | 12.84% | 131841.9219 | 57535.7812 | 38.04% | 93729.9531 | 37242.4531 | 24.62% | 114023.2812 | 10628.2334 | 7.026% | 140637.501
227 | North Gila | ARIZONA MINOR | {} | 76278.8594 | 10650.2305 | 13.96% | 65628.6289 | 86.04% | 48484.1211 | 63.56% | 25304.832 | 33.17% | 3.6662 | 3229.9534 | 4.234% | 11970.8311 | 15.69% | 0 | 0 | 0% | 0 | 0% | 381.9376 | 0.5007% | 75896.9218 | 40249.4766 | 52.77% | 36029.3828 | 34986.957 | 45.87% | 41291.9023 | 40306.8008 | 52.84% | 35972.0586 | 39222.3125 | 51.42% | 37056.5469 | 3361.6489 | 4.407% | 72917.2104
228 | Eight Mile | NORTHERN CALIFORNIA | {'Stagg': 4.8, 'Weber': 12.2, 'Lockeford': 12.5, 'Grand Island': 16.6, 'Vierra': 18.9, 'Brentwood': 19.0, 'Bellota': 20.0, 'Kelso': 21.9, 'Camanche': 22.0, 'Lone Tree': 22.3, 'Delta Switching Yard': 22.3, 'Contra Costa': 22.5, 'Ripon': 24.4, 'Birds Landing': 25.1, 'Green Ridge Midway': 25.7, 'Tesla': 26.0, 'Shilo III': 26.7, 'Pittsburg': 28.4, 'Cayetano': 30.9, 'Riverbank': 32.5, 'Clayton': 33.2, 'Westley': 34.4, 'Peabody': 35.9, 'Vaca Dixon': 37.8, 'Warnerville': 38.2, 'Davis': 38.8} | 536351.875 | 61333.1172 | 11.44% | 475018.7578 | 88.56% | 78311.1797 | 14.6% | 345286.9453 | 64.38% | 13.2719 | 132816.5 | 24.76% | 309555.125 | 57.71% | 1 | 0 | 0% | 0 | 0% | 65101.8633 | 12.14% | 471250.0117 | 74033.75 | 13.8% | 462318.125 | 119656.8828 | 22.31% | 416694.9922 | 166856.8906 | 31.11% | 369494.9844 | 4531.2388 | 0.8448% | 531820.6362 | 47572.3984 | 8.87% | 488779.4766
229 | Kern Power | SPGE | {'Rosedale': 1.1, 'Westpark': 3.2, 'Renfro': 3.8, 'Tevis': 4.5, '7th Standard': 4.5, 'Stockdale': 4.7, 'Bakersfield': 5.3, 'Kern Oil': 6.0, 'Sycamore': 7.8, 'Lerdo': 8.9, 'Columbus': 9.0, 'Tupman': 9.9, 'Magunden': 10.0, 'Rio Bravo': 10.2, 'California Water': 11.5, 'Norco': 13.6, 'Regulus': 14.4, 'Lamont': 14.5, 'Poso Mountain': 14.7, 'Shafter': 15.5, 'Grimway': 16.2, 'Elk Hills': 19.0, 'Midway': 20.1, 'Charca': 20.3, 'Wheeler Ridge': 21.2, 'Semitropic': 24.5, 'Taft': 27.5, 'Smyrna': 30.8, 'Goose Lake': 31.2, 'Vestal': 31.9, 'Temblor': 33.8, 'Pastoria': 33.9, 'Kernridge': 36.5} | 597030.875 | 91917.3203 | 15.4% | 505113.5547 | 84.6% | 108321.5469 | 18.14% | 450703.7031 | 75.49% | 9.3333 | 85060.3203 | 14.25% | 275024.7812 | 46.07% | 1 | 62799.1406 | 10.52% | 0 | 0% | 183253.6562 | 30.69% | 413777.2188 | 130343.375 | 21.83% | 466687.5 | 229225.5938 | 38.39% | 367805.2812 | 319932.125 | 53.59% | 277098.75 | 52431.7773 | 8.782% | 544599.0977 | 26625.9434 | 4.46% | 570404.9316
230 | Renfro | SPGE | {'Kern Power': 3.8, '7th Standard': 4.0, 'Rosedale': 4.9, 'Tevis': 5.1, 'Tupman': 6.4, 'Rio Bravo': 6.6, 'Westpark': 7.0, 'Stockdale': 7.3, 'Lerdo': 7.8, 'Kern Oil': 8.9, 'Bakersfield': 9.0, 'Norco': 10.8, 'Sycamore': 10.8, 'Shafter': 12.3, 'Columbus': 12.7, 'Magunden': 13.8, 'California Water': 15.0, 'Midway': 16.3, 'Elk Hills': 16.4, 'Poso Mountain': 16.6, 'Charca': 17.7, 'Regulus': 18.1, 'Lamont': 18.2, 'Grimway': 19.7, 'Semitropic': 21.3, 'Wheeler Ridge': 23.2, 'Taft': 25.0, 'Goose Lake': 27.7, 'Smyrna': 28.1, 'Temblor': 30.0, 'Vestal': 31.7, 'Kernridge': 32.7, 'Pastoria': 36.1, 'Olive': 38.6} | 589998.8125 | 95006.0078 | 16.1% | 494992.8047 | 83.9% | 104225.7969 | 17.67% | 446858.2656 | 75.74% | 9.5417 | 95875.4922 | 16.25% | 278055.75 | 47.13% | 1 | 33179.5039 | 5.624% | 0 | 0% | 159643.3125 | 27.06% | 430355.5 | 126844.0547 | 21.5% | 463154.7578 | 233647.6562 | 39.6% | 356351.1562 | 318594.625 | 54% | 271404.1875 | 25196.8555 | 4.271% | 564801.957 | 26524.4219 | 4.496% | 563474.3906
231 | Highwind | GREATER TEHACHAPI | {'Windhub': 7.1, 'Whirlwind': 16.9, 'Pastoria': 28.7, 'Antelope': 28.8, 'Grimway': 29.1, 'Lamont': 30.5, 'Regulus': 30.6, 'Bailey': 31.7, 'Wheeler Ridge': 33.9, 'Magunden': 35.6, 'California Water': 37.0, 'Columbus': 37.9} | 382816.4688 | 103936.3125 | 27.15% | 278880.1562 | 72.85% | 78569.0781 | 20.52% | 129651.4219 | 33.87% | 29.3333 | 783.3909 | 0.2046% | 6595.3247 | 1.723% | 0 | 156714.0781 | 40.94% | 50934.5938 | 13.31% | 148670.0469 | 38.84% | 234146.4219 | 73438.8203 | 19.18% | 309377.6484 | 100422.3047 | 26.23% | 282394.1641 | 225271.4844 | 58.85% | 157544.9844 | 139352.5625 | 36.4% | 243463.9062 | 4526.2871 | 1.182% | 378290.1816
232 | Sylmar | GREATER LA METRO | {'Saugus': 9.1, 'Pardee': 10.4, 'Gould': 18.8, 'La Cienega': 22.1, 'Moorpark': 23.1, 'Vincent': 25.1, 'Goodrich': 25.9, 'El Segundo': 27.7, 'Chevmain': 28.3, 'Antelope': 28.7, 'Mesa (SCE)': 29.0, 'El Nido': 29.2, 'Laguna Bell': 30.4, 'La Fresa': 31.5, 'Redondo': 32.2, 'Rio Hondo': 32.8, 'Center': 34.4, 'Lighthipe': 34.7, 'Bailey': 36.1, 'Arcogen': 36.7, 'Hinson': 37.1, 'Walnut': 37.6, 'Whirlwind': 38.4, 'Del Amo': 39.1, 'Santa Clara': 39.1, 'Harborgen': 39.5} | 167591.2031 | 27350.0879 | 16.32% | 140241.1152 | 83.68% | 62286 | 37.17% | 71452.5156 | 42.64% | 17.68 | 901.2516 | 0.5378% | 4019.9067 | 2.399% | 0 | 6780.9526 | 4.046% | 160678.2656 | 95.88% | 80257.6797 | 47.89% | 87333.5234 | 7202.6724 | 4.298% | 160388.5308 | 15859.8613 | 9.463% | 151731.3418 | 92210.1719 | 55.02% | 75381.0312 | 81160.9219 | 48.43% | 86430.2812 | 19399.6074 | 11.58% | 148191.5957
233 | Westley | SPGE | {'Ripon': 12.6, 'Vierra': 15.5, 'Riverbank': 20.9, 'Tesla': 21.7, 'Green Ridge Midway': 23.2, 'Weber': 23.6, 'Warnerville': 24.8, 'Kelso': 26.4, 'Delta Switching Yard': 27.4, 'Stagg': 29.6, 'Bellota': 31.9, 'Quinto': 32.6, 'Cayetano': 32.8, 'Eight Mile': 34.4, 'Brentwood': 34.8, 'Lockeford': 37.3, 'Los Banos': 37.7, 'Metcalf': 38.3, 'Coyote': 38.7, 'Lone Tree': 39.5} | 506449.5625 | 45696.0703 | 9.023% | 460753.4922 | 90.98% | 103054.3594 | 20.35% | 303713.1406 | 59.97% | 14.8524 | 61369.207 | 12.12% | 248485.3594 | 49.06% | 1 | 63803.7852 | 12.6% | 0 | 0% | 264507.9688 | 52.23% | 241941.5938 | 85416.0078 | 16.87% | 421033.5547 | 105963.25 | 20.92% | 400486.3125 | 289599.8438 | 57.18% | 216849.7188 | 132565.5938 | 26.18% | 373883.9688 | 15884.6543 | 3.136% | 490564.9082
234 | GWF Hanford | SPGE | {'Leprino Jct': 10.6, 'Corcoran': 12.2, 'Henrietta': 14.4, 'Kingsburg': 15.5, 'Rector': 22.6, 'McCall': 23.6, 'Alpaugh': 23.7, 'Wahtoke': 26.2, 'Reedley': 27.6, 'Olive': 28.0, 'Gates': 28.1, 'Schindler': 28.9, 'Mc Mullin': 29.3, 'Malaga': 29.6, 'Sanger': 30.3, 'Cal Ave': 31.7, 'West Fresno': 32.4, 'Kearney': 32.8, 'Avenal': 33.1, 'Helm': 36.9, 'Arco': 37.2, 'Smyrna': 39.6} | 650139.25 | 275242.0625 | 42.34% | 374897.1875 | 57.66% | 115459.4297 | 17.76% | 443501.6953 | 68.22% | 10.7191 | 315971.6562 | 48.6% | 268330.5938 | 41.27% | 0 | 0 | 0% | 0 | 0% | 58003.9336 | 8.922% | 592135.3164 | 30979.9785 | 4.765% | 619159.2715 | 56706.4023 | 8.722% | 593432.8477 | 108376.8359 | 16.67% | 541762.4141 | 0 | 0% | 650139.25 | 19832.9883 | 3.051% | 630306.2617
235 | Tevis | SPGE | {'Stockdale': 3.5, 'Kern Power': 4.5, 'Rosedale': 4.9, 'Renfro': 5.1, 'Westpark': 6.3, 'Tupman': 8.3, '7th Standard': 8.3, 'Bakersfield': 8.4, 'Kern Oil': 10.3, 'Norco': 10.4, 'Rio Bravo': 11.3, 'Columbus': 12.0, 'Magunden': 12.0, 'Sycamore': 12.0, 'Lerdo': 12.5, 'California Water': 14.7, 'Regulus': 15.1, 'Lamont': 15.2, 'Elk Hills': 15.4, 'Grimway': 15.9, 'Shafter': 17.1, 'Wheeler Ridge': 18.1, 'Midway': 19.1, 'Poso Mountain': 19.2, 'Charca': 22.8, 'Taft': 23.6, 'Semitropic': 26.1, 'Pastoria': 31.1, 'Goose Lake': 32.0, 'Temblor': 32.3, 'Smyrna': 33.1, 'Kernridge': 35.5, 'Vestal': 36.1} | 582896.4375 | 87800.9297 | 15.06% | 495095.5078 | 84.94% | 85828.0234 | 14.72% | 457782.7266 | 78.54% | 9.4737 | 87380.6562 | 14.99% | 300342.0625 | 51.53% | 1 | 20374.4883 | 3.495% | 0 | 0% | 129149.0156 | 22.16% | 453747.4219 | 124263.4531 | 21.32% | 458632.9844 | 227706.8125 | 39.06% | 355189.625 | 290471.9688 | 49.83% | 292424.4688 | 17615.1582 | 3.022% | 565281.2793 | 25764.5762 | 4.42% | 557131.8613
236 | Otay Mesa | SAN DIEGO | {'Miguel': 8.3, 'Bay Boulevard': 11.0, 'Silvergate': 15.9, 'Mission': 19.6, 'Suncrest': 21.0, 'Old Town': 21.1, 'Kearny': 22.0, 'Sycamore Canyon': 24.6, 'Penasquitos': 29.7, 'Escondido': 39.8} | 65943.0391 | 5777.2593 | 8.761% | 60165.7798 | 91.24% | 5330.2354 | 8.083% | 32823.3506 | 49.78% | 20.1368 | 120.142 | 0.1822% | 67.2157 | 0.1019% | 0 | 6978.77 | 10.58% | 53960.5234 | 81.83% | 10094.9111 | 15.31% | 55848.1279 | 27167.0645 | 41.2% | 38775.9746 | 52336.957 | 79.37% | 13606.082 | 53005.6172 | 80.38% | 12937.4219 | 30926.9902 | 46.9% | 35016.0488 | 2375.7656 | 3.603% | 63567.2734
237 | Redondo | GREATER LA METRO | {'El Nido': 3.4, 'La Fresa': 3.5, 'Chevmain': 3.8, 'El Segundo': 4.6, 'Arcogen': 8.6, 'Hinson': 9.7, 'Harborgen': 10.4, 'La Cienega': 10.5, 'Long Beach': 11.0, 'Lighthipe': 12.4, 'Laguna Bell': 16.4, 'Del Amo': 16.7, 'Center': 17.1, 'Alamitos': 17.6, 'Mesa (SCE)': 20.6, 'Barre': 23.5, 'Goodrich': 27.1, 'Huntington Beach': 27.4, 'Walnut': 27.5, 'Olinda': 27.6, 'Ellis': 28.0, 'Gould': 28.2, 'Lewis': 28.2, 'Rio Hondo': 29.3, 'Villa Park': 31.9, 'Johanna': 32.2, 'Sylmar': 32.2, 'Serrano': 34.4, 'Santiago': 37.9} | 7465.1646 | 2907.8655 | 38.95% | 4557.2991 | 61.05% | 1163.5048 | 15.59% | 3589.9576 | 48.09% | 23.3056 | 0 | 0% | 0 | 0% | 0 | 1223.1572 | 16.38% | 496.7683 | 6.654% | 352.3645 | 4.72% | 7112.8001 | 468.9365 | 6.282% | 6996.228 | 3505.5547 | 46.96% | 3959.6099 | 3857.9189 | 51.68% | 3607.2456 | 569.3622 | 7.627% | 6895.8023 | 310.8471 | 4.164% | 7154.3174
238 | Arkansas | GREATER IMPERIAL | {'Sonora': 2.7, 'IID System': 7.8, 'El Centro': 23.2, 'High Line': 27.5, 'Imperial Valley': 32.1, 'Redbluff': 39.9} | 355614.3438 | 85024.9141 | 23.91% | 270589.4297 | 76.09% | 43714.2891 | 12.29% | 302136.3359 | 84.96% | 8.1359 | 79229.8672 | 22.28% | 181152.8438 | 50.94% | 0 | 0 | 0% | 0 | 0% | 14720.165 | 4.139% | 340894.1787 | 82252.6406 | 23.13% | 273361.7031 | 97873.2188 | 27.52% | 257741.125 | 111297.6641 | 31.3% | 244316.6797 | 14062.4766 | 3.954% | 341551.8672 | 21962.1738 | 6.176% | 333652.1699
239 | Cal Water | SPGE | {'Columbus': 2.7, 'Magunden': 4.4, 'Sycamore': 5.5, 'Bakersfield': 6.3, 'Kern Oil': 6.9, 'Westpark': 8.5, 'Lamont': 8.9, 'Regulus': 8.9, 'Poso Mountain': 10.0, 'Rosedale': 10.5, 'Kern Power': 11.5, 'Stockdale': 11.9, 'Grimway': 12.3, '7th Standard': 13.0, 'Tevis': 14.7, 'Renfro': 15.0, 'Lerdo': 15.1, 'Rio Bravo': 20.3, 'Tupman': 21.4, 'Wheeler Ridge': 23.4, 'Shafter': 24.3, 'Norco': 24.9, 'Charca': 27.1, 'Elk Hills': 30.1, 'Vestal': 30.8, 'Midway': 31.1, 'Semitropic': 32.6, 'Pastoria': 33.7, 'Highwind': 37.0, 'Smyrna': 37.3, 'Taft': 38.3} | 496894.625 | 67429.0547 | 13.57% | 429465.5703 | 86.43% | 102838.0703 | 20.7% | 363179.5859 | 73.09% | 8.6543 | 26011.8262 | 5.235% | 161875.1562 | 32.58% | 1 | 173161.9219 | 34.85% | 5330.7402 | 1.073% | 260252.1406 | 52.38% | 236642.4844 | 94289.4062 | 18.98% | 402605.2188 | 155180.3281 | 31.23% | 341714.2969 | 299680.8438 | 60.31% | 197213.7812 | 158051.5312 | 31.81% | 338843.0938 | 14021.8506 | 2.822% | 482872.7744
240 | Grimway | SPGE | {'Lamont': 3.4, 'Regulus': 3.4, 'Magunden': 8.6, 'Columbus': 11.3, 'California Water': 12.3, 'Bakersfield': 12.6, 'Stockdale': 12.6, 'Wheeler Ridge': 12.7, 'Westpark': 13.4, 'Rosedale': 15.2, 'Sycamore': 15.9, 'Tevis': 15.9, 'Kern Oil': 16.1, 'Kern Power': 16.2, 'Renfro': 19.7, '7th Standard': 20.2, 'Pastoria': 21.6, 'Poso Mountain': 22.2, 'Lerdo': 24.0, 'Tupman': 24.3, 'Norco': 25.5, 'Rio Bravo': 26.3, 'Highwind': 29.1, 'Elk Hills': 29.2, 'Shafter': 31.7, 'Bailey': 32.8, 'Midway': 35.1, 'Windhub': 35.9, 'Taft': 36.0, 'Whirlwind': 36.0, 'Charca': 36.1} | 467332.7812 | 51957.5977 | 11.12% | 415375.1836 | 88.88% | 85202.7344 | 18.23% | 339844.8906 | 72.72% | 9.9875 | 44893.4023 | 9.606% | 196806 | 42.11% | 1 | 88802.4062 | 19% | 37654.6367 | 8.057% | 195641.5625 | 41.86% | 271691.2188 | 99415.6875 | 21.27% | 367917.0938 | 153671.6094 | 32.88% | 313661.1719 | 261928.1094 | 56.05% | 205404.6719 | 96322.5547 | 20.61% | 371010.2266 | 10901.1787 | 2.333% | 456431.6025
241 | Viejo | GREATER LA METRO | {'Santiago': 7.2, 'Trabuco': 7.4, 'Margarita': 8.1, 'Capistrano': 10.7, 'Johanna': 12.5, 'Lee Lake (Proposed)': 12.5, 'Serrano': 14.0, 'Villa Park': 15.1, 'Talega': 15.3, 'Ellis': 17.4, 'Lewis': 17.7, 'Huntington Beach': 19.4, 'San Onofre': 21.1, 'Barre': 21.9, 'Chino': 22.9, 'Mira Loma': 23.9, 'Olinda': 25.1, 'Alamitos': 27.2, 'Valley': 28.5, 'Del Amo': 29.0, 'Walnut': 29.4, 'Rancho Vista': 29.7, 'Etiwanda': 29.8, 'Padua': 31.2, 'Vista': 31.8, 'Center': 32.2, 'Lighthipe': 34.0, 'Long Beach': 34.3, 'Harborgen': 34.6, 'Hinson': 35.0, 'Rio Hondo': 35.9, 'Laguna Bell': 36.0, 'Arcogen': 36.1, 'San Luis Rey': 36.1, 'San Bernardino': 36.7, 'Mesa (SCE)': 37.1, 'El Casco': 38.5} | 77714.8438 | 6278.3955 | 8.079% | 71436.4482 | 91.92% | 15364.6514 | 19.77% | 33960.2588 | 43.7% | 33.0883 | 1063.702 | 1.369% | 738.2139 | 0.9499% | 0 | 29078.3086 | 37.42% | 38281.6758 | 49.26% | 26167.0938 | 33.67% | 51547.75 | 33157.4258 | 42.67% | 44557.418 | 45760.0195 | 58.88% | 31954.8242 | 64666.1484 | 83.21% | 13048.6953 | 31299.2793 | 40.27% | 46415.5645 | 8301.3164 | 10.68% | 69413.5273
242 | Kelso | NORTHERN CALIFORNIA | {'Delta Switching Yard': 1.0, 'Green Ridge Midway': 5.0, 'Tesla': 6.2, 'Brentwood': 9.3, 'Cayetano': 10.0, 'Lone Tree': 13.4, 'Contra Costa': 17.1, 'Vierra': 18.0, 'Stagg': 19.3, 'Weber': 21.5, 'Eight Mile': 21.9, 'Clayton': 22.4, 'Pittsburg': 23.0, 'Ripon': 25.1, 'Birds Landing': 25.8, 'Westley': 26.4, 'Shilo III': 28.9, 'Newark': 29.3, 'Grand Island': 30.0, 'East Shore': 30.5, 'Los Esteros': 31.3, 'Martinez': 31.8, 'Lockeford': 32.7, 'Schulte Switching Station': 34.8, 'Bellota': 35.5, 'Riverbank': 38.1, 'Peabody': 39.2} | 407704.5 | 8742.9502 | 2.144% | 398961.5498 | 97.86% | 116880.6953 | 28.67% | 244340.3672 | 59.93% | 12 | 28356.3125 | 6.955% | 163532.5781 | 40.11% | 0 | 68680.5156 | 16.85% | 6995.9697 | 1.716% | 183787.2031 | 45.08% | 223917.2969 | 150938.875 | 37.02% | 256765.625 | 159237.7656 | 39.06% | 248466.7344 | 241954.7812 | 59.35% | 165749.7188 | 83129.7969 | 20.39% | 324574.7031 | 28947.5254 | 7.1% | 378756.9746
243 | BlytheSC 161 kV | RIVERSIDE | {'Colorado River': 12.6} | 243031.7969 | 49264.0898 | 20.27% | 193767.707 | 79.73% | 92296.1875 | 37.98% | 129810.3125 | 53.41% | 7.5481 | 37337.0273 | 15.36% | 52823.0391 | 21.74% | 0 | 0 | 0% | 0 | 0% | 82854.2422 | 34.09% | 160177.5547 | 92622.2422 | 38.11% | 150409.5547 | 66386.0938 | 27.32% | 176645.7031 | 123683.7734 | 50.89% | 119348.0234 | 91684.1172 | 37.73% | 151347.6797 | 5456.5239 | 2.245% | 237575.2729
244 | Windhub | GREATER TEHACHAPI | {'Highwind': 7.1, 'Whirlwind': 15.0, 'Antelope': 24.0, 'Pastoria': 32.6, 'Bailey': 33.2, 'Grimway': 35.9, 'Lamont': 37.5, 'Regulus': 37.6, 'Vincent': 39.0, 'Wheeler Ridge': 39.6} | 415640.375 | 134655.7031 | 32.4% | 280984.6719 | 67.6% | 66211.3984 | 15.93% | 120439.5391 | 28.98% | 37.8764 | 1271.1506 | 0.3058% | 7481.8501 | 1.8% | 0 | 123165.7734 | 29.63% | 27739.0156 | 6.674% | 134869.5781 | 32.45% | 280770.7969 | 91739.2891 | 22.07% | 323901.0859 | 101782.7969 | 24.49% | 313857.5781 | 229703.2969 | 55.26% | 185937.0781 | 118550.8438 | 28.52% | 297089.5312 | 5211.7095 | 1.254% | 410428.6655
245 | Camanche | NORTHERN CALIFORNIA | {'Lockeford': 9.9, 'Bellota': 13.7, 'Eight Mile': 22.0, 'Stagg': 23.3, 'Weber': 23.4, 'Grand Island': 30.8, 'Gold Hill': 31.3, 'Riverbank': 31.4, 'Vierra': 31.8, 'Ripon': 32.3, 'Warnerville': 34.8, 'Peoria': 35.8, 'UltraPower Chinese Station': 37.8, 'Placerville': 38.0} | 477879.6875 | 54117.6836 | 11.32% | 423762.0039 | 88.68% | 55839.1641 | 11.68% | 290315.3984 | 60.75% | 16 | 94894.2031 | 19.86% | 103909.9688 | 21.74% | 1 | 111285.625 | 23.29% | 0 | 0% | 254457.0312 | 53.25% | 223422.6562 | 109800.6641 | 22.98% | 368079.0234 | 204387.6875 | 42.77% | 273492 | 327283.625 | 68.49% | 150596.0625 | 158447.5312 | 33.16% | 319432.1562 | 74259.3438 | 15.54% | 403620.3438
246 | Whirlwind | GREATER TEHACHAPI | {'Antelope': 14.1, 'Windhub': 15.0, 'Highwind': 16.9, 'Bailey': 20.1, 'Pastoria': 23.7, 'Pardee': 30.2, 'Saugus': 31.2, 'Vincent': 31.4, 'Wheeler Ridge': 34.5, 'Grimway': 36.0, 'Sylmar': 38.4, 'Lamont': 38.6, 'Regulus': 38.7} | 418079.125 | 135689.5469 | 32.46% | 282389.5781 | 67.54% | 48766.0508 | 11.66% | 128526.0742 | 30.74% | 38.3 | 4581.9839 | 1.096% | 9135.9307 | 2.185% | 0 | 150379.4844 | 35.97% | 52277.4961 | 12.5% | 99649.7891 | 23.84% | 318429.3359 | 143873.4062 | 34.41% | 274205.7188 | 133057.9375 | 31.83% | 285021.1875 | 235173.7969 | 56.25% | 182905.3281 | 82939.9062 | 19.84% | 335139.2188 | 9959.1533 | 2.382% | 408119.9717
247 | El Casco | RIVERSIDE | {'San Bernardino': 12.1, 'Vista': 14.8, 'Valley': 16.3, 'Lee Lake (Proposed)': 26.1, 'Etiwanda': 27.2, 'Rancho Vista': 27.6, 'Mira Loma': 28.1, 'Devers': 28.8, 'Lugo': 32.2, 'Padua': 34.0, 'Chino': 34.6, 'Viejo': 38.5, 'Calcite': 39.3} | 189982.2344 | 28552.5703 | 15.03% | 161429.6641 | 84.97% | 40258.6484 | 21.19% | 92173.1172 | 48.52% | 24 | 9782.0186 | 5.149% | 4195.2202 | 2.208% | 0 | 45715.5664 | 24.06% | 129269.6641 | 68.04% | 54323.0234 | 28.59% | 135659.2109 | 68187.5234 | 35.89% | 121794.7109 | 110890.6094 | 58.37% | 79091.625 | 138019.1406 | 72.65% | 51963.0938 | 80467.7656 | 42.36% | 109514.4688 | 9409.6494 | 4.953% | 180572.585
248 | Suncrest | SAN DIEGO | {'Miguel': 19.7, 'Otay Mesa': 21.0, 'Sycamore Canyon': 21.6, 'Kearny': 26.2, 'Mission': 26.5, 'Bay Boulevard': 27.7, 'Silvergate': 28.0, 'Old Town': 29.8, 'Penasquitos': 32.1, 'Escondido': 33.3, 'ECO': 34.9, 'Ocotillo': 37.6} | 229150.7188 | 20702.4863 | 9.034% | 208448.2324 | 90.97% | 57348.4688 | 25.03% | 115546.7812 | 50.42% | 13.5317 | 671.4389 | 0.293% | 603.6052 | 0.2634% | 0 | 6049.855 | 2.64% | 223100.0938 | 97.36% | 58370.6914 | 25.47% | 170780.0273 | 75231.4844 | 32.83% | 153919.2344 | 121668.125 | 53.1% | 107482.5938 | 155419.7969 | 67.82% | 73730.9219 | 137264.4531 | 59.9% | 91886.2656 | 9971.6484 | 4.352% | 219179.0703
249 | Colorado River | RIVERSIDE | {'BlytheSC 161 kV': 12.6, 'Redbluff': 29.8} | 248386.4531 | 49539.9414 | 19.94% | 198846.5117 | 80.06% | 93306.1406 | 37.56% | 133477.6406 | 53.74% | 7.2896 | 37174.0391 | 14.97% | 52604.543 | 21.18% | 0 | 0 | 0% | 0 | 0% | 93834.7812 | 37.78% | 154551.6719 | 96891.7656 | 39.01% | 151494.6875 | 73000.3203 | 29.39% | 175386.1328 | 133982.9062 | 53.94% | 114403.5469 | 90403.4844 | 36.4% | 157982.9688 | 3609.5356 | 1.453% | 244776.9175
250 | Red bluff | RIVERSIDE | {'Kern': 15.1, 'Colorado River': 29.8, 'IID System': 37.1, 'Sonora': 37.2, 'Arkansas': 39.9} | 63519.2852 | 9064.1523 | 14.27% | 54455.1328 | 85.73% | 31982.2461 | 50.35% | 17505.25 | 27.56% | 3.4361 | 13.475 | 0.02121% | 0 | 0% | 0 | 0 | 0% | 0 | 0% | 24926.0625 | 39.24% | 38593.2227 | 16152.5332 | 25.43% | 47366.752 | 9843.2637 | 15.5% | 53676.0215 | 33019.1367 | 51.98% | 30500.1484 | 18718.2891 | 29.47% | 44800.9961 | 575.2018 | 0.9056% | 62944.0834
251 | Ocotillo Express | GREATER IMPERIAL | {'ECO': 9.2, 'Imperial Valley': 19.2, 'El Centro': 29.8, 'Suncrest': 37.6} | 112414.2422 | 26627.375 | 23.69% | 85786.8672 | 76.31% | 40977.25 | 36.45% | 58858.9297 | 52.36% | 7.5843 | 2437.0122 | 2.168% | 10600.583 | 9.43% | 0 | 38988.8633 | 34.68% | 9999.6934 | 8.895% | 10911.1611 | 9.706% | 101503.0811 | 17827.957 | 15.86% | 94586.2852 | 32813.7969 | 29.19% | 79600.4453 | 44099.9102 | 39.23% | 68314.332 | 49412.4727 | 43.96% | 63001.7695 | 4036.2278 | 3.59% | 108378.0144
252 | Ivanpah | SNV ELDORADO DESERT | {'Primm': 9.5, 'Eldorado': 31.2, 'Sandy': 33.3, 'Sloan Canyon (fka Bob)': 33.8} | 6200.874 | 406.7357 | 6.559% | 5794.1383 | 93.44% | 2051.2756 | 33.08% | 497.4231 | 8.022% | 1.9364 | 0 | 0% | 0 | 0% | 0 | 0 | 0% | 0 | 0% | 3997.6018 | 64.47% | 2203.2722 | 3790.1562 | 61.12% | 2410.7178 | 717.2822 | 11.57% | 5483.5919 | 4712.9048 | 76% | 1487.9692 | 3262.8713 | 52.62% | 2938.0027 | 40.8243 | 0.6584% | 6160.0498
253 | Alamitos | GREATER LA METRO | {'Del Amo': 5.7, 'Long Beach': 7.3, 'Barre': 7.4, 'Harborgen': 7.5, 'Hinson': 8.0, 'Arcogen': 9.1, 'Lighthipe': 9.1, 'Ellis': 10.5, 'Huntington Beach': 10.8, 'Center': 11.3, 'Lewis': 11.9, 'Johanna': 14.6, 'Laguna Bell': 14.8, 'La Fresa': 15.3, 'Villa Park': 15.6, 'Olinda': 16.1, 'Redondo': 17.6, 'El Nido': 18.2, 'Serrano': 18.3, 'Mesa (SCE)': 18.8, 'Walnut': 18.8, 'Chevmain': 19.9, 'Santiago': 20.3, 'El Segundo': 21.1, 'La Cienega': 22.9, 'Rio Hondo': 24.4, 'Goodrich': 26.6, 'Viejo': 27.2, 'Trabuco': 28.2, 'Chino': 29.0, 'Capistrano': 30.4, 'Margarita': 30.9, 'Gould': 31.9, 'Mira Loma': 35.0, 'Padua': 36.0, 'Talega': 37.2, 'Lee Lake (Proposed)': 37.4, 'Rancho Vista': 39.4, 'Etiwanda': 39.7} | 11925.7441 | 2650.677 | 22.23% | 9275.0671 | 77.77% | 1060.3126 | 8.891% | 3921.7684 | 32.88% | 47.5 | 0 | 0% | 0 | 0% | 0 | 136.4639 | 1.144% | 1105.3824 | 9.269% | 152.7271 | 1.281% | 11773.017 | 1492.1733 | 12.51% | 10433.5708 | 8329.335 | 69.84% | 3596.4092 | 8482.0615 | 71.12% | 3443.6826 | 0 | 0% | 11925.7441 | 571.5706 | 4.793% | 11354.1735
254 | Shilo III | NORTHERN CALIFORNIA | {'Birds Landing': 3.2, 'Pittsburg': 9.6, 'Peabody': 10.5, 'Contra Costa': 12.2, 'Grand Island': 14.6, 'Lone Tree': 16.1, 'Vaca Dixon': 16.5, 'Clayton': 16.9, 'Martinez': 18.1, 'Brentwood': 19.6, 'Carquinez': 22.5, 'Tulucay': 23.5, 'Putah Creek': 25.7, 'Davis': 26.7, 'Eight Mile': 26.7, 'Delta Switching Yard': 28.3, 'Kelso': 28.9, 'Stagg': 29.8, 'Cayetano': 30.1, 'Green Ridge Midway': 33.7, 'Tesla': 35.1, 'Woodland': 35.5, 'Weber': 37.3, 'Lockeford': 37.5, 'Ignacio': 38.3} | 371728.9688 | 50960.3906 | 13.71% | 320768.5781 | 86.29% | 67334.5078 | 18.11% | 258151.2422 | 69.45% | 12.31 | 93873.6953 | 25.25% | 123115.2422 | 33.12% | 0 | 31029.1582 | 8.347% | 1572.63 | 0.4231% | 65664.9922 | 17.66% | 306063.9766 | 91631.0391 | 24.65% | 280097.9297 | 95949.0391 | 25.81% | 275779.9297 | 152029.5625 | 40.9% | 219699.4062 | 25372.9297 | 6.826% | 346356.0391 | 60225.4492 | 16.2% | 311503.5195
255 | ECO | GREATER IMPERIAL | {'Ocotillo': 9.2, 'Imperial Valley': 24.6, 'Suncrest': 34.9, 'El Centro': 36.3} | 94073.6719 | 24401.8848 | 25.94% | 69671.7871 | 74.06% | 26514.7051 | 28.19% | 54546.5996 | 57.98% | 8.5168 | 170.881 | 0.1816% | 277.1082 | 0.2946% | 0 | 44717.2305 | 47.53% | 28517.7148 | 30.31% | 13765.2549 | 14.63% | 80308.417 | 11939.4229 | 12.69% | 82134.249 | 22455.4727 | 23.87% | 71618.1992 | 39353.8047 | 41.83% | 54719.8672 | 46728.207 | 49.67% | 47345.4648 | 1449.5448 | 1.541% | 92624.1271
256 | IID System | GREATER IMPERIAL | {'Sonora': 7.6, 'Arkansas': 7.8, 'El Centro': 27.8, 'Imperial Valley': 34.5, 'High Line': 34.6, 'Redbluff': 37.1} | 312333.6562 | 82770.0391 | 26.5% | 229563.6172 | 73.5% | 40650.9922 | 13.02% | 256887.2266 | 82.25% | 8.2 | 67079.4531 | 21.48% | 133818.9688 | 42.84% | 0 | 0 | 0% | 0 | 0% | 10226.5586 | 3.274% | 302107.0977 | 83912.8906 | 26.87% | 228420.7656 | 103142.8906 | 33.02% | 209190.7656 | 114763.3984 | 36.74% | 197570.2578 | 15797.6338 | 5.058% | 296536.0225 | 20131.7012 | 6.446% | 292201.9551
257 | Sonora | GREATER IMPERIAL | {'Arkansas': 2.7, 'IID System': 7.6, 'El Centro': 25.8, 'High Line': 29.4, 'Imperial Valley': 34.8, 'Redbluff': 37.2} | 321085.9688 | 75665.5078 | 23.57% | 245420.4609 | 76.43% | 41227.0195 | 12.84% | 270153.4492 | 84.14% | 8.0687 | 73278.0625 | 22.82% | 157836.5938 | 49.16% | 0 | 0 | 0% | 0 | 0% | 12542.7725 | 3.906% | 308543.1963 | 84092.6719 | 26.19% | 236993.2969 | 100794.2734 | 31.39% | 220291.6953 | 111925.3672 | 34.86% | 209160.6016 | 12573.6758 | 3.916% | 308512.293 | 20396.0039 | 6.352% | 300689.9648
258 | Caliente | SPGE | {'Carrizo Plains': 6.9, 'Solar SS': 8.1, 'Kernridge': 10.9, 'Temblor': 12.5, 'Goose Lake': 24.4, 'Midway': 26.3, 'Arco': 27.4, 'Taft': 29.8, 'Semitropic': 31.0, 'Cholame': 31.7, 'Elk Hills': 32.3, 'Norco': 34.9, 'Shafter': 35.0, 'Smyrna': 35.0, 'Tupman': 36.5, 'Charca': 36.9, 'Rio Bravo': 37.3, 'Mesa': 39.6} | 491961.5 | 67785.1797 | 13.78% | 424176.3203 | 86.22% | 206245.8125 | 41.92% | 258485.8438 | 52.54% | 7.2675 | 16824.3652 | 3.42% | 56419.8164 | 11.47% | 0 | 52399.6602 | 10.65% | 0 | 0% | 227629.5312 | 46.27% | 264331.9688 | 69814.5156 | 14.19% | 422146.9844 | 123854.5703 | 25.18% | 368106.9297 | 320107.4062 | 65.07% | 171854.0938 | 191835.5156 | 38.99% | 300125.9844 | 10996.7744 | 2.235% | 480964.7256
259 | Regulus | SPGE | {'Lamont': 0.1, 'Grimway': 3.4, 'Magunden': 5.5, 'Columbus': 8.2, 'California Water': 8.9, 'Bakersfield': 10.1, 'Westpark': 11.3, 'Stockdale': 11.6, 'Sycamore': 12.9, 'Rosedale': 13.3, 'Kern Oil': 13.3, 'Kern Power': 14.4, 'Tevis': 15.1, 'Wheeler Ridge': 15.7, '7th Standard': 18.0, 'Renfro': 18.1, 'Poso Mountain': 18.9, 'Lerdo': 21.5, 'Tupman': 23.3, 'Rio Bravo': 24.6, 'Pastoria': 25.0, 'Norco': 25.2, 'Elk Hills': 29.4, 'Shafter': 29.7, 'Highwind': 30.6, 'Charca': 33.8, 'Midway': 34.1, 'Bailey': 36.3, 'Taft': 36.7, 'Windhub': 37.6, 'Semitropic': 38.6, 'Whirlwind': 38.7, 'Vestal': 39.6} | 469446.75 | 58560.6328 | 12.47% | 410886.1172 | 87.53% | 94522.1953 | 20.13% | 333202.6484 | 70.98% | 10.1688 | 39339.7969 | 8.38% | 185593.4062 | 39.53% | 0 | 113821.9922 | 24.25% | 31561.3828 | 6.723% | 204599.3125 | 43.58% | 264847.4375 | 99400.5859 | 21.17% | 370046.1641 | 151133.5312 | 32.19% | 318313.2188 | 260817.4062 | 55.56% | 208629.3438 | 111062.2578 | 23.66% | 358384.4922 | 12838.043 | 2.735% | 456608.707
260 | Geysers 12 | NORTHERN CALIFORNIA | {'Eagle Rock': 6.0, 'Cloverdale': 14.1, 'Fulton': 17.7, 'Hopland': 23.2, 'Bellevue': 26.0, 'Penngrove': 30.6, 'Ukiah': 35.7, 'Lakeville': 36.0, 'Cortina': 38.2, 'Calpella': 38.6} | 379782.5625 | 18550.7246 | 4.885% | 361231.8379 | 95.12% | 40733.8438 | 10.73% | 271142.125 | 71.39% | 11.3004 | 24057.125 | 6.334% | 26514.2031 | 6.981% | 0 | 161882.7656 | 42.63% | 159202.5781 | 41.92% | 225742.5156 | 59.44% | 154040.0469 | 165100.9844 | 43.47% | 214681.5781 | 282734.5625 | 74.45% | 97048 | 348064.0938 | 91.65% | 31718.4688 | 164753.5938 | 43.38% | 215028.9688 | 8766.0732 | 2.308% | 371016.4893
261 | Solar SS | SPGE | {'Carrizo Plains': 1.1, 'Caliente': 8.1, 'Kernridge': 18.5, 'Temblor': 20.5, 'Cholame': 26.1, 'Arco': 28.4, 'Goose Lake': 31.0, 'San Luis Obispo': 33.5, 'Mustang': 33.8, 'Mesa': 34.0, 'Midway': 34.3, 'Oceano': 35.2, 'Taft': 36.8, 'Templeton': 36.9, 'Sisquoc': 38.0, 'Semitropic': 38.2} | 512034.9375 | 59849.3516 | 11.69% | 452185.5859 | 88.31% | 246541.3906 | 48.15% | 240772.6406 | 47.02% | 6.6802 | 15415.415 | 3.011% | 14625.1318 | 2.856% | 0 | 93662.2344 | 18.29% | 9945.1748 | 1.942% | 237889.0312 | 46.46% | 274145.9062 | 68577.3984 | 13.39% | 443457.5391 | 127651.7734 | 24.93% | 384383.1641 | 335545.4375 | 65.53% | 176489.5 | 253226.3125 | 49.45% | 258808.625 | 13429.2217 | 2.623% | 498605.7158
262 | Olive | SPGE | {'Alpaugh': 4.6, 'Smyrna': 12.5, 'Corcoran': 15.9, 'Semitropic': 20.5, 'Vestal': 20.6, 'Charca': 21.1, 'Goose Lake': 21.8, 'Shafter': 27.5, 'Arco': 27.6, 'GWF Hanford Sw Sta': 28.0, 'Rector': 30.2, 'Springville': 31.9, 'Lerdo': 32.0, 'Leprino Jct': 32.1, 'Rio Bravo': 33.1, 'Midway': 34.1, 'Henrietta': 34.9, 'Kernridge': 35.5, 'Poso Mountain': 36.0, '7th Standard': 36.2, 'Avenal': 38.0, 'Temblor': 38.3, 'Renfro': 38.6, 'Tupman': 38.8, 'Kern Oil': 39.6, 'Sycamore': 40.0} | 640464.625 | 188769.8438 | 29.47% | 451694.7812 | 70.53% | 147718.2031 | 23.06% | 456071.3594 | 71.21% | 8.5 | 226190.5156 | 35.32% | 283408.9062 | 44.25% | 0 | 0 | 0% | 0 | 0% | 193756 | 30.25% | 446708.625 | 36404.5977 | 5.684% | 604060.0273 | 105726.2109 | 16.51% | 534738.4141 | 267016.6562 | 41.69% | 373447.9688 | 373.6719 | 0.05834% | 640090.9531 | 32588.0527 | 5.088% | 607876.5723
263 | 7th Standard | SPGE | {'Renfro': 4.0, 'Lerdo': 4.3, 'Kern Power': 4.5, 'Rosedale': 5.3, 'Kern Oil': 6.2, 'Westpark': 6.8, 'Rio Bravo': 7.3, 'Bakersfield': 8.0, 'Sycamore': 8.0, 'Tevis': 8.3, 'Stockdale': 9.2, 'Tupman': 9.8, 'Columbus': 11.2, 'Shafter': 11.7, 'Poso Mountain': 12.8, 'Magunden': 13.0, 'California Water': 13.0, 'Norco': 14.6, 'Charca': 16.0, 'Regulus': 18.0, 'Lamont': 18.1, 'Midway': 18.3, 'Elk Hills': 20.2, 'Grimway': 20.2, 'Semitropic': 20.5, 'Wheeler Ridge': 25.8, 'Smyrna': 26.5, 'Goose Lake': 27.6, 'Vestal': 27.9, 'Taft': 28.8, 'Temblor': 32.1, 'Kernridge': 34.3, 'Olive': 36.2, 'Pastoria': 38.4} | 601004.875 | 88543.6562 | 14.73% | 512461.2188 | 85.27% | 103250.7031 | 17.18% | 457669.7344 | 76.15% | 9.7778 | 67060.5625 | 11.16% | 285496.0625 | 47.5% | 0 | 73914.2734 | 12.3% | 0 | 0% | 203652.625 | 33.89% | 397352.25 | 111758.3281 | 18.6% | 489246.5469 | 214751.1562 | 35.73% | 386253.7188 | 323637.8125 | 53.85% | 277367.0625 | 61810.7578 | 10.28% | 539194.1172 | 25263.8809 | 4.204% | 575740.9941
264 | Delevan | NORTHERN CALIFORNIA | {'Cortina': 17.3, 'Glenn': 29.1, 'Pease': 35.3, 'Thermalito': 35.5, 'Table Mountain': 35.8, 'Honcut': 36.2, 'Wyandotte': 39.9} | 638098.375 | 100279.8672 | 15.72% | 537818.5078 | 84.28% | 210315.3125 | 32.96% | 410631.625 | 64.35% | 6.663 | 159110.9844 | 24.94% | 177312.7344 | 27.79% | 0 | 161079.4219 | 25.24% | 0 | 0% | 193600.25 | 30.34% | 444498.125 | 83006.9453 | 13.01% | 555091.4297 | 200508.9844 | 31.42% | 437589.3906 | 346994.6562 | 54.38% | 291103.7188 | 200957.3125 | 31.49% | 437141.0625 | 27498.998 | 4.31% | 610599.377
265 | Mustang | SPGE | {'San Luis Obispo': 3.7, 'Morro Bay': 12.2, 'Diablo': 12.9, 'Oceano': 15.2, 'Templeton': 16.7, 'Mesa': 23.9, 'Cholame': 31.3, 'Solar SS': 33.8, 'Carrizo Plains': 34.9, 'Sisquoc': 35.1} | 336923.9375 | 83630.0781 | 24.82% | 253293.8594 | 75.18% | 52021.9062 | 15.44% | 246374.4062 | 73.12% | 9.6141 | 20814.6387 | 6.178% | 14706.8047 | 4.365% | 1 | 129197.625 | 38.35% | 115301.5234 | 34.22% | 85067.6719 | 25.25% | 251856.2656 | 63897.2969 | 18.96% | 273026.6406 | 143189.9219 | 42.5% | 193734.0156 | 180499.8281 | 53.57% | 156424.1094 | 148952.2969 | 44.21% | 187971.6406 | 19271.3203 | 5.72% | 317652.6172
266 | Tranquility | SPGE | {'Cheney': 7.6, 'Mendota': 9.5, 'Panoche': 10.7, 'Cantua': 11.6, 'Helm': 12.7, 'Newhall': 19.6, 'Schindler': 19.7, 'Mc Mullin': 23.1, 'Oro Loma': 24.8, 'Kearney': 30.1, 'Dairyland': 32.5, 'Gregg': 32.6, 'Borden': 32.7, 'West Fresno': 33.7, 'Gates': 34.7, 'Cal Ave': 36.7, 'Henrietta': 36.8, 'Malaga': 38.3, 'Leprino Jct': 40.0} | 660038.8125 | 201003.9062 | 30.45% | 459034.9062 | 69.55% | 173736.4219 | 26.32% | 465306.8281 | 70.5% | 6.2903 | 282142.1875 | 42.75% | 214692.2031 | 32.53% | 1 | 3588.387 | 0.5437% | 0 | 0% | 247375.5469 | 37.48% | 412663.2656 | 67488.6719 | 10.22% | 592550.1406 | 120075.3828 | 18.19% | 539963.4297 | 298737.4375 | 45.26% | 361301.375 | 100467.1016 | 15.22% | 559571.7109 | 16146.2695 | 2.446% | 643892.543
267 | Calcite | GREATER KRAMER | {'Coolwater': 23.9, 'Tortilla': 24.5, 'Victor': 26.9, 'Lugo': 27.8, 'Roadway': 28.5, 'Pisgah': 35.3, 'San Bernardino': 35.5, 'El Casco': 39.3} | 160624.8125 | 42004.9688 | 26.15% | 118619.8438 | 73.85% | 24226.75 | 15.08% | 40702.9414 | 25.34% | 33.5324 | 1746.0574 | 1.087% | 657.0425 | 0.4091% | 0 | 29004.8027 | 18.06% | 370.3011 | 0.2305% | 60029.332 | 37.37% | 100595.4805 | 50236.8398 | 31.28% | 110387.9727 | 49606.6094 | 30.88% | 111018.2031 | 101226.7812 | 63.02% | 59398.0312 | 53537.625 | 33.33% | 107087.1875 | 906.0775 | 0.5641% | 159718.735
268 | Trout Canyon (fka Crazy Eyes) | SNV ELDORADO DESERT | {'Carpenter Canyon (fka Gamebird)': 9.1, 'Sandy': 9.4, 'Pahrump': 13.6, 'Vista (VEA)': 20.7, 'Desert View': 28.7, 'Innovation': 35.1, 'Primm': 39.0} | 31442.5664 | 2010.67 | 6.395% | 29431.8964 | 93.61% | 18012.3086 | 57.29% | 4980.2832 | 15.84% | 73.6111 | 150.5664 | 0.4789% | 0 | 0% | 0 | 0 | 0% | 0 | 0% | 3101.9744 | 9.866% | 28340.592 | 49.4641 | 0.1573% | 31393.1023 | 21254.1348 | 67.6% | 10188.4316 | 22854.1465 | 72.69% | 8588.4199 | 15070.2256 | 47.93% | 16372.3408 | 71.7718 | 0.2283% | 31370.7946
269 | Delaney | ARIZONA MINOR | {'Palo Verde': 12.1, 'Hassayampa': 14.1} | 0 | 0 | 0% | 0 | 0% | 0 | 0% | 0 | 0% |  | 0 | 0% | 0 | 0% | 0 | 0 | 0% | 0 | 0% | 0 | 0% | 0 | 0 | 0% | 0 | 0 | 0% | 0 | 0 | 0% | 0 | 0 | 0% | 0 | 0 | 0% | 0
270 | Desert View | SNV ELDORADO DESERT | {'Trout Canyon (fka Crazy Eyes)': 28.7, 'Sandy': 29.3, 'Carpenter Canyon (fka Gamebird)': 32.7, 'Innovation': 34.4, 'Pahrump': 35.1, 'Vista (VEA)': 35.3} | 0 | 0 | 0% | 0 | 0% | 0 | 0% | 0 | 0% |  | 0 | 0% | 0 | 0% | 0 | 0 | 0% | 0 | 0% | 0 | 0% | 0 | 0 | 0% | 0 | 0 | 0% | 0 | 0 | 0% | 0 | 0 | 0% | 0 | 0 | 0% | 0
271 | Carpenter Canyon (fka Gamebird) | SNV ELDORADO DESERT | {'Pahrump': 4.5, 'Trout Canyon (fka Crazy Eyes)': 9.1, 'Vista (VEA)': 12.4, 'Sandy': 18.4, 'Innovation': 29.2, 'Desert View': 32.7} | 31120.2871 | 145.4702 | 0.4674% | 30974.8169 | 99.53% | 17578.082 | 56.48% | 4565.6484 | 14.67% | 48.4933 | 0 | 0% | 0 | 0% | 0 | 0 | 0% | 0 | 0% | 3101.9744 | 9.968% | 28018.3127 | 800.5825 | 2.573% | 30319.7047 | 22785.1816 | 73.22% | 8335.1055 | 24385.1934 | 78.36% | 6735.0938 | 16001.1611 | 51.42% | 15119.126 | 130.6547 | 0.4198% | 30989.6324
272 | Hassayampa | ARIZONA MINOR | {'Palo Verde': 2.7, 'Delaney': 14.1} | 0 | 0 | 0% | 0 | 0% | 0 | 0% | 0 | 0% |  | 0 | 0% | 0 | 0% | 0 | 0 | 0% | 0 | 0% | 0 | 0% | 0 | 0 | 0% | 0 | 0 | 0% | 0 | 0 | 0% | 0 | 0 | 0% | 0 | 0 | 0% | 0
273 | Hoodoo Wash | ARIZONA MINOR | {} | 0 | 0 | 0% | 0 | 0% | 0 | 0% | 0 | 0% |  | 0 | 0% | 0 | 0% | 0 | 0 | 0% | 0 | 0% | 0 | 0% | 0 | 0 | 0% | 0 | 0 | 0% | 0 | 0 | 0% | 0 | 0 | 0% | 0 | 0 | 0% | 0
274 | Innovation | SNV ELDORADO DESERT | {'Vista (VEA)': 18.6, 'Lathrop': 24.0, 'Pahrump': 26.6, 'Carpenter Canyon (fka Gamebird)': 29.2, 'Valley (VEA)': 30.2, 'Desert View': 34.4, 'Trout Canyon (fka Crazy Eyes)': 35.1} | 0 | 0 | 0% | 0 | 0% | 0 | 0% | 0 | 0% |  | 0 | 0% | 0 | 0% | 0 | 0 | 0% | 0 | 0% | 0 | 0% | 0 | 0 | 0% | 0 | 0 | 0% | 0 | 0 | 0% | 0 | 0 | 0% | 0 | 0 | 0% | 0
275 | Lathrop | SNV ELDORADO DESERT | {'Valley (VEA)': 11.3, 'Innovation': 24.0, 'Beatty': 27.5, 'Vista (VEA)': 31.4, 'Pahrump': 39.4} | 2871.6289 | 0 | 0% | 2871.6289 | 100% | 2869.6335 | 99.93% | 0 | 0% | 1.0936 | 0 | 0% | 0 | 0% | 0 | 0 | 0% | 0 | 0% | 0 | 0% | 2871.6289 | 0 | 0% | 2871.6289 | 0 | 0% | 2871.6289 | 0 | 0% | 2871.6289 | 2871.6289 | 100% | 0 | 13.0398 | 0.4541% | 2858.5891
276 | Mohave | SNV ELDORADO DESERT | {} | 15367.4971 | 500.4001 | 3.256% | 14867.097 | 96.74% | 8390.6387 | 54.6% | 5541.1709 | 36.06% | 5.1967 | 3569.6597 | 23.23% | 0 | 0% | 0 | 0 | 0% | 0 | 0% | 5995.4839 | 39.01% | 9372.0132 | 12439.0957 | 80.94% | 2928.4014 | 0 | 0% | 15367.4971 | 13025.793 | 84.76% | 2341.7041 | 5240.6851 | 34.1% | 10126.812 | 1757.1974 | 11.43% | 13610.2997
277 | Pahrump | SNV ELDORADO DESERT | {'Carpenter Canyon (fka Gamebird)': 4.5, 'Vista (VEA)': 8.6, 'Trout Canyon (fka Crazy Eyes)': 13.6, 'Sandy': 22.9, 'Innovation': 26.6, 'Desert View': 35.1, 'Valley (VEA)': 37.4, 'Lathrop': 39.4} | 31491.3828 | 403.8837 | 1.283% | 31087.4991 | 98.72% | 17803.8652 | 56.54% | 4565.6484 | 14.5% | 46 | 0 | 0% | 0 | 0% | 0 | 0 | 0% | 0 | 0% | 3102.9014 | 9.853% | 28388.4814 | 800.5825 | 2.542% | 30690.8004 | 22759.127 | 72.27% | 8732.2559 | 24360.0625 | 77.35% | 7131.3203 | 16111.1328 | 51.16% | 15380.25 | 135.222 | 0.4294% | 31356.1608
278 | Palo Verde | ARIZONA MINOR | {'Hassayampa': 2.7, 'Delaney': 12.1} | 0 | 0 | 0% | 0 | 0% | 0 | 0% | 0 | 0% |  | 0 | 0% | 0 | 0% | 0 | 0 | 0% | 0 | 0% | 0 | 0% | 0 | 0 | 0% | 0 | 0 | 0% | 0 | 0 | 0% | 0 | 0 | 0% | 0 | 0 | 0% | 0
279 | Primm | SNV ELDORADO DESERT | {'Ivanpah': 9.5, 'Eldorado': 22.0, 'Sloan Canyon (fka Bob)': 24.3, 'Sandy': 29.9, 'Mead': 35.0, 'Trout Canyon (fka Crazy Eyes)': 39.0} | 5543.9302 | 406.7357 | 7.337% | 5137.1945 | 92.66% | 1394.3328 | 25.15% | 497.423 | 8.972% | 1.9119 | 0 | 0% | 0 | 0% | 0 | 0 | 0% | 0 | 0% | 3997.6018 | 72.11% | 1546.3284 | 3725.47 | 67.2% | 1818.4602 | 652.5959 | 11.77% | 4891.3342 | 4648.2188 | 83.84% | 895.7114 | 2605.9277 | 47.01% | 2938.0024 | 40.8243 | 0.7364% | 5503.1059
280 | Sloan Canyon (fka Bob) | SNV ELDORADO DESERT | {'Eldorado': 5.2, 'Mead': 11.1, 'Primm': 24.3, 'Ivanpah': 33.8, 'Sandy': 35.4} | 0 | 0 | 0% | 0 | 0% | 0 | 0% | 0 | 0% |  | 0 | 0% | 0 | 0% | 0 | 0 | 0% | 0 | 0% | 0 | 0% | 0 | 0 | 0% | 0 | 0 | 0% | 0 | 0 | 0% | 0 | 0 | 0% | 0 | 0 | 0% | 0
281 | Valley (VEA) | SNV ELDORADO DESERT | {'Lathrop': 11.3, 'Beatty': 29.5, 'Innovation': 30.2, 'Vista (VEA)': 30.7, 'Pahrump': 37.4} | 2871.6289 | 0 | 0% | 2871.6289 | 100% | 2869.6335 | 99.93% | 0 | 0% | 1.0936 | 0 | 0% | 0 | 0% | 0 | 0 | 0% | 0 | 0% | 0 | 0% | 2871.6289 | 0 | 0% | 2871.6289 | 0 | 0% | 2871.6289 | 0 | 0% | 2871.6289 | 2871.6289 | 100% | 0 | 13.0398 | 0.4541% | 2858.5891
282 | Vista (VEA) | SNV ELDORADO DESERT | {'Pahrump': 8.6, 'Carpenter Canyon (fka Gamebird)': 12.4, 'Innovation': 18.6, 'Trout Canyon (fka Crazy Eyes)': 20.7, 'Sandy': 30.1, 'Valley (VEA)': 30.7, 'Lathrop': 31.4, 'Desert View': 35.3} | 5156.2729 | 8.076 | 0.1566% | 5148.1969 | 99.84% | 4608.8979 | 89.38% | 17.4355 | 0.3381% | 1.4536 | 0 | 0% | 0 | 0% | 0 | 0 | 0% | 0 | 0% | 626.5051 | 12.15% | 4529.7679 | 800.5825 | 15.53% | 4355.6905 | 1581.0146 | 30.66% | 3575.2583 | 2207.5198 | 42.81% | 2948.7532 | 4485.3594 | 86.99% | 670.9136 | 109.909 | 2.132% | 5046.3639
283 | Bay Boulevard | SAN DIEGO | {'Silvergate': 6.6, 'Miguel': 8.1, 'Otay Mesa': 11.0, 'Mission': 12.3, 'Old Town': 12.3, 'Kearny': 15.6, 'Sycamore Canyon': 21.6, 'Penasquitos': 22.6, 'Suncrest': 27.7, 'Escondido': 35.6, 'Palomar': 37.2, 'Encina': 39.0} | 27172.0215 | 1729.6281 | 6.365% | 25442.3934 | 93.63% | 704.968 | 2.594% | 11066.4392 | 40.73% | 23.36 | 47.4492 | 0.1746% | 20.8266 | 0.07665% | 0 | 7645.8252 | 28.14% | 13388.8076 | 49.27% | 7742.6973 | 28.5% | 19429.3242 | 17501.6523 | 64.41% | 9670.3691 | 23999.0078 | 88.32% | 3173.0137 | 25142.541 | 92.53% | 2029.4805 | 7906.894 | 29.1% | 19265.1274 | 1372.2231 | 5.05% | 25799.7983
284 | Beatty | SNV ELDORADO DESERT | {'Lathrop': 27.5, 'Valley (VEA)': 29.5} | 2.8841 | 0 | 0% | 2.8841 | 100% | 0 | 0% | 0 | 0% |  | 0 | 0% | 0 | 0% | 0 | 0 | 0% | 0 | 0% | 0 | 0% | 2.8841 | 0 | 0% | 2.8841 | 0 | 0% | 2.8841 | 0 | 0% | 2.8841 | 2.8841 | 100% | 0 | 0 | 0% | 2.8841
285 | Lee Lake (Proposed) | RIVERSIDE | {'Viejo': 12.5, 'Valley': 16.9, 'Margarita': 17.2, 'Trabuco': 18.2, 'Mira Loma': 19.0, 'Santiago': 19.2, 'Serrano': 20.3, 'Capistrano': 20.5, 'Vista': 21.5, 'Chino': 21.6, 'Talega': 21.6, 'Villa Park': 22.6, 'Johanna': 23.3, 'Etiwanda': 23.8, 'Rancho Vista': 23.8, 'San Bernardino': 25.8, 'El Casco': 26.1, 'Lewis': 26.2, 'San Onofre': 26.9, 'Padua': 27.7, 'Ellis': 28.8, 'Olinda': 30.4, 'Barre': 30.9, 'Huntington Beach': 31.2, 'Walnut': 33.8, 'Alamitos': 37.4, 'San Luis Rey': 37.7, 'Del Amo': 37.8, 'Rio Hondo': 39.1, 'Center': 39.7} | 104711.5781 | 17411.4199 | 16.63% | 87300.1582 | 83.37% | 15213.2373 | 14.53% | 39677.8916 | 37.89% | 33 | 3941.6528 | 3.764% | 2111.9773 | 2.017% | 0 | 42434.4727 | 40.53% | 49479.1602 | 47.25% | 30025.9141 | 28.67% | 74685.6641 | 43920.7969 | 41.94% | 60790.7812 | 58877.2852 | 56.23% | 45834.293 | 78144.5234 | 74.63% | 26567.0547 | 32879.5469 | 31.4% | 71832.0312 | 8833.9502 | 8.436% | 95877.6279
286 | Leprino Jct | SPGE | {'Henrietta': 3.9, 'GWF Hanford Sw Sta': 10.6, 'Gates': 17.7, 'Corcoran': 17.9, 'Schindler': 20.4, 'Kingsburg': 22.1, 'Avenal': 24.0, 'Mc Mullin': 25.9, 'McCall': 27.8, 'Alpaugh': 28.4, 'Helm': 30.9, 'Cantua': 31.2, 'Malaga': 31.9, 'Olive': 32.1, 'Kearney': 32.3, 'Arco': 32.4, 'West Fresno': 33.0, 'Rector': 33.1, 'Cal Ave': 33.4, 'Wahtoke': 33.5, 'Sanger': 34.6, 'Reedley': 35.8, 'Tranquility': 40.0} | 690793.125 | 299784.25 | 43.4% | 391008.875 | 56.6% | 163059.375 | 23.6% | 456514.5 | 66.09% | 9.2 | 336832.0938 | 48.76% | 284145.9688 | 41.13% | 0 | 0 | 0% | 0 | 0% | 71536.9141 | 10.36% | 619256.2109 | 10884.4229 | 1.576% | 679908.7021 | 44352.0586 | 6.42% | 646441.0664 | 110884.1797 | 16.05% | 579908.9453 | 0 | 0% | 690793.125 | 13049.7734 | 1.889% | 677743.3516
287 | Mead | SNV ELDORADO DESERT | {'Sloan Canyon (fka Bob)': 11.1, 'Eldorado': 13.3, 'Primm': 35.0} | 0 | 0 | 0% | 0 | 0% | 0 | 0% | 0 | 0% |  | 0 | 0% | 0 | 0% | 0 | 0 | 0% | 0 | 0% | 0 | 0% | 0 | 0 | 0% | 0 | 0 | 0% | 0 | 0 | 0% | 0 | 0 | 0% | 0 | 0 | 0% | 0
288 | Quinto | SPGE | {'Los Banos': 5.3, 'Oro Loma': 28.0, 'Westley': 32.6, 'Merced': 33.7, 'Metcalf': 37.8, 'Coyote': 38.0, 'Wilson': 38.4} | 426269.0625 | 43165.0703 | 10.13% | 383103.9922 | 89.87% | 172341.6719 | 40.43% | 230172.6406 | 54% | 6.356 | 63604.5781 | 14.92% | 93135.4609 | 21.85% | 1 | 58852.4766 | 13.81% | 0 | 0% | 246273.0469 | 57.77% | 179996.0156 | 61309.4492 | 14.38% | 364959.6133 | 99422.0938 | 23.32% | 326846.9688 | 277408.25 | 65.08% | 148860.8125 | 182950.0156 | 42.92% | 243319.0469 | 25930.3301 | 6.083% | 400338.7324
289 | Sandy | SNV ELDORADO DESERT | {'Trout Canyon (fka Crazy Eyes)': 9.4, 'Carpenter Canyon (fka Gamebird)': 18.4, 'Pahrump': 22.9, 'Desert View': 29.3, 'Primm': 29.9, 'Vista (VEA)': 30.1, 'Ivanpah': 33.3, 'Sloan Canyon (fka Bob)': 35.4, 'Eldorado': 37.8} | 31680.3926 | 3138.4465 | 9.907% | 28541.946 | 90.09% | 17177.875 | 54.22% | 6058.3301 | 19.12% | 50.736 | 307.5365 | 0.9707% | 0 | 0% | 0 | 0 | 0% | 0 | 0% | 3101.9744 | 9.791% | 28578.4182 | 16.344 | 0.05159% | 31664.0486 | 21023.7969 | 66.36% | 10656.5957 | 22623.8066 | 71.41% | 9056.5859 | 14291.3203 | 45.11% | 17389.0723 | 124.111 | 0.3918% | 31556.2816
290 | Eldorado | SNV ELDORADO DESERT | {'Sloan Canyon (fka Bob)': 5.2, 'Mead': 13.3, 'Primm': 22.0, 'Ivanpah': 31.2, 'Sandy': 37.8} | 0 | 0 | 0% | 0 | 0% | 0 | 0% | 0 | 0% |  | 0 | 0% | 0 | 0% | 0 | 0 | 0% | 0 | 0% | 0 | 0% | 0 | 0 | 0% | 0 | 0 | 0% | 0 | 0 | 0% | 0 | 0 | 0% | 0 | 0 | 0% | 0

## LandEnv_Wind_Data_10mi
CEC calculated land-use and environmental data criteria for in-state substations at a 10 mile radius for onshore wind resource potential.
Blue columns indicate additional data calculate/added by CPUC staff.
OBJECTID | IRP_Substation_Name | RESOLVE_Wind_Area | Overlaps | RPB_Acres | TRP_Acres | Perc_TRP | High_Implication_Acres | Perc_HighImplication | Parcels_LT_6 | Perc_ParcLT6 | Parcels_LT_30_GT6 | Perc_ParcLT30GT6 | 10th Percentile Parcelization | LowCrop_Acres | Perc_LowCrop | HighCrop_Acres | Perc_HighCrop | Critically overdrafted basin | FT_Tier2_Acres | Perc_FT_Tier2 | FT_Tier3_Acres | Perc_FT_Tier3 | Conn45_Acres | Perc_Conn45 | Low Conn Acres | Bio5_Acres | Perc_Bio5 | Low Bio Acres | Irr45_Acres | Perc_Irr45 | Low Irr Acres | ACE_All_Acres | Perc_AllACE | Low AllACE Acres | High_Intact_Acres | Perc_HighIntact | LowIntact Acres | Wetlands_Acres | Perc_Wetlands | Not Wetlands Acres
1 | East Shore | Solano | {'Newark': 11.2, 'Martin (San Francisco H)': 16.9, 'Los Esteros': 17.0, 'Schulte Switching Station': 19.3} | 10543.7725 | 0 | 0% | 10543.7725 | 100% | [5 empty] | 0 | 0% | 0 | 0% |  | 0 | 0% | 4072.9299 | 38.63% | 3154.0486 | 29.91% | 7389.7239 | 2081.6326 | 19.74% | 8462.1399 | 6861.0557 | 65.07% | 3682.7168 | 8139.9614 | 77.2% | 2403.811 | 3691.6501 | 35.01% | 6852.1223 | 1430.481 | 13.57% | 9113.2915
2 | Newark | Solano | {'Los Esteros': 5.9, 'Schulte Switching Station': 8.7, 'East Shore': 11.2, 'Hicks': 19.0} | 3625.4871 | 0 | 0% | 3625.4871 | 100% | [5 empty] | 0 | 0% | 0 | 0% |  | 794.8741 | 21.92% | 1557.1577 | 42.95% | 1962.1932 | 54.12% | 1663.2938 | 754.4169 | 20.81% | 2871.0702 | 1792.8228 | 49.45% | 1832.6643 | 3000.5991 | 82.76% | 624.8879 | 1927.1149 | 53.15% | 1698.3722 | 1158.8877 | 31.97% | 2466.5994
3 | Tesla | Solano | {'Green Ridge Midway': 1.6, 'Kelso': 6.2, 'Delta Switching Yard': 6.8, 'Cayetano': 11.4, 'Brentwood': 15.5, 'Vierra': 17.0, 'Lone Tree': 19.3} | 82209.1875 | 0 | 0% | 82209.1875 | 100% | [5 empty] | 3285.6919 | 3.997% | 17591.1758 | 21.4% |  | 5817.1431 | 7.076% | 0 | 0% | 61403.9883 | 74.69% | 20805.1992 | 42992.8633 | 52.3% | 39216.3242 | 48673.0625 | 59.21% | 33536.125 | 67878.2578 | 82.57% | 14330.9297 | 25212.834 | 30.67% | 56996.3535 | 3793.2556 | 4.614% | 78415.9319
4 | Cabrillo | Kern_Greater_Carrizo | {'Sisquoc': 17.3} | 48710.8516 | 0 | 0% | 48710.8516 | 100% | [5 empty] | 2293.3965 | 4.708% | 2002.8677 | 4.112% |  | 45044.5156 | 92.47% | 0 | 0% | 31149.3203 | 63.95% | 17561.5312 | 2721.0337 | 5.586% | 45989.8179 | 15484.6719 | 31.79% | 33226.1797 | 37971.1758 | 77.95% | 10739.6758 | 28646.75 | 58.81% | 20064.1016 | 3080.7683 | 6.325% | 45630.0833
5 | Honcut | Northern_California | {'Palermo': 10.1, 'Pease': 11.0, 'East Marysville': 11.0, 'Wyandotte': 12.2, 'Thermalito': 13.5, 'Olivehurst': 16.0, 'Table Mountain': 16.4} | 111293.3359 | 124.8747 | 0.1122% | 111168.4612 | 99.89% | [5 empty] | 38374.1484 | 34.48% | 39328.1445 | 35.34% |  | 1686.4856 | 1.515% | 0 | 0% | 86417.5859 | 77.65% | 24875.75 | 8621.252 | 7.746% | 102672.084 | 24281.7051 | 21.82% | 87011.6309 | 93392.6953 | 83.92% | 17900.6406 | 2656.3796 | 2.387% | 108636.9563 | 16776.5293 | 15.07% | 94516.8066
6 | Palermo | Northern_California | {'Wyandotte': 2.9, 'Thermalito': 7.4, 'Table Mountain': 9.7, 'Honcut': 10.1} | 43346.2305 | 0 | 0% | 43346.2305 | 100% | [5 empty] | 9685.9121 | 22.35% | 6175.645 | 14.25% |  | 8150.0449 | 18.8% | 1138.0803 | 2.626% | 39018.7305 | 90.02% | 4327.5 | 4336.5801 | 10% | 39009.6504 | 3109.72 | 7.174% | 40236.5105 | 41062.6992 | 94.73% | 2283.5312 | 5157.2314 | 11.9% | 38188.999 | 12183.8906 | 28.11% | 31162.3398
7 | Table Mountain | Northern_California | {'Thermalito': 2.9, 'Wyandotte': 7.1, 'Palermo': 9.7, 'Honcut': 16.4} | 62748.1055 | 3.2612 | 0.005197% | 62744.8443 | 99.99% | [5 empty] | 29495.5098 | 47.01% | 5855.1025 | 9.331% |  | 8021.6431 | 12.78% | 15.9323 | 0.02539% | 51929.2969 | 82.76% | 10818.8086 | 16154.0283 | 25.74% | 46594.0771 | 29657.4258 | 47.26% | 33090.6797 | 59977.3867 | 95.58% | 2770.7188 | 6950.5894 | 11.08% | 55797.5161 | 16642.459 | 26.52% | 46105.6465
8 | Wyandotte | Northern_California | {'Palermo': 2.9, 'Thermalito': 5.1, 'Table Mountain': 7.1, 'Honcut': 12.2} | 46843.6445 | 0 | 0% | 46843.6445 | 100% | [5 empty] | 13138.6436 | 28.05% | 3820.75 | 8.156% |  | 11220.7764 | 23.95% | 201.4593 | 0.4301% | 42172.5508 | 90.03% | 4671.0938 | 8722.1904 | 18.62% | 38121.4541 | 7570.0356 | 16.16% | 39273.6089 | 45893.7734 | 97.97% | 949.8711 | 7127.7358 | 15.22% | 39715.9087 | 14676.8672 | 31.33% | 32166.7773
9 | Cortina | Northern_California | {'Delevan': 17.3} | 121579.1094 | 0 | 0% | 121579.1094 | 100% | [5 empty] | 22158.7598 | 18.23% | 47217.5703 | 38.84% |  | 31708.6328 | 26.08% | 0 | 0% | 45021.5938 | 37.03% | 76557.5156 | 15745.458 | 12.95% | 105833.6514 | 47474.8164 | 39.05% | 74104.293 | 82563.6953 | 67.91% | 39015.4141 | 36628.9219 | 30.13% | 84950.1875 | 1280.7108 | 1.053% | 120298.3986
10 | Etiwanda | Greater_Kramer | {'Rancho Vista': 0.4, 'Mira Loma': 6.0, 'Padua': 6.8, 'Chino': 10.7, 'Vista': 12.4, 'San Bernardino': 16.6} | 1378.8256 | 0 | 0% | 1378.8256 | 100% | [5 empty] | 0 | 0% | 0 | 0% |  | 250.941 | 18.2% | 1127.8759 | 81.8% | 1378.8256 | 100% | 0 | 1013.8559 | 73.53% | 364.9697 | 1062.5029 | 77.06% | 316.3226 | 1378.8256 | 100% | 0 | 982.9573 | 71.29% | 395.8683 | 53.7716 | 3.9% | 1325.054
11 | Brentwood | Solano | {'Lone Tree': 4.9, 'Contra Costa': 8.0, 'Delta Switching Yard': 8.7, 'Kelso': 9.3, 'Cayetano': 13.5, 'Green Ridge Midway': 14.2, 'Pittsburg': 14.5, 'Tesla': 15.5, 'Clayton': 16.0, 'Birds Landing': 16.5, 'Stagg': 18.6, 'Eight Mile': 19.0, 'Shilo III': 19.6} | 47504.0859 | 0 | 0% | 47504.0859 | 100% | [5 empty] | 5661.6606 | 11.92% | 13835.6631 | 29.13% |  | 15740.2998 | 33.13% | 2733.2483 | 5.754% | 21508.2285 | 45.28% | 25995.8574 | 20622.584 | 43.41% | 26881.502 | 21785.7031 | 45.86% | 25718.3828 | 30810.9258 | 64.86% | 16693.1602 | 6994.8877 | 14.72% | 40509.1982 | 5908.0122 | 12.44% | 41596.0737
12 | Clayton | Solano | {'Pittsburg': 7.5, 'Martinez': 9.4, 'Contra Costa': 10.9, 'Lone Tree': 11.4, 'Birds Landing': 14.6, 'Brentwood': 16.0, 'Shilo III': 16.9, 'Cayetano': 17.8, 'Carquinez': 18.3} | 14921.8877 | 0 | 0% | 14921.8877 | 100% | [5 empty] | 24.2623 | 0.1626% | 0.096905 | 0.0006494% |  | 4954.8926 | 33.21% | 3914.6411 | 26.23% | 8327.7578 | 55.81% | 6594.1299 | 11693.3936 | 78.36% | 3228.4941 | 9334.6768 | 62.56% | 5587.2109 | 12313.1621 | 82.52% | 2608.7256 | 5375.9004 | 36.03% | 9545.9873 | 5772.2832 | 38.68% | 9149.6045
13 | Contra Costa | Solano | {'Lone Tree': 3.9, 'Pittsburg': 6.7, 'Brentwood': 8.0, 'Birds Landing': 9.0, 'Clayton': 10.9, 'Shilo III': 12.2, 'Delta Switching Yard': 16.3, 'Kelso': 17.1, 'Cayetano': 18.0, 'Martinez': 18.2, 'Grand Island': 19.1} | 47988.7891 | 0 | 0% | 47988.7891 | 100% | [5 empty] | 14614.6104 | 30.45% | 1257.5331 | 2.62% |  | 9411.4541 | 19.61% | 3015.4138 | 6.284% | 13497.9346 | 28.13% | 34490.8545 | 26406.3066 | 55.03% | 21582.4824 | 23459.9473 | 48.89% | 24528.8418 | 27748.9414 | 57.82% | 20239.8477 | 7032.4609 | 14.65% | 40956.3281 | 9369.7393 | 19.52% | 38619.0498
14 | Pittsburg | Solano | {'Contra Costa': 6.7, 'Birds Landing': 7.1, 'Clayton': 7.5, 'Shilo III': 9.6, 'Lone Tree': 9.7, 'Martinez': 12.0, 'Brentwood': 14.5, 'Peabody': 17.6, 'Carquinez': 19.5} | 46637.1719 | 0 | 0% | 46637.1719 | 100% | [5 empty] | 15841.7666 | 33.97% | 5.6294 | 0.01207% |  | 2933.4873 | 6.29% | 175.3534 | 0.376% | 12329.9639 | 26.44% | 34307.208 | 21104.5723 | 45.25% | 25532.5996 | 16141.6445 | 34.61% | 30495.5273 | 25731.9062 | 55.17% | 20905.2656 | 2467.9192 | 5.292% | 44169.2527 | 14291.0225 | 30.64% | 32346.1494
15 | San Bernardino | Greater_Kramer | {'Vista': 5.3, 'El Casco': 12.1, 'Etiwanda': 16.6, 'Rancho Vista': 17.0, 'Mira Loma': 19.3} | 67.5063 | 0 | 0% | 67.5063 | 100% | [5 empty] | 0 | 0% | 0 | 0% |  | 0 | 0% | 67.5063 | 100% | 67.5063 | 100% | 0 | 2.7392 | 4.058% | 64.7671 | 67.5063 | 100% | 0 | 67.5063 | 100% | 0 | 5.9021 | 8.743% | 61.6042 | 7.2338 | 10.72% | 60.2725
16 | Placerville | El_Dorado_Mariposa | {'Gold Hill': 19.7} | 0 | 0 | 0% | 0 | 0% | [5 empty] | 0 | 0% | 0 | 0% |  | 0 | 0% | 0 | 0% | 0 | 0% | 0 | 0 | 0% | 0 | 0 | 0% | 0 | 0 | 0% | 0 | 0 | 0% | 0 | 0 | 0% | 0
17 | Cantua | Central_Valley_North_Los_Banos | {'Schindler': 11.4, 'Tranquility': 11.6, 'Helm': 14.5, 'Cheney': 17.6} | 113986.3047 | 0 | 0% | 113986.3047 | 100% | [5 empty] | 37144.8398 | 32.59% | 60453.2773 | 53.04% |  | 0 | 0% | 0 | 0% | 22882.8691 | 20.08% | 91103.4355 | 0 | 0% | 113986.3047 | 7184.8535 | 6.303% | 106801.4512 | 25967.166 | 22.78% | 88019.1387 | 6250.0513 | 5.483% | 107736.2534 | 245.6678 | 0.2155% | 113740.6369
18 | Cheney | Central_Valley_North_Los_Banos | {'Panoche': 3.1, 'Mendota': 7.3, 'Tranquility': 7.6, 'Cantua': 17.6, 'Oro Loma': 18.8, 'Newhall': 19.7, 'Helm': 20.0} | 53494.8281 | 0 | 0% | 53494.8281 | 100% | [5 empty] | 30602.8398 | 57.21% | 17838.0508 | 33.35% |  | 0 | 0% | 0 | 0% | 7180.3613 | 13.42% | 46314.4668 | 0 | 0% | 53494.8281 | 7844.4551 | 14.66% | 45650.373 | 14122.0645 | 26.4% | 39372.7637 | 0 | 0% | 53494.8281 | 78.8653 | 0.1474% | 53415.9629
19 | Gates | Central_Valley_North_Los_Banos | {'Avenal': 11.2, 'Henrietta': 14.2, 'Leprino Jct': 17.7, 'Schindler': 18.1} | 46208.5352 | 0 | 0% | 46208.5352 | 100% | [5 empty] | 2719.8816 | 5.886% | 42388.3047 | 91.73% |  | 0 | 0% | 0 | 0% | 0 | 0% | 46208.5352 | 3653.5952 | 7.907% | 42554.9399 | 9551.3408 | 20.67% | 36657.1943 | 9551.3408 | 20.67% | 36657.1943 | 0 | 0% | 46208.5352 | 174.0998 | 0.3768% | 46034.4354
20 | Helm | Central_Valley_North_Los_Banos | {'Mc Mullin': 10.4, 'Tranquility': 12.7, 'Schindler': 13.2, 'Cantua': 14.5, 'Mendota': 18.0, 'Kearney': 18.1, 'Cheney': 20.0} | 154223.3906 | 18102.5723 | 11.74% | 136120.8184 | 88.26% | [5 empty] | 110231.3906 | 71.48% | 32504.2539 | 21.08% |  | 0 | 0% | 0 | 0% | 37597.4414 | 24.38% | 116625.9492 | 21651.5703 | 14.04% | 132571.8203 | 23024.0273 | 14.93% | 131199.3633 | 51961.2148 | 33.69% | 102262.1758 | 0 | 0% | 154223.3906 | 4652.5571 | 3.017% | 149570.8335
21 | Kearney | Central_Valley_North_Los_Banos | {'West Fresno': 3.6, 'Cal Ave': 6.6, 'Malaga': 8.7, 'Mc Mullin': 9.7, 'Gregg': 10.3, 'McCall': 15.0, 'Sanger': 15.1, 'Borden': 16.0, 'Helm': 18.1} | 104198.9297 | 28584.3594 | 27.43% | 75614.5703 | 72.57% | [5 empty] | 26634.6504 | 25.56% | 72415.9688 | 69.5% |  | 0 | 0% | 0 | 0% | 2432.7632 | 2.335% | 101766.1665 | 208.0597 | 0.1997% | 103990.87 | 208.0597 | 0.1997% | 103990.87 | 2640.823 | 2.534% | 101558.1067 | 0 | 0% | 104198.9297 | 352.9665 | 0.3387% | 103845.9632
22 | Kingsburg | Central_Valley_North_Los_Banos | {'McCall': 9.0, 'Wahtoke': 11.4, 'Reedley': 14.0, 'Sanger': 15.2, 'GWF Hanford Sw Sta': 15.5, 'Malaga': 16.2, 'Cal Ave': 18.9} | 24795.3535 | 0 | 0% | 24795.3535 | 100% | [5 empty] | 8785.4629 | 35.43% | 14096.4697 | 56.85% |  | 0 | 0% | 0 | 0% | 0 | 0% | 24795.3535 | 0 | 0% | 24795.3535 | 0 | 0% | 24795.3535 | 0 | 0% | 24795.3535 | 0 | 0% | 24795.3535 | 755.2916 | 3.046% | 24040.0619
23 | Malaga | Central_Valley_North_Los_Banos | {'Cal Ave': 2.8, 'West Fresno': 5.4, 'Sanger': 6.5, 'McCall': 7.5, 'Kearney': 8.7, 'Gregg': 15.3, 'Mc Mullin': 16.1, 'Wahtoke': 16.1, 'Kingsburg': 16.2} | 38659.8398 | 0 | 0% | 38659.8398 | 100% | [5 empty] | 6723.3975 | 17.39% | 29883.541 | 77.3% |  | 0 | 0% | 0 | 0% | 0 | 0% | 38659.8398 | 0 | 0% | 38659.8398 | 0 | 0% | 38659.8398 | 0 | 0% | 38659.8398 | 0 | 0% | 38659.8398 | 60.9461 | 0.1576% | 38598.8937
24 | McCall | Central_Valley_North_Los_Banos | {'Sanger': 6.8, 'Malaga': 7.5, 'Kingsburg': 9.0, 'Cal Ave': 10.2, 'Wahtoke': 10.4, 'West Fresno': 12.4, 'Reedley': 14.6, 'Kearney': 15.0, 'Mc Mullin': 19.4} | 20541.793 | 0 | 0% | 20541.793 | 100% | [5 empty] | 4062.8123 | 19.78% | 15488.1836 | 75.4% |  | 0 | 0% | 0 | 0% | 0 | 0% | 20541.793 | 0 | 0% | 20541.793 | 0 | 0% | 20541.793 | 0 | 0% | 20541.793 | 0 | 0% | 20541.793 | 40.0804 | 0.1951% | 20501.7126
25 | Mc Mullin | Central_Valley_North_Los_Banos | {'Kearney': 9.7, 'Helm': 10.4, 'West Fresno': 12.8, 'Cal Ave': 15.2, 'Schindler': 15.6, 'Malaga': 16.1, 'Gregg': 18.4, 'McCall': 19.4} | 169899.4219 | 33327.1172 | 19.62% | 136572.3047 | 80.38% | [5 empty] | 77808.0703 | 45.8% | 81426.0625 | 47.93% |  | 0 | 0% | 0 | 0% | 24564.5664 | 14.46% | 145334.8555 | 12956.123 | 7.626% | 156943.2988 | 12956.123 | 7.626% | 156943.2988 | 29640.2812 | 17.45% | 140259.1406 | 0 | 0% | 169899.4219 | 2386.4331 | 1.405% | 167512.9888
26 | Mendota | Central_Valley_North_Los_Banos | {'Cheney': 7.3, 'Panoche': 8.2, 'Tranquility': 9.5, 'Newhall': 12.4, 'Oro Loma': 15.8, 'Helm': 18.0} | 83302.0781 | 0 | 0% | 83302.0781 | 100% | [5 empty] | 56026.5625 | 67.26% | 20084.334 | 24.11% |  | 0 | 0% | 0 | 0% | 11657.5557 | 13.99% | 71644.5225 | 1438.3358 | 1.727% | 81863.7423 | 8999.498 | 10.8% | 74302.5801 | 19632.209 | 23.57% | 63669.8691 | 317.7649 | 0.3815% | 82984.3133 | 2172.8806 | 2.608% | 81129.1975
27 | Oro Loma | Central_Valley_North_Los_Banos | {'Mendota': 15.8, 'Panoche': 16.6, 'Newhall': 18.1, 'Cheney': 18.8} | 55167.0156 | 0 | 0% | 55167.0156 | 100% | [5 empty] | 42806.75 | 77.59% | 9789.6221 | 17.75% |  | 0 | 0% | 0 | 0% | 678.4767 | 1.23% | 54488.5389 | 0 | 0% | 55167.0156 | 22.3101 | 0.04044% | 55144.7056 | 700.7869 | 1.27% | 54466.2288 | 0 | 0% | 55167.0156 | 1300.6052 | 2.358% | 53866.4104
28 | Panoche | Central_Valley_North_Los_Banos | {'Cheney': 3.1, 'Mendota': 8.2, 'Tranquility': 10.7, 'Oro Loma': 16.6} | 29910.8398 | 0 | 0% | 29910.8398 | 100% | [5 empty] | 16955.2773 | 56.69% | 12210.9395 | 40.82% |  | 0 | 0% | 0 | 0% | 0 | 0% | 29910.8398 | 0 | 0% | 29910.8398 | 7538.5869 | 25.2% | 22372.2529 | 7538.5869 | 25.2% | 22372.2529 | 0 | 0% | 29910.8398 | 60.7671 | 0.2032% | 29850.0727
29 | Reedley | Central_Valley_North_Los_Banos | {'Wahtoke': 4.3, 'Kingsburg': 14.0, 'McCall': 14.6, 'Sanger': 14.8} | 0 | 0 | 0% | 0 | 0% | [5 empty] | 0 | 0% | 0 | 0% |  | 0 | 0% | 0 | 0% | 0 | 0% | 0 | 0 | 0% | 0 | 0 | 0% | 0 | 0 | 0% | 0 | 0 | 0% | 0 | 0 | 0% | 0
30 | Sanger | Central_Valley_North_Los_Banos | {'Malaga': 6.5, 'McCall': 6.8, 'Cal Ave': 8.5, 'Wahtoke': 10.8, 'West Fresno': 11.6, 'Reedley': 14.8, 'Kearney': 15.1, 'Kingsburg': 15.2, 'Gregg': 19.7} | 3044.4128 | 0 | 0% | 3044.4128 | 100% | [5 empty] | 225.6776 | 7.413% | 2711.0874 | 89.05% |  | 0 | 0% | 0 | 0% | 0 | 0% | 3044.4128 | 0 | 0% | 3044.4128 | 0 | 0% | 3044.4128 | 0 | 0% | 3044.4128 | 0 | 0% | 3044.4128 | 0 | 0% | 3044.4128
31 | Schindler | Central_Valley_North_Los_Banos | {'Cantua': 11.4, 'Helm': 13.2, 'Mc Mullin': 15.6, 'Henrietta': 17.2, 'Gates': 18.1, 'Tranquility': 19.7} | 161432.8281 | 0 | 0% | 161432.8281 | 100% | [5 empty] | 85906.0078 | 53.21% | 69257.7734 | 42.9% |  | 0 | 0% | 0 | 0% | 13585.6934 | 8.416% | 147847.1348 | 480.2905 | 0.2975% | 160952.5376 | 2809.3525 | 1.74% | 158623.4756 | 16373.6045 | 10.14% | 145059.2236 | 0 | 0% | 161432.8281 | 798.8541 | 0.4949% | 160633.9741
32 | Wahtoke | Central_Valley_North_Los_Banos | {'Reedley': 4.3, 'McCall': 10.4, 'Sanger': 10.8, 'Kingsburg': 11.4, 'Malaga': 16.1, 'Cal Ave': 18.7} | 0 | 0 | 0% | 0 | 0% | [5 empty] | 0 | 0% | 0 | 0% |  | 0 | 0% | 0 | 0% | 0 | 0% | 0 | 0 | 0% | 0 | 0 | 0% | 0 | 0 | 0% | 0 | 0 | 0% | 0 | 0 | 0% | 0
33 | West Fresno | Central_Valley_North_Los_Banos | {'Cal Ave': 3.0, 'Kearney': 3.6, 'Malaga': 5.4, 'Gregg': 10.8, 'Sanger': 11.6, 'McCall': 12.4, 'Mc Mullin': 12.8, 'Borden': 16.8} | 68787.8047 | 7145.2056 | 10.39% | 61642.5991 | 89.61% | [5 empty] | 15246.9336 | 22.17% | 50252.3555 | 73.05% |  | 0 | 0% | 0 | 0% | 0 | 0% | 68787.8047 | 0 | 0% | 68787.8047 | 0 | 0% | 68787.8047 | 0 | 0% | 68787.8047 | 0 | 0% | 68787.8047 | 54.7926 | 0.07965% | 68733.0121
34 | Glenn | Northern_California | {} | 141356.1719 | 36171.2305 | 25.59% | 105184.9414 | 74.41% | [5 empty] | 27334.9297 | 19.34% | 76977.1328 | 54.46% |  | 0 | 0% | 0 | 0% | 76727 | 54.28% | 64629.1719 | 864.9085 | 0.6119% | 140491.2634 | 1676.1381 | 1.186% | 139680.0338 | 77557.5234 | 54.87% | 63798.6484 | 5040.2793 | 3.566% | 136315.8926 | 23642.5586 | 16.73% | 117713.6133
35 | Bridgeville | Humboldt | {} | 52007.3789 | 0 | 0% | 52007.3789 | 100% | [5 empty] | 239.4306 | 0.4604% | 0 | 0% |  | 18222.3633 | 35.04% | 8881.499 | 17.08% | 12299.2773 | 23.65% | 39708.1016 | 11310.6387 | 21.75% | 40696.7402 | 12244.1904 | 23.54% | 39763.1885 | 21439.6445 | 41.22% | 30567.7344 | 42828.3789 | 82.35% | 9179 | 181.4458 | 0.3489% | 51825.9331
36 | Humboldt | Humboldt | {} | 18891.6719 | 0 | 0% | 18891.6719 | 100% | [5 empty] | 2963.6948 | 15.69% | 0 | 0% |  | 9602.2832 | 50.83% | 0 | 0% | 1418.0409 | 7.506% | 17473.631 | 8197.6162 | 43.39% | 10694.0557 | 10174.709 | 53.86% | 8716.9629 | 10619.9189 | 56.21% | 8271.7529 | 5239.5518 | 27.73% | 13652.1201 | 4074.1912 | 21.57% | 14817.4807
37 | El Centro | Greater_Imperial | {'Imperial Valley': 11.9, 'High Line': 15.5} | 75062.8438 | 0 | 0% | 75062.8438 | 100% | [5 empty] | 13922.8057 | 18.55% | 51643.793 | 68.8% |  | 0 | 0% | 0 | 0% | 1902.5854 | 2.535% | 73160.2583 | 3100.9866 | 4.131% | 71961.8572 | 3100.9866 | 4.131% | 71961.8572 | 5003.5718 | 6.666% | 70059.272 | 0 | 0% | 75062.8438 | 4848.5708 | 6.459% | 70214.2729
38 | High Line | Greater_Imperial | {'El Centro': 15.5} | 75135.125 | 0 | 0% | 75135.125 | 100% | [5 empty] | 8264.165 | 11% | 50000.625 | 66.55% |  | 0 | 0% | 0 | 0% | 0 | 0% | 75135.125 | 21853.6465 | 29.09% | 53281.4785 | 21853.6465 | 29.09% | 53281.4785 | 21853.6465 | 29.09% | 53281.4785 | 5803.3057 | 7.724% | 69331.8193 | 4765.7158 | 6.343% | 70369.4092
39 | Imperial Valley | Greater_Imperial | {'El Centro': 11.9, 'Ocotillo': 19.2} | 15009.5723 | 0 | 0% | 15009.5723 | 100% | [5 empty] | 1544.5973 | 10.29% | 5951.5576 | 39.65% |  | 0 | 0% | 0 | 0% | 0 | 0% | 15009.5723 | 2751.927 | 18.33% | 12257.6453 | 4679.8252 | 31.18% | 10329.7471 | 4679.8252 | 31.18% | 10329.7471 | 543.407 | 3.62% | 14466.1652 | 1218.2898 | 8.117% | 13791.2825
40 | El Segundo | Greater_LA | {'Chevmain': 1.2, 'El Nido': 3.0, 'Redondo': 4.6, 'La Fresa': 5.8, 'La Cienega': 6.9, 'Arcogen': 12.1, 'Hinson': 13.1, 'Harborgen': 14.4, 'Lighthipe': 14.4, 'Long Beach': 15.0, 'Laguna Bell': 16.5, 'Center': 18.3, 'Del Amo': 19.2} | 370.344 | 0 | 0% | 370.344 | 100% | [5 empty] | 0 | 0% | 0 | 0% |  | 67.9068 | 18.34% | 0 | 0% | 10.7529 | 2.903% | 359.5911 | 113.7204 | 30.71% | 256.6236 | 204.9119 | 55.33% | 165.4321 | 215.6648 | 58.23% | 154.6792 | 0 | 0% | 370.344 | 0.64248 | 0.1735% | 369.7015
41 | Arco | Central_Valley_North_Los_Banos | {'Avenal': 18.0} | 0 | 0 | 0% | 0 | 0% | [5 empty] | 0 | 0% | 0 | 0% |  | 0 | 0% | 0 | 0% | 0 | 0% | 0 | 0 | 0% | 0 | 0 | 0% | 0 | 0 | 0% | 0 | 0 | 0% | 0 | 0 | 0% | 0
42 | Bakersfield | Central_Valley_North_Los_Banos | {'Westpark': 2.2, 'Columbus': 3.7, 'Kern Oil': 3.8, 'Rosedale': 4.2, 'Sycamore': 4.6, 'Magunden': 5.0, 'Kern Power': 5.3, 'Stockdale': 6.0, 'California Water': 6.3, '7th Standard': 8.0, 'Tevis': 8.4, 'Renfro': 9.0, 'Regulus': 10.1, 'Lamont': 10.2, 'Lerdo': 11.4, 'Poso Mountain': 12.2, 'Grimway': 12.6, 'Rio Bravo': 14.9, 'Tupman': 15.2, 'Norco': 18.6, 'Shafter': 19.7} | 0 | 0 | 0% | 0 | 0% | [5 empty] | 0 | 0% | 0 | 0% |  | 0 | 0% | 0 | 0% | 0 | 0% | 0 | 0 | 0% | 0 | 0 | 0% | 0 | 0 | 0% | 0 | 0 | 0% | 0 | 0 | 0% | 0
43 | Charca | Central_Valley_North_Los_Banos | {'Semitropic': 6.3, 'Shafter': 6.5, 'Smyrna': 10.5, 'Rio Bravo': 12.0, 'Lerdo': 12.3, 'Goose Lake': 14.3, 'Midway': 15.8, '7th Standard': 16.0, 'Renfro': 17.7, 'Tupman': 17.8} | 0 | 0 | 0% | 0 | 0% | [5 empty] | 0 | 0% | 0 | 0% |  | 0 | 0% | 0 | 0% | 0 | 0% | 0 | 0 | 0% | 0 | 0 | 0% | 0 | 0 | 0% | 0 | 0 | 0% | 0 | 0 | 0% | 0
44 | Columbus | Central_Valley_North_Los_Banos | {'California Water': 2.7, 'Magunden': 2.8, 'Bakersfield': 3.7, 'Sycamore': 4.7, 'Kern Oil': 5.4, 'Westpark': 5.9, 'Rosedale': 7.9, 'Regulus': 8.2, 'Lamont': 8.3, 'Kern Power': 9.0, 'Stockdale': 9.1, 'Poso Mountain': 11.1, '7th Standard': 11.2, 'Grimway': 11.3, 'Tevis': 12.0, 'Renfro': 12.7, 'Lerdo': 13.9, 'Rio Bravo': 18.3, 'Tupman': 18.9} | 0 | 0 | 0% | 0 | 0% | [5 empty] | 0 | 0% | 0 | 0% |  | 0 | 0% | 0 | 0% | 0 | 0% | 0 | 0 | 0% | 0 | 0 | 0% | 0 | 0 | 0% | 0 | 0 | 0% | 0 | 0 | 0% | 0
45 | Elk Hills | Central_Valley_North_Los_Banos | {'Norco': 5.6, 'Taft': 8.6, 'Tupman': 10.7, 'Midway': 13.0, 'Tevis': 15.4, 'Rio Bravo': 16.3, 'Renfro': 16.4, 'Stockdale': 18.5, 'Kern Power': 19.0, 'Rosedale': 19.8} | 0 | 0 | 0% | 0 | 0% | [5 empty] | 0 | 0% | 0 | 0% |  | 0 | 0% | 0 | 0% | 0 | 0% | 0 | 0 | 0% | 0 | 0 | 0% | 0 | 0 | 0% | 0 | 0 | 0% | 0 | 0 | 0% | 0
46 | Goose Lake | Central_Valley_North_Los_Banos | {'Semitropic': 8.0, 'Smyrna': 10.6, 'Kernridge': 14.2, 'Charca': 14.3, 'Midway': 15.4, 'Shafter': 15.9, 'Temblor': 16.5} | 0 | 0 | 0% | 0 | 0% | [5 empty] | 0 | 0% | 0 | 0% |  | 0 | 0% | 0 | 0% | 0 | 0% | 0 | 0 | 0% | 0 | 0 | 0% | 0 | 0 | 0% | 0 | 0 | 0% | 0 | 0 | 0% | 0
47 | Kernridge | Central_Valley_North_Los_Banos | {'Temblor': 4.8, 'Caliente': 10.9, 'Goose Lake': 14.2, 'Midway': 16.4, 'Carrizo Plains': 17.5, 'Solar SS': 18.5} | 4583.6226 | 0 | 0% | 4583.6226 | 100% | [5 empty] | 0 | 0% | 0 | 0% |  | 0 | 0% | 0 | 0% | 430.2666 | 9.387% | 4153.3559 | 462.7895 | 10.1% | 4120.833 | 462.7895 | 10.1% | 4120.833 | 893.0562 | 19.48% | 3690.5664 | 351.6435 | 7.672% | 4231.9791 | 0 | 0% | 4583.6226
48 | Lamont | Central_Valley_North_Los_Banos | {'Regulus': 0.1, 'Grimway': 3.4, 'Magunden': 5.6, 'Columbus': 8.3, 'California Water': 8.9, 'Bakersfield': 10.2, 'Westpark': 11.4, 'Stockdale': 11.7, 'Sycamore': 13.0, 'Rosedale': 13.4, 'Kern Oil': 13.4, 'Kern Power': 14.5, 'Tevis': 15.2, 'Wheeler Ridge': 15.7, '7th Standard': 18.1, 'Renfro': 18.2, 'Poso Mountain': 18.9} | 0 | 0 | 0% | 0 | 0% | [5 empty] | 0 | 0% | 0 | 0% |  | 0 | 0% | 0 | 0% | 0 | 0% | 0 | 0 | 0% | 0 | 0 | 0% | 0 | 0 | 0% | 0 | 0 | 0% | 0 | 0 | 0% | 0
49 | Lerdo | Central_Valley_North_Los_Banos | {'7th Standard': 4.3, 'Rio Bravo': 7.3, 'Renfro': 7.8, 'Kern Oil': 8.5, 'Kern Power': 8.9, 'Shafter': 9.4, 'Rosedale': 9.5, 'Sycamore': 9.7, 'Westpark': 10.8, 'Bakersfield': 11.4, 'Poso Mountain': 11.7, 'Tupman': 12.1, 'Charca': 12.3, 'Tevis': 12.5, 'Stockdale': 13.5, 'Columbus': 13.9, 'California Water': 15.1, 'Magunden': 16.1, 'Norco': 17.2, 'Semitropic': 17.5, 'Midway': 18.2} | 0 | 0 | 0% | 0 | 0% | [5 empty] | 0 | 0% | 0 | 0% |  | 0 | 0% | 0 | 0% | 0 | 0% | 0 | 0 | 0% | 0 | 0 | 0% | 0 | 0 | 0% | 0 | 0 | 0% | 0 | 0 | 0% | 0
50 | Magunden | Central_Valley_North_Los_Banos | {'Columbus': 2.8, 'California Water': 4.4, 'Bakersfield': 5.0, 'Regulus': 5.5, 'Lamont': 5.6, 'Westpark': 6.7, 'Sycamore': 7.4, 'Kern Oil': 7.8, 'Grimway': 8.6, 'Stockdale': 8.8, 'Rosedale': 8.9, 'Kern Power': 10.0, 'Tevis': 12.0, '7th Standard': 13.0, 'Poso Mountain': 13.8, 'Renfro': 13.8, 'Lerdo': 16.1, 'Wheeler Ridge': 19.0, 'Tupman': 19.7, 'Rio Bravo': 19.9} | 0 | 0 | 0% | 0 | 0% | [5 empty] | 0 | 0% | 0 | 0% |  | 0 | 0% | 0 | 0% | 0 | 0% | 0 | 0 | 0% | 0 | 0 | 0% | 0 | 0 | 0% | 0 | 0 | 0% | 0 | 0 | 0% | 0
51 | Midway | Central_Valley_North_Los_Banos | {'Shafter': 10.7, 'Tupman': 10.8, 'Rio Bravo': 11.1, 'Norco': 11.5, 'Elk Hills': 13.0, 'Semitropic': 13.6, 'Temblor': 13.8, 'Goose Lake': 15.4, 'Charca': 15.8, 'Renfro': 16.3, 'Kernridge': 16.4, 'Lerdo': 18.2, '7th Standard': 18.3, 'Taft': 18.6, 'Tevis': 19.1} | 0 | 0 | 0% | 0 | 0% | [5 empty] | 0 | 0% | 0 | 0% |  | 0 | 0% | 0 | 0% | 0 | 0% | 0 | 0 | 0% | 0 | 0 | 0% | 0 | 0 | 0% | 0 | 0 | 0% | 0 | 0 | 0% | 0
52 | Norco | Central_Valley_North_Los_Banos | {'Tupman': 5.2, 'Elk Hills': 5.6, 'Tevis': 10.4, 'Renfro': 10.8, 'Rio Bravo': 11.1, 'Midway': 11.5, 'Kern Power': 13.6, 'Stockdale': 13.8, 'Taft': 14.2, 'Rosedale': 14.5, '7th Standard': 14.6, 'Shafter': 15.7, 'Westpark': 16.3, 'Lerdo': 17.2, 'Bakersfield': 18.6, 'Kern Oil': 19.5} | 0 | 0 | 0% | 0 | 0% | [5 empty] | 0 | 0% | 0 | 0% |  | 0 | 0% | 0 | 0% | 0 | 0% | 0 | 0 | 0% | 0 | 0 | 0% | 0 | 0 | 0% | 0 | 0 | 0% | 0 | 0 | 0% | 0
53 | Rio Bravo | Central_Valley_North_Los_Banos | {'Shafter': 5.9, 'Tupman': 6.1, 'Renfro': 6.6, 'Lerdo': 7.3, '7th Standard': 7.3, 'Kern Power': 10.2, 'Midway': 11.1, 'Norco': 11.1, 'Rosedale': 11.2, 'Tevis': 11.3, 'Charca': 12.0, 'Westpark': 13.3, 'Kern Oil': 13.5, 'Stockdale': 13.9, 'Semitropic': 14.8, 'Bakersfield': 14.9, 'Sycamore': 15.2, 'Elk Hills': 16.3, 'Columbus': 18.3, 'Poso Mountain': 18.9, 'Magunden': 19.9} | 0 | 0 | 0% | 0 | 0% | [5 empty] | 0 | 0% | 0 | 0% |  | 0 | 0% | 0 | 0% | 0 | 0% | 0 | 0 | 0% | 0 | 0 | 0% | 0 | 0 | 0% | 0 | 0 | 0% | 0 | 0 | 0% | 0
54 | Rosedale | Central_Valley_North_Los_Banos | {'Kern Power': 1.1, 'Westpark': 2.1, 'Bakersfield': 4.2, 'Stockdale': 4.2, 'Renfro': 4.9, 'Tevis': 4.9, '7th Standard': 5.3, 'Kern Oil': 5.4, 'Sycamore': 7.2, 'Columbus': 7.9, 'Magunden': 8.9, 'Lerdo': 9.5, 'California Water': 10.5, 'Tupman': 11.0, 'Rio Bravo': 11.2, 'Regulus': 13.3, 'Lamont': 13.4, 'Poso Mountain': 14.3, 'Norco': 14.5, 'Grimway': 15.2, 'Shafter': 16.5, 'Elk Hills': 19.8} | 0 | 0 | 0% | 0 | 0% | [5 empty] | 0 | 0% | 0 | 0% |  | 0 | 0% | 0 | 0% | 0 | 0% | 0 | 0 | 0% | 0 | 0 | 0% | 0 | 0 | 0% | 0 | 0 | 0% | 0 | 0 | 0% | 0
55 | Semitropic | Central_Valley_North_Los_Banos | {'Charca': 6.3, 'Goose Lake': 8.0, 'Smyrna': 8.1, 'Shafter': 9.0, 'Midway': 13.6, 'Rio Bravo': 14.8, 'Lerdo': 17.5, 'Tupman': 19.4} | 0 | 0 | 0% | 0 | 0% | [5 empty] | 0 | 0% | 0 | 0% |  | 0 | 0% | 0 | 0% | 0 | 0% | 0 | 0 | 0% | 0 | 0 | 0% | 0 | 0 | 0% | 0 | 0 | 0% | 0 | 0 | 0% | 0
56 | Shafter | Central_Valley_North_Los_Banos | {'Rio Bravo': 5.9, 'Charca': 6.5, 'Semitropic': 9.0, 'Lerdo': 9.4, 'Midway': 10.7, 'Tupman': 11.3, '7th Standard': 11.7, 'Renfro': 12.3, 'Kern Power': 15.5, 'Norco': 15.7, 'Goose Lake': 15.9, 'Smyrna': 16.1, 'Rosedale': 16.5, 'Tevis': 17.1, 'Kern Oil': 17.5, 'Westpark': 18.4, 'Sycamore': 18.9, 'Stockdale': 19.6, 'Bakersfield': 19.7} | 0 | 0 | 0% | 0 | 0% | [5 empty] | 0 | 0% | 0 | 0% |  | 0 | 0% | 0 | 0% | 0 | 0% | 0 | 0 | 0% | 0 | 0 | 0% | 0 | 0 | 0% | 0 | 0 | 0% | 0 | 0 | 0% | 0
57 | Smyrna | Central_Valley_North_Los_Banos | {'Semitropic': 8.1, 'Charca': 10.5, 'Goose Lake': 10.6, 'Olive': 12.5, 'Shafter': 16.1, 'Alpaugh': 17.0} | 0 | 0 | 0% | 0 | 0% | [5 empty] | 0 | 0% | 0 | 0% |  | 0 | 0% | 0 | 0% | 0 | 0% | 0 | 0 | 0% | 0 | 0 | 0% | 0 | 0 | 0% | 0 | 0 | 0% | 0 | 0 | 0% | 0
58 | Stockdale | Central_Valley_North_Los_Banos | {'Tevis': 3.5, 'Rosedale': 4.2, 'Westpark': 4.2, 'Kern Power': 4.7, 'Bakersfield': 6.0, 'Renfro': 7.3, 'Magunden': 8.8, 'Kern Oil': 8.9, 'Columbus': 9.1, '7th Standard': 9.2, 'Sycamore': 10.3, 'Regulus': 11.6, 'Lamont': 11.7, 'Tupman': 11.7, 'California Water': 11.9, 'Grimway': 12.6, 'Lerdo': 13.5, 'Norco': 13.8, 'Rio Bravo': 13.9, 'Wheeler Ridge': 16.6, 'Poso Mountain': 17.8, 'Elk Hills': 18.5, 'Shafter': 19.6} | 0 | 0 | 0% | 0 | 0% | [5 empty] | 0 | 0% | 0 | 0% |  | 0 | 0% | 0 | 0% | 0 | 0% | 0 | 0 | 0% | 0 | 0 | 0% | 0 | 0 | 0% | 0 | 0 | 0% | 0 | 0 | 0% | 0
59 | Taft | Central_Valley_North_Los_Banos | {'Elk Hills': 8.6, 'Norco': 14.2, 'Midway': 18.6, 'Tupman': 19.2} | 0 | 0 | 0% | 0 | 0% | [5 empty] | 0 | 0% | 0 | 0% |  | 0 | 0% | 0 | 0% | 0 | 0% | 0 | 0 | 0% | 0 | 0 | 0% | 0 | 0 | 0% | 0 | 0 | 0% | 0 | 0 | 0% | 0
60 | Temblor | Central_Valley_North_Los_Banos | {'Kernridge': 4.8, 'Caliente': 12.5, 'Midway': 13.8, 'Goose Lake': 16.5, 'Carrizo Plains': 19.4} | 2182.0049 | 0 | 0% | 2182.0049 | 100% | [5 empty] | 0 | 0% | 0 | 0% |  | 0 | 0% | 0 | 0% | 297.2914 | 13.62% | 1884.7135 | 610.702 | 27.99% | 1571.3029 | 610.702 | 27.99% | 1571.3029 | 763.9196 | 35.01% | 1418.0853 | 13.18 | 0.604% | 2168.8249 | 0 | 0% | 2182.0049
61 | Tupman | Central_Valley_North_Los_Banos | {'Norco': 5.2, 'Rio Bravo': 6.1, 'Renfro': 6.4, 'Tevis': 8.3, '7th Standard': 9.8, 'Kern Power': 9.9, 'Elk Hills': 10.7, 'Midway': 10.8, 'Rosedale': 11.0, 'Shafter': 11.3, 'Stockdale': 11.7, 'Lerdo': 12.1, 'Westpark': 13.1, 'Bakersfield': 15.2, 'Kern Oil': 15.3, 'Sycamore': 17.2, 'Charca': 17.8, 'Columbus': 18.9, 'Taft': 19.2, 'Semitropic': 19.4, 'Magunden': 19.7} | 0 | 0 | 0% | 0 | 0% | [5 empty] | 0 | 0% | 0 | 0% |  | 0 | 0% | 0 | 0% | 0 | 0% | 0 | 0 | 0% | 0 | 0 | 0% | 0 | 0 | 0% | 0 | 0 | 0% | 0 | 0 | 0% | 0
62 | Westpark | Central_Valley_North_Los_Banos | {'Rosedale': 2.1, 'Bakersfield': 2.2, 'Kern Power': 3.2, 'Stockdale': 4.2, 'Kern Oil': 4.7, 'Columbus': 5.9, 'Sycamore': 6.1, 'Tevis': 6.3, 'Magunden': 6.7, '7th Standard': 6.8, 'Renfro': 7.0, 'California Water': 8.5, 'Lerdo': 10.8, 'Regulus': 11.3, 'Lamont': 11.4, 'Tupman': 13.1, 'Rio Bravo': 13.3, 'Grimway': 13.4, 'Poso Mountain': 13.6, 'Norco': 16.3, 'Shafter': 18.4, 'Wheeler Ridge': 20.0} | 0 | 0 | 0% | 0 | 0% | [5 empty] | 0 | 0% | 0 | 0% |  | 0 | 0% | 0 | 0% | 0 | 0% | 0 | 0 | 0% | 0 | 0 | 0% | 0 | 0 | 0% | 0 | 0 | 0% | 0 | 0 | 0% | 0
63 | Wheeler Ridge | Central_Valley_North_Los_Banos | {'Grimway': 12.7, 'Pastoria': 13.0, 'Lamont': 15.7, 'Regulus': 15.7, 'Stockdale': 16.6, 'Tevis': 18.1, 'Magunden': 19.0, 'Westpark': 20.0} | 0 | 0 | 0% | 0 | 0% | [5 empty] | 0 | 0% | 0 | 0% |  | 0 | 0% | 0 | 0% | 0 | 0% | 0 | 0 | 0% | 0 | 0 | 0% | 0 | 0 | 0% | 0 | 0 | 0% | 0 | 0 | 0% | 0
64 | Kern Oil | Central_Valley_North_Los_Banos | {'Sycamore': 1.9, 'Bakersfield': 3.8, 'Westpark': 4.7, 'Columbus': 5.4, 'Rosedale': 5.4, 'Kern Power': 6.0, '7th Standard': 6.2, 'California Water': 6.9, 'Magunden': 7.8, 'Lerdo': 8.5, 'Stockdale': 8.9, 'Poso Mountain': 8.9, 'Renfro': 8.9, 'Tevis': 10.3, 'Regulus': 13.3, 'Lamont': 13.4, 'Rio Bravo': 13.5, 'Tupman': 15.3, 'Grimway': 16.1, 'Shafter': 17.5, 'Norco': 19.5} | 0 | 0 | 0% | 0 | 0% | [5 empty] | 0 | 0% | 0 | 0% |  | 0 | 0% | 0 | 0% | 0 | 0% | 0 | 0 | 0% | 0 | 0 | 0% | 0 | 0 | 0% | 0 | 0 | 0% | 0 | 0 | 0% | 0
65 | Inyokern | Greater_Kramer (Exclude) | {} | 8799.8535 | 0 | 0% | 8799.8535 | 100% | [5 empty] | 1.974 | 0.02243% | 0 | 0% |  | 0 | 0% | 0 | 0% | 5073.4395 | 57.65% | 3726.4141 | 1904.0061 | 21.64% | 6895.8474 | 617.9697 | 7.023% | 8181.8838 | 5541.3076 | 62.97% | 3258.5459 | 3206.1628 | 36.43% | 5593.6907 | 0.23208 | 0.002637% | 8799.6214
66 | Pastoria | Central_Valley_North_Los_Banos | {'Bailey': 11.6, 'Wheeler Ridge': 13.0} | 22998.1523 | 0 | 0% | 22998.1523 | 100% | [5 empty] | 162.6806 | 0.7074% | 0.11305 | 0.0004916% |  | 16203.6592 | 70.46% | 0 | 0% | 19783.3789 | 86.02% | 3214.7734 | 15399.1855 | 66.96% | 7598.9668 | 18267.3164 | 79.43% | 4730.8359 | 22998.1523 | 100% | 0 | 15474.6104 | 67.29% | 7523.542 | 692.6696 | 3.012% | 22305.4828
67 | Ransburg | Greater_Kramer (Exclude) | {} | 5161.7681 | 1796.6031 | 34.81% | 3365.1649 | 65.19% | [5 empty] | 0 | 0% | 0 | 0% |  | 0 | 0% | 0 | 0% | 2223.895 | 43.08% | 2937.873 | 1.325 | 0.02567% | 5160.4431 | 0 | 0% | 5161.7681 | 2225.2202 | 43.11% | 2936.5479 | 2949.2273 | 57.14% | 2212.5408 | 0 | 0% | 5161.7681
68 | Sycamore | Central_Valley_North_Los_Banos | {'Kern Oil': 1.9, 'Bakersfield': 4.6, 'Columbus': 4.7, 'California Water': 5.5, 'Westpark': 6.1, 'Rosedale': 7.2, 'Magunden': 7.4, 'Poso Mountain': 7.6, 'Kern Power': 7.8, '7th Standard': 8.0, 'Lerdo': 9.7, 'Stockdale': 10.3, 'Renfro': 10.8, 'Tevis': 12.0, 'Regulus': 12.9, 'Lamont': 13.0, 'Rio Bravo': 15.2, 'Grimway': 15.9, 'Tupman': 17.2, 'Shafter': 18.9} | 0 | 0 | 0% | 0 | 0% | [5 empty] | 0 | 0% | 0 | 0% |  | 0 | 0% | 0 | 0% | 0 | 0% | 0 | 0 | 0% | 0 | 0 | 0% | 0 | 0 | 0% | 0 | 0 | 0% | 0 | 0 | 0% | 0
69 | Avenal | Central_Valley_North_Los_Banos | {'Gates': 11.2, 'Arco': 18.0} | 10731.1045 | 0 | 0% | 10731.1045 | 100% | [5 empty] | 0 | 0% | 0 | 0% |  | 21.8782 | 0.2039% | 0 | 0% | 6777.5488 | 63.16% | 3953.5557 | 0 | 0% | 10731.1045 | 3478.7913 | 32.42% | 7252.3132 | 8404.7314 | 78.32% | 2326.373 | 5637.9688 | 52.54% | 5093.1357 | 28.0905 | 0.2618% | 10703.014
70 | Corcoran | Central_Valley_North_Los_Banos | {'Alpaugh': 11.5, 'GWF Hanford Sw Sta': 12.2, 'Olive': 15.9, 'Leprino Jct': 17.9} | 18058.5879 | 0 | 0% | 18058.5879 | 100% | [5 empty] | 14274.6641 | 79.05% | 588.4778 | 3.259% |  | 0 | 0% | 0 | 0% | 0 | 0% | 18058.5879 | 0 | 0% | 18058.5879 | 0 | 0% | 18058.5879 | 0 | 0% | 18058.5879 | 0 | 0% | 18058.5879 | 331.2426 | 1.834% | 17727.3453
71 | Henrietta | Central_Valley_North_Los_Banos | {'Leprino Jct': 3.9, 'Gates': 14.2, 'GWF Hanford Sw Sta': 14.4, 'Schindler': 17.2} | 64135.3633 | 0 | 0% | 64135.3633 | 100% | [5 empty] | 24463.0254 | 38.14% | 34931.0664 | 54.46% |  | 0 | 0% | 0 | 0% | 1080.7006 | 1.685% | 63054.6627 | 1052.3625 | 1.641% | 63083.0007 | 1144.7996 | 1.785% | 62990.5637 | 2114.9915 | 3.298% | 62020.3718 | 0 | 0% | 64135.3633 | 1984.9391 | 3.095% | 62150.4242
72 | Eagle Rock (PGE) | Mendocino_Marin | {'Geysers': 6.0, 'Cloverdale': 11.0, 'Hopland': 17.6} | 57746.8477 | 0 | 0% | 57746.8477 | 100% | [5 empty] | 2510.4949 | 4.347% | 1551.6986 | 2.687% |  | 6442.5933 | 11.16% | 48522.3047 | 84.03% | 39857.2422 | 69.02% | 17889.6055 | 35411.6055 | 61.32% | 22335.2422 | 45604.0977 | 78.97% | 12142.75 | 57746.8477 | 100% | 0 | 20704.0488 | 35.85% | 37042.7988 | 708.4277 | 1.227% | 57038.42
73 | Leavitt | Northern_California |  | 32114.1855 | 0 | 0% | 32114.1855 | 100% | [5 empty] | 690.6593 | 2.151% | 0 | 0% |  | 30507.125 | 95% | 0 | 0% | 17763.5371 | 55.31% | 14350.6484 | 7622.4404 | 23.74% | 24491.7451 | 8275.2236 | 25.77% | 23838.9619 | 24700.8887 | 76.92% | 7413.2969 | 22394.0391 | 69.73% | 9720.1465 | 2655.7375 | 8.27% | 29458.448
74 | Madeline | Northern_California |  | 147148.7344 | 0 | 0% | 147148.7344 | 100% | [5 empty] | 11219.6338 | 7.625% | 0 | 0% |  | 107077.9609 | 72.77% | 0 | 0% | 29432.0488 | 20% | 117716.6855 | 8568.7139 | 5.823% | 138580.0205 | 9095.9795 | 6.181% | 138052.7549 | 38917.707 | 26.45% | 108231.0273 | 117880.2969 | 80.11% | 29268.4375 | 35816.9062 | 24.34% | 111331.8281
249 | Whirlwind | Tehachapi | {'Antelope': 14.1, 'Windhub': 15.0, 'Highwind': 16.9} | 128499.3281 | 31820.5684 | 24.76% | 96678.7598 | 75.24% | [5 empty] | 1457.8386 | 1.135% | 2126.907 | 1.655% |  | 62344.4297 | 48.52% | 0.58921 | 0.0004585% | 35268.6406 | 27.45% | 93230.6875 | 50136.4297 | 39.02% | 78362.8984 | 31568.6621 | 24.57% | 96930.666 | 75307.5312 | 58.61% | 53191.7969 | 21460.8223 | 16.7% | 107038.5059 | 405.703 | 0.3157% | 128093.6251
76 | Arcogen | Greater_LA | {'Hinson': 1.2, 'Harborgen': 2.8, 'Long Beach': 3.7, 'Lighthipe': 5.9, 'La Fresa': 6.3, 'Redondo': 8.6, 'Del Amo': 8.7, 'Alamitos': 9.1, 'El Nido': 9.2, 'Chevmain': 10.9, 'Center': 11.0, 'El Segundo': 12.1, 'Laguna Bell': 12.2, 'La Cienega': 14.8, 'Barre': 15.1, 'Mesa (SCE)': 17.0, 'Huntington Beach': 19.3, 'Ellis': 19.5, 'Lewis': 19.8} | 5346.019 | 0 | 0% | 5346.019 | 100% | [5 empty] | 0 | 0% | 0 | 0% |  | 42.7324 | 0.7993% | 0 | 0% | 0.87922 | 0.01645% | 5345.1398 | 147.0464 | 2.751% | 5198.9727 | 3167.2759 | 59.25% | 2178.7432 | 3168.155 | 59.26% | 2177.864 | 0 | 0% | 5346.019 | 11.27 | 0.2108% | 5334.749
75 | Antelope | Tehachapi | {'Whirlwind': 14.1, 'Vincent': 17.3} | 69525.6953 | 23453.8242 | 33.73% | 46071.8711 | 66.27% | [5 empty] | 1950.0568 | 2.805% | 676.631 | 0.9732% |  | 12219.9824 | 17.58% | 32732.1699 | 47.08% | 2062.873 | 2.967% | 67462.8223 | 22605.9609 | 32.51% | 46919.7344 | 23765.5898 | 34.18% | 45760.1055 | 27910.668 | 40.14% | 41615.0273 | 17582.8945 | 25.29% | 51942.8008 | 2740.8142 | 3.942% | 66784.8811
78 | Center | Greater_LA | {'Laguna Bell': 4.0, 'Lighthipe': 5.2, 'Del Amo': 5.6, 'Mesa (SCE)': 7.5, 'Hinson': 10.1, 'Walnut': 10.5, 'Olinda': 10.6, 'Barre': 10.9, 'Arcogen': 11.0, 'Alamitos': 11.3, 'Harborgen': 12.5, 'Long Beach': 13.2, 'La Fresa': 13.7, 'Rio Hondo': 14.1, 'Lewis': 14.5, 'Goodrich': 15.4, 'El Nido': 15.5, 'La Cienega': 16.4, 'Redondo': 17.1, 'Chevmain': 17.2, 'Villa Park': 17.4, 'El Segundo': 18.3, 'Ellis': 19.2, 'Serrano': 19.4} | 0 | 0 | 0% | 0 | 0% | [5 empty] | 0 | 0% | 0 | 0% |  | 0 | 0% | 0 | 0% | 0 | 0% | 0 | 0 | 0% | 0 | 0 | 0% | 0 | 0 | 0% | 0 | 0 | 0% | 0 | 0 | 0% | 0
79 | Del Amo | Greater_LA | {'Lighthipe': 5.0, 'Center': 5.6, 'Alamitos': 5.7, 'Barre': 7.1, 'Hinson': 7.5, 'Arcogen': 8.7, 'Harborgen': 8.9, 'Laguna Bell': 9.3, 'Long Beach': 9.3, 'Lewis': 11.7, 'Olinda': 12.1, 'Mesa (SCE)': 13.1, 'La Fresa': 13.7, 'Walnut': 13.9, 'Ellis': 14.3, 'Villa Park': 15.3, 'Huntington Beach': 15.5, 'El Nido': 16.2, 'Redondo': 16.7, 'Johanna': 16.8, 'Serrano': 17.7, 'Chevmain': 18.0, 'Rio Hondo': 19.0, 'El Segundo': 19.2, 'La Cienega': 19.3} | 3242.4927 | 0 | 0% | 3242.4927 | 100% | [5 empty] | 0 | 0% | 0 | 0% |  | 0 | 0% | 0 | 0% | 0 | 0% | 3242.4927 | 665.6759 | 20.53% | 2576.8168 | 1316.0387 | 40.59% | 1926.454 | 1316.0387 | 40.59% | 1926.454 | 0 | 0% | 3242.4927 | 25.9391 | 0.8% | 3216.5535
80 | El Nido | Greater_LA | {'Chevmain': 1.8, 'La Fresa': 2.9, 'El Segundo': 3.0, 'Redondo': 3.4, 'La Cienega': 7.2, 'Arcogen': 9.2, 'Hinson': 10.1, 'Lighthipe': 11.4, 'Harborgen': 11.6, 'Long Beach': 12.4, 'Laguna Bell': 14.1, 'Center': 15.5, 'Del Amo': 16.2, 'Mesa (SCE)': 18.0, 'Alamitos': 18.2} | 375.5963 | 0 | 0% | 375.5963 | 100% | [5 empty] | 0 | 0% | 0 | 0% |  | 81.5373 | 21.71% | 0 | 0% | 10.7529 | 2.863% | 364.8434 | 113.7204 | 30.28% | 261.8759 | 204.9119 | 54.56% | 170.6844 | 215.6648 | 57.42% | 159.9315 | 0 | 0% | 375.5963 | 0.64248 | 0.1711% | 374.9538
81 | Goodrich | Greater_LA | {'Rio Hondo': 6.9, 'Gould': 7.5, 'Mesa (SCE)': 8.0, 'Laguna Bell': 12.6, 'Walnut': 12.6, 'Center': 15.4, 'Olinda': 17.0, 'Lighthipe': 19.3, 'La Cienega': 19.6} | 0 | 0 | 0% | 0 | 0% | [5 empty] | 0 | 0% | 0 | 0% |  | 0 | 0% | 0 | 0% | 0 | 0% | 0 | 0 | 0% | 0 | 0 | 0% | 0 | 0 | 0% | 0 | 0 | 0% | 0 | 0 | 0% | 0
82 | Gould | Greater_LA | {'Goodrich': 7.5, 'Mesa (SCE)': 13.4, 'Rio Hondo': 14.3, 'Laguna Bell': 17.1, 'Vincent': 18.7, 'La Cienega': 18.8, 'Sylmar': 18.8} | 2902.9985 | 0 | 0% | 2902.9985 | 100% | [5 empty] | 0 | 0% | 0 | 0% |  | 0 | 0% | 2902.9985 | 100% | 661.4628 | 22.79% | 2241.5357 | 94.0873 | 3.241% | 2808.9113 | 1005.2657 | 34.63% | 1897.7328 | 1095.0822 | 37.72% | 1807.9164 | 2842.2839 | 97.91% | 60.7146 | 784.1293 | 27.01% | 2118.8692
83 | Harborgen | Greater_LA | {'Long Beach': 0.9, 'Arcogen': 2.8, 'Hinson': 2.8, 'Alamitos': 7.5, 'Lighthipe': 7.6, 'La Fresa': 8.7, 'Del Amo': 8.9, 'Redondo': 10.4, 'El Nido': 11.6, 'Center': 12.5, 'Chevmain': 13.2, 'Laguna Bell': 14.3, 'Barre': 14.3, 'El Segundo': 14.4, 'Huntington Beach': 17.0, 'La Cienega': 17.6, 'Ellis': 17.6, 'Mesa (SCE)': 19.0, 'Lewis': 19.0} | 5594.1831 | 0 | 0% | 5594.1831 | 100% | [5 empty] | 0 | 0% | 0 | 0% |  | 8.6063 | 0.1538% | 0 | 0% | 0 | 0% | 5594.1831 | 459.8083 | 8.219% | 5134.3748 | 3438.0051 | 61.46% | 2156.178 | 3438.0051 | 61.46% | 2156.178 | 0 | 0% | 5594.1831 | 24.2063 | 0.4327% | 5569.9768
84 | Hinson | Greater_LA | {'Arcogen': 1.2, 'Harborgen': 2.8, 'Long Beach': 3.7, 'Lighthipe': 5.0, 'La Fresa': 7.2, 'Del Amo': 7.5, 'Alamitos': 8.0, 'Redondo': 9.7, 'Center': 10.1, 'El Nido': 10.1, 'Laguna Bell': 11.6, 'Chevmain': 11.9, 'El Segundo': 13.1, 'Barre': 13.9, 'La Cienega': 15.4, 'Mesa (SCE)': 16.3, 'Huntington Beach': 18.5, 'Ellis': 18.6, 'Lewis': 18.6, 'Olinda': 19.4} | 5378.9902 | 0 | 0% | 5378.9902 | 100% | [5 empty] | 0 | 0% | 0 | 0% |  | 4.5859 | 0.08526% | 0 | 0% | 0 | 0% | 5378.9902 | 240.3738 | 4.469% | 5138.6164 | 3225.4126 | 59.96% | 2153.5776 | 3225.4126 | 59.96% | 2153.5776 | 0 | 0% | 5378.9902 | 14.3315 | 0.2664% | 5364.6587
85 | La Cienega | Greater_LA | {'El Segundo': 6.9, 'Chevmain': 6.9, 'El Nido': 7.2, 'La Fresa': 9.4, 'Redondo': 10.5, 'Laguna Bell': 13.3, 'Lighthipe': 14.3, 'Arcogen': 14.8, 'Hinson': 15.4, 'Mesa (SCE)': 15.6, 'Center': 16.4, 'Harborgen': 17.6, 'Long Beach': 18.4, 'Gould': 18.8, 'Del Amo': 19.3, 'Goodrich': 19.6} | 219.973 | 0 | 0% | 219.973 | 100% | [5 empty] | 0 | 0% | 0 | 0% |  | 0.29523 | 0.1342% | 0 | 0% | 1.5765 | 0.7167% | 218.3965 | 113.7204 | 51.7% | 106.2526 | 130.1089 | 59.15% | 89.8641 | 131.6854 | 59.86% | 88.2876 | 0 | 0% | 219.973 | 0.64248 | 0.2921% | 219.3305
86 | La Fresa | Greater_LA | {'El Nido': 2.9, 'Redondo': 3.5, 'Chevmain': 4.6, 'El Segundo': 5.8, 'Arcogen': 6.3, 'Hinson': 7.2, 'Harborgen': 8.7, 'Lighthipe': 9.1, 'La Cienega': 9.4, 'Long Beach': 9.5, 'Laguna Bell': 12.9, 'Center': 13.7, 'Del Amo': 13.7, 'Alamitos': 15.3, 'Mesa (SCE)': 17.2} | 2395.7878 | 0 | 0% | 2395.7878 | 100% | [5 empty] | 0 | 0% | 0 | 0% |  | 136.4636 | 5.696% | 0 | 0% | 10.7529 | 0.4488% | 2385.0349 | 55.0476 | 2.298% | 2340.7403 | 1726.0098 | 72.04% | 669.7781 | 1736.7626 | 72.49% | 659.0253 | 0 | 0% | 2395.7878 | 0.64248 | 0.02682% | 2395.1454
87 | Laguna Bell | Greater_LA | {'Center': 4.0, 'Mesa (SCE)': 4.7, 'Lighthipe': 6.8, 'Del Amo': 9.3, 'Hinson': 11.6, 'Walnut': 11.6, 'Arcogen': 12.2, 'Goodrich': 12.6, 'La Fresa': 12.9, 'Olinda': 13.1, 'Rio Hondo': 13.1, 'La Cienega': 13.3, 'El Nido': 14.1, 'Harborgen': 14.3, 'Alamitos': 14.8, 'Barre': 15.0, 'Long Beach': 15.2, 'Chevmain': 15.5, 'Redondo': 16.4, 'El Segundo': 16.5, 'Gould': 17.1, 'Lewis': 18.3} | 0 | 0 | 0% | 0 | 0% | [5 empty] | 0 | 0% | 0 | 0% |  | 0 | 0% | 0 | 0% | 0 | 0% | 0 | 0 | 0% | 0 | 0 | 0% | 0 | 0 | 0% | 0 | 0 | 0% | 0 | 0 | 0% | 0
88 | Lighthipe | Greater_LA | {'Del Amo': 5.0, 'Hinson': 5.0, 'Center': 5.2, 'Arcogen': 5.9, 'Laguna Bell': 6.8, 'Harborgen': 7.6, 'Long Beach': 8.4, 'La Fresa': 9.1, 'Alamitos': 9.1, 'El Nido': 11.4, 'Mesa (SCE)': 11.4, 'Barre': 12.2, 'Redondo': 12.4, 'Chevmain': 13.2, 'La Cienega': 14.3, 'El Segundo': 14.4, 'Olinda': 15.2, 'Walnut': 15.6, 'Lewis': 16.6, 'Ellis': 19.0, 'Rio Hondo': 19.1, 'Goodrich': 19.3, 'Huntington Beach': 19.8} | 3172.3684 | 0 | 0% | 3172.3684 | 100% | [5 empty] | 0 | 0% | 0 | 0% |  | 0 | 0% | 0 | 0% | 0 | 0% | 3172.3684 | 51.4419 | 1.622% | 3120.9265 | 1347.7477 | 42.48% | 1824.6207 | 1347.7477 | 42.48% | 1824.6207 | 0 | 0% | 3172.3684 | 11.1851 | 0.3526% | 3161.1833
89 | Mesa (SCE) | Greater_LA | {'Laguna Bell': 4.7, 'Center': 7.5, 'Goodrich': 8.0, 'Rio Hondo': 8.8, 'Walnut': 9.4, 'Lighthipe': 11.4, 'Olinda': 12.5, 'Del Amo': 13.1, 'Gould': 13.4, 'La Cienega': 15.6, 'Hinson': 16.3, 'Arcogen': 17.0, 'La Fresa': 17.2, 'Barre': 17.4, 'El Nido': 18.0, 'Alamitos': 18.8, 'Harborgen': 19.0, 'Chevmain': 19.2, 'Long Beach': 19.8, 'Lewis': 19.9} | 0 | 0 | 0% | 0 | 0% | [5 empty] | 0 | 0% | 0 | 0% |  | 0 | 0% | 0 | 0% | 0 | 0% | 0 | 0 | 0% | 0 | 0 | 0% | 0 | 0 | 0% | 0 | 0 | 0% | 0 | 0 | 0% | 0
90 | Olinda | Greater_LA | {'Walnut': 4.6, 'Lewis': 9.5, 'Barre': 10.1, 'Villa Park': 10.3, 'Center': 10.6, 'Serrano': 11.1, 'Rio Hondo': 11.5, 'Del Amo': 12.1, 'Mesa (SCE)': 12.5, 'Laguna Bell': 13.1, 'Chino': 14.5, 'Lighthipe': 15.2, 'Alamitos': 16.1, 'Johanna': 16.5, 'Goodrich': 17.0, 'Ellis': 18.0, 'Hinson': 19.4} | 0 | 0 | 0% | 0 | 0% | [5 empty] | 0 | 0% | 0 | 0% |  | 0 | 0% | 0 | 0% | 0 | 0% | 0 | 0 | 0% | 0 | 0 | 0% | 0 | 0 | 0% | 0 | 0 | 0% | 0 | 0 | 0% | 0
234 | Highwind | Tehachapi | {'Windhub': 7.1, 'Whirlwind': 16.9} | 65703.1016 | 2862.1987 | 4.356% | 62840.9028 | 95.64% | [5 empty] | 53.6782 | 0.0817% | 112.9916 | 0.172% |  | 33191.1836 | 50.52% | 7915.3774 | 12.05% | 26234.6133 | 39.93% | 39468.4883 | 11163.1768 | 16.99% | 54539.9248 | 27769.0957 | 42.26% | 37934.0059 | 43679.6484 | 66.48% | 22023.4531 | 20673.1543 | 31.46% | 45029.9473 | 826.4499 | 1.258% | 64876.6517
92 | Rio Hondo | Greater_LA | {'Goodrich': 6.9, 'Walnut': 6.9, 'Mesa (SCE)': 8.8, 'Olinda': 11.5, 'Laguna Bell': 13.1, 'Center': 14.1, 'Gould': 14.3, 'Chino': 18.8, 'Del Amo': 19.0, 'Lighthipe': 19.1, 'Padua': 19.6} | 0 | 0 | 0% | 0 | 0% | [5 empty] | 0 | 0% | 0 | 0% |  | 0 | 0% | 0 | 0% | 0 | 0% | 0 | 0 | 0% | 0 | 0 | 0% | 0 | 0 | 0% | 0 | 0 | 0% | 0 | 0 | 0% | 0
247 | Windhub | Tehachapi | {'Highwind': 7.1, 'Whirlwind': 15.0} | 65179.9258 | 4349.4668 | 6.673% | 60830.459 | 93.33% | [5 empty] | 0 | 0% | 0 | 0% |  | 23076.7695 | 35.4% | 0 | 0% | 24162.3359 | 37.07% | 41017.5898 | 19379.916 | 29.73% | 45800.0098 | 26890.8613 | 41.26% | 38289.0645 | 43926.918 | 67.39% | 21253.0078 | 10360.5908 | 15.9% | 54819.335 | 291.5462 | 0.4473% | 64888.3796
77 | Bailey | Tehachapi | {'Pastoria': 11.6} | 57939.2656 | 1640.9548 | 2.832% | 56298.3108 | 97.17% | [5 empty] | 1045.2118 | 1.804% | 854.9182 | 1.476% |  | 49737.5078 | 85.84% | 0 | 0% | 35606.9883 | 61.46% | 22332.2773 | 30902.0781 | 53.34% | 27037.1875 | 26411.5898 | 45.58% | 31527.6758 | 54102.0859 | 93.38% | 3837.1797 | 28167.0215 | 48.61% | 29772.2441 | 1511.8374 | 2.609% | 56427.4282
95 | Borden | Central_Valley_North_Los_Banos | {'Gregg': 6.1, 'Kearney': 16.0, 'West Fresno': 16.8, 'Cal Ave': 18.6, 'Newhall': 19.4} | 108766.5625 | 23279.5742 | 21.4% | 85486.9883 | 78.6% | [5 empty] | 32777.043 | 30.14% | 53122.0977 | 48.84% |  | 0 | 0% | 0 | 0% | 25219.0762 | 23.19% | 83547.4863 | 35416.2031 | 32.56% | 73350.3594 | 43716.9297 | 40.19% | 65049.6328 | 55377.1992 | 50.91% | 53389.3633 | 9217.1016 | 8.474% | 99549.4609 | 17708.791 | 16.28% | 91057.7715
96 | Dairyland | Central_Valley_North_Los_Banos | {'Le Grand': 9.3, 'Newhall': 13.0, 'Wilson': 17.2, 'Merced': 17.8} | 135258.9375 | 16530.5176 | 12.22% | 118728.4199 | 87.78% | [5 empty] | 84917.0625 | 62.78% | 37992.8398 | 28.09% |  | 0 | 0% | 0 | 0% | 54100.0117 | 40% | 81158.9258 | 11088.6543 | 8.198% | 124170.2832 | 15112.1338 | 11.17% | 120146.8037 | 61338.6914 | 45.35% | 73920.2461 | 154.5079 | 0.1142% | 135104.4296 | 7955.4316 | 5.882% | 127303.5059
97 | Gregg | Central_Valley_North_Los_Banos | {'Borden': 6.1, 'Kearney': 10.3, 'West Fresno': 10.8, 'Cal Ave': 12.5, 'Malaga': 15.3, 'Mc Mullin': 18.4, 'Sanger': 19.7} | 95519.3281 | 22598.7539 | 23.66% | 72920.5742 | 76.34% | [5 empty] | 23506.209 | 24.61% | 59761.9922 | 62.57% |  | 0 | 0% | 0 | 0% | 9758.3262 | 10.22% | 85761.002 | 19528.7891 | 20.44% | 75990.5391 | 22099.7363 | 23.14% | 73419.5918 | 31416.4043 | 32.89% | 64102.9238 | 5870.3672 | 6.146% | 89648.9609 | 9481.917 | 9.927% | 86037.4111
98 | Newhall | Central_Valley_North_Los_Banos | {'Mendota': 12.4, 'Dairyland': 13.0, 'Oro Loma': 18.1, 'Borden': 19.4, 'Tranquility': 19.6, 'Cheney': 19.7} | 145693.5938 | 19415.6406 | 13.33% | 126277.9531 | 86.67% | [5 empty] | 96932.0078 | 66.53% | 23988.3848 | 16.46% |  | 0 | 0% | 0 | 0% | 89076.5156 | 61.14% | 56617.0781 | 18650.2676 | 12.8% | 127043.3262 | 33204.0938 | 22.79% | 112489.5 | 98868.1484 | 67.86% | 46825.4453 | 7865.563 | 5.399% | 137828.0308 | 24769.5469 | 17% | 120924.0469
99 | Ignacio | Mendocino_Marin | {'Lakeville': 12.2, 'Carquinez': 15.9, 'Penngrove': 18.2, 'Tulucay': 18.9} | 19882.4082 | 0 | 0% | 19882.4082 | 100% | [5 empty] | 587.0749 | 2.953% | 126.9904 | 0.6387% |  | 9555.1533 | 48.06% | 7737.4243 | 38.92% | 14357.1309 | 72.21% | 5525.2773 | 8161.6099 | 41.05% | 11720.7983 | 13119.6055 | 65.99% | 6762.8027 | 18012.3926 | 90.59% | 1870.0156 | 11922.002 | 59.96% | 7960.4062 | 1242.0182 | 6.247% | 18640.39
100 | Calpella | Mendocino_Marin | {'Mendocino': 3.7, 'Ukiah': 3.7, 'Hopland': 16.6} | 30249.9961 | 0 | 0% | 30249.9961 | 100% | [5 empty] | 79.4931 | 0.2628% | 87.4033 | 0.2889% |  | 29373.1719 | 97.1% | 876.8339 | 2.899% | 2163.0532 | 7.151% | 28086.9429 | 14609.958 | 48.3% | 15640.0381 | 19091.0195 | 63.11% | 11158.9766 | 20259.3594 | 66.97% | 9990.6367 | 26860.9121 | 88.8% | 3389.084 | 235.4358 | 0.7783% | 30014.5603
101 | Hopland | Mendocino_Marin | {'Cloverdale': 12.7, 'Ukiah': 13.2, 'Calpella': 16.6, 'Eagle Rock': 17.6} | 36305.0586 | 0 | 0% | 36305.0586 | 100% | [5 empty] | 477.658 | 1.316% | 205.0971 | 0.5649% |  | 26480.2578 | 72.94% | 9806.6934 | 27.01% | 27807.8594 | 76.59% | 8497.1992 | 8320.0654 | 22.92% | 27984.9932 | 11773.1543 | 32.43% | 24531.9043 | 30168.7051 | 83.1% | 6136.3535 | 28805.1836 | 79.34% | 7499.875 | 281.8816 | 0.7764% | 36023.177
102 | Mendocino | Mendocino_Marin | {'Calpella': 3.7, 'Ukiah': 7.4} | 33904.8008 | 0 | 0% | 33904.8008 | 100% | [5 empty] | 140.2911 | 0.4138% | 86.6485 | 0.2556% |  | 27832.7598 | 82.09% | 6072.0649 | 17.91% | 9306.1973 | 27.45% | 24598.6035 | 15138.6367 | 44.65% | 18766.1641 | 20616.2734 | 60.81% | 13288.5273 | 23614.2148 | 69.65% | 10290.5859 | 28306.7461 | 83.49% | 5598.0547 | 358.7922 | 1.058% | 33546.0086
103 | Ukiah | Mendocino_Marin | {'Calpella': 3.7, 'Mendocino': 7.4, 'Hopland': 13.2} | 33527.1602 | 0 | 0% | 33527.1602 | 100% | [5 empty] | 41.9862 | 0.1252% | 57.7687 | 0.1723% |  | 33525.6523 | 100% | 0 | 0% | 1363.0232 | 4.065% | 32164.137 | 14024.207 | 41.83% | 19502.9531 | 18667.998 | 55.68% | 14859.1621 | 19436.2031 | 57.97% | 14090.957 | 29789.9512 | 88.85% | 3737.209 | 305.8235 | 0.9122% | 33221.3367
104 | Le Grand | Central_Valley_North_Los_Banos | {'Dairyland': 9.3, 'Wilson': 10.5, 'Merced': 13.2} | 119601.5312 | 0 | 0% | 119601.5312 | 100% | [5 empty] | 47760.7266 | 39.93% | 35639.1562 | 29.8% |  | 0 | 0% | 0 | 0% | 60738.6797 | 50.78% | 58862.8516 | 56416.6523 | 47.17% | 63184.8789 | 58442.1523 | 48.86% | 61159.3789 | 77729.8594 | 64.99% | 41871.6719 | 16090.7979 | 13.45% | 103510.7334 | 26281.8926 | 21.97% | 93319.6387
105 | Merced | Central_Valley_North_Los_Banos | {'Wilson': 4.6, 'Le Grand': 13.2, 'Dairyland': 17.8} | 81391.9766 | 0 | 0% | 81391.9766 | 100% | [5 empty] | 39038.6602 | 47.96% | 26007.7129 | 31.95% |  | 0 | 0% | 0 | 0% | 44813.5547 | 55.06% | 36578.4219 | 27698.4766 | 34.03% | 53693.5 | 37662.4258 | 46.27% | 43729.5508 | 58222.4766 | 71.53% | 23169.5 | 1376.3986 | 1.691% | 80015.578 | 13682.8281 | 16.81% | 67709.1484
106 | Wilson | Central_Valley_North_Los_Banos | {'Merced': 4.6, 'Le Grand': 10.5, 'Dairyland': 17.2} | 74263.4375 | 0 | 0% | 74263.4375 | 100% | [5 empty] | 26250.373 | 35.35% | 19728.1094 | 26.57% |  | 0 | 0% | 0 | 0% | 42160.5234 | 56.77% | 32102.9141 | 37856.6445 | 50.98% | 36406.793 | 40806.0586 | 54.95% | 33457.3789 | 57370.0469 | 77.25% | 16893.3906 | 13473.2646 | 18.14% | 60790.1729 | 19337.4434 | 26.04% | 54925.9941
107 | Los Banos | Central_Valley_North_Los_Banos | {'Quinto': 5.3} | 44625.5898 | 1806.5144 | 4.048% | 42819.0754 | 95.95% | [5 empty] | 12561.4023 | 28.15% | 4338.9985 | 9.723% |  | 0 | 0% | 0 | 0% | 33507.1914 | 75.09% | 11118.3984 | 739.0601 | 1.656% | 43886.5297 | 4397.2563 | 9.854% | 40228.3335 | 33507.1914 | 75.09% | 11118.3984 | 8209.4111 | 18.4% | 36416.1787 | 3519.6912 | 7.887% | 41105.8987
108 | Coburn | Peninsula_Monterey | {} | 71670.7812 | 8855.9111 | 12.36% | 62814.8701 | 87.64% | [5 empty] | 2593.4963 | 3.619% | 19487.4297 | 27.19% |  | 12991.1973 | 18.13% | 0 | 0% | 29211.2969 | 40.76% | 42459.4844 | 1721.4719 | 2.402% | 69949.3093 | 13656.6982 | 19.05% | 58014.083 | 35817.7695 | 49.98% | 35853.0117 | 21502.5977 | 30% | 50168.1836 | 1910.1407 | 2.665% | 69760.6405
109 | Tulucay | Northern_California | {'Carquinez': 10.9, 'Peabody': 16.3, 'Lakeville': 17.0, 'Martinez': 18.1, 'Ignacio': 18.9} | 35553.125 | 1045.6541 | 2.941% | 34507.4709 | 97.06% | [5 empty] | 1715.5339 | 4.825% | 3999.2764 | 11.25% |  | 22614.5332 | 63.61% | 2080.8931 | 5.853% | 27403.0352 | 77.08% | 8150.0898 | 3476.2942 | 9.778% | 32076.8308 | 11230.25 | 31.59% | 24322.875 | 28946.1992 | 81.42% | 6606.9258 | 20264.7227 | 57% | 15288.4023 | 3368.6721 | 9.475% | 32184.4529
110 | Brunswick | Northern_California | {'Higgins': 13.3, 'Drum': 14.5} | 0 | 0 | 0% | 0 | 0% | [5 empty] | 0 | 0% | 0 | 0% |  | 0 | 0% | 0 | 0% | 0 | 0% | 0 | 0 | 0% | 0 | 0 | 0% | 0 | 0 | 0% | 0 | 0 | 0% | 0 | 0 | 0% | 0
111 | Higgins | Northern_California | {'Brunswick': 13.3, 'Pleasant Grove': 19.2} | 0 | 0 | 0% | 0 | 0% | [5 empty] | 0 | 0% | 0 | 0% |  | 0 | 0% | 0 | 0% | 0 | 0% | 0 | 0 | 0% | 0 | 0 | 0% | 0 | 0 | 0% | 0 | 0 | 0% | 0 | 0 | 0% | 0
112 | Barre | Greater_LA | {'Lewis': 4.8, 'Del Amo': 7.1, 'Alamitos': 7.4, 'Villa Park': 8.5, 'Ellis': 8.8, 'Johanna': 9.9, 'Olinda': 10.1, 'Center': 10.9, 'Serrano': 11.1, 'Huntington Beach': 11.2, 'Lighthipe': 12.2, 'Hinson': 13.9, 'Walnut': 13.9, 'Harborgen': 14.3, 'Long Beach': 14.3, 'Laguna Bell': 15.0, 'Arcogen': 15.1, 'Santiago': 15.8, 'Mesa (SCE)': 17.4} | 2345.4561 | 0 | 0% | 2345.4561 | 100% | [5 empty] | 0 | 0% | 0 | 0% |  | 0 | 0% | 0 | 0% | 0 | 0% | 2345.4561 | 688.6575 | 29.36% | 1656.7986 | 2275.0151 | 97% | 70.4409 | 2275.0151 | 97% | 70.4409 | 0 | 0% | 2345.4561 | 26.0866 | 1.112% | 2319.3695
113 | Ellis | Greater_LA | {'Huntington Beach': 3.4, 'Johanna': 5.6, 'Barre': 8.8, 'Lewis': 8.9, 'Santiago': 10.2, 'Alamitos': 10.5, 'Villa Park': 10.9, 'Serrano': 13.3, 'Del Amo': 14.3, 'Long Beach': 17.2, 'Viejo': 17.4, 'Harborgen': 17.6, 'Trabuco': 17.7, 'Olinda': 18.0, 'Hinson': 18.6, 'Lighthipe': 19.0, 'Center': 19.2, 'Arcogen': 19.5, 'Capistrano': 20.0} | 5455.1079 | 0 | 0% | 5455.1079 | 100% | [5 empty] | 0 | 0% | 0 | 0% |  | 0 | 0% | 0 | 0% | 3.1489 | 0.05772% | 5451.959 | 1420.6506 | 26.04% | 4034.4573 | 5252.938 | 96.29% | 202.1699 | 5256.0869 | 96.35% | 199.021 | 0 | 0% | 5455.1079 | 359.9801 | 6.599% | 5095.1278
114 | Johanna | Greater_LA | {'Ellis': 5.6, 'Santiago': 5.9, 'Lewis': 7.1, 'Villa Park': 7.1, 'Huntington Beach': 8.6, 'Serrano': 8.7, 'Barre': 9.9, 'Viejo': 12.5, 'Trabuco': 14.6, 'Alamitos': 14.6, 'Olinda': 16.5, 'Del Amo': 16.8, 'Margarita': 17.2, 'Capistrano': 17.6} | 4481.8384 | 0 | 0% | 4481.8384 | 100% | [5 empty] | 0 | 0% | 0 | 0% |  | 0 | 0% | 0 | 0% | 3.1489 | 0.07026% | 4478.6895 | 792.3571 | 17.68% | 3689.4813 | 4332.5356 | 96.67% | 149.3027 | 4335.6846 | 96.74% | 146.1538 | 0 | 0% | 4481.8384 | 338.7593 | 7.558% | 4143.079
115 | Lewis | Greater_LA | {'Villa Park': 3.7, 'Barre': 4.8, 'Serrano': 6.4, 'Johanna': 7.1, 'Ellis': 8.9, 'Olinda': 9.5, 'Del Amo': 11.7, 'Alamitos': 11.9, 'Huntington Beach': 12.1, 'Santiago': 12.5, 'Walnut': 14.0, 'Center': 14.5, 'Lighthipe': 16.6, 'Viejo': 17.7, 'Chino': 18.2, 'Laguna Bell': 18.3, 'Hinson': 18.6, 'Harborgen': 19.0, 'Long Beach': 19.0, 'Arcogen': 19.8, 'Mesa (SCE)': 19.9} | 0 | 0 | 0% | 0 | 0% | [5 empty] | 0 | 0% | 0 | 0% |  | 0 | 0% | 0 | 0% | 0 | 0% | 0 | 0 | 0% | 0 | 0 | 0% | 0 | 0 | 0% | 0 | 0 | 0% | 0 | 0 | 0% | 0
116 | Santiago | Greater_LA | {'Johanna': 5.9, 'Viejo': 7.2, 'Trabuco': 8.9, 'Ellis': 10.2, 'Villa Park': 11.1, 'Margarita': 11.3, 'Serrano': 11.4, 'Capistrano': 12.0, 'Huntington Beach': 12.2, 'Lewis': 12.5, 'Barre': 15.8, 'Talega': 18.5, 'Lee Lake (Proposed)': 19.2} | 880.2036 | 0 | 0% | 880.2036 | 100% | [5 empty] | 0 | 0% | 0 | 0% |  | 13.4467 | 1.528% | 0 | 0% | 3.1489 | 0.3577% | 877.0547 | 48.9904 | 5.566% | 831.2131 | 810.4458 | 92.07% | 69.7578 | 813.5947 | 92.43% | 66.6089 | 0 | 0% | 880.2036 | 21.0062 | 2.387% | 859.1973
117 | Serrano | Greater_LA | {'Villa Park': 2.7, 'Lewis': 6.4, 'Johanna': 8.7, 'Olinda': 11.1, 'Barre': 11.1, 'Santiago': 11.4, 'Ellis': 13.3, 'Chino': 13.3, 'Viejo': 14.0, 'Walnut': 15.4, 'Huntington Beach': 16.6, 'Del Amo': 17.7, 'Mira Loma': 17.9, 'Alamitos': 18.3, 'Center': 19.4, 'Trabuco': 19.5} | 446.0012 | 0 | 0% | 446.0012 | 100% | [5 empty] | 0 | 0% | 0 | 0% |  | 0 | 0% | 446.0012 | 100% | 301.9824 | 67.71% | 144.0188 | 144.0188 | 32.29% | 301.9824 | 144.0188 | 32.29% | 301.9824 | 446.0012 | 100% | 0 | 227.1328 | 50.93% | 218.8684 | 5.928 | 1.329% | 440.0732
118 | Villa Park | Greater_LA | {'Serrano': 2.7, 'Lewis': 3.7, 'Johanna': 7.1, 'Barre': 8.5, 'Olinda': 10.3, 'Ellis': 10.9, 'Santiago': 11.1, 'Huntington Beach': 14.3, 'Walnut': 14.9, 'Viejo': 15.1, 'Del Amo': 15.3, 'Chino': 15.5, 'Alamitos': 15.6, 'Center': 17.4, 'Trabuco': 19.7} | 0 | 0 | 0% | 0 | 0% | [5 empty] | 0 | 0% | 0 | 0% |  | 0 | 0% | 0 | 0% | 0 | 0% | 0 | 0 | 0% | 0 | 0 | 0% | 0 | 0 | 0% | 0 | 0 | 0% | 0 | 0 | 0% | 0
119 | Capistrano | Greater_LA | {'Margarita': 3.4, 'Trabuco': 3.5, 'Talega': 6.8, 'Viejo': 10.7, 'San Onofre': 11.8, 'Santiago': 12.0, 'Johanna': 17.6, 'Ellis': 20.0} | 892.4259 | 0 | 0% | 892.4259 | 100% | [5 empty] | 0 | 0% | 0 | 0% |  | 46.0847 | 5.164% | 0 | 0% | 0 | 0% | 892.4259 | 287.3116 | 32.19% | 605.1143 | 775.9077 | 86.94% | 116.5182 | 775.9077 | 86.94% | 116.5182 | 0 | 0% | 892.4259 | 7.456 | 0.8355% | 884.9699
120 | Trabuco | Greater_LA | {'Margarita': 2.8, 'Capistrano': 3.5, 'Viejo': 7.4, 'Santiago': 8.9, 'Talega': 9.6, 'Johanna': 14.6, 'San Onofre': 15.0, 'Ellis': 17.7, 'Lee Lake (Proposed)': 18.2, 'Huntington Beach': 18.5, 'Serrano': 19.5, 'Villa Park': 19.7} | 795.5437 | 0 | 0% | 795.5437 | 100% | [5 empty] | 0 | 0% | 0 | 0% |  | 14.8837 | 1.871% | 0 | 0% | 0 | 0% | 795.5437 | 199.7113 | 25.1% | 595.8324 | 688.3073 | 86.52% | 107.2364 | 688.3073 | 86.52% | 107.2364 | 0 | 0% | 795.5437 | 0 | 0% | 795.5437
121 | Pleasant Grove | Northern_California | {'Rio Oso': 11.6, 'Gold Hill': 14.6, 'Higgins': 19.2} | 13071.0322 | 0 | 0% | 13071.0322 | 100% | [5 empty] | 7787.8574 | 59.58% | 374.9611 | 2.869% |  | 0 | 0% | 0 | 0% | 4604.7871 | 35.23% | 8466.2451 | 0 | 0% | 13071.0322 | 7.4361 | 0.05689% | 13063.5961 | 4612.2236 | 35.29% | 8458.8086 | 0 | 0% | 13071.0322 | 3588.7915 | 27.46% | 9482.2407
122 | Summit | Northern_California | {} | 58492.4219 | 0 | 0% | 58492.4219 | 100% | [5 empty] | 0 | 0% | 0 | 0% |  | 18178.8047 | 31.08% | 948.0059 | 1.621% | 8307.8486 | 14.2% | 50184.5732 | 5645.4028 | 9.652% | 52847.019 | 26404.8887 | 45.14% | 32087.5332 | 32523.5137 | 55.6% | 25968.9082 | 42069.5938 | 71.92% | 16422.8281 | 5627.3281 | 9.621% | 52865.0938
123 | Devers | Riverside | {'Mirage': 14.4} | 3330.8992 | 0 | 0% | 3330.8992 | 100% | [5 empty] | 0 | 0% | 0 | 0% |  | 3197.427 | 95.99% | 133.159 | 3.998% | 2393.6851 | 71.86% | 937.2141 | 2220.2415 | 66.66% | 1110.6577 | 2214.99 | 66.5% | 1115.9092 | 2710.6194 | 81.38% | 620.2798 | 1202.1995 | 36.09% | 2128.6997 | 24.4799 | 0.7349% | 3306.4193
124 | Kern | Riverside (Exclude) | {'Redbluff': 15.1} | 20801.6738 | 0 | 0% | 20801.6738 | 100% | [5 empty] | 0 | 0% | 0 | 0% |  | 0 | 0% | 0 | 0% | 1624.7278 | 7.811% | 19176.946 | 6543.0781 | 31.45% | 14258.5957 | 0 | 0% | 20801.6738 | 8147.7734 | 39.17% | 12653.9004 | 10718.2949 | 51.53% | 10083.3789 | 0 | 0% | 20801.6738
125 | Mirage | Riverside | {'Devers': 14.4} | 0 | 0 | 0% | 0 | 0% | [5 empty] | 0 | 0% | 0 | 0% |  | 0 | 0% | 0 | 0% | 0 | 0% | 0 | 0 | 0% | 0 | 0 | 0% | 0 | 0 | 0% | 0 | 0 | 0% | 0 | 0 | 0% | 0
126 | Valley (SCE) | Riverside (Exclude) | {'El Casco': 16.3, 'Lee Lake (Proposed)': 16.9} | 0 | 0 | 0% | 0 | 0% | [5 empty] | 0 | 0% | 0 | 0% |  | 0 | 0% | 0 | 0% | 0 | 0% | 0 | 0 | 0% | 0 | 0 | 0% | 0 | 0 | 0% | 0 | 0 | 0% | 0 | 0 | 0% | 0
127 | Gold Hill | Solano | {'Pleasant Grove': 14.6, 'Placerville': 19.7} | 0 | 0 | 0% | 0 | 0% | [5 empty] | 0 | 0% | 0 | 0% |  | 0 | 0% | 0 | 0% | 0 | 0% | 0 | 0 | 0% | 0 | 0 | 0% | 0 | 0 | 0% | 0 | 0 | 0% | 0 | 0 | 0% | 0
128 | Grand Island | Solano | {'Shilo III': 14.6, 'Birds Landing': 15.0, 'Eight Mile': 16.6, 'Contra Costa': 19.1} | 119606.1094 | 787.8737 | 0.6587% | 118818.2357 | 99.34% | [5 empty] | 33950.8125 | 28.39% | 63410.2539 | 53.02% |  | 0 | 0% | 0 | 0% | 11988.8076 | 10.02% | 107617.3018 | 18956.334 | 15.85% | 100649.7754 | 21085.373 | 17.63% | 98520.7363 | 30703.8477 | 25.67% | 88902.2617 | 21.3341 | 0.01784% | 119584.7753 | 12397.8008 | 10.37% | 107208.3086
129 | Chino | Greater_Kramer | {'Mira Loma': 6.6, 'Padua': 8.7, 'Rancho Vista': 10.3, 'Etiwanda': 10.7, 'Serrano': 13.3, 'Olinda': 14.5, 'Villa Park': 15.5, 'Walnut': 15.6, 'Lewis': 18.2, 'Rio Hondo': 18.8} | 446.0012 | 0 | 0% | 446.0012 | 100% | [5 empty] | 0 | 0% | 0 | 0% |  | 0 | 0% | 446.0012 | 100% | 301.9824 | 67.71% | 144.0188 | 144.0188 | 32.29% | 301.9824 | 144.0188 | 32.29% | 301.9824 | 446.0012 | 100% | 0 | 227.1328 | 50.93% | 218.8684 | 5.928 | 1.329% | 440.0732
130 | Kramer | Greater_Kramer (Exclude) | {} | 14450.2734 | 464.4103 | 3.214% | 13985.8632 | 96.79% | [5 empty] | 0 | 0% | 0 | 0% |  | 0 | 0% | 0 | 0% | 13814.5801 | 95.6% | 635.6934 | 1456.4478 | 10.08% | 12993.8257 | 0 | 0% | 14450.2734 | 13814.5801 | 95.6% | 635.6934 | 9528.6611 | 65.94% | 4921.6123 | 0 | 0% | 14450.2734
131 | Lugo | Greater_Kramer | {'Victor': 9.6, 'Roadway': 14.7} | 36362.9102 | 0 | 0% | 36362.9102 | 100% | [5 empty] | 27.9315 | 0.07681% | 1.7313 | 0.004761% |  | 11170.2471 | 30.72% | 22068.7227 | 60.69% | 19485.3086 | 53.59% | 16877.6016 | 24679.5156 | 67.87% | 11683.3945 | 22372.3398 | 61.53% | 13990.5703 | 32749.6328 | 90.06% | 3613.2773 | 18784.1953 | 51.66% | 17578.7148 | 1855.2109 | 5.102% | 34507.6992
132 | Mira Loma | Greater_Kramer | {'Rancho Vista': 5.8, 'Etiwanda': 6.0, 'Chino': 6.6, 'Padua': 8.8, 'Vista': 14.3, 'Serrano': 17.9, 'Lee Lake (Proposed)': 19.0, 'San Bernardino': 19.3} | 366.0379 | 0 | 0% | 366.0379 | 100% | [5 empty] | 0 | 0% | 0 | 0% |  | 0 | 0% | 366.0379 | 100% | 222.0191 | 60.65% | 144.0188 | 144.0188 | 39.35% | 222.0191 | 144.0188 | 39.35% | 222.0191 | 366.0379 | 100% | 0 | 179.4092 | 49.01% | 186.6286 | 0.7415 | 0.2026% | 365.2964
133 | Padua | Greater_Kramer | {'Rancho Vista': 6.4, 'Etiwanda': 6.8, 'Chino': 8.7, 'Mira Loma': 8.8, 'Vista': 19.2, 'Walnut': 19.4, 'Rio Hondo': 19.6} | 326.0573 | 0 | 0% | 326.0573 | 100% | [5 empty] | 0 | 0% | 0 | 0% |  | 0 | 0% | 326.0573 | 100% | 326.0573 | 100% | 0 | 9.938 | 3.048% | 316.1194 | 108.2272 | 33.19% | 217.8301 | 326.0573 | 100% | 0 | 324.0972 | 99.4% | 1.9601 | 20.7663 | 6.369% | 305.291
134 | Pisgah | Greater_Kramer | {} | 11031.6709 | 0 | 0% | 11031.6709 | 100% | [5 empty] | 0 | 0% | 0 | 0% |  | 0 | 0% | 0 | 0% | 5963.1128 | 54.05% | 5068.5581 | 7896.5288 | 71.58% | 3135.1421 | 8829.7461 | 80.04% | 2201.9248 | 9380.999 | 85.04% | 1650.6719 | 4882.002 | 44.25% | 6149.6689 | 81.457 | 0.7384% | 10950.2139
135 | Roadway | Greater_Kramer | {'Victor': 5.1, 'Lugo': 14.7} | 30341.1016 | 0 | 0% | 30341.1016 | 100% | [5 empty] | 17.6098 | 0.05804% | 39.74 | 0.131% |  | 0 | 0% | 0 | 0% | 18129.7461 | 59.75% | 12211.3555 | 13853.5967 | 45.66% | 16487.5049 | 6434.3218 | 21.21% | 23906.7798 | 21078.293 | 69.47% | 9262.8086 | 6406.6313 | 21.12% | 23934.4702 | 147.1072 | 0.4848% | 30193.9944
136 | Tortilla | Greater_Kramer | {'Coolwater': 10.0} | 24699.9688 | 0 | 0% | 24699.9688 | 100% | [5 empty] | 73.128 | 0.2961% | 1062.0842 | 4.3% |  | 0 | 0% | 0 | 0% | 15354.3926 | 62.16% | 9345.5762 | 12583.4648 | 50.95% | 12116.5039 | 6924.1235 | 28.03% | 17775.8452 | 19481.2168 | 78.87% | 5218.752 | 10603.2324 | 42.93% | 14096.7363 | 485.646 | 1.966% | 24214.3227
137 | Victor | Greater_Kramer | {'Roadway': 5.1, 'Lugo': 9.6} | 24989.4023 | 0 | 0% | 24989.4023 | 100% | [5 empty] | 7.339 | 0.02937% | 11.1197 | 0.0445% |  | 2904.4868 | 11.62% | 0 | 0% | 12614.082 | 50.48% | 12375.3203 | 14308.4219 | 57.26% | 10680.9805 | 5583.4487 | 22.34% | 19405.9536 | 18174.1992 | 72.73% | 6815.2031 | 1743.9697 | 6.979% | 23245.4326 | 20.3296 | 0.08135% | 24969.0728
138 | Vista (SCE) | Greater_Kramer | {'San Bernardino': 5.3, 'Etiwanda': 12.4, 'Rancho Vista': 12.8, 'Mira Loma': 14.3, 'El Casco': 14.8, 'Padua': 19.2} | 0 | 0 | 0% | 0 | 0% | [5 empty] | 0 | 0% | 0 | 0% |  | 0 | 0% | 0 | 0% | 0 | 0% | 0 | 0 | 0% | 0 | 0 | 0% | 0 | 0 | 0% | 0 | 0 | 0% | 0 | 0 | 0% | 0
139 | Encina | Greater_SD | {'Palomar': 2.9, 'San Luis Rey': 5.1, 'Escondido': 12.7, 'Penasquitos': 16.5} | 943.8195 | 0 | 0% | 943.8195 | 100% | [5 empty] | 110.8009 | 11.74% | 0 | 0% |  | 0 | 0% | 0 | 0% | 120.9469 | 12.81% | 822.8726 | 862.9453 | 91.43% | 80.8743 | 892.2252 | 94.53% | 51.5944 | 892.2252 | 94.53% | 51.5944 | 0 | 0% | 943.8195 | 226.4108 | 23.99% | 717.4088
140 | Escondido | Greater_SD | {'Palomar': 9.9, 'Encina': 12.7, 'San Luis Rey': 13.9, 'Sycamore Canyon': 15.2, 'Penasquitos': 15.5} | 1.9225 | 0 | 0% | 1.9225 | 100% | [5 empty] | 0 | 0% | 0 | 0% |  | 0 | 0% | 0 | 0% | 0 | 0% | 1.9225 | 1.9225 | 100% | 0 | 1.9225 | 100% | 0 | 1.9225 | 100% | 0 | 0 | 0% | 1.9225 | 0.65123 | 33.87% | 1.2713
141 | Kearny | Greater_SD | {'Mission': 3.4, 'Old Town': 5.8, 'Penasquitos': 7.8, 'Sycamore Canyon': 8.3, 'Silvergate': 9.5, 'Miguel': 13.7, 'Bay Boulevard': 15.6} | 2414.6858 | 0 | 0% | 2414.6858 | 100% | [5 empty] | 0 | 0% | 0 | 0% |  | 0 | 0% | 0 | 0% | 30.02 | 1.243% | 2384.6658 | 103.0067 | 4.266% | 2311.6791 | 1551.562 | 64.26% | 863.1238 | 1551.562 | 64.26% | 863.1238 | 0 | 0% | 2414.6858 | 4.5686 | 0.1892% | 2410.1172
142 | Miguel | Greater_SD | {'Bay Boulevard': 8.1, 'Otay Mesa': 8.3, 'Silvergate': 9.4, 'Mission': 11.6, 'Old Town': 13.6, 'Kearny': 13.7, 'Sycamore Canyon': 16.7, 'Suncrest': 19.7} | 1259.662 | 0 | 0% | 1259.662 | 100% | [5 empty] | 0 | 0% | 0 | 0% |  | 359.8446 | 28.57% | 0 | 0% | 104.0092 | 8.257% | 1155.6528 | 577.0471 | 45.81% | 682.6149 | 1010.6525 | 80.23% | 249.0095 | 1010.6525 | 80.23% | 249.0095 | 19.4186 | 1.542% | 1240.2434 | 142.9707 | 11.35% | 1116.6913
143 | Mission | Greater_SD | {'Kearny': 3.4, 'Old Town': 3.4, 'Silvergate': 6.1, 'Penasquitos': 10.4, 'Sycamore Canyon': 11.1, 'Miguel': 11.6, 'Bay Boulevard': 12.3, 'Otay Mesa': 19.6} | 5224.689 | 0 | 0% | 5224.689 | 100% | [5 empty] | 0 | 0% | 0 | 0% |  | 0 | 0% | 0 | 0% | 87.9459 | 1.683% | 5136.743 | 842.7667 | 16.13% | 4381.9223 | 4123.6328 | 78.93% | 1101.0562 | 4141.9561 | 79.28% | 1082.7329 | 0 | 0% | 5224.689 | 60.8495 | 1.165% | 5163.8395
144 | Old Town | Greater_SD | {'Mission': 3.4, 'Silvergate': 5.7, 'Kearny': 5.8, 'Penasquitos': 10.6, 'Bay Boulevard': 12.3, 'Miguel': 13.6, 'Sycamore Canyon': 14.0} | 5302.4722 | 0 | 0% | 5302.4722 | 100% | [5 empty] | 0 | 0% | 0 | 0% |  | 0 | 0% | 0 | 0% | 88.294 | 1.665% | 5214.1782 | 915.4164 | 17.26% | 4387.0557 | 4196.2822 | 79.14% | 1106.1899 | 4214.606 | 79.48% | 1087.8662 | 0 | 0% | 5302.4722 | 68.775 | 1.297% | 5233.6972
145 | Penasquitos | Greater_SD | {'Kearny': 7.8, 'Mission': 10.4, 'Old Town': 10.6, 'Sycamore Canyon': 10.9, 'Palomar': 14.6, 'Escondido': 15.5, 'Silvergate': 16.0, 'Encina': 16.5} | 227.1567 | 0 | 0% | 227.1567 | 100% | [5 empty] | 0 | 0% | 0 | 0% |  | 0 | 0% | 0 | 0% | 3.4289 | 1.51% | 223.7277 | 77.1852 | 33.98% | 149.9715 | 142.8161 | 62.87% | 84.3406 | 142.8161 | 62.87% | 84.3406 | 0 | 0% | 227.1567 | 8.597 | 3.785% | 218.5597
146 | San Luis Rey | Greater_SD | {'Encina': 5.1, 'Palomar': 6.7, 'Escondido': 13.9, 'San Onofre': 16.8} | 964.0648 | 0 | 0% | 964.0648 | 100% | [5 empty] | 110.8009 | 11.49% | 0 | 0% |  | 0 | 0% | 0 | 0% | 120.9469 | 12.55% | 843.1179 | 905.0493 | 93.88% | 59.0155 | 913.5009 | 94.76% | 50.564 | 913.5009 | 94.76% | 50.564 | 17.318 | 1.796% | 946.7468 | 232.9062 | 24.16% | 731.1586
147 | Sycamore Canyon | Greater_SD | {'Kearny': 8.3, 'Penasquitos': 10.9, 'Mission': 11.1, 'Old Town': 14.0, 'Escondido': 15.2, 'Silvergate': 16.6, 'Miguel': 16.7} | 0 | 0 | 0% | 0 | 0% | [5 empty] | 0 | 0% | 0 | 0% |  | 0 | 0% | 0 | 0% | 0 | 0% | 0 | 0 | 0% | 0 | 0 | 0% | 0 | 0 | 0% | 0 | 0 | 0% | 0 | 0 | 0% | 0
148 | Talega | Greater_SD | {'San Onofre': 5.8, 'Capistrano': 6.8, 'Margarita': 7.4, 'Trabuco': 9.6, 'Viejo': 15.3, 'Santiago': 18.5} | 861.9464 | 0 | 0% | 861.9464 | 100% | [5 empty] | 0 | 0% | 0 | 0% |  | 39.1851 | 4.546% | 0 | 0% | 0 | 0% | 861.9464 | 265.6886 | 30.82% | 596.2578 | 758.1667 | 87.96% | 103.7796 | 758.1667 | 87.96% | 103.7796 | 0.20602 | 0.0239% | 861.7403 | 8.9641 | 1.04% | 852.9823
149 | Martin | Peninsula_Monterey | {'East Shore': 16.9} | 8922.8271 | 0 | 0% | 8922.8271 | 100% | [5 empty] | 6.2697 | 0.07027% | 0 | 0% |  | 187.7485 | 2.104% | 1869.8645 | 20.96% | 1914.865 | 21.46% | 7007.9622 | 3219.2412 | 36.08% | 5703.5859 | 4935.6025 | 55.31% | 3987.2246 | 5051.0952 | 56.61% | 3871.7319 | 1666.4366 | 18.68% | 7256.3905 | 380.1909 | 4.261% | 8542.6363
150 | Bellota | Solano | {'Lockeford': 10.7, 'Camanche': 13.7, 'Weber': 14.0, 'Riverbank': 18.0, 'Stagg': 18.3, 'Ripon': 19.3} | 13366.1006 | 0 | 0% | 13366.1006 | 100% | [5 empty] | 5057.1611 | 37.84% | 1694.2759 | 12.68% |  | 0 | 0% | 0 | 0% | 9318.8633 | 69.72% | 4047.2373 | 217.5504 | 1.628% | 13148.5502 | 2616.3301 | 19.57% | 10749.7705 | 9536.4141 | 71.35% | 3829.6865 | 2780.0574 | 20.8% | 10586.0432 | 838.2148 | 6.271% | 12527.8857
151 | Ripon | Solano | {'Vierra': 7.6, 'Weber': 12.4, 'Westley': 12.6, 'Riverbank': 13.1, 'Warnerville': 18.8, 'Bellota': 19.3, 'Stagg': 19.7} | 76608.7188 | 0 | 0% | 76608.7188 | 100% | [5 empty] | 23518.1895 | 30.7% | 47679.3398 | 62.24% |  | 0 | 0% | 0 | 0% | 29436.8125 | 38.42% | 47171.9062 | 4006.1287 | 5.229% | 72602.5901 | 4740.2759 | 6.188% | 71868.4429 | 31151.1309 | 40.66% | 45457.5879 | 0 | 0% | 76608.7188 | 1896.0287 | 2.475% | 74712.6901
152 | Lockeford | Solano | {'Camanche': 9.9, 'Bellota': 10.7, 'Eight Mile': 12.5, 'Stagg': 13.4, 'Weber': 14.3} | 2984.1772 | 0 | 0% | 2984.1772 | 100% | [5 empty] | 371.9464 | 12.46% | 1960.5173 | 65.7% |  | 0 | 0% | 0 | 0% | 0 | 0% | 2984.1772 | 0 | 0% | 2984.1772 | 644.8603 | 21.61% | 2339.317 | 644.8603 | 21.61% | 2339.317 | 0 | 0% | 2984.1772 | 90.1806 | 3.022% | 2893.9966
153 | Stagg | Solano | {'Eight Mile': 4.8, 'Weber': 7.7, 'Lockeford': 13.4, 'Vierra': 14.0, 'Bellota': 18.3, 'Brentwood': 18.6, 'Kelso': 19.3, 'Ripon': 19.7, 'Delta Switching Yard': 19.9} | 49167.3477 | 3.4484 | 0.007014% | 49163.8993 | 99.99% | [5 empty] | 917.8594 | 1.867% | 42304.7422 | 86.04% |  | 0 | 0% | 0 | 0% | 6502.6919 | 13.23% | 42664.6558 | 11120.5986 | 22.62% | 38046.749 | 11120.5986 | 22.62% | 38046.749 | 14069.0254 | 28.61% | 35098.3223 | 0 | 0% | 49167.3477 | 2863.8186 | 5.825% | 46303.5291
154 | Weber | Solano | {'Stagg': 7.7, 'Vierra': 8.6, 'Eight Mile': 12.2, 'Ripon': 12.4, 'Bellota': 14.0, 'Lockeford': 14.3} | 42035.7109 | 0 | 0% | 42035.7109 | 100% | [5 empty] | 9273.9404 | 22.06% | 30901.0391 | 73.51% |  | 0 | 0% | 0 | 0% | 0 | 0% | 42035.7109 | 474.5985 | 1.129% | 41561.1124 | 474.5985 | 1.129% | 41561.1124 | 474.5985 | 1.129% | 41561.1124 | 0 | 0% | 42035.7109 | 1038.0211 | 2.469% | 40997.6898
155 | Carrizo Plains | Kern_Greater_Carrizo | {'Solar SS': 1.1, 'Caliente': 6.9, 'Kernridge': 17.5, 'Temblor': 19.4} | 41810.0352 | 0 | 0% | 41810.0352 | 100% | [5 empty] | 15.7151 | 0.03759% | 0 | 0% |  | 0 | 0% | 0 | 0% | 21446.7168 | 51.3% | 20363.3184 | 6.0189 | 0.0144% | 41804.0163 | 4362.5894 | 10.43% | 37447.4458 | 23732.5 | 56.76% | 18077.5352 | 28541.4824 | 68.26% | 13268.5527 | 600.6895 | 1.437% | 41209.3456
156 | Cholame | Kern_Greater_Carrizo | {} | 39056.4844 | 0 | 0% | 39056.4844 | 100% | [5 empty] | 3657.2817 | 9.364% | 6.3855 | 0.01635% |  | 1290.5812 | 3.304% | 0 | 0% | 25333.4629 | 64.86% | 13723.0215 | 4715.0264 | 12.07% | 34341.458 | 12932.4961 | 33.11% | 26123.9883 | 27768.5312 | 71.1% | 11287.9531 | 19206.8594 | 49.18% | 19849.625 | 601.8685 | 1.541% | 38454.6159
157 | Mesa | Kern_Greater_Carrizo | {'Oceano': 9.7, 'Sisquoc': 11.4} | 14070.793 | 0 | 0% | 14070.793 | 100% | [5 empty] | 1425.3779 | 10.13% | 2548.9587 | 18.12% |  | 1674.7678 | 11.9% | 5115.4927 | 36.36% | 2315.4053 | 16.46% | 11755.3877 | 0.13253 | 0.0009419% | 14070.6604 | 2505.6899 | 17.81% | 11565.103 | 4313.3696 | 30.65% | 9757.4233 | 6368.6055 | 45.26% | 7702.1875 | 952.7289 | 6.771% | 13118.064
158 | Oceano | Kern_Greater_Carrizo | {'Mesa': 9.7, 'San Luis Obispo': 11.5, 'Mustang': 15.2, 'Diablo': 17.0} | 10915.7979 | 0 | 0% | 10915.7979 | 100% | [5 empty] | 92.6713 | 0.849% | 406.2422 | 3.722% |  | 3933.3525 | 36.03% | 3460.3428 | 31.7% | 2730.4929 | 25.01% | 8185.3049 | 125.2711 | 1.148% | 10790.5268 | 2392.9968 | 21.92% | 8522.801 | 3120.8723 | 28.59% | 7794.9255 | 5031.1582 | 46.09% | 5884.6396 | 1230.1343 | 11.27% | 9685.6636
159 | San Luis Obispo | Kern_Greater_Carrizo | {'Mustang': 3.7, 'Oceano': 11.5, 'Diablo': 12.4, 'Morro Bay': 14.7} | 20536.4785 | 0 | 0% | 20536.4785 | 100% | [5 empty] | 126.9292 | 0.6181% | 116.3666 | 0.5666% |  | 8263.7646 | 40.24% | 11814.6777 | 57.53% | 7091.7007 | 34.53% | 13444.7778 | 2532.3462 | 12.33% | 18004.1323 | 10085.5605 | 49.11% | 10450.918 | 12167.7197 | 59.25% | 8368.7588 | 15380.4102 | 74.89% | 5156.0684 | 1921.6729 | 9.357% | 18614.8057
160 | Templeton | Kern_Greater_Carrizo | {'Morro Bay': 15.9, 'Mustang': 16.7} | 70732.0859 | 0 | 0% | 70732.0859 | 100% | [5 empty] | 9328.1152 | 13.19% | 1990.9785 | 2.815% |  | 22016.668 | 31.13% | 24981.1504 | 35.32% | 20284.6523 | 28.68% | 50447.4336 | 16689.0527 | 23.59% | 54043.0332 | 25506.8398 | 36.06% | 45225.2461 | 33229.5469 | 46.98% | 37502.5391 | 24533.8848 | 34.69% | 46198.2012 | 2708.1213 | 3.829% | 68023.9646
161 | Sisquoc | Kern_Greater_Carrizo | {'Mesa': 11.4, 'Cabrillo': 17.3} | 3866.3225 | 0 | 0% | 3866.3225 | 100% | [5 empty] | 78.4323 | 2.029% | 15.8701 | 0.4105% |  | 28.6674 | 0.7415% | 1113.2534 | 28.79% | 1636.9381 | 42.34% | 2229.3844 | 86.255 | 2.231% | 3780.0675 | 2724.4014 | 70.46% | 1141.9211 | 2724.4014 | 70.46% | 1141.9211 | 2182.4773 | 56.45% | 1683.8452 | 0.81186 | 0.021% | 3865.5107
162 | Goleta | Kern_Greater_Carrizo | {} | 1922.5155 | 0 | 0% | 1922.5155 | 100% | [5 empty] | 20.4184 | 1.062% | 3.2719 | 0.1702% |  | 386.6251 | 20.11% | 593.9642 | 30.9% | 603.0102 | 31.37% | 1319.5053 | 0 | 0% | 1922.5155 | 57.1313 | 2.972% | 1865.3842 | 660.1414 | 34.34% | 1262.3741 | 654.8237 | 34.06% | 1267.6918 | 133.3279 | 6.935% | 1789.1876
163 | Schulte Switching Station | Peninsula_Monterey | {'Los Esteros': 3.7, 'Newark': 8.7, 'Hicks': 10.3, 'Coyote': 15.7, 'Metcalf': 15.7, 'East Shore': 19.3} | 742.4761 | 0 | 0% | 742.4761 | 100% | [5 empty] | 0 | 0% | 0 | 0% |  | 0 | 0% | 0 | 0% | 0 | 0% | 742.4761 | 0 | 0% | 742.4761 | 137.6464 | 18.54% | 604.8297 | 137.6464 | 18.54% | 604.8297 | 0 | 0% | 742.4761 | 689.5377 | 92.87% | 52.9384
164 | Hicks | Peninsula_Monterey | {'Coyote': 8.5, 'Metcalf': 8.8, 'Schulte Switching Station': 10.3, 'Los Esteros': 13.5, 'Newark': 19.0} | 5387.1064 | 0 | 0% | 5387.1064 | 100% | [5 empty] | 70.9289 | 1.317% | 9.4994 | 0.1763% |  | 0 | 0% | 5387.1064 | 100% | 2791.2969 | 51.81% | 2595.8096 | 0 | 0% | 5387.1064 | 3687.1616 | 68.44% | 1699.9448 | 4819.6802 | 89.47% | 567.4263 | 1608.6178 | 29.86% | 3778.4886 | 46.1618 | 0.8569% | 5340.9447
165 | Cottonwood | Northern_California | {'Jessup': 5.5} | 45599.957 | 3104.4011 | 6.808% | 42495.5559 | 93.19% | [5 empty] | 1042.1003 | 2.285% | 957.9424 | 2.101% |  | 39469.9883 | 86.56% | 0 | 0% | 11910.0928 | 26.12% | 33689.8643 | 3881.7771 | 8.513% | 41718.1799 | 4030.0999 | 8.838% | 41569.8572 | 14811.4834 | 32.48% | 30788.4736 | 12657.1426 | 27.76% | 32942.8145 | 2137.7771 | 4.688% | 43462.1799
166 | Jessup | Northern_California | {'Cottonwood': 5.5} | 35837.8672 | 0 | 0% | 35837.8672 | 100% | [5 empty] | 1069.6813 | 2.985% | 1061.6125 | 2.962% |  | 25929.4766 | 72.35% | 3477.9707 | 9.705% | 15806.0586 | 44.1% | 20031.8086 | 3778.9238 | 10.54% | 32058.9434 | 1957.9146 | 5.463% | 33879.9526 | 18061.498 | 50.4% | 17776.3691 | 8577.626 | 23.93% | 27260.2412 | 1530.1108 | 4.27% | 34307.7563
167 | Round Mountain | Northern_California | {'Cove Rd': 4.9} | 83957.5781 | 2344.6753 | 2.793% | 81612.9028 | 97.21% | [5 empty] | 374.1992 | 0.4457% | 84.4565 | 0.1006% |  | 76106.8906 | 90.65% | 7407.3462 | 8.823% | 57389.707 | 68.36% | 26567.8711 | 14476.9648 | 17.24% | 69480.6133 | 18287.6504 | 21.78% | 65669.9277 | 62148.2852 | 74.02% | 21809.293 | 55505.3359 | 66.11% | 28452.2422 | 4307.3394 | 5.13% | 79650.2388
168 | Carquinez | Solano | {'Martinez': 8.9, 'Tulucay': 10.9, 'Ignacio': 15.9, 'Clayton': 18.3, 'Pittsburg': 19.5} | 33584.957 | 0 | 0% | 33584.957 | 100% | [5 empty] | 131.5071 | 0.3916% | 18.1782 | 0.05413% |  | 10982.7676 | 32.7% | 0 | 0% | 5195.2773 | 15.47% | 28389.6797 | 10964.6143 | 32.65% | 22620.3428 | 16665.0723 | 49.62% | 16919.8848 | 24516.3223 | 73% | 9068.6348 | 6303.1128 | 18.77% | 27281.8442 | 4113.2188 | 12.25% | 29471.7383
169 | Peabody | Solano | {'Vaca Dixon': 8.4, 'Shilo III': 10.5, 'Birds Landing': 13.5, 'Tulucay': 16.3, 'Putah Creek': 16.4, 'Pittsburg': 17.6} | 46065.75 | 1459.5791 | 3.168% | 44606.1709 | 96.83% | [5 empty] | 6622.6826 | 14.38% | 7236.7812 | 15.71% |  | 14058.5127 | 30.52% | 0 | 0% | 12970.7656 | 28.16% | 33094.9844 | 17693.5469 | 38.41% | 28372.2031 | 16950.0391 | 36.8% | 29115.7109 | 31916.9531 | 69.29% | 14148.7969 | 9270.6387 | 20.12% | 36795.1113 | 11256.8662 | 24.44% | 34808.8838
170 | Vaca Dixon | Solano | {'Peabody': 8.4, 'Putah Creek': 9.3, 'Davis': 14.2, 'Shilo III': 16.5, 'Birds Landing': 19.7} | 56490.3164 | 4866.5078 | 8.615% | 51623.8086 | 91.39% | [5 empty] | 7182.2114 | 12.71% | 32313.0293 | 57.2% |  | 6664 | 11.8% | 0 | 0% | 13427.876 | 23.77% | 43062.4404 | 7495.2192 | 13.27% | 48995.0972 | 5819.4443 | 10.3% | 50670.8721 | 20188.4258 | 35.74% | 36301.8906 | 3817.0105 | 6.757% | 52673.3059 | 3380.3103 | 5.984% | 53110.0061
171 | Bellevue | Mendocino_Marin | {'Penngrove': 4.7, 'Fulton': 8.6, 'Lakeville': 11.3} | 8303.8545 | 0 | 0% | 8303.8545 | 100% | [5 empty] | 1449.9315 | 17.46% | 115.11 | 1.386% |  | 7202.3696 | 86.74% | 539.1492 | 6.493% | 4761.6675 | 57.34% | 3542.187 | 3243.6958 | 39.06% | 5060.1587 | 5468.7627 | 65.86% | 2835.0918 | 6228.6289 | 75.01% | 2075.2256 | 5697.437 | 68.61% | 2606.4175 | 549.3782 | 6.616% | 7754.4763
172 | Cloverdale | Mendocino_Marin | {'Eagle Rock': 11.0, 'Hopland': 12.7, 'Geysers': 14.1} | 44572.1094 | 0 | 0% | 44572.1094 | 100% | [5 empty] | 1334.7253 | 2.995% | 1136.7046 | 2.55% |  | 21309.9141 | 47.81% | 20332.4043 | 45.62% | 37748.3203 | 84.69% | 6823.7891 | 14942.6699 | 33.52% | 29629.4395 | 22879.8281 | 51.33% | 21692.2812 | 43480.9062 | 97.55% | 1091.2031 | 30108.7969 | 67.55% | 14463.3125 | 511.4677 | 1.148% | 44060.6416
173 | Fulton | Mendocino_Marin | {'Bellevue': 8.6, 'Penngrove': 13.3, 'Geysers': 17.7, 'Lakeville': 19.6} | 3911.9109 | 0 | 0% | 3911.9109 | 100% | [5 empty] | 45.2327 | 1.156% | 13.5003 | 0.3451% |  | 1.8384 | 0.047% | 3910.074 | 99.95% | 3239.8459 | 82.82% | 672.0649 | 505.7493 | 12.93% | 3406.1616 | 3695.6147 | 94.47% | 216.2961 | 3829.4819 | 97.89% | 82.429 | 2041.2521 | 52.18% | 1870.6588 | 75.0717 | 1.919% | 3836.8392
174 | Lakeville | Mendocino_Marin | {'Penngrove': 7.0, 'Bellevue': 11.3, 'Ignacio': 12.2, 'Tulucay': 17.0, 'Fulton': 19.6} | 27865.9707 | 0 | 0% | 27865.9707 | 100% | [5 empty] | 2226.1318 | 7.989% | 654.5532 | 2.349% |  | 23064.0352 | 82.77% | 2545.9102 | 9.136% | 23531.3066 | 84.44% | 4334.6641 | 9704.084 | 34.82% | 18161.8867 | 15937.2051 | 57.19% | 11928.7656 | 24473.0762 | 87.82% | 3392.8945 | 18471.6113 | 66.29% | 9394.3594 | 1188.592 | 4.265% | 26677.3787
175 | Penngrove | Mendocino_Marin | {'Bellevue': 4.7, 'Lakeville': 7.0, 'Fulton': 13.3, 'Ignacio': 18.2} | 27999.6484 | 0 | 0% | 27999.6484 | 100% | [5 empty] | 3567.9905 | 12.74% | 348.2799 | 1.244% |  | 26677.8926 | 95.28% | 376.6002 | 1.345% | 17049.8164 | 60.89% | 10949.832 | 7774.3203 | 27.77% | 20225.3281 | 17481.0703 | 62.43% | 10518.5781 | 23022.5391 | 82.22% | 4977.1094 | 21113.2812 | 75.41% | 6886.3672 | 1604.1948 | 5.729% | 26395.4536
176 | Warnerville | Central_Valley_North_Los_Banos | {'Riverbank': 6.1, 'Ripon': 18.8, 'UltraPower Chinese Station': 19.9} | 112259.2891 | 0 | 0% | 112259.2891 | 100% | [5 empty] | 52808.5273 | 47.04% | 24397.7324 | 21.73% |  | 0 | 0% | 0 | 0% | 77429 | 68.97% | 34830.2891 | 14634.4668 | 13.04% | 97624.8223 | 36610.3398 | 32.61% | 75648.9492 | 88837.6875 | 79.14% | 23421.6016 | 22960.6133 | 20.45% | 89298.6758 | 8606.6025 | 7.667% | 103652.6865
177 | Riverbank | Central_Valley_North_Los_Banos | {'Warnerville': 6.1, 'Ripon': 13.1, 'Bellota': 18.0} | 102365.0156 | 0 | 0% | 102365.0156 | 100% | [5 empty] | 56443.582 | 55.14% | 23764.1172 | 23.22% |  | 0 | 0% | 0 | 0% | 71427.8047 | 69.78% | 30937.2109 | 4768.2861 | 4.658% | 97596.7295 | 18272.1758 | 17.85% | 84092.8398 | 79107.4219 | 77.28% | 23257.5938 | 6588.0234 | 6.436% | 95776.9922 | 5082.3574 | 4.965% | 97282.6582
178 | Pease | Northern_California | {'East Marysville': 5.4, 'Olivehurst': 8.3, 'Honcut': 11.0, 'Rio Oso': 19.3} | 94654.7891 | 231.6612 | 0.2447% | 94423.1278 | 99.76% | [5 empty] | 24089.6777 | 25.45% | 42913.2617 | 45.34% |  | 0 | 0% | 0 | 0% | 42090.7734 | 44.47% | 52564.0156 | 12850.7295 | 13.58% | 81804.0596 | 27391.1836 | 28.94% | 67263.6055 | 65072.8203 | 68.75% | 29581.9688 | 8103.6147 | 8.561% | 86551.1743 | 5614.6943 | 5.932% | 89040.0947
179 | Rio Oso | Northern_California | {'Pleasant Grove': 11.6, 'Olivehurst': 11.6, 'East Marysville': 16.6, 'Pease': 19.3} | 89762.1875 | 0 | 0% | 89762.1875 | 100% | [5 empty] | 27897.3027 | 31.08% | 38337.1914 | 42.71% |  | 58.6336 | 0.06532% | 0 | 0% | 51678.1484 | 57.57% | 38084.0391 | 7569.4077 | 8.433% | 82192.7798 | 20531.707 | 22.87% | 69230.4805 | 58963.1445 | 65.69% | 30799.043 | 218.2066 | 0.2431% | 89543.9809 | 15672.3135 | 17.46% | 74089.874
180 | Alpaugh | Central_Valley_North_Los_Banos | {'Olive': 4.6, 'Corcoran': 11.5, 'Smyrna': 17.0} | 0 | 0 | 0% | 0 | 0% | [5 empty] | 0 | 0% | 0 | 0% |  | 0 | 0% | 0 | 0% | 0 | 0% | 0 | 0 | 0% | 0 | 0 | 0% | 0 | 0 | 0% | 0 | 0 | 0% | 0 | 0 | 0% | 0
181 | Rector | Central_Valley_North_Los_Banos | {} | 0 | 0 | 0% | 0 | 0% | [5 empty] | 0 | 0% | 0 | 0% |  | 0 | 0% | 0 | 0% | 0 | 0% | 0 | 0 | 0% | 0 | 0 | 0% | 0 | 0 | 0% | 0 | 0 | 0% | 0 | 0 | 0% | 0
182 | Springville | Central_Valley_North_Los_Banos | {} | 0 | 0 | 0% | 0 | 0% | [5 empty] | 0 | 0% | 0 | 0% |  | 0 | 0% | 0 | 0% | 0 | 0% | 0 | 0 | 0% | 0 | 0 | 0% | 0 | 0 | 0% | 0 | 0 | 0% | 0 | 0 | 0% | 0
183 | Vestal | Central_Valley_North_Los_Banos | {} | 0 | 0 | 0% | 0 | 0% | [5 empty] | 0 | 0% | 0 | 0% |  | 0 | 0% | 0 | 0% | 0 | 0% | 0 | 0 | 0% | 0 | 0 | 0% | 0 | 0 | 0% | 0 | 0 | 0% | 0 | 0 | 0% | 0
184 | UltraPower Chinese Station | El_Dorado_Mariposa | {'Peoria': 2.3, 'Curtis': 11.1, 'Warnerville': 19.9} | 18357.8398 | 0 | 0% | 18357.8398 | 100% | [5 empty] | 0 | 0% | 0 | 0% |  | 3337.4856 | 18.18% | 0 | 0% | 16685.8359 | 90.89% | 1672.0039 | 3714.5295 | 20.23% | 14643.3103 | 6157.3218 | 33.54% | 12200.5181 | 16722.6445 | 91.09% | 1635.1953 | 16652.1367 | 90.71% | 1705.7031 | 1534.7128 | 8.36% | 16823.1271
185 | Curtis | El_Dorado_Mariposa | {'Peoria': 10.9, 'UltraPower Chinese Station': 11.1} | 0 | 0 | 0% | 0 | 0% | [5 empty] | 0 | 0% | 0 | 0% |  | 0 | 0% | 0 | 0% | 0 | 0% | 0 | 0 | 0% | 0 | 0 | 0% | 0 | 0 | 0% | 0 | 0 | 0% | 0 | 0 | 0% | 0
186 | Peoria | El_Dorado_Mariposa | {'UltraPower Chinese Station': 2.3, 'Curtis': 10.9} | 17981.9531 | 0 | 0% | 17981.9531 | 100% | [5 empty] | 0 | 0% | 0 | 0% |  | 5613.8628 | 31.22% | 0 | 0% | 15430.2988 | 85.81% | 2551.6543 | 3426.7971 | 19.06% | 14555.156 | 6064.894 | 33.73% | 11917.0591 | 15467.1074 | 86.01% | 2514.8457 | 16256.6855 | 90.41% | 1725.2676 | 1110.0667 | 6.173% | 16871.8865
187 | Moorpark | Greater_LA | {'Santa Clara': 16.2} | 11987.4951 | 0 | 0% | 11987.4951 | 100% | [5 empty] | 28.151 | 0.2348% | 454.5391 | 3.792% |  | 0 | 0% | 11987.4951 | 100% | 6571.0078 | 54.82% | 5416.4873 | 0 | 0% | 11987.4951 | 0 | 0% | 11987.4951 | 6571.0078 | 54.82% | 5416.4873 | 7843.8066 | 65.43% | 4143.6885 | 1862.7866 | 15.54% | 10124.7085
188 | Santa Clara | Greater_LA | {'Mandalay': 7.5, 'Moorpark': 16.2} | 750.4758 | 0 | 0% | 750.4758 | 100% | [5 empty] | 0 | 0% | 0 | 0% |  | 17.9584 | 2.393% | 0 | 0% | 0 | 0% | 750.4758 | 0 | 0% | 750.4758 | 628.7589 | 83.78% | 121.7169 | 628.7589 | 83.78% | 121.7169 | 0 | 0% | 750.4758 | 31.6385 | 4.216% | 718.8373
189 | Davis | Solano | {'Woodland': 9.3, 'Vaca Dixon': 14.2, 'Putah Creek': 14.2} | 53826.2305 | 10664.0547 | 19.81% | 43162.1758 | 80.19% | [5 empty] | 9055.7754 | 16.82% | 40585.543 | 75.4% |  | 0 | 0% | 0 | 0% | 13096.998 | 24.33% | 40729.2324 | 9705.2891 | 18.03% | 44120.9414 | 18087.748 | 33.6% | 35738.4824 | 19588.2578 | 36.39% | 34237.9727 | 0 | 0% | 53826.2305 | 1322.562 | 2.457% | 52503.6685
190 | Putah Creek | Solano | {'Vaca Dixon': 9.3, 'Davis': 14.2, 'Peabody': 16.4, 'Woodland': 16.7} | 81499.6641 | 0 | 0% | 81499.6641 | 100% | [5 empty] | 6756.3525 | 8.29% | 43979.1016 | 53.96% |  | 17148.5156 | 21.04% | 0 | 0% | 39764.5742 | 48.79% | 41735.0898 | 2656.5049 | 3.26% | 78843.1592 | 0 | 0% | 81499.6641 | 40734.3477 | 49.98% | 40765.3164 | 15446.4248 | 18.95% | 66053.2393 | 2098.0278 | 2.574% | 79401.6362
191 | East Marysville | Northern_California | {'Olivehurst': 5.0, 'Pease': 5.4, 'Honcut': 11.0, 'Rio Oso': 16.6} | 82974.0703 | 0 | 0% | 82974.0703 | 100% | [5 empty] | 27095.9297 | 32.66% | 37857.8047 | 45.63% |  | 53.7977 | 0.06484% | 0 | 0% | 44164.2891 | 53.23% | 38809.7812 | 7299.2485 | 8.797% | 75674.8218 | 15897.4707 | 19.16% | 67076.5996 | 54977.4297 | 66.26% | 27996.6406 | 705.2985 | 0.85% | 82268.7718 | 8574.2939 | 10.33% | 74399.7764
192 | Olivehurst | Northern_California | {'East Marysville': 5.0, 'Pease': 8.3, 'Rio Oso': 11.6, 'Honcut': 16.0} | 77463.1875 | 0 | 0% | 77463.1875 | 100% | [5 empty] | 20948.1523 | 27.04% | 44450.6562 | 57.38% |  | 0 | 0% | 0 | 0% | 33978.8477 | 43.86% | 43484.3398 | 526.9794 | 0.6803% | 76936.2081 | 11023.7021 | 14.23% | 66439.4854 | 42369.5156 | 54.7% | 35093.6719 | 0 | 0% | 77463.1875 | 8288.9121 | 10.7% | 69174.2754
193 | Morro Bay | Kern_Greater_Carrizo | {'Diablo': 10.9, 'Mustang': 12.2, 'San Luis Obispo': 14.7, 'Templeton': 15.9} | 30382.7617 | 0 | 0% | 30382.7617 | 100% | [5 empty] | 176.8217 | 0.582% | 207.7985 | 0.6839% |  | 3805.8088 | 12.53% | 18600.7305 | 61.22% | 22704.6797 | 74.73% | 7678.082 | 9020.2422 | 29.69% | 21362.5195 | 14004.6709 | 46.09% | 16378.0908 | 27058.0332 | 89.06% | 3324.7285 | 20251.4609 | 66.65% | 10131.3008 | 2497.3093 | 8.219% | 27885.4524
194 | Palomar | Greater_SD | {'Encina': 2.9, 'San Luis Rey': 6.7, 'Escondido': 9.9, 'Penasquitos': 14.6} | 562.9739 | 0 | 0% | 562.9739 | 100% | [5 empty] | 0 | 0% | 0 | 0% |  | 0 | 0% | 0 | 0% | 120.9469 | 21.48% | 442.027 | 492.6084 | 87.5% | 70.3655 | 521.8883 | 92.7% | 41.0856 | 521.8883 | 92.7% | 41.0856 | 0 | 0% | 562.9739 | 85.3109 | 15.15% | 477.663
195 | Margarita | Greater_LA | {'Trabuco': 2.8, 'Capistrano': 3.4, 'Talega': 7.4, 'Viejo': 8.1, 'Santiago': 11.3, 'San Onofre': 13.1, 'Johanna': 17.2, 'Lee Lake (Proposed)': 17.2} | 792.3839 | 0 | 0% | 792.3839 | 100% | [5 empty] | 0 | 0% | 0 | 0% |  | 8.8332 | 1.115% | 0 | 0% | 0 | 0% | 792.3839 | 208.3521 | 26.29% | 584.0318 | 696.9481 | 87.96% | 95.4358 | 696.9481 | 87.96% | 95.4358 | 0 | 0% | 792.3839 | 0 | 0% | 792.3839
196 | Huntington Beach | Greater_LA | {'Ellis': 3.4, 'Johanna': 8.6, 'Alamitos': 10.8, 'Barre': 11.2, 'Lewis': 12.1, 'Santiago': 12.2, 'Villa Park': 14.3, 'Del Amo': 15.5, 'Long Beach': 16.5, 'Serrano': 16.6, 'Harborgen': 17.0, 'Hinson': 18.5, 'Trabuco': 18.5, 'Arcogen': 19.3, 'Viejo': 19.4, 'Lighthipe': 19.8} | 5545.7339 | 0 | 0% | 5545.7339 | 100% | [5 empty] | 0 | 0% | 0 | 0% |  | 0 | 0% | 0 | 0% | 3.1489 | 0.05678% | 5542.585 | 1429.2799 | 25.77% | 4116.454 | 5342.5547 | 96.34% | 203.1792 | 5345.7036 | 96.39% | 200.0303 | 0 | 0% | 5545.7339 | 359.9801 | 6.491% | 5185.7538
197 | Los Esteros | Peninsula_Monterey | {'Schulte Switching Station': 3.7, 'Newark': 5.9, 'Hicks': 13.5, 'East Shore': 17.0, 'Coyote': 17.5, 'Metcalf': 17.5} | 861.0164 | 0 | 0% | 861.0164 | 100% | [5 empty] | 0 | 0% | 0 | 0% |  | 108.9384 | 12.65% | 0 | 0% | 117.1568 | 13.61% | 743.8595 | 117.1568 | 13.61% | 743.8595 | 256.1561 | 29.75% | 604.8603 | 256.1561 | 29.75% | 604.8603 | 72.6571 | 8.439% | 788.3592 | 716.5135 | 83.22% | 144.5028
198 | Birds Landing | Solano | {'Shilo III': 3.2, 'Pittsburg': 7.1, 'Contra Costa': 9.0, 'Lone Tree': 12.9, 'Peabody': 13.5, 'Clayton': 14.6, 'Grand Island': 15.0, 'Brentwood': 16.5, 'Martinez': 17.3, 'Vaca Dixon': 19.7} | 78114.6172 | 4042.1907 | 5.175% | 74072.4265 | 94.83% | [5 empty] | 28008.7852 | 35.86% | 2467.8569 | 3.159% |  | 0 | 0% | 0 | 0% | 12521.7139 | 16.03% | 65592.9033 | 31447.3633 | 40.26% | 46667.2539 | 28420.5352 | 36.38% | 49694.082 | 40776.875 | 52.2% | 37337.7422 | 1251.7444 | 1.602% | 76862.8728 | 23558.2461 | 30.16% | 54556.3711
199 | Cayetano | Solano | {'Delta Switching Yard': 9.3, 'Kelso': 10.0, 'Green Ridge Midway': 10.1, 'Tesla': 11.4, 'Brentwood': 13.5, 'Lone Tree': 14.4, 'Clayton': 17.8, 'Contra Costa': 18.0} | 35792.6328 | 0 | 0% | 35792.6328 | 100% | [5 empty] | 379.2336 | 1.06% | 50.2612 | 0.1404% |  | 13338.9834 | 37.27% | 3970.6907 | 11.09% | 29098.2656 | 81.3% | 6694.3672 | 22595.8535 | 63.13% | 13196.7793 | 29606.8457 | 82.72% | 6185.7871 | 34968.75 | 97.7% | 823.8828 | 7315.1099 | 20.44% | 28477.5229 | 2382.2732 | 6.656% | 33410.3596
200 | Silvergate | Greater_SD | {'Old Town': 5.7, 'Mission': 6.1, 'Bay Boulevard': 6.6, 'Miguel': 9.4, 'Kearny': 9.5, 'Otay Mesa': 15.9, 'Penasquitos': 16.0, 'Sycamore Canyon': 16.6} | 5358.1289 | 0 | 0% | 5358.1289 | 100% | [5 empty] | 0 | 0% | 0 | 0% |  | 0 | 0% | 0 | 0% | 89.5067 | 1.67% | 5268.6222 | 1019.634 | 19.03% | 4338.4949 | 4306.4722 | 80.37% | 1051.6567 | 4324.7954 | 80.71% | 1033.3335 | 0 | 0% | 5358.1289 | 79.1755 | 1.478% | 5278.9534
201 | Richmond | Northern_California | {} | 82706.2031 | 1321.8627 | 1.598% | 81384.3405 | 98.4% | [5 empty] | 697.417 | 0.8432% | 0 | 0% |  | 80416.1719 | 97.23% | 0 | 0% | 38617.0781 | 46.69% | 44089.125 | 8943.8936 | 10.81% | 73762.3096 | 7205.4941 | 8.712% | 75500.709 | 43290.1523 | 52.34% | 39416.0508 | 54093.4414 | 65.4% | 28612.7617 | 5573.3848 | 6.739% | 77132.8184
202 | Rancho Vista | Greater_Kramer | {'Etiwanda': 0.4, 'Mira Loma': 5.8, 'Padua': 6.4, 'Chino': 10.3, 'Vista': 12.8, 'San Bernardino': 17.0} | 1072.6304 | 0 | 0% | 1072.6304 | 100% | [5 empty] | 0 | 0% | 0 | 0% |  | 148.5505 | 13.85% | 924.0767 | 86.15% | 1072.6304 | 100% | 0 | 708.0937 | 66.01% | 364.5367 | 757.8633 | 70.65% | 314.767 | 1072.6304 | 100% | 0 | 785.3354 | 73.22% | 287.2949 | 28.9108 | 2.695% | 1043.7195
203 | Hilltop | Northern_California |  | 85661 | 0 | 0% | 85661 | 100% | [5 empty] | 61.67 | 0.07199% | 213.194 | 0.2489% |  | 223.7144 | 0.2612% | 0 | 0% | 43746.2891 | 51.07% | 41914.7109 | 3724.6946 | 4.348% | 81936.3054 | 470.1736 | 0.5489% | 85190.8264 | 47000.8086 | 54.87% | 38660.1914 | 78151.5391 | 91.23% | 7509.4609 | 6528.9077 | 7.622% | 79132.0923
204 | Thermalito | Northern_California | {'Table Mountain': 2.9, 'Wyandotte': 5.1, 'Palermo': 7.4, 'Honcut': 13.5} | 66382.4844 | 1660.4117 | 2.501% | 64722.0726 | 97.5% | [5 empty] | 34539.1562 | 52.03% | 5287.5723 | 7.965% |  | 6537.2153 | 9.848% | 0 | 0% | 53188.4531 | 80.12% | 13194.0312 | 12774.5752 | 19.24% | 53607.9092 | 28239.7129 | 42.54% | 38142.7715 | 63196.9102 | 95.2% | 3185.5742 | 5476.7847 | 8.25% | 60905.6997 | 16580.2988 | 24.98% | 49802.1855
205 | Martinez | Solano | {'Carquinez': 8.9, 'Clayton': 9.4, 'Pittsburg': 12.0, 'Birds Landing': 17.3, 'Tulucay': 18.1, 'Shilo III': 18.1, 'Contra Costa': 18.2} | 30738.0801 | 0 | 0% | 30738.0801 | 100% | [5 empty] | 53.9031 | 0.1754% | 17.2886 | 0.05624% |  | 10228.2393 | 33.28% | 63.5459 | 0.2067% | 3468.6489 | 11.28% | 27269.4312 | 11344.8076 | 36.91% | 19393.2725 | 13267.3262 | 43.16% | 17470.7539 | 20414.8262 | 66.42% | 10323.2539 | 4686.2065 | 15.25% | 26051.8735 | 6991.104 | 22.74% | 23746.9761
206 | Lone Tree | Solano | {'Contra Costa': 3.9, 'Brentwood': 4.9, 'Pittsburg': 9.7, 'Clayton': 11.4, 'Delta Switching Yard': 12.6, 'Birds Landing': 12.9, 'Kelso': 13.4, 'Cayetano': 14.4, 'Shilo III': 16.1, 'Green Ridge Midway': 17.9, 'Tesla': 19.3} | 31273.7207 | 0 | 0% | 31273.7207 | 100% | [5 empty] | 4691.6753 | 15% | 715.2314 | 2.287% |  | 14796.0986 | 47.31% | 4954.748 | 15.84% | 13263.4961 | 42.41% | 18010.2246 | 22529.1953 | 72.04% | 8744.5254 | 22484.9707 | 71.9% | 8788.75 | 23216.666 | 74.24% | 8057.0547 | 8577.1602 | 27.43% | 22696.5605 | 4475.9272 | 14.31% | 26797.7935
207 | Delta PP | Solano | {'Kelso': 1.0, 'Green Ridge Midway': 5.4, 'Tesla': 6.8, 'Brentwood': 8.7, 'Cayetano': 9.3, 'Lone Tree': 12.6, 'Contra Costa': 16.3, 'Vierra': 18.9, 'Stagg': 19.9} | 83948.8047 | 0 | 0% | 83948.8047 | 100% | [5 empty] | 5670.6162 | 6.755% | 27947.3477 | 33.29% |  | 11696.0498 | 13.93% | 1655.8755 | 1.972% | 48950.4883 | 58.31% | 34998.3164 | 37286.2734 | 44.42% | 46662.5312 | 42466.0938 | 50.59% | 41482.7109 | 58681.4805 | 69.9% | 25267.3242 | 6647.7993 | 7.919% | 77301.0054 | 4792.9683 | 5.709% | 79155.8364
208 | Green Ridge Midway | Solano | {'Tesla': 1.6, 'Kelso': 5.0, 'Delta Switching Yard': 5.4, 'Cayetano': 10.1, 'Brentwood': 14.2, 'Vierra': 17.8, 'Lone Tree': 17.9} | 80817.3672 | 0 | 0% | 80817.3672 | 100% | [5 empty] | 3395.4502 | 4.201% | 18745.3633 | 23.19% |  | 7783.8936 | 9.631% | 174.8632 | 0.2164% | 56904.8906 | 70.41% | 23912.4766 | 44687.3398 | 55.29% | 36130.0273 | 49745.6445 | 61.55% | 31071.7227 | 64893.4062 | 80.3% | 15923.9609 | 20212.0605 | 25.01% | 60605.3066 | 3939.0742 | 4.874% | 76878.293
209 | Inyo | Greater_Kramer (Exclude) | {'Control': 2.2} | 5809.4771 | 0 | 0% | 5809.4771 | 100% | [5 empty] | 0.12965 | 0.002232% | 0 | 0% |  | 1590.7979 | 27.38% | 0 | 0% | 0 | 0% | 5809.4771 | 467.2672 | 8.043% | 5342.2098 | 1380.5795 | 23.76% | 4428.8976 | 1380.5795 | 23.76% | 4428.8976 | 4777.0361 | 82.23% | 1032.4409 | 768.6168 | 13.23% | 5040.8602
210 | Control | Greater_Kramer (Exclude) | {'Inyo': 2.2} | 5494.4673 | 0 | 0% | 5494.4673 | 100% | [5 empty] | 0.10196 | 0.001856% | 0 | 0% |  | 2016.7986 | 36.71% | 0 | 0% | 0 | 0% | 5494.4673 | 63.0826 | 1.148% | 5431.3846 | 1661.4614 | 30.24% | 3833.0059 | 1661.4614 | 30.24% | 3833.0059 | 4698.3667 | 85.51% | 796.1006 | 987.4369 | 17.97% | 4507.0304
211 | Big Creek | Central_Valley_North_Los_Banos | {} | 0 | 0 | 0% | 0 | 0% | [5 empty] | 0 | 0% | 0 | 0% |  | 0 | 0% | 0 | 0% | 0 | 0% | 0 | 0 | 0% | 0 | 0 | 0% | 0 | 0 | 0% | 0 | 0 | 0% | 0 | 0 | 0% | 0
212 | Moss Landing | Peninsula_Monterey | {} | 9244.4365 | 0 | 0% | 9244.4365 | 100% | [5 empty] | 519.5038 | 5.62% | 4557.0918 | 49.3% |  | 0 | 0% | 0 | 0% | 260.2429 | 2.815% | 8984.1936 | 3739.334 | 40.45% | 5505.1025 | 5257.3467 | 56.87% | 3987.0898 | 5517.5894 | 59.69% | 3726.8472 | 0 | 0% | 9244.4365 | 1066.171 | 11.53% | 8178.2655
213 | Cal Ave | Central_Valley_North_Los_Banos | {'Malaga': 2.8, 'West Fresno': 3.0, 'Kearney': 6.6, 'Sanger': 8.5, 'McCall': 10.2, 'Gregg': 12.5, 'Mc Mullin': 15.2, 'Borden': 18.6, 'Wahtoke': 18.7, 'Kingsburg': 18.9} | 41551.3164 | 0 | 0% | 41551.3164 | 100% | [5 empty] | 8618.4238 | 20.74% | 30507.0996 | 73.42% |  | 0 | 0% | 0 | 0% | 0 | 0% | 41551.3164 | 0 | 0% | 41551.3164 | 0 | 0% | 41551.3164 | 0 | 0% | 41551.3164 | 0 | 0% | 41551.3164 | 22.4385 | 0.054% | 41528.8779
214 | Poso Mountain | Central_Valley_North_Los_Banos | {'Sycamore': 7.6, 'Kern Oil': 8.9, 'California Water': 10.0, 'Columbus': 11.1, 'Lerdo': 11.7, 'Bakersfield': 12.2, '7th Standard': 12.8, 'Westpark': 13.6, 'Magunden': 13.8, 'Rosedale': 14.3, 'Kern Power': 14.7, 'Renfro': 16.6, 'Stockdale': 17.8, 'Lamont': 18.9, 'Rio Bravo': 18.9, 'Regulus': 18.9, 'Tevis': 19.2} | 0 | 0 | 0% | 0 | 0% | [5 empty] | 0 | 0% | 0 | 0% |  | 0 | 0% | 0 | 0% | 0 | 0% | 0 | 0 | 0% | 0 | 0 | 0% | 0 | 0 | 0% | 0 | 0 | 0% | 0 | 0 | 0% | 0
215 | Walnut | Greater_LA | {'Olinda': 4.6, 'Rio Hondo': 6.9, 'Mesa (SCE)': 9.4, 'Center': 10.5, 'Laguna Bell': 11.6, 'Goodrich': 12.6, 'Del Amo': 13.9, 'Barre': 13.9, 'Lewis': 14.0, 'Villa Park': 14.9, 'Serrano': 15.4, 'Lighthipe': 15.6, 'Chino': 15.6, 'Alamitos': 18.8, 'Padua': 19.4} | 0 | 0 | 0% | 0 | 0% | [5 empty] | 0 | 0% | 0 | 0% |  | 0 | 0% | 0 | 0% | 0 | 0% | 0 | 0 | 0% | 0 | 0 | 0% | 0 | 0 | 0% | 0 | 0 | 0% | 0 | 0 | 0% | 0
216 | Chevmain | Greater_LA | {'El Segundo': 1.2, 'El Nido': 1.8, 'Redondo': 3.8, 'La Fresa': 4.6, 'La Cienega': 6.9, 'Arcogen': 10.9, 'Hinson': 11.9, 'Harborgen': 13.2, 'Lighthipe': 13.2, 'Long Beach': 13.9, 'Laguna Bell': 15.5, 'Center': 17.2, 'Del Amo': 18.0, 'Mesa (SCE)': 19.2, 'Alamitos': 19.9} | 372.1115 | 0 | 0% | 372.1115 | 100% | [5 empty] | 0 | 0% | 0 | 0% |  | 77.0914 | 20.72% | 0 | 0% | 10.7529 | 2.89% | 361.3586 | 113.7204 | 30.56% | 258.3912 | 204.9119 | 55.07% | 167.1996 | 215.6648 | 57.96% | 156.4467 | 0 | 0% | 372.1115 | 0.64248 | 0.1727% | 371.469
217 | Long Beach | Greater_LA | {'Harborgen': 0.9, 'Arcogen': 3.7, 'Hinson': 3.7, 'Alamitos': 7.3, 'Lighthipe': 8.4, 'Del Amo': 9.3, 'La Fresa': 9.5, 'Redondo': 11.0, 'El Nido': 12.4, 'Center': 13.2, 'Chevmain': 13.9, 'Barre': 14.3, 'El Segundo': 15.0, 'Laguna Bell': 15.2, 'Huntington Beach': 16.5, 'Ellis': 17.2, 'La Cienega': 18.4, 'Lewis': 19.0, 'Mesa (SCE)': 19.8} | 5693.0889 | 0 | 0% | 5693.0889 | 100% | [5 empty] | 0 | 0% | 0 | 0% |  | 8.555 | 0.1503% | 0 | 0% | 0 | 0% | 5693.0889 | 592.5316 | 10.41% | 5100.5573 | 3548.7766 | 62.33% | 2144.3123 | 3548.7766 | 62.33% | 2144.3123 | 0 | 0% | 5693.0889 | 24.2063 | 0.4252% | 5668.8826
218 | Pit 1 | Northern_California | {} | 8529.2021 | 0 | 0% | 8529.2021 | 100% | [5 empty] | 169.7793 | 1.991% | 0 | 0% |  | 8330.0781 | 97.67% | 0 | 0% | 2528.2847 | 29.64% | 6000.9175 | 2050.7312 | 24.04% | 6478.4709 | 3540.2627 | 41.51% | 4988.9395 | 3744.3501 | 43.9% | 4784.8521 | 4364.3159 | 51.17% | 4164.8862 | 85.8281 | 1.006% | 8443.374
219 | Cove Rd | Northern_California | {'Round Mountain': 4.9} | 96624.5938 | 3962.6135 | 4.101% | 92661.9802 | 95.9% | [5 empty] | 385.9862 | 0.3995% | 84.4565 | 0.08741% |  | 89661.9141 | 92.79% | 6560.585 | 6.79% | 50590.7305 | 52.36% | 46033.8633 | 20445.7266 | 21.16% | 76178.8672 | 24538.6777 | 25.4% | 72085.916 | 62470.7266 | 64.65% | 34153.8672 | 65051.3984 | 67.32% | 31573.1953 | 4935.854 | 5.108% | 91688.7397
220 | Drum | Northern_California | {'Brunswick': 14.5} | 21155.9375 | 0 | 0% | 21155.9375 | 100% | [5 empty] | 6.2271 | 0.02943% | 0 | 0% |  | 17365.8203 | 82.08% | 3187.7986 | 15.07% | 1202.8489 | 5.686% | 19953.0886 | 3080.2458 | 14.56% | 18075.6917 | 17.891 | 0.08457% | 21138.0465 | 4300.9854 | 20.33% | 16854.9521 | 11680.1465 | 55.21% | 9475.791 | 528.9429 | 2.5% | 20626.9946
221 | Vierra | Solano | {'Ripon': 7.6, 'Weber': 8.6, 'Stagg': 14.0, 'Westley': 15.5, 'Tesla': 17.0, 'Green Ridge Midway': 17.8, 'Kelso': 18.0, 'Delta Switching Yard': 18.9, 'Eight Mile': 18.9} | 71373.5469 | 0 | 0% | 71373.5469 | 100% | [5 empty] | 12613.5459 | 17.67% | 52862.7383 | 74.06% |  | 0 | 0% | 0 | 0% | 12191.9053 | 17.08% | 59181.6416 | 3762.6833 | 5.272% | 67610.8635 | 3762.6833 | 5.272% | 67610.8635 | 13993.1406 | 19.61% | 57380.4062 | 0 | 0% | 71373.5469 | 3190.5645 | 4.47% | 68182.9824
222 | Coyote | Peninsula_Monterey | {'Metcalf': 0.3, 'Hicks': 8.5, 'Schulte Switching Station': 15.7, 'Los Esteros': 17.5} | 3366.593 | 0 | 0% | 3366.593 | 100% | [5 empty] | 0.58794 | 0.01746% | 0 | 0% |  | 1501.2671 | 44.59% | 1865.3259 | 55.41% | 3366.593 | 100% | 0 | 18.8703 | 0.5605% | 3347.7228 | 1056.0349 | 31.37% | 2310.5581 | 3366.593 | 100% | 0 | 2800.4873 | 83.18% | 566.1057 | 112.1722 | 3.332% | 3254.4208
223 | Metcalf | Peninsula_Monterey | {'Coyote': 0.3, 'Hicks': 8.8, 'Schulte Switching Station': 15.7, 'Los Esteros': 17.5} | 3881.4119 | 0 | 0% | 3881.4119 | 100% | [5 empty] | 0.58794 | 0.01515% | 0 | 0% |  | 2120.3662 | 54.63% | 1761.0457 | 45.37% | 3881.4119 | 100% | 0 | 38.3769 | 0.9887% | 3843.0349 | 979.9556 | 25.25% | 2901.4562 | 3881.4119 | 100% | 0 | 3335.3926 | 85.93% | 546.0193 | 102.1896 | 2.633% | 3779.2223
224 | Diablo | Kern_Greater_Carrizo | {'Morro Bay': 10.9, 'San Luis Obispo': 12.4, 'Mustang': 12.9, 'Oceano': 17.0} | 14560.6309 | 0 | 0% | 14560.6309 | 100% | [5 empty] | 97.0594 | 0.6666% | 18.7059 | 0.1285% |  | 1678.9592 | 11.53% | 12599.3828 | 86.53% | 1228.0721 | 8.434% | 13332.5587 | 484.6793 | 3.329% | 14075.9516 | 8760.2852 | 60.16% | 5800.3457 | 8760.2852 | 60.16% | 5800.3457 | 9116.6875 | 62.61% | 5443.9434 | 1254.592 | 8.616% | 13306.0388
225 | Coolwater | Greater_Kramer | {'Tortilla': 10.0} | 32678.9492 | 4517.6768 | 13.82% | 28161.2725 | 86.18% | [5 empty] | 304.6261 | 0.9322% | 212.359 | 0.6498% |  | 0 | 0% | 0 | 0% | 25201.2539 | 77.12% | 7477.6953 | 8288.249 | 25.36% | 24390.7002 | 4545.7007 | 13.91% | 28133.2485 | 25935.375 | 79.36% | 6743.5742 | 16260.0771 | 49.76% | 16418.8721 | 946.844 | 2.897% | 31732.1052
226 | San Onofre | Greater_SD | {'Talega': 5.8, 'Capistrano': 11.8, 'Margarita': 13.1, 'Trabuco': 15.0, 'San Luis Rey': 16.8} | 228.8188 | 0 | 0% | 228.8188 | 100% | [5 empty] | 0 | 0% | 0 | 0% |  | 39.1851 | 17.12% | 0 | 0% | 0 | 0% | 228.8188 | 152.0521 | 66.45% | 76.7667 | 168.6741 | 73.72% | 60.1446 | 168.6741 | 73.72% | 60.1446 | 18.0543 | 7.89% | 210.7645 | 18.2351 | 7.969% | 210.5837
227 | Woodland | Solano | {'Davis': 9.3, 'Putah Creek': 16.7} | 72784.8359 | 0 | 0% | 72784.8359 | 100% | [5 empty] | 14783.3643 | 20.31% | 45569.9688 | 62.61% |  | 0 | 0% | 0 | 0% | 39190.9297 | 53.84% | 33593.9062 | 11218.5195 | 15.41% | 61566.3164 | 22104.7246 | 30.37% | 50680.1113 | 47674.832 | 65.5% | 25110.0039 | 0 | 0% | 72784.8359 | 3729.7166 | 5.124% | 69055.1194
228 | Donnells PP | El_Dorado_Mariposa | {} | 39619.4102 | 0 | 0% | 39619.4102 | 100% | [5 empty] | 0 | 0% | 0 | 0% |  | 14070.5811 | 35.51% | 748.6779 | 1.89% | 124.9147 | 0.3153% | 39494.4954 | 1171.8019 | 2.958% | 38447.6083 | 4546.2168 | 11.47% | 35073.1934 | 5465.2466 | 13.79% | 34154.1636 | 29971.3867 | 75.65% | 9648.0234 | 1664.2051 | 4.2% | 37955.2051
229 | Mandalay | Greater_LA | {'Santa Clara': 7.5} | 1837.7898 | 0 | 0% | 1837.7898 | 100% | [5 empty] | 0 | 0% | 0 | 0% |  | 22.0969 | 1.202% | 0 | 0% | 373.3519 | 20.32% | 1464.4379 | 898.5141 | 48.89% | 939.2757 | 1527.2729 | 83.1% | 310.5168 | 1527.2729 | 83.1% | 310.5168 | 0 | 0% | 1837.7898 | 746.9586 | 40.64% | 1090.8312
230 | North Gila | Arizona | {} | 26696.6973 | 0 | 0% | 26696.6973 | 100% | [5 empty] | 1731.278 | 6.485% | 8717.6494 | 32.65% |  | 0 | 0% | 0 | 0% | 298.9126 | 1.12% | 26397.7847 | 20185.5625 | 75.61% | 6511.1348 | 17879.8105 | 66.97% | 8816.8867 | 20212.0078 | 75.71% | 6484.6895 | 11802.9209 | 44.21% | 14893.7764 | 1215.028 | 4.551% | 25481.6693
231 | Eight Mile | Solano | {'Stagg': 4.8, 'Weber': 12.2, 'Lockeford': 12.5, 'Grand Island': 16.6, 'Vierra': 18.9, 'Brentwood': 19.0} | 66833.4141 | 3388.3213 | 5.07% | 63445.0928 | 94.93% | [5 empty] | 4905.188 | 7.339% | 50727.1133 | 75.9% |  | 0 | 0% | 0 | 0% | 12402.248 | 18.56% | 54431.166 | 18805.4844 | 28.14% | 48027.9297 | 18805.4844 | 28.14% | 48027.9297 | 24013.9023 | 35.93% | 42819.5117 | 0 | 0% | 66833.4141 | 4872.9619 | 7.291% | 61960.4521
232 | Kern Power | Central_Valley_North_Los_Banos | {'Rosedale': 1.1, 'Westpark': 3.2, 'Renfro': 3.8, 'Tevis': 4.5, '7th Standard': 4.5, 'Stockdale': 4.7, 'Bakersfield': 5.3, 'Kern Oil': 6.0, 'Sycamore': 7.8, 'Lerdo': 8.9, 'Columbus': 9.0, 'Tupman': 9.9, 'Magunden': 10.0, 'Rio Bravo': 10.2, 'California Water': 11.5, 'Norco': 13.6, 'Regulus': 14.4, 'Lamont': 14.5, 'Poso Mountain': 14.7, 'Shafter': 15.5, 'Grimway': 16.2, 'Elk Hills': 19.0} | 0 | 0 | 0% | 0 | 0% | [5 empty] | 0 | 0% | 0 | 0% |  | 0 | 0% | 0 | 0% | 0 | 0% | 0 | 0 | 0% | 0 | 0 | 0% | 0 | 0 | 0% | 0 | 0 | 0% | 0 | 0 | 0% | 0
233 | Renfro | Central_Valley_North_Los_Banos | {'Kern Power': 3.8, '7th Standard': 4.0, 'Rosedale': 4.9, 'Tevis': 5.1, 'Tupman': 6.4, 'Rio Bravo': 6.6, 'Westpark': 7.0, 'Stockdale': 7.3, 'Lerdo': 7.8, 'Kern Oil': 8.9, 'Bakersfield': 9.0, 'Norco': 10.8, 'Sycamore': 10.8, 'Shafter': 12.3, 'Columbus': 12.7, 'Magunden': 13.8, 'California Water': 15.0, 'Midway': 16.3, 'Elk Hills': 16.4, 'Poso Mountain': 16.6, 'Charca': 17.7, 'Regulus': 18.1, 'Lamont': 18.2, 'Grimway': 19.7} | 0 | 0 | 0% | 0 | 0% | [5 empty] | 0 | 0% | 0 | 0% |  | 0 | 0% | 0 | 0% | 0 | 0% | 0 | 0 | 0% | 0 | 0 | 0% | 0 | 0 | 0% | 0 | 0 | 0% | 0 | 0 | 0% | 0
94 | Vincent | Tehachapi | {'Antelope': 17.3, 'Gould': 18.7} | 53627.5078 | 4988.1475 | 9.301% | 48639.3604 | 90.7% | [5 empty] | 24.7731 | 0.04619% | 170.286 | 0.3175% |  | 2221.1511 | 4.142% | 49074.9648 | 91.51% | 4294.1357 | 8.007% | 49333.3721 | 10632.2432 | 19.83% | 42995.2646 | 13234.8555 | 24.68% | 40392.6523 | 17915.498 | 33.41% | 35712.0098 | 29831.0605 | 55.63% | 23796.4473 | 3001.9678 | 5.598% | 50625.54
91 | Pardee | Tehachapi | {'Saugus': 1.3, 'Sylmar': 10.4} | 35756.0039 | 0 | 0% | 35756.0039 | 100% | [5 empty] | 92.3284 | 0.2582% | 690.5307 | 1.931% |  | 3054.4646 | 8.543% | 32667.9727 | 91.36% | 24503.7852 | 68.53% | 11252.2188 | 183.8146 | 0.5141% | 35572.1893 | 2873.6555 | 8.037% | 32882.3484 | 26303.6211 | 73.56% | 9452.3828 | 22017.2695 | 61.58% | 13738.7344 | 3397.0337 | 9.501% | 32358.9702
236 | Westley | Central_Valley_North_Los_Banos | {'Ripon': 12.6, 'Vierra': 15.5} | 78195.0547 | 0 | 0% | 78195.0547 | 100% | [5 empty] | 5654.2397 | 7.231% | 43597.4883 | 55.75% |  | 6798.2773 | 8.694% | 0 | 0% | 54376.332 | 69.54% | 23818.7227 | 11058.3828 | 14.14% | 67136.6719 | 14885.0889 | 19.04% | 63309.9658 | 56022.0547 | 71.64% | 22173 | 20290.0664 | 25.95% | 57904.9883 | 2190.0293 | 2.801% | 76005.0254
237 | GWF Hanford | Central_Valley_North_Los_Banos | {'Leprino Jct': 10.6, 'Corcoran': 12.2, 'Henrietta': 14.4, 'Kingsburg': 15.5} | 58284.3477 | 0 | 0% | 58284.3477 | 100% | [5 empty] | 35412.4414 | 60.76% | 13507.0879 | 23.17% |  | 0 | 0% | 0 | 0% | 0 | 0% | 58284.3477 | 0 | 0% | 58284.3477 | 0 | 0% | 58284.3477 | 0 | 0% | 58284.3477 | 0 | 0% | 58284.3477 | 2140.4788 | 3.672% | 56143.8689
238 | Tevis | Central_Valley_North_Los_Banos | {'Stockdale': 3.5, 'Kern Power': 4.5, 'Rosedale': 4.9, 'Renfro': 5.1, 'Westpark': 6.3, 'Tupman': 8.3, '7th Standard': 8.3, 'Bakersfield': 8.4, 'Kern Oil': 10.3, 'Norco': 10.4, 'Rio Bravo': 11.3, 'Columbus': 12.0, 'Magunden': 12.0, 'Sycamore': 12.0, 'Lerdo': 12.5, 'California Water': 14.7, 'Regulus': 15.1, 'Lamont': 15.2, 'Elk Hills': 15.4, 'Grimway': 15.9, 'Shafter': 17.1, 'Wheeler Ridge': 18.1, 'Midway': 19.1, 'Poso Mountain': 19.2} | 0 | 0 | 0% | 0 | 0% | [5 empty] | 0 | 0% | 0 | 0% |  | 0 | 0% | 0 | 0% | 0 | 0% | 0 | 0 | 0% | 0 | 0 | 0% | 0 | 0 | 0% | 0 | 0 | 0% | 0 | 0 | 0% | 0
239 | Otay Mesa | Greater_SD | {'Miguel': 8.3, 'Bay Boulevard': 11.0, 'Silvergate': 15.9, 'Mission': 19.6} | 863.1454 | 0 | 0% | 863.1454 | 100% | [5 empty] | 0 | 0% | 0 | 0% |  | 441.3843 | 51.14% | 15.595 | 1.807% | 186.5954 | 21.62% | 676.55 | 506.6426 | 58.7% | 356.5028 | 717.3816 | 83.11% | 145.7638 | 717.3816 | 83.11% | 145.7638 | 118.7032 | 13.75% | 744.4422 | 152.412 | 17.66% | 710.7334
240 | Redondo | Greater_LA | {'El Nido': 3.4, 'La Fresa': 3.5, 'Chevmain': 3.8, 'El Segundo': 4.6, 'Arcogen': 8.6, 'Hinson': 9.7, 'Harborgen': 10.4, 'La Cienega': 10.5, 'Long Beach': 11.0, 'Lighthipe': 12.4, 'Laguna Bell': 16.4, 'Del Amo': 16.7, 'Center': 17.1, 'Alamitos': 17.6} | 817.8596 | 0 | 0% | 817.8596 | 100% | [5 empty] | 0 | 0% | 0 | 0% |  | 136.4639 | 16.69% | 0 | 0% | 10.7529 | 1.315% | 807.1066 | 101.4741 | 12.41% | 716.3855 | 609.4815 | 74.52% | 208.3781 | 620.2344 | 75.84% | 197.6251 | 0 | 0% | 817.8596 | 0.64248 | 0.07856% | 817.2171
241 | Arkansas | Greater_Imperial (Exclude) | {'Sonora': 2.7, 'IID System': 7.8} | 36716.9688 | 0 | 0% | 36716.9688 | 100% | [5 empty] | 10606.7344 | 28.89% | 23155.7871 | 63.07% |  | 0 | 0% | 0 | 0% | 992.9921 | 2.704% | 35723.9766 | 11942.3418 | 32.53% | 24774.627 | 10938.0137 | 29.79% | 25778.9551 | 12662.7158 | 34.49% | 24054.2529 | 322.5463 | 0.8785% | 36394.4225 | 1345.251 | 3.664% | 35371.7178
242 | Cal Water | Central_Valley_North_Los_Banos | {'Columbus': 2.7, 'Magunden': 4.4, 'Sycamore': 5.5, 'Bakersfield': 6.3, 'Kern Oil': 6.9, 'Westpark': 8.5, 'Lamont': 8.9, 'Regulus': 8.9, 'Poso Mountain': 10.0, 'Rosedale': 10.5, 'Kern Power': 11.5, 'Stockdale': 11.9, 'Grimway': 12.3, '7th Standard': 13.0, 'Tevis': 14.7, 'Renfro': 15.0, 'Lerdo': 15.1} | 0 | 0 | 0% | 0 | 0% | [5 empty] | 0 | 0% | 0 | 0% |  | 0 | 0% | 0 | 0% | 0 | 0% | 0 | 0 | 0% | 0 | 0 | 0% | 0 | 0 | 0% | 0 | 0 | 0% | 0 | 0 | 0% | 0
243 | Grimway | Central_Valley_North_Los_Banos | {'Lamont': 3.4, 'Regulus': 3.4, 'Magunden': 8.6, 'Columbus': 11.3, 'California Water': 12.3, 'Bakersfield': 12.6, 'Stockdale': 12.6, 'Wheeler Ridge': 12.7, 'Westpark': 13.4, 'Rosedale': 15.2, 'Sycamore': 15.9, 'Tevis': 15.9, 'Kern Oil': 16.1, 'Kern Power': 16.2, 'Renfro': 19.7} | 0 | 0 | 0% | 0 | 0% | [5 empty] | 0 | 0% | 0 | 0% |  | 0 | 0% | 0 | 0% | 0 | 0% | 0 | 0 | 0% | 0 | 0 | 0% | 0 | 0 | 0% | 0 | 0 | 0% | 0 | 0 | 0% | 0
244 | Viejo | Greater_LA | {'Santiago': 7.2, 'Trabuco': 7.4, 'Margarita': 8.1, 'Capistrano': 10.7, 'Johanna': 12.5, 'Lee Lake (Proposed)': 12.5, 'Serrano': 14.0, 'Villa Park': 15.1, 'Talega': 15.3, 'Ellis': 17.4, 'Lewis': 17.7, 'Huntington Beach': 19.4} | 0 | 0 | 0% | 0 | 0% | [5 empty] | 0 | 0% | 0 | 0% |  | 0 | 0% | 0 | 0% | 0 | 0% | 0 | 0 | 0% | 0 | 0 | 0% | 0 | 0 | 0% | 0 | 0 | 0% | 0 | 0 | 0% | 0
245 | Kelso | Solano | {'Delta Switching Yard': 1.0, 'Green Ridge Midway': 5.0, 'Tesla': 6.2, 'Brentwood': 9.3, 'Cayetano': 10.0, 'Lone Tree': 13.4, 'Contra Costa': 17.1, 'Vierra': 18.0, 'Stagg': 19.3} | 88949.7656 | 0 | 0% | 88949.7656 | 100% | [5 empty] | 5768.7993 | 6.485% | 32489.1953 | 36.53% |  | 10105.1572 | 11.36% | 1137.3885 | 1.279% | 52418.9648 | 58.93% | 36530.8008 | 37229.7617 | 41.85% | 51720.0039 | 42409.582 | 47.68% | 46540.1836 | 60848.7305 | 68.41% | 28101.0352 | 7757.5991 | 8.721% | 81192.1665 | 5142.856 | 5.782% | 83806.9097
246 | BlytheSC 161 kV | Riverside (Exclude) | {'Colorado River': 12.6} | 27800.3574 | 0 | 0% | 27800.3574 | 100% | [5 empty] | 658.9562 | 2.37% | 1914.5845 | 6.887% |  | 0 | 0% | 0 | 0% | 6726.3911 | 24.2% | 21073.9663 | 9047.2617 | 32.54% | 18753.0957 | 4677.458 | 16.83% | 23122.8994 | 12834.8262 | 46.17% | 14965.5312 | 14728.252 | 52.98% | 13072.1055 | 385.8202 | 1.388% | 27414.5372
93 | Saugus | Tehachapi | {'Pardee': 1.3, 'Sylmar': 9.1} | 30881.2656 | 0 | 0% | 30881.2656 | 100% | [5 empty] | 66.3557 | 0.2149% | 506.8615 | 1.641% |  | 1349.4612 | 4.37% | 29521.5684 | 95.6% | 20687.373 | 66.99% | 10193.8926 | 0 | 0% | 30881.2656 | 2873.6555 | 9.305% | 28007.6101 | 22487.2109 | 72.82% | 8394.0547 | 18744.873 | 60.7% | 12136.3926 | 2600.6724 | 8.422% | 28280.5933
248 | Camanche | Solano | {'Lockeford': 9.9, 'Bellota': 13.7} | 2191.3647 | 0 | 0% | 2191.3647 | 100% | [5 empty] | 353.6777 | 16.14% | 1280.2654 | 58.42% |  | 0 | 0% | 0 | 0% | 0 | 0% | 2191.3647 | 0 | 0% | 2191.3647 | 644.8603 | 29.43% | 1546.5045 | 644.8603 | 29.43% | 1546.5045 | 0 | 0% | 2191.3647 | 20.6245 | 0.9412% | 2170.7403
235 | Sylmar | Tehachapi | {'Saugus': 9.1, 'Pardee': 10.4, 'Gould': 18.8} | 5383.019 | 0 | 0% | 5383.019 | 100% | [5 empty] | 0 | 0% | 0 | 0% |  | 0 | 0% | 5383.019 | 100% | 3458.8025 | 64.25% | 1924.2166 | 0 | 0% | 5383.019 | 241.2767 | 4.482% | 5141.7423 | 3700.0793 | 68.74% | 1682.9397 | 3580.0427 | 66.51% | 1802.9763 | 734.412 | 13.64% | 4648.6071
250 | El Casco | Riverside (Exclude) | {'San Bernardino': 12.1, 'Vista': 14.8, 'Valley': 16.3} | 1605.9047 | 0 | 0% | 1605.9047 | 100% | [5 empty] | 1.3344 | 0.08309% | 10.2302 | 0.637% |  | 0 | 0% | 1605.9047 | 100% | 46.3323 | 2.885% | 1559.5724 | 0.59116 | 0.03681% | 1605.3135 | 1561.2098 | 97.22% | 44.6948 | 1561.2098 | 97.22% | 44.6948 | 814.1768 | 50.7% | 791.7278 | 73.9258 | 4.603% | 1531.9788
251 | Suncrest | Greater_SD | {'Miguel': 19.7} | 1210.9688 | 0 | 0% | 1210.9688 | 100% | [5 empty] | 0 | 0% | 0 | 0% |  | 0 | 0% | 1210.9688 | 100% | 121.6351 | 10.04% | 1089.3336 | 1073.7125 | 88.67% | 137.2562 | 1210.9688 | 100% | 0 | 1210.9688 | 100% | 0 | 1066.543 | 88.07% | 144.4258 | 0.62577 | 0.05168% | 1210.343
252 | Colorado River | Riverside (Exclude) | {'BlytheSC 161 kV': 12.6} | 57345.8555 | 0 | 0% | 57345.8555 | 100% | [5 empty] | 11.8011 | 0.02058% | 4.0326 | 0.007032% |  | 0 | 0% | 0 | 0% | 31118.9668 | 54.27% | 26226.8887 | 30092.4277 | 52.48% | 27253.4277 | 28225.3301 | 49.22% | 29120.5254 | 40228.4883 | 70.15% | 17117.3672 | 45389.5547 | 79.15% | 11956.3008 | 227.4667 | 0.3967% | 57118.3888
253 | Red bluff | Riverside (Exclude) | {'Kern': 15.1} | 37092.2148 | 0 | 0% | 37092.2148 | 100% | [5 empty] | 13.475 | 0.03633% | 0 | 0% |  | 0 | 0% | 0 | 0% | 13916.4463 | 37.52% | 23175.7686 | 47.7055 | 0.1286% | 37044.5093 | 0 | 0% | 37092.2148 | 13964.1514 | 37.65% | 23128.0635 | 5677.0967 | 15.31% | 31415.1182 | 531.6248 | 1.433% | 36560.5901
254 | Ocotillo Express | Greater_Imperial | {'ECO': 9.2, 'Imperial Valley': 19.2} | 17357.7695 | 0 | 0% | 17357.7695 | 100% | [5 empty] | 0 | 0% | 0 | 0% |  | 38.8313 | 0.2237% | 0 | 0% | 6065.4883 | 34.94% | 11292.2812 | 3405.9744 | 19.62% | 13951.7952 | 3525.7195 | 20.31% | 13832.05 | 9916.9688 | 57.13% | 7440.8008 | 7439.0947 | 42.86% | 9918.6748 | 5.6276 | 0.03242% | 17352.1419
255 | Ivanpah | Southern_NV_Eldorado | {'Primm': 9.5} | 4558.1826 | 0 | 0% | 4558.1826 | 100% | [5 empty] | 0 | 0% | 0 | 0% |  | 0 | 0% | 0 | 0% | 3997.6018 | 87.7% | 560.5808 | 3609.2271 | 79.18% | 948.9556 | 536.3531 | 11.77% | 4021.8295 | 4531.9756 | 99.43% | 26.207 | 2047.6691 | 44.92% | 2510.5135 | 0.0010947 | 2.402e-05% | 4558.1815
256 | Alamitos | Greater_LA | {'Del Amo': 5.7, 'Long Beach': 7.3, 'Barre': 7.4, 'Harborgen': 7.5, 'Hinson': 8.0, 'Arcogen': 9.1, 'Lighthipe': 9.1, 'Ellis': 10.5, 'Huntington Beach': 10.8, 'Center': 11.3, 'Lewis': 11.9, 'Johanna': 14.6, 'Laguna Bell': 14.8, 'La Fresa': 15.3, 'Villa Park': 15.6, 'Olinda': 16.1, 'Redondo': 17.6, 'El Nido': 18.2, 'Serrano': 18.3, 'Mesa (SCE)': 18.8, 'Walnut': 18.8, 'Chevmain': 19.9} | 7454.8716 | 0 | 0% | 7454.8716 | 100% | [5 empty] | 0 | 0% | 0 | 0% |  | 0 | 0% | 0 | 0% | 0 | 0% | 7454.8716 | 688.6575 | 9.238% | 6766.2141 | 5290.9995 | 70.97% | 2163.8721 | 5290.9995 | 70.97% | 2163.8721 | 0 | 0% | 7454.8716 | 33.2326 | 0.4458% | 7421.639
257 | Shilo III | Solano | {'Birds Landing': 3.2, 'Pittsburg': 9.6, 'Peabody': 10.5, 'Contra Costa': 12.2, 'Grand Island': 14.6, 'Lone Tree': 16.1, 'Vaca Dixon': 16.5, 'Clayton': 16.9, 'Martinez': 18.1, 'Brentwood': 19.6} | 81574.2031 | 4042.1907 | 4.955% | 77532.0125 | 95.04% | [5 empty] | 27906.8281 | 34.21% | 4279.5034 | 5.246% |  | 0 | 0% | 0 | 0% | 16324.2197 | 20.01% | 65249.9834 | 30613.002 | 37.53% | 50961.2012 | 28543.2715 | 34.99% | 53030.9316 | 44285.082 | 54.29% | 37289.1211 | 2500.6123 | 3.065% | 79073.5908 | 24880.25 | 30.5% | 56693.9531
258 | ECO | Greater_Imperial | {'Ocotillo': 9.2} | 18261.1543 | 235.8946 | 1.292% | 18025.2597 | 98.71% | [5 empty] | 0 | 0% | 0 | 0% |  | 11385.9131 | 62.35% | 0 | 0% | 2067.5391 | 11.32% | 16193.6152 | 6895.4453 | 37.76% | 11365.709 | 7823.877 | 42.84% | 10437.2773 | 10960.9033 | 60.02% | 7300.251 | 6225.728 | 34.09% | 12035.4263 | 211.3112 | 1.157% | 18049.8431
259 | IID System | Greater_Imperial (Exclude) | {'Sonora': 7.6, 'Arkansas': 7.8} | 19986.2852 | 0 | 0% | 19986.2852 | 100% | [5 empty] | 1224.4795 | 6.127% | 9319.5361 | 46.63% |  | 0 | 0% | 0 | 0% | 0.0046704 | 2.337e-05% | 19986.2805 | 7245.8613 | 36.25% | 12740.4238 | 7710.9736 | 38.58% | 12275.3115 | 8062.6167 | 40.34% | 11923.6685 | 4.5835 | 0.02293% | 19981.7016 | 471.1889 | 2.358% | 19515.0963
260 | Sonora | Greater_Imperial (Exclude) | {'Arkansas': 2.7, 'IID System': 7.6} | 19159.4316 | 0 | 0% | 19159.4316 | 100% | [5 empty] | 5910.8535 | 30.85% | 10148.1523 | 52.97% |  | 0 | 0% | 0 | 0% | 1439.9724 | 7.516% | 17719.4592 | 8949.1719 | 46.71% | 10210.2598 | 9613.1484 | 50.17% | 9546.2832 | 10116.5254 | 52.8% | 9042.9062 | 744.9327 | 3.888% | 18414.4989 | 1095.2316 | 5.716% | 18064.2001
261 | Caliente | Kern_Greater_Carrizo | {'Carrizo Plains': 6.9, 'Solar SS': 8.1, 'Kernridge': 10.9, 'Temblor': 12.5} | 28640.3438 | 0 | 0% | 28640.3438 | 100% | [5 empty] | 15.7151 | 0.05487% | 0 | 0% |  | 0 | 0% | 0 | 0% | 9790.7324 | 34.19% | 18849.6113 | 731.0173 | 2.552% | 27909.3265 | 5087.5879 | 17.76% | 23552.7559 | 12543.1436 | 43.8% | 16097.2002 | 15068.2607 | 52.61% | 13572.083 | 595.8367 | 2.08% | 28044.507
262 | Regulus | Central_Valley_North_Los_Banos | {'Lamont': 0.1, 'Grimway': 3.4, 'Magunden': 5.5, 'Columbus': 8.2, 'California Water': 8.9, 'Bakersfield': 10.1, 'Westpark': 11.3, 'Stockdale': 11.6, 'Sycamore': 12.9, 'Rosedale': 13.3, 'Kern Oil': 13.3, 'Kern Power': 14.4, 'Tevis': 15.1, 'Wheeler Ridge': 15.7, '7th Standard': 18.0, 'Renfro': 18.1, 'Poso Mountain': 18.9} | 0 | 0 | 0% | 0 | 0% | [5 empty] | 0 | 0% | 0 | 0% |  | 0 | 0% | 0 | 0% | 0 | 0% | 0 | 0 | 0% | 0 | 0 | 0% | 0 | 0 | 0% | 0 | 0 | 0% | 0 | 0 | 0% | 0
263 | Geysers 12 | Mendocino_Marin | {'Eagle Rock': 6.0, 'Cloverdale': 14.1, 'Fulton': 17.7} | 40927.5586 | 0 | 0% | 40927.5586 | 100% | [5 empty] | 703.2383 | 1.718% | 40.9962 | 0.1002% |  | 4051.0251 | 9.898% | 36628.957 | 89.5% | 31079.3438 | 75.94% | 9848.2148 | 26855.2324 | 65.62% | 14072.3262 | 38033.3516 | 92.93% | 2894.207 | 40927.5586 | 100% | 0 | 15964.833 | 39.01% | 24962.7256 | 561.6783 | 1.372% | 40365.8802
264 | Solar SS | Kern_Greater_Carrizo | {'Carrizo Plains': 1.1, 'Caliente': 8.1, 'Kernridge': 18.5} | 41556.4414 | 0 | 0% | 41556.4414 | 100% | [5 empty] | 15.7151 | 0.03782% | 0 | 0% |  | 0 | 0% | 0 | 0% | 22711.7051 | 54.65% | 18844.7363 | 0 | 0% | 41556.4414 | 4356.5708 | 10.48% | 37199.8706 | 24997.4883 | 60.15% | 16558.9531 | 30059.4883 | 72.33% | 11496.9531 | 604.8096 | 1.455% | 40951.6318
265 | Olive | Central_Valley_North_Los_Banos | {'Alpaugh': 4.6, 'Smyrna': 12.5, 'Corcoran': 15.9} | 0 | 0 | 0% | 0 | 0% | [5 empty] | 0 | 0% | 0 | 0% |  | 0 | 0% | 0 | 0% | 0 | 0% | 0 | 0 | 0% | 0 | 0 | 0% | 0 | 0 | 0% | 0 | 0 | 0% | 0 | 0 | 0% | 0
266 | 7th Standard | Central_Valley_North_Los_Banos | {'Renfro': 4.0, 'Lerdo': 4.3, 'Kern Power': 4.5, 'Rosedale': 5.3, 'Kern Oil': 6.2, 'Westpark': 6.8, 'Rio Bravo': 7.3, 'Bakersfield': 8.0, 'Sycamore': 8.0, 'Tevis': 8.3, 'Stockdale': 9.2, 'Tupman': 9.8, 'Columbus': 11.2, 'Shafter': 11.7, 'Poso Mountain': 12.8, 'Magunden': 13.0, 'California Water': 13.0, 'Norco': 14.6, 'Charca': 16.0, 'Regulus': 18.0, 'Lamont': 18.1, 'Midway': 18.3} | 0 | 0 | 0% | 0 | 0% | [5 empty] | 0 | 0% | 0 | 0% |  | 0 | 0% | 0 | 0% | 0 | 0% | 0 | 0 | 0% | 0 | 0 | 0% | 0 | 0 | 0% | 0 | 0 | 0% | 0 | 0 | 0% | 0
267 | Delevan | Northern_California | {'Cortina': 17.3} | 134849.5938 | 0 | 0% | 134849.5938 | 100% | [5 empty] | 24118.1504 | 17.89% | 28664.75 | 21.26% |  | 32594.3926 | 24.17% | 0 | 0% | 51737.0977 | 38.37% | 83112.4961 | 16179.0273 | 12% | 118670.5664 | 35611.7148 | 26.41% | 99237.8789 | 81980.3047 | 60.79% | 52869.2891 | 50560.9766 | 37.49% | 84288.6172 | 4293.6001 | 3.184% | 130555.9937
268 | Mustang | Kern_Greater_Carrizo | {'San Luis Obispo': 3.7, 'Morro Bay': 12.2, 'Diablo': 12.9, 'Oceano': 15.2, 'Templeton': 16.7} | 23731.7266 | 0 | 0% | 23731.7266 | 100% | [5 empty] | 68.6004 | 0.2891% | 31.527 | 0.1328% |  | 10038.4424 | 42.3% | 13230.665 | 55.75% | 14264.9258 | 60.11% | 9466.8008 | 6129.4565 | 25.83% | 17602.27 | 15857.0107 | 66.82% | 7874.7158 | 19467.168 | 82.03% | 4264.5586 | 19093.5918 | 80.46% | 4638.1348 | 2197.8201 | 9.261% | 21533.9065
269 | Tranquility | Central_Valley_North_Los_Banos | {'Cheney': 7.6, 'Mendota': 9.5, 'Panoche': 10.7, 'Cantua': 11.6, 'Helm': 12.7, 'Newhall': 19.6, 'Schindler': 19.7} | 100863.5156 | 0 | 0% | 100863.5156 | 100% | [5 empty] | 51608.457 | 51.17% | 38755.957 | 38.42% |  | 0 | 0% | 0 | 0% | 17820.3516 | 17.67% | 83043.1641 | 110.2071 | 0.1093% | 100753.3085 | 6361.8711 | 6.307% | 94501.6445 | 21014.8555 | 20.83% | 79848.6602 | 0 | 0% | 100863.5156 | 616.8362 | 0.6116% | 100246.6794
270 | Calcite | Greater_Kramer | {} | 72335.4297 | 0 | 0% | 72335.4297 | 100% | [5 empty] | 1722.6478 | 2.381% | 619.9025 | 0.857% |  | 0 | 0% | 0 | 0% | 31900.1953 | 44.1% | 40435.2344 | 16823.3496 | 23.26% | 55512.0801 | 14266.8828 | 19.72% | 58068.5469 | 41138.6953 | 56.87% | 31196.7344 | 12887.6914 | 17.82% | 59447.7383 | 431.264 | 0.5962% | 71904.1656
271 | Trout Canyon (fka Crazy Eyes) | Southern_NV_Eldorado | {'Carpenter Canyon (fka Gamebird)': 9.1, 'Sandy': 9.4, 'Pahrump': 13.6} | 0 | 0 | 0% | 0 | 0% | [5 empty] | 0 | 0% | 0 | 0% |  | 0 | 0% | 0 | 0% | 0 | 0% | 0 | 0 | 0% | 0 | 0 | 0% | 0 | 0 | 0% | 0 | 0 | 0% | 0 | 0 | 0% | 0
272 | Delaney | Arizona | {'Palo Verde': 12.1, 'Hassayampa': 14.1} | 0 | 0 | 0% | 0 | 0% | [5 empty] | 0 | 0% | 0 | 0% |  | 0 | 0% | 0 | 0% | 0 | 0% | 0 | 0 | 0% | 0 | 0 | 0% | 0 | 0 | 0% | 0 | 0 | 0% | 0 | 0 | 0% | 0
273 | Desert View | Southern_NV_Eldorado | {} | 0 | 0 | 0% | 0 | 0% | [5 empty] | 0 | 0% | 0 | 0% |  | 0 | 0% | 0 | 0% | 0 | 0% | 0 | 0 | 0% | 0 | 0 | 0% | 0 | 0 | 0% | 0 | 0 | 0% | 0 | 0 | 0% | 0
274 | Carpenter Canyon (fka Gamebird) | Southern_NV_Eldorado | {'Pahrump': 4.5, 'Trout Canyon (fka Crazy Eyes)': 9.1, 'Vista (VEA)': 12.4, 'Sandy': 18.4} | 4428.0845 | 0 | 0% | 4428.0845 | 100% | [5 empty] | 0 | 0% | 0 | 0% |  | 0 | 0% | 0 | 0% | 1596.6526 | 36.06% | 2831.4319 | 48.9906 | 1.106% | 4379.0938 | 495.4709 | 11.19% | 3932.6136 | 1645.6433 | 37.16% | 2782.4412 | 4428.0845 | 100% | 0 | 0 | 0% | 4428.0845
275 | Hassayampa | Arizona | {'Palo Verde': 2.7, 'Delaney': 14.1} | 0 | 0 | 0% | 0 | 0% | [5 empty] | 0 | 0% | 0 | 0% |  | 0 | 0% | 0 | 0% | 0 | 0% | 0 | 0 | 0% | 0 | 0 | 0% | 0 | 0 | 0% | 0 | 0 | 0% | 0 | 0 | 0% | 0
276 | Hoodoo Wash | Arizona | {} | 0 | 0 | 0% | 0 | 0% | [5 empty] | 0 | 0% | 0 | 0% |  | 0 | 0% | 0 | 0% | 0 | 0% | 0 | 0 | 0% | 0 | 0 | 0% | 0 | 0 | 0% | 0 | 0 | 0% | 0 | 0 | 0% | 0
277 | Innovation | Southern_NV_Eldorado | {'Vista (VEA)': 18.6} | 0 | 0 | 0% | 0 | 0% | [5 empty] | 0 | 0% | 0 | 0% |  | 0 | 0% | 0 | 0% | 0 | 0% | 0 | 0 | 0% | 0 | 0 | 0% | 0 | 0 | 0% | 0 | 0 | 0% | 0 | 0 | 0% | 0
278 | Lathrop | Southern_NV_Eldorado | {'Valley (VEA)': 11.3} | 0 | 0 | 0% | 0 | 0% | [5 empty] | 0 | 0% | 0 | 0% |  | 0 | 0% | 0 | 0% | 0 | 0% | 0 | 0 | 0% | 0 | 0 | 0% | 0 | 0 | 0% | 0 | 0 | 0% | 0 | 0 | 0% | 0
279 | Mohave | Southern_NV_Eldorado | {} | 1154.2734 | 0 | 0% | 1154.2734 | 100% | [5 empty] | 0 | 0% | 0 | 0% |  | 0 | 0% | 0 | 0% | 0 | 0% | 1154.2734 | 510.9015 | 44.26% | 643.372 | 0 | 0% | 1154.2734 | 510.9015 | 44.26% | 643.372 | 860.2139 | 74.52% | 294.0596 | 102.9566 | 8.92% | 1051.3169
280 | Pahrump | Southern_NV_Eldorado | {'Carpenter Canyon (fka Gamebird)': 4.5, 'Vista (VEA)': 8.6, 'Trout Canyon (fka Crazy Eyes)': 13.6} | 2009.5186 | 0 | 0% | 2009.5186 | 100% | [5 empty] | 0 | 0% | 0 | 0% |  | 0 | 0% | 0 | 0% | 0 | 0% | 2009.5186 | 791.2912 | 39.38% | 1218.2274 | 902.8741 | 44.93% | 1106.6445 | 902.8741 | 44.93% | 1106.6445 | 1651.403 | 82.18% | 358.1156 | 109.683 | 5.458% | 1899.8356
281 | Palo Verde | Arizona | {'Hassayampa': 2.7, 'Delaney': 12.1} | 0 | 0 | 0% | 0 | 0% | [5 empty] | 0 | 0% | 0 | 0% |  | 0 | 0% | 0 | 0% | 0 | 0% | 0 | 0 | 0% | 0 | 0 | 0% | 0 | 0 | 0% | 0 | 0 | 0% | 0 | 0 | 0% | 0
282 | Primm | Southern_NV_Eldorado | {'Ivanpah': 9.5} | 4536.0508 | 0 | 0% | 4536.0508 | 100% | [5 empty] | 0 | 0% | 0 | 0% |  | 0 | 0% | 0 | 0% | 3974.5623 | 87.62% | 561.4885 | 3589.6765 | 79.14% | 946.3743 | 536.3416 | 11.82% | 3999.7092 | 4508.915 | 99.4% | 27.1357 | 2037.1912 | 44.91% | 2498.8596 | 0 | 0% | 4536.0508
283 | Sloan Canyon (fka Bob) | Southern_NV_Eldorado | {'Eldorado': 5.2, 'Mead': 11.1} | 0 | 0 | 0% | 0 | 0% | [5 empty] | 0 | 0% | 0 | 0% |  | 0 | 0% | 0 | 0% | 0 | 0% | 0 | 0 | 0% | 0 | 0 | 0% | 0 | 0 | 0% | 0 | 0 | 0% | 0 | 0 | 0% | 0
284 | Valley (VEA) | Southern_NV_Eldorado | {'Lathrop': 11.3} | 2871.6289 | 0 | 0% | 2871.6289 | 100% | [5 empty] | 0 | 0% | 0 | 0% |  | 0 | 0% | 0 | 0% | 0 | 0% | 2871.6289 | 0 | 0% | 2871.6289 | 0 | 0% | 2871.6289 | 0 | 0% | 2871.6289 | 2871.6289 | 100% | 0 | 13.0398 | 0.4541% | 2858.5891
285 | Vista (VEA) | Southern_NV_Eldorado | {'Pahrump': 8.6, 'Carpenter Canyon (fka Gamebird)': 12.4, 'Innovation': 18.6} | 0 | 0 | 0% | 0 | 0% | [5 empty] | 0 | 0% | 0 | 0% |  | 0 | 0% | 0 | 0% | 0 | 0% | 0 | 0 | 0% | 0 | 0 | 0% | 0 | 0 | 0% | 0 | 0 | 0% | 0 | 0 | 0% | 0
286 | Bay Boulevard | Greater_SD | {'Silvergate': 6.6, 'Miguel': 8.1, 'Otay Mesa': 11.0, 'Mission': 12.3, 'Old Town': 12.3, 'Kearny': 15.6} | 5238.1377 | 0 | 0% | 5238.1377 | 100% | [5 empty] | 0 | 0% | 0 | 0% |  | 178.5178 | 3.408% | 0 | 0% | 111.2725 | 2.124% | 5126.8652 | 1168.2397 | 22.3% | 4069.8979 | 4485.3301 | 85.63% | 752.8076 | 4503.6533 | 85.98% | 734.4844 | 0 | 0% | 5238.1377 | 188.3482 | 3.596% | 5049.7895
287 | Beatty | Southern_NV_Eldorado | {} | 0 | 0 | 0% | 0 | 0% | [5 empty] | 0 | 0% | 0 | 0% |  | 0 | 0% | 0 | 0% | 0 | 0% | 0 | 0 | 0% | 0 | 0 | 0% | 0 | 0 | 0% | 0 | 0 | 0% | 0 | 0 | 0% | 0
288 | Lee Lake (Proposed) | Riverside (Exclude) | {'Viejo': 12.5, 'Valley': 16.9, 'Margarita': 17.2, 'Trabuco': 18.2, 'Mira Loma': 19.0, 'Santiago': 19.2} | 0 | 0 | 0% | 0 | 0% | [5 empty] | 0 | 0% | 0 | 0% |  | 0 | 0% | 0 | 0% | 0 | 0% | 0 | 0 | 0% | 0 | 0 | 0% | 0 | 0 | 0% | 0 | 0 | 0% | 0 | 0 | 0% | 0
289 | Leprino Jct | Central_Valley_North_Los_Banos | {'Henrietta': 3.9, 'GWF Hanford Sw Sta': 10.6, 'Gates': 17.7, 'Corcoran': 17.9} | 63002.9961 | 0 | 0% | 63002.9961 | 100% | [5 empty] | 35780.668 | 56.79% | 19155.5254 | 30.4% |  | 0 | 0% | 0 | 0% | 786.331 | 1.248% | 62216.6651 | 0 | 0% | 63002.9961 | 92.437 | 0.1467% | 62910.559 | 786.331 | 1.248% | 62216.6651 | 0 | 0% | 63002.9961 | 2262.6458 | 3.591% | 60740.3503
290 | Mead | Southern_NV_Eldorado | {'Sloan Canyon (fka Bob)': 11.1, 'Eldorado': 13.3} | 0 | 0 | 0% | 0 | 0% | [5 empty] | 0 | 0% | 0 | 0% |  | 0 | 0% | 0 | 0% | 0 | 0% | 0 | 0 | 0% | 0 | 0 | 0% | 0 | 0 | 0% | 0 | 0 | 0% | 0 | 0 | 0% | 0
291 | Quinto | Central_Valley_North_Los_Banos | {'Los Banos': 5.3} | 47559.4375 | 1806.5144 | 3.798% | 45752.9231 | 96.2% | [5 empty] | 11507.0166 | 24.2% | 3687.9641 | 7.754% |  | 1294.5779 | 2.722% | 0 | 0% | 37563.8711 | 78.98% | 9995.5664 | 1624.3109 | 3.415% | 45935.1266 | 5707.8047 | 12% | 41851.6328 | 38354.9766 | 80.65% | 9204.4609 | 11427.8359 | 24.03% | 36131.6016 | 3094.9343 | 6.508% | 44464.5032
292 | Sandy | Southern_NV_Eldorado | {'Trout Canyon (fka Crazy Eyes)': 9.4, 'Carpenter Canyon (fka Gamebird)': 18.4} | 0 | 0 | 0% | 0 | 0% | [5 empty] | 0 | 0% | 0 | 0% |  | 0 | 0% | 0 | 0% | 0 | 0% | 0 | 0 | 0% | 0 | 0 | 0% | 0 | 0 | 0% | 0 | 0 | 0% | 0 | 0 | 0% | 0
293 | Eldorado | Southern_NV_Eldorado | {'Sloan Canyon (fka Bob)': 5.2, 'Mead': 13.3} | 0 | 0 | 0% | 0 | 0% | [5 empty] | 0 | 0% | 0 | 0% |  | 0 | 0% | 0 | 0% | 0 | 0% | 0 | 0 | 0% | 0 | 0 | 0% | 0 | 0 | 0% | 0 | 0 | 0% | 0 | 0 | 0% | 0

## LandEnv_Wind_Data_15mi
CEC calculated land-use and environmental data criteria for in-state substations at a 15 mile radius for onshore wind resource potential.
Blue columns indicate additional data calculate/added by CPUC staff.
OBJECTID | IRP_Substation_Name | RESOLVE_Wind_Area | Overlaps | RPB_Acres | TRP_Acres | Perc_TRP | High_Implication_Acres | Perc_HighImplication | Parcels_LT_6 | Perc_ParcLT6 | Parcels_LT_30_GT6 | Perc_ParcLT30GT6 | 10th Percentile Parcelization | LowCrop_Acres | Perc_LowCrop | HighCrop_Acres | Perc_HighCrop | Critically overdrafted basin | FT_Tier2_Acres | Perc_FT_Tier2 | FT_Tier3_Acres | Perc_FT_Tier3 | Conn45_Acres | Perc_Conn45 | Low Conn Acres | Bio5_Acres | Perc_Bio5 | Low Bio Acres | Irr45_Acres | Perc_Irr45 | Low Irr Acres | ACE_All_Acres | Perc_AllACE | Low AllACE Acres | High_Intact_Acres | Perc_HighIntact | LowIntact Acres | Wetlands_Acres | Perc_Wetlands | Not Wetlands Acres
1 | East Shore | Solano | {'Newark': 11.2, 'Martin (San Francisco H)': 16.9, 'Los Esteros': 17.0, 'Schulte Switching Station': 19.3, 'Cayetano': 20.5, 'Clayton': 23.5, 'Martinez': 26.9, 'Hicks': 29.5, 'Lone Tree': 29.5, 'Delta Switching Yard': 29.7, 'Green Ridge Midway': 29.8} | 15868.4541 | 0 | 0% | 15868.4541 | 100% | [5 empty] | 5.0557 | 0.03186% | 0 | 0% |  | 794.8741 | 5.009% | 5652.2729 | 35.62% | 5533.8701 | 34.87% | 10334.584 | 4683.5391 | 29.51% | 11184.915 | 9981.8643 | 62.9% | 5886.5898 | 12202.292 | 76.9% | 3666.1621 | 5645.168 | 35.57% | 10223.2861 | 2344.7439 | 14.78% | 13523.7102
2 | Newark | Solano | {'Los Esteros': 5.9, 'Schulte Switching Station': 8.7, 'East Shore': 11.2, 'Hicks': 19.0, 'Cayetano': 20.2, 'Metcalf': 23.3, 'Coyote': 23.4, 'Green Ridge Midway': 26.8, 'Martin (San Francisco H)': 27.1, 'Tesla': 27.3, 'Delta Switching Yard': 28.8, 'Kelso': 29.3} | 8113.5234 | 0 | 0% | 8113.5234 | 100% | [5 empty] | 0 | 0% | 0 | 0% |  | 1229.8269 | 15.16% | 4669.2456 | 57.55% | 4986.98 | 61.47% | 3126.5435 | 1687.7181 | 20.8% | 6425.8053 | 5135.7998 | 63.3% | 2977.7236 | 7096.9995 | 87.47% | 1016.5239 | 5232.3052 | 64.49% | 2881.2183 | 1786.8777 | 22.02% | 6326.6458
3 | Tesla | Solano | {'Green Ridge Midway': 1.6, 'Kelso': 6.2, 'Delta Switching Yard': 6.8, 'Cayetano': 11.4, 'Brentwood': 15.5, 'Vierra': 17.0, 'Lone Tree': 19.3, 'Westley': 21.7, 'Stagg': 22.7, 'Weber': 22.8, 'Contra Costa': 23.1, 'Ripon': 23.1, 'Eight Mile': 26.0, 'Newark': 27.3, 'Clayton': 27.3, 'Los Esteros': 28.2, 'Pittsburg': 28.8} | 163526.2344 | 0 | 0% | 163526.2344 | 100% | [5 empty] | 7844.4771 | 4.797% | 55671.1992 | 34.04% |  | 22516.9922 | 13.77% | 1933.7102 | 1.183% | 101282.4844 | 61.94% | 62243.75 | 61569.4141 | 37.65% | 101956.8203 | 67239.4922 | 41.12% | 96286.7422 | 113140.1562 | 69.19% | 50386.0781 | 43909.8008 | 26.85% | 119616.4336 | 8695.1055 | 5.317% | 154831.1289
4 | Cabrillo | Kern_Greater_Carrizo | {'Sisquoc': 17.3, 'Mesa': 25.2} | 99545.3203 | 0 | 0% | 99545.3203 | 100% | [5 empty] | 2927.7478 | 2.941% | 2302.3535 | 2.313% |  | 92186.4688 | 92.61% | 441.4192 | 0.4434% | 70389.8984 | 70.71% | 29155.4219 | 3155.8381 | 3.17% | 96389.4822 | 22220.5059 | 22.32% | 77324.8145 | 79351.3984 | 79.71% | 20193.9219 | 63865.8984 | 64.16% | 35679.4219 | 6138.8989 | 6.167% | 93406.4214
5 | Honcut | Northern_California | {'Palermo': 10.1, 'Pease': 11.0, 'East Marysville': 11.0, 'Wyandotte': 12.2, 'Thermalito': 13.5, 'Olivehurst': 16.0, 'Table Mountain': 16.4, 'Rio Oso': 27.5} | 175892.6875 | 4353.4697 | 2.475% | 171539.2178 | 97.52% | [5 empty] | 65484.75 | 37.23% | 50887.2461 | 28.93% |  | 2434.0249 | 1.384% | 0 | 0% | 108173.3828 | 61.5% | 67719.3047 | 26035.0879 | 14.8% | 149857.5996 | 63390.4102 | 36.04% | 112502.2773 | 145262 | 82.59% | 30630.6875 | 13040.2695 | 7.414% | 162852.418 | 20104.3457 | 11.43% | 155788.3418
6 | Palermo | Northern_California | {'Wyandotte': 2.9, 'Thermalito': 7.4, 'Table Mountain': 9.7, 'Honcut': 10.1, 'East Marysville': 20.2, 'Pease': 21.1, 'Olivehurst': 25.1} | 130074.1328 | 2367.0974 | 1.82% | 127707.0354 | 98.18% | [5 empty] | 45277.3203 | 34.81% | 24233.8379 | 18.63% |  | 12246.7314 | 9.415% | 9126.0283 | 7.016% | 104937.8047 | 80.68% | 25136.3281 | 18113.5332 | 13.93% | 111960.5996 | 39443.1328 | 30.32% | 90631 | 119332.4141 | 91.74% | 10741.7188 | 12466.3115 | 9.584% | 117607.8213 | 26669.9863 | 20.5% | 103404.1465
7 | Table Mountain | Northern_California | {'Thermalito': 2.9, 'Wyandotte': 7.1, 'Palermo': 9.7, 'Honcut': 16.4, 'Pease': 26.6, 'East Marysville': 27.4} | 159162.0156 | 5851.5459 | 3.676% | 153310.4697 | 96.32% | [5 empty] | 82477.0625 | 51.82% | 21312.0469 | 13.39% |  | 15640.0879 | 9.827% | 10437.1084 | 6.558% | 93428.4375 | 58.7% | 65733.5781 | 32435.2305 | 20.38% | 126726.7852 | 81378.3438 | 51.13% | 77783.6719 | 135924.3906 | 85.4% | 23237.625 | 13496.1357 | 8.479% | 145665.8799 | 24080.9824 | 15.13% | 135081.0332
8 | Wyandotte | Northern_California | {'Palermo': 2.9, 'Thermalito': 5.1, 'Table Mountain': 7.1, 'Honcut': 12.2, 'East Marysville': 22.7, 'Pease': 23.1, 'Olivehurst': 27.6} | 134045.6406 | 3784.2056 | 2.823% | 130261.4351 | 97.18% | [5 empty] | 50192.0469 | 37.44% | 19474.9277 | 14.53% |  | 14123.7607 | 10.54% | 14275.5273 | 10.65% | 104188.2812 | 77.73% | 29857.3594 | 20622.4824 | 15.38% | 113423.1582 | 46721.0234 | 34.85% | 87324.6172 | 122108.1484 | 91.09% | 11937.4922 | 14753.2168 | 11.01% | 119292.4238 | 26877.6934 | 20.05% | 107167.9473
9 | Cortina | Northern_California | {'Delevan': 17.3} | 237911.7812 | 0 | 0% | 237911.7812 | 100% | [5 empty] | 33430.6172 | 14.05% | 74696.8672 | 31.4% |  | 93239.4609 | 39.19% | 3.1693 | 0.001332% | 99795.5547 | 41.95% | 138116.2266 | 37556.3594 | 15.79% | 200355.4219 | 87360.0078 | 36.72% | 150551.7734 | 167531.9844 | 70.42% | 70379.7969 | 97031.4062 | 40.78% | 140880.375 | 4038.835 | 1.698% | 233872.9463
10 | Etiwanda | Greater_Kramer | {'Rancho Vista': 0.4, 'Mira Loma': 6.0, 'Padua': 6.8, 'Chino': 10.7, 'Vista': 12.4, 'San Bernardino': 16.6, 'Lugo': 21.2, 'Serrano': 23.4, 'Lee Lake (Proposed)': 23.8, 'Olinda': 24.7, 'Walnut': 24.9, 'Villa Park': 25.8, 'Rio Hondo': 26.0, 'El Casco': 27.2, 'Lewis': 28.8, 'Victor': 29.7, 'Viejo': 29.8} | 7056.2178 | 0 | 0% | 7056.2178 | 100% | [5 empty] | 9.5614 | 0.1355% | 0 | 0% |  | 250.941 | 3.556% | 6805.2681 | 96.44% | 6965.0112 | 98.71% | 91.2065 | 4471.4106 | 63.37% | 2584.8071 | 3034.7024 | 43.01% | 4021.5154 | 7056.2178 | 100% | 0 | 3978.5386 | 56.38% | 3077.6792 | 561.0075 | 7.951% | 6495.2103
11 | Brentwood | Solano | {'Lone Tree': 4.9, 'Contra Costa': 8.0, 'Delta Switching Yard': 8.7, 'Kelso': 9.3, 'Cayetano': 13.5, 'Green Ridge Midway': 14.2, 'Pittsburg': 14.5, 'Tesla': 15.5, 'Clayton': 16.0, 'Birds Landing': 16.5, 'Stagg': 18.6, 'Eight Mile': 19.0, 'Shilo III': 19.6, 'Grand Island': 22.1, 'Vierra': 23.5, 'Weber': 23.8, 'Martinez': 24.9, 'Peabody': 29.9} | 161982.0938 | 0 | 0% | 161982.0938 | 100% | [5 empty] | 19015.8984 | 11.74% | 66241.1953 | 40.89% |  | 20305.9863 | 12.54% | 6602.2456 | 4.076% | 62383.5273 | 38.51% | 99598.5664 | 65613.0547 | 40.51% | 96369.0391 | 69184.1875 | 42.71% | 92797.9062 | 94455.6641 | 58.31% | 67526.4297 | 10509.3359 | 6.488% | 151472.7578 | 16328.502 | 10.08% | 145653.5918
12 | Clayton | Solano | {'Pittsburg': 7.5, 'Martinez': 9.4, 'Contra Costa': 10.9, 'Lone Tree': 11.4, 'Birds Landing': 14.6, 'Brentwood': 16.0, 'Shilo III': 16.9, 'Cayetano': 17.8, 'Carquinez': 18.3, 'Delta Switching Yard': 21.4, 'Kelso': 22.4, 'East Shore': 23.5, 'Peabody': 23.6, 'Green Ridge Midway': 25.7, 'Tulucay': 26.5, 'Tesla': 27.3, 'Grand Island': 28.6, 'Martin (San Francisco H)': 29.2} | 64627.0156 | 0 | 0% | 64627.0156 | 100% | [5 empty] | 7228.2544 | 11.18% | 75.1726 | 0.1163% |  | 19454.0918 | 30.1% | 6940.3223 | 10.74% | 20132.4824 | 31.15% | 44494.5332 | 36660.1523 | 56.73% | 27966.8633 | 30768.1855 | 47.61% | 33858.8301 | 42660.0039 | 66.01% | 21967.0117 | 13092.8857 | 20.26% | 51534.1299 | 16717.2344 | 25.87% | 47909.7812
13 | Contra Costa | Solano | {'Lone Tree': 3.9, 'Pittsburg': 6.7, 'Brentwood': 8.0, 'Birds Landing': 9.0, 'Clayton': 10.9, 'Shilo III': 12.2, 'Delta Switching Yard': 16.3, 'Kelso': 17.1, 'Cayetano': 18.0, 'Martinez': 18.2, 'Grand Island': 19.1, 'Green Ridge Midway': 21.7, 'Peabody': 22.2, 'Eight Mile': 22.5, 'Tesla': 23.1, 'Stagg': 23.7, 'Carquinez': 26.1, 'Vaca Dixon': 28.7} | 132161.1406 | 2772.5601 | 2.098% | 129388.5806 | 97.9% | [5 empty] | 33735.4336 | 25.53% | 23019.6582 | 17.42% |  | 16600.1191 | 12.56% | 6590.0093 | 4.986% | 36895.0273 | 27.92% | 95266.1133 | 61168.9609 | 46.28% | 70992.1797 | 58951.168 | 44.61% | 73209.9727 | 77378.0547 | 58.55% | 54783.0859 | 9406.3857 | 7.117% | 122754.7549 | 24940.8301 | 18.87% | 107220.3105
14 | Pittsburg | Solano | {'Contra Costa': 6.7, 'Birds Landing': 7.1, 'Clayton': 7.5, 'Shilo III': 9.6, 'Lone Tree': 9.7, 'Martinez': 12.0, 'Brentwood': 14.5, 'Peabody': 17.6, 'Carquinez': 19.5, 'Grand Island': 21.4, 'Cayetano': 21.7, 'Delta Switching Yard': 22.2, 'Kelso': 23.0, 'Tulucay': 24.9, 'Vaca Dixon': 25.2, 'Green Ridge Midway': 27.3, 'Eight Mile': 28.4, 'Tesla': 28.8} | 103032.5 | 3993.6978 | 3.876% | 99038.8022 | 96.12% | [5 empty] | 28096.5918 | 27.27% | 2989.2026 | 2.901% |  | 9944.3281 | 9.652% | 4212.2153 | 4.088% | 21727.7578 | 21.09% | 81304.7422 | 49768.2773 | 48.3% | 53264.2227 | 44625.2852 | 43.31% | 58407.2148 | 60984.8477 | 59.19% | 42047.6523 | 11217.6826 | 10.89% | 91814.8174 | 25404.0078 | 24.66% | 77628.4922
15 | San Bernardino | Greater_Kramer | {'Vista': 5.3, 'El Casco': 12.1, 'Etiwanda': 16.6, 'Rancho Vista': 17.0, 'Mira Loma': 19.3, 'Lugo': 21.1, 'Padua': 23.1, 'Valley': 23.9, 'Lee Lake (Proposed)': 25.8, 'Chino': 25.9} | 7691.3052 | 0 | 0% | 7691.3052 | 100% | [5 empty] | 0 | 0% | 0 | 0% |  | 274.2558 | 3.566% | 7417.0352 | 96.43% | 5065.8315 | 65.86% | 2625.4736 | 1232.4954 | 16.02% | 6458.8098 | 5054.5488 | 65.72% | 2636.7563 | 7073.1875 | 91.96% | 618.1177 | 3644.696 | 47.39% | 4046.6091 | 265.1113 | 3.447% | 7426.1939
16 | Placerville | El_Dorado_Mariposa | {'Gold Hill': 19.7, 'Higgins': 27.2, 'Pleasant Grove': 28.9} | 215.3593 | 0 | 0% | 215.3593 | 100% | [5 empty] | 0 | 0% | 0 | 0% |  | 0 | 0% | 215.3593 | 100% | 215.3593 | 100% | 0 | 0 | 0% | 215.3593 | 215.3593 | 100% | 0 | 215.3593 | 100% | 0 | 87.8658 | 40.8% | 127.4935 | 0 | 0% | 215.3593
17 | Cantua | Central_Valley_North_Los_Banos | {'Schindler': 11.4, 'Tranquility': 11.6, 'Helm': 14.5, 'Cheney': 17.6, 'Panoche': 20.4, 'Mendota': 21.1, 'Mc Mullin': 22.7, 'Gates': 23.3, 'Henrietta': 27.6} | 211734.0938 | 0 | 0% | 211734.0938 | 100% | [5 empty] | 93431.6172 | 44.13% | 85445.5938 | 40.36% |  | 0 | 0% | 0 | 0% | 41569.6016 | 19.63% | 170164.4922 | 19.7342 | 0.00932% | 211714.3595 | 9952.3281 | 4.7% | 201781.7656 | 44653.8984 | 21.09% | 167080.1953 | 10915.7676 | 5.155% | 200818.3262 | 747.2513 | 0.3529% | 210986.8425
18 | Cheney | Central_Valley_North_Los_Banos | {'Panoche': 3.1, 'Mendota': 7.3, 'Tranquility': 7.6, 'Cantua': 17.6, 'Oro Loma': 18.8, 'Newhall': 19.7, 'Helm': 20.0, 'Schindler': 27.1} | 123427.7031 | 0 | 0% | 123427.7031 | 100% | [5 empty] | 73223.7812 | 59.33% | 38442.4492 | 31.15% |  | 0 | 0% | 0 | 0% | 18336.6191 | 14.86% | 105091.084 | 393.2694 | 0.3186% | 123034.4337 | 14206.0957 | 11.51% | 109221.6074 | 29340.832 | 23.77% | 94086.8711 | 0 | 0% | 123427.7031 | 889.5294 | 0.7207% | 122538.1738
19 | Gates | Central_Valley_North_Los_Banos | {'Avenal': 11.2, 'Henrietta': 14.2, 'Leprino Jct': 17.7, 'Schindler': 18.1, 'Cantua': 23.3, 'Arco': 27.8, 'GWF Hanford Sw Sta': 28.1} | 103836.4453 | 0 | 0% | 103836.4453 | 100% | [5 empty] | 14284.0293 | 13.76% | 78826.1953 | 75.91% |  | 0 | 0% | 0 | 0% | 6173.0264 | 5.945% | 97663.4189 | 3669.2791 | 3.534% | 100167.1663 | 15931.7812 | 15.34% | 87904.6641 | 17282.2598 | 16.64% | 86554.1855 | 369.1176 | 0.3555% | 103467.3277 | 200.336 | 0.1929% | 103636.1094
20 | Helm | Central_Valley_North_Los_Banos | {'Mc Mullin': 10.4, 'Tranquility': 12.7, 'Schindler': 13.2, 'Cantua': 14.5, 'Mendota': 18.0, 'Kearney': 18.1, 'Cheney': 20.0, 'Newhall': 20.8, 'West Fresno': 21.7, 'Panoche': 22.9, 'Gregg': 23.1, 'Cal Ave': 24.5, 'Borden': 25.2, 'Malaga': 25.9, 'Henrietta': 28.5, 'McCall': 29.8} | 372031.375 | 49569.3438 | 13.32% | 322462.0312 | 86.68% | [5 empty] | 213187.0781 | 57.3% | 131433.8438 | 35.33% |  | 0 | 0% | 0 | 0% | 74055.2969 | 19.91% | 297976.0781 | 34422.8281 | 9.253% | 337608.5469 | 43456.9062 | 11.68% | 328574.4688 | 99404.1953 | 26.72% | 272627.1797 | 356.4774 | 0.09582% | 371674.8976 | 8988.9824 | 2.416% | 363042.3926
21 | Kearney | Central_Valley_North_Los_Banos | {'West Fresno': 3.6, 'Cal Ave': 6.6, 'Malaga': 8.7, 'Mc Mullin': 9.7, 'Gregg': 10.3, 'McCall': 15.0, 'Sanger': 15.1, 'Borden': 16.0, 'Helm': 18.1, 'Kingsburg': 22.4, 'Wahtoke': 24.7, 'Schindler': 25.3, 'Newhall': 27.1, 'Reedley': 29.0} | 234051.3438 | 59668.3203 | 25.49% | 174383.0234 | 74.51% | [5 empty] | 76470.3047 | 32.67% | 145234.2344 | 62.05% |  | 0 | 0% | 0 | 0% | 13580.5664 | 5.802% | 220470.7773 | 17395.7305 | 7.432% | 216655.6133 | 17395.7305 | 7.432% | 216655.6133 | 28946.3418 | 12.37% | 205105.002 | 0 | 0% | 234051.3438 | 3313.6816 | 1.416% | 230737.6621
22 | Kingsburg | Central_Valley_North_Los_Banos | {'McCall': 9.0, 'Wahtoke': 11.4, 'Reedley': 14.0, 'Sanger': 15.2, 'GWF Hanford Sw Sta': 15.5, 'Malaga': 16.2, 'Cal Ave': 18.9, 'West Fresno': 20.6, 'Leprino Jct': 22.1, 'Kearney': 22.4, 'Rector': 22.7, 'Mc Mullin': 23.7, 'Henrietta': 24.7, 'Corcoran': 26.2} | 65328.5664 | 0 | 0% | 65328.5664 | 100% | [5 empty] | 15275.1523 | 23.38% | 44616.918 | 68.3% |  | 0 | 0% | 0 | 0% | 0 | 0% | 65328.5664 | 0 | 0% | 65328.5664 | 0 | 0% | 65328.5664 | 0 | 0% | 65328.5664 | 0 | 0% | 65328.5664 | 1089.0665 | 1.667% | 64239.4999
23 | Malaga | Central_Valley_North_Los_Banos | {'Cal Ave': 2.8, 'West Fresno': 5.4, 'Sanger': 6.5, 'McCall': 7.5, 'Kearney': 8.7, 'Gregg': 15.3, 'Mc Mullin': 16.1, 'Wahtoke': 16.1, 'Kingsburg': 16.2, 'Reedley': 20.4, 'Borden': 21.3, 'Helm': 25.9, 'GWF Hanford Sw Sta': 29.6} | 99518.75 | 7197.1816 | 7.232% | 92321.5684 | 92.77% | [5 empty] | 22296.9609 | 22.4% | 72333.2188 | 72.68% |  | 0 | 0% | 0 | 0% | 0 | 0% | 99518.75 | 0 | 0% | 99518.75 | 0 | 0% | 99518.75 | 0 | 0% | 99518.75 | 0 | 0% | 99518.75 | 109.7002 | 0.1102% | 99409.0498
24 | McCall | Central_Valley_North_Los_Banos | {'Sanger': 6.8, 'Malaga': 7.5, 'Kingsburg': 9.0, 'Cal Ave': 10.2, 'Wahtoke': 10.4, 'West Fresno': 12.4, 'Reedley': 14.6, 'Kearney': 15.0, 'Mc Mullin': 19.4, 'Gregg': 22.7, 'GWF Hanford Sw Sta': 23.6, 'Leprino Jct': 27.8, 'Borden': 28.8, 'Henrietta': 29.4, 'Helm': 29.8} | 86922.9375 | 0 | 0% | 86922.9375 | 100% | [5 empty] | 20329.9082 | 23.39% | 60577.5117 | 69.69% |  | 0 | 0% | 0 | 0% | 0 | 0% | 86922.9375 | 0 | 0% | 86922.9375 | 0 | 0% | 86922.9375 | 0 | 0% | 86922.9375 | 0 | 0% | 86922.9375 | 983.4573 | 1.131% | 85939.4802
25 | Mc Mullin | Central_Valley_North_Los_Banos | {'Kearney': 9.7, 'Helm': 10.4, 'West Fresno': 12.8, 'Cal Ave': 15.2, 'Schindler': 15.6, 'Malaga': 16.1, 'Gregg': 18.4, 'McCall': 19.4, 'Sanger': 22.4, 'Cantua': 22.7, 'Borden': 22.7, 'Tranquility': 23.1, 'Kingsburg': 23.7, 'Henrietta': 24.7, 'Leprino Jct': 25.9, 'Newhall': 26.7, 'Mendota': 27.5, 'GWF Hanford Sw Sta': 29.3, 'Wahtoke': 29.8} | 320040.6562 | 50954.6445 | 15.92% | 269086.0117 | 84.08% | [5 empty] | 151608.6406 | 47.37% | 150136.7188 | 46.91% |  | 0 | 0% | 0 | 0% | 45941.9297 | 14.36% | 274098.7266 | 27212.0645 | 8.503% | 292828.5918 | 27998.1914 | 8.748% | 292042.4648 | 65368.6172 | 20.43% | 254672.0391 | 0 | 0% | 320040.6562 | 4849.5664 | 1.515% | 315191.0898
26 | Mendota | Central_Valley_North_Los_Banos | {'Cheney': 7.3, 'Panoche': 8.2, 'Tranquility': 9.5, 'Newhall': 12.4, 'Oro Loma': 15.8, 'Helm': 18.0, 'Cantua': 21.1, 'Dairyland': 24.4, 'Mc Mullin': 27.5, 'Schindler': 28.3, 'Borden': 29.7} | 210387.9531 | 6133.4927 | 2.915% | 204254.4604 | 97.08% | [5 empty] | 141939.375 | 67.47% | 43852.2812 | 20.84% |  | 0 | 0% | 0 | 0% | 78817.0234 | 37.46% | 131570.9297 | 14709.1104 | 6.991% | 195678.8428 | 34669.1719 | 16.48% | 175718.7812 | 96872.7812 | 46.04% | 113515.1719 | 4086.0854 | 1.942% | 206301.8677 | 15409.8877 | 7.325% | 194978.0654
27 | Oro Loma | Central_Valley_North_Los_Banos | {'Mendota': 15.8, 'Panoche': 16.6, 'Newhall': 18.1, 'Cheney': 18.8, 'Dairyland': 22.0, 'Los Banos': 23.3, 'Tranquility': 24.8, 'Quinto': 28.0, 'Merced': 28.3, 'Le Grand': 29.4} | 153505.25 | 0 | 0% | 153505.25 | 100% | [5 empty] | 86013.2734 | 56.03% | 55564.9688 | 36.2% |  | 0 | 0% | 0 | 0% | 45047.2852 | 29.35% | 108457.9648 | 1450.3813 | 0.9448% | 152054.8687 | 15827.0469 | 10.31% | 137678.2031 | 52613.1562 | 34.27% | 100892.0938 | 2914.4038 | 1.899% | 150590.8462 | 9610.2422 | 6.261% | 143895.0078
28 | Panoche | Central_Valley_North_Los_Banos | {'Cheney': 3.1, 'Mendota': 8.2, 'Tranquility': 10.7, 'Oro Loma': 16.6, 'Cantua': 20.4, 'Newhall': 20.4, 'Helm': 22.9} | 101925.7109 | 0 | 0% | 101925.7109 | 100% | [5 empty] | 66321 | 65.07% | 25542.502 | 25.06% |  | 0 | 0% | 0 | 0% | 16473.5098 | 16.16% | 85452.2012 | 28.4248 | 0.02789% | 101897.2861 | 12167.3145 | 11.94% | 89758.3965 | 25473.457 | 24.99% | 76452.2539 | 0 | 0% | 101925.7109 | 401.4043 | 0.3938% | 101524.3067
29 | Reedley | Central_Valley_North_Los_Banos | {'Wahtoke': 4.3, 'Kingsburg': 14.0, 'McCall': 14.6, 'Sanger': 14.8, 'Malaga': 20.4, 'Rector': 22.0, 'Cal Ave': 22.9, 'West Fresno': 25.8, 'GWF Hanford Sw Sta': 27.6, 'Kearney': 29.0} | 0 | 0 | 0% | 0 | 0% | [5 empty] | 0 | 0% | 0 | 0% |  | 0 | 0% | 0 | 0% | 0 | 0% | 0 | 0 | 0% | 0 | 0 | 0% | 0 | 0 | 0% | 0 | 0 | 0% | 0 | 0 | 0% | 0
30 | Sanger | Central_Valley_North_Los_Banos | {'Malaga': 6.5, 'McCall': 6.8, 'Cal Ave': 8.5, 'Wahtoke': 10.8, 'West Fresno': 11.6, 'Reedley': 14.8, 'Kearney': 15.1, 'Kingsburg': 15.2, 'Gregg': 19.7, 'Mc Mullin': 22.4, 'Borden': 25.5} | 31294.4648 | 0 | 0% | 31294.4648 | 100% | [5 empty] | 4646.6489 | 14.85% | 25050.6406 | 80.05% |  | 0 | 0% | 0 | 0% | 0 | 0% | 31294.4648 | 0 | 0% | 31294.4648 | 0 | 0% | 31294.4648 | 0 | 0% | 31294.4648 | 0 | 0% | 31294.4648 | 55.2257 | 0.1765% | 31239.2391
31 | Schindler | Central_Valley_North_Los_Banos | {'Cantua': 11.4, 'Helm': 13.2, 'Mc Mullin': 15.6, 'Henrietta': 17.2, 'Gates': 18.1, 'Tranquility': 19.7, 'Leprino Jct': 20.4, 'Kearney': 25.3, 'Cheney': 27.1, 'West Fresno': 28.1, 'Mendota': 28.3, 'GWF Hanford Sw Sta': 28.9, 'Avenal': 29.3} | 297802.1562 | 1788.8983 | 0.6007% | 296013.2579 | 99.4% | [5 empty] | 121961.6875 | 40.95% | 150555.9844 | 50.56% |  | 0 | 0% | 0 | 0% | 48220.5859 | 16.19% | 249581.5703 | 13596.6152 | 4.566% | 284205.541 | 23338.5957 | 7.837% | 274463.5605 | 60603.2109 | 20.35% | 237198.9453 | 6080.9844 | 2.042% | 291721.1719 | 2488.958 | 0.8358% | 295313.1982
32 | Wahtoke | Central_Valley_North_Los_Banos | {'Reedley': 4.3, 'McCall': 10.4, 'Sanger': 10.8, 'Kingsburg': 11.4, 'Malaga': 16.1, 'Cal Ave': 18.7, 'West Fresno': 21.5, 'Rector': 24.4, 'Kearney': 24.7, 'GWF Hanford Sw Sta': 26.2, 'Mc Mullin': 29.8} | 4406.6987 | 0 | 0% | 4406.6987 | 100% | [5 empty] | 1557.3093 | 35.34% | 2527.8896 | 57.36% |  | 0 | 0% | 0 | 0% | 0 | 0% | 4406.6987 | 0 | 0% | 4406.6987 | 0 | 0% | 4406.6987 | 0 | 0% | 4406.6987 | 0 | 0% | 4406.6987 | 145.1737 | 3.294% | 4261.5251
33 | West Fresno | Central_Valley_North_Los_Banos | {'Cal Ave': 3.0, 'Kearney': 3.6, 'Malaga': 5.4, 'Gregg': 10.8, 'Sanger': 11.6, 'McCall': 12.4, 'Mc Mullin': 12.8, 'Borden': 16.8, 'Kingsburg': 20.6, 'Wahtoke': 21.5, 'Helm': 21.7, 'Reedley': 25.8, 'Schindler': 28.1} | 174245.4219 | 39277.4766 | 22.54% | 134967.9453 | 77.46% | [5 empty] | 48413.9805 | 27.78% | 116831.9375 | 67.05% |  | 0 | 0% | 0 | 0% | 8121.2007 | 4.661% | 166124.2212 | 3633.9058 | 2.086% | 170611.5161 | 3633.906 | 2.086% | 170611.5159 | 11755.1064 | 6.746% | 162490.3154 | 0 | 0% | 174245.4219 | 1854.069 | 1.064% | 172391.3529
34 | Glenn | Northern_California | {'Delevan': 29.1} | 309201.5625 | 56613.8984 | 18.31% | 252587.6641 | 81.69% | [5 empty] | 57282.5234 | 18.53% | 137223.0625 | 44.38% |  | 1753.5691 | 0.5671% | 0 | 0% | 163515.4688 | 52.88% | 145686.0938 | 5670.1436 | 1.834% | 303531.4189 | 16806.1973 | 5.435% | 292395.3652 | 175809.3594 | 56.86% | 133392.2031 | 31134.6152 | 10.07% | 278066.9473 | 50879.1836 | 16.46% | 258322.3789
35 | Bridgeville | Humboldt | {'Humboldt': 27.2} | 107328.8125 | 0 | 0% | 107328.8125 | 100% | [5 empty] | 639.8905 | 0.5962% | 0 | 0% |  | 64511.5391 | 60.11% | 10487.501 | 9.771% | 22570.75 | 21.03% | 84758.0625 | 26255.3457 | 24.46% | 81073.4668 | 32183.5762 | 29.99% | 75145.2363 | 45668.6914 | 42.55% | 61660.1211 | 86249.4609 | 80.36% | 21079.3516 | 899.0189 | 0.8376% | 106429.7936
36 | Humboldt | Humboldt | {'Bridgeville': 27.2} | 46752.125 | 0 | 0% | 46752.125 | 100% | [5 empty] | 7897.2075 | 16.89% | 0 | 0% |  | 22143.4453 | 47.36% | 0 | 0% | 2312.2727 | 4.946% | 44439.8523 | 15862.917 | 33.93% | 30889.208 | 17886.2441 | 38.26% | 28865.8809 | 19077.2402 | 40.81% | 27674.8848 | 18881.9824 | 40.39% | 27870.1426 | 9950.7119 | 21.28% | 36801.4131
37 | El Centro | Greater_Imperial | {'Imperial Valley': 11.9, 'High Line': 15.5, 'Arkansas': 23.2, 'Sonora': 25.8, 'IID System': 27.8, 'Ocotillo': 29.8} | 171284.0469 | 0 | 0% | 171284.0469 | 100% | [5 empty] | 25547.0332 | 14.92% | 122148.1016 | 71.31% |  | 0 | 0% | 0 | 0% | 2155.3674 | 1.258% | 169128.6794 | 17427.0137 | 10.17% | 153857.0332 | 19354.4863 | 11.3% | 151929.5605 | 21510.2793 | 12.56% | 149773.7676 | 1062.6431 | 0.6204% | 170221.4038 | 9123.6455 | 5.327% | 162160.4014
38 | High Line | Greater_Imperial | {'El Centro': 15.5, 'Imperial Valley': 26.0, 'Arkansas': 27.5, 'Sonora': 29.4} | 142539.5938 | 0 | 0% | 142539.5938 | 100% | [5 empty] | 19312.1387 | 13.55% | 96751.4766 | 67.88% |  | 0 | 0% | 0 | 0% | 893.3986 | 0.6268% | 141646.1952 | 27117.0703 | 19.02% | 115422.5234 | 27117.0703 | 19.02% | 115422.5234 | 28010.4688 | 19.65% | 114529.125 | 7019.8062 | 4.925% | 135519.7876 | 7543.5762 | 5.292% | 134996.0176
39 | Imperial Valley | Greater_Imperial | {'El Centro': 11.9, 'Ocotillo': 19.2, 'ECO': 24.6, 'High Line': 26.0} | 49121.3125 | 0 | 0% | 49121.3125 | 100% | [5 empty] | 4637.9473 | 9.442% | 17067.5996 | 34.75% |  | 0 | 0% | 0 | 0% | 3762.6453 | 7.66% | 45358.6672 | 2751.927 | 5.602% | 46369.3855 | 4679.8252 | 9.527% | 44441.4873 | 8442.4707 | 17.19% | 40678.8418 | 14045.7461 | 28.59% | 35075.5664 | 2694.3411 | 5.485% | 46426.9714
40 | El Segundo | Greater_LA | {'Chevmain': 1.2, 'El Nido': 3.0, 'Redondo': 4.6, 'La Fresa': 5.8, 'La Cienega': 6.9, 'Arcogen': 12.1, 'Hinson': 13.1, 'Harborgen': 14.4, 'Lighthipe': 14.4, 'Long Beach': 15.0, 'Laguna Bell': 16.5, 'Center': 18.3, 'Del Amo': 19.2, 'Mesa (SCE)': 20.0, 'Alamitos': 21.1, 'Goodrich': 25.5, 'Gould': 25.5, 'Barre': 26.3, 'Sylmar': 27.7, 'Walnut': 28.0, 'Rio Hondo': 28.8, 'Olinda': 28.9} | 2125.1401 | 0 | 0% | 2125.1401 | 100% | [5 empty] | 0 | 0% | 0 | 0% |  | 192.3452 | 9.051% | 17.7882 | 0.837% | 52.3531 | 2.464% | 2072.787 | 124.8791 | 5.876% | 2000.261 | 1653.4648 | 77.8% | 471.6753 | 1705.818 | 80.27% | 419.3221 | 0 | 0% | 2125.1401 | 1.205 | 0.0567% | 2123.9351
41 | Arco | Central_Valley_North_Los_Banos | {'Avenal': 18.0, 'Goose Lake': 22.3, 'Cholame': 24.5, 'Kernridge': 25.0, 'Smyrna': 26.0, 'Caliente': 27.4, 'Olive': 27.6, 'Gates': 27.8, 'Carrizo Plains': 28.2, 'Solar SS': 28.4, 'Alpaugh': 28.7, 'Semitropic': 29.3, 'Temblor': 29.7} | 9513.0771 | 0 | 0% | 9513.0771 | 100% | [5 empty] | 0 | 0% | 0 | 0% |  | 3547.4216 | 37.29% | 0 | 0% | 7703.519 | 80.98% | 1809.5581 | 0 | 0% | 9513.0771 | 2348.9492 | 24.69% | 7164.1279 | 8843.2344 | 92.96% | 669.8428 | 6618.6743 | 69.57% | 2894.4028 | 27.7533 | 0.2917% | 9485.3238
42 | Bakersfield | Central_Valley_North_Los_Banos | {'Westpark': 2.2, 'Columbus': 3.7, 'Kern Oil': 3.8, 'Rosedale': 4.2, 'Sycamore': 4.6, 'Magunden': 5.0, 'Kern Power': 5.3, 'Stockdale': 6.0, 'California Water': 6.3, '7th Standard': 8.0, 'Tevis': 8.4, 'Renfro': 9.0, 'Regulus': 10.1, 'Lamont': 10.2, 'Lerdo': 11.4, 'Poso Mountain': 12.2, 'Grimway': 12.6, 'Rio Bravo': 14.9, 'Tupman': 15.2, 'Norco': 18.6, 'Shafter': 19.7, 'Wheeler Ridge': 20.7, 'Charca': 23.6, 'Elk Hills': 23.8, 'Midway': 25.3, 'Semitropic': 28.5} | 0 | 0 | 0% | 0 | 0% | [5 empty] | 0 | 0% | 0 | 0% |  | 0 | 0% | 0 | 0% | 0 | 0% | 0 | 0 | 0% | 0 | 0 | 0% | 0 | 0 | 0% | 0 | 0 | 0% | 0 | 0 | 0% | 0
43 | Charca | Central_Valley_North_Los_Banos | {'Semitropic': 6.3, 'Shafter': 6.5, 'Smyrna': 10.5, 'Rio Bravo': 12.0, 'Lerdo': 12.3, 'Goose Lake': 14.3, 'Midway': 15.8, '7th Standard': 16.0, 'Renfro': 17.7, 'Tupman': 17.8, 'Kern Power': 20.3, 'Kern Oil': 20.7, 'Vestal': 21.0, 'Poso Mountain': 21.0, 'Olive': 21.1, 'Rosedale': 21.2, 'Sycamore': 21.7, 'Norco': 22.2, 'Westpark': 22.8, 'Tevis': 22.8, 'Bakersfield': 23.6, 'Stockdale': 24.8, 'Alpaugh': 25.6, 'Kernridge': 26.0, 'Temblor': 26.0, 'Columbus': 26.1, 'Elk Hills': 26.5, 'California Water': 27.1, 'Magunden': 28.4} | 0 | 0 | 0% | 0 | 0% | [5 empty] | 0 | 0% | 0 | 0% |  | 0 | 0% | 0 | 0% | 0 | 0% | 0 | 0 | 0% | 0 | 0 | 0% | 0 | 0 | 0% | 0 | 0 | 0% | 0 | 0 | 0% | 0
44 | Columbus | Central_Valley_North_Los_Banos | {'California Water': 2.7, 'Magunden': 2.8, 'Bakersfield': 3.7, 'Sycamore': 4.7, 'Kern Oil': 5.4, 'Westpark': 5.9, 'Rosedale': 7.9, 'Regulus': 8.2, 'Lamont': 8.3, 'Kern Power': 9.0, 'Stockdale': 9.1, 'Poso Mountain': 11.1, '7th Standard': 11.2, 'Grimway': 11.3, 'Tevis': 12.0, 'Renfro': 12.7, 'Lerdo': 13.9, 'Rio Bravo': 18.3, 'Tupman': 18.9, 'Wheeler Ridge': 21.5, 'Norco': 22.2, 'Shafter': 22.7, 'Charca': 26.1, 'Elk Hills': 27.4, 'Midway': 28.9} | 0 | 0 | 0% | 0 | 0% | [5 empty] | 0 | 0% | 0 | 0% |  | 0 | 0% | 0 | 0% | 0 | 0% | 0 | 0 | 0% | 0 | 0 | 0% | 0 | 0 | 0% | 0 | 0 | 0% | 0 | 0 | 0% | 0
45 | Elk Hills | Central_Valley_North_Los_Banos | {'Norco': 5.6, 'Taft': 8.6, 'Tupman': 10.7, 'Midway': 13.0, 'Tevis': 15.4, 'Rio Bravo': 16.3, 'Renfro': 16.4, 'Stockdale': 18.5, 'Kern Power': 19.0, 'Rosedale': 19.8, 'Shafter': 20.1, '7th Standard': 20.2, 'Temblor': 21.0, 'Westpark': 21.6, 'Lerdo': 22.8, 'Bakersfield': 23.8, 'Wheeler Ridge': 24.6, 'Kern Oil': 25.0, 'Kernridge': 25.4, 'Semitropic': 26.1, 'Charca': 26.5, 'Sycamore': 26.8, 'Magunden': 27.3, 'Columbus': 27.4, 'Goose Lake': 28.3, 'Grimway': 29.2, 'Regulus': 29.4, 'Lamont': 29.5} | 0 | 0 | 0% | 0 | 0% | [5 empty] | 0 | 0% | 0 | 0% |  | 0 | 0% | 0 | 0% | 0 | 0% | 0 | 0 | 0% | 0 | 0 | 0% | 0 | 0 | 0% | 0 | 0 | 0% | 0 | 0 | 0% | 0
46 | Goose Lake | Central_Valley_North_Los_Banos | {'Semitropic': 8.0, 'Smyrna': 10.6, 'Kernridge': 14.2, 'Charca': 14.3, 'Midway': 15.4, 'Shafter': 15.9, 'Temblor': 16.5, 'Rio Bravo': 21.1, 'Olive': 21.8, 'Arco': 22.3, 'Tupman': 24.4, 'Caliente': 24.4, 'Lerdo': 25.1, 'Alpaugh': 25.9, 'Norco': 26.6, '7th Standard': 27.6, 'Renfro': 27.7, 'Elk Hills': 28.3} | 0 | 0 | 0% | 0 | 0% | [5 empty] | 0 | 0% | 0 | 0% |  | 0 | 0% | 0 | 0% | 0 | 0% | 0 | 0 | 0% | 0 | 0 | 0% | 0 | 0 | 0% | 0 | 0 | 0% | 0 | 0 | 0% | 0
47 | Kernridge | Central_Valley_North_Los_Banos | {'Temblor': 4.8, 'Caliente': 10.9, 'Goose Lake': 14.2, 'Midway': 16.4, 'Carrizo Plains': 17.5, 'Solar SS': 18.5, 'Semitropic': 20.2, 'Shafter': 24.3, 'Smyrna': 24.8, 'Arco': 25.0, 'Elk Hills': 25.4, 'Taft': 25.7, 'Charca': 26.0, 'Norco': 26.6, 'Rio Bravo': 27.0, 'Tupman': 27.1} | 21648.877 | 0 | 0% | 21648.877 | 100% | [5 empty] | 0 | 0% | 0 | 0% |  | 0 | 0% | 0 | 0% | 7849.4595 | 36.26% | 13799.4175 | 731.0173 | 3.377% | 20917.8597 | 5087.5879 | 23.5% | 16561.2891 | 10601.8711 | 48.97% | 11047.0059 | 10164.0947 | 46.95% | 11484.7822 | 316.4485 | 1.462% | 21332.4285
48 | Lamont | Central_Valley_North_Los_Banos | {'Regulus': 0.1, 'Grimway': 3.4, 'Magunden': 5.6, 'Columbus': 8.3, 'California Water': 8.9, 'Bakersfield': 10.2, 'Westpark': 11.4, 'Stockdale': 11.7, 'Sycamore': 13.0, 'Rosedale': 13.4, 'Kern Oil': 13.4, 'Kern Power': 14.5, 'Tevis': 15.2, 'Wheeler Ridge': 15.7, '7th Standard': 18.1, 'Renfro': 18.2, 'Poso Mountain': 18.9, 'Lerdo': 21.6, 'Tupman': 23.4, 'Rio Bravo': 24.7, 'Pastoria': 25.0, 'Norco': 25.3, 'Elk Hills': 29.5, 'Shafter': 29.8} | 3021.9319 | 0 | 0% | 3021.9319 | 100% | [5 empty] | 0 | 0% | 0 | 0% |  | 0 | 0% | 3021.9319 | 100% | 3021.9319 | 100% | 0 | 56.4164 | 1.867% | 2965.5155 | 56.4164 | 1.867% | 2965.5155 | 3021.9319 | 100% | 0 | 882.4282 | 29.2% | 2139.5037 | 42.4343 | 1.404% | 2979.4976
49 | Lerdo | Central_Valley_North_Los_Banos | {'7th Standard': 4.3, 'Rio Bravo': 7.3, 'Renfro': 7.8, 'Kern Oil': 8.5, 'Kern Power': 8.9, 'Shafter': 9.4, 'Rosedale': 9.5, 'Sycamore': 9.7, 'Westpark': 10.8, 'Bakersfield': 11.4, 'Poso Mountain': 11.7, 'Tupman': 12.1, 'Charca': 12.3, 'Tevis': 12.5, 'Stockdale': 13.5, 'Columbus': 13.9, 'California Water': 15.1, 'Magunden': 16.1, 'Norco': 17.2, 'Semitropic': 17.5, 'Midway': 18.2, 'Regulus': 21.5, 'Lamont': 21.6, 'Smyrna': 22.7, 'Elk Hills': 22.8, 'Vestal': 23.9, 'Grimway': 24.0, 'Goose Lake': 25.1} | 0 | 0 | 0% | 0 | 0% | [5 empty] | 0 | 0% | 0 | 0% |  | 0 | 0% | 0 | 0% | 0 | 0% | 0 | 0 | 0% | 0 | 0 | 0% | 0 | 0 | 0% | 0 | 0 | 0% | 0 | 0 | 0% | 0
50 | Magunden | Central_Valley_North_Los_Banos | {'Columbus': 2.8, 'California Water': 4.4, 'Bakersfield': 5.0, 'Regulus': 5.5, 'Lamont': 5.6, 'Westpark': 6.7, 'Sycamore': 7.4, 'Kern Oil': 7.8, 'Grimway': 8.6, 'Stockdale': 8.8, 'Rosedale': 8.9, 'Kern Power': 10.0, 'Tevis': 12.0, '7th Standard': 13.0, 'Poso Mountain': 13.8, 'Renfro': 13.8, 'Lerdo': 16.1, 'Wheeler Ridge': 19.0, 'Tupman': 19.7, 'Rio Bravo': 19.9, 'Norco': 22.5, 'Shafter': 24.7, 'Elk Hills': 27.3, 'Charca': 28.4, 'Pastoria': 29.7} | 0 | 0 | 0% | 0 | 0% | [5 empty] | 0 | 0% | 0 | 0% |  | 0 | 0% | 0 | 0% | 0 | 0% | 0 | 0 | 0% | 0 | 0 | 0% | 0 | 0 | 0% | 0 | 0 | 0% | 0 | 0 | 0% | 0
51 | Midway | Central_Valley_North_Los_Banos | {'Shafter': 10.7, 'Tupman': 10.8, 'Rio Bravo': 11.1, 'Norco': 11.5, 'Elk Hills': 13.0, 'Semitropic': 13.6, 'Temblor': 13.8, 'Goose Lake': 15.4, 'Charca': 15.8, 'Renfro': 16.3, 'Kernridge': 16.4, 'Lerdo': 18.2, '7th Standard': 18.3, 'Taft': 18.6, 'Tevis': 19.1, 'Kern Power': 20.1, 'Rosedale': 21.2, 'Smyrna': 21.7, 'Stockdale': 22.5, 'Westpark': 23.3, 'Kern Oil': 24.5, 'Bakersfield': 25.3, 'Sycamore': 26.3, 'Caliente': 26.3, 'Columbus': 28.9, 'Poso Mountain': 29.9} | 0 | 0 | 0% | 0 | 0% | [5 empty] | 0 | 0% | 0 | 0% |  | 0 | 0% | 0 | 0% | 0 | 0% | 0 | 0 | 0% | 0 | 0 | 0% | 0 | 0 | 0% | 0 | 0 | 0% | 0 | 0 | 0% | 0
52 | Norco | Central_Valley_North_Los_Banos | {'Tupman': 5.2, 'Elk Hills': 5.6, 'Tevis': 10.4, 'Renfro': 10.8, 'Rio Bravo': 11.1, 'Midway': 11.5, 'Kern Power': 13.6, 'Stockdale': 13.8, 'Taft': 14.2, 'Rosedale': 14.5, '7th Standard': 14.6, 'Shafter': 15.7, 'Westpark': 16.3, 'Lerdo': 17.2, 'Bakersfield': 18.6, 'Kern Oil': 19.5, 'Sycamore': 21.3, 'Charca': 22.2, 'Columbus': 22.2, 'Magunden': 22.5, 'Temblor': 22.8, 'Semitropic': 22.9, 'Wheeler Ridge': 23.2, 'California Water': 24.9, 'Regulus': 25.2, 'Lamont': 25.3, 'Grimway': 25.5, 'Goose Lake': 26.6, 'Kernridge': 26.6, 'Poso Mountain': 27.3} | 0 | 0 | 0% | 0 | 0% | [5 empty] | 0 | 0% | 0 | 0% |  | 0 | 0% | 0 | 0% | 0 | 0% | 0 | 0 | 0% | 0 | 0 | 0% | 0 | 0 | 0% | 0 | 0 | 0% | 0 | 0 | 0% | 0
53 | Rio Bravo | Central_Valley_North_Los_Banos | {'Shafter': 5.9, 'Tupman': 6.1, 'Renfro': 6.6, 'Lerdo': 7.3, '7th Standard': 7.3, 'Kern Power': 10.2, 'Midway': 11.1, 'Norco': 11.1, 'Rosedale': 11.2, 'Tevis': 11.3, 'Charca': 12.0, 'Westpark': 13.3, 'Kern Oil': 13.5, 'Stockdale': 13.9, 'Semitropic': 14.8, 'Bakersfield': 14.9, 'Sycamore': 15.2, 'Elk Hills': 16.3, 'Columbus': 18.3, 'Poso Mountain': 18.9, 'Magunden': 19.9, 'California Water': 20.3, 'Goose Lake': 21.1, 'Smyrna': 22.0, 'Taft': 24.5, 'Regulus': 24.6, 'Lamont': 24.7, 'Temblor': 24.9, 'Grimway': 26.3, 'Kernridge': 27.0, 'Wheeler Ridge': 29.2, 'Vestal': 29.3} | 0 | 0 | 0% | 0 | 0% | [5 empty] | 0 | 0% | 0 | 0% |  | 0 | 0% | 0 | 0% | 0 | 0% | 0 | 0 | 0% | 0 | 0 | 0% | 0 | 0 | 0% | 0 | 0 | 0% | 0 | 0 | 0% | 0
54 | Rosedale | Central_Valley_North_Los_Banos | {'Kern Power': 1.1, 'Westpark': 2.1, 'Bakersfield': 4.2, 'Stockdale': 4.2, 'Renfro': 4.9, 'Tevis': 4.9, '7th Standard': 5.3, 'Kern Oil': 5.4, 'Sycamore': 7.2, 'Columbus': 7.9, 'Magunden': 8.9, 'Lerdo': 9.5, 'California Water': 10.5, 'Tupman': 11.0, 'Rio Bravo': 11.2, 'Regulus': 13.3, 'Lamont': 13.4, 'Poso Mountain': 14.3, 'Norco': 14.5, 'Grimway': 15.2, 'Shafter': 16.5, 'Elk Hills': 19.8, 'Wheeler Ridge': 20.7, 'Charca': 21.2, 'Midway': 21.2, 'Semitropic': 25.5, 'Taft': 28.3} | 0 | 0 | 0% | 0 | 0% | [5 empty] | 0 | 0% | 0 | 0% |  | 0 | 0% | 0 | 0% | 0 | 0% | 0 | 0 | 0% | 0 | 0 | 0% | 0 | 0 | 0% | 0 | 0 | 0% | 0 | 0 | 0% | 0
55 | Semitropic | Central_Valley_North_Los_Banos | {'Charca': 6.3, 'Goose Lake': 8.0, 'Smyrna': 8.1, 'Shafter': 9.0, 'Midway': 13.6, 'Rio Bravo': 14.8, 'Lerdo': 17.5, 'Tupman': 19.4, 'Kernridge': 20.2, 'Olive': 20.5, '7th Standard': 20.5, 'Temblor': 20.9, 'Renfro': 21.3, 'Norco': 22.9, 'Kern Power': 24.5, 'Alpaugh': 25.1, 'Rosedale': 25.5, 'Kern Oil': 25.9, 'Vestal': 25.9, 'Elk Hills': 26.1, 'Tevis': 26.1, 'Poso Mountain': 27.1, 'Sycamore': 27.2, 'Westpark': 27.3, 'Bakersfield': 28.5, 'Stockdale': 28.6, 'Arco': 29.3} | 0 | 0 | 0% | 0 | 0% | [5 empty] | 0 | 0% | 0 | 0% |  | 0 | 0% | 0 | 0% | 0 | 0% | 0 | 0 | 0% | 0 | 0 | 0% | 0 | 0 | 0% | 0 | 0 | 0% | 0 | 0 | 0% | 0
56 | Shafter | Central_Valley_North_Los_Banos | {'Rio Bravo': 5.9, 'Charca': 6.5, 'Semitropic': 9.0, 'Lerdo': 9.4, 'Midway': 10.7, 'Tupman': 11.3, '7th Standard': 11.7, 'Renfro': 12.3, 'Kern Power': 15.5, 'Norco': 15.7, 'Goose Lake': 15.9, 'Smyrna': 16.1, 'Rosedale': 16.5, 'Tevis': 17.1, 'Kern Oil': 17.5, 'Westpark': 18.4, 'Sycamore': 18.9, 'Stockdale': 19.6, 'Bakersfield': 19.7, 'Elk Hills': 20.1, 'Poso Mountain': 20.5, 'Columbus': 22.7, 'Temblor': 23.2, 'Kernridge': 24.3, 'California Water': 24.3, 'Magunden': 24.7, 'Vestal': 26.1, 'Olive': 27.5, 'Taft': 27.7, 'Regulus': 29.7, 'Lamont': 29.8} | 0 | 0 | 0% | 0 | 0% | [5 empty] | 0 | 0% | 0 | 0% |  | 0 | 0% | 0 | 0% | 0 | 0% | 0 | 0 | 0% | 0 | 0 | 0% | 0 | 0 | 0% | 0 | 0 | 0% | 0 | 0 | 0% | 0
57 | Smyrna | Central_Valley_North_Los_Banos | {'Semitropic': 8.1, 'Charca': 10.5, 'Goose Lake': 10.6, 'Olive': 12.5, 'Shafter': 16.1, 'Alpaugh': 17.0, 'Midway': 21.7, 'Rio Bravo': 22.0, 'Vestal': 22.5, 'Lerdo': 22.7, 'Kernridge': 24.8, 'Arco': 26.0, '7th Standard': 26.5, 'Temblor': 26.8, 'Tupman': 27.2, 'Corcoran': 27.6, 'Renfro': 28.1} | 0 | 0 | 0% | 0 | 0% | [5 empty] | 0 | 0% | 0 | 0% |  | 0 | 0% | 0 | 0% | 0 | 0% | 0 | 0 | 0% | 0 | 0 | 0% | 0 | 0 | 0% | 0 | 0 | 0% | 0 | 0 | 0% | 0
58 | Stockdale | Central_Valley_North_Los_Banos | {'Tevis': 3.5, 'Rosedale': 4.2, 'Westpark': 4.2, 'Kern Power': 4.7, 'Bakersfield': 6.0, 'Renfro': 7.3, 'Magunden': 8.8, 'Kern Oil': 8.9, 'Columbus': 9.1, '7th Standard': 9.2, 'Sycamore': 10.3, 'Regulus': 11.6, 'Lamont': 11.7, 'Tupman': 11.7, 'California Water': 11.9, 'Grimway': 12.6, 'Lerdo': 13.5, 'Norco': 13.8, 'Rio Bravo': 13.9, 'Wheeler Ridge': 16.6, 'Poso Mountain': 17.8, 'Elk Hills': 18.5, 'Shafter': 19.6, 'Midway': 22.5, 'Charca': 24.8, 'Taft': 26.5, 'Semitropic': 28.6, 'Pastoria': 29.2} | 0 | 0 | 0% | 0 | 0% | [5 empty] | 0 | 0% | 0 | 0% |  | 0 | 0% | 0 | 0% | 0 | 0% | 0 | 0 | 0% | 0 | 0 | 0% | 0 | 0 | 0% | 0 | 0 | 0% | 0 | 0 | 0% | 0
59 | Taft | Central_Valley_North_Los_Banos | {'Elk Hills': 8.6, 'Norco': 14.2, 'Midway': 18.6, 'Tupman': 19.2, 'Temblor': 20.9, 'Tevis': 23.6, 'Rio Bravo': 24.5, 'Renfro': 25.0, 'Kernridge': 25.7, 'Stockdale': 26.5, 'Kern Power': 27.5, 'Shafter': 27.7, 'Rosedale': 28.3, 'Wheeler Ridge': 28.8, '7th Standard': 28.8, 'Caliente': 29.8, 'Westpark': 29.9} | 0 | 0 | 0% | 0 | 0% | [5 empty] | 0 | 0% | 0 | 0% |  | 0 | 0% | 0 | 0% | 0 | 0% | 0 | 0 | 0% | 0 | 0 | 0% | 0 | 0 | 0% | 0 | 0 | 0% | 0 | 0 | 0% | 0
60 | Temblor | Central_Valley_North_Los_Banos | {'Kernridge': 4.8, 'Caliente': 12.5, 'Midway': 13.8, 'Goose Lake': 16.5, 'Carrizo Plains': 19.4, 'Solar SS': 20.5, 'Semitropic': 20.9, 'Taft': 20.9, 'Elk Hills': 21.0, 'Norco': 22.8, 'Shafter': 23.2, 'Tupman': 24.1, 'Rio Bravo': 24.9, 'Charca': 26.0, 'Smyrna': 26.8, 'Arco': 29.7} | 12191.4453 | 0 | 0% | 12191.4453 | 100% | [5 empty] | 0 | 0% | 0 | 0% |  | 0 | 0% | 0 | 0% | 2717.728 | 22.29% | 9473.7173 | 731.0173 | 5.996% | 11460.428 | 2750.8018 | 22.56% | 9440.6436 | 3910.4294 | 32.08% | 8281.0159 | 1952.2861 | 16.01% | 10239.1592 | 41.2747 | 0.3386% | 12150.1706
61 | Tupman | Central_Valley_North_Los_Banos | {'Norco': 5.2, 'Rio Bravo': 6.1, 'Renfro': 6.4, 'Tevis': 8.3, '7th Standard': 9.8, 'Kern Power': 9.9, 'Elk Hills': 10.7, 'Midway': 10.8, 'Rosedale': 11.0, 'Shafter': 11.3, 'Stockdale': 11.7, 'Lerdo': 12.1, 'Westpark': 13.1, 'Bakersfield': 15.2, 'Kern Oil': 15.3, 'Sycamore': 17.2, 'Charca': 17.8, 'Columbus': 18.9, 'Taft': 19.2, 'Semitropic': 19.4, 'Magunden': 19.7, 'California Water': 21.4, 'Poso Mountain': 22.6, 'Regulus': 23.3, 'Lamont': 23.4, 'Temblor': 24.1, 'Grimway': 24.3, 'Goose Lake': 24.4, 'Wheeler Ridge': 24.8, 'Kernridge': 27.1, 'Smyrna': 27.2} | 0 | 0 | 0% | 0 | 0% | [5 empty] | 0 | 0% | 0 | 0% |  | 0 | 0% | 0 | 0% | 0 | 0% | 0 | 0 | 0% | 0 | 0 | 0% | 0 | 0 | 0% | 0 | 0 | 0% | 0 | 0 | 0% | 0
62 | Westpark | Central_Valley_North_Los_Banos | {'Rosedale': 2.1, 'Bakersfield': 2.2, 'Kern Power': 3.2, 'Stockdale': 4.2, 'Kern Oil': 4.7, 'Columbus': 5.9, 'Sycamore': 6.1, 'Tevis': 6.3, 'Magunden': 6.7, '7th Standard': 6.8, 'Renfro': 7.0, 'California Water': 8.5, 'Lerdo': 10.8, 'Regulus': 11.3, 'Lamont': 11.4, 'Tupman': 13.1, 'Rio Bravo': 13.3, 'Grimway': 13.4, 'Poso Mountain': 13.6, 'Norco': 16.3, 'Shafter': 18.4, 'Wheeler Ridge': 20.0, 'Elk Hills': 21.6, 'Charca': 22.8, 'Midway': 23.3, 'Semitropic': 27.3, 'Taft': 29.9} | 0 | 0 | 0% | 0 | 0% | [5 empty] | 0 | 0% | 0 | 0% |  | 0 | 0% | 0 | 0% | 0 | 0% | 0 | 0 | 0% | 0 | 0 | 0% | 0 | 0 | 0% | 0 | 0 | 0% | 0 | 0 | 0% | 0
63 | Wheeler Ridge | Central_Valley_North_Los_Banos | {'Grimway': 12.7, 'Pastoria': 13.0, 'Lamont': 15.7, 'Regulus': 15.7, 'Stockdale': 16.6, 'Tevis': 18.1, 'Magunden': 19.0, 'Westpark': 20.0, 'Bakersfield': 20.7, 'Rosedale': 20.7, 'Kern Power': 21.2, 'Columbus': 21.5, 'Norco': 23.2, 'Renfro': 23.2, 'California Water': 23.4, 'Kern Oil': 24.4, 'Bailey': 24.4, 'Elk Hills': 24.6, 'Tupman': 24.8, 'Sycamore': 25.1, '7th Standard': 25.8, 'Taft': 28.8, 'Rio Bravo': 29.2} | 1036.8169 | 0 | 0% | 1036.8169 | 100% | [5 empty] | 0 | 0% | 0 | 0% |  | 82.8255 | 7.988% | 0 | 0% | 1036.8169 | 100% | 0 | 885.7834 | 85.43% | 151.0334 | 885.7834 | 85.43% | 151.0334 | 1036.8169 | 100% | 0 | 929.6683 | 89.67% | 107.1486 | 31.3628 | 3.025% | 1005.4541
64 | Kern Oil | Central_Valley_North_Los_Banos | {'Sycamore': 1.9, 'Bakersfield': 3.8, 'Westpark': 4.7, 'Columbus': 5.4, 'Rosedale': 5.4, 'Kern Power': 6.0, '7th Standard': 6.2, 'California Water': 6.9, 'Magunden': 7.8, 'Lerdo': 8.5, 'Stockdale': 8.9, 'Poso Mountain': 8.9, 'Renfro': 8.9, 'Tevis': 10.3, 'Regulus': 13.3, 'Lamont': 13.4, 'Rio Bravo': 13.5, 'Tupman': 15.3, 'Grimway': 16.1, 'Shafter': 17.5, 'Norco': 19.5, 'Charca': 20.7, 'Wheeler Ridge': 24.4, 'Midway': 24.5, 'Elk Hills': 25.0, 'Semitropic': 25.9, 'Vestal': 27.9} | 0 | 0 | 0% | 0 | 0% | [5 empty] | 0 | 0% | 0 | 0% |  | 0 | 0% | 0 | 0% | 0 | 0% | 0 | 0 | 0% | 0 | 0 | 0% | 0 | 0 | 0% | 0 | 0 | 0% | 0 | 0 | 0% | 0
65 | Inyokern | Greater_Kramer (Exclude) | {'Ransburg': 21.5} | 9844.3047 | 0 | 0% | 9844.3047 | 100% | [5 empty] | 1.974 | 0.02005% | 0 | 0% |  | 68.1403 | 0.6922% | 0 | 0% | 5897.4829 | 59.91% | 3946.8218 | 1905.2467 | 19.35% | 7939.058 | 674.6472 | 6.853% | 9169.6575 | 6422.0283 | 65.24% | 3422.2764 | 3423.7827 | 34.78% | 6420.522 | 0.23208 | 0.002358% | 9844.0726
66 | Pastoria | Central_Valley_North_Los_Banos | {'Bailey': 11.6, 'Wheeler Ridge': 13.0, 'Grimway': 21.6, 'Whirlwind': 23.7, 'Lamont': 25.0, 'Regulus': 25.0, 'Highwind': 28.7, 'Stockdale': 29.2, 'Magunden': 29.7} | 45225.9453 | 789.7134 | 1.746% | 44436.2319 | 98.25% | [5 empty] | 409.2858 | 0.905% | 649.3577 | 1.436% |  | 36802.6367 | 81.38% | 149.8 | 0.3312% | 29535.7871 | 65.31% | 15690.1582 | 29430.6582 | 65.07% | 15795.2871 | 31389.9844 | 69.41% | 13835.9609 | 43748.293 | 96.73% | 1477.6523 | 22107.5664 | 48.88% | 23118.3789 | 1319.1841 | 2.917% | 43906.7612
67 | Ransburg | Greater_Kramer (Exclude) | {'Inyokern': 21.5, 'Kramer': 26.6} | 50126.0547 | 2298.0291 | 4.585% | 47828.0256 | 95.42% | [5 empty] | 0 | 0% | 0 | 0% |  | 0 | 0% | 0 | 0% | 21318.9375 | 42.53% | 28807.1172 | 11064.7578 | 22.07% | 39061.2969 | 1776.7225 | 3.545% | 48349.3322 | 31354.5586 | 62.55% | 18771.4961 | 29080.2031 | 58.01% | 21045.8516 | 12.855 | 0.02565% | 50113.1997
68 | Sycamore | Central_Valley_North_Los_Banos | {'Kern Oil': 1.9, 'Bakersfield': 4.6, 'Columbus': 4.7, 'California Water': 5.5, 'Westpark': 6.1, 'Rosedale': 7.2, 'Magunden': 7.4, 'Poso Mountain': 7.6, 'Kern Power': 7.8, '7th Standard': 8.0, 'Lerdo': 9.7, 'Stockdale': 10.3, 'Renfro': 10.8, 'Tevis': 12.0, 'Regulus': 12.9, 'Lamont': 13.0, 'Rio Bravo': 15.2, 'Grimway': 15.9, 'Tupman': 17.2, 'Shafter': 18.9, 'Norco': 21.3, 'Charca': 21.7, 'Wheeler Ridge': 25.1, 'Midway': 26.3, 'Elk Hills': 26.8, 'Semitropic': 27.2, 'Vestal': 27.4} | 0 | 0 | 0% | 0 | 0% | [5 empty] | 0 | 0% | 0 | 0% |  | 0 | 0% | 0 | 0% | 0 | 0% | 0 | 0 | 0% | 0 | 0 | 0% | 0 | 0 | 0% | 0 | 0 | 0% | 0 | 0 | 0% | 0
69 | Avenal | Central_Valley_North_Los_Banos | {'Gates': 11.2, 'Arco': 18.0, 'Henrietta': 21.8, 'Cholame': 23.6, 'Leprino Jct': 24.0, 'Schindler': 29.3} | 40282.7461 | 0 | 0% | 40282.7461 | 100% | [5 empty] | 419.4229 | 1.041% | 9198.1201 | 22.83% |  | 2828.5171 | 7.022% | 0 | 0% | 18135.3828 | 45.02% | 22147.3633 | 0 | 0% | 40282.7461 | 7236.8325 | 17.97% | 33045.9136 | 21253.8789 | 52.76% | 19028.8672 | 23317.3145 | 57.88% | 16965.4316 | 247.6748 | 0.6148% | 40035.0713
70 | Corcoran | Central_Valley_North_Los_Banos | {'Alpaugh': 11.5, 'GWF Hanford Sw Sta': 12.2, 'Olive': 15.9, 'Leprino Jct': 17.9, 'Henrietta': 21.4, 'Rector': 22.0, 'Kingsburg': 26.2, 'Smyrna': 27.6} | 42212.418 | 0 | 0% | 42212.418 | 100% | [5 empty] | 30543.8867 | 72.36% | 4292.1069 | 10.17% |  | 0 | 0% | 0 | 0% | 0 | 0% | 42212.418 | 0 | 0% | 42212.418 | 0 | 0% | 42212.418 | 0 | 0% | 42212.418 | 0 | 0% | 42212.418 | 1353.9403 | 3.207% | 40858.4777
71 | Henrietta | Central_Valley_North_Los_Banos | {'Leprino Jct': 3.9, 'Gates': 14.2, 'GWF Hanford Sw Sta': 14.4, 'Schindler': 17.2, 'Corcoran': 21.4, 'Avenal': 21.8, 'Kingsburg': 24.7, 'Mc Mullin': 24.7, 'Cantua': 27.6, 'Helm': 28.5, 'McCall': 29.4} | 172611.5156 | 0 | 0% | 172611.5156 | 100% | [5 empty] | 60342.6797 | 34.96% | 98833.625 | 57.26% |  | 0 | 0% | 0 | 0% | 9160.8662 | 5.307% | 163450.6494 | 4412.1689 | 2.556% | 168199.3467 | 10402.3516 | 6.026% | 162209.1641 | 18712.207 | 10.84% | 153899.3086 | 0 | 0% | 172611.5156 | 3231.5583 | 1.872% | 169379.9573
72 | Eagle Rock (PGE) | Mendocino_Marin | {'Geysers': 6.0, 'Cloverdale': 11.0, 'Hopland': 17.6, 'Fulton': 23.0, 'Ukiah': 29.9} | 91893.6875 | 0 | 0% | 91893.6875 | 100% | [5 empty] | 3899.7478 | 4.244% | 2689.7939 | 2.927% |  | 27204.957 | 29.6% | 59027.1523 | 64.23% | 62540.332 | 68.06% | 29353.3555 | 45147.0312 | 49.13% | 46746.6562 | 71238.6875 | 77.52% | 20655 | 89598.6562 | 97.5% | 2295.0312 | 37866.4961 | 41.21% | 54027.1914 | 1168.834 | 1.272% | 90724.8535
73 | Leavitt | Northern_California |  | 114859.5312 | 47.2661 | 0.04115% | 114812.2652 | 99.96% | [5 empty] | 1383.624 | 1.205% | 0 | 0% |  | 111062.2734 | 96.69% | 0 | 0% | 49526.7617 | 43.12% | 65332.7695 | 24975.3398 | 21.74% | 89884.1914 | 22323.1953 | 19.44% | 92536.3359 | 69861.0312 | 60.82% | 44998.5 | 75961.7031 | 66.13% | 38897.8281 | 9191.6143 | 8.002% | 105667.917
74 | Madeline | Northern_California |  | 305454.5938 | 0 | 0% | 305454.5938 | 100% | [5 empty] | 12229.1152 | 4.004% | 0 | 0% |  | 258362.25 | 84.58% | 0 | 0% | 88541.5859 | 28.99% | 216913.0078 | 16511.0273 | 5.405% | 288943.5664 | 28976.7793 | 9.486% | 276477.8145 | 114741.9922 | 37.56% | 190712.6016 | 260107.6562 | 85.15% | 45346.9375 | 51592.5469 | 16.89% | 253862.0469
75 | Antelope | Tehachapi | {'Whirlwind': 14.1, 'Vincent': 17.3, 'Pardee': 23.5, 'Windhub': 24.0, 'Saugus': 24.1, 'Bailey': 27.7, 'Sylmar': 28.7, 'Highwind': 28.8} | 124899.7734 | 38351.8125 | 30.71% | 86547.9609 | 69.29% | [5 empty] | 2048.3247 | 1.64% | 1818.3967 | 1.456% |  | 18511.8008 | 14.82% | 50377.3633 | 40.33% | 14193.2861 | 11.36% | 110706.4873 | 34509.4805 | 27.63% | 90390.293 | 25904.3242 | 20.74% | 98995.4492 | 51503.0117 | 41.24% | 73396.7617 | 30305.7383 | 24.26% | 94594.0352 | 4644.5034 | 3.719% | 120255.27
76 | Arcogen | Greater_LA | {'Hinson': 1.2, 'Harborgen': 2.8, 'Long Beach': 3.7, 'Lighthipe': 5.9, 'La Fresa': 6.3, 'Redondo': 8.6, 'Del Amo': 8.7, 'Alamitos': 9.1, 'El Nido': 9.2, 'Chevmain': 10.9, 'Center': 11.0, 'El Segundo': 12.1, 'Laguna Bell': 12.2, 'La Cienega': 14.8, 'Barre': 15.1, 'Mesa (SCE)': 17.0, 'Huntington Beach': 19.3, 'Ellis': 19.5, 'Lewis': 19.8, 'Olinda': 20.5, 'Walnut': 21.4, 'Villa Park': 23.5, 'Johanna': 23.6, 'Goodrich': 24.7, 'Rio Hondo': 24.9, 'Serrano': 26.1, 'Gould': 28.0, 'Santiago': 29.3} | 6094.8906 | 0 | 0% | 6094.8906 | 100% | [5 empty] | 0 | 0% | 0 | 0% |  | 136.4639 | 2.239% | 0 | 0% | 10.7529 | 0.1764% | 6084.1377 | 699.8162 | 11.48% | 5395.0745 | 3753.3979 | 61.58% | 2341.4927 | 3764.1509 | 61.76% | 2330.7397 | 0 | 0% | 6094.8906 | 26.8557 | 0.4406% | 6068.0349
77 | Bailey | Tehachapi | {'Pastoria': 11.6, 'Whirlwind': 20.1, 'Wheeler Ridge': 24.4, 'Pardee': 25.7, 'Saugus': 26.9, 'Antelope': 27.7} | 104695.6953 | 5083.5342 | 4.856% | 99612.1611 | 95.14% | [5 empty] | 1647.4283 | 1.574% | 1660.7601 | 1.586% |  | 77819.5781 | 74.33% | 3777.377 | 3.608% | 58490.0625 | 55.87% | 46205.6328 | 52315.0039 | 49.97% | 52380.6914 | 38335.332 | 36.62% | 66360.3633 | 90864.0391 | 86.79% | 13831.6562 | 42030.7734 | 40.15% | 62664.9219 | 2440.533 | 2.331% | 102255.1624
78 | Center | Greater_LA | {'Laguna Bell': 4.0, 'Lighthipe': 5.2, 'Del Amo': 5.6, 'Mesa (SCE)': 7.5, 'Hinson': 10.1, 'Walnut': 10.5, 'Olinda': 10.6, 'Barre': 10.9, 'Arcogen': 11.0, 'Alamitos': 11.3, 'Harborgen': 12.5, 'Long Beach': 13.2, 'La Fresa': 13.7, 'Rio Hondo': 14.1, 'Lewis': 14.5, 'Goodrich': 15.4, 'El Nido': 15.5, 'La Cienega': 16.4, 'Redondo': 17.1, 'Chevmain': 17.2, 'Villa Park': 17.4, 'El Segundo': 18.3, 'Ellis': 19.2, 'Serrano': 19.4, 'Gould': 20.7, 'Johanna': 20.8, 'Huntington Beach': 20.8, 'Chino': 25.0, 'Santiago': 26.6, 'Padua': 29.8} | 4152.7432 | 0 | 0% | 4152.7432 | 100% | [5 empty] | 0 | 0% | 0 | 0% |  | 0 | 0% | 0 | 0% | 0 | 0% | 4152.7432 | 582.3773 | 14.02% | 3570.3659 | 2162.9927 | 52.09% | 1989.7505 | 2162.9927 | 52.09% | 1989.7505 | 0 | 0% | 4152.7432 | 24.1213 | 0.5809% | 4128.6219
79 | Del Amo | Greater_LA | {'Lighthipe': 5.0, 'Center': 5.6, 'Alamitos': 5.7, 'Barre': 7.1, 'Hinson': 7.5, 'Arcogen': 8.7, 'Harborgen': 8.9, 'Laguna Bell': 9.3, 'Long Beach': 9.3, 'Lewis': 11.7, 'Olinda': 12.1, 'Mesa (SCE)': 13.1, 'La Fresa': 13.7, 'Walnut': 13.9, 'Ellis': 14.3, 'Villa Park': 15.3, 'Huntington Beach': 15.5, 'El Nido': 16.2, 'Redondo': 16.7, 'Johanna': 16.8, 'Serrano': 17.7, 'Chevmain': 18.0, 'Rio Hondo': 19.0, 'El Segundo': 19.2, 'La Cienega': 19.3, 'Goodrich': 20.9, 'Santiago': 22.7, 'Chino': 26.2, 'Gould': 26.3, 'Viejo': 29.0} | 7903.3105 | 0 | 0% | 7903.3105 | 100% | [5 empty] | 0 | 0% | 0 | 0% |  | 0 | 0% | 0 | 0% | 0 | 0% | 7903.3105 | 688.6574 | 8.714% | 7214.6531 | 5725.3726 | 72.44% | 2177.938 | 5725.3726 | 72.44% | 2177.938 | 0 | 0% | 7903.3105 | 53.1229 | 0.6722% | 7850.1877
80 | El Nido | Greater_LA | {'Chevmain': 1.8, 'La Fresa': 2.9, 'El Segundo': 3.0, 'Redondo': 3.4, 'La Cienega': 7.2, 'Arcogen': 9.2, 'Hinson': 10.1, 'Lighthipe': 11.4, 'Harborgen': 11.6, 'Long Beach': 12.4, 'Laguna Bell': 14.1, 'Center': 15.5, 'Del Amo': 16.2, 'Mesa (SCE)': 18.0, 'Alamitos': 18.2, 'Barre': 23.3, 'Goodrich': 24.1, 'Gould': 24.9, 'Walnut': 25.5, 'Olinda': 26.2, 'Rio Hondo': 26.8, 'Lewis': 27.9, 'Huntington Beach': 28.5, 'Ellis': 28.7, 'Sylmar': 29.2} | 4966.8438 | 0 | 0% | 4966.8438 | 100% | [5 empty] | 0 | 0% | 0 | 0% |  | 144.287 | 2.905% | 0 | 0% | 10.7529 | 0.2165% | 4956.0908 | 124.8791 | 2.514% | 4841.9647 | 2765.585 | 55.68% | 2201.2588 | 2776.3379 | 55.9% | 2190.5059 | 0 | 0% | 4966.8438 | 7.0574 | 0.1421% | 4959.7864
81 | Goodrich | Greater_LA | {'Rio Hondo': 6.9, 'Gould': 7.5, 'Mesa (SCE)': 8.0, 'Laguna Bell': 12.6, 'Walnut': 12.6, 'Center': 15.4, 'Olinda': 17.0, 'Lighthipe': 19.3, 'La Cienega': 19.6, 'Del Amo': 20.9, 'Vincent': 23.1, 'La Fresa': 24.0, 'El Nido': 24.1, 'Hinson': 24.2, 'Barre': 24.4, 'Arcogen': 24.7, 'Chevmain': 24.9, 'El Segundo': 25.5, 'Chino': 25.7, 'Padua': 25.8, 'Sylmar': 25.9, 'Lewis': 26.0, 'Alamitos': 26.6, 'Harborgen': 26.9, 'Redondo': 27.1, 'Villa Park': 27.3, 'Long Beach': 27.7, 'Serrano': 28.1} | 6700.3789 | 0 | 0% | 6700.3789 | 100% | [5 empty] | 0 | 0% | 0 | 0% |  | 0 | 0% | 6700.3789 | 100% | 599.0067 | 8.94% | 6101.3723 | 150.0075 | 2.239% | 6550.3714 | 3394.6797 | 50.66% | 3305.6992 | 3540.4163 | 52.84% | 3159.9626 | 6140.6289 | 91.65% | 559.75 | 1381.9374 | 20.62% | 5318.4415
82 | Gould | Greater_LA | {'Goodrich': 7.5, 'Mesa (SCE)': 13.4, 'Rio Hondo': 14.3, 'Laguna Bell': 17.1, 'Vincent': 18.7, 'La Cienega': 18.8, 'Sylmar': 18.8, 'Walnut': 20.0, 'Center': 20.7, 'Lighthipe': 23.5, 'Olinda': 24.3, 'El Nido': 24.9, 'Chevmain': 25.2, 'El Segundo': 25.5, 'La Fresa': 25.6, 'Saugus': 26.2, 'Del Amo': 26.3, 'Pardee': 27.2, 'Hinson': 27.8, 'Arcogen': 28.0, 'Redondo': 28.2} | 23936.0195 | 0 | 0% | 23936.0195 | 100% | [5 empty] | 15.8507 | 0.06622% | 50.4951 | 0.211% |  | 0 | 0% | 23936.0195 | 100% | 7477.1323 | 31.24% | 16458.8872 | 150.0075 | 0.6267% | 23786.012 | 8039.1147 | 33.59% | 15896.9048 | 12387.3271 | 51.75% | 11548.6924 | 18991.543 | 79.34% | 4944.4766 | 3429.6536 | 14.33% | 20506.366
83 | Harborgen | Greater_LA | {'Long Beach': 0.9, 'Arcogen': 2.8, 'Hinson': 2.8, 'Alamitos': 7.5, 'Lighthipe': 7.6, 'La Fresa': 8.7, 'Del Amo': 8.9, 'Redondo': 10.4, 'El Nido': 11.6, 'Center': 12.5, 'Chevmain': 13.2, 'Laguna Bell': 14.3, 'Barre': 14.3, 'El Segundo': 14.4, 'Huntington Beach': 17.0, 'La Cienega': 17.6, 'Ellis': 17.6, 'Mesa (SCE)': 19.0, 'Lewis': 19.0, 'Olinda': 21.0, 'Johanna': 22.0, 'Walnut': 22.5, 'Villa Park': 22.8, 'Serrano': 25.4, 'Rio Hondo': 26.6, 'Goodrich': 26.9, 'Santiago': 27.6} | 7151.6123 | 0 | 0% | 7151.6123 | 100% | [5 empty] | 0 | 0% | 0 | 0% |  | 136.4639 | 1.908% | 0 | 0% | 10.7529 | 0.1504% | 7140.8594 | 699.8162 | 9.785% | 6451.7961 | 4787.9175 | 66.95% | 2363.6948 | 4798.6704 | 67.1% | 2352.9419 | 0 | 0% | 7151.6123 | 32.5015 | 0.4545% | 7119.1108
84 | Hinson | Greater_LA | {'Arcogen': 1.2, 'Harborgen': 2.8, 'Long Beach': 3.7, 'Lighthipe': 5.0, 'La Fresa': 7.2, 'Del Amo': 7.5, 'Alamitos': 8.0, 'Redondo': 9.7, 'Center': 10.1, 'El Nido': 10.1, 'Laguna Bell': 11.6, 'Chevmain': 11.9, 'El Segundo': 13.1, 'Barre': 13.9, 'La Cienega': 15.4, 'Mesa (SCE)': 16.3, 'Huntington Beach': 18.5, 'Ellis': 18.6, 'Lewis': 18.6, 'Olinda': 19.4, 'Walnut': 20.4, 'Villa Park': 22.3, 'Johanna': 22.5, 'Rio Hondo': 24.1, 'Goodrich': 24.2, 'Serrano': 24.9, 'Gould': 27.8, 'Santiago': 28.3} | 6303.1289 | 0 | 0% | 6303.1289 | 100% | [5 empty] | 0 | 0% | 0 | 0% |  | 136.4639 | 2.165% | 0 | 0% | 10.7529 | 0.1706% | 6292.376 | 699.8162 | 11.1% | 5603.3127 | 3950.1357 | 62.67% | 2352.9932 | 3960.8887 | 62.84% | 2342.2402 | 0 | 0% | 6303.1289 | 32.5015 | 0.5156% | 6270.6274
85 | La Cienega | Greater_LA | {'El Segundo': 6.9, 'Chevmain': 6.9, 'El Nido': 7.2, 'La Fresa': 9.4, 'Redondo': 10.5, 'Laguna Bell': 13.3, 'Lighthipe': 14.3, 'Arcogen': 14.8, 'Hinson': 15.4, 'Mesa (SCE)': 15.6, 'Center': 16.4, 'Harborgen': 17.6, 'Long Beach': 18.4, 'Gould': 18.8, 'Del Amo': 19.3, 'Goodrich': 19.6, 'Sylmar': 22.1, 'Alamitos': 22.9, 'Rio Hondo': 23.9, 'Walnut': 24.6, 'Barre': 26.3, 'Olinda': 26.5} | 433.399 | 0 | 0% | 433.399 | 100% | [5 empty] | 0 | 0% | 0 | 0% |  | 96.1491 | 22.18% | 17.7882 | 4.104% | 50.0291 | 11.54% | 383.3699 | 113.7204 | 26.24% | 319.6786 | 204.9119 | 47.28% | 228.4871 | 254.9409 | 58.82% | 178.458 | 0 | 0% | 433.399 | 1.205 | 0.278% | 432.1939
86 | La Fresa | Greater_LA | {'El Nido': 2.9, 'Redondo': 3.5, 'Chevmain': 4.6, 'El Segundo': 5.8, 'Arcogen': 6.3, 'Hinson': 7.2, 'Harborgen': 8.7, 'Lighthipe': 9.1, 'La Cienega': 9.4, 'Long Beach': 9.5, 'Laguna Bell': 12.9, 'Center': 13.7, 'Del Amo': 13.7, 'Alamitos': 15.3, 'Mesa (SCE)': 17.2, 'Barre': 20.6, 'Goodrich': 24.0, 'Walnut': 24.0, 'Olinda': 24.2, 'Lewis': 25.3, 'Gould': 25.6, 'Huntington Beach': 25.6, 'Ellis': 25.8, 'Rio Hondo': 25.9, 'Villa Park': 28.9, 'Johanna': 29.7} | 5280.5464 | 0 | 0% | 5280.5464 | 100% | [5 empty] | 0 | 0% | 0 | 0% |  | 136.4639 | 2.584% | 0 | 0% | 10.7529 | 0.2036% | 5269.7935 | 176.321 | 3.339% | 5104.2254 | 2946.1873 | 55.79% | 2334.3591 | 2956.9402 | 56% | 2323.6062 | 0 | 0% | 5280.5464 | 11.9125 | 0.2256% | 5268.6339
87 | Laguna Bell | Greater_LA | {'Center': 4.0, 'Mesa (SCE)': 4.7, 'Lighthipe': 6.8, 'Del Amo': 9.3, 'Hinson': 11.6, 'Walnut': 11.6, 'Arcogen': 12.2, 'Goodrich': 12.6, 'La Fresa': 12.9, 'Olinda': 13.1, 'Rio Hondo': 13.1, 'La Cienega': 13.3, 'El Nido': 14.1, 'Harborgen': 14.3, 'Alamitos': 14.8, 'Barre': 15.0, 'Long Beach': 15.2, 'Chevmain': 15.5, 'Redondo': 16.4, 'El Segundo': 16.5, 'Gould': 17.1, 'Lewis': 18.3, 'Villa Park': 21.1, 'Serrano': 22.9, 'Ellis': 23.2, 'Johanna': 24.8, 'Huntington Beach': 24.8, 'Chino': 27.0} | 324.9189 | 0 | 0% | 324.9189 | 100% | [5 empty] | 0 | 0% | 0 | 0% |  | 0 | 0% | 0 | 0% | 0 | 0% | 324.9189 | 41.1206 | 12.66% | 283.7982 | 101.5514 | 31.25% | 223.3675 | 101.5514 | 31.25% | 223.3675 | 0 | 0% | 324.9189 | 11.1144 | 3.421% | 313.8044
88 | Lighthipe | Greater_LA | {'Del Amo': 5.0, 'Hinson': 5.0, 'Center': 5.2, 'Arcogen': 5.9, 'Laguna Bell': 6.8, 'Harborgen': 7.6, 'Long Beach': 8.4, 'La Fresa': 9.1, 'Alamitos': 9.1, 'El Nido': 11.4, 'Mesa (SCE)': 11.4, 'Barre': 12.2, 'Redondo': 12.4, 'Chevmain': 13.2, 'La Cienega': 14.3, 'El Segundo': 14.4, 'Olinda': 15.2, 'Walnut': 15.6, 'Lewis': 16.6, 'Ellis': 19.0, 'Rio Hondo': 19.1, 'Goodrich': 19.3, 'Huntington Beach': 19.8, 'Villa Park': 20.1, 'Johanna': 21.8, 'Serrano': 22.4, 'Gould': 23.5, 'Santiago': 27.7, 'Chino': 29.7} | 5975.8979 | 0 | 0% | 5975.8979 | 100% | [5 empty] | 0 | 0% | 0 | 0% |  | 39.3243 | 0.658% | 0 | 0% | 2.2694 | 0.03798% | 5973.6286 | 697.8436 | 11.68% | 5278.0544 | 3735.8882 | 62.52% | 2240.0098 | 3738.1575 | 62.55% | 2237.7405 | 0 | 0% | 5975.8979 | 26.8557 | 0.4494% | 5949.0422
89 | Mesa (SCE) | Greater_LA | {'Laguna Bell': 4.7, 'Center': 7.5, 'Goodrich': 8.0, 'Rio Hondo': 8.8, 'Walnut': 9.4, 'Lighthipe': 11.4, 'Olinda': 12.5, 'Del Amo': 13.1, 'Gould': 13.4, 'La Cienega': 15.6, 'Hinson': 16.3, 'Arcogen': 17.0, 'La Fresa': 17.2, 'Barre': 17.4, 'El Nido': 18.0, 'Alamitos': 18.8, 'Harborgen': 19.0, 'Chevmain': 19.2, 'Long Beach': 19.8, 'Lewis': 19.9, 'El Segundo': 20.0, 'Redondo': 20.6, 'Villa Park': 22.0, 'Serrano': 23.4, 'Chino': 24.9, 'Ellis': 26.1, 'Johanna': 26.8, 'Padua': 27.6, 'Huntington Beach': 28.0, 'Sylmar': 29.0} | 0 | 0 | 0% | 0 | 0% | [5 empty] | 0 | 0% | 0 | 0% |  | 0 | 0% | 0 | 0% | 0 | 0% | 0 | 0 | 0% | 0 | 0 | 0% | 0 | 0 | 0% | 0 | 0 | 0% | 0 | 0 | 0% | 0
90 | Olinda | Greater_LA | {'Walnut': 4.6, 'Lewis': 9.5, 'Barre': 10.1, 'Villa Park': 10.3, 'Center': 10.6, 'Serrano': 11.1, 'Rio Hondo': 11.5, 'Del Amo': 12.1, 'Mesa (SCE)': 12.5, 'Laguna Bell': 13.1, 'Chino': 14.5, 'Lighthipe': 15.2, 'Alamitos': 16.1, 'Johanna': 16.5, 'Goodrich': 17.0, 'Ellis': 18.0, 'Hinson': 19.4, 'Padua': 20.2, 'Arcogen': 20.5, 'Huntington Beach': 20.9, 'Harborgen': 21.0, 'Mira Loma': 21.0, 'Santiago': 21.3, 'Long Beach': 21.4, 'La Fresa': 24.2, 'Gould': 24.3, 'Rancho Vista': 24.3, 'Etiwanda': 24.7, 'Viejo': 25.1, 'El Nido': 26.2, 'La Cienega': 26.5, 'Redondo': 27.6, 'Chevmain': 27.8, 'El Segundo': 28.9} | 240.0307 | 0 | 0% | 240.0307 | 100% | [5 empty] | 0 | 0% | 0 | 0% |  | 0 | 0% | 240.0307 | 100% | 218.6322 | 91.09% | 21.3985 | 21.3985 | 8.915% | 218.6322 | 21.3985 | 8.915% | 218.6322 | 240.0307 | 100% | 0 | 133.2201 | 55.5% | 106.8106 | 5.928 | 2.47% | 234.1027
91 | Pardee | Tehachapi | {'Saugus': 1.3, 'Sylmar': 10.4, 'Moorpark': 21.3, 'Antelope': 23.5, 'Bailey': 25.7, 'Vincent': 26.7, 'Gould': 27.2} | 74466.9609 | 0 | 0% | 74466.9609 | 100% | [5 empty] | 460.3203 | 0.6182% | 2442.0103 | 3.279% |  | 12581.2998 | 16.9% | 61754.4492 | 82.93% | 49447.7383 | 66.4% | 25019.2227 | 1312.3696 | 1.762% | 73154.5913 | 3090.7097 | 4.15% | 71376.2512 | 51537.4375 | 69.21% | 22929.5234 | 42182.957 | 56.65% | 32284.0039 | 8201.2012 | 11.01% | 66265.7598
92 | Rio Hondo | Greater_LA | {'Goodrich': 6.9, 'Walnut': 6.9, 'Mesa (SCE)': 8.8, 'Olinda': 11.5, 'Laguna Bell': 13.1, 'Center': 14.1, 'Gould': 14.3, 'Chino': 18.8, 'Del Amo': 19.0, 'Lighthipe': 19.1, 'Padua': 19.6, 'Barre': 20.4, 'Lewis': 20.9, 'Villa Park': 21.7, 'Serrano': 22.0, 'La Cienega': 23.9, 'Hinson': 24.1, 'Alamitos': 24.4, 'Mira Loma': 24.8, 'Arcogen': 24.9, 'Rancho Vista': 25.6, 'La Fresa': 25.9, 'Etiwanda': 26.0, 'Harborgen': 26.6, 'El Nido': 26.8, 'Long Beach': 27.3, 'Vincent': 27.4, 'Johanna': 28.0, 'Chevmain': 28.0, 'El Segundo': 28.8, 'Ellis': 29.0, 'Redondo': 29.3} | 649.889 | 0 | 0% | 649.889 | 100% | [5 empty] | 0 | 0% | 0 | 0% |  | 0 | 0% | 649.889 | 100% | 0 | 0% | 649.889 | 0 | 0% | 649.889 | 387.434 | 59.62% | 262.455 | 387.434 | 59.62% | 262.455 | 620.3145 | 95.45% | 29.5745 | 56.4067 | 8.679% | 593.4822
93 | Saugus | Tehachapi | {'Pardee': 1.3, 'Sylmar': 9.1, 'Moorpark': 21.1, 'Antelope': 24.1, 'Gould': 26.2, 'Vincent': 26.5, 'Bailey': 26.9} | 72714.7422 | 0 | 0% | 72714.7422 | 100% | [5 empty] | 460.3203 | 0.633% | 2442.0103 | 3.358% |  | 10893.0537 | 14.98% | 61690.4727 | 84.84% | 48466.5547 | 66.65% | 24248.1875 | 1312.3696 | 1.805% | 71402.3726 | 3089.3533 | 4.249% | 69625.3889 | 50554.8984 | 69.52% | 22159.8438 | 40913.8438 | 56.27% | 31800.8984 | 7987.2329 | 10.98% | 64727.5093
94 | Vincent | Tehachapi | {'Antelope': 17.3, 'Gould': 18.7, 'Goodrich': 23.1, 'Sylmar': 25.1, 'Saugus': 26.5, 'Pardee': 26.7, 'Rio Hondo': 27.4} | 118038.5625 | 13938.0322 | 11.81% | 104100.5303 | 88.19% | [5 empty] | 90.7695 | 0.0769% | 1128.6263 | 0.9562% |  | 7602.0854 | 6.44% | 78319.2969 | 66.35% | 12278.8145 | 10.4% | 105759.748 | 41562.1797 | 35.21% | 76476.3828 | 39922.2656 | 33.82% | 78116.2969 | 60632.3359 | 51.37% | 57406.2266 | 52723.9648 | 44.67% | 65314.5977 | 5987.0645 | 5.072% | 112051.498
95 | Borden | Central_Valley_North_Los_Banos | {'Gregg': 6.1, 'Kearney': 16.0, 'West Fresno': 16.8, 'Cal Ave': 18.6, 'Newhall': 19.4, 'Dairyland': 20.5, 'Malaga': 21.3, 'Mc Mullin': 22.7, 'Le Grand': 24.2, 'Helm': 25.2, 'Sanger': 25.5, 'McCall': 28.8, 'Mendota': 29.7} | 212734.2031 | 64881.0352 | 30.5% | 147853.168 | 69.5% | [5 empty] | 72543.1016 | 34.1% | 106192.1875 | 49.92% |  | 0 | 0% | 0 | 0% | 49464.8711 | 23.25% | 163269.332 | 56291.3867 | 26.46% | 156442.8164 | 71205.7734 | 33.47% | 141528.4297 | 97637.4375 | 45.9% | 115096.7656 | 12678.4697 | 5.96% | 200055.7334 | 25616.5957 | 12.04% | 187117.6074
96 | Dairyland | Central_Valley_North_Los_Banos | {'Le Grand': 9.3, 'Newhall': 13.0, 'Wilson': 17.2, 'Merced': 17.8, 'Borden': 20.5, 'Oro Loma': 22.0, 'Mendota': 24.4, 'Gregg': 26.1} | 300787.0625 | 17387.5352 | 5.781% | 283399.5273 | 94.22% | [5 empty] | 167899.0938 | 55.82% | 82628.8359 | 27.47% |  | 0 | 0% | 0 | 0% | 153423.0938 | 51.01% | 147363.9688 | 72018.7969 | 23.94% | 228768.2656 | 91456.0078 | 30.41% | 209331.0547 | 184714.1406 | 61.41% | 116072.9219 | 12138.0146 | 4.035% | 288649.0479 | 45873.9141 | 15.25% | 254913.1484
97 | Gregg | Central_Valley_North_Los_Banos | {'Borden': 6.1, 'Kearney': 10.3, 'West Fresno': 10.8, 'Cal Ave': 12.5, 'Malaga': 15.3, 'Mc Mullin': 18.4, 'Sanger': 19.7, 'McCall': 22.7, 'Newhall': 22.8, 'Helm': 23.1, 'Dairyland': 26.1} | 191067.2812 | 62942.9648 | 32.94% | 128124.3164 | 67.06% | [5 empty] | 53907.1758 | 28.21% | 110958.0391 | 58.07% |  | 0 | 0% | 0 | 0% | 28680.707 | 15.01% | 162386.5742 | 42052.6641 | 22.01% | 149014.6172 | 51174.4922 | 26.78% | 139892.7891 | 66950.7422 | 35.04% | 124116.5391 | 9379.293 | 4.909% | 181687.9883 | 18856.6855 | 9.869% | 172210.5957
98 | Newhall | Central_Valley_North_Los_Banos | {'Mendota': 12.4, 'Dairyland': 13.0, 'Oro Loma': 18.1, 'Borden': 19.4, 'Tranquility': 19.6, 'Cheney': 19.7, 'Panoche': 20.4, 'Helm': 20.8, 'Le Grand': 22.2, 'Gregg': 22.8, 'Mc Mullin': 26.7, 'Kearney': 27.1, 'Merced': 29.4, 'Wilson': 29.8} | 330493.5938 | 53475.0859 | 16.18% | 277018.5078 | 83.82% | [5 empty] | 204586.5469 | 61.9% | 92911.0156 | 28.11% |  | 0 | 0% | 0 | 0% | 127589.3672 | 38.61% | 202904.2266 | 31615.3594 | 9.566% | 298878.2344 | 56692.8711 | 17.15% | 273800.7227 | 157161.0469 | 47.55% | 173332.5469 | 7865.563 | 2.38% | 322628.0308 | 29337.8555 | 8.877% | 301155.7383
99 | Ignacio | Mendocino_Marin | {'Lakeville': 12.2, 'Carquinez': 15.9, 'Penngrove': 18.2, 'Tulucay': 18.9, 'Bellevue': 22.9, 'Martinez': 23.5, 'Martin (San Francisco H)': 26.8} | 55508.4922 | 0 | 0% | 55508.4922 | 100% | [5 empty] | 1696.962 | 3.057% | 412.0479 | 0.7423% |  | 26942.7969 | 48.54% | 10780.5459 | 19.42% | 34977.3984 | 63.01% | 20531.0938 | 22749.9062 | 40.98% | 32758.5859 | 38538.4062 | 69.43% | 16970.0859 | 49710.5625 | 89.55% | 5797.9297 | 30778.1738 | 55.45% | 24730.3184 | 4785.5913 | 8.621% | 50722.9009
100 | Calpella | Mendocino_Marin | {'Mendocino': 3.7, 'Ukiah': 3.7, 'Hopland': 16.6, 'Cloverdale': 29.3} | 63214.8711 | 0 | 0% | 63214.8711 | 100% | [5 empty] | 212.3888 | 0.336% | 167.1466 | 0.2644% |  | 54003.5391 | 85.43% | 9060.6826 | 14.33% | 17446.9824 | 27.6% | 45767.8887 | 22016.2656 | 34.83% | 41198.6055 | 34142.9062 | 54.01% | 29071.9648 | 41660.1367 | 65.9% | 21554.7344 | 52119.0938 | 82.45% | 11095.7773 | 713.8456 | 1.129% | 62501.0255
101 | Hopland | Mendocino_Marin | {'Cloverdale': 12.7, 'Ukiah': 13.2, 'Calpella': 16.6, 'Eagle Rock': 17.6, 'Mendocino': 20.2, 'Geysers': 23.2} | 79440.1641 | 0 | 0% | 79440.1641 | 100% | [5 empty] | 708.8382 | 0.8923% | 205.9303 | 0.2592% |  | 59846.0078 | 75.33% | 19502.4121 | 24.55% | 47772.7617 | 60.14% | 31667.4023 | 22102.5801 | 27.82% | 57337.584 | 30940.5195 | 38.95% | 48499.6445 | 64168.2227 | 80.78% | 15271.9414 | 63666.9766 | 80.14% | 15773.1875 | 550.2511 | 0.6927% | 78889.913
102 | Mendocino | Mendocino_Marin | {'Calpella': 3.7, 'Ukiah': 7.4, 'Hopland': 20.2} | 58103.2422 | 0 | 0% | 58103.2422 | 100% | [5 empty] | 209.3873 | 0.3604% | 167.1466 | 0.2877% |  | 47235.7188 | 81.3% | 10719.9746 | 18.45% | 17239.5957 | 29.67% | 40863.6465 | 21464.2695 | 36.94% | 36638.9727 | 33775.5195 | 58.13% | 24327.7227 | 41089.2148 | 70.72% | 17014.0273 | 46174.0234 | 79.47% | 11929.2188 | 681.7812 | 1.173% | 57421.4609
103 | Ukiah | Mendocino_Marin | {'Calpella': 3.7, 'Mendocino': 7.4, 'Hopland': 13.2, 'Cloverdale': 25.8, 'Eagle Rock': 29.9} | 64985.1172 | 0 | 0% | 64985.1172 | 100% | [5 empty] | 261.314 | 0.4021% | 178.7112 | 0.275% |  | 61704.4805 | 94.95% | 3129.0364 | 4.815% | 15695.2227 | 24.15% | 49289.8945 | 24515.5508 | 37.72% | 40469.5664 | 32463.1133 | 49.95% | 32522.0039 | 42815.3711 | 65.88% | 22169.7461 | 55618.043 | 85.59% | 9367.0742 | 628.1167 | 0.9666% | 64357.0005
104 | Le Grand | Central_Valley_North_Los_Banos | {'Dairyland': 9.3, 'Wilson': 10.5, 'Merced': 13.2, 'Newhall': 22.2, 'Borden': 24.2, 'Oro Loma': 29.4} | 241588.0781 | 9920.6729 | 4.106% | 231667.4053 | 95.89% | [5 empty] | 99009.4062 | 40.98% | 60730.2734 | 25.14% |  | 0 | 0% | 0 | 0% | 120516.4453 | 49.89% | 121071.6328 | 81421.4141 | 33.7% | 160166.6641 | 93824.625 | 38.84% | 147763.4531 | 153129.4531 | 63.38% | 88458.625 | 49744.5781 | 20.59% | 191843.5 | 39838.6211 | 16.49% | 201749.457
105 | Merced | Central_Valley_North_Los_Banos | {'Wilson': 4.6, 'Le Grand': 13.2, 'Dairyland': 17.8, 'Oro Loma': 28.3, 'Newhall': 29.4} | 202016.7969 | 0 | 0% | 202016.7969 | 100% | [5 empty] | 69486.9844 | 34.4% | 79765.3516 | 39.48% |  | 0 | 0% | 0 | 0% | 101017.1406 | 50% | 100999.6562 | 74664.4375 | 36.96% | 127352.3594 | 89907.0391 | 44.5% | 112109.7578 | 130646.0547 | 64.67% | 71370.7422 | 23653.8965 | 11.71% | 178362.9004 | 33574.0781 | 16.62% | 168442.7188
106 | Wilson | Central_Valley_North_Los_Banos | {'Merced': 4.6, 'Le Grand': 10.5, 'Dairyland': 17.2, 'Newhall': 29.8} | 202981.2969 | 0 | 0% | 202981.2969 | 100% | [5 empty] | 64261.5156 | 31.66% | 51848.6758 | 25.54% |  | 0 | 0% | 0 | 0% | 113358.4297 | 55.85% | 89622.8672 | 90234.875 | 44.45% | 112746.4219 | 110994.1719 | 54.68% | 91987.125 | 148006.1875 | 72.92% | 54975.1094 | 56193.6055 | 27.68% | 146787.6914 | 42444.0117 | 20.91% | 160537.2852
107 | Los Banos | Central_Valley_North_Los_Banos | {'Quinto': 5.3, 'Oro Loma': 23.3} | 77661.7578 | 1806.5144 | 2.326% | 75855.2434 | 97.67% | [5 empty] | 16223.5576 | 20.89% | 8228.2041 | 10.59% |  | 5507.3818 | 7.091% | 0 | 0% | 58562.0938 | 75.41% | 19099.6641 | 7170.8848 | 9.233% | 70490.873 | 12232.7783 | 15.75% | 65428.9795 | 61235.4453 | 78.85% | 16426.3125 | 27012.2617 | 34.78% | 50649.4961 | 7021.3789 | 9.041% | 70640.3789
108 | Coburn | Peninsula_Monterey | {} | 116486.0156 | 13410.9443 | 11.51% | 103075.0713 | 88.49% | [5 empty] | 4187.7861 | 3.595% | 29221.3457 | 25.09% |  | 29344.5234 | 25.19% | 0 | 0% | 48111.3516 | 41.3% | 68374.6641 | 5822.061 | 4.998% | 110663.9546 | 27820.2559 | 23.88% | 88665.7598 | 63782.2656 | 54.76% | 52703.75 | 32524.7305 | 27.92% | 83961.2852 | 4093.9309 | 3.515% | 112392.0847
109 | Tulucay | Northern_California | {'Carquinez': 10.9, 'Peabody': 16.3, 'Lakeville': 17.0, 'Martinez': 18.1, 'Ignacio': 18.9, 'Vaca Dixon': 21.6, 'Penngrove': 22.9, 'Shilo III': 23.5, 'Putah Creek': 24.1, 'Pittsburg': 24.9, 'Birds Landing': 25.3, 'Bellevue': 25.8, 'Clayton': 26.5} | 93730.0391 | 1045.6541 | 1.116% | 92684.385 | 98.88% | [5 empty] | 5104.6489 | 5.446% | 5772.7808 | 6.159% |  | 52009.0938 | 55.49% | 10278.374 | 10.97% | 61287.707 | 65.39% | 32442.332 | 15657.5938 | 16.7% | 78072.4453 | 31747.3145 | 33.87% | 61982.7246 | 76632.1016 | 81.76% | 17097.9375 | 47280.7773 | 50.44% | 46449.2617 | 10291.3506 | 10.98% | 83438.6885
110 | Brunswick | Northern_California | {'Higgins': 13.3, 'Drum': 14.5, 'East Marysville': 28.6, 'Olivehurst': 28.9} | 2749.9871 | 0 | 0% | 2749.9871 | 100% | [5 empty] | 0 | 0% | 0 | 0% |  | 0 | 0% | 2749.9871 | 100% | 221.4132 | 8.051% | 2528.5738 | 1327.5698 | 48.28% | 1422.4172 | 0 | 0% | 2749.9871 | 1548.983 | 56.33% | 1201.004 | 180.6501 | 6.569% | 2569.337 | 20.1936 | 0.7343% | 2729.7934
111 | Higgins | Northern_California | {'Brunswick': 13.3, 'Pleasant Grove': 19.2, 'Rio Oso': 21.6, 'Drum': 22.8, 'Olivehurst': 24.5, 'East Marysville': 26.6, 'Gold Hill': 26.8, 'Placerville': 27.2} | 8265.7119 | 0 | 0% | 8265.7119 | 100% | [5 empty] | 313.615 | 3.794% | 403.0747 | 4.876% |  | 600.8057 | 7.269% | 0 | 0% | 8265.7119 | 100% | 0 | 0 | 0% | 8265.7119 | 0 | 0% | 8265.7119 | 8265.7119 | 100% | 0 | 580.3508 | 7.021% | 7685.3611 | 3948.6331 | 47.77% | 4317.0789
112 | Barre | Greater_LA | {'Lewis': 4.8, 'Del Amo': 7.1, 'Alamitos': 7.4, 'Villa Park': 8.5, 'Ellis': 8.8, 'Johanna': 9.9, 'Olinda': 10.1, 'Center': 10.9, 'Serrano': 11.1, 'Huntington Beach': 11.2, 'Lighthipe': 12.2, 'Hinson': 13.9, 'Walnut': 13.9, 'Harborgen': 14.3, 'Long Beach': 14.3, 'Laguna Bell': 15.0, 'Arcogen': 15.1, 'Santiago': 15.8, 'Mesa (SCE)': 17.4, 'Rio Hondo': 20.4, 'La Fresa': 20.6, 'Chino': 21.8, 'Viejo': 21.9, 'El Nido': 23.3, 'Redondo': 23.5, 'Goodrich': 24.4, 'Trabuco': 24.6, 'Chevmain': 25.1, 'El Segundo': 26.3, 'La Cienega': 26.3, 'Margarita': 27.1, 'Capistrano': 27.4, 'Mira Loma': 27.6, 'Padua': 29.1} | 7880.2725 | 0 | 0% | 7880.2725 | 100% | [5 empty] | 0 | 0% | 0 | 0% |  | 0 | 0% | 0 | 0% | 0 | 0% | 7880.2725 | 1481.0145 | 18.79% | 6399.2579 | 5756.1987 | 73.05% | 2124.0737 | 5756.1987 | 73.05% | 2124.0737 | 0 | 0% | 7880.2725 | 369.3603 | 4.687% | 7510.9122
113 | Ellis | Greater_LA | {'Huntington Beach': 3.4, 'Johanna': 5.6, 'Barre': 8.8, 'Lewis': 8.9, 'Santiago': 10.2, 'Alamitos': 10.5, 'Villa Park': 10.9, 'Serrano': 13.3, 'Del Amo': 14.3, 'Long Beach': 17.2, 'Viejo': 17.4, 'Harborgen': 17.6, 'Trabuco': 17.7, 'Olinda': 18.0, 'Hinson': 18.6, 'Lighthipe': 19.0, 'Center': 19.2, 'Arcogen': 19.5, 'Capistrano': 20.0, 'Margarita': 20.4, 'Walnut': 22.3, 'Laguna Bell': 23.2, 'La Fresa': 25.8, 'Mesa (SCE)': 26.1, 'Chino': 26.4, 'Talega': 26.8, 'Redondo': 28.0, 'El Nido': 28.7, 'Lee Lake (Proposed)': 28.8, 'Rio Hondo': 29.0} | 6258.1772 | 0 | 0% | 6258.1772 | 100% | [5 empty] | 0 | 0% | 0 | 0% |  | 6.0506 | 0.09668% | 0 | 0% | 3.1489 | 0.05032% | 6255.0283 | 1489.0125 | 23.79% | 4769.1648 | 5705.7144 | 91.17% | 552.4629 | 5708.8633 | 91.22% | 549.314 | 0 | 0% | 6258.1772 | 364.8352 | 5.83% | 5893.342
114 | Johanna | Greater_LA | {'Ellis': 5.6, 'Santiago': 5.9, 'Lewis': 7.1, 'Villa Park': 7.1, 'Huntington Beach': 8.6, 'Serrano': 8.7, 'Barre': 9.9, 'Viejo': 12.5, 'Trabuco': 14.6, 'Alamitos': 14.6, 'Olinda': 16.5, 'Del Amo': 16.8, 'Margarita': 17.2, 'Capistrano': 17.6, 'Center': 20.8, 'Walnut': 21.1, 'Lighthipe': 21.8, 'Long Beach': 21.8, 'Harborgen': 22.0, 'Chino': 22.0, 'Hinson': 22.5, 'Lee Lake (Proposed)': 23.3, 'Arcogen': 23.6, 'Talega': 24.2, 'Laguna Bell': 24.8, 'Mira Loma': 26.2, 'Mesa (SCE)': 26.8, 'Rio Hondo': 28.0, 'San Onofre': 29.3, 'La Fresa': 29.7} | 5654.6016 | 0 | 0% | 5654.6016 | 100% | [5 empty] | 0 | 0% | 0 | 0% |  | 14.8837 | 0.2632% | 0 | 0% | 3.1489 | 0.05569% | 5651.4527 | 1446.2262 | 25.58% | 4208.3754 | 5429.0225 | 96.01% | 225.5791 | 5432.1714 | 96.07% | 222.4302 | 0 | 0% | 5654.6016 | 359.9801 | 6.366% | 5294.6215
115 | Lewis | Greater_LA | {'Villa Park': 3.7, 'Barre': 4.8, 'Serrano': 6.4, 'Johanna': 7.1, 'Ellis': 8.9, 'Olinda': 9.5, 'Del Amo': 11.7, 'Alamitos': 11.9, 'Huntington Beach': 12.1, 'Santiago': 12.5, 'Walnut': 14.0, 'Center': 14.5, 'Lighthipe': 16.6, 'Viejo': 17.7, 'Chino': 18.2, 'Laguna Bell': 18.3, 'Hinson': 18.6, 'Harborgen': 19.0, 'Long Beach': 19.0, 'Arcogen': 19.8, 'Mesa (SCE)': 19.9, 'Rio Hondo': 20.9, 'Trabuco': 21.4, 'Mira Loma': 23.6, 'Margarita': 23.7, 'Capistrano': 24.5, 'La Fresa': 25.3, 'Goodrich': 26.0, 'Padua': 26.1, 'Lee Lake (Proposed)': 26.2, 'El Nido': 27.9, 'Redondo': 28.2, 'Rancho Vista': 28.4, 'Etiwanda': 28.8, 'Chevmain': 29.7} | 6267.8643 | 0 | 0% | 6267.8643 | 100% | [5 empty] | 0 | 0% | 0 | 0% |  | 0 | 0% | 364.5219 | 5.816% | 302.532 | 4.827% | 5965.3322 | 1543.554 | 24.63% | 4724.3103 | 5746.7744 | 91.69% | 521.0898 | 6049.3062 | 96.51% | 218.5581 | 227.1328 | 3.624% | 6040.7314 | 368.9584 | 5.887% | 5898.9059
116 | Santiago | Greater_LA | {'Johanna': 5.9, 'Viejo': 7.2, 'Trabuco': 8.9, 'Ellis': 10.2, 'Villa Park': 11.1, 'Margarita': 11.3, 'Serrano': 11.4, 'Capistrano': 12.0, 'Huntington Beach': 12.2, 'Lewis': 12.5, 'Barre': 15.8, 'Talega': 18.5, 'Lee Lake (Proposed)': 19.2, 'Alamitos': 20.3, 'Olinda': 21.3, 'Del Amo': 22.7, 'Chino': 23.5, 'San Onofre': 23.8, 'Walnut': 25.9, 'Mira Loma': 26.4, 'Center': 26.6, 'Long Beach': 27.2, 'Harborgen': 27.6, 'Lighthipe': 27.7, 'Hinson': 28.3, 'Arcogen': 29.3} | 5428.5103 | 0 | 0% | 5428.5103 | 100% | [5 empty] | 0 | 0% | 0 | 0% |  | 14.8837 | 0.2742% | 0 | 0% | 3.1489 | 0.05801% | 5425.3614 | 991.702 | 18.27% | 4436.8083 | 5198.9004 | 95.77% | 229.6099 | 5202.0493 | 95.83% | 226.4609 | 0 | 0% | 5428.5103 | 342.625 | 6.312% | 5085.8853
117 | Serrano | Greater_LA | {'Villa Park': 2.7, 'Lewis': 6.4, 'Johanna': 8.7, 'Olinda': 11.1, 'Barre': 11.1, 'Santiago': 11.4, 'Ellis': 13.3, 'Chino': 13.3, 'Viejo': 14.0, 'Walnut': 15.4, 'Huntington Beach': 16.6, 'Del Amo': 17.7, 'Mira Loma': 17.9, 'Alamitos': 18.3, 'Center': 19.4, 'Trabuco': 19.5, 'Lee Lake (Proposed)': 20.3, 'Margarita': 21.3, 'Padua': 21.9, 'Rio Hondo': 22.0, 'Lighthipe': 22.4, 'Laguna Bell': 22.9, 'Capistrano': 22.9, 'Rancho Vista': 23.1, 'Etiwanda': 23.4, 'Mesa (SCE)': 23.4, 'Hinson': 24.9, 'Harborgen': 25.4, 'Long Beach': 25.4, 'Arcogen': 26.1, 'Goodrich': 28.1, 'Talega': 28.8} | 467.8485 | 0 | 0% | 467.8485 | 100% | [5 empty] | 0 | 0% | 0 | 0% |  | 0 | 0% | 446.0012 | 95.33% | 301.9824 | 64.55% | 165.8661 | 165.8661 | 35.45% | 301.9824 | 165.8661 | 35.45% | 301.9824 | 467.8485 | 100% | 0 | 227.1328 | 48.55% | 240.7157 | 22.8156 | 4.877% | 445.0329
118 | Villa Park | Greater_LA | {'Serrano': 2.7, 'Lewis': 3.7, 'Johanna': 7.1, 'Barre': 8.5, 'Olinda': 10.3, 'Ellis': 10.9, 'Santiago': 11.1, 'Huntington Beach': 14.3, 'Walnut': 14.9, 'Viejo': 15.1, 'Del Amo': 15.3, 'Chino': 15.5, 'Alamitos': 15.6, 'Center': 17.4, 'Trabuco': 19.7, 'Lighthipe': 20.1, 'Mira Loma': 20.4, 'Laguna Bell': 21.1, 'Rio Hondo': 21.7, 'Margarita': 21.8, 'Mesa (SCE)': 22.0, 'Hinson': 22.3, 'Lee Lake (Proposed)': 22.6, 'Harborgen': 22.8, 'Long Beach': 22.8, 'Capistrano': 23.0, 'Arcogen': 23.5, 'Padua': 23.8, 'Rancho Vista': 25.5, 'Etiwanda': 25.8, 'Goodrich': 27.3, 'La Fresa': 28.9, 'Talega': 29.2} | 4983.5371 | 0 | 0% | 4983.5371 | 100% | [5 empty] | 0 | 0% | 0 | 0% |  | 0 | 0% | 446.0012 | 8.949% | 301.9824 | 6.06% | 4681.5547 | 1134.5435 | 22.77% | 3848.9937 | 4582.6865 | 91.96% | 400.8506 | 4884.6689 | 98.02% | 98.8682 | 227.1328 | 4.558% | 4756.4043 | 352.2185 | 7.068% | 4631.3186
119 | Capistrano | Greater_LA | {'Margarita': 3.4, 'Trabuco': 3.5, 'Talega': 6.8, 'Viejo': 10.7, 'San Onofre': 11.8, 'Santiago': 12.0, 'Johanna': 17.6, 'Ellis': 20.0, 'Huntington Beach': 20.2, 'Lee Lake (Proposed)': 20.5, 'Serrano': 22.9, 'Villa Park': 23.0, 'Lewis': 24.5, 'Barre': 27.4, 'San Luis Rey': 28.2} | 1083.3177 | 0 | 0% | 1083.3177 | 100% | [5 empty] | 0 | 0% | 0 | 0% |  | 54.0688 | 4.991% | 0 | 0% | 3.1489 | 0.2907% | 1080.1689 | 306.5002 | 28.29% | 776.8176 | 936.2864 | 86.43% | 147.0313 | 939.4353 | 86.72% | 143.8824 | 0 | 0% | 1083.3177 | 12.4259 | 1.147% | 1070.8919
120 | Trabuco | Greater_LA | {'Margarita': 2.8, 'Capistrano': 3.5, 'Viejo': 7.4, 'Santiago': 8.9, 'Talega': 9.6, 'Johanna': 14.6, 'San Onofre': 15.0, 'Ellis': 17.7, 'Lee Lake (Proposed)': 18.2, 'Huntington Beach': 18.5, 'Serrano': 19.5, 'Villa Park': 19.7, 'Lewis': 21.4, 'Barre': 24.6, 'Alamitos': 28.2} | 1550.5726 | 0 | 0% | 1550.5726 | 100% | [5 empty] | 0 | 0% | 0 | 0% |  | 54.0688 | 3.487% | 0 | 0% | 3.1489 | 0.2031% | 1547.4237 | 329.6984 | 21.26% | 1220.8742 | 1375.5294 | 88.71% | 175.0432 | 1378.6782 | 88.91% | 171.8944 | 0 | 0% | 1550.5726 | 29.9703 | 1.933% | 1520.6023
121 | Pleasant Grove | Northern_California | {'Rio Oso': 11.6, 'Gold Hill': 14.6, 'Higgins': 19.2, 'Olivehurst': 22.6, 'Woodland': 26.4, 'East Marysville': 27.3, 'Placerville': 28.9, 'Davis': 30.0} | 53533.3828 | 0 | 0% | 53533.3828 | 100% | [5 empty] | 17938.2637 | 33.51% | 18970.8008 | 35.44% |  | 555.1352 | 1.037% | 0 | 0% | 23893.6035 | 44.63% | 29639.7793 | 0 | 0% | 53533.3828 | 7098.2627 | 13.26% | 46435.1201 | 30246.5977 | 56.5% | 23286.7852 | 488.9272 | 0.9133% | 53044.4556 | 9882.3662 | 18.46% | 43651.0166
122 | Summit | Northern_California | {'Drum': 21.2} | 130542.0938 | 0 | 0% | 130542.0938 | 100% | [5 empty] | 0 | 0% | 0 | 0% |  | 70725.3203 | 54.18% | 948.0061 | 0.7262% | 31953.4141 | 24.48% | 98588.6797 | 23848.4961 | 18.27% | 106693.5977 | 45751.7266 | 35.05% | 84790.3672 | 69508.8906 | 53.25% | 61033.2031 | 90118.125 | 69.03% | 40423.9688 | 12286.8662 | 9.412% | 118255.2275
123 | Devers | Riverside | {'Mirage': 14.4, 'El Casco': 28.8} | 16914.8125 | 571.0666 | 3.376% | 16343.7459 | 96.62% | [5 empty] | 2.2239 | 0.01315% | 0 | 0% |  | 8093.8003 | 47.85% | 8820.5908 | 52.15% | 6398.998 | 37.83% | 10515.8145 | 6209.3022 | 36.71% | 10705.5103 | 9069.0303 | 53.62% | 7845.7822 | 11160.2559 | 65.98% | 5754.5566 | 9744.4736 | 57.61% | 7170.3389 | 498.1073 | 2.945% | 16416.7052
124 | Kern | Riverside (Exclude) | {'Redbluff': 15.1} | 32591.4766 | 0 | 0% | 32591.4766 | 100% | [5 empty] | 4.8705 | 0.01494% | 0 | 0% |  | 0 | 0% | 0 | 0% | 2513.5271 | 7.712% | 30077.9495 | 6590.7837 | 20.22% | 26000.6929 | 0 | 0% | 32591.4766 | 9084.2783 | 27.87% | 23507.1982 | 11114.4082 | 34.1% | 21477.0684 | 157.0941 | 0.482% | 32434.3825
125 | Mirage | Riverside | {'Devers': 14.4} | 0 | 0 | 0% | 0 | 0% | [5 empty] | 0 | 0% | 0 | 0% |  | 0 | 0% | 0 | 0% | 0 | 0% | 0 | 0 | 0% | 0 | 0 | 0% | 0 | 0 | 0% | 0 | 0 | 0% | 0 | 0 | 0% | 0
126 | Valley (SCE) | Riverside (Exclude) | {'El Casco': 16.3, 'Lee Lake (Proposed)': 16.9, 'Vista': 22.8, 'San Bernardino': 23.9, 'Viejo': 28.5, 'Mira Loma': 29.9} | 46.4141 | 0 | 0% | 46.4141 | 100% | [5 empty] | 0 | 0% | 0 | 0% |  | 0 | 0% | 46.4141 | 100% | 46.3323 | 99.82% | 0.081852 | 0.081853 | 0.1764% | 46.3323 | 46.4141 | 100% | 0 | 46.4141 | 100% | 0 | 2.6272 | 5.66% | 43.7869 | 0.048769 | 0.1051% | 46.3653
127 | Gold Hill | Solano | {'Pleasant Grove': 14.6, 'Placerville': 19.7, 'Rio Oso': 26.2, 'Higgins': 26.8} | 0 | 0 | 0% | 0 | 0% | [5 empty] | 0 | 0% | 0 | 0% |  | 0 | 0% | 0 | 0% | 0 | 0% | 0 | 0 | 0% | 0 | 0 | 0% | 0 | 0 | 0% | 0 | 0 | 0% | 0 | 0 | 0% | 0
128 | Grand Island | Solano | {'Shilo III': 14.6, 'Birds Landing': 15.0, 'Eight Mile': 16.6, 'Contra Costa': 19.1, 'Peabody': 21.0, 'Stagg': 21.1, 'Pittsburg': 21.4, 'Vaca Dixon': 21.4, 'Lone Tree': 21.8, 'Brentwood': 22.1, 'Davis': 23.0, 'Lockeford': 24.7, 'Clayton': 28.6, 'Weber': 28.8, 'Putah Creek': 29.8, 'Delta Switching Yard': 29.8, 'Kelso': 30.0} | 254344.9531 | 8189.6357 | 3.22% | 246155.3174 | 96.78% | [5 empty] | 70524.9297 | 27.73% | 119862.5469 | 47.13% |  | 0 | 0% | 0 | 0% | 28874.6328 | 11.35% | 225470.3203 | 63439.8008 | 24.94% | 190905.1523 | 74316.1562 | 29.22% | 180028.7969 | 91662.2656 | 36.04% | 162682.6875 | 975.3894 | 0.3835% | 253369.5637 | 32799.9805 | 12.9% | 221544.9727
129 | Chino | Greater_Kramer | {'Mira Loma': 6.6, 'Padua': 8.7, 'Rancho Vista': 10.3, 'Etiwanda': 10.7, 'Serrano': 13.3, 'Olinda': 14.5, 'Villa Park': 15.5, 'Walnut': 15.6, 'Lewis': 18.2, 'Rio Hondo': 18.8, 'Vista': 20.8, 'Lee Lake (Proposed)': 21.6, 'Barre': 21.8, 'Johanna': 22.0, 'Viejo': 22.9, 'Santiago': 23.5, 'Mesa (SCE)': 24.9, 'Center': 25.0, 'Goodrich': 25.7, 'San Bernardino': 25.9, 'Del Amo': 26.2, 'Ellis': 26.4, 'Laguna Bell': 27.0, 'Alamitos': 29.0, 'Lighthipe': 29.7, 'Huntington Beach': 29.8} | 446.0012 | 0 | 0% | 446.0012 | 100% | [5 empty] | 0 | 0% | 0 | 0% |  | 0 | 0% | 446.0012 | 100% | 301.9824 | 67.71% | 144.0188 | 144.0188 | 32.29% | 301.9824 | 144.0188 | 32.29% | 301.9824 | 446.0012 | 100% | 0 | 227.1328 | 50.93% | 218.8684 | 5.928 | 1.329% | 440.0732
130 | Kramer | Greater_Kramer (Exclude) | {'Ransburg': 26.6, 'Roadway': 29.4} | 50184.3086 | 2034.0447 | 4.053% | 48150.2639 | 95.95% | [5 empty] | 0 | 0% | 0 | 0% |  | 0 | 0% | 0 | 0% | 28595.6484 | 56.98% | 21588.6602 | 6698.4043 | 13.35% | 43485.9043 | 11.2047 | 0.02233% | 50173.1039 | 33611.1641 | 66.98% | 16573.1445 | 36041.3047 | 71.82% | 14143.0039 | 179.51 | 0.3577% | 50004.7986
131 | Lugo | Greater_Kramer | {'Victor': 9.6, 'Roadway': 14.7, 'San Bernardino': 21.1, 'Etiwanda': 21.2, 'Rancho Vista': 21.4, 'Vista': 22.6, 'Padua': 23.0, 'Mira Loma': 27.1, 'Calcite': 27.8} | 57107.7188 | 0 | 0% | 57107.7188 | 100% | [5 empty] | 41.7185 | 0.07305% | 1.7313 | 0.003032% |  | 12006.4688 | 21.02% | 26673.6094 | 46.71% | 33576.2695 | 58.79% | 23531.4492 | 34515.3281 | 60.44% | 22592.3906 | 29920.291 | 52.39% | 27187.4277 | 50093.5664 | 87.72% | 7014.1523 | 22862.9688 | 40.03% | 34244.75 | 2394.4634 | 4.193% | 54713.2554
132 | Mira Loma | Greater_Kramer | {'Rancho Vista': 5.8, 'Etiwanda': 6.0, 'Chino': 6.6, 'Padua': 8.8, 'Vista': 14.3, 'Serrano': 17.9, 'Lee Lake (Proposed)': 19.0, 'San Bernardino': 19.3, 'Villa Park': 20.4, 'Olinda': 21.0, 'Walnut': 22.1, 'Lewis': 23.6, 'Viejo': 23.9, 'Rio Hondo': 24.8, 'Johanna': 26.2, 'Santiago': 26.4, 'Lugo': 27.1, 'Barre': 27.6, 'El Casco': 28.1, 'Valley': 29.9} | 1037.8887 | 0 | 0% | 1037.8887 | 100% | [5 empty] | 0 | 0% | 0 | 0% |  | 30.5995 | 2.948% | 1007.2903 | 97.05% | 893.8699 | 86.12% | 144.0188 | 371.3695 | 35.78% | 666.5191 | 421.1391 | 40.58% | 616.7495 | 1037.8887 | 100% | 0 | 771.8811 | 74.37% | 266.0076 | 8.1008 | 0.7805% | 1029.7879
133 | Padua | Greater_Kramer | {'Rancho Vista': 6.4, 'Etiwanda': 6.8, 'Chino': 8.7, 'Mira Loma': 8.8, 'Vista': 19.2, 'Walnut': 19.4, 'Rio Hondo': 19.6, 'Olinda': 20.2, 'Serrano': 21.9, 'Lugo': 23.0, 'San Bernardino': 23.1, 'Villa Park': 23.8, 'Goodrich': 25.8, 'Lewis': 26.1, 'Mesa (SCE)': 27.6, 'Lee Lake (Proposed)': 27.7, 'Barre': 29.1, 'Center': 29.8} | 6524.1494 | 0 | 0% | 6524.1494 | 100% | [5 empty] | 9.5614 | 0.1466% | 0 | 0% |  | 250.941 | 3.846% | 6273.1997 | 96.15% | 6419.9834 | 98.4% | 104.166 | 3893.4565 | 59.68% | 2630.6929 | 2889.2043 | 44.28% | 3634.9451 | 6524.1494 | 100% | 0 | 3855.2107 | 59.09% | 2668.9387 | 635.2644 | 9.737% | 5888.885
134 | Pisgah | Greater_Kramer | {'Coolwater': 27.3} | 38109.9492 | 7666.3594 | 20.12% | 30443.5898 | 79.88% | [5 empty] | 360.2739 | 0.9454% | 439.4557 | 1.153% |  | 0 | 0% | 0 | 0% | 7496.957 | 19.67% | 30612.9922 | 7944.0117 | 20.84% | 30165.9375 | 9100.6631 | 23.88% | 29009.2861 | 10914.8428 | 28.64% | 27195.1064 | 19684.5723 | 51.65% | 18425.377 | 640.1395 | 1.68% | 37469.8097
135 | Roadway | Greater_Kramer | {'Victor': 5.1, 'Lugo': 14.7, 'Calcite': 28.5, 'Kramer': 29.4, 'Tortilla': 29.4} | 65699.5312 | 0 | 0% | 65699.5312 | 100% | [5 empty] | 37.1217 | 0.0565% | 57.3092 | 0.08723% |  | 6711.4194 | 10.22% | 0 | 0% | 22784.0957 | 34.68% | 42915.4355 | 28447.9785 | 43.3% | 37251.5527 | 11486.7754 | 17.48% | 54212.7559 | 37819.0078 | 57.56% | 27880.5234 | 18042.6953 | 27.46% | 47656.8359 | 429.4063 | 0.6536% | 65270.125
136 | Tortilla | Greater_Kramer | {'Coolwater': 10.0, 'Calcite': 24.5, 'Roadway': 29.4} | 67959.8281 | 0 | 0% | 67959.8281 | 100% | [5 empty] | 94.5182 | 0.1391% | 1080.785 | 1.59% |  | 0 | 0% | 0 | 0% | 36064.0156 | 53.07% | 31895.8125 | 29396.1484 | 43.26% | 38563.6797 | 7572.7139 | 11.14% | 60387.1143 | 49563.2656 | 72.93% | 18396.5625 | 35074.4766 | 51.61% | 32885.3516 | 1714.7306 | 2.523% | 66245.0975
137 | Victor | Greater_Kramer | {'Roadway': 5.1, 'Lugo': 9.6, 'Calcite': 26.9, 'Etiwanda': 29.7, 'Rancho Vista': 29.9} | 75963.0391 | 0 | 0% | 75963.0391 | 100% | [5 empty] | 59.7158 | 0.07861% | 59.0406 | 0.07772% |  | 11384.5508 | 14.99% | 13638.2246 | 17.95% | 32836.2461 | 43.23% | 43126.793 | 43547.8047 | 57.33% | 32415.2344 | 26227.3066 | 34.53% | 49735.7324 | 53818.9609 | 70.85% | 22144.0781 | 20956.6445 | 27.59% | 55006.3945 | 1695.6824 | 2.232% | 74267.3567
138 | Vista | Greater_Kramer | {'San Bernardino': 5.3, 'Etiwanda': 12.4, 'Rancho Vista': 12.8, 'Mira Loma': 14.3, 'El Casco': 14.8, 'Padua': 19.2, 'Chino': 20.8, 'Lee Lake (Proposed)': 21.5, 'Lugo': 22.6, 'Valley': 22.8} | 1769.7355 | 0 | 0% | 1769.7355 | 100% | [5 empty] | 0 | 0% | 0 | 0% |  | 250.941 | 14.18% | 1518.7858 | 85.82% | 1769.7355 | 100% | 0 | 1127.8301 | 63.73% | 641.9054 | 1702.722 | 96.21% | 67.0134 | 1769.7355 | 100% | 0 | 1172.6847 | 66.26% | 597.0508 | 68.1733 | 3.852% | 1701.5622
139 | Encina | Greater_SD | {'Palomar': 2.9, 'San Luis Rey': 5.1, 'Escondido': 12.7, 'Penasquitos': 16.5, 'San Onofre': 20.4, 'Sycamore Canyon': 23.3, 'Kearny': 24.0, 'Talega': 25.7, 'Mission': 26.9, 'Old Town': 26.9} | 1082.6796 | 0 | 0% | 1082.6796 | 100% | [5 empty] | 110.8009 | 10.23% | 0 | 0% |  | 0 | 0% | 0 | 0% | 123.2469 | 11.38% | 959.4326 | 985.3195 | 91.01% | 97.3601 | 1023.3595 | 94.52% | 59.3201 | 1023.3595 | 94.52% | 59.3201 | 17.318 | 1.6% | 1065.3616 | 243.4583 | 22.49% | 839.2213
140 | Escondido | Greater_SD | {'Palomar': 9.9, 'Encina': 12.7, 'San Luis Rey': 13.9, 'Sycamore Canyon': 15.2, 'Penasquitos': 15.5, 'Kearny': 20.2, 'Mission': 23.6, 'Old Town': 25.2, 'Silvergate': 29.7} | 229.5949 | 0 | 0% | 229.5949 | 100% | [5 empty] | 0 | 0% | 0 | 0% |  | 0 | 0% | 0 | 0% | 19.465 | 8.478% | 210.1299 | 184.9008 | 80.53% | 44.694 | 214.0335 | 93.22% | 15.5614 | 214.0335 | 93.22% | 15.5614 | 0 | 0% | 229.5949 | 24.8184 | 10.81% | 204.7764
141 | Kearny | Greater_SD | {'Mission': 3.4, 'Old Town': 5.8, 'Penasquitos': 7.8, 'Sycamore Canyon': 8.3, 'Silvergate': 9.5, 'Miguel': 13.7, 'Bay Boulevard': 15.6, 'Escondido': 20.2, 'Palomar': 21.9, 'Otay Mesa': 22.0, 'Encina': 24.0, 'Suncrest': 26.2, 'San Luis Rey': 28.6} | 5490.4355 | 0 | 0% | 5490.4355 | 100% | [5 empty] | 0 | 0% | 0 | 0% |  | 0 | 0% | 0 | 0% | 91.8068 | 1.672% | 5398.6288 | 1059.0237 | 19.29% | 4431.4119 | 4378.4893 | 79.75% | 1111.9463 | 4396.8125 | 80.08% | 1093.623 | 0 | 0% | 5490.4355 | 79.5202 | 1.448% | 5410.9154
142 | Miguel | Greater_SD | {'Bay Boulevard': 8.1, 'Otay Mesa': 8.3, 'Silvergate': 9.4, 'Mission': 11.6, 'Old Town': 13.6, 'Kearny': 13.7, 'Sycamore Canyon': 16.7, 'Suncrest': 19.7, 'Penasquitos': 21.5} | 5864.4678 | 0 | 0% | 5864.4678 | 100% | [5 empty] | 0 | 0% | 0 | 0% |  | 441.3843 | 7.526% | 5.2302 | 0.08918% | 274.4737 | 4.68% | 5589.9941 | 1285.4165 | 21.92% | 4579.0513 | 4772.7544 | 81.38% | 1091.7134 | 4791.0776 | 81.7% | 1073.3901 | 108.3384 | 1.847% | 5756.1294 | 220.6377 | 3.762% | 5643.83
143 | Mission | Greater_SD | {'Kearny': 3.4, 'Old Town': 3.4, 'Silvergate': 6.1, 'Penasquitos': 10.4, 'Sycamore Canyon': 11.1, 'Miguel': 11.6, 'Bay Boulevard': 12.3, 'Otay Mesa': 19.6, 'Escondido': 23.6, 'Palomar': 24.9, 'Suncrest': 26.5, 'Encina': 26.9} | 5508.8218 | 0 | 0% | 5508.8218 | 100% | [5 empty] | 0 | 0% | 0 | 0% |  | 0 | 0% | 0 | 0% | 91.8068 | 1.667% | 5417.015 | 1054.9795 | 19.15% | 4453.8423 | 4390.5381 | 79.7% | 1118.2837 | 4408.8613 | 80.03% | 1099.9604 | 0 | 0% | 5508.8218 | 86.932 | 1.578% | 5421.8898
144 | Old Town | Greater_SD | {'Mission': 3.4, 'Silvergate': 5.7, 'Kearny': 5.8, 'Penasquitos': 10.6, 'Bay Boulevard': 12.3, 'Miguel': 13.6, 'Sycamore Canyon': 14.0, 'Otay Mesa': 21.1, 'Escondido': 25.2, 'Palomar': 25.2, 'Encina': 26.9, 'Suncrest': 29.8} | 5514.3452 | 0 | 0% | 5514.3452 | 100% | [5 empty] | 0 | 0% | 0 | 0% |  | 0 | 0% | 0 | 0% | 91.8068 | 1.665% | 5422.5384 | 1058.8218 | 19.2% | 4455.5234 | 4394.3804 | 79.69% | 1119.9648 | 4412.7036 | 80.02% | 1101.6416 | 0 | 0% | 5514.3452 | 87.3034 | 1.583% | 5427.0418
145 | Penasquitos | Greater_SD | {'Kearny': 7.8, 'Mission': 10.4, 'Old Town': 10.6, 'Sycamore Canyon': 10.9, 'Palomar': 14.6, 'Escondido': 15.5, 'Silvergate': 16.0, 'Encina': 16.5, 'San Luis Rey': 21.2, 'Miguel': 21.5, 'Bay Boulevard': 22.6, 'Otay Mesa': 29.7} | 1971.821 | 0 | 0% | 1971.821 | 100% | [5 empty] | 0 | 0% | 0 | 0% |  | 0 | 0% | 0 | 0% | 51.785 | 2.626% | 1920.0361 | 255.4878 | 12.96% | 1716.3332 | 1222.5181 | 62% | 749.303 | 1222.5181 | 62% | 749.303 | 0 | 0% | 1971.821 | 29.39 | 1.491% | 1942.431
146 | San Luis Rey | Greater_SD | {'Encina': 5.1, 'Palomar': 6.7, 'Escondido': 13.9, 'San Onofre': 16.8, 'Penasquitos': 21.2, 'Talega': 21.6, 'Sycamore Canyon': 26.8, 'Capistrano': 28.2, 'Kearny': 28.6, 'Margarita': 28.8} | 1033.1699 | 0 | 0% | 1033.1699 | 100% | [5 empty] | 110.8009 | 10.72% | 0 | 0% |  | 0 | 0% | 0 | 0% | 120.9469 | 11.71% | 912.223 | 928.4829 | 89.87% | 104.687 | 971.691 | 94.05% | 61.4789 | 971.691 | 94.05% | 61.4789 | 18.0543 | 1.747% | 1015.1157 | 235.6818 | 22.81% | 797.4881
147 | Sycamore Canyon | Greater_SD | {'Kearny': 8.3, 'Penasquitos': 10.9, 'Mission': 11.1, 'Old Town': 14.0, 'Escondido': 15.2, 'Silvergate': 16.6, 'Miguel': 16.7, 'Palomar': 20.6, 'Suncrest': 21.6, 'Bay Boulevard': 21.6, 'Encina': 23.3, 'Otay Mesa': 24.6, 'San Luis Rey': 26.8} | 111.7165 | 0 | 0% | 111.7165 | 100% | [5 empty] | 0 | 0% | 0 | 0% |  | 0 | 0% | 0 | 0% | 8.7951 | 7.873% | 102.9215 | 64.8963 | 58.09% | 46.8202 | 84.9897 | 76.08% | 26.7268 | 84.9897 | 76.08% | 26.7268 | 0 | 0% | 111.7165 | 8.5876 | 7.687% | 103.129
148 | Talega | Greater_SD | {'San Onofre': 5.8, 'Capistrano': 6.8, 'Margarita': 7.4, 'Trabuco': 9.6, 'Viejo': 15.3, 'Santiago': 18.5, 'San Luis Rey': 21.6, 'Lee Lake (Proposed)': 21.6, 'Johanna': 24.2, 'Encina': 25.7, 'Ellis': 26.8, 'Huntington Beach': 27.0, 'Palomar': 28.1, 'Serrano': 28.8, 'Villa Park': 29.2} | 966.397 | 0 | 0% | 966.397 | 100% | [5 empty] | 0 | 0% | 0 | 0% |  | 48.0182 | 4.969% | 0 | 0% | 0 | 0% | 966.397 | 342.4225 | 35.43% | 623.9745 | 844.9465 | 87.43% | 121.4505 | 844.9465 | 87.43% | 121.4505 | 18.0543 | 1.868% | 948.3427 | 17.747 | 1.836% | 948.65
149 | Martin | Peninsula_Monterey | {'East Shore': 16.9, 'Ignacio': 26.8, 'Martinez': 26.8, 'Newark': 27.1, 'Carquinez': 28.2, 'Clayton': 29.2} | 24335.8242 | 0 | 0% | 24335.8242 | 100% | [5 empty] | 70.4572 | 0.2895% | 165.9819 | 0.682% |  | 508.5446 | 2.09% | 7111.9097 | 29.22% | 6914.9814 | 28.41% | 17420.8428 | 11378.6484 | 46.76% | 12957.1758 | 15742.9893 | 64.69% | 8592.835 | 16446.7676 | 67.58% | 7889.0566 | 5761.5493 | 23.68% | 18574.2749 | 1466.5538 | 6.026% | 22869.2704
150 | Bellota | Solano | {'Lockeford': 10.7, 'Camanche': 13.7, 'Weber': 14.0, 'Riverbank': 18.0, 'Stagg': 18.3, 'Ripon': 19.3, 'Eight Mile': 20.0, 'Vierra': 20.7, 'Warnerville': 22.1, 'Peoria': 29.2} | 82815.1562 | 0 | 0% | 82815.1562 | 100% | [5 empty] | 44606.418 | 53.86% | 11913.2793 | 14.39% |  | 912.7952 | 1.102% | 0 | 0% | 47840.4688 | 57.77% | 34974.6875 | 2986.4707 | 3.606% | 79828.6855 | 16589.1797 | 20.03% | 66225.9766 | 54520.3438 | 65.83% | 28294.8125 | 11951.7637 | 14.43% | 70863.3926 | 4370.9238 | 5.278% | 78444.2324
151 | Ripon | Solano | {'Vierra': 7.6, 'Weber': 12.4, 'Westley': 12.6, 'Riverbank': 13.1, 'Warnerville': 18.8, 'Bellota': 19.3, 'Stagg': 19.7, 'Tesla': 23.1, 'Green Ridge Midway': 24.2, 'Eight Mile': 24.4, 'Lockeford': 25.0, 'Kelso': 25.1, 'Delta Switching Yard': 26.1} | 154814.5312 | 0 | 0% | 154814.5312 | 100% | [5 empty] | 48223.3555 | 31.15% | 93181.9609 | 60.19% |  | 0 | 0% | 0 | 0% | 67720.1172 | 43.74% | 87094.4141 | 7471.2759 | 4.826% | 147343.2554 | 8865.2598 | 5.726% | 145949.2715 | 70067.7891 | 45.26% | 84746.7422 | 0 | 0% | 154814.5312 | 4243.9536 | 2.741% | 150570.5776
152 | Lockeford | Solano | {'Camanche': 9.9, 'Bellota': 10.7, 'Eight Mile': 12.5, 'Stagg': 13.4, 'Weber': 14.3, 'Vierra': 22.9, 'Grand Island': 24.7, 'Ripon': 25.0, 'Riverbank': 27.7} | 26116.4727 | 3547.0317 | 13.58% | 22569.4409 | 86.42% | [5 empty] | 5336.6724 | 20.43% | 17938.748 | 68.69% |  | 0 | 0% | 0 | 0% | 0 | 0% | 26116.4727 | 4996.8306 | 19.13% | 21119.6421 | 5777.0684 | 22.12% | 20339.4043 | 5777.0684 | 22.12% | 20339.4043 | 0 | 0% | 26116.4727 | 1519.4019 | 5.818% | 24597.0708
153 | Stagg | Solano | {'Eight Mile': 4.8, 'Weber': 7.7, 'Lockeford': 13.4, 'Vierra': 14.0, 'Bellota': 18.3, 'Brentwood': 18.6, 'Kelso': 19.3, 'Ripon': 19.7, 'Delta Switching Yard': 19.9, 'Grand Island': 21.1, 'Green Ridge Midway': 22.5, 'Lone Tree': 22.6, 'Tesla': 22.7, 'Camanche': 23.3, 'Contra Costa': 23.7, 'Birds Landing': 27.8, 'Riverbank': 28.6, 'Cayetano': 29.0, 'Westley': 29.6, 'Shilo III': 29.8} | 150579.1719 | 3489.8186 | 2.318% | 147089.3533 | 97.68% | [5 empty] | 12690.5527 | 8.428% | 116706.5156 | 77.51% |  | 0 | 0% | 0 | 0% | 29787.8184 | 19.78% | 120791.3535 | 22963.1016 | 15.25% | 127616.0703 | 22963.1016 | 15.25% | 127616.0703 | 45049.7695 | 29.92% | 105529.4023 | 0 | 0% | 150579.1719 | 11197.2969 | 7.436% | 139381.875
154 | Weber | Solano | {'Stagg': 7.7, 'Vierra': 8.6, 'Eight Mile': 12.2, 'Ripon': 12.4, 'Bellota': 14.0, 'Lockeford': 14.3, 'Riverbank': 20.9, 'Kelso': 21.5, 'Delta Switching Yard': 22.4, 'Tesla': 22.8, 'Green Ridge Midway': 23.2, 'Camanche': 23.4, 'Westley': 23.6, 'Brentwood': 23.8, 'Warnerville': 26.9, 'Lone Tree': 28.4, 'Grand Island': 28.8} | 133970.4688 | 0 | 0% | 133970.4688 | 100% | [5 empty] | 30019.5586 | 22.41% | 93651.4219 | 69.9% |  | 0 | 0% | 0 | 0% | 36264.7734 | 27.07% | 97705.6953 | 4448.1055 | 3.32% | 129522.3633 | 4654.042 | 3.474% | 129316.4268 | 39413.0117 | 29.42% | 94557.457 | 0 | 0% | 133970.4688 | 4787.751 | 3.574% | 129182.7178
155 | Carrizo Plains | Kern_Greater_Carrizo | {'Solar SS': 1.1, 'Caliente': 6.9, 'Kernridge': 17.5, 'Temblor': 19.4, 'Cholame': 26.9, 'Arco': 28.2} | 72580.4453 | 0 | 0% | 72580.4453 | 100% | [5 empty] | 68.7363 | 0.0947% | 0 | 0% |  | 12388.7021 | 17.07% | 0 | 0% | 30919.5566 | 42.6% | 41660.8887 | 2287.4119 | 3.152% | 70293.0334 | 6643.9829 | 9.154% | 65936.4624 | 35228.3633 | 48.54% | 37352.082 | 50232.625 | 69.21% | 22347.8203 | 1028.9021 | 1.418% | 71551.5432
156 | Cholame | Kern_Greater_Carrizo | {'Templeton': 21.4, 'Avenal': 23.6, 'Arco': 24.5, 'Solar SS': 26.1, 'Carrizo Plains': 26.9} | 83312.1875 | 0 | 0% | 83312.1875 | 100% | [5 empty] | 4743.7461 | 5.694% | 191.7172 | 0.2301% |  | 8065.7754 | 9.681% | 0 | 0% | 49088.6406 | 58.92% | 34223.5469 | 5161.6577 | 6.196% | 78150.5298 | 14787.4492 | 17.75% | 68524.7383 | 52205.3672 | 62.66% | 31106.8203 | 49084.043 | 58.92% | 34228.1445 | 801.0189 | 0.9615% | 82511.1686
157 | Mesa | Kern_Greater_Carrizo | {'Oceano': 9.7, 'Sisquoc': 11.4, 'San Luis Obispo': 20.2, 'Mustang': 23.9, 'Cabrillo': 25.2, 'Diablo': 26.5} | 39789.6836 | 0 | 0% | 39789.6836 | 100% | [5 empty] | 1826.7477 | 4.591% | 2772.3501 | 6.968% |  | 8223.1084 | 20.67% | 16366.8877 | 41.13% | 9308.2568 | 23.39% | 30481.4268 | 465.5419 | 1.17% | 39324.1417 | 11754.4473 | 29.54% | 28035.2363 | 14661.1143 | 36.85% | 25128.5693 | 25381.4004 | 63.79% | 14408.2832 | 2993.0242 | 7.522% | 36796.6594
158 | Oceano | Kern_Greater_Carrizo | {'Mesa': 9.7, 'San Luis Obispo': 11.5, 'Mustang': 15.2, 'Diablo': 17.0, 'Sisquoc': 20.9, 'Morro Bay': 24.4} | 38783.0938 | 0 | 0% | 38783.0938 | 100% | [5 empty] | 1880.2588 | 4.848% | 2803.7732 | 7.229% |  | 9792.4463 | 25.25% | 16561.2734 | 42.7% | 11629.0449 | 29.98% | 27154.0488 | 770.001 | 1.985% | 38013.0927 | 14255.0029 | 36.76% | 24528.0908 | 17624.2305 | 45.44% | 21158.8633 | 22482.7441 | 57.97% | 16300.3496 | 3588.0811 | 9.252% | 35195.0127
159 | San Luis Obispo | Kern_Greater_Carrizo | {'Mustang': 3.7, 'Oceano': 11.5, 'Diablo': 12.4, 'Morro Bay': 14.7, 'Mesa': 20.2, 'Templeton': 20.4} | 53233.332 | 0 | 0% | 53233.332 | 100% | [5 empty] | 239.8115 | 0.4505% | 116.3666 | 0.2186% |  | 15175.29 | 28.51% | 36270.0508 | 68.13% | 21287.832 | 39.99% | 31945.5 | 9932.7441 | 18.66% | 43300.5879 | 27875.9102 | 52.37% | 25357.4219 | 34427.4727 | 64.67% | 18805.8594 | 34721.3008 | 65.22% | 18512.0312 | 3663.1821 | 6.881% | 49570.1499
160 | Templeton | Kern_Greater_Carrizo | {'Morro Bay': 15.9, 'Mustang': 16.7, 'San Luis Obispo': 20.4, 'Cholame': 21.4, 'Diablo': 25.2} | 116782.8047 | 0 | 0% | 116782.8047 | 100% | [5 empty] | 10206.9678 | 8.74% | 2561.2522 | 2.193% |  | 45370.2227 | 38.85% | 32853.457 | 28.13% | 40427.9062 | 34.62% | 76354.8984 | 22312.1758 | 19.11% | 94470.6289 | 38747.5586 | 33.18% | 78035.2461 | 57876.5117 | 49.56% | 58906.293 | 48685.957 | 41.69% | 68096.8477 | 5709.5967 | 4.889% | 111073.208
161 | Sisquoc | Kern_Greater_Carrizo | {'Mesa': 11.4, 'Cabrillo': 17.3, 'Oceano': 20.9} | 36391.3398 | 0 | 0% | 36391.3398 | 100% | [5 empty] | 1611.1577 | 4.427% | 1999.2719 | 5.494% |  | 18378.6816 | 50.5% | 9892.7627 | 27.18% | 16309.6592 | 44.82% | 20081.6807 | 1294.2246 | 3.556% | 35097.1152 | 16831.6738 | 46.25% | 19559.666 | 24645.7988 | 67.72% | 11745.541 | 22682.875 | 62.33% | 13708.4648 | 943.9698 | 2.594% | 35447.3701
162 | Goleta | Kern_Greater_Carrizo | {} | 10312.9404 | 0 | 0% | 10312.9404 | 100% | [5 empty] | 699.3289 | 6.781% | 264.9263 | 2.569% |  | 4134.3379 | 40.09% | 3297.0044 | 31.97% | 6885.959 | 66.77% | 3426.9814 | 148.1811 | 1.437% | 10164.7593 | 868.6819 | 8.423% | 9444.2585 | 7754.6411 | 75.19% | 2558.2993 | 3110.1331 | 30.16% | 7202.8074 | 643.6979 | 6.242% | 9669.2426
163 | Schulte Switching Station | Peninsula_Monterey | {'Los Esteros': 3.7, 'Newark': 8.7, 'Hicks': 10.3, 'Coyote': 15.7, 'Metcalf': 15.7, 'East Shore': 19.3, 'Cayetano': 26.9} | 6381.1655 | 0 | 0% | 6381.1655 | 100% | [5 empty] | 93.6666 | 1.468% | 8.8494 | 0.1387% |  | 2217.1514 | 34.75% | 3059.6992 | 47.95% | 4488.8179 | 70.34% | 1892.3477 | 1139.2686 | 17.85% | 5241.897 | 4096.7192 | 64.2% | 2284.4463 | 5154.998 | 80.78% | 1226.1675 | 2336.2493 | 36.61% | 4044.9163 | 1032.7976 | 16.19% | 5348.3679
164 | Hicks | Peninsula_Monterey | {'Coyote': 8.5, 'Metcalf': 8.8, 'Schulte Switching Station': 10.3, 'Los Esteros': 13.5, 'Newark': 19.0, 'East Shore': 29.5} | 9614.0176 | 0 | 0% | 9614.0176 | 100% | [5 empty] | 86.9817 | 0.9047% | 18.1265 | 0.1885% |  | 1238.5243 | 12.88% | 8375.5068 | 87.12% | 6967.2915 | 72.47% | 2646.7261 | 46.2702 | 0.4813% | 9567.7474 | 6513.0732 | 67.75% | 3100.9443 | 8995.6748 | 93.57% | 618.3428 | 4393.4531 | 45.7% | 5220.5645 | 134.5442 | 1.399% | 9479.4734
165 | Cottonwood | Northern_California | {'Jessup': 5.5} | 116583.7031 | 8712.2812 | 7.473% | 107871.4219 | 92.53% | [5 empty] | 1346.8547 | 1.155% | 1196.0924 | 1.026% |  | 103546.0469 | 88.82% | 3216.9937 | 2.759% | 43564.0039 | 37.37% | 73019.6992 | 6777.1128 | 5.813% | 109806.5903 | 4991.0264 | 4.281% | 111592.6768 | 47683.9141 | 40.9% | 68899.7891 | 52151.5781 | 44.73% | 64432.125 | 5381.0439 | 4.616% | 111202.6592
166 | Jessup | Northern_California | {'Cottonwood': 5.5} | 96912.8438 | 3240.3694 | 3.344% | 93672.4744 | 96.66% | [5 empty] | 1105.2867 | 1.14% | 1158.8083 | 1.196% |  | 81201.7422 | 83.79% | 9275.8975 | 9.571% | 37962.4609 | 39.17% | 58950.3828 | 8043.2026 | 8.299% | 88869.6411 | 6498.2793 | 6.705% | 90414.5645 | 43535.2695 | 44.92% | 53377.5742 | 40646.0117 | 41.94% | 56266.832 | 3308.0481 | 3.413% | 93604.7957
167 | Round Mountain | Northern_California | {'Cove Rd': 4.9, 'Pit 1': 26.2} | 179523.3906 | 3962.6135 | 2.207% | 175560.7771 | 97.79% | [5 empty] | 562.7067 | 0.3134% | 84.4565 | 0.04704% |  | 170791.7344 | 95.14% | 7407.3462 | 4.126% | 95921.3281 | 53.43% | 83602.0625 | 43354.8203 | 24.15% | 136168.5703 | 51223.4258 | 28.53% | 128299.9648 | 121371.9844 | 67.61% | 58151.4062 | 126422.6562 | 70.42% | 53100.7344 | 8847.4287 | 4.928% | 170675.9619
168 | Carquinez | Solano | {'Martinez': 8.9, 'Tulucay': 10.9, 'Ignacio': 15.9, 'Clayton': 18.3, 'Pittsburg': 19.5, 'Peabody': 20.2, 'Lakeville': 21.2, 'Shilo III': 22.5, 'Birds Landing': 22.9, 'Contra Costa': 26.1, 'Vaca Dixon': 27.9, 'Martin (San Francisco H)': 28.2, 'Penngrove': 28.2, 'Lone Tree': 28.4} | 56051.5938 | 1045.6541 | 1.866% | 55005.9397 | 98.13% | [5 empty] | 1503.9324 | 2.683% | 2515.3582 | 4.488% |  | 18346.0859 | 32.73% | 133.1611 | 0.2376% | 17127.9629 | 30.56% | 38923.6309 | 16970.7441 | 30.28% | 39080.8496 | 24566.9629 | 43.83% | 31484.6309 | 40856.0078 | 72.89% | 15195.5859 | 12883.8838 | 22.99% | 43167.71 | 10573.3887 | 18.86% | 45478.2051
169 | Peabody | Solano | {'Vaca Dixon': 8.4, 'Shilo III': 10.5, 'Birds Landing': 13.5, 'Tulucay': 16.3, 'Putah Creek': 16.4, 'Pittsburg': 17.6, 'Carquinez': 20.2, 'Martinez': 20.3, 'Grand Island': 21.0, 'Davis': 22.0, 'Contra Costa': 22.2, 'Clayton': 23.6, 'Lone Tree': 26.1, 'Woodland': 29.5, 'Brentwood': 29.9} | 158325.8906 | 7859.3286 | 4.964% | 150466.562 | 95.04% | [5 empty] | 32934.7539 | 20.8% | 29392.4375 | 18.56% |  | 40986.1055 | 25.89% | 0 | 0% | 62236.5195 | 39.31% | 96089.3711 | 36929.0742 | 23.32% | 121396.8164 | 37919.3633 | 23.95% | 120406.5273 | 94381.9688 | 59.61% | 63943.9219 | 33292.2344 | 21.03% | 125033.6562 | 29702.7305 | 18.76% | 128623.1602
170 | Vaca Dixon | Solano | {'Peabody': 8.4, 'Putah Creek': 9.3, 'Davis': 14.2, 'Shilo III': 16.5, 'Birds Landing': 19.7, 'Woodland': 21.0, 'Grand Island': 21.4, 'Tulucay': 21.6, 'Pittsburg': 25.2, 'Carquinez': 27.9, 'Contra Costa': 28.7, 'Martinez': 28.7} | 165650.6719 | 13324.3652 | 8.044% | 152326.3066 | 91.96% | [5 empty] | 25106.5176 | 15.16% | 71215.3203 | 42.99% |  | 35059.4453 | 21.16% | 0 | 0% | 50854.7969 | 30.7% | 114795.875 | 23539.6484 | 14.21% | 142111.0234 | 23824.8438 | 14.38% | 141825.8281 | 73993.0547 | 44.67% | 91657.6172 | 26830.5625 | 16.2% | 138820.1094 | 20896.0898 | 12.61% | 144754.582
171 | Bellevue | Mendocino_Marin | {'Penngrove': 4.7, 'Fulton': 8.6, 'Lakeville': 11.3, 'Ignacio': 22.9, 'Tulucay': 25.8, 'Geysers': 26.0} | 73138.0625 | 0 | 0% | 73138.0625 | 100% | [5 empty] | 5951.6328 | 8.138% | 1400.1028 | 1.914% |  | 37425.3945 | 51.17% | 25898.6484 | 35.41% | 46488.7188 | 63.56% | 26649.3438 | 18873.918 | 25.81% | 54264.1445 | 43261.5078 | 59.15% | 29876.5547 | 61842.4375 | 84.56% | 11295.625 | 50665.5938 | 69.27% | 22472.4688 | 4359.52 | 5.961% | 68778.5425
172 | Cloverdale | Mendocino_Marin | {'Eagle Rock': 11.0, 'Hopland': 12.7, 'Geysers': 14.1, 'Fulton': 24.7, 'Ukiah': 25.8, 'Calpella': 29.3} | 110926.6016 | 0 | 0% | 110926.6016 | 100% | [5 empty] | 2060.8198 | 1.858% | 1336.8333 | 1.205% |  | 64959.625 | 58.56% | 42946.832 | 38.72% | 83855.3828 | 75.6% | 27071.2188 | 35653.5977 | 32.14% | 75273.0039 | 63507.5469 | 57.25% | 47419.0547 | 99993.875 | 90.14% | 10932.7266 | 79218.4531 | 71.42% | 31708.1484 | 1051.2549 | 0.9477% | 109875.3467
173 | Fulton | Mendocino_Marin | {'Bellevue': 8.6, 'Penngrove': 13.3, 'Geysers': 17.7, 'Lakeville': 19.6, 'Eagle Rock': 23.0, 'Cloverdale': 24.7} | 35583.3125 | 0 | 0% | 35583.3125 | 100% | [5 empty] | 1195.1567 | 3.359% | 932.6992 | 2.621% |  | 3239.5059 | 9.104% | 31221.3262 | 87.74% | 18384.3926 | 51.67% | 17198.9199 | 8054.7339 | 22.64% | 27528.5786 | 18897.748 | 53.11% | 16685.5645 | 27509.1211 | 77.31% | 8074.1914 | 22180.5527 | 62.33% | 13402.7598 | 772.2843 | 2.17% | 34811.0282
174 | Lakeville | Mendocino_Marin | {'Penngrove': 7.0, 'Bellevue': 11.3, 'Ignacio': 12.2, 'Tulucay': 17.0, 'Fulton': 19.6, 'Carquinez': 21.2} | 65100.2852 | 0 | 0% | 65100.2852 | 100% | [5 empty] | 5527.2212 | 8.49% | 865.4608 | 1.329% |  | 45435.1992 | 69.79% | 14553.374 | 22.36% | 49351.6484 | 75.81% | 15748.6367 | 17597.4512 | 27.03% | 47502.834 | 36483.3633 | 56.04% | 28616.9219 | 57668.1289 | 88.58% | 7432.1562 | 48612.6914 | 74.67% | 16487.5938 | 4298.8076 | 6.603% | 60801.4775
175 | Penngrove | Mendocino_Marin | {'Bellevue': 4.7, 'Lakeville': 7.0, 'Fulton': 13.3, 'Ignacio': 18.2, 'Tulucay': 22.9, 'Carquinez': 28.2} | 76059.1875 | 0 | 0% | 76059.1875 | 100% | [5 empty] | 6154.5942 | 8.092% | 1174.0474 | 1.544% |  | 49857.3984 | 65.55% | 16413.1816 | 21.58% | 55916.125 | 73.52% | 20143.0625 | 18603.4551 | 24.46% | 57455.7324 | 44009.25 | 57.86% | 32049.9375 | 67478.5703 | 88.72% | 8580.6172 | 57921.168 | 76.15% | 18138.0195 | 4622.4604 | 6.077% | 71436.7271
176 | Warnerville | Central_Valley_North_Los_Banos | {'Riverbank': 6.1, 'Ripon': 18.8, 'UltraPower Chinese Station': 19.9, 'Peoria': 20.0, 'Bellota': 22.1, 'Westley': 24.8, 'Vierra': 26.1, 'Weber': 26.9} | 257981.9062 | 0 | 0% | 257981.9062 | 100% | [5 empty] | 103335.8828 | 40.06% | 54168.1016 | 21% |  | 10847.8574 | 4.205% | 0 | 0% | 176164.9062 | 68.29% | 81817 | 41781.7734 | 16.2% | 216200.1328 | 81500.9141 | 31.59% | 176480.9922 | 197643.1562 | 76.61% | 60338.75 | 74758.6562 | 28.98% | 183223.25 | 20973.1934 | 8.13% | 237008.7129
177 | Riverbank | Central_Valley_North_Los_Banos | {'Warnerville': 6.1, 'Ripon': 13.1, 'Bellota': 18.0, 'Vierra': 20.1, 'Weber': 20.9, 'Westley': 20.9, 'Peoria': 24.2, 'UltraPower Chinese Station': 24.6, 'Lockeford': 27.7, 'Stagg': 28.6} | 233468.8125 | 0 | 0% | 233468.8125 | 100% | [5 empty] | 90153.0078 | 38.61% | 75252.5156 | 32.23% |  | 3768.7268 | 1.614% | 0 | 0% | 145753.7812 | 62.43% | 87715.0312 | 19222.1895 | 8.233% | 214246.623 | 52371.1445 | 22.43% | 181097.668 | 163197.4844 | 69.9% | 70271.3281 | 43597.7266 | 18.67% | 189871.0859 | 12847.0986 | 5.503% | 220621.7139
178 | Pease | Northern_California | {'East Marysville': 5.4, 'Olivehurst': 8.3, 'Honcut': 11.0, 'Rio Oso': 19.3, 'Palermo': 21.1, 'Wyandotte': 23.1, 'Thermalito': 23.8, 'Table Mountain': 26.6} | 229497.6562 | 231.6612 | 0.1009% | 229265.995 | 99.9% | [5 empty] | 61738.1875 | 26.9% | 101589.6953 | 44.27% |  | 53.7977 | 0.02344% | 0 | 0% | 118261.2188 | 51.53% | 111236.4375 | 32698.8887 | 14.25% | 196798.7676 | 82782.1641 | 36.07% | 146715.4922 | 168780.6406 | 73.54% | 60717.0156 | 12737.3574 | 5.55% | 216760.2988 | 20501.5098 | 8.933% | 208996.1465
179 | Rio Oso | Northern_California | {'Pleasant Grove': 11.6, 'Olivehurst': 11.6, 'East Marysville': 16.6, 'Pease': 19.3, 'Higgins': 21.6, 'Woodland': 23.7, 'Gold Hill': 26.2, 'Honcut': 27.5} | 143918.1094 | 0 | 0% | 143918.1094 | 100% | [5 empty] | 48222.4922 | 33.51% | 64233.418 | 44.63% |  | 600.8057 | 0.4175% | 0 | 0% | 68146.6719 | 47.35% | 75771.4375 | 9316.665 | 6.474% | 134601.4443 | 52260.4023 | 36.31% | 91657.707 | 95670.7422 | 66.48% | 48247.3672 | 580.3508 | 0.4033% | 143337.7585 | 20131.5352 | 13.99% | 123786.5742
180 | Alpaugh | Central_Valley_North_Los_Banos | {'Olive': 4.6, 'Corcoran': 11.5, 'Smyrna': 17.0, 'Vestal': 22.5, 'GWF Hanford Sw Sta': 23.7, 'Semitropic': 25.1, 'Charca': 25.6, 'Goose Lake': 25.9, 'Rector': 26.4, 'Leprino Jct': 28.4, 'Arco': 28.7} | 0 | 0 | 0% | 0 | 0% | [5 empty] | 0 | 0% | 0 | 0% |  | 0 | 0% | 0 | 0% | 0 | 0% | 0 | 0 | 0% | 0 | 0 | 0% | 0 | 0 | 0% | 0 | 0 | 0% | 0 | 0 | 0% | 0
181 | Rector | Central_Valley_North_Los_Banos | {'Springville': 21.8, 'Reedley': 22.0, 'Corcoran': 22.0, 'GWF Hanford Sw Sta': 22.6, 'Kingsburg': 22.7, 'Wahtoke': 24.4, 'Alpaugh': 26.4} | 0 | 0 | 0% | 0 | 0% | [5 empty] | 0 | 0% | 0 | 0% |  | 0 | 0% | 0 | 0% | 0 | 0% | 0 | 0 | 0% | 0 | 0 | 0% | 0 | 0 | 0% | 0 | 0 | 0% | 0 | 0 | 0% | 0
182 | Springville | Central_Valley_North_Los_Banos | {'Vestal': 20.1, 'Rector': 21.8} | 0 | 0 | 0% | 0 | 0% | [5 empty] | 0 | 0% | 0 | 0% |  | 0 | 0% | 0 | 0% | 0 | 0% | 0 | 0 | 0% | 0 | 0 | 0% | 0 | 0 | 0% | 0 | 0 | 0% | 0 | 0 | 0% | 0
183 | Vestal | Central_Valley_North_Los_Banos | {'Springville': 20.1, 'Olive': 20.6, 'Poso Mountain': 20.8, 'Charca': 21.0, 'Smyrna': 22.5, 'Alpaugh': 22.5, 'Lerdo': 23.9, 'Semitropic': 25.9, 'Shafter': 26.1, 'Sycamore': 27.4, 'Kern Oil': 27.9, '7th Standard': 27.9, 'Rio Bravo': 29.3} | 0 | 0 | 0% | 0 | 0% | [5 empty] | 0 | 0% | 0 | 0% |  | 0 | 0% | 0 | 0% | 0 | 0% | 0 | 0 | 0% | 0 | 0 | 0% | 0 | 0 | 0% | 0 | 0 | 0% | 0 | 0 | 0% | 0
184 | UltraPower Chinese Station | El_Dorado_Mariposa | {'Peoria': 2.3, 'Curtis': 11.1, 'Warnerville': 19.9, 'Riverbank': 24.6} | 76688.4141 | 0 | 0% | 76688.4141 | 100% | [5 empty] | 13570.7803 | 17.7% | 2365.7214 | 3.085% |  | 13752.3301 | 17.93% | 0 | 0% | 69183.25 | 90.21% | 7505.1641 | 19473.8398 | 25.39% | 57214.5742 | 27877.1094 | 36.35% | 48811.3047 | 70681.0859 | 92.17% | 6007.3281 | 61133.1094 | 79.72% | 15555.3047 | 9794.6787 | 12.77% | 66893.7354
185 | Curtis | El_Dorado_Mariposa | {'Peoria': 10.9, 'UltraPower Chinese Station': 11.1, 'Donnells': 24.4} | 0 | 0 | 0% | 0 | 0% | [5 empty] | 0 | 0% | 0 | 0% |  | 0 | 0% | 0 | 0% | 0 | 0% | 0 | 0 | 0% | 0 | 0 | 0% | 0 | 0 | 0% | 0 | 0 | 0% | 0 | 0 | 0% | 0
186 | Peoria | El_Dorado_Mariposa | {'UltraPower Chinese Station': 2.3, 'Curtis': 10.9, 'Warnerville': 20.0, 'Riverbank': 24.2, 'Bellota': 29.2} | 74022.625 | 0 | 0% | 74022.625 | 100% | [5 empty] | 10495.5947 | 14.18% | 1776.4496 | 2.4% |  | 16496.7266 | 22.29% | 0 | 0% | 67907.7266 | 91.74% | 6114.8984 | 18431.2754 | 24.9% | 55591.3496 | 26007.4219 | 35.13% | 48015.2031 | 68343.5469 | 92.33% | 5679.0781 | 60652.168 | 81.94% | 13370.457 | 8293.7881 | 11.2% | 65728.8369
187 | Moorpark | Greater_LA | {'Santa Clara': 16.2, 'Mandalay': 20.4, 'Saugus': 21.1, 'Pardee': 21.3, 'Sylmar': 23.1} | 27940.7617 | 0 | 0% | 27940.7617 | 100% | [5 empty] | 457.6039 | 1.638% | 2428.2747 | 8.691% |  | 1130.8591 | 4.047% | 26801.9629 | 95.92% | 21175.9727 | 75.79% | 6764.7891 | 0 | 0% | 27940.7617 | 241.5491 | 0.8645% | 27699.2126 | 21175.9727 | 75.79% | 6764.7891 | 13736.3232 | 49.16% | 14204.4385 | 3939.2952 | 14.1% | 24001.4666
188 | Santa Clara | Greater_LA | {'Mandalay': 7.5, 'Moorpark': 16.2} | 2447.6086 | 0 | 0% | 2447.6086 | 100% | [5 empty] | 5.6676 | 0.2316% | 3.041 | 0.1242% |  | 76.5223 | 3.126% | 0.14551 | 0.005945% | 649.1635 | 26.52% | 1798.4452 | 1376.5107 | 56.24% | 1071.0979 | 2005.2695 | 81.93% | 442.3391 | 2005.2695 | 81.93% | 442.3391 | 0 | 0% | 2447.6086 | 1134.9814 | 46.37% | 1312.6272
189 | Davis | Solano | {'Woodland': 9.3, 'Vaca Dixon': 14.2, 'Putah Creek': 14.2, 'Peabody': 22.0, 'Grand Island': 23.0, 'Shilo III': 26.7, 'Birds Landing': 29.5, 'Pleasant Grove': 30.0} | 152215.6562 | 10917.1523 | 7.172% | 141298.5039 | 92.83% | [5 empty] | 29502.1758 | 19.38% | 101693.7578 | 66.81% |  | 243.895 | 0.1602% | 0 | 0% | 49379.3672 | 32.44% | 102836.2891 | 12891.1475 | 8.469% | 139324.5088 | 28588.3496 | 18.78% | 123627.3066 | 63034.543 | 41.41% | 89181.1133 | 427.6646 | 0.281% | 151787.9916 | 7908.0425 | 5.195% | 144307.6138
190 | Putah Creek | Solano | {'Vaca Dixon': 9.3, 'Davis': 14.2, 'Peabody': 16.4, 'Woodland': 16.7, 'Tulucay': 24.1, 'Shilo III': 25.7, 'Birds Landing': 28.9, 'Grand Island': 29.8} | 145886.1406 | 6947.6152 | 4.762% | 138938.5254 | 95.24% | [5 empty] | 13370.4082 | 9.165% | 66311.6562 | 45.45% |  | 47637.2266 | 32.65% | 0 | 0% | 81818.4297 | 56.08% | 64067.7109 | 10118.9609 | 6.936% | 135767.1797 | 10307.4199 | 7.065% | 135578.7207 | 85982.75 | 58.94% | 59903.3906 | 39003.6133 | 26.74% | 106882.5273 | 5445.6045 | 3.733% | 140440.5361
191 | East Marysville | Northern_California | {'Olivehurst': 5.0, 'Pease': 5.4, 'Honcut': 11.0, 'Rio Oso': 16.6, 'Palermo': 20.2, 'Wyandotte': 22.7, 'Thermalito': 24.5, 'Higgins': 26.6, 'Pleasant Grove': 27.3, 'Table Mountain': 27.4, 'Brunswick': 28.6} | 201126.3125 | 231.6612 | 0.1152% | 200894.6513 | 99.88% | [5 empty] | 54381.2617 | 27.04% | 86548.3906 | 43.03% |  | 612.8251 | 0.3047% | 0 | 0% | 107869.4141 | 53.63% | 93256.8984 | 17612.7852 | 8.757% | 183513.5273 | 54005.9922 | 26.85% | 147120.3203 | 145931.2969 | 72.56% | 55195.0156 | 10886.2217 | 5.413% | 190240.0908 | 23588.168 | 11.73% | 177538.1445
192 | Olivehurst | Northern_California | {'East Marysville': 5.0, 'Pease': 8.3, 'Rio Oso': 11.6, 'Honcut': 16.0, 'Pleasant Grove': 22.6, 'Higgins': 24.5, 'Palermo': 25.1, 'Wyandotte': 27.6, 'Brunswick': 28.9, 'Thermalito': 29.5} | 220340.2812 | 231.6612 | 0.1051% | 220108.62 | 99.89% | [5 empty] | 62820.1758 | 28.51% | 105748.9062 | 47.99% |  | 1213.6309 | 0.5508% | 0 | 0% | 102901.9531 | 46.7% | 117438.3281 | 19880.6211 | 9.023% | 200459.6602 | 74327.3594 | 33.73% | 146012.9219 | 149734.9531 | 67.96% | 70605.3281 | 4924.4609 | 2.235% | 215415.8203 | 23699.916 | 10.76% | 196640.3652
193 | Morro Bay | Kern_Greater_Carrizo | {'Diablo': 10.9, 'Mustang': 12.2, 'San Luis Obispo': 14.7, 'Templeton': 15.9, 'Oceano': 24.4} | 64121.4961 | 0 | 0% | 64121.4961 | 100% | [5 empty] | 389.7694 | 0.6079% | 231.9591 | 0.3617% |  | 13486.957 | 21.03% | 40466.1406 | 63.11% | 35162.8828 | 54.84% | 28958.6133 | 18295.8828 | 28.53% | 45825.6133 | 30393.4688 | 47.4% | 33728.0273 | 47301.293 | 73.77% | 16820.2031 | 42993.9609 | 67.05% | 21127.5352 | 4624.5156 | 7.212% | 59496.9805
194 | Palomar | Greater_SD | {'Encina': 2.9, 'San Luis Rey': 6.7, 'Escondido': 9.9, 'Penasquitos': 14.6, 'Sycamore Canyon': 20.6, 'Kearny': 21.9, 'San Onofre': 23.0, 'Mission': 24.9, 'Old Town': 25.2, 'Talega': 28.1} | 1055.8424 | 0 | 0% | 1055.8424 | 100% | [5 empty] | 110.8009 | 10.49% | 0 | 0% |  | 0 | 0% | 0 | 0% | 123.2469 | 11.67% | 932.5955 | 964.6523 | 91.36% | 91.1901 | 998.595 | 94.58% | 57.2474 | 998.595 | 94.58% | 57.2474 | 7.805 | 0.7392% | 1048.0374 | 237.9041 | 22.53% | 817.9383
195 | Margarita | Greater_LA | {'Trabuco': 2.8, 'Capistrano': 3.4, 'Talega': 7.4, 'Viejo': 8.1, 'Santiago': 11.3, 'San Onofre': 13.1, 'Johanna': 17.2, 'Lee Lake (Proposed)': 17.2, 'Ellis': 20.4, 'Huntington Beach': 21.2, 'Serrano': 21.3, 'Villa Park': 21.8, 'Lewis': 23.7, 'Barre': 27.1, 'San Luis Rey': 28.8} | 921.5906 | 0 | 0% | 921.5906 | 100% | [5 empty] | 0 | 0% | 0 | 0% |  | 54.0688 | 5.867% | 0 | 0% | 3.1489 | 0.3417% | 918.4417 | 302.2197 | 32.79% | 619.371 | 790.9385 | 85.82% | 130.6521 | 794.0874 | 86.16% | 127.5032 | 0 | 0% | 921.5906 | 10.7689 | 1.169% | 910.8217
196 | Huntington Beach | Greater_LA | {'Ellis': 3.4, 'Johanna': 8.6, 'Alamitos': 10.8, 'Barre': 11.2, 'Lewis': 12.1, 'Santiago': 12.2, 'Villa Park': 14.3, 'Del Amo': 15.5, 'Long Beach': 16.5, 'Serrano': 16.6, 'Harborgen': 17.0, 'Hinson': 18.5, 'Trabuco': 18.5, 'Arcogen': 19.3, 'Viejo': 19.4, 'Lighthipe': 19.8, 'Capistrano': 20.2, 'Center': 20.8, 'Olinda': 20.9, 'Margarita': 21.2, 'Laguna Bell': 24.8, 'Walnut': 25.0, 'La Fresa': 25.6, 'Talega': 27.0, 'Redondo': 27.4, 'Mesa (SCE)': 28.0, 'El Nido': 28.5, 'Chino': 29.8} | 6810.8379 | 0 | 0% | 6810.8379 | 100% | [5 empty] | 0 | 0% | 0 | 0% |  | 13.3603 | 0.1962% | 0 | 0% | 3.1489 | 0.04623% | 6807.689 | 1496.214 | 21.97% | 5314.6239 | 5712.9155 | 83.88% | 1097.9224 | 5716.0645 | 83.93% | 1094.7734 | 0 | 0% | 6810.8379 | 364.8352 | 5.357% | 6446.0027
197 | Los Esteros | Peninsula_Monterey | {'Schulte Switching Station': 3.7, 'Newark': 5.9, 'Hicks': 13.5, 'East Shore': 17.0, 'Coyote': 17.5, 'Metcalf': 17.5, 'Cayetano': 23.2, 'Green Ridge Midway': 28.0, 'Tesla': 28.2} | 9060.4102 | 0 | 0% | 9060.4102 | 100% | [5 empty] | 2.6608 | 0.02937% | 8.627 | 0.09522% |  | 6198.6011 | 68.41% | 1559.0656 | 17.21% | 7386.127 | 81.52% | 1674.2832 | 2625.8145 | 28.98% | 6434.5957 | 3737.2314 | 41.25% | 5323.1787 | 8393.4053 | 92.64% | 667.0049 | 7264.7886 | 80.18% | 1795.6216 | 1478.8235 | 16.32% | 7581.5867
198 | Birds Landing | Solano | {'Shilo III': 3.2, 'Pittsburg': 7.1, 'Contra Costa': 9.0, 'Lone Tree': 12.9, 'Peabody': 13.5, 'Clayton': 14.6, 'Grand Island': 15.0, 'Brentwood': 16.5, 'Martinez': 17.3, 'Vaca Dixon': 19.7, 'Carquinez': 22.9, 'Delta Switching Yard': 25.1, 'Eight Mile': 25.1, 'Tulucay': 25.3, 'Kelso': 25.8, 'Cayetano': 26.9, 'Stagg': 27.8, 'Putah Creek': 28.9, 'Davis': 29.5} | 146366.9219 | 4042.1907 | 2.762% | 142324.7312 | 97.24% | [5 empty] | 43458.6719 | 29.69% | 31445.1074 | 21.48% |  | 2731.7019 | 1.866% | 94.5845 | 0.06462% | 21129.6328 | 14.44% | 125237.2891 | 55111.1641 | 37.65% | 91255.7578 | 51288.9766 | 35.04% | 95077.9453 | 71422.8438 | 48.8% | 74944.0781 | 4788.5967 | 3.272% | 141578.3252 | 35938.4609 | 24.55% | 110428.4609
199 | Cayetano | Solano | {'Delta Switching Yard': 9.3, 'Kelso': 10.0, 'Green Ridge Midway': 10.1, 'Tesla': 11.4, 'Brentwood': 13.5, 'Lone Tree': 14.4, 'Clayton': 17.8, 'Contra Costa': 18.0, 'Newark': 20.2, 'East Shore': 20.5, 'Pittsburg': 21.7, 'Los Esteros': 23.2, 'Martinez': 26.8, 'Schulte Switching Station': 26.9, 'Birds Landing': 26.9, 'Vierra': 27.5, 'Stagg': 29.0} | 87919.5859 | 0 | 0% | 87919.5859 | 100% | [5 empty] | 3915.5359 | 4.454% | 7092.6567 | 8.067% |  | 23889.4004 | 27.17% | 11638.5049 | 13.24% | 63305.043 | 72% | 24614.543 | 58041.4062 | 66.02% | 29878.1797 | 65624.8203 | 74.64% | 22294.7656 | 78382.0703 | 89.15% | 9537.5156 | 27390.7051 | 31.15% | 60528.8809 | 5099.1567 | 5.8% | 82820.4292
200 | Silvergate | Greater_SD | {'Old Town': 5.7, 'Mission': 6.1, 'Bay Boulevard': 6.6, 'Miguel': 9.4, 'Kearny': 9.5, 'Otay Mesa': 15.9, 'Penasquitos': 16.0, 'Sycamore Canyon': 16.6, 'Suncrest': 28.0, 'Escondido': 29.7} | 6054.958 | 0 | 0% | 6054.958 | 100% | [5 empty] | 0 | 0% | 0 | 0% |  | 178.5178 | 2.948% | 0 | 0% | 141.2924 | 2.334% | 5913.6656 | 1489.932 | 24.61% | 4565.026 | 4923.8184 | 81.32% | 1131.1396 | 4942.1416 | 81.62% | 1112.8164 | 0 | 0% | 6054.958 | 192.7757 | 3.184% | 5862.1823
201 | Richmond | Northern_California | {} | 185726.4375 | 7136.5625 | 3.843% | 178589.875 | 96.16% | [5 empty] | 1449.6506 | 0.7805% | 0 | 0% |  | 182851 | 98.45% | 0 | 0% | 66247.9766 | 35.67% | 119478.4609 | 24754.1621 | 13.33% | 160972.2754 | 23456.7617 | 12.63% | 162269.6758 | 89309.4062 | 48.09% | 96417.0312 | 116144.625 | 62.54% | 69581.8125 | 13284.6309 | 7.153% | 172441.8066
202 | Rancho Vista | Greater_Kramer | {'Etiwanda': 0.4, 'Mira Loma': 5.8, 'Padua': 6.4, 'Chino': 10.3, 'Vista': 12.8, 'San Bernardino': 17.0, 'Lugo': 21.4, 'Serrano': 23.1, 'Lee Lake (Proposed)': 23.8, 'Olinda': 24.3, 'Walnut': 24.5, 'Villa Park': 25.5, 'Rio Hondo': 25.6, 'El Casco': 27.6, 'Lewis': 28.4, 'Viejo': 29.7, 'Victor': 29.9} | 6831.3872 | 0 | 0% | 6831.3872 | 100% | [5 empty] | 9.5614 | 0.14% | 0 | 0% |  | 250.941 | 3.673% | 6580.4375 | 96.33% | 6694.1914 | 97.99% | 137.1958 | 4464.5889 | 65.35% | 2366.7983 | 2879.3569 | 42.15% | 3952.0303 | 6831.3872 | 100% | 0 | 3738.3804 | 54.72% | 3093.0068 | 580.694 | 8.5% | 6250.6932
203 | Hilltop | Northern_California |  | 232746.25 | 14.7467 | 0.006336% | 232731.5033 | 99.99% | [5 empty] | 1019.069 | 0.4378% | 893.9867 | 0.3841% |  | 59129.2539 | 25.41% | 0 | 0% | 128591.9219 | 55.25% | 104154.3281 | 21569.4863 | 9.267% | 211176.7637 | 17222.0508 | 7.399% | 215524.1992 | 144742 | 62.19% | 88004.25 | 206938.8594 | 88.91% | 25807.3906 | 23798.7422 | 10.23% | 208947.5078
204 | Thermalito | Northern_California | {'Table Mountain': 2.9, 'Wyandotte': 5.1, 'Palermo': 7.4, 'Honcut': 13.5, 'Pease': 23.8, 'East Marysville': 24.5, 'Olivehurst': 29.5} | 172875.4375 | 4765.1152 | 2.756% | 168110.3223 | 97.24% | [5 empty] | 90556.1484 | 52.38% | 27300.0801 | 15.79% |  | 16027.9473 | 9.271% | 5610.5337 | 3.245% | 105595.7656 | 61.08% | 67279.6719 | 29571.8398 | 17.11% | 143303.5977 | 83798.9688 | 48.47% | 89076.4688 | 149102.4844 | 86.25% | 23772.9531 | 12447.3877 | 7.2% | 160428.0498 | 27565.4922 | 15.95% | 145309.9453
205 | Martinez | Solano | {'Carquinez': 8.9, 'Clayton': 9.4, 'Pittsburg': 12.0, 'Birds Landing': 17.3, 'Tulucay': 18.1, 'Shilo III': 18.1, 'Contra Costa': 18.2, 'Lone Tree': 20.0, 'Peabody': 20.3, 'Ignacio': 23.5, 'Brentwood': 24.9, 'Martin (San Francisco H)': 26.8, 'Cayetano': 26.8, 'East Shore': 26.9, 'Vaca Dixon': 28.7} | 50899.7695 | 0 | 0% | 50899.7695 | 100% | [5 empty] | 835.0863 | 1.641% | 357.8147 | 0.703% |  | 11783.9951 | 23.15% | 980.3422 | 1.926% | 14768.0137 | 29.01% | 36131.7559 | 21946.2188 | 43.12% | 28953.5508 | 24582.4004 | 48.3% | 26317.3691 | 39066.0664 | 76.75% | 11833.7031 | 8121.9219 | 15.96% | 42777.8477 | 16453.4062 | 32.33% | 34446.3633
206 | Lone Tree | Solano | {'Contra Costa': 3.9, 'Brentwood': 4.9, 'Pittsburg': 9.7, 'Clayton': 11.4, 'Delta Switching Yard': 12.6, 'Birds Landing': 12.9, 'Kelso': 13.4, 'Cayetano': 14.4, 'Shilo III': 16.1, 'Green Ridge Midway': 17.9, 'Tesla': 19.3, 'Martinez': 20.0, 'Grand Island': 21.8, 'Eight Mile': 22.3, 'Stagg': 22.6, 'Peabody': 26.1, 'Weber': 28.4, 'Carquinez': 28.4, 'Vierra': 28.4, 'East Shore': 29.5} | 125079.1016 | 0 | 0% | 125079.1016 | 100% | [5 empty] | 27339.7832 | 21.86% | 25582.7031 | 20.45% |  | 20305.9863 | 16.23% | 6650.4043 | 5.317% | 45604.9531 | 36.46% | 79474.1484 | 58464.8398 | 46.74% | 66614.2617 | 58791.793 | 47% | 66287.3086 | 77144.0234 | 61.68% | 47935.0781 | 10295.3604 | 8.231% | 114783.7412 | 19591.498 | 15.66% | 105487.6035
207 | Delta PP | Solano | {'Kelso': 1.0, 'Green Ridge Midway': 5.4, 'Tesla': 6.8, 'Brentwood': 8.7, 'Cayetano': 9.3, 'Lone Tree': 12.6, 'Contra Costa': 16.3, 'Vierra': 18.9, 'Stagg': 19.9, 'Clayton': 21.4, 'Pittsburg': 22.2, 'Eight Mile': 22.3, 'Weber': 22.4, 'Birds Landing': 25.1, 'Ripon': 26.1, 'Westley': 27.4, 'Shilo III': 28.3, 'Newark': 28.8, 'East Shore': 29.7, 'Grand Island': 29.8} | 160224.3438 | 0 | 0% | 160224.3438 | 100% | [5 empty] | 8337.2109 | 5.203% | 66235.0547 | 41.34% |  | 22227.4922 | 13.87% | 6059.459 | 3.782% | 82257.5391 | 51.34% | 77966.8047 | 63479.8164 | 39.62% | 96744.5273 | 68444.375 | 42.72% | 91779.9688 | 95798.1797 | 59.79% | 64426.1641 | 27857.6562 | 17.39% | 132366.6875 | 9992.3086 | 6.236% | 150232.0352
208 | Green Ridge Midway | Solano | {'Tesla': 1.6, 'Kelso': 5.0, 'Delta Switching Yard': 5.4, 'Cayetano': 10.1, 'Brentwood': 14.2, 'Vierra': 17.8, 'Lone Tree': 17.9, 'Contra Costa': 21.7, 'Stagg': 22.5, 'Weber': 23.2, 'Westley': 23.2, 'Ripon': 24.2, 'Clayton': 25.7, 'Eight Mile': 25.7, 'Newark': 26.8, 'Pittsburg': 27.3, 'Los Esteros': 28.0, 'East Shore': 29.8} | 158432.4844 | 0 | 0% | 158432.4844 | 100% | [5 empty] | 7555.521 | 4.769% | 54709.8086 | 34.53% |  | 21347.2344 | 13.47% | 2270.9878 | 1.433% | 96185.2266 | 60.71% | 62247.2578 | 61678.7227 | 38.93% | 96753.7617 | 66454.2344 | 41.94% | 91978.25 | 108175.7344 | 68.28% | 50256.75 | 40950.1914 | 25.85% | 117482.293 | 8267.1064 | 5.218% | 150165.3779
209 | Inyo | Greater_Kramer (Exclude) | {'Control': 2.2} | 20891.8145 | 0 | 0% | 20891.8145 | 100% | [5 empty] | 44.1445 | 0.2113% | 0 | 0% |  | 6715.7188 | 32.15% | 0 | 0% | 0 | 0% | 20891.8145 | 3388.103 | 16.22% | 17503.7114 | 5445.3076 | 26.06% | 15446.5068 | 5849.3354 | 28% | 15042.479 | 16083.0098 | 76.98% | 4808.8047 | 1504.8866 | 7.203% | 19386.9279
210 | Control | Greater_Kramer (Exclude) | {'Inyo': 2.2} | 17113.3672 | 0 | 0% | 17113.3672 | 100% | [5 empty] | 3.9303 | 0.02297% | 0 | 0% |  | 7318.1362 | 42.76% | 0 | 0% | 0 | 0% | 17113.3672 | 1623.0157 | 9.484% | 15490.3514 | 4028.8953 | 23.54% | 13084.4719 | 4084.2483 | 23.87% | 13029.1189 | 13129.2842 | 76.72% | 3984.083 | 1493.3246 | 8.726% | 15620.0426
211 | Big Creek | Central_Valley_North_Los_Banos | {} | 0 | 0 | 0% | 0 | 0% | [5 empty] | 0 | 0% | 0 | 0% |  | 0 | 0% | 0 | 0% | 0 | 0% | 0 | 0 | 0% | 0 | 0 | 0% | 0 | 0 | 0% | 0 | 0 | 0% | 0 | 0 | 0% | 0
212 | Moss Landing | Peninsula_Monterey | {'Coyote': 28.7, 'Metcalf': 28.9} | 10923.1113 | 0 | 0% | 10923.1113 | 100% | [5 empty] | 522.4167 | 4.783% | 4586.1865 | 41.99% |  | 185.329 | 1.697% | 15.4441 | 0.1414% | 461.0161 | 4.221% | 10462.0953 | 4468.4336 | 40.91% | 6454.6777 | 6669.0952 | 61.05% | 4254.0161 | 7130.1113 | 65.28% | 3793 | 199.4595 | 1.826% | 10723.6518 | 1081.974 | 9.905% | 9841.1373
213 | Cal Ave | Central_Valley_North_Los_Banos | {'Malaga': 2.8, 'West Fresno': 3.0, 'Kearney': 6.6, 'Sanger': 8.5, 'McCall': 10.2, 'Gregg': 12.5, 'Mc Mullin': 15.2, 'Borden': 18.6, 'Wahtoke': 18.7, 'Kingsburg': 18.9, 'Reedley': 22.9, 'Helm': 24.5} | 129154.7109 | 21267.0938 | 16.47% | 107887.6172 | 83.53% | [5 empty] | 31088.8555 | 24.07% | 91256.0078 | 70.66% |  | 0 | 0% | 0 | 0% | 4223.7705 | 3.27% | 124930.9404 | 955.1005 | 0.7395% | 128199.6104 | 955.1006 | 0.7395% | 128199.6104 | 5178.8711 | 4.01% | 123975.8398 | 0 | 0% | 129154.7109 | 878.7667 | 0.6804% | 128275.9443
214 | Poso Mountain | Central_Valley_North_Los_Banos | {'Sycamore': 7.6, 'Kern Oil': 8.9, 'California Water': 10.0, 'Columbus': 11.1, 'Lerdo': 11.7, 'Bakersfield': 12.2, '7th Standard': 12.8, 'Westpark': 13.6, 'Magunden': 13.8, 'Rosedale': 14.3, 'Kern Power': 14.7, 'Renfro': 16.6, 'Stockdale': 17.8, 'Lamont': 18.9, 'Rio Bravo': 18.9, 'Regulus': 18.9, 'Tevis': 19.2, 'Shafter': 20.5, 'Vestal': 20.8, 'Charca': 21.0, 'Grimway': 22.2, 'Tupman': 22.6, 'Semitropic': 27.1, 'Norco': 27.3, 'Midway': 29.9} | 98.6709 | 0 | 0% | 98.6709 | 100% | [5 empty] | 0 | 0% | 0 | 0% |  | 98.6709 | 100% | 0 | 0% | 98.6709 | 100% | 0 | 0 | 0% | 98.6709 | 0 | 0% | 98.6709 | 98.6709 | 100% | 0 | 17.9945 | 18.24% | 80.6764 | 0 | 0% | 98.6709
215 | Walnut | Greater_LA | {'Olinda': 4.6, 'Rio Hondo': 6.9, 'Mesa (SCE)': 9.4, 'Center': 10.5, 'Laguna Bell': 11.6, 'Goodrich': 12.6, 'Del Amo': 13.9, 'Barre': 13.9, 'Lewis': 14.0, 'Villa Park': 14.9, 'Serrano': 15.4, 'Lighthipe': 15.6, 'Chino': 15.6, 'Alamitos': 18.8, 'Padua': 19.4, 'Gould': 20.0, 'Hinson': 20.4, 'Johanna': 21.1, 'Arcogen': 21.4, 'Mira Loma': 22.1, 'Ellis': 22.3, 'Harborgen': 22.5, 'Long Beach': 23.0, 'La Fresa': 24.0, 'Rancho Vista': 24.5, 'La Cienega': 24.6, 'Etiwanda': 24.9, 'Huntington Beach': 25.0, 'El Nido': 25.5, 'Santiago': 25.9, 'Chevmain': 27.0, 'Redondo': 27.5, 'El Segundo': 28.0, 'Viejo': 29.4} | 0 | 0 | 0% | 0 | 0% | [5 empty] | 0 | 0% | 0 | 0% |  | 0 | 0% | 0 | 0% | 0 | 0% | 0 | 0 | 0% | 0 | 0 | 0% | 0 | 0 | 0% | 0 | 0 | 0% | 0 | 0 | 0% | 0
216 | Chevmain | Greater_LA | {'El Segundo': 1.2, 'El Nido': 1.8, 'Redondo': 3.8, 'La Fresa': 4.6, 'La Cienega': 6.9, 'Arcogen': 10.9, 'Hinson': 11.9, 'Harborgen': 13.2, 'Lighthipe': 13.2, 'Long Beach': 13.9, 'Laguna Bell': 15.5, 'Center': 17.2, 'Del Amo': 18.0, 'Mesa (SCE)': 19.2, 'Alamitos': 19.9, 'Goodrich': 24.9, 'Barre': 25.1, 'Gould': 25.2, 'Walnut': 27.0, 'Olinda': 27.8, 'Rio Hondo': 28.0, 'Sylmar': 28.3, 'Lewis': 29.7} | 3673.0103 | 0 | 0% | 3673.0103 | 100% | [5 empty] | 0 | 0% | 0 | 0% |  | 171.3771 | 4.666% | 12.4014 | 0.3376% | 27.8511 | 0.7583% | 3645.1591 | 124.8791 | 3.4% | 3548.1312 | 2541.6357 | 69.2% | 1131.3745 | 2569.4868 | 69.96% | 1103.5234 | 0 | 0% | 3673.0103 | 7.6199 | 0.2075% | 3665.3903
217 | Long Beach | Greater_LA | {'Harborgen': 0.9, 'Arcogen': 3.7, 'Hinson': 3.7, 'Alamitos': 7.3, 'Lighthipe': 8.4, 'Del Amo': 9.3, 'La Fresa': 9.5, 'Redondo': 11.0, 'El Nido': 12.4, 'Center': 13.2, 'Chevmain': 13.9, 'Barre': 14.3, 'El Segundo': 15.0, 'Laguna Bell': 15.2, 'Huntington Beach': 16.5, 'Ellis': 17.2, 'La Cienega': 18.4, 'Lewis': 19.0, 'Mesa (SCE)': 19.8, 'Olinda': 21.4, 'Johanna': 21.8, 'Villa Park': 22.8, 'Walnut': 23.0, 'Serrano': 25.4, 'Santiago': 27.2, 'Rio Hondo': 27.3, 'Goodrich': 27.7} | 7501.6582 | 0 | 0% | 7501.6582 | 100% | [5 empty] | 0 | 0% | 0 | 0% |  | 136.4639 | 1.819% | 0 | 0% | 10.7529 | 0.1433% | 7490.9053 | 699.8162 | 9.329% | 6801.842 | 5142.2021 | 68.55% | 2359.4561 | 5152.9551 | 68.69% | 2348.7031 | 0 | 0% | 7501.6582 | 32.5015 | 0.4333% | 7469.1567
218 | Pit 1 | Northern_California | {'Cove Rd': 23.9, 'Round Mountain': 26.2} | 59043.8789 | 0 | 0% | 59043.8789 | 100% | [5 empty] | 322.8922 | 0.5469% | 0 | 0% |  | 56555.7383 | 95.79% | 0 | 0% | 17747.418 | 30.06% | 41296.4609 | 5497.4312 | 9.311% | 53546.4478 | 3746.6082 | 6.345% | 55297.2708 | 21225.5059 | 35.95% | 37818.373 | 41299.3477 | 69.95% | 17744.5312 | 1257.8486 | 2.13% | 57786.0303
219 | Cove Rd | Northern_California | {'Round Mountain': 4.9, 'Pit 1': 23.9} | 176944.5469 | 3962.6135 | 2.239% | 172981.9333 | 97.76% | [5 empty] | 540.2932 | 0.3053% | 84.4565 | 0.04773% |  | 168323.8438 | 95.13% | 7407.3462 | 4.186% | 89199.3125 | 50.41% | 87745.2344 | 41180.6328 | 23.27% | 135763.9141 | 44122.5898 | 24.94% | 132821.957 | 115241.7734 | 65.13% | 61702.7734 | 121639.0156 | 68.74% | 55305.5312 | 8332.6436 | 4.709% | 168611.9033
220 | Drum | Northern_California | {'Brunswick': 14.5, 'Summit': 21.2, 'Higgins': 22.8} | 50209.1914 | 0 | 0% | 50209.1914 | 100% | [5 empty] | 6.2271 | 0.0124% | 0 | 0% |  | 34823.7539 | 69.36% | 4677.125 | 9.315% | 8166.23 | 16.26% | 42042.9614 | 9230.126 | 18.38% | 40979.0654 | 4659.5674 | 9.28% | 45549.624 | 18208.0137 | 36.26% | 32001.1777 | 29238.1367 | 58.23% | 20971.0547 | 2337.146 | 4.655% | 47872.0454
221 | Vierra | Solano | {'Ripon': 7.6, 'Weber': 8.6, 'Stagg': 14.0, 'Westley': 15.5, 'Tesla': 17.0, 'Green Ridge Midway': 17.8, 'Kelso': 18.0, 'Delta Switching Yard': 18.9, 'Eight Mile': 18.9, 'Riverbank': 20.1, 'Bellota': 20.7, 'Lockeford': 22.9, 'Brentwood': 23.5, 'Warnerville': 26.1, 'Cayetano': 27.5, 'Lone Tree': 28.4} | 176369.6406 | 0 | 0% | 176369.6406 | 100% | [5 empty] | 29285.0723 | 16.6% | 127666.8984 | 72.39% |  | 0 | 0% | 0 | 0% | 53867 | 30.54% | 122502.6406 | 12436.3291 | 7.051% | 163933.3115 | 9525.0742 | 5.401% | 166844.5664 | 58687.4727 | 33.28% | 117682.168 | 1533.9137 | 0.8697% | 174835.7269 | 5592.3071 | 3.171% | 170777.3335
222 | Coyote | Peninsula_Monterey | {'Metcalf': 0.3, 'Hicks': 8.5, 'Schulte Switching Station': 15.7, 'Los Esteros': 17.5, 'Newark': 23.4, 'Moss Landing': 28.7} | 21415.6797 | 0 | 0% | 21415.6797 | 100% | [5 empty] | 0.58794 | 0.002745% | 0 | 0% |  | 18175.6465 | 84.87% | 3240.0332 | 15.13% | 18377.5723 | 85.81% | 3038.1074 | 7158.0889 | 33.42% | 14257.5908 | 10266.8193 | 47.94% | 11148.8604 | 20265.7402 | 94.63% | 1149.9395 | 19210.7559 | 89.7% | 2204.9238 | 361.8105 | 1.689% | 21053.8692
223 | Metcalf | Peninsula_Monterey | {'Coyote': 0.3, 'Hicks': 8.8, 'Schulte Switching Station': 15.7, 'Los Esteros': 17.5, 'Newark': 23.3, 'Moss Landing': 28.9} | 22194.7988 | 0 | 0% | 22194.7988 | 100% | [5 empty] | 0.58794 | 0.002649% | 0 | 0% |  | 19127.1895 | 86.18% | 3067.6091 | 13.82% | 19329.1152 | 87.09% | 2865.6836 | 7182.2603 | 32.36% | 15012.5386 | 10118.5664 | 45.59% | 12076.2324 | 21044.8594 | 94.82% | 1149.9395 | 20162.2988 | 90.84% | 2032.5 | 378.4095 | 1.705% | 21816.3893
224 | Diablo | Kern_Greater_Carrizo | {'Morro Bay': 10.9, 'San Luis Obispo': 12.4, 'Mustang': 12.9, 'Oceano': 17.0, 'Templeton': 25.2, 'Mesa': 26.5} | 21354.832 | 0 | 0% | 21354.832 | 100% | [5 empty] | 128.2758 | 0.6007% | 25.7776 | 0.1207% |  | 5562.1895 | 26.05% | 12936.1523 | 60.58% | 4102.7295 | 19.21% | 17252.1025 | 1452.6173 | 6.802% | 19902.2147 | 13080.8291 | 61.25% | 8274.0029 | 13884.6787 | 65.02% | 7470.1533 | 12955.459 | 60.67% | 8399.373 | 1687.4099 | 7.902% | 19667.4221
225 | Coolwater | Greater_Kramer | {'Tortilla': 10.0, 'Calcite': 23.9, 'Pisgah': 27.3} | 60937.9453 | 21985.1133 | 36.08% | 38952.832 | 63.92% | [5 empty] | 989.0437 | 1.623% | 1608.5552 | 2.64% |  | 0 | 0% | 0 | 0% | 31760.8887 | 52.12% | 29177.0566 | 13548.2549 | 22.23% | 47389.6904 | 6172.5283 | 10.13% | 54765.417 | 32901.5508 | 53.99% | 28036.3945 | 19387.9355 | 31.82% | 41550.0098 | 1293.1448 | 2.122% | 59644.8005
226 | San Onofre | Greater_SD | {'Talega': 5.8, 'Capistrano': 11.8, 'Margarita': 13.1, 'Trabuco': 15.0, 'San Luis Rey': 16.8, 'Encina': 20.4, 'Viejo': 21.1, 'Palomar': 23.0, 'Santiago': 23.8, 'Lee Lake (Proposed)': 26.9, 'Johanna': 29.3} | 1666.196 | 0 | 0% | 1666.196 | 100% | [5 empty] | 110.8009 | 6.65% | 0 | 0% |  | 39.1851 | 2.352% | 0 | 0% | 63.9252 | 3.837% | 1602.2708 | 1025.743 | 61.56% | 640.453 | 1528.4146 | 91.73% | 137.7815 | 1528.4146 | 91.73% | 137.7815 | 18.0543 | 1.084% | 1648.1418 | 221.5146 | 13.29% | 1444.6814
227 | Woodland | Solano | {'Davis': 9.3, 'Putah Creek': 16.7, 'Vaca Dixon': 21.0, 'Rio Oso': 23.7, 'Pleasant Grove': 26.4, 'Peabody': 29.5} | 176411.9531 | 2571.8135 | 1.458% | 173840.1396 | 98.54% | [5 empty] | 29738.0508 | 16.86% | 117128.0938 | 66.39% |  | 23.4148 | 0.01327% | 0 | 0% | 97058.8516 | 55.02% | 79353.1016 | 14663.043 | 8.312% | 161748.9102 | 54330.6172 | 30.8% | 122081.3359 | 118315.7188 | 67.07% | 58096.2344 | 701.1349 | 0.3974% | 175710.8182 | 6896.3579 | 3.909% | 169515.5952
228 | Donnells PP | El_Dorado_Mariposa | {'Curtis': 24.4} | 62201.8633 | 0 | 0% | 62201.8633 | 100% | [5 empty] | 0 | 0% | 0 | 0% |  | 26681.2344 | 42.89% | 837.6949 | 1.347% | 5459.9897 | 8.778% | 56741.8735 | 2539.6516 | 4.083% | 59662.2117 | 4616.4346 | 7.422% | 57585.4287 | 12238.3887 | 19.68% | 49963.4746 | 41291.9102 | 66.38% | 20909.9531 | 2430.2173 | 3.907% | 59771.646
229 | Mandalay | Greater_LA | {'Santa Clara': 7.5, 'Moorpark': 20.4} | 2503.6379 | 0 | 0% | 2503.6379 | 100% | [5 empty] | 5.6676 | 0.2264% | 3.041 | 0.1215% |  | 100.3646 | 4.009% | 0.14551 | 0.005812% | 649.1635 | 25.93% | 1854.4745 | 1399.3221 | 55.89% | 1104.3158 | 2028.0811 | 81.01% | 475.5569 | 2028.0811 | 81.01% | 475.5569 | 0 | 0% | 2503.6379 | 1144.5587 | 45.72% | 1359.0792
230 | North Gila | Arizona | {} | 52591.2188 | 482.1487 | 0.9168% | 52109.07 | 99.08% | [5 empty] | 1922.5428 | 3.656% | 9247.6035 | 17.58% |  | 0 | 0% | 0 | 0% | 329.7903 | 0.6271% | 52261.4284 | 29096.8086 | 55.33% | 23494.4102 | 26791.0566 | 50.94% | 25800.1621 | 29154.1309 | 55.44% | 23437.0879 | 30579.2988 | 58.15% | 22011.9199 | 1737.4712 | 3.304% | 50853.7476
231 | Eight Mile | Solano | {'Stagg': 4.8, 'Weber': 12.2, 'Lockeford': 12.5, 'Grand Island': 16.6, 'Vierra': 18.9, 'Brentwood': 19.0, 'Bellota': 20.0, 'Kelso': 21.9, 'Camanche': 22.0, 'Lone Tree': 22.3, 'Delta Switching Yard': 22.3, 'Contra Costa': 22.5, 'Ripon': 24.4, 'Birds Landing': 25.1, 'Green Ridge Midway': 25.7, 'Tesla': 26.0, 'Shilo III': 26.7, 'Pittsburg': 28.4} | 146801.6094 | 3547.0317 | 2.416% | 143254.5776 | 97.58% | [5 empty] | 15797.4668 | 10.76% | 107119.2891 | 72.97% |  | 0 | 0% | 0 | 0% | 21022.4219 | 14.32% | 125779.1875 | 30326.5488 | 20.66% | 116475.0605 | 31071.4102 | 21.17% | 115730.1992 | 44392.6836 | 30.24% | 102408.9258 | 0 | 0% | 146801.6094 | 11797.3652 | 8.036% | 135004.2441
232 | Kern Power | Central_Valley_North_Los_Banos | {'Rosedale': 1.1, 'Westpark': 3.2, 'Renfro': 3.8, 'Tevis': 4.5, '7th Standard': 4.5, 'Stockdale': 4.7, 'Bakersfield': 5.3, 'Kern Oil': 6.0, 'Sycamore': 7.8, 'Lerdo': 8.9, 'Columbus': 9.0, 'Tupman': 9.9, 'Magunden': 10.0, 'Rio Bravo': 10.2, 'California Water': 11.5, 'Norco': 13.6, 'Regulus': 14.4, 'Lamont': 14.5, 'Poso Mountain': 14.7, 'Shafter': 15.5, 'Grimway': 16.2, 'Elk Hills': 19.0, 'Midway': 20.1, 'Charca': 20.3, 'Wheeler Ridge': 21.2, 'Semitropic': 24.5, 'Taft': 27.5} | 0 | 0 | 0% | 0 | 0% | [5 empty] | 0 | 0% | 0 | 0% |  | 0 | 0% | 0 | 0% | 0 | 0% | 0 | 0 | 0% | 0 | 0 | 0% | 0 | 0 | 0% | 0 | 0 | 0% | 0 | 0 | 0% | 0
233 | Renfro | Central_Valley_North_Los_Banos | {'Kern Power': 3.8, '7th Standard': 4.0, 'Rosedale': 4.9, 'Tevis': 5.1, 'Tupman': 6.4, 'Rio Bravo': 6.6, 'Westpark': 7.0, 'Stockdale': 7.3, 'Lerdo': 7.8, 'Kern Oil': 8.9, 'Bakersfield': 9.0, 'Norco': 10.8, 'Sycamore': 10.8, 'Shafter': 12.3, 'Columbus': 12.7, 'Magunden': 13.8, 'California Water': 15.0, 'Midway': 16.3, 'Elk Hills': 16.4, 'Poso Mountain': 16.6, 'Charca': 17.7, 'Regulus': 18.1, 'Lamont': 18.2, 'Grimway': 19.7, 'Semitropic': 21.3, 'Wheeler Ridge': 23.2, 'Taft': 25.0, 'Goose Lake': 27.7, 'Smyrna': 28.1} | 0 | 0 | 0% | 0 | 0% | [5 empty] | 0 | 0% | 0 | 0% |  | 0 | 0% | 0 | 0% | 0 | 0% | 0 | 0 | 0% | 0 | 0 | 0% | 0 | 0 | 0% | 0 | 0 | 0% | 0 | 0 | 0% | 0
234 | Highwind | Tehachapi | {'Windhub': 7.1, 'Whirlwind': 16.9, 'Pastoria': 28.7, 'Antelope': 28.8, 'Grimway': 29.1} | 145053.8281 | 10066.6953 | 6.94% | 134987.1328 | 93.06% | [5 empty] | 69.2458 | 0.04774% | 112.9916 | 0.0779% |  | 80260.1094 | 55.33% | 12523.5127 | 8.634% | 48779.543 | 33.63% | 96274.2852 | 29867.6484 | 20.59% | 115186.1797 | 52550.4727 | 36.23% | 92503.3555 | 86988.5234 | 59.97% | 58065.3047 | 56354.4492 | 38.85% | 88699.3789 | 1561.4139 | 1.076% | 143492.4142
235 | Sylmar | Tehachapi | {'Saugus': 9.1, 'Pardee': 10.4, 'Gould': 18.8, 'La Cienega': 22.1, 'Moorpark': 23.1, 'Vincent': 25.1, 'Goodrich': 25.9, 'El Segundo': 27.7, 'Chevmain': 28.3, 'Antelope': 28.7, 'Mesa (SCE)': 29.0, 'El Nido': 29.2} | 24985.0527 | 0 | 0% | 24985.0527 | 100% | [5 empty] | 24.5727 | 0.09835% | 214.9792 | 0.8604% |  | 0 | 0% | 24985.0527 | 100% | 16274.9043 | 65.14% | 8710.1484 | 0 | 0% | 24985.0527 | 2872.5164 | 11.5% | 22112.5364 | 18073.6016 | 72.34% | 6911.4512 | 13650.3359 | 54.63% | 11334.7168 | 2434.2617 | 9.743% | 22550.791
236 | Westley | Central_Valley_North_Los_Banos | {'Ripon': 12.6, 'Vierra': 15.5, 'Riverbank': 20.9, 'Tesla': 21.7, 'Green Ridge Midway': 23.2, 'Weber': 23.6, 'Warnerville': 24.8, 'Kelso': 26.4, 'Delta Switching Yard': 27.4, 'Stagg': 29.6} | 146689.6875 | 0 | 0% | 146689.6875 | 100% | [5 empty] | 13388.8623 | 9.127% | 76492.0312 | 52.15% |  | 12236.876 | 8.342% | 0 | 0% | 86487.3594 | 58.96% | 60202.3281 | 16131.0312 | 11% | 130558.6562 | 26204.2031 | 17.86% | 120485.4844 | 88395.4609 | 60.26% | 58294.2266 | 41289.3086 | 28.15% | 105400.3789 | 4153.8413 | 2.832% | 142535.8462
237 | GWF Hanford | Central_Valley_North_Los_Banos | {'Leprino Jct': 10.6, 'Corcoran': 12.2, 'Henrietta': 14.4, 'Kingsburg': 15.5, 'Rector': 22.6, 'McCall': 23.6, 'Alpaugh': 23.7, 'Wahtoke': 26.2, 'Reedley': 27.6, 'Olive': 28.0, 'Gates': 28.1, 'Schindler': 28.9, 'Mc Mullin': 29.3, 'Malaga': 29.6} | 91845.4688 | 0 | 0% | 91845.4688 | 100% | [5 empty] | 48917.5938 | 53.26% | 30084.9688 | 32.76% |  | 0 | 0% | 0 | 0% | 1041.7864 | 1.134% | 90803.6824 | 0 | 0% | 91845.4688 | 92.437 | 0.1006% | 91753.0317 | 1041.7864 | 1.134% | 90803.6824 | 0 | 0% | 91845.4688 | 3407.5793 | 3.71% | 88437.8894
238 | Tevis | Central_Valley_North_Los_Banos | {'Stockdale': 3.5, 'Kern Power': 4.5, 'Rosedale': 4.9, 'Renfro': 5.1, 'Westpark': 6.3, 'Tupman': 8.3, '7th Standard': 8.3, 'Bakersfield': 8.4, 'Kern Oil': 10.3, 'Norco': 10.4, 'Rio Bravo': 11.3, 'Columbus': 12.0, 'Magunden': 12.0, 'Sycamore': 12.0, 'Lerdo': 12.5, 'California Water': 14.7, 'Regulus': 15.1, 'Lamont': 15.2, 'Elk Hills': 15.4, 'Grimway': 15.9, 'Shafter': 17.1, 'Wheeler Ridge': 18.1, 'Midway': 19.1, 'Poso Mountain': 19.2, 'Charca': 22.8, 'Taft': 23.6, 'Semitropic': 26.1} | 0 | 0 | 0% | 0 | 0% | [5 empty] | 0 | 0% | 0 | 0% |  | 0 | 0% | 0 | 0% | 0 | 0% | 0 | 0 | 0% | 0 | 0 | 0% | 0 | 0 | 0% | 0 | 0 | 0% | 0 | 0 | 0% | 0
239 | Otay Mesa | Greater_SD | {'Miguel': 8.3, 'Bay Boulevard': 11.0, 'Silvergate': 15.9, 'Mission': 19.6, 'Suncrest': 21.0, 'Old Town': 21.1, 'Kearny': 22.0, 'Sycamore Canyon': 24.6, 'Penasquitos': 29.7} | 1544.9248 | 0 | 0% | 1544.9248 | 100% | [5 empty] | 0 | 0% | 0 | 0% |  | 441.3843 | 28.57% | 148.2326 | 9.595% | 227.7588 | 14.74% | 1317.166 | 905.705 | 58.62% | 639.2198 | 1300.0249 | 84.15% | 244.8999 | 1300.0249 | 84.15% | 244.8999 | 228.6965 | 14.8% | 1316.2283 | 182.1312 | 11.79% | 1362.7936
240 | Redondo | Greater_LA | {'El Nido': 3.4, 'La Fresa': 3.5, 'Chevmain': 3.8, 'El Segundo': 4.6, 'Arcogen': 8.6, 'Hinson': 9.7, 'Harborgen': 10.4, 'La Cienega': 10.5, 'Long Beach': 11.0, 'Lighthipe': 12.4, 'Laguna Bell': 16.4, 'Del Amo': 16.7, 'Center': 17.1, 'Alamitos': 17.6, 'Mesa (SCE)': 20.6, 'Barre': 23.5, 'Goodrich': 27.1, 'Huntington Beach': 27.4, 'Walnut': 27.5, 'Olinda': 27.6, 'Ellis': 28.0, 'Gould': 28.2, 'Lewis': 28.2, 'Rio Hondo': 29.3} | 5105.2793 | 0 | 0% | 5105.2793 | 100% | [5 empty] | 0 | 0% | 0 | 0% |  | 136.4639 | 2.673% | 0 | 0% | 10.7529 | 0.2106% | 5094.5264 | 124.8791 | 2.446% | 4980.4002 | 2774.5515 | 54.35% | 2330.7278 | 2785.3044 | 54.56% | 2319.9749 | 0 | 0% | 5105.2793 | 7.0574 | 0.1382% | 5098.2219
241 | Arkansas | Greater_Imperial (Exclude) | {'Sonora': 2.7, 'IID System': 7.8, 'El Centro': 23.2, 'High Line': 27.5} | 100978.3281 | 0 | 0% | 100978.3281 | 100% | [5 empty] | 20706.6953 | 20.51% | 67628.8516 | 66.97% |  | 0 | 0% | 0 | 0% | 2408.0459 | 2.385% | 98570.2822 | 26476.373 | 26.22% | 74501.9551 | 21109.6934 | 20.91% | 79868.6348 | 29413.8613 | 29.13% | 71564.4668 | 2618.9255 | 2.594% | 98359.4026 | 3421.6191 | 3.388% | 97556.709
242 | Cal Water | Central_Valley_North_Los_Banos | {'Columbus': 2.7, 'Magunden': 4.4, 'Sycamore': 5.5, 'Bakersfield': 6.3, 'Kern Oil': 6.9, 'Westpark': 8.5, 'Lamont': 8.9, 'Regulus': 8.9, 'Poso Mountain': 10.0, 'Rosedale': 10.5, 'Kern Power': 11.5, 'Stockdale': 11.9, 'Grimway': 12.3, '7th Standard': 13.0, 'Tevis': 14.7, 'Renfro': 15.0, 'Lerdo': 15.1, 'Rio Bravo': 20.3, 'Tupman': 21.4, 'Wheeler Ridge': 23.4, 'Shafter': 24.3, 'Norco': 24.9, 'Charca': 27.1} | 121.7633 | 0 | 0% | 121.7633 | 100% | [5 empty] | 0 | 0% | 0 | 0% |  | 121.7633 | 100% | 0 | 0% | 121.7633 | 100% | 0 | 0 | 0% | 121.7633 | 0 | 0% | 121.7633 | 121.7633 | 100% | 0 | 18.0286 | 14.81% | 103.7347 | 0 | 0% | 121.7633
243 | Grimway | Central_Valley_North_Los_Banos | {'Lamont': 3.4, 'Regulus': 3.4, 'Magunden': 8.6, 'Columbus': 11.3, 'California Water': 12.3, 'Bakersfield': 12.6, 'Stockdale': 12.6, 'Wheeler Ridge': 12.7, 'Westpark': 13.4, 'Rosedale': 15.2, 'Sycamore': 15.9, 'Tevis': 15.9, 'Kern Oil': 16.1, 'Kern Power': 16.2, 'Renfro': 19.7, '7th Standard': 20.2, 'Pastoria': 21.6, 'Poso Mountain': 22.2, 'Lerdo': 24.0, 'Tupman': 24.3, 'Norco': 25.5, 'Rio Bravo': 26.3, 'Highwind': 29.1, 'Elk Hills': 29.2} | 5914.9839 | 0 | 0% | 5914.9839 | 100% | [5 empty] | 19.3483 | 0.3271% | 0 | 0% |  | 0 | 0% | 5914.9839 | 100% | 4491.4463 | 75.93% | 1423.5376 | 56.4164 | 0.9538% | 5858.5675 | 56.4164 | 0.9538% | 5858.5675 | 4491.4463 | 75.93% | 1423.5376 | 1115.3124 | 18.86% | 4799.6715 | 167.0156 | 2.824% | 5747.9683
244 | Viejo | Greater_LA | {'Santiago': 7.2, 'Trabuco': 7.4, 'Margarita': 8.1, 'Capistrano': 10.7, 'Johanna': 12.5, 'Lee Lake (Proposed)': 12.5, 'Serrano': 14.0, 'Villa Park': 15.1, 'Talega': 15.3, 'Ellis': 17.4, 'Lewis': 17.7, 'Huntington Beach': 19.4, 'San Onofre': 21.1, 'Barre': 21.9, 'Chino': 22.9, 'Mira Loma': 23.9, 'Olinda': 25.1, 'Alamitos': 27.2, 'Valley': 28.5, 'Del Amo': 29.0, 'Walnut': 29.4, 'Rancho Vista': 29.7, 'Etiwanda': 29.8} | 844.5223 | 0 | 0% | 844.5223 | 100% | [5 empty] | 0 | 0% | 0 | 0% |  | 14.8837 | 1.762% | 0 | 0% | 3.1489 | 0.3729% | 841.3734 | 232.3927 | 27.52% | 612.1296 | 759.7515 | 89.96% | 84.7708 | 762.9005 | 90.34% | 81.6218 | 0 | 0% | 844.5223 | 21.0062 | 2.487% | 823.5161
245 | Kelso | Solano | {'Delta Switching Yard': 1.0, 'Green Ridge Midway': 5.0, 'Tesla': 6.2, 'Brentwood': 9.3, 'Cayetano': 10.0, 'Lone Tree': 13.4, 'Contra Costa': 17.1, 'Vierra': 18.0, 'Stagg': 19.3, 'Weber': 21.5, 'Eight Mile': 21.9, 'Clayton': 22.4, 'Pittsburg': 23.0, 'Ripon': 25.1, 'Birds Landing': 25.8, 'Westley': 26.4, 'Shilo III': 28.9, 'Newark': 29.3, 'Grand Island': 30.0} | 167350.4375 | 0 | 0% | 167350.4375 | 100% | [5 empty] | 8537.5479 | 5.102% | 72804.5547 | 43.5% |  | 21253.1953 | 12.7% | 4949.3896 | 2.958% | 83354.0391 | 49.81% | 83996.3984 | 61579.2734 | 36.8% | 105771.1641 | 67219.3984 | 40.17% | 100131.0391 | 96373.4141 | 57.59% | 70977.0234 | 28364.8984 | 16.95% | 138985.5391 | 10030.9785 | 5.994% | 157319.459
246 | BlytheSC 161 kV | Riverside (Exclude) | {'Colorado River': 12.6} | 78219.3516 | 0 | 0% | 78219.3516 | 100% | [5 empty] | 681.4821 | 0.8712% | 1937.2343 | 2.477% |  | 0 | 0% | 0 | 0% | 31998.0723 | 40.91% | 46221.2793 | 26180.0566 | 33.47% | 52039.2949 | 20697.6504 | 26.46% | 57521.7012 | 40480.0273 | 51.75% | 37739.3242 | 52800.9609 | 67.5% | 25418.3906 | 897.6524 | 1.148% | 77321.6992
247 | Windhub | Tehachapi | {'Highwind': 7.1, 'Whirlwind': 15.0, 'Antelope': 24.0} | 150804.5312 | 16166.8564 | 10.72% | 134637.6748 | 89.28% | [5 empty] | 59.9187 | 0.03973% | 1231.7916 | 0.8168% |  | 57606.1914 | 38.2% | 4852.2852 | 3.218% | 57730.875 | 38.28% | 93073.6562 | 38546.7109 | 25.56% | 112257.8203 | 41584.7305 | 27.58% | 109219.8008 | 93434.5703 | 61.96% | 57369.9609 | 43330.0977 | 28.73% | 107474.4336 | 1162.7107 | 0.771% | 149641.8206
248 | Camanche | Solano | {'Lockeford': 9.9, 'Bellota': 13.7, 'Eight Mile': 22.0, 'Stagg': 23.3, 'Weber': 23.4} | 2548.2742 | 0 | 0% | 2548.2742 | 100% | [5 empty] | 475.088 | 18.64% | 1427.765 | 56.03% |  | 0 | 0% | 0 | 0% | 0 | 0% | 2548.2742 | 113.1387 | 4.44% | 2435.1355 | 830.1893 | 32.58% | 1718.0848 | 830.1893 | 32.58% | 1718.0848 | 0 | 0% | 2548.2742 | 56.7529 | 2.227% | 2491.5213
249 | Whirlwind | Tehachapi | {'Antelope': 14.1, 'Windhub': 15.0, 'Highwind': 16.9, 'Bailey': 20.1, 'Pastoria': 23.7} | 219506.8906 | 43096.5117 | 19.63% | 176410.3789 | 80.37% | [5 empty] | 3358.2971 | 1.53% | 3373.1775 | 1.537% |  | 107051.3594 | 48.77% | 15882.7344 | 7.236% | 62734.832 | 28.58% | 156772.0586 | 86050.5312 | 39.2% | 133456.3594 | 66320.2109 | 30.21% | 153186.6797 | 137294.0156 | 62.55% | 82212.875 | 49347.6016 | 22.48% | 170159.2891 | 2946.2119 | 1.342% | 216560.6787
250 | El Casco | Riverside (Exclude) | {'San Bernardino': 12.1, 'Vista': 14.8, 'Valley': 16.3, 'Lee Lake (Proposed)': 26.1, 'Etiwanda': 27.2, 'Rancho Vista': 27.6, 'Mira Loma': 28.1, 'Devers': 28.8} | 12154.5195 | 982.8002 | 8.086% | 11171.7193 | 91.91% | [5 empty] | 1.3344 | 0.01098% | 10.2302 | 0.08417% |  | 652.5178 | 5.369% | 11502.0391 | 94.63% | 5375.8574 | 44.23% | 6778.6621 | 1849.1187 | 15.21% | 10305.4009 | 5416.3438 | 44.56% | 6738.1758 | 8780.6768 | 72.24% | 3373.8428 | 7440.6191 | 61.22% | 4713.9004 | 612.7637 | 5.041% | 11541.7558
251 | Suncrest | Greater_SD | {'Miguel': 19.7, 'Otay Mesa': 21.0, 'Sycamore Canyon': 21.6, 'Kearny': 26.2, 'Mission': 26.5, 'Bay Boulevard': 27.7, 'Silvergate': 28.0, 'Old Town': 29.8} | 23854.9375 | 0 | 0% | 23854.9375 | 100% | [5 empty] | 34.4321 | 0.1443% | 0 | 0% |  | 117.0697 | 0.4908% | 23737.875 | 99.51% | 1593.9154 | 6.682% | 22261.0221 | 13751.3477 | 57.65% | 10103.5898 | 17810.9277 | 74.66% | 6044.0098 | 20153.7793 | 84.48% | 3701.1582 | 17889.834 | 74.99% | 5965.1035 | 1425.8434 | 5.977% | 22429.0941
252 | Colorado River | Riverside (Exclude) | {'BlytheSC 161 kV': 12.6, 'Redbluff': 29.8} | 93617.7656 | 0 | 0% | 93617.7656 | 100% | [5 empty] | 460.9825 | 0.4924% | 402.7336 | 0.4302% |  | 0 | 0% | 0 | 0% | 46192.2891 | 49.34% | 47425.4766 | 40904.6719 | 43.69% | 52713.0938 | 36345.7461 | 38.82% | 57272.0195 | 61544.6719 | 65.74% | 32073.0938 | 67012.7969 | 71.58% | 26604.9688 | 514.4854 | 0.5496% | 93103.2802
253 | Red bluff | Riverside (Exclude) | {'Kern': 15.1, 'Colorado River': 29.8} | 46112.8555 | 0 | 0% | 46112.8555 | 100% | [5 empty] | 13.475 | 0.02922% | 0 | 0% |  | 0 | 0% | 0 | 0% | 21361.2324 | 46.32% | 24751.623 | 4937.3193 | 10.71% | 41175.5361 | 4866.6309 | 10.55% | 41246.2246 | 21444.2363 | 46.5% | 24668.6191 | 7547.396 | 16.37% | 38565.4595 | 531.6248 | 1.153% | 45581.2307
254 | Ocotillo Express | Greater_Imperial | {'ECO': 9.2, 'Imperial Valley': 19.2, 'El Centro': 29.8} | 42395.5391 | 0 | 0% | 42395.5391 | 100% | [5 empty] | 0 | 0% | 0 | 0% |  | 10772.5605 | 25.41% | 63.4465 | 0.1497% | 6522.9146 | 15.39% | 35872.6245 | 8004.2158 | 18.88% | 34391.3232 | 10076.6611 | 23.77% | 32318.8779 | 17701.3516 | 41.75% | 24694.1875 | 25743.6914 | 60.72% | 16651.8477 | 272.0636 | 0.6417% | 42123.4755
255 | Ivanpah | Southern_NV_Eldorado | {'Primm': 9.5} | 4566.7158 | 0 | 0% | 4566.7158 | 100% | [5 empty] | 0 | 0% | 0 | 0% |  | 0 | 0% | 0 | 0% | 3997.6018 | 87.54% | 569.114 | 3609.2271 | 79.03% | 957.4888 | 536.3531 | 11.74% | 4030.3627 | 4531.9756 | 99.24% | 34.7402 | 2056.2019 | 45.03% | 2510.5139 | 0.0010947 | 2.397e-05% | 4566.7147
256 | Alamitos | Greater_LA | {'Del Amo': 5.7, 'Long Beach': 7.3, 'Barre': 7.4, 'Harborgen': 7.5, 'Hinson': 8.0, 'Arcogen': 9.1, 'Lighthipe': 9.1, 'Ellis': 10.5, 'Huntington Beach': 10.8, 'Center': 11.3, 'Lewis': 11.9, 'Johanna': 14.6, 'Laguna Bell': 14.8, 'La Fresa': 15.3, 'Villa Park': 15.6, 'Olinda': 16.1, 'Redondo': 17.6, 'El Nido': 18.2, 'Serrano': 18.3, 'Mesa (SCE)': 18.8, 'Walnut': 18.8, 'Chevmain': 19.9, 'Santiago': 20.3, 'El Segundo': 21.1, 'La Cienega': 22.9, 'Rio Hondo': 24.4, 'Goodrich': 26.6, 'Viejo': 27.2, 'Trabuco': 28.2, 'Chino': 29.0} | 10135.6299 | 0 | 0% | 10135.6299 | 100% | [5 empty] | 0 | 0% | 0 | 0% |  | 4.585 | 0.04524% | 0 | 0% | 0 | 0% | 10135.6299 | 1464.8727 | 14.45% | 8670.7572 | 7857.5747 | 77.52% | 2278.0552 | 7857.5747 | 77.52% | 2278.0552 | 0 | 0% | 10135.6299 | 359.7454 | 3.549% | 9775.8845
257 | Shilo III | Solano | {'Birds Landing': 3.2, 'Pittsburg': 9.6, 'Peabody': 10.5, 'Contra Costa': 12.2, 'Grand Island': 14.6, 'Lone Tree': 16.1, 'Vaca Dixon': 16.5, 'Clayton': 16.9, 'Martinez': 18.1, 'Brentwood': 19.6, 'Carquinez': 22.5, 'Tulucay': 23.5, 'Putah Creek': 25.7, 'Davis': 26.7, 'Eight Mile': 26.7, 'Delta Switching Yard': 28.3, 'Kelso': 28.9, 'Stagg': 29.8} | 150329.4219 | 4561.6895 | 3.034% | 145767.7324 | 96.97% | [5 empty] | 45374.8906 | 30.18% | 35183.7188 | 23.4% |  | 782.8908 | 0.5208% | 0 | 0% | 21524.8223 | 14.32% | 128804.5996 | 50859.3203 | 33.83% | 99470.1016 | 47628.4219 | 31.68% | 102701 | 68949.0625 | 45.87% | 81380.3594 | 3495.5657 | 2.325% | 146833.8562 | 36677.9297 | 24.4% | 113651.4922
258 | ECO | Greater_Imperial | {'Ocotillo': 9.2, 'Imperial Valley': 24.6} | 56530.3945 | 5242.665 | 9.274% | 51287.7295 | 90.73% | [5 empty] | 8.6734 | 0.01534% | 0 | 0% |  | 37738.375 | 66.76% | 3731.9246 | 6.602% | 10801.3857 | 19.11% | 45729.0088 | 8020.9771 | 14.19% | 48509.4175 | 20339.4492 | 35.98% | 36190.9453 | 30994.4805 | 54.83% | 25535.9141 | 24455.5508 | 43.26% | 32074.8438 | 589.3523 | 1.043% | 55941.0422
259 | IID System | Greater_Imperial (Exclude) | {'Sonora': 7.6, 'Arkansas': 7.8, 'El Centro': 27.8} | 75614.8828 | 0 | 0% | 75614.8828 | 100% | [5 empty] | 9996.8164 | 13.22% | 42317.8086 | 55.96% |  | 0 | 0% | 0 | 0% | 936.5955 | 1.239% | 74678.2873 | 26495.9023 | 35.04% | 49118.9805 | 21648.1016 | 28.63% | 53966.7812 | 28858.5508 | 38.17% | 46756.332 | 4043.3884 | 5.347% | 71571.4944 | 3115.7449 | 4.121% | 72499.1379
260 | Sonora | Greater_Imperial (Exclude) | {'Arkansas': 2.7, 'IID System': 7.6, 'El Centro': 25.8, 'High Line': 29.4} | 71656.7422 | 0 | 0% | 71656.7422 | 100% | [5 empty] | 15937.6699 | 22.24% | 44399.0078 | 61.96% |  | 0 | 0% | 0 | 0% | 1996.0349 | 2.786% | 69660.7073 | 20019.457 | 27.94% | 51637.2852 | 15935.334 | 22.24% | 55721.4082 | 22545.1641 | 31.46% | 49111.5781 | 1561.2971 | 2.179% | 70095.4451 | 2516.7742 | 3.512% | 69139.968
261 | Caliente | Kern_Greater_Carrizo | {'Carrizo Plains': 6.9, 'Solar SS': 8.1, 'Kernridge': 10.9, 'Temblor': 12.5, 'Goose Lake': 24.4, 'Midway': 26.3, 'Arco': 27.4, 'Taft': 29.8} | 44579.668 | 0 | 0% | 44579.668 | 100% | [5 empty] | 15.7151 | 0.03525% | 0 | 0% |  | 66.5067 | 0.1492% | 0 | 0% | 22673.8789 | 50.86% | 21905.7891 | 731.0173 | 1.64% | 43848.6507 | 5087.5879 | 11.41% | 39492.0801 | 25426.291 | 57.04% | 19153.377 | 29305.9355 | 65.74% | 15273.7324 | 610.8398 | 1.37% | 43968.8282
262 | Regulus | Central_Valley_North_Los_Banos | {'Lamont': 0.1, 'Grimway': 3.4, 'Magunden': 5.5, 'Columbus': 8.2, 'California Water': 8.9, 'Bakersfield': 10.1, 'Westpark': 11.3, 'Stockdale': 11.6, 'Sycamore': 12.9, 'Rosedale': 13.3, 'Kern Oil': 13.3, 'Kern Power': 14.4, 'Tevis': 15.1, 'Wheeler Ridge': 15.7, '7th Standard': 18.0, 'Renfro': 18.1, 'Poso Mountain': 18.9, 'Lerdo': 21.5, 'Tupman': 23.3, 'Rio Bravo': 24.6, 'Pastoria': 25.0, 'Norco': 25.2, 'Elk Hills': 29.4, 'Shafter': 29.7} | 2849.7996 | 0 | 0% | 2849.7996 | 100% | [5 empty] | 0 | 0% | 0 | 0% |  | 0 | 0% | 2849.7996 | 100% | 2849.7996 | 100% | 0 | 56.4164 | 1.98% | 2793.3832 | 56.4164 | 1.98% | 2793.3832 | 2849.7996 | 100% | 0 | 879.8696 | 30.87% | 1969.93 | 41.1484 | 1.444% | 2808.6512
263 | Geysers 12 | Mendocino_Marin | {'Eagle Rock': 6.0, 'Cloverdale': 14.1, 'Fulton': 17.7, 'Hopland': 23.2, 'Bellevue': 26.0} | 90415.2344 | 0 | 0% | 90415.2344 | 100% | [5 empty] | 3938.7839 | 4.356% | 2685.9307 | 2.971% |  | 26936.2168 | 29.79% | 57832.7891 | 63.96% | 58363.6914 | 64.55% | 32051.543 | 41662.7617 | 46.08% | 48752.4727 | 70523.4141 | 78% | 19891.8203 | 86363.0547 | 95.52% | 4052.1797 | 35834.5312 | 39.63% | 54580.7031 | 1120.5471 | 1.239% | 89294.6873
264 | Solar SS | Kern_Greater_Carrizo | {'Carrizo Plains': 1.1, 'Caliente': 8.1, 'Kernridge': 18.5, 'Temblor': 20.5, 'Cholame': 26.1, 'Arco': 28.4} | 75822.6328 | 0 | 0% | 75822.6328 | 100% | [5 empty] | 343.9488 | 0.4536% | 0 | 0% |  | 13866.9893 | 18.29% | 0 | 0% | 33274.0273 | 43.88% | 42548.6055 | 2396.1218 | 3.16% | 73426.511 | 6752.6929 | 8.906% | 69069.9399 | 37691.543 | 49.71% | 38131.0898 | 51925.6719 | 68.48% | 23896.9609 | 1127.2457 | 1.487% | 74695.3871
265 | Olive | Central_Valley_North_Los_Banos | {'Alpaugh': 4.6, 'Smyrna': 12.5, 'Corcoran': 15.9, 'Semitropic': 20.5, 'Vestal': 20.6, 'Charca': 21.1, 'Goose Lake': 21.8, 'Shafter': 27.5, 'Arco': 27.6, 'GWF Hanford Sw Sta': 28.0} | 0 | 0 | 0% | 0 | 0% | [5 empty] | 0 | 0% | 0 | 0% |  | 0 | 0% | 0 | 0% | 0 | 0% | 0 | 0 | 0% | 0 | 0 | 0% | 0 | 0 | 0% | 0 | 0 | 0% | 0 | 0 | 0% | 0
266 | 7th Standard | Central_Valley_North_Los_Banos | {'Renfro': 4.0, 'Lerdo': 4.3, 'Kern Power': 4.5, 'Rosedale': 5.3, 'Kern Oil': 6.2, 'Westpark': 6.8, 'Rio Bravo': 7.3, 'Bakersfield': 8.0, 'Sycamore': 8.0, 'Tevis': 8.3, 'Stockdale': 9.2, 'Tupman': 9.8, 'Columbus': 11.2, 'Shafter': 11.7, 'Poso Mountain': 12.8, 'Magunden': 13.0, 'California Water': 13.0, 'Norco': 14.6, 'Charca': 16.0, 'Regulus': 18.0, 'Lamont': 18.1, 'Midway': 18.3, 'Elk Hills': 20.2, 'Grimway': 20.2, 'Semitropic': 20.5, 'Wheeler Ridge': 25.8, 'Smyrna': 26.5, 'Goose Lake': 27.6, 'Vestal': 27.9, 'Taft': 28.8} | 0 | 0 | 0% | 0 | 0% | [5 empty] | 0 | 0% | 0 | 0% |  | 0 | 0% | 0 | 0% | 0 | 0% | 0 | 0 | 0% | 0 | 0 | 0% | 0 | 0 | 0% | 0 | 0 | 0% | 0 | 0 | 0% | 0
267 | Delevan | Northern_California | {'Cortina': 17.3, 'Glenn': 29.1} | 276027.4375 | 0 | 0% | 276027.4375 | 100% | [5 empty] | 62794.3594 | 22.75% | 69628.25 | 25.23% |  | 68852.5703 | 24.94% | 0 | 0% | 79931.3125 | 28.96% | 196096.125 | 26596.832 | 9.636% | 249430.6055 | 69706.2891 | 25.25% | 206321.1484 | 140104.5625 | 50.76% | 135922.875 | 95259.8984 | 34.51% | 180767.5391 | 8873.2305 | 3.215% | 267154.207
268 | Mustang | Kern_Greater_Carrizo | {'San Luis Obispo': 3.7, 'Morro Bay': 12.2, 'Diablo': 12.9, 'Oceano': 15.2, 'Templeton': 16.7, 'Mesa': 23.9} | 86128.875 | 0 | 0% | 86128.875 | 100% | [5 empty] | 990.9224 | 1.151% | 336.5789 | 0.3908% |  | 31670.4609 | 36.77% | 46212.2891 | 53.65% | 31052.2617 | 36.05% | 55076.6133 | 13314.7217 | 15.46% | 72814.1533 | 35939.1016 | 41.73% | 50189.7734 | 48770.9102 | 56.63% | 37357.9648 | 47786.1875 | 55.48% | 38342.6875 | 6350.478 | 7.373% | 79778.397
269 | Tranquility | Central_Valley_North_Los_Banos | {'Cheney': 7.6, 'Mendota': 9.5, 'Panoche': 10.7, 'Cantua': 11.6, 'Helm': 12.7, 'Newhall': 19.6, 'Schindler': 19.7, 'Mc Mullin': 23.1, 'Oro Loma': 24.8} | 201063.6562 | 35.2834 | 0.01755% | 201028.3729 | 99.98% | [5 empty] | 104029.2578 | 51.74% | 79195.1797 | 39.39% |  | 0 | 0% | 0 | 0% | 47751.168 | 23.75% | 153312.4883 | 9131.417 | 4.542% | 191932.2393 | 24262.873 | 12.07% | 176800.7832 | 62378.0234 | 31.02% | 138685.6328 | 356.4774 | 0.1773% | 200707.1788 | 4827.394 | 2.401% | 196236.2622
270 | Calcite | Greater_Kramer | {'Coolwater': 23.9, 'Tortilla': 24.5, 'Victor': 26.9, 'Lugo': 27.8, 'Roadway': 28.5} | 111996.5938 | 0 | 0% | 111996.5938 | 100% | [5 empty] | 1743.8573 | 1.557% | 657.0425 | 0.5867% |  | 8101.5605 | 7.234% | 0 | 0% | 49932.8398 | 44.58% | 62063.7539 | 30309.8613 | 27.06% | 81686.7324 | 27371.2598 | 24.44% | 84625.334 | 69391.5781 | 61.96% | 42605.0156 | 30651.0273 | 27.37% | 81345.5664 | 526.1443 | 0.4698% | 111470.4495
271 | Trout Canyon (fka Crazy Eyes) | Southern_NV_Eldorado | {'Carpenter Canyon (fka Gamebird)': 9.1, 'Sandy': 9.4, 'Pahrump': 13.6, 'Vista (VEA)': 20.7, 'Desert View': 28.7} | 14157.4385 | 0 | 0% | 14157.4385 | 100% | [5 empty] | 0 | 0% | 0 | 0% |  | 0 | 0% | 0 | 0% | 3064.5107 | 21.65% | 11092.9277 | 48.9906 | 0.346% | 14108.4479 | 6184.5029 | 43.68% | 7972.9355 | 7784.5127 | 54.99% | 6372.9258 | 11343.9463 | 80.13% | 2813.4922 | 0.49819 | 0.003519% | 14156.9403
272 | Delaney | Arizona | {'Palo Verde': 12.1, 'Hassayampa': 14.1} | 0 | 0 | 0% | 0 | 0% | [5 empty] | 0 | 0% | 0 | 0% |  | 0 | 0% | 0 | 0% | 0 | 0% | 0 | 0 | 0% | 0 | 0 | 0% | 0 | 0 | 0% | 0 | 0 | 0% | 0 | 0 | 0% | 0
273 | Desert View | Southern_NV_Eldorado | {'Trout Canyon (fka Crazy Eyes)': 28.7, 'Sandy': 29.3} | 0 | 0 | 0% | 0 | 0% | [5 empty] | 0 | 0% | 0 | 0% |  | 0 | 0% | 0 | 0% | 0 | 0% | 0 | 0 | 0% | 0 | 0 | 0% | 0 | 0 | 0% | 0 | 0 | 0% | 0 | 0 | 0% | 0
274 | Carpenter Canyon (fka Gamebird) | Southern_NV_Eldorado | {'Pahrump': 4.5, 'Trout Canyon (fka Crazy Eyes)': 9.1, 'Vista (VEA)': 12.4, 'Sandy': 18.4, 'Innovation': 29.2} | 15668.2041 | 0 | 0% | 15668.2041 | 100% | [5 empty] | 0 | 0% | 0 | 0% |  | 0 | 0% | 0 | 0% | 3064.5107 | 19.56% | 12603.6934 | 800.1089 | 5.107% | 14868.0952 | 7508.8013 | 47.92% | 8159.4028 | 9108.8115 | 58.14% | 6559.3926 | 12106.1904 | 77.27% | 3562.0137 | 110.1812 | 0.7032% | 15558.0229
275 | Hassayampa | Arizona | {'Palo Verde': 2.7, 'Delaney': 14.1} | 0 | 0 | 0% | 0 | 0% | [5 empty] | 0 | 0% | 0 | 0% |  | 0 | 0% | 0 | 0% | 0 | 0% | 0 | 0 | 0% | 0 | 0 | 0% | 0 | 0 | 0% | 0 | 0 | 0% | 0 | 0 | 0% | 0
276 | Hoodoo Wash | Arizona | {} | 0 | 0 | 0% | 0 | 0% | [5 empty] | 0 | 0% | 0 | 0% |  | 0 | 0% | 0 | 0% | 0 | 0% | 0 | 0 | 0% | 0 | 0 | 0% | 0 | 0 | 0% | 0 | 0 | 0% | 0 | 0 | 0% | 0
277 | Innovation | Southern_NV_Eldorado | {'Vista (VEA)': 18.6, 'Lathrop': 24.0, 'Pahrump': 26.6, 'Carpenter Canyon (fka Gamebird)': 29.2} | 0 | 0 | 0% | 0 | 0% | [5 empty] | 0 | 0% | 0 | 0% |  | 0 | 0% | 0 | 0% | 0 | 0% | 0 | 0 | 0% | 0 | 0 | 0% | 0 | 0 | 0% | 0 | 0 | 0% | 0 | 0 | 0% | 0
278 | Lathrop | Southern_NV_Eldorado | {'Valley (VEA)': 11.3, 'Innovation': 24.0, 'Beatty': 27.5} | 0 | 0 | 0% | 0 | 0% | [5 empty] | 0 | 0% | 0 | 0% |  | 0 | 0% | 0 | 0% | 0 | 0% | 0 | 0 | 0% | 0 | 0 | 0% | 0 | 0 | 0% | 0 | 0 | 0% | 0 | 0 | 0% | 0
279 | Mohave | Southern_NV_Eldorado | {} | 9041.1641 | 2.1504 | 0.02378% | 9039.0136 | 99.98% | [5 empty] | 3527.4307 | 39.02% | 0 | 0% |  | 0 | 0% | 0 | 0% | 1259.5812 | 13.93% | 7781.5829 | 8040.7104 | 88.93% | 1000.4536 | 0 | 0% | 9041.1641 | 8040.7104 | 88.93% | 1000.4536 | 2260.0127 | 25% | 6781.1514 | 1399.355 | 15.48% | 7641.8091
280 | Pahrump | Southern_NV_Eldorado | {'Carpenter Canyon (fka Gamebird)': 4.5, 'Vista (VEA)': 8.6, 'Trout Canyon (fka Crazy Eyes)': 13.6, 'Sandy': 22.9, 'Innovation': 26.6} | 12522.5547 | 0 | 0% | 12522.5547 | 100% | [5 empty] | 0 | 0% | 0 | 0% |  | 0 | 0% | 0 | 0% | 3064.5107 | 24.47% | 9458.0439 | 800.1089 | 6.389% | 11722.4457 | 4364.3511 | 34.85% | 8158.2036 | 5964.3613 | 47.63% | 6558.1934 | 10804.9043 | 86.28% | 1717.6504 | 109.909 | 0.8777% | 12412.6457
281 | Palo Verde | Arizona | {'Hassayampa': 2.7, 'Delaney': 12.1} | 0 | 0 | 0% | 0 | 0% | [5 empty] | 0 | 0% | 0 | 0% |  | 0 | 0% | 0 | 0% | 0 | 0% | 0 | 0 | 0% | 0 | 0 | 0% | 0 | 0 | 0% | 0 | 0 | 0% | 0 | 0 | 0% | 0
282 | Primm | Southern_NV_Eldorado | {'Ivanpah': 9.5, 'Eldorado': 22.0, 'Sloan Canyon (fka Bob)': 24.4, 'Sandy': 29.9} | 4555.0078 | 0 | 0% | 4555.0078 | 100% | [5 empty] | 0 | 0% | 0 | 0% |  | 0 | 0% | 0 | 0% | 3985.9385 | 87.51% | 569.0693 | 3597.5483 | 78.98% | 957.4595 | 536.3416 | 11.77% | 4018.6662 | 4520.291 | 99.24% | 34.7168 | 2056.1482 | 45.14% | 2498.8596 | 0 | 0% | 4555.0078
283 | Sloan Canyon (fka Bob) | Southern_NV_Eldorado | {'Eldorado': 5.2, 'Mead': 11.1, 'Primm': 24.4} | 0 | 0 | 0% | 0 | 0% | [5 empty] | 0 | 0% | 0 | 0% |  | 0 | 0% | 0 | 0% | 0 | 0% | 0 | 0 | 0% | 0 | 0 | 0% | 0 | 0 | 0% | 0 | 0 | 0% | 0 | 0 | 0% | 0
284 | Valley (VEA) | Southern_NV_Eldorado | {'Lathrop': 11.3, 'Beatty': 29.5} | 2871.6289 | 0 | 0% | 2871.6289 | 100% | [5 empty] | 0 | 0% | 0 | 0% |  | 0 | 0% | 0 | 0% | 0 | 0% | 2871.6289 | 0 | 0% | 2871.6289 | 0 | 0% | 2871.6289 | 0 | 0% | 2871.6289 | 2871.6289 | 100% | 0 | 13.0398 | 0.4541% | 2858.5891
285 | Vista (VEA) | Southern_NV_Eldorado | {'Pahrump': 8.6, 'Carpenter Canyon (fka Gamebird)': 12.4, 'Innovation': 18.6, 'Trout Canyon (fka Crazy Eyes)': 20.7} | 1048.946 | 0 | 0% | 1048.946 | 100% | [5 empty] | 0 | 0% | 0 | 0% |  | 0 | 0% | 0 | 0% | 0.92708 | 0.08838% | 1048.019 | 751.1183 | 71.61% | 297.8277 | 1003.9802 | 95.71% | 44.9659 | 1004.9072 | 95.8% | 44.0388 | 598.3262 | 57.04% | 450.6199 | 109.909 | 10.48% | 939.037
286 | Bay Boulevard | Greater_SD | {'Silvergate': 6.6, 'Miguel': 8.1, 'Otay Mesa': 11.0, 'Mission': 12.3, 'Old Town': 12.3, 'Kearny': 15.6, 'Sycamore Canyon': 21.6, 'Penasquitos': 22.6, 'Suncrest': 27.7} | 6304.7812 | 0 | 0% | 6304.7812 | 100% | [5 empty] | 0 | 0% | 0 | 0% |  | 441.3843 | 7.001% | 0 | 0% | 276.1021 | 4.379% | 6028.6791 | 1621.1156 | 25.71% | 4683.6656 | 5114.7012 | 81.12% | 1190.0801 | 5133.0249 | 81.41% | 1171.7563 | 103.1082 | 1.635% | 6201.6731 | 231.1087 | 3.666% | 6073.6726
287 | Beatty | Southern_NV_Eldorado | {'Lathrop': 27.5, 'Valley (VEA)': 29.5} | 2.8841 | 0 | 0% | 2.8841 | 100% | [5 empty] | 0 | 0% | 0 | 0% |  | 0 | 0% | 0 | 0% | 0 | 0% | 2.8841 | 0 | 0% | 2.8841 | 0 | 0% | 2.8841 | 0 | 0% | 2.8841 | 2.8841 | 100% | 0 | 0 | 0% | 2.8841
288 | Lee Lake (Proposed) | Riverside (Exclude) | {'Viejo': 12.5, 'Valley': 16.9, 'Margarita': 17.2, 'Trabuco': 18.2, 'Mira Loma': 19.0, 'Santiago': 19.2, 'Serrano': 20.3, 'Capistrano': 20.5, 'Vista': 21.5, 'Chino': 21.6, 'Talega': 21.6, 'Villa Park': 22.6, 'Johanna': 23.3, 'Etiwanda': 23.8, 'Rancho Vista': 23.8, 'San Bernardino': 25.8, 'El Casco': 26.1, 'Lewis': 26.2, 'San Onofre': 26.9, 'Padua': 27.7, 'Ellis': 28.8} | 0 | 0 | 0% | 0 | 0% | [5 empty] | 0 | 0% | 0 | 0% |  | 0 | 0% | 0 | 0% | 0 | 0% | 0 | 0 | 0% | 0 | 0 | 0% | 0 | 0 | 0% | 0 | 0 | 0% | 0 | 0 | 0% | 0
289 | Leprino Jct | Central_Valley_North_Los_Banos | {'Henrietta': 3.9, 'GWF Hanford Sw Sta': 10.6, 'Gates': 17.7, 'Corcoran': 17.9, 'Schindler': 20.4, 'Kingsburg': 22.1, 'Avenal': 24.0, 'Mc Mullin': 25.9, 'McCall': 27.8, 'Alpaugh': 28.4} | 143206.3906 | 0 | 0% | 143206.3906 | 100% | [5 empty] | 57815.8281 | 40.37% | 72119.7656 | 50.36% |  | 0 | 0% | 0 | 0% | 5887.9199 | 4.111% | 137318.4707 | 2930.511 | 2.046% | 140275.8796 | 3700.2192 | 2.584% | 139506.1714 | 8737.1289 | 6.101% | 134469.2617 | 0 | 0% | 143206.3906 | 3288.8328 | 2.297% | 139917.5579
290 | Mead | Southern_NV_Eldorado | {'Sloan Canyon (fka Bob)': 11.1, 'Eldorado': 13.3} | 0 | 0 | 0% | 0 | 0% | [5 empty] | 0 | 0% | 0 | 0% |  | 0 | 0% | 0 | 0% | 0 | 0% | 0 | 0 | 0% | 0 | 0 | 0% | 0 | 0 | 0% | 0 | 0 | 0% | 0 | 0 | 0% | 0
291 | Quinto | Central_Valley_North_Los_Banos | {'Los Banos': 5.3, 'Oro Loma': 28.0} | 71519.8281 | 1806.5144 | 2.526% | 69713.3137 | 97.47% | [5 empty] | 14089.1104 | 19.7% | 4978.5537 | 6.961% |  | 4913.314 | 6.87% | 0 | 0% | 53980.4297 | 75.48% | 17539.3984 | 5008.7305 | 7.003% | 66511.0977 | 10255.9463 | 14.34% | 61263.8818 | 57090.75 | 79.83% | 14429.0781 | 28041.1191 | 39.21% | 43478.709 | 5400.4595 | 7.551% | 66119.3687
292 | Sandy | Southern_NV_Eldorado | {'Trout Canyon (fka Crazy Eyes)': 9.4, 'Carpenter Canyon (fka Gamebird)': 18.4, 'Pahrump': 22.9, 'Desert View': 29.3, 'Primm': 29.9} | 1796.9999 | 0 | 0% | 1796.9999 | 100% | [5 empty] | 0.31003 | 0.01725% | 0 | 0% |  | 0 | 0% | 0 | 0% | 0 | 0% | 1796.9999 | 0 | 0% | 1796.9999 | 114.314 | 6.361% | 1682.6859 | 114.314 | 6.361% | 1682.6859 | 162.3846 | 9.036% | 1634.6152 | 19.5458 | 1.088% | 1777.454
293 | Eldorado | Southern_NV_Eldorado | {'Sloan Canyon (fka Bob)': 5.2, 'Mead': 13.3, 'Primm': 22.0} | 0 | 0 | 0% | 0 | 0% | [5 empty] | 0 | 0% | 0 | 0% |  | 0 | 0% | 0 | 0% | 0 | 0% | 0 | 0 | 0% | 0 | 0 | 0% | 0 | 0 | 0% | 0 | 0 | 0% | 0 | 0 | 0% | 0

## LandEnv_Wind_Data_20mi
CEC calculated land-use and environmental data criteria for in-state substations at a 20 mile radius for onshore wind resource potential.
Blue columns indicate additional data calculate/added by CPUC staff.
OBJECTID | IRP_Substation_Name | RESOLVE_Wind_Area | Overlaps | RPB_Acres | TRP_Acres | Perc_TRP | High_Implication_Acres | Perc_HighImplication | Parcels_LT_6 | Perc_ParcLT6 | Parcels_LT_30_GT6 | Perc_ParcLT30GT6 | 10th Percentile Parcelization | LowCrop_Acres | Perc_LowCrop | HighCrop_Acres | Perc_HighCrop | Critically overdrafted basin | FT_Tier2_Acres | Perc_FT_Tier2 | FT_Tier3_Acres | Perc_FT_Tier3 | Conn45_Acres | Perc_Conn45 | Low Conn Acres | Bio5_Acres | Perc_Bio5 | Low Bio Acres | Irr45_Acres | Perc_Irr45 | Low Irr Acres | ACE_All_Acres | Perc_AllACE | Low AllACE Acres | High_Intact_Acres | Perc_HighIntact | LowIntact Acres | Wetlands_Acres | Perc_Wetlands | Not Wetlands Acres
1 | East Shore | Solano | {'Newark': 11.2, 'Martin (San Francisco H)': 16.9, 'Los Esteros': 17.0, 'Schulte Switching Station': 19.3, 'Cayetano': 20.5, 'Clayton': 23.5, 'Martinez': 26.9, 'Hicks': 29.5, 'Lone Tree': 29.5, 'Delta Switching Yard': 29.7, 'Green Ridge Midway': 29.8, 'Kelso': 30.5, 'Tesla': 30.8, 'Pittsburg': 30.9, 'Brentwood': 31.5, 'Contra Costa': 31.6, 'Carquinez': 33.0, 'Coyote': 34.5, 'Metcalf': 34.5, 'Birds Landing': 37.9, 'Ignacio': 38.9} | 31579.0547 | 0 | 0% | 31579.0547 | 100% | [5 empty] | 20.9994 | 0.0665% | 32.4412 | 0.1027% |  | 3016.2766 | 9.552% | 16352.2217 | 51.78% | 18341.541 | 58.08% | 13237.5137 | 14215.4697 | 45.02% | 17363.585 | 21250.8438 | 67.29% | 10328.2109 | 25793.5293 | 81.68% | 5785.5254 | 15584.5049 | 49.35% | 15994.5498 | 3600.9438 | 11.4% | 27978.1108
2 | Newark | Solano | {'Los Esteros': 5.9, 'Schulte Switching Station': 8.7, 'East Shore': 11.2, 'Hicks': 19.0, 'Cayetano': 20.2, 'Metcalf': 23.3, 'Coyote': 23.4, 'Green Ridge Midway': 26.8, 'Martin (San Francisco H)': 27.1, 'Tesla': 27.3, 'Delta Switching Yard': 28.8, 'Kelso': 29.3, 'Clayton': 30.6, 'Lone Tree': 33.2, 'Brentwood': 33.5, 'Contra Costa': 36.2, 'Martinez': 36.2, 'Pittsburg': 37.3} | 28965.4648 | 0 | 0% | 28965.4648 | 100% | [5 empty] | 64.7512 | 0.2235% | 8.8494 | 0.03055% |  | 13948.2881 | 48.15% | 8666.8115 | 29.92% | 22006.0996 | 75.97% | 6959.3652 | 8064.7881 | 27.84% | 20900.6768 | 14023.5381 | 48.41% | 14941.9268 | 26071.4375 | 90.01% | 2894.0273 | 18871.7598 | 65.15% | 10093.7051 | 3093.4958 | 10.68% | 25871.969
3 | Tesla | Solano | {'Green Ridge Midway': 1.6, 'Kelso': 6.2, 'Delta Switching Yard': 6.8, 'Cayetano': 11.4, 'Brentwood': 15.5, 'Vierra': 17.0, 'Lone Tree': 19.3, 'Westley': 21.7, 'Stagg': 22.7, 'Weber': 22.8, 'Contra Costa': 23.1, 'Ripon': 23.1, 'Eight Mile': 26.0, 'Newark': 27.3, 'Clayton': 27.3, 'Los Esteros': 28.2, 'Pittsburg': 28.8, 'East Shore': 30.8, 'Schulte Switching Station': 31.5, 'Birds Landing': 31.9, 'Metcalf': 35.1, 'Shilo III': 35.1, 'Coyote': 35.4, 'Lockeford': 35.6, 'Grand Island': 35.9, 'Riverbank': 36.1, 'Martinez': 36.6, 'Bellota': 36.7, 'Hicks': 37.9} | 259683.625 | 0 | 0% | 259683.625 | 100% | [5 empty] | 12231.4316 | 4.71% | 100279.9062 | 38.62% |  | 41218.2109 | 15.87% | 5446.8374 | 2.097% | 148622.4688 | 57.23% | 111061.1562 | 81699.0469 | 31.46% | 177984.5781 | 91565.5781 | 35.26% | 168118.0469 | 164419.4844 | 63.32% | 95264.1406 | 80176.9219 | 30.87% | 179506.7031 | 12175.8965 | 4.689% | 247507.7285
4 | Cabrillo | Kern_Greater_Carrizo | {'Sisquoc': 17.3, 'Mesa': 25.2, 'Oceano': 32.7, 'Goleta': 33.7} | 109381.3594 | 0 | 0% | 109381.3594 | 100% | [5 empty] | 3558.7808 | 3.254% | 2707.4973 | 2.475% |  | 96812.2109 | 88.51% | 3029.3281 | 2.77% | 75909.4297 | 69.4% | 33471.9297 | 3155.8381 | 2.885% | 106225.5212 | 23907.4121 | 21.86% | 85473.9473 | 86528.5547 | 79.11% | 22852.8047 | 68483.8984 | 62.61% | 40897.4609 | 6631.605 | 6.063% | 102749.7544
5 | Honcut | Northern_California | {'Palermo': 10.1, 'Pease': 11.0, 'East Marysville': 11.0, 'Wyandotte': 12.2, 'Thermalito': 13.5, 'Olivehurst': 16.0, 'Table Mountain': 16.4, 'Rio Oso': 27.5, 'Brunswick': 30.6, 'Higgins': 33.1, 'Delevan': 36.2, 'Cortina': 36.4, 'Pleasant Grove': 37.8} | 277068.2188 | 4353.4697 | 1.571% | 272714.749 | 98.43% | [5 empty] | 109508.4688 | 39.52% | 72149.0781 | 26.04% |  | 9499.0684 | 3.428% | 1936.4113 | 0.6989% | 154224.5 | 55.66% | 122843.7188 | 50844.3359 | 18.35% | 226223.8828 | 108074.2109 | 39.01% | 168994.0078 | 222234.625 | 80.21% | 54833.5938 | 20010.8301 | 7.222% | 257057.3887 | 33333.1445 | 12.03% | 243735.0742
6 | Palermo | Northern_California | {'Wyandotte': 2.9, 'Thermalito': 7.4, 'Table Mountain': 9.7, 'Honcut': 10.1, 'East Marysville': 20.2, 'Pease': 21.1, 'Olivehurst': 25.1, 'Brunswick': 30.1, 'Rio Oso': 36.0, 'Higgins': 36.4} | 265860.6875 | 4353.2891 | 1.637% | 261507.3984 | 98.36% | [5 empty] | 104219.9844 | 39.2% | 51630.9492 | 19.42% |  | 18792.1602 | 7.068% | 33186.2227 | 12.48% | 165788.1094 | 62.36% | 100072.5781 | 57262.3086 | 21.54% | 208598.3789 | 110401.5 | 41.53% | 155459.1875 | 228622.1094 | 85.99% | 37238.5781 | 29984.6367 | 11.28% | 235876.0508 | 36764.2734 | 13.83% | 229096.4141
7 | Table Mountain | Northern_California | {'Thermalito': 2.9, 'Wyandotte': 7.1, 'Palermo': 9.7, 'Honcut': 16.4, 'Pease': 26.6, 'East Marysville': 27.4, 'Glenn': 30.7, 'Olivehurst': 32.4, 'Delevan': 35.8, 'Brunswick': 39.6} | 267708.25 | 8352.3662 | 3.12% | 259355.8838 | 96.88% | [5 empty] | 105882.8516 | 39.55% | 61421.0469 | 22.94% |  | 25423.8574 | 9.497% | 28878.4707 | 10.79% | 135077.7969 | 50.46% | 132630.4531 | 60696.7656 | 22.67% | 207011.4844 | 138417.0469 | 51.7% | 129291.2031 | 220869.5156 | 82.5% | 46838.7344 | 27960.1895 | 10.44% | 239748.0605 | 39189.7031 | 14.64% | 228518.5469
8 | Wyandotte | Northern_California | {'Palermo': 2.9, 'Thermalito': 5.1, 'Table Mountain': 7.1, 'Honcut': 12.2, 'East Marysville': 22.7, 'Pease': 23.1, 'Olivehurst': 27.6, 'Brunswick': 32.5, 'Glenn': 37.7, 'Rio Oso': 38.6, 'Higgins': 39.2, 'Delevan': 39.9} | 270147.25 | 4632.7539 | 1.715% | 265514.4961 | 98.29% | [5 empty] | 109987.5703 | 40.71% | 48804.0352 | 18.07% |  | 21177.3438 | 7.839% | 37456.0703 | 13.87% | 160893.7812 | 59.56% | 109253.4688 | 60015.3281 | 22.22% | 210131.9219 | 122351.2891 | 45.29% | 147795.9609 | 231606.9062 | 85.73% | 38540.3438 | 31336.4863 | 11.6% | 238810.7637 | 36197.7969 | 13.4% | 233949.4531
9 | Cortina | Northern_California | {'Delevan': 17.3, 'Pease': 30.4, 'East Marysville': 35.7, 'Honcut': 36.4, 'Olivehurst': 36.6, 'Eagle Rock': 37.4, 'Geysers': 38.2, 'Woodland': 39.4} | 398129 | 0 | 0% | 398129 | 100% | [5 empty] | 56985.6016 | 14.31% | 124484.8594 | 31.27% |  | 147485.5625 | 37.04% | 731.4143 | 0.1837% | 168512.75 | 42.33% | 229616.25 | 66770.0547 | 16.77% | 331358.9453 | 135900.6719 | 34.13% | 262228.3281 | 268032.5 | 67.32% | 130096.5 | 154203.0938 | 38.73% | 243925.9062 | 10424.3525 | 2.618% | 387704.6475
10 | Etiwanda | Greater_Kramer | {'Rancho Vista': 0.4, 'Mira Loma': 6.0, 'Padua': 6.8, 'Chino': 10.7, 'Vista': 12.4, 'San Bernardino': 16.6, 'Lugo': 21.2, 'Serrano': 23.4, 'Lee Lake (Proposed)': 23.8, 'Olinda': 24.7, 'Walnut': 24.9, 'Villa Park': 25.8, 'Rio Hondo': 26.0, 'El Casco': 27.2, 'Lewis': 28.8, 'Victor': 29.7, 'Viejo': 29.8, 'Johanna': 31.9, 'Valley': 32.1, 'Goodrich': 32.4, 'Santiago': 32.4, 'Barre': 32.5, 'Mesa (SCE)': 33.7, 'Roadway': 34.2, 'Center': 35.0, 'Laguna Bell': 36.5, 'Del Amo': 36.7, 'Ellis': 36.7, 'Trabuco': 37.2, 'Margarita': 37.6, 'Gould': 38.9, 'Alamitos': 39.7, 'Lighthipe': 39.9} | 26097.291 | 0 | 0% | 26097.291 | 100% | [5 empty] | 32.1555 | 0.1232% | 1.7313 | 0.006634% |  | 4655.5405 | 17.84% | 21441.9219 | 82.16% | 17351.4707 | 66.49% | 8745.8203 | 17759.4082 | 68.05% | 8337.8828 | 17188.8438 | 65.86% | 8908.4473 | 25484.3066 | 97.65% | 612.9844 | 14937.833 | 57.24% | 11159.458 | 1511.0046 | 5.79% | 24586.2864
11 | Brentwood | Solano | {'Lone Tree': 4.9, 'Contra Costa': 8.0, 'Delta Switching Yard': 8.7, 'Kelso': 9.3, 'Cayetano': 13.5, 'Green Ridge Midway': 14.2, 'Pittsburg': 14.5, 'Tesla': 15.5, 'Clayton': 16.0, 'Birds Landing': 16.5, 'Stagg': 18.6, 'Eight Mile': 19.0, 'Shilo III': 19.6, 'Grand Island': 22.1, 'Vierra': 23.5, 'Weber': 23.8, 'Martinez': 24.9, 'Peabody': 29.9, 'Ripon': 31.1, 'Lockeford': 31.3, 'East Shore': 31.5, 'Carquinez': 33.3, 'Newark': 33.5, 'Westley': 34.8, 'Vaca Dixon': 35.8, 'Los Esteros': 36.7, 'Bellota': 36.8, 'Tulucay': 39.4} | 279044.3125 | 774.2376 | 0.2775% | 278270.0749 | 99.72% | [5 empty] | 40287.9414 | 14.44% | 121251.2578 | 43.45% |  | 20518.3965 | 7.353% | 6650.4043 | 2.383% | 93014.5312 | 33.33% | 186029.7812 | 99930.1797 | 35.81% | 179114.1328 | 103542.4062 | 37.11% | 175501.9062 | 140898.5312 | 50.49% | 138145.7812 | 18786.4199 | 6.732% | 260257.8926 | 27308.3867 | 9.786% | 251735.9258
12 | Clayton | Solano | {'Pittsburg': 7.5, 'Martinez': 9.4, 'Contra Costa': 10.9, 'Lone Tree': 11.4, 'Birds Landing': 14.6, 'Brentwood': 16.0, 'Shilo III': 16.9, 'Cayetano': 17.8, 'Carquinez': 18.3, 'Delta Switching Yard': 21.4, 'Kelso': 22.4, 'East Shore': 23.5, 'Peabody': 23.6, 'Green Ridge Midway': 25.7, 'Tulucay': 26.5, 'Tesla': 27.3, 'Grand Island': 28.6, 'Martin (San Francisco H)': 29.2, 'Newark': 30.6, 'Vaca Dixon': 31.7, 'Ignacio': 32.5, 'Eight Mile': 33.2, 'Stagg': 34.0, 'Los Esteros': 35.7, 'Schulte Switching Station': 39.2, 'Vierra': 39.3, 'Lakeville': 39.5, 'Weber': 39.8, 'Putah Creek': 40.0} | 130383.8281 | 772.6877 | 0.5926% | 129611.1404 | 99.41% | [5 empty] | 26038.7207 | 19.97% | 1099.4531 | 0.8432% |  | 30534.2266 | 23.42% | 10139.5625 | 7.777% | 37761.9531 | 28.96% | 92621.875 | 63147.2578 | 48.43% | 67236.5703 | 70154.4297 | 53.81% | 60229.3984 | 89551.8281 | 68.68% | 40832 | 19086.0254 | 14.64% | 111297.8027 | 23316.3027 | 17.88% | 107067.5254
13 | Contra Costa | Solano | {'Lone Tree': 3.9, 'Pittsburg': 6.7, 'Brentwood': 8.0, 'Birds Landing': 9.0, 'Clayton': 10.9, 'Shilo III': 12.2, 'Delta Switching Yard': 16.3, 'Kelso': 17.1, 'Cayetano': 18.0, 'Martinez': 18.2, 'Grand Island': 19.1, 'Green Ridge Midway': 21.7, 'Peabody': 22.2, 'Eight Mile': 22.5, 'Tesla': 23.1, 'Stagg': 23.7, 'Carquinez': 26.1, 'Vaca Dixon': 28.7, 'Weber': 30.1, 'Vierra': 31.1, 'Tulucay': 31.5, 'East Shore': 31.6, 'Lockeford': 34.9, 'Newark': 36.2, 'Davis': 37.8, 'Putah Creek': 37.9, 'Ripon': 38.6, 'Martin (San Francisco H)': 39.9} | 246092.7344 | 4042.1907 | 1.643% | 242050.5437 | 98.36% | [5 empty] | 45610.6992 | 18.53% | 79877.2812 | 32.46% |  | 20364.3398 | 8.275% | 6789.1196 | 2.759% | 70680.4453 | 28.72% | 175412.2891 | 91952.8125 | 37.37% | 154139.9219 | 90302.1719 | 36.69% | 155790.5625 | 131714.2031 | 53.52% | 114378.5312 | 12796.8916 | 5.2% | 233295.8428 | 42325.1953 | 17.2% | 203767.5391
14 | Pittsburg | Solano | {'Contra Costa': 6.7, 'Birds Landing': 7.1, 'Clayton': 7.5, 'Shilo III': 9.6, 'Lone Tree': 9.7, 'Martinez': 12.0, 'Brentwood': 14.5, 'Peabody': 17.6, 'Carquinez': 19.5, 'Grand Island': 21.4, 'Cayetano': 21.7, 'Delta Switching Yard': 22.2, 'Kelso': 23.0, 'Tulucay': 24.9, 'Vaca Dixon': 25.2, 'Green Ridge Midway': 27.3, 'Eight Mile': 28.4, 'Tesla': 28.8, 'Stagg': 30.0, 'East Shore': 30.9, 'Putah Creek': 34.0, 'Ignacio': 35.2, 'Martin (San Francisco H)': 36.2, 'Davis': 36.2, 'Weber': 36.7, 'Newark': 37.3, 'Vierra': 37.8} | 197446.8594 | 5087.8447 | 2.577% | 192359.0146 | 97.42% | [5 empty] | 43217.3242 | 21.89% | 33485.4805 | 16.96% |  | 28953.3906 | 14.66% | 7115.0781 | 3.604% | 45488.0586 | 23.04% | 151958.8008 | 83833.125 | 42.46% | 113613.7344 | 86149.2891 | 43.63% | 111297.5703 | 116553.8047 | 59.03% | 80893.0547 | 18073.0605 | 9.153% | 179373.7988 | 39367.5781 | 19.94% | 158079.2812
15 | San Bernardino | Greater_Kramer | {'Vista': 5.3, 'El Casco': 12.1, 'Etiwanda': 16.6, 'Rancho Vista': 17.0, 'Mira Loma': 19.3, 'Lugo': 21.1, 'Padua': 23.1, 'Valley': 23.9, 'Lee Lake (Proposed)': 25.8, 'Chino': 25.9, 'Victor': 30.5, 'Calcite': 35.5, 'Roadway': 35.7, 'Serrano': 36.1, 'Viejo': 36.7, 'Villa Park': 38.8, 'Devers': 39.2} | 35013.5898 | 0 | 0% | 35013.5898 | 100% | [5 empty] | 9.5614 | 0.02731% | 1.7313 | 0.004945% |  | 9295.0156 | 26.55% | 25718.6602 | 73.45% | 24449.0078 | 69.83% | 10564.582 | 12184.0176 | 34.8% | 22829.5723 | 21657.7988 | 61.86% | 13355.791 | 31613.3633 | 90.29% | 3400.2266 | 22616.4668 | 64.59% | 12397.123 | 2179.3677 | 6.224% | 32834.2222
16 | Placerville | El_Dorado_Mariposa | {'Gold Hill': 19.7, 'Higgins': 27.2, 'Pleasant Grove': 28.9, 'Drum': 36.3, 'Brunswick': 37.1, 'Camanche': 38.0, 'Rio Oso': 39.4} | 10391.9746 | 0 | 0% | 10391.9746 | 100% | [5 empty] | 0 | 0% | 0 | 0% |  | 5499.6421 | 52.92% | 4892.4233 | 47.08% | 5955.4863 | 57.31% | 4436.4883 | 2790.8542 | 26.86% | 7601.1204 | 324.2921 | 3.121% | 10067.6826 | 6063.561 | 58.35% | 4328.4136 | 7663.8027 | 73.75% | 2728.1719 | 6.2344 | 0.05999% | 10385.7403
17 | Cantua | Central_Valley_North_Los_Banos | {'Schindler': 11.4, 'Tranquility': 11.6, 'Helm': 14.5, 'Cheney': 17.6, 'Panoche': 20.4, 'Mendota': 21.1, 'Mc Mullin': 22.7, 'Gates': 23.3, 'Henrietta': 27.6, 'Newhall': 30.2, 'Leprino Jct': 31.2, 'Kearney': 31.8, 'Avenal': 33.6, 'West Fresno': 35.2, 'Oro Loma': 36.1, 'Gregg': 37.6, 'Cal Ave': 37.8, 'Malaga': 38.7, 'Borden': 39.4} | 349446.5938 | 2265.9958 | 0.6485% | 347180.5979 | 99.35% | [5 empty] | 169677.7031 | 48.56% | 139193.5938 | 39.83% |  | 0 | 0% | 0 | 0% | 75853.6172 | 21.71% | 273592.9766 | 14451.7793 | 4.136% | 334994.8145 | 29188.457 | 8.353% | 320258.1367 | 90205.0234 | 25.81% | 259241.5703 | 11008.4316 | 3.15% | 338438.1621 | 3376.7974 | 0.9663% | 346069.7964
18 | Cheney | Central_Valley_North_Los_Banos | {'Panoche': 3.1, 'Mendota': 7.3, 'Tranquility': 7.6, 'Cantua': 17.6, 'Oro Loma': 18.8, 'Newhall': 19.7, 'Helm': 20.0, 'Schindler': 27.1, 'Mc Mullin': 30.3, 'Dairyland': 31.5, 'Borden': 36.3, 'Kearney': 36.4, 'Gregg': 37.3, 'Los Banos': 39.7} | 241985.6094 | 3487.6809 | 1.441% | 238497.9285 | 98.56% | [5 empty] | 138006.7969 | 57.03% | 81834.75 | 33.82% |  | 0 | 0% | 0 | 0% | 68506.8047 | 28.31% | 173478.8047 | 8812.5518 | 3.642% | 233173.0576 | 24728.3711 | 10.22% | 217257.2383 | 83788.1641 | 34.63% | 158197.4453 | 1310.1399 | 0.5414% | 240675.4695 | 8794.1533 | 3.634% | 233191.4561
19 | Gates | Central_Valley_North_Los_Banos | {'Avenal': 11.2, 'Henrietta': 14.2, 'Leprino Jct': 17.7, 'Schindler': 18.1, 'Cantua': 23.3, 'Arco': 27.8, 'GWF Hanford Sw Sta': 28.1, 'Helm': 31.3, 'Corcoran': 31.8, 'Mc Mullin': 32.2, 'Cholame': 33.5, 'Tranquility': 34.7, 'Kingsburg': 38.6, 'Alpaugh': 39.3} | 177423.4219 | 0 | 0% | 177423.4219 | 100% | [5 empty] | 40561.0078 | 22.86% | 98958.7188 | 55.78% |  | 2869.0369 | 1.617% | 0 | 0% | 26729.2734 | 15.07% | 150694.1484 | 3669.2791 | 2.068% | 173754.1428 | 16726.7461 | 9.428% | 160696.6758 | 37907.7969 | 21.37% | 139515.625 | 19281.6387 | 10.87% | 158141.7832 | 955.1608 | 0.5384% | 176468.2611
20 | Helm | Central_Valley_North_Los_Banos | {'Mc Mullin': 10.4, 'Tranquility': 12.7, 'Schindler': 13.2, 'Cantua': 14.5, 'Mendota': 18.0, 'Kearney': 18.1, 'Cheney': 20.0, 'Newhall': 20.8, 'West Fresno': 21.7, 'Panoche': 22.9, 'Gregg': 23.1, 'Cal Ave': 24.5, 'Borden': 25.2, 'Malaga': 25.9, 'Henrietta': 28.5, 'McCall': 29.8, 'Leprino Jct': 30.9, 'Gates': 31.3, 'Sanger': 32.4, 'Dairyland': 32.9, 'Oro Loma': 33.5, 'Kingsburg': 33.7, 'GWF Hanford Sw Sta': 36.9} | 573448.9375 | 79695.3438 | 13.9% | 493753.5938 | 86.1% | [5 empty] | 274564.4375 | 47.88% | 257999.2812 | 44.99% |  | 0 | 0% | 0 | 0% | 109193.5156 | 19.04% | 464255.4219 | 39203.6836 | 6.836% | 534245.2539 | 55440.25 | 9.668% | 518008.6875 | 144923.3281 | 25.27% | 428525.6094 | 1751.7572 | 0.3055% | 571697.1803 | 13749.0645 | 2.398% | 559699.873
21 | Kearney | Central_Valley_North_Los_Banos | {'West Fresno': 3.6, 'Cal Ave': 6.6, 'Malaga': 8.7, 'Mc Mullin': 9.7, 'Gregg': 10.3, 'McCall': 15.0, 'Sanger': 15.1, 'Borden': 16.0, 'Helm': 18.1, 'Kingsburg': 22.4, 'Wahtoke': 24.7, 'Schindler': 25.3, 'Newhall': 27.1, 'Reedley': 29.0, 'Tranquility': 30.1, 'Cantua': 31.8, 'Mendota': 31.9, 'Henrietta': 32.0, 'Leprino Jct': 32.3, 'GWF Hanford Sw Sta': 32.8, 'Dairyland': 34.0, 'Cheney': 36.4, 'Panoche': 38.9, 'Le Grand': 39.5} | 384445.5 | 81635.4062 | 21.23% | 302810.0938 | 78.77% | [5 empty] | 157144.9375 | 40.88% | 196431.625 | 51.09% |  | 0 | 0% | 0 | 0% | 64651.9766 | 16.82% | 319793.5234 | 50619.1562 | 13.17% | 333826.3438 | 56187 | 14.62% | 328258.5 | 108430.9609 | 28.2% | 276014.5391 | 5679.0249 | 1.477% | 378766.4751 | 15429.082 | 4.013% | 369016.418
22 | Kingsburg | Central_Valley_North_Los_Banos | {'McCall': 9.0, 'Wahtoke': 11.4, 'Reedley': 14.0, 'Sanger': 15.2, 'GWF Hanford Sw Sta': 15.5, 'Malaga': 16.2, 'Cal Ave': 18.9, 'West Fresno': 20.6, 'Leprino Jct': 22.1, 'Kearney': 22.4, 'Rector': 22.7, 'Mc Mullin': 23.7, 'Henrietta': 24.7, 'Corcoran': 26.2, 'Gregg': 31.3, 'Schindler': 31.5, 'Helm': 33.7, 'Alpaugh': 36.9, 'Borden': 37.3, 'Gates': 38.6} | 132782.4688 | 0 | 0% | 132782.4688 | 100% | [5 empty] | 36098.4922 | 27.19% | 85305.6562 | 64.24% |  | 0 | 0% | 0 | 0% | 3320.751 | 2.501% | 129461.7178 | 758.5737 | 0.5713% | 132023.8951 | 851.0107 | 0.6409% | 131931.458 | 3320.751 | 2.501% | 129461.7178 | 0 | 0% | 132782.4688 | 2597.9824 | 1.957% | 130184.4863
23 | Malaga | Central_Valley_North_Los_Banos | {'Cal Ave': 2.8, 'West Fresno': 5.4, 'Sanger': 6.5, 'McCall': 7.5, 'Kearney': 8.7, 'Gregg': 15.3, 'Mc Mullin': 16.1, 'Wahtoke': 16.1, 'Kingsburg': 16.2, 'Reedley': 20.4, 'Borden': 21.3, 'Helm': 25.9, 'GWF Hanford Sw Sta': 29.6, 'Schindler': 30.5, 'Leprino Jct': 31.9, 'Henrietta': 32.7, 'Newhall': 35.4, 'Rector': 37.9, 'Tranquility': 38.3, 'Cantua': 38.7} | 230586.6406 | 40192.5391 | 17.43% | 190394.1016 | 82.57% | [5 empty] | 72716.2969 | 31.54% | 142049.1406 | 61.6% |  | 0 | 0% | 0 | 0% | 7765.7935 | 3.368% | 222820.8472 | 8547.5703 | 3.707% | 222039.0703 | 8547.5703 | 3.707% | 222039.0703 | 16313.3643 | 7.075% | 214273.2764 | 2269.239 | 0.9841% | 228317.4016 | 6130.3452 | 2.659% | 224456.2954
24 | McCall | Central_Valley_North_Los_Banos | {'Sanger': 6.8, 'Malaga': 7.5, 'Kingsburg': 9.0, 'Cal Ave': 10.2, 'Wahtoke': 10.4, 'West Fresno': 12.4, 'Reedley': 14.6, 'Kearney': 15.0, 'Mc Mullin': 19.4, 'Gregg': 22.7, 'GWF Hanford Sw Sta': 23.6, 'Leprino Jct': 27.8, 'Borden': 28.8, 'Henrietta': 29.4, 'Helm': 29.8, 'Rector': 30.5, 'Schindler': 31.3, 'Corcoran': 34.9} | 156315.2188 | 5900.2661 | 3.775% | 150414.9526 | 96.23% | [5 empty] | 42722.8789 | 27.33% | 103815.5859 | 66.41% |  | 0 | 0% | 0 | 0% | 217.1506 | 0.1389% | 156098.0682 | 0 | 0% | 156315.2188 | 0 | 0% | 156315.2188 | 217.1506 | 0.1389% | 156098.0682 | 0 | 0% | 156315.2188 | 1327.4294 | 0.8492% | 154987.7893
25 | Mc Mullin | Central_Valley_North_Los_Banos | {'Kearney': 9.7, 'Helm': 10.4, 'West Fresno': 12.8, 'Cal Ave': 15.2, 'Schindler': 15.6, 'Malaga': 16.1, 'Gregg': 18.4, 'McCall': 19.4, 'Sanger': 22.4, 'Cantua': 22.7, 'Borden': 22.7, 'Tranquility': 23.1, 'Kingsburg': 23.7, 'Henrietta': 24.7, 'Leprino Jct': 25.9, 'Newhall': 26.7, 'Mendota': 27.5, 'GWF Hanford Sw Sta': 29.3, 'Wahtoke': 29.8, 'Cheney': 30.3, 'Gates': 32.2, 'Panoche': 33.2, 'Reedley': 34.0, 'Dairyland': 36.7} | 501156.6875 | 73516.6406 | 14.67% | 427640.0469 | 85.33% | [5 empty] | 229861.9375 | 45.87% | 239799.5 | 47.85% |  | 0 | 0% | 0 | 0% | 81676.6016 | 16.3% | 419480.0859 | 34668.0234 | 6.918% | 466488.6641 | 37731.0742 | 7.529% | 463425.6133 | 103960.7812 | 20.74% | 397195.9062 | 292.935 | 0.05845% | 500863.7525 | 10122.8389 | 2.02% | 491033.8486
26 | Mendota | Central_Valley_North_Los_Banos | {'Cheney': 7.3, 'Panoche': 8.2, 'Tranquility': 9.5, 'Newhall': 12.4, 'Oro Loma': 15.8, 'Helm': 18.0, 'Cantua': 21.1, 'Dairyland': 24.4, 'Mc Mullin': 27.5, 'Schindler': 28.3, 'Borden': 29.7, 'Gregg': 31.4, 'Kearney': 31.9, 'Le Grand': 33.7, 'West Fresno': 35.5, 'Merced': 38.2, 'Cal Ave': 38.5, 'Los Banos': 38.7, 'Wilson': 39.7} | 375104.4062 | 25770.1953 | 6.87% | 349334.2109 | 93.13% | [5 empty] | 235547.3906 | 62.8% | 97438.5469 | 25.98% |  | 0 | 0% | 0 | 0% | 144142.1562 | 38.43% | 230962.25 | 38162.9844 | 10.17% | 336941.4219 | 69492.1562 | 18.53% | 305612.25 | 180341.2188 | 48.08% | 194763.1875 | 7865.563 | 2.097% | 367238.8433 | 29592.8281 | 7.889% | 345511.5781
27 | Oro Loma | Central_Valley_North_Los_Banos | {'Mendota': 15.8, 'Panoche': 16.6, 'Newhall': 18.1, 'Cheney': 18.8, 'Dairyland': 22.0, 'Los Banos': 23.3, 'Tranquility': 24.8, 'Quinto': 28.0, 'Merced': 28.3, 'Le Grand': 29.4, 'Wilson': 31.2, 'Helm': 33.5, 'Cantua': 36.1, 'Borden': 37.1} | 280632.4688 | 0 | 0% | 280632.4688 | 100% | [5 empty] | 151916.2656 | 54.13% | 97023.9141 | 34.57% |  | 0 | 0% | 0 | 0% | 126751.2031 | 45.17% | 153881.2656 | 24519.0547 | 8.737% | 256113.4141 | 42639.3516 | 15.19% | 237993.1172 | 139045.3438 | 49.55% | 141587.125 | 8508.5459 | 3.032% | 272123.9229 | 20759.2832 | 7.397% | 259873.1855
28 | Panoche | Central_Valley_North_Los_Banos | {'Cheney': 3.1, 'Mendota': 8.2, 'Tranquility': 10.7, 'Oro Loma': 16.6, 'Cantua': 20.4, 'Newhall': 20.4, 'Helm': 22.9, 'Schindler': 30.1, 'Dairyland': 31.4, 'Mc Mullin': 33.2, 'Los Banos': 36.8, 'Borden': 37.9, 'Kearney': 38.9, 'Gregg': 39.3} | 200155.9062 | 828.8912 | 0.4141% | 199327.0151 | 99.59% | [5 empty] | 117261.6797 | 58.59% | 62758.8867 | 31.36% |  | 67.7483 | 0.03385% | 0 | 0% | 54026.7031 | 26.99% | 146129.2031 | 3794.6909 | 1.896% | 196361.2153 | 17882.207 | 8.934% | 182273.6992 | 65371.7852 | 32.66% | 134784.1211 | 1844.0881 | 0.9213% | 198311.8181 | 7510.1401 | 3.752% | 192645.7661
29 | Reedley | Central_Valley_North_Los_Banos | {'Wahtoke': 4.3, 'Kingsburg': 14.0, 'McCall': 14.6, 'Sanger': 14.8, 'Malaga': 20.4, 'Rector': 22.0, 'Cal Ave': 22.9, 'West Fresno': 25.8, 'GWF Hanford Sw Sta': 27.6, 'Kearney': 29.0, 'Mc Mullin': 34.0, 'Gregg': 34.5, 'Corcoran': 35.6, 'Leprino Jct': 35.8, 'Henrietta': 38.6} | 11783.9102 | 0 | 0% | 11783.9102 | 100% | [5 empty] | 5012.4434 | 42.54% | 6227.2881 | 52.85% |  | 0 | 0% | 0 | 0% | 0 | 0% | 11783.9102 | 0 | 0% | 11783.9102 | 0 | 0% | 11783.9102 | 0 | 0% | 11783.9102 | 0 | 0% | 11783.9102 | 273.2985 | 2.319% | 11510.6116
30 | Sanger | Central_Valley_North_Los_Banos | {'Malaga': 6.5, 'McCall': 6.8, 'Cal Ave': 8.5, 'Wahtoke': 10.8, 'West Fresno': 11.6, 'Reedley': 14.8, 'Kearney': 15.1, 'Kingsburg': 15.2, 'Gregg': 19.7, 'Mc Mullin': 22.4, 'Borden': 25.5, 'GWF Hanford Sw Sta': 30.3, 'Helm': 32.4, 'Rector': 34.5, 'Leprino Jct': 34.6, 'Henrietta': 36.0, 'Schindler': 36.1, 'Big Creek Hydro Facilities': 39.9} | 108735.7109 | 1528.813 | 1.406% | 107206.8979 | 98.59% | [5 empty] | 31167.3262 | 28.66% | 71107.7344 | 65.4% |  | 0 | 0% | 0 | 0% | 0 | 0% | 108735.7109 | 2142.498 | 1.97% | 106593.2129 | 2142.498 | 1.97% | 106593.2129 | 2142.498 | 1.97% | 106593.2129 | 26.6262 | 0.02449% | 108709.0847 | 879.1872 | 0.8086% | 107856.5237
31 | Schindler | Central_Valley_North_Los_Banos | {'Cantua': 11.4, 'Helm': 13.2, 'Mc Mullin': 15.6, 'Henrietta': 17.2, 'Gates': 18.1, 'Tranquility': 19.7, 'Leprino Jct': 20.4, 'Kearney': 25.3, 'Cheney': 27.1, 'West Fresno': 28.1, 'Mendota': 28.3, 'GWF Hanford Sw Sta': 28.9, 'Avenal': 29.3, 'Panoche': 30.1, 'Cal Ave': 30.2, 'Malaga': 30.5, 'McCall': 31.3, 'Kingsburg': 31.5, 'Gregg': 33.5, 'Newhall': 33.8, 'Sanger': 36.1, 'Borden': 36.9, 'Corcoran': 38.2} | 457098.7812 | 21030.793 | 4.601% | 436067.9883 | 95.4% | [5 empty] | 193144.3281 | 42.25% | 218526.4531 | 47.81% |  | 0 | 0% | 0 | 0% | 81641.9844 | 17.86% | 375456.7969 | 15680.4316 | 3.43% | 441418.3496 | 31603.209 | 6.914% | 425495.5723 | 97649.7969 | 21.36% | 359448.9844 | 9257.7012 | 2.025% | 447841.0801 | 5361.145 | 1.173% | 451737.6362
32 | Wahtoke | Central_Valley_North_Los_Banos | {'Reedley': 4.3, 'McCall': 10.4, 'Sanger': 10.8, 'Kingsburg': 11.4, 'Malaga': 16.1, 'Cal Ave': 18.7, 'West Fresno': 21.5, 'Rector': 24.4, 'Kearney': 24.7, 'GWF Hanford Sw Sta': 26.2, 'Mc Mullin': 29.8, 'Gregg': 30.5, 'Leprino Jct': 33.5, 'Corcoran': 35.4, 'Henrietta': 36.0, 'Borden': 36.3} | 35100.4922 | 0 | 0% | 35100.4922 | 100% | [5 empty] | 10480.585 | 29.86% | 22382.9551 | 63.77% |  | 0 | 0% | 0 | 0% | 0 | 0% | 35100.4922 | 0 | 0% | 35100.4922 | 0 | 0% | 35100.4922 | 0 | 0% | 35100.4922 | 0 | 0% | 35100.4922 | 695.2662 | 1.981% | 34405.226
33 | West Fresno | Central_Valley_North_Los_Banos | {'Cal Ave': 3.0, 'Kearney': 3.6, 'Malaga': 5.4, 'Gregg': 10.8, 'Sanger': 11.6, 'McCall': 12.4, 'Mc Mullin': 12.8, 'Borden': 16.8, 'Kingsburg': 20.6, 'Wahtoke': 21.5, 'Helm': 21.7, 'Reedley': 25.8, 'Schindler': 28.1, 'Newhall': 30.0, 'GWF Hanford Sw Sta': 32.4, 'Leprino Jct': 33.0, 'Henrietta': 33.2, 'Tranquility': 33.7, 'Cantua': 35.2, 'Mendota': 35.5, 'Dairyland': 36.0} | 321658.8125 | 71592.3594 | 22.26% | 250066.4531 | 77.74% | [5 empty] | 112906.0156 | 35.1% | 182602.7656 | 56.77% |  | 0 | 0% | 0 | 0% | 30282.6719 | 9.415% | 291376.1406 | 43375.3281 | 13.48% | 278283.4844 | 46170.8828 | 14.35% | 275487.9297 | 69001.6797 | 21.45% | 252657.1328 | 5853.2593 | 1.82% | 315805.5532 | 13768.6963 | 4.281% | 307890.1162
34 | Glenn | Northern_California | {'Delevan': 29.1, 'Table Mountain': 30.7, 'Thermalito': 32.7, 'Wyandotte': 37.7} | 522989.4375 | 58466.5312 | 11.18% | 464522.9062 | 88.82% | [5 empty] | 85649.25 | 16.38% | 168601.9844 | 32.24% |  | 42983.207 | 8.219% | 0 | 0% | 252842.8438 | 48.35% | 270146.5938 | 17200.2988 | 3.289% | 505789.1387 | 36209.0664 | 6.923% | 486780.3711 | 277556.375 | 53.07% | 245433.0625 | 134472.6875 | 25.71% | 388516.75 | 82174.3438 | 15.71% | 440815.0938
35 | Bridgeville | Humboldt | {'Humboldt': 27.2} | 161912.9375 | 0 | 0% | 161912.9375 | 100% | [5 empty] | 1122.48 | 0.6933% | 0 | 0% |  | 112864.9219 | 69.71% | 10487.501 | 6.477% | 27599.2734 | 17.05% | 134313.6641 | 32678.6875 | 20.18% | 129234.25 | 43669.2656 | 26.97% | 118243.6719 | 59611.7109 | 36.82% | 102301.2266 | 132352.3438 | 81.74% | 29560.5938 | 1761.3167 | 1.088% | 160151.6208
36 | Humboldt | Humboldt | {'Bridgeville': 27.2} | 101046.6406 | 0 | 0% | 101046.6406 | 100% | [5 empty] | 10067.6904 | 9.963% | 0 | 0% |  | 52864.5234 | 52.32% | 343.4681 | 0.3399% | 4119.5195 | 4.077% | 96927.1211 | 25017.3984 | 24.76% | 76029.2422 | 28973.332 | 28.67% | 72073.3086 | 31619.2871 | 31.29% | 69427.3535 | 50965.332 | 50.44% | 50081.3086 | 15172.165 | 15.02% | 85874.4756
37 | El Centro | Greater_Imperial | {'Imperial Valley': 11.9, 'High Line': 15.5, 'Arkansas': 23.2, 'Sonora': 25.8, 'IID System': 27.8, 'Ocotillo': 29.8, 'ECO': 36.3} | 257801.7812 | 0 | 0% | 257801.7812 | 100% | [5 empty] | 43465.5898 | 16.86% | 172802.3281 | 67.03% |  | 0 | 0% | 0 | 0% | 2260.9907 | 0.877% | 255540.7905 | 38671.043 | 15% | 219130.7383 | 33670.6797 | 13.06% | 224131.1016 | 42915.1797 | 16.65% | 214886.6016 | 12043.0557 | 4.671% | 245758.7256 | 11970.1826 | 4.643% | 245831.5986
38 | High Line | Greater_Imperial | {'El Centro': 15.5, 'Imperial Valley': 26.0, 'Arkansas': 27.5, 'Sonora': 29.4, 'IID System': 34.6} | 189389.4375 | 0 | 0% | 189389.4375 | 100% | [5 empty] | 31178.1074 | 16.46% | 120072.2109 | 63.4% |  | 0 | 0% | 0 | 0% | 2511.2759 | 1.326% | 186878.1616 | 27719.5293 | 14.64% | 161669.9082 | 27719.5293 | 14.64% | 161669.9082 | 30230.8066 | 15.96% | 159158.6309 | 11080.2041 | 5.85% | 178309.2334 | 10328.3447 | 5.453% | 179061.0928
39 | Imperial Valley | Greater_Imperial | {'El Centro': 11.9, 'Ocotillo': 19.2, 'ECO': 24.6, 'High Line': 26.0, 'Arkansas': 32.1, 'IID System': 34.5, 'Sonora': 34.8} | 130596.9062 | 0 | 0% | 130596.9062 | 100% | [5 empty] | 15217.9727 | 11.65% | 63265.5703 | 48.44% |  | 0 | 0% | 0 | 0% | 8130.6201 | 6.226% | 122466.2861 | 6002.1953 | 4.596% | 124594.7109 | 7686.8408 | 5.886% | 122910.0654 | 16143.2578 | 12.36% | 114453.6484 | 24934.3301 | 19.09% | 105662.5762 | 7058.6729 | 5.405% | 123538.2334
40 | El Segundo | Greater_LA | {'Chevmain': 1.2, 'El Nido': 3.0, 'Redondo': 4.6, 'La Fresa': 5.8, 'La Cienega': 6.9, 'Arcogen': 12.1, 'Hinson': 13.1, 'Harborgen': 14.4, 'Lighthipe': 14.4, 'Long Beach': 15.0, 'Laguna Bell': 16.5, 'Center': 18.3, 'Del Amo': 19.2, 'Mesa (SCE)': 20.0, 'Alamitos': 21.1, 'Goodrich': 25.5, 'Gould': 25.5, 'Barre': 26.3, 'Sylmar': 27.7, 'Walnut': 28.0, 'Rio Hondo': 28.8, 'Olinda': 28.9, 'Lewis': 30.9, 'Huntington Beach': 31.4, 'Ellis': 31.6, 'Villa Park': 34.5, 'Johanna': 35.5, 'Saugus': 36.5, 'Serrano': 36.8, 'Moorpark': 37.6, 'Pardee': 37.7} | 5313.7974 | 0 | 0% | 5313.7974 | 100% | [5 empty] | 0 | 0% | 0 | 0% |  | 195.0095 | 3.67% | 82.8841 | 1.56% | 59.5315 | 1.12% | 5254.2658 | 142.1085 | 2.674% | 5171.6889 | 2818.2578 | 53.04% | 2495.5396 | 2877.7893 | 54.16% | 2436.0081 | 0 | 0% | 5313.7974 | 8.3865 | 0.1578% | 5305.4109
41 | Arco | Central_Valley_North_Los_Banos | {'Avenal': 18.0, 'Goose Lake': 22.3, 'Cholame': 24.5, 'Kernridge': 25.0, 'Smyrna': 26.0, 'Caliente': 27.4, 'Olive': 27.6, 'Gates': 27.8, 'Carrizo Plains': 28.2, 'Solar SS': 28.4, 'Alpaugh': 28.7, 'Semitropic': 29.3, 'Temblor': 29.7, 'Corcoran': 30.5, 'Henrietta': 32.2, 'Leprino Jct': 32.4, 'Charca': 35.0, 'Midway': 36.5, 'GWF Hanford Sw Sta': 37.2, 'Shafter': 38.0} | 60625.3555 | 0 | 0% | 60625.3555 | 100% | [5 empty] | 2346.874 | 3.871% | 2.3824 | 0.00393% |  | 4679.9072 | 7.719% | 0 | 0% | 38098.375 | 62.84% | 22526.9805 | 4262.5571 | 7.031% | 56362.7983 | 11218.7666 | 18.51% | 49406.5889 | 40647.7383 | 67.05% | 19977.6172 | 36234.168 | 59.77% | 24391.1875 | 683.9833 | 1.128% | 59941.3721
42 | Bakersfield | Central_Valley_North_Los_Banos | {'Westpark': 2.2, 'Columbus': 3.7, 'Kern Oil': 3.8, 'Rosedale': 4.2, 'Sycamore': 4.6, 'Magunden': 5.0, 'Kern Power': 5.3, 'Stockdale': 6.0, 'California Water': 6.3, '7th Standard': 8.0, 'Tevis': 8.4, 'Renfro': 9.0, 'Regulus': 10.1, 'Lamont': 10.2, 'Lerdo': 11.4, 'Poso Mountain': 12.2, 'Grimway': 12.6, 'Rio Bravo': 14.9, 'Tupman': 15.2, 'Norco': 18.6, 'Shafter': 19.7, 'Wheeler Ridge': 20.7, 'Charca': 23.6, 'Elk Hills': 23.8, 'Midway': 25.3, 'Semitropic': 28.5, 'Vestal': 31.7, 'Taft': 32.1, 'Pastoria': 32.5, 'Smyrna': 34.1, 'Goose Lake': 35.6, 'Temblor': 39.0} | 0 | 0 | 0% | 0 | 0% | [5 empty] | 0 | 0% | 0 | 0% |  | 0 | 0% | 0 | 0% | 0 | 0% | 0 | 0 | 0% | 0 | 0 | 0% | 0 | 0 | 0% | 0 | 0 | 0% | 0 | 0 | 0% | 0
43 | Charca | Central_Valley_North_Los_Banos | {'Semitropic': 6.3, 'Shafter': 6.5, 'Smyrna': 10.5, 'Rio Bravo': 12.0, 'Lerdo': 12.3, 'Goose Lake': 14.3, 'Midway': 15.8, '7th Standard': 16.0, 'Renfro': 17.7, 'Tupman': 17.8, 'Kern Power': 20.3, 'Kern Oil': 20.7, 'Vestal': 21.0, 'Poso Mountain': 21.0, 'Olive': 21.1, 'Rosedale': 21.2, 'Sycamore': 21.7, 'Norco': 22.2, 'Westpark': 22.8, 'Tevis': 22.8, 'Bakersfield': 23.6, 'Stockdale': 24.8, 'Alpaugh': 25.6, 'Kernridge': 26.0, 'Temblor': 26.0, 'Columbus': 26.1, 'Elk Hills': 26.5, 'California Water': 27.1, 'Magunden': 28.4, 'Lamont': 33.8, 'Taft': 33.8, 'Regulus': 33.8, 'Arco': 35.0, 'Grimway': 36.1, 'Caliente': 36.9, 'Corcoran': 37.0} | 0 | 0 | 0% | 0 | 0% | [5 empty] | 0 | 0% | 0 | 0% |  | 0 | 0% | 0 | 0% | 0 | 0% | 0 | 0 | 0% | 0 | 0 | 0% | 0 | 0 | 0% | 0 | 0 | 0% | 0 | 0 | 0% | 0
44 | Columbus | Central_Valley_North_Los_Banos | {'California Water': 2.7, 'Magunden': 2.8, 'Bakersfield': 3.7, 'Sycamore': 4.7, 'Kern Oil': 5.4, 'Westpark': 5.9, 'Rosedale': 7.9, 'Regulus': 8.2, 'Lamont': 8.3, 'Kern Power': 9.0, 'Stockdale': 9.1, 'Poso Mountain': 11.1, '7th Standard': 11.2, 'Grimway': 11.3, 'Tevis': 12.0, 'Renfro': 12.7, 'Lerdo': 13.9, 'Rio Bravo': 18.3, 'Tupman': 18.9, 'Wheeler Ridge': 21.5, 'Norco': 22.2, 'Shafter': 22.7, 'Charca': 26.1, 'Elk Hills': 27.4, 'Midway': 28.9, 'Semitropic': 31.3, 'Vestal': 31.7, 'Pastoria': 32.4, 'Taft': 35.6, 'Smyrna': 36.4, 'Highwind': 37.9, 'Goose Lake': 38.7} | 2382.3496 | 0 | 0% | 2382.3496 | 100% | [5 empty] | 0 | 0% | 0 | 0% |  | 1692.3694 | 71.04% | 689.9858 | 28.96% | 1756.9371 | 73.75% | 625.4125 | 850.7493 | 35.71% | 1531.6003 | 1709.5361 | 71.76% | 672.8135 | 2230.3123 | 93.62% | 152.0374 | 1299.6128 | 54.55% | 1082.7368 | 73.2175 | 3.073% | 2309.1321
45 | Elk Hills | Central_Valley_North_Los_Banos | {'Norco': 5.6, 'Taft': 8.6, 'Tupman': 10.7, 'Midway': 13.0, 'Tevis': 15.4, 'Rio Bravo': 16.3, 'Renfro': 16.4, 'Stockdale': 18.5, 'Kern Power': 19.0, 'Rosedale': 19.8, 'Shafter': 20.1, '7th Standard': 20.2, 'Temblor': 21.0, 'Westpark': 21.6, 'Lerdo': 22.8, 'Bakersfield': 23.8, 'Wheeler Ridge': 24.6, 'Kern Oil': 25.0, 'Kernridge': 25.4, 'Semitropic': 26.1, 'Charca': 26.5, 'Sycamore': 26.8, 'Magunden': 27.3, 'Columbus': 27.4, 'Goose Lake': 28.3, 'Grimway': 29.2, 'Regulus': 29.4, 'Lamont': 29.5, 'California Water': 30.1, 'Caliente': 32.3, 'Poso Mountain': 33.0, 'Smyrna': 34.2, 'Pastoria': 36.3, 'Carrizo Plains': 39.0} | 0 | 0 | 0% | 0 | 0% | [5 empty] | 0 | 0% | 0 | 0% |  | 0 | 0% | 0 | 0% | 0 | 0% | 0 | 0 | 0% | 0 | 0 | 0% | 0 | 0 | 0% | 0 | 0 | 0% | 0 | 0 | 0% | 0
46 | Goose Lake | Central_Valley_North_Los_Banos | {'Semitropic': 8.0, 'Smyrna': 10.6, 'Kernridge': 14.2, 'Charca': 14.3, 'Midway': 15.4, 'Shafter': 15.9, 'Temblor': 16.5, 'Rio Bravo': 21.1, 'Olive': 21.8, 'Arco': 22.3, 'Tupman': 24.4, 'Caliente': 24.4, 'Lerdo': 25.1, 'Alpaugh': 25.9, 'Norco': 26.6, '7th Standard': 27.6, 'Renfro': 27.7, 'Elk Hills': 28.3, 'Carrizo Plains': 30.1, 'Solar SS': 31.0, 'Kern Power': 31.2, 'Tevis': 32.0, 'Rosedale': 32.2, 'Vestal': 32.4, 'Taft': 32.6, 'Kern Oil': 33.4, 'Westpark': 34.2, 'Sycamore': 34.7, 'Stockdale': 34.9, 'Corcoran': 35.1, 'Poso Mountain': 35.1, 'Bakersfield': 35.6, 'Columbus': 38.7, 'Avenal': 39.8} | 0 | 0 | 0% | 0 | 0% | [5 empty] | 0 | 0% | 0 | 0% |  | 0 | 0% | 0 | 0% | 0 | 0% | 0 | 0 | 0% | 0 | 0 | 0% | 0 | 0 | 0% | 0 | 0 | 0% | 0 | 0 | 0% | 0
47 | Kernridge | Central_Valley_North_Los_Banos | {'Temblor': 4.8, 'Caliente': 10.9, 'Goose Lake': 14.2, 'Midway': 16.4, 'Carrizo Plains': 17.5, 'Solar SS': 18.5, 'Semitropic': 20.2, 'Shafter': 24.3, 'Smyrna': 24.8, 'Arco': 25.0, 'Elk Hills': 25.4, 'Taft': 25.7, 'Charca': 26.0, 'Norco': 26.6, 'Rio Bravo': 27.0, 'Tupman': 27.1, 'Renfro': 32.7, 'Lerdo': 33.4, '7th Standard': 34.3, 'Tevis': 35.5, 'Olive': 35.5, 'Kern Power': 36.5, 'Rosedale': 37.6, 'Cholame': 37.6, 'Stockdale': 38.9, 'Alpaugh': 39.3, 'Westpark': 39.7} | 36254.625 | 0 | 0% | 36254.625 | 100% | [5 empty] | 15.7151 | 0.04335% | 0 | 0% |  | 0 | 0% | 0 | 0% | 14800.7861 | 40.82% | 21453.8389 | 731.0173 | 2.016% | 35523.6077 | 5087.5879 | 14.03% | 31167.0371 | 17553.1973 | 48.42% | 18701.4277 | 21760.2129 | 60.02% | 14494.4121 | 599.0723 | 1.652% | 35655.5527
48 | Lamont | Central_Valley_North_Los_Banos | {'Regulus': 0.1, 'Grimway': 3.4, 'Magunden': 5.6, 'Columbus': 8.3, 'California Water': 8.9, 'Bakersfield': 10.2, 'Westpark': 11.4, 'Stockdale': 11.7, 'Sycamore': 13.0, 'Rosedale': 13.4, 'Kern Oil': 13.4, 'Kern Power': 14.5, 'Tevis': 15.2, 'Wheeler Ridge': 15.7, '7th Standard': 18.1, 'Renfro': 18.2, 'Poso Mountain': 18.9, 'Lerdo': 21.6, 'Tupman': 23.4, 'Rio Bravo': 24.7, 'Pastoria': 25.0, 'Norco': 25.3, 'Elk Hills': 29.5, 'Shafter': 29.8, 'Highwind': 30.5, 'Charca': 33.8, 'Midway': 34.1, 'Bailey': 36.2, 'Taft': 36.8, 'Windhub': 37.5, 'Whirlwind': 38.6, 'Semitropic': 38.7, 'Vestal': 39.7} | 12302.0898 | 0 | 0% | 12302.0898 | 100% | [5 empty] | 19.3483 | 0.1573% | 0 | 0% |  | 2139.093 | 17.39% | 10163 | 82.61% | 7750.688 | 63% | 4551.4019 | 1833.349 | 14.9% | 10468.7408 | 2127.4019 | 17.29% | 10174.688 | 8478.7432 | 68.92% | 3823.3467 | 5751.7227 | 46.75% | 6550.3672 | 350.5472 | 2.849% | 11951.5426
49 | Lerdo | Central_Valley_North_Los_Banos | {'7th Standard': 4.3, 'Rio Bravo': 7.3, 'Renfro': 7.8, 'Kern Oil': 8.5, 'Kern Power': 8.9, 'Shafter': 9.4, 'Rosedale': 9.5, 'Sycamore': 9.7, 'Westpark': 10.8, 'Bakersfield': 11.4, 'Poso Mountain': 11.7, 'Tupman': 12.1, 'Charca': 12.3, 'Tevis': 12.5, 'Stockdale': 13.5, 'Columbus': 13.9, 'California Water': 15.1, 'Magunden': 16.1, 'Norco': 17.2, 'Semitropic': 17.5, 'Midway': 18.2, 'Regulus': 21.5, 'Lamont': 21.6, 'Smyrna': 22.7, 'Elk Hills': 22.8, 'Vestal': 23.9, 'Grimway': 24.0, 'Goose Lake': 25.1, 'Wheeler Ridge': 30.1, 'Taft': 31.3, 'Temblor': 31.7, 'Olive': 32.0, 'Kernridge': 33.4, 'Alpaugh': 36.3} | 0 | 0 | 0% | 0 | 0% | [5 empty] | 0 | 0% | 0 | 0% |  | 0 | 0% | 0 | 0% | 0 | 0% | 0 | 0 | 0% | 0 | 0 | 0% | 0 | 0 | 0% | 0 | 0 | 0% | 0 | 0 | 0% | 0
50 | Magunden | Central_Valley_North_Los_Banos | {'Columbus': 2.8, 'California Water': 4.4, 'Bakersfield': 5.0, 'Regulus': 5.5, 'Lamont': 5.6, 'Westpark': 6.7, 'Sycamore': 7.4, 'Kern Oil': 7.8, 'Grimway': 8.6, 'Stockdale': 8.8, 'Rosedale': 8.9, 'Kern Power': 10.0, 'Tevis': 12.0, '7th Standard': 13.0, 'Poso Mountain': 13.8, 'Renfro': 13.8, 'Lerdo': 16.1, 'Wheeler Ridge': 19.0, 'Tupman': 19.7, 'Rio Bravo': 19.9, 'Norco': 22.5, 'Shafter': 24.7, 'Elk Hills': 27.3, 'Charca': 28.4, 'Pastoria': 29.7, 'Midway': 30.1, 'Semitropic': 33.4, 'Vestal': 34.4, 'Taft': 35.3, 'Highwind': 35.6, 'Smyrna': 38.8} | 5118.9395 | 0 | 0% | 5118.9395 | 100% | [5 empty] | 0 | 0% | 0 | 0% |  | 1550.8602 | 30.3% | 3568.0847 | 69.7% | 4764.6196 | 93.08% | 354.3198 | 1096.9375 | 21.43% | 4022.002 | 1496.7885 | 29.24% | 3622.151 | 5118.9395 | 100% | 0 | 2476.9392 | 48.39% | 2642.0002 | 100.6964 | 1.967% | 5018.2431
51 | Midway | Central_Valley_North_Los_Banos | {'Shafter': 10.7, 'Tupman': 10.8, 'Rio Bravo': 11.1, 'Norco': 11.5, 'Elk Hills': 13.0, 'Semitropic': 13.6, 'Temblor': 13.8, 'Goose Lake': 15.4, 'Charca': 15.8, 'Renfro': 16.3, 'Kernridge': 16.4, 'Lerdo': 18.2, '7th Standard': 18.3, 'Taft': 18.6, 'Tevis': 19.1, 'Kern Power': 20.1, 'Rosedale': 21.2, 'Smyrna': 21.7, 'Stockdale': 22.5, 'Westpark': 23.3, 'Kern Oil': 24.5, 'Bakersfield': 25.3, 'Sycamore': 26.3, 'Caliente': 26.3, 'Columbus': 28.9, 'Poso Mountain': 29.9, 'Magunden': 30.1, 'California Water': 31.1, 'Carrizo Plains': 33.2, 'Lamont': 34.1, 'Regulus': 34.1, 'Olive': 34.1, 'Solar SS': 34.3, 'Wheeler Ridge': 34.6, 'Grimway': 35.1, 'Arco': 36.5, 'Vestal': 36.6, 'Alpaugh': 38.6} | 0 | 0 | 0% | 0 | 0% | [5 empty] | 0 | 0% | 0 | 0% |  | 0 | 0% | 0 | 0% | 0 | 0% | 0 | 0 | 0% | 0 | 0 | 0% | 0 | 0 | 0% | 0 | 0 | 0% | 0 | 0 | 0% | 0
52 | Norco | Central_Valley_North_Los_Banos | {'Tupman': 5.2, 'Elk Hills': 5.6, 'Tevis': 10.4, 'Renfro': 10.8, 'Rio Bravo': 11.1, 'Midway': 11.5, 'Kern Power': 13.6, 'Stockdale': 13.8, 'Taft': 14.2, 'Rosedale': 14.5, '7th Standard': 14.6, 'Shafter': 15.7, 'Westpark': 16.3, 'Lerdo': 17.2, 'Bakersfield': 18.6, 'Kern Oil': 19.5, 'Sycamore': 21.3, 'Charca': 22.2, 'Columbus': 22.2, 'Magunden': 22.5, 'Temblor': 22.8, 'Semitropic': 22.9, 'Wheeler Ridge': 23.2, 'California Water': 24.9, 'Regulus': 25.2, 'Lamont': 25.3, 'Grimway': 25.5, 'Goose Lake': 26.6, 'Kernridge': 26.6, 'Poso Mountain': 27.3, 'Smyrna': 30.9, 'Caliente': 34.9, 'Pastoria': 35.8} | 0 | 0 | 0% | 0 | 0% | [5 empty] | 0 | 0% | 0 | 0% |  | 0 | 0% | 0 | 0% | 0 | 0% | 0 | 0 | 0% | 0 | 0 | 0% | 0 | 0 | 0% | 0 | 0 | 0% | 0 | 0 | 0% | 0
53 | Rio Bravo | Central_Valley_North_Los_Banos | {'Shafter': 5.9, 'Tupman': 6.1, 'Renfro': 6.6, 'Lerdo': 7.3, '7th Standard': 7.3, 'Kern Power': 10.2, 'Midway': 11.1, 'Norco': 11.1, 'Rosedale': 11.2, 'Tevis': 11.3, 'Charca': 12.0, 'Westpark': 13.3, 'Kern Oil': 13.5, 'Stockdale': 13.9, 'Semitropic': 14.8, 'Bakersfield': 14.9, 'Sycamore': 15.2, 'Elk Hills': 16.3, 'Columbus': 18.3, 'Poso Mountain': 18.9, 'Magunden': 19.9, 'California Water': 20.3, 'Goose Lake': 21.1, 'Smyrna': 22.0, 'Taft': 24.5, 'Regulus': 24.6, 'Lamont': 24.7, 'Temblor': 24.9, 'Grimway': 26.3, 'Kernridge': 27.0, 'Wheeler Ridge': 29.2, 'Vestal': 29.3, 'Olive': 33.1, 'Caliente': 37.3, 'Alpaugh': 37.6} | 0 | 0 | 0% | 0 | 0% | [5 empty] | 0 | 0% | 0 | 0% |  | 0 | 0% | 0 | 0% | 0 | 0% | 0 | 0 | 0% | 0 | 0 | 0% | 0 | 0 | 0% | 0 | 0 | 0% | 0 | 0 | 0% | 0
54 | Rosedale | Central_Valley_North_Los_Banos | {'Kern Power': 1.1, 'Westpark': 2.1, 'Bakersfield': 4.2, 'Stockdale': 4.2, 'Renfro': 4.9, 'Tevis': 4.9, '7th Standard': 5.3, 'Kern Oil': 5.4, 'Sycamore': 7.2, 'Columbus': 7.9, 'Magunden': 8.9, 'Lerdo': 9.5, 'California Water': 10.5, 'Tupman': 11.0, 'Rio Bravo': 11.2, 'Regulus': 13.3, 'Lamont': 13.4, 'Poso Mountain': 14.3, 'Norco': 14.5, 'Grimway': 15.2, 'Shafter': 16.5, 'Elk Hills': 19.8, 'Wheeler Ridge': 20.7, 'Charca': 21.2, 'Midway': 21.2, 'Semitropic': 25.5, 'Taft': 28.3, 'Smyrna': 31.7, 'Vestal': 32.1, 'Goose Lake': 32.2, 'Pastoria': 33.3, 'Temblor': 34.9, 'Kernridge': 37.6} | 0 | 0 | 0% | 0 | 0% | [5 empty] | 0 | 0% | 0 | 0% |  | 0 | 0% | 0 | 0% | 0 | 0% | 0 | 0 | 0% | 0 | 0 | 0% | 0 | 0 | 0% | 0 | 0 | 0% | 0 | 0 | 0% | 0
55 | Semitropic | Central_Valley_North_Los_Banos | {'Charca': 6.3, 'Goose Lake': 8.0, 'Smyrna': 8.1, 'Shafter': 9.0, 'Midway': 13.6, 'Rio Bravo': 14.8, 'Lerdo': 17.5, 'Tupman': 19.4, 'Kernridge': 20.2, 'Olive': 20.5, '7th Standard': 20.5, 'Temblor': 20.9, 'Renfro': 21.3, 'Norco': 22.9, 'Kern Power': 24.5, 'Alpaugh': 25.1, 'Rosedale': 25.5, 'Kern Oil': 25.9, 'Vestal': 25.9, 'Elk Hills': 26.1, 'Tevis': 26.1, 'Poso Mountain': 27.1, 'Sycamore': 27.2, 'Westpark': 27.3, 'Bakersfield': 28.5, 'Stockdale': 28.6, 'Arco': 29.3, 'Caliente': 31.0, 'Columbus': 31.3, 'Taft': 32.2, 'California Water': 32.6, 'Magunden': 33.4, 'Corcoran': 35.7, 'Carrizo Plains': 37.2, 'Solar SS': 38.2, 'Regulus': 38.6, 'Lamont': 38.7} | 0 | 0 | 0% | 0 | 0% | [5 empty] | 0 | 0% | 0 | 0% |  | 0 | 0% | 0 | 0% | 0 | 0% | 0 | 0 | 0% | 0 | 0 | 0% | 0 | 0 | 0% | 0 | 0 | 0% | 0 | 0 | 0% | 0
56 | Shafter | Central_Valley_North_Los_Banos | {'Rio Bravo': 5.9, 'Charca': 6.5, 'Semitropic': 9.0, 'Lerdo': 9.4, 'Midway': 10.7, 'Tupman': 11.3, '7th Standard': 11.7, 'Renfro': 12.3, 'Kern Power': 15.5, 'Norco': 15.7, 'Goose Lake': 15.9, 'Smyrna': 16.1, 'Rosedale': 16.5, 'Tevis': 17.1, 'Kern Oil': 17.5, 'Westpark': 18.4, 'Sycamore': 18.9, 'Stockdale': 19.6, 'Bakersfield': 19.7, 'Elk Hills': 20.1, 'Poso Mountain': 20.5, 'Columbus': 22.7, 'Temblor': 23.2, 'Kernridge': 24.3, 'California Water': 24.3, 'Magunden': 24.7, 'Vestal': 26.1, 'Olive': 27.5, 'Taft': 27.7, 'Regulus': 29.7, 'Lamont': 29.8, 'Grimway': 31.7, 'Alpaugh': 32.0, 'Caliente': 35.0, 'Wheeler Ridge': 35.1, 'Arco': 38.0} | 0 | 0 | 0% | 0 | 0% | [5 empty] | 0 | 0% | 0 | 0% |  | 0 | 0% | 0 | 0% | 0 | 0% | 0 | 0 | 0% | 0 | 0 | 0% | 0 | 0 | 0% | 0 | 0 | 0% | 0 | 0 | 0% | 0
57 | Smyrna | Central_Valley_North_Los_Banos | {'Semitropic': 8.1, 'Charca': 10.5, 'Goose Lake': 10.6, 'Olive': 12.5, 'Shafter': 16.1, 'Alpaugh': 17.0, 'Midway': 21.7, 'Rio Bravo': 22.0, 'Vestal': 22.5, 'Lerdo': 22.7, 'Kernridge': 24.8, 'Arco': 26.0, '7th Standard': 26.5, 'Temblor': 26.8, 'Tupman': 27.2, 'Corcoran': 27.6, 'Renfro': 28.1, 'Poso Mountain': 30.0, 'Kern Power': 30.8, 'Norco': 30.9, 'Kern Oil': 31.0, 'Rosedale': 31.7, 'Sycamore': 31.9, 'Tevis': 33.1, 'Westpark': 33.3, 'Bakersfield': 34.1, 'Elk Hills': 34.2, 'Caliente': 35.0, 'Stockdale': 35.2, 'Columbus': 36.4, 'California Water': 37.3, 'Magunden': 38.8, 'Springville': 39.6, 'GWF Hanford Sw Sta': 39.6} | 0 | 0 | 0% | 0 | 0% | [5 empty] | 0 | 0% | 0 | 0% |  | 0 | 0% | 0 | 0% | 0 | 0% | 0 | 0 | 0% | 0 | 0 | 0% | 0 | 0 | 0% | 0 | 0 | 0% | 0 | 0 | 0% | 0
58 | Stockdale | Central_Valley_North_Los_Banos | {'Tevis': 3.5, 'Rosedale': 4.2, 'Westpark': 4.2, 'Kern Power': 4.7, 'Bakersfield': 6.0, 'Renfro': 7.3, 'Magunden': 8.8, 'Kern Oil': 8.9, 'Columbus': 9.1, '7th Standard': 9.2, 'Sycamore': 10.3, 'Regulus': 11.6, 'Lamont': 11.7, 'Tupman': 11.7, 'California Water': 11.9, 'Grimway': 12.6, 'Lerdo': 13.5, 'Norco': 13.8, 'Rio Bravo': 13.9, 'Wheeler Ridge': 16.6, 'Poso Mountain': 17.8, 'Elk Hills': 18.5, 'Shafter': 19.6, 'Midway': 22.5, 'Charca': 24.8, 'Taft': 26.5, 'Semitropic': 28.6, 'Pastoria': 29.2, 'Goose Lake': 34.9, 'Smyrna': 35.2, 'Temblor': 35.8, 'Vestal': 36.2, 'Kernridge': 38.9} | 0 | 0 | 0% | 0 | 0% | [5 empty] | 0 | 0% | 0 | 0% |  | 0 | 0% | 0 | 0% | 0 | 0% | 0 | 0 | 0% | 0 | 0 | 0% | 0 | 0 | 0% | 0 | 0 | 0% | 0 | 0 | 0% | 0
59 | Taft | Central_Valley_North_Los_Banos | {'Elk Hills': 8.6, 'Norco': 14.2, 'Midway': 18.6, 'Tupman': 19.2, 'Temblor': 20.9, 'Tevis': 23.6, 'Rio Bravo': 24.5, 'Renfro': 25.0, 'Kernridge': 25.7, 'Stockdale': 26.5, 'Kern Power': 27.5, 'Shafter': 27.7, 'Rosedale': 28.3, 'Wheeler Ridge': 28.8, '7th Standard': 28.8, 'Caliente': 29.8, 'Westpark': 29.9, 'Lerdo': 31.3, 'Bakersfield': 32.1, 'Semitropic': 32.2, 'Goose Lake': 32.6, 'Kern Oil': 33.5, 'Charca': 33.8, 'Magunden': 35.3, 'Sycamore': 35.3, 'Columbus': 35.6, 'Carrizo Plains': 35.8, 'Grimway': 36.0, 'Regulus': 36.7, 'Lamont': 36.8, 'Solar SS': 36.8, 'California Water': 38.3, 'Pastoria': 38.8} | 1588.6243 | 0 | 0% | 1588.6243 | 100% | [5 empty] | 0 | 0% | 0 | 0% |  | 1408.9475 | 88.69% | 0 | 0% | 0 | 0% | 1588.6243 | 0 | 0% | 1588.6243 | 0 | 0% | 1588.6243 | 0 | 0% | 1588.6243 | 1420.8038 | 89.44% | 167.8204 | 34.7868 | 2.19% | 1553.8375
60 | Temblor | Central_Valley_North_Los_Banos | {'Kernridge': 4.8, 'Caliente': 12.5, 'Midway': 13.8, 'Goose Lake': 16.5, 'Carrizo Plains': 19.4, 'Solar SS': 20.5, 'Semitropic': 20.9, 'Taft': 20.9, 'Elk Hills': 21.0, 'Norco': 22.8, 'Shafter': 23.2, 'Tupman': 24.1, 'Rio Bravo': 24.9, 'Charca': 26.0, 'Smyrna': 26.8, 'Arco': 29.7, 'Renfro': 30.0, 'Lerdo': 31.7, '7th Standard': 32.1, 'Tevis': 32.3, 'Kern Power': 33.8, 'Rosedale': 34.9, 'Stockdale': 35.8, 'Westpark': 37.0, 'Kern Oil': 38.3, 'Olive': 38.3, 'Bakersfield': 39.0} | 26806.0703 | 0 | 0% | 26806.0703 | 100% | [5 empty] | 10.615 | 0.0396% | 0 | 0% |  | 0 | 0% | 0 | 0% | 9903.584 | 36.95% | 16902.4863 | 731.0173 | 2.727% | 26075.053 | 5087.5879 | 18.98% | 21718.4824 | 12655.9961 | 47.21% | 14150.0742 | 14057.043 | 52.44% | 12749.0273 | 594.659 | 2.218% | 26211.4113
61 | Tupman | Central_Valley_North_Los_Banos | {'Norco': 5.2, 'Rio Bravo': 6.1, 'Renfro': 6.4, 'Tevis': 8.3, '7th Standard': 9.8, 'Kern Power': 9.9, 'Elk Hills': 10.7, 'Midway': 10.8, 'Rosedale': 11.0, 'Shafter': 11.3, 'Stockdale': 11.7, 'Lerdo': 12.1, 'Westpark': 13.1, 'Bakersfield': 15.2, 'Kern Oil': 15.3, 'Sycamore': 17.2, 'Charca': 17.8, 'Columbus': 18.9, 'Taft': 19.2, 'Semitropic': 19.4, 'Magunden': 19.7, 'California Water': 21.4, 'Poso Mountain': 22.6, 'Regulus': 23.3, 'Lamont': 23.4, 'Temblor': 24.1, 'Grimway': 24.3, 'Goose Lake': 24.4, 'Wheeler Ridge': 24.8, 'Kernridge': 27.1, 'Smyrna': 27.2, 'Vestal': 35.2, 'Caliente': 36.5, 'Pastoria': 37.7, 'Olive': 38.8} | 0 | 0 | 0% | 0 | 0% | [5 empty] | 0 | 0% | 0 | 0% |  | 0 | 0% | 0 | 0% | 0 | 0% | 0 | 0 | 0% | 0 | 0 | 0% | 0 | 0 | 0% | 0 | 0 | 0% | 0 | 0 | 0% | 0
62 | Westpark | Central_Valley_North_Los_Banos | {'Rosedale': 2.1, 'Bakersfield': 2.2, 'Kern Power': 3.2, 'Stockdale': 4.2, 'Kern Oil': 4.7, 'Columbus': 5.9, 'Sycamore': 6.1, 'Tevis': 6.3, 'Magunden': 6.7, '7th Standard': 6.8, 'Renfro': 7.0, 'California Water': 8.5, 'Lerdo': 10.8, 'Regulus': 11.3, 'Lamont': 11.4, 'Tupman': 13.1, 'Rio Bravo': 13.3, 'Grimway': 13.4, 'Poso Mountain': 13.6, 'Norco': 16.3, 'Shafter': 18.4, 'Wheeler Ridge': 20.0, 'Elk Hills': 21.6, 'Charca': 22.8, 'Midway': 23.3, 'Semitropic': 27.3, 'Taft': 29.9, 'Pastoria': 32.3, 'Vestal': 32.4, 'Smyrna': 33.3, 'Goose Lake': 34.2, 'Temblor': 37.0, 'Kernridge': 39.7} | 0 | 0 | 0% | 0 | 0% | [5 empty] | 0 | 0% | 0 | 0% |  | 0 | 0% | 0 | 0% | 0 | 0% | 0 | 0 | 0% | 0 | 0 | 0% | 0 | 0 | 0% | 0 | 0 | 0% | 0 | 0 | 0% | 0
63 | Wheeler Ridge | Central_Valley_North_Los_Banos | {'Grimway': 12.7, 'Pastoria': 13.0, 'Lamont': 15.7, 'Regulus': 15.7, 'Stockdale': 16.6, 'Tevis': 18.1, 'Magunden': 19.0, 'Westpark': 20.0, 'Bakersfield': 20.7, 'Rosedale': 20.7, 'Kern Power': 21.2, 'Columbus': 21.5, 'Norco': 23.2, 'Renfro': 23.2, 'California Water': 23.4, 'Kern Oil': 24.4, 'Bailey': 24.4, 'Elk Hills': 24.6, 'Tupman': 24.8, 'Sycamore': 25.1, '7th Standard': 25.8, 'Taft': 28.8, 'Rio Bravo': 29.2, 'Lerdo': 30.1, 'Poso Mountain': 32.5, 'Highwind': 33.9, 'Whirlwind': 34.5, 'Midway': 34.6, 'Shafter': 35.1, 'Windhub': 39.6} | 22634.8574 | 0 | 0% | 22634.8574 | 100% | [5 empty] | 170.242 | 0.7521% | 0.11305 | 0.0004995% |  | 13987.6553 | 61.8% | 2213.1907 | 9.778% | 16031.6904 | 70.83% | 6603.167 | 10685.3418 | 47.21% | 11949.5156 | 15148.7354 | 66.93% | 7486.1221 | 21014.8828 | 92.84% | 1619.9746 | 13255.2256 | 58.56% | 9379.6318 | 849.4824 | 3.753% | 21785.375
64 | Kern Oil | Central_Valley_North_Los_Banos | {'Sycamore': 1.9, 'Bakersfield': 3.8, 'Westpark': 4.7, 'Columbus': 5.4, 'Rosedale': 5.4, 'Kern Power': 6.0, '7th Standard': 6.2, 'California Water': 6.9, 'Magunden': 7.8, 'Lerdo': 8.5, 'Stockdale': 8.9, 'Poso Mountain': 8.9, 'Renfro': 8.9, 'Tevis': 10.3, 'Regulus': 13.3, 'Lamont': 13.4, 'Rio Bravo': 13.5, 'Tupman': 15.3, 'Grimway': 16.1, 'Shafter': 17.5, 'Norco': 19.5, 'Charca': 20.7, 'Wheeler Ridge': 24.4, 'Midway': 24.5, 'Elk Hills': 25.0, 'Semitropic': 25.9, 'Vestal': 27.9, 'Smyrna': 31.0, 'Goose Lake': 33.4, 'Taft': 33.5, 'Pastoria': 36.3, 'Temblor': 38.3, 'Olive': 39.6} | 112.2628 | 0 | 0% | 112.2628 | 100% | [5 empty] | 0 | 0% | 0 | 0% |  | 112.2628 | 100% | 0 | 0% | 112.2628 | 100% | 0 | 0 | 0% | 112.2628 | 0 | 0% | 112.2628 | 112.2628 | 100% | 0 | 17.1567 | 15.28% | 95.1062 | 0 | 0% | 112.2628
65 | Inyokern | Greater_Kramer (Exclude) | {'Ransburg': 21.5} | 11200.5518 | 0 | 0% | 11200.5518 | 100% | [5 empty] | 1.974 | 0.01762% | 0 | 0% |  | 68.1403 | 0.6084% | 0 | 0% | 7192.6743 | 64.22% | 4007.8774 | 2501.9365 | 22.34% | 8698.6152 | 803.7866 | 7.176% | 10396.7651 | 7717.4673 | 68.9% | 3483.0845 | 3652.9651 | 32.61% | 7547.5867 | 1.2117 | 0.01082% | 11199.34
66 | Pastoria | Central_Valley_North_Los_Banos | {'Bailey': 11.6, 'Wheeler Ridge': 13.0, 'Grimway': 21.6, 'Whirlwind': 23.7, 'Lamont': 25.0, 'Regulus': 25.0, 'Highwind': 28.7, 'Stockdale': 29.2, 'Magunden': 29.7, 'Tevis': 31.1, 'Westpark': 32.3, 'Columbus': 32.4, 'Bakersfield': 32.5, 'Windhub': 32.6, 'Rosedale': 33.3, 'California Water': 33.7, 'Kern Power': 33.9, 'Antelope': 35.2, 'Norco': 35.8, 'Renfro': 36.1, 'Elk Hills': 36.3, 'Kern Oil': 36.3, 'Sycamore': 36.6, 'Pardee': 37.3, 'Tupman': 37.7, '7th Standard': 38.4, 'Saugus': 38.5, 'Taft': 38.8} | 117104.9375 | 8660.7715 | 7.396% | 108444.166 | 92.6% | [5 empty] | 1629.7213 | 1.392% | 1439.5601 | 1.229% |  | 93522.1328 | 79.86% | 3408.7266 | 2.911% | 66943.2031 | 57.17% | 50161.7344 | 56405.1367 | 48.17% | 60699.8008 | 47335.418 | 40.42% | 69769.5195 | 99589.9844 | 85.04% | 17514.9531 | 49619.9219 | 42.37% | 67485.0156 | 2314.2092 | 1.976% | 114790.7283
67 | Ransburg | Greater_Kramer (Exclude) | {'Inyokern': 21.5, 'Kramer': 26.6} | 122421.8984 | 4332.0737 | 3.539% | 118089.8247 | 96.46% | [5 empty] | 278.0078 | 0.2271% | 4.6703 | 0.003815% |  | 0 | 0% | 0 | 0% | 40451.7969 | 33.04% | 81970.1016 | 29784.7676 | 24.33% | 92637.1309 | 5505.4351 | 4.497% | 116916.4634 | 67304.625 | 54.98% | 55117.2734 | 63059.9219 | 51.51% | 59361.9766 | 726.53 | 0.5935% | 121695.3684
68 | Sycamore | Central_Valley_North_Los_Banos | {'Kern Oil': 1.9, 'Bakersfield': 4.6, 'Columbus': 4.7, 'California Water': 5.5, 'Westpark': 6.1, 'Rosedale': 7.2, 'Magunden': 7.4, 'Poso Mountain': 7.6, 'Kern Power': 7.8, '7th Standard': 8.0, 'Lerdo': 9.7, 'Stockdale': 10.3, 'Renfro': 10.8, 'Tevis': 12.0, 'Regulus': 12.9, 'Lamont': 13.0, 'Rio Bravo': 15.2, 'Grimway': 15.9, 'Tupman': 17.2, 'Shafter': 18.9, 'Norco': 21.3, 'Charca': 21.7, 'Wheeler Ridge': 25.1, 'Midway': 26.3, 'Elk Hills': 26.8, 'Semitropic': 27.2, 'Vestal': 27.4, 'Smyrna': 31.9, 'Goose Lake': 34.7, 'Taft': 35.3, 'Pastoria': 36.6, 'Olive': 40.0} | 777.5231 | 0 | 0% | 777.5231 | 100% | [5 empty] | 0 | 0% | 0 | 0% |  | 777.5231 | 100% | 0 | 0% | 688.1484 | 88.51% | 89.3748 | 0 | 0% | 777.5231 | 655.7599 | 84.34% | 121.7632 | 777.5231 | 100% | 0 | 318.5395 | 40.97% | 458.9837 | 0.88081 | 0.1133% | 776.6423
69 | Avenal | Central_Valley_North_Los_Banos | {'Gates': 11.2, 'Arco': 18.0, 'Henrietta': 21.8, 'Cholame': 23.6, 'Leprino Jct': 24.0, 'Schindler': 29.3, 'Corcoran': 32.6, 'GWF Hanford Sw Sta': 33.1, 'Cantua': 33.6, 'Alpaugh': 37.0, 'Olive': 38.0, 'Goose Lake': 39.8} | 95584.1328 | 0 | 0% | 95584.1328 | 100% | [5 empty] | 8516.4248 | 8.91% | 42602.9258 | 44.57% |  | 7524.7607 | 7.872% | 0 | 0% | 25161.4258 | 26.32% | 70422.707 | 6445.0679 | 6.743% | 89139.0649 | 18373.1699 | 19.22% | 77210.9629 | 36137.3438 | 37.81% | 59446.7891 | 33750.1328 | 35.31% | 61834 | 491.0005 | 0.5137% | 95093.1323
70 | Corcoran | Central_Valley_North_Los_Banos | {'Alpaugh': 11.5, 'GWF Hanford Sw Sta': 12.2, 'Olive': 15.9, 'Leprino Jct': 17.9, 'Henrietta': 21.4, 'Rector': 22.0, 'Kingsburg': 26.2, 'Smyrna': 27.6, 'Arco': 30.5, 'Gates': 31.8, 'Vestal': 32.2, 'Avenal': 32.6, 'Springville': 34.6, 'McCall': 34.9, 'Goose Lake': 35.1, 'Wahtoke': 35.4, 'Reedley': 35.6, 'Semitropic': 35.7, 'Charca': 37.0, 'Schindler': 38.2} | 55758.8047 | 0 | 0% | 55758.8047 | 100% | [5 empty] | 37506.3633 | 67.27% | 8899.001 | 15.96% |  | 0 | 0% | 0 | 0% | 29.8064 | 0.05346% | 55728.9983 | 0 | 0% | 55758.8047 | 0 | 0% | 55758.8047 | 29.8064 | 0.05346% | 55728.9983 | 0 | 0% | 55758.8047 | 2248.5635 | 4.033% | 53510.2412
71 | Henrietta | Central_Valley_North_Los_Banos | {'Leprino Jct': 3.9, 'Gates': 14.2, 'GWF Hanford Sw Sta': 14.4, 'Schindler': 17.2, 'Corcoran': 21.4, 'Avenal': 21.8, 'Kingsburg': 24.7, 'Mc Mullin': 24.7, 'Cantua': 27.6, 'Helm': 28.5, 'McCall': 29.4, 'Alpaugh': 31.5, 'Kearney': 32.0, 'Arco': 32.2, 'Malaga': 32.7, 'West Fresno': 33.2, 'Cal Ave': 33.9, 'Olive': 34.9, 'Sanger': 36.0, 'Wahtoke': 36.0, 'Tranquility': 36.8, 'Rector': 37.0, 'Reedley': 38.6} | 280588.3125 | 0 | 0% | 280588.3125 | 100% | [5 empty] | 110907.9062 | 39.53% | 145030.1875 | 51.69% |  | 0 | 0% | 0 | 0% | 18117.8223 | 6.457% | 262470.4902 | 4412.1689 | 1.572% | 276176.1436 | 13586.4434 | 4.842% | 267001.8691 | 29245.9141 | 10.42% | 251342.3984 | 342.9154 | 0.1222% | 280245.3971 | 4519.7388 | 1.611% | 276068.5737
72 | Eagle Rock (PGE) | Mendocino_Marin | {'Geysers': 6.0, 'Cloverdale': 11.0, 'Hopland': 17.6, 'Fulton': 23.0, 'Ukiah': 29.9, 'Bellevue': 31.5, 'Calpella': 32.7, 'Mendocino': 35.7, 'Penngrove': 36.1, 'Cortina': 37.4} | 158929.9531 | 0 | 0% | 158929.9531 | 100% | [5 empty] | 5360.4624 | 3.373% | 3501.7373 | 2.203% |  | 78697.8984 | 49.52% | 71445.7109 | 44.95% | 104235.7344 | 65.59% | 54694.2188 | 54694.6562 | 34.41% | 104235.2969 | 105013.0938 | 66.08% | 53916.8594 | 141725.9062 | 89.18% | 17204.0469 | 82452.8672 | 51.88% | 76477.0859 | 1990.9762 | 1.253% | 156938.9769
73 | Antelope | Tehachapi | {'Whirlwind': 14.1, 'Vincent': 17.3, 'Pardee': 23.5, 'Windhub': 24.0, 'Saugus': 24.1, 'Bailey': 27.7, 'Sylmar': 28.7, 'Highwind': 28.8, 'Gould': 32.8, 'Pastoria': 35.2, 'Goodrich': 38.9} | 248678.7031 | 54147.3711 | 21.77% | 194531.332 | 78.23% | [5 empty] | 3699.5491 | 1.488% | 5966.8994 | 2.399% |  | 64876.793 | 26.09% | 74696.7656 | 30.04% | 32976.7734 | 13.26% | 215701.9297 | 75343.2734 | 30.3% | 173335.4297 | 49517.5781 | 19.91% | 199161.125 | 110764.9531 | 44.54% | 137913.75 | 53685.3672 | 21.59% | 194993.3359 | 6744.4736 | 2.712% | 241934.2295
74 | Arcogen | Greater_LA | {'Hinson': 1.2, 'Harborgen': 2.8, 'Long Beach': 3.7, 'Lighthipe': 5.9, 'La Fresa': 6.3, 'Redondo': 8.6, 'Del Amo': 8.7, 'Alamitos': 9.1, 'El Nido': 9.2, 'Chevmain': 10.9, 'Center': 11.0, 'El Segundo': 12.1, 'Laguna Bell': 12.2, 'La Cienega': 14.8, 'Barre': 15.1, 'Mesa (SCE)': 17.0, 'Huntington Beach': 19.3, 'Ellis': 19.5, 'Lewis': 19.8, 'Olinda': 20.5, 'Walnut': 21.4, 'Villa Park': 23.5, 'Johanna': 23.6, 'Goodrich': 24.7, 'Rio Hondo': 24.9, 'Serrano': 26.1, 'Gould': 28.0, 'Santiago': 29.3, 'Chino': 34.8, 'Viejo': 36.1, 'Sylmar': 36.7, 'Trabuco': 37.2, 'Capistrano': 39.4, 'Margarita': 40.0} | 8965.3887 | 0 | 0% | 8965.3887 | 100% | [5 empty] | 0 | 0% | 0 | 0% |  | 136.4639 | 1.522% | 0 | 0% | 10.7529 | 0.1199% | 8954.6358 | 1204.7504 | 13.44% | 7760.6383 | 6529.7007 | 72.83% | 2435.688 | 6540.4536 | 72.95% | 2424.9351 | 0 | 0% | 8965.3887 | 115.5856 | 1.289% | 8849.8031
75 | Bailey | Tehachapi | {'Pastoria': 11.6, 'Whirlwind': 20.1, 'Wheeler Ridge': 24.4, 'Pardee': 25.7, 'Saugus': 26.9, 'Antelope': 27.7, 'Highwind': 31.7, 'Grimway': 32.8, 'Windhub': 33.2, 'Moorpark': 35.0, 'Sylmar': 36.1, 'Lamont': 36.2, 'Regulus': 36.3} | 186186.75 | 21576.5371 | 11.59% | 164610.2129 | 88.41% | [5 empty] | 1906.7406 | 1.024% | 1750.163 | 0.94% |  | 123738.8438 | 66.46% | 19134.6172 | 10.28% | 94848.0547 | 50.94% | 91338.6953 | 67529.2188 | 36.27% | 118657.5312 | 51483.2773 | 27.65% | 134703.4727 | 139140.0312 | 74.73% | 47046.7188 | 77752.4453 | 41.76% | 108434.3047 | 6092.4873 | 3.272% | 180094.2627
76 | Center | Greater_LA | {'Laguna Bell': 4.0, 'Lighthipe': 5.2, 'Del Amo': 5.6, 'Mesa (SCE)': 7.5, 'Hinson': 10.1, 'Walnut': 10.5, 'Olinda': 10.6, 'Barre': 10.9, 'Arcogen': 11.0, 'Alamitos': 11.3, 'Harborgen': 12.5, 'Long Beach': 13.2, 'La Fresa': 13.7, 'Rio Hondo': 14.1, 'Lewis': 14.5, 'Goodrich': 15.4, 'El Nido': 15.5, 'La Cienega': 16.4, 'Redondo': 17.1, 'Chevmain': 17.2, 'Villa Park': 17.4, 'El Segundo': 18.3, 'Ellis': 19.2, 'Serrano': 19.4, 'Gould': 20.7, 'Johanna': 20.8, 'Huntington Beach': 20.8, 'Chino': 25.0, 'Santiago': 26.6, 'Padua': 29.8, 'Mira Loma': 31.6, 'Viejo': 32.2, 'Sylmar': 34.4, 'Rancho Vista': 34.6, 'Etiwanda': 35.0, 'Trabuco': 35.4, 'Margarita': 37.9, 'Capistrano': 38.3, 'Vincent': 38.4, 'Lee Lake (Proposed)': 39.7} | 7873.6377 | 0 | 0% | 7873.6377 | 100% | [5 empty] | 0 | 0% | 0 | 0% |  | 38.6828 | 0.4913% | 0 | 0% | 2.2694 | 0.02882% | 7871.3683 | 726.0238 | 9.221% | 7147.6139 | 5601.7935 | 71.15% | 2271.8442 | 5604.0625 | 71.18% | 2269.5752 | 0 | 0% | 7873.6377 | 33.1439 | 0.4209% | 7840.4938
77 | Del Amo | Greater_LA | {'Lighthipe': 5.0, 'Center': 5.6, 'Alamitos': 5.7, 'Barre': 7.1, 'Hinson': 7.5, 'Arcogen': 8.7, 'Harborgen': 8.9, 'Laguna Bell': 9.3, 'Long Beach': 9.3, 'Lewis': 11.7, 'Olinda': 12.1, 'Mesa (SCE)': 13.1, 'La Fresa': 13.7, 'Walnut': 13.9, 'Ellis': 14.3, 'Villa Park': 15.3, 'Huntington Beach': 15.5, 'El Nido': 16.2, 'Redondo': 16.7, 'Johanna': 16.8, 'Serrano': 17.7, 'Chevmain': 18.0, 'Rio Hondo': 19.0, 'El Segundo': 19.2, 'La Cienega': 19.3, 'Goodrich': 20.9, 'Santiago': 22.7, 'Chino': 26.2, 'Gould': 26.3, 'Viejo': 29.0, 'Trabuco': 31.3, 'Padua': 32.3, 'Mira Loma': 32.5, 'Capistrano': 33.9, 'Margarita': 33.9, 'Rancho Vista': 36.3, 'Etiwanda': 36.7, 'Lee Lake (Proposed)': 37.8, 'Sylmar': 39.1} | 10611.415 | 0 | 0% | 10611.415 | 100% | [5 empty] | 0 | 0% | 0 | 0% |  | 136.4639 | 1.286% | 0 | 0% | 10.7529 | 0.1013% | 10600.6621 | 1492.1733 | 14.06% | 9119.2417 | 8137.188 | 76.68% | 2474.2271 | 8147.9409 | 76.78% | 2463.4741 | 0 | 0% | 10611.415 | 369.4453 | 3.482% | 10241.9698
78 | El Nido | Greater_LA | {'Chevmain': 1.8, 'La Fresa': 2.9, 'El Segundo': 3.0, 'Redondo': 3.4, 'La Cienega': 7.2, 'Arcogen': 9.2, 'Hinson': 10.1, 'Lighthipe': 11.4, 'Harborgen': 11.6, 'Long Beach': 12.4, 'Laguna Bell': 14.1, 'Center': 15.5, 'Del Amo': 16.2, 'Mesa (SCE)': 18.0, 'Alamitos': 18.2, 'Barre': 23.3, 'Goodrich': 24.1, 'Gould': 24.9, 'Walnut': 25.5, 'Olinda': 26.2, 'Rio Hondo': 26.8, 'Lewis': 27.9, 'Huntington Beach': 28.5, 'Ellis': 28.7, 'Sylmar': 29.2, 'Villa Park': 31.5, 'Johanna': 32.5, 'Serrano': 33.9, 'Saugus': 38.1, 'Santiago': 38.3, 'Pardee': 39.3} | 5847.438 | 0 | 0% | 5847.438 | 100% | [5 empty] | 0 | 0% | 0 | 0% |  | 192.3452 | 3.289% | 42.7481 | 0.7311% | 58.5759 | 1.002% | 5788.8621 | 342.8372 | 5.863% | 5504.6008 | 3379.4553 | 57.79% | 2467.9827 | 3438.0312 | 58.8% | 2409.4067 | 0 | 0% | 5847.438 | 12.5608 | 0.2148% | 5834.8772
79 | Goodrich | Greater_LA | {'Rio Hondo': 6.9, 'Gould': 7.5, 'Mesa (SCE)': 8.0, 'Laguna Bell': 12.6, 'Walnut': 12.6, 'Center': 15.4, 'Olinda': 17.0, 'Lighthipe': 19.3, 'La Cienega': 19.6, 'Del Amo': 20.9, 'Vincent': 23.1, 'La Fresa': 24.0, 'El Nido': 24.1, 'Hinson': 24.2, 'Barre': 24.4, 'Arcogen': 24.7, 'Chevmain': 24.9, 'El Segundo': 25.5, 'Chino': 25.7, 'Padua': 25.8, 'Sylmar': 25.9, 'Lewis': 26.0, 'Alamitos': 26.6, 'Harborgen': 26.9, 'Redondo': 27.1, 'Villa Park': 27.3, 'Long Beach': 27.7, 'Serrano': 28.1, 'Mira Loma': 31.6, 'Rancho Vista': 32.0, 'Etiwanda': 32.4, 'Johanna': 33.1, 'Ellis': 33.2, 'Saugus': 33.6, 'Pardee': 34.6, 'Huntington Beach': 35.4, 'Santiago': 38.2, 'Antelope': 38.9} | 27148.3574 | 0 | 0% | 27148.3574 | 100% | [5 empty] | 7.3358 | 0.02702% | 25.896 | 0.09539% |  | 0 | 0% | 27148.3574 | 100% | 6864.8081 | 25.29% | 20283.5493 | 458.1994 | 1.688% | 26690.158 | 10021.8594 | 36.92% | 17126.498 | 13360.4111 | 49.21% | 13787.9463 | 23100.082 | 85.09% | 4048.2754 | 3935.6082 | 14.5% | 23212.7493
80 | Gould | Greater_LA | {'Goodrich': 7.5, 'Mesa (SCE)': 13.4, 'Rio Hondo': 14.3, 'Laguna Bell': 17.1, 'Vincent': 18.7, 'La Cienega': 18.8, 'Sylmar': 18.8, 'Walnut': 20.0, 'Center': 20.7, 'Lighthipe': 23.5, 'Olinda': 24.3, 'El Nido': 24.9, 'Chevmain': 25.2, 'El Segundo': 25.5, 'La Fresa': 25.6, 'Saugus': 26.2, 'Del Amo': 26.3, 'Pardee': 27.2, 'Hinson': 27.8, 'Arcogen': 28.0, 'Redondo': 28.2, 'Harborgen': 30.6, 'Barre': 30.8, 'Long Beach': 31.5, 'Alamitos': 31.9, 'Padua': 32.1, 'Antelope': 32.8, 'Lewis': 32.9, 'Chino': 33.0, 'Villa Park': 34.5, 'Serrano': 35.4, 'Rancho Vista': 38.5, 'Mira Loma': 38.6, 'Etiwanda': 38.9, 'Ellis': 39.5, 'Johanna': 39.9} | 46135.3281 | 2848.9065 | 6.175% | 43286.4216 | 93.82% | [5 empty] | 23.2111 | 0.05031% | 50.4951 | 0.1095% |  | 0 | 0% | 46135.3281 | 100% | 9247.4248 | 20.04% | 36887.9033 | 191.6971 | 0.4155% | 45943.6311 | 9755.3564 | 21.15% | 36379.9717 | 15614.0303 | 33.84% | 30521.2979 | 31881.6074 | 69.1% | 14253.7207 | 4757.9146 | 10.31% | 41377.4136
81 | Harborgen | Greater_LA | {'Long Beach': 0.9, 'Arcogen': 2.8, 'Hinson': 2.8, 'Alamitos': 7.5, 'Lighthipe': 7.6, 'La Fresa': 8.7, 'Del Amo': 8.9, 'Redondo': 10.4, 'El Nido': 11.6, 'Center': 12.5, 'Chevmain': 13.2, 'Laguna Bell': 14.3, 'Barre': 14.3, 'El Segundo': 14.4, 'Huntington Beach': 17.0, 'La Cienega': 17.6, 'Ellis': 17.6, 'Mesa (SCE)': 19.0, 'Lewis': 19.0, 'Olinda': 21.0, 'Johanna': 22.0, 'Walnut': 22.5, 'Villa Park': 22.8, 'Serrano': 25.4, 'Rio Hondo': 26.6, 'Goodrich': 26.9, 'Santiago': 27.6, 'Gould': 30.6, 'Viejo': 34.6, 'Chino': 35.0, 'Trabuco': 35.2, 'Capistrano': 37.2, 'Margarita': 38.0, 'Sylmar': 39.5} | 9995.9395 | 0 | 0% | 9995.9395 | 100% | [5 empty] | 0 | 0% | 0 | 0% |  | 136.4639 | 1.365% | 0 | 0% | 10.7529 | 0.1076% | 9985.1865 | 1572.3059 | 15.73% | 8423.6335 | 7547.1826 | 75.5% | 2448.7568 | 7557.9355 | 75.61% | 2438.0039 | 0 | 0% | 9995.9395 | 350.8864 | 3.51% | 9645.0531
82 | Hinson | Greater_LA | {'Arcogen': 1.2, 'Harborgen': 2.8, 'Long Beach': 3.7, 'Lighthipe': 5.0, 'La Fresa': 7.2, 'Del Amo': 7.5, 'Alamitos': 8.0, 'Redondo': 9.7, 'Center': 10.1, 'El Nido': 10.1, 'Laguna Bell': 11.6, 'Chevmain': 11.9, 'El Segundo': 13.1, 'Barre': 13.9, 'La Cienega': 15.4, 'Mesa (SCE)': 16.3, 'Huntington Beach': 18.5, 'Ellis': 18.6, 'Lewis': 18.6, 'Olinda': 19.4, 'Walnut': 20.4, 'Villa Park': 22.3, 'Johanna': 22.5, 'Rio Hondo': 24.1, 'Goodrich': 24.2, 'Serrano': 24.9, 'Gould': 27.8, 'Santiago': 28.3, 'Chino': 33.6, 'Viejo': 35.0, 'Trabuco': 36.2, 'Sylmar': 37.1, 'Capistrano': 38.4, 'Margarita': 39.0, 'Padua': 39.4} | 9357.3955 | 0 | 0% | 9357.3955 | 100% | [5 empty] | 0 | 0% | 0 | 0% |  | 136.4639 | 1.458% | 0 | 0% | 10.7529 | 0.1149% | 9346.6426 | 1571.3511 | 16.79% | 7786.0444 | 6913.1099 | 73.88% | 2444.2856 | 6923.8628 | 73.99% | 2433.5327 | 0 | 0% | 9357.3955 | 171.2244 | 1.83% | 9186.1711
83 | La Cienega | Greater_LA | {'El Segundo': 6.9, 'Chevmain': 6.9, 'El Nido': 7.2, 'La Fresa': 9.4, 'Redondo': 10.5, 'Laguna Bell': 13.3, 'Lighthipe': 14.3, 'Arcogen': 14.8, 'Hinson': 15.4, 'Mesa (SCE)': 15.6, 'Center': 16.4, 'Harborgen': 17.6, 'Long Beach': 18.4, 'Gould': 18.8, 'Del Amo': 19.3, 'Goodrich': 19.6, 'Sylmar': 22.1, 'Alamitos': 22.9, 'Rio Hondo': 23.9, 'Walnut': 24.6, 'Barre': 26.3, 'Olinda': 26.5, 'Lewis': 30.5, 'Saugus': 31.2, 'Pardee': 32.4, 'Ellis': 33.2, 'Huntington Beach': 33.6, 'Villa Park': 33.8, 'Moorpark': 35.7, 'Serrano': 35.8, 'Johanna': 36.1, 'Vincent': 36.6} | 3892.7246 | 0 | 0% | 3892.7246 | 100% | [5 empty] | 0 | 0% | 0 | 0% |  | 195.0095 | 5.01% | 78.5644 | 2.018% | 59.5315 | 1.529% | 3833.1931 | 124.8791 | 3.208% | 3767.8455 | 2193.3381 | 56.34% | 1699.3865 | 2252.8696 | 57.87% | 1639.855 | 0 | 0% | 3892.7246 | 8.084 | 0.2077% | 3884.6406
84 | La Fresa | Greater_LA | {'El Nido': 2.9, 'Redondo': 3.5, 'Chevmain': 4.6, 'El Segundo': 5.8, 'Arcogen': 6.3, 'Hinson': 7.2, 'Harborgen': 8.7, 'Lighthipe': 9.1, 'La Cienega': 9.4, 'Long Beach': 9.5, 'Laguna Bell': 12.9, 'Center': 13.7, 'Del Amo': 13.7, 'Alamitos': 15.3, 'Mesa (SCE)': 17.2, 'Barre': 20.6, 'Goodrich': 24.0, 'Walnut': 24.0, 'Olinda': 24.2, 'Lewis': 25.3, 'Gould': 25.6, 'Huntington Beach': 25.6, 'Ellis': 25.8, 'Rio Hondo': 25.9, 'Villa Park': 28.9, 'Johanna': 29.7, 'Serrano': 31.4, 'Sylmar': 31.5, 'Santiago': 35.5, 'Chino': 38.6} | 6294.8657 | 0 | 0% | 6294.8657 | 100% | [5 empty] | 0 | 0% | 0 | 0% |  | 180.8089 | 2.872% | 12.4014 | 0.197% | 36.3026 | 0.5767% | 6258.5631 | 799.8782 | 12.71% | 5494.9875 | 3836.4963 | 60.95% | 2458.3694 | 3872.7988 | 61.52% | 2422.0669 | 0 | 0% | 6294.8657 | 28.0608 | 0.4458% | 6266.805
85 | Laguna Bell | Greater_LA | {'Center': 4.0, 'Mesa (SCE)': 4.7, 'Lighthipe': 6.8, 'Del Amo': 9.3, 'Hinson': 11.6, 'Walnut': 11.6, 'Arcogen': 12.2, 'Goodrich': 12.6, 'La Fresa': 12.9, 'Olinda': 13.1, 'Rio Hondo': 13.1, 'La Cienega': 13.3, 'El Nido': 14.1, 'Harborgen': 14.3, 'Alamitos': 14.8, 'Barre': 15.0, 'Long Beach': 15.2, 'Chevmain': 15.5, 'Redondo': 16.4, 'El Segundo': 16.5, 'Gould': 17.1, 'Lewis': 18.3, 'Villa Park': 21.1, 'Serrano': 22.9, 'Ellis': 23.2, 'Johanna': 24.8, 'Huntington Beach': 24.8, 'Chino': 27.0, 'Sylmar': 30.4, 'Santiago': 30.6, 'Padua': 30.8, 'Mira Loma': 33.6, 'Vincent': 35.2, 'Rancho Vista': 36.0, 'Viejo': 36.0, 'Etiwanda': 36.5, 'Saugus': 39.3, 'Trabuco': 39.4} | 6068.6475 | 0 | 0% | 6068.6475 | 100% | [5 empty] | 0 | 0% | 0 | 0% |  | 34.0969 | 0.5619% | 0 | 0% | 2.2694 | 0.03739% | 6066.3781 | 791.5397 | 13.04% | 5277.1078 | 3802.5449 | 62.66% | 2266.1025 | 3804.8142 | 62.7% | 2263.8333 | 0 | 0% | 6068.6475 | 27.4982 | 0.4531% | 6041.1493
86 | Lighthipe | Greater_LA | {'Del Amo': 5.0, 'Hinson': 5.0, 'Center': 5.2, 'Arcogen': 5.9, 'Laguna Bell': 6.8, 'Harborgen': 7.6, 'Long Beach': 8.4, 'La Fresa': 9.1, 'Alamitos': 9.1, 'El Nido': 11.4, 'Mesa (SCE)': 11.4, 'Barre': 12.2, 'Redondo': 12.4, 'Chevmain': 13.2, 'La Cienega': 14.3, 'El Segundo': 14.4, 'Olinda': 15.2, 'Walnut': 15.6, 'Lewis': 16.6, 'Ellis': 19.0, 'Rio Hondo': 19.1, 'Goodrich': 19.3, 'Huntington Beach': 19.8, 'Villa Park': 20.1, 'Johanna': 21.8, 'Serrano': 22.4, 'Gould': 23.5, 'Santiago': 27.7, 'Chino': 29.7, 'Viejo': 34.0, 'Sylmar': 34.7, 'Padua': 34.9, 'Trabuco': 36.2, 'Mira Loma': 36.2, 'Capistrano': 38.8, 'Margarita': 38.9, 'Rancho Vista': 39.5, 'Etiwanda': 39.9} | 8801.3691 | 0 | 0% | 8801.3691 | 100% | [5 empty] | 0 | 0% | 0 | 0% |  | 136.4639 | 1.55% | 0 | 0% | 10.7529 | 0.1222% | 8790.6162 | 1052.1448 | 11.95% | 7749.2244 | 6377.0952 | 72.46% | 2424.2739 | 6387.8481 | 72.58% | 2413.521 | 0 | 0% | 8801.3691 | 109.4348 | 1.243% | 8691.9344
87 | Mesa (SCE) | Greater_LA | {'Laguna Bell': 4.7, 'Center': 7.5, 'Goodrich': 8.0, 'Rio Hondo': 8.8, 'Walnut': 9.4, 'Lighthipe': 11.4, 'Olinda': 12.5, 'Del Amo': 13.1, 'Gould': 13.4, 'La Cienega': 15.6, 'Hinson': 16.3, 'Arcogen': 17.0, 'La Fresa': 17.2, 'Barre': 17.4, 'El Nido': 18.0, 'Alamitos': 18.8, 'Harborgen': 19.0, 'Chevmain': 19.2, 'Long Beach': 19.8, 'Lewis': 19.9, 'El Segundo': 20.0, 'Redondo': 20.6, 'Villa Park': 22.0, 'Serrano': 23.4, 'Chino': 24.9, 'Ellis': 26.1, 'Johanna': 26.8, 'Padua': 27.6, 'Huntington Beach': 28.0, 'Sylmar': 29.0, 'Vincent': 30.9, 'Mira Loma': 31.4, 'Santiago': 32.3, 'Rancho Vista': 33.2, 'Etiwanda': 33.7, 'Viejo': 37.1, 'Saugus': 37.6, 'Pardee': 38.7} | 1767.5393 | 0 | 0% | 1767.5393 | 100% | [5 empty] | 0 | 0% | 0 | 0% |  | 0 | 0% | 760.5911 | 43.03% | 0 | 0% | 1767.5393 | 107.1999 | 6.065% | 1660.3394 | 739.008 | 41.81% | 1028.5313 | 750.2849 | 42.45% | 1017.2544 | 730.9012 | 41.35% | 1036.6381 | 138.0529 | 7.81% | 1629.4864
88 | Olinda | Greater_LA | {'Walnut': 4.6, 'Lewis': 9.5, 'Barre': 10.1, 'Villa Park': 10.3, 'Center': 10.6, 'Serrano': 11.1, 'Rio Hondo': 11.5, 'Del Amo': 12.1, 'Mesa (SCE)': 12.5, 'Laguna Bell': 13.1, 'Chino': 14.5, 'Lighthipe': 15.2, 'Alamitos': 16.1, 'Johanna': 16.5, 'Goodrich': 17.0, 'Ellis': 18.0, 'Hinson': 19.4, 'Padua': 20.2, 'Arcogen': 20.5, 'Huntington Beach': 20.9, 'Harborgen': 21.0, 'Mira Loma': 21.0, 'Santiago': 21.3, 'Long Beach': 21.4, 'La Fresa': 24.2, 'Gould': 24.3, 'Rancho Vista': 24.3, 'Etiwanda': 24.7, 'Viejo': 25.1, 'El Nido': 26.2, 'La Cienega': 26.5, 'Redondo': 27.6, 'Chevmain': 27.8, 'El Segundo': 28.9, 'Trabuco': 30.0, 'Lee Lake (Proposed)': 30.4, 'Margarita': 32.1, 'Capistrano': 33.3, 'Vista': 35.2, 'Vincent': 38.9, 'Talega': 39.5} | 2975.9641 | 0 | 0% | 2975.9641 | 100% | [5 empty] | 0 | 0% | 0 | 0% |  | 0 | 0% | 446.0012 | 14.99% | 301.9824 | 10.15% | 2673.9817 | 832.6763 | 27.98% | 2143.2878 | 2559.3079 | 86% | 416.6562 | 2861.2903 | 96.15% | 114.6738 | 227.1328 | 7.632% | 2748.8313 | 32.0146 | 1.076% | 2943.9495
89 | Pardee | Tehachapi | {'Saugus': 1.3, 'Sylmar': 10.4, 'Moorpark': 21.3, 'Antelope': 23.5, 'Bailey': 25.7, 'Vincent': 26.7, 'Gould': 27.2, 'Whirlwind': 30.2, 'La Cienega': 32.4, 'Goodrich': 34.6, 'Santa Clara': 35.7, 'Pastoria': 37.3, 'El Segundo': 37.7, 'Chevmain': 38.4, 'Mesa (SCE)': 38.7, 'El Nido': 39.3} | 119199.9375 | 2218.7131 | 1.861% | 116981.2244 | 98.14% | [5 empty] | 606.8611 | 0.5091% | 2476.5273 | 2.078% |  | 23189.0801 | 19.45% | 95874.7422 | 80.43% | 64418.6484 | 54.04% | 54781.2891 | 6840.9268 | 5.739% | 112359.0107 | 10910.21 | 9.153% | 108289.7275 | 74741.2266 | 62.7% | 44458.7109 | 65966.0703 | 55.34% | 53233.8672 | 11344.3027 | 9.517% | 107855.6348
90 | Rio Hondo | Greater_LA | {'Goodrich': 6.9, 'Walnut': 6.9, 'Mesa (SCE)': 8.8, 'Olinda': 11.5, 'Laguna Bell': 13.1, 'Center': 14.1, 'Gould': 14.3, 'Chino': 18.8, 'Del Amo': 19.0, 'Lighthipe': 19.1, 'Padua': 19.6, 'Barre': 20.4, 'Lewis': 20.9, 'Villa Park': 21.7, 'Serrano': 22.0, 'La Cienega': 23.9, 'Hinson': 24.1, 'Alamitos': 24.4, 'Mira Loma': 24.8, 'Arcogen': 24.9, 'Rancho Vista': 25.6, 'La Fresa': 25.9, 'Etiwanda': 26.0, 'Harborgen': 26.6, 'El Nido': 26.8, 'Long Beach': 27.3, 'Vincent': 27.4, 'Johanna': 28.0, 'Chevmain': 28.0, 'El Segundo': 28.8, 'Ellis': 29.0, 'Redondo': 29.3, 'Huntington Beach': 31.6, 'Santiago': 32.7, 'Sylmar': 32.8, 'Viejo': 35.9, 'Vista': 38.2, 'Lee Lake (Proposed)': 39.1, 'Lugo': 39.4} | 9189.6426 | 0 | 0% | 9189.6426 | 100% | [5 empty] | 0 | 0% | 0 | 0% |  | 0 | 0% | 9189.6426 | 100% | 1791.967 | 19.5% | 7397.6755 | 468.4443 | 5.098% | 8721.1983 | 5623.3735 | 61.19% | 3566.269 | 6027.9019 | 65.59% | 3161.7407 | 8189.583 | 89.12% | 1000.0596 | 1497.632 | 16.3% | 7692.0106
91 | Saugus | Tehachapi | {'Pardee': 1.3, 'Sylmar': 9.1, 'Moorpark': 21.1, 'Antelope': 24.1, 'Gould': 26.2, 'Vincent': 26.5, 'Bailey': 26.9, 'La Cienega': 31.2, 'Whirlwind': 31.2, 'Goodrich': 33.6, 'Santa Clara': 35.8, 'El Segundo': 36.5, 'Chevmain': 37.2, 'Mesa (SCE)': 37.6, 'El Nido': 38.1, 'Pastoria': 38.5, 'Laguna Bell': 39.3} | 108645.0078 | 940.1277 | 0.8653% | 107704.8801 | 99.13% | [5 empty] | 583.6503 | 0.5372% | 2453.5403 | 2.258% |  | 17175.7285 | 15.81% | 91338.0703 | 84.07% | 61772.6055 | 56.86% | 46872.4023 | 4338.7588 | 3.994% | 104306.249 | 8941.3008 | 8.23% | 99703.707 | 69477.1016 | 63.95% | 39167.9062 | 59804.4375 | 55.05% | 48840.5703 | 11172.748 | 10.28% | 97472.2598
92 | Vincent | Tehachapi | {'Antelope': 17.3, 'Gould': 18.7, 'Goodrich': 23.1, 'Sylmar': 25.1, 'Saugus': 26.5, 'Pardee': 26.7, 'Rio Hondo': 27.4, 'Mesa (SCE)': 30.9, 'Whirlwind': 31.4, 'Walnut': 34.3, 'Laguna Bell': 35.2, 'La Cienega': 36.6, 'Padua': 37.2, 'Center': 38.4, 'Olinda': 38.9, 'Windhub': 39.0} | 177796.625 | 18953.0078 | 10.66% | 158843.6172 | 89.34% | [5 empty] | 815.6782 | 0.4588% | 5187.583 | 2.918% |  | 10383.8203 | 5.84% | 97561.4766 | 54.87% | 16932.2344 | 9.523% | 160864.3906 | 63004.0117 | 35.44% | 114792.6133 | 51487.1484 | 28.96% | 126309.4766 | 88461.4062 | 49.75% | 89335.2188 | 70530.5234 | 39.67% | 107266.1016 | 8167.5781 | 4.594% | 169629.0469
93 | Borden | Central_Valley_North_Los_Banos | {'Gregg': 6.1, 'Kearney': 16.0, 'West Fresno': 16.8, 'Cal Ave': 18.6, 'Newhall': 19.4, 'Dairyland': 20.5, 'Malaga': 21.3, 'Mc Mullin': 22.7, 'Le Grand': 24.2, 'Helm': 25.2, 'Sanger': 25.5, 'McCall': 28.8, 'Mendota': 29.7, 'Tranquility': 32.7, 'Wilson': 34.6, 'Cheney': 36.3, 'Wahtoke': 36.3, 'Merced': 36.8, 'Schindler': 36.9, 'Oro Loma': 37.1, 'Kingsburg': 37.3, 'Panoche': 37.9, 'Cantua': 39.4} | 377266.0312 | 95909.1562 | 25.42% | 281356.875 | 74.58% | [5 empty] | 169190.1562 | 44.85% | 144490.4844 | 38.3% |  | 0 | 0% | 0 | 0% | 112529.7812 | 29.83% | 264736.25 | 100155.6406 | 26.55% | 277110.3906 | 124104.4375 | 32.9% | 253161.5938 | 182040.8594 | 48.25% | 195225.1719 | 21088.8789 | 5.59% | 356177.1523 | 50248.8242 | 13.32% | 327017.207
94 | Dairyland | Central_Valley_North_Los_Banos | {'Le Grand': 9.3, 'Newhall': 13.0, 'Wilson': 17.2, 'Merced': 17.8, 'Borden': 20.5, 'Oro Loma': 22.0, 'Mendota': 24.4, 'Gregg': 26.1, 'Panoche': 31.4, 'Cheney': 31.5, 'Tranquility': 32.5, 'Helm': 32.9, 'Kearney': 34.0, 'West Fresno': 36.0, 'Mc Mullin': 36.7, 'Cal Ave': 38.3, 'Los Banos': 38.9} | 503626.625 | 46430.2148 | 9.219% | 457196.4102 | 90.78% | [5 empty] | 250298.4375 | 49.7% | 150617.0781 | 29.91% |  | 0 | 0% | 0 | 0% | 248359.6875 | 49.31% | 255266.9375 | 123299.3281 | 24.48% | 380327.2969 | 152411.3594 | 30.26% | 351215.2656 | 296008.3438 | 58.78% | 207618.2812 | 42950.4766 | 8.528% | 460676.1484 | 67916.4062 | 13.49% | 435710.2188
95 | Gregg | Central_Valley_North_Los_Banos | {'Borden': 6.1, 'Kearney': 10.3, 'West Fresno': 10.8, 'Cal Ave': 12.5, 'Malaga': 15.3, 'Mc Mullin': 18.4, 'Sanger': 19.7, 'McCall': 22.7, 'Newhall': 22.8, 'Helm': 23.1, 'Dairyland': 26.1, 'Le Grand': 30.2, 'Wahtoke': 30.5, 'Kingsburg': 31.3, 'Mendota': 31.4, 'Tranquility': 32.6, 'Schindler': 33.5, 'Reedley': 34.5, 'Cheney': 37.3, 'Cantua': 37.6, 'Panoche': 39.3} | 345699.9688 | 99569.0078 | 28.8% | 246130.9609 | 71.2% | [5 empty] | 139994.8438 | 40.5% | 161434.2969 | 46.7% |  | 0 | 0% | 0 | 0% | 60511.7109 | 17.5% | 285188.2578 | 78467.7344 | 22.7% | 267232.2344 | 96448.0391 | 27.9% | 249251.9297 | 127773.75 | 36.96% | 217926.2188 | 13446.3564 | 3.89% | 332253.6123 | 31837.7246 | 9.21% | 313862.2441
96 | Newhall | Central_Valley_North_Los_Banos | {'Mendota': 12.4, 'Dairyland': 13.0, 'Oro Loma': 18.1, 'Borden': 19.4, 'Tranquility': 19.6, 'Cheney': 19.7, 'Panoche': 20.4, 'Helm': 20.8, 'Le Grand': 22.2, 'Gregg': 22.8, 'Mc Mullin': 26.7, 'Kearney': 27.1, 'Merced': 29.4, 'Wilson': 29.8, 'West Fresno': 30.0, 'Cantua': 30.2, 'Cal Ave': 32.8, 'Schindler': 33.8, 'Malaga': 35.4} | 491229.2812 | 78307.1172 | 15.94% | 412922.1641 | 84.06% | [5 empty] | 281287.5312 | 57.26% | 161423.7969 | 32.86% |  | 0 | 0% | 0 | 0% | 166005.3906 | 33.79% | 325223.8906 | 50630.9258 | 10.31% | 440598.3555 | 77246.1328 | 15.73% | 413983.1484 | 212469.1094 | 43.25% | 278760.1719 | 7865.563 | 1.601% | 483363.7183 | 35091.7852 | 7.144% | 456137.4961
97 | Ignacio | Mendocino_Marin | {'Lakeville': 12.2, 'Carquinez': 15.9, 'Penngrove': 18.2, 'Tulucay': 18.9, 'Bellevue': 22.9, 'Martinez': 23.5, 'Martin (San Francisco H)': 26.8, 'Fulton': 31.4, 'Clayton': 32.5, 'Peabody': 34.2, 'Pittsburg': 35.2, 'Shilo III': 38.3, 'Birds Landing': 38.8, 'East Shore': 38.9} | 101221.0781 | 0 | 0% | 101221.0781 | 100% | [5 empty] | 4392.5645 | 4.34% | 695.3102 | 0.6869% |  | 57776.1914 | 57.08% | 15742.8701 | 15.55% | 53682.4766 | 53.03% | 47538.6016 | 34687.1172 | 34.27% | 66533.9609 | 65115.5 | 64.33% | 36105.5781 | 85524.4453 | 84.49% | 15696.6328 | 55748.4336 | 55.08% | 45472.6445 | 8200.4609 | 8.102% | 93020.6172
98 | Calpella | Mendocino_Marin | {'Mendocino': 3.7, 'Ukiah': 3.7, 'Hopland': 16.6, 'Cloverdale': 29.3, 'Eagle Rock': 32.7, 'Geysers': 38.6} | 93862.1562 | 0 | 0% | 93862.1562 | 100% | [5 empty] | 413.2184 | 0.4402% | 184.2246 | 0.1963% |  | 82990.5859 | 88.42% | 10719.9746 | 11.42% | 29793.9492 | 31.74% | 64068.207 | 31640.6543 | 33.71% | 62221.502 | 47993.6641 | 51.13% | 45868.4922 | 64882.0938 | 69.12% | 28980.0625 | 74186.7344 | 79.04% | 19675.4219 | 875.2183 | 0.9325% | 92986.938
99 | Hopland | Mendocino_Marin | {'Cloverdale': 12.7, 'Ukiah': 13.2, 'Calpella': 16.6, 'Eagle Rock': 17.6, 'Mendocino': 20.2, 'Geysers': 23.2, 'Fulton': 37.1} | 139738.5625 | 0 | 0% | 139738.5625 | 100% | [5 empty] | 2532.5098 | 1.812% | 1953.6405 | 1.398% |  | 100815.8359 | 72.15% | 35158.6016 | 25.16% | 71687.6484 | 51.3% | 68050.9141 | 48416.5 | 34.65% | 91322.0625 | 69912.7422 | 50.03% | 69825.8203 | 110144.6094 | 78.82% | 29593.9531 | 102619.875 | 73.44% | 37118.6875 | 1175.6013 | 0.8413% | 138562.9612
100 | Mendocino | Mendocino_Marin | {'Calpella': 3.7, 'Ukiah': 7.4, 'Hopland': 20.2, 'Cloverdale': 32.9, 'Eagle Rock': 35.7} | 83304.2656 | 0 | 0% | 83304.2656 | 100% | [5 empty] | 233.4743 | 0.2803% | 167.1466 | 0.2006% |  | 72061.8906 | 86.5% | 11090.7793 | 13.31% | 28670.7324 | 34.42% | 54633.5332 | 26032.4688 | 31.25% | 57271.7969 | 41479.0781 | 49.79% | 41825.1875 | 58921.75 | 70.73% | 24382.5156 | 66048.6484 | 79.29% | 17255.6172 | 892.8145 | 1.072% | 82411.4511
101 | Ukiah | Mendocino_Marin | {'Calpella': 3.7, 'Mendocino': 7.4, 'Hopland': 13.2, 'Cloverdale': 25.8, 'Eagle Rock': 29.9, 'Geysers': 35.7} | 115522.2422 | 0 | 0% | 115522.2422 | 100% | [5 empty] | 652.8365 | 0.5651% | 295.6512 | 0.2559% |  | 101366.4062 | 87.75% | 14004.2422 | 12.12% | 40805.6211 | 35.32% | 74716.6211 | 36191.3555 | 31.33% | 79330.8867 | 57477.5195 | 49.75% | 58044.7227 | 79454.1875 | 68.78% | 36068.0547 | 92727.7891 | 80.27% | 22794.4531 | 989.0319 | 0.8561% | 114533.2103
102 | Le Grand | Central_Valley_North_Los_Banos | {'Dairyland': 9.3, 'Wilson': 10.5, 'Merced': 13.2, 'Newhall': 22.2, 'Borden': 24.2, 'Oro Loma': 29.4, 'Gregg': 30.2, 'Mendota': 33.7, 'Kearney': 39.5} | 391932.3125 | 16985.1035 | 4.334% | 374947.209 | 95.67% | [5 empty] | 165435.9844 | 42.21% | 94059.2578 | 24% |  | 0 | 0% | 0 | 0% | 237337.5 | 60.56% | 154594.8125 | 132270.6875 | 33.75% | 259661.625 | 162522.6719 | 41.47% | 229409.6406 | 279420.5938 | 71.29% | 112511.7188 | 80626.0859 | 20.57% | 311306.2266 | 68663.5234 | 17.52% | 323268.7891
103 | Merced | Central_Valley_North_Los_Banos | {'Wilson': 4.6, 'Le Grand': 13.2, 'Dairyland': 17.8, 'Oro Loma': 28.3, 'Newhall': 29.4, 'Los Banos': 33.1, 'Quinto': 33.7, 'Warnerville': 36.7, 'Borden': 36.8, 'Mendota': 38.2} | 380533.1875 | 1281.8594 | 0.3369% | 379251.3281 | 99.66% | [5 empty] | 120703.5625 | 31.72% | 153816.3438 | 40.42% |  | 0 | 0% | 0 | 0% | 184498.2969 | 48.48% | 196034.8906 | 111793.2031 | 29.38% | 268739.9844 | 139358.6094 | 36.62% | 241174.5781 | 230036.7812 | 60.45% | 150496.4062 | 60448.9219 | 15.89% | 320084.2656 | 51820.1719 | 13.62% | 328713.0156
104 | Wilson | Central_Valley_North_Los_Banos | {'Merced': 4.6, 'Le Grand': 10.5, 'Dairyland': 17.2, 'Newhall': 29.8, 'Oro Loma': 31.2, 'Borden': 34.6, 'Los Banos': 37.7, 'Warnerville': 37.8, 'Quinto': 38.4, 'Mendota': 39.7} | 366172.5625 | 1281.2334 | 0.3499% | 364891.3291 | 99.65% | [5 empty] | 117047.4844 | 31.97% | 123446.3281 | 33.71% |  | 0 | 0% | 0 | 0% | 203951.9844 | 55.7% | 162220.5781 | 125296.0469 | 34.22% | 240876.5156 | 152142.9688 | 41.55% | 214029.5938 | 247796.7656 | 67.67% | 118375.7969 | 78418.9375 | 21.42% | 287753.625 | 58698.1289 | 16.03% | 307474.4336
105 | Los Banos | Central_Valley_North_Los_Banos | {'Quinto': 5.3, 'Oro Loma': 23.3, 'Merced': 33.1, 'Panoche': 36.8, 'Wilson': 37.7, 'Westley': 37.7, 'Mendota': 38.7, 'Dairyland': 38.9, 'Cheney': 39.7} | 120410.8594 | 1806.5144 | 1.5% | 118604.345 | 98.5% | [5 empty] | 26045.5488 | 21.63% | 28874.0059 | 23.98% |  | 5937.9536 | 4.931% | 0 | 0% | 73901.5781 | 61.37% | 46509.2812 | 11154.7949 | 9.264% | 109256.0645 | 16947.5254 | 14.07% | 103463.334 | 79002.1953 | 65.61% | 41408.6641 | 36808.0898 | 30.57% | 83602.7695 | 9097.2168 | 7.555% | 111313.6426
106 | Coburn | Peninsula_Monterey | {} | 168231.4375 | 18026.6523 | 10.72% | 150204.7852 | 89.28% | [5 empty] | 5086.1641 | 3.023% | 37429.5859 | 22.25% |  | 63391.3828 | 37.68% | 0 | 0% | 79024.8594 | 46.97% | 89206.5781 | 19497.9062 | 11.59% | 148733.5312 | 46952.293 | 27.91% | 121279.1445 | 100161.0859 | 59.54% | 68070.3516 | 62267.2188 | 37.01% | 105964.2188 | 6629.0083 | 3.94% | 161602.4292
107 | Tulucay | Northern_California | {'Carquinez': 10.9, 'Peabody': 16.3, 'Lakeville': 17.0, 'Martinez': 18.1, 'Ignacio': 18.9, 'Vaca Dixon': 21.6, 'Penngrove': 22.9, 'Shilo III': 23.5, 'Putah Creek': 24.1, 'Pittsburg': 24.9, 'Birds Landing': 25.3, 'Bellevue': 25.8, 'Clayton': 26.5, 'Contra Costa': 31.5, 'Fulton': 31.8, 'Lone Tree': 34.6, 'Davis': 35.5, 'Grand Island': 36.8, 'Martin (San Francisco H)': 38.4, 'Brentwood': 39.4} | 137146.625 | 1045.6541 | 0.7624% | 136100.9709 | 99.24% | [5 empty] | 6036.4277 | 4.401% | 6864.9326 | 5.006% |  | 77397.9688 | 56.43% | 16064.2734 | 11.71% | 87109.4297 | 63.52% | 50037.1953 | 29809.3164 | 21.74% | 107337.3086 | 49096.1719 | 35.8% | 88050.4531 | 112604.4766 | 82.11% | 24542.1484 | 65465.6172 | 47.73% | 71681.0078 | 18164.7734 | 13.24% | 118981.8516
108 | Brunswick | Northern_California | {'Higgins': 13.3, 'Drum': 14.5, 'East Marysville': 28.6, 'Olivehurst': 28.9, 'Palermo': 30.1, 'Honcut': 30.6, 'Rio Oso': 30.9, 'Pleasant Grove': 31.8, 'Wyandotte': 32.5, 'Pease': 33.8, 'Summit': 35.7, 'Placerville': 37.1, 'Thermalito': 37.5, 'Table Mountain': 39.6, 'Gold Hill': 40.0} | 14506.1436 | 0 | 0% | 14506.1436 | 100% | [5 empty] | 0 | 0% | 0 | 0% |  | 2601.9675 | 17.94% | 11078.4238 | 76.37% | 1356.4595 | 9.351% | 13149.6841 | 1350.9341 | 9.313% | 13155.2095 | 17.891 | 0.1233% | 14488.2526 | 2725.2847 | 18.79% | 11780.8589 | 5745.3354 | 39.61% | 8760.8081 | 66.6617 | 0.4595% | 14439.4818
109 | Higgins | Northern_California | {'Brunswick': 13.3, 'Pleasant Grove': 19.2, 'Rio Oso': 21.6, 'Drum': 22.8, 'Olivehurst': 24.5, 'East Marysville': 26.6, 'Gold Hill': 26.8, 'Placerville': 27.2, 'Pease': 31.8, 'Honcut': 33.1, 'Palermo': 36.4, 'Wyandotte': 39.2} | 27550.7402 | 0 | 0% | 27550.7402 | 100% | [5 empty] | 6451.5801 | 23.42% | 7102.0132 | 25.78% |  | 1283.3859 | 4.658% | 0 | 0% | 20997.1387 | 76.21% | 6553.6016 | 0 | 0% | 27550.7402 | 17.891 | 0.06494% | 27532.8493 | 21015.0312 | 76.28% | 6535.709 | 1279.858 | 4.645% | 26270.8822 | 7941.3135 | 28.82% | 19609.4268
110 | Barre | Greater_LA | {'Lewis': 4.8, 'Del Amo': 7.1, 'Alamitos': 7.4, 'Villa Park': 8.5, 'Ellis': 8.8, 'Johanna': 9.9, 'Olinda': 10.1, 'Center': 10.9, 'Serrano': 11.1, 'Huntington Beach': 11.2, 'Lighthipe': 12.2, 'Hinson': 13.9, 'Walnut': 13.9, 'Harborgen': 14.3, 'Long Beach': 14.3, 'Laguna Bell': 15.0, 'Arcogen': 15.1, 'Santiago': 15.8, 'Mesa (SCE)': 17.4, 'Rio Hondo': 20.4, 'La Fresa': 20.6, 'Chino': 21.8, 'Viejo': 21.9, 'El Nido': 23.3, 'Redondo': 23.5, 'Goodrich': 24.4, 'Trabuco': 24.6, 'Chevmain': 25.1, 'El Segundo': 26.3, 'La Cienega': 26.3, 'Margarita': 27.1, 'Capistrano': 27.4, 'Mira Loma': 27.6, 'Padua': 29.1, 'Gould': 30.8, 'Lee Lake (Proposed)': 30.9, 'Rancho Vista': 32.1, 'Etiwanda': 32.5, 'Talega': 34.1, 'San Onofre': 39.0} | 10992.2568 | 0 | 0% | 10992.2568 | 100% | [5 empty] | 0 | 0% | 0 | 0% |  | 3.5481 | 0.03228% | 446.0012 | 4.057% | 305.1313 | 2.776% | 10687.1255 | 1625.0334 | 14.78% | 9367.2234 | 8372.501 | 76.17% | 2619.7559 | 8677.6318 | 78.94% | 2314.625 | 227.1328 | 2.066% | 10765.124 | 377.1781 | 3.431% | 10615.0787
111 | Ellis | Greater_LA | {'Huntington Beach': 3.4, 'Johanna': 5.6, 'Barre': 8.8, 'Lewis': 8.9, 'Santiago': 10.2, 'Alamitos': 10.5, 'Villa Park': 10.9, 'Serrano': 13.3, 'Del Amo': 14.3, 'Long Beach': 17.2, 'Viejo': 17.4, 'Harborgen': 17.6, 'Trabuco': 17.7, 'Olinda': 18.0, 'Hinson': 18.6, 'Lighthipe': 19.0, 'Center': 19.2, 'Arcogen': 19.5, 'Capistrano': 20.0, 'Margarita': 20.4, 'Walnut': 22.3, 'Laguna Bell': 23.2, 'La Fresa': 25.8, 'Mesa (SCE)': 26.1, 'Chino': 26.4, 'Talega': 26.8, 'Redondo': 28.0, 'El Nido': 28.7, 'Lee Lake (Proposed)': 28.8, 'Rio Hondo': 29.0, 'Chevmain': 30.4, 'Mira Loma': 31.1, 'San Onofre': 31.3, 'El Segundo': 31.6, 'Goodrich': 33.2, 'La Cienega': 33.2, 'Padua': 34.7, 'Rancho Vista': 36.4, 'Etiwanda': 36.7, 'Gould': 39.5} | 10937.5938 | 0 | 0% | 10937.5938 | 100% | [5 empty] | 0 | 0% | 0 | 0% |  | 14.8837 | 0.1361% | 0 | 0% | 3.1489 | 0.02879% | 10934.4449 | 1650.4795 | 15.09% | 9287.1143 | 8588.5957 | 78.52% | 2348.998 | 8591.7441 | 78.55% | 2345.8496 | 0 | 0% | 10937.5938 | 371.2501 | 3.394% | 10566.3437
112 | Johanna | Greater_LA | {'Ellis': 5.6, 'Santiago': 5.9, 'Lewis': 7.1, 'Villa Park': 7.1, 'Huntington Beach': 8.6, 'Serrano': 8.7, 'Barre': 9.9, 'Viejo': 12.5, 'Trabuco': 14.6, 'Alamitos': 14.6, 'Olinda': 16.5, 'Del Amo': 16.8, 'Margarita': 17.2, 'Capistrano': 17.6, 'Center': 20.8, 'Walnut': 21.1, 'Lighthipe': 21.8, 'Long Beach': 21.8, 'Harborgen': 22.0, 'Chino': 22.0, 'Hinson': 22.5, 'Lee Lake (Proposed)': 23.3, 'Arcogen': 23.6, 'Talega': 24.2, 'Laguna Bell': 24.8, 'Mira Loma': 26.2, 'Mesa (SCE)': 26.8, 'Rio Hondo': 28.0, 'San Onofre': 29.3, 'La Fresa': 29.7, 'Padua': 30.6, 'Rancho Vista': 31.7, 'Etiwanda': 31.9, 'Redondo': 32.2, 'El Nido': 32.5, 'Goodrich': 33.1, 'Chevmain': 34.2, 'El Segundo': 35.5, 'La Cienega': 36.1, 'Vista': 38.1, 'Gould': 39.9} | 7646.6611 | 0 | 0% | 7646.6611 | 100% | [5 empty] | 0 | 0% | 0 | 0% |  | 14.8837 | 0.1946% | 446.0012 | 5.833% | 305.1313 | 3.99% | 7341.5298 | 1824.3783 | 23.86% | 5822.2828 | 6527.3433 | 85.36% | 1119.3179 | 6832.4746 | 89.35% | 814.1865 | 227.1328 | 2.97% | 7419.5283 | 370.7632 | 4.849% | 7275.8979
113 | Lewis | Greater_LA | {'Villa Park': 3.7, 'Barre': 4.8, 'Serrano': 6.4, 'Johanna': 7.1, 'Ellis': 8.9, 'Olinda': 9.5, 'Del Amo': 11.7, 'Alamitos': 11.9, 'Huntington Beach': 12.1, 'Santiago': 12.5, 'Walnut': 14.0, 'Center': 14.5, 'Lighthipe': 16.6, 'Viejo': 17.7, 'Chino': 18.2, 'Laguna Bell': 18.3, 'Hinson': 18.6, 'Harborgen': 19.0, 'Long Beach': 19.0, 'Arcogen': 19.8, 'Mesa (SCE)': 19.9, 'Rio Hondo': 20.9, 'Trabuco': 21.4, 'Mira Loma': 23.6, 'Margarita': 23.7, 'Capistrano': 24.5, 'La Fresa': 25.3, 'Goodrich': 26.0, 'Padua': 26.1, 'Lee Lake (Proposed)': 26.2, 'El Nido': 27.9, 'Redondo': 28.2, 'Rancho Vista': 28.4, 'Etiwanda': 28.8, 'Chevmain': 29.7, 'La Cienega': 30.5, 'El Segundo': 30.9, 'Talega': 31.0, 'Gould': 32.9, 'San Onofre': 36.2, 'Vista': 37.0} | 8774.7158 | 0 | 0% | 8774.7158 | 100% | [5 empty] | 0 | 0% | 0 | 0% |  | 6.0506 | 0.06895% | 446.0012 | 5.083% | 305.1313 | 3.477% | 8469.5845 | 1629.5287 | 18.57% | 7145.1871 | 6284.8599 | 71.62% | 2489.856 | 6589.9912 | 75.1% | 2184.7246 | 227.1328 | 2.588% | 8547.583 | 377.0932 | 4.297% | 8397.6227
114 | Santiago | Greater_LA | {'Johanna': 5.9, 'Viejo': 7.2, 'Trabuco': 8.9, 'Ellis': 10.2, 'Villa Park': 11.1, 'Margarita': 11.3, 'Serrano': 11.4, 'Capistrano': 12.0, 'Huntington Beach': 12.2, 'Lewis': 12.5, 'Barre': 15.8, 'Talega': 18.5, 'Lee Lake (Proposed)': 19.2, 'Alamitos': 20.3, 'Olinda': 21.3, 'Del Amo': 22.7, 'Chino': 23.5, 'San Onofre': 23.8, 'Walnut': 25.9, 'Mira Loma': 26.4, 'Center': 26.6, 'Long Beach': 27.2, 'Harborgen': 27.6, 'Lighthipe': 27.7, 'Hinson': 28.3, 'Arcogen': 29.3, 'Laguna Bell': 30.6, 'Rancho Vista': 32.1, 'Padua': 32.2, 'Mesa (SCE)': 32.3, 'Etiwanda': 32.4, 'Rio Hondo': 32.7, 'La Fresa': 35.5, 'Valley': 35.6, 'Vista': 36.6, 'Redondo': 37.9, 'Goodrich': 38.2, 'El Nido': 38.3} | 6708.7324 | 0 | 0% | 6708.7324 | 100% | [5 empty] | 0 | 0% | 0 | 0% |  | 14.8837 | 0.2219% | 446.0012 | 6.648% | 305.1313 | 4.548% | 6403.6011 | 1777.4335 | 26.49% | 4931.299 | 6092.9141 | 90.82% | 615.8184 | 6398.0454 | 95.37% | 310.687 | 227.1328 | 3.386% | 6481.5996 | 365.9081 | 5.454% | 6342.8243
115 | Serrano | Greater_LA | {'Villa Park': 2.7, 'Lewis': 6.4, 'Johanna': 8.7, 'Olinda': 11.1, 'Barre': 11.1, 'Santiago': 11.4, 'Ellis': 13.3, 'Chino': 13.3, 'Viejo': 14.0, 'Walnut': 15.4, 'Huntington Beach': 16.6, 'Del Amo': 17.7, 'Mira Loma': 17.9, 'Alamitos': 18.3, 'Center': 19.4, 'Trabuco': 19.5, 'Lee Lake (Proposed)': 20.3, 'Margarita': 21.3, 'Padua': 21.9, 'Rio Hondo': 22.0, 'Lighthipe': 22.4, 'Laguna Bell': 22.9, 'Capistrano': 22.9, 'Rancho Vista': 23.1, 'Etiwanda': 23.4, 'Mesa (SCE)': 23.4, 'Hinson': 24.9, 'Harborgen': 25.4, 'Long Beach': 25.4, 'Arcogen': 26.1, 'Goodrich': 28.1, 'Talega': 28.8, 'Vista': 30.7, 'La Fresa': 31.4, 'El Nido': 33.9, 'San Onofre': 34.4, 'Redondo': 34.4, 'Gould': 35.4, 'Chevmain': 35.6, 'La Cienega': 35.8, 'San Bernardino': 36.1, 'El Segundo': 36.8, 'Valley': 37.0} | 6291.0957 | 0 | 0% | 6291.0957 | 100% | [5 empty] | 0 | 0% | 0 | 0% |  | 6.0506 | 0.09618% | 446.0012 | 7.089% | 305.1313 | 4.85% | 5985.9644 | 1625.1133 | 25.83% | 4665.9824 | 5759.5913 | 91.55% | 531.5044 | 6064.7227 | 96.4% | 226.373 | 227.1328 | 3.61% | 6063.9629 | 370.7632 | 5.893% | 5920.3325
116 | Villa Park | Greater_LA | {'Serrano': 2.7, 'Lewis': 3.7, 'Johanna': 7.1, 'Barre': 8.5, 'Olinda': 10.3, 'Ellis': 10.9, 'Santiago': 11.1, 'Huntington Beach': 14.3, 'Walnut': 14.9, 'Viejo': 15.1, 'Del Amo': 15.3, 'Chino': 15.5, 'Alamitos': 15.6, 'Center': 17.4, 'Trabuco': 19.7, 'Lighthipe': 20.1, 'Mira Loma': 20.4, 'Laguna Bell': 21.1, 'Rio Hondo': 21.7, 'Margarita': 21.8, 'Mesa (SCE)': 22.0, 'Hinson': 22.3, 'Lee Lake (Proposed)': 22.6, 'Harborgen': 22.8, 'Long Beach': 22.8, 'Capistrano': 23.0, 'Arcogen': 23.5, 'Padua': 23.8, 'Rancho Vista': 25.5, 'Etiwanda': 25.8, 'Goodrich': 27.3, 'La Fresa': 28.9, 'Talega': 29.2, 'El Nido': 31.5, 'Redondo': 31.9, 'Chevmain': 33.2, 'Vista': 33.4, 'La Cienega': 33.8, 'El Segundo': 34.5, 'Gould': 34.5, 'San Onofre': 34.7, 'San Bernardino': 38.8, 'Valley': 39.4} | 6403.46 | 0 | 0% | 6403.46 | 100% | [5 empty] | 0 | 0% | 0 | 0% |  | 6.0506 | 0.09449% | 446.0012 | 6.965% | 305.1313 | 4.765% | 6098.3286 | 1632.988 | 25.5% | 4770.4719 | 5848.9761 | 91.34% | 554.4839 | 6154.1074 | 96.11% | 249.3525 | 227.1328 | 3.547% | 6176.3271 | 370.7632 | 5.79% | 6032.6967
117 | Capistrano | Greater_LA | {'Margarita': 3.4, 'Trabuco': 3.5, 'Talega': 6.8, 'Viejo': 10.7, 'San Onofre': 11.8, 'Santiago': 12.0, 'Johanna': 17.6, 'Ellis': 20.0, 'Huntington Beach': 20.2, 'Lee Lake (Proposed)': 20.5, 'Serrano': 22.9, 'Villa Park': 23.0, 'Lewis': 24.5, 'Barre': 27.4, 'San Luis Rey': 28.2, 'Alamitos': 30.4, 'Encina': 32.2, 'Olinda': 33.3, 'Valley': 33.3, 'Chino': 33.5, 'Del Amo': 33.9, 'Mira Loma': 34.6, 'Palomar': 34.6, 'Long Beach': 36.7, 'Harborgen': 37.2, 'Walnut': 37.9, 'Center': 38.3, 'Hinson': 38.4, 'Lighthipe': 38.8, 'Arcogen': 39.4} | 3216.0042 | 0 | 0% | 3216.0042 | 100% | [5 empty] | 0 | 0% | 0 | 0% |  | 54.0688 | 1.681% | 0 | 0% | 3.1489 | 0.09791% | 3212.8553 | 936.0052 | 29.1% | 2279.9989 | 2966.4509 | 92.24% | 249.5532 | 2969.5999 | 92.34% | 246.4043 | 11.1289 | 0.346% | 3204.8753 | 277.1161 | 8.617% | 2938.888
118 | Trabuco | Greater_LA | {'Margarita': 2.8, 'Capistrano': 3.5, 'Viejo': 7.4, 'Santiago': 8.9, 'Talega': 9.6, 'Johanna': 14.6, 'San Onofre': 15.0, 'Ellis': 17.7, 'Lee Lake (Proposed)': 18.2, 'Huntington Beach': 18.5, 'Serrano': 19.5, 'Villa Park': 19.7, 'Lewis': 21.4, 'Barre': 24.6, 'Alamitos': 28.2, 'Olinda': 30.0, 'Chino': 30.0, 'San Luis Rey': 31.2, 'Del Amo': 31.3, 'Mira Loma': 31.3, 'Valley': 32.2, 'Walnut': 34.6, 'Long Beach': 34.7, 'Harborgen': 35.2, 'Encina': 35.3, 'Center': 35.4, 'Hinson': 36.2, 'Lighthipe': 36.2, 'Rancho Vista': 37.1, 'Etiwanda': 37.2, 'Arcogen': 37.2, 'Palomar': 37.6, 'Padua': 38.5, 'Vista': 38.8, 'Laguna Bell': 39.4} | 4387.4199 | 0 | 0% | 4387.4199 | 100% | [5 empty] | 0 | 0% | 0 | 0% |  | 54.0688 | 1.232% | 0 | 0% | 3.1489 | 0.07177% | 4384.271 | 1094.5769 | 24.95% | 3292.843 | 4115.0894 | 93.79% | 272.3306 | 4118.2383 | 93.86% | 269.1816 | 0.73626 | 0.01678% | 4386.6837 | 347.7127 | 7.925% | 4039.7072
119 | Pleasant Grove | Northern_California | {'Rio Oso': 11.6, 'Gold Hill': 14.6, 'Higgins': 19.2, 'Olivehurst': 22.6, 'Woodland': 26.4, 'East Marysville': 27.3, 'Placerville': 28.9, 'Davis': 30.0, 'Pease': 30.7, 'Brunswick': 31.8, 'Honcut': 37.8} | 105350.1172 | 0 | 0% | 105350.1172 | 100% | [5 empty] | 36685.3516 | 34.82% | 40029.043 | 38% |  | 600.8057 | 0.5703% | 0 | 0% | 62907.2109 | 59.71% | 42442.9062 | 6939.1606 | 6.587% | 98410.9565 | 29147.2617 | 27.67% | 76202.8555 | 73734.9141 | 69.99% | 31615.2031 | 580.3508 | 0.5509% | 104769.7664 | 18424.543 | 17.49% | 86925.5742
120 | Summit | Northern_California | {'Drum': 21.2, 'Brunswick': 35.7} | 233006.125 | 0 | 0% | 233006.125 | 100% | [5 empty] | 8.1456 | 0.003496% | 94.7676 | 0.04067% |  | 137733.3594 | 59.11% | 6999.4595 | 3.004% | 79902.4844 | 34.29% | 153103.6406 | 29180.0527 | 12.52% | 203826.0723 | 56900.3516 | 24.42% | 176105.7734 | 123656.3594 | 53.07% | 109349.7656 | 160638.3906 | 68.94% | 72367.7344 | 21082.9453 | 9.048% | 211923.1797
121 | Devers | Riverside | {'Mirage': 14.4, 'El Casco': 28.8, 'Valley': 36.0, 'San Bernardino': 39.2} | 45105.2422 | 3430.9124 | 7.606% | 41674.3298 | 92.39% | [5 empty] | 3.5583 | 0.007889% | 10.2302 | 0.02268% |  | 17226.0527 | 38.19% | 27286.2461 | 60.49% | 19932.1113 | 44.19% | 25173.1309 | 12293.7607 | 27.26% | 32811.4814 | 24698.1074 | 54.76% | 20407.1348 | 31262.6309 | 69.31% | 13842.6113 | 27477.8457 | 60.92% | 17627.3965 | 1375.8534 | 3.05% | 43729.3888
122 | Kern | Riverside (Exclude) | {'Redbluff': 15.1} | 49051.3438 | 0 | 0% | 49051.3438 | 100% | [5 empty] | 13.475 | 0.02747% | 0 | 0% |  | 0 | 0% | 0 | 0% | 11985.5098 | 24.43% | 37065.834 | 7130.0078 | 14.54% | 41921.3359 | 539.2241 | 1.099% | 48512.1197 | 18643.9473 | 38.01% | 30407.3965 | 14998.667 | 30.58% | 34052.6768 | 519.037 | 1.058% | 48532.3068
123 | Mirage | Riverside | {'Devers': 14.4} | 12716.5371 | 0 | 0% | 12716.5371 | 100% | [5 empty] | 0 | 0% | 0 | 0% |  | 5816.3115 | 45.74% | 6633.1079 | 52.16% | 8580.8389 | 67.48% | 4135.6982 | 5045.9722 | 39.68% | 7670.5649 | 10811.2979 | 85.02% | 1905.2393 | 12408.4219 | 97.58% | 308.1152 | 10270.0703 | 80.76% | 2446.4668 | 486.9335 | 3.829% | 12229.6036
124 | Valley (SCE) | Riverside (Exclude) | {'El Casco': 16.3, 'Lee Lake (Proposed)': 16.9, 'Vista': 22.8, 'San Bernardino': 23.9, 'Viejo': 28.5, 'Mira Loma': 29.9, 'Margarita': 30.2, 'Talega': 31.1, 'Etiwanda': 32.1, 'Trabuco': 32.2, 'Rancho Vista': 32.4, 'Capistrano': 33.3, 'San Onofre': 34.3, 'Chino': 34.9, 'Santiago': 35.6, 'Devers': 36.0, 'Serrano': 37.0, 'San Luis Rey': 37.8, 'Padua': 38.2, 'Villa Park': 39.4} | 5191.293 | 1775.6559 | 34.2% | 3415.6371 | 65.8% | [5 empty] | 0 | 0% | 0 | 0% |  | 0 | 0% | 5191.293 | 100% | 120.6758 | 2.325% | 5070.6171 | 1029.2676 | 19.83% | 4162.0254 | 1194.4539 | 23.01% | 3996.8391 | 1194.4539 | 23.01% | 3996.8391 | 2086.1174 | 40.18% | 3105.1755 | 94.0955 | 1.813% | 5097.1975
125 | Gold Hill | Solano | {'Pleasant Grove': 14.6, 'Placerville': 19.7, 'Rio Oso': 26.2, 'Higgins': 26.8, 'Camanche': 31.3, 'Davis': 33.2, 'Woodland': 33.7, 'Olivehurst': 37.1, 'Lockeford': 37.3, 'Grand Island': 38.3, 'Brunswick': 40.0} | 7472.9839 | 0 | 0% | 7472.9839 | 100% | [5 empty] | 3792.5276 | 50.75% | 85.8933 | 1.149% |  | 0 | 0% | 0 | 0% | 1757.7091 | 23.52% | 5715.2748 | 0 | 0% | 7472.9839 | 797.2826 | 10.67% | 6675.7013 | 2554.9917 | 34.19% | 4917.9922 | 0 | 0% | 7472.9839 | 2207.895 | 29.55% | 5265.0889
126 | Grand Island | Solano | {'Shilo III': 14.6, 'Birds Landing': 15.0, 'Eight Mile': 16.6, 'Contra Costa': 19.1, 'Peabody': 21.0, 'Stagg': 21.1, 'Pittsburg': 21.4, 'Vaca Dixon': 21.4, 'Lone Tree': 21.8, 'Brentwood': 22.1, 'Davis': 23.0, 'Lockeford': 24.7, 'Clayton': 28.6, 'Weber': 28.8, 'Putah Creek': 29.8, 'Delta Switching Yard': 29.8, 'Kelso': 30.0, 'Camanche': 30.8, 'Woodland': 32.2, 'Martinez': 32.3, 'Vierra': 34.6, 'Bellota': 34.7, 'Green Ridge Midway': 34.9, 'Cayetano': 35.4, 'Tesla': 35.9, 'Tulucay': 36.8, 'Carquinez': 37.1, 'Gold Hill': 38.3} | 317731.7188 | 18506.375 | 5.825% | 299225.3438 | 94.18% | [5 empty] | 84718.5312 | 26.66% | 146121.5625 | 45.99% |  | 0 | 0% | 0 | 0% | 38451.0352 | 12.1% | 279280.6836 | 82433.25 | 25.94% | 235298.4688 | 89716.25 | 28.24% | 228015.4688 | 116961.9922 | 36.81% | 200769.7266 | 1541.9307 | 0.4853% | 316189.7881 | 43503.9102 | 13.69% | 274227.8086
127 | Chino | Greater_Kramer | {'Mira Loma': 6.6, 'Padua': 8.7, 'Rancho Vista': 10.3, 'Etiwanda': 10.7, 'Serrano': 13.3, 'Olinda': 14.5, 'Villa Park': 15.5, 'Walnut': 15.6, 'Lewis': 18.2, 'Rio Hondo': 18.8, 'Vista': 20.8, 'Lee Lake (Proposed)': 21.6, 'Barre': 21.8, 'Johanna': 22.0, 'Viejo': 22.9, 'Santiago': 23.5, 'Mesa (SCE)': 24.9, 'Center': 25.0, 'Goodrich': 25.7, 'San Bernardino': 25.9, 'Del Amo': 26.2, 'Ellis': 26.4, 'Laguna Bell': 27.0, 'Alamitos': 29.0, 'Lighthipe': 29.7, 'Huntington Beach': 29.8, 'Trabuco': 30.0, 'Lugo': 31.0, 'Margarita': 31.0, 'Gould': 33.0, 'Capistrano': 33.5, 'Hinson': 33.6, 'El Casco': 34.6, 'Arcogen': 34.8, 'Valley': 34.9, 'Harborgen': 35.0, 'Long Beach': 35.3, 'Talega': 38.1, 'La Fresa': 38.6, 'Victor': 38.7} | 1758.5729 | 0 | 0% | 1758.5729 | 100% | [5 empty] | 0 | 0% | 0 | 0% |  | 64.8812 | 3.689% | 1693.6885 | 96.31% | 1614.5541 | 91.81% | 144.0188 | 939.9659 | 53.45% | 818.6069 | 740.6205 | 42.11% | 1017.9523 | 1758.5729 | 100% | 0 | 1041.4152 | 59.22% | 717.1577 | 66.8107 | 3.799% | 1691.7622
128 | Kramer | Greater_Kramer (Exclude) | {'Ransburg': 26.6, 'Roadway': 29.4, 'Tortilla': 30.3, 'Victor': 34.5} | 115126.6094 | 4332.0737 | 3.763% | 110794.5356 | 96.24% | [5 empty] | 53.5962 | 0.04655% | 13.1213 | 0.0114% |  | 0 | 0% | 0 | 0% | 46918.2891 | 40.75% | 68208.3203 | 16524.5488 | 14.35% | 98602.0605 | 811.3339 | 0.7047% | 114315.2755 | 61034.125 | 53.01% | 54092.4844 | 57657.7148 | 50.08% | 57468.8945 | 335.0806 | 0.2911% | 114791.5287
129 | Lugo | Greater_Kramer | {'Victor': 9.6, 'Roadway': 14.7, 'San Bernardino': 21.1, 'Etiwanda': 21.2, 'Rancho Vista': 21.4, 'Vista': 22.6, 'Padua': 23.0, 'Mira Loma': 27.1, 'Calcite': 27.8, 'Chino': 31.0, 'El Casco': 32.2, 'Tortilla': 39.3, 'Rio Hondo': 39.4} | 119426.0469 | 0 | 0% | 119426.0469 | 100% | [5 empty] | 91.862 | 0.07692% | 81.2198 | 0.06801% |  | 24686.8984 | 20.67% | 32167.3379 | 26.93% | 66141.0938 | 55.38% | 53284.9531 | 59641.2891 | 49.94% | 59784.7578 | 49922.7812 | 41.8% | 69503.2656 | 96176.8047 | 80.53% | 23249.2422 | 40447.7031 | 33.87% | 78978.3438 | 2707.124 | 2.267% | 116718.9229
130 | Mira Loma | Greater_Kramer | {'Rancho Vista': 5.8, 'Etiwanda': 6.0, 'Chino': 6.6, 'Padua': 8.8, 'Vista': 14.3, 'Serrano': 17.9, 'Lee Lake (Proposed)': 19.0, 'San Bernardino': 19.3, 'Villa Park': 20.4, 'Olinda': 21.0, 'Walnut': 22.1, 'Lewis': 23.6, 'Viejo': 23.9, 'Rio Hondo': 24.8, 'Johanna': 26.2, 'Santiago': 26.4, 'Lugo': 27.1, 'Barre': 27.6, 'El Casco': 28.1, 'Valley': 29.9, 'Ellis': 31.1, 'Trabuco': 31.3, 'Mesa (SCE)': 31.4, 'Center': 31.6, 'Goodrich': 31.6, 'Margarita': 31.8, 'Del Amo': 32.5, 'Laguna Bell': 33.6, 'Huntington Beach': 34.5, 'Capistrano': 34.6, 'Alamitos': 35.0, 'Victor': 35.7, 'Lighthipe': 36.2, 'Talega': 38.2, 'Gould': 38.6} | 5883.0767 | 0 | 0% | 5883.0767 | 100% | [5 empty] | 9.5614 | 0.1625% | 0 | 0% |  | 250.941 | 4.265% | 5632.127 | 95.73% | 5739.0581 | 97.55% | 144.0186 | 3826.8987 | 65.05% | 2056.178 | 2052.8618 | 34.89% | 3830.2148 | 5883.0767 | 100% | 0 | 3058.9136 | 52% | 2824.1631 | 475.3389 | 8.08% | 5407.7378
131 | Padua | Greater_Kramer | {'Rancho Vista': 6.4, 'Etiwanda': 6.8, 'Chino': 8.7, 'Mira Loma': 8.8, 'Vista': 19.2, 'Walnut': 19.4, 'Rio Hondo': 19.6, 'Olinda': 20.2, 'Serrano': 21.9, 'Lugo': 23.0, 'San Bernardino': 23.1, 'Villa Park': 23.8, 'Goodrich': 25.8, 'Lewis': 26.1, 'Mesa (SCE)': 27.6, 'Lee Lake (Proposed)': 27.7, 'Barre': 29.1, 'Center': 29.8, 'Victor': 30.2, 'Johanna': 30.6, 'Laguna Bell': 30.8, 'Viejo': 31.2, 'Gould': 32.1, 'Santiago': 32.2, 'Del Amo': 32.3, 'Roadway': 34.0, 'El Casco': 34.0, 'Ellis': 34.7, 'Lighthipe': 34.9, 'Alamitos': 36.0, 'Vincent': 37.2, 'Huntington Beach': 38.0, 'Valley': 38.2, 'Trabuco': 38.5, 'Margarita': 39.3, 'Hinson': 39.4} | 27403.0547 | 0 | 0% | 27403.0547 | 100% | [5 empty] | 32.1555 | 0.1173% | 0 | 0% |  | 6620.9731 | 24.16% | 20782.3086 | 75.84% | 16836.2305 | 61.44% | 10566.8242 | 19846.3809 | 72.42% | 7556.6738 | 20672.5352 | 75.44% | 6730.5195 | 26790.0723 | 97.76% | 612.9824 | 14549.5547 | 53.09% | 12853.5 | 1127.4554 | 4.114% | 26275.5992
132 | Pisgah | Greater_Kramer | {'Coolwater': 27.3, 'Calcite': 35.3, 'Tortilla': 37.1} | 69348.1328 | 22792.5078 | 32.87% | 46555.625 | 67.13% | [5 empty] | 1014.8731 | 1.463% | 1617.1062 | 2.332% |  | 0 | 0% | 0 | 0% | 17568.1523 | 25.33% | 51779.9805 | 12702.3486 | 18.32% | 56645.7842 | 14770.4287 | 21.3% | 54577.7041 | 22586.0469 | 32.57% | 46762.0859 | 24615.1426 | 35.5% | 44732.9902 | 1354.0164 | 1.952% | 67994.1165
133 | Roadway | Greater_Kramer | {'Victor': 5.1, 'Lugo': 14.7, 'Calcite': 28.5, 'Kramer': 29.4, 'Tortilla': 29.4, 'Padua': 34.0, 'Etiwanda': 34.2, 'Rancho Vista': 34.3, 'San Bernardino': 35.7, 'Vista': 37.3, 'Coolwater': 37.5} | 162111.9375 | 0 | 0% | 162111.9375 | 100% | [5 empty] | 171.3289 | 0.1057% | 72.1619 | 0.04451% |  | 15533.7275 | 9.582% | 14676.9336 | 9.054% | 79719.7422 | 49.18% | 82392.1953 | 74946.1016 | 46.23% | 87165.8359 | 36299.9102 | 22.39% | 125812.0273 | 111618.3906 | 68.85% | 50493.5469 | 58124.8203 | 35.85% | 103987.1172 | 3284.2295 | 2.026% | 158827.708
134 | Tortilla | Greater_Kramer | {'Coolwater': 10.0, 'Calcite': 24.5, 'Roadway': 29.4, 'Kramer': 30.3, 'Victor': 32.0, 'Pisgah': 37.1, 'Lugo': 39.3} | 102129.6797 | 4497.4844 | 4.404% | 97632.1953 | 95.6% | [5 empty] | 495.3898 | 0.4851% | 1285.9677 | 1.259% |  | 0 | 0% | 0 | 0% | 54965.7852 | 53.82% | 47163.8945 | 33586.8359 | 32.89% | 68542.8438 | 10539.4502 | 10.32% | 91590.2295 | 70179.8984 | 68.72% | 31949.7812 | 51084.2656 | 50.02% | 51045.4141 | 3034.9656 | 2.972% | 99094.7141
135 | Victor | Greater_Kramer | {'Roadway': 5.1, 'Lugo': 9.6, 'Calcite': 26.9, 'Etiwanda': 29.7, 'Rancho Vista': 29.9, 'Padua': 30.2, 'San Bernardino': 30.5, 'Tortilla': 32.0, 'Vista': 32.2, 'Kramer': 34.5, 'Mira Loma': 35.7, 'Chino': 38.7, 'Coolwater': 39.2} | 147017.8125 | 0 | 0% | 147017.8125 | 100% | [5 empty] | 78.5647 | 0.05344% | 96.1805 | 0.06542% |  | 17060.7324 | 11.6% | 26990.9941 | 18.36% | 79002.5469 | 53.74% | 68015.2656 | 71365.9141 | 48.54% | 75651.8984 | 42980.7969 | 29.24% | 104037.0156 | 105774.9766 | 71.95% | 41242.8359 | 51731.8008 | 35.19% | 95286.0117 | 3080.0779 | 2.095% | 143937.7346
136 | Vista (SCE) | Greater_Kramer | {'San Bernardino': 5.3, 'Etiwanda': 12.4, 'Rancho Vista': 12.8, 'Mira Loma': 14.3, 'El Casco': 14.8, 'Padua': 19.2, 'Chino': 20.8, 'Lee Lake (Proposed)': 21.5, 'Lugo': 22.6, 'Valley': 22.8, 'Serrano': 30.7, 'Viejo': 31.8, 'Victor': 32.2, 'Villa Park': 33.4, 'Olinda': 35.2, 'Walnut': 36.3, 'Santiago': 36.6, 'Lewis': 37.0, 'Roadway': 37.3, 'Johanna': 38.1, 'Rio Hondo': 38.2, 'Margarita': 38.2, 'Trabuco': 38.8} | 20659.9746 | 0 | 0% | 20659.9746 | 100% | [5 empty] | 9.5614 | 0.04628% | 1.7313 | 0.00838% |  | 570.8624 | 2.763% | 20089.1699 | 97.24% | 17696.6016 | 85.66% | 2963.373 | 7783.9551 | 37.68% | 12876.0195 | 9553.3643 | 46.24% | 11106.6104 | 19479.6074 | 94.29% | 1180.3672 | 12445.4521 | 60.24% | 8214.5225 | 1765.8531 | 8.547% | 18894.1215
137 | Encina | Greater_SD | {'Palomar': 2.9, 'San Luis Rey': 5.1, 'Escondido': 12.7, 'Penasquitos': 16.5, 'San Onofre': 20.4, 'Sycamore Canyon': 23.3, 'Kearny': 24.0, 'Talega': 25.7, 'Mission': 26.9, 'Old Town': 26.9, 'Capistrano': 32.2, 'Silvergate': 32.4, 'Margarita': 33.1, 'Trabuco': 35.3, 'Miguel': 37.7, 'Bay Boulevard': 39.0} | 1125.9828 | 0 | 0% | 1125.9828 | 100% | [5 empty] | 110.8009 | 9.84% | 0 | 0% |  | 0 | 0% | 0 | 0% | 123.2469 | 10.95% | 1002.7358 | 985.3743 | 87.51% | 140.6085 | 1041.6965 | 92.51% | 84.2863 | 1041.6965 | 92.51% | 84.2863 | 18.0543 | 1.603% | 1107.9285 | 243.8098 | 21.65% | 882.173
138 | Escondido | Greater_SD | {'Palomar': 9.9, 'Encina': 12.7, 'San Luis Rey': 13.9, 'Sycamore Canyon': 15.2, 'Penasquitos': 15.5, 'Kearny': 20.2, 'Mission': 23.6, 'Old Town': 25.2, 'Silvergate': 29.7, 'San Onofre': 30.4, 'Miguel': 31.8, 'Suncrest': 33.3, 'Talega': 34.7, 'Bay Boulevard': 35.6, 'Otay Mesa': 39.8} | 1432.9753 | 0 | 0% | 1432.9753 | 100% | [5 empty] | 110.8009 | 7.732% | 0 | 0% |  | 0 | 0% | 447.0985 | 31.2% | 570.3455 | 39.8% | 862.6299 | 882.2582 | 61.57% | 550.7171 | 1365.8348 | 95.31% | 67.1405 | 1365.8348 | 95.31% | 67.1405 | 391.6929 | 27.33% | 1041.2824 | 240.3485 | 16.77% | 1192.6268
139 | Kearny | Greater_SD | {'Mission': 3.4, 'Old Town': 5.8, 'Penasquitos': 7.8, 'Sycamore Canyon': 8.3, 'Silvergate': 9.5, 'Miguel': 13.7, 'Bay Boulevard': 15.6, 'Escondido': 20.2, 'Palomar': 21.9, 'Otay Mesa': 22.0, 'Encina': 24.0, 'Suncrest': 26.2, 'San Luis Rey': 28.6} | 5581.0576 | 0 | 0% | 5581.0576 | 100% | [5 empty] | 0 | 0% | 0 | 0% |  | 0 | 0% | 0 | 0% | 94.2832 | 1.689% | 5486.7744 | 1101.1375 | 19.73% | 4479.9202 | 4457.5239 | 79.87% | 1123.5337 | 4475.8472 | 80.2% | 1105.2104 | 0 | 0% | 5581.0576 | 91.0307 | 1.631% | 5490.0269
140 | Miguel | Greater_SD | {'Bay Boulevard': 8.1, 'Otay Mesa': 8.3, 'Silvergate': 9.4, 'Mission': 11.6, 'Old Town': 13.6, 'Kearny': 13.7, 'Sycamore Canyon': 16.7, 'Suncrest': 19.7, 'Penasquitos': 21.5, 'Escondido': 31.8, 'Palomar': 35.4, 'Encina': 37.7} | 6466.5493 | 0 | 0% | 6466.5493 | 100% | [5 empty] | 0 | 0% | 0 | 0% |  | 441.3843 | 6.826% | 116.2182 | 1.797% | 276.1021 | 4.27% | 6190.4472 | 1677.4304 | 25.94% | 4789.1189 | 5262.3447 | 81.38% | 1204.2046 | 5280.668 | 81.66% | 1185.8813 | 196.6821 | 3.042% | 6269.8672 | 238.7802 | 3.693% | 6227.7691
141 | Mission | Greater_SD | {'Kearny': 3.4, 'Old Town': 3.4, 'Silvergate': 6.1, 'Penasquitos': 10.4, 'Sycamore Canyon': 11.1, 'Miguel': 11.6, 'Bay Boulevard': 12.3, 'Otay Mesa': 19.6, 'Escondido': 23.6, 'Palomar': 24.9, 'Suncrest': 26.5, 'Encina': 26.9, 'San Luis Rey': 31.6} | 6213.4072 | 0 | 0% | 6213.4072 | 100% | [5 empty] | 0 | 0% | 0 | 0% |  | 178.5178 | 2.873% | 0 | 0% | 143.5925 | 2.311% | 6069.8147 | 1555.1545 | 25.03% | 4658.2527 | 5071.853 | 81.63% | 1141.5542 | 5090.1763 | 81.92% | 1123.231 | 0 | 0% | 6213.4072 | 200.8417 | 3.232% | 6012.5655
142 | Old Town | Greater_SD | {'Mission': 3.4, 'Silvergate': 5.7, 'Kearny': 5.8, 'Penasquitos': 10.6, 'Bay Boulevard': 12.3, 'Miguel': 13.6, 'Sycamore Canyon': 14.0, 'Otay Mesa': 21.1, 'Escondido': 25.2, 'Palomar': 25.2, 'Encina': 26.9, 'Suncrest': 29.8, 'San Luis Rey': 31.8} | 6092.9575 | 0 | 0% | 6092.9575 | 100% | [5 empty] | 0 | 0% | 0 | 0% |  | 178.5178 | 2.93% | 0 | 0% | 143.5925 | 2.357% | 5949.365 | 1555.1545 | 25.52% | 4537.803 | 4951.8447 | 81.27% | 1141.1128 | 4970.168 | 81.57% | 1122.7896 | 0 | 0% | 6092.9575 | 189.4647 | 3.11% | 5903.4928
143 | Penasquitos | Greater_SD | {'Kearny': 7.8, 'Mission': 10.4, 'Old Town': 10.6, 'Sycamore Canyon': 10.9, 'Palomar': 14.6, 'Escondido': 15.5, 'Silvergate': 16.0, 'Encina': 16.5, 'San Luis Rey': 21.2, 'Miguel': 21.5, 'Bay Boulevard': 22.6, 'Otay Mesa': 29.7, 'Suncrest': 32.1, 'San Onofre': 36.6} | 5518.1177 | 0 | 0% | 5518.1177 | 100% | [5 empty] | 0 | 0% | 0 | 0% |  | 0 | 0% | 0 | 0% | 109.7109 | 1.988% | 5408.4067 | 1079.8514 | 19.57% | 4438.2662 | 4394.5122 | 79.64% | 1123.6055 | 4412.8354 | 79.97% | 1105.2822 | 0 | 0% | 5518.1177 | 96.8877 | 1.756% | 5421.23
144 | San Luis Rey | Greater_SD | {'Encina': 5.1, 'Palomar': 6.7, 'Escondido': 13.9, 'San Onofre': 16.8, 'Penasquitos': 21.2, 'Talega': 21.6, 'Sycamore Canyon': 26.8, 'Capistrano': 28.2, 'Kearny': 28.6, 'Margarita': 28.8, 'Trabuco': 31.2, 'Mission': 31.6, 'Old Town': 31.8, 'Viejo': 36.1, 'Silvergate': 37.3, 'Lee Lake (Proposed)': 37.7, 'Valley': 37.8} | 1201.915 | 0 | 0% | 1201.915 | 100% | [5 empty] | 110.8009 | 9.219% | 0 | 0% |  | 39.1851 | 3.26% | 0 | 0% | 123.2469 | 10.25% | 1078.6681 | 1074.5574 | 89.4% | 127.3577 | 1122.4276 | 93.39% | 79.4874 | 1122.4276 | 93.39% | 79.4874 | 18.0543 | 1.502% | 1183.8608 | 252.6864 | 21.02% | 949.2287
145 | Sycamore Canyon | Greater_SD | {'Kearny': 8.3, 'Penasquitos': 10.9, 'Mission': 11.1, 'Old Town': 14.0, 'Escondido': 15.2, 'Silvergate': 16.6, 'Miguel': 16.7, 'Palomar': 20.6, 'Suncrest': 21.6, 'Bay Boulevard': 21.6, 'Encina': 23.3, 'Otay Mesa': 24.6, 'San Luis Rey': 26.8} | 4999.229 | 0 | 0% | 4999.229 | 100% | [5 empty] | 0 | 0% | 0 | 0% |  | 0 | 0% | 0 | 0% | 111.2157 | 2.225% | 4888.0133 | 631.068 | 12.62% | 4368.161 | 3937.4248 | 78.76% | 1061.8042 | 3955.7483 | 79.13% | 1043.4807 | 0 | 0% | 4999.229 | 79.0011 | 1.58% | 4920.2279
146 | Talega | Greater_SD | {'San Onofre': 5.8, 'Capistrano': 6.8, 'Margarita': 7.4, 'Trabuco': 9.6, 'Viejo': 15.3, 'Santiago': 18.5, 'San Luis Rey': 21.6, 'Lee Lake (Proposed)': 21.6, 'Johanna': 24.2, 'Encina': 25.7, 'Ellis': 26.8, 'Huntington Beach': 27.0, 'Palomar': 28.1, 'Serrano': 28.8, 'Villa Park': 29.2, 'Lewis': 31.0, 'Valley': 31.1, 'Barre': 34.1, 'Escondido': 34.7, 'Alamitos': 37.2, 'Chino': 38.1, 'Mira Loma': 38.2, 'Olinda': 39.5} | 1688.1361 | 0 | 0% | 1688.1361 | 100% | [5 empty] | 110.8009 | 6.564% | 0 | 0% |  | 54.0688 | 3.203% | 0 | 0% | 47.857 | 2.835% | 1640.2791 | 1023.5869 | 60.63% | 664.5492 | 1526.2582 | 90.41% | 161.8779 | 1529.114 | 90.58% | 159.0221 | 18.0543 | 1.069% | 1670.0818 | 217.349 | 12.88% | 1470.7871
147 | Martin | Peninsula_Monterey | {'East Shore': 16.9, 'Ignacio': 26.8, 'Martinez': 26.8, 'Newark': 27.1, 'Carquinez': 28.2, 'Clayton': 29.2, 'Los Esteros': 32.3, 'Schulte Switching Station': 33.6, 'Cayetano': 35.0, 'Pittsburg': 36.2, 'Tulucay': 38.4, 'Lakeville': 39.0, 'Lone Tree': 39.2, 'Contra Costa': 39.9} | 37846.2734 | 0 | 0% | 37846.2734 | 100% | [5 empty] | 301.2061 | 0.7959% | 196.1706 | 0.5183% |  | 2387.5901 | 6.309% | 11761.292 | 31.08% | 12496.4277 | 33.02% | 25349.8457 | 19388.2285 | 51.23% | 18458.0449 | 26108.1309 | 68.98% | 11738.1426 | 27706.3574 | 73.21% | 10139.916 | 9809.7002 | 25.92% | 28036.5732 | 3562.9304 | 9.414% | 34283.343
148 | Bellota | Solano | {'Lockeford': 10.7, 'Camanche': 13.7, 'Weber': 14.0, 'Riverbank': 18.0, 'Stagg': 18.3, 'Ripon': 19.3, 'Eight Mile': 20.0, 'Vierra': 20.7, 'Warnerville': 22.1, 'Peoria': 29.2, 'UltraPower Chinese Station': 30.8, 'Westley': 31.9, 'Grand Island': 34.7, 'Kelso': 35.5, 'Delta Switching Yard': 36.3, 'Tesla': 36.7, 'Brentwood': 36.8, 'Green Ridge Midway': 37.1, 'Curtis': 37.9} | 153139.6094 | 0 | 0% | 153139.6094 | 100% | [5 empty] | 61240.8789 | 39.99% | 34897.2773 | 22.79% |  | 11150.3213 | 7.281% | 0 | 0% | 88092.9766 | 57.52% | 65046.6328 | 7600.5186 | 4.963% | 145539.0908 | 30910.6113 | 20.18% | 122228.998 | 100833.6094 | 65.84% | 52306 | 36585.5859 | 23.89% | 116554.0234 | 8193.8633 | 5.351% | 144945.7461
149 | Ripon | Solano | {'Vierra': 7.6, 'Weber': 12.4, 'Westley': 12.6, 'Riverbank': 13.1, 'Warnerville': 18.8, 'Bellota': 19.3, 'Stagg': 19.7, 'Tesla': 23.1, 'Green Ridge Midway': 24.2, 'Eight Mile': 24.4, 'Lockeford': 25.0, 'Kelso': 25.1, 'Delta Switching Yard': 26.1, 'Brentwood': 31.1, 'Camanche': 32.3, 'Cayetano': 34.2, 'Lone Tree': 36.0, 'Peoria': 36.9, 'UltraPower Chinese Station': 37.4, 'Contra Costa': 38.6} | 291441.125 | 0 | 0% | 291441.125 | 100% | [5 empty] | 77088 | 26.45% | 157224.5469 | 53.95% |  | 1818.6676 | 0.624% | 0 | 0% | 134456.3438 | 46.13% | 156984.7812 | 16354.665 | 5.612% | 275086.46 | 26519.2168 | 9.099% | 264921.9082 | 143015.0469 | 49.07% | 148426.0781 | 21170.0566 | 7.264% | 270271.0684 | 10194.9141 | 3.498% | 281246.2109
150 | Lockeford | Solano | {'Camanche': 9.9, 'Bellota': 10.7, 'Eight Mile': 12.5, 'Stagg': 13.4, 'Weber': 14.3, 'Vierra': 22.9, 'Grand Island': 24.7, 'Ripon': 25.0, 'Riverbank': 27.7, 'Brentwood': 31.3, 'Warnerville': 32.5, 'Kelso': 32.7, 'Delta Switching Yard': 33.3, 'Lone Tree': 34.7, 'Contra Costa': 34.9, 'Tesla': 35.6, 'Green Ridge Midway': 35.7, 'Birds Landing': 36.4, 'Gold Hill': 37.3, 'Westley': 37.3, 'Shilo III': 37.5, 'Peoria': 39.0} | 109871.5625 | 3547.0317 | 3.228% | 106324.5308 | 96.77% | [5 empty] | 26724.2148 | 24.32% | 67933.3125 | 61.83% |  | 0 | 0% | 0 | 0% | 17329.7637 | 15.77% | 92541.7988 | 17423.7832 | 15.86% | 92447.7793 | 20200.8574 | 18.39% | 89670.7051 | 31886.5371 | 29.02% | 77985.0254 | 1567.4537 | 1.427% | 108304.1088 | 6402.3818 | 5.827% | 103469.1807
151 | Stagg | Solano | {'Eight Mile': 4.8, 'Weber': 7.7, 'Lockeford': 13.4, 'Vierra': 14.0, 'Bellota': 18.3, 'Brentwood': 18.6, 'Kelso': 19.3, 'Ripon': 19.7, 'Delta Switching Yard': 19.9, 'Grand Island': 21.1, 'Green Ridge Midway': 22.5, 'Lone Tree': 22.6, 'Tesla': 22.7, 'Camanche': 23.3, 'Contra Costa': 23.7, 'Birds Landing': 27.8, 'Riverbank': 28.6, 'Cayetano': 29.0, 'Westley': 29.6, 'Shilo III': 29.8, 'Pittsburg': 30.0, 'Clayton': 34.0, 'Warnerville': 34.5, 'Peabody': 39.4} | 250739.4062 | 3547.0317 | 1.415% | 247192.3745 | 98.59% | [5 empty] | 44158.8086 | 17.61% | 170027.625 | 67.81% |  | 63.6636 | 0.02539% | 0 | 0% | 41564.3281 | 16.58% | 209175.0781 | 39707.6289 | 15.84% | 211031.7773 | 39560.207 | 15.78% | 211179.1992 | 73050.7969 | 29.13% | 177688.6094 | 0 | 0% | 250739.4062 | 17049.8574 | 6.8% | 233689.5488
152 | Weber | Solano | {'Stagg': 7.7, 'Vierra': 8.6, 'Eight Mile': 12.2, 'Ripon': 12.4, 'Bellota': 14.0, 'Lockeford': 14.3, 'Riverbank': 20.9, 'Kelso': 21.5, 'Delta Switching Yard': 22.4, 'Tesla': 22.8, 'Green Ridge Midway': 23.2, 'Camanche': 23.4, 'Westley': 23.6, 'Brentwood': 23.8, 'Warnerville': 26.9, 'Lone Tree': 28.4, 'Grand Island': 28.8, 'Contra Costa': 30.1, 'Cayetano': 31.6, 'Birds Landing': 35.1, 'Pittsburg': 36.7, 'Shilo III': 37.3, 'Clayton': 39.8} | 253395.8594 | 2396.4092 | 0.9457% | 250999.4502 | 99.05% | [5 empty] | 56258.8633 | 22.2% | 161340.125 | 63.67% |  | 0 | 0% | 0 | 0% | 83021 | 32.76% | 170374.8594 | 24295.4492 | 9.588% | 229100.4102 | 28410.0469 | 11.21% | 224985.8125 | 98616.5078 | 38.92% | 154779.3516 | 3059.2891 | 1.207% | 250336.5703 | 13316.6016 | 5.255% | 240079.2578
153 | Carrizo Plains | Kern_Greater_Carrizo | {'Solar SS': 1.1, 'Caliente': 6.9, 'Kernridge': 17.5, 'Temblor': 19.4, 'Cholame': 26.9, 'Arco': 28.2, 'Goose Lake': 30.1, 'Midway': 33.2, 'San Luis Obispo': 34.6, 'Mesa': 34.7, 'Mustang': 34.9, 'Taft': 35.8, 'Oceano': 36.1, 'Semitropic': 37.2, 'Templeton': 38.0, 'Sisquoc': 38.3, 'Elk Hills': 39.0} | 111872.5703 | 0 | 0% | 111872.5703 | 100% | [5 empty] | 2064.687 | 1.846% | 0 | 0% |  | 25511.4219 | 22.8% | 3320.0911 | 2.968% | 49638.5859 | 44.37% | 62233.9844 | 6512.7827 | 5.822% | 105359.7876 | 15891.6123 | 14.21% | 95980.958 | 61896.75 | 55.33% | 49975.8203 | 74773.8125 | 66.84% | 37098.7578 | 2193.561 | 1.961% | 109679.0093
154 | Cholame | Kern_Greater_Carrizo | {'Templeton': 21.4, 'Avenal': 23.6, 'Arco': 24.5, 'Solar SS': 26.1, 'Carrizo Plains': 26.9, 'Mustang': 31.3, 'Caliente': 31.7, 'Gates': 33.5, 'San Luis Obispo': 33.8, 'Morro Bay': 36.3, 'Kernridge': 37.6} | 152284.0625 | 0 | 0% | 152284.0625 | 100% | [5 empty] | 10362.2119 | 6.805% | 1959.4792 | 1.287% |  | 34014.0586 | 22.34% | 1473.5863 | 0.9677% | 73770.3672 | 48.44% | 78513.6953 | 7553.2285 | 4.96% | 144730.834 | 29413.8477 | 19.32% | 122870.2148 | 87873.2969 | 57.7% | 64410.7656 | 81777.7812 | 53.7% | 70506.2812 | 2988.0676 | 1.962% | 149295.9949
155 | Mesa | Kern_Greater_Carrizo | {'Oceano': 9.7, 'Sisquoc': 11.4, 'San Luis Obispo': 20.2, 'Mustang': 23.9, 'Cabrillo': 25.2, 'Diablo': 26.5, 'Morro Bay': 34.0, 'Solar SS': 34.0, 'Carrizo Plains': 34.7, 'Caliente': 39.6, 'Templeton': 39.8} | 62766.207 | 0 | 0% | 62766.207 | 100% | [5 empty] | 1917.8826 | 3.056% | 2797.1194 | 4.456% |  | 20562.7852 | 32.76% | 26195.3594 | 41.73% | 18831.7285 | 30% | 43934.4785 | 728.2296 | 1.16% | 62037.9774 | 16722.332 | 26.64% | 46043.875 | 26093.9121 | 41.57% | 36672.2949 | 44986.8828 | 71.67% | 17779.3242 | 4308.6138 | 6.865% | 58457.5933
156 | Oceano | Kern_Greater_Carrizo | {'Mesa': 9.7, 'San Luis Obispo': 11.5, 'Mustang': 15.2, 'Diablo': 17.0, 'Sisquoc': 20.9, 'Morro Bay': 24.4, 'Templeton': 31.8, 'Cabrillo': 32.7, 'Solar SS': 35.2, 'Carrizo Plains': 36.1} | 64510.168 | 0 | 0% | 64510.168 | 100% | [5 empty] | 1963.3423 | 3.043% | 2803.8772 | 4.346% |  | 20204.8887 | 31.32% | 30950.5137 | 47.98% | 17681.5938 | 27.41% | 46828.5742 | 2024.0811 | 3.138% | 62486.0869 | 23307.5352 | 36.13% | 41202.6328 | 29950.0156 | 46.43% | 34560.1523 | 43320.3203 | 67.15% | 21189.8477 | 5169.5981 | 8.014% | 59340.5698
157 | San Luis Obispo | Kern_Greater_Carrizo | {'Mustang': 3.7, 'Oceano': 11.5, 'Diablo': 12.4, 'Morro Bay': 14.7, 'Mesa': 20.2, 'Templeton': 20.4, 'Sisquoc': 31.5, 'Solar SS': 33.5, 'Cholame': 33.8, 'Carrizo Plains': 34.6} | 126535.1172 | 0 | 0% | 126535.1172 | 100% | [5 empty] | 3203.5586 | 2.532% | 968.933 | 0.7657% |  | 50661.5859 | 40.04% | 54118.7695 | 42.77% | 43695.9883 | 34.53% | 82839.1289 | 18021.8457 | 14.24% | 108513.2715 | 49746.9219 | 39.31% | 76788.1953 | 68782.0703 | 54.36% | 57753.0469 | 63534.4922 | 50.21% | 63000.625 | 7790.4258 | 6.157% | 118744.6914
158 | Templeton | Kern_Greater_Carrizo | {'Morro Bay': 15.9, 'Mustang': 16.7, 'San Luis Obispo': 20.4, 'Cholame': 21.4, 'Diablo': 25.2, 'Oceano': 31.8, 'Solar SS': 36.9, 'Carrizo Plains': 38.0, 'Mesa': 39.8} | 141339.0625 | 0 | 0% | 141339.0625 | 100% | [5 empty] | 10520.2051 | 7.443% | 2588.3103 | 1.831% |  | 61504.3789 | 43.52% | 39675.4414 | 28.07% | 50133.6016 | 35.47% | 91205.4609 | 25517.1719 | 18.05% | 115821.8906 | 45709.7812 | 32.34% | 95629.2812 | 72875.8516 | 51.56% | 68463.2109 | 62913.2383 | 44.51% | 78425.8242 | 6286.7041 | 4.448% | 135052.3584
159 | Sisquoc | Kern_Greater_Carrizo | {'Mesa': 11.4, 'Cabrillo': 17.3, 'Oceano': 20.9, 'San Luis Obispo': 31.5, 'Mustang': 35.1, 'Diablo': 37.4, 'Goleta': 38.0, 'Solar SS': 38.0, 'Carrizo Plains': 38.3} | 84534.3828 | 0 | 0% | 84534.3828 | 100% | [5 empty] | 3564.6367 | 4.217% | 4797.0542 | 5.675% |  | 39643.2539 | 46.9% | 26051.8906 | 30.82% | 32225.8242 | 38.12% | 52308.5586 | 2920.48 | 3.455% | 81613.9028 | 29891.6973 | 35.36% | 54642.6855 | 44674.3438 | 52.85% | 39860.0391 | 50526.875 | 59.77% | 34007.5078 | 4470.1963 | 5.288% | 80064.1865
160 | Goleta | Kern_Greater_Carrizo | {'Cabrillo': 33.7, 'Sisquoc': 38.0} | 19887.9336 | 0 | 0% | 19887.9336 | 100% | [5 empty] | 810.7528 | 4.077% | 461.374 | 2.32% |  | 9370.8574 | 47.12% | 7424.3799 | 37.33% | 11147.0029 | 56.05% | 8740.9307 | 175.8524 | 0.8842% | 19712.0812 | 1688.9254 | 8.492% | 18199.0082 | 12823.8984 | 64.48% | 7064.0352 | 9827.2695 | 49.41% | 10060.6641 | 1414.5237 | 7.112% | 18473.4099
161 | Schulte Switching Station | Peninsula_Monterey | {'Los Esteros': 3.7, 'Newark': 8.7, 'Hicks': 10.3, 'Coyote': 15.7, 'Metcalf': 15.7, 'East Shore': 19.3, 'Cayetano': 26.9, 'Green Ridge Midway': 31.4, 'Tesla': 31.5, 'Martin (San Francisco H)': 33.6, 'Delta Switching Yard': 34.5, 'Kelso': 34.8, 'Clayton': 39.2} | 37554.3125 | 0 | 0% | 37554.3125 | 100% | [5 empty] | 132.8904 | 0.3539% | 18.3489 | 0.04886% |  | 23774.4902 | 63.31% | 11684.2197 | 31.11% | 30404.1973 | 80.96% | 7150.1152 | 7501.8408 | 19.98% | 30052.4717 | 17124.7676 | 45.6% | 20429.5449 | 34837.1641 | 92.76% | 2717.1484 | 27802.5176 | 74.03% | 9751.7949 | 2477.1558 | 6.596% | 35077.1567
162 | Hicks | Peninsula_Monterey | {'Coyote': 8.5, 'Metcalf': 8.8, 'Schulte Switching Station': 10.3, 'Los Esteros': 13.5, 'Newark': 19.0, 'East Shore': 29.5, 'Moss Landing': 30.3, 'Cayetano': 35.6, 'Tesla': 37.9, 'Green Ridge Midway': 38.1} | 34336.4688 | 0 | 0% | 34336.4688 | 100% | [5 empty] | 139.3047 | 0.4057% | 20.843 | 0.0607% |  | 22574.2812 | 65.74% | 10651.6377 | 31.02% | 26722.7891 | 77.83% | 7613.6797 | 6090.0015 | 17.74% | 28246.4673 | 19430.8418 | 56.59% | 14905.627 | 31896.4434 | 92.89% | 2440.0254 | 25508.0332 | 74.29% | 8828.4355 | 1235.4293 | 3.598% | 33101.0394
163 | Cottonwood | Northern_California | {'Jessup': 5.5, 'Round Mountain': 33.1, 'Cove Rd': 37.5} | 216207.875 | 13538.458 | 6.262% | 202669.417 | 93.74% | [5 empty] | 3548.8855 | 1.641% | 8652.6338 | 4.002% |  | 180029.3594 | 83.27% | 11752.6387 | 5.436% | 63750.8359 | 29.49% | 152457.0391 | 15307.8711 | 7.08% | 200900.0039 | 15034.3994 | 6.954% | 201173.4756 | 75899.3516 | 35.1% | 140308.5234 | 113901.5 | 52.68% | 102306.375 | 10241.8896 | 4.737% | 205965.9854
164 | Jessup | Northern_California | {'Cottonwood': 5.5, 'Round Mountain': 31.5, 'Cove Rd': 35.5} | 185843.7656 | 9850.2949 | 5.3% | 175993.4707 | 94.7% | [5 empty] | 1309.5214 | 0.7046% | 1176.4863 | 0.6331% |  | 167216.9219 | 89.98% | 9279.3135 | 4.993% | 67089.0078 | 36.1% | 118754.7578 | 18325.8965 | 9.861% | 167517.8691 | 23584.041 | 12.69% | 162259.7246 | 79620.875 | 42.84% | 106222.8906 | 98765.5469 | 53.14% | 87078.2188 | 5577.8613 | 3.001% | 180265.9043
165 | Round Mountain | Northern_California | {'Cove Rd': 4.9, 'Pit 1': 26.2, 'Jessup': 31.5, 'Cottonwood': 33.1} | 274901.5 | 3962.6135 | 1.441% | 270938.8865 | 98.56% | [5 empty] | 922.8687 | 0.3357% | 109.9526 | 0.04% |  | 262145.0625 | 95.36% | 10845.2334 | 3.945% | 135558.9531 | 49.31% | 139342.5469 | 62322.8203 | 22.67% | 212578.6797 | 72882.8984 | 26.51% | 202018.6016 | 169905.1562 | 61.81% | 104996.3438 | 196162.7188 | 71.36% | 78738.7812 | 11984.5566 | 4.36% | 262916.9434
166 | Carquinez | Solano | {'Martinez': 8.9, 'Tulucay': 10.9, 'Ignacio': 15.9, 'Clayton': 18.3, 'Pittsburg': 19.5, 'Peabody': 20.2, 'Lakeville': 21.2, 'Shilo III': 22.5, 'Birds Landing': 22.9, 'Contra Costa': 26.1, 'Vaca Dixon': 27.9, 'Martin (San Francisco H)': 28.2, 'Penngrove': 28.2, 'Lone Tree': 28.4, 'Bellevue': 32.1, 'Putah Creek': 32.9, 'East Shore': 33.0, 'Brentwood': 33.3, 'Cayetano': 35.6, 'Grand Island': 37.1, 'Fulton': 39.5, 'Delta Switching Yard': 39.7} | 96310.4844 | 1045.6541 | 1.086% | 95264.8303 | 98.91% | [5 empty] | 3375.4536 | 3.505% | 4823.8115 | 5.009% |  | 39301.8281 | 40.81% | 4327.3936 | 4.493% | 45159.125 | 46.89% | 51151.3594 | 26014.9434 | 27.01% | 70295.541 | 36986.7812 | 38.4% | 59323.7031 | 73694.0859 | 76.52% | 22616.3984 | 30956.6191 | 32.14% | 65353.8652 | 18340.9941 | 19.04% | 77969.4902
167 | Peabody | Solano | {'Vaca Dixon': 8.4, 'Shilo III': 10.5, 'Birds Landing': 13.5, 'Tulucay': 16.3, 'Putah Creek': 16.4, 'Pittsburg': 17.6, 'Carquinez': 20.2, 'Martinez': 20.3, 'Grand Island': 21.0, 'Davis': 22.0, 'Contra Costa': 22.2, 'Clayton': 23.6, 'Lone Tree': 26.1, 'Woodland': 29.5, 'Brentwood': 29.9, 'Lakeville': 33.3, 'Ignacio': 34.2, 'Eight Mile': 35.9, 'Delta Switching Yard': 38.5, 'Penngrove': 38.6, 'Kelso': 39.2, 'Cayetano': 39.3, 'Stagg': 39.4} | 275769.5625 | 16004.9971 | 5.804% | 259764.5654 | 94.2% | [5 empty] | 51072.3633 | 18.52% | 81054.6328 | 29.39% |  | 54296.6094 | 19.69% | 0 | 0% | 85978.3984 | 31.18% | 189791.1641 | 52214.2891 | 18.93% | 223555.2734 | 59074.7461 | 21.42% | 216694.8164 | 133542.2031 | 48.43% | 142227.3594 | 44939.0859 | 16.3% | 230830.4766 | 44523.9766 | 16.15% | 231245.5859
168 | Vaca Dixon | Solano | {'Peabody': 8.4, 'Putah Creek': 9.3, 'Davis': 14.2, 'Shilo III': 16.5, 'Birds Landing': 19.7, 'Woodland': 21.0, 'Grand Island': 21.4, 'Tulucay': 21.6, 'Pittsburg': 25.2, 'Carquinez': 27.9, 'Contra Costa': 28.7, 'Martinez': 28.7, 'Clayton': 31.7, 'Lone Tree': 32.6, 'Brentwood': 35.8, 'Lakeville': 37.3, 'Eight Mile': 37.8} | 297693.1875 | 16004.9971 | 5.376% | 281688.1904 | 94.62% | [5 empty] | 50335.9609 | 16.91% | 118578.5156 | 39.83% |  | 66119.4766 | 22.21% | 0 | 0% | 107570.2031 | 36.13% | 190122.9844 | 41917.3672 | 14.08% | 255775.8203 | 62361.8164 | 20.95% | 235331.3711 | 152314.0312 | 51.16% | 145379.1562 | 54460.1133 | 18.29% | 243233.0742 | 31464.1309 | 10.57% | 266229.0566
169 | Bellevue | Mendocino_Marin | {'Penngrove': 4.7, 'Fulton': 8.6, 'Lakeville': 11.3, 'Ignacio': 22.9, 'Tulucay': 25.8, 'Geysers': 26.0, 'Eagle Rock': 31.5, 'Carquinez': 32.1, 'Cloverdale': 33.1} | 121061.1562 | 0 | 0% | 121061.1562 | 100% | [5 empty] | 7398.2607 | 6.111% | 1618.2766 | 1.337% |  | 55408.8672 | 45.77% | 43490.6797 | 35.92% | 86633.4531 | 71.56% | 34427.7031 | 36698.6289 | 30.31% | 84362.5273 | 70615.7031 | 58.33% | 50445.4531 | 106966.0391 | 88.36% | 14095.1172 | 86293.2266 | 71.28% | 34767.9297 | 7301.8086 | 6.032% | 113759.3477
170 | Cloverdale | Mendocino_Marin | {'Eagle Rock': 11.0, 'Hopland': 12.7, 'Geysers': 14.1, 'Fulton': 24.7, 'Ukiah': 25.8, 'Calpella': 29.3, 'Mendocino': 32.9, 'Bellevue': 33.1, 'Penngrove': 37.7} | 188402.4219 | 0 | 0% | 188402.4219 | 100% | [5 empty] | 4131.2441 | 2.193% | 3062.6084 | 1.626% |  | 114157.8438 | 60.59% | 69173.1406 | 36.72% | 108444.9609 | 57.56% | 79957.4609 | 61434.4531 | 32.61% | 126967.9688 | 117804.1953 | 62.53% | 70598.2266 | 165023.2188 | 87.59% | 23379.2031 | 129586.4297 | 68.78% | 58815.9922 | 1590.0989 | 0.844% | 186812.323
171 | Fulton | Mendocino_Marin | {'Bellevue': 8.6, 'Penngrove': 13.3, 'Geysers': 17.7, 'Lakeville': 19.6, 'Eagle Rock': 23.0, 'Cloverdale': 24.7, 'Ignacio': 31.4, 'Tulucay': 31.8, 'Hopland': 37.1, 'Carquinez': 39.5} | 124765.1328 | 0 | 0% | 124765.1328 | 100% | [5 empty] | 6753.6284 | 5.413% | 2356.2317 | 1.889% |  | 44232.3008 | 35.45% | 61720.832 | 49.47% | 82694.25 | 66.28% | 42070.8828 | 40462.2148 | 32.43% | 84302.918 | 84477.3828 | 67.71% | 40287.75 | 110259.3672 | 88.37% | 14505.7656 | 87028.7031 | 69.75% | 37736.4297 | 5272.5674 | 4.226% | 119492.5654
172 | Lakeville | Mendocino_Marin | {'Penngrove': 7.0, 'Bellevue': 11.3, 'Ignacio': 12.2, 'Tulucay': 17.0, 'Fulton': 19.6, 'Carquinez': 21.2, 'Martinez': 30.1, 'Peabody': 33.3, 'Geysers': 36.0, 'Putah Creek': 36.9, 'Vaca Dixon': 37.3, 'Martin (San Francisco H)': 39.0, 'Clayton': 39.5} | 100461.6094 | 0 | 0% | 100461.6094 | 100% | [5 empty] | 6809.3228 | 6.778% | 917.8059 | 0.9136% |  | 59640.2266 | 59.37% | 25420.5156 | 25.3% | 73884.4453 | 73.54% | 26577.1641 | 26235.4727 | 26.11% | 74226.1367 | 60984.8906 | 60.7% | 39476.7188 | 91444.1016 | 91.02% | 9017.5078 | 71498.75 | 71.17% | 28962.8594 | 8022.7793 | 7.986% | 92438.8301
173 | Penngrove | Mendocino_Marin | {'Bellevue': 4.7, 'Lakeville': 7.0, 'Fulton': 13.3, 'Ignacio': 18.2, 'Tulucay': 22.9, 'Carquinez': 28.2, 'Geysers': 30.6, 'Eagle Rock': 36.1, 'Martinez': 37.1, 'Cloverdale': 37.7, 'Peabody': 38.6, 'Putah Creek': 39.8} | 120912.0781 | 0 | 0% | 120912.0781 | 100% | [5 empty] | 7575.7266 | 6.265% | 1664.0393 | 1.376% |  | 58621.7266 | 48.48% | 39101.332 | 32.34% | 88126.1328 | 72.88% | 32785.9453 | 40064.7617 | 33.14% | 80847.3164 | 70031.25 | 57.92% | 50880.8281 | 106892.625 | 88.41% | 14019.4531 | 84961.3281 | 70.27% | 35950.75 | 7987.8086 | 6.606% | 112924.2695
174 | Warnerville | Central_Valley_North_Los_Banos | {'Riverbank': 6.1, 'Ripon': 18.8, 'UltraPower Chinese Station': 19.9, 'Peoria': 20.0, 'Bellota': 22.1, 'Westley': 24.8, 'Vierra': 26.1, 'Weber': 26.9, 'Curtis': 30.9, 'Lockeford': 32.5, 'Stagg': 34.5, 'Camanche': 34.8, 'Merced': 36.7, 'Wilson': 37.8, 'Eight Mile': 38.2} | 379818.8438 | 1281.8594 | 0.3375% | 378536.9844 | 99.66% | [5 empty] | 140795.4062 | 37.07% | 114192.7031 | 30.07% |  | 16725.9316 | 4.404% | 0 | 0% | 219763.6875 | 57.86% | 160055.1562 | 56628.7344 | 14.91% | 323190.1094 | 107503.5234 | 28.3% | 272315.3203 | 252947.9844 | 66.6% | 126870.8594 | 89605.0938 | 23.59% | 290213.75 | 24592.6992 | 6.475% | 355226.1445
175 | Riverbank | Central_Valley_North_Los_Banos | {'Warnerville': 6.1, 'Ripon': 13.1, 'Bellota': 18.0, 'Vierra': 20.1, 'Weber': 20.9, 'Westley': 20.9, 'Peoria': 24.2, 'UltraPower Chinese Station': 24.6, 'Lockeford': 27.7, 'Stagg': 28.6, 'Camanche': 31.4, 'Eight Mile': 32.5, 'Curtis': 35.1, 'Tesla': 36.1, 'Green Ridge Midway': 37.3, 'Kelso': 38.1, 'Delta Switching Yard': 39.0} | 359619.875 | 0 | 0% | 359619.875 | 100% | [5 empty] | 127734.5234 | 35.52% | 121075.4219 | 33.67% |  | 16725.9316 | 4.651% | 0 | 0% | 206762.6875 | 57.49% | 152857.1875 | 43676.9805 | 12.15% | 315942.8945 | 84476.0781 | 23.49% | 275143.7969 | 229011.9375 | 63.68% | 130607.9375 | 77594.2812 | 21.58% | 282025.5938 | 22839.2305 | 6.351% | 336780.6445
176 | Pease | Northern_California | {'East Marysville': 5.4, 'Olivehurst': 8.3, 'Honcut': 11.0, 'Rio Oso': 19.3, 'Palermo': 21.1, 'Wyandotte': 23.1, 'Thermalito': 23.8, 'Table Mountain': 26.6, 'Cortina': 30.4, 'Pleasant Grove': 30.7, 'Higgins': 31.8, 'Brunswick': 33.8, 'Woodland': 34.4, 'Delevan': 35.3} | 386640.0312 | 3104.3616 | 0.8029% | 383535.6697 | 99.2% | [5 empty] | 112555.4844 | 29.11% | 181074.7656 | 46.83% |  | 1878.6006 | 0.4859% | 0 | 0% | 201748.0938 | 52.18% | 184891.9375 | 51392.0273 | 13.29% | 335248.0039 | 158773.4062 | 41.06% | 227866.625 | 285780.2812 | 73.91% | 100859.75 | 14665.9824 | 3.793% | 371974.0488 | 36098.8164 | 9.337% | 350541.2148
177 | Rio Oso | Northern_California | {'Pleasant Grove': 11.6, 'Olivehurst': 11.6, 'East Marysville': 16.6, 'Pease': 19.3, 'Higgins': 21.6, 'Woodland': 23.7, 'Gold Hill': 26.2, 'Honcut': 27.5, 'Davis': 30.6, 'Brunswick': 30.9, 'Palermo': 36.0, 'Wyandotte': 38.6, 'Placerville': 39.4} | 223720.3125 | 0 | 0% | 223720.3125 | 100% | [5 empty] | 58581.2812 | 26.19% | 124652.1953 | 55.72% |  | 1181.5793 | 0.5282% | 0 | 0% | 96517.0938 | 43.14% | 127203.2188 | 10951.2959 | 4.895% | 212769.0166 | 85003.6719 | 38% | 138716.6406 | 145310.9844 | 64.95% | 78409.3281 | 1279.858 | 0.5721% | 222440.4545 | 24613.1641 | 11% | 199107.1484
178 | Alpaugh | Central_Valley_North_Los_Banos | {'Olive': 4.6, 'Corcoran': 11.5, 'Smyrna': 17.0, 'Vestal': 22.5, 'GWF Hanford Sw Sta': 23.7, 'Semitropic': 25.1, 'Charca': 25.6, 'Goose Lake': 25.9, 'Rector': 26.4, 'Leprino Jct': 28.4, 'Arco': 28.7, 'Springville': 30.7, 'Henrietta': 31.5, 'Shafter': 32.0, 'Lerdo': 36.3, 'Kingsburg': 36.9, 'Avenal': 37.0, 'Rio Bravo': 37.6, 'Midway': 38.6, 'Gates': 39.3, 'Kernridge': 39.3, 'Poso Mountain': 39.5} | 13317.5049 | 0 | 0% | 13317.5049 | 100% | [5 empty] | 11001.8096 | 82.61% | 259.969 | 1.952% |  | 0 | 0% | 0 | 0% | 0 | 0% | 13317.5049 | 0 | 0% | 13317.5049 | 0 | 0% | 13317.5049 | 0 | 0% | 13317.5049 | 0 | 0% | 13317.5049 | 270.3629 | 2.03% | 13047.1419
179 | Rector | Central_Valley_North_Los_Banos | {'Springville': 21.8, 'Reedley': 22.0, 'Corcoran': 22.0, 'GWF Hanford Sw Sta': 22.6, 'Kingsburg': 22.7, 'Wahtoke': 24.4, 'Alpaugh': 26.4, 'Olive': 30.2, 'McCall': 30.5, 'Leprino Jct': 33.1, 'Vestal': 33.2, 'Sanger': 34.5, 'Henrietta': 37.0, 'Malaga': 37.9} | 494.2108 | 0 | 0% | 494.2108 | 100% | [5 empty] | 303.6252 | 61.44% | 143.0319 | 28.94% |  | 0 | 0% | 0 | 0% | 0 | 0% | 494.2108 | 0 | 0% | 494.2108 | 0 | 0% | 494.2108 | 0 | 0% | 494.2108 | 0 | 0% | 494.2108 | 0 | 0% | 494.2108
180 | Springville | Central_Valley_North_Los_Banos | {'Vestal': 20.1, 'Rector': 21.8, 'Alpaugh': 30.7, 'Olive': 31.9, 'Corcoran': 34.6, 'Poso Mountain': 37.9, 'Smyrna': 39.6} | 0 | 0 | 0% | 0 | 0% | [5 empty] | 0 | 0% | 0 | 0% |  | 0 | 0% | 0 | 0% | 0 | 0% | 0 | 0 | 0% | 0 | 0 | 0% | 0 | 0 | 0% | 0 | 0 | 0% | 0 | 0 | 0% | 0
181 | Vestal | Central_Valley_North_Los_Banos | {'Springville': 20.1, 'Olive': 20.6, 'Poso Mountain': 20.8, 'Charca': 21.0, 'Smyrna': 22.5, 'Alpaugh': 22.5, 'Lerdo': 23.9, 'Semitropic': 25.9, 'Shafter': 26.1, 'Sycamore': 27.4, 'Kern Oil': 27.9, '7th Standard': 27.9, 'Rio Bravo': 29.3, 'California Water': 30.8, 'Bakersfield': 31.7, 'Columbus': 31.7, 'Renfro': 31.7, 'Kern Power': 31.9, 'Rosedale': 32.1, 'Corcoran': 32.2, 'Goose Lake': 32.4, 'Westpark': 32.4, 'Rector': 33.2, 'Magunden': 34.4, 'Tupman': 35.2, 'Tevis': 36.1, 'Stockdale': 36.2, 'Midway': 36.6, 'Regulus': 39.6, 'Lamont': 39.7} | 0 | 0 | 0% | 0 | 0% | [5 empty] | 0 | 0% | 0 | 0% |  | 0 | 0% | 0 | 0% | 0 | 0% | 0 | 0 | 0% | 0 | 0 | 0% | 0 | 0 | 0% | 0 | 0 | 0% | 0 | 0 | 0% | 0
182 | UltraPower Chinese Station | El_Dorado_Mariposa | {'Peoria': 2.3, 'Curtis': 11.1, 'Warnerville': 19.9, 'Riverbank': 24.6, 'Bellota': 30.8, 'Donnells': 35.3, 'Ripon': 37.4, 'Camanche': 37.8} | 152927.4531 | 0 | 0% | 152927.4531 | 100% | [5 empty] | 38755.9062 | 25.34% | 13183.3848 | 8.621% |  | 16725.9316 | 10.94% | 0 | 0% | 129891.5469 | 84.94% | 23035.9062 | 41535.1133 | 27.16% | 111392.3398 | 74567.5391 | 48.76% | 78359.9141 | 144840.1875 | 94.71% | 8087.2656 | 90915.6953 | 59.45% | 62011.7578 | 20006.7324 | 13.08% | 132920.7207
183 | Curtis | El_Dorado_Mariposa | {'Peoria': 10.9, 'UltraPower Chinese Station': 11.1, 'Donnells': 24.4, 'Warnerville': 30.9, 'Riverbank': 35.1, 'Bellota': 37.9} | 16460.998 | 0 | 0% | 16460.998 | 100% | [5 empty] | 0.44479 | 0.002702% | 0 | 0% |  | 4971.666 | 30.2% | 0 | 0% | 14022.1318 | 85.18% | 2438.8662 | 2933.2891 | 17.82% | 13527.709 | 5072.1689 | 30.81% | 11388.8291 | 14058.9414 | 85.41% | 2402.0566 | 14647.3779 | 88.98% | 1813.6201 | 1024.8635 | 6.226% | 15436.1345
184 | Peoria | El_Dorado_Mariposa | {'UltraPower Chinese Station': 2.3, 'Curtis': 10.9, 'Warnerville': 20.0, 'Riverbank': 24.2, 'Bellota': 29.2, 'Donnells': 34.6, 'Camanche': 35.8, 'Ripon': 36.9, 'Lockeford': 39.0} | 143182.1719 | 0 | 0% | 143182.1719 | 100% | [5 empty] | 35874.4961 | 25.06% | 10586.3691 | 7.394% |  | 16725.9316 | 11.68% | 0 | 0% | 118074.2109 | 82.46% | 25107.9609 | 33023.4805 | 23.06% | 110158.6914 | 66449.4141 | 46.41% | 76732.7578 | 134301.2188 | 93.8% | 8880.9531 | 85304.7266 | 59.58% | 57877.4453 | 18107.0078 | 12.65% | 125075.1641
185 | Moorpark | Greater_LA | {'Santa Clara': 16.2, 'Mandalay': 20.4, 'Saugus': 21.1, 'Pardee': 21.3, 'Sylmar': 23.1, 'Bailey': 35.0, 'La Cienega': 35.7, 'El Segundo': 37.6, 'Chevmain': 38.8} | 46496.4922 | 0 | 0% | 46496.4922 | 100% | [5 empty] | 458.5411 | 0.9862% | 2442.0103 | 5.252% |  | 4276.3154 | 9.197% | 40466.7773 | 87.03% | 33224.1289 | 71.46% | 13272.3633 | 2639.7698 | 5.677% | 43856.7224 | 4035.9751 | 8.68% | 42460.5171 | 35645.6797 | 76.66% | 10850.8125 | 24912.7793 | 53.58% | 21583.7129 | 6436.8452 | 13.84% | 40059.647
186 | Santa Clara | Greater_LA | {'Mandalay': 7.5, 'Moorpark': 16.2, 'Pardee': 35.7, 'Saugus': 35.8, 'Sylmar': 39.1} | 3553.2683 | 0 | 0% | 3553.2683 | 100% | [5 empty] | 5.6676 | 0.1595% | 3.8814 | 0.1092% |  | 309.0275 | 8.697% | 808.9712 | 22.77% | 1489.2238 | 41.91% | 2064.0446 | 1401.5884 | 39.45% | 2151.6799 | 2035.3738 | 57.28% | 1517.8945 | 2875.4341 | 80.92% | 677.8342 | 620.6719 | 17.47% | 2932.5964 | 1188.3367 | 33.44% | 2364.9316
187 | Davis | Solano | {'Woodland': 9.3, 'Vaca Dixon': 14.2, 'Putah Creek': 14.2, 'Peabody': 22.0, 'Grand Island': 23.0, 'Shilo III': 26.7, 'Birds Landing': 29.5, 'Pleasant Grove': 30.0, 'Rio Oso': 30.6, 'Gold Hill': 33.2, 'Tulucay': 35.5, 'Pittsburg': 36.2, 'Contra Costa': 37.8, 'Eight Mile': 38.8, 'Olivehurst': 39.2} | 284680.625 | 10917.1523 | 3.835% | 273763.4727 | 96.17% | [5 empty] | 56294.4688 | 19.77% | 163316.125 | 57.37% |  | 11532.1191 | 4.051% | 0 | 0% | 104889.3438 | 36.84% | 179791.2812 | 32032.9082 | 11.25% | 252647.7168 | 57082.8125 | 20.05% | 227597.8125 | 144109.6406 | 50.62% | 140570.9844 | 12469.6055 | 4.38% | 272211.0195 | 19455.0234 | 6.834% | 265225.6016
188 | Putah Creek | Solano | {'Vaca Dixon': 9.3, 'Davis': 14.2, 'Peabody': 16.4, 'Woodland': 16.7, 'Tulucay': 24.1, 'Shilo III': 25.7, 'Birds Landing': 28.9, 'Grand Island': 29.8, 'Carquinez': 32.9, 'Pittsburg': 34.0, 'Martinez': 35.7, 'Lakeville': 36.9, 'Contra Costa': 37.9, 'Penngrove': 39.8, 'Clayton': 40.0} | 286193.5312 | 12003.8789 | 4.194% | 274189.6523 | 95.81% | [5 empty] | 35734.8789 | 12.49% | 120673.6484 | 42.17% |  | 83798.4609 | 29.28% | 3026.5728 | 1.058% | 161119.5156 | 56.3% | 125074.0156 | 27788.9043 | 9.71% | 258404.627 | 43376.2109 | 15.16% | 242817.3203 | 181232.8125 | 63.33% | 104960.7188 | 73912 | 25.83% | 212281.5312 | 13697.1133 | 4.786% | 272496.418
189 | East Marysville | Northern_California | {'Olivehurst': 5.0, 'Pease': 5.4, 'Honcut': 11.0, 'Rio Oso': 16.6, 'Palermo': 20.2, 'Wyandotte': 22.7, 'Thermalito': 24.5, 'Higgins': 26.6, 'Pleasant Grove': 27.3, 'Table Mountain': 27.4, 'Brunswick': 28.6, 'Woodland': 35.2, 'Cortina': 35.7} | 341992.9062 | 231.6612 | 0.06774% | 341761.245 | 99.93% | [5 empty] | 94996.2891 | 27.78% | 149187.8438 | 43.62% |  | 2888.144 | 0.8445% | 0 | 0% | 186266.3281 | 54.46% | 155726.5781 | 43950.2344 | 12.85% | 298042.6719 | 124162.4219 | 36.31% | 217830.4844 | 256121.1094 | 74.89% | 85871.7969 | 15154.9102 | 4.431% | 326837.9961 | 37291.6992 | 10.9% | 304701.207
190 | Olivehurst | Northern_California | {'East Marysville': 5.0, 'Pease': 8.3, 'Rio Oso': 11.6, 'Honcut': 16.0, 'Pleasant Grove': 22.6, 'Higgins': 24.5, 'Palermo': 25.1, 'Wyandotte': 27.6, 'Brunswick': 28.9, 'Thermalito': 29.5, 'Woodland': 30.9, 'Table Mountain': 32.4, 'Cortina': 36.6, 'Gold Hill': 37.1, 'Davis': 39.2} | 324714.25 | 231.6612 | 0.07134% | 324482.5888 | 99.93% | [5 empty] | 77997.8125 | 24.02% | 158546.9062 | 48.83% |  | 1213.6309 | 0.3738% | 0 | 0% | 175156.8438 | 53.94% | 149557.4062 | 33520.1133 | 10.32% | 291194.1367 | 118336.5078 | 36.44% | 206377.7422 | 237884.5625 | 73.26% | 86829.6875 | 14135.5195 | 4.353% | 310578.7305 | 35346.1367 | 10.89% | 289368.1133
191 | Morro Bay | Kern_Greater_Carrizo | {'Diablo': 10.9, 'Mustang': 12.2, 'San Luis Obispo': 14.7, 'Templeton': 15.9, 'Oceano': 24.4, 'Mesa': 34.0, 'Cholame': 36.3} | 120150.4375 | 0 | 0% | 120150.4375 | 100% | [5 empty] | 7503.8877 | 6.245% | 1731.2029 | 1.441% |  | 41929.1016 | 34.9% | 47272.1602 | 39.34% | 42725.0195 | 35.56% | 77425.418 | 23839.5117 | 19.84% | 96310.9258 | 45803.4883 | 38.12% | 74346.9492 | 66998.1797 | 55.76% | 53152.2578 | 63952.6836 | 53.23% | 56197.7539 | 6283.0703 | 5.229% | 113867.3672
192 | Palomar | Greater_SD | {'Encina': 2.9, 'San Luis Rey': 6.7, 'Escondido': 9.9, 'Penasquitos': 14.6, 'Sycamore Canyon': 20.6, 'Kearny': 21.9, 'San Onofre': 23.0, 'Mission': 24.9, 'Old Town': 25.2, 'Talega': 28.1, 'Silvergate': 30.6, 'Capistrano': 34.6, 'Miguel': 35.4, 'Margarita': 35.4, 'Bay Boulevard': 37.2, 'Trabuco': 37.6} | 1160.4213 | 0 | 0% | 1160.4213 | 100% | [5 empty] | 110.8009 | 9.548% | 0 | 0% |  | 0 | 0% | 0 | 0% | 123.2469 | 10.62% | 1037.1743 | 985.3743 | 84.92% | 175.047 | 1048.6754 | 90.37% | 111.7458 | 1048.6754 | 90.37% | 111.7458 | 18.0543 | 1.556% | 1142.367 | 243.8098 | 21.01% | 916.6115
193 | Margarita | Greater_LA | {'Trabuco': 2.8, 'Capistrano': 3.4, 'Talega': 7.4, 'Viejo': 8.1, 'Santiago': 11.3, 'San Onofre': 13.1, 'Johanna': 17.2, 'Lee Lake (Proposed)': 17.2, 'Ellis': 20.4, 'Huntington Beach': 21.2, 'Serrano': 21.3, 'Villa Park': 21.8, 'Lewis': 23.7, 'Barre': 27.1, 'San Luis Rey': 28.8, 'Valley': 30.2, 'Alamitos': 30.9, 'Chino': 31.0, 'Mira Loma': 31.8, 'Olinda': 32.1, 'Encina': 33.1, 'Del Amo': 33.9, 'Palomar': 35.4, 'Walnut': 36.6, 'Rancho Vista': 37.5, 'Long Beach': 37.5, 'Etiwanda': 37.6, 'Center': 37.9, 'Harborgen': 38.0, 'Vista': 38.2, 'Lighthipe': 38.9, 'Hinson': 39.0, 'Padua': 39.3, 'Arcogen': 40.0} | 2724.8948 | 0 | 0% | 2724.8948 | 100% | [5 empty] | 0 | 0% | 0 | 0% |  | 54.0688 | 1.984% | 0 | 0% | 3.1489 | 0.1156% | 2721.7459 | 462.2631 | 16.96% | 2262.6317 | 2492.7087 | 91.48% | 232.186 | 2495.8577 | 91.59% | 229.0371 | 0.73626 | 0.02702% | 2724.1585 | 252.791 | 9.277% | 2472.1038
194 | Huntington Beach | Greater_LA | {'Ellis': 3.4, 'Johanna': 8.6, 'Alamitos': 10.8, 'Barre': 11.2, 'Lewis': 12.1, 'Santiago': 12.2, 'Villa Park': 14.3, 'Del Amo': 15.5, 'Long Beach': 16.5, 'Serrano': 16.6, 'Harborgen': 17.0, 'Hinson': 18.5, 'Trabuco': 18.5, 'Arcogen': 19.3, 'Viejo': 19.4, 'Lighthipe': 19.8, 'Capistrano': 20.2, 'Center': 20.8, 'Olinda': 20.9, 'Margarita': 21.2, 'Laguna Bell': 24.8, 'Walnut': 25.0, 'La Fresa': 25.6, 'Talega': 27.0, 'Redondo': 27.4, 'Mesa (SCE)': 28.0, 'El Nido': 28.5, 'Chino': 29.8, 'Chevmain': 30.2, 'San Onofre': 31.0, 'Lee Lake (Proposed)': 31.2, 'El Segundo': 31.4, 'Rio Hondo': 31.6, 'La Cienega': 33.6, 'Mira Loma': 34.5, 'Goodrich': 35.4, 'Padua': 38.0, 'Rancho Vista': 39.7} | 11115.9443 | 0 | 0% | 11115.9443 | 100% | [5 empty] | 0 | 0% | 0 | 0% |  | 14.8837 | 0.1339% | 0 | 0% | 3.1489 | 0.02833% | 11112.7954 | 1650.4795 | 14.85% | 9465.4648 | 8761.6621 | 78.82% | 2354.2822 | 8764.8105 | 78.85% | 2351.1338 | 0 | 0% | 11115.9443 | 371.2501 | 3.34% | 10744.6942
195 | Los Esteros | Peninsula_Monterey | {'Schulte Switching Station': 3.7, 'Newark': 5.9, 'Hicks': 13.5, 'East Shore': 17.0, 'Coyote': 17.5, 'Metcalf': 17.5, 'Cayetano': 23.2, 'Green Ridge Midway': 28.0, 'Tesla': 28.2, 'Delta Switching Yard': 30.9, 'Kelso': 31.3, 'Martin (San Francisco H)': 32.3, 'Clayton': 35.7, 'Brentwood': 36.7, 'Lone Tree': 37.1} | 34751.5156 | 0 | 0% | 34751.5156 | 100% | [5 empty] | 132.8904 | 0.3824% | 18.3489 | 0.0528% |  | 22060.791 | 63.48% | 10169.4609 | 29.26% | 28101.5703 | 80.86% | 6649.9453 | 7883.5137 | 22.69% | 26868.002 | 15456.0156 | 44.48% | 19295.5 | 32003.7031 | 92.09% | 2747.8125 | 25969.3828 | 74.73% | 8782.1328 | 2593.8418 | 7.464% | 32157.6738
196 | Birds Landing | Solano | {'Shilo III': 3.2, 'Pittsburg': 7.1, 'Contra Costa': 9.0, 'Lone Tree': 12.9, 'Peabody': 13.5, 'Clayton': 14.6, 'Grand Island': 15.0, 'Brentwood': 16.5, 'Martinez': 17.3, 'Vaca Dixon': 19.7, 'Carquinez': 22.9, 'Delta Switching Yard': 25.1, 'Eight Mile': 25.1, 'Tulucay': 25.3, 'Kelso': 25.8, 'Cayetano': 26.9, 'Stagg': 27.8, 'Putah Creek': 28.9, 'Davis': 29.5, 'Green Ridge Midway': 30.5, 'Tesla': 31.9, 'Weber': 35.1, 'Lockeford': 36.4, 'Vierra': 37.8, 'East Shore': 37.9, 'Woodland': 38.5, 'Ignacio': 38.8} | 255851.9062 | 5353.7065 | 2.093% | 250498.1997 | 97.91% | [5 empty] | 61385.9219 | 23.99% | 76552.4062 | 29.92% |  | 15813.9883 | 6.181% | 4158.8906 | 1.626% | 55644.6445 | 21.75% | 200207.2617 | 81671.7266 | 31.92% | 174180.1797 | 79736.0234 | 31.16% | 176115.8828 | 118130.2969 | 46.17% | 137721.6094 | 15489.8428 | 6.054% | 240362.0635 | 48588.1367 | 18.99% | 207263.7695
197 | Cayetano | Solano | {'Delta Switching Yard': 9.3, 'Kelso': 10.0, 'Green Ridge Midway': 10.1, 'Tesla': 11.4, 'Brentwood': 13.5, 'Lone Tree': 14.4, 'Clayton': 17.8, 'Contra Costa': 18.0, 'Newark': 20.2, 'East Shore': 20.5, 'Pittsburg': 21.7, 'Los Esteros': 23.2, 'Martinez': 26.8, 'Schulte Switching Station': 26.9, 'Birds Landing': 26.9, 'Vierra': 27.5, 'Stagg': 29.0, 'Shilo III': 30.1, 'Eight Mile': 30.9, 'Weber': 31.6, 'Westley': 32.8, 'Ripon': 34.2, 'Martin (San Francisco H)': 35.0, 'Grand Island': 35.4, 'Hicks': 35.6, 'Carquinez': 35.6, 'Metcalf': 35.6, 'Coyote': 35.7, 'Peabody': 39.3} | 149798.0625 | 0 | 0% | 149798.0625 | 100% | [5 empty] | 6912.688 | 4.615% | 34016.6055 | 22.71% |  | 34086.5352 | 22.75% | 12110.0215 | 8.084% | 99764.9922 | 66.6% | 50033.0703 | 71909.7422 | 48% | 77888.3203 | 81122.8516 | 54.15% | 68675.2109 | 116671.7031 | 77.89% | 33126.3594 | 52070.1328 | 34.76% | 97727.9297 | 8444.6191 | 5.637% | 141353.4434
198 | Silvergate | Greater_SD | {'Old Town': 5.7, 'Mission': 6.1, 'Bay Boulevard': 6.6, 'Miguel': 9.4, 'Kearny': 9.5, 'Otay Mesa': 15.9, 'Penasquitos': 16.0, 'Sycamore Canyon': 16.6, 'Suncrest': 28.0, 'Escondido': 29.7, 'Palomar': 30.6, 'Encina': 32.4, 'San Luis Rey': 37.3} | 6456.897 | 0 | 0% | 6456.897 | 100% | [5 empty] | 0 | 0% | 0 | 0% |  | 441.3843 | 6.836% | 0 | 0% | 278.4022 | 4.312% | 6178.4948 | 1645.8086 | 25.49% | 4811.0884 | 5192.106 | 80.41% | 1264.791 | 5210.4292 | 80.7% | 1246.4678 | 103.1082 | 1.597% | 6353.7888 | 237.1079 | 3.672% | 6219.789
199 | Richmond | Northern_California | {} | 297790.9375 | 7409.2798 | 2.488% | 290381.6577 | 97.51% | [5 empty] | 3891.1436 | 1.307% | 0 | 0% |  | 275985.625 | 92.68% | 0 | 0% | 92400.4766 | 31.03% | 205390.4609 | 35150.9648 | 11.8% | 262639.9727 | 45764.457 | 15.37% | 252026.4805 | 135634.7031 | 45.55% | 162156.2344 | 188267.7812 | 63.22% | 109523.1562 | 23213.3398 | 7.795% | 274577.5977
200 | Rancho Vista | Greater_Kramer | {'Etiwanda': 0.4, 'Mira Loma': 5.8, 'Padua': 6.4, 'Chino': 10.3, 'Vista': 12.8, 'San Bernardino': 17.0, 'Lugo': 21.4, 'Serrano': 23.1, 'Lee Lake (Proposed)': 23.8, 'Olinda': 24.3, 'Walnut': 24.5, 'Villa Park': 25.5, 'Rio Hondo': 25.6, 'El Casco': 27.6, 'Lewis': 28.4, 'Viejo': 29.7, 'Victor': 29.9, 'Johanna': 31.7, 'Goodrich': 32.0, 'Barre': 32.1, 'Santiago': 32.1, 'Valley': 32.4, 'Mesa (SCE)': 33.2, 'Roadway': 34.3, 'Center': 34.6, 'Laguna Bell': 36.0, 'Del Amo': 36.3, 'Ellis': 36.4, 'Trabuco': 37.1, 'Margarita': 37.5, 'Gould': 38.5, 'Alamitos': 39.4, 'Lighthipe': 39.5, 'Huntington Beach': 39.7} | 25078.0195 | 0 | 0% | 25078.0195 | 100% | [5 empty] | 32.1555 | 0.1282% | 1.7313 | 0.006904% |  | 4368.1685 | 17.42% | 20710.0195 | 82.58% | 16570.0566 | 66.07% | 8507.9629 | 17156.7441 | 68.41% | 7921.2754 | 16623.8418 | 66.29% | 8454.1777 | 24465.0371 | 97.56% | 612.9824 | 14121.6348 | 56.31% | 10956.3848 | 1392.7083 | 5.554% | 23685.3113
201 | Thermalito | Northern_California | {'Table Mountain': 2.9, 'Wyandotte': 5.1, 'Palermo': 7.4, 'Honcut': 13.5, 'Pease': 23.8, 'East Marysville': 24.5, 'Olivehurst': 29.5, 'Glenn': 32.7, 'Delevan': 35.5, 'Brunswick': 37.5} | 285247.875 | 7765.022 | 2.722% | 277482.853 | 97.28% | [5 empty] | 114617.6094 | 40.18% | 67713.7734 | 23.74% |  | 19543.7754 | 6.852% | 26264.6406 | 9.208% | 155238.75 | 54.42% | 130009.125 | 60425.6641 | 21.18% | 224822.2109 | 136088.6719 | 47.71% | 149159.2031 | 236068.6719 | 82.76% | 49179.2031 | 25186.5566 | 8.83% | 260061.3184 | 40577.7422 | 14.23% | 244670.1328
202 | Martinez | Solano | {'Carquinez': 8.9, 'Clayton': 9.4, 'Pittsburg': 12.0, 'Birds Landing': 17.3, 'Tulucay': 18.1, 'Shilo III': 18.1, 'Contra Costa': 18.2, 'Lone Tree': 20.0, 'Peabody': 20.3, 'Ignacio': 23.5, 'Brentwood': 24.9, 'Martin (San Francisco H)': 26.8, 'Cayetano': 26.8, 'East Shore': 26.9, 'Vaca Dixon': 28.7, 'Lakeville': 30.1, 'Delta Switching Yard': 30.8, 'Kelso': 31.8, 'Grand Island': 32.3, 'Green Ridge Midway': 35.1, 'Putah Creek': 35.7, 'Newark': 36.2, 'Tesla': 36.6, 'Penngrove': 37.1} | 113810.9922 | 1045.6541 | 0.9188% | 112765.3381 | 99.08% | [5 empty] | 15447.1611 | 13.57% | 3261.1375 | 2.865% |  | 25078.5664 | 22.04% | 4943.3862 | 4.344% | 31875.1309 | 28.01% | 81935.8613 | 44860.2383 | 39.42% | 68950.7539 | 51661.3398 | 45.39% | 62149.6523 | 75517.0234 | 66.35% | 38293.9688 | 20595.8223 | 18.1% | 93215.1699 | 22670.0156 | 19.92% | 91140.9766
203 | Lone Tree | Solano | {'Contra Costa': 3.9, 'Brentwood': 4.9, 'Pittsburg': 9.7, 'Clayton': 11.4, 'Delta Switching Yard': 12.6, 'Birds Landing': 12.9, 'Kelso': 13.4, 'Cayetano': 14.4, 'Shilo III': 16.1, 'Green Ridge Midway': 17.9, 'Tesla': 19.3, 'Martinez': 20.0, 'Grand Island': 21.8, 'Eight Mile': 22.3, 'Stagg': 22.6, 'Peabody': 26.1, 'Weber': 28.4, 'Carquinez': 28.4, 'Vierra': 28.4, 'East Shore': 29.5, 'Vaca Dixon': 32.6, 'Newark': 33.2, 'Tulucay': 34.6, 'Lockeford': 34.7, 'Ripon': 36.0, 'Los Esteros': 37.1, 'Martin (San Francisco H)': 39.2, 'Westley': 39.5} | 249943.3594 | 4039.9795 | 1.616% | 245903.3799 | 98.38% | [5 empty] | 41508.6602 | 16.61% | 89437.7734 | 35.78% |  | 20305.9863 | 8.124% | 7383.3608 | 2.954% | 80438.6172 | 32.18% | 169504.7422 | 89836.0781 | 35.94% | 160107.2812 | 92416.9062 | 36.98% | 157526.4531 | 131797.4375 | 52.73% | 118145.9219 | 12519.9219 | 5.009% | 237423.4375 | 33894.2812 | 13.56% | 216049.0781
204 | Delta PP | Solano | {'Kelso': 1.0, 'Green Ridge Midway': 5.4, 'Tesla': 6.8, 'Brentwood': 8.7, 'Cayetano': 9.3, 'Lone Tree': 12.6, 'Contra Costa': 16.3, 'Vierra': 18.9, 'Stagg': 19.9, 'Clayton': 21.4, 'Pittsburg': 22.2, 'Eight Mile': 22.3, 'Weber': 22.4, 'Birds Landing': 25.1, 'Ripon': 26.1, 'Westley': 27.4, 'Shilo III': 28.3, 'Newark': 28.8, 'East Shore': 29.7, 'Grand Island': 29.8, 'Martinez': 30.8, 'Los Esteros': 30.9, 'Lockeford': 33.3, 'Schulte Switching Station': 34.5, 'Bellota': 36.3, 'Peabody': 38.5, 'Riverbank': 39.0, 'Carquinez': 39.7} | 233467.9844 | 0 | 0% | 233467.9844 | 100% | [5 empty] | 13950.917 | 5.976% | 94957.0859 | 40.67% |  | 28745.6641 | 12.31% | 7064.8687 | 3.026% | 117638.3438 | 50.39% | 115829.6406 | 90057.8125 | 38.57% | 143410.1719 | 94616.4062 | 40.53% | 138851.5781 | 145463.6719 | 62.31% | 88004.3125 | 47240.7188 | 20.23% | 186227.2656 | 17447.9082 | 7.473% | 216020.0762
205 | Green Ridge Midway | Solano | {'Tesla': 1.6, 'Kelso': 5.0, 'Delta Switching Yard': 5.4, 'Cayetano': 10.1, 'Brentwood': 14.2, 'Vierra': 17.8, 'Lone Tree': 17.9, 'Contra Costa': 21.7, 'Stagg': 22.5, 'Weber': 23.2, 'Westley': 23.2, 'Ripon': 24.2, 'Clayton': 25.7, 'Eight Mile': 25.7, 'Newark': 26.8, 'Pittsburg': 27.3, 'Los Esteros': 28.0, 'East Shore': 29.8, 'Birds Landing': 30.5, 'Schulte Switching Station': 31.4, 'Shilo III': 33.7, 'Grand Island': 34.9, 'Martinez': 35.1, 'Lockeford': 35.7, 'Metcalf': 35.7, 'Coyote': 36.0, 'Bellota': 37.1, 'Riverbank': 37.3, 'Hicks': 38.1} | 250190.4375 | 0 | 0% | 250190.4375 | 100% | [5 empty] | 12145.4922 | 4.854% | 95731.7656 | 38.26% |  | 41039.7734 | 16.4% | 7123.4858 | 2.847% | 141850.3281 | 56.7% | 108340.1094 | 83346.6328 | 33.31% | 166843.8047 | 90777.9609 | 36.28% | 159412.4766 | 157632.4844 | 63% | 92557.9531 | 73286.0703 | 29.29% | 176904.3672 | 13307.5605 | 5.319% | 236882.877
206 | Inyo | Greater_Kramer (Exclude) | {'Control': 2.2} | 43778.4727 | 0 | 0% | 43778.4727 | 100% | [5 empty] | 147.9028 | 0.3378% | 0 | 0% |  | 21446.3457 | 48.99% | 0 | 0% | 0 | 0% | 43778.4727 | 8646.1035 | 19.75% | 35132.3691 | 7427.6494 | 16.97% | 36350.8232 | 11676.8193 | 26.67% | 32101.6533 | 33690.9492 | 76.96% | 10087.5234 | 2806.6108 | 6.411% | 40971.8618
207 | Control | Greater_Kramer (Exclude) | {'Inyo': 2.2} | 44477.793 | 0 | 0% | 44477.793 | 100% | [5 empty] | 147.9028 | 0.3325% | 0 | 0% |  | 22921.8516 | 51.54% | 0 | 0% | 0 | 0% | 44477.793 | 8138.8569 | 18.3% | 36338.936 | 7427.6494 | 16.7% | 37050.1436 | 11169.5723 | 25.11% | 33308.2207 | 33492.7891 | 75.3% | 10985.0039 | 2806.655 | 6.31% | 41671.1379
208 | Big Creek | Central_Valley_North_Los_Banos | {'Sanger': 39.9} | 0 | 0 | 0% | 0 | 0% | [5 empty] | 0 | 0% | 0 | 0% |  | 0 | 0% | 0 | 0% | 0 | 0% | 0 | 0 | 0% | 0 | 0 | 0% | 0 | 0 | 0% | 0 | 0 | 0% | 0 | 0 | 0% | 0
209 | Moss Landing | Peninsula_Monterey | {'Coyote': 28.7, 'Metcalf': 28.9, 'Hicks': 30.3} | 21052.8867 | 0 | 0% | 21052.8867 | 100% | [5 empty] | 737.6075 | 3.504% | 10299.6201 | 48.92% |  | 491.9972 | 2.337% | 586.9359 | 2.788% | 1032.5078 | 4.904% | 20020.3789 | 7022.6655 | 33.36% | 14030.2212 | 9716.9619 | 46.16% | 11335.9248 | 10300.9512 | 48.93% | 10751.9355 | 683.0144 | 3.244% | 20369.8723 | 1638.0134 | 7.78% | 19414.8733
210 | Cal Ave | Central_Valley_North_Los_Banos | {'Malaga': 2.8, 'West Fresno': 3.0, 'Kearney': 6.6, 'Sanger': 8.5, 'McCall': 10.2, 'Gregg': 12.5, 'Mc Mullin': 15.2, 'Borden': 18.6, 'Wahtoke': 18.7, 'Kingsburg': 18.9, 'Reedley': 22.9, 'Helm': 24.5, 'Schindler': 30.2, 'GWF Hanford Sw Sta': 31.7, 'Newhall': 32.8, 'Leprino Jct': 33.4, 'Henrietta': 33.9, 'Tranquility': 36.7, 'Cantua': 37.8, 'Dairyland': 38.3, 'Mendota': 38.5} | 262570.0938 | 56164.9805 | 21.39% | 206405.1133 | 78.61% | [5 empty] | 87657.4766 | 33.38% | 156123.9844 | 59.46% |  | 0 | 0% | 0 | 0% | 10347.0264 | 3.941% | 252223.0674 | 25144.9688 | 9.576% | 237425.125 | 25144.9688 | 9.576% | 237425.125 | 35254.1836 | 13.43% | 227315.9102 | 4314.459 | 1.643% | 258255.6348 | 8324.4854 | 3.17% | 254245.6084
211 | Poso Mountain | Central_Valley_North_Los_Banos | {'Sycamore': 7.6, 'Kern Oil': 8.9, 'California Water': 10.0, 'Columbus': 11.1, 'Lerdo': 11.7, 'Bakersfield': 12.2, '7th Standard': 12.8, 'Westpark': 13.6, 'Magunden': 13.8, 'Rosedale': 14.3, 'Kern Power': 14.7, 'Renfro': 16.6, 'Stockdale': 17.8, 'Lamont': 18.9, 'Rio Bravo': 18.9, 'Regulus': 18.9, 'Tevis': 19.2, 'Shafter': 20.5, 'Vestal': 20.8, 'Charca': 21.0, 'Grimway': 22.2, 'Tupman': 22.6, 'Semitropic': 27.1, 'Norco': 27.3, 'Midway': 29.9, 'Smyrna': 30.0, 'Wheeler Ridge': 32.5, 'Elk Hills': 33.0, 'Goose Lake': 35.1, 'Olive': 36.0, 'Springville': 37.9, 'Alpaugh': 39.5} | 3234.4746 | 0 | 0% | 3234.4746 | 100% | [5 empty] | 0 | 0% | 0 | 0% |  | 3234.4746 | 100% | 0 | 0% | 714.9423 | 22.1% | 2519.5323 | 1.4039 | 0.0434% | 3233.0707 | 1343.5078 | 41.54% | 1890.9668 | 1465.2711 | 45.3% | 1769.2035 | 2328.2126 | 71.98% | 906.262 | 55.8693 | 1.727% | 3178.6053
212 | Walnut | Greater_LA | {'Olinda': 4.6, 'Rio Hondo': 6.9, 'Mesa (SCE)': 9.4, 'Center': 10.5, 'Laguna Bell': 11.6, 'Goodrich': 12.6, 'Del Amo': 13.9, 'Barre': 13.9, 'Lewis': 14.0, 'Villa Park': 14.9, 'Serrano': 15.4, 'Lighthipe': 15.6, 'Chino': 15.6, 'Alamitos': 18.8, 'Padua': 19.4, 'Gould': 20.0, 'Hinson': 20.4, 'Johanna': 21.1, 'Arcogen': 21.4, 'Mira Loma': 22.1, 'Ellis': 22.3, 'Harborgen': 22.5, 'Long Beach': 23.0, 'La Fresa': 24.0, 'Rancho Vista': 24.5, 'La Cienega': 24.6, 'Etiwanda': 24.9, 'Huntington Beach': 25.0, 'El Nido': 25.5, 'Santiago': 25.9, 'Chevmain': 27.0, 'Redondo': 27.5, 'El Segundo': 28.0, 'Viejo': 29.4, 'Lee Lake (Proposed)': 33.8, 'Vincent': 34.3, 'Trabuco': 34.6, 'Vista': 36.3, 'Margarita': 36.6, 'Sylmar': 37.6, 'Capistrano': 37.9} | 505.9072 | 0 | 0% | 505.9072 | 100% | [5 empty] | 0 | 0% | 0 | 0% |  | 0 | 0% | 446.0012 | 88.16% | 301.9824 | 59.69% | 203.9248 | 194.4831 | 38.44% | 311.4241 | 203.9248 | 40.31% | 301.9824 | 505.9072 | 100% | 0 | 227.1328 | 44.9% | 278.7744 | 10.7832 | 2.131% | 495.124
213 | Chevmain | Greater_LA | {'El Segundo': 1.2, 'El Nido': 1.8, 'Redondo': 3.8, 'La Fresa': 4.6, 'La Cienega': 6.9, 'Arcogen': 10.9, 'Hinson': 11.9, 'Harborgen': 13.2, 'Lighthipe': 13.2, 'Long Beach': 13.9, 'Laguna Bell': 15.5, 'Center': 17.2, 'Del Amo': 18.0, 'Mesa (SCE)': 19.2, 'Alamitos': 19.9, 'Goodrich': 24.9, 'Barre': 25.1, 'Gould': 25.2, 'Walnut': 27.0, 'Olinda': 27.8, 'Rio Hondo': 28.0, 'Sylmar': 28.3, 'Lewis': 29.7, 'Huntington Beach': 30.2, 'Ellis': 30.4, 'Villa Park': 33.2, 'Johanna': 34.2, 'Serrano': 35.6, 'Saugus': 37.2, 'Pardee': 38.4, 'Moorpark': 38.8} | 5504.3022 | 0 | 0% | 5504.3022 | 100% | [5 empty] | 0 | 0% | 0 | 0% |  | 195.0095 | 3.543% | 59.7233 | 1.085% | 59.5315 | 1.082% | 5444.7707 | 176.321 | 3.203% | 5327.9813 | 3019.3875 | 54.86% | 2484.9148 | 3078.9189 | 55.94% | 2425.3833 | 0 | 0% | 5504.3022 | 12.8296 | 0.2331% | 5491.4726
214 | Long Beach | Greater_LA | {'Harborgen': 0.9, 'Arcogen': 3.7, 'Hinson': 3.7, 'Alamitos': 7.3, 'Lighthipe': 8.4, 'Del Amo': 9.3, 'La Fresa': 9.5, 'Redondo': 11.0, 'El Nido': 12.4, 'Center': 13.2, 'Chevmain': 13.9, 'Barre': 14.3, 'El Segundo': 15.0, 'Laguna Bell': 15.2, 'Huntington Beach': 16.5, 'Ellis': 17.2, 'La Cienega': 18.4, 'Lewis': 19.0, 'Mesa (SCE)': 19.8, 'Olinda': 21.4, 'Johanna': 21.8, 'Villa Park': 22.8, 'Walnut': 23.0, 'Serrano': 25.4, 'Santiago': 27.2, 'Rio Hondo': 27.3, 'Goodrich': 27.7, 'Gould': 31.5, 'Viejo': 34.3, 'Trabuco': 34.7, 'Chino': 35.3, 'Capistrano': 36.7, 'Margarita': 37.5} | 10242.1963 | 0 | 0% | 10242.1963 | 100% | [5 empty] | 0 | 0% | 0 | 0% |  | 136.4639 | 1.332% | 0 | 0% | 10.7529 | 0.105% | 10231.4434 | 1553.6212 | 15.17% | 8688.5751 | 7788.5947 | 76.04% | 2453.6016 | 7799.3477 | 76.15% | 2442.8486 | 0 | 0% | 10242.1963 | 350.8864 | 3.426% | 9891.3099
215 | Pit 1 | Northern_California | {'Cove Rd': 23.9, 'Round Mountain': 26.2} | 209022.9688 | 0 | 0% | 209022.9688 | 100% | [5 empty] | 876.9169 | 0.4195% | 235.1703 | 0.1125% |  | 204569.2344 | 97.87% | 0 | 0% | 84613.1016 | 40.48% | 124409.8672 | 20851.2891 | 9.976% | 188171.6797 | 11676.1211 | 5.586% | 197346.8477 | 97844.3984 | 46.81% | 111178.5703 | 147490.3438 | 70.56% | 61532.625 | 7646.6343 | 3.658% | 201376.3345
216 | Cove Rd | Northern_California | {'Round Mountain': 4.9, 'Pit 1': 23.9, 'Jessup': 35.5, 'Cottonwood': 37.5} | 271971.2812 | 3962.6135 | 1.457% | 268008.6677 | 98.54% | [5 empty] | 562.7067 | 0.2069% | 84.4565 | 0.03105% |  | 262784.9688 | 96.62% | 7407.3462 | 2.724% | 114319.9766 | 42.03% | 157651.3047 | 58755.957 | 21.6% | 213215.3242 | 65511.8867 | 24.09% | 206459.3945 | 153476.9062 | 56.43% | 118494.375 | 195405.0938 | 71.85% | 76566.1875 | 11556.627 | 4.249% | 260414.6543
217 | Drum | Northern_California | {'Brunswick': 14.5, 'Summit': 21.2, 'Higgins': 22.8, 'Placerville': 36.3} | 98731.4688 | 0 | 0% | 98731.4688 | 100% | [5 empty] | 6.2271 | 0.006307% | 0 | 0% |  | 47896.1523 | 48.51% | 15526.1201 | 15.73% | 11619.1963 | 11.77% | 87112.2725 | 9230.291 | 9.349% | 89501.1777 | 12820.1055 | 12.98% | 85911.3633 | 29489.6016 | 29.87% | 69241.8672 | 65155.4492 | 65.99% | 33576.0195 | 4726.8892 | 4.788% | 94004.5796
218 | Vierra | Solano | {'Ripon': 7.6, 'Weber': 8.6, 'Stagg': 14.0, 'Westley': 15.5, 'Tesla': 17.0, 'Green Ridge Midway': 17.8, 'Kelso': 18.0, 'Delta Switching Yard': 18.9, 'Eight Mile': 18.9, 'Riverbank': 20.1, 'Bellota': 20.7, 'Lockeford': 22.9, 'Brentwood': 23.5, 'Warnerville': 26.1, 'Cayetano': 27.5, 'Lone Tree': 28.4, 'Contra Costa': 31.1, 'Camanche': 31.8, 'Grand Island': 34.6, 'Pittsburg': 37.8, 'Birds Landing': 37.8, 'Clayton': 39.3} | 280836.375 | 0 | 0% | 280836.375 | 100% | [5 empty] | 50313.5977 | 17.92% | 155953.7656 | 55.53% |  | 0 | 0% | 0 | 0% | 134807.6562 | 48% | 146028.7188 | 42895.4297 | 15.27% | 237940.9453 | 44756.793 | 15.94% | 236079.582 | 141572.0938 | 50.41% | 139264.2812 | 28453.877 | 10.13% | 252382.498 | 10081.3477 | 3.59% | 270755.0273
219 | Coyote | Peninsula_Monterey | {'Metcalf': 0.3, 'Hicks': 8.5, 'Schulte Switching Station': 15.7, 'Los Esteros': 17.5, 'Newark': 23.4, 'Moss Landing': 28.7, 'East Shore': 34.5, 'Tesla': 35.4, 'Cayetano': 35.7, 'Green Ridge Midway': 36.0, 'Quinto': 38.0, 'Westley': 38.7} | 36760.9141 | 0 | 0% | 36760.9141 | 100% | [5 empty] | 80.7282 | 0.2196% | 9.4994 | 0.02584% |  | 28510.332 | 77.56% | 7896.0723 | 21.48% | 30472.252 | 82.89% | 6288.6621 | 9203.2881 | 25.04% | 27557.626 | 15478.5713 | 42.11% | 21282.3428 | 34968.2773 | 95.12% | 1792.6367 | 30975.2441 | 84.26% | 5785.6699 | 736.5541 | 2.004% | 36024.36
220 | Metcalf | Peninsula_Monterey | {'Coyote': 0.3, 'Hicks': 8.8, 'Schulte Switching Station': 15.7, 'Los Esteros': 17.5, 'Newark': 23.3, 'Moss Landing': 28.9, 'East Shore': 34.5, 'Tesla': 35.1, 'Cayetano': 35.6, 'Green Ridge Midway': 35.7, 'Quinto': 37.8, 'Westley': 38.3} | 37819.8242 | 0 | 0% | 37819.8242 | 100% | [5 empty] | 80.7282 | 0.2135% | 9.4994 | 0.02512% |  | 29626.7715 | 78.34% | 7778.7388 | 20.57% | 31516.5898 | 83.33% | 6303.2344 | 9651.2354 | 25.52% | 28168.5889 | 15881.9229 | 41.99% | 21937.9014 | 35903.875 | 94.93% | 1915.9492 | 32123.8652 | 84.94% | 5695.959 | 740.8344 | 1.959% | 37078.9898
221 | Diablo | Kern_Greater_Carrizo | {'Morro Bay': 10.9, 'San Luis Obispo': 12.4, 'Mustang': 12.9, 'Oceano': 17.0, 'Templeton': 25.2, 'Mesa': 26.5, 'Sisquoc': 37.4} | 54487.9688 | 0 | 0% | 54487.9688 | 100% | [5 empty] | 396.6566 | 0.728% | 321.0469 | 0.5892% |  | 12781.4414 | 23.46% | 33442.9062 | 61.38% | 28865.6426 | 52.98% | 25622.3262 | 10762.0254 | 19.75% | 43725.9434 | 25334.7656 | 46.5% | 29153.2031 | 39327.0117 | 72.18% | 15160.957 | 34933.8555 | 64.11% | 19554.1133 | 4611.4531 | 8.463% | 49876.5156
222 | Coolwater | Greater_Kramer | {'Tortilla': 10.0, 'Calcite': 23.9, 'Pisgah': 27.3, 'Roadway': 37.5, 'Victor': 39.2} | 114186.1875 | 23594.7969 | 20.66% | 90591.3906 | 79.34% | [5 empty] | 1098.1621 | 0.9617% | 2685.4028 | 2.352% |  | 0 | 0% | 0 | 0% | 50320.3281 | 44.07% | 63865.8594 | 22584.3926 | 19.78% | 91601.7949 | 15227.2441 | 13.34% | 98958.9434 | 56838.9844 | 49.78% | 57347.2031 | 50171.457 | 43.94% | 64014.7305 | 2478.469 | 2.171% | 111707.7185
223 | San Onofre | Greater_SD | {'Talega': 5.8, 'Capistrano': 11.8, 'Margarita': 13.1, 'Trabuco': 15.0, 'San Luis Rey': 16.8, 'Encina': 20.4, 'Viejo': 21.1, 'Palomar': 23.0, 'Santiago': 23.8, 'Lee Lake (Proposed)': 26.9, 'Johanna': 29.3, 'Escondido': 30.4, 'Huntington Beach': 31.0, 'Ellis': 31.3, 'Valley': 34.3, 'Serrano': 34.4, 'Villa Park': 34.7, 'Lewis': 36.2, 'Penasquitos': 36.6, 'Barre': 39.0} | 1831.3043 | 0 | 0% | 1831.3043 | 100% | [5 empty] | 110.8009 | 6.05% | 0 | 0% |  | 54.0688 | 2.952% | 0 | 0% | 101.4819 | 5.542% | 1729.8224 | 1147.2451 | 62.65% | 684.0592 | 1649.9164 | 90.1% | 181.3879 | 1649.9164 | 90.1% | 181.3879 | 18.0543 | 0.9859% | 1813.2501 | 226.6097 | 12.37% | 1604.6946
224 | Woodland | Solano | {'Davis': 9.3, 'Putah Creek': 16.7, 'Vaca Dixon': 21.0, 'Rio Oso': 23.7, 'Pleasant Grove': 26.4, 'Peabody': 29.5, 'Olivehurst': 30.9, 'Grand Island': 32.2, 'Gold Hill': 33.7, 'Pease': 34.4, 'East Marysville': 35.2, 'Shilo III': 35.5, 'Birds Landing': 38.5, 'Cortina': 39.4} | 350858.875 | 10957.4922 | 3.123% | 339901.3828 | 96.88% | [5 empty] | 61285.5508 | 17.47% | 203890.2344 | 58.11% |  | 17368.4453 | 4.95% | 0 | 0% | 196178.1406 | 55.91% | 154680.7344 | 26695.9473 | 7.609% | 324162.9277 | 120038.4219 | 34.21% | 230820.4531 | 241182.2656 | 68.74% | 109676.6094 | 21554.3516 | 6.143% | 329304.5234 | 15222.5098 | 4.339% | 335636.3652
225 | Donnells PP | El_Dorado_Mariposa | {'Curtis': 24.4, 'Peoria': 34.6, 'UltraPower Chinese Station': 35.3} | 84618.8594 | 2396.0229 | 2.832% | 82222.8364 | 97.17% | [5 empty] | 0 | 0% | 0 | 0% |  | 43130.3359 | 50.97% | 837.6949 | 0.99% | 5505.0835 | 6.506% | 79113.7759 | 4485.0815 | 5.3% | 80133.7778 | 7237.3774 | 8.553% | 77381.4819 | 15538.667 | 18.36% | 69080.1924 | 46011.3711 | 54.37% | 38607.4883 | 3030.7693 | 3.582% | 81588.0901
226 | Mandalay | Greater_LA | {'Santa Clara': 7.5, 'Moorpark': 20.4} | 2655.2739 | 0 | 0% | 2655.2739 | 100% | [5 empty] | 5.6676 | 0.2134% | 3.8814 | 0.1462% |  | 152.7767 | 5.754% | 23.159 | 0.8722% | 671.8058 | 25.3% | 1983.4681 | 1401.5884 | 52.79% | 1253.6855 | 2035.4801 | 76.66% | 619.7938 | 2058.1226 | 77.51% | 597.1514 | 18.2588 | 0.6876% | 2637.0151 | 1147.9722 | 43.23% | 1507.3018
227 | North Gila | Arizona | {} | 68358.0547 | 4539.6616 | 6.641% | 63818.3931 | 93.36% | [5 empty] | 2648.1433 | 3.874% | 9247.6035 | 13.53% |  | 0 | 0% | 0 | 0% | 355.4438 | 0.52% | 68002.6109 | 32992.6641 | 48.26% | 35365.3906 | 27730.1445 | 40.57% | 40627.9102 | 33049.9883 | 48.35% | 35308.0664 | 37420.7305 | 54.74% | 30937.3242 | 1747.4341 | 2.556% | 66610.6206
228 | Eight Mile | Solano | {'Stagg': 4.8, 'Weber': 12.2, 'Lockeford': 12.5, 'Grand Island': 16.6, 'Vierra': 18.9, 'Brentwood': 19.0, 'Bellota': 20.0, 'Kelso': 21.9, 'Camanche': 22.0, 'Lone Tree': 22.3, 'Delta Switching Yard': 22.3, 'Contra Costa': 22.5, 'Ripon': 24.4, 'Birds Landing': 25.1, 'Green Ridge Midway': 25.7, 'Tesla': 26.0, 'Shilo III': 26.7, 'Pittsburg': 28.4, 'Cayetano': 30.9, 'Riverbank': 32.5, 'Clayton': 33.2, 'Westley': 34.4, 'Peabody': 35.9, 'Vaca Dixon': 37.8, 'Warnerville': 38.2, 'Davis': 38.8} | 241068.7969 | 3547.0317 | 1.471% | 237521.7651 | 98.53% | [5 empty] | 42762.9023 | 17.74% | 163262.9688 | 67.72% |  | 0 | 0% | 0 | 0% | 34120.3359 | 14.15% | 206948.4609 | 45199.543 | 18.75% | 195869.2539 | 45722.0586 | 18.97% | 195346.7383 | 71281.7031 | 29.57% | 169787.0938 | 0 | 0% | 241068.7969 | 18075.666 | 7.498% | 222993.1309
229 | Kern Power | Central_Valley_North_Los_Banos | {'Rosedale': 1.1, 'Westpark': 3.2, 'Renfro': 3.8, 'Tevis': 4.5, '7th Standard': 4.5, 'Stockdale': 4.7, 'Bakersfield': 5.3, 'Kern Oil': 6.0, 'Sycamore': 7.8, 'Lerdo': 8.9, 'Columbus': 9.0, 'Tupman': 9.9, 'Magunden': 10.0, 'Rio Bravo': 10.2, 'California Water': 11.5, 'Norco': 13.6, 'Regulus': 14.4, 'Lamont': 14.5, 'Poso Mountain': 14.7, 'Shafter': 15.5, 'Grimway': 16.2, 'Elk Hills': 19.0, 'Midway': 20.1, 'Charca': 20.3, 'Wheeler Ridge': 21.2, 'Semitropic': 24.5, 'Taft': 27.5, 'Smyrna': 30.8, 'Goose Lake': 31.2, 'Vestal': 31.9, 'Temblor': 33.8, 'Pastoria': 33.9, 'Kernridge': 36.5} | 0 | 0 | 0% | 0 | 0% | [5 empty] | 0 | 0% | 0 | 0% |  | 0 | 0% | 0 | 0% | 0 | 0% | 0 | 0 | 0% | 0 | 0 | 0% | 0 | 0 | 0% | 0 | 0 | 0% | 0 | 0 | 0% | 0
230 | Renfro | Central_Valley_North_Los_Banos | {'Kern Power': 3.8, '7th Standard': 4.0, 'Rosedale': 4.9, 'Tevis': 5.1, 'Tupman': 6.4, 'Rio Bravo': 6.6, 'Westpark': 7.0, 'Stockdale': 7.3, 'Lerdo': 7.8, 'Kern Oil': 8.9, 'Bakersfield': 9.0, 'Norco': 10.8, 'Sycamore': 10.8, 'Shafter': 12.3, 'Columbus': 12.7, 'Magunden': 13.8, 'California Water': 15.0, 'Midway': 16.3, 'Elk Hills': 16.4, 'Poso Mountain': 16.6, 'Charca': 17.7, 'Regulus': 18.1, 'Lamont': 18.2, 'Grimway': 19.7, 'Semitropic': 21.3, 'Wheeler Ridge': 23.2, 'Taft': 25.0, 'Goose Lake': 27.7, 'Smyrna': 28.1, 'Temblor': 30.0, 'Vestal': 31.7, 'Kernridge': 32.7, 'Pastoria': 36.1, 'Olive': 38.6} | 0 | 0 | 0% | 0 | 0% | [5 empty] | 0 | 0% | 0 | 0% |  | 0 | 0% | 0 | 0% | 0 | 0% | 0 | 0 | 0% | 0 | 0 | 0% | 0 | 0 | 0% | 0 | 0 | 0% | 0 | 0 | 0% | 0
231 | Highwind | Tehachapi | {'Windhub': 7.1, 'Whirlwind': 16.9, 'Pastoria': 28.7, 'Antelope': 28.8, 'Grimway': 29.1, 'Lamont': 30.5, 'Regulus': 30.6, 'Bailey': 31.7, 'Wheeler Ridge': 33.9, 'Magunden': 35.6, 'California Water': 37.0, 'Columbus': 37.9} | 248605.6094 | 24488.2461 | 9.85% | 224117.3633 | 90.15% | [5 empty] | 103.6413 | 0.04169% | 1255.9398 | 0.5052% |  | 125581.7969 | 50.51% | 17400.9824 | 6.999% | 102669.7812 | 41.3% | 145935.8281 | 48790.5664 | 19.63% | 199815.043 | 72246.2969 | 29.06% | 176359.3125 | 153525.9219 | 61.75% | 95079.6875 | 104147.7656 | 41.89% | 144457.8438 | 2462.5566 | 0.9905% | 246143.0527
232 | Sylmar | Tehachapi | {'Saugus': 9.1, 'Pardee': 10.4, 'Gould': 18.8, 'La Cienega': 22.1, 'Moorpark': 23.1, 'Vincent': 25.1, 'Goodrich': 25.9, 'El Segundo': 27.7, 'Chevmain': 28.3, 'Antelope': 28.7, 'Mesa (SCE)': 29.0, 'El Nido': 29.2, 'Laguna Bell': 30.4, 'La Fresa': 31.5, 'Redondo': 32.2, 'Rio Hondo': 32.8, 'Center': 34.4, 'Lighthipe': 34.7, 'Bailey': 36.1, 'Arcogen': 36.7, 'Hinson': 37.1, 'Walnut': 37.6, 'Whirlwind': 38.4, 'Del Amo': 39.1, 'Santa Clara': 39.1, 'Harborgen': 39.5} | 78088.8047 | 0.13898 | 0.000178% | 78088.6657 | 100% | [5 empty] | 476.4147 | 0.6101% | 2492.5054 | 3.192% |  | 3930.9861 | 5.034% | 74098.5859 | 94.89% | 48133.043 | 61.64% | 29955.7617 | 329.0074 | 0.4213% | 77759.7973 | 5344.7354 | 6.844% | 72744.0693 | 50272.4102 | 64.38% | 27816.3945 | 46035.3984 | 58.95% | 32053.4062 | 8839.0635 | 11.32% | 69249.7412
233 | Westley | Central_Valley_North_Los_Banos | {'Ripon': 12.6, 'Vierra': 15.5, 'Riverbank': 20.9, 'Tesla': 21.7, 'Green Ridge Midway': 23.2, 'Weber': 23.6, 'Warnerville': 24.8, 'Kelso': 26.4, 'Delta Switching Yard': 27.4, 'Stagg': 29.6, 'Bellota': 31.9, 'Quinto': 32.6, 'Cayetano': 32.8, 'Eight Mile': 34.4, 'Brentwood': 34.8, 'Lockeford': 37.3, 'Los Banos': 37.7, 'Metcalf': 38.3, 'Coyote': 38.7, 'Lone Tree': 39.5} | 248469.0625 | 0 | 0% | 248469.0625 | 100% | [5 empty] | 28890.0898 | 11.63% | 116174.9766 | 46.76% |  | 23405.9258 | 9.42% | 0 | 0% | 144935.4375 | 58.33% | 103533.625 | 39777.293 | 16.01% | 208691.7695 | 51970.3594 | 20.92% | 196498.7031 | 148740.7812 | 59.86% | 99728.2812 | 78750.8281 | 31.69% | 169718.2344 | 7292.584 | 2.935% | 241176.4785
234 | GWF Hanford | Central_Valley_North_Los_Banos | {'Leprino Jct': 10.6, 'Corcoran': 12.2, 'Henrietta': 14.4, 'Kingsburg': 15.5, 'Rector': 22.6, 'McCall': 23.6, 'Alpaugh': 23.7, 'Wahtoke': 26.2, 'Reedley': 27.6, 'Olive': 28.0, 'Gates': 28.1, 'Schindler': 28.9, 'Mc Mullin': 29.3, 'Malaga': 29.6, 'Sanger': 30.3, 'Cal Ave': 31.7, 'West Fresno': 32.4, 'Kearney': 32.8, 'Avenal': 33.1, 'Helm': 36.9, 'Arco': 37.2, 'Smyrna': 39.6} | 124394.75 | 0 | 0% | 124394.75 | 100% | [5 empty] | 60761 | 48.85% | 48698.4375 | 39.15% |  | 0 | 0% | 0 | 0% | 4775.8203 | 3.839% | 119618.9297 | 758.5737 | 0.6098% | 123636.1763 | 851.0107 | 0.6841% | 123543.7393 | 4775.8203 | 3.839% | 119618.9297 | 0 | 0% | 124394.75 | 3823.9124 | 3.074% | 120570.8376
235 | Tevis | Central_Valley_North_Los_Banos | {'Stockdale': 3.5, 'Kern Power': 4.5, 'Rosedale': 4.9, 'Renfro': 5.1, 'Westpark': 6.3, 'Tupman': 8.3, '7th Standard': 8.3, 'Bakersfield': 8.4, 'Kern Oil': 10.3, 'Norco': 10.4, 'Rio Bravo': 11.3, 'Columbus': 12.0, 'Magunden': 12.0, 'Sycamore': 12.0, 'Lerdo': 12.5, 'California Water': 14.7, 'Regulus': 15.1, 'Lamont': 15.2, 'Elk Hills': 15.4, 'Grimway': 15.9, 'Shafter': 17.1, 'Wheeler Ridge': 18.1, 'Midway': 19.1, 'Poso Mountain': 19.2, 'Charca': 22.8, 'Taft': 23.6, 'Semitropic': 26.1, 'Pastoria': 31.1, 'Goose Lake': 32.0, 'Temblor': 32.3, 'Smyrna': 33.1, 'Kernridge': 35.5, 'Vestal': 36.1} | 0 | 0 | 0% | 0 | 0% | [5 empty] | 0 | 0% | 0 | 0% |  | 0 | 0% | 0 | 0% | 0 | 0% | 0 | 0 | 0% | 0 | 0 | 0% | 0 | 0 | 0% | 0 | 0 | 0% | 0 | 0 | 0% | 0
236 | Otay Mesa | Greater_SD | {'Miguel': 8.3, 'Bay Boulevard': 11.0, 'Silvergate': 15.9, 'Mission': 19.6, 'Suncrest': 21.0, 'Old Town': 21.1, 'Kearny': 22.0, 'Sycamore Canyon': 24.6, 'Penasquitos': 29.7, 'Escondido': 39.8} | 5686.814 | 0 | 0% | 5686.814 | 100% | [5 empty] | 0 | 0% | 0 | 0% |  | 441.3843 | 7.762% | 401.842 | 7.066% | 246.0822 | 4.327% | 5440.7318 | 1070.3706 | 18.82% | 4616.4434 | 4596.5786 | 80.83% | 1090.2354 | 4614.9019 | 81.15% | 1071.9121 | 298.8548 | 5.255% | 5387.9592 | 218.5747 | 3.844% | 5468.2393
237 | Redondo | Greater_LA | {'El Nido': 3.4, 'La Fresa': 3.5, 'Chevmain': 3.8, 'El Segundo': 4.6, 'Arcogen': 8.6, 'Hinson': 9.7, 'Harborgen': 10.4, 'La Cienega': 10.5, 'Long Beach': 11.0, 'Lighthipe': 12.4, 'Laguna Bell': 16.4, 'Del Amo': 16.7, 'Center': 17.1, 'Alamitos': 17.6, 'Mesa (SCE)': 20.6, 'Barre': 23.5, 'Goodrich': 27.1, 'Huntington Beach': 27.4, 'Walnut': 27.5, 'Olinda': 27.6, 'Ellis': 28.0, 'Gould': 28.2, 'Lewis': 28.2, 'Rio Hondo': 29.3, 'Villa Park': 31.9, 'Johanna': 32.2, 'Sylmar': 32.2, 'Serrano': 34.4, 'Santiago': 37.9} | 5967.6191 | 0 | 0% | 5967.6191 | 100% | [5 empty] | 0 | 0% | 0 | 0% |  | 192.3452 | 3.223% | 30.0351 | 0.5033% | 52.3531 | 0.8773% | 5915.266 | 468.9365 | 7.858% | 5498.6826 | 3505.5547 | 58.74% | 2462.0645 | 3557.9077 | 59.62% | 2409.7114 | 0 | 0% | 5967.6191 | 25.1324 | 0.4211% | 5942.4867
238 | Arkansas | Greater_Imperial (Exclude) | {'Sonora': 2.7, 'IID System': 7.8, 'El Centro': 23.2, 'High Line': 27.5, 'Imperial Valley': 32.1, 'Redbluff': 39.9} | 193163.4688 | 0 | 0% | 193163.4688 | 100% | [5 empty] | 32493.8398 | 16.82% | 115150.4219 | 59.61% |  | 0 | 0% | 0 | 0% | 7204.7466 | 3.73% | 185958.7222 | 32227.7871 | 16.68% | 160935.6816 | 27502.1094 | 14.24% | 165661.3594 | 40718.9336 | 21.08% | 152444.5352 | 13222.9971 | 6.845% | 179940.4717 | 8398.124 | 4.348% | 184765.3447
239 | Cal Water | Central_Valley_North_Los_Banos | {'Columbus': 2.7, 'Magunden': 4.4, 'Sycamore': 5.5, 'Bakersfield': 6.3, 'Kern Oil': 6.9, 'Westpark': 8.5, 'Lamont': 8.9, 'Regulus': 8.9, 'Poso Mountain': 10.0, 'Rosedale': 10.5, 'Kern Power': 11.5, 'Stockdale': 11.9, 'Grimway': 12.3, '7th Standard': 13.0, 'Tevis': 14.7, 'Renfro': 15.0, 'Lerdo': 15.1, 'Rio Bravo': 20.3, 'Tupman': 21.4, 'Wheeler Ridge': 23.4, 'Shafter': 24.3, 'Norco': 24.9, 'Charca': 27.1, 'Elk Hills': 30.1, 'Vestal': 30.8, 'Midway': 31.1, 'Semitropic': 32.6, 'Pastoria': 33.7, 'Highwind': 37.0, 'Smyrna': 37.3, 'Taft': 38.3} | 6038.1768 | 0 | 0% | 6038.1768 | 100% | [5 empty] | 0 | 0% | 0 | 0% |  | 3351.3926 | 55.5% | 2686.7874 | 44.5% | 3720.5012 | 61.62% | 2317.6755 | 1973.7252 | 32.69% | 4064.4515 | 3297.6553 | 54.61% | 2740.5215 | 5293.1216 | 87.66% | 745.0552 | 4076.2434 | 67.51% | 1961.9333 | 151.4541 | 2.508% | 5886.7227
240 | Grimway | Central_Valley_North_Los_Banos | {'Lamont': 3.4, 'Regulus': 3.4, 'Magunden': 8.6, 'Columbus': 11.3, 'California Water': 12.3, 'Bakersfield': 12.6, 'Stockdale': 12.6, 'Wheeler Ridge': 12.7, 'Westpark': 13.4, 'Rosedale': 15.2, 'Sycamore': 15.9, 'Tevis': 15.9, 'Kern Oil': 16.1, 'Kern Power': 16.2, 'Renfro': 19.7, '7th Standard': 20.2, 'Pastoria': 21.6, 'Poso Mountain': 22.2, 'Lerdo': 24.0, 'Tupman': 24.3, 'Norco': 25.5, 'Rio Bravo': 26.3, 'Highwind': 29.1, 'Elk Hills': 29.2, 'Shafter': 31.7, 'Bailey': 32.8, 'Midway': 35.1, 'Windhub': 35.9, 'Taft': 36.0, 'Whirlwind': 36.0, 'Charca': 36.1} | 11522.3203 | 0 | 0% | 11522.3203 | 100% | [5 empty] | 20.5975 | 0.1788% | 0 | 0% |  | 1725.2883 | 14.97% | 9797.0322 | 85.03% | 6531.3716 | 56.68% | 4990.9487 | 259.2485 | 2.25% | 11263.0718 | 553.2823 | 4.802% | 10969.038 | 6594.7222 | 57.23% | 4927.5981 | 5574.1787 | 48.38% | 5948.1416 | 278.5329 | 2.417% | 11243.7874
241 | Viejo | Greater_LA | {'Santiago': 7.2, 'Trabuco': 7.4, 'Margarita': 8.1, 'Capistrano': 10.7, 'Johanna': 12.5, 'Lee Lake (Proposed)': 12.5, 'Serrano': 14.0, 'Villa Park': 15.1, 'Talega': 15.3, 'Ellis': 17.4, 'Lewis': 17.7, 'Huntington Beach': 19.4, 'San Onofre': 21.1, 'Barre': 21.9, 'Chino': 22.9, 'Mira Loma': 23.9, 'Olinda': 25.1, 'Alamitos': 27.2, 'Valley': 28.5, 'Del Amo': 29.0, 'Walnut': 29.4, 'Rancho Vista': 29.7, 'Etiwanda': 29.8, 'Padua': 31.2, 'Vista': 31.8, 'Center': 32.2, 'Lighthipe': 34.0, 'Long Beach': 34.3, 'Harborgen': 34.6, 'Hinson': 35.0, 'Rio Hondo': 35.9, 'Laguna Bell': 36.0, 'Arcogen': 36.1, 'San Luis Rey': 36.1, 'San Bernardino': 36.7, 'Mesa (SCE)': 37.1, 'El Casco': 38.5} | 4294.7168 | 0 | 0% | 4294.7168 | 100% | [5 empty] | 0 | 0% | 0 | 0% |  | 51.5075 | 1.199% | 446.0012 | 10.38% | 305.1313 | 7.105% | 3989.5855 | 1228.5063 | 28.61% | 3066.2104 | 3743.218 | 87.16% | 551.4988 | 4048.3494 | 94.26% | 246.3674 | 227.1328 | 5.289% | 4067.584 | 353.6348 | 8.234% | 3941.082
242 | Kelso | Solano | {'Delta Switching Yard': 1.0, 'Green Ridge Midway': 5.0, 'Tesla': 6.2, 'Brentwood': 9.3, 'Cayetano': 10.0, 'Lone Tree': 13.4, 'Contra Costa': 17.1, 'Vierra': 18.0, 'Stagg': 19.3, 'Weber': 21.5, 'Eight Mile': 21.9, 'Clayton': 22.4, 'Pittsburg': 23.0, 'Ripon': 25.1, 'Birds Landing': 25.8, 'Westley': 26.4, 'Shilo III': 28.9, 'Newark': 29.3, 'Grand Island': 30.0, 'East Shore': 30.5, 'Los Esteros': 31.3, 'Martinez': 31.8, 'Lockeford': 32.7, 'Schulte Switching Station': 34.8, 'Bellota': 35.5, 'Riverbank': 38.1, 'Peabody': 39.2} | 236444.3438 | 0 | 0% | 236444.3438 | 100% | [5 empty] | 14492.4609 | 6.129% | 96584.0703 | 40.85% |  | 29231.0488 | 12.36% | 6606.2578 | 2.794% | 119371.7734 | 50.49% | 117072.5703 | 89590.4375 | 37.89% | 146853.9062 | 94397.3516 | 39.92% | 142046.9922 | 146442.875 | 61.94% | 90001.4688 | 48303.9883 | 20.43% | 188140.3555 | 17461.1797 | 7.385% | 218983.1641
243 | BlytheSC 161 kV | Riverside (Exclude) | {'Colorado River': 12.6} | 132856.9219 | 633.2064 | 0.4766% | 132223.7155 | 99.52% | [5 empty] | 1198.5299 | 0.9021% | 2323.8215 | 1.749% |  | 0 | 0% | 0 | 0% | 50583.0117 | 38.07% | 82273.9102 | 48149.0703 | 36.24% | 84707.8516 | 39057.957 | 29.4% | 93798.9648 | 68400.6484 | 51.48% | 64456.2734 | 90115.2578 | 67.83% | 42741.6641 | 2625.3083 | 1.976% | 130231.6135
244 | Windhub | Tehachapi | {'Highwind': 7.1, 'Whirlwind': 15.0, 'Antelope': 24.0, 'Pastoria': 32.6, 'Bailey': 33.2, 'Grimway': 35.9, 'Lamont': 37.5, 'Regulus': 37.6, 'Vincent': 39.0, 'Wheeler Ridge': 39.6} | 266293.5625 | 34922.5195 | 13.11% | 231371.043 | 86.89% | [5 empty] | 174.4701 | 0.06552% | 1412.9093 | 0.5306% |  | 108176.4766 | 40.62% | 10204.249 | 3.832% | 105799.8359 | 39.73% | 160493.7266 | 55541.0352 | 20.86% | 210752.5273 | 70031.1719 | 26.3% | 196262.3906 | 160311.5625 | 60.2% | 105982 | 95353.2734 | 35.81% | 170940.2891 | 2365.4795 | 0.8883% | 263928.083
245 | Camanche | Solano | {'Lockeford': 9.9, 'Bellota': 13.7, 'Eight Mile': 22.0, 'Stagg': 23.3, 'Weber': 23.4, 'Grand Island': 30.8, 'Gold Hill': 31.3, 'Riverbank': 31.4, 'Vierra': 31.8, 'Ripon': 32.3, 'Warnerville': 34.8, 'Peoria': 35.8, 'UltraPower Chinese Station': 37.8, 'Placerville': 38.0} | 20954.8477 | 3111.1348 | 14.85% | 17843.7129 | 85.15% | [5 empty] | 5293.6631 | 25.26% | 12129.3545 | 57.88% |  | 0 | 0% | 0 | 0% | 746.0288 | 3.56% | 20208.8188 | 1753.4312 | 8.368% | 19201.4165 | 2655.4878 | 12.67% | 18299.3599 | 2907.7029 | 13.88% | 18047.1448 | 622.1561 | 2.969% | 20332.6915 | 2291.3916 | 10.93% | 18663.4561
246 | Whirlwind | Tehachapi | {'Antelope': 14.1, 'Windhub': 15.0, 'Highwind': 16.9, 'Bailey': 20.1, 'Pastoria': 23.7, 'Pardee': 30.2, 'Saugus': 31.2, 'Vincent': 31.4, 'Wheeler Ridge': 34.5, 'Grimway': 36.0, 'Sylmar': 38.4, 'Lamont': 38.6, 'Regulus': 38.7} | 278937.8438 | 47993.375 | 17.21% | 230944.4688 | 82.79% | [5 empty] | 3558.0984 | 1.276% | 3521.0852 | 1.262% |  | 123870.4141 | 44.41% | 38668.7188 | 13.86% | 80325.9531 | 28.8% | 198611.8906 | 98864.0078 | 35.44% | 180073.8359 | 87436.125 | 31.35% | 191501.7188 | 166252.9219 | 59.6% | 112684.9219 | 68432.3984 | 24.53% | 210505.4453 | 5884.4272 | 2.11% | 273053.4165
247 | El Casco | Riverside (Exclude) | {'San Bernardino': 12.1, 'Vista': 14.8, 'Valley': 16.3, 'Lee Lake (Proposed)': 26.1, 'Etiwanda': 27.2, 'Rancho Vista': 27.6, 'Mira Loma': 28.1, 'Devers': 28.8, 'Lugo': 32.2, 'Padua': 34.0, 'Chino': 34.6, 'Viejo': 38.5, 'Calcite': 39.3} | 35535.8672 | 3430.9124 | 9.655% | 32104.9548 | 90.35% | [5 empty] | 3.5583 | 0.01001% | 10.2302 | 0.02879% |  | 7373.8633 | 20.75% | 28161.9355 | 79.25% | 12644.1475 | 35.58% | 22891.7197 | 7909.5649 | 22.26% | 27626.3022 | 17947.1113 | 50.5% | 17588.7559 | 23217.9648 | 65.34% | 12317.9023 | 17394.1895 | 48.95% | 18141.6777 | 1052.552 | 2.962% | 34483.3152
248 | Suncrest | Greater_SD | {'Miguel': 19.7, 'Otay Mesa': 21.0, 'Sycamore Canyon': 21.6, 'Kearny': 26.2, 'Mission': 26.5, 'Bay Boulevard': 27.7, 'Silvergate': 28.0, 'Old Town': 29.8, 'Penasquitos': 32.1, 'Escondido': 33.3, 'ECO': 34.9, 'Ocotillo': 37.6} | 62788.8555 | 0 | 0% | 62788.8555 | 100% | [5 empty] | 264.5765 | 0.4214% | 211.7193 | 0.3372% |  | 1258.4937 | 2.004% | 61529.7578 | 97.99% | 12215.3027 | 19.45% | 50573.5527 | 23232.6699 | 37% | 39556.1855 | 35233.0234 | 56.11% | 27555.832 | 41425.7891 | 65.98% | 21363.0664 | 38128.1445 | 60.72% | 24660.7109 | 3798.606 | 6.05% | 58990.2495
249 | Colorado River | Riverside (Exclude) | {'BlytheSC 161 kV': 12.6, 'Redbluff': 29.8} | 139154.8594 | 633.2064 | 0.455% | 138521.653 | 99.54% | [5 empty] | 1119.5408 | 0.8045% | 2322.3 | 1.669% |  | 0 | 0% | 0 | 0% | 62502.6641 | 44.92% | 76652.1953 | 53357.7031 | 38.34% | 85797.1562 | 45669.1641 | 32.82% | 93485.6953 | 79638.9062 | 57.23% | 59515.9531 | 88834.625 | 63.84% | 50320.2344 | 1076.8744 | 0.7739% | 138077.985
250 | Red bluff | Riverside (Exclude) | {'Kern': 15.1, 'Colorado River': 29.8, 'IID System': 37.1, 'Sonora': 37.2, 'Arkansas': 39.9} | 63503.5234 | 0 | 0% | 63503.5234 | 100% | [5 empty] | 13.475 | 0.02122% | 0 | 0% |  | 0 | 0% | 0 | 0% | 24910.3008 | 39.23% | 38593.2227 | 16152.5332 | 25.44% | 47350.9902 | 9843.2637 | 15.5% | 53660.2598 | 33003.375 | 51.97% | 30500.1484 | 18702.5293 | 29.45% | 44800.9941 | 575.2018 | 0.9058% | 62928.3217
251 | Ocotillo Express | Greater_Imperial | {'ECO': 9.2, 'Imperial Valley': 19.2, 'El Centro': 29.8, 'Suncrest': 37.6} | 97092.1016 | 5242.665 | 5.4% | 91849.4365 | 94.6% | [5 empty] | 1179.7737 | 1.215% | 5488.4468 | 5.653% |  | 35210.7031 | 36.27% | 9999.6934 | 10.3% | 10073.6572 | 10.38% | 87018.4443 | 10517.3174 | 10.83% | 86574.7842 | 23991.5117 | 24.71% | 73100.5898 | 34346.8594 | 35.38% | 62745.2422 | 47528.0625 | 48.95% | 49564.0391 | 2663.8691 | 2.744% | 94428.2324
252 | Ivanpah | Southern_NV_Eldorado | {'Primm': 9.5, 'Eldorado': 31.2, 'Sandy': 33.3, 'Sloan Canyon (fka Bob)': 33.8} | 6191.4424 | 0 | 0% | 6191.4424 | 100% | [5 empty] | 0 | 0% | 0 | 0% |  | 0 | 0% | 0 | 0% | 3997.6018 | 64.57% | 2193.8406 | 3790.1562 | 61.22% | 2401.2861 | 717.2822 | 11.59% | 5474.1602 | 4712.9048 | 76.12% | 1478.5376 | 3253.4397 | 52.55% | 2938.0027 | 40.8243 | 0.6594% | 6150.6181
253 | Alamitos | Greater_LA | {'Del Amo': 5.7, 'Long Beach': 7.3, 'Barre': 7.4, 'Harborgen': 7.5, 'Hinson': 8.0, 'Arcogen': 9.1, 'Lighthipe': 9.1, 'Ellis': 10.5, 'Huntington Beach': 10.8, 'Center': 11.3, 'Lewis': 11.9, 'Johanna': 14.6, 'Laguna Bell': 14.8, 'La Fresa': 15.3, 'Villa Park': 15.6, 'Olinda': 16.1, 'Redondo': 17.6, 'El Nido': 18.2, 'Serrano': 18.3, 'Mesa (SCE)': 18.8, 'Walnut': 18.8, 'Chevmain': 19.9, 'Santiago': 20.3, 'El Segundo': 21.1, 'La Cienega': 22.9, 'Rio Hondo': 24.4, 'Goodrich': 26.6, 'Viejo': 27.2, 'Trabuco': 28.2, 'Chino': 29.0, 'Capistrano': 30.4, 'Margarita': 30.9, 'Gould': 31.9, 'Mira Loma': 35.0, 'Padua': 36.0, 'Talega': 37.2, 'Lee Lake (Proposed)': 37.4, 'Rancho Vista': 39.4, 'Etiwanda': 39.7} | 10820.3613 | 0 | 0% | 10820.3613 | 100% | [5 empty] | 0 | 0% | 0 | 0% |  | 136.4639 | 1.261% | 0 | 0% | 13.9018 | 0.1285% | 10806.4595 | 1492.1733 | 13.79% | 9328.188 | 8329.335 | 76.98% | 2491.0264 | 8343.2363 | 77.11% | 2477.125 | 0 | 0% | 10820.3613 | 371.2501 | 3.431% | 10449.1112
254 | Shilo III | Solano | {'Birds Landing': 3.2, 'Pittsburg': 9.6, 'Peabody': 10.5, 'Contra Costa': 12.2, 'Grand Island': 14.6, 'Lone Tree': 16.1, 'Vaca Dixon': 16.5, 'Clayton': 16.9, 'Martinez': 18.1, 'Brentwood': 19.6, 'Carquinez': 22.5, 'Tulucay': 23.5, 'Putah Creek': 25.7, 'Davis': 26.7, 'Eight Mile': 26.7, 'Delta Switching Yard': 28.3, 'Kelso': 28.9, 'Stagg': 29.8, 'Cayetano': 30.1, 'Green Ridge Midway': 33.7, 'Tesla': 35.1, 'Woodland': 35.5, 'Weber': 37.3, 'Lockeford': 37.5, 'Ignacio': 38.3} | 280398.3125 | 11754.8604 | 4.192% | 268643.4521 | 95.81% | [5 empty] | 67944.0859 | 24.23% | 87236.0312 | 31.11% |  | 25327.5957 | 9.033% | 1390.2837 | 0.4958% | 58618.0664 | 20.91% | 221780.2461 | 74029.6875 | 26.4% | 206368.625 | 75684.6953 | 26.99% | 204713.6172 | 126114.1484 | 44.98% | 154284.1641 | 20703.8477 | 7.384% | 259694.4648 | 48438.8125 | 17.28% | 231959.5
255 | ECO | Greater_Imperial | {'Ocotillo': 9.2, 'Imperial Valley': 24.6, 'Suncrest': 34.9, 'El Centro': 36.3} | 79990.6016 | 5242.665 | 6.554% | 74747.9365 | 93.45% | [5 empty] | 115.4997 | 0.1444% | 107.2488 | 0.1341% |  | 39938.2227 | 49.93% | 20265.1484 | 25.33% | 12130.2666 | 15.16% | 67860.335 | 10223.5732 | 12.78% | 69767.0283 | 21194.3516 | 26.5% | 58796.25 | 35380.8242 | 44.23% | 44609.7773 | 40222.6445 | 50.28% | 39767.957 | 996.0052 | 1.245% | 78994.5963
256 | IID System | Greater_Imperial (Exclude) | {'Sonora': 7.6, 'Arkansas': 7.8, 'El Centro': 27.8, 'Imperial Valley': 34.5, 'High Line': 34.6, 'Redbluff': 37.1} | 133387.8906 | 0 | 0% | 133387.8906 | 100% | [5 empty] | 21106.293 | 15.82% | 70995.8828 | 53.23% |  | 0 | 0% | 0 | 0% | 2918.7607 | 2.188% | 130469.1299 | 30133.6016 | 22.59% | 103254.2891 | 23036.7031 | 17.27% | 110351.1875 | 34657.2188 | 25.98% | 98730.6719 | 10149.8779 | 7.609% | 123238.0127 | 5093.9502 | 3.819% | 128293.9404
257 | Sonora | Greater_Imperial (Exclude) | {'Arkansas': 2.7, 'IID System': 7.6, 'El Centro': 25.8, 'High Line': 29.4, 'Imperial Valley': 34.8, 'Redbluff': 37.2} | 160621.125 | 0 | 0% | 160621.125 | 100% | [5 empty] | 27481.332 | 17.11% | 95106.8672 | 59.21% |  | 0 | 0% | 0 | 0% | 5234.9751 | 3.259% | 155386.1499 | 32111.834 | 19.99% | 128509.291 | 27641.7637 | 17.21% | 132979.3613 | 38772.8633 | 24.14% | 121848.2617 | 11734.1953 | 7.306% | 148886.9297 | 6573.0498 | 4.092% | 154048.0752
258 | Caliente | Kern_Greater_Carrizo | {'Carrizo Plains': 6.9, 'Solar SS': 8.1, 'Kernridge': 10.9, 'Temblor': 12.5, 'Goose Lake': 24.4, 'Midway': 26.3, 'Arco': 27.4, 'Taft': 29.8, 'Semitropic': 31.0, 'Cholame': 31.7, 'Elk Hills': 32.3, 'Norco': 34.9, 'Shafter': 35.0, 'Smyrna': 35.0, 'Tupman': 36.5, 'Charca': 36.9, 'Rio Bravo': 37.3, 'Mesa': 39.6} | 75501.4766 | 0 | 0% | 75501.4766 | 100% | [5 empty] | 667.4443 | 0.884% | 0 | 0% |  | 10024.0713 | 13.28% | 0 | 0% | 32765.8984 | 43.4% | 42735.5781 | 1786.3049 | 2.366% | 73715.1716 | 6137.0527 | 8.128% | 69364.4238 | 36573.5977 | 48.44% | 38927.8789 | 52145.0547 | 69.06% | 23356.4219 | 995.5941 | 1.319% | 74505.8824
259 | Regulus | Central_Valley_North_Los_Banos | {'Lamont': 0.1, 'Grimway': 3.4, 'Magunden': 5.5, 'Columbus': 8.2, 'California Water': 8.9, 'Bakersfield': 10.1, 'Westpark': 11.3, 'Stockdale': 11.6, 'Sycamore': 12.9, 'Rosedale': 13.3, 'Kern Oil': 13.3, 'Kern Power': 14.4, 'Tevis': 15.1, 'Wheeler Ridge': 15.7, '7th Standard': 18.0, 'Renfro': 18.1, 'Poso Mountain': 18.9, 'Lerdo': 21.5, 'Tupman': 23.3, 'Rio Bravo': 24.6, 'Pastoria': 25.0, 'Norco': 25.2, 'Elk Hills': 29.4, 'Shafter': 29.7, 'Highwind': 30.6, 'Charca': 33.8, 'Midway': 34.1, 'Bailey': 36.3, 'Taft': 36.7, 'Windhub': 37.6, 'Semitropic': 38.6, 'Whirlwind': 38.7, 'Vestal': 39.6} | 12118.8848 | 0 | 0% | 12118.8848 | 100% | [5 empty] | 19.3483 | 0.1597% | 0 | 0% |  | 2081.4678 | 17.18% | 10037.4209 | 82.82% | 7683.2104 | 63.4% | 4435.6743 | 1787.0449 | 14.75% | 10331.8398 | 2081.0977 | 17.17% | 10037.7871 | 8386.8984 | 69.21% | 3731.9863 | 5577.2007 | 46.02% | 6541.6841 | 347.4166 | 2.867% | 11771.4681
260 | Geysers 12 | Mendocino_Marin | {'Eagle Rock': 6.0, 'Cloverdale': 14.1, 'Fulton': 17.7, 'Hopland': 23.2, 'Bellevue': 26.0, 'Penngrove': 30.6, 'Ukiah': 35.7, 'Lakeville': 36.0, 'Cortina': 38.2, 'Calpella': 38.6} | 149895.0312 | 0 | 0% | 149895.0312 | 100% | [5 empty] | 5001.8813 | 3.337% | 3034.9067 | 2.025% |  | 65676.0859 | 43.81% | 77630.7344 | 51.79% | 102471.1562 | 68.36% | 47423.875 | 57787.625 | 38.55% | 92107.4062 | 112363.2188 | 74.96% | 37531.8125 | 140547.5938 | 93.76% | 9347.4375 | 78069.4688 | 52.08% | 71825.5625 | 2154.8633 | 1.438% | 147740.168
261 | Solar SS | Kern_Greater_Carrizo | {'Carrizo Plains': 1.1, 'Caliente': 8.1, 'Kernridge': 18.5, 'Temblor': 20.5, 'Cholame': 26.1, 'Arco': 28.4, 'Goose Lake': 31.0, 'San Luis Obispo': 33.5, 'Mustang': 33.8, 'Mesa': 34.0, 'Midway': 34.3, 'Oceano': 35.2, 'Taft': 36.8, 'Templeton': 36.9, 'Sisquoc': 38.0, 'Semitropic': 38.2} | 119834.8359 | 0 | 0% | 119834.8359 | 100% | [5 empty] | 2695.0332 | 2.249% | 23.136 | 0.01931% |  | 29079.4141 | 24.27% | 5318.7627 | 4.438% | 52663.2734 | 43.95% | 67171.5625 | 7139.6309 | 5.958% | 112695.2051 | 20009.3105 | 16.7% | 99825.5254 | 67089.8359 | 55.99% | 52745 | 78712.5781 | 65.68% | 41122.2578 | 2379.2019 | 1.985% | 117455.634
262 | Olive | Central_Valley_North_Los_Banos | {'Alpaugh': 4.6, 'Smyrna': 12.5, 'Corcoran': 15.9, 'Semitropic': 20.5, 'Vestal': 20.6, 'Charca': 21.1, 'Goose Lake': 21.8, 'Shafter': 27.5, 'Arco': 27.6, 'GWF Hanford Sw Sta': 28.0, 'Rector': 30.2, 'Springville': 31.9, 'Lerdo': 32.0, 'Leprino Jct': 32.1, 'Rio Bravo': 33.1, 'Midway': 34.1, 'Henrietta': 34.9, 'Kernridge': 35.5, 'Poso Mountain': 36.0, '7th Standard': 36.2, 'Avenal': 38.0, 'Temblor': 38.3, 'Renfro': 38.6, 'Tupman': 38.8, 'Kern Oil': 39.6, 'Sycamore': 40.0} | 67.6535 | 0 | 0% | 67.6535 | 100% | [5 empty] | 67.6535 | 100% | 0 | 0% |  | 0 | 0% | 0 | 0% | 0 | 0% | 67.6535 | 0 | 0% | 67.6535 | 0 | 0% | 67.6535 | 0 | 0% | 67.6535 | 0 | 0% | 67.6535 | 0 | 0% | 67.6535
263 | 7th Standard | Central_Valley_North_Los_Banos | {'Renfro': 4.0, 'Lerdo': 4.3, 'Kern Power': 4.5, 'Rosedale': 5.3, 'Kern Oil': 6.2, 'Westpark': 6.8, 'Rio Bravo': 7.3, 'Bakersfield': 8.0, 'Sycamore': 8.0, 'Tevis': 8.3, 'Stockdale': 9.2, 'Tupman': 9.8, 'Columbus': 11.2, 'Shafter': 11.7, 'Poso Mountain': 12.8, 'Magunden': 13.0, 'California Water': 13.0, 'Norco': 14.6, 'Charca': 16.0, 'Regulus': 18.0, 'Lamont': 18.1, 'Midway': 18.3, 'Elk Hills': 20.2, 'Grimway': 20.2, 'Semitropic': 20.5, 'Wheeler Ridge': 25.8, 'Smyrna': 26.5, 'Goose Lake': 27.6, 'Vestal': 27.9, 'Taft': 28.8, 'Temblor': 32.1, 'Kernridge': 34.3, 'Olive': 36.2, 'Pastoria': 38.4} | 0 | 0 | 0% | 0 | 0% | [5 empty] | 0 | 0% | 0 | 0% |  | 0 | 0% | 0 | 0% | 0 | 0% | 0 | 0 | 0% | 0 | 0 | 0% | 0 | 0 | 0% | 0 | 0 | 0% | 0 | 0 | 0% | 0
264 | Delevan | Northern_California | {'Cortina': 17.3, 'Glenn': 29.1, 'Pease': 35.3, 'Thermalito': 35.5, 'Table Mountain': 35.8, 'Honcut': 36.2, 'Wyandotte': 39.9} | 454466.9375 | 1430.6804 | 0.3148% | 453036.2571 | 99.69% | [5 empty] | 100322.5156 | 22.07% | 138865.5469 | 30.56% |  | 99150.1406 | 21.82% | 0 | 0% | 131413.5312 | 28.92% | 323053.4062 | 45437.7031 | 9.998% | 409029.2344 | 112552.2578 | 24.77% | 341914.6797 | 226191.6562 | 49.77% | 228275.2812 | 139793.625 | 30.76% | 314673.3125 | 19594.9883 | 4.312% | 434871.9492
265 | Mustang | Kern_Greater_Carrizo | {'San Luis Obispo': 3.7, 'Morro Bay': 12.2, 'Diablo': 12.9, 'Oceano': 15.2, 'Templeton': 16.7, 'Mesa': 23.9, 'Cholame': 31.3, 'Solar SS': 33.8, 'Carrizo Plains': 34.9, 'Sisquoc': 35.1} | 139725.1719 | 0 | 0% | 139725.1719 | 100% | [5 empty] | 6265.2412 | 4.484% | 2154.606 | 1.542% |  | 50202.6094 | 35.93% | 55853.875 | 39.97% | 48557.1328 | 34.75% | 91168.0391 | 21493.8926 | 15.38% | 118231.2793 | 56641.4961 | 40.54% | 83083.6758 | 79259.4844 | 56.73% | 60465.6875 | 67669.6016 | 48.43% | 72055.5703 | 7857.9097 | 5.624% | 131867.2622
266 | Tranquility | Central_Valley_North_Los_Banos | {'Cheney': 7.6, 'Mendota': 9.5, 'Panoche': 10.7, 'Cantua': 11.6, 'Helm': 12.7, 'Newhall': 19.6, 'Schindler': 19.7, 'Mc Mullin': 23.1, 'Oro Loma': 24.8, 'Kearney': 30.1, 'Dairyland': 32.5, 'Gregg': 32.6, 'Borden': 32.7, 'West Fresno': 33.7, 'Gates': 34.7, 'Cal Ave': 36.7, 'Henrietta': 36.8, 'Malaga': 38.3, 'Leprino Jct': 40.0} | 360852.375 | 19712.4043 | 5.463% | 341139.9707 | 94.54% | [5 empty] | 216163.2812 | 59.9% | 108341.0312 | 30.02% |  | 0 | 0% | 0 | 0% | 98175.8359 | 27.21% | 262676.5391 | 33606.1055 | 9.313% | 327246.2695 | 53911.1133 | 14.94% | 306941.2617 | 133164.9531 | 36.9% | 227687.4219 | 6150.6904 | 1.704% | 354701.6846 | 10585.4443 | 2.933% | 350266.9307
267 | Calcite | Greater_Kramer | {'Coolwater': 23.9, 'Tortilla': 24.5, 'Victor': 26.9, 'Lugo': 27.8, 'Roadway': 28.5, 'Pisgah': 35.3, 'San Bernardino': 35.5, 'El Casco': 39.3} | 139189.0156 | 0 | 0% | 139189.0156 | 100% | [5 empty] | 1743.8573 | 1.253% | 657.0425 | 0.4721% |  | 25776.9414 | 18.52% | 370.3011 | 0.266% | 55168.6289 | 39.64% | 84020.3867 | 40981.2148 | 29.44% | 98207.8008 | 43538.625 | 31.28% | 95650.3906 | 88480.2578 | 63.57% | 50708.7578 | 50014.2227 | 35.93% | 89174.793 | 795.369 | 0.5714% | 138393.6466
268 | Trout Canyon (fka Crazy Eyes) | Southern_NV_Eldorado | {'Carpenter Canyon (fka Gamebird)': 9.1, 'Sandy': 9.4, 'Pahrump': 13.6, 'Vista (VEA)': 20.7, 'Desert View': 28.7, 'Innovation': 35.1, 'Primm': 39.0} | 17116.7305 | 0 | 0% | 17116.7305 | 100% | [5 empty] | 0.13079 | 0.0007641% | 0 | 0% |  | 0 | 0% | 0 | 0% | 3064.5107 | 17.9% | 14052.2197 | 48.9906 | 0.2862% | 17067.7398 | 7496.3853 | 43.8% | 9620.3452 | 9096.3955 | 53.14% | 8020.335 | 12538.2812 | 73.25% | 4578.4492 | 19.6682 | 0.1149% | 17097.0623
269 | Delaney | Arizona | {'Palo Verde': 12.1, 'Hassayampa': 14.1} | 0 | 0 | 0% | 0 | 0% | [5 empty] | 0 | 0% | 0 | 0% |  | 0 | 0% | 0 | 0% | 0 | 0% | 0 | 0 | 0% | 0 | 0 | 0% | 0 | 0 | 0% | 0 | 0 | 0% | 0 | 0 | 0% | 0
270 | Desert View | Southern_NV_Eldorado | {'Trout Canyon (fka Crazy Eyes)': 28.7, 'Sandy': 29.3, 'Carpenter Canyon (fka Gamebird)': 32.7, 'Innovation': 34.4, 'Pahrump': 35.1, 'Vista (VEA)': 35.3} | 0 | 0 | 0% | 0 | 0% | [5 empty] | 0 | 0% | 0 | 0% |  | 0 | 0% | 0 | 0% | 0 | 0% | 0 | 0 | 0% | 0 | 0 | 0% | 0 | 0 | 0% | 0 | 0 | 0% | 0 | 0 | 0% | 0
271 | Carpenter Canyon (fka Gamebird) | Southern_NV_Eldorado | {'Pahrump': 4.5, 'Trout Canyon (fka Crazy Eyes)': 9.1, 'Vista (VEA)': 12.4, 'Sandy': 18.4, 'Innovation': 29.2, 'Desert View': 32.7} | 17346.6406 | 0 | 0% | 17346.6406 | 100% | [5 empty] | 0 | 0% | 0 | 0% |  | 0 | 0% | 0 | 0% | 3064.5107 | 17.67% | 14282.1299 | 800.1089 | 4.612% | 16546.5317 | 9027.4316 | 52.04% | 8319.209 | 10627.4424 | 61.27% | 6719.1982 | 13470.7178 | 77.66% | 3875.9229 | 110.4072 | 0.6365% | 17236.2334
272 | Hassayampa | Arizona | {'Palo Verde': 2.7, 'Delaney': 14.1} | 0 | 0 | 0% | 0 | 0% | [5 empty] | 0 | 0% | 0 | 0% |  | 0 | 0% | 0 | 0% | 0 | 0% | 0 | 0 | 0% | 0 | 0 | 0% | 0 | 0 | 0% | 0 | 0 | 0% | 0 | 0 | 0% | 0
273 | Hoodoo Wash | Arizona | {} | 0 | 0 | 0% | 0 | 0% | [5 empty] | 0 | 0% | 0 | 0% |  | 0 | 0% | 0 | 0% | 0 | 0% | 0 | 0 | 0% | 0 | 0 | 0% | 0 | 0 | 0% | 0 | 0 | 0% | 0 | 0 | 0% | 0
274 | Innovation | Southern_NV_Eldorado | {'Vista (VEA)': 18.6, 'Lathrop': 24.0, 'Pahrump': 26.6, 'Carpenter Canyon (fka Gamebird)': 29.2, 'Valley (VEA)': 30.2, 'Desert View': 34.4, 'Trout Canyon (fka Crazy Eyes)': 35.1} | 0 | 0 | 0% | 0 | 0% | [5 empty] | 0 | 0% | 0 | 0% |  | 0 | 0% | 0 | 0% | 0 | 0% | 0 | 0 | 0% | 0 | 0 | 0% | 0 | 0 | 0% | 0 | 0 | 0% | 0 | 0 | 0% | 0
275 | Lathrop | Southern_NV_Eldorado | {'Valley (VEA)': 11.3, 'Innovation': 24.0, 'Beatty': 27.5, 'Vista (VEA)': 31.4, 'Pahrump': 39.4} | 2871.6289 | 0 | 0% | 2871.6289 | 100% | [5 empty] | 0 | 0% | 0 | 0% |  | 0 | 0% | 0 | 0% | 0 | 0% | 2871.6289 | 0 | 0% | 2871.6289 | 0 | 0% | 2871.6289 | 0 | 0% | 2871.6289 | 2871.6289 | 100% | 0 | 13.0398 | 0.4541% | 2858.5891
276 | Mohave | Southern_NV_Eldorado | {} | 11160.1865 | 2.1504 | 0.01927% | 11158.0361 | 99.98% | [5 empty] | 3569.1091 | 31.98% | 0 | 0% |  | 0 | 0% | 0 | 0% | 2621.7788 | 23.49% | 8538.4077 | 8821.1807 | 79.04% | 2339.0059 | 0 | 0% | 11160.1865 | 9407.8779 | 84.3% | 1752.3086 | 3205.1326 | 28.72% | 7955.054 | 1409.2682 | 12.63% | 9750.9183
277 | Pahrump | Southern_NV_Eldorado | {'Carpenter Canyon (fka Gamebird)': 4.5, 'Vista (VEA)': 8.6, 'Trout Canyon (fka Crazy Eyes)': 13.6, 'Sandy': 22.9, 'Innovation': 26.6, 'Desert View': 35.1, 'Valley (VEA)': 37.4, 'Lathrop': 39.4} | 17737.9238 | 0 | 0% | 17737.9238 | 100% | [5 empty] | 0 | 0% | 0 | 0% |  | 0 | 0% | 0 | 0% | 3065.4377 | 17.28% | 14672.4861 | 800.1089 | 4.511% | 16937.8149 | 9020.0605 | 50.85% | 8717.8633 | 10620.998 | 59.88% | 7116.9258 | 13600.876 | 76.68% | 4137.0479 | 114.9745 | 0.6482% | 17622.9493
278 | Palo Verde | Arizona | {'Hassayampa': 2.7, 'Delaney': 12.1} | 0 | 0 | 0% | 0 | 0% | [5 empty] | 0 | 0% | 0 | 0% |  | 0 | 0% | 0 | 0% | 0 | 0% | 0 | 0 | 0% | 0 | 0 | 0% | 0 | 0 | 0% | 0 | 0 | 0% | 0 | 0 | 0% | 0
279 | Primm | Southern_NV_Eldorado | {'Ivanpah': 9.5, 'Eldorado': 22.0, 'Sloan Canyon (fka Bob)': 24.3, 'Sandy': 29.9, 'Mead': 35.0, 'Trout Canyon (fka Crazy Eyes)': 39.0} | 5534.4985 | 0 | 0% | 5534.4985 | 100% | [5 empty] | 0 | 0% | 0 | 0% |  | 0 | 0% | 0 | 0% | 3997.6018 | 72.23% | 1536.8967 | 3725.47 | 67.31% | 1809.0286 | 652.5959 | 11.79% | 4881.9026 | 4648.2188 | 83.99% | 886.2798 | 2596.4963 | 46.91% | 2938.0022 | 40.8243 | 0.7376% | 5493.6743
280 | Sloan Canyon (fka Bob) | Southern_NV_Eldorado | {'Eldorado': 5.2, 'Mead': 11.1, 'Primm': 24.3, 'Ivanpah': 33.8, 'Sandy': 35.4} | 0 | 0 | 0% | 0 | 0% | [5 empty] | 0 | 0% | 0 | 0% |  | 0 | 0% | 0 | 0% | 0 | 0% | 0 | 0 | 0% | 0 | 0 | 0% | 0 | 0 | 0% | 0 | 0 | 0% | 0 | 0 | 0% | 0
281 | Valley (VEA) | Southern_NV_Eldorado | {'Lathrop': 11.3, 'Beatty': 29.5, 'Innovation': 30.2, 'Vista (VEA)': 30.7, 'Pahrump': 37.4} | 2871.6289 | 0 | 0% | 2871.6289 | 100% | [5 empty] | 0 | 0% | 0 | 0% |  | 0 | 0% | 0 | 0% | 0 | 0% | 2871.6289 | 0 | 0% | 2871.6289 | 0 | 0% | 2871.6289 | 0 | 0% | 2871.6289 | 2871.6289 | 100% | 0 | 13.0398 | 0.4541% | 2858.5891
282 | Vista (VEA) | Southern_NV_Eldorado | {'Pahrump': 8.6, 'Carpenter Canyon (fka Gamebird)': 12.4, 'Innovation': 18.6, 'Trout Canyon (fka Crazy Eyes)': 20.7, 'Sandy': 30.1, 'Valley (VEA)': 30.7, 'Lathrop': 31.4, 'Desert View': 35.3} | 5154.8423 | 0 | 0% | 5154.8423 | 100% | [5 empty] | 0 | 0% | 0 | 0% |  | 0 | 0% | 0 | 0% | 626.5051 | 12.15% | 4528.3372 | 800.1089 | 15.52% | 4354.7333 | 1580.5411 | 30.66% | 3574.3011 | 2207.0461 | 42.82% | 2947.7961 | 4483.9292 | 86.98% | 670.9131 | 109.909 | 2.132% | 5044.9333
283 | Bay Boulevard | Greater_SD | {'Silvergate': 6.6, 'Miguel': 8.1, 'Otay Mesa': 11.0, 'Mission': 12.3, 'Old Town': 12.3, 'Kearny': 15.6, 'Sycamore Canyon': 21.6, 'Penasquitos': 22.6, 'Suncrest': 27.7, 'Escondido': 35.6, 'Palomar': 37.2, 'Encina': 39.0} | 6426.2012 | 0 | 0% | 6426.2012 | 100% | [5 empty] | 0 | 0% | 0 | 0% |  | 441.3843 | 6.869% | 7.3736 | 0.1147% | 276.1021 | 4.297% | 6150.099 | 1632.1154 | 25.4% | 4794.0858 | 5170.8154 | 80.46% | 1255.3857 | 5189.1387 | 80.75% | 1237.0625 | 110.4818 | 1.719% | 6315.7194 | 233.8835 | 3.64% | 6192.3177
284 | Beatty | Southern_NV_Eldorado | {'Lathrop': 27.5, 'Valley (VEA)': 29.5} | 2.8841 | 0 | 0% | 2.8841 | 100% | [5 empty] | 0 | 0% | 0 | 0% |  | 0 | 0% | 0 | 0% | 0 | 0% | 2.8841 | 0 | 0% | 2.8841 | 0 | 0% | 2.8841 | 0 | 0% | 2.8841 | 2.8841 | 100% | 0 | 0 | 0% | 2.8841
285 | Lee Lake (Proposed) | Riverside (Exclude) | {'Viejo': 12.5, 'Valley': 16.9, 'Margarita': 17.2, 'Trabuco': 18.2, 'Mira Loma': 19.0, 'Santiago': 19.2, 'Serrano': 20.3, 'Capistrano': 20.5, 'Vista': 21.5, 'Chino': 21.6, 'Talega': 21.6, 'Villa Park': 22.6, 'Johanna': 23.3, 'Etiwanda': 23.8, 'Rancho Vista': 23.8, 'San Bernardino': 25.8, 'El Casco': 26.1, 'Lewis': 26.2, 'San Onofre': 26.9, 'Padua': 27.7, 'Ellis': 28.8, 'Olinda': 30.4, 'Barre': 30.9, 'Huntington Beach': 31.2, 'Walnut': 33.8, 'Alamitos': 37.4, 'San Luis Rey': 37.7, 'Del Amo': 37.8, 'Rio Hondo': 39.1, 'Center': 39.7} | 446.0012 | 0 | 0% | 446.0012 | 100% | [5 empty] | 0 | 0% | 0 | 0% |  | 0 | 0% | 446.0012 | 100% | 301.9824 | 67.71% | 144.0188 | 144.0188 | 32.29% | 301.9824 | 144.0188 | 32.29% | 301.9824 | 446.0012 | 100% | 0 | 227.1328 | 50.93% | 218.8684 | 5.928 | 1.329% | 440.0732
286 | Leprino Jct | Central_Valley_North_Los_Banos | {'Henrietta': 3.9, 'GWF Hanford Sw Sta': 10.6, 'Gates': 17.7, 'Corcoran': 17.9, 'Schindler': 20.4, 'Kingsburg': 22.1, 'Avenal': 24.0, 'Mc Mullin': 25.9, 'McCall': 27.8, 'Alpaugh': 28.4, 'Helm': 30.9, 'Cantua': 31.2, 'Malaga': 31.9, 'Olive': 32.1, 'Kearney': 32.3, 'Arco': 32.4, 'West Fresno': 33.0, 'Rector': 33.1, 'Cal Ave': 33.4, 'Wahtoke': 33.5, 'Sanger': 34.6, 'Reedley': 35.8, 'Tranquility': 40.0} | 249492.7656 | 0 | 0% | 249492.7656 | 100% | [5 empty] | 91670.8125 | 36.74% | 136851.2656 | 54.85% |  | 0 | 0% | 0 | 0% | 13633.29 | 5.464% | 235859.4756 | 4412.1689 | 1.768% | 245080.5967 | 11312.502 | 4.534% | 238180.2637 | 24015.9961 | 9.626% | 225476.7695 | 0 | 0% | 249492.7656 | 4425.8618 | 1.774% | 245066.9038
287 | Mead | Southern_NV_Eldorado | {'Sloan Canyon (fka Bob)': 11.1, 'Eldorado': 13.3, 'Primm': 35.0} | 0 | 0 | 0% | 0 | 0% | [5 empty] | 0 | 0% | 0 | 0% |  | 0 | 0% | 0 | 0% | 0 | 0% | 0 | 0 | 0% | 0 | 0 | 0% | 0 | 0 | 0% | 0 | 0 | 0% | 0 | 0 | 0% | 0
288 | Quinto | Central_Valley_North_Los_Banos | {'Los Banos': 5.3, 'Oro Loma': 28.0, 'Westley': 32.6, 'Merced': 33.7, 'Metcalf': 37.8, 'Coyote': 38.0, 'Wilson': 38.4} | 96289.75 | 1806.5144 | 1.876% | 94483.2356 | 98.12% | [5 empty] | 20481.1211 | 21.27% | 16578.3184 | 17.22% |  | 5880.2485 | 6.107% | 0 | 0% | 65169.4453 | 67.68% | 31120.3047 | 10946.0918 | 11.37% | 85343.6582 | 16738.8223 | 17.38% | 79550.9277 | 70270.0625 | 72.98% | 26019.6875 | 32220.6113 | 33.46% | 64069.1387 | 7639.4937 | 7.934% | 88650.2563
289 | Sandy | Southern_NV_Eldorado | {'Trout Canyon (fka Crazy Eyes)': 9.4, 'Carpenter Canyon (fka Gamebird)': 18.4, 'Pahrump': 22.9, 'Desert View': 29.3, 'Primm': 29.9, 'Vista (VEA)': 30.1, 'Ivanpah': 33.3, 'Sloan Canyon (fka Bob)': 35.4, 'Eldorado': 37.8} | 16804.2812 | 0 | 0% | 16804.2812 | 100% | [5 empty] | 0.31003 | 0.001845% | 0 | 0% |  | 0 | 0% | 0 | 0% | 3064.5107 | 18.24% | 13739.7705 | 16.344 | 0.09726% | 16787.9373 | 7266.52 | 43.24% | 9537.7612 | 8866.5303 | 52.76% | 7937.751 | 11760.8066 | 69.99% | 5043.4746 | 60.369 | 0.3592% | 16743.9122
290 | Eldorado | Southern_NV_Eldorado | {'Sloan Canyon (fka Bob)': 5.2, 'Mead': 13.3, 'Primm': 22.0, 'Ivanpah': 31.2, 'Sandy': 37.8} | 0 | 0 | 0% | 0 | 0% | [5 empty] | 0 | 0% | 0 | 0% |  | 0 | 0% | 0 | 0% | 0 | 0% | 0 | 0 | 0% | 0 | 0 | 0% | 0 | 0 | 0% | 0 | 0 | 0% | 0 | 0 | 0% | 0
| Leavitt | Northern_California |  | 229007.4531 | 6289.6533 | 2.746% | 222717.7998 | 97.25% | [5 empty] | 2291.1106 | 1% | 0 | 0% |  | 222135.25 | 97% | 0 | 0% | 94880.0859 | 41.43% | 134127.3672 | 33136.3711 | 14.47% | 195871.082 | 33017.4102 | 14.42% | 195990.043 | 124320.1562 | 54.29% | 104687.2969 | 144091.8438 | 62.92% | 84915.6094 | 18530.7988 | 8.092% | 210476.6543
| Madeline | Northern_California |  | 514070.8438 | 0 | 0% | 514070.8438 | 100% | [5 empty] | 15703.8281 | 3.055% | 8.0245 | 0.001561% |  | 449742.5938 | 87.49% | 0 | 0% | 197713.375 | 38.46% | 316357.4688 | 42033.3789 | 8.177% | 472037.4648 | 60538.3125 | 11.78% | 453532.5312 | 243626.0625 | 47.39% | 270444.7812 | 436178.875 | 84.85% | 77891.9688 | 73322.1094 | 14.26% | 440748.7344
| Hilltop | Northern_California |  | 454472.9375 | 11248.1494 | 2.475% | 443224.7881 | 97.53% | [5 empty] | 3687.0632 | 0.8113% | 1552.8569 | 0.3417% |  | 207408.8281 | 45.64% | 0 | 0% | 274098.2812 | 60.31% | 180374.6562 | 65997.7031 | 14.52% | 388475.2344 | 51494.5703 | 11.33% | 402978.3672 | 305272.6562 | 67.17% | 149200.2812 | 380799.6875 | 83.79% | 73673.25 | 44853.4688 | 9.869% | 409619.4688

## LandEnvData_SolarWind_OOS
OOS Land-use data criteria calculations utilizing the WECC screen for solar and onshore wind.
|  |  | OOS WECC Screens Solar Potential Area | [11 empty] | OOS WECC Screens Wind Potential Area
|  |  | 5 mile radius |  |  | 10 mile radius |  |  | 15 mile radius |  |  | 20 mile radius |  |  | 5 mile radius |  |  | 10 mile radius |  |  | 15 mile radius |  |  | 20 mile radius
OBJECTID | IRP_Substation_Name | RESOLVE_Solar_Area | Techno-Economical potential (Acres) | Potential in WECC Risk Class 2 (Acres) | Potential in WECC Risk Class 3 (Acres) | Techno-Economical potential (Acres) | Potential in WECC Risk Class 2 (Acres) | Potential in WECC Risk Class 3 (Acres) | Techno-Economical potential (Acres) | Potential in WECC Risk Class 2 (Acres) | Potential in WECC Risk Class 3 (Acres) | Techno-Economical potential (Acres) | Potential in WECC Risk Class 2 (Acres) | Potential in WECC Risk Class 3 (Acres) | Techno-Economical potential (Acres) | Potential in WECC Risk Class 2 (Acres) | Potential in WECC Risk Class 3 (Acres) | Techno-Economical potential (Acres) | Potential in WECC Risk Class 2 (Acres) | Potential in WECC Risk Class 3 (Acres) | Techno-Economical potential (Acres) | Potential in WECC Risk Class 2 (Acres) | Potential in WECC Risk Class 3 (Acres) | Techno-Economical potential (Acres) | Potential in WECC Risk Class 2 (Acres) | Potential in WECC Risk Class 3 (Acres)
1 | DELANEY | ARIZONA | 44034.5263 | 30785.9983 |  | 169457.478 | 140458.0968 |  | 338482.6182 | 278123.5114 |  | 595769.5718 | 422277.3896 | 5.5787 | 5019.0911 | 956.2513 |  | 16288.3868 | 9212.0662 |  | 51632.9954 | 38871.162 |  | 126352.7399 | 77452.6911
2 | GAMEBIRD | SNV | 26551.0092 | 10885.1378 |  | 126604.5535 | 52219.0225 | 3898.5267 | 216720.8077 | 83389.7347 | 11976.9327 | 307888.2626 | 115168.9426 | 17708.0067 |  |  |  | 4402.0019 |  |  | 24183.5661 | 4949.5114 | 3498.9699 | 70228.0141 | 23386.2812 | 7516.7733
3 | MOHAVE | SNV | 16383.3087 | 3549.8338 | 189.4777 | 89014.6667 | 24750.7052 | 15592.3905 | 177202.3958 | 48430.1549 | 45729.0034 | 329250.1669 | 81975.698 | 95301.4291 | 6983.1688 | 987.8673 | 59.6899 | 68724.5152 | 18994.2314 | 13664.3091 | 144560.2462 | 36306.1813 | 41892.0956 | 263611.9697 | 58287.4145 | 82410.4216
4 | HASSAYAMPA | ARIZONA | 49010.9941 | 32332.3686 |  | 178106.5622 | 108156.1503 | 2157.2536 | 356814.9619 | 207067.7569 | 2323.035 | 601685.3411 | 355645.578 | 2612.8085 |  |  |  | 23759.6074 | 13323.4666 |  | 76103.8914 | 35192.5588 |  | 142537.169 | 70403.3734 | 183.2883
5 | ELDORADO | SNV | 33200.8094 | 2624.3849 | 292.8899 | 122493.9855 | 4531.504 | 11328.4416 | 233819.4599 | 19893.1339 | 28057.0053 | 343799.4467 | 40944.9705 | 58271.7105 | 18822.4355 | 1527.9248 | 255.1368 | 107371.2686 | 3435.044 | 11251.373 | 197132.1315 | 13230.0008 | 27534.3585 | 284019.6052 | 31961.5947 | 55740.8543
6 | NORTH GILA | ARIZONA | 32808.0145 | 1174.2693 |  | 79392.0012 | 8268.6205 | 4153.326 | 147002.7821 | 21054.0632 | 7095.1538 | 229192.0156 | 30210.2466 | 17169.0953 | 21048.1323 | 91.622 |  | 46485.951 | 5817.861 | 2910.6482 | 80802.7168 | 13584.8467 | 5354.576 | 124847.1585 | 21513.5164 | 13142.7095
7 | LATHROP | SNV | 40053.2707 | 7152.0412 | 20685.5736 | 153862.775 | 43174.2001 | 64586.3014 | 312563.198 | 104560.492 | 123382.7436 | 462574.6268 | 132732.3524 | 207441.3456 | 40053.2708 | 7152.0412 | 20685.5736 | 146966.7908 | 42404.735 | 58486.6399 | 275554.3587 | 86579.8666 | 108987.4177 | 402006.7234 | 109193.1746 | 181645.2247
8 | BEATTY | SNV | 1933.3425 |  |  | 34503.0578 | 16678.8473 |  | 105122.4924 | 59506.2564 |  | 197080.8132 | 113592.2657 | 9582.1736 |  |  |  | 25168.0938 | 15780.6117 |  | 77168.6439 | 44806.0457 |  | 143822.2318 | 85913.4025 | 1449.7562
9 | VALLEY (VEA) | SNV | 25015.6271 | 23263.9254 | 800.3601 | 79011.9503 | 63588.1734 | 4041.5978 | 158769.7408 | 90976.4872 | 27370.8263 | 305758.9294 | 116110.5297 | 79286.0347 | 24751.3208 | 23022.4491 | 800.3601 | 68531.4377 | 54764.4891 | 2428.5797 | 134188.3225 | 72685.8586 | 22808.4443 | 263640.5494 | 93966.4962 | 66197.2147
10 | INNOVATION | SNV | 36760.8905 | 24693.2109 | 2930.4034 | 110180.2197 | 63759.8266 | 25475.8248 | 229562.3562 | 109191.7666 | 60576.0983 | 384308.1685 | 148527.8383 | 111250.8659 | 28277.1539 | 22009.6053 | 103.6959 | 74110.5191 | 50469.8352 | 12360.8356 | 168461.8402 | 83760.9848 | 44617.5937 | 271388.7884 | 93735.8635 | 92324.0377
11 | HOODOO WASH | ARIZONA | 46416.4769 | 41862.5649 | 1140.1914 | 177782.9464 | 158201.9757 | 6890.0901 | 350914.4237 | 270991.2224 | 12947.0913 | 534817.7389 | 417448.9357 | 15576.3059 | 13127.9964 | 12919.8585 |  | 59226.6379 | 57496.0218 |  | 135523.6412 | 109563.6558 |  | 244961.5693 | 206380.7524 | 1294.6775
12 | VISTA (VEA) | SNV | 34744.5942 | 30789.4847 | 40.275 | 103716.3597 | 59835.3826 | 166.3228 | 205058.2867 | 101887.733 | 6109.3887 | 339108.8476 | 166177.975 | 16202.4132 | 6061.4024 | 6061.4019 |  | 48000.9729 | 17329.6369 | 107.2318 | 117169.6065 | 39630.186 | 5929.9842 | 178270.1235 | 77789.9749 | 10024.7358
13 | DESERT VIEW | SNV | 19823.2872 | 6085.5694 | 142.5905 | 29990.7721 | 6897.8454 | 360.202 | 54663.9168 | 20648.4761 | 1086.6844 | 92647.8705 | 34536.8298 | 2022.6115 | 17098.8966 | 6085.5693 |  | 22835.3699 | 6838.3847 |  | 26944.2512 | 8247.3733 | 231.235 | 30037.1989 | 8490.1472 | 319.4104
14 | CIELO AZUL | ARIZONA | 44115.5441 | 37004.6023 |  | 151528.3735 | 122331.567 | 323.1814 | 317185.5969 | 230417.0315 | 13750.3129 | 507433.5097 | 347886.6108 | 24821.9535 |  |  |  | 936.1662 | 341.8897 |  | 55407.265 | 34079.069 | 1326.7605 | 123406.2092 | 72475.5587 | 1907.6729
15 | TROUT CANYON | SNV | 43244.0876 | 4187.4792 | 181.7707 | 133844.53 | 33814.5844 | 1587.7242 | 221064.9934 | 75932.3904 | 12431.9439 | 274499.1015 | 101228.4326 | 15828.0177 |  |  |  | 1906.7352 | 1906.4668 |  | 8900.4686 | 3582.3641 | 3792.1765 | 14891.5818 | 3625.4349 | 4003.2141
16 | SLOAN CANYON | SNV | 25535.8994 | 2577.8347 | 427.4722 | 117136.1708 | 5223.7871 | 3997.3791 | 219180.9861 | 18688.1911 | 21682.5858 | 328936.6528 | 37240.6001 | 45335.2327 | 12767.2491 | 1527.5706 | 389.7192 | 97064.9899 | 3425.1477 | 3896.2771 | 176769.8042 | 11289.7909 | 20129.0854 | 269099.5263 | 28357.6428 | 43004.1986
17 | CHARLESTON PARK | SNV | 16338.4908 | 1624.5182 | 67.0811 | 64080.2731 | 22980.111 | 201.1049 | 170374.8733 | 72217.1683 | 9766.2009 | 281070.6573 | 104662.8093 | 29884.5836 | 13235.6266 | 935.2343 | 67.0811 | 37179.4563 | 6613.3551 | 67.0811 | 81090.3647 | 20117.8079 | 6248.0229 | 121725.4011 | 28793.8571 | 17212.3964
18 | JACKASS FLATS | SNV | 42237.072 |  | 35228.3723 | 166360.2826 | 6989.3718 | 130156.7516 | 349583.6415 | 46651.3912 | 234874.7709 | 543819.6537 | 93943.9166 | 322990.9088 | 42042.5196 |  | 35033.8199 | 158548.1515 | 6989.3718 | 122344.6305 | 324720.8655 | 45553.8642 | 214507.5313 | 472777.4622 | 83766.8144 | 275958.421
19 | MCCULLOUGH | SNV | 31263.0153 | 2688.6567 | 349.9135 | 120955.6772 | 4517.5208 | 9874.4464 | 232195.9039 | 19912.182 | 26973.0131 | 343247.5958 | 40852.1647 | 55718.6208 | 16884.6413 | 1592.1966 | 312.1605 | 105733.0484 | 3392.9746 | 9835.2808 | 194842.5495 | 13482.8705 | 26240.8842 | 283053.4018 | 31868.7889 | 53234.646
20 | MEAD | SNV | 26792.7552 | 546.2831 | 165.1319 | 75054.6006 | 1458.0928 | 3446.7657 | 111316.1197 | 4380.5023 | 4771.6712 | 217474.9639 | 37587.946 | 18356.8416 | 11719.2014 | 13.0396 | 8.194 | 52288.3578 | 395.2562 | 1565.3636 | 77138.311 | 2121.2545 | 2852.3459 | 169799.6076 | 29671.5412 | 16076.6702
21 | MERCURY | SNV | 38255.8125 | 3916.6573 | 22233.4449 | 132699.258 | 52332.8107 | 58953.3459 | 252180.8086 | 83896.0737 | 105372.2049 | 425133.1327 | 127625.5513 | 184146.7899 | 23340.2035 | 2506.215 | 12350.8053 | 107094.9517 | 47249.6931 | 44181.2342 | 208905.341 | 70588.9767 | 87056.2313 | 346885.0225 | 98460.9412 | 158218.022
22 | NORTHWEST (NVE) | SNV | 18234.0753 | 3660.1352 | 289.3791 | 34624.4302 | 8885.0332 | 545.7768 | 48725.2968 | 12945.1751 | 1163.3952 | 76240.8058 | 26775.3001 | 3881.617 | 13948.7451 | 3659.918 |  | 24457.5334 | 7978.485 | 185.5748 | 29134.7574 | 8490.162 | 237.3482 | 31898.9845 | 8733.2045 | 1649.6865
23 | PAHRUMP | SNV | 20007.5559 | 12907.8199 |  | 112519.7741 | 58097.4624 | 1243.4922 | 214858.8159 | 91811.5931 | 9481.2439 | 304551.1474 | 111057.5152 | 19319.6101 | 7.0703 |  |  | 13585.9758 | 961.6632 | 67.0811 | 51222.5894 | 16583.1953 | 1608.5403 | 98361.3875 | 26101.2958 | 9803.2946
24 | PALO VERDE | ARIZONA | 46596.9911 | 35388.6368 |  | 182852.3536 | 126014.7172 | 1072.4855 | 380626.881 | 232869.9807 | 2323.035 | 607683.1203 | 354226.0977 | 2461.4191 | 68.2817 | 68.2817 |  | 15657.1097 | 10932.7912 |  | 67418.387 | 32029.3188 |  | 139410.5155 | 67190.9969 | 126.2969
25 | PRIMM | SNV | 30025.6553 | 11489.7956 | 1287.01 | 106283.8053 | 34896.5371 | 23871.0104 | 204556.1599 | 50125.9948 | 62294.332 | 335359.595 | 79418.8494 | 90969.8808 | 27242.047 | 10869.0145 | 774.5977 | 78254.8019 | 33586.6356 | 10393.4084 | 150527.0761 | 46321.1434 | 35172.5663 | 257188.8335 | 67000.8969 | 60765.6228
26 | SANDY VALLEY | SNV | 32610.9694 | 14891.8369 | 270.0757 | 92377.3929 | 27500.6332 | 470.5421 | 177947.545 | 60160.0494 | 2943.9431 | 294252.8271 | 103926.7375 | 18269.1048 | 3351.5699 | 3312.009 | 39.0415 | 3366.8012 | 3312.1274 | 54.1548 | 13156.4276 | 11120.3694 | 280.4089 | 55186.9705 | 25875.6082 | 4094.0958
27 | THOUSANDAIRE | SNV | 26760.7862 | 7468.1757 | 306.2101 | 112726.3689 | 39640.8435 | 7920.3849 | 216415.6055 | 80769.4659 | 14347.4714 | 307604.1378 | 111787.1224 | 22759.9236 | 515.0208 |  |  | 7442.5495 | 234.6858 | 806.5435 | 26813.0987 | 1896.4126 | 5800.6341 | 72370.9338 | 20999.7444 | 11610.8525
28 | VALLEY SWITCH | SNV | 12294.6495 | 7814.7456 | 0.13594 | 79391.8678 | 54421.8515 | 5189.4477 | 205169.665 | 91522.2514 | 49822.9541 | 371211.5907 | 138041.921 | 105695.5869 | 11516.4297 | 7063.5211 |  | 76061.213 | 53048.6874 | 3406.2869 | 186855.3908 | 78891.9393 | 44531.0781 | 330061.4834 | 116856.986 | 89813.1151

## CommunityEnv_Criteria_README
5. Community and environmental (societal) impact factors
Criteria Purpose | Mapped resources should seek to bolster and benefit pollution-burdened and disadvantaged communities where feasible, particularly by reducing emissions and impacts of air-pollutant emitting fossil-fuel generators.
Application of Analysis | For the Disadvantaged Communities, IRA Energy Communities, and Air Quality Non-Attainment Zones staff are assessing if the majority of the land area around the substation is within the criteria as an approximation for if resources interconnecting at the substation would be in the criteria. For proximity to existing gas generator staff are assess the proximity of the interconnection substation itself.
Biomass/Biogas Analysis | For mapped biomass/biogas resources, staff are applying the criteria to prioritize locating resources not in non-attainment zones or near disadvantaged communities.
Criteria Alignment Levels
| Non-Attainment Zones |  | IRA Energy Communities |  | Proximity to Gas Plants |  | Disadvantaged Communities
Level | Resources | Biomass/gas | Resources | Biomass/gas | Resources | Biomass/gas | Resources | Biomass/gas
1 | In Zone | Outside Zone | In Community | Outside Comm. | < 1 miles | > 10 miles | In DAC | > 5 miles of DAC
2 | Outside Zone | - | Outside Comm. | - | < 10 miles | < 10 miles | <5 miles
3 | - | In Zone | - | In Community | > 10 miles | < 1 miles | >5 miles | < 5 miles of DAC
4 | - | - | - | - | - | - | - | In DAC
Tabs for Analysis
Community_Env_DataSets |  |  | Analyis and data for all substations

## Community_Env_DataSets
|  |  |  | Non-Attainment Zone Flags |  | Gas Proximity Flags | Env. Communities Flags | DAC Flags
|  |  |  | 0: Not in Zone |  | 1: Within 1-mile | 0: Not in | 1: In DaC | [24 empty] | 2034 | [14 empty] | 2039
|  |  |  | 1: In Zone |  | 2: Within 10-mils | 1: In | 2: Within 5-miles | NA_Zone_PM25 |  | NA_Zone_O3 |  | Gas_Proximity |  | IRA_Energy_Community |  | DAC_Proximity |  | 2034 Total Portfolio Resources | [14 empty] | 2039 Total Portfolio Resources
[6 empty] | 3: >10 miles |  | 3: > 5 miles | Biomass | Other Res. | Biomass | Other Res. | Biomass | Other Res. | Biomass | Other Res. | Biomass | Other Res. | Geothermal | Biomass | Wind | Wind | OOS Wind | OOS Wind | Offshore Wind | Offshore Wind | Distributed Solar | Solar | Solar | Battery_4hr | Battery_8hr | LDES | Has | Geothermal | Biomass | Wind | Wind | OOS Wind | OOS Wind | Offshore Wind | Offshore Wind | Distributed Solar | Solar | Solar | Battery_4hr | Battery_8hr | LDES | Has
CAISO Study Area | Substation | Voltage | Dataset_subname | IN_NAZ_PM25 | IN_NAZ_Ozone | Thermal_Proximity | In_EC | DAC_Level | Alignment | Alignment | Alignment | Alignment | Alignment | Alignment | Alignment | Alignment | Alignment | Alignment | FCDS | FCDS | FCDS | EODS | FCDS | EODS | FCDS | EODS | FCDS | FCDS | EODS | FCDS | FCDS | FCDS | Res | FCDS | FCDS | FCDS | EODS | FCDS | EODS | FCDS | EODS | FCDS | FCDS | EODS | FCDS | FCDS | FCDS | Res
PG&E Kern Study Area | 7th Standard | 115 | #N/A | 99 | 99 | 99 | 99 | 99 | Missing | Missing | Missing | Missing | Missing | Missing | Missing | Missing | Missing | Missing | 0 | 0 | 0 | 0 | 0 | 0 | 0 | 0 | 2.5 | 0 | 0 | 0 | 0 | 0 | 1 | 0 | 0 | 0 | 0 | 0 | 0 | 0 | 0 | 2.5 | 0 | 0 | 0 | 0 | 0 | 1
SCE Metro Study Area | Alamitos | 230 | Alamitos | 1 | 1 | 1 | 1 | 2 | 3 | 1 | 3 | 1 | 3 | 1 | 3 | 1 | 3 | 2 | 0 | 0 | 0 | 0 | 0 | 0 | 0 | 0 | 0 | 0 | 0 | 0 | 0 | 0 | 0 | 0 | 0 | 0 | 0 | 0 | 0 | 0 | 0 | 0 | 0 | 0 | 0 | 0 | 0 | 0
SCE Eastern Study Area | Alberhill | 500 | Alberhill | 1 | 1 | 2 | 0 | 2 | 3 | 1 | 3 | 1 | 2 | 2 | 1 | 2 | 3 | 2 | 0 | 0 | 0 | 0 | 0 | 0 | 0 | 0 | 0 | 0 | 0 | 0 | 0 | 0 | 0 | 0 | 0 | 0 | 0 | 0 | 0 | 0 | 0 | 0 | 0 | 0 | 0 | 0 | 0 | 0
PG&E Kern Study Area | Alpaugh | 115 | Alpaugh | 1 | 1 | 2 | 0 | 1 | 3 | 1 | 3 | 1 | 2 | 2 | 1 | 2 | 4 | 1 | 0 | 0 | 0 | 0 | 0 | 0 | 0 | 0 | 6 | 0 | 0 | 10 | 0 | 0 | 1 | 0 | 0 | 0 | 0 | 0 | 0 | 0 | 0 | 6 | 0 | 0 | 10 | 0 | 0 | 1
SDG&E Study Area | Alpine | 69 | #N/A | 99 | 99 | 99 | 99 | 99 | Missing | Missing | Missing | Missing | Missing | Missing | Missing | Missing | Missing | Missing | 0 | 0 | 0 | 0 | 0 | 0 | 0 | 0 | 0 | 0 | 0 | 0 | 0 | 0 | 0 | 0 | 0 | 0 | 0 | 0 | 0 | 0 | 0 | 0 | 0 | 0 | 0 | 0 | 0 | 0
PG&E Greater Bay Study Area | Altamont Midway (Sandhill) | 230 | Altamont Midway (Sandhill) | 0 | 1 | 1 | 1 | 3 | 1 | 2 | 3 | 1 | 3 | 1 | 3 | 1 | 1 | 3 | 0 | 0 | 5 | 0 | 0 | 0 | 0 | 0 | 0 | 0 | 0 | 0 | 0 | 0 | 1 | 0 | 0 | 5 | 0 | 0 | 0 | 0 | 0 | 0 | 0 | 0 | 0 | 0 | 0 | 1
SCE Northern Area | Antelope | 500 | Antelope | 0 | 1 | 1 | 1 | 3 | 1 | 2 | 3 | 1 | 3 | 1 | 3 | 1 | 1 | 3 | 0 | 0 | 0 | 0 | 0 | 0 | 0 | 0 | 0 | 0 | 0 | 0 | 0 | 0 | 0 | 0 | 0 | 0 | 0 | 0 | 0 | 0 | 0 | 0 | 0 | 0 | 0 | 0 | 0 | 0
SCE Northern Area | Antelope | 230 | Antelope | 0 | 1 | 1 | 1 | 3 | 1 | 2 | 3 | 1 | 3 | 1 | 3 | 1 | 1 | 3 | 0 | 0 | 140 | 50 | 0 | 0 | 0 | 0 | 2 | 217 | 0 | 28 | 24 | 0 | 1 | 0 | 0 | 140 | 50 | 0 | 0 | 0 | 0 | 2 | 217 | 0 | 28 | 24 | 0 | 1
PG&E Kern Study Area | Arco | 230 | Arco | 1 | 1 | 2 | 1 | 1 | 3 | 1 | 3 | 1 | 2 | 2 | 3 | 1 | 4 | 1 | 0 | 0 | 0 | 0 | 0 | 0 | 0 | 0 | 6.99 | 0 | 315 | 170.4 | 0 | 0 | 1 | 0 | 0 | 0 | 0 | 0 | 0 | 0 | 0 | 6.99 | 0 | 315 | 170.4 | 0 | 0 | 1
SCE Metro Study Area | ArcoGen | 230 | ArcoGen | 1 | 1 | 1 | 1 | 2 | 3 | 1 | 3 | 1 | 3 | 1 | 3 | 1 | 3 | 2 | 0 | 0 | 0 | 0 | 0 | 0 | 0 | 0 | 0 | 0 | 0 | 0 | 0 | 0 | 0 | 0 | 0 | 0 | 0 | 0 | 0 | 0 | 0 | 0 | 0 | 0 | 0 | 0 | 0 | 0
SDG&E Study Area | Artesian | 230 | Artesian | 0 | 1 | 2 | 0 | 3 | 1 | 2 | 3 | 1 | 2 | 2 | 1 | 2 | 1 | 3 | 0 | 0 | 0 | 0 | 0 | 0 | 0 | 0 | 0 | 0 | 0 | 0 | 0 | 0 | 0 | 0 | 0 | 0 | 0 | 0 | 0 | 0 | 0 | 0 | 0 | 0 | 0 | 0 | 0 | 0
PG&E Fresno Study Area | Ashlan | 230 | Ashlan | 1 | 1 | 2 | 0 | 1 | 3 | 1 | 3 | 1 | 2 | 2 | 1 | 2 | 4 | 1 | 0 | 0 | 0 | 0 | 0 | 0 | 0 | 0 | 0 | 0 | 0 | 0 | 0 | 0 | 0 | 0 | 0 | 0 | 0 | 0 | 0 | 0 | 0 | 0 | 0 | 0 | 0 | 0 | 0 | 0
PG&E North of Greater Bay Study Area | Atlantic | 230 | Atlantic | 0 | 1 | 2 | 0 | 3 | 1 | 2 | 3 | 1 | 2 | 2 | 1 | 2 | 1 | 3 | 0 | 0 | 0 | 0 | 0 | 0 | 0 | 0 | 0 | 0 | 0 | 0 | 0 | 0 | 0 | 0 | 0 | 0 | 0 | 0 | 0 | 0 | 0 | 0 | 0 | 0 | 0 | 0 | 0 | 0
PG&E North of Greater Bay Study Area | Atlantic | 115 | Atlantic | 0 | 1 | 2 | 0 | 3 | 1 | 2 | 3 | 1 | 2 | 2 | 1 | 2 | 1 | 3 | 0 | 0 | 0 | 0 | 0 | 0 | 0 | 0 | 0 | 0 | 0 | 0 | 0 | 0 | 0 | 0 | 0 | 0 | 0 | 0 | 0 | 0 | 0 | 0 | 0 | 0 | 0 | 0 | 0 | 0
PG&E Greater Bay Study Area | Avena | 115 | Avena | 1 | 1 | 2 | 0 | 2 | 3 | 1 | 3 | 1 | 2 | 2 | 1 | 2 | 3 | 2 | 0 | 0 | 0 | 0 | 0 | 0 | 0 | 0 | 0 | 0 | 0 | 0 | 0 | 0 | 0 | 0 | 0 | 0 | 0 | 0 | 0 | 0 | 0 | 0 | 0 | 0 | 0 | 0 | 0 | 0
SDG&E Study Area | Avocado | 69 | #N/A | 99 | 99 | 99 | 99 | 99 | Missing | Missing | Missing | Missing | Missing | Missing | Missing | Missing | Missing | Missing | 0 | 0 | 0 | 0 | 0 | 0 | 0 | 0 | 0 | 0 | 0 | 29.6 | 0 | 0 | 1 | 0 | 0 | 0 | 0 | 0 | 0 | 0 | 0 | 0 | 0 | 0 | 29.6 | 0 | 0 | 1
PG&E North of Greater Bay Study Area | Bahia | 230 | Bahia | 0 | 1 | 1 | 1 | 2 | 1 | 2 | 3 | 1 | 3 | 1 | 3 | 1 | 3 | 2 | 0 | 0 | 0 | 0 | 0 | 0 | 0 | 0 | 0 | 0 | 0 | 0 | 0 | 0 | 0 | 0 | 0 | 0 | 0 | 0 | 0 | 0 | 0 | 0 | 0 | 0 | 0 | 0 | 0 | 0
SCE Northern Area | Bailey | 230 | Bailey | 1 | 1 | 2 | 1 | 3 | 3 | 1 | 3 | 1 | 2 | 2 | 3 | 1 | 1 | 3 | 0 | 0 | 0 | 0 | 0 | 0 | 0 | 0 | 0 | 0 | 0 | 0 | 0 | 0 | 0 | 0 | 0 | 0 | 0 | 0 | 0 | 0 | 0 | 0 | 0 | 0 | 0 | 0 | 0 | 0
PG&E Kern Study Area | Bakersfield | 230 | Bakersfield | 1 | 1 | 2 | 1 | 1 | 3 | 1 | 3 | 1 | 2 | 2 | 3 | 1 | 4 | 1 | 0 | 0 | 0 | 0 | 0 | 0 | 0 | 0 | 0 | 0 | 0 | 0 | 0 | 0 | 0 | 0 | 0 | 0 | 0 | 0 | 0 | 0 | 0 | 0 | 0 | 0 | 0 | 0 | 0 | 0
PG&E Fresno Study Area | Balch 2 | 230 | Balch 2 | 1 | 1 | 1 | 0 | 3 | 3 | 1 | 3 | 1 | 3 | 1 | 1 | 2 | 1 | 3 | 0 | 3 | 0 | 0 | 0 | 0 | 0 | 0 | 0 | 0 | 0 | 0 | 0 | 0 | 1 | 0 | 3 | 0 | 0 | 0 | 0 | 0 | 0 | 0 | 0 | 0 | 0 | 0 | 0 | 1
SCE Metro Study Area | Barre | 230 | Barre | 1 | 1 | 1 | 1 | 2 | 3 | 1 | 3 | 1 | 3 | 1 | 3 | 1 | 3 | 2 | 0 | 0 | 0 | 0 | 0 | 0 | 0 | 0 | 0 | 0 | 23 | 10 | 0 | 0 | 1 | 0 | 0 | 0 | 0 | 0 | 0 | 0 | 0 | 0 | 0 | 23 | 10 | 0 | 0 | 1
SDG&E Study Area | Bay Boulevard | 230 | Bay Boulevard | 0 | 1 | 1 | 0 | 3 | 1 | 2 | 3 | 1 | 3 | 1 | 1 | 2 | 1 | 3 | 0 | 0 | 0 | 0 | 0 | 0 | 0 | 0 | 0 | 0 | 0 | 0 | 0 | 0 | 0 | 0 | 0 | 0 | 0 | 0 | 0 | 0 | 0 | 0 | 0 | 0 | 0 | 0 | 0 | 0
East of Pisgah Study Area | Beatty | 138 | Beatty | 0 | 0 | 3 | 1 | 3 | 1 | 2 | 1 | 2 | 1 | 3 | 3 | 1 | 1 | 3 | 450 | 0 | 0 | 0 | 0 | 0 | 0 | 0 | 0 | 0 | 0 | 0 | 0 | 0 | 1 | 450 | 0 | 0 | 0 | 0 | 0 | 0 | 0 | 0 | 0 | 0 | 0 | 0 | 0 | 1
PG&E Greater Bay Study Area | Belden | 230 | Belden | 0 | 0 | 1 | 0 | 3 | 1 | 2 | 1 | 2 | 3 | 1 | 1 | 2 | 1 | 3 | 0 | 0 | 0 | 0 | 0 | 0 | 0 | 0 | 0 | 0 | 0 | 0 | 0 | 0 | 0 | 0 | 0 | 0 | 0 | 0 | 0 | 0 | 0 | 0 | 0 | 0 | 0 | 0 | 0 | 0
PG&E North of Greater Bay Study Area | Bellevue | 115 | Bellevue | 0 | 1 | 2 | 0 | 3 | 1 | 2 | 3 | 1 | 2 | 2 | 1 | 2 | 1 | 3 | 0 | 0 | 0 | 0 | 0 | 0 | 0 | 0 | 0.96 | 0 | 0 | 0 | 0 | 0 | 1 | 0 | 0 | 0 | 0 | 0 | 0 | 0 | 0 | 0.96 | 0 | 0 | 0 | 0 | 0 | 1
PG&E North of Greater Bay Study Area | Bellota | 230 | Bellota | 1 | 1 | 2 | 0 | 3 | 3 | 1 | 3 | 1 | 2 | 2 | 1 | 2 | 1 | 3 | 0 | 0 | 0 | 0 | 0 | 0 | 0 | 0 | 0 | 0 | 0 | 0 | 0 | 0 | 0 | 0 | 0 | 0 | 0 | 0 | 0 | 0 | 0 | 0 | 0 | 0 | 0 | 0 | 0 | 0
PG&E North of Greater Bay Study Area | Bellota | 115 | Bellota | 1 | 1 | 2 | 0 | 3 | 3 | 1 | 3 | 1 | 2 | 2 | 1 | 2 | 1 | 3 | 0 | 1 | 0 | 0 | 0 | 0 | 0 | 0 | 0 | 0 | 0 | 0 | 0 | 0 | 1 | 0 | 1 | 0 | 0 | 0 | 0 | 0 | 0 | 0 | 0 | 0 | 0 | 0 | 0 | 1
SCE Northern Area | Big Creek | 230 | Big Creek | 1 | 1 | 1 | 0 | 3 | 3 | 1 | 3 | 1 | 3 | 1 | 1 | 2 | 1 | 3 | 0 | 0 | 0 | 0 | 0 | 0 | 0 | 0 | 0 | 0 | 0 | 0 | 0 | 0 | 0 | 0 | 0 | 0 | 0 | 0 | 0 | 0 | 0 | 0 | 0 | 0 | 0 | 0 | 0 | 0
PG&E North of Greater Bay Study Area | Birds Landing | 230 | Birds Landing SS | 0 | 1 | 1 | 1 | 1 | 1 | 2 | 3 | 1 | 3 | 1 | 3 | 1 | 4 | 1 | 0 | 0 | 100 | 110 | 0 | 0 | 0 | 0 | 0 | 0 | 0 | 0 | 38.4 | 0 | 1 | 0 | 0 | 100 | 110 | 0 | 0 | 0 | 0 | 0 | 0 | 0 | 0 | 38.4 | 0 | 1
SCE Eastern Study Area | BlytheSC 161 kV | 161 | BlytheSC 161 kV | 0 | 0 | 2 | 0 | 3 | 1 | 2 | 1 | 2 | 2 | 2 | 1 | 2 | 1 | 3 | 0 | 0 | 0 | 0 | 0 | 0 | 0 | 0 | 0 | 0 | 0 | 0 | 0 | 0 | 0 | 0 | 0 | 0 | 0 | 0 | 0 | 0 | 0 | 0 | 0 | 0 | 0 | 0 | 0 | 0
PG&E North of Greater Bay Study Area | Bogue | 115 | Bogue | 0 | 0 | 2 | 1 | 2 | 1 | 2 | 1 | 2 | 2 | 2 | 3 | 1 | 3 | 2 | 0 | 0 | 0 | 0 | 0 | 0 | 0 | 0 | 0 | 0 | 0 | 0 | 0 | 0 | 0 | 0 | 0 | 0 | 0 | 0 | 0 | 0 | 0 | 0 | 0 | 0 | 0 | 0 | 0 | 0
East of Pisgah Study Area | Bond Tap | 138 | #N/A | 99 | 99 | 99 | 99 | 99 | Missing | Missing | Missing | Missing | Missing | Missing | Missing | Missing | Missing | Missing | 0 | 0 | 0 | 0 | 0 | 0 | 0 | 0 | 0 | 0 | 0 | 0 | 0 | 0 | 0 | 0 | 0 | 0 | 0 | 0 | 0 | 0 | 0 | 0 | 0 | 0 | 0 | 0 | 0 | 0
PG&E Fresno Study Area | Borden | 230 | Borden | 1 | 1 | 2 | 0 | 1 | 3 | 1 | 3 | 1 | 2 | 2 | 1 | 2 | 4 | 1 | 0 | 0 | 0 | 0 | 0 | 0 | 0 | 0 | 0 | 0 | 0 | 0 | 0 | 0 | 0 | 0 | 0 | 0 | 0 | 0 | 0 | 0 | 0 | 0 | 0 | 0 | 0 | 0 | 0 | 0
PG&E North of Greater Bay Study Area | Bottle Rock | 230 | #N/A | 99 | 99 | 99 | 99 | 99 | Missing | Missing | Missing | Missing | Missing | Missing | Missing | Missing | Missing | Missing | 0 | 0 | 0 | 0 | 0 | 0 | 0 | 0 | 0 | 0 | 0 | 0 | 0 | 0 | 0 | 0 | 0 | 0 | 0 | 0 | 0 | 0 | 0 | 0 | 0 | 0 | 0 | 0 | 0 | 0
PG&E Greater Bay Study Area | Brentwood | 230 | Brentwood | 0 | 1 | 2 | 1 | 2 | 1 | 2 | 3 | 1 | 2 | 2 | 3 | 1 | 3 | 2 | 0 | 1 | 0 | 0 | 0 | 0 | 0 | 0 | 5.99 | 0 | 0 | 0.8 | 0 | 0 | 1 | 0 | 1 | 0 | 0 | 0 | 0 | 0 | 0 | 5.99 | 0 | 0 | 0.8 | 0 | 0 | 1
PG&E North of Greater Bay Study Area | Brighton | 230 | Brighton | 0 | 1 | 1 | 0 | 2 | 1 | 2 | 3 | 1 | 3 | 1 | 1 | 2 | 3 | 2 | 0 | 0 | 0 | 0 | 0 | 0 | 0 | 0 | 0 | 0 | 0 | 0 | 0 | 0 | 0 | 0 | 0 | 0 | 0 | 0 | 0 | 0 | 0 | 0 | 0 | 0 | 0 | 0 | 0 | 0
PG&E North of Greater Bay Study Area | Brunswick | 115 | Brunswick | 0 | 1 | 2 | 0 | 3 | 1 | 2 | 3 | 1 | 2 | 2 | 1 | 2 | 1 | 3 | 0 | 7 | 0 | 0 | 0 | 0 | 0 | 0 | 0 | 0 | 0 | 0 | 0 | 0 | 1 | 0 | 7 | 0 | 0 | 0 | 0 | 0 | 0 | 0 | 0 | 0 | 0 | 0 | 0 | 1
PG&E Kern Study Area | Buena Vista PP | 230 | Buena Vista PP | 1 | 1 | 2 | 1 | 2 | 3 | 1 | 3 | 1 | 2 | 2 | 3 | 1 | 3 | 2 | 0 | 0 | 0 | 0 | 0 | 0 | 0 | 0 | 0 | 0 | 0 | 0 | 0 | 0 | 0 | 0 | 0 | 0 | 0 | 0 | 0 | 0 | 0 | 0 | 0 | 0 | 0 | 0 | 0 | 0
PG&E Kern Study Area | Cabrillo | 115 | Cabrillo | 0 | 0 | 3 | 1 | 3 | 1 | 2 | 1 | 2 | 1 | 3 | 3 | 1 | 1 | 3 | 0 | 0 | 0 | 0 | 0 | 0 | 0 | 0 | 0 | 0 | 0 | 0 | 0 | 0 | 0 | 0 | 0 | 0 | 0 | 0 | 0 | 0 | 0 | 0 | 0 | 0 | 0 | 0 | 0 | 0
PG&E Fresno Study Area | Cal Flats | 230 | #N/A | 99 | 99 | 99 | 99 | 99 | Missing | Missing | Missing | Missing | Missing | Missing | Missing | Missing | Missing | Missing | 0 | 0 | 0 | 0 | 0 | 0 | 0 | 0 | 0 | 0 | 0 | 0 | 0 | 0 | 0 | 0 | 0 | 0 | 0 | 0 | 0 | 0 | 0 | 0 | 0 | 0 | 0 | 0 | 0 | 0
PG&E Kern Study Area | Cal Water | 115 | Cal Water | 1 | 1 | 2 | 1 | 1 | 3 | 1 | 3 | 1 | 2 | 2 | 3 | 1 | 4 | 1 | 0 | 0 | 0 | 0 | 0 | 0 | 0 | 0 | 0 | 0 | 0 | 0 | 0 | 0 | 0 | 0 | 0 | 0 | 0 | 0 | 0 | 0 | 0 | 0 | 0 | 0 | 0 | 0 | 0 | 0
SCE North of Lugo Study Area | Calcite | 230 | Calcite | 0 | 1 | 2 | 0 | 3 | 1 | 2 | 3 | 1 | 2 | 2 | 1 | 2 | 1 | 3 | 0 | 0 | 0 | 0 | 0 | 0 | 0 | 0 | 0 | 150 | 250 | 200 | 0 | 0 | 1 | 0 | 0 | 0 | 0 | 0 | 0 | 0 | 0 | 0 | 150 | 250 | 200 | 0 | 0 | 1
PG&E Kern Study Area | Caliente | 230 | Caliente SS | 0 | 1 | 2 | 1 | 2 | 1 | 2 | 3 | 1 | 2 | 2 | 3 | 1 | 3 | 2 | 0 | 1 | 200 | 10 | 0 | 0 | 0 | 0 | 0 | 0 | 0 | 0 | 0 | 0 | 1 | 0 | 1 | 200 | 10 | 0 | 0 | 0 | 0 | 0 | 0 | 0 | 0 | 0 | 0 | 1
PG&E Kern Study Area | Callender SS | 115 | Callender SS | 0 | 0 | 2 | 1 | 3 | 1 | 2 | 1 | 2 | 2 | 2 | 3 | 1 | 1 | 3 | 0 | 0 | 0 | 0 | 0 | 0 | 0 | 0 | 0 | 0 | 0 | 0 | 0 | 0 | 0 | 0 | 0 | 0 | 0 | 0 | 0 | 0 | 0 | 0 | 0 | 0 | 0 | 0 | 0 | 0
PG&E North of Greater Bay Study Area | Calpella | 115 | Calpella | 0 | 0 | 1 | 0 | 3 | 1 | 2 | 1 | 2 | 3 | 1 | 1 | 2 | 1 | 3 | 0 | 0 | 0 | 0 | 0 | 0 | 0 | 0 | 4 | 0 | 0 | 0 | 0 | 0 | 1 | 0 | 0 | 0 | 0 | 0 | 0 | 0 | 0 | 4 | 0 | 0 | 0 | 0 | 0 | 1
PG&E Greater Bay Study Area | Camanche | 230 | Camanche | 1 | 1 | 1 | 0 | 3 | 3 | 1 | 3 | 1 | 3 | 1 | 1 | 2 | 1 | 3 | 0 | 0 | 0 | 0 | 0 | 0 | 0 | 0 | 0 | 0 | 0 | 0 | 0 | 0 | 0 | 0 | 0 | 0 | 0 | 0 | 0 | 0 | 0 | 0 | 0 | 0 | 0 | 0 | 0 | 0
PG&E Fresno Study Area | Cantua | 115 | Cantua | 1 | 1 | 1 | 0 | 1 | 3 | 1 | 3 | 1 | 3 | 1 | 1 | 2 | 4 | 1 | 0 | 0 | 0 | 0 | 0 | 0 | 0 | 0 | 0 | 0 | 0 | 0 | 0 | 0 | 0 | 0 | 0 | 0 | 0 | 0 | 0 | 0 | 0 | 0 | 0 | 0 | 0 | 0 | 0 | 0
SDG&E Study Area | Capistrano | 230 | Capistrano | 1 | 1 | 2 | 1 | 3 | 3 | 1 | 3 | 1 | 2 | 2 | 3 | 1 | 1 | 3 | 0 | 0 | 0 | 0 | 0 | 0 | 0 | 0 | 0 | 0 | 0 | 0 | 0 | 0 | 0 | 0 | 0 | 0 | 0 | 0 | 0 | 0 | 0 | 0 | 0 | 0 | 0 | 0 | 0 | 0
SDG&E Study Area | Capistrano | 138 | Capistrano | 1 | 1 | 2 | 1 | 3 | 3 | 1 | 3 | 1 | 2 | 2 | 3 | 1 | 1 | 3 | 0 | 0 | 0 | 0 | 0 | 0 | 0 | 0 | 0 | 0 | 0 | 250 | 0 | 0 | 1 | 0 | 0 | 0 | 0 | 0 | 0 | 0 | 0 | 0 | 0 | 0 | 250 | 0 | 0 | 1
PG&E North of Greater Bay Study Area | Carberry | 230 | Carberry | 0 | 0 | 2 | 0 | 3 | 1 | 2 | 1 | 2 | 2 | 2 | 1 | 2 | 1 | 3 | 0 | 9.6 | 0 | 0 | 0 | 0 | 0 | 0 | 0 | 0 | 0 | 0 | 0 | 0 | 1 | 0 | 9.6 | 0 | 0 | 0 | 0 | 0 | 0 | 0 | 0 | 0 | 0 | 0 | 0 | 1
PG&E North of Greater Bay Study Area | Caribou | 230 | Caribou | 0 | 0 | 1 | 0 | 3 | 1 | 2 | 1 | 2 | 3 | 1 | 1 | 2 | 1 | 3 | 0 | 11 | 0 | 0 | 0 | 0 | 0 | 0 | 0 | 0 | 0 | 0 | 0 | 0 | 1 | 0 | 11 | 0 | 0 | 0 | 0 | 0 | 0 | 0 | 0 | 0 | 0 | 0 | 0 | 1
PG&E North of Greater Bay Study Area | Carquinez | 115 | #N/A | 99 | 99 | 99 | 99 | 99 | Missing | Missing | Missing | Missing | Missing | Missing | Missing | Missing | Missing | Missing | 0 | 0 | 0 | 0 | 0 | 0 | 0 | 0 | 0 | 0 | 0 | 0 | 0 | 0 | 0 | 0 | 0 | 0 | 0 | 0 | 0 | 0 | 0 | 0 | 0 | 0 | 0 | 0 | 0 | 0
PG&E Kern Study Area | Carrizo Plains | 115 | Carrizo Plains | 0 | 1 | 2 | 1 | 3 | 1 | 2 | 3 | 1 | 2 | 2 | 3 | 1 | 1 | 3 | 0 | 0 | 0 | 0 | 0 | 0 | 0 | 0 | 0 | 0 | 0 | 0 | 0 | 0 | 0 | 0 | 0 | 0 | 0 | 0 | 0 | 0 | 0 | 0 | 0 | 0 | 0 | 0 | 0 | 0
PG&E Greater Bay Study Area | Castro Valley | 230 | Castro Valley | 0 | 1 | 2 | 1 | 2 | 1 | 2 | 3 | 1 | 2 | 2 | 3 | 1 | 3 | 2 | 0 | 0 | 0 | 0 | 0 | 0 | 0 | 0 | 0 | 0 | 0 | 0 | 0 | 0 | 0 | 0 | 0 | 0 | 0 | 0 | 0 | 0 | 0 | 0 | 0 | 0 | 0 | 0 | 0 | 0
PG&E Greater Bay Study Area | Cayetano | 230 | Cayetano | 0 | 1 | 2 | 1 | 3 | 1 | 2 | 3 | 1 | 2 | 2 | 3 | 1 | 1 | 3 | 0 | 0 | 0 | 0 | 0 | 0 | 0 | 0 | 0 | 0 | 100 | 100 | 0 | 0 | 1 | 0 | 0 | 0 | 0 | 0 | 0 | 0 | 0 | 0 | 0 | 100 | 100 | 0 | 0 | 1
SCE Metro Study Area | Center | 230 | Center | 1 | 1 | 1 | 1 | 1 | 3 | 1 | 3 | 1 | 3 | 1 | 3 | 1 | 4 | 1 | 0 | 0 | 0 | 0 | 0 | 0 | 0 | 0 | 0 | 0 | 0 | 90 | 0 | 0 | 1 | 0 | 0 | 0 | 0 | 0 | 0 | 0 | 0 | 0 | 0 | 0 | 90 | 0 | 0 | 1
PG&E Kern Study Area | Charca | 115 | Charca | 1 | 1 | 2 | 1 | 1 | 3 | 1 | 3 | 1 | 2 | 2 | 3 | 1 | 4 | 1 | 0 | 0 | 0 | 0 | 0 | 0 | 0 | 0 | 4.66 | 0 | 0 | 0 | 0 | 0 | 1 | 0 | 0 | 0 | 0 | 0 | 0 | 0 | 0 | 4.66 | 0 | 0 | 0 | 0 | 0 | 1
East of Pisgah Study Area | Charleston | 138 | Charleston | 0 | 0 | 3 | 1 | 3 | 1 | 2 | 1 | 2 | 1 | 3 | 3 | 1 | 1 | 3 | 0 | 0 | 0 | 0 | 0 | 0 | 0 | 0 | 0 | 0 | 0 | 0 | 0 | 0 | 0 | 0 | 0 | 0 | 0 | 0 | 0 | 0 | 0 | 0 | 0 | 0 | 0 | 0 | 0 | 0
SCE Metro Study Area | Chevmain | 230 | Chevmain | 1 | 1 | 1 | 1 | 2 | 3 | 1 | 3 | 1 | 3 | 1 | 3 | 1 | 3 | 2 | 0 | 0 | 0 | 0 | 0 | 0 | 0 | 0 | 0 | 0 | 0 | 0 | 0 | 0 | 0 | 0 | 0 | 0 | 0 | 0 | 0 | 0 | 0 | 0 | 0 | 0 | 0 | 0 | 0 | 0
SDG&E Study Area | Chicarita | 138 | Chicarita | 0 | 1 | 2 | 0 | 3 | 1 | 2 | 3 | 1 | 2 | 2 | 1 | 2 | 1 | 3 | 0 | 0 | 0 | 0 | 0 | 0 | 0 | 0 | 0 | 0 | 0 | 0 | 0 | 0 | 0 | 0 | 0 | 0 | 0 | 0 | 0 | 0 | 0 | 0 | 0 | 0 | 0 | 0 | 0 | 0
SCE Metro Study Area | Chino | 230 | Chino | 1 | 1 | 1 | 0 | 2 | 3 | 1 | 3 | 1 | 3 | 1 | 1 | 2 | 3 | 2 | 0 | 0 | 0 | 0 | 0 | 0 | 0 | 0 | 0 | 0 | 0 | 0 | 0 | 0 | 0 | 0 | 0 | 0 | 0 | 0 | 0 | 0 | 0 | 0 | 0 | 0 | 0 | 0 | 0 | 0
PG&E Fresno Study Area | Chowchilla | 115 | Chowchilla | 1 | 1 | 1 | 0 | 1 | 3 | 1 | 3 | 1 | 3 | 1 | 1 | 2 | 4 | 1 | 0 | 0 | 0 | 0 | 0 | 0 | 0 | 0 | 0 | 0 | 0 | 0 | 0 | 0 | 0 | 0 | 0 | 0 | 0 | 0 | 0 | 0 | 0 | 0 | 0 | 0 | 0 | 0 | 0 | 0
PG&E Greater Bay Study Area | Christie | 115 | Christie | 0 | 1 | 2 | 1 | 2 | 1 | 2 | 3 | 1 | 2 | 2 | 3 | 1 | 3 | 2 | 0 | 0 | 0 | 0 | 0 | 0 | 0 | 0 | 0 | 0 | 0 | 0 | 0 | 0 | 0 | 0 | 0 | 0 | 0 | 0 | 0 | 0 | 0 | 0 | 0 | 0 | 0 | 0 | 0 | 0
SCE Eastern Study Area | Cielo Azul | 500 | Cielo Azul | 0 | 0 | 3 | 1 | 3 | 1 | 2 | 1 | 2 | 1 | 3 | 3 | 1 | 1 | 3 | 0 | 0 | 0 | 0 | 0 | 0 | 0 | 0 | 0 | 100 | 1400 | 500 | 150 | 0 | 1 | 0 | 0 | 0 | 0 | 0 | 0 | 0 | 0 | 0 | 100 | 1400 | 500 | 150 | 0 | 1
PG&E North of Greater Bay Study Area | Cloverdale | 115 | Cloverdale | 0 | 0 | 2 | 0 | 3 | 1 | 2 | 1 | 2 | 2 | 2 | 1 | 2 | 1 | 3 | 32 | 0 | 0 | 0 | 0 | 0 | 0 | 0 | 0 | 0 | 0 | 0 | 0 | 0 | 1 | 32 | 0 | 0 | 0 | 0 | 0 | 0 | 0 | 0 | 0 | 0 | 0 | 0 | 0 | 1
PG&E Greater Bay Study Area | Coburn | 230 | Coburn | 0 | 0 | 2 | 0 | 3 | 1 | 2 | 1 | 2 | 2 | 2 | 1 | 2 | 1 | 3 | 0 | 4.82 | 100 | 0 | 0 | 0 | 0 | 0 | 0 | 0 | 0 | 0 | 0 | 0 | 1 | 0 | 4.82 | 100 | 0 | 0 | 0 | 0 | 0 | 0 | 0 | 0 | 0 | 0 | 0 | 1
PG&E North of Greater Bay Study Area | Colgate | 230 | Colgate | 0 | 1 | 1 | 1 | 3 | 1 | 2 | 3 | 1 | 3 | 1 | 3 | 1 | 1 | 3 | 0 | 3 | 0 | 0 | 0 | 0 | 0 | 0 | 0 | 0 | 0 | 0 | 0 | 0 | 1 | 0 | 3 | 0 | 0 | 0 | 0 | 0 | 0 | 0 | 0 | 0 | 0 | 0 | 0 | 1
PG&E Greater Bay Study Area | Collinsville | 500 | #N/A | 99 | 99 | 99 | 99 | 99 | Missing | Missing | Missing | Missing | Missing | Missing | Missing | Missing | Missing | Missing | 0 | 0 | 0 | 0 | 0 | 0 | 0 | 0 | 0 | 0 | 0 | 0 | 0 | 0 | 0 | 0 | 0 | 0 | 0 | 0 | 0 | 0 | 0 | 0 | 0 | 0 | 0 | 0 | 0 | 0
PG&E Greater Bay Study Area | Collinsville | 230 | #N/A | 99 | 99 | 99 | 99 | 99 | Missing | Missing | Missing | Missing | Missing | Missing | Missing | Missing | Missing | Missing | 0 | 0 | 0 | 0 | 0 | 0 | 0 | 0 | 0 | 0 | 0 | 0 | 0 | 0 | 0 | 0 | 0 | 0 | 0 | 0 | 0 | 0 | 0 | 0 | 0 | 0 | 0 | 0 | 0 | 0
SCE Eastern Study Area | Colorado River | 500 | Colorado River | 0 | 0 | 2 | 0 | 3 | 1 | 2 | 1 | 2 | 2 | 2 | 1 | 2 | 1 | 3 | 0 | 0 | 0 | 0 | 0 | 0 | 0 | 0 | 0 | 0 | 0 | 0 | 0 | 0 | 0 | 0 | 0 | 0 | 0 | 0 | 0 | 0 | 0 | 0 | 0 | 0 | 0 | 0 | 0 | 0
SCE Eastern Study Area | Colorado River | 230 | Colorado River | 0 | 0 | 2 | 0 | 3 | 1 | 2 | 1 | 2 | 2 | 2 | 1 | 2 | 1 | 3 | 0 | 0 | 0 | 0 | 0 | 0 | 0 | 0 | 0 | 300 | 395 | 204 | 0 | 0 | 1 | 0 | 0 | 0 | 0 | 0 | 0 | 0 | 0 | 0 | 300 | 395 | 204 | 0 | 0 | 1
PG&E Kern Study Area | Columbus | 115 | Columbus | 1 | 1 | 2 | 1 | 1 | 3 | 1 | 3 | 1 | 2 | 2 | 3 | 1 | 4 | 1 | 0 | 0 | 0 | 0 | 0 | 0 | 0 | 0 | 0 | 0 | 0 | 0 | 0 | 0 | 0 | 0 | 0 | 0 | 0 | 0 | 0 | 0 | 0 | 0 | 0 | 0 | 0 | 0 | 0 | 0
PG&E Greater Bay Study Area | Contra Costa PP | 230 | Contra Costa PP | 0 | 1 | 1 | 1 | 2 | 1 | 2 | 3 | 1 | 3 | 1 | 3 | 1 | 3 | 2 | 0 | 0 | 0 | 0 | 0 | 0 | 0 | 0 | 0 | 0 | 0 | 0 | 0 | 0 | 0 | 0 | 0 | 0 | 0 | 0 | 0 | 0 | 0 | 0 | 0 | 0 | 0 | 0 | 0 | 0
PG&E Greater Bay Study Area | Contra Costa | 230 | Contra Costa Sub | 0 | 1 | 1 | 1 | 2 | 1 | 2 | 3 | 1 | 3 | 1 | 3 | 1 | 3 | 2 | 0 | 0 | 0 | 0 | 0 | 0 | 0 | 0 | 0.9375 | 0 | 0 | 0 | 0 | 0 | 1 | 0 | 0 | 0 | 0 | 0 | 0 | 0 | 0 | 0.9375 | 0 | 0 | 0 | 0 | 0 | 1
SCE North of Lugo Study Area | Control | 115 | Control | 0 | 0 | 1 | 0 | 3 | 1 | 2 | 1 | 2 | 3 | 1 | 1 | 2 | 1 | 3 | 0 | 1.5 | 0 | 0 | 0 | 0 | 0 | 0 | 0 | 0 | 0 | 0 | 0 | 0 | 1 | 0 | 1.5 | 0 | 0 | 0 | 0 | 0 | 0 | 0 | 0 | 0 | 0 | 0 | 0 | 1
SCE North of Lugo Study Area | Coolwater | 230 | Coolwater | 0 | 1 | 1 | 1 | 2 | 1 | 2 | 3 | 1 | 3 | 1 | 3 | 1 | 3 | 2 | 0 | 0 | 0 | 0 | 0 | 0 | 0 | 0 | 0 | 0 | 0 | 0 | 0 | 0 | 0 | 0 | 0 | 0 | 0 | 0 | 0 | 0 | 0 | 0 | 0 | 0 | 0 | 0 | 0 | 0
SCE North of Lugo Study Area | Coolwater | 115 | Coolwater | 0 | 1 | 1 | 1 | 2 | 1 | 2 | 3 | 1 | 3 | 1 | 3 | 1 | 3 | 2 | 0 | 0 | 200 | 0 | 0 | 0 | 0 | 0 | 0 | 150 | 200 | 110 | 0 | 0 | 1 | 0 | 0 | 200 | 0 | 0 | 0 | 0 | 0 | 0 | 150 | 200 | 110 | 0 | 0 | 1
PG&E Fresno Study Area | Corcoran | 115 | Corcoran | 1 | 1 | 2 | 0 | 1 | 3 | 1 | 3 | 1 | 2 | 2 | 1 | 2 | 4 | 1 | 0 | 0 | 0 | 0 | 0 | 0 | 0 | 0 | 4 | 0 | 0 | 0 | 0 | 0 | 1 | 0 | 0 | 0 | 0 | 0 | 0 | 0 | 0 | 4 | 0 | 0 | 0 | 0 | 0 | 1
PG&E North of Greater Bay Study Area | Corona | 115 | Corona | 0 | 1 | 2 | 0 | 3 | 1 | 2 | 3 | 1 | 2 | 2 | 1 | 2 | 1 | 3 | 0 | 0 | 0 | 0 | 0 | 0 | 0 | 0 | 0 | 0 | 0 | 0 | 0 | 0 | 0 | 0 | 0 | 0 | 0 | 0 | 0 | 0 | 0 | 0 | 0 | 0 | 0 | 0 | 0 | 0
PG&E North of Greater Bay Study Area | Cortina | 230 | Cortina | 0 | 0 | 2 | 0 | 3 | 1 | 2 | 1 | 2 | 2 | 2 | 1 | 2 | 1 | 3 | 0 | 0 | 0 | 0 | 0 | 0 | 0 | 0 | 0 | 0 | 0 | 0 | 0 | 0 | 0 | 0 | 0 | 0 | 0 | 0 | 0 | 0 | 0 | 0 | 0 | 0 | 0 | 0 | 0 | 0
PG&E North of Greater Bay Study Area | Cortina | 115 | Cortina | 0 | 0 | 2 | 0 | 3 | 1 | 2 | 1 | 2 | 2 | 2 | 1 | 2 | 1 | 3 | 0 | 5 | 0 | 0 | 0 | 0 | 0 | 0 | 0 | 80 | 150 | 150 | 0 | 0 | 1 | 0 | 5 | 0 | 0 | 0 | 0 | 0 | 0 | 0 | 80 | 150 | 150 | 0 | 0 | 1
PG&E Greater Bay Study Area | Cottle | 230 | Cottle | 1 | 1 | 2 | 0 | 2 | 3 | 1 | 3 | 1 | 2 | 2 | 1 | 2 | 3 | 2 | 0 | 3 | 0 | 0 | 0 | 0 | 0 | 0 | 0 | 0 | 0 | 0 | 0 | 0 | 1 | 0 | 3 | 0 | 0 | 0 | 0 | 0 | 0 | 0 | 0 | 0 | 0 | 0 | 0 | 1
PG&E North of Greater Bay Study Area | Cottonwood | 230 | Cottonwood | 0 | 0 | 2 | 0 | 3 | 1 | 2 | 1 | 2 | 2 | 2 | 1 | 2 | 1 | 3 | 0 | 0 | 0 | 0 | 0 | 0 | 0 | 0 | 0 | 0 | 0 | 0 | 0 | 0 | 0 | 0 | 0 | 0 | 0 | 0 | 0 | 0 | 0 | 0 | 0 | 0 | 0 | 0 | 0 | 0
PG&E Greater Bay Study Area | Coyote | 230 | Coyote | 0 | 1 | 1 | 0 | 2 | 1 | 2 | 3 | 1 | 3 | 1 | 1 | 2 | 3 | 2 | 0 | 0 | 0 | 0 | 0 | 0 | 0 | 0 | 0 | 0 | 0 | 0 | 0 | 0 | 0 | 0 | 0 | 0 | 0 | 0 | 0 | 0 | 0 | 0 | 0 | 0 | 0 | 0 | 0 | 0
SDG&E Study Area | Creelman | 69 | #N/A | 99 | 99 | 99 | 99 | 99 | Missing | Missing | Missing | Missing | Missing | Missing | Missing | Missing | Missing | Missing | 0 | 0 | 0 | 0 | 0 | 0 | 0 | 0 | 0 | 0 | 0 | 0.47 | 0 | 0 | 1 | 0 | 0 | 0 | 0 | 0 | 0 | 0 | 0 | 0 | 0 | 0 | 0.47 | 0 | 0 | 1
PG&E Greater Bay Study Area | Crow Creek | 60 | #N/A | 99 | 99 | 99 | 99 | 99 | Missing | Missing | Missing | Missing | Missing | Missing | Missing | Missing | Missing | Missing | 0 | 0 | 0 | 0 | 0 | 0 | 0 | 0 | 0 | 0 | 0 | 0 | 0 | 0 | 0 | 0 | 0 | 0 | 0 | 0 | 0 | 0 | 0 | 0 | 0 | 0 | 0 | 0 | 0 | 0
PG&E Greater Bay Study Area | Curtis | 115 | Curtis | 0 | 1 | 1 | 0 | 3 | 1 | 2 | 3 | 1 | 3 | 1 | 1 | 2 | 1 | 3 | 0 | 5 | 0 | 0 | 0 | 0 | 0 | 0 | 0 | 0 | 0 | 0 | 0 | 0 | 1 | 0 | 5 | 0 | 0 | 0 | 0 | 0 | 0 | 0 | 0 | 0 | 0 | 0 | 0 | 1
PG&E Fresno Study Area | Dairyland | 115 | Dairyland | 1 | 1 | 2 | 0 | 1 | 3 | 1 | 3 | 1 | 2 | 2 | 1 | 2 | 4 | 1 | 0 | 0 | 0 | 0 | 0 | 0 | 0 | 0 | 0 | 0 | 0 | 0 | 0 | 0 | 0 | 0 | 0 | 0 | 0 | 0 | 0 | 0 | 0 | 0 | 0 | 0 | 0 | 0 | 0 | 0
PG&E North of Greater Bay Study Area | Davis | 115 | Davis | 0 | 1 | 2 | 0 | 3 | 1 | 2 | 3 | 1 | 2 | 2 | 1 | 2 | 1 | 3 | 0 | 0 | 0 | 0 | 0 | 0 | 0 | 0 | 0 | 0 | 0 | 0 | 0 | 0 | 0 | 0 | 0 | 0 | 0 | 0 | 0 | 0 | 0 | 0 | 0 | 0 | 0 | 0 | 0 | 0
SCE Metro Study Area | Del Amo | 230 | Del Amo | 1 | 1 | 2 | 1 | 2 | 3 | 1 | 3 | 1 | 2 | 2 | 3 | 1 | 3 | 2 | 0 | 0 | 0 | 0 | 0 | 0 | 0 | 0 | 0 | 0 | 0 | 0 | 0 | 0 | 0 | 0 | 0 | 0 | 0 | 0 | 0 | 0 | 0 | 0 | 0 | 0 | 0 | 0 | 0 | 0
SCE Eastern Study Area | Delaney | 500 | Delaney | 0 | 1 | 3 | 0 | 3 | 1 | 2 | 3 | 1 | 1 | 3 | 1 | 2 | 1 | 3 | 0 | 0 | 0 | 0 | 0 | 0 | 0 | 0 | 0 | 10 | 140 | 0 | 0 | 0 | 1 | 0 | 0 | 0 | 0 | 0 | 0 | 0 | 0 | 0 | 10 | 140 | 0 | 0 | 0 | 1
PG&E North of Greater Bay Study Area | Delevan | 230 | Delevan | 0 | 0 | 1 | 0 | 3 | 1 | 2 | 1 | 2 | 3 | 1 | 1 | 2 | 1 | 3 | 0 | 0 | 0 | 0 | 0 | 0 | 0 | 0 | 0 | 0 | 0 | 0 | 0 | 0 | 0 | 0 | 0 | 0 | 0 | 0 | 0 | 0 | 0 | 0 | 0 | 0 | 0 | 0 | 0 | 0
PG&E Greater Bay Study Area | Delta PP | 230 | Delta PP | 0 | 1 | 2 | 1 | 2 | 1 | 2 | 3 | 1 | 2 | 2 | 3 | 1 | 3 | 2 | 0 | 0 | 0 | 0 | 0 | 0 | 0 | 0 | 0 | 0 | 0 | 0 | 0 | 0 | 0 | 0 | 0 | 0 | 0 | 0 | 0 | 0 | 0 | 0 | 0 | 0 | 0 | 0 | 0 | 0
East of Pisgah Study Area | Desert View | 230 | Desert View | 0 | 1 | 3 | 1 | 3 | 1 | 2 | 3 | 1 | 1 | 3 | 3 | 1 | 1 | 3 | 0 | 0 | 0 | 0 | 0 | 0 | 0 | 0 | 0 | 0 | 0 | 0 | 0 | 0 | 0 | 0 | 0 | 0 | 0 | 0 | 0 | 0 | 0 | 0 | 0 | 0 | 0 | 0 | 0 | 0
SCE Eastern Study Area | Devers | 500 | Devers | 0 | 1 | 1 | 0 | 3 | 1 | 2 | 3 | 1 | 3 | 1 | 1 | 2 | 1 | 3 | 0 | 0 | 0 | 0 | 0 | 0 | 0 | 0 | 0 | 0 | 0 | 0 | 0 | 0 | 0 | 0 | 0 | 0 | 0 | 0 | 0 | 0 | 0 | 0 | 0 | 0 | 0 | 0 | 0 | 0
SCE Eastern Study Area | Devers | 230 | Devers | 0 | 1 | 1 | 0 | 3 | 1 | 2 | 3 | 1 | 3 | 1 | 1 | 2 | 1 | 3 | 0 | 0 | 299 | 100 | 0 | 0 | 0 | 0 | 0 | 0 | 0 | 0 | 120 | 0 | 1 | 0 | 0 | 299 | 100 | 0 | 0 | 0 | 0 | 0 | 0 | 0 | 0 | 120 | 0 | 1
PG&E Kern Study Area | Diablo | 500 | Diablo | 0 | 0 | 1 | 1 | 3 | 1 | 2 | 1 | 2 | 3 | 1 | 3 | 1 | 1 | 3 | 0 | 0 | 0 | 0 | 0 | 0 | 2000 | 0 | 0 | 0 | 0 | 0 | 0 | 0 | 1 | 0 | 0 | 0 | 0 | 0 | 0 | 2000 | 0 | 0 | 0 | 0 | 0 | 0 | 0 | 1
PG&E Kern Study Area | Diablo | 230 | Diablo | 0 | 0 | 1 | 1 | 3 | 1 | 2 | 1 | 2 | 3 | 1 | 3 | 1 | 1 | 3 | 0 | 0 | 0 | 0 | 0 | 0 | 0 | 0 | 0 | 0 | 0 | 0 | 0 | 0 | 0 | 0 | 0 | 0 | 0 | 0 | 0 | 0 | 0 | 0 | 0 | 0 | 0 | 0 | 0 | 0
PG&E Greater Bay Study Area | Dixon Landing | 115 | Dixon Landing | 0 | 1 | 1 | 1 | 2 | 1 | 2 | 3 | 1 | 3 | 1 | 3 | 1 | 3 | 2 | 0 | 0 | 0 | 0 | 0 | 0 | 0 | 0 | 2.3 | 0 | 0 | 0 | 0 | 0 | 1 | 0 | 0 | 0 | 0 | 0 | 0 | 0 | 0 | 2.3 | 0 | 0 | 0 | 0 | 0 | 1
PG&E Greater Bay Study Area | Donnells PH | 115 | Donnells PP | 0 | 1 | 1 | 0 | 3 | 1 | 2 | 3 | 1 | 3 | 1 | 1 | 2 | 1 | 3 | 0 | 3 | 0 | 0 | 0 | 0 | 0 | 0 | 0 | 0 | 0 | 0 | 0 | 0 | 1 | 0 | 3 | 0 | 0 | 0 | 0 | 0 | 0 | 0 | 0 | 0 | 0 | 0 | 0 | 1
PG&E Fresno Study Area | Dos Amigos | 230 | Dos Amigos | 1 | 1 | 2 | 0 | 1 | 3 | 1 | 3 | 1 | 2 | 2 | 1 | 2 | 4 | 1 | 0 | 0 | 0 | 0 | 0 | 0 | 0 | 0 | 3 | 0 | 0 | 0 | 0 | 0 | 1 | 0 | 0 | 0 | 0 | 0 | 0 | 0 | 0 | 3 | 0 | 0 | 0 | 0 | 0 | 1
PG&E North of Greater Bay Study Area | Drum | 115 | Drum | 0 | 1 | 1 | 0 | 3 | 1 | 2 | 3 | 1 | 3 | 1 | 1 | 2 | 1 | 3 | 0 | 0 | 0 | 0 | 0 | 0 | 0 | 0 | 0 | 0 | 0 | 0 | 0 | 0 | 0 | 0 | 0 | 0 | 0 | 0 | 0 | 0 | 0 | 0 | 0 | 0 | 0 | 0 | 0 | 0
PG&E Greater Bay Study Area | Dumbarton | 115 | #N/A | 99 | 99 | 99 | 99 | 99 | Missing | Missing | Missing | Missing | Missing | Missing | Missing | Missing | Missing | Missing | 0 | 0 | 0 | 0 | 0 | 0 | 0 | 0 | 1 | 0 | 0 | 0 | 0 | 0 | 1 | 0 | 0 | 0 | 0 | 0 | 0 | 0 | 0 | 1 | 0 | 0 | 0 | 0 | 0 | 1
SCE Eastern Study Area | Eagle Mountain | 230 | Eagle Mountain | 0 | 0 | 2 | 0 | 3 | 1 | 2 | 1 | 2 | 2 | 2 | 1 | 2 | 1 | 3 | 0 | 0 | 0 | 0 | 0 | 0 | 0 | 0 | 0 | 0 | 0 | 0 | 0 | 0 | 0 | 0 | 0 | 0 | 0 | 0 | 0 | 0 | 0 | 0 | 0 | 0 | 0 | 0 | 0 | 0
PG&E North of Greater Bay Study Area | Eagle Rock (PGE) | 115 | Eagle Rock (PGE) | 0 | 0 | 1 | 0 | 3 | 1 | 2 | 1 | 2 | 3 | 1 | 1 | 2 | 1 | 3 | 32 | 2 | 104 | 27 | 0 | 0 | 0 | 0 | 0 | 0 | 0 | 0 | 0 | 0 | 1 | 32 | 2 | 104 | 27 | 0 | 0 | 0 | 0 | 0 | 0 | 0 | 0 | 0 | 0 | 1
SCE Metro Study Area | Eagle Rock (SCE) | 230 | Eagle Rock (SCE) | 1 | 1 | 2 | 1 | 2 | 3 | 1 | 3 | 1 | 2 | 2 | 3 | 1 | 3 | 2 | 0 | 0 | 0 | 0 | 0 | 0 | 0 | 0 | 0 | 0 | 0 | 0 | 0 | 0 | 0 | 0 | 0 | 0 | 0 | 0 | 0 | 0 | 0 | 0 | 0 | 0 | 0 | 0 | 0 | 0
PG&E North of Greater Bay Study Area | East Nicolaus | 115 | East Nicolaus | 0 | 1 | 3 | 1 | 3 | 1 | 2 | 3 | 1 | 1 | 3 | 3 | 1 | 1 | 3 | 0 | 0 | 0 | 0 | 0 | 0 | 0 | 0 | 0 | 0 | 0 | 0 | 0 | 0 | 0 | 0 | 0 | 0 | 0 | 0 | 0 | 0 | 0 | 0 | 0 | 0 | 0 | 0 | 0 | 0
PG&E Greater Bay Study Area | East Shore | 230 | East Shore | 0 | 1 | 2 | 1 | 2 | 1 | 2 | 3 | 1 | 2 | 2 | 3 | 1 | 3 | 2 | 0 | 0 | 0 | 0 | 0 | 0 | 0 | 0 | 0 | 0 | 0 | 0 | 0 | 0 | 0 | 0 | 0 | 0 | 0 | 0 | 0 | 0 | 0 | 0 | 0 | 0 | 0 | 0 | 0 | 0
PG&E Greater Bay Study Area | East Shore | 115 | East Shore | 0 | 1 | 2 | 1 | 2 | 1 | 2 | 3 | 1 | 2 | 2 | 3 | 1 | 3 | 2 | 0 | 0 | 0 | 0 | 0 | 0 | 0 | 0 | 0 | 0 | 0 | 0 | 0 | 0 | 0 | 0 | 0 | 0 | 0 | 0 | 0 | 0 | 0 | 0 | 0 | 0 | 0 | 0 | 0 | 0
SDG&E Study Area | ECO | 500 | ECO | 0 | 1 | 1 | 0 | 3 | 1 | 2 | 3 | 1 | 3 | 1 | 1 | 2 | 1 | 3 | 0 | 0 | 800 | 200 | 0 | 0 | 0 | 0 | 0 | 0 | 0 | 0 | 0 | 0 | 1 | 0 | 0 | 800 | 200 | 0 | 0 | 0 | 0 | 0 | 0 | 0 | 0 | 0 | 0 | 1
SDG&E Study Area | ECO | 230 | ECO | 0 | 1 | 1 | 0 | 3 | 1 | 2 | 3 | 1 | 3 | 1 | 1 | 2 | 1 | 3 | 0 | 0 | 200 | 400 | 0 | 0 | 0 | 0 | 0 | 0 | 0 | 0 | 0 | 0 | 1 | 0 | 0 | 200 | 400 | 0 | 0 | 0 | 0 | 0 | 0 | 0 | 0 | 0 | 0 | 1
SDG&E Study Area | ECO | 138 | ECO | 0 | 1 | 1 | 0 | 3 | 1 | 2 | 3 | 1 | 3 | 1 | 1 | 2 | 1 | 3 | 0 | 0 | 60 | 0 | 0 | 0 | 0 | 0 | 0 | 0 | 182 | 117.15 | 0 | 0 | 1 | 0 | 0 | 60 | 0 | 0 | 0 | 0 | 0 | 0 | 0 | 182 | 117.15 | 0 | 0 | 1
PG&E Greater Bay Study Area | Edes | 115 | Edes | 0 | 1 | 2 | 1 | 2 | 1 | 2 | 3 | 1 | 2 | 2 | 3 | 1 | 3 | 2 | 0 | 0 | 0 | 0 | 0 | 0 | 0 | 0 | 0 | 0 | 0 | 0 | 0 | 0 | 0 | 0 | 0 | 0 | 0 | 0 | 0 | 0 | 0 | 0 | 0 | 0 | 0 | 0 | 0 | 0
PG&E Greater Bay Study Area | Eight Mile | 230 | Eight Mile | 1 | 1 | 2 | 0 | 1 | 3 | 1 | 3 | 1 | 2 | 2 | 1 | 2 | 4 | 1 | 0 | 0 | 0 | 0 | 0 | 0 | 0 | 0 | 0 | 0 | 0 | 0 | 0 | 0 | 0 | 0 | 0 | 0 | 0 | 0 | 0 | 0 | 0 | 0 | 0 | 0 | 0 | 0 | 0 | 0
SDG&E Study Area | El Cajon | 69 | #N/A | 99 | 99 | 99 | 99 | 99 | Missing | Missing | Missing | Missing | Missing | Missing | Missing | Missing | Missing | Missing | 0 | 0 | 0 | 0 | 0 | 0 | 0 | 0 | 0 | 0 | 0 | 50 | 0 | 0 | 1 | 0 | 0 | 0 | 0 | 0 | 0 | 0 | 0 | 0 | 0 | 0 | 50 | 0 | 0 | 1
SCE Eastern Study Area | El Casco | 230 | El Casco | 1 | 1 | 2 | 0 | 2 | 3 | 1 | 3 | 1 | 2 | 2 | 1 | 2 | 3 | 2 | 0 | 0 | 200 | 0 | 0 | 0 | 0 | 0 | 0 | 0 | 0 | 65 | 0 | 0 | 1 | 0 | 0 | 200 | 0 | 0 | 0 | 0 | 0 | 0 | 0 | 0 | 65 | 0 | 0 | 1
PG&E Fresno Study Area | El Nido (PGE) | 115 | El Nido (PGE) | 1 | 1 | 2 | 0 | 1 | 3 | 1 | 3 | 1 | 2 | 2 | 1 | 2 | 4 | 1 | 0 | 0 | 0 | 0 | 0 | 0 | 0 | 0 | 3 | 0 | 0 | 0 | 0 | 0 | 1 | 0 | 0 | 0 | 0 | 0 | 0 | 0 | 0 | 3 | 0 | 0 | 0 | 0 | 0 | 1
SCE Metro Study Area | El Nido (SCE) | 230 | El Nido (SCE) | 1 | 1 | 2 | 1 | 2 | 3 | 1 | 3 | 1 | 2 | 2 | 3 | 1 | 3 | 2 | 0 | 0 | 0 | 0 | 0 | 0 | 0 | 0 | 0 | 0 | 0 | 0 | 13 | 0 | 1 | 0 | 0 | 0 | 0 | 0 | 0 | 0 | 0 | 0 | 0 | 0 | 0 | 13 | 0 | 1
PG&E Greater Bay Study Area | El Patio | 115 | El Patio | 0 | 1 | 2 | 0 | 2 | 1 | 2 | 3 | 1 | 2 | 2 | 1 | 2 | 3 | 2 | 0 | 0 | 0 | 0 | 0 | 0 | 0 | 0 | 0 | 0 | 0 | 0 | 0 | 0 | 0 | 0 | 0 | 0 | 0 | 0 | 0 | 0 | 0 | 0 | 0 | 0 | 0 | 0 | 0 | 0
SCE Metro Study Area | El Segundo | 230 | El Segundo | 1 | 1 | 1 | 1 | 2 | 3 | 1 | 3 | 1 | 3 | 1 | 3 | 1 | 3 | 2 | 0 | 0 | 0 | 0 | 0 | 0 | 0 | 0 | 0 | 0 | 0 | 0 | 0 | 0 | 0 | 0 | 0 | 0 | 0 | 0 | 0 | 0 | 0 | 0 | 0 | 0 | 0 | 0 | 0 | 0
East of Pisgah Study Area | Eldorado | 500 | Eldorado | 0 | 0 | 2 | 0 | 3 | 1 | 2 | 1 | 2 | 2 | 2 | 1 | 2 | 1 | 3 | 240 | 0 | 0 | 0 | 2268.4 | 0 | 0 | 0 | 0 | 0 | 0 | 0 | 0 | 0 | 1 | 240 | 0 | 0 | 0 | 2268.4 | 0 | 0 | 0 | 0 | 0 | 0 | 0 | 0 | 0 | 1
East of Pisgah Study Area | Eldorado | 230 | Eldorado | 0 | 0 | 2 | 0 | 3 | 1 | 2 | 1 | 2 | 2 | 2 | 1 | 2 | 1 | 3 | 26 | 0 | 0 | 0 | 0 | 0 | 0 | 0 | 0 | 0 | 300 | 279 | 0 | 0 | 1 | 26 | 0 | 0 | 0 | 0 | 0 | 0 | 0 | 0 | 0 | 300 | 279 | 0 | 0 | 1
PG&E Kern Study Area | Elk Hills | 230 | Elk Hills | 1 | 1 | 2 | 1 | 1 | 3 | 1 | 3 | 1 | 2 | 2 | 3 | 1 | 4 | 1 | 0 | 0 | 0 | 0 | 0 | 0 | 0 | 0 | 5.25 | 0 | 0 | 0 | 0 | 0 | 1 | 0 | 0 | 0 | 0 | 0 | 0 | 0 | 0 | 5.25 | 0 | 0 | 0 | 0 | 0 | 1
SDG&E Study Area | Elliot | 69 | #N/A | 99 | 99 | 99 | 99 | 99 | Missing | Missing | Missing | Missing | Missing | Missing | Missing | Missing | Missing | Missing | 0 | 0 | 0 | 0 | 0 | 0 | 0 | 0 | 0 | 0 | 0 | 9.75 | 0 | 0 | 1 | 0 | 0 | 0 | 0 | 0 | 0 | 0 | 0 | 0 | 0 | 0 | 9.75 | 0 | 0 | 1
SCE Metro Study Area | Ellis | 230 | Ellis | 1 | 1 | 1 | 1 | 2 | 3 | 1 | 3 | 1 | 3 | 1 | 3 | 1 | 3 | 2 | 0 | 0 | 0 | 0 | 0 | 0 | 0 | 0 | 0 | 0 | 0 | 0 | 0 | 0 | 0 | 0 | 0 | 0 | 0 | 0 | 0 | 0 | 0 | 0 | 0 | 0 | 0 | 0 | 0 | 0
SDG&E Study Area | Encina | 230 | Encina | 0 | 1 | 1 | 0 | 3 | 1 | 2 | 3 | 1 | 3 | 1 | 1 | 2 | 1 | 3 | 0 | 0 | 0 | 0 | 0 | 0 | 0 | 0 | 0 | 0 | 0 | 0 | 0 | 0 | 0 | 0 | 0 | 0 | 0 | 0 | 0 | 0 | 0 | 0 | 0 | 0 | 0 | 0 | 0 | 0
SDG&E Study Area | Escondido | 230 | Escondido | 0 | 1 | 1 | 0 | 3 | 1 | 2 | 3 | 1 | 3 | 1 | 1 | 2 | 1 | 3 | 0 | 0 | 0 | 0 | 0 | 0 | 0 | 0 | 0 | 0 | 0 | 0 | 0 | 0 | 0 | 0 | 0 | 0 | 0 | 0 | 0 | 0 | 0 | 0 | 0 | 0 | 0 | 0 | 0 | 0
SCE Eastern Study Area | Etiwanda | 230 | Etiwanda | 1 | 1 | 1 | 0 | 2 | 3 | 1 | 3 | 1 | 3 | 1 | 1 | 2 | 3 | 2 | 0 | 0 | 0 | 0 | 0 | 0 | 0 | 0 | 0 | 0 | 0 | 100 | 0 | 0 | 1 | 0 | 0 | 0 | 0 | 0 | 0 | 0 | 0 | 0 | 0 | 0 | 100 | 0 | 0 | 1
PG&E Greater Bay Study Area | Evergreen | 115 | Evergreen | 0 | 1 | 2 | 0 | 2 | 1 | 2 | 3 | 1 | 2 | 2 | 1 | 2 | 3 | 2 | 0 | 0 | 0 | 0 | 0 | 0 | 0 | 0 | 0 | 0 | 0 | 0 | 0 | 0 | 0 | 0 | 0 | 0 | 0 | 0 | 0 | 0 | 0 | 0 | 0 | 0 | 0 | 0 | 0 | 0
PG&E Fresno Study Area | Excelsior | 115 | #N/A | 99 | 99 | 99 | 99 | 99 | Missing | Missing | Missing | Missing | Missing | Missing | Missing | Missing | Missing | Missing | 0 | 0 | 0 | 0 | 0 | 0 | 0 | 0 | 0 | 0 | 0 | 0 | 0 | 0 | 0 | 0 | 0 | 0 | 0 | 0 | 0 | 0 | 0 | 0 | 0 | 0 | 0 | 0 | 0 | 0
PG&E Kern Study Area | Fairway | 115 | Fairway | 0 | 0 | 1 | 1 | 2 | 1 | 2 | 1 | 2 | 3 | 1 | 3 | 1 | 3 | 2 | 0 | 0 | 0 | 0 | 0 | 0 | 0 | 0 | 0 | 0 | 0 | 0 | 0 | 0 | 0 | 0 | 0 | 0 | 0 | 0 | 0 | 0 | 0 | 0 | 0 | 0 | 0 | 0 | 0 | 0
PG&E Kern Study Area | Famoso | 115 | Famoso | 1 | 1 | 2 | 1 | 1 | 3 | 1 | 3 | 1 | 2 | 2 | 3 | 1 | 4 | 1 | 0 | 0 | 0 | 0 | 0 | 0 | 0 | 0 | 5 | 0 | 0 | 0 | 0 | 0 | 1 | 0 | 0 | 0 | 0 | 0 | 0 | 0 | 0 | 5 | 0 | 0 | 0 | 0 | 0 | 1
PG&E Greater Bay Study Area | Fibreboard (SPI Sonora) | 115 | Fibreboard (SPI Sonora) | 0 | 1 | 1 | 1 | 2 | 1 | 2 | 3 | 1 | 3 | 1 | 3 | 1 | 3 | 2 | 0 | 0 | 0 | 0 | 0 | 0 | 0 | 0 | 0 | 0 | 0 | 0 | 0 | 0 | 0 | 0 | 0 | 0 | 0 | 0 | 0 | 0 | 0 | 0 | 0 | 0 | 0 | 0 | 0 | 0
PG&E Fresno Study Area | Figarden | 230 | Figarden | 1 | 1 | 2 | 0 | 1 | 3 | 1 | 3 | 1 | 2 | 2 | 1 | 2 | 4 | 1 | 0 | 0 | 0 | 0 | 0 | 0 | 0 | 0 | 0 | 0 | 0 | 0 | 0 | 0 | 0 | 0 | 0 | 0 | 0 | 0 | 0 | 0 | 0 | 0 | 0 | 0 | 0 | 0 | 0 | 0
PG&E Fresno Study Area | Fink (Proposed) | 230 | #N/A | 99 | 99 | 99 | 99 | 99 | Missing | Missing | Missing | Missing | Missing | Missing | Missing | Missing | Missing | Missing | 0 | 0 | 0 | 0 | 0 | 0 | 0 | 0 | 0 | 170 | 0 | 157 | 30 | 0 | 1 | 0 | 0 | 0 | 0 | 0 | 0 | 0 | 0 | 0 | 170 | 0 | 157 | 30 | 0 | 1
PG&E Greater Bay Study Area | FMC | 115 | FMC | 0 | 1 | 1 | 0 | 2 | 1 | 2 | 3 | 1 | 3 | 1 | 1 | 2 | 3 | 2 | 0 | 0 | 0 | 0 | 0 | 0 | 0 | 0 | 0 | 0 | 0 | 0 | 0 | 0 | 0 | 0 | 0 | 0 | 0 | 0 | 0 | 0 | 0 | 0 | 0 | 0 | 0 | 0 | 0 | 0
PG&E Greater Bay Study Area | Frogtown | 115 | Frogtown | 0 | 1 | 2 | 0 | 3 | 1 | 2 | 3 | 1 | 2 | 2 | 1 | 2 | 1 | 3 | 0 | 0 | 0 | 0 | 0 | 0 | 0 | 0 | 0 | 0 | 0 | 0 | 0 | 0 | 0 | 0 | 0 | 0 | 0 | 0 | 0 | 0 | 0 | 0 | 0 | 0 | 0 | 0 | 0 | 0
PG&E North of Greater Bay Study Area | Fulton | 230 | Fulton | 0 | 1 | 1 | 0 | 3 | 1 | 2 | 3 | 1 | 3 | 1 | 1 | 2 | 1 | 3 | 0 | 0 | 0 | 0 | 0 | 0 | 0 | 0 | 0 | 0 | 0 | 38 | 0 | 0 | 1 | 0 | 0 | 0 | 0 | 0 | 0 | 0 | 0 | 0 | 0 | 0 | 38 | 0 | 0 | 1
PG&E North of Greater Bay Study Area | Fulton | 115 | Fulton | 0 | 1 | 1 | 0 | 3 | 1 | 2 | 3 | 1 | 3 | 1 | 1 | 2 | 1 | 3 | 0 | 2 | 0 | 0 | 0 | 0 | 0 | 0 | 0 | 0 | 0 | 0 | 0 | 0 | 1 | 0 | 2 | 0 | 0 | 0 | 0 | 0 | 0 | 0 | 0 | 0 | 0 | 0 | 0 | 1
East of Pisgah Study Area | Carpenter Canyon (fka Gamebird) | 230 | Gamebird | 0 | 0 | 3 | 1 | 3 | 1 | 2 | 1 | 2 | 1 | 3 | 3 | 1 | 1 | 3 | 0 | 0 | 0 | 0 | 0 | 0 | 0 | 0 | 0 | 210 | 0 | 200 | 0 | 0 | 1 | 0 | 0 | 0 | 0 | 0 | 0 | 0 | 0 | 0 | 210 | 0 | 200 | 0 | 0 | 1
East of Pisgah Study Area | Carpenter Canyon (fka Gamebird) | 138 | Gamebird | 0 | 0 | 3 | 1 | 3 | 1 | 2 | 1 | 2 | 1 | 3 | 3 | 1 | 1 | 3 | 0 | 0 | 0 | 0 | 0 | 0 | 0 | 0 | 0 | 0 | 0 | 0 | 0 | 0 | 0 | 0 | 0 | 0 | 0 | 0 | 0 | 0 | 0 | 0 | 0 | 0 | 0 | 0 | 0 | 0
PG&E Kern Study Area | Ganso | 115 | Ganso | 1 | 1 | 2 | 1 | 1 | 3 | 1 | 3 | 1 | 2 | 2 | 3 | 1 | 4 | 1 | 0 | 1 | 0 | 0 | 0 | 0 | 0 | 0 | 1.5 | 0 | 0 | 0 | 0 | 0 | 1 | 0 | 1 | 0 | 0 | 0 | 0 | 0 | 0 | 1.5 | 0 | 0 | 0 | 0 | 0 | 1
PG&E Fresno Study Area | Gates | 500 | Gates | 1 | 1 | 1 | 0 | 1 | 3 | 1 | 3 | 1 | 3 | 1 | 1 | 2 | 4 | 1 | 0 | 0 | 0 | 0 | 0 | 0 | 0 | 0 | 0 | 0 | 0 | 0 | 0 | 0 | 0 | 0 | 0 | 0 | 0 | 0 | 0 | 0 | 0 | 0 | 0 | 0 | 0 | 0 | 0 | 0
PG&E Fresno Study Area | Gates | 230 | Gates | 1 | 1 | 1 | 0 | 1 | 3 | 1 | 3 | 1 | 3 | 1 | 1 | 2 | 4 | 1 | 0 | 0 | 0 | 0 | 0 | 0 | 0 | 0 | 4.59 | 781.5 | 143.5 | 763.131 | 0 | 0 | 1 | 0 | 0 | 0 | 0 | 0 | 0 | 0 | 0 | 4.59 | 781.5 | 143.5 | 763.131 | 0 | 0 | 1
PG&E Fresno Study Area | New Sub - Gates - Midway (Proposed) | 230 | #N/A | 99 | 99 | 99 | 99 | 99 | Missing | Missing | Missing | Missing | Missing | Missing | Missing | Missing | Missing | Missing | 0 | 0 | 0 | 0 | 0 | 0 | 0 | 0 | 0 | 0 | 0 | 0 | 0 | 0 | 0 | 0 | 0 | 0 | 0 | 0 | 0 | 0 | 0 | 0 | 0 | 0 | 0 | 0 | 0 | 0
PG&E Kern Study Area | New Sub - Gates - Templeton (Proposed) | 230 | #N/A | 99 | 99 | 99 | 99 | 99 | Missing | Missing | Missing | Missing | Missing | Missing | Missing | Missing | Missing | Missing | 0 | 0 | 0 | 0 | 0 | 0 | 0 | 0 | 0 | 0 | 0 | 0 | 0 | 0 | 0 | 0 | 0 | 0 | 0 | 0 | 0 | 0 | 0 | 0 | 0 | 0 | 0 | 0 | 0 | 0
PG&E North of Greater Bay Study Area | Geysers 12 | 230 | Geysers 12 | 0 | 0 | 2 | 0 | 3 | 1 | 2 | 1 | 2 | 2 | 2 | 1 | 2 | 1 | 3 | 43 | 0 | 0 | 0 | 0 | 0 | 0 | 0 | 0 | 0 | 0 | 0 | 0 | 0 | 1 | 43 | 0 | 0 | 0 | 0 | 0 | 0 | 0 | 0 | 0 | 0 | 0 | 0 | 0 | 1
PG&E North of Greater Bay Study Area | Geysers 17 | 230 | Geysers 12 | 0 | 0 | 2 | 0 | 3 | 1 | 2 | 1 | 2 | 2 | 2 | 1 | 2 | 1 | 3 | 0 | 0 | 0 | 0 | 0 | 0 | 0 | 0 | 0 | 0 | 0 | 0 | 0 | 0 | 0 | 0 | 0 | 0 | 0 | 0 | 0 | 0 | 0 | 0 | 0 | 0 | 0 | 0 | 0 | 0
PG&E North of Greater Bay Study Area | Geysers 5&6 | 115 | Geysers 12 | 0 | 0 | 2 | 0 | 3 | 1 | 2 | 1 | 2 | 2 | 2 | 1 | 2 | 1 | 3 | 0 | 0 | 0 | 0 | 0 | 0 | 0 | 0 | 0 | 0 | 0 | 0 | 0 | 0 | 0 | 0 | 0 | 0 | 0 | 0 | 0 | 0 | 0 | 0 | 0 | 0 | 0 | 0 | 0 | 0
PG&E North of Greater Bay Study Area | Geysers 9&10 Sonoma | 230 | Geysers 12 | 0 | 0 | 2 | 0 | 3 | 1 | 2 | 1 | 2 | 2 | 2 | 1 | 2 | 1 | 3 | 0 | 0 | 0 | 0 | 0 | 0 | 0 | 0 | 0 | 0 | 0 | 0 | 0 | 0 | 0 | 0 | 0 | 0 | 0 | 0 | 0 | 0 | 0 | 0 | 0 | 0 | 0 | 0 | 0 | 0
PG&E Fresno Study Area | Giffen | 70 | #N/A | 99 | 99 | 99 | 99 | 99 | Missing | Missing | Missing | Missing | Missing | Missing | Missing | Missing | Missing | Missing | 0 | 0 | 0 | 0 | 0 | 0 | 0 | 0 | 0 | 0 | 0 | 0 | 0 | 0 | 0 | 0 | 0 | 0 | 0 | 0 | 0 | 0 | 0 | 0 | 0 | 0 | 0 | 0 | 0 | 0
PG&E North of Greater Bay Study Area | Glenn | 230 | Glenn | 0 | 0 | 2 | 0 | 3 | 1 | 2 | 1 | 2 | 2 | 2 | 1 | 2 | 1 | 3 | 0 | 2 | 232 | 68 | 0 | 0 | 0 | 0 | 0 | 0 | 0 | 0 | 0 | 5 | 1 | 0 | 2 | 232 | 68 | 0 | 0 | 0 | 0 | 0 | 0 | 0 | 0 | 0 | 5 | 1
PG&E North of Greater Bay Study Area | Gold Hill | 230 | Gold Hill | 0 | 1 | 2 | 0 | 3 | 1 | 2 | 3 | 1 | 2 | 2 | 1 | 2 | 1 | 3 | 0 | 0 | 0 | 0 | 0 | 0 | 0 | 0 | 0 | 0 | 0 | 50 | 0 | 0 | 1 | 0 | 0 | 0 | 0 | 0 | 0 | 0 | 0 | 0 | 0 | 0 | 50 | 0 | 0 | 1
SCE Northern Area | Goleta | 230 | Goleta | 0 | 0 | 2 | 1 | 3 | 1 | 2 | 1 | 2 | 2 | 2 | 3 | 1 | 1 | 3 | 0 | 1 | 0 | 0 | 0 | 0 | 0 | 0 | 0 | 0 | 0 | 70 | 0 | 0 | 1 | 0 | 1 | 0 | 0 | 0 | 0 | 0 | 0 | 0 | 0 | 0 | 70 | 0 | 0 | 1
SCE Metro Study Area | Goodrich | 230 | Goodrich | 1 | 1 | 2 | 1 | 2 | 3 | 1 | 3 | 1 | 2 | 2 | 3 | 1 | 3 | 2 | 0 | 0 | 0 | 0 | 0 | 0 | 0 | 0 | 0 | 0 | 0 | 0 | 0 | 0 | 0 | 0 | 0 | 0 | 0 | 0 | 0 | 0 | 0 | 0 | 0 | 0 | 0 | 0 | 0 | 0
PG&E Kern Study Area | Goose Lake | 115 | Goose Lake | 1 | 1 | 1 | 1 | 1 | 3 | 1 | 3 | 1 | 3 | 1 | 3 | 1 | 4 | 1 | 0 | 0 | 0 | 0 | 0 | 0 | 0 | 0 | 0 | 0 | 0 | 0 | 0 | 0 | 0 | 0 | 0 | 0 | 0 | 0 | 0 | 0 | 0 | 0 | 0 | 0 | 0 | 0 | 0 | 0
SCE Metro Study Area | Gould | 230 | Gould | 1 | 1 | 2 | 1 | 2 | 3 | 1 | 3 | 1 | 2 | 2 | 3 | 1 | 3 | 2 | 0 | 0 | 0 | 0 | 0 | 0 | 0 | 0 | 0 | 0 | 0 | 0 | 0 | 0 | 0 | 0 | 0 | 0 | 0 | 0 | 0 | 0 | 0 | 0 | 0 | 0 | 0 | 0 | 0 | 0
PG&E Greater Bay Study Area | Grant | 115 | Grant | 0 | 1 | 1 | 1 | 2 | 1 | 2 | 3 | 1 | 3 | 1 | 3 | 1 | 3 | 2 | 0 | 0 | 0 | 0 | 0 | 0 | 0 | 0 | 0 | 0 | 0 | 0 | 0 | 0 | 0 | 0 | 0 | 0 | 0 | 0 | 0 | 0 | 0 | 0 | 0 | 0 | 0 | 0 | 0 | 0
PG&E Greater Bay Study Area | Green Valley | 115 | Green Valley | 0 | 0 | 2 | 0 | 2 | 1 | 2 | 1 | 2 | 2 | 2 | 1 | 2 | 3 | 2 | 0 | 0 | 0 | 0 | 0 | 0 | 0 | 0 | 0 | 0 | 0 | 0 | 0 | 0 | 0 | 0 | 0 | 0 | 0 | 0 | 0 | 0 | 0 | 0 | 0 | 0 | 0 | 0 | 0 | 0
PG&E North of Greater Bay Study Area | Greenleaf 1 | 115 | #N/A | 99 | 99 | 99 | 99 | 99 | Missing | Missing | Missing | Missing | Missing | Missing | Missing | Missing | Missing | Missing | 0 | 0 | 0 | 0 | 0 | 0 | 0 | 0 | 0 | 0 | 0 | 0 | 0 | 0 | 0 | 0 | 0 | 0 | 0 | 0 | 0 | 0 | 0 | 0 | 0 | 0 | 0 | 0 | 0 | 0
PG&E Fresno Study Area | Gregg | 230 | Gregg | 1 | 1 | 2 | 0 | 1 | 3 | 1 | 3 | 1 | 2 | 2 | 1 | 2 | 4 | 1 | 0 | 0 | 0 | 0 | 0 | 0 | 0 | 0 | 0 | 0 | 0 | 0 | 0 | 0 | 0 | 0 | 0 | 0 | 0 | 0 | 0 | 0 | 0 | 0 | 0 | 0 | 0 | 0 | 0 | 0
PG&E Kern Study Area | Grimmway-Malaga | 115 | Grimmway-Malaga | 1 | 1 | 1 | 1 | 1 | 3 | 1 | 3 | 1 | 3 | 1 | 3 | 1 | 4 | 1 | 0 | 0 | 0 | 0 | 0 | 0 | 0 | 0 | 2.4 | 0 | 0 | 0 | 0 | 0 | 1 | 0 | 0 | 0 | 0 | 0 | 0 | 0 | 0 | 2.4 | 0 | 0 | 0 | 0 | 0 | 1
PG&E Fresno Study Area | GWF Hanford | 115 | GWF Hanford | 0 | 1 | 1 | 1 | 2 | 1 | 2 | 3 | 1 | 3 | 1 | 3 | 1 | 3 | 2 | 0 | 0 | 0 | 0 | 0 | 0 | 0 | 0 | 0 | 0 | 0 | 32 | 0 | 0 | 1 | 0 | 0 | 0 | 0 | 0 | 0 | 0 | 0 | 0 | 0 | 0 | 32 | 0 | 0 | 1
SCE Metro Study Area | HarborGen | 230 | HarborGen | 1 | 1 | 1 | 1 | 2 | 3 | 1 | 3 | 1 | 3 | 1 | 3 | 1 | 3 | 2 | 0 | 0 | 0 | 0 | 0 | 0 | 0 | 0 | 0 | 0 | 0 | 0 | 0 | 0 | 0 | 0 | 0 | 0 | 0 | 0 | 0 | 0 | 0 | 0 | 0 | 0 | 0 | 0 | 0 | 0
East of Pisgah Study Area | Harry Allen | 500 | #N/A | 99 | 99 | 99 | 99 | 99 | Missing | Missing | Missing | Missing | Missing | Missing | Missing | Missing | Missing | Missing | 0 | 0 | 0 | 0 | 1000 | 0 | 0 | 0 | 0 | 0 | 0 | 0 | 0 | 0 | 1 | 0 | 0 | 0 | 0 | 1000 | 0 | 0 | 0 | 0 | 0 | 0 | 0 | 0 | 0 | 1
SDG&E Study Area | Hassayampa | 500 | Hassayampah (APS) | 99 | 99 | 99 | 99 | 99 | Missing | Missing | Missing | Missing | Missing | Missing | Missing | Missing | Missing | Missing | 0 | 0 | 0 | 0 | 0 | 0 | 0 | 0 | 0 | 250 | 0 | 10 | 0 | 0 | 1 | 0 | 0 | 0 | 0 | 0 | 0 | 0 | 0 | 0 | 250 | 0 | 10 | 0 | 0 | 1
PG&E Fresno Study Area | Helm | 230 | Helm | 1 | 1 | 2 | 0 | 1 | 3 | 1 | 3 | 1 | 2 | 2 | 1 | 2 | 4 | 1 | 0 | 0 | 0 | 0 | 0 | 0 | 0 | 0 | 0 | 0 | 35 | 0 | 35 | 0 | 1 | 0 | 0 | 0 | 0 | 0 | 0 | 0 | 0 | 0 | 0 | 35 | 0 | 35 | 0 | 1
PG&E Fresno Study Area | Henrietta | 230 | Henrietta | 1 | 1 | 1 | 0 | 1 | 3 | 1 | 3 | 1 | 3 | 1 | 1 | 2 | 4 | 1 | 0 | 0 | 0 | 0 | 0 | 0 | 0 | 0 | 3 | 0 | 0 | 0 | 0 | 0 | 1 | 0 | 0 | 0 | 0 | 0 | 0 | 0 | 0 | 3 | 0 | 0 | 0 | 0 | 0 | 1
PG&E Fresno Study Area | Herndon | 230 | Herndon | 1 | 1 | 2 | 0 | 1 | 3 | 1 | 3 | 1 | 2 | 2 | 1 | 2 | 4 | 1 | 0 | 0 | 0 | 0 | 0 | 0 | 0 | 0 | 0 | 0 | 0 | 0 | 0 | 0 | 0 | 0 | 0 | 0 | 0 | 0 | 0 | 0 | 0 | 0 | 0 | 0 | 0 | 0 | 0 | 0
PG&E Greater Bay Study Area | Hicks | 230 | Hicks | 0 | 1 | 2 | 0 | 3 | 1 | 2 | 3 | 1 | 2 | 2 | 1 | 2 | 1 | 3 | 0 | 0 | 0 | 0 | 0 | 0 | 0 | 0 | 0 | 0 | 0 | 0 | 0 | 0 | 0 | 0 | 0 | 0 | 0 | 0 | 0 | 0 | 0 | 0 | 0 | 0 | 0 | 0 | 0 | 0
PG&E North of Greater Bay Study Area | Higgins | 115 | Higgins | 0 | 1 | 2 | 0 | 3 | 1 | 2 | 3 | 1 | 2 | 2 | 1 | 2 | 1 | 3 | 0 | 15 | 0 | 0 | 0 | 0 | 0 | 0 | 0 | 0 | 0 | 0 | 0 | 0 | 1 | 0 | 15 | 0 | 0 | 0 | 0 | 0 | 0 | 0 | 0 | 0 | 0 | 0 | 0 | 1
SCE Metro Study Area | Hinson | 230 | Hinson | 1 | 1 | 1 | 1 | 2 | 3 | 1 | 3 | 1 | 3 | 1 | 3 | 1 | 3 | 2 | 0 | 5.6 | 0 | 0 | 0 | 0 | 0 | 0 | 2.4 | 0 | 0 | 200 | 0 | 0 | 1 | 0 | 5.6 | 0 | 0 | 0 | 0 | 0 | 0 | 2.4 | 0 | 0 | 200 | 0 | 0 | 1
PG&E Greater Bay Study Area | Hollister | 115 | Hollister | 0 | 0 | 2 | 0 | 3 | 1 | 2 | 1 | 2 | 2 | 2 | 1 | 2 | 1 | 3 | 0 | 0 | 0 | 0 | 0 | 0 | 0 | 0 | 0 | 0 | 0 | 10 | 0 | 0 | 1 | 0 | 0 | 0 | 0 | 0 | 0 | 0 | 0 | 0 | 0 | 0 | 10 | 0 | 0 | 1
PG&E North of Greater Bay Study Area | Homestake | 115 | Homestake | 0 | 1 | 3 | 0 | 3 | 1 | 2 | 3 | 1 | 1 | 3 | 1 | 2 | 1 | 3 | 0 | 0 | 0 | 0 | 0 | 0 | 0 | 0 | 0 | 0 | 0 | 0 | 0 | 0 | 0 | 0 | 0 | 0 | 0 | 0 | 0 | 0 | 0 | 0 | 0 | 0 | 0 | 0 | 0 | 0
PG&E North of Greater Bay Study Area | Honcut | 115 | Honcut | 0 | 1 | 2 | 0 | 3 | 1 | 2 | 3 | 1 | 2 | 2 | 1 | 2 | 1 | 3 | 0 | 0 | 0 | 0 | 0 | 0 | 0 | 0 | 0 | 0 | 0 | 0 | 0 | 0 | 0 | 0 | 0 | 0 | 0 | 0 | 0 | 0 | 0 | 0 | 0 | 0 | 0 | 0 | 0 | 0
SDG&E Study Area | Hoodoo Wash | 500 | Hoodoo Wash (APS) | 0 | 0 | 2 | 0 | 3 | 1 | 2 | 1 | 2 | 2 | 2 | 1 | 2 | 1 | 3 | 0 | 0 | 0 | 0 | 0 | 0 | 0 | 0 | 0 | 250 | 700 | 400 | 100 | 0 | 1 | 0 | 0 | 0 | 0 | 0 | 0 | 0 | 0 | 0 | 250 | 700 | 400 | 100 | 0 | 1
PG&E North of Greater Bay Study Area | Hopland | 115 | Hopland | 0 | 0 | 3 | 0 | 3 | 1 | 2 | 1 | 2 | 1 | 3 | 1 | 2 | 1 | 3 | 0 | 0 | 0 | 0 | 0 | 0 | 0 | 0 | 0 | 0 | 0 | 0 | 0 | 0 | 0 | 0 | 0 | 0 | 0 | 0 | 0 | 0 | 0 | 0 | 0 | 0 | 0 | 0 | 0 | 0
PG&E North of Greater Bay Study Area | Humboldt | 115 | #N/A | 99 | 99 | 99 | 99 | 99 | Missing | Missing | Missing | Missing | Missing | Missing | Missing | Missing | Missing | Missing | 0 | 2.5 | 0 | 0 | 0 | 0 | 0 | 0 | 7.969 | 0 | 0 | 1.25 | 0 | 0 | 1 | 0 | 2.5 | 0 | 0 | 0 | 0 | 0 | 0 | 7.969 | 0 | 0 | 1.25 | 0 | 0 | 1
PG&E North of Greater Bay Study Area | Humboldt (Proposed) | 500 | #N/A | 99 | 99 | 99 | 99 | 99 | Missing | Missing | Missing | Missing | Missing | Missing | Missing | Missing | Missing | Missing | 0 | 0 | 0 | 0 | 0 | 0 | 0 | 0 | 0 | 0 | 0 | 0 | 0 | 0 | 0 | 0 | 0 | 0 | 0 | 0 | 0 | 0 | 0 | 0 | 0 | 0 | 0 | 0 | 0 | 0
SCE Metro Study Area | Huntington Beach | 230 | Huntington Beach | 1 | 1 | 1 | 1 | 2 | 3 | 1 | 3 | 1 | 3 | 1 | 3 | 1 | 3 | 2 | 0 | 0 | 0 | 0 | 0 | 0 | 0 | 0 | 0 | 0 | 0 | 0 | 0 | 0 | 0 | 0 | 0 | 0 | 0 | 0 | 0 | 0 | 0 | 0 | 0 | 0 | 0 | 0 | 0 | 0
PG&E North of Greater Bay Study Area | Ignacio | 230 | Ignacio | 0 | 1 | 2 | 1 | 3 | 1 | 2 | 3 | 1 | 2 | 2 | 3 | 1 | 1 | 3 | 0 | 0 | 0 | 0 | 0 | 0 | 0 | 0 | 0 | 0 | 0 | 0 | 0 | 0 | 0 | 0 | 0 | 0 | 0 | 0 | 0 | 0 | 0 | 0 | 0 | 0 | 0 | 0 | 0 | 0
PG&E North of Greater Bay Study Area | Ignacio | 115 | Ignacio | 0 | 1 | 2 | 1 | 3 | 1 | 2 | 3 | 1 | 2 | 2 | 3 | 1 | 1 | 3 | 0 | 0 | 0 | 0 | 0 | 0 | 0 | 0 | 0 | 0 | 0 | 0 | 0 | 0 | 0 | 0 | 0 | 0 | 0 | 0 | 0 | 0 | 0 | 0 | 0 | 0 | 0 | 0 | 0 | 0
SDG&E Study Area | Imperial Valley | 500 | Imperial Valley | 1 | 1 | 2 | 0 | 1 | 3 | 1 | 3 | 1 | 2 | 2 | 1 | 2 | 4 | 1 | 0 | 0 | 0 | 0 | 0 | 0 | 0 | 0 | 0 | 0 | 0 | 0 | 0 | 0 | 0 | 0 | 0 | 0 | 0 | 0 | 0 | 0 | 0 | 0 | 0 | 0 | 0 | 0 | 0 | 0
SDG&E Study Area | Imperial Valley | 230 | Imperial Valley | 1 | 1 | 2 | 0 | 1 | 3 | 1 | 3 | 1 | 2 | 2 | 1 | 2 | 4 | 1 | 50 | 0 | 0 | 0 | 0 | 0 | 0 | 0 | 0 | 0 | 0 | 174 | 0 | 0 | 1 | 50 | 0 | 0 | 0 | 0 | 0 | 0 | 0 | 0 | 0 | 0 | 174 | 0 | 0 | 1
East of Pisgah Study Area | Innovation | 230 | Innovation | 0 | 0 | 3 | 1 | 3 | 1 | 2 | 1 | 2 | 1 | 3 | 3 | 1 | 1 | 3 | 0 | 0 | 100 | 0 | 0 | 0 | 0 | 0 | 0 | 300 | 0 | 50 | 50 | 0 | 1 | 0 | 0 | 100 | 0 | 0 | 0 | 0 | 0 | 0 | 300 | 0 | 50 | 50 | 0 | 1
East of Pisgah Study Area | Innovation | 138 | Innovation | 0 | 0 | 3 | 1 | 3 | 1 | 2 | 1 | 2 | 1 | 3 | 3 | 1 | 1 | 3 | 0 | 0 | 0 | 0 | 0 | 0 | 0 | 0 | 0 | 0 | 0 | 0 | 0 | 0 | 0 | 0 | 0 | 0 | 0 | 0 | 0 | 0 | 0 | 0 | 0 | 0 | 0 | 0 | 0 | 0
SCE North of Lugo Study Area | Inyokern | 115 | Inyokern | 0 | 0 | 2 | 1 | 3 | 1 | 2 | 1 | 2 | 2 | 2 | 3 | 1 | 1 | 3 | 0 | 0 | 0 | 0 | 0 | 0 | 0 | 0 | 0 | 0 | 0 | 0 | 0 | 0 | 0 | 0 | 0 | 0 | 0 | 0 | 0 | 0 | 0 | 0 | 0 | 0 | 0 | 0 | 0 | 0
East of Pisgah Study Area | IS Tap | 138 | #N/A | 99 | 99 | 99 | 99 | 99 | Missing | Missing | Missing | Missing | Missing | Missing | Missing | Missing | Missing | Missing | 0 | 0 | 0 | 0 | 0 | 0 | 0 | 0 | 0 | 0 | 0 | 0 | 0 | 0 | 0 | 0 | 0 | 0 | 0 | 0 | 0 | 0 | 0 | 0 | 0 | 0 | 0 | 0 | 0 | 0
East of Pisgah Study Area | Ivanpah | 230 | Ivanpah | 0 | 0 | 1 | 1 | 1 | 1 | 2 | 1 | 2 | 3 | 1 | 3 | 1 | 4 | 1 | 0 | 0 | 0 | 0 | 0 | 0 | 0 | 0 | 0 | 0 | 0 | 0 | 0 | 0 | 0 | 0 | 0 | 0 | 0 | 0 | 0 | 0 | 0 | 0 | 0 | 0 | 0 | 0 | 0 | 0
East of Pisgah Study Area | Jackass (DOE) | 138 | Jackass (DOE) | 0 | 0 | 3 | 1 | 3 | 1 | 2 | 1 | 2 | 1 | 3 | 3 | 1 | 1 | 3 | 0 | 0 | 0 | 0 | 0 | 0 | 0 | 0 | 0 | 0 | 0 | 0 | 0 | 0 | 0 | 0 | 0 | 0 | 0 | 0 | 0 | 0 | 0 | 0 | 0 | 0 | 0 | 0 | 0 | 0
PG&E Fresno Study Area | Jackson Swt | 115 | Jackson Swt | 0 | 1 | 2 | 0 | 2 | 1 | 2 | 3 | 1 | 2 | 2 | 1 | 2 | 3 | 2 | 0 | 0 | 0 | 0 | 0 | 0 | 0 | 0 | 0 | 0 | 0 | 0 | 0 | 0 | 0 | 0 | 0 | 0 | 0 | 0 | 0 | 0 | 0 | 0 | 0 | 0 | 0 | 0 | 0 | 0
PG&E North of Greater Bay Study Area | Jessup | 115 | Jessup | 0 | 0 | 1 | 0 | 3 | 1 | 2 | 1 | 2 | 3 | 1 | 1 | 2 | 1 | 3 | 0 | 6 | 0 | 0 | 0 | 0 | 0 | 0 | 0 | 0 | 0 | 0 | 0 | 0 | 1 | 0 | 6 | 0 | 0 | 0 | 0 | 0 | 0 | 0 | 0 | 0 | 0 | 0 | 0 | 1
SCE Metro Study Area | Johanna | 230 | Johanna | 1 | 1 | 2 | 1 | 2 | 3 | 1 | 3 | 1 | 2 | 2 | 3 | 1 | 3 | 2 | 0 | 0 | 0 | 0 | 0 | 0 | 0 | 0 | 0 | 0 | 0 | 40 | 50 | 0 | 1 | 0 | 0 | 0 | 0 | 0 | 0 | 0 | 0 | 0 | 0 | 0 | 40 | 50 | 0 | 1
SCE Eastern Study Area | Julian Hinds | 230 | Julian Hinds | 0 | 1 | 3 | 0 | 3 | 1 | 2 | 3 | 1 | 1 | 3 | 1 | 2 | 1 | 3 | 0 | 0 | 0 | 0 | 0 | 0 | 0 | 0 | 0 | 0 | 0 | 0 | 0 | 0 | 0 | 0 | 0 | 0 | 0 | 0 | 0 | 0 | 0 | 0 | 0 | 0 | 0 | 0 | 0 | 0
PG&E Greater Bay Study Area | Kasson | 115 | Kasson | 1 | 1 | 2 | 0 | 1 | 3 | 1 | 3 | 1 | 2 | 2 | 1 | 2 | 4 | 1 | 0 | 0 | 0 | 0 | 0 | 0 | 0 | 0 | 0 | 0 | 0 | 0 | 0 | 0 | 0 | 0 | 0 | 0 | 0 | 0 | 0 | 0 | 0 | 0 | 0 | 0 | 0 | 0 | 0 | 0
PG&E Fresno Study Area | Kearney | 230 | Kearney | 1 | 1 | 2 | 0 | 1 | 3 | 1 | 3 | 1 | 2 | 2 | 1 | 2 | 4 | 1 | 0 | 0 | 0 | 0 | 0 | 0 | 0 | 0 | 10 | 0 | 0 | 0 | 0 | 0 | 1 | 0 | 0 | 0 | 0 | 0 | 0 | 0 | 0 | 10 | 0 | 0 | 0 | 0 | 0 | 1
PG&E Greater Bay Study Area | Kelso | 230 | Kelso | 0 | 1 | 1 | 1 | 2 | 1 | 2 | 3 | 1 | 3 | 1 | 3 | 1 | 3 | 2 | 0 | 0 | 150 | 45 | 0 | 0 | 0 | 0 | 0 | 0 | 0 | 0 | 0 | 0 | 1 | 0 | 0 | 150 | 45 | 0 | 0 | 0 | 0 | 0 | 0 | 0 | 0 | 0 | 0 | 1
PG&E Kern Study Area | Kern Oil | 115 | Kern Oil | 1 | 1 | 1 | 1 | 1 | 3 | 1 | 3 | 1 | 3 | 1 | 3 | 1 | 4 | 1 | 0 | 0 | 0 | 0 | 0 | 0 | 0 | 0 | 1 | 0 | 0 | 0 | 0 | 0 | 1 | 0 | 0 | 0 | 0 | 0 | 0 | 0 | 0 | 1 | 0 | 0 | 0 | 0 | 0 | 1
PG&E Kern Study Area | Kern PP | 230 | Kern PP | 1 | 1 | 2 | 1 | 1 | 3 | 1 | 3 | 1 | 2 | 2 | 3 | 1 | 4 | 1 | 0 | 0 | 0 | 0 | 0 | 0 | 0 | 0 | 0 | 0 | 0 | 0 | 0 | 0 | 0 | 0 | 0 | 0 | 0 | 0 | 0 | 0 | 0 | 0 | 0 | 0 | 0 | 0 | 0 | 0
PG&E Kern Study Area | Kern PP | 115 | Kern PP | 1 | 1 | 2 | 1 | 1 | 3 | 1 | 3 | 1 | 2 | 2 | 3 | 1 | 4 | 1 | 0 | 0 | 0 | 0 | 0 | 0 | 0 | 0 | 0 | 0 | 0 | 0 | 0 | 0 | 0 | 0 | 0 | 0 | 0 | 0 | 0 | 0 | 0 | 0 | 0 | 0 | 0 | 0 | 0 | 0
PG&E Kern Study Area | Kernridge | 115 | Kernridge | 1 | 1 | 1 | 1 | 1 | 3 | 1 | 3 | 1 | 3 | 1 | 3 | 1 | 4 | 1 | 0 | 0 | 0 | 0 | 0 | 0 | 0 | 0 | 0 | 0 | 0 | 0 | 0 | 0 | 0 | 0 | 0 | 0 | 0 | 0 | 0 | 0 | 0 | 0 | 0 | 0 | 0 | 0 | 0 | 0
PG&E Greater Bay Study Area | Kirker | 115 | Kirker | 0 | 1 | 2 | 1 | 2 | 1 | 2 | 3 | 1 | 2 | 2 | 3 | 1 | 3 | 2 | 0 | 0 | 0 | 0 | 0 | 0 | 0 | 0 | 3.9 | 0 | 0 | 20 | 0 | 0 | 1 | 0 | 0 | 0 | 0 | 0 | 0 | 0 | 0 | 3.9 | 0 | 0 | 20 | 0 | 0 | 1
PG&E North of Greater Bay Study Area | Knights Landing | 115 | Knights Landing | 0 | 1 | 2 | 0 | 3 | 1 | 2 | 3 | 1 | 2 | 2 | 1 | 2 | 1 | 3 | 0 | 0 | 0 | 0 | 0 | 0 | 0 | 0 | 0 | 0 | 0 | 0 | 0 | 0 | 0 | 0 | 0 | 0 | 0 | 0 | 0 | 0 | 0 | 0 | 0 | 0 | 0 | 0 | 0 | 0
SCE North of Lugo Study Area | Kramer | 230 | Kramer | 0 | 1 | 2 | 1 | 3 | 1 | 2 | 3 | 1 | 2 | 2 | 3 | 1 | 1 | 3 | 0 | 0 | 0 | 0 | 0 | 0 | 0 | 0 | 0 | 161 | 450 | 306 | 80 | 0 | 1 | 0 | 0 | 0 | 0 | 0 | 0 | 0 | 0 | 0 | 161 | 450 | 306 | 80 | 0 | 1
SCE North of Lugo Study Area | Kramer | 115 | Kramer | 0 | 1 | 2 | 1 | 3 | 1 | 2 | 3 | 1 | 2 | 2 | 3 | 1 | 1 | 3 | 0 | 0 | 0 | 0 | 0 | 0 | 0 | 0 | 0 | 0 | 0 | 0 | 0 | 0 | 0 | 0 | 0 | 0 | 0 | 0 | 0 | 0 | 0 | 0 | 0 | 0 | 0 | 0 | 0 | 0
SCE North of Lugo Study Area | New Sub - Kramer - Lugo (Proposed) | 230 | Roadway | 0 | 1 | 2 | 0 | 1 | 1 | 2 | 3 | 1 | 2 | 2 | 1 | 2 | 4 | 1 | 0 | 0 | 0 | 0 | 0 | 0 | 0 | 0 | 0 | 0 | 0 | 0 | 0 | 0 | 0 | 0 | 0 | 0 | 0 | 0 | 0 | 0 | 0 | 0 | 0 | 0 | 0 | 0 | 0 | 0
SCE Metro Study Area | La Cienega | 230 | La Cienega | 1 | 1 | 2 | 1 | 2 | 3 | 1 | 3 | 1 | 2 | 2 | 3 | 1 | 3 | 2 | 0 | 0 | 0 | 0 | 0 | 0 | 0 | 0 | 0 | 0 | 0 | 0 | 0 | 0 | 0 | 0 | 0 | 0 | 0 | 0 | 0 | 0 | 0 | 0 | 0 | 0 | 0 | 0 | 0 | 0
SCE Metro Study Area | La Fresa | 230 | La Fresa | 1 | 1 | 2 | 1 | 2 | 3 | 1 | 3 | 1 | 2 | 2 | 3 | 1 | 3 | 2 | 0 | 0 | 0 | 0 | 0 | 0 | 0 | 0 | 0.64 | 0 | 0 | 0 | 0 | 0 | 1 | 0 | 0 | 0 | 0 | 0 | 0 | 0 | 0 | 0.64 | 0 | 0 | 0 | 0 | 0 | 1
SCE Metro Study Area | Laguna Bell | 230 | Laguna Bell | 1 | 1 | 1 | 1 | 1 | 3 | 1 | 3 | 1 | 3 | 1 | 3 | 1 | 4 | 1 | 0 | 0 | 0 | 0 | 0 | 0 | 0 | 0 | 0 | 0 | 0 | 600 | 0 | 0 | 1 | 0 | 0 | 0 | 0 | 0 | 0 | 0 | 0 | 0 | 0 | 0 | 600 | 0 | 0 | 1
PG&E Kern Study Area | Lakeview | 70 | #N/A | 99 | 99 | 99 | 99 | 99 | Missing | Missing | Missing | Missing | Missing | Missing | Missing | Missing | Missing | Missing | 0 | 0 | 0 | 0 | 0 | 0 | 0 | 0 | 0 | 0 | 70 | 64.4 | 0 | 0 | 1 | 0 | 0 | 0 | 0 | 0 | 0 | 0 | 0 | 0 | 0 | 70 | 64.4 | 0 | 0 | 1
PG&E North of Greater Bay Study Area | Lakeville | 230 | Lakeville | 0 | 1 | 1 | 0 | 3 | 1 | 2 | 3 | 1 | 3 | 1 | 1 | 2 | 1 | 3 | 0 | 0.995 | 0 | 0 | 0 | 0 | 0 | 0 | 0 | 0 | 11.6 | 41 | 0 | 0 | 1 | 0 | 0.995 | 0 | 0 | 0 | 0 | 0 | 0 | 0 | 0 | 11.6 | 41 | 0 | 0 | 1
PG&E North of Greater Bay Study Area | Lakeville | 115 | Lakeville | 0 | 1 | 1 | 0 | 3 | 1 | 2 | 3 | 1 | 3 | 1 | 1 | 2 | 1 | 3 | 0 | 0 | 0 | 0 | 0 | 0 | 0 | 0 | 0 | 0 | 0 | 0 | 0 | 0 | 0 | 0 | 0 | 0 | 0 | 0 | 0 | 0 | 0 | 0 | 0 | 0 | 0 | 0 | 0 | 0
PG&E North of Greater Bay Study Area | Lambie | 230 | Lambie | 0 | 1 | 1 | 1 | 1 | 1 | 2 | 3 | 1 | 3 | 1 | 3 | 1 | 4 | 1 | 0 | 0 | 0 | 0 | 0 | 0 | 0 | 0 | 0 | 0 | 0 | 0 | 0 | 0 | 0 | 0 | 0 | 0 | 0 | 0 | 0 | 0 | 0 | 0 | 0 | 0 | 0 | 0 | 0 | 0
PG&E Greater Bay Study Area | Lammers | 115 | Lammers | 1 | 1 | 1 | 0 | 2 | 3 | 1 | 3 | 1 | 3 | 1 | 1 | 2 | 3 | 2 | 0 | 0 | 0 | 0 | 0 | 0 | 0 | 0 | 1.1 | 0 | 0 | 0 | 0 | 0 | 1 | 0 | 0 | 0 | 0 | 0 | 0 | 0 | 0 | 1.1 | 0 | 0 | 0 | 0 | 0 | 1
PG&E Kern Study Area | Lamont | 115 | Lamont | 1 | 1 | 1 | 1 | 1 | 3 | 1 | 3 | 1 | 3 | 1 | 3 | 1 | 4 | 1 | 0 | 5 | 0 | 0 | 0 | 0 | 0 | 0 | 3.2 | 0 | 12 | 0 | 0 | 0 | 1 | 0 | 5 | 0 | 0 | 0 | 0 | 0 | 0 | 3.2 | 0 | 12 | 0 | 0 | 0 | 1
PG&E Fresno Study Area | Las Aguilas | 230 | Las Aguilas | 0 | 0 | 1 | 0 | 2 | 1 | 2 | 1 | 2 | 3 | 1 | 1 | 2 | 3 | 2 | 0 | 0 | 0 | 0 | 0 | 0 | 0 | 0 | 0 | 0 | 0 | 0 | 0 | 0 | 0 | 0 | 0 | 0 | 0 | 0 | 0 | 0 | 0 | 0 | 0 | 0 | 0 | 0 | 0 | 0
East of Pisgah Study Area | Lathrop | 138 | Lathrop Switch | 0 | 0 | 3 | 1 | 3 | 1 | 2 | 1 | 2 | 1 | 3 | 3 | 1 | 1 | 3 | 0 | 0 | 400 | 200 | 0 | 0 | 0 | 0 | 0 | 0 | 0 | 0 | 0 | 0 | 1 | 0 | 0 | 400 | 200 | 0 | 0 | 0 | 0 | 0 | 0 | 0 | 0 | 0 | 0 | 1
PG&E Fresno Study Area | Le Grand | 115 | Le Grand | 1 | 1 | 2 | 0 | 1 | 3 | 1 | 3 | 1 | 2 | 2 | 1 | 2 | 4 | 1 | 0 | 0 | 0 | 0 | 0 | 0 | 0 | 0 | 0 | 0 | 0 | 0 | 0 | 0 | 0 | 0 | 0 | 0 | 0 | 0 | 0 | 0 | 0 | 0 | 0 | 0 | 0 | 0 | 0 | 0
PG&E Kern Study Area | Lerdo | 115 | Lerdo | 1 | 1 | 2 | 1 | 1 | 3 | 1 | 3 | 1 | 2 | 2 | 3 | 1 | 4 | 1 | 0 | 0 | 0 | 0 | 0 | 0 | 0 | 0 | 0 | 0 | 0 | 0 | 0 | 0 | 0 | 0 | 0 | 0 | 0 | 0 | 0 | 0 | 0 | 0 | 0 | 0 | 0 | 0 | 0 | 0
SCE Metro Study Area | Lewis | 230 | Lewis | 1 | 1 | 2 | 1 | 2 | 3 | 1 | 3 | 1 | 2 | 2 | 3 | 1 | 3 | 2 | 0 | 0 | 0 | 0 | 0 | 0 | 0 | 0 | 0 | 0 | 0 | 0 | 0 | 0 | 0 | 0 | 0 | 0 | 0 | 0 | 0 | 0 | 0 | 0 | 0 | 0 | 0 | 0 | 0 | 0
SCE Metro Study Area | Lighthipe | 230 | Lighthipe | 1 | 1 | 2 | 1 | 1 | 3 | 1 | 3 | 1 | 2 | 2 | 3 | 1 | 4 | 1 | 0 | 0 | 0 | 0 | 0 | 0 | 0 | 0 | 0.96 | 0 | 0 | 175 | 0 | 0 | 1 | 0 | 0 | 0 | 0 | 0 | 0 | 0 | 0 | 0.96 | 0 | 0 | 175 | 0 | 0 | 1
PG&E North of Greater Bay Study Area | Lincoln | 115 | Lincoln | 0 | 1 | 1 | 0 | 3 | 1 | 2 | 3 | 1 | 3 | 1 | 1 | 2 | 1 | 3 | 0 | 0 | 0 | 0 | 0 | 0 | 0 | 0 | 0 | 0 | 0 | 0 | 0 | 0 | 0 | 0 | 0 | 0 | 0 | 0 | 0 | 0 | 0 | 0 | 0 | 0 | 0 | 0 | 0 | 0
PG&E Kern Study Area | Live Oak | 115 | Live Oak | 1 | 1 | 1 | 1 | 1 | 3 | 1 | 3 | 1 | 3 | 1 | 3 | 1 | 4 | 1 | 0 | 0 | 0 | 0 | 0 | 0 | 0 | 0 | 0 | 0 | 0 | 0 | 0 | 0 | 0 | 0 | 0 | 0 | 0 | 0 | 0 | 0 | 0 | 0 | 0 | 0 | 0 | 0 | 0 | 0
PG&E Greater Bay Study Area | Llagas | 115 | Llagas | 0 | 1 | 2 | 0 | 2 | 1 | 2 | 3 | 1 | 2 | 2 | 1 | 2 | 3 | 2 | 0 | 0 | 0 | 0 | 0 | 0 | 0 | 0 | 0 | 0 | 0 | 0 | 44 | 0 | 1 | 0 | 0 | 0 | 0 | 0 | 0 | 0 | 0 | 0 | 0 | 0 | 0 | 44 | 0 | 1
PG&E Greater Bay Study Area | Lockeford | 230 | Lockeford | 1 | 1 | 2 | 0 | 2 | 3 | 1 | 3 | 1 | 2 | 2 | 1 | 2 | 3 | 2 | 0 | 0 | 0 | 0 | 0 | 0 | 0 | 0 | 0 | 0 | 0 | 0 | 0 | 0 | 0 | 0 | 0 | 0 | 0 | 0 | 0 | 0 | 0 | 0 | 0 | 0 | 0 | 0 | 0 | 0
PG&E North of Greater Bay Study Area | Logan Creek | 230 | Logan Creek | 0 | 0 | 3 | 0 | 3 | 1 | 2 | 1 | 2 | 1 | 3 | 1 | 2 | 1 | 3 | 0 | 0 | 0 | 0 | 0 | 0 | 0 | 0 | 0 | 0 | 0 | 0 | 0 | 0 | 0 | 0 | 0 | 0 | 0 | 0 | 0 | 0 | 0 | 0 | 0 | 0 | 0 | 0 | 0 | 0
PG&E Greater Bay Study Area | Lonetree | 230 | Lone tree | 0 | 1 | 2 | 1 | 2 | 1 | 2 | 3 | 1 | 2 | 2 | 3 | 1 | 3 | 2 | 0 | 0 | 0 | 0 | 0 | 0 | 0 | 0 | 1 | 0 | 0 | 0 | 0 | 0 | 1 | 0 | 0 | 0 | 0 | 0 | 0 | 0 | 0 | 1 | 0 | 0 | 0 | 0 | 0 | 1
PG&E Fresno Study Area | Los Banos | 500 | Los Banos | 1 | 1 | 2 | 0 | 1 | 3 | 1 | 3 | 1 | 2 | 2 | 1 | 2 | 4 | 1 | 0 | 0 | 0 | 0 | 0 | 0 | 0 | 0 | 0 | 0 | 0 | 0 | 0 | 0 | 0 | 0 | 0 | 0 | 0 | 0 | 0 | 0 | 0 | 0 | 0 | 0 | 0 | 0 | 0 | 0
PG&E Fresno Study Area | Los Banos | 230 | Los Banos | 1 | 1 | 2 | 0 | 1 | 3 | 1 | 3 | 1 | 2 | 2 | 1 | 2 | 4 | 1 | 0 | 0 | 60 | 5 | 0 | 0 | 0 | 0 | 0.75 | 250 | 250 | 99.6 | 71 | 0 | 1 | 0 | 0 | 60 | 5 | 0 | 0 | 0 | 0 | 0.75 | 250 | 250 | 99.6 | 71 | 0 | 1
PG&E Fresno Study Area | New Sub - Los Banos - Midway (Proposed) | 500 | #N/A | 99 | 99 | 99 | 99 | 99 | Missing | Missing | Missing | Missing | Missing | Missing | Missing | Missing | Missing | Missing | 0 | 0 | 0 | 0 | 0 | 0 | 0 | 0 | 0 | 0 | 0 | 0 | 0 | 0 | 0 | 0 | 0 | 0 | 0 | 0 | 0 | 0 | 0 | 0 | 0 | 0 | 0 | 0 | 0 | 0
PG&E Greater Bay Study Area | Los Esteros | 230 | Los Esteros | 0 | 1 | 1 | 0 | 2 | 1 | 2 | 3 | 1 | 3 | 1 | 1 | 2 | 3 | 2 | 0 | 0 | 0 | 0 | 0 | 0 | 0 | 0 | 0 | 0 | 0 | 0 | 0 | 0 | 0 | 0 | 0 | 0 | 0 | 0 | 0 | 0 | 0 | 0 | 0 | 0 | 0 | 0 | 0 | 0
PG&E Greater Bay Study Area | Los Esteros | 115 | Los Esteros | 0 | 1 | 1 | 0 | 2 | 1 | 2 | 3 | 1 | 3 | 1 | 1 | 2 | 3 | 2 | 0 | 0 | 0 | 0 | 0 | 0 | 0 | 0 | 0 | 0 | 0 | 200 | 6 | 0 | 1 | 0 | 0 | 0 | 0 | 0 | 0 | 0 | 0 | 0 | 0 | 0 | 200 | 6 | 0 | 1
PG&E Greater Bay Study Area | Los Positas | 230 | Los Positas | 0 | 1 | 2 | 1 | 3 | 1 | 2 | 3 | 1 | 2 | 2 | 3 | 1 | 1 | 3 | 0 | 0 | 0 | 0 | 0 | 0 | 0 | 0 | 0 | 0 | 0 | 0 | 0 | 0 | 0 | 0 | 0 | 0 | 0 | 0 | 0 | 0 | 0 | 0 | 0 | 0 | 0 | 0 | 0 | 0
SDG&E Study Area | Loveland | 69 | #N/A | 99 | 99 | 99 | 99 | 99 | Missing | Missing | Missing | Missing | Missing | Missing | Missing | Missing | Missing | Missing | 0 | 0 | 0 | 0 | 0 | 0 | 0 | 0 | 0.84 | 0 | 0 | 0 | 0 | 0 | 1 | 0 | 0 | 0 | 0 | 0 | 0 | 0 | 0 | 0.84 | 0 | 0 | 0 | 0 | 0 | 1
SCE Metro Study Area | Lugo | 500 | Lugo | 0 | 1 | 2 | 0 | 2 | 1 | 2 | 3 | 1 | 2 | 2 | 1 | 2 | 3 | 2 | 0 | 0 | 0 | 0 | 0 | 0 | 0 | 0 | 0 | 0 | 0 | 0 | 0 | 0 | 0 | 0 | 0 | 0 | 0 | 0 | 0 | 0 | 0 | 0 | 0 | 0 | 0 | 0 | 0 | 0
SCE North of Lugo Study Area | Lugo | 230 | Lugo | 0 | 1 | 2 | 0 | 2 | 1 | 2 | 3 | 1 | 2 | 2 | 1 | 2 | 3 | 2 | 0 | 0 | 0 | 0 | 0 | 0 | 0 | 0 | 0 | 0 | 0 | 0 | 0 | 0 | 0 | 0 | 0 | 0 | 0 | 0 | 0 | 0 | 0 | 0 | 0 | 0 | 0 | 0 | 0 | 0
SCE North of Lugo Study Area | New Sub - Lugo - Pisgah (Proposed) | 230 | #N/A | 99 | 99 | 99 | 99 | 99 | Missing | Missing | Missing | Missing | Missing | Missing | Missing | Missing | Missing | Missing | 0 | 0 | 100 | 50 | 0 | 0 | 0 | 0 | 0 | 0 | 0 | 0 | 0 | 0 | 1 | 0 | 0 | 100 | 50 | 0 | 0 | 0 | 0 | 0 | 0 | 0 | 0 | 0 | 0 | 1
PG&E North of Greater Bay Study Area | Madison | 115 | Madison | 0 | 1 | 2 | 0 | 3 | 1 | 2 | 3 | 1 | 2 | 2 | 1 | 2 | 1 | 3 | 0 | 0 | 0 | 0 | 0 | 0 | 0 | 0 | 0 | 0 | 13 | 10.2 | 0 | 0 | 1 | 0 | 0 | 0 | 0 | 0 | 0 | 0 | 0 | 0 | 0 | 13 | 10.2 | 0 | 0 | 1
SCE Northern Area | Magunden | 230 | Magunden | 1 | 1 | 2 | 1 | 1 | 3 | 1 | 3 | 1 | 2 | 2 | 3 | 1 | 4 | 1 | 0 | 0 | 0 | 0 | 0 | 0 | 0 | 0 | 0 | 0 | 0 | 0 | 0 | 0 | 0 | 0 | 0 | 0 | 0 | 0 | 0 | 0 | 0 | 0 | 0 | 0 | 0 | 0 | 0 | 0
PG&E Kern Study Area | Magunden | 115 | Magunden | 1 | 1 | 2 | 1 | 1 | 3 | 1 | 3 | 1 | 2 | 2 | 3 | 1 | 4 | 1 | 0 | 0 | 0 | 0 | 0 | 0 | 0 | 0 | 0 | 0 | 0 | 0 | 0 | 0 | 0 | 0 | 0 | 0 | 0 | 0 | 0 | 0 | 0 | 0 | 0 | 0 | 0 | 0 | 0 | 0
PG&E North of Greater Bay Study Area | Malin | 500 | #N/A | 99 | 99 | 99 | 99 | 99 | Missing | Missing | Missing | Missing | Missing | Missing | Missing | Missing | Missing | Missing | 0 | 0 | 0 | 0 | 0 | 0 | 0 | 0 | 0 | 0 | 0 | 0 | 0 | 0 | 0 | 0 | 0 | 0 | 0 | 0 | 0 | 0 | 0 | 0 | 0 | 0 | 0 | 0 | 0 | 0
SCE Northern Area | Mandalay | 230 | Ormond Beach | 0 | 1 | 1 | 1 | 2 | 1 | 2 | 3 | 1 | 3 | 1 | 3 | 1 | 3 | 2 | 0 | 0 | 0 | 0 | 0 | 0 | 0 | 0 | 0 | 0 | 0 | 200 | 0 | 0 | 1 | 0 | 0 | 0 | 0 | 0 | 0 | 0 | 0 | 0 | 0 | 0 | 200 | 0 | 0 | 1
PG&E Fresno Study Area | Manning | 500 | Manning | 1 | 1 | 2 | 0 | 1 | 3 | 1 | 3 | 1 | 2 | 2 | 1 | 2 | 4 | 1 | 0 | 0 | 0 | 0 | 0 | 0 | 0 | 0 | 0 | 0 | 0 | 0 | 0 | 0 | 0 | 0 | 0 | 0 | 0 | 0 | 0 | 0 | 0 | 0 | 0 | 0 | 0 | 0 | 0 | 0
PG&E Fresno Study Area | Manning | 230 | Manning | 1 | 1 | 2 | 0 | 1 | 3 | 1 | 3 | 1 | 2 | 2 | 1 | 2 | 4 | 1 | 0 | 0 | 0 | 0 | 0 | 0 | 0 | 0 | 0 | 0 | 0 | 0 | 0 | 0 | 0 | 0 | 0 | 0 | 0 | 0 | 0 | 0 | 0 | 0 | 0 | 0 | 0 | 0 | 0 | 0
PG&E Greater Bay Study Area | Manteca | 115 | Manteca | 1 | 1 | 2 | 0 | 1 | 3 | 1 | 3 | 1 | 2 | 2 | 1 | 2 | 4 | 1 | 0 | 0 | 0 | 0 | 0 | 0 | 0 | 0 | 1.5 | 0 | 0 | 0 | 0 | 0 | 1 | 0 | 0 | 0 | 0 | 0 | 0 | 0 | 0 | 1.5 | 0 | 0 | 0 | 0 | 0 | 1
SDG&E Study Area | Margarita | 138 | Margarita | 1 | 1 | 2 | 1 | 3 | 3 | 1 | 3 | 1 | 2 | 2 | 3 | 1 | 1 | 3 | 0 | 0 | 0 | 0 | 0 | 0 | 0 | 0 | 0 | 0 | 0 | 0 | 0 | 0 | 0 | 0 | 0 | 0 | 0 | 0 | 0 | 0 | 0 | 0 | 0 | 0 | 0 | 0 | 0 | 0
PG&E Greater Bay Study Area | Mariposa | 230 | Mariposa | 1 | 1 | 1 | 0 | 1 | 3 | 1 | 3 | 1 | 3 | 1 | 1 | 2 | 4 | 1 | 0 | 3.6 | 0 | 0 | 0 | 0 | 0 | 0 | 0 | 0 | 0 | 0 | 50 | 0 | 1 | 0 | 3.6 | 0 | 0 | 0 | 0 | 0 | 0 | 0 | 0 | 0 | 0 | 50 | 0 | 1
PG&E Greater Bay Study Area | Martin | 115 | #N/A | 99 | 99 | 99 | 99 | 99 | Missing | Missing | Missing | Missing | Missing | Missing | Missing | Missing | Missing | Missing | 0 | 0 | 0 | 0 | 0 | 0 | 0 | 0 | 8.37 | 0 | 0 | 193.02 | 61.6 | 0 | 1 | 0 | 0 | 0 | 0 | 0 | 0 | 0 | 0 | 8.37 | 0 | 0 | 193.02 | 61.6 | 0 | 1
PG&E Greater Bay Study Area | Martin | 230 | #N/A | 99 | 99 | 99 | 99 | 99 | Missing | Missing | Missing | Missing | Missing | Missing | Missing | Missing | Missing | Missing | 0 | 0 | 0 | 0 | 0 | 0 | 0 | 0 | 0 | 0 | 0 | 0 | 0 | 0 | 0 | 0 | 0 | 0 | 0 | 0 | 0 | 0 | 0 | 0 | 0 | 0 | 0 | 0 | 0 | 0
PG&E Greater Bay Study Area | Martinez | 115 | Martinez | 0 | 1 | 1 | 1 | 2 | 1 | 2 | 3 | 1 | 3 | 1 | 3 | 1 | 3 | 2 | 0 | 0 | 0 | 0 | 0 | 0 | 0 | 0 | 0 | 0 | 0 | 0 | 0 | 0 | 0 | 0 | 0 | 0 | 0 | 0 | 0 | 0 | 0 | 0 | 0 | 0 | 0 | 0 | 0 | 0
PG&E Fresno Study Area | Mc Mullin | 230 | Mc Mullin | 1 | 1 | 2 | 0 | 1 | 3 | 1 | 3 | 1 | 2 | 2 | 1 | 2 | 4 | 1 | 0 | 0 | 0 | 0 | 0 | 0 | 0 | 0 | 0 | 0 | 0 | 0 | 0 | 0 | 0 | 0 | 0 | 0 | 0 | 0 | 0 | 0 | 0 | 0 | 0 | 0 | 0 | 0 | 0 | 0
PG&E Fresno Study Area | McCall | 230 | McCall | 1 | 1 | 2 | 0 | 1 | 3 | 1 | 3 | 1 | 2 | 2 | 1 | 2 | 4 | 1 | 0 | 0 | 0 | 0 | 0 | 0 | 0 | 0 | 1.75 | 0 | 0 | 0 | 0 | 0 | 1 | 0 | 0 | 0 | 0 | 0 | 0 | 0 | 0 | 1.75 | 0 | 0 | 0 | 0 | 0 | 1
East of Pisgah Study Area | McCullough (LDWP) | 500 | McCullough (LDWP) | 0 | 0 | 2 | 0 | 3 | 1 | 2 | 1 | 2 | 2 | 2 | 1 | 2 | 1 | 3 | 0 | 0 | 0 | 0 | 0 | 0 | 0 | 0 | 0 | 0 | 0 | 0 | 0 | 0 | 0 | 0 | 0 | 0 | 0 | 0 | 0 | 0 | 0 | 0 | 0 | 0 | 0 | 0 | 0 | 0
East of Pisgah Study Area | Mead | 230 | Mead | 0 | 0 | 2 | 0 | 3 | 1 | 2 | 1 | 2 | 2 | 2 | 1 | 2 | 1 | 3 | 0 | 0 | 0 | 0 | 0 | 0 | 0 | 0 | 0 | 0 | 0 | 0 | 0 | 0 | 0 | 0 | 0 | 0 | 0 | 0 | 0 | 0 | 0 | 0 | 0 | 0 | 0 | 0 | 0 | 0
PG&E Greater Bay Study Area | Melones | 115 | Melones | 0 | 1 | 1 | 0 | 3 | 1 | 2 | 3 | 1 | 3 | 1 | 1 | 2 | 1 | 3 | 0 | 0 | 0 | 0 | 0 | 0 | 0 | 0 | 0 | 0 | 0 | 0 | 0 | 0 | 0 | 0 | 0 | 0 | 0 | 0 | 0 | 0 | 0 | 0 | 0 | 0 | 0 | 0 | 0 | 0
PG&E North of Greater Bay Study Area | Mendocino | 115 | Mendocino | 0 | 0 | 2 | 0 | 3 | 1 | 2 | 1 | 2 | 2 | 2 | 1 | 2 | 1 | 3 | 0 | 1 | 0 | 0 | 0 | 0 | 0 | 0 | 0 | 0 | 0 | 0 | 0 | 0 | 1 | 0 | 1 | 0 | 0 | 0 | 0 | 0 | 0 | 0 | 0 | 0 | 0 | 0 | 0 | 1
PG&E Fresno Study Area | Mendota | 115 | Mendota | 1 | 1 | 2 | 0 | 1 | 3 | 1 | 3 | 1 | 2 | 2 | 1 | 2 | 4 | 1 | 0 | 0 | 0 | 0 | 0 | 0 | 0 | 0 | 0 | 0 | 0 | 0 | 0 | 0 | 0 | 0 | 0 | 0 | 0 | 0 | 0 | 0 | 0 | 0 | 0 | 0 | 0 | 0 | 0 | 0
PG&E Fresno Study Area | Merced | 115 | Merced | 1 | 1 | 1 | 0 | 1 | 3 | 1 | 3 | 1 | 3 | 1 | 1 | 2 | 4 | 1 | 0 | 0 | 0 | 0 | 0 | 0 | 0 | 0 | 0 | 0 | 0 | 0 | 0 | 0 | 0 | 0 | 0 | 0 | 0 | 0 | 0 | 0 | 0 | 0 | 0 | 0 | 0 | 0 | 0 | 0
East of Pisgah Study Area | Mercry Switch | 138 | Mercry Switch | 0 | 0 | 3 | 1 | 3 | 1 | 2 | 1 | 2 | 1 | 3 | 3 | 1 | 1 | 3 | 0 | 0 | 0 | 0 | 0 | 0 | 0 | 0 | 0 | 0 | 0 | 0 | 0 | 0 | 0 | 0 | 0 | 0 | 0 | 0 | 0 | 0 | 0 | 0 | 0 | 0 | 0 | 0 | 0 | 0
PG&E Kern Study Area | Mesa | 230 | Mesa | 0 | 0 | 2 | 1 | 3 | 1 | 2 | 1 | 2 | 2 | 2 | 3 | 1 | 1 | 3 | 0 | 0 | 0 | 0 | 0 | 0 | 0 | 0 | 2.62 | 0 | 0 | 0 | 0 | 0 | 1 | 0 | 0 | 0 | 0 | 0 | 0 | 0 | 0 | 2.62 | 0 | 0 | 0 | 0 | 0 | 1
PG&E Kern Study Area | Mesa | 115 | Mesa | 0 | 0 | 2 | 1 | 3 | 1 | 2 | 1 | 2 | 2 | 2 | 3 | 1 | 1 | 3 | 0 | 0 | 0 | 0 | 0 | 0 | 0 | 0 | 0 | 0 | 0 | 0 | 0 | 0 | 0 | 0 | 0 | 0 | 0 | 0 | 0 | 0 | 0 | 0 | 0 | 0 | 0 | 0 | 0 | 0
SCE Metro Study Area | Mesa (SCE) | 500 | Mesa (SCE) | 1 | 1 | 2 | 1 | 1 | 3 | 1 | 3 | 1 | 2 | 2 | 3 | 1 | 4 | 1 | 0 | 0 | 0 | 0 | 0 | 0 | 0 | 0 | 0 | 0 | 0 | 0 | 0 | 0 | 0 | 0 | 0 | 0 | 0 | 0 | 0 | 0 | 0 | 0 | 0 | 0 | 0 | 0 | 0 | 0
SCE Metro Study Area | Mesa (SCE) | 230 | Mesa (SCE) | 1 | 1 | 2 | 1 | 1 | 3 | 1 | 3 | 1 | 2 | 2 | 3 | 1 | 4 | 1 | 0 | 0 | 0 | 0 | 0 | 0 | 0 | 0 | 0 | 0 | 0 | 0 | 3.5 | 0 | 1 | 0 | 0 | 0 | 0 | 0 | 0 | 0 | 0 | 0 | 0 | 0 | 0 | 3.5 | 0 | 1
PG&E Greater Bay Study Area | Metcalf | 500 | Metcalf | 0 | 1 | 1 | 0 | 3 | 1 | 2 | 3 | 1 | 3 | 1 | 1 | 2 | 1 | 3 | 0 | 0 | 0 | 0 | 0 | 0 | 0 | 0 | 0 | 0 | 0 | 0 | 0 | 0 | 0 | 0 | 0 | 0 | 0 | 0 | 0 | 0 | 0 | 0 | 0 | 0 | 0 | 0 | 0 | 0
PG&E Greater Bay Study Area | Metcalf | 230 | Metcalf | 0 | 1 | 1 | 0 | 3 | 1 | 2 | 3 | 1 | 3 | 1 | 1 | 2 | 1 | 3 | 0 | 0 | 0 | 0 | 0 | 0 | 0 | 0 | 0 | 0 | 0 | 200 | 100 | 0 | 1 | 0 | 0 | 0 | 0 | 0 | 0 | 0 | 0 | 0 | 0 | 0 | 200 | 100 | 0 | 1
PG&E Greater Bay Study Area | Metcalf | 115 | Metcalf | 0 | 1 | 1 | 0 | 3 | 1 | 2 | 3 | 1 | 3 | 1 | 1 | 2 | 1 | 3 | 0 | 1.8 | 0 | 0 | 0 | 0 | 0 | 0 | 0 | 0 | 0 | 0 | 0 | 0 | 1 | 0 | 1.8 | 0 | 0 | 0 | 0 | 0 | 0 | 0 | 0 | 0 | 0 | 0 | 0 | 1
PG&E Kern Study Area | Midway | 500 | Midway | 1 | 1 | 2 | 1 | 1 | 3 | 1 | 3 | 1 | 2 | 2 | 3 | 1 | 4 | 1 | 0 | 0 | 0 | 0 | 0 | 0 | 0 | 0 | 0 | 0 | 550 | 340 | 142 | 0 | 1 | 0 | 0 | 0 | 0 | 0 | 0 | 0 | 0 | 0 | 0 | 550 | 340 | 142 | 0 | 1
PG&E Kern Study Area | Midway | 230 | Midway | 1 | 1 | 2 | 1 | 1 | 3 | 1 | 3 | 1 | 2 | 2 | 3 | 1 | 4 | 1 | 0 | 0 | 0 | 0 | 0 | 0 | 0 | 0 | 0 | 0 | 0 | 0 | 0 | 0 | 0 | 0 | 0 | 0 | 0 | 0 | 0 | 0 | 0 | 0 | 0 | 0 | 0 | 0 | 0 | 0
PG&E Kern Study Area | Midway | 115 | Midway | 1 | 1 | 2 | 1 | 1 | 3 | 1 | 3 | 1 | 2 | 2 | 3 | 1 | 4 | 1 | 0 | 0 | 0 | 0 | 0 | 0 | 0 | 0 | 0 | 100 | 100 | 80 | 0 | 0 | 1 | 0 | 0 | 0 | 0 | 0 | 0 | 0 | 0 | 0 | 100 | 100 | 80 | 0 | 0 | 1
SDG&E Study Area | Miguel | 500 | Miguel | 0 | 1 | 2 | 0 | 2 | 1 | 2 | 3 | 1 | 2 | 2 | 1 | 2 | 3 | 2 | 0 | 0 | 0 | 0 | 0 | 0 | 0 | 0 | 0 | 0 | 0 | 0 | 0 | 0 | 0 | 0 | 0 | 0 | 0 | 0 | 0 | 0 | 0 | 0 | 0 | 0 | 0 | 0 | 0 | 0
SDG&E Study Area | Miguel | 230 | Miguel | 0 | 1 | 2 | 0 | 2 | 1 | 2 | 3 | 1 | 2 | 2 | 1 | 2 | 3 | 2 | 0 | 0 | 0 | 0 | 0 | 0 | 0 | 0 | 0 | 0 | 0 | 9.75 | 0 | 0 | 1 | 0 | 0 | 0 | 0 | 0 | 0 | 0 | 0 | 0 | 0 | 0 | 9.75 | 0 | 0 | 1
PG&E Greater Bay Study Area | Miller | 115 | Miller | 1 | 1 | 2 | 0 | 1 | 3 | 1 | 3 | 1 | 2 | 2 | 1 | 2 | 4 | 1 | 0 | 0 | 0 | 0 | 0 | 0 | 0 | 0 | 0 | 0 | 0 | 0 | 0 | 0 | 0 | 0 | 0 | 0 | 0 | 0 | 0 | 0 | 0 | 0 | 0 | 0 | 0 | 0 | 0 | 0
SCE Metro Study Area | Mira Loma | 500 | Mira Loma | 1 | 1 | 1 | 0 | 2 | 3 | 1 | 3 | 1 | 3 | 1 | 1 | 2 | 3 | 2 | 0 | 0 | 0 | 0 | 0 | 0 | 0 | 0 | 0 | 0 | 0 | 0 | 0 | 0 | 0 | 0 | 0 | 0 | 0 | 0 | 0 | 0 | 0 | 0 | 0 | 0 | 0 | 0 | 0 | 0
SCE Metro Study Area | Mira Loma | 230 | Mira Loma | 1 | 1 | 1 | 0 | 2 | 3 | 1 | 3 | 1 | 3 | 1 | 1 | 2 | 3 | 2 | 0 | 0 | 0 | 0 | 0 | 0 | 0 | 0 | 0 | 0 | 0 | 285 | 100 | 0 | 1 | 0 | 0 | 0 | 0 | 0 | 0 | 0 | 0 | 0 | 0 | 0 | 285 | 100 | 0 | 1
SCE Eastern Study Area | Mirage | 230 | Mirage | 0 | 1 | 2 | 0 | 3 | 1 | 2 | 3 | 1 | 2 | 2 | 1 | 2 | 1 | 3 | 740 | 0 | 0 | 0 | 0 | 0 | 0 | 0 | 0 | 0 | 0 | 50 | 0 | 0 | 1 | 740 | 0 | 0 | 0 | 0 | 0 | 0 | 0 | 0 | 0 | 0 | 50 | 0 | 0 | 1
SDG&E Study Area | Mission | 230 | Mission | 0 | 1 | 2 | 0 | 2 | 1 | 2 | 3 | 1 | 2 | 2 | 1 | 2 | 3 | 2 | 0 | 0 | 0 | 0 | 0 | 0 | 0 | 0 | 0 | 0 | 0 | 9 | 0 | 0 | 1 | 0 | 0 | 0 | 0 | 0 | 0 | 0 | 0 | 0 | 0 | 0 | 9 | 0 | 0 | 1
PG&E Greater Bay Study Area | Mi-Wuk | 115 | Mi-Wuk | 0 | 1 | 2 | 0 | 3 | 1 | 2 | 3 | 1 | 2 | 2 | 1 | 2 | 1 | 3 | 0 | 0 | 0 | 0 | 0 | 0 | 0 | 0 | 0 | 0 | 0 | 0 | 0 | 0 | 0 | 0 | 0 | 0 | 0 | 0 | 0 | 0 | 0 | 0 | 0 | 0 | 0 | 0 | 0 | 0
East of Pisgah Study Area | Mohave | 500 | Mohave | 0 | 0 | 1 | 1 | 3 | 1 | 2 | 1 | 2 | 3 | 1 | 3 | 1 | 1 | 3 | 0 | 0 | 700 | 0 | 0 | 0 | 0 | 0 | 0 | 0 | 700 | 500 | 0 | 0 | 1 | 0 | 0 | 700 | 0 | 0 | 0 | 0 | 0 | 0 | 0 | 700 | 500 | 0 | 0 | 1
PG&E North of Greater Bay Study Area | Monroe | 115 | Monroe | 0 | 1 | 2 | 0 | 3 | 1 | 2 | 3 | 1 | 2 | 2 | 1 | 2 | 1 | 3 | 0 | 0 | 0 | 0 | 0 | 0 | 0 | 0 | 0 | 0 | 0 | 0 | 0 | 0 | 0 | 0 | 0 | 0 | 0 | 0 | 0 | 0 | 0 | 0 | 0 | 0 | 0 | 0 | 0 | 0
PG&E Greater Bay Study Area | Monta Vista | 230 | #N/A | 99 | 99 | 99 | 99 | 99 | Missing | Missing | Missing | Missing | Missing | Missing | Missing | Missing | Missing | Missing | 0 | 0 | 0 | 0 | 0 | 0 | 0 | 0 | 0 | 0 | 0 | 0 | 0 | 0 | 0 | 0 | 0 | 0 | 0 | 0 | 0 | 0 | 0 | 0 | 0 | 0 | 0 | 0 | 0 | 0
PG&E North of Greater Bay Study Area | Monticello | 115 | Monticello | 0 | 1 | 2 | 0 | 3 | 1 | 2 | 3 | 1 | 2 | 2 | 1 | 2 | 1 | 3 | 0 | 0 | 0 | 0 | 0 | 0 | 0 | 0 | 0 | 0 | 0 | 0 | 0 | 0 | 0 | 0 | 0 | 0 | 0 | 0 | 0 | 0 | 0 | 0 | 0 | 0 | 0 | 0 | 0 | 0
SCE Northern Area | Moorpark | 230 | Moorpark | 0 | 1 | 2 | 1 | 3 | 1 | 2 | 3 | 1 | 2 | 2 | 3 | 1 | 1 | 3 | 0 | 0 | 0 | 0 | 0 | 0 | 0 | 0 | 0 | 0 | 0 | 434.9 | 0 | 0 | 1 | 0 | 0 | 0 | 0 | 0 | 0 | 0 | 0 | 0 | 0 | 0 | 434.9 | 0 | 0 | 1
PG&E Greater Bay Study Area | Moraga | 230 | Moraga | 0 | 1 | 2 | 1 | 2 | 1 | 2 | 3 | 1 | 2 | 2 | 3 | 1 | 3 | 2 | 0 | 0 | 0 | 0 | 0 | 0 | 0 | 0 | 0 | 0 | 0 | 0 | 0 | 0 | 0 | 0 | 0 | 0 | 0 | 0 | 0 | 0 | 0 | 0 | 0 | 0 | 0 | 0 | 0 | 0
PG&E Greater Bay Study Area | Moraga | 115 | Moraga | 0 | 1 | 2 | 1 | 2 | 1 | 2 | 3 | 1 | 2 | 2 | 3 | 1 | 3 | 2 | 0 | 0 | 0 | 0 | 0 | 0 | 0 | 0 | 0 | 0 | 0 | 0 | 0 | 0 | 0 | 0 | 0 | 0 | 0 | 0 | 0 | 0 | 0 | 0 | 0 | 0 | 0 | 0 | 0 | 0
PG&E Greater Bay Study Area | Morgan Hill | 115 | Morgan Hill | 0 | 1 | 2 | 0 | 2 | 1 | 2 | 3 | 1 | 2 | 2 | 1 | 2 | 3 | 2 | 0 | 0 | 0 | 0 | 0 | 0 | 0 | 0 | 0 | 0 | 0 | 0 | 0 | 0 | 0 | 0 | 0 | 0 | 0 | 0 | 0 | 0 | 0 | 0 | 0 | 0 | 0 | 0 | 0 | 0
PG&E Kern Study Area | Morro Bay (Proposed) | 500 | Morro Bay | 0 | 0 | 1 | 1 | 3 | 1 | 2 | 1 | 2 | 3 | 1 | 3 | 1 | 1 | 3 | 0 | 0 | 0 | 0 | 0 | 0 | 1855 | 0 | 0 | 0 | 0 | 0 | 0 | 0 | 1 | 0 | 0 | 0 | 0 | 0 | 0 | 1855 | 0 | 0 | 0 | 0 | 0 | 0 | 0 | 1
PG&E Kern Study Area | Morro Bay | 230 | Morro Bay | 0 | 0 | 1 | 1 | 3 | 1 | 2 | 1 | 2 | 3 | 1 | 3 | 1 | 1 | 3 | 0 | 0 | 0 | 0 | 0 | 0 | 0 | 0 | 0 | 0 | 0 | 0 | 0 | 0 | 0 | 0 | 0 | 0 | 0 | 0 | 0 | 0 | 0 | 0 | 0 | 0 | 0 | 0 | 0 | 0
PG&E Kern Study Area | Morro Bay | 115 | Morro Bay | 0 | 0 | 1 | 1 | 3 | 1 | 2 | 1 | 2 | 3 | 1 | 3 | 1 | 1 | 3 | 0 | 0 | 0 | 0 | 0 | 0 | 0 | 0 | 0 | 0 | 0 | 0 | 0 | 0 | 0 | 0 | 0 | 0 | 0 | 0 | 0 | 0 | 0 | 0 | 0 | 0 | 0 | 0 | 0 | 0
PG&E Greater Bay Study Area | Moss Landing | 500 | Moss Landing | 0 | 0 | 1 | 0 | 2 | 1 | 2 | 1 | 2 | 3 | 1 | 1 | 2 | 3 | 2 | 0 | 0 | 0 | 0 | 0 | 0 | 0 | 0 | 0 | 0 | 0 | 0 | 0 | 0 | 0 | 0 | 0 | 0 | 0 | 0 | 0 | 0 | 0 | 0 | 0 | 0 | 0 | 0 | 0 | 0
PG&E Greater Bay Study Area | Moss Landing | 230 | Moss Landing | 0 | 0 | 1 | 0 | 2 | 1 | 2 | 1 | 2 | 3 | 1 | 1 | 2 | 3 | 2 | 0 | 0 | 0 | 0 | 0 | 0 | 0 | 0 | 0 | 0 | 0 | 0 | 0 | 0 | 0 | 0 | 0 | 0 | 0 | 0 | 0 | 0 | 0 | 0 | 0 | 0 | 0 | 0 | 0 | 0
PG&E Greater Bay Study Area | Moss Landing | 115 | Moss Landing | 0 | 0 | 1 | 0 | 2 | 1 | 2 | 1 | 2 | 3 | 1 | 1 | 2 | 3 | 2 | 0 | 0 | 0 | 0 | 0 | 0 | 0 | 0 | 0 | 0 | 0 | 0 | 0 | 0 | 0 | 0 | 0 | 0 | 0 | 0 | 0 | 0 | 0 | 0 | 0 | 0 | 0 | 0 | 0 | 0
PG&E Kern Study Area | Mt Poso | 115 | Mt Poso | 1 | 1 | 1 | 1 | 1 | 3 | 1 | 3 | 1 | 3 | 1 | 3 | 1 | 4 | 1 | 0 | 0 | 0 | 0 | 0 | 0 | 0 | 0 | 0 | 0 | 0 | 0 | 0 | 0 | 0 | 0 | 0 | 0 | 0 | 0 | 0 | 0 | 0 | 0 | 0 | 0 | 0 | 0 | 0 | 0
PG&E Fresno Study Area | Mustang | 230 | Mustang SS | 1 | 1 | 1 | 0 | 1 | 3 | 1 | 3 | 1 | 3 | 1 | 1 | 2 | 4 | 1 | 0 | 0 | 0 | 0 | 0 | 0 | 0 | 0 | 0 | 106.5 | 200 | 0 | 50 | 0 | 1 | 0 | 0 | 0 | 0 | 0 | 0 | 0 | 0 | 0 | 106.5 | 200 | 0 | 50 | 0 | 1
PG&E Fresno Study Area | New Melones | 230 | New Melones | 0 | 1 | 1 | 0 | 3 | 1 | 2 | 3 | 1 | 3 | 1 | 1 | 2 | 1 | 3 | 0 | 0 | 0 | 0 | 0 | 0 | 0 | 0 | 0 | 0 | 0 | 0 | 0 | 0 | 0 | 0 | 0 | 0 | 0 | 0 | 0 | 0 | 0 | 0 | 0 | 0 | 0 | 0 | 0 | 0
PG&E Greater Bay Study Area | Newark | 230 | Newark | 0 | 1 | 2 | 1 | 2 | 1 | 2 | 3 | 1 | 2 | 2 | 3 | 1 | 3 | 2 | 0 | 0 | 0 | 0 | 0 | 0 | 0 | 0 | 0 | 0 | 0 | 0 | 0 | 0 | 0 | 0 | 0 | 0 | 0 | 0 | 0 | 0 | 0 | 0 | 0 | 0 | 0 | 0 | 0 | 0
PG&E Greater Bay Study Area | Newark | 115 | Newark | 0 | 1 | 2 | 1 | 2 | 1 | 2 | 3 | 1 | 2 | 2 | 3 | 1 | 3 | 2 | 0 | 0 | 0 | 0 | 0 | 0 | 0 | 0 | 0 | 0 | 0 | 0 | 0 | 0 | 0 | 0 | 0 | 0 | 0 | 0 | 0 | 0 | 0 | 0 | 0 | 0 | 0 | 0 | 0 | 0
PG&E Fresno Study Area | Newhall | 115 | Newhall | 1 | 1 | 1 | 0 | 1 | 3 | 1 | 3 | 1 | 3 | 1 | 1 | 2 | 4 | 1 | 0 | 0 | 0 | 0 | 0 | 0 | 0 | 0 | 0 | 0 | 0 | 0 | 0 | 0 | 0 | 0 | 0 | 0 | 0 | 0 | 0 | 0 | 0 | 0 | 0 | 0 | 0 | 0 | 0 | 0
PG&E Kern Study Area | Norco | 115 | Norco | 1 | 1 | 2 | 1 | 1 | 3 | 1 | 3 | 1 | 2 | 2 | 3 | 1 | 4 | 1 | 0 | 0 | 0 | 0 | 0 | 0 | 0 | 0 | 0 | 0 | 0 | 0 | 0 | 0 | 0 | 0 | 0 | 0 | 0 | 0 | 0 | 0 | 0 | 0 | 0 | 0 | 0 | 0 | 0 | 0
SDG&E Study Area | North City Metering | 138 | North City Metering | 0 | 1 | 2 | 0 | 3 | 1 | 2 | 3 | 1 | 2 | 2 | 1 | 2 | 1 | 3 | 0 | 0 | 0 | 0 | 0 | 0 | 0 | 0 | 0 | 0 | 0 | 0 | 0 | 0 | 0 | 0 | 0 | 0 | 0 | 0 | 0 | 0 | 0 | 0 | 0 | 0 | 0 | 0 | 0 | 0
PG&E Greater Bay Study Area | North Dublin | 230 | North Dublin | 0 | 1 | 2 | 1 | 3 | 1 | 2 | 3 | 1 | 2 | 2 | 3 | 1 | 1 | 3 | 0 | 0 | 0 | 0 | 0 | 0 | 0 | 0 | 0 | 0 | 0 | 0 | 0 | 0 | 0 | 0 | 0 | 0 | 0 | 0 | 0 | 0 | 0 | 0 | 0 | 0 | 0 | 0 | 0 | 0
SDG&E Study Area | North Gila | 500 | North Gila | 0 | 0 | 3 | 0 | 3 | 1 | 2 | 1 | 2 | 1 | 3 | 1 | 2 | 1 | 3 | 0 | 0 | 0 | 0 | 0 | 0 | 0 | 0 | 0 | 0 | 0 | 0 | 0 | 0 | 0 | 0 | 0 | 0 | 0 | 0 | 0 | 0 | 0 | 0 | 0 | 0 | 0 | 0 | 0 | 0
SDG&E Study Area | New Sub - North Gila - IV (Proposed) | 500 | #N/A | 99 | 99 | 99 | 99 | 99 | Missing | Missing | Missing | Missing | Missing | Missing | Missing | Missing | Missing | Missing | 0 | 0 | 0 | 0 | 0 | 0 | 0 | 0 | 0 | 0 | 0 | 0 | 0 | 0 | 0 | 0 | 0 | 0 | 0 | 0 | 0 | 0 | 0 | 0 | 0 | 0 | 0 | 0 | 0 | 0
PG&E Greater Bay Study Area | Oakland C | 115 | Oakland C | 0 | 1 | 1 | 1 | 2 | 1 | 2 | 3 | 1 | 3 | 1 | 3 | 1 | 3 | 2 | 0 | 0 | 0 | 0 | 0 | 0 | 0 | 0 | 0 | 0 | 0 | 55 | 0 | 0 | 1 | 0 | 0 | 0 | 0 | 0 | 0 | 0 | 0 | 0 | 0 | 0 | 55 | 0 | 0 | 1
PG&E Greater Bay Study Area | Oakland J | 115 | Oakland J | 0 | 1 | 1 | 1 | 2 | 1 | 2 | 3 | 1 | 3 | 1 | 3 | 1 | 3 | 2 | 0 | 0 | 0 | 0 | 0 | 0 | 0 | 0 | 0 | 0 | 0 | 0 | 0 | 0 | 0 | 0 | 0 | 0 | 0 | 0 | 0 | 0 | 0 | 0 | 0 | 0 | 0 | 0 | 0 | 0
PG&E Kern Study Area | Oceano | 115 | Oceano | 0 | 0 | 2 | 1 | 3 | 1 | 2 | 1 | 2 | 2 | 2 | 3 | 1 | 1 | 3 | 0 | 0 | 0 | 0 | 0 | 0 | 0 | 0 | 0 | 0 | 0 | 0 | 0 | 0 | 0 | 0 | 0 | 0 | 0 | 0 | 0 | 0 | 0 | 0 | 0 | 0 | 0 | 0 | 0 | 0
SDG&E Study Area | Ocotillo Express | 500 | Ocotillo Express | 0 | 1 | 2 | 0 | 3 | 1 | 2 | 3 | 1 | 2 | 2 | 1 | 2 | 1 | 3 | 0 | 0 | 0 | 0 | 0 | 0 | 0 | 0 | 0 | 0 | 0 | 0 | 0 | 0 | 0 | 0 | 0 | 0 | 0 | 0 | 0 | 0 | 0 | 0 | 0 | 0 | 0 | 0 | 0 | 0
SDG&E Study Area | Old Town | 230 | Old Town | 0 | 1 | 2 | 0 | 3 | 1 | 2 | 3 | 1 | 2 | 2 | 1 | 2 | 1 | 3 | 0 | 0 | 0 | 0 | 0 | 0 | 0 | 0 | 0 | 0 | 0 | 0 | 0 | 0 | 0 | 0 | 0 | 0 | 0 | 0 | 0 | 0 | 0 | 0 | 0 | 0 | 0 | 0 | 0 | 0
SCE Metro Study Area | Olinda | 230 | Olinda | 1 | 1 | 2 | 1 | 2 | 3 | 1 | 3 | 1 | 2 | 2 | 3 | 1 | 3 | 2 | 0 | 0 | 0 | 0 | 0 | 0 | 0 | 0 | 0 | 0 | 0 | 0 | 0 | 0 | 0 | 0 | 0 | 0 | 0 | 0 | 0 | 0 | 0 | 0 | 0 | 0 | 0 | 0 | 0 | 0
PG&E Kern Study Area | Olive | 115 | #N/A | 99 | 99 | 99 | 99 | 99 | Missing | Missing | Missing | Missing | Missing | Missing | Missing | Missing | Missing | Missing | 0 | 0 | 0 | 0 | 0 | 0 | 0 | 0 | 0 | 40 | 0 | 20 | 0 | 0 | 1 | 0 | 0 | 0 | 0 | 0 | 0 | 0 | 0 | 0 | 40 | 0 | 20 | 0 | 0 | 1
PG&E North of Greater Bay Study Area | Olivehurst | 115 | Olivehurst | 0 | 0 | 2 | 1 | 2 | 1 | 2 | 1 | 2 | 2 | 2 | 3 | 1 | 3 | 2 | 0 | 0 | 0 | 0 | 0 | 0 | 0 | 0 | 0 | 0 | 0 | 0 | 0 | 0 | 0 | 0 | 0 | 0 | 0 | 0 | 0 | 0 | 0 | 0 | 0 | 0 | 0 | 0 | 0 | 0
SCE Northern Area | Ormond Beach | 230 | Ormond Beach | 0 | 1 | 1 | 1 | 2 | 1 | 2 | 3 | 1 | 3 | 1 | 3 | 1 | 3 | 2 | 0 | 0 | 0 | 0 | 0 | 0 | 0 | 0 | 0 | 0 | 0 | 0 | 0 | 0 | 0 | 0 | 0 | 0 | 0 | 0 | 0 | 0 | 0 | 0 | 0 | 0 | 0 | 0 | 0 | 0
SDG&E Study Area | Otay | 69 | #N/A | 99 | 99 | 99 | 99 | 99 | Missing | Missing | Missing | Missing | Missing | Missing | Missing | Missing | Missing | Missing | 0 | 0 | 0 | 0 | 0 | 0 | 0 | 0 | 0 | 0 | 0 | 0 | 0 | 0 | 0 | 0 | 0 | 0 | 0 | 0 | 0 | 0 | 0 | 0 | 0 | 0 | 0 | 0 | 0 | 0
SDG&E Study Area | Otay Mesa | 230 | Otay Mesa | 0 | 1 | 1 | 0 | 3 | 1 | 2 | 3 | 1 | 3 | 1 | 1 | 2 | 1 | 3 | 0 | 0 | 0 | 0 | 0 | 0 | 0 | 0 | 0 | 0 | 0 | 0 | 0 | 0 | 0 | 0 | 0 | 0 | 0 | 0 | 0 | 0 | 0 | 0 | 0 | 0 | 0 | 0 | 0 | 0
PG&E Fresno Study Area | Padre Flats SW STA | 230 | Padre Flats SW STA | 1 | 1 | 2 | 0 | 1 | 3 | 1 | 3 | 1 | 2 | 2 | 1 | 2 | 4 | 1 | 0 | 0 | 0 | 0 | 0 | 0 | 0 | 0 | 0 | 0 | 0 | 0 | 0 | 0 | 0 | 0 | 0 | 0 | 0 | 0 | 0 | 0 | 0 | 0 | 0 | 0 | 0 | 0 | 0 | 0
East of Pisgah Study Area | Pahrump | 230 | Pahrump | 0 | 0 | 3 | 1 | 3 | 1 | 2 | 1 | 2 | 1 | 3 | 3 | 1 | 1 | 3 | 0 | 0 | 0 | 0 | 0 | 0 | 0 | 0 | 0 | 0 | 0 | 0 | 0 | 0 | 0 | 0 | 0 | 0 | 0 | 0 | 0 | 0 | 0 | 0 | 0 | 0 | 0 | 0 | 0 | 0
East of Pisgah Study Area | Pahrump | 138 | Pahrump | 0 | 0 | 3 | 1 | 3 | 1 | 2 | 1 | 2 | 1 | 3 | 3 | 1 | 1 | 3 | 0 | 0 | 0 | 0 | 0 | 0 | 0 | 0 | 0 | 0 | 0 | 0 | 0 | 0 | 0 | 0 | 0 | 0 | 0 | 0 | 0 | 0 | 0 | 0 | 0 | 0 | 0 | 0 | 0 | 0
SDG&E Study Area | Pala | 69 | #N/A | 99 | 99 | 99 | 99 | 99 | Missing | Missing | Missing | Missing | Missing | Missing | Missing | Missing | Missing | Missing | 0 | 0 | 0 | 0 | 0 | 0 | 0 | 0 | 0 | 0 | 0 | 10 | 0 | 0 | 1 | 0 | 0 | 0 | 0 | 0 | 0 | 0 | 0 | 0 | 0 | 0 | 10 | 0 | 0 | 1
PG&E North of Greater Bay Study Area | Palermo | 230 | Palermo | 0 | 1 | 2 | 0 | 3 | 1 | 2 | 3 | 1 | 2 | 2 | 1 | 2 | 1 | 3 | 0 | 0 | 0 | 0 | 0 | 0 | 0 | 0 | 0 | 0 | 0 | 0 | 0 | 0 | 0 | 0 | 0 | 0 | 0 | 0 | 0 | 0 | 0 | 0 | 0 | 0 | 0 | 0 | 0 | 0
PG&E North of Greater Bay Study Area | Palermo | 115 | Palermo | 0 | 1 | 2 | 0 | 3 | 1 | 2 | 3 | 1 | 2 | 2 | 1 | 2 | 1 | 3 | 0 | 4.1 | 0 | 0 | 0 | 0 | 0 | 0 | 0 | 0 | 0 | 0 | 0 | 0 | 1 | 0 | 4.1 | 0 | 0 | 0 | 0 | 0 | 0 | 0 | 0 | 0 | 0 | 0 | 0 | 1
SCE Eastern Study Area | Palo Verde | 500 | Palo Verde | 0 | 1 | 2 | 0 | 3 | 1 | 2 | 3 | 1 | 2 | 2 | 1 | 2 | 1 | 3 | 0 | 0 | 0 | 0 | 2000 | 0 | 0 | 0 | 0 | 0 | 0 | 0 | 0 | 0 | 1 | 0 | 0 | 0 | 0 | 2000 | 0 | 0 | 0 | 0 | 0 | 0 | 0 | 0 | 0 | 1
SDG&E Study Area | Palomar Energy | 230 | Palomar Energy | 0 | 1 | 2 | 0 | 3 | 1 | 2 | 3 | 1 | 2 | 2 | 1 | 2 | 1 | 3 | 0 | 0 | 0 | 0 | 0 | 0 | 0 | 0 | 0 | 0 | 0 | 0 | 0 | 0 | 0 | 0 | 0 | 0 | 0 | 0 | 0 | 0 | 0 | 0 | 0 | 0 | 0 | 0 | 0 | 0
PG&E Fresno Study Area | Panoche | 115 | Panoche | 1 | 1 | 1 | 0 | 1 | 3 | 1 | 3 | 1 | 3 | 1 | 1 | 2 | 4 | 1 | 0 | 0 | 0 | 0 | 0 | 0 | 0 | 0 | 0 | 0 | 0 | 0 | 0 | 0 | 0 | 0 | 0 | 0 | 0 | 0 | 0 | 0 | 0 | 0 | 0 | 0 | 0 | 0 | 0 | 0
PG&E Fresno Study Area | Panoche | 230 | Panoche | 1 | 1 | 1 | 0 | 1 | 3 | 1 | 3 | 1 | 3 | 1 | 1 | 2 | 4 | 1 | 0 | 0 | 0 | 0 | 0 | 0 | 0 | 0 | 0 | 0 | 0 | 0 | 0 | 0 | 0 | 0 | 0 | 0 | 0 | 0 | 0 | 0 | 0 | 0 | 0 | 0 | 0 | 0 | 0 | 0
SCE Northern Area | Pardee | 230 | Pardee | 1 | 1 | 2 | 1 | 3 | 3 | 1 | 3 | 1 | 2 | 2 | 3 | 1 | 1 | 3 | 0 | 0 | 0 | 0 | 0 | 0 | 0 | 0 | 0 | 0 | 0 | 15 | 0 | 0 | 1 | 0 | 0 | 0 | 0 | 0 | 0 | 0 | 0 | 0 | 0 | 0 | 15 | 0 | 0 | 1
PG&E North of Greater Bay Study Area | Parkway | 230 | Parkway | 0 | 1 | 2 | 1 | 2 | 1 | 2 | 3 | 1 | 2 | 2 | 3 | 1 | 3 | 2 | 0 | 2.3 | 0 | 0 | 0 | 0 | 0 | 0 | 0 | 0 | 0 | 0 | 0 | 0 | 1 | 0 | 2.3 | 0 | 0 | 0 | 0 | 0 | 0 | 0 | 0 | 0 | 0 | 0 | 0 | 1
SCE Northern Area | Pastoria | 230 | Pastoria | 1 | 1 | 2 | 1 | 3 | 3 | 1 | 3 | 1 | 2 | 2 | 3 | 1 | 1 | 3 | 0 | 0 | 0 | 0 | 0 | 0 | 0 | 0 | 0 | 0 | 0 | 0 | 0 | 0 | 0 | 0 | 0 | 0 | 0 | 0 | 0 | 0 | 0 | 0 | 0 | 0 | 0 | 0 | 0 | 0
SCE Metro Study Area | Pauda | 230 | Pauda | 1 | 1 | 2 | 0 | 2 | 3 | 1 | 3 | 1 | 2 | 2 | 1 | 2 | 3 | 2 | 0 | 0 | 0 | 0 | 0 | 0 | 0 | 0 | 0 | 0 | 0 | 195 | 0 | 0 | 1 | 0 | 0 | 0 | 0 | 0 | 0 | 0 | 0 | 0 | 0 | 0 | 195 | 0 | 0 | 1
PG&E North of Greater Bay Study Area | Peabody | 230 | Peabody | 0 | 1 | 2 | 1 | 2 | 1 | 2 | 3 | 1 | 2 | 2 | 3 | 1 | 3 | 2 | 0 | 0 | 0 | 0 | 0 | 0 | 0 | 0 | 4.4 | 0 | 0 | 0 | 0 | 0 | 1 | 0 | 0 | 0 | 0 | 0 | 0 | 0 | 0 | 4.4 | 0 | 0 | 0 | 0 | 0 | 1
PG&E North of Greater Bay Study Area | Pease | 115 | Pease | 0 | 0 | 2 | 1 | 2 | 1 | 2 | 1 | 2 | 2 | 2 | 3 | 1 | 3 | 2 | 0 | 3 | 0 | 0 | 0 | 0 | 0 | 0 | 0 | 0 | 0 | 0 | 0 | 0 | 1 | 0 | 3 | 0 | 0 | 0 | 0 | 0 | 0 | 0 | 0 | 0 | 0 | 0 | 0 | 1
SDG&E Study Area | Penasquitos | 230 | Penasquitos | 0 | 1 | 2 | 0 | 3 | 1 | 2 | 3 | 1 | 2 | 2 | 1 | 2 | 1 | 3 | 0 | 0 | 0 | 0 | 0 | 0 | 0 | 0 | 0 | 0 | 0 | 0 | 0 | 0 | 0 | 0 | 0 | 0 | 0 | 0 | 0 | 0 | 0 | 0 | 0 | 0 | 0 | 0 | 0 | 0
PG&E North of Greater Bay Study Area | Penngrove | 115 | Penngrove | 0 | 1 | 1 | 0 | 3 | 1 | 2 | 3 | 1 | 3 | 1 | 1 | 2 | 1 | 3 | 0 | 0 | 0 | 0 | 0 | 0 | 0 | 0 | 0 | 0 | 0 | 0 | 0 | 0 | 0 | 0 | 0 | 0 | 0 | 0 | 0 | 0 | 0 | 0 | 0 | 0 | 0 | 0 | 0 | 0
PG&E Greater Bay Study Area | Peoria | 115 | Peoria | 0 | 1 | 2 | 0 | 3 | 1 | 2 | 3 | 1 | 2 | 2 | 1 | 2 | 1 | 3 | 0 | 2 | 0 | 0 | 0 | 0 | 0 | 0 | 0 | 0 | 0 | 0 | 0 | 0 | 1 | 0 | 2 | 0 | 0 | 0 | 0 | 0 | 0 | 0 | 0 | 0 | 0 | 0 | 0 | 1
PG&E Greater Bay Study Area | Piercy | 115 | Piercy | 0 | 1 | 2 | 0 | 3 | 1 | 2 | 3 | 1 | 2 | 2 | 1 | 2 | 1 | 3 | 0 | 0 | 0 | 0 | 0 | 0 | 0 | 0 | 0 | 0 | 0 | 0 | 0 | 0 | 0 | 0 | 0 | 0 | 0 | 0 | 0 | 0 | 0 | 0 | 0 | 0 | 0 | 0 | 0 | 0
PG&E Fresno Study Area | Pine Flat | 230 | Pine Flat | 1 | 1 | 1 | 0 | 3 | 3 | 1 | 3 | 1 | 3 | 1 | 1 | 2 | 1 | 3 | 0 | 8 | 0 | 0 | 0 | 0 | 0 | 0 | 0 | 0 | 0 | 0 | 0 | 0 | 1 | 0 | 8 | 0 | 0 | 0 | 0 | 0 | 0 | 0 | 0 | 0 | 0 | 0 | 0 | 1
SCE North of Lugo Study Area | Pisgah | 230 | Pisgah | 0 | 1 | 3 | 1 | 1 | 1 | 2 | 3 | 1 | 1 | 3 | 3 | 1 | 4 | 1 | 0 | 0 | 250 | 50 | 0 | 0 | 0 | 0 | 0 | 0 | 0 | 0 | 0 | 0 | 1 | 0 | 0 | 250 | 50 | 0 | 0 | 0 | 0 | 0 | 0 | 0 | 0 | 0 | 0 | 1
PG&E North of Greater Bay Study Area | Pit 1 | 230 | Pit 1 | 0 | 0 | 1 | 0 | 3 | 1 | 2 | 1 | 2 | 3 | 1 | 1 | 2 | 1 | 3 | 0 | 0 | 0 | 0 | 0 | 0 | 0 | 0 | 0 | 0 | 0 | 0 | 0 | 0 | 0 | 0 | 0 | 0 | 0 | 0 | 0 | 0 | 0 | 0 | 0 | 0 | 0 | 0 | 0 | 0
PG&E North of Greater Bay Study Area | New Sub - Pit 1 - Cottonwood (Proposed) | 230 | Round Mountain | 0 | 0 | 2 | 0 | 3 | 1 | 2 | 1 | 2 | 2 | 2 | 1 | 2 | 1 | 3 | 0 | 0 | 200 | 10 | 0 | 0 | 0 | 0 | 0 | 0 | 0 | 0 | 0 | 0 | 1 | 0 | 0 | 200 | 10 | 0 | 0 | 0 | 0 | 0 | 0 | 0 | 0 | 0 | 0 | 1
PG&E North of Greater Bay Study Area | Pit 4 | 230 | Pit 4 | 0 | 0 | 1 | 0 | 3 | 1 | 2 | 1 | 2 | 3 | 1 | 1 | 2 | 1 | 3 | 0 | 0 | 0 | 0 | 0 | 0 | 0 | 0 | 0 | 0 | 0 | 0 | 0 | 0 | 0 | 0 | 0 | 0 | 0 | 0 | 0 | 0 | 0 | 0 | 0 | 0 | 0 | 0 | 0 | 0
PG&E Greater Bay Study Area | Pittsburg | 230 | Pittsburg | 0 | 1 | 1 | 1 | 2 | 1 | 2 | 3 | 1 | 3 | 1 | 3 | 1 | 3 | 2 | 0 | 0 | 0 | 0 | 0 | 0 | 0 | 0 | 0 | 0 | 0 | 0 | 0 | 0 | 0 | 0 | 0 | 0 | 0 | 0 | 0 | 0 | 0 | 0 | 0 | 0 | 0 | 0 | 0 | 0
PG&E Greater Bay Study Area | Pittsburg | 115 | Pittsburg | 0 | 1 | 1 | 1 | 2 | 1 | 2 | 3 | 1 | 3 | 1 | 3 | 1 | 3 | 2 | 0 | 0 | 0 | 0 | 0 | 0 | 0 | 0 | 0 | 0 | 0 | 0 | 0 | 0 | 0 | 0 | 0 | 0 | 0 | 0 | 0 | 0 | 0 | 0 | 0 | 0 | 0 | 0 | 0 | 0
PG&E North of Greater Bay Study Area | Placerville | 115 | Placerville | 0 | 1 | 2 | 0 | 3 | 1 | 2 | 3 | 1 | 2 | 2 | 1 | 2 | 1 | 3 | 0 | 2 | 0 | 0 | 0 | 0 | 0 | 0 | 1 | 0 | 0 | 0 | 0 | 0 | 1 | 0 | 2 | 0 | 0 | 0 | 0 | 0 | 0 | 1 | 0 | 0 | 0 | 0 | 0 | 1
PG&E North of Greater Bay Study Area | Pleasant Grove | 115 | Pleasant Grove | 0 | 1 | 1 | 0 | 3 | 1 | 2 | 3 | 1 | 3 | 1 | 1 | 2 | 1 | 3 | 0 | 0 | 0 | 0 | 0 | 0 | 0 | 0 | 2.75 | 0 | 0 | 0 | 0 | 0 | 1 | 0 | 0 | 0 | 0 | 0 | 0 | 0 | 0 | 2.75 | 0 | 0 | 0 | 0 | 0 | 1
PG&E North of Greater Bay Study Area | POE | 230 | POE | 0 | 1 | 1 | 0 | 3 | 1 | 2 | 3 | 1 | 3 | 1 | 1 | 2 | 1 | 3 | 0 | 0 | 0 | 0 | 0 | 0 | 0 | 0 | 0 | 0 | 0 | 0 | 0 | 0 | 0 | 0 | 0 | 0 | 0 | 0 | 0 | 0 | 0 | 0 | 0 | 0 | 0 | 0 | 0 | 0
SDG&E Study Area | Point Loma | 69 | #N/A | 99 | 99 | 99 | 99 | 99 | Missing | Missing | Missing | Missing | Missing | Missing | Missing | Missing | Missing | Missing | 0 | 0 | 0 | 0 | 0 | 0 | 0 | 0 | 0 | 0 | 0 | 0 | 0 | 0 | 0 | 0 | 0 | 0 | 0 | 0 | 0 | 0 | 0 | 0 | 0 | 0 | 0 | 0 | 0 | 0
SDG&E Study Area | Pomerado | 69 | #N/A | 99 | 99 | 99 | 99 | 99 | Missing | Missing | Missing | Missing | Missing | Missing | Missing | Missing | Missing | Missing | 0 | 0 | 0 | 0 | 0 | 0 | 0 | 0 | 0 | 0 | 0 | 100 | 0 | 0 | 1 | 0 | 0 | 0 | 0 | 0 | 0 | 0 | 0 | 0 | 0 | 0 | 100 | 0 | 0 | 1
PG&E Kern Study Area | Poso Mountain | 115 | Poso Mountain | 1 | 1 | 2 | 1 | 2 | 3 | 1 | 3 | 1 | 2 | 2 | 3 | 1 | 3 | 2 | 0 | 0 | 0 | 0 | 0 | 0 | 0 | 0 | 3.8 | 0 | 0 | 0 | 0 | 0 | 1 | 0 | 0 | 0 | 0 | 0 | 0 | 0 | 0 | 3.8 | 0 | 0 | 0 | 0 | 0 | 1
East of Pisgah Study Area | Primm | 230 | Primm | 0 | 0 | 2 | 0 | 2 | 1 | 2 | 1 | 2 | 2 | 2 | 1 | 2 | 3 | 2 | 0 | 0 | 0 | 0 | 0 | 0 | 0 | 0 | 0 | 0 | 0 | 200 | 0 | 0 | 1 | 0 | 0 | 0 | 0 | 0 | 0 | 0 | 0 | 0 | 0 | 0 | 200 | 0 | 0 | 1
PG&E North of Greater Bay Study Area | Putah Creek | 115 | Putah Creek | 0 | 1 | 1 | 0 | 3 | 1 | 2 | 3 | 1 | 3 | 1 | 1 | 2 | 1 | 3 | 0 | 0 | 0 | 0 | 0 | 0 | 0 | 0 | 6.85 | 0 | 3 | 3 | 0 | 0 | 1 | 0 | 0 | 0 | 0 | 0 | 0 | 0 | 0 | 6.85 | 0 | 3 | 3 | 0 | 0 | 1
SDG&E Study Area | Q1806 Switchyard | 138 | #N/A | 99 | 99 | 99 | 99 | 99 | Missing | Missing | Missing | Missing | Missing | Missing | Missing | Missing | Missing | Missing | 0 | 0 | 0 | 0 | 0 | 0 | 0 | 0 | 0 | 0 | 0 | 0 | 0 | 0 | 0 | 0 | 0 | 0 | 0 | 0 | 0 | 0 | 0 | 0 | 0 | 0 | 0 | 0 | 0 | 0
PG&E Fresno Study Area | Quinto | 230 | Quinto SS | 1 | 1 | 2 | 0 | 1 | 3 | 1 | 3 | 1 | 2 | 2 | 1 | 2 | 4 | 1 | 0 | 0 | 0 | 0 | 0 | 0 | 0 | 0 | 0 | 121 | 0 | 0 | 0 | 0 | 1 | 0 | 0 | 0 | 0 | 0 | 0 | 0 | 0 | 0 | 121 | 0 | 0 | 0 | 0 | 1
PG&E Greater Bay Study Area | Race Track | 115 | Race Track | 0 | 1 | 2 | 0 | 3 | 1 | 2 | 3 | 1 | 2 | 2 | 1 | 2 | 1 | 3 | 0 | 0 | 0 | 0 | 0 | 0 | 0 | 0 | 0 | 0 | 0 | 0 | 0 | 0 | 0 | 0 | 0 | 0 | 0 | 0 | 0 | 0 | 0 | 0 | 0 | 0 | 0 | 0 | 0 | 0
SDG&E Study Area | Rancho Mission Viejo | 138 | Rancho Mission Viejo | 1 | 1 | 2 | 1 | 3 | 3 | 1 | 3 | 1 | 2 | 2 | 3 | 1 | 1 | 3 | 0 | 0 | 0 | 0 | 0 | 0 | 0 | 0 | 0 | 0 | 0 | 0 | 0 | 0 | 0 | 0 | 0 | 0 | 0 | 0 | 0 | 0 | 0 | 0 | 0 | 0 | 0 | 0 | 0 | 0
PG&E North of Greater Bay Study Area | New Sub - Rancho Seco - Bellota (Proposed) | 230 | Camanche | 1 | 1 | 1 | 0 | 3 | 3 | 1 | 3 | 1 | 3 | 1 | 1 | 2 | 1 | 3 | 0 | 0 | 0 | 0 | 0 | 0 | 0 | 0 | 0 | 0 | 0 | 0 | 0 | 0 | 0 | 0 | 0 | 0 | 0 | 0 | 0 | 0 | 0 | 0 | 0 | 0 | 0 | 0 | 0 | 0
SCE Metro Study Area | Rancho Vista | 500 | Rancho Vista | 1 | 1 | 1 | 0 | 2 | 3 | 1 | 3 | 1 | 3 | 1 | 1 | 2 | 3 | 2 | 0 | 0 | 0 | 0 | 0 | 0 | 0 | 0 | 0 | 0 | 0 | 0 | 0 | 0 | 0 | 0 | 0 | 0 | 0 | 0 | 0 | 0 | 0 | 0 | 0 | 0 | 0 | 0 | 0 | 0
SCE Metro Study Area | Rancho Vista | 230 | Rancho Vista | 1 | 1 | 1 | 0 | 2 | 3 | 1 | 3 | 1 | 3 | 1 | 1 | 2 | 3 | 2 | 0 | 0 | 0 | 0 | 0 | 0 | 0 | 0 | 0 | 0 | 0 | 0 | 0 | 0 | 0 | 0 | 0 | 0 | 0 | 0 | 0 | 0 | 0 | 0 | 0 | 0 | 0 | 0 | 0 | 0
SCE North of Lugo Study Area | Ransburg | 115 | Ransburg | 0 | 1 | 3 | 1 | 2 | 1 | 2 | 3 | 1 | 1 | 3 | 3 | 1 | 3 | 2 | 0 | 0 | 0 | 0 | 0 | 0 | 0 | 0 | 0 | 0 | 0 | 0 | 0 | 0 | 0 | 0 | 0 | 0 | 0 | 0 | 0 | 0 | 0 | 0 | 0 | 0 | 0 | 0 | 0 | 0
SCE Northern Area | Rector | 230 | Rector | 1 | 1 | 2 | 0 | 1 | 3 | 1 | 3 | 1 | 2 | 2 | 1 | 2 | 4 | 1 | 0 | 0 | 0 | 0 | 0 | 0 | 0 | 0 | 3 | 0 | 0 | 0 | 0 | 0 | 1 | 0 | 0 | 0 | 0 | 0 | 0 | 0 | 0 | 3 | 0 | 0 | 0 | 0 | 0 | 1
SCE Eastern Study Area | Red Bluff | 500 | Red Bluff | 0 | 0 | 2 | 0 | 3 | 1 | 2 | 1 | 2 | 2 | 2 | 1 | 2 | 1 | 3 | 0 | 0 | 0 | 0 | 0 | 0 | 0 | 0 | 0 | 0 | 250 | 375 | 0 | 0 | 1 | 0 | 0 | 0 | 0 | 0 | 0 | 0 | 0 | 0 | 0 | 250 | 375 | 0 | 0 | 1
SCE Eastern Study Area | Red Bluff | 230 | Red Bluff | 0 | 0 | 2 | 0 | 3 | 1 | 2 | 1 | 2 | 2 | 2 | 1 | 2 | 1 | 3 | 0 | 0 | 0 | 0 | 0 | 0 | 0 | 0 | 0 | 100 | 363.5 | 416 | 0 | 0 | 1 | 0 | 0 | 0 | 0 | 0 | 0 | 0 | 0 | 0 | 100 | 363.5 | 416 | 0 | 0 | 1
SCE Metro Study Area | Redondo | 230 | Redondo | 1 | 1 | 1 | 1 | 2 | 3 | 1 | 3 | 1 | 3 | 1 | 3 | 1 | 3 | 2 | 0 | 0 | 0 | 0 | 0 | 0 | 0 | 0 | 0 | 0 | 0 | 0 | 0 | 0 | 0 | 0 | 0 | 0 | 0 | 0 | 0 | 0 | 0 | 0 | 0 | 0 | 0 | 0 | 0 | 0
PG&E Kern Study Area | Renfro | 115 | Renfro | 1 | 1 | 2 | 1 | 1 | 3 | 1 | 3 | 1 | 2 | 2 | 3 | 1 | 4 | 1 | 0 | 0 | 0 | 0 | 0 | 0 | 0 | 0 | 0 | 0 | 0 | 0 | 0 | 0 | 0 | 0 | 0 | 0 | 0 | 0 | 0 | 0 | 0 | 0 | 0 | 0 | 0 | 0 | 0 | 0
PG&E Greater Bay Study Area | Richmond | 115 | Richmond | 0 | 1 | 2 | 1 | 2 | 1 | 2 | 3 | 1 | 2 | 2 | 3 | 1 | 3 | 2 | 0 | 0 | 0 | 0 | 0 | 0 | 0 | 0 | 2.7 | 0 | 0 | 0 | 0 | 0 | 1 | 0 | 0 | 0 | 0 | 0 | 0 | 0 | 0 | 2.7 | 0 | 0 | 0 | 0 | 0 | 1
PG&E North of Greater Bay Study Area | Rincon | 115 | Rincon | 0 | 1 | 2 | 0 | 3 | 1 | 2 | 3 | 1 | 2 | 2 | 1 | 2 | 1 | 3 | 0 | 0 | 0 | 0 | 0 | 0 | 0 | 0 | 0 | 0 | 0 | 0 | 0 | 0 | 0 | 0 | 0 | 0 | 0 | 0 | 0 | 0 | 0 | 0 | 0 | 0 | 0 | 0 | 0 | 0
PG&E Kern Study Area | Rio Bravo | 115 | Rio Bravo | 1 | 1 | 2 | 1 | 1 | 3 | 1 | 3 | 1 | 2 | 2 | 3 | 1 | 4 | 1 | 0 | 0 | 0 | 0 | 0 | 0 | 0 | 0 | 0 | 0 | 0 | 0 | 0 | 0 | 0 | 0 | 0 | 0 | 0 | 0 | 0 | 0 | 0 | 0 | 0 | 0 | 0 | 0 | 0 | 0
SCE Metro Study Area | Rio Hondo | 230 | Rio Hondo | 1 | 1 | 2 | 1 | 2 | 3 | 1 | 3 | 1 | 2 | 2 | 3 | 1 | 3 | 2 | 0 | 0 | 0 | 0 | 0 | 0 | 0 | 0 | 0 | 0 | 0 | 0 | 0 | 0 | 0 | 0 | 0 | 0 | 0 | 0 | 0 | 0 | 0 | 0 | 0 | 0 | 0 | 0 | 0 | 0
PG&E North of Greater Bay Study Area | Rio Oso | 230 | Rio Oso | 0 | 1 | 2 | 1 | 3 | 1 | 2 | 3 | 1 | 2 | 2 | 3 | 1 | 1 | 3 | 0 | 0 | 0 | 0 | 0 | 0 | 0 | 0 | 0 | 0 | 0 | 0 | 0 | 0 | 0 | 0 | 0 | 0 | 0 | 0 | 0 | 0 | 0 | 0 | 0 | 0 | 0 | 0 | 0 | 0
PG&E North of Greater Bay Study Area | Rio Oso | 115 | Rio Oso | 0 | 1 | 2 | 1 | 3 | 1 | 2 | 3 | 1 | 2 | 2 | 3 | 1 | 1 | 3 | 0 | 0 | 0 | 0 | 0 | 0 | 0 | 0 | 0 | 0 | 0 | 0 | 0 | 0 | 0 | 0 | 0 | 0 | 0 | 0 | 0 | 0 | 0 | 0 | 0 | 0 | 0 | 0 | 0 | 0
PG&E Greater Bay Study Area | Ripon | 115 | Ripon | 1 | 1 | 2 | 0 | 1 | 3 | 1 | 3 | 1 | 2 | 2 | 1 | 2 | 4 | 1 | 0 | 0 | 0 | 0 | 0 | 0 | 0 | 0 | 2.6 | 0 | 0 | 50 | 0 | 0 | 1 | 0 | 0 | 0 | 0 | 0 | 0 | 0 | 0 | 2.6 | 0 | 0 | 50 | 0 | 0 | 1
PG&E Greater Bay Study Area | Riverbank | 115 | Riverbank | 1 | 1 | 2 | 0 | 2 | 3 | 1 | 3 | 1 | 2 | 2 | 1 | 2 | 3 | 2 | 0 | 0 | 0 | 0 | 0 | 0 | 0 | 0 | 0 | 0 | 0 | 0 | 0 | 0 | 0 | 0 | 0 | 0 | 0 | 0 | 0 | 0 | 0 | 0 | 0 | 0 | 0 | 0 | 0 | 0
SCE North of Lugo Study Area | Roadway | 115 | Roadway | 0 | 1 | 2 | 0 | 1 | 1 | 2 | 3 | 1 | 2 | 2 | 1 | 2 | 4 | 1 | 0 | 0 | 0 | 0 | 0 | 0 | 0 | 0 | 0 | 211 | 10 | 100 | 10 | 0 | 1 | 0 | 0 | 0 | 0 | 0 | 0 | 0 | 0 | 0 | 211 | 10 | 100 | 10 | 0 | 1
PG&E Greater Bay Study Area | Rossmoor | 230 | Rossmoor | 0 | 1 | 2 | 1 | 2 | 1 | 2 | 3 | 1 | 2 | 2 | 3 | 1 | 3 | 2 | 0 | 0 | 0 | 0 | 0 | 0 | 0 | 0 | 0 | 0 | 0 | 0 | 0 | 0 | 0 | 0 | 0 | 0 | 0 | 0 | 0 | 0 | 0 | 0 | 0 | 0 | 0 | 0 | 0 | 0
PG&E North of Greater Bay Study Area | Round Mountain | 500 | Round Mountain | 0 | 0 | 2 | 0 | 3 | 1 | 2 | 1 | 2 | 2 | 2 | 1 | 2 | 1 | 3 | 0 | 0 | 0 | 0 | 0 | 0 | 0 | 0 | 0 | 0 | 0 | 0 | 0 | 0 | 0 | 0 | 0 | 0 | 0 | 0 | 0 | 0 | 0 | 0 | 0 | 0 | 0 | 0 | 0 | 0
PG&E North of Greater Bay Study Area | Round Mountain | 230 | Round Mountain | 0 | 0 | 2 | 0 | 3 | 1 | 2 | 1 | 2 | 2 | 2 | 1 | 2 | 1 | 3 | 0 | 14 | 0 | 0 | 0 | 0 | 0 | 0 | 0 | 0 | 0 | 0 | 0 | 0 | 1 | 0 | 14 | 0 | 0 | 0 | 0 | 0 | 0 | 0 | 0 | 0 | 0 | 0 | 0 | 1
PG&E Greater Bay Study Area | Salado | 115 | Salado | 1 | 1 | 2 | 0 | 1 | 3 | 1 | 3 | 1 | 2 | 2 | 1 | 2 | 4 | 1 | 0 | 0 | 0 | 0 | 0 | 0 | 0 | 0 | 0 | 0 | 0 | 0 | 0 | 0 | 0 | 0 | 0 | 0 | 0 | 0 | 0 | 0 | 0 | 0 | 0 | 0 | 0 | 0 | 0 | 0
SDG&E Study Area | Salt Creek | 69 | #N/A | 99 | 99 | 99 | 99 | 99 | Missing | Missing | Missing | Missing | Missing | Missing | Missing | Missing | Missing | Missing | 0 | 0 | 0 | 0 | 0 | 0 | 0 | 0 | 0 | 0 | 0 | 0 | 0 | 0 | 0 | 0 | 0 | 0 | 0 | 0 | 0 | 0 | 0 | 0 | 0 | 0 | 0 | 0 | 0 | 0
SCE Eastern Study Area | San Bernardino | 230 | San Bernardino | 1 | 1 | 1 | 0 | 2 | 3 | 1 | 3 | 1 | 3 | 1 | 1 | 2 | 3 | 2 | 0 | 0 | 0 | 0 | 0 | 0 | 0 | 0 | 0 | 0 | 0 | 0 | 0 | 0 | 0 | 0 | 0 | 0 | 0 | 0 | 0 | 0 | 0 | 0 | 0 | 0 | 0 | 0 | 0 | 0
PG&E Greater Bay Study Area | San Jose B | 115 | San Jose B | 0 | 1 | 2 | 0 | 2 | 1 | 2 | 3 | 1 | 2 | 2 | 1 | 2 | 3 | 2 | 0 | 0 | 0 | 0 | 0 | 0 | 0 | 0 | 0 | 0 | 0 | 0 | 0 | 0 | 0 | 0 | 0 | 0 | 0 | 0 | 0 | 0 | 0 | 0 | 0 | 0 | 0 | 0 | 0 | 0
PG&E Greater Bay Study Area | San Leandro | 115 | San Leandro | 0 | 1 | 1 | 1 | 2 | 1 | 2 | 3 | 1 | 3 | 1 | 3 | 1 | 3 | 2 | 0 | 0 | 0 | 0 | 0 | 0 | 0 | 0 | 0 | 0 | 0 | 0 | 0 | 0 | 0 | 0 | 0 | 0 | 0 | 0 | 0 | 0 | 0 | 0 | 0 | 0 | 0 | 0 | 0 | 0
PG&E Kern Study Area | San Luis Obispo | 115 | San Luis Obispo | 0 | 0 | 2 | 1 | 3 | 1 | 2 | 1 | 2 | 2 | 2 | 3 | 1 | 1 | 3 | 0 | 10 | 0 | 0 | 0 | 0 | 0 | 0 | 0 | 0 | 0 | 0 | 0 | 0 | 1 | 0 | 10 | 0 | 0 | 0 | 0 | 0 | 0 | 0 | 0 | 0 | 0 | 0 | 0 | 1
SDG&E Study Area | San Luis Rey | 230 | San Luis Rey | 0 | 1 | 2 | 0 | 3 | 1 | 2 | 3 | 1 | 2 | 2 | 1 | 2 | 1 | 3 | 0 | 0 | 0 | 0 | 0 | 0 | 0 | 0 | 0 | 0 | 0 | 20 | 0 | 0 | 1 | 0 | 0 | 0 | 0 | 0 | 0 | 0 | 0 | 0 | 0 | 0 | 20 | 0 | 0 | 1
SDG&E Study Area | San Onofre | 230 | San Onofre | 0 | 1 | 1 | 0 | 3 | 1 | 2 | 3 | 1 | 3 | 1 | 1 | 2 | 1 | 3 | 0 | 0 | 0 | 0 | 0 | 0 | 0 | 0 | 0 | 0 | 0 | 0 | 0 | 0 | 0 | 0 | 0 | 0 | 0 | 0 | 0 | 0 | 0 | 0 | 0 | 0 | 0 | 0 | 0 | 0
PG&E Greater Bay Study Area | San Pablo Sub | 115 | San Pablo Sub | 0 | 1 | 2 | 1 | 2 | 1 | 2 | 3 | 1 | 2 | 2 | 3 | 1 | 3 | 2 | 0 | 0 | 0 | 0 | 0 | 0 | 0 | 0 | 0 | 0 | 0 | 0 | 0 | 0 | 0 | 0 | 0 | 0 | 0 | 0 | 0 | 0 | 0 | 0 | 0 | 0 | 0 | 0 | 0 | 0
PG&E Greater Bay Study Area | San Ramon | 230 | San Ramon | 0 | 1 | 2 | 1 | 3 | 1 | 2 | 3 | 1 | 2 | 2 | 3 | 1 | 1 | 3 | 0 | 0 | 0 | 0 | 0 | 0 | 0 | 0 | 1.9 | 0 | 0 | 0 | 0 | 0 | 1 | 0 | 0 | 0 | 0 | 0 | 0 | 0 | 0 | 1.9 | 0 | 0 | 0 | 0 | 0 | 1
SCE North of Lugo Study Area | Sandlot | 230 | Sandlot | 0 | 1 | 1 | 1 | 3 | 1 | 2 | 3 | 1 | 3 | 1 | 3 | 1 | 1 | 3 | 0 | 0 | 0 | 0 | 0 | 0 | 0 | 0 | 0 | 0 | 0 | 0 | 0 | 0 | 0 | 0 | 0 | 0 | 0 | 0 | 0 | 0 | 0 | 0 | 0 | 0 | 0 | 0 | 0 | 0
East of Pisgah Study Area | Sandy | 138 | Sandy | 0 | 0 | 3 | 1 | 3 | 1 | 2 | 1 | 2 | 1 | 3 | 3 | 1 | 1 | 3 | 0 | 0 | 0 | 0 | 0 | 0 | 0 | 0 | 0 | 0 | 0 | 0 | 0 | 0 | 0 | 0 | 0 | 0 | 0 | 0 | 0 | 0 | 0 | 0 | 0 | 0 | 0 | 0 | 0 | 0
PG&E Fresno Study Area | Sanger | 115 | Sanger | 1 | 1 | 2 | 0 | 1 | 3 | 1 | 3 | 1 | 2 | 2 | 1 | 2 | 4 | 1 | 0 | 3 | 0 | 0 | 0 | 0 | 0 | 0 | 2 | 0 | 0 | 0 | 0 | 0 | 1 | 0 | 3 | 0 | 0 | 0 | 0 | 0 | 0 | 2 | 0 | 0 | 0 | 0 | 0 | 1
SCE Northern Area | Santa Clara | 230 | Santa Clara | 0 | 1 | 2 | 1 | 2 | 1 | 2 | 3 | 1 | 2 | 2 | 3 | 1 | 3 | 2 | 0 | 0 | 0 | 0 | 0 | 0 | 0 | 0 | 0 | 0 | 0 | 15 | 0 | 0 | 1 | 0 | 0 | 0 | 0 | 0 | 0 | 0 | 0 | 0 | 0 | 0 | 15 | 0 | 0 | 1
PG&E North of Greater Bay Study Area | Santa Rosa | 115 | Santa Rosa | 0 | 1 | 2 | 0 | 3 | 1 | 2 | 3 | 1 | 2 | 2 | 1 | 2 | 1 | 3 | 0 | 0 | 0 | 0 | 0 | 0 | 0 | 0 | 0 | 0 | 0 | 0 | 0 | 0 | 0 | 0 | 0 | 0 | 0 | 0 | 0 | 0 | 0 | 0 | 0 | 0 | 0 | 0 | 0 | 0
PG&E Greater Bay Study Area | Santa Teresa | 115 | #N/A | 99 | 99 | 99 | 99 | 99 | Missing | Missing | Missing | Missing | Missing | Missing | Missing | Missing | Missing | Missing | 0 | 0 | 0 | 0 | 0 | 0 | 0 | 0 | 0 | 0 | 0 | 0 | 0 | 0 | 0 | 0 | 0 | 0 | 0 | 0 | 0 | 0 | 0 | 0 | 0 | 0 | 0 | 0 | 0 | 0
SDG&E Study Area | Santee | 138 | Santee | 0 | 1 | 1 | 0 | 3 | 1 | 2 | 3 | 1 | 3 | 1 | 1 | 2 | 1 | 3 | 0 | 0 | 0 | 0 | 0 | 0 | 0 | 0 | 0 | 0 | 0 | 0 | 0 | 0 | 0 | 0 | 0 | 0 | 0 | 0 | 0 | 0 | 0 | 0 | 0 | 0 | 0 | 0 | 0 | 0
SCE Metro Study Area | Santiago | 230 | Santiago | 1 | 1 | 2 | 1 | 2 | 3 | 1 | 3 | 1 | 2 | 2 | 3 | 1 | 3 | 2 | 0 | 0 | 0 | 0 | 0 | 0 | 0 | 0 | 0 | 0 | 0 | 0 | 0 | 0 | 0 | 0 | 0 | 0 | 0 | 0 | 0 | 0 | 0 | 0 | 0 | 0 | 0 | 0 | 0 | 0
PG&E Greater Bay Study Area | Saratoga | 230 | Saratoga | 0 | 1 | 2 | 0 | 3 | 1 | 2 | 3 | 1 | 2 | 2 | 1 | 2 | 1 | 3 | 0 | 0 | 0 | 0 | 0 | 0 | 0 | 0 | 0 | 0 | 0 | 0 | 0 | 0 | 0 | 0 | 0 | 0 | 0 | 0 | 0 | 0 | 0 | 0 | 0 | 0 | 0 | 0 | 0 | 0
SCE Northern Area | Saugus | 230 | Saugus | 1 | 1 | 2 | 1 | 3 | 3 | 1 | 3 | 1 | 2 | 2 | 3 | 1 | 1 | 3 | 0 | 0 | 0 | 0 | 0 | 0 | 0 | 0 | 0 | 0 | 0 | 0 | 0 | 0 | 0 | 0 | 0 | 0 | 0 | 0 | 0 | 0 | 0 | 0 | 0 | 0 | 0 | 0 | 0 | 0
PG&E Fresno Study Area | Schindler | 115 | Schindler | 1 | 1 | 2 | 0 | 1 | 3 | 1 | 3 | 1 | 2 | 2 | 1 | 2 | 4 | 1 | 0 | 0 | 0 | 0 | 0 | 0 | 0 | 0 | 2 | 0 | 0 | 0 | 0 | 0 | 1 | 0 | 0 | 0 | 0 | 0 | 0 | 0 | 0 | 2 | 0 | 0 | 0 | 0 | 0 | 1
PG&E Greater Bay Study Area | Schulte | 115 | #N/A | 99 | 99 | 99 | 99 | 99 | Missing | Missing | Missing | Missing | Missing | Missing | Missing | Missing | Missing | Missing | 0 | 0 | 0 | 0 | 0 | 0 | 0 | 0 | 0 | 0 | 0 | 0 | 0 | 0 | 0 | 0 | 0 | 0 | 0 | 0 | 0 | 0 | 0 | 0 | 0 | 0 | 0 | 0 | 0 | 0
PG&E Kern Study Area | Semitropic | 115 | Semitropic | 1 | 1 | 2 | 1 | 1 | 3 | 1 | 3 | 1 | 2 | 2 | 3 | 1 | 4 | 1 | 0 | 0 | 0 | 0 | 0 | 0 | 0 | 0 | 4.66 | 0 | 0 | 0 | 0 | 0 | 1 | 0 | 0 | 0 | 0 | 0 | 0 | 0 | 0 | 4.66 | 0 | 0 | 0 | 0 | 0 | 1
SCE Metro Study Area | Serrano | 500 | Serrano | 1 | 1 | 2 | 1 | 2 | 3 | 1 | 3 | 1 | 2 | 2 | 3 | 1 | 3 | 2 | 0 | 0 | 0 | 0 | 0 | 0 | 0 | 0 | 0 | 0 | 0 | 0 | 0 | 0 | 0 | 0 | 0 | 0 | 0 | 0 | 0 | 0 | 0 | 0 | 0 | 0 | 0 | 0 | 0 | 0
SCE Metro Study Area | Serrano | 230 | Serrano | 1 | 1 | 2 | 1 | 2 | 3 | 1 | 3 | 1 | 2 | 2 | 3 | 1 | 3 | 2 | 0 | 0 | 0 | 0 | 0 | 0 | 0 | 0 | 0 | 0 | 0 | 0 | 0 | 0 | 0 | 0 | 0 | 0 | 0 | 0 | 0 | 0 | 0 | 0 | 0 | 0 | 0 | 0 | 0 | 0
SDG&E Study Area | Shadowridge | 138 | Shadowridge | 0 | 1 | 2 | 0 | 3 | 1 | 2 | 3 | 1 | 2 | 2 | 1 | 2 | 1 | 3 | 0 | 0 | 0 | 0 | 0 | 0 | 0 | 0 | 0 | 0 | 0 | 0 | 0 | 0 | 0 | 0 | 0 | 0 | 0 | 0 | 0 | 0 | 0 | 0 | 0 | 0 | 0 | 0 | 0 | 0
PG&E Kern Study Area | Shafter | 115 | Shafter | 1 | 1 | 2 | 1 | 1 | 3 | 1 | 3 | 1 | 2 | 2 | 3 | 1 | 4 | 1 | 0 | 0 | 0 | 0 | 0 | 0 | 0 | 0 | 2.25 | 0 | 0 | 0 | 0 | 0 | 1 | 0 | 0 | 0 | 0 | 0 | 0 | 0 | 0 | 2.25 | 0 | 0 | 0 | 0 | 0 | 1
PG&E North of Greater Bay Study Area | Shiloh II | 230 | Shiloh II | 0 | 1 | 1 | 1 | 1 | 1 | 2 | 3 | 1 | 3 | 1 | 3 | 1 | 4 | 1 | 0 | 0 | 0 | 0 | 0 | 0 | 0 | 0 | 0 | 0 | 0 | 0 | 0 | 0 | 0 | 0 | 0 | 0 | 0 | 0 | 0 | 0 | 0 | 0 | 0 | 0 | 0 | 0 | 0 | 0
PG&E North of Greater Bay Study Area | Silverado | 115 | Silverado | 0 | 1 | 2 | 0 | 3 | 1 | 2 | 3 | 1 | 2 | 2 | 1 | 2 | 1 | 3 | 0 | 0 | 0 | 0 | 0 | 0 | 0 | 0 | 0 | 0 | 0 | 0 | 0 | 0 | 0 | 0 | 0 | 0 | 0 | 0 | 0 | 0 | 0 | 0 | 0 | 0 | 0 | 0 | 0 | 0
SDG&E Study Area | Silvergate | 230 | Silvergate | 0 | 1 | 1 | 0 | 2 | 1 | 2 | 3 | 1 | 3 | 1 | 1 | 2 | 3 | 2 | 0 | 0 | 0 | 0 | 0 | 0 | 0 | 0 | 0 | 0 | 0 | 100 | 0 | 0 | 1 | 0 | 0 | 0 | 0 | 0 | 0 | 0 | 0 | 0 | 0 | 0 | 100 | 0 | 0 | 1
PG&E Kern Study Area | Sisquoc | 115 | Sisquoc | 0 | 0 | 2 | 1 | 3 | 1 | 2 | 1 | 2 | 2 | 2 | 3 | 1 | 1 | 3 | 0 | 0 | 0 | 0 | 0 | 0 | 0 | 0 | 0 | 0 | 0 | 0 | 0 | 0 | 0 | 0 | 0 | 0 | 0 | 0 | 0 | 0 | 0 | 0 | 0 | 0 | 0 | 0 | 0 | 0
East of Pisgah Study Area | Sloan Canyon | 230 | Sloan Canyon | 0 | 0 | 2 | 0 | 3 | 1 | 2 | 1 | 2 | 2 | 2 | 1 | 2 | 1 | 3 | 0 | 0 | 410 | 0 | 0 | 0 | 0 | 0 | 0 | 0 | 0 | 0 | 0 | 0 | 1 | 0 | 0 | 410 | 0 | 0 | 0 | 0 | 0 | 0 | 0 | 0 | 0 | 0 | 0 | 1
PG&E Kern Study Area | Smyrna | 115 | Smyrna | 1 | 1 | 2 | 1 | 1 | 3 | 1 | 3 | 1 | 2 | 2 | 3 | 1 | 4 | 1 | 0 | 0 | 0 | 0 | 0 | 0 | 0 | 0 | 6.1 | 0 | 0 | 0 | 0 | 0 | 1 | 0 | 0 | 0 | 0 | 0 | 0 | 0 | 0 | 6.1 | 0 | 0 | 0 | 0 | 0 | 1
PG&E Greater Bay Study Area | Sobrante | 115 | Sobrante | 0 | 1 | 2 | 1 | 2 | 1 | 2 | 3 | 1 | 2 | 2 | 3 | 1 | 3 | 2 | 0 | 0 | 0 | 0 | 0 | 0 | 0 | 0 | 5 | 0 | 0 | 0 | 0 | 0 | 1 | 0 | 0 | 0 | 0 | 0 | 0 | 0 | 0 | 5 | 0 | 0 | 0 | 0 | 0 | 1
PG&E Kern Study Area | Solar SS | 230 | Solar SS | 0 | 1 | 1 | 1 | 3 | 1 | 2 | 3 | 1 | 3 | 1 | 3 | 1 | 1 | 3 | 0 | 0 | 0 | 0 | 0 | 0 | 0 | 0 | 0 | 0 | 0 | 0 | 0 | 0 | 0 | 0 | 0 | 0 | 0 | 0 | 0 | 0 | 0 | 0 | 0 | 0 | 0 | 0 | 0 | 0
SCE Northern Area | Springville | 230 | Springville | 1 | 1 | 2 | 0 | 2 | 3 | 1 | 3 | 1 | 2 | 2 | 1 | 2 | 3 | 2 | 0 | 0 | 0 | 0 | 0 | 0 | 0 | 0 | 0 | 0 | 0 | 225 | 0 | 0 | 1 | 0 | 0 | 0 | 0 | 0 | 0 | 0 | 0 | 0 | 0 | 0 | 225 | 0 | 0 | 1
PG&E Greater Bay Study Area | Stagg | 230 | Stagg | 1 | 1 | 2 | 0 | 1 | 3 | 1 | 3 | 1 | 2 | 2 | 1 | 2 | 4 | 1 | 0 | 0 | 0 | 0 | 0 | 0 | 0 | 0 | 0 | 0 | 0 | 0 | 0 | 0 | 0 | 0 | 0 | 0 | 0 | 0 | 0 | 0 | 0 | 0 | 0 | 0 | 0 | 0 | 0 | 0
PG&E Greater Bay Study Area | Std Oil | 115 | #N/A | 99 | 99 | 99 | 99 | 99 | Missing | Missing | Missing | Missing | Missing | Missing | Missing | Missing | Missing | Missing | 0 | 0 | 0 | 0 | 0 | 0 | 0 | 0 | 0 | 0 | 0 | 0 | 0 | 0 | 0 | 0 | 0 | 0 | 0 | 0 | 0 | 0 | 0 | 0 | 0 | 0 | 0 | 0 | 0 | 0
PG&E Kern Study Area | Stockdale | 230 | Stockdale | 1 | 1 | 2 | 1 | 2 | 3 | 1 | 3 | 1 | 2 | 2 | 3 | 1 | 3 | 2 | 0 | 0 | 0 | 0 | 0 | 0 | 0 | 0 | 0 | 0 | 0 | 0 | 0 | 0 | 0 | 0 | 0 | 0 | 0 | 0 | 0 | 0 | 0 | 0 | 0 | 0 | 0 | 0 | 0 | 0
PG&E Kern Study Area | Stockdale | 115 | Stockdale | 1 | 1 | 2 | 1 | 2 | 3 | 1 | 3 | 1 | 2 | 2 | 3 | 1 | 3 | 2 | 0 | 0 | 0 | 0 | 0 | 0 | 0 | 0 | 1.7 | 0 | 0 | 0 | 0 | 0 | 1 | 0 | 0 | 0 | 0 | 0 | 0 | 0 | 0 | 1.7 | 0 | 0 | 0 | 0 | 0 | 1
PG&E Fresno Study Area | Storey | 230 | Storey | 1 | 1 | 2 | 0 | 1 | 3 | 1 | 3 | 1 | 2 | 2 | 1 | 2 | 4 | 1 | 0 | 0 | 0 | 0 | 0 | 0 | 0 | 0 | 0 | 0 | 0 | 0 | 0 | 0 | 0 | 0 | 0 | 0 | 0 | 0 | 0 | 0 | 0 | 0 | 0 | 0 | 0 | 0 | 0 | 0
PG&E North of Greater Bay Study Area | Summit | 115 | #N/A | 99 | 99 | 99 | 99 | 99 | Missing | Missing | Missing | Missing | Missing | Missing | Missing | Missing | Missing | Missing | 0 | 0 | 0 | 0 | 0 | 0 | 0 | 0 | 0 | 0 | 0 | 0 | 0 | 0 | 0 | 0 | 0 | 0 | 0 | 0 | 0 | 0 | 0 | 0 | 0 | 0 | 0 | 0 | 0 | 0
SDG&E Study Area | Suncrest | 500 | Suncrest | 0 | 1 | 2 | 0 | 3 | 1 | 2 | 3 | 1 | 2 | 2 | 1 | 2 | 1 | 3 | 0 | 0 | 0 | 0 | 0 | 0 | 0 | 0 | 0 | 0 | 0 | 0 | 0 | 0 | 0 | 0 | 0 | 0 | 0 | 0 | 0 | 0 | 0 | 0 | 0 | 0 | 0 | 0 | 0 | 0
SDG&E Study Area | Suncrest | 230 | Suncrest | 0 | 1 | 2 | 0 | 3 | 1 | 2 | 3 | 1 | 2 | 2 | 1 | 2 | 1 | 3 | 0 | 0 | 0 | 0 | 0 | 0 | 0 | 0 | 0 | 0 | 0 | 0 | 0 | 0 | 0 | 0 | 0 | 0 | 0 | 0 | 0 | 0 | 0 | 0 | 0 | 0 | 0 | 0 | 0 | 0
SDG&E Study Area | New Sub - Suncrest - Ocotillo (Proposed) | 500 | #N/A | 99 | 99 | 99 | 99 | 99 | Missing | Missing | Missing | Missing | Missing | Missing | Missing | Missing | Missing | Missing | 0 | 0 | 400 | 100 | 0 | 0 | 0 | 0 | 0 | 0 | 0 | 0 | 0 | 0 | 1 | 0 | 0 | 400 | 100 | 0 | 0 | 0 | 0 | 0 | 0 | 0 | 0 | 0 | 0 | 1
PG&E Kern Study Area | Sunset | 230 | Sunset | 1 | 1 | 1 | 1 | 1 | 3 | 1 | 3 | 1 | 3 | 1 | 3 | 1 | 4 | 1 | 0 | 0 | 0 | 0 | 0 | 0 | 0 | 0 | 0 | 0 | 0 | 0 | 0 | 0 | 0 | 0 | 0 | 0 | 0 | 0 | 0 | 0 | 0 | 0 | 0 | 0 | 0 | 0 | 0 | 0
PG&E Kern Study Area | Surf | 115 | Surf | 0 | 0 | 3 | 1 | 3 | 1 | 2 | 1 | 2 | 1 | 3 | 3 | 1 | 1 | 3 | 0 | 0 | 0 | 0 | 0 | 0 | 0 | 0 | 0 | 0 | 0 | 0 | 0 | 0 | 0 | 0 | 0 | 0 | 0 | 0 | 0 | 0 | 0 | 0 | 0 | 0 | 0 | 0 | 0 | 0
SDG&E Study Area | Sycamore Canyon | 230 | Sycamore Canyon | 0 | 1 | 2 | 0 | 3 | 1 | 2 | 3 | 1 | 2 | 2 | 1 | 2 | 1 | 3 | 0 | 0 | 0 | 0 | 0 | 0 | 0 | 0 | 0 | 0 | 0 | 0 | 0 | 449 | 1 | 0 | 0 | 0 | 0 | 0 | 0 | 0 | 0 | 0 | 0 | 0 | 0 | 0 | 449 | 1
SDG&E Study Area | Sycamore Canyon | 138 | Sycamore Canyon | 0 | 1 | 2 | 0 | 3 | 1 | 2 | 3 | 1 | 2 | 2 | 1 | 2 | 1 | 3 | 0 | 0 | 0 | 0 | 0 | 0 | 0 | 0 | 0 | 0 | 0 | 0 | 0 | 0 | 0 | 0 | 0 | 0 | 0 | 0 | 0 | 0 | 0 | 0 | 0 | 0 | 0 | 0 | 0 | 0
SCE Metro Study Area | Sylmar | 230 | Sylmar | 1 | 1 | 1 | 1 | 2 | 3 | 1 | 3 | 1 | 3 | 1 | 3 | 1 | 3 | 2 | 0 | 0 | 0 | 0 | 0 | 0 | 0 | 0 | 0 | 0 | 0 | 0 | 0 | 0 | 0 | 0 | 0 | 0 | 0 | 0 | 0 | 0 | 0 | 0 | 0 | 0 | 0 | 0 | 0 | 0
PG&E North of Greater Bay Study Area | Table Mountain | 500 | Table Mountain | 0 | 1 | 2 | 0 | 2 | 1 | 2 | 3 | 1 | 2 | 2 | 1 | 2 | 3 | 2 | 0 | 0 | 0 | 0 | 0 | 0 | 0 | 0 | 0 | 0 | 0 | 0 | 0 | 0 | 0 | 0 | 0 | 0 | 0 | 0 | 0 | 0 | 0 | 0 | 0 | 0 | 0 | 0 | 0 | 0
PG&E North of Greater Bay Study Area | Table Mountain | 230 | Table Mountain | 0 | 1 | 2 | 0 | 2 | 1 | 2 | 3 | 1 | 2 | 2 | 1 | 2 | 3 | 2 | 0 | 0 | 15.5 | 104.5 | 0 | 0 | 0 | 0 | 3 | 0 | 0 | 0 | 0 | 0 | 1 | 0 | 0 | 15.5 | 104.5 | 0 | 0 | 0 | 0 | 3 | 0 | 0 | 0 | 0 | 0 | 1
PG&E Kern Study Area | Taft | 115 | Taft | 1 | 1 | 2 | 1 | 1 | 3 | 1 | 3 | 1 | 2 | 2 | 3 | 1 | 4 | 1 | 0 | 0 | 0 | 0 | 0 | 0 | 0 | 0 | 13 | 0 | 0 | 0 | 0 | 0 | 1 | 0 | 0 | 0 | 0 | 0 | 0 | 0 | 0 | 13 | 0 | 0 | 0 | 0 | 0 | 1
SDG&E Study Area | Talega | 230 | Talega | 0 | 1 | 2 | 0 | 3 | 1 | 2 | 3 | 1 | 2 | 2 | 1 | 2 | 1 | 3 | 0 | 0 | 0 | 0 | 0 | 0 | 0 | 0 | 0 | 0 | 0 | 100 | 0 | 0 | 1 | 0 | 0 | 0 | 0 | 0 | 0 | 0 | 0 | 0 | 0 | 0 | 100 | 0 | 0 | 1
SDG&E Study Area | Talega | 138 | Talega | 0 | 1 | 2 | 0 | 3 | 1 | 2 | 3 | 1 | 2 | 2 | 1 | 2 | 1 | 3 | 0 | 0 | 0 | 0 | 0 | 0 | 0 | 0 | 0 | 0 | 0 | 0 | 0 | 0 | 0 | 0 | 0 | 0 | 0 | 0 | 0 | 0 | 0 | 0 | 0 | 0 | 0 | 0 | 0 | 0
PG&E Greater Bay Study Area | Tassajara | 230 | Tassajara | 0 | 1 | 2 | 1 | 3 | 1 | 2 | 3 | 1 | 2 | 2 | 3 | 1 | 1 | 3 | 0 | 0 | 0 | 0 | 0 | 0 | 0 | 0 | 0 | 0 | 0 | 0 | 0 | 0 | 0 | 0 | 0 | 0 | 0 | 0 | 0 | 0 | 0 | 0 | 0 | 0 | 0 | 0 | 0 | 0
PG&E Kern Study Area | Temblor | 115 | Temblor | 1 | 1 | 2 | 1 | 1 | 3 | 1 | 3 | 1 | 2 | 2 | 3 | 1 | 4 | 1 | 0 | 0 | 0 | 0 | 0 | 0 | 0 | 0 | 0 | 0 | 0 | 0 | 0 | 0 | 0 | 0 | 0 | 0 | 0 | 0 | 0 | 0 | 0 | 0 | 0 | 0 | 0 | 0 | 0 | 0
PG&E Kern Study Area | Templeton | 230 | Templeton | 0 | 0 | 1 | 1 | 3 | 1 | 2 | 1 | 2 | 3 | 1 | 3 | 1 | 1 | 3 | 0 | 0 | 75 | 0 | 0 | 0 | 0 | 0 | 0 | 0 | 0 | 0 | 0 | 0 | 1 | 0 | 0 | 75 | 0 | 0 | 0 | 0 | 0 | 0 | 0 | 0 | 0 | 0 | 0 | 1
PG&E Greater Bay Study Area | Tesla | 500 | Tesla | 0 | 1 | 2 | 1 | 2 | 1 | 2 | 3 | 1 | 2 | 2 | 3 | 1 | 3 | 2 | 0 | 0 | 400 | 0 | 0 | 0 | 0 | 0 | 0 | 0 | 0 | 0 | 0 | 0 | 1 | 0 | 0 | 400 | 0 | 0 | 0 | 0 | 0 | 0 | 0 | 0 | 0 | 0 | 0 | 1
PG&E Greater Bay Study Area | Tesla | 230 | Tesla | 0 | 1 | 2 | 1 | 2 | 1 | 2 | 3 | 1 | 2 | 2 | 3 | 1 | 3 | 2 | 0 | 0 | 130 | 45 | 0 | 0 | 0 | 0 | 0 | 0 | 0 | 0 | 0 | 0 | 1 | 0 | 0 | 130 | 45 | 0 | 0 | 0 | 0 | 0 | 0 | 0 | 0 | 0 | 0 | 1
PG&E Greater Bay Study Area | Tesla | 115 | Tesla | 0 | 1 | 2 | 1 | 2 | 1 | 2 | 3 | 1 | 2 | 2 | 3 | 1 | 3 | 2 | 0 | 0 | 0 | 0 | 0 | 0 | 0 | 0 | 0 | 0 | 0 | 0 | 0 | 0 | 0 | 0 | 0 | 0 | 0 | 0 | 0 | 0 | 0 | 0 | 0 | 0 | 0 | 0 | 0 | 0
PG&E Kern Study Area | Tevis | 115 | Tevis | 1 | 1 | 2 | 1 | 2 | 3 | 1 | 3 | 1 | 2 | 2 | 3 | 1 | 3 | 2 | 0 | 0 | 0 | 0 | 0 | 0 | 0 | 0 | 0 | 0 | 0 | 0 | 0 | 0 | 0 | 0 | 0 | 0 | 0 | 0 | 0 | 0 | 0 | 0 | 0 | 0 | 0 | 0 | 0 | 0
East of Pisgah Study Area | Thousandaire | 138 | Thousandaire | 0 | 0 | 3 | 1 | 3 | 1 | 2 | 1 | 2 | 1 | 3 | 3 | 1 | 1 | 3 | 0 | 0 | 0 | 0 | 0 | 0 | 0 | 0 | 0 | 0 | 0 | 0 | 0 | 0 | 0 | 0 | 0 | 0 | 0 | 0 | 0 | 0 | 0 | 0 | 0 | 0 | 0 | 0 | 0 | 0
SCE North of Lugo Study Area | Tortilla | 115 | Tortilla | 0 | 1 | 2 | 0 | 1 | 1 | 2 | 3 | 1 | 2 | 2 | 1 | 2 | 4 | 1 | 0 | 0 | 0 | 0 | 0 | 0 | 0 | 0 | 3 | 0 | 0 | 0 | 0 | 0 | 1 | 0 | 0 | 0 | 0 | 0 | 0 | 0 | 0 | 3 | 0 | 0 | 0 | 0 | 0 | 1
SDG&E Study Area | Trabuco | 138 | Trabuco | 1 | 1 | 1 | 1 | 3 | 3 | 1 | 3 | 1 | 3 | 1 | 3 | 1 | 1 | 3 | 0 | 0 | 0 | 0 | 0 | 0 | 0 | 0 | 0 | 0 | 0 | 0 | 0 | 0 | 0 | 0 | 0 | 0 | 0 | 0 | 0 | 0 | 0 | 0 | 0 | 0 | 0 | 0 | 0 | 0
PG&E Greater Bay Study Area | Tracy | 500 | Tracy | 0 | 1 | 2 | 1 | 2 | 1 | 2 | 3 | 1 | 2 | 2 | 3 | 1 | 3 | 2 | 0 | 0 | 0 | 0 | 0 | 0 | 0 | 0 | 0 | 0 | 0 | 0 | 0 | 0 | 0 | 0 | 0 | 0 | 0 | 0 | 0 | 0 | 0 | 0 | 0 | 0 | 0 | 0 | 0 | 0
PG&E Greater Bay Study Area | Tracy | 230 | Tracy | 0 | 1 | 2 | 1 | 2 | 1 | 2 | 3 | 1 | 2 | 2 | 3 | 1 | 3 | 2 | 0 | 5 | 0 | 0 | 0 | 0 | 0 | 0 | 0 | 0 | 0 | 0 | 0 | 0 | 1 | 0 | 5 | 0 | 0 | 0 | 0 | 0 | 0 | 0 | 0 | 0 | 0 | 0 | 0 | 1
PG&E Fresno Study Area | Tranquility | 230 | Tranquility SS | 1 | 1 | 1 | 0 | 1 | 3 | 1 | 3 | 1 | 3 | 1 | 1 | 2 | 4 | 1 | 0 | 0 | 0 | 0 | 0 | 0 | 0 | 0 | 0 | 360 | 240 | 502.5 | 109 | 0 | 1 | 0 | 0 | 0 | 0 | 0 | 0 | 0 | 0 | 0 | 360 | 240 | 502.5 | 109 | 0 | 1
East of Pisgah Study Area | Trout Canyon | 230 | Trout Canyon | 0 | 0 | 3 | 1 | 3 | 1 | 2 | 1 | 2 | 1 | 3 | 3 | 1 | 1 | 3 | 0 | 0 | 0 | 0 | 0 | 0 | 0 | 0 | 0 | 565 | 365 | 455 | 130 | 0 | 1 | 0 | 0 | 0 | 0 | 0 | 0 | 0 | 0 | 0 | 565 | 365 | 455 | 130 | 0 | 1
PG&E North of Greater Bay Study Area | Tulucay | 230 | Tulucay | 0 | 1 | 2 | 0 | 3 | 1 | 2 | 3 | 1 | 2 | 2 | 1 | 2 | 1 | 3 | 0 | 0 | 0 | 0 | 0 | 0 | 0 | 0 | 0.65 | 25 | 0 | 0 | 0 | 0 | 1 | 0 | 0 | 0 | 0 | 0 | 0 | 0 | 0 | 0.65 | 25 | 0 | 0 | 0 | 0 | 1
PG&E Kern Study Area | Tupman | 115 | Tupman | 1 | 1 | 2 | 1 | 1 | 3 | 1 | 3 | 1 | 2 | 2 | 3 | 1 | 4 | 1 | 0 | 0 | 0 | 0 | 0 | 0 | 0 | 0 | 0 | 0 | 0 | 0 | 0 | 0 | 0 | 0 | 0 | 0 | 0 | 0 | 0 | 0 | 0 | 0 | 0 | 0 | 0 | 0 | 0 | 0
PG&E North of Greater Bay Study Area | Ukiah | 115 | #N/A | 99 | 99 | 99 | 99 | 99 | Missing | Missing | Missing | Missing | Missing | Missing | Missing | Missing | Missing | Missing | 0 | 1 | 0 | 0 | 0 | 0 | 0 | 0 | 0 | 0 | 0 | 0 | 0 | 0 | 1 | 0 | 1 | 0 | 0 | 0 | 0 | 0 | 0 | 0 | 0 | 0 | 0 | 0 | 0 | 1
PG&E North of Greater Bay Study Area | Vaca Dixon | 500 | Vaca Dixon | 0 | 1 | 1 | 1 | 3 | 1 | 2 | 3 | 1 | 3 | 1 | 3 | 1 | 1 | 3 | 0 | 0 | 0 | 0 | 0 | 0 | 0 | 0 | 0 | 0 | 0 | 0 | 0 | 0 | 0 | 0 | 0 | 0 | 0 | 0 | 0 | 0 | 0 | 0 | 0 | 0 | 0 | 0 | 0 | 0
PG&E North of Greater Bay Study Area | Vaca Dixon | 230 | Vaca Dixon | 0 | 1 | 1 | 1 | 3 | 1 | 2 | 3 | 1 | 3 | 1 | 3 | 1 | 1 | 3 | 0 | 0 | 0 | 0 | 0 | 0 | 0 | 0 | 0 | 0 | 0 | 0 | 0 | 0 | 0 | 0 | 0 | 0 | 0 | 0 | 0 | 0 | 0 | 0 | 0 | 0 | 0 | 0 | 0 | 0
PG&E North of Greater Bay Study Area | Vaca Dixon | 115 | Vaca Dixon | 0 | 1 | 1 | 1 | 3 | 1 | 2 | 3 | 1 | 3 | 1 | 3 | 1 | 1 | 3 | 0 | 0 | 0 | 0 | 0 | 0 | 0 | 0 | 0 | 0 | 0 | 0 | 0 | 0 | 0 | 0 | 0 | 0 | 0 | 0 | 0 | 0 | 0 | 0 | 0 | 0 | 0 | 0 | 0 | 0
SCE Eastern Study Area | Valley (SCE) | 500 | Valley (SCE) | 1 | 1 | 1 | 0 | 2 | 3 | 1 | 3 | 1 | 3 | 1 | 1 | 2 | 3 | 2 | 0 | 0 | 0 | 0 | 0 | 0 | 0 | 0 | 0 | 0 | 0 | 770 | 0 | 0 | 1 | 0 | 0 | 0 | 0 | 0 | 0 | 0 | 0 | 0 | 0 | 0 | 770 | 0 | 0 | 1
East of Pisgah Study Area | Valley (VEA) | 138 | Valley (VEA) | 0 | 0 | 3 | 1 | 3 | 1 | 2 | 1 | 2 | 1 | 3 | 3 | 1 | 1 | 3 | 0 | 0 | 0 | 0 | 0 | 0 | 0 | 0 | 0 | 0 | 0 | 0 | 0 | 0 | 0 | 0 | 0 | 0 | 0 | 0 | 0 | 0 | 0 | 0 | 0 | 0 | 0 | 0 | 0 | 0
PG&E Greater Bay Study Area | Valley Home | 115 | Valley Home | 1 | 1 | 2 | 0 | 2 | 3 | 1 | 3 | 1 | 2 | 2 | 1 | 2 | 3 | 2 | 0 | 0 | 0 | 0 | 0 | 0 | 0 | 0 | 0 | 0 | 0 | 0 | 0 | 0 | 0 | 0 | 0 | 0 | 0 | 0 | 0 | 0 | 0 | 0 | 0 | 0 | 0 | 0 | 0 | 0
East of Pisgah Study Area | Valley Switch | 138 | Valley Switch | 0 | 0 | 3 | 1 | 3 | 1 | 2 | 1 | 2 | 1 | 3 | 3 | 1 | 1 | 3 | 0 | 0 | 0 | 0 | 0 | 0 | 0 | 0 | 0 | 0 | 0 | 0 | 0 | 0 | 0 | 0 | 0 | 0 | 0 | 0 | 0 | 0 | 0 | 0 | 0 | 0 | 0 | 0 | 0 | 0
PG&E Greater Bay Study Area | Vasona | 230 | Vasona | 0 | 1 | 2 | 0 | 3 | 1 | 2 | 3 | 1 | 2 | 2 | 1 | 2 | 1 | 3 | 0 | 0 | 0 | 0 | 0 | 0 | 0 | 0 | 0 | 0 | 0 | 0 | 0 | 0 | 0 | 0 | 0 | 0 | 0 | 0 | 0 | 0 | 0 | 0 | 0 | 0 | 0 | 0 | 0 | 0
SCE Northern Area | Vestal | 230 | Vestal | 1 | 1 | 1 | 1 | 1 | 3 | 1 | 3 | 1 | 3 | 1 | 3 | 1 | 4 | 1 | 0 | 0 | 0 | 0 | 0 | 0 | 0 | 0 | 0 | 205 | 50 | 190 | 0 | 0 | 1 | 0 | 0 | 0 | 0 | 0 | 0 | 0 | 0 | 0 | 205 | 50 | 190 | 0 | 0 | 1
SCE North of Lugo Study Area | Victor | 230 | Victor | 0 | 1 | 1 | 0 | 2 | 1 | 2 | 3 | 1 | 3 | 1 | 1 | 2 | 3 | 2 | 0 | 0 | 0 | 0 | 0 | 0 | 0 | 0 | 0 | 0 | 0 | 0 | 0 | 0 | 0 | 0 | 0 | 0 | 0 | 0 | 0 | 0 | 0 | 0 | 0 | 0 | 0 | 0 | 0 | 0
SCE North of Lugo Study Area | Victor | 115 | Victor | 0 | 1 | 1 | 0 | 2 | 1 | 2 | 3 | 1 | 3 | 1 | 1 | 2 | 3 | 2 | 0 | 0 | 0 | 0 | 0 | 0 | 0 | 0 | 0 | 0 | 0 | 0 | 0 | 0 | 0 | 0 | 0 | 0 | 0 | 0 | 0 | 0 | 0 | 0 | 0 | 0 | 0 | 0 | 0 | 0
0 | Victorville (LDWP) | 500 | Victorville (LDWP) | 0 | 1 | 1 | 0 | 2 | 1 | 2 | 3 | 1 | 3 | 1 | 1 | 2 | 3 | 2 | 0 | 0 | 0 | 0 | 0 | 0 | 0 | 0 | 0 | 0 | 0 | 0 | 0 | 0 | 0 | 0 | 0 | 0 | 0 | 0 | 0 | 0 | 0 | 0 | 0 | 0 | 0 | 0 | 0 | 0
SCE Metro Study Area | Viejo | 230 | Viejo | 1 | 1 | 2 | 1 | 2 | 3 | 1 | 3 | 1 | 2 | 2 | 3 | 1 | 3 | 2 | 0 | 0 | 0 | 0 | 0 | 0 | 0 | 0 | 0 | 0 | 0 | 0 | 0 | 0 | 0 | 0 | 0 | 0 | 0 | 0 | 0 | 0 | 0 | 0 | 0 | 0 | 0 | 0 | 0 | 0
PG&E Greater Bay Study Area | Vierra | 115 | Vierra | 1 | 1 | 1 | 0 | 1 | 3 | 1 | 3 | 1 | 3 | 1 | 1 | 2 | 4 | 1 | 0 | 0 | 0 | 0 | 0 | 0 | 0 | 0 | 0 | 0 | 0 | 0 | 0 | 0 | 0 | 0 | 0 | 0 | 0 | 0 | 0 | 0 | 0 | 0 | 0 | 0 | 0 | 0 | 0 | 0
SCE Metro Study Area | Villa Park | 230 | Villa Park | 1 | 1 | 2 | 1 | 2 | 3 | 1 | 3 | 1 | 2 | 2 | 3 | 1 | 3 | 2 | 0 | 0 | 0 | 0 | 0 | 0 | 0 | 0 | 0 | 0 | 0 | 0 | 0 | 0 | 0 | 0 | 0 | 0 | 0 | 0 | 0 | 0 | 0 | 0 | 0 | 0 | 0 | 0 | 0 | 0
SCE Northern Area | Vincent | 500 | Vincent | 0 | 1 | 2 | 1 | 3 | 1 | 2 | 3 | 1 | 2 | 2 | 3 | 1 | 1 | 3 | 0 | 0 | 0 | 0 | 0 | 0 | 0 | 0 | 0 | 0 | 0 | 0 | 0 | 0 | 0 | 0 | 0 | 0 | 0 | 0 | 0 | 0 | 0 | 0 | 0 | 0 | 0 | 0 | 0 | 0
SCE Northern Area | Vincent | 230 | Vincent | 0 | 1 | 2 | 1 | 3 | 1 | 2 | 3 | 1 | 2 | 2 | 3 | 1 | 1 | 3 | 0 | 0 | 0 | 0 | 0 | 0 | 0 | 0 | 0 | 0 | 617 | 799 | 20.5 | 0 | 1 | 0 | 0 | 0 | 0 | 0 | 0 | 0 | 0 | 0 | 0 | 617 | 799 | 20.5 | 0 | 1
PG&E Greater Bay Study Area | Vineyard | 230 | Vineyard | 0 | 1 | 2 | 1 | 3 | 1 | 2 | 3 | 1 | 2 | 2 | 3 | 1 | 1 | 3 | 0 | 0 | 0 | 0 | 0 | 0 | 0 | 0 | 0 | 0 | 0 | 0 | 0 | 0 | 0 | 0 | 0 | 0 | 0 | 0 | 0 | 0 | 0 | 0 | 0 | 0 | 0 | 0 | 0 | 0
SCE Eastern Study Area | Vista (SCE) | 230 | Vista (SCE) | 1 | 1 | 2 | 1 | 1 | 3 | 1 | 3 | 1 | 2 | 2 | 3 | 1 | 4 | 1 | 0 | 2.6 | 0 | 0 | 0 | 0 | 0 | 0 | 0 | 0 | 0 | 200 | 0 | 0 | 1 | 0 | 2.6 | 0 | 0 | 0 | 0 | 0 | 0 | 0 | 0 | 0 | 200 | 0 | 0 | 1
East of Pisgah Study Area | Vista (VEA) | 138 | Vista (VEA) | 0 | 0 | 3 | 1 | 3 | 1 | 2 | 1 | 2 | 1 | 3 | 3 | 1 | 1 | 3 | 0 | 0 | 0 | 0 | 0 | 0 | 0 | 0 | 0 | 0 | 0 | 0 | 0 | 0 | 0 | 0 | 0 | 0 | 0 | 0 | 0 | 0 | 0 | 0 | 0 | 0 | 0 | 0 | 0 | 0
SCE Metro Study Area | Walnut | 230 | Walnut | 1 | 1 | 1 | 1 | 2 | 3 | 1 | 3 | 1 | 3 | 1 | 3 | 1 | 3 | 2 | 0 | 0 | 0 | 0 | 0 | 0 | 0 | 0 | 0 | 0 | 0 | 200 | 0 | 0 | 1 | 0 | 0 | 0 | 0 | 0 | 0 | 0 | 0 | 0 | 0 | 0 | 200 | 0 | 0 | 1
SCE Northern Area | Warne | 230 | Warne | 1 | 1 | 1 | 1 | 3 | 3 | 1 | 3 | 1 | 3 | 1 | 3 | 1 | 1 | 3 | 0 | 0 | 0 | 0 | 0 | 0 | 0 | 0 | 0 | 0 | 0 | 0 | 0 | 0 | 0 | 0 | 0 | 0 | 0 | 0 | 0 | 0 | 0 | 0 | 0 | 0 | 0 | 0 | 0 | 0
PG&E Fresno Study Area | Warnerville | 230 | Warnerville | 1 | 1 | 2 | 0 | 2 | 3 | 1 | 3 | 1 | 2 | 2 | 1 | 2 | 3 | 2 | 0 | 0 | 0 | 0 | 0 | 0 | 0 | 0 | 0 | 0 | 0 | 0 | 0 | 0 | 0 | 0 | 0 | 0 | 0 | 0 | 0 | 0 | 0 | 0 | 0 | 0 | 0 | 0 | 0 | 0
PG&E Fresno Study Area | Waukena | 115 | Waukena | 1 | 1 | 1 | 0 | 1 | 3 | 1 | 3 | 1 | 3 | 1 | 1 | 2 | 4 | 1 | 0 | 0 | 0 | 0 | 0 | 0 | 0 | 0 | 0 | 0 | 0 | 0 | 0 | 0 | 0 | 0 | 0 | 0 | 0 | 0 | 0 | 0 | 0 | 0 | 0 | 0 | 0 | 0 | 0 | 0
PG&E Greater Bay Study Area | Weber | 230 | Weber | 1 | 1 | 2 | 1 | 1 | 3 | 1 | 3 | 1 | 2 | 2 | 3 | 1 | 4 | 1 | 0 | 0 | 0 | 0 | 0 | 0 | 0 | 0 | 0 | 0 | 0 | 0 | 0 | 0 | 0 | 0 | 0 | 0 | 0 | 0 | 0 | 0 | 0 | 0 | 0 | 0 | 0 | 0 | 0 | 0
PG&E Fresno Study Area | West Fresno | 115 | West Fresno | 1 | 1 | 2 | 0 | 1 | 3 | 1 | 3 | 1 | 2 | 2 | 1 | 2 | 4 | 1 | 0 | 0 | 0 | 0 | 0 | 0 | 0 | 0 | 0 | 0 | 0 | 0 | 0 | 0 | 0 | 0 | 0 | 0 | 0 | 0 | 0 | 0 | 0 | 0 | 0 | 0 | 0 | 0 | 0 | 0
PG&E Fresno Study Area | Westley | 230 | Westley | 1 | 1 | 2 | 0 | 1 | 3 | 1 | 3 | 1 | 2 | 2 | 1 | 2 | 4 | 1 | 0 | 0 | 0 | 0 | 0 | 0 | 0 | 0 | 0 | 0 | 0 | 0 | 0 | 0 | 0 | 0 | 0 | 0 | 0 | 0 | 0 | 0 | 0 | 0 | 0 | 0 | 0 | 0 | 0 | 0
PG&E Fresno Study Area | New Sub - Westley - Quinto (Proposed) | 230 | Westley | 1 | 1 | 2 | 0 | 1 | 3 | 1 | 3 | 1 | 2 | 2 | 1 | 2 | 4 | 1 | 0 | 0 | 0 | 0 | 0 | 0 | 0 | 0 | 0 | 0 | 0 | 0 | 0 | 0 | 0 | 0 | 0 | 0 | 0 | 0 | 0 | 0 | 0 | 0 | 0 | 0 | 0 | 0 | 0 | 0
PG&E Kern Study Area | Westpark | 115 | Westpark | 1 | 1 | 2 | 1 | 1 | 3 | 1 | 3 | 1 | 2 | 2 | 3 | 1 | 4 | 1 | 0 | 0 | 0 | 0 | 0 | 0 | 0 | 0 | 0 | 0 | 0 | 0 | 0 | 0 | 0 | 0 | 0 | 0 | 0 | 0 | 0 | 0 | 0 | 0 | 0 | 0 | 0 | 0 | 0 | 0
PG&E Kern Study Area | Wheeler Ridge | 230 | Wheeler Ridge | 1 | 1 | 2 | 1 | 2 | 3 | 1 | 3 | 1 | 2 | 2 | 3 | 1 | 3 | 2 | 0 | 0 | 0 | 0 | 0 | 0 | 0 | 0 | 0 | 200 | 50 | 0 | 0 | 0 | 1 | 0 | 0 | 0 | 0 | 0 | 0 | 0 | 0 | 0 | 200 | 50 | 0 | 0 | 0 | 1
PG&E Kern Study Area | New Sub - Midway - Wheeler Ridge (Proposed) | 230 | Buena Vista PP | 1 | 1 | 2 | 1 | 2 | 3 | 1 | 3 | 1 | 2 | 2 | 3 | 1 | 3 | 2 | 0 | 0 | 0 | 0 | 0 | 0 | 0 | 0 | 0 | 0 | 150 | 92 | 0 | 0 | 1 | 0 | 0 | 0 | 0 | 0 | 0 | 0 | 0 | 0 | 0 | 150 | 92 | 0 | 0 | 1
SCE Northern Area | Whirlwind | 230 | Whirlwind | 0 | 1 | 2 | 1 | 3 | 1 | 2 | 3 | 1 | 2 | 2 | 3 | 1 | 1 | 3 | 0 | 0 | 300 | 0 | 0 | 0 | 0 | 0 | 0 | 224 | 251 | 663 | 100 | 481 | 1 | 0 | 0 | 300 | 0 | 0 | 0 | 0 | 0 | 0 | 224 | 251 | 663 | 100 | 481 | 1
SCE Northern Area | Whirlwind | 500 | Whirlwind | 0 | 1 | 2 | 1 | 3 | 1 | 2 | 3 | 1 | 2 | 2 | 3 | 1 | 1 | 3 | 0 | 0 | 0 | 0 | 0 | 0 | 0 | 0 | 0 | 0 | 0 | 0 | 0 | 0 | 0 | 0 | 0 | 0 | 0 | 0 | 0 | 0 | 0 | 0 | 0 | 0 | 0 | 0 | 0 | 0
PG&E Fresno Study Area | Wilson | 230 | Wilson | 1 | 1 | 2 | 0 | 1 | 3 | 1 | 3 | 1 | 2 | 2 | 1 | 2 | 4 | 1 | 0 | 0 | 200 | 0 | 0 | 0 | 0 | 0 | 0 | 0 | 0 | 0 | 0 | 0 | 1 | 0 | 0 | 200 | 0 | 0 | 0 | 0 | 0 | 0 | 0 | 0 | 0 | 0 | 0 | 1
PG&E Fresno Study Area | Wilson | 115 | Wilson | 1 | 1 | 2 | 0 | 1 | 3 | 1 | 3 | 1 | 2 | 2 | 1 | 2 | 4 | 1 | 0 | 2 | 0 | 0 | 0 | 0 | 0 | 0 | 0 | 0 | 0 | 0 | 0 | 0 | 1 | 0 | 2 | 0 | 0 | 0 | 0 | 0 | 0 | 0 | 0 | 0 | 0 | 0 | 0 | 1
PG&E Kern Study Area | Windgap PP | 230 | Windgap PP | 1 | 1 | 2 | 1 | 2 | 3 | 1 | 3 | 1 | 2 | 2 | 3 | 1 | 3 | 2 | 0 | 0 | 0 | 0 | 0 | 0 | 0 | 0 | 0 | 0 | 0 | 0 | 0 | 0 | 0 | 0 | 0 | 0 | 0 | 0 | 0 | 0 | 0 | 0 | 0 | 0 | 0 | 0 | 0 | 0
SCE Northern Area | Windhub | 230 | Windhub | 0 | 1 | 1 | 1 | 2 | 1 | 2 | 3 | 1 | 3 | 1 | 3 | 1 | 3 | 2 | 0 | 0 | 124 | 0 | 0 | 0 | 0 | 0 | 0 | 140 | 600 | 600 | 25 | 0 | 1 | 0 | 0 | 124 | 0 | 0 | 0 | 0 | 0 | 0 | 140 | 600 | 600 | 25 | 0 | 1
SCE Northern Area | Windhub | 500 | Windhub | 0 | 1 | 1 | 1 | 2 | 1 | 2 | 3 | 1 | 3 | 1 | 3 | 1 | 3 | 2 | 0 | 0 | 0 | 0 | 0 | 0 | 0 | 0 | 0 | 775 | 0 | 0 | 0 | 0 | 1 | 0 | 0 | 0 | 0 | 0 | 0 | 0 | 0 | 0 | 775 | 0 | 0 | 0 | 0 | 1
PG&E North of Greater Bay Study Area | Woodland | 115 | Woodland | 0 | 1 | 2 | 0 | 3 | 1 | 2 | 3 | 1 | 2 | 2 | 1 | 2 | 1 | 3 | 0 | 0 | 0 | 0 | 0 | 0 | 0 | 0 | 1.5 | 0 | 12 | 0 | 0 | 0 | 1 | 0 | 0 | 0 | 0 | 0 | 0 | 0 | 0 | 1.5 | 0 | 12 | 0 | 0 | 0 | 1
PG&E North of Greater Bay Study Area | Wyandotte | 115 | Wyandotte | 0 | 1 | 2 | 0 | 2 | 1 | 2 | 3 | 1 | 2 | 2 | 1 | 2 | 3 | 2 | 0 | 3.6 | 0 | 0 | 0 | 0 | 0 | 0 | 3.5 | 0 | 0 | 0 | 0 | 0 | 1 | 0 | 3.6 | 0 | 0 | 0 | 0 | 0 | 0 | 3.5 | 0 | 0 | 0 | 0 | 0 | 1

## CI_Criteria_README
6. Alignment with Commercial Development Interest
Criteria Purpose | To the extent possible, busbar allocations should reflect the planned procurement indicated in LSEs' plans and the level of commercial interest (CI) in the CAISO and other relevant interconnection queues including queues from other Balancing Area Authorities and participating transmission operators, as well as projects in advanced stages of development that may not be reflected in the interconnection queues identified through working group communications.
In-Development Resources | For the 24-25 TPP portfolio, staff mapped resources to align with in-development resources, which are resources contracted by LSEs or identified as under construction by PTOs but are not in the current modeling baseline. These resources are summarized by substation in "Res_by_Sub" tabs under the first set of resource type columns with the header "In-Development, Contracted, or Online and not in baseline." A detailed list of these resources can be found the separate "Baseline_Reconcile_Ruling_10-05-23.xlsx" file posted with the Dashboard appendices.
Commercial Interest Ranking | After in-development resources, resources with an Executed Interconnection Agreement or Transmission Plan Deliverability have the highest alignment priority. Proposed resources that have completed Phase 2 of cluster studies have the next priority. Combined these represent "higher confidence" commercial interest. Resources in Phase 1 for CAISO or that have not completed any interconnection studies by their respective balancing area authority or transmission owner are weighted as “lower confidence” commercial interest are weighted as "lower confidence" commercial interest.
Commercial Interest Sources | Analysis incorporates resources from the CAISO interconnection queue, the SCE, PG&E, and SDG&E wholesale distribution tariff queues, and additional out-of-CAISO queues for key resources such as geothermal and wind including NVEP, IID, Pacifi-corp, and IPP queues. In these preliminary mapping results, staff are still in the process of incorporating resources from specifically the SDG&E, several out-of-CAISO queues, and the CAISO Cluster 15 application list into the dashboard analysis.
Queue Analysis | For the CAISO interconnection queue and the SCE and PG&E WDT queues, staff sought to subtract resources already in the baseline, contracted, or online to better identify new potential resources. Separate workbooks for this analysis is included in the Dashboard appendices.
Criteria Alignment Levels
Level | Less Commercial Interest than MWs Mapped |  | Level | More Commercial Interest than MWs Mapped
1 | MWs mapped aligns with Executed IA and TPD CI |  | 1+ | Total CI is significantly greater than mapped MWs (500 MW or 33%)
2- | Executed IA or TPD CI is less than mapped MWs (100 MW or 10%) |  | 2+ | Higher Confidence CI is greater (100 MW or 10%)
3- | Higher Confidence CI is less (100 MW or 10%) |  | 3+ | Executed IA or TPD CI is greater (100 MW or 10%)
4- | Total CI is less (100 MW or 10%) |  | 4+ | Executed IA or TPD CI is significantly greater (500 MW or 33%)
5- | Total CI is significantly less (500 MW or 33%) or zero |  | 5+ | Identified In-Development resources are greater
Tabs for Analysis
CI_Analysis_2034 |  | Commercial development interest analysis for 2034 model year
CI_Analysis_2039 |  | Commercial development interest analysis for 2039 model year
CAISO_Queue_bySub |  | Summary by substation and CI confidence level for CAISO interconnection queue resources not identified as online or in-development or in baseline
SelectPTOs-Queue_bySub |  | Summary by substation and CI confidence level for PG&E and SCE WDT queue resources not identified as online or in-development or in baseline
Out-of-CAISO_QueueInfo |  | Summary by substation (both out-of-CAISO sub and assumed CAISO intertie) and CI confidence level for select resources from out-of-CAISO queues. Staff are still working to fully integrate these resources into the dashboard analysis.

## CI_Analysis_2034
[87 empty] | MW | Percentage | Flag |  |  | MW | Percentage | Flag
[23 empty] | Available for Near-term Interconnection | [36 empty] | Executed Interconnection Agreement | [24 empty] | Less |  | 100 | 10% | 1 | More |  | -100 | -10% | -1 |  |  | Phase II Study Complete | [36 empty] | All Queue Projects
|  |  | Mapped Generic Resources | [20 empty] | MW amount of resources Availale for Near-term Interconenction | [17 empty] | Flags for Near-term Interconnection Amounts | [18 empty] | MW amount of resources with executed interconnection agreements | [17 empty] | Differences for Executed Interconnection Agreement Amounts | [5 empty] | Signifcantly Less |  | 500 | 33% | 2 | Significantly More |  | -500 | -33% | -2 |  |  |  | MW amount of resources with Phase II Study Complete | [17 empty] | Difference for Phase II Study Complete Amounts | [18 empty] | MW amount of resources Queue | [17 empty] | Difference for Queue Amounts | [17 empty] | Criteria Alignment Level by Resource
|  |  | Geothermal | Biomass | Wind | Wind | Wind | OOS Wind | OOS Wind | OOS Wind | Offshore Wind | Offshore Wind | Offshore Wind | Distributed Solar | Solar | Solar | Solar | Battery_4hr | Battery_8hr | Battery | LDES | Has |  | Geothermal | Geothermal | Biomass | Biomass | Wind | Wind | OOS Wind | OOS Wind | Offshore Wind | Offshore Wind | Distributed Solar | Solar | Solar | Battery | Battery | LDES | LDES | Has | Geothermal | Geothermal | Biomass | Biomass | Wind | Wind | OOS Wind | OOS Wind | Offshore Wind | Offshore Wind | Distributed Solar | Solar | Solar | Battery | Battery | LDES | LDES | Has |  | Geothermal | Geothermal | Biomass | Biomass | Wind | Wind | OOS Wind | OOS Wind | Offshore Wind | Offshore Wind | Distributed Solar | Solar | Solar | Battery | Battery | LDES | LDES | Has | Geothermal | Geothermal | Biomass | Biomass | Wind | Wind | OOS Wind | OOS Wind | Offshore Wind | Offshore Wind | Distributed Solar | Solar | Solar | Battery | Battery | LDES | LDES | Has |  | Geothermal | Geothermal | Biomass | Biomass | Wind | Wind | OOS Wind | OOS Wind | Offshore Wind | Offshore Wind | Distributed Solar | Solar | Solar | Battery | Battery | LDES | LDES | Has | Geothermal | Geothermal | Biomass | Biomass | Wind | Wind | OOS Wind | OOS Wind | Offshore Wind | Offshore Wind | Distributed Solar | Solar | Solar | Battery | Battery | LDES | LDES | Has |  | Geothermal | Geothermal | Biomass | Biomass | Wind | Wind | OOS Wind | OOS Wind | Offshore Wind | Offshore Wind | Distributed Solar | Solar | Solar | Battery | Battery | LDES | LDES | Has | Geothermal | Geothermal | Biomass | Biomass | Wind | Wind | OOS Wind | OOS Wind | Offshore Wind | Offshore Wind | Distributed Solar | Solar | Solar | Battery | Battery | LDES | LDES | Has |  | Geothermal | Biomass | Wind | OOS Wind | Offshore Wind | Distributed Solar | Solar | Li_Battery | LDES | Has Non-
CAISO Study Area | Substation | Voltage | FCDS | FCDS | FCDS | EODS | Total | FCDS | EODS | Total | FCDS | EODS | Total | FCDS | FCDS | EODS | Total | FCDS | FCDS | Total | FCDS | Res |  | FCDS (TPD) | Total | FCDS (TPD) | Total | FCDS (TPD) | Total | FCDS (TPD) | Total | FCDS (TPD) | Total | Total | FCDS (TPD) | Total | FCDS (TPD) | Total | FCDS (TPD) | Total | Res | FCDS (TPD) | Total | FCDS (TPD) | Total | FCDS (TPD) | Total | FCDS (TPD) | Total | FCDS (TPD) | Total | Total | FCDS (TPD) | Total | FCDS (TPD) | Total | FCDS (TPD) | Total | Flag |  | FCDS (TPD) | Total | FCDS (TPD) | Total | FCDS (TPD) | Total | FCDS (TPD) | Total | FCDS (TPD) | Total | Total | FCDS (TPD) | Total | FCDS (TPD) | Total | FCDS (TPD) | Total | Res | FCDS (TPD) | Total | FCDS (TPD) | Total | FCDS (TPD) | Total | FCDS (TPD) | Total | FCDS (TPD) | Total | Total | FCDS (TPD) | Total | FCDS (TPD) | Total | FCDS (TPD) | Total | Flag |  | FCDS (TPD) | Total | FCDS (TPD) | Total | FCDS (TPD) | Total | FCDS (TPD) | Total | FCDS (TPD) | Total | Total | FCDS (TPD) | Total | FCDS (TPD) | Total | FCDS (TPD) | Total | Res | FCDS (TPD) | Total | FCDS (TPD) | Total | FCDS (TPD) | Total | FCDS (TPD) | Total | FCDS (TPD) | Total | Total | FCDS (TPD) | Total | FCDS (TPD) | Total | FCDS (TPD) | Total | Flag |  | FCDS (TPD) | Total | FCDS (TPD) | Total | FCDS (TPD) | Total | FCDS (TPD) | Total | FCDS (TPD) | Total | Total | FCDS (TPD) | Total | FCDS (TPD) | Total | FCDS (TPD) | Total | Res | FCDS (TPD) | Total | FCDS (TPD) | Total | FCDS (TPD) | Total | FCDS (TPD) | Total | FCDS (TPD) | Total | Total | FCDS (TPD) | Total | FCDS (TPD) | Total | FCDS (TPD) | Total | Flag |  | Alignment Level | Alignment Level | Alignment Level | Alignment Level | Alignment Level | Alignment Level | Alignment Level | Alignment Level | Alignment Level | Alignment
PG&E Kern Study Area | 7th Standard | 115 | 0 | 0 | 0 | 0 | 0 | 0 | 0 | 0 | 0 | 0 | 0 | 2.5 | 0 | 0 | 0 | 0 | 0 | 0 | 0 | 1 |  | 0 | 0 | 0 | 0 | 0 | 0 | 0 | 0 | 0 | 0 | 0 | 0 | 0 | 0 | 0 | 0 | 0 | 0 | 0 | 0 | 0 | 0 | 0 | 0 | 0 | 0 | 0 | 0 | 2 | 0 | 0 | 0 | 0 | 0 | 0 | 1 |  | 0 | 0 | 0 | 0 | 0 | 0 | 0 | 0 | 0 | 0 | 2.5 | 0 | 0 | 0 | 0 | 0 | 0 | 1 | 0 | 0 | 0 | 0 | 0 | 0 | 0 | 0 | 0 | 0 | 0 | 0 | 0 | 0 | 0 | 0 | 0 | 0 |  | 0 | 0 | 0 | 0 | 0 | 0 | 0 | 0 | 0 | 0 | 2.5 | 0 | 0 | 0 | 0 | 0 | 0 | 1 | 0 | 0 | 0 | 0 | 0 | 0 | 0 | 0 | 0 | 0 | 0 | 0 | 0 | 0 | 0 | 0 | 0 | 0 |  | 0 | 0 | 0 | 0 | 0 | 0 | 0 | 0 | 0 | 0 | 2.5 | 0 | 0 | 0 | 92.07 | 0 | 0 | 1 | 0 | 0 | 0 | 0 | 0 | 0 | 0 | 0 | 0 | 0 | 0 | 0 | 0 | 0 | -2 | 0 | 0 | 1 |  | 1 | 1 | 1 | 1 | 1 | 1 | 1 | 1+ | 1 | 1
SCE Metro Study Area | Alamitos | 230 | 0 | 0 | 0 | 0 | 0 | 0 | 0 | 0 | 0 | 0 | 0 | 0 | 0 | 0 | 0 | 0 | 0 | 0 | 0 | 0 |  | 0 | 0 | 0 | 0 | 0 | 0 | 0 | 0 | 0 | 0 | 0 | 0 | 0 | 0 | 0 | 0 | 0 | 0 | 0 | 0 | 0 | 0 | 0 | 0 | 0 | 0 | 0 | 0 | 0 | 0 | 0 | 0 | 0 | 0 | 0 | 0 |  | 0 | 0 | 0 | 0 | 0 | 0 | 0 | 0 | 0 | 0 | 0 | 0 | 0 | 0 | 0 | 0 | 0 | 0 | 0 | 0 | 0 | 0 | 0 | 0 | 0 | 0 | 0 | 0 | 0 | 0 | 0 | 0 | 0 | 0 | 0 | 0 |  | 0 | 0 | 0 | 0 | 0 | 0 | 0 | 0 | 0 | 0 | 0 | 0 | 0 | 0 | 0 | 0 | 0 | 0 | 0 | 0 | 0 | 0 | 0 | 0 | 0 | 0 | 0 | 0 | 0 | 0 | 0 | 0 | 0 | 0 | 0 | 0 |  | 0 | 0 | 0 | 0 | 0 | 0 | 0 | 0 | 0 | 0 | 0 | 0 | 0 | 0 | 241.5 | 0 | 0 | 1 | 0 | 0 | 0 | 0 | 0 | 0 | 0 | 0 | 0 | 0 | 0 | 0 | 0 | 0 | -2 | 0 | 0 | 1 |  | 1 | 1 | 1 | 1 | 1 | 1 | 1 | 1+ | 1 | 1
SCE Eastern Study Area | Alberhill | 500 | 0 | 0 | 0 | 0 | 0 | 0 | 0 | 0 | 0 | 0 | 0 | 0 | 0 | 0 | 0 | 0 | 0 | 0 | 0 | 0 |  | 0 | 0 | 0 | 0 | 0 | 0 | 0 | 0 | 0 | 0 | 0 | 0 | 0 | 0 | 0 | 0 | 0 | 0 | 0 | 0 | 0 | 0 | 0 | 0 | 0 | 0 | 0 | 0 | 0 | 0 | 0 | 0 | 0 | 0 | 0 | 0 |  | 0 | 0 | 0 | 0 | 0 | 0 | 0 | 0 | 0 | 0 | 0 | 0 | 0 | 0 | 0 | 500 | 500 | 1 | 0 | 0 | 0 | 0 | 0 | 0 | 0 | 0 | 0 | 0 | 0 | 0 | 0 | 0 | 0 | -2 | -2 | 1 |  | 0 | 0 | 0 | 0 | 0 | 0 | 0 | 0 | 0 | 0 | 0 | 0 | 0 | 0 | 0 | 500 | 500 | 1 | 0 | 0 | 0 | 0 | 0 | 0 | 0 | 0 | 0 | 0 | 0 | 0 | 0 | 0 | 0 | -2 | -2 | 1 |  | 0 | 0 | 0 | 0 | 0 | 0 | 0 | 0 | 0 | 0 | 0 | 0 | 0 | 0 | 1150 | 500 | 500 | 1 | 0 | 0 | 0 | 0 | 0 | 0 | 0 | 0 | 0 | 0 | 0 | 0 | 0 | 0 | -2 | -2 | -2 | 1 |  | 1 | 1 | 1 | 1 | 1 | 1 | 1 | 1+ | 4+ | 1
PG&E Kern Study Area | Alpaugh | 115 | 0 | 0 | 0 | 0 | 0 | 0 | 0 | 0 | 0 | 0 | 0 | 0 | 0 | 0 | 0 | 0 | 0 | 0 | 0 | 0 |  | 0 | 0 | 0 | 0 | 0 | 0 | 0 | 0 | 0 | 0 | 0 | 0 | 0 | 0 | 0 | 0 | 0 | 0 | 0 | 0 | 0 | 0 | 0 | 0 | 0 | 0 | 0 | 0 | 0 | 0 | 0 | 0 | 0 | 0 | 0 | 0 |  | 0 | 0 | 0 | 0 | 0 | 0 | 0 | 0 | 0 | 0 | 0 | 0 | 0 | 0 | 0 | 0 | 0 | 0 | 0 | 0 | 0 | 0 | 0 | 0 | 0 | 0 | 0 | 0 | 0 | 0 | 0 | 0 | 0 | 0 | 0 | 0 |  | 0 | 0 | 0 | 0 | 0 | 0 | 0 | 0 | 0 | 0 | 0 | 0 | 0 | 0 | 0 | 0 | 0 | 0 | 0 | 0 | 0 | 0 | 0 | 0 | 0 | 0 | 0 | 0 | 0 | 0 | 0 | 0 | 0 | 0 | 0 | 0 |  | 0 | 0 | 0 | 0 | 0 | 0 | 0 | 0 | 0 | 0 | 0 | 0 | 172.835 | 0 | 172.835 | 0 | 0 | 1 | 0 | 0 | 0 | 0 | 0 | 0 | 0 | 0 | 0 | 0 | 0 | 0 | -2 | 0 | -2 | 0 | 0 | 1 |  | 1 | 1 | 1 | 1 | 1 | 1 | 1+ | 1+ | 1 | 1
SDG&E Study Area | Alpine | 69 | 0 | 0 | 0 | 0 | 0 | 0 | 0 | 0 | 0 | 0 | 0 | 0 | 0 | 0 | 0 | 0 | 0 | 0 | 0 | 0 |  | 0 | 0 | 0 | 0 | 0 | 0 | 0 | 0 | 0 | 0 | 0 | 0 | 0 | 0 | 0 | 0 | 0 | 0 | 0 | 0 | 0 | 0 | 0 | 0 | 0 | 0 | 0 | 0 | 0 | 0 | 0 | 0 | 0 | 0 | 0 | 0 |  | 0 | 0 | 0 | 0 | 0 | 0 | 0 | 0 | 0 | 0 | 0 | 0 | 0 | 0 | 0 | 0 | 0 | 0 | 0 | 0 | 0 | 0 | 0 | 0 | 0 | 0 | 0 | 0 | 0 | 0 | 0 | 0 | 0 | 0 | 0 | 0 |  | 0 | 0 | 0 | 0 | 0 | 0 | 0 | 0 | 0 | 0 | 0 | 0 | 0 | 0 | 0 | 0 | 0 | 0 | 0 | 0 | 0 | 0 | 0 | 0 | 0 | 0 | 0 | 0 | 0 | 0 | 0 | 0 | 0 | 0 | 0 | 0 |  | 0 | 0 | 0 | 0 | 0 | 0 | 0 | 0 | 0 | 0 | 0 | 0 | 0 | 0 | 100.6499 | 0 | 0 | 1 | 0 | 0 | 0 | 0 | 0 | 0 | 0 | 0 | 0 | 0 | 0 | 0 | 0 | 0 | -2 | 0 | 0 | 1 |  | 1 | 1 | 1 | 1 | 1 | 1 | 1 | 1+ | 1 | 1
PG&E Greater Bay Study Area | Altamont Midway (Sandhill) | 230 | 0 | 0 | 5 | 0 | 5 | 0 | 0 | 0 | 0 | 0 | 0 | 0 | 0 | 0 | 0 | 0 | 0 | 0 | 0 | 1 |  | 0 | 0 | 0 | 0 | 0 | 5 | 0 | 0 | 0 | 0 | 0 | 0 | 0 | 0 | 0 | 0 | 0 | 1 | 0 | 0 | 0 | 0 | 2 | 0 | 0 | 0 | 0 | 0 | 0 | 0 | 0 | 0 | 0 | 0 | 0 | 1 |  | 0 | 0 | 0 | 0 | 0 | 5 | 0 | 0 | 0 | 0 | 0 | 0 | 0 | 0 | 0 | 0 | 0 | 1 | 0 | 0 | 0 | 0 | 2 | 0 | 0 | 0 | 0 | 0 | 0 | 0 | 0 | 0 | 0 | 0 | 0 | 1 |  | 0 | 0 | 0 | 0 | 0 | 5 | 0 | 0 | 0 | 0 | 0 | 0 | 0 | 0 | 0 | 0 | 0 | 1 | 0 | 0 | 0 | 0 | 2 | 0 | 0 | 0 | 0 | 0 | 0 | 0 | 0 | 0 | 0 | 0 | 0 | 1 |  | 0 | 0 | 0 | 0 | 0 | 5 | 0 | 0 | 0 | 0 | 0 | 0 | 0 | 0 | 0 | 0 | 0 | 1 | 0 | 0 | 0 | 0 | 2 | 0 | 0 | 0 | 0 | 0 | 0 | 0 | 0 | 0 | 0 | 0 | 0 | 1 |  | 1 | 1 | 1 | 1 | 1 | 1 | 1 | 1 | 1 | 0
SCE Northern Area | Antelope | 500 | 0 | 0 | 0 | 0 | 0 | 0 | 0 | 0 | 0 | 0 | 0 | 0 | 0 | 0 | 0 | 0 | 0 | 0 | 0 | 0 |  | 0 | 0 | 0 | 0 | 0 | 0 | 0 | 0 | 0 | 0 | 0 | 0 | 0 | 0 | 0 | 0 | 0 | 0 | 0 | 0 | 0 | 0 | 0 | 0 | 0 | 0 | 0 | 0 | 0 | 0 | 0 | 0 | 0 | 0 | 0 | 0 |  | 0 | 0 | 0 | 0 | 0 | 0 | 0 | 0 | 0 | 0 | 0 | 0 | 0 | 0 | 0 | 0 | 0 | 0 | 0 | 0 | 0 | 0 | 0 | 0 | 0 | 0 | 0 | 0 | 0 | 0 | 0 | 0 | 0 | 0 | 0 | 0 |  | 0 | 0 | 0 | 0 | 0 | 0 | 0 | 0 | 0 | 0 | 0 | 0 | 0 | 0 | 0 | 0 | 0 | 0 | 0 | 0 | 0 | 0 | 0 | 0 | 0 | 0 | 0 | 0 | 0 | 0 | 0 | 0 | 0 | 0 | 0 | 0 |  | 0 | 0 | 0 | 0 | 0 | 0 | 0 | 0 | 0 | 0 | 0 | 0 | 0 | 0 | 0 | 0 | 0 | 0 | 0 | 0 | 0 | 0 | 0 | 0 | 0 | 0 | 0 | 0 | 0 | 0 | 0 | 0 | 0 | 0 | 0 | 0 |  | 1 | 1 | 1 | 1 | 1 | 1 | 1 | 1 | 1 | 0
SCE Northern Area | Antelope | 230 | 0 | 0 | 140 | 50 | 190 | 0 | 0 | 0 | 0 | 0 | 0 | 0 | 161 | 0 | 161 | 0 | 24 | 24 | 0 | 1 |  | 0 | 0 | 0 | 0 | 0 | 0 | 0 | 0 | 0 | 0 | 0 | 161 | 161 | 23.88 | 187.28 | 0 | 0 | 1 | 0 | 0 | 0 | 0 | 2 | 2 | 0 | 0 | 0 | 0 | 0 | 0 | 0 | 0 | -2 | 0 | 0 | 1 |  | 0 | 0 | 0 | 0 | 0 | 0 | 0 | 0 | 0 | 0 | 0 | 161 | 199.55 | 23.88 | 187.28 | 0 | 0 | 1 | 0 | 0 | 0 | 0 | 2 | 2 | 0 | 0 | 0 | 0 | 0 | 0 | -1 | 0 | -2 | 0 | 0 | 1 |  | 0 | 0 | 0 | 0 | 0 | 0 | 0 | 0 | 0 | 0 | 0 | 161 | 199.55 | 23.88 | 187.28 | 0 | 0 | 1 | 0 | 0 | 0 | 0 | 2 | 2 | 0 | 0 | 0 | 0 | 0 | 0 | -1 | 0 | -2 | 0 | 0 | 1 |  | 0 | 0 | 0 | 0 | 0 | 0 | 0 | 0 | 0 | 0 | 1 | 161 | 477.182 | 23.88 | 1432.8406 | 0 | 0 | 1 | 0 | 0 | 0 | 0 | 2 | 2 | 0 | 0 | 0 | 0 | -2 | 0 | -2 | 0 | -2 | 0 | 0 | 1 |  | 1 | 1 | 5- | 1 | 1 | 1+ | 3+ | 4+ | 1 | 1
PG&E Kern Study Area | Arco | 230 | 0 | 0 | 0 | 0 | 0 | 0 | 0 | 0 | 0 | 0 | 0 | 2.2 | 0 | 315 | 315 | 170.4 | 0 | 170.4 | 0 | 1 |  | 0 | 0 | 0 | 0 | 0 | 0 | 0 | 0 | 0 | 0 | 0 | 0 | 0 | 0 | 0 | 0 | 0 | 0 | 0 | 0 | 0 | 0 | 0 | 0 | 0 | 0 | 0 | 0 | 2 | 0 | 2 | 2 | 2 | 0 | 0 | 1 |  | 0 | 0 | 0 | 0 | 0 | 0 | 0 | 0 | 0 | 0 | 2.7 | 1.7 | 256.574 | 0.2 | 254.27 | 0 | 0 | 1 | 0 | 0 | 0 | 0 | 0 | 0 | 0 | 0 | 0 | 0 | -1 | -2 | 1 | 2 | -1 | 0 | 0 | 1 |  | 0 | 0 | 0 | 0 | 0 | 0 | 0 | 0 | 0 | 0 | 2.7 | 1.7 | 608.374 | 292.075 | 606.07 | 0 | 0 | 1 | 0 | 0 | 0 | 0 | 0 | 0 | 0 | 0 | 0 | 0 | -1 | -2 | -2 | -2 | -2 | 0 | 0 | 1 |  | 0 | 0 | 0 | 0 | 0 | 0 | 0 | 0 | 0 | 0 | 2.7 | 1.7 | 1181.0979 | 292.075 | 1208.6068 | 0 | 0 | 1 | 0 | 0 | 0 | 0 | 0 | 0 | 0 | 0 | 0 | 0 | -1 | -2 | -2 | -2 | -2 | 0 | 0 | 1 |  | 1 | 1 | 1 | 1 | 1 | 3+ | 4+ | 4+ | 1 | 1
SCE Metro Study Area | ArcoGen | 230 | 0 | 0 | 0 | 0 | 0 | 0 | 0 | 0 | 0 | 0 | 0 | 0 | 0 | 0 | 0 | 0 | 0 | 0 | 0 | 0 |  | 0 | 0 | 0 | 0 | 0 | 0 | 0 | 0 | 0 | 0 | 0 | 0 | 0 | 0 | 0 | 0 | 0 | 0 | 0 | 0 | 0 | 0 | 0 | 0 | 0 | 0 | 0 | 0 | 0 | 0 | 0 | 0 | 0 | 0 | 0 | 0 |  | 0 | 0 | 0 | 0 | 0 | 0 | 0 | 0 | 0 | 0 | 0 | 0 | 0 | 0 | 0 | 0 | 0 | 0 | 0 | 0 | 0 | 0 | 0 | 0 | 0 | 0 | 0 | 0 | 0 | 0 | 0 | 0 | 0 | 0 | 0 | 0 |  | 0 | 0 | 0 | 0 | 0 | 0 | 0 | 0 | 0 | 0 | 0 | 0 | 0 | 0 | 0 | 0 | 0 | 0 | 0 | 0 | 0 | 0 | 0 | 0 | 0 | 0 | 0 | 0 | 0 | 0 | 0 | 0 | 0 | 0 | 0 | 0 |  | 0 | 0 | 0 | 0 | 0 | 0 | 0 | 0 | 0 | 0 | 0 | 0 | 0 | 0 | 0 | 0 | 0 | 0 | 0 | 0 | 0 | 0 | 0 | 0 | 0 | 0 | 0 | 0 | 0 | 0 | 0 | 0 | 0 | 0 | 0 | 0 |  | 1 | 1 | 1 | 1 | 1 | 1 | 1 | 1 | 1 | 0
SDG&E Study Area | Artesian | 230 | 0 | 0 | 0 | 0 | 0 | 0 | 0 | 0 | 0 | 0 | 0 | 0 | 0 | 0 | 0 | 0 | 0 | 0 | 0 | 0 |  | 0 | 0 | 0 | 0 | 0 | 0 | 0 | 0 | 0 | 0 | 0 | 0 | 0 | 0 | 0 | 0 | 0 | 0 | 0 | 0 | 0 | 0 | 0 | 0 | 0 | 0 | 0 | 0 | 0 | 0 | 0 | 0 | 0 | 0 | 0 | 0 |  | 0 | 0 | 0 | 0 | 0 | 0 | 0 | 0 | 0 | 0 | 0 | 0 | 0 | 0 | 0 | 0 | 0 | 0 | 0 | 0 | 0 | 0 | 0 | 0 | 0 | 0 | 0 | 0 | 0 | 0 | 0 | 0 | 0 | 0 | 0 | 0 |  | 0 | 0 | 0 | 0 | 0 | 0 | 0 | 0 | 0 | 0 | 0 | 0 | 0 | 0 | 0 | 0 | 0 | 0 | 0 | 0 | 0 | 0 | 0 | 0 | 0 | 0 | 0 | 0 | 0 | 0 | 0 | 0 | 0 | 0 | 0 | 0 |  | 0 | 0 | 0 | 0 | 0 | 0 | 0 | 0 | 0 | 0 | 0 | 0 | 0 | 0 | 0 | 0 | 0 | 0 | 0 | 0 | 0 | 0 | 0 | 0 | 0 | 0 | 0 | 0 | 0 | 0 | 0 | 0 | 0 | 0 | 0 | 0 |  | 1 | 1 | 1 | 1 | 1 | 1 | 1 | 1 | 1 | 0
PG&E Fresno Study Area | Ashlan | 230 | 0 | 0 | 0 | 0 | 0 | 0 | 0 | 0 | 0 | 0 | 0 | 0 | 0 | 0 | 0 | 0 | 0 | 0 | 0 | 0 |  | 0 | 0 | 0 | 0 | 0 | 0 | 0 | 0 | 0 | 0 | 0 | 0 | 0 | 0 | 0 | 0 | 0 | 0 | 0 | 0 | 0 | 0 | 0 | 0 | 0 | 0 | 0 | 0 | 0 | 0 | 0 | 0 | 0 | 0 | 0 | 0 |  | 0 | 0 | 0 | 0 | 0 | 0 | 0 | 0 | 0 | 0 | 0 | 0 | 0 | 0 | 0 | 0 | 0 | 0 | 0 | 0 | 0 | 0 | 0 | 0 | 0 | 0 | 0 | 0 | 0 | 0 | 0 | 0 | 0 | 0 | 0 | 0 |  | 0 | 0 | 0 | 0 | 0 | 0 | 0 | 0 | 0 | 0 | 0 | 0 | 0 | 0 | 0 | 0 | 0 | 0 | 0 | 0 | 0 | 0 | 0 | 0 | 0 | 0 | 0 | 0 | 0 | 0 | 0 | 0 | 0 | 0 | 0 | 0 |  | 0 | 0 | 0 | 0 | 0 | 0 | 0 | 0 | 0 | 0 | 0 | 0 | 0 | 0 | 0 | 0 | 0 | 0 | 0 | 0 | 0 | 0 | 0 | 0 | 0 | 0 | 0 | 0 | 0 | 0 | 0 | 0 | 0 | 0 | 0 | 0 |  | 1 | 1 | 1 | 1 | 1 | 1 | 1 | 1 | 1 | 0
PG&E North of Greater Bay Study Area | Atlantic | 230 | 0 | 0 | 0 | 0 | 0 | 0 | 0 | 0 | 0 | 0 | 0 | 0 | 0 | 0 | 0 | 0 | 0 | 0 | 0 | 0 |  | 0 | 0 | 0 | 0 | 0 | 0 | 0 | 0 | 0 | 0 | 0 | 0 | 0 | 0 | 0 | 0 | 0 | 0 | 0 | 0 | 0 | 0 | 0 | 0 | 0 | 0 | 0 | 0 | 0 | 0 | 0 | 0 | 0 | 0 | 0 | 0 |  | 0 | 0 | 0 | 0 | 0 | 0 | 0 | 0 | 0 | 0 | 0 | 0 | 0 | 0 | 0 | 0 | 0 | 0 | 0 | 0 | 0 | 0 | 0 | 0 | 0 | 0 | 0 | 0 | 0 | 0 | 0 | 0 | 0 | 0 | 0 | 0 |  | 0 | 0 | 0 | 0 | 0 | 0 | 0 | 0 | 0 | 0 | 0 | 0 | 0 | 0 | 0 | 0 | 0 | 0 | 0 | 0 | 0 | 0 | 0 | 0 | 0 | 0 | 0 | 0 | 0 | 0 | 0 | 0 | 0 | 0 | 0 | 0 |  | 0 | 0 | 0 | 0 | 0 | 0 | 0 | 0 | 0 | 0 | 0 | 0 | 0 | 0 | 0 | 0 | 0 | 0 | 0 | 0 | 0 | 0 | 0 | 0 | 0 | 0 | 0 | 0 | 0 | 0 | 0 | 0 | 0 | 0 | 0 | 0 |  | 1 | 1 | 1 | 1 | 1 | 1 | 1 | 1 | 1 | 0
PG&E North of Greater Bay Study Area | Atlantic | 115 | 0 | 0 | 0 | 0 | 0 | 0 | 0 | 0 | 0 | 0 | 0 | 0 | 0 | 0 | 0 | 0 | 0 | 0 | 0 | 0 |  | 0 | 0 | 0 | 0 | 0 | 0 | 0 | 0 | 0 | 0 | 0 | 0 | 0 | 0 | 0 | 0 | 0 | 0 | 0 | 0 | 0 | 0 | 0 | 0 | 0 | 0 | 0 | 0 | 0 | 0 | 0 | 0 | 0 | 0 | 0 | 0 |  | 0 | 0 | 0 | 0 | 0 | 0 | 0 | 0 | 0 | 0 | 0 | 0 | 0 | 0 | 0 | 0 | 0 | 0 | 0 | 0 | 0 | 0 | 0 | 0 | 0 | 0 | 0 | 0 | 0 | 0 | 0 | 0 | 0 | 0 | 0 | 0 |  | 0 | 0 | 0 | 0 | 0 | 0 | 0 | 0 | 0 | 0 | 0 | 0 | 0 | 0 | 102 | 0 | 0 | 1 | 0 | 0 | 0 | 0 | 0 | 0 | 0 | 0 | 0 | 0 | 0 | 0 | 0 | 0 | -2 | 0 | 0 | 1 |  | 0 | 0 | 0 | 0 | 0 | 0 | 0 | 0 | 0 | 0 | 0 | 0 | 0 | 0 | 102 | 0 | 0 | 1 | 0 | 0 | 0 | 0 | 0 | 0 | 0 | 0 | 0 | 0 | 0 | 0 | 0 | 0 | -2 | 0 | 0 | 1 |  | 1 | 1 | 1 | 1 | 1 | 1 | 1 | 2+ | 1 | 1
PG&E Greater Bay Study Area | Avena | 115 | 0 | 0 | 0 | 0 | 0 | 0 | 0 | 0 | 0 | 0 | 0 | 0 | 0 | 0 | 0 | 0 | 0 | 0 | 0 | 0 |  | 0 | 0 | 0 | 0 | 0 | 0 | 0 | 0 | 0 | 0 | 0 | 0 | 0 | 0 | 0 | 0 | 0 | 0 | 0 | 0 | 0 | 0 | 0 | 0 | 0 | 0 | 0 | 0 | 0 | 0 | 0 | 0 | 0 | 0 | 0 | 0 |  | 0 | 0 | 0 | 0 | 0 | 0 | 0 | 0 | 0 | 0 | 0 | 0 | 0 | 0 | 0 | 0 | 0 | 0 | 0 | 0 | 0 | 0 | 0 | 0 | 0 | 0 | 0 | 0 | 0 | 0 | 0 | 0 | 0 | 0 | 0 | 0 |  | 0 | 0 | 0 | 0 | 0 | 0 | 0 | 0 | 0 | 0 | 0 | 0 | 0 | 0 | 0 | 0 | 0 | 0 | 0 | 0 | 0 | 0 | 0 | 0 | 0 | 0 | 0 | 0 | 0 | 0 | 0 | 0 | 0 | 0 | 0 | 0 |  | 0 | 0 | 0 | 0 | 0 | 0 | 0 | 0 | 0 | 0 | 0 | 0 | 0 | 0 | 0 | 0 | 0 | 0 | 0 | 0 | 0 | 0 | 0 | 0 | 0 | 0 | 0 | 0 | 0 | 0 | 0 | 0 | 0 | 0 | 0 | 0 |  | 1 | 1 | 1 | 1 | 1 | 1 | 1 | 1 | 1 | 0
SDG&E Study Area | Avocado | 69 | 0 | 0 | 0 | 0 | 0 | 0 | 0 | 0 | 0 | 0 | 0 | 0 | 0 | 0 | 0 | 29.6 | 0 | 29.6 | 0 | 1 |  | 0 | 0 | 0 | 0 | 0 | 0 | 0 | 0 | 0 | 0 | 0 | 0 | 0 | 29.6 | 29.6 | 0 | 0 | 1 | 0 | 0 | 0 | 0 | 0 | 0 | 0 | 0 | 0 | 0 | 0 | 0 | 0 | 0 | 0 | 0 | 0 | 0 |  | 0 | 0 | 0 | 0 | 0 | 0 | 0 | 0 | 0 | 0 | 0 | 0 | 0 | 29.6 | 29.6 | 0 | 0 | 1 | 0 | 0 | 0 | 0 | 0 | 0 | 0 | 0 | 0 | 0 | 0 | 0 | 0 | 0 | 0 | 0 | 0 | 0 |  | 0 | 0 | 0 | 0 | 0 | 0 | 0 | 0 | 0 | 0 | 0 | 0 | 0 | 29.6 | 29.6 | 0 | 0 | 1 | 0 | 0 | 0 | 0 | 0 | 0 | 0 | 0 | 0 | 0 | 0 | 0 | 0 | 0 | 0 | 0 | 0 | 0 |  | 0 | 0 | 0 | 0 | 0 | 0 | 0 | 0 | 0 | 0 | 0 | 0 | 0 | 29.6 | 29.6 | 0 | 0 | 1 | 0 | 0 | 0 | 0 | 0 | 0 | 0 | 0 | 0 | 0 | 0 | 0 | 0 | 0 | 0 | 0 | 0 | 0 |  | 1 | 1 | 1 | 1 | 1 | 1 | 1 | 1 | 1 | 0
PG&E North of Greater Bay Study Area | Bahia | 230 | 0 | 0 | 0 | 0 | 0 | 0 | 0 | 0 | 0 | 0 | 0 | 0 | 0 | 0 | 0 | 0 | 0 | 0 | 0 | 0 |  | 0 | 0 | 0 | 0 | 0 | 0 | 0 | 0 | 0 | 0 | 0 | 0 | 0 | 0 | 0 | 0 | 0 | 0 | 0 | 0 | 0 | 0 | 0 | 0 | 0 | 0 | 0 | 0 | 0 | 0 | 0 | 0 | 0 | 0 | 0 | 0 |  | 0 | 0 | 0 | 0 | 0 | 0 | 0 | 0 | 0 | 0 | 0 | 0 | 0 | 0 | 4.9 | 0 | 0 | 1 | 0 | 0 | 0 | 0 | 0 | 0 | 0 | 0 | 0 | 0 | 0 | 0 | 0 | 0 | -2 | 0 | 0 | 1 |  | 0 | 0 | 0 | 0 | 0 | 0 | 0 | 0 | 0 | 0 | 0 | 0 | 0 | 0 | 4.9 | 0 | 0 | 1 | 0 | 0 | 0 | 0 | 0 | 0 | 0 | 0 | 0 | 0 | 0 | 0 | 0 | 0 | -2 | 0 | 0 | 1 |  | 0 | 0 | 0 | 0 | 0 | 0 | 0 | 0 | 0 | 0 | 0 | 0 | 0 | 0 | 4.9 | 0 | 0 | 1 | 0 | 0 | 0 | 0 | 0 | 0 | 0 | 0 | 0 | 0 | 0 | 0 | 0 | 0 | -2 | 0 | 0 | 1 |  | 1 | 1 | 1 | 1 | 1 | 1 | 1 | 4+ | 1 | 1
SCE Northern Area | Bailey | 230 | 0 | 0 | 0 | 0 | 0 | 0 | 0 | 0 | 0 | 0 | 0 | 0 | 0 | 0 | 0 | 0 | 0 | 0 | 0 | 0 |  | 0 | 0 | 0 | 0 | 0 | 0 | 0 | 0 | 0 | 0 | 0 | 0 | 0 | 66 | 66 | 0 | 0 | 1 | 0 | 0 | 0 | 0 | 0 | 0 | 0 | 0 | 0 | 0 | 0 | 0 | 0 | -2 | -2 | 0 | 0 | 1 |  | 0 | 0 | 0 | 0 | 0 | 0 | 0 | 0 | 0 | 0 | 0 | 0 | 0 | 66 | 66 | 0 | 0 | 1 | 0 | 0 | 0 | 0 | 0 | 0 | 0 | 0 | 0 | 0 | 0 | 0 | 0 | -2 | -2 | 0 | 0 | 1 |  | 0 | 0 | 0 | 0 | 0 | 0 | 0 | 0 | 0 | 0 | 0 | 0 | 0 | 66 | 66 | 0 | 0 | 1 | 0 | 0 | 0 | 0 | 0 | 0 | 0 | 0 | 0 | 0 | 0 | 0 | 0 | -2 | -2 | 0 | 0 | 1 |  | 0 | 0 | 0 | 0 | 0 | 0 | 0 | 0 | 0 | 0 | 0 | 0 | 0 | 66 | 66 | 0 | 0 | 1 | 0 | 0 | 0 | 0 | 0 | 0 | 0 | 0 | 0 | 0 | 0 | 0 | 0 | -2 | -2 | 0 | 0 | 1 |  | 1 | 1 | 1 | 1 | 1 | 1 | 1 | 4+ | 1 | 1
PG&E Kern Study Area | Bakersfield | 230 | 0 | 0 | 0 | 0 | 0 | 0 | 0 | 0 | 0 | 0 | 0 | 0 | 0 | 0 | 0 | 0 | 0 | 0 | 0 | 0 |  | 0 | 0 | 0 | 0 | 0 | 0 | 0 | 0 | 0 | 0 | 0 | 0 | 0 | 0 | 0 | 0 | 0 | 0 | 0 | 0 | 0 | 0 | 0 | 0 | 0 | 0 | 0 | 0 | 0 | 0 | 0 | 0 | 0 | 0 | 0 | 0 |  | 0 | 0 | 0 | 0 | 0 | 0 | 0 | 0 | 0 | 0 | 0 | 0 | 0 | 0 | 0 | 0 | 0 | 0 | 0 | 0 | 0 | 0 | 0 | 0 | 0 | 0 | 0 | 0 | 0 | 0 | 0 | 0 | 0 | 0 | 0 | 0 |  | 0 | 0 | 0 | 0 | 0 | 0 | 0 | 0 | 0 | 0 | 0 | 0 | 0 | 0 | 0 | 0 | 0 | 0 | 0 | 0 | 0 | 0 | 0 | 0 | 0 | 0 | 0 | 0 | 0 | 0 | 0 | 0 | 0 | 0 | 0 | 0 |  | 0 | 0 | 0 | 0 | 0 | 0 | 0 | 0 | 0 | 0 | 0 | 0 | 0 | 0 | 0 | 0 | 0 | 0 | 0 | 0 | 0 | 0 | 0 | 0 | 0 | 0 | 0 | 0 | 0 | 0 | 0 | 0 | 0 | 0 | 0 | 0 |  | 1 | 1 | 1 | 1 | 1 | 1 | 1 | 1 | 1 | 0
PG&E Fresno Study Area | Balch 2 | 230 | 0 | 3 | 0 | 0 | 0 | 0 | 0 | 0 | 0 | 0 | 0 | 0 | 0 | 0 | 0 | 0 | 0 | 0 | 0 | 1 |  | 0 | 0 | 0 | 0 | 0 | 0 | 0 | 0 | 0 | 0 | 0 | 0 | 0 | 0 | 0 | 0 | 0 | 0 | 0 | 0 | 2 | 2 | 0 | 0 | 0 | 0 | 0 | 0 | 0 | 0 | 0 | 0 | 0 | 0 | 0 | 1 |  | 0 | 0 | 0 | 0 | 0 | 0 | 0 | 0 | 0 | 0 | 0 | 0 | 0 | 0 | 0 | 0 | 0 | 0 | 0 | 0 | 2 | 2 | 0 | 0 | 0 | 0 | 0 | 0 | 0 | 0 | 0 | 0 | 0 | 0 | 0 | 1 |  | 0 | 0 | 0 | 0 | 0 | 0 | 0 | 0 | 0 | 0 | 0 | 0 | 0 | 0 | 0 | 0 | 0 | 0 | 0 | 0 | 2 | 2 | 0 | 0 | 0 | 0 | 0 | 0 | 0 | 0 | 0 | 0 | 0 | 0 | 0 | 1 |  | 0 | 0 | 0 | 0 | 0 | 0 | 0 | 0 | 0 | 0 | 0 | 0 | 0 | 0 | 0 | 0 | 0 | 0 | 0 | 0 | 2 | 2 | 0 | 0 | 0 | 0 | 0 | 0 | 0 | 0 | 0 | 0 | 0 | 0 | 0 | 1 |  | 1 | 5- | 1 | 1 | 1 | 1 | 1 | 1 | 1 | 1
SCE Metro Study Area | Barre | 230 | 0 | 0 | 0 | 0 | 0 | 0 | 0 | 0 | 0 | 0 | 0 | 0 | 0 | 0 | 0 | 0 | 0 | 0 | 0 | 0 |  | 0 | 0 | 0 | 0 | 0 | 0 | 0 | 0 | 0 | 0 | 0 | 0 | 0 | 0 | 0 | 0 | 0 | 0 | 0 | 0 | 0 | 0 | 0 | 0 | 0 | 0 | 0 | 0 | 0 | 0 | 0 | 0 | 0 | 0 | 0 | 0 |  | 0 | 0 | 0 | 0 | 0 | 0 | 0 | 0 | 0 | 0 | 0 | 0 | 0 | 0 | 0 | 0 | 0 | 0 | 0 | 0 | 0 | 0 | 0 | 0 | 0 | 0 | 0 | 0 | 0 | 0 | 0 | 0 | 0 | 0 | 0 | 0 |  | 0 | 0 | 0 | 0 | 0 | 0 | 0 | 0 | 0 | 0 | 0 | 0 | 0 | 0 | 0 | 0 | 0 | 0 | 0 | 0 | 0 | 0 | 0 | 0 | 0 | 0 | 0 | 0 | 0 | 0 | 0 | 0 | 0 | 0 | 0 | 0 |  | 0 | 0 | 0 | 0 | 0 | 0 | 0 | 0 | 0 | 0 | 0 | 0 | 0 | 0 | 110 | 0 | 0 | 1 | 0 | 0 | 0 | 0 | 0 | 0 | 0 | 0 | 0 | 0 | 0 | 0 | 0 | 0 | -2 | 0 | 0 | 1 |  | 1 | 1 | 1 | 1 | 1 | 1 | 1 | 1+ | 1 | 1
SDG&E Study Area | Bay Boulevard | 230 | 0 | 0 | 0 | 0 | 0 | 0 | 0 | 0 | 0 | 0 | 0 | 0 | 0 | 0 | 0 | 0 | 0 | 0 | 0 | 0 |  | 0 | 0 | 0 | 0 | 0 | 0 | 0 | 0 | 0 | 0 | 0 | 0 | 0 | 0 | 0 | 0 | 0 | 0 | 0 | 0 | 0 | 0 | 0 | 0 | 0 | 0 | 0 | 0 | 0 | 0 | 0 | 0 | 0 | 0 | 0 | 0 |  | 0 | 0 | 0 | 0 | 0 | 0 | 0 | 0 | 0 | 0 | 0 | 0 | 0 | 0 | 0 | 0 | 0 | 0 | 0 | 0 | 0 | 0 | 0 | 0 | 0 | 0 | 0 | 0 | 0 | 0 | 0 | 0 | 0 | 0 | 0 | 0 |  | 0 | 0 | 0 | 0 | 0 | 0 | 0 | 0 | 0 | 0 | 0 | 0 | 0 | 0 | 0 | 0 | 0 | 0 | 0 | 0 | 0 | 0 | 0 | 0 | 0 | 0 | 0 | 0 | 0 | 0 | 0 | 0 | 0 | 0 | 0 | 0 |  | 0 | 0 | 0 | 0 | 0 | 0 | 0 | 0 | 0 | 0 | 0 | 0 | 0 | 0 | 0 | 0 | 0 | 0 | 0 | 0 | 0 | 0 | 0 | 0 | 0 | 0 | 0 | 0 | 0 | 0 | 0 | 0 | 0 | 0 | 0 | 0 |  | 1 | 1 | 1 | 1 | 1 | 1 | 1 | 1 | 1 | 0
East of Pisgah Study Area | Beatty | 138 | 450 | 0 | 0 | 0 | 0 | 0 | 0 | 0 | 0 | 0 | 0 | 0 | 0 | 0 | 0 | 0 | 0 | 0 | 0 | 1 |  | 0 | 0 | 0 | 0 | 0 | 0 | 0 | 0 | 0 | 0 | 0 | 0 | 0 | 0 | 0 | 0 | 0 | 0 | 2 | 2 | 0 | 0 | 0 | 0 | 0 | 0 | 0 | 0 | 0 | 0 | 0 | 0 | 0 | 0 | 0 | 1 |  | 0 | 0 | 0 | 0 | 0 | 0 | 0 | 0 | 0 | 0 | 0 | 0 | 0 | 0 | 0 | 0 | 0 | 0 | 2 | 2 | 0 | 0 | 0 | 0 | 0 | 0 | 0 | 0 | 0 | 0 | 0 | 0 | 0 | 0 | 0 | 1 |  | 0 | 0 | 0 | 0 | 0 | 0 | 0 | 0 | 0 | 0 | 0 | 0 | 0 | 0 | 0 | 0 | 0 | 0 | 2 | 2 | 0 | 0 | 0 | 0 | 0 | 0 | 0 | 0 | 0 | 0 | 0 | 0 | 0 | 0 | 0 | 1 |  | 0 | 0 | 0 | 0 | 0 | 0 | 0 | 0 | 0 | 0 | 0 | 0 | 508.56 | 0 | 515.08 | 0 | 0 | 1 | 2 | 2 | 0 | 0 | 0 | 0 | 0 | 0 | 0 | 0 | 0 | 0 | -2 | 0 | -2 | 0 | 0 | 1 |  | 5- | 1 | 1 | 1 | 1 | 1 | 1+ | 1+ | 1 | 1
PG&E Greater Bay Study Area | Belden | 230 | 0 | 0 | 0 | 0 | 0 | 0 | 0 | 0 | 0 | 0 | 0 | 0 | 0 | 0 | 0 | 0 | 0 | 0 | 0 | 0 |  | 0 | 0 | 0 | 0 | 0 | 0 | 0 | 0 | 0 | 0 | 0 | 0 | 0 | 0 | 0 | 0 | 0 | 0 | 0 | 0 | 0 | 0 | 0 | 0 | 0 | 0 | 0 | 0 | 0 | 0 | 0 | 0 | 0 | 0 | 0 | 0 |  | 0 | 0 | 0 | 0 | 0 | 0 | 0 | 0 | 0 | 0 | 0 | 0 | 0 | 0 | 0 | 0 | 0 | 0 | 0 | 0 | 0 | 0 | 0 | 0 | 0 | 0 | 0 | 0 | 0 | 0 | 0 | 0 | 0 | 0 | 0 | 0 |  | 0 | 0 | 0 | 0 | 0 | 0 | 0 | 0 | 0 | 0 | 0 | 0 | 0 | 0 | 0 | 0 | 0 | 0 | 0 | 0 | 0 | 0 | 0 | 0 | 0 | 0 | 0 | 0 | 0 | 0 | 0 | 0 | 0 | 0 | 0 | 0 |  | 0 | 0 | 0 | 0 | 0 | 0 | 0 | 0 | 0 | 0 | 0 | 0 | 0 | 0 | 0 | 0 | 0 | 0 | 0 | 0 | 0 | 0 | 0 | 0 | 0 | 0 | 0 | 0 | 0 | 0 | 0 | 0 | 0 | 0 | 0 | 0 |  | 1 | 1 | 1 | 1 | 1 | 1 | 1 | 1 | 1 | 0
PG&E North of Greater Bay Study Area | Bellevue | 115 | 0 | 0 | 0 | 0 | 0 | 0 | 0 | 0 | 0 | 0 | 0 | 0 | 0 | 0 | 0 | 0 | 0 | 0 | 0 | 0 |  | 0 | 0 | 0 | 0 | 0 | 0 | 0 | 0 | 0 | 0 | 0 | 0 | 0 | 0 | 0 | 0 | 0 | 0 | 0 | 0 | 0 | 0 | 0 | 0 | 0 | 0 | 0 | 0 | 0 | 0 | 0 | 0 | 0 | 0 | 0 | 0 |  | 0 | 0 | 0 | 0 | 0 | 0 | 0 | 0 | 0 | 0 | 0 | 0 | 0 | 0 | 0 | 0 | 0 | 0 | 0 | 0 | 0 | 0 | 0 | 0 | 0 | 0 | 0 | 0 | 0 | 0 | 0 | 0 | 0 | 0 | 0 | 0 |  | 0 | 0 | 0 | 0 | 0 | 0 | 0 | 0 | 0 | 0 | 0 | 0 | 0 | 0 | 0 | 0 | 0 | 0 | 0 | 0 | 0 | 0 | 0 | 0 | 0 | 0 | 0 | 0 | 0 | 0 | 0 | 0 | 0 | 0 | 0 | 0 |  | 0 | 0 | 0 | 0 | 0 | 0 | 0 | 0 | 0 | 0 | 0 | 0 | 0 | 0 | 0 | 0 | 0 | 0 | 0 | 0 | 0 | 0 | 0 | 0 | 0 | 0 | 0 | 0 | 0 | 0 | 0 | 0 | 0 | 0 | 0 | 0 |  | 1 | 1 | 1 | 1 | 1 | 1 | 1 | 1 | 1 | 0
PG&E North of Greater Bay Study Area | Bellota | 230 | 0 | 0 | 0 | 0 | 0 | 0 | 0 | 0 | 0 | 0 | 0 | 0 | 0 | 0 | 0 | 0 | 0 | 0 | 0 | 0 |  | 0 | 0 | 0 | 0 | 0 | 0 | 0 | 0 | 0 | 0 | 0 | 0 | 0 | 0 | 0 | 0 | 0 | 0 | 0 | 0 | 0 | 0 | 0 | 0 | 0 | 0 | 0 | 0 | 0 | 0 | 0 | 0 | 0 | 0 | 0 | 0 |  | 0 | 0 | 0 | 0 | 0 | 0 | 0 | 0 | 0 | 0 | 0 | 0 | 0 | 0 | 0 | 0 | 0 | 0 | 0 | 0 | 0 | 0 | 0 | 0 | 0 | 0 | 0 | 0 | 0 | 0 | 0 | 0 | 0 | 0 | 0 | 0 |  | 0 | 0 | 0 | 0 | 0 | 0 | 0 | 0 | 0 | 0 | 0 | 0 | 0 | 0 | 0 | 0 | 0 | 0 | 0 | 0 | 0 | 0 | 0 | 0 | 0 | 0 | 0 | 0 | 0 | 0 | 0 | 0 | 0 | 0 | 0 | 0 |  | 0 | 0 | 0 | 0 | 0 | 0 | 0 | 0 | 0 | 0 | 0 | 0 | 0 | 0 | 0 | 0 | 0 | 0 | 0 | 0 | 0 | 0 | 0 | 0 | 0 | 0 | 0 | 0 | 0 | 0 | 0 | 0 | 0 | 0 | 0 | 0 |  | 1 | 1 | 1 | 1 | 1 | 1 | 1 | 1 | 1 | 0
PG&E North of Greater Bay Study Area | Bellota | 115 | 0 | 1 | 0 | 0 | 0 | 0 | 0 | 0 | 0 | 0 | 0 | 0 | 0 | 0 | 0 | 0 | 0 | 0 | 0 | 1 |  | 0 | 0 | 0 | 0 | 0 | 0 | 0 | 0 | 0 | 0 | 0 | 0 | 0 | 0 | 18 | 0 | 0 | 1 | 0 | 0 | 2 | 2 | 0 | 0 | 0 | 0 | 0 | 0 | 0 | 0 | 0 | 0 | -2 | 0 | 0 | 1 |  | 0 | 0 | 0 | 0 | 0 | 0 | 0 | 0 | 0 | 0 | 0 | 0 | 0 | 0 | 18 | 0 | 0 | 1 | 0 | 0 | 2 | 2 | 0 | 0 | 0 | 0 | 0 | 0 | 0 | 0 | 0 | 0 | -2 | 0 | 0 | 1 |  | 0 | 0 | 0 | 0 | 0 | 0 | 0 | 0 | 0 | 0 | 0 | 0 | 0 | 0 | 18 | 0 | 0 | 1 | 0 | 0 | 2 | 2 | 0 | 0 | 0 | 0 | 0 | 0 | 0 | 0 | 0 | 0 | -2 | 0 | 0 | 1 |  | 0 | 0 | 0 | 0 | 0 | 0 | 0 | 0 | 0 | 0 | 0 | 0 | 257.35 | 0 | 849.385 | 0 | 0 | 1 | 0 | 0 | 2 | 2 | 0 | 0 | 0 | 0 | 0 | 0 | 0 | 0 | -2 | 0 | -2 | 0 | 0 | 1 |  | 1 | 5- | 1 | 1 | 1 | 1 | 1+ | 4+ | 1 | 1
SCE Northern Area | Big Creek | 230 | 0 | 0 | 0 | 0 | 0 | 0 | 0 | 0 | 0 | 0 | 0 | 0 | 0 | 0 | 0 | 0 | 0 | 0 | 0 | 0 |  | 0 | 0 | 0 | 0 | 0 | 0 | 0 | 0 | 0 | 0 | 0 | 0 | 0 | 0 | 0 | 0 | 0 | 0 | 0 | 0 | 0 | 0 | 0 | 0 | 0 | 0 | 0 | 0 | 0 | 0 | 0 | 0 | 0 | 0 | 0 | 0 |  | 0 | 0 | 0 | 0 | 0 | 0 | 0 | 0 | 0 | 0 | 0 | 0 | 0 | 0 | 0 | 0 | 0 | 0 | 0 | 0 | 0 | 0 | 0 | 0 | 0 | 0 | 0 | 0 | 0 | 0 | 0 | 0 | 0 | 0 | 0 | 0 |  | 0 | 0 | 0 | 0 | 0 | 0 | 0 | 0 | 0 | 0 | 0 | 0 | 0 | 0 | 0 | 0 | 0 | 0 | 0 | 0 | 0 | 0 | 0 | 0 | 0 | 0 | 0 | 0 | 0 | 0 | 0 | 0 | 0 | 0 | 0 | 0 |  | 0 | 0 | 0 | 0 | 0 | 0 | 0 | 0 | 0 | 0 | 0 | 0 | 0 | 0 | 0 | 0 | 0 | 0 | 0 | 0 | 0 | 0 | 0 | 0 | 0 | 0 | 0 | 0 | 0 | 0 | 0 | 0 | 0 | 0 | 0 | 0 |  | 1 | 1 | 1 | 1 | 1 | 1 | 1 | 1 | 1 | 0
PG&E North of Greater Bay Study Area | Birds Landing | 230 | 0 | 0 | 100 | 110 | 210 | 0 | 0 | 0 | 0 | 0 | 0 | 0 | 0 | 0 | 0 | 0 | 38.4 | 38.4 | 0 | 1 |  | 0 | 0 | 0 | 0 | 0 | 0 | 0 | 0 | 0 | 0 | 0 | 0 | 0 | 38.86 | 92 | 0 | 0 | 1 | 0 | 0 | 0 | 0 | 2 | 2 | 0 | 0 | 0 | 0 | 0 | 0 | 0 | 0 | -2 | 0 | 0 | 1 |  | 0 | 0 | 0 | 0 | 0.8 | 2.354 | 0 | 0 | 0 | 0 | 0 | 0 | 0 | 38.86 | 92 | 0 | 0 | 1 | 0 | 0 | 0 | 0 | 2 | 2 | 0 | 0 | 0 | 0 | 0 | 0 | 0 | 0 | -2 | 0 | 0 | 1 |  | 0 | 0 | 0 | 0 | 0.8 | 209.554 | 0 | 0 | 0 | 0 | 0 | 0 | 205.02 | 38.86 | 295.94 | 0 | 0 | 1 | 0 | 0 | 0 | 0 | 2 | 0 | 0 | 0 | 0 | 0 | 0 | 0 | -2 | 0 | -2 | 0 | 0 | 1 |  | 0 | 0 | 0 | 0 | 0.8 | 209.554 | 0 | 0 | 0 | 0 | 0 | 0 | 205.02 | 38.86 | 416.56 | 0 | 0 | 1 | 0 | 0 | 0 | 0 | 2 | 0 | 0 | 0 | 0 | 0 | 0 | 0 | -2 | 0 | -2 | 0 | 0 | 1 |  | 1 | 1 | 2- | 1 | 1 | 1 | 2+ | 4+ | 1 | 1
SCE Eastern Study Area | BlytheSC 161 kV | 161 | 0 | 0 | 0 | 0 | 0 | 0 | 0 | 0 | 0 | 0 | 0 | 0 | 0 | 0 | 0 | 0 | 0 | 0 | 0 | 0 |  | 0 | 0 | 0 | 0 | 0 | 0 | 0 | 0 | 0 | 0 | 0 | 0 | 0 | 0 | 0 | 0 | 0 | 0 | 0 | 0 | 0 | 0 | 0 | 0 | 0 | 0 | 0 | 0 | 0 | 0 | 0 | 0 | 0 | 0 | 0 | 0 |  | 0 | 0 | 0 | 0 | 0 | 0 | 0 | 0 | 0 | 0 | 0 | 0 | 0 | 0 | 0 | 0 | 0 | 0 | 0 | 0 | 0 | 0 | 0 | 0 | 0 | 0 | 0 | 0 | 0 | 0 | 0 | 0 | 0 | 0 | 0 | 0 |  | 0 | 0 | 0 | 0 | 0 | 0 | 0 | 0 | 0 | 0 | 0 | 0 | 0 | 0 | 0 | 0 | 0 | 0 | 0 | 0 | 0 | 0 | 0 | 0 | 0 | 0 | 0 | 0 | 0 | 0 | 0 | 0 | 0 | 0 | 0 | 0 |  | 0 | 0 | 0 | 0 | 0 | 0 | 0 | 0 | 0 | 0 | 0 | 0 | 21 | 0 | 64 | 0 | 0 | 1 | 0 | 0 | 0 | 0 | 0 | 0 | 0 | 0 | 0 | 0 | 0 | 0 | -2 | 0 | -2 | 0 | 0 | 1 |  | 1 | 1 | 1 | 1 | 1 | 1 | 1+ | 1+ | 1 | 1
PG&E North of Greater Bay Study Area | Bogue | 115 | 0 | 0 | 0 | 0 | 0 | 0 | 0 | 0 | 0 | 0 | 0 | 0 | 0 | 0 | 0 | 0 | 0 | 0 | 0 | 0 |  | 0 | 0 | 0 | 0 | 0 | 0 | 0 | 0 | 0 | 0 | 0 | 0 | 0 | 0 | 0 | 0 | 0 | 0 | 0 | 0 | 0 | 0 | 0 | 0 | 0 | 0 | 0 | 0 | 0 | 0 | 0 | 0 | 0 | 0 | 0 | 0 |  | 0 | 0 | 0 | 0 | 0 | 0 | 0 | 0 | 0 | 0 | 0 | 0 | 0 | 0 | 0 | 0 | 0 | 0 | 0 | 0 | 0 | 0 | 0 | 0 | 0 | 0 | 0 | 0 | 0 | 0 | 0 | 0 | 0 | 0 | 0 | 0 |  | 0 | 0 | 0 | 0 | 0 | 0 | 0 | 0 | 0 | 0 | 0 | 0 | 0 | 0 | 0 | 0 | 0 | 0 | 0 | 0 | 0 | 0 | 0 | 0 | 0 | 0 | 0 | 0 | 0 | 0 | 0 | 0 | 0 | 0 | 0 | 0 |  | 0 | 0 | 0 | 0 | 0 | 0 | 0 | 0 | 0 | 0 | 0 | 0 | 0 | 0 | 0 | 0 | 0 | 0 | 0 | 0 | 0 | 0 | 0 | 0 | 0 | 0 | 0 | 0 | 0 | 0 | 0 | 0 | 0 | 0 | 0 | 0 |  | 1 | 1 | 1 | 1 | 1 | 1 | 1 | 1 | 1 | 0
East of Pisgah Study Area | Bond Tap | 138 | 0 | 0 | 0 | 0 | 0 | 0 | 0 | 0 | 0 | 0 | 0 | 0 | 0 | 0 | 0 | 0 | 0 | 0 | 0 | 0 |  | 0 | 0 | 0 | 0 | 0 | 0 | 0 | 0 | 0 | 0 | 0 | 0 | 0 | 0 | 0 | 0 | 0 | 0 | 0 | 0 | 0 | 0 | 0 | 0 | 0 | 0 | 0 | 0 | 0 | 0 | 0 | 0 | 0 | 0 | 0 | 0 |  | 0 | 0 | 0 | 0 | 0 | 0 | 0 | 0 | 0 | 0 | 0 | 0 | 0 | 0 | 0 | 0 | 0 | 0 | 0 | 0 | 0 | 0 | 0 | 0 | 0 | 0 | 0 | 0 | 0 | 0 | 0 | 0 | 0 | 0 | 0 | 0 |  | 0 | 0 | 0 | 0 | 0 | 0 | 0 | 0 | 0 | 0 | 0 | 0 | 0 | 0 | 0 | 0 | 0 | 0 | 0 | 0 | 0 | 0 | 0 | 0 | 0 | 0 | 0 | 0 | 0 | 0 | 0 | 0 | 0 | 0 | 0 | 0 |  | 0 | 0 | 0 | 0 | 0 | 0 | 0 | 0 | 0 | 0 | 0 | 0 | 0 | 0 | 0 | 0 | 0 | 0 | 0 | 0 | 0 | 0 | 0 | 0 | 0 | 0 | 0 | 0 | 0 | 0 | 0 | 0 | 0 | 0 | 0 | 0 |  | 1 | 1 | 1 | 1 | 1 | 1 | 1 | 1 | 1 | 0
PG&E Fresno Study Area | Borden | 230 | 0 | 0 | 0 | 0 | 0 | 0 | 0 | 0 | 0 | 0 | 0 | 0 | 0 | 0 | 0 | 0 | 0 | 0 | 0 | 0 |  | 0 | 0 | 0 | 0 | 0 | 0 | 0 | 0 | 0 | 0 | 0 | 0 | 0 | 0 | 0 | 0 | 0 | 0 | 0 | 0 | 0 | 0 | 0 | 0 | 0 | 0 | 0 | 0 | 0 | 0 | 0 | 0 | 0 | 0 | 0 | 0 |  | 0 | 0 | 0 | 5 | 0 | 0 | 0 | 0 | 0 | 0 | 4.468 | 0 | 0 | 0 | 0 | 0 | 0 | 1 | 0 | 0 | 0 | -2 | 0 | 0 | 0 | 0 | 0 | 0 | -2 | 0 | 0 | 0 | 0 | 0 | 0 | 1 |  | 0 | 0 | 0 | 5 | 0 | 0 | 0 | 0 | 0 | 0 | 4.468 | 0 | 0 | 0 | 0 | 0 | 0 | 1 | 0 | 0 | 0 | -2 | 0 | 0 | 0 | 0 | 0 | 0 | -2 | 0 | 0 | 0 | 0 | 0 | 0 | 1 |  | 0 | 0 | 0 | 5 | 0 | 0 | 0 | 0 | 0 | 0 | 4.468 | 0 | 203.2 | 0 | 406.899 | 0 | 0 | 1 | 0 | 0 | 0 | -2 | 0 | 0 | 0 | 0 | 0 | 0 | -2 | 0 | -2 | 0 | -2 | 0 | 0 | 1 |  | 1 | 4+ | 1 | 1 | 1 | 4+ | 1+ | 1+ | 1 | 1
PG&E North of Greater Bay Study Area | Bottle Rock | 230 | 0 | 0 | 0 | 0 | 0 | 0 | 0 | 0 | 0 | 0 | 0 | 0 | 0 | 0 | 0 | 0 | 0 | 0 | 0 | 0 |  | 0 | 0 | 0 | 0 | 0 | 0 | 0 | 0 | 0 | 0 | 0 | 0 | 0 | 0 | 0 | 0 | 0 | 0 | 0 | 0 | 0 | 0 | 0 | 0 | 0 | 0 | 0 | 0 | 0 | 0 | 0 | 0 | 0 | 0 | 0 | 0 |  | 0 | 0 | 0 | 0 | 0 | 0 | 0 | 0 | 0 | 0 | 0 | 0 | 0 | 0 | 0 | 0 | 0 | 0 | 0 | 0 | 0 | 0 | 0 | 0 | 0 | 0 | 0 | 0 | 0 | 0 | 0 | 0 | 0 | 0 | 0 | 0 |  | 0 | 0 | 0 | 0 | 0 | 0 | 0 | 0 | 0 | 0 | 0 | 0 | 0 | 0 | 0 | 0 | 0 | 0 | 0 | 0 | 0 | 0 | 0 | 0 | 0 | 0 | 0 | 0 | 0 | 0 | 0 | 0 | 0 | 0 | 0 | 0 |  | 0 | 0 | 0 | 0 | 0 | 0 | 0 | 0 | 0 | 0 | 0 | 0 | 0 | 0 | 0 | 0 | 0 | 0 | 0 | 0 | 0 | 0 | 0 | 0 | 0 | 0 | 0 | 0 | 0 | 0 | 0 | 0 | 0 | 0 | 0 | 0 |  | 1 | 1 | 1 | 1 | 1 | 1 | 1 | 1 | 1 | 0
PG&E Greater Bay Study Area | Brentwood | 230 | 0 | 1 | 0 | 0 | 0 | 0 | 0 | 0 | 0 | 0 | 0 | 0 | 0 | 0 | 0 | 0 | 0 | 0 | 0 | 1 |  | 0 | 0 | 0 | 0 | 0 | 0 | 0 | 0 | 0 | 0 | 0 | 0 | 0 | 0 | 0 | 0 | 0 | 0 | 0 | 0 | 2 | 2 | 0 | 0 | 0 | 0 | 0 | 0 | 0 | 0 | 0 | 0 | 0 | 0 | 0 | 1 |  | 0 | 0 | 0 | 0 | 0 | 0 | 0 | 0 | 0 | 0 | 0 | 0 | 0 | 0 | 0 | 0 | 0 | 0 | 0 | 0 | 2 | 2 | 0 | 0 | 0 | 0 | 0 | 0 | 0 | 0 | 0 | 0 | 0 | 0 | 0 | 1 |  | 0 | 0 | 0 | 0 | 0 | 0 | 0 | 0 | 0 | 0 | 0 | 0 | 0 | 0 | 0 | 0 | 0 | 0 | 0 | 0 | 2 | 2 | 0 | 0 | 0 | 0 | 0 | 0 | 0 | 0 | 0 | 0 | 0 | 0 | 0 | 1 |  | 0 | 0 | 0 | 0 | 0 | 0 | 0 | 0 | 0 | 0 | 5 | 0 | 0 | 0 | 0 | 0 | 0 | 1 | 0 | 0 | 2 | 2 | 0 | 0 | 0 | 0 | 0 | 0 | -2 | 0 | 0 | 0 | 0 | 0 | 0 | 1 |  | 1 | 5- | 1 | 1 | 1 | 1+ | 1 | 1 | 1 | 1
PG&E North of Greater Bay Study Area | Brighton | 230 | 0 | 0 | 0 | 0 | 0 | 0 | 0 | 0 | 0 | 0 | 0 | 0 | 0 | 0 | 0 | 0 | 0 | 0 | 0 | 0 |  | 0 | 0 | 0 | 0 | 0 | 0 | 0 | 0 | 0 | 0 | 0 | 0 | 0 | 0 | 0 | 0 | 0 | 0 | 0 | 0 | 0 | 0 | 0 | 0 | 0 | 0 | 0 | 0 | 0 | 0 | 0 | 0 | 0 | 0 | 0 | 0 |  | 0 | 0 | 0 | 0 | 0 | 0 | 0 | 0 | 0 | 0 | 0 | 0 | 0 | 0 | 0 | 0 | 0 | 0 | 0 | 0 | 0 | 0 | 0 | 0 | 0 | 0 | 0 | 0 | 0 | 0 | 0 | 0 | 0 | 0 | 0 | 0 |  | 0 | 0 | 0 | 0 | 0 | 0 | 0 | 0 | 0 | 0 | 0 | 0 | 0 | 0 | 0 | 0 | 0 | 0 | 0 | 0 | 0 | 0 | 0 | 0 | 0 | 0 | 0 | 0 | 0 | 0 | 0 | 0 | 0 | 0 | 0 | 0 |  | 0 | 0 | 0 | 0 | 0 | 0 | 0 | 0 | 0 | 0 | 0 | 0 | 0 | 0 | 0 | 0 | 0 | 0 | 0 | 0 | 0 | 0 | 0 | 0 | 0 | 0 | 0 | 0 | 0 | 0 | 0 | 0 | 0 | 0 | 0 | 0 |  | 1 | 1 | 1 | 1 | 1 | 1 | 1 | 1 | 1 | 0
PG&E North of Greater Bay Study Area | Brunswick | 115 | 0 | 7 | 0 | 0 | 0 | 0 | 0 | 0 | 0 | 0 | 0 | 0 | 0 | 0 | 0 | 0 | 0 | 0 | 0 | 1 |  | 0 | 0 | 0 | 0 | 0 | 0 | 0 | 0 | 0 | 0 | 0 | 0 | 0 | 0 | 0 | 0 | 0 | 0 | 0 | 0 | 2 | 2 | 0 | 0 | 0 | 0 | 0 | 0 | 0 | 0 | 0 | 0 | 0 | 0 | 0 | 1 |  | 0 | 0 | 0 | 0 | 0 | 0 | 0 | 0 | 0 | 0 | 0.21 | 0 | 0 | 0 | 0 | 0 | 0 | 1 | 0 | 0 | 2 | 2 | 0 | 0 | 0 | 0 | 0 | 0 | -2 | 0 | 0 | 0 | 0 | 0 | 0 | 1 |  | 0 | 0 | 0 | 0 | 0 | 0 | 0 | 0 | 0 | 0 | 0.21 | 0 | 0 | 0 | 0 | 0 | 0 | 1 | 0 | 0 | 2 | 2 | 0 | 0 | 0 | 0 | 0 | 0 | -2 | 0 | 0 | 0 | 0 | 0 | 0 | 1 |  | 0 | 0 | 0 | 0 | 0 | 0 | 0 | 0 | 0 | 0 | 0.21 | 0 | 0 | 0 | 0 | 0 | 0 | 1 | 0 | 0 | 2 | 2 | 0 | 0 | 0 | 0 | 0 | 0 | -2 | 0 | 0 | 0 | 0 | 0 | 0 | 1 |  | 1 | 5- | 1 | 1 | 1 | 4+ | 1 | 1 | 1 | 1
PG&E Kern Study Area | Buena Vista PP | 230 | 0 | 0 | 0 | 0 | 0 | 0 | 0 | 0 | 0 | 0 | 0 | 0 | 0 | 0 | 0 | 0 | 0 | 0 | 0 | 0 |  | 0 | 0 | 0 | 0 | 0 | 0 | 0 | 0 | 0 | 0 | 0 | 0 | 0 | 0 | 0 | 0 | 0 | 0 | 0 | 0 | 0 | 0 | 0 | 0 | 0 | 0 | 0 | 0 | 0 | 0 | 0 | 0 | 0 | 0 | 0 | 0 |  | 0 | 0 | 0 | 0 | 0 | 0 | 0 | 0 | 0 | 0 | 0 | 0 | 0 | 0 | 0 | 0 | 0 | 0 | 0 | 0 | 0 | 0 | 0 | 0 | 0 | 0 | 0 | 0 | 0 | 0 | 0 | 0 | 0 | 0 | 0 | 0 |  | 0 | 0 | 0 | 0 | 0 | 0 | 0 | 0 | 0 | 0 | 0 | 0 | 0 | 0 | 0 | 0 | 0 | 0 | 0 | 0 | 0 | 0 | 0 | 0 | 0 | 0 | 0 | 0 | 0 | 0 | 0 | 0 | 0 | 0 | 0 | 0 |  | 0 | 0 | 0 | 0 | 0 | 0 | 0 | 0 | 0 | 0 | 0 | 0 | 0 | 0 | 0 | 0 | 0 | 0 | 0 | 0 | 0 | 0 | 0 | 0 | 0 | 0 | 0 | 0 | 0 | 0 | 0 | 0 | 0 | 0 | 0 | 0 |  | 1 | 1 | 1 | 1 | 1 | 1 | 1 | 1 | 1 | 0
PG&E Kern Study Area | Cabrillo | 115 | 0 | 0 | 0 | 0 | 0 | 0 | 0 | 0 | 0 | 0 | 0 | 0 | 0 | 0 | 0 | 0 | 0 | 0 | 0 | 0 |  | 0 | 0 | 0 | 0 | 0 | 0 | 0 | 0 | 0 | 0 | 0 | 0 | 0 | 0 | 0 | 0 | 0 | 0 | 0 | 0 | 0 | 0 | 0 | 0 | 0 | 0 | 0 | 0 | 0 | 0 | 0 | 0 | 0 | 0 | 0 | 0 |  | 0 | 0 | 0 | 0 | 0 | 0 | 0 | 0 | 0 | 0 | 0 | 0 | 0 | 0 | 0 | 0 | 0 | 0 | 0 | 0 | 0 | 0 | 0 | 0 | 0 | 0 | 0 | 0 | 0 | 0 | 0 | 0 | 0 | 0 | 0 | 0 |  | 0 | 0 | 0 | 0 | 0 | 0 | 0 | 0 | 0 | 0 | 0 | 0 | 0 | 0 | 0 | 0 | 0 | 0 | 0 | 0 | 0 | 0 | 0 | 0 | 0 | 0 | 0 | 0 | 0 | 0 | 0 | 0 | 0 | 0 | 0 | 0 |  | 0 | 0 | 0 | 0 | 0 | 0 | 0 | 0 | 0 | 60 | 0 | 0 | 0 | 0 | 0 | 0 | 0 | 1 | 0 | 0 | 0 | 0 | 0 | 0 | 0 | 0 | 0 | -2 | 0 | 0 | 0 | 0 | 0 | 0 | 0 | 1 |  | 1 | 1 | 1 | 1 | 1+ | 1 | 1 | 1 | 1 | 1
PG&E Fresno Study Area | Cal Flats | 230 | 0 | 0 | 0 | 0 | 0 | 0 | 0 | 0 | 0 | 0 | 0 | 0 | 0 | 0 | 0 | 0 | 0 | 0 | 0 | 0 |  | 0 | 0 | 0 | 0 | 0 | 0 | 0 | 0 | 0 | 0 | 0 | 0 | 0 | 0 | 0 | 0 | 0 | 0 | 0 | 0 | 0 | 0 | 0 | 0 | 0 | 0 | 0 | 0 | 0 | 0 | 0 | 0 | 0 | 0 | 0 | 0 |  | 0 | 0 | 0 | 0 | 0 | 0 | 0 | 0 | 0 | 0 | 0 | 0 | 0 | 0 | 0 | 0 | 0 | 0 | 0 | 0 | 0 | 0 | 0 | 0 | 0 | 0 | 0 | 0 | 0 | 0 | 0 | 0 | 0 | 0 | 0 | 0 |  | 0 | 0 | 0 | 0 | 0 | 0 | 0 | 0 | 0 | 0 | 0 | 0 | 0 | 0 | 0 | 0 | 0 | 0 | 0 | 0 | 0 | 0 | 0 | 0 | 0 | 0 | 0 | 0 | 0 | 0 | 0 | 0 | 0 | 0 | 0 | 0 |  | 0 | 0 | 0 | 0 | 0 | 0 | 0 | 0 | 0 | 0 | 0 | 0 | 60.6 | 0 | 30.22 | 0 | 0 | 1 | 0 | 0 | 0 | 0 | 0 | 0 | 0 | 0 | 0 | 0 | 0 | 0 | -2 | 0 | -2 | 0 | 0 | 1 |  | 1 | 1 | 1 | 1 | 1 | 1 | 1+ | 1+ | 1 | 1
PG&E Kern Study Area | Cal Water | 115 | 0 | 0 | 0 | 0 | 0 | 0 | 0 | 0 | 0 | 0 | 0 | 0 | 0 | 0 | 0 | 0 | 0 | 0 | 0 | 0 |  | 0 | 0 | 0 | 0 | 0 | 0 | 0 | 0 | 0 | 0 | 0 | 0 | 0 | 0 | 0 | 0 | 0 | 0 | 0 | 0 | 0 | 0 | 0 | 0 | 0 | 0 | 0 | 0 | 0 | 0 | 0 | 0 | 0 | 0 | 0 | 0 |  | 0 | 0 | 0 | 0 | 0 | 0 | 0 | 0 | 0 | 0 | 0 | 0 | 0 | 0 | 0 | 0 | 0 | 0 | 0 | 0 | 0 | 0 | 0 | 0 | 0 | 0 | 0 | 0 | 0 | 0 | 0 | 0 | 0 | 0 | 0 | 0 |  | 0 | 0 | 0 | 0 | 0 | 0 | 0 | 0 | 0 | 0 | 0 | 0 | 0 | 0 | 0 | 0 | 0 | 0 | 0 | 0 | 0 | 0 | 0 | 0 | 0 | 0 | 0 | 0 | 0 | 0 | 0 | 0 | 0 | 0 | 0 | 0 |  | 0 | 0 | 0 | 0 | 0 | 0 | 0 | 0 | 0 | 0 | 0 | 0 | 0 | 0 | 0 | 0 | 0 | 0 | 0 | 0 | 0 | 0 | 0 | 0 | 0 | 0 | 0 | 0 | 0 | 0 | 0 | 0 | 0 | 0 | 0 | 0 |  | 1 | 1 | 1 | 1 | 1 | 1 | 1 | 1 | 1 | 0
SCE North of Lugo Study Area | Calcite | 230 | 0 | 0 | 0 | 0 | 0 | 0 | 0 | 0 | 0 | 0 | 0 | 0 | 150 | 250 | 400 | 200 | 0 | 200 | 0 | 1 |  | 0 | 0 | 0 | 0 | 0 | 0 | 0 | 0 | 0 | 0 | 0 | 0 | 400 | 186 | 250 | 0 | 0 | 1 | 0 | 0 | 0 | 0 | 0 | 0 | 0 | 0 | 0 | 0 | 0 | 2 | 0 | 0 | -1 | 0 | 0 | 1 |  | 0 | 0 | 0 | 0 | 0 | 0 | 0 | 0 | 0 | 0 | 0 | 0 | 400 | 186 | 250 | 0 | 0 | 1 | 0 | 0 | 0 | 0 | 0 | 0 | 0 | 0 | 0 | 0 | 0 | 2 | 0 | 0 | -1 | 0 | 0 | 1 |  | 0 | 0 | 0 | 0 | 0 | 0 | 0 | 0 | 0 | 0 | 0 | 0 | 400 | 186 | 250 | 0 | 0 | 1 | 0 | 0 | 0 | 0 | 0 | 0 | 0 | 0 | 0 | 0 | 0 | 2 | 0 | 0 | -1 | 0 | 0 | 1 |  | 0 | 0 | 0 | 0 | 0 | 0 | 0 | 0 | 0 | 0 | 0 | 0 | 456 | 186 | 306 | 0 | 0 | 1 | 0 | 0 | 0 | 0 | 0 | 0 | 0 | 0 | 0 | 0 | 0 | 2 | -1 | 0 | -2 | 0 | 0 | 1 |  | 1 | 1 | 1 | 1 | 1 | 1 | 1 | 3+ | 1 | 1
PG&E Kern Study Area | Caliente | 230 | 0 | 1 | 200 | 10 | 210 | 0 | 0 | 0 | 0 | 0 | 0 | 0 | 0 | 0 | 0 | 0 | 0 | 0 | 0 | 1 |  | 0 | 0 | 0 | 0 | 0 | 0 | 0 | 0 | 0 | 0 | 0 | 0 | 0 | 0 | 0 | 0 | 0 | 0 | 0 | 0 | 2 | 2 | 2 | 2 | 0 | 0 | 0 | 0 | 0 | 0 | 0 | 0 | 0 | 0 | 0 | 1 |  | 0 | 0 | 0 | 0 | 0 | 0 | 0 | 0 | 0 | 0 | 0 | 0 | 0 | 0 | 0 | 0 | 0 | 0 | 0 | 0 | 2 | 2 | 2 | 2 | 0 | 0 | 0 | 0 | 0 | 0 | 0 | 0 | 0 | 0 | 0 | 1 |  | 0 | 0 | 0 | 0 | 0 | 210 | 0 | 0 | 0 | 0 | 0 | 0 | 100.64 | 0 | 53.68 | 0 | 0 | 1 | 0 | 0 | 2 | 2 | 2 | 0 | 0 | 0 | 0 | 0 | 0 | 0 | -2 | 0 | -2 | 0 | 0 | 1 |  | 0 | 0 | 0 | 0 | 0 | 210 | 0 | 0 | 0 | 0 | 0 | 0 | 100.64 | 0 | 53.68 | 0 | 0 | 1 | 0 | 0 | 2 | 2 | 2 | 0 | 0 | 0 | 0 | 0 | 0 | 0 | -2 | 0 | -2 | 0 | 0 | 1 |  | 1 | 5- | 2- | 1 | 1 | 1 | 2+ | 2+ | 1 | 1
PG&E Kern Study Area | Callender SS | 115 | 0 | 0 | 0 | 0 | 0 | 0 | 0 | 0 | 0 | 0 | 0 | 0 | 0 | 0 | 0 | 0 | 0 | 0 | 0 | 0 |  | 0 | 0 | 0 | 0 | 0 | 0 | 0 | 0 | 0 | 0 | 0 | 0 | 0 | 0 | 0 | 0 | 0 | 0 | 0 | 0 | 0 | 0 | 0 | 0 | 0 | 0 | 0 | 0 | 0 | 0 | 0 | 0 | 0 | 0 | 0 | 0 |  | 0 | 0 | 0 | 0 | 0 | 0 | 0 | 0 | 0 | 0 | 0 | 0 | 0 | 0 | 0 | 0 | 0 | 0 | 0 | 0 | 0 | 0 | 0 | 0 | 0 | 0 | 0 | 0 | 0 | 0 | 0 | 0 | 0 | 0 | 0 | 0 |  | 0 | 0 | 0 | 0 | 0 | 0 | 0 | 0 | 0 | 0 | 0 | 0 | 0 | 0 | 0 | 0 | 0 | 0 | 0 | 0 | 0 | 0 | 0 | 0 | 0 | 0 | 0 | 0 | 0 | 0 | 0 | 0 | 0 | 0 | 0 | 0 |  | 0 | 0 | 0 | 0 | 0 | 0 | 0 | 0 | 0 | 0 | 0 | 0 | 0 | 0 | 0 | 0 | 0 | 0 | 0 | 0 | 0 | 0 | 0 | 0 | 0 | 0 | 0 | 0 | 0 | 0 | 0 | 0 | 0 | 0 | 0 | 0 |  | 1 | 1 | 1 | 1 | 1 | 1 | 1 | 1 | 1 | 0
PG&E North of Greater Bay Study Area | Calpella | 115 | 0 | 0 | 0 | 0 | 0 | 0 | 0 | 0 | 0 | 0 | 0 | 4 | 0 | 0 | 0 | 0 | 0 | 0 | 0 | 1 |  | 0 | 0 | 0 | 0 | 0 | 0 | 0 | 0 | 0 | 0 | 0 | 0 | 0 | 0 | 0 | 0 | 0 | 0 | 0 | 0 | 0 | 0 | 0 | 0 | 0 | 0 | 0 | 0 | 2 | 0 | 0 | 0 | 0 | 0 | 0 | 1 |  | 0 | 0 | 0 | 0 | 0 | 0 | 0 | 0 | 0 | 0 | 4 | 0 | 0 | 0 | 0 | 0 | 0 | 1 | 0 | 0 | 0 | 0 | 0 | 0 | 0 | 0 | 0 | 0 | 0 | 0 | 0 | 0 | 0 | 0 | 0 | 0 |  | 0 | 0 | 0 | 0 | 0 | 0 | 0 | 0 | 0 | 0 | 4 | 0 | 0 | 0 | 0 | 0 | 0 | 1 | 0 | 0 | 0 | 0 | 0 | 0 | 0 | 0 | 0 | 0 | 0 | 0 | 0 | 0 | 0 | 0 | 0 | 0 |  | 0 | 0 | 0 | 0 | 0 | 0 | 0 | 0 | 0 | 0 | 4 | 0 | 0 | 0 | 0 | 0 | 0 | 1 | 0 | 0 | 0 | 0 | 0 | 0 | 0 | 0 | 0 | 0 | 0 | 0 | 0 | 0 | 0 | 0 | 0 | 0 |  | 1 | 1 | 1 | 1 | 1 | 1 | 1 | 1 | 1 | 0
PG&E Greater Bay Study Area | Camanche | 230 | 0 | 0 | 0 | 0 | 0 | 0 | 0 | 0 | 0 | 0 | 0 | 0 | 0 | 0 | 0 | 0 | 0 | 0 | 0 | 0 |  | 0 | 0 | 0 | 0 | 0 | 0 | 0 | 0 | 0 | 0 | 0 | 0 | 0 | 0 | 0 | 0 | 0 | 0 | 0 | 0 | 0 | 0 | 0 | 0 | 0 | 0 | 0 | 0 | 0 | 0 | 0 | 0 | 0 | 0 | 0 | 0 |  | 0 | 0 | 0 | 0 | 0 | 0 | 0 | 0 | 0 | 0 | 0 | 0 | 0 | 0 | 0 | 0 | 0 | 0 | 0 | 0 | 0 | 0 | 0 | 0 | 0 | 0 | 0 | 0 | 0 | 0 | 0 | 0 | 0 | 0 | 0 | 0 |  | 0 | 0 | 0 | 0 | 0 | 0 | 0 | 0 | 0 | 0 | 0 | 0 | 0 | 0 | 0 | 0 | 0 | 0 | 0 | 0 | 0 | 0 | 0 | 0 | 0 | 0 | 0 | 0 | 0 | 0 | 0 | 0 | 0 | 0 | 0 | 0 |  | 0 | 0 | 0 | 0 | 0 | 0 | 0 | 0 | 0 | 0 | 0 | 0 | 0 | 0 | 0 | 0 | 0 | 0 | 0 | 0 | 0 | 0 | 0 | 0 | 0 | 0 | 0 | 0 | 0 | 0 | 0 | 0 | 0 | 0 | 0 | 0 |  | 1 | 1 | 1 | 1 | 1 | 1 | 1 | 1 | 1 | 0
PG&E Fresno Study Area | Cantua | 115 | 0 | 0 | 0 | 0 | 0 | 0 | 0 | 0 | 0 | 0 | 0 | 0 | 0 | 0 | 0 | 0 | 0 | 0 | 0 | 0 |  | 0 | 0 | 0 | 0 | 0 | 0 | 0 | 0 | 0 | 0 | 0 | 0 | 0 | 0 | 0 | 0 | 0 | 0 | 0 | 0 | 0 | 0 | 0 | 0 | 0 | 0 | 0 | 0 | 0 | 0 | 0 | 0 | 0 | 0 | 0 | 0 |  | 0 | 0 | 0 | 0 | 0 | 0 | 0 | 0 | 0 | 0 | 0 | 0 | 0 | 0 | 0 | 0 | 0 | 0 | 0 | 0 | 0 | 0 | 0 | 0 | 0 | 0 | 0 | 0 | 0 | 0 | 0 | 0 | 0 | 0 | 0 | 0 |  | 0 | 0 | 0 | 0 | 0 | 0 | 0 | 0 | 0 | 0 | 0 | 0 | 0 | 0 | 0 | 0 | 0 | 0 | 0 | 0 | 0 | 0 | 0 | 0 | 0 | 0 | 0 | 0 | 0 | 0 | 0 | 0 | 0 | 0 | 0 | 0 |  | 0 | 0 | 0 | 0 | 0 | 0 | 0 | 0 | 0 | 0 | 0 | 0 | 0 | 0 | 0 | 0 | 0 | 0 | 0 | 0 | 0 | 0 | 0 | 0 | 0 | 0 | 0 | 0 | 0 | 0 | 0 | 0 | 0 | 0 | 0 | 0 |  | 1 | 1 | 1 | 1 | 1 | 1 | 1 | 1 | 1 | 0
SDG&E Study Area | Capistrano | 230 | 0 | 0 | 0 | 0 | 0 | 0 | 0 | 0 | 0 | 0 | 0 | 0 | 0 | 0 | 0 | 0 | 0 | 0 | 0 | 0 |  | 0 | 0 | 0 | 0 | 0 | 0 | 0 | 0 | 0 | 0 | 0 | 0 | 0 | 0 | 0 | 0 | 0 | 0 | 0 | 0 | 0 | 0 | 0 | 0 | 0 | 0 | 0 | 0 | 0 | 0 | 0 | 0 | 0 | 0 | 0 | 0 |  | 0 | 0 | 0 | 0 | 0 | 0 | 0 | 0 | 0 | 0 | 0 | 0 | 0 | 0 | 0 | 0 | 0 | 0 | 0 | 0 | 0 | 0 | 0 | 0 | 0 | 0 | 0 | 0 | 0 | 0 | 0 | 0 | 0 | 0 | 0 | 0 |  | 0 | 0 | 0 | 0 | 0 | 0 | 0 | 0 | 0 | 0 | 0 | 0 | 0 | 0 | 0 | 0 | 0 | 0 | 0 | 0 | 0 | 0 | 0 | 0 | 0 | 0 | 0 | 0 | 0 | 0 | 0 | 0 | 0 | 0 | 0 | 0 |  | 0 | 0 | 0 | 0 | 0 | 0 | 0 | 0 | 0 | 0 | 0 | 0 | 0 | 0 | 0 | 0 | 0 | 0 | 0 | 0 | 0 | 0 | 0 | 0 | 0 | 0 | 0 | 0 | 0 | 0 | 0 | 0 | 0 | 0 | 0 | 0 |  | 1 | 1 | 1 | 1 | 1 | 1 | 1 | 1 | 1 | 0
SDG&E Study Area | Capistrano | 138 | 0 | 0 | 0 | 0 | 0 | 0 | 0 | 0 | 0 | 0 | 0 | 0 | 0 | 0 | 0 | 0 | 0 | 0 | 0 | 0 |  | 0 | 0 | 0 | 0 | 0 | 0 | 0 | 0 | 0 | 0 | 0 | 0 | 0 | 0 | 0 | 0 | 0 | 0 | 0 | 0 | 0 | 0 | 0 | 0 | 0 | 0 | 0 | 0 | 0 | 0 | 0 | 0 | 0 | 0 | 0 | 0 |  | 0 | 0 | 0 | 0 | 0 | 0 | 0 | 0 | 0 | 0 | 0 | 0 | 0 | 0 | 6.875 | 0 | 0 | 1 | 0 | 0 | 0 | 0 | 0 | 0 | 0 | 0 | 0 | 0 | 0 | 0 | 0 | 0 | -2 | 0 | 0 | 1 |  | 0 | 0 | 0 | 0 | 0 | 0 | 0 | 0 | 0 | 0 | 0 | 0 | 0 | 0 | 6.875 | 0 | 0 | 1 | 0 | 0 | 0 | 0 | 0 | 0 | 0 | 0 | 0 | 0 | 0 | 0 | 0 | 0 | -2 | 0 | 0 | 1 |  | 0 | 0 | 0 | 0 | 0 | 0 | 0 | 0 | 0 | 0 | 0 | 0 | 0 | 0 | 6.875 | 0 | 0 | 1 | 0 | 0 | 0 | 0 | 0 | 0 | 0 | 0 | 0 | 0 | 0 | 0 | 0 | 0 | -2 | 0 | 0 | 1 |  | 1 | 1 | 1 | 1 | 1 | 1 | 1 | 4+ | 1 | 1
PG&E North of Greater Bay Study Area | Carberry | 230 | 0 | 9.6 | 0 | 0 | 0 | 0 | 0 | 0 | 0 | 0 | 0 | 0 | 0 | 0 | 0 | 0 | 0 | 0 | 0 | 1 |  | 0 | 0 | 0 | 0 | 0 | 0 | 0 | 0 | 0 | 0 | 0 | 0 | 0 | 0 | 0 | 0 | 0 | 0 | 0 | 0 | 2 | 2 | 0 | 0 | 0 | 0 | 0 | 0 | 0 | 0 | 0 | 0 | 0 | 0 | 0 | 1 |  | 0 | 0 | 0 | 3.6 | 0 | 0 | 0 | 0 | 0 | 0 | 0 | 0 | 0 | 0 | 0 | 0 | 0 | 1 | 0 | 0 | 2 | 2 | 0 | 0 | 0 | 0 | 0 | 0 | 0 | 0 | 0 | 0 | 0 | 0 | 0 | 1 |  | 0 | 0 | 0 | 3.6 | 0 | 0 | 0 | 0 | 0 | 0 | 0 | 0 | 0 | 0 | 0 | 0 | 0 | 1 | 0 | 0 | 2 | 2 | 0 | 0 | 0 | 0 | 0 | 0 | 0 | 0 | 0 | 0 | 0 | 0 | 0 | 1 |  | 0 | 0 | 0 | 3.6 | 0 | 0 | 0 | 0 | 0 | 0 | 0 | 0 | 0 | 0 | 0 | 0 | 0 | 1 | 0 | 0 | 2 | 2 | 0 | 0 | 0 | 0 | 0 | 0 | 0 | 0 | 0 | 0 | 0 | 0 | 0 | 1 |  | 1 | 5- | 1 | 1 | 1 | 1 | 1 | 1 | 1 | 1
PG&E North of Greater Bay Study Area | Caribou | 230 | 0 | 11 | 0 | 0 | 0 | 0 | 0 | 0 | 0 | 0 | 0 | 0 | 0 | 0 | 0 | 0 | 0 | 0 | 0 | 1 |  | 0 | 0 | 0 | 0 | 0 | 0 | 0 | 0 | 0 | 0 | 0 | 0 | 0 | 0 | 0 | 0 | 0 | 0 | 0 | 0 | 2 | 2 | 0 | 0 | 0 | 0 | 0 | 0 | 0 | 0 | 0 | 0 | 0 | 0 | 0 | 1 |  | 0 | 0 | 0 | 0 | 0 | 0 | 0 | 0 | 0 | 0 | 0 | 0 | 0 | 0 | 0 | 0 | 0 | 0 | 0 | 0 | 2 | 2 | 0 | 0 | 0 | 0 | 0 | 0 | 0 | 0 | 0 | 0 | 0 | 0 | 0 | 1 |  | 0 | 0 | 0 | 0 | 0 | 0 | 0 | 0 | 0 | 0 | 0 | 0 | 0 | 0 | 0 | 0 | 0 | 0 | 0 | 0 | 2 | 2 | 0 | 0 | 0 | 0 | 0 | 0 | 0 | 0 | 0 | 0 | 0 | 0 | 0 | 1 |  | 0 | 0 | 0 | 0 | 0 | 0 | 0 | 0 | 0 | 0 | 0 | 0 | 0 | 0 | 0 | 0 | 0 | 0 | 0 | 0 | 2 | 2 | 0 | 0 | 0 | 0 | 0 | 0 | 0 | 0 | 0 | 0 | 0 | 0 | 0 | 1 |  | 1 | 5- | 1 | 1 | 1 | 1 | 1 | 1 | 1 | 1
PG&E North of Greater Bay Study Area | Carquinez | 115 | 0 | 0 | 0 | 0 | 0 | 0 | 0 | 0 | 0 | 0 | 0 | 0 | 0 | 0 | 0 | 0 | 0 | 0 | 0 | 0 |  | 0 | 0 | 0 | 0 | 0 | 0 | 0 | 0 | 0 | 0 | 0 | 0 | 0 | 0 | 0 | 0 | 0 | 0 | 0 | 0 | 0 | 0 | 0 | 0 | 0 | 0 | 0 | 0 | 0 | 0 | 0 | 0 | 0 | 0 | 0 | 0 |  | 0 | 0 | 0 | 0 | 0 | 0 | 0 | 0 | 0 | 0 | 0 | 0 | 0 | 0 | 0 | 0 | 0 | 0 | 0 | 0 | 0 | 0 | 0 | 0 | 0 | 0 | 0 | 0 | 0 | 0 | 0 | 0 | 0 | 0 | 0 | 0 |  | 0 | 0 | 0 | 0 | 0 | 0 | 0 | 0 | 0 | 0 | 0 | 0 | 0 | 0 | 0 | 0 | 0 | 0 | 0 | 0 | 0 | 0 | 0 | 0 | 0 | 0 | 0 | 0 | 0 | 0 | 0 | 0 | 0 | 0 | 0 | 0 |  | 0 | 0 | 0 | 0 | 0 | 0 | 0 | 0 | 0 | 0 | 0 | 0 | 0 | 0 | 0 | 0 | 0 | 0 | 0 | 0 | 0 | 0 | 0 | 0 | 0 | 0 | 0 | 0 | 0 | 0 | 0 | 0 | 0 | 0 | 0 | 0 |  | 1 | 1 | 1 | 1 | 1 | 1 | 1 | 1 | 1 | 0
PG&E Kern Study Area | Carrizo Plains | 115 | 0 | 0 | 0 | 0 | 0 | 0 | 0 | 0 | 0 | 0 | 0 | 0 | 0 | 0 | 0 | 0 | 0 | 0 | 0 | 0 |  | 0 | 0 | 0 | 0 | 0 | 0 | 0 | 0 | 0 | 0 | 0 | 0 | 0 | 0 | 0 | 0 | 0 | 0 | 0 | 0 | 0 | 0 | 0 | 0 | 0 | 0 | 0 | 0 | 0 | 0 | 0 | 0 | 0 | 0 | 0 | 0 |  | 0 | 0 | 0 | 0 | 0 | 0 | 0 | 0 | 0 | 0 | 0 | 0 | 0 | 0 | 0 | 0 | 0 | 0 | 0 | 0 | 0 | 0 | 0 | 0 | 0 | 0 | 0 | 0 | 0 | 0 | 0 | 0 | 0 | 0 | 0 | 0 |  | 0 | 0 | 0 | 0 | 0 | 0 | 0 | 0 | 0 | 0 | 0 | 0 | 0 | 0 | 0 | 0 | 0 | 0 | 0 | 0 | 0 | 0 | 0 | 0 | 0 | 0 | 0 | 0 | 0 | 0 | 0 | 0 | 0 | 0 | 0 | 0 |  | 0 | 0 | 0 | 0 | 0 | 0 | 0 | 0 | 0 | 0 | 0 | 0 | 0 | 0 | 0 | 0 | 0 | 0 | 0 | 0 | 0 | 0 | 0 | 0 | 0 | 0 | 0 | 0 | 0 | 0 | 0 | 0 | 0 | 0 | 0 | 0 |  | 1 | 1 | 1 | 1 | 1 | 1 | 1 | 1 | 1 | 0
PG&E Greater Bay Study Area | Castro Valley | 230 | 0 | 0 | 0 | 0 | 0 | 0 | 0 | 0 | 0 | 0 | 0 | 0 | 0 | 0 | 0 | 0 | 0 | 0 | 0 | 0 |  | 0 | 0 | 0 | 0 | 0 | 0 | 0 | 0 | 0 | 0 | 0 | 0 | 0 | 0 | 0 | 0 | 0 | 0 | 0 | 0 | 0 | 0 | 0 | 0 | 0 | 0 | 0 | 0 | 0 | 0 | 0 | 0 | 0 | 0 | 0 | 0 |  | 0 | 0 | 0 | 0 | 0 | 0 | 0 | 0 | 0 | 0 | 0 | 0 | 0 | 0 | 0 | 0 | 0 | 0 | 0 | 0 | 0 | 0 | 0 | 0 | 0 | 0 | 0 | 0 | 0 | 0 | 0 | 0 | 0 | 0 | 0 | 0 |  | 0 | 0 | 0 | 0 | 0 | 0 | 0 | 0 | 0 | 0 | 0 | 0 | 0 | 0 | 0 | 0 | 0 | 0 | 0 | 0 | 0 | 0 | 0 | 0 | 0 | 0 | 0 | 0 | 0 | 0 | 0 | 0 | 0 | 0 | 0 | 0 |  | 0 | 0 | 0 | 0 | 0 | 0 | 0 | 0 | 0 | 0 | 0 | 0 | 0 | 0 | 0 | 0 | 0 | 0 | 0 | 0 | 0 | 0 | 0 | 0 | 0 | 0 | 0 | 0 | 0 | 0 | 0 | 0 | 0 | 0 | 0 | 0 |  | 1 | 1 | 1 | 1 | 1 | 1 | 1 | 1 | 1 | 0
PG&E Greater Bay Study Area | Cayetano | 230 | 0 | 0 | 0 | 0 | 0 | 0 | 0 | 0 | 0 | 0 | 0 | 0 | 0 | 0 | 0 | 0 | 0 | 0 | 0 | 0 |  | 0 | 0 | 0 | 0 | 0 | 0 | 0 | 0 | 0 | 0 | 0 | 0 | 1.4 | 0 | 1.3 | 0 | 0 | 1 | 0 | 0 | 0 | 0 | 0 | 0 | 0 | 0 | 0 | 0 | 0 | 0 | -2 | 0 | -2 | 0 | 0 | 1 |  | 0 | 0 | 0 | 0 | 0 | 0 | 0 | 0 | 0 | 0 | 0 | 0 | 1.4 | 0 | 1.3 | 0 | 0 | 1 | 0 | 0 | 0 | 0 | 0 | 0 | 0 | 0 | 0 | 0 | 0 | 0 | -2 | 0 | -2 | 0 | 0 | 1 |  | 0 | 0 | 0 | 0 | 0 | 0 | 0 | 0 | 0 | 0 | 0 | 0 | 1.4 | 0 | 1.3 | 0 | 0 | 1 | 0 | 0 | 0 | 0 | 0 | 0 | 0 | 0 | 0 | 0 | 0 | 0 | -2 | 0 | -2 | 0 | 0 | 1 |  | 0 | 0 | 0 | 0 | 0 | 0 | 0 | 0 | 0 | 0 | 0 | 0 | 1.4 | 0 | 1.3 | 0 | 0 | 1 | 0 | 0 | 0 | 0 | 0 | 0 | 0 | 0 | 0 | 0 | 0 | 0 | -2 | 0 | -2 | 0 | 0 | 1 |  | 1 | 1 | 1 | 1 | 1 | 1 | 4+ | 4+ | 1 | 1
SCE Metro Study Area | Center | 230 | 0 | 0 | 0 | 0 | 0 | 0 | 0 | 0 | 0 | 0 | 0 | 0 | 0 | 0 | 0 | 0 | 0 | 0 | 0 | 0 |  | 0 | 0 | 0 | 0 | 0 | 0 | 0 | 0 | 0 | 0 | 0 | 0 | 0 | 0 | 0 | 0 | 0 | 0 | 0 | 0 | 0 | 0 | 0 | 0 | 0 | 0 | 0 | 0 | 0 | 0 | 0 | 0 | 0 | 0 | 0 | 0 |  | 0 | 0 | 0 | 0 | 0 | 0 | 0 | 0 | 0 | 0 | 0 | 0 | 0 | 0 | 0 | 0 | 0 | 0 | 0 | 0 | 0 | 0 | 0 | 0 | 0 | 0 | 0 | 0 | 0 | 0 | 0 | 0 | 0 | 0 | 0 | 0 |  | 0 | 0 | 0 | 0 | 0 | 0 | 0 | 0 | 0 | 0 | 0 | 0 | 0 | 0 | 0 | 0 | 0 | 0 | 0 | 0 | 0 | 0 | 0 | 0 | 0 | 0 | 0 | 0 | 0 | 0 | 0 | 0 | 0 | 0 | 0 | 0 |  | 0 | 0 | 0 | 0 | 0 | 0 | 0 | 0 | 0 | 0 | 1 | 0 | 0 | 0 | 80 | 0 | 0 | 1 | 0 | 0 | 0 | 0 | 0 | 0 | 0 | 0 | 0 | 0 | -2 | 0 | 0 | 0 | -2 | 0 | 0 | 1 |  | 1 | 1 | 1 | 1 | 1 | 1+ | 1 | 1+ | 1 | 1
PG&E Kern Study Area | Charca | 115 | 0 | 0 | 0 | 0 | 0 | 0 | 0 | 0 | 0 | 0 | 0 | 0 | 0 | 0 | 0 | 0 | 0 | 0 | 0 | 0 |  | 0 | 0 | 0 | 0 | 0 | 0 | 0 | 0 | 0 | 0 | 0 | 0 | 0 | 0 | 0 | 0 | 0 | 0 | 0 | 0 | 0 | 0 | 0 | 0 | 0 | 0 | 0 | 0 | 0 | 0 | 0 | 0 | 0 | 0 | 0 | 0 |  | 0 | 0 | 0 | 0 | 0 | 0 | 0 | 0 | 0 | 0 | 0 | 0 | 0 | 0 | 0 | 0 | 0 | 0 | 0 | 0 | 0 | 0 | 0 | 0 | 0 | 0 | 0 | 0 | 0 | 0 | 0 | 0 | 0 | 0 | 0 | 0 |  | 0 | 0 | 0 | 0 | 0 | 0 | 0 | 0 | 0 | 0 | 0 | 0 | 0 | 0 | 0 | 0 | 0 | 0 | 0 | 0 | 0 | 0 | 0 | 0 | 0 | 0 | 0 | 0 | 0 | 0 | 0 | 0 | 0 | 0 | 0 | 0 |  | 0 | 0 | 0 | 0 | 0 | 0 | 0 | 0 | 0 | 0 | 0 | 0 | 0 | 0 | 0 | 0 | 0 | 0 | 0 | 0 | 0 | 0 | 0 | 0 | 0 | 0 | 0 | 0 | 0 | 0 | 0 | 0 | 0 | 0 | 0 | 0 |  | 1 | 1 | 1 | 1 | 1 | 1 | 1 | 1 | 1 | 0
East of Pisgah Study Area | Charleston | 138 | 0 | 0 | 0 | 0 | 0 | 0 | 0 | 0 | 0 | 0 | 0 | 0 | 0 | 0 | 0 | 0 | 0 | 0 | 0 | 0 |  | 0 | 0 | 0 | 0 | 0 | 0 | 0 | 0 | 0 | 0 | 0 | 0 | 0 | 0 | 0 | 0 | 0 | 0 | 0 | 0 | 0 | 0 | 0 | 0 | 0 | 0 | 0 | 0 | 0 | 0 | 0 | 0 | 0 | 0 | 0 | 0 |  | 0 | 0 | 0 | 0 | 0 | 0 | 0 | 0 | 0 | 0 | 0 | 0 | 0 | 0 | 0 | 0 | 0 | 0 | 0 | 0 | 0 | 0 | 0 | 0 | 0 | 0 | 0 | 0 | 0 | 0 | 0 | 0 | 0 | 0 | 0 | 0 |  | 0 | 0 | 0 | 0 | 0 | 0 | 0 | 0 | 0 | 0 | 0 | 0 | 0 | 0 | 0 | 0 | 0 | 0 | 0 | 0 | 0 | 0 | 0 | 0 | 0 | 0 | 0 | 0 | 0 | 0 | 0 | 0 | 0 | 0 | 0 | 0 |  | 0 | 0 | 0 | 0 | 0 | 0 | 0 | 0 | 0 | 0 | 0 | 0 | 0 | 0 | 0 | 0 | 0 | 0 | 0 | 0 | 0 | 0 | 0 | 0 | 0 | 0 | 0 | 0 | 0 | 0 | 0 | 0 | 0 | 0 | 0 | 0 |  | 1 | 1 | 1 | 1 | 1 | 1 | 1 | 1 | 1 | 0
SCE Metro Study Area | Chevmain | 230 | 0 | 0 | 0 | 0 | 0 | 0 | 0 | 0 | 0 | 0 | 0 | 0 | 0 | 0 | 0 | 0 | 0 | 0 | 0 | 0 |  | 0 | 0 | 0 | 0 | 0 | 0 | 0 | 0 | 0 | 0 | 0 | 0 | 0 | 0 | 0 | 0 | 0 | 0 | 0 | 0 | 0 | 0 | 0 | 0 | 0 | 0 | 0 | 0 | 0 | 0 | 0 | 0 | 0 | 0 | 0 | 0 |  | 0 | 0 | 0 | 0 | 0 | 0 | 0 | 0 | 0 | 0 | 0 | 0 | 0 | 0 | 0 | 0 | 0 | 0 | 0 | 0 | 0 | 0 | 0 | 0 | 0 | 0 | 0 | 0 | 0 | 0 | 0 | 0 | 0 | 0 | 0 | 0 |  | 0 | 0 | 0 | 0 | 0 | 0 | 0 | 0 | 0 | 0 | 0 | 0 | 0 | 0 | 0 | 0 | 0 | 0 | 0 | 0 | 0 | 0 | 0 | 0 | 0 | 0 | 0 | 0 | 0 | 0 | 0 | 0 | 0 | 0 | 0 | 0 |  | 0 | 0 | 0 | 0 | 0 | 0 | 0 | 0 | 0 | 0 | 0 | 0 | 0 | 0 | 0 | 0 | 0 | 0 | 0 | 0 | 0 | 0 | 0 | 0 | 0 | 0 | 0 | 0 | 0 | 0 | 0 | 0 | 0 | 0 | 0 | 0 |  | 1 | 1 | 1 | 1 | 1 | 1 | 1 | 1 | 1 | 0
SDG&E Study Area | Chicarita | 138 | 0 | 0 | 0 | 0 | 0 | 0 | 0 | 0 | 0 | 0 | 0 | 0 | 0 | 0 | 0 | 0 | 0 | 0 | 0 | 0 |  | 0 | 0 | 0 | 0 | 0 | 0 | 0 | 0 | 0 | 0 | 0 | 0 | 0 | 0 | 0 | 0 | 0 | 0 | 0 | 0 | 0 | 0 | 0 | 0 | 0 | 0 | 0 | 0 | 0 | 0 | 0 | 0 | 0 | 0 | 0 | 0 |  | 0 | 0 | 0 | 0 | 0 | 0 | 0 | 0 | 0 | 0 | 0 | 0 | 0 | 0 | 0 | 0 | 0 | 0 | 0 | 0 | 0 | 0 | 0 | 0 | 0 | 0 | 0 | 0 | 0 | 0 | 0 | 0 | 0 | 0 | 0 | 0 |  | 0 | 0 | 0 | 0 | 0 | 0 | 0 | 0 | 0 | 0 | 0 | 0 | 0 | 0 | 0 | 0 | 0 | 0 | 0 | 0 | 0 | 0 | 0 | 0 | 0 | 0 | 0 | 0 | 0 | 0 | 0 | 0 | 0 | 0 | 0 | 0 |  | 0 | 0 | 0 | 0 | 0 | 0 | 0 | 0 | 0 | 0 | 0 | 0 | 0 | 0 | 101.9 | 0 | 0 | 1 | 0 | 0 | 0 | 0 | 0 | 0 | 0 | 0 | 0 | 0 | 0 | 0 | 0 | 0 | -2 | 0 | 0 | 1 |  | 1 | 1 | 1 | 1 | 1 | 1 | 1 | 1+ | 1 | 1
SCE Metro Study Area | Chino | 230 | 0 | 0 | 0 | 0 | 0 | 0 | 0 | 0 | 0 | 0 | 0 | 0 | 0 | 0 | 0 | 0 | 0 | 0 | 0 | 0 |  | 0 | 0 | 0 | 0 | 0 | 0 | 0 | 0 | 0 | 0 | 0 | 0 | 0 | 0 | 0 | 0 | 0 | 0 | 0 | 0 | 0 | 0 | 0 | 0 | 0 | 0 | 0 | 0 | 0 | 0 | 0 | 0 | 0 | 0 | 0 | 0 |  | 0 | 0 | 0 | 0 | 0 | 0 | 0 | 0 | 0 | 0 | 0 | 0 | 0 | 0 | 0 | 0 | 0 | 0 | 0 | 0 | 0 | 0 | 0 | 0 | 0 | 0 | 0 | 0 | 0 | 0 | 0 | 0 | 0 | 0 | 0 | 0 |  | 0 | 0 | 0 | 0 | 0 | 0 | 0 | 0 | 0 | 0 | 0 | 0 | 0 | 0 | 0 | 0 | 0 | 0 | 0 | 0 | 0 | 0 | 0 | 0 | 0 | 0 | 0 | 0 | 0 | 0 | 0 | 0 | 0 | 0 | 0 | 0 |  | 0 | 0 | 0 | 0 | 0 | 0 | 0 | 0 | 0 | 0 | 2.438 | 0 | 0 | 0 | 503.2 | 0 | 0 | 1 | 0 | 0 | 0 | 0 | 0 | 0 | 0 | 0 | 0 | 0 | -2 | 0 | 0 | 0 | -2 | 0 | 0 | 1 |  | 1 | 1 | 1 | 1 | 1 | 1+ | 1 | 1+ | 1 | 1
PG&E Fresno Study Area | Chowchilla | 115 | 0 | 0 | 0 | 0 | 0 | 0 | 0 | 0 | 0 | 0 | 0 | 0 | 0 | 0 | 0 | 0 | 0 | 0 | 0 | 0 |  | 0 | 0 | 0 | 0 | 0 | 0 | 0 | 0 | 0 | 0 | 0 | 0 | 0 | 0 | 0 | 0 | 0 | 0 | 0 | 0 | 0 | 0 | 0 | 0 | 0 | 0 | 0 | 0 | 0 | 0 | 0 | 0 | 0 | 0 | 0 | 0 |  | 0 | 0 | 0 | 0 | 0 | 0 | 0 | 0 | 0 | 0 | 8 | 0 | 0 | 0 | 0 | 0 | 0 | 1 | 0 | 0 | 0 | 0 | 0 | 0 | 0 | 0 | 0 | 0 | -2 | 0 | 0 | 0 | 0 | 0 | 0 | 1 |  | 0 | 0 | 0 | 0 | 0 | 0 | 0 | 0 | 0 | 0 | 8 | 0 | 0 | 0 | 0 | 0 | 0 | 1 | 0 | 0 | 0 | 0 | 0 | 0 | 0 | 0 | 0 | 0 | -2 | 0 | 0 | 0 | 0 | 0 | 0 | 1 |  | 0 | 0 | 0 | 0 | 0 | 0 | 0 | 0 | 0 | 0 | 8 | 0 | 0 | 0 | 79.5871 | 0 | 0 | 1 | 0 | 0 | 0 | 0 | 0 | 0 | 0 | 0 | 0 | 0 | -2 | 0 | 0 | 0 | -2 | 0 | 0 | 1 |  | 1 | 1 | 1 | 1 | 1 | 4+ | 1 | 1+ | 1 | 1
PG&E Greater Bay Study Area | Christie | 115 | 0 | 0 | 0 | 0 | 0 | 0 | 0 | 0 | 0 | 0 | 0 | 0 | 0 | 0 | 0 | 0 | 0 | 0 | 0 | 0 |  | 0 | 0 | 0 | 0 | 0 | 0 | 0 | 0 | 0 | 0 | 0 | 0 | 0 | 0 | 0 | 0 | 0 | 0 | 0 | 0 | 0 | 0 | 0 | 0 | 0 | 0 | 0 | 0 | 0 | 0 | 0 | 0 | 0 | 0 | 0 | 0 |  | 0 | 0 | 0 | 0 | 0 | 0 | 0 | 0 | 0 | 0 | 0 | 0 | 0 | 0 | 0 | 0 | 0 | 0 | 0 | 0 | 0 | 0 | 0 | 0 | 0 | 0 | 0 | 0 | 0 | 0 | 0 | 0 | 0 | 0 | 0 | 0 |  | 0 | 0 | 0 | 0 | 0 | 0 | 0 | 0 | 0 | 0 | 0 | 0 | 0 | 0 | 0 | 0 | 0 | 0 | 0 | 0 | 0 | 0 | 0 | 0 | 0 | 0 | 0 | 0 | 0 | 0 | 0 | 0 | 0 | 0 | 0 | 0 |  | 0 | 0 | 0 | 0 | 0 | 0 | 0 | 0 | 0 | 0 | 0 | 0 | 0 | 0 | 0 | 0 | 0 | 0 | 0 | 0 | 0 | 0 | 0 | 0 | 0 | 0 | 0 | 0 | 0 | 0 | 0 | 0 | 0 | 0 | 0 | 0 |  | 1 | 1 | 1 | 1 | 1 | 1 | 1 | 1 | 1 | 0
SCE Eastern Study Area | Cielo Azul | 500 | 0 | 0 | 0 | 0 | 0 | 0 | 0 | 0 | 0 | 0 | 0 | 0 | 100 | 1200 | 1300 | 500 | 150 | 650 | 0 | 1 |  | 0 | 0 | 0 | 0 | 0 | 0 | 0 | 0 | 0 | 0 | 0 | 0 | 3000 | 982.4 | 1920 | 0 | 0 | 1 | 0 | 0 | 0 | 0 | 0 | 0 | 0 | 0 | 0 | 0 | 0 | 2 | -2 | -2 | -2 | 0 | 0 | 1 |  | 0 | 0 | 0 | 0 | 0 | 0 | 0 | 0 | 0 | 0 | 0 | 95 | 3514.55 | 1239.68 | 2177.28 | 0 | 0 | 1 | 0 | 0 | 0 | 0 | 0 | 0 | 0 | 0 | 0 | 0 | 0 | 0 | -2 | -2 | -2 | 0 | 0 | 1 |  | 0 | 0 | 0 | 0 | 0 | 0 | 0 | 0 | 0 | 0 | 0 | 95 | 3514.55 | 1239.68 | 2177.28 | 0 | 0 | 1 | 0 | 0 | 0 | 0 | 0 | 0 | 0 | 0 | 0 | 0 | 0 | 0 | -2 | -2 | -2 | 0 | 0 | 1 |  | 0 | 0 | 0 | 0 | 0 | 0 | 0 | 0 | 0 | 0 | 0 | 95 | 7665.4105 | 1239.68 | 6373.2103 | 0 | 0 | 1 | 0 | 0 | 0 | 0 | 0 | 0 | 0 | 0 | 0 | 0 | 0 | 0 | -2 | -2 | -2 | 0 | 0 | 1 |  | 1 | 1 | 1 | 1 | 1 | 1 | 4+ | 4+ | 1 | 1
PG&E North of Greater Bay Study Area | Cloverdale | 115 | 32 | 0 | 0 | 0 | 0 | 0 | 0 | 0 | 0 | 0 | 0 | 0 | 0 | 0 | 0 | 0 | 0 | 0 | 0 | 1 |  | 0 | 0 | 0 | 0 | 0 | 0 | 0 | 0 | 0 | 0 | 0 | 0 | 0 | 0 | 0 | 0 | 0 | 0 | 2 | 2 | 0 | 0 | 0 | 0 | 0 | 0 | 0 | 0 | 0 | 0 | 0 | 0 | 0 | 0 | 0 | 1 |  | 0 | 0 | 0 | 0 | 0 | 0 | 0 | 0 | 0 | 0 | 0.065 | 0 | 0 | 0 | 0 | 0 | 0 | 1 | 2 | 2 | 0 | 0 | 0 | 0 | 0 | 0 | 0 | 0 | -2 | 0 | 0 | 0 | 0 | 0 | 0 | 1 |  | 0 | 0 | 0 | 0 | 0 | 0 | 0 | 0 | 0 | 0 | 0.065 | 0 | 0 | 0 | 0 | 0 | 0 | 1 | 2 | 2 | 0 | 0 | 0 | 0 | 0 | 0 | 0 | 0 | -2 | 0 | 0 | 0 | 0 | 0 | 0 | 1 |  | 0 | 32.2 | 0 | 0 | 0 | 0 | 0 | 0 | 0 | 0 | 0.065 | 0 | 0 | 0 | 0 | 0 | 0 | 1 | 2 | 0 | 0 | 0 | 0 | 0 | 0 | 0 | 0 | 0 | -2 | 0 | 0 | 0 | 0 | 0 | 0 | 1 |  | 3- | 1 | 1 | 1 | 1 | 4+ | 1 | 1 | 1 | 1
PG&E Greater Bay Study Area | Coburn | 230 | 0 | 4.82 | 100 | 0 | 100 | 0 | 0 | 0 | 0 | 0 | 0 | 0 | 0 | 0 | 0 | 0 | 0 | 0 | 0 | 1 |  | 0 | 0 | 0 | 0 | 0 | 0 | 0 | 0 | 0 | 0 | 0 | 0 | 0 | 0 | 0 | 0 | 0 | 0 | 0 | 0 | 2 | 2 | 2 | 2 | 0 | 0 | 0 | 0 | 0 | 0 | 0 | 0 | 0 | 0 | 0 | 1 |  | 0 | 0 | 0 | 0 | 0 | 0 | 0 | 0 | 0 | 0 | 0 | 0 | 0 | 0 | 0 | 0 | 0 | 0 | 0 | 0 | 2 | 2 | 2 | 2 | 0 | 0 | 0 | 0 | 0 | 0 | 0 | 0 | 0 | 0 | 0 | 1 |  | 0 | 0 | 0 | 0 | 0 | 0 | 0 | 0 | 0 | 0 | 0 | 0 | 0 | 0 | 0 | 0 | 0 | 0 | 0 | 0 | 2 | 2 | 2 | 2 | 0 | 0 | 0 | 0 | 0 | 0 | 0 | 0 | 0 | 0 | 0 | 1 |  | 0 | 0 | 0 | 0 | 0 | 0 | 0 | 0 | 0 | 0 | 0 | 0 | 0 | 0 | 124.3 | 0 | 0 | 1 | 0 | 0 | 2 | 2 | 2 | 2 | 0 | 0 | 0 | 0 | 0 | 0 | 0 | 0 | -2 | 0 | 0 | 1 |  | 1 | 5- | 5- | 1 | 1 | 1 | 1 | 1+ | 1 | 1
PG&E North of Greater Bay Study Area | Colgate | 230 | 0 | 3 | 0 | 0 | 0 | 0 | 0 | 0 | 0 | 0 | 0 | 0 | 0 | 0 | 0 | 0 | 0 | 0 | 0 | 1 |  | 0 | 0 | 0 | 0 | 0 | 0 | 0 | 0 | 0 | 0 | 0 | 0 | 0 | 0 | 0 | 0 | 0 | 0 | 0 | 0 | 2 | 2 | 0 | 0 | 0 | 0 | 0 | 0 | 0 | 0 | 0 | 0 | 0 | 0 | 0 | 1 |  | 0 | 0 | 0 | 0 | 0 | 0 | 0 | 0 | 0 | 0 | 0 | 0 | 0 | 0 | 0 | 0 | 0 | 0 | 0 | 0 | 2 | 2 | 0 | 0 | 0 | 0 | 0 | 0 | 0 | 0 | 0 | 0 | 0 | 0 | 0 | 1 |  | 0 | 0 | 0 | 0 | 0 | 0 | 0 | 0 | 0 | 0 | 0 | 0 | 0 | 0 | 0 | 0 | 0 | 0 | 0 | 0 | 2 | 2 | 0 | 0 | 0 | 0 | 0 | 0 | 0 | 0 | 0 | 0 | 0 | 0 | 0 | 1 |  | 0 | 0 | 0 | 0 | 0 | 0 | 0 | 0 | 0 | 0 | 0 | 0 | 0 | 0 | 0 | 0 | 0 | 0 | 0 | 0 | 2 | 2 | 0 | 0 | 0 | 0 | 0 | 0 | 0 | 0 | 0 | 0 | 0 | 0 | 0 | 1 |  | 1 | 5- | 1 | 1 | 1 | 1 | 1 | 1 | 1 | 1
PG&E Greater Bay Study Area | Collinsville | 500 | 0 | 0 | 0 | 0 | 0 | 0 | 0 | 0 | 0 | 0 | 0 | 0 | 0 | 0 | 0 | 0 | 0 | 0 | 0 | 0 |  | 0 | 0 | 0 | 0 | 0 | 0 | 0 | 0 | 0 | 0 | 0 | 0 | 0 | 0 | 0 | 0 | 0 | 0 | 0 | 0 | 0 | 0 | 0 | 0 | 0 | 0 | 0 | 0 | 0 | 0 | 0 | 0 | 0 | 0 | 0 | 0 |  | 0 | 0 | 0 | 0 | 0 | 0 | 0 | 0 | 0 | 0 | 0 | 0 | 0 | 0 | 0 | 0 | 0 | 0 | 0 | 0 | 0 | 0 | 0 | 0 | 0 | 0 | 0 | 0 | 0 | 0 | 0 | 0 | 0 | 0 | 0 | 0 |  | 0 | 0 | 0 | 0 | 0 | 0 | 0 | 0 | 0 | 0 | 0 | 0 | 0 | 0 | 0 | 0 | 0 | 0 | 0 | 0 | 0 | 0 | 0 | 0 | 0 | 0 | 0 | 0 | 0 | 0 | 0 | 0 | 0 | 0 | 0 | 0 |  | 0 | 0 | 0 | 0 | 0 | 0 | 0 | 0 | 0 | 0 | 0 | 0 | 0 | 0 | 0 | 0 | 0 | 0 | 0 | 0 | 0 | 0 | 0 | 0 | 0 | 0 | 0 | 0 | 0 | 0 | 0 | 0 | 0 | 0 | 0 | 0 |  | 1 | 1 | 1 | 1 | 1 | 1 | 1 | 1 | 1 | 0
PG&E Greater Bay Study Area | Collinsville | 230 | 0 | 0 | 0 | 0 | 0 | 0 | 0 | 0 | 0 | 0 | 0 | 0 | 0 | 0 | 0 | 0 | 0 | 0 | 0 | 0 |  | 0 | 0 | 0 | 0 | 0 | 0 | 0 | 0 | 0 | 0 | 0 | 0 | 0 | 0 | 0 | 0 | 0 | 0 | 0 | 0 | 0 | 0 | 0 | 0 | 0 | 0 | 0 | 0 | 0 | 0 | 0 | 0 | 0 | 0 | 0 | 0 |  | 0 | 0 | 0 | 0 | 0 | 0 | 0 | 0 | 0 | 0 | 0 | 0 | 0 | 0 | 0 | 0 | 0 | 0 | 0 | 0 | 0 | 0 | 0 | 0 | 0 | 0 | 0 | 0 | 0 | 0 | 0 | 0 | 0 | 0 | 0 | 0 |  | 0 | 0 | 0 | 0 | 0 | 0 | 0 | 0 | 0 | 0 | 0 | 0 | 0 | 0 | 0 | 0 | 0 | 0 | 0 | 0 | 0 | 0 | 0 | 0 | 0 | 0 | 0 | 0 | 0 | 0 | 0 | 0 | 0 | 0 | 0 | 0 |  | 0 | 0 | 0 | 0 | 0 | 0 | 0 | 0 | 0 | 0 | 0 | 0 | 0 | 0 | 0 | 0 | 0 | 0 | 0 | 0 | 0 | 0 | 0 | 0 | 0 | 0 | 0 | 0 | 0 | 0 | 0 | 0 | 0 | 0 | 0 | 0 |  | 1 | 1 | 1 | 1 | 1 | 1 | 1 | 1 | 1 | 0
SCE Eastern Study Area | Colorado River | 500 | 0 | 0 | 0 | 0 | 0 | 0 | 0 | 0 | 0 | 0 | 0 | 0 | 0 | 0 | 0 | 0 | 0 | 0 | 0 | 0 |  | 0 | 0 | 0 | 0 | 0 | 0 | 0 | 0 | 0 | 0 | 0 | 0 | 0 | 0 | 0 | 0 | 0 | 0 | 0 | 0 | 0 | 0 | 0 | 0 | 0 | 0 | 0 | 0 | 0 | 0 | 0 | 0 | 0 | 0 | 0 | 0 |  | 0 | 0 | 0 | 0 | 0 | 0 | 0 | 0 | 0 | 0 | 0 | 0 | 62.5 | 3.2 | 3.2 | 0 | 0 | 1 | 0 | 0 | 0 | 0 | 0 | 0 | 0 | 0 | 0 | 0 | 0 | 0 | -2 | -2 | -2 | 0 | 0 | 1 |  | 0 | 0 | 0 | 0 | 0 | 0 | 0 | 0 | 0 | 0 | 0 | 0 | 62.5 | 3.2 | 3.2 | 0 | 0 | 1 | 0 | 0 | 0 | 0 | 0 | 0 | 0 | 0 | 0 | 0 | 0 | 0 | -2 | -2 | -2 | 0 | 0 | 1 |  | 0 | 0 | 0 | 0 | 0 | 0 | 0 | 0 | 0 | 0 | 0 | 0 | 62.5 | 3.2 | 3.2 | 0 | 0 | 1 | 0 | 0 | 0 | 0 | 0 | 0 | 0 | 0 | 0 | 0 | 0 | 0 | -2 | -2 | -2 | 0 | 0 | 1 |  | 1 | 1 | 1 | 1 | 1 | 1 | 4+ | 4+ | 1 | 1
SCE Eastern Study Area | Colorado River | 230 | 0 | 0 | 0 | 0 | 0 | 0 | 0 | 0 | 0 | 0 | 0 | 0 | 0 | 0 | 0 | 0 | 0 | 0 | 0 | 0 |  | 0 | 0 | 0 | 0 | 0 | 0 | 0 | 0 | 0 | 0 | 0 | 0 | 410.5 | 0 | 415 | 0 | 0 | 1 | 0 | 0 | 0 | 0 | 0 | 0 | 0 | 0 | 0 | 0 | 0 | 0 | -2 | 0 | -2 | 0 | 0 | 1 |  | 0 | 0 | 0 | 0 | 0 | 0 | 0 | 0 | 0 | 0 | 0 | 5.43 | 1180.9 | 0 | 1179.762 | 0 | 0 | 1 | 0 | 0 | 0 | 0 | 0 | 0 | 0 | 0 | 0 | 0 | 0 | -2 | -2 | 0 | -2 | 0 | 0 | 1 |  | 0 | 0 | 0 | 0 | 0 | 0 | 0 | 0 | 0 | 0 | 0 | 5.43 | 1180.9 | 0 | 1179.762 | 0 | 0 | 1 | 0 | 0 | 0 | 0 | 0 | 0 | 0 | 0 | 0 | 0 | 0 | -2 | -2 | 0 | -2 | 0 | 0 | 1 |  | 0 | 0 | 0 | 0 | 0 | 0 | 0 | 0 | 0 | 0 | 0 | 5.43 | 1899.092 | 0 | 2258.394 | 0 | 0 | 1 | 0 | 0 | 0 | 0 | 0 | 0 | 0 | 0 | 0 | 0 | 0 | -2 | -2 | 0 | -2 | 0 | 0 | 1 |  | 1 | 1 | 1 | 1 | 1 | 1 | 4+ | 4+ | 1 | 1
PG&E Kern Study Area | Columbus | 115 | 0 | 0 | 0 | 0 | 0 | 0 | 0 | 0 | 0 | 0 | 0 | 0 | 0 | 0 | 0 | 0 | 0 | 0 | 0 | 0 |  | 0 | 0 | 0 | 0 | 0 | 0 | 0 | 0 | 0 | 0 | 0 | 0 | 0 | 0 | 0 | 0 | 0 | 0 | 0 | 0 | 0 | 0 | 0 | 0 | 0 | 0 | 0 | 0 | 0 | 0 | 0 | 0 | 0 | 0 | 0 | 0 |  | 0 | 0 | 0 | 0 | 0 | 0 | 0 | 0 | 0 | 0 | 0 | 0 | 0 | 0 | 0 | 0 | 0 | 0 | 0 | 0 | 0 | 0 | 0 | 0 | 0 | 0 | 0 | 0 | 0 | 0 | 0 | 0 | 0 | 0 | 0 | 0 |  | 0 | 0 | 0 | 0 | 0 | 0 | 0 | 0 | 0 | 0 | 0 | 0 | 0 | 0 | 0 | 0 | 0 | 0 | 0 | 0 | 0 | 0 | 0 | 0 | 0 | 0 | 0 | 0 | 0 | 0 | 0 | 0 | 0 | 0 | 0 | 0 |  | 0 | 0 | 0 | 0 | 0 | 0 | 0 | 0 | 0 | 0 | 0 | 0 | 0 | 0 | 0 | 0 | 0 | 0 | 0 | 0 | 0 | 0 | 0 | 0 | 0 | 0 | 0 | 0 | 0 | 0 | 0 | 0 | 0 | 0 | 0 | 0 |  | 1 | 1 | 1 | 1 | 1 | 1 | 1 | 1 | 1 | 0
PG&E Greater Bay Study Area | Contra Costa PP | 230 | 0 | 0 | 0 | 0 | 0 | 0 | 0 | 0 | 0 | 0 | 0 | 0 | 0 | 0 | 0 | 0 | 0 | 0 | 0 | 0 |  | 0 | 0 | 0 | 0 | 0 | 0 | 0 | 0 | 0 | 0 | 0 | 0 | 0 | 0 | 0 | 0 | 0 | 0 | 0 | 0 | 0 | 0 | 0 | 0 | 0 | 0 | 0 | 0 | 0 | 0 | 0 | 0 | 0 | 0 | 0 | 0 |  | 0 | 0 | 0 | 0 | 0 | 0 | 0 | 0 | 0 | 0 | 0 | 0 | 0 | 0 | 0 | 0 | 0 | 0 | 0 | 0 | 0 | 0 | 0 | 0 | 0 | 0 | 0 | 0 | 0 | 0 | 0 | 0 | 0 | 0 | 0 | 0 |  | 0 | 0 | 0 | 0 | 0 | 0 | 0 | 0 | 0 | 0 | 0 | 0 | 0 | 0 | 0 | 0 | 0 | 0 | 0 | 0 | 0 | 0 | 0 | 0 | 0 | 0 | 0 | 0 | 0 | 0 | 0 | 0 | 0 | 0 | 0 | 0 |  | 0 | 0 | 0 | 0 | 0 | 0 | 0 | 0 | 0 | 0 | 0 | 0 | 0 | 0 | 0 | 0 | 0 | 0 | 0 | 0 | 0 | 0 | 0 | 0 | 0 | 0 | 0 | 0 | 0 | 0 | 0 | 0 | 0 | 0 | 0 | 0 |  | 1 | 1 | 1 | 1 | 1 | 1 | 1 | 1 | 1 | 0
PG&E Greater Bay Study Area | Contra Costa | 230 | 0 | 0 | 0 | 0 | 0 | 0 | 0 | 0 | 0 | 0 | 0 | 0 | 0 | 0 | 0 | 0 | 0 | 0 | 0 | 0 |  | 0 | 0 | 0 | 0 | 0 | 0 | 0 | 0 | 0 | 0 | 0 | 0 | 0 | 0 | 0 | 0 | 0 | 0 | 0 | 0 | 0 | 0 | 0 | 0 | 0 | 0 | 0 | 0 | 0 | 0 | 0 | 0 | 0 | 0 | 0 | 0 |  | 0 | 0 | 0 | 0 | 0 | 0 | 0 | 0 | 0 | 0 | 0 | 0 | 0 | 0 | 0 | 0 | 0 | 0 | 0 | 0 | 0 | 0 | 0 | 0 | 0 | 0 | 0 | 0 | 0 | 0 | 0 | 0 | 0 | 0 | 0 | 0 |  | 0 | 0 | 0 | 0 | 0 | 0 | 0 | 0 | 0 | 0 | 0 | 0 | 0 | 0 | 0 | 0 | 0 | 0 | 0 | 0 | 0 | 0 | 0 | 0 | 0 | 0 | 0 | 0 | 0 | 0 | 0 | 0 | 0 | 0 | 0 | 0 |  | 0 | 0 | 0 | 0 | 0 | 0 | 0 | 0 | 0 | 0 | 0 | 0 | 0 | 0 | 564.168 | 0 | 0 | 1 | 0 | 0 | 0 | 0 | 0 | 0 | 0 | 0 | 0 | 0 | 0 | 0 | 0 | 0 | -2 | 0 | 0 | 1 |  | 1 | 1 | 1 | 1 | 1 | 1 | 1 | 1+ | 1 | 1
SCE North of Lugo Study Area | Control | 115 | 0 | 1.5 | 0 | 0 | 0 | 0 | 0 | 0 | 0 | 0 | 0 | 0 | 0 | 0 | 0 | 0 | 0 | 0 | 0 | 1 |  | 0 | 0 | 0 | 0 | 0 | 0 | 0 | 0 | 0 | 0 | 0 | 0 | 0 | 0 | 0 | 0 | 0 | 0 | 0 | 0 | 2 | 2 | 0 | 0 | 0 | 0 | 0 | 0 | 0 | 0 | 0 | 0 | 0 | 0 | 0 | 1 |  | 0 | 0 | 0 | 0 | 0 | 0 | 0 | 0 | 0 | 0 | 0 | 0 | 0 | 0 | 0 | 0 | 0 | 0 | 0 | 0 | 2 | 2 | 0 | 0 | 0 | 0 | 0 | 0 | 0 | 0 | 0 | 0 | 0 | 0 | 0 | 1 |  | 0 | 0 | 0 | 0 | 0 | 0 | 0 | 0 | 0 | 0 | 0 | 0 | 0 | 0 | 0 | 0 | 0 | 0 | 0 | 0 | 2 | 2 | 0 | 0 | 0 | 0 | 0 | 0 | 0 | 0 | 0 | 0 | 0 | 0 | 0 | 1 |  | 0 | 4.5 | 0 | 0 | 0 | 0 | 0 | 0 | 0 | 0 | 0 | 0 | 0 | 0 | 0 | 0 | 0 | 1 | 0 | -2 | 2 | 2 | 0 | 0 | 0 | 0 | 0 | 0 | 0 | 0 | 0 | 0 | 0 | 0 | 0 | 1 |  | 1+ | 5- | 1 | 1 | 1 | 1 | 1 | 1 | 1 | 1
SCE North of Lugo Study Area | Coolwater | 230 | 0 | 0 | 0 | 0 | 0 | 0 | 0 | 0 | 0 | 0 | 0 | 0 | 0 | 0 | 0 | 0 | 0 | 0 | 0 | 0 |  | 0 | 0 | 0 | 0 | 0 | 0 | 0 | 0 | 0 | 0 | 0 | 0 | 0 | 0 | 0 | 0 | 0 | 0 | 0 | 0 | 0 | 0 | 0 | 0 | 0 | 0 | 0 | 0 | 0 | 0 | 0 | 0 | 0 | 0 | 0 | 0 |  | 0 | 0 | 0 | 0 | 0 | 0 | 0 | 0 | 0 | 0 | 0 | 0 | 0 | 0 | 0 | 0 | 0 | 0 | 0 | 0 | 0 | 0 | 0 | 0 | 0 | 0 | 0 | 0 | 0 | 0 | 0 | 0 | 0 | 0 | 0 | 0 |  | 0 | 0 | 0 | 0 | 0 | 0 | 0 | 0 | 0 | 0 | 0 | 0 | 0 | 0 | 0 | 0 | 0 | 0 | 0 | 0 | 0 | 0 | 0 | 0 | 0 | 0 | 0 | 0 | 0 | 0 | 0 | 0 | 0 | 0 | 0 | 0 |  | 0 | 0 | 0 | 0 | 0 | 0 | 0 | 0 | 0 | 0 | 0 | 0 | 0 | 0 | 0 | 0 | 0 | 0 | 0 | 0 | 0 | 0 | 0 | 0 | 0 | 0 | 0 | 0 | 0 | 0 | 0 | 0 | 0 | 0 | 0 | 0 |  | 1 | 1 | 1 | 1 | 1 | 1 | 1 | 1 | 1 | 0
SCE North of Lugo Study Area | Coolwater | 115 | 0 | 0 | 200 | 0 | 200 | 0 | 0 | 0 | 0 | 0 | 0 | 0 | 150 | 200 | 350 | 110 | 0 | 110 | 0 | 1 |  | 0 | 0 | 0 | 0 | 0 | 0 | 0 | 0 | 0 | 0 | 0 | 148.96 | 148.96 | 118.5 | 118.5 | 0 | 0 | 1 | 0 | 0 | 0 | 0 | 2 | 2 | 0 | 0 | 0 | 0 | 0 | 0 | 2 | 0 | 0 | 0 | 0 | 1 |  | 0 | 0 | 0 | 0 | 0 | 0 | 0 | 0 | 0 | 0 | 0 | 148.96 | 148.96 | 118.5 | 118.5 | 0 | 0 | 1 | 0 | 0 | 0 | 0 | 2 | 2 | 0 | 0 | 0 | 0 | 0 | 0 | 2 | 0 | 0 | 0 | 0 | 1 |  | 0 | 0 | 0 | 0 | 0 | 212.18 | 0 | 0 | 0 | 0 | 0 | 148.96 | 355.55 | 118.5 | 322.66 | 0 | 0 | 1 | 0 | 0 | 0 | 0 | 2 | 0 | 0 | 0 | 0 | 0 | 0 | 0 | 0 | 0 | -2 | 0 | 0 | 1 |  | 0 | 0 | 0 | 0 | 0 | 212.18 | 0 | 0 | 0 | 0 | 3 | 148.96 | 370.35 | 118.5 | 332.452 | 0 | 0 | 1 | 0 | 0 | 0 | 0 | 2 | 0 | 0 | 0 | 0 | 0 | -2 | 0 | 0 | 0 | -2 | 0 | 0 | 1 |  | 1 | 1 | 2- | 1 | 1 | 1+ | 1 | 2+ | 1 | 1
PG&E Fresno Study Area | Corcoran | 115 | 0 | 0 | 0 | 0 | 0 | 0 | 0 | 0 | 0 | 0 | 0 | 4 | 0 | 0 | 0 | 0 | 0 | 0 | 0 | 1 |  | 0 | 0 | 0 | 0 | 0 | 0 | 0 | 0 | 0 | 0 | 0 | 0 | 0 | 0 | 0 | 0 | 0 | 0 | 0 | 0 | 0 | 0 | 0 | 0 | 0 | 0 | 0 | 0 | 2 | 0 | 0 | 0 | 0 | 0 | 0 | 1 |  | 0 | 0 | 0 | 0 | 0 | 0 | 0 | 0 | 0 | 0 | 3.125 | 0 | 0 | 0 | 0 | 0 | 0 | 1 | 0 | 0 | 0 | 0 | 0 | 0 | 0 | 0 | 0 | 0 | 1 | 0 | 0 | 0 | 0 | 0 | 0 | 1 |  | 0 | 0 | 0 | 0 | 0 | 0 | 0 | 0 | 0 | 0 | 3.125 | 0 | 0 | 0 | 0 | 0 | 0 | 1 | 0 | 0 | 0 | 0 | 0 | 0 | 0 | 0 | 0 | 0 | 1 | 0 | 0 | 0 | 0 | 0 | 0 | 1 |  | 0 | 0 | 0 | 0 | 0 | 0 | 0 | 0 | 0 | 0 | 4.085 | 0 | 87.5 | 0 | 87.5 | 0 | 0 | 1 | 0 | 0 | 0 | 0 | 0 | 0 | 0 | 0 | 0 | 0 | 0 | 0 | -2 | 0 | -2 | 0 | 0 | 1 |  | 1 | 1 | 1 | 1 | 1 | 3- | 1+ | 1+ | 1 | 1
PG&E North of Greater Bay Study Area | Corona | 115 | 0 | 0 | 0 | 0 | 0 | 0 | 0 | 0 | 0 | 0 | 0 | 0 | 0 | 0 | 0 | 0 | 0 | 0 | 0 | 0 |  | 0 | 0 | 0 | 0 | 0 | 0 | 0 | 0 | 0 | 0 | 0 | 0 | 0 | 0 | 0 | 0 | 0 | 0 | 0 | 0 | 0 | 0 | 0 | 0 | 0 | 0 | 0 | 0 | 0 | 0 | 0 | 0 | 0 | 0 | 0 | 0 |  | 0 | 0 | 0 | 0 | 0 | 0 | 0 | 0 | 0 | 0 | 0 | 0 | 0 | 0 | 0 | 0 | 0 | 0 | 0 | 0 | 0 | 0 | 0 | 0 | 0 | 0 | 0 | 0 | 0 | 0 | 0 | 0 | 0 | 0 | 0 | 0 |  | 0 | 0 | 0 | 0 | 0 | 0 | 0 | 0 | 0 | 0 | 0 | 0 | 0 | 0 | 0 | 0 | 0 | 0 | 0 | 0 | 0 | 0 | 0 | 0 | 0 | 0 | 0 | 0 | 0 | 0 | 0 | 0 | 0 | 0 | 0 | 0 |  | 0 | 0 | 0 | 0 | 0 | 0 | 0 | 0 | 0 | 0 | 0 | 0 | 0 | 0 | 0 | 0 | 0 | 0 | 0 | 0 | 0 | 0 | 0 | 0 | 0 | 0 | 0 | 0 | 0 | 0 | 0 | 0 | 0 | 0 | 0 | 0 |  | 1 | 1 | 1 | 1 | 1 | 1 | 1 | 1 | 1 | 0
PG&E North of Greater Bay Study Area | Cortina | 230 | 0 | 0 | 0 | 0 | 0 | 0 | 0 | 0 | 0 | 0 | 0 | 0 | 0 | 0 | 0 | 0 | 0 | 0 | 0 | 0 |  | 0 | 0 | 0 | 0 | 0 | 0 | 0 | 0 | 0 | 0 | 0 | 0 | 0 | 0 | 0 | 0 | 0 | 0 | 0 | 0 | 0 | 0 | 0 | 0 | 0 | 0 | 0 | 0 | 0 | 0 | 0 | 0 | 0 | 0 | 0 | 0 |  | 0 | 0 | 0 | 0 | 0 | 0 | 0 | 0 | 0 | 0 | 0 | 0 | 0 | 0 | 0 | 0 | 0 | 0 | 0 | 0 | 0 | 0 | 0 | 0 | 0 | 0 | 0 | 0 | 0 | 0 | 0 | 0 | 0 | 0 | 0 | 0 |  | 0 | 0 | 0 | 0 | 0 | 0 | 0 | 0 | 0 | 0 | 0 | 0 | 0 | 0 | 0 | 0 | 0 | 0 | 0 | 0 | 0 | 0 | 0 | 0 | 0 | 0 | 0 | 0 | 0 | 0 | 0 | 0 | 0 | 0 | 0 | 0 |  | 0 | 0 | 0 | 0 | 0 | 0 | 0 | 0 | 0 | 0 | 0 | 0 | 0 | 0 | 0 | 0 | 0 | 0 | 0 | 0 | 0 | 0 | 0 | 0 | 0 | 0 | 0 | 0 | 0 | 0 | 0 | 0 | 0 | 0 | 0 | 0 |  | 1 | 1 | 1 | 1 | 1 | 1 | 1 | 1 | 1 | 0
PG&E North of Greater Bay Study Area | Cortina | 115 | 0 | 0 | 0 | 0 | 0 | 0 | 0 | 0 | 0 | 0 | 0 | 0 | 80 | 150 | 230 | 150 | 0 | 150 | 0 | 1 |  | 0 | 0 | 0 | 0 | 0 | 0 | 0 | 0 | 0 | 0 | 0 | 80 | 83.54 | 20.8 | 80 | 0 | 0 | 1 | 0 | 0 | 0 | 0 | 0 | 0 | 0 | 0 | 0 | 0 | 0 | 0 | 2 | 2 | 2 | 0 | 0 | 1 |  | 0 | 0 | 0 | 0 | 0 | 0 | 0 | 0 | 0 | 0 | 0 | 80 | 233.54 | 170.8 | 230 | 0 | 0 | 1 | 0 | 0 | 0 | 0 | 0 | 0 | 0 | 0 | 0 | 0 | 0 | 0 | 0 | -1 | -2 | 0 | 0 | 1 |  | 0 | 0 | 0 | 0 | 0 | 0 | 0 | 0 | 0 | 0 | 0 | 80 | 233.54 | 170.8 | 230 | 0 | 0 | 1 | 0 | 0 | 0 | 0 | 0 | 0 | 0 | 0 | 0 | 0 | 0 | 0 | 0 | -1 | -2 | 0 | 0 | 1 |  | 0 | 0 | 0 | 0 | 0 | 0 | 0 | 0 | 0 | 0 | 0 | 80 | 233.54 | 170.8 | 230 | 0 | 0 | 1 | 0 | 0 | 0 | 0 | 0 | 0 | 0 | 0 | 0 | 0 | 0 | 0 | 0 | -1 | -2 | 0 | 0 | 1 |  | 1 | 1 | 1 | 1 | 1 | 1 | 1 | 4+ | 1 | 1
PG&E Greater Bay Study Area | Cottle | 230 | 0 | 3 | 0 | 0 | 0 | 0 | 0 | 0 | 0 | 0 | 0 | 0 | 0 | 0 | 0 | 0 | 0 | 0 | 0 | 1 |  | 0 | 0 | 0 | 0 | 0 | 0 | 0 | 0 | 0 | 0 | 0 | 0 | 0 | 0 | 0 | 0 | 0 | 0 | 0 | 0 | 2 | 2 | 0 | 0 | 0 | 0 | 0 | 0 | 0 | 0 | 0 | 0 | 0 | 0 | 0 | 1 |  | 0 | 0 | 0 | 0 | 0 | 0 | 0 | 0 | 0 | 0 | 0 | 0 | 0 | 0 | 0 | 0 | 0 | 0 | 0 | 0 | 2 | 2 | 0 | 0 | 0 | 0 | 0 | 0 | 0 | 0 | 0 | 0 | 0 | 0 | 0 | 1 |  | 0 | 0 | 0 | 0 | 0 | 0 | 0 | 0 | 0 | 0 | 0 | 0 | 0 | 0 | 0 | 0 | 0 | 0 | 0 | 0 | 2 | 2 | 0 | 0 | 0 | 0 | 0 | 0 | 0 | 0 | 0 | 0 | 0 | 0 | 0 | 1 |  | 0 | 0 | 0 | 0 | 0 | 0 | 0 | 0 | 0 | 0 | 0 | 0 | 0 | 0 | 102.672 | 0 | 0 | 1 | 0 | 0 | 2 | 2 | 0 | 0 | 0 | 0 | 0 | 0 | 0 | 0 | 0 | 0 | -2 | 0 | 0 | 1 |  | 1 | 5- | 1 | 1 | 1 | 1 | 1 | 1+ | 1 | 1
PG&E North of Greater Bay Study Area | Cottonwood | 230 | 0 | 0 | 0 | 0 | 0 | 0 | 0 | 0 | 0 | 0 | 0 | 0 | 0 | 0 | 0 | 0 | 0 | 0 | 0 | 0 |  | 0 | 0 | 0 | 0 | 0 | 0 | 0 | 0 | 0 | 0 | 0 | 0 | 0 | 0 | 0 | 0 | 0 | 0 | 0 | 0 | 0 | 0 | 0 | 0 | 0 | 0 | 0 | 0 | 0 | 0 | 0 | 0 | 0 | 0 | 0 | 0 |  | 0 | 0 | 0 | 0 | 0 | 0 | 0 | 0 | 0 | 0 | 0 | 0 | 0 | 0 | 0 | 0 | 0 | 0 | 0 | 0 | 0 | 0 | 0 | 0 | 0 | 0 | 0 | 0 | 0 | 0 | 0 | 0 | 0 | 0 | 0 | 0 |  | 0 | 0 | 0 | 0 | 0 | 0 | 0 | 0 | 0 | 0 | 0 | 0 | 0 | 0 | 0 | 0 | 0 | 0 | 0 | 0 | 0 | 0 | 0 | 0 | 0 | 0 | 0 | 0 | 0 | 0 | 0 | 0 | 0 | 0 | 0 | 0 |  | 0 | 0 | 0 | 0 | 0 | 0 | 0 | 0 | 0 | 0 | 0 | 0 | 93.5 | 0 | 19.992 | 0 | 0 | 1 | 0 | 0 | 0 | 0 | 0 | 0 | 0 | 0 | 0 | 0 | 0 | 0 | -2 | 0 | -2 | 0 | 0 | 1 |  | 1 | 1 | 1 | 1 | 1 | 1 | 1+ | 1+ | 1 | 1
PG&E Greater Bay Study Area | Coyote | 230 | 0 | 0 | 0 | 0 | 0 | 0 | 0 | 0 | 0 | 0 | 0 | 0 | 0 | 0 | 0 | 0 | 0 | 0 | 0 | 0 |  | 0 | 0 | 0 | 0 | 0 | 0 | 0 | 0 | 0 | 0 | 0 | 0 | 0 | 0 | 0 | 0 | 0 | 0 | 0 | 0 | 0 | 0 | 0 | 0 | 0 | 0 | 0 | 0 | 0 | 0 | 0 | 0 | 0 | 0 | 0 | 0 |  | 0 | 0 | 0 | 0 | 0 | 0 | 0 | 0 | 0 | 0 | 0 | 0 | 0 | 0 | 0 | 0 | 0 | 0 | 0 | 0 | 0 | 0 | 0 | 0 | 0 | 0 | 0 | 0 | 0 | 0 | 0 | 0 | 0 | 0 | 0 | 0 |  | 0 | 0 | 0 | 0 | 0 | 0 | 0 | 0 | 0 | 0 | 0 | 0 | 0 | 0 | 0 | 0 | 0 | 0 | 0 | 0 | 0 | 0 | 0 | 0 | 0 | 0 | 0 | 0 | 0 | 0 | 0 | 0 | 0 | 0 | 0 | 0 |  | 0 | 0 | 0 | 0 | 0 | 0 | 0 | 0 | 0 | 0 | 0 | 0 | 0 | 0 | 0 | 0 | 0 | 0 | 0 | 0 | 0 | 0 | 0 | 0 | 0 | 0 | 0 | 0 | 0 | 0 | 0 | 0 | 0 | 0 | 0 | 0 |  | 1 | 1 | 1 | 1 | 1 | 1 | 1 | 1 | 1 | 0
SDG&E Study Area | Creelman | 69 | 0 | 0 | 0 | 0 | 0 | 0 | 0 | 0 | 0 | 0 | 0 | 0 | 0 | 0 | 0 | 0 | 0 | 0 | 0 | 0 |  | 0 | 0 | 0 | 0 | 0 | 0 | 0 | 0 | 0 | 0 | 0 | 0 | 0 | 0 | 103.275 | 0 | 0 | 1 | 0 | 0 | 0 | 0 | 0 | 0 | 0 | 0 | 0 | 0 | 0 | 0 | 0 | 0 | -2 | 0 | 0 | 1 |  | 0 | 0 | 0 | 0 | 0 | 0 | 0 | 0 | 0 | 0 | 0 | 0 | 0 | 0 | 0 | 0 | 0 | 0 | 0 | 0 | 0 | 0 | 0 | 0 | 0 | 0 | 0 | 0 | 0 | 0 | 0 | 0 | 0 | 0 | 0 | 0 |  | 0 | 0 | 0 | 0 | 0 | 0 | 0 | 0 | 0 | 0 | 0 | 0 | 0 | 0 | 155.275 | 0 | 0 | 1 | 0 | 0 | 0 | 0 | 0 | 0 | 0 | 0 | 0 | 0 | 0 | 0 | 0 | 0 | -2 | 0 | 0 | 1 |  | 0 | 0 | 0 | 0 | 0 | 0 | 0 | 0 | 0 | 0 | 0 | 0 | 0 | 0 | 155.275 | 0 | 0 | 1 | 0 | 0 | 0 | 0 | 0 | 0 | 0 | 0 | 0 | 0 | 0 | 0 | 0 | 0 | -2 | 0 | 0 | 1 |  | 1 | 1 | 1 | 1 | 1 | 1 | 1 | 2+ | 1 | 1
PG&E Greater Bay Study Area | Crow Creek | 60 | 0 | 0 | 0 | 0 | 0 | 0 | 0 | 0 | 0 | 0 | 0 | 0 | 0 | 0 | 0 | 0 | 0 | 0 | 0 | 0 |  | 0 | 0 | 0 | 0 | 0 | 0 | 0 | 0 | 0 | 0 | 0 | 0 | 0 | 0 | 0 | 0 | 0 | 0 | 0 | 0 | 0 | 0 | 0 | 0 | 0 | 0 | 0 | 0 | 0 | 0 | 0 | 0 | 0 | 0 | 0 | 0 |  | 0 | 0 | 0 | 0 | 0 | 0 | 0 | 0 | 0 | 0 | 0 | 0 | 0.02 | 0 | 20 | 0 | 0 | 1 | 0 | 0 | 0 | 0 | 0 | 0 | 0 | 0 | 0 | 0 | 0 | 0 | -2 | 0 | -2 | 0 | 0 | 1 |  | 0 | 0 | 0 | 0 | 0 | 0 | 0 | 0 | 0 | 0 | 0 | 0 | 0.02 | 0 | 20 | 0 | 0 | 1 | 0 | 0 | 0 | 0 | 0 | 0 | 0 | 0 | 0 | 0 | 0 | 0 | -2 | 0 | -2 | 0 | 0 | 1 |  | 0 | 0 | 0 | 0 | 0 | 0 | 0 | 0 | 0 | 0 | 0 | 0 | 0.02 | 0 | 20 | 0 | 0 | 1 | 0 | 0 | 0 | 0 | 0 | 0 | 0 | 0 | 0 | 0 | 0 | 0 | -2 | 0 | -2 | 0 | 0 | 1 |  | 1 | 1 | 1 | 1 | 1 | 1 | 4+ | 4+ | 1 | 1
PG&E Greater Bay Study Area | Curtis | 115 | 0 | 5 | 0 | 0 | 0 | 0 | 0 | 0 | 0 | 0 | 0 | 0 | 0 | 0 | 0 | 0 | 0 | 0 | 0 | 1 |  | 0 | 0 | 0 | 0 | 0 | 0 | 0 | 0 | 0 | 0 | 0 | 0 | 0 | 0 | 0 | 0 | 0 | 0 | 0 | 0 | 2 | 2 | 0 | 0 | 0 | 0 | 0 | 0 | 0 | 0 | 0 | 0 | 0 | 0 | 0 | 1 |  | 0 | 0 | 0 | 0 | 0 | 0 | 0 | 0 | 0 | 0 | 0 | 0 | 0 | 0 | 0 | 0 | 0 | 0 | 0 | 0 | 2 | 2 | 0 | 0 | 0 | 0 | 0 | 0 | 0 | 0 | 0 | 0 | 0 | 0 | 0 | 1 |  | 0 | 0 | 0 | 0 | 0 | 0 | 0 | 0 | 0 | 0 | 0 | 0 | 0 | 0 | 0 | 0 | 0 | 0 | 0 | 0 | 2 | 2 | 0 | 0 | 0 | 0 | 0 | 0 | 0 | 0 | 0 | 0 | 0 | 0 | 0 | 1 |  | 0 | 0 | 0 | 0 | 0 | 0 | 0 | 0 | 0 | 0 | 0 | 0 | 0 | 0 | 0 | 0 | 0 | 0 | 0 | 0 | 2 | 2 | 0 | 0 | 0 | 0 | 0 | 0 | 0 | 0 | 0 | 0 | 0 | 0 | 0 | 1 |  | 1 | 5- | 1 | 1 | 1 | 1 | 1 | 1 | 1 | 1
PG&E Fresno Study Area | Dairyland | 115 | 0 | 0 | 0 | 0 | 0 | 0 | 0 | 0 | 0 | 0 | 0 | 0 | 0 | 0 | 0 | 0 | 0 | 0 | 0 | 0 |  | 0 | 0 | 0 | 0 | 0 | 0 | 0 | 0 | 0 | 0 | 0 | 0 | 0 | 0 | 0 | 0 | 0 | 0 | 0 | 0 | 0 | 0 | 0 | 0 | 0 | 0 | 0 | 0 | 0 | 0 | 0 | 0 | 0 | 0 | 0 | 0 |  | 0 | 0 | 0 | 0 | 0 | 0 | 0 | 0 | 0 | 0 | 4.954 | 0 | 0 | 0 | 0 | 0 | 0 | 1 | 0 | 0 | 0 | 0 | 0 | 0 | 0 | 0 | 0 | 0 | -2 | 0 | 0 | 0 | 0 | 0 | 0 | 1 |  | 0 | 0 | 0 | 0 | 0 | 0 | 0 | 0 | 0 | 0 | 4.954 | 0 | 0 | 0 | 0 | 0 | 0 | 1 | 0 | 0 | 0 | 0 | 0 | 0 | 0 | 0 | 0 | 0 | -2 | 0 | 0 | 0 | 0 | 0 | 0 | 1 |  | 0 | 0 | 0 | 0 | 0 | 0 | 0 | 0 | 0 | 0 | 4.954 | 0 | 0 | 0 | 0 | 0 | 0 | 1 | 0 | 0 | 0 | 0 | 0 | 0 | 0 | 0 | 0 | 0 | -2 | 0 | 0 | 0 | 0 | 0 | 0 | 1 |  | 1 | 1 | 1 | 1 | 1 | 4+ | 1 | 1 | 1 | 1
PG&E North of Greater Bay Study Area | Davis | 115 | 0 | 0 | 0 | 0 | 0 | 0 | 0 | 0 | 0 | 0 | 0 | 0 | 0 | 0 | 0 | 0 | 0 | 0 | 0 | 0 |  | 0 | 0 | 0 | 0 | 0 | 0 | 0 | 0 | 0 | 0 | 0 | 0 | 0 | 0 | 0 | 0 | 0 | 0 | 0 | 0 | 0 | 0 | 0 | 0 | 0 | 0 | 0 | 0 | 0 | 0 | 0 | 0 | 0 | 0 | 0 | 0 |  | 0 | 0 | 0 | 0 | 0 | 0 | 0 | 0 | 0 | 0 | 0 | 0 | 14.35 | 0 | 12.1 | 0 | 0 | 1 | 0 | 0 | 0 | 0 | 0 | 0 | 0 | 0 | 0 | 0 | 0 | 0 | -2 | 0 | -2 | 0 | 0 | 1 |  | 0 | 0 | 0 | 0 | 0 | 0 | 0 | 0 | 0 | 0 | 0 | 0 | 99.3457 | 0 | 96.9117 | 0 | 0 | 1 | 0 | 0 | 0 | 0 | 0 | 0 | 0 | 0 | 0 | 0 | 0 | 0 | -2 | 0 | -2 | 0 | 0 | 1 |  | 0 | 0 | 0 | 0 | 0 | 0 | 0 | 0 | 0 | 0 | 0 | 0 | 99.3457 | 0 | 96.9117 | 0 | 0 | 1 | 0 | 0 | 0 | 0 | 0 | 0 | 0 | 0 | 0 | 0 | 0 | 0 | -2 | 0 | -2 | 0 | 0 | 1 |  | 1 | 1 | 1 | 1 | 1 | 1 | 4+ | 4+ | 1 | 1
SCE Metro Study Area | Del Amo | 230 | 0 | 0 | 0 | 0 | 0 | 0 | 0 | 0 | 0 | 0 | 0 | 0 | 0 | 0 | 0 | 0 | 0 | 0 | 0 | 0 |  | 0 | 0 | 0 | 0 | 0 | 0 | 0 | 0 | 0 | 0 | 0 | 0 | 0 | 0 | 0 | 0 | 0 | 0 | 0 | 0 | 0 | 0 | 0 | 0 | 0 | 0 | 0 | 0 | 0 | 0 | 0 | 0 | 0 | 0 | 0 | 0 |  | 0 | 0 | 0 | 0 | 0 | 0 | 0 | 0 | 0 | 0 | 0 | 0 | 0 | 0 | 0 | 0 | 0 | 0 | 0 | 0 | 0 | 0 | 0 | 0 | 0 | 0 | 0 | 0 | 0 | 0 | 0 | 0 | 0 | 0 | 0 | 0 |  | 0 | 0 | 0 | 0 | 0 | 0 | 0 | 0 | 0 | 0 | 0 | 0 | 0 | 0 | 0 | 0 | 0 | 0 | 0 | 0 | 0 | 0 | 0 | 0 | 0 | 0 | 0 | 0 | 0 | 0 | 0 | 0 | 0 | 0 | 0 | 0 |  | 0 | 0 | 0 | 0 | 0 | 0 | 0 | 0 | 0 | 0 | 0 | 0 | 0 | 0 | 0 | 0 | 0 | 0 | 0 | 0 | 0 | 0 | 0 | 0 | 0 | 0 | 0 | 0 | 0 | 0 | 0 | 0 | 0 | 0 | 0 | 0 |  | 1 | 1 | 1 | 1 | 1 | 1 | 1 | 1 | 1 | 0
SCE Eastern Study Area | Delaney | 500 | 0 | 0 | 0 | 0 | 0 | 0 | 0 | 0 | 0 | 0 | 0 | 0 | 0 | 0 | 0 | 0 | 0 | 0 | 0 | 0 |  | 0 | 0 | 0 | 0 | 0 | 0 | 0 | 0 | 0 | 0 | 0 | 0 | 0 | 0 | 0 | 0 | 0 | 0 | 0 | 0 | 0 | 0 | 0 | 0 | 0 | 0 | 0 | 0 | 0 | 0 | 0 | 0 | 0 | 0 | 0 | 0 |  | 0 | 0 | 0 | 0 | 0 | 0 | 0 | 0 | 0 | 0 | 0 | 0 | 0 | 0 | 0 | 0 | 0 | 0 | 0 | 0 | 0 | 0 | 0 | 0 | 0 | 0 | 0 | 0 | 0 | 0 | 0 | 0 | 0 | 0 | 0 | 0 |  | 0 | 0 | 0 | 0 | 0 | 0 | 0 | 0 | 0 | 0 | 0 | 0 | 158.926 | 0 | 308.926 | 0 | 0 | 1 | 0 | 0 | 0 | 0 | 0 | 0 | 0 | 0 | 0 | 0 | 0 | 0 | -2 | 0 | -2 | 0 | 0 | 1 |  | 0 | 0 | 0 | 0 | 0 | 0 | 0 | 0 | 0 | 0 | 0 | 0 | 738.886 | 0 | 880.666 | 0 | 0 | 1 | 0 | 0 | 0 | 0 | 0 | 0 | 0 | 0 | 0 | 0 | 0 | 0 | -2 | 0 | -2 | 0 | 0 | 1 |  | 1 | 1 | 1 | 1 | 1 | 1 | 2+ | 2+ | 1 | 1
PG&E North of Greater Bay Study Area | Delevan | 230 | 0 | 0 | 0 | 0 | 0 | 0 | 0 | 0 | 0 | 0 | 0 | 0 | 0 | 0 | 0 | 0 | 0 | 0 | 0 | 0 |  | 0 | 0 | 0 | 0 | 0 | 0 | 0 | 0 | 0 | 0 | 0 | 0 | 0 | 0 | 0 | 0 | 0 | 0 | 0 | 0 | 0 | 0 | 0 | 0 | 0 | 0 | 0 | 0 | 0 | 0 | 0 | 0 | 0 | 0 | 0 | 0 |  | 0 | 0 | 0 | 0 | 0 | 0 | 0 | 0 | 0 | 0 | 0 | 0 | 513.5 | 48 | 510 | 0 | 0 | 1 | 0 | 0 | 0 | 0 | 0 | 0 | 0 | 0 | 0 | 0 | 0 | 0 | -2 | -2 | -2 | 0 | 0 | 1 |  | 0 | 0 | 0 | 0 | 0 | 0 | 0 | 0 | 0 | 0 | 0 | 0 | 513.5 | 48 | 510 | 0 | 0 | 1 | 0 | 0 | 0 | 0 | 0 | 0 | 0 | 0 | 0 | 0 | 0 | 0 | -2 | -2 | -2 | 0 | 0 | 1 |  | 0 | 0 | 0 | 0 | 0 | 0 | 0 | 0 | 0 | 0 | 0 | 0 | 673.8789 | 48 | 669.418 | 0 | 0 | 1 | 0 | 0 | 0 | 0 | 0 | 0 | 0 | 0 | 0 | 0 | 0 | 0 | -2 | -2 | -2 | 0 | 0 | 1 |  | 1 | 1 | 1 | 1 | 1 | 1 | 4+ | 4+ | 1 | 1
PG&E Greater Bay Study Area | Delta PP | 230 | 0 | 0 | 0 | 0 | 0 | 0 | 0 | 0 | 0 | 0 | 0 | 0 | 0 | 0 | 0 | 0 | 0 | 0 | 0 | 0 |  | 0 | 0 | 0 | 0 | 0 | 0 | 0 | 0 | 0 | 0 | 0 | 0 | 0 | 0 | 0 | 0 | 0 | 0 | 0 | 0 | 0 | 0 | 0 | 0 | 0 | 0 | 0 | 0 | 0 | 0 | 0 | 0 | 0 | 0 | 0 | 0 |  | 0 | 0 | 0 | 0 | 0 | 0 | 0 | 0 | 0 | 0 | 0 | 0 | 0 | 0 | 0 | 0 | 0 | 0 | 0 | 0 | 0 | 0 | 0 | 0 | 0 | 0 | 0 | 0 | 0 | 0 | 0 | 0 | 0 | 0 | 0 | 0 |  | 0 | 0 | 0 | 0 | 0 | 0 | 0 | 0 | 0 | 0 | 0 | 0 | 0 | 0 | 102.25 | 0 | 0 | 1 | 0 | 0 | 0 | 0 | 0 | 0 | 0 | 0 | 0 | 0 | 0 | 0 | 0 | 0 | -2 | 0 | 0 | 1 |  | 0 | 0 | 0 | 0 | 0 | 0 | 0 | 0 | 0 | 0 | 0 | 0 | 0 | 0 | 606.25 | 0 | 0 | 1 | 0 | 0 | 0 | 0 | 0 | 0 | 0 | 0 | 0 | 0 | 0 | 0 | 0 | 0 | -2 | 0 | 0 | 1 |  | 1 | 1 | 1 | 1 | 1 | 1 | 1 | 2+ | 1 | 1
East of Pisgah Study Area | Desert View | 230 | 0 | 0 | 0 | 0 | 0 | 0 | 0 | 0 | 0 | 0 | 0 | 0 | 0 | 0 | 0 | 0 | 0 | 0 | 0 | 0 |  | 0 | 0 | 0 | 0 | 0 | 0 | 0 | 0 | 0 | 0 | 0 | 0 | 0 | 0 | 0 | 0 | 0 | 0 | 0 | 0 | 0 | 0 | 0 | 0 | 0 | 0 | 0 | 0 | 0 | 0 | 0 | 0 | 0 | 0 | 0 | 0 |  | 0 | 0 | 0 | 0 | 0 | 0 | 0 | 0 | 0 | 0 | 0 | 0 | 0 | 0 | 0 | 0 | 0 | 0 | 0 | 0 | 0 | 0 | 0 | 0 | 0 | 0 | 0 | 0 | 0 | 0 | 0 | 0 | 0 | 0 | 0 | 0 |  | 0 | 0 | 0 | 0 | 0 | 0 | 0 | 0 | 0 | 0 | 0 | 0 | 0 | 0 | 0 | 0 | 0 | 0 | 0 | 0 | 0 | 0 | 0 | 0 | 0 | 0 | 0 | 0 | 0 | 0 | 0 | 0 | 0 | 0 | 0 | 0 |  | 0 | 0 | 0 | 0 | 0 | 0 | 0 | 0 | 0 | 0 | 0 | 0 | 350 | 0 | 350 | 0 | 0 | 1 | 0 | 0 | 0 | 0 | 0 | 0 | 0 | 0 | 0 | 0 | 0 | 0 | -2 | 0 | -2 | 0 | 0 | 1 |  | 1 | 1 | 1 | 1 | 1 | 1 | 1+ | 1+ | 1 | 1
SCE Eastern Study Area | Devers | 500 | 0 | 0 | 0 | 0 | 0 | 0 | 0 | 0 | 0 | 0 | 0 | 0 | 0 | 0 | 0 | 0 | 0 | 0 | 0 | 0 |  | 0 | 0 | 0 | 0 | 0 | 0 | 0 | 0 | 0 | 0 | 0 | 0 | 0 | 0 | 0 | 0 | 0 | 0 | 0 | 0 | 0 | 0 | 0 | 0 | 0 | 0 | 0 | 0 | 0 | 0 | 0 | 0 | 0 | 0 | 0 | 0 |  | 0 | 0 | 0 | 0 | 0 | 0 | 0 | 0 | 0 | 0 | 0 | 0 | 0 | 0 | 0 | 0 | 0 | 0 | 0 | 0 | 0 | 0 | 0 | 0 | 0 | 0 | 0 | 0 | 0 | 0 | 0 | 0 | 0 | 0 | 0 | 0 |  | 0 | 0 | 0 | 0 | 0 | 0 | 0 | 0 | 0 | 0 | 0 | 0 | 0 | 0 | 0 | 0 | 0 | 0 | 0 | 0 | 0 | 0 | 0 | 0 | 0 | 0 | 0 | 0 | 0 | 0 | 0 | 0 | 0 | 0 | 0 | 0 |  | 0 | 0 | 0 | 0 | 0 | 0 | 0 | 0 | 0 | 0 | 0 | 0 | 0 | 0 | 0 | 0 | 0 | 0 | 0 | 0 | 0 | 0 | 0 | 0 | 0 | 0 | 0 | 0 | 0 | 0 | 0 | 0 | 0 | 0 | 0 | 0 |  | 1 | 1 | 1 | 1 | 1 | 1 | 1 | 1 | 1 | 0
SCE Eastern Study Area | Devers | 230 | 0 | 0 | 299 | 100 | 399 | 0 | 0 | 0 | 0 | 0 | 0 | 0 | 0 | 0 | 0 | 0 | 45 | 45 | 0 | 1 |  | 0 | 0 | 0 | 0 | 0 | 60 | 0 | 0 | 0 | 0 | 0 | 0 | 0 | 45.66 | 95.85 | 0 | 0 | 1 | 0 | 0 | 0 | 0 | 2 | 2 | 0 | 0 | 0 | 0 | 0 | 0 | 0 | 0 | -2 | 0 | 0 | 1 |  | 0 | 0 | 0 | 0 | 0 | 90 | 0 | 0 | 0 | 0 | 0 | 0 | 0 | 45.66 | 95.85 | 0 | 0 | 1 | 0 | 0 | 0 | 0 | 2 | 2 | 0 | 0 | 0 | 0 | 0 | 0 | 0 | 0 | -2 | 0 | 0 | 1 |  | 0 | 0 | 0 | 0 | 0 | 297.2 | 0 | 0 | 0 | 0 | 0 | 0 | 595.72 | 45.66 | 537.97 | 0 | 0 | 1 | 0 | 0 | 0 | 0 | 2 | 2 | 0 | 0 | 0 | 0 | 0 | 0 | -2 | 0 | -2 | 0 | 0 | 1 |  | 0 | 0 | 0 | 0 | 0 | 397.7 | 0 | 0 | 0 | 0 | 0 | 0 | 643.51 | 45.66 | 1229.73 | 0 | 0 | 1 | 0 | 0 | 0 | 0 | 2 | 0 | 0 | 0 | 0 | 0 | 0 | 0 | -2 | 0 | -2 | 0 | 0 | 1 |  | 1 | 1 | 3- | 1 | 1 | 1 | 2+ | 4+ | 1 | 1
PG&E Kern Study Area | Diablo | 500 | 0 | 0 | 0 | 0 | 0 | 0 | 0 | 0 | 2000 | 0 | 2000 | 0 | 0 | 0 | 0 | 0 | 0 | 0 | 0 | 1 |  | 0 | 0 | 0 | 0 | 0 | 0 | 0 | 0 | 0 | 0 | 0 | 0 | 0 | 0 | 0 | 0 | 0 | 0 | 0 | 0 | 0 | 0 | 0 | 0 | 0 | 0 | 2 | 2 | 0 | 0 | 0 | 0 | 0 | 0 | 0 | 1 |  | 0 | 0 | 0 | 0 | 0 | 0 | 0 | 0 | 1000 | 1028.94 | 0 | 0 | 0 | 0 | 0 | 0 | 0 | 1 | 0 | 0 | 0 | 0 | 0 | 0 | 0 | 0 | 2 | 2 | 0 | 0 | 0 | 0 | 0 | 0 | 0 | 1 |  | 0 | 0 | 0 | 0 | 0 | 0 | 0 | 0 | 1000 | 1028.94 | 0 | 0 | 0 | 0 | 0 | 0 | 0 | 1 | 0 | 0 | 0 | 0 | 0 | 0 | 0 | 0 | 2 | 2 | 0 | 0 | 0 | 0 | 0 | 0 | 0 | 1 |  | 0 | 0 | 0 | 0 | 0 | 0 | 0 | 0 | 1000 | 4012.012 | 0 | 0 | 0 | 0 | 756.054 | 0 | 0 | 1 | 0 | 0 | 0 | 0 | 0 | 0 | 0 | 0 | 2 | -2 | 0 | 0 | 0 | 0 | -2 | 0 | 0 | 1 |  | 1 | 1 | 1 | 1 | 3- | 1 | 1 | 1+ | 1 | 1
PG&E Kern Study Area | Diablo | 230 | 0 | 0 | 0 | 0 | 0 | 0 | 0 | 0 | 0 | 0 | 0 | 0 | 0 | 0 | 0 | 0 | 0 | 0 | 0 | 0 |  | 0 | 0 | 0 | 0 | 0 | 0 | 0 | 0 | 0 | 0 | 0 | 0 | 0 | 0 | 0 | 0 | 0 | 0 | 0 | 0 | 0 | 0 | 0 | 0 | 0 | 0 | 0 | 0 | 0 | 0 | 0 | 0 | 0 | 0 | 0 | 0 |  | 0 | 0 | 0 | 0 | 0 | 0 | 0 | 0 | 0 | 0 | 0 | 0 | 0 | 0 | 0 | 0 | 0 | 0 | 0 | 0 | 0 | 0 | 0 | 0 | 0 | 0 | 0 | 0 | 0 | 0 | 0 | 0 | 0 | 0 | 0 | 0 |  | 0 | 0 | 0 | 0 | 0 | 0 | 0 | 0 | 0 | 0 | 0 | 0 | 0 | 0 | 0 | 0 | 0 | 0 | 0 | 0 | 0 | 0 | 0 | 0 | 0 | 0 | 0 | 0 | 0 | 0 | 0 | 0 | 0 | 0 | 0 | 0 |  | 0 | 0 | 0 | 0 | 0 | 0 | 0 | 0 | 0 | 0 | 0 | 0 | 0 | 0 | 0 | 0 | 0 | 0 | 0 | 0 | 0 | 0 | 0 | 0 | 0 | 0 | 0 | 0 | 0 | 0 | 0 | 0 | 0 | 0 | 0 | 0 |  | 1 | 1 | 1 | 1 | 1 | 1 | 1 | 1 | 1 | 0
PG&E Greater Bay Study Area | Dixon Landing | 115 | 0 | 0 | 0 | 0 | 0 | 0 | 0 | 0 | 0 | 0 | 0 | 2.3 | 0 | 0 | 0 | 0 | 0 | 0 | 0 | 1 |  | 0 | 0 | 0 | 0 | 0 | 0 | 0 | 0 | 0 | 0 | 0 | 0 | 0 | 0 | 0 | 0 | 0 | 0 | 0 | 0 | 0 | 0 | 0 | 0 | 0 | 0 | 0 | 0 | 2 | 0 | 0 | 0 | 0 | 0 | 0 | 1 |  | 0 | 0 | 0 | 0 | 0 | 0 | 0 | 0 | 0 | 0 | 2.36 | 0 | 0 | 0 | 0 | 0 | 0 | 1 | 0 | 0 | 0 | 0 | 0 | 0 | 0 | 0 | 0 | 0 | 0 | 0 | 0 | 0 | 0 | 0 | 0 | 0 |  | 0 | 0 | 0 | 0 | 0 | 0 | 0 | 0 | 0 | 0 | 2.36 | 0 | 0 | 0 | 0 | 0 | 0 | 1 | 0 | 0 | 0 | 0 | 0 | 0 | 0 | 0 | 0 | 0 | 0 | 0 | 0 | 0 | 0 | 0 | 0 | 0 |  | 0 | 0 | 0 | 0 | 0 | 0 | 0 | 0 | 0 | 0 | 2.36 | 0 | 0 | 0 | 0 | 0 | 0 | 1 | 0 | 0 | 0 | 0 | 0 | 0 | 0 | 0 | 0 | 0 | 0 | 0 | 0 | 0 | 0 | 0 | 0 | 0 |  | 1 | 1 | 1 | 1 | 1 | 1 | 1 | 1 | 1 | 0
PG&E Greater Bay Study Area | Donnells PH | 115 | 0 | 3 | 0 | 0 | 0 | 0 | 0 | 0 | 0 | 0 | 0 | 0 | 0 | 0 | 0 | 0 | 0 | 0 | 0 | 1 |  | 0 | 0 | 0 | 0 | 0 | 0 | 0 | 0 | 0 | 0 | 0 | 0 | 0 | 0 | 0 | 0 | 0 | 0 | 0 | 0 | 2 | 2 | 0 | 0 | 0 | 0 | 0 | 0 | 0 | 0 | 0 | 0 | 0 | 0 | 0 | 1 |  | 0 | 0 | 0 | 0 | 0 | 0 | 0 | 0 | 0 | 0 | 0 | 0 | 0 | 0 | 0 | 0 | 0 | 0 | 0 | 0 | 2 | 2 | 0 | 0 | 0 | 0 | 0 | 0 | 0 | 0 | 0 | 0 | 0 | 0 | 0 | 1 |  | 0 | 0 | 0 | 0 | 0 | 0 | 0 | 0 | 0 | 0 | 0 | 0 | 0 | 0 | 0 | 0 | 0 | 0 | 0 | 0 | 2 | 2 | 0 | 0 | 0 | 0 | 0 | 0 | 0 | 0 | 0 | 0 | 0 | 0 | 0 | 1 |  | 0 | 0 | 0 | 0 | 0 | 0 | 0 | 0 | 0 | 0 | 0 | 0 | 0 | 0 | 0 | 0 | 0 | 0 | 0 | 0 | 2 | 2 | 0 | 0 | 0 | 0 | 0 | 0 | 0 | 0 | 0 | 0 | 0 | 0 | 0 | 1 |  | 1 | 5- | 1 | 1 | 1 | 1 | 1 | 1 | 1 | 1
PG&E Fresno Study Area | Dos Amigos | 230 | 0 | 0 | 0 | 0 | 0 | 0 | 0 | 0 | 0 | 0 | 0 | 0 | 0 | 0 | 0 | 0 | 0 | 0 | 0 | 0 |  | 0 | 0 | 0 | 0 | 0 | 0 | 0 | 0 | 0 | 0 | 0 | 0 | 0 | 0 | 0 | 0 | 0 | 0 | 0 | 0 | 0 | 0 | 0 | 0 | 0 | 0 | 0 | 0 | 0 | 0 | 0 | 0 | 0 | 0 | 0 | 0 |  | 0 | 0 | 0 | 0 | 0 | 0 | 0 | 0 | 0 | 0 | 0 | 0 | 0 | 0 | 0 | 0 | 0 | 0 | 0 | 0 | 0 | 0 | 0 | 0 | 0 | 0 | 0 | 0 | 0 | 0 | 0 | 0 | 0 | 0 | 0 | 0 |  | 0 | 0 | 0 | 0 | 0 | 0 | 0 | 0 | 0 | 0 | 0 | 0 | 0 | 0 | 0 | 0 | 0 | 0 | 0 | 0 | 0 | 0 | 0 | 0 | 0 | 0 | 0 | 0 | 0 | 0 | 0 | 0 | 0 | 0 | 0 | 0 |  | 0 | 0 | 0 | 0 | 0 | 0 | 0 | 0 | 0 | 0 | 0 | 0 | 0 | 0 | 0 | 0 | 0 | 0 | 0 | 0 | 0 | 0 | 0 | 0 | 0 | 0 | 0 | 0 | 0 | 0 | 0 | 0 | 0 | 0 | 0 | 0 |  | 1 | 1 | 1 | 1 | 1 | 1 | 1 | 1 | 1 | 0
PG&E North of Greater Bay Study Area | Drum | 115 | 0 | 0 | 0 | 0 | 0 | 0 | 0 | 0 | 0 | 0 | 0 | 0 | 0 | 0 | 0 | 0 | 0 | 0 | 0 | 0 |  | 0 | 0 | 0 | 0 | 0 | 0 | 0 | 0 | 0 | 0 | 0 | 0 | 0 | 0 | 0 | 0 | 0 | 0 | 0 | 0 | 0 | 0 | 0 | 0 | 0 | 0 | 0 | 0 | 0 | 0 | 0 | 0 | 0 | 0 | 0 | 0 |  | 0 | 0 | 0 | 0 | 0 | 0 | 0 | 0 | 0 | 0 | 0 | 0 | 0 | 0 | 0 | 0 | 0 | 0 | 0 | 0 | 0 | 0 | 0 | 0 | 0 | 0 | 0 | 0 | 0 | 0 | 0 | 0 | 0 | 0 | 0 | 0 |  | 0 | 0 | 0 | 0 | 0 | 0 | 0 | 0 | 0 | 0 | 0 | 0 | 0 | 0 | 0 | 0 | 0 | 0 | 0 | 0 | 0 | 0 | 0 | 0 | 0 | 0 | 0 | 0 | 0 | 0 | 0 | 0 | 0 | 0 | 0 | 0 |  | 0 | 0 | 0 | 0 | 0 | 0 | 0 | 0 | 0 | 0 | 0 | 0 | 0 | 0 | 0 | 0 | 0 | 0 | 0 | 0 | 0 | 0 | 0 | 0 | 0 | 0 | 0 | 0 | 0 | 0 | 0 | 0 | 0 | 0 | 0 | 0 |  | 1 | 1 | 1 | 1 | 1 | 1 | 1 | 1 | 1 | 0
PG&E Greater Bay Study Area | Dumbarton | 115 | 0 | 0 | 0 | 0 | 0 | 0 | 0 | 0 | 0 | 0 | 0 | 1 | 0 | 0 | 0 | 0 | 0 | 0 | 0 | 1 |  | 0 | 0 | 0 | 0 | 0 | 0 | 0 | 0 | 0 | 0 | 0 | 0 | 0 | 0 | 0 | 0 | 0 | 0 | 0 | 0 | 0 | 0 | 0 | 0 | 0 | 0 | 0 | 0 | 2 | 0 | 0 | 0 | 0 | 0 | 0 | 1 |  | 0 | 0 | 0 | 0 | 0 | 0 | 0 | 0 | 0 | 0 | 0.966 | 0 | 0 | 0 | 0 | 0 | 0 | 1 | 0 | 0 | 0 | 0 | 0 | 0 | 0 | 0 | 0 | 0 | 0 | 0 | 0 | 0 | 0 | 0 | 0 | 0 |  | 0 | 0 | 0 | 0 | 0 | 0 | 0 | 0 | 0 | 0 | 0.966 | 0 | 0 | 0 | 0 | 0 | 0 | 1 | 0 | 0 | 0 | 0 | 0 | 0 | 0 | 0 | 0 | 0 | 0 | 0 | 0 | 0 | 0 | 0 | 0 | 0 |  | 0 | 0 | 0 | 0 | 0 | 0 | 0 | 0 | 0 | 0 | 0.966 | 0 | 0 | 0 | 62.6 | 0 | 0 | 1 | 0 | 0 | 0 | 0 | 0 | 0 | 0 | 0 | 0 | 0 | 0 | 0 | 0 | 0 | -2 | 0 | 0 | 1 |  | 1 | 1 | 1 | 1 | 1 | 1 | 1 | 1+ | 1 | 1
SCE Eastern Study Area | Eagle Mountain | 230 | 0 | 0 | 0 | 0 | 0 | 0 | 0 | 0 | 0 | 0 | 0 | 0 | 0 | 0 | 0 | 0 | 0 | 0 | 0 | 0 |  | 0 | 0 | 0 | 0 | 0 | 0 | 0 | 0 | 0 | 0 | 0 | 0 | 0 | 0 | 0 | 0 | 0 | 0 | 0 | 0 | 0 | 0 | 0 | 0 | 0 | 0 | 0 | 0 | 0 | 0 | 0 | 0 | 0 | 0 | 0 | 0 |  | 0 | 0 | 0 | 0 | 0 | 0 | 0 | 0 | 0 | 0 | 0 | 0 | 0 | 0 | 0 | 0 | 0 | 0 | 0 | 0 | 0 | 0 | 0 | 0 | 0 | 0 | 0 | 0 | 0 | 0 | 0 | 0 | 0 | 0 | 0 | 0 |  | 0 | 0 | 0 | 0 | 0 | 0 | 0 | 0 | 0 | 0 | 0 | 0 | 0 | 0 | 0 | 0 | 0 | 0 | 0 | 0 | 0 | 0 | 0 | 0 | 0 | 0 | 0 | 0 | 0 | 0 | 0 | 0 | 0 | 0 | 0 | 0 |  | 0 | 0 | 0 | 0 | 0 | 0 | 0 | 0 | 0 | 0 | 0 | 0 | 0 | 0 | 0 | 0 | 0 | 0 | 0 | 0 | 0 | 0 | 0 | 0 | 0 | 0 | 0 | 0 | 0 | 0 | 0 | 0 | 0 | 0 | 0 | 0 |  | 1 | 1 | 1 | 1 | 1 | 1 | 1 | 1 | 1 | 0
PG&E North of Greater Bay Study Area | Eagle Rock (PGE) | 115 | 0 | 2 | 104 | 27 | 131 | 0 | 0 | 0 | 0 | 0 | 0 | 0 | 0 | 0 | 0 | 0 | 0 | 0 | 0 | 1 |  | 0 | 0 | 0 | 0 | 0 | 0 | 0 | 0 | 0 | 0 | 0 | 0 | 0 | 0 | 0 | 0 | 0 | 0 | 0 | 0 | 2 | 2 | 2 | 2 | 0 | 0 | 0 | 0 | 0 | 0 | 0 | 0 | 0 | 0 | 0 | 1 |  | 0 | 0 | 0 | 0.3 | 0 | 0 | 0 | 0 | 0 | 0 | 0 | 0 | 0 | 0 | 0 | 0 | 0 | 1 | 0 | 0 | 2 | 2 | 2 | 2 | 0 | 0 | 0 | 0 | 0 | 0 | 0 | 0 | 0 | 0 | 0 | 1 |  | 0 | 0 | 0 | 0.3 | 0 | 0 | 0 | 0 | 0 | 0 | 0 | 0 | 0 | 0 | 0 | 0 | 0 | 1 | 0 | 0 | 2 | 2 | 2 | 2 | 0 | 0 | 0 | 0 | 0 | 0 | 0 | 0 | 0 | 0 | 0 | 1 |  | 0 | 0 | 0 | 0.3 | 0 | 131.2 | 0 | 0 | 0 | 0 | 0 | 0 | 0 | 0 | 0 | 0 | 0 | 1 | 0 | 0 | 2 | 2 | 2 | 0 | 0 | 0 | 0 | 0 | 0 | 0 | 0 | 0 | 0 | 0 | 0 | 1 |  | 1 | 5- | 3- | 1 | 1 | 1 | 1 | 1 | 1 | 1
SCE Metro Study Area | Eagle Rock (SCE) | 230 | 0 | 0 | 0 | 0 | 0 | 0 | 0 | 0 | 0 | 0 | 0 | 0 | 0 | 0 | 0 | 0 | 0 | 0 | 0 | 0 |  | 0 | 0 | 0 | 0 | 0 | 0 | 0 | 0 | 0 | 0 | 0 | 0 | 0 | 0 | 0 | 0 | 0 | 0 | 0 | 0 | 0 | 0 | 0 | 0 | 0 | 0 | 0 | 0 | 0 | 0 | 0 | 0 | 0 | 0 | 0 | 0 |  | 0 | 0 | 0 | 0 | 0 | 0 | 0 | 0 | 0 | 0 | 0 | 0 | 0 | 0 | 0 | 0 | 0 | 0 | 0 | 0 | 0 | 0 | 0 | 0 | 0 | 0 | 0 | 0 | 0 | 0 | 0 | 0 | 0 | 0 | 0 | 0 |  | 0 | 0 | 0 | 0 | 0 | 0 | 0 | 0 | 0 | 0 | 0 | 0 | 0 | 0 | 0 | 0 | 0 | 0 | 0 | 0 | 0 | 0 | 0 | 0 | 0 | 0 | 0 | 0 | 0 | 0 | 0 | 0 | 0 | 0 | 0 | 0 |  | 0 | 0 | 0 | 0 | 0 | 0 | 0 | 0 | 0 | 0 | 0 | 0 | 0 | 0 | 0 | 0 | 0 | 0 | 0 | 0 | 0 | 0 | 0 | 0 | 0 | 0 | 0 | 0 | 0 | 0 | 0 | 0 | 0 | 0 | 0 | 0 |  | 1 | 1 | 1 | 1 | 1 | 1 | 1 | 1 | 1 | 0
PG&E North of Greater Bay Study Area | East Nicolaus | 115 | 0 | 0 | 0 | 0 | 0 | 0 | 0 | 0 | 0 | 0 | 0 | 0 | 0 | 0 | 0 | 0 | 0 | 0 | 0 | 0 |  | 0 | 0 | 0 | 0 | 0 | 0 | 0 | 0 | 0 | 0 | 0 | 0 | 0 | 0 | 0 | 0 | 0 | 0 | 0 | 0 | 0 | 0 | 0 | 0 | 0 | 0 | 0 | 0 | 0 | 0 | 0 | 0 | 0 | 0 | 0 | 0 |  | 0 | 0 | 0 | 0 | 0 | 0 | 0 | 0 | 0 | 0 | 0 | 0 | 0 | 0 | 0 | 0 | 0 | 0 | 0 | 0 | 0 | 0 | 0 | 0 | 0 | 0 | 0 | 0 | 0 | 0 | 0 | 0 | 0 | 0 | 0 | 0 |  | 0 | 0 | 0 | 0 | 0 | 0 | 0 | 0 | 0 | 0 | 0 | 0 | 0 | 0 | 0 | 0 | 0 | 0 | 0 | 0 | 0 | 0 | 0 | 0 | 0 | 0 | 0 | 0 | 0 | 0 | 0 | 0 | 0 | 0 | 0 | 0 |  | 0 | 0 | 0 | 0 | 0 | 0 | 0 | 0 | 0 | 0 | 0 | 0 | 0 | 0 | 0 | 0 | 0 | 0 | 0 | 0 | 0 | 0 | 0 | 0 | 0 | 0 | 0 | 0 | 0 | 0 | 0 | 0 | 0 | 0 | 0 | 0 |  | 1 | 1 | 1 | 1 | 1 | 1 | 1 | 1 | 1 | 0
PG&E Greater Bay Study Area | East Shore | 230 | 0 | 0 | 0 | 0 | 0 | 0 | 0 | 0 | 0 | 0 | 0 | 0 | 0 | 0 | 0 | 0 | 0 | 0 | 0 | 0 |  | 0 | 0 | 0 | 0 | 0 | 0 | 0 | 0 | 0 | 0 | 0 | 0 | 0 | 0 | 0 | 0 | 0 | 0 | 0 | 0 | 0 | 0 | 0 | 0 | 0 | 0 | 0 | 0 | 0 | 0 | 0 | 0 | 0 | 0 | 0 | 0 |  | 0 | 0 | 0 | 0 | 0 | 0 | 0 | 0 | 0 | 0 | 0 | 0 | 0 | 0 | 0 | 0 | 0 | 0 | 0 | 0 | 0 | 0 | 0 | 0 | 0 | 0 | 0 | 0 | 0 | 0 | 0 | 0 | 0 | 0 | 0 | 0 |  | 0 | 0 | 0 | 0 | 0 | 0 | 0 | 0 | 0 | 0 | 0 | 0 | 0 | 0 | 0 | 0 | 0 | 0 | 0 | 0 | 0 | 0 | 0 | 0 | 0 | 0 | 0 | 0 | 0 | 0 | 0 | 0 | 0 | 0 | 0 | 0 |  | 0 | 0 | 0 | 0 | 0 | 0 | 0 | 0 | 0 | 0 | 0 | 0 | 0 | 0 | 0 | 0 | 0 | 0 | 0 | 0 | 0 | 0 | 0 | 0 | 0 | 0 | 0 | 0 | 0 | 0 | 0 | 0 | 0 | 0 | 0 | 0 |  | 1 | 1 | 1 | 1 | 1 | 1 | 1 | 1 | 1 | 0
PG&E Greater Bay Study Area | East Shore | 115 | 0 | 0 | 0 | 0 | 0 | 0 | 0 | 0 | 0 | 0 | 0 | 0 | 0 | 0 | 0 | 0 | 0 | 0 | 0 | 0 |  | 0 | 0 | 0 | 0 | 0 | 0 | 0 | 0 | 0 | 0 | 0 | 0 | 0 | 0 | 0 | 0 | 0 | 0 | 0 | 0 | 0 | 0 | 0 | 0 | 0 | 0 | 0 | 0 | 0 | 0 | 0 | 0 | 0 | 0 | 0 | 0 |  | 0 | 0 | 0 | 0 | 0 | 0 | 0 | 0 | 0 | 0 | 0 | 0 | 0 | 0 | 0 | 0 | 0 | 0 | 0 | 0 | 0 | 0 | 0 | 0 | 0 | 0 | 0 | 0 | 0 | 0 | 0 | 0 | 0 | 0 | 0 | 0 |  | 0 | 0 | 0 | 0 | 0 | 0 | 0 | 0 | 0 | 0 | 0 | 0 | 0 | 0 | 0 | 0 | 0 | 0 | 0 | 0 | 0 | 0 | 0 | 0 | 0 | 0 | 0 | 0 | 0 | 0 | 0 | 0 | 0 | 0 | 0 | 0 |  | 0 | 0 | 0 | 0 | 0 | 0 | 0 | 0 | 0 | 0 | 0 | 0 | 0 | 0 | 252 | 0 | 0 | 1 | 0 | 0 | 0 | 0 | 0 | 0 | 0 | 0 | 0 | 0 | 0 | 0 | 0 | 0 | -2 | 0 | 0 | 1 |  | 1 | 1 | 1 | 1 | 1 | 1 | 1 | 1+ | 1 | 1
SDG&E Study Area | ECO | 500 | 0 | 0 | 800 | 200 | 1000 | 0 | 0 | 0 | 0 | 0 | 0 | 0 | 0 | 0 | 0 | 0 | 0 | 0 | 0 | 1 |  | 0 | 0 | 0 | 0 | 0 | 0 | 0 | 0 | 0 | 0 | 0 | 0 | 0 | 0 | 0 | 0 | 0 | 0 | 0 | 0 | 0 | 0 | 2 | 2 | 0 | 0 | 0 | 0 | 0 | 0 | 0 | 0 | 0 | 0 | 0 | 1 |  | 0 | 0 | 0 | 0 | 0 | 0 | 0 | 0 | 0 | 0 | 0 | 0 | 0 | 0 | 0 | 0 | 0 | 0 | 0 | 0 | 0 | 0 | 2 | 2 | 0 | 0 | 0 | 0 | 0 | 0 | 0 | 0 | 0 | 0 | 0 | 1 |  | 0 | 0 | 0 | 0 | 0 | 1001 | 0 | 0 | 0 | 0 | 0 | 0 | 0 | 0 | 0 | 0 | 0 | 1 | 0 | 0 | 0 | 0 | 2 | 0 | 0 | 0 | 0 | 0 | 0 | 0 | 0 | 0 | 0 | 0 | 0 | 1 |  | 0 | 0 | 0 | 0 | 0 | 1941.8 | 0 | 0 | 0 | 0 | 0 | 0 | 0 | 0 | 0 | 0 | 0 | 1 | 0 | 0 | 0 | 0 | 2 | -2 | 0 | 0 | 0 | 0 | 0 | 0 | 0 | 0 | 0 | 0 | 0 | 1 |  | 1 | 1 | 2- | 1 | 1 | 1 | 1 | 1 | 1 | 1
SDG&E Study Area | ECO | 230 | 0 | 0 | 200 | 400 | 600 | 0 | 0 | 0 | 0 | 0 | 0 | 0 | 0 | 0 | 0 | 0 | 0 | 0 | 0 | 1 |  | 0 | 0 | 0 | 0 | 0 | 652.5 | 0 | 0 | 0 | 0 | 0 | 0 | 0 | 0 | 0 | 0 | 0 | 1 | 0 | 0 | 0 | 0 | 2 | 0 | 0 | 0 | 0 | 0 | 0 | 0 | 0 | 0 | 0 | 0 | 0 | 1 |  | 0 | 0 | 0 | 0 | 0 | 0 | 0 | 0 | 0 | 0 | 0 | 0 | 0 | 0 | 0 | 0 | 0 | 0 | 0 | 0 | 0 | 0 | 2 | 2 | 0 | 0 | 0 | 0 | 0 | 0 | 0 | 0 | 0 | 0 | 0 | 1 |  | 0 | 0 | 0 | 0 | 0 | 652.5 | 0 | 0 | 0 | 0 | 0 | 0 | 0 | 0 | 0 | 0 | 0 | 1 | 0 | 0 | 0 | 0 | 2 | 0 | 0 | 0 | 0 | 0 | 0 | 0 | 0 | 0 | 0 | 0 | 0 | 1 |  | 0 | 0 | 0 | 0 | 0 | 652.5 | 0 | 0 | 0 | 0 | 0 | 0 | 0 | 0 | 0 | 0 | 0 | 1 | 0 | 0 | 0 | 0 | 2 | 0 | 0 | 0 | 0 | 0 | 0 | 0 | 0 | 0 | 0 | 0 | 0 | 1 |  | 1 | 1 | 2- | 1 | 1 | 1 | 1 | 1 | 1 | 1
SDG&E Study Area | ECO | 138 | 0 | 0 | 60 | 0 | 60 | 0 | 0 | 0 | 0 | 0 | 0 | 0 | 0 | 72 | 72 | 0 | 0 | 0 | 0 | 1 |  | 0 | 0 | 0 | 0 | 0 | 0 | 0 | 0 | 0 | 0 | 0 | 0 | 71.88 | 0 | 0 | 0 | 0 | 1 | 0 | 0 | 0 | 0 | 2 | 2 | 0 | 0 | 0 | 0 | 0 | 0 | 0 | 0 | 0 | 0 | 0 | 1 |  | 0 | 0 | 0 | 0 | 0.5 | 63.3 | 0 | 0 | 0 | 0 | 0 | 0 | 71.88 | 0 | 0 | 0 | 0 | 1 | 0 | 0 | 0 | 0 | 2 | 0 | 0 | 0 | 0 | 0 | 0 | 0 | 0 | 0 | 0 | 0 | 0 | 1 |  | 0 | 0 | 0 | 0 | 0.5 | 63.3 | 0 | 0 | 0 | 0 | 0 | 0 | 71.88 | 0 | 0 | 0 | 0 | 1 | 0 | 0 | 0 | 0 | 2 | 0 | 0 | 0 | 0 | 0 | 0 | 0 | 0 | 0 | 0 | 0 | 0 | 1 |  | 0 | 0 | 0 | 0 | 0.5 | 63.3 | 0 | 0 | 0 | 0 | 0 | 0 | 71.88 | 0 | 356.831 | 0 | 0 | 1 | 0 | 0 | 0 | 0 | 2 | 0 | 0 | 0 | 0 | 0 | 0 | 0 | 0 | 0 | -2 | 0 | 0 | 1 |  | 1 | 1 | 1 | 1 | 1 | 1 | 1 | 1+ | 1 | 1
PG&E Greater Bay Study Area | Edes | 115 | 0 | 0 | 0 | 0 | 0 | 0 | 0 | 0 | 0 | 0 | 0 | 0 | 0 | 0 | 0 | 0 | 0 | 0 | 0 | 0 |  | 0 | 0 | 0 | 0 | 0 | 0 | 0 | 0 | 0 | 0 | 0 | 0 | 0 | 0 | 0 | 0 | 0 | 0 | 0 | 0 | 0 | 0 | 0 | 0 | 0 | 0 | 0 | 0 | 0 | 0 | 0 | 0 | 0 | 0 | 0 | 0 |  | 0 | 0 | 0 | 0 | 0 | 0 | 0 | 0 | 0 | 0 | 0 | 0 | 0 | 0 | 0 | 0 | 0 | 0 | 0 | 0 | 0 | 0 | 0 | 0 | 0 | 0 | 0 | 0 | 0 | 0 | 0 | 0 | 0 | 0 | 0 | 0 |  | 0 | 0 | 0 | 0 | 0 | 0 | 0 | 0 | 0 | 0 | 0 | 0 | 0 | 0 | 0 | 0 | 0 | 0 | 0 | 0 | 0 | 0 | 0 | 0 | 0 | 0 | 0 | 0 | 0 | 0 | 0 | 0 | 0 | 0 | 0 | 0 |  | 0 | 0 | 0 | 0 | 0 | 0 | 0 | 0 | 0 | 0 | 0 | 0 | 0 | 0 | 0 | 0 | 0 | 0 | 0 | 0 | 0 | 0 | 0 | 0 | 0 | 0 | 0 | 0 | 0 | 0 | 0 | 0 | 0 | 0 | 0 | 0 |  | 1 | 1 | 1 | 1 | 1 | 1 | 1 | 1 | 1 | 0
PG&E Greater Bay Study Area | Eight Mile | 230 | 0 | 0 | 0 | 0 | 0 | 0 | 0 | 0 | 0 | 0 | 0 | 0 | 0 | 0 | 0 | 0 | 0 | 0 | 0 | 0 |  | 0 | 0 | 0 | 0 | 0 | 0 | 0 | 0 | 0 | 0 | 0 | 0 | 0 | 0 | 0 | 0 | 0 | 0 | 0 | 0 | 0 | 0 | 0 | 0 | 0 | 0 | 0 | 0 | 0 | 0 | 0 | 0 | 0 | 0 | 0 | 0 |  | 0 | 0 | 0 | 0 | 0 | 0 | 0 | 0 | 0 | 0 | 0 | 0 | 0 | 0 | 0 | 0 | 0 | 0 | 0 | 0 | 0 | 0 | 0 | 0 | 0 | 0 | 0 | 0 | 0 | 0 | 0 | 0 | 0 | 0 | 0 | 0 |  | 0 | 0 | 0 | 0 | 0 | 0 | 0 | 0 | 0 | 0 | 0 | 0 | 0 | 0 | 0 | 0 | 0 | 0 | 0 | 0 | 0 | 0 | 0 | 0 | 0 | 0 | 0 | 0 | 0 | 0 | 0 | 0 | 0 | 0 | 0 | 0 |  | 0 | 0 | 0 | 0 | 0 | 0 | 0 | 0 | 0 | 0 | 0 | 0 | 0 | 0 | 0 | 0 | 0 | 0 | 0 | 0 | 0 | 0 | 0 | 0 | 0 | 0 | 0 | 0 | 0 | 0 | 0 | 0 | 0 | 0 | 0 | 0 |  | 1 | 1 | 1 | 1 | 1 | 1 | 1 | 1 | 1 | 0
SDG&E Study Area | El Cajon | 69 | 0 | 0 | 0 | 0 | 0 | 0 | 0 | 0 | 0 | 0 | 0 | 0 | 0 | 0 | 0 | 0 | 0 | 0 | 0 | 0 |  | 0 | 0 | 0 | 0 | 0 | 0 | 0 | 0 | 0 | 0 | 0 | 0 | 0 | 0 | 0.774 | 0 | 0 | 1 | 0 | 0 | 0 | 0 | 0 | 0 | 0 | 0 | 0 | 0 | 0 | 0 | 0 | 0 | -2 | 0 | 0 | 1 |  | 0 | 0 | 0 | 0 | 0 | 0 | 0 | 0 | 0 | 0 | 0 | 0 | 0 | 0 | 0.774 | 0 | 0 | 1 | 0 | 0 | 0 | 0 | 0 | 0 | 0 | 0 | 0 | 0 | 0 | 0 | 0 | 0 | -2 | 0 | 0 | 1 |  | 0 | 0 | 0 | 0 | 0 | 0 | 0 | 0 | 0 | 0 | 0 | 0 | 0 | 0 | 0.774 | 0 | 0 | 1 | 0 | 0 | 0 | 0 | 0 | 0 | 0 | 0 | 0 | 0 | 0 | 0 | 0 | 0 | -2 | 0 | 0 | 1 |  | 0 | 0 | 0 | 0 | 0 | 0 | 0 | 0 | 0 | 0 | 0 | 0 | 0 | 0 | 0.774 | 0 | 0 | 1 | 0 | 0 | 0 | 0 | 0 | 0 | 0 | 0 | 0 | 0 | 0 | 0 | 0 | 0 | -2 | 0 | 0 | 1 |  | 1 | 1 | 1 | 1 | 1 | 1 | 1 | 4+ | 1 | 1
SCE Eastern Study Area | El Casco | 230 | 0 | 0 | 200 | 0 | 200 | 0 | 0 | 0 | 0 | 0 | 0 | 0 | 0 | 0 | 0 | 0 | 0 | 0 | 0 | 1 |  | 0 | 0 | 0 | 0 | 0 | 0 | 0 | 0 | 0 | 0 | 0 | 0 | 0 | 0 | 0 | 0 | 0 | 0 | 0 | 0 | 0 | 0 | 2 | 2 | 0 | 0 | 0 | 0 | 0 | 0 | 0 | 0 | 0 | 0 | 0 | 1 |  | 0 | 0 | 0 | 0 | 0 | 0 | 0 | 0 | 0 | 0 | 0 | 0 | 0 | 0 | 0 | 0 | 0 | 0 | 0 | 0 | 0 | 0 | 2 | 2 | 0 | 0 | 0 | 0 | 0 | 0 | 0 | 0 | 0 | 0 | 0 | 1 |  | 0 | 0 | 0 | 0 | 0 | 0 | 0 | 0 | 0 | 0 | 0 | 0 | 0 | 0 | 0 | 0 | 0 | 0 | 0 | 0 | 0 | 0 | 2 | 2 | 0 | 0 | 0 | 0 | 0 | 0 | 0 | 0 | 0 | 0 | 0 | 1 |  | 0 | 0 | 0 | 0 | 0 | 0 | 0 | 0 | 0 | 0 | 0 | 0 | 0 | 0 | 100 | 0 | 0 | 1 | 0 | 0 | 0 | 0 | 2 | 2 | 0 | 0 | 0 | 0 | 0 | 0 | 0 | 0 | -2 | 0 | 0 | 1 |  | 1 | 1 | 5- | 1 | 1 | 1 | 1 | 1+ | 1 | 1
PG&E Fresno Study Area | El Nido (PGE) | 115 | 0 | 0 | 0 | 0 | 0 | 0 | 0 | 0 | 0 | 0 | 0 | 0 | 0 | 0 | 0 | 0 | 0 | 0 | 0 | 0 |  | 0 | 0 | 0 | 0 | 0 | 0 | 0 | 0 | 0 | 0 | 0 | 0 | 0 | 0 | 0 | 0 | 0 | 0 | 0 | 0 | 0 | 0 | 0 | 0 | 0 | 0 | 0 | 0 | 0 | 0 | 0 | 0 | 0 | 0 | 0 | 0 |  | 0 | 0 | 0 | 0 | 0 | 0 | 0 | 0 | 0 | 0 | 0 | 0 | 0 | 0 | 0 | 0 | 0 | 0 | 0 | 0 | 0 | 0 | 0 | 0 | 0 | 0 | 0 | 0 | 0 | 0 | 0 | 0 | 0 | 0 | 0 | 0 |  | 0 | 0 | 0 | 0 | 0 | 0 | 0 | 0 | 0 | 0 | 0 | 0 | 0 | 0 | 0 | 0 | 0 | 0 | 0 | 0 | 0 | 0 | 0 | 0 | 0 | 0 | 0 | 0 | 0 | 0 | 0 | 0 | 0 | 0 | 0 | 0 |  | 0 | 0 | 0 | 0 | 0 | 0 | 0 | 0 | 0 | 0 | 0 | 0 | 0 | 0 | 0 | 0 | 0 | 0 | 0 | 0 | 0 | 0 | 0 | 0 | 0 | 0 | 0 | 0 | 0 | 0 | 0 | 0 | 0 | 0 | 0 | 0 |  | 1 | 1 | 1 | 1 | 1 | 1 | 1 | 1 | 1 | 0
SCE Metro Study Area | El Nido (SCE) | 230 | 0 | 0 | 0 | 0 | 0 | 0 | 0 | 0 | 0 | 0 | 0 | 0 | 0 | 0 | 0 | 0 | 13 | 13 | 0 | 1 |  | 0 | 0 | 0 | 0 | 0 | 0 | 0 | 0 | 0 | 0 | 0 | 0 | 0 | 0 | 0 | 0 | 0 | 0 | 0 | 0 | 0 | 0 | 0 | 0 | 0 | 0 | 0 | 0 | 0 | 0 | 0 | 2 | 2 | 0 | 0 | 1 |  | 0 | 0 | 0 | 0 | 0 | 0 | 0 | 0 | 0 | 0 | 0 | 0 | 0 | 0 | 13 | 0 | 0 | 1 | 0 | 0 | 0 | 0 | 0 | 0 | 0 | 0 | 0 | 0 | 0 | 0 | 0 | 2 | 0 | 0 | 0 | 1 |  | 0 | 0 | 0 | 0 | 0 | 0 | 0 | 0 | 0 | 0 | 0 | 0 | 0 | 0 | 13 | 0 | 0 | 1 | 0 | 0 | 0 | 0 | 0 | 0 | 0 | 0 | 0 | 0 | 0 | 0 | 0 | 2 | 0 | 0 | 0 | 1 |  | 0 | 0 | 0 | 0 | 0 | 0 | 0 | 0 | 0 | 0 | 0 | 0 | 0 | 0 | 418.6634 | 0 | 0 | 1 | 0 | 0 | 0 | 0 | 0 | 0 | 0 | 0 | 0 | 0 | 0 | 0 | 0 | 2 | -2 | 0 | 0 | 1 |  | 1 | 1 | 1 | 1 | 1 | 1 | 1 | 1+ | 1 | 1
PG&E Greater Bay Study Area | El Patio | 115 | 0 | 0 | 0 | 0 | 0 | 0 | 0 | 0 | 0 | 0 | 0 | 0 | 0 | 0 | 0 | 0 | 0 | 0 | 0 | 0 |  | 0 | 0 | 0 | 0 | 0 | 0 | 0 | 0 | 0 | 0 | 0 | 0 | 0 | 0 | 0 | 0 | 0 | 0 | 0 | 0 | 0 | 0 | 0 | 0 | 0 | 0 | 0 | 0 | 0 | 0 | 0 | 0 | 0 | 0 | 0 | 0 |  | 0 | 0 | 0 | 0 | 0 | 0 | 0 | 0 | 0 | 0 | 0 | 0 | 0 | 0 | 0 | 0 | 0 | 0 | 0 | 0 | 0 | 0 | 0 | 0 | 0 | 0 | 0 | 0 | 0 | 0 | 0 | 0 | 0 | 0 | 0 | 0 |  | 0 | 0 | 0 | 0 | 0 | 0 | 0 | 0 | 0 | 0 | 0 | 0 | 0 | 0 | 0 | 0 | 0 | 0 | 0 | 0 | 0 | 0 | 0 | 0 | 0 | 0 | 0 | 0 | 0 | 0 | 0 | 0 | 0 | 0 | 0 | 0 |  | 0 | 0 | 0 | 0 | 0 | 0 | 0 | 0 | 0 | 0 | 0 | 0 | 0 | 0 | 0 | 0 | 0 | 0 | 0 | 0 | 0 | 0 | 0 | 0 | 0 | 0 | 0 | 0 | 0 | 0 | 0 | 0 | 0 | 0 | 0 | 0 |  | 1 | 1 | 1 | 1 | 1 | 1 | 1 | 1 | 1 | 0
SCE Metro Study Area | El Segundo | 230 | 0 | 0 | 0 | 0 | 0 | 0 | 0 | 0 | 0 | 0 | 0 | 0 | 0 | 0 | 0 | 0 | 0 | 0 | 0 | 0 |  | 0 | 0 | 0 | 0 | 0 | 0 | 0 | 0 | 0 | 0 | 0 | 0 | 0 | 0 | 0 | 0 | 0 | 0 | 0 | 0 | 0 | 0 | 0 | 0 | 0 | 0 | 0 | 0 | 0 | 0 | 0 | 0 | 0 | 0 | 0 | 0 |  | 0 | 0 | 0 | 0 | 0 | 0 | 0 | 0 | 0 | 0 | 0 | 0 | 0 | 0 | 0 | 0 | 0 | 0 | 0 | 0 | 0 | 0 | 0 | 0 | 0 | 0 | 0 | 0 | 0 | 0 | 0 | 0 | 0 | 0 | 0 | 0 |  | 0 | 0 | 0 | 0 | 0 | 0 | 0 | 0 | 0 | 0 | 0 | 0 | 0 | 0 | 0 | 0 | 0 | 0 | 0 | 0 | 0 | 0 | 0 | 0 | 0 | 0 | 0 | 0 | 0 | 0 | 0 | 0 | 0 | 0 | 0 | 0 |  | 0 | 0 | 0 | 0 | 0 | 0 | 0 | 0 | 0 | 0 | 0 | 0 | 0 | 0 | 0 | 0 | 0 | 0 | 0 | 0 | 0 | 0 | 0 | 0 | 0 | 0 | 0 | 0 | 0 | 0 | 0 | 0 | 0 | 0 | 0 | 0 |  | 1 | 1 | 1 | 1 | 1 | 1 | 1 | 1 | 1 | 0
East of Pisgah Study Area | Eldorado | 500 | 240 | 0 | 0 | 0 | 0 | 2268.4 | 0 | 2268.4 | 0 | 0 | 0 | 0 | 0 | 0 | 0 | 0 | 0 | 0 | 0 | 1 |  | 0 | 0 | 0 | 0 | 0 | 0 | 0 | 0 | 0 | 0 | 0 | 0 | 0 | 0 | 0 | 0 | 0 | 0 | 2 | 2 | 0 | 0 | 0 | 0 | 2 | 2 | 0 | 0 | 0 | 0 | 0 | 0 | 0 | 0 | 0 | 1 |  | 0 | 0 | 0 | 0 | 0 | 0 | 0 | 0 | 0 | 0 | 0 | 0 | 0 | 0 | 0 | 0 | 0 | 0 | 2 | 2 | 0 | 0 | 0 | 0 | 2 | 2 | 0 | 0 | 0 | 0 | 0 | 0 | 0 | 0 | 0 | 1 |  | 0 | 0 | 0 | 0 | 0 | 0 | 0 | 0 | 0 | 0 | 0 | 0 | 0 | 0 | 0 | 0 | 0 | 0 | 2 | 2 | 0 | 0 | 0 | 0 | 2 | 2 | 0 | 0 | 0 | 0 | 0 | 0 | 0 | 0 | 0 | 1 |  | 0 | 0 | 0 | 0 | 0 | 0 | 0 | 0 | 0 | 0 | 0 | 0 | 0 | 0 | 0 | 0 | 0 | 0 | 2 | 2 | 0 | 0 | 0 | 0 | 2 | 2 | 0 | 0 | 0 | 0 | 0 | 0 | 0 | 0 | 0 | 1 |  | 5- | 1 | 1 | 5- | 1 | 1 | 1 | 1 | 1 | 1
East of Pisgah Study Area | Eldorado | 230 | 0 | 0 | 0 | 0 | 0 | 0 | 0 | 0 | 0 | 0 | 0 | 0 | 0 | 0 | 0 | 0 | 0 | 0 | 0 | 0 |  | 0 | 0 | 0 | 0 | 0 | 0 | 0 | 0 | 0 | 0 | 0 | 0 | 0 | 0 | 0 | 0 | 0 | 0 | 0 | 0 | 0 | 0 | 0 | 0 | 0 | 0 | 0 | 0 | 0 | 0 | 0 | 0 | 0 | 0 | 0 | 0 |  | 0 | 0 | 0 | 0 | 0 | 0 | 0 | 0 | 0 | 0 | 0 | 0 | 0 | 250 | 256.29 | 0 | 0 | 1 | 0 | 0 | 0 | 0 | 0 | 0 | 0 | 0 | 0 | 0 | 0 | 0 | 0 | -2 | -2 | 0 | 0 | 1 |  | 0 | 0 | 0 | 0 | 0 | 0 | 0 | 0 | 0 | 0 | 0 | 0 | 0 | 250 | 256.29 | 0 | 0 | 1 | 0 | 0 | 0 | 0 | 0 | 0 | 0 | 0 | 0 | 0 | 0 | 0 | 0 | -2 | -2 | 0 | 0 | 1 |  | 0 | 0 | 0 | 0 | 0 | 0 | 0 | 0 | 0 | 0 | 0 | 0 | 0 | 250 | 512.58 | 0 | 0 | 1 | 0 | 0 | 0 | 0 | 0 | 0 | 0 | 0 | 0 | 0 | 0 | 0 | 0 | -2 | -2 | 0 | 0 | 1 |  | 1 | 1 | 1 | 1 | 1 | 1 | 1 | 4+ | 1 | 1
PG&E Kern Study Area | Elk Hills | 230 | 0 | 0 | 0 | 0 | 0 | 0 | 0 | 0 | 0 | 0 | 0 | 3 | 0 | 0 | 0 | 0 | 0 | 0 | 0 | 1 |  | 0 | 0 | 0 | 0 | 0 | 0 | 0 | 0 | 0 | 0 | 0 | 0 | 0 | 0 | 0 | 0 | 0 | 0 | 0 | 0 | 0 | 0 | 0 | 0 | 0 | 0 | 0 | 0 | 2 | 0 | 0 | 0 | 0 | 0 | 0 | 1 |  | 0 | 0 | 0 | 0 | 0 | 0 | 0 | 0 | 0 | 0 | 3 | 0 | 0 | 0 | 0 | 0 | 0 | 1 | 0 | 0 | 0 | 0 | 0 | 0 | 0 | 0 | 0 | 0 | 0 | 0 | 0 | 0 | 0 | 0 | 0 | 0 |  | 0 | 0 | 0 | 0 | 0 | 0 | 0 | 0 | 0 | 0 | 3 | 0 | 0 | 0 | 0 | 0 | 0 | 1 | 0 | 0 | 0 | 0 | 0 | 0 | 0 | 0 | 0 | 0 | 0 | 0 | 0 | 0 | 0 | 0 | 0 | 0 |  | 0 | 0 | 0 | 0 | 0 | 0 | 0 | 0 | 0 | 0 | 3 | 0 | 0 | 0 | 0 | 0 | 0 | 1 | 0 | 0 | 0 | 0 | 0 | 0 | 0 | 0 | 0 | 0 | 0 | 0 | 0 | 0 | 0 | 0 | 0 | 0 |  | 1 | 1 | 1 | 1 | 1 | 1 | 1 | 1 | 1 | 0
SDG&E Study Area | Elliot | 69 | 0 | 0 | 0 | 0 | 0 | 0 | 0 | 0 | 0 | 0 | 0 | 0 | 0 | 0 | 0 | 0 | 0 | 0 | 0 | 0 |  | 0 | 0 | 0 | 0 | 0 | 0 | 0 | 0 | 0 | 0 | 0 | 0 | 0 | 0 | 0 | 0 | 0 | 0 | 0 | 0 | 0 | 0 | 0 | 0 | 0 | 0 | 0 | 0 | 0 | 0 | 0 | 0 | 0 | 0 | 0 | 0 |  | 0 | 0 | 0 | 0 | 0 | 0 | 0 | 0 | 0 | 0 | 0 | 0 | 0 | 0 | 0 | 0 | 0 | 0 | 0 | 0 | 0 | 0 | 0 | 0 | 0 | 0 | 0 | 0 | 0 | 0 | 0 | 0 | 0 | 0 | 0 | 0 |  | 0 | 0 | 0 | 0 | 0 | 0 | 0 | 0 | 0 | 0 | 0 | 0 | 0 | 0 | 0 | 0 | 0 | 0 | 0 | 0 | 0 | 0 | 0 | 0 | 0 | 0 | 0 | 0 | 0 | 0 | 0 | 0 | 0 | 0 | 0 | 0 |  | 0 | 0 | 0 | 0 | 0 | 0 | 0 | 0 | 0 | 0 | 0 | 0 | 0 | 0 | 0 | 0 | 0 | 0 | 0 | 0 | 0 | 0 | 0 | 0 | 0 | 0 | 0 | 0 | 0 | 0 | 0 | 0 | 0 | 0 | 0 | 0 |  | 1 | 1 | 1 | 1 | 1 | 1 | 1 | 1 | 1 | 0
SCE Metro Study Area | Ellis | 230 | 0 | 0 | 0 | 0 | 0 | 0 | 0 | 0 | 0 | 0 | 0 | 0 | 0 | 0 | 0 | 0 | 0 | 0 | 0 | 0 |  | 0 | 0 | 0 | 0 | 0 | 0 | 0 | 0 | 0 | 0 | 0 | 0 | 0 | 0 | 0 | 0 | 0 | 0 | 0 | 0 | 0 | 0 | 0 | 0 | 0 | 0 | 0 | 0 | 0 | 0 | 0 | 0 | 0 | 0 | 0 | 0 |  | 0 | 0 | 0 | 0 | 0 | 0 | 0 | 0 | 0 | 0 | 0 | 0 | 0 | 0 | 0 | 0 | 0 | 0 | 0 | 0 | 0 | 0 | 0 | 0 | 0 | 0 | 0 | 0 | 0 | 0 | 0 | 0 | 0 | 0 | 0 | 0 |  | 0 | 0 | 0 | 0 | 0 | 0 | 0 | 0 | 0 | 0 | 0 | 0 | 0 | 0 | 0 | 0 | 0 | 0 | 0 | 0 | 0 | 0 | 0 | 0 | 0 | 0 | 0 | 0 | 0 | 0 | 0 | 0 | 0 | 0 | 0 | 0 |  | 0 | 0 | 0 | 0 | 0 | 0 | 0 | 0 | 0 | 0 | 0 | 0 | 0 | 0 | 0 | 0 | 0 | 0 | 0 | 0 | 0 | 0 | 0 | 0 | 0 | 0 | 0 | 0 | 0 | 0 | 0 | 0 | 0 | 0 | 0 | 0 |  | 1 | 1 | 1 | 1 | 1 | 1 | 1 | 1 | 1 | 0
SDG&E Study Area | Encina | 230 | 0 | 0 | 0 | 0 | 0 | 0 | 0 | 0 | 0 | 0 | 0 | 0 | 0 | 0 | 0 | 0 | 0 | 0 | 0 | 0 |  | 0 | 0 | 0 | 0 | 0 | 0 | 0 | 0 | 0 | 0 | 0 | 0 | 0 | 0 | 0 | 0 | 0 | 0 | 0 | 0 | 0 | 0 | 0 | 0 | 0 | 0 | 0 | 0 | 0 | 0 | 0 | 0 | 0 | 0 | 0 | 0 |  | 0 | 0 | 0 | 0 | 0 | 0 | 0 | 0 | 0 | 0 | 0 | 0 | 0 | 0 | 0 | 0 | 0 | 0 | 0 | 0 | 0 | 0 | 0 | 0 | 0 | 0 | 0 | 0 | 0 | 0 | 0 | 0 | 0 | 0 | 0 | 0 |  | 0 | 0 | 0 | 0 | 0 | 0 | 0 | 0 | 0 | 0 | 0 | 0 | 0 | 0 | 160 | 0 | 0 | 1 | 0 | 0 | 0 | 0 | 0 | 0 | 0 | 0 | 0 | 0 | 0 | 0 | 0 | 0 | -2 | 0 | 0 | 1 |  | 0 | 0 | 0 | 0 | 0 | 0 | 0 | 0 | 0 | 0 | 0 | 0 | 0 | 0 | 464.3999 | 0 | 0 | 1 | 0 | 0 | 0 | 0 | 0 | 0 | 0 | 0 | 0 | 0 | 0 | 0 | 0 | 0 | -2 | 0 | 0 | 1 |  | 1 | 1 | 1 | 1 | 1 | 1 | 1 | 2+ | 1 | 1
SDG&E Study Area | Escondido | 230 | 0 | 0 | 0 | 0 | 0 | 0 | 0 | 0 | 0 | 0 | 0 | 0 | 0 | 0 | 0 | 0 | 0 | 0 | 0 | 0 |  | 0 | 0 | 0 | 0 | 0 | 0 | 0 | 0 | 0 | 0 | 0 | 0 | 0 | 0 | 50 | 0 | 0 | 1 | 0 | 0 | 0 | 0 | 0 | 0 | 0 | 0 | 0 | 0 | 0 | 0 | 0 | 0 | -2 | 0 | 0 | 1 |  | 0 | 0 | 0 | 0 | 0 | 0 | 0 | 0 | 0 | 0 | 0 | 0 | 0 | 0 | 0 | 0 | 0 | 0 | 0 | 0 | 0 | 0 | 0 | 0 | 0 | 0 | 0 | 0 | 0 | 0 | 0 | 0 | 0 | 0 | 0 | 0 |  | 0 | 0 | 0 | 0 | 0 | 0 | 0 | 0 | 0 | 0 | 0 | 0 | 0 | 0 | 457 | 0 | 0 | 1 | 0 | 0 | 0 | 0 | 0 | 0 | 0 | 0 | 0 | 0 | 0 | 0 | 0 | 0 | -2 | 0 | 0 | 1 |  | 0 | 0 | 0 | 0 | 0 | 0 | 0 | 0 | 0 | 0 | 0 | 0 | 0 | 0 | 458.375 | 0 | 0 | 1 | 0 | 0 | 0 | 0 | 0 | 0 | 0 | 0 | 0 | 0 | 0 | 0 | 0 | 0 | -2 | 0 | 0 | 1 |  | 1 | 1 | 1 | 1 | 1 | 1 | 1 | 2+ | 1 | 1
SCE Eastern Study Area | Etiwanda | 230 | 0 | 0 | 0 | 0 | 0 | 0 | 0 | 0 | 0 | 0 | 0 | 0 | 0 | 0 | 0 | 0 | 0 | 0 | 0 | 0 |  | 0 | 0 | 0 | 0 | 0 | 0 | 0 | 0 | 0 | 0 | 0 | 0 | 0 | 0 | 0.98 | 0 | 0 | 1 | 0 | 0 | 0 | 0 | 0 | 0 | 0 | 0 | 0 | 0 | 0 | 0 | 0 | 0 | -2 | 0 | 0 | 1 |  | 0 | 0 | 0 | 0 | 0 | 0 | 0 | 0 | 0 | 0 | 0 | 0 | 0 | 0 | 0.98 | 0 | 0 | 1 | 0 | 0 | 0 | 0 | 0 | 0 | 0 | 0 | 0 | 0 | 0 | 0 | 0 | 0 | -2 | 0 | 0 | 1 |  | 0 | 0 | 0 | 0 | 0 | 0 | 0 | 0 | 0 | 0 | 0 | 0 | 0 | 0 | 0.98 | 0 | 0 | 1 | 0 | 0 | 0 | 0 | 0 | 0 | 0 | 0 | 0 | 0 | 0 | 0 | 0 | 0 | -2 | 0 | 0 | 1 |  | 0 | 0 | 0 | 0 | 0 | 0 | 0 | 0 | 0 | 0 | 1 | 0 | 0 | 0 | 988.6434 | 0 | 0 | 1 | 0 | 0 | 0 | 0 | 0 | 0 | 0 | 0 | 0 | 0 | -2 | 0 | 0 | 0 | -2 | 0 | 0 | 1 |  | 1 | 1 | 1 | 1 | 1 | 1+ | 1 | 4+ | 1 | 1
PG&E Greater Bay Study Area | Evergreen | 115 | 0 | 0 | 0 | 0 | 0 | 0 | 0 | 0 | 0 | 0 | 0 | 0 | 0 | 0 | 0 | 0 | 0 | 0 | 0 | 0 |  | 0 | 0 | 0 | 0 | 0 | 0 | 0 | 0 | 0 | 0 | 0 | 0 | 0 | 0 | 0 | 0 | 0 | 0 | 0 | 0 | 0 | 0 | 0 | 0 | 0 | 0 | 0 | 0 | 0 | 0 | 0 | 0 | 0 | 0 | 0 | 0 |  | 0 | 0 | 0 | 0 | 0 | 0 | 0 | 0 | 0 | 0 | 0 | 0 | 0 | 0 | 0 | 0 | 0 | 0 | 0 | 0 | 0 | 0 | 0 | 0 | 0 | 0 | 0 | 0 | 0 | 0 | 0 | 0 | 0 | 0 | 0 | 0 |  | 0 | 0 | 0 | 0 | 0 | 0 | 0 | 0 | 0 | 0 | 0 | 0 | 0 | 0 | 0 | 0 | 0 | 0 | 0 | 0 | 0 | 0 | 0 | 0 | 0 | 0 | 0 | 0 | 0 | 0 | 0 | 0 | 0 | 0 | 0 | 0 |  | 0 | 0 | 0 | 0 | 0 | 0 | 0 | 0 | 0 | 0 | 4.938 | 0 | 13.55 | 0 | 100.9 | 0 | 0 | 1 | 0 | 0 | 0 | 0 | 0 | 0 | 0 | 0 | 0 | 0 | -2 | 0 | -2 | 0 | -2 | 0 | 0 | 1 |  | 1 | 1 | 1 | 1 | 1 | 1+ | 1+ | 1+ | 1 | 1
PG&E Fresno Study Area | Excelsior | 115 | 0 | 0 | 0 | 0 | 0 | 0 | 0 | 0 | 0 | 0 | 0 | 0 | 0 | 0 | 0 | 0 | 0 | 0 | 0 | 0 |  | 0 | 0 | 0 | 0 | 0 | 0 | 0 | 0 | 0 | 0 | 0 | 0 | 0 | 0 | 0 | 0 | 0 | 0 | 0 | 0 | 0 | 0 | 0 | 0 | 0 | 0 | 0 | 0 | 0 | 0 | 0 | 0 | 0 | 0 | 0 | 0 |  | 0 | 0 | 0 | 0 | 0 | 0 | 0 | 0 | 0 | 0 | 0 | 0 | 0 | 0 | 0 | 0 | 0 | 0 | 0 | 0 | 0 | 0 | 0 | 0 | 0 | 0 | 0 | 0 | 0 | 0 | 0 | 0 | 0 | 0 | 0 | 0 |  | 0 | 0 | 0 | 0 | 0 | 0 | 0 | 0 | 0 | 0 | 0 | 0 | 0 | 0 | 0 | 0 | 0 | 0 | 0 | 0 | 0 | 0 | 0 | 0 | 0 | 0 | 0 | 0 | 0 | 0 | 0 | 0 | 0 | 0 | 0 | 0 |  | 0 | 0 | 0 | 0 | 0 | 0 | 0 | 0 | 0 | 0 | 0 | 0 | 127.57 | 0 | 127.37 | 0 | 0 | 1 | 0 | 0 | 0 | 0 | 0 | 0 | 0 | 0 | 0 | 0 | 0 | 0 | -2 | 0 | -2 | 0 | 0 | 1 |  | 1 | 1 | 1 | 1 | 1 | 1 | 1+ | 1+ | 1 | 1
PG&E Kern Study Area | Fairway | 115 | 0 | 0 | 0 | 0 | 0 | 0 | 0 | 0 | 0 | 0 | 0 | 0 | 0 | 0 | 0 | 0 | 0 | 0 | 0 | 0 |  | 0 | 0 | 0 | 0 | 0 | 0 | 0 | 0 | 0 | 0 | 0 | 0 | 0 | 0 | 0 | 0 | 0 | 0 | 0 | 0 | 0 | 0 | 0 | 0 | 0 | 0 | 0 | 0 | 0 | 0 | 0 | 0 | 0 | 0 | 0 | 0 |  | 0 | 0 | 0 | 0 | 0 | 0 | 0 | 0 | 0 | 0 | 0 | 0 | 0 | 0 | 0 | 0 | 0 | 0 | 0 | 0 | 0 | 0 | 0 | 0 | 0 | 0 | 0 | 0 | 0 | 0 | 0 | 0 | 0 | 0 | 0 | 0 |  | 0 | 0 | 0 | 0 | 0 | 0 | 0 | 0 | 0 | 0 | 0 | 0 | 0 | 0 | 0 | 0 | 0 | 0 | 0 | 0 | 0 | 0 | 0 | 0 | 0 | 0 | 0 | 0 | 0 | 0 | 0 | 0 | 0 | 0 | 0 | 0 |  | 0 | 0 | 0 | 0 | 0 | 0 | 0 | 0 | 0 | 0 | 0 | 0 | 0 | 0 | 0 | 0 | 0 | 0 | 0 | 0 | 0 | 0 | 0 | 0 | 0 | 0 | 0 | 0 | 0 | 0 | 0 | 0 | 0 | 0 | 0 | 0 |  | 1 | 1 | 1 | 1 | 1 | 1 | 1 | 1 | 1 | 0
PG&E Kern Study Area | Famoso | 115 | 0 | 0 | 0 | 0 | 0 | 0 | 0 | 0 | 0 | 0 | 0 | 5 | 0 | 0 | 0 | 0 | 0 | 0 | 0 | 1 |  | 0 | 0 | 0 | 0 | 0 | 0 | 0 | 0 | 0 | 0 | 0 | 0 | 0 | 0 | 0 | 0 | 0 | 0 | 0 | 0 | 0 | 0 | 0 | 0 | 0 | 0 | 0 | 0 | 2 | 0 | 0 | 0 | 0 | 0 | 0 | 1 |  | 0 | 0 | 0 | 0 | 0 | 0 | 0 | 0 | 0 | 0 | 5 | 0 | 0 | 0 | 0 | 0 | 0 | 1 | 0 | 0 | 0 | 0 | 0 | 0 | 0 | 0 | 0 | 0 | 0 | 0 | 0 | 0 | 0 | 0 | 0 | 0 |  | 0 | 0 | 0 | 0 | 0 | 0 | 0 | 0 | 0 | 0 | 5 | 0 | 0 | 0 | 0 | 0 | 0 | 1 | 0 | 0 | 0 | 0 | 0 | 0 | 0 | 0 | 0 | 0 | 0 | 0 | 0 | 0 | 0 | 0 | 0 | 0 |  | 0 | 0 | 0 | 0 | 0 | 0 | 0 | 0 | 0 | 0 | 5 | 0 | 0 | 0 | 12.174 | 0 | 0 | 1 | 0 | 0 | 0 | 0 | 0 | 0 | 0 | 0 | 0 | 0 | 0 | 0 | 0 | 0 | -2 | 0 | 0 | 1 |  | 1 | 1 | 1 | 1 | 1 | 1 | 1 | 1+ | 1 | 1
PG&E Greater Bay Study Area | Fibreboard (SPI Sonora) | 115 | 0 | 0 | 0 | 0 | 0 | 0 | 0 | 0 | 0 | 0 | 0 | 0 | 0 | 0 | 0 | 0 | 0 | 0 | 0 | 0 |  | 0 | 0 | 0 | 0 | 0 | 0 | 0 | 0 | 0 | 0 | 0 | 0 | 0 | 0 | 0 | 0 | 0 | 0 | 0 | 0 | 0 | 0 | 0 | 0 | 0 | 0 | 0 | 0 | 0 | 0 | 0 | 0 | 0 | 0 | 0 | 0 |  | 0 | 0 | 0 | 0 | 0 | 0 | 0 | 0 | 0 | 0 | 0 | 0 | 0 | 0 | 0 | 0 | 0 | 0 | 0 | 0 | 0 | 0 | 0 | 0 | 0 | 0 | 0 | 0 | 0 | 0 | 0 | 0 | 0 | 0 | 0 | 0 |  | 0 | 0 | 0 | 0 | 0 | 0 | 0 | 0 | 0 | 0 | 0 | 0 | 0 | 0 | 0 | 0 | 0 | 0 | 0 | 0 | 0 | 0 | 0 | 0 | 0 | 0 | 0 | 0 | 0 | 0 | 0 | 0 | 0 | 0 | 0 | 0 |  | 0 | 0 | 0 | 0 | 0 | 0 | 0 | 0 | 0 | 0 | 0 | 0 | 0 | 0 | 0 | 0 | 0 | 0 | 0 | 0 | 0 | 0 | 0 | 0 | 0 | 0 | 0 | 0 | 0 | 0 | 0 | 0 | 0 | 0 | 0 | 0 |  | 1 | 1 | 1 | 1 | 1 | 1 | 1 | 1 | 1 | 0
PG&E Fresno Study Area | Figarden | 230 | 0 | 0 | 0 | 0 | 0 | 0 | 0 | 0 | 0 | 0 | 0 | 0 | 0 | 0 | 0 | 0 | 0 | 0 | 0 | 0 |  | 0 | 0 | 0 | 0 | 0 | 0 | 0 | 0 | 0 | 0 | 0 | 0 | 0 | 0 | 0 | 0 | 0 | 0 | 0 | 0 | 0 | 0 | 0 | 0 | 0 | 0 | 0 | 0 | 0 | 0 | 0 | 0 | 0 | 0 | 0 | 0 |  | 0 | 0 | 0 | 0 | 0 | 0 | 0 | 0 | 0 | 0 | 0 | 0 | 0 | 0 | 0 | 0 | 0 | 0 | 0 | 0 | 0 | 0 | 0 | 0 | 0 | 0 | 0 | 0 | 0 | 0 | 0 | 0 | 0 | 0 | 0 | 0 |  | 0 | 0 | 0 | 0 | 0 | 0 | 0 | 0 | 0 | 0 | 0 | 0 | 0 | 0 | 0 | 0 | 0 | 0 | 0 | 0 | 0 | 0 | 0 | 0 | 0 | 0 | 0 | 0 | 0 | 0 | 0 | 0 | 0 | 0 | 0 | 0 |  | 0 | 0 | 0 | 0 | 0 | 0 | 0 | 0 | 0 | 0 | 0 | 0 | 0 | 0 | 0 | 0 | 0 | 0 | 0 | 0 | 0 | 0 | 0 | 0 | 0 | 0 | 0 | 0 | 0 | 0 | 0 | 0 | 0 | 0 | 0 | 0 |  | 1 | 1 | 1 | 1 | 1 | 1 | 1 | 1 | 1 | 0
PG&E Fresno Study Area | Fink (Proposed) | 230 | 0 | 0 | 0 | 0 | 0 | 0 | 0 | 0 | 0 | 0 | 0 | 0 | 30 | 0 | 30 | 0 | 30 | 30 | 0 | 1 |  | 0 | 0 | 0 | 0 | 0 | 0 | 0 | 0 | 0 | 0 | 0 | 30 | 30 | 92.5 | 92.5 | 0 | 0 | 1 | 0 | 0 | 0 | 0 | 0 | 0 | 0 | 0 | 0 | 0 | 0 | 0 | 0 | -2 | -2 | 0 | 0 | 1 |  | 0 | 0 | 0 | 0 | 0 | 0 | 0 | 0 | 0 | 0 | 0 | 30 | 30 | 92.5 | 92.5 | 0 | 0 | 1 | 0 | 0 | 0 | 0 | 0 | 0 | 0 | 0 | 0 | 0 | 0 | 0 | 0 | -2 | -2 | 0 | 0 | 1 |  | 0 | 0 | 0 | 0 | 0 | 0 | 0 | 0 | 0 | 0 | 0 | 30 | 30 | 92.5 | 92.5 | 0 | 0 | 1 | 0 | 0 | 0 | 0 | 0 | 0 | 0 | 0 | 0 | 0 | 0 | 0 | 0 | -2 | -2 | 0 | 0 | 1 |  | 0 | 0 | 0 | 0 | 0 | 0 | 0 | 0 | 0 | 0 | 0 | 30 | 30 | 92.5 | 92.5 | 0 | 0 | 1 | 0 | 0 | 0 | 0 | 0 | 0 | 0 | 0 | 0 | 0 | 0 | 0 | 0 | -2 | -2 | 0 | 0 | 1 |  | 1 | 1 | 1 | 1 | 1 | 1 | 1 | 4+ | 1 | 1
PG&E Greater Bay Study Area | FMC | 115 | 0 | 0 | 0 | 0 | 0 | 0 | 0 | 0 | 0 | 0 | 0 | 0 | 0 | 0 | 0 | 0 | 0 | 0 | 0 | 0 |  | 0 | 0 | 0 | 0 | 0 | 0 | 0 | 0 | 0 | 0 | 0 | 0 | 0 | 0 | 0 | 0 | 0 | 0 | 0 | 0 | 0 | 0 | 0 | 0 | 0 | 0 | 0 | 0 | 0 | 0 | 0 | 0 | 0 | 0 | 0 | 0 |  | 0 | 0 | 0 | 0 | 0 | 0 | 0 | 0 | 0 | 0 | 0 | 0 | 0 | 0 | 0 | 0 | 0 | 0 | 0 | 0 | 0 | 0 | 0 | 0 | 0 | 0 | 0 | 0 | 0 | 0 | 0 | 0 | 0 | 0 | 0 | 0 |  | 0 | 0 | 0 | 0 | 0 | 0 | 0 | 0 | 0 | 0 | 0 | 0 | 0 | 0 | 0 | 0 | 0 | 0 | 0 | 0 | 0 | 0 | 0 | 0 | 0 | 0 | 0 | 0 | 0 | 0 | 0 | 0 | 0 | 0 | 0 | 0 |  | 0 | 0 | 0 | 0 | 0 | 0 | 0 | 0 | 0 | 0 | 0 | 0 | 0 | 0 | 0 | 0 | 0 | 0 | 0 | 0 | 0 | 0 | 0 | 0 | 0 | 0 | 0 | 0 | 0 | 0 | 0 | 0 | 0 | 0 | 0 | 0 |  | 1 | 1 | 1 | 1 | 1 | 1 | 1 | 1 | 1 | 0
PG&E Greater Bay Study Area | Frogtown | 115 | 0 | 0 | 0 | 0 | 0 | 0 | 0 | 0 | 0 | 0 | 0 | 0 | 0 | 0 | 0 | 0 | 0 | 0 | 0 | 0 |  | 0 | 0 | 0 | 0 | 0 | 0 | 0 | 0 | 0 | 0 | 0 | 0 | 0 | 0 | 0 | 0 | 0 | 0 | 0 | 0 | 0 | 0 | 0 | 0 | 0 | 0 | 0 | 0 | 0 | 0 | 0 | 0 | 0 | 0 | 0 | 0 |  | 0 | 0 | 0 | 0 | 0 | 0 | 0 | 0 | 0 | 0 | 0 | 0 | 0 | 0 | 0 | 0 | 0 | 0 | 0 | 0 | 0 | 0 | 0 | 0 | 0 | 0 | 0 | 0 | 0 | 0 | 0 | 0 | 0 | 0 | 0 | 0 |  | 0 | 0 | 0 | 0 | 0 | 0 | 0 | 0 | 0 | 0 | 0 | 0 | 0 | 0 | 0 | 0 | 0 | 0 | 0 | 0 | 0 | 0 | 0 | 0 | 0 | 0 | 0 | 0 | 0 | 0 | 0 | 0 | 0 | 0 | 0 | 0 |  | 0 | 0 | 0 | 0 | 0 | 0 | 0 | 0 | 0 | 0 | 0 | 0 | 0 | 0 | 0 | 0 | 0 | 0 | 0 | 0 | 0 | 0 | 0 | 0 | 0 | 0 | 0 | 0 | 0 | 0 | 0 | 0 | 0 | 0 | 0 | 0 |  | 1 | 1 | 1 | 1 | 1 | 1 | 1 | 1 | 1 | 0
PG&E North of Greater Bay Study Area | Fulton | 230 | 0 | 0 | 0 | 0 | 0 | 0 | 0 | 0 | 0 | 0 | 0 | 0 | 0 | 0 | 0 | 0 | 0 | 0 | 0 | 0 |  | 0 | 0 | 0 | 0 | 0 | 0 | 0 | 0 | 0 | 0 | 0 | 0 | 0 | 0 | 1.25 | 0 | 0 | 1 | 0 | 0 | 0 | 0 | 0 | 0 | 0 | 0 | 0 | 0 | 0 | 0 | 0 | 0 | -2 | 0 | 0 | 1 |  | 0 | 0 | 0 | 0 | 0 | 0 | 0 | 0 | 0 | 0 | 0 | 0 | 0 | 0 | 214.8 | 0 | 0 | 1 | 0 | 0 | 0 | 0 | 0 | 0 | 0 | 0 | 0 | 0 | 0 | 0 | 0 | 0 | -2 | 0 | 0 | 1 |  | 0 | 0 | 0 | 0 | 0 | 0 | 0 | 0 | 0 | 0 | 0 | 0 | 0 | 0 | 214.8 | 0 | 0 | 1 | 0 | 0 | 0 | 0 | 0 | 0 | 0 | 0 | 0 | 0 | 0 | 0 | 0 | 0 | -2 | 0 | 0 | 1 |  | 0 | 0 | 0 | 0 | 0 | 0 | 0 | 0 | 0 | 0 | 0 | 0 | 0 | 0 | 336.35 | 0 | 0 | 1 | 0 | 0 | 0 | 0 | 0 | 0 | 0 | 0 | 0 | 0 | 0 | 0 | 0 | 0 | -2 | 0 | 0 | 1 |  | 1 | 1 | 1 | 1 | 1 | 1 | 1 | 4+ | 1 | 1
PG&E North of Greater Bay Study Area | Fulton | 115 | 0 | 2 | 0 | 0 | 0 | 0 | 0 | 0 | 0 | 0 | 0 | 0 | 0 | 0 | 0 | 0 | 0 | 0 | 0 | 1 |  | 0 | 0 | 0 | 0 | 0 | 0 | 0 | 0 | 0 | 0 | 0 | 0 | 0 | 0 | 0 | 0 | 0 | 0 | 0 | 0 | 2 | 2 | 0 | 0 | 0 | 0 | 0 | 0 | 0 | 0 | 0 | 0 | 0 | 0 | 0 | 1 |  | 0 | 0 | 0 | 0 | 0 | 0 | 0 | 0 | 0 | 0 | 0 | 0 | 0 | 0 | 0 | 0 | 0 | 0 | 0 | 0 | 2 | 2 | 0 | 0 | 0 | 0 | 0 | 0 | 0 | 0 | 0 | 0 | 0 | 0 | 0 | 1 |  | 0 | 0 | 0 | 0 | 0 | 0 | 0 | 0 | 0 | 0 | 0 | 0 | 0 | 0 | 0 | 0 | 0 | 0 | 0 | 0 | 2 | 2 | 0 | 0 | 0 | 0 | 0 | 0 | 0 | 0 | 0 | 0 | 0 | 0 | 0 | 1 |  | 0 | 0 | 0 | 0 | 0 | 0 | 0 | 0 | 0 | 0 | 0 | 0 | 0 | 0 | 213.55 | 0 | 0 | 1 | 0 | 0 | 2 | 2 | 0 | 0 | 0 | 0 | 0 | 0 | 0 | 0 | 0 | 0 | -2 | 0 | 0 | 1 |  | 1 | 5- | 1 | 1 | 1 | 1 | 1 | 1+ | 1 | 1
East of Pisgah Study Area | Carpenter Canyon (fka Gamebird) | 230 | 0 | 0 | 0 | 0 | 0 | 0 | 0 | 0 | 0 | 0 | 0 | 0 | 210 | 0 | 210 | 200 | 0 | 200 | 0 | 1 |  | 0 | 0 | 0 | 0 | 0 | 0 | 0 | 0 | 0 | 0 | 0 | 0 | 0 | 0 | 0 | 0 | 0 | 0 | 0 | 0 | 0 | 0 | 0 | 0 | 0 | 0 | 0 | 0 | 0 | 2 | 2 | 2 | 2 | 0 | 0 | 1 |  | 0 | 0 | 0 | 0 | 0 | 0 | 0 | 0 | 0 | 0 | 0 | 0 | 0 | 0 | 0 | 0 | 0 | 0 | 0 | 0 | 0 | 0 | 0 | 0 | 0 | 0 | 0 | 0 | 0 | 2 | 2 | 2 | 2 | 0 | 0 | 1 |  | 0 | 0 | 0 | 0 | 0 | 0 | 0 | 0 | 0 | 0 | 0 | 0 | 210.23 | 200 | 210.23 | 0 | 0 | 1 | 0 | 0 | 0 | 0 | 0 | 0 | 0 | 0 | 0 | 0 | 0 | 2 | 0 | 0 | 0 | 0 | 0 | 1 |  | 0 | 0 | 0 | 0 | 0 | 0 | 0 | 0 | 0 | 0 | 0 | 0 | 726.9938 | 200 | 726.9938 | 0 | 0 | 1 | 0 | 0 | 0 | 0 | 0 | 0 | 0 | 0 | 0 | 0 | 0 | 2 | -2 | 0 | -2 | 0 | 0 | 1 |  | 1 | 1 | 1 | 1 | 1 | 1 | 2- | 1+ | 1 | 1
East of Pisgah Study Area | Carpenter Canyon (fka Gamebird) | 138 | 0 | 0 | 0 | 0 | 0 | 0 | 0 | 0 | 0 | 0 | 0 | 0 | 0 | 0 | 0 | 0 | 0 | 0 | 0 | 0 |  | 0 | 0 | 0 | 0 | 0 | 0 | 0 | 0 | 0 | 0 | 0 | 0 | 0 | 0 | 0 | 0 | 0 | 0 | 0 | 0 | 0 | 0 | 0 | 0 | 0 | 0 | 0 | 0 | 0 | 0 | 0 | 0 | 0 | 0 | 0 | 0 |  | 0 | 0 | 0 | 0 | 0 | 0 | 0 | 0 | 0 | 0 | 0 | 0 | 0 | 0 | 0 | 0 | 0 | 0 | 0 | 0 | 0 | 0 | 0 | 0 | 0 | 0 | 0 | 0 | 0 | 0 | 0 | 0 | 0 | 0 | 0 | 0 |  | 0 | 0 | 0 | 0 | 0 | 0 | 0 | 0 | 0 | 0 | 0 | 0 | 0 | 0 | 0 | 0 | 0 | 0 | 0 | 0 | 0 | 0 | 0 | 0 | 0 | 0 | 0 | 0 | 0 | 0 | 0 | 0 | 0 | 0 | 0 | 0 |  | 0 | 0 | 0 | 0 | 0 | 0 | 0 | 0 | 0 | 0 | 0 | 0 | 0 | 0 | 0 | 0 | 0 | 0 | 0 | 0 | 0 | 0 | 0 | 0 | 0 | 0 | 0 | 0 | 0 | 0 | 0 | 0 | 0 | 0 | 0 | 0 |  | 1 | 1 | 1 | 1 | 1 | 1 | 1 | 1 | 1 | 0
PG&E Kern Study Area | Ganso | 115 | 0 | 1 | 0 | 0 | 0 | 0 | 0 | 0 | 0 | 0 | 0 | 1.5 | 0 | 0 | 0 | 0 | 0 | 0 | 0 | 1 |  | 0 | 0 | 0 | 0 | 0 | 0 | 0 | 0 | 0 | 0 | 0 | 0 | 0 | 0 | 0 | 0 | 0 | 0 | 0 | 0 | 2 | 2 | 0 | 0 | 0 | 0 | 0 | 0 | 2 | 0 | 0 | 0 | 0 | 0 | 0 | 1 |  | 0 | 0 | 0 | 0 | 0 | 0 | 0 | 0 | 0 | 0 | 1.5 | 0 | 0 | 0 | 0 | 0 | 0 | 1 | 0 | 0 | 2 | 2 | 0 | 0 | 0 | 0 | 0 | 0 | 0 | 0 | 0 | 0 | 0 | 0 | 0 | 1 |  | 0 | 0 | 0 | 0 | 0 | 0 | 0 | 0 | 0 | 0 | 1.5 | 0 | 0 | 0 | 0 | 0 | 0 | 1 | 0 | 0 | 2 | 2 | 0 | 0 | 0 | 0 | 0 | 0 | 0 | 0 | 0 | 0 | 0 | 0 | 0 | 1 |  | 0 | 0 | 0 | 0.5 | 0 | 0 | 0 | 0 | 0 | 0 | 1.5 | 0 | 0 | 0 | 0 | 0 | 0 | 1 | 0 | 0 | 2 | 2 | 0 | 0 | 0 | 0 | 0 | 0 | 0 | 0 | 0 | 0 | 0 | 0 | 0 | 1 |  | 1 | 5- | 1 | 1 | 1 | 1 | 1 | 1 | 1 | 1
PG&E Fresno Study Area | Gates | 500 | 0 | 0 | 0 | 0 | 0 | 0 | 0 | 0 | 0 | 0 | 0 | 0 | 0 | 0 | 0 | 0 | 0 | 0 | 0 | 0 |  | 0 | 0 | 0 | 0 | 0 | 0 | 0 | 0 | 0 | 0 | 0 | 0 | 0 | 300.1 | 309.3 | 0 | 0 | 1 | 0 | 0 | 0 | 0 | 0 | 0 | 0 | 0 | 0 | 0 | 0 | 0 | 0 | -2 | -2 | 0 | 0 | 1 |  | 0 | 0 | 0 | 0 | 0 | 0 | 0 | 0 | 0 | 0 | 0 | 0 | 0 | 300.1 | 309.3 | 0 | 0 | 1 | 0 | 0 | 0 | 0 | 0 | 0 | 0 | 0 | 0 | 0 | 0 | 0 | 0 | -2 | -2 | 0 | 0 | 1 |  | 0 | 0 | 0 | 0 | 0 | 0 | 0 | 0 | 0 | 0 | 0 | 0 | 0 | 300.1 | 309.3 | 0 | 0 | 1 | 0 | 0 | 0 | 0 | 0 | 0 | 0 | 0 | 0 | 0 | 0 | 0 | 0 | -2 | -2 | 0 | 0 | 1 |  | 0 | 0 | 0 | 0 | 0 | 0 | 0 | 0 | 0 | 0 | 0 | 0 | 0 | 300.1 | 817.3 | 0 | 0 | 1 | 0 | 0 | 0 | 0 | 0 | 0 | 0 | 0 | 0 | 0 | 0 | 0 | 0 | -2 | -2 | 0 | 0 | 1 |  | 1 | 1 | 1 | 1 | 1 | 1 | 1 | 4+ | 1 | 1
PG&E Fresno Study Area | Gates | 230 | 0 | 0 | 0 | 0 | 0 | 0 | 0 | 0 | 0 | 0 | 0 | 0 | 0 | 0 | 0 | 0 | 0 | 0 | 0 | 0 |  | 0 | 0 | 0 | 0 | 0 | 0 | 0 | 0 | 0 | 0 | 0 | 3.24 | 7.28 | 0 | 0 | 0 | 0 | 1 | 0 | 0 | 0 | 0 | 0 | 0 | 0 | 0 | 0 | 0 | 0 | -2 | -2 | 0 | 0 | 0 | 0 | 1 |  | 0 | 0 | 0 | 0 | 0 | 0 | 0 | 0 | 0 | 0 | 0 | 214 | 262.04 | 225 | 225 | 0 | 0 | 1 | 0 | 0 | 0 | 0 | 0 | 0 | 0 | 0 | 0 | 0 | 0 | -2 | -2 | -2 | -2 | 0 | 0 | 1 |  | 0 | 0 | 0 | 0 | 0 | 0 | 0 | 0 | 0 | 0 | 0 | 217.24 | 265.28 | 225 | 225 | 0 | 0 | 1 | 0 | 0 | 0 | 0 | 0 | 0 | 0 | 0 | 0 | 0 | 0 | -2 | -2 | -2 | -2 | 0 | 0 | 1 |  | 0 | 0 | 0 | 0 | 0 | 0 | 0 | 0 | 0 | 0 | 5.25 | 217.24 | 1407.38 | 225 | 846.83 | 0 | 0 | 1 | 0 | 0 | 0 | 0 | 0 | 0 | 0 | 0 | 0 | 0 | -2 | -2 | -2 | -2 | -2 | 0 | 0 | 1 |  | 1 | 1 | 1 | 1 | 1 | 1+ | 4+ | 4+ | 1 | 1
PG&E Fresno Study Area | New Sub - Gates - Midway (Proposed) | 230 | 0 | 0 | 0 | 0 | 0 | 0 | 0 | 0 | 0 | 0 | 0 | 0 | 0 | 0 | 0 | 0 | 0 | 0 | 0 | 0 |  | 0 | 0 | 0 | 0 | 0 | 0 | 0 | 0 | 0 | 0 | 0 | 0 | 0 | 0 | 0 | 0 | 0 | 0 | 0 | 0 | 0 | 0 | 0 | 0 | 0 | 0 | 0 | 0 | 0 | 0 | 0 | 0 | 0 | 0 | 0 | 0 |  | 0 | 0 | 0 | 0 | 0 | 0 | 0 | 0 | 0 | 0 | 0 | 0 | 500 | 477.75 | 500 | 0 | 0 | 1 | 0 | 0 | 0 | 0 | 0 | 0 | 0 | 0 | 0 | 0 | 0 | 0 | -2 | -2 | -2 | 0 | 0 | 1 |  | 0 | 0 | 0 | 0 | 0 | 0 | 0 | 0 | 0 | 0 | 0 | 0 | 500 | 477.75 | 500 | 0 | 0 | 1 | 0 | 0 | 0 | 0 | 0 | 0 | 0 | 0 | 0 | 0 | 0 | 0 | -2 | -2 | -2 | 0 | 0 | 1 |  | 0 | 0 | 0 | 0 | 0 | 0 | 0 | 0 | 0 | 0 | 0 | 0 | 910 | 477.75 | 911.3018 | 0 | 0 | 1 | 0 | 0 | 0 | 0 | 0 | 0 | 0 | 0 | 0 | 0 | 0 | 0 | -2 | -2 | -2 | 0 | 0 | 1 |  | 1 | 1 | 1 | 1 | 1 | 1 | 4+ | 4+ | 1 | 1
PG&E Kern Study Area | New Sub - Gates - Templeton (Proposed) | 230 | 0 | 0 | 0 | 0 | 0 | 0 | 0 | 0 | 0 | 0 | 0 | 0 | 0 | 0 | 0 | 0 | 0 | 0 | 0 | 0 |  | 0 | 0 | 0 | 0 | 0 | 0 | 0 | 0 | 0 | 0 | 0 | 0 | 0 | 0 | 0 | 0 | 0 | 0 | 0 | 0 | 0 | 0 | 0 | 0 | 0 | 0 | 0 | 0 | 0 | 0 | 0 | 0 | 0 | 0 | 0 | 0 |  | 0 | 0 | 0 | 0 | 0 | 0 | 0 | 0 | 0 | 0 | 0 | 0 | 0 | 0 | 0 | 0 | 0 | 0 | 0 | 0 | 0 | 0 | 0 | 0 | 0 | 0 | 0 | 0 | 0 | 0 | 0 | 0 | 0 | 0 | 0 | 0 |  | 0 | 0 | 0 | 0 | 0 | 0 | 0 | 0 | 0 | 0 | 0 | 0 | 0 | 0 | 0 | 0 | 0 | 0 | 0 | 0 | 0 | 0 | 0 | 0 | 0 | 0 | 0 | 0 | 0 | 0 | 0 | 0 | 0 | 0 | 0 | 0 |  | 0 | 0 | 0 | 0 | 0 | 0 | 0 | 0 | 0 | 0 | 0 | 0 | 303.678 | 0 | 300.951 | 0 | 0 | 1 | 0 | 0 | 0 | 0 | 0 | 0 | 0 | 0 | 0 | 0 | 0 | 0 | -2 | 0 | -2 | 0 | 0 | 1 |  | 1 | 1 | 1 | 1 | 1 | 1 | 1+ | 1+ | 1 | 1
PG&E North of Greater Bay Study Area | Geysers 12 | 230 | 43 | 0 | 0 | 0 | 0 | 0 | 0 | 0 | 0 | 0 | 0 | 0 | 0 | 0 | 0 | 0 | 0 | 0 | 0 | 1 |  | 0 | 0 | 0 | 0 | 0 | 0 | 0 | 0 | 0 | 0 | 0 | 0 | 0 | 0 | 0.25 | 0 | 0 | 1 | 2 | 2 | 0 | 0 | 0 | 0 | 0 | 0 | 0 | 0 | 0 | 0 | 0 | 0 | -2 | 0 | 0 | 1 |  | 0 | 0 | 0 | 0 | 0 | 0 | 0 | 0 | 0 | 0 | 0 | 0 | 0 | 0 | 0.25 | 0 | 0 | 1 | 2 | 2 | 0 | 0 | 0 | 0 | 0 | 0 | 0 | 0 | 0 | 0 | 0 | 0 | -2 | 0 | 0 | 1 |  | 0 | 0 | 0 | 0 | 0 | 0 | 0 | 0 | 0 | 0 | 0 | 0 | 0 | 0 | 0.25 | 0 | 0 | 1 | 2 | 2 | 0 | 0 | 0 | 0 | 0 | 0 | 0 | 0 | 0 | 0 | 0 | 0 | -2 | 0 | 0 | 1 |  | 0 | 0 | 0 | 0 | 0 | 0 | 0 | 0 | 0 | 0 | 0 | 0 | 0 | 0 | 0.25 | 0 | 0 | 1 | 2 | 2 | 0 | 0 | 0 | 0 | 0 | 0 | 0 | 0 | 0 | 0 | 0 | 0 | -2 | 0 | 0 | 1 |  | 5- | 1 | 1 | 1 | 1 | 1 | 1 | 4+ | 1 | 1
PG&E North of Greater Bay Study Area | Geysers 17 | 230 | 0 | 0 | 0 | 0 | 0 | 0 | 0 | 0 | 0 | 0 | 0 | 0 | 0 | 0 | 0 | 0 | 0 | 0 | 0 | 0 |  | 0 | 0 | 0 | 0 | 0 | 0 | 0 | 0 | 0 | 0 | 0 | 0 | 0 | 0 | 0 | 0 | 0 | 0 | 0 | 0 | 0 | 0 | 0 | 0 | 0 | 0 | 0 | 0 | 0 | 0 | 0 | 0 | 0 | 0 | 0 | 0 |  | 0 | 0 | 0 | 0 | 0 | 0 | 0 | 0 | 0 | 0 | 0 | 0 | 0 | 0 | 0 | 0 | 0 | 0 | 0 | 0 | 0 | 0 | 0 | 0 | 0 | 0 | 0 | 0 | 0 | 0 | 0 | 0 | 0 | 0 | 0 | 0 |  | 0 | 0 | 0 | 0 | 0 | 0 | 0 | 0 | 0 | 0 | 0 | 0 | 0 | 0 | 0 | 0 | 0 | 0 | 0 | 0 | 0 | 0 | 0 | 0 | 0 | 0 | 0 | 0 | 0 | 0 | 0 | 0 | 0 | 0 | 0 | 0 |  | 0 | 0 | 0 | 0 | 0 | 0 | 0 | 0 | 0 | 0 | 0 | 0 | 0 | 0 | 0 | 0 | 0 | 0 | 0 | 0 | 0 | 0 | 0 | 0 | 0 | 0 | 0 | 0 | 0 | 0 | 0 | 0 | 0 | 0 | 0 | 0 |  | 1 | 1 | 1 | 1 | 1 | 1 | 1 | 1 | 1 | 0
PG&E North of Greater Bay Study Area | Geysers 5&6 | 115 | 0 | 0 | 0 | 0 | 0 | 0 | 0 | 0 | 0 | 0 | 0 | 0 | 0 | 0 | 0 | 0 | 0 | 0 | 0 | 0 |  | 0 | 0 | 0 | 0 | 0 | 0 | 0 | 0 | 0 | 0 | 0 | 0 | 0 | 0 | 0 | 0 | 0 | 0 | 0 | 0 | 0 | 0 | 0 | 0 | 0 | 0 | 0 | 0 | 0 | 0 | 0 | 0 | 0 | 0 | 0 | 0 |  | 0 | 0 | 0 | 0 | 0 | 0 | 0 | 0 | 0 | 0 | 0 | 0 | 0 | 0 | 0 | 0 | 0 | 0 | 0 | 0 | 0 | 0 | 0 | 0 | 0 | 0 | 0 | 0 | 0 | 0 | 0 | 0 | 0 | 0 | 0 | 0 |  | 0 | 0 | 0 | 0 | 0 | 0 | 0 | 0 | 0 | 0 | 0 | 0 | 0 | 0 | 0 | 0 | 0 | 0 | 0 | 0 | 0 | 0 | 0 | 0 | 0 | 0 | 0 | 0 | 0 | 0 | 0 | 0 | 0 | 0 | 0 | 0 |  | 0 | 0 | 0 | 0 | 0 | 0 | 0 | 0 | 0 | 0 | 0 | 0 | 0 | 0 | 0 | 0 | 0 | 0 | 0 | 0 | 0 | 0 | 0 | 0 | 0 | 0 | 0 | 0 | 0 | 0 | 0 | 0 | 0 | 0 | 0 | 0 |  | 1 | 1 | 1 | 1 | 1 | 1 | 1 | 1 | 1 | 0
PG&E North of Greater Bay Study Area | Geysers 9&10 Sonoma | 230 | 0 | 0 | 0 | 0 | 0 | 0 | 0 | 0 | 0 | 0 | 0 | 0 | 0 | 0 | 0 | 0 | 0 | 0 | 0 | 0 |  | 0 | 0 | 0 | 0 | 0 | 0 | 0 | 0 | 0 | 0 | 0 | 0 | 0 | 0 | 0 | 0 | 0 | 0 | 0 | 0 | 0 | 0 | 0 | 0 | 0 | 0 | 0 | 0 | 0 | 0 | 0 | 0 | 0 | 0 | 0 | 0 |  | 0 | 0 | 0 | 0 | 0 | 0 | 0 | 0 | 0 | 0 | 0 | 0 | 0 | 0 | 0 | 0 | 0 | 0 | 0 | 0 | 0 | 0 | 0 | 0 | 0 | 0 | 0 | 0 | 0 | 0 | 0 | 0 | 0 | 0 | 0 | 0 |  | 0 | 0 | 0 | 0 | 0 | 0 | 0 | 0 | 0 | 0 | 0 | 0 | 0 | 0 | 0 | 0 | 0 | 0 | 0 | 0 | 0 | 0 | 0 | 0 | 0 | 0 | 0 | 0 | 0 | 0 | 0 | 0 | 0 | 0 | 0 | 0 |  | 0 | 0 | 0 | 0 | 0 | 0 | 0 | 0 | 0 | 0 | 0 | 0 | 0 | 0 | 0 | 0 | 0 | 0 | 0 | 0 | 0 | 0 | 0 | 0 | 0 | 0 | 0 | 0 | 0 | 0 | 0 | 0 | 0 | 0 | 0 | 0 |  | 1 | 1 | 1 | 1 | 1 | 1 | 1 | 1 | 1 | 0
PG&E Fresno Study Area | Giffen | 70 | 0 | 0 | 0 | 0 | 0 | 0 | 0 | 0 | 0 | 0 | 0 | 0 | 0 | 0 | 0 | 0 | 0 | 0 | 0 | 0 |  | 0 | 0 | 0 | 0 | 0 | 0 | 0 | 0 | 0 | 0 | 0 | 0 | 0 | 0 | 0 | 0 | 0 | 0 | 0 | 0 | 0 | 0 | 0 | 0 | 0 | 0 | 0 | 0 | 0 | 0 | 0 | 0 | 0 | 0 | 0 | 0 |  | 0 | 0 | 0 | 0 | 0 | 0 | 0 | 0 | 0 | 0 | 0 | 0 | 0 | 0 | 0 | 0 | 0 | 0 | 0 | 0 | 0 | 0 | 0 | 0 | 0 | 0 | 0 | 0 | 0 | 0 | 0 | 0 | 0 | 0 | 0 | 0 |  | 0 | 0 | 0 | 0 | 0 | 0 | 0 | 0 | 0 | 0 | 0 | 0 | 0 | 0 | 0 | 0 | 0 | 0 | 0 | 0 | 0 | 0 | 0 | 0 | 0 | 0 | 0 | 0 | 0 | 0 | 0 | 0 | 0 | 0 | 0 | 0 |  | 0 | 0 | 0 | 0 | 0 | 0 | 0 | 0 | 0 | 0 | 0 | 0 | 25.54 | 0 | 25.54 | 0 | 0 | 1 | 0 | 0 | 0 | 0 | 0 | 0 | 0 | 0 | 0 | 0 | 0 | 0 | -2 | 0 | -2 | 0 | 0 | 1 |  | 1 | 1 | 1 | 1 | 1 | 1 | 1+ | 1+ | 1 | 1
PG&E North of Greater Bay Study Area | Glenn | 230 | 0 | 2 | 232 | 68 | 300 | 0 | 0 | 0 | 0 | 0 | 0 | 0 | 0 | 0 | 0 | 0 | 0 | 0 | 5 | 1 |  | 0 | 0 | 0 | 0 | 0 | 0 | 0 | 0 | 0 | 0 | 0 | 0 | 0 | 0 | 0 | 0 | 0 | 0 | 0 | 0 | 2 | 2 | 2 | 2 | 0 | 0 | 0 | 0 | 0 | 0 | 0 | 0 | 0 | 2 | 2 | 1 |  | 0 | 0 | 0 | 0 | 0 | 0 | 0 | 0 | 0 | 0 | 0 | 0 | 0 | 0 | 0 | 0 | 0 | 0 | 0 | 0 | 2 | 2 | 2 | 2 | 0 | 0 | 0 | 0 | 0 | 0 | 0 | 0 | 0 | 2 | 2 | 1 |  | 0 | 0 | 0 | 0 | 0 | 0 | 0 | 0 | 0 | 0 | 0 | 0 | 0 | 0 | 0 | 0 | 0 | 0 | 0 | 0 | 2 | 2 | 2 | 2 | 0 | 0 | 0 | 0 | 0 | 0 | 0 | 0 | 0 | 2 | 2 | 1 |  | 0 | 0 | 0 | 0 | 0 | 0 | 0 | 0 | 0 | 0 | 0 | 0 | 142.85 | 0 | 251.9 | 0 | 0 | 1 | 0 | 0 | 2 | 2 | 2 | 2 | 0 | 0 | 0 | 0 | 0 | 0 | -2 | 0 | -2 | 2 | 2 | 1 |  | 1 | 5- | 5- | 1 | 1 | 1 | 1+ | 1+ | 5- | 1
PG&E North of Greater Bay Study Area | Gold Hill | 230 | 0 | 0 | 0 | 0 | 0 | 0 | 0 | 0 | 0 | 0 | 0 | 0 | 0 | 0 | 0 | 50 | 0 | 50 | 0 | 1 |  | 0 | 0 | 0 | 0 | 0 | 0 | 0 | 0 | 0 | 0 | 0 | 0 | 0 | 49.9 | 58.75 | 0 | 0 | 1 | 0 | 0 | 0 | 0 | 0 | 0 | 0 | 0 | 0 | 0 | 0 | 0 | 0 | 0 | -1 | 0 | 0 | 1 |  | 0 | 0 | 0 | 0 | 0 | 0 | 0 | 0 | 0 | 0 | 0 | 0 | 0 | 0 | 0 | 0 | 0 | 0 | 0 | 0 | 0 | 0 | 0 | 0 | 0 | 0 | 0 | 0 | 0 | 0 | 0 | 2 | 2 | 0 | 0 | 1 |  | 0 | 0 | 0 | 0 | 0 | 0 | 0 | 0 | 0 | 0 | 0 | 0 | 0 | 49.9 | 58.75 | 0 | 0 | 1 | 0 | 0 | 0 | 0 | 0 | 0 | 0 | 0 | 0 | 0 | 0 | 0 | 0 | 0 | -1 | 0 | 0 | 1 |  | 0 | 0 | 0 | 0 | 0 | 0 | 0 | 0 | 0 | 0 | 0 | 0 | 0 | 49.9 | 58.75 | 0 | 0 | 1 | 0 | 0 | 0 | 0 | 0 | 0 | 0 | 0 | 0 | 0 | 0 | 0 | 0 | 0 | -1 | 0 | 0 | 1 |  | 1 | 1 | 1 | 1 | 1 | 1 | 1 | 2+ | 1 | 1
SCE Northern Area | Goleta | 230 | 0 | 1 | 0 | 0 | 0 | 0 | 0 | 0 | 0 | 0 | 0 | 0 | 0 | 0 | 0 | 0 | 0 | 0 | 0 | 1 |  | 0 | 0 | 0 | 0 | 0 | 0 | 0 | 0 | 0 | 0 | 0 | 0 | 0 | 0 | 0 | 0 | 0 | 0 | 0 | 0 | 2 | 2 | 0 | 0 | 0 | 0 | 0 | 0 | 0 | 0 | 0 | 0 | 0 | 0 | 0 | 1 |  | 0 | 0 | 0 | 0 | 0 | 0 | 0 | 0 | 0 | 0 | 0 | 0 | 0 | 0 | 50 | 0 | 0 | 1 | 0 | 0 | 2 | 2 | 0 | 0 | 0 | 0 | 0 | 0 | 0 | 0 | 0 | 0 | -2 | 0 | 0 | 1 |  | 0 | 0 | 0 | 0 | 0 | 0 | 0 | 0 | 0 | 0 | 0 | 0 | 0 | 0 | 50 | 0 | 0 | 1 | 0 | 0 | 2 | 2 | 0 | 0 | 0 | 0 | 0 | 0 | 0 | 0 | 0 | 0 | -2 | 0 | 0 | 1 |  | 0 | 0 | 0 | 0 | 0 | 0 | 0 | 0 | 0 | 0 | 0 | 0 | 0 | 0 | 115 | 0 | 0 | 1 | 0 | 0 | 2 | 2 | 0 | 0 | 0 | 0 | 0 | 0 | 0 | 0 | 0 | 0 | -2 | 0 | 0 | 1 |  | 1 | 5- | 1 | 1 | 1 | 1 | 1 | 4+ | 1 | 1
SCE Metro Study Area | Goodrich | 230 | 0 | 0 | 0 | 0 | 0 | 0 | 0 | 0 | 0 | 0 | 0 | 0 | 0 | 0 | 0 | 0 | 0 | 0 | 0 | 0 |  | 0 | 0 | 0 | 0 | 0 | 0 | 0 | 0 | 0 | 0 | 0 | 0 | 0 | 0 | 0 | 0 | 0 | 0 | 0 | 0 | 0 | 0 | 0 | 0 | 0 | 0 | 0 | 0 | 0 | 0 | 0 | 0 | 0 | 0 | 0 | 0 |  | 0 | 0 | 0 | 0 | 0 | 0 | 0 | 0 | 0 | 0 | 0 | 0 | 0 | 0 | 0 | 0 | 0 | 0 | 0 | 0 | 0 | 0 | 0 | 0 | 0 | 0 | 0 | 0 | 0 | 0 | 0 | 0 | 0 | 0 | 0 | 0 |  | 0 | 0 | 0 | 0 | 0 | 0 | 0 | 0 | 0 | 0 | 0 | 0 | 0 | 0 | 0 | 0 | 0 | 0 | 0 | 0 | 0 | 0 | 0 | 0 | 0 | 0 | 0 | 0 | 0 | 0 | 0 | 0 | 0 | 0 | 0 | 0 |  | 0 | 0 | 0 | 0 | 0 | 0 | 0 | 0 | 0 | 0 | 0 | 0 | 0 | 0 | 0 | 0 | 0 | 0 | 0 | 0 | 0 | 0 | 0 | 0 | 0 | 0 | 0 | 0 | 0 | 0 | 0 | 0 | 0 | 0 | 0 | 0 |  | 1 | 1 | 1 | 1 | 1 | 1 | 1 | 1 | 1 | 0
PG&E Kern Study Area | Goose Lake | 115 | 0 | 0 | 0 | 0 | 0 | 0 | 0 | 0 | 0 | 0 | 0 | 0 | 0 | 0 | 0 | 0 | 0 | 0 | 0 | 0 |  | 0 | 0 | 0 | 0 | 0 | 0 | 0 | 0 | 0 | 0 | 0 | 0 | 0 | 0 | 0 | 0 | 0 | 0 | 0 | 0 | 0 | 0 | 0 | 0 | 0 | 0 | 0 | 0 | 0 | 0 | 0 | 0 | 0 | 0 | 0 | 0 |  | 0 | 0 | 0 | 0 | 0 | 0 | 0 | 0 | 0 | 0 | 0.748 | 0 | 0 | 0 | 0 | 0 | 0 | 1 | 0 | 0 | 0 | 0 | 0 | 0 | 0 | 0 | 0 | 0 | -2 | 0 | 0 | 0 | 0 | 0 | 0 | 1 |  | 0 | 0 | 0 | 0 | 0 | 0 | 0 | 0 | 0 | 0 | 0.748 | 0 | 0 | 0 | 0 | 0 | 0 | 1 | 0 | 0 | 0 | 0 | 0 | 0 | 0 | 0 | 0 | 0 | -2 | 0 | 0 | 0 | 0 | 0 | 0 | 1 |  | 0 | 0 | 0 | 0 | 0 | 0 | 0 | 0 | 0 | 0 | 0.748 | 0 | 0 | 0 | 0 | 0 | 0 | 1 | 0 | 0 | 0 | 0 | 0 | 0 | 0 | 0 | 0 | 0 | -2 | 0 | 0 | 0 | 0 | 0 | 0 | 1 |  | 1 | 1 | 1 | 1 | 1 | 4+ | 1 | 1 | 1 | 1
SCE Metro Study Area | Gould | 230 | 0 | 0 | 0 | 0 | 0 | 0 | 0 | 0 | 0 | 0 | 0 | 0 | 0 | 0 | 0 | 0 | 0 | 0 | 0 | 0 |  | 0 | 0 | 0 | 0 | 0 | 0 | 0 | 0 | 0 | 0 | 0 | 0 | 0 | 0 | 0 | 0 | 0 | 0 | 0 | 0 | 0 | 0 | 0 | 0 | 0 | 0 | 0 | 0 | 0 | 0 | 0 | 0 | 0 | 0 | 0 | 0 |  | 0 | 0 | 0 | 0 | 0 | 0 | 0 | 0 | 0 | 0 | 0 | 0 | 0 | 0 | 0 | 0 | 0 | 0 | 0 | 0 | 0 | 0 | 0 | 0 | 0 | 0 | 0 | 0 | 0 | 0 | 0 | 0 | 0 | 0 | 0 | 0 |  | 0 | 0 | 0 | 0 | 0 | 0 | 0 | 0 | 0 | 0 | 0 | 0 | 0 | 0 | 0 | 0 | 0 | 0 | 0 | 0 | 0 | 0 | 0 | 0 | 0 | 0 | 0 | 0 | 0 | 0 | 0 | 0 | 0 | 0 | 0 | 0 |  | 0 | 0 | 0 | 0 | 0 | 0 | 0 | 0 | 0 | 0 | 0 | 0 | 0 | 0 | 0 | 0 | 0 | 0 | 0 | 0 | 0 | 0 | 0 | 0 | 0 | 0 | 0 | 0 | 0 | 0 | 0 | 0 | 0 | 0 | 0 | 0 |  | 1 | 1 | 1 | 1 | 1 | 1 | 1 | 1 | 1 | 0
PG&E Greater Bay Study Area | Grant | 115 | 0 | 0 | 0 | 0 | 0 | 0 | 0 | 0 | 0 | 0 | 0 | 0 | 0 | 0 | 0 | 0 | 0 | 0 | 0 | 0 |  | 0 | 0 | 0 | 0 | 0 | 0 | 0 | 0 | 0 | 0 | 0 | 0 | 0 | 0 | 0 | 0 | 0 | 0 | 0 | 0 | 0 | 0 | 0 | 0 | 0 | 0 | 0 | 0 | 0 | 0 | 0 | 0 | 0 | 0 | 0 | 0 |  | 0 | 0 | 0 | 0 | 0 | 0 | 0 | 0 | 0 | 0 | 0 | 0 | 0 | 0 | 0 | 0 | 0 | 0 | 0 | 0 | 0 | 0 | 0 | 0 | 0 | 0 | 0 | 0 | 0 | 0 | 0 | 0 | 0 | 0 | 0 | 0 |  | 0 | 0 | 0 | 0 | 0 | 0 | 0 | 0 | 0 | 0 | 0 | 0 | 0 | 0 | 0 | 0 | 0 | 0 | 0 | 0 | 0 | 0 | 0 | 0 | 0 | 0 | 0 | 0 | 0 | 0 | 0 | 0 | 0 | 0 | 0 | 0 |  | 0 | 0 | 0 | 0 | 0 | 0 | 0 | 0 | 0 | 0 | 0 | 0 | 0 | 0 | 0 | 0 | 0 | 0 | 0 | 0 | 0 | 0 | 0 | 0 | 0 | 0 | 0 | 0 | 0 | 0 | 0 | 0 | 0 | 0 | 0 | 0 |  | 1 | 1 | 1 | 1 | 1 | 1 | 1 | 1 | 1 | 0
PG&E Greater Bay Study Area | Green Valley | 115 | 0 | 0 | 0 | 0 | 0 | 0 | 0 | 0 | 0 | 0 | 0 | 0 | 0 | 0 | 0 | 0 | 0 | 0 | 0 | 0 |  | 0 | 0 | 0 | 0 | 0 | 0 | 0 | 0 | 0 | 0 | 0 | 0 | 0 | 0 | 0 | 0 | 0 | 0 | 0 | 0 | 0 | 0 | 0 | 0 | 0 | 0 | 0 | 0 | 0 | 0 | 0 | 0 | 0 | 0 | 0 | 0 |  | 0 | 0 | 0 | 0 | 0 | 0 | 0 | 0 | 0 | 0 | 0 | 0 | 0 | 0 | 0 | 0 | 0 | 0 | 0 | 0 | 0 | 0 | 0 | 0 | 0 | 0 | 0 | 0 | 0 | 0 | 0 | 0 | 0 | 0 | 0 | 0 |  | 0 | 0 | 0 | 0 | 0 | 0 | 0 | 0 | 0 | 0 | 0 | 0 | 0 | 0 | 0 | 0 | 0 | 0 | 0 | 0 | 0 | 0 | 0 | 0 | 0 | 0 | 0 | 0 | 0 | 0 | 0 | 0 | 0 | 0 | 0 | 0 |  | 0 | 0 | 0 | 0 | 0 | 0 | 0 | 0 | 0 | 0 | 0 | 0 | 0 | 0 | 203.699 | 0 | 0 | 1 | 0 | 0 | 0 | 0 | 0 | 0 | 0 | 0 | 0 | 0 | 0 | 0 | 0 | 0 | -2 | 0 | 0 | 1 |  | 1 | 1 | 1 | 1 | 1 | 1 | 1 | 1+ | 1 | 1
PG&E North of Greater Bay Study Area | Greenleaf 1 | 115 | 0 | 0 | 0 | 0 | 0 | 0 | 0 | 0 | 0 | 0 | 0 | 0 | 0 | 0 | 0 | 0 | 0 | 0 | 0 | 0 |  | 0 | 0 | 0 | 0 | 0 | 0 | 0 | 0 | 0 | 0 | 0 | 0 | 0 | 0 | 0 | 0 | 0 | 0 | 0 | 0 | 0 | 0 | 0 | 0 | 0 | 0 | 0 | 0 | 0 | 0 | 0 | 0 | 0 | 0 | 0 | 0 |  | 0 | 0 | 0 | 0 | 0 | 0 | 0 | 0 | 0 | 0 | 0 | 0 | 0 | 0 | 0 | 0 | 0 | 0 | 0 | 0 | 0 | 0 | 0 | 0 | 0 | 0 | 0 | 0 | 0 | 0 | 0 | 0 | 0 | 0 | 0 | 0 |  | 0 | 0 | 0 | 0 | 0 | 0 | 0 | 0 | 0 | 0 | 0 | 0 | 0 | 0 | 0 | 0 | 0 | 0 | 0 | 0 | 0 | 0 | 0 | 0 | 0 | 0 | 0 | 0 | 0 | 0 | 0 | 0 | 0 | 0 | 0 | 0 |  | 0 | 0 | 0 | 0 | 0 | 0 | 0 | 0 | 0 | 0 | 0 | 0 | 0 | 0 | 61.8 | 0 | 0 | 1 | 0 | 0 | 0 | 0 | 0 | 0 | 0 | 0 | 0 | 0 | 0 | 0 | 0 | 0 | -2 | 0 | 0 | 1 |  | 1 | 1 | 1 | 1 | 1 | 1 | 1 | 1+ | 1 | 1
PG&E Fresno Study Area | Gregg | 230 | 0 | 0 | 0 | 0 | 0 | 0 | 0 | 0 | 0 | 0 | 0 | 0 | 0 | 0 | 0 | 0 | 0 | 0 | 0 | 0 |  | 0 | 0 | 0 | 0 | 0 | 0 | 0 | 0 | 0 | 0 | 0 | 0 | 0 | 0 | 0 | 0 | 0 | 0 | 0 | 0 | 0 | 0 | 0 | 0 | 0 | 0 | 0 | 0 | 0 | 0 | 0 | 0 | 0 | 0 | 0 | 0 |  | 0 | 0 | 0 | 0 | 0 | 0 | 0 | 0 | 0 | 0 | 0 | 0 | 0 | 0 | 0 | 0 | 0 | 0 | 0 | 0 | 0 | 0 | 0 | 0 | 0 | 0 | 0 | 0 | 0 | 0 | 0 | 0 | 0 | 0 | 0 | 0 |  | 0 | 0 | 0 | 0 | 0 | 0 | 0 | 0 | 0 | 0 | 0 | 0 | 0 | 0 | 0 | 0 | 0 | 0 | 0 | 0 | 0 | 0 | 0 | 0 | 0 | 0 | 0 | 0 | 0 | 0 | 0 | 0 | 0 | 0 | 0 | 0 |  | 0 | 0 | 0 | 0 | 0 | 0 | 0 | 0 | 0 | 0 | 0 | 0 | 0 | 0 | 151.7416 | 0 | 0 | 1 | 0 | 0 | 0 | 0 | 0 | 0 | 0 | 0 | 0 | 0 | 0 | 0 | 0 | 0 | -2 | 0 | 0 | 1 |  | 1 | 1 | 1 | 1 | 1 | 1 | 1 | 1+ | 1 | 1
PG&E Kern Study Area | Grimmway-Malaga | 115 | 0 | 0 | 0 | 0 | 0 | 0 | 0 | 0 | 0 | 0 | 0 | 0 | 0 | 0 | 0 | 0 | 0 | 0 | 0 | 0 |  | 0 | 0 | 0 | 0 | 0 | 0 | 0 | 0 | 0 | 0 | 0 | 0 | 0 | 0 | 0 | 0 | 0 | 0 | 0 | 0 | 0 | 0 | 0 | 0 | 0 | 0 | 0 | 0 | 0 | 0 | 0 | 0 | 0 | 0 | 0 | 0 |  | 0 | 0 | 0 | 0 | 0 | 0 | 0 | 0 | 0 | 0 | 0 | 0 | 0 | 0 | 0 | 0 | 0 | 0 | 0 | 0 | 0 | 0 | 0 | 0 | 0 | 0 | 0 | 0 | 0 | 0 | 0 | 0 | 0 | 0 | 0 | 0 |  | 0 | 0 | 0 | 0 | 0 | 0 | 0 | 0 | 0 | 0 | 0 | 0 | 0 | 0 | 0 | 0 | 0 | 0 | 0 | 0 | 0 | 0 | 0 | 0 | 0 | 0 | 0 | 0 | 0 | 0 | 0 | 0 | 0 | 0 | 0 | 0 |  | 0 | 0 | 0 | 0 | 0 | 0 | 0 | 0 | 0 | 0 | 0 | 0 | 0 | 0 | 0 | 0 | 0 | 0 | 0 | 0 | 0 | 0 | 0 | 0 | 0 | 0 | 0 | 0 | 0 | 0 | 0 | 0 | 0 | 0 | 0 | 0 |  | 1 | 1 | 1 | 1 | 1 | 1 | 1 | 1 | 1 | 0
PG&E Fresno Study Area | GWF Hanford | 115 | 0 | 0 | 0 | 0 | 0 | 0 | 0 | 0 | 0 | 0 | 0 | 0 | 0 | 0 | 0 | 0 | 0 | 0 | 0 | 0 |  | 0 | 0 | 0 | 0 | 0 | 0 | 0 | 0 | 0 | 0 | 0 | 0 | 0 | 0 | 1.3216 | 0 | 0 | 1 | 0 | 0 | 0 | 0 | 0 | 0 | 0 | 0 | 0 | 0 | 0 | 0 | 0 | 0 | -2 | 0 | 0 | 1 |  | 0 | 0 | 0 | 0 | 0 | 0 | 0 | 0 | 0 | 0 | 0 | 0 | 0 | 0 | 1.3216 | 0 | 0 | 1 | 0 | 0 | 0 | 0 | 0 | 0 | 0 | 0 | 0 | 0 | 0 | 0 | 0 | 0 | -2 | 0 | 0 | 1 |  | 0 | 0 | 0 | 0 | 0 | 0 | 0 | 0 | 0 | 0 | 0 | 0 | 0 | 0 | 1.3216 | 0 | 0 | 1 | 0 | 0 | 0 | 0 | 0 | 0 | 0 | 0 | 0 | 0 | 0 | 0 | 0 | 0 | -2 | 0 | 0 | 1 |  | 0 | 0 | 0 | 0 | 0 | 0 | 0 | 0 | 0 | 0 | 0 | 0 | 0 | 0 | 1.3216 | 0 | 0 | 1 | 0 | 0 | 0 | 0 | 0 | 0 | 0 | 0 | 0 | 0 | 0 | 0 | 0 | 0 | -2 | 0 | 0 | 1 |  | 1 | 1 | 1 | 1 | 1 | 1 | 1 | 4+ | 1 | 1
SCE Metro Study Area | HarborGen | 230 | 0 | 0 | 0 | 0 | 0 | 0 | 0 | 0 | 0 | 0 | 0 | 0 | 0 | 0 | 0 | 0 | 0 | 0 | 0 | 0 |  | 0 | 0 | 0 | 0 | 0 | 0 | 0 | 0 | 0 | 0 | 0 | 0 | 0 | 0 | 0 | 0 | 0 | 0 | 0 | 0 | 0 | 0 | 0 | 0 | 0 | 0 | 0 | 0 | 0 | 0 | 0 | 0 | 0 | 0 | 0 | 0 |  | 0 | 0 | 0 | 0 | 0 | 0 | 0 | 0 | 0 | 0 | 0 | 0 | 0 | 0 | 0 | 0 | 0 | 0 | 0 | 0 | 0 | 0 | 0 | 0 | 0 | 0 | 0 | 0 | 0 | 0 | 0 | 0 | 0 | 0 | 0 | 0 |  | 0 | 0 | 0 | 0 | 0 | 0 | 0 | 0 | 0 | 0 | 0 | 0 | 0 | 0 | 0 | 0 | 0 | 0 | 0 | 0 | 0 | 0 | 0 | 0 | 0 | 0 | 0 | 0 | 0 | 0 | 0 | 0 | 0 | 0 | 0 | 0 |  | 0 | 0 | 0 | 0 | 0 | 0 | 0 | 0 | 0 | 0 | 0 | 0 | 0 | 0 | 0 | 0 | 0 | 0 | 0 | 0 | 0 | 0 | 0 | 0 | 0 | 0 | 0 | 0 | 0 | 0 | 0 | 0 | 0 | 0 | 0 | 0 |  | 1 | 1 | 1 | 1 | 1 | 1 | 1 | 1 | 1 | 0
East of Pisgah Study Area | Harry Allen | 500 | 0 | 0 | 0 | 0 | 0 | 1000 | 0 | 1000 | 0 | 0 | 0 | 0 | 0 | 0 | 0 | 0 | 0 | 0 | 0 | 1 |  | 0 | 0 | 0 | 0 | 0 | 0 | 0 | 0 | 0 | 0 | 0 | 0 | 0 | 0 | 0 | 0 | 0 | 0 | 0 | 0 | 0 | 0 | 0 | 0 | 2 | 2 | 0 | 0 | 0 | 0 | 0 | 0 | 0 | 0 | 0 | 1 |  | 0 | 0 | 0 | 0 | 0 | 0 | 0 | 0 | 0 | 0 | 0 | 0 | 0 | 0 | 0 | 0 | 0 | 0 | 0 | 0 | 0 | 0 | 0 | 0 | 2 | 2 | 0 | 0 | 0 | 0 | 0 | 0 | 0 | 0 | 0 | 1 |  | 0 | 0 | 0 | 0 | 0 | 0 | 0 | 0 | 0 | 0 | 0 | 0 | 0 | 0 | 0 | 0 | 0 | 0 | 0 | 0 | 0 | 0 | 0 | 0 | 2 | 2 | 0 | 0 | 0 | 0 | 0 | 0 | 0 | 0 | 0 | 1 |  | 0 | 0 | 0 | 0 | 0 | 0 | 0 | 0 | 0 | 0 | 0 | 0 | 0 | 0 | 0 | 0 | 0 | 0 | 0 | 0 | 0 | 0 | 0 | 0 | 2 | 2 | 0 | 0 | 0 | 0 | 0 | 0 | 0 | 0 | 0 | 1 |  | 1 | 1 | 1 | 5- | 1 | 1 | 1 | 1 | 1 | 1
SDG&E Study Area | Hassayampa | 500 | 0 | 0 | 0 | 0 | 0 | 0 | 0 | 0 | 0 | 0 | 0 | 0 | 250 | 0 | 250 | 10 | 0 | 10 | 0 | 1 |  | 0 | 0 | 0 | 0 | 0 | 0 | 0 | 0 | 0 | 0 | 0 | 247.5 | 721.26 | 7.5 | 481.26 | 0 | 0 | 1 | 0 | 0 | 0 | 0 | 0 | 0 | 0 | 0 | 0 | 0 | 0 | 0 | -2 | 2 | -2 | 0 | 0 | 1 |  | 0 | 0 | 0 | 0 | 0 | 0 | 0 | 0 | 0 | 0 | 0 | 247.5 | 247.5 | 7.5 | 7.5 | 0 | 0 | 1 | 0 | 0 | 0 | 0 | 0 | 0 | 0 | 0 | 0 | 0 | 0 | 0 | 0 | 2 | 2 | 0 | 0 | 1 |  | 0 | 0 | 0 | 0 | 0 | 0 | 0 | 0 | 0 | 0 | 0 | 247.5 | 1298.2 | 7.5 | 797.2 | 0 | 0 | 1 | 0 | 0 | 0 | 0 | 0 | 0 | 0 | 0 | 0 | 0 | 0 | 0 | -2 | 2 | -2 | 0 | 0 | 1 |  | 0 | 0 | 0 | 0 | 0 | 0 | 0 | 0 | 0 | 0 | 0 | 247.5 | 1298.2 | 7.5 | 797.2 | 0 | 0 | 1 | 0 | 0 | 0 | 0 | 0 | 0 | 0 | 0 | 0 | 0 | 0 | 0 | -2 | 2 | -2 | 0 | 0 | 1 |  | 1 | 1 | 1 | 1 | 1 | 1 | 2+ | 2- | 1 | 1
PG&E Fresno Study Area | Helm | 230 | 0 | 0 | 0 | 0 | 0 | 0 | 0 | 0 | 0 | 0 | 0 | 0 | 0 | 35 | 35 | 0 | 35 | 35 | 0 | 1 |  | 0 | 0 | 0 | 0 | 0 | 0 | 0 | 0 | 0 | 0 | 0 | 0 | 0 | 0 | 0 | 0 | 0 | 0 | 0 | 0 | 0 | 0 | 0 | 0 | 0 | 0 | 0 | 0 | 0 | 0 | 2 | 2 | 2 | 0 | 0 | 1 |  | 0 | 0 | 0 | 0 | 0 | 0 | 0 | 0 | 0 | 0 | 0 | 0 | 0 | 0 | 18.5 | 0 | 0 | 1 | 0 | 0 | 0 | 0 | 0 | 0 | 0 | 0 | 0 | 0 | 0 | 0 | 2 | 2 | 2 | 0 | 0 | 1 |  | 0 | 0 | 0 | 0 | 0 | 0 | 0 | 0 | 0 | 0 | 0 | 0 | 36.1746 | 35 | 54.6746 | 0 | 0 | 1 | 0 | 0 | 0 | 0 | 0 | 0 | 0 | 0 | 0 | 0 | 0 | 0 | 0 | 0 | -2 | 0 | 0 | 1 |  | 0 | 0 | 0 | 0 | 0 | 0 | 0 | 0 | 0 | 0 | 0 | 0 | 72.1536 | 35 | 90.6256 | 0 | 0 | 1 | 0 | 0 | 0 | 0 | 0 | 0 | 0 | 0 | 0 | 0 | 0 | 0 | -2 | 0 | -2 | 0 | 0 | 1 |  | 1 | 1 | 1 | 1 | 1 | 1 | 1+ | 2+ | 1 | 1
PG&E Fresno Study Area | Henrietta | 230 | 0 | 0 | 0 | 0 | 0 | 0 | 0 | 0 | 0 | 0 | 0 | 0 | 0 | 0 | 0 | 0 | 0 | 0 | 0 | 0 |  | 0 | 0 | 0 | 0 | 0 | 0 | 0 | 0 | 0 | 0 | 0 | 0 | 0 | 0 | 20 | 0 | 0 | 1 | 0 | 0 | 0 | 0 | 0 | 0 | 0 | 0 | 0 | 0 | 0 | 0 | 0 | 0 | -2 | 0 | 0 | 1 |  | 0 | 0 | 0 | 0 | 0 | 0 | 0 | 0 | 0 | 0 | 0 | 0 | 0 | 0 | 20 | 0 | 0 | 1 | 0 | 0 | 0 | 0 | 0 | 0 | 0 | 0 | 0 | 0 | 0 | 0 | 0 | 0 | -2 | 0 | 0 | 1 |  | 0 | 0 | 0 | 0 | 0 | 0 | 0 | 0 | 0 | 0 | 0 | 0 | 21.05 | 0 | 41.05 | 0 | 0 | 1 | 0 | 0 | 0 | 0 | 0 | 0 | 0 | 0 | 0 | 0 | 0 | 0 | -2 | 0 | -2 | 0 | 0 | 1 |  | 0 | 0 | 0 | 0 | 0 | 0 | 0 | 0 | 0 | 0 | 0 | 0 | 21.05 | 0 | 41.05 | 0 | 0 | 1 | 0 | 0 | 0 | 0 | 0 | 0 | 0 | 0 | 0 | 0 | 0 | 0 | -2 | 0 | -2 | 0 | 0 | 1 |  | 1 | 1 | 1 | 1 | 1 | 1 | 2+ | 4+ | 1 | 1
PG&E Fresno Study Area | Herndon | 230 | 0 | 0 | 0 | 0 | 0 | 0 | 0 | 0 | 0 | 0 | 0 | 0 | 0 | 0 | 0 | 0 | 0 | 0 | 0 | 0 |  | 0 | 0 | 0 | 0 | 0 | 0 | 0 | 0 | 0 | 0 | 0 | 0 | 0 | 0 | 0 | 0 | 0 | 0 | 0 | 0 | 0 | 0 | 0 | 0 | 0 | 0 | 0 | 0 | 0 | 0 | 0 | 0 | 0 | 0 | 0 | 0 |  | 0 | 0 | 0 | 0 | 0 | 0 | 0 | 0 | 0 | 0 | 0 | 0 | 0 | 0 | 0 | 0 | 0 | 0 | 0 | 0 | 0 | 0 | 0 | 0 | 0 | 0 | 0 | 0 | 0 | 0 | 0 | 0 | 0 | 0 | 0 | 0 |  | 0 | 0 | 0 | 0 | 0 | 0 | 0 | 0 | 0 | 0 | 0 | 0 | 0 | 0 | 0 | 0 | 0 | 0 | 0 | 0 | 0 | 0 | 0 | 0 | 0 | 0 | 0 | 0 | 0 | 0 | 0 | 0 | 0 | 0 | 0 | 0 |  | 0 | 0 | 0 | 0 | 0 | 0 | 0 | 0 | 0 | 0 | 0 | 0 | 0 | 0 | 0 | 0 | 0 | 0 | 0 | 0 | 0 | 0 | 0 | 0 | 0 | 0 | 0 | 0 | 0 | 0 | 0 | 0 | 0 | 0 | 0 | 0 |  | 1 | 1 | 1 | 1 | 1 | 1 | 1 | 1 | 1 | 0
PG&E Greater Bay Study Area | Hicks | 230 | 0 | 0 | 0 | 0 | 0 | 0 | 0 | 0 | 0 | 0 | 0 | 0 | 0 | 0 | 0 | 0 | 0 | 0 | 0 | 0 |  | 0 | 0 | 0 | 0 | 0 | 0 | 0 | 0 | 0 | 0 | 0 | 0 | 0 | 0 | 0 | 0 | 0 | 0 | 0 | 0 | 0 | 0 | 0 | 0 | 0 | 0 | 0 | 0 | 0 | 0 | 0 | 0 | 0 | 0 | 0 | 0 |  | 0 | 0 | 0 | 0 | 0 | 0 | 0 | 0 | 0 | 0 | 0 | 0 | 0 | 0 | 0 | 0 | 0 | 0 | 0 | 0 | 0 | 0 | 0 | 0 | 0 | 0 | 0 | 0 | 0 | 0 | 0 | 0 | 0 | 0 | 0 | 0 |  | 0 | 0 | 0 | 0 | 0 | 0 | 0 | 0 | 0 | 0 | 0 | 0 | 0 | 0 | 0 | 0 | 0 | 0 | 0 | 0 | 0 | 0 | 0 | 0 | 0 | 0 | 0 | 0 | 0 | 0 | 0 | 0 | 0 | 0 | 0 | 0 |  | 0 | 0 | 0 | 0 | 0 | 0 | 0 | 0 | 0 | 0 | 0 | 0 | 0 | 0 | 0 | 0 | 0 | 0 | 0 | 0 | 0 | 0 | 0 | 0 | 0 | 0 | 0 | 0 | 0 | 0 | 0 | 0 | 0 | 0 | 0 | 0 |  | 1 | 1 | 1 | 1 | 1 | 1 | 1 | 1 | 1 | 0
PG&E North of Greater Bay Study Area | Higgins | 115 | 0 | 15 | 0 | 0 | 0 | 0 | 0 | 0 | 0 | 0 | 0 | 0 | 0 | 0 | 0 | 0 | 0 | 0 | 0 | 1 |  | 0 | 0 | 0 | 0 | 0 | 0 | 0 | 0 | 0 | 0 | 0 | 0 | 0 | 0 | 0 | 0 | 0 | 0 | 0 | 0 | 2 | 2 | 0 | 0 | 0 | 0 | 0 | 0 | 0 | 0 | 0 | 0 | 0 | 0 | 0 | 1 |  | 0 | 0 | 0 | 0 | 0 | 0 | 0 | 0 | 0 | 0 | 0 | 0 | 0 | 0 | 0 | 0 | 0 | 0 | 0 | 0 | 2 | 2 | 0 | 0 | 0 | 0 | 0 | 0 | 0 | 0 | 0 | 0 | 0 | 0 | 0 | 1 |  | 0 | 0 | 0 | 0 | 0 | 0 | 0 | 0 | 0 | 0 | 0 | 0 | 0 | 0 | 0 | 0 | 0 | 0 | 0 | 0 | 2 | 2 | 0 | 0 | 0 | 0 | 0 | 0 | 0 | 0 | 0 | 0 | 0 | 0 | 0 | 1 |  | 0 | 0 | 0 | 0 | 0 | 0 | 0 | 0 | 0 | 0 | 0 | 0 | 20 | 0 | 0 | 0 | 0 | 1 | 0 | 0 | 2 | 2 | 0 | 0 | 0 | 0 | 0 | 0 | 0 | 0 | -2 | 0 | 0 | 0 | 0 | 1 |  | 1 | 5- | 1 | 1 | 1 | 1 | 1+ | 1 | 1 | 1
SCE Metro Study Area | Hinson | 230 | 0 | 0 | 0 | 0 | 0 | 0 | 0 | 0 | 0 | 0 | 0 | 0 | 0 | 0 | 0 | 0 | 0 | 0 | 0 | 0 |  | 0 | 0 | 0 | 0 | 0 | 0 | 0 | 0 | 0 | 0 | 0 | 0 | 0 | 0 | 0 | 0 | 0 | 0 | 0 | 0 | 0 | 0 | 0 | 0 | 0 | 0 | 0 | 0 | 0 | 0 | 0 | 0 | 0 | 0 | 0 | 0 |  | 0 | 0 | 0 | 0 | 0 | 0 | 0 | 0 | 0 | 0 | 0 | 0 | 0 | 0 | 0 | 0 | 0 | 0 | 0 | 0 | 0 | 0 | 0 | 0 | 0 | 0 | 0 | 0 | 0 | 0 | 0 | 0 | 0 | 0 | 0 | 0 |  | 0 | 0 | 0 | 0 | 0 | 0 | 0 | 0 | 0 | 0 | 0 | 0 | 0 | 0 | 0 | 0 | 0 | 0 | 0 | 0 | 0 | 0 | 0 | 0 | 0 | 0 | 0 | 0 | 0 | 0 | 0 | 0 | 0 | 0 | 0 | 0 |  | 0 | 0 | 0 | 0 | 0 | 0 | 0 | 0 | 0 | 0 | 0.56 | 0 | 0 | 0 | 930.6634 | 0 | 0 | 1 | 0 | 0 | 0 | 0 | 0 | 0 | 0 | 0 | 0 | 0 | -2 | 0 | 0 | 0 | -2 | 0 | 0 | 1 |  | 1 | 1 | 1 | 1 | 1 | 1+ | 1 | 1+ | 1 | 1