PG&E Greater Bay Study Area | Hollister | 115 | 0 | 0 | 0 | 0 | 0 | 0 | 0 | 0 | 0 | 0 | 0 | 0 | 0 | 0 | 0 | 0 | 0 | 0 | 0 | 0 |  | 0 | 0 | 0 | 0 | 0 | 0 | 0 | 0 | 0 | 0 | 0 | 0 | 0 | 0 | 0 | 0 | 0 | 0 | 0 | 0 | 0 | 0 | 0 | 0 | 0 | 0 | 0 | 0 | 0 | 0 | 0 | 0 | 0 | 0 | 0 | 0 |  | 0 | 0 | 0 | 0 | 0 | 0 | 0 | 0 | 0 | 0 | 0 | 0 | 0 | 0 | 0 | 0 | 0 | 0 | 0 | 0 | 0 | 0 | 0 | 0 | 0 | 0 | 0 | 0 | 0 | 0 | 0 | 0 | 0 | 0 | 0 | 0 |  | 0 | 0 | 0 | 0 | 0 | 0 | 0 | 0 | 0 | 0 | 0 | 0 | 0 | 0 | 0 | 0 | 0 | 0 | 0 | 0 | 0 | 0 | 0 | 0 | 0 | 0 | 0 | 0 | 0 | 0 | 0 | 0 | 0 | 0 | 0 | 0 |  | 0 | 0 | 0 | 0 | 0 | 0 | 0 | 0 | 0 | 0 | 0 | 0 | 112.491 | 0 | 112.386 | 0 | 0 | 1 | 0 | 0 | 0 | 0 | 0 | 0 | 0 | 0 | 0 | 0 | 0 | 0 | -2 | 0 | -2 | 0 | 0 | 1 |  | 1 | 1 | 1 | 1 | 1 | 1 | 1+ | 1+ | 1 | 1
PG&E North of Greater Bay Study Area | Homestake | 115 | 0 | 0 | 0 | 0 | 0 | 0 | 0 | 0 | 0 | 0 | 0 | 0 | 0 | 0 | 0 | 0 | 0 | 0 | 0 | 0 |  | 0 | 0 | 0 | 0 | 0 | 0 | 0 | 0 | 0 | 0 | 0 | 0 | 0 | 0 | 0 | 0 | 0 | 0 | 0 | 0 | 0 | 0 | 0 | 0 | 0 | 0 | 0 | 0 | 0 | 0 | 0 | 0 | 0 | 0 | 0 | 0 |  | 0 | 0 | 0 | 0 | 0 | 0 | 0 | 0 | 0 | 0 | 0 | 0 | 0 | 0 | 0 | 0 | 0 | 0 | 0 | 0 | 0 | 0 | 0 | 0 | 0 | 0 | 0 | 0 | 0 | 0 | 0 | 0 | 0 | 0 | 0 | 0 |  | 0 | 0 | 0 | 0 | 0 | 0 | 0 | 0 | 0 | 0 | 0 | 0 | 0 | 0 | 0 | 0 | 0 | 0 | 0 | 0 | 0 | 0 | 0 | 0 | 0 | 0 | 0 | 0 | 0 | 0 | 0 | 0 | 0 | 0 | 0 | 0 |  | 0 | 0 | 0 | 0 | 0 | 0 | 0 | 0 | 0 | 0 | 0 | 0 | 0 | 0 | 0 | 0 | 0 | 0 | 0 | 0 | 0 | 0 | 0 | 0 | 0 | 0 | 0 | 0 | 0 | 0 | 0 | 0 | 0 | 0 | 0 | 0 |  | 1 | 1 | 1 | 1 | 1 | 1 | 1 | 1 | 1 | 0
PG&E North of Greater Bay Study Area | Honcut | 115 | 0 | 0 | 0 | 0 | 0 | 0 | 0 | 0 | 0 | 0 | 0 | 0 | 0 | 0 | 0 | 0 | 0 | 0 | 0 | 0 |  | 0 | 0 | 0 | 0 | 0 | 0 | 0 | 0 | 0 | 0 | 0 | 0 | 0 | 0 | 0 | 0 | 0 | 0 | 0 | 0 | 0 | 0 | 0 | 0 | 0 | 0 | 0 | 0 | 0 | 0 | 0 | 0 | 0 | 0 | 0 | 0 |  | 0 | 0 | 0 | 0 | 0 | 0 | 0 | 0 | 0 | 0 | 0 | 0 | 0 | 0 | 0 | 0 | 0 | 0 | 0 | 0 | 0 | 0 | 0 | 0 | 0 | 0 | 0 | 0 | 0 | 0 | 0 | 0 | 0 | 0 | 0 | 0 |  | 0 | 0 | 0 | 0 | 0 | 0 | 0 | 0 | 0 | 0 | 0 | 0 | 0 | 0 | 0 | 0 | 0 | 0 | 0 | 0 | 0 | 0 | 0 | 0 | 0 | 0 | 0 | 0 | 0 | 0 | 0 | 0 | 0 | 0 | 0 | 0 |  | 0 | 0 | 0 | 0 | 0 | 0 | 0 | 0 | 0 | 0 | 0 | 0 | 0 | 0 | 0 | 0 | 0 | 0 | 0 | 0 | 0 | 0 | 0 | 0 | 0 | 0 | 0 | 0 | 0 | 0 | 0 | 0 | 0 | 0 | 0 | 0 |  | 1 | 1 | 1 | 1 | 1 | 1 | 1 | 1 | 1 | 0
SDG&E Study Area | Hoodoo Wash | 500 | 0 | 0 | 0 | 0 | 0 | 0 | 0 | 0 | 0 | 0 | 0 | 0 | 250 | 200 | 450 | 150 | 100 | 250 | 0 | 1 |  | 0 | 0 | 0 | 0 | 0 | 0 | 0 | 0 | 0 | 0 | 0 | 0 | 200 | 185 | 385 | 0 | 0 | 1 | 0 | 0 | 0 | 0 | 0 | 0 | 0 | 0 | 0 | 0 | 0 | 2 | 2 | 2 | -2 | 0 | 0 | 1 |  | 0 | 0 | 0 | 0 | 0 | 0 | 0 | 0 | 0 | 0 | 0 | 250 | 450 | 297.5 | 635 | 0 | 0 | 1 | 0 | 0 | 0 | 0 | 0 | 0 | 0 | 0 | 0 | 0 | 0 | 0 | 0 | -1 | -2 | 0 | 0 | 1 |  | 0 | 0 | 0 | 0 | 0 | 0 | 0 | 0 | 0 | 0 | 0 | 250 | 1294.62 | 297.5 | 1058.15 | 0 | 0 | 1 | 0 | 0 | 0 | 0 | 0 | 0 | 0 | 0 | 0 | 0 | 0 | 0 | -2 | -1 | -2 | 0 | 0 | 1 |  | 0 | 0 | 0 | 0 | 0 | 0 | 0 | 0 | 0 | 0 | 0 | 250 | 2634.964 | 297.5 | 2398.964 | 0 | 0 | 1 | 0 | 0 | 0 | 0 | 0 | 0 | 0 | 0 | 0 | 0 | 0 | 0 | -2 | -1 | -2 | 0 | 0 | 1 |  | 1 | 1 | 1 | 1 | 1 | 1 | 2+ | 4+ | 1 | 1
PG&E North of Greater Bay Study Area | Hopland | 115 | 0 | 0 | 0 | 0 | 0 | 0 | 0 | 0 | 0 | 0 | 0 | 0 | 0 | 0 | 0 | 0 | 0 | 0 | 0 | 0 |  | 0 | 0 | 0 | 0 | 0 | 0 | 0 | 0 | 0 | 0 | 0 | 0 | 0 | 0 | 0 | 0 | 0 | 0 | 0 | 0 | 0 | 0 | 0 | 0 | 0 | 0 | 0 | 0 | 0 | 0 | 0 | 0 | 0 | 0 | 0 | 0 |  | 0 | 0 | 0 | 0 | 0 | 0 | 0 | 0 | 0 | 0 | 0 | 0 | 0 | 0 | 0 | 0 | 0 | 0 | 0 | 0 | 0 | 0 | 0 | 0 | 0 | 0 | 0 | 0 | 0 | 0 | 0 | 0 | 0 | 0 | 0 | 0 |  | 0 | 0 | 0 | 0 | 0 | 0 | 0 | 0 | 0 | 0 | 0 | 0 | 0 | 0 | 0 | 0 | 0 | 0 | 0 | 0 | 0 | 0 | 0 | 0 | 0 | 0 | 0 | 0 | 0 | 0 | 0 | 0 | 0 | 0 | 0 | 0 |  | 0 | 0 | 0 | 0 | 0 | 0 | 0 | 0 | 0 | 0 | 0 | 0 | 12 | 0 | 24.486 | 0 | 0 | 1 | 0 | 0 | 0 | 0 | 0 | 0 | 0 | 0 | 0 | 0 | 0 | 0 | -2 | 0 | -2 | 0 | 0 | 1 |  | 1 | 1 | 1 | 1 | 1 | 1 | 1+ | 1+ | 1 | 1
PG&E North of Greater Bay Study Area | Humboldt | 115 | 0 | 2.5 | 0 | 0 | 0 | 0 | 0 | 0 | 0 | 0 | 0 | 0 | 0 | 0 | 0 | 0 | 0 | 0 | 0 | 1 |  | 0 | 0 | 0 | 0 | 0 | 0 | 0 | 0 | 0 | 161.925 | 0 | 0 | 0 | 0 | 0 | 0 | 0 | 1 | 0 | 0 | 2 | 2 | 0 | 0 | 0 | 0 | 0 | -2 | 0 | 0 | 0 | 0 | 0 | 0 | 0 | 1 |  | 0 | 0 | 0 | 0 | 0 | 0 | 0 | 0 | 0 | 0 | 0 | 0 | 0 | 0 | 0 | 0 | 0 | 0 | 0 | 0 | 2 | 2 | 0 | 0 | 0 | 0 | 0 | 0 | 0 | 0 | 0 | 0 | 0 | 0 | 0 | 1 |  | 0 | 0 | 0 | 0 | 0 | 0 | 0 | 0 | 0 | 161.925 | 0 | 0 | 0 | 0 | 0 | 0 | 0 | 1 | 0 | 0 | 2 | 2 | 0 | 0 | 0 | 0 | 0 | -2 | 0 | 0 | 0 | 0 | 0 | 0 | 0 | 1 |  | 0 | 0 | 0 | 0 | 0 | 0 | 0 | 0 | 0 | 161.925 | 0 | 0 | 0 | 0 | 0 | 0 | 0 | 1 | 0 | 0 | 2 | 2 | 0 | 0 | 0 | 0 | 0 | -2 | 0 | 0 | 0 | 0 | 0 | 0 | 0 | 1 |  | 1 | 5- | 1 | 1 | 2+ | 1 | 1 | 1 | 1 | 1
PG&E North of Greater Bay Study Area | Humboldt (Proposed) | 500 | 0 | 0 | 0 | 0 | 0 | 0 | 0 | 0 | 0 | 0 | 0 | 0 | 0 | 0 | 0 | 0 | 0 | 0 | 0 | 0 |  | 0 | 0 | 0 | 0 | 0 | 0 | 0 | 0 | 0 | 0 | 0 | 0 | 0 | 0 | 0 | 0 | 0 | 0 | 0 | 0 | 0 | 0 | 0 | 0 | 0 | 0 | 0 | 0 | 0 | 0 | 0 | 0 | 0 | 0 | 0 | 0 |  | 0 | 0 | 0 | 0 | 0 | 0 | 0 | 0 | 0 | 0 | 0 | 0 | 0 | 0 | 0 | 0 | 0 | 0 | 0 | 0 | 0 | 0 | 0 | 0 | 0 | 0 | 0 | 0 | 0 | 0 | 0 | 0 | 0 | 0 | 0 | 0 |  | 0 | 0 | 0 | 0 | 0 | 0 | 0 | 0 | 0 | 0 | 0 | 0 | 0 | 0 | 0 | 0 | 0 | 0 | 0 | 0 | 0 | 0 | 0 | 0 | 0 | 0 | 0 | 0 | 0 | 0 | 0 | 0 | 0 | 0 | 0 | 0 |  | 0 | 0 | 0 | 0 | 0 | 0 | 0 | 0 | 0 | 0 | 0 | 0 | 0 | 0 | 0 | 0 | 0 | 0 | 0 | 0 | 0 | 0 | 0 | 0 | 0 | 0 | 0 | 0 | 0 | 0 | 0 | 0 | 0 | 0 | 0 | 0 |  | 1 | 1 | 1 | 1 | 1 | 1 | 1 | 1 | 1 | 0
SCE Metro Study Area | Huntington Beach | 230 | 0 | 0 | 0 | 0 | 0 | 0 | 0 | 0 | 0 | 0 | 0 | 0 | 0 | 0 | 0 | 0 | 0 | 0 | 0 | 0 |  | 0 | 0 | 0 | 0 | 0 | 0 | 0 | 0 | 0 | 0 | 0 | 0 | 0 | 0 | 0 | 0 | 0 | 0 | 0 | 0 | 0 | 0 | 0 | 0 | 0 | 0 | 0 | 0 | 0 | 0 | 0 | 0 | 0 | 0 | 0 | 0 |  | 0 | 0 | 0 | 0 | 0 | 0 | 0 | 0 | 0 | 0 | 0 | 0 | 0 | 0 | 0 | 0 | 0 | 0 | 0 | 0 | 0 | 0 | 0 | 0 | 0 | 0 | 0 | 0 | 0 | 0 | 0 | 0 | 0 | 0 | 0 | 0 |  | 0 | 0 | 0 | 0 | 0 | 0 | 0 | 0 | 0 | 0 | 0 | 0 | 0 | 0 | 0 | 0 | 0 | 0 | 0 | 0 | 0 | 0 | 0 | 0 | 0 | 0 | 0 | 0 | 0 | 0 | 0 | 0 | 0 | 0 | 0 | 0 |  | 0 | 0 | 0 | 0 | 0 | 0 | 0 | 0 | 0 | 0 | 0 | 0 | 0 | 0 | 0 | 0 | 0 | 0 | 0 | 0 | 0 | 0 | 0 | 0 | 0 | 0 | 0 | 0 | 0 | 0 | 0 | 0 | 0 | 0 | 0 | 0 |  | 1 | 1 | 1 | 1 | 1 | 1 | 1 | 1 | 1 | 0
PG&E North of Greater Bay Study Area | Ignacio | 230 | 0 | 0 | 0 | 0 | 0 | 0 | 0 | 0 | 0 | 0 | 0 | 0 | 0 | 0 | 0 | 0 | 0 | 0 | 0 | 0 |  | 0 | 0 | 0 | 0 | 0 | 0 | 0 | 0 | 0 | 0 | 0 | 0 | 0 | 0 | 0 | 0 | 0 | 0 | 0 | 0 | 0 | 0 | 0 | 0 | 0 | 0 | 0 | 0 | 0 | 0 | 0 | 0 | 0 | 0 | 0 | 0 |  | 0 | 0 | 0 | 0 | 0 | 0 | 0 | 0 | 0 | 0 | 0 | 0 | 0 | 0 | 0 | 0 | 0 | 0 | 0 | 0 | 0 | 0 | 0 | 0 | 0 | 0 | 0 | 0 | 0 | 0 | 0 | 0 | 0 | 0 | 0 | 0 |  | 0 | 0 | 0 | 0 | 0 | 0 | 0 | 0 | 0 | 0 | 0 | 0 | 0 | 0 | 0 | 0 | 0 | 0 | 0 | 0 | 0 | 0 | 0 | 0 | 0 | 0 | 0 | 0 | 0 | 0 | 0 | 0 | 0 | 0 | 0 | 0 |  | 0 | 0 | 0 | 0 | 0 | 0 | 0 | 0 | 0 | 0 | 0 | 0 | 0 | 0 | 0 | 0 | 0 | 0 | 0 | 0 | 0 | 0 | 0 | 0 | 0 | 0 | 0 | 0 | 0 | 0 | 0 | 0 | 0 | 0 | 0 | 0 |  | 1 | 1 | 1 | 1 | 1 | 1 | 1 | 1 | 1 | 0
PG&E North of Greater Bay Study Area | Ignacio | 115 | 0 | 0 | 0 | 0 | 0 | 0 | 0 | 0 | 0 | 0 | 0 | 0 | 0 | 0 | 0 | 0 | 0 | 0 | 0 | 0 |  | 0 | 0 | 0 | 0 | 0 | 0 | 0 | 0 | 0 | 0 | 0 | 0 | 0 | 0 | 0 | 0 | 0 | 0 | 0 | 0 | 0 | 0 | 0 | 0 | 0 | 0 | 0 | 0 | 0 | 0 | 0 | 0 | 0 | 0 | 0 | 0 |  | 0 | 0 | 0 | 0 | 0 | 0 | 0 | 0 | 0 | 0 | 0 | 0 | 0 | 0 | 0 | 0 | 0 | 0 | 0 | 0 | 0 | 0 | 0 | 0 | 0 | 0 | 0 | 0 | 0 | 0 | 0 | 0 | 0 | 0 | 0 | 0 |  | 0 | 0 | 0 | 0 | 0 | 0 | 0 | 0 | 0 | 0 | 0 | 0 | 0 | 0 | 0 | 0 | 0 | 0 | 0 | 0 | 0 | 0 | 0 | 0 | 0 | 0 | 0 | 0 | 0 | 0 | 0 | 0 | 0 | 0 | 0 | 0 |  | 0 | 0 | 0 | 0 | 0 | 0 | 0 | 0 | 0 | 0 | 0 | 0 | 0 | 0 | 313.7932 | 0 | 0 | 1 | 0 | 0 | 0 | 0 | 0 | 0 | 0 | 0 | 0 | 0 | 0 | 0 | 0 | 0 | -2 | 0 | 0 | 1 |  | 1 | 1 | 1 | 1 | 1 | 1 | 1 | 1+ | 1 | 1
SDG&E Study Area | Imperial Valley | 500 | 0 | 0 | 0 | 0 | 0 | 0 | 0 | 0 | 0 | 0 | 0 | 0 | 0 | 0 | 0 | 0 | 0 | 0 | 0 | 0 |  | 0 | 0 | 0 | 0 | 0 | 0 | 0 | 0 | 0 | 0 | 0 | 0 | 0 | 0 | 0 | 0 | 0 | 0 | 0 | 0 | 0 | 0 | 0 | 0 | 0 | 0 | 0 | 0 | 0 | 0 | 0 | 0 | 0 | 0 | 0 | 0 |  | 0 | 0 | 0 | 0 | 0 | 0 | 0 | 0 | 0 | 0 | 0 | 0 | 0 | 0 | 0 | 0 | 0 | 0 | 0 | 0 | 0 | 0 | 0 | 0 | 0 | 0 | 0 | 0 | 0 | 0 | 0 | 0 | 0 | 0 | 0 | 0 |  | 0 | 0 | 0 | 0 | 0 | 0 | 0 | 0 | 0 | 0 | 0 | 0 | 0 | 0 | 0 | 0 | 0 | 0 | 0 | 0 | 0 | 0 | 0 | 0 | 0 | 0 | 0 | 0 | 0 | 0 | 0 | 0 | 0 | 0 | 0 | 0 |  | 0 | 0 | 0 | 0 | 0 | 0 | 0 | 0 | 0 | 0 | 0 | 0 | 0 | 0 | 0 | 0 | 0 | 0 | 0 | 0 | 0 | 0 | 0 | 0 | 0 | 0 | 0 | 0 | 0 | 0 | 0 | 0 | 0 | 0 | 0 | 0 |  | 1 | 1 | 1 | 1 | 1 | 1 | 1 | 1 | 1 | 0
SDG&E Study Area | Imperial Valley | 230 | 50 | 0 | 0 | 0 | 0 | 0 | 0 | 0 | 0 | 0 | 0 | 0 | 0 | 0 | 0 | 0 | 0 | 0 | 0 | 1 |  | 0 | 0 | 0 | 0 | 0 | 0 | 0 | 0 | 0 | 0 | 0 | 0 | 560 | 0.41 | 1340 | 0 | 0 | 1 | 2 | 2 | 0 | 0 | 0 | 0 | 0 | 0 | 0 | 0 | 0 | 0 | -2 | -2 | -2 | 0 | 0 | 1 |  | 0 | 0 | 0 | 0 | 0 | 0 | 0 | 0 | 0 | 0 | 0 | 0 | 200 | 0.41 | 330 | 0 | 0 | 1 | 2 | 2 | 0 | 0 | 0 | 0 | 0 | 0 | 0 | 0 | 0 | 0 | -2 | -2 | -2 | 0 | 0 | 1 |  | 0 | 0 | 0 | 0 | 0 | 0 | 0 | 0 | 0 | 0 | 0 | 0 | 560 | 0.41 | 1340 | 0 | 0 | 1 | 2 | 2 | 0 | 0 | 0 | 0 | 0 | 0 | 0 | 0 | 0 | 0 | -2 | -2 | -2 | 0 | 0 | 1 |  | 0 | 0 | 0 | 0 | 0 | 0 | 0 | 0 | 0 | 0 | 0 | 0 | 846.13 | 0.41 | 2259.23 | 0 | 0 | 1 | 2 | 2 | 0 | 0 | 0 | 0 | 0 | 0 | 0 | 0 | 0 | 0 | -2 | -2 | -2 | 0 | 0 | 1 |  | 5- | 1 | 1 | 1 | 1 | 1 | 4+ | 4+ | 1 | 1
East of Pisgah Study Area | Innovation | 230 | 0 | 0 | 100 | 0 | 100 | 0 | 0 | 0 | 0 | 0 | 0 | 0 | 300 | 0 | 300 | 50 | 50 | 100 | 0 | 1 |  | 0 | 0 | 0 | 0 | 0 | 0 | 0 | 0 | 0 | 0 | 0 | 0 | 0 | 0 | 0 | 0 | 0 | 0 | 0 | 0 | 0 | 0 | 2 | 2 | 0 | 0 | 0 | 0 | 0 | 2 | 2 | 2 | 2 | 0 | 0 | 1 |  | 0 | 0 | 0 | 0 | 0 | 0 | 0 | 0 | 0 | 0 | 0 | 300 | 300 | 97.59 | 150 | 0 | 0 | 1 | 0 | 0 | 0 | 0 | 2 | 2 | 0 | 0 | 0 | 0 | 0 | 0 | 0 | 0 | -2 | 0 | 0 | 1 |  | 0 | 0 | 0 | 0 | 0 | 0 | 0 | 0 | 0 | 0 | 0 | 300 | 300 | 97.59 | 150 | 0 | 0 | 1 | 0 | 0 | 0 | 0 | 2 | 2 | 0 | 0 | 0 | 0 | 0 | 0 | 0 | 0 | -2 | 0 | 0 | 1 |  | 0 | 0 | 0 | 0 | 0 | 0 | 0 | 0 | 0 | 0 | 0 | 300 | 300 | 97.59 | 150 | 0 | 0 | 1 | 0 | 0 | 0 | 0 | 2 | 2 | 0 | 0 | 0 | 0 | 0 | 0 | 0 | 0 | -2 | 0 | 0 | 1 |  | 1 | 1 | 5- | 1 | 1 | 1 | 1 | 4+ | 1 | 1
East of Pisgah Study Area | Innovation | 138 | 0 | 0 | 0 | 0 | 0 | 0 | 0 | 0 | 0 | 0 | 0 | 0 | 0 | 0 | 0 | 0 | 0 | 0 | 0 | 0 |  | 0 | 0 | 0 | 0 | 0 | 0 | 0 | 0 | 0 | 0 | 0 | 0 | 0 | 0 | 0 | 0 | 0 | 0 | 0 | 0 | 0 | 0 | 0 | 0 | 0 | 0 | 0 | 0 | 0 | 0 | 0 | 0 | 0 | 0 | 0 | 0 |  | 0 | 0 | 0 | 0 | 0 | 0 | 0 | 0 | 0 | 0 | 0 | 0 | 0 | 0 | 0 | 0 | 0 | 0 | 0 | 0 | 0 | 0 | 0 | 0 | 0 | 0 | 0 | 0 | 0 | 0 | 0 | 0 | 0 | 0 | 0 | 0 |  | 0 | 0 | 0 | 0 | 0 | 0 | 0 | 0 | 0 | 0 | 0 | 0 | 0 | 0 | 0 | 0 | 0 | 0 | 0 | 0 | 0 | 0 | 0 | 0 | 0 | 0 | 0 | 0 | 0 | 0 | 0 | 0 | 0 | 0 | 0 | 0 |  | 0 | 0 | 0 | 0 | 0 | 0 | 0 | 0 | 0 | 0 | 0 | 0 | 0 | 0 | 0 | 0 | 0 | 0 | 0 | 0 | 0 | 0 | 0 | 0 | 0 | 0 | 0 | 0 | 0 | 0 | 0 | 0 | 0 | 0 | 0 | 0 |  | 1 | 1 | 1 | 1 | 1 | 1 | 1 | 1 | 1 | 0
SCE North of Lugo Study Area | Inyokern | 115 | 0 | 0 | 0 | 0 | 0 | 0 | 0 | 0 | 0 | 0 | 0 | 0 | 0 | 0 | 0 | 0 | 0 | 0 | 0 | 0 |  | 0 | 0 | 0 | 0 | 0 | 0 | 0 | 0 | 0 | 0 | 0 | 0 | 0 | 0 | 0 | 0 | 0 | 0 | 0 | 0 | 0 | 0 | 0 | 0 | 0 | 0 | 0 | 0 | 0 | 0 | 0 | 0 | 0 | 0 | 0 | 0 |  | 0 | 0 | 0 | 0 | 0 | 0 | 0 | 0 | 0 | 0 | 4 | 0 | 11.9 | 0 | 0 | 0 | 0 | 1 | 0 | 0 | 0 | 0 | 0 | 0 | 0 | 0 | 0 | 0 | -2 | 0 | -2 | 0 | 0 | 0 | 0 | 1 |  | 0 | 0 | 0 | 0 | 0 | 0 | 0 | 0 | 0 | 0 | 4 | 0 | 11.9 | 0 | 0 | 0 | 0 | 1 | 0 | 0 | 0 | 0 | 0 | 0 | 0 | 0 | 0 | 0 | -2 | 0 | -2 | 0 | 0 | 0 | 0 | 1 |  | 0 | 0 | 0 | 0 | 0 | 0 | 0 | 0 | 0 | 0 | 4 | 0 | 71.8 | 0 | 22.496 | 0 | 0 | 1 | 0 | 0 | 0 | 0 | 0 | 0 | 0 | 0 | 0 | 0 | -2 | 0 | -2 | 0 | -2 | 0 | 0 | 1 |  | 1 | 1 | 1 | 1 | 1 | 4+ | 4+ | 1+ | 1 | 1
East of Pisgah Study Area | IS Tap | 138 | 0 | 0 | 0 | 0 | 0 | 0 | 0 | 0 | 0 | 0 | 0 | 0 | 0 | 0 | 0 | 0 | 0 | 0 | 0 | 0 |  | 0 | 0 | 0 | 0 | 0 | 0 | 0 | 0 | 0 | 0 | 0 | 0 | 0 | 0 | 0 | 0 | 0 | 0 | 0 | 0 | 0 | 0 | 0 | 0 | 0 | 0 | 0 | 0 | 0 | 0 | 0 | 0 | 0 | 0 | 0 | 0 |  | 0 | 0 | 0 | 0 | 0 | 0 | 0 | 0 | 0 | 0 | 0 | 0 | 0 | 0 | 0 | 0 | 0 | 0 | 0 | 0 | 0 | 0 | 0 | 0 | 0 | 0 | 0 | 0 | 0 | 0 | 0 | 0 | 0 | 0 | 0 | 0 |  | 0 | 0 | 0 | 0 | 0 | 0 | 0 | 0 | 0 | 0 | 0 | 0 | 0 | 0 | 0 | 0 | 0 | 0 | 0 | 0 | 0 | 0 | 0 | 0 | 0 | 0 | 0 | 0 | 0 | 0 | 0 | 0 | 0 | 0 | 0 | 0 |  | 0 | 0 | 0 | 0 | 0 | 0 | 0 | 0 | 0 | 0 | 0 | 0 | 0 | 0 | 0 | 0 | 0 | 0 | 0 | 0 | 0 | 0 | 0 | 0 | 0 | 0 | 0 | 0 | 0 | 0 | 0 | 0 | 0 | 0 | 0 | 0 |  | 1 | 1 | 1 | 1 | 1 | 1 | 1 | 1 | 1 | 0
East of Pisgah Study Area | Ivanpah | 230 | 0 | 0 | 0 | 0 | 0 | 0 | 0 | 0 | 0 | 0 | 0 | 0 | 0 | 0 | 0 | 0 | 0 | 0 | 0 | 0 |  | 0 | 0 | 0 | 0 | 0 | 0 | 0 | 0 | 0 | 0 | 0 | 0 | 0 | 0 | 0 | 0 | 0 | 0 | 0 | 0 | 0 | 0 | 0 | 0 | 0 | 0 | 0 | 0 | 0 | 0 | 0 | 0 | 0 | 0 | 0 | 0 |  | 0 | 0 | 0 | 0 | 0 | 0 | 0 | 0 | 0 | 0 | 0 | 0 | 0 | 0 | 0 | 0 | 0 | 0 | 0 | 0 | 0 | 0 | 0 | 0 | 0 | 0 | 0 | 0 | 0 | 0 | 0 | 0 | 0 | 0 | 0 | 0 |  | 0 | 0 | 0 | 0 | 0 | 0 | 0 | 0 | 0 | 0 | 0 | 0 | 0 | 0 | 0 | 0 | 0 | 0 | 0 | 0 | 0 | 0 | 0 | 0 | 0 | 0 | 0 | 0 | 0 | 0 | 0 | 0 | 0 | 0 | 0 | 0 |  | 0 | 0 | 0 | 0 | 0 | 0 | 0 | 0 | 0 | 0 | 0 | 0 | 4.5 | 0 | 0 | 0 | 0 | 1 | 0 | 0 | 0 | 0 | 0 | 0 | 0 | 0 | 0 | 0 | 0 | 0 | -2 | 0 | 0 | 0 | 0 | 1 |  | 1 | 1 | 1 | 1 | 1 | 1 | 1+ | 1 | 1 | 1
East of Pisgah Study Area | Jackass (DOE) | 138 | 0 | 0 | 0 | 0 | 0 | 0 | 0 | 0 | 0 | 0 | 0 | 0 | 0 | 0 | 0 | 0 | 0 | 0 | 0 | 0 |  | 0 | 0 | 0 | 0 | 0 | 0 | 0 | 0 | 0 | 0 | 0 | 0 | 0 | 0 | 0 | 0 | 0 | 0 | 0 | 0 | 0 | 0 | 0 | 0 | 0 | 0 | 0 | 0 | 0 | 0 | 0 | 0 | 0 | 0 | 0 | 0 |  | 0 | 0 | 0 | 0 | 0 | 0 | 0 | 0 | 0 | 0 | 0 | 0 | 0 | 0 | 0 | 0 | 0 | 0 | 0 | 0 | 0 | 0 | 0 | 0 | 0 | 0 | 0 | 0 | 0 | 0 | 0 | 0 | 0 | 0 | 0 | 0 |  | 0 | 0 | 0 | 0 | 0 | 0 | 0 | 0 | 0 | 0 | 0 | 0 | 0 | 0 | 0 | 0 | 0 | 0 | 0 | 0 | 0 | 0 | 0 | 0 | 0 | 0 | 0 | 0 | 0 | 0 | 0 | 0 | 0 | 0 | 0 | 0 |  | 0 | 0 | 0 | 0 | 0 | 0 | 0 | 0 | 0 | 0 | 0 | 0 | 0 | 0 | 0 | 0 | 0 | 0 | 0 | 0 | 0 | 0 | 0 | 0 | 0 | 0 | 0 | 0 | 0 | 0 | 0 | 0 | 0 | 0 | 0 | 0 |  | 1 | 1 | 1 | 1 | 1 | 1 | 1 | 1 | 1 | 0
PG&E Fresno Study Area | Jackson Swt | 115 | 0 | 0 | 0 | 0 | 0 | 0 | 0 | 0 | 0 | 0 | 0 | 0 | 0 | 0 | 0 | 0 | 0 | 0 | 0 | 0 |  | 0 | 0 | 0 | 0 | 0 | 0 | 0 | 0 | 0 | 0 | 0 | 0 | 0 | 0 | 0 | 0 | 0 | 0 | 0 | 0 | 0 | 0 | 0 | 0 | 0 | 0 | 0 | 0 | 0 | 0 | 0 | 0 | 0 | 0 | 0 | 0 |  | 0 | 0 | 0 | 0 | 0 | 0 | 0 | 0 | 0 | 0 | 0 | 0 | 0 | 0 | 0 | 0 | 0 | 0 | 0 | 0 | 0 | 0 | 0 | 0 | 0 | 0 | 0 | 0 | 0 | 0 | 0 | 0 | 0 | 0 | 0 | 0 |  | 0 | 0 | 0 | 0 | 0 | 0 | 0 | 0 | 0 | 0 | 0 | 0 | 0 | 0 | 0 | 0 | 0 | 0 | 0 | 0 | 0 | 0 | 0 | 0 | 0 | 0 | 0 | 0 | 0 | 0 | 0 | 0 | 0 | 0 | 0 | 0 |  | 0 | 0 | 0 | 0 | 0 | 0 | 0 | 0 | 0 | 0 | 0 | 0 | 0 | 0 | 0 | 0 | 0 | 0 | 0 | 0 | 0 | 0 | 0 | 0 | 0 | 0 | 0 | 0 | 0 | 0 | 0 | 0 | 0 | 0 | 0 | 0 |  | 1 | 1 | 1 | 1 | 1 | 1 | 1 | 1 | 1 | 0
PG&E North of Greater Bay Study Area | Jessup | 115 | 0 | 6 | 0 | 0 | 0 | 0 | 0 | 0 | 0 | 0 | 0 | 0 | 0 | 0 | 0 | 0 | 0 | 0 | 0 | 1 |  | 0 | 0 | 0 | 0 | 0 | 0 | 0 | 0 | 0 | 0 | 0 | 0 | 0 | 0 | 0 | 0 | 0 | 0 | 0 | 0 | 2 | 2 | 0 | 0 | 0 | 0 | 0 | 0 | 0 | 0 | 0 | 0 | 0 | 0 | 0 | 1 |  | 0 | 0 | 0 | 6 | 0 | 0 | 0 | 0 | 0 | 0 | 0 | 0 | 0 | 0 | 0 | 0 | 0 | 1 | 0 | 0 | 2 | 0 | 0 | 0 | 0 | 0 | 0 | 0 | 0 | 0 | 0 | 0 | 0 | 0 | 0 | 1 |  | 0 | 0 | 0 | 6 | 0 | 0 | 0 | 0 | 0 | 0 | 0 | 0 | 0 | 0 | 0 | 0 | 0 | 1 | 0 | 0 | 2 | 0 | 0 | 0 | 0 | 0 | 0 | 0 | 0 | 0 | 0 | 0 | 0 | 0 | 0 | 1 |  | 0 | 0 | 0 | 6 | 0 | 0 | 0 | 0 | 0 | 0 | 0 | 0 | 0 | 0 | 0 | 0 | 0 | 1 | 0 | 0 | 2 | 0 | 0 | 0 | 0 | 0 | 0 | 0 | 0 | 0 | 0 | 0 | 0 | 0 | 0 | 1 |  | 1 | 1 | 1 | 1 | 1 | 1 | 1 | 1 | 1 | 0
SCE Metro Study Area | Johanna | 230 | 0 | 0 | 0 | 0 | 0 | 0 | 0 | 0 | 0 | 0 | 0 | 0 | 0 | 0 | 0 | 0 | 50 | 50 | 0 | 1 |  | 0 | 0 | 0 | 0 | 0 | 0 | 0 | 0 | 0 | 0 | 0 | 0 | 0 | 0 | 0 | 0 | 0 | 0 | 0 | 0 | 0 | 0 | 0 | 0 | 0 | 0 | 0 | 0 | 0 | 0 | 0 | 2 | 2 | 0 | 0 | 1 |  | 0 | 0 | 0 | 0 | 0 | 0 | 0 | 0 | 0 | 0 | 0 | 0 | 0 | 0 | 50.3 | 0 | 0 | 1 | 0 | 0 | 0 | 0 | 0 | 0 | 0 | 0 | 0 | 0 | 0 | 0 | 0 | 2 | 0 | 0 | 0 | 1 |  | 0 | 0 | 0 | 0 | 0 | 0 | 0 | 0 | 0 | 0 | 0 | 0 | 0 | 0 | 50.3 | 0 | 0 | 1 | 0 | 0 | 0 | 0 | 0 | 0 | 0 | 0 | 0 | 0 | 0 | 0 | 0 | 2 | 0 | 0 | 0 | 1 |  | 0 | 0 | 0 | 0 | 0 | 0 | 0 | 0 | 0 | 0 | 0 | 0 | 0 | 0 | 152.56 | 0 | 0 | 1 | 0 | 0 | 0 | 0 | 0 | 0 | 0 | 0 | 0 | 0 | 0 | 0 | 0 | 2 | -2 | 0 | 0 | 1 |  | 1 | 1 | 1 | 1 | 1 | 1 | 1 | 1+ | 1 | 1
SCE Eastern Study Area | Julian Hinds | 230 | 0 | 0 | 0 | 0 | 0 | 0 | 0 | 0 | 0 | 0 | 0 | 0 | 0 | 0 | 0 | 0 | 0 | 0 | 0 | 0 |  | 0 | 0 | 0 | 0 | 0 | 0 | 0 | 0 | 0 | 0 | 0 | 0 | 0 | 0 | 0 | 0 | 0 | 0 | 0 | 0 | 0 | 0 | 0 | 0 | 0 | 0 | 0 | 0 | 0 | 0 | 0 | 0 | 0 | 0 | 0 | 0 |  | 0 | 0 | 0 | 0 | 0 | 0 | 0 | 0 | 0 | 0 | 0 | 0 | 0 | 0 | 0 | 0 | 0 | 0 | 0 | 0 | 0 | 0 | 0 | 0 | 0 | 0 | 0 | 0 | 0 | 0 | 0 | 0 | 0 | 0 | 0 | 0 |  | 0 | 0 | 0 | 0 | 0 | 0 | 0 | 0 | 0 | 0 | 0 | 0 | 0 | 0 | 0 | 0 | 0 | 0 | 0 | 0 | 0 | 0 | 0 | 0 | 0 | 0 | 0 | 0 | 0 | 0 | 0 | 0 | 0 | 0 | 0 | 0 |  | 0 | 0 | 0 | 0 | 0 | 0 | 0 | 0 | 0 | 0 | 0 | 0 | 0 | 0 | 0 | 0 | 0 | 0 | 0 | 0 | 0 | 0 | 0 | 0 | 0 | 0 | 0 | 0 | 0 | 0 | 0 | 0 | 0 | 0 | 0 | 0 |  | 1 | 1 | 1 | 1 | 1 | 1 | 1 | 1 | 1 | 0
PG&E Greater Bay Study Area | Kasson | 115 | 0 | 0 | 0 | 0 | 0 | 0 | 0 | 0 | 0 | 0 | 0 | 0 | 0 | 0 | 0 | 0 | 0 | 0 | 0 | 0 |  | 0 | 0 | 0 | 0 | 0 | 0 | 0 | 0 | 0 | 0 | 0 | 0 | 0 | 0 | 0 | 0 | 0 | 0 | 0 | 0 | 0 | 0 | 0 | 0 | 0 | 0 | 0 | 0 | 0 | 0 | 0 | 0 | 0 | 0 | 0 | 0 |  | 0 | 0 | 0 | 0 | 0 | 0 | 0 | 0 | 0 | 0 | 0 | 0 | 0 | 0 | 0 | 0 | 0 | 0 | 0 | 0 | 0 | 0 | 0 | 0 | 0 | 0 | 0 | 0 | 0 | 0 | 0 | 0 | 0 | 0 | 0 | 0 |  | 0 | 0 | 0 | 0 | 0 | 0 | 0 | 0 | 0 | 0 | 0 | 0 | 0 | 0 | 0 | 0 | 0 | 0 | 0 | 0 | 0 | 0 | 0 | 0 | 0 | 0 | 0 | 0 | 0 | 0 | 0 | 0 | 0 | 0 | 0 | 0 |  | 0 | 0 | 0 | 0 | 0 | 0 | 0 | 0 | 0 | 0 | 0 | 0 | 0 | 0 | 0 | 0 | 0 | 0 | 0 | 0 | 0 | 0 | 0 | 0 | 0 | 0 | 0 | 0 | 0 | 0 | 0 | 0 | 0 | 0 | 0 | 0 |  | 1 | 1 | 1 | 1 | 1 | 1 | 1 | 1 | 1 | 0
PG&E Fresno Study Area | Kearney | 230 | 0 | 0 | 0 | 0 | 0 | 0 | 0 | 0 | 0 | 0 | 0 | 0 | 0 | 0 | 0 | 0 | 0 | 0 | 0 | 0 |  | 0 | 0 | 0 | 0 | 0 | 0 | 0 | 0 | 0 | 0 | 0 | 0 | 0 | 0 | 0 | 0 | 0 | 0 | 0 | 0 | 0 | 0 | 0 | 0 | 0 | 0 | 0 | 0 | 0 | 0 | 0 | 0 | 0 | 0 | 0 | 0 |  | 0 | 0 | 0 | 0 | 0 | 0 | 0 | 0 | 0 | 0 | 0 | 0 | 0 | 0 | 0 | 0 | 0 | 0 | 0 | 0 | 0 | 0 | 0 | 0 | 0 | 0 | 0 | 0 | 0 | 0 | 0 | 0 | 0 | 0 | 0 | 0 |  | 0 | 0 | 0 | 0 | 0 | 0 | 0 | 0 | 0 | 0 | 0 | 0 | 0 | 0 | 0 | 0 | 0 | 0 | 0 | 0 | 0 | 0 | 0 | 0 | 0 | 0 | 0 | 0 | 0 | 0 | 0 | 0 | 0 | 0 | 0 | 0 |  | 0 | 0 | 0 | 0 | 0 | 0 | 0 | 0 | 0 | 0 | 0 | 0 | 0 | 0 | 0 | 0 | 0 | 0 | 0 | 0 | 0 | 0 | 0 | 0 | 0 | 0 | 0 | 0 | 0 | 0 | 0 | 0 | 0 | 0 | 0 | 0 |  | 1 | 1 | 1 | 1 | 1 | 1 | 1 | 1 | 1 | 0
PG&E Greater Bay Study Area | Kelso | 230 | 0 | 0 | 150 | 45 | 195 | 0 | 0 | 0 | 0 | 0 | 0 | 0 | 0 | 0 | 0 | 0 | 0 | 0 | 0 | 1 |  | 0 | 0 | 0 | 0 | 80.8 | 84.25 | 0 | 0 | 0 | 0 | 0 | 0 | 0 | 0 | 0 | 0 | 0 | 1 | 0 | 0 | 0 | 0 | 2 | 2 | 0 | 0 | 0 | 0 | 0 | 0 | 0 | 0 | 0 | 0 | 0 | 1 |  | 0 | 0 | 0 | 0 | 127.6919 | 196.45 | 0 | 0 | 0 | 0 | 0 | 0 | 0 | 0 | 0 | 0 | 0 | 1 | 0 | 0 | 0 | 0 | 1 | 0 | 0 | 0 | 0 | 0 | 0 | 0 | 0 | 0 | 0 | 0 | 0 | 1 |  | 0 | 0 | 0 | 0 | 127.6919 | 196.45 | 0 | 0 | 0 | 0 | 0 | 0 | 0 | 0 | 0 | 0 | 0 | 1 | 0 | 0 | 0 | 0 | 1 | 0 | 0 | 0 | 0 | 0 | 0 | 0 | 0 | 0 | 0 | 0 | 0 | 1 |  | 0 | 0 | 0 | 0 | 127.6919 | 196.45 | 0 | 0 | 0 | 0 | 0 | 0 | 0 | 0 | 27 | 0 | 0 | 1 | 0 | 0 | 0 | 0 | 1 | 0 | 0 | 0 | 0 | 0 | 0 | 0 | 0 | 0 | -2 | 0 | 0 | 1 |  | 1 | 1 | 1 | 1 | 1 | 1 | 1 | 1+ | 1 | 1
PG&E Kern Study Area | Kern Oil | 115 | 0 | 0 | 0 | 0 | 0 | 0 | 0 | 0 | 0 | 0 | 0 | 1 | 0 | 0 | 0 | 0 | 0 | 0 | 0 | 1 |  | 0 | 0 | 0 | 0 | 0 | 0 | 0 | 0 | 0 | 0 | 0 | 0 | 0 | 0 | 0 | 0 | 0 | 0 | 0 | 0 | 0 | 0 | 0 | 0 | 0 | 0 | 0 | 0 | 2 | 0 | 0 | 0 | 0 | 0 | 0 | 1 |  | 0 | 0 | 0 | 0 | 0 | 0 | 0 | 0 | 0 | 0 | 0.997 | 0 | 0 | 0 | 0 | 0 | 0 | 1 | 0 | 0 | 0 | 0 | 0 | 0 | 0 | 0 | 0 | 0 | 0 | 0 | 0 | 0 | 0 | 0 | 0 | 0 |  | 0 | 0 | 0 | 0 | 0 | 0 | 0 | 0 | 0 | 0 | 0.997 | 0 | 0 | 0 | 0 | 0 | 0 | 1 | 0 | 0 | 0 | 0 | 0 | 0 | 0 | 0 | 0 | 0 | 0 | 0 | 0 | 0 | 0 | 0 | 0 | 0 |  | 0 | 0 | 0 | 0 | 0 | 0 | 0 | 0 | 0 | 0 | 0.997 | 0 | 0 | 0 | 0 | 0 | 0 | 1 | 0 | 0 | 0 | 0 | 0 | 0 | 0 | 0 | 0 | 0 | 0 | 0 | 0 | 0 | 0 | 0 | 0 | 0 |  | 1 | 1 | 1 | 1 | 1 | 1 | 1 | 1 | 1 | 0
PG&E Kern Study Area | Kern PP | 230 | 0 | 0 | 0 | 0 | 0 | 0 | 0 | 0 | 0 | 0 | 0 | 0 | 0 | 0 | 0 | 0 | 0 | 0 | 0 | 0 |  | 0 | 0 | 0 | 0 | 0 | 0 | 0 | 0 | 0 | 0 | 0 | 0 | 0 | 0 | 0 | 0 | 0 | 0 | 0 | 0 | 0 | 0 | 0 | 0 | 0 | 0 | 0 | 0 | 0 | 0 | 0 | 0 | 0 | 0 | 0 | 0 |  | 0 | 0 | 0 | 0 | 0 | 0 | 0 | 0 | 0 | 0 | 0 | 0 | 0 | 0 | 0 | 0 | 0 | 0 | 0 | 0 | 0 | 0 | 0 | 0 | 0 | 0 | 0 | 0 | 0 | 0 | 0 | 0 | 0 | 0 | 0 | 0 |  | 0 | 0 | 0 | 0 | 0 | 0 | 0 | 0 | 0 | 0 | 0 | 0 | 0 | 0 | 0 | 0 | 0 | 0 | 0 | 0 | 0 | 0 | 0 | 0 | 0 | 0 | 0 | 0 | 0 | 0 | 0 | 0 | 0 | 0 | 0 | 0 |  | 0 | 0 | 0 | 0 | 0 | 0 | 0 | 0 | 0 | 0 | 0 | 0 | 0 | 0 | 0 | 0 | 0 | 0 | 0 | 0 | 0 | 0 | 0 | 0 | 0 | 0 | 0 | 0 | 0 | 0 | 0 | 0 | 0 | 0 | 0 | 0 |  | 1 | 1 | 1 | 1 | 1 | 1 | 1 | 1 | 1 | 0
PG&E Kern Study Area | Kern PP | 115 | 0 | 0 | 0 | 0 | 0 | 0 | 0 | 0 | 0 | 0 | 0 | 0 | 0 | 0 | 0 | 0 | 0 | 0 | 0 | 0 |  | 0 | 0 | 0 | 0 | 0 | 0 | 0 | 0 | 0 | 0 | 0 | 0 | 0 | 0 | 0 | 0 | 0 | 0 | 0 | 0 | 0 | 0 | 0 | 0 | 0 | 0 | 0 | 0 | 0 | 0 | 0 | 0 | 0 | 0 | 0 | 0 |  | 0 | 0 | 0 | 0 | 0 | 0 | 0 | 0 | 0 | 0 | 0 | 0 | 0 | 0 | 0 | 0 | 0 | 0 | 0 | 0 | 0 | 0 | 0 | 0 | 0 | 0 | 0 | 0 | 0 | 0 | 0 | 0 | 0 | 0 | 0 | 0 |  | 0 | 0 | 0 | 0 | 0 | 0 | 0 | 0 | 0 | 0 | 0 | 0 | 0 | 0 | 0 | 0 | 0 | 0 | 0 | 0 | 0 | 0 | 0 | 0 | 0 | 0 | 0 | 0 | 0 | 0 | 0 | 0 | 0 | 0 | 0 | 0 |  | 0 | 0 | 0 | 0 | 0 | 0 | 0 | 0 | 0 | 0 | 0 | 0 | 0 | 0 | 316.064 | 0 | 0 | 1 | 0 | 0 | 0 | 0 | 0 | 0 | 0 | 0 | 0 | 0 | 0 | 0 | 0 | 0 | -2 | 0 | 0 | 1 |  | 1 | 1 | 1 | 1 | 1 | 1 | 1 | 1+ | 1 | 1
PG&E Kern Study Area | Kernridge | 115 | 0 | 0 | 0 | 0 | 0 | 0 | 0 | 0 | 0 | 0 | 0 | 0 | 0 | 0 | 0 | 0 | 0 | 0 | 0 | 0 |  | 0 | 0 | 0 | 0 | 0 | 0 | 0 | 0 | 0 | 0 | 0 | 0 | 0 | 0 | 0 | 0 | 0 | 0 | 0 | 0 | 0 | 0 | 0 | 0 | 0 | 0 | 0 | 0 | 0 | 0 | 0 | 0 | 0 | 0 | 0 | 0 |  | 0 | 0 | 0 | 0 | 0 | 0 | 0 | 0 | 0 | 0 | 0 | 0 | 0 | 0 | 0 | 0 | 0 | 0 | 0 | 0 | 0 | 0 | 0 | 0 | 0 | 0 | 0 | 0 | 0 | 0 | 0 | 0 | 0 | 0 | 0 | 0 |  | 0 | 0 | 0 | 0 | 0 | 0 | 0 | 0 | 0 | 0 | 0 | 0 | 0 | 0 | 0 | 0 | 0 | 0 | 0 | 0 | 0 | 0 | 0 | 0 | 0 | 0 | 0 | 0 | 0 | 0 | 0 | 0 | 0 | 0 | 0 | 0 |  | 0 | 0 | 0 | 0 | 0 | 0 | 0 | 0 | 0 | 0 | 0 | 0 | 0 | 0 | 0 | 0 | 0 | 0 | 0 | 0 | 0 | 0 | 0 | 0 | 0 | 0 | 0 | 0 | 0 | 0 | 0 | 0 | 0 | 0 | 0 | 0 |  | 1 | 1 | 1 | 1 | 1 | 1 | 1 | 1 | 1 | 0
PG&E Greater Bay Study Area | Kirker | 115 | 0 | 0 | 0 | 0 | 0 | 0 | 0 | 0 | 0 | 0 | 0 | 3.9 | 0 | 0 | 0 | 20 | 0 | 20 | 0 | 1 |  | 0 | 0 | 0 | 0 | 0 | 0 | 0 | 0 | 0 | 0 | 0 | 0 | 1 | 20 | 20 | 0 | 0 | 1 | 0 | 0 | 0 | 0 | 0 | 0 | 0 | 0 | 0 | 0 | 2 | 0 | -2 | 0 | 0 | 0 | 0 | 1 |  | 0 | 0 | 0 | 0 | 0 | 0 | 0 | 0 | 0 | 0 | 3.9 | 0 | 1 | 20 | 20 | 0 | 0 | 1 | 0 | 0 | 0 | 0 | 0 | 0 | 0 | 0 | 0 | 0 | 0 | 0 | -2 | 0 | 0 | 0 | 0 | 1 |  | 0 | 0 | 0 | 0 | 0 | 0 | 0 | 0 | 0 | 0 | 3.9 | 0 | 1 | 20 | 20 | 0 | 0 | 1 | 0 | 0 | 0 | 0 | 0 | 0 | 0 | 0 | 0 | 0 | 0 | 0 | -2 | 0 | 0 | 0 | 0 | 1 |  | 0 | 0 | 0 | 0 | 0 | 0 | 0 | 0 | 0 | 0 | 3.9 | 0 | 1 | 20 | 20 | 0 | 0 | 1 | 0 | 0 | 0 | 0 | 0 | 0 | 0 | 0 | 0 | 0 | 0 | 0 | -2 | 0 | 0 | 0 | 0 | 1 |  | 1 | 1 | 1 | 1 | 1 | 1 | 4+ | 1 | 1 | 1
PG&E North of Greater Bay Study Area | Knights Landing | 115 | 0 | 0 | 0 | 0 | 0 | 0 | 0 | 0 | 0 | 0 | 0 | 0 | 0 | 0 | 0 | 0 | 0 | 0 | 0 | 0 |  | 0 | 0 | 0 | 0 | 0 | 0 | 0 | 0 | 0 | 0 | 0 | 0 | 0 | 0 | 0 | 0 | 0 | 0 | 0 | 0 | 0 | 0 | 0 | 0 | 0 | 0 | 0 | 0 | 0 | 0 | 0 | 0 | 0 | 0 | 0 | 0 |  | 0 | 0 | 0 | 0 | 0 | 0 | 0 | 0 | 0 | 0 | 0 | 0 | 0 | 0 | 0 | 0 | 0 | 0 | 0 | 0 | 0 | 0 | 0 | 0 | 0 | 0 | 0 | 0 | 0 | 0 | 0 | 0 | 0 | 0 | 0 | 0 |  | 0 | 0 | 0 | 0 | 0 | 0 | 0 | 0 | 0 | 0 | 0 | 0 | 0 | 0 | 0 | 0 | 0 | 0 | 0 | 0 | 0 | 0 | 0 | 0 | 0 | 0 | 0 | 0 | 0 | 0 | 0 | 0 | 0 | 0 | 0 | 0 |  | 0 | 0 | 0 | 0 | 0 | 0 | 0 | 0 | 0 | 0 | 0 | 0 | 0 | 0 | 0 | 0 | 0 | 0 | 0 | 0 | 0 | 0 | 0 | 0 | 0 | 0 | 0 | 0 | 0 | 0 | 0 | 0 | 0 | 0 | 0 | 0 |  | 1 | 1 | 1 | 1 | 1 | 1 | 1 | 1 | 1 | 0
SCE North of Lugo Study Area | Kramer | 230 | 0 | 0 | 0 | 0 | 0 | 0 | 0 | 0 | 0 | 0 | 0 | 0 | 79 | 200 | 279 | 45 | 80 | 125 | 0 | 1 |  | 0 | 0 | 0 | 0 | 0 | 0 | 0 | 0 | 0 | 0 | 0 | 21.1742 | 171.1742 | 66.76 | 378.76 | 0 | 0 | 1 | 0 | 0 | 0 | 0 | 0 | 0 | 0 | 0 | 0 | 0 | 0 | 2 | 2 | 2 | -2 | 0 | 0 | 1 |  | 0 | 0 | 0 | 0 | 0 | 0 | 0 | 0 | 0 | 0 | 0 | 53.3307 | 80.7557 | 121.3514 | 288.3414 | 0 | 0 | 1 | 0 | 0 | 0 | 0 | 0 | 0 | 0 | 0 | 0 | 0 | 0 | 2 | 2 | 0 | -2 | 0 | 0 | 1 |  | 0 | 0 | 0 | 0 | 0 | 0 | 0 | 0 | 0 | 0 | 0 | 53.3307 | 230.7557 | 121.3514 | 438.3414 | 0 | 0 | 1 | 0 | 0 | 0 | 0 | 0 | 0 | 0 | 0 | 0 | 0 | 0 | 2 | 1 | 0 | -2 | 0 | 0 | 1 |  | 0 | 0 | 0 | 0 | 0 | 0 | 0 | 0 | 0 | 0 | 2.5 | 53.3307 | 395.2557 | 121.3514 | 916.8331 | 0 | 0 | 1 | 0 | 0 | 0 | 0 | 0 | 0 | 0 | 0 | 0 | 0 | -2 | 2 | -1 | 0 | -2 | 0 | 0 | 1 |  | 1 | 1 | 1 | 1 | 1 | 1+ | 3- | 4+ | 1 | 1
SCE North of Lugo Study Area | Kramer | 115 | 0 | 0 | 0 | 0 | 0 | 0 | 0 | 0 | 0 | 0 | 0 | 0 | 0 | 0 | 0 | 0 | 0 | 0 | 0 | 0 |  | 0 | 0 | 0 | 0 | 0 | 0 | 0 | 0 | 0 | 0 | 0 | 0 | 0 | 0 | 0 | 0 | 0 | 0 | 0 | 0 | 0 | 0 | 0 | 0 | 0 | 0 | 0 | 0 | 0 | 0 | 0 | 0 | 0 | 0 | 0 | 0 |  | 0 | 0 | 0 | 0 | 0 | 0 | 0 | 0 | 0 | 0 | 8 | 0 | 0 | 0 | 4 | 0 | 0 | 1 | 0 | 0 | 0 | 0 | 0 | 0 | 0 | 0 | 0 | 0 | -2 | 0 | 0 | 0 | -2 | 0 | 0 | 1 |  | 0 | 0 | 0 | 0 | 0 | 0 | 0 | 0 | 0 | 0 | 8 | 0 | 0 | 0 | 4 | 0 | 0 | 1 | 0 | 0 | 0 | 0 | 0 | 0 | 0 | 0 | 0 | 0 | -2 | 0 | 0 | 0 | -2 | 0 | 0 | 1 |  | 0 | 0 | 0 | 0 | 0 | 0 | 0 | 0 | 0 | 0 | 15.5 | 0 | 33.2 | 0 | 36.588 | 0 | 0 | 1 | 0 | 0 | 0 | 0 | 0 | 0 | 0 | 0 | 0 | 0 | -2 | 0 | -2 | 0 | -2 | 0 | 0 | 1 |  | 1 | 1 | 1 | 1 | 1 | 4+ | 1+ | 4+ | 1 | 1
SCE North of Lugo Study Area | New Sub - Kramer - Lugo (Proposed) | 230 | 0 | 0 | 0 | 0 | 0 | 0 | 0 | 0 | 0 | 0 | 0 | 0 | 0 | 0 | 0 | 0 | 0 | 0 | 0 | 0 |  | 0 | 0 | 0 | 0 | 0 | 0 | 0 | 0 | 0 | 0 | 0 | 0 | 0 | 0 | 0 | 0 | 0 | 0 | 0 | 0 | 0 | 0 | 0 | 0 | 0 | 0 | 0 | 0 | 0 | 0 | 0 | 0 | 0 | 0 | 0 | 0 |  | 0 | 0 | 0 | 0 | 0 | 0 | 0 | 0 | 0 | 0 | 0 | 0 | 0 | 0 | 0 | 0 | 0 | 0 | 0 | 0 | 0 | 0 | 0 | 0 | 0 | 0 | 0 | 0 | 0 | 0 | 0 | 0 | 0 | 0 | 0 | 0 |  | 0 | 0 | 0 | 0 | 0 | 0 | 0 | 0 | 0 | 0 | 0 | 0 | 0 | 0 | 0 | 0 | 0 | 0 | 0 | 0 | 0 | 0 | 0 | 0 | 0 | 0 | 0 | 0 | 0 | 0 | 0 | 0 | 0 | 0 | 0 | 0 |  | 0 | 0 | 0 | 0 | 0 | 0 | 0 | 0 | 0 | 0 | 0 | 0 | 0 | 0 | 408.12 | 0 | 0 | 1 | 0 | 0 | 0 | 0 | 0 | 0 | 0 | 0 | 0 | 0 | 0 | 0 | 0 | 0 | -2 | 0 | 0 | 1 |  | 1 | 1 | 1 | 1 | 1 | 1 | 1 | 1+ | 1 | 1
SCE Metro Study Area | La Cienega | 230 | 0 | 0 | 0 | 0 | 0 | 0 | 0 | 0 | 0 | 0 | 0 | 0 | 0 | 0 | 0 | 0 | 0 | 0 | 0 | 0 |  | 0 | 0 | 0 | 0 | 0 | 0 | 0 | 0 | 0 | 0 | 0 | 0 | 0 | 0 | 0 | 0 | 0 | 0 | 0 | 0 | 0 | 0 | 0 | 0 | 0 | 0 | 0 | 0 | 0 | 0 | 0 | 0 | 0 | 0 | 0 | 0 |  | 0 | 0 | 0 | 0 | 0 | 0 | 0 | 0 | 0 | 0 | 0 | 0 | 0 | 0 | 0 | 0 | 0 | 0 | 0 | 0 | 0 | 0 | 0 | 0 | 0 | 0 | 0 | 0 | 0 | 0 | 0 | 0 | 0 | 0 | 0 | 0 |  | 0 | 0 | 0 | 0 | 0 | 0 | 0 | 0 | 0 | 0 | 0 | 0 | 0 | 0 | 0 | 0 | 0 | 0 | 0 | 0 | 0 | 0 | 0 | 0 | 0 | 0 | 0 | 0 | 0 | 0 | 0 | 0 | 0 | 0 | 0 | 0 |  | 0 | 0 | 0 | 0 | 0 | 0 | 0 | 0 | 0 | 0 | 0 | 0 | 0 | 0 | 405.7509 | 0 | 0 | 1 | 0 | 0 | 0 | 0 | 0 | 0 | 0 | 0 | 0 | 0 | 0 | 0 | 0 | 0 | -2 | 0 | 0 | 1 |  | 1 | 1 | 1 | 1 | 1 | 1 | 1 | 1+ | 1 | 1
SCE Metro Study Area | La Fresa | 230 | 0 | 0 | 0 | 0 | 0 | 0 | 0 | 0 | 0 | 0 | 0 | 0 | 0 | 0 | 0 | 0 | 0 | 0 | 0 | 0 |  | 0 | 0 | 0 | 0 | 0 | 0 | 0 | 0 | 0 | 0 | 0 | 0 | 0 | 0 | 0 | 0 | 0 | 0 | 0 | 0 | 0 | 0 | 0 | 0 | 0 | 0 | 0 | 0 | 0 | 0 | 0 | 0 | 0 | 0 | 0 | 0 |  | 0 | 0 | 0 | 0 | 0 | 0 | 0 | 0 | 0 | 0 | 0 | 0 | 0 | 0 | 0 | 0 | 0 | 0 | 0 | 0 | 0 | 0 | 0 | 0 | 0 | 0 | 0 | 0 | 0 | 0 | 0 | 0 | 0 | 0 | 0 | 0 |  | 0 | 0 | 0 | 0 | 0 | 0 | 0 | 0 | 0 | 0 | 0 | 0 | 0 | 0 | 0 | 0 | 0 | 0 | 0 | 0 | 0 | 0 | 0 | 0 | 0 | 0 | 0 | 0 | 0 | 0 | 0 | 0 | 0 | 0 | 0 | 0 |  | 0 | 0 | 0 | 0 | 0 | 0 | 0 | 0 | 0 | 0 | 0 | 0 | 0 | 0 | 174 | 0 | 0 | 1 | 0 | 0 | 0 | 0 | 0 | 0 | 0 | 0 | 0 | 0 | 0 | 0 | 0 | 0 | -2 | 0 | 0 | 1 |  | 1 | 1 | 1 | 1 | 1 | 1 | 1 | 1+ | 1 | 1
SCE Metro Study Area | Laguna Bell | 230 | 0 | 0 | 0 | 0 | 0 | 0 | 0 | 0 | 0 | 0 | 0 | 0 | 0 | 0 | 0 | 500 | 0 | 500 | 0 | 1 |  | 0 | 0 | 0 | 0 | 0 | 0 | 0 | 0 | 0 | 0 | 0 | 0 | 0 | 500 | 500 | 0 | 0 | 1 | 0 | 0 | 0 | 0 | 0 | 0 | 0 | 0 | 0 | 0 | 0 | 0 | 0 | 0 | 0 | 0 | 0 | 0 |  | 0 | 0 | 0 | 0 | 0 | 0 | 0 | 0 | 0 | 0 | 1 | 0 | 0 | 250 | 250 | 0 | 0 | 1 | 0 | 0 | 0 | 0 | 0 | 0 | 0 | 0 | 0 | 0 | -2 | 0 | 0 | 2 | 2 | 0 | 0 | 1 |  | 0 | 0 | 0 | 0 | 0 | 0 | 0 | 0 | 0 | 0 | 1 | 0 | 0 | 500 | 500 | 0 | 0 | 1 | 0 | 0 | 0 | 0 | 0 | 0 | 0 | 0 | 0 | 0 | -2 | 0 | 0 | 0 | 0 | 0 | 0 | 1 |  | 0 | 0 | 0 | 0 | 0 | 0 | 0 | 0 | 0 | 0 | 1 | 0 | 0 | 500 | 776.29 | 0 | 0 | 1 | 0 | 0 | 0 | 0 | 0 | 0 | 0 | 0 | 0 | 0 | -2 | 0 | 0 | 0 | -2 | 0 | 0 | 1 |  | 1 | 1 | 1 | 1 | 1 | 4+ | 1 | 1+ | 1 | 1
PG&E Kern Study Area | Lakeview | 70 | 0 | 0 | 0 | 0 | 0 | 0 | 0 | 0 | 0 | 0 | 0 | 0 | 0 | 0 | 0 | 0 | 0 | 0 | 0 | 0 |  | 0 | 0 | 0 | 0 | 0 | 0 | 0 | 0 | 0 | 0 | 0 | 0 | 0 | 0 | 0 | 0 | 0 | 0 | 0 | 0 | 0 | 0 | 0 | 0 | 0 | 0 | 0 | 0 | 0 | 0 | 0 | 0 | 0 | 0 | 0 | 0 |  | 0 | 0 | 0 | 0 | 0 | 0 | 0 | 0 | 0 | 0 | 0 | 0 | 0 | 0 | 0 | 0 | 0 | 0 | 0 | 0 | 0 | 0 | 0 | 0 | 0 | 0 | 0 | 0 | 0 | 0 | 0 | 0 | 0 | 0 | 0 | 0 |  | 0 | 0 | 0 | 0 | 0 | 0 | 0 | 0 | 0 | 0 | 0 | 0 | 0 | 0 | 0 | 0 | 0 | 0 | 0 | 0 | 0 | 0 | 0 | 0 | 0 | 0 | 0 | 0 | 0 | 0 | 0 | 0 | 0 | 0 | 0 | 0 |  | 0 | 0 | 0 | 0 | 0 | 0 | 0 | 0 | 0 | 0 | 0 | 0 | 0 | 0 | 0 | 0 | 0 | 0 | 0 | 0 | 0 | 0 | 0 | 0 | 0 | 0 | 0 | 0 | 0 | 0 | 0 | 0 | 0 | 0 | 0 | 0 |  | 1 | 1 | 1 | 1 | 1 | 1 | 1 | 1 | 1 | 0
PG&E North of Greater Bay Study Area | Lakeville | 230 | 0 | 0 | 0 | 0 | 0 | 0 | 0 | 0 | 0 | 0 | 0 | 0 | 0 | 0 | 0 | 0 | 0 | 0 | 0 | 0 |  | 0 | 0 | 0 | 0 | 0 | 0 | 0 | 0 | 0 | 0 | 0 | 0 | 0 | 0 | 0 | 0 | 0 | 0 | 0 | 0 | 0 | 0 | 0 | 0 | 0 | 0 | 0 | 0 | 0 | 0 | 0 | 0 | 0 | 0 | 0 | 0 |  | 0 | 0 | 0 | 0 | 0 | 0 | 0 | 0 | 0 | 0 | 0 | 0 | 0 | 0 | 0 | 0 | 0 | 0 | 0 | 0 | 0 | 0 | 0 | 0 | 0 | 0 | 0 | 0 | 0 | 0 | 0 | 0 | 0 | 0 | 0 | 0 |  | 0 | 0 | 0 | 0 | 0 | 0 | 0 | 0 | 0 | 0 | 0 | 0 | 0 | 0 | 69.75 | 0 | 0 | 1 | 0 | 0 | 0 | 0 | 0 | 0 | 0 | 0 | 0 | 0 | 0 | 0 | 0 | 0 | -2 | 0 | 0 | 1 |  | 0 | 0 | 0 | 0 | 0 | 0 | 0 | 0 | 0 | 0 | 0 | 0 | 0 | 0 | 485.7544 | 0 | 0 | 1 | 0 | 0 | 0 | 0 | 0 | 0 | 0 | 0 | 0 | 0 | 0 | 0 | 0 | 0 | -2 | 0 | 0 | 1 |  | 1 | 1 | 1 | 1 | 1 | 1 | 1 | 2+ | 1 | 1
PG&E North of Greater Bay Study Area | Lakeville | 115 | 0 | 0 | 0 | 0 | 0 | 0 | 0 | 0 | 0 | 0 | 0 | 0 | 0 | 0 | 0 | 0 | 0 | 0 | 0 | 0 |  | 0 | 0 | 0 | 0 | 0 | 0 | 0 | 0 | 0 | 0 | 0 | 0 | 0 | 0 | 0 | 0 | 0 | 0 | 0 | 0 | 0 | 0 | 0 | 0 | 0 | 0 | 0 | 0 | 0 | 0 | 0 | 0 | 0 | 0 | 0 | 0 |  | 0 | 0 | 0 | 0 | 0 | 0 | 0 | 0 | 0 | 0 | 4 | 0 | 0 | 0 | 0 | 0 | 0 | 1 | 0 | 0 | 0 | 0 | 0 | 0 | 0 | 0 | 0 | 0 | -2 | 0 | 0 | 0 | 0 | 0 | 0 | 1 |  | 0 | 0 | 0 | 0 | 0 | 0 | 0 | 0 | 0 | 0 | 4 | 0 | 0 | 0 | 0 | 0 | 0 | 1 | 0 | 0 | 0 | 0 | 0 | 0 | 0 | 0 | 0 | 0 | -2 | 0 | 0 | 0 | 0 | 0 | 0 | 1 |  | 0 | 0 | 0 | 0 | 0 | 0 | 0 | 0 | 0 | 0 | 4 | 0 | 0 | 0 | 0 | 0 | 0 | 1 | 0 | 0 | 0 | 0 | 0 | 0 | 0 | 0 | 0 | 0 | -2 | 0 | 0 | 0 | 0 | 0 | 0 | 1 |  | 1 | 1 | 1 | 1 | 1 | 4+ | 1 | 1 | 1 | 1
PG&E North of Greater Bay Study Area | Lambie | 230 | 0 | 0 | 0 | 0 | 0 | 0 | 0 | 0 | 0 | 0 | 0 | 0 | 0 | 0 | 0 | 0 | 0 | 0 | 0 | 0 |  | 0 | 0 | 0 | 0 | 0 | 0 | 0 | 0 | 0 | 0 | 0 | 0 | 0 | 0 | 0 | 0 | 0 | 0 | 0 | 0 | 0 | 0 | 0 | 0 | 0 | 0 | 0 | 0 | 0 | 0 | 0 | 0 | 0 | 0 | 0 | 0 |  | 0 | 0 | 0 | 0 | 0 | 0 | 0 | 0 | 0 | 0 | 0 | 0 | 0 | 0 | 0 | 0 | 0 | 0 | 0 | 0 | 0 | 0 | 0 | 0 | 0 | 0 | 0 | 0 | 0 | 0 | 0 | 0 | 0 | 0 | 0 | 0 |  | 0 | 0 | 0 | 0 | 0 | 0 | 0 | 0 | 0 | 0 | 0 | 0 | 0 | 0 | 0 | 0 | 0 | 0 | 0 | 0 | 0 | 0 | 0 | 0 | 0 | 0 | 0 | 0 | 0 | 0 | 0 | 0 | 0 | 0 | 0 | 0 |  | 0 | 0 | 0 | 0 | 0 | 0 | 0 | 0 | 0 | 0 | 0 | 0 | 0 | 0 | 817.3487 | 0 | 0 | 1 | 0 | 0 | 0 | 0 | 0 | 0 | 0 | 0 | 0 | 0 | 0 | 0 | 0 | 0 | -2 | 0 | 0 | 1 |  | 1 | 1 | 1 | 1 | 1 | 1 | 1 | 1+ | 1 | 1
PG&E Greater Bay Study Area | Lammers | 115 | 0 | 0 | 0 | 0 | 0 | 0 | 0 | 0 | 0 | 0 | 0 | 1.1 | 0 | 0 | 0 | 0 | 0 | 0 | 0 | 1 |  | 0 | 0 | 0 | 0 | 0 | 0 | 0 | 0 | 0 | 0 | 0 | 0 | 0 | 0 | 0 | 0 | 0 | 0 | 0 | 0 | 0 | 0 | 0 | 0 | 0 | 0 | 0 | 0 | 2 | 0 | 0 | 0 | 0 | 0 | 0 | 1 |  | 0 | 0 | 0 | 0 | 0 | 0 | 0 | 0 | 0 | 0 | 1.159 | 0 | 0 | 0 | 0 | 0 | 0 | 1 | 0 | 0 | 0 | 0 | 0 | 0 | 0 | 0 | 0 | 0 | 0 | 0 | 0 | 0 | 0 | 0 | 0 | 0 |  | 0 | 0 | 0 | 0 | 0 | 0 | 0 | 0 | 0 | 0 | 1.159 | 0 | 0 | 0 | 0 | 0 | 0 | 1 | 0 | 0 | 0 | 0 | 0 | 0 | 0 | 0 | 0 | 0 | 0 | 0 | 0 | 0 | 0 | 0 | 0 | 0 |  | 0 | 0 | 0 | 0 | 0 | 0 | 0 | 0 | 0 | 0 | 1.159 | 0 | 0 | 0 | 151.3 | 0 | 0 | 1 | 0 | 0 | 0 | 0 | 0 | 0 | 0 | 0 | 0 | 0 | 0 | 0 | 0 | 0 | -2 | 0 | 0 | 1 |  | 1 | 1 | 1 | 1 | 1 | 1 | 1 | 1+ | 1 | 1
PG&E Kern Study Area | Lamont | 115 | 0 | 5 | 0 | 0 | 0 | 0 | 0 | 0 | 0 | 0 | 0 | 1.2 | 0 | 0 | 0 | 0 | 0 | 0 | 0 | 1 |  | 0 | 0 | 0 | 0 | 0 | 0 | 0 | 0 | 0 | 0 | 0 | 0 | 0 | 0 | 0 | 0 | 0 | 0 | 0 | 0 | 2 | 2 | 0 | 0 | 0 | 0 | 0 | 0 | 2 | 0 | 0 | 0 | 0 | 0 | 0 | 1 |  | 0 | 0 | 0 | 5 | 0 | 0 | 0 | 0 | 0 | 0 | 1.2 | 0 | 0 | 0 | 0 | 0 | 0 | 1 | 0 | 0 | 2 | 0 | 0 | 0 | 0 | 0 | 0 | 0 | 0 | 0 | 0 | 0 | 0 | 0 | 0 | 1 |  | 0 | 0 | 0 | 5 | 0 | 0 | 0 | 0 | 0 | 0 | 1.2 | 0 | 103.455 | 0 | 51.401 | 0 | 0 | 1 | 0 | 0 | 2 | 0 | 0 | 0 | 0 | 0 | 0 | 0 | 0 | 0 | -2 | 0 | -2 | 0 | 0 | 1 |  | 0 | 0 | 0 | 5 | 0 | 0 | 0 | 0 | 0 | 0 | 1.2 | 0 | 103.455 | 0 | 152.301 | 0 | 0 | 1 | 0 | 0 | 2 | 0 | 0 | 0 | 0 | 0 | 0 | 0 | 0 | 0 | -2 | 0 | -2 | 0 | 0 | 1 |  | 1 | 1 | 1 | 1 | 1 | 1 | 2+ | 2+ | 1 | 1
PG&E Fresno Study Area | Las Aguilas | 230 | 0 | 0 | 0 | 0 | 0 | 0 | 0 | 0 | 0 | 0 | 0 | 0 | 0 | 0 | 0 | 0 | 0 | 0 | 0 | 0 |  | 0 | 0 | 0 | 0 | 0 | 0 | 0 | 0 | 0 | 0 | 0 | 0 | 0 | 0 | 0 | 0 | 0 | 0 | 0 | 0 | 0 | 0 | 0 | 0 | 0 | 0 | 0 | 0 | 0 | 0 | 0 | 0 | 0 | 0 | 0 | 0 |  | 0 | 0 | 0 | 0 | 0 | 0 | 0 | 0 | 0 | 0 | 0 | 0 | 0 | 0 | 0 | 0 | 0 | 0 | 0 | 0 | 0 | 0 | 0 | 0 | 0 | 0 | 0 | 0 | 0 | 0 | 0 | 0 | 0 | 0 | 0 | 0 |  | 0 | 0 | 0 | 0 | 0 | 0 | 0 | 0 | 0 | 0 | 0 | 0 | 0 | 0 | 0 | 0 | 0 | 0 | 0 | 0 | 0 | 0 | 0 | 0 | 0 | 0 | 0 | 0 | 0 | 0 | 0 | 0 | 0 | 0 | 0 | 0 |  | 0 | 0 | 0 | 0 | 0 | 0 | 0 | 0 | 0 | 0 | 0 | 0 | 0 | 0 | 0 | 0 | 0 | 0 | 0 | 0 | 0 | 0 | 0 | 0 | 0 | 0 | 0 | 0 | 0 | 0 | 0 | 0 | 0 | 0 | 0 | 0 |  | 1 | 1 | 1 | 1 | 1 | 1 | 1 | 1 | 1 | 0
East of Pisgah Study Area | Lathrop | 138 | 0 | 0 | 400 | 200 | 600 | 0 | 0 | 0 | 0 | 0 | 0 | 0 | 0 | 0 | 0 | 0 | 0 | 0 | 0 | 1 |  | 0 | 0 | 0 | 0 | 0 | 0 | 0 | 0 | 0 | 0 | 0 | 0 | 0 | 0 | 0 | 0 | 0 | 0 | 0 | 0 | 0 | 0 | 2 | 2 | 0 | 0 | 0 | 0 | 0 | 0 | 0 | 0 | 0 | 0 | 0 | 1 |  | 0 | 0 | 0 | 0 | 0 | 0 | 0 | 0 | 0 | 0 | 0 | 0 | 0 | 0 | 0 | 0 | 0 | 0 | 0 | 0 | 0 | 0 | 2 | 2 | 0 | 0 | 0 | 0 | 0 | 0 | 0 | 0 | 0 | 0 | 0 | 1 |  | 0 | 0 | 0 | 0 | 0 | 0 | 0 | 0 | 0 | 0 | 0 | 0 | 0 | 0 | 0 | 0 | 0 | 0 | 0 | 0 | 0 | 0 | 2 | 2 | 0 | 0 | 0 | 0 | 0 | 0 | 0 | 0 | 0 | 0 | 0 | 1 |  | 0 | 0 | 0 | 0 | 0 | 0 | 0 | 0 | 0 | 0 | 0 | 0 | 516.7638 | 0 | 516.7638 | 0 | 0 | 1 | 0 | 0 | 0 | 0 | 2 | 2 | 0 | 0 | 0 | 0 | 0 | 0 | -2 | 0 | -2 | 0 | 0 | 1 |  | 1 | 1 | 5- | 1 | 1 | 1 | 1+ | 1+ | 1 | 1
PG&E Fresno Study Area | Le Grand | 115 | 0 | 0 | 0 | 0 | 0 | 0 | 0 | 0 | 0 | 0 | 0 | 0 | 0 | 0 | 0 | 0 | 0 | 0 | 0 | 0 |  | 0 | 0 | 0 | 0 | 0 | 0 | 0 | 0 | 0 | 0 | 0 | 0 | 0 | 0 | 0 | 0 | 0 | 0 | 0 | 0 | 0 | 0 | 0 | 0 | 0 | 0 | 0 | 0 | 0 | 0 | 0 | 0 | 0 | 0 | 0 | 0 |  | 0 | 0 | 0 | 0 | 0 | 0 | 0 | 0 | 0 | 0 | 0 | 0 | 0 | 0 | 0 | 0 | 0 | 0 | 0 | 0 | 0 | 0 | 0 | 0 | 0 | 0 | 0 | 0 | 0 | 0 | 0 | 0 | 0 | 0 | 0 | 0 |  | 0 | 0 | 0 | 0 | 0 | 0 | 0 | 0 | 0 | 0 | 0 | 0 | 0 | 0 | 0 | 0 | 0 | 0 | 0 | 0 | 0 | 0 | 0 | 0 | 0 | 0 | 0 | 0 | 0 | 0 | 0 | 0 | 0 | 0 | 0 | 0 |  | 0 | 0 | 0 | 0 | 0 | 0 | 0 | 0 | 0 | 0 | 0 | 0 | 131.43 | 0 | 65.47 | 0 | 0 | 1 | 0 | 0 | 0 | 0 | 0 | 0 | 0 | 0 | 0 | 0 | 0 | 0 | -2 | 0 | -2 | 0 | 0 | 1 |  | 1 | 1 | 1 | 1 | 1 | 1 | 1+ | 1+ | 1 | 1
PG&E Kern Study Area | Lerdo | 115 | 0 | 0 | 0 | 0 | 0 | 0 | 0 | 0 | 0 | 0 | 0 | 0 | 0 | 0 | 0 | 0 | 0 | 0 | 0 | 0 |  | 0 | 0 | 0 | 0 | 0 | 0 | 0 | 0 | 0 | 0 | 0 | 0 | 0 | 0 | 0 | 0 | 0 | 0 | 0 | 0 | 0 | 0 | 0 | 0 | 0 | 0 | 0 | 0 | 0 | 0 | 0 | 0 | 0 | 0 | 0 | 0 |  | 0 | 0 | 0 | 0 | 0 | 0 | 0 | 0 | 0 | 0 | 2.5 | 0 | 0 | 0 | 0 | 0 | 0 | 1 | 0 | 0 | 0 | 0 | 0 | 0 | 0 | 0 | 0 | 0 | -2 | 0 | 0 | 0 | 0 | 0 | 0 | 1 |  | 0 | 0 | 0 | 0 | 0 | 0 | 0 | 0 | 0 | 0 | 2.5 | 0 | 0 | 0 | 0 | 0 | 0 | 1 | 0 | 0 | 0 | 0 | 0 | 0 | 0 | 0 | 0 | 0 | -2 | 0 | 0 | 0 | 0 | 0 | 0 | 1 |  | 0 | 0 | 0 | 0 | 0 | 0 | 0 | 0 | 0 | 0 | 2.5 | 0 | 0 | 0 | 0 | 0 | 0 | 1 | 0 | 0 | 0 | 0 | 0 | 0 | 0 | 0 | 0 | 0 | -2 | 0 | 0 | 0 | 0 | 0 | 0 | 1 |  | 1 | 1 | 1 | 1 | 1 | 4+ | 1 | 1 | 1 | 1
SCE Metro Study Area | Lewis | 230 | 0 | 0 | 0 | 0 | 0 | 0 | 0 | 0 | 0 | 0 | 0 | 0 | 0 | 0 | 0 | 0 | 0 | 0 | 0 | 0 |  | 0 | 0 | 0 | 0 | 0 | 0 | 0 | 0 | 0 | 0 | 0 | 0 | 0 | 0 | 0 | 0 | 0 | 0 | 0 | 0 | 0 | 0 | 0 | 0 | 0 | 0 | 0 | 0 | 0 | 0 | 0 | 0 | 0 | 0 | 0 | 0 |  | 0 | 0 | 0 | 0 | 0 | 0 | 0 | 0 | 0 | 0 | 0 | 0 | 0 | 0 | 0 | 0 | 0 | 0 | 0 | 0 | 0 | 0 | 0 | 0 | 0 | 0 | 0 | 0 | 0 | 0 | 0 | 0 | 0 | 0 | 0 | 0 |  | 0 | 0 | 0 | 0 | 0 | 0 | 0 | 0 | 0 | 0 | 0 | 0 | 0 | 0 | 0 | 0 | 0 | 0 | 0 | 0 | 0 | 0 | 0 | 0 | 0 | 0 | 0 | 0 | 0 | 0 | 0 | 0 | 0 | 0 | 0 | 0 |  | 0 | 0 | 0 | 0 | 0 | 0 | 0 | 0 | 0 | 0 | 0 | 0 | 0 | 0 | 0 | 0 | 0 | 0 | 0 | 0 | 0 | 0 | 0 | 0 | 0 | 0 | 0 | 0 | 0 | 0 | 0 | 0 | 0 | 0 | 0 | 0 |  | 1 | 1 | 1 | 1 | 1 | 1 | 1 | 1 | 1 | 0
SCE Metro Study Area | Lighthipe | 230 | 0 | 0 | 0 | 0 | 0 | 0 | 0 | 0 | 0 | 0 | 0 | 0 | 0 | 0 | 0 | 0 | 0 | 0 | 0 | 0 |  | 0 | 0 | 0 | 0 | 0 | 0 | 0 | 0 | 0 | 0 | 0 | 0 | 0 | 0 | 0 | 0 | 0 | 0 | 0 | 0 | 0 | 0 | 0 | 0 | 0 | 0 | 0 | 0 | 0 | 0 | 0 | 0 | 0 | 0 | 0 | 0 |  | 0 | 0 | 0 | 0 | 0 | 0 | 0 | 0 | 0 | 0 | 2 | 0 | 0 | 0 | 0 | 0 | 0 | 1 | 0 | 0 | 0 | 0 | 0 | 0 | 0 | 0 | 0 | 0 | -2 | 0 | 0 | 0 | 0 | 0 | 0 | 1 |  | 0 | 0 | 0 | 0 | 0 | 0 | 0 | 0 | 0 | 0 | 2 | 0 | 0 | 0 | 0 | 0 | 0 | 1 | 0 | 0 | 0 | 0 | 0 | 0 | 0 | 0 | 0 | 0 | -2 | 0 | 0 | 0 | 0 | 0 | 0 | 1 |  | 0 | 0 | 0 | 0 | 0 | 0 | 0 | 0 | 0 | 0 | 7.24 | 0 | 0 | 0 | 773.8648 | 0 | 0 | 1 | 0 | 0 | 0 | 0 | 0 | 0 | 0 | 0 | 0 | 0 | -2 | 0 | 0 | 0 | -2 | 0 | 0 | 1 |  | 1 | 1 | 1 | 1 | 1 | 4+ | 1 | 1+ | 1 | 1
PG&E North of Greater Bay Study Area | Lincoln | 115 | 0 | 0 | 0 | 0 | 0 | 0 | 0 | 0 | 0 | 0 | 0 | 0 | 0 | 0 | 0 | 0 | 0 | 0 | 0 | 0 |  | 0 | 0 | 0 | 0 | 0 | 0 | 0 | 0 | 0 | 0 | 0 | 0 | 0 | 0 | 0 | 0 | 0 | 0 | 0 | 0 | 0 | 0 | 0 | 0 | 0 | 0 | 0 | 0 | 0 | 0 | 0 | 0 | 0 | 0 | 0 | 0 |  | 0 | 0 | 0 | 0 | 0 | 0 | 0 | 0 | 0 | 0 | 0 | 0 | 0 | 0 | 0 | 0 | 0 | 0 | 0 | 0 | 0 | 0 | 0 | 0 | 0 | 0 | 0 | 0 | 0 | 0 | 0 | 0 | 0 | 0 | 0 | 0 |  | 0 | 0 | 0 | 0 | 0 | 0 | 0 | 0 | 0 | 0 | 0 | 0 | 0 | 0 | 0 | 0 | 0 | 0 | 0 | 0 | 0 | 0 | 0 | 0 | 0 | 0 | 0 | 0 | 0 | 0 | 0 | 0 | 0 | 0 | 0 | 0 |  | 0 | 0 | 0 | 0 | 0 | 0 | 0 | 0 | 0 | 0 | 0 | 0 | 0 | 0 | 0 | 0 | 0 | 0 | 0 | 0 | 0 | 0 | 0 | 0 | 0 | 0 | 0 | 0 | 0 | 0 | 0 | 0 | 0 | 0 | 0 | 0 |  | 1 | 1 | 1 | 1 | 1 | 1 | 1 | 1 | 1 | 0
PG&E Kern Study Area | Live Oak | 115 | 0 | 0 | 0 | 0 | 0 | 0 | 0 | 0 | 0 | 0 | 0 | 0 | 0 | 0 | 0 | 0 | 0 | 0 | 0 | 0 |  | 0 | 0 | 0 | 0 | 0 | 0 | 0 | 0 | 0 | 0 | 0 | 0 | 0 | 0 | 0 | 0 | 0 | 0 | 0 | 0 | 0 | 0 | 0 | 0 | 0 | 0 | 0 | 0 | 0 | 0 | 0 | 0 | 0 | 0 | 0 | 0 |  | 0 | 0 | 0 | 0 | 0 | 0 | 0 | 0 | 0 | 0 | 0 | 0 | 0 | 0 | 0 | 0 | 0 | 0 | 0 | 0 | 0 | 0 | 0 | 0 | 0 | 0 | 0 | 0 | 0 | 0 | 0 | 0 | 0 | 0 | 0 | 0 |  | 0 | 0 | 0 | 0 | 0 | 0 | 0 | 0 | 0 | 0 | 0 | 0 | 0 | 0 | 0 | 0 | 0 | 0 | 0 | 0 | 0 | 0 | 0 | 0 | 0 | 0 | 0 | 0 | 0 | 0 | 0 | 0 | 0 | 0 | 0 | 0 |  | 0 | 0 | 0 | 0 | 0 | 0 | 0 | 0 | 0 | 0 | 0 | 0 | 0 | 0 | 0 | 0 | 0 | 0 | 0 | 0 | 0 | 0 | 0 | 0 | 0 | 0 | 0 | 0 | 0 | 0 | 0 | 0 | 0 | 0 | 0 | 0 |  | 1 | 1 | 1 | 1 | 1 | 1 | 1 | 1 | 1 | 0
PG&E Greater Bay Study Area | Llagas | 115 | 0 | 0 | 0 | 0 | 0 | 0 | 0 | 0 | 0 | 0 | 0 | 0 | 0 | 0 | 0 | 0 | 44 | 44 | 0 | 1 |  | 0 | 0 | 0 | 0 | 0 | 0 | 0 | 0 | 0 | 0 | 0 | 0 | 0 | 0 | 0 | 0 | 0 | 0 | 0 | 0 | 0 | 0 | 0 | 0 | 0 | 0 | 0 | 0 | 0 | 0 | 0 | 2 | 2 | 0 | 0 | 1 |  | 0 | 0 | 0 | 0 | 0 | 0 | 0 | 0 | 0 | 0 | 0 | 0 | 0 | 120 | 124.3 | 0 | 0 | 1 | 0 | 0 | 0 | 0 | 0 | 0 | 0 | 0 | 0 | 0 | 0 | 0 | 0 | -2 | -2 | 0 | 0 | 1 |  | 0 | 0 | 0 | 0 | 0 | 0 | 0 | 0 | 0 | 0 | 0 | 0 | 0 | 120 | 124.3 | 0 | 0 | 1 | 0 | 0 | 0 | 0 | 0 | 0 | 0 | 0 | 0 | 0 | 0 | 0 | 0 | -2 | -2 | 0 | 0 | 1 |  | 0 | 0 | 0 | 0 | 0 | 0 | 0 | 0 | 0 | 0 | 0 | 0 | 0 | 120 | 124.3 | 0 | 0 | 1 | 0 | 0 | 0 | 0 | 0 | 0 | 0 | 0 | 0 | 0 | 0 | 0 | 0 | -2 | -2 | 0 | 0 | 1 |  | 1 | 1 | 1 | 1 | 1 | 1 | 1 | 4+ | 1 | 1
PG&E Greater Bay Study Area | Lockeford | 230 | 0 | 0 | 0 | 0 | 0 | 0 | 0 | 0 | 0 | 0 | 0 | 0 | 0 | 0 | 0 | 0 | 0 | 0 | 0 | 0 |  | 0 | 0 | 0 | 0 | 0 | 0 | 0 | 0 | 0 | 0 | 0 | 0 | 0 | 0 | 0 | 0 | 0 | 0 | 0 | 0 | 0 | 0 | 0 | 0 | 0 | 0 | 0 | 0 | 0 | 0 | 0 | 0 | 0 | 0 | 0 | 0 |  | 0 | 0 | 0 | 0 | 0 | 0 | 0 | 0 | 0 | 0 | 1 | 0 | 0 | 0 | 0 | 0 | 0 | 1 | 0 | 0 | 0 | 0 | 0 | 0 | 0 | 0 | 0 | 0 | -2 | 0 | 0 | 0 | 0 | 0 | 0 | 1 |  | 0 | 0 | 0 | 0 | 0 | 0 | 0 | 0 | 0 | 0 | 1 | 0 | 0 | 0 | 0 | 0 | 0 | 1 | 0 | 0 | 0 | 0 | 0 | 0 | 0 | 0 | 0 | 0 | -2 | 0 | 0 | 0 | 0 | 0 | 0 | 1 |  | 0 | 0 | 0 | 0 | 0 | 0 | 0 | 0 | 0 | 0 | 1 | 0 | 0 | 0 | 0 | 0 | 0 | 1 | 0 | 0 | 0 | 0 | 0 | 0 | 0 | 0 | 0 | 0 | -2 | 0 | 0 | 0 | 0 | 0 | 0 | 1 |  | 1 | 1 | 1 | 1 | 1 | 4+ | 1 | 1 | 1 | 1
PG&E North of Greater Bay Study Area | Logan Creek | 230 | 0 | 0 | 0 | 0 | 0 | 0 | 0 | 0 | 0 | 0 | 0 | 0 | 0 | 0 | 0 | 0 | 0 | 0 | 0 | 0 |  | 0 | 0 | 0 | 0 | 0 | 0 | 0 | 0 | 0 | 0 | 0 | 0 | 0 | 0 | 0 | 0 | 0 | 0 | 0 | 0 | 0 | 0 | 0 | 0 | 0 | 0 | 0 | 0 | 0 | 0 | 0 | 0 | 0 | 0 | 0 | 0 |  | 0 | 0 | 0 | 0 | 0 | 0 | 0 | 0 | 0 | 0 | 0 | 0 | 0 | 0 | 0 | 0 | 0 | 0 | 0 | 0 | 0 | 0 | 0 | 0 | 0 | 0 | 0 | 0 | 0 | 0 | 0 | 0 | 0 | 0 | 0 | 0 |  | 0 | 0 | 0 | 0 | 0 | 0 | 0 | 0 | 0 | 0 | 0 | 0 | 0 | 0 | 0 | 0 | 0 | 0 | 0 | 0 | 0 | 0 | 0 | 0 | 0 | 0 | 0 | 0 | 0 | 0 | 0 | 0 | 0 | 0 | 0 | 0 |  | 0 | 0 | 0 | 0 | 0 | 0 | 0 | 0 | 0 | 0 | 0 | 0 | 0 | 0 | 0 | 0 | 0 | 0 | 0 | 0 | 0 | 0 | 0 | 0 | 0 | 0 | 0 | 0 | 0 | 0 | 0 | 0 | 0 | 0 | 0 | 0 |  | 1 | 1 | 1 | 1 | 1 | 1 | 1 | 1 | 1 | 0
PG&E Greater Bay Study Area | Lonetree | 230 | 0 | 0 | 0 | 0 | 0 | 0 | 0 | 0 | 0 | 0 | 0 | 1 | 0 | 0 | 0 | 0 | 0 | 0 | 0 | 1 |  | 0 | 0 | 0 | 0 | 0 | 0 | 0 | 0 | 0 | 0 | 0 | 0 | 0 | 0 | 0 | 0 | 0 | 0 | 0 | 0 | 0 | 0 | 0 | 0 | 0 | 0 | 0 | 0 | 2 | 0 | 0 | 0 | 0 | 0 | 0 | 1 |  | 0 | 0 | 0 | 0 | 0 | 0 | 0 | 0 | 0 | 0 | 0.938 | 0 | 0 | 0 | 0 | 0 | 0 | 1 | 0 | 0 | 0 | 0 | 0 | 0 | 0 | 0 | 0 | 0 | 0 | 0 | 0 | 0 | 0 | 0 | 0 | 0 |  | 0 | 0 | 0 | 0 | 0 | 0 | 0 | 0 | 0 | 0 | 0.938 | 0 | 0 | 0 | 0 | 0 | 0 | 1 | 0 | 0 | 0 | 0 | 0 | 0 | 0 | 0 | 0 | 0 | 0 | 0 | 0 | 0 | 0 | 0 | 0 | 0 |  | 0 | 0 | 0 | 0 | 0 | 0 | 0 | 0 | 0 | 0 | 1.838 | 0 | 0 | 0 | 0 | 0 | 0 | 1 | 0 | 0 | 0 | 0 | 0 | 0 | 0 | 0 | 0 | 0 | -2 | 0 | 0 | 0 | 0 | 0 | 0 | 1 |  | 1 | 1 | 1 | 1 | 1 | 1+ | 1 | 1 | 1 | 1
PG&E Fresno Study Area | Los Banos | 500 | 0 | 0 | 0 | 0 | 0 | 0 | 0 | 0 | 0 | 0 | 0 | 0 | 0 | 0 | 0 | 0 | 0 | 0 | 0 | 0 |  | 0 | 0 | 0 | 0 | 0 | 0 | 0 | 0 | 0 | 0 | 0 | 0 | 0 | 0 | 0 | 0 | 0 | 0 | 0 | 0 | 0 | 0 | 0 | 0 | 0 | 0 | 0 | 0 | 0 | 0 | 0 | 0 | 0 | 0 | 0 | 0 |  | 0 | 0 | 0 | 0 | 0 | 0 | 0 | 0 | 0 | 0 | 0 | 0 | 0 | 0 | 0 | 0 | 0 | 0 | 0 | 0 | 0 | 0 | 0 | 0 | 0 | 0 | 0 | 0 | 0 | 0 | 0 | 0 | 0 | 0 | 0 | 0 |  | 0 | 0 | 0 | 0 | 0 | 0 | 0 | 0 | 0 | 0 | 0 | 0 | 0 | 0 | 0 | 0 | 0 | 0 | 0 | 0 | 0 | 0 | 0 | 0 | 0 | 0 | 0 | 0 | 0 | 0 | 0 | 0 | 0 | 0 | 0 | 0 |  | 0 | 0 | 0 | 0 | 0 | 0 | 0 | 0 | 0 | 0 | 0 | 0 | 1176.1 | 0 | 1176.1 | 0 | 0 | 1 | 0 | 0 | 0 | 0 | 0 | 0 | 0 | 0 | 0 | 0 | 0 | 0 | -2 | 0 | -2 | 0 | 0 | 1 |  | 1 | 1 | 1 | 1 | 1 | 1 | 1+ | 1+ | 1 | 1
PG&E Fresno Study Area | Los Banos | 230 | 0 | 0 | 60 | 5 | 65 | 0 | 0 | 0 | 0 | 0 | 0 | 0 | 250 | 250 | 500 | 99.6 | 71 | 170.6 | 0 | 1 |  | 0 | 0 | 0 | 0 | 0 | 3.6 | 0 | 0 | 0 | 0 | 0 | 100 | 102.5 | 25.544 | 50 | 0 | 0 | 1 | 0 | 0 | 0 | 0 | 2 | 2 | 0 | 0 | 0 | 0 | 0 | 2 | 2 | 2 | 2 | 0 | 0 | 1 |  | 0 | 0 | 0 | 0 | 60.45 | 64.05 | 0 | 0 | 0 | 0 | 0 | 200 | 233.35 | 80.484 | 104.94 | 0 | 0 | 1 | 0 | 0 | 0 | 0 | 0 | 0 | 0 | 0 | 0 | 0 | 0 | 1 | 2 | 2 | 2 | 0 | 0 | 1 |  | 0 | 0 | 0 | 0 | 60.45 | 64.05 | 0 | 0 | 0 | 0 | 0 | 200 | 310.8274 | 155.484 | 182.4174 | 0 | 0 | 1 | 0 | 0 | 0 | 0 | 0 | 0 | 0 | 0 | 0 | 0 | 0 | 1 | 2 | 0 | 0 | 0 | 0 | 1 |  | 0 | 0 | 0 | 0 | 60.45 | 64.05 | 0 | 0 | 0 | 0 | 0 | 200 | 617.8274 | 155.484 | 590.4174 | 0 | 0 | 1 | 0 | 0 | 0 | 0 | 0 | 0 | 0 | 0 | 0 | 0 | 0 | 1 | -1 | 0 | -2 | 0 | 0 | 1 |  | 1 | 1 | 1 | 1 | 1 | 1 | 3- | 1+ | 1 | 1
PG&E Fresno Study Area | New Sub - Los Banos - Midway (Proposed) | 500 | 0 | 0 | 0 | 0 | 0 | 0 | 0 | 0 | 0 | 0 | 0 | 0 | 0 | 0 | 0 | 0 | 0 | 0 | 0 | 0 |  | 0 | 0 | 0 | 0 | 0 | 0 | 0 | 0 | 0 | 0 | 0 | 0 | 0 | 0 | 0 | 0 | 0 | 0 | 0 | 0 | 0 | 0 | 0 | 0 | 0 | 0 | 0 | 0 | 0 | 0 | 0 | 0 | 0 | 0 | 0 | 0 |  | 0 | 0 | 0 | 0 | 0 | 0 | 0 | 0 | 0 | 0 | 0 | 0 | 0 | 0 | 0 | 0 | 0 | 0 | 0 | 0 | 0 | 0 | 0 | 0 | 0 | 0 | 0 | 0 | 0 | 0 | 0 | 0 | 0 | 0 | 0 | 0 |  | 0 | 0 | 0 | 0 | 0 | 0 | 0 | 0 | 0 | 0 | 0 | 0 | 0 | 0 | 0 | 0 | 0 | 0 | 0 | 0 | 0 | 0 | 0 | 0 | 0 | 0 | 0 | 0 | 0 | 0 | 0 | 0 | 0 | 0 | 0 | 0 |  | 0 | 0 | 0 | 0 | 0 | 0 | 0 | 0 | 0 | 0 | 0 | 0 | 1182.384 | 0 | 1182.384 | 0 | 0 | 1 | 0 | 0 | 0 | 0 | 0 | 0 | 0 | 0 | 0 | 0 | 0 | 0 | -2 | 0 | -2 | 0 | 0 | 1 |  | 1 | 1 | 1 | 1 | 1 | 1 | 1+ | 1+ | 1 | 1
PG&E Greater Bay Study Area | Los Esteros | 230 | 0 | 0 | 0 | 0 | 0 | 0 | 0 | 0 | 0 | 0 | 0 | 0 | 0 | 0 | 0 | 0 | 0 | 0 | 0 | 0 |  | 0 | 0 | 0 | 0 | 0 | 0 | 0 | 0 | 0 | 0 | 0 | 0 | 0 | 0 | 0 | 0 | 0 | 0 | 0 | 0 | 0 | 0 | 0 | 0 | 0 | 0 | 0 | 0 | 0 | 0 | 0 | 0 | 0 | 0 | 0 | 0 |  | 0 | 0 | 0 | 0 | 0 | 0 | 0 | 0 | 0 | 0 | 0 | 0 | 0 | 0 | 0 | 0 | 0 | 0 | 0 | 0 | 0 | 0 | 0 | 0 | 0 | 0 | 0 | 0 | 0 | 0 | 0 | 0 | 0 | 0 | 0 | 0 |  | 0 | 0 | 0 | 0 | 0 | 0 | 0 | 0 | 0 | 0 | 0 | 0 | 0 | 0 | 0 | 0 | 0 | 0 | 0 | 0 | 0 | 0 | 0 | 0 | 0 | 0 | 0 | 0 | 0 | 0 | 0 | 0 | 0 | 0 | 0 | 0 |  | 0 | 0 | 0 | 0 | 0 | 0 | 0 | 0 | 0 | 0 | 0 | 0 | 0 | 0 | 0 | 0 | 0 | 0 | 0 | 0 | 0 | 0 | 0 | 0 | 0 | 0 | 0 | 0 | 0 | 0 | 0 | 0 | 0 | 0 | 0 | 0 |  | 1 | 1 | 1 | 1 | 1 | 1 | 1 | 1 | 1 | 0
PG&E Greater Bay Study Area | Los Esteros | 115 | 0 | 0 | 0 | 0 | 0 | 0 | 0 | 0 | 0 | 0 | 0 | 0 | 0 | 0 | 0 | 200 | 6 | 206 | 0 | 1 |  | 0 | 0 | 0 | 0 | 0 | 0 | 0 | 0 | 0 | 0 | 0 | 0 | 0 | 0 | 3 | 0 | 0 | 1 | 0 | 0 | 0 | 0 | 0 | 0 | 0 | 0 | 0 | 0 | 0 | 0 | 0 | 2 | 2 | 0 | 0 | 1 |  | 0 | 0 | 0 | 0 | 0 | 0 | 0 | 0 | 0 | 0 | 0 | 0 | 0 | 200 | 203 | 0 | 0 | 1 | 0 | 0 | 0 | 0 | 0 | 0 | 0 | 0 | 0 | 0 | 0 | 0 | 0 | 0 | 0 | 0 | 0 | 0 |  | 0 | 0 | 0 | 0 | 0 | 0 | 0 | 0 | 0 | 0 | 0 | 0 | 0 | 203 | 206 | 0 | 0 | 1 | 0 | 0 | 0 | 0 | 0 | 0 | 0 | 0 | 0 | 0 | 0 | 0 | 0 | 0 | 0 | 0 | 0 | 0 |  | 0 | 0 | 0 | 0 | 0 | 0 | 0 | 0 | 0 | 0 | 0 | 0 | 0 | 203 | 512.29 | 0 | 0 | 1 | 0 | 0 | 0 | 0 | 0 | 0 | 0 | 0 | 0 | 0 | 0 | 0 | 0 | 0 | -2 | 0 | 0 | 1 |  | 1 | 1 | 1 | 1 | 1 | 1 | 1 | 1+ | 1 | 1
PG&E Greater Bay Study Area | Los Positas | 230 | 0 | 0 | 0 | 0 | 0 | 0 | 0 | 0 | 0 | 0 | 0 | 0 | 0 | 0 | 0 | 0 | 0 | 0 | 0 | 0 |  | 0 | 0 | 0 | 0 | 0 | 0 | 0 | 0 | 0 | 0 | 0 | 0 | 0 | 0 | 0 | 0 | 0 | 0 | 0 | 0 | 0 | 0 | 0 | 0 | 0 | 0 | 0 | 0 | 0 | 0 | 0 | 0 | 0 | 0 | 0 | 0 |  | 0 | 0 | 0 | 0 | 0 | 0 | 0 | 0 | 0 | 0 | 0 | 0 | 0 | 0 | 0 | 0 | 0 | 0 | 0 | 0 | 0 | 0 | 0 | 0 | 0 | 0 | 0 | 0 | 0 | 0 | 0 | 0 | 0 | 0 | 0 | 0 |  | 0 | 0 | 0 | 0 | 0 | 0 | 0 | 0 | 0 | 0 | 0 | 0 | 0 | 0 | 0 | 0 | 0 | 0 | 0 | 0 | 0 | 0 | 0 | 0 | 0 | 0 | 0 | 0 | 0 | 0 | 0 | 0 | 0 | 0 | 0 | 0 |  | 0 | 0 | 0 | 0 | 0 | 0 | 0 | 0 | 0 | 0 | 0 | 0 | 0 | 0 | 0 | 0 | 0 | 0 | 0 | 0 | 0 | 0 | 0 | 0 | 0 | 0 | 0 | 0 | 0 | 0 | 0 | 0 | 0 | 0 | 0 | 0 |  | 1 | 1 | 1 | 1 | 1 | 1 | 1 | 1 | 1 | 0
SDG&E Study Area | Loveland | 69 | 0 | 0 | 0 | 0 | 0 | 0 | 0 | 0 | 0 | 0 | 0 | 0 | 0 | 0 | 0 | 0 | 0 | 0 | 0 | 0 |  | 0 | 0 | 0 | 0 | 0 | 0 | 0 | 0 | 0 | 0 | 0 | 0 | 0 | 0 | 0 | 0 | 0 | 0 | 0 | 0 | 0 | 0 | 0 | 0 | 0 | 0 | 0 | 0 | 0 | 0 | 0 | 0 | 0 | 0 | 0 | 0 |  | 0 | 0 | 0 | 0 | 0 | 0 | 0 | 0 | 0 | 0 | 0 | 0 | 0 | 0 | 0 | 0 | 0 | 0 | 0 | 0 | 0 | 0 | 0 | 0 | 0 | 0 | 0 | 0 | 0 | 0 | 0 | 0 | 0 | 0 | 0 | 0 |  | 0 | 0 | 0 | 0 | 0 | 0 | 0 | 0 | 0 | 0 | 0 | 0 | 0 | 0 | 0 | 0 | 0 | 0 | 0 | 0 | 0 | 0 | 0 | 0 | 0 | 0 | 0 | 0 | 0 | 0 | 0 | 0 | 0 | 0 | 0 | 0 |  | 0 | 0 | 0 | 0 | 0 | 0 | 0 | 0 | 0 | 0 | 0 | 0 | 0 | 0 | 0 | 0 | 0 | 0 | 0 | 0 | 0 | 0 | 0 | 0 | 0 | 0 | 0 | 0 | 0 | 0 | 0 | 0 | 0 | 0 | 0 | 0 |  | 1 | 1 | 1 | 1 | 1 | 1 | 1 | 1 | 1 | 0
SCE Metro Study Area | Lugo | 500 | 0 | 0 | 0 | 0 | 0 | 0 | 0 | 0 | 0 | 0 | 0 | 0 | 0 | 0 | 0 | 0 | 0 | 0 | 0 | 0 |  | 0 | 0 | 0 | 0 | 0 | 0 | 0 | 0 | 0 | 0 | 0 | 0 | 0 | 0 | 0 | 0 | 0 | 0 | 0 | 0 | 0 | 0 | 0 | 0 | 0 | 0 | 0 | 0 | 0 | 0 | 0 | 0 | 0 | 0 | 0 | 0 |  | 0 | 0 | 0 | 0 | 0 | 0 | 0 | 0 | 0 | 0 | 0 | 0 | 0 | 0 | 0 | 0 | 0 | 0 | 0 | 0 | 0 | 0 | 0 | 0 | 0 | 0 | 0 | 0 | 0 | 0 | 0 | 0 | 0 | 0 | 0 | 0 |  | 0 | 0 | 0 | 0 | 0 | 0 | 0 | 0 | 0 | 0 | 0 | 0 | 0 | 0 | 0 | 0 | 0 | 0 | 0 | 0 | 0 | 0 | 0 | 0 | 0 | 0 | 0 | 0 | 0 | 0 | 0 | 0 | 0 | 0 | 0 | 0 |  | 0 | 0 | 0 | 0 | 0 | 0 | 0 | 0 | 0 | 0 | 0 | 0 | 0 | 0 | 512.58 | 0 | 0 | 1 | 0 | 0 | 0 | 0 | 0 | 0 | 0 | 0 | 0 | 0 | 0 | 0 | 0 | 0 | -2 | 0 | 0 | 1 |  | 1 | 1 | 1 | 1 | 1 | 1 | 1 | 1+ | 1 | 1
SCE North of Lugo Study Area | Lugo | 230 | 0 | 0 | 0 | 0 | 0 | 0 | 0 | 0 | 0 | 0 | 0 | 0 | 0 | 0 | 0 | 0 | 0 | 0 | 0 | 0 |  | 0 | 0 | 0 | 0 | 0 | 0 | 0 | 0 | 0 | 0 | 0 | 0 | 0 | 0 | 0 | 0 | 0 | 0 | 0 | 0 | 0 | 0 | 0 | 0 | 0 | 0 | 0 | 0 | 0 | 0 | 0 | 0 | 0 | 0 | 0 | 0 |  | 0 | 0 | 0 | 0 | 0 | 0 | 0 | 0 | 0 | 0 | 0 | 0 | 0 | 0 | 0 | 0 | 0 | 0 | 0 | 0 | 0 | 0 | 0 | 0 | 0 | 0 | 0 | 0 | 0 | 0 | 0 | 0 | 0 | 0 | 0 | 0 |  | 0 | 0 | 0 | 0 | 0 | 0 | 0 | 0 | 0 | 0 | 0 | 0 | 0 | 0 | 0 | 0 | 0 | 0 | 0 | 0 | 0 | 0 | 0 | 0 | 0 | 0 | 0 | 0 | 0 | 0 | 0 | 0 | 0 | 0 | 0 | 0 |  | 0 | 0 | 0 | 0 | 0 | 0 | 0 | 0 | 0 | 0 | 0 | 0 | 0 | 0 | 0 | 0 | 0 | 0 | 0 | 0 | 0 | 0 | 0 | 0 | 0 | 0 | 0 | 0 | 0 | 0 | 0 | 0 | 0 | 0 | 0 | 0 |  | 1 | 1 | 1 | 1 | 1 | 1 | 1 | 1 | 1 | 0
SCE North of Lugo Study Area | New Sub - Lugo - Pisgah (Proposed) | 230 | 0 | 0 | 100 | 50 | 150 | 0 | 0 | 0 | 0 | 0 | 0 | 0 | 0 | 0 | 0 | 0 | 0 | 0 | 0 | 1 |  | 0 | 0 | 0 | 0 | 0 | 0 | 0 | 0 | 0 | 0 | 0 | 0 | 0 | 0 | 0 | 0 | 0 | 0 | 0 | 0 | 0 | 0 | 2 | 2 | 0 | 0 | 0 | 0 | 0 | 0 | 0 | 0 | 0 | 0 | 0 | 1 |  | 0 | 0 | 0 | 0 | 0 | 0 | 0 | 0 | 0 | 0 | 0 | 0 | 0 | 0 | 0 | 0 | 0 | 0 | 0 | 0 | 0 | 0 | 2 | 2 | 0 | 0 | 0 | 0 | 0 | 0 | 0 | 0 | 0 | 0 | 0 | 1 |  | 0 | 0 | 0 | 0 | 0 | 0 | 0 | 0 | 0 | 0 | 0 | 0 | 0 | 0 | 0 | 0 | 0 | 0 | 0 | 0 | 0 | 0 | 2 | 2 | 0 | 0 | 0 | 0 | 0 | 0 | 0 | 0 | 0 | 0 | 0 | 1 |  | 0 | 0 | 0 | 0 | 0 | 150 | 0 | 0 | 0 | 0 | 0 | 0 | 0 | 0 | 0 | 0 | 0 | 1 | 0 | 0 | 0 | 0 | 2 | 0 | 0 | 0 | 0 | 0 | 0 | 0 | 0 | 0 | 0 | 0 | 0 | 1 |  | 1 | 1 | 3- | 1 | 1 | 1 | 1 | 1 | 1 | 1
PG&E North of Greater Bay Study Area | Madison | 115 | 0 | 0 | 0 | 0 | 0 | 0 | 0 | 0 | 0 | 0 | 0 | 0 | 0 | 0 | 0 | 0 | 0 | 0 | 0 | 0 |  | 0 | 0 | 0 | 0 | 0 | 0 | 0 | 0 | 0 | 0 | 0 | 0 | 0 | 0 | 0 | 0 | 0 | 0 | 0 | 0 | 0 | 0 | 0 | 0 | 0 | 0 | 0 | 0 | 0 | 0 | 0 | 0 | 0 | 0 | 0 | 0 |  | 0 | 0 | 0 | 0 | 0 | 0 | 0 | 0 | 0 | 0 | 0 | 0 | 0 | 0 | 0 | 0 | 0 | 0 | 0 | 0 | 0 | 0 | 0 | 0 | 0 | 0 | 0 | 0 | 0 | 0 | 0 | 0 | 0 | 0 | 0 | 0 |  | 0 | 0 | 0 | 0 | 0 | 0 | 0 | 0 | 0 | 0 | 0 | 0 | 0 | 0 | 0 | 0 | 0 | 0 | 0 | 0 | 0 | 0 | 0 | 0 | 0 | 0 | 0 | 0 | 0 | 0 | 0 | 0 | 0 | 0 | 0 | 0 |  | 0 | 0 | 0 | 0 | 0 | 0 | 0 | 0 | 0 | 0 | 0 | 0 | 0 | 0 | 0 | 0 | 0 | 0 | 0 | 0 | 0 | 0 | 0 | 0 | 0 | 0 | 0 | 0 | 0 | 0 | 0 | 0 | 0 | 0 | 0 | 0 |  | 1 | 1 | 1 | 1 | 1 | 1 | 1 | 1 | 1 | 0
SCE Northern Area | Magunden | 230 | 0 | 0 | 0 | 0 | 0 | 0 | 0 | 0 | 0 | 0 | 0 | 0 | 0 | 0 | 0 | 0 | 0 | 0 | 0 | 0 |  | 0 | 0 | 0 | 0 | 0 | 0 | 0 | 0 | 0 | 0 | 0 | 0 | 0 | 0 | 0 | 0 | 0 | 0 | 0 | 0 | 0 | 0 | 0 | 0 | 0 | 0 | 0 | 0 | 0 | 0 | 0 | 0 | 0 | 0 | 0 | 0 |  | 0 | 0 | 0 | 0 | 0 | 0 | 0 | 0 | 0 | 0 | 0 | 0 | 0 | 0 | 0 | 0 | 0 | 0 | 0 | 0 | 0 | 0 | 0 | 0 | 0 | 0 | 0 | 0 | 0 | 0 | 0 | 0 | 0 | 0 | 0 | 0 |  | 0 | 0 | 0 | 0 | 0 | 0 | 0 | 0 | 0 | 0 | 0 | 0 | 0 | 0 | 0 | 0 | 0 | 0 | 0 | 0 | 0 | 0 | 0 | 0 | 0 | 0 | 0 | 0 | 0 | 0 | 0 | 0 | 0 | 0 | 0 | 0 |  | 0 | 0 | 0 | 0 | 0 | 0 | 0 | 0 | 0 | 0 | 0 | 0 | 0 | 0 | 0 | 0 | 0 | 0 | 0 | 0 | 0 | 0 | 0 | 0 | 0 | 0 | 0 | 0 | 0 | 0 | 0 | 0 | 0 | 0 | 0 | 0 |  | 1 | 1 | 1 | 1 | 1 | 1 | 1 | 1 | 1 | 0
PG&E Kern Study Area | Magunden | 115 | 0 | 0 | 0 | 0 | 0 | 0 | 0 | 0 | 0 | 0 | 0 | 0 | 0 | 0 | 0 | 0 | 0 | 0 | 0 | 0 |  | 0 | 0 | 0 | 0 | 0 | 0 | 0 | 0 | 0 | 0 | 0 | 0 | 0 | 0 | 0 | 0 | 0 | 0 | 0 | 0 | 0 | 0 | 0 | 0 | 0 | 0 | 0 | 0 | 0 | 0 | 0 | 0 | 0 | 0 | 0 | 0 |  | 0 | 0 | 0 | 0 | 0 | 0 | 0 | 0 | 0 | 0 | 0 | 0 | 0 | 0 | 0 | 0 | 0 | 0 | 0 | 0 | 0 | 0 | 0 | 0 | 0 | 0 | 0 | 0 | 0 | 0 | 0 | 0 | 0 | 0 | 0 | 0 |  | 0 | 0 | 0 | 0 | 0 | 0 | 0 | 0 | 0 | 0 | 0 | 0 | 0 | 0 | 0 | 0 | 0 | 0 | 0 | 0 | 0 | 0 | 0 | 0 | 0 | 0 | 0 | 0 | 0 | 0 | 0 | 0 | 0 | 0 | 0 | 0 |  | 0 | 0 | 0 | 0 | 0 | 0 | 0 | 0 | 0 | 0 | 0 | 0 | 0 | 0 | 0 | 0 | 0 | 0 | 0 | 0 | 0 | 0 | 0 | 0 | 0 | 0 | 0 | 0 | 0 | 0 | 0 | 0 | 0 | 0 | 0 | 0 |  | 1 | 1 | 1 | 1 | 1 | 1 | 1 | 1 | 1 | 0
PG&E North of Greater Bay Study Area | Malin | 500 | 0 | 0 | 0 | 0 | 0 | 0 | 0 | 0 | 0 | 0 | 0 | 0 | 0 | 0 | 0 | 0 | 0 | 0 | 0 | 0 |  | 0 | 0 | 0 | 0 | 0 | 0 | 0 | 0 | 0 | 0 | 0 | 0 | 0 | 0 | 0 | 0 | 0 | 0 | 0 | 0 | 0 | 0 | 0 | 0 | 0 | 0 | 0 | 0 | 0 | 0 | 0 | 0 | 0 | 0 | 0 | 0 |  | 0 | 0 | 0 | 0 | 0 | 0 | 0 | 0 | 0 | 0 | 0 | 0 | 0 | 0 | 0 | 0 | 0 | 0 | 0 | 0 | 0 | 0 | 0 | 0 | 0 | 0 | 0 | 0 | 0 | 0 | 0 | 0 | 0 | 0 | 0 | 0 |  | 0 | 0 | 0 | 0 | 0 | 0 | 0 | 0 | 0 | 0 | 0 | 0 | 0 | 0 | 0 | 0 | 0 | 0 | 0 | 0 | 0 | 0 | 0 | 0 | 0 | 0 | 0 | 0 | 0 | 0 | 0 | 0 | 0 | 0 | 0 | 0 |  | 0 | 0 | 0 | 0 | 0 | 0 | 0 | 0 | 0 | 0 | 0 | 0 | 0 | 0 | 0 | 0 | 0 | 0 | 0 | 0 | 0 | 0 | 0 | 0 | 0 | 0 | 0 | 0 | 0 | 0 | 0 | 0 | 0 | 0 | 0 | 0 |  | 1 | 1 | 1 | 1 | 1 | 1 | 1 | 1 | 1 | 0
SCE Northern Area | Mandalay | 230 | 0 | 0 | 0 | 0 | 0 | 0 | 0 | 0 | 0 | 0 | 0 | 0 | 0 | 0 | 0 | 200 | 0 | 200 | 0 | 1 |  | 0 | 0 | 0 | 0 | 0 | 0 | 0 | 0 | 0 | 0 | 0 | 0 | 0 | 400 | 409 | 0 | 0 | 1 | 0 | 0 | 0 | 0 | 0 | 0 | 0 | 0 | 0 | 0 | 0 | 0 | 0 | -2 | -2 | 0 | 0 | 1 |  | 0 | 0 | 0 | 0 | 0 | 0 | 0 | 0 | 0 | 0 | 0 | 0 | 0 | 0 | 0 | 0 | 0 | 0 | 0 | 0 | 0 | 0 | 0 | 0 | 0 | 0 | 0 | 0 | 0 | 0 | 0 | 2 | 2 | 0 | 0 | 1 |  | 0 | 0 | 0 | 0 | 0 | 0 | 0 | 0 | 0 | 0 | 0 | 0 | 0 | 400 | 409 | 0 | 0 | 1 | 0 | 0 | 0 | 0 | 0 | 0 | 0 | 0 | 0 | 0 | 0 | 0 | 0 | -2 | -2 | 0 | 0 | 1 |  | 0 | 0 | 0 | 0 | 0 | 0 | 0 | 0 | 0 | 0 | 0 | 0 | 0 | 400 | 409 | 0 | 0 | 1 | 0 | 0 | 0 | 0 | 0 | 0 | 0 | 0 | 0 | 0 | 0 | 0 | 0 | -2 | -2 | 0 | 0 | 1 |  | 1 | 1 | 1 | 1 | 1 | 1 | 1 | 4+ | 1 | 1
PG&E Fresno Study Area | Manning | 500 | 0 | 0 | 0 | 0 | 0 | 0 | 0 | 0 | 0 | 0 | 0 | 0 | 0 | 0 | 0 | 0 | 0 | 0 | 0 | 0 |  | 0 | 0 | 0 | 0 | 0 | 0 | 0 | 0 | 0 | 0 | 0 | 0 | 0 | 0 | 0 | 0 | 0 | 0 | 0 | 0 | 0 | 0 | 0 | 0 | 0 | 0 | 0 | 0 | 0 | 0 | 0 | 0 | 0 | 0 | 0 | 0 |  | 0 | 0 | 0 | 0 | 0 | 0 | 0 | 0 | 0 | 0 | 0 | 0 | 0 | 0 | 0 | 0 | 0 | 0 | 0 | 0 | 0 | 0 | 0 | 0 | 0 | 0 | 0 | 0 | 0 | 0 | 0 | 0 | 0 | 0 | 0 | 0 |  | 0 | 0 | 0 | 0 | 0 | 0 | 0 | 0 | 0 | 0 | 0 | 0 | 0 | 0 | 0 | 0 | 0 | 0 | 0 | 0 | 0 | 0 | 0 | 0 | 0 | 0 | 0 | 0 | 0 | 0 | 0 | 0 | 0 | 0 | 0 | 0 |  | 0 | 0 | 0 | 0 | 0 | 0 | 0 | 0 | 0 | 0 | 0 | 0 | 0 | 0 | 0 | 0 | 0 | 0 | 0 | 0 | 0 | 0 | 0 | 0 | 0 | 0 | 0 | 0 | 0 | 0 | 0 | 0 | 0 | 0 | 0 | 0 |  | 1 | 1 | 1 | 1 | 1 | 1 | 1 | 1 | 1 | 0
PG&E Fresno Study Area | Manning | 230 | 0 | 0 | 0 | 0 | 0 | 0 | 0 | 0 | 0 | 0 | 0 | 0 | 0 | 0 | 0 | 0 | 0 | 0 | 0 | 0 |  | 0 | 0 | 0 | 0 | 0 | 0 | 0 | 0 | 0 | 0 | 0 | 0 | 0 | 0 | 0 | 0 | 0 | 0 | 0 | 0 | 0 | 0 | 0 | 0 | 0 | 0 | 0 | 0 | 0 | 0 | 0 | 0 | 0 | 0 | 0 | 0 |  | 0 | 0 | 0 | 0 | 0 | 0 | 0 | 0 | 0 | 0 | 0 | 0 | 0 | 0 | 0 | 0 | 0 | 0 | 0 | 0 | 0 | 0 | 0 | 0 | 0 | 0 | 0 | 0 | 0 | 0 | 0 | 0 | 0 | 0 | 0 | 0 |  | 0 | 0 | 0 | 0 | 0 | 0 | 0 | 0 | 0 | 0 | 0 | 0 | 0 | 0 | 0 | 0 | 0 | 0 | 0 | 0 | 0 | 0 | 0 | 0 | 0 | 0 | 0 | 0 | 0 | 0 | 0 | 0 | 0 | 0 | 0 | 0 |  | 0 | 0 | 0 | 0 | 0 | 0 | 0 | 0 | 0 | 0 | 0 | 0 | 0 | 0 | 0 | 0 | 0 | 0 | 0 | 0 | 0 | 0 | 0 | 0 | 0 | 0 | 0 | 0 | 0 | 0 | 0 | 0 | 0 | 0 | 0 | 0 |  | 1 | 1 | 1 | 1 | 1 | 1 | 1 | 1 | 1 | 0
PG&E Greater Bay Study Area | Manteca | 115 | 0 | 0 | 0 | 0 | 0 | 0 | 0 | 0 | 0 | 0 | 0 | 1.5 | 0 | 0 | 0 | 0 | 0 | 0 | 0 | 1 |  | 0 | 0 | 0 | 0 | 0 | 0 | 0 | 0 | 0 | 0 | 0 | 0 | 0 | 0 | 0 | 0 | 0 | 0 | 0 | 0 | 0 | 0 | 0 | 0 | 0 | 0 | 0 | 0 | 2 | 0 | 0 | 0 | 0 | 0 | 0 | 1 |  | 0 | 0 | 0 | 0 | 0 | 0 | 0 | 0 | 0 | 0 | 1.5 | 0 | 0 | 0 | 0 | 0 | 0 | 1 | 0 | 0 | 0 | 0 | 0 | 0 | 0 | 0 | 0 | 0 | 0 | 0 | 0 | 0 | 0 | 0 | 0 | 0 |  | 0 | 0 | 0 | 0 | 0 | 0 | 0 | 0 | 0 | 0 | 1.5 | 0 | 0 | 0 | 0 | 0 | 0 | 1 | 0 | 0 | 0 | 0 | 0 | 0 | 0 | 0 | 0 | 0 | 0 | 0 | 0 | 0 | 0 | 0 | 0 | 0 |  | 0 | 0 | 0 | 0 | 0 | 0 | 0 | 0 | 0 | 0 | 1.5 | 0 | 0 | 0 | 0 | 0 | 0 | 1 | 0 | 0 | 0 | 0 | 0 | 0 | 0 | 0 | 0 | 0 | 0 | 0 | 0 | 0 | 0 | 0 | 0 | 0 |  | 1 | 1 | 1 | 1 | 1 | 1 | 1 | 1 | 1 | 0
SDG&E Study Area | Margarita | 138 | 0 | 0 | 0 | 0 | 0 | 0 | 0 | 0 | 0 | 0 | 0 | 0 | 0 | 0 | 0 | 0 | 0 | 0 | 0 | 0 |  | 0 | 0 | 0 | 0 | 0 | 0 | 0 | 0 | 0 | 0 | 0 | 0 | 0 | 0 | 0 | 0 | 0 | 0 | 0 | 0 | 0 | 0 | 0 | 0 | 0 | 0 | 0 | 0 | 0 | 0 | 0 | 0 | 0 | 0 | 0 | 0 |  | 0 | 0 | 0 | 0 | 0 | 0 | 0 | 0 | 0 | 0 | 0 | 0 | 0 | 0 | 0 | 0 | 0 | 0 | 0 | 0 | 0 | 0 | 0 | 0 | 0 | 0 | 0 | 0 | 0 | 0 | 0 | 0 | 0 | 0 | 0 | 0 |  | 0 | 0 | 0 | 0 | 0 | 0 | 0 | 0 | 0 | 0 | 0 | 0 | 0 | 0 | 0 | 0 | 0 | 0 | 0 | 0 | 0 | 0 | 0 | 0 | 0 | 0 | 0 | 0 | 0 | 0 | 0 | 0 | 0 | 0 | 0 | 0 |  | 0 | 0 | 0 | 0 | 0 | 0 | 0 | 0 | 0 | 0 | 0 | 0 | 0 | 0 | 0 | 0 | 0 | 0 | 0 | 0 | 0 | 0 | 0 | 0 | 0 | 0 | 0 | 0 | 0 | 0 | 0 | 0 | 0 | 0 | 0 | 0 |  | 1 | 1 | 1 | 1 | 1 | 1 | 1 | 1 | 1 | 0
PG&E Greater Bay Study Area | Mariposa | 230 | 0 | 3.6 | 0 | 0 | 0 | 0 | 0 | 0 | 0 | 0 | 0 | 0 | 0 | 0 | 0 | 0 | 50 | 50 | 0 | 1 |  | 0 | 0 | 0 | 0 | 0 | 0 | 0 | 0 | 0 | 0 | 0 | 0 | 0 | 0 | 0 | 0 | 0 | 0 | 0 | 0 | 2 | 2 | 0 | 0 | 0 | 0 | 0 | 0 | 0 | 0 | 0 | 2 | 2 | 0 | 0 | 1 |  | 0 | 0 | 0 | 0 | 0 | 0 | 0 | 0 | 0 | 0 | 0 | 0 | 0 | 0 | 0 | 0 | 0 | 0 | 0 | 0 | 2 | 2 | 0 | 0 | 0 | 0 | 0 | 0 | 0 | 0 | 0 | 2 | 2 | 0 | 0 | 1 |  | 0 | 0 | 0 | 0 | 0 | 0 | 0 | 0 | 0 | 0 | 0 | 0 | 0 | 0 | 0 | 0 | 0 | 0 | 0 | 0 | 2 | 2 | 0 | 0 | 0 | 0 | 0 | 0 | 0 | 0 | 0 | 2 | 2 | 0 | 0 | 1 |  | 0 | 0 | 0 | 3.6 | 0 | 0 | 0 | 0 | 0 | 0 | 0 | 0 | 0 | 0 | 0 | 0 | 0 | 1 | 0 | 0 | 2 | 0 | 0 | 0 | 0 | 0 | 0 | 0 | 0 | 0 | 0 | 2 | 2 | 0 | 0 | 1 |  | 1 | 3- | 1 | 1 | 1 | 1 | 1 | 5- | 1 | 1
PG&E Greater Bay Study Area | Martin | 115 | 0 | 0 | 0 | 0 | 0 | 0 | 0 | 0 | 0 | 0 | 0 | 0.9 | 0 | 0 | 0 | 188.4 | 61.6 | 250 | 0 | 1 |  | 0 | 0 | 0 | 0 | 0 | 0 | 0 | 0 | 0 | 0 | 0 | 0 | 0 | 0 | 0 | 0 | 0 | 0 | 0 | 0 | 0 | 0 | 0 | 0 | 0 | 0 | 0 | 0 | 2 | 0 | 0 | 2 | 2 | 0 | 0 | 1 |  | 0 | 0 | 0 | 0 | 0 | 0 | 0 | 0 | 0 | 0 | 0.937 | 0 | 0 | 250 | 250 | 0 | 0 | 1 | 0 | 0 | 0 | 0 | 0 | 0 | 0 | 0 | 0 | 0 | 0 | 0 | 0 | 0 | 0 | 0 | 0 | 0 |  | 0 | 0 | 0 | 0 | 0 | 0 | 0 | 0 | 0 | 0 | 0.937 | 0 | 0 | 250 | 250 | 0 | 0 | 1 | 0 | 0 | 0 | 0 | 0 | 0 | 0 | 0 | 0 | 0 | 0 | 0 | 0 | 0 | 0 | 0 | 0 | 0 |  | 0 | 0 | 0 | 0 | 0 | 0 | 0 | 0 | 0 | 0 | 0.937 | 0 | 0 | 250 | 555.5 | 0 | 0 | 1 | 0 | 0 | 0 | 0 | 0 | 0 | 0 | 0 | 0 | 0 | 0 | 0 | 0 | 0 | -2 | 0 | 0 | 1 |  | 1 | 1 | 1 | 1 | 1 | 1 | 1 | 1+ | 1 | 1
PG&E Greater Bay Study Area | Martin | 230 | 0 | 0 | 0 | 0 | 0 | 0 | 0 | 0 | 0 | 0 | 0 | 0 | 0 | 0 | 0 | 0 | 0 | 0 | 0 | 0 |  | 0 | 0 | 0 | 0 | 0 | 0 | 0 | 0 | 0 | 0 | 0 | 0 | 0 | 0 | 0 | 0 | 0 | 0 | 0 | 0 | 0 | 0 | 0 | 0 | 0 | 0 | 0 | 0 | 0 | 0 | 0 | 0 | 0 | 0 | 0 | 0 |  | 0 | 0 | 0 | 0 | 0 | 0 | 0 | 0 | 0 | 0 | 0 | 0 | 0 | 0 | 0 | 0 | 0 | 0 | 0 | 0 | 0 | 0 | 0 | 0 | 0 | 0 | 0 | 0 | 0 | 0 | 0 | 0 | 0 | 0 | 0 | 0 |  | 0 | 0 | 0 | 0 | 0 | 0 | 0 | 0 | 0 | 0 | 0 | 0 | 0 | 0 | 0 | 0 | 0 | 0 | 0 | 0 | 0 | 0 | 0 | 0 | 0 | 0 | 0 | 0 | 0 | 0 | 0 | 0 | 0 | 0 | 0 | 0 |  | 0 | 0 | 0 | 0 | 0 | 0 | 0 | 0 | 0 | 0 | 0 | 0 | 0 | 0 | 0 | 0 | 0 | 0 | 0 | 0 | 0 | 0 | 0 | 0 | 0 | 0 | 0 | 0 | 0 | 0 | 0 | 0 | 0 | 0 | 0 | 0 |  | 1 | 1 | 1 | 1 | 1 | 1 | 1 | 1 | 1 | 0
PG&E Greater Bay Study Area | Martinez | 115 | 0 | 0 | 0 | 0 | 0 | 0 | 0 | 0 | 0 | 0 | 0 | 0 | 0 | 0 | 0 | 0 | 0 | 0 | 0 | 0 |  | 0 | 0 | 0 | 0 | 0 | 0 | 0 | 0 | 0 | 0 | 0 | 0 | 0 | 0 | 0 | 0 | 0 | 0 | 0 | 0 | 0 | 0 | 0 | 0 | 0 | 0 | 0 | 0 | 0 | 0 | 0 | 0 | 0 | 0 | 0 | 0 |  | 0 | 0 | 0 | 0 | 0 | 0 | 0 | 0 | 0 | 0 | 0 | 0 | 0 | 0 | 0 | 0 | 0 | 0 | 0 | 0 | 0 | 0 | 0 | 0 | 0 | 0 | 0 | 0 | 0 | 0 | 0 | 0 | 0 | 0 | 0 | 0 |  | 0 | 0 | 0 | 0 | 0 | 0 | 0 | 0 | 0 | 0 | 0 | 0 | 0 | 0 | 0 | 0 | 0 | 0 | 0 | 0 | 0 | 0 | 0 | 0 | 0 | 0 | 0 | 0 | 0 | 0 | 0 | 0 | 0 | 0 | 0 | 0 |  | 0 | 0 | 0 | 0 | 0 | 0 | 0 | 0 | 0 | 0 | 0 | 0 | 0 | 0 | 0 | 0 | 0 | 0 | 0 | 0 | 0 | 0 | 0 | 0 | 0 | 0 | 0 | 0 | 0 | 0 | 0 | 0 | 0 | 0 | 0 | 0 |  | 1 | 1 | 1 | 1 | 1 | 1 | 1 | 1 | 1 | 0
PG&E Fresno Study Area | Mc Mullin | 230 | 0 | 0 | 0 | 0 | 0 | 0 | 0 | 0 | 0 | 0 | 0 | 0 | 0 | 0 | 0 | 0 | 0 | 0 | 0 | 0 |  | 0 | 0 | 0 | 0 | 0 | 0 | 0 | 0 | 0 | 0 | 0 | 0 | 0 | 0 | 0 | 0 | 0 | 0 | 0 | 0 | 0 | 0 | 0 | 0 | 0 | 0 | 0 | 0 | 0 | 0 | 0 | 0 | 0 | 0 | 0 | 0 |  | 0 | 0 | 0 | 0 | 0 | 0 | 0 | 0 | 0 | 0 | 0 | 0 | 0 | 0 | 0 | 0 | 0 | 0 | 0 | 0 | 0 | 0 | 0 | 0 | 0 | 0 | 0 | 0 | 0 | 0 | 0 | 0 | 0 | 0 | 0 | 0 |  | 0 | 0 | 0 | 0 | 0 | 0 | 0 | 0 | 0 | 0 | 0 | 0 | 0 | 0 | 0 | 0 | 0 | 0 | 0 | 0 | 0 | 0 | 0 | 0 | 0 | 0 | 0 | 0 | 0 | 0 | 0 | 0 | 0 | 0 | 0 | 0 |  | 0 | 0 | 0 | 0 | 0 | 0 | 0 | 0 | 0 | 0 | 0 | 0 | 0 | 0 | 0 | 0 | 0 | 0 | 0 | 0 | 0 | 0 | 0 | 0 | 0 | 0 | 0 | 0 | 0 | 0 | 0 | 0 | 0 | 0 | 0 | 0 |  | 1 | 1 | 1 | 1 | 1 | 1 | 1 | 1 | 1 | 0
PG&E Fresno Study Area | McCall | 230 | 0 | 0 | 0 | 0 | 0 | 0 | 0 | 0 | 0 | 0 | 0 | 0 | 0 | 0 | 0 | 0 | 0 | 0 | 0 | 0 |  | 0 | 0 | 0 | 0 | 0 | 0 | 0 | 0 | 0 | 0 | 0 | 0 | 0 | 0 | 0 | 0 | 0 | 0 | 0 | 0 | 0 | 0 | 0 | 0 | 0 | 0 | 0 | 0 | 0 | 0 | 0 | 0 | 0 | 0 | 0 | 0 |  | 0 | 0 | 0 | 0 | 0 | 0 | 0 | 0 | 0 | 0 | 5.76 | 0 | 0 | 0 | 0 | 0 | 0 | 1 | 0 | 0 | 0 | 0 | 0 | 0 | 0 | 0 | 0 | 0 | -2 | 0 | 0 | 0 | 0 | 0 | 0 | 1 |  | 0 | 0 | 0 | 0 | 0 | 0 | 0 | 0 | 0 | 0 | 5.76 | 0 | 0 | 0 | 0 | 0 | 0 | 1 | 0 | 0 | 0 | 0 | 0 | 0 | 0 | 0 | 0 | 0 | -2 | 0 | 0 | 0 | 0 | 0 | 0 | 1 |  | 0 | 0 | 0 | 0 | 0 | 0 | 0 | 0 | 0 | 0 | 5.76 | 0 | 0 | 0 | 46.28 | 0 | 0 | 1 | 0 | 0 | 0 | 0 | 0 | 0 | 0 | 0 | 0 | 0 | -2 | 0 | 0 | 0 | -2 | 0 | 0 | 1 |  | 1 | 1 | 1 | 1 | 1 | 4+ | 1 | 1+ | 1 | 1
East of Pisgah Study Area | McCullough (LDWP) | 500 | 0 | 0 | 0 | 0 | 0 | 0 | 0 | 0 | 0 | 0 | 0 | 0 | 0 | 0 | 0 | 0 | 0 | 0 | 0 | 0 |  | 0 | 0 | 0 | 0 | 0 | 0 | 0 | 0 | 0 | 0 | 0 | 0 | 0 | 0 | 0 | 0 | 0 | 0 | 0 | 0 | 0 | 0 | 0 | 0 | 0 | 0 | 0 | 0 | 0 | 0 | 0 | 0 | 0 | 0 | 0 | 0 |  | 0 | 0 | 0 | 0 | 0 | 0 | 0 | 0 | 0 | 0 | 0 | 0 | 0 | 0 | 0 | 0 | 0 | 0 | 0 | 0 | 0 | 0 | 0 | 0 | 0 | 0 | 0 | 0 | 0 | 0 | 0 | 0 | 0 | 0 | 0 | 0 |  | 0 | 0 | 0 | 0 | 0 | 0 | 0 | 0 | 0 | 0 | 0 | 0 | 0 | 0 | 0 | 0 | 0 | 0 | 0 | 0 | 0 | 0 | 0 | 0 | 0 | 0 | 0 | 0 | 0 | 0 | 0 | 0 | 0 | 0 | 0 | 0 |  | 0 | 0 | 0 | 0 | 0 | 0 | 0 | 0 | 0 | 0 | 0 | 0 | 0 | 0 | 0 | 0 | 0 | 0 | 0 | 0 | 0 | 0 | 0 | 0 | 0 | 0 | 0 | 0 | 0 | 0 | 0 | 0 | 0 | 0 | 0 | 0 |  | 1 | 1 | 1 | 1 | 1 | 1 | 1 | 1 | 1 | 0
East of Pisgah Study Area | Mead | 230 | 0 | 0 | 0 | 0 | 0 | 0 | 0 | 0 | 0 | 0 | 0 | 0 | 0 | 0 | 0 | 0 | 0 | 0 | 0 | 0 |  | 0 | 0 | 0 | 0 | 0 | 0 | 0 | 0 | 0 | 0 | 0 | 0 | 0 | 0 | 0 | 0 | 0 | 0 | 0 | 0 | 0 | 0 | 0 | 0 | 0 | 0 | 0 | 0 | 0 | 0 | 0 | 0 | 0 | 0 | 0 | 0 |  | 0 | 0 | 0 | 0 | 0 | 0 | 0 | 0 | 0 | 0 | 0 | 0 | 0 | 0 | 0 | 0 | 0 | 0 | 0 | 0 | 0 | 0 | 0 | 0 | 0 | 0 | 0 | 0 | 0 | 0 | 0 | 0 | 0 | 0 | 0 | 0 |  | 0 | 0 | 0 | 0 | 0 | 0 | 0 | 0 | 0 | 0 | 0 | 0 | 0 | 0 | 0 | 0 | 0 | 0 | 0 | 0 | 0 | 0 | 0 | 0 | 0 | 0 | 0 | 0 | 0 | 0 | 0 | 0 | 0 | 0 | 0 | 0 |  | 0 | 0 | 0 | 0 | 0 | 0 | 0 | 0 | 0 | 0 | 0 | 0 | 0 | 0 | 0 | 0 | 0 | 0 | 0 | 0 | 0 | 0 | 0 | 0 | 0 | 0 | 0 | 0 | 0 | 0 | 0 | 0 | 0 | 0 | 0 | 0 |  | 1 | 1 | 1 | 1 | 1 | 1 | 1 | 1 | 1 | 0
PG&E Greater Bay Study Area | Melones | 115 | 0 | 0 | 0 | 0 | 0 | 0 | 0 | 0 | 0 | 0 | 0 | 0 | 0 | 0 | 0 | 0 | 0 | 0 | 0 | 0 |  | 0 | 0 | 0 | 0 | 0 | 0 | 0 | 0 | 0 | 0 | 0 | 0 | 0 | 0 | 0 | 0 | 0 | 0 | 0 | 0 | 0 | 0 | 0 | 0 | 0 | 0 | 0 | 0 | 0 | 0 | 0 | 0 | 0 | 0 | 0 | 0 |  | 0 | 0 | 0 | 0 | 0 | 0 | 0 | 0 | 0 | 0 | 0 | 0 | 0 | 0 | 0 | 0 | 0 | 0 | 0 | 0 | 0 | 0 | 0 | 0 | 0 | 0 | 0 | 0 | 0 | 0 | 0 | 0 | 0 | 0 | 0 | 0 |  | 0 | 0 | 0 | 0 | 0 | 0 | 0 | 0 | 0 | 0 | 0 | 0 | 0 | 0 | 0 | 0 | 0 | 0 | 0 | 0 | 0 | 0 | 0 | 0 | 0 | 0 | 0 | 0 | 0 | 0 | 0 | 0 | 0 | 0 | 0 | 0 |  | 0 | 0 | 0 | 0 | 0 | 0 | 0 | 0 | 0 | 0 | 0 | 0 | 0 | 0 | 0 | 0 | 0 | 0 | 0 | 0 | 0 | 0 | 0 | 0 | 0 | 0 | 0 | 0 | 0 | 0 | 0 | 0 | 0 | 0 | 0 | 0 |  | 1 | 1 | 1 | 1 | 1 | 1 | 1 | 1 | 1 | 0
PG&E North of Greater Bay Study Area | Mendocino | 115 | 0 | 1 | 0 | 0 | 0 | 0 | 0 | 0 | 0 | 0 | 0 | 0 | 0 | 0 | 0 | 0 | 0 | 0 | 0 | 1 |  | 0 | 0 | 0 | 0 | 0 | 0 | 0 | 0 | 0 | 0 | 0 | 0 | 0 | 0 | 0 | 0 | 0 | 0 | 0 | 0 | 2 | 2 | 0 | 0 | 0 | 0 | 0 | 0 | 0 | 0 | 0 | 0 | 0 | 0 | 0 | 1 |  | 0 | 0 | 0 | 0 | 0 | 0 | 0 | 0 | 0 | 0 | 0 | 0 | 0 | 0 | 5 | 0 | 0 | 1 | 0 | 0 | 2 | 2 | 0 | 0 | 0 | 0 | 0 | 0 | 0 | 0 | 0 | 0 | -2 | 0 | 0 | 1 |  | 0 | 0 | 0 | 0 | 0 | 0 | 0 | 0 | 0 | 0 | 0 | 0 | 0 | 0 | 5 | 0 | 0 | 1 | 0 | 0 | 2 | 2 | 0 | 0 | 0 | 0 | 0 | 0 | 0 | 0 | 0 | 0 | -2 | 0 | 0 | 1 |  | 0 | 0 | 0 | 0 | 0 | 0 | 0 | 0 | 0 | 0 | 0 | 0 | 0 | 0 | 5 | 0 | 0 | 1 | 0 | 0 | 2 | 2 | 0 | 0 | 0 | 0 | 0 | 0 | 0 | 0 | 0 | 0 | -2 | 0 | 0 | 1 |  | 1 | 5- | 1 | 1 | 1 | 1 | 1 | 4+ | 1 | 1
PG&E Fresno Study Area | Mendota | 115 | 0 | 0 | 0 | 0 | 0 | 0 | 0 | 0 | 0 | 0 | 0 | 0 | 0 | 0 | 0 | 0 | 0 | 0 | 0 | 0 |  | 0 | 0 | 0 | 0 | 0 | 0 | 0 | 0 | 0 | 0 | 0 | 0 | 0 | 0 | 0 | 0 | 0 | 0 | 0 | 0 | 0 | 0 | 0 | 0 | 0 | 0 | 0 | 0 | 0 | 0 | 0 | 0 | 0 | 0 | 0 | 0 |  | 0 | 0 | 0 | 0 | 0 | 0 | 0 | 0 | 0 | 0 | 0 | 0 | 0 | 0 | 0 | 0 | 0 | 0 | 0 | 0 | 0 | 0 | 0 | 0 | 0 | 0 | 0 | 0 | 0 | 0 | 0 | 0 | 0 | 0 | 0 | 0 |  | 0 | 0 | 0 | 0 | 0 | 0 | 0 | 0 | 0 | 0 | 0 | 0 | 0 | 0 | 0 | 0 | 0 | 0 | 0 | 0 | 0 | 0 | 0 | 0 | 0 | 0 | 0 | 0 | 0 | 0 | 0 | 0 | 0 | 0 | 0 | 0 |  | 0 | 0 | 0 | 0 | 0 | 0 | 0 | 0 | 0 | 0 | 0 | 0 | 153.3 | 0 | 153 | 0 | 0 | 1 | 0 | 0 | 0 | 0 | 0 | 0 | 0 | 0 | 0 | 0 | 0 | 0 | -2 | 0 | -2 | 0 | 0 | 1 |  | 1 | 1 | 1 | 1 | 1 | 1 | 1+ | 1+ | 1 | 1
PG&E Fresno Study Area | Merced | 115 | 0 | 0 | 0 | 0 | 0 | 0 | 0 | 0 | 0 | 0 | 0 | 0 | 0 | 0 | 0 | 0 | 0 | 0 | 0 | 0 |  | 0 | 0 | 0 | 0 | 0 | 0 | 0 | 0 | 0 | 0 | 0 | 0 | 0 | 0 | 0 | 0 | 0 | 0 | 0 | 0 | 0 | 0 | 0 | 0 | 0 | 0 | 0 | 0 | 0 | 0 | 0 | 0 | 0 | 0 | 0 | 0 |  | 0 | 0 | 0 | 0 | 0 | 0 | 0 | 0 | 0 | 0 | 4.125 | 0 | 0 | 0 | 0 | 0 | 0 | 1 | 0 | 0 | 0 | 0 | 0 | 0 | 0 | 0 | 0 | 0 | -2 | 0 | 0 | 0 | 0 | 0 | 0 | 1 |  | 0 | 0 | 0 | 0 | 0 | 0 | 0 | 0 | 0 | 0 | 4.125 | 0 | 0 | 0 | 0 | 0 | 0 | 1 | 0 | 0 | 0 | 0 | 0 | 0 | 0 | 0 | 0 | 0 | -2 | 0 | 0 | 0 | 0 | 0 | 0 | 1 |  | 0 | 0 | 0 | 0 | 0 | 0 | 0 | 0 | 0 | 0 | 4.125 | 0 | 0 | 0 | 0 | 0 | 0 | 1 | 0 | 0 | 0 | 0 | 0 | 0 | 0 | 0 | 0 | 0 | -2 | 0 | 0 | 0 | 0 | 0 | 0 | 1 |  | 1 | 1 | 1 | 1 | 1 | 4+ | 1 | 1 | 1 | 1
East of Pisgah Study Area | Mercry Switch | 138 | 0 | 0 | 0 | 0 | 0 | 0 | 0 | 0 | 0 | 0 | 0 | 0 | 0 | 0 | 0 | 0 | 0 | 0 | 0 | 0 |  | 0 | 0 | 0 | 0 | 0 | 0 | 0 | 0 | 0 | 0 | 0 | 0 | 0 | 0 | 0 | 0 | 0 | 0 | 0 | 0 | 0 | 0 | 0 | 0 | 0 | 0 | 0 | 0 | 0 | 0 | 0 | 0 | 0 | 0 | 0 | 0 |  | 0 | 0 | 0 | 0 | 0 | 0 | 0 | 0 | 0 | 0 | 0 | 0 | 0 | 0 | 0 | 0 | 0 | 0 | 0 | 0 | 0 | 0 | 0 | 0 | 0 | 0 | 0 | 0 | 0 | 0 | 0 | 0 | 0 | 0 | 0 | 0 |  | 0 | 0 | 0 | 0 | 0 | 0 | 0 | 0 | 0 | 0 | 0 | 0 | 0 | 0 | 0 | 0 | 0 | 0 | 0 | 0 | 0 | 0 | 0 | 0 | 0 | 0 | 0 | 0 | 0 | 0 | 0 | 0 | 0 | 0 | 0 | 0 |  | 0 | 0 | 0 | 0 | 0 | 0 | 0 | 0 | 0 | 0 | 0 | 0 | 0 | 0 | 0 | 0 | 0 | 0 | 0 | 0 | 0 | 0 | 0 | 0 | 0 | 0 | 0 | 0 | 0 | 0 | 0 | 0 | 0 | 0 | 0 | 0 |  | 1 | 1 | 1 | 1 | 1 | 1 | 1 | 1 | 1 | 0
PG&E Kern Study Area | Mesa | 230 | 0 | 0 | 0 | 0 | 0 | 0 | 0 | 0 | 0 | 0 | 0 | 0 | 0 | 0 | 0 | 0 | 0 | 0 | 0 | 0 |  | 0 | 0 | 0 | 0 | 0 | 0 | 0 | 0 | 0 | 0 | 0 | 0 | 0 | 0 | 0 | 0 | 0 | 0 | 0 | 0 | 0 | 0 | 0 | 0 | 0 | 0 | 0 | 0 | 0 | 0 | 0 | 0 | 0 | 0 | 0 | 0 |  | 0 | 0 | 0 | 0 | 0 | 0 | 0 | 0 | 0 | 0 | 0 | 0 | 0 | 0 | 6.5 | 0 | 0 | 1 | 0 | 0 | 0 | 0 | 0 | 0 | 0 | 0 | 0 | 0 | 0 | 0 | 0 | 0 | -2 | 0 | 0 | 1 |  | 0 | 0 | 0 | 0 | 0 | 0 | 0 | 0 | 0 | 0 | 0 | 0 | 0 | 0 | 638.94 | 0 | 0 | 1 | 0 | 0 | 0 | 0 | 0 | 0 | 0 | 0 | 0 | 0 | 0 | 0 | 0 | 0 | -2 | 0 | 0 | 1 |  | 0 | 0 | 0 | 0 | 0 | 0 | 0 | 0 | 0 | 0 | 0 | 0 | 0 | 0 | 638.94 | 0 | 0 | 1 | 0 | 0 | 0 | 0 | 0 | 0 | 0 | 0 | 0 | 0 | 0 | 0 | 0 | 0 | -2 | 0 | 0 | 1 |  | 1 | 1 | 1 | 1 | 1 | 1 | 1 | 4+ | 1 | 1
PG&E Kern Study Area | Mesa | 115 | 0 | 0 | 0 | 0 | 0 | 0 | 0 | 0 | 0 | 0 | 0 | 0 | 0 | 0 | 0 | 0 | 0 | 0 | 0 | 0 |  | 0 | 0 | 0 | 0 | 0 | 0 | 0 | 0 | 0 | 0 | 0 | 0 | 0 | 0 | 0 | 0 | 0 | 0 | 0 | 0 | 0 | 0 | 0 | 0 | 0 | 0 | 0 | 0 | 0 | 0 | 0 | 0 | 0 | 0 | 0 | 0 |  | 0 | 0 | 0 | 0 | 0 | 0 | 0 | 0 | 0 | 0 | 0 | 0 | 0 | 0 | 0 | 0 | 0 | 0 | 0 | 0 | 0 | 0 | 0 | 0 | 0 | 0 | 0 | 0 | 0 | 0 | 0 | 0 | 0 | 0 | 0 | 0 |  | 0 | 0 | 0 | 0 | 0 | 0 | 0 | 0 | 0 | 0 | 0 | 0 | 0 | 0 | 0 | 0 | 0 | 0 | 0 | 0 | 0 | 0 | 0 | 0 | 0 | 0 | 0 | 0 | 0 | 0 | 0 | 0 | 0 | 0 | 0 | 0 |  | 0 | 0 | 0 | 0 | 0 | 0 | 0 | 0 | 0 | 0 | 0 | 0 | 0 | 0 | 0 | 0 | 0 | 0 | 0 | 0 | 0 | 0 | 0 | 0 | 0 | 0 | 0 | 0 | 0 | 0 | 0 | 0 | 0 | 0 | 0 | 0 |  | 1 | 1 | 1 | 1 | 1 | 1 | 1 | 1 | 1 | 0
SCE Metro Study Area | Mesa (SCE) | 500 | 0 | 0 | 0 | 0 | 0 | 0 | 0 | 0 | 0 | 0 | 0 | 0 | 0 | 0 | 0 | 0 | 0 | 0 | 0 | 0 |  | 0 | 0 | 0 | 0 | 0 | 0 | 0 | 0 | 0 | 0 | 0 | 0 | 0 | 0 | 0 | 0 | 0 | 0 | 0 | 0 | 0 | 0 | 0 | 0 | 0 | 0 | 0 | 0 | 0 | 0 | 0 | 0 | 0 | 0 | 0 | 0 |  | 0 | 0 | 0 | 0 | 0 | 0 | 0 | 0 | 0 | 0 | 0 | 0 | 0 | 0 | 0 | 0 | 0 | 0 | 0 | 0 | 0 | 0 | 0 | 0 | 0 | 0 | 0 | 0 | 0 | 0 | 0 | 0 | 0 | 0 | 0 | 0 |  | 0 | 0 | 0 | 0 | 0 | 0 | 0 | 0 | 0 | 0 | 0 | 0 | 0 | 0 | 0 | 0 | 0 | 0 | 0 | 0 | 0 | 0 | 0 | 0 | 0 | 0 | 0 | 0 | 0 | 0 | 0 | 0 | 0 | 0 | 0 | 0 |  | 0 | 0 | 0 | 0 | 0 | 0 | 0 | 0 | 0 | 0 | 0 | 0 | 0 | 0 | 252 | 0 | 0 | 1 | 0 | 0 | 0 | 0 | 0 | 0 | 0 | 0 | 0 | 0 | 0 | 0 | 0 | 0 | -2 | 0 | 0 | 1 |  | 1 | 1 | 1 | 1 | 1 | 1 | 1 | 1+ | 1 | 1
SCE Metro Study Area | Mesa (SCE) | 230 | 0 | 0 | 0 | 0 | 0 | 0 | 0 | 0 | 0 | 0 | 0 | 0 | 0 | 0 | 0 | 0 | 3.5 | 3.5 | 0 | 1 |  | 0 | 0 | 0 | 0 | 0 | 0 | 0 | 0 | 0 | 0 | 0 | 0 | 0 | 0 | 0 | 0 | 0 | 0 | 0 | 0 | 0 | 0 | 0 | 0 | 0 | 0 | 0 | 0 | 0 | 0 | 0 | 2 | 2 | 0 | 0 | 1 |  | 0 | 0 | 0 | 0 | 0 | 0 | 0 | 0 | 0 | 0 | 0 | 0 | 0 | 0 | 3.5 | 0 | 0 | 1 | 0 | 0 | 0 | 0 | 0 | 0 | 0 | 0 | 0 | 0 | 0 | 0 | 0 | 2 | 0 | 0 | 0 | 1 |  | 0 | 0 | 0 | 0 | 0 | 0 | 0 | 0 | 0 | 0 | 0 | 0 | 0 | 0 | 3.5 | 0 | 0 | 1 | 0 | 0 | 0 | 0 | 0 | 0 | 0 | 0 | 0 | 0 | 0 | 0 | 0 | 2 | 0 | 0 | 0 | 1 |  | 0 | 0 | 0 | 0 | 0 | 0 | 0 | 0 | 0 | 0 | 0 | 0 | 0 | 0 | 7 | 0 | 0 | 1 | 0 | 0 | 0 | 0 | 0 | 0 | 0 | 0 | 0 | 0 | 0 | 0 | 0 | 2 | -2 | 0 | 0 | 1 |  | 1 | 1 | 1 | 1 | 1 | 1 | 1 | 1+ | 1 | 1
PG&E Greater Bay Study Area | Metcalf | 500 | 0 | 0 | 0 | 0 | 0 | 0 | 0 | 0 | 0 | 0 | 0 | 0 | 0 | 0 | 0 | 0 | 0 | 0 | 0 | 0 |  | 0 | 0 | 0 | 0 | 0 | 0 | 0 | 0 | 0 | 0 | 0 | 0 | 0 | 0 | 0 | 0 | 0 | 0 | 0 | 0 | 0 | 0 | 0 | 0 | 0 | 0 | 0 | 0 | 0 | 0 | 0 | 0 | 0 | 0 | 0 | 0 |  | 0 | 0 | 0 | 0 | 0 | 0 | 0 | 0 | 0 | 0 | 0 | 0 | 0 | 0 | 0 | 0 | 0 | 0 | 0 | 0 | 0 | 0 | 0 | 0 | 0 | 0 | 0 | 0 | 0 | 0 | 0 | 0 | 0 | 0 | 0 | 0 |  | 0 | 0 | 0 | 0 | 0 | 0 | 0 | 0 | 0 | 0 | 0 | 0 | 0 | 0 | 0 | 0 | 0 | 0 | 0 | 0 | 0 | 0 | 0 | 0 | 0 | 0 | 0 | 0 | 0 | 0 | 0 | 0 | 0 | 0 | 0 | 0 |  | 0 | 0 | 0 | 0 | 0 | 0 | 0 | 0 | 0 | 0 | 0 | 0 | 0 | 0 | 0 | 0 | 0 | 0 | 0 | 0 | 0 | 0 | 0 | 0 | 0 | 0 | 0 | 0 | 0 | 0 | 0 | 0 | 0 | 0 | 0 | 0 |  | 1 | 1 | 1 | 1 | 1 | 1 | 1 | 1 | 1 | 0
PG&E Greater Bay Study Area | Metcalf | 230 | 0 | 0 | 0 | 0 | 0 | 0 | 0 | 0 | 0 | 0 | 0 | 0 | 0 | 0 | 0 | 200 | 100 | 300 | 0 | 1 |  | 0 | 0 | 0 | 0 | 0 | 0 | 0 | 0 | 0 | 0 | 0 | 0 | 0 | 0 | 0 | 0 | 0 | 0 | 0 | 0 | 0 | 0 | 0 | 0 | 0 | 0 | 0 | 0 | 0 | 0 | 0 | 2 | 2 | 0 | 0 | 1 |  | 0 | 0 | 0 | 0 | 0 | 0 | 0 | 0 | 0 | 0 | 0 | 0 | 0 | 0 | 0 | 0 | 0 | 0 | 0 | 0 | 0 | 0 | 0 | 0 | 0 | 0 | 0 | 0 | 0 | 0 | 0 | 2 | 2 | 0 | 0 | 1 |  | 0 | 0 | 0 | 0 | 0 | 0 | 0 | 0 | 0 | 0 | 0 | 0 | 0 | 350 | 354.88 | 0 | 0 | 1 | 0 | 0 | 0 | 0 | 0 | 0 | 0 | 0 | 0 | 0 | 0 | 0 | 0 | -1 | -1 | 0 | 0 | 1 |  | 0 | 0 | 0 | 0 | 0 | 0 | 0 | 0 | 0 | 0 | 0 | 0 | 0 | 350 | 354.88 | 0 | 0 | 1 | 0 | 0 | 0 | 0 | 0 | 0 | 0 | 0 | 0 | 0 | 0 | 0 | 0 | -1 | -1 | 0 | 0 | 1 |  | 1 | 1 | 1 | 1 | 1 | 1 | 1 | 3+ | 1 | 1
PG&E Greater Bay Study Area | Metcalf | 115 | 0 | 1.8 | 0 | 0 | 0 | 0 | 0 | 0 | 0 | 0 | 0 | 0 | 0 | 0 | 0 | 0 | 0 | 0 | 0 | 1 |  | 0 | 0 | 0 | 0 | 0 | 0 | 0 | 0 | 0 | 0 | 0 | 0 | 0 | 0 | 0 | 0 | 0 | 0 | 0 | 0 | 2 | 2 | 0 | 0 | 0 | 0 | 0 | 0 | 0 | 0 | 0 | 0 | 0 | 0 | 0 | 1 |  | 0 | 0 | 0 | 0 | 0 | 0 | 0 | 0 | 0 | 0 | 0 | 0 | 0 | 0 | 0 | 0 | 0 | 0 | 0 | 0 | 2 | 2 | 0 | 0 | 0 | 0 | 0 | 0 | 0 | 0 | 0 | 0 | 0 | 0 | 0 | 1 |  | 0 | 0 | 0 | 0 | 0 | 0 | 0 | 0 | 0 | 0 | 0 | 0 | 0 | 0 | 0 | 0 | 0 | 0 | 0 | 0 | 2 | 2 | 0 | 0 | 0 | 0 | 0 | 0 | 0 | 0 | 0 | 0 | 0 | 0 | 0 | 1 |  | 0 | 0 | 0 | 0 | 0 | 0 | 0 | 0 | 0 | 0 | 0 | 0 | 0 | 0 | 0 | 0 | 0 | 0 | 0 | 0 | 2 | 2 | 0 | 0 | 0 | 0 | 0 | 0 | 0 | 0 | 0 | 0 | 0 | 0 | 0 | 1 |  | 1 | 5- | 1 | 1 | 1 | 1 | 1 | 1 | 1 | 1
PG&E Kern Study Area | Midway | 500 | 0 | 0 | 0 | 0 | 0 | 0 | 0 | 0 | 0 | 0 | 0 | 0 | 0 | 550 | 550 | 340 | 142 | 482 | 0 | 1 |  | 0 | 0 | 0 | 0 | 0 | 0 | 0 | 0 | 0 | 0 | 0 | 0 | 818 | 800 | 818 | 0 | 0 | 1 | 0 | 0 | 0 | 0 | 0 | 0 | 0 | 0 | 0 | 0 | 0 | 0 | -1 | -2 | -2 | 0 | 0 | 1 |  | 0 | 0 | 0 | 0 | 0 | 0 | 0 | 0 | 0 | 0 | 0 | 0 | 818 | 800 | 818 | 0 | 0 | 1 | 0 | 0 | 0 | 0 | 0 | 0 | 0 | 0 | 0 | 0 | 0 | 0 | -1 | -2 | -2 | 0 | 0 | 1 |  | 0 | 0 | 0 | 0 | 0 | 0 | 0 | 0 | 0 | 0 | 0 | 0 | 818 | 800 | 818 | 0 | 0 | 1 | 0 | 0 | 0 | 0 | 0 | 0 | 0 | 0 | 0 | 0 | 0 | 0 | -1 | -2 | -2 | 0 | 0 | 1 |  | 0 | 0 | 0 | 0 | 0 | 0 | 0 | 0 | 0 | 0 | 0 | 0 | 818 | 800 | 818 | 0 | 0 | 1 | 0 | 0 | 0 | 0 | 0 | 0 | 0 | 0 | 0 | 0 | 0 | 0 | -1 | -2 | -2 | 0 | 0 | 1 |  | 1 | 1 | 1 | 1 | 1 | 1 | 3+ | 4+ | 1 | 1
PG&E Kern Study Area | Midway | 230 | 0 | 0 | 0 | 0 | 0 | 0 | 0 | 0 | 0 | 0 | 0 | 0 | 0 | 0 | 0 | 0 | 0 | 0 | 0 | 0 |  | 0 | 0 | 0 | 0 | 0 | 0 | 0 | 0 | 0 | 0 | 0 | 0 | 0 | 0 | 0 | 0 | 0 | 0 | 0 | 0 | 0 | 0 | 0 | 0 | 0 | 0 | 0 | 0 | 0 | 0 | 0 | 0 | 0 | 0 | 0 | 0 |  | 0 | 0 | 0 | 0 | 0 | 0 | 0 | 0 | 0 | 0 | 0 | 0 | 0 | 0 | 0 | 0 | 0 | 0 | 0 | 0 | 0 | 0 | 0 | 0 | 0 | 0 | 0 | 0 | 0 | 0 | 0 | 0 | 0 | 0 | 0 | 0 |  | 0 | 0 | 0 | 0 | 0 | 0 | 0 | 0 | 0 | 0 | 0 | 0 | 0 | 0 | 0 | 0 | 0 | 0 | 0 | 0 | 0 | 0 | 0 | 0 | 0 | 0 | 0 | 0 | 0 | 0 | 0 | 0 | 0 | 0 | 0 | 0 |  | 0 | 0 | 0 | 0 | 0 | 0 | 0 | 0 | 0 | 0 | 0 | 0 | 0 | 0 | 0 | 0 | 0 | 0 | 0 | 0 | 0 | 0 | 0 | 0 | 0 | 0 | 0 | 0 | 0 | 0 | 0 | 0 | 0 | 0 | 0 | 0 |  | 1 | 1 | 1 | 1 | 1 | 1 | 1 | 1 | 1 | 0
PG&E Kern Study Area | Midway | 115 | 0 | 0 | 0 | 0 | 0 | 0 | 0 | 0 | 0 | 0 | 0 | 0 | 100 | 100 | 200 | 80 | 0 | 80 | 0 | 1 |  | 0 | 0 | 0 | 0 | 0 | 0 | 0 | 0 | 0 | 0 | 0 | 204 | 204 | 102 | 102 | 0 | 0 | 1 | 0 | 0 | 0 | 0 | 0 | 0 | 0 | 0 | 0 | 0 | 0 | -2 | 0 | -1 | -1 | 0 | 0 | 1 |  | 0 | 0 | 0 | 0 | 0 | 0 | 0 | 0 | 0 | 0 | 0 | 0 | 207.4 | 0 | 184 | 0 | 0 | 1 | 0 | 0 | 0 | 0 | 0 | 0 | 0 | 0 | 0 | 0 | 0 | 2 | 0 | 2 | -2 | 0 | 0 | 1 |  | 0 | 0 | 0 | 0 | 0 | 0 | 0 | 0 | 0 | 0 | 0 | 204 | 411.4 | 102 | 286 | 0 | 0 | 1 | 0 | 0 | 0 | 0 | 0 | 0 | 0 | 0 | 0 | 0 | 0 | -2 | -2 | -1 | -2 | 0 | 0 | 1 |  | 0 | 0 | 0 | 0 | 0 | 0 | 0 | 0 | 0 | 0 | 0 | 204 | 888.1 | 102 | 759.2 | 0 | 0 | 1 | 0 | 0 | 0 | 0 | 0 | 0 | 0 | 0 | 0 | 0 | 0 | -2 | -2 | -1 | -2 | 0 | 0 | 1 |  | 1 | 1 | 1 | 1 | 1 | 1 | 4+ | 4+ | 1 | 1
SDG&E Study Area | Miguel | 500 | 0 | 0 | 0 | 0 | 0 | 0 | 0 | 0 | 0 | 0 | 0 | 0 | 0 | 0 | 0 | 0 | 0 | 0 | 0 | 0 |  | 0 | 0 | 0 | 0 | 0 | 0 | 0 | 0 | 0 | 0 | 0 | 0 | 0 | 0 | 0 | 0 | 0 | 0 | 0 | 0 | 0 | 0 | 0 | 0 | 0 | 0 | 0 | 0 | 0 | 0 | 0 | 0 | 0 | 0 | 0 | 0 |  | 0 | 0 | 0 | 0 | 0 | 0 | 0 | 0 | 0 | 0 | 0 | 0 | 0 | 0 | 0 | 0 | 0 | 0 | 0 | 0 | 0 | 0 | 0 | 0 | 0 | 0 | 0 | 0 | 0 | 0 | 0 | 0 | 0 | 0 | 0 | 0 |  | 0 | 0 | 0 | 0 | 0 | 0 | 0 | 0 | 0 | 0 | 0 | 0 | 0 | 0 | 0 | 0 | 0 | 0 | 0 | 0 | 0 | 0 | 0 | 0 | 0 | 0 | 0 | 0 | 0 | 0 | 0 | 0 | 0 | 0 | 0 | 0 |  | 0 | 0 | 0 | 0 | 0 | 0 | 0 | 0 | 0 | 0 | 0 | 0 | 0 | 0 | 0 | 0 | 0 | 0 | 0 | 0 | 0 | 0 | 0 | 0 | 0 | 0 | 0 | 0 | 0 | 0 | 0 | 0 | 0 | 0 | 0 | 0 |  | 1 | 1 | 1 | 1 | 1 | 1 | 1 | 1 | 1 | 0
SDG&E Study Area | Miguel | 230 | 0 | 0 | 0 | 0 | 0 | 0 | 0 | 0 | 0 | 0 | 0 | 0 | 0 | 0 | 0 | 0 | 0 | 0 | 0 | 0 |  | 0 | 0 | 0 | 0 | 0 | 0 | 0 | 0 | 0 | 0 | 0 | 0 | 0 | 0 | 0 | 0 | 0 | 0 | 0 | 0 | 0 | 0 | 0 | 0 | 0 | 0 | 0 | 0 | 0 | 0 | 0 | 0 | 0 | 0 | 0 | 0 |  | 0 | 0 | 0 | 0 | 0 | 0 | 0 | 0 | 0 | 0 | 0 | 0 | 0 | 0 | 0 | 0 | 0 | 0 | 0 | 0 | 0 | 0 | 0 | 0 | 0 | 0 | 0 | 0 | 0 | 0 | 0 | 0 | 0 | 0 | 0 | 0 |  | 0 | 0 | 0 | 0 | 0 | 0 | 0 | 0 | 0 | 0 | 0 | 0 | 0 | 0 | 0 | 0 | 0 | 0 | 0 | 0 | 0 | 0 | 0 | 0 | 0 | 0 | 0 | 0 | 0 | 0 | 0 | 0 | 0 | 0 | 0 | 0 |  | 0 | 0 | 0 | 0 | 0 | 0 | 0 | 0 | 0 | 0 | 0 | 0 | 0 | 0 | 51.4 | 0 | 0 | 1 | 0 | 0 | 0 | 0 | 0 | 0 | 0 | 0 | 0 | 0 | 0 | 0 | 0 | 0 | -2 | 0 | 0 | 1 |  | 1 | 1 | 1 | 1 | 1 | 1 | 1 | 1+ | 1 | 1
PG&E Greater Bay Study Area | Miller | 115 | 0 | 0 | 0 | 0 | 0 | 0 | 0 | 0 | 0 | 0 | 0 | 0 | 0 | 0 | 0 | 0 | 0 | 0 | 0 | 0 |  | 0 | 0 | 0 | 0 | 0 | 0 | 0 | 0 | 0 | 0 | 0 | 0 | 0 | 0 | 0 | 0 | 0 | 0 | 0 | 0 | 0 | 0 | 0 | 0 | 0 | 0 | 0 | 0 | 0 | 0 | 0 | 0 | 0 | 0 | 0 | 0 |  | 0 | 0 | 0 | 0 | 0 | 0 | 0 | 0 | 0 | 0 | 0 | 0 | 0 | 0 | 0 | 0 | 0 | 0 | 0 | 0 | 0 | 0 | 0 | 0 | 0 | 0 | 0 | 0 | 0 | 0 | 0 | 0 | 0 | 0 | 0 | 0 |  | 0 | 0 | 0 | 0 | 0 | 0 | 0 | 0 | 0 | 0 | 0 | 0 | 40.562 | 0 | 41.436 | 0 | 0 | 1 | 0 | 0 | 0 | 0 | 0 | 0 | 0 | 0 | 0 | 0 | 0 | 0 | -2 | 0 | -2 | 0 | 0 | 1 |  | 0 | 0 | 0 | 0 | 0 | 0 | 0 | 0 | 0 | 0 | 0 | 0 | 40.562 | 0 | 41.436 | 0 | 0 | 1 | 0 | 0 | 0 | 0 | 0 | 0 | 0 | 0 | 0 | 0 | 0 | 0 | -2 | 0 | -2 | 0 | 0 | 1 |  | 1 | 1 | 1 | 1 | 1 | 1 | 2+ | 2+ | 1 | 1
SCE Metro Study Area | Mira Loma | 500 | 0 | 0 | 0 | 0 | 0 | 0 | 0 | 0 | 0 | 0 | 0 | 0 | 0 | 0 | 0 | 0 | 0 | 0 | 0 | 0 |  | 0 | 0 | 0 | 0 | 0 | 0 | 0 | 0 | 0 | 0 | 0 | 0 | 0 | 0 | 0 | 0 | 0 | 0 | 0 | 0 | 0 | 0 | 0 | 0 | 0 | 0 | 0 | 0 | 0 | 0 | 0 | 0 | 0 | 0 | 0 | 0 |  | 0 | 0 | 0 | 0 | 0 | 0 | 0 | 0 | 0 | 0 | 0 | 0 | 0 | 0 | 0 | 0 | 0 | 0 | 0 | 0 | 0 | 0 | 0 | 0 | 0 | 0 | 0 | 0 | 0 | 0 | 0 | 0 | 0 | 0 | 0 | 0 |  | 0 | 0 | 0 | 0 | 0 | 0 | 0 | 0 | 0 | 0 | 0 | 0 | 0 | 0 | 0 | 0 | 0 | 0 | 0 | 0 | 0 | 0 | 0 | 0 | 0 | 0 | 0 | 0 | 0 | 0 | 0 | 0 | 0 | 0 | 0 | 0 |  | 0 | 0 | 0 | 0 | 0 | 0 | 0 | 0 | 0 | 0 | 0 | 0 | 0 | 0 | 0 | 0 | 0 | 0 | 0 | 0 | 0 | 0 | 0 | 0 | 0 | 0 | 0 | 0 | 0 | 0 | 0 | 0 | 0 | 0 | 0 | 0 |  | 1 | 1 | 1 | 1 | 1 | 1 | 1 | 1 | 1 | 0
SCE Metro Study Area | Mira Loma | 230 | 0 | 0 | 0 | 0 | 0 | 0 | 0 | 0 | 0 | 0 | 0 | 0 | 0 | 0 | 0 | 200 | 100 | 300 | 0 | 1 |  | 0 | 0 | 0 | 0 | 0 | 0 | 0 | 0 | 0 | 0 | 0 | 0 | 0 | 0 | 0 | 0 | 0 | 0 | 0 | 0 | 0 | 0 | 0 | 0 | 0 | 0 | 0 | 0 | 0 | 0 | 0 | 2 | 2 | 0 | 0 | 1 |  | 0 | 0 | 0 | 0 | 0 | 0 | 0 | 0 | 0 | 0 | 0 | 0 | 0 | 300 | 312.96 | 0 | 0 | 1 | 0 | 0 | 0 | 0 | 0 | 0 | 0 | 0 | 0 | 0 | 0 | 0 | 0 | 0 | 0 | 0 | 0 | 0 |  | 0 | 0 | 0 | 0 | 0 | 0 | 0 | 0 | 0 | 0 | 0 | 0 | 0 | 300 | 312.96 | 0 | 0 | 1 | 0 | 0 | 0 | 0 | 0 | 0 | 0 | 0 | 0 | 0 | 0 | 0 | 0 | 0 | 0 | 0 | 0 | 0 |  | 0 | 0 | 0 | 0 | 0 | 0 | 0 | 0 | 0 | 0 | 3 | 0 | 0 | 300 | 1038.231 | 0 | 0 | 1 | 0 | 0 | 0 | 0 | 0 | 0 | 0 | 0 | 0 | 0 | -2 | 0 | 0 | 0 | -2 | 0 | 0 | 1 |  | 1 | 1 | 1 | 1 | 1 | 1+ | 1 | 1+ | 1 | 1
SCE Eastern Study Area | Mirage | 230 | 740 | 0 | 0 | 0 | 0 | 0 | 0 | 0 | 0 | 0 | 0 | 0 | 0 | 0 | 0 | 0 | 0 | 0 | 0 | 1 |  | 0 | 0 | 0 | 0 | 0 | 0 | 0 | 0 | 0 | 0 | 0 | 0 | 0 | 0 | 0 | 0 | 0 | 0 | 2 | 2 | 0 | 0 | 0 | 0 | 0 | 0 | 0 | 0 | 0 | 0 | 0 | 0 | 0 | 0 | 0 | 1 |  | 0 | 0 | 0 | 0 | 0 | 0 | 0 | 0 | 0 | 0 | 0 | 0 | 0 | 0 | 0 | 0 | 0 | 0 | 2 | 2 | 0 | 0 | 0 | 0 | 0 | 0 | 0 | 0 | 0 | 0 | 0 | 0 | 0 | 0 | 0 | 1 |  | 0 | 0 | 0 | 0 | 0 | 0 | 0 | 0 | 0 | 0 | 0 | 0 | 0 | 0 | 0 | 0 | 0 | 0 | 2 | 2 | 0 | 0 | 0 | 0 | 0 | 0 | 0 | 0 | 0 | 0 | 0 | 0 | 0 | 0 | 0 | 1 |  | 0 | 0 | 0 | 0 | 0 | 0 | 0 | 0 | 0 | 0 | 0 | 0 | 65 | 0 | 604.8 | 0 | 0 | 1 | 2 | 2 | 0 | 0 | 0 | 0 | 0 | 0 | 0 | 0 | 0 | 0 | -2 | 0 | -2 | 0 | 0 | 1 |  | 5- | 1 | 1 | 1 | 1 | 1 | 1+ | 1+ | 1 | 1
SDG&E Study Area | Mission | 230 | 0 | 0 | 0 | 0 | 0 | 0 | 0 | 0 | 0 | 0 | 0 | 0 | 0 | 0 | 0 | 0 | 0 | 0 | 0 | 0 |  | 0 | 0 | 0 | 0 | 0 | 0 | 0 | 0 | 0 | 0 | 0 | 0 | 0 | 0 | 0 | 0 | 0 | 0 | 0 | 0 | 0 | 0 | 0 | 0 | 0 | 0 | 0 | 0 | 0 | 0 | 0 | 0 | 0 | 0 | 0 | 0 |  | 0 | 0 | 0 | 0 | 0 | 0 | 0 | 0 | 0 | 0 | 0 | 0 | 0 | 0 | 0 | 0 | 0 | 0 | 0 | 0 | 0 | 0 | 0 | 0 | 0 | 0 | 0 | 0 | 0 | 0 | 0 | 0 | 0 | 0 | 0 | 0 |  | 0 | 0 | 0 | 0 | 0 | 0 | 0 | 0 | 0 | 0 | 0 | 0 | 0 | 0 | 0 | 0 | 0 | 0 | 0 | 0 | 0 | 0 | 0 | 0 | 0 | 0 | 0 | 0 | 0 | 0 | 0 | 0 | 0 | 0 | 0 | 0 |  | 0 | 0 | 0 | 0 | 0 | 0 | 0 | 0 | 0 | 0 | 0 | 0 | 0 | 0 | 0 | 0 | 0 | 0 | 0 | 0 | 0 | 0 | 0 | 0 | 0 | 0 | 0 | 0 | 0 | 0 | 0 | 0 | 0 | 0 | 0 | 0 |  | 1 | 1 | 1 | 1 | 1 | 1 | 1 | 1 | 1 | 0
PG&E Greater Bay Study Area | Mi-Wuk | 115 | 0 | 0 | 0 | 0 | 0 | 0 | 0 | 0 | 0 | 0 | 0 | 0 | 0 | 0 | 0 | 0 | 0 | 0 | 0 | 0 |  | 0 | 0 | 0 | 0 | 0 | 0 | 0 | 0 | 0 | 0 | 0 | 0 | 0 | 0 | 0 | 0 | 0 | 0 | 0 | 0 | 0 | 0 | 0 | 0 | 0 | 0 | 0 | 0 | 0 | 0 | 0 | 0 | 0 | 0 | 0 | 0 |  | 0 | 0 | 0 | 0 | 0 | 0 | 0 | 0 | 0 | 0 | 0 | 0 | 0 | 0 | 0 | 0 | 0 | 0 | 0 | 0 | 0 | 0 | 0 | 0 | 0 | 0 | 0 | 0 | 0 | 0 | 0 | 0 | 0 | 0 | 0 | 0 |  | 0 | 0 | 0 | 0 | 0 | 0 | 0 | 0 | 0 | 0 | 0 | 0 | 0 | 0 | 0 | 0 | 0 | 0 | 0 | 0 | 0 | 0 | 0 | 0 | 0 | 0 | 0 | 0 | 0 | 0 | 0 | 0 | 0 | 0 | 0 | 0 |  | 0 | 0 | 0 | 0 | 0 | 0 | 0 | 0 | 0 | 0 | 0 | 0 | 0 | 0 | 0 | 0 | 0 | 0 | 0 | 0 | 0 | 0 | 0 | 0 | 0 | 0 | 0 | 0 | 0 | 0 | 0 | 0 | 0 | 0 | 0 | 0 |  | 1 | 1 | 1 | 1 | 1 | 1 | 1 | 1 | 1 | 0
East of Pisgah Study Area | Mohave | 500 | 0 | 0 | 700 | 0 | 700 | 0 | 0 | 0 | 0 | 0 | 0 | 0 | 0 | 700 | 700 | 500 | 0 | 500 | 0 | 1 |  | 0 | 0 | 0 | 0 | 0 | 0 | 0 | 0 | 0 | 0 | 0 | 0 | 820 | 820 | 820 | 0 | 0 | 1 | 0 | 0 | 0 | 0 | 2 | 2 | 0 | 0 | 0 | 0 | 0 | 0 | -1 | -2 | -2 | 0 | 0 | 1 |  | 0 | 0 | 0 | 0 | 0 | 0 | 0 | 0 | 0 | 0 | 0 | 0 | 0 | 0 | 0 | 0 | 0 | 0 | 0 | 0 | 0 | 0 | 2 | 2 | 0 | 0 | 0 | 0 | 0 | 0 | 2 | 2 | 2 | 0 | 0 | 1 |  | 0 | 0 | 0 | 0 | 0 | 0 | 0 | 0 | 0 | 0 | 0 | 0 | 1520 | 1520 | 1520 | 0 | 0 | 1 | 0 | 0 | 0 | 0 | 2 | 2 | 0 | 0 | 0 | 0 | 0 | 0 | -2 | -2 | -2 | 0 | 0 | 1 |  | 0 | 0 | 0 | 0 | 0 | 0 | 0 | 0 | 0 | 0 | 0 | 0 | 1770 | 1520 | 1770 | 0 | 0 | 1 | 0 | 0 | 0 | 0 | 2 | 2 | 0 | 0 | 0 | 0 | 0 | 0 | -2 | -2 | -2 | 0 | 0 | 1 |  | 1 | 1 | 5- | 1 | 1 | 1 | 2+ | 4+ | 1 | 1
PG&E North of Greater Bay Study Area | Monroe | 115 | 0 | 0 | 0 | 0 | 0 | 0 | 0 | 0 | 0 | 0 | 0 | 0 | 0 | 0 | 0 | 0 | 0 | 0 | 0 | 0 |  | 0 | 0 | 0 | 0 | 0 | 0 | 0 | 0 | 0 | 0 | 0 | 0 | 0 | 0 | 0 | 0 | 0 | 0 | 0 | 0 | 0 | 0 | 0 | 0 | 0 | 0 | 0 | 0 | 0 | 0 | 0 | 0 | 0 | 0 | 0 | 0 |  | 0 | 0 | 0 | 0 | 0 | 0 | 0 | 0 | 0 | 0 | 0 | 0 | 0 | 0 | 0 | 0 | 0 | 0 | 0 | 0 | 0 | 0 | 0 | 0 | 0 | 0 | 0 | 0 | 0 | 0 | 0 | 0 | 0 | 0 | 0 | 0 |  | 0 | 0 | 0 | 0 | 0 | 0 | 0 | 0 | 0 | 0 | 0 | 0 | 0 | 0 | 0 | 0 | 0 | 0 | 0 | 0 | 0 | 0 | 0 | 0 | 0 | 0 | 0 | 0 | 0 | 0 | 0 | 0 | 0 | 0 | 0 | 0 |  | 0 | 0 | 0 | 0 | 0 | 0 | 0 | 0 | 0 | 0 | 0 | 0 | 0 | 0 | 0 | 0 | 0 | 0 | 0 | 0 | 0 | 0 | 0 | 0 | 0 | 0 | 0 | 0 | 0 | 0 | 0 | 0 | 0 | 0 | 0 | 0 |  | 1 | 1 | 1 | 1 | 1 | 1 | 1 | 1 | 1 | 0
PG&E Greater Bay Study Area | Monta Vista | 230 | 0 | 0 | 0 | 0 | 0 | 0 | 0 | 0 | 0 | 0 | 0 | 0 | 0 | 0 | 0 | 0 | 0 | 0 | 0 | 0 |  | 0 | 0 | 0 | 0 | 0 | 0 | 0 | 0 | 0 | 0 | 0 | 0 | 0 | 0 | 0 | 0 | 0 | 0 | 0 | 0 | 0 | 0 | 0 | 0 | 0 | 0 | 0 | 0 | 0 | 0 | 0 | 0 | 0 | 0 | 0 | 0 |  | 0 | 0 | 0 | 0 | 0 | 0 | 0 | 0 | 0 | 0 | 0 | 0 | 0 | 0 | 0 | 0 | 0 | 0 | 0 | 0 | 0 | 0 | 0 | 0 | 0 | 0 | 0 | 0 | 0 | 0 | 0 | 0 | 0 | 0 | 0 | 0 |  | 0 | 0 | 0 | 0 | 0 | 0 | 0 | 0 | 0 | 0 | 0 | 0 | 0 | 0 | 0 | 0 | 0 | 0 | 0 | 0 | 0 | 0 | 0 | 0 | 0 | 0 | 0 | 0 | 0 | 0 | 0 | 0 | 0 | 0 | 0 | 0 |  | 0 | 0 | 0 | 0 | 0 | 0 | 0 | 0 | 0 | 0 | 0 | 0 | 0 | 0 | 606.1 | 0 | 0 | 1 | 0 | 0 | 0 | 0 | 0 | 0 | 0 | 0 | 0 | 0 | 0 | 0 | 0 | 0 | -2 | 0 | 0 | 1 |  | 1 | 1 | 1 | 1 | 1 | 1 | 1 | 1+ | 1 | 1
PG&E North of Greater Bay Study Area | Monticello | 115 | 0 | 0 | 0 | 0 | 0 | 0 | 0 | 0 | 0 | 0 | 0 | 0 | 0 | 0 | 0 | 0 | 0 | 0 | 0 | 0 |  | 0 | 0 | 0 | 0 | 0 | 0 | 0 | 0 | 0 | 0 | 0 | 0 | 0 | 0 | 0 | 0 | 0 | 0 | 0 | 0 | 0 | 0 | 0 | 0 | 0 | 0 | 0 | 0 | 0 | 0 | 0 | 0 | 0 | 0 | 0 | 0 |  | 0 | 0 | 0 | 0 | 0 | 0 | 0 | 0 | 0 | 0 | 0 | 0 | 0 | 0 | 0 | 0 | 0 | 0 | 0 | 0 | 0 | 0 | 0 | 0 | 0 | 0 | 0 | 0 | 0 | 0 | 0 | 0 | 0 | 0 | 0 | 0 |  | 0 | 0 | 0 | 0 | 0 | 0 | 0 | 0 | 0 | 0 | 0 | 0 | 0 | 0 | 0 | 0 | 0 | 0 | 0 | 0 | 0 | 0 | 0 | 0 | 0 | 0 | 0 | 0 | 0 | 0 | 0 | 0 | 0 | 0 | 0 | 0 |  | 0 | 0 | 0 | 0 | 0 | 0 | 0 | 0 | 0 | 0 | 0 | 0 | 0 | 0 | 0 | 0 | 0 | 0 | 0 | 0 | 0 | 0 | 0 | 0 | 0 | 0 | 0 | 0 | 0 | 0 | 0 | 0 | 0 | 0 | 0 | 0 |  | 1 | 1 | 1 | 1 | 1 | 1 | 1 | 1 | 1 | 0
SCE Northern Area | Moorpark | 230 | 0 | 0 | 0 | 0 | 0 | 0 | 0 | 0 | 0 | 0 | 0 | 0 | 0 | 0 | 0 | 300 | 0 | 300 | 0 | 1 |  | 0 | 0 | 0 | 0 | 0 | 0 | 0 | 0 | 0 | 0 | 0 | 0 | 0 | 500 | 500 | 0 | 0 | 1 | 0 | 0 | 0 | 0 | 0 | 0 | 0 | 0 | 0 | 0 | 0 | 0 | 0 | -2 | -2 | 0 | 0 | 1 |  | 0 | 0 | 0 | 0 | 0 | 0 | 0 | 0 | 0 | 0 | 0 | 0 | 0 | 500 | 500 | 0 | 0 | 1 | 0 | 0 | 0 | 0 | 0 | 0 | 0 | 0 | 0 | 0 | 0 | 0 | 0 | -2 | -2 | 0 | 0 | 1 |  | 0 | 0 | 0 | 0 | 0 | 0 | 0 | 0 | 0 | 0 | 0 | 0 | 0 | 500 | 500 | 0 | 0 | 1 | 0 | 0 | 0 | 0 | 0 | 0 | 0 | 0 | 0 | 0 | 0 | 0 | 0 | -2 | -2 | 0 | 0 | 1 |  | 0 | 0 | 0 | 0 | 0 | 0 | 0 | 0 | 0 | 0 | 0 | 0 | 0 | 500 | 2069.525 | 0 | 0 | 1 | 0 | 0 | 0 | 0 | 0 | 0 | 0 | 0 | 0 | 0 | 0 | 0 | 0 | -2 | -2 | 0 | 0 | 1 |  | 1 | 1 | 1 | 1 | 1 | 1 | 1 | 4+ | 1 | 1
PG&E Greater Bay Study Area | Moraga | 230 | 0 | 0 | 0 | 0 | 0 | 0 | 0 | 0 | 0 | 0 | 0 | 0 | 0 | 0 | 0 | 0 | 0 | 0 | 0 | 0 |  | 0 | 0 | 0 | 0 | 0 | 0 | 0 | 0 | 0 | 0 | 0 | 0 | 0 | 0 | 0 | 0 | 0 | 0 | 0 | 0 | 0 | 0 | 0 | 0 | 0 | 0 | 0 | 0 | 0 | 0 | 0 | 0 | 0 | 0 | 0 | 0 |  | 0 | 0 | 0 | 0 | 0 | 0 | 0 | 0 | 0 | 0 | 0 | 0 | 0 | 0 | 0 | 0 | 0 | 0 | 0 | 0 | 0 | 0 | 0 | 0 | 0 | 0 | 0 | 0 | 0 | 0 | 0 | 0 | 0 | 0 | 0 | 0 |  | 0 | 0 | 0 | 0 | 0 | 0 | 0 | 0 | 0 | 0 | 0 | 0 | 0 | 0 | 0 | 0 | 0 | 0 | 0 | 0 | 0 | 0 | 0 | 0 | 0 | 0 | 0 | 0 | 0 | 0 | 0 | 0 | 0 | 0 | 0 | 0 |  | 0 | 0 | 0 | 0 | 0 | 0 | 0 | 0 | 0 | 0 | 0 | 0 | 0 | 0 | 305 | 0 | 0 | 1 | 0 | 0 | 0 | 0 | 0 | 0 | 0 | 0 | 0 | 0 | 0 | 0 | 0 | 0 | -2 | 0 | 0 | 1 |  | 1 | 1 | 1 | 1 | 1 | 1 | 1 | 1+ | 1 | 1
PG&E Greater Bay Study Area | Moraga | 115 | 0 | 0 | 0 | 0 | 0 | 0 | 0 | 0 | 0 | 0 | 0 | 0 | 0 | 0 | 0 | 0 | 0 | 0 | 0 | 0 |  | 0 | 0 | 0 | 0 | 0 | 0 | 0 | 0 | 0 | 0 | 0 | 0 | 0 | 0 | 0 | 0 | 0 | 0 | 0 | 0 | 0 | 0 | 0 | 0 | 0 | 0 | 0 | 0 | 0 | 0 | 0 | 0 | 0 | 0 | 0 | 0 |  | 0 | 0 | 0 | 0 | 0 | 0 | 0 | 0 | 0 | 0 | 0 | 0 | 0 | 0 | 0 | 0 | 0 | 0 | 0 | 0 | 0 | 0 | 0 | 0 | 0 | 0 | 0 | 0 | 0 | 0 | 0 | 0 | 0 | 0 | 0 | 0 |  | 0 | 0 | 0 | 0 | 0 | 0 | 0 | 0 | 0 | 0 | 0 | 0 | 0 | 0 | 0 | 0 | 0 | 0 | 0 | 0 | 0 | 0 | 0 | 0 | 0 | 0 | 0 | 0 | 0 | 0 | 0 | 0 | 0 | 0 | 0 | 0 |  | 0 | 0 | 0 | 0 | 0 | 0 | 0 | 0 | 0 | 0 | 0 | 0 | 0 | 0 | 0 | 0 | 0 | 0 | 0 | 0 | 0 | 0 | 0 | 0 | 0 | 0 | 0 | 0 | 0 | 0 | 0 | 0 | 0 | 0 | 0 | 0 |  | 1 | 1 | 1 | 1 | 1 | 1 | 1 | 1 | 1 | 0
PG&E Greater Bay Study Area | Morgan Hill | 115 | 0 | 0 | 0 | 0 | 0 | 0 | 0 | 0 | 0 | 0 | 0 | 0 | 0 | 0 | 0 | 0 | 0 | 0 | 0 | 0 |  | 0 | 0 | 0 | 0 | 0 | 0 | 0 | 0 | 0 | 0 | 0 | 0 | 0 | 0 | 0 | 0 | 0 | 0 | 0 | 0 | 0 | 0 | 0 | 0 | 0 | 0 | 0 | 0 | 0 | 0 | 0 | 0 | 0 | 0 | 0 | 0 |  | 0 | 0 | 0 | 0 | 0 | 0 | 0 | 0 | 0 | 0 | 0 | 0 | 0 | 0 | 20 | 0 | 0 | 1 | 0 | 0 | 0 | 0 | 0 | 0 | 0 | 0 | 0 | 0 | 0 | 0 | 0 | 0 | -2 | 0 | 0 | 1 |  | 0 | 0 | 0 | 0 | 0 | 0 | 0 | 0 | 0 | 0 | 0 | 0 | 0 | 0 | 20 | 0 | 0 | 1 | 0 | 0 | 0 | 0 | 0 | 0 | 0 | 0 | 0 | 0 | 0 | 0 | 0 | 0 | -2 | 0 | 0 | 1 |  | 0 | 0 | 0 | 0 | 0 | 0 | 0 | 0 | 0 | 0 | 0 | 0 | 0 | 0 | 20 | 0 | 0 | 1 | 0 | 0 | 0 | 0 | 0 | 0 | 0 | 0 | 0 | 0 | 0 | 0 | 0 | 0 | -2 | 0 | 0 | 1 |  | 1 | 1 | 1 | 1 | 1 | 1 | 1 | 4+ | 1 | 1
PG&E Kern Study Area | Morro Bay (Proposed) | 500 | 0 | 0 | 0 | 0 | 0 | 0 | 0 | 0 | 1855 | 0 | 1855 | 0 | 0 | 0 | 0 | 0 | 0 | 0 | 0 | 1 |  | 0 | 0 | 0 | 0 | 0 | 0 | 0 | 0 | 0 | 0 | 0 | 0 | 0 | 0 | 0 | 0 | 0 | 0 | 0 | 0 | 0 | 0 | 0 | 0 | 0 | 0 | 2 | 2 | 0 | 0 | 0 | 0 | 0 | 0 | 0 | 1 |  | 0 | 0 | 0 | 0 | 0 | 0 | 0 | 0 | 0 | 0 | 0 | 0 | 0 | 0 | 0 | 0 | 0 | 0 | 0 | 0 | 0 | 0 | 0 | 0 | 0 | 0 | 2 | 2 | 0 | 0 | 0 | 0 | 0 | 0 | 0 | 1 |  | 0 | 0 | 0 | 0 | 0 | 0 | 0 | 0 | 0 | 0 | 0 | 0 | 0 | 0 | 0 | 0 | 0 | 0 | 0 | 0 | 0 | 0 | 0 | 0 | 0 | 0 | 2 | 2 | 0 | 0 | 0 | 0 | 0 | 0 | 0 | 1 |  | 0 | 0 | 0 | 0 | 0 | 0 | 0 | 0 | 0 | 1190 | 0 | 0 | 0 | 0 | 319.35 | 0 | 0 | 1 | 0 | 0 | 0 | 0 | 0 | 0 | 0 | 0 | 2 | 2 | 0 | 0 | 0 | 0 | -2 | 0 | 0 | 1 |  | 1 | 1 | 1 | 1 | 5- | 1 | 1 | 1+ | 1 | 1
PG&E Kern Study Area | Morro Bay | 230 | 0 | 0 | 0 | 0 | 0 | 0 | 0 | 0 | 0 | 0 | 0 | 0 | 0 | 0 | 0 | 0 | 0 | 0 | 0 | 0 |  | 0 | 0 | 0 | 0 | 0 | 0 | 0 | 0 | 0 | 0 | 0 | 0 | 0 | 0 | 0 | 0 | 0 | 0 | 0 | 0 | 0 | 0 | 0 | 0 | 0 | 0 | 0 | 0 | 0 | 0 | 0 | 0 | 0 | 0 | 0 | 0 |  | 0 | 0 | 0 | 0 | 0 | 0 | 0 | 0 | 0 | 0 | 0 | 0 | 0 | 0 | 0 | 0 | 0 | 0 | 0 | 0 | 0 | 0 | 0 | 0 | 0 | 0 | 0 | 0 | 0 | 0 | 0 | 0 | 0 | 0 | 0 | 0 |  | 0 | 0 | 0 | 0 | 0 | 0 | 0 | 0 | 0 | 0 | 0 | 0 | 0 | 0 | 108 | 464.9 | 500 | 1 | 0 | 0 | 0 | 0 | 0 | 0 | 0 | 0 | 0 | 0 | 0 | 0 | 0 | 0 | -2 | -2 | -2 | 1 |  | 0 | 0 | 0 | 0 | 0 | 0 | 0 | 0 | 0 | 628.65 | 0 | 0 | 0 | 0 | 513.4 | 464.9 | 500 | 1 | 0 | 0 | 0 | 0 | 0 | 0 | 0 | 0 | 0 | -2 | 0 | 0 | 0 | 0 | -2 | -2 | -2 | 1 |  | 1 | 1 | 1 | 1 | 1+ | 1 | 1 | 2+ | 4+ | 1
PG&E Kern Study Area | Morro Bay | 115 | 0 | 0 | 0 | 0 | 0 | 0 | 0 | 0 | 0 | 0 | 0 | 0 | 0 | 0 | 0 | 0 | 0 | 0 | 0 | 0 |  | 0 | 0 | 0 | 0 | 0 | 0 | 0 | 0 | 0 | 0 | 0 | 0 | 0 | 0 | 0 | 0 | 0 | 0 | 0 | 0 | 0 | 0 | 0 | 0 | 0 | 0 | 0 | 0 | 0 | 0 | 0 | 0 | 0 | 0 | 0 | 0 |  | 0 | 0 | 0 | 0 | 0 | 0 | 0 | 0 | 0 | 0 | 0 | 0 | 0 | 0 | 0 | 0 | 0 | 0 | 0 | 0 | 0 | 0 | 0 | 0 | 0 | 0 | 0 | 0 | 0 | 0 | 0 | 0 | 0 | 0 | 0 | 0 |  | 0 | 0 | 0 | 0 | 0 | 0 | 0 | 0 | 0 | 0 | 0 | 0 | 0 | 0 | 0 | 0 | 0 | 0 | 0 | 0 | 0 | 0 | 0 | 0 | 0 | 0 | 0 | 0 | 0 | 0 | 0 | 0 | 0 | 0 | 0 | 0 |  | 0 | 0 | 0 | 0 | 0 | 0 | 0 | 0 | 0 | 0 | 0 | 0 | 0 | 0 | 0 | 0 | 0 | 0 | 0 | 0 | 0 | 0 | 0 | 0 | 0 | 0 | 0 | 0 | 0 | 0 | 0 | 0 | 0 | 0 | 0 | 0 |  | 1 | 1 | 1 | 1 | 1 | 1 | 1 | 1 | 1 | 0
PG&E Greater Bay Study Area | Moss Landing | 500 | 0 | 0 | 0 | 0 | 0 | 0 | 0 | 0 | 0 | 0 | 0 | 0 | 0 | 0 | 0 | 0 | 0 | 0 | 0 | 0 |  | 0 | 0 | 0 | 0 | 0 | 0 | 0 | 0 | 0 | 0 | 0 | 0 | 0 | 0 | 0 | 0 | 0 | 0 | 0 | 0 | 0 | 0 | 0 | 0 | 0 | 0 | 0 | 0 | 0 | 0 | 0 | 0 | 0 | 0 | 0 | 0 |  | 0 | 0 | 0 | 0 | 0 | 0 | 0 | 0 | 0 | 0 | 0 | 0 | 0 | 750 | 782.79 | 0 | 0 | 1 | 0 | 0 | 0 | 0 | 0 | 0 | 0 | 0 | 0 | 0 | 0 | 0 | 0 | -2 | -2 | 0 | 0 | 1 |  | 0 | 0 | 0 | 0 | 0 | 0 | 0 | 0 | 0 | 0 | 0 | 0 | 0 | 750 | 782.79 | 0 | 0 | 1 | 0 | 0 | 0 | 0 | 0 | 0 | 0 | 0 | 0 | 0 | 0 | 0 | 0 | -2 | -2 | 0 | 0 | 1 |  | 0 | 0 | 0 | 0 | 0 | 0 | 0 | 0 | 0 | 1525.172 | 0 | 0 | 0 | 750 | 1539.603 | 0 | 0 | 1 | 0 | 0 | 0 | 0 | 0 | 0 | 0 | 0 | 0 | -2 | 0 | 0 | 0 | -2 | -2 | 0 | 0 | 1 |  | 1 | 1 | 1 | 1 | 1+ | 1 | 1 | 4+ | 1 | 1
PG&E Greater Bay Study Area | Moss Landing | 230 | 0 | 0 | 0 | 0 | 0 | 0 | 0 | 0 | 0 | 0 | 0 | 0 | 0 | 0 | 0 | 0 | 0 | 0 | 0 | 0 |  | 0 | 0 | 0 | 0 | 0 | 0 | 0 | 0 | 0 | 0 | 0 | 0 | 0 | 0 | 0 | 0 | 0 | 0 | 0 | 0 | 0 | 0 | 0 | 0 | 0 | 0 | 0 | 0 | 0 | 0 | 0 | 0 | 0 | 0 | 0 | 0 |  | 0 | 0 | 0 | 0 | 0 | 0 | 0 | 0 | 0 | 0 | 0 | 0 | 0 | 0 | 0 | 0 | 0 | 0 | 0 | 0 | 0 | 0 | 0 | 0 | 0 | 0 | 0 | 0 | 0 | 0 | 0 | 0 | 0 | 0 | 0 | 0 |  | 0 | 0 | 0 | 0 | 0 | 0 | 0 | 0 | 0 | 0 | 0 | 0 | 0 | 0 | 0 | 0 | 0 | 0 | 0 | 0 | 0 | 0 | 0 | 0 | 0 | 0 | 0 | 0 | 0 | 0 | 0 | 0 | 0 | 0 | 0 | 0 |  | 0 | 0 | 0 | 0 | 0 | 0 | 0 | 0 | 0 | 0 | 0 | 0 | 0 | 0 | 0 | 0 | 0 | 0 | 0 | 0 | 0 | 0 | 0 | 0 | 0 | 0 | 0 | 0 | 0 | 0 | 0 | 0 | 0 | 0 | 0 | 0 |  | 1 | 1 | 1 | 1 | 1 | 1 | 1 | 1 | 1 | 0
PG&E Greater Bay Study Area | Moss Landing | 115 | 0 | 0 | 0 | 0 | 0 | 0 | 0 | 0 | 0 | 0 | 0 | 0 | 0 | 0 | 0 | 0 | 0 | 0 | 0 | 0 |  | 0 | 0 | 0 | 0 | 0 | 0 | 0 | 0 | 0 | 0 | 0 | 0 | 0 | 0 | 0 | 0 | 0 | 0 | 0 | 0 | 0 | 0 | 0 | 0 | 0 | 0 | 0 | 0 | 0 | 0 | 0 | 0 | 0 | 0 | 0 | 0 |  | 0 | 0 | 0 | 0 | 0 | 0 | 0 | 0 | 0 | 0 | 0 | 0 | 0 | 0 | 0 | 0 | 0 | 0 | 0 | 0 | 0 | 0 | 0 | 0 | 0 | 0 | 0 | 0 | 0 | 0 | 0 | 0 | 0 | 0 | 0 | 0 |  | 0 | 0 | 0 | 0 | 0 | 0 | 0 | 0 | 0 | 0 | 0 | 0 | 0 | 0 | 0 | 0 | 0 | 0 | 0 | 0 | 0 | 0 | 0 | 0 | 0 | 0 | 0 | 0 | 0 | 0 | 0 | 0 | 0 | 0 | 0 | 0 |  | 0 | 0 | 0 | 0 | 0 | 0 | 0 | 0 | 0 | 0 | 0 | 0 | 0 | 0 | 0 | 0 | 0 | 0 | 0 | 0 | 0 | 0 | 0 | 0 | 0 | 0 | 0 | 0 | 0 | 0 | 0 | 0 | 0 | 0 | 0 | 0 |  | 1 | 1 | 1 | 1 | 1 | 1 | 1 | 1 | 1 | 0
PG&E Kern Study Area | Mt Poso | 115 | 0 | 0 | 0 | 0 | 0 | 0 | 0 | 0 | 0 | 0 | 0 | 0 | 0 | 0 | 0 | 0 | 0 | 0 | 0 | 0 |  | 0 | 0 | 0 | 0 | 0 | 0 | 0 | 0 | 0 | 0 | 0 | 0 | 0 | 0 | 0 | 0 | 0 | 0 | 0 | 0 | 0 | 0 | 0 | 0 | 0 | 0 | 0 | 0 | 0 | 0 | 0 | 0 | 0 | 0 | 0 | 0 |  | 0 | 0 | 0 | 0 | 0 | 0 | 0 | 0 | 0 | 0 | 0 | 0 | 0 | 0 | 0 | 0 | 0 | 0 | 0 | 0 | 0 | 0 | 0 | 0 | 0 | 0 | 0 | 0 | 0 | 0 | 0 | 0 | 0 | 0 | 0 | 0 |  | 0 | 0 | 0 | 0 | 0 | 0 | 0 | 0 | 0 | 0 | 0 | 0 | 0 | 0 | 0 | 0 | 0 | 0 | 0 | 0 | 0 | 0 | 0 | 0 | 0 | 0 | 0 | 0 | 0 | 0 | 0 | 0 | 0 | 0 | 0 | 0 |  | 0 | 0 | 0 | 0 | 0 | 0 | 0 | 0 | 0 | 0 | 0 | 0 | 0 | 0 | 0 | 0 | 0 | 0 | 0 | 0 | 0 | 0 | 0 | 0 | 0 | 0 | 0 | 0 | 0 | 0 | 0 | 0 | 0 | 0 | 0 | 0 |  | 1 | 1 | 1 | 1 | 1 | 1 | 1 | 1 | 1 | 0
PG&E Fresno Study Area | Mustang | 230 | 0 | 0 | 0 | 0 | 0 | 0 | 0 | 0 | 0 | 0 | 0 | 0 | 0 | 200 | 200 | 0 | 50 | 50 | 0 | 1 |  | 0 | 0 | 0 | 0 | 0 | 0 | 0 | 0 | 0 | 0 | 0 | 0 | 310.707 | 0 | 300 | 0 | 0 | 1 | 0 | 0 | 0 | 0 | 0 | 0 | 0 | 0 | 0 | 0 | 0 | 0 | -2 | 2 | -2 | 0 | 0 | 1 |  | 0 | 0 | 0 | 0 | 0 | 0 | 0 | 0 | 0 | 0 | 0 | 0 | 0 | 0 | 0 | 0 | 0 | 0 | 0 | 0 | 0 | 0 | 0 | 0 | 0 | 0 | 0 | 0 | 0 | 0 | 2 | 2 | 2 | 0 | 0 | 1 |  | 0 | 0 | 0 | 0 | 0 | 0 | 0 | 0 | 0 | 0 | 0 | 0 | 310.707 | 0 | 300 | 0 | 0 | 1 | 0 | 0 | 0 | 0 | 0 | 0 | 0 | 0 | 0 | 0 | 0 | 0 | -2 | 2 | -2 | 0 | 0 | 1 |  | 0 | 0 | 0 | 0 | 0 | 0 | 0 | 0 | 0 | 0 | 0 | 0 | 310.707 | 0 | 300 | 0 | 0 | 1 | 0 | 0 | 0 | 0 | 0 | 0 | 0 | 0 | 0 | 0 | 0 | 0 | -2 | 2 | -2 | 0 | 0 | 1 |  | 1 | 1 | 1 | 1 | 1 | 1 | 2+ | 2- | 1 | 1
PG&E Fresno Study Area | New Melones | 230 | 0 | 0 | 0 | 0 | 0 | 0 | 0 | 0 | 0 | 0 | 0 | 0 | 0 | 0 | 0 | 0 | 0 | 0 | 0 | 0 |  | 0 | 0 | 0 | 0 | 0 | 0 | 0 | 0 | 0 | 0 | 0 | 0 | 0 | 0 | 0 | 0 | 0 | 0 | 0 | 0 | 0 | 0 | 0 | 0 | 0 | 0 | 0 | 0 | 0 | 0 | 0 | 0 | 0 | 0 | 0 | 0 |  | 0 | 0 | 0 | 0 | 0 | 0 | 0 | 0 | 0 | 0 | 0 | 0 | 0 | 0 | 0 | 0 | 0 | 0 | 0 | 0 | 0 | 0 | 0 | 0 | 0 | 0 | 0 | 0 | 0 | 0 | 0 | 0 | 0 | 0 | 0 | 0 |  | 0 | 0 | 0 | 0 | 0 | 0 | 0 | 0 | 0 | 0 | 0 | 0 | 0 | 0 | 0 | 0 | 0 | 0 | 0 | 0 | 0 | 0 | 0 | 0 | 0 | 0 | 0 | 0 | 0 | 0 | 0 | 0 | 0 | 0 | 0 | 0 |  | 0 | 0 | 0 | 0 | 0 | 0 | 0 | 0 | 0 | 0 | 0 | 0 | 0 | 0 | 0 | 0 | 0 | 0 | 0 | 0 | 0 | 0 | 0 | 0 | 0 | 0 | 0 | 0 | 0 | 0 | 0 | 0 | 0 | 0 | 0 | 0 |  | 1 | 1 | 1 | 1 | 1 | 1 | 1 | 1 | 1 | 0
PG&E Greater Bay Study Area | Newark | 230 | 0 | 0 | 0 | 0 | 0 | 0 | 0 | 0 | 0 | 0 | 0 | 0 | 0 | 0 | 0 | 0 | 0 | 0 | 0 | 0 |  | 0 | 0 | 0 | 0 | 0 | 0 | 0 | 0 | 0 | 0 | 0 | 0 | 0 | 0 | 0 | 0 | 0 | 0 | 0 | 0 | 0 | 0 | 0 | 0 | 0 | 0 | 0 | 0 | 0 | 0 | 0 | 0 | 0 | 0 | 0 | 0 |  | 0 | 0 | 0 | 0 | 0 | 0 | 0 | 0 | 0 | 0 | 0 | 0 | 0 | 0 | 0 | 0 | 0 | 0 | 0 | 0 | 0 | 0 | 0 | 0 | 0 | 0 | 0 | 0 | 0 | 0 | 0 | 0 | 0 | 0 | 0 | 0 |  | 0 | 0 | 0 | 0 | 0 | 0 | 0 | 0 | 0 | 0 | 0 | 0 | 0 | 0 | 0 | 0 | 0 | 0 | 0 | 0 | 0 | 0 | 0 | 0 | 0 | 0 | 0 | 0 | 0 | 0 | 0 | 0 | 0 | 0 | 0 | 0 |  | 0 | 0 | 0 | 0 | 0 | 0 | 0 | 0 | 0 | 0 | 0 | 0 | 0 | 0 | 252 | 0 | 0 | 1 | 0 | 0 | 0 | 0 | 0 | 0 | 0 | 0 | 0 | 0 | 0 | 0 | 0 | 0 | -2 | 0 | 0 | 1 |  | 1 | 1 | 1 | 1 | 1 | 1 | 1 | 1+ | 1 | 1
PG&E Greater Bay Study Area | Newark | 115 | 0 | 0 | 0 | 0 | 0 | 0 | 0 | 0 | 0 | 0 | 0 | 0 | 0 | 0 | 0 | 0 | 0 | 0 | 0 | 0 |  | 0 | 0 | 0 | 0 | 0 | 0 | 0 | 0 | 0 | 0 | 0 | 0 | 0 | 0 | 0 | 0 | 0 | 0 | 0 | 0 | 0 | 0 | 0 | 0 | 0 | 0 | 0 | 0 | 0 | 0 | 0 | 0 | 0 | 0 | 0 | 0 |  | 0 | 0 | 0 | 0 | 0 | 0 | 0 | 0 | 0 | 0 | 0.133 | 0 | 0 | 0 | 0 | 0 | 0 | 1 | 0 | 0 | 0 | 0 | 0 | 0 | 0 | 0 | 0 | 0 | -2 | 0 | 0 | 0 | 0 | 0 | 0 | 1 |  | 0 | 0 | 0 | 0 | 0 | 0 | 0 | 0 | 0 | 0 | 0.133 | 0 | 0 | 0 | 0 | 0 | 0 | 1 | 0 | 0 | 0 | 0 | 0 | 0 | 0 | 0 | 0 | 0 | -2 | 0 | 0 | 0 | 0 | 0 | 0 | 1 |  | 0 | 0 | 0 | 0 | 0 | 0 | 0 | 0 | 0 | 0 | 0.133 | 0 | 15 | 0 | 14.959 | 0 | 0 | 1 | 0 | 0 | 0 | 0 | 0 | 0 | 0 | 0 | 0 | 0 | -2 | 0 | -2 | 0 | -2 | 0 | 0 | 1 |  | 1 | 1 | 1 | 1 | 1 | 4+ | 1+ | 1+ | 1 | 1
PG&E Fresno Study Area | Newhall | 115 | 0 | 0 | 0 | 0 | 0 | 0 | 0 | 0 | 0 | 0 | 0 | 0 | 0 | 0 | 0 | 0 | 0 | 0 | 0 | 0 |  | 0 | 0 | 0 | 0 | 0 | 0 | 0 | 0 | 0 | 0 | 0 | 0 | 0 | 0 | 0 | 0 | 0 | 0 | 0 | 0 | 0 | 0 | 0 | 0 | 0 | 0 | 0 | 0 | 0 | 0 | 0 | 0 | 0 | 0 | 0 | 0 |  | 0 | 0 | 0 | 0 | 0 | 0 | 0 | 0 | 0 | 0 | 0 | 0 | 0 | 0 | 0 | 0 | 0 | 0 | 0 | 0 | 0 | 0 | 0 | 0 | 0 | 0 | 0 | 0 | 0 | 0 | 0 | 0 | 0 | 0 | 0 | 0 |  | 0 | 0 | 0 | 0 | 0 | 0 | 0 | 0 | 0 | 0 | 0 | 0 | 0 | 0 | 0 | 0 | 0 | 0 | 0 | 0 | 0 | 0 | 0 | 0 | 0 | 0 | 0 | 0 | 0 | 0 | 0 | 0 | 0 | 0 | 0 | 0 |  | 0 | 0 | 0 | 0 | 0 | 0 | 0 | 0 | 0 | 0 | 0 | 0 | 0 | 0 | 0 | 0 | 0 | 0 | 0 | 0 | 0 | 0 | 0 | 0 | 0 | 0 | 0 | 0 | 0 | 0 | 0 | 0 | 0 | 0 | 0 | 0 |  | 1 | 1 | 1 | 1 | 1 | 1 | 1 | 1 | 1 | 0
PG&E Kern Study Area | Norco | 115 | 0 | 0 | 0 | 0 | 0 | 0 | 0 | 0 | 0 | 0 | 0 | 0 | 0 | 0 | 0 | 0 | 0 | 0 | 0 | 0 |  | 0 | 0 | 0 | 0 | 0 | 0 | 0 | 0 | 0 | 0 | 0 | 0 | 0 | 0 | 0 | 0 | 0 | 0 | 0 | 0 | 0 | 0 | 0 | 0 | 0 | 0 | 0 | 0 | 0 | 0 | 0 | 0 | 0 | 0 | 0 | 0 |  | 0 | 0 | 0 | 0 | 0 | 0 | 0 | 0 | 0 | 0 | 0 | 0 | 0 | 0 | 0 | 0 | 0 | 0 | 0 | 0 | 0 | 0 | 0 | 0 | 0 | 0 | 0 | 0 | 0 | 0 | 0 | 0 | 0 | 0 | 0 | 0 |  | 0 | 0 | 0 | 0 | 0 | 0 | 0 | 0 | 0 | 0 | 0 | 0 | 0 | 0 | 0 | 0 | 0 | 0 | 0 | 0 | 0 | 0 | 0 | 0 | 0 | 0 | 0 | 0 | 0 | 0 | 0 | 0 | 0 | 0 | 0 | 0 |  | 0 | 0 | 0 | 0 | 0 | 0 | 0 | 0 | 0 | 0 | 0 | 0 | 0 | 0 | 0 | 0 | 0 | 0 | 0 | 0 | 0 | 0 | 0 | 0 | 0 | 0 | 0 | 0 | 0 | 0 | 0 | 0 | 0 | 0 | 0 | 0 |  | 1 | 1 | 1 | 1 | 1 | 1 | 1 | 1 | 1 | 0
SDG&E Study Area | North City Metering | 138 | 0 | 0 | 0 | 0 | 0 | 0 | 0 | 0 | 0 | 0 | 0 | 0 | 0 | 0 | 0 | 0 | 0 | 0 | 0 | 0 |  | 0 | 0 | 0 | 0 | 0 | 0 | 0 | 0 | 0 | 0 | 0 | 0 | 0 | 0 | 0 | 0 | 0 | 0 | 0 | 0 | 0 | 0 | 0 | 0 | 0 | 0 | 0 | 0 | 0 | 0 | 0 | 0 | 0 | 0 | 0 | 0 |  | 0 | 0 | 0 | 0 | 0 | 0 | 0 | 0 | 0 | 0 | 0 | 0 | 0 | 0 | 0 | 0 | 0 | 0 | 0 | 0 | 0 | 0 | 0 | 0 | 0 | 0 | 0 | 0 | 0 | 0 | 0 | 0 | 0 | 0 | 0 | 0 |  | 0 | 0 | 0 | 0 | 0 | 0 | 0 | 0 | 0 | 0 | 0 | 0 | 0 | 0 | 0 | 0 | 0 | 0 | 0 | 0 | 0 | 0 | 0 | 0 | 0 | 0 | 0 | 0 | 0 | 0 | 0 | 0 | 0 | 0 | 0 | 0 |  | 0 | 0 | 0 | 0 | 0 | 0 | 0 | 0 | 0 | 0 | 0 | 0 | 0 | 0 | 0 | 0 | 0 | 0 | 0 | 0 | 0 | 0 | 0 | 0 | 0 | 0 | 0 | 0 | 0 | 0 | 0 | 0 | 0 | 0 | 0 | 0 |  | 1 | 1 | 1 | 1 | 1 | 1 | 1 | 1 | 1 | 0
PG&E Greater Bay Study Area | North Dublin | 230 | 0 | 0 | 0 | 0 | 0 | 0 | 0 | 0 | 0 | 0 | 0 | 0 | 0 | 0 | 0 | 0 | 0 | 0 | 0 | 0 |  | 0 | 0 | 0 | 0 | 0 | 0 | 0 | 0 | 0 | 0 | 0 | 0 | 0 | 0 | 0 | 0 | 0 | 0 | 0 | 0 | 0 | 0 | 0 | 0 | 0 | 0 | 0 | 0 | 0 | 0 | 0 | 0 | 0 | 0 | 0 | 0 |  | 0 | 0 | 0 | 0 | 0 | 0 | 0 | 0 | 0 | 0 | 0 | 0 | 0 | 0 | 0 | 0 | 0 | 0 | 0 | 0 | 0 | 0 | 0 | 0 | 0 | 0 | 0 | 0 | 0 | 0 | 0 | 0 | 0 | 0 | 0 | 0 |  | 0 | 0 | 0 | 0 | 0 | 0 | 0 | 0 | 0 | 0 | 0 | 0 | 0 | 0 | 0 | 0 | 0 | 0 | 0 | 0 | 0 | 0 | 0 | 0 | 0 | 0 | 0 | 0 | 0 | 0 | 0 | 0 | 0 | 0 | 0 | 0 |  | 0 | 0 | 0 | 0 | 0 | 0 | 0 | 0 | 0 | 0 | 0 | 0 | 0 | 0 | 0 | 0 | 0 | 0 | 0 | 0 | 0 | 0 | 0 | 0 | 0 | 0 | 0 | 0 | 0 | 0 | 0 | 0 | 0 | 0 | 0 | 0 |  | 1 | 1 | 1 | 1 | 1 | 1 | 1 | 1 | 1 | 0
SDG&E Study Area | North Gila | 500 | 0 | 0 | 0 | 0 | 0 | 0 | 0 | 0 | 0 | 0 | 0 | 0 | 0 | 0 | 0 | 0 | 0 | 0 | 0 | 0 |  | 0 | 0 | 0 | 0 | 0 | 0 | 0 | 0 | 0 | 0 | 0 | 0 | 0 | 0 | 0 | 0 | 0 | 0 | 0 | 0 | 0 | 0 | 0 | 0 | 0 | 0 | 0 | 0 | 0 | 0 | 0 | 0 | 0 | 0 | 0 | 0 |  | 0 | 0 | 0 | 0 | 0 | 0 | 0 | 0 | 0 | 0 | 0 | 0 | 0 | 0 | 0 | 0 | 0 | 0 | 0 | 0 | 0 | 0 | 0 | 0 | 0 | 0 | 0 | 0 | 0 | 0 | 0 | 0 | 0 | 0 | 0 | 0 |  | 0 | 0 | 0 | 0 | 0 | 0 | 0 | 0 | 0 | 0 | 0 | 0 | 0 | 0 | 0 | 0 | 0 | 0 | 0 | 0 | 0 | 0 | 0 | 0 | 0 | 0 | 0 | 0 | 0 | 0 | 0 | 0 | 0 | 0 | 0 | 0 |  | 0 | 0 | 0 | 0 | 0 | 0 | 0 | 0 | 0 | 0 | 0 | 0 | 0 | 0 | 0 | 0 | 0 | 0 | 0 | 0 | 0 | 0 | 0 | 0 | 0 | 0 | 0 | 0 | 0 | 0 | 0 | 0 | 0 | 0 | 0 | 0 |  | 1 | 1 | 1 | 1 | 1 | 1 | 1 | 1 | 1 | 0
SDG&E Study Area | New Sub - North Gila - IV (Proposed) | 500 | 0 | 0 | 0 | 0 | 0 | 0 | 0 | 0 | 0 | 0 | 0 | 0 | 0 | 0 | 0 | 0 | 0 | 0 | 0 | 0 |  | 0 | 0 | 0 | 0 | 0 | 0 | 0 | 0 | 0 | 0 | 0 | 0 | 0 | 0 | 0 | 0 | 0 | 0 | 0 | 0 | 0 | 0 | 0 | 0 | 0 | 0 | 0 | 0 | 0 | 0 | 0 | 0 | 0 | 0 | 0 | 0 |  | 0 | 0 | 0 | 0 | 0 | 0 | 0 | 0 | 0 | 0 | 0 | 0 | 0 | 0 | 0 | 0 | 0 | 0 | 0 | 0 | 0 | 0 | 0 | 0 | 0 | 0 | 0 | 0 | 0 | 0 | 0 | 0 | 0 | 0 | 0 | 0 |  | 0 | 0 | 0 | 0 | 0 | 0 | 0 | 0 | 0 | 0 | 0 | 0 | 0 | 0 | 0 | 0 | 0 | 0 | 0 | 0 | 0 | 0 | 0 | 0 | 0 | 0 | 0 | 0 | 0 | 0 | 0 | 0 | 0 | 0 | 0 | 0 |  | 0 | 0 | 0 | 0 | 0 | 0 | 0 | 0 | 0 | 0 | 0 | 0 | 1182.38 | 0 | 1182.38 | 0 | 0 | 1 | 0 | 0 | 0 | 0 | 0 | 0 | 0 | 0 | 0 | 0 | 0 | 0 | -2 | 0 | -2 | 0 | 0 | 1 |  | 1 | 1 | 1 | 1 | 1 | 1 | 1+ | 1+ | 1 | 1
PG&E Greater Bay Study Area | Oakland C | 115 | 0 | 0 | 0 | 0 | 0 | 0 | 0 | 0 | 0 | 0 | 0 | 0 | 0 | 0 | 0 | 0 | 0 | 0 | 0 | 0 |  | 0 | 0 | 0 | 0 | 0 | 0 | 0 | 0 | 0 | 0 | 0 | 0 | 0 | 0 | 0 | 0 | 0 | 0 | 0 | 0 | 0 | 0 | 0 | 0 | 0 | 0 | 0 | 0 | 0 | 0 | 0 | 0 | 0 | 0 | 0 | 0 |  | 0 | 0 | 0 | 0 | 0 | 0 | 0 | 0 | 0 | 0 | 0 | 0 | 0 | 0 | 0 | 0 | 0 | 0 | 0 | 0 | 0 | 0 | 0 | 0 | 0 | 0 | 0 | 0 | 0 | 0 | 0 | 0 | 0 | 0 | 0 | 0 |  | 0 | 0 | 0 | 0 | 0 | 0 | 0 | 0 | 0 | 0 | 0 | 0 | 0 | 0 | 0.65 | 0 | 0 | 1 | 0 | 0 | 0 | 0 | 0 | 0 | 0 | 0 | 0 | 0 | 0 | 0 | 0 | 0 | -2 | 0 | 0 | 1 |  | 0 | 0 | 0 | 0 | 0 | 0 | 0 | 0 | 0 | 0 | 0 | 0 | 0 | 0 | 126.65 | 0 | 0 | 1 | 0 | 0 | 0 | 0 | 0 | 0 | 0 | 0 | 0 | 0 | 0 | 0 | 0 | 0 | -2 | 0 | 0 | 1 |  | 1 | 1 | 1 | 1 | 1 | 1 | 1 | 2+ | 1 | 1
PG&E Greater Bay Study Area | Oakland J | 115 | 0 | 0 | 0 | 0 | 0 | 0 | 0 | 0 | 0 | 0 | 0 | 0 | 0 | 0 | 0 | 0 | 0 | 0 | 0 | 0 |  | 0 | 0 | 0 | 0 | 0 | 0 | 0 | 0 | 0 | 0 | 0 | 0 | 0 | 0 | 0 | 0 | 0 | 0 | 0 | 0 | 0 | 0 | 0 | 0 | 0 | 0 | 0 | 0 | 0 | 0 | 0 | 0 | 0 | 0 | 0 | 0 |  | 0 | 0 | 0 | 0 | 0 | 0 | 0 | 0 | 0 | 0 | 0 | 0 | 0 | 0 | 0 | 0 | 0 | 0 | 0 | 0 | 0 | 0 | 0 | 0 | 0 | 0 | 0 | 0 | 0 | 0 | 0 | 0 | 0 | 0 | 0 | 0 |  | 0 | 0 | 0 | 0 | 0 | 0 | 0 | 0 | 0 | 0 | 0 | 0 | 0 | 0 | 0 | 0 | 0 | 0 | 0 | 0 | 0 | 0 | 0 | 0 | 0 | 0 | 0 | 0 | 0 | 0 | 0 | 0 | 0 | 0 | 0 | 0 |  | 0 | 0 | 0 | 0 | 0 | 0 | 0 | 0 | 0 | 0 | 0 | 0 | 0 | 0 | 12.48 | 0 | 0 | 1 | 0 | 0 | 0 | 0 | 0 | 0 | 0 | 0 | 0 | 0 | 0 | 0 | 0 | 0 | -2 | 0 | 0 | 1 |  | 1 | 1 | 1 | 1 | 1 | 1 | 1 | 1+ | 1 | 1
PG&E Kern Study Area | Oceano | 115 | 0 | 0 | 0 | 0 | 0 | 0 | 0 | 0 | 0 | 0 | 0 | 0 | 0 | 0 | 0 | 0 | 0 | 0 | 0 | 0 |  | 0 | 0 | 0 | 0 | 0 | 0 | 0 | 0 | 0 | 0 | 0 | 0 | 0 | 0 | 0 | 0 | 0 | 0 | 0 | 0 | 0 | 0 | 0 | 0 | 0 | 0 | 0 | 0 | 0 | 0 | 0 | 0 | 0 | 0 | 0 | 0 |  | 0 | 0 | 0 | 0 | 0 | 0 | 0 | 0 | 0 | 0 | 0 | 0 | 0 | 0 | 0 | 0 | 0 | 0 | 0 | 0 | 0 | 0 | 0 | 0 | 0 | 0 | 0 | 0 | 0 | 0 | 0 | 0 | 0 | 0 | 0 | 0 |  | 0 | 0 | 0 | 0 | 0 | 0 | 0 | 0 | 0 | 0 | 0 | 0 | 0 | 0 | 0 | 0 | 0 | 0 | 0 | 0 | 0 | 0 | 0 | 0 | 0 | 0 | 0 | 0 | 0 | 0 | 0 | 0 | 0 | 0 | 0 | 0 |  | 0 | 0 | 0 | 0 | 0 | 0 | 0 | 0 | 0 | 0 | 0 | 0 | 0 | 0 | 0 | 0 | 0 | 0 | 0 | 0 | 0 | 0 | 0 | 0 | 0 | 0 | 0 | 0 | 0 | 0 | 0 | 0 | 0 | 0 | 0 | 0 |  | 1 | 1 | 1 | 1 | 1 | 1 | 1 | 1 | 1 | 0
SDG&E Study Area | Ocotillo Express | 500 | 0 | 0 | 0 | 0 | 0 | 0 | 0 | 0 | 0 | 0 | 0 | 0 | 0 | 0 | 0 | 0 | 0 | 0 | 0 | 0 |  | 0 | 0 | 0 | 0 | 0 | 0 | 0 | 0 | 0 | 0 | 0 | 0 | 0 | 0 | 0 | 0 | 0 | 0 | 0 | 0 | 0 | 0 | 0 | 0 | 0 | 0 | 0 | 0 | 0 | 0 | 0 | 0 | 0 | 0 | 0 | 0 |  | 0 | 0 | 0 | 0 | 0 | 0 | 0 | 0 | 0 | 0 | 0 | 0 | 0 | 0 | 0 | 0 | 0 | 0 | 0 | 0 | 0 | 0 | 0 | 0 | 0 | 0 | 0 | 0 | 0 | 0 | 0 | 0 | 0 | 0 | 0 | 0 |  | 0 | 0 | 0 | 0 | 0 | 0 | 0 | 0 | 0 | 0 | 0 | 0 | 0 | 0 | 0 | 0 | 0 | 0 | 0 | 0 | 0 | 0 | 0 | 0 | 0 | 0 | 0 | 0 | 0 | 0 | 0 | 0 | 0 | 0 | 0 | 0 |  | 0 | 0 | 0 | 0 | 0 | 0 | 0 | 0 | 0 | 0 | 0 | 0 | 0 | 0 | 0 | 0 | 0 | 0 | 0 | 0 | 0 | 0 | 0 | 0 | 0 | 0 | 0 | 0 | 0 | 0 | 0 | 0 | 0 | 0 | 0 | 0 |  | 1 | 1 | 1 | 1 | 1 | 1 | 1 | 1 | 1 | 0
SDG&E Study Area | Old Town | 230 | 0 | 0 | 0 | 0 | 0 | 0 | 0 | 0 | 0 | 0 | 0 | 0 | 0 | 0 | 0 | 0 | 0 | 0 | 0 | 0 |  | 0 | 0 | 0 | 0 | 0 | 0 | 0 | 0 | 0 | 0 | 0 | 0 | 0 | 0 | 0 | 0 | 0 | 0 | 0 | 0 | 0 | 0 | 0 | 0 | 0 | 0 | 0 | 0 | 0 | 0 | 0 | 0 | 0 | 0 | 0 | 0 |  | 0 | 0 | 0 | 0 | 0 | 0 | 0 | 0 | 0 | 0 | 0 | 0 | 0 | 0 | 0 | 0 | 0 | 0 | 0 | 0 | 0 | 0 | 0 | 0 | 0 | 0 | 0 | 0 | 0 | 0 | 0 | 0 | 0 | 0 | 0 | 0 |  | 0 | 0 | 0 | 0 | 0 | 0 | 0 | 0 | 0 | 0 | 0 | 0 | 0 | 0 | 0 | 0 | 0 | 0 | 0 | 0 | 0 | 0 | 0 | 0 | 0 | 0 | 0 | 0 | 0 | 0 | 0 | 0 | 0 | 0 | 0 | 0 |  | 0 | 0 | 0 | 0 | 0 | 0 | 0 | 0 | 0 | 0 | 0 | 0 | 0 | 0 | 0 | 0 | 0 | 0 | 0 | 0 | 0 | 0 | 0 | 0 | 0 | 0 | 0 | 0 | 0 | 0 | 0 | 0 | 0 | 0 | 0 | 0 |  | 1 | 1 | 1 | 1 | 1 | 1 | 1 | 1 | 1 | 0
SCE Metro Study Area | Olinda | 230 | 0 | 0 | 0 | 0 | 0 | 0 | 0 | 0 | 0 | 0 | 0 | 0 | 0 | 0 | 0 | 0 | 0 | 0 | 0 | 0 |  | 0 | 0 | 0 | 0 | 0 | 0 | 0 | 0 | 0 | 0 | 0 | 0 | 0 | 0 | 0 | 0 | 0 | 0 | 0 | 0 | 0 | 0 | 0 | 0 | 0 | 0 | 0 | 0 | 0 | 0 | 0 | 0 | 0 | 0 | 0 | 0 |  | 0 | 0 | 0 | 0 | 0 | 0 | 0 | 0 | 0 | 0 | 0 | 0 | 0 | 0 | 0 | 0 | 0 | 0 | 0 | 0 | 0 | 0 | 0 | 0 | 0 | 0 | 0 | 0 | 0 | 0 | 0 | 0 | 0 | 0 | 0 | 0 |  | 0 | 0 | 0 | 0 | 0 | 0 | 0 | 0 | 0 | 0 | 0 | 0 | 0 | 0 | 0 | 0 | 0 | 0 | 0 | 0 | 0 | 0 | 0 | 0 | 0 | 0 | 0 | 0 | 0 | 0 | 0 | 0 | 0 | 0 | 0 | 0 |  | 0 | 0 | 0 | 0 | 0 | 0 | 0 | 0 | 0 | 0 | 0 | 0 | 0 | 0 | 320 | 0 | 0 | 1 | 0 | 0 | 0 | 0 | 0 | 0 | 0 | 0 | 0 | 0 | 0 | 0 | 0 | 0 | -2 | 0 | 0 | 1 |  | 1 | 1 | 1 | 1 | 1 | 1 | 1 | 1+ | 1 | 1
PG&E Kern Study Area | Olive | 115 | 0 | 0 | 0 | 0 | 0 | 0 | 0 | 0 | 0 | 0 | 0 | 0 | 0 | 0 | 0 | 0 | 0 | 0 | 0 | 0 |  | 0 | 0 | 0 | 0 | 0 | 0 | 0 | 0 | 0 | 0 | 0 | 0 | 0 | 0 | 0 | 0 | 0 | 0 | 0 | 0 | 0 | 0 | 0 | 0 | 0 | 0 | 0 | 0 | 0 | 0 | 0 | 0 | 0 | 0 | 0 | 0 |  | 0 | 0 | 0 | 0 | 0 | 0 | 0 | 0 | 0 | 0 | 0 | 0 | 0 | 0 | 0 | 0 | 0 | 0 | 0 | 0 | 0 | 0 | 0 | 0 | 0 | 0 | 0 | 0 | 0 | 0 | 0 | 0 | 0 | 0 | 0 | 0 |  | 0 | 0 | 0 | 0 | 0 | 0 | 0 | 0 | 0 | 0 | 0 | 0 | 0 | 0 | 0 | 0 | 0 | 0 | 0 | 0 | 0 | 0 | 0 | 0 | 0 | 0 | 0 | 0 | 0 | 0 | 0 | 0 | 0 | 0 | 0 | 0 |  | 0 | 0 | 0 | 0 | 0 | 0 | 0 | 0 | 0 | 0 | 0 | 0 | 163.268 | 0 | 163.268 | 0 | 0 | 1 | 0 | 0 | 0 | 0 | 0 | 0 | 0 | 0 | 0 | 0 | 0 | 0 | -2 | 0 | -2 | 0 | 0 | 1 |  | 1 | 1 | 1 | 1 | 1 | 1 | 1+ | 1+ | 1 | 1
PG&E North of Greater Bay Study Area | Olivehurst | 115 | 0 | 0 | 0 | 0 | 0 | 0 | 0 | 0 | 0 | 0 | 0 | 0 | 0 | 0 | 0 | 0 | 0 | 0 | 0 | 0 |  | 0 | 0 | 0 | 0 | 0 | 0 | 0 | 0 | 0 | 0 | 0 | 0 | 0 | 0 | 0 | 0 | 0 | 0 | 0 | 0 | 0 | 0 | 0 | 0 | 0 | 0 | 0 | 0 | 0 | 0 | 0 | 0 | 0 | 0 | 0 | 0 |  | 0 | 0 | 0 | 0 | 0 | 0 | 0 | 0 | 0 | 0 | 0 | 0 | 0 | 0 | 0 | 0 | 0 | 0 | 0 | 0 | 0 | 0 | 0 | 0 | 0 | 0 | 0 | 0 | 0 | 0 | 0 | 0 | 0 | 0 | 0 | 0 |  | 0 | 0 | 0 | 0 | 0 | 0 | 0 | 0 | 0 | 0 | 0 | 0 | 0 | 0 | 0 | 0 | 0 | 0 | 0 | 0 | 0 | 0 | 0 | 0 | 0 | 0 | 0 | 0 | 0 | 0 | 0 | 0 | 0 | 0 | 0 | 0 |  | 0 | 0 | 0 | 0 | 0 | 0 | 0 | 0 | 0 | 0 | 0 | 0 | 0 | 0 | 0 | 0 | 0 | 0 | 0 | 0 | 0 | 0 | 0 | 0 | 0 | 0 | 0 | 0 | 0 | 0 | 0 | 0 | 0 | 0 | 0 | 0 |  | 1 | 1 | 1 | 1 | 1 | 1 | 1 | 1 | 1 | 0
SCE Northern Area | Ormond Beach | 230 | 0 | 0 | 0 | 0 | 0 | 0 | 0 | 0 | 0 | 0 | 0 | 0 | 0 | 0 | 0 | 0 | 0 | 0 | 0 | 0 |  | 0 | 0 | 0 | 0 | 0 | 0 | 0 | 0 | 0 | 0 | 0 | 0 | 0 | 0 | 0 | 0 | 0 | 0 | 0 | 0 | 0 | 0 | 0 | 0 | 0 | 0 | 0 | 0 | 0 | 0 | 0 | 0 | 0 | 0 | 0 | 0 |  | 0 | 0 | 0 | 0 | 0 | 0 | 0 | 0 | 0 | 0 | 0 | 0 | 0 | 0 | 0 | 0 | 0 | 0 | 0 | 0 | 0 | 0 | 0 | 0 | 0 | 0 | 0 | 0 | 0 | 0 | 0 | 0 | 0 | 0 | 0 | 0 |  | 0 | 0 | 0 | 0 | 0 | 0 | 0 | 0 | 0 | 0 | 0 | 0 | 0 | 0 | 0 | 0 | 0 | 0 | 0 | 0 | 0 | 0 | 0 | 0 | 0 | 0 | 0 | 0 | 0 | 0 | 0 | 0 | 0 | 0 | 0 | 0 |  | 0 | 0 | 0 | 0 | 0 | 0 | 0 | 0 | 0 | 0 | 0 | 0 | 0 | 0 | 0 | 0 | 0 | 0 | 0 | 0 | 0 | 0 | 0 | 0 | 0 | 0 | 0 | 0 | 0 | 0 | 0 | 0 | 0 | 0 | 0 | 0 |  | 1 | 1 | 1 | 1 | 1 | 1 | 1 | 1 | 1 | 0
SDG&E Study Area | Otay | 69 | 0 | 0 | 0 | 0 | 0 | 0 | 0 | 0 | 0 | 0 | 0 | 0 | 0 | 0 | 0 | 0 | 0 | 0 | 0 | 0 |  | 0 | 0 | 0 | 0 | 0 | 0 | 0 | 0 | 0 | 0 | 0 | 0 | 0 | 0 | 0 | 0 | 0 | 0 | 0 | 0 | 0 | 0 | 0 | 0 | 0 | 0 | 0 | 0 | 0 | 0 | 0 | 0 | 0 | 0 | 0 | 0 |  | 0 | 0 | 0 | 0 | 0 | 0 | 0 | 0 | 0 | 0 | 0 | 0 | 0 | 0 | 50 | 0 | 0 | 1 | 0 | 0 | 0 | 0 | 0 | 0 | 0 | 0 | 0 | 0 | 0 | 0 | 0 | 0 | -2 | 0 | 0 | 1 |  | 0 | 0 | 0 | 0 | 0 | 0 | 0 | 0 | 0 | 0 | 0 | 0 | 0 | 0 | 50 | 0 | 0 | 1 | 0 | 0 | 0 | 0 | 0 | 0 | 0 | 0 | 0 | 0 | 0 | 0 | 0 | 0 | -2 | 0 | 0 | 1 |  | 0 | 0 | 0 | 0 | 0 | 0 | 0 | 0 | 0 | 0 | 0 | 0 | 0 | 0 | 50 | 0 | 0 | 1 | 0 | 0 | 0 | 0 | 0 | 0 | 0 | 0 | 0 | 0 | 0 | 0 | 0 | 0 | -2 | 0 | 0 | 1 |  | 1 | 1 | 1 | 1 | 1 | 1 | 1 | 4+ | 1 | 1
SDG&E Study Area | Otay Mesa | 230 | 0 | 0 | 0 | 0 | 0 | 0 | 0 | 0 | 0 | 0 | 0 | 0 | 0 | 0 | 0 | 0 | 0 | 0 | 0 | 0 |  | 0 | 0 | 0 | 0 | 0 | 0 | 0 | 0 | 0 | 0 | 0 | 0 | 0 | 0 | 0 | 0 | 0 | 0 | 0 | 0 | 0 | 0 | 0 | 0 | 0 | 0 | 0 | 0 | 0 | 0 | 0 | 0 | 0 | 0 | 0 | 0 |  | 0 | 0 | 0 | 0 | 0 | 0 | 0 | 0 | 0 | 0 | 0 | 0 | 0 | 0 | 0 | 0 | 0 | 0 | 0 | 0 | 0 | 0 | 0 | 0 | 0 | 0 | 0 | 0 | 0 | 0 | 0 | 0 | 0 | 0 | 0 | 0 |  | 0 | 0 | 0 | 0 | 0 | 0 | 0 | 0 | 0 | 0 | 0 | 0 | 0 | 0 | 312.96 | 0 | 0 | 1 | 0 | 0 | 0 | 0 | 0 | 0 | 0 | 0 | 0 | 0 | 0 | 0 | 0 | 0 | -2 | 0 | 0 | 1 |  | 0 | 0 | 0 | 0 | 0 | 0 | 0 | 0 | 0 | 0 | 0 | 0 | 0 | 0 | 882.21 | 0 | 0 | 1 | 0 | 0 | 0 | 0 | 0 | 0 | 0 | 0 | 0 | 0 | 0 | 0 | 0 | 0 | -2 | 0 | 0 | 1 |  | 1 | 1 | 1 | 1 | 1 | 1 | 1 | 2+ | 1 | 1
PG&E Fresno Study Area | Padre Flats SW STA | 230 | 0 | 0 | 0 | 0 | 0 | 0 | 0 | 0 | 0 | 0 | 0 | 0 | 0 | 0 | 0 | 0 | 0 | 0 | 0 | 0 |  | 0 | 0 | 0 | 0 | 0 | 0 | 0 | 0 | 0 | 0 | 0 | 0 | 0 | 0 | 0 | 0 | 0 | 0 | 0 | 0 | 0 | 0 | 0 | 0 | 0 | 0 | 0 | 0 | 0 | 0 | 0 | 0 | 0 | 0 | 0 | 0 |  | 0 | 0 | 0 | 0 | 0 | 0 | 0 | 0 | 0 | 0 | 0 | 0 | 0 | 0 | 0 | 0 | 0 | 0 | 0 | 0 | 0 | 0 | 0 | 0 | 0 | 0 | 0 | 0 | 0 | 0 | 0 | 0 | 0 | 0 | 0 | 0 |  | 0 | 0 | 0 | 0 | 0 | 0 | 0 | 0 | 0 | 0 | 0 | 0 | 0 | 0 | 0 | 0 | 0 | 0 | 0 | 0 | 0 | 0 | 0 | 0 | 0 | 0 | 0 | 0 | 0 | 0 | 0 | 0 | 0 | 0 | 0 | 0 |  | 0 | 0 | 0 | 0 | 0 | 0 | 0 | 0 | 0 | 0 | 0 | 0 | 0 | 0 | 0 | 0 | 0 | 0 | 0 | 0 | 0 | 0 | 0 | 0 | 0 | 0 | 0 | 0 | 0 | 0 | 0 | 0 | 0 | 0 | 0 | 0 |  | 1 | 1 | 1 | 1 | 1 | 1 | 1 | 1 | 1 | 0
East of Pisgah Study Area | Pahrump | 230 | 0 | 0 | 0 | 0 | 0 | 0 | 0 | 0 | 0 | 0 | 0 | 0 | 0 | 0 | 0 | 0 | 0 | 0 | 0 | 0 |  | 0 | 0 | 0 | 0 | 0 | 0 | 0 | 0 | 0 | 0 | 0 | 0 | 0 | 0 | 0 | 0 | 0 | 0 | 0 | 0 | 0 | 0 | 0 | 0 | 0 | 0 | 0 | 0 | 0 | 0 | 0 | 0 | 0 | 0 | 0 | 0 |  | 0 | 0 | 0 | 0 | 0 | 0 | 0 | 0 | 0 | 0 | 0 | 0 | 0 | 0 | 0 | 0 | 0 | 0 | 0 | 0 | 0 | 0 | 0 | 0 | 0 | 0 | 0 | 0 | 0 | 0 | 0 | 0 | 0 | 0 | 0 | 0 |  | 0 | 0 | 0 | 0 | 0 | 0 | 0 | 0 | 0 | 0 | 0 | 0 | 0 | 0 | 0 | 0 | 0 | 0 | 0 | 0 | 0 | 0 | 0 | 0 | 0 | 0 | 0 | 0 | 0 | 0 | 0 | 0 | 0 | 0 | 0 | 0 |  | 0 | 0 | 0 | 0 | 0 | 0 | 0 | 0 | 0 | 0 | 0 | 0 | 0 | 0 | 0 | 0 | 0 | 0 | 0 | 0 | 0 | 0 | 0 | 0 | 0 | 0 | 0 | 0 | 0 | 0 | 0 | 0 | 0 | 0 | 0 | 0 |  | 1 | 1 | 1 | 1 | 1 | 1 | 1 | 1 | 1 | 0
East of Pisgah Study Area | Pahrump | 138 | 0 | 0 | 0 | 0 | 0 | 0 | 0 | 0 | 0 | 0 | 0 | 0 | 0 | 0 | 0 | 0 | 0 | 0 | 0 | 0 |  | 0 | 0 | 0 | 0 | 0 | 0 | 0 | 0 | 0 | 0 | 0 | 0 | 0 | 0 | 0 | 0 | 0 | 0 | 0 | 0 | 0 | 0 | 0 | 0 | 0 | 0 | 0 | 0 | 0 | 0 | 0 | 0 | 0 | 0 | 0 | 0 |  | 0 | 0 | 0 | 0 | 0 | 0 | 0 | 0 | 0 | 0 | 0 | 0 | 0 | 0 | 0 | 0 | 0 | 0 | 0 | 0 | 0 | 0 | 0 | 0 | 0 | 0 | 0 | 0 | 0 | 0 | 0 | 0 | 0 | 0 | 0 | 0 |  | 0 | 0 | 0 | 0 | 0 | 0 | 0 | 0 | 0 | 0 | 0 | 0 | 0 | 0 | 0 | 0 | 0 | 0 | 0 | 0 | 0 | 0 | 0 | 0 | 0 | 0 | 0 | 0 | 0 | 0 | 0 | 0 | 0 | 0 | 0 | 0 |  | 0 | 0 | 0 | 0 | 0 | 0 | 0 | 0 | 0 | 0 | 0 | 0 | 0 | 0 | 0 | 0 | 0 | 0 | 0 | 0 | 0 | 0 | 0 | 0 | 0 | 0 | 0 | 0 | 0 | 0 | 0 | 0 | 0 | 0 | 0 | 0 |  | 1 | 1 | 1 | 1 | 1 | 1 | 1 | 1 | 1 | 0
SDG&E Study Area | Pala | 69 | 0 | 0 | 0 | 0 | 0 | 0 | 0 | 0 | 0 | 0 | 0 | 0 | 0 | 0 | 0 | 0 | 0 | 0 | 0 | 0 |  | 0 | 0 | 0 | 0 | 0 | 0 | 0 | 0 | 0 | 0 | 0 | 0 | 0 | 0 | 0 | 0 | 0 | 0 | 0 | 0 | 0 | 0 | 0 | 0 | 0 | 0 | 0 | 0 | 0 | 0 | 0 | 0 | 0 | 0 | 0 | 0 |  | 0 | 0 | 0 | 0 | 0 | 0 | 0 | 0 | 0 | 0 | 0 | 0 | 0 | 0 | 0 | 0 | 0 | 0 | 0 | 0 | 0 | 0 | 0 | 0 | 0 | 0 | 0 | 0 | 0 | 0 | 0 | 0 | 0 | 0 | 0 | 0 |  | 0 | 0 | 0 | 0 | 0 | 0 | 0 | 0 | 0 | 0 | 0 | 0 | 0 | 0 | 0 | 0 | 0 | 0 | 0 | 0 | 0 | 0 | 0 | 0 | 0 | 0 | 0 | 0 | 0 | 0 | 0 | 0 | 0 | 0 | 0 | 0 |  | 0 | 0 | 0 | 0 | 0 | 0 | 0 | 0 | 0 | 0 | 0 | 0 | 0 | 0 | 0 | 0 | 0 | 0 | 0 | 0 | 0 | 0 | 0 | 0 | 0 | 0 | 0 | 0 | 0 | 0 | 0 | 0 | 0 | 0 | 0 | 0 |  | 1 | 1 | 1 | 1 | 1 | 1 | 1 | 1 | 1 | 0
PG&E North of Greater Bay Study Area | Palermo | 230 | 0 | 0 | 0 | 0 | 0 | 0 | 0 | 0 | 0 | 0 | 0 | 0 | 0 | 0 | 0 | 0 | 0 | 0 | 0 | 0 |  | 0 | 0 | 0 | 0 | 0 | 0 | 0 | 0 | 0 | 0 | 0 | 0 | 0 | 0 | 0 | 0 | 0 | 0 | 0 | 0 | 0 | 0 | 0 | 0 | 0 | 0 | 0 | 0 | 0 | 0 | 0 | 0 | 0 | 0 | 0 | 0 |  | 0 | 0 | 0 | 0 | 0 | 0 | 0 | 0 | 0 | 0 | 0 | 0 | 0 | 0 | 0 | 0 | 0 | 0 | 0 | 0 | 0 | 0 | 0 | 0 | 0 | 0 | 0 | 0 | 0 | 0 | 0 | 0 | 0 | 0 | 0 | 0 |  | 0 | 0 | 0 | 0 | 0 | 0 | 0 | 0 | 0 | 0 | 0 | 0 | 0 | 0 | 0 | 0 | 0 | 0 | 0 | 0 | 0 | 0 | 0 | 0 | 0 | 0 | 0 | 0 | 0 | 0 | 0 | 0 | 0 | 0 | 0 | 0 |  | 0 | 0 | 0 | 0 | 0 | 0 | 0 | 0 | 0 | 0 | 0 | 0 | 0 | 0 | 213.55 | 0 | 0 | 1 | 0 | 0 | 0 | 0 | 0 | 0 | 0 | 0 | 0 | 0 | 0 | 0 | 0 | 0 | -2 | 0 | 0 | 1 |  | 1 | 1 | 1 | 1 | 1 | 1 | 1 | 1+ | 1 | 1
PG&E North of Greater Bay Study Area | Palermo | 115 | 0 | 4.1 | 0 | 0 | 0 | 0 | 0 | 0 | 0 | 0 | 0 | 0 | 0 | 0 | 0 | 0 | 0 | 0 | 0 | 1 |  | 0 | 0 | 0 | 0 | 0 | 0 | 0 | 0 | 0 | 0 | 0 | 0 | 0 | 0 | 0 | 0 | 0 | 0 | 0 | 0 | 2 | 2 | 0 | 0 | 0 | 0 | 0 | 0 | 0 | 0 | 0 | 0 | 0 | 0 | 0 | 1 |  | 0 | 0 | 0 | 0 | 0 | 0 | 0 | 0 | 0 | 0 | 0 | 0 | 0 | 0 | 0 | 0 | 0 | 0 | 0 | 0 | 2 | 2 | 0 | 0 | 0 | 0 | 0 | 0 | 0 | 0 | 0 | 0 | 0 | 0 | 0 | 1 |  | 0 | 0 | 0 | 0 | 0 | 0 | 0 | 0 | 0 | 0 | 0 | 0 | 0 | 0 | 0 | 0 | 0 | 0 | 0 | 0 | 2 | 2 | 0 | 0 | 0 | 0 | 0 | 0 | 0 | 0 | 0 | 0 | 0 | 0 | 0 | 1 |  | 0 | 0 | 0 | 0 | 0 | 0 | 0 | 0 | 0 | 0 | 0 | 0 | 0 | 0 | 0 | 0 | 0 | 0 | 0 | 0 | 2 | 2 | 0 | 0 | 0 | 0 | 0 | 0 | 0 | 0 | 0 | 0 | 0 | 0 | 0 | 1 |  | 1 | 5- | 1 | 1 | 1 | 1 | 1 | 1 | 1 | 1
SCE Eastern Study Area | Palo Verde | 500 | 0 | 0 | 0 | 0 | 0 | 2000 | 0 | 2000 | 0 | 0 | 0 | 0 | 0 | 0 | 0 | 0 | 0 | 0 | 0 | 1 |  | 0 | 0 | 0 | 0 | 0 | 0 | 0 | 0 | 0 | 0 | 0 | 0 | 0 | 0 | 0 | 0 | 0 | 0 | 0 | 0 | 0 | 0 | 0 | 0 | 2 | 2 | 0 | 0 | 0 | 0 | 0 | 0 | 0 | 0 | 0 | 1 |  | 0 | 0 | 0 | 0 | 0 | 0 | 0 | 0 | 0 | 0 | 0 | 0 | 0 | 0 | 0 | 0 | 0 | 0 | 0 | 0 | 0 | 0 | 0 | 0 | 2 | 2 | 0 | 0 | 0 | 0 | 0 | 0 | 0 | 0 | 0 | 1 |  | 0 | 0 | 0 | 0 | 0 | 0 | 0 | 0 | 0 | 0 | 0 | 0 | 0 | 0 | 0 | 0 | 0 | 0 | 0 | 0 | 0 | 0 | 0 | 0 | 2 | 2 | 0 | 0 | 0 | 0 | 0 | 0 | 0 | 0 | 0 | 1 |  | 0 | 0 | 0 | 0 | 0 | 0 | 0 | 0 | 0 | 0 | 0 | 0 | 0 | 0 | 0 | 0 | 0 | 0 | 0 | 0 | 0 | 0 | 0 | 0 | 2 | 2 | 0 | 0 | 0 | 0 | 0 | 0 | 0 | 0 | 0 | 1 |  | 1 | 1 | 1 | 5- | 1 | 1 | 1 | 1 | 1 | 1
SDG&E Study Area | Palomar Energy | 230 | 0 | 0 | 0 | 0 | 0 | 0 | 0 | 0 | 0 | 0 | 0 | 0 | 0 | 0 | 0 | 0 | 0 | 0 | 0 | 0 |  | 0 | 0 | 0 | 0 | 0 | 0 | 0 | 0 | 0 | 0 | 0 | 0 | 0 | 0 | 0 | 0 | 0 | 0 | 0 | 0 | 0 | 0 | 0 | 0 | 0 | 0 | 0 | 0 | 0 | 0 | 0 | 0 | 0 | 0 | 0 | 0 |  | 0 | 0 | 0 | 0 | 0 | 0 | 0 | 0 | 0 | 0 | 0 | 0 | 0 | 0 | 0 | 0 | 0 | 0 | 0 | 0 | 0 | 0 | 0 | 0 | 0 | 0 | 0 | 0 | 0 | 0 | 0 | 0 | 0 | 0 | 0 | 0 |  | 0 | 0 | 0 | 0 | 0 | 0 | 0 | 0 | 0 | 0 | 0 | 0 | 0 | 0 | 0 | 0 | 0 | 0 | 0 | 0 | 0 | 0 | 0 | 0 | 0 | 0 | 0 | 0 | 0 | 0 | 0 | 0 | 0 | 0 | 0 | 0 |  | 0 | 0 | 0 | 0 | 0 | 0 | 0 | 0 | 0 | 0 | 0 | 0 | 0 | 0 | 0 | 0 | 0 | 0 | 0 | 0 | 0 | 0 | 0 | 0 | 0 | 0 | 0 | 0 | 0 | 0 | 0 | 0 | 0 | 0 | 0 | 0 |  | 1 | 1 | 1 | 1 | 1 | 1 | 1 | 1 | 1 | 0
PG&E Fresno Study Area | Panoche | 115 | 0 | 0 | 0 | 0 | 0 | 0 | 0 | 0 | 0 | 0 | 0 | 0 | 0 | 0 | 0 | 0 | 0 | 0 | 0 | 0 |  | 0 | 0 | 0 | 0 | 0 | 0 | 0 | 0 | 0 | 0 | 0 | 0 | 0 | 0 | 0 | 0 | 0 | 0 | 0 | 0 | 0 | 0 | 0 | 0 | 0 | 0 | 0 | 0 | 0 | 0 | 0 | 0 | 0 | 0 | 0 | 0 |  | 0 | 0 | 0 | 0 | 0 | 0 | 0 | 0 | 0 | 0 | 6.15 | 0 | 0 | 0 | 0 | 0 | 0 | 1 | 0 | 0 | 0 | 0 | 0 | 0 | 0 | 0 | 0 | 0 | -2 | 0 | 0 | 0 | 0 | 0 | 0 | 1 |  | 0 | 0 | 0 | 0 | 0 | 0 | 0 | 0 | 0 | 0 | 6.15 | 0 | 0 | 0 | 0 | 0 | 0 | 1 | 0 | 0 | 0 | 0 | 0 | 0 | 0 | 0 | 0 | 0 | -2 | 0 | 0 | 0 | 0 | 0 | 0 | 1 |  | 0 | 0 | 0 | 0 | 0 | 0 | 0 | 0 | 0 | 0 | 6.15 | 0 | 0 | 0 | 0 | 0 | 0 | 1 | 0 | 0 | 0 | 0 | 0 | 0 | 0 | 0 | 0 | 0 | -2 | 0 | 0 | 0 | 0 | 0 | 0 | 1 |  | 1 | 1 | 1 | 1 | 1 | 4+ | 1 | 1 | 1 | 1
PG&E Fresno Study Area | Panoche | 230 | 0 | 0 | 0 | 0 | 0 | 0 | 0 | 0 | 0 | 0 | 0 | 0 | 0 | 0 | 0 | 0 | 0 | 0 | 0 | 0 |  | 0 | 0 | 0 | 0 | 0 | 0 | 0 | 0 | 0 | 0 | 0 | 0 | 0 | 0 | 0 | 0 | 0 | 0 | 0 | 0 | 0 | 0 | 0 | 0 | 0 | 0 | 0 | 0 | 0 | 0 | 0 | 0 | 0 | 0 | 0 | 0 |  | 0 | 0 | 0 | 0 | 0 | 0 | 0 | 0 | 0 | 0 | 0 | 0 | 0 | 0 | 0 | 0 | 0 | 0 | 0 | 0 | 0 | 0 | 0 | 0 | 0 | 0 | 0 | 0 | 0 | 0 | 0 | 0 | 0 | 0 | 0 | 0 |  | 0 | 0 | 0 | 0 | 0 | 0 | 0 | 0 | 0 | 0 | 0 | 0 | 0 | 0 | 0 | 0 | 0 | 0 | 0 | 0 | 0 | 0 | 0 | 0 | 0 | 0 | 0 | 0 | 0 | 0 | 0 | 0 | 0 | 0 | 0 | 0 |  | 0 | 0 | 0 | 0 | 0 | 0 | 0 | 0 | 0 | 0 | 0 | 0 | 0 | 0 | 5 | 0 | 0 | 1 | 0 | 0 | 0 | 0 | 0 | 0 | 0 | 0 | 0 | 0 | 0 | 0 | 0 | 0 | -2 | 0 | 0 | 1 |  | 1 | 1 | 1 | 1 | 1 | 1 | 1 | 1+ | 1 | 1
SCE Northern Area | Pardee | 230 | 0 | 0 | 0 | 0 | 0 | 0 | 0 | 0 | 0 | 0 | 0 | 0 | 0 | 0 | 0 | 0 | 0 | 0 | 0 | 0 |  | 0 | 0 | 0 | 0 | 0 | 0 | 0 | 0 | 0 | 0 | 0 | 0 | 0 | 0 | 0 | 0 | 0 | 0 | 0 | 0 | 0 | 0 | 0 | 0 | 0 | 0 | 0 | 0 | 0 | 0 | 0 | 0 | 0 | 0 | 0 | 0 |  | 0 | 0 | 0 | 0 | 0 | 0 | 0 | 0 | 0 | 0 | 0 | 0 | 0 | 0 | 0 | 0 | 0 | 0 | 0 | 0 | 0 | 0 | 0 | 0 | 0 | 0 | 0 | 0 | 0 | 0 | 0 | 0 | 0 | 0 | 0 | 0 |  | 0 | 0 | 0 | 0 | 0 | 0 | 0 | 0 | 0 | 0 | 0 | 0 | 0 | 0 | 0 | 0 | 0 | 0 | 0 | 0 | 0 | 0 | 0 | 0 | 0 | 0 | 0 | 0 | 0 | 0 | 0 | 0 | 0 | 0 | 0 | 0 |  | 0 | 0 | 0 | 0 | 0 | 0 | 0 | 0 | 0 | 0 | 0 | 0 | 0 | 0 | 0 | 0 | 0 | 0 | 0 | 0 | 0 | 0 | 0 | 0 | 0 | 0 | 0 | 0 | 0 | 0 | 0 | 0 | 0 | 0 | 0 | 0 |  | 1 | 1 | 1 | 1 | 1 | 1 | 1 | 1 | 1 | 0
PG&E North of Greater Bay Study Area | Parkway | 230 | 0 | 2.3 | 0 | 0 | 0 | 0 | 0 | 0 | 0 | 0 | 0 | 0 | 0 | 0 | 0 | 0 | 0 | 0 | 0 | 1 |  | 0 | 0 | 0 | 0 | 0 | 0 | 0 | 0 | 0 | 0 | 0 | 0 | 0 | 0 | 0 | 0 | 0 | 0 | 0 | 0 | 2 | 2 | 0 | 0 | 0 | 0 | 0 | 0 | 0 | 0 | 0 | 0 | 0 | 0 | 0 | 1 |  | 0 | 0 | 0 | 2.344 | 0 | 0 | 0 | 0 | 0 | 0 | 0 | 0 | 0 | 0 | 0 | 0 | 0 | 1 | 0 | 0 | 2 | 0 | 0 | 0 | 0 | 0 | 0 | 0 | 0 | 0 | 0 | 0 | 0 | 0 | 0 | 1 |  | 0 | 0 | 0 | 2.344 | 0 | 0 | 0 | 0 | 0 | 0 | 0 | 0 | 0 | 0 | 0 | 0 | 0 | 1 | 0 | 0 | 2 | 0 | 0 | 0 | 0 | 0 | 0 | 0 | 0 | 0 | 0 | 0 | 0 | 0 | 0 | 1 |  | 0 | 0 | 0 | 2.344 | 0 | 0 | 0 | 0 | 0 | 0 | 0 | 0 | 0 | 0 | 0 | 0 | 0 | 1 | 0 | 0 | 2 | 0 | 0 | 0 | 0 | 0 | 0 | 0 | 0 | 0 | 0 | 0 | 0 | 0 | 0 | 1 |  | 1 | 1 | 1 | 1 | 1 | 1 | 1 | 1 | 1 | 0
SCE Northern Area | Pastoria | 230 | 0 | 0 | 0 | 0 | 0 | 0 | 0 | 0 | 0 | 0 | 0 | 0 | 0 | 0 | 0 | 0 | 0 | 0 | 0 | 0 |  | 0 | 0 | 0 | 0 | 0 | 0 | 0 | 0 | 0 | 0 | 0 | 0 | 1.875 | 0 | 0 | 0 | 0 | 1 | 0 | 0 | 0 | 0 | 0 | 0 | 0 | 0 | 0 | 0 | 0 | 0 | -2 | 0 | 0 | 0 | 0 | 1 |  | 0 | 0 | 0 | 0 | 0 | 0 | 0 | 0 | 0 | 0 | 0 | 0 | 1.875 | 0 | 0 | 0 | 0 | 1 | 0 | 0 | 0 | 0 | 0 | 0 | 0 | 0 | 0 | 0 | 0 | 0 | -2 | 0 | 0 | 0 | 0 | 1 |  | 0 | 0 | 0 | 0 | 0 | 0 | 0 | 0 | 0 | 0 | 0 | 0 | 1.875 | 0 | 0 | 0 | 0 | 1 | 0 | 0 | 0 | 0 | 0 | 0 | 0 | 0 | 0 | 0 | 0 | 0 | -2 | 0 | 0 | 0 | 0 | 1 |  | 0 | 0 | 0 | 0 | 0 | 0 | 0 | 0 | 0 | 0 | 0 | 0 | 1.875 | 0 | 0 | 0 | 0 | 1 | 0 | 0 | 0 | 0 | 0 | 0 | 0 | 0 | 0 | 0 | 0 | 0 | -2 | 0 | 0 | 0 | 0 | 1 |  | 1 | 1 | 1 | 1 | 1 | 1 | 4+ | 1 | 1 | 1
SCE Metro Study Area | Pauda | 230 | 0 | 0 | 0 | 0 | 0 | 0 | 0 | 0 | 0 | 0 | 0 | 0 | 0 | 0 | 0 | 0 | 0 | 0 | 0 | 0 |  | 0 | 0 | 0 | 0 | 0 | 0 | 0 | 0 | 0 | 0 | 0 | 0 | 0 | 0 | 0 | 0 | 0 | 0 | 0 | 0 | 0 | 0 | 0 | 0 | 0 | 0 | 0 | 0 | 0 | 0 | 0 | 0 | 0 | 0 | 0 | 0 |  | 0 | 0 | 0 | 0 | 0 | 0 | 0 | 0 | 0 | 0 | 0 | 0 | 0 | 0 | 0 | 0 | 0 | 0 | 0 | 0 | 0 | 0 | 0 | 0 | 0 | 0 | 0 | 0 | 0 | 0 | 0 | 0 | 0 | 0 | 0 | 0 |  | 0 | 0 | 0 | 0 | 0 | 0 | 0 | 0 | 0 | 0 | 0 | 0 | 0 | 0 | 0 | 0 | 0 | 0 | 0 | 0 | 0 | 0 | 0 | 0 | 0 | 0 | 0 | 0 | 0 | 0 | 0 | 0 | 0 | 0 | 0 | 0 |  | 0 | 0 | 0 | 0 | 0 | 0 | 0 | 0 | 0 | 0 | 0 | 0 | 0 | 0 | 0 | 0 | 0 | 0 | 0 | 0 | 0 | 0 | 0 | 0 | 0 | 0 | 0 | 0 | 0 | 0 | 0 | 0 | 0 | 0 | 0 | 0 |  | 1 | 1 | 1 | 1 | 1 | 1 | 1 | 1 | 1 | 0
PG&E North of Greater Bay Study Area | Peabody | 230 | 0 | 0 | 0 | 0 | 0 | 0 | 0 | 0 | 0 | 0 | 0 | 4.4 | 0 | 0 | 0 | 0 | 0 | 0 | 0 | 1 |  | 0 | 0 | 0 | 0 | 0 | 0 | 0 | 0 | 0 | 0 | 0 | 0 | 0 | 0 | 0 | 0 | 0 | 0 | 0 | 0 | 0 | 0 | 0 | 0 | 0 | 0 | 0 | 0 | 2 | 0 | 0 | 0 | 0 | 0 | 0 | 1 |  | 0 | 0 | 0 | 0 | 0 | 0 | 0 | 0 | 0 | 0 | 4.446 | 0 | 0 | 0 | 0 | 0 | 0 | 1 | 0 | 0 | 0 | 0 | 0 | 0 | 0 | 0 | 0 | 0 | 0 | 0 | 0 | 0 | 0 | 0 | 0 | 0 |  | 0 | 0 | 0 | 0 | 0 | 0 | 0 | 0 | 0 | 0 | 4.446 | 0 | 0 | 0 | 0 | 0 | 0 | 1 | 0 | 0 | 0 | 0 | 0 | 0 | 0 | 0 | 0 | 0 | 0 | 0 | 0 | 0 | 0 | 0 | 0 | 0 |  | 0 | 0 | 0 | 0 | 0 | 0 | 0 | 0 | 0 | 0 | 4.446 | 0 | 0 | 0 | 0 | 0 | 0 | 1 | 0 | 0 | 0 | 0 | 0 | 0 | 0 | 0 | 0 | 0 | 0 | 0 | 0 | 0 | 0 | 0 | 0 | 0 |  | 1 | 1 | 1 | 1 | 1 | 1 | 1 | 1 | 1 | 0
PG&E North of Greater Bay Study Area | Pease | 115 | 0 | 3 | 0 | 0 | 0 | 0 | 0 | 0 | 0 | 0 | 0 | 0 | 0 | 0 | 0 | 0 | 0 | 0 | 0 | 1 |  | 0 | 0 | 0 | 0 | 0 | 0 | 0 | 0 | 0 | 0 | 0 | 0 | 0 | 0 | 0 | 0 | 0 | 0 | 0 | 0 | 2 | 2 | 0 | 0 | 0 | 0 | 0 | 0 | 0 | 0 | 0 | 0 | 0 | 0 | 0 | 1 |  | 0 | 0 | 0 | 0 | 0 | 0 | 0 | 0 | 0 | 0 | 0 | 0 | 0 | 0 | 0 | 0 | 0 | 0 | 0 | 0 | 2 | 2 | 0 | 0 | 0 | 0 | 0 | 0 | 0 | 0 | 0 | 0 | 0 | 0 | 0 | 1 |  | 0 | 0 | 0 | 0 | 0 | 0 | 0 | 0 | 0 | 0 | 0 | 0 | 0 | 0 | 0 | 0 | 0 | 0 | 0 | 0 | 2 | 2 | 0 | 0 | 0 | 0 | 0 | 0 | 0 | 0 | 0 | 0 | 0 | 0 | 0 | 1 |  | 0 | 0 | 0 | 0 | 0 | 0 | 0 | 0 | 0 | 0 | 0 | 0 | 0 | 0 | 50.5 | 0 | 0 | 1 | 0 | 0 | 2 | 2 | 0 | 0 | 0 | 0 | 0 | 0 | 0 | 0 | 0 | 0 | -2 | 0 | 0 | 1 |  | 1 | 5- | 1 | 1 | 1 | 1 | 1 | 1+ | 1 | 1
SDG&E Study Area | Penasquitos | 230 | 0 | 0 | 0 | 0 | 0 | 0 | 0 | 0 | 0 | 0 | 0 | 0 | 0 | 0 | 0 | 0 | 0 | 0 | 0 | 0 |  | 0 | 0 | 0 | 0 | 0 | 0 | 0 | 0 | 0 | 0 | 0 | 0 | 0 | 0 | 0 | 0 | 0 | 0 | 0 | 0 | 0 | 0 | 0 | 0 | 0 | 0 | 0 | 0 | 0 | 0 | 0 | 0 | 0 | 0 | 0 | 0 |  | 0 | 0 | 0 | 0 | 0 | 0 | 0 | 0 | 0 | 0 | 0 | 0 | 0 | 0 | 0 | 0 | 0 | 0 | 0 | 0 | 0 | 0 | 0 | 0 | 0 | 0 | 0 | 0 | 0 | 0 | 0 | 0 | 0 | 0 | 0 | 0 |  | 0 | 0 | 0 | 0 | 0 | 0 | 0 | 0 | 0 | 0 | 0 | 0 | 0 | 0 | 0 | 0 | 0 | 0 | 0 | 0 | 0 | 0 | 0 | 0 | 0 | 0 | 0 | 0 | 0 | 0 | 0 | 0 | 0 | 0 | 0 | 0 |  | 0 | 0 | 0 | 0 | 0 | 0 | 0 | 0 | 0 | 0 | 0 | 0 | 0 | 0 | 0 | 0 | 0 | 0 | 0 | 0 | 0 | 0 | 0 | 0 | 0 | 0 | 0 | 0 | 0 | 0 | 0 | 0 | 0 | 0 | 0 | 0 |  | 1 | 1 | 1 | 1 | 1 | 1 | 1 | 1 | 1 | 0
PG&E North of Greater Bay Study Area | Penngrove | 115 | 0 | 0 | 0 | 0 | 0 | 0 | 0 | 0 | 0 | 0 | 0 | 0 | 0 | 0 | 0 | 0 | 0 | 0 | 0 | 0 |  | 0 | 0 | 0 | 0 | 0 | 0 | 0 | 0 | 0 | 0 | 0 | 0 | 0 | 0 | 0 | 0 | 0 | 0 | 0 | 0 | 0 | 0 | 0 | 0 | 0 | 0 | 0 | 0 | 0 | 0 | 0 | 0 | 0 | 0 | 0 | 0 |  | 0 | 0 | 0 | 0 | 0 | 0 | 0 | 0 | 0 | 0 | 0 | 0 | 0 | 0 | 0 | 0 | 0 | 0 | 0 | 0 | 0 | 0 | 0 | 0 | 0 | 0 | 0 | 0 | 0 | 0 | 0 | 0 | 0 | 0 | 0 | 0 |  | 0 | 0 | 0 | 0 | 0 | 0 | 0 | 0 | 0 | 0 | 0 | 0 | 0 | 0 | 0 | 0 | 0 | 0 | 0 | 0 | 0 | 0 | 0 | 0 | 0 | 0 | 0 | 0 | 0 | 0 | 0 | 0 | 0 | 0 | 0 | 0 |  | 0 | 0 | 0 | 0 | 0 | 0 | 0 | 0 | 0 | 0 | 0 | 0 | 0 | 0 | 0 | 0 | 0 | 0 | 0 | 0 | 0 | 0 | 0 | 0 | 0 | 0 | 0 | 0 | 0 | 0 | 0 | 0 | 0 | 0 | 0 | 0 |  | 1 | 1 | 1 | 1 | 1 | 1 | 1 | 1 | 1 | 0
PG&E Greater Bay Study Area | Peoria | 115 | 0 | 2 | 0 | 0 | 0 | 0 | 0 | 0 | 0 | 0 | 0 | 0 | 0 | 0 | 0 | 0 | 0 | 0 | 0 | 1 |  | 0 | 0 | 0 | 0 | 0 | 0 | 0 | 0 | 0 | 0 | 0 | 0 | 0 | 0 | 0 | 0 | 0 | 0 | 0 | 0 | 2 | 2 | 0 | 0 | 0 | 0 | 0 | 0 | 0 | 0 | 0 | 0 | 0 | 0 | 0 | 1 |  | 0 | 0 | 0 | 0 | 0 | 0 | 0 | 0 | 0 | 0 | 0 | 0 | 0 | 0 | 0 | 0 | 0 | 0 | 0 | 0 | 2 | 2 | 0 | 0 | 0 | 0 | 0 | 0 | 0 | 0 | 0 | 0 | 0 | 0 | 0 | 1 |  | 0 | 0 | 0 | 0 | 0 | 0 | 0 | 0 | 0 | 0 | 0 | 0 | 0 | 0 | 0 | 0 | 0 | 0 | 0 | 0 | 2 | 2 | 0 | 0 | 0 | 0 | 0 | 0 | 0 | 0 | 0 | 0 | 0 | 0 | 0 | 1 |  | 0 | 0 | 0 | 0 | 0 | 0 | 0 | 0 | 0 | 0 | 0 | 0 | 0 | 0 | 0 | 0 | 0 | 0 | 0 | 0 | 2 | 2 | 0 | 0 | 0 | 0 | 0 | 0 | 0 | 0 | 0 | 0 | 0 | 0 | 0 | 1 |  | 1 | 5- | 1 | 1 | 1 | 1 | 1 | 1 | 1 | 1
PG&E Greater Bay Study Area | Piercy | 115 | 0 | 0 | 0 | 0 | 0 | 0 | 0 | 0 | 0 | 0 | 0 | 0 | 0 | 0 | 0 | 0 | 0 | 0 | 0 | 0 |  | 0 | 0 | 0 | 0 | 0 | 0 | 0 | 0 | 0 | 0 | 0 | 0 | 0 | 0 | 0 | 0 | 0 | 0 | 0 | 0 | 0 | 0 | 0 | 0 | 0 | 0 | 0 | 0 | 0 | 0 | 0 | 0 | 0 | 0 | 0 | 0 |  | 0 | 0 | 0 | 0 | 0 | 0 | 0 | 0 | 0 | 0 | 0 | 0 | 0 | 0 | 0 | 0 | 0 | 0 | 0 | 0 | 0 | 0 | 0 | 0 | 0 | 0 | 0 | 0 | 0 | 0 | 0 | 0 | 0 | 0 | 0 | 0 |  | 0 | 0 | 0 | 0 | 0 | 0 | 0 | 0 | 0 | 0 | 0 | 0 | 0 | 0 | 0 | 0 | 0 | 0 | 0 | 0 | 0 | 0 | 0 | 0 | 0 | 0 | 0 | 0 | 0 | 0 | 0 | 0 | 0 | 0 | 0 | 0 |  | 0 | 0 | 0 | 0 | 0 | 0 | 0 | 0 | 0 | 0 | 0 | 0 | 0 | 0 | 0 | 0 | 0 | 0 | 0 | 0 | 0 | 0 | 0 | 0 | 0 | 0 | 0 | 0 | 0 | 0 | 0 | 0 | 0 | 0 | 0 | 0 |  | 1 | 1 | 1 | 1 | 1 | 1 | 1 | 1 | 1 | 0
PG&E Fresno Study Area | Pine Flat | 230 | 0 | 8 | 0 | 0 | 0 | 0 | 0 | 0 | 0 | 0 | 0 | 0 | 0 | 0 | 0 | 0 | 0 | 0 | 0 | 1 |  | 0 | 0 | 0 | 0 | 0 | 0 | 0 | 0 | 0 | 0 | 0 | 0 | 0 | 0 | 0 | 0 | 0 | 0 | 0 | 0 | 2 | 2 | 0 | 0 | 0 | 0 | 0 | 0 | 0 | 0 | 0 | 0 | 0 | 0 | 0 | 1 |  | 0 | 0 | 0 | 0 | 0 | 0 | 0 | 0 | 0 | 0 | 0 | 0 | 0 | 0 | 0 | 0 | 0 | 0 | 0 | 0 | 2 | 2 | 0 | 0 | 0 | 0 | 0 | 0 | 0 | 0 | 0 | 0 | 0 | 0 | 0 | 1 |  | 0 | 0 | 0 | 0 | 0 | 0 | 0 | 0 | 0 | 0 | 0 | 0 | 0 | 0 | 0 | 0 | 0 | 0 | 0 | 0 | 2 | 2 | 0 | 0 | 0 | 0 | 0 | 0 | 0 | 0 | 0 | 0 | 0 | 0 | 0 | 1 |  | 0 | 0 | 0 | 0 | 0 | 0 | 0 | 0 | 0 | 0 | 0 | 0 | 0 | 0 | 0 | 0 | 0 | 0 | 0 | 0 | 2 | 2 | 0 | 0 | 0 | 0 | 0 | 0 | 0 | 0 | 0 | 0 | 0 | 0 | 0 | 1 |  | 1 | 5- | 1 | 1 | 1 | 1 | 1 | 1 | 1 | 1
SCE North of Lugo Study Area | Pisgah | 230 | 0 | 0 | 250 | 50 | 300 | 0 | 0 | 0 | 0 | 0 | 0 | 0 | 0 | 0 | 0 | 0 | 0 | 0 | 0 | 1 |  | 0 | 0 | 0 | 0 | 0 | 0 | 0 | 0 | 0 | 0 | 0 | 0 | 0 | 0 | 0 | 0 | 0 | 0 | 0 | 0 | 0 | 0 | 2 | 2 | 0 | 0 | 0 | 0 | 0 | 0 | 0 | 0 | 0 | 0 | 0 | 1 |  | 0 | 0 | 0 | 0 | 0 | 0 | 0 | 0 | 0 | 0 | 0 | 0 | 0 | 0 | 0 | 0 | 0 | 0 | 0 | 0 | 0 | 0 | 2 | 2 | 0 | 0 | 0 | 0 | 0 | 0 | 0 | 0 | 0 | 0 | 0 | 1 |  | 0 | 0 | 0 | 0 | 0 | 0 | 0 | 0 | 0 | 0 | 0 | 0 | 0 | 0 | 0 | 0 | 0 | 0 | 0 | 0 | 0 | 0 | 2 | 2 | 0 | 0 | 0 | 0 | 0 | 0 | 0 | 0 | 0 | 0 | 0 | 1 |  | 0 | 0 | 0 | 0 | 0 | 0 | 0 | 0 | 0 | 0 | 0 | 0 | 312.96 | 0 | 312.96 | 0 | 0 | 1 | 0 | 0 | 0 | 0 | 2 | 2 | 0 | 0 | 0 | 0 | 0 | 0 | -2 | 0 | -2 | 0 | 0 | 1 |  | 1 | 1 | 5- | 1 | 1 | 1 | 1+ | 1+ | 1 | 1
PG&E North of Greater Bay Study Area | Pit 1 | 230 | 0 | 0 | 0 | 0 | 0 | 0 | 0 | 0 | 0 | 0 | 0 | 0 | 0 | 0 | 0 | 0 | 0 | 0 | 0 | 0 |  | 0 | 0 | 0 | 0 | 0 | 0 | 0 | 0 | 0 | 0 | 0 | 0 | 0 | 0 | 0 | 0 | 0 | 0 | 0 | 0 | 0 | 0 | 0 | 0 | 0 | 0 | 0 | 0 | 0 | 0 | 0 | 0 | 0 | 0 | 0 | 0 |  | 0 | 0 | 0 | 0 | 0 | 0 | 0 | 0 | 0 | 0 | 0 | 0 | 0 | 0 | 0 | 0 | 0 | 0 | 0 | 0 | 0 | 0 | 0 | 0 | 0 | 0 | 0 | 0 | 0 | 0 | 0 | 0 | 0 | 0 | 0 | 0 |  | 0 | 0 | 0 | 0 | 0 | 0 | 0 | 0 | 0 | 0 | 0 | 0 | 0 | 0 | 0 | 0 | 0 | 0 | 0 | 0 | 0 | 0 | 0 | 0 | 0 | 0 | 0 | 0 | 0 | 0 | 0 | 0 | 0 | 0 | 0 | 0 |  | 0 | 0 | 0 | 0 | 0 | 0 | 0 | 0 | 0 | 0 | 0 | 0 | 0 | 0 | 0 | 0 | 0 | 0 | 0 | 0 | 0 | 0 | 0 | 0 | 0 | 0 | 0 | 0 | 0 | 0 | 0 | 0 | 0 | 0 | 0 | 0 |  | 1 | 1 | 1 | 1 | 1 | 1 | 1 | 1 | 1 | 0
PG&E North of Greater Bay Study Area | New Sub - Pit 1 - Cottonwood (Proposed) | 230 | 0 | 0 | 200 | 10 | 210 | 0 | 0 | 0 | 0 | 0 | 0 | 0 | 0 | 0 | 0 | 0 | 0 | 0 | 0 | 1 |  | 0 | 0 | 0 | 0 | 200 | 206 | 0 | 0 | 0 | 0 | 0 | 0 | 0 | 0 | 0 | 0 | 0 | 1 | 0 | 0 | 0 | 0 | 0 | 0 | 0 | 0 | 0 | 0 | 0 | 0 | 0 | 0 | 0 | 0 | 0 | 0 |  | 0 | 0 | 0 | 0 | 200 | 206 | 0 | 0 | 0 | 0 | 0 | 0 | 0 | 0 | 0 | 0 | 0 | 1 | 0 | 0 | 0 | 0 | 0 | 0 | 0 | 0 | 0 | 0 | 0 | 0 | 0 | 0 | 0 | 0 | 0 | 0 |  | 0 | 0 | 0 | 0 | 200 | 206 | 0 | 0 | 0 | 0 | 0 | 0 | 0 | 0 | 0 | 0 | 0 | 1 | 0 | 0 | 0 | 0 | 0 | 0 | 0 | 0 | 0 | 0 | 0 | 0 | 0 | 0 | 0 | 0 | 0 | 0 |  | 0 | 0 | 0 | 0 | 200 | 206 | 0 | 0 | 0 | 0 | 0 | 0 | 0 | 0 | 0 | 0 | 0 | 1 | 0 | 0 | 0 | 0 | 0 | 0 | 0 | 0 | 0 | 0 | 0 | 0 | 0 | 0 | 0 | 0 | 0 | 0 |  | 1 | 1 | 1 | 1 | 1 | 1 | 1 | 1 | 1 | 0
PG&E North of Greater Bay Study Area | Pit 4 | 230 | 0 | 0 | 0 | 0 | 0 | 0 | 0 | 0 | 0 | 0 | 0 | 0 | 0 | 0 | 0 | 0 | 0 | 0 | 0 | 0 |  | 0 | 0 | 0 | 0 | 0 | 0 | 0 | 0 | 0 | 0 | 0 | 0 | 0 | 0 | 0 | 0 | 0 | 0 | 0 | 0 | 0 | 0 | 0 | 0 | 0 | 0 | 0 | 0 | 0 | 0 | 0 | 0 | 0 | 0 | 0 | 0 |  | 0 | 0 | 0 | 0 | 0 | 0 | 0 | 0 | 0 | 0 | 0 | 0 | 0 | 0 | 0 | 0 | 0 | 0 | 0 | 0 | 0 | 0 | 0 | 0 | 0 | 0 | 0 | 0 | 0 | 0 | 0 | 0 | 0 | 0 | 0 | 0 |  | 0 | 0 | 0 | 0 | 0 | 0 | 0 | 0 | 0 | 0 | 0 | 0 | 0 | 0 | 0 | 0 | 0 | 0 | 0 | 0 | 0 | 0 | 0 | 0 | 0 | 0 | 0 | 0 | 0 | 0 | 0 | 0 | 0 | 0 | 0 | 0 |  | 0 | 0 | 0 | 0 | 0 | 0 | 0 | 0 | 0 | 0 | 0 | 0 | 0 | 0 | 0 | 0 | 0 | 0 | 0 | 0 | 0 | 0 | 0 | 0 | 0 | 0 | 0 | 0 | 0 | 0 | 0 | 0 | 0 | 0 | 0 | 0 |  | 1 | 1 | 1 | 1 | 1 | 1 | 1 | 1 | 1 | 0
PG&E Greater Bay Study Area | Pittsburg | 230 | 0 | 0 | 0 | 0 | 0 | 0 | 0 | 0 | 0 | 0 | 0 | 0 | 0 | 0 | 0 | 0 | 0 | 0 | 0 | 0 |  | 0 | 0 | 0 | 0 | 0 | 0 | 0 | 0 | 0 | 0 | 0 | 0 | 0 | 0 | 0 | 0 | 0 | 0 | 0 | 0 | 0 | 0 | 0 | 0 | 0 | 0 | 0 | 0 | 0 | 0 | 0 | 0 | 0 | 0 | 0 | 0 |  | 0 | 0 | 0 | 0 | 0 | 0 | 0 | 0 | 0 | 0 | 0 | 0 | 0 | 0 | 675 | 0 | 0 | 1 | 0 | 0 | 0 | 0 | 0 | 0 | 0 | 0 | 0 | 0 | 0 | 0 | 0 | 0 | -2 | 0 | 0 | 1 |  | 0 | 0 | 0 | 0 | 0 | 0 | 0 | 0 | 0 | 0 | 0 | 0 | 0 | 0 | 675 | 0 | 0 | 1 | 0 | 0 | 0 | 0 | 0 | 0 | 0 | 0 | 0 | 0 | 0 | 0 | 0 | 0 | -2 | 0 | 0 | 1 |  | 0 | 0 | 0 | 0 | 0 | 0 | 0 | 0 | 0 | 0 | 0 | 0 | 0 | 0 | 1358.4 | 0 | 0 | 1 | 0 | 0 | 0 | 0 | 0 | 0 | 0 | 0 | 0 | 0 | 0 | 0 | 0 | 0 | -2 | 0 | 0 | 1 |  | 1 | 1 | 1 | 1 | 1 | 1 | 1 | 4+ | 1 | 1
PG&E Greater Bay Study Area | Pittsburg | 115 | 0 | 0 | 0 | 0 | 0 | 0 | 0 | 0 | 0 | 0 | 0 | 0 | 0 | 0 | 0 | 0 | 0 | 0 | 0 | 0 |  | 0 | 0 | 0 | 0 | 0 | 0 | 0 | 0 | 0 | 0 | 0 | 0 | 0 | 0 | 0 | 0 | 0 | 0 | 0 | 0 | 0 | 0 | 0 | 0 | 0 | 0 | 0 | 0 | 0 | 0 | 0 | 0 | 0 | 0 | 0 | 0 |  | 0 | 0 | 0 | 0 | 0 | 0 | 0 | 0 | 0 | 0 | 0 | 0 | 0 | 0 | 0 | 0 | 0 | 0 | 0 | 0 | 0 | 0 | 0 | 0 | 0 | 0 | 0 | 0 | 0 | 0 | 0 | 0 | 0 | 0 | 0 | 0 |  | 0 | 0 | 0 | 0 | 0 | 0 | 0 | 0 | 0 | 0 | 0 | 0 | 0 | 0 | 0 | 0 | 0 | 0 | 0 | 0 | 0 | 0 | 0 | 0 | 0 | 0 | 0 | 0 | 0 | 0 | 0 | 0 | 0 | 0 | 0 | 0 |  | 0 | 0 | 0 | 0 | 0 | 0 | 0 | 0 | 0 | 0 | 0 | 0 | 0 | 0 | 353.2 | 0 | 0 | 1 | 0 | 0 | 0 | 0 | 0 | 0 | 0 | 0 | 0 | 0 | 0 | 0 | 0 | 0 | -2 | 0 | 0 | 1 |  | 1 | 1 | 1 | 1 | 1 | 1 | 1 | 1+ | 1 | 1
PG&E North of Greater Bay Study Area | Placerville | 115 | 0 | 2 | 0 | 0 | 0 | 0 | 0 | 0 | 0 | 0 | 0 | 1 | 0 | 0 | 0 | 0 | 0 | 0 | 0 | 1 |  | 0 | 0 | 0 | 0 | 0 | 0 | 0 | 0 | 0 | 0 | 0 | 0 | 0 | 0 | 0 | 0 | 0 | 0 | 0 | 0 | 2 | 2 | 0 | 0 | 0 | 0 | 0 | 0 | 2 | 0 | 0 | 0 | 0 | 0 | 0 | 1 |  | 0 | 0 | 0 | 0 | 0 | 0 | 0 | 0 | 0 | 0 | 0.93 | 0 | 0 | 0 | 0 | 0 | 0 | 1 | 0 | 0 | 2 | 2 | 0 | 0 | 0 | 0 | 0 | 0 | 0 | 0 | 0 | 0 | 0 | 0 | 0 | 1 |  | 0 | 0 | 0 | 0 | 0 | 0 | 0 | 0 | 0 | 0 | 0.93 | 0 | 0 | 0 | 0 | 0 | 0 | 1 | 0 | 0 | 2 | 2 | 0 | 0 | 0 | 0 | 0 | 0 | 0 | 0 | 0 | 0 | 0 | 0 | 0 | 1 |  | 0 | 0 | 0 | 0 | 0 | 0 | 0 | 0 | 0 | 0 | 0.93 | 0 | 0 | 0 | 0 | 0 | 0 | 1 | 0 | 0 | 2 | 2 | 0 | 0 | 0 | 0 | 0 | 0 | 0 | 0 | 0 | 0 | 0 | 0 | 0 | 1 |  | 1 | 5- | 1 | 1 | 1 | 1 | 1 | 1 | 1 | 1
PG&E North of Greater Bay Study Area | Pleasant Grove | 115 | 0 | 0 | 0 | 0 | 0 | 0 | 0 | 0 | 0 | 0 | 0 | 2.75 | 0 | 0 | 0 | 0 | 0 | 0 | 0 | 1 |  | 0 | 0 | 0 | 0 | 0 | 0 | 0 | 0 | 0 | 0 | 0 | 0 | 0 | 0 | 0 | 0 | 0 | 0 | 0 | 0 | 0 | 0 | 0 | 0 | 0 | 0 | 0 | 0 | 2 | 0 | 0 | 0 | 0 | 0 | 0 | 1 |  | 0 | 0 | 0 | 0 | 0 | 0 | 0 | 0 | 0 | 0 | 2.783 | 0 | 0 | 0 | 0 | 0 | 0 | 1 | 0 | 0 | 0 | 0 | 0 | 0 | 0 | 0 | 0 | 0 | 0 | 0 | 0 | 0 | 0 | 0 | 0 | 0 |  | 0 | 0 | 0 | 0 | 0 | 0 | 0 | 0 | 0 | 0 | 2.783 | 0 | 0 | 0 | 0 | 0 | 0 | 1 | 0 | 0 | 0 | 0 | 0 | 0 | 0 | 0 | 0 | 0 | 0 | 0 | 0 | 0 | 0 | 0 | 0 | 0 |  | 0 | 0 | 0 | 0 | 0 | 0 | 0 | 0 | 0 | 0 | 2.783 | 0 | 0 | 0 | 0 | 0 | 0 | 1 | 0 | 0 | 0 | 0 | 0 | 0 | 0 | 0 | 0 | 0 | 0 | 0 | 0 | 0 | 0 | 0 | 0 | 0 |  | 1 | 1 | 1 | 1 | 1 | 1 | 1 | 1 | 1 | 0
PG&E North of Greater Bay Study Area | POE | 230 | 0 | 0 | 0 | 0 | 0 | 0 | 0 | 0 | 0 | 0 | 0 | 0 | 0 | 0 | 0 | 0 | 0 | 0 | 0 | 0 |  | 0 | 0 | 0 | 0 | 0 | 0 | 0 | 0 | 0 | 0 | 0 | 0 | 0 | 0 | 0 | 0 | 0 | 0 | 0 | 0 | 0 | 0 | 0 | 0 | 0 | 0 | 0 | 0 | 0 | 0 | 0 | 0 | 0 | 0 | 0 | 0 |  | 0 | 0 | 0 | 0 | 0 | 0 | 0 | 0 | 0 | 0 | 0 | 0 | 0 | 0 | 0 | 0 | 0 | 0 | 0 | 0 | 0 | 0 | 0 | 0 | 0 | 0 | 0 | 0 | 0 | 0 | 0 | 0 | 0 | 0 | 0 | 0 |  | 0 | 0 | 0 | 0 | 0 | 0 | 0 | 0 | 0 | 0 | 0 | 0 | 0 | 0 | 0 | 0 | 0 | 0 | 0 | 0 | 0 | 0 | 0 | 0 | 0 | 0 | 0 | 0 | 0 | 0 | 0 | 0 | 0 | 0 | 0 | 0 |  | 0 | 0 | 0 | 0 | 0 | 0 | 0 | 0 | 0 | 0 | 0 | 0 | 0 | 0 | 0 | 0 | 0 | 0 | 0 | 0 | 0 | 0 | 0 | 0 | 0 | 0 | 0 | 0 | 0 | 0 | 0 | 0 | 0 | 0 | 0 | 0 |  | 1 | 1 | 1 | 1 | 1 | 1 | 1 | 1 | 1 | 0
SDG&E Study Area | Point Loma | 69 | 0 | 0 | 0 | 0 | 0 | 0 | 0 | 0 | 0 | 0 | 0 | 0 | 0 | 0 | 0 | 0 | 0 | 0 | 0 | 0 |  | 0 | 0 | 0 | 0 | 0 | 0 | 0 | 0 | 0 | 0 | 0 | 0 | 0 | 0 | 26.6 | 0 | 0 | 1 | 0 | 0 | 0 | 0 | 0 | 0 | 0 | 0 | 0 | 0 | 0 | 0 | 0 | 0 | -2 | 0 | 0 | 1 |  | 0 | 0 | 0 | 0 | 0 | 0 | 0 | 0 | 0 | 0 | 0 | 0 | 0 | 0 | 0 | 0 | 0 | 0 | 0 | 0 | 0 | 0 | 0 | 0 | 0 | 0 | 0 | 0 | 0 | 0 | 0 | 0 | 0 | 0 | 0 | 0 |  | 0 | 0 | 0 | 0 | 0 | 0 | 0 | 0 | 0 | 0 | 0 | 0 | 0 | 0 | 26.6 | 0 | 0 | 1 | 0 | 0 | 0 | 0 | 0 | 0 | 0 | 0 | 0 | 0 | 0 | 0 | 0 | 0 | -2 | 0 | 0 | 1 |  | 0 | 0 | 0 | 0 | 0 | 0 | 0 | 0 | 0 | 0 | 0 | 0 | 0 | 0 | 26.6 | 0 | 0 | 1 | 0 | 0 | 0 | 0 | 0 | 0 | 0 | 0 | 0 | 0 | 0 | 0 | 0 | 0 | -2 | 0 | 0 | 1 |  | 1 | 1 | 1 | 1 | 1 | 1 | 1 | 2+ | 1 | 1
SDG&E Study Area | Pomerado | 69 | 0 | 0 | 0 | 0 | 0 | 0 | 0 | 0 | 0 | 0 | 0 | 0 | 0 | 0 | 0 | 0 | 0 | 0 | 0 | 0 |  | 0 | 0 | 0 | 0 | 0 | 0 | 0 | 0 | 0 | 0 | 0 | 0 | 0 | 0 | 1.5 | 0 | 0 | 1 | 0 | 0 | 0 | 0 | 0 | 0 | 0 | 0 | 0 | 0 | 0 | 0 | 0 | 0 | -2 | 0 | 0 | 1 |  | 0 | 0 | 0 | 0 | 0 | 0 | 0 | 0 | 0 | 0 | 0 | 0 | 0 | 0 | 1.5 | 0 | 0 | 1 | 0 | 0 | 0 | 0 | 0 | 0 | 0 | 0 | 0 | 0 | 0 | 0 | 0 | 0 | -2 | 0 | 0 | 1 |  | 0 | 0 | 0 | 0 | 0 | 0 | 0 | 0 | 0 | 0 | 0 | 0 | 0 | 0 | 1.5 | 0 | 0 | 1 | 0 | 0 | 0 | 0 | 0 | 0 | 0 | 0 | 0 | 0 | 0 | 0 | 0 | 0 | -2 | 0 | 0 | 1 |  | 0 | 0 | 0 | 0 | 0 | 0 | 0 | 0 | 0 | 0 | 0 | 0 | 0 | 0 | 1.5 | 0 | 0 | 1 | 0 | 0 | 0 | 0 | 0 | 0 | 0 | 0 | 0 | 0 | 0 | 0 | 0 | 0 | -2 | 0 | 0 | 1 |  | 1 | 1 | 1 | 1 | 1 | 1 | 1 | 4+ | 1 | 1
PG&E Kern Study Area | Poso Mountain | 115 | 0 | 0 | 0 | 0 | 0 | 0 | 0 | 0 | 0 | 0 | 0 | 3.8 | 0 | 0 | 0 | 0 | 0 | 0 | 0 | 1 |  | 0 | 0 | 0 | 0 | 0 | 0 | 0 | 0 | 0 | 0 | 0 | 0 | 0 | 0 | 0 | 0 | 0 | 0 | 0 | 0 | 0 | 0 | 0 | 0 | 0 | 0 | 0 | 0 | 2 | 0 | 0 | 0 | 0 | 0 | 0 | 1 |  | 0 | 0 | 0 | 0 | 0 | 0 | 0 | 0 | 0 | 0 | 3.859 | 0 | 0 | 0 | 0 | 0 | 0 | 1 | 0 | 0 | 0 | 0 | 0 | 0 | 0 | 0 | 0 | 0 | 0 | 0 | 0 | 0 | 0 | 0 | 0 | 0 |  | 0 | 0 | 0 | 0 | 0 | 0 | 0 | 0 | 0 | 0 | 3.859 | 0 | 0 | 0 | 0 | 0 | 0 | 1 | 0 | 0 | 0 | 0 | 0 | 0 | 0 | 0 | 0 | 0 | 0 | 0 | 0 | 0 | 0 | 0 | 0 | 0 |  | 0 | 0 | 0 | 0 | 0 | 0 | 0 | 0 | 0 | 0 | 3.859 | 0 | 0 | 0 | 0 | 0 | 0 | 1 | 0 | 0 | 0 | 0 | 0 | 0 | 0 | 0 | 0 | 0 | 0 | 0 | 0 | 0 | 0 | 0 | 0 | 0 |  | 1 | 1 | 1 | 1 | 1 | 1 | 1 | 1 | 1 | 0
East of Pisgah Study Area | Primm | 230 | 0 | 0 | 0 | 0 | 0 | 0 | 0 | 0 | 0 | 0 | 0 | 0 | 0 | 0 | 0 | 0 | 0 | 0 | 0 | 0 |  | 0 | 0 | 0 | 0 | 0 | 0 | 0 | 0 | 0 | 0 | 0 | 0 | 0 | 0 | 0 | 0 | 0 | 0 | 0 | 0 | 0 | 0 | 0 | 0 | 0 | 0 | 0 | 0 | 0 | 0 | 0 | 0 | 0 | 0 | 0 | 0 |  | 0 | 0 | 0 | 0 | 0 | 0 | 0 | 0 | 0 | 0 | 0 | 0 | 0 | 0 | 0 | 0 | 0 | 0 | 0 | 0 | 0 | 0 | 0 | 0 | 0 | 0 | 0 | 0 | 0 | 0 | 0 | 0 | 0 | 0 | 0 | 0 |  | 0 | 0 | 0 | 0 | 0 | 0 | 0 | 0 | 0 | 0 | 0 | 0 | 0 | 0 | 0 | 0 | 0 | 0 | 0 | 0 | 0 | 0 | 0 | 0 | 0 | 0 | 0 | 0 | 0 | 0 | 0 | 0 | 0 | 0 | 0 | 0 |  | 0 | 0 | 0 | 0 | 0 | 0 | 0 | 0 | 0 | 0 | 0 | 0 | 0 | 0 | 0 | 0 | 0 | 0 | 0 | 0 | 0 | 0 | 0 | 0 | 0 | 0 | 0 | 0 | 0 | 0 | 0 | 0 | 0 | 0 | 0 | 0 |  | 1 | 1 | 1 | 1 | 1 | 1 | 1 | 1 | 1 | 0
PG&E North of Greater Bay Study Area | Putah Creek | 115 | 0 | 0 | 0 | 0 | 0 | 0 | 0 | 0 | 0 | 0 | 0 | 6.85 | 0 | 0 | 0 | 0 | 0 | 0 | 0 | 1 |  | 0 | 0 | 0 | 0 | 0 | 0 | 0 | 0 | 0 | 0 | 0 | 0 | 0 | 0 | 0 | 0 | 0 | 0 | 0 | 0 | 0 | 0 | 0 | 0 | 0 | 0 | 0 | 0 | 2 | 0 | 0 | 0 | 0 | 0 | 0 | 1 |  | 0 | 0 | 0 | 0 | 0 | 0 | 0 | 0 | 0 | 0 | 6.85 | 0 | 0 | 0 | 0 | 0 | 0 | 1 | 0 | 0 | 0 | 0 | 0 | 0 | 0 | 0 | 0 | 0 | 0 | 0 | 0 | 0 | 0 | 0 | 0 | 0 |  | 0 | 0 | 0 | 0 | 0 | 0 | 0 | 0 | 0 | 0 | 6.85 | 0 | 0 | 0 | 0 | 0 | 0 | 1 | 0 | 0 | 0 | 0 | 0 | 0 | 0 | 0 | 0 | 0 | 0 | 0 | 0 | 0 | 0 | 0 | 0 | 0 |  | 0 | 0 | 0 | 0 | 0 | 0 | 0 | 0 | 0 | 0 | 6.85 | 0 | 0 | 0 | 0 | 0 | 0 | 1 | 0 | 0 | 0 | 0 | 0 | 0 | 0 | 0 | 0 | 0 | 0 | 0 | 0 | 0 | 0 | 0 | 0 | 0 |  | 1 | 1 | 1 | 1 | 1 | 1 | 1 | 1 | 1 | 0
SDG&E Study Area | Q1806 Switchyard | 138 | 0 | 0 | 0 | 0 | 0 | 0 | 0 | 0 | 0 | 0 | 0 | 0 | 0 | 0 | 0 | 0 | 0 | 0 | 0 | 0 |  | 0 | 0 | 0 | 0 | 0 | 0 | 0 | 0 | 0 | 0 | 0 | 0 | 0 | 0 | 0 | 0 | 0 | 0 | 0 | 0 | 0 | 0 | 0 | 0 | 0 | 0 | 0 | 0 | 0 | 0 | 0 | 0 | 0 | 0 | 0 | 0 |  | 0 | 0 | 0 | 0 | 0 | 0 | 0 | 0 | 0 | 0 | 0 | 0 | 0 | 0 | 0 | 0 | 0 | 0 | 0 | 0 | 0 | 0 | 0 | 0 | 0 | 0 | 0 | 0 | 0 | 0 | 0 | 0 | 0 | 0 | 0 | 0 |  | 0 | 0 | 0 | 0 | 0 | 0 | 0 | 0 | 0 | 0 | 0 | 0 | 0 | 0 | 0 | 0 | 0 | 0 | 0 | 0 | 0 | 0 | 0 | 0 | 0 | 0 | 0 | 0 | 0 | 0 | 0 | 0 | 0 | 0 | 0 | 0 |  | 0 | 0 | 0 | 0 | 0 | 0 | 0 | 0 | 0 | 0 | 0 | 0 | 0 | 0 | 0 | 0 | 0 | 0 | 0 | 0 | 0 | 0 | 0 | 0 | 0 | 0 | 0 | 0 | 0 | 0 | 0 | 0 | 0 | 0 | 0 | 0 |  | 1 | 1 | 1 | 1 | 1 | 1 | 1 | 1 | 1 | 0
PG&E Fresno Study Area | Quinto | 230 | 0 | 0 | 0 | 0 | 0 | 0 | 0 | 0 | 0 | 0 | 0 | 0 | 121 | 0 | 121 | 0 | 0 | 0 | 0 | 1 |  | 0 | 0 | 0 | 0 | 0 | 0 | 0 | 0 | 0 | 0 | 0 | 0 | 0 | 0 | 0 | 0 | 0 | 0 | 0 | 0 | 0 | 0 | 0 | 0 | 0 | 0 | 0 | 0 | 0 | 2 | 2 | 0 | 0 | 0 | 0 | 1 |  | 0 | 0 | 0 | 0 | 0 | 0 | 0 | 0 | 0 | 0 | 0 | 0 | 0 | 0 | 0 | 0 | 0 | 0 | 0 | 0 | 0 | 0 | 0 | 0 | 0 | 0 | 0 | 0 | 0 | 2 | 2 | 0 | 0 | 0 | 0 | 1 |  | 0 | 0 | 0 | 0 | 0 | 0 | 0 | 0 | 0 | 0 | 0 | 0 | 0 | 0 | 0 | 0 | 0 | 0 | 0 | 0 | 0 | 0 | 0 | 0 | 0 | 0 | 0 | 0 | 0 | 2 | 2 | 0 | 0 | 0 | 0 | 1 |  | 0 | 0 | 0 | 0 | 0 | 0 | 0 | 0 | 0 | 0 | 0 | 0 | 158.9783 | 0 | 158.5678 | 0 | 0 | 1 | 0 | 0 | 0 | 0 | 0 | 0 | 0 | 0 | 0 | 0 | 0 | 2 | -1 | 0 | -2 | 0 | 0 | 1 |  | 1 | 1 | 1 | 1 | 1 | 1 | 3- | 1+ | 1 | 1
PG&E Greater Bay Study Area | Race Track | 115 | 0 | 0 | 0 | 0 | 0 | 0 | 0 | 0 | 0 | 0 | 0 | 0 | 0 | 0 | 0 | 0 | 0 | 0 | 0 | 0 |  | 0 | 0 | 0 | 0 | 0 | 0 | 0 | 0 | 0 | 0 | 0 | 0 | 0 | 0 | 0 | 0 | 0 | 0 | 0 | 0 | 0 | 0 | 0 | 0 | 0 | 0 | 0 | 0 | 0 | 0 | 0 | 0 | 0 | 0 | 0 | 0 |  | 0 | 0 | 0 | 0 | 0 | 0 | 0 | 0 | 0 | 0 | 0 | 0 | 0 | 0 | 0 | 0 | 0 | 0 | 0 | 0 | 0 | 0 | 0 | 0 | 0 | 0 | 0 | 0 | 0 | 0 | 0 | 0 | 0 | 0 | 0 | 0 |  | 0 | 0 | 0 | 0 | 0 | 0 | 0 | 0 | 0 | 0 | 0 | 0 | 0 | 0 | 0 | 0 | 0 | 0 | 0 | 0 | 0 | 0 | 0 | 0 | 0 | 0 | 0 | 0 | 0 | 0 | 0 | 0 | 0 | 0 | 0 | 0 |  | 0 | 0 | 0 | 0 | 0 | 0 | 0 | 0 | 0 | 0 | 0 | 0 | 10.976 | 0 | 0 | 0 | 0 | 1 | 0 | 0 | 0 | 0 | 0 | 0 | 0 | 0 | 0 | 0 | 0 | 0 | -2 | 0 | 0 | 0 | 0 | 1 |  | 1 | 1 | 1 | 1 | 1 | 1 | 1+ | 1 | 1 | 1
SDG&E Study Area | Rancho Mission Viejo | 138 | 0 | 0 | 0 | 0 | 0 | 0 | 0 | 0 | 0 | 0 | 0 | 0 | 0 | 0 | 0 | 0 | 0 | 0 | 0 | 0 |  | 0 | 0 | 0 | 0 | 0 | 0 | 0 | 0 | 0 | 0 | 0 | 0 | 0 | 0 | 0 | 0 | 0 | 0 | 0 | 0 | 0 | 0 | 0 | 0 | 0 | 0 | 0 | 0 | 0 | 0 | 0 | 0 | 0 | 0 | 0 | 0 |  | 0 | 0 | 0 | 0 | 0 | 0 | 0 | 0 | 0 | 0 | 0 | 0 | 0 | 0 | 0 | 0 | 0 | 0 | 0 | 0 | 0 | 0 | 0 | 0 | 0 | 0 | 0 | 0 | 0 | 0 | 0 | 0 | 0 | 0 | 0 | 0 |  | 0 | 0 | 0 | 0 | 0 | 0 | 0 | 0 | 0 | 0 | 0 | 0 | 0 | 0 | 0 | 0 | 0 | 0 | 0 | 0 | 0 | 0 | 0 | 0 | 0 | 0 | 0 | 0 | 0 | 0 | 0 | 0 | 0 | 0 | 0 | 0 |  | 0 | 0 | 0 | 0 | 0 | 0 | 0 | 0 | 0 | 0 | 0 | 0 | 0 | 0 | 0 | 0 | 0 | 0 | 0 | 0 | 0 | 0 | 0 | 0 | 0 | 0 | 0 | 0 | 0 | 0 | 0 | 0 | 0 | 0 | 0 | 0 |  | 1 | 1 | 1 | 1 | 1 | 1 | 1 | 1 | 1 | 0
PG&E North of Greater Bay Study Area | New Sub - Rancho Seco - Bellota (Proposed) | 230 | 0 | 0 | 0 | 0 | 0 | 0 | 0 | 0 | 0 | 0 | 0 | 0 | 0 | 0 | 0 | 0 | 0 | 0 | 0 | 0 |  | 0 | 0 | 0 | 0 | 0 | 0 | 0 | 0 | 0 | 0 | 0 | 0 | 0 | 0 | 0 | 0 | 0 | 0 | 0 | 0 | 0 | 0 | 0 | 0 | 0 | 0 | 0 | 0 | 0 | 0 | 0 | 0 | 0 | 0 | 0 | 0 |  | 0 | 0 | 0 | 0 | 0 | 0 | 0 | 0 | 0 | 0 | 0 | 0 | 0 | 0 | 0 | 0 | 0 | 0 | 0 | 0 | 0 | 0 | 0 | 0 | 0 | 0 | 0 | 0 | 0 | 0 | 0 | 0 | 0 | 0 | 0 | 0 |  | 0 | 0 | 0 | 0 | 0 | 0 | 0 | 0 | 0 | 0 | 0 | 0 | 0 | 0 | 0 | 0 | 0 | 0 | 0 | 0 | 0 | 0 | 0 | 0 | 0 | 0 | 0 | 0 | 0 | 0 | 0 | 0 | 0 | 0 | 0 | 0 |  | 0 | 0 | 0 | 0 | 0 | 0 | 0 | 0 | 0 | 0 | 0 | 0 | 357.396 | 0 | 356.592 | 0 | 0 | 1 | 0 | 0 | 0 | 0 | 0 | 0 | 0 | 0 | 0 | 0 | 0 | 0 | -2 | 0 | -2 | 0 | 0 | 1 |  | 1 | 1 | 1 | 1 | 1 | 1 | 1+ | 1+ | 1 | 1
SCE Metro Study Area | Rancho Vista | 500 | 0 | 0 | 0 | 0 | 0 | 0 | 0 | 0 | 0 | 0 | 0 | 0 | 0 | 0 | 0 | 0 | 0 | 0 | 0 | 0 |  | 0 | 0 | 0 | 0 | 0 | 0 | 0 | 0 | 0 | 0 | 0 | 0 | 0 | 0 | 0 | 0 | 0 | 0 | 0 | 0 | 0 | 0 | 0 | 0 | 0 | 0 | 0 | 0 | 0 | 0 | 0 | 0 | 0 | 0 | 0 | 0 |  | 0 | 0 | 0 | 0 | 0 | 0 | 0 | 0 | 0 | 0 | 0 | 0 | 0 | 0 | 0 | 0 | 0 | 0 | 0 | 0 | 0 | 0 | 0 | 0 | 0 | 0 | 0 | 0 | 0 | 0 | 0 | 0 | 0 | 0 | 0 | 0 |  | 0 | 0 | 0 | 0 | 0 | 0 | 0 | 0 | 0 | 0 | 0 | 0 | 0 | 0 | 0 | 0 | 0 | 0 | 0 | 0 | 0 | 0 | 0 | 0 | 0 | 0 | 0 | 0 | 0 | 0 | 0 | 0 | 0 | 0 | 0 | 0 |  | 0 | 0 | 0 | 0 | 0 | 0 | 0 | 0 | 0 | 0 | 0 | 0 | 0 | 0 | 0 | 0 | 0 | 0 | 0 | 0 | 0 | 0 | 0 | 0 | 0 | 0 | 0 | 0 | 0 | 0 | 0 | 0 | 0 | 0 | 0 | 0 |  | 1 | 1 | 1 | 1 | 1 | 1 | 1 | 1 | 1 | 0
SCE Metro Study Area | Rancho Vista | 230 | 0 | 0 | 0 | 0 | 0 | 0 | 0 | 0 | 0 | 0 | 0 | 0 | 0 | 0 | 0 | 0 | 0 | 0 | 0 | 0 |  | 0 | 0 | 0 | 0 | 0 | 0 | 0 | 0 | 0 | 0 | 0 | 0 | 0 | 0 | 0 | 0 | 0 | 0 | 0 | 0 | 0 | 0 | 0 | 0 | 0 | 0 | 0 | 0 | 0 | 0 | 0 | 0 | 0 | 0 | 0 | 0 |  | 0 | 0 | 0 | 0 | 0 | 0 | 0 | 0 | 0 | 0 | 0 | 0 | 0 | 0 | 0 | 0 | 0 | 0 | 0 | 0 | 0 | 0 | 0 | 0 | 0 | 0 | 0 | 0 | 0 | 0 | 0 | 0 | 0 | 0 | 0 | 0 |  | 0 | 0 | 0 | 0 | 0 | 0 | 0 | 0 | 0 | 0 | 0 | 0 | 0 | 0 | 0 | 0 | 0 | 0 | 0 | 0 | 0 | 0 | 0 | 0 | 0 | 0 | 0 | 0 | 0 | 0 | 0 | 0 | 0 | 0 | 0 | 0 |  | 0 | 0 | 0 | 0 | 0 | 0 | 0 | 0 | 0 | 0 | 0 | 0 | 0 | 0 | 0 | 0 | 0 | 0 | 0 | 0 | 0 | 0 | 0 | 0 | 0 | 0 | 0 | 0 | 0 | 0 | 0 | 0 | 0 | 0 | 0 | 0 |  | 1 | 1 | 1 | 1 | 1 | 1 | 1 | 1 | 1 | 0
SCE North of Lugo Study Area | Ransburg | 115 | 0 | 0 | 0 | 0 | 0 | 0 | 0 | 0 | 0 | 0 | 0 | 0 | 0 | 0 | 0 | 0 | 0 | 0 | 0 | 0 |  | 0 | 0 | 0 | 0 | 0 | 0 | 0 | 0 | 0 | 0 | 0 | 0 | 0 | 0 | 0 | 0 | 0 | 0 | 0 | 0 | 0 | 0 | 0 | 0 | 0 | 0 | 0 | 0 | 0 | 0 | 0 | 0 | 0 | 0 | 0 | 0 |  | 0 | 0 | 0 | 0 | 0 | 0 | 0 | 0 | 0 | 0 | 0 | 0 | 0 | 0 | 0 | 0 | 0 | 0 | 0 | 0 | 0 | 0 | 0 | 0 | 0 | 0 | 0 | 0 | 0 | 0 | 0 | 0 | 0 | 0 | 0 | 0 |  | 0 | 0 | 0 | 0 | 0 | 0 | 0 | 0 | 0 | 0 | 0 | 0 | 0 | 0 | 0 | 0 | 0 | 0 | 0 | 0 | 0 | 0 | 0 | 0 | 0 | 0 | 0 | 0 | 0 | 0 | 0 | 0 | 0 | 0 | 0 | 0 |  | 0 | 0 | 0 | 0 | 0 | 0 | 0 | 0 | 0 | 0 | 3 | 0 | 0 | 0 | 0 | 0 | 0 | 1 | 0 | 0 | 0 | 0 | 0 | 0 | 0 | 0 | 0 | 0 | -2 | 0 | 0 | 0 | 0 | 0 | 0 | 1 |  | 1 | 1 | 1 | 1 | 1 | 1+ | 1 | 1 | 1 | 1
SCE Northern Area | Rector | 230 | 0 | 0 | 0 | 0 | 0 | 0 | 0 | 0 | 0 | 0 | 0 | 0 | 0 | 0 | 0 | 0 | 0 | 0 | 0 | 0 |  | 0 | 0 | 0 | 0 | 0 | 0 | 0 | 0 | 0 | 0 | 0 | 0 | 0 | 0 | 0 | 0 | 0 | 0 | 0 | 0 | 0 | 0 | 0 | 0 | 0 | 0 | 0 | 0 | 0 | 0 | 0 | 0 | 0 | 0 | 0 | 0 |  | 0 | 0 | 0 | 0 | 0 | 0 | 0 | 0 | 0 | 0 | 0 | 0 | 0 | 0 | 80 | 0 | 0 | 1 | 0 | 0 | 0 | 0 | 0 | 0 | 0 | 0 | 0 | 0 | 0 | 0 | 0 | 0 | -2 | 0 | 0 | 1 |  | 0 | 0 | 0 | 0 | 0 | 0 | 0 | 0 | 0 | 0 | 0 | 0 | 0 | 0 | 80 | 0 | 0 | 1 | 0 | 0 | 0 | 0 | 0 | 0 | 0 | 0 | 0 | 0 | 0 | 0 | 0 | 0 | -2 | 0 | 0 | 1 |  | 0 | 0 | 0 | 0 | 0 | 0 | 0 | 0 | 0 | 0 | 3.36 | 0 | 324.0924 | 0 | 932.7483 | 0 | 0 | 1 | 0 | 0 | 0 | 0 | 0 | 0 | 0 | 0 | 0 | 0 | -2 | 0 | -2 | 0 | -2 | 0 | 0 | 1 |  | 1 | 1 | 1 | 1 | 1 | 1+ | 1+ | 4+ | 1 | 1
SCE Eastern Study Area | Red Bluff | 500 | 0 | 0 | 0 | 0 | 0 | 0 | 0 | 0 | 0 | 0 | 0 | 0 | 0 | 0 | 0 | 0 | 0 | 0 | 0 | 0 |  | 0 | 0 | 0 | 0 | 0 | 0 | 0 | 0 | 0 | 0 | 0 | 0 | 418.4 | 0 | 418.4 | 0 | 0 | 1 | 0 | 0 | 0 | 0 | 0 | 0 | 0 | 0 | 0 | 0 | 0 | 0 | -2 | 0 | -2 | 0 | 0 | 1 |  | 0 | 0 | 0 | 0 | 0 | 0 | 0 | 0 | 0 | 0 | 0 | 0 | 418.4 | 0 | 418.4 | 0 | 0 | 1 | 0 | 0 | 0 | 0 | 0 | 0 | 0 | 0 | 0 | 0 | 0 | 0 | -2 | 0 | -2 | 0 | 0 | 1 |  | 0 | 0 | 0 | 0 | 0 | 0 | 0 | 0 | 0 | 0 | 0 | 0 | 418.4 | 0 | 1818.4 | 0 | 1400 | 1 | 0 | 0 | 0 | 0 | 0 | 0 | 0 | 0 | 0 | 0 | 0 | 0 | -2 | 0 | -2 | 0 | -2 | 1 |  | 0 | 0 | 0 | 0 | 0 | 0 | 0 | 0 | 0 | 0 | 0 | 0 | 1094.05 | 0 | 3928.45 | 0 | 2800 | 1 | 0 | 0 | 0 | 0 | 0 | 0 | 0 | 0 | 0 | 0 | 0 | 0 | -2 | 0 | -2 | 0 | -2 | 1 |  | 1 | 1 | 1 | 1 | 1 | 1 | 4+ | 4+ | 2+ | 1
SCE Eastern Study Area | Red Bluff | 230 | 0 | 0 | 0 | 0 | 0 | 0 | 0 | 0 | 0 | 0 | 0 | 0 | 0 | 0 | 0 | 0 | 0 | 0 | 0 | 0 |  | 0 | 0 | 0 | 0 | 0 | 0 | 0 | 0 | 0 | 0 | 0 | 0 | 144.2907 | 0 | 567 | 0 | 0 | 1 | 0 | 0 | 0 | 0 | 0 | 0 | 0 | 0 | 0 | 0 | 0 | 0 | -2 | 0 | -2 | 0 | 0 | 1 |  | 0 | 0 | 0 | 0 | 0 | 0 | 0 | 0 | 0 | 0 | 0 | 0 | 18 | 0 | 450 | 0 | 0 | 1 | 0 | 0 | 0 | 0 | 0 | 0 | 0 | 0 | 0 | 0 | 0 | 0 | -2 | 0 | -2 | 0 | 0 | 1 |  | 0 | 0 | 0 | 0 | 0 | 0 | 0 | 0 | 0 | 0 | 0 | 0 | 144.2907 | 0 | 567 | 0 | 0 | 1 | 0 | 0 | 0 | 0 | 0 | 0 | 0 | 0 | 0 | 0 | 0 | 0 | -2 | 0 | -2 | 0 | 0 | 1 |  | 0 | 0 | 0 | 0 | 0 | 0 | 0 | 0 | 0 | 0 | 0 | 0 | 417.3119 | 0 | 1345.2538 | 0 | 0 | 1 | 0 | 0 | 0 | 0 | 0 | 0 | 0 | 0 | 0 | 0 | 0 | 0 | -2 | 0 | -2 | 0 | 0 | 1 |  | 1 | 1 | 1 | 1 | 1 | 1 | 4+ | 4+ | 1 | 1
SCE Metro Study Area | Redondo | 230 | 0 | 0 | 0 | 0 | 0 | 0 | 0 | 0 | 0 | 0 | 0 | 0 | 0 | 0 | 0 | 0 | 0 | 0 | 0 | 0 |  | 0 | 0 | 0 | 0 | 0 | 0 | 0 | 0 | 0 | 0 | 0 | 0 | 0 | 0 | 0 | 0 | 0 | 0 | 0 | 0 | 0 | 0 | 0 | 0 | 0 | 0 | 0 | 0 | 0 | 0 | 0 | 0 | 0 | 0 | 0 | 0 |  | 0 | 0 | 0 | 0 | 0 | 0 | 0 | 0 | 0 | 0 | 0 | 0 | 0 | 0 | 0 | 0 | 0 | 0 | 0 | 0 | 0 | 0 | 0 | 0 | 0 | 0 | 0 | 0 | 0 | 0 | 0 | 0 | 0 | 0 | 0 | 0 |  | 0 | 0 | 0 | 0 | 0 | 0 | 0 | 0 | 0 | 0 | 0 | 0 | 0 | 0 | 0 | 0 | 0 | 0 | 0 | 0 | 0 | 0 | 0 | 0 | 0 | 0 | 0 | 0 | 0 | 0 | 0 | 0 | 0 | 0 | 0 | 0 |  | 0 | 0 | 0 | 0 | 0 | 0 | 0 | 0 | 0 | 0 | 0 | 0 | 0 | 0 | 0 | 0 | 0 | 0 | 0 | 0 | 0 | 0 | 0 | 0 | 0 | 0 | 0 | 0 | 0 | 0 | 0 | 0 | 0 | 0 | 0 | 0 |  | 1 | 1 | 1 | 1 | 1 | 1 | 1 | 1 | 1 | 0
PG&E Kern Study Area | Renfro | 115 | 0 | 0 | 0 | 0 | 0 | 0 | 0 | 0 | 0 | 0 | 0 | 0 | 0 | 0 | 0 | 0 | 0 | 0 | 0 | 0 |  | 0 | 0 | 0 | 0 | 0 | 0 | 0 | 0 | 0 | 0 | 0 | 0 | 0 | 0 | 0 | 0 | 0 | 0 | 0 | 0 | 0 | 0 | 0 | 0 | 0 | 0 | 0 | 0 | 0 | 0 | 0 | 0 | 0 | 0 | 0 | 0 |  | 0 | 0 | 0 | 0 | 0 | 0 | 0 | 0 | 0 | 0 | 0 | 0 | 0 | 0 | 0 | 0 | 0 | 0 | 0 | 0 | 0 | 0 | 0 | 0 | 0 | 0 | 0 | 0 | 0 | 0 | 0 | 0 | 0 | 0 | 0 | 0 |  | 0 | 0 | 0 | 0 | 0 | 0 | 0 | 0 | 0 | 0 | 0 | 0 | 0 | 0 | 0 | 0 | 0 | 0 | 0 | 0 | 0 | 0 | 0 | 0 | 0 | 0 | 0 | 0 | 0 | 0 | 0 | 0 | 0 | 0 | 0 | 0 |  | 0 | 0 | 0 | 0 | 0 | 0 | 0 | 0 | 0 | 0 | 0 | 0 | 0 | 0 | 0 | 0 | 0 | 0 | 0 | 0 | 0 | 0 | 0 | 0 | 0 | 0 | 0 | 0 | 0 | 0 | 0 | 0 | 0 | 0 | 0 | 0 |  | 1 | 1 | 1 | 1 | 1 | 1 | 1 | 1 | 1 | 0
PG&E Greater Bay Study Area | Richmond | 115 | 0 | 0 | 0 | 0 | 0 | 0 | 0 | 0 | 0 | 0 | 0 | 2.7 | 0 | 0 | 0 | 0 | 0 | 0 | 0 | 1 |  | 0 | 0 | 0 | 0 | 0 | 0 | 0 | 0 | 0 | 0 | 0 | 0 | 0 | 0 | 0 | 0 | 0 | 0 | 0 | 0 | 0 | 0 | 0 | 0 | 0 | 0 | 0 | 0 | 2 | 0 | 0 | 0 | 0 | 0 | 0 | 1 |  | 0 | 0 | 0 | 0 | 0 | 0 | 0 | 0 | 0 | 0 | 2.7 | 0 | 0 | 0 | 0 | 0 | 0 | 1 | 0 | 0 | 0 | 0 | 0 | 0 | 0 | 0 | 0 | 0 | 0 | 0 | 0 | 0 | 0 | 0 | 0 | 0 |  | 0 | 0 | 0 | 0 | 0 | 0 | 0 | 0 | 0 | 0 | 2.7 | 0 | 0 | 0 | 0 | 0 | 0 | 1 | 0 | 0 | 0 | 0 | 0 | 0 | 0 | 0 | 0 | 0 | 0 | 0 | 0 | 0 | 0 | 0 | 0 | 0 |  | 0 | 0 | 0 | 0 | 0 | 0 | 0 | 0 | 0 | 0 | 5.04 | 0 | 0 | 0 | 0 | 0 | 0 | 1 | 0 | 0 | 0 | 0 | 0 | 0 | 0 | 0 | 0 | 0 | -2 | 0 | 0 | 0 | 0 | 0 | 0 | 1 |  | 1 | 1 | 1 | 1 | 1 | 1+ | 1 | 1 | 1 | 1
PG&E North of Greater Bay Study Area | Rincon | 115 | 0 | 0 | 0 | 0 | 0 | 0 | 0 | 0 | 0 | 0 | 0 | 0 | 0 | 0 | 0 | 0 | 0 | 0 | 0 | 0 |  | 0 | 0 | 0 | 0 | 0 | 0 | 0 | 0 | 0 | 0 | 0 | 0 | 0 | 0 | 0 | 0 | 0 | 0 | 0 | 0 | 0 | 0 | 0 | 0 | 0 | 0 | 0 | 0 | 0 | 0 | 0 | 0 | 0 | 0 | 0 | 0 |  | 0 | 0 | 0 | 0 | 0 | 0 | 0 | 0 | 0 | 0 | 0 | 0 | 0 | 0 | 0 | 0 | 0 | 0 | 0 | 0 | 0 | 0 | 0 | 0 | 0 | 0 | 0 | 0 | 0 | 0 | 0 | 0 | 0 | 0 | 0 | 0 |  | 0 | 0 | 0 | 0 | 0 | 0 | 0 | 0 | 0 | 0 | 0 | 0 | 0 | 0 | 0 | 0 | 0 | 0 | 0 | 0 | 0 | 0 | 0 | 0 | 0 | 0 | 0 | 0 | 0 | 0 | 0 | 0 | 0 | 0 | 0 | 0 |  | 0 | 0 | 0 | 0 | 0 | 0 | 0 | 0 | 0 | 0 | 0 | 0 | 0 | 0 | 0 | 0 | 0 | 0 | 0 | 0 | 0 | 0 | 0 | 0 | 0 | 0 | 0 | 0 | 0 | 0 | 0 | 0 | 0 | 0 | 0 | 0 |  | 1 | 1 | 1 | 1 | 1 | 1 | 1 | 1 | 1 | 0
PG&E Kern Study Area | Rio Bravo | 115 | 0 | 0 | 0 | 0 | 0 | 0 | 0 | 0 | 0 | 0 | 0 | 0 | 0 | 0 | 0 | 0 | 0 | 0 | 0 | 0 |  | 0 | 0 | 0 | 0 | 0 | 0 | 0 | 0 | 0 | 0 | 0 | 0 | 0 | 0 | 0 | 0 | 0 | 0 | 0 | 0 | 0 | 0 | 0 | 0 | 0 | 0 | 0 | 0 | 0 | 0 | 0 | 0 | 0 | 0 | 0 | 0 |  | 0 | 0 | 0 | 0 | 0 | 0 | 0 | 0 | 0 | 0 | 0 | 0 | 0 | 0 | 0 | 0 | 0 | 0 | 0 | 0 | 0 | 0 | 0 | 0 | 0 | 0 | 0 | 0 | 0 | 0 | 0 | 0 | 0 | 0 | 0 | 0 |  | 0 | 0 | 0 | 0 | 0 | 0 | 0 | 0 | 0 | 0 | 0 | 0 | 0 | 0 | 0 | 0 | 0 | 0 | 0 | 0 | 0 | 0 | 0 | 0 | 0 | 0 | 0 | 0 | 0 | 0 | 0 | 0 | 0 | 0 | 0 | 0 |  | 0 | 0 | 0 | 0 | 0 | 0 | 0 | 0 | 0 | 0 | 0 | 0 | 0 | 0 | 0 | 0 | 0 | 0 | 0 | 0 | 0 | 0 | 0 | 0 | 0 | 0 | 0 | 0 | 0 | 0 | 0 | 0 | 0 | 0 | 0 | 0 |  | 1 | 1 | 1 | 1 | 1 | 1 | 1 | 1 | 1 | 0
SCE Metro Study Area | Rio Hondo | 230 | 0 | 0 | 0 | 0 | 0 | 0 | 0 | 0 | 0 | 0 | 0 | 0 | 0 | 0 | 0 | 0 | 0 | 0 | 0 | 0 |  | 0 | 0 | 0 | 0 | 0 | 0 | 0 | 0 | 0 | 0 | 0 | 0 | 0 | 0 | 0 | 0 | 0 | 0 | 0 | 0 | 0 | 0 | 0 | 0 | 0 | 0 | 0 | 0 | 0 | 0 | 0 | 0 | 0 | 0 | 0 | 0 |  | 0 | 0 | 0 | 0 | 0 | 0 | 0 | 0 | 0 | 0 | 0 | 0 | 0 | 0 | 0 | 0 | 0 | 0 | 0 | 0 | 0 | 0 | 0 | 0 | 0 | 0 | 0 | 0 | 0 | 0 | 0 | 0 | 0 | 0 | 0 | 0 |  | 0 | 0 | 0 | 0 | 0 | 0 | 0 | 0 | 0 | 0 | 0 | 0 | 0 | 0 | 0 | 0 | 0 | 0 | 0 | 0 | 0 | 0 | 0 | 0 | 0 | 0 | 0 | 0 | 0 | 0 | 0 | 0 | 0 | 0 | 0 | 0 |  | 0 | 0 | 0 | 0 | 0 | 0 | 0 | 0 | 0 | 0 | 0 | 0 | 0 | 0 | 1121.1109 | 0 | 0 | 1 | 0 | 0 | 0 | 0 | 0 | 0 | 0 | 0 | 0 | 0 | 0 | 0 | 0 | 0 | -2 | 0 | 0 | 1 |  | 1 | 1 | 1 | 1 | 1 | 1 | 1 | 1+ | 1 | 1
PG&E North of Greater Bay Study Area | Rio Oso | 230 | 0 | 0 | 0 | 0 | 0 | 0 | 0 | 0 | 0 | 0 | 0 | 0 | 0 | 0 | 0 | 0 | 0 | 0 | 0 | 0 |  | 0 | 0 | 0 | 0 | 0 | 0 | 0 | 0 | 0 | 0 | 0 | 0 | 0 | 0 | 0 | 0 | 0 | 0 | 0 | 0 | 0 | 0 | 0 | 0 | 0 | 0 | 0 | 0 | 0 | 0 | 0 | 0 | 0 | 0 | 0 | 0 |  | 0 | 0 | 0 | 0 | 0 | 0 | 0 | 0 | 0 | 0 | 0 | 0 | 0 | 0 | 0 | 0 | 0 | 0 | 0 | 0 | 0 | 0 | 0 | 0 | 0 | 0 | 0 | 0 | 0 | 0 | 0 | 0 | 0 | 0 | 0 | 0 |  | 0 | 0 | 0 | 0 | 0 | 0 | 0 | 0 | 0 | 0 | 0 | 0 | 0 | 0 | 0 | 0 | 0 | 0 | 0 | 0 | 0 | 0 | 0 | 0 | 0 | 0 | 0 | 0 | 0 | 0 | 0 | 0 | 0 | 0 | 0 | 0 |  | 0 | 0 | 0 | 0 | 0 | 0 | 0 | 0 | 0 | 0 | 0 | 0 | 0 | 0 | 0 | 0 | 0 | 0 | 0 | 0 | 0 | 0 | 0 | 0 | 0 | 0 | 0 | 0 | 0 | 0 | 0 | 0 | 0 | 0 | 0 | 0 |  | 1 | 1 | 1 | 1 | 1 | 1 | 1 | 1 | 1 | 0
PG&E North of Greater Bay Study Area | Rio Oso | 115 | 0 | 0 | 0 | 0 | 0 | 0 | 0 | 0 | 0 | 0 | 0 | 0 | 0 | 0 | 0 | 0 | 0 | 0 | 0 | 0 |  | 0 | 0 | 0 | 0 | 0 | 0 | 0 | 0 | 0 | 0 | 0 | 0 | 0 | 0 | 0 | 0 | 0 | 0 | 0 | 0 | 0 | 0 | 0 | 0 | 0 | 0 | 0 | 0 | 0 | 0 | 0 | 0 | 0 | 0 | 0 | 0 |  | 0 | 0 | 0 | 0 | 0 | 0 | 0 | 0 | 0 | 0 | 0 | 0 | 0 | 0 | 0 | 0 | 0 | 0 | 0 | 0 | 0 | 0 | 0 | 0 | 0 | 0 | 0 | 0 | 0 | 0 | 0 | 0 | 0 | 0 | 0 | 0 |  | 0 | 0 | 0 | 0 | 0 | 0 | 0 | 0 | 0 | 0 | 0 | 0 | 0 | 0 | 0 | 0 | 0 | 0 | 0 | 0 | 0 | 0 | 0 | 0 | 0 | 0 | 0 | 0 | 0 | 0 | 0 | 0 | 0 | 0 | 0 | 0 |  | 0 | 0 | 0 | 0 | 0 | 0 | 0 | 0 | 0 | 0 | 0 | 0 | 0 | 0 | 0 | 0 | 0 | 0 | 0 | 0 | 0 | 0 | 0 | 0 | 0 | 0 | 0 | 0 | 0 | 0 | 0 | 0 | 0 | 0 | 0 | 0 |  | 1 | 1 | 1 | 1 | 1 | 1 | 1 | 1 | 1 | 0
PG&E Greater Bay Study Area | Ripon | 115 | 0 | 0 | 0 | 0 | 0 | 0 | 0 | 0 | 0 | 0 | 0 | 2.6 | 0 | 0 | 0 | 50 | 0 | 50 | 0 | 1 |  | 0 | 0 | 0 | 0 | 0 | 0 | 0 | 0 | 0 | 0 | 0 | 0 | 0 | 99 | 100 | 0 | 0 | 1 | 0 | 0 | 0 | 0 | 0 | 0 | 0 | 0 | 0 | 0 | 2 | 0 | 0 | -2 | -2 | 0 | 0 | 1 |  | 0 | 0 | 0 | 0 | 0 | 0 | 0 | 0 | 0 | 0 | 2.631 | 0 | 0 | 99 | 100 | 0 | 0 | 1 | 0 | 0 | 0 | 0 | 0 | 0 | 0 | 0 | 0 | 0 | 0 | 0 | 0 | -2 | -2 | 0 | 0 | 1 |  | 0 | 0 | 0 | 0 | 0 | 0 | 0 | 0 | 0 | 0 | 2.631 | 0 | 0 | 99 | 100 | 0 | 0 | 1 | 0 | 0 | 0 | 0 | 0 | 0 | 0 | 0 | 0 | 0 | 0 | 0 | 0 | -2 | -2 | 0 | 0 | 1 |  | 0 | 0 | 0 | 0 | 0 | 0 | 0 | 0 | 0 | 0 | 2.631 | 0 | 0 | 99 | 100 | 0 | 0 | 1 | 0 | 0 | 0 | 0 | 0 | 0 | 0 | 0 | 0 | 0 | 0 | 0 | 0 | -2 | -2 | 0 | 0 | 1 |  | 1 | 1 | 1 | 1 | 1 | 1 | 1 | 4+ | 1 | 1
PG&E Greater Bay Study Area | Riverbank | 115 | 0 | 0 | 0 | 0 | 0 | 0 | 0 | 0 | 0 | 0 | 0 | 0 | 0 | 0 | 0 | 0 | 0 | 0 | 0 | 0 |  | 0 | 0 | 0 | 0 | 0 | 0 | 0 | 0 | 0 | 0 | 0 | 0 | 0 | 0 | 0 | 0 | 0 | 0 | 0 | 0 | 0 | 0 | 0 | 0 | 0 | 0 | 0 | 0 | 0 | 0 | 0 | 0 | 0 | 0 | 0 | 0 |  | 0 | 0 | 0 | 0 | 0 | 0 | 0 | 0 | 0 | 0 | 0 | 0 | 0 | 0 | 0 | 0 | 0 | 0 | 0 | 0 | 0 | 0 | 0 | 0 | 0 | 0 | 0 | 0 | 0 | 0 | 0 | 0 | 0 | 0 | 0 | 0 |  | 0 | 0 | 0 | 0 | 0 | 0 | 0 | 0 | 0 | 0 | 0 | 0 | 0 | 0 | 0 | 0 | 0 | 0 | 0 | 0 | 0 | 0 | 0 | 0 | 0 | 0 | 0 | 0 | 0 | 0 | 0 | 0 | 0 | 0 | 0 | 0 |  | 0 | 0 | 0 | 0 | 0 | 0 | 0 | 0 | 0 | 0 | 0 | 0 | 0 | 0 | 0 | 0 | 0 | 0 | 0 | 0 | 0 | 0 | 0 | 0 | 0 | 0 | 0 | 0 | 0 | 0 | 0 | 0 | 0 | 0 | 0 | 0 |  | 1 | 1 | 1 | 1 | 1 | 1 | 1 | 1 | 1 | 0
SCE North of Lugo Study Area | Roadway | 115 | 0 | 0 | 0 | 0 | 0 | 0 | 0 | 0 | 0 | 0 | 0 | 0 | 11 | 10 | 21 | 0 | 10 | 10 | 0 | 1 |  | 0 | 0 | 0 | 0 | 0 | 0 | 0 | 0 | 0 | 0 | 0 | 10.88 | 20.92 | 49.9 | 59.94 | 0 | 0 | 1 | 0 | 0 | 0 | 0 | 0 | 0 | 0 | 0 | 0 | 0 | 0 | 0 | 0 | -2 | -2 | 0 | 0 | 1 |  | 0 | 0 | 0 | 0 | 0 | 0 | 0 | 0 | 0 | 0 | 0 | 10.88 | 20.92 | 49.9 | 59.94 | 0 | 0 | 1 | 0 | 0 | 0 | 0 | 0 | 0 | 0 | 0 | 0 | 0 | 0 | 0 | 0 | -2 | -2 | 0 | 0 | 1 |  | 0 | 0 | 0 | 0 | 0 | 0 | 0 | 0 | 0 | 0 | 0 | 10.88 | 20.92 | 49.9 | 59.94 | 0 | 0 | 1 | 0 | 0 | 0 | 0 | 0 | 0 | 0 | 0 | 0 | 0 | 0 | 0 | 0 | -2 | -2 | 0 | 0 | 1 |  | 0 | 0 | 0 | 0 | 0 | 0 | 0 | 0 | 0 | 0 | 0 | 10.88 | 20.92 | 49.9 | 59.94 | 0 | 0 | 1 | 0 | 0 | 0 | 0 | 0 | 0 | 0 | 0 | 0 | 0 | 0 | 0 | 0 | -2 | -2 | 0 | 0 | 1 |  | 1 | 1 | 1 | 1 | 1 | 1 | 1 | 4+ | 1 | 1
PG&E Greater Bay Study Area | Rossmoor | 230 | 0 | 0 | 0 | 0 | 0 | 0 | 0 | 0 | 0 | 0 | 0 | 0 | 0 | 0 | 0 | 0 | 0 | 0 | 0 | 0 |  | 0 | 0 | 0 | 0 | 0 | 0 | 0 | 0 | 0 | 0 | 0 | 0 | 0 | 0 | 0 | 0 | 0 | 0 | 0 | 0 | 0 | 0 | 0 | 0 | 0 | 0 | 0 | 0 | 0 | 0 | 0 | 0 | 0 | 0 | 0 | 0 |  | 0 | 0 | 0 | 0 | 0 | 0 | 0 | 0 | 0 | 0 | 0 | 0 | 0 | 0 | 0 | 0 | 0 | 0 | 0 | 0 | 0 | 0 | 0 | 0 | 0 | 0 | 0 | 0 | 0 | 0 | 0 | 0 | 0 | 0 | 0 | 0 |  | 0 | 0 | 0 | 0 | 0 | 0 | 0 | 0 | 0 | 0 | 0 | 0 | 0 | 0 | 0 | 0 | 0 | 0 | 0 | 0 | 0 | 0 | 0 | 0 | 0 | 0 | 0 | 0 | 0 | 0 | 0 | 0 | 0 | 0 | 0 | 0 |  | 0 | 0 | 0 | 0 | 0 | 0 | 0 | 0 | 0 | 0 | 0 | 0 | 0 | 0 | 0 | 0 | 0 | 0 | 0 | 0 | 0 | 0 | 0 | 0 | 0 | 0 | 0 | 0 | 0 | 0 | 0 | 0 | 0 | 0 | 0 | 0 |  | 1 | 1 | 1 | 1 | 1 | 1 | 1 | 1 | 1 | 0
PG&E North of Greater Bay Study Area | Round Mountain | 500 | 0 | 0 | 0 | 0 | 0 | 0 | 0 | 0 | 0 | 0 | 0 | 0 | 0 | 0 | 0 | 0 | 0 | 0 | 0 | 0 |  | 0 | 0 | 0 | 0 | 0 | 0 | 0 | 0 | 0 | 0 | 0 | 0 | 0 | 0 | 0 | 0 | 0 | 0 | 0 | 0 | 0 | 0 | 0 | 0 | 0 | 0 | 0 | 0 | 0 | 0 | 0 | 0 | 0 | 0 | 0 | 0 |  | 0 | 0 | 0 | 0 | 0 | 0 | 0 | 0 | 0 | 0 | 0 | 0 | 0 | 0 | 0 | 0 | 0 | 0 | 0 | 0 | 0 | 0 | 0 | 0 | 0 | 0 | 0 | 0 | 0 | 0 | 0 | 0 | 0 | 0 | 0 | 0 |  | 0 | 0 | 0 | 0 | 0 | 0 | 0 | 0 | 0 | 0 | 0 | 0 | 0 | 0 | 0 | 0 | 0 | 0 | 0 | 0 | 0 | 0 | 0 | 0 | 0 | 0 | 0 | 0 | 0 | 0 | 0 | 0 | 0 | 0 | 0 | 0 |  | 0 | 0 | 0 | 0 | 0 | 0 | 0 | 0 | 0 | 0 | 0 | 0 | 0 | 0 | 0 | 0 | 0 | 0 | 0 | 0 | 0 | 0 | 0 | 0 | 0 | 0 | 0 | 0 | 0 | 0 | 0 | 0 | 0 | 0 | 0 | 0 |  | 1 | 1 | 1 | 1 | 1 | 1 | 1 | 1 | 1 | 0
PG&E North of Greater Bay Study Area | Round Mountain | 230 | 0 | 14 | 0 | 0 | 0 | 0 | 0 | 0 | 0 | 0 | 0 | 0 | 0 | 0 | 0 | 0 | 0 | 0 | 0 | 1 |  | 0 | 0 | 0 | 0 | 0 | 0 | 0 | 0 | 0 | 0 | 0 | 0 | 0 | 0 | 0 | 0 | 0 | 0 | 0 | 0 | 2 | 2 | 0 | 0 | 0 | 0 | 0 | 0 | 0 | 0 | 0 | 0 | 0 | 0 | 0 | 1 |  | 0 | 0 | 0 | 0 | 0 | 0 | 0 | 0 | 0 | 0 | 0 | 0 | 0 | 0 | 0 | 0 | 0 | 0 | 0 | 0 | 2 | 2 | 0 | 0 | 0 | 0 | 0 | 0 | 0 | 0 | 0 | 0 | 0 | 0 | 0 | 1 |  | 0 | 0 | 0 | 0 | 0 | 0 | 0 | 0 | 0 | 0 | 0 | 0 | 0 | 0 | 312.96 | 0 | 0 | 1 | 0 | 0 | 2 | 2 | 0 | 0 | 0 | 0 | 0 | 0 | 0 | 0 | 0 | 0 | -2 | 0 | 0 | 1 |  | 0 | 0 | 0 | 0 | 0 | 0 | 0 | 0 | 0 | 0 | 0 | 0 | 0 | 0 | 312.96 | 0 | 0 | 1 | 0 | 0 | 2 | 2 | 0 | 0 | 0 | 0 | 0 | 0 | 0 | 0 | 0 | 0 | -2 | 0 | 0 | 1 |  | 1 | 5- | 1 | 1 | 1 | 1 | 1 | 2+ | 1 | 1
PG&E Greater Bay Study Area | Salado | 115 | 0 | 0 | 0 | 0 | 0 | 0 | 0 | 0 | 0 | 0 | 0 | 0 | 0 | 0 | 0 | 0 | 0 | 0 | 0 | 0 |  | 0 | 0 | 0 | 0 | 0 | 0 | 0 | 0 | 0 | 0 | 0 | 0 | 0 | 0 | 0 | 0 | 0 | 0 | 0 | 0 | 0 | 0 | 0 | 0 | 0 | 0 | 0 | 0 | 0 | 0 | 0 | 0 | 0 | 0 | 0 | 0 |  | 0 | 0 | 0 | 0 | 0 | 0 | 0 | 0 | 0 | 0 | 0 | 0 | 0 | 0 | 0 | 0 | 0 | 0 | 0 | 0 | 0 | 0 | 0 | 0 | 0 | 0 | 0 | 0 | 0 | 0 | 0 | 0 | 0 | 0 | 0 | 0 |  | 0 | 0 | 0 | 0 | 0 | 0 | 0 | 0 | 0 | 0 | 0 | 0 | 0 | 0 | 0 | 0 | 0 | 0 | 0 | 0 | 0 | 0 | 0 | 0 | 0 | 0 | 0 | 0 | 0 | 0 | 0 | 0 | 0 | 0 | 0 | 0 |  | 0 | 0 | 0 | 0 | 0 | 0 | 0 | 0 | 0 | 0 | 0 | 0 | 0 | 0 | 0 | 0 | 0 | 0 | 0 | 0 | 0 | 0 | 0 | 0 | 0 | 0 | 0 | 0 | 0 | 0 | 0 | 0 | 0 | 0 | 0 | 0 |  | 1 | 1 | 1 | 1 | 1 | 1 | 1 | 1 | 1 | 0
SDG&E Study Area | Salt Creek | 69 | 0 | 0 | 0 | 0 | 0 | 0 | 0 | 0 | 0 | 0 | 0 | 0 | 0 | 0 | 0 | 0 | 0 | 0 | 0 | 0 |  | 0 | 0 | 0 | 0 | 0 | 0 | 0 | 0 | 0 | 0 | 0 | 0 | 0 | 0 | 0 | 0 | 0 | 0 | 0 | 0 | 0 | 0 | 0 | 0 | 0 | 0 | 0 | 0 | 0 | 0 | 0 | 0 | 0 | 0 | 0 | 0 |  | 0 | 0 | 0 | 0 | 0 | 0 | 0 | 0 | 0 | 0 | 0 | 0 | 0 | 0 | 0 | 0 | 0 | 0 | 0 | 0 | 0 | 0 | 0 | 0 | 0 | 0 | 0 | 0 | 0 | 0 | 0 | 0 | 0 | 0 | 0 | 0 |  | 0 | 0 | 0 | 0 | 0 | 0 | 0 | 0 | 0 | 0 | 0 | 0 | 0 | 0 | 0 | 0 | 0 | 0 | 0 | 0 | 0 | 0 | 0 | 0 | 0 | 0 | 0 | 0 | 0 | 0 | 0 | 0 | 0 | 0 | 0 | 0 |  | 0 | 0 | 0 | 0 | 0 | 0 | 0 | 0 | 0 | 0 | 0 | 0 | 0 | 0 | 102.04 | 0 | 0 | 1 | 0 | 0 | 0 | 0 | 0 | 0 | 0 | 0 | 0 | 0 | 0 | 0 | 0 | 0 | -2 | 0 | 0 | 1 |  | 1 | 1 | 1 | 1 | 1 | 1 | 1 | 1+ | 1 | 1
SCE Eastern Study Area | San Bernardino | 230 | 0 | 0 | 0 | 0 | 0 | 0 | 0 | 0 | 0 | 0 | 0 | 0 | 0 | 0 | 0 | 0 | 0 | 0 | 0 | 0 |  | 0 | 0 | 0 | 0 | 0 | 0 | 0 | 0 | 0 | 0 | 0 | 0 | 0 | 0 | 0 | 0 | 0 | 0 | 0 | 0 | 0 | 0 | 0 | 0 | 0 | 0 | 0 | 0 | 0 | 0 | 0 | 0 | 0 | 0 | 0 | 0 |  | 0 | 0 | 0 | 0 | 0 | 0 | 0 | 0 | 0 | 0 | 0 | 0 | 0 | 0 | 0 | 0 | 0 | 0 | 0 | 0 | 0 | 0 | 0 | 0 | 0 | 0 | 0 | 0 | 0 | 0 | 0 | 0 | 0 | 0 | 0 | 0 |  | 0 | 0 | 0 | 0 | 0 | 0 | 0 | 0 | 0 | 0 | 0 | 0 | 0 | 0 | 0 | 0 | 0 | 0 | 0 | 0 | 0 | 0 | 0 | 0 | 0 | 0 | 0 | 0 | 0 | 0 | 0 | 0 | 0 | 0 | 0 | 0 |  | 0 | 0 | 0 | 0 | 0 | 0 | 0 | 0 | 0 | 0 | 0 | 0 | 0 | 0 | 302.8 | 0 | 0 | 1 | 0 | 0 | 0 | 0 | 0 | 0 | 0 | 0 | 0 | 0 | 0 | 0 | 0 | 0 | -2 | 0 | 0 | 1 |  | 1 | 1 | 1 | 1 | 1 | 1 | 1 | 1+ | 1 | 1
PG&E Greater Bay Study Area | San Jose B | 115 | 0 | 0 | 0 | 0 | 0 | 0 | 0 | 0 | 0 | 0 | 0 | 0 | 0 | 0 | 0 | 0 | 0 | 0 | 0 | 0 |  | 0 | 0 | 0 | 0 | 0 | 0 | 0 | 0 | 0 | 0 | 0 | 0 | 0 | 0 | 0 | 0 | 0 | 0 | 0 | 0 | 0 | 0 | 0 | 0 | 0 | 0 | 0 | 0 | 0 | 0 | 0 | 0 | 0 | 0 | 0 | 0 |  | 0 | 0 | 0 | 0 | 0 | 0 | 0 | 0 | 0 | 0 | 0 | 0 | 0 | 0 | 0 | 0 | 0 | 0 | 0 | 0 | 0 | 0 | 0 | 0 | 0 | 0 | 0 | 0 | 0 | 0 | 0 | 0 | 0 | 0 | 0 | 0 |  | 0 | 0 | 0 | 0 | 0 | 0 | 0 | 0 | 0 | 0 | 0 | 0 | 0 | 0 | 0 | 0 | 0 | 0 | 0 | 0 | 0 | 0 | 0 | 0 | 0 | 0 | 0 | 0 | 0 | 0 | 0 | 0 | 0 | 0 | 0 | 0 |  | 0 | 0 | 0 | 0 | 0 | 0 | 0 | 0 | 0 | 0 | 0 | 0 | 0 | 0 | 0 | 0 | 0 | 0 | 0 | 0 | 0 | 0 | 0 | 0 | 0 | 0 | 0 | 0 | 0 | 0 | 0 | 0 | 0 | 0 | 0 | 0 |  | 1 | 1 | 1 | 1 | 1 | 1 | 1 | 1 | 1 | 0
PG&E Greater Bay Study Area | San Leandro | 115 | 0 | 0 | 0 | 0 | 0 | 0 | 0 | 0 | 0 | 0 | 0 | 0 | 0 | 0 | 0 | 0 | 0 | 0 | 0 | 0 |  | 0 | 0 | 0 | 0 | 0 | 0 | 0 | 0 | 0 | 0 | 0 | 0 | 0 | 0 | 0 | 0 | 0 | 0 | 0 | 0 | 0 | 0 | 0 | 0 | 0 | 0 | 0 | 0 | 0 | 0 | 0 | 0 | 0 | 0 | 0 | 0 |  | 0 | 0 | 0 | 0 | 0 | 0 | 0 | 0 | 0 | 0 | 0 | 0 | 0 | 0 | 0 | 0 | 0 | 0 | 0 | 0 | 0 | 0 | 0 | 0 | 0 | 0 | 0 | 0 | 0 | 0 | 0 | 0 | 0 | 0 | 0 | 0 |  | 0 | 0 | 0 | 0 | 0 | 0 | 0 | 0 | 0 | 0 | 0 | 0 | 0 | 0 | 0 | 0 | 0 | 0 | 0 | 0 | 0 | 0 | 0 | 0 | 0 | 0 | 0 | 0 | 0 | 0 | 0 | 0 | 0 | 0 | 0 | 0 |  | 0 | 0 | 0 | 0 | 0 | 0 | 0 | 0 | 0 | 0 | 0 | 0 | 0 | 0 | 0 | 0 | 0 | 0 | 0 | 0 | 0 | 0 | 0 | 0 | 0 | 0 | 0 | 0 | 0 | 0 | 0 | 0 | 0 | 0 | 0 | 0 |  | 1 | 1 | 1 | 1 | 1 | 1 | 1 | 1 | 1 | 0
PG&E Kern Study Area | San Luis Obispo | 115 | 0 | 10 | 0 | 0 | 0 | 0 | 0 | 0 | 0 | 0 | 0 | 0 | 0 | 0 | 0 | 0 | 0 | 0 | 0 | 1 |  | 0 | 0 | 0 | 0 | 0 | 0 | 0 | 0 | 0 | 0 | 0 | 0 | 0 | 0 | 0 | 0 | 0 | 0 | 0 | 0 | 2 | 2 | 0 | 0 | 0 | 0 | 0 | 0 | 0 | 0 | 0 | 0 | 0 | 0 | 0 | 1 |  | 0 | 0 | 0 | 0 | 0 | 0 | 0 | 0 | 0 | 0 | 0 | 0 | 0 | 0 | 0 | 0 | 0 | 0 | 0 | 0 | 2 | 2 | 0 | 0 | 0 | 0 | 0 | 0 | 0 | 0 | 0 | 0 | 0 | 0 | 0 | 1 |  | 0 | 0 | 0 | 0 | 0 | 0 | 0 | 0 | 0 | 0 | 0 | 0 | 0 | 0 | 0 | 0 | 0 | 0 | 0 | 0 | 2 | 2 | 0 | 0 | 0 | 0 | 0 | 0 | 0 | 0 | 0 | 0 | 0 | 0 | 0 | 1 |  | 0 | 0 | 0 | 10.976 | 0 | 0 | 0 | 0 | 0 | 0 | 0 | 0 | 0 | 0 | 0 | 0 | 0 | 1 | 0 | 0 | 2 | 0 | 0 | 0 | 0 | 0 | 0 | 0 | 0 | 0 | 0 | 0 | 0 | 0 | 0 | 1 |  | 1 | 3- | 1 | 1 | 1 | 1 | 1 | 1 | 1 | 1
SDG&E Study Area | San Luis Rey | 230 | 0 | 0 | 0 | 0 | 0 | 0 | 0 | 0 | 0 | 0 | 0 | 0 | 0 | 0 | 0 | 0 | 0 | 0 | 0 | 0 |  | 0 | 0 | 0 | 0 | 0 | 0 | 0 | 0 | 0 | 0 | 0 | 0 | 0 | 0 | 0 | 0 | 0 | 0 | 0 | 0 | 0 | 0 | 0 | 0 | 0 | 0 | 0 | 0 | 0 | 0 | 0 | 0 | 0 | 0 | 0 | 0 |  | 0 | 0 | 0 | 0 | 0 | 0 | 0 | 0 | 0 | 0 | 0 | 0 | 0 | 0 | 0 | 0 | 0 | 0 | 0 | 0 | 0 | 0 | 0 | 0 | 0 | 0 | 0 | 0 | 0 | 0 | 0 | 0 | 0 | 0 | 0 | 0 |  | 0 | 0 | 0 | 0 | 0 | 0 | 0 | 0 | 0 | 0 | 0 | 0 | 0 | 0 | 101.9 | 0 | 0 | 1 | 0 | 0 | 0 | 0 | 0 | 0 | 0 | 0 | 0 | 0 | 0 | 0 | 0 | 0 | -2 | 0 | 0 | 1 |  | 0 | 0 | 0 | 0 | 0 | 0 | 0 | 0 | 0 | 0 | 0 | 0 | 0 | 0 | 462.9 | 0 | 0 | 1 | 0 | 0 | 0 | 0 | 0 | 0 | 0 | 0 | 0 | 0 | 0 | 0 | 0 | 0 | -2 | 0 | 0 | 1 |  | 1 | 1 | 1 | 1 | 1 | 1 | 1 | 2+ | 1 | 1
SDG&E Study Area | San Onofre | 230 | 0 | 0 | 0 | 0 | 0 | 0 | 0 | 0 | 0 | 0 | 0 | 0 | 0 | 0 | 0 | 0 | 0 | 0 | 0 | 0 |  | 0 | 0 | 0 | 0 | 0 | 0 | 0 | 0 | 0 | 0 | 0 | 0 | 0 | 0 | 0 | 0 | 0 | 0 | 0 | 0 | 0 | 0 | 0 | 0 | 0 | 0 | 0 | 0 | 0 | 0 | 0 | 0 | 0 | 0 | 0 | 0 |  | 0 | 0 | 0 | 0 | 0 | 0 | 0 | 0 | 0 | 0 | 0 | 0 | 0 | 0 | 0 | 0 | 0 | 0 | 0 | 0 | 0 | 0 | 0 | 0 | 0 | 0 | 0 | 0 | 0 | 0 | 0 | 0 | 0 | 0 | 0 | 0 |  | 0 | 0 | 0 | 0 | 0 | 0 | 0 | 0 | 0 | 0 | 0 | 0 | 0 | 0 | 0 | 0 | 0 | 0 | 0 | 0 | 0 | 0 | 0 | 0 | 0 | 0 | 0 | 0 | 0 | 0 | 0 | 0 | 0 | 0 | 0 | 0 |  | 0 | 0 | 0 | 0 | 0 | 0 | 0 | 0 | 0 | 0 | 0 | 0 | 0 | 0 | 0 | 0 | 0 | 0 | 0 | 0 | 0 | 0 | 0 | 0 | 0 | 0 | 0 | 0 | 0 | 0 | 0 | 0 | 0 | 0 | 0 | 0 |  | 1 | 1 | 1 | 1 | 1 | 1 | 1 | 1 | 1 | 0
PG&E Greater Bay Study Area | San Pablo Sub | 115 | 0 | 0 | 0 | 0 | 0 | 0 | 0 | 0 | 0 | 0 | 0 | 0 | 0 | 0 | 0 | 0 | 0 | 0 | 0 | 0 |  | 0 | 0 | 0 | 0 | 0 | 0 | 0 | 0 | 0 | 0 | 0 | 0 | 0 | 0 | 0 | 0 | 0 | 0 | 0 | 0 | 0 | 0 | 0 | 0 | 0 | 0 | 0 | 0 | 0 | 0 | 0 | 0 | 0 | 0 | 0 | 0 |  | 0 | 0 | 0 | 0 | 0 | 0 | 0 | 0 | 0 | 0 | 0 | 0 | 0 | 0 | 0 | 0 | 0 | 0 | 0 | 0 | 0 | 0 | 0 | 0 | 0 | 0 | 0 | 0 | 0 | 0 | 0 | 0 | 0 | 0 | 0 | 0 |  | 0 | 0 | 0 | 0 | 0 | 0 | 0 | 0 | 0 | 0 | 0 | 0 | 0 | 0 | 0 | 0 | 0 | 0 | 0 | 0 | 0 | 0 | 0 | 0 | 0 | 0 | 0 | 0 | 0 | 0 | 0 | 0 | 0 | 0 | 0 | 0 |  | 0 | 0 | 0 | 0 | 0 | 0 | 0 | 0 | 0 | 0 | 0 | 0 | 0 | 0 | 0 | 0 | 0 | 0 | 0 | 0 | 0 | 0 | 0 | 0 | 0 | 0 | 0 | 0 | 0 | 0 | 0 | 0 | 0 | 0 | 0 | 0 |  | 1 | 1 | 1 | 1 | 1 | 1 | 1 | 1 | 1 | 0
PG&E Greater Bay Study Area | San Ramon | 230 | 0 | 0 | 0 | 0 | 0 | 0 | 0 | 0 | 0 | 0 | 0 | 1.9 | 0 | 0 | 0 | 0 | 0 | 0 | 0 | 1 |  | 0 | 0 | 0 | 0 | 0 | 0 | 0 | 0 | 0 | 0 | 0 | 0 | 0 | 0 | 0 | 0 | 0 | 0 | 0 | 0 | 0 | 0 | 0 | 0 | 0 | 0 | 0 | 0 | 2 | 0 | 0 | 0 | 0 | 0 | 0 | 1 |  | 0 | 0 | 0 | 0 | 0 | 0 | 0 | 0 | 0 | 0 | 1.9 | 0 | 0 | 0 | 0 | 0 | 0 | 1 | 0 | 0 | 0 | 0 | 0 | 0 | 0 | 0 | 0 | 0 | 0 | 0 | 0 | 0 | 0 | 0 | 0 | 0 |  | 0 | 0 | 0 | 0 | 0 | 0 | 0 | 0 | 0 | 0 | 1.9 | 0 | 0 | 0 | 0 | 0 | 0 | 1 | 0 | 0 | 0 | 0 | 0 | 0 | 0 | 0 | 0 | 0 | 0 | 0 | 0 | 0 | 0 | 0 | 0 | 0 |  | 0 | 0 | 0 | 0 | 0 | 0 | 0 | 0 | 0 | 0 | 1.9 | 0 | 0 | 0 | 0 | 0 | 0 | 1 | 0 | 0 | 0 | 0 | 0 | 0 | 0 | 0 | 0 | 0 | 0 | 0 | 0 | 0 | 0 | 0 | 0 | 0 |  | 1 | 1 | 1 | 1 | 1 | 1 | 1 | 1 | 1 | 0
SCE North of Lugo Study Area | Sandlot | 230 | 0 | 0 | 0 | 0 | 0 | 0 | 0 | 0 | 0 | 0 | 0 | 0 | 0 | 0 | 0 | 0 | 0 | 0 | 0 | 0 |  | 0 | 0 | 0 | 0 | 0 | 0 | 0 | 0 | 0 | 0 | 0 | 0 | 0 | 0 | 0 | 0 | 0 | 0 | 0 | 0 | 0 | 0 | 0 | 0 | 0 | 0 | 0 | 0 | 0 | 0 | 0 | 0 | 0 | 0 | 0 | 0 |  | 0 | 0 | 0 | 0 | 0 | 0 | 0 | 0 | 0 | 0 | 0 | 0 | 0 | 0 | 0 | 0 | 0 | 0 | 0 | 0 | 0 | 0 | 0 | 0 | 0 | 0 | 0 | 0 | 0 | 0 | 0 | 0 | 0 | 0 | 0 | 0 |  | 0 | 0 | 0 | 0 | 0 | 0 | 0 | 0 | 0 | 0 | 0 | 0 | 0 | 0 | 0 | 0 | 0 | 0 | 0 | 0 | 0 | 0 | 0 | 0 | 0 | 0 | 0 | 0 | 0 | 0 | 0 | 0 | 0 | 0 | 0 | 0 |  | 0 | 0 | 0 | 0 | 0 | 0 | 0 | 0 | 0 | 0 | 0 | 0 | 0 | 0 | 500 | 0 | 0 | 1 | 0 | 0 | 0 | 0 | 0 | 0 | 0 | 0 | 0 | 0 | 0 | 0 | 0 | 0 | -2 | 0 | 0 | 1 |  | 1 | 1 | 1 | 1 | 1 | 1 | 1 | 1+ | 1 | 1
East of Pisgah Study Area | Sandy | 138 | 0 | 0 | 0 | 0 | 0 | 0 | 0 | 0 | 0 | 0 | 0 | 0 | 0 | 0 | 0 | 0 | 0 | 0 | 0 | 0 |  | 0 | 0 | 0 | 0 | 0 | 0 | 0 | 0 | 0 | 0 | 0 | 0 | 0 | 0 | 0 | 0 | 0 | 0 | 0 | 0 | 0 | 0 | 0 | 0 | 0 | 0 | 0 | 0 | 0 | 0 | 0 | 0 | 0 | 0 | 0 | 0 |  | 0 | 0 | 0 | 0 | 0 | 0 | 0 | 0 | 0 | 0 | 0 | 0 | 0 | 0 | 0 | 0 | 0 | 0 | 0 | 0 | 0 | 0 | 0 | 0 | 0 | 0 | 0 | 0 | 0 | 0 | 0 | 0 | 0 | 0 | 0 | 0 |  | 0 | 0 | 0 | 0 | 0 | 0 | 0 | 0 | 0 | 0 | 0 | 0 | 0 | 0 | 0 | 0 | 0 | 0 | 0 | 0 | 0 | 0 | 0 | 0 | 0 | 0 | 0 | 0 | 0 | 0 | 0 | 0 | 0 | 0 | 0 | 0 |  | 0 | 0 | 0 | 0 | 0 | 0 | 0 | 0 | 0 | 0 | 0 | 0 | 0 | 0 | 0 | 0 | 0 | 0 | 0 | 0 | 0 | 0 | 0 | 0 | 0 | 0 | 0 | 0 | 0 | 0 | 0 | 0 | 0 | 0 | 0 | 0 |  | 1 | 1 | 1 | 1 | 1 | 1 | 1 | 1 | 1 | 0
PG&E Fresno Study Area | Sanger | 115 | 0 | 0 | 0 | 0 | 0 | 0 | 0 | 0 | 0 | 0 | 0 | 2 | 0 | 0 | 0 | 0 | 0 | 0 | 0 | 1 |  | 0 | 0 | 0 | 0 | 0 | 0 | 0 | 0 | 0 | 0 | 0 | 0 | 0 | 0 | 0 | 0 | 0 | 0 | 0 | 0 | 0 | 0 | 0 | 0 | 0 | 0 | 0 | 0 | 2 | 0 | 0 | 0 | 0 | 0 | 0 | 1 |  | 0 | 0 | 0 | 0 | 0 | 0 | 0 | 0 | 0 | 0 | 2.1 | 0 | 0 | 0 | 0 | 0 | 0 | 1 | 0 | 0 | 0 | 0 | 0 | 0 | 0 | 0 | 0 | 0 | 0 | 0 | 0 | 0 | 0 | 0 | 0 | 0 |  | 0 | 0 | 0 | 0 | 0 | 0 | 0 | 0 | 0 | 0 | 2.1 | 0 | 0 | 0 | 0 | 0 | 0 | 1 | 0 | 0 | 0 | 0 | 0 | 0 | 0 | 0 | 0 | 0 | 0 | 0 | 0 | 0 | 0 | 0 | 0 | 0 |  | 0 | 0 | 0 | 0 | 0 | 0 | 0 | 0 | 0 | 0 | 2.1 | 0 | 0 | 0 | 203.699 | 0 | 0 | 1 | 0 | 0 | 0 | 0 | 0 | 0 | 0 | 0 | 0 | 0 | 0 | 0 | 0 | 0 | -2 | 0 | 0 | 1 |  | 1 | 1 | 1 | 1 | 1 | 1 | 1 | 1+ | 1 | 1
SCE Northern Area | Santa Clara | 230 | 0 | 0 | 0 | 0 | 0 | 0 | 0 | 0 | 0 | 0 | 0 | 0 | 0 | 0 | 0 | 0 | 0 | 0 | 0 | 0 |  | 0 | 0 | 0 | 0 | 0 | 0 | 0 | 0 | 0 | 0 | 0 | 0 | 0 | 0 | 0 | 0 | 0 | 0 | 0 | 0 | 0 | 0 | 0 | 0 | 0 | 0 | 0 | 0 | 0 | 0 | 0 | 0 | 0 | 0 | 0 | 0 |  | 0 | 0 | 0 | 0 | 0 | 0 | 0 | 0 | 0 | 0 | 0 | 0 | 0 | 0 | 0 | 0 | 0 | 0 | 0 | 0 | 0 | 0 | 0 | 0 | 0 | 0 | 0 | 0 | 0 | 0 | 0 | 0 | 0 | 0 | 0 | 0 |  | 0 | 0 | 0 | 0 | 0 | 0 | 0 | 0 | 0 | 0 | 0 | 0 | 0 | 0 | 0 | 0 | 0 | 0 | 0 | 0 | 0 | 0 | 0 | 0 | 0 | 0 | 0 | 0 | 0 | 0 | 0 | 0 | 0 | 0 | 0 | 0 |  | 0 | 0 | 0 | 0 | 0 | 0 | 0 | 0 | 0 | 0 | 0 | 0 | 0 | 0 | 0 | 0 | 0 | 0 | 0 | 0 | 0 | 0 | 0 | 0 | 0 | 0 | 0 | 0 | 0 | 0 | 0 | 0 | 0 | 0 | 0 | 0 |  | 1 | 1 | 1 | 1 | 1 | 1 | 1 | 1 | 1 | 0
PG&E North of Greater Bay Study Area | Santa Rosa | 115 | 0 | 0 | 0 | 0 | 0 | 0 | 0 | 0 | 0 | 0 | 0 | 0 | 0 | 0 | 0 | 0 | 0 | 0 | 0 | 0 |  | 0 | 0 | 0 | 0 | 0 | 0 | 0 | 0 | 0 | 0 | 0 | 0 | 0 | 0 | 0 | 0 | 0 | 0 | 0 | 0 | 0 | 0 | 0 | 0 | 0 | 0 | 0 | 0 | 0 | 0 | 0 | 0 | 0 | 0 | 0 | 0 |  | 0 | 0 | 0 | 0 | 0 | 0 | 0 | 0 | 0 | 0 | 0 | 0 | 0 | 0 | 0 | 0 | 0 | 0 | 0 | 0 | 0 | 0 | 0 | 0 | 0 | 0 | 0 | 0 | 0 | 0 | 0 | 0 | 0 | 0 | 0 | 0 |  | 0 | 0 | 0 | 0 | 0 | 0 | 0 | 0 | 0 | 0 | 0 | 0 | 0 | 0 | 0 | 0 | 0 | 0 | 0 | 0 | 0 | 0 | 0 | 0 | 0 | 0 | 0 | 0 | 0 | 0 | 0 | 0 | 0 | 0 | 0 | 0 |  | 0 | 0 | 0 | 0 | 0 | 0 | 0 | 0 | 0 | 0 | 0 | 0 | 0 | 0 | 0 | 0 | 0 | 0 | 0 | 0 | 0 | 0 | 0 | 0 | 0 | 0 | 0 | 0 | 0 | 0 | 0 | 0 | 0 | 0 | 0 | 0 |  | 1 | 1 | 1 | 1 | 1 | 1 | 1 | 1 | 1 | 0
PG&E Greater Bay Study Area | Santa Teresa | 115 | 0 | 0 | 0 | 0 | 0 | 0 | 0 | 0 | 0 | 0 | 0 | 0 | 0 | 0 | 0 | 0 | 0 | 0 | 0 | 0 |  | 0 | 0 | 0 | 0 | 0 | 0 | 0 | 0 | 0 | 0 | 0 | 0 | 0 | 0 | 0 | 0 | 0 | 0 | 0 | 0 | 0 | 0 | 0 | 0 | 0 | 0 | 0 | 0 | 0 | 0 | 0 | 0 | 0 | 0 | 0 | 0 |  | 0 | 0 | 0 | 0 | 0 | 0 | 0 | 0 | 0 | 0 | 0 | 0 | 0 | 0 | 0 | 0 | 0 | 0 | 0 | 0 | 0 | 0 | 0 | 0 | 0 | 0 | 0 | 0 | 0 | 0 | 0 | 0 | 0 | 0 | 0 | 0 |  | 0 | 0 | 0 | 0 | 0 | 0 | 0 | 0 | 0 | 0 | 0 | 0 | 0 | 0 | 0 | 0 | 0 | 0 | 0 | 0 | 0 | 0 | 0 | 0 | 0 | 0 | 0 | 0 | 0 | 0 | 0 | 0 | 0 | 0 | 0 | 0 |  | 0 | 0 | 0 | 0 | 0 | 0 | 0 | 0 | 0 | 0 | 0 | 0 | 0 | 0 | 101.888 | 0 | 0 | 1 | 0 | 0 | 0 | 0 | 0 | 0 | 0 | 0 | 0 | 0 | 0 | 0 | 0 | 0 | -2 | 0 | 0 | 1 |  | 1 | 1 | 1 | 1 | 1 | 1 | 1 | 1+ | 1 | 1
SDG&E Study Area | Santee | 138 | 0 | 0 | 0 | 0 | 0 | 0 | 0 | 0 | 0 | 0 | 0 | 0 | 0 | 0 | 0 | 0 | 0 | 0 | 0 | 0 |  | 0 | 0 | 0 | 0 | 0 | 0 | 0 | 0 | 0 | 0 | 0 | 0 | 0 | 0 | 0 | 0 | 0 | 0 | 0 | 0 | 0 | 0 | 0 | 0 | 0 | 0 | 0 | 0 | 0 | 0 | 0 | 0 | 0 | 0 | 0 | 0 |  | 0 | 0 | 0 | 0 | 0 | 0 | 0 | 0 | 0 | 0 | 0 | 0 | 0 | 0 | 0 | 0 | 0 | 0 | 0 | 0 | 0 | 0 | 0 | 0 | 0 | 0 | 0 | 0 | 0 | 0 | 0 | 0 | 0 | 0 | 0 | 0 |  | 0 | 0 | 0 | 0 | 0 | 0 | 0 | 0 | 0 | 0 | 0 | 0 | 0 | 0 | 0 | 0 | 0 | 0 | 0 | 0 | 0 | 0 | 0 | 0 | 0 | 0 | 0 | 0 | 0 | 0 | 0 | 0 | 0 | 0 | 0 | 0 |  | 0 | 0 | 0 | 0 | 0 | 0 | 0 | 0 | 0 | 0 | 0 | 0 | 0 | 0 | 0 | 0 | 0 | 0 | 0 | 0 | 0 | 0 | 0 | 0 | 0 | 0 | 0 | 0 | 0 | 0 | 0 | 0 | 0 | 0 | 0 | 0 |  | 1 | 1 | 1 | 1 | 1 | 1 | 1 | 1 | 1 | 0
SCE Metro Study Area | Santiago | 230 | 0 | 0 | 0 | 0 | 0 | 0 | 0 | 0 | 0 | 0 | 0 | 0 | 0 | 0 | 0 | 0 | 0 | 0 | 0 | 0 |  | 0 | 0 | 0 | 0 | 0 | 0 | 0 | 0 | 0 | 0 | 0 | 0 | 0 | 0 | 0 | 0 | 0 | 0 | 0 | 0 | 0 | 0 | 0 | 0 | 0 | 0 | 0 | 0 | 0 | 0 | 0 | 0 | 0 | 0 | 0 | 0 |  | 0 | 0 | 0 | 0 | 0 | 0 | 0 | 0 | 0 | 0 | 0.8 | 0 | 0 | 0 | 0 | 0 | 0 | 1 | 0 | 0 | 0 | 0 | 0 | 0 | 0 | 0 | 0 | 0 | -2 | 0 | 0 | 0 | 0 | 0 | 0 | 1 |  | 0 | 0 | 0 | 0 | 0 | 0 | 0 | 0 | 0 | 0 | 0.8 | 0 | 0 | 0 | 0 | 0 | 0 | 1 | 0 | 0 | 0 | 0 | 0 | 0 | 0 | 0 | 0 | 0 | -2 | 0 | 0 | 0 | 0 | 0 | 0 | 1 |  | 0 | 0 | 0 | 0 | 0 | 0 | 0 | 0 | 0 | 0 | 0.8 | 0 | 0 | 0 | 0 | 0 | 0 | 1 | 0 | 0 | 0 | 0 | 0 | 0 | 0 | 0 | 0 | 0 | -2 | 0 | 0 | 0 | 0 | 0 | 0 | 1 |  | 1 | 1 | 1 | 1 | 1 | 4+ | 1 | 1 | 1 | 1
PG&E Greater Bay Study Area | Saratoga | 230 | 0 | 0 | 0 | 0 | 0 | 0 | 0 | 0 | 0 | 0 | 0 | 0 | 0 | 0 | 0 | 0 | 0 | 0 | 0 | 0 |  | 0 | 0 | 0 | 0 | 0 | 0 | 0 | 0 | 0 | 0 | 0 | 0 | 0 | 0 | 0 | 0 | 0 | 0 | 0 | 0 | 0 | 0 | 0 | 0 | 0 | 0 | 0 | 0 | 0 | 0 | 0 | 0 | 0 | 0 | 0 | 0 |  | 0 | 0 | 0 | 0 | 0 | 0 | 0 | 0 | 0 | 0 | 0 | 0 | 0 | 0 | 0 | 0 | 0 | 0 | 0 | 0 | 0 | 0 | 0 | 0 | 0 | 0 | 0 | 0 | 0 | 0 | 0 | 0 | 0 | 0 | 0 | 0 |  | 0 | 0 | 0 | 0 | 0 | 0 | 0 | 0 | 0 | 0 | 0 | 0 | 0 | 0 | 0 | 0 | 0 | 0 | 0 | 0 | 0 | 0 | 0 | 0 | 0 | 0 | 0 | 0 | 0 | 0 | 0 | 0 | 0 | 0 | 0 | 0 |  | 0 | 0 | 0 | 0 | 0 | 0 | 0 | 0 | 0 | 0 | 0 | 0 | 0 | 0 | 0 | 0 | 0 | 0 | 0 | 0 | 0 | 0 | 0 | 0 | 0 | 0 | 0 | 0 | 0 | 0 | 0 | 0 | 0 | 0 | 0 | 0 |  | 1 | 1 | 1 | 1 | 1 | 1 | 1 | 1 | 1 | 0
SCE Northern Area | Saugus | 230 | 0 | 0 | 0 | 0 | 0 | 0 | 0 | 0 | 0 | 0 | 0 | 0 | 0 | 0 | 0 | 0 | 0 | 0 | 0 | 0 |  | 0 | 0 | 0 | 0 | 0 | 0 | 0 | 0 | 0 | 0 | 0 | 0 | 0 | 0 | 0 | 0 | 0 | 0 | 0 | 0 | 0 | 0 | 0 | 0 | 0 | 0 | 0 | 0 | 0 | 0 | 0 | 0 | 0 | 0 | 0 | 0 |  | 0 | 0 | 0 | 0 | 0 | 0 | 0 | 0 | 0 | 0 | 0 | 0 | 0 | 0 | 0 | 0 | 0 | 0 | 0 | 0 | 0 | 0 | 0 | 0 | 0 | 0 | 0 | 0 | 0 | 0 | 0 | 0 | 0 | 0 | 0 | 0 |  | 0 | 0 | 0 | 0 | 0 | 0 | 0 | 0 | 0 | 0 | 0 | 0 | 0 | 0 | 0 | 0 | 0 | 0 | 0 | 0 | 0 | 0 | 0 | 0 | 0 | 0 | 0 | 0 | 0 | 0 | 0 | 0 | 0 | 0 | 0 | 0 |  | 0 | 0 | 0 | 0 | 0 | 0 | 0 | 0 | 0 | 0 | 0 | 0 | 0 | 0 | 60 | 0 | 0 | 1 | 0 | 0 | 0 | 0 | 0 | 0 | 0 | 0 | 0 | 0 | 0 | 0 | 0 | 0 | -2 | 0 | 0 | 1 |  | 1 | 1 | 1 | 1 | 1 | 1 | 1 | 1+ | 1 | 1
PG&E Fresno Study Area | Schindler | 115 | 0 | 0 | 0 | 0 | 0 | 0 | 0 | 0 | 0 | 0 | 0 | 2 | 0 | 0 | 0 | 0 | 0 | 0 | 0 | 1 |  | 0 | 0 | 0 | 0 | 0 | 0 | 0 | 0 | 0 | 0 | 0 | 0 | 0 | 0 | 0 | 0 | 0 | 0 | 0 | 0 | 0 | 0 | 0 | 0 | 0 | 0 | 0 | 0 | 2 | 0 | 0 | 0 | 0 | 0 | 0 | 1 |  | 0 | 0 | 0 | 0 | 0 | 0 | 0 | 0 | 0 | 0 | 2.16 | 0 | 0 | 60 | 60 | 0 | 0 | 1 | 0 | 0 | 0 | 0 | 0 | 0 | 0 | 0 | 0 | 0 | 0 | 0 | 0 | -2 | -2 | 0 | 0 | 1 |  | 0 | 0 | 0 | 0 | 0 | 0 | 0 | 0 | 0 | 0 | 2.16 | 0 | 0 | 60 | 60 | 0 | 0 | 1 | 0 | 0 | 0 | 0 | 0 | 0 | 0 | 0 | 0 | 0 | 0 | 0 | 0 | -2 | -2 | 0 | 0 | 1 |  | 0 | 0 | 0 | 0 | 0 | 0 | 0 | 0 | 0 | 0 | 2.16 | 0 | 0 | 60 | 60 | 0 | 0 | 1 | 0 | 0 | 0 | 0 | 0 | 0 | 0 | 0 | 0 | 0 | 0 | 0 | 0 | -2 | -2 | 0 | 0 | 1 |  | 1 | 1 | 1 | 1 | 1 | 1 | 1 | 4+ | 1 | 1
PG&E Greater Bay Study Area | Schulte | 115 | 0 | 0 | 0 | 0 | 0 | 0 | 0 | 0 | 0 | 0 | 0 | 0 | 0 | 0 | 0 | 0 | 0 | 0 | 0 | 0 |  | 0 | 0 | 0 | 0 | 0 | 0 | 0 | 0 | 0 | 0 | 0 | 0 | 0 | 0 | 0 | 0 | 0 | 0 | 0 | 0 | 0 | 0 | 0 | 0 | 0 | 0 | 0 | 0 | 0 | 0 | 0 | 0 | 0 | 0 | 0 | 0 |  | 0 | 0 | 0 | 0 | 0 | 0 | 0 | 0 | 0 | 0 | 0 | 0 | 0 | 0 | 0 | 0 | 0 | 0 | 0 | 0 | 0 | 0 | 0 | 0 | 0 | 0 | 0 | 0 | 0 | 0 | 0 | 0 | 0 | 0 | 0 | 0 |  | 0 | 0 | 0 | 0 | 0 | 0 | 0 | 0 | 0 | 0 | 0 | 0 | 0 | 0 | 0 | 0 | 0 | 0 | 0 | 0 | 0 | 0 | 0 | 0 | 0 | 0 | 0 | 0 | 0 | 0 | 0 | 0 | 0 | 0 | 0 | 0 |  | 0 | 0 | 0 | 0 | 0 | 0 | 0 | 0 | 0 | 0 | 0 | 0 | 0 | 0 | 676.12 | 0 | 0 | 1 | 0 | 0 | 0 | 0 | 0 | 0 | 0 | 0 | 0 | 0 | 0 | 0 | 0 | 0 | -2 | 0 | 0 | 1 |  | 1 | 1 | 1 | 1 | 1 | 1 | 1 | 1+ | 1 | 1
PG&E Kern Study Area | Semitropic | 115 | 0 | 0 | 0 | 0 | 0 | 0 | 0 | 0 | 0 | 0 | 0 | 0 | 0 | 0 | 0 | 0 | 0 | 0 | 0 | 0 |  | 0 | 0 | 0 | 0 | 0 | 0 | 0 | 0 | 0 | 0 | 0 | 0 | 0 | 0 | 0 | 0 | 0 | 0 | 0 | 0 | 0 | 0 | 0 | 0 | 0 | 0 | 0 | 0 | 0 | 0 | 0 | 0 | 0 | 0 | 0 | 0 |  | 0 | 0 | 0 | 0 | 0 | 0 | 0 | 0 | 0 | 0 | 0 | 0 | 0 | 0 | 0 | 0 | 0 | 0 | 0 | 0 | 0 | 0 | 0 | 0 | 0 | 0 | 0 | 0 | 0 | 0 | 0 | 0 | 0 | 0 | 0 | 0 |  | 0 | 0 | 0 | 0 | 0 | 0 | 0 | 0 | 0 | 0 | 0 | 0 | 0 | 0 | 0 | 0 | 0 | 0 | 0 | 0 | 0 | 0 | 0 | 0 | 0 | 0 | 0 | 0 | 0 | 0 | 0 | 0 | 0 | 0 | 0 | 0 |  | 0 | 0 | 0 | 0 | 0 | 0 | 0 | 0 | 0 | 0 | 0 | 0 | 0 | 0 | 0 | 0 | 0 | 0 | 0 | 0 | 0 | 0 | 0 | 0 | 0 | 0 | 0 | 0 | 0 | 0 | 0 | 0 | 0 | 0 | 0 | 0 |  | 1 | 1 | 1 | 1 | 1 | 1 | 1 | 1 | 1 | 0
SCE Metro Study Area | Serrano | 500 | 0 | 0 | 0 | 0 | 0 | 0 | 0 | 0 | 0 | 0 | 0 | 0 | 0 | 0 | 0 | 0 | 0 | 0 | 0 | 0 |  | 0 | 0 | 0 | 0 | 0 | 0 | 0 | 0 | 0 | 0 | 0 | 0 | 0 | 0 | 0 | 0 | 0 | 0 | 0 | 0 | 0 | 0 | 0 | 0 | 0 | 0 | 0 | 0 | 0 | 0 | 0 | 0 | 0 | 0 | 0 | 0 |  | 0 | 0 | 0 | 0 | 0 | 0 | 0 | 0 | 0 | 0 | 0 | 0 | 0 | 0 | 0 | 0 | 0 | 0 | 0 | 0 | 0 | 0 | 0 | 0 | 0 | 0 | 0 | 0 | 0 | 0 | 0 | 0 | 0 | 0 | 0 | 0 |  | 0 | 0 | 0 | 0 | 0 | 0 | 0 | 0 | 0 | 0 | 0 | 0 | 0 | 0 | 0 | 0 | 0 | 0 | 0 | 0 | 0 | 0 | 0 | 0 | 0 | 0 | 0 | 0 | 0 | 0 | 0 | 0 | 0 | 0 | 0 | 0 |  | 0 | 0 | 0 | 0 | 0 | 0 | 0 | 0 | 0 | 0 | 0 | 0 | 0 | 0 | 0 | 0 | 0 | 0 | 0 | 0 | 0 | 0 | 0 | 0 | 0 | 0 | 0 | 0 | 0 | 0 | 0 | 0 | 0 | 0 | 0 | 0 |  | 1 | 1 | 1 | 1 | 1 | 1 | 1 | 1 | 1 | 0
SCE Metro Study Area | Serrano | 230 | 0 | 0 | 0 | 0 | 0 | 0 | 0 | 0 | 0 | 0 | 0 | 0 | 0 | 0 | 0 | 0 | 0 | 0 | 0 | 0 |  | 0 | 0 | 0 | 0 | 0 | 0 | 0 | 0 | 0 | 0 | 0 | 0 | 0 | 0 | 0 | 0 | 0 | 0 | 0 | 0 | 0 | 0 | 0 | 0 | 0 | 0 | 0 | 0 | 0 | 0 | 0 | 0 | 0 | 0 | 0 | 0 |  | 0 | 0 | 0 | 0 | 0 | 0 | 0 | 0 | 0 | 0 | 0 | 0 | 0 | 0 | 0 | 0 | 0 | 0 | 0 | 0 | 0 | 0 | 0 | 0 | 0 | 0 | 0 | 0 | 0 | 0 | 0 | 0 | 0 | 0 | 0 | 0 |  | 0 | 0 | 0 | 0 | 0 | 0 | 0 | 0 | 0 | 0 | 0 | 0 | 0 | 0 | 0 | 0 | 0 | 0 | 0 | 0 | 0 | 0 | 0 | 0 | 0 | 0 | 0 | 0 | 0 | 0 | 0 | 0 | 0 | 0 | 0 | 0 |  | 0 | 0 | 0 | 0 | 0 | 0 | 0 | 0 | 0 | 0 | 0 | 0 | 0 | 0 | 300 | 0 | 0 | 1 | 0 | 0 | 0 | 0 | 0 | 0 | 0 | 0 | 0 | 0 | 0 | 0 | 0 | 0 | -2 | 0 | 0 | 1 |  | 1 | 1 | 1 | 1 | 1 | 1 | 1 | 1+ | 1 | 1
SDG&E Study Area | Shadowridge | 138 | 0 | 0 | 0 | 0 | 0 | 0 | 0 | 0 | 0 | 0 | 0 | 0 | 0 | 0 | 0 | 0 | 0 | 0 | 0 | 0 |  | 0 | 0 | 0 | 0 | 0 | 0 | 0 | 0 | 0 | 0 | 0 | 0 | 0 | 0 | 0 | 0 | 0 | 0 | 0 | 0 | 0 | 0 | 0 | 0 | 0 | 0 | 0 | 0 | 0 | 0 | 0 | 0 | 0 | 0 | 0 | 0 |  | 0 | 0 | 0 | 0 | 0 | 0 | 0 | 0 | 0 | 0 | 0 | 0 | 0 | 0 | 0 | 0 | 0 | 0 | 0 | 0 | 0 | 0 | 0 | 0 | 0 | 0 | 0 | 0 | 0 | 0 | 0 | 0 | 0 | 0 | 0 | 0 |  | 0 | 0 | 0 | 0 | 0 | 0 | 0 | 0 | 0 | 0 | 0 | 0 | 0 | 0 | 0 | 0 | 0 | 0 | 0 | 0 | 0 | 0 | 0 | 0 | 0 | 0 | 0 | 0 | 0 | 0 | 0 | 0 | 0 | 0 | 0 | 0 |  | 0 | 0 | 0 | 0 | 0 | 0 | 0 | 0 | 0 | 0 | 0 | 0 | 0 | 0 | 0 | 0 | 0 | 0 | 0 | 0 | 0 | 0 | 0 | 0 | 0 | 0 | 0 | 0 | 0 | 0 | 0 | 0 | 0 | 0 | 0 | 0 |  | 1 | 1 | 1 | 1 | 1 | 1 | 1 | 1 | 1 | 0
PG&E Kern Study Area | Shafter | 115 | 0 | 0 | 0 | 0 | 0 | 0 | 0 | 0 | 0 | 0 | 0 | 0 | 0 | 0 | 0 | 0 | 0 | 0 | 0 | 0 |  | 0 | 0 | 0 | 0 | 0 | 0 | 0 | 0 | 0 | 0 | 0 | 0 | 0 | 0 | 0 | 0 | 0 | 0 | 0 | 0 | 0 | 0 | 0 | 0 | 0 | 0 | 0 | 0 | 0 | 0 | 0 | 0 | 0 | 0 | 0 | 0 |  | 0 | 0 | 0 | 0 | 0 | 0 | 0 | 0 | 0 | 0 | 0 | 0 | 0 | 0 | 0 | 0 | 0 | 0 | 0 | 0 | 0 | 0 | 0 | 0 | 0 | 0 | 0 | 0 | 0 | 0 | 0 | 0 | 0 | 0 | 0 | 0 |  | 0 | 0 | 0 | 0 | 0 | 0 | 0 | 0 | 0 | 0 | 0 | 0 | 0 | 0 | 0 | 0 | 0 | 0 | 0 | 0 | 0 | 0 | 0 | 0 | 0 | 0 | 0 | 0 | 0 | 0 | 0 | 0 | 0 | 0 | 0 | 0 |  | 0 | 0 | 0 | 0 | 0 | 0 | 0 | 0 | 0 | 0 | 0 | 0 | 102.254 | 0 | 101.7635 | 0 | 0 | 1 | 0 | 0 | 0 | 0 | 0 | 0 | 0 | 0 | 0 | 0 | 0 | 0 | -2 | 0 | -2 | 0 | 0 | 1 |  | 1 | 1 | 1 | 1 | 1 | 1 | 1+ | 1+ | 1 | 1
PG&E North of Greater Bay Study Area | Shiloh II | 230 | 0 | 0 | 0 | 0 | 0 | 0 | 0 | 0 | 0 | 0 | 0 | 0 | 0 | 0 | 0 | 0 | 0 | 0 | 0 | 0 |  | 0 | 0 | 0 | 0 | 0 | 0 | 0 | 0 | 0 | 0 | 0 | 0 | 0 | 0 | 0 | 0 | 0 | 0 | 0 | 0 | 0 | 0 | 0 | 0 | 0 | 0 | 0 | 0 | 0 | 0 | 0 | 0 | 0 | 0 | 0 | 0 |  | 0 | 0 | 0 | 0 | 0 | 0 | 0 | 0 | 0 | 0 | 0 | 0 | 0 | 0 | 0 | 0 | 0 | 0 | 0 | 0 | 0 | 0 | 0 | 0 | 0 | 0 | 0 | 0 | 0 | 0 | 0 | 0 | 0 | 0 | 0 | 0 |  | 0 | 0 | 0 | 0 | 0 | 0 | 0 | 0 | 0 | 0 | 0 | 0 | 0 | 0 | 0 | 0 | 0 | 0 | 0 | 0 | 0 | 0 | 0 | 0 | 0 | 0 | 0 | 0 | 0 | 0 | 0 | 0 | 0 | 0 | 0 | 0 |  | 0 | 0 | 0 | 0 | 0 | 0 | 0 | 0 | 0 | 0 | 0 | 0 | 0 | 0 | 0 | 0 | 0 | 0 | 0 | 0 | 0 | 0 | 0 | 0 | 0 | 0 | 0 | 0 | 0 | 0 | 0 | 0 | 0 | 0 | 0 | 0 |  | 1 | 1 | 1 | 1 | 1 | 1 | 1 | 1 | 1 | 0
PG&E North of Greater Bay Study Area | Silverado | 115 | 0 | 0 | 0 | 0 | 0 | 0 | 0 | 0 | 0 | 0 | 0 | 0 | 0 | 0 | 0 | 0 | 0 | 0 | 0 | 0 |  | 0 | 0 | 0 | 0 | 0 | 0 | 0 | 0 | 0 | 0 | 0 | 0 | 0 | 0 | 0 | 0 | 0 | 0 | 0 | 0 | 0 | 0 | 0 | 0 | 0 | 0 | 0 | 0 | 0 | 0 | 0 | 0 | 0 | 0 | 0 | 0 |  | 0 | 0 | 0 | 0 | 0 | 0 | 0 | 0 | 0 | 0 | 0 | 0 | 0 | 0 | 0 | 0 | 0 | 0 | 0 | 0 | 0 | 0 | 0 | 0 | 0 | 0 | 0 | 0 | 0 | 0 | 0 | 0 | 0 | 0 | 0 | 0 |  | 0 | 0 | 0 | 0 | 0 | 0 | 0 | 0 | 0 | 0 | 0 | 0 | 0 | 0 | 0 | 0 | 0 | 0 | 0 | 0 | 0 | 0 | 0 | 0 | 0 | 0 | 0 | 0 | 0 | 0 | 0 | 0 | 0 | 0 | 0 | 0 |  | 0 | 0 | 0 | 0 | 0 | 0 | 0 | 0 | 0 | 0 | 0 | 0 | 0 | 0 | 0 | 0 | 0 | 0 | 0 | 0 | 0 | 0 | 0 | 0 | 0 | 0 | 0 | 0 | 0 | 0 | 0 | 0 | 0 | 0 | 0 | 0 |  | 1 | 1 | 1 | 1 | 1 | 1 | 1 | 1 | 1 | 0
SDG&E Study Area | Silvergate | 230 | 0 | 0 | 0 | 0 | 0 | 0 | 0 | 0 | 0 | 0 | 0 | 0 | 0 | 0 | 0 | 0 | 0 | 0 | 0 | 0 |  | 0 | 0 | 0 | 0 | 0 | 0 | 0 | 0 | 0 | 0 | 0 | 0 | 0 | 0 | 0 | 0 | 0 | 0 | 0 | 0 | 0 | 0 | 0 | 0 | 0 | 0 | 0 | 0 | 0 | 0 | 0 | 0 | 0 | 0 | 0 | 0 |  | 0 | 0 | 0 | 0 | 0 | 0 | 0 | 0 | 0 | 0 | 0 | 0 | 0 | 0 | 0 | 0 | 0 | 0 | 0 | 0 | 0 | 0 | 0 | 0 | 0 | 0 | 0 | 0 | 0 | 0 | 0 | 0 | 0 | 0 | 0 | 0 |  | 0 | 0 | 0 | 0 | 0 | 0 | 0 | 0 | 0 | 0 | 0 | 0 | 0 | 0 | 0 | 0 | 0 | 0 | 0 | 0 | 0 | 0 | 0 | 0 | 0 | 0 | 0 | 0 | 0 | 0 | 0 | 0 | 0 | 0 | 0 | 0 |  | 0 | 0 | 0 | 0 | 0 | 0 | 0 | 0 | 0 | 0 | 0 | 0 | 0 | 0 | 213.5487 | 0 | 0 | 1 | 0 | 0 | 0 | 0 | 0 | 0 | 0 | 0 | 0 | 0 | 0 | 0 | 0 | 0 | -2 | 0 | 0 | 1 |  | 1 | 1 | 1 | 1 | 1 | 1 | 1 | 1+ | 1 | 1
PG&E Kern Study Area | Sisquoc | 115 | 0 | 0 | 0 | 0 | 0 | 0 | 0 | 0 | 0 | 0 | 0 | 0 | 0 | 0 | 0 | 0 | 0 | 0 | 0 | 0 |  | 0 | 0 | 0 | 0 | 0 | 0 | 0 | 0 | 0 | 0 | 0 | 0 | 0 | 0 | 0 | 0 | 0 | 0 | 0 | 0 | 0 | 0 | 0 | 0 | 0 | 0 | 0 | 0 | 0 | 0 | 0 | 0 | 0 | 0 | 0 | 0 |  | 0 | 0 | 0 | 0 | 0 | 0 | 0 | 0 | 0 | 0 | 0 | 0 | 0 | 0 | 0 | 0 | 0 | 0 | 0 | 0 | 0 | 0 | 0 | 0 | 0 | 0 | 0 | 0 | 0 | 0 | 0 | 0 | 0 | 0 | 0 | 0 |  | 0 | 0 | 0 | 0 | 0 | 0 | 0 | 0 | 0 | 0 | 0 | 0 | 0 | 0 | 0 | 0 | 0 | 0 | 0 | 0 | 0 | 0 | 0 | 0 | 0 | 0 | 0 | 0 | 0 | 0 | 0 | 0 | 0 | 0 | 0 | 0 |  | 0 | 0 | 0 | 0 | 0 | 0 | 0 | 0 | 0 | 0 | 0 | 0 | 0 | 0 | 0 | 0 | 0 | 0 | 0 | 0 | 0 | 0 | 0 | 0 | 0 | 0 | 0 | 0 | 0 | 0 | 0 | 0 | 0 | 0 | 0 | 0 |  | 1 | 1 | 1 | 1 | 1 | 1 | 1 | 1 | 1 | 0
East of Pisgah Study Area | Sloan Canyon | 230 | 0 | 0 | 410 | 0 | 410 | 0 | 0 | 0 | 0 | 0 | 0 | 0 | 0 | 0 | 0 | 0 | 0 | 0 | 0 | 1 |  | 0 | 0 | 0 | 0 | 0 | 0 | 0 | 0 | 0 | 0 | 0 | 0 | 0 | 0 | 0 | 0 | 0 | 0 | 0 | 0 | 0 | 0 | 2 | 2 | 0 | 0 | 0 | 0 | 0 | 0 | 0 | 0 | 0 | 0 | 0 | 1 |  | 0 | 0 | 0 | 0 | 61.9973 | 310 | 0 | 0 | 0 | 0 | 0 | 0 | 0 | 95 | 95 | 0 | 0 | 1 | 0 | 0 | 0 | 0 | 2 | 1 | 0 | 0 | 0 | 0 | 0 | 0 | 0 | -2 | -2 | 0 | 0 | 1 |  | 0 | 0 | 0 | 0 | 61.9973 | 310 | 0 | 0 | 0 | 0 | 0 | 0 | 0 | 95 | 95 | 0 | 0 | 1 | 0 | 0 | 0 | 0 | 2 | 1 | 0 | 0 | 0 | 0 | 0 | 0 | 0 | -2 | -2 | 0 | 0 | 1 |  | 0 | 0 | 0 | 0 | 61.9973 | 310 | 0 | 0 | 0 | 0 | 0 | 0 | 0 | 95 | 95 | 0 | 0 | 1 | 0 | 0 | 0 | 0 | 2 | 1 | 0 | 0 | 0 | 0 | 0 | 0 | 0 | -2 | -2 | 0 | 0 | 1 |  | 1 | 1 | 4- | 1 | 1 | 1 | 1 | 4+ | 1 | 1
PG&E Kern Study Area | Smyrna | 115 | 0 | 0 | 0 | 0 | 0 | 0 | 0 | 0 | 0 | 0 | 0 | 6.1 | 0 | 0 | 0 | 0 | 0 | 0 | 0 | 1 |  | 0 | 0 | 0 | 0 | 0 | 0 | 0 | 0 | 0 | 0 | 0 | 0 | 0 | 0 | 0 | 0 | 0 | 0 | 0 | 0 | 0 | 0 | 0 | 0 | 0 | 0 | 0 | 0 | 2 | 0 | 0 | 0 | 0 | 0 | 0 | 1 |  | 0 | 0 | 0 | 0 | 0 | 0 | 0 | 0 | 0 | 0 | 6.125 | 0 | 0 | 0 | 0 | 0 | 0 | 1 | 0 | 0 | 0 | 0 | 0 | 0 | 0 | 0 | 0 | 0 | 0 | 0 | 0 | 0 | 0 | 0 | 0 | 0 |  | 0 | 0 | 0 | 0 | 0 | 0 | 0 | 0 | 0 | 0 | 6.125 | 0 | 0 | 0 | 0 | 0 | 0 | 1 | 0 | 0 | 0 | 0 | 0 | 0 | 0 | 0 | 0 | 0 | 0 | 0 | 0 | 0 | 0 | 0 | 0 | 0 |  | 0 | 0 | 0 | 0 | 0 | 0 | 0 | 0 | 0 | 0 | 6.125 | 0 | 0 | 0 | 0 | 0 | 0 | 1 | 0 | 0 | 0 | 0 | 0 | 0 | 0 | 0 | 0 | 0 | 0 | 0 | 0 | 0 | 0 | 0 | 0 | 0 |  | 1 | 1 | 1 | 1 | 1 | 1 | 1 | 1 | 1 | 0
PG&E Greater Bay Study Area | Sobrante | 115 | 0 | 0 | 0 | 0 | 0 | 0 | 0 | 0 | 0 | 0 | 0 | 5 | 0 | 0 | 0 | 0 | 0 | 0 | 0 | 1 |  | 0 | 0 | 0 | 0 | 0 | 0 | 0 | 0 | 0 | 0 | 0 | 0 | 0 | 0 | 0 | 0 | 0 | 0 | 0 | 0 | 0 | 0 | 0 | 0 | 0 | 0 | 0 | 0 | 2 | 0 | 0 | 0 | 0 | 0 | 0 | 1 |  | 0 | 0 | 0 | 0 | 0 | 0 | 0 | 0 | 0 | 0 | 5 | 0 | 0 | 0 | 0 | 0 | 0 | 1 | 0 | 0 | 0 | 0 | 0 | 0 | 0 | 0 | 0 | 0 | 0 | 0 | 0 | 0 | 0 | 0 | 0 | 0 |  | 0 | 0 | 0 | 0 | 0 | 0 | 0 | 0 | 0 | 0 | 5 | 0 | 0 | 0 | 0 | 0 | 0 | 1 | 0 | 0 | 0 | 0 | 0 | 0 | 0 | 0 | 0 | 0 | 0 | 0 | 0 | 0 | 0 | 0 | 0 | 0 |  | 0 | 0 | 0 | 0 | 0 | 0 | 0 | 0 | 0 | 0 | 5 | 0 | 0 | 0 | 0 | 0 | 0 | 1 | 0 | 0 | 0 | 0 | 0 | 0 | 0 | 0 | 0 | 0 | 0 | 0 | 0 | 0 | 0 | 0 | 0 | 0 |  | 1 | 1 | 1 | 1 | 1 | 1 | 1 | 1 | 1 | 0
PG&E Kern Study Area | Solar SS | 230 | 0 | 0 | 0 | 0 | 0 | 0 | 0 | 0 | 0 | 0 | 0 | 0 | 0 | 0 | 0 | 0 | 0 | 0 | 0 | 0 |  | 0 | 0 | 0 | 0 | 0 | 0 | 0 | 0 | 0 | 0 | 0 | 0 | 0 | 0 | 0 | 0 | 0 | 0 | 0 | 0 | 0 | 0 | 0 | 0 | 0 | 0 | 0 | 0 | 0 | 0 | 0 | 0 | 0 | 0 | 0 | 0 |  | 0 | 0 | 0 | 0 | 0 | 0 | 0 | 0 | 0 | 0 | 0 | 0 | 0 | 0 | 0 | 0 | 0 | 0 | 0 | 0 | 0 | 0 | 0 | 0 | 0 | 0 | 0 | 0 | 0 | 0 | 0 | 0 | 0 | 0 | 0 | 0 |  | 0 | 0 | 0 | 0 | 0 | 0 | 0 | 0 | 0 | 0 | 0 | 0 | 0 | 0 | 0 | 0 | 0 | 0 | 0 | 0 | 0 | 0 | 0 | 0 | 0 | 0 | 0 | 0 | 0 | 0 | 0 | 0 | 0 | 0 | 0 | 0 |  | 0 | 0 | 0 | 0 | 0 | 0 | 0 | 0 | 0 | 0 | 0 | 0 | 0 | 0 | 0 | 0 | 0 | 0 | 0 | 0 | 0 | 0 | 0 | 0 | 0 | 0 | 0 | 0 | 0 | 0 | 0 | 0 | 0 | 0 | 0 | 0 |  | 1 | 1 | 1 | 1 | 1 | 1 | 1 | 1 | 1 | 0
SCE Northern Area | Springville | 230 | 0 | 0 | 0 | 0 | 0 | 0 | 0 | 0 | 0 | 0 | 0 | 0 | 0 | 0 | 0 | 0 | 0 | 0 | 0 | 0 |  | 0 | 0 | 0 | 0 | 0 | 0 | 0 | 0 | 0 | 0 | 0 | 0 | 0 | 0 | 0 | 0 | 0 | 0 | 0 | 0 | 0 | 0 | 0 | 0 | 0 | 0 | 0 | 0 | 0 | 0 | 0 | 0 | 0 | 0 | 0 | 0 |  | 0 | 0 | 0 | 0 | 0 | 0 | 0 | 0 | 0 | 0 | 0 | 0 | 0 | 0 | 0 | 0 | 0 | 0 | 0 | 0 | 0 | 0 | 0 | 0 | 0 | 0 | 0 | 0 | 0 | 0 | 0 | 0 | 0 | 0 | 0 | 0 |  | 0 | 0 | 0 | 0 | 0 | 0 | 0 | 0 | 0 | 0 | 0 | 0 | 0 | 0 | 0 | 0 | 0 | 0 | 0 | 0 | 0 | 0 | 0 | 0 | 0 | 0 | 0 | 0 | 0 | 0 | 0 | 0 | 0 | 0 | 0 | 0 |  | 0 | 0 | 0 | 0 | 0 | 0 | 0 | 0 | 0 | 0 | 0 | 0 | 518.32 | 0 | 733.9 | 0 | 0 | 1 | 0 | 0 | 0 | 0 | 0 | 0 | 0 | 0 | 0 | 0 | 0 | 0 | -2 | 0 | -2 | 0 | 0 | 1 |  | 1 | 1 | 1 | 1 | 1 | 1 | 1+ | 1+ | 1 | 1
PG&E Greater Bay Study Area | Stagg | 230 | 0 | 0 | 0 | 0 | 0 | 0 | 0 | 0 | 0 | 0 | 0 | 0 | 0 | 0 | 0 | 0 | 0 | 0 | 0 | 0 |  | 0 | 0 | 0 | 0 | 0 | 0 | 0 | 0 | 0 | 0 | 0 | 0 | 0 | 0 | 0 | 0 | 0 | 0 | 0 | 0 | 0 | 0 | 0 | 0 | 0 | 0 | 0 | 0 | 0 | 0 | 0 | 0 | 0 | 0 | 0 | 0 |  | 0 | 0 | 0 | 0 | 0 | 0 | 0 | 0 | 0 | 0 | 0 | 0 | 0 | 0 | 20 | 0 | 0 | 1 | 0 | 0 | 0 | 0 | 0 | 0 | 0 | 0 | 0 | 0 | 0 | 0 | 0 | 0 | -2 | 0 | 0 | 1 |  | 0 | 0 | 0 | 0 | 0 | 0 | 0 | 0 | 0 | 0 | 0 | 0 | 0 | 0 | 20 | 0 | 0 | 1 | 0 | 0 | 0 | 0 | 0 | 0 | 0 | 0 | 0 | 0 | 0 | 0 | 0 | 0 | -2 | 0 | 0 | 1 |  | 0 | 0 | 0 | 0 | 0 | 0 | 0 | 0 | 0 | 0 | 0 | 0 | 0 | 0 | 20 | 0 | 0 | 1 | 0 | 0 | 0 | 0 | 0 | 0 | 0 | 0 | 0 | 0 | 0 | 0 | 0 | 0 | -2 | 0 | 0 | 1 |  | 1 | 1 | 1 | 1 | 1 | 1 | 1 | 4+ | 1 | 1
PG&E Greater Bay Study Area | Std Oil | 115 | 0 | 0 | 0 | 0 | 0 | 0 | 0 | 0 | 0 | 0 | 0 | 0 | 0 | 0 | 0 | 0 | 0 | 0 | 0 | 0 |  | 0 | 0 | 0 | 0 | 0 | 0 | 0 | 0 | 0 | 0 | 0 | 0 | 0 | 0 | 0 | 0 | 0 | 0 | 0 | 0 | 0 | 0 | 0 | 0 | 0 | 0 | 0 | 0 | 0 | 0 | 0 | 0 | 0 | 0 | 0 | 0 |  | 0 | 0 | 0 | 0 | 0 | 0 | 0 | 0 | 0 | 0 | 0 | 0 | 0 | 0 | 0 | 0 | 0 | 0 | 0 | 0 | 0 | 0 | 0 | 0 | 0 | 0 | 0 | 0 | 0 | 0 | 0 | 0 | 0 | 0 | 0 | 0 |  | 0 | 0 | 0 | 0 | 0 | 0 | 0 | 0 | 0 | 0 | 0 | 0 | 0 | 0 | 0 | 0 | 0 | 0 | 0 | 0 | 0 | 0 | 0 | 0 | 0 | 0 | 0 | 0 | 0 | 0 | 0 | 0 | 0 | 0 | 0 | 0 |  | 0 | 0 | 0 | 0 | 0 | 0 | 0 | 0 | 0 | 0 | 0 | 0 | 0 | 0 | 0 | 0 | 0 | 0 | 0 | 0 | 0 | 0 | 0 | 0 | 0 | 0 | 0 | 0 | 0 | 0 | 0 | 0 | 0 | 0 | 0 | 0 |  | 1 | 1 | 1 | 1 | 1 | 1 | 1 | 1 | 1 | 0
PG&E Kern Study Area | Stockdale | 230 | 0 | 0 | 0 | 0 | 0 | 0 | 0 | 0 | 0 | 0 | 0 | 0 | 0 | 0 | 0 | 0 | 0 | 0 | 0 | 0 |  | 0 | 0 | 0 | 0 | 0 | 0 | 0 | 0 | 0 | 0 | 0 | 0 | 0 | 0 | 0 | 0 | 0 | 0 | 0 | 0 | 0 | 0 | 0 | 0 | 0 | 0 | 0 | 0 | 0 | 0 | 0 | 0 | 0 | 0 | 0 | 0 |  | 0 | 0 | 0 | 0 | 0 | 0 | 0 | 0 | 0 | 0 | 0 | 0 | 0 | 0 | 0 | 0 | 0 | 0 | 0 | 0 | 0 | 0 | 0 | 0 | 0 | 0 | 0 | 0 | 0 | 0 | 0 | 0 | 0 | 0 | 0 | 0 |  | 0 | 0 | 0 | 0 | 0 | 0 | 0 | 0 | 0 | 0 | 0 | 0 | 0 | 0 | 0 | 0 | 0 | 0 | 0 | 0 | 0 | 0 | 0 | 0 | 0 | 0 | 0 | 0 | 0 | 0 | 0 | 0 | 0 | 0 | 0 | 0 |  | 0 | 0 | 0 | 0 | 0 | 0 | 0 | 0 | 0 | 0 | 0 | 0 | 0 | 0 | 0 | 0 | 0 | 0 | 0 | 0 | 0 | 0 | 0 | 0 | 0 | 0 | 0 | 0 | 0 | 0 | 0 | 0 | 0 | 0 | 0 | 0 |  | 1 | 1 | 1 | 1 | 1 | 1 | 1 | 1 | 1 | 0
PG&E Kern Study Area | Stockdale | 115 | 0 | 0 | 0 | 0 | 0 | 0 | 0 | 0 | 0 | 0 | 0 | 1.7 | 0 | 0 | 0 | 0 | 0 | 0 | 0 | 1 |  | 0 | 0 | 0 | 0 | 0 | 0 | 0 | 0 | 0 | 0 | 0 | 0 | 0 | 0 | 0 | 0 | 0 | 0 | 0 | 0 | 0 | 0 | 0 | 0 | 0 | 0 | 0 | 0 | 2 | 0 | 0 | 0 | 0 | 0 | 0 | 1 |  | 0 | 0 | 0 | 0 | 0 | 0 | 0 | 0 | 0 | 0 | 1.712 | 0 | 0 | 0 | 0 | 0 | 0 | 1 | 0 | 0 | 0 | 0 | 0 | 0 | 0 | 0 | 0 | 0 | 0 | 0 | 0 | 0 | 0 | 0 | 0 | 0 |  | 0 | 0 | 0 | 0 | 0 | 0 | 0 | 0 | 0 | 0 | 1.712 | 0 | 0 | 0 | 0 | 0 | 0 | 1 | 0 | 0 | 0 | 0 | 0 | 0 | 0 | 0 | 0 | 0 | 0 | 0 | 0 | 0 | 0 | 0 | 0 | 0 |  | 0 | 0 | 0 | 0 | 0 | 0 | 0 | 0 | 0 | 0 | 1.712 | 0 | 0 | 0 | 0 | 0 | 0 | 1 | 0 | 0 | 0 | 0 | 0 | 0 | 0 | 0 | 0 | 0 | 0 | 0 | 0 | 0 | 0 | 0 | 0 | 0 |  | 1 | 1 | 1 | 1 | 1 | 1 | 1 | 1 | 1 | 0
PG&E Fresno Study Area | Storey | 230 | 0 | 0 | 0 | 0 | 0 | 0 | 0 | 0 | 0 | 0 | 0 | 0 | 0 | 0 | 0 | 0 | 0 | 0 | 0 | 0 |  | 0 | 0 | 0 | 0 | 0 | 0 | 0 | 0 | 0 | 0 | 0 | 0 | 0 | 0 | 0 | 0 | 0 | 0 | 0 | 0 | 0 | 0 | 0 | 0 | 0 | 0 | 0 | 0 | 0 | 0 | 0 | 0 | 0 | 0 | 0 | 0 |  | 0 | 0 | 0 | 0 | 0 | 0 | 0 | 0 | 0 | 0 | 1.5 | 0 | 0 | 0 | 0 | 0 | 0 | 1 | 0 | 0 | 0 | 0 | 0 | 0 | 0 | 0 | 0 | 0 | -2 | 0 | 0 | 0 | 0 | 0 | 0 | 1 |  | 0 | 0 | 0 | 0 | 0 | 0 | 0 | 0 | 0 | 0 | 1.5 | 0 | 0 | 0 | 0 | 0 | 0 | 1 | 0 | 0 | 0 | 0 | 0 | 0 | 0 | 0 | 0 | 0 | -2 | 0 | 0 | 0 | 0 | 0 | 0 | 1 |  | 0 | 0 | 0 | 0 | 0 | 0 | 0 | 0 | 0 | 0 | 1.5 | 0 | 0 | 0 | 0 | 0 | 0 | 1 | 0 | 0 | 0 | 0 | 0 | 0 | 0 | 0 | 0 | 0 | -2 | 0 | 0 | 0 | 0 | 0 | 0 | 1 |  | 1 | 1 | 1 | 1 | 1 | 4+ | 1 | 1 | 1 | 1
PG&E North of Greater Bay Study Area | Summit | 115 | 0 | 0 | 0 | 0 | 0 | 0 | 0 | 0 | 0 | 0 | 0 | 0 | 0 | 0 | 0 | 0 | 0 | 0 | 0 | 0 |  | 0 | 0 | 0 | 0 | 0 | 0 | 0 | 0 | 0 | 0 | 0 | 0 | 0 | 0 | 0 | 0 | 0 | 0 | 0 | 0 | 0 | 0 | 0 | 0 | 0 | 0 | 0 | 0 | 0 | 0 | 0 | 0 | 0 | 0 | 0 | 0 |  | 0 | 0 | 0 | 0 | 0 | 0 | 0 | 0 | 0 | 0 | 0 | 0 | 0 | 0 | 0 | 0 | 0 | 0 | 0 | 0 | 0 | 0 | 0 | 0 | 0 | 0 | 0 | 0 | 0 | 0 | 0 | 0 | 0 | 0 | 0 | 0 |  | 0 | 0 | 0 | 0 | 0 | 0 | 0 | 0 | 0 | 0 | 0 | 0 | 0 | 0 | 0 | 0 | 0 | 0 | 0 | 0 | 0 | 0 | 0 | 0 | 0 | 0 | 0 | 0 | 0 | 0 | 0 | 0 | 0 | 0 | 0 | 0 |  | 0 | 0 | 0 | 0 | 0 | 0 | 0 | 0 | 0 | 0 | 0 | 0 | 0 | 0 | 0 | 0 | 0 | 0 | 0 | 0 | 0 | 0 | 0 | 0 | 0 | 0 | 0 | 0 | 0 | 0 | 0 | 0 | 0 | 0 | 0 | 0 |  | 1 | 1 | 1 | 1 | 1 | 1 | 1 | 1 | 1 | 0
SDG&E Study Area | Suncrest | 500 | 0 | 0 | 0 | 0 | 0 | 0 | 0 | 0 | 0 | 0 | 0 | 0 | 0 | 0 | 0 | 0 | 0 | 0 | 0 | 0 |  | 0 | 0 | 0 | 0 | 0 | 0 | 0 | 0 | 0 | 0 | 0 | 0 | 0 | 0 | 0 | 0 | 0 | 0 | 0 | 0 | 0 | 0 | 0 | 0 | 0 | 0 | 0 | 0 | 0 | 0 | 0 | 0 | 0 | 0 | 0 | 0 |  | 0 | 0 | 0 | 0 | 0 | 0 | 0 | 0 | 0 | 0 | 0 | 0 | 0 | 0 | 0 | 0 | 0 | 0 | 0 | 0 | 0 | 0 | 0 | 0 | 0 | 0 | 0 | 0 | 0 | 0 | 0 | 0 | 0 | 0 | 0 | 0 |  | 0 | 0 | 0 | 0 | 0 | 0 | 0 | 0 | 0 | 0 | 0 | 0 | 0 | 0 | 0 | 0 | 0 | 0 | 0 | 0 | 0 | 0 | 0 | 0 | 0 | 0 | 0 | 0 | 0 | 0 | 0 | 0 | 0 | 0 | 0 | 0 |  | 0 | 0 | 0 | 0 | 0 | 0 | 0 | 0 | 0 | 0 | 0 | 0 | 0 | 0 | 0 | 0 | 0 | 0 | 0 | 0 | 0 | 0 | 0 | 0 | 0 | 0 | 0 | 0 | 0 | 0 | 0 | 0 | 0 | 0 | 0 | 0 |  | 1 | 1 | 1 | 1 | 1 | 1 | 1 | 1 | 1 | 0
SDG&E Study Area | Suncrest | 230 | 0 | 0 | 0 | 0 | 0 | 0 | 0 | 0 | 0 | 0 | 0 | 0 | 0 | 0 | 0 | 0 | 0 | 0 | 0 | 0 |  | 0 | 0 | 0 | 0 | 0 | 0 | 0 | 0 | 0 | 0 | 0 | 0 | 0 | 0 | 0 | 0 | 0 | 0 | 0 | 0 | 0 | 0 | 0 | 0 | 0 | 0 | 0 | 0 | 0 | 0 | 0 | 0 | 0 | 0 | 0 | 0 |  | 0 | 0 | 0 | 0 | 0 | 0 | 0 | 0 | 0 | 0 | 0 | 0 | 0 | 0 | 0 | 0 | 0 | 0 | 0 | 0 | 0 | 0 | 0 | 0 | 0 | 0 | 0 | 0 | 0 | 0 | 0 | 0 | 0 | 0 | 0 | 0 |  | 0 | 0 | 0 | 0 | 0 | 0 | 0 | 0 | 0 | 0 | 0 | 0 | 0 | 0 | 0 | 0 | 0 | 0 | 0 | 0 | 0 | 0 | 0 | 0 | 0 | 0 | 0 | 0 | 0 | 0 | 0 | 0 | 0 | 0 | 0 | 0 |  | 0 | 0 | 0 | 0 | 0 | 0 | 0 | 0 | 0 | 0 | 0 | 0 | 0 | 0 | 312.96 | 0 | 0 | 1 | 0 | 0 | 0 | 0 | 0 | 0 | 0 | 0 | 0 | 0 | 0 | 0 | 0 | 0 | -2 | 0 | 0 | 1 |  | 1 | 1 | 1 | 1 | 1 | 1 | 1 | 1+ | 1 | 1
SDG&E Study Area | New Sub - Suncrest - Ocotillo (Proposed) | 500 | 0 | 0 | 400 | 100 | 500 | 0 | 0 | 0 | 0 | 0 | 0 | 0 | 0 | 0 | 0 | 0 | 0 | 0 | 0 | 1 |  | 0 | 0 | 0 | 0 | 0 | 0 | 0 | 0 | 0 | 0 | 0 | 0 | 0 | 0 | 0 | 0 | 0 | 0 | 0 | 0 | 0 | 0 | 2 | 2 | 0 | 0 | 0 | 0 | 0 | 0 | 0 | 0 | 0 | 0 | 0 | 1 |  | 0 | 0 | 0 | 0 | 0 | 400 | 0 | 0 | 0 | 0 | 0 | 0 | 0 | 0 | 0 | 0 | 0 | 1 | 0 | 0 | 0 | 0 | 2 | 1 | 0 | 0 | 0 | 0 | 0 | 0 | 0 | 0 | 0 | 0 | 0 | 1 |  | 0 | 0 | 0 | 0 | 0 | 400 | 0 | 0 | 0 | 0 | 0 | 0 | 0 | 0 | 0 | 0 | 0 | 1 | 0 | 0 | 0 | 0 | 2 | 1 | 0 | 0 | 0 | 0 | 0 | 0 | 0 | 0 | 0 | 0 | 0 | 1 |  | 0 | 0 | 0 | 0 | 0 | 505.8 | 0 | 0 | 0 | 0 | 0 | 0 | 0 | 0 | 313.9193 | 0 | 0 | 1 | 0 | 0 | 0 | 0 | 2 | 0 | 0 | 0 | 0 | 0 | 0 | 0 | 0 | 0 | -2 | 0 | 0 | 1 |  | 1 | 1 | 3- | 1 | 1 | 1 | 1 | 1+ | 1 | 1
PG&E Kern Study Area | Sunset | 230 | 0 | 0 | 0 | 0 | 0 | 0 | 0 | 0 | 0 | 0 | 0 | 0 | 0 | 0 | 0 | 0 | 0 | 0 | 0 | 0 |  | 0 | 0 | 0 | 0 | 0 | 0 | 0 | 0 | 0 | 0 | 0 | 0 | 0 | 0 | 0 | 0 | 0 | 0 | 0 | 0 | 0 | 0 | 0 | 0 | 0 | 0 | 0 | 0 | 0 | 0 | 0 | 0 | 0 | 0 | 0 | 0 |  | 0 | 0 | 0 | 0 | 0 | 0 | 0 | 0 | 0 | 0 | 0 | 0 | 0 | 0 | 0 | 0 | 0 | 0 | 0 | 0 | 0 | 0 | 0 | 0 | 0 | 0 | 0 | 0 | 0 | 0 | 0 | 0 | 0 | 0 | 0 | 0 |  | 0 | 0 | 0 | 0 | 0 | 0 | 0 | 0 | 0 | 0 | 0 | 0 | 0 | 0 | 0 | 0 | 0 | 0 | 0 | 0 | 0 | 0 | 0 | 0 | 0 | 0 | 0 | 0 | 0 | 0 | 0 | 0 | 0 | 0 | 0 | 0 |  | 0 | 0 | 0 | 0 | 0 | 0 | 0 | 0 | 0 | 0 | 0 | 0 | 0 | 0 | 0 | 0 | 0 | 0 | 0 | 0 | 0 | 0 | 0 | 0 | 0 | 0 | 0 | 0 | 0 | 0 | 0 | 0 | 0 | 0 | 0 | 0 |  | 1 | 1 | 1 | 1 | 1 | 1 | 1 | 1 | 1 | 0
PG&E Kern Study Area | Surf | 115 | 0 | 0 | 0 | 0 | 0 | 0 | 0 | 0 | 0 | 0 | 0 | 0 | 0 | 0 | 0 | 0 | 0 | 0 | 0 | 0 |  | 0 | 0 | 0 | 0 | 0 | 0 | 0 | 0 | 0 | 0 | 0 | 0 | 0 | 0 | 0 | 0 | 0 | 0 | 0 | 0 | 0 | 0 | 0 | 0 | 0 | 0 | 0 | 0 | 0 | 0 | 0 | 0 | 0 | 0 | 0 | 0 |  | 0 | 0 | 0 | 0 | 0 | 0 | 0 | 0 | 0 | 0 | 0 | 0 | 0 | 0 | 0 | 0 | 0 | 0 | 0 | 0 | 0 | 0 | 0 | 0 | 0 | 0 | 0 | 0 | 0 | 0 | 0 | 0 | 0 | 0 | 0 | 0 |  | 0 | 0 | 0 | 0 | 0 | 0 | 0 | 0 | 0 | 0 | 0 | 0 | 0 | 0 | 0 | 0 | 0 | 0 | 0 | 0 | 0 | 0 | 0 | 0 | 0 | 0 | 0 | 0 | 0 | 0 | 0 | 0 | 0 | 0 | 0 | 0 |  | 0 | 0 | 0 | 0 | 0 | 0 | 0 | 0 | 0 | 0 | 0 | 0 | 0 | 0 | 0 | 0 | 0 | 0 | 0 | 0 | 0 | 0 | 0 | 0 | 0 | 0 | 0 | 0 | 0 | 0 | 0 | 0 | 0 | 0 | 0 | 0 |  | 1 | 1 | 1 | 1 | 1 | 1 | 1 | 1 | 1 | 0
SDG&E Study Area | Sycamore Canyon | 230 | 0 | 0 | 0 | 0 | 0 | 0 | 0 | 0 | 0 | 0 | 0 | 0 | 0 | 0 | 0 | 0 | 0 | 0 | 449 | 1 |  | 0 | 0 | 0 | 0 | 0 | 0 | 0 | 0 | 0 | 0 | 0 | 0 | 0 | 0 | 0 | 0 | 0 | 0 | 0 | 0 | 0 | 0 | 0 | 0 | 0 | 0 | 0 | 0 | 0 | 0 | 0 | 0 | 0 | 2 | 2 | 1 |  | 0 | 0 | 0 | 0 | 0 | 0 | 0 | 0 | 0 | 0 | 0 | 0 | 0 | 0 | 0 | 0 | 0 | 0 | 0 | 0 | 0 | 0 | 0 | 0 | 0 | 0 | 0 | 0 | 0 | 0 | 0 | 0 | 0 | 2 | 2 | 1 |  | 0 | 0 | 0 | 0 | 0 | 0 | 0 | 0 | 0 | 0 | 0 | 0 | 0 | 0 | 0 | 0 | 0 | 0 | 0 | 0 | 0 | 0 | 0 | 0 | 0 | 0 | 0 | 0 | 0 | 0 | 0 | 0 | 0 | 2 | 2 | 1 |  | 0 | 0 | 0 | 0 | 0 | 0 | 0 | 0 | 0 | 0 | 0 | 0 | 0 | 0 | 71.3 | 0 | 0 | 1 | 0 | 0 | 0 | 0 | 0 | 0 | 0 | 0 | 0 | 0 | 0 | 0 | 0 | 0 | -2 | 2 | 2 | 1 |  | 1 | 1 | 1 | 1 | 1 | 1 | 1 | 1+ | 5- | 1
SDG&E Study Area | Sycamore Canyon | 138 | 0 | 0 | 0 | 0 | 0 | 0 | 0 | 0 | 0 | 0 | 0 | 0 | 0 | 0 | 0 | 0 | 0 | 0 | 0 | 0 |  | 0 | 0 | 0 | 0 | 0 | 0 | 0 | 0 | 0 | 0 | 0 | 0 | 0 | 0 | 0 | 0 | 0 | 0 | 0 | 0 | 0 | 0 | 0 | 0 | 0 | 0 | 0 | 0 | 0 | 0 | 0 | 0 | 0 | 0 | 0 | 0 |  | 0 | 0 | 0 | 0 | 0 | 0 | 0 | 0 | 0 | 0 | 0 | 0 | 0 | 0 | 0 | 0 | 0 | 0 | 0 | 0 | 0 | 0 | 0 | 0 | 0 | 0 | 0 | 0 | 0 | 0 | 0 | 0 | 0 | 0 | 0 | 0 |  | 0 | 0 | 0 | 0 | 0 | 0 | 0 | 0 | 0 | 0 | 0 | 0 | 0 | 0 | 0 | 0 | 0 | 0 | 0 | 0 | 0 | 0 | 0 | 0 | 0 | 0 | 0 | 0 | 0 | 0 | 0 | 0 | 0 | 0 | 0 | 0 |  | 0 | 0 | 0 | 0 | 0 | 0 | 0 | 0 | 0 | 0 | 0 | 0 | 0 | 0 | 0 | 0 | 0 | 0 | 0 | 0 | 0 | 0 | 0 | 0 | 0 | 0 | 0 | 0 | 0 | 0 | 0 | 0 | 0 | 0 | 0 | 0 |  | 1 | 1 | 1 | 1 | 1 | 1 | 1 | 1 | 1 | 0
SCE Metro Study Area | Sylmar | 230 | 0 | 0 | 0 | 0 | 0 | 0 | 0 | 0 | 0 | 0 | 0 | 0 | 0 | 0 | 0 | 0 | 0 | 0 | 0 | 0 |  | 0 | 0 | 0 | 0 | 0 | 0 | 0 | 0 | 0 | 0 | 0 | 0 | 0 | 0 | 0 | 0 | 0 | 0 | 0 | 0 | 0 | 0 | 0 | 0 | 0 | 0 | 0 | 0 | 0 | 0 | 0 | 0 | 0 | 0 | 0 | 0 |  | 0 | 0 | 0 | 0 | 0 | 0 | 0 | 0 | 0 | 0 | 0 | 0 | 0 | 0 | 0 | 0 | 0 | 0 | 0 | 0 | 0 | 0 | 0 | 0 | 0 | 0 | 0 | 0 | 0 | 0 | 0 | 0 | 0 | 0 | 0 | 0 |  | 0 | 0 | 0 | 0 | 0 | 0 | 0 | 0 | 0 | 0 | 0 | 0 | 0 | 0 | 0 | 0 | 0 | 0 | 0 | 0 | 0 | 0 | 0 | 0 | 0 | 0 | 0 | 0 | 0 | 0 | 0 | 0 | 0 | 0 | 0 | 0 |  | 0 | 0 | 0 | 0 | 0 | 0 | 0 | 0 | 0 | 0 | 0 | 0 | 0 | 0 | 171.738 | 0 | 0 | 1 | 0 | 0 | 0 | 0 | 0 | 0 | 0 | 0 | 0 | 0 | 0 | 0 | 0 | 0 | -2 | 0 | 0 | 1 |  | 1 | 1 | 1 | 1 | 1 | 1 | 1 | 1+ | 1 | 1
PG&E North of Greater Bay Study Area | Table Mountain | 500 | 0 | 0 | 0 | 0 | 0 | 0 | 0 | 0 | 0 | 0 | 0 | 0 | 0 | 0 | 0 | 0 | 0 | 0 | 0 | 0 |  | 0 | 0 | 0 | 0 | 0 | 0 | 0 | 0 | 0 | 0 | 0 | 0 | 0 | 0 | 0 | 0 | 0 | 0 | 0 | 0 | 0 | 0 | 0 | 0 | 0 | 0 | 0 | 0 | 0 | 0 | 0 | 0 | 0 | 0 | 0 | 0 |  | 0 | 0 | 0 | 0 | 0 | 0 | 0 | 0 | 0 | 0 | 0 | 0 | 0 | 0 | 0 | 0 | 0 | 0 | 0 | 0 | 0 | 0 | 0 | 0 | 0 | 0 | 0 | 0 | 0 | 0 | 0 | 0 | 0 | 0 | 0 | 0 |  | 0 | 0 | 0 | 0 | 0 | 0 | 0 | 0 | 0 | 0 | 0 | 0 | 0 | 0 | 0 | 0 | 0 | 0 | 0 | 0 | 0 | 0 | 0 | 0 | 0 | 0 | 0 | 0 | 0 | 0 | 0 | 0 | 0 | 0 | 0 | 0 |  | 0 | 0 | 0 | 0 | 0 | 0 | 0 | 0 | 0 | 0 | 0 | 0 | 0 | 0 | 0 | 0 | 0 | 0 | 0 | 0 | 0 | 0 | 0 | 0 | 0 | 0 | 0 | 0 | 0 | 0 | 0 | 0 | 0 | 0 | 0 | 0 |  | 1 | 1 | 1 | 1 | 1 | 1 | 1 | 1 | 1 | 0
PG&E North of Greater Bay Study Area | Table Mountain | 230 | 0 | 0 | 15.5 | 104.5 | 120 | 0 | 0 | 0 | 0 | 0 | 0 | 0 | 0 | 0 | 0 | 0 | 0 | 0 | 0 | 1 |  | 0 | 0 | 0 | 0 | 0 | 0 | 0 | 0 | 0 | 0 | 0 | 0 | 0 | 0 | 0 | 0 | 0 | 0 | 0 | 0 | 0 | 0 | 2 | 2 | 0 | 0 | 0 | 0 | 0 | 0 | 0 | 0 | 0 | 0 | 0 | 1 |  | 0 | 0 | 0 | 0 | 0 | 0 | 0 | 0 | 0 | 0 | 0 | 0 | 0 | 0 | 0 | 0 | 0 | 0 | 0 | 0 | 0 | 0 | 2 | 2 | 0 | 0 | 0 | 0 | 0 | 0 | 0 | 0 | 0 | 0 | 0 | 1 |  | 0 | 0 | 0 | 0 | 0 | 0 | 0 | 0 | 0 | 0 | 0 | 0 | 0 | 0 | 0 | 0 | 0 | 0 | 0 | 0 | 0 | 0 | 2 | 2 | 0 | 0 | 0 | 0 | 0 | 0 | 0 | 0 | 0 | 0 | 0 | 1 |  | 0 | 0 | 0 | 0 | 0 | 0 | 0 | 0 | 0 | 0 | 0 | 0 | 232.1 | 0 | 430.1 | 0 | 0 | 1 | 0 | 0 | 0 | 0 | 2 | 2 | 0 | 0 | 0 | 0 | 0 | 0 | -2 | 0 | -2 | 0 | 0 | 1 |  | 1 | 1 | 5- | 1 | 1 | 1 | 1+ | 1+ | 1 | 1
PG&E Kern Study Area | Taft | 115 | 0 | 0 | 0 | 0 | 0 | 0 | 0 | 0 | 0 | 0 | 0 | 13 | 0 | 0 | 0 | 0 | 0 | 0 | 0 | 1 |  | 0 | 0 | 0 | 0 | 0 | 0 | 0 | 0 | 0 | 0 | 0 | 0 | 0 | 0 | 0 | 0 | 0 | 0 | 0 | 0 | 0 | 0 | 0 | 0 | 0 | 0 | 0 | 0 | 2 | 0 | 0 | 0 | 0 | 0 | 0 | 1 |  | 0 | 0 | 0 | 0 | 0 | 0 | 0 | 0 | 0 | 0 | 13.524 | 0 | 6.81 | 0 | 0 | 0 | 0 | 1 | 0 | 0 | 0 | 0 | 0 | 0 | 0 | 0 | 0 | 0 | 0 | 0 | -2 | 0 | 0 | 0 | 0 | 1 |  | 0 | 0 | 0 | 0 | 0 | 0 | 0 | 0 | 0 | 0 | 13.524 | 0 | 6.81 | 0 | 0 | 0 | 0 | 1 | 0 | 0 | 0 | 0 | 0 | 0 | 0 | 0 | 0 | 0 | 0 | 0 | -2 | 0 | 0 | 0 | 0 | 1 |  | 0 | 0 | 0 | 0 | 0 | 0 | 0 | 0 | 0 | 0 | 18.524 | 0 | 6.81 | 0 | 0 | 0 | 0 | 1 | 0 | 0 | 0 | 0 | 0 | 0 | 0 | 0 | 0 | 0 | -1 | 0 | -2 | 0 | 0 | 0 | 0 | 1 |  | 1 | 1 | 1 | 1 | 1 | 1 | 4+ | 1 | 1 | 1
SDG&E Study Area | Talega | 230 | 0 | 0 | 0 | 0 | 0 | 0 | 0 | 0 | 0 | 0 | 0 | 0 | 0 | 0 | 0 | 100 | 0 | 100 | 0 | 1 |  | 0 | 0 | 0 | 0 | 0 | 0 | 0 | 0 | 0 | 0 | 0 | 0 | 0 | 100 | 200 | 0 | 0 | 1 | 0 | 0 | 0 | 0 | 0 | 0 | 0 | 0 | 0 | 0 | 0 | 0 | 0 | 0 | -2 | 0 | 0 | 1 |  | 0 | 0 | 0 | 0 | 0 | 0 | 0 | 0 | 0 | 0 | 0 | 0 | 0 | 100 | 200 | 0 | 0 | 1 | 0 | 0 | 0 | 0 | 0 | 0 | 0 | 0 | 0 | 0 | 0 | 0 | 0 | 0 | -2 | 0 | 0 | 1 |  | 0 | 0 | 0 | 0 | 0 | 0 | 0 | 0 | 0 | 0 | 0 | 0 | 0 | 100 | 200 | 0 | 0 | 1 | 0 | 0 | 0 | 0 | 0 | 0 | 0 | 0 | 0 | 0 | 0 | 0 | 0 | 0 | -2 | 0 | 0 | 1 |  | 0 | 0 | 0 | 0 | 0 | 0 | 0 | 0 | 0 | 0 | 0 | 0 | 0 | 100 | 200 | 0 | 0 | 1 | 0 | 0 | 0 | 0 | 0 | 0 | 0 | 0 | 0 | 0 | 0 | 0 | 0 | 0 | -2 | 0 | 0 | 1 |  | 1 | 1 | 1 | 1 | 1 | 1 | 1 | 4+ | 1 | 1
SDG&E Study Area | Talega | 138 | 0 | 0 | 0 | 0 | 0 | 0 | 0 | 0 | 0 | 0 | 0 | 0 | 0 | 0 | 0 | 0 | 0 | 0 | 0 | 0 |  | 0 | 0 | 0 | 0 | 0 | 0 | 0 | 0 | 0 | 0 | 0 | 0 | 0 | 0 | 0 | 0 | 0 | 0 | 0 | 0 | 0 | 0 | 0 | 0 | 0 | 0 | 0 | 0 | 0 | 0 | 0 | 0 | 0 | 0 | 0 | 0 |  | 0 | 0 | 0 | 0 | 0 | 0 | 0 | 0 | 0 | 0 | 0 | 0 | 0 | 0 | 0 | 0 | 0 | 0 | 0 | 0 | 0 | 0 | 0 | 0 | 0 | 0 | 0 | 0 | 0 | 0 | 0 | 0 | 0 | 0 | 0 | 0 |  | 0 | 0 | 0 | 0 | 0 | 0 | 0 | 0 | 0 | 0 | 0 | 0 | 0 | 0 | 0 | 0 | 0 | 0 | 0 | 0 | 0 | 0 | 0 | 0 | 0 | 0 | 0 | 0 | 0 | 0 | 0 | 0 | 0 | 0 | 0 | 0 |  | 0 | 0 | 0 | 0 | 0 | 0 | 0 | 0 | 0 | 0 | 0 | 0 | 0 | 0 | 0 | 0 | 0 | 0 | 0 | 0 | 0 | 0 | 0 | 0 | 0 | 0 | 0 | 0 | 0 | 0 | 0 | 0 | 0 | 0 | 0 | 0 |  | 1 | 1 | 1 | 1 | 1 | 1 | 1 | 1 | 1 | 0
PG&E Greater Bay Study Area | Tassajara | 230 | 0 | 0 | 0 | 0 | 0 | 0 | 0 | 0 | 0 | 0 | 0 | 0 | 0 | 0 | 0 | 0 | 0 | 0 | 0 | 0 |  | 0 | 0 | 0 | 0 | 0 | 0 | 0 | 0 | 0 | 0 | 0 | 0 | 0 | 0 | 0 | 0 | 0 | 0 | 0 | 0 | 0 | 0 | 0 | 0 | 0 | 0 | 0 | 0 | 0 | 0 | 0 | 0 | 0 | 0 | 0 | 0 |  | 0 | 0 | 0 | 0 | 0 | 0 | 0 | 0 | 0 | 0 | 0 | 0 | 0 | 0 | 0 | 0 | 0 | 0 | 0 | 0 | 0 | 0 | 0 | 0 | 0 | 0 | 0 | 0 | 0 | 0 | 0 | 0 | 0 | 0 | 0 | 0 |  | 0 | 0 | 0 | 0 | 0 | 0 | 0 | 0 | 0 | 0 | 0 | 0 | 0 | 0 | 0 | 0 | 0 | 0 | 0 | 0 | 0 | 0 | 0 | 0 | 0 | 0 | 0 | 0 | 0 | 0 | 0 | 0 | 0 | 0 | 0 | 0 |  | 0 | 0 | 0 | 0 | 0 | 0 | 0 | 0 | 0 | 0 | 0 | 0 | 0 | 0 | 0 | 0 | 0 | 0 | 0 | 0 | 0 | 0 | 0 | 0 | 0 | 0 | 0 | 0 | 0 | 0 | 0 | 0 | 0 | 0 | 0 | 0 |  | 1 | 1 | 1 | 1 | 1 | 1 | 1 | 1 | 1 | 0
PG&E Kern Study Area | Temblor | 115 | 0 | 0 | 0 | 0 | 0 | 0 | 0 | 0 | 0 | 0 | 0 | 0 | 0 | 0 | 0 | 0 | 0 | 0 | 0 | 0 |  | 0 | 0 | 0 | 0 | 0 | 0 | 0 | 0 | 0 | 0 | 0 | 0 | 0 | 0 | 0 | 0 | 0 | 0 | 0 | 0 | 0 | 0 | 0 | 0 | 0 | 0 | 0 | 0 | 0 | 0 | 0 | 0 | 0 | 0 | 0 | 0 |  | 0 | 0 | 0 | 0 | 0 | 0 | 0 | 0 | 0 | 0 | 0 | 0 | 0 | 0 | 0 | 0 | 0 | 0 | 0 | 0 | 0 | 0 | 0 | 0 | 0 | 0 | 0 | 0 | 0 | 0 | 0 | 0 | 0 | 0 | 0 | 0 |  | 0 | 0 | 0 | 0 | 0 | 0 | 0 | 0 | 0 | 0 | 0 | 0 | 0 | 0 | 0 | 0 | 0 | 0 | 0 | 0 | 0 | 0 | 0 | 0 | 0 | 0 | 0 | 0 | 0 | 0 | 0 | 0 | 0 | 0 | 0 | 0 |  | 0 | 0 | 0 | 0 | 0 | 0 | 0 | 0 | 0 | 0 | 0 | 0 | 0 | 0 | 0 | 0 | 0 | 0 | 0 | 0 | 0 | 0 | 0 | 0 | 0 | 0 | 0 | 0 | 0 | 0 | 0 | 0 | 0 | 0 | 0 | 0 |  | 1 | 1 | 1 | 1 | 1 | 1 | 1 | 1 | 1 | 0
PG&E Kern Study Area | Templeton | 230 | 0 | 0 | 75 | 0 | 75 | 0 | 0 | 0 | 0 | 0 | 0 | 0 | 0 | 0 | 0 | 0 | 0 | 0 | 0 | 1 |  | 0 | 0 | 0 | 0 | 0 | 0 | 0 | 0 | 0 | 0 | 0 | 0 | 0 | 0 | 0 | 0 | 0 | 0 | 0 | 0 | 0 | 0 | 2 | 2 | 0 | 0 | 0 | 0 | 0 | 0 | 0 | 0 | 0 | 0 | 0 | 1 |  | 0 | 0 | 0 | 0 | 0 | 0 | 0 | 0 | 0 | 0 | 0 | 0 | 0 | 0 | 0 | 0 | 0 | 0 | 0 | 0 | 0 | 0 | 2 | 2 | 0 | 0 | 0 | 0 | 0 | 0 | 0 | 0 | 0 | 0 | 0 | 1 |  | 0 | 0 | 0 | 0 | 0 | 0 | 0 | 0 | 0 | 0 | 0 | 0 | 0 | 0 | 0 | 0 | 0 | 0 | 0 | 0 | 0 | 0 | 2 | 2 | 0 | 0 | 0 | 0 | 0 | 0 | 0 | 0 | 0 | 0 | 0 | 1 |  | 0 | 0 | 0 | 0 | 0 | 0 | 0 | 0 | 0 | 0 | 2.375 | 0 | 0 | 0 | 0 | 0 | 0 | 1 | 0 | 0 | 0 | 0 | 2 | 2 | 0 | 0 | 0 | 0 | -2 | 0 | 0 | 0 | 0 | 0 | 0 | 1 |  | 1 | 1 | 5- | 1 | 1 | 1+ | 1 | 1 | 1 | 1
PG&E Greater Bay Study Area | Tesla | 500 | 0 | 0 | 400 | 0 | 400 | 0 | 0 | 0 | 0 | 0 | 0 | 0 | 0 | 0 | 0 | 0 | 0 | 0 | 0 | 1 |  | 0 | 0 | 0 | 0 | 0 | 0 | 0 | 0 | 0 | 0 | 0 | 0 | 0 | 0 | 0 | 0 | 0 | 0 | 0 | 0 | 0 | 0 | 2 | 2 | 0 | 0 | 0 | 0 | 0 | 0 | 0 | 0 | 0 | 0 | 0 | 1 |  | 0 | 0 | 0 | 0 | 0 | 408.8 | 0 | 0 | 0 | 0 | 0 | 0 | 410.04 | 0 | 405.9 | 0 | 0 | 1 | 0 | 0 | 0 | 0 | 2 | 0 | 0 | 0 | 0 | 0 | 0 | 0 | -2 | 0 | -2 | 0 | 0 | 1 |  | 0 | 0 | 0 | 0 | 0 | 408.8 | 0 | 0 | 0 | 0 | 0 | 0 | 410.04 | 0 | 405.9 | 0 | 0 | 1 | 0 | 0 | 0 | 0 | 2 | 0 | 0 | 0 | 0 | 0 | 0 | 0 | -2 | 0 | -2 | 0 | 0 | 1 |  | 0 | 0 | 0 | 0 | 0 | 408.8 | 0 | 0 | 0 | 0 | 0 | 0 | 410.04 | 0 | 921.318 | 0 | 0 | 1 | 0 | 0 | 0 | 0 | 2 | 0 | 0 | 0 | 0 | 0 | 0 | 0 | -2 | 0 | -2 | 0 | 0 | 1 |  | 1 | 1 | 1 | 1 | 1 | 1 | 4+ | 4+ | 1 | 1
PG&E Greater Bay Study Area | Tesla | 230 | 0 | 0 | 130 | 45 | 175 | 0 | 0 | 0 | 0 | 0 | 0 | 0 | 0 | 0 | 0 | 0 | 0 | 0 | 0 | 1 |  | 0 | 0 | 0 | 0 | 20 | 114 | 0 | 0 | 0 | 0 | 0 | 0 | 0 | 0 | 0 | 0 | 0 | 1 | 0 | 0 | 0 | 0 | 2 | 2 | 0 | 0 | 0 | 0 | 0 | 0 | 0 | 0 | 0 | 0 | 0 | 1 |  | 0 | 0 | 0 | 0 | 80 | 176.5 | 0 | 0 | 0 | 0 | 0 | 0 | 0 | 18 | 18 | 0 | 0 | 1 | 0 | 0 | 0 | 0 | 2 | 0 | 0 | 0 | 0 | 0 | 0 | 0 | 0 | -2 | -2 | 0 | 0 | 1 |  | 0 | 0 | 0 | 0 | 80 | 176.5 | 0 | 0 | 0 | 0 | 0 | 0 | 0 | 18 | 18 | 0 | 0 | 1 | 0 | 0 | 0 | 0 | 2 | 0 | 0 | 0 | 0 | 0 | 0 | 0 | 0 | -2 | -2 | 0 | 0 | 1 |  | 0 | 0 | 0 | 0 | 80 | 176.5 | 0 | 0 | 0 | 0 | 0 | 0 | 0 | 18 | 887.12 | 0 | 0 | 1 | 0 | 0 | 0 | 0 | 2 | 0 | 0 | 0 | 0 | 0 | 0 | 0 | 0 | -2 | -2 | 0 | 0 | 1 |  | 1 | 1 | 1 | 1 | 1 | 1 | 1 | 4+ | 1 | 1
PG&E Greater Bay Study Area | Tesla | 115 | 0 | 0 | 0 | 0 | 0 | 0 | 0 | 0 | 0 | 0 | 0 | 0 | 0 | 0 | 0 | 0 | 0 | 0 | 0 | 0 |  | 0 | 0 | 0 | 0 | 0 | 0 | 0 | 0 | 0 | 0 | 0 | 0 | 0 | 0 | 0 | 0 | 0 | 0 | 0 | 0 | 0 | 0 | 0 | 0 | 0 | 0 | 0 | 0 | 0 | 0 | 0 | 0 | 0 | 0 | 0 | 0 |  | 0 | 0 | 0 | 0 | 0 | 0 | 0 | 0 | 0 | 0 | 0 | 0 | 0 | 0 | 0 | 0 | 0 | 0 | 0 | 0 | 0 | 0 | 0 | 0 | 0 | 0 | 0 | 0 | 0 | 0 | 0 | 0 | 0 | 0 | 0 | 0 |  | 0 | 0 | 0 | 0 | 0 | 0 | 0 | 0 | 0 | 0 | 0 | 0 | 0 | 0 | 0 | 0 | 0 | 0 | 0 | 0 | 0 | 0 | 0 | 0 | 0 | 0 | 0 | 0 | 0 | 0 | 0 | 0 | 0 | 0 | 0 | 0 |  | 0 | 0 | 0 | 0 | 0 | 0 | 0 | 0 | 0 | 0 | 0 | 0 | 0 | 0 | 0 | 0 | 0 | 0 | 0 | 0 | 0 | 0 | 0 | 0 | 0 | 0 | 0 | 0 | 0 | 0 | 0 | 0 | 0 | 0 | 0 | 0 |  | 1 | 1 | 1 | 1 | 1 | 1 | 1 | 1 | 1 | 0
PG&E Kern Study Area | Tevis | 115 | 0 | 0 | 0 | 0 | 0 | 0 | 0 | 0 | 0 | 0 | 0 | 0 | 0 | 0 | 0 | 0 | 0 | 0 | 0 | 0 |  | 0 | 0 | 0 | 0 | 0 | 0 | 0 | 0 | 0 | 0 | 0 | 0 | 0 | 0 | 0 | 0 | 0 | 0 | 0 | 0 | 0 | 0 | 0 | 0 | 0 | 0 | 0 | 0 | 0 | 0 | 0 | 0 | 0 | 0 | 0 | 0 |  | 0 | 0 | 0 | 0 | 0 | 0 | 0 | 0 | 0 | 0 | 0 | 0 | 0 | 0 | 0 | 0 | 0 | 0 | 0 | 0 | 0 | 0 | 0 | 0 | 0 | 0 | 0 | 0 | 0 | 0 | 0 | 0 | 0 | 0 | 0 | 0 |  | 0 | 0 | 0 | 0 | 0 | 0 | 0 | 0 | 0 | 0 | 0 | 0 | 0 | 0 | 0 | 0 | 0 | 0 | 0 | 0 | 0 | 0 | 0 | 0 | 0 | 0 | 0 | 0 | 0 | 0 | 0 | 0 | 0 | 0 | 0 | 0 |  | 0 | 0 | 0 | 0 | 0 | 0 | 0 | 0 | 0 | 0 | 0 | 0 | 0 | 0 | 0 | 0 | 0 | 0 | 0 | 0 | 0 | 0 | 0 | 0 | 0 | 0 | 0 | 0 | 0 | 0 | 0 | 0 | 0 | 0 | 0 | 0 |  | 1 | 1 | 1 | 1 | 1 | 1 | 1 | 1 | 1 | 0
East of Pisgah Study Area | Thousandaire | 138 | 0 | 0 | 0 | 0 | 0 | 0 | 0 | 0 | 0 | 0 | 0 | 0 | 0 | 0 | 0 | 0 | 0 | 0 | 0 | 0 |  | 0 | 0 | 0 | 0 | 0 | 0 | 0 | 0 | 0 | 0 | 0 | 0 | 0 | 0 | 0 | 0 | 0 | 0 | 0 | 0 | 0 | 0 | 0 | 0 | 0 | 0 | 0 | 0 | 0 | 0 | 0 | 0 | 0 | 0 | 0 | 0 |  | 0 | 0 | 0 | 0 | 0 | 0 | 0 | 0 | 0 | 0 | 0 | 0 | 0 | 0 | 0 | 0 | 0 | 0 | 0 | 0 | 0 | 0 | 0 | 0 | 0 | 0 | 0 | 0 | 0 | 0 | 0 | 0 | 0 | 0 | 0 | 0 |  | 0 | 0 | 0 | 0 | 0 | 0 | 0 | 0 | 0 | 0 | 0 | 0 | 0 | 0 | 0 | 0 | 0 | 0 | 0 | 0 | 0 | 0 | 0 | 0 | 0 | 0 | 0 | 0 | 0 | 0 | 0 | 0 | 0 | 0 | 0 | 0 |  | 0 | 0 | 0 | 0 | 0 | 0 | 0 | 0 | 0 | 0 | 0 | 0 | 0 | 0 | 0 | 0 | 0 | 0 | 0 | 0 | 0 | 0 | 0 | 0 | 0 | 0 | 0 | 0 | 0 | 0 | 0 | 0 | 0 | 0 | 0 | 0 |  | 1 | 1 | 1 | 1 | 1 | 1 | 1 | 1 | 1 | 0
SCE North of Lugo Study Area | Tortilla | 115 | 0 | 0 | 0 | 0 | 0 | 0 | 0 | 0 | 0 | 0 | 0 | 0 | 0 | 0 | 0 | 0 | 0 | 0 | 0 | 0 |  | 0 | 0 | 0 | 0 | 0 | 0 | 0 | 0 | 0 | 0 | 0 | 0 | 0 | 0 | 0 | 0 | 0 | 0 | 0 | 0 | 0 | 0 | 0 | 0 | 0 | 0 | 0 | 0 | 0 | 0 | 0 | 0 | 0 | 0 | 0 | 0 |  | 0 | 0 | 0 | 0 | 0 | 0 | 0 | 0 | 0 | 0 | 0 | 0 | 0 | 0 | 0 | 0 | 0 | 0 | 0 | 0 | 0 | 0 | 0 | 0 | 0 | 0 | 0 | 0 | 0 | 0 | 0 | 0 | 0 | 0 | 0 | 0 |  | 0 | 0 | 0 | 0 | 0 | 0 | 0 | 0 | 0 | 0 | 0 | 0 | 0 | 0 | 0 | 0 | 0 | 0 | 0 | 0 | 0 | 0 | 0 | 0 | 0 | 0 | 0 | 0 | 0 | 0 | 0 | 0 | 0 | 0 | 0 | 0 |  | 0 | 0 | 0 | 0 | 0 | 0 | 0 | 0 | 0 | 0 | 0 | 0 | 46 | 0 | 26.35 | 0 | 0 | 1 | 0 | 0 | 0 | 0 | 0 | 0 | 0 | 0 | 0 | 0 | 0 | 0 | -2 | 0 | -2 | 0 | 0 | 1 |  | 1 | 1 | 1 | 1 | 1 | 1 | 1+ | 1+ | 1 | 1
SDG&E Study Area | Trabuco | 138 | 0 | 0 | 0 | 0 | 0 | 0 | 0 | 0 | 0 | 0 | 0 | 0 | 0 | 0 | 0 | 0 | 0 | 0 | 0 | 0 |  | 0 | 0 | 0 | 0 | 0 | 0 | 0 | 0 | 0 | 0 | 0 | 0 | 0 | 0 | 0 | 0 | 0 | 0 | 0 | 0 | 0 | 0 | 0 | 0 | 0 | 0 | 0 | 0 | 0 | 0 | 0 | 0 | 0 | 0 | 0 | 0 |  | 0 | 0 | 0 | 0 | 0 | 0 | 0 | 0 | 0 | 0 | 0 | 0 | 0 | 0 | 0 | 0 | 0 | 0 | 0 | 0 | 0 | 0 | 0 | 0 | 0 | 0 | 0 | 0 | 0 | 0 | 0 | 0 | 0 | 0 | 0 | 0 |  | 0 | 0 | 0 | 0 | 0 | 0 | 0 | 0 | 0 | 0 | 0 | 0 | 0 | 0 | 0 | 0 | 0 | 0 | 0 | 0 | 0 | 0 | 0 | 0 | 0 | 0 | 0 | 0 | 0 | 0 | 0 | 0 | 0 | 0 | 0 | 0 |  | 0 | 0 | 0 | 0 | 0 | 0 | 0 | 0 | 0 | 0 | 0 | 0 | 0 | 0 | 0 | 0 | 0 | 0 | 0 | 0 | 0 | 0 | 0 | 0 | 0 | 0 | 0 | 0 | 0 | 0 | 0 | 0 | 0 | 0 | 0 | 0 |  | 1 | 1 | 1 | 1 | 1 | 1 | 1 | 1 | 1 | 0
PG&E Greater Bay Study Area | Tracy | 500 | 0 | 0 | 0 | 0 | 0 | 0 | 0 | 0 | 0 | 0 | 0 | 0 | 0 | 0 | 0 | 0 | 0 | 0 | 0 | 0 |  | 0 | 0 | 0 | 0 | 0 | 0 | 0 | 0 | 0 | 0 | 0 | 0 | 0 | 0 | 0 | 0 | 0 | 0 | 0 | 0 | 0 | 0 | 0 | 0 | 0 | 0 | 0 | 0 | 0 | 0 | 0 | 0 | 0 | 0 | 0 | 0 |  | 0 | 0 | 0 | 0 | 0 | 0 | 0 | 0 | 0 | 0 | 0 | 0 | 0 | 0 | 0 | 0 | 0 | 0 | 0 | 0 | 0 | 0 | 0 | 0 | 0 | 0 | 0 | 0 | 0 | 0 | 0 | 0 | 0 | 0 | 0 | 0 |  | 0 | 0 | 0 | 0 | 0 | 0 | 0 | 0 | 0 | 0 | 0 | 0 | 0 | 0 | 0 | 0 | 0 | 0 | 0 | 0 | 0 | 0 | 0 | 0 | 0 | 0 | 0 | 0 | 0 | 0 | 0 | 0 | 0 | 0 | 0 | 0 |  | 0 | 0 | 0 | 0 | 0 | 0 | 0 | 0 | 0 | 0 | 0 | 0 | 0 | 0 | 0 | 0 | 0 | 0 | 0 | 0 | 0 | 0 | 0 | 0 | 0 | 0 | 0 | 0 | 0 | 0 | 0 | 0 | 0 | 0 | 0 | 0 |  | 1 | 1 | 1 | 1 | 1 | 1 | 1 | 1 | 1 | 0
PG&E Greater Bay Study Area | Tracy | 230 | 0 | 0 | 0 | 0 | 0 | 0 | 0 | 0 | 0 | 0 | 0 | 0 | 0 | 0 | 0 | 0 | 0 | 0 | 0 | 0 |  | 0 | 0 | 0 | 0 | 0 | 0 | 0 | 0 | 0 | 0 | 0 | 0 | 0 | 0 | 0 | 0 | 0 | 0 | 0 | 0 | 0 | 0 | 0 | 0 | 0 | 0 | 0 | 0 | 0 | 0 | 0 | 0 | 0 | 0 | 0 | 0 |  | 0 | 0 | 0 | 0 | 0 | 0 | 0 | 0 | 0 | 0 | 1.92 | 0 | 0 | 0 | 0 | 0 | 0 | 1 | 0 | 0 | 0 | 0 | 0 | 0 | 0 | 0 | 0 | 0 | -2 | 0 | 0 | 0 | 0 | 0 | 0 | 1 |  | 0 | 0 | 0 | 0 | 0 | 0 | 0 | 0 | 0 | 0 | 1.92 | 0 | 0 | 0 | 0 | 0 | 0 | 1 | 0 | 0 | 0 | 0 | 0 | 0 | 0 | 0 | 0 | 0 | -2 | 0 | 0 | 0 | 0 | 0 | 0 | 1 |  | 0 | 0 | 0 | 0 | 0 | 0 | 0 | 0 | 0 | 0 | 6.6 | 0 | 0 | 0 | 0 | 0 | 0 | 1 | 0 | 0 | 0 | 0 | 0 | 0 | 0 | 0 | 0 | 0 | -2 | 0 | 0 | 0 | 0 | 0 | 0 | 1 |  | 1 | 1 | 1 | 1 | 1 | 4+ | 1 | 1 | 1 | 1
PG&E Fresno Study Area | Tranquility | 230 | 0 | 0 | 0 | 0 | 0 | 0 | 0 | 0 | 0 | 0 | 0 | 0 | 0 | 200 | 200 | 0 | 109 | 109 | 0 | 1 |  | 0 | 0 | 0 | 0 | 0 | 0 | 0 | 0 | 0 | 0 | 0 | 0 | 512.09 | 210 | 210 | 0 | 0 | 1 | 0 | 0 | 0 | 0 | 0 | 0 | 0 | 0 | 0 | 0 | 0 | 0 | -2 | -2 | -2 | 0 | 0 | 1 |  | 0 | 0 | 0 | 0 | 0 | 0 | 0 | 0 | 0 | 0 | 0 | 4 | 209.1 | 210 | 210 | 0 | 0 | 1 | 0 | 0 | 0 | 0 | 0 | 0 | 0 | 0 | 0 | 0 | 0 | -2 | 0 | -2 | -2 | 0 | 0 | 1 |  | 0 | 0 | 0 | 0 | 0 | 0 | 0 | 0 | 0 | 0 | 0 | 4 | 521.19 | 210 | 210 | 0 | 0 | 1 | 0 | 0 | 0 | 0 | 0 | 0 | 0 | 0 | 0 | 0 | 0 | -2 | -2 | -2 | -2 | 0 | 0 | 1 |  | 0 | 0 | 0 | 0 | 0 | 0 | 0 | 0 | 0 | 0 | 0 | 4 | 931.13 | 210 | 719.75 | 0 | 0 | 1 | 0 | 0 | 0 | 0 | 0 | 0 | 0 | 0 | 0 | 0 | 0 | -2 | -2 | -2 | -2 | 0 | 0 | 1 |  | 1 | 1 | 1 | 1 | 1 | 1 | 4+ | 4+ | 1 | 1
East of Pisgah Study Area | Trout Canyon | 230 | 0 | 0 | 0 | 0 | 0 | 0 | 0 | 0 | 0 | 0 | 0 | 0 | 440 | 330 | 770 | 310 | 130 | 440 | 0 | 1 |  | 0 | 0 | 0 | 0 | 0 | 0 | 0 | 0 | 0 | 0 | 0 | 441 | 850.2 | 600 | 608.24 | 0 | 0 | 1 | 0 | 0 | 0 | 0 | 0 | 0 | 0 | 0 | 0 | 0 | 0 | 0 | 0 | -1 | -1 | 0 | 0 | 1 |  | 0 | 0 | 0 | 0 | 0 | 0 | 0 | 0 | 0 | 0 | 0 | 441 | 667.954 | 390 | 394.98 | 0 | 0 | 1 | 0 | 0 | 0 | 0 | 0 | 0 | 0 | 0 | 0 | 0 | 0 | 0 | 1 | 1 | 1 | 0 | 0 | 1 |  | 0 | 0 | 0 | 0 | 0 | 0 | 0 | 0 | 0 | 0 | 0 | 441 | 1734.954 | 1440 | 1457.02 | 0 | 0 | 1 | 0 | 0 | 0 | 0 | 0 | 0 | 0 | 0 | 0 | 0 | 0 | 0 | -2 | -2 | -2 | 0 | 0 | 1 |  | 0 | 0 | 0 | 0 | 0 | 0 | 0 | 0 | 0 | 0 | 0 | 441 | 3094.37 | 1440 | 2816.1067 | 0 | 0 | 1 | 0 | 0 | 0 | 0 | 0 | 0 | 0 | 0 | 0 | 0 | 0 | 0 | -2 | -2 | -2 | 0 | 0 | 1 |  | 1 | 1 | 1 | 1 | 1 | 1 | 2+ | 4+ | 1 | 1
PG&E North of Greater Bay Study Area | Tulucay | 230 | 0 | 0 | 0 | 0 | 0 | 0 | 0 | 0 | 0 | 0 | 0 | 0 | 25 | 0 | 25 | 0 | 0 | 0 | 0 | 1 |  | 0 | 0 | 0 | 0 | 0 | 0 | 0 | 0 | 0 | 0 | 0 | 0 | 0 | 0 | 0 | 0 | 0 | 0 | 0 | 0 | 0 | 0 | 0 | 0 | 0 | 0 | 0 | 0 | 0 | 2 | 2 | 0 | 0 | 0 | 0 | 1 |  | 0 | 0 | 0 | 0 | 0 | 0 | 0 | 0 | 0 | 0 | 0 | 24.5 | 24.5 | 0 | 5 | 0 | 0 | 1 | 0 | 0 | 0 | 0 | 0 | 0 | 0 | 0 | 0 | 0 | 0 | 0 | 0 | 0 | -2 | 0 | 0 | 1 |  | 0 | 0 | 0 | 0 | 0 | 0 | 0 | 0 | 0 | 0 | 0 | 24.5 | 24.5 | 0 | 5 | 0 | 0 | 1 | 0 | 0 | 0 | 0 | 0 | 0 | 0 | 0 | 0 | 0 | 0 | 0 | 0 | 0 | -2 | 0 | 0 | 1 |  | 0 | 0 | 0 | 0 | 0 | 0 | 0 | 0 | 0 | 0 | 0 | 24.5 | 24.5 | 0 | 257 | 0 | 0 | 1 | 0 | 0 | 0 | 0 | 0 | 0 | 0 | 0 | 0 | 0 | 0 | 0 | 0 | 0 | -2 | 0 | 0 | 1 |  | 1 | 1 | 1 | 1 | 1 | 1 | 1 | 4+ | 1 | 1
PG&E Kern Study Area | Tupman | 115 | 0 | 0 | 0 | 0 | 0 | 0 | 0 | 0 | 0 | 0 | 0 | 0 | 0 | 0 | 0 | 0 | 0 | 0 | 0 | 0 |  | 0 | 0 | 0 | 0 | 0 | 0 | 0 | 0 | 0 | 0 | 0 | 0 | 0 | 0 | 0 | 0 | 0 | 0 | 0 | 0 | 0 | 0 | 0 | 0 | 0 | 0 | 0 | 0 | 0 | 0 | 0 | 0 | 0 | 0 | 0 | 0 |  | 0 | 0 | 0 | 0 | 0 | 0 | 0 | 0 | 0 | 0 | 0 | 0 | 0 | 0 | 0 | 0 | 0 | 0 | 0 | 0 | 0 | 0 | 0 | 0 | 0 | 0 | 0 | 0 | 0 | 0 | 0 | 0 | 0 | 0 | 0 | 0 |  | 0 | 0 | 0 | 0 | 0 | 0 | 0 | 0 | 0 | 0 | 0 | 0 | 55.9 | 0 | 21.8 | 0 | 0 | 1 | 0 | 0 | 0 | 0 | 0 | 0 | 0 | 0 | 0 | 0 | 0 | 0 | -2 | 0 | -2 | 0 | 0 | 1 |  | 0 | 0 | 0 | 0 | 0 | 0 | 0 | 0 | 0 | 0 | 0 | 0 | 55.9 | 0 | 21.8 | 0 | 0 | 1 | 0 | 0 | 0 | 0 | 0 | 0 | 0 | 0 | 0 | 0 | 0 | 0 | -2 | 0 | -2 | 0 | 0 | 1 |  | 1 | 1 | 1 | 1 | 1 | 1 | 2+ | 2+ | 1 | 1
PG&E North of Greater Bay Study Area | Ukiah | 115 | 0 | 1 | 0 | 0 | 0 | 0 | 0 | 0 | 0 | 0 | 0 | 0 | 0 | 0 | 0 | 0 | 0 | 0 | 0 | 1 |  | 0 | 0 | 0 | 0 | 0 | 0 | 0 | 0 | 0 | 0 | 0 | 0 | 0 | 0 | 0 | 0 | 0 | 0 | 0 | 0 | 2 | 2 | 0 | 0 | 0 | 0 | 0 | 0 | 0 | 0 | 0 | 0 | 0 | 0 | 0 | 1 |  | 0 | 0 | 0 | 0 | 0 | 0 | 0 | 0 | 0 | 0 | 0 | 0 | 0 | 0 | 0 | 0 | 0 | 0 | 0 | 0 | 2 | 2 | 0 | 0 | 0 | 0 | 0 | 0 | 0 | 0 | 0 | 0 | 0 | 0 | 0 | 1 |  | 0 | 0 | 0 | 0 | 0 | 0 | 0 | 0 | 0 | 0 | 0 | 0 | 0 | 0 | 0 | 0 | 0 | 0 | 0 | 0 | 2 | 2 | 0 | 0 | 0 | 0 | 0 | 0 | 0 | 0 | 0 | 0 | 0 | 0 | 0 | 1 |  | 0 | 0 | 0 | 0 | 0 | 0 | 0 | 0 | 0 | 0 | 0 | 0 | 0 | 0 | 0 | 0 | 0 | 0 | 0 | 0 | 2 | 2 | 0 | 0 | 0 | 0 | 0 | 0 | 0 | 0 | 0 | 0 | 0 | 0 | 0 | 1 |  | 1 | 5- | 1 | 1 | 1 | 1 | 1 | 1 | 1 | 1
PG&E North of Greater Bay Study Area | Vaca Dixon | 500 | 0 | 0 | 0 | 0 | 0 | 0 | 0 | 0 | 0 | 0 | 0 | 0 | 0 | 0 | 0 | 0 | 0 | 0 | 0 | 0 |  | 0 | 0 | 0 | 0 | 0 | 0 | 0 | 0 | 0 | 0 | 0 | 0 | 0 | 0 | 0 | 0 | 0 | 0 | 0 | 0 | 0 | 0 | 0 | 0 | 0 | 0 | 0 | 0 | 0 | 0 | 0 | 0 | 0 | 0 | 0 | 0 |  | 0 | 0 | 0 | 0 | 0 | 0 | 0 | 0 | 0 | 0 | 0 | 0 | 0 | 0 | 0 | 0 | 0 | 0 | 0 | 0 | 0 | 0 | 0 | 0 | 0 | 0 | 0 | 0 | 0 | 0 | 0 | 0 | 0 | 0 | 0 | 0 |  | 0 | 0 | 0 | 0 | 0 | 0 | 0 | 0 | 0 | 0 | 0 | 0 | 0 | 0 | 0 | 0 | 0 | 0 | 0 | 0 | 0 | 0 | 0 | 0 | 0 | 0 | 0 | 0 | 0 | 0 | 0 | 0 | 0 | 0 | 0 | 0 |  | 0 | 0 | 0 | 0 | 0 | 0 | 0 | 0 | 0 | 0 | 0 | 0 | 0 | 0 | 710.6 | 0 | 0 | 1 | 0 | 0 | 0 | 0 | 0 | 0 | 0 | 0 | 0 | 0 | 0 | 0 | 0 | 0 | -2 | 0 | 0 | 1 |  | 1 | 1 | 1 | 1 | 1 | 1 | 1 | 1+ | 1 | 1
PG&E North of Greater Bay Study Area | Vaca Dixon | 230 | 0 | 0 | 0 | 0 | 0 | 0 | 0 | 0 | 0 | 0 | 0 | 0 | 0 | 0 | 0 | 0 | 0 | 0 | 0 | 0 |  | 0 | 0 | 0 | 0 | 0 | 0 | 0 | 0 | 0 | 0 | 0 | 0 | 0 | 0 | 0 | 0 | 0 | 0 | 0 | 0 | 0 | 0 | 0 | 0 | 0 | 0 | 0 | 0 | 0 | 0 | 0 | 0 | 0 | 0 | 0 | 0 |  | 0 | 0 | 0 | 0 | 0 | 0 | 0 | 0 | 0 | 0 | 0 | 0 | 0 | 0 | 0 | 0 | 0 | 0 | 0 | 0 | 0 | 0 | 0 | 0 | 0 | 0 | 0 | 0 | 0 | 0 | 0 | 0 | 0 | 0 | 0 | 0 |  | 0 | 0 | 0 | 0 | 0 | 0 | 0 | 0 | 0 | 0 | 0 | 0 | 0 | 0 | 0 | 0 | 0 | 0 | 0 | 0 | 0 | 0 | 0 | 0 | 0 | 0 | 0 | 0 | 0 | 0 | 0 | 0 | 0 | 0 | 0 | 0 |  | 0 | 0 | 0 | 0 | 0 | 0 | 0 | 0 | 0 | 0 | 0 | 0 | 0 | 0 | 0 | 0 | 0 | 0 | 0 | 0 | 0 | 0 | 0 | 0 | 0 | 0 | 0 | 0 | 0 | 0 | 0 | 0 | 0 | 0 | 0 | 0 |  | 1 | 1 | 1 | 1 | 1 | 1 | 1 | 1 | 1 | 0
PG&E North of Greater Bay Study Area | Vaca Dixon | 115 | 0 | 0 | 0 | 0 | 0 | 0 | 0 | 0 | 0 | 0 | 0 | 0 | 0 | 0 | 0 | 0 | 0 | 0 | 0 | 0 |  | 0 | 0 | 0 | 0 | 0 | 0 | 0 | 0 | 0 | 0 | 0 | 0 | 0 | 0 | 13.5 | 0 | 0 | 1 | 0 | 0 | 0 | 0 | 0 | 0 | 0 | 0 | 0 | 0 | 0 | 0 | 0 | 0 | -2 | 0 | 0 | 1 |  | 0 | 0 | 0 | 0 | 0 | 0 | 0 | 0 | 0 | 0 | 0 | 0 | 0 | 0 | 13.5 | 0 | 0 | 1 | 0 | 0 | 0 | 0 | 0 | 0 | 0 | 0 | 0 | 0 | 0 | 0 | 0 | 0 | -2 | 0 | 0 | 1 |  | 0 | 0 | 0 | 0 | 0 | 0 | 0 | 0 | 0 | 0 | 0 | 0 | 0 | 0 | 13.5 | 0 | 0 | 1 | 0 | 0 | 0 | 0 | 0 | 0 | 0 | 0 | 0 | 0 | 0 | 0 | 0 | 0 | -2 | 0 | 0 | 1 |  | 0 | 0 | 0 | 0 | 0 | 0 | 0 | 0 | 0 | 0 | 1.444 | 0 | 0 | 0 | 591.61 | 0 | 0 | 1 | 0 | 0 | 0 | 0 | 0 | 0 | 0 | 0 | 0 | 0 | -2 | 0 | 0 | 0 | -2 | 0 | 0 | 1 |  | 1 | 1 | 1 | 1 | 1 | 1+ | 1 | 4+ | 1 | 1
SCE Eastern Study Area | Valley (SCE) | 500 | 0 | 0 | 0 | 0 | 0 | 0 | 0 | 0 | 0 | 0 | 0 | 0 | 0 | 0 | 0 | 0 | 0 | 0 | 0 | 0 |  | 0 | 0 | 0 | 0 | 0 | 0 | 0 | 0 | 0 | 0 | 0 | 0 | 0 | 0 | 507.6 | 0 | 0 | 1 | 0 | 0 | 0 | 0 | 0 | 0 | 0 | 0 | 0 | 0 | 0 | 0 | 0 | 0 | -2 | 0 | 0 | 1 |  | 0 | 0 | 0 | 0 | 0 | 0 | 0 | 0 | 0 | 0 | 3 | 0 | 0 | 10 | 10 | 0 | 0 | 1 | 0 | 0 | 0 | 0 | 0 | 0 | 0 | 0 | 0 | 0 | -2 | 0 | 0 | -2 | -2 | 0 | 0 | 1 |  | 0 | 0 | 0 | 0 | 0 | 0 | 0 | 0 | 0 | 0 | 3 | 0 | 0 | 10 | 517.6 | 0 | 0 | 1 | 0 | 0 | 0 | 0 | 0 | 0 | 0 | 0 | 0 | 0 | -2 | 0 | 0 | -2 | -2 | 0 | 0 | 1 |  | 0 | 0 | 0 | 0 | 0 | 0 | 0 | 0 | 0 | 0 | 7.44 | 0 | 60 | 10 | 1130.6 | 0 | 0 | 1 | 0 | 0 | 0 | 0 | 0 | 0 | 0 | 0 | 0 | 0 | -2 | 0 | -2 | -2 | -2 | 0 | 0 | 1 |  | 1 | 1 | 1 | 1 | 1 | 4+ | 1+ | 4+ | 1 | 1
East of Pisgah Study Area | Valley (VEA) | 138 | 0 | 0 | 0 | 0 | 0 | 0 | 0 | 0 | 0 | 0 | 0 | 0 | 0 | 0 | 0 | 0 | 0 | 0 | 0 | 0 |  | 0 | 0 | 0 | 0 | 0 | 0 | 0 | 0 | 0 | 0 | 0 | 0 | 0 | 40 | 40 | 0 | 0 | 1 | 0 | 0 | 0 | 0 | 0 | 0 | 0 | 0 | 0 | 0 | 0 | 0 | 0 | -2 | -2 | 0 | 0 | 1 |  | 0 | 0 | 0 | 0 | 0 | 0 | 0 | 0 | 0 | 0 | 0 | 0 | 0 | 40 | 40 | 0 | 0 | 1 | 0 | 0 | 0 | 0 | 0 | 0 | 0 | 0 | 0 | 0 | 0 | 0 | 0 | -2 | -2 | 0 | 0 | 1 |  | 0 | 0 | 0 | 0 | 0 | 0 | 0 | 0 | 0 | 0 | 0 | 0 | 0 | 40 | 40 | 0 | 0 | 1 | 0 | 0 | 0 | 0 | 0 | 0 | 0 | 0 | 0 | 0 | 0 | 0 | 0 | -2 | -2 | 0 | 0 | 1 |  | 0 | 0 | 0 | 0 | 0 | 0 | 0 | 0 | 0 | 0 | 0 | 0 | 0 | 40 | 40 | 0 | 0 | 1 | 0 | 0 | 0 | 0 | 0 | 0 | 0 | 0 | 0 | 0 | 0 | 0 | 0 | -2 | -2 | 0 | 0 | 1 |  | 1 | 1 | 1 | 1 | 1 | 1 | 1 | 4+ | 1 | 1
PG&E Greater Bay Study Area | Valley Home | 115 | 0 | 0 | 0 | 0 | 0 | 0 | 0 | 0 | 0 | 0 | 0 | 0 | 0 | 0 | 0 | 0 | 0 | 0 | 0 | 0 |  | 0 | 0 | 0 | 0 | 0 | 0 | 0 | 0 | 0 | 0 | 0 | 0 | 0 | 0 | 0 | 0 | 0 | 0 | 0 | 0 | 0 | 0 | 0 | 0 | 0 | 0 | 0 | 0 | 0 | 0 | 0 | 0 | 0 | 0 | 0 | 0 |  | 0 | 0 | 0 | 0 | 0 | 0 | 0 | 0 | 0 | 0 | 0 | 0 | 0 | 0 | 0 | 0 | 0 | 0 | 0 | 0 | 0 | 0 | 0 | 0 | 0 | 0 | 0 | 0 | 0 | 0 | 0 | 0 | 0 | 0 | 0 | 0 |  | 0 | 0 | 0 | 0 | 0 | 0 | 0 | 0 | 0 | 0 | 0 | 0 | 0 | 0 | 0 | 0 | 0 | 0 | 0 | 0 | 0 | 0 | 0 | 0 | 0 | 0 | 0 | 0 | 0 | 0 | 0 | 0 | 0 | 0 | 0 | 0 |  | 0 | 0 | 0 | 0 | 0 | 0 | 0 | 0 | 0 | 0 | 0 | 0 | 0 | 0 | 0 | 0 | 0 | 0 | 0 | 0 | 0 | 0 | 0 | 0 | 0 | 0 | 0 | 0 | 0 | 0 | 0 | 0 | 0 | 0 | 0 | 0 |  | 1 | 1 | 1 | 1 | 1 | 1 | 1 | 1 | 1 | 0
East of Pisgah Study Area | Valley Switch | 138 | 0 | 0 | 0 | 0 | 0 | 0 | 0 | 0 | 0 | 0 | 0 | 0 | 0 | 0 | 0 | 0 | 0 | 0 | 0 | 0 |  | 0 | 0 | 0 | 0 | 0 | 0 | 0 | 0 | 0 | 0 | 0 | 0 | 0 | 0 | 0 | 0 | 0 | 0 | 0 | 0 | 0 | 0 | 0 | 0 | 0 | 0 | 0 | 0 | 0 | 0 | 0 | 0 | 0 | 0 | 0 | 0 |  | 0 | 0 | 0 | 0 | 0 | 0 | 0 | 0 | 0 | 0 | 0 | 0 | 0 | 0 | 0 | 0 | 0 | 0 | 0 | 0 | 0 | 0 | 0 | 0 | 0 | 0 | 0 | 0 | 0 | 0 | 0 | 0 | 0 | 0 | 0 | 0 |  | 0 | 0 | 0 | 0 | 0 | 0 | 0 | 0 | 0 | 0 | 0 | 0 | 0 | 0 | 0 | 0 | 0 | 0 | 0 | 0 | 0 | 0 | 0 | 0 | 0 | 0 | 0 | 0 | 0 | 0 | 0 | 0 | 0 | 0 | 0 | 0 |  | 0 | 0 | 0 | 0 | 0 | 0 | 0 | 0 | 0 | 0 | 0 | 0 | 0 | 0 | 0 | 0 | 0 | 0 | 0 | 0 | 0 | 0 | 0 | 0 | 0 | 0 | 0 | 0 | 0 | 0 | 0 | 0 | 0 | 0 | 0 | 0 |  | 1 | 1 | 1 | 1 | 1 | 1 | 1 | 1 | 1 | 0
PG&E Greater Bay Study Area | Vasona | 230 | 0 | 0 | 0 | 0 | 0 | 0 | 0 | 0 | 0 | 0 | 0 | 0 | 0 | 0 | 0 | 0 | 0 | 0 | 0 | 0 |  | 0 | 0 | 0 | 0 | 0 | 0 | 0 | 0 | 0 | 0 | 0 | 0 | 0 | 0 | 0 | 0 | 0 | 0 | 0 | 0 | 0 | 0 | 0 | 0 | 0 | 0 | 0 | 0 | 0 | 0 | 0 | 0 | 0 | 0 | 0 | 0 |  | 0 | 0 | 0 | 0 | 0 | 0 | 0 | 0 | 0 | 0 | 0 | 0 | 0 | 0 | 0 | 0 | 0 | 0 | 0 | 0 | 0 | 0 | 0 | 0 | 0 | 0 | 0 | 0 | 0 | 0 | 0 | 0 | 0 | 0 | 0 | 0 |  | 0 | 0 | 0 | 0 | 0 | 0 | 0 | 0 | 0 | 0 | 0 | 0 | 0 | 0 | 0 | 0 | 0 | 0 | 0 | 0 | 0 | 0 | 0 | 0 | 0 | 0 | 0 | 0 | 0 | 0 | 0 | 0 | 0 | 0 | 0 | 0 |  | 0 | 0 | 0 | 0 | 0 | 0 | 0 | 0 | 0 | 0 | 0 | 0 | 0 | 0 | 0 | 0 | 0 | 0 | 0 | 0 | 0 | 0 | 0 | 0 | 0 | 0 | 0 | 0 | 0 | 0 | 0 | 0 | 0 | 0 | 0 | 0 |  | 1 | 1 | 1 | 1 | 1 | 1 | 1 | 1 | 1 | 0
SCE Northern Area | Vestal | 230 | 0 | 0 | 0 | 0 | 0 | 0 | 0 | 0 | 0 | 0 | 0 | 0 | 205 | 0 | 205 | 0 | 0 | 0 | 0 | 1 |  | 0 | 0 | 0 | 0 | 0 | 0 | 0 | 0 | 0 | 0 | 0 | 206.13 | 406.13 | 302.963 | 302.963 | 0 | 0 | 1 | 0 | 0 | 0 | 0 | 0 | 0 | 0 | 0 | 0 | 0 | 0 | 0 | -2 | -2 | -2 | 0 | 0 | 1 |  | 0 | 0 | 0 | 0 | 0 | 0 | 0 | 0 | 0 | 0 | 0 | 0 | 0 | 0 | 0 | 0 | 0 | 0 | 0 | 0 | 0 | 0 | 0 | 0 | 0 | 0 | 0 | 0 | 0 | 2 | 2 | 0 | 0 | 0 | 0 | 1 |  | 0 | 0 | 0 | 0 | 0 | 0 | 0 | 0 | 0 | 0 | 0 | 206.13 | 406.13 | 302.963 | 302.963 | 0 | 0 | 1 | 0 | 0 | 0 | 0 | 0 | 0 | 0 | 0 | 0 | 0 | 0 | 0 | -2 | -2 | -2 | 0 | 0 | 1 |  | 0 | 0 | 0 | 0 | 0 | 0 | 0 | 0 | 0 | 0 | 4.99 | 206.13 | 455.13 | 302.963 | 351.963 | 0 | 0 | 1 | 0 | 0 | 0 | 0 | 0 | 0 | 0 | 0 | 0 | 0 | -2 | 0 | -2 | -2 | -2 | 0 | 0 | 1 |  | 1 | 1 | 1 | 1 | 1 | 1+ | 2+ | 4+ | 1 | 1
SCE North of Lugo Study Area | Victor | 230 | 0 | 0 | 0 | 0 | 0 | 0 | 0 | 0 | 0 | 0 | 0 | 0 | 0 | 0 | 0 | 0 | 0 | 0 | 0 | 0 |  | 0 | 0 | 0 | 0 | 0 | 0 | 0 | 0 | 0 | 0 | 0 | 0 | 0 | 0 | 0 | 0 | 0 | 0 | 0 | 0 | 0 | 0 | 0 | 0 | 0 | 0 | 0 | 0 | 0 | 0 | 0 | 0 | 0 | 0 | 0 | 0 |  | 0 | 0 | 0 | 0 | 0 | 0 | 0 | 0 | 0 | 0 | 0 | 0 | 0 | 0 | 0 | 0 | 0 | 0 | 0 | 0 | 0 | 0 | 0 | 0 | 0 | 0 | 0 | 0 | 0 | 0 | 0 | 0 | 0 | 0 | 0 | 0 |  | 0 | 0 | 0 | 0 | 0 | 0 | 0 | 0 | 0 | 0 | 0 | 0 | 0 | 0 | 0 | 0 | 0 | 0 | 0 | 0 | 0 | 0 | 0 | 0 | 0 | 0 | 0 | 0 | 0 | 0 | 0 | 0 | 0 | 0 | 0 | 0 |  | 0 | 0 | 0 | 0 | 0 | 0 | 0 | 0 | 0 | 0 | 0 | 0 | 5 | 0 | 541.656 | 0 | 0 | 1 | 0 | 0 | 0 | 0 | 0 | 0 | 0 | 0 | 0 | 0 | 0 | 0 | -2 | 0 | -2 | 0 | 0 | 1 |  | 1 | 1 | 1 | 1 | 1 | 1 | 1+ | 1+ | 1 | 1
SCE North of Lugo Study Area | Victor | 115 | 0 | 0 | 0 | 0 | 0 | 0 | 0 | 0 | 0 | 0 | 0 | 0 | 0 | 0 | 0 | 0 | 0 | 0 | 0 | 0 |  | 0 | 0 | 0 | 0 | 0 | 0 | 0 | 0 | 0 | 0 | 0 | 0 | 0 | 0 | 0 | 0 | 0 | 0 | 0 | 0 | 0 | 0 | 0 | 0 | 0 | 0 | 0 | 0 | 0 | 0 | 0 | 0 | 0 | 0 | 0 | 0 |  | 0 | 0 | 0 | 0 | 0 | 0 | 0 | 0 | 0 | 0 | 0.75 | 0 | 0 | 0 | 0 | 0 | 0 | 1 | 0 | 0 | 0 | 0 | 0 | 0 | 0 | 0 | 0 | 0 | -2 | 0 | 0 | 0 | 0 | 0 | 0 | 1 |  | 0 | 0 | 0 | 0 | 0 | 0 | 0 | 0 | 0 | 0 | 0.75 | 0 | 0 | 0 | 0 | 0 | 0 | 1 | 0 | 0 | 0 | 0 | 0 | 0 | 0 | 0 | 0 | 0 | -2 | 0 | 0 | 0 | 0 | 0 | 0 | 1 |  | 0 | 0 | 0 | 0 | 0 | 0 | 0 | 0 | 0 | 0 | 16.25 | 0 | 115 | 0 | 320.542 | 0 | 0 | 1 | 0 | 0 | 0 | 0 | 0 | 0 | 0 | 0 | 0 | 0 | -2 | 0 | -2 | 0 | -2 | 0 | 0 | 1 |  | 1 | 1 | 1 | 1 | 1 | 4+ | 1+ | 1+ | 1 | 1
0 | Victorville (LDWP) | 500 | 0 | 0 | 0 | 0 | 0 | 0 | 0 | 0 | 0 | 0 | 0 | 0 | 0 | 0 | 0 | 0 | 0 | 0 | 0 | 0 |  | 0 | 0 | 0 | 0 | 0 | 0 | 0 | 0 | 0 | 0 | 0 | 0 | 0 | 0 | 0 | 0 | 0 | 0 | 0 | 0 | 0 | 0 | 0 | 0 | 0 | 0 | 0 | 0 | 0 | 0 | 0 | 0 | 0 | 0 | 0 | 0 |  | 0 | 0 | 0 | 0 | 0 | 0 | 0 | 0 | 0 | 0 | 0 | 0 | 0 | 0 | 0 | 0 | 0 | 0 | 0 | 0 | 0 | 0 | 0 | 0 | 0 | 0 | 0 | 0 | 0 | 0 | 0 | 0 | 0 | 0 | 0 | 0 |  | 0 | 0 | 0 | 0 | 0 | 0 | 0 | 0 | 0 | 0 | 0 | 0 | 0 | 0 | 0 | 0 | 0 | 0 | 0 | 0 | 0 | 0 | 0 | 0 | 0 | 0 | 0 | 0 | 0 | 0 | 0 | 0 | 0 | 0 | 0 | 0 |  | 0 | 0 | 0 | 0 | 0 | 0 | 0 | 0 | 0 | 0 | 0 | 0 | 0 | 0 | 0 | 0 | 0 | 0 | 0 | 0 | 0 | 0 | 0 | 0 | 0 | 0 | 0 | 0 | 0 | 0 | 0 | 0 | 0 | 0 | 0 | 0 |  | 1 | 1 | 1 | 1 | 1 | 1 | 1 | 1 | 1 | 0
SCE Metro Study Area | Viejo | 230 | 0 | 0 | 0 | 0 | 0 | 0 | 0 | 0 | 0 | 0 | 0 | 0 | 0 | 0 | 0 | 0 | 0 | 0 | 0 | 0 |  | 0 | 0 | 0 | 0 | 0 | 0 | 0 | 0 | 0 | 0 | 0 | 0 | 0 | 0 | 0 | 0 | 0 | 0 | 0 | 0 | 0 | 0 | 0 | 0 | 0 | 0 | 0 | 0 | 0 | 0 | 0 | 0 | 0 | 0 | 0 | 0 |  | 0 | 0 | 0 | 0 | 0 | 0 | 0 | 0 | 0 | 0 | 0 | 0 | 0 | 0 | 0 | 0 | 0 | 0 | 0 | 0 | 0 | 0 | 0 | 0 | 0 | 0 | 0 | 0 | 0 | 0 | 0 | 0 | 0 | 0 | 0 | 0 |  | 0 | 0 | 0 | 0 | 0 | 0 | 0 | 0 | 0 | 0 | 0 | 0 | 0 | 0 | 0 | 0 | 0 | 0 | 0 | 0 | 0 | 0 | 0 | 0 | 0 | 0 | 0 | 0 | 0 | 0 | 0 | 0 | 0 | 0 | 0 | 0 |  | 0 | 0 | 0 | 0 | 0 | 0 | 0 | 0 | 0 | 0 | 0 | 0 | 0 | 0 | 302.4 | 0 | 0 | 1 | 0 | 0 | 0 | 0 | 0 | 0 | 0 | 0 | 0 | 0 | 0 | 0 | 0 | 0 | -2 | 0 | 0 | 1 |  | 1 | 1 | 1 | 1 | 1 | 1 | 1 | 1+ | 1 | 1
PG&E Greater Bay Study Area | Vierra | 115 | 0 | 0 | 0 | 0 | 0 | 0 | 0 | 0 | 0 | 0 | 0 | 0 | 0 | 0 | 0 | 0 | 0 | 0 | 0 | 0 |  | 0 | 0 | 0 | 0 | 0 | 0 | 0 | 0 | 0 | 0 | 0 | 0 | 0 | 0 | 0 | 0 | 0 | 0 | 0 | 0 | 0 | 0 | 0 | 0 | 0 | 0 | 0 | 0 | 0 | 0 | 0 | 0 | 0 | 0 | 0 | 0 |  | 0 | 0 | 0 | 0 | 0 | 0 | 0 | 0 | 0 | 0 | 0 | 0 | 0 | 0 | 0 | 0 | 0 | 0 | 0 | 0 | 0 | 0 | 0 | 0 | 0 | 0 | 0 | 0 | 0 | 0 | 0 | 0 | 0 | 0 | 0 | 0 |  | 0 | 0 | 0 | 0 | 0 | 0 | 0 | 0 | 0 | 0 | 0 | 0 | 0 | 93.104 | 102 | 0 | 0 | 1 | 0 | 0 | 0 | 0 | 0 | 0 | 0 | 0 | 0 | 0 | 0 | 0 | 0 | -2 | -2 | 0 | 0 | 1 |  | 0 | 0 | 0 | 0 | 0 | 0 | 0 | 0 | 0 | 0 | 3.373 | 0 | 0 | 93.104 | 102 | 0 | 0 | 1 | 0 | 0 | 0 | 0 | 0 | 0 | 0 | 0 | 0 | 0 | -2 | 0 | 0 | -2 | -2 | 0 | 0 | 1 |  | 1 | 1 | 1 | 1 | 1 | 1+ | 1 | 4+ | 1 | 1
SCE Metro Study Area | Villa Park | 230 | 0 | 0 | 0 | 0 | 0 | 0 | 0 | 0 | 0 | 0 | 0 | 0 | 0 | 0 | 0 | 0 | 0 | 0 | 0 | 0 |  | 0 | 0 | 0 | 0 | 0 | 0 | 0 | 0 | 0 | 0 | 0 | 0 | 0 | 0 | 0 | 0 | 0 | 0 | 0 | 0 | 0 | 0 | 0 | 0 | 0 | 0 | 0 | 0 | 0 | 0 | 0 | 0 | 0 | 0 | 0 | 0 |  | 0 | 0 | 0 | 0 | 0 | 0 | 0 | 0 | 0 | 0 | 0 | 0 | 0 | 0 | 0 | 0 | 0 | 0 | 0 | 0 | 0 | 0 | 0 | 0 | 0 | 0 | 0 | 0 | 0 | 0 | 0 | 0 | 0 | 0 | 0 | 0 |  | 0 | 0 | 0 | 0 | 0 | 0 | 0 | 0 | 0 | 0 | 0 | 0 | 0 | 0 | 0 | 0 | 0 | 0 | 0 | 0 | 0 | 0 | 0 | 0 | 0 | 0 | 0 | 0 | 0 | 0 | 0 | 0 | 0 | 0 | 0 | 0 |  | 0 | 0 | 0 | 0 | 0 | 0 | 0 | 0 | 0 | 0 | 0 | 0 | 0 | 0 | 0 | 0 | 0 | 0 | 0 | 0 | 0 | 0 | 0 | 0 | 0 | 0 | 0 | 0 | 0 | 0 | 0 | 0 | 0 | 0 | 0 | 0 |  | 1 | 1 | 1 | 1 | 1 | 1 | 1 | 1 | 1 | 0
SCE Northern Area | Vincent | 500 | 0 | 0 | 0 | 0 | 0 | 0 | 0 | 0 | 0 | 0 | 0 | 0 | 0 | 0 | 0 | 0 | 0 | 0 | 0 | 0 |  | 0 | 0 | 0 | 0 | 0 | 0 | 0 | 0 | 0 | 0 | 0 | 0 | 0 | 0 | 0 | 0 | 0 | 0 | 0 | 0 | 0 | 0 | 0 | 0 | 0 | 0 | 0 | 0 | 0 | 0 | 0 | 0 | 0 | 0 | 0 | 0 |  | 0 | 0 | 0 | 0 | 0 | 0 | 0 | 0 | 0 | 0 | 0 | 0 | 0 | 0 | 0 | 0 | 0 | 0 | 0 | 0 | 0 | 0 | 0 | 0 | 0 | 0 | 0 | 0 | 0 | 0 | 0 | 0 | 0 | 0 | 0 | 0 |  | 0 | 0 | 0 | 0 | 0 | 0 | 0 | 0 | 0 | 0 | 0 | 0 | 0 | 0 | 0 | 0 | 0 | 0 | 0 | 0 | 0 | 0 | 0 | 0 | 0 | 0 | 0 | 0 | 0 | 0 | 0 | 0 | 0 | 0 | 0 | 0 |  | 0 | 0 | 0 | 0 | 0 | 0 | 0 | 0 | 0 | 0 | 0 | 0 | 0 | 0 | 0 | 0 | 0 | 0 | 0 | 0 | 0 | 0 | 0 | 0 | 0 | 0 | 0 | 0 | 0 | 0 | 0 | 0 | 0 | 0 | 0 | 0 |  | 1 | 1 | 1 | 1 | 1 | 1 | 1 | 1 | 1 | 0
SCE Northern Area | Vincent | 230 | 0 | 0 | 0 | 0 | 0 | 0 | 0 | 0 | 0 | 0 | 0 | 0 | 0 | 617 | 617 | 400 | 20.5 | 420.5 | 0 | 1 |  | 0 | 0 | 0 | 0 | 0 | 0 | 0 | 0 | 0 | 0 | 0 | 0 | 1151 | 1204.16 | 1295 | 0 | 0 | 1 | 0 | 0 | 0 | 0 | 0 | 0 | 0 | 0 | 0 | 0 | 0 | 0 | -2 | -2 | -2 | 0 | 0 | 1 |  | 0 | 0 | 0 | 0 | 0 | 0 | 0 | 0 | 0 | 0 | 0 | 0 | 1151 | 1204.16 | 1295 | 0 | 0 | 1 | 0 | 0 | 0 | 0 | 0 | 0 | 0 | 0 | 0 | 0 | 0 | 0 | -2 | -2 | -2 | 0 | 0 | 1 |  | 0 | 0 | 0 | 0 | 0 | 0 | 0 | 0 | 0 | 0 | 0 | 0 | 1151 | 1204.16 | 1295 | 0 | 0 | 1 | 0 | 0 | 0 | 0 | 0 | 0 | 0 | 0 | 0 | 0 | 0 | 0 | -2 | -2 | -2 | 0 | 0 | 1 |  | 0 | 0 | 0 | 0 | 0 | 0 | 0 | 0 | 0 | 0 | 0 | 0 | 1304.5 | 1204.16 | 2851.7134 | 0 | 0 | 1 | 0 | 0 | 0 | 0 | 0 | 0 | 0 | 0 | 0 | 0 | 0 | 0 | -2 | -2 | -2 | 0 | 0 | 1 |  | 1 | 1 | 1 | 1 | 1 | 1 | 4+ | 4+ | 1 | 1
PG&E Greater Bay Study Area | Vineyard | 230 | 0 | 0 | 0 | 0 | 0 | 0 | 0 | 0 | 0 | 0 | 0 | 0 | 0 | 0 | 0 | 0 | 0 | 0 | 0 | 0 |  | 0 | 0 | 0 | 0 | 0 | 0 | 0 | 0 | 0 | 0 | 0 | 0 | 0 | 0 | 0 | 0 | 0 | 0 | 0 | 0 | 0 | 0 | 0 | 0 | 0 | 0 | 0 | 0 | 0 | 0 | 0 | 0 | 0 | 0 | 0 | 0 |  | 0 | 0 | 0 | 0 | 0 | 0 | 0 | 0 | 0 | 0 | 0 | 0 | 0 | 0 | 0 | 0 | 0 | 0 | 0 | 0 | 0 | 0 | 0 | 0 | 0 | 0 | 0 | 0 | 0 | 0 | 0 | 0 | 0 | 0 | 0 | 0 |  | 0 | 0 | 0 | 0 | 0 | 0 | 0 | 0 | 0 | 0 | 0 | 0 | 0 | 0 | 0 | 0 | 0 | 0 | 0 | 0 | 0 | 0 | 0 | 0 | 0 | 0 | 0 | 0 | 0 | 0 | 0 | 0 | 0 | 0 | 0 | 0 |  | 0 | 0 | 0 | 0 | 0 | 0 | 0 | 0 | 0 | 0 | 0 | 0 | 0 | 0 | 0 | 0 | 0 | 0 | 0 | 0 | 0 | 0 | 0 | 0 | 0 | 0 | 0 | 0 | 0 | 0 | 0 | 0 | 0 | 0 | 0 | 0 |  | 1 | 1 | 1 | 1 | 1 | 1 | 1 | 1 | 1 | 0
SCE Eastern Study Area | Vista (SCE) | 230 | 0 | 0 | 0 | 0 | 0 | 0 | 0 | 0 | 0 | 0 | 0 | 0 | 0 | 0 | 0 | 0 | 0 | 0 | 0 | 0 |  | 0 | 0 | 0 | 0 | 0 | 0 | 0 | 0 | 0 | 0 | 0 | 0 | 0 | 0 | 0 | 0 | 0 | 0 | 0 | 0 | 0 | 0 | 0 | 0 | 0 | 0 | 0 | 0 | 0 | 0 | 0 | 0 | 0 | 0 | 0 | 0 |  | 0 | 0 | 0 | 0 | 0 | 0 | 0 | 0 | 0 | 0 | 0 | 0 | 0 | 0 | 0 | 0 | 0 | 0 | 0 | 0 | 0 | 0 | 0 | 0 | 0 | 0 | 0 | 0 | 0 | 0 | 0 | 0 | 0 | 0 | 0 | 0 |  | 0 | 0 | 0 | 0 | 0 | 0 | 0 | 0 | 0 | 0 | 0 | 0 | 0 | 0 | 0 | 0 | 0 | 0 | 0 | 0 | 0 | 0 | 0 | 0 | 0 | 0 | 0 | 0 | 0 | 0 | 0 | 0 | 0 | 0 | 0 | 0 |  | 0 | 0 | 0 | 0 | 0 | 0 | 0 | 0 | 0 | 0 | 0 | 0 | 0 | 0 | 460 | 0 | 0 | 1 | 0 | 0 | 0 | 0 | 0 | 0 | 0 | 0 | 0 | 0 | 0 | 0 | 0 | 0 | -2 | 0 | 0 | 1 |  | 1 | 1 | 1 | 1 | 1 | 1 | 1 | 1+ | 1 | 1
East of Pisgah Study Area | Vista (VEA) | 138 | 0 | 0 | 0 | 0 | 0 | 0 | 0 | 0 | 0 | 0 | 0 | 0 | 0 | 0 | 0 | 0 | 0 | 0 | 0 | 0 |  | 0 | 0 | 0 | 0 | 0 | 0 | 0 | 0 | 0 | 0 | 0 | 0 | 0 | 0 | 0 | 0 | 0 | 0 | 0 | 0 | 0 | 0 | 0 | 0 | 0 | 0 | 0 | 0 | 0 | 0 | 0 | 0 | 0 | 0 | 0 | 0 |  | 0 | 0 | 0 | 0 | 0 | 0 | 0 | 0 | 0 | 0 | 0 | 0 | 0 | 0 | 0 | 0 | 0 | 0 | 0 | 0 | 0 | 0 | 0 | 0 | 0 | 0 | 0 | 0 | 0 | 0 | 0 | 0 | 0 | 0 | 0 | 0 |  | 0 | 0 | 0 | 0 | 0 | 0 | 0 | 0 | 0 | 0 | 0 | 0 | 0 | 0 | 0 | 0 | 0 | 0 | 0 | 0 | 0 | 0 | 0 | 0 | 0 | 0 | 0 | 0 | 0 | 0 | 0 | 0 | 0 | 0 | 0 | 0 |  | 0 | 0 | 0 | 0 | 0 | 0 | 0 | 0 | 0 | 0 | 0 | 0 | 223.33 | 0 | 110.87 | 0 | 0 | 1 | 0 | 0 | 0 | 0 | 0 | 0 | 0 | 0 | 0 | 0 | 0 | 0 | -2 | 0 | -2 | 0 | 0 | 1 |  | 1 | 1 | 1 | 1 | 1 | 1 | 1+ | 1+ | 1 | 1
SCE Metro Study Area | Walnut | 230 | 0 | 0 | 0 | 0 | 0 | 0 | 0 | 0 | 0 | 0 | 0 | 0 | 0 | 0 | 0 | 200 | 0 | 200 | 0 | 1 |  | 0 | 0 | 0 | 0 | 0 | 0 | 0 | 0 | 0 | 0 | 0 | 0 | 0 | 200 | 200 | 0 | 0 | 1 | 0 | 0 | 0 | 0 | 0 | 0 | 0 | 0 | 0 | 0 | 0 | 0 | 0 | 0 | 0 | 0 | 0 | 0 |  | 0 | 0 | 0 | 0 | 0 | 0 | 0 | 0 | 0 | 0 | 0 | 0 | 0 | 200 | 200 | 0 | 0 | 1 | 0 | 0 | 0 | 0 | 0 | 0 | 0 | 0 | 0 | 0 | 0 | 0 | 0 | 0 | 0 | 0 | 0 | 0 |  | 0 | 0 | 0 | 0 | 0 | 0 | 0 | 0 | 0 | 0 | 0 | 0 | 0 | 200 | 200 | 0 | 0 | 1 | 0 | 0 | 0 | 0 | 0 | 0 | 0 | 0 | 0 | 0 | 0 | 0 | 0 | 0 | 0 | 0 | 0 | 0 |  | 0 | 0 | 0 | 0 | 0 | 0 | 0 | 0 | 0 | 0 | 1 | 0 | 0 | 200 | 715.5148 | 0 | 0 | 1 | 0 | 0 | 0 | 0 | 0 | 0 | 0 | 0 | 0 | 0 | -2 | 0 | 0 | 0 | -2 | 0 | 0 | 1 |  | 1 | 1 | 1 | 1 | 1 | 1+ | 1 | 1+ | 1 | 1
SCE Northern Area | Warne | 230 | 0 | 0 | 0 | 0 | 0 | 0 | 0 | 0 | 0 | 0 | 0 | 0 | 0 | 0 | 0 | 0 | 0 | 0 | 0 | 0 |  | 0 | 0 | 0 | 0 | 0 | 0 | 0 | 0 | 0 | 0 | 0 | 0 | 0 | 0 | 0 | 0 | 0 | 0 | 0 | 0 | 0 | 0 | 0 | 0 | 0 | 0 | 0 | 0 | 0 | 0 | 0 | 0 | 0 | 0 | 0 | 0 |  | 0 | 0 | 0 | 0 | 0 | 0 | 0 | 0 | 0 | 0 | 0 | 0 | 0 | 0 | 0 | 0 | 0 | 0 | 0 | 0 | 0 | 0 | 0 | 0 | 0 | 0 | 0 | 0 | 0 | 0 | 0 | 0 | 0 | 0 | 0 | 0 |  | 0 | 0 | 0 | 0 | 0 | 0 | 0 | 0 | 0 | 0 | 0 | 0 | 0 | 0 | 0 | 0 | 0 | 0 | 0 | 0 | 0 | 0 | 0 | 0 | 0 | 0 | 0 | 0 | 0 | 0 | 0 | 0 | 0 | 0 | 0 | 0 |  | 0 | 0 | 0 | 0 | 0 | 0 | 0 | 0 | 0 | 0 | 0 | 0 | 0 | 0 | 0 | 0 | 0 | 0 | 0 | 0 | 0 | 0 | 0 | 0 | 0 | 0 | 0 | 0 | 0 | 0 | 0 | 0 | 0 | 0 | 0 | 0 |  | 1 | 1 | 1 | 1 | 1 | 1 | 1 | 1 | 1 | 0
PG&E Fresno Study Area | Warnerville | 230 | 0 | 0 | 0 | 0 | 0 | 0 | 0 | 0 | 0 | 0 | 0 | 0 | 0 | 0 | 0 | 0 | 0 | 0 | 0 | 0 |  | 0 | 0 | 0 | 0 | 0 | 0 | 0 | 0 | 0 | 0 | 0 | 0 | 0 | 0 | 0 | 0 | 0 | 0 | 0 | 0 | 0 | 0 | 0 | 0 | 0 | 0 | 0 | 0 | 0 | 0 | 0 | 0 | 0 | 0 | 0 | 0 |  | 0 | 0 | 0 | 0 | 0 | 0 | 0 | 0 | 0 | 0 | 0 | 0 | 0 | 0 | 0 | 0 | 0 | 0 | 0 | 0 | 0 | 0 | 0 | 0 | 0 | 0 | 0 | 0 | 0 | 0 | 0 | 0 | 0 | 0 | 0 | 0 |  | 0 | 0 | 0 | 0 | 0 | 0 | 0 | 0 | 0 | 0 | 0 | 0 | 0 | 0 | 0 | 0 | 0 | 0 | 0 | 0 | 0 | 0 | 0 | 0 | 0 | 0 | 0 | 0 | 0 | 0 | 0 | 0 | 0 | 0 | 0 | 0 |  | 0 | 0 | 0 | 0 | 0 | 0 | 0 | 0 | 0 | 0 | 0 | 0 | 0 | 0 | 0 | 0 | 0 | 0 | 0 | 0 | 0 | 0 | 0 | 0 | 0 | 0 | 0 | 0 | 0 | 0 | 0 | 0 | 0 | 0 | 0 | 0 |  | 1 | 1 | 1 | 1 | 1 | 1 | 1 | 1 | 1 | 0
PG&E Fresno Study Area | Waukena | 115 | 0 | 0 | 0 | 0 | 0 | 0 | 0 | 0 | 0 | 0 | 0 | 0 | 0 | 0 | 0 | 0 | 0 | 0 | 0 | 0 |  | 0 | 0 | 0 | 0 | 0 | 0 | 0 | 0 | 0 | 0 | 0 | 0 | 0 | 0 | 0 | 0 | 0 | 0 | 0 | 0 | 0 | 0 | 0 | 0 | 0 | 0 | 0 | 0 | 0 | 0 | 0 | 0 | 0 | 0 | 0 | 0 |  | 0 | 0 | 0 | 0 | 0 | 0 | 0 | 0 | 0 | 0 | 0 | 0 | 0 | 0 | 0 | 0 | 0 | 0 | 0 | 0 | 0 | 0 | 0 | 0 | 0 | 0 | 0 | 0 | 0 | 0 | 0 | 0 | 0 | 0 | 0 | 0 |  | 0 | 0 | 0 | 0 | 0 | 0 | 0 | 0 | 0 | 0 | 0 | 0 | 0 | 0 | 0 | 0 | 0 | 0 | 0 | 0 | 0 | 0 | 0 | 0 | 0 | 0 | 0 | 0 | 0 | 0 | 0 | 0 | 0 | 0 | 0 | 0 |  | 0 | 0 | 0 | 0 | 0 | 0 | 0 | 0 | 0 | 0 | 0 | 0 | 0 | 0 | 0 | 0 | 0 | 0 | 0 | 0 | 0 | 0 | 0 | 0 | 0 | 0 | 0 | 0 | 0 | 0 | 0 | 0 | 0 | 0 | 0 | 0 |  | 1 | 1 | 1 | 1 | 1 | 1 | 1 | 1 | 1 | 0
PG&E Greater Bay Study Area | Weber | 230 | 0 | 0 | 0 | 0 | 0 | 0 | 0 | 0 | 0 | 0 | 0 | 0 | 0 | 0 | 0 | 0 | 0 | 0 | 0 | 0 |  | 0 | 0 | 0 | 0 | 0 | 0 | 0 | 0 | 0 | 0 | 0 | 0 | 0 | 0 | 0 | 0 | 0 | 0 | 0 | 0 | 0 | 0 | 0 | 0 | 0 | 0 | 0 | 0 | 0 | 0 | 0 | 0 | 0 | 0 | 0 | 0 |  | 0 | 0 | 0 | 0 | 0 | 0 | 0 | 0 | 0 | 0 | 0 | 0 | 0 | 0 | 0.2 | 0 | 0 | 1 | 0 | 0 | 0 | 0 | 0 | 0 | 0 | 0 | 0 | 0 | 0 | 0 | 0 | 0 | -2 | 0 | 0 | 1 |  | 0 | 0 | 0 | 0 | 0 | 0 | 0 | 0 | 0 | 0 | 0 | 0 | 0 | 0 | 0.2 | 0 | 0 | 1 | 0 | 0 | 0 | 0 | 0 | 0 | 0 | 0 | 0 | 0 | 0 | 0 | 0 | 0 | -2 | 0 | 0 | 1 |  | 0 | 0 | 0 | 0 | 0 | 0 | 0 | 0 | 0 | 0 | 7 | 0 | 0 | 20 | 288.515 | 0 | 0 | 1 | 0 | 0 | 0 | 0 | 0 | 0 | 0 | 0 | 0 | 0 | -2 | 0 | 0 | -2 | -2 | 0 | 0 | 1 |  | 1 | 1 | 1 | 1 | 1 | 1+ | 1 | 4+ | 1 | 1
PG&E Fresno Study Area | West Fresno | 115 | 0 | 0 | 0 | 0 | 0 | 0 | 0 | 0 | 0 | 0 | 0 | 0 | 0 | 0 | 0 | 0 | 0 | 0 | 0 | 0 |  | 0 | 0 | 0 | 0 | 0 | 0 | 0 | 0 | 0 | 0 | 0 | 0 | 0 | 0 | 0 | 0 | 0 | 0 | 0 | 0 | 0 | 0 | 0 | 0 | 0 | 0 | 0 | 0 | 0 | 0 | 0 | 0 | 0 | 0 | 0 | 0 |  | 0 | 0 | 0 | 0 | 0 | 0 | 0 | 0 | 0 | 0 | 0 | 0 | 0 | 0 | 0 | 0 | 0 | 0 | 0 | 0 | 0 | 0 | 0 | 0 | 0 | 0 | 0 | 0 | 0 | 0 | 0 | 0 | 0 | 0 | 0 | 0 |  | 0 | 0 | 0 | 0 | 0 | 0 | 0 | 0 | 0 | 0 | 0 | 0 | 0 | 0 | 0 | 0 | 0 | 0 | 0 | 0 | 0 | 0 | 0 | 0 | 0 | 0 | 0 | 0 | 0 | 0 | 0 | 0 | 0 | 0 | 0 | 0 |  | 0 | 0 | 0 | 0 | 0 | 0 | 0 | 0 | 0 | 0 | 0 | 0 | 0 | 0 | 0 | 0 | 0 | 0 | 0 | 0 | 0 | 0 | 0 | 0 | 0 | 0 | 0 | 0 | 0 | 0 | 0 | 0 | 0 | 0 | 0 | 0 |  | 1 | 1 | 1 | 1 | 1 | 1 | 1 | 1 | 1 | 0
PG&E Fresno Study Area | Westley | 230 | 0 | 0 | 0 | 0 | 0 | 0 | 0 | 0 | 0 | 0 | 0 | 0 | 0 | 0 | 0 | 0 | 0 | 0 | 0 | 0 |  | 0 | 0 | 0 | 0 | 0 | 0 | 0 | 0 | 0 | 0 | 0 | 0 | 0 | 0 | 0 | 0 | 0 | 0 | 0 | 0 | 0 | 0 | 0 | 0 | 0 | 0 | 0 | 0 | 0 | 0 | 0 | 0 | 0 | 0 | 0 | 0 |  | 0 | 0 | 0 | 0 | 0 | 0 | 0 | 0 | 0 | 0 | 0 | 0 | 0 | 0 | 0 | 0 | 0 | 0 | 0 | 0 | 0 | 0 | 0 | 0 | 0 | 0 | 0 | 0 | 0 | 0 | 0 | 0 | 0 | 0 | 0 | 0 |  | 0 | 0 | 0 | 0 | 0 | 0 | 0 | 0 | 0 | 0 | 0 | 0 | 0 | 0 | 0 | 0 | 0 | 0 | 0 | 0 | 0 | 0 | 0 | 0 | 0 | 0 | 0 | 0 | 0 | 0 | 0 | 0 | 0 | 0 | 0 | 0 |  | 0 | 0 | 0 | 0 | 0 | 0 | 0 | 0 | 0 | 0 | 0 | 0 | 0 | 0 | 0 | 0 | 0 | 0 | 0 | 0 | 0 | 0 | 0 | 0 | 0 | 0 | 0 | 0 | 0 | 0 | 0 | 0 | 0 | 0 | 0 | 0 |  | 1 | 1 | 1 | 1 | 1 | 1 | 1 | 1 | 1 | 0
PG&E Fresno Study Area | New Sub - Westley - Quinto (Proposed) | 230 | 0 | 0 | 0 | 0 | 0 | 0 | 0 | 0 | 0 | 0 | 0 | 0 | 0 | 0 | 0 | 0 | 0 | 0 | 0 | 0 |  | 0 | 0 | 0 | 0 | 0 | 0 | 0 | 0 | 0 | 0 | 0 | 0 | 0 | 0 | 0 | 0 | 0 | 0 | 0 | 0 | 0 | 0 | 0 | 0 | 0 | 0 | 0 | 0 | 0 | 0 | 0 | 0 | 0 | 0 | 0 | 0 |  | 0 | 0 | 0 | 0 | 0 | 0 | 0 | 0 | 0 | 0 | 0 | 0 | 0 | 0 | 0 | 0 | 0 | 0 | 0 | 0 | 0 | 0 | 0 | 0 | 0 | 0 | 0 | 0 | 0 | 0 | 0 | 0 | 0 | 0 | 0 | 0 |  | 0 | 0 | 0 | 0 | 0 | 0 | 0 | 0 | 0 | 0 | 0 | 0 | 0 | 0 | 0 | 0 | 0 | 0 | 0 | 0 | 0 | 0 | 0 | 0 | 0 | 0 | 0 | 0 | 0 | 0 | 0 | 0 | 0 | 0 | 0 | 0 |  | 0 | 0 | 0 | 0 | 0 | 0 | 0 | 0 | 0 | 0 | 0 | 0 | 0 | 0 | 365.12 | 0 | 0 | 1 | 0 | 0 | 0 | 0 | 0 | 0 | 0 | 0 | 0 | 0 | 0 | 0 | 0 | 0 | -2 | 0 | 0 | 1 |  | 1 | 1 | 1 | 1 | 1 | 1 | 1 | 1+ | 1 | 1
PG&E Kern Study Area | Westpark | 115 | 0 | 0 | 0 | 0 | 0 | 0 | 0 | 0 | 0 | 0 | 0 | 0 | 0 | 0 | 0 | 0 | 0 | 0 | 0 | 0 |  | 0 | 0 | 0 | 0 | 0 | 0 | 0 | 0 | 0 | 0 | 0 | 0 | 0 | 0 | 0 | 0 | 0 | 0 | 0 | 0 | 0 | 0 | 0 | 0 | 0 | 0 | 0 | 0 | 0 | 0 | 0 | 0 | 0 | 0 | 0 | 0 |  | 0 | 0 | 0 | 0 | 0 | 0 | 0 | 0 | 0 | 0 | 0 | 0 | 0 | 0 | 0 | 0 | 0 | 0 | 0 | 0 | 0 | 0 | 0 | 0 | 0 | 0 | 0 | 0 | 0 | 0 | 0 | 0 | 0 | 0 | 0 | 0 |  | 0 | 0 | 0 | 0 | 0 | 0 | 0 | 0 | 0 | 0 | 0 | 0 | 0 | 0 | 0 | 0 | 0 | 0 | 0 | 0 | 0 | 0 | 0 | 0 | 0 | 0 | 0 | 0 | 0 | 0 | 0 | 0 | 0 | 0 | 0 | 0 |  | 0 | 0 | 0 | 0 | 0 | 0 | 0 | 0 | 0 | 0 | 0 | 0 | 0 | 0 | 0 | 0 | 0 | 0 | 0 | 0 | 0 | 0 | 0 | 0 | 0 | 0 | 0 | 0 | 0 | 0 | 0 | 0 | 0 | 0 | 0 | 0 |  | 1 | 1 | 1 | 1 | 1 | 1 | 1 | 1 | 1 | 0
PG&E Kern Study Area | Wheeler Ridge | 230 | 0 | 0 | 0 | 0 | 0 | 0 | 0 | 0 | 0 | 0 | 0 | 0 | 0 | 50 | 50 | 0 | 0 | 0 | 0 | 1 |  | 0 | 0 | 0 | 0 | 0 | 0 | 0 | 0 | 0 | 0 | 0 | 0 | 0 | 0 | 0 | 0 | 0 | 0 | 0 | 0 | 0 | 0 | 0 | 0 | 0 | 0 | 0 | 0 | 0 | 0 | 2 | 0 | 0 | 0 | 0 | 1 |  | 0 | 0 | 0 | 0 | 0 | 0 | 0 | 0 | 0 | 0 | 0 | 0 | 10.421 | 92 | 97.6 | 0 | 0 | 1 | 0 | 0 | 0 | 0 | 0 | 0 | 0 | 0 | 0 | 0 | 0 | 0 | 2 | -2 | -2 | 0 | 0 | 1 |  | 0 | 0 | 0 | 0 | 0 | 0 | 0 | 0 | 0 | 0 | 0 | 0 | 10.421 | 92 | 97.6 | 0 | 0 | 1 | 0 | 0 | 0 | 0 | 0 | 0 | 0 | 0 | 0 | 0 | 0 | 0 | 2 | -2 | -2 | 0 | 0 | 1 |  | 0 | 0 | 0 | 0 | 0 | 0 | 0 | 0 | 0 | 0 | 0 | 0 | 321.051 | 92 | 408.23 | 0 | 0 | 1 | 0 | 0 | 0 | 0 | 0 | 0 | 0 | 0 | 0 | 0 | 0 | 0 | -2 | -2 | -2 | 0 | 0 | 1 |  | 1 | 1 | 1 | 1 | 1 | 1 | 3- | 4+ | 1 | 1
PG&E Kern Study Area | New Sub - Midway - Wheeler Ridge (Proposed) | 230 | 0 | 0 | 0 | 0 | 0 | 0 | 0 | 0 | 0 | 0 | 0 | 0 | 0 | 0 | 0 | 0 | 0 | 0 | 0 | 0 |  | 0 | 0 | 0 | 0 | 0 | 0 | 0 | 0 | 0 | 0 | 0 | 0 | 133.6 | 0 | 0 | 0 | 0 | 1 | 0 | 0 | 0 | 0 | 0 | 0 | 0 | 0 | 0 | 0 | 0 | 0 | -2 | 0 | 0 | 0 | 0 | 1 |  | 0 | 0 | 0 | 0 | 0 | 0 | 0 | 0 | 0 | 0 | 0 | 0 | 0 | 0 | 0 | 0 | 0 | 0 | 0 | 0 | 0 | 0 | 0 | 0 | 0 | 0 | 0 | 0 | 0 | 0 | 0 | 0 | 0 | 0 | 0 | 0 |  | 0 | 0 | 0 | 0 | 0 | 0 | 0 | 0 | 0 | 0 | 0 | 0 | 235.6 | 0 | 0 | 0 | 0 | 1 | 0 | 0 | 0 | 0 | 0 | 0 | 0 | 0 | 0 | 0 | 0 | 0 | -2 | 0 | 0 | 0 | 0 | 1 |  | 0 | 0 | 0 | 0 | 0 | 0 | 0 | 0 | 0 | 0 | 0 | 0 | 235.6 | 0 | 0 | 0 | 0 | 1 | 0 | 0 | 0 | 0 | 0 | 0 | 0 | 0 | 0 | 0 | 0 | 0 | -2 | 0 | 0 | 0 | 0 | 1 |  | 1 | 1 | 1 | 1 | 1 | 1 | 2+ | 1 | 1 | 1
SCE Northern Area | Whirlwind | 230 | 0 | 0 | 300 | 0 | 300 | 0 | 0 | 0 | 0 | 0 | 0 | 0 | 50 | 0 | 50 | 0 | 100 | 100 | 281 | 1 |  | 0 | 0 | 0 | 0 | 0 | 0 | 0 | 0 | 0 | 0 | 0 | 44.88 | 176.122 | 105.2637 | 173.3 | 0 | 0 | 1 | 0 | 0 | 0 | 0 | 2 | 2 | 0 | 0 | 0 | 0 | 0 | 1 | -2 | 0 | -2 | 2 | 2 | 1 |  | 0 | 0 | 0 | 0 | 100 | 100 | 0 | 0 | 0 | 0 | 0 | 44.88 | 176.122 | 105.9637 | 174 | 0 | 0 | 1 | 0 | 0 | 0 | 0 | 2 | 2 | 0 | 0 | 0 | 0 | 0 | 1 | -2 | 0 | -2 | 2 | 2 | 1 |  | 0 | 0 | 0 | 0 | 100 | 100 | 0 | 0 | 0 | 0 | 0 | 44.88 | 176.122 | 105.9637 | 282 | 300 | 300 | 1 | 0 | 0 | 0 | 0 | 2 | 2 | 0 | 0 | 0 | 0 | 0 | 1 | -2 | 0 | -2 | 0 | 0 | 1 |  | 0 | 0 | 0 | 0 | 100 | 100 | 0 | 0 | 0 | 0 | 0 | 44.88 | 799.602 | 105.9637 | 905.48 | 300 | 300 | 1 | 0 | 0 | 0 | 0 | 2 | 2 | 0 | 0 | 0 | 0 | 0 | 1 | -2 | 0 | -2 | 0 | 0 | 1 |  | 1 | 1 | 5- | 1 | 1 | 1 | 4+ | 4+ | 1 | 1
SCE Northern Area | Whirlwind | 500 | 0 | 0 | 0 | 0 | 0 | 0 | 0 | 0 | 0 | 0 | 0 | 0 | 0 | 0 | 0 | 0 | 0 | 0 | 0 | 0 |  | 0 | 0 | 0 | 0 | 0 | 0 | 0 | 0 | 0 | 0 | 0 | 0 | 0 | 0 | 0 | 0 | 0 | 0 | 0 | 0 | 0 | 0 | 0 | 0 | 0 | 0 | 0 | 0 | 0 | 0 | 0 | 0 | 0 | 0 | 0 | 0 |  | 0 | 0 | 0 | 0 | 0 | 0 | 0 | 0 | 0 | 0 | 0 | 0 | 0 | 0 | 0 | 0 | 0 | 0 | 0 | 0 | 0 | 0 | 0 | 0 | 0 | 0 | 0 | 0 | 0 | 0 | 0 | 0 | 0 | 0 | 0 | 0 |  | 0 | 0 | 0 | 0 | 0 | 0 | 0 | 0 | 0 | 0 | 0 | 0 | 0 | 0 | 0 | 0 | 0 | 0 | 0 | 0 | 0 | 0 | 0 | 0 | 0 | 0 | 0 | 0 | 0 | 0 | 0 | 0 | 0 | 0 | 0 | 0 |  | 0 | 0 | 0 | 0 | 0 | 0 | 0 | 0 | 0 | 0 | 0 | 0 | 0 | 0 | 513.2 | 0 | 0 | 1 | 0 | 0 | 0 | 0 | 0 | 0 | 0 | 0 | 0 | 0 | 0 | 0 | 0 | 0 | -2 | 0 | 0 | 1 |  | 1 | 1 | 1 | 1 | 1 | 1 | 1 | 1+ | 1 | 1
PG&E Fresno Study Area | Wilson | 230 | 0 | 0 | 200 | 0 | 200 | 0 | 0 | 0 | 0 | 0 | 0 | 0 | 0 | 0 | 0 | 0 | 0 | 0 | 0 | 1 |  | 0 | 0 | 0 | 0 | 0 | 0 | 0 | 0 | 0 | 0 | 0 | 0 | 0 | 0 | 0 | 0 | 0 | 0 | 0 | 0 | 0 | 0 | 2 | 2 | 0 | 0 | 0 | 0 | 0 | 0 | 0 | 0 | 0 | 0 | 0 | 1 |  | 0 | 0 | 0 | 0 | 0 | 0 | 0 | 0 | 0 | 0 | 0 | 0 | 0 | 0 | 0 | 0 | 0 | 0 | 0 | 0 | 0 | 0 | 2 | 2 | 0 | 0 | 0 | 0 | 0 | 0 | 0 | 0 | 0 | 0 | 0 | 1 |  | 0 | 0 | 0 | 0 | 0 | 0 | 0 | 0 | 0 | 0 | 0 | 0 | 0 | 0 | 0 | 0 | 0 | 0 | 0 | 0 | 0 | 0 | 2 | 2 | 0 | 0 | 0 | 0 | 0 | 0 | 0 | 0 | 0 | 0 | 0 | 1 |  | 0 | 0 | 0 | 0 | 0 | 0 | 0 | 0 | 0 | 0 | 0 | 0 | 0 | 0 | 256.29 | 0 | 0 | 1 | 0 | 0 | 0 | 0 | 2 | 2 | 0 | 0 | 0 | 0 | 0 | 0 | 0 | 0 | -2 | 0 | 0 | 1 |  | 1 | 1 | 5- | 1 | 1 | 1 | 1 | 1+ | 1 | 1
PG&E Fresno Study Area | Wilson | 115 | 0 | 2 | 0 | 0 | 0 | 0 | 0 | 0 | 0 | 0 | 0 | 0 | 0 | 0 | 0 | 0 | 0 | 0 | 0 | 1 |  | 0 | 0 | 0 | 0 | 0 | 0 | 0 | 0 | 0 | 0 | 0 | 0 | 0 | 0 | 0 | 0 | 0 | 0 | 0 | 0 | 2 | 2 | 0 | 0 | 0 | 0 | 0 | 0 | 0 | 0 | 0 | 0 | 0 | 0 | 0 | 1 |  | 0 | 0 | 0 | 0 | 0 | 0 | 0 | 0 | 0 | 0 | 0 | 0 | 0 | 0 | 0 | 0 | 0 | 0 | 0 | 0 | 2 | 2 | 0 | 0 | 0 | 0 | 0 | 0 | 0 | 0 | 0 | 0 | 0 | 0 | 0 | 1 |  | 0 | 0 | 0 | 0 | 0 | 0 | 0 | 0 | 0 | 0 | 0 | 0 | 0 | 0 | 0 | 0 | 0 | 0 | 0 | 0 | 2 | 2 | 0 | 0 | 0 | 0 | 0 | 0 | 0 | 0 | 0 | 0 | 0 | 0 | 0 | 1 |  | 0 | 0 | 0 | 1 | 0 | 0 | 0 | 0 | 0 | 0 | 0 | 0 | 0 | 0 | 203.699 | 0 | 0 | 1 | 0 | 0 | 2 | 2 | 0 | 0 | 0 | 0 | 0 | 0 | 0 | 0 | 0 | 0 | -2 | 0 | 0 | 1 |  | 1 | 5- | 1 | 1 | 1 | 1 | 1 | 1+ | 1 | 1
PG&E Kern Study Area | Windgap PP | 230 | 0 | 0 | 0 | 0 | 0 | 0 | 0 | 0 | 0 | 0 | 0 | 0 | 0 | 0 | 0 | 0 | 0 | 0 | 0 | 0 |  | 0 | 0 | 0 | 0 | 0 | 0 | 0 | 0 | 0 | 0 | 0 | 0 | 0 | 0 | 0 | 0 | 0 | 0 | 0 | 0 | 0 | 0 | 0 | 0 | 0 | 0 | 0 | 0 | 0 | 0 | 0 | 0 | 0 | 0 | 0 | 0 |  | 0 | 0 | 0 | 0 | 0 | 0 | 0 | 0 | 0 | 0 | 0 | 0 | 0 | 0 | 0 | 0 | 0 | 0 | 0 | 0 | 0 | 0 | 0 | 0 | 0 | 0 | 0 | 0 | 0 | 0 | 0 | 0 | 0 | 0 | 0 | 0 |  | 0 | 0 | 0 | 0 | 0 | 0 | 0 | 0 | 0 | 0 | 0 | 0 | 0 | 0 | 0 | 0 | 0 | 0 | 0 | 0 | 0 | 0 | 0 | 0 | 0 | 0 | 0 | 0 | 0 | 0 | 0 | 0 | 0 | 0 | 0 | 0 |  | 0 | 0 | 0 | 0 | 0 | 0 | 0 | 0 | 0 | 0 | 0 | 0 | 0 | 0 | 0 | 0 | 0 | 0 | 0 | 0 | 0 | 0 | 0 | 0 | 0 | 0 | 0 | 0 | 0 | 0 | 0 | 0 | 0 | 0 | 0 | 0 |  | 1 | 1 | 1 | 1 | 1 | 1 | 1 | 1 | 1 | 0
SCE Northern Area | Windhub | 230 | 0 | 0 | 124 | 0 | 124 | 0 | 0 | 0 | 0 | 0 | 0 | 0 | 140 | 100 | 240 | 100 | 25 | 125 | 0 | 1 |  | 0 | 0 | 0 | 0 | 0 | 0 | 0 | 0 | 0 | 0 | 0 | 0 | 650 | 524.8 | 767 | 0 | 0 | 1 | 0 | 0 | 0 | 0 | 2 | 2 | 0 | 0 | 0 | 0 | 0 | 2 | -2 | -2 | -2 | 0 | 0 | 1 |  | 0 | 0 | 0 | 0 | 0 | 23.52 | 0 | 0 | 0 | 0 | 0 | 0 | 650 | 524.8 | 775 | 0 | 0 | 1 | 0 | 0 | 0 | 0 | 2 | 2 | 0 | 0 | 0 | 0 | 0 | 2 | -2 | -2 | -2 | 0 | 0 | 1 |  | 0 | 0 | 0 | 0 | 0 | 23.52 | 0 | 0 | 0 | 0 | 0 | 0 | 704.5914 | 524.8 | 1404.4768 | 0 | 0 | 1 | 0 | 0 | 0 | 0 | 2 | 2 | 0 | 0 | 0 | 0 | 0 | 2 | -2 | -2 | -2 | 0 | 0 | 1 |  | 0 | 0 | 0 | 0 | 0 | 23.52 | 0 | 0 | 0 | 0 | 0 | 0 | 739.5914 | 524.8 | 1469.4768 | 0 | 0 | 1 | 0 | 0 | 0 | 0 | 2 | 2 | 0 | 0 | 0 | 0 | 0 | 2 | -2 | -2 | -2 | 0 | 0 | 1 |  | 1 | 1 | 5- | 1 | 1 | 1 | 4+ | 4+ | 1 | 1
SCE Northern Area | Windhub | 500 | 0 | 0 | 0 | 0 | 0 | 0 | 0 | 0 | 0 | 0 | 0 | 0 | 775 | 0 | 775 | 0 | 0 | 0 | 0 | 1 |  | 0 | 0 | 0 | 0 | 0 | 0 | 0 | 0 | 0 | 0 | 0 | 778.5456 | 778.5456 | 671.55 | 671.55 | 0 | 0 | 1 | 0 | 0 | 0 | 0 | 0 | 0 | 0 | 0 | 0 | 0 | 0 | 0 | 0 | -2 | -2 | 0 | 0 | 1 |  | 0 | 0 | 0 | 0 | 0 | 0 | 0 | 0 | 0 | 0 | 0 | 778.5456 | 778.5456 | 671.55 | 671.55 | 0 | 0 | 1 | 0 | 0 | 0 | 0 | 0 | 0 | 0 | 0 | 0 | 0 | 0 | 0 | 0 | -2 | -2 | 0 | 0 | 1 |  | 0 | 0 | 0 | 0 | 0 | 0 | 0 | 0 | 0 | 0 | 0 | 778.5456 | 778.5456 | 671.55 | 671.55 | 0 | 0 | 1 | 0 | 0 | 0 | 0 | 0 | 0 | 0 | 0 | 0 | 0 | 0 | 0 | 0 | -2 | -2 | 0 | 0 | 1 |  | 0 | 0 | 0 | 0 | 0 | 0 | 0 | 0 | 0 | 0 | 0 | 778.5456 | 1150.8456 | 671.55 | 896.55 | 0 | 0 | 1 | 0 | 0 | 0 | 0 | 0 | 0 | 0 | 0 | 0 | 0 | 0 | 0 | -1 | -2 | -2 | 0 | 0 | 1 |  | 1 | 1 | 1 | 1 | 1 | 1 | 1 | 4+ | 1 | 1
PG&E North of Greater Bay Study Area | Woodland | 115 | 0 | 0 | 0 | 0 | 0 | 0 | 0 | 0 | 0 | 0 | 0 | 1.5 | 0 | 0 | 0 | 0 | 0 | 0 | 0 | 1 |  | 0 | 0 | 0 | 0 | 0 | 0 | 0 | 0 | 0 | 0 | 0 | 0 | 0 | 0 | 0 | 0 | 0 | 0 | 0 | 0 | 0 | 0 | 0 | 0 | 0 | 0 | 0 | 0 | 2 | 0 | 0 | 0 | 0 | 0 | 0 | 1 |  | 0 | 0 | 0 | 0 | 0 | 0 | 0 | 0 | 0 | 0 | 1.542 | 0 | 0 | 0 | 0 | 0 | 0 | 1 | 0 | 0 | 0 | 0 | 0 | 0 | 0 | 0 | 0 | 0 | 0 | 0 | 0 | 0 | 0 | 0 | 0 | 0 |  | 0 | 0 | 0 | 0 | 0 | 0 | 0 | 0 | 0 | 0 | 1.542 | 0 | 0 | 0 | 0 | 0 | 0 | 1 | 0 | 0 | 0 | 0 | 0 | 0 | 0 | 0 | 0 | 0 | 0 | 0 | 0 | 0 | 0 | 0 | 0 | 0 |  | 0 | 0 | 0 | 0 | 0 | 0 | 0 | 0 | 0 | 0 | 1.542 | 0 | 0 | 0 | 0 | 0 | 0 | 1 | 0 | 0 | 0 | 0 | 0 | 0 | 0 | 0 | 0 | 0 | 0 | 0 | 0 | 0 | 0 | 0 | 0 | 0 |  | 1 | 1 | 1 | 1 | 1 | 1 | 1 | 1 | 1 | 0
PG&E North of Greater Bay Study Area | Wyandotte | 115 | 0 | 3.6 | 0 | 0 | 0 | 0 | 0 | 0 | 0 | 0 | 0 | 3.5 | 0 | 0 | 0 | 0 | 0 | 0 | 0 | 1 |  | 0 | 0 | 0 | 0 | 0 | 0 | 0 | 0 | 0 | 0 | 0 | 0 | 0 | 0 | 0 | 0 | 0 | 0 | 0 | 0 | 2 | 2 | 0 | 0 | 0 | 0 | 0 | 0 | 2 | 0 | 0 | 0 | 0 | 0 | 0 | 1 |  | 0 | 0 | 0 | 0 | 0 | 0 | 0 | 0 | 0 | 0 | 3.692 | 0 | 0 | 0 | 0 | 0 | 0 | 1 | 0 | 0 | 2 | 2 | 0 | 0 | 0 | 0 | 0 | 0 | 0 | 0 | 0 | 0 | 0 | 0 | 0 | 1 |  | 0 | 0 | 0 | 0 | 0 | 0 | 0 | 0 | 0 | 0 | 3.692 | 0 | 0 | 0 | 0 | 0 | 0 | 1 | 0 | 0 | 2 | 2 | 0 | 0 | 0 | 0 | 0 | 0 | 0 | 0 | 0 | 0 | 0 | 0 | 0 | 1 |  | 0 | 0 | 0 | 0 | 0 | 0 | 0 | 0 | 0 | 0 | 3.692 | 0 | 0 | 0 | 0 | 0 | 0 | 1 | 0 | 0 | 2 | 2 | 0 | 0 | 0 | 0 | 0 | 0 | 0 | 0 | 0 | 0 | 0 | 0 | 0 | 1 |  | 1 | 5- | 1 | 1 | 1 | 1 | 1 | 1 | 1 | 1

## CI_Analysis_2039
[87 empty] | MW | Percentage | Flag |  |  | MW | Percentage | Flag
[23 empty] | Available for Near-term Interconnection | [36 empty] | Executed Interconnection Agreement | [24 empty] | Less |  | 100 | 10% | 1 | More |  | -100 | -10% | -1 |  |  | Phase II Study Complete | [36 empty] | All Queue Projects
|  |  | Mapped Generic Resources | [20 empty] | MW amount of resources Availale for Near-term Interconenction | [17 empty] | Flags for Near-term Interconnection Amounts | [18 empty] | MW amount of resources with executed interconnection agreements | [17 empty] | Differences for Executed Interconnection Agreement Amounts | [5 empty] | Signifcantly Less |  | 500 | 33% | 2 | Significantly More |  | -500 | -33% | -2 |  |  |  | MW amount of resources with Phase II Study Complete | [17 empty] | Difference for Phase II Study Complete Amounts | [18 empty] | MW amount of resources Queue | [17 empty] | Difference for Queue Amounts | [17 empty] | Criteria Alignment Level by Resource
|  |  | Geothermal | Biomass | Wind | Wind | Wind | OOS Wind | OOS Wind | OOS Wind | Offshore Wind | Offshore Wind | Offshore Wind | Distributed Solar | Solar | Solar | Solar | Battery_4hr | Battery_8hr | Battery | LDES | Has |  | Geothermal | Geothermal | Biomass | Biomass | Wind | Wind | OOS Wind | OOS Wind | Offshore Wind | Offshore Wind | Distributed Solar | Solar | Solar | Battery | Battery | LDES | LDES | Has | Geothermal | Geothermal | Biomass | Biomass | Wind | Wind | OOS Wind | OOS Wind | Offshore Wind | Offshore Wind | Distributed Solar | Solar | Solar | Battery | Battery | LDES | LDES | Has |  | Geothermal | Geothermal | Biomass | Biomass | Wind | Wind | OOS Wind | OOS Wind | Offshore Wind | Offshore Wind | Distributed Solar | Solar | Solar | Battery | Battery | LDES | LDES | Has | Geothermal | Geothermal | Biomass | Biomass | Wind | Wind | OOS Wind | OOS Wind | Offshore Wind | Offshore Wind | Distributed Solar | Solar | Solar | Battery | Battery | LDES | LDES | Has |  | Geothermal | Geothermal | Biomass | Biomass | Wind | Wind | OOS Wind | OOS Wind | Offshore Wind | Offshore Wind | Distributed Solar | Solar | Solar | Battery | Battery | LDES | LDES | Has | Geothermal | Geothermal | Biomass | Biomass | Wind | Wind | OOS Wind | OOS Wind | Offshore Wind | Offshore Wind | Distributed Solar | Solar | Solar | Battery | Battery | LDES | LDES | Has |  | Geothermal | Geothermal | Biomass | Biomass | Wind | Wind | OOS Wind | OOS Wind | Offshore Wind | Offshore Wind | Distributed Solar | Solar | Solar | Battery | Battery | LDES | LDES | Has | Geothermal | Geothermal | Biomass | Biomass | Wind | Wind | OOS Wind | OOS Wind | Offshore Wind | Offshore Wind | Distributed Solar | Solar | Solar | Battery | Battery | LDES | LDES | Has |  | Geothermal | Biomass | Wind | OOS Wind | Offshore Wind | Distributed Solar | Solar | Li_Battery | LDES | Has Non-
CAISO Study Area | Substation | Voltage | FCDS | FCDS | FCDS | EODS | Total | FCDS | EODS | Total | FCDS | EODS | Total | FCDS | FCDS | EODS | Total | FCDS | FCDS | Total | FCDS | Res |  | FCDS (TPD) | Total | FCDS (TPD) | Total | FCDS (TPD) | Total | FCDS (TPD) | Total | FCDS (TPD) | Total | Total | FCDS (TPD) | Total | FCDS (TPD) | Total | FCDS (TPD) | Total | Res | FCDS (TPD) | Total | FCDS (TPD) | Total | FCDS (TPD) | Total | FCDS (TPD) | Total | FCDS (TPD) | Total | Total | FCDS (TPD) | Total | FCDS (TPD) | Total | FCDS (TPD) | Total | Flag |  | FCDS (TPD) | Total | FCDS (TPD) | Total | FCDS (TPD) | Total | FCDS (TPD) | Total | FCDS (TPD) | Total | Total | FCDS (TPD) | Total | FCDS (TPD) | Total | FCDS (TPD) | Total | Res | FCDS (TPD) | Total | FCDS (TPD) | Total | FCDS (TPD) | Total | FCDS (TPD) | Total | FCDS (TPD) | Total | Total | FCDS (TPD) | Total | FCDS (TPD) | Total | FCDS (TPD) | Total | Flag |  | FCDS (TPD) | Total | FCDS (TPD) | Total | FCDS (TPD) | Total | FCDS (TPD) | Total | FCDS (TPD) | Total | Total | FCDS (TPD) | Total | FCDS (TPD) | Total | FCDS (TPD) | Total | Res | FCDS (TPD) | Total | FCDS (TPD) | Total | FCDS (TPD) | Total | FCDS (TPD) | Total | FCDS (TPD) | Total | Total | FCDS (TPD) | Total | FCDS (TPD) | Total | FCDS (TPD) | Total | Flag |  | FCDS (TPD) | Total | FCDS (TPD) | Total | FCDS (TPD) | Total | FCDS (TPD) | Total | FCDS (TPD) | Total | Total | FCDS (TPD) | Total | FCDS (TPD) | Total | FCDS (TPD) | Total | Res | FCDS (TPD) | Total | FCDS (TPD) | Total | FCDS (TPD) | Total | FCDS (TPD) | Total | FCDS (TPD) | Total | Total | FCDS (TPD) | Total | FCDS (TPD) | Total | FCDS (TPD) | Total | Flag |  | Alignment Level | Alignment Level | Alignment Level | Alignment Level | Alignment Level | Alignment Level | Alignment Level | Alignment Level | Alignment Level | Alignment
PG&E Kern Study Area | 7th Standard | 115 | 0 | 0 | 0 | 0 | 0 | 0 | 0 | 0 | 0 | 0 | 0 | 2.5 | 0 | 0 | 0 | 0 | 0 | 0 | 0 | 1 |  | 0 | 0 | 0 | 0 | 0 | 0 | 0 | 0 | 0 | 0 | 0 | 0 | 0 | 0 | 0 | 0 | 0 | 0 | 0 | 0 | 0 | 0 | 0 | 0 | 0 | 0 | 0 | 0 | 2 | 0 | 0 | 0 | 0 | 0 | 0 | 1 |  | 0 | 0 | 0 | 0 | 0 | 0 | 0 | 0 | 0 | 0 | 2.5 | 0 | 0 | 0 | 0 | 0 | 0 | 1 | 0 | 0 | 0 | 0 | 0 | 0 | 0 | 0 | 0 | 0 | 0 | 0 | 0 | 0 | 0 | 0 | 0 | 0 |  | 0 | 0 | 0 | 0 | 0 | 0 | 0 | 0 | 0 | 0 | 2.5 | 0 | 0 | 0 | 0 | 0 | 0 | 1 | 0 | 0 | 0 | 0 | 0 | 0 | 0 | 0 | 0 | 0 | 0 | 0 | 0 | 0 | 0 | 0 | 0 | 0 |  | 0 | 0 | 0 | 0 | 0 | 0 | 0 | 0 | 0 | 0 | 2.5 | 0 | 0 | 0 | 92.07 | 0 | 0 | 1 | 0 | 0 | 0 | 0 | 0 | 0 | 0 | 0 | 0 | 0 | 0 | 0 | 0 | 0 | -2 | 0 | 0 | 1 |  | 1 | 1 | 1 | 1 | 1 | 1 | 1 | 1+ | 1 | 1
SCE Metro Study Area | Alamitos | 230 | 0 | 0 | 0 | 0 | 0 | 0 | 0 | 0 | 0 | 0 | 0 | 0 | 0 | 0 | 0 | 0 | 0 | 0 | 0 | 0 |  | 0 | 0 | 0 | 0 | 0 | 0 | 0 | 0 | 0 | 0 | 0 | 0 | 0 | 0 | 0 | 0 | 0 | 0 | 0 | 0 | 0 | 0 | 0 | 0 | 0 | 0 | 0 | 0 | 0 | 0 | 0 | 0 | 0 | 0 | 0 | 0 |  | 0 | 0 | 0 | 0 | 0 | 0 | 0 | 0 | 0 | 0 | 0 | 0 | 0 | 0 | 0 | 0 | 0 | 0 | 0 | 0 | 0 | 0 | 0 | 0 | 0 | 0 | 0 | 0 | 0 | 0 | 0 | 0 | 0 | 0 | 0 | 0 |  | 0 | 0 | 0 | 0 | 0 | 0 | 0 | 0 | 0 | 0 | 0 | 0 | 0 | 0 | 0 | 0 | 0 | 0 | 0 | 0 | 0 | 0 | 0 | 0 | 0 | 0 | 0 | 0 | 0 | 0 | 0 | 0 | 0 | 0 | 0 | 0 |  | 0 | 0 | 0 | 0 | 0 | 0 | 0 | 0 | 0 | 0 | 0 | 0 | 0 | 0 | 241.5 | 0 | 0 | 1 | 0 | 0 | 0 | 0 | 0 | 0 | 0 | 0 | 0 | 0 | 0 | 0 | 0 | 0 | -2 | 0 | 0 | 1 |  | 1 | 1 | 1 | 1 | 1 | 1 | 1 | 1+ | 1 | 1
SCE Eastern Study Area | Alberhill | 500 | 0 | 0 | 0 | 0 | 0 | 0 | 0 | 0 | 0 | 0 | 0 | 0 | 0 | 0 | 0 | 0 | 0 | 0 | 0 | 0 |  | 0 | 0 | 0 | 0 | 0 | 0 | 0 | 0 | 0 | 0 | 0 | 0 | 0 | 0 | 0 | 0 | 0 | 0 | 0 | 0 | 0 | 0 | 0 | 0 | 0 | 0 | 0 | 0 | 0 | 0 | 0 | 0 | 0 | 0 | 0 | 0 |  | 0 | 0 | 0 | 0 | 0 | 0 | 0 | 0 | 0 | 0 | 0 | 0 | 0 | 0 | 0 | 500 | 500 | 1 | 0 | 0 | 0 | 0 | 0 | 0 | 0 | 0 | 0 | 0 | 0 | 0 | 0 | 0 | 0 | -2 | -2 | 1 |  | 0 | 0 | 0 | 0 | 0 | 0 | 0 | 0 | 0 | 0 | 0 | 0 | 0 | 0 | 0 | 500 | 500 | 1 | 0 | 0 | 0 | 0 | 0 | 0 | 0 | 0 | 0 | 0 | 0 | 0 | 0 | 0 | 0 | -2 | -2 | 1 |  | 0 | 0 | 0 | 0 | 0 | 0 | 0 | 0 | 0 | 0 | 0 | 0 | 0 | 0 | 1150 | 500 | 500 | 1 | 0 | 0 | 0 | 0 | 0 | 0 | 0 | 0 | 0 | 0 | 0 | 0 | 0 | 0 | -2 | -2 | -2 | 1 |  | 1 | 1 | 1 | 1 | 1 | 1 | 1 | 1+ | 4+ | 1
PG&E Kern Study Area | Alpaugh | 115 | 0 | 0 | 0 | 0 | 0 | 0 | 0 | 0 | 0 | 0 | 0 | 0 | 0 | 0 | 0 | 0 | 0 | 0 | 0 | 0 |  | 0 | 0 | 0 | 0 | 0 | 0 | 0 | 0 | 0 | 0 | 0 | 0 | 0 | 0 | 0 | 0 | 0 | 0 | 0 | 0 | 0 | 0 | 0 | 0 | 0 | 0 | 0 | 0 | 0 | 0 | 0 | 0 | 0 | 0 | 0 | 0 |  | 0 | 0 | 0 | 0 | 0 | 0 | 0 | 0 | 0 | 0 | 0 | 0 | 0 | 0 | 0 | 0 | 0 | 0 | 0 | 0 | 0 | 0 | 0 | 0 | 0 | 0 | 0 | 0 | 0 | 0 | 0 | 0 | 0 | 0 | 0 | 0 |  | 0 | 0 | 0 | 0 | 0 | 0 | 0 | 0 | 0 | 0 | 0 | 0 | 0 | 0 | 0 | 0 | 0 | 0 | 0 | 0 | 0 | 0 | 0 | 0 | 0 | 0 | 0 | 0 | 0 | 0 | 0 | 0 | 0 | 0 | 0 | 0 |  | 0 | 0 | 0 | 0 | 0 | 0 | 0 | 0 | 0 | 0 | 0 | 0 | 172.835 | 0 | 172.835 | 0 | 0 | 1 | 0 | 0 | 0 | 0 | 0 | 0 | 0 | 0 | 0 | 0 | 0 | 0 | -2 | 0 | -2 | 0 | 0 | 1 |  | 1 | 1 | 1 | 1 | 1 | 1 | 1+ | 1+ | 1 | 1
SDG&E Study Area | Alpine | 69 | 0 | 0 | 0 | 0 | 0 | 0 | 0 | 0 | 0 | 0 | 0 | 0 | 0 | 0 | 0 | 0 | 0 | 0 | 0 | 0 |  | 0 | 0 | 0 | 0 | 0 | 0 | 0 | 0 | 0 | 0 | 0 | 0 | 0 | 0 | 0 | 0 | 0 | 0 | 0 | 0 | 0 | 0 | 0 | 0 | 0 | 0 | 0 | 0 | 0 | 0 | 0 | 0 | 0 | 0 | 0 | 0 |  | 0 | 0 | 0 | 0 | 0 | 0 | 0 | 0 | 0 | 0 | 0 | 0 | 0 | 0 | 0 | 0 | 0 | 0 | 0 | 0 | 0 | 0 | 0 | 0 | 0 | 0 | 0 | 0 | 0 | 0 | 0 | 0 | 0 | 0 | 0 | 0 |  | 0 | 0 | 0 | 0 | 0 | 0 | 0 | 0 | 0 | 0 | 0 | 0 | 0 | 0 | 0 | 0 | 0 | 0 | 0 | 0 | 0 | 0 | 0 | 0 | 0 | 0 | 0 | 0 | 0 | 0 | 0 | 0 | 0 | 0 | 0 | 0 |  | 0 | 0 | 0 | 0 | 0 | 0 | 0 | 0 | 0 | 0 | 0 | 0 | 0 | 0 | 100.6499 | 0 | 0 | 1 | 0 | 0 | 0 | 0 | 0 | 0 | 0 | 0 | 0 | 0 | 0 | 0 | 0 | 0 | -2 | 0 | 0 | 1 |  | 1 | 1 | 1 | 1 | 1 | 1 | 1 | 1+ | 1 | 1
PG&E Greater Bay Study Area | Altamont Midway (Sandhill) | 230 | 0 | 0 | 5 | 0 | 5 | 0 | 0 | 0 | 0 | 0 | 0 | 0 | 0 | 0 | 0 | 0 | 0 | 0 | 0 | 1 |  | 0 | 0 | 0 | 0 | 0 | 5 | 0 | 0 | 0 | 0 | 0 | 0 | 0 | 0 | 0 | 0 | 0 | 1 | 0 | 0 | 0 | 0 | 2 | 0 | 0 | 0 | 0 | 0 | 0 | 0 | 0 | 0 | 0 | 0 | 0 | 1 |  | 0 | 0 | 0 | 0 | 0 | 5 | 0 | 0 | 0 | 0 | 0 | 0 | 0 | 0 | 0 | 0 | 0 | 1 | 0 | 0 | 0 | 0 | 2 | 0 | 0 | 0 | 0 | 0 | 0 | 0 | 0 | 0 | 0 | 0 | 0 | 1 |  | 0 | 0 | 0 | 0 | 0 | 5 | 0 | 0 | 0 | 0 | 0 | 0 | 0 | 0 | 0 | 0 | 0 | 1 | 0 | 0 | 0 | 0 | 2 | 0 | 0 | 0 | 0 | 0 | 0 | 0 | 0 | 0 | 0 | 0 | 0 | 1 |  | 0 | 0 | 0 | 0 | 0 | 5 | 0 | 0 | 0 | 0 | 0 | 0 | 0 | 0 | 0 | 0 | 0 | 1 | 0 | 0 | 0 | 0 | 2 | 0 | 0 | 0 | 0 | 0 | 0 | 0 | 0 | 0 | 0 | 0 | 0 | 1 |  | 1 | 1 | 1 | 1 | 1 | 1 | 1 | 1 | 1 | 0
SCE Northern Area | Antelope | 500 | 0 | 0 | 0 | 0 | 0 | 0 | 0 | 0 | 0 | 0 | 0 | 0 | 0 | 0 | 0 | 0 | 0 | 0 | 0 | 0 |  | 0 | 0 | 0 | 0 | 0 | 0 | 0 | 0 | 0 | 0 | 0 | 0 | 0 | 0 | 0 | 0 | 0 | 0 | 0 | 0 | 0 | 0 | 0 | 0 | 0 | 0 | 0 | 0 | 0 | 0 | 0 | 0 | 0 | 0 | 0 | 0 |  | 0 | 0 | 0 | 0 | 0 | 0 | 0 | 0 | 0 | 0 | 0 | 0 | 0 | 0 | 0 | 0 | 0 | 0 | 0 | 0 | 0 | 0 | 0 | 0 | 0 | 0 | 0 | 0 | 0 | 0 | 0 | 0 | 0 | 0 | 0 | 0 |  | 0 | 0 | 0 | 0 | 0 | 0 | 0 | 0 | 0 | 0 | 0 | 0 | 0 | 0 | 0 | 0 | 0 | 0 | 0 | 0 | 0 | 0 | 0 | 0 | 0 | 0 | 0 | 0 | 0 | 0 | 0 | 0 | 0 | 0 | 0 | 0 |  | 0 | 0 | 0 | 0 | 0 | 0 | 0 | 0 | 0 | 0 | 0 | 0 | 0 | 0 | 0 | 0 | 0 | 0 | 0 | 0 | 0 | 0 | 0 | 0 | 0 | 0 | 0 | 0 | 0 | 0 | 0 | 0 | 0 | 0 | 0 | 0 |  | 1 | 1 | 1 | 1 | 1 | 1 | 1 | 1 | 1 | 0
SCE Northern Area | Antelope | 230 | 0 | 0 | 140 | 50 | 190 | 0 | 0 | 0 | 0 | 0 | 0 | 0 | 161 | 250 | 411 | 0 | 128.5 | 128.5 | 0 | 1 |  | 0 | 0 | 0 | 0 | 0 | 0 | 0 | 0 | 0 | 0 | 0 | 161 | 161 | 23.88 | 187.28 | 0 | 0 | 1 | 0 | 0 | 0 | 0 | 2 | 2 | 0 | 0 | 0 | 0 | 0 | 0 | 2 | 2 | -1 | 0 | 0 | 1 |  | 0 | 0 | 0 | 0 | 0 | 0 | 0 | 0 | 0 | 0 | 0 | 161 | 199.55 | 23.88 | 187.28 | 0 | 0 | 1 | 0 | 0 | 0 | 0 | 2 | 2 | 0 | 0 | 0 | 0 | 0 | 0 | 2 | 2 | -1 | 0 | 0 | 1 |  | 0 | 0 | 0 | 0 | 0 | 0 | 0 | 0 | 0 | 0 | 0 | 161 | 199.55 | 23.88 | 187.28 | 0 | 0 | 1 | 0 | 0 | 0 | 0 | 2 | 2 | 0 | 0 | 0 | 0 | 0 | 0 | 2 | 2 | -1 | 0 | 0 | 1 |  | 0 | 0 | 0 | 0 | 0 | 0 | 0 | 0 | 0 | 0 | 1 | 161 | 477.182 | 23.88 | 1432.8406 | 0 | 0 | 1 | 0 | 0 | 0 | 0 | 2 | 2 | 0 | 0 | 0 | 0 | -2 | 0 | -1 | 2 | -2 | 0 | 0 | 1 |  | 1 | 1 | 5- | 1 | 1 | 1+ | 3- | 3+ | 1 | 1
PG&E Kern Study Area | Arco | 230 | 0 | 0 | 0 | 0 | 0 | 0 | 0 | 0 | 0 | 0 | 0 | 2.2 | 0 | 515 | 515 | 170.4 | 100 | 270.4 | 0 | 1 |  | 0 | 0 | 0 | 0 | 0 | 0 | 0 | 0 | 0 | 0 | 0 | 0 | 0 | 0 | 0 | 0 | 0 | 0 | 0 | 0 | 0 | 0 | 0 | 0 | 0 | 0 | 0 | 0 | 2 | 0 | 2 | 2 | 2 | 0 | 0 | 1 |  | 0 | 0 | 0 | 0 | 0 | 0 | 0 | 0 | 0 | 0 | 2.7 | 1.7 | 256.574 | 0.2 | 254.27 | 0 | 0 | 1 | 0 | 0 | 0 | 0 | 0 | 0 | 0 | 0 | 0 | 0 | -1 | -2 | 2 | 2 | 0 | 0 | 0 | 1 |  | 0 | 0 | 0 | 0 | 0 | 0 | 0 | 0 | 0 | 0 | 2.7 | 1.7 | 608.374 | 292.075 | 606.07 | 0 | 0 | 1 | 0 | 0 | 0 | 0 | 0 | 0 | 0 | 0 | 0 | 0 | -1 | -2 | -1 | 0 | -2 | 0 | 0 | 1 |  | 0 | 0 | 0 | 0 | 0 | 0 | 0 | 0 | 0 | 0 | 2.7 | 1.7 | 1181.0979 | 292.075 | 1208.6068 | 0 | 0 | 1 | 0 | 0 | 0 | 0 | 0 | 0 | 0 | 0 | 0 | 0 | -1 | -2 | -2 | 0 | -2 | 0 | 0 | 1 |  | 1 | 1 | 1 | 1 | 1 | 3+ | 4+ | 2+ | 1 | 1
SCE Metro Study Area | ArcoGen | 230 | 0 | 0 | 0 | 0 | 0 | 0 | 0 | 0 | 0 | 0 | 0 | 0 | 0 | 0 | 0 | 0 | 0 | 0 | 0 | 0 |  | 0 | 0 | 0 | 0 | 0 | 0 | 0 | 0 | 0 | 0 | 0 | 0 | 0 | 0 | 0 | 0 | 0 | 0 | 0 | 0 | 0 | 0 | 0 | 0 | 0 | 0 | 0 | 0 | 0 | 0 | 0 | 0 | 0 | 0 | 0 | 0 |  | 0 | 0 | 0 | 0 | 0 | 0 | 0 | 0 | 0 | 0 | 0 | 0 | 0 | 0 | 0 | 0 | 0 | 0 | 0 | 0 | 0 | 0 | 0 | 0 | 0 | 0 | 0 | 0 | 0 | 0 | 0 | 0 | 0 | 0 | 0 | 0 |  | 0 | 0 | 0 | 0 | 0 | 0 | 0 | 0 | 0 | 0 | 0 | 0 | 0 | 0 | 0 | 0 | 0 | 0 | 0 | 0 | 0 | 0 | 0 | 0 | 0 | 0 | 0 | 0 | 0 | 0 | 0 | 0 | 0 | 0 | 0 | 0 |  | 0 | 0 | 0 | 0 | 0 | 0 | 0 | 0 | 0 | 0 | 0 | 0 | 0 | 0 | 0 | 0 | 0 | 0 | 0 | 0 | 0 | 0 | 0 | 0 | 0 | 0 | 0 | 0 | 0 | 0 | 0 | 0 | 0 | 0 | 0 | 0 |  | 1 | 1 | 1 | 1 | 1 | 1 | 1 | 1 | 1 | 0
SDG&E Study Area | Artesian | 230 | 0 | 0 | 0 | 0 | 0 | 0 | 0 | 0 | 0 | 0 | 0 | 0 | 0 | 0 | 0 | 0 | 0 | 0 | 0 | 0 |  | 0 | 0 | 0 | 0 | 0 | 0 | 0 | 0 | 0 | 0 | 0 | 0 | 0 | 0 | 0 | 0 | 0 | 0 | 0 | 0 | 0 | 0 | 0 | 0 | 0 | 0 | 0 | 0 | 0 | 0 | 0 | 0 | 0 | 0 | 0 | 0 |  | 0 | 0 | 0 | 0 | 0 | 0 | 0 | 0 | 0 | 0 | 0 | 0 | 0 | 0 | 0 | 0 | 0 | 0 | 0 | 0 | 0 | 0 | 0 | 0 | 0 | 0 | 0 | 0 | 0 | 0 | 0 | 0 | 0 | 0 | 0 | 0 |  | 0 | 0 | 0 | 0 | 0 | 0 | 0 | 0 | 0 | 0 | 0 | 0 | 0 | 0 | 0 | 0 | 0 | 0 | 0 | 0 | 0 | 0 | 0 | 0 | 0 | 0 | 0 | 0 | 0 | 0 | 0 | 0 | 0 | 0 | 0 | 0 |  | 0 | 0 | 0 | 0 | 0 | 0 | 0 | 0 | 0 | 0 | 0 | 0 | 0 | 0 | 0 | 0 | 0 | 0 | 0 | 0 | 0 | 0 | 0 | 0 | 0 | 0 | 0 | 0 | 0 | 0 | 0 | 0 | 0 | 0 | 0 | 0 |  | 1 | 1 | 1 | 1 | 1 | 1 | 1 | 1 | 1 | 0
PG&E Fresno Study Area | Ashlan | 230 | 0 | 0 | 0 | 0 | 0 | 0 | 0 | 0 | 0 | 0 | 0 | 0 | 0 | 0 | 0 | 0 | 0 | 0 | 0 | 0 |  | 0 | 0 | 0 | 0 | 0 | 0 | 0 | 0 | 0 | 0 | 0 | 0 | 0 | 0 | 0 | 0 | 0 | 0 | 0 | 0 | 0 | 0 | 0 | 0 | 0 | 0 | 0 | 0 | 0 | 0 | 0 | 0 | 0 | 0 | 0 | 0 |  | 0 | 0 | 0 | 0 | 0 | 0 | 0 | 0 | 0 | 0 | 0 | 0 | 0 | 0 | 0 | 0 | 0 | 0 | 0 | 0 | 0 | 0 | 0 | 0 | 0 | 0 | 0 | 0 | 0 | 0 | 0 | 0 | 0 | 0 | 0 | 0 |  | 0 | 0 | 0 | 0 | 0 | 0 | 0 | 0 | 0 | 0 | 0 | 0 | 0 | 0 | 0 | 0 | 0 | 0 | 0 | 0 | 0 | 0 | 0 | 0 | 0 | 0 | 0 | 0 | 0 | 0 | 0 | 0 | 0 | 0 | 0 | 0 |  | 0 | 0 | 0 | 0 | 0 | 0 | 0 | 0 | 0 | 0 | 0 | 0 | 0 | 0 | 0 | 0 | 0 | 0 | 0 | 0 | 0 | 0 | 0 | 0 | 0 | 0 | 0 | 0 | 0 | 0 | 0 | 0 | 0 | 0 | 0 | 0 |  | 1 | 1 | 1 | 1 | 1 | 1 | 1 | 1 | 1 | 0
PG&E North of Greater Bay Study Area | Atlantic | 230 | 0 | 0 | 0 | 0 | 0 | 0 | 0 | 0 | 0 | 0 | 0 | 0 | 0 | 0 | 0 | 0 | 0 | 0 | 0 | 0 |  | 0 | 0 | 0 | 0 | 0 | 0 | 0 | 0 | 0 | 0 | 0 | 0 | 0 | 0 | 0 | 0 | 0 | 0 | 0 | 0 | 0 | 0 | 0 | 0 | 0 | 0 | 0 | 0 | 0 | 0 | 0 | 0 | 0 | 0 | 0 | 0 |  | 0 | 0 | 0 | 0 | 0 | 0 | 0 | 0 | 0 | 0 | 0 | 0 | 0 | 0 | 0 | 0 | 0 | 0 | 0 | 0 | 0 | 0 | 0 | 0 | 0 | 0 | 0 | 0 | 0 | 0 | 0 | 0 | 0 | 0 | 0 | 0 |  | 0 | 0 | 0 | 0 | 0 | 0 | 0 | 0 | 0 | 0 | 0 | 0 | 0 | 0 | 0 | 0 | 0 | 0 | 0 | 0 | 0 | 0 | 0 | 0 | 0 | 0 | 0 | 0 | 0 | 0 | 0 | 0 | 0 | 0 | 0 | 0 |  | 0 | 0 | 0 | 0 | 0 | 0 | 0 | 0 | 0 | 0 | 0 | 0 | 0 | 0 | 0 | 0 | 0 | 0 | 0 | 0 | 0 | 0 | 0 | 0 | 0 | 0 | 0 | 0 | 0 | 0 | 0 | 0 | 0 | 0 | 0 | 0 |  | 1 | 1 | 1 | 1 | 1 | 1 | 1 | 1 | 1 | 0
PG&E North of Greater Bay Study Area | Atlantic | 115 | 0 | 0 | 0 | 0 | 0 | 0 | 0 | 0 | 0 | 0 | 0 | 0 | 0 | 0 | 0 | 0 | 0 | 0 | 0 | 0 |  | 0 | 0 | 0 | 0 | 0 | 0 | 0 | 0 | 0 | 0 | 0 | 0 | 0 | 0 | 0 | 0 | 0 | 0 | 0 | 0 | 0 | 0 | 0 | 0 | 0 | 0 | 0 | 0 | 0 | 0 | 0 | 0 | 0 | 0 | 0 | 0 |  | 0 | 0 | 0 | 0 | 0 | 0 | 0 | 0 | 0 | 0 | 0 | 0 | 0 | 0 | 0 | 0 | 0 | 0 | 0 | 0 | 0 | 0 | 0 | 0 | 0 | 0 | 0 | 0 | 0 | 0 | 0 | 0 | 0 | 0 | 0 | 0 |  | 0 | 0 | 0 | 0 | 0 | 0 | 0 | 0 | 0 | 0 | 0 | 0 | 0 | 0 | 102 | 0 | 0 | 1 | 0 | 0 | 0 | 0 | 0 | 0 | 0 | 0 | 0 | 0 | 0 | 0 | 0 | 0 | -2 | 0 | 0 | 1 |  | 0 | 0 | 0 | 0 | 0 | 0 | 0 | 0 | 0 | 0 | 0 | 0 | 0 | 0 | 102 | 0 | 0 | 1 | 0 | 0 | 0 | 0 | 0 | 0 | 0 | 0 | 0 | 0 | 0 | 0 | 0 | 0 | -2 | 0 | 0 | 1 |  | 1 | 1 | 1 | 1 | 1 | 1 | 1 | 2+ | 1 | 1
PG&E Greater Bay Study Area | Avena | 115 | 0 | 0 | 0 | 0 | 0 | 0 | 0 | 0 | 0 | 0 | 0 | 0 | 0 | 0 | 0 | 0 | 0 | 0 | 0 | 0 |  | 0 | 0 | 0 | 0 | 0 | 0 | 0 | 0 | 0 | 0 | 0 | 0 | 0 | 0 | 0 | 0 | 0 | 0 | 0 | 0 | 0 | 0 | 0 | 0 | 0 | 0 | 0 | 0 | 0 | 0 | 0 | 0 | 0 | 0 | 0 | 0 |  | 0 | 0 | 0 | 0 | 0 | 0 | 0 | 0 | 0 | 0 | 0 | 0 | 0 | 0 | 0 | 0 | 0 | 0 | 0 | 0 | 0 | 0 | 0 | 0 | 0 | 0 | 0 | 0 | 0 | 0 | 0 | 0 | 0 | 0 | 0 | 0 |  | 0 | 0 | 0 | 0 | 0 | 0 | 0 | 0 | 0 | 0 | 0 | 0 | 0 | 0 | 0 | 0 | 0 | 0 | 0 | 0 | 0 | 0 | 0 | 0 | 0 | 0 | 0 | 0 | 0 | 0 | 0 | 0 | 0 | 0 | 0 | 0 |  | 0 | 0 | 0 | 0 | 0 | 0 | 0 | 0 | 0 | 0 | 0 | 0 | 0 | 0 | 0 | 0 | 0 | 0 | 0 | 0 | 0 | 0 | 0 | 0 | 0 | 0 | 0 | 0 | 0 | 0 | 0 | 0 | 0 | 0 | 0 | 0 |  | 1 | 1 | 1 | 1 | 1 | 1 | 1 | 1 | 1 | 0
SDG&E Study Area | Avocado | 69 | 0 | 0 | 0 | 0 | 0 | 0 | 0 | 0 | 0 | 0 | 0 | 0 | 0 | 0 | 0 | 29.6 | 0 | 29.6 | 0 | 1 |  | 0 | 0 | 0 | 0 | 0 | 0 | 0 | 0 | 0 | 0 | 0 | 0 | 0 | 29.6 | 29.6 | 0 | 0 | 1 | 0 | 0 | 0 | 0 | 0 | 0 | 0 | 0 | 0 | 0 | 0 | 0 | 0 | 0 | 0 | 0 | 0 | 0 |  | 0 | 0 | 0 | 0 | 0 | 0 | 0 | 0 | 0 | 0 | 0 | 0 | 0 | 29.6 | 29.6 | 0 | 0 | 1 | 0 | 0 | 0 | 0 | 0 | 0 | 0 | 0 | 0 | 0 | 0 | 0 | 0 | 0 | 0 | 0 | 0 | 0 |  | 0 | 0 | 0 | 0 | 0 | 0 | 0 | 0 | 0 | 0 | 0 | 0 | 0 | 29.6 | 29.6 | 0 | 0 | 1 | 0 | 0 | 0 | 0 | 0 | 0 | 0 | 0 | 0 | 0 | 0 | 0 | 0 | 0 | 0 | 0 | 0 | 0 |  | 0 | 0 | 0 | 0 | 0 | 0 | 0 | 0 | 0 | 0 | 0 | 0 | 0 | 29.6 | 29.6 | 0 | 0 | 1 | 0 | 0 | 0 | 0 | 0 | 0 | 0 | 0 | 0 | 0 | 0 | 0 | 0 | 0 | 0 | 0 | 0 | 0 |  | 1 | 1 | 1 | 1 | 1 | 1 | 1 | 1 | 1 | 0
PG&E North of Greater Bay Study Area | Bahia | 230 | 0 | 0 | 0 | 0 | 0 | 0 | 0 | 0 | 0 | 0 | 0 | 0 | 0 | 0 | 0 | 0 | 0 | 0 | 0 | 0 |  | 0 | 0 | 0 | 0 | 0 | 0 | 0 | 0 | 0 | 0 | 0 | 0 | 0 | 0 | 0 | 0 | 0 | 0 | 0 | 0 | 0 | 0 | 0 | 0 | 0 | 0 | 0 | 0 | 0 | 0 | 0 | 0 | 0 | 0 | 0 | 0 |  | 0 | 0 | 0 | 0 | 0 | 0 | 0 | 0 | 0 | 0 | 0 | 0 | 0 | 0 | 4.9 | 0 | 0 | 1 | 0 | 0 | 0 | 0 | 0 | 0 | 0 | 0 | 0 | 0 | 0 | 0 | 0 | 0 | -2 | 0 | 0 | 1 |  | 0 | 0 | 0 | 0 | 0 | 0 | 0 | 0 | 0 | 0 | 0 | 0 | 0 | 0 | 4.9 | 0 | 0 | 1 | 0 | 0 | 0 | 0 | 0 | 0 | 0 | 0 | 0 | 0 | 0 | 0 | 0 | 0 | -2 | 0 | 0 | 1 |  | 0 | 0 | 0 | 0 | 0 | 0 | 0 | 0 | 0 | 0 | 0 | 0 | 0 | 0 | 4.9 | 0 | 0 | 1 | 0 | 0 | 0 | 0 | 0 | 0 | 0 | 0 | 0 | 0 | 0 | 0 | 0 | 0 | -2 | 0 | 0 | 1 |  | 1 | 1 | 1 | 1 | 1 | 1 | 1 | 4+ | 1 | 1
SCE Northern Area | Bailey | 230 | 0 | 0 | 0 | 0 | 0 | 0 | 0 | 0 | 0 | 0 | 0 | 0 | 0 | 0 | 0 | 0 | 0 | 0 | 0 | 0 |  | 0 | 0 | 0 | 0 | 0 | 0 | 0 | 0 | 0 | 0 | 0 | 0 | 0 | 66 | 66 | 0 | 0 | 1 | 0 | 0 | 0 | 0 | 0 | 0 | 0 | 0 | 0 | 0 | 0 | 0 | 0 | -2 | -2 | 0 | 0 | 1 |  | 0 | 0 | 0 | 0 | 0 | 0 | 0 | 0 | 0 | 0 | 0 | 0 | 0 | 66 | 66 | 0 | 0 | 1 | 0 | 0 | 0 | 0 | 0 | 0 | 0 | 0 | 0 | 0 | 0 | 0 | 0 | -2 | -2 | 0 | 0 | 1 |  | 0 | 0 | 0 | 0 | 0 | 0 | 0 | 0 | 0 | 0 | 0 | 0 | 0 | 66 | 66 | 0 | 0 | 1 | 0 | 0 | 0 | 0 | 0 | 0 | 0 | 0 | 0 | 0 | 0 | 0 | 0 | -2 | -2 | 0 | 0 | 1 |  | 0 | 0 | 0 | 0 | 0 | 0 | 0 | 0 | 0 | 0 | 0 | 0 | 0 | 66 | 66 | 0 | 0 | 1 | 0 | 0 | 0 | 0 | 0 | 0 | 0 | 0 | 0 | 0 | 0 | 0 | 0 | -2 | -2 | 0 | 0 | 1 |  | 1 | 1 | 1 | 1 | 1 | 1 | 1 | 4+ | 1 | 1
PG&E Kern Study Area | Bakersfield | 230 | 0 | 0 | 0 | 0 | 0 | 0 | 0 | 0 | 0 | 0 | 0 | 0 | 0 | 0 | 0 | 0 | 0 | 0 | 0 | 0 |  | 0 | 0 | 0 | 0 | 0 | 0 | 0 | 0 | 0 | 0 | 0 | 0 | 0 | 0 | 0 | 0 | 0 | 0 | 0 | 0 | 0 | 0 | 0 | 0 | 0 | 0 | 0 | 0 | 0 | 0 | 0 | 0 | 0 | 0 | 0 | 0 |  | 0 | 0 | 0 | 0 | 0 | 0 | 0 | 0 | 0 | 0 | 0 | 0 | 0 | 0 | 0 | 0 | 0 | 0 | 0 | 0 | 0 | 0 | 0 | 0 | 0 | 0 | 0 | 0 | 0 | 0 | 0 | 0 | 0 | 0 | 0 | 0 |  | 0 | 0 | 0 | 0 | 0 | 0 | 0 | 0 | 0 | 0 | 0 | 0 | 0 | 0 | 0 | 0 | 0 | 0 | 0 | 0 | 0 | 0 | 0 | 0 | 0 | 0 | 0 | 0 | 0 | 0 | 0 | 0 | 0 | 0 | 0 | 0 |  | 0 | 0 | 0 | 0 | 0 | 0 | 0 | 0 | 0 | 0 | 0 | 0 | 0 | 0 | 0 | 0 | 0 | 0 | 0 | 0 | 0 | 0 | 0 | 0 | 0 | 0 | 0 | 0 | 0 | 0 | 0 | 0 | 0 | 0 | 0 | 0 |  | 1 | 1 | 1 | 1 | 1 | 1 | 1 | 1 | 1 | 0
PG&E Fresno Study Area | Balch 2 | 230 | 0 | 3 | 0 | 0 | 0 | 0 | 0 | 0 | 0 | 0 | 0 | 0 | 0 | 0 | 0 | 0 | 0 | 0 | 0 | 1 |  | 0 | 0 | 0 | 0 | 0 | 0 | 0 | 0 | 0 | 0 | 0 | 0 | 0 | 0 | 0 | 0 | 0 | 0 | 0 | 0 | 2 | 2 | 0 | 0 | 0 | 0 | 0 | 0 | 0 | 0 | 0 | 0 | 0 | 0 | 0 | 1 |  | 0 | 0 | 0 | 0 | 0 | 0 | 0 | 0 | 0 | 0 | 0 | 0 | 0 | 0 | 0 | 0 | 0 | 0 | 0 | 0 | 2 | 2 | 0 | 0 | 0 | 0 | 0 | 0 | 0 | 0 | 0 | 0 | 0 | 0 | 0 | 1 |  | 0 | 0 | 0 | 0 | 0 | 0 | 0 | 0 | 0 | 0 | 0 | 0 | 0 | 0 | 0 | 0 | 0 | 0 | 0 | 0 | 2 | 2 | 0 | 0 | 0 | 0 | 0 | 0 | 0 | 0 | 0 | 0 | 0 | 0 | 0 | 1 |  | 0 | 0 | 0 | 0 | 0 | 0 | 0 | 0 | 0 | 0 | 0 | 0 | 0 | 0 | 0 | 0 | 0 | 0 | 0 | 0 | 2 | 2 | 0 | 0 | 0 | 0 | 0 | 0 | 0 | 0 | 0 | 0 | 0 | 0 | 0 | 1 |  | 1 | 5- | 1 | 1 | 1 | 1 | 1 | 1 | 1 | 1
SCE Metro Study Area | Barre | 230 | 0 | 0 | 0 | 0 | 0 | 0 | 0 | 0 | 0 | 0 | 0 | 0 | 0 | 0 | 0 | 0 | 0 | 0 | 0 | 0 |  | 0 | 0 | 0 | 0 | 0 | 0 | 0 | 0 | 0 | 0 | 0 | 0 | 0 | 0 | 0 | 0 | 0 | 0 | 0 | 0 | 0 | 0 | 0 | 0 | 0 | 0 | 0 | 0 | 0 | 0 | 0 | 0 | 0 | 0 | 0 | 0 |  | 0 | 0 | 0 | 0 | 0 | 0 | 0 | 0 | 0 | 0 | 0 | 0 | 0 | 0 | 0 | 0 | 0 | 0 | 0 | 0 | 0 | 0 | 0 | 0 | 0 | 0 | 0 | 0 | 0 | 0 | 0 | 0 | 0 | 0 | 0 | 0 |  | 0 | 0 | 0 | 0 | 0 | 0 | 0 | 0 | 0 | 0 | 0 | 0 | 0 | 0 | 0 | 0 | 0 | 0 | 0 | 0 | 0 | 0 | 0 | 0 | 0 | 0 | 0 | 0 | 0 | 0 | 0 | 0 | 0 | 0 | 0 | 0 |  | 0 | 0 | 0 | 0 | 0 | 0 | 0 | 0 | 0 | 0 | 0 | 0 | 0 | 0 | 110 | 0 | 0 | 1 | 0 | 0 | 0 | 0 | 0 | 0 | 0 | 0 | 0 | 0 | 0 | 0 | 0 | 0 | -2 | 0 | 0 | 1 |  | 1 | 1 | 1 | 1 | 1 | 1 | 1 | 1+ | 1 | 1
SDG&E Study Area | Bay Boulevard | 230 | 0 | 0 | 0 | 0 | 0 | 0 | 0 | 0 | 0 | 0 | 0 | 0 | 0 | 0 | 0 | 0 | 0 | 0 | 0 | 0 |  | 0 | 0 | 0 | 0 | 0 | 0 | 0 | 0 | 0 | 0 | 0 | 0 | 0 | 0 | 0 | 0 | 0 | 0 | 0 | 0 | 0 | 0 | 0 | 0 | 0 | 0 | 0 | 0 | 0 | 0 | 0 | 0 | 0 | 0 | 0 | 0 |  | 0 | 0 | 0 | 0 | 0 | 0 | 0 | 0 | 0 | 0 | 0 | 0 | 0 | 0 | 0 | 0 | 0 | 0 | 0 | 0 | 0 | 0 | 0 | 0 | 0 | 0 | 0 | 0 | 0 | 0 | 0 | 0 | 0 | 0 | 0 | 0 |  | 0 | 0 | 0 | 0 | 0 | 0 | 0 | 0 | 0 | 0 | 0 | 0 | 0 | 0 | 0 | 0 | 0 | 0 | 0 | 0 | 0 | 0 | 0 | 0 | 0 | 0 | 0 | 0 | 0 | 0 | 0 | 0 | 0 | 0 | 0 | 0 |  | 0 | 0 | 0 | 0 | 0 | 0 | 0 | 0 | 0 | 0 | 0 | 0 | 0 | 0 | 0 | 0 | 0 | 0 | 0 | 0 | 0 | 0 | 0 | 0 | 0 | 0 | 0 | 0 | 0 | 0 | 0 | 0 | 0 | 0 | 0 | 0 |  | 1 | 1 | 1 | 1 | 1 | 1 | 1 | 1 | 1 | 0
East of Pisgah Study Area | Beatty | 138 | 500 | 0 | 0 | 0 | 0 | 0 | 0 | 0 | 0 | 0 | 0 | 0 | 0 | 0 | 0 | 0 | 0 | 0 | 0 | 1 |  | 0 | 0 | 0 | 0 | 0 | 0 | 0 | 0 | 0 | 0 | 0 | 0 | 0 | 0 | 0 | 0 | 0 | 0 | 2 | 2 | 0 | 0 | 0 | 0 | 0 | 0 | 0 | 0 | 0 | 0 | 0 | 0 | 0 | 0 | 0 | 1 |  | 0 | 0 | 0 | 0 | 0 | 0 | 0 | 0 | 0 | 0 | 0 | 0 | 0 | 0 | 0 | 0 | 0 | 0 | 2 | 2 | 0 | 0 | 0 | 0 | 0 | 0 | 0 | 0 | 0 | 0 | 0 | 0 | 0 | 0 | 0 | 1 |  | 0 | 0 | 0 | 0 | 0 | 0 | 0 | 0 | 0 | 0 | 0 | 0 | 0 | 0 | 0 | 0 | 0 | 0 | 2 | 2 | 0 | 0 | 0 | 0 | 0 | 0 | 0 | 0 | 0 | 0 | 0 | 0 | 0 | 0 | 0 | 1 |  | 0 | 0 | 0 | 0 | 0 | 0 | 0 | 0 | 0 | 0 | 0 | 0 | 508.56 | 0 | 515.08 | 0 | 0 | 1 | 2 | 2 | 0 | 0 | 0 | 0 | 0 | 0 | 0 | 0 | 0 | 0 | -2 | 0 | -2 | 0 | 0 | 1 |  | 5- | 1 | 1 | 1 | 1 | 1 | 1+ | 1+ | 1 | 1
PG&E Greater Bay Study Area | Belden | 230 | 0 | 0 | 0 | 0 | 0 | 0 | 0 | 0 | 0 | 0 | 0 | 0 | 0 | 0 | 0 | 0 | 0 | 0 | 0 | 0 |  | 0 | 0 | 0 | 0 | 0 | 0 | 0 | 0 | 0 | 0 | 0 | 0 | 0 | 0 | 0 | 0 | 0 | 0 | 0 | 0 | 0 | 0 | 0 | 0 | 0 | 0 | 0 | 0 | 0 | 0 | 0 | 0 | 0 | 0 | 0 | 0 |  | 0 | 0 | 0 | 0 | 0 | 0 | 0 | 0 | 0 | 0 | 0 | 0 | 0 | 0 | 0 | 0 | 0 | 0 | 0 | 0 | 0 | 0 | 0 | 0 | 0 | 0 | 0 | 0 | 0 | 0 | 0 | 0 | 0 | 0 | 0 | 0 |  | 0 | 0 | 0 | 0 | 0 | 0 | 0 | 0 | 0 | 0 | 0 | 0 | 0 | 0 | 0 | 0 | 0 | 0 | 0 | 0 | 0 | 0 | 0 | 0 | 0 | 0 | 0 | 0 | 0 | 0 | 0 | 0 | 0 | 0 | 0 | 0 |  | 0 | 0 | 0 | 0 | 0 | 0 | 0 | 0 | 0 | 0 | 0 | 0 | 0 | 0 | 0 | 0 | 0 | 0 | 0 | 0 | 0 | 0 | 0 | 0 | 0 | 0 | 0 | 0 | 0 | 0 | 0 | 0 | 0 | 0 | 0 | 0 |  | 1 | 1 | 1 | 1 | 1 | 1 | 1 | 1 | 1 | 0
PG&E North of Greater Bay Study Area | Bellevue | 115 | 0 | 0 | 0 | 0 | 0 | 0 | 0 | 0 | 0 | 0 | 0 | 0 | 0 | 0 | 0 | 0 | 0 | 0 | 0 | 0 |  | 0 | 0 | 0 | 0 | 0 | 0 | 0 | 0 | 0 | 0 | 0 | 0 | 0 | 0 | 0 | 0 | 0 | 0 | 0 | 0 | 0 | 0 | 0 | 0 | 0 | 0 | 0 | 0 | 0 | 0 | 0 | 0 | 0 | 0 | 0 | 0 |  | 0 | 0 | 0 | 0 | 0 | 0 | 0 | 0 | 0 | 0 | 0 | 0 | 0 | 0 | 0 | 0 | 0 | 0 | 0 | 0 | 0 | 0 | 0 | 0 | 0 | 0 | 0 | 0 | 0 | 0 | 0 | 0 | 0 | 0 | 0 | 0 |  | 0 | 0 | 0 | 0 | 0 | 0 | 0 | 0 | 0 | 0 | 0 | 0 | 0 | 0 | 0 | 0 | 0 | 0 | 0 | 0 | 0 | 0 | 0 | 0 | 0 | 0 | 0 | 0 | 0 | 0 | 0 | 0 | 0 | 0 | 0 | 0 |  | 0 | 0 | 0 | 0 | 0 | 0 | 0 | 0 | 0 | 0 | 0 | 0 | 0 | 0 | 0 | 0 | 0 | 0 | 0 | 0 | 0 | 0 | 0 | 0 | 0 | 0 | 0 | 0 | 0 | 0 | 0 | 0 | 0 | 0 | 0 | 0 |  | 1 | 1 | 1 | 1 | 1 | 1 | 1 | 1 | 1 | 0
PG&E North of Greater Bay Study Area | Bellota | 230 | 0 | 0 | 0 | 0 | 0 | 0 | 0 | 0 | 0 | 0 | 0 | 0 | 0 | 0 | 0 | 0 | 0 | 0 | 0 | 0 |  | 0 | 0 | 0 | 0 | 0 | 0 | 0 | 0 | 0 | 0 | 0 | 0 | 0 | 0 | 0 | 0 | 0 | 0 | 0 | 0 | 0 | 0 | 0 | 0 | 0 | 0 | 0 | 0 | 0 | 0 | 0 | 0 | 0 | 0 | 0 | 0 |  | 0 | 0 | 0 | 0 | 0 | 0 | 0 | 0 | 0 | 0 | 0 | 0 | 0 | 0 | 0 | 0 | 0 | 0 | 0 | 0 | 0 | 0 | 0 | 0 | 0 | 0 | 0 | 0 | 0 | 0 | 0 | 0 | 0 | 0 | 0 | 0 |  | 0 | 0 | 0 | 0 | 0 | 0 | 0 | 0 | 0 | 0 | 0 | 0 | 0 | 0 | 0 | 0 | 0 | 0 | 0 | 0 | 0 | 0 | 0 | 0 | 0 | 0 | 0 | 0 | 0 | 0 | 0 | 0 | 0 | 0 | 0 | 0 |  | 0 | 0 | 0 | 0 | 0 | 0 | 0 | 0 | 0 | 0 | 0 | 0 | 0 | 0 | 0 | 0 | 0 | 0 | 0 | 0 | 0 | 0 | 0 | 0 | 0 | 0 | 0 | 0 | 0 | 0 | 0 | 0 | 0 | 0 | 0 | 0 |  | 1 | 1 | 1 | 1 | 1 | 1 | 1 | 1 | 1 | 0
PG&E North of Greater Bay Study Area | Bellota | 115 | 0 | 1 | 0 | 0 | 0 | 0 | 0 | 0 | 0 | 0 | 0 | 0 | 0 | 0 | 0 | 0 | 0 | 0 | 0 | 1 |  | 0 | 0 | 0 | 0 | 0 | 0 | 0 | 0 | 0 | 0 | 0 | 0 | 0 | 0 | 18 | 0 | 0 | 1 | 0 | 0 | 2 | 2 | 0 | 0 | 0 | 0 | 0 | 0 | 0 | 0 | 0 | 0 | -2 | 0 | 0 | 1 |  | 0 | 0 | 0 | 0 | 0 | 0 | 0 | 0 | 0 | 0 | 0 | 0 | 0 | 0 | 18 | 0 | 0 | 1 | 0 | 0 | 2 | 2 | 0 | 0 | 0 | 0 | 0 | 0 | 0 | 0 | 0 | 0 | -2 | 0 | 0 | 1 |  | 0 | 0 | 0 | 0 | 0 | 0 | 0 | 0 | 0 | 0 | 0 | 0 | 0 | 0 | 18 | 0 | 0 | 1 | 0 | 0 | 2 | 2 | 0 | 0 | 0 | 0 | 0 | 0 | 0 | 0 | 0 | 0 | -2 | 0 | 0 | 1 |  | 0 | 0 | 0 | 0 | 0 | 0 | 0 | 0 | 0 | 0 | 0 | 0 | 257.35 | 0 | 849.385 | 0 | 0 | 1 | 0 | 0 | 2 | 2 | 0 | 0 | 0 | 0 | 0 | 0 | 0 | 0 | -2 | 0 | -2 | 0 | 0 | 1 |  | 1 | 5- | 1 | 1 | 1 | 1 | 1+ | 4+ | 1 | 1
SCE Northern Area | Big Creek | 230 | 0 | 0 | 0 | 0 | 0 | 0 | 0 | 0 | 0 | 0 | 0 | 0 | 0 | 0 | 0 | 0 | 0 | 0 | 0 | 0 |  | 0 | 0 | 0 | 0 | 0 | 0 | 0 | 0 | 0 | 0 | 0 | 0 | 0 | 0 | 0 | 0 | 0 | 0 | 0 | 0 | 0 | 0 | 0 | 0 | 0 | 0 | 0 | 0 | 0 | 0 | 0 | 0 | 0 | 0 | 0 | 0 |  | 0 | 0 | 0 | 0 | 0 | 0 | 0 | 0 | 0 | 0 | 0 | 0 | 0 | 0 | 0 | 0 | 0 | 0 | 0 | 0 | 0 | 0 | 0 | 0 | 0 | 0 | 0 | 0 | 0 | 0 | 0 | 0 | 0 | 0 | 0 | 0 |  | 0 | 0 | 0 | 0 | 0 | 0 | 0 | 0 | 0 | 0 | 0 | 0 | 0 | 0 | 0 | 0 | 0 | 0 | 0 | 0 | 0 | 0 | 0 | 0 | 0 | 0 | 0 | 0 | 0 | 0 | 0 | 0 | 0 | 0 | 0 | 0 |  | 0 | 0 | 0 | 0 | 0 | 0 | 0 | 0 | 0 | 0 | 0 | 0 | 0 | 0 | 0 | 0 | 0 | 0 | 0 | 0 | 0 | 0 | 0 | 0 | 0 | 0 | 0 | 0 | 0 | 0 | 0 | 0 | 0 | 0 | 0 | 0 |  | 1 | 1 | 1 | 1 | 1 | 1 | 1 | 1 | 1 | 0
PG&E North of Greater Bay Study Area | Birds Landing | 230 | 0 | 0 | 100 | 110 | 210 | 0 | 0 | 0 | 0 | 0 | 0 | 0 | 0 | 0 | 0 | 0 | 38.4 | 38.4 | 0 | 1 |  | 0 | 0 | 0 | 0 | 0 | 0 | 0 | 0 | 0 | 0 | 0 | 0 | 0 | 38.86 | 92 | 0 | 0 | 1 | 0 | 0 | 0 | 0 | 2 | 2 | 0 | 0 | 0 | 0 | 0 | 0 | 0 | 0 | -2 | 0 | 0 | 1 |  | 0 | 0 | 0 | 0 | 0.8 | 2.354 | 0 | 0 | 0 | 0 | 0 | 0 | 0 | 38.86 | 92 | 0 | 0 | 1 | 0 | 0 | 0 | 0 | 2 | 2 | 0 | 0 | 0 | 0 | 0 | 0 | 0 | 0 | -2 | 0 | 0 | 1 |  | 0 | 0 | 0 | 0 | 0.8 | 209.554 | 0 | 0 | 0 | 0 | 0 | 0 | 205.02 | 38.86 | 295.94 | 0 | 0 | 1 | 0 | 0 | 0 | 0 | 2 | 0 | 0 | 0 | 0 | 0 | 0 | 0 | -2 | 0 | -2 | 0 | 0 | 1 |  | 0 | 0 | 0 | 0 | 0.8 | 209.554 | 0 | 0 | 0 | 0 | 0 | 0 | 205.02 | 38.86 | 416.56 | 0 | 0 | 1 | 0 | 0 | 0 | 0 | 2 | 0 | 0 | 0 | 0 | 0 | 0 | 0 | -2 | 0 | -2 | 0 | 0 | 1 |  | 1 | 1 | 2- | 1 | 1 | 1 | 2+ | 4+ | 1 | 1
SCE Eastern Study Area | BlytheSC 161 kV | 161 | 0 | 0 | 0 | 0 | 0 | 0 | 0 | 0 | 0 | 0 | 0 | 0 | 0 | 0 | 0 | 0 | 0 | 0 | 0 | 0 |  | 0 | 0 | 0 | 0 | 0 | 0 | 0 | 0 | 0 | 0 | 0 | 0 | 0 | 0 | 0 | 0 | 0 | 0 | 0 | 0 | 0 | 0 | 0 | 0 | 0 | 0 | 0 | 0 | 0 | 0 | 0 | 0 | 0 | 0 | 0 | 0 |  | 0 | 0 | 0 | 0 | 0 | 0 | 0 | 0 | 0 | 0 | 0 | 0 | 0 | 0 | 0 | 0 | 0 | 0 | 0 | 0 | 0 | 0 | 0 | 0 | 0 | 0 | 0 | 0 | 0 | 0 | 0 | 0 | 0 | 0 | 0 | 0 |  | 0 | 0 | 0 | 0 | 0 | 0 | 0 | 0 | 0 | 0 | 0 | 0 | 0 | 0 | 0 | 0 | 0 | 0 | 0 | 0 | 0 | 0 | 0 | 0 | 0 | 0 | 0 | 0 | 0 | 0 | 0 | 0 | 0 | 0 | 0 | 0 |  | 0 | 0 | 0 | 0 | 0 | 0 | 0 | 0 | 0 | 0 | 0 | 0 | 21 | 0 | 64 | 0 | 0 | 1 | 0 | 0 | 0 | 0 | 0 | 0 | 0 | 0 | 0 | 0 | 0 | 0 | -2 | 0 | -2 | 0 | 0 | 1 |  | 1 | 1 | 1 | 1 | 1 | 1 | 1+ | 1+ | 1 | 1
PG&E North of Greater Bay Study Area | Bogue | 115 | 0 | 0 | 0 | 0 | 0 | 0 | 0 | 0 | 0 | 0 | 0 | 0 | 0 | 0 | 0 | 0 | 0 | 0 | 0 | 0 |  | 0 | 0 | 0 | 0 | 0 | 0 | 0 | 0 | 0 | 0 | 0 | 0 | 0 | 0 | 0 | 0 | 0 | 0 | 0 | 0 | 0 | 0 | 0 | 0 | 0 | 0 | 0 | 0 | 0 | 0 | 0 | 0 | 0 | 0 | 0 | 0 |  | 0 | 0 | 0 | 0 | 0 | 0 | 0 | 0 | 0 | 0 | 0 | 0 | 0 | 0 | 0 | 0 | 0 | 0 | 0 | 0 | 0 | 0 | 0 | 0 | 0 | 0 | 0 | 0 | 0 | 0 | 0 | 0 | 0 | 0 | 0 | 0 |  | 0 | 0 | 0 | 0 | 0 | 0 | 0 | 0 | 0 | 0 | 0 | 0 | 0 | 0 | 0 | 0 | 0 | 0 | 0 | 0 | 0 | 0 | 0 | 0 | 0 | 0 | 0 | 0 | 0 | 0 | 0 | 0 | 0 | 0 | 0 | 0 |  | 0 | 0 | 0 | 0 | 0 | 0 | 0 | 0 | 0 | 0 | 0 | 0 | 0 | 0 | 0 | 0 | 0 | 0 | 0 | 0 | 0 | 0 | 0 | 0 | 0 | 0 | 0 | 0 | 0 | 0 | 0 | 0 | 0 | 0 | 0 | 0 |  | 1 | 1 | 1 | 1 | 1 | 1 | 1 | 1 | 1 | 0
East of Pisgah Study Area | Bond Tap | 138 | 0 | 0 | 0 | 0 | 0 | 0 | 0 | 0 | 0 | 0 | 0 | 0 | 0 | 0 | 0 | 0 | 0 | 0 | 0 | 0 |  | 0 | 0 | 0 | 0 | 0 | 0 | 0 | 0 | 0 | 0 | 0 | 0 | 0 | 0 | 0 | 0 | 0 | 0 | 0 | 0 | 0 | 0 | 0 | 0 | 0 | 0 | 0 | 0 | 0 | 0 | 0 | 0 | 0 | 0 | 0 | 0 |  | 0 | 0 | 0 | 0 | 0 | 0 | 0 | 0 | 0 | 0 | 0 | 0 | 0 | 0 | 0 | 0 | 0 | 0 | 0 | 0 | 0 | 0 | 0 | 0 | 0 | 0 | 0 | 0 | 0 | 0 | 0 | 0 | 0 | 0 | 0 | 0 |  | 0 | 0 | 0 | 0 | 0 | 0 | 0 | 0 | 0 | 0 | 0 | 0 | 0 | 0 | 0 | 0 | 0 | 0 | 0 | 0 | 0 | 0 | 0 | 0 | 0 | 0 | 0 | 0 | 0 | 0 | 0 | 0 | 0 | 0 | 0 | 0 |  | 0 | 0 | 0 | 0 | 0 | 0 | 0 | 0 | 0 | 0 | 0 | 0 | 0 | 0 | 0 | 0 | 0 | 0 | 0 | 0 | 0 | 0 | 0 | 0 | 0 | 0 | 0 | 0 | 0 | 0 | 0 | 0 | 0 | 0 | 0 | 0 |  | 1 | 1 | 1 | 1 | 1 | 1 | 1 | 1 | 1 | 0
PG&E Fresno Study Area | Borden | 230 | 0 | 0 | 0 | 0 | 0 | 0 | 0 | 0 | 0 | 0 | 0 | 0 | 100 | 100 | 200 | 0 | 0 | 0 | 0 | 1 |  | 0 | 0 | 0 | 0 | 0 | 0 | 0 | 0 | 0 | 0 | 0 | 0 | 0 | 0 | 0 | 0 | 0 | 0 | 0 | 0 | 0 | 0 | 0 | 0 | 0 | 0 | 0 | 0 | 0 | 2 | 2 | 0 | 0 | 0 | 0 | 1 |  | 0 | 0 | 0 | 5 | 0 | 0 | 0 | 0 | 0 | 0 | 4.468 | 0 | 0 | 0 | 0 | 0 | 0 | 1 | 0 | 0 | 0 | -2 | 0 | 0 | 0 | 0 | 0 | 0 | -2 | 2 | 2 | 0 | 0 | 0 | 0 | 1 |  | 0 | 0 | 0 | 5 | 0 | 0 | 0 | 0 | 0 | 0 | 4.468 | 0 | 0 | 0 | 0 | 0 | 0 | 1 | 0 | 0 | 0 | -2 | 0 | 0 | 0 | 0 | 0 | 0 | -2 | 2 | 2 | 0 | 0 | 0 | 0 | 1 |  | 0 | 0 | 0 | 5 | 0 | 0 | 0 | 0 | 0 | 0 | 4.468 | 0 | 203.2 | 0 | 406.899 | 0 | 0 | 1 | 0 | 0 | 0 | -2 | 0 | 0 | 0 | 0 | 0 | 0 | -2 | 2 | 0 | 0 | -2 | 0 | 0 | 1 |  | 1 | 4+ | 1 | 1 | 1 | 4+ | 3- | 1+ | 1 | 1
PG&E North of Greater Bay Study Area | Bottle Rock | 230 | 0 | 0 | 0 | 0 | 0 | 0 | 0 | 0 | 0 | 0 | 0 | 0 | 0 | 0 | 0 | 0 | 0 | 0 | 0 | 0 |  | 0 | 0 | 0 | 0 | 0 | 0 | 0 | 0 | 0 | 0 | 0 | 0 | 0 | 0 | 0 | 0 | 0 | 0 | 0 | 0 | 0 | 0 | 0 | 0 | 0 | 0 | 0 | 0 | 0 | 0 | 0 | 0 | 0 | 0 | 0 | 0 |  | 0 | 0 | 0 | 0 | 0 | 0 | 0 | 0 | 0 | 0 | 0 | 0 | 0 | 0 | 0 | 0 | 0 | 0 | 0 | 0 | 0 | 0 | 0 | 0 | 0 | 0 | 0 | 0 | 0 | 0 | 0 | 0 | 0 | 0 | 0 | 0 |  | 0 | 0 | 0 | 0 | 0 | 0 | 0 | 0 | 0 | 0 | 0 | 0 | 0 | 0 | 0 | 0 | 0 | 0 | 0 | 0 | 0 | 0 | 0 | 0 | 0 | 0 | 0 | 0 | 0 | 0 | 0 | 0 | 0 | 0 | 0 | 0 |  | 0 | 0 | 0 | 0 | 0 | 0 | 0 | 0 | 0 | 0 | 0 | 0 | 0 | 0 | 0 | 0 | 0 | 0 | 0 | 0 | 0 | 0 | 0 | 0 | 0 | 0 | 0 | 0 | 0 | 0 | 0 | 0 | 0 | 0 | 0 | 0 |  | 1 | 1 | 1 | 1 | 1 | 1 | 1 | 1 | 1 | 0
PG&E Greater Bay Study Area | Brentwood | 230 | 0 | 1 | 0 | 0 | 0 | 0 | 0 | 0 | 0 | 0 | 0 | 0 | 0 | 0 | 0 | 0 | 0 | 0 | 0 | 1 |  | 0 | 0 | 0 | 0 | 0 | 0 | 0 | 0 | 0 | 0 | 0 | 0 | 0 | 0 | 0 | 0 | 0 | 0 | 0 | 0 | 2 | 2 | 0 | 0 | 0 | 0 | 0 | 0 | 0 | 0 | 0 | 0 | 0 | 0 | 0 | 1 |  | 0 | 0 | 0 | 0 | 0 | 0 | 0 | 0 | 0 | 0 | 0 | 0 | 0 | 0 | 0 | 0 | 0 | 0 | 0 | 0 | 2 | 2 | 0 | 0 | 0 | 0 | 0 | 0 | 0 | 0 | 0 | 0 | 0 | 0 | 0 | 1 |  | 0 | 0 | 0 | 0 | 0 | 0 | 0 | 0 | 0 | 0 | 0 | 0 | 0 | 0 | 0 | 0 | 0 | 0 | 0 | 0 | 2 | 2 | 0 | 0 | 0 | 0 | 0 | 0 | 0 | 0 | 0 | 0 | 0 | 0 | 0 | 1 |  | 0 | 0 | 0 | 0 | 0 | 0 | 0 | 0 | 0 | 0 | 5 | 0 | 0 | 0 | 0 | 0 | 0 | 1 | 0 | 0 | 2 | 2 | 0 | 0 | 0 | 0 | 0 | 0 | -2 | 0 | 0 | 0 | 0 | 0 | 0 | 1 |  | 1 | 5- | 1 | 1 | 1 | 1+ | 1 | 1 | 1 | 1
PG&E North of Greater Bay Study Area | Brighton | 230 | 0 | 0 | 0 | 0 | 0 | 0 | 0 | 0 | 0 | 0 | 0 | 0 | 0 | 0 | 0 | 0 | 0 | 0 | 0 | 0 |  | 0 | 0 | 0 | 0 | 0 | 0 | 0 | 0 | 0 | 0 | 0 | 0 | 0 | 0 | 0 | 0 | 0 | 0 | 0 | 0 | 0 | 0 | 0 | 0 | 0 | 0 | 0 | 0 | 0 | 0 | 0 | 0 | 0 | 0 | 0 | 0 |  | 0 | 0 | 0 | 0 | 0 | 0 | 0 | 0 | 0 | 0 | 0 | 0 | 0 | 0 | 0 | 0 | 0 | 0 | 0 | 0 | 0 | 0 | 0 | 0 | 0 | 0 | 0 | 0 | 0 | 0 | 0 | 0 | 0 | 0 | 0 | 0 |  | 0 | 0 | 0 | 0 | 0 | 0 | 0 | 0 | 0 | 0 | 0 | 0 | 0 | 0 | 0 | 0 | 0 | 0 | 0 | 0 | 0 | 0 | 0 | 0 | 0 | 0 | 0 | 0 | 0 | 0 | 0 | 0 | 0 | 0 | 0 | 0 |  | 0 | 0 | 0 | 0 | 0 | 0 | 0 | 0 | 0 | 0 | 0 | 0 | 0 | 0 | 0 | 0 | 0 | 0 | 0 | 0 | 0 | 0 | 0 | 0 | 0 | 0 | 0 | 0 | 0 | 0 | 0 | 0 | 0 | 0 | 0 | 0 |  | 1 | 1 | 1 | 1 | 1 | 1 | 1 | 1 | 1 | 0
PG&E North of Greater Bay Study Area | Brunswick | 115 | 0 | 7 | 0 | 0 | 0 | 0 | 0 | 0 | 0 | 0 | 0 | 0 | 0 | 0 | 0 | 0 | 0 | 0 | 0 | 1 |  | 0 | 0 | 0 | 0 | 0 | 0 | 0 | 0 | 0 | 0 | 0 | 0 | 0 | 0 | 0 | 0 | 0 | 0 | 0 | 0 | 2 | 2 | 0 | 0 | 0 | 0 | 0 | 0 | 0 | 0 | 0 | 0 | 0 | 0 | 0 | 1 |  | 0 | 0 | 0 | 0 | 0 | 0 | 0 | 0 | 0 | 0 | 0.21 | 0 | 0 | 0 | 0 | 0 | 0 | 1 | 0 | 0 | 2 | 2 | 0 | 0 | 0 | 0 | 0 | 0 | -2 | 0 | 0 | 0 | 0 | 0 | 0 | 1 |  | 0 | 0 | 0 | 0 | 0 | 0 | 0 | 0 | 0 | 0 | 0.21 | 0 | 0 | 0 | 0 | 0 | 0 | 1 | 0 | 0 | 2 | 2 | 0 | 0 | 0 | 0 | 0 | 0 | -2 | 0 | 0 | 0 | 0 | 0 | 0 | 1 |  | 0 | 0 | 0 | 0 | 0 | 0 | 0 | 0 | 0 | 0 | 0.21 | 0 | 0 | 0 | 0 | 0 | 0 | 1 | 0 | 0 | 2 | 2 | 0 | 0 | 0 | 0 | 0 | 0 | -2 | 0 | 0 | 0 | 0 | 0 | 0 | 1 |  | 1 | 5- | 1 | 1 | 1 | 4+ | 1 | 1 | 1 | 1
PG&E Kern Study Area | Buena Vista PP | 230 | 0 | 0 | 0 | 0 | 0 | 0 | 0 | 0 | 0 | 0 | 0 | 0 | 0 | 0 | 0 | 0 | 0 | 0 | 0 | 0 |  | 0 | 0 | 0 | 0 | 0 | 0 | 0 | 0 | 0 | 0 | 0 | 0 | 0 | 0 | 0 | 0 | 0 | 0 | 0 | 0 | 0 | 0 | 0 | 0 | 0 | 0 | 0 | 0 | 0 | 0 | 0 | 0 | 0 | 0 | 0 | 0 |  | 0 | 0 | 0 | 0 | 0 | 0 | 0 | 0 | 0 | 0 | 0 | 0 | 0 | 0 | 0 | 0 | 0 | 0 | 0 | 0 | 0 | 0 | 0 | 0 | 0 | 0 | 0 | 0 | 0 | 0 | 0 | 0 | 0 | 0 | 0 | 0 |  | 0 | 0 | 0 | 0 | 0 | 0 | 0 | 0 | 0 | 0 | 0 | 0 | 0 | 0 | 0 | 0 | 0 | 0 | 0 | 0 | 0 | 0 | 0 | 0 | 0 | 0 | 0 | 0 | 0 | 0 | 0 | 0 | 0 | 0 | 0 | 0 |  | 0 | 0 | 0 | 0 | 0 | 0 | 0 | 0 | 0 | 0 | 0 | 0 | 0 | 0 | 0 | 0 | 0 | 0 | 0 | 0 | 0 | 0 | 0 | 0 | 0 | 0 | 0 | 0 | 0 | 0 | 0 | 0 | 0 | 0 | 0 | 0 |  | 1 | 1 | 1 | 1 | 1 | 1 | 1 | 1 | 1 | 0
PG&E Kern Study Area | Cabrillo | 115 | 0 | 0 | 0 | 0 | 0 | 0 | 0 | 0 | 0 | 0 | 0 | 0 | 0 | 0 | 0 | 0 | 0 | 0 | 0 | 0 |  | 0 | 0 | 0 | 0 | 0 | 0 | 0 | 0 | 0 | 0 | 0 | 0 | 0 | 0 | 0 | 0 | 0 | 0 | 0 | 0 | 0 | 0 | 0 | 0 | 0 | 0 | 0 | 0 | 0 | 0 | 0 | 0 | 0 | 0 | 0 | 0 |  | 0 | 0 | 0 | 0 | 0 | 0 | 0 | 0 | 0 | 0 | 0 | 0 | 0 | 0 | 0 | 0 | 0 | 0 | 0 | 0 | 0 | 0 | 0 | 0 | 0 | 0 | 0 | 0 | 0 | 0 | 0 | 0 | 0 | 0 | 0 | 0 |  | 0 | 0 | 0 | 0 | 0 | 0 | 0 | 0 | 0 | 0 | 0 | 0 | 0 | 0 | 0 | 0 | 0 | 0 | 0 | 0 | 0 | 0 | 0 | 0 | 0 | 0 | 0 | 0 | 0 | 0 | 0 | 0 | 0 | 0 | 0 | 0 |  | 0 | 0 | 0 | 0 | 0 | 0 | 0 | 0 | 0 | 60 | 0 | 0 | 0 | 0 | 0 | 0 | 0 | 1 | 0 | 0 | 0 | 0 | 0 | 0 | 0 | 0 | 0 | -2 | 0 | 0 | 0 | 0 | 0 | 0 | 0 | 1 |  | 1 | 1 | 1 | 1 | 1+ | 1 | 1 | 1 | 1 | 1
PG&E Fresno Study Area | Cal Flats | 230 | 0 | 0 | 0 | 0 | 0 | 0 | 0 | 0 | 0 | 0 | 0 | 0 | 0 | 0 | 0 | 0 | 0 | 0 | 0 | 0 |  | 0 | 0 | 0 | 0 | 0 | 0 | 0 | 0 | 0 | 0 | 0 | 0 | 0 | 0 | 0 | 0 | 0 | 0 | 0 | 0 | 0 | 0 | 0 | 0 | 0 | 0 | 0 | 0 | 0 | 0 | 0 | 0 | 0 | 0 | 0 | 0 |  | 0 | 0 | 0 | 0 | 0 | 0 | 0 | 0 | 0 | 0 | 0 | 0 | 0 | 0 | 0 | 0 | 0 | 0 | 0 | 0 | 0 | 0 | 0 | 0 | 0 | 0 | 0 | 0 | 0 | 0 | 0 | 0 | 0 | 0 | 0 | 0 |  | 0 | 0 | 0 | 0 | 0 | 0 | 0 | 0 | 0 | 0 | 0 | 0 | 0 | 0 | 0 | 0 | 0 | 0 | 0 | 0 | 0 | 0 | 0 | 0 | 0 | 0 | 0 | 0 | 0 | 0 | 0 | 0 | 0 | 0 | 0 | 0 |  | 0 | 0 | 0 | 0 | 0 | 0 | 0 | 0 | 0 | 0 | 0 | 0 | 60.6 | 0 | 30.22 | 0 | 0 | 1 | 0 | 0 | 0 | 0 | 0 | 0 | 0 | 0 | 0 | 0 | 0 | 0 | -2 | 0 | -2 | 0 | 0 | 1 |  | 1 | 1 | 1 | 1 | 1 | 1 | 1+ | 1+ | 1 | 1
PG&E Kern Study Area | Cal Water | 115 | 0 | 0 | 0 | 0 | 0 | 0 | 0 | 0 | 0 | 0 | 0 | 0 | 0 | 0 | 0 | 0 | 0 | 0 | 0 | 0 |  | 0 | 0 | 0 | 0 | 0 | 0 | 0 | 0 | 0 | 0 | 0 | 0 | 0 | 0 | 0 | 0 | 0 | 0 | 0 | 0 | 0 | 0 | 0 | 0 | 0 | 0 | 0 | 0 | 0 | 0 | 0 | 0 | 0 | 0 | 0 | 0 |  | 0 | 0 | 0 | 0 | 0 | 0 | 0 | 0 | 0 | 0 | 0 | 0 | 0 | 0 | 0 | 0 | 0 | 0 | 0 | 0 | 0 | 0 | 0 | 0 | 0 | 0 | 0 | 0 | 0 | 0 | 0 | 0 | 0 | 0 | 0 | 0 |  | 0 | 0 | 0 | 0 | 0 | 0 | 0 | 0 | 0 | 0 | 0 | 0 | 0 | 0 | 0 | 0 | 0 | 0 | 0 | 0 | 0 | 0 | 0 | 0 | 0 | 0 | 0 | 0 | 0 | 0 | 0 | 0 | 0 | 0 | 0 | 0 |  | 0 | 0 | 0 | 0 | 0 | 0 | 0 | 0 | 0 | 0 | 0 | 0 | 0 | 0 | 0 | 0 | 0 | 0 | 0 | 0 | 0 | 0 | 0 | 0 | 0 | 0 | 0 | 0 | 0 | 0 | 0 | 0 | 0 | 0 | 0 | 0 |  | 1 | 1 | 1 | 1 | 1 | 1 | 1 | 1 | 1 | 0
SCE North of Lugo Study Area | Calcite | 230 | 0 | 0 | 0 | 0 | 0 | 0 | 0 | 0 | 0 | 0 | 0 | 0 | 150 | 250 | 400 | 200 | 0 | 200 | 0 | 1 |  | 0 | 0 | 0 | 0 | 0 | 0 | 0 | 0 | 0 | 0 | 0 | 0 | 400 | 186 | 250 | 0 | 0 | 1 | 0 | 0 | 0 | 0 | 0 | 0 | 0 | 0 | 0 | 0 | 0 | 2 | 0 | 0 | -1 | 0 | 0 | 1 |  | 0 | 0 | 0 | 0 | 0 | 0 | 0 | 0 | 0 | 0 | 0 | 0 | 400 | 186 | 250 | 0 | 0 | 1 | 0 | 0 | 0 | 0 | 0 | 0 | 0 | 0 | 0 | 0 | 0 | 2 | 0 | 0 | -1 | 0 | 0 | 1 |  | 0 | 0 | 0 | 0 | 0 | 0 | 0 | 0 | 0 | 0 | 0 | 0 | 400 | 186 | 250 | 0 | 0 | 1 | 0 | 0 | 0 | 0 | 0 | 0 | 0 | 0 | 0 | 0 | 0 | 2 | 0 | 0 | -1 | 0 | 0 | 1 |  | 0 | 0 | 0 | 0 | 0 | 0 | 0 | 0 | 0 | 0 | 0 | 0 | 456 | 186 | 306 | 0 | 0 | 1 | 0 | 0 | 0 | 0 | 0 | 0 | 0 | 0 | 0 | 0 | 0 | 2 | -1 | 0 | -2 | 0 | 0 | 1 |  | 1 | 1 | 1 | 1 | 1 | 1 | 1 | 3+ | 1 | 1
PG&E Kern Study Area | Caliente | 230 | 0 | 1 | 200 | 10 | 210 | 0 | 0 | 0 | 0 | 0 | 0 | 0 | 100 | 0 | 100 | 0 | 0 | 0 | 0 | 1 |  | 0 | 0 | 0 | 0 | 0 | 0 | 0 | 0 | 0 | 0 | 0 | 0 | 0 | 0 | 0 | 0 | 0 | 0 | 0 | 0 | 2 | 2 | 2 | 2 | 0 | 0 | 0 | 0 | 0 | 2 | 2 | 0 | 0 | 0 | 0 | 1 |  | 0 | 0 | 0 | 0 | 0 | 0 | 0 | 0 | 0 | 0 | 0 | 0 | 0 | 0 | 0 | 0 | 0 | 0 | 0 | 0 | 2 | 2 | 2 | 2 | 0 | 0 | 0 | 0 | 0 | 2 | 2 | 0 | 0 | 0 | 0 | 1 |  | 0 | 0 | 0 | 0 | 0 | 210 | 0 | 0 | 0 | 0 | 0 | 0 | 100.64 | 0 | 53.68 | 0 | 0 | 1 | 0 | 0 | 2 | 2 | 2 | 0 | 0 | 0 | 0 | 0 | 0 | 2 | 0 | 0 | -2 | 0 | 0 | 1 |  | 0 | 0 | 0 | 0 | 0 | 210 | 0 | 0 | 0 | 0 | 0 | 0 | 100.64 | 0 | 53.68 | 0 | 0 | 1 | 0 | 0 | 2 | 2 | 2 | 0 | 0 | 0 | 0 | 0 | 0 | 2 | 0 | 0 | -2 | 0 | 0 | 1 |  | 1 | 5- | 2- | 1 | 1 | 1 | 2- | 2+ | 1 | 1
PG&E Kern Study Area | Callender SS | 115 | 0 | 0 | 0 | 0 | 0 | 0 | 0 | 0 | 0 | 0 | 0 | 0 | 0 | 0 | 0 | 0 | 0 | 0 | 0 | 0 |  | 0 | 0 | 0 | 0 | 0 | 0 | 0 | 0 | 0 | 0 | 0 | 0 | 0 | 0 | 0 | 0 | 0 | 0 | 0 | 0 | 0 | 0 | 0 | 0 | 0 | 0 | 0 | 0 | 0 | 0 | 0 | 0 | 0 | 0 | 0 | 0 |  | 0 | 0 | 0 | 0 | 0 | 0 | 0 | 0 | 0 | 0 | 0 | 0 | 0 | 0 | 0 | 0 | 0 | 0 | 0 | 0 | 0 | 0 | 0 | 0 | 0 | 0 | 0 | 0 | 0 | 0 | 0 | 0 | 0 | 0 | 0 | 0 |  | 0 | 0 | 0 | 0 | 0 | 0 | 0 | 0 | 0 | 0 | 0 | 0 | 0 | 0 | 0 | 0 | 0 | 0 | 0 | 0 | 0 | 0 | 0 | 0 | 0 | 0 | 0 | 0 | 0 | 0 | 0 | 0 | 0 | 0 | 0 | 0 |  | 0 | 0 | 0 | 0 | 0 | 0 | 0 | 0 | 0 | 0 | 0 | 0 | 0 | 0 | 0 | 0 | 0 | 0 | 0 | 0 | 0 | 0 | 0 | 0 | 0 | 0 | 0 | 0 | 0 | 0 | 0 | 0 | 0 | 0 | 0 | 0 |  | 1 | 1 | 1 | 1 | 1 | 1 | 1 | 1 | 1 | 0
PG&E North of Greater Bay Study Area | Calpella | 115 | 0 | 0 | 0 | 0 | 0 | 0 | 0 | 0 | 0 | 0 | 0 | 4 | 0 | 0 | 0 | 0 | 0 | 0 | 0 | 1 |  | 0 | 0 | 0 | 0 | 0 | 0 | 0 | 0 | 0 | 0 | 0 | 0 | 0 | 0 | 0 | 0 | 0 | 0 | 0 | 0 | 0 | 0 | 0 | 0 | 0 | 0 | 0 | 0 | 2 | 0 | 0 | 0 | 0 | 0 | 0 | 1 |  | 0 | 0 | 0 | 0 | 0 | 0 | 0 | 0 | 0 | 0 | 4 | 0 | 0 | 0 | 0 | 0 | 0 | 1 | 0 | 0 | 0 | 0 | 0 | 0 | 0 | 0 | 0 | 0 | 0 | 0 | 0 | 0 | 0 | 0 | 0 | 0 |  | 0 | 0 | 0 | 0 | 0 | 0 | 0 | 0 | 0 | 0 | 4 | 0 | 0 | 0 | 0 | 0 | 0 | 1 | 0 | 0 | 0 | 0 | 0 | 0 | 0 | 0 | 0 | 0 | 0 | 0 | 0 | 0 | 0 | 0 | 0 | 0 |  | 0 | 0 | 0 | 0 | 0 | 0 | 0 | 0 | 0 | 0 | 4 | 0 | 0 | 0 | 0 | 0 | 0 | 1 | 0 | 0 | 0 | 0 | 0 | 0 | 0 | 0 | 0 | 0 | 0 | 0 | 0 | 0 | 0 | 0 | 0 | 0 |  | 1 | 1 | 1 | 1 | 1 | 1 | 1 | 1 | 1 | 0
PG&E Greater Bay Study Area | Camanche | 230 | 0 | 0 | 0 | 0 | 0 | 0 | 0 | 0 | 0 | 0 | 0 | 0 | 0 | 0 | 0 | 0 | 0 | 0 | 0 | 0 |  | 0 | 0 | 0 | 0 | 0 | 0 | 0 | 0 | 0 | 0 | 0 | 0 | 0 | 0 | 0 | 0 | 0 | 0 | 0 | 0 | 0 | 0 | 0 | 0 | 0 | 0 | 0 | 0 | 0 | 0 | 0 | 0 | 0 | 0 | 0 | 0 |  | 0 | 0 | 0 | 0 | 0 | 0 | 0 | 0 | 0 | 0 | 0 | 0 | 0 | 0 | 0 | 0 | 0 | 0 | 0 | 0 | 0 | 0 | 0 | 0 | 0 | 0 | 0 | 0 | 0 | 0 | 0 | 0 | 0 | 0 | 0 | 0 |  | 0 | 0 | 0 | 0 | 0 | 0 | 0 | 0 | 0 | 0 | 0 | 0 | 0 | 0 | 0 | 0 | 0 | 0 | 0 | 0 | 0 | 0 | 0 | 0 | 0 | 0 | 0 | 0 | 0 | 0 | 0 | 0 | 0 | 0 | 0 | 0 |  | 0 | 0 | 0 | 0 | 0 | 0 | 0 | 0 | 0 | 0 | 0 | 0 | 0 | 0 | 0 | 0 | 0 | 0 | 0 | 0 | 0 | 0 | 0 | 0 | 0 | 0 | 0 | 0 | 0 | 0 | 0 | 0 | 0 | 0 | 0 | 0 |  | 1 | 1 | 1 | 1 | 1 | 1 | 1 | 1 | 1 | 0
PG&E Fresno Study Area | Cantua | 115 | 0 | 0 | 0 | 0 | 0 | 0 | 0 | 0 | 0 | 0 | 0 | 0 | 0 | 0 | 0 | 0 | 0 | 0 | 0 | 0 |  | 0 | 0 | 0 | 0 | 0 | 0 | 0 | 0 | 0 | 0 | 0 | 0 | 0 | 0 | 0 | 0 | 0 | 0 | 0 | 0 | 0 | 0 | 0 | 0 | 0 | 0 | 0 | 0 | 0 | 0 | 0 | 0 | 0 | 0 | 0 | 0 |  | 0 | 0 | 0 | 0 | 0 | 0 | 0 | 0 | 0 | 0 | 0 | 0 | 0 | 0 | 0 | 0 | 0 | 0 | 0 | 0 | 0 | 0 | 0 | 0 | 0 | 0 | 0 | 0 | 0 | 0 | 0 | 0 | 0 | 0 | 0 | 0 |  | 0 | 0 | 0 | 0 | 0 | 0 | 0 | 0 | 0 | 0 | 0 | 0 | 0 | 0 | 0 | 0 | 0 | 0 | 0 | 0 | 0 | 0 | 0 | 0 | 0 | 0 | 0 | 0 | 0 | 0 | 0 | 0 | 0 | 0 | 0 | 0 |  | 0 | 0 | 0 | 0 | 0 | 0 | 0 | 0 | 0 | 0 | 0 | 0 | 0 | 0 | 0 | 0 | 0 | 0 | 0 | 0 | 0 | 0 | 0 | 0 | 0 | 0 | 0 | 0 | 0 | 0 | 0 | 0 | 0 | 0 | 0 | 0 |  | 1 | 1 | 1 | 1 | 1 | 1 | 1 | 1 | 1 | 0
SDG&E Study Area | Capistrano | 230 | 0 | 0 | 0 | 0 | 0 | 0 | 0 | 0 | 0 | 0 | 0 | 0 | 0 | 0 | 0 | 0 | 0 | 0 | 0 | 0 |  | 0 | 0 | 0 | 0 | 0 | 0 | 0 | 0 | 0 | 0 | 0 | 0 | 0 | 0 | 0 | 0 | 0 | 0 | 0 | 0 | 0 | 0 | 0 | 0 | 0 | 0 | 0 | 0 | 0 | 0 | 0 | 0 | 0 | 0 | 0 | 0 |  | 0 | 0 | 0 | 0 | 0 | 0 | 0 | 0 | 0 | 0 | 0 | 0 | 0 | 0 | 0 | 0 | 0 | 0 | 0 | 0 | 0 | 0 | 0 | 0 | 0 | 0 | 0 | 0 | 0 | 0 | 0 | 0 | 0 | 0 | 0 | 0 |  | 0 | 0 | 0 | 0 | 0 | 0 | 0 | 0 | 0 | 0 | 0 | 0 | 0 | 0 | 0 | 0 | 0 | 0 | 0 | 0 | 0 | 0 | 0 | 0 | 0 | 0 | 0 | 0 | 0 | 0 | 0 | 0 | 0 | 0 | 0 | 0 |  | 0 | 0 | 0 | 0 | 0 | 0 | 0 | 0 | 0 | 0 | 0 | 0 | 0 | 0 | 0 | 0 | 0 | 0 | 0 | 0 | 0 | 0 | 0 | 0 | 0 | 0 | 0 | 0 | 0 | 0 | 0 | 0 | 0 | 0 | 0 | 0 |  | 1 | 1 | 1 | 1 | 1 | 1 | 1 | 1 | 1 | 0
SDG&E Study Area | Capistrano | 138 | 0 | 0 | 0 | 0 | 0 | 0 | 0 | 0 | 0 | 0 | 0 | 0 | 0 | 0 | 0 | 0 | 0 | 0 | 0 | 0 |  | 0 | 0 | 0 | 0 | 0 | 0 | 0 | 0 | 0 | 0 | 0 | 0 | 0 | 0 | 0 | 0 | 0 | 0 | 0 | 0 | 0 | 0 | 0 | 0 | 0 | 0 | 0 | 0 | 0 | 0 | 0 | 0 | 0 | 0 | 0 | 0 |  | 0 | 0 | 0 | 0 | 0 | 0 | 0 | 0 | 0 | 0 | 0 | 0 | 0 | 0 | 6.875 | 0 | 0 | 1 | 0 | 0 | 0 | 0 | 0 | 0 | 0 | 0 | 0 | 0 | 0 | 0 | 0 | 0 | -2 | 0 | 0 | 1 |  | 0 | 0 | 0 | 0 | 0 | 0 | 0 | 0 | 0 | 0 | 0 | 0 | 0 | 0 | 6.875 | 0 | 0 | 1 | 0 | 0 | 0 | 0 | 0 | 0 | 0 | 0 | 0 | 0 | 0 | 0 | 0 | 0 | -2 | 0 | 0 | 1 |  | 0 | 0 | 0 | 0 | 0 | 0 | 0 | 0 | 0 | 0 | 0 | 0 | 0 | 0 | 6.875 | 0 | 0 | 1 | 0 | 0 | 0 | 0 | 0 | 0 | 0 | 0 | 0 | 0 | 0 | 0 | 0 | 0 | -2 | 0 | 0 | 1 |  | 1 | 1 | 1 | 1 | 1 | 1 | 1 | 4+ | 1 | 1
PG&E North of Greater Bay Study Area | Carberry | 230 | 0 | 9.6 | 0 | 0 | 0 | 0 | 0 | 0 | 0 | 0 | 0 | 0 | 0 | 0 | 0 | 0 | 0 | 0 | 0 | 1 |  | 0 | 0 | 0 | 0 | 0 | 0 | 0 | 0 | 0 | 0 | 0 | 0 | 0 | 0 | 0 | 0 | 0 | 0 | 0 | 0 | 2 | 2 | 0 | 0 | 0 | 0 | 0 | 0 | 0 | 0 | 0 | 0 | 0 | 0 | 0 | 1 |  | 0 | 0 | 0 | 3.6 | 0 | 0 | 0 | 0 | 0 | 0 | 0 | 0 | 0 | 0 | 0 | 0 | 0 | 1 | 0 | 0 | 2 | 2 | 0 | 0 | 0 | 0 | 0 | 0 | 0 | 0 | 0 | 0 | 0 | 0 | 0 | 1 |  | 0 | 0 | 0 | 3.6 | 0 | 0 | 0 | 0 | 0 | 0 | 0 | 0 | 0 | 0 | 0 | 0 | 0 | 1 | 0 | 0 | 2 | 2 | 0 | 0 | 0 | 0 | 0 | 0 | 0 | 0 | 0 | 0 | 0 | 0 | 0 | 1 |  | 0 | 0 | 0 | 3.6 | 0 | 0 | 0 | 0 | 0 | 0 | 0 | 0 | 0 | 0 | 0 | 0 | 0 | 1 | 0 | 0 | 2 | 2 | 0 | 0 | 0 | 0 | 0 | 0 | 0 | 0 | 0 | 0 | 0 | 0 | 0 | 1 |  | 1 | 5- | 1 | 1 | 1 | 1 | 1 | 1 | 1 | 1
PG&E North of Greater Bay Study Area | Caribou | 230 | 0 | 11 | 0 | 0 | 0 | 0 | 0 | 0 | 0 | 0 | 0 | 0 | 0 | 0 | 0 | 0 | 0 | 0 | 0 | 1 |  | 0 | 0 | 0 | 0 | 0 | 0 | 0 | 0 | 0 | 0 | 0 | 0 | 0 | 0 | 0 | 0 | 0 | 0 | 0 | 0 | 2 | 2 | 0 | 0 | 0 | 0 | 0 | 0 | 0 | 0 | 0 | 0 | 0 | 0 | 0 | 1 |  | 0 | 0 | 0 | 0 | 0 | 0 | 0 | 0 | 0 | 0 | 0 | 0 | 0 | 0 | 0 | 0 | 0 | 0 | 0 | 0 | 2 | 2 | 0 | 0 | 0 | 0 | 0 | 0 | 0 | 0 | 0 | 0 | 0 | 0 | 0 | 1 |  | 0 | 0 | 0 | 0 | 0 | 0 | 0 | 0 | 0 | 0 | 0 | 0 | 0 | 0 | 0 | 0 | 0 | 0 | 0 | 0 | 2 | 2 | 0 | 0 | 0 | 0 | 0 | 0 | 0 | 0 | 0 | 0 | 0 | 0 | 0 | 1 |  | 0 | 0 | 0 | 0 | 0 | 0 | 0 | 0 | 0 | 0 | 0 | 0 | 0 | 0 | 0 | 0 | 0 | 0 | 0 | 0 | 2 | 2 | 0 | 0 | 0 | 0 | 0 | 0 | 0 | 0 | 0 | 0 | 0 | 0 | 0 | 1 |  | 1 | 5- | 1 | 1 | 1 | 1 | 1 | 1 | 1 | 1
PG&E North of Greater Bay Study Area | Carquinez | 115 | 0 | 0 | 0 | 0 | 0 | 0 | 0 | 0 | 0 | 0 | 0 | 0 | 0 | 0 | 0 | 0 | 0 | 0 | 0 | 0 |  | 0 | 0 | 0 | 0 | 0 | 0 | 0 | 0 | 0 | 0 | 0 | 0 | 0 | 0 | 0 | 0 | 0 | 0 | 0 | 0 | 0 | 0 | 0 | 0 | 0 | 0 | 0 | 0 | 0 | 0 | 0 | 0 | 0 | 0 | 0 | 0 |  | 0 | 0 | 0 | 0 | 0 | 0 | 0 | 0 | 0 | 0 | 0 | 0 | 0 | 0 | 0 | 0 | 0 | 0 | 0 | 0 | 0 | 0 | 0 | 0 | 0 | 0 | 0 | 0 | 0 | 0 | 0 | 0 | 0 | 0 | 0 | 0 |  | 0 | 0 | 0 | 0 | 0 | 0 | 0 | 0 | 0 | 0 | 0 | 0 | 0 | 0 | 0 | 0 | 0 | 0 | 0 | 0 | 0 | 0 | 0 | 0 | 0 | 0 | 0 | 0 | 0 | 0 | 0 | 0 | 0 | 0 | 0 | 0 |  | 0 | 0 | 0 | 0 | 0 | 0 | 0 | 0 | 0 | 0 | 0 | 0 | 0 | 0 | 0 | 0 | 0 | 0 | 0 | 0 | 0 | 0 | 0 | 0 | 0 | 0 | 0 | 0 | 0 | 0 | 0 | 0 | 0 | 0 | 0 | 0 |  | 1 | 1 | 1 | 1 | 1 | 1 | 1 | 1 | 1 | 0
PG&E Kern Study Area | Carrizo Plains | 115 | 0 | 0 | 0 | 0 | 0 | 0 | 0 | 0 | 0 | 0 | 0 | 0 | 0 | 0 | 0 | 0 | 0 | 0 | 0 | 0 |  | 0 | 0 | 0 | 0 | 0 | 0 | 0 | 0 | 0 | 0 | 0 | 0 | 0 | 0 | 0 | 0 | 0 | 0 | 0 | 0 | 0 | 0 | 0 | 0 | 0 | 0 | 0 | 0 | 0 | 0 | 0 | 0 | 0 | 0 | 0 | 0 |  | 0 | 0 | 0 | 0 | 0 | 0 | 0 | 0 | 0 | 0 | 0 | 0 | 0 | 0 | 0 | 0 | 0 | 0 | 0 | 0 | 0 | 0 | 0 | 0 | 0 | 0 | 0 | 0 | 0 | 0 | 0 | 0 | 0 | 0 | 0 | 0 |  | 0 | 0 | 0 | 0 | 0 | 0 | 0 | 0 | 0 | 0 | 0 | 0 | 0 | 0 | 0 | 0 | 0 | 0 | 0 | 0 | 0 | 0 | 0 | 0 | 0 | 0 | 0 | 0 | 0 | 0 | 0 | 0 | 0 | 0 | 0 | 0 |  | 0 | 0 | 0 | 0 | 0 | 0 | 0 | 0 | 0 | 0 | 0 | 0 | 0 | 0 | 0 | 0 | 0 | 0 | 0 | 0 | 0 | 0 | 0 | 0 | 0 | 0 | 0 | 0 | 0 | 0 | 0 | 0 | 0 | 0 | 0 | 0 |  | 1 | 1 | 1 | 1 | 1 | 1 | 1 | 1 | 1 | 0
PG&E Greater Bay Study Area | Castro Valley | 230 | 0 | 0 | 0 | 0 | 0 | 0 | 0 | 0 | 0 | 0 | 0 | 0 | 0 | 0 | 0 | 0 | 0 | 0 | 0 | 0 |  | 0 | 0 | 0 | 0 | 0 | 0 | 0 | 0 | 0 | 0 | 0 | 0 | 0 | 0 | 0 | 0 | 0 | 0 | 0 | 0 | 0 | 0 | 0 | 0 | 0 | 0 | 0 | 0 | 0 | 0 | 0 | 0 | 0 | 0 | 0 | 0 |  | 0 | 0 | 0 | 0 | 0 | 0 | 0 | 0 | 0 | 0 | 0 | 0 | 0 | 0 | 0 | 0 | 0 | 0 | 0 | 0 | 0 | 0 | 0 | 0 | 0 | 0 | 0 | 0 | 0 | 0 | 0 | 0 | 0 | 0 | 0 | 0 |  | 0 | 0 | 0 | 0 | 0 | 0 | 0 | 0 | 0 | 0 | 0 | 0 | 0 | 0 | 0 | 0 | 0 | 0 | 0 | 0 | 0 | 0 | 0 | 0 | 0 | 0 | 0 | 0 | 0 | 0 | 0 | 0 | 0 | 0 | 0 | 0 |  | 0 | 0 | 0 | 0 | 0 | 0 | 0 | 0 | 0 | 0 | 0 | 0 | 0 | 0 | 0 | 0 | 0 | 0 | 0 | 0 | 0 | 0 | 0 | 0 | 0 | 0 | 0 | 0 | 0 | 0 | 0 | 0 | 0 | 0 | 0 | 0 |  | 1 | 1 | 1 | 1 | 1 | 1 | 1 | 1 | 1 | 0
PG&E Greater Bay Study Area | Cayetano | 230 | 0 | 0 | 0 | 0 | 0 | 0 | 0 | 0 | 0 | 0 | 0 | 0 | 0 | 0 | 0 | 0 | 0 | 0 | 0 | 0 |  | 0 | 0 | 0 | 0 | 0 | 0 | 0 | 0 | 0 | 0 | 0 | 0 | 1.4 | 0 | 1.3 | 0 | 0 | 1 | 0 | 0 | 0 | 0 | 0 | 0 | 0 | 0 | 0 | 0 | 0 | 0 | -2 | 0 | -2 | 0 | 0 | 1 |  | 0 | 0 | 0 | 0 | 0 | 0 | 0 | 0 | 0 | 0 | 0 | 0 | 1.4 | 0 | 1.3 | 0 | 0 | 1 | 0 | 0 | 0 | 0 | 0 | 0 | 0 | 0 | 0 | 0 | 0 | 0 | -2 | 0 | -2 | 0 | 0 | 1 |  | 0 | 0 | 0 | 0 | 0 | 0 | 0 | 0 | 0 | 0 | 0 | 0 | 1.4 | 0 | 1.3 | 0 | 0 | 1 | 0 | 0 | 0 | 0 | 0 | 0 | 0 | 0 | 0 | 0 | 0 | 0 | -2 | 0 | -2 | 0 | 0 | 1 |  | 0 | 0 | 0 | 0 | 0 | 0 | 0 | 0 | 0 | 0 | 0 | 0 | 1.4 | 0 | 1.3 | 0 | 0 | 1 | 0 | 0 | 0 | 0 | 0 | 0 | 0 | 0 | 0 | 0 | 0 | 0 | -2 | 0 | -2 | 0 | 0 | 1 |  | 1 | 1 | 1 | 1 | 1 | 1 | 4+ | 4+ | 1 | 1
SCE Metro Study Area | Center | 230 | 0 | 0 | 0 | 0 | 0 | 0 | 0 | 0 | 0 | 0 | 0 | 0 | 0 | 0 | 0 | 0 | 80 | 80 | 0 | 1 |  | 0 | 0 | 0 | 0 | 0 | 0 | 0 | 0 | 0 | 0 | 0 | 0 | 0 | 0 | 0 | 0 | 0 | 0 | 0 | 0 | 0 | 0 | 0 | 0 | 0 | 0 | 0 | 0 | 0 | 0 | 0 | 2 | 2 | 0 | 0 | 1 |  | 0 | 0 | 0 | 0 | 0 | 0 | 0 | 0 | 0 | 0 | 0 | 0 | 0 | 0 | 0 | 0 | 0 | 0 | 0 | 0 | 0 | 0 | 0 | 0 | 0 | 0 | 0 | 0 | 0 | 0 | 0 | 2 | 2 | 0 | 0 | 1 |  | 0 | 0 | 0 | 0 | 0 | 0 | 0 | 0 | 0 | 0 | 0 | 0 | 0 | 0 | 0 | 0 | 0 | 0 | 0 | 0 | 0 | 0 | 0 | 0 | 0 | 0 | 0 | 0 | 0 | 0 | 0 | 2 | 2 | 0 | 0 | 1 |  | 0 | 0 | 0 | 0 | 0 | 0 | 0 | 0 | 0 | 0 | 1 | 0 | 0 | 0 | 80 | 0 | 0 | 1 | 0 | 0 | 0 | 0 | 0 | 0 | 0 | 0 | 0 | 0 | -2 | 0 | 0 | 2 | 0 | 0 | 0 | 1 |  | 1 | 1 | 1 | 1 | 1 | 1+ | 1 | 3- | 1 | 1
PG&E Kern Study Area | Charca | 115 | 0 | 0 | 0 | 0 | 0 | 0 | 0 | 0 | 0 | 0 | 0 | 0 | 0 | 0 | 0 | 0 | 0 | 0 | 0 | 0 |  | 0 | 0 | 0 | 0 | 0 | 0 | 0 | 0 | 0 | 0 | 0 | 0 | 0 | 0 | 0 | 0 | 0 | 0 | 0 | 0 | 0 | 0 | 0 | 0 | 0 | 0 | 0 | 0 | 0 | 0 | 0 | 0 | 0 | 0 | 0 | 0 |  | 0 | 0 | 0 | 0 | 0 | 0 | 0 | 0 | 0 | 0 | 0 | 0 | 0 | 0 | 0 | 0 | 0 | 0 | 0 | 0 | 0 | 0 | 0 | 0 | 0 | 0 | 0 | 0 | 0 | 0 | 0 | 0 | 0 | 0 | 0 | 0 |  | 0 | 0 | 0 | 0 | 0 | 0 | 0 | 0 | 0 | 0 | 0 | 0 | 0 | 0 | 0 | 0 | 0 | 0 | 0 | 0 | 0 | 0 | 0 | 0 | 0 | 0 | 0 | 0 | 0 | 0 | 0 | 0 | 0 | 0 | 0 | 0 |  | 0 | 0 | 0 | 0 | 0 | 0 | 0 | 0 | 0 | 0 | 0 | 0 | 0 | 0 | 0 | 0 | 0 | 0 | 0 | 0 | 0 | 0 | 0 | 0 | 0 | 0 | 0 | 0 | 0 | 0 | 0 | 0 | 0 | 0 | 0 | 0 |  | 1 | 1 | 1 | 1 | 1 | 1 | 1 | 1 | 1 | 0
East of Pisgah Study Area | Charleston | 138 | 0 | 0 | 0 | 0 | 0 | 0 | 0 | 0 | 0 | 0 | 0 | 0 | 0 | 0 | 0 | 0 | 0 | 0 | 0 | 0 |  | 0 | 0 | 0 | 0 | 0 | 0 | 0 | 0 | 0 | 0 | 0 | 0 | 0 | 0 | 0 | 0 | 0 | 0 | 0 | 0 | 0 | 0 | 0 | 0 | 0 | 0 | 0 | 0 | 0 | 0 | 0 | 0 | 0 | 0 | 0 | 0 |  | 0 | 0 | 0 | 0 | 0 | 0 | 0 | 0 | 0 | 0 | 0 | 0 | 0 | 0 | 0 | 0 | 0 | 0 | 0 | 0 | 0 | 0 | 0 | 0 | 0 | 0 | 0 | 0 | 0 | 0 | 0 | 0 | 0 | 0 | 0 | 0 |  | 0 | 0 | 0 | 0 | 0 | 0 | 0 | 0 | 0 | 0 | 0 | 0 | 0 | 0 | 0 | 0 | 0 | 0 | 0 | 0 | 0 | 0 | 0 | 0 | 0 | 0 | 0 | 0 | 0 | 0 | 0 | 0 | 0 | 0 | 0 | 0 |  | 0 | 0 | 0 | 0 | 0 | 0 | 0 | 0 | 0 | 0 | 0 | 0 | 0 | 0 | 0 | 0 | 0 | 0 | 0 | 0 | 0 | 0 | 0 | 0 | 0 | 0 | 0 | 0 | 0 | 0 | 0 | 0 | 0 | 0 | 0 | 0 |  | 1 | 1 | 1 | 1 | 1 | 1 | 1 | 1 | 1 | 0
SCE Metro Study Area | Chevmain | 230 | 0 | 0 | 0 | 0 | 0 | 0 | 0 | 0 | 0 | 0 | 0 | 0 | 0 | 0 | 0 | 0 | 0 | 0 | 0 | 0 |  | 0 | 0 | 0 | 0 | 0 | 0 | 0 | 0 | 0 | 0 | 0 | 0 | 0 | 0 | 0 | 0 | 0 | 0 | 0 | 0 | 0 | 0 | 0 | 0 | 0 | 0 | 0 | 0 | 0 | 0 | 0 | 0 | 0 | 0 | 0 | 0 |  | 0 | 0 | 0 | 0 | 0 | 0 | 0 | 0 | 0 | 0 | 0 | 0 | 0 | 0 | 0 | 0 | 0 | 0 | 0 | 0 | 0 | 0 | 0 | 0 | 0 | 0 | 0 | 0 | 0 | 0 | 0 | 0 | 0 | 0 | 0 | 0 |  | 0 | 0 | 0 | 0 | 0 | 0 | 0 | 0 | 0 | 0 | 0 | 0 | 0 | 0 | 0 | 0 | 0 | 0 | 0 | 0 | 0 | 0 | 0 | 0 | 0 | 0 | 0 | 0 | 0 | 0 | 0 | 0 | 0 | 0 | 0 | 0 |  | 0 | 0 | 0 | 0 | 0 | 0 | 0 | 0 | 0 | 0 | 0 | 0 | 0 | 0 | 0 | 0 | 0 | 0 | 0 | 0 | 0 | 0 | 0 | 0 | 0 | 0 | 0 | 0 | 0 | 0 | 0 | 0 | 0 | 0 | 0 | 0 |  | 1 | 1 | 1 | 1 | 1 | 1 | 1 | 1 | 1 | 0
SDG&E Study Area | Chicarita | 138 | 0 | 0 | 0 | 0 | 0 | 0 | 0 | 0 | 0 | 0 | 0 | 0 | 0 | 0 | 0 | 0 | 0 | 0 | 0 | 0 |  | 0 | 0 | 0 | 0 | 0 | 0 | 0 | 0 | 0 | 0 | 0 | 0 | 0 | 0 | 0 | 0 | 0 | 0 | 0 | 0 | 0 | 0 | 0 | 0 | 0 | 0 | 0 | 0 | 0 | 0 | 0 | 0 | 0 | 0 | 0 | 0 |  | 0 | 0 | 0 | 0 | 0 | 0 | 0 | 0 | 0 | 0 | 0 | 0 | 0 | 0 | 0 | 0 | 0 | 0 | 0 | 0 | 0 | 0 | 0 | 0 | 0 | 0 | 0 | 0 | 0 | 0 | 0 | 0 | 0 | 0 | 0 | 0 |  | 0 | 0 | 0 | 0 | 0 | 0 | 0 | 0 | 0 | 0 | 0 | 0 | 0 | 0 | 0 | 0 | 0 | 0 | 0 | 0 | 0 | 0 | 0 | 0 | 0 | 0 | 0 | 0 | 0 | 0 | 0 | 0 | 0 | 0 | 0 | 0 |  | 0 | 0 | 0 | 0 | 0 | 0 | 0 | 0 | 0 | 0 | 0 | 0 | 0 | 0 | 101.9 | 0 | 0 | 1 | 0 | 0 | 0 | 0 | 0 | 0 | 0 | 0 | 0 | 0 | 0 | 0 | 0 | 0 | -2 | 0 | 0 | 1 |  | 1 | 1 | 1 | 1 | 1 | 1 | 1 | 1+ | 1 | 1
SCE Metro Study Area | Chino | 230 | 0 | 0 | 0 | 0 | 0 | 0 | 0 | 0 | 0 | 0 | 0 | 0 | 0 | 0 | 0 | 0 | 0 | 0 | 0 | 0 |  | 0 | 0 | 0 | 0 | 0 | 0 | 0 | 0 | 0 | 0 | 0 | 0 | 0 | 0 | 0 | 0 | 0 | 0 | 0 | 0 | 0 | 0 | 0 | 0 | 0 | 0 | 0 | 0 | 0 | 0 | 0 | 0 | 0 | 0 | 0 | 0 |  | 0 | 0 | 0 | 0 | 0 | 0 | 0 | 0 | 0 | 0 | 0 | 0 | 0 | 0 | 0 | 0 | 0 | 0 | 0 | 0 | 0 | 0 | 0 | 0 | 0 | 0 | 0 | 0 | 0 | 0 | 0 | 0 | 0 | 0 | 0 | 0 |  | 0 | 0 | 0 | 0 | 0 | 0 | 0 | 0 | 0 | 0 | 0 | 0 | 0 | 0 | 0 | 0 | 0 | 0 | 0 | 0 | 0 | 0 | 0 | 0 | 0 | 0 | 0 | 0 | 0 | 0 | 0 | 0 | 0 | 0 | 0 | 0 |  | 0 | 0 | 0 | 0 | 0 | 0 | 0 | 0 | 0 | 0 | 2.438 | 0 | 0 | 0 | 503.2 | 0 | 0 | 1 | 0 | 0 | 0 | 0 | 0 | 0 | 0 | 0 | 0 | 0 | -2 | 0 | 0 | 0 | -2 | 0 | 0 | 1 |  | 1 | 1 | 1 | 1 | 1 | 1+ | 1 | 1+ | 1 | 1
PG&E Fresno Study Area | Chowchilla | 115 | 0 | 0 | 0 | 0 | 0 | 0 | 0 | 0 | 0 | 0 | 0 | 0 | 0 | 0 | 0 | 0 | 0 | 0 | 0 | 0 |  | 0 | 0 | 0 | 0 | 0 | 0 | 0 | 0 | 0 | 0 | 0 | 0 | 0 | 0 | 0 | 0 | 0 | 0 | 0 | 0 | 0 | 0 | 0 | 0 | 0 | 0 | 0 | 0 | 0 | 0 | 0 | 0 | 0 | 0 | 0 | 0 |  | 0 | 0 | 0 | 0 | 0 | 0 | 0 | 0 | 0 | 0 | 8 | 0 | 0 | 0 | 0 | 0 | 0 | 1 | 0 | 0 | 0 | 0 | 0 | 0 | 0 | 0 | 0 | 0 | -2 | 0 | 0 | 0 | 0 | 0 | 0 | 1 |  | 0 | 0 | 0 | 0 | 0 | 0 | 0 | 0 | 0 | 0 | 8 | 0 | 0 | 0 | 0 | 0 | 0 | 1 | 0 | 0 | 0 | 0 | 0 | 0 | 0 | 0 | 0 | 0 | -2 | 0 | 0 | 0 | 0 | 0 | 0 | 1 |  | 0 | 0 | 0 | 0 | 0 | 0 | 0 | 0 | 0 | 0 | 8 | 0 | 0 | 0 | 79.5871 | 0 | 0 | 1 | 0 | 0 | 0 | 0 | 0 | 0 | 0 | 0 | 0 | 0 | -2 | 0 | 0 | 0 | -2 | 0 | 0 | 1 |  | 1 | 1 | 1 | 1 | 1 | 4+ | 1 | 1+ | 1 | 1
PG&E Greater Bay Study Area | Christie | 115 | 0 | 0 | 0 | 0 | 0 | 0 | 0 | 0 | 0 | 0 | 0 | 0 | 0 | 0 | 0 | 0 | 0 | 0 | 0 | 0 |  | 0 | 0 | 0 | 0 | 0 | 0 | 0 | 0 | 0 | 0 | 0 | 0 | 0 | 0 | 0 | 0 | 0 | 0 | 0 | 0 | 0 | 0 | 0 | 0 | 0 | 0 | 0 | 0 | 0 | 0 | 0 | 0 | 0 | 0 | 0 | 0 |  | 0 | 0 | 0 | 0 | 0 | 0 | 0 | 0 | 0 | 0 | 0 | 0 | 0 | 0 | 0 | 0 | 0 | 0 | 0 | 0 | 0 | 0 | 0 | 0 | 0 | 0 | 0 | 0 | 0 | 0 | 0 | 0 | 0 | 0 | 0 | 0 |  | 0 | 0 | 0 | 0 | 0 | 0 | 0 | 0 | 0 | 0 | 0 | 0 | 0 | 0 | 0 | 0 | 0 | 0 | 0 | 0 | 0 | 0 | 0 | 0 | 0 | 0 | 0 | 0 | 0 | 0 | 0 | 0 | 0 | 0 | 0 | 0 |  | 0 | 0 | 0 | 0 | 0 | 0 | 0 | 0 | 0 | 0 | 0 | 0 | 0 | 0 | 0 | 0 | 0 | 0 | 0 | 0 | 0 | 0 | 0 | 0 | 0 | 0 | 0 | 0 | 0 | 0 | 0 | 0 | 0 | 0 | 0 | 0 |  | 1 | 1 | 1 | 1 | 1 | 1 | 1 | 1 | 1 | 0
SCE Eastern Study Area | Cielo Azul | 500 | 0 | 0 | 0 | 0 | 0 | 0 | 0 | 0 | 0 | 0 | 0 | 0 | 700 | 1700 | 2400 | 500 | 450 | 950 | 0 | 1 |  | 0 | 0 | 0 | 0 | 0 | 0 | 0 | 0 | 0 | 0 | 0 | 0 | 3000 | 982.4 | 1920 | 0 | 0 | 1 | 0 | 0 | 0 | 0 | 0 | 0 | 0 | 0 | 0 | 0 | 0 | 2 | -2 | 0 | -2 | 0 | 0 | 1 |  | 0 | 0 | 0 | 0 | 0 | 0 | 0 | 0 | 0 | 0 | 0 | 95 | 3514.55 | 1239.68 | 2177.28 | 0 | 0 | 1 | 0 | 0 | 0 | 0 | 0 | 0 | 0 | 0 | 0 | 0 | 0 | 2 | -2 | -1 | -2 | 0 | 0 | 1 |  | 0 | 0 | 0 | 0 | 0 | 0 | 0 | 0 | 0 | 0 | 0 | 95 | 3514.55 | 1239.68 | 2177.28 | 0 | 0 | 1 | 0 | 0 | 0 | 0 | 0 | 0 | 0 | 0 | 0 | 0 | 0 | 2 | -2 | -1 | -2 | 0 | 0 | 1 |  | 0 | 0 | 0 | 0 | 0 | 0 | 0 | 0 | 0 | 0 | 0 | 95 | 7665.4105 | 1239.68 | 6373.2103 | 0 | 0 | 1 | 0 | 0 | 0 | 0 | 0 | 0 | 0 | 0 | 0 | 0 | 0 | 2 | -2 | -1 | -2 | 0 | 0 | 1 |  | 1 | 1 | 1 | 1 | 1 | 1 | 4+ | 4+ | 1 | 1
PG&E North of Greater Bay Study Area | Cloverdale | 115 | 32 | 0 | 0 | 0 | 0 | 0 | 0 | 0 | 0 | 0 | 0 | 0 | 0 | 0 | 0 | 0 | 0 | 0 | 0 | 1 |  | 0 | 0 | 0 | 0 | 0 | 0 | 0 | 0 | 0 | 0 | 0 | 0 | 0 | 0 | 0 | 0 | 0 | 0 | 2 | 2 | 0 | 0 | 0 | 0 | 0 | 0 | 0 | 0 | 0 | 0 | 0 | 0 | 0 | 0 | 0 | 1 |  | 0 | 0 | 0 | 0 | 0 | 0 | 0 | 0 | 0 | 0 | 0.065 | 0 | 0 | 0 | 0 | 0 | 0 | 1 | 2 | 2 | 0 | 0 | 0 | 0 | 0 | 0 | 0 | 0 | -2 | 0 | 0 | 0 | 0 | 0 | 0 | 1 |  | 0 | 0 | 0 | 0 | 0 | 0 | 0 | 0 | 0 | 0 | 0.065 | 0 | 0 | 0 | 0 | 0 | 0 | 1 | 2 | 2 | 0 | 0 | 0 | 0 | 0 | 0 | 0 | 0 | -2 | 0 | 0 | 0 | 0 | 0 | 0 | 1 |  | 0 | 32.2 | 0 | 0 | 0 | 0 | 0 | 0 | 0 | 0 | 0.065 | 0 | 0 | 0 | 0 | 0 | 0 | 1 | 2 | 0 | 0 | 0 | 0 | 0 | 0 | 0 | 0 | 0 | -2 | 0 | 0 | 0 | 0 | 0 | 0 | 1 |  | 3- | 1 | 1 | 1 | 1 | 4+ | 1 | 1 | 1 | 1
PG&E Greater Bay Study Area | Coburn | 230 | 0 | 4.82 | 100 | 0 | 100 | 0 | 0 | 0 | 0 | 0 | 0 | 0 | 0 | 0 | 0 | 0 | 0 | 0 | 0 | 1 |  | 0 | 0 | 0 | 0 | 0 | 0 | 0 | 0 | 0 | 0 | 0 | 0 | 0 | 0 | 0 | 0 | 0 | 0 | 0 | 0 | 2 | 2 | 2 | 2 | 0 | 0 | 0 | 0 | 0 | 0 | 0 | 0 | 0 | 0 | 0 | 1 |  | 0 | 0 | 0 | 0 | 0 | 0 | 0 | 0 | 0 | 0 | 0 | 0 | 0 | 0 | 0 | 0 | 0 | 0 | 0 | 0 | 2 | 2 | 2 | 2 | 0 | 0 | 0 | 0 | 0 | 0 | 0 | 0 | 0 | 0 | 0 | 1 |  | 0 | 0 | 0 | 0 | 0 | 0 | 0 | 0 | 0 | 0 | 0 | 0 | 0 | 0 | 0 | 0 | 0 | 0 | 0 | 0 | 2 | 2 | 2 | 2 | 0 | 0 | 0 | 0 | 0 | 0 | 0 | 0 | 0 | 0 | 0 | 1 |  | 0 | 0 | 0 | 0 | 0 | 0 | 0 | 0 | 0 | 0 | 0 | 0 | 0 | 0 | 124.3 | 0 | 0 | 1 | 0 | 0 | 2 | 2 | 2 | 2 | 0 | 0 | 0 | 0 | 0 | 0 | 0 | 0 | -2 | 0 | 0 | 1 |  | 1 | 5- | 5- | 1 | 1 | 1 | 1 | 1+ | 1 | 1
PG&E North of Greater Bay Study Area | Colgate | 230 | 0 | 3 | 0 | 0 | 0 | 0 | 0 | 0 | 0 | 0 | 0 | 0 | 0 | 0 | 0 | 0 | 0 | 0 | 0 | 1 |  | 0 | 0 | 0 | 0 | 0 | 0 | 0 | 0 | 0 | 0 | 0 | 0 | 0 | 0 | 0 | 0 | 0 | 0 | 0 | 0 | 2 | 2 | 0 | 0 | 0 | 0 | 0 | 0 | 0 | 0 | 0 | 0 | 0 | 0 | 0 | 1 |  | 0 | 0 | 0 | 0 | 0 | 0 | 0 | 0 | 0 | 0 | 0 | 0 | 0 | 0 | 0 | 0 | 0 | 0 | 0 | 0 | 2 | 2 | 0 | 0 | 0 | 0 | 0 | 0 | 0 | 0 | 0 | 0 | 0 | 0 | 0 | 1 |  | 0 | 0 | 0 | 0 | 0 | 0 | 0 | 0 | 0 | 0 | 0 | 0 | 0 | 0 | 0 | 0 | 0 | 0 | 0 | 0 | 2 | 2 | 0 | 0 | 0 | 0 | 0 | 0 | 0 | 0 | 0 | 0 | 0 | 0 | 0 | 1 |  | 0 | 0 | 0 | 0 | 0 | 0 | 0 | 0 | 0 | 0 | 0 | 0 | 0 | 0 | 0 | 0 | 0 | 0 | 0 | 0 | 2 | 2 | 0 | 0 | 0 | 0 | 0 | 0 | 0 | 0 | 0 | 0 | 0 | 0 | 0 | 1 |  | 1 | 5- | 1 | 1 | 1 | 1 | 1 | 1 | 1 | 1
PG&E Greater Bay Study Area | Collinsville | 500 | 0 | 0 | 0 | 0 | 0 | 0 | 0 | 0 | 0 | 0 | 0 | 0 | 0 | 0 | 0 | 0 | 0 | 0 | 0 | 0 |  | 0 | 0 | 0 | 0 | 0 | 0 | 0 | 0 | 0 | 0 | 0 | 0 | 0 | 0 | 0 | 0 | 0 | 0 | 0 | 0 | 0 | 0 | 0 | 0 | 0 | 0 | 0 | 0 | 0 | 0 | 0 | 0 | 0 | 0 | 0 | 0 |  | 0 | 0 | 0 | 0 | 0 | 0 | 0 | 0 | 0 | 0 | 0 | 0 | 0 | 0 | 0 | 0 | 0 | 0 | 0 | 0 | 0 | 0 | 0 | 0 | 0 | 0 | 0 | 0 | 0 | 0 | 0 | 0 | 0 | 0 | 0 | 0 |  | 0 | 0 | 0 | 0 | 0 | 0 | 0 | 0 | 0 | 0 | 0 | 0 | 0 | 0 | 0 | 0 | 0 | 0 | 0 | 0 | 0 | 0 | 0 | 0 | 0 | 0 | 0 | 0 | 0 | 0 | 0 | 0 | 0 | 0 | 0 | 0 |  | 0 | 0 | 0 | 0 | 0 | 0 | 0 | 0 | 0 | 0 | 0 | 0 | 0 | 0 | 0 | 0 | 0 | 0 | 0 | 0 | 0 | 0 | 0 | 0 | 0 | 0 | 0 | 0 | 0 | 0 | 0 | 0 | 0 | 0 | 0 | 0 |  | 1 | 1 | 1 | 1 | 1 | 1 | 1 | 1 | 1 | 0
PG&E Greater Bay Study Area | Collinsville | 230 | 0 | 0 | 0 | 0 | 0 | 0 | 0 | 0 | 0 | 0 | 0 | 0 | 0 | 0 | 0 | 0 | 0 | 0 | 0 | 0 |  | 0 | 0 | 0 | 0 | 0 | 0 | 0 | 0 | 0 | 0 | 0 | 0 | 0 | 0 | 0 | 0 | 0 | 0 | 0 | 0 | 0 | 0 | 0 | 0 | 0 | 0 | 0 | 0 | 0 | 0 | 0 | 0 | 0 | 0 | 0 | 0 |  | 0 | 0 | 0 | 0 | 0 | 0 | 0 | 0 | 0 | 0 | 0 | 0 | 0 | 0 | 0 | 0 | 0 | 0 | 0 | 0 | 0 | 0 | 0 | 0 | 0 | 0 | 0 | 0 | 0 | 0 | 0 | 0 | 0 | 0 | 0 | 0 |  | 0 | 0 | 0 | 0 | 0 | 0 | 0 | 0 | 0 | 0 | 0 | 0 | 0 | 0 | 0 | 0 | 0 | 0 | 0 | 0 | 0 | 0 | 0 | 0 | 0 | 0 | 0 | 0 | 0 | 0 | 0 | 0 | 0 | 0 | 0 | 0 |  | 0 | 0 | 0 | 0 | 0 | 0 | 0 | 0 | 0 | 0 | 0 | 0 | 0 | 0 | 0 | 0 | 0 | 0 | 0 | 0 | 0 | 0 | 0 | 0 | 0 | 0 | 0 | 0 | 0 | 0 | 0 | 0 | 0 | 0 | 0 | 0 |  | 1 | 1 | 1 | 1 | 1 | 1 | 1 | 1 | 1 | 0
SCE Eastern Study Area | Colorado River | 500 | 0 | 0 | 0 | 0 | 0 | 0 | 0 | 0 | 0 | 0 | 0 | 0 | 0 | 0 | 0 | 0 | 0 | 0 | 0 | 0 |  | 0 | 0 | 0 | 0 | 0 | 0 | 0 | 0 | 0 | 0 | 0 | 0 | 0 | 0 | 0 | 0 | 0 | 0 | 0 | 0 | 0 | 0 | 0 | 0 | 0 | 0 | 0 | 0 | 0 | 0 | 0 | 0 | 0 | 0 | 0 | 0 |  | 0 | 0 | 0 | 0 | 0 | 0 | 0 | 0 | 0 | 0 | 0 | 0 | 62.5 | 3.2 | 3.2 | 0 | 0 | 1 | 0 | 0 | 0 | 0 | 0 | 0 | 0 | 0 | 0 | 0 | 0 | 0 | -2 | -2 | -2 | 0 | 0 | 1 |  | 0 | 0 | 0 | 0 | 0 | 0 | 0 | 0 | 0 | 0 | 0 | 0 | 62.5 | 3.2 | 3.2 | 0 | 0 | 1 | 0 | 0 | 0 | 0 | 0 | 0 | 0 | 0 | 0 | 0 | 0 | 0 | -2 | -2 | -2 | 0 | 0 | 1 |  | 0 | 0 | 0 | 0 | 0 | 0 | 0 | 0 | 0 | 0 | 0 | 0 | 62.5 | 3.2 | 3.2 | 0 | 0 | 1 | 0 | 0 | 0 | 0 | 0 | 0 | 0 | 0 | 0 | 0 | 0 | 0 | -2 | -2 | -2 | 0 | 0 | 1 |  | 1 | 1 | 1 | 1 | 1 | 1 | 4+ | 4+ | 1 | 1
SCE Eastern Study Area | Colorado River | 230 | 0 | 0 | 0 | 0 | 0 | 0 | 0 | 0 | 0 | 0 | 0 | 0 | 200 | 500 | 700 | 0 | 200 | 200 | 0 | 1 |  | 0 | 0 | 0 | 0 | 0 | 0 | 0 | 0 | 0 | 0 | 0 | 0 | 410.5 | 0 | 415 | 0 | 0 | 1 | 0 | 0 | 0 | 0 | 0 | 0 | 0 | 0 | 0 | 0 | 0 | 2 | 2 | 2 | -2 | 0 | 0 | 1 |  | 0 | 0 | 0 | 0 | 0 | 0 | 0 | 0 | 0 | 0 | 0 | 5.43 | 1180.9 | 0 | 1179.762 | 0 | 0 | 1 | 0 | 0 | 0 | 0 | 0 | 0 | 0 | 0 | 0 | 0 | 0 | 2 | -2 | 2 | -2 | 0 | 0 | 1 |  | 0 | 0 | 0 | 0 | 0 | 0 | 0 | 0 | 0 | 0 | 0 | 5.43 | 1180.9 | 0 | 1179.762 | 0 | 0 | 1 | 0 | 0 | 0 | 0 | 0 | 0 | 0 | 0 | 0 | 0 | 0 | 2 | -2 | 2 | -2 | 0 | 0 | 1 |  | 0 | 0 | 0 | 0 | 0 | 0 | 0 | 0 | 0 | 0 | 0 | 5.43 | 1899.092 | 0 | 2258.394 | 0 | 0 | 1 | 0 | 0 | 0 | 0 | 0 | 0 | 0 | 0 | 0 | 0 | 0 | 2 | -2 | 2 | -2 | 0 | 0 | 1 |  | 1 | 1 | 1 | 1 | 1 | 1 | 4+ | 4+ | 1 | 1
PG&E Kern Study Area | Columbus | 115 | 0 | 0 | 0 | 0 | 0 | 0 | 0 | 0 | 0 | 0 | 0 | 0 | 0 | 0 | 0 | 0 | 0 | 0 | 0 | 0 |  | 0 | 0 | 0 | 0 | 0 | 0 | 0 | 0 | 0 | 0 | 0 | 0 | 0 | 0 | 0 | 0 | 0 | 0 | 0 | 0 | 0 | 0 | 0 | 0 | 0 | 0 | 0 | 0 | 0 | 0 | 0 | 0 | 0 | 0 | 0 | 0 |  | 0 | 0 | 0 | 0 | 0 | 0 | 0 | 0 | 0 | 0 | 0 | 0 | 0 | 0 | 0 | 0 | 0 | 0 | 0 | 0 | 0 | 0 | 0 | 0 | 0 | 0 | 0 | 0 | 0 | 0 | 0 | 0 | 0 | 0 | 0 | 0 |  | 0 | 0 | 0 | 0 | 0 | 0 | 0 | 0 | 0 | 0 | 0 | 0 | 0 | 0 | 0 | 0 | 0 | 0 | 0 | 0 | 0 | 0 | 0 | 0 | 0 | 0 | 0 | 0 | 0 | 0 | 0 | 0 | 0 | 0 | 0 | 0 |  | 0 | 0 | 0 | 0 | 0 | 0 | 0 | 0 | 0 | 0 | 0 | 0 | 0 | 0 | 0 | 0 | 0 | 0 | 0 | 0 | 0 | 0 | 0 | 0 | 0 | 0 | 0 | 0 | 0 | 0 | 0 | 0 | 0 | 0 | 0 | 0 |  | 1 | 1 | 1 | 1 | 1 | 1 | 1 | 1 | 1 | 0
PG&E Greater Bay Study Area | Contra Costa PP | 230 | 0 | 0 | 0 | 0 | 0 | 0 | 0 | 0 | 0 | 0 | 0 | 0 | 0 | 0 | 0 | 0 | 0 | 0 | 0 | 0 |  | 0 | 0 | 0 | 0 | 0 | 0 | 0 | 0 | 0 | 0 | 0 | 0 | 0 | 0 | 0 | 0 | 0 | 0 | 0 | 0 | 0 | 0 | 0 | 0 | 0 | 0 | 0 | 0 | 0 | 0 | 0 | 0 | 0 | 0 | 0 | 0 |  | 0 | 0 | 0 | 0 | 0 | 0 | 0 | 0 | 0 | 0 | 0 | 0 | 0 | 0 | 0 | 0 | 0 | 0 | 0 | 0 | 0 | 0 | 0 | 0 | 0 | 0 | 0 | 0 | 0 | 0 | 0 | 0 | 0 | 0 | 0 | 0 |  | 0 | 0 | 0 | 0 | 0 | 0 | 0 | 0 | 0 | 0 | 0 | 0 | 0 | 0 | 0 | 0 | 0 | 0 | 0 | 0 | 0 | 0 | 0 | 0 | 0 | 0 | 0 | 0 | 0 | 0 | 0 | 0 | 0 | 0 | 0 | 0 |  | 0 | 0 | 0 | 0 | 0 | 0 | 0 | 0 | 0 | 0 | 0 | 0 | 0 | 0 | 0 | 0 | 0 | 0 | 0 | 0 | 0 | 0 | 0 | 0 | 0 | 0 | 0 | 0 | 0 | 0 | 0 | 0 | 0 | 0 | 0 | 0 |  | 1 | 1 | 1 | 1 | 1 | 1 | 1 | 1 | 1 | 0
PG&E Greater Bay Study Area | Contra Costa | 230 | 0 | 0 | 0 | 0 | 0 | 0 | 0 | 0 | 0 | 0 | 0 | 0 | 0 | 0 | 0 | 0 | 0 | 0 | 0 | 0 |  | 0 | 0 | 0 | 0 | 0 | 0 | 0 | 0 | 0 | 0 | 0 | 0 | 0 | 0 | 0 | 0 | 0 | 0 | 0 | 0 | 0 | 0 | 0 | 0 | 0 | 0 | 0 | 0 | 0 | 0 | 0 | 0 | 0 | 0 | 0 | 0 |  | 0 | 0 | 0 | 0 | 0 | 0 | 0 | 0 | 0 | 0 | 0 | 0 | 0 | 0 | 0 | 0 | 0 | 0 | 0 | 0 | 0 | 0 | 0 | 0 | 0 | 0 | 0 | 0 | 0 | 0 | 0 | 0 | 0 | 0 | 0 | 0 |  | 0 | 0 | 0 | 0 | 0 | 0 | 0 | 0 | 0 | 0 | 0 | 0 | 0 | 0 | 0 | 0 | 0 | 0 | 0 | 0 | 0 | 0 | 0 | 0 | 0 | 0 | 0 | 0 | 0 | 0 | 0 | 0 | 0 | 0 | 0 | 0 |  | 0 | 0 | 0 | 0 | 0 | 0 | 0 | 0 | 0 | 0 | 0 | 0 | 0 | 0 | 564.168 | 0 | 0 | 1 | 0 | 0 | 0 | 0 | 0 | 0 | 0 | 0 | 0 | 0 | 0 | 0 | 0 | 0 | -2 | 0 | 0 | 1 |  | 1 | 1 | 1 | 1 | 1 | 1 | 1 | 1+ | 1 | 1
SCE North of Lugo Study Area | Control | 115 | 0 | 1.5 | 0 | 0 | 0 | 0 | 0 | 0 | 0 | 0 | 0 | 0 | 0 | 0 | 0 | 0 | 0 | 0 | 0 | 1 |  | 0 | 0 | 0 | 0 | 0 | 0 | 0 | 0 | 0 | 0 | 0 | 0 | 0 | 0 | 0 | 0 | 0 | 0 | 0 | 0 | 2 | 2 | 0 | 0 | 0 | 0 | 0 | 0 | 0 | 0 | 0 | 0 | 0 | 0 | 0 | 1 |  | 0 | 0 | 0 | 0 | 0 | 0 | 0 | 0 | 0 | 0 | 0 | 0 | 0 | 0 | 0 | 0 | 0 | 0 | 0 | 0 | 2 | 2 | 0 | 0 | 0 | 0 | 0 | 0 | 0 | 0 | 0 | 0 | 0 | 0 | 0 | 1 |  | 0 | 0 | 0 | 0 | 0 | 0 | 0 | 0 | 0 | 0 | 0 | 0 | 0 | 0 | 0 | 0 | 0 | 0 | 0 | 0 | 2 | 2 | 0 | 0 | 0 | 0 | 0 | 0 | 0 | 0 | 0 | 0 | 0 | 0 | 0 | 1 |  | 0 | 4.5 | 0 | 0 | 0 | 0 | 0 | 0 | 0 | 0 | 0 | 0 | 0 | 0 | 0 | 0 | 0 | 1 | 0 | -2 | 2 | 2 | 0 | 0 | 0 | 0 | 0 | 0 | 0 | 0 | 0 | 0 | 0 | 0 | 0 | 1 |  | 1+ | 5- | 1 | 1 | 1 | 1 | 1 | 1 | 1 | 1
SCE North of Lugo Study Area | Coolwater | 230 | 0 | 0 | 0 | 0 | 0 | 0 | 0 | 0 | 0 | 0 | 0 | 0 | 0 | 0 | 0 | 0 | 0 | 0 | 0 | 0 |  | 0 | 0 | 0 | 0 | 0 | 0 | 0 | 0 | 0 | 0 | 0 | 0 | 0 | 0 | 0 | 0 | 0 | 0 | 0 | 0 | 0 | 0 | 0 | 0 | 0 | 0 | 0 | 0 | 0 | 0 | 0 | 0 | 0 | 0 | 0 | 0 |  | 0 | 0 | 0 | 0 | 0 | 0 | 0 | 0 | 0 | 0 | 0 | 0 | 0 | 0 | 0 | 0 | 0 | 0 | 0 | 0 | 0 | 0 | 0 | 0 | 0 | 0 | 0 | 0 | 0 | 0 | 0 | 0 | 0 | 0 | 0 | 0 |  | 0 | 0 | 0 | 0 | 0 | 0 | 0 | 0 | 0 | 0 | 0 | 0 | 0 | 0 | 0 | 0 | 0 | 0 | 0 | 0 | 0 | 0 | 0 | 0 | 0 | 0 | 0 | 0 | 0 | 0 | 0 | 0 | 0 | 0 | 0 | 0 |  | 0 | 0 | 0 | 0 | 0 | 0 | 0 | 0 | 0 | 0 | 0 | 0 | 0 | 0 | 0 | 0 | 0 | 0 | 0 | 0 | 0 | 0 | 0 | 0 | 0 | 0 | 0 | 0 | 0 | 0 | 0 | 0 | 0 | 0 | 0 | 0 |  | 1 | 1 | 1 | 1 | 1 | 1 | 1 | 1 | 1 | 0
SCE North of Lugo Study Area | Coolwater | 115 | 0 | 0 | 200 | 0 | 200 | 0 | 0 | 0 | 0 | 0 | 0 | 0 | 150 | 200 | 350 | 110 | 0 | 110 | 0 | 1 |  | 0 | 0 | 0 | 0 | 0 | 0 | 0 | 0 | 0 | 0 | 0 | 148.96 | 148.96 | 118.5 | 118.5 | 0 | 0 | 1 | 0 | 0 | 0 | 0 | 2 | 2 | 0 | 0 | 0 | 0 | 0 | 0 | 2 | 0 | 0 | 0 | 0 | 1 |  | 0 | 0 | 0 | 0 | 0 | 0 | 0 | 0 | 0 | 0 | 0 | 148.96 | 148.96 | 118.5 | 118.5 | 0 | 0 | 1 | 0 | 0 | 0 | 0 | 2 | 2 | 0 | 0 | 0 | 0 | 0 | 0 | 2 | 0 | 0 | 0 | 0 | 1 |  | 0 | 0 | 0 | 0 | 0 | 212.18 | 0 | 0 | 0 | 0 | 0 | 148.96 | 355.55 | 118.5 | 322.66 | 0 | 0 | 1 | 0 | 0 | 0 | 0 | 2 | 0 | 0 | 0 | 0 | 0 | 0 | 0 | 0 | 0 | -2 | 0 | 0 | 1 |  | 0 | 0 | 0 | 0 | 0 | 212.18 | 0 | 0 | 0 | 0 | 3 | 148.96 | 370.35 | 118.5 | 332.452 | 0 | 0 | 1 | 0 | 0 | 0 | 0 | 2 | 0 | 0 | 0 | 0 | 0 | -2 | 0 | 0 | 0 | -2 | 0 | 0 | 1 |  | 1 | 1 | 2- | 1 | 1 | 1+ | 1 | 2+ | 1 | 1
PG&E Fresno Study Area | Corcoran | 115 | 0 | 0 | 0 | 0 | 0 | 0 | 0 | 0 | 0 | 0 | 0 | 4 | 0 | 0 | 0 | 0 | 0 | 0 | 0 | 1 |  | 0 | 0 | 0 | 0 | 0 | 0 | 0 | 0 | 0 | 0 | 0 | 0 | 0 | 0 | 0 | 0 | 0 | 0 | 0 | 0 | 0 | 0 | 0 | 0 | 0 | 0 | 0 | 0 | 2 | 0 | 0 | 0 | 0 | 0 | 0 | 1 |  | 0 | 0 | 0 | 0 | 0 | 0 | 0 | 0 | 0 | 0 | 3.125 | 0 | 0 | 0 | 0 | 0 | 0 | 1 | 0 | 0 | 0 | 0 | 0 | 0 | 0 | 0 | 0 | 0 | 1 | 0 | 0 | 0 | 0 | 0 | 0 | 1 |  | 0 | 0 | 0 | 0 | 0 | 0 | 0 | 0 | 0 | 0 | 3.125 | 0 | 0 | 0 | 0 | 0 | 0 | 1 | 0 | 0 | 0 | 0 | 0 | 0 | 0 | 0 | 0 | 0 | 1 | 0 | 0 | 0 | 0 | 0 | 0 | 1 |  | 0 | 0 | 0 | 0 | 0 | 0 | 0 | 0 | 0 | 0 | 4.085 | 0 | 87.5 | 0 | 87.5 | 0 | 0 | 1 | 0 | 0 | 0 | 0 | 0 | 0 | 0 | 0 | 0 | 0 | 0 | 0 | -2 | 0 | -2 | 0 | 0 | 1 |  | 1 | 1 | 1 | 1 | 1 | 3- | 1+ | 1+ | 1 | 1
PG&E North of Greater Bay Study Area | Corona | 115 | 0 | 0 | 0 | 0 | 0 | 0 | 0 | 0 | 0 | 0 | 0 | 0 | 0 | 0 | 0 | 0 | 0 | 0 | 0 | 0 |  | 0 | 0 | 0 | 0 | 0 | 0 | 0 | 0 | 0 | 0 | 0 | 0 | 0 | 0 | 0 | 0 | 0 | 0 | 0 | 0 | 0 | 0 | 0 | 0 | 0 | 0 | 0 | 0 | 0 | 0 | 0 | 0 | 0 | 0 | 0 | 0 |  | 0 | 0 | 0 | 0 | 0 | 0 | 0 | 0 | 0 | 0 | 0 | 0 | 0 | 0 | 0 | 0 | 0 | 0 | 0 | 0 | 0 | 0 | 0 | 0 | 0 | 0 | 0 | 0 | 0 | 0 | 0 | 0 | 0 | 0 | 0 | 0 |  | 0 | 0 | 0 | 0 | 0 | 0 | 0 | 0 | 0 | 0 | 0 | 0 | 0 | 0 | 0 | 0 | 0 | 0 | 0 | 0 | 0 | 0 | 0 | 0 | 0 | 0 | 0 | 0 | 0 | 0 | 0 | 0 | 0 | 0 | 0 | 0 |  | 0 | 0 | 0 | 0 | 0 | 0 | 0 | 0 | 0 | 0 | 0 | 0 | 0 | 0 | 0 | 0 | 0 | 0 | 0 | 0 | 0 | 0 | 0 | 0 | 0 | 0 | 0 | 0 | 0 | 0 | 0 | 0 | 0 | 0 | 0 | 0 |  | 1 | 1 | 1 | 1 | 1 | 1 | 1 | 1 | 1 | 0
PG&E North of Greater Bay Study Area | Cortina | 230 | 0 | 0 | 0 | 0 | 0 | 0 | 0 | 0 | 0 | 0 | 0 | 0 | 0 | 0 | 0 | 0 | 0 | 0 | 0 | 0 |  | 0 | 0 | 0 | 0 | 0 | 0 | 0 | 0 | 0 | 0 | 0 | 0 | 0 | 0 | 0 | 0 | 0 | 0 | 0 | 0 | 0 | 0 | 0 | 0 | 0 | 0 | 0 | 0 | 0 | 0 | 0 | 0 | 0 | 0 | 0 | 0 |  | 0 | 0 | 0 | 0 | 0 | 0 | 0 | 0 | 0 | 0 | 0 | 0 | 0 | 0 | 0 | 0 | 0 | 0 | 0 | 0 | 0 | 0 | 0 | 0 | 0 | 0 | 0 | 0 | 0 | 0 | 0 | 0 | 0 | 0 | 0 | 0 |  | 0 | 0 | 0 | 0 | 0 | 0 | 0 | 0 | 0 | 0 | 0 | 0 | 0 | 0 | 0 | 0 | 0 | 0 | 0 | 0 | 0 | 0 | 0 | 0 | 0 | 0 | 0 | 0 | 0 | 0 | 0 | 0 | 0 | 0 | 0 | 0 |  | 0 | 0 | 0 | 0 | 0 | 0 | 0 | 0 | 0 | 0 | 0 | 0 | 0 | 0 | 0 | 0 | 0 | 0 | 0 | 0 | 0 | 0 | 0 | 0 | 0 | 0 | 0 | 0 | 0 | 0 | 0 | 0 | 0 | 0 | 0 | 0 |  | 1 | 1 | 1 | 1 | 1 | 1 | 1 | 1 | 1 | 0
PG&E North of Greater Bay Study Area | Cortina | 115 | 0 | 0 | 0 | 0 | 0 | 0 | 0 | 0 | 0 | 0 | 0 | 0 | 80 | 150 | 230 | 150 | 0 | 150 | 0 | 1 |  | 0 | 0 | 0 | 0 | 0 | 0 | 0 | 0 | 0 | 0 | 0 | 80 | 83.54 | 20.8 | 80 | 0 | 0 | 1 | 0 | 0 | 0 | 0 | 0 | 0 | 0 | 0 | 0 | 0 | 0 | 0 | 2 | 2 | 2 | 0 | 0 | 1 |  | 0 | 0 | 0 | 0 | 0 | 0 | 0 | 0 | 0 | 0 | 0 | 80 | 233.54 | 170.8 | 230 | 0 | 0 | 1 | 0 | 0 | 0 | 0 | 0 | 0 | 0 | 0 | 0 | 0 | 0 | 0 | 0 | -1 | -2 | 0 | 0 | 1 |  | 0 | 0 | 0 | 0 | 0 | 0 | 0 | 0 | 0 | 0 | 0 | 80 | 233.54 | 170.8 | 230 | 0 | 0 | 1 | 0 | 0 | 0 | 0 | 0 | 0 | 0 | 0 | 0 | 0 | 0 | 0 | 0 | -1 | -2 | 0 | 0 | 1 |  | 0 | 0 | 0 | 0 | 0 | 0 | 0 | 0 | 0 | 0 | 0 | 80 | 233.54 | 170.8 | 230 | 0 | 0 | 1 | 0 | 0 | 0 | 0 | 0 | 0 | 0 | 0 | 0 | 0 | 0 | 0 | 0 | -1 | -2 | 0 | 0 | 1 |  | 1 | 1 | 1 | 1 | 1 | 1 | 1 | 4+ | 1 | 1
PG&E Greater Bay Study Area | Cottle | 230 | 0 | 3 | 0 | 0 | 0 | 0 | 0 | 0 | 0 | 0 | 0 | 0 | 0 | 0 | 0 | 0 | 0 | 0 | 0 | 1 |  | 0 | 0 | 0 | 0 | 0 | 0 | 0 | 0 | 0 | 0 | 0 | 0 | 0 | 0 | 0 | 0 | 0 | 0 | 0 | 0 | 2 | 2 | 0 | 0 | 0 | 0 | 0 | 0 | 0 | 0 | 0 | 0 | 0 | 0 | 0 | 1 |  | 0 | 0 | 0 | 0 | 0 | 0 | 0 | 0 | 0 | 0 | 0 | 0 | 0 | 0 | 0 | 0 | 0 | 0 | 0 | 0 | 2 | 2 | 0 | 0 | 0 | 0 | 0 | 0 | 0 | 0 | 0 | 0 | 0 | 0 | 0 | 1 |  | 0 | 0 | 0 | 0 | 0 | 0 | 0 | 0 | 0 | 0 | 0 | 0 | 0 | 0 | 0 | 0 | 0 | 0 | 0 | 0 | 2 | 2 | 0 | 0 | 0 | 0 | 0 | 0 | 0 | 0 | 0 | 0 | 0 | 0 | 0 | 1 |  | 0 | 0 | 0 | 0 | 0 | 0 | 0 | 0 | 0 | 0 | 0 | 0 | 0 | 0 | 102.672 | 0 | 0 | 1 | 0 | 0 | 2 | 2 | 0 | 0 | 0 | 0 | 0 | 0 | 0 | 0 | 0 | 0 | -2 | 0 | 0 | 1 |  | 1 | 5- | 1 | 1 | 1 | 1 | 1 | 1+ | 1 | 1
PG&E North of Greater Bay Study Area | Cottonwood | 230 | 0 | 0 | 0 | 0 | 0 | 0 | 0 | 0 | 0 | 0 | 0 | 0 | 0 | 0 | 0 | 0 | 0 | 0 | 0 | 0 |  | 0 | 0 | 0 | 0 | 0 | 0 | 0 | 0 | 0 | 0 | 0 | 0 | 0 | 0 | 0 | 0 | 0 | 0 | 0 | 0 | 0 | 0 | 0 | 0 | 0 | 0 | 0 | 0 | 0 | 0 | 0 | 0 | 0 | 0 | 0 | 0 |  | 0 | 0 | 0 | 0 | 0 | 0 | 0 | 0 | 0 | 0 | 0 | 0 | 0 | 0 | 0 | 0 | 0 | 0 | 0 | 0 | 0 | 0 | 0 | 0 | 0 | 0 | 0 | 0 | 0 | 0 | 0 | 0 | 0 | 0 | 0 | 0 |  | 0 | 0 | 0 | 0 | 0 | 0 | 0 | 0 | 0 | 0 | 0 | 0 | 0 | 0 | 0 | 0 | 0 | 0 | 0 | 0 | 0 | 0 | 0 | 0 | 0 | 0 | 0 | 0 | 0 | 0 | 0 | 0 | 0 | 0 | 0 | 0 |  | 0 | 0 | 0 | 0 | 0 | 0 | 0 | 0 | 0 | 0 | 0 | 0 | 93.5 | 0 | 19.992 | 0 | 0 | 1 | 0 | 0 | 0 | 0 | 0 | 0 | 0 | 0 | 0 | 0 | 0 | 0 | -2 | 0 | -2 | 0 | 0 | 1 |  | 1 | 1 | 1 | 1 | 1 | 1 | 1+ | 1+ | 1 | 1
PG&E Greater Bay Study Area | Coyote | 230 | 0 | 0 | 0 | 0 | 0 | 0 | 0 | 0 | 0 | 0 | 0 | 0 | 0 | 0 | 0 | 0 | 0 | 0 | 0 | 0 |  | 0 | 0 | 0 | 0 | 0 | 0 | 0 | 0 | 0 | 0 | 0 | 0 | 0 | 0 | 0 | 0 | 0 | 0 | 0 | 0 | 0 | 0 | 0 | 0 | 0 | 0 | 0 | 0 | 0 | 0 | 0 | 0 | 0 | 0 | 0 | 0 |  | 0 | 0 | 0 | 0 | 0 | 0 | 0 | 0 | 0 | 0 | 0 | 0 | 0 | 0 | 0 | 0 | 0 | 0 | 0 | 0 | 0 | 0 | 0 | 0 | 0 | 0 | 0 | 0 | 0 | 0 | 0 | 0 | 0 | 0 | 0 | 0 |  | 0 | 0 | 0 | 0 | 0 | 0 | 0 | 0 | 0 | 0 | 0 | 0 | 0 | 0 | 0 | 0 | 0 | 0 | 0 | 0 | 0 | 0 | 0 | 0 | 0 | 0 | 0 | 0 | 0 | 0 | 0 | 0 | 0 | 0 | 0 | 0 |  | 0 | 0 | 0 | 0 | 0 | 0 | 0 | 0 | 0 | 0 | 0 | 0 | 0 | 0 | 0 | 0 | 0 | 0 | 0 | 0 | 0 | 0 | 0 | 0 | 0 | 0 | 0 | 0 | 0 | 0 | 0 | 0 | 0 | 0 | 0 | 0 |  | 1 | 1 | 1 | 1 | 1 | 1 | 1 | 1 | 1 | 0
SDG&E Study Area | Creelman | 69 | 0 | 0 | 0 | 0 | 0 | 0 | 0 | 0 | 0 | 0 | 0 | 0 | 0 | 0 | 0 | 0 | 0 | 0 | 0 | 0 |  | 0 | 0 | 0 | 0 | 0 | 0 | 0 | 0 | 0 | 0 | 0 | 0 | 0 | 0 | 103.275 | 0 | 0 | 1 | 0 | 0 | 0 | 0 | 0 | 0 | 0 | 0 | 0 | 0 | 0 | 0 | 0 | 0 | -2 | 0 | 0 | 1 |  | 0 | 0 | 0 | 0 | 0 | 0 | 0 | 0 | 0 | 0 | 0 | 0 | 0 | 0 | 0 | 0 | 0 | 0 | 0 | 0 | 0 | 0 | 0 | 0 | 0 | 0 | 0 | 0 | 0 | 0 | 0 | 0 | 0 | 0 | 0 | 0 |  | 0 | 0 | 0 | 0 | 0 | 0 | 0 | 0 | 0 | 0 | 0 | 0 | 0 | 0 | 155.275 | 0 | 0 | 1 | 0 | 0 | 0 | 0 | 0 | 0 | 0 | 0 | 0 | 0 | 0 | 0 | 0 | 0 | -2 | 0 | 0 | 1 |  | 0 | 0 | 0 | 0 | 0 | 0 | 0 | 0 | 0 | 0 | 0 | 0 | 0 | 0 | 155.275 | 0 | 0 | 1 | 0 | 0 | 0 | 0 | 0 | 0 | 0 | 0 | 0 | 0 | 0 | 0 | 0 | 0 | -2 | 0 | 0 | 1 |  | 1 | 1 | 1 | 1 | 1 | 1 | 1 | 2+ | 1 | 1
PG&E Greater Bay Study Area | Crow Creek | 60 | 0 | 0 | 0 | 0 | 0 | 0 | 0 | 0 | 0 | 0 | 0 | 0 | 0 | 0 | 0 | 0 | 0 | 0 | 0 | 0 |  | 0 | 0 | 0 | 0 | 0 | 0 | 0 | 0 | 0 | 0 | 0 | 0 | 0 | 0 | 0 | 0 | 0 | 0 | 0 | 0 | 0 | 0 | 0 | 0 | 0 | 0 | 0 | 0 | 0 | 0 | 0 | 0 | 0 | 0 | 0 | 0 |  | 0 | 0 | 0 | 0 | 0 | 0 | 0 | 0 | 0 | 0 | 0 | 0 | 0.02 | 0 | 20 | 0 | 0 | 1 | 0 | 0 | 0 | 0 | 0 | 0 | 0 | 0 | 0 | 0 | 0 | 0 | -2 | 0 | -2 | 0 | 0 | 1 |  | 0 | 0 | 0 | 0 | 0 | 0 | 0 | 0 | 0 | 0 | 0 | 0 | 0.02 | 0 | 20 | 0 | 0 | 1 | 0 | 0 | 0 | 0 | 0 | 0 | 0 | 0 | 0 | 0 | 0 | 0 | -2 | 0 | -2 | 0 | 0 | 1 |  | 0 | 0 | 0 | 0 | 0 | 0 | 0 | 0 | 0 | 0 | 0 | 0 | 0.02 | 0 | 20 | 0 | 0 | 1 | 0 | 0 | 0 | 0 | 0 | 0 | 0 | 0 | 0 | 0 | 0 | 0 | -2 | 0 | -2 | 0 | 0 | 1 |  | 1 | 1 | 1 | 1 | 1 | 1 | 4+ | 4+ | 1 | 1
PG&E Greater Bay Study Area | Curtis | 115 | 0 | 5 | 0 | 0 | 0 | 0 | 0 | 0 | 0 | 0 | 0 | 0 | 0 | 0 | 0 | 0 | 0 | 0 | 0 | 1 |  | 0 | 0 | 0 | 0 | 0 | 0 | 0 | 0 | 0 | 0 | 0 | 0 | 0 | 0 | 0 | 0 | 0 | 0 | 0 | 0 | 2 | 2 | 0 | 0 | 0 | 0 | 0 | 0 | 0 | 0 | 0 | 0 | 0 | 0 | 0 | 1 |  | 0 | 0 | 0 | 0 | 0 | 0 | 0 | 0 | 0 | 0 | 0 | 0 | 0 | 0 | 0 | 0 | 0 | 0 | 0 | 0 | 2 | 2 | 0 | 0 | 0 | 0 | 0 | 0 | 0 | 0 | 0 | 0 | 0 | 0 | 0 | 1 |  | 0 | 0 | 0 | 0 | 0 | 0 | 0 | 0 | 0 | 0 | 0 | 0 | 0 | 0 | 0 | 0 | 0 | 0 | 0 | 0 | 2 | 2 | 0 | 0 | 0 | 0 | 0 | 0 | 0 | 0 | 0 | 0 | 0 | 0 | 0 | 1 |  | 0 | 0 | 0 | 0 | 0 | 0 | 0 | 0 | 0 | 0 | 0 | 0 | 0 | 0 | 0 | 0 | 0 | 0 | 0 | 0 | 2 | 2 | 0 | 0 | 0 | 0 | 0 | 0 | 0 | 0 | 0 | 0 | 0 | 0 | 0 | 1 |  | 1 | 5- | 1 | 1 | 1 | 1 | 1 | 1 | 1 | 1
PG&E Fresno Study Area | Dairyland | 115 | 0 | 0 | 0 | 0 | 0 | 0 | 0 | 0 | 0 | 0 | 0 | 0 | 0 | 0 | 0 | 0 | 0 | 0 | 0 | 0 |  | 0 | 0 | 0 | 0 | 0 | 0 | 0 | 0 | 0 | 0 | 0 | 0 | 0 | 0 | 0 | 0 | 0 | 0 | 0 | 0 | 0 | 0 | 0 | 0 | 0 | 0 | 0 | 0 | 0 | 0 | 0 | 0 | 0 | 0 | 0 | 0 |  | 0 | 0 | 0 | 0 | 0 | 0 | 0 | 0 | 0 | 0 | 4.954 | 0 | 0 | 0 | 0 | 0 | 0 | 1 | 0 | 0 | 0 | 0 | 0 | 0 | 0 | 0 | 0 | 0 | -2 | 0 | 0 | 0 | 0 | 0 | 0 | 1 |  | 0 | 0 | 0 | 0 | 0 | 0 | 0 | 0 | 0 | 0 | 4.954 | 0 | 0 | 0 | 0 | 0 | 0 | 1 | 0 | 0 | 0 | 0 | 0 | 0 | 0 | 0 | 0 | 0 | -2 | 0 | 0 | 0 | 0 | 0 | 0 | 1 |  | 0 | 0 | 0 | 0 | 0 | 0 | 0 | 0 | 0 | 0 | 4.954 | 0 | 0 | 0 | 0 | 0 | 0 | 1 | 0 | 0 | 0 | 0 | 0 | 0 | 0 | 0 | 0 | 0 | -2 | 0 | 0 | 0 | 0 | 0 | 0 | 1 |  | 1 | 1 | 1 | 1 | 1 | 4+ | 1 | 1 | 1 | 1
PG&E North of Greater Bay Study Area | Davis | 115 | 0 | 0 | 0 | 0 | 0 | 0 | 0 | 0 | 0 | 0 | 0 | 0 | 0 | 0 | 0 | 0 | 0 | 0 | 0 | 0 |  | 0 | 0 | 0 | 0 | 0 | 0 | 0 | 0 | 0 | 0 | 0 | 0 | 0 | 0 | 0 | 0 | 0 | 0 | 0 | 0 | 0 | 0 | 0 | 0 | 0 | 0 | 0 | 0 | 0 | 0 | 0 | 0 | 0 | 0 | 0 | 0 |  | 0 | 0 | 0 | 0 | 0 | 0 | 0 | 0 | 0 | 0 | 0 | 0 | 14.35 | 0 | 12.1 | 0 | 0 | 1 | 0 | 0 | 0 | 0 | 0 | 0 | 0 | 0 | 0 | 0 | 0 | 0 | -2 | 0 | -2 | 0 | 0 | 1 |  | 0 | 0 | 0 | 0 | 0 | 0 | 0 | 0 | 0 | 0 | 0 | 0 | 99.3457 | 0 | 96.9117 | 0 | 0 | 1 | 0 | 0 | 0 | 0 | 0 | 0 | 0 | 0 | 0 | 0 | 0 | 0 | -2 | 0 | -2 | 0 | 0 | 1 |  | 0 | 0 | 0 | 0 | 0 | 0 | 0 | 0 | 0 | 0 | 0 | 0 | 99.3457 | 0 | 96.9117 | 0 | 0 | 1 | 0 | 0 | 0 | 0 | 0 | 0 | 0 | 0 | 0 | 0 | 0 | 0 | -2 | 0 | -2 | 0 | 0 | 1 |  | 1 | 1 | 1 | 1 | 1 | 1 | 4+ | 4+ | 1 | 1
SCE Metro Study Area | Del Amo | 230 | 0 | 0 | 0 | 0 | 0 | 0 | 0 | 0 | 0 | 0 | 0 | 0 | 0 | 0 | 0 | 0 | 0 | 0 | 0 | 0 |  | 0 | 0 | 0 | 0 | 0 | 0 | 0 | 0 | 0 | 0 | 0 | 0 | 0 | 0 | 0 | 0 | 0 | 0 | 0 | 0 | 0 | 0 | 0 | 0 | 0 | 0 | 0 | 0 | 0 | 0 | 0 | 0 | 0 | 0 | 0 | 0 |  | 0 | 0 | 0 | 0 | 0 | 0 | 0 | 0 | 0 | 0 | 0 | 0 | 0 | 0 | 0 | 0 | 0 | 0 | 0 | 0 | 0 | 0 | 0 | 0 | 0 | 0 | 0 | 0 | 0 | 0 | 0 | 0 | 0 | 0 | 0 | 0 |  | 0 | 0 | 0 | 0 | 0 | 0 | 0 | 0 | 0 | 0 | 0 | 0 | 0 | 0 | 0 | 0 | 0 | 0 | 0 | 0 | 0 | 0 | 0 | 0 | 0 | 0 | 0 | 0 | 0 | 0 | 0 | 0 | 0 | 0 | 0 | 0 |  | 0 | 0 | 0 | 0 | 0 | 0 | 0 | 0 | 0 | 0 | 0 | 0 | 0 | 0 | 0 | 0 | 0 | 0 | 0 | 0 | 0 | 0 | 0 | 0 | 0 | 0 | 0 | 0 | 0 | 0 | 0 | 0 | 0 | 0 | 0 | 0 |  | 1 | 1 | 1 | 1 | 1 | 1 | 1 | 1 | 1 | 0
SCE Eastern Study Area | Delaney | 500 | 0 | 0 | 0 | 0 | 0 | 0 | 0 | 0 | 0 | 0 | 0 | 0 | 0 | 150 | 150 | 0 | 100 | 100 | 0 | 1 |  | 0 | 0 | 0 | 0 | 0 | 0 | 0 | 0 | 0 | 0 | 0 | 0 | 0 | 0 | 0 | 0 | 0 | 0 | 0 | 0 | 0 | 0 | 0 | 0 | 0 | 0 | 0 | 0 | 0 | 0 | 2 | 2 | 2 | 0 | 0 | 1 |  | 0 | 0 | 0 | 0 | 0 | 0 | 0 | 0 | 0 | 0 | 0 | 0 | 0 | 0 | 0 | 0 | 0 | 0 | 0 | 0 | 0 | 0 | 0 | 0 | 0 | 0 | 0 | 0 | 0 | 0 | 2 | 2 | 2 | 0 | 0 | 1 |  | 0 | 0 | 0 | 0 | 0 | 0 | 0 | 0 | 0 | 0 | 0 | 0 | 158.926 | 0 | 308.926 | 0 | 0 | 1 | 0 | 0 | 0 | 0 | 0 | 0 | 0 | 0 | 0 | 0 | 0 | 0 | 0 | 2 | -2 | 0 | 0 | 1 |  | 0 | 0 | 0 | 0 | 0 | 0 | 0 | 0 | 0 | 0 | 0 | 0 | 738.886 | 0 | 880.666 | 0 | 0 | 1 | 0 | 0 | 0 | 0 | 0 | 0 | 0 | 0 | 0 | 0 | 0 | 0 | -2 | 2 | -2 | 0 | 0 | 1 |  | 1 | 1 | 1 | 1 | 1 | 1 | 1+ | 2- | 1 | 1
PG&E North of Greater Bay Study Area | Delevan | 230 | 0 | 0 | 0 | 0 | 0 | 0 | 0 | 0 | 0 | 0 | 0 | 0 | 100 | 300 | 400 | 0 | 170 | 170 | 0 | 1 |  | 0 | 0 | 0 | 0 | 0 | 0 | 0 | 0 | 0 | 0 | 0 | 0 | 0 | 0 | 0 | 0 | 0 | 0 | 0 | 0 | 0 | 0 | 0 | 0 | 0 | 0 | 0 | 0 | 0 | 2 | 2 | 2 | 2 | 0 | 0 | 1 |  | 0 | 0 | 0 | 0 | 0 | 0 | 0 | 0 | 0 | 0 | 0 | 0 | 513.5 | 48 | 510 | 0 | 0 | 1 | 0 | 0 | 0 | 0 | 0 | 0 | 0 | 0 | 0 | 0 | 0 | 2 | -1 | 2 | -2 | 0 | 0 | 1 |  | 0 | 0 | 0 | 0 | 0 | 0 | 0 | 0 | 0 | 0 | 0 | 0 | 513.5 | 48 | 510 | 0 | 0 | 1 | 0 | 0 | 0 | 0 | 0 | 0 | 0 | 0 | 0 | 0 | 0 | 2 | -1 | 2 | -2 | 0 | 0 | 1 |  | 0 | 0 | 0 | 0 | 0 | 0 | 0 | 0 | 0 | 0 | 0 | 0 | 673.8789 | 48 | 669.418 | 0 | 0 | 1 | 0 | 0 | 0 | 0 | 0 | 0 | 0 | 0 | 0 | 0 | 0 | 2 | -2 | 2 | -2 | 0 | 0 | 1 |  | 1 | 1 | 1 | 1 | 1 | 1 | 3+ | 4+ | 1 | 1
PG&E Greater Bay Study Area | Delta PP | 230 | 0 | 0 | 0 | 0 | 0 | 0 | 0 | 0 | 0 | 0 | 0 | 0 | 0 | 0 | 0 | 0 | 0 | 0 | 0 | 0 |  | 0 | 0 | 0 | 0 | 0 | 0 | 0 | 0 | 0 | 0 | 0 | 0 | 0 | 0 | 0 | 0 | 0 | 0 | 0 | 0 | 0 | 0 | 0 | 0 | 0 | 0 | 0 | 0 | 0 | 0 | 0 | 0 | 0 | 0 | 0 | 0 |  | 0 | 0 | 0 | 0 | 0 | 0 | 0 | 0 | 0 | 0 | 0 | 0 | 0 | 0 | 0 | 0 | 0 | 0 | 0 | 0 | 0 | 0 | 0 | 0 | 0 | 0 | 0 | 0 | 0 | 0 | 0 | 0 | 0 | 0 | 0 | 0 |  | 0 | 0 | 0 | 0 | 0 | 0 | 0 | 0 | 0 | 0 | 0 | 0 | 0 | 0 | 102.25 | 0 | 0 | 1 | 0 | 0 | 0 | 0 | 0 | 0 | 0 | 0 | 0 | 0 | 0 | 0 | 0 | 0 | -2 | 0 | 0 | 1 |  | 0 | 0 | 0 | 0 | 0 | 0 | 0 | 0 | 0 | 0 | 0 | 0 | 0 | 0 | 606.25 | 0 | 0 | 1 | 0 | 0 | 0 | 0 | 0 | 0 | 0 | 0 | 0 | 0 | 0 | 0 | 0 | 0 | -2 | 0 | 0 | 1 |  | 1 | 1 | 1 | 1 | 1 | 1 | 1 | 2+ | 1 | 1
East of Pisgah Study Area | Desert View | 230 | 0 | 0 | 0 | 0 | 0 | 0 | 0 | 0 | 0 | 0 | 0 | 0 | 0 | 0 | 0 | 0 | 0 | 0 | 0 | 0 |  | 0 | 0 | 0 | 0 | 0 | 0 | 0 | 0 | 0 | 0 | 0 | 0 | 0 | 0 | 0 | 0 | 0 | 0 | 0 | 0 | 0 | 0 | 0 | 0 | 0 | 0 | 0 | 0 | 0 | 0 | 0 | 0 | 0 | 0 | 0 | 0 |  | 0 | 0 | 0 | 0 | 0 | 0 | 0 | 0 | 0 | 0 | 0 | 0 | 0 | 0 | 0 | 0 | 0 | 0 | 0 | 0 | 0 | 0 | 0 | 0 | 0 | 0 | 0 | 0 | 0 | 0 | 0 | 0 | 0 | 0 | 0 | 0 |  | 0 | 0 | 0 | 0 | 0 | 0 | 0 | 0 | 0 | 0 | 0 | 0 | 0 | 0 | 0 | 0 | 0 | 0 | 0 | 0 | 0 | 0 | 0 | 0 | 0 | 0 | 0 | 0 | 0 | 0 | 0 | 0 | 0 | 0 | 0 | 0 |  | 0 | 0 | 0 | 0 | 0 | 0 | 0 | 0 | 0 | 0 | 0 | 0 | 350 | 0 | 350 | 0 | 0 | 1 | 0 | 0 | 0 | 0 | 0 | 0 | 0 | 0 | 0 | 0 | 0 | 0 | -2 | 0 | -2 | 0 | 0 | 1 |  | 1 | 1 | 1 | 1 | 1 | 1 | 1+ | 1+ | 1 | 1
SCE Eastern Study Area | Devers | 500 | 0 | 0 | 0 | 0 | 0 | 0 | 0 | 0 | 0 | 0 | 0 | 0 | 0 | 0 | 0 | 0 | 0 | 0 | 0 | 0 |  | 0 | 0 | 0 | 0 | 0 | 0 | 0 | 0 | 0 | 0 | 0 | 0 | 0 | 0 | 0 | 0 | 0 | 0 | 0 | 0 | 0 | 0 | 0 | 0 | 0 | 0 | 0 | 0 | 0 | 0 | 0 | 0 | 0 | 0 | 0 | 0 |  | 0 | 0 | 0 | 0 | 0 | 0 | 0 | 0 | 0 | 0 | 0 | 0 | 0 | 0 | 0 | 0 | 0 | 0 | 0 | 0 | 0 | 0 | 0 | 0 | 0 | 0 | 0 | 0 | 0 | 0 | 0 | 0 | 0 | 0 | 0 | 0 |  | 0 | 0 | 0 | 0 | 0 | 0 | 0 | 0 | 0 | 0 | 0 | 0 | 0 | 0 | 0 | 0 | 0 | 0 | 0 | 0 | 0 | 0 | 0 | 0 | 0 | 0 | 0 | 0 | 0 | 0 | 0 | 0 | 0 | 0 | 0 | 0 |  | 0 | 0 | 0 | 0 | 0 | 0 | 0 | 0 | 0 | 0 | 0 | 0 | 0 | 0 | 0 | 0 | 0 | 0 | 0 | 0 | 0 | 0 | 0 | 0 | 0 | 0 | 0 | 0 | 0 | 0 | 0 | 0 | 0 | 0 | 0 | 0 |  | 1 | 1 | 1 | 1 | 1 | 1 | 1 | 1 | 1 | 0
SCE Eastern Study Area | Devers | 230 | 0 | 0 | 299 | 100 | 399 | 0 | 0 | 0 | 0 | 0 | 0 | 0 | 0 | 0 | 0 | 0 | 45 | 45 | 0 | 1 |  | 0 | 0 | 0 | 0 | 0 | 60 | 0 | 0 | 0 | 0 | 0 | 0 | 0 | 45.66 | 95.85 | 0 | 0 | 1 | 0 | 0 | 0 | 0 | 2 | 2 | 0 | 0 | 0 | 0 | 0 | 0 | 0 | 0 | -2 | 0 | 0 | 1 |  | 0 | 0 | 0 | 0 | 0 | 90 | 0 | 0 | 0 | 0 | 0 | 0 | 0 | 45.66 | 95.85 | 0 | 0 | 1 | 0 | 0 | 0 | 0 | 2 | 2 | 0 | 0 | 0 | 0 | 0 | 0 | 0 | 0 | -2 | 0 | 0 | 1 |  | 0 | 0 | 0 | 0 | 0 | 297.2 | 0 | 0 | 0 | 0 | 0 | 0 | 595.72 | 45.66 | 537.97 | 0 | 0 | 1 | 0 | 0 | 0 | 0 | 2 | 2 | 0 | 0 | 0 | 0 | 0 | 0 | -2 | 0 | -2 | 0 | 0 | 1 |  | 0 | 0 | 0 | 0 | 0 | 397.7 | 0 | 0 | 0 | 0 | 0 | 0 | 643.51 | 45.66 | 1229.73 | 0 | 0 | 1 | 0 | 0 | 0 | 0 | 2 | 0 | 0 | 0 | 0 | 0 | 0 | 0 | -2 | 0 | -2 | 0 | 0 | 1 |  | 1 | 1 | 3- | 1 | 1 | 1 | 2+ | 4+ | 1 | 1
PG&E Kern Study Area | Diablo | 500 | 0 | 0 | 0 | 0 | 0 | 0 | 0 | 0 | 2000 | 0 | 2000 | 0 | 0 | 0 | 0 | 0 | 0 | 0 | 0 | 1 |  | 0 | 0 | 0 | 0 | 0 | 0 | 0 | 0 | 0 | 0 | 0 | 0 | 0 | 0 | 0 | 0 | 0 | 0 | 0 | 0 | 0 | 0 | 0 | 0 | 0 | 0 | 2 | 2 | 0 | 0 | 0 | 0 | 0 | 0 | 0 | 1 |  | 0 | 0 | 0 | 0 | 0 | 0 | 0 | 0 | 1000 | 1028.94 | 0 | 0 | 0 | 0 | 0 | 0 | 0 | 1 | 0 | 0 | 0 | 0 | 0 | 0 | 0 | 0 | 2 | 2 | 0 | 0 | 0 | 0 | 0 | 0 | 0 | 1 |  | 0 | 0 | 0 | 0 | 0 | 0 | 0 | 0 | 1000 | 1028.94 | 0 | 0 | 0 | 0 | 0 | 0 | 0 | 1 | 0 | 0 | 0 | 0 | 0 | 0 | 0 | 0 | 2 | 2 | 0 | 0 | 0 | 0 | 0 | 0 | 0 | 1 |  | 0 | 0 | 0 | 0 | 0 | 0 | 0 | 0 | 1000 | 4012.012 | 0 | 0 | 0 | 0 | 756.054 | 0 | 0 | 1 | 0 | 0 | 0 | 0 | 0 | 0 | 0 | 0 | 2 | -2 | 0 | 0 | 0 | 0 | -2 | 0 | 0 | 1 |  | 1 | 1 | 1 | 1 | 3- | 1 | 1 | 1+ | 1 | 1
PG&E Kern Study Area | Diablo | 230 | 0 | 0 | 0 | 0 | 0 | 0 | 0 | 0 | 0 | 0 | 0 | 0 | 0 | 0 | 0 | 0 | 0 | 0 | 0 | 0 |  | 0 | 0 | 0 | 0 | 0 | 0 | 0 | 0 | 0 | 0 | 0 | 0 | 0 | 0 | 0 | 0 | 0 | 0 | 0 | 0 | 0 | 0 | 0 | 0 | 0 | 0 | 0 | 0 | 0 | 0 | 0 | 0 | 0 | 0 | 0 | 0 |  | 0 | 0 | 0 | 0 | 0 | 0 | 0 | 0 | 0 | 0 | 0 | 0 | 0 | 0 | 0 | 0 | 0 | 0 | 0 | 0 | 0 | 0 | 0 | 0 | 0 | 0 | 0 | 0 | 0 | 0 | 0 | 0 | 0 | 0 | 0 | 0 |  | 0 | 0 | 0 | 0 | 0 | 0 | 0 | 0 | 0 | 0 | 0 | 0 | 0 | 0 | 0 | 0 | 0 | 0 | 0 | 0 | 0 | 0 | 0 | 0 | 0 | 0 | 0 | 0 | 0 | 0 | 0 | 0 | 0 | 0 | 0 | 0 |  | 0 | 0 | 0 | 0 | 0 | 0 | 0 | 0 | 0 | 0 | 0 | 0 | 0 | 0 | 0 | 0 | 0 | 0 | 0 | 0 | 0 | 0 | 0 | 0 | 0 | 0 | 0 | 0 | 0 | 0 | 0 | 0 | 0 | 0 | 0 | 0 |  | 1 | 1 | 1 | 1 | 1 | 1 | 1 | 1 | 1 | 0
PG&E Greater Bay Study Area | Dixon Landing | 115 | 0 | 0 | 0 | 0 | 0 | 0 | 0 | 0 | 0 | 0 | 0 | 2.3 | 0 | 0 | 0 | 0 | 0 | 0 | 0 | 1 |  | 0 | 0 | 0 | 0 | 0 | 0 | 0 | 0 | 0 | 0 | 0 | 0 | 0 | 0 | 0 | 0 | 0 | 0 | 0 | 0 | 0 | 0 | 0 | 0 | 0 | 0 | 0 | 0 | 2 | 0 | 0 | 0 | 0 | 0 | 0 | 1 |  | 0 | 0 | 0 | 0 | 0 | 0 | 0 | 0 | 0 | 0 | 2.36 | 0 | 0 | 0 | 0 | 0 | 0 | 1 | 0 | 0 | 0 | 0 | 0 | 0 | 0 | 0 | 0 | 0 | 0 | 0 | 0 | 0 | 0 | 0 | 0 | 0 |  | 0 | 0 | 0 | 0 | 0 | 0 | 0 | 0 | 0 | 0 | 2.36 | 0 | 0 | 0 | 0 | 0 | 0 | 1 | 0 | 0 | 0 | 0 | 0 | 0 | 0 | 0 | 0 | 0 | 0 | 0 | 0 | 0 | 0 | 0 | 0 | 0 |  | 0 | 0 | 0 | 0 | 0 | 0 | 0 | 0 | 0 | 0 | 2.36 | 0 | 0 | 0 | 0 | 0 | 0 | 1 | 0 | 0 | 0 | 0 | 0 | 0 | 0 | 0 | 0 | 0 | 0 | 0 | 0 | 0 | 0 | 0 | 0 | 0 |  | 1 | 1 | 1 | 1 | 1 | 1 | 1 | 1 | 1 | 0
PG&E Greater Bay Study Area | Donnells PH | 115 | 0 | 3 | 0 | 0 | 0 | 0 | 0 | 0 | 0 | 0 | 0 | 0 | 0 | 0 | 0 | 0 | 0 | 0 | 0 | 1 |  | 0 | 0 | 0 | 0 | 0 | 0 | 0 | 0 | 0 | 0 | 0 | 0 | 0 | 0 | 0 | 0 | 0 | 0 | 0 | 0 | 2 | 2 | 0 | 0 | 0 | 0 | 0 | 0 | 0 | 0 | 0 | 0 | 0 | 0 | 0 | 1 |  | 0 | 0 | 0 | 0 | 0 | 0 | 0 | 0 | 0 | 0 | 0 | 0 | 0 | 0 | 0 | 0 | 0 | 0 | 0 | 0 | 2 | 2 | 0 | 0 | 0 | 0 | 0 | 0 | 0 | 0 | 0 | 0 | 0 | 0 | 0 | 1 |  | 0 | 0 | 0 | 0 | 0 | 0 | 0 | 0 | 0 | 0 | 0 | 0 | 0 | 0 | 0 | 0 | 0 | 0 | 0 | 0 | 2 | 2 | 0 | 0 | 0 | 0 | 0 | 0 | 0 | 0 | 0 | 0 | 0 | 0 | 0 | 1 |  | 0 | 0 | 0 | 0 | 0 | 0 | 0 | 0 | 0 | 0 | 0 | 0 | 0 | 0 | 0 | 0 | 0 | 0 | 0 | 0 | 2 | 2 | 0 | 0 | 0 | 0 | 0 | 0 | 0 | 0 | 0 | 0 | 0 | 0 | 0 | 1 |  | 1 | 5- | 1 | 1 | 1 | 1 | 1 | 1 | 1 | 1
PG&E Fresno Study Area | Dos Amigos | 230 | 0 | 0 | 0 | 0 | 0 | 0 | 0 | 0 | 0 | 0 | 0 | 0 | 0 | 0 | 0 | 0 | 0 | 0 | 0 | 0 |  | 0 | 0 | 0 | 0 | 0 | 0 | 0 | 0 | 0 | 0 | 0 | 0 | 0 | 0 | 0 | 0 | 0 | 0 | 0 | 0 | 0 | 0 | 0 | 0 | 0 | 0 | 0 | 0 | 0 | 0 | 0 | 0 | 0 | 0 | 0 | 0 |  | 0 | 0 | 0 | 0 | 0 | 0 | 0 | 0 | 0 | 0 | 0 | 0 | 0 | 0 | 0 | 0 | 0 | 0 | 0 | 0 | 0 | 0 | 0 | 0 | 0 | 0 | 0 | 0 | 0 | 0 | 0 | 0 | 0 | 0 | 0 | 0 |  | 0 | 0 | 0 | 0 | 0 | 0 | 0 | 0 | 0 | 0 | 0 | 0 | 0 | 0 | 0 | 0 | 0 | 0 | 0 | 0 | 0 | 0 | 0 | 0 | 0 | 0 | 0 | 0 | 0 | 0 | 0 | 0 | 0 | 0 | 0 | 0 |  | 0 | 0 | 0 | 0 | 0 | 0 | 0 | 0 | 0 | 0 | 0 | 0 | 0 | 0 | 0 | 0 | 0 | 0 | 0 | 0 | 0 | 0 | 0 | 0 | 0 | 0 | 0 | 0 | 0 | 0 | 0 | 0 | 0 | 0 | 0 | 0 |  | 1 | 1 | 1 | 1 | 1 | 1 | 1 | 1 | 1 | 0
PG&E North of Greater Bay Study Area | Drum | 115 | 0 | 0 | 0 | 0 | 0 | 0 | 0 | 0 | 0 | 0 | 0 | 0 | 0 | 0 | 0 | 0 | 0 | 0 | 0 | 0 |  | 0 | 0 | 0 | 0 | 0 | 0 | 0 | 0 | 0 | 0 | 0 | 0 | 0 | 0 | 0 | 0 | 0 | 0 | 0 | 0 | 0 | 0 | 0 | 0 | 0 | 0 | 0 | 0 | 0 | 0 | 0 | 0 | 0 | 0 | 0 | 0 |  | 0 | 0 | 0 | 0 | 0 | 0 | 0 | 0 | 0 | 0 | 0 | 0 | 0 | 0 | 0 | 0 | 0 | 0 | 0 | 0 | 0 | 0 | 0 | 0 | 0 | 0 | 0 | 0 | 0 | 0 | 0 | 0 | 0 | 0 | 0 | 0 |  | 0 | 0 | 0 | 0 | 0 | 0 | 0 | 0 | 0 | 0 | 0 | 0 | 0 | 0 | 0 | 0 | 0 | 0 | 0 | 0 | 0 | 0 | 0 | 0 | 0 | 0 | 0 | 0 | 0 | 0 | 0 | 0 | 0 | 0 | 0 | 0 |  | 0 | 0 | 0 | 0 | 0 | 0 | 0 | 0 | 0 | 0 | 0 | 0 | 0 | 0 | 0 | 0 | 0 | 0 | 0 | 0 | 0 | 0 | 0 | 0 | 0 | 0 | 0 | 0 | 0 | 0 | 0 | 0 | 0 | 0 | 0 | 0 |  | 1 | 1 | 1 | 1 | 1 | 1 | 1 | 1 | 1 | 0
PG&E Greater Bay Study Area | Dumbarton | 115 | 0 | 0 | 0 | 0 | 0 | 0 | 0 | 0 | 0 | 0 | 0 | 1 | 0 | 0 | 0 | 0 | 0 | 0 | 0 | 1 |  | 0 | 0 | 0 | 0 | 0 | 0 | 0 | 0 | 0 | 0 | 0 | 0 | 0 | 0 | 0 | 0 | 0 | 0 | 0 | 0 | 0 | 0 | 0 | 0 | 0 | 0 | 0 | 0 | 2 | 0 | 0 | 0 | 0 | 0 | 0 | 1 |  | 0 | 0 | 0 | 0 | 0 | 0 | 0 | 0 | 0 | 0 | 0.966 | 0 | 0 | 0 | 0 | 0 | 0 | 1 | 0 | 0 | 0 | 0 | 0 | 0 | 0 | 0 | 0 | 0 | 0 | 0 | 0 | 0 | 0 | 0 | 0 | 0 |  | 0 | 0 | 0 | 0 | 0 | 0 | 0 | 0 | 0 | 0 | 0.966 | 0 | 0 | 0 | 0 | 0 | 0 | 1 | 0 | 0 | 0 | 0 | 0 | 0 | 0 | 0 | 0 | 0 | 0 | 0 | 0 | 0 | 0 | 0 | 0 | 0 |  | 0 | 0 | 0 | 0 | 0 | 0 | 0 | 0 | 0 | 0 | 0.966 | 0 | 0 | 0 | 62.6 | 0 | 0 | 1 | 0 | 0 | 0 | 0 | 0 | 0 | 0 | 0 | 0 | 0 | 0 | 0 | 0 | 0 | -2 | 0 | 0 | 1 |  | 1 | 1 | 1 | 1 | 1 | 1 | 1 | 1+ | 1 | 1
SCE Eastern Study Area | Eagle Mountain | 230 | 0 | 0 | 0 | 0 | 0 | 0 | 0 | 0 | 0 | 0 | 0 | 0 | 0 | 0 | 0 | 0 | 0 | 0 | 0 | 0 |  | 0 | 0 | 0 | 0 | 0 | 0 | 0 | 0 | 0 | 0 | 0 | 0 | 0 | 0 | 0 | 0 | 0 | 0 | 0 | 0 | 0 | 0 | 0 | 0 | 0 | 0 | 0 | 0 | 0 | 0 | 0 | 0 | 0 | 0 | 0 | 0 |  | 0 | 0 | 0 | 0 | 0 | 0 | 0 | 0 | 0 | 0 | 0 | 0 | 0 | 0 | 0 | 0 | 0 | 0 | 0 | 0 | 0 | 0 | 0 | 0 | 0 | 0 | 0 | 0 | 0 | 0 | 0 | 0 | 0 | 0 | 0 | 0 |  | 0 | 0 | 0 | 0 | 0 | 0 | 0 | 0 | 0 | 0 | 0 | 0 | 0 | 0 | 0 | 0 | 0 | 0 | 0 | 0 | 0 | 0 | 0 | 0 | 0 | 0 | 0 | 0 | 0 | 0 | 0 | 0 | 0 | 0 | 0 | 0 |  | 0 | 0 | 0 | 0 | 0 | 0 | 0 | 0 | 0 | 0 | 0 | 0 | 0 | 0 | 0 | 0 | 0 | 0 | 0 | 0 | 0 | 0 | 0 | 0 | 0 | 0 | 0 | 0 | 0 | 0 | 0 | 0 | 0 | 0 | 0 | 0 |  | 1 | 1 | 1 | 1 | 1 | 1 | 1 | 1 | 1 | 0
PG&E North of Greater Bay Study Area | Eagle Rock (PGE) | 115 | 0 | 2 | 104 | 27 | 131 | 0 | 0 | 0 | 0 | 0 | 0 | 0 | 0 | 0 | 0 | 0 | 0 | 0 | 0 | 1 |  | 0 | 0 | 0 | 0 | 0 | 0 | 0 | 0 | 0 | 0 | 0 | 0 | 0 | 0 | 0 | 0 | 0 | 0 | 0 | 0 | 2 | 2 | 2 | 2 | 0 | 0 | 0 | 0 | 0 | 0 | 0 | 0 | 0 | 0 | 0 | 1 |  | 0 | 0 | 0 | 0.3 | 0 | 0 | 0 | 0 | 0 | 0 | 0 | 0 | 0 | 0 | 0 | 0 | 0 | 1 | 0 | 0 | 2 | 2 | 2 | 2 | 0 | 0 | 0 | 0 | 0 | 0 | 0 | 0 | 0 | 0 | 0 | 1 |  | 0 | 0 | 0 | 0.3 | 0 | 0 | 0 | 0 | 0 | 0 | 0 | 0 | 0 | 0 | 0 | 0 | 0 | 1 | 0 | 0 | 2 | 2 | 2 | 2 | 0 | 0 | 0 | 0 | 0 | 0 | 0 | 0 | 0 | 0 | 0 | 1 |  | 0 | 0 | 0 | 0.3 | 0 | 131.2 | 0 | 0 | 0 | 0 | 0 | 0 | 0 | 0 | 0 | 0 | 0 | 1 | 0 | 0 | 2 | 2 | 2 | 0 | 0 | 0 | 0 | 0 | 0 | 0 | 0 | 0 | 0 | 0 | 0 | 1 |  | 1 | 5- | 3- | 1 | 1 | 1 | 1 | 1 | 1 | 1
SCE Metro Study Area | Eagle Rock (SCE) | 230 | 0 | 0 | 0 | 0 | 0 | 0 | 0 | 0 | 0 | 0 | 0 | 0 | 0 | 0 | 0 | 0 | 0 | 0 | 0 | 0 |  | 0 | 0 | 0 | 0 | 0 | 0 | 0 | 0 | 0 | 0 | 0 | 0 | 0 | 0 | 0 | 0 | 0 | 0 | 0 | 0 | 0 | 0 | 0 | 0 | 0 | 0 | 0 | 0 | 0 | 0 | 0 | 0 | 0 | 0 | 0 | 0 |  | 0 | 0 | 0 | 0 | 0 | 0 | 0 | 0 | 0 | 0 | 0 | 0 | 0 | 0 | 0 | 0 | 0 | 0 | 0 | 0 | 0 | 0 | 0 | 0 | 0 | 0 | 0 | 0 | 0 | 0 | 0 | 0 | 0 | 0 | 0 | 0 |  | 0 | 0 | 0 | 0 | 0 | 0 | 0 | 0 | 0 | 0 | 0 | 0 | 0 | 0 | 0 | 0 | 0 | 0 | 0 | 0 | 0 | 0 | 0 | 0 | 0 | 0 | 0 | 0 | 0 | 0 | 0 | 0 | 0 | 0 | 0 | 0 |  | 0 | 0 | 0 | 0 | 0 | 0 | 0 | 0 | 0 | 0 | 0 | 0 | 0 | 0 | 0 | 0 | 0 | 0 | 0 | 0 | 0 | 0 | 0 | 0 | 0 | 0 | 0 | 0 | 0 | 0 | 0 | 0 | 0 | 0 | 0 | 0 |  | 1 | 1 | 1 | 1 | 1 | 1 | 1 | 1 | 1 | 0
PG&E North of Greater Bay Study Area | East Nicolaus | 115 | 0 | 0 | 0 | 0 | 0 | 0 | 0 | 0 | 0 | 0 | 0 | 0 | 0 | 0 | 0 | 0 | 0 | 0 | 0 | 0 |  | 0 | 0 | 0 | 0 | 0 | 0 | 0 | 0 | 0 | 0 | 0 | 0 | 0 | 0 | 0 | 0 | 0 | 0 | 0 | 0 | 0 | 0 | 0 | 0 | 0 | 0 | 0 | 0 | 0 | 0 | 0 | 0 | 0 | 0 | 0 | 0 |  | 0 | 0 | 0 | 0 | 0 | 0 | 0 | 0 | 0 | 0 | 0 | 0 | 0 | 0 | 0 | 0 | 0 | 0 | 0 | 0 | 0 | 0 | 0 | 0 | 0 | 0 | 0 | 0 | 0 | 0 | 0 | 0 | 0 | 0 | 0 | 0 |  | 0 | 0 | 0 | 0 | 0 | 0 | 0 | 0 | 0 | 0 | 0 | 0 | 0 | 0 | 0 | 0 | 0 | 0 | 0 | 0 | 0 | 0 | 0 | 0 | 0 | 0 | 0 | 0 | 0 | 0 | 0 | 0 | 0 | 0 | 0 | 0 |  | 0 | 0 | 0 | 0 | 0 | 0 | 0 | 0 | 0 | 0 | 0 | 0 | 0 | 0 | 0 | 0 | 0 | 0 | 0 | 0 | 0 | 0 | 0 | 0 | 0 | 0 | 0 | 0 | 0 | 0 | 0 | 0 | 0 | 0 | 0 | 0 |  | 1 | 1 | 1 | 1 | 1 | 1 | 1 | 1 | 1 | 0
PG&E Greater Bay Study Area | East Shore | 230 | 0 | 0 | 0 | 0 | 0 | 0 | 0 | 0 | 0 | 0 | 0 | 0 | 0 | 0 | 0 | 0 | 0 | 0 | 0 | 0 |  | 0 | 0 | 0 | 0 | 0 | 0 | 0 | 0 | 0 | 0 | 0 | 0 | 0 | 0 | 0 | 0 | 0 | 0 | 0 | 0 | 0 | 0 | 0 | 0 | 0 | 0 | 0 | 0 | 0 | 0 | 0 | 0 | 0 | 0 | 0 | 0 |  | 0 | 0 | 0 | 0 | 0 | 0 | 0 | 0 | 0 | 0 | 0 | 0 | 0 | 0 | 0 | 0 | 0 | 0 | 0 | 0 | 0 | 0 | 0 | 0 | 0 | 0 | 0 | 0 | 0 | 0 | 0 | 0 | 0 | 0 | 0 | 0 |  | 0 | 0 | 0 | 0 | 0 | 0 | 0 | 0 | 0 | 0 | 0 | 0 | 0 | 0 | 0 | 0 | 0 | 0 | 0 | 0 | 0 | 0 | 0 | 0 | 0 | 0 | 0 | 0 | 0 | 0 | 0 | 0 | 0 | 0 | 0 | 0 |  | 0 | 0 | 0 | 0 | 0 | 0 | 0 | 0 | 0 | 0 | 0 | 0 | 0 | 0 | 0 | 0 | 0 | 0 | 0 | 0 | 0 | 0 | 0 | 0 | 0 | 0 | 0 | 0 | 0 | 0 | 0 | 0 | 0 | 0 | 0 | 0 |  | 1 | 1 | 1 | 1 | 1 | 1 | 1 | 1 | 1 | 0
PG&E Greater Bay Study Area | East Shore | 115 | 0 | 0 | 0 | 0 | 0 | 0 | 0 | 0 | 0 | 0 | 0 | 0 | 0 | 0 | 0 | 0 | 0 | 0 | 0 | 0 |  | 0 | 0 | 0 | 0 | 0 | 0 | 0 | 0 | 0 | 0 | 0 | 0 | 0 | 0 | 0 | 0 | 0 | 0 | 0 | 0 | 0 | 0 | 0 | 0 | 0 | 0 | 0 | 0 | 0 | 0 | 0 | 0 | 0 | 0 | 0 | 0 |  | 0 | 0 | 0 | 0 | 0 | 0 | 0 | 0 | 0 | 0 | 0 | 0 | 0 | 0 | 0 | 0 | 0 | 0 | 0 | 0 | 0 | 0 | 0 | 0 | 0 | 0 | 0 | 0 | 0 | 0 | 0 | 0 | 0 | 0 | 0 | 0 |  | 0 | 0 | 0 | 0 | 0 | 0 | 0 | 0 | 0 | 0 | 0 | 0 | 0 | 0 | 0 | 0 | 0 | 0 | 0 | 0 | 0 | 0 | 0 | 0 | 0 | 0 | 0 | 0 | 0 | 0 | 0 | 0 | 0 | 0 | 0 | 0 |  | 0 | 0 | 0 | 0 | 0 | 0 | 0 | 0 | 0 | 0 | 0 | 0 | 0 | 0 | 252 | 0 | 0 | 1 | 0 | 0 | 0 | 0 | 0 | 0 | 0 | 0 | 0 | 0 | 0 | 0 | 0 | 0 | -2 | 0 | 0 | 1 |  | 1 | 1 | 1 | 1 | 1 | 1 | 1 | 1+ | 1 | 1
SDG&E Study Area | ECO | 500 | 0 | 0 | 1200 | 600 | 1800 | 0 | 0 | 0 | 0 | 0 | 0 | 0 | 0 | 0 | 0 | 0 | 0 | 0 | 0 | 1 |  | 0 | 0 | 0 | 0 | 0 | 0 | 0 | 0 | 0 | 0 | 0 | 0 | 0 | 0 | 0 | 0 | 0 | 0 | 0 | 0 | 0 | 0 | 2 | 2 | 0 | 0 | 0 | 0 | 0 | 0 | 0 | 0 | 0 | 0 | 0 | 1 |  | 0 | 0 | 0 | 0 | 0 | 0 | 0 | 0 | 0 | 0 | 0 | 0 | 0 | 0 | 0 | 0 | 0 | 0 | 0 | 0 | 0 | 0 | 2 | 2 | 0 | 0 | 0 | 0 | 0 | 0 | 0 | 0 | 0 | 0 | 0 | 1 |  | 0 | 0 | 0 | 0 | 0 | 1001 | 0 | 0 | 0 | 0 | 0 | 0 | 0 | 0 | 0 | 0 | 0 | 1 | 0 | 0 | 0 | 0 | 2 | 2 | 0 | 0 | 0 | 0 | 0 | 0 | 0 | 0 | 0 | 0 | 0 | 1 |  | 0 | 0 | 0 | 0 | 0 | 1941.8 | 0 | 0 | 0 | 0 | 0 | 0 | 0 | 0 | 0 | 0 | 0 | 1 | 0 | 0 | 0 | 0 | 2 | -1 | 0 | 0 | 0 | 0 | 0 | 0 | 0 | 0 | 0 | 0 | 0 | 1 |  | 1 | 1 | 3- | 1 | 1 | 1 | 1 | 1 | 1 | 1
SDG&E Study Area | ECO | 230 | 0 | 0 | 200 | 400 | 600 | 0 | 0 | 0 | 0 | 0 | 0 | 0 | 0 | 0 | 0 | 0 | 0 | 0 | 0 | 1 |  | 0 | 0 | 0 | 0 | 0 | 652.5 | 0 | 0 | 0 | 0 | 0 | 0 | 0 | 0 | 0 | 0 | 0 | 1 | 0 | 0 | 0 | 0 | 2 | 0 | 0 | 0 | 0 | 0 | 0 | 0 | 0 | 0 | 0 | 0 | 0 | 1 |  | 0 | 0 | 0 | 0 | 0 | 0 | 0 | 0 | 0 | 0 | 0 | 0 | 0 | 0 | 0 | 0 | 0 | 0 | 0 | 0 | 0 | 0 | 2 | 2 | 0 | 0 | 0 | 0 | 0 | 0 | 0 | 0 | 0 | 0 | 0 | 1 |  | 0 | 0 | 0 | 0 | 0 | 652.5 | 0 | 0 | 0 | 0 | 0 | 0 | 0 | 0 | 0 | 0 | 0 | 1 | 0 | 0 | 0 | 0 | 2 | 0 | 0 | 0 | 0 | 0 | 0 | 0 | 0 | 0 | 0 | 0 | 0 | 1 |  | 0 | 0 | 0 | 0 | 0 | 652.5 | 0 | 0 | 0 | 0 | 0 | 0 | 0 | 0 | 0 | 0 | 0 | 1 | 0 | 0 | 0 | 0 | 2 | 0 | 0 | 0 | 0 | 0 | 0 | 0 | 0 | 0 | 0 | 0 | 0 | 1 |  | 1 | 1 | 2- | 1 | 1 | 1 | 1 | 1 | 1 | 1
SDG&E Study Area | ECO | 138 | 0 | 0 | 60 | 0 | 60 | 0 | 0 | 0 | 0 | 0 | 0 | 0 | 0 | 72 | 72 | 0 | 0 | 0 | 0 | 1 |  | 0 | 0 | 0 | 0 | 0 | 0 | 0 | 0 | 0 | 0 | 0 | 0 | 71.88 | 0 | 0 | 0 | 0 | 1 | 0 | 0 | 0 | 0 | 2 | 2 | 0 | 0 | 0 | 0 | 0 | 0 | 0 | 0 | 0 | 0 | 0 | 1 |  | 0 | 0 | 0 | 0 | 0.5 | 63.3 | 0 | 0 | 0 | 0 | 0 | 0 | 71.88 | 0 | 0 | 0 | 0 | 1 | 0 | 0 | 0 | 0 | 2 | 0 | 0 | 0 | 0 | 0 | 0 | 0 | 0 | 0 | 0 | 0 | 0 | 1 |  | 0 | 0 | 0 | 0 | 0.5 | 63.3 | 0 | 0 | 0 | 0 | 0 | 0 | 71.88 | 0 | 0 | 0 | 0 | 1 | 0 | 0 | 0 | 0 | 2 | 0 | 0 | 0 | 0 | 0 | 0 | 0 | 0 | 0 | 0 | 0 | 0 | 1 |  | 0 | 0 | 0 | 0 | 0.5 | 63.3 | 0 | 0 | 0 | 0 | 0 | 0 | 71.88 | 0 | 356.831 | 0 | 0 | 1 | 0 | 0 | 0 | 0 | 2 | 0 | 0 | 0 | 0 | 0 | 0 | 0 | 0 | 0 | -2 | 0 | 0 | 1 |  | 1 | 1 | 1 | 1 | 1 | 1 | 1 | 1+ | 1 | 1
PG&E Greater Bay Study Area | Edes | 115 | 0 | 0 | 0 | 0 | 0 | 0 | 0 | 0 | 0 | 0 | 0 | 0 | 0 | 0 | 0 | 0 | 0 | 0 | 0 | 0 |  | 0 | 0 | 0 | 0 | 0 | 0 | 0 | 0 | 0 | 0 | 0 | 0 | 0 | 0 | 0 | 0 | 0 | 0 | 0 | 0 | 0 | 0 | 0 | 0 | 0 | 0 | 0 | 0 | 0 | 0 | 0 | 0 | 0 | 0 | 0 | 0 |  | 0 | 0 | 0 | 0 | 0 | 0 | 0 | 0 | 0 | 0 | 0 | 0 | 0 | 0 | 0 | 0 | 0 | 0 | 0 | 0 | 0 | 0 | 0 | 0 | 0 | 0 | 0 | 0 | 0 | 0 | 0 | 0 | 0 | 0 | 0 | 0 |  | 0 | 0 | 0 | 0 | 0 | 0 | 0 | 0 | 0 | 0 | 0 | 0 | 0 | 0 | 0 | 0 | 0 | 0 | 0 | 0 | 0 | 0 | 0 | 0 | 0 | 0 | 0 | 0 | 0 | 0 | 0 | 0 | 0 | 0 | 0 | 0 |  | 0 | 0 | 0 | 0 | 0 | 0 | 0 | 0 | 0 | 0 | 0 | 0 | 0 | 0 | 0 | 0 | 0 | 0 | 0 | 0 | 0 | 0 | 0 | 0 | 0 | 0 | 0 | 0 | 0 | 0 | 0 | 0 | 0 | 0 | 0 | 0 |  | 1 | 1 | 1 | 1 | 1 | 1 | 1 | 1 | 1 | 0
PG&E Greater Bay Study Area | Eight Mile | 230 | 0 | 0 | 0 | 0 | 0 | 0 | 0 | 0 | 0 | 0 | 0 | 0 | 0 | 0 | 0 | 0 | 0 | 0 | 0 | 0 |  | 0 | 0 | 0 | 0 | 0 | 0 | 0 | 0 | 0 | 0 | 0 | 0 | 0 | 0 | 0 | 0 | 0 | 0 | 0 | 0 | 0 | 0 | 0 | 0 | 0 | 0 | 0 | 0 | 0 | 0 | 0 | 0 | 0 | 0 | 0 | 0 |  | 0 | 0 | 0 | 0 | 0 | 0 | 0 | 0 | 0 | 0 | 0 | 0 | 0 | 0 | 0 | 0 | 0 | 0 | 0 | 0 | 0 | 0 | 0 | 0 | 0 | 0 | 0 | 0 | 0 | 0 | 0 | 0 | 0 | 0 | 0 | 0 |  | 0 | 0 | 0 | 0 | 0 | 0 | 0 | 0 | 0 | 0 | 0 | 0 | 0 | 0 | 0 | 0 | 0 | 0 | 0 | 0 | 0 | 0 | 0 | 0 | 0 | 0 | 0 | 0 | 0 | 0 | 0 | 0 | 0 | 0 | 0 | 0 |  | 0 | 0 | 0 | 0 | 0 | 0 | 0 | 0 | 0 | 0 | 0 | 0 | 0 | 0 | 0 | 0 | 0 | 0 | 0 | 0 | 0 | 0 | 0 | 0 | 0 | 0 | 0 | 0 | 0 | 0 | 0 | 0 | 0 | 0 | 0 | 0 |  | 1 | 1 | 1 | 1 | 1 | 1 | 1 | 1 | 1 | 0
SDG&E Study Area | El Cajon | 69 | 0 | 0 | 0 | 0 | 0 | 0 | 0 | 0 | 0 | 0 | 0 | 0 | 0 | 0 | 0 | 0 | 0 | 0 | 0 | 0 |  | 0 | 0 | 0 | 0 | 0 | 0 | 0 | 0 | 0 | 0 | 0 | 0 | 0 | 0 | 0.774 | 0 | 0 | 1 | 0 | 0 | 0 | 0 | 0 | 0 | 0 | 0 | 0 | 0 | 0 | 0 | 0 | 0 | -2 | 0 | 0 | 1 |  | 0 | 0 | 0 | 0 | 0 | 0 | 0 | 0 | 0 | 0 | 0 | 0 | 0 | 0 | 0.774 | 0 | 0 | 1 | 0 | 0 | 0 | 0 | 0 | 0 | 0 | 0 | 0 | 0 | 0 | 0 | 0 | 0 | -2 | 0 | 0 | 1 |  | 0 | 0 | 0 | 0 | 0 | 0 | 0 | 0 | 0 | 0 | 0 | 0 | 0 | 0 | 0.774 | 0 | 0 | 1 | 0 | 0 | 0 | 0 | 0 | 0 | 0 | 0 | 0 | 0 | 0 | 0 | 0 | 0 | -2 | 0 | 0 | 1 |  | 0 | 0 | 0 | 0 | 0 | 0 | 0 | 0 | 0 | 0 | 0 | 0 | 0 | 0 | 0.774 | 0 | 0 | 1 | 0 | 0 | 0 | 0 | 0 | 0 | 0 | 0 | 0 | 0 | 0 | 0 | 0 | 0 | -2 | 0 | 0 | 1 |  | 1 | 1 | 1 | 1 | 1 | 1 | 1 | 4+ | 1 | 1
SCE Eastern Study Area | El Casco | 230 | 0 | 0 | 200 | 0 | 200 | 0 | 0 | 0 | 0 | 0 | 0 | 0 | 0 | 0 | 0 | 0 | 0 | 0 | 0 | 1 |  | 0 | 0 | 0 | 0 | 0 | 0 | 0 | 0 | 0 | 0 | 0 | 0 | 0 | 0 | 0 | 0 | 0 | 0 | 0 | 0 | 0 | 0 | 2 | 2 | 0 | 0 | 0 | 0 | 0 | 0 | 0 | 0 | 0 | 0 | 0 | 1 |  | 0 | 0 | 0 | 0 | 0 | 0 | 0 | 0 | 0 | 0 | 0 | 0 | 0 | 0 | 0 | 0 | 0 | 0 | 0 | 0 | 0 | 0 | 2 | 2 | 0 | 0 | 0 | 0 | 0 | 0 | 0 | 0 | 0 | 0 | 0 | 1 |  | 0 | 0 | 0 | 0 | 0 | 0 | 0 | 0 | 0 | 0 | 0 | 0 | 0 | 0 | 0 | 0 | 0 | 0 | 0 | 0 | 0 | 0 | 2 | 2 | 0 | 0 | 0 | 0 | 0 | 0 | 0 | 0 | 0 | 0 | 0 | 1 |  | 0 | 0 | 0 | 0 | 0 | 0 | 0 | 0 | 0 | 0 | 0 | 0 | 0 | 0 | 100 | 0 | 0 | 1 | 0 | 0 | 0 | 0 | 2 | 2 | 0 | 0 | 0 | 0 | 0 | 0 | 0 | 0 | -2 | 0 | 0 | 1 |  | 1 | 1 | 5- | 1 | 1 | 1 | 1 | 1+ | 1 | 1
PG&E Fresno Study Area | El Nido (PGE) | 115 | 0 | 0 | 0 | 0 | 0 | 0 | 0 | 0 | 0 | 0 | 0 | 0 | 0 | 0 | 0 | 0 | 0 | 0 | 0 | 0 |  | 0 | 0 | 0 | 0 | 0 | 0 | 0 | 0 | 0 | 0 | 0 | 0 | 0 | 0 | 0 | 0 | 0 | 0 | 0 | 0 | 0 | 0 | 0 | 0 | 0 | 0 | 0 | 0 | 0 | 0 | 0 | 0 | 0 | 0 | 0 | 0 |  | 0 | 0 | 0 | 0 | 0 | 0 | 0 | 0 | 0 | 0 | 0 | 0 | 0 | 0 | 0 | 0 | 0 | 0 | 0 | 0 | 0 | 0 | 0 | 0 | 0 | 0 | 0 | 0 | 0 | 0 | 0 | 0 | 0 | 0 | 0 | 0 |  | 0 | 0 | 0 | 0 | 0 | 0 | 0 | 0 | 0 | 0 | 0 | 0 | 0 | 0 | 0 | 0 | 0 | 0 | 0 | 0 | 0 | 0 | 0 | 0 | 0 | 0 | 0 | 0 | 0 | 0 | 0 | 0 | 0 | 0 | 0 | 0 |  | 0 | 0 | 0 | 0 | 0 | 0 | 0 | 0 | 0 | 0 | 0 | 0 | 0 | 0 | 0 | 0 | 0 | 0 | 0 | 0 | 0 | 0 | 0 | 0 | 0 | 0 | 0 | 0 | 0 | 0 | 0 | 0 | 0 | 0 | 0 | 0 |  | 1 | 1 | 1 | 1 | 1 | 1 | 1 | 1 | 1 | 0
SCE Metro Study Area | El Nido (SCE) | 230 | 0 | 0 | 0 | 0 | 0 | 0 | 0 | 0 | 0 | 0 | 0 | 0 | 0 | 0 | 0 | 0 | 13 | 13 | 0 | 1 |  | 0 | 0 | 0 | 0 | 0 | 0 | 0 | 0 | 0 | 0 | 0 | 0 | 0 | 0 | 0 | 0 | 0 | 0 | 0 | 0 | 0 | 0 | 0 | 0 | 0 | 0 | 0 | 0 | 0 | 0 | 0 | 2 | 2 | 0 | 0 | 1 |  | 0 | 0 | 0 | 0 | 0 | 0 | 0 | 0 | 0 | 0 | 0 | 0 | 0 | 0 | 13 | 0 | 0 | 1 | 0 | 0 | 0 | 0 | 0 | 0 | 0 | 0 | 0 | 0 | 0 | 0 | 0 | 2 | 0 | 0 | 0 | 1 |  | 0 | 0 | 0 | 0 | 0 | 0 | 0 | 0 | 0 | 0 | 0 | 0 | 0 | 0 | 13 | 0 | 0 | 1 | 0 | 0 | 0 | 0 | 0 | 0 | 0 | 0 | 0 | 0 | 0 | 0 | 0 | 2 | 0 | 0 | 0 | 1 |  | 0 | 0 | 0 | 0 | 0 | 0 | 0 | 0 | 0 | 0 | 0 | 0 | 0 | 0 | 418.6634 | 0 | 0 | 1 | 0 | 0 | 0 | 0 | 0 | 0 | 0 | 0 | 0 | 0 | 0 | 0 | 0 | 2 | -2 | 0 | 0 | 1 |  | 1 | 1 | 1 | 1 | 1 | 1 | 1 | 1+ | 1 | 1
PG&E Greater Bay Study Area | El Patio | 115 | 0 | 0 | 0 | 0 | 0 | 0 | 0 | 0 | 0 | 0 | 0 | 0 | 0 | 0 | 0 | 0 | 0 | 0 | 0 | 0 |  | 0 | 0 | 0 | 0 | 0 | 0 | 0 | 0 | 0 | 0 | 0 | 0 | 0 | 0 | 0 | 0 | 0 | 0 | 0 | 0 | 0 | 0 | 0 | 0 | 0 | 0 | 0 | 0 | 0 | 0 | 0 | 0 | 0 | 0 | 0 | 0 |  | 0 | 0 | 0 | 0 | 0 | 0 | 0 | 0 | 0 | 0 | 0 | 0 | 0 | 0 | 0 | 0 | 0 | 0 | 0 | 0 | 0 | 0 | 0 | 0 | 0 | 0 | 0 | 0 | 0 | 0 | 0 | 0 | 0 | 0 | 0 | 0 |  | 0 | 0 | 0 | 0 | 0 | 0 | 0 | 0 | 0 | 0 | 0 | 0 | 0 | 0 | 0 | 0 | 0 | 0 | 0 | 0 | 0 | 0 | 0 | 0 | 0 | 0 | 0 | 0 | 0 | 0 | 0 | 0 | 0 | 0 | 0 | 0 |  | 0 | 0 | 0 | 0 | 0 | 0 | 0 | 0 | 0 | 0 | 0 | 0 | 0 | 0 | 0 | 0 | 0 | 0 | 0 | 0 | 0 | 0 | 0 | 0 | 0 | 0 | 0 | 0 | 0 | 0 | 0 | 0 | 0 | 0 | 0 | 0 |  | 1 | 1 | 1 | 1 | 1 | 1 | 1 | 1 | 1 | 0
SCE Metro Study Area | El Segundo | 230 | 0 | 0 | 0 | 0 | 0 | 0 | 0 | 0 | 0 | 0 | 0 | 0 | 0 | 0 | 0 | 0 | 0 | 0 | 0 | 0 |  | 0 | 0 | 0 | 0 | 0 | 0 | 0 | 0 | 0 | 0 | 0 | 0 | 0 | 0 | 0 | 0 | 0 | 0 | 0 | 0 | 0 | 0 | 0 | 0 | 0 | 0 | 0 | 0 | 0 | 0 | 0 | 0 | 0 | 0 | 0 | 0 |  | 0 | 0 | 0 | 0 | 0 | 0 | 0 | 0 | 0 | 0 | 0 | 0 | 0 | 0 | 0 | 0 | 0 | 0 | 0 | 0 | 0 | 0 | 0 | 0 | 0 | 0 | 0 | 0 | 0 | 0 | 0 | 0 | 0 | 0 | 0 | 0 |  | 0 | 0 | 0 | 0 | 0 | 0 | 0 | 0 | 0 | 0 | 0 | 0 | 0 | 0 | 0 | 0 | 0 | 0 | 0 | 0 | 0 | 0 | 0 | 0 | 0 | 0 | 0 | 0 | 0 | 0 | 0 | 0 | 0 | 0 | 0 | 0 |  | 0 | 0 | 0 | 0 | 0 | 0 | 0 | 0 | 0 | 0 | 0 | 0 | 0 | 0 | 0 | 0 | 0 | 0 | 0 | 0 | 0 | 0 | 0 | 0 | 0 | 0 | 0 | 0 | 0 | 0 | 0 | 0 | 0 | 0 | 0 | 0 |  | 1 | 1 | 1 | 1 | 1 | 1 | 1 | 1 | 1 | 0
East of Pisgah Study Area | Eldorado | 500 | 240 | 0 | 0 | 0 | 0 | 4500 | 0 | 4500 | 0 | 0 | 0 | 0 | 0 | 0 | 0 | 0 | 0 | 0 | 0 | 1 |  | 0 | 0 | 0 | 0 | 0 | 0 | 0 | 0 | 0 | 0 | 0 | 0 | 0 | 0 | 0 | 0 | 0 | 0 | 2 | 2 | 0 | 0 | 0 | 0 | 2 | 2 | 0 | 0 | 0 | 0 | 0 | 0 | 0 | 0 | 0 | 1 |  | 0 | 0 | 0 | 0 | 0 | 0 | 0 | 0 | 0 | 0 | 0 | 0 | 0 | 0 | 0 | 0 | 0 | 0 | 2 | 2 | 0 | 0 | 0 | 0 | 2 | 2 | 0 | 0 | 0 | 0 | 0 | 0 | 0 | 0 | 0 | 1 |  | 0 | 0 | 0 | 0 | 0 | 0 | 0 | 0 | 0 | 0 | 0 | 0 | 0 | 0 | 0 | 0 | 0 | 0 | 2 | 2 | 0 | 0 | 0 | 0 | 2 | 2 | 0 | 0 | 0 | 0 | 0 | 0 | 0 | 0 | 0 | 1 |  | 0 | 0 | 0 | 0 | 0 | 0 | 0 | 0 | 0 | 0 | 0 | 0 | 0 | 0 | 0 | 0 | 0 | 0 | 2 | 2 | 0 | 0 | 0 | 0 | 2 | 2 | 0 | 0 | 0 | 0 | 0 | 0 | 0 | 0 | 0 | 1 |  | 5- | 1 | 1 | 5- | 1 | 1 | 1 | 1 | 1 | 1
East of Pisgah Study Area | Eldorado | 230 | 50 | 0 | 0 | 0 | 0 | 0 | 0 | 0 | 0 | 0 | 0 | 0 | 0 | 0 | 0 | 0 | 250 | 250 | 0 | 1 |  | 0 | 0 | 0 | 0 | 0 | 0 | 0 | 0 | 0 | 0 | 0 | 0 | 0 | 0 | 0 | 0 | 0 | 0 | 2 | 2 | 0 | 0 | 0 | 0 | 0 | 0 | 0 | 0 | 0 | 0 | 0 | 2 | 2 | 0 | 0 | 1 |  | 0 | 0 | 0 | 0 | 0 | 0 | 0 | 0 | 0 | 0 | 0 | 0 | 0 | 250 | 256.29 | 0 | 0 | 1 | 2 | 2 | 0 | 0 | 0 | 0 | 0 | 0 | 0 | 0 | 0 | 0 | 0 | 0 | 0 | 0 | 0 | 1 |  | 0 | 0 | 0 | 0 | 0 | 0 | 0 | 0 | 0 | 0 | 0 | 0 | 0 | 250 | 256.29 | 0 | 0 | 1 | 2 | 2 | 0 | 0 | 0 | 0 | 0 | 0 | 0 | 0 | 0 | 0 | 0 | 0 | 0 | 0 | 0 | 1 |  | 0 | 0 | 0 | 0 | 0 | 0 | 0 | 0 | 0 | 0 | 0 | 0 | 0 | 250 | 512.58 | 0 | 0 | 1 | 2 | 2 | 0 | 0 | 0 | 0 | 0 | 0 | 0 | 0 | 0 | 0 | 0 | 0 | -2 | 0 | 0 | 1 |  | 5- | 1 | 1 | 1 | 1 | 1 | 1 | 1+ | 1 | 1
PG&E Kern Study Area | Elk Hills | 230 | 0 | 0 | 0 | 0 | 0 | 0 | 0 | 0 | 0 | 0 | 0 | 3 | 0 | 0 | 0 | 0 | 0 | 0 | 0 | 1 |  | 0 | 0 | 0 | 0 | 0 | 0 | 0 | 0 | 0 | 0 | 0 | 0 | 0 | 0 | 0 | 0 | 0 | 0 | 0 | 0 | 0 | 0 | 0 | 0 | 0 | 0 | 0 | 0 | 2 | 0 | 0 | 0 | 0 | 0 | 0 | 1 |  | 0 | 0 | 0 | 0 | 0 | 0 | 0 | 0 | 0 | 0 | 3 | 0 | 0 | 0 | 0 | 0 | 0 | 1 | 0 | 0 | 0 | 0 | 0 | 0 | 0 | 0 | 0 | 0 | 0 | 0 | 0 | 0 | 0 | 0 | 0 | 0 |  | 0 | 0 | 0 | 0 | 0 | 0 | 0 | 0 | 0 | 0 | 3 | 0 | 0 | 0 | 0 | 0 | 0 | 1 | 0 | 0 | 0 | 0 | 0 | 0 | 0 | 0 | 0 | 0 | 0 | 0 | 0 | 0 | 0 | 0 | 0 | 0 |  | 0 | 0 | 0 | 0 | 0 | 0 | 0 | 0 | 0 | 0 | 3 | 0 | 0 | 0 | 0 | 0 | 0 | 1 | 0 | 0 | 0 | 0 | 0 | 0 | 0 | 0 | 0 | 0 | 0 | 0 | 0 | 0 | 0 | 0 | 0 | 0 |  | 1 | 1 | 1 | 1 | 1 | 1 | 1 | 1 | 1 | 0
SDG&E Study Area | Elliot | 69 | 0 | 0 | 0 | 0 | 0 | 0 | 0 | 0 | 0 | 0 | 0 | 0 | 0 | 0 | 0 | 0 | 0 | 0 | 0 | 0 |  | 0 | 0 | 0 | 0 | 0 | 0 | 0 | 0 | 0 | 0 | 0 | 0 | 0 | 0 | 0 | 0 | 0 | 0 | 0 | 0 | 0 | 0 | 0 | 0 | 0 | 0 | 0 | 0 | 0 | 0 | 0 | 0 | 0 | 0 | 0 | 0 |  | 0 | 0 | 0 | 0 | 0 | 0 | 0 | 0 | 0 | 0 | 0 | 0 | 0 | 0 | 0 | 0 | 0 | 0 | 0 | 0 | 0 | 0 | 0 | 0 | 0 | 0 | 0 | 0 | 0 | 0 | 0 | 0 | 0 | 0 | 0 | 0 |  | 0 | 0 | 0 | 0 | 0 | 0 | 0 | 0 | 0 | 0 | 0 | 0 | 0 | 0 | 0 | 0 | 0 | 0 | 0 | 0 | 0 | 0 | 0 | 0 | 0 | 0 | 0 | 0 | 0 | 0 | 0 | 0 | 0 | 0 | 0 | 0 |  | 0 | 0 | 0 | 0 | 0 | 0 | 0 | 0 | 0 | 0 | 0 | 0 | 0 | 0 | 0 | 0 | 0 | 0 | 0 | 0 | 0 | 0 | 0 | 0 | 0 | 0 | 0 | 0 | 0 | 0 | 0 | 0 | 0 | 0 | 0 | 0 |  | 1 | 1 | 1 | 1 | 1 | 1 | 1 | 1 | 1 | 0
SCE Metro Study Area | Ellis | 230 | 0 | 0 | 0 | 0 | 0 | 0 | 0 | 0 | 0 | 0 | 0 | 0 | 0 | 0 | 0 | 0 | 0 | 0 | 0 | 0 |  | 0 | 0 | 0 | 0 | 0 | 0 | 0 | 0 | 0 | 0 | 0 | 0 | 0 | 0 | 0 | 0 | 0 | 0 | 0 | 0 | 0 | 0 | 0 | 0 | 0 | 0 | 0 | 0 | 0 | 0 | 0 | 0 | 0 | 0 | 0 | 0 |  | 0 | 0 | 0 | 0 | 0 | 0 | 0 | 0 | 0 | 0 | 0 | 0 | 0 | 0 | 0 | 0 | 0 | 0 | 0 | 0 | 0 | 0 | 0 | 0 | 0 | 0 | 0 | 0 | 0 | 0 | 0 | 0 | 0 | 0 | 0 | 0 |  | 0 | 0 | 0 | 0 | 0 | 0 | 0 | 0 | 0 | 0 | 0 | 0 | 0 | 0 | 0 | 0 | 0 | 0 | 0 | 0 | 0 | 0 | 0 | 0 | 0 | 0 | 0 | 0 | 0 | 0 | 0 | 0 | 0 | 0 | 0 | 0 |  | 0 | 0 | 0 | 0 | 0 | 0 | 0 | 0 | 0 | 0 | 0 | 0 | 0 | 0 | 0 | 0 | 0 | 0 | 0 | 0 | 0 | 0 | 0 | 0 | 0 | 0 | 0 | 0 | 0 | 0 | 0 | 0 | 0 | 0 | 0 | 0 |  | 1 | 1 | 1 | 1 | 1 | 1 | 1 | 1 | 1 | 0
SDG&E Study Area | Encina | 230 | 0 | 0 | 0 | 0 | 0 | 0 | 0 | 0 | 0 | 0 | 0 | 0 | 0 | 0 | 0 | 0 | 0 | 0 | 0 | 0 |  | 0 | 0 | 0 | 0 | 0 | 0 | 0 | 0 | 0 | 0 | 0 | 0 | 0 | 0 | 0 | 0 | 0 | 0 | 0 | 0 | 0 | 0 | 0 | 0 | 0 | 0 | 0 | 0 | 0 | 0 | 0 | 0 | 0 | 0 | 0 | 0 |  | 0 | 0 | 0 | 0 | 0 | 0 | 0 | 0 | 0 | 0 | 0 | 0 | 0 | 0 | 0 | 0 | 0 | 0 | 0 | 0 | 0 | 0 | 0 | 0 | 0 | 0 | 0 | 0 | 0 | 0 | 0 | 0 | 0 | 0 | 0 | 0 |  | 0 | 0 | 0 | 0 | 0 | 0 | 0 | 0 | 0 | 0 | 0 | 0 | 0 | 0 | 160 | 0 | 0 | 1 | 0 | 0 | 0 | 0 | 0 | 0 | 0 | 0 | 0 | 0 | 0 | 0 | 0 | 0 | -2 | 0 | 0 | 1 |  | 0 | 0 | 0 | 0 | 0 | 0 | 0 | 0 | 0 | 0 | 0 | 0 | 0 | 0 | 464.3999 | 0 | 0 | 1 | 0 | 0 | 0 | 0 | 0 | 0 | 0 | 0 | 0 | 0 | 0 | 0 | 0 | 0 | -2 | 0 | 0 | 1 |  | 1 | 1 | 1 | 1 | 1 | 1 | 1 | 2+ | 1 | 1
SDG&E Study Area | Escondido | 230 | 0 | 0 | 0 | 0 | 0 | 0 | 0 | 0 | 0 | 0 | 0 | 0 | 0 | 0 | 0 | 0 | 92 | 92 | 0 | 1 |  | 0 | 0 | 0 | 0 | 0 | 0 | 0 | 0 | 0 | 0 | 0 | 0 | 0 | 0 | 50 | 0 | 0 | 1 | 0 | 0 | 0 | 0 | 0 | 0 | 0 | 0 | 0 | 0 | 0 | 0 | 0 | 2 | 2 | 0 | 0 | 1 |  | 0 | 0 | 0 | 0 | 0 | 0 | 0 | 0 | 0 | 0 | 0 | 0 | 0 | 0 | 0 | 0 | 0 | 0 | 0 | 0 | 0 | 0 | 0 | 0 | 0 | 0 | 0 | 0 | 0 | 0 | 0 | 2 | 2 | 0 | 0 | 1 |  | 0 | 0 | 0 | 0 | 0 | 0 | 0 | 0 | 0 | 0 | 0 | 0 | 0 | 0 | 457 | 0 | 0 | 1 | 0 | 0 | 0 | 0 | 0 | 0 | 0 | 0 | 0 | 0 | 0 | 0 | 0 | 2 | -2 | 0 | 0 | 1 |  | 0 | 0 | 0 | 0 | 0 | 0 | 0 | 0 | 0 | 0 | 0 | 0 | 0 | 0 | 458.375 | 0 | 0 | 1 | 0 | 0 | 0 | 0 | 0 | 0 | 0 | 0 | 0 | 0 | 0 | 0 | 0 | 2 | -2 | 0 | 0 | 1 |  | 1 | 1 | 1 | 1 | 1 | 1 | 1 | 2- | 1 | 1
SCE Eastern Study Area | Etiwanda | 230 | 0 | 0 | 0 | 0 | 0 | 0 | 0 | 0 | 0 | 0 | 0 | 0 | 0 | 0 | 0 | 0 | 0 | 0 | 0 | 0 |  | 0 | 0 | 0 | 0 | 0 | 0 | 0 | 0 | 0 | 0 | 0 | 0 | 0 | 0 | 0.98 | 0 | 0 | 1 | 0 | 0 | 0 | 0 | 0 | 0 | 0 | 0 | 0 | 0 | 0 | 0 | 0 | 0 | -2 | 0 | 0 | 1 |  | 0 | 0 | 0 | 0 | 0 | 0 | 0 | 0 | 0 | 0 | 0 | 0 | 0 | 0 | 0.98 | 0 | 0 | 1 | 0 | 0 | 0 | 0 | 0 | 0 | 0 | 0 | 0 | 0 | 0 | 0 | 0 | 0 | -2 | 0 | 0 | 1 |  | 0 | 0 | 0 | 0 | 0 | 0 | 0 | 0 | 0 | 0 | 0 | 0 | 0 | 0 | 0.98 | 0 | 0 | 1 | 0 | 0 | 0 | 0 | 0 | 0 | 0 | 0 | 0 | 0 | 0 | 0 | 0 | 0 | -2 | 0 | 0 | 1 |  | 0 | 0 | 0 | 0 | 0 | 0 | 0 | 0 | 0 | 0 | 1 | 0 | 0 | 0 | 988.6434 | 0 | 0 | 1 | 0 | 0 | 0 | 0 | 0 | 0 | 0 | 0 | 0 | 0 | -2 | 0 | 0 | 0 | -2 | 0 | 0 | 1 |  | 1 | 1 | 1 | 1 | 1 | 1+ | 1 | 4+ | 1 | 1
PG&E Greater Bay Study Area | Evergreen | 115 | 0 | 0 | 0 | 0 | 0 | 0 | 0 | 0 | 0 | 0 | 0 | 0 | 0 | 0 | 0 | 0 | 0 | 0 | 0 | 0 |  | 0 | 0 | 0 | 0 | 0 | 0 | 0 | 0 | 0 | 0 | 0 | 0 | 0 | 0 | 0 | 0 | 0 | 0 | 0 | 0 | 0 | 0 | 0 | 0 | 0 | 0 | 0 | 0 | 0 | 0 | 0 | 0 | 0 | 0 | 0 | 0 |  | 0 | 0 | 0 | 0 | 0 | 0 | 0 | 0 | 0 | 0 | 0 | 0 | 0 | 0 | 0 | 0 | 0 | 0 | 0 | 0 | 0 | 0 | 0 | 0 | 0 | 0 | 0 | 0 | 0 | 0 | 0 | 0 | 0 | 0 | 0 | 0 |  | 0 | 0 | 0 | 0 | 0 | 0 | 0 | 0 | 0 | 0 | 0 | 0 | 0 | 0 | 0 | 0 | 0 | 0 | 0 | 0 | 0 | 0 | 0 | 0 | 0 | 0 | 0 | 0 | 0 | 0 | 0 | 0 | 0 | 0 | 0 | 0 |  | 0 | 0 | 0 | 0 | 0 | 0 | 0 | 0 | 0 | 0 | 4.938 | 0 | 13.55 | 0 | 100.9 | 0 | 0 | 1 | 0 | 0 | 0 | 0 | 0 | 0 | 0 | 0 | 0 | 0 | -2 | 0 | -2 | 0 | -2 | 0 | 0 | 1 |  | 1 | 1 | 1 | 1 | 1 | 1+ | 1+ | 1+ | 1 | 1
PG&E Fresno Study Area | Excelsior | 115 | 0 | 0 | 0 | 0 | 0 | 0 | 0 | 0 | 0 | 0 | 0 | 0 | 0 | 0 | 0 | 0 | 0 | 0 | 0 | 0 |  | 0 | 0 | 0 | 0 | 0 | 0 | 0 | 0 | 0 | 0 | 0 | 0 | 0 | 0 | 0 | 0 | 0 | 0 | 0 | 0 | 0 | 0 | 0 | 0 | 0 | 0 | 0 | 0 | 0 | 0 | 0 | 0 | 0 | 0 | 0 | 0 |  | 0 | 0 | 0 | 0 | 0 | 0 | 0 | 0 | 0 | 0 | 0 | 0 | 0 | 0 | 0 | 0 | 0 | 0 | 0 | 0 | 0 | 0 | 0 | 0 | 0 | 0 | 0 | 0 | 0 | 0 | 0 | 0 | 0 | 0 | 0 | 0 |  | 0 | 0 | 0 | 0 | 0 | 0 | 0 | 0 | 0 | 0 | 0 | 0 | 0 | 0 | 0 | 0 | 0 | 0 | 0 | 0 | 0 | 0 | 0 | 0 | 0 | 0 | 0 | 0 | 0 | 0 | 0 | 0 | 0 | 0 | 0 | 0 |  | 0 | 0 | 0 | 0 | 0 | 0 | 0 | 0 | 0 | 0 | 0 | 0 | 127.57 | 0 | 127.37 | 0 | 0 | 1 | 0 | 0 | 0 | 0 | 0 | 0 | 0 | 0 | 0 | 0 | 0 | 0 | -2 | 0 | -2 | 0 | 0 | 1 |  | 1 | 1 | 1 | 1 | 1 | 1 | 1+ | 1+ | 1 | 1
PG&E Kern Study Area | Fairway | 115 | 0 | 0 | 0 | 0 | 0 | 0 | 0 | 0 | 0 | 0 | 0 | 0 | 0 | 0 | 0 | 0 | 0 | 0 | 0 | 0 |  | 0 | 0 | 0 | 0 | 0 | 0 | 0 | 0 | 0 | 0 | 0 | 0 | 0 | 0 | 0 | 0 | 0 | 0 | 0 | 0 | 0 | 0 | 0 | 0 | 0 | 0 | 0 | 0 | 0 | 0 | 0 | 0 | 0 | 0 | 0 | 0 |  | 0 | 0 | 0 | 0 | 0 | 0 | 0 | 0 | 0 | 0 | 0 | 0 | 0 | 0 | 0 | 0 | 0 | 0 | 0 | 0 | 0 | 0 | 0 | 0 | 0 | 0 | 0 | 0 | 0 | 0 | 0 | 0 | 0 | 0 | 0 | 0 |  | 0 | 0 | 0 | 0 | 0 | 0 | 0 | 0 | 0 | 0 | 0 | 0 | 0 | 0 | 0 | 0 | 0 | 0 | 0 | 0 | 0 | 0 | 0 | 0 | 0 | 0 | 0 | 0 | 0 | 0 | 0 | 0 | 0 | 0 | 0 | 0 |  | 0 | 0 | 0 | 0 | 0 | 0 | 0 | 0 | 0 | 0 | 0 | 0 | 0 | 0 | 0 | 0 | 0 | 0 | 0 | 0 | 0 | 0 | 0 | 0 | 0 | 0 | 0 | 0 | 0 | 0 | 0 | 0 | 0 | 0 | 0 | 0 |  | 1 | 1 | 1 | 1 | 1 | 1 | 1 | 1 | 1 | 0
PG&E Kern Study Area | Famoso | 115 | 0 | 0 | 0 | 0 | 0 | 0 | 0 | 0 | 0 | 0 | 0 | 5 | 0 | 0 | 0 | 0 | 0 | 0 | 0 | 1 |  | 0 | 0 | 0 | 0 | 0 | 0 | 0 | 0 | 0 | 0 | 0 | 0 | 0 | 0 | 0 | 0 | 0 | 0 | 0 | 0 | 0 | 0 | 0 | 0 | 0 | 0 | 0 | 0 | 2 | 0 | 0 | 0 | 0 | 0 | 0 | 1 |  | 0 | 0 | 0 | 0 | 0 | 0 | 0 | 0 | 0 | 0 | 5 | 0 | 0 | 0 | 0 | 0 | 0 | 1 | 0 | 0 | 0 | 0 | 0 | 0 | 0 | 0 | 0 | 0 | 0 | 0 | 0 | 0 | 0 | 0 | 0 | 0 |  | 0 | 0 | 0 | 0 | 0 | 0 | 0 | 0 | 0 | 0 | 5 | 0 | 0 | 0 | 0 | 0 | 0 | 1 | 0 | 0 | 0 | 0 | 0 | 0 | 0 | 0 | 0 | 0 | 0 | 0 | 0 | 0 | 0 | 0 | 0 | 0 |  | 0 | 0 | 0 | 0 | 0 | 0 | 0 | 0 | 0 | 0 | 5 | 0 | 0 | 0 | 12.174 | 0 | 0 | 1 | 0 | 0 | 0 | 0 | 0 | 0 | 0 | 0 | 0 | 0 | 0 | 0 | 0 | 0 | -2 | 0 | 0 | 1 |  | 1 | 1 | 1 | 1 | 1 | 1 | 1 | 1+ | 1 | 1
PG&E Greater Bay Study Area | Fibreboard (SPI Sonora) | 115 | 0 | 0 | 0 | 0 | 0 | 0 | 0 | 0 | 0 | 0 | 0 | 0 | 0 | 0 | 0 | 0 | 0 | 0 | 0 | 0 |  | 0 | 0 | 0 | 0 | 0 | 0 | 0 | 0 | 0 | 0 | 0 | 0 | 0 | 0 | 0 | 0 | 0 | 0 | 0 | 0 | 0 | 0 | 0 | 0 | 0 | 0 | 0 | 0 | 0 | 0 | 0 | 0 | 0 | 0 | 0 | 0 |  | 0 | 0 | 0 | 0 | 0 | 0 | 0 | 0 | 0 | 0 | 0 | 0 | 0 | 0 | 0 | 0 | 0 | 0 | 0 | 0 | 0 | 0 | 0 | 0 | 0 | 0 | 0 | 0 | 0 | 0 | 0 | 0 | 0 | 0 | 0 | 0 |  | 0 | 0 | 0 | 0 | 0 | 0 | 0 | 0 | 0 | 0 | 0 | 0 | 0 | 0 | 0 | 0 | 0 | 0 | 0 | 0 | 0 | 0 | 0 | 0 | 0 | 0 | 0 | 0 | 0 | 0 | 0 | 0 | 0 | 0 | 0 | 0 |  | 0 | 0 | 0 | 0 | 0 | 0 | 0 | 0 | 0 | 0 | 0 | 0 | 0 | 0 | 0 | 0 | 0 | 0 | 0 | 0 | 0 | 0 | 0 | 0 | 0 | 0 | 0 | 0 | 0 | 0 | 0 | 0 | 0 | 0 | 0 | 0 |  | 1 | 1 | 1 | 1 | 1 | 1 | 1 | 1 | 1 | 0
PG&E Fresno Study Area | Figarden | 230 | 0 | 0 | 0 | 0 | 0 | 0 | 0 | 0 | 0 | 0 | 0 | 0 | 0 | 0 | 0 | 0 | 0 | 0 | 0 | 0 |  | 0 | 0 | 0 | 0 | 0 | 0 | 0 | 0 | 0 | 0 | 0 | 0 | 0 | 0 | 0 | 0 | 0 | 0 | 0 | 0 | 0 | 0 | 0 | 0 | 0 | 0 | 0 | 0 | 0 | 0 | 0 | 0 | 0 | 0 | 0 | 0 |  | 0 | 0 | 0 | 0 | 0 | 0 | 0 | 0 | 0 | 0 | 0 | 0 | 0 | 0 | 0 | 0 | 0 | 0 | 0 | 0 | 0 | 0 | 0 | 0 | 0 | 0 | 0 | 0 | 0 | 0 | 0 | 0 | 0 | 0 | 0 | 0 |  | 0 | 0 | 0 | 0 | 0 | 0 | 0 | 0 | 0 | 0 | 0 | 0 | 0 | 0 | 0 | 0 | 0 | 0 | 0 | 0 | 0 | 0 | 0 | 0 | 0 | 0 | 0 | 0 | 0 | 0 | 0 | 0 | 0 | 0 | 0 | 0 |  | 0 | 0 | 0 | 0 | 0 | 0 | 0 | 0 | 0 | 0 | 0 | 0 | 0 | 0 | 0 | 0 | 0 | 0 | 0 | 0 | 0 | 0 | 0 | 0 | 0 | 0 | 0 | 0 | 0 | 0 | 0 | 0 | 0 | 0 | 0 | 0 |  | 1 | 1 | 1 | 1 | 1 | 1 | 1 | 1 | 1 | 0
PG&E Fresno Study Area | Fink (Proposed) | 230 | 0 | 0 | 0 | 0 | 0 | 0 | 0 | 0 | 0 | 0 | 0 | 0 | 30 | 0 | 30 | 0 | 30 | 30 | 0 | 1 |  | 0 | 0 | 0 | 0 | 0 | 0 | 0 | 0 | 0 | 0 | 0 | 30 | 30 | 92.5 | 92.5 | 0 | 0 | 1 | 0 | 0 | 0 | 0 | 0 | 0 | 0 | 0 | 0 | 0 | 0 | 0 | 0 | -2 | -2 | 0 | 0 | 1 |  | 0 | 0 | 0 | 0 | 0 | 0 | 0 | 0 | 0 | 0 | 0 | 30 | 30 | 92.5 | 92.5 | 0 | 0 | 1 | 0 | 0 | 0 | 0 | 0 | 0 | 0 | 0 | 0 | 0 | 0 | 0 | 0 | -2 | -2 | 0 | 0 | 1 |  | 0 | 0 | 0 | 0 | 0 | 0 | 0 | 0 | 0 | 0 | 0 | 30 | 30 | 92.5 | 92.5 | 0 | 0 | 1 | 0 | 0 | 0 | 0 | 0 | 0 | 0 | 0 | 0 | 0 | 0 | 0 | 0 | -2 | -2 | 0 | 0 | 1 |  | 0 | 0 | 0 | 0 | 0 | 0 | 0 | 0 | 0 | 0 | 0 | 30 | 30 | 92.5 | 92.5 | 0 | 0 | 1 | 0 | 0 | 0 | 0 | 0 | 0 | 0 | 0 | 0 | 0 | 0 | 0 | 0 | -2 | -2 | 0 | 0 | 1 |  | 1 | 1 | 1 | 1 | 1 | 1 | 1 | 4+ | 1 | 1
PG&E Greater Bay Study Area | FMC | 115 | 0 | 0 | 0 | 0 | 0 | 0 | 0 | 0 | 0 | 0 | 0 | 0 | 0 | 0 | 0 | 0 | 0 | 0 | 0 | 0 |  | 0 | 0 | 0 | 0 | 0 | 0 | 0 | 0 | 0 | 0 | 0 | 0 | 0 | 0 | 0 | 0 | 0 | 0 | 0 | 0 | 0 | 0 | 0 | 0 | 0 | 0 | 0 | 0 | 0 | 0 | 0 | 0 | 0 | 0 | 0 | 0 |  | 0 | 0 | 0 | 0 | 0 | 0 | 0 | 0 | 0 | 0 | 0 | 0 | 0 | 0 | 0 | 0 | 0 | 0 | 0 | 0 | 0 | 0 | 0 | 0 | 0 | 0 | 0 | 0 | 0 | 0 | 0 | 0 | 0 | 0 | 0 | 0 |  | 0 | 0 | 0 | 0 | 0 | 0 | 0 | 0 | 0 | 0 | 0 | 0 | 0 | 0 | 0 | 0 | 0 | 0 | 0 | 0 | 0 | 0 | 0 | 0 | 0 | 0 | 0 | 0 | 0 | 0 | 0 | 0 | 0 | 0 | 0 | 0 |  | 0 | 0 | 0 | 0 | 0 | 0 | 0 | 0 | 0 | 0 | 0 | 0 | 0 | 0 | 0 | 0 | 0 | 0 | 0 | 0 | 0 | 0 | 0 | 0 | 0 | 0 | 0 | 0 | 0 | 0 | 0 | 0 | 0 | 0 | 0 | 0 |  | 1 | 1 | 1 | 1 | 1 | 1 | 1 | 1 | 1 | 0
PG&E Greater Bay Study Area | Frogtown | 115 | 0 | 0 | 0 | 0 | 0 | 0 | 0 | 0 | 0 | 0 | 0 | 0 | 0 | 0 | 0 | 0 | 0 | 0 | 0 | 0 |  | 0 | 0 | 0 | 0 | 0 | 0 | 0 | 0 | 0 | 0 | 0 | 0 | 0 | 0 | 0 | 0 | 0 | 0 | 0 | 0 | 0 | 0 | 0 | 0 | 0 | 0 | 0 | 0 | 0 | 0 | 0 | 0 | 0 | 0 | 0 | 0 |  | 0 | 0 | 0 | 0 | 0 | 0 | 0 | 0 | 0 | 0 | 0 | 0 | 0 | 0 | 0 | 0 | 0 | 0 | 0 | 0 | 0 | 0 | 0 | 0 | 0 | 0 | 0 | 0 | 0 | 0 | 0 | 0 | 0 | 0 | 0 | 0 |  | 0 | 0 | 0 | 0 | 0 | 0 | 0 | 0 | 0 | 0 | 0 | 0 | 0 | 0 | 0 | 0 | 0 | 0 | 0 | 0 | 0 | 0 | 0 | 0 | 0 | 0 | 0 | 0 | 0 | 0 | 0 | 0 | 0 | 0 | 0 | 0 |  | 0 | 0 | 0 | 0 | 0 | 0 | 0 | 0 | 0 | 0 | 0 | 0 | 0 | 0 | 0 | 0 | 0 | 0 | 0 | 0 | 0 | 0 | 0 | 0 | 0 | 0 | 0 | 0 | 0 | 0 | 0 | 0 | 0 | 0 | 0 | 0 |  | 1 | 1 | 1 | 1 | 1 | 1 | 1 | 1 | 1 | 0
PG&E North of Greater Bay Study Area | Fulton | 230 | 17 | 0 | 0 | 0 | 0 | 0 | 0 | 0 | 0 | 0 | 0 | 0 | 0 | 0 | 0 | 0 | 0 | 0 | 0 | 1 |  | 0 | 0 | 0 | 0 | 0 | 0 | 0 | 0 | 0 | 0 | 0 | 0 | 0 | 0 | 1.25 | 0 | 0 | 1 | 2 | 2 | 0 | 0 | 0 | 0 | 0 | 0 | 0 | 0 | 0 | 0 | 0 | 0 | -2 | 0 | 0 | 1 |  | 0 | 0 | 0 | 0 | 0 | 0 | 0 | 0 | 0 | 0 | 0 | 0 | 0 | 0 | 214.8 | 0 | 0 | 1 | 2 | 2 | 0 | 0 | 0 | 0 | 0 | 0 | 0 | 0 | 0 | 0 | 0 | 0 | -2 | 0 | 0 | 1 |  | 0 | 0 | 0 | 0 | 0 | 0 | 0 | 0 | 0 | 0 | 0 | 0 | 0 | 0 | 214.8 | 0 | 0 | 1 | 2 | 2 | 0 | 0 | 0 | 0 | 0 | 0 | 0 | 0 | 0 | 0 | 0 | 0 | -2 | 0 | 0 | 1 |  | 0 | 0 | 0 | 0 | 0 | 0 | 0 | 0 | 0 | 0 | 0 | 0 | 0 | 0 | 336.35 | 0 | 0 | 1 | 2 | 2 | 0 | 0 | 0 | 0 | 0 | 0 | 0 | 0 | 0 | 0 | 0 | 0 | -2 | 0 | 0 | 1 |  | 5- | 1 | 1 | 1 | 1 | 1 | 1 | 4+ | 1 | 1
PG&E North of Greater Bay Study Area | Fulton | 115 | 0 | 2 | 0 | 0 | 0 | 0 | 0 | 0 | 0 | 0 | 0 | 0 | 0 | 0 | 0 | 0 | 0 | 0 | 0 | 1 |  | 0 | 0 | 0 | 0 | 0 | 0 | 0 | 0 | 0 | 0 | 0 | 0 | 0 | 0 | 0 | 0 | 0 | 0 | 0 | 0 | 2 | 2 | 0 | 0 | 0 | 0 | 0 | 0 | 0 | 0 | 0 | 0 | 0 | 0 | 0 | 1 |  | 0 | 0 | 0 | 0 | 0 | 0 | 0 | 0 | 0 | 0 | 0 | 0 | 0 | 0 | 0 | 0 | 0 | 0 | 0 | 0 | 2 | 2 | 0 | 0 | 0 | 0 | 0 | 0 | 0 | 0 | 0 | 0 | 0 | 0 | 0 | 1 |  | 0 | 0 | 0 | 0 | 0 | 0 | 0 | 0 | 0 | 0 | 0 | 0 | 0 | 0 | 0 | 0 | 0 | 0 | 0 | 0 | 2 | 2 | 0 | 0 | 0 | 0 | 0 | 0 | 0 | 0 | 0 | 0 | 0 | 0 | 0 | 1 |  | 0 | 0 | 0 | 0 | 0 | 0 | 0 | 0 | 0 | 0 | 0 | 0 | 0 | 0 | 213.55 | 0 | 0 | 1 | 0 | 0 | 2 | 2 | 0 | 0 | 0 | 0 | 0 | 0 | 0 | 0 | 0 | 0 | -2 | 0 | 0 | 1 |  | 1 | 5- | 1 | 1 | 1 | 1 | 1 | 1+ | 1 | 1
East of Pisgah Study Area | Carpenter Canyon (fka Gamebird) | 230 | 0 | 0 | 0 | 0 | 0 | 0 | 0 | 0 | 0 | 0 | 0 | 0 | 210 | 0 | 210 | 200 | 0 | 200 | 0 | 1 |  | 0 | 0 | 0 | 0 | 0 | 0 | 0 | 0 | 0 | 0 | 0 | 0 | 0 | 0 | 0 | 0 | 0 | 0 | 0 | 0 | 0 | 0 | 0 | 0 | 0 | 0 | 0 | 0 | 0 | 2 | 2 | 2 | 2 | 0 | 0 | 1 |  | 0 | 0 | 0 | 0 | 0 | 0 | 0 | 0 | 0 | 0 | 0 | 0 | 0 | 0 | 0 | 0 | 0 | 0 | 0 | 0 | 0 | 0 | 0 | 0 | 0 | 0 | 0 | 0 | 0 | 2 | 2 | 2 | 2 | 0 | 0 | 1 |  | 0 | 0 | 0 | 0 | 0 | 0 | 0 | 0 | 0 | 0 | 0 | 0 | 210.23 | 200 | 210.23 | 0 | 0 | 1 | 0 | 0 | 0 | 0 | 0 | 0 | 0 | 0 | 0 | 0 | 0 | 2 | 0 | 0 | 0 | 0 | 0 | 1 |  | 0 | 0 | 0 | 0 | 0 | 0 | 0 | 0 | 0 | 0 | 0 | 0 | 726.9938 | 200 | 726.9938 | 0 | 0 | 1 | 0 | 0 | 0 | 0 | 0 | 0 | 0 | 0 | 0 | 0 | 0 | 2 | -2 | 0 | -2 | 0 | 0 | 1 |  | 1 | 1 | 1 | 1 | 1 | 1 | 2- | 1+ | 1 | 1
East of Pisgah Study Area | Carpenter Canyon (fka Gamebird) | 138 | 0 | 0 | 0 | 0 | 0 | 0 | 0 | 0 | 0 | 0 | 0 | 0 | 0 | 0 | 0 | 0 | 0 | 0 | 0 | 0 |  | 0 | 0 | 0 | 0 | 0 | 0 | 0 | 0 | 0 | 0 | 0 | 0 | 0 | 0 | 0 | 0 | 0 | 0 | 0 | 0 | 0 | 0 | 0 | 0 | 0 | 0 | 0 | 0 | 0 | 0 | 0 | 0 | 0 | 0 | 0 | 0 |  | 0 | 0 | 0 | 0 | 0 | 0 | 0 | 0 | 0 | 0 | 0 | 0 | 0 | 0 | 0 | 0 | 0 | 0 | 0 | 0 | 0 | 0 | 0 | 0 | 0 | 0 | 0 | 0 | 0 | 0 | 0 | 0 | 0 | 0 | 0 | 0 |  | 0 | 0 | 0 | 0 | 0 | 0 | 0 | 0 | 0 | 0 | 0 | 0 | 0 | 0 | 0 | 0 | 0 | 0 | 0 | 0 | 0 | 0 | 0 | 0 | 0 | 0 | 0 | 0 | 0 | 0 | 0 | 0 | 0 | 0 | 0 | 0 |  | 0 | 0 | 0 | 0 | 0 | 0 | 0 | 0 | 0 | 0 | 0 | 0 | 0 | 0 | 0 | 0 | 0 | 0 | 0 | 0 | 0 | 0 | 0 | 0 | 0 | 0 | 0 | 0 | 0 | 0 | 0 | 0 | 0 | 0 | 0 | 0 |  | 1 | 1 | 1 | 1 | 1 | 1 | 1 | 1 | 1 | 0
PG&E Kern Study Area | Ganso | 115 | 0 | 1 | 0 | 0 | 0 | 0 | 0 | 0 | 0 | 0 | 0 | 1.5 | 0 | 0 | 0 | 0 | 0 | 0 | 0 | 1 |  | 0 | 0 | 0 | 0 | 0 | 0 | 0 | 0 | 0 | 0 | 0 | 0 | 0 | 0 | 0 | 0 | 0 | 0 | 0 | 0 | 2 | 2 | 0 | 0 | 0 | 0 | 0 | 0 | 2 | 0 | 0 | 0 | 0 | 0 | 0 | 1 |  | 0 | 0 | 0 | 0 | 0 | 0 | 0 | 0 | 0 | 0 | 1.5 | 0 | 0 | 0 | 0 | 0 | 0 | 1 | 0 | 0 | 2 | 2 | 0 | 0 | 0 | 0 | 0 | 0 | 0 | 0 | 0 | 0 | 0 | 0 | 0 | 1 |  | 0 | 0 | 0 | 0 | 0 | 0 | 0 | 0 | 0 | 0 | 1.5 | 0 | 0 | 0 | 0 | 0 | 0 | 1 | 0 | 0 | 2 | 2 | 0 | 0 | 0 | 0 | 0 | 0 | 0 | 0 | 0 | 0 | 0 | 0 | 0 | 1 |  | 0 | 0 | 0 | 0.5 | 0 | 0 | 0 | 0 | 0 | 0 | 1.5 | 0 | 0 | 0 | 0 | 0 | 0 | 1 | 0 | 0 | 2 | 2 | 0 | 0 | 0 | 0 | 0 | 0 | 0 | 0 | 0 | 0 | 0 | 0 | 0 | 1 |  | 1 | 5- | 1 | 1 | 1 | 1 | 1 | 1 | 1 | 1
PG&E Fresno Study Area | Gates | 500 | 0 | 0 | 0 | 0 | 0 | 0 | 0 | 0 | 0 | 0 | 0 | 0 | 0 | 0 | 0 | 0 | 0 | 0 | 0 | 0 |  | 0 | 0 | 0 | 0 | 0 | 0 | 0 | 0 | 0 | 0 | 0 | 0 | 0 | 300.1 | 309.3 | 0 | 0 | 1 | 0 | 0 | 0 | 0 | 0 | 0 | 0 | 0 | 0 | 0 | 0 | 0 | 0 | -2 | -2 | 0 | 0 | 1 |  | 0 | 0 | 0 | 0 | 0 | 0 | 0 | 0 | 0 | 0 | 0 | 0 | 0 | 300.1 | 309.3 | 0 | 0 | 1 | 0 | 0 | 0 | 0 | 0 | 0 | 0 | 0 | 0 | 0 | 0 | 0 | 0 | -2 | -2 | 0 | 0 | 1 |  | 0 | 0 | 0 | 0 | 0 | 0 | 0 | 0 | 0 | 0 | 0 | 0 | 0 | 300.1 | 309.3 | 0 | 0 | 1 | 0 | 0 | 0 | 0 | 0 | 0 | 0 | 0 | 0 | 0 | 0 | 0 | 0 | -2 | -2 | 0 | 0 | 1 |  | 0 | 0 | 0 | 0 | 0 | 0 | 0 | 0 | 0 | 0 | 0 | 0 | 0 | 300.1 | 817.3 | 0 | 0 | 1 | 0 | 0 | 0 | 0 | 0 | 0 | 0 | 0 | 0 | 0 | 0 | 0 | 0 | -2 | -2 | 0 | 0 | 1 |  | 1 | 1 | 1 | 1 | 1 | 1 | 1 | 4+ | 1 | 1
PG&E Fresno Study Area | Gates | 230 | 0 | 0 | 0 | 0 | 0 | 0 | 0 | 0 | 0 | 0 | 0 | 0 | 215 | 250 | 465 | 0 | 180 | 180 | 0 | 1 |  | 0 | 0 | 0 | 0 | 0 | 0 | 0 | 0 | 0 | 0 | 0 | 3.24 | 7.28 | 0 | 0 | 0 | 0 | 1 | 0 | 0 | 0 | 0 | 0 | 0 | 0 | 0 | 0 | 0 | 0 | 2 | 2 | 2 | 2 | 0 | 0 | 1 |  | 0 | 0 | 0 | 0 | 0 | 0 | 0 | 0 | 0 | 0 | 0 | 214 | 262.04 | 225 | 225 | 0 | 0 | 1 | 0 | 0 | 0 | 0 | 0 | 0 | 0 | 0 | 0 | 0 | 0 | 0 | 2 | -1 | -1 | 0 | 0 | 1 |  | 0 | 0 | 0 | 0 | 0 | 0 | 0 | 0 | 0 | 0 | 0 | 217.24 | 265.28 | 225 | 225 | 0 | 0 | 1 | 0 | 0 | 0 | 0 | 0 | 0 | 0 | 0 | 0 | 0 | 0 | 0 | 2 | -1 | -1 | 0 | 0 | 1 |  | 0 | 0 | 0 | 0 | 0 | 0 | 0 | 0 | 0 | 0 | 5.25 | 217.24 | 1407.38 | 225 | 846.83 | 0 | 0 | 1 | 0 | 0 | 0 | 0 | 0 | 0 | 0 | 0 | 0 | 0 | -2 | 0 | -2 | -1 | -2 | 0 | 0 | 1 |  | 1 | 1 | 1 | 1 | 1 | 1+ | 3- | 3+ | 1 | 1
PG&E Fresno Study Area | New Sub - Gates - Midway (Proposed) | 230 | 0 | 0 | 0 | 0 | 0 | 0 | 0 | 0 | 0 | 0 | 0 | 0 | 0 | 500 | 500 | 0 | 400 | 400 | 0 | 1 |  | 0 | 0 | 0 | 0 | 0 | 0 | 0 | 0 | 0 | 0 | 0 | 0 | 0 | 0 | 0 | 0 | 0 | 0 | 0 | 0 | 0 | 0 | 0 | 0 | 0 | 0 | 0 | 0 | 0 | 0 | 2 | 2 | 2 | 0 | 0 | 1 |  | 0 | 0 | 0 | 0 | 0 | 0 | 0 | 0 | 0 | 0 | 0 | 0 | 500 | 477.75 | 500 | 0 | 0 | 1 | 0 | 0 | 0 | 0 | 0 | 0 | 0 | 0 | 0 | 0 | 0 | 0 | 0 | -1 | -1 | 0 | 0 | 1 |  | 0 | 0 | 0 | 0 | 0 | 0 | 0 | 0 | 0 | 0 | 0 | 0 | 500 | 477.75 | 500 | 0 | 0 | 1 | 0 | 0 | 0 | 0 | 0 | 0 | 0 | 0 | 0 | 0 | 0 | 0 | 0 | -1 | -1 | 0 | 0 | 1 |  | 0 | 0 | 0 | 0 | 0 | 0 | 0 | 0 | 0 | 0 | 0 | 0 | 910 | 477.75 | 911.3018 | 0 | 0 | 1 | 0 | 0 | 0 | 0 | 0 | 0 | 0 | 0 | 0 | 0 | 0 | 0 | -2 | -1 | -2 | 0 | 0 | 1 |  | 1 | 1 | 1 | 1 | 1 | 1 | 1+ | 3+ | 1 | 1
PG&E Kern Study Area | New Sub - Gates - Templeton (Proposed) | 230 | 0 | 0 | 0 | 0 | 0 | 0 | 0 | 0 | 0 | 0 | 0 | 0 | 0 | 0 | 0 | 0 | 0 | 0 | 0 | 0 |  | 0 | 0 | 0 | 0 | 0 | 0 | 0 | 0 | 0 | 0 | 0 | 0 | 0 | 0 | 0 | 0 | 0 | 0 | 0 | 0 | 0 | 0 | 0 | 0 | 0 | 0 | 0 | 0 | 0 | 0 | 0 | 0 | 0 | 0 | 0 | 0 |  | 0 | 0 | 0 | 0 | 0 | 0 | 0 | 0 | 0 | 0 | 0 | 0 | 0 | 0 | 0 | 0 | 0 | 0 | 0 | 0 | 0 | 0 | 0 | 0 | 0 | 0 | 0 | 0 | 0 | 0 | 0 | 0 | 0 | 0 | 0 | 0 |  | 0 | 0 | 0 | 0 | 0 | 0 | 0 | 0 | 0 | 0 | 0 | 0 | 0 | 0 | 0 | 0 | 0 | 0 | 0 | 0 | 0 | 0 | 0 | 0 | 0 | 0 | 0 | 0 | 0 | 0 | 0 | 0 | 0 | 0 | 0 | 0 |  | 0 | 0 | 0 | 0 | 0 | 0 | 0 | 0 | 0 | 0 | 0 | 0 | 303.678 | 0 | 300.951 | 0 | 0 | 1 | 0 | 0 | 0 | 0 | 0 | 0 | 0 | 0 | 0 | 0 | 0 | 0 | -2 | 0 | -2 | 0 | 0 | 1 |  | 1 | 1 | 1 | 1 | 1 | 1 | 1+ | 1+ | 1 | 1
PG&E North of Greater Bay Study Area | Geysers 12 | 230 | 43 | 0 | 0 | 0 | 0 | 0 | 0 | 0 | 0 | 0 | 0 | 0 | 0 | 0 | 0 | 0 | 0 | 0 | 0 | 1 |  | 0 | 0 | 0 | 0 | 0 | 0 | 0 | 0 | 0 | 0 | 0 | 0 | 0 | 0 | 0.25 | 0 | 0 | 1 | 2 | 2 | 0 | 0 | 0 | 0 | 0 | 0 | 0 | 0 | 0 | 0 | 0 | 0 | -2 | 0 | 0 | 1 |  | 0 | 0 | 0 | 0 | 0 | 0 | 0 | 0 | 0 | 0 | 0 | 0 | 0 | 0 | 0.25 | 0 | 0 | 1 | 2 | 2 | 0 | 0 | 0 | 0 | 0 | 0 | 0 | 0 | 0 | 0 | 0 | 0 | -2 | 0 | 0 | 1 |  | 0 | 0 | 0 | 0 | 0 | 0 | 0 | 0 | 0 | 0 | 0 | 0 | 0 | 0 | 0.25 | 0 | 0 | 1 | 2 | 2 | 0 | 0 | 0 | 0 | 0 | 0 | 0 | 0 | 0 | 0 | 0 | 0 | -2 | 0 | 0 | 1 |  | 0 | 0 | 0 | 0 | 0 | 0 | 0 | 0 | 0 | 0 | 0 | 0 | 0 | 0 | 0.25 | 0 | 0 | 1 | 2 | 2 | 0 | 0 | 0 | 0 | 0 | 0 | 0 | 0 | 0 | 0 | 0 | 0 | -2 | 0 | 0 | 1 |  | 5- | 1 | 1 | 1 | 1 | 1 | 1 | 4+ | 1 | 1
PG&E North of Greater Bay Study Area | Geysers 17 | 230 | 0 | 0 | 0 | 0 | 0 | 0 | 0 | 0 | 0 | 0 | 0 | 0 | 0 | 0 | 0 | 0 | 0 | 0 | 0 | 0 |  | 0 | 0 | 0 | 0 | 0 | 0 | 0 | 0 | 0 | 0 | 0 | 0 | 0 | 0 | 0 | 0 | 0 | 0 | 0 | 0 | 0 | 0 | 0 | 0 | 0 | 0 | 0 | 0 | 0 | 0 | 0 | 0 | 0 | 0 | 0 | 0 |  | 0 | 0 | 0 | 0 | 0 | 0 | 0 | 0 | 0 | 0 | 0 | 0 | 0 | 0 | 0 | 0 | 0 | 0 | 0 | 0 | 0 | 0 | 0 | 0 | 0 | 0 | 0 | 0 | 0 | 0 | 0 | 0 | 0 | 0 | 0 | 0 |  | 0 | 0 | 0 | 0 | 0 | 0 | 0 | 0 | 0 | 0 | 0 | 0 | 0 | 0 | 0 | 0 | 0 | 0 | 0 | 0 | 0 | 0 | 0 | 0 | 0 | 0 | 0 | 0 | 0 | 0 | 0 | 0 | 0 | 0 | 0 | 0 |  | 0 | 0 | 0 | 0 | 0 | 0 | 0 | 0 | 0 | 0 | 0 | 0 | 0 | 0 | 0 | 0 | 0 | 0 | 0 | 0 | 0 | 0 | 0 | 0 | 0 | 0 | 0 | 0 | 0 | 0 | 0 | 0 | 0 | 0 | 0 | 0 |  | 1 | 1 | 1 | 1 | 1 | 1 | 1 | 1 | 1 | 0
PG&E North of Greater Bay Study Area | Geysers 5&6 | 115 | 0 | 0 | 0 | 0 | 0 | 0 | 0 | 0 | 0 | 0 | 0 | 0 | 0 | 0 | 0 | 0 | 0 | 0 | 0 | 0 |  | 0 | 0 | 0 | 0 | 0 | 0 | 0 | 0 | 0 | 0 | 0 | 0 | 0 | 0 | 0 | 0 | 0 | 0 | 0 | 0 | 0 | 0 | 0 | 0 | 0 | 0 | 0 | 0 | 0 | 0 | 0 | 0 | 0 | 0 | 0 | 0 |  | 0 | 0 | 0 | 0 | 0 | 0 | 0 | 0 | 0 | 0 | 0 | 0 | 0 | 0 | 0 | 0 | 0 | 0 | 0 | 0 | 0 | 0 | 0 | 0 | 0 | 0 | 0 | 0 | 0 | 0 | 0 | 0 | 0 | 0 | 0 | 0 |  | 0 | 0 | 0 | 0 | 0 | 0 | 0 | 0 | 0 | 0 | 0 | 0 | 0 | 0 | 0 | 0 | 0 | 0 | 0 | 0 | 0 | 0 | 0 | 0 | 0 | 0 | 0 | 0 | 0 | 0 | 0 | 0 | 0 | 0 | 0 | 0 |  | 0 | 0 | 0 | 0 | 0 | 0 | 0 | 0 | 0 | 0 | 0 | 0 | 0 | 0 | 0 | 0 | 0 | 0 | 0 | 0 | 0 | 0 | 0 | 0 | 0 | 0 | 0 | 0 | 0 | 0 | 0 | 0 | 0 | 0 | 0 | 0 |  | 1 | 1 | 1 | 1 | 1 | 1 | 1 | 1 | 1 | 0
PG&E North of Greater Bay Study Area | Geysers 9&10 Sonoma | 230 | 0 | 0 | 0 | 0 | 0 | 0 | 0 | 0 | 0 | 0 | 0 | 0 | 0 | 0 | 0 | 0 | 0 | 0 | 0 | 0 |  | 0 | 0 | 0 | 0 | 0 | 0 | 0 | 0 | 0 | 0 | 0 | 0 | 0 | 0 | 0 | 0 | 0 | 0 | 0 | 0 | 0 | 0 | 0 | 0 | 0 | 0 | 0 | 0 | 0 | 0 | 0 | 0 | 0 | 0 | 0 | 0 |  | 0 | 0 | 0 | 0 | 0 | 0 | 0 | 0 | 0 | 0 | 0 | 0 | 0 | 0 | 0 | 0 | 0 | 0 | 0 | 0 | 0 | 0 | 0 | 0 | 0 | 0 | 0 | 0 | 0 | 0 | 0 | 0 | 0 | 0 | 0 | 0 |  | 0 | 0 | 0 | 0 | 0 | 0 | 0 | 0 | 0 | 0 | 0 | 0 | 0 | 0 | 0 | 0 | 0 | 0 | 0 | 0 | 0 | 0 | 0 | 0 | 0 | 0 | 0 | 0 | 0 | 0 | 0 | 0 | 0 | 0 | 0 | 0 |  | 0 | 0 | 0 | 0 | 0 | 0 | 0 | 0 | 0 | 0 | 0 | 0 | 0 | 0 | 0 | 0 | 0 | 0 | 0 | 0 | 0 | 0 | 0 | 0 | 0 | 0 | 0 | 0 | 0 | 0 | 0 | 0 | 0 | 0 | 0 | 0 |  | 1 | 1 | 1 | 1 | 1 | 1 | 1 | 1 | 1 | 0
PG&E Fresno Study Area | Giffen | 70 | 0 | 0 | 0 | 0 | 0 | 0 | 0 | 0 | 0 | 0 | 0 | 0 | 0 | 0 | 0 | 0 | 0 | 0 | 0 | 0 |  | 0 | 0 | 0 | 0 | 0 | 0 | 0 | 0 | 0 | 0 | 0 | 0 | 0 | 0 | 0 | 0 | 0 | 0 | 0 | 0 | 0 | 0 | 0 | 0 | 0 | 0 | 0 | 0 | 0 | 0 | 0 | 0 | 0 | 0 | 0 | 0 |  | 0 | 0 | 0 | 0 | 0 | 0 | 0 | 0 | 0 | 0 | 0 | 0 | 0 | 0 | 0 | 0 | 0 | 0 | 0 | 0 | 0 | 0 | 0 | 0 | 0 | 0 | 0 | 0 | 0 | 0 | 0 | 0 | 0 | 0 | 0 | 0 |  | 0 | 0 | 0 | 0 | 0 | 0 | 0 | 0 | 0 | 0 | 0 | 0 | 0 | 0 | 0 | 0 | 0 | 0 | 0 | 0 | 0 | 0 | 0 | 0 | 0 | 0 | 0 | 0 | 0 | 0 | 0 | 0 | 0 | 0 | 0 | 0 |  | 0 | 0 | 0 | 0 | 0 | 0 | 0 | 0 | 0 | 0 | 0 | 0 | 25.54 | 0 | 25.54 | 0 | 0 | 1 | 0 | 0 | 0 | 0 | 0 | 0 | 0 | 0 | 0 | 0 | 0 | 0 | -2 | 0 | -2 | 0 | 0 | 1 |  | 1 | 1 | 1 | 1 | 1 | 1 | 1+ | 1+ | 1 | 1
PG&E North of Greater Bay Study Area | Glenn | 230 | 0 | 2 | 365 | 68 | 433 | 0 | 0 | 0 | 0 | 0 | 0 | 0 | 0 | 0 | 0 | 0 | 0 | 0 | 5 | 1 |  | 0 | 0 | 0 | 0 | 0 | 0 | 0 | 0 | 0 | 0 | 0 | 0 | 0 | 0 | 0 | 0 | 0 | 0 | 0 | 0 | 2 | 2 | 2 | 2 | 0 | 0 | 0 | 0 | 0 | 0 | 0 | 0 | 0 | 2 | 2 | 1 |  | 0 | 0 | 0 | 0 | 0 | 0 | 0 | 0 | 0 | 0 | 0 | 0 | 0 | 0 | 0 | 0 | 0 | 0 | 0 | 0 | 2 | 2 | 2 | 2 | 0 | 0 | 0 | 0 | 0 | 0 | 0 | 0 | 0 | 2 | 2 | 1 |  | 0 | 0 | 0 | 0 | 0 | 0 | 0 | 0 | 0 | 0 | 0 | 0 | 0 | 0 | 0 | 0 | 0 | 0 | 0 | 0 | 2 | 2 | 2 | 2 | 0 | 0 | 0 | 0 | 0 | 0 | 0 | 0 | 0 | 2 | 2 | 1 |  | 0 | 0 | 0 | 0 | 0 | 0 | 0 | 0 | 0 | 0 | 0 | 0 | 142.85 | 0 | 251.9 | 0 | 0 | 1 | 0 | 0 | 2 | 2 | 2 | 2 | 0 | 0 | 0 | 0 | 0 | 0 | -2 | 0 | -2 | 2 | 2 | 1 |  | 1 | 5- | 5- | 1 | 1 | 1 | 1+ | 1+ | 5- | 1
PG&E North of Greater Bay Study Area | Gold Hill | 230 | 0 | 0 | 0 | 0 | 0 | 0 | 0 | 0 | 0 | 0 | 0 | 0 | 0 | 0 | 0 | 50 | 0 | 50 | 0 | 1 |  | 0 | 0 | 0 | 0 | 0 | 0 | 0 | 0 | 0 | 0 | 0 | 0 | 0 | 49.9 | 58.75 | 0 | 0 | 1 | 0 | 0 | 0 | 0 | 0 | 0 | 0 | 0 | 0 | 0 | 0 | 0 | 0 | 0 | -1 | 0 | 0 | 1 |  | 0 | 0 | 0 | 0 | 0 | 0 | 0 | 0 | 0 | 0 | 0 | 0 | 0 | 0 | 0 | 0 | 0 | 0 | 0 | 0 | 0 | 0 | 0 | 0 | 0 | 0 | 0 | 0 | 0 | 0 | 0 | 2 | 2 | 0 | 0 | 1 |  | 0 | 0 | 0 | 0 | 0 | 0 | 0 | 0 | 0 | 0 | 0 | 0 | 0 | 49.9 | 58.75 | 0 | 0 | 1 | 0 | 0 | 0 | 0 | 0 | 0 | 0 | 0 | 0 | 0 | 0 | 0 | 0 | 0 | -1 | 0 | 0 | 1 |  | 0 | 0 | 0 | 0 | 0 | 0 | 0 | 0 | 0 | 0 | 0 | 0 | 0 | 49.9 | 58.75 | 0 | 0 | 1 | 0 | 0 | 0 | 0 | 0 | 0 | 0 | 0 | 0 | 0 | 0 | 0 | 0 | 0 | -1 | 0 | 0 | 1 |  | 1 | 1 | 1 | 1 | 1 | 1 | 1 | 2+ | 1 | 1
SCE Northern Area | Goleta | 230 | 0 | 1 | 0 | 0 | 0 | 0 | 0 | 0 | 0 | 0 | 0 | 0 | 0 | 0 | 0 | 0 | 0 | 0 | 0 | 1 |  | 0 | 0 | 0 | 0 | 0 | 0 | 0 | 0 | 0 | 0 | 0 | 0 | 0 | 0 | 0 | 0 | 0 | 0 | 0 | 0 | 2 | 2 | 0 | 0 | 0 | 0 | 0 | 0 | 0 | 0 | 0 | 0 | 0 | 0 | 0 | 1 |  | 0 | 0 | 0 | 0 | 0 | 0 | 0 | 0 | 0 | 0 | 0 | 0 | 0 | 0 | 50 | 0 | 0 | 1 | 0 | 0 | 2 | 2 | 0 | 0 | 0 | 0 | 0 | 0 | 0 | 0 | 0 | 0 | -2 | 0 | 0 | 1 |  | 0 | 0 | 0 | 0 | 0 | 0 | 0 | 0 | 0 | 0 | 0 | 0 | 0 | 0 | 50 | 0 | 0 | 1 | 0 | 0 | 2 | 2 | 0 | 0 | 0 | 0 | 0 | 0 | 0 | 0 | 0 | 0 | -2 | 0 | 0 | 1 |  | 0 | 0 | 0 | 0 | 0 | 0 | 0 | 0 | 0 | 0 | 0 | 0 | 0 | 0 | 115 | 0 | 0 | 1 | 0 | 0 | 2 | 2 | 0 | 0 | 0 | 0 | 0 | 0 | 0 | 0 | 0 | 0 | -2 | 0 | 0 | 1 |  | 1 | 5- | 1 | 1 | 1 | 1 | 1 | 4+ | 1 | 1
SCE Metro Study Area | Goodrich | 230 | 0 | 0 | 0 | 0 | 0 | 0 | 0 | 0 | 0 | 0 | 0 | 0 | 0 | 0 | 0 | 0 | 0 | 0 | 0 | 0 |  | 0 | 0 | 0 | 0 | 0 | 0 | 0 | 0 | 0 | 0 | 0 | 0 | 0 | 0 | 0 | 0 | 0 | 0 | 0 | 0 | 0 | 0 | 0 | 0 | 0 | 0 | 0 | 0 | 0 | 0 | 0 | 0 | 0 | 0 | 0 | 0 |  | 0 | 0 | 0 | 0 | 0 | 0 | 0 | 0 | 0 | 0 | 0 | 0 | 0 | 0 | 0 | 0 | 0 | 0 | 0 | 0 | 0 | 0 | 0 | 0 | 0 | 0 | 0 | 0 | 0 | 0 | 0 | 0 | 0 | 0 | 0 | 0 |  | 0 | 0 | 0 | 0 | 0 | 0 | 0 | 0 | 0 | 0 | 0 | 0 | 0 | 0 | 0 | 0 | 0 | 0 | 0 | 0 | 0 | 0 | 0 | 0 | 0 | 0 | 0 | 0 | 0 | 0 | 0 | 0 | 0 | 0 | 0 | 0 |  | 0 | 0 | 0 | 0 | 0 | 0 | 0 | 0 | 0 | 0 | 0 | 0 | 0 | 0 | 0 | 0 | 0 | 0 | 0 | 0 | 0 | 0 | 0 | 0 | 0 | 0 | 0 | 0 | 0 | 0 | 0 | 0 | 0 | 0 | 0 | 0 |  | 1 | 1 | 1 | 1 | 1 | 1 | 1 | 1 | 1 | 0
PG&E Kern Study Area | Goose Lake | 115 | 0 | 0 | 0 | 0 | 0 | 0 | 0 | 0 | 0 | 0 | 0 | 0 | 0 | 0 | 0 | 0 | 0 | 0 | 0 | 0 |  | 0 | 0 | 0 | 0 | 0 | 0 | 0 | 0 | 0 | 0 | 0 | 0 | 0 | 0 | 0 | 0 | 0 | 0 | 0 | 0 | 0 | 0 | 0 | 0 | 0 | 0 | 0 | 0 | 0 | 0 | 0 | 0 | 0 | 0 | 0 | 0 |  | 0 | 0 | 0 | 0 | 0 | 0 | 0 | 0 | 0 | 0 | 0.748 | 0 | 0 | 0 | 0 | 0 | 0 | 1 | 0 | 0 | 0 | 0 | 0 | 0 | 0 | 0 | 0 | 0 | -2 | 0 | 0 | 0 | 0 | 0 | 0 | 1 |  | 0 | 0 | 0 | 0 | 0 | 0 | 0 | 0 | 0 | 0 | 0.748 | 0 | 0 | 0 | 0 | 0 | 0 | 1 | 0 | 0 | 0 | 0 | 0 | 0 | 0 | 0 | 0 | 0 | -2 | 0 | 0 | 0 | 0 | 0 | 0 | 1 |  | 0 | 0 | 0 | 0 | 0 | 0 | 0 | 0 | 0 | 0 | 0.748 | 0 | 0 | 0 | 0 | 0 | 0 | 1 | 0 | 0 | 0 | 0 | 0 | 0 | 0 | 0 | 0 | 0 | -2 | 0 | 0 | 0 | 0 | 0 | 0 | 1 |  | 1 | 1 | 1 | 1 | 1 | 4+ | 1 | 1 | 1 | 1
SCE Metro Study Area | Gould | 230 | 0 | 0 | 0 | 0 | 0 | 0 | 0 | 0 | 0 | 0 | 0 | 0 | 0 | 0 | 0 | 0 | 0 | 0 | 0 | 0 |  | 0 | 0 | 0 | 0 | 0 | 0 | 0 | 0 | 0 | 0 | 0 | 0 | 0 | 0 | 0 | 0 | 0 | 0 | 0 | 0 | 0 | 0 | 0 | 0 | 0 | 0 | 0 | 0 | 0 | 0 | 0 | 0 | 0 | 0 | 0 | 0 |  | 0 | 0 | 0 | 0 | 0 | 0 | 0 | 0 | 0 | 0 | 0 | 0 | 0 | 0 | 0 | 0 | 0 | 0 | 0 | 0 | 0 | 0 | 0 | 0 | 0 | 0 | 0 | 0 | 0 | 0 | 0 | 0 | 0 | 0 | 0 | 0 |  | 0 | 0 | 0 | 0 | 0 | 0 | 0 | 0 | 0 | 0 | 0 | 0 | 0 | 0 | 0 | 0 | 0 | 0 | 0 | 0 | 0 | 0 | 0 | 0 | 0 | 0 | 0 | 0 | 0 | 0 | 0 | 0 | 0 | 0 | 0 | 0 |  | 0 | 0 | 0 | 0 | 0 | 0 | 0 | 0 | 0 | 0 | 0 | 0 | 0 | 0 | 0 | 0 | 0 | 0 | 0 | 0 | 0 | 0 | 0 | 0 | 0 | 0 | 0 | 0 | 0 | 0 | 0 | 0 | 0 | 0 | 0 | 0 |  | 1 | 1 | 1 | 1 | 1 | 1 | 1 | 1 | 1 | 0
PG&E Greater Bay Study Area | Grant | 115 | 0 | 0 | 0 | 0 | 0 | 0 | 0 | 0 | 0 | 0 | 0 | 0 | 0 | 0 | 0 | 0 | 0 | 0 | 0 | 0 |  | 0 | 0 | 0 | 0 | 0 | 0 | 0 | 0 | 0 | 0 | 0 | 0 | 0 | 0 | 0 | 0 | 0 | 0 | 0 | 0 | 0 | 0 | 0 | 0 | 0 | 0 | 0 | 0 | 0 | 0 | 0 | 0 | 0 | 0 | 0 | 0 |  | 0 | 0 | 0 | 0 | 0 | 0 | 0 | 0 | 0 | 0 | 0 | 0 | 0 | 0 | 0 | 0 | 0 | 0 | 0 | 0 | 0 | 0 | 0 | 0 | 0 | 0 | 0 | 0 | 0 | 0 | 0 | 0 | 0 | 0 | 0 | 0 |  | 0 | 0 | 0 | 0 | 0 | 0 | 0 | 0 | 0 | 0 | 0 | 0 | 0 | 0 | 0 | 0 | 0 | 0 | 0 | 0 | 0 | 0 | 0 | 0 | 0 | 0 | 0 | 0 | 0 | 0 | 0 | 0 | 0 | 0 | 0 | 0 |  | 0 | 0 | 0 | 0 | 0 | 0 | 0 | 0 | 0 | 0 | 0 | 0 | 0 | 0 | 0 | 0 | 0 | 0 | 0 | 0 | 0 | 0 | 0 | 0 | 0 | 0 | 0 | 0 | 0 | 0 | 0 | 0 | 0 | 0 | 0 | 0 |  | 1 | 1 | 1 | 1 | 1 | 1 | 1 | 1 | 1 | 0
PG&E Greater Bay Study Area | Green Valley | 115 | 0 | 0 | 0 | 0 | 0 | 0 | 0 | 0 | 0 | 0 | 0 | 0 | 0 | 0 | 0 | 0 | 0 | 0 | 0 | 0 |  | 0 | 0 | 0 | 0 | 0 | 0 | 0 | 0 | 0 | 0 | 0 | 0 | 0 | 0 | 0 | 0 | 0 | 0 | 0 | 0 | 0 | 0 | 0 | 0 | 0 | 0 | 0 | 0 | 0 | 0 | 0 | 0 | 0 | 0 | 0 | 0 |  | 0 | 0 | 0 | 0 | 0 | 0 | 0 | 0 | 0 | 0 | 0 | 0 | 0 | 0 | 0 | 0 | 0 | 0 | 0 | 0 | 0 | 0 | 0 | 0 | 0 | 0 | 0 | 0 | 0 | 0 | 0 | 0 | 0 | 0 | 0 | 0 |  | 0 | 0 | 0 | 0 | 0 | 0 | 0 | 0 | 0 | 0 | 0 | 0 | 0 | 0 | 0 | 0 | 0 | 0 | 0 | 0 | 0 | 0 | 0 | 0 | 0 | 0 | 0 | 0 | 0 | 0 | 0 | 0 | 0 | 0 | 0 | 0 |  | 0 | 0 | 0 | 0 | 0 | 0 | 0 | 0 | 0 | 0 | 0 | 0 | 0 | 0 | 203.699 | 0 | 0 | 1 | 0 | 0 | 0 | 0 | 0 | 0 | 0 | 0 | 0 | 0 | 0 | 0 | 0 | 0 | -2 | 0 | 0 | 1 |  | 1 | 1 | 1 | 1 | 1 | 1 | 1 | 1+ | 1 | 1
PG&E North of Greater Bay Study Area | Greenleaf 1 | 115 | 0 | 0 | 0 | 0 | 0 | 0 | 0 | 0 | 0 | 0 | 0 | 0 | 0 | 0 | 0 | 0 | 0 | 0 | 0 | 0 |  | 0 | 0 | 0 | 0 | 0 | 0 | 0 | 0 | 0 | 0 | 0 | 0 | 0 | 0 | 0 | 0 | 0 | 0 | 0 | 0 | 0 | 0 | 0 | 0 | 0 | 0 | 0 | 0 | 0 | 0 | 0 | 0 | 0 | 0 | 0 | 0 |  | 0 | 0 | 0 | 0 | 0 | 0 | 0 | 0 | 0 | 0 | 0 | 0 | 0 | 0 | 0 | 0 | 0 | 0 | 0 | 0 | 0 | 0 | 0 | 0 | 0 | 0 | 0 | 0 | 0 | 0 | 0 | 0 | 0 | 0 | 0 | 0 |  | 0 | 0 | 0 | 0 | 0 | 0 | 0 | 0 | 0 | 0 | 0 | 0 | 0 | 0 | 0 | 0 | 0 | 0 | 0 | 0 | 0 | 0 | 0 | 0 | 0 | 0 | 0 | 0 | 0 | 0 | 0 | 0 | 0 | 0 | 0 | 0 |  | 0 | 0 | 0 | 0 | 0 | 0 | 0 | 0 | 0 | 0 | 0 | 0 | 0 | 0 | 61.8 | 0 | 0 | 1 | 0 | 0 | 0 | 0 | 0 | 0 | 0 | 0 | 0 | 0 | 0 | 0 | 0 | 0 | -2 | 0 | 0 | 1 |  | 1 | 1 | 1 | 1 | 1 | 1 | 1 | 1+ | 1 | 1
PG&E Fresno Study Area | Gregg | 230 | 0 | 0 | 0 | 0 | 0 | 0 | 0 | 0 | 0 | 0 | 0 | 0 | 0 | 0 | 0 | 0 | 0 | 0 | 0 | 0 |  | 0 | 0 | 0 | 0 | 0 | 0 | 0 | 0 | 0 | 0 | 0 | 0 | 0 | 0 | 0 | 0 | 0 | 0 | 0 | 0 | 0 | 0 | 0 | 0 | 0 | 0 | 0 | 0 | 0 | 0 | 0 | 0 | 0 | 0 | 0 | 0 |  | 0 | 0 | 0 | 0 | 0 | 0 | 0 | 0 | 0 | 0 | 0 | 0 | 0 | 0 | 0 | 0 | 0 | 0 | 0 | 0 | 0 | 0 | 0 | 0 | 0 | 0 | 0 | 0 | 0 | 0 | 0 | 0 | 0 | 0 | 0 | 0 |  | 0 | 0 | 0 | 0 | 0 | 0 | 0 | 0 | 0 | 0 | 0 | 0 | 0 | 0 | 0 | 0 | 0 | 0 | 0 | 0 | 0 | 0 | 0 | 0 | 0 | 0 | 0 | 0 | 0 | 0 | 0 | 0 | 0 | 0 | 0 | 0 |  | 0 | 0 | 0 | 0 | 0 | 0 | 0 | 0 | 0 | 0 | 0 | 0 | 0 | 0 | 151.7416 | 0 | 0 | 1 | 0 | 0 | 0 | 0 | 0 | 0 | 0 | 0 | 0 | 0 | 0 | 0 | 0 | 0 | -2 | 0 | 0 | 1 |  | 1 | 1 | 1 | 1 | 1 | 1 | 1 | 1+ | 1 | 1
PG&E Kern Study Area | Grimmway-Malaga | 115 | 0 | 0 | 0 | 0 | 0 | 0 | 0 | 0 | 0 | 0 | 0 | 0 | 0 | 0 | 0 | 0 | 0 | 0 | 0 | 0 |  | 0 | 0 | 0 | 0 | 0 | 0 | 0 | 0 | 0 | 0 | 0 | 0 | 0 | 0 | 0 | 0 | 0 | 0 | 0 | 0 | 0 | 0 | 0 | 0 | 0 | 0 | 0 | 0 | 0 | 0 | 0 | 0 | 0 | 0 | 0 | 0 |  | 0 | 0 | 0 | 0 | 0 | 0 | 0 | 0 | 0 | 0 | 0 | 0 | 0 | 0 | 0 | 0 | 0 | 0 | 0 | 0 | 0 | 0 | 0 | 0 | 0 | 0 | 0 | 0 | 0 | 0 | 0 | 0 | 0 | 0 | 0 | 0 |  | 0 | 0 | 0 | 0 | 0 | 0 | 0 | 0 | 0 | 0 | 0 | 0 | 0 | 0 | 0 | 0 | 0 | 0 | 0 | 0 | 0 | 0 | 0 | 0 | 0 | 0 | 0 | 0 | 0 | 0 | 0 | 0 | 0 | 0 | 0 | 0 |  | 0 | 0 | 0 | 0 | 0 | 0 | 0 | 0 | 0 | 0 | 0 | 0 | 0 | 0 | 0 | 0 | 0 | 0 | 0 | 0 | 0 | 0 | 0 | 0 | 0 | 0 | 0 | 0 | 0 | 0 | 0 | 0 | 0 | 0 | 0 | 0 |  | 1 | 1 | 1 | 1 | 1 | 1 | 1 | 1 | 1 | 0
PG&E Fresno Study Area | GWF Hanford | 115 | 0 | 0 | 0 | 0 | 0 | 0 | 0 | 0 | 0 | 0 | 0 | 0 | 0 | 0 | 0 | 0 | 0 | 0 | 0 | 0 |  | 0 | 0 | 0 | 0 | 0 | 0 | 0 | 0 | 0 | 0 | 0 | 0 | 0 | 0 | 1.3216 | 0 | 0 | 1 | 0 | 0 | 0 | 0 | 0 | 0 | 0 | 0 | 0 | 0 | 0 | 0 | 0 | 0 | -2 | 0 | 0 | 1 |  | 0 | 0 | 0 | 0 | 0 | 0 | 0 | 0 | 0 | 0 | 0 | 0 | 0 | 0 | 1.3216 | 0 | 0 | 1 | 0 | 0 | 0 | 0 | 0 | 0 | 0 | 0 | 0 | 0 | 0 | 0 | 0 | 0 | -2 | 0 | 0 | 1 |  | 0 | 0 | 0 | 0 | 0 | 0 | 0 | 0 | 0 | 0 | 0 | 0 | 0 | 0 | 1.3216 | 0 | 0 | 1 | 0 | 0 | 0 | 0 | 0 | 0 | 0 | 0 | 0 | 0 | 0 | 0 | 0 | 0 | -2 | 0 | 0 | 1 |  | 0 | 0 | 0 | 0 | 0 | 0 | 0 | 0 | 0 | 0 | 0 | 0 | 0 | 0 | 1.3216 | 0 | 0 | 1 | 0 | 0 | 0 | 0 | 0 | 0 | 0 | 0 | 0 | 0 | 0 | 0 | 0 | 0 | -2 | 0 | 0 | 1 |  | 1 | 1 | 1 | 1 | 1 | 1 | 1 | 4+ | 1 | 1
SCE Metro Study Area | HarborGen | 230 | 0 | 0 | 0 | 0 | 0 | 0 | 0 | 0 | 0 | 0 | 0 | 0 | 0 | 0 | 0 | 0 | 0 | 0 | 0 | 0 |  | 0 | 0 | 0 | 0 | 0 | 0 | 0 | 0 | 0 | 0 | 0 | 0 | 0 | 0 | 0 | 0 | 0 | 0 | 0 | 0 | 0 | 0 | 0 | 0 | 0 | 0 | 0 | 0 | 0 | 0 | 0 | 0 | 0 | 0 | 0 | 0 |  | 0 | 0 | 0 | 0 | 0 | 0 | 0 | 0 | 0 | 0 | 0 | 0 | 0 | 0 | 0 | 0 | 0 | 0 | 0 | 0 | 0 | 0 | 0 | 0 | 0 | 0 | 0 | 0 | 0 | 0 | 0 | 0 | 0 | 0 | 0 | 0 |  | 0 | 0 | 0 | 0 | 0 | 0 | 0 | 0 | 0 | 0 | 0 | 0 | 0 | 0 | 0 | 0 | 0 | 0 | 0 | 0 | 0 | 0 | 0 | 0 | 0 | 0 | 0 | 0 | 0 | 0 | 0 | 0 | 0 | 0 | 0 | 0 |  | 0 | 0 | 0 | 0 | 0 | 0 | 0 | 0 | 0 | 0 | 0 | 0 | 0 | 0 | 0 | 0 | 0 | 0 | 0 | 0 | 0 | 0 | 0 | 0 | 0 | 0 | 0 | 0 | 0 | 0 | 0 | 0 | 0 | 0 | 0 | 0 |  | 1 | 1 | 1 | 1 | 1 | 1 | 1 | 1 | 1 | 0
East of Pisgah Study Area | Harry Allen | 500 | 0 | 0 | 0 | 0 | 0 | 1204.1 | 0 | 1204.1 | 0 | 0 | 0 | 0 | 0 | 0 | 0 | 0 | 0 | 0 | 0 | 1 |  | 0 | 0 | 0 | 0 | 0 | 0 | 0 | 0 | 0 | 0 | 0 | 0 | 0 | 0 | 0 | 0 | 0 | 0 | 0 | 0 | 0 | 0 | 0 | 0 | 2 | 2 | 0 | 0 | 0 | 0 | 0 | 0 | 0 | 0 | 0 | 1 |  | 0 | 0 | 0 | 0 | 0 | 0 | 0 | 0 | 0 | 0 | 0 | 0 | 0 | 0 | 0 | 0 | 0 | 0 | 0 | 0 | 0 | 0 | 0 | 0 | 2 | 2 | 0 | 0 | 0 | 0 | 0 | 0 | 0 | 0 | 0 | 1 |  | 0 | 0 | 0 | 0 | 0 | 0 | 0 | 0 | 0 | 0 | 0 | 0 | 0 | 0 | 0 | 0 | 0 | 0 | 0 | 0 | 0 | 0 | 0 | 0 | 2 | 2 | 0 | 0 | 0 | 0 | 0 | 0 | 0 | 0 | 0 | 1 |  | 0 | 0 | 0 | 0 | 0 | 0 | 0 | 0 | 0 | 0 | 0 | 0 | 0 | 0 | 0 | 0 | 0 | 0 | 0 | 0 | 0 | 0 | 0 | 0 | 2 | 2 | 0 | 0 | 0 | 0 | 0 | 0 | 0 | 0 | 0 | 1 |  | 1 | 1 | 1 | 5- | 1 | 1 | 1 | 1 | 1 | 1
SDG&E Study Area | Hassayampa | 500 | 0 | 0 | 0 | 0 | 0 | 0 | 0 | 0 | 0 | 0 | 0 | 0 | 250 | 0 | 250 | 10 | 0 | 10 | 0 | 1 |  | 0 | 0 | 0 | 0 | 0 | 0 | 0 | 0 | 0 | 0 | 0 | 247.5 | 721.26 | 7.5 | 481.26 | 0 | 0 | 1 | 0 | 0 | 0 | 0 | 0 | 0 | 0 | 0 | 0 | 0 | 0 | 0 | -2 | 2 | -2 | 0 | 0 | 1 |  | 0 | 0 | 0 | 0 | 0 | 0 | 0 | 0 | 0 | 0 | 0 | 247.5 | 247.5 | 7.5 | 7.5 | 0 | 0 | 1 | 0 | 0 | 0 | 0 | 0 | 0 | 0 | 0 | 0 | 0 | 0 | 0 | 0 | 2 | 2 | 0 | 0 | 1 |  | 0 | 0 | 0 | 0 | 0 | 0 | 0 | 0 | 0 | 0 | 0 | 247.5 | 1298.2 | 7.5 | 797.2 | 0 | 0 | 1 | 0 | 0 | 0 | 0 | 0 | 0 | 0 | 0 | 0 | 0 | 0 | 0 | -2 | 2 | -2 | 0 | 0 | 1 |  | 0 | 0 | 0 | 0 | 0 | 0 | 0 | 0 | 0 | 0 | 0 | 247.5 | 1298.2 | 7.5 | 797.2 | 0 | 0 | 1 | 0 | 0 | 0 | 0 | 0 | 0 | 0 | 0 | 0 | 0 | 0 | 0 | -2 | 2 | -2 | 0 | 0 | 1 |  | 1 | 1 | 1 | 1 | 1 | 1 | 2+ | 2- | 1 | 1
PG&E Fresno Study Area | Helm | 230 | 0 | 0 | 0 | 0 | 0 | 0 | 0 | 0 | 0 | 0 | 0 | 0 | 0 | 95 | 95 | 0 | 62 | 62 | 0 | 1 |  | 0 | 0 | 0 | 0 | 0 | 0 | 0 | 0 | 0 | 0 | 0 | 0 | 0 | 0 | 0 | 0 | 0 | 0 | 0 | 0 | 0 | 0 | 0 | 0 | 0 | 0 | 0 | 0 | 0 | 0 | 2 | 2 | 2 | 0 | 0 | 1 |  | 0 | 0 | 0 | 0 | 0 | 0 | 0 | 0 | 0 | 0 | 0 | 0 | 0 | 0 | 18.5 | 0 | 0 | 1 | 0 | 0 | 0 | 0 | 0 | 0 | 0 | 0 | 0 | 0 | 0 | 0 | 2 | 2 | 2 | 0 | 0 | 1 |  | 0 | 0 | 0 | 0 | 0 | 0 | 0 | 0 | 0 | 0 | 0 | 0 | 36.1746 | 35 | 54.6746 | 0 | 0 | 1 | 0 | 0 | 0 | 0 | 0 | 0 | 0 | 0 | 0 | 0 | 0 | 0 | 2 | 2 | 1 | 0 | 0 | 1 |  | 0 | 0 | 0 | 0 | 0 | 0 | 0 | 0 | 0 | 0 | 0 | 0 | 72.1536 | 35 | 90.6256 | 0 | 0 | 1 | 0 | 0 | 0 | 0 | 0 | 0 | 0 | 0 | 0 | 0 | 0 | 0 | 1 | 2 | -1 | 0 | 0 | 1 |  | 1 | 1 | 1 | 1 | 1 | 1 | 4- | 3- | 1 | 1
PG&E Fresno Study Area | Henrietta | 230 | 0 | 0 | 0 | 0 | 0 | 0 | 0 | 0 | 0 | 0 | 0 | 0 | 0 | 75 | 75 | 40 | 0 | 40 | 0 | 1 |  | 0 | 0 | 0 | 0 | 0 | 0 | 0 | 0 | 0 | 0 | 0 | 0 | 0 | 0 | 20 | 0 | 0 | 1 | 0 | 0 | 0 | 0 | 0 | 0 | 0 | 0 | 0 | 0 | 0 | 0 | 2 | 2 | 2 | 0 | 0 | 1 |  | 0 | 0 | 0 | 0 | 0 | 0 | 0 | 0 | 0 | 0 | 0 | 0 | 0 | 0 | 20 | 0 | 0 | 1 | 0 | 0 | 0 | 0 | 0 | 0 | 0 | 0 | 0 | 0 | 0 | 0 | 2 | 2 | 2 | 0 | 0 | 1 |  | 0 | 0 | 0 | 0 | 0 | 0 | 0 | 0 | 0 | 0 | 0 | 0 | 21.05 | 0 | 41.05 | 0 | 0 | 1 | 0 | 0 | 0 | 0 | 0 | 0 | 0 | 0 | 0 | 0 | 0 | 0 | 2 | 2 | 0 | 0 | 0 | 1 |  | 0 | 0 | 0 | 0 | 0 | 0 | 0 | 0 | 0 | 0 | 0 | 0 | 21.05 | 0 | 41.05 | 0 | 0 | 1 | 0 | 0 | 0 | 0 | 0 | 0 | 0 | 0 | 0 | 0 | 0 | 0 | 2 | 2 | 0 | 0 | 0 | 1 |  | 1 | 1 | 1 | 1 | 1 | 1 | 5- | 2- | 1 | 1
PG&E Fresno Study Area | Herndon | 230 | 0 | 0 | 0 | 0 | 0 | 0 | 0 | 0 | 0 | 0 | 0 | 0 | 0 | 0 | 0 | 0 | 0 | 0 | 0 | 0 |  | 0 | 0 | 0 | 0 | 0 | 0 | 0 | 0 | 0 | 0 | 0 | 0 | 0 | 0 | 0 | 0 | 0 | 0 | 0 | 0 | 0 | 0 | 0 | 0 | 0 | 0 | 0 | 0 | 0 | 0 | 0 | 0 | 0 | 0 | 0 | 0 |  | 0 | 0 | 0 | 0 | 0 | 0 | 0 | 0 | 0 | 0 | 0 | 0 | 0 | 0 | 0 | 0 | 0 | 0 | 0 | 0 | 0 | 0 | 0 | 0 | 0 | 0 | 0 | 0 | 0 | 0 | 0 | 0 | 0 | 0 | 0 | 0 |  | 0 | 0 | 0 | 0 | 0 | 0 | 0 | 0 | 0 | 0 | 0 | 0 | 0 | 0 | 0 | 0 | 0 | 0 | 0 | 0 | 0 | 0 | 0 | 0 | 0 | 0 | 0 | 0 | 0 | 0 | 0 | 0 | 0 | 0 | 0 | 0 |  | 0 | 0 | 0 | 0 | 0 | 0 | 0 | 0 | 0 | 0 | 0 | 0 | 0 | 0 | 0 | 0 | 0 | 0 | 0 | 0 | 0 | 0 | 0 | 0 | 0 | 0 | 0 | 0 | 0 | 0 | 0 | 0 | 0 | 0 | 0 | 0 |  | 1 | 1 | 1 | 1 | 1 | 1 | 1 | 1 | 1 | 0
PG&E Greater Bay Study Area | Hicks | 230 | 0 | 0 | 0 | 0 | 0 | 0 | 0 | 0 | 0 | 0 | 0 | 0 | 0 | 0 | 0 | 0 | 0 | 0 | 0 | 0 |  | 0 | 0 | 0 | 0 | 0 | 0 | 0 | 0 | 0 | 0 | 0 | 0 | 0 | 0 | 0 | 0 | 0 | 0 | 0 | 0 | 0 | 0 | 0 | 0 | 0 | 0 | 0 | 0 | 0 | 0 | 0 | 0 | 0 | 0 | 0 | 0 |  | 0 | 0 | 0 | 0 | 0 | 0 | 0 | 0 | 0 | 0 | 0 | 0 | 0 | 0 | 0 | 0 | 0 | 0 | 0 | 0 | 0 | 0 | 0 | 0 | 0 | 0 | 0 | 0 | 0 | 0 | 0 | 0 | 0 | 0 | 0 | 0 |  | 0 | 0 | 0 | 0 | 0 | 0 | 0 | 0 | 0 | 0 | 0 | 0 | 0 | 0 | 0 | 0 | 0 | 0 | 0 | 0 | 0 | 0 | 0 | 0 | 0 | 0 | 0 | 0 | 0 | 0 | 0 | 0 | 0 | 0 | 0 | 0 |  | 0 | 0 | 0 | 0 | 0 | 0 | 0 | 0 | 0 | 0 | 0 | 0 | 0 | 0 | 0 | 0 | 0 | 0 | 0 | 0 | 0 | 0 | 0 | 0 | 0 | 0 | 0 | 0 | 0 | 0 | 0 | 0 | 0 | 0 | 0 | 0 |  | 1 | 1 | 1 | 1 | 1 | 1 | 1 | 1 | 1 | 0
PG&E North of Greater Bay Study Area | Higgins | 115 | 0 | 15 | 0 | 0 | 0 | 0 | 0 | 0 | 0 | 0 | 0 | 0 | 0 | 0 | 0 | 0 | 0 | 0 | 0 | 1 |  | 0 | 0 | 0 | 0 | 0 | 0 | 0 | 0 | 0 | 0 | 0 | 0 | 0 | 0 | 0 | 0 | 0 | 0 | 0 | 0 | 2 | 2 | 0 | 0 | 0 | 0 | 0 | 0 | 0 | 0 | 0 | 0 | 0 | 0 | 0 | 1 |  | 0 | 0 | 0 | 0 | 0 | 0 | 0 | 0 | 0 | 0 | 0 | 0 | 0 | 0 | 0 | 0 | 0 | 0 | 0 | 0 | 2 | 2 | 0 | 0 | 0 | 0 | 0 | 0 | 0 | 0 | 0 | 0 | 0 | 0 | 0 | 1 |  | 0 | 0 | 0 | 0 | 0 | 0 | 0 | 0 | 0 | 0 | 0 | 0 | 0 | 0 | 0 | 0 | 0 | 0 | 0 | 0 | 2 | 2 | 0 | 0 | 0 | 0 | 0 | 0 | 0 | 0 | 0 | 0 | 0 | 0 | 0 | 1 |  | 0 | 0 | 0 | 0 | 0 | 0 | 0 | 0 | 0 | 0 | 0 | 0 | 20 | 0 | 0 | 0 | 0 | 1 | 0 | 0 | 2 | 2 | 0 | 0 | 0 | 0 | 0 | 0 | 0 | 0 | -2 | 0 | 0 | 0 | 0 | 1 |  | 1 | 5- | 1 | 1 | 1 | 1 | 1+ | 1 | 1 | 1
SCE Metro Study Area | Hinson | 230 | 0 | 0 | 0 | 0 | 0 | 0 | 0 | 0 | 0 | 0 | 0 | 0 | 0 | 0 | 0 | 50 | 0 | 50 | 0 | 1 |  | 0 | 0 | 0 | 0 | 0 | 0 | 0 | 0 | 0 | 0 | 0 | 0 | 0 | 0 | 0 | 0 | 0 | 0 | 0 | 0 | 0 | 0 | 0 | 0 | 0 | 0 | 0 | 0 | 0 | 0 | 0 | 2 | 2 | 0 | 0 | 1 |  | 0 | 0 | 0 | 0 | 0 | 0 | 0 | 0 | 0 | 0 | 0 | 0 | 0 | 0 | 0 | 0 | 0 | 0 | 0 | 0 | 0 | 0 | 0 | 0 | 0 | 0 | 0 | 0 | 0 | 0 | 0 | 2 | 2 | 0 | 0 | 1 |  | 0 | 0 | 0 | 0 | 0 | 0 | 0 | 0 | 0 | 0 | 0 | 0 | 0 | 0 | 0 | 0 | 0 | 0 | 0 | 0 | 0 | 0 | 0 | 0 | 0 | 0 | 0 | 0 | 0 | 0 | 0 | 2 | 2 | 0 | 0 | 1 |  | 0 | 0 | 0 | 0 | 0 | 0 | 0 | 0 | 0 | 0 | 0.56 | 0 | 0 | 0 | 930.6634 | 0 | 0 | 1 | 0 | 0 | 0 | 0 | 0 | 0 | 0 | 0 | 0 | 0 | -2 | 0 | 0 | 2 | -2 | 0 | 0 | 1 |  | 1 | 1 | 1 | 1 | 1 | 1+ | 1 | 3- | 1 | 1
PG&E Greater Bay Study Area | Hollister | 115 | 0 | 0 | 0 | 0 | 0 | 0 | 0 | 0 | 0 | 0 | 0 | 0 | 0 | 0 | 0 | 0 | 0 | 0 | 0 | 0 |  | 0 | 0 | 0 | 0 | 0 | 0 | 0 | 0 | 0 | 0 | 0 | 0 | 0 | 0 | 0 | 0 | 0 | 0 | 0 | 0 | 0 | 0 | 0 | 0 | 0 | 0 | 0 | 0 | 0 | 0 | 0 | 0 | 0 | 0 | 0 | 0 |  | 0 | 0 | 0 | 0 | 0 | 0 | 0 | 0 | 0 | 0 | 0 | 0 | 0 | 0 | 0 | 0 | 0 | 0 | 0 | 0 | 0 | 0 | 0 | 0 | 0 | 0 | 0 | 0 | 0 | 0 | 0 | 0 | 0 | 0 | 0 | 0 |  | 0 | 0 | 0 | 0 | 0 | 0 | 0 | 0 | 0 | 0 | 0 | 0 | 0 | 0 | 0 | 0 | 0 | 0 | 0 | 0 | 0 | 0 | 0 | 0 | 0 | 0 | 0 | 0 | 0 | 0 | 0 | 0 | 0 | 0 | 0 | 0 |  | 0 | 0 | 0 | 0 | 0 | 0 | 0 | 0 | 0 | 0 | 0 | 0 | 112.491 | 0 | 112.386 | 0 | 0 | 1 | 0 | 0 | 0 | 0 | 0 | 0 | 0 | 0 | 0 | 0 | 0 | 0 | -2 | 0 | -2 | 0 | 0 | 1 |  | 1 | 1 | 1 | 1 | 1 | 1 | 1+ | 1+ | 1 | 1
PG&E North of Greater Bay Study Area | Homestake | 115 | 0 | 0 | 0 | 0 | 0 | 0 | 0 | 0 | 0 | 0 | 0 | 0 | 0 | 0 | 0 | 0 | 0 | 0 | 0 | 0 |  | 0 | 0 | 0 | 0 | 0 | 0 | 0 | 0 | 0 | 0 | 0 | 0 | 0 | 0 | 0 | 0 | 0 | 0 | 0 | 0 | 0 | 0 | 0 | 0 | 0 | 0 | 0 | 0 | 0 | 0 | 0 | 0 | 0 | 0 | 0 | 0 |  | 0 | 0 | 0 | 0 | 0 | 0 | 0 | 0 | 0 | 0 | 0 | 0 | 0 | 0 | 0 | 0 | 0 | 0 | 0 | 0 | 0 | 0 | 0 | 0 | 0 | 0 | 0 | 0 | 0 | 0 | 0 | 0 | 0 | 0 | 0 | 0 |  | 0 | 0 | 0 | 0 | 0 | 0 | 0 | 0 | 0 | 0 | 0 | 0 | 0 | 0 | 0 | 0 | 0 | 0 | 0 | 0 | 0 | 0 | 0 | 0 | 0 | 0 | 0 | 0 | 0 | 0 | 0 | 0 | 0 | 0 | 0 | 0 |  | 0 | 0 | 0 | 0 | 0 | 0 | 0 | 0 | 0 | 0 | 0 | 0 | 0 | 0 | 0 | 0 | 0 | 0 | 0 | 0 | 0 | 0 | 0 | 0 | 0 | 0 | 0 | 0 | 0 | 0 | 0 | 0 | 0 | 0 | 0 | 0 |  | 1 | 1 | 1 | 1 | 1 | 1 | 1 | 1 | 1 | 0
PG&E North of Greater Bay Study Area | Honcut | 115 | 0 | 0 | 0 | 0 | 0 | 0 | 0 | 0 | 0 | 0 | 0 | 0 | 0 | 0 | 0 | 0 | 0 | 0 | 0 | 0 |  | 0 | 0 | 0 | 0 | 0 | 0 | 0 | 0 | 0 | 0 | 0 | 0 | 0 | 0 | 0 | 0 | 0 | 0 | 0 | 0 | 0 | 0 | 0 | 0 | 0 | 0 | 0 | 0 | 0 | 0 | 0 | 0 | 0 | 0 | 0 | 0 |  | 0 | 0 | 0 | 0 | 0 | 0 | 0 | 0 | 0 | 0 | 0 | 0 | 0 | 0 | 0 | 0 | 0 | 0 | 0 | 0 | 0 | 0 | 0 | 0 | 0 | 0 | 0 | 0 | 0 | 0 | 0 | 0 | 0 | 0 | 0 | 0 |  | 0 | 0 | 0 | 0 | 0 | 0 | 0 | 0 | 0 | 0 | 0 | 0 | 0 | 0 | 0 | 0 | 0 | 0 | 0 | 0 | 0 | 0 | 0 | 0 | 0 | 0 | 0 | 0 | 0 | 0 | 0 | 0 | 0 | 0 | 0 | 0 |  | 0 | 0 | 0 | 0 | 0 | 0 | 0 | 0 | 0 | 0 | 0 | 0 | 0 | 0 | 0 | 0 | 0 | 0 | 0 | 0 | 0 | 0 | 0 | 0 | 0 | 0 | 0 | 0 | 0 | 0 | 0 | 0 | 0 | 0 | 0 | 0 |  | 1 | 1 | 1 | 1 | 1 | 1 | 1 | 1 | 1 | 0
SDG&E Study Area | Hoodoo Wash | 500 | 0 | 0 | 0 | 0 | 0 | 0 | 0 | 0 | 0 | 0 | 0 | 0 | 250 | 200 | 450 | 150 | 100 | 250 | 0 | 1 |  | 0 | 0 | 0 | 0 | 0 | 0 | 0 | 0 | 0 | 0 | 0 | 0 | 200 | 185 | 385 | 0 | 0 | 1 | 0 | 0 | 0 | 0 | 0 | 0 | 0 | 0 | 0 | 0 | 0 | 2 | 2 | 2 | -2 | 0 | 0 | 1 |  | 0 | 0 | 0 | 0 | 0 | 0 | 0 | 0 | 0 | 0 | 0 | 250 | 450 | 297.5 | 635 | 0 | 0 | 1 | 0 | 0 | 0 | 0 | 0 | 0 | 0 | 0 | 0 | 0 | 0 | 0 | 0 | -1 | -2 | 0 | 0 | 1 |  | 0 | 0 | 0 | 0 | 0 | 0 | 0 | 0 | 0 | 0 | 0 | 250 | 1294.62 | 297.5 | 1058.15 | 0 | 0 | 1 | 0 | 0 | 0 | 0 | 0 | 0 | 0 | 0 | 0 | 0 | 0 | 0 | -2 | -1 | -2 | 0 | 0 | 1 |  | 0 | 0 | 0 | 0 | 0 | 0 | 0 | 0 | 0 | 0 | 0 | 250 | 2634.964 | 297.5 | 2398.964 | 0 | 0 | 1 | 0 | 0 | 0 | 0 | 0 | 0 | 0 | 0 | 0 | 0 | 0 | 0 | -2 | -1 | -2 | 0 | 0 | 1 |  | 1 | 1 | 1 | 1 | 1 | 1 | 2+ | 4+ | 1 | 1
PG&E North of Greater Bay Study Area | Hopland | 115 | 0 | 0 | 0 | 0 | 0 | 0 | 0 | 0 | 0 | 0 | 0 | 0 | 0 | 0 | 0 | 0 | 0 | 0 | 0 | 0 |  | 0 | 0 | 0 | 0 | 0 | 0 | 0 | 0 | 0 | 0 | 0 | 0 | 0 | 0 | 0 | 0 | 0 | 0 | 0 | 0 | 0 | 0 | 0 | 0 | 0 | 0 | 0 | 0 | 0 | 0 | 0 | 0 | 0 | 0 | 0 | 0 |  | 0 | 0 | 0 | 0 | 0 | 0 | 0 | 0 | 0 | 0 | 0 | 0 | 0 | 0 | 0 | 0 | 0 | 0 | 0 | 0 | 0 | 0 | 0 | 0 | 0 | 0 | 0 | 0 | 0 | 0 | 0 | 0 | 0 | 0 | 0 | 0 |  | 0 | 0 | 0 | 0 | 0 | 0 | 0 | 0 | 0 | 0 | 0 | 0 | 0 | 0 | 0 | 0 | 0 | 0 | 0 | 0 | 0 | 0 | 0 | 0 | 0 | 0 | 0 | 0 | 0 | 0 | 0 | 0 | 0 | 0 | 0 | 0 |  | 0 | 0 | 0 | 0 | 0 | 0 | 0 | 0 | 0 | 0 | 0 | 0 | 12 | 0 | 24.486 | 0 | 0 | 1 | 0 | 0 | 0 | 0 | 0 | 0 | 0 | 0 | 0 | 0 | 0 | 0 | -2 | 0 | -2 | 0 | 0 | 1 |  | 1 | 1 | 1 | 1 | 1 | 1 | 1+ | 1+ | 1 | 1
PG&E North of Greater Bay Study Area | Humboldt | 115 | 0 | 2.5 | 0 | 0 | 0 | 0 | 0 | 0 | 0 | 0 | 0 | 0 | 0 | 0 | 0 | 0 | 0 | 0 | 0 | 1 |  | 0 | 0 | 0 | 0 | 0 | 0 | 0 | 0 | 0 | 161.925 | 0 | 0 | 0 | 0 | 0 | 0 | 0 | 1 | 0 | 0 | 2 | 2 | 0 | 0 | 0 | 0 | 0 | -2 | 0 | 0 | 0 | 0 | 0 | 0 | 0 | 1 |  | 0 | 0 | 0 | 0 | 0 | 0 | 0 | 0 | 0 | 0 | 0 | 0 | 0 | 0 | 0 | 0 | 0 | 0 | 0 | 0 | 2 | 2 | 0 | 0 | 0 | 0 | 0 | 0 | 0 | 0 | 0 | 0 | 0 | 0 | 0 | 1 |  | 0 | 0 | 0 | 0 | 0 | 0 | 0 | 0 | 0 | 161.925 | 0 | 0 | 0 | 0 | 0 | 0 | 0 | 1 | 0 | 0 | 2 | 2 | 0 | 0 | 0 | 0 | 0 | -2 | 0 | 0 | 0 | 0 | 0 | 0 | 0 | 1 |  | 0 | 0 | 0 | 0 | 0 | 0 | 0 | 0 | 0 | 161.925 | 0 | 0 | 0 | 0 | 0 | 0 | 0 | 1 | 0 | 0 | 2 | 2 | 0 | 0 | 0 | 0 | 0 | -2 | 0 | 0 | 0 | 0 | 0 | 0 | 0 | 1 |  | 1 | 5- | 1 | 1 | 2+ | 1 | 1 | 1 | 1 | 1
PG&E North of Greater Bay Study Area | Humboldt (Proposed) | 500 | 0 | 0 | 0 | 0 | 0 | 0 | 0 | 0 | 0 | 0 | 0 | 0 | 0 | 0 | 0 | 0 | 0 | 0 | 0 | 0 |  | 0 | 0 | 0 | 0 | 0 | 0 | 0 | 0 | 0 | 0 | 0 | 0 | 0 | 0 | 0 | 0 | 0 | 0 | 0 | 0 | 0 | 0 | 0 | 0 | 0 | 0 | 0 | 0 | 0 | 0 | 0 | 0 | 0 | 0 | 0 | 0 |  | 0 | 0 | 0 | 0 | 0 | 0 | 0 | 0 | 0 | 0 | 0 | 0 | 0 | 0 | 0 | 0 | 0 | 0 | 0 | 0 | 0 | 0 | 0 | 0 | 0 | 0 | 0 | 0 | 0 | 0 | 0 | 0 | 0 | 0 | 0 | 0 |  | 0 | 0 | 0 | 0 | 0 | 0 | 0 | 0 | 0 | 0 | 0 | 0 | 0 | 0 | 0 | 0 | 0 | 0 | 0 | 0 | 0 | 0 | 0 | 0 | 0 | 0 | 0 | 0 | 0 | 0 | 0 | 0 | 0 | 0 | 0 | 0 |  | 0 | 0 | 0 | 0 | 0 | 0 | 0 | 0 | 0 | 0 | 0 | 0 | 0 | 0 | 0 | 0 | 0 | 0 | 0 | 0 | 0 | 0 | 0 | 0 | 0 | 0 | 0 | 0 | 0 | 0 | 0 | 0 | 0 | 0 | 0 | 0 |  | 1 | 1 | 1 | 1 | 1 | 1 | 1 | 1 | 1 | 0
SCE Metro Study Area | Huntington Beach | 230 | 0 | 0 | 0 | 0 | 0 | 0 | 0 | 0 | 0 | 0 | 0 | 0 | 0 | 0 | 0 | 0 | 0 | 0 | 0 | 0 |  | 0 | 0 | 0 | 0 | 0 | 0 | 0 | 0 | 0 | 0 | 0 | 0 | 0 | 0 | 0 | 0 | 0 | 0 | 0 | 0 | 0 | 0 | 0 | 0 | 0 | 0 | 0 | 0 | 0 | 0 | 0 | 0 | 0 | 0 | 0 | 0 |  | 0 | 0 | 0 | 0 | 0 | 0 | 0 | 0 | 0 | 0 | 0 | 0 | 0 | 0 | 0 | 0 | 0 | 0 | 0 | 0 | 0 | 0 | 0 | 0 | 0 | 0 | 0 | 0 | 0 | 0 | 0 | 0 | 0 | 0 | 0 | 0 |  | 0 | 0 | 0 | 0 | 0 | 0 | 0 | 0 | 0 | 0 | 0 | 0 | 0 | 0 | 0 | 0 | 0 | 0 | 0 | 0 | 0 | 0 | 0 | 0 | 0 | 0 | 0 | 0 | 0 | 0 | 0 | 0 | 0 | 0 | 0 | 0 |  | 0 | 0 | 0 | 0 | 0 | 0 | 0 | 0 | 0 | 0 | 0 | 0 | 0 | 0 | 0 | 0 | 0 | 0 | 0 | 0 | 0 | 0 | 0 | 0 | 0 | 0 | 0 | 0 | 0 | 0 | 0 | 0 | 0 | 0 | 0 | 0 |  | 1 | 1 | 1 | 1 | 1 | 1 | 1 | 1 | 1 | 0
PG&E North of Greater Bay Study Area | Ignacio | 230 | 0 | 0 | 0 | 0 | 0 | 0 | 0 | 0 | 0 | 0 | 0 | 0 | 0 | 0 | 0 | 0 | 0 | 0 | 0 | 0 |  | 0 | 0 | 0 | 0 | 0 | 0 | 0 | 0 | 0 | 0 | 0 | 0 | 0 | 0 | 0 | 0 | 0 | 0 | 0 | 0 | 0 | 0 | 0 | 0 | 0 | 0 | 0 | 0 | 0 | 0 | 0 | 0 | 0 | 0 | 0 | 0 |  | 0 | 0 | 0 | 0 | 0 | 0 | 0 | 0 | 0 | 0 | 0 | 0 | 0 | 0 | 0 | 0 | 0 | 0 | 0 | 0 | 0 | 0 | 0 | 0 | 0 | 0 | 0 | 0 | 0 | 0 | 0 | 0 | 0 | 0 | 0 | 0 |  | 0 | 0 | 0 | 0 | 0 | 0 | 0 | 0 | 0 | 0 | 0 | 0 | 0 | 0 | 0 | 0 | 0 | 0 | 0 | 0 | 0 | 0 | 0 | 0 | 0 | 0 | 0 | 0 | 0 | 0 | 0 | 0 | 0 | 0 | 0 | 0 |  | 0 | 0 | 0 | 0 | 0 | 0 | 0 | 0 | 0 | 0 | 0 | 0 | 0 | 0 | 0 | 0 | 0 | 0 | 0 | 0 | 0 | 0 | 0 | 0 | 0 | 0 | 0 | 0 | 0 | 0 | 0 | 0 | 0 | 0 | 0 | 0 |  | 1 | 1 | 1 | 1 | 1 | 1 | 1 | 1 | 1 | 0
PG&E North of Greater Bay Study Area | Ignacio | 115 | 0 | 0 | 0 | 0 | 0 | 0 | 0 | 0 | 0 | 0 | 0 | 0 | 0 | 0 | 0 | 0 | 0 | 0 | 0 | 0 |  | 0 | 0 | 0 | 0 | 0 | 0 | 0 | 0 | 0 | 0 | 0 | 0 | 0 | 0 | 0 | 0 | 0 | 0 | 0 | 0 | 0 | 0 | 0 | 0 | 0 | 0 | 0 | 0 | 0 | 0 | 0 | 0 | 0 | 0 | 0 | 0 |  | 0 | 0 | 0 | 0 | 0 | 0 | 0 | 0 | 0 | 0 | 0 | 0 | 0 | 0 | 0 | 0 | 0 | 0 | 0 | 0 | 0 | 0 | 0 | 0 | 0 | 0 | 0 | 0 | 0 | 0 | 0 | 0 | 0 | 0 | 0 | 0 |  | 0 | 0 | 0 | 0 | 0 | 0 | 0 | 0 | 0 | 0 | 0 | 0 | 0 | 0 | 0 | 0 | 0 | 0 | 0 | 0 | 0 | 0 | 0 | 0 | 0 | 0 | 0 | 0 | 0 | 0 | 0 | 0 | 0 | 0 | 0 | 0 |  | 0 | 0 | 0 | 0 | 0 | 0 | 0 | 0 | 0 | 0 | 0 | 0 | 0 | 0 | 313.7932 | 0 | 0 | 1 | 0 | 0 | 0 | 0 | 0 | 0 | 0 | 0 | 0 | 0 | 0 | 0 | 0 | 0 | -2 | 0 | 0 | 1 |  | 1 | 1 | 1 | 1 | 1 | 1 | 1 | 1+ | 1 | 1
SDG&E Study Area | Imperial Valley | 500 | 0 | 0 | 0 | 0 | 0 | 0 | 0 | 0 | 0 | 0 | 0 | 0 | 0 | 0 | 0 | 0 | 0 | 0 | 0 | 0 |  | 0 | 0 | 0 | 0 | 0 | 0 | 0 | 0 | 0 | 0 | 0 | 0 | 0 | 0 | 0 | 0 | 0 | 0 | 0 | 0 | 0 | 0 | 0 | 0 | 0 | 0 | 0 | 0 | 0 | 0 | 0 | 0 | 0 | 0 | 0 | 0 |  | 0 | 0 | 0 | 0 | 0 | 0 | 0 | 0 | 0 | 0 | 0 | 0 | 0 | 0 | 0 | 0 | 0 | 0 | 0 | 0 | 0 | 0 | 0 | 0 | 0 | 0 | 0 | 0 | 0 | 0 | 0 | 0 | 0 | 0 | 0 | 0 |  | 0 | 0 | 0 | 0 | 0 | 0 | 0 | 0 | 0 | 0 | 0 | 0 | 0 | 0 | 0 | 0 | 0 | 0 | 0 | 0 | 0 | 0 | 0 | 0 | 0 | 0 | 0 | 0 | 0 | 0 | 0 | 0 | 0 | 0 | 0 | 0 |  | 0 | 0 | 0 | 0 | 0 | 0 | 0 | 0 | 0 | 0 | 0 | 0 | 0 | 0 | 0 | 0 | 0 | 0 | 0 | 0 | 0 | 0 | 0 | 0 | 0 | 0 | 0 | 0 | 0 | 0 | 0 | 0 | 0 | 0 | 0 | 0 |  | 1 | 1 | 1 | 1 | 1 | 1 | 1 | 1 | 1 | 0
SDG&E Study Area | Imperial Valley | 230 | 50 | 0 | 0 | 0 | 0 | 0 | 0 | 0 | 0 | 0 | 0 | 0 | 0 | 0 | 0 | 0 | 0 | 0 | 0 | 1 |  | 0 | 0 | 0 | 0 | 0 | 0 | 0 | 0 | 0 | 0 | 0 | 0 | 560 | 0.41 | 1340 | 0 | 0 | 1 | 2 | 2 | 0 | 0 | 0 | 0 | 0 | 0 | 0 | 0 | 0 | 0 | -2 | -2 | -2 | 0 | 0 | 1 |  | 0 | 0 | 0 | 0 | 0 | 0 | 0 | 0 | 0 | 0 | 0 | 0 | 200 | 0.41 | 330 | 0 | 0 | 1 | 2 | 2 | 0 | 0 | 0 | 0 | 0 | 0 | 0 | 0 | 0 | 0 | -2 | -2 | -2 | 0 | 0 | 1 |  | 0 | 0 | 0 | 0 | 0 | 0 | 0 | 0 | 0 | 0 | 0 | 0 | 560 | 0.41 | 1340 | 0 | 0 | 1 | 2 | 2 | 0 | 0 | 0 | 0 | 0 | 0 | 0 | 0 | 0 | 0 | -2 | -2 | -2 | 0 | 0 | 1 |  | 0 | 0 | 0 | 0 | 0 | 0 | 0 | 0 | 0 | 0 | 0 | 0 | 846.13 | 0.41 | 2259.23 | 0 | 0 | 1 | 2 | 2 | 0 | 0 | 0 | 0 | 0 | 0 | 0 | 0 | 0 | 0 | -2 | -2 | -2 | 0 | 0 | 1 |  | 5- | 1 | 1 | 1 | 1 | 1 | 4+ | 4+ | 1 | 1
East of Pisgah Study Area | Innovation | 230 | 0 | 0 | 100 | 100 | 200 | 0 | 0 | 0 | 0 | 0 | 0 | 0 | 300 | 0 | 300 | 100 | 50 | 150 | 0 | 1 |  | 0 | 0 | 0 | 0 | 0 | 0 | 0 | 0 | 0 | 0 | 0 | 0 | 0 | 0 | 0 | 0 | 0 | 0 | 0 | 0 | 0 | 0 | 2 | 2 | 0 | 0 | 0 | 0 | 0 | 2 | 2 | 2 | 2 | 0 | 0 | 1 |  | 0 | 0 | 0 | 0 | 0 | 0 | 0 | 0 | 0 | 0 | 0 | 300 | 300 | 97.59 | 150 | 0 | 0 | 1 | 0 | 0 | 0 | 0 | 2 | 2 | 0 | 0 | 0 | 0 | 0 | 0 | 0 | 2 | 0 | 0 | 0 | 1 |  | 0 | 0 | 0 | 0 | 0 | 0 | 0 | 0 | 0 | 0 | 0 | 300 | 300 | 97.59 | 150 | 0 | 0 | 1 | 0 | 0 | 0 | 0 | 2 | 2 | 0 | 0 | 0 | 0 | 0 | 0 | 0 | 2 | 0 | 0 | 0 | 1 |  | 0 | 0 | 0 | 0 | 0 | 0 | 0 | 0 | 0 | 0 | 0 | 300 | 300 | 97.59 | 150 | 0 | 0 | 1 | 0 | 0 | 0 | 0 | 2 | 2 | 0 | 0 | 0 | 0 | 0 | 0 | 0 | 2 | 0 | 0 | 0 | 1 |  | 1 | 1 | 5- | 1 | 1 | 1 | 1 | 1 | 1 | 1
East of Pisgah Study Area | Innovation | 138 | 0 | 0 | 0 | 0 | 0 | 0 | 0 | 0 | 0 | 0 | 0 | 0 | 0 | 0 | 0 | 0 | 0 | 0 | 0 | 0 |  | 0 | 0 | 0 | 0 | 0 | 0 | 0 | 0 | 0 | 0 | 0 | 0 | 0 | 0 | 0 | 0 | 0 | 0 | 0 | 0 | 0 | 0 | 0 | 0 | 0 | 0 | 0 | 0 | 0 | 0 | 0 | 0 | 0 | 0 | 0 | 0 |  | 0 | 0 | 0 | 0 | 0 | 0 | 0 | 0 | 0 | 0 | 0 | 0 | 0 | 0 | 0 | 0 | 0 | 0 | 0 | 0 | 0 | 0 | 0 | 0 | 0 | 0 | 0 | 0 | 0 | 0 | 0 | 0 | 0 | 0 | 0 | 0 |  | 0 | 0 | 0 | 0 | 0 | 0 | 0 | 0 | 0 | 0 | 0 | 0 | 0 | 0 | 0 | 0 | 0 | 0 | 0 | 0 | 0 | 0 | 0 | 0 | 0 | 0 | 0 | 0 | 0 | 0 | 0 | 0 | 0 | 0 | 0 | 0 |  | 0 | 0 | 0 | 0 | 0 | 0 | 0 | 0 | 0 | 0 | 0 | 0 | 0 | 0 | 0 | 0 | 0 | 0 | 0 | 0 | 0 | 0 | 0 | 0 | 0 | 0 | 0 | 0 | 0 | 0 | 0 | 0 | 0 | 0 | 0 | 0 |  | 1 | 1 | 1 | 1 | 1 | 1 | 1 | 1 | 1 | 0
SCE North of Lugo Study Area | Inyokern | 115 | 0 | 0 | 0 | 0 | 0 | 0 | 0 | 0 | 0 | 0 | 0 | 0 | 0 | 0 | 0 | 0 | 0 | 0 | 0 | 0 |  | 0 | 0 | 0 | 0 | 0 | 0 | 0 | 0 | 0 | 0 | 0 | 0 | 0 | 0 | 0 | 0 | 0 | 0 | 0 | 0 | 0 | 0 | 0 | 0 | 0 | 0 | 0 | 0 | 0 | 0 | 0 | 0 | 0 | 0 | 0 | 0 |  | 0 | 0 | 0 | 0 | 0 | 0 | 0 | 0 | 0 | 0 | 4 | 0 | 11.9 | 0 | 0 | 0 | 0 | 1 | 0 | 0 | 0 | 0 | 0 | 0 | 0 | 0 | 0 | 0 | -2 | 0 | -2 | 0 | 0 | 0 | 0 | 1 |  | 0 | 0 | 0 | 0 | 0 | 0 | 0 | 0 | 0 | 0 | 4 | 0 | 11.9 | 0 | 0 | 0 | 0 | 1 | 0 | 0 | 0 | 0 | 0 | 0 | 0 | 0 | 0 | 0 | -2 | 0 | -2 | 0 | 0 | 0 | 0 | 1 |  | 0 | 0 | 0 | 0 | 0 | 0 | 0 | 0 | 0 | 0 | 4 | 0 | 71.8 | 0 | 22.496 | 0 | 0 | 1 | 0 | 0 | 0 | 0 | 0 | 0 | 0 | 0 | 0 | 0 | -2 | 0 | -2 | 0 | -2 | 0 | 0 | 1 |  | 1 | 1 | 1 | 1 | 1 | 4+ | 4+ | 1+ | 1 | 1
East of Pisgah Study Area | IS Tap | 138 | 0 | 0 | 0 | 0 | 0 | 0 | 0 | 0 | 0 | 0 | 0 | 0 | 0 | 0 | 0 | 0 | 0 | 0 | 0 | 0 |  | 0 | 0 | 0 | 0 | 0 | 0 | 0 | 0 | 0 | 0 | 0 | 0 | 0 | 0 | 0 | 0 | 0 | 0 | 0 | 0 | 0 | 0 | 0 | 0 | 0 | 0 | 0 | 0 | 0 | 0 | 0 | 0 | 0 | 0 | 0 | 0 |  | 0 | 0 | 0 | 0 | 0 | 0 | 0 | 0 | 0 | 0 | 0 | 0 | 0 | 0 | 0 | 0 | 0 | 0 | 0 | 0 | 0 | 0 | 0 | 0 | 0 | 0 | 0 | 0 | 0 | 0 | 0 | 0 | 0 | 0 | 0 | 0 |  | 0 | 0 | 0 | 0 | 0 | 0 | 0 | 0 | 0 | 0 | 0 | 0 | 0 | 0 | 0 | 0 | 0 | 0 | 0 | 0 | 0 | 0 | 0 | 0 | 0 | 0 | 0 | 0 | 0 | 0 | 0 | 0 | 0 | 0 | 0 | 0 |  | 0 | 0 | 0 | 0 | 0 | 0 | 0 | 0 | 0 | 0 | 0 | 0 | 0 | 0 | 0 | 0 | 0 | 0 | 0 | 0 | 0 | 0 | 0 | 0 | 0 | 0 | 0 | 0 | 0 | 0 | 0 | 0 | 0 | 0 | 0 | 0 |  | 1 | 1 | 1 | 1 | 1 | 1 | 1 | 1 | 1 | 0
East of Pisgah Study Area | Ivanpah | 230 | 0 | 0 | 0 | 0 | 0 | 0 | 0 | 0 | 0 | 0 | 0 | 0 | 0 | 0 | 0 | 0 | 0 | 0 | 0 | 0 |  | 0 | 0 | 0 | 0 | 0 | 0 | 0 | 0 | 0 | 0 | 0 | 0 | 0 | 0 | 0 | 0 | 0 | 0 | 0 | 0 | 0 | 0 | 0 | 0 | 0 | 0 | 0 | 0 | 0 | 0 | 0 | 0 | 0 | 0 | 0 | 0 |  | 0 | 0 | 0 | 0 | 0 | 0 | 0 | 0 | 0 | 0 | 0 | 0 | 0 | 0 | 0 | 0 | 0 | 0 | 0 | 0 | 0 | 0 | 0 | 0 | 0 | 0 | 0 | 0 | 0 | 0 | 0 | 0 | 0 | 0 | 0 | 0 |  | 0 | 0 | 0 | 0 | 0 | 0 | 0 | 0 | 0 | 0 | 0 | 0 | 0 | 0 | 0 | 0 | 0 | 0 | 0 | 0 | 0 | 0 | 0 | 0 | 0 | 0 | 0 | 0 | 0 | 0 | 0 | 0 | 0 | 0 | 0 | 0 |  | 0 | 0 | 0 | 0 | 0 | 0 | 0 | 0 | 0 | 0 | 0 | 0 | 4.5 | 0 | 0 | 0 | 0 | 1 | 0 | 0 | 0 | 0 | 0 | 0 | 0 | 0 | 0 | 0 | 0 | 0 | -2 | 0 | 0 | 0 | 0 | 1 |  | 1 | 1 | 1 | 1 | 1 | 1 | 1+ | 1 | 1 | 1
East of Pisgah Study Area | Jackass (DOE) | 138 | 0 | 0 | 0 | 0 | 0 | 0 | 0 | 0 | 0 | 0 | 0 | 0 | 0 | 0 | 0 | 0 | 0 | 0 | 0 | 0 |  | 0 | 0 | 0 | 0 | 0 | 0 | 0 | 0 | 0 | 0 | 0 | 0 | 0 | 0 | 0 | 0 | 0 | 0 | 0 | 0 | 0 | 0 | 0 | 0 | 0 | 0 | 0 | 0 | 0 | 0 | 0 | 0 | 0 | 0 | 0 | 0 |  | 0 | 0 | 0 | 0 | 0 | 0 | 0 | 0 | 0 | 0 | 0 | 0 | 0 | 0 | 0 | 0 | 0 | 0 | 0 | 0 | 0 | 0 | 0 | 0 | 0 | 0 | 0 | 0 | 0 | 0 | 0 | 0 | 0 | 0 | 0 | 0 |  | 0 | 0 | 0 | 0 | 0 | 0 | 0 | 0 | 0 | 0 | 0 | 0 | 0 | 0 | 0 | 0 | 0 | 0 | 0 | 0 | 0 | 0 | 0 | 0 | 0 | 0 | 0 | 0 | 0 | 0 | 0 | 0 | 0 | 0 | 0 | 0 |  | 0 | 0 | 0 | 0 | 0 | 0 | 0 | 0 | 0 | 0 | 0 | 0 | 0 | 0 | 0 | 0 | 0 | 0 | 0 | 0 | 0 | 0 | 0 | 0 | 0 | 0 | 0 | 0 | 0 | 0 | 0 | 0 | 0 | 0 | 0 | 0 |  | 1 | 1 | 1 | 1 | 1 | 1 | 1 | 1 | 1 | 0
PG&E Fresno Study Area | Jackson Swt | 115 | 0 | 0 | 0 | 0 | 0 | 0 | 0 | 0 | 0 | 0 | 0 | 0 | 0 | 0 | 0 | 0 | 0 | 0 | 0 | 0 |  | 0 | 0 | 0 | 0 | 0 | 0 | 0 | 0 | 0 | 0 | 0 | 0 | 0 | 0 | 0 | 0 | 0 | 0 | 0 | 0 | 0 | 0 | 0 | 0 | 0 | 0 | 0 | 0 | 0 | 0 | 0 | 0 | 0 | 0 | 0 | 0 |  | 0 | 0 | 0 | 0 | 0 | 0 | 0 | 0 | 0 | 0 | 0 | 0 | 0 | 0 | 0 | 0 | 0 | 0 | 0 | 0 | 0 | 0 | 0 | 0 | 0 | 0 | 0 | 0 | 0 | 0 | 0 | 0 | 0 | 0 | 0 | 0 |  | 0 | 0 | 0 | 0 | 0 | 0 | 0 | 0 | 0 | 0 | 0 | 0 | 0 | 0 | 0 | 0 | 0 | 0 | 0 | 0 | 0 | 0 | 0 | 0 | 0 | 0 | 0 | 0 | 0 | 0 | 0 | 0 | 0 | 0 | 0 | 0 |  | 0 | 0 | 0 | 0 | 0 | 0 | 0 | 0 | 0 | 0 | 0 | 0 | 0 | 0 | 0 | 0 | 0 | 0 | 0 | 0 | 0 | 0 | 0 | 0 | 0 | 0 | 0 | 0 | 0 | 0 | 0 | 0 | 0 | 0 | 0 | 0 |  | 1 | 1 | 1 | 1 | 1 | 1 | 1 | 1 | 1 | 0
PG&E North of Greater Bay Study Area | Jessup | 115 | 0 | 6 | 0 | 0 | 0 | 0 | 0 | 0 | 0 | 0 | 0 | 0 | 0 | 0 | 0 | 0 | 0 | 0 | 0 | 1 |  | 0 | 0 | 0 | 0 | 0 | 0 | 0 | 0 | 0 | 0 | 0 | 0 | 0 | 0 | 0 | 0 | 0 | 0 | 0 | 0 | 2 | 2 | 0 | 0 | 0 | 0 | 0 | 0 | 0 | 0 | 0 | 0 | 0 | 0 | 0 | 1 |  | 0 | 0 | 0 | 6 | 0 | 0 | 0 | 0 | 0 | 0 | 0 | 0 | 0 | 0 | 0 | 0 | 0 | 1 | 0 | 0 | 2 | 0 | 0 | 0 | 0 | 0 | 0 | 0 | 0 | 0 | 0 | 0 | 0 | 0 | 0 | 1 |  | 0 | 0 | 0 | 6 | 0 | 0 | 0 | 0 | 0 | 0 | 0 | 0 | 0 | 0 | 0 | 0 | 0 | 1 | 0 | 0 | 2 | 0 | 0 | 0 | 0 | 0 | 0 | 0 | 0 | 0 | 0 | 0 | 0 | 0 | 0 | 1 |  | 0 | 0 | 0 | 6 | 0 | 0 | 0 | 0 | 0 | 0 | 0 | 0 | 0 | 0 | 0 | 0 | 0 | 1 | 0 | 0 | 2 | 0 | 0 | 0 | 0 | 0 | 0 | 0 | 0 | 0 | 0 | 0 | 0 | 0 | 0 | 1 |  | 1 | 1 | 1 | 1 | 1 | 1 | 1 | 1 | 1 | 0
SCE Metro Study Area | Johanna | 230 | 0 | 0 | 0 | 0 | 0 | 0 | 0 | 0 | 0 | 0 | 0 | 0 | 0 | 0 | 0 | 0 | 50 | 50 | 0 | 1 |  | 0 | 0 | 0 | 0 | 0 | 0 | 0 | 0 | 0 | 0 | 0 | 0 | 0 | 0 | 0 | 0 | 0 | 0 | 0 | 0 | 0 | 0 | 0 | 0 | 0 | 0 | 0 | 0 | 0 | 0 | 0 | 2 | 2 | 0 | 0 | 1 |  | 0 | 0 | 0 | 0 | 0 | 0 | 0 | 0 | 0 | 0 | 0 | 0 | 0 | 0 | 50.3 | 0 | 0 | 1 | 0 | 0 | 0 | 0 | 0 | 0 | 0 | 0 | 0 | 0 | 0 | 0 | 0 | 2 | 0 | 0 | 0 | 1 |  | 0 | 0 | 0 | 0 | 0 | 0 | 0 | 0 | 0 | 0 | 0 | 0 | 0 | 0 | 50.3 | 0 | 0 | 1 | 0 | 0 | 0 | 0 | 0 | 0 | 0 | 0 | 0 | 0 | 0 | 0 | 0 | 2 | 0 | 0 | 0 | 1 |  | 0 | 0 | 0 | 0 | 0 | 0 | 0 | 0 | 0 | 0 | 0 | 0 | 0 | 0 | 152.56 | 0 | 0 | 1 | 0 | 0 | 0 | 0 | 0 | 0 | 0 | 0 | 0 | 0 | 0 | 0 | 0 | 2 | -2 | 0 | 0 | 1 |  | 1 | 1 | 1 | 1 | 1 | 1 | 1 | 1+ | 1 | 1
SCE Eastern Study Area | Julian Hinds | 230 | 0 | 0 | 0 | 0 | 0 | 0 | 0 | 0 | 0 | 0 | 0 | 0 | 0 | 0 | 0 | 0 | 0 | 0 | 0 | 0 |  | 0 | 0 | 0 | 0 | 0 | 0 | 0 | 0 | 0 | 0 | 0 | 0 | 0 | 0 | 0 | 0 | 0 | 0 | 0 | 0 | 0 | 0 | 0 | 0 | 0 | 0 | 0 | 0 | 0 | 0 | 0 | 0 | 0 | 0 | 0 | 0 |  | 0 | 0 | 0 | 0 | 0 | 0 | 0 | 0 | 0 | 0 | 0 | 0 | 0 | 0 | 0 | 0 | 0 | 0 | 0 | 0 | 0 | 0 | 0 | 0 | 0 | 0 | 0 | 0 | 0 | 0 | 0 | 0 | 0 | 0 | 0 | 0 |  | 0 | 0 | 0 | 0 | 0 | 0 | 0 | 0 | 0 | 0 | 0 | 0 | 0 | 0 | 0 | 0 | 0 | 0 | 0 | 0 | 0 | 0 | 0 | 0 | 0 | 0 | 0 | 0 | 0 | 0 | 0 | 0 | 0 | 0 | 0 | 0 |  | 0 | 0 | 0 | 0 | 0 | 0 | 0 | 0 | 0 | 0 | 0 | 0 | 0 | 0 | 0 | 0 | 0 | 0 | 0 | 0 | 0 | 0 | 0 | 0 | 0 | 0 | 0 | 0 | 0 | 0 | 0 | 0 | 0 | 0 | 0 | 0 |  | 1 | 1 | 1 | 1 | 1 | 1 | 1 | 1 | 1 | 0
PG&E Greater Bay Study Area | Kasson | 115 | 0 | 0 | 0 | 0 | 0 | 0 | 0 | 0 | 0 | 0 | 0 | 0 | 0 | 0 | 0 | 0 | 0 | 0 | 0 | 0 |  | 0 | 0 | 0 | 0 | 0 | 0 | 0 | 0 | 0 | 0 | 0 | 0 | 0 | 0 | 0 | 0 | 0 | 0 | 0 | 0 | 0 | 0 | 0 | 0 | 0 | 0 | 0 | 0 | 0 | 0 | 0 | 0 | 0 | 0 | 0 | 0 |  | 0 | 0 | 0 | 0 | 0 | 0 | 0 | 0 | 0 | 0 | 0 | 0 | 0 | 0 | 0 | 0 | 0 | 0 | 0 | 0 | 0 | 0 | 0 | 0 | 0 | 0 | 0 | 0 | 0 | 0 | 0 | 0 | 0 | 0 | 0 | 0 |  | 0 | 0 | 0 | 0 | 0 | 0 | 0 | 0 | 0 | 0 | 0 | 0 | 0 | 0 | 0 | 0 | 0 | 0 | 0 | 0 | 0 | 0 | 0 | 0 | 0 | 0 | 0 | 0 | 0 | 0 | 0 | 0 | 0 | 0 | 0 | 0 |  | 0 | 0 | 0 | 0 | 0 | 0 | 0 | 0 | 0 | 0 | 0 | 0 | 0 | 0 | 0 | 0 | 0 | 0 | 0 | 0 | 0 | 0 | 0 | 0 | 0 | 0 | 0 | 0 | 0 | 0 | 0 | 0 | 0 | 0 | 0 | 0 |  | 1 | 1 | 1 | 1 | 1 | 1 | 1 | 1 | 1 | 0
PG&E Fresno Study Area | Kearney | 230 | 0 | 0 | 0 | 0 | 0 | 0 | 0 | 0 | 0 | 0 | 0 | 0 | 0 | 0 | 0 | 0 | 0 | 0 | 0 | 0 |  | 0 | 0 | 0 | 0 | 0 | 0 | 0 | 0 | 0 | 0 | 0 | 0 | 0 | 0 | 0 | 0 | 0 | 0 | 0 | 0 | 0 | 0 | 0 | 0 | 0 | 0 | 0 | 0 | 0 | 0 | 0 | 0 | 0 | 0 | 0 | 0 |  | 0 | 0 | 0 | 0 | 0 | 0 | 0 | 0 | 0 | 0 | 0 | 0 | 0 | 0 | 0 | 0 | 0 | 0 | 0 | 0 | 0 | 0 | 0 | 0 | 0 | 0 | 0 | 0 | 0 | 0 | 0 | 0 | 0 | 0 | 0 | 0 |  | 0 | 0 | 0 | 0 | 0 | 0 | 0 | 0 | 0 | 0 | 0 | 0 | 0 | 0 | 0 | 0 | 0 | 0 | 0 | 0 | 0 | 0 | 0 | 0 | 0 | 0 | 0 | 0 | 0 | 0 | 0 | 0 | 0 | 0 | 0 | 0 |  | 0 | 0 | 0 | 0 | 0 | 0 | 0 | 0 | 0 | 0 | 0 | 0 | 0 | 0 | 0 | 0 | 0 | 0 | 0 | 0 | 0 | 0 | 0 | 0 | 0 | 0 | 0 | 0 | 0 | 0 | 0 | 0 | 0 | 0 | 0 | 0 |  | 1 | 1 | 1 | 1 | 1 | 1 | 1 | 1 | 1 | 0
PG&E Greater Bay Study Area | Kelso | 230 | 0 | 0 | 150 | 45 | 195 | 0 | 0 | 0 | 0 | 0 | 0 | 0 | 0 | 0 | 0 | 0 | 0 | 0 | 0 | 1 |  | 0 | 0 | 0 | 0 | 80.8 | 84.25 | 0 | 0 | 0 | 0 | 0 | 0 | 0 | 0 | 0 | 0 | 0 | 1 | 0 | 0 | 0 | 0 | 2 | 2 | 0 | 0 | 0 | 0 | 0 | 0 | 0 | 0 | 0 | 0 | 0 | 1 |  | 0 | 0 | 0 | 0 | 127.6919 | 196.45 | 0 | 0 | 0 | 0 | 0 | 0 | 0 | 0 | 0 | 0 | 0 | 1 | 0 | 0 | 0 | 0 | 1 | 0 | 0 | 0 | 0 | 0 | 0 | 0 | 0 | 0 | 0 | 0 | 0 | 1 |  | 0 | 0 | 0 | 0 | 127.6919 | 196.45 | 0 | 0 | 0 | 0 | 0 | 0 | 0 | 0 | 0 | 0 | 0 | 1 | 0 | 0 | 0 | 0 | 1 | 0 | 0 | 0 | 0 | 0 | 0 | 0 | 0 | 0 | 0 | 0 | 0 | 1 |  | 0 | 0 | 0 | 0 | 127.6919 | 196.45 | 0 | 0 | 0 | 0 | 0 | 0 | 0 | 0 | 27 | 0 | 0 | 1 | 0 | 0 | 0 | 0 | 1 | 0 | 0 | 0 | 0 | 0 | 0 | 0 | 0 | 0 | -2 | 0 | 0 | 1 |  | 1 | 1 | 1 | 1 | 1 | 1 | 1 | 1+ | 1 | 1
PG&E Kern Study Area | Kern Oil | 115 | 0 | 0 | 0 | 0 | 0 | 0 | 0 | 0 | 0 | 0 | 0 | 1 | 0 | 0 | 0 | 0 | 0 | 0 | 0 | 1 |  | 0 | 0 | 0 | 0 | 0 | 0 | 0 | 0 | 0 | 0 | 0 | 0 | 0 | 0 | 0 | 0 | 0 | 0 | 0 | 0 | 0 | 0 | 0 | 0 | 0 | 0 | 0 | 0 | 2 | 0 | 0 | 0 | 0 | 0 | 0 | 1 |  | 0 | 0 | 0 | 0 | 0 | 0 | 0 | 0 | 0 | 0 | 0.997 | 0 | 0 | 0 | 0 | 0 | 0 | 1 | 0 | 0 | 0 | 0 | 0 | 0 | 0 | 0 | 0 | 0 | 0 | 0 | 0 | 0 | 0 | 0 | 0 | 0 |  | 0 | 0 | 0 | 0 | 0 | 0 | 0 | 0 | 0 | 0 | 0.997 | 0 | 0 | 0 | 0 | 0 | 0 | 1 | 0 | 0 | 0 | 0 | 0 | 0 | 0 | 0 | 0 | 0 | 0 | 0 | 0 | 0 | 0 | 0 | 0 | 0 |  | 0 | 0 | 0 | 0 | 0 | 0 | 0 | 0 | 0 | 0 | 0.997 | 0 | 0 | 0 | 0 | 0 | 0 | 1 | 0 | 0 | 0 | 0 | 0 | 0 | 0 | 0 | 0 | 0 | 0 | 0 | 0 | 0 | 0 | 0 | 0 | 0 |  | 1 | 1 | 1 | 1 | 1 | 1 | 1 | 1 | 1 | 0
PG&E Kern Study Area | Kern PP | 230 | 0 | 0 | 0 | 0 | 0 | 0 | 0 | 0 | 0 | 0 | 0 | 0 | 0 | 0 | 0 | 0 | 0 | 0 | 0 | 0 |  | 0 | 0 | 0 | 0 | 0 | 0 | 0 | 0 | 0 | 0 | 0 | 0 | 0 | 0 | 0 | 0 | 0 | 0 | 0 | 0 | 0 | 0 | 0 | 0 | 0 | 0 | 0 | 0 | 0 | 0 | 0 | 0 | 0 | 0 | 0 | 0 |  | 0 | 0 | 0 | 0 | 0 | 0 | 0 | 0 | 0 | 0 | 0 | 0 | 0 | 0 | 0 | 0 | 0 | 0 | 0 | 0 | 0 | 0 | 0 | 0 | 0 | 0 | 0 | 0 | 0 | 0 | 0 | 0 | 0 | 0 | 0 | 0 |  | 0 | 0 | 0 | 0 | 0 | 0 | 0 | 0 | 0 | 0 | 0 | 0 | 0 | 0 | 0 | 0 | 0 | 0 | 0 | 0 | 0 | 0 | 0 | 0 | 0 | 0 | 0 | 0 | 0 | 0 | 0 | 0 | 0 | 0 | 0 | 0 |  | 0 | 0 | 0 | 0 | 0 | 0 | 0 | 0 | 0 | 0 | 0 | 0 | 0 | 0 | 0 | 0 | 0 | 0 | 0 | 0 | 0 | 0 | 0 | 0 | 0 | 0 | 0 | 0 | 0 | 0 | 0 | 0 | 0 | 0 | 0 | 0 |  | 1 | 1 | 1 | 1 | 1 | 1 | 1 | 1 | 1 | 0
PG&E Kern Study Area | Kern PP | 115 | 0 | 0 | 0 | 0 | 0 | 0 | 0 | 0 | 0 | 0 | 0 | 0 | 0 | 0 | 0 | 0 | 0 | 0 | 0 | 0 |  | 0 | 0 | 0 | 0 | 0 | 0 | 0 | 0 | 0 | 0 | 0 | 0 | 0 | 0 | 0 | 0 | 0 | 0 | 0 | 0 | 0 | 0 | 0 | 0 | 0 | 0 | 0 | 0 | 0 | 0 | 0 | 0 | 0 | 0 | 0 | 0 |  | 0 | 0 | 0 | 0 | 0 | 0 | 0 | 0 | 0 | 0 | 0 | 0 | 0 | 0 | 0 | 0 | 0 | 0 | 0 | 0 | 0 | 0 | 0 | 0 | 0 | 0 | 0 | 0 | 0 | 0 | 0 | 0 | 0 | 0 | 0 | 0 |  | 0 | 0 | 0 | 0 | 0 | 0 | 0 | 0 | 0 | 0 | 0 | 0 | 0 | 0 | 0 | 0 | 0 | 0 | 0 | 0 | 0 | 0 | 0 | 0 | 0 | 0 | 0 | 0 | 0 | 0 | 0 | 0 | 0 | 0 | 0 | 0 |  | 0 | 0 | 0 | 0 | 0 | 0 | 0 | 0 | 0 | 0 | 0 | 0 | 0 | 0 | 316.064 | 0 | 0 | 1 | 0 | 0 | 0 | 0 | 0 | 0 | 0 | 0 | 0 | 0 | 0 | 0 | 0 | 0 | -2 | 0 | 0 | 1 |  | 1 | 1 | 1 | 1 | 1 | 1 | 1 | 1+ | 1 | 1
PG&E Kern Study Area | Kernridge | 115 | 0 | 0 | 0 | 0 | 0 | 0 | 0 | 0 | 0 | 0 | 0 | 0 | 0 | 0 | 0 | 0 | 0 | 0 | 0 | 0 |  | 0 | 0 | 0 | 0 | 0 | 0 | 0 | 0 | 0 | 0 | 0 | 0 | 0 | 0 | 0 | 0 | 0 | 0 | 0 | 0 | 0 | 0 | 0 | 0 | 0 | 0 | 0 | 0 | 0 | 0 | 0 | 0 | 0 | 0 | 0 | 0 |  | 0 | 0 | 0 | 0 | 0 | 0 | 0 | 0 | 0 | 0 | 0 | 0 | 0 | 0 | 0 | 0 | 0 | 0 | 0 | 0 | 0 | 0 | 0 | 0 | 0 | 0 | 0 | 0 | 0 | 0 | 0 | 0 | 0 | 0 | 0 | 0 |  | 0 | 0 | 0 | 0 | 0 | 0 | 0 | 0 | 0 | 0 | 0 | 0 | 0 | 0 | 0 | 0 | 0 | 0 | 0 | 0 | 0 | 0 | 0 | 0 | 0 | 0 | 0 | 0 | 0 | 0 | 0 | 0 | 0 | 0 | 0 | 0 |  | 0 | 0 | 0 | 0 | 0 | 0 | 0 | 0 | 0 | 0 | 0 | 0 | 0 | 0 | 0 | 0 | 0 | 0 | 0 | 0 | 0 | 0 | 0 | 0 | 0 | 0 | 0 | 0 | 0 | 0 | 0 | 0 | 0 | 0 | 0 | 0 |  | 1 | 1 | 1 | 1 | 1 | 1 | 1 | 1 | 1 | 0
PG&E Greater Bay Study Area | Kirker | 115 | 0 | 0 | 0 | 0 | 0 | 0 | 0 | 0 | 0 | 0 | 0 | 3.9 | 0 | 0 | 0 | 20 | 0 | 20 | 0 | 1 |  | 0 | 0 | 0 | 0 | 0 | 0 | 0 | 0 | 0 | 0 | 0 | 0 | 1 | 20 | 20 | 0 | 0 | 1 | 0 | 0 | 0 | 0 | 0 | 0 | 0 | 0 | 0 | 0 | 2 | 0 | -2 | 0 | 0 | 0 | 0 | 1 |  | 0 | 0 | 0 | 0 | 0 | 0 | 0 | 0 | 0 | 0 | 3.9 | 0 | 1 | 20 | 20 | 0 | 0 | 1 | 0 | 0 | 0 | 0 | 0 | 0 | 0 | 0 | 0 | 0 | 0 | 0 | -2 | 0 | 0 | 0 | 0 | 1 |  | 0 | 0 | 0 | 0 | 0 | 0 | 0 | 0 | 0 | 0 | 3.9 | 0 | 1 | 20 | 20 | 0 | 0 | 1 | 0 | 0 | 0 | 0 | 0 | 0 | 0 | 0 | 0 | 0 | 0 | 0 | -2 | 0 | 0 | 0 | 0 | 1 |  | 0 | 0 | 0 | 0 | 0 | 0 | 0 | 0 | 0 | 0 | 3.9 | 0 | 1 | 20 | 20 | 0 | 0 | 1 | 0 | 0 | 0 | 0 | 0 | 0 | 0 | 0 | 0 | 0 | 0 | 0 | -2 | 0 | 0 | 0 | 0 | 1 |  | 1 | 1 | 1 | 1 | 1 | 1 | 4+ | 1 | 1 | 1
PG&E North of Greater Bay Study Area | Knights Landing | 115 | 0 | 0 | 0 | 0 | 0 | 0 | 0 | 0 | 0 | 0 | 0 | 0 | 0 | 0 | 0 | 0 | 0 | 0 | 0 | 0 |  | 0 | 0 | 0 | 0 | 0 | 0 | 0 | 0 | 0 | 0 | 0 | 0 | 0 | 0 | 0 | 0 | 0 | 0 | 0 | 0 | 0 | 0 | 0 | 0 | 0 | 0 | 0 | 0 | 0 | 0 | 0 | 0 | 0 | 0 | 0 | 0 |  | 0 | 0 | 0 | 0 | 0 | 0 | 0 | 0 | 0 | 0 | 0 | 0 | 0 | 0 | 0 | 0 | 0 | 0 | 0 | 0 | 0 | 0 | 0 | 0 | 0 | 0 | 0 | 0 | 0 | 0 | 0 | 0 | 0 | 0 | 0 | 0 |  | 0 | 0 | 0 | 0 | 0 | 0 | 0 | 0 | 0 | 0 | 0 | 0 | 0 | 0 | 0 | 0 | 0 | 0 | 0 | 0 | 0 | 0 | 0 | 0 | 0 | 0 | 0 | 0 | 0 | 0 | 0 | 0 | 0 | 0 | 0 | 0 |  | 0 | 0 | 0 | 0 | 0 | 0 | 0 | 0 | 0 | 0 | 0 | 0 | 0 | 0 | 0 | 0 | 0 | 0 | 0 | 0 | 0 | 0 | 0 | 0 | 0 | 0 | 0 | 0 | 0 | 0 | 0 | 0 | 0 | 0 | 0 | 0 |  | 1 | 1 | 1 | 1 | 1 | 1 | 1 | 1 | 1 | 0
SCE North of Lugo Study Area | Kramer | 230 | 0 | 0 | 0 | 0 | 0 | 0 | 0 | 0 | 0 | 0 | 0 | 0 | 79 | 200 | 279 | 45 | 80 | 125 | 0 | 1 |  | 0 | 0 | 0 | 0 | 0 | 0 | 0 | 0 | 0 | 0 | 0 | 21.1742 | 171.1742 | 66.76 | 378.76 | 0 | 0 | 1 | 0 | 0 | 0 | 0 | 0 | 0 | 0 | 0 | 0 | 0 | 0 | 2 | 2 | 2 | -2 | 0 | 0 | 1 |  | 0 | 0 | 0 | 0 | 0 | 0 | 0 | 0 | 0 | 0 | 0 | 53.3307 | 80.7557 | 121.3514 | 288.3414 | 0 | 0 | 1 | 0 | 0 | 0 | 0 | 0 | 0 | 0 | 0 | 0 | 0 | 0 | 2 | 2 | 0 | -2 | 0 | 0 | 1 |  | 0 | 0 | 0 | 0 | 0 | 0 | 0 | 0 | 0 | 0 | 0 | 53.3307 | 230.7557 | 121.3514 | 438.3414 | 0 | 0 | 1 | 0 | 0 | 0 | 0 | 0 | 0 | 0 | 0 | 0 | 0 | 0 | 2 | 1 | 0 | -2 | 0 | 0 | 1 |  | 0 | 0 | 0 | 0 | 0 | 0 | 0 | 0 | 0 | 0 | 2.5 | 53.3307 | 395.2557 | 121.3514 | 916.8331 | 0 | 0 | 1 | 0 | 0 | 0 | 0 | 0 | 0 | 0 | 0 | 0 | 0 | -2 | 2 | -1 | 0 | -2 | 0 | 0 | 1 |  | 1 | 1 | 1 | 1 | 1 | 1+ | 3- | 4+ | 1 | 1
SCE North of Lugo Study Area | Kramer | 115 | 0 | 0 | 0 | 0 | 0 | 0 | 0 | 0 | 0 | 0 | 0 | 8 | 0 | 33 | 33 | 30 | 0 | 30 | 0 | 1 |  | 0 | 0 | 0 | 0 | 0 | 0 | 0 | 0 | 0 | 0 | 0 | 0 | 0 | 0 | 0 | 0 | 0 | 0 | 0 | 0 | 0 | 0 | 0 | 0 | 0 | 0 | 0 | 0 | 2 | 0 | 2 | 2 | 2 | 0 | 0 | 1 |  | 0 | 0 | 0 | 0 | 0 | 0 | 0 | 0 | 0 | 0 | 8 | 0 | 0 | 0 | 4 | 0 | 0 | 1 | 0 | 0 | 0 | 0 | 0 | 0 | 0 | 0 | 0 | 0 | 0 | 0 | 2 | 2 | 2 | 0 | 0 | 1 |  | 0 | 0 | 0 | 0 | 0 | 0 | 0 | 0 | 0 | 0 | 8 | 0 | 0 | 0 | 4 | 0 | 0 | 1 | 0 | 0 | 0 | 0 | 0 | 0 | 0 | 0 | 0 | 0 | 0 | 0 | 2 | 2 | 2 | 0 | 0 | 1 |  | 0 | 0 | 0 | 0 | 0 | 0 | 0 | 0 | 0 | 0 | 15.5 | 0 | 33.2 | 0 | 36.588 | 0 | 0 | 1 | 0 | 0 | 0 | 0 | 0 | 0 | 0 | 0 | 0 | 0 | -2 | 0 | 0 | 2 | -1 | 0 | 0 | 1 |  | 1 | 1 | 1 | 1 | 1 | 1+ | 3- | 3- | 1 | 1
SCE North of Lugo Study Area | New Sub - Kramer - Lugo (Proposed) | 230 | 0 | 0 | 0 | 0 | 0 | 0 | 0 | 0 | 0 | 0 | 0 | 0 | 0 | 0 | 0 | 0 | 0 | 0 | 0 | 0 |  | 0 | 0 | 0 | 0 | 0 | 0 | 0 | 0 | 0 | 0 | 0 | 0 | 0 | 0 | 0 | 0 | 0 | 0 | 0 | 0 | 0 | 0 | 0 | 0 | 0 | 0 | 0 | 0 | 0 | 0 | 0 | 0 | 0 | 0 | 0 | 0 |  | 0 | 0 | 0 | 0 | 0 | 0 | 0 | 0 | 0 | 0 | 0 | 0 | 0 | 0 | 0 | 0 | 0 | 0 | 0 | 0 | 0 | 0 | 0 | 0 | 0 | 0 | 0 | 0 | 0 | 0 | 0 | 0 | 0 | 0 | 0 | 0 |  | 0 | 0 | 0 | 0 | 0 | 0 | 0 | 0 | 0 | 0 | 0 | 0 | 0 | 0 | 0 | 0 | 0 | 0 | 0 | 0 | 0 | 0 | 0 | 0 | 0 | 0 | 0 | 0 | 0 | 0 | 0 | 0 | 0 | 0 | 0 | 0 |  | 0 | 0 | 0 | 0 | 0 | 0 | 0 | 0 | 0 | 0 | 0 | 0 | 0 | 0 | 408.12 | 0 | 0 | 1 | 0 | 0 | 0 | 0 | 0 | 0 | 0 | 0 | 0 | 0 | 0 | 0 | 0 | 0 | -2 | 0 | 0 | 1 |  | 1 | 1 | 1 | 1 | 1 | 1 | 1 | 1+ | 1 | 1
SCE Metro Study Area | La Cienega | 230 | 0 | 0 | 0 | 0 | 0 | 0 | 0 | 0 | 0 | 0 | 0 | 0 | 0 | 0 | 0 | 0 | 0 | 0 | 0 | 0 |  | 0 | 0 | 0 | 0 | 0 | 0 | 0 | 0 | 0 | 0 | 0 | 0 | 0 | 0 | 0 | 0 | 0 | 0 | 0 | 0 | 0 | 0 | 0 | 0 | 0 | 0 | 0 | 0 | 0 | 0 | 0 | 0 | 0 | 0 | 0 | 0 |  | 0 | 0 | 0 | 0 | 0 | 0 | 0 | 0 | 0 | 0 | 0 | 0 | 0 | 0 | 0 | 0 | 0 | 0 | 0 | 0 | 0 | 0 | 0 | 0 | 0 | 0 | 0 | 0 | 0 | 0 | 0 | 0 | 0 | 0 | 0 | 0 |  | 0 | 0 | 0 | 0 | 0 | 0 | 0 | 0 | 0 | 0 | 0 | 0 | 0 | 0 | 0 | 0 | 0 | 0 | 0 | 0 | 0 | 0 | 0 | 0 | 0 | 0 | 0 | 0 | 0 | 0 | 0 | 0 | 0 | 0 | 0 | 0 |  | 0 | 0 | 0 | 0 | 0 | 0 | 0 | 0 | 0 | 0 | 0 | 0 | 0 | 0 | 405.7509 | 0 | 0 | 1 | 0 | 0 | 0 | 0 | 0 | 0 | 0 | 0 | 0 | 0 | 0 | 0 | 0 | 0 | -2 | 0 | 0 | 1 |  | 1 | 1 | 1 | 1 | 1 | 1 | 1 | 1+ | 1 | 1
SCE Metro Study Area | La Fresa | 230 | 0 | 0 | 0 | 0 | 0 | 0 | 0 | 0 | 0 | 0 | 0 | 0 | 0 | 0 | 0 | 0 | 0 | 0 | 0 | 0 |  | 0 | 0 | 0 | 0 | 0 | 0 | 0 | 0 | 0 | 0 | 0 | 0 | 0 | 0 | 0 | 0 | 0 | 0 | 0 | 0 | 0 | 0 | 0 | 0 | 0 | 0 | 0 | 0 | 0 | 0 | 0 | 0 | 0 | 0 | 0 | 0 |  | 0 | 0 | 0 | 0 | 0 | 0 | 0 | 0 | 0 | 0 | 0 | 0 | 0 | 0 | 0 | 0 | 0 | 0 | 0 | 0 | 0 | 0 | 0 | 0 | 0 | 0 | 0 | 0 | 0 | 0 | 0 | 0 | 0 | 0 | 0 | 0 |  | 0 | 0 | 0 | 0 | 0 | 0 | 0 | 0 | 0 | 0 | 0 | 0 | 0 | 0 | 0 | 0 | 0 | 0 | 0 | 0 | 0 | 0 | 0 | 0 | 0 | 0 | 0 | 0 | 0 | 0 | 0 | 0 | 0 | 0 | 0 | 0 |  | 0 | 0 | 0 | 0 | 0 | 0 | 0 | 0 | 0 | 0 | 0 | 0 | 0 | 0 | 174 | 0 | 0 | 1 | 0 | 0 | 0 | 0 | 0 | 0 | 0 | 0 | 0 | 0 | 0 | 0 | 0 | 0 | -2 | 0 | 0 | 1 |  | 1 | 1 | 1 | 1 | 1 | 1 | 1 | 1+ | 1 | 1
SCE Metro Study Area | Laguna Bell | 230 | 0 | 0 | 0 | 0 | 0 | 0 | 0 | 0 | 0 | 0 | 0 | 0 | 0 | 0 | 0 | 500 | 0 | 500 | 0 | 1 |  | 0 | 0 | 0 | 0 | 0 | 0 | 0 | 0 | 0 | 0 | 0 | 0 | 0 | 500 | 500 | 0 | 0 | 1 | 0 | 0 | 0 | 0 | 0 | 0 | 0 | 0 | 0 | 0 | 0 | 0 | 0 | 0 | 0 | 0 | 0 | 0 |  | 0 | 0 | 0 | 0 | 0 | 0 | 0 | 0 | 0 | 0 | 1 | 0 | 0 | 250 | 250 | 0 | 0 | 1 | 0 | 0 | 0 | 0 | 0 | 0 | 0 | 0 | 0 | 0 | -2 | 0 | 0 | 2 | 2 | 0 | 0 | 1 |  | 0 | 0 | 0 | 0 | 0 | 0 | 0 | 0 | 0 | 0 | 1 | 0 | 0 | 500 | 500 | 0 | 0 | 1 | 0 | 0 | 0 | 0 | 0 | 0 | 0 | 0 | 0 | 0 | -2 | 0 | 0 | 0 | 0 | 0 | 0 | 1 |  | 0 | 0 | 0 | 0 | 0 | 0 | 0 | 0 | 0 | 0 | 1 | 0 | 0 | 500 | 776.29 | 0 | 0 | 1 | 0 | 0 | 0 | 0 | 0 | 0 | 0 | 0 | 0 | 0 | -2 | 0 | 0 | 0 | -2 | 0 | 0 | 1 |  | 1 | 1 | 1 | 1 | 1 | 4+ | 1 | 1+ | 1 | 1
PG&E Kern Study Area | Lakeview | 70 | 0 | 0 | 0 | 0 | 0 | 0 | 0 | 0 | 0 | 0 | 0 | 0 | 0 | 0 | 0 | 0 | 0 | 0 | 0 | 0 |  | 0 | 0 | 0 | 0 | 0 | 0 | 0 | 0 | 0 | 0 | 0 | 0 | 0 | 0 | 0 | 0 | 0 | 0 | 0 | 0 | 0 | 0 | 0 | 0 | 0 | 0 | 0 | 0 | 0 | 0 | 0 | 0 | 0 | 0 | 0 | 0 |  | 0 | 0 | 0 | 0 | 0 | 0 | 0 | 0 | 0 | 0 | 0 | 0 | 0 | 0 | 0 | 0 | 0 | 0 | 0 | 0 | 0 | 0 | 0 | 0 | 0 | 0 | 0 | 0 | 0 | 0 | 0 | 0 | 0 | 0 | 0 | 0 |  | 0 | 0 | 0 | 0 | 0 | 0 | 0 | 0 | 0 | 0 | 0 | 0 | 0 | 0 | 0 | 0 | 0 | 0 | 0 | 0 | 0 | 0 | 0 | 0 | 0 | 0 | 0 | 0 | 0 | 0 | 0 | 0 | 0 | 0 | 0 | 0 |  | 0 | 0 | 0 | 0 | 0 | 0 | 0 | 0 | 0 | 0 | 0 | 0 | 0 | 0 | 0 | 0 | 0 | 0 | 0 | 0 | 0 | 0 | 0 | 0 | 0 | 0 | 0 | 0 | 0 | 0 | 0 | 0 | 0 | 0 | 0 | 0 |  | 1 | 1 | 1 | 1 | 1 | 1 | 1 | 1 | 1 | 0
PG&E North of Greater Bay Study Area | Lakeville | 230 | 0 | 0 | 0 | 0 | 0 | 0 | 0 | 0 | 0 | 0 | 0 | 0 | 0 | 0 | 0 | 0 | 0 | 0 | 0 | 0 |  | 0 | 0 | 0 | 0 | 0 | 0 | 0 | 0 | 0 | 0 | 0 | 0 | 0 | 0 | 0 | 0 | 0 | 0 | 0 | 0 | 0 | 0 | 0 | 0 | 0 | 0 | 0 | 0 | 0 | 0 | 0 | 0 | 0 | 0 | 0 | 0 |  | 0 | 0 | 0 | 0 | 0 | 0 | 0 | 0 | 0 | 0 | 0 | 0 | 0 | 0 | 0 | 0 | 0 | 0 | 0 | 0 | 0 | 0 | 0 | 0 | 0 | 0 | 0 | 0 | 0 | 0 | 0 | 0 | 0 | 0 | 0 | 0 |  | 0 | 0 | 0 | 0 | 0 | 0 | 0 | 0 | 0 | 0 | 0 | 0 | 0 | 0 | 69.75 | 0 | 0 | 1 | 0 | 0 | 0 | 0 | 0 | 0 | 0 | 0 | 0 | 0 | 0 | 0 | 0 | 0 | -2 | 0 | 0 | 1 |  | 0 | 0 | 0 | 0 | 0 | 0 | 0 | 0 | 0 | 0 | 0 | 0 | 0 | 0 | 485.7544 | 0 | 0 | 1 | 0 | 0 | 0 | 0 | 0 | 0 | 0 | 0 | 0 | 0 | 0 | 0 | 0 | 0 | -2 | 0 | 0 | 1 |  | 1 | 1 | 1 | 1 | 1 | 1 | 1 | 2+ | 1 | 1
PG&E North of Greater Bay Study Area | Lakeville | 115 | 0 | 0 | 0 | 0 | 0 | 0 | 0 | 0 | 0 | 0 | 0 | 0 | 0 | 0 | 0 | 0 | 0 | 0 | 0 | 0 |  | 0 | 0 | 0 | 0 | 0 | 0 | 0 | 0 | 0 | 0 | 0 | 0 | 0 | 0 | 0 | 0 | 0 | 0 | 0 | 0 | 0 | 0 | 0 | 0 | 0 | 0 | 0 | 0 | 0 | 0 | 0 | 0 | 0 | 0 | 0 | 0 |  | 0 | 0 | 0 | 0 | 0 | 0 | 0 | 0 | 0 | 0 | 4 | 0 | 0 | 0 | 0 | 0 | 0 | 1 | 0 | 0 | 0 | 0 | 0 | 0 | 0 | 0 | 0 | 0 | -2 | 0 | 0 | 0 | 0 | 0 | 0 | 1 |  | 0 | 0 | 0 | 0 | 0 | 0 | 0 | 0 | 0 | 0 | 4 | 0 | 0 | 0 | 0 | 0 | 0 | 1 | 0 | 0 | 0 | 0 | 0 | 0 | 0 | 0 | 0 | 0 | -2 | 0 | 0 | 0 | 0 | 0 | 0 | 1 |  | 0 | 0 | 0 | 0 | 0 | 0 | 0 | 0 | 0 | 0 | 4 | 0 | 0 | 0 | 0 | 0 | 0 | 1 | 0 | 0 | 0 | 0 | 0 | 0 | 0 | 0 | 0 | 0 | -2 | 0 | 0 | 0 | 0 | 0 | 0 | 1 |  | 1 | 1 | 1 | 1 | 1 | 4+ | 1 | 1 | 1 | 1
PG&E North of Greater Bay Study Area | Lambie | 230 | 0 | 0 | 0 | 0 | 0 | 0 | 0 | 0 | 0 | 0 | 0 | 0 | 0 | 0 | 0 | 0 | 0 | 0 | 0 | 0 |  | 0 | 0 | 0 | 0 | 0 | 0 | 0 | 0 | 0 | 0 | 0 | 0 | 0 | 0 | 0 | 0 | 0 | 0 | 0 | 0 | 0 | 0 | 0 | 0 | 0 | 0 | 0 | 0 | 0 | 0 | 0 | 0 | 0 | 0 | 0 | 0 |  | 0 | 0 | 0 | 0 | 0 | 0 | 0 | 0 | 0 | 0 | 0 | 0 | 0 | 0 | 0 | 0 | 0 | 0 | 0 | 0 | 0 | 0 | 0 | 0 | 0 | 0 | 0 | 0 | 0 | 0 | 0 | 0 | 0 | 0 | 0 | 0 |  | 0 | 0 | 0 | 0 | 0 | 0 | 0 | 0 | 0 | 0 | 0 | 0 | 0 | 0 | 0 | 0 | 0 | 0 | 0 | 0 | 0 | 0 | 0 | 0 | 0 | 0 | 0 | 0 | 0 | 0 | 0 | 0 | 0 | 0 | 0 | 0 |  | 0 | 0 | 0 | 0 | 0 | 0 | 0 | 0 | 0 | 0 | 0 | 0 | 0 | 0 | 817.3487 | 0 | 0 | 1 | 0 | 0 | 0 | 0 | 0 | 0 | 0 | 0 | 0 | 0 | 0 | 0 | 0 | 0 | -2 | 0 | 0 | 1 |  | 1 | 1 | 1 | 1 | 1 | 1 | 1 | 1+ | 1 | 1
PG&E Greater Bay Study Area | Lammers | 115 | 0 | 0 | 0 | 0 | 0 | 0 | 0 | 0 | 0 | 0 | 0 | 1.1 | 0 | 0 | 0 | 0 | 0 | 0 | 0 | 1 |  | 0 | 0 | 0 | 0 | 0 | 0 | 0 | 0 | 0 | 0 | 0 | 0 | 0 | 0 | 0 | 0 | 0 | 0 | 0 | 0 | 0 | 0 | 0 | 0 | 0 | 0 | 0 | 0 | 2 | 0 | 0 | 0 | 0 | 0 | 0 | 1 |  | 0 | 0 | 0 | 0 | 0 | 0 | 0 | 0 | 0 | 0 | 1.159 | 0 | 0 | 0 | 0 | 0 | 0 | 1 | 0 | 0 | 0 | 0 | 0 | 0 | 0 | 0 | 0 | 0 | 0 | 0 | 0 | 0 | 0 | 0 | 0 | 0 |  | 0 | 0 | 0 | 0 | 0 | 0 | 0 | 0 | 0 | 0 | 1.159 | 0 | 0 | 0 | 0 | 0 | 0 | 1 | 0 | 0 | 0 | 0 | 0 | 0 | 0 | 0 | 0 | 0 | 0 | 0 | 0 | 0 | 0 | 0 | 0 | 0 |  | 0 | 0 | 0 | 0 | 0 | 0 | 0 | 0 | 0 | 0 | 1.159 | 0 | 0 | 0 | 151.3 | 0 | 0 | 1 | 0 | 0 | 0 | 0 | 0 | 0 | 0 | 0 | 0 | 0 | 0 | 0 | 0 | 0 | -2 | 0 | 0 | 1 |  | 1 | 1 | 1 | 1 | 1 | 1 | 1 | 1+ | 1 | 1
PG&E Kern Study Area | Lamont | 115 | 0 | 5 | 0 | 0 | 0 | 0 | 0 | 0 | 0 | 0 | 0 | 1.2 | 0 | 100 | 100 | 0 | 50 | 50 | 0 | 1 |  | 0 | 0 | 0 | 0 | 0 | 0 | 0 | 0 | 0 | 0 | 0 | 0 | 0 | 0 | 0 | 0 | 0 | 0 | 0 | 0 | 2 | 2 | 0 | 0 | 0 | 0 | 0 | 0 | 2 | 0 | 2 | 2 | 2 | 0 | 0 | 1 |  | 0 | 0 | 0 | 5 | 0 | 0 | 0 | 0 | 0 | 0 | 1.2 | 0 | 0 | 0 | 0 | 0 | 0 | 1 | 0 | 0 | 2 | 0 | 0 | 0 | 0 | 0 | 0 | 0 | 0 | 0 | 2 | 2 | 2 | 0 | 0 | 1 |  | 0 | 0 | 0 | 5 | 0 | 0 | 0 | 0 | 0 | 0 | 1.2 | 0 | 103.455 | 0 | 51.401 | 0 | 0 | 1 | 0 | 0 | 2 | 0 | 0 | 0 | 0 | 0 | 0 | 0 | 0 | 0 | 0 | 2 | 0 | 0 | 0 | 1 |  | 0 | 0 | 0 | 5 | 0 | 0 | 0 | 0 | 0 | 0 | 1.2 | 0 | 103.455 | 0 | 152.301 | 0 | 0 | 1 | 0 | 0 | 2 | 0 | 0 | 0 | 0 | 0 | 0 | 0 | 0 | 0 | 0 | 2 | -2 | 0 | 0 | 1 |  | 1 | 1 | 1 | 1 | 1 | 1 | 1 | 2- | 1 | 1
PG&E Fresno Study Area | Las Aguilas | 230 | 0 | 0 | 0 | 0 | 0 | 0 | 0 | 0 | 0 | 0 | 0 | 0 | 0 | 0 | 0 | 0 | 0 | 0 | 0 | 0 |  | 0 | 0 | 0 | 0 | 0 | 0 | 0 | 0 | 0 | 0 | 0 | 0 | 0 | 0 | 0 | 0 | 0 | 0 | 0 | 0 | 0 | 0 | 0 | 0 | 0 | 0 | 0 | 0 | 0 | 0 | 0 | 0 | 0 | 0 | 0 | 0 |  | 0 | 0 | 0 | 0 | 0 | 0 | 0 | 0 | 0 | 0 | 0 | 0 | 0 | 0 | 0 | 0 | 0 | 0 | 0 | 0 | 0 | 0 | 0 | 0 | 0 | 0 | 0 | 0 | 0 | 0 | 0 | 0 | 0 | 0 | 0 | 0 |  | 0 | 0 | 0 | 0 | 0 | 0 | 0 | 0 | 0 | 0 | 0 | 0 | 0 | 0 | 0 | 0 | 0 | 0 | 0 | 0 | 0 | 0 | 0 | 0 | 0 | 0 | 0 | 0 | 0 | 0 | 0 | 0 | 0 | 0 | 0 | 0 |  | 0 | 0 | 0 | 0 | 0 | 0 | 0 | 0 | 0 | 0 | 0 | 0 | 0 | 0 | 0 | 0 | 0 | 0 | 0 | 0 | 0 | 0 | 0 | 0 | 0 | 0 | 0 | 0 | 0 | 0 | 0 | 0 | 0 | 0 | 0 | 0 |  | 1 | 1 | 1 | 1 | 1 | 1 | 1 | 1 | 1 | 0
East of Pisgah Study Area | Lathrop | 138 | 0 | 0 | 400 | 200 | 600 | 0 | 0 | 0 | 0 | 0 | 0 | 0 | 0 | 0 | 0 | 150 | 0 | 150 | 0 | 1 |  | 0 | 0 | 0 | 0 | 0 | 0 | 0 | 0 | 0 | 0 | 0 | 0 | 0 | 0 | 0 | 0 | 0 | 0 | 0 | 0 | 0 | 0 | 2 | 2 | 0 | 0 | 0 | 0 | 0 | 0 | 0 | 2 | 2 | 0 | 0 | 1 |  | 0 | 0 | 0 | 0 | 0 | 0 | 0 | 0 | 0 | 0 | 0 | 0 | 0 | 0 | 0 | 0 | 0 | 0 | 0 | 0 | 0 | 0 | 2 | 2 | 0 | 0 | 0 | 0 | 0 | 0 | 0 | 2 | 2 | 0 | 0 | 1 |  | 0 | 0 | 0 | 0 | 0 | 0 | 0 | 0 | 0 | 0 | 0 | 0 | 0 | 0 | 0 | 0 | 0 | 0 | 0 | 0 | 0 | 0 | 2 | 2 | 0 | 0 | 0 | 0 | 0 | 0 | 0 | 2 | 2 | 0 | 0 | 1 |  | 0 | 0 | 0 | 0 | 0 | 0 | 0 | 0 | 0 | 0 | 0 | 0 | 516.7638 | 0 | 516.7638 | 0 | 0 | 1 | 0 | 0 | 0 | 0 | 2 | 2 | 0 | 0 | 0 | 0 | 0 | 0 | -2 | 2 | -2 | 0 | 0 | 1 |  | 1 | 1 | 5- | 1 | 1 | 1 | 1+ | 3- | 1 | 1
PG&E Fresno Study Area | Le Grand | 115 | 0 | 0 | 0 | 0 | 0 | 0 | 0 | 0 | 0 | 0 | 0 | 0 | 0 | 0 | 0 | 0 | 0 | 0 | 0 | 0 |  | 0 | 0 | 0 | 0 | 0 | 0 | 0 | 0 | 0 | 0 | 0 | 0 | 0 | 0 | 0 | 0 | 0 | 0 | 0 | 0 | 0 | 0 | 0 | 0 | 0 | 0 | 0 | 0 | 0 | 0 | 0 | 0 | 0 | 0 | 0 | 0 |  | 0 | 0 | 0 | 0 | 0 | 0 | 0 | 0 | 0 | 0 | 0 | 0 | 0 | 0 | 0 | 0 | 0 | 0 | 0 | 0 | 0 | 0 | 0 | 0 | 0 | 0 | 0 | 0 | 0 | 0 | 0 | 0 | 0 | 0 | 0 | 0 |  | 0 | 0 | 0 | 0 | 0 | 0 | 0 | 0 | 0 | 0 | 0 | 0 | 0 | 0 | 0 | 0 | 0 | 0 | 0 | 0 | 0 | 0 | 0 | 0 | 0 | 0 | 0 | 0 | 0 | 0 | 0 | 0 | 0 | 0 | 0 | 0 |  | 0 | 0 | 0 | 0 | 0 | 0 | 0 | 0 | 0 | 0 | 0 | 0 | 131.43 | 0 | 65.47 | 0 | 0 | 1 | 0 | 0 | 0 | 0 | 0 | 0 | 0 | 0 | 0 | 0 | 0 | 0 | -2 | 0 | -2 | 0 | 0 | 1 |  | 1 | 1 | 1 | 1 | 1 | 1 | 1+ | 1+ | 1 | 1
PG&E Kern Study Area | Lerdo | 115 | 0 | 0 | 0 | 0 | 0 | 0 | 0 | 0 | 0 | 0 | 0 | 0 | 0 | 0 | 0 | 0 | 0 | 0 | 0 | 0 |  | 0 | 0 | 0 | 0 | 0 | 0 | 0 | 0 | 0 | 0 | 0 | 0 | 0 | 0 | 0 | 0 | 0 | 0 | 0 | 0 | 0 | 0 | 0 | 0 | 0 | 0 | 0 | 0 | 0 | 0 | 0 | 0 | 0 | 0 | 0 | 0 |  | 0 | 0 | 0 | 0 | 0 | 0 | 0 | 0 | 0 | 0 | 2.5 | 0 | 0 | 0 | 0 | 0 | 0 | 1 | 0 | 0 | 0 | 0 | 0 | 0 | 0 | 0 | 0 | 0 | -2 | 0 | 0 | 0 | 0 | 0 | 0 | 1 |  | 0 | 0 | 0 | 0 | 0 | 0 | 0 | 0 | 0 | 0 | 2.5 | 0 | 0 | 0 | 0 | 0 | 0 | 1 | 0 | 0 | 0 | 0 | 0 | 0 | 0 | 0 | 0 | 0 | -2 | 0 | 0 | 0 | 0 | 0 | 0 | 1 |  | 0 | 0 | 0 | 0 | 0 | 0 | 0 | 0 | 0 | 0 | 2.5 | 0 | 0 | 0 | 0 | 0 | 0 | 1 | 0 | 0 | 0 | 0 | 0 | 0 | 0 | 0 | 0 | 0 | -2 | 0 | 0 | 0 | 0 | 0 | 0 | 1 |  | 1 | 1 | 1 | 1 | 1 | 4+ | 1 | 1 | 1 | 1
SCE Metro Study Area | Lewis | 230 | 0 | 0 | 0 | 0 | 0 | 0 | 0 | 0 | 0 | 0 | 0 | 0 | 0 | 0 | 0 | 0 | 0 | 0 | 0 | 0 |  | 0 | 0 | 0 | 0 | 0 | 0 | 0 | 0 | 0 | 0 | 0 | 0 | 0 | 0 | 0 | 0 | 0 | 0 | 0 | 0 | 0 | 0 | 0 | 0 | 0 | 0 | 0 | 0 | 0 | 0 | 0 | 0 | 0 | 0 | 0 | 0 |  | 0 | 0 | 0 | 0 | 0 | 0 | 0 | 0 | 0 | 0 | 0 | 0 | 0 | 0 | 0 | 0 | 0 | 0 | 0 | 0 | 0 | 0 | 0 | 0 | 0 | 0 | 0 | 0 | 0 | 0 | 0 | 0 | 0 | 0 | 0 | 0 |  | 0 | 0 | 0 | 0 | 0 | 0 | 0 | 0 | 0 | 0 | 0 | 0 | 0 | 0 | 0 | 0 | 0 | 0 | 0 | 0 | 0 | 0 | 0 | 0 | 0 | 0 | 0 | 0 | 0 | 0 | 0 | 0 | 0 | 0 | 0 | 0 |  | 0 | 0 | 0 | 0 | 0 | 0 | 0 | 0 | 0 | 0 | 0 | 0 | 0 | 0 | 0 | 0 | 0 | 0 | 0 | 0 | 0 | 0 | 0 | 0 | 0 | 0 | 0 | 0 | 0 | 0 | 0 | 0 | 0 | 0 | 0 | 0 |  | 1 | 1 | 1 | 1 | 1 | 1 | 1 | 1 | 1 | 0
SCE Metro Study Area | Lighthipe | 230 | 0 | 0 | 0 | 0 | 0 | 0 | 0 | 0 | 0 | 0 | 0 | 7 | 0 | 0 | 0 | 0 | 200 | 200 | 0 | 1 |  | 0 | 0 | 0 | 0 | 0 | 0 | 0 | 0 | 0 | 0 | 0 | 0 | 0 | 0 | 0 | 0 | 0 | 0 | 0 | 0 | 0 | 0 | 0 | 0 | 0 | 0 | 0 | 0 | 2 | 0 | 0 | 2 | 2 | 0 | 0 | 1 |  | 0 | 0 | 0 | 0 | 0 | 0 | 0 | 0 | 0 | 0 | 2 | 0 | 0 | 0 | 0 | 0 | 0 | 1 | 0 | 0 | 0 | 0 | 0 | 0 | 0 | 0 | 0 | 0 | 2 | 0 | 0 | 2 | 2 | 0 | 0 | 1 |  | 0 | 0 | 0 | 0 | 0 | 0 | 0 | 0 | 0 | 0 | 2 | 0 | 0 | 0 | 0 | 0 | 0 | 1 | 0 | 0 | 0 | 0 | 0 | 0 | 0 | 0 | 0 | 0 | 2 | 0 | 0 | 2 | 2 | 0 | 0 | 1 |  | 0 | 0 | 0 | 0 | 0 | 0 | 0 | 0 | 0 | 0 | 7.24 | 0 | 0 | 0 | 773.8648 | 0 | 0 | 1 | 0 | 0 | 0 | 0 | 0 | 0 | 0 | 0 | 0 | 0 | 0 | 0 | 0 | 2 | -2 | 0 | 0 | 1 |  | 1 | 1 | 1 | 1 | 1 | 3- | 1 | 3- | 1 | 1
PG&E North of Greater Bay Study Area | Lincoln | 115 | 0 | 0 | 0 | 0 | 0 | 0 | 0 | 0 | 0 | 0 | 0 | 0 | 0 | 0 | 0 | 0 | 0 | 0 | 0 | 0 |  | 0 | 0 | 0 | 0 | 0 | 0 | 0 | 0 | 0 | 0 | 0 | 0 | 0 | 0 | 0 | 0 | 0 | 0 | 0 | 0 | 0 | 0 | 0 | 0 | 0 | 0 | 0 | 0 | 0 | 0 | 0 | 0 | 0 | 0 | 0 | 0 |  | 0 | 0 | 0 | 0 | 0 | 0 | 0 | 0 | 0 | 0 | 0 | 0 | 0 | 0 | 0 | 0 | 0 | 0 | 0 | 0 | 0 | 0 | 0 | 0 | 0 | 0 | 0 | 0 | 0 | 0 | 0 | 0 | 0 | 0 | 0 | 0 |  | 0 | 0 | 0 | 0 | 0 | 0 | 0 | 0 | 0 | 0 | 0 | 0 | 0 | 0 | 0 | 0 | 0 | 0 | 0 | 0 | 0 | 0 | 0 | 0 | 0 | 0 | 0 | 0 | 0 | 0 | 0 | 0 | 0 | 0 | 0 | 0 |  | 0 | 0 | 0 | 0 | 0 | 0 | 0 | 0 | 0 | 0 | 0 | 0 | 0 | 0 | 0 | 0 | 0 | 0 | 0 | 0 | 0 | 0 | 0 | 0 | 0 | 0 | 0 | 0 | 0 | 0 | 0 | 0 | 0 | 0 | 0 | 0 |  | 1 | 1 | 1 | 1 | 1 | 1 | 1 | 1 | 1 | 0
PG&E Kern Study Area | Live Oak | 115 | 0 | 0 | 0 | 0 | 0 | 0 | 0 | 0 | 0 | 0 | 0 | 0 | 0 | 0 | 0 | 0 | 0 | 0 | 0 | 0 |  | 0 | 0 | 0 | 0 | 0 | 0 | 0 | 0 | 0 | 0 | 0 | 0 | 0 | 0 | 0 | 0 | 0 | 0 | 0 | 0 | 0 | 0 | 0 | 0 | 0 | 0 | 0 | 0 | 0 | 0 | 0 | 0 | 0 | 0 | 0 | 0 |  | 0 | 0 | 0 | 0 | 0 | 0 | 0 | 0 | 0 | 0 | 0 | 0 | 0 | 0 | 0 | 0 | 0 | 0 | 0 | 0 | 0 | 0 | 0 | 0 | 0 | 0 | 0 | 0 | 0 | 0 | 0 | 0 | 0 | 0 | 0 | 0 |  | 0 | 0 | 0 | 0 | 0 | 0 | 0 | 0 | 0 | 0 | 0 | 0 | 0 | 0 | 0 | 0 | 0 | 0 | 0 | 0 | 0 | 0 | 0 | 0 | 0 | 0 | 0 | 0 | 0 | 0 | 0 | 0 | 0 | 0 | 0 | 0 |  | 0 | 0 | 0 | 0 | 0 | 0 | 0 | 0 | 0 | 0 | 0 | 0 | 0 | 0 | 0 | 0 | 0 | 0 | 0 | 0 | 0 | 0 | 0 | 0 | 0 | 0 | 0 | 0 | 0 | 0 | 0 | 0 | 0 | 0 | 0 | 0 |  | 1 | 1 | 1 | 1 | 1 | 1 | 1 | 1 | 1 | 0
PG&E Greater Bay Study Area | Llagas | 115 | 0 | 0 | 0 | 0 | 0 | 0 | 0 | 0 | 0 | 0 | 0 | 0 | 0 | 0 | 0 | 0 | 44 | 44 | 0 | 1 |  | 0 | 0 | 0 | 0 | 0 | 0 | 0 | 0 | 0 | 0 | 0 | 0 | 0 | 0 | 0 | 0 | 0 | 0 | 0 | 0 | 0 | 0 | 0 | 0 | 0 | 0 | 0 | 0 | 0 | 0 | 0 | 2 | 2 | 0 | 0 | 1 |  | 0 | 0 | 0 | 0 | 0 | 0 | 0 | 0 | 0 | 0 | 0 | 0 | 0 | 120 | 124.3 | 0 | 0 | 1 | 0 | 0 | 0 | 0 | 0 | 0 | 0 | 0 | 0 | 0 | 0 | 0 | 0 | -2 | -2 | 0 | 0 | 1 |  | 0 | 0 | 0 | 0 | 0 | 0 | 0 | 0 | 0 | 0 | 0 | 0 | 0 | 120 | 124.3 | 0 | 0 | 1 | 0 | 0 | 0 | 0 | 0 | 0 | 0 | 0 | 0 | 0 | 0 | 0 | 0 | -2 | -2 | 0 | 0 | 1 |  | 0 | 0 | 0 | 0 | 0 | 0 | 0 | 0 | 0 | 0 | 0 | 0 | 0 | 120 | 124.3 | 0 | 0 | 1 | 0 | 0 | 0 | 0 | 0 | 0 | 0 | 0 | 0 | 0 | 0 | 0 | 0 | -2 | -2 | 0 | 0 | 1 |  | 1 | 1 | 1 | 1 | 1 | 1 | 1 | 4+ | 1 | 1
PG&E Greater Bay Study Area | Lockeford | 230 | 0 | 0 | 0 | 0 | 0 | 0 | 0 | 0 | 0 | 0 | 0 | 0 | 0 | 0 | 0 | 0 | 0 | 0 | 0 | 0 |  | 0 | 0 | 0 | 0 | 0 | 0 | 0 | 0 | 0 | 0 | 0 | 0 | 0 | 0 | 0 | 0 | 0 | 0 | 0 | 0 | 0 | 0 | 0 | 0 | 0 | 0 | 0 | 0 | 0 | 0 | 0 | 0 | 0 | 0 | 0 | 0 |  | 0 | 0 | 0 | 0 | 0 | 0 | 0 | 0 | 0 | 0 | 1 | 0 | 0 | 0 | 0 | 0 | 0 | 1 | 0 | 0 | 0 | 0 | 0 | 0 | 0 | 0 | 0 | 0 | -2 | 0 | 0 | 0 | 0 | 0 | 0 | 1 |  | 0 | 0 | 0 | 0 | 0 | 0 | 0 | 0 | 0 | 0 | 1 | 0 | 0 | 0 | 0 | 0 | 0 | 1 | 0 | 0 | 0 | 0 | 0 | 0 | 0 | 0 | 0 | 0 | -2 | 0 | 0 | 0 | 0 | 0 | 0 | 1 |  | 0 | 0 | 0 | 0 | 0 | 0 | 0 | 0 | 0 | 0 | 1 | 0 | 0 | 0 | 0 | 0 | 0 | 1 | 0 | 0 | 0 | 0 | 0 | 0 | 0 | 0 | 0 | 0 | -2 | 0 | 0 | 0 | 0 | 0 | 0 | 1 |  | 1 | 1 | 1 | 1 | 1 | 4+ | 1 | 1 | 1 | 1
PG&E North of Greater Bay Study Area | Logan Creek | 230 | 0 | 0 | 0 | 0 | 0 | 0 | 0 | 0 | 0 | 0 | 0 | 0 | 0 | 0 | 0 | 0 | 0 | 0 | 0 | 0 |  | 0 | 0 | 0 | 0 | 0 | 0 | 0 | 0 | 0 | 0 | 0 | 0 | 0 | 0 | 0 | 0 | 0 | 0 | 0 | 0 | 0 | 0 | 0 | 0 | 0 | 0 | 0 | 0 | 0 | 0 | 0 | 0 | 0 | 0 | 0 | 0 |  | 0 | 0 | 0 | 0 | 0 | 0 | 0 | 0 | 0 | 0 | 0 | 0 | 0 | 0 | 0 | 0 | 0 | 0 | 0 | 0 | 0 | 0 | 0 | 0 | 0 | 0 | 0 | 0 | 0 | 0 | 0 | 0 | 0 | 0 | 0 | 0 |  | 0 | 0 | 0 | 0 | 0 | 0 | 0 | 0 | 0 | 0 | 0 | 0 | 0 | 0 | 0 | 0 | 0 | 0 | 0 | 0 | 0 | 0 | 0 | 0 | 0 | 0 | 0 | 0 | 0 | 0 | 0 | 0 | 0 | 0 | 0 | 0 |  | 0 | 0 | 0 | 0 | 0 | 0 | 0 | 0 | 0 | 0 | 0 | 0 | 0 | 0 | 0 | 0 | 0 | 0 | 0 | 0 | 0 | 0 | 0 | 0 | 0 | 0 | 0 | 0 | 0 | 0 | 0 | 0 | 0 | 0 | 0 | 0 |  | 1 | 1 | 1 | 1 | 1 | 1 | 1 | 1 | 1 | 0
PG&E Greater Bay Study Area | Lonetree | 230 | 0 | 0 | 0 | 0 | 0 | 0 | 0 | 0 | 0 | 0 | 0 | 1 | 0 | 0 | 0 | 0 | 0 | 0 | 0 | 1 |  | 0 | 0 | 0 | 0 | 0 | 0 | 0 | 0 | 0 | 0 | 0 | 0 | 0 | 0 | 0 | 0 | 0 | 0 | 0 | 0 | 0 | 0 | 0 | 0 | 0 | 0 | 0 | 0 | 2 | 0 | 0 | 0 | 0 | 0 | 0 | 1 |  | 0 | 0 | 0 | 0 | 0 | 0 | 0 | 0 | 0 | 0 | 0.938 | 0 | 0 | 0 | 0 | 0 | 0 | 1 | 0 | 0 | 0 | 0 | 0 | 0 | 0 | 0 | 0 | 0 | 0 | 0 | 0 | 0 | 0 | 0 | 0 | 0 |  | 0 | 0 | 0 | 0 | 0 | 0 | 0 | 0 | 0 | 0 | 0.938 | 0 | 0 | 0 | 0 | 0 | 0 | 1 | 0 | 0 | 0 | 0 | 0 | 0 | 0 | 0 | 0 | 0 | 0 | 0 | 0 | 0 | 0 | 0 | 0 | 0 |  | 0 | 0 | 0 | 0 | 0 | 0 | 0 | 0 | 0 | 0 | 1.838 | 0 | 0 | 0 | 0 | 0 | 0 | 1 | 0 | 0 | 0 | 0 | 0 | 0 | 0 | 0 | 0 | 0 | -2 | 0 | 0 | 0 | 0 | 0 | 0 | 1 |  | 1 | 1 | 1 | 1 | 1 | 1+ | 1 | 1 | 1 | 1
PG&E Fresno Study Area | Los Banos | 500 | 0 | 0 | 0 | 0 | 0 | 0 | 0 | 0 | 0 | 0 | 0 | 0 | 0 | 0 | 0 | 0 | 0 | 0 | 0 | 0 |  | 0 | 0 | 0 | 0 | 0 | 0 | 0 | 0 | 0 | 0 | 0 | 0 | 0 | 0 | 0 | 0 | 0 | 0 | 0 | 0 | 0 | 0 | 0 | 0 | 0 | 0 | 0 | 0 | 0 | 0 | 0 | 0 | 0 | 0 | 0 | 0 |  | 0 | 0 | 0 | 0 | 0 | 0 | 0 | 0 | 0 | 0 | 0 | 0 | 0 | 0 | 0 | 0 | 0 | 0 | 0 | 0 | 0 | 0 | 0 | 0 | 0 | 0 | 0 | 0 | 0 | 0 | 0 | 0 | 0 | 0 | 0 | 0 |  | 0 | 0 | 0 | 0 | 0 | 0 | 0 | 0 | 0 | 0 | 0 | 0 | 0 | 0 | 0 | 0 | 0 | 0 | 0 | 0 | 0 | 0 | 0 | 0 | 0 | 0 | 0 | 0 | 0 | 0 | 0 | 0 | 0 | 0 | 0 | 0 |  | 0 | 0 | 0 | 0 | 0 | 0 | 0 | 0 | 0 | 0 | 0 | 0 | 1176.1 | 0 | 1176.1 | 0 | 0 | 1 | 0 | 0 | 0 | 0 | 0 | 0 | 0 | 0 | 0 | 0 | 0 | 0 | -2 | 0 | -2 | 0 | 0 | 1 |  | 1 | 1 | 1 | 1 | 1 | 1 | 1+ | 1+ | 1 | 1
PG&E Fresno Study Area | Los Banos | 230 | 0 | 0 | 60 | 5 | 65 | 0 | 0 | 0 | 0 | 0 | 0 | 0 | 250 | 250 | 500 | 99.6 | 71 | 170.6 | 0 | 1 |  | 0 | 0 | 0 | 0 | 0 | 3.6 | 0 | 0 | 0 | 0 | 0 | 100 | 102.5 | 25.544 | 50 | 0 | 0 | 1 | 0 | 0 | 0 | 0 | 2 | 2 | 0 | 0 | 0 | 0 | 0 | 2 | 2 | 2 | 2 | 0 | 0 | 1 |  | 0 | 0 | 0 | 0 | 60.45 | 64.05 | 0 | 0 | 0 | 0 | 0 | 200 | 233.35 | 80.484 | 104.94 | 0 | 0 | 1 | 0 | 0 | 0 | 0 | 0 | 0 | 0 | 0 | 0 | 0 | 0 | 1 | 2 | 2 | 2 | 0 | 0 | 1 |  | 0 | 0 | 0 | 0 | 60.45 | 64.05 | 0 | 0 | 0 | 0 | 0 | 200 | 310.8274 | 155.484 | 182.4174 | 0 | 0 | 1 | 0 | 0 | 0 | 0 | 0 | 0 | 0 | 0 | 0 | 0 | 0 | 1 | 2 | 0 | 0 | 0 | 0 | 1 |  | 0 | 0 | 0 | 0 | 60.45 | 64.05 | 0 | 0 | 0 | 0 | 0 | 200 | 617.8274 | 155.484 | 590.4174 | 0 | 0 | 1 | 0 | 0 | 0 | 0 | 0 | 0 | 0 | 0 | 0 | 0 | 0 | 1 | -1 | 0 | -2 | 0 | 0 | 1 |  | 1 | 1 | 1 | 1 | 1 | 1 | 3- | 1+ | 1 | 1
PG&E Fresno Study Area | New Sub - Los Banos - Midway (Proposed) | 500 | 0 | 0 | 0 | 0 | 0 | 0 | 0 | 0 | 0 | 0 | 0 | 0 | 0 | 0 | 0 | 0 | 0 | 0 | 0 | 0 |  | 0 | 0 | 0 | 0 | 0 | 0 | 0 | 0 | 0 | 0 | 0 | 0 | 0 | 0 | 0 | 0 | 0 | 0 | 0 | 0 | 0 | 0 | 0 | 0 | 0 | 0 | 0 | 0 | 0 | 0 | 0 | 0 | 0 | 0 | 0 | 0 |  | 0 | 0 | 0 | 0 | 0 | 0 | 0 | 0 | 0 | 0 | 0 | 0 | 0 | 0 | 0 | 0 | 0 | 0 | 0 | 0 | 0 | 0 | 0 | 0 | 0 | 0 | 0 | 0 | 0 | 0 | 0 | 0 | 0 | 0 | 0 | 0 |  | 0 | 0 | 0 | 0 | 0 | 0 | 0 | 0 | 0 | 0 | 0 | 0 | 0 | 0 | 0 | 0 | 0 | 0 | 0 | 0 | 0 | 0 | 0 | 0 | 0 | 0 | 0 | 0 | 0 | 0 | 0 | 0 | 0 | 0 | 0 | 0 |  | 0 | 0 | 0 | 0 | 0 | 0 | 0 | 0 | 0 | 0 | 0 | 0 | 1182.384 | 0 | 1182.384 | 0 | 0 | 1 | 0 | 0 | 0 | 0 | 0 | 0 | 0 | 0 | 0 | 0 | 0 | 0 | -2 | 0 | -2 | 0 | 0 | 1 |  | 1 | 1 | 1 | 1 | 1 | 1 | 1+ | 1+ | 1 | 1
PG&E Greater Bay Study Area | Los Esteros | 230 | 0 | 0 | 0 | 0 | 0 | 0 | 0 | 0 | 0 | 0 | 0 | 0 | 0 | 0 | 0 | 0 | 0 | 0 | 0 | 0 |  | 0 | 0 | 0 | 0 | 0 | 0 | 0 | 0 | 0 | 0 | 0 | 0 | 0 | 0 | 0 | 0 | 0 | 0 | 0 | 0 | 0 | 0 | 0 | 0 | 0 | 0 | 0 | 0 | 0 | 0 | 0 | 0 | 0 | 0 | 0 | 0 |  | 0 | 0 | 0 | 0 | 0 | 0 | 0 | 0 | 0 | 0 | 0 | 0 | 0 | 0 | 0 | 0 | 0 | 0 | 0 | 0 | 0 | 0 | 0 | 0 | 0 | 0 | 0 | 0 | 0 | 0 | 0 | 0 | 0 | 0 | 0 | 0 |  | 0 | 0 | 0 | 0 | 0 | 0 | 0 | 0 | 0 | 0 | 0 | 0 | 0 | 0 | 0 | 0 | 0 | 0 | 0 | 0 | 0 | 0 | 0 | 0 | 0 | 0 | 0 | 0 | 0 | 0 | 0 | 0 | 0 | 0 | 0 | 0 |  | 0 | 0 | 0 | 0 | 0 | 0 | 0 | 0 | 0 | 0 | 0 | 0 | 0 | 0 | 0 | 0 | 0 | 0 | 0 | 0 | 0 | 0 | 0 | 0 | 0 | 0 | 0 | 0 | 0 | 0 | 0 | 0 | 0 | 0 | 0 | 0 |  | 1 | 1 | 1 | 1 | 1 | 1 | 1 | 1 | 1 | 0
PG&E Greater Bay Study Area | Los Esteros | 115 | 0 | 0 | 0 | 0 | 0 | 0 | 0 | 0 | 0 | 0 | 0 | 0 | 0 | 0 | 0 | 200 | 6 | 206 | 0 | 1 |  | 0 | 0 | 0 | 0 | 0 | 0 | 0 | 0 | 0 | 0 | 0 | 0 | 0 | 0 | 3 | 0 | 0 | 1 | 0 | 0 | 0 | 0 | 0 | 0 | 0 | 0 | 0 | 0 | 0 | 0 | 0 | 2 | 2 | 0 | 0 | 1 |  | 0 | 0 | 0 | 0 | 0 | 0 | 0 | 0 | 0 | 0 | 0 | 0 | 0 | 200 | 203 | 0 | 0 | 1 | 0 | 0 | 0 | 0 | 0 | 0 | 0 | 0 | 0 | 0 | 0 | 0 | 0 | 0 | 0 | 0 | 0 | 0 |  | 0 | 0 | 0 | 0 | 0 | 0 | 0 | 0 | 0 | 0 | 0 | 0 | 0 | 203 | 206 | 0 | 0 | 1 | 0 | 0 | 0 | 0 | 0 | 0 | 0 | 0 | 0 | 0 | 0 | 0 | 0 | 0 | 0 | 0 | 0 | 0 |  | 0 | 0 | 0 | 0 | 0 | 0 | 0 | 0 | 0 | 0 | 0 | 0 | 0 | 203 | 512.29 | 0 | 0 | 1 | 0 | 0 | 0 | 0 | 0 | 0 | 0 | 0 | 0 | 0 | 0 | 0 | 0 | 0 | -2 | 0 | 0 | 1 |  | 1 | 1 | 1 | 1 | 1 | 1 | 1 | 1+ | 1 | 1
PG&E Greater Bay Study Area | Los Positas | 230 | 0 | 0 | 0 | 0 | 0 | 0 | 0 | 0 | 0 | 0 | 0 | 0 | 0 | 0 | 0 | 0 | 0 | 0 | 0 | 0 |  | 0 | 0 | 0 | 0 | 0 | 0 | 0 | 0 | 0 | 0 | 0 | 0 | 0 | 0 | 0 | 0 | 0 | 0 | 0 | 0 | 0 | 0 | 0 | 0 | 0 | 0 | 0 | 0 | 0 | 0 | 0 | 0 | 0 | 0 | 0 | 0 |  | 0 | 0 | 0 | 0 | 0 | 0 | 0 | 0 | 0 | 0 | 0 | 0 | 0 | 0 | 0 | 0 | 0 | 0 | 0 | 0 | 0 | 0 | 0 | 0 | 0 | 0 | 0 | 0 | 0 | 0 | 0 | 0 | 0 | 0 | 0 | 0 |  | 0 | 0 | 0 | 0 | 0 | 0 | 0 | 0 | 0 | 0 | 0 | 0 | 0 | 0 | 0 | 0 | 0 | 0 | 0 | 0 | 0 | 0 | 0 | 0 | 0 | 0 | 0 | 0 | 0 | 0 | 0 | 0 | 0 | 0 | 0 | 0 |  | 0 | 0 | 0 | 0 | 0 | 0 | 0 | 0 | 0 | 0 | 0 | 0 | 0 | 0 | 0 | 0 | 0 | 0 | 0 | 0 | 0 | 0 | 0 | 0 | 0 | 0 | 0 | 0 | 0 | 0 | 0 | 0 | 0 | 0 | 0 | 0 |  | 1 | 1 | 1 | 1 | 1 | 1 | 1 | 1 | 1 | 0
SDG&E Study Area | Loveland | 69 | 0 | 0 | 0 | 0 | 0 | 0 | 0 | 0 | 0 | 0 | 0 | 0 | 0 | 0 | 0 | 0 | 0 | 0 | 0 | 0 |  | 0 | 0 | 0 | 0 | 0 | 0 | 0 | 0 | 0 | 0 | 0 | 0 | 0 | 0 | 0 | 0 | 0 | 0 | 0 | 0 | 0 | 0 | 0 | 0 | 0 | 0 | 0 | 0 | 0 | 0 | 0 | 0 | 0 | 0 | 0 | 0 |  | 0 | 0 | 0 | 0 | 0 | 0 | 0 | 0 | 0 | 0 | 0 | 0 | 0 | 0 | 0 | 0 | 0 | 0 | 0 | 0 | 0 | 0 | 0 | 0 | 0 | 0 | 0 | 0 | 0 | 0 | 0 | 0 | 0 | 0 | 0 | 0 |  | 0 | 0 | 0 | 0 | 0 | 0 | 0 | 0 | 0 | 0 | 0 | 0 | 0 | 0 | 0 | 0 | 0 | 0 | 0 | 0 | 0 | 0 | 0 | 0 | 0 | 0 | 0 | 0 | 0 | 0 | 0 | 0 | 0 | 0 | 0 | 0 |  | 0 | 0 | 0 | 0 | 0 | 0 | 0 | 0 | 0 | 0 | 0 | 0 | 0 | 0 | 0 | 0 | 0 | 0 | 0 | 0 | 0 | 0 | 0 | 0 | 0 | 0 | 0 | 0 | 0 | 0 | 0 | 0 | 0 | 0 | 0 | 0 |  | 1 | 1 | 1 | 1 | 1 | 1 | 1 | 1 | 1 | 0
SCE Metro Study Area | Lugo | 500 | 0 | 0 | 0 | 0 | 0 | 0 | 0 | 0 | 0 | 0 | 0 | 0 | 0 | 0 | 0 | 0 | 0 | 0 | 0 | 0 |  | 0 | 0 | 0 | 0 | 0 | 0 | 0 | 0 | 0 | 0 | 0 | 0 | 0 | 0 | 0 | 0 | 0 | 0 | 0 | 0 | 0 | 0 | 0 | 0 | 0 | 0 | 0 | 0 | 0 | 0 | 0 | 0 | 0 | 0 | 0 | 0 |  | 0 | 0 | 0 | 0 | 0 | 0 | 0 | 0 | 0 | 0 | 0 | 0 | 0 | 0 | 0 | 0 | 0 | 0 | 0 | 0 | 0 | 0 | 0 | 0 | 0 | 0 | 0 | 0 | 0 | 0 | 0 | 0 | 0 | 0 | 0 | 0 |  | 0 | 0 | 0 | 0 | 0 | 0 | 0 | 0 | 0 | 0 | 0 | 0 | 0 | 0 | 0 | 0 | 0 | 0 | 0 | 0 | 0 | 0 | 0 | 0 | 0 | 0 | 0 | 0 | 0 | 0 | 0 | 0 | 0 | 0 | 0 | 0 |  | 0 | 0 | 0 | 0 | 0 | 0 | 0 | 0 | 0 | 0 | 0 | 0 | 0 | 0 | 512.58 | 0 | 0 | 1 | 0 | 0 | 0 | 0 | 0 | 0 | 0 | 0 | 0 | 0 | 0 | 0 | 0 | 0 | -2 | 0 | 0 | 1 |  | 1 | 1 | 1 | 1 | 1 | 1 | 1 | 1+ | 1 | 1
SCE North of Lugo Study Area | Lugo | 230 | 0 | 0 | 0 | 0 | 0 | 0 | 0 | 0 | 0 | 0 | 0 | 0 | 0 | 0 | 0 | 0 | 0 | 0 | 0 | 0 |  | 0 | 0 | 0 | 0 | 0 | 0 | 0 | 0 | 0 | 0 | 0 | 0 | 0 | 0 | 0 | 0 | 0 | 0 | 0 | 0 | 0 | 0 | 0 | 0 | 0 | 0 | 0 | 0 | 0 | 0 | 0 | 0 | 0 | 0 | 0 | 0 |  | 0 | 0 | 0 | 0 | 0 | 0 | 0 | 0 | 0 | 0 | 0 | 0 | 0 | 0 | 0 | 0 | 0 | 0 | 0 | 0 | 0 | 0 | 0 | 0 | 0 | 0 | 0 | 0 | 0 | 0 | 0 | 0 | 0 | 0 | 0 | 0 |  | 0 | 0 | 0 | 0 | 0 | 0 | 0 | 0 | 0 | 0 | 0 | 0 | 0 | 0 | 0 | 0 | 0 | 0 | 0 | 0 | 0 | 0 | 0 | 0 | 0 | 0 | 0 | 0 | 0 | 0 | 0 | 0 | 0 | 0 | 0 | 0 |  | 0 | 0 | 0 | 0 | 0 | 0 | 0 | 0 | 0 | 0 | 0 | 0 | 0 | 0 | 0 | 0 | 0 | 0 | 0 | 0 | 0 | 0 | 0 | 0 | 0 | 0 | 0 | 0 | 0 | 0 | 0 | 0 | 0 | 0 | 0 | 0 |  | 1 | 1 | 1 | 1 | 1 | 1 | 1 | 1 | 1 | 0
SCE North of Lugo Study Area | New Sub - Lugo - Pisgah (Proposed) | 230 | 0 | 0 | 100 | 50 | 150 | 0 | 0 | 0 | 0 | 0 | 0 | 0 | 0 | 0 | 0 | 0 | 0 | 0 | 0 | 1 |  | 0 | 0 | 0 | 0 | 0 | 0 | 0 | 0 | 0 | 0 | 0 | 0 | 0 | 0 | 0 | 0 | 0 | 0 | 0 | 0 | 0 | 0 | 2 | 2 | 0 | 0 | 0 | 0 | 0 | 0 | 0 | 0 | 0 | 0 | 0 | 1 |  | 0 | 0 | 0 | 0 | 0 | 0 | 0 | 0 | 0 | 0 | 0 | 0 | 0 | 0 | 0 | 0 | 0 | 0 | 0 | 0 | 0 | 0 | 2 | 2 | 0 | 0 | 0 | 0 | 0 | 0 | 0 | 0 | 0 | 0 | 0 | 1 |  | 0 | 0 | 0 | 0 | 0 | 0 | 0 | 0 | 0 | 0 | 0 | 0 | 0 | 0 | 0 | 0 | 0 | 0 | 0 | 0 | 0 | 0 | 2 | 2 | 0 | 0 | 0 | 0 | 0 | 0 | 0 | 0 | 0 | 0 | 0 | 1 |  | 0 | 0 | 0 | 0 | 0 | 150 | 0 | 0 | 0 | 0 | 0 | 0 | 0 | 0 | 0 | 0 | 0 | 1 | 0 | 0 | 0 | 0 | 2 | 0 | 0 | 0 | 0 | 0 | 0 | 0 | 0 | 0 | 0 | 0 | 0 | 1 |  | 1 | 1 | 3- | 1 | 1 | 1 | 1 | 1 | 1 | 1
PG&E North of Greater Bay Study Area | Madison | 115 | 0 | 0 | 0 | 0 | 0 | 0 | 0 | 0 | 0 | 0 | 0 | 0 | 0 | 0 | 0 | 0 | 0 | 0 | 0 | 0 |  | 0 | 0 | 0 | 0 | 0 | 0 | 0 | 0 | 0 | 0 | 0 | 0 | 0 | 0 | 0 | 0 | 0 | 0 | 0 | 0 | 0 | 0 | 0 | 0 | 0 | 0 | 0 | 0 | 0 | 0 | 0 | 0 | 0 | 0 | 0 | 0 |  | 0 | 0 | 0 | 0 | 0 | 0 | 0 | 0 | 0 | 0 | 0 | 0 | 0 | 0 | 0 | 0 | 0 | 0 | 0 | 0 | 0 | 0 | 0 | 0 | 0 | 0 | 0 | 0 | 0 | 0 | 0 | 0 | 0 | 0 | 0 | 0 |  | 0 | 0 | 0 | 0 | 0 | 0 | 0 | 0 | 0 | 0 | 0 | 0 | 0 | 0 | 0 | 0 | 0 | 0 | 0 | 0 | 0 | 0 | 0 | 0 | 0 | 0 | 0 | 0 | 0 | 0 | 0 | 0 | 0 | 0 | 0 | 0 |  | 0 | 0 | 0 | 0 | 0 | 0 | 0 | 0 | 0 | 0 | 0 | 0 | 0 | 0 | 0 | 0 | 0 | 0 | 0 | 0 | 0 | 0 | 0 | 0 | 0 | 0 | 0 | 0 | 0 | 0 | 0 | 0 | 0 | 0 | 0 | 0 |  | 1 | 1 | 1 | 1 | 1 | 1 | 1 | 1 | 1 | 0
SCE Northern Area | Magunden | 230 | 0 | 0 | 0 | 0 | 0 | 0 | 0 | 0 | 0 | 0 | 0 | 0 | 0 | 0 | 0 | 0 | 0 | 0 | 0 | 0 |  | 0 | 0 | 0 | 0 | 0 | 0 | 0 | 0 | 0 | 0 | 0 | 0 | 0 | 0 | 0 | 0 | 0 | 0 | 0 | 0 | 0 | 0 | 0 | 0 | 0 | 0 | 0 | 0 | 0 | 0 | 0 | 0 | 0 | 0 | 0 | 0 |  | 0 | 0 | 0 | 0 | 0 | 0 | 0 | 0 | 0 | 0 | 0 | 0 | 0 | 0 | 0 | 0 | 0 | 0 | 0 | 0 | 0 | 0 | 0 | 0 | 0 | 0 | 0 | 0 | 0 | 0 | 0 | 0 | 0 | 0 | 0 | 0 |  | 0 | 0 | 0 | 0 | 0 | 0 | 0 | 0 | 0 | 0 | 0 | 0 | 0 | 0 | 0 | 0 | 0 | 0 | 0 | 0 | 0 | 0 | 0 | 0 | 0 | 0 | 0 | 0 | 0 | 0 | 0 | 0 | 0 | 0 | 0 | 0 |  | 0 | 0 | 0 | 0 | 0 | 0 | 0 | 0 | 0 | 0 | 0 | 0 | 0 | 0 | 0 | 0 | 0 | 0 | 0 | 0 | 0 | 0 | 0 | 0 | 0 | 0 | 0 | 0 | 0 | 0 | 0 | 0 | 0 | 0 | 0 | 0 |  | 1 | 1 | 1 | 1 | 1 | 1 | 1 | 1 | 1 | 0
PG&E Kern Study Area | Magunden | 115 | 0 | 0 | 0 | 0 | 0 | 0 | 0 | 0 | 0 | 0 | 0 | 0 | 0 | 0 | 0 | 0 | 0 | 0 | 0 | 0 |  | 0 | 0 | 0 | 0 | 0 | 0 | 0 | 0 | 0 | 0 | 0 | 0 | 0 | 0 | 0 | 0 | 0 | 0 | 0 | 0 | 0 | 0 | 0 | 0 | 0 | 0 | 0 | 0 | 0 | 0 | 0 | 0 | 0 | 0 | 0 | 0 |  | 0 | 0 | 0 | 0 | 0 | 0 | 0 | 0 | 0 | 0 | 0 | 0 | 0 | 0 | 0 | 0 | 0 | 0 | 0 | 0 | 0 | 0 | 0 | 0 | 0 | 0 | 0 | 0 | 0 | 0 | 0 | 0 | 0 | 0 | 0 | 0 |  | 0 | 0 | 0 | 0 | 0 | 0 | 0 | 0 | 0 | 0 | 0 | 0 | 0 | 0 | 0 | 0 | 0 | 0 | 0 | 0 | 0 | 0 | 0 | 0 | 0 | 0 | 0 | 0 | 0 | 0 | 0 | 0 | 0 | 0 | 0 | 0 |  | 0 | 0 | 0 | 0 | 0 | 0 | 0 | 0 | 0 | 0 | 0 | 0 | 0 | 0 | 0 | 0 | 0 | 0 | 0 | 0 | 0 | 0 | 0 | 0 | 0 | 0 | 0 | 0 | 0 | 0 | 0 | 0 | 0 | 0 | 0 | 0 |  | 1 | 1 | 1 | 1 | 1 | 1 | 1 | 1 | 1 | 0
PG&E North of Greater Bay Study Area | Malin | 500 | 0 | 0 | 900 | 0 | 900 | 0 | 0 | 0 | 0 | 0 | 0 | 0 | 0 | 0 | 0 | 0 | 0 | 0 | 0 | 1 |  | 0 | 0 | 0 | 0 | 0 | 0 | 0 | 0 | 0 | 0 | 0 | 0 | 0 | 0 | 0 | 0 | 0 | 0 | 0 | 0 | 0 | 0 | 2 | 2 | 0 | 0 | 0 | 0 | 0 | 0 | 0 | 0 | 0 | 0 | 0 | 1 |  | 0 | 0 | 0 | 0 | 0 | 0 | 0 | 0 | 0 | 0 | 0 | 0 | 0 | 0 | 0 | 0 | 0 | 0 | 0 | 0 | 0 | 0 | 2 | 2 | 0 | 0 | 0 | 0 | 0 | 0 | 0 | 0 | 0 | 0 | 0 | 1 |  | 0 | 0 | 0 | 0 | 0 | 0 | 0 | 0 | 0 | 0 | 0 | 0 | 0 | 0 | 0 | 0 | 0 | 0 | 0 | 0 | 0 | 0 | 2 | 2 | 0 | 0 | 0 | 0 | 0 | 0 | 0 | 0 | 0 | 0 | 0 | 1 |  | 0 | 0 | 0 | 0 | 0 | 0 | 0 | 0 | 0 | 0 | 0 | 0 | 0 | 0 | 0 | 0 | 0 | 0 | 0 | 0 | 0 | 0 | 2 | 2 | 0 | 0 | 0 | 0 | 0 | 0 | 0 | 0 | 0 | 0 | 0 | 1 |  | 1 | 1 | 5- | 1 | 1 | 1 | 1 | 1 | 1 | 1
SCE Northern Area | Mandalay | 230 | 0 | 0 | 0 | 0 | 0 | 0 | 0 | 0 | 0 | 0 | 0 | 0 | 0 | 0 | 0 | 200 | 0 | 200 | 0 | 1 |  | 0 | 0 | 0 | 0 | 0 | 0 | 0 | 0 | 0 | 0 | 0 | 0 | 0 | 400 | 409 | 0 | 0 | 1 | 0 | 0 | 0 | 0 | 0 | 0 | 0 | 0 | 0 | 0 | 0 | 0 | 0 | -2 | -2 | 0 | 0 | 1 |  | 0 | 0 | 0 | 0 | 0 | 0 | 0 | 0 | 0 | 0 | 0 | 0 | 0 | 0 | 0 | 0 | 0 | 0 | 0 | 0 | 0 | 0 | 0 | 0 | 0 | 0 | 0 | 0 | 0 | 0 | 0 | 2 | 2 | 0 | 0 | 1 |  | 0 | 0 | 0 | 0 | 0 | 0 | 0 | 0 | 0 | 0 | 0 | 0 | 0 | 400 | 409 | 0 | 0 | 1 | 0 | 0 | 0 | 0 | 0 | 0 | 0 | 0 | 0 | 0 | 0 | 0 | 0 | -2 | -2 | 0 | 0 | 1 |  | 0 | 0 | 0 | 0 | 0 | 0 | 0 | 0 | 0 | 0 | 0 | 0 | 0 | 400 | 409 | 0 | 0 | 1 | 0 | 0 | 0 | 0 | 0 | 0 | 0 | 0 | 0 | 0 | 0 | 0 | 0 | -2 | -2 | 0 | 0 | 1 |  | 1 | 1 | 1 | 1 | 1 | 1 | 1 | 4+ | 1 | 1
PG&E Fresno Study Area | Manning | 500 | 0 | 0 | 0 | 0 | 0 | 0 | 0 | 0 | 0 | 0 | 0 | 0 | 0 | 0 | 0 | 0 | 0 | 0 | 0 | 0 |  | 0 | 0 | 0 | 0 | 0 | 0 | 0 | 0 | 0 | 0 | 0 | 0 | 0 | 0 | 0 | 0 | 0 | 0 | 0 | 0 | 0 | 0 | 0 | 0 | 0 | 0 | 0 | 0 | 0 | 0 | 0 | 0 | 0 | 0 | 0 | 0 |  | 0 | 0 | 0 | 0 | 0 | 0 | 0 | 0 | 0 | 0 | 0 | 0 | 0 | 0 | 0 | 0 | 0 | 0 | 0 | 0 | 0 | 0 | 0 | 0 | 0 | 0 | 0 | 0 | 0 | 0 | 0 | 0 | 0 | 0 | 0 | 0 |  | 0 | 0 | 0 | 0 | 0 | 0 | 0 | 0 | 0 | 0 | 0 | 0 | 0 | 0 | 0 | 0 | 0 | 0 | 0 | 0 | 0 | 0 | 0 | 0 | 0 | 0 | 0 | 0 | 0 | 0 | 0 | 0 | 0 | 0 | 0 | 0 |  | 0 | 0 | 0 | 0 | 0 | 0 | 0 | 0 | 0 | 0 | 0 | 0 | 0 | 0 | 0 | 0 | 0 | 0 | 0 | 0 | 0 | 0 | 0 | 0 | 0 | 0 | 0 | 0 | 0 | 0 | 0 | 0 | 0 | 0 | 0 | 0 |  | 1 | 1 | 1 | 1 | 1 | 1 | 1 | 1 | 1 | 0
PG&E Fresno Study Area | Manning | 230 | 0 | 0 | 0 | 0 | 0 | 0 | 0 | 0 | 0 | 0 | 0 | 0 | 0 | 0 | 0 | 0 | 0 | 0 | 0 | 0 |  | 0 | 0 | 0 | 0 | 0 | 0 | 0 | 0 | 0 | 0 | 0 | 0 | 0 | 0 | 0 | 0 | 0 | 0 | 0 | 0 | 0 | 0 | 0 | 0 | 0 | 0 | 0 | 0 | 0 | 0 | 0 | 0 | 0 | 0 | 0 | 0 |  | 0 | 0 | 0 | 0 | 0 | 0 | 0 | 0 | 0 | 0 | 0 | 0 | 0 | 0 | 0 | 0 | 0 | 0 | 0 | 0 | 0 | 0 | 0 | 0 | 0 | 0 | 0 | 0 | 0 | 0 | 0 | 0 | 0 | 0 | 0 | 0 |  | 0 | 0 | 0 | 0 | 0 | 0 | 0 | 0 | 0 | 0 | 0 | 0 | 0 | 0 | 0 | 0 | 0 | 0 | 0 | 0 | 0 | 0 | 0 | 0 | 0 | 0 | 0 | 0 | 0 | 0 | 0 | 0 | 0 | 0 | 0 | 0 |  | 0 | 0 | 0 | 0 | 0 | 0 | 0 | 0 | 0 | 0 | 0 | 0 | 0 | 0 | 0 | 0 | 0 | 0 | 0 | 0 | 0 | 0 | 0 | 0 | 0 | 0 | 0 | 0 | 0 | 0 | 0 | 0 | 0 | 0 | 0 | 0 |  | 1 | 1 | 1 | 1 | 1 | 1 | 1 | 1 | 1 | 0
PG&E Greater Bay Study Area | Manteca | 115 | 0 | 0 | 0 | 0 | 0 | 0 | 0 | 0 | 0 | 0 | 0 | 1.5 | 0 | 0 | 0 | 0 | 0 | 0 | 0 | 1 |  | 0 | 0 | 0 | 0 | 0 | 0 | 0 | 0 | 0 | 0 | 0 | 0 | 0 | 0 | 0 | 0 | 0 | 0 | 0 | 0 | 0 | 0 | 0 | 0 | 0 | 0 | 0 | 0 | 2 | 0 | 0 | 0 | 0 | 0 | 0 | 1 |  | 0 | 0 | 0 | 0 | 0 | 0 | 0 | 0 | 0 | 0 | 1.5 | 0 | 0 | 0 | 0 | 0 | 0 | 1 | 0 | 0 | 0 | 0 | 0 | 0 | 0 | 0 | 0 | 0 | 0 | 0 | 0 | 0 | 0 | 0 | 0 | 0 |  | 0 | 0 | 0 | 0 | 0 | 0 | 0 | 0 | 0 | 0 | 1.5 | 0 | 0 | 0 | 0 | 0 | 0 | 1 | 0 | 0 | 0 | 0 | 0 | 0 | 0 | 0 | 0 | 0 | 0 | 0 | 0 | 0 | 0 | 0 | 0 | 0 |  | 0 | 0 | 0 | 0 | 0 | 0 | 0 | 0 | 0 | 0 | 1.5 | 0 | 0 | 0 | 0 | 0 | 0 | 1 | 0 | 0 | 0 | 0 | 0 | 0 | 0 | 0 | 0 | 0 | 0 | 0 | 0 | 0 | 0 | 0 | 0 | 0 |  | 1 | 1 | 1 | 1 | 1 | 1 | 1 | 1 | 1 | 0
SDG&E Study Area | Margarita | 138 | 0 | 0 | 0 | 0 | 0 | 0 | 0 | 0 | 0 | 0 | 0 | 0 | 0 | 0 | 0 | 0 | 0 | 0 | 0 | 0 |  | 0 | 0 | 0 | 0 | 0 | 0 | 0 | 0 | 0 | 0 | 0 | 0 | 0 | 0 | 0 | 0 | 0 | 0 | 0 | 0 | 0 | 0 | 0 | 0 | 0 | 0 | 0 | 0 | 0 | 0 | 0 | 0 | 0 | 0 | 0 | 0 |  | 0 | 0 | 0 | 0 | 0 | 0 | 0 | 0 | 0 | 0 | 0 | 0 | 0 | 0 | 0 | 0 | 0 | 0 | 0 | 0 | 0 | 0 | 0 | 0 | 0 | 0 | 0 | 0 | 0 | 0 | 0 | 0 | 0 | 0 | 0 | 0 |  | 0 | 0 | 0 | 0 | 0 | 0 | 0 | 0 | 0 | 0 | 0 | 0 | 0 | 0 | 0 | 0 | 0 | 0 | 0 | 0 | 0 | 0 | 0 | 0 | 0 | 0 | 0 | 0 | 0 | 0 | 0 | 0 | 0 | 0 | 0 | 0 |  | 0 | 0 | 0 | 0 | 0 | 0 | 0 | 0 | 0 | 0 | 0 | 0 | 0 | 0 | 0 | 0 | 0 | 0 | 0 | 0 | 0 | 0 | 0 | 0 | 0 | 0 | 0 | 0 | 0 | 0 | 0 | 0 | 0 | 0 | 0 | 0 |  | 1 | 1 | 1 | 1 | 1 | 1 | 1 | 1 | 1 | 0
PG&E Greater Bay Study Area | Mariposa | 230 | 0 | 3.6 | 0 | 0 | 0 | 0 | 0 | 0 | 0 | 0 | 0 | 0 | 0 | 0 | 0 | 0 | 50 | 50 | 0 | 1 |  | 0 | 0 | 0 | 0 | 0 | 0 | 0 | 0 | 0 | 0 | 0 | 0 | 0 | 0 | 0 | 0 | 0 | 0 | 0 | 0 | 2 | 2 | 0 | 0 | 0 | 0 | 0 | 0 | 0 | 0 | 0 | 2 | 2 | 0 | 0 | 1 |  | 0 | 0 | 0 | 0 | 0 | 0 | 0 | 0 | 0 | 0 | 0 | 0 | 0 | 0 | 0 | 0 | 0 | 0 | 0 | 0 | 2 | 2 | 0 | 0 | 0 | 0 | 0 | 0 | 0 | 0 | 0 | 2 | 2 | 0 | 0 | 1 |  | 0 | 0 | 0 | 0 | 0 | 0 | 0 | 0 | 0 | 0 | 0 | 0 | 0 | 0 | 0 | 0 | 0 | 0 | 0 | 0 | 2 | 2 | 0 | 0 | 0 | 0 | 0 | 0 | 0 | 0 | 0 | 2 | 2 | 0 | 0 | 1 |  | 0 | 0 | 0 | 3.6 | 0 | 0 | 0 | 0 | 0 | 0 | 0 | 0 | 0 | 0 | 0 | 0 | 0 | 1 | 0 | 0 | 2 | 0 | 0 | 0 | 0 | 0 | 0 | 0 | 0 | 0 | 0 | 2 | 2 | 0 | 0 | 1 |  | 1 | 3- | 1 | 1 | 1 | 1 | 1 | 5- | 1 | 1
PG&E Greater Bay Study Area | Martin | 115 | 0 | 0 | 0 | 0 | 0 | 0 | 0 | 0 | 0 | 0 | 0 | 0.9 | 0 | 0 | 0 | 188.4 | 61.6 | 250 | 0 | 1 |  | 0 | 0 | 0 | 0 | 0 | 0 | 0 | 0 | 0 | 0 | 0 | 0 | 0 | 0 | 0 | 0 | 0 | 0 | 0 | 0 | 0 | 0 | 0 | 0 | 0 | 0 | 0 | 0 | 2 | 0 | 0 | 2 | 2 | 0 | 0 | 1 |  | 0 | 0 | 0 | 0 | 0 | 0 | 0 | 0 | 0 | 0 | 0.937 | 0 | 0 | 250 | 250 | 0 | 0 | 1 | 0 | 0 | 0 | 0 | 0 | 0 | 0 | 0 | 0 | 0 | 0 | 0 | 0 | 0 | 0 | 0 | 0 | 0 |  | 0 | 0 | 0 | 0 | 0 | 0 | 0 | 0 | 0 | 0 | 0.937 | 0 | 0 | 250 | 250 | 0 | 0 | 1 | 0 | 0 | 0 | 0 | 0 | 0 | 0 | 0 | 0 | 0 | 0 | 0 | 0 | 0 | 0 | 0 | 0 | 0 |  | 0 | 0 | 0 | 0 | 0 | 0 | 0 | 0 | 0 | 0 | 0.937 | 0 | 0 | 250 | 555.5 | 0 | 0 | 1 | 0 | 0 | 0 | 0 | 0 | 0 | 0 | 0 | 0 | 0 | 0 | 0 | 0 | 0 | -2 | 0 | 0 | 1 |  | 1 | 1 | 1 | 1 | 1 | 1 | 1 | 1+ | 1 | 1
PG&E Greater Bay Study Area | Martin | 230 | 0 | 0 | 0 | 0 | 0 | 0 | 0 | 0 | 0 | 0 | 0 | 0 | 0 | 0 | 0 | 0 | 0 | 0 | 0 | 0 |  | 0 | 0 | 0 | 0 | 0 | 0 | 0 | 0 | 0 | 0 | 0 | 0 | 0 | 0 | 0 | 0 | 0 | 0 | 0 | 0 | 0 | 0 | 0 | 0 | 0 | 0 | 0 | 0 | 0 | 0 | 0 | 0 | 0 | 0 | 0 | 0 |  | 0 | 0 | 0 | 0 | 0 | 0 | 0 | 0 | 0 | 0 | 0 | 0 | 0 | 0 | 0 | 0 | 0 | 0 | 0 | 0 | 0 | 0 | 0 | 0 | 0 | 0 | 0 | 0 | 0 | 0 | 0 | 0 | 0 | 0 | 0 | 0 |  | 0 | 0 | 0 | 0 | 0 | 0 | 0 | 0 | 0 | 0 | 0 | 0 | 0 | 0 | 0 | 0 | 0 | 0 | 0 | 0 | 0 | 0 | 0 | 0 | 0 | 0 | 0 | 0 | 0 | 0 | 0 | 0 | 0 | 0 | 0 | 0 |  | 0 | 0 | 0 | 0 | 0 | 0 | 0 | 0 | 0 | 0 | 0 | 0 | 0 | 0 | 0 | 0 | 0 | 0 | 0 | 0 | 0 | 0 | 0 | 0 | 0 | 0 | 0 | 0 | 0 | 0 | 0 | 0 | 0 | 0 | 0 | 0 |  | 1 | 1 | 1 | 1 | 1 | 1 | 1 | 1 | 1 | 0
PG&E Greater Bay Study Area | Martinez | 115 | 0 | 0 | 0 | 0 | 0 | 0 | 0 | 0 | 0 | 0 | 0 | 0 | 0 | 0 | 0 | 0 | 0 | 0 | 0 | 0 |  | 0 | 0 | 0 | 0 | 0 | 0 | 0 | 0 | 0 | 0 | 0 | 0 | 0 | 0 | 0 | 0 | 0 | 0 | 0 | 0 | 0 | 0 | 0 | 0 | 0 | 0 | 0 | 0 | 0 | 0 | 0 | 0 | 0 | 0 | 0 | 0 |  | 0 | 0 | 0 | 0 | 0 | 0 | 0 | 0 | 0 | 0 | 0 | 0 | 0 | 0 | 0 | 0 | 0 | 0 | 0 | 0 | 0 | 0 | 0 | 0 | 0 | 0 | 0 | 0 | 0 | 0 | 0 | 0 | 0 | 0 | 0 | 0 |  | 0 | 0 | 0 | 0 | 0 | 0 | 0 | 0 | 0 | 0 | 0 | 0 | 0 | 0 | 0 | 0 | 0 | 0 | 0 | 0 | 0 | 0 | 0 | 0 | 0 | 0 | 0 | 0 | 0 | 0 | 0 | 0 | 0 | 0 | 0 | 0 |  | 0 | 0 | 0 | 0 | 0 | 0 | 0 | 0 | 0 | 0 | 0 | 0 | 0 | 0 | 0 | 0 | 0 | 0 | 0 | 0 | 0 | 0 | 0 | 0 | 0 | 0 | 0 | 0 | 0 | 0 | 0 | 0 | 0 | 0 | 0 | 0 |  | 1 | 1 | 1 | 1 | 1 | 1 | 1 | 1 | 1 | 0
PG&E Fresno Study Area | Mc Mullin | 230 | 0 | 0 | 0 | 0 | 0 | 0 | 0 | 0 | 0 | 0 | 0 | 0 | 0 | 0 | 0 | 0 | 0 | 0 | 0 | 0 |  | 0 | 0 | 0 | 0 | 0 | 0 | 0 | 0 | 0 | 0 | 0 | 0 | 0 | 0 | 0 | 0 | 0 | 0 | 0 | 0 | 0 | 0 | 0 | 0 | 0 | 0 | 0 | 0 | 0 | 0 | 0 | 0 | 0 | 0 | 0 | 0 |  | 0 | 0 | 0 | 0 | 0 | 0 | 0 | 0 | 0 | 0 | 0 | 0 | 0 | 0 | 0 | 0 | 0 | 0 | 0 | 0 | 0 | 0 | 0 | 0 | 0 | 0 | 0 | 0 | 0 | 0 | 0 | 0 | 0 | 0 | 0 | 0 |  | 0 | 0 | 0 | 0 | 0 | 0 | 0 | 0 | 0 | 0 | 0 | 0 | 0 | 0 | 0 | 0 | 0 | 0 | 0 | 0 | 0 | 0 | 0 | 0 | 0 | 0 | 0 | 0 | 0 | 0 | 0 | 0 | 0 | 0 | 0 | 0 |  | 0 | 0 | 0 | 0 | 0 | 0 | 0 | 0 | 0 | 0 | 0 | 0 | 0 | 0 | 0 | 0 | 0 | 0 | 0 | 0 | 0 | 0 | 0 | 0 | 0 | 0 | 0 | 0 | 0 | 0 | 0 | 0 | 0 | 0 | 0 | 0 |  | 1 | 1 | 1 | 1 | 1 | 1 | 1 | 1 | 1 | 0
PG&E Fresno Study Area | McCall | 230 | 0 | 0 | 0 | 0 | 0 | 0 | 0 | 0 | 0 | 0 | 0 | 0 | 0 | 0 | 0 | 0 | 0 | 0 | 0 | 0 |  | 0 | 0 | 0 | 0 | 0 | 0 | 0 | 0 | 0 | 0 | 0 | 0 | 0 | 0 | 0 | 0 | 0 | 0 | 0 | 0 | 0 | 0 | 0 | 0 | 0 | 0 | 0 | 0 | 0 | 0 | 0 | 0 | 0 | 0 | 0 | 0 |  | 0 | 0 | 0 | 0 | 0 | 0 | 0 | 0 | 0 | 0 | 5.76 | 0 | 0 | 0 | 0 | 0 | 0 | 1 | 0 | 0 | 0 | 0 | 0 | 0 | 0 | 0 | 0 | 0 | -2 | 0 | 0 | 0 | 0 | 0 | 0 | 1 |  | 0 | 0 | 0 | 0 | 0 | 0 | 0 | 0 | 0 | 0 | 5.76 | 0 | 0 | 0 | 0 | 0 | 0 | 1 | 0 | 0 | 0 | 0 | 0 | 0 | 0 | 0 | 0 | 0 | -2 | 0 | 0 | 0 | 0 | 0 | 0 | 1 |  | 0 | 0 | 0 | 0 | 0 | 0 | 0 | 0 | 0 | 0 | 5.76 | 0 | 0 | 0 | 46.28 | 0 | 0 | 1 | 0 | 0 | 0 | 0 | 0 | 0 | 0 | 0 | 0 | 0 | -2 | 0 | 0 | 0 | -2 | 0 | 0 | 1 |  | 1 | 1 | 1 | 1 | 1 | 4+ | 1 | 1+ | 1 | 1
East of Pisgah Study Area | McCullough (LDWP) | 500 | 0 | 0 | 0 | 0 | 0 | 0 | 0 | 0 | 0 | 0 | 0 | 0 | 0 | 0 | 0 | 0 | 0 | 0 | 0 | 0 |  | 0 | 0 | 0 | 0 | 0 | 0 | 0 | 0 | 0 | 0 | 0 | 0 | 0 | 0 | 0 | 0 | 0 | 0 | 0 | 0 | 0 | 0 | 0 | 0 | 0 | 0 | 0 | 0 | 0 | 0 | 0 | 0 | 0 | 0 | 0 | 0 |  | 0 | 0 | 0 | 0 | 0 | 0 | 0 | 0 | 0 | 0 | 0 | 0 | 0 | 0 | 0 | 0 | 0 | 0 | 0 | 0 | 0 | 0 | 0 | 0 | 0 | 0 | 0 | 0 | 0 | 0 | 0 | 0 | 0 | 0 | 0 | 0 |  | 0 | 0 | 0 | 0 | 0 | 0 | 0 | 0 | 0 | 0 | 0 | 0 | 0 | 0 | 0 | 0 | 0 | 0 | 0 | 0 | 0 | 0 | 0 | 0 | 0 | 0 | 0 | 0 | 0 | 0 | 0 | 0 | 0 | 0 | 0 | 0 |  | 0 | 0 | 0 | 0 | 0 | 0 | 0 | 0 | 0 | 0 | 0 | 0 | 0 | 0 | 0 | 0 | 0 | 0 | 0 | 0 | 0 | 0 | 0 | 0 | 0 | 0 | 0 | 0 | 0 | 0 | 0 | 0 | 0 | 0 | 0 | 0 |  | 1 | 1 | 1 | 1 | 1 | 1 | 1 | 1 | 1 | 0
East of Pisgah Study Area | Mead | 230 | 0 | 0 | 0 | 0 | 0 | 0 | 0 | 0 | 0 | 0 | 0 | 0 | 0 | 0 | 0 | 0 | 0 | 0 | 0 | 0 |  | 0 | 0 | 0 | 0 | 0 | 0 | 0 | 0 | 0 | 0 | 0 | 0 | 0 | 0 | 0 | 0 | 0 | 0 | 0 | 0 | 0 | 0 | 0 | 0 | 0 | 0 | 0 | 0 | 0 | 0 | 0 | 0 | 0 | 0 | 0 | 0 |  | 0 | 0 | 0 | 0 | 0 | 0 | 0 | 0 | 0 | 0 | 0 | 0 | 0 | 0 | 0 | 0 | 0 | 0 | 0 | 0 | 0 | 0 | 0 | 0 | 0 | 0 | 0 | 0 | 0 | 0 | 0 | 0 | 0 | 0 | 0 | 0 |  | 0 | 0 | 0 | 0 | 0 | 0 | 0 | 0 | 0 | 0 | 0 | 0 | 0 | 0 | 0 | 0 | 0 | 0 | 0 | 0 | 0 | 0 | 0 | 0 | 0 | 0 | 0 | 0 | 0 | 0 | 0 | 0 | 0 | 0 | 0 | 0 |  | 0 | 0 | 0 | 0 | 0 | 0 | 0 | 0 | 0 | 0 | 0 | 0 | 0 | 0 | 0 | 0 | 0 | 0 | 0 | 0 | 0 | 0 | 0 | 0 | 0 | 0 | 0 | 0 | 0 | 0 | 0 | 0 | 0 | 0 | 0 | 0 |  | 1 | 1 | 1 | 1 | 1 | 1 | 1 | 1 | 1 | 0
PG&E Greater Bay Study Area | Melones | 115 | 0 | 0 | 0 | 0 | 0 | 0 | 0 | 0 | 0 | 0 | 0 | 0 | 0 | 0 | 0 | 0 | 0 | 0 | 0 | 0 |  | 0 | 0 | 0 | 0 | 0 | 0 | 0 | 0 | 0 | 0 | 0 | 0 | 0 | 0 | 0 | 0 | 0 | 0 | 0 | 0 | 0 | 0 | 0 | 0 | 0 | 0 | 0 | 0 | 0 | 0 | 0 | 0 | 0 | 0 | 0 | 0 |  | 0 | 0 | 0 | 0 | 0 | 0 | 0 | 0 | 0 | 0 | 0 | 0 | 0 | 0 | 0 | 0 | 0 | 0 | 0 | 0 | 0 | 0 | 0 | 0 | 0 | 0 | 0 | 0 | 0 | 0 | 0 | 0 | 0 | 0 | 0 | 0 |  | 0 | 0 | 0 | 0 | 0 | 0 | 0 | 0 | 0 | 0 | 0 | 0 | 0 | 0 | 0 | 0 | 0 | 0 | 0 | 0 | 0 | 0 | 0 | 0 | 0 | 0 | 0 | 0 | 0 | 0 | 0 | 0 | 0 | 0 | 0 | 0 |  | 0 | 0 | 0 | 0 | 0 | 0 | 0 | 0 | 0 | 0 | 0 | 0 | 0 | 0 | 0 | 0 | 0 | 0 | 0 | 0 | 0 | 0 | 0 | 0 | 0 | 0 | 0 | 0 | 0 | 0 | 0 | 0 | 0 | 0 | 0 | 0 |  | 1 | 1 | 1 | 1 | 1 | 1 | 1 | 1 | 1 | 0
PG&E North of Greater Bay Study Area | Mendocino | 115 | 0 | 1 | 0 | 0 | 0 | 0 | 0 | 0 | 0 | 0 | 0 | 0 | 0 | 0 | 0 | 0 | 0 | 0 | 0 | 1 |  | 0 | 0 | 0 | 0 | 0 | 0 | 0 | 0 | 0 | 0 | 0 | 0 | 0 | 0 | 0 | 0 | 0 | 0 | 0 | 0 | 2 | 2 | 0 | 0 | 0 | 0 | 0 | 0 | 0 | 0 | 0 | 0 | 0 | 0 | 0 | 1 |  | 0 | 0 | 0 | 0 | 0 | 0 | 0 | 0 | 0 | 0 | 0 | 0 | 0 | 0 | 5 | 0 | 0 | 1 | 0 | 0 | 2 | 2 | 0 | 0 | 0 | 0 | 0 | 0 | 0 | 0 | 0 | 0 | -2 | 0 | 0 | 1 |  | 0 | 0 | 0 | 0 | 0 | 0 | 0 | 0 | 0 | 0 | 0 | 0 | 0 | 0 | 5 | 0 | 0 | 1 | 0 | 0 | 2 | 2 | 0 | 0 | 0 | 0 | 0 | 0 | 0 | 0 | 0 | 0 | -2 | 0 | 0 | 1 |  | 0 | 0 | 0 | 0 | 0 | 0 | 0 | 0 | 0 | 0 | 0 | 0 | 0 | 0 | 5 | 0 | 0 | 1 | 0 | 0 | 2 | 2 | 0 | 0 | 0 | 0 | 0 | 0 | 0 | 0 | 0 | 0 | -2 | 0 | 0 | 1 |  | 1 | 5- | 1 | 1 | 1 | 1 | 1 | 4+ | 1 | 1
PG&E Fresno Study Area | Mendota | 115 | 0 | 0 | 0 | 0 | 0 | 0 | 0 | 0 | 0 | 0 | 0 | 0 | 0 | 0 | 0 | 0 | 0 | 0 | 0 | 0 |  | 0 | 0 | 0 | 0 | 0 | 0 | 0 | 0 | 0 | 0 | 0 | 0 | 0 | 0 | 0 | 0 | 0 | 0 | 0 | 0 | 0 | 0 | 0 | 0 | 0 | 0 | 0 | 0 | 0 | 0 | 0 | 0 | 0 | 0 | 0 | 0 |  | 0 | 0 | 0 | 0 | 0 | 0 | 0 | 0 | 0 | 0 | 0 | 0 | 0 | 0 | 0 | 0 | 0 | 0 | 0 | 0 | 0 | 0 | 0 | 0 | 0 | 0 | 0 | 0 | 0 | 0 | 0 | 0 | 0 | 0 | 0 | 0 |  | 0 | 0 | 0 | 0 | 0 | 0 | 0 | 0 | 0 | 0 | 0 | 0 | 0 | 0 | 0 | 0 | 0 | 0 | 0 | 0 | 0 | 0 | 0 | 0 | 0 | 0 | 0 | 0 | 0 | 0 | 0 | 0 | 0 | 0 | 0 | 0 |  | 0 | 0 | 0 | 0 | 0 | 0 | 0 | 0 | 0 | 0 | 0 | 0 | 153.3 | 0 | 153 | 0 | 0 | 1 | 0 | 0 | 0 | 0 | 0 | 0 | 0 | 0 | 0 | 0 | 0 | 0 | -2 | 0 | -2 | 0 | 0 | 1 |  | 1 | 1 | 1 | 1 | 1 | 1 | 1+ | 1+ | 1 | 1
PG&E Fresno Study Area | Merced | 115 | 0 | 0 | 0 | 0 | 0 | 0 | 0 | 0 | 0 | 0 | 0 | 0 | 0 | 0 | 0 | 0 | 0 | 0 | 0 | 0 |  | 0 | 0 | 0 | 0 | 0 | 0 | 0 | 0 | 0 | 0 | 0 | 0 | 0 | 0 | 0 | 0 | 0 | 0 | 0 | 0 | 0 | 0 | 0 | 0 | 0 | 0 | 0 | 0 | 0 | 0 | 0 | 0 | 0 | 0 | 0 | 0 |  | 0 | 0 | 0 | 0 | 0 | 0 | 0 | 0 | 0 | 0 | 4.125 | 0 | 0 | 0 | 0 | 0 | 0 | 1 | 0 | 0 | 0 | 0 | 0 | 0 | 0 | 0 | 0 | 0 | -2 | 0 | 0 | 0 | 0 | 0 | 0 | 1 |  | 0 | 0 | 0 | 0 | 0 | 0 | 0 | 0 | 0 | 0 | 4.125 | 0 | 0 | 0 | 0 | 0 | 0 | 1 | 0 | 0 | 0 | 0 | 0 | 0 | 0 | 0 | 0 | 0 | -2 | 0 | 0 | 0 | 0 | 0 | 0 | 1 |  | 0 | 0 | 0 | 0 | 0 | 0 | 0 | 0 | 0 | 0 | 4.125 | 0 | 0 | 0 | 0 | 0 | 0 | 1 | 0 | 0 | 0 | 0 | 0 | 0 | 0 | 0 | 0 | 0 | -2 | 0 | 0 | 0 | 0 | 0 | 0 | 1 |  | 1 | 1 | 1 | 1 | 1 | 4+ | 1 | 1 | 1 | 1
East of Pisgah Study Area | Mercry Switch | 138 | 0 | 0 | 0 | 0 | 0 | 0 | 0 | 0 | 0 | 0 | 0 | 0 | 0 | 0 | 0 | 0 | 0 | 0 | 0 | 0 |  | 0 | 0 | 0 | 0 | 0 | 0 | 0 | 0 | 0 | 0 | 0 | 0 | 0 | 0 | 0 | 0 | 0 | 0 | 0 | 0 | 0 | 0 | 0 | 0 | 0 | 0 | 0 | 0 | 0 | 0 | 0 | 0 | 0 | 0 | 0 | 0 |  | 0 | 0 | 0 | 0 | 0 | 0 | 0 | 0 | 0 | 0 | 0 | 0 | 0 | 0 | 0 | 0 | 0 | 0 | 0 | 0 | 0 | 0 | 0 | 0 | 0 | 0 | 0 | 0 | 0 | 0 | 0 | 0 | 0 | 0 | 0 | 0 |  | 0 | 0 | 0 | 0 | 0 | 0 | 0 | 0 | 0 | 0 | 0 | 0 | 0 | 0 | 0 | 0 | 0 | 0 | 0 | 0 | 0 | 0 | 0 | 0 | 0 | 0 | 0 | 0 | 0 | 0 | 0 | 0 | 0 | 0 | 0 | 0 |  | 0 | 0 | 0 | 0 | 0 | 0 | 0 | 0 | 0 | 0 | 0 | 0 | 0 | 0 | 0 | 0 | 0 | 0 | 0 | 0 | 0 | 0 | 0 | 0 | 0 | 0 | 0 | 0 | 0 | 0 | 0 | 0 | 0 | 0 | 0 | 0 |  | 1 | 1 | 1 | 1 | 1 | 1 | 1 | 1 | 1 | 0
PG&E Kern Study Area | Mesa | 230 | 0 | 0 | 0 | 0 | 0 | 0 | 0 | 0 | 0 | 0 | 0 | 0 | 0 | 0 | 0 | 0 | 0 | 0 | 0 | 0 |  | 0 | 0 | 0 | 0 | 0 | 0 | 0 | 0 | 0 | 0 | 0 | 0 | 0 | 0 | 0 | 0 | 0 | 0 | 0 | 0 | 0 | 0 | 0 | 0 | 0 | 0 | 0 | 0 | 0 | 0 | 0 | 0 | 0 | 0 | 0 | 0 |  | 0 | 0 | 0 | 0 | 0 | 0 | 0 | 0 | 0 | 0 | 0 | 0 | 0 | 0 | 6.5 | 0 | 0 | 1 | 0 | 0 | 0 | 0 | 0 | 0 | 0 | 0 | 0 | 0 | 0 | 0 | 0 | 0 | -2 | 0 | 0 | 1 |  | 0 | 0 | 0 | 0 | 0 | 0 | 0 | 0 | 0 | 0 | 0 | 0 | 0 | 0 | 638.94 | 0 | 0 | 1 | 0 | 0 | 0 | 0 | 0 | 0 | 0 | 0 | 0 | 0 | 0 | 0 | 0 | 0 | -2 | 0 | 0 | 1 |  | 0 | 0 | 0 | 0 | 0 | 0 | 0 | 0 | 0 | 0 | 0 | 0 | 0 | 0 | 638.94 | 0 | 0 | 1 | 0 | 0 | 0 | 0 | 0 | 0 | 0 | 0 | 0 | 0 | 0 | 0 | 0 | 0 | -2 | 0 | 0 | 1 |  | 1 | 1 | 1 | 1 | 1 | 1 | 1 | 4+ | 1 | 1
PG&E Kern Study Area | Mesa | 115 | 0 | 0 | 0 | 0 | 0 | 0 | 0 | 0 | 0 | 0 | 0 | 0 | 0 | 0 | 0 | 0 | 0 | 0 | 0 | 0 |  | 0 | 0 | 0 | 0 | 0 | 0 | 0 | 0 | 0 | 0 | 0 | 0 | 0 | 0 | 0 | 0 | 0 | 0 | 0 | 0 | 0 | 0 | 0 | 0 | 0 | 0 | 0 | 0 | 0 | 0 | 0 | 0 | 0 | 0 | 0 | 0 |  | 0 | 0 | 0 | 0 | 0 | 0 | 0 | 0 | 0 | 0 | 0 | 0 | 0 | 0 | 0 | 0 | 0 | 0 | 0 | 0 | 0 | 0 | 0 | 0 | 0 | 0 | 0 | 0 | 0 | 0 | 0 | 0 | 0 | 0 | 0 | 0 |  | 0 | 0 | 0 | 0 | 0 | 0 | 0 | 0 | 0 | 0 | 0 | 0 | 0 | 0 | 0 | 0 | 0 | 0 | 0 | 0 | 0 | 0 | 0 | 0 | 0 | 0 | 0 | 0 | 0 | 0 | 0 | 0 | 0 | 0 | 0 | 0 |  | 0 | 0 | 0 | 0 | 0 | 0 | 0 | 0 | 0 | 0 | 0 | 0 | 0 | 0 | 0 | 0 | 0 | 0 | 0 | 0 | 0 | 0 | 0 | 0 | 0 | 0 | 0 | 0 | 0 | 0 | 0 | 0 | 0 | 0 | 0 | 0 |  | 1 | 1 | 1 | 1 | 1 | 1 | 1 | 1 | 1 | 0
SCE Metro Study Area | Mesa (SCE) | 500 | 0 | 0 | 0 | 0 | 0 | 0 | 0 | 0 | 0 | 0 | 0 | 0 | 0 | 0 | 0 | 0 | 0 | 0 | 0 | 0 |  | 0 | 0 | 0 | 0 | 0 | 0 | 0 | 0 | 0 | 0 | 0 | 0 | 0 | 0 | 0 | 0 | 0 | 0 | 0 | 0 | 0 | 0 | 0 | 0 | 0 | 0 | 0 | 0 | 0 | 0 | 0 | 0 | 0 | 0 | 0 | 0 |  | 0 | 0 | 0 | 0 | 0 | 0 | 0 | 0 | 0 | 0 | 0 | 0 | 0 | 0 | 0 | 0 | 0 | 0 | 0 | 0 | 0 | 0 | 0 | 0 | 0 | 0 | 0 | 0 | 0 | 0 | 0 | 0 | 0 | 0 | 0 | 0 |  | 0 | 0 | 0 | 0 | 0 | 0 | 0 | 0 | 0 | 0 | 0 | 0 | 0 | 0 | 0 | 0 | 0 | 0 | 0 | 0 | 0 | 0 | 0 | 0 | 0 | 0 | 0 | 0 | 0 | 0 | 0 | 0 | 0 | 0 | 0 | 0 |  | 0 | 0 | 0 | 0 | 0 | 0 | 0 | 0 | 0 | 0 | 0 | 0 | 0 | 0 | 252 | 0 | 0 | 1 | 0 | 0 | 0 | 0 | 0 | 0 | 0 | 0 | 0 | 0 | 0 | 0 | 0 | 0 | -2 | 0 | 0 | 1 |  | 1 | 1 | 1 | 1 | 1 | 1 | 1 | 1+ | 1 | 1
SCE Metro Study Area | Mesa (SCE) | 230 | 0 | 0 | 0 | 0 | 0 | 0 | 0 | 0 | 0 | 0 | 0 | 0 | 0 | 0 | 0 | 0 | 3.5 | 3.5 | 0 | 1 |  | 0 | 0 | 0 | 0 | 0 | 0 | 0 | 0 | 0 | 0 | 0 | 0 | 0 | 0 | 0 | 0 | 0 | 0 | 0 | 0 | 0 | 0 | 0 | 0 | 0 | 0 | 0 | 0 | 0 | 0 | 0 | 2 | 2 | 0 | 0 | 1 |  | 0 | 0 | 0 | 0 | 0 | 0 | 0 | 0 | 0 | 0 | 0 | 0 | 0 | 0 | 3.5 | 0 | 0 | 1 | 0 | 0 | 0 | 0 | 0 | 0 | 0 | 0 | 0 | 0 | 0 | 0 | 0 | 2 | 0 | 0 | 0 | 1 |  | 0 | 0 | 0 | 0 | 0 | 0 | 0 | 0 | 0 | 0 | 0 | 0 | 0 | 0 | 3.5 | 0 | 0 | 1 | 0 | 0 | 0 | 0 | 0 | 0 | 0 | 0 | 0 | 0 | 0 | 0 | 0 | 2 | 0 | 0 | 0 | 1 |  | 0 | 0 | 0 | 0 | 0 | 0 | 0 | 0 | 0 | 0 | 0 | 0 | 0 | 0 | 7 | 0 | 0 | 1 | 0 | 0 | 0 | 0 | 0 | 0 | 0 | 0 | 0 | 0 | 0 | 0 | 0 | 2 | -2 | 0 | 0 | 1 |  | 1 | 1 | 1 | 1 | 1 | 1 | 1 | 1+ | 1 | 1
PG&E Greater Bay Study Area | Metcalf | 500 | 0 | 0 | 0 | 0 | 0 | 0 | 0 | 0 | 0 | 0 | 0 | 0 | 0 | 0 | 0 | 50 | 0 | 50 | 0 | 1 |  | 0 | 0 | 0 | 0 | 0 | 0 | 0 | 0 | 0 | 0 | 0 | 0 | 0 | 0 | 0 | 0 | 0 | 0 | 0 | 0 | 0 | 0 | 0 | 0 | 0 | 0 | 0 | 0 | 0 | 0 | 0 | 2 | 2 | 0 | 0 | 1 |  | 0 | 0 | 0 | 0 | 0 | 0 | 0 | 0 | 0 | 0 | 0 | 0 | 0 | 0 | 0 | 0 | 0 | 0 | 0 | 0 | 0 | 0 | 0 | 0 | 0 | 0 | 0 | 0 | 0 | 0 | 0 | 2 | 2 | 0 | 0 | 1 |  | 0 | 0 | 0 | 0 | 0 | 0 | 0 | 0 | 0 | 0 | 0 | 0 | 0 | 0 | 0 | 0 | 0 | 0 | 0 | 0 | 0 | 0 | 0 | 0 | 0 | 0 | 0 | 0 | 0 | 0 | 0 | 2 | 2 | 0 | 0 | 1 |  | 0 | 0 | 0 | 0 | 0 | 0 | 0 | 0 | 0 | 0 | 0 | 0 | 0 | 0 | 0 | 0 | 0 | 0 | 0 | 0 | 0 | 0 | 0 | 0 | 0 | 0 | 0 | 0 | 0 | 0 | 0 | 2 | 2 | 0 | 0 | 1 |  | 1 | 1 | 1 | 1 | 1 | 1 | 1 | 5- | 1 | 1
PG&E Greater Bay Study Area | Metcalf | 230 | 0 | 0 | 0 | 0 | 0 | 0 | 0 | 0 | 0 | 0 | 0 | 0 | 0 | 0 | 0 | 200 | 100 | 300 | 0 | 1 |  | 0 | 0 | 0 | 0 | 0 | 0 | 0 | 0 | 0 | 0 | 0 | 0 | 0 | 0 | 0 | 0 | 0 | 0 | 0 | 0 | 0 | 0 | 0 | 0 | 0 | 0 | 0 | 0 | 0 | 0 | 0 | 2 | 2 | 0 | 0 | 1 |  | 0 | 0 | 0 | 0 | 0 | 0 | 0 | 0 | 0 | 0 | 0 | 0 | 0 | 0 | 0 | 0 | 0 | 0 | 0 | 0 | 0 | 0 | 0 | 0 | 0 | 0 | 0 | 0 | 0 | 0 | 0 | 2 | 2 | 0 | 0 | 1 |  | 0 | 0 | 0 | 0 | 0 | 0 | 0 | 0 | 0 | 0 | 0 | 0 | 0 | 350 | 354.88 | 0 | 0 | 1 | 0 | 0 | 0 | 0 | 0 | 0 | 0 | 0 | 0 | 0 | 0 | 0 | 0 | -1 | -1 | 0 | 0 | 1 |  | 0 | 0 | 0 | 0 | 0 | 0 | 0 | 0 | 0 | 0 | 0 | 0 | 0 | 350 | 354.88 | 0 | 0 | 1 | 0 | 0 | 0 | 0 | 0 | 0 | 0 | 0 | 0 | 0 | 0 | 0 | 0 | -1 | -1 | 0 | 0 | 1 |  | 1 | 1 | 1 | 1 | 1 | 1 | 1 | 3+ | 1 | 1
PG&E Greater Bay Study Area | Metcalf | 115 | 0 | 1.8 | 0 | 0 | 0 | 0 | 0 | 0 | 0 | 0 | 0 | 0 | 0 | 0 | 0 | 0 | 0 | 0 | 0 | 1 |  | 0 | 0 | 0 | 0 | 0 | 0 | 0 | 0 | 0 | 0 | 0 | 0 | 0 | 0 | 0 | 0 | 0 | 0 | 0 | 0 | 2 | 2 | 0 | 0 | 0 | 0 | 0 | 0 | 0 | 0 | 0 | 0 | 0 | 0 | 0 | 1 |  | 0 | 0 | 0 | 0 | 0 | 0 | 0 | 0 | 0 | 0 | 0 | 0 | 0 | 0 | 0 | 0 | 0 | 0 | 0 | 0 | 2 | 2 | 0 | 0 | 0 | 0 | 0 | 0 | 0 | 0 | 0 | 0 | 0 | 0 | 0 | 1 |  | 0 | 0 | 0 | 0 | 0 | 0 | 0 | 0 | 0 | 0 | 0 | 0 | 0 | 0 | 0 | 0 | 0 | 0 | 0 | 0 | 2 | 2 | 0 | 0 | 0 | 0 | 0 | 0 | 0 | 0 | 0 | 0 | 0 | 0 | 0 | 1 |  | 0 | 0 | 0 | 0 | 0 | 0 | 0 | 0 | 0 | 0 | 0 | 0 | 0 | 0 | 0 | 0 | 0 | 0 | 0 | 0 | 2 | 2 | 0 | 0 | 0 | 0 | 0 | 0 | 0 | 0 | 0 | 0 | 0 | 0 | 0 | 1 |  | 1 | 5- | 1 | 1 | 1 | 1 | 1 | 1 | 1 | 1
PG&E Kern Study Area | Midway | 500 | 0 | 0 | 0 | 0 | 0 | 0 | 0 | 0 | 0 | 0 | 0 | 0 | 100 | 700 | 800 | 340 | 302 | 642 | 0 | 1 |  | 0 | 0 | 0 | 0 | 0 | 0 | 0 | 0 | 0 | 0 | 0 | 0 | 818 | 800 | 818 | 0 | 0 | 1 | 0 | 0 | 0 | 0 | 0 | 0 | 0 | 0 | 0 | 0 | 0 | 2 | 0 | -1 | -1 | 0 | 0 | 1 |  | 0 | 0 | 0 | 0 | 0 | 0 | 0 | 0 | 0 | 0 | 0 | 0 | 818 | 800 | 818 | 0 | 0 | 1 | 0 | 0 | 0 | 0 | 0 | 0 | 0 | 0 | 0 | 0 | 0 | 2 | 0 | -1 | -1 | 0 | 0 | 1 |  | 0 | 0 | 0 | 0 | 0 | 0 | 0 | 0 | 0 | 0 | 0 | 0 | 818 | 800 | 818 | 0 | 0 | 1 | 0 | 0 | 0 | 0 | 0 | 0 | 0 | 0 | 0 | 0 | 0 | 2 | 0 | -1 | -1 | 0 | 0 | 1 |  | 0 | 0 | 0 | 0 | 0 | 0 | 0 | 0 | 0 | 0 | 0 | 0 | 818 | 800 | 818 | 0 | 0 | 1 | 0 | 0 | 0 | 0 | 0 | 0 | 0 | 0 | 0 | 0 | 0 | 2 | 0 | -1 | -1 | 0 | 0 | 1 |  | 1 | 1 | 1 | 1 | 1 | 1 | 1 | 3+ | 1 | 1
PG&E Kern Study Area | Midway | 230 | 0 | 0 | 0 | 0 | 0 | 0 | 0 | 0 | 0 | 0 | 0 | 0 | 0 | 0 | 0 | 0 | 0 | 0 | 0 | 0 |  | 0 | 0 | 0 | 0 | 0 | 0 | 0 | 0 | 0 | 0 | 0 | 0 | 0 | 0 | 0 | 0 | 0 | 0 | 0 | 0 | 0 | 0 | 0 | 0 | 0 | 0 | 0 | 0 | 0 | 0 | 0 | 0 | 0 | 0 | 0 | 0 |  | 0 | 0 | 0 | 0 | 0 | 0 | 0 | 0 | 0 | 0 | 0 | 0 | 0 | 0 | 0 | 0 | 0 | 0 | 0 | 0 | 0 | 0 | 0 | 0 | 0 | 0 | 0 | 0 | 0 | 0 | 0 | 0 | 0 | 0 | 0 | 0 |  | 0 | 0 | 0 | 0 | 0 | 0 | 0 | 0 | 0 | 0 | 0 | 0 | 0 | 0 | 0 | 0 | 0 | 0 | 0 | 0 | 0 | 0 | 0 | 0 | 0 | 0 | 0 | 0 | 0 | 0 | 0 | 0 | 0 | 0 | 0 | 0 |  | 0 | 0 | 0 | 0 | 0 | 0 | 0 | 0 | 0 | 0 | 0 | 0 | 0 | 0 | 0 | 0 | 0 | 0 | 0 | 0 | 0 | 0 | 0 | 0 | 0 | 0 | 0 | 0 | 0 | 0 | 0 | 0 | 0 | 0 | 0 | 0 |  | 1 | 1 | 1 | 1 | 1 | 1 | 1 | 1 | 1 | 0
PG&E Kern Study Area | Midway | 115 | 0 | 0 | 0 | 0 | 0 | 0 | 0 | 0 | 0 | 0 | 0 | 0 | 100 | 100 | 200 | 80 | 0 | 80 | 0 | 1 |  | 0 | 0 | 0 | 0 | 0 | 0 | 0 | 0 | 0 | 0 | 0 | 204 | 204 | 102 | 102 | 0 | 0 | 1 | 0 | 0 | 0 | 0 | 0 | 0 | 0 | 0 | 0 | 0 | 0 | -2 | 0 | -1 | -1 | 0 | 0 | 1 |  | 0 | 0 | 0 | 0 | 0 | 0 | 0 | 0 | 0 | 0 | 0 | 0 | 207.4 | 0 | 184 | 0 | 0 | 1 | 0 | 0 | 0 | 0 | 0 | 0 | 0 | 0 | 0 | 0 | 0 | 2 | 0 | 2 | -2 | 0 | 0 | 1 |  | 0 | 0 | 0 | 0 | 0 | 0 | 0 | 0 | 0 | 0 | 0 | 204 | 411.4 | 102 | 286 | 0 | 0 | 1 | 0 | 0 | 0 | 0 | 0 | 0 | 0 | 0 | 0 | 0 | 0 | -2 | -2 | -1 | -2 | 0 | 0 | 1 |  | 0 | 0 | 0 | 0 | 0 | 0 | 0 | 0 | 0 | 0 | 0 | 204 | 888.1 | 102 | 759.2 | 0 | 0 | 1 | 0 | 0 | 0 | 0 | 0 | 0 | 0 | 0 | 0 | 0 | 0 | -2 | -2 | -1 | -2 | 0 | 0 | 1 |  | 1 | 1 | 1 | 1 | 1 | 1 | 4+ | 4+ | 1 | 1
SDG&E Study Area | Miguel | 500 | 0 | 0 | 0 | 0 | 0 | 0 | 0 | 0 | 0 | 0 | 0 | 0 | 0 | 0 | 0 | 0 | 0 | 0 | 0 | 0 |  | 0 | 0 | 0 | 0 | 0 | 0 | 0 | 0 | 0 | 0 | 0 | 0 | 0 | 0 | 0 | 0 | 0 | 0 | 0 | 0 | 0 | 0 | 0 | 0 | 0 | 0 | 0 | 0 | 0 | 0 | 0 | 0 | 0 | 0 | 0 | 0 |  | 0 | 0 | 0 | 0 | 0 | 0 | 0 | 0 | 0 | 0 | 0 | 0 | 0 | 0 | 0 | 0 | 0 | 0 | 0 | 0 | 0 | 0 | 0 | 0 | 0 | 0 | 0 | 0 | 0 | 0 | 0 | 0 | 0 | 0 | 0 | 0 |  | 0 | 0 | 0 | 0 | 0 | 0 | 0 | 0 | 0 | 0 | 0 | 0 | 0 | 0 | 0 | 0 | 0 | 0 | 0 | 0 | 0 | 0 | 0 | 0 | 0 | 0 | 0 | 0 | 0 | 0 | 0 | 0 | 0 | 0 | 0 | 0 |  | 0 | 0 | 0 | 0 | 0 | 0 | 0 | 0 | 0 | 0 | 0 | 0 | 0 | 0 | 0 | 0 | 0 | 0 | 0 | 0 | 0 | 0 | 0 | 0 | 0 | 0 | 0 | 0 | 0 | 0 | 0 | 0 | 0 | 0 | 0 | 0 |  | 1 | 1 | 1 | 1 | 1 | 1 | 1 | 1 | 1 | 0
SDG&E Study Area | Miguel | 230 | 0 | 0 | 0 | 0 | 0 | 0 | 0 | 0 | 0 | 0 | 0 | 0 | 0 | 0 | 0 | 0 | 0 | 0 | 0 | 0 |  | 0 | 0 | 0 | 0 | 0 | 0 | 0 | 0 | 0 | 0 | 0 | 0 | 0 | 0 | 0 | 0 | 0 | 0 | 0 | 0 | 0 | 0 | 0 | 0 | 0 | 0 | 0 | 0 | 0 | 0 | 0 | 0 | 0 | 0 | 0 | 0 |  | 0 | 0 | 0 | 0 | 0 | 0 | 0 | 0 | 0 | 0 | 0 | 0 | 0 | 0 | 0 | 0 | 0 | 0 | 0 | 0 | 0 | 0 | 0 | 0 | 0 | 0 | 0 | 0 | 0 | 0 | 0 | 0 | 0 | 0 | 0 | 0 |  | 0 | 0 | 0 | 0 | 0 | 0 | 0 | 0 | 0 | 0 | 0 | 0 | 0 | 0 | 0 | 0 | 0 | 0 | 0 | 0 | 0 | 0 | 0 | 0 | 0 | 0 | 0 | 0 | 0 | 0 | 0 | 0 | 0 | 0 | 0 | 0 |  | 0 | 0 | 0 | 0 | 0 | 0 | 0 | 0 | 0 | 0 | 0 | 0 | 0 | 0 | 51.4 | 0 | 0 | 1 | 0 | 0 | 0 | 0 | 0 | 0 | 0 | 0 | 0 | 0 | 0 | 0 | 0 | 0 | -2 | 0 | 0 | 1 |  | 1 | 1 | 1 | 1 | 1 | 1 | 1 | 1+ | 1 | 1
PG&E Greater Bay Study Area | Miller | 115 | 0 | 0 | 0 | 0 | 0 | 0 | 0 | 0 | 0 | 0 | 0 | 0 | 0 | 0 | 0 | 0 | 0 | 0 | 0 | 0 |  | 0 | 0 | 0 | 0 | 0 | 0 | 0 | 0 | 0 | 0 | 0 | 0 | 0 | 0 | 0 | 0 | 0 | 0 | 0 | 0 | 0 | 0 | 0 | 0 | 0 | 0 | 0 | 0 | 0 | 0 | 0 | 0 | 0 | 0 | 0 | 0 |  | 0 | 0 | 0 | 0 | 0 | 0 | 0 | 0 | 0 | 0 | 0 | 0 | 0 | 0 | 0 | 0 | 0 | 0 | 0 | 0 | 0 | 0 | 0 | 0 | 0 | 0 | 0 | 0 | 0 | 0 | 0 | 0 | 0 | 0 | 0 | 0 |  | 0 | 0 | 0 | 0 | 0 | 0 | 0 | 0 | 0 | 0 | 0 | 0 | 40.562 | 0 | 41.436 | 0 | 0 | 1 | 0 | 0 | 0 | 0 | 0 | 0 | 0 | 0 | 0 | 0 | 0 | 0 | -2 | 0 | -2 | 0 | 0 | 1 |  | 0 | 0 | 0 | 0 | 0 | 0 | 0 | 0 | 0 | 0 | 0 | 0 | 40.562 | 0 | 41.436 | 0 | 0 | 1 | 0 | 0 | 0 | 0 | 0 | 0 | 0 | 0 | 0 | 0 | 0 | 0 | -2 | 0 | -2 | 0 | 0 | 1 |  | 1 | 1 | 1 | 1 | 1 | 1 | 2+ | 2+ | 1 | 1
SCE Metro Study Area | Mira Loma | 500 | 0 | 0 | 0 | 0 | 0 | 0 | 0 | 0 | 0 | 0 | 0 | 0 | 0 | 0 | 0 | 0 | 0 | 0 | 0 | 0 |  | 0 | 0 | 0 | 0 | 0 | 0 | 0 | 0 | 0 | 0 | 0 | 0 | 0 | 0 | 0 | 0 | 0 | 0 | 0 | 0 | 0 | 0 | 0 | 0 | 0 | 0 | 0 | 0 | 0 | 0 | 0 | 0 | 0 | 0 | 0 | 0 |  | 0 | 0 | 0 | 0 | 0 | 0 | 0 | 0 | 0 | 0 | 0 | 0 | 0 | 0 | 0 | 0 | 0 | 0 | 0 | 0 | 0 | 0 | 0 | 0 | 0 | 0 | 0 | 0 | 0 | 0 | 0 | 0 | 0 | 0 | 0 | 0 |  | 0 | 0 | 0 | 0 | 0 | 0 | 0 | 0 | 0 | 0 | 0 | 0 | 0 | 0 | 0 | 0 | 0 | 0 | 0 | 0 | 0 | 0 | 0 | 0 | 0 | 0 | 0 | 0 | 0 | 0 | 0 | 0 | 0 | 0 | 0 | 0 |  | 0 | 0 | 0 | 0 | 0 | 0 | 0 | 0 | 0 | 0 | 0 | 0 | 0 | 0 | 0 | 0 | 0 | 0 | 0 | 0 | 0 | 0 | 0 | 0 | 0 | 0 | 0 | 0 | 0 | 0 | 0 | 0 | 0 | 0 | 0 | 0 |  | 1 | 1 | 1 | 1 | 1 | 1 | 1 | 1 | 1 | 0
SCE Metro Study Area | Mira Loma | 230 | 0 | 0 | 0 | 0 | 0 | 0 | 0 | 0 | 0 | 0 | 0 | 0 | 0 | 0 | 0 | 200 | 100 | 300 | 0 | 1 |  | 0 | 0 | 0 | 0 | 0 | 0 | 0 | 0 | 0 | 0 | 0 | 0 | 0 | 0 | 0 | 0 | 0 | 0 | 0 | 0 | 0 | 0 | 0 | 0 | 0 | 0 | 0 | 0 | 0 | 0 | 0 | 2 | 2 | 0 | 0 | 1 |  | 0 | 0 | 0 | 0 | 0 | 0 | 0 | 0 | 0 | 0 | 0 | 0 | 0 | 300 | 312.96 | 0 | 0 | 1 | 0 | 0 | 0 | 0 | 0 | 0 | 0 | 0 | 0 | 0 | 0 | 0 | 0 | 0 | 0 | 0 | 0 | 0 |  | 0 | 0 | 0 | 0 | 0 | 0 | 0 | 0 | 0 | 0 | 0 | 0 | 0 | 300 | 312.96 | 0 | 0 | 1 | 0 | 0 | 0 | 0 | 0 | 0 | 0 | 0 | 0 | 0 | 0 | 0 | 0 | 0 | 0 | 0 | 0 | 0 |  | 0 | 0 | 0 | 0 | 0 | 0 | 0 | 0 | 0 | 0 | 3 | 0 | 0 | 300 | 1038.231 | 0 | 0 | 1 | 0 | 0 | 0 | 0 | 0 | 0 | 0 | 0 | 0 | 0 | -2 | 0 | 0 | 0 | -2 | 0 | 0 | 1 |  | 1 | 1 | 1 | 1 | 1 | 1+ | 1 | 1+ | 1 | 1
SCE Eastern Study Area | Mirage | 230 | 740 | 0 | 0 | 0 | 0 | 0 | 0 | 0 | 0 | 0 | 0 | 0 | 0 | 0 | 0 | 0 | 0 | 0 | 0 | 1 |  | 0 | 0 | 0 | 0 | 0 | 0 | 0 | 0 | 0 | 0 | 0 | 0 | 0 | 0 | 0 | 0 | 0 | 0 | 2 | 2 | 0 | 0 | 0 | 0 | 0 | 0 | 0 | 0 | 0 | 0 | 0 | 0 | 0 | 0 | 0 | 1 |  | 0 | 0 | 0 | 0 | 0 | 0 | 0 | 0 | 0 | 0 | 0 | 0 | 0 | 0 | 0 | 0 | 0 | 0 | 2 | 2 | 0 | 0 | 0 | 0 | 0 | 0 | 0 | 0 | 0 | 0 | 0 | 0 | 0 | 0 | 0 | 1 |  | 0 | 0 | 0 | 0 | 0 | 0 | 0 | 0 | 0 | 0 | 0 | 0 | 0 | 0 | 0 | 0 | 0 | 0 | 2 | 2 | 0 | 0 | 0 | 0 | 0 | 0 | 0 | 0 | 0 | 0 | 0 | 0 | 0 | 0 | 0 | 1 |  | 0 | 0 | 0 | 0 | 0 | 0 | 0 | 0 | 0 | 0 | 0 | 0 | 65 | 0 | 604.8 | 0 | 0 | 1 | 2 | 2 | 0 | 0 | 0 | 0 | 0 | 0 | 0 | 0 | 0 | 0 | -2 | 0 | -2 | 0 | 0 | 1 |  | 5- | 1 | 1 | 1 | 1 | 1 | 1+ | 1+ | 1 | 1
SDG&E Study Area | Mission | 230 | 0 | 0 | 0 | 0 | 0 | 0 | 0 | 0 | 0 | 0 | 0 | 0 | 0 | 0 | 0 | 0 | 0 | 0 | 0 | 0 |  | 0 | 0 | 0 | 0 | 0 | 0 | 0 | 0 | 0 | 0 | 0 | 0 | 0 | 0 | 0 | 0 | 0 | 0 | 0 | 0 | 0 | 0 | 0 | 0 | 0 | 0 | 0 | 0 | 0 | 0 | 0 | 0 | 0 | 0 | 0 | 0 |  | 0 | 0 | 0 | 0 | 0 | 0 | 0 | 0 | 0 | 0 | 0 | 0 | 0 | 0 | 0 | 0 | 0 | 0 | 0 | 0 | 0 | 0 | 0 | 0 | 0 | 0 | 0 | 0 | 0 | 0 | 0 | 0 | 0 | 0 | 0 | 0 |  | 0 | 0 | 0 | 0 | 0 | 0 | 0 | 0 | 0 | 0 | 0 | 0 | 0 | 0 | 0 | 0 | 0 | 0 | 0 | 0 | 0 | 0 | 0 | 0 | 0 | 0 | 0 | 0 | 0 | 0 | 0 | 0 | 0 | 0 | 0 | 0 |  | 0 | 0 | 0 | 0 | 0 | 0 | 0 | 0 | 0 | 0 | 0 | 0 | 0 | 0 | 0 | 0 | 0 | 0 | 0 | 0 | 0 | 0 | 0 | 0 | 0 | 0 | 0 | 0 | 0 | 0 | 0 | 0 | 0 | 0 | 0 | 0 |  | 1 | 1 | 1 | 1 | 1 | 1 | 1 | 1 | 1 | 0
PG&E Greater Bay Study Area | Mi-Wuk | 115 | 0 | 0 | 0 | 0 | 0 | 0 | 0 | 0 | 0 | 0 | 0 | 0 | 0 | 0 | 0 | 0 | 0 | 0 | 0 | 0 |  | 0 | 0 | 0 | 0 | 0 | 0 | 0 | 0 | 0 | 0 | 0 | 0 | 0 | 0 | 0 | 0 | 0 | 0 | 0 | 0 | 0 | 0 | 0 | 0 | 0 | 0 | 0 | 0 | 0 | 0 | 0 | 0 | 0 | 0 | 0 | 0 |  | 0 | 0 | 0 | 0 | 0 | 0 | 0 | 0 | 0 | 0 | 0 | 0 | 0 | 0 | 0 | 0 | 0 | 0 | 0 | 0 | 0 | 0 | 0 | 0 | 0 | 0 | 0 | 0 | 0 | 0 | 0 | 0 | 0 | 0 | 0 | 0 |  | 0 | 0 | 0 | 0 | 0 | 0 | 0 | 0 | 0 | 0 | 0 | 0 | 0 | 0 | 0 | 0 | 0 | 0 | 0 | 0 | 0 | 0 | 0 | 0 | 0 | 0 | 0 | 0 | 0 | 0 | 0 | 0 | 0 | 0 | 0 | 0 |  | 0 | 0 | 0 | 0 | 0 | 0 | 0 | 0 | 0 | 0 | 0 | 0 | 0 | 0 | 0 | 0 | 0 | 0 | 0 | 0 | 0 | 0 | 0 | 0 | 0 | 0 | 0 | 0 | 0 | 0 | 0 | 0 | 0 | 0 | 0 | 0 |  | 1 | 1 | 1 | 1 | 1 | 1 | 1 | 1 | 1 | 0
East of Pisgah Study Area | Mohave | 500 | 0 | 0 | 700 | 0 | 700 | 0 | 0 | 0 | 0 | 0 | 0 | 0 | 0 | 700 | 700 | 500 | 0 | 500 | 0 | 1 |  | 0 | 0 | 0 | 0 | 0 | 0 | 0 | 0 | 0 | 0 | 0 | 0 | 820 | 820 | 820 | 0 | 0 | 1 | 0 | 0 | 0 | 0 | 2 | 2 | 0 | 0 | 0 | 0 | 0 | 0 | -1 | -2 | -2 | 0 | 0 | 1 |  | 0 | 0 | 0 | 0 | 0 | 0 | 0 | 0 | 0 | 0 | 0 | 0 | 0 | 0 | 0 | 0 | 0 | 0 | 0 | 0 | 0 | 0 | 2 | 2 | 0 | 0 | 0 | 0 | 0 | 0 | 2 | 2 | 2 | 0 | 0 | 1 |  | 0 | 0 | 0 | 0 | 0 | 0 | 0 | 0 | 0 | 0 | 0 | 0 | 1520 | 1520 | 1520 | 0 | 0 | 1 | 0 | 0 | 0 | 0 | 2 | 2 | 0 | 0 | 0 | 0 | 0 | 0 | -2 | -2 | -2 | 0 | 0 | 1 |  | 0 | 0 | 0 | 0 | 0 | 0 | 0 | 0 | 0 | 0 | 0 | 0 | 1770 | 1520 | 1770 | 0 | 0 | 1 | 0 | 0 | 0 | 0 | 2 | 2 | 0 | 0 | 0 | 0 | 0 | 0 | -2 | -2 | -2 | 0 | 0 | 1 |  | 1 | 1 | 5- | 1 | 1 | 1 | 2+ | 4+ | 1 | 1
PG&E North of Greater Bay Study Area | Monroe | 115 | 0 | 0 | 0 | 0 | 0 | 0 | 0 | 0 | 0 | 0 | 0 | 0 | 0 | 0 | 0 | 0 | 0 | 0 | 0 | 0 |  | 0 | 0 | 0 | 0 | 0 | 0 | 0 | 0 | 0 | 0 | 0 | 0 | 0 | 0 | 0 | 0 | 0 | 0 | 0 | 0 | 0 | 0 | 0 | 0 | 0 | 0 | 0 | 0 | 0 | 0 | 0 | 0 | 0 | 0 | 0 | 0 |  | 0 | 0 | 0 | 0 | 0 | 0 | 0 | 0 | 0 | 0 | 0 | 0 | 0 | 0 | 0 | 0 | 0 | 0 | 0 | 0 | 0 | 0 | 0 | 0 | 0 | 0 | 0 | 0 | 0 | 0 | 0 | 0 | 0 | 0 | 0 | 0 |  | 0 | 0 | 0 | 0 | 0 | 0 | 0 | 0 | 0 | 0 | 0 | 0 | 0 | 0 | 0 | 0 | 0 | 0 | 0 | 0 | 0 | 0 | 0 | 0 | 0 | 0 | 0 | 0 | 0 | 0 | 0 | 0 | 0 | 0 | 0 | 0 |  | 0 | 0 | 0 | 0 | 0 | 0 | 0 | 0 | 0 | 0 | 0 | 0 | 0 | 0 | 0 | 0 | 0 | 0 | 0 | 0 | 0 | 0 | 0 | 0 | 0 | 0 | 0 | 0 | 0 | 0 | 0 | 0 | 0 | 0 | 0 | 0 |  | 1 | 1 | 1 | 1 | 1 | 1 | 1 | 1 | 1 | 0
PG&E Greater Bay Study Area | Monta Vista | 230 | 0 | 0 | 0 | 0 | 0 | 0 | 0 | 0 | 0 | 0 | 0 | 0 | 0 | 0 | 0 | 0 | 0 | 0 | 0 | 0 |  | 0 | 0 | 0 | 0 | 0 | 0 | 0 | 0 | 0 | 0 | 0 | 0 | 0 | 0 | 0 | 0 | 0 | 0 | 0 | 0 | 0 | 0 | 0 | 0 | 0 | 0 | 0 | 0 | 0 | 0 | 0 | 0 | 0 | 0 | 0 | 0 |  | 0 | 0 | 0 | 0 | 0 | 0 | 0 | 0 | 0 | 0 | 0 | 0 | 0 | 0 | 0 | 0 | 0 | 0 | 0 | 0 | 0 | 0 | 0 | 0 | 0 | 0 | 0 | 0 | 0 | 0 | 0 | 0 | 0 | 0 | 0 | 0 |  | 0 | 0 | 0 | 0 | 0 | 0 | 0 | 0 | 0 | 0 | 0 | 0 | 0 | 0 | 0 | 0 | 0 | 0 | 0 | 0 | 0 | 0 | 0 | 0 | 0 | 0 | 0 | 0 | 0 | 0 | 0 | 0 | 0 | 0 | 0 | 0 |  | 0 | 0 | 0 | 0 | 0 | 0 | 0 | 0 | 0 | 0 | 0 | 0 | 0 | 0 | 606.1 | 0 | 0 | 1 | 0 | 0 | 0 | 0 | 0 | 0 | 0 | 0 | 0 | 0 | 0 | 0 | 0 | 0 | -2 | 0 | 0 | 1 |  | 1 | 1 | 1 | 1 | 1 | 1 | 1 | 1+ | 1 | 1
PG&E North of Greater Bay Study Area | Monticello | 115 | 0 | 0 | 0 | 0 | 0 | 0 | 0 | 0 | 0 | 0 | 0 | 0 | 0 | 0 | 0 | 0 | 0 | 0 | 0 | 0 |  | 0 | 0 | 0 | 0 | 0 | 0 | 0 | 0 | 0 | 0 | 0 | 0 | 0 | 0 | 0 | 0 | 0 | 0 | 0 | 0 | 0 | 0 | 0 | 0 | 0 | 0 | 0 | 0 | 0 | 0 | 0 | 0 | 0 | 0 | 0 | 0 |  | 0 | 0 | 0 | 0 | 0 | 0 | 0 | 0 | 0 | 0 | 0 | 0 | 0 | 0 | 0 | 0 | 0 | 0 | 0 | 0 | 0 | 0 | 0 | 0 | 0 | 0 | 0 | 0 | 0 | 0 | 0 | 0 | 0 | 0 | 0 | 0 |  | 0 | 0 | 0 | 0 | 0 | 0 | 0 | 0 | 0 | 0 | 0 | 0 | 0 | 0 | 0 | 0 | 0 | 0 | 0 | 0 | 0 | 0 | 0 | 0 | 0 | 0 | 0 | 0 | 0 | 0 | 0 | 0 | 0 | 0 | 0 | 0 |  | 0 | 0 | 0 | 0 | 0 | 0 | 0 | 0 | 0 | 0 | 0 | 0 | 0 | 0 | 0 | 0 | 0 | 0 | 0 | 0 | 0 | 0 | 0 | 0 | 0 | 0 | 0 | 0 | 0 | 0 | 0 | 0 | 0 | 0 | 0 | 0 |  | 1 | 1 | 1 | 1 | 1 | 1 | 1 | 1 | 1 | 0
SCE Northern Area | Moorpark | 230 | 0 | 0 | 0 | 0 | 0 | 0 | 0 | 0 | 0 | 0 | 0 | 0 | 0 | 0 | 0 | 300 | 0 | 300 | 0 | 1 |  | 0 | 0 | 0 | 0 | 0 | 0 | 0 | 0 | 0 | 0 | 0 | 0 | 0 | 500 | 500 | 0 | 0 | 1 | 0 | 0 | 0 | 0 | 0 | 0 | 0 | 0 | 0 | 0 | 0 | 0 | 0 | -2 | -2 | 0 | 0 | 1 |  | 0 | 0 | 0 | 0 | 0 | 0 | 0 | 0 | 0 | 0 | 0 | 0 | 0 | 500 | 500 | 0 | 0 | 1 | 0 | 0 | 0 | 0 | 0 | 0 | 0 | 0 | 0 | 0 | 0 | 0 | 0 | -2 | -2 | 0 | 0 | 1 |  | 0 | 0 | 0 | 0 | 0 | 0 | 0 | 0 | 0 | 0 | 0 | 0 | 0 | 500 | 500 | 0 | 0 | 1 | 0 | 0 | 0 | 0 | 0 | 0 | 0 | 0 | 0 | 0 | 0 | 0 | 0 | -2 | -2 | 0 | 0 | 1 |  | 0 | 0 | 0 | 0 | 0 | 0 | 0 | 0 | 0 | 0 | 0 | 0 | 0 | 500 | 2069.525 | 0 | 0 | 1 | 0 | 0 | 0 | 0 | 0 | 0 | 0 | 0 | 0 | 0 | 0 | 0 | 0 | -2 | -2 | 0 | 0 | 1 |  | 1 | 1 | 1 | 1 | 1 | 1 | 1 | 4+ | 1 | 1
PG&E Greater Bay Study Area | Moraga | 230 | 0 | 0 | 0 | 0 | 0 | 0 | 0 | 0 | 0 | 0 | 0 | 0 | 0 | 0 | 0 | 0 | 0 | 0 | 0 | 0 |  | 0 | 0 | 0 | 0 | 0 | 0 | 0 | 0 | 0 | 0 | 0 | 0 | 0 | 0 | 0 | 0 | 0 | 0 | 0 | 0 | 0 | 0 | 0 | 0 | 0 | 0 | 0 | 0 | 0 | 0 | 0 | 0 | 0 | 0 | 0 | 0 |  | 0 | 0 | 0 | 0 | 0 | 0 | 0 | 0 | 0 | 0 | 0 | 0 | 0 | 0 | 0 | 0 | 0 | 0 | 0 | 0 | 0 | 0 | 0 | 0 | 0 | 0 | 0 | 0 | 0 | 0 | 0 | 0 | 0 | 0 | 0 | 0 |  | 0 | 0 | 0 | 0 | 0 | 0 | 0 | 0 | 0 | 0 | 0 | 0 | 0 | 0 | 0 | 0 | 0 | 0 | 0 | 0 | 0 | 0 | 0 | 0 | 0 | 0 | 0 | 0 | 0 | 0 | 0 | 0 | 0 | 0 | 0 | 0 |  | 0 | 0 | 0 | 0 | 0 | 0 | 0 | 0 | 0 | 0 | 0 | 0 | 0 | 0 | 305 | 0 | 0 | 1 | 0 | 0 | 0 | 0 | 0 | 0 | 0 | 0 | 0 | 0 | 0 | 0 | 0 | 0 | -2 | 0 | 0 | 1 |  | 1 | 1 | 1 | 1 | 1 | 1 | 1 | 1+ | 1 | 1
PG&E Greater Bay Study Area | Moraga | 115 | 0 | 0 | 0 | 0 | 0 | 0 | 0 | 0 | 0 | 0 | 0 | 0 | 0 | 0 | 0 | 0 | 0 | 0 | 0 | 0 |  | 0 | 0 | 0 | 0 | 0 | 0 | 0 | 0 | 0 | 0 | 0 | 0 | 0 | 0 | 0 | 0 | 0 | 0 | 0 | 0 | 0 | 0 | 0 | 0 | 0 | 0 | 0 | 0 | 0 | 0 | 0 | 0 | 0 | 0 | 0 | 0 |  | 0 | 0 | 0 | 0 | 0 | 0 | 0 | 0 | 0 | 0 | 0 | 0 | 0 | 0 | 0 | 0 | 0 | 0 | 0 | 0 | 0 | 0 | 0 | 0 | 0 | 0 | 0 | 0 | 0 | 0 | 0 | 0 | 0 | 0 | 0 | 0 |  | 0 | 0 | 0 | 0 | 0 | 0 | 0 | 0 | 0 | 0 | 0 | 0 | 0 | 0 | 0 | 0 | 0 | 0 | 0 | 0 | 0 | 0 | 0 | 0 | 0 | 0 | 0 | 0 | 0 | 0 | 0 | 0 | 0 | 0 | 0 | 0 |  | 0 | 0 | 0 | 0 | 0 | 0 | 0 | 0 | 0 | 0 | 0 | 0 | 0 | 0 | 0 | 0 | 0 | 0 | 0 | 0 | 0 | 0 | 0 | 0 | 0 | 0 | 0 | 0 | 0 | 0 | 0 | 0 | 0 | 0 | 0 | 0 |  | 1 | 1 | 1 | 1 | 1 | 1 | 1 | 1 | 1 | 0
PG&E Greater Bay Study Area | Morgan Hill | 115 | 0 | 0 | 0 | 0 | 0 | 0 | 0 | 0 | 0 | 0 | 0 | 0 | 0 | 0 | 0 | 0 | 0 | 0 | 0 | 0 |  | 0 | 0 | 0 | 0 | 0 | 0 | 0 | 0 | 0 | 0 | 0 | 0 | 0 | 0 | 0 | 0 | 0 | 0 | 0 | 0 | 0 | 0 | 0 | 0 | 0 | 0 | 0 | 0 | 0 | 0 | 0 | 0 | 0 | 0 | 0 | 0 |  | 0 | 0 | 0 | 0 | 0 | 0 | 0 | 0 | 0 | 0 | 0 | 0 | 0 | 0 | 20 | 0 | 0 | 1 | 0 | 0 | 0 | 0 | 0 | 0 | 0 | 0 | 0 | 0 | 0 | 0 | 0 | 0 | -2 | 0 | 0 | 1 |  | 0 | 0 | 0 | 0 | 0 | 0 | 0 | 0 | 0 | 0 | 0 | 0 | 0 | 0 | 20 | 0 | 0 | 1 | 0 | 0 | 0 | 0 | 0 | 0 | 0 | 0 | 0 | 0 | 0 | 0 | 0 | 0 | -2 | 0 | 0 | 1 |  | 0 | 0 | 0 | 0 | 0 | 0 | 0 | 0 | 0 | 0 | 0 | 0 | 0 | 0 | 20 | 0 | 0 | 1 | 0 | 0 | 0 | 0 | 0 | 0 | 0 | 0 | 0 | 0 | 0 | 0 | 0 | 0 | -2 | 0 | 0 | 1 |  | 1 | 1 | 1 | 1 | 1 | 1 | 1 | 4+ | 1 | 1
PG&E Kern Study Area | Morro Bay (Proposed) | 500 | 0 | 0 | 0 | 0 | 0 | 0 | 0 | 0 | 2531 | 0 | 2531 | 0 | 0 | 0 | 0 | 0 | 0 | 0 | 0 | 1 |  | 0 | 0 | 0 | 0 | 0 | 0 | 0 | 0 | 0 | 0 | 0 | 0 | 0 | 0 | 0 | 0 | 0 | 0 | 0 | 0 | 0 | 0 | 0 | 0 | 0 | 0 | 2 | 2 | 0 | 0 | 0 | 0 | 0 | 0 | 0 | 1 |  | 0 | 0 | 0 | 0 | 0 | 0 | 0 | 0 | 0 | 0 | 0 | 0 | 0 | 0 | 0 | 0 | 0 | 0 | 0 | 0 | 0 | 0 | 0 | 0 | 0 | 0 | 2 | 2 | 0 | 0 | 0 | 0 | 0 | 0 | 0 | 1 |  | 0 | 0 | 0 | 0 | 0 | 0 | 0 | 0 | 0 | 0 | 0 | 0 | 0 | 0 | 0 | 0 | 0 | 0 | 0 | 0 | 0 | 0 | 0 | 0 | 0 | 0 | 2 | 2 | 0 | 0 | 0 | 0 | 0 | 0 | 0 | 1 |  | 0 | 0 | 0 | 0 | 0 | 0 | 0 | 0 | 0 | 1190 | 0 | 0 | 0 | 0 | 319.35 | 0 | 0 | 1 | 0 | 0 | 0 | 0 | 0 | 0 | 0 | 0 | 2 | 2 | 0 | 0 | 0 | 0 | -2 | 0 | 0 | 1 |  | 1 | 1 | 1 | 1 | 5- | 1 | 1 | 1+ | 1 | 1
PG&E Kern Study Area | Morro Bay | 230 | 0 | 0 | 0 | 0 | 0 | 0 | 0 | 0 | 0 | 0 | 0 | 0 | 0 | 0 | 0 | 0 | 0 | 0 | 0 | 0 |  | 0 | 0 | 0 | 0 | 0 | 0 | 0 | 0 | 0 | 0 | 0 | 0 | 0 | 0 | 0 | 0 | 0 | 0 | 0 | 0 | 0 | 0 | 0 | 0 | 0 | 0 | 0 | 0 | 0 | 0 | 0 | 0 | 0 | 0 | 0 | 0 |  | 0 | 0 | 0 | 0 | 0 | 0 | 0 | 0 | 0 | 0 | 0 | 0 | 0 | 0 | 0 | 0 | 0 | 0 | 0 | 0 | 0 | 0 | 0 | 0 | 0 | 0 | 0 | 0 | 0 | 0 | 0 | 0 | 0 | 0 | 0 | 0 |  | 0 | 0 | 0 | 0 | 0 | 0 | 0 | 0 | 0 | 0 | 0 | 0 | 0 | 0 | 108 | 464.9 | 500 | 1 | 0 | 0 | 0 | 0 | 0 | 0 | 0 | 0 | 0 | 0 | 0 | 0 | 0 | 0 | -2 | -2 | -2 | 1 |  | 0 | 0 | 0 | 0 | 0 | 0 | 0 | 0 | 0 | 628.65 | 0 | 0 | 0 | 0 | 513.4 | 464.9 | 500 | 1 | 0 | 0 | 0 | 0 | 0 | 0 | 0 | 0 | 0 | -2 | 0 | 0 | 0 | 0 | -2 | -2 | -2 | 1 |  | 1 | 1 | 1 | 1 | 1+ | 1 | 1 | 2+ | 4+ | 1
PG&E Kern Study Area | Morro Bay | 115 | 0 | 0 | 0 | 0 | 0 | 0 | 0 | 0 | 0 | 0 | 0 | 0 | 0 | 0 | 0 | 0 | 0 | 0 | 0 | 0 |  | 0 | 0 | 0 | 0 | 0 | 0 | 0 | 0 | 0 | 0 | 0 | 0 | 0 | 0 | 0 | 0 | 0 | 0 | 0 | 0 | 0 | 0 | 0 | 0 | 0 | 0 | 0 | 0 | 0 | 0 | 0 | 0 | 0 | 0 | 0 | 0 |  | 0 | 0 | 0 | 0 | 0 | 0 | 0 | 0 | 0 | 0 | 0 | 0 | 0 | 0 | 0 | 0 | 0 | 0 | 0 | 0 | 0 | 0 | 0 | 0 | 0 | 0 | 0 | 0 | 0 | 0 | 0 | 0 | 0 | 0 | 0 | 0 |  | 0 | 0 | 0 | 0 | 0 | 0 | 0 | 0 | 0 | 0 | 0 | 0 | 0 | 0 | 0 | 0 | 0 | 0 | 0 | 0 | 0 | 0 | 0 | 0 | 0 | 0 | 0 | 0 | 0 | 0 | 0 | 0 | 0 | 0 | 0 | 0 |  | 0 | 0 | 0 | 0 | 0 | 0 | 0 | 0 | 0 | 0 | 0 | 0 | 0 | 0 | 0 | 0 | 0 | 0 | 0 | 0 | 0 | 0 | 0 | 0 | 0 | 0 | 0 | 0 | 0 | 0 | 0 | 0 | 0 | 0 | 0 | 0 |  | 1 | 1 | 1 | 1 | 1 | 1 | 1 | 1 | 1 | 0
PG&E Greater Bay Study Area | Moss Landing | 500 | 0 | 0 | 0 | 0 | 0 | 0 | 0 | 0 | 0 | 0 | 0 | 0 | 0 | 0 | 0 | 0 | 300 | 300 | 0 | 1 |  | 0 | 0 | 0 | 0 | 0 | 0 | 0 | 0 | 0 | 0 | 0 | 0 | 0 | 0 | 0 | 0 | 0 | 0 | 0 | 0 | 0 | 0 | 0 | 0 | 0 | 0 | 0 | 0 | 0 | 0 | 0 | 2 | 2 | 0 | 0 | 1 |  | 0 | 0 | 0 | 0 | 0 | 0 | 0 | 0 | 0 | 0 | 0 | 0 | 0 | 750 | 782.79 | 0 | 0 | 1 | 0 | 0 | 0 | 0 | 0 | 0 | 0 | 0 | 0 | 0 | 0 | 0 | 0 | -2 | -2 | 0 | 0 | 1 |  | 0 | 0 | 0 | 0 | 0 | 0 | 0 | 0 | 0 | 0 | 0 | 0 | 0 | 750 | 782.79 | 0 | 0 | 1 | 0 | 0 | 0 | 0 | 0 | 0 | 0 | 0 | 0 | 0 | 0 | 0 | 0 | -2 | -2 | 0 | 0 | 1 |  | 0 | 0 | 0 | 0 | 0 | 0 | 0 | 0 | 0 | 1525.172 | 0 | 0 | 0 | 750 | 1539.603 | 0 | 0 | 1 | 0 | 0 | 0 | 0 | 0 | 0 | 0 | 0 | 0 | -2 | 0 | 0 | 0 | -2 | -2 | 0 | 0 | 1 |  | 1 | 1 | 1 | 1 | 1+ | 1 | 1 | 4+ | 1 | 1
PG&E Greater Bay Study Area | Moss Landing | 230 | 0 | 0 | 0 | 0 | 0 | 0 | 0 | 0 | 0 | 0 | 0 | 0 | 0 | 0 | 0 | 0 | 0 | 0 | 0 | 0 |  | 0 | 0 | 0 | 0 | 0 | 0 | 0 | 0 | 0 | 0 | 0 | 0 | 0 | 0 | 0 | 0 | 0 | 0 | 0 | 0 | 0 | 0 | 0 | 0 | 0 | 0 | 0 | 0 | 0 | 0 | 0 | 0 | 0 | 0 | 0 | 0 |  | 0 | 0 | 0 | 0 | 0 | 0 | 0 | 0 | 0 | 0 | 0 | 0 | 0 | 0 | 0 | 0 | 0 | 0 | 0 | 0 | 0 | 0 | 0 | 0 | 0 | 0 | 0 | 0 | 0 | 0 | 0 | 0 | 0 | 0 | 0 | 0 |  | 0 | 0 | 0 | 0 | 0 | 0 | 0 | 0 | 0 | 0 | 0 | 0 | 0 | 0 | 0 | 0 | 0 | 0 | 0 | 0 | 0 | 0 | 0 | 0 | 0 | 0 | 0 | 0 | 0 | 0 | 0 | 0 | 0 | 0 | 0 | 0 |  | 0 | 0 | 0 | 0 | 0 | 0 | 0 | 0 | 0 | 0 | 0 | 0 | 0 | 0 | 0 | 0 | 0 | 0 | 0 | 0 | 0 | 0 | 0 | 0 | 0 | 0 | 0 | 0 | 0 | 0 | 0 | 0 | 0 | 0 | 0 | 0 |  | 1 | 1 | 1 | 1 | 1 | 1 | 1 | 1 | 1 | 0
PG&E Greater Bay Study Area | Moss Landing | 115 | 0 | 0 | 0 | 0 | 0 | 0 | 0 | 0 | 0 | 0 | 0 | 0 | 0 | 0 | 0 | 0 | 0 | 0 | 0 | 0 |  | 0 | 0 | 0 | 0 | 0 | 0 | 0 | 0 | 0 | 0 | 0 | 0 | 0 | 0 | 0 | 0 | 0 | 0 | 0 | 0 | 0 | 0 | 0 | 0 | 0 | 0 | 0 | 0 | 0 | 0 | 0 | 0 | 0 | 0 | 0 | 0 |  | 0 | 0 | 0 | 0 | 0 | 0 | 0 | 0 | 0 | 0 | 0 | 0 | 0 | 0 | 0 | 0 | 0 | 0 | 0 | 0 | 0 | 0 | 0 | 0 | 0 | 0 | 0 | 0 | 0 | 0 | 0 | 0 | 0 | 0 | 0 | 0 |  | 0 | 0 | 0 | 0 | 0 | 0 | 0 | 0 | 0 | 0 | 0 | 0 | 0 | 0 | 0 | 0 | 0 | 0 | 0 | 0 | 0 | 0 | 0 | 0 | 0 | 0 | 0 | 0 | 0 | 0 | 0 | 0 | 0 | 0 | 0 | 0 |  | 0 | 0 | 0 | 0 | 0 | 0 | 0 | 0 | 0 | 0 | 0 | 0 | 0 | 0 | 0 | 0 | 0 | 0 | 0 | 0 | 0 | 0 | 0 | 0 | 0 | 0 | 0 | 0 | 0 | 0 | 0 | 0 | 0 | 0 | 0 | 0 |  | 1 | 1 | 1 | 1 | 1 | 1 | 1 | 1 | 1 | 0
PG&E Kern Study Area | Mt Poso | 115 | 0 | 0 | 0 | 0 | 0 | 0 | 0 | 0 | 0 | 0 | 0 | 0 | 0 | 0 | 0 | 0 | 0 | 0 | 0 | 0 |  | 0 | 0 | 0 | 0 | 0 | 0 | 0 | 0 | 0 | 0 | 0 | 0 | 0 | 0 | 0 | 0 | 0 | 0 | 0 | 0 | 0 | 0 | 0 | 0 | 0 | 0 | 0 | 0 | 0 | 0 | 0 | 0 | 0 | 0 | 0 | 0 |  | 0 | 0 | 0 | 0 | 0 | 0 | 0 | 0 | 0 | 0 | 0 | 0 | 0 | 0 | 0 | 0 | 0 | 0 | 0 | 0 | 0 | 0 | 0 | 0 | 0 | 0 | 0 | 0 | 0 | 0 | 0 | 0 | 0 | 0 | 0 | 0 |  | 0 | 0 | 0 | 0 | 0 | 0 | 0 | 0 | 0 | 0 | 0 | 0 | 0 | 0 | 0 | 0 | 0 | 0 | 0 | 0 | 0 | 0 | 0 | 0 | 0 | 0 | 0 | 0 | 0 | 0 | 0 | 0 | 0 | 0 | 0 | 0 |  | 0 | 0 | 0 | 0 | 0 | 0 | 0 | 0 | 0 | 0 | 0 | 0 | 0 | 0 | 0 | 0 | 0 | 0 | 0 | 0 | 0 | 0 | 0 | 0 | 0 | 0 | 0 | 0 | 0 | 0 | 0 | 0 | 0 | 0 | 0 | 0 |  | 1 | 1 | 1 | 1 | 1 | 1 | 1 | 1 | 1 | 0
PG&E Fresno Study Area | Mustang | 230 | 0 | 0 | 0 | 0 | 0 | 0 | 0 | 0 | 0 | 0 | 0 | 0 | 0 | 300 | 300 | 50 | 50 | 100 | 0 | 1 |  | 0 | 0 | 0 | 0 | 0 | 0 | 0 | 0 | 0 | 0 | 0 | 0 | 310.707 | 0 | 300 | 0 | 0 | 1 | 0 | 0 | 0 | 0 | 0 | 0 | 0 | 0 | 0 | 0 | 0 | 0 | 0 | 2 | -2 | 0 | 0 | 1 |  | 0 | 0 | 0 | 0 | 0 | 0 | 0 | 0 | 0 | 0 | 0 | 0 | 0 | 0 | 0 | 0 | 0 | 0 | 0 | 0 | 0 | 0 | 0 | 0 | 0 | 0 | 0 | 0 | 0 | 0 | 2 | 2 | 2 | 0 | 0 | 1 |  | 0 | 0 | 0 | 0 | 0 | 0 | 0 | 0 | 0 | 0 | 0 | 0 | 310.707 | 0 | 300 | 0 | 0 | 1 | 0 | 0 | 0 | 0 | 0 | 0 | 0 | 0 | 0 | 0 | 0 | 0 | 0 | 2 | -2 | 0 | 0 | 1 |  | 0 | 0 | 0 | 0 | 0 | 0 | 0 | 0 | 0 | 0 | 0 | 0 | 310.707 | 0 | 300 | 0 | 0 | 1 | 0 | 0 | 0 | 0 | 0 | 0 | 0 | 0 | 0 | 0 | 0 | 0 | 0 | 2 | -2 | 0 | 0 | 1 |  | 1 | 1 | 1 | 1 | 1 | 1 | 1 | 2- | 1 | 1
PG&E Fresno Study Area | New Melones | 230 | 0 | 0 | 0 | 0 | 0 | 0 | 0 | 0 | 0 | 0 | 0 | 0 | 0 | 0 | 0 | 0 | 0 | 0 | 0 | 0 |  | 0 | 0 | 0 | 0 | 0 | 0 | 0 | 0 | 0 | 0 | 0 | 0 | 0 | 0 | 0 | 0 | 0 | 0 | 0 | 0 | 0 | 0 | 0 | 0 | 0 | 0 | 0 | 0 | 0 | 0 | 0 | 0 | 0 | 0 | 0 | 0 |  | 0 | 0 | 0 | 0 | 0 | 0 | 0 | 0 | 0 | 0 | 0 | 0 | 0 | 0 | 0 | 0 | 0 | 0 | 0 | 0 | 0 | 0 | 0 | 0 | 0 | 0 | 0 | 0 | 0 | 0 | 0 | 0 | 0 | 0 | 0 | 0 |  | 0 | 0 | 0 | 0 | 0 | 0 | 0 | 0 | 0 | 0 | 0 | 0 | 0 | 0 | 0 | 0 | 0 | 0 | 0 | 0 | 0 | 0 | 0 | 0 | 0 | 0 | 0 | 0 | 0 | 0 | 0 | 0 | 0 | 0 | 0 | 0 |  | 0 | 0 | 0 | 0 | 0 | 0 | 0 | 0 | 0 | 0 | 0 | 0 | 0 | 0 | 0 | 0 | 0 | 0 | 0 | 0 | 0 | 0 | 0 | 0 | 0 | 0 | 0 | 0 | 0 | 0 | 0 | 0 | 0 | 0 | 0 | 0 |  | 1 | 1 | 1 | 1 | 1 | 1 | 1 | 1 | 1 | 0
PG&E Greater Bay Study Area | Newark | 230 | 0 | 0 | 0 | 0 | 0 | 0 | 0 | 0 | 0 | 0 | 0 | 0 | 0 | 0 | 0 | 0 | 0 | 0 | 0 | 0 |  | 0 | 0 | 0 | 0 | 0 | 0 | 0 | 0 | 0 | 0 | 0 | 0 | 0 | 0 | 0 | 0 | 0 | 0 | 0 | 0 | 0 | 0 | 0 | 0 | 0 | 0 | 0 | 0 | 0 | 0 | 0 | 0 | 0 | 0 | 0 | 0 |  | 0 | 0 | 0 | 0 | 0 | 0 | 0 | 0 | 0 | 0 | 0 | 0 | 0 | 0 | 0 | 0 | 0 | 0 | 0 | 0 | 0 | 0 | 0 | 0 | 0 | 0 | 0 | 0 | 0 | 0 | 0 | 0 | 0 | 0 | 0 | 0 |  | 0 | 0 | 0 | 0 | 0 | 0 | 0 | 0 | 0 | 0 | 0 | 0 | 0 | 0 | 0 | 0 | 0 | 0 | 0 | 0 | 0 | 0 | 0 | 0 | 0 | 0 | 0 | 0 | 0 | 0 | 0 | 0 | 0 | 0 | 0 | 0 |  | 0 | 0 | 0 | 0 | 0 | 0 | 0 | 0 | 0 | 0 | 0 | 0 | 0 | 0 | 252 | 0 | 0 | 1 | 0 | 0 | 0 | 0 | 0 | 0 | 0 | 0 | 0 | 0 | 0 | 0 | 0 | 0 | -2 | 0 | 0 | 1 |  | 1 | 1 | 1 | 1 | 1 | 1 | 1 | 1+ | 1 | 1
PG&E Greater Bay Study Area | Newark | 115 | 0 | 0 | 0 | 0 | 0 | 0 | 0 | 0 | 0 | 0 | 0 | 0 | 0 | 0 | 0 | 0 | 0 | 0 | 0 | 0 |  | 0 | 0 | 0 | 0 | 0 | 0 | 0 | 0 | 0 | 0 | 0 | 0 | 0 | 0 | 0 | 0 | 0 | 0 | 0 | 0 | 0 | 0 | 0 | 0 | 0 | 0 | 0 | 0 | 0 | 0 | 0 | 0 | 0 | 0 | 0 | 0 |  | 0 | 0 | 0 | 0 | 0 | 0 | 0 | 0 | 0 | 0 | 0.133 | 0 | 0 | 0 | 0 | 0 | 0 | 1 | 0 | 0 | 0 | 0 | 0 | 0 | 0 | 0 | 0 | 0 | -2 | 0 | 0 | 0 | 0 | 0 | 0 | 1 |  | 0 | 0 | 0 | 0 | 0 | 0 | 0 | 0 | 0 | 0 | 0.133 | 0 | 0 | 0 | 0 | 0 | 0 | 1 | 0 | 0 | 0 | 0 | 0 | 0 | 0 | 0 | 0 | 0 | -2 | 0 | 0 | 0 | 0 | 0 | 0 | 1 |  | 0 | 0 | 0 | 0 | 0 | 0 | 0 | 0 | 0 | 0 | 0.133 | 0 | 15 | 0 | 14.959 | 0 | 0 | 1 | 0 | 0 | 0 | 0 | 0 | 0 | 0 | 0 | 0 | 0 | -2 | 0 | -2 | 0 | -2 | 0 | 0 | 1 |  | 1 | 1 | 1 | 1 | 1 | 4+ | 1+ | 1+ | 1 | 1
PG&E Fresno Study Area | Newhall | 115 | 0 | 0 | 0 | 0 | 0 | 0 | 0 | 0 | 0 | 0 | 0 | 0 | 0 | 0 | 0 | 0 | 0 | 0 | 0 | 0 |  | 0 | 0 | 0 | 0 | 0 | 0 | 0 | 0 | 0 | 0 | 0 | 0 | 0 | 0 | 0 | 0 | 0 | 0 | 0 | 0 | 0 | 0 | 0 | 0 | 0 | 0 | 0 | 0 | 0 | 0 | 0 | 0 | 0 | 0 | 0 | 0 |  | 0 | 0 | 0 | 0 | 0 | 0 | 0 | 0 | 0 | 0 | 0 | 0 | 0 | 0 | 0 | 0 | 0 | 0 | 0 | 0 | 0 | 0 | 0 | 0 | 0 | 0 | 0 | 0 | 0 | 0 | 0 | 0 | 0 | 0 | 0 | 0 |  | 0 | 0 | 0 | 0 | 0 | 0 | 0 | 0 | 0 | 0 | 0 | 0 | 0 | 0 | 0 | 0 | 0 | 0 | 0 | 0 | 0 | 0 | 0 | 0 | 0 | 0 | 0 | 0 | 0 | 0 | 0 | 0 | 0 | 0 | 0 | 0 |  | 0 | 0 | 0 | 0 | 0 | 0 | 0 | 0 | 0 | 0 | 0 | 0 | 0 | 0 | 0 | 0 | 0 | 0 | 0 | 0 | 0 | 0 | 0 | 0 | 0 | 0 | 0 | 0 | 0 | 0 | 0 | 0 | 0 | 0 | 0 | 0 |  | 1 | 1 | 1 | 1 | 1 | 1 | 1 | 1 | 1 | 0
PG&E Kern Study Area | Norco | 115 | 0 | 0 | 0 | 0 | 0 | 0 | 0 | 0 | 0 | 0 | 0 | 0 | 0 | 0 | 0 | 0 | 0 | 0 | 0 | 0 |  | 0 | 0 | 0 | 0 | 0 | 0 | 0 | 0 | 0 | 0 | 0 | 0 | 0 | 0 | 0 | 0 | 0 | 0 | 0 | 0 | 0 | 0 | 0 | 0 | 0 | 0 | 0 | 0 | 0 | 0 | 0 | 0 | 0 | 0 | 0 | 0 |  | 0 | 0 | 0 | 0 | 0 | 0 | 0 | 0 | 0 | 0 | 0 | 0 | 0 | 0 | 0 | 0 | 0 | 0 | 0 | 0 | 0 | 0 | 0 | 0 | 0 | 0 | 0 | 0 | 0 | 0 | 0 | 0 | 0 | 0 | 0 | 0 |  | 0 | 0 | 0 | 0 | 0 | 0 | 0 | 0 | 0 | 0 | 0 | 0 | 0 | 0 | 0 | 0 | 0 | 0 | 0 | 0 | 0 | 0 | 0 | 0 | 0 | 0 | 0 | 0 | 0 | 0 | 0 | 0 | 0 | 0 | 0 | 0 |  | 0 | 0 | 0 | 0 | 0 | 0 | 0 | 0 | 0 | 0 | 0 | 0 | 0 | 0 | 0 | 0 | 0 | 0 | 0 | 0 | 0 | 0 | 0 | 0 | 0 | 0 | 0 | 0 | 0 | 0 | 0 | 0 | 0 | 0 | 0 | 0 |  | 1 | 1 | 1 | 1 | 1 | 1 | 1 | 1 | 1 | 0
SDG&E Study Area | North City Metering | 138 | 0 | 0 | 0 | 0 | 0 | 0 | 0 | 0 | 0 | 0 | 0 | 0 | 0 | 0 | 0 | 0 | 0 | 0 | 0 | 0 |  | 0 | 0 | 0 | 0 | 0 | 0 | 0 | 0 | 0 | 0 | 0 | 0 | 0 | 0 | 0 | 0 | 0 | 0 | 0 | 0 | 0 | 0 | 0 | 0 | 0 | 0 | 0 | 0 | 0 | 0 | 0 | 0 | 0 | 0 | 0 | 0 |  | 0 | 0 | 0 | 0 | 0 | 0 | 0 | 0 | 0 | 0 | 0 | 0 | 0 | 0 | 0 | 0 | 0 | 0 | 0 | 0 | 0 | 0 | 0 | 0 | 0 | 0 | 0 | 0 | 0 | 0 | 0 | 0 | 0 | 0 | 0 | 0 |  | 0 | 0 | 0 | 0 | 0 | 0 | 0 | 0 | 0 | 0 | 0 | 0 | 0 | 0 | 0 | 0 | 0 | 0 | 0 | 0 | 0 | 0 | 0 | 0 | 0 | 0 | 0 | 0 | 0 | 0 | 0 | 0 | 0 | 0 | 0 | 0 |  | 0 | 0 | 0 | 0 | 0 | 0 | 0 | 0 | 0 | 0 | 0 | 0 | 0 | 0 | 0 | 0 | 0 | 0 | 0 | 0 | 0 | 0 | 0 | 0 | 0 | 0 | 0 | 0 | 0 | 0 | 0 | 0 | 0 | 0 | 0 | 0 |  | 1 | 1 | 1 | 1 | 1 | 1 | 1 | 1 | 1 | 0
PG&E Greater Bay Study Area | North Dublin | 230 | 0 | 0 | 0 | 0 | 0 | 0 | 0 | 0 | 0 | 0 | 0 | 0 | 0 | 0 | 0 | 0 | 0 | 0 | 0 | 0 |  | 0 | 0 | 0 | 0 | 0 | 0 | 0 | 0 | 0 | 0 | 0 | 0 | 0 | 0 | 0 | 0 | 0 | 0 | 0 | 0 | 0 | 0 | 0 | 0 | 0 | 0 | 0 | 0 | 0 | 0 | 0 | 0 | 0 | 0 | 0 | 0 |  | 0 | 0 | 0 | 0 | 0 | 0 | 0 | 0 | 0 | 0 | 0 | 0 | 0 | 0 | 0 | 0 | 0 | 0 | 0 | 0 | 0 | 0 | 0 | 0 | 0 | 0 | 0 | 0 | 0 | 0 | 0 | 0 | 0 | 0 | 0 | 0 |  | 0 | 0 | 0 | 0 | 0 | 0 | 0 | 0 | 0 | 0 | 0 | 0 | 0 | 0 | 0 | 0 | 0 | 0 | 0 | 0 | 0 | 0 | 0 | 0 | 0 | 0 | 0 | 0 | 0 | 0 | 0 | 0 | 0 | 0 | 0 | 0 |  | 0 | 0 | 0 | 0 | 0 | 0 | 0 | 0 | 0 | 0 | 0 | 0 | 0 | 0 | 0 | 0 | 0 | 0 | 0 | 0 | 0 | 0 | 0 | 0 | 0 | 0 | 0 | 0 | 0 | 0 | 0 | 0 | 0 | 0 | 0 | 0 |  | 1 | 1 | 1 | 1 | 1 | 1 | 1 | 1 | 1 | 0
SDG&E Study Area | North Gila | 500 | 0 | 0 | 0 | 0 | 0 | 0 | 0 | 0 | 0 | 0 | 0 | 0 | 0 | 0 | 0 | 0 | 0 | 0 | 0 | 0 |  | 0 | 0 | 0 | 0 | 0 | 0 | 0 | 0 | 0 | 0 | 0 | 0 | 0 | 0 | 0 | 0 | 0 | 0 | 0 | 0 | 0 | 0 | 0 | 0 | 0 | 0 | 0 | 0 | 0 | 0 | 0 | 0 | 0 | 0 | 0 | 0 |  | 0 | 0 | 0 | 0 | 0 | 0 | 0 | 0 | 0 | 0 | 0 | 0 | 0 | 0 | 0 | 0 | 0 | 0 | 0 | 0 | 0 | 0 | 0 | 0 | 0 | 0 | 0 | 0 | 0 | 0 | 0 | 0 | 0 | 0 | 0 | 0 |  | 0 | 0 | 0 | 0 | 0 | 0 | 0 | 0 | 0 | 0 | 0 | 0 | 0 | 0 | 0 | 0 | 0 | 0 | 0 | 0 | 0 | 0 | 0 | 0 | 0 | 0 | 0 | 0 | 0 | 0 | 0 | 0 | 0 | 0 | 0 | 0 |  | 0 | 0 | 0 | 0 | 0 | 0 | 0 | 0 | 0 | 0 | 0 | 0 | 0 | 0 | 0 | 0 | 0 | 0 | 0 | 0 | 0 | 0 | 0 | 0 | 0 | 0 | 0 | 0 | 0 | 0 | 0 | 0 | 0 | 0 | 0 | 0 |  | 1 | 1 | 1 | 1 | 1 | 1 | 1 | 1 | 1 | 0
SDG&E Study Area | New Sub - North Gila - IV (Proposed) | 500 | 0 | 0 | 0 | 0 | 0 | 0 | 0 | 0 | 0 | 0 | 0 | 0 | 0 | 0 | 0 | 0 | 0 | 0 | 0 | 0 |  | 0 | 0 | 0 | 0 | 0 | 0 | 0 | 0 | 0 | 0 | 0 | 0 | 0 | 0 | 0 | 0 | 0 | 0 | 0 | 0 | 0 | 0 | 0 | 0 | 0 | 0 | 0 | 0 | 0 | 0 | 0 | 0 | 0 | 0 | 0 | 0 |  | 0 | 0 | 0 | 0 | 0 | 0 | 0 | 0 | 0 | 0 | 0 | 0 | 0 | 0 | 0 | 0 | 0 | 0 | 0 | 0 | 0 | 0 | 0 | 0 | 0 | 0 | 0 | 0 | 0 | 0 | 0 | 0 | 0 | 0 | 0 | 0 |  | 0 | 0 | 0 | 0 | 0 | 0 | 0 | 0 | 0 | 0 | 0 | 0 | 0 | 0 | 0 | 0 | 0 | 0 | 0 | 0 | 0 | 0 | 0 | 0 | 0 | 0 | 0 | 0 | 0 | 0 | 0 | 0 | 0 | 0 | 0 | 0 |  | 0 | 0 | 0 | 0 | 0 | 0 | 0 | 0 | 0 | 0 | 0 | 0 | 1182.38 | 0 | 1182.38 | 0 | 0 | 1 | 0 | 0 | 0 | 0 | 0 | 0 | 0 | 0 | 0 | 0 | 0 | 0 | -2 | 0 | -2 | 0 | 0 | 1 |  | 1 | 1 | 1 | 1 | 1 | 1 | 1+ | 1+ | 1 | 1
PG&E Greater Bay Study Area | Oakland C | 115 | 0 | 0 | 0 | 0 | 0 | 0 | 0 | 0 | 0 | 0 | 0 | 0 | 0 | 0 | 0 | 0 | 0 | 0 | 0 | 0 |  | 0 | 0 | 0 | 0 | 0 | 0 | 0 | 0 | 0 | 0 | 0 | 0 | 0 | 0 | 0 | 0 | 0 | 0 | 0 | 0 | 0 | 0 | 0 | 0 | 0 | 0 | 0 | 0 | 0 | 0 | 0 | 0 | 0 | 0 | 0 | 0 |  | 0 | 0 | 0 | 0 | 0 | 0 | 0 | 0 | 0 | 0 | 0 | 0 | 0 | 0 | 0 | 0 | 0 | 0 | 0 | 0 | 0 | 0 | 0 | 0 | 0 | 0 | 0 | 0 | 0 | 0 | 0 | 0 | 0 | 0 | 0 | 0 |  | 0 | 0 | 0 | 0 | 0 | 0 | 0 | 0 | 0 | 0 | 0 | 0 | 0 | 0 | 0.65 | 0 | 0 | 1 | 0 | 0 | 0 | 0 | 0 | 0 | 0 | 0 | 0 | 0 | 0 | 0 | 0 | 0 | -2 | 0 | 0 | 1 |  | 0 | 0 | 0 | 0 | 0 | 0 | 0 | 0 | 0 | 0 | 0 | 0 | 0 | 0 | 126.65 | 0 | 0 | 1 | 0 | 0 | 0 | 0 | 0 | 0 | 0 | 0 | 0 | 0 | 0 | 0 | 0 | 0 | -2 | 0 | 0 | 1 |  | 1 | 1 | 1 | 1 | 1 | 1 | 1 | 2+ | 1 | 1
PG&E Greater Bay Study Area | Oakland J | 115 | 0 | 0 | 0 | 0 | 0 | 0 | 0 | 0 | 0 | 0 | 0 | 0 | 0 | 0 | 0 | 0 | 0 | 0 | 0 | 0 |  | 0 | 0 | 0 | 0 | 0 | 0 | 0 | 0 | 0 | 0 | 0 | 0 | 0 | 0 | 0 | 0 | 0 | 0 | 0 | 0 | 0 | 0 | 0 | 0 | 0 | 0 | 0 | 0 | 0 | 0 | 0 | 0 | 0 | 0 | 0 | 0 |  | 0 | 0 | 0 | 0 | 0 | 0 | 0 | 0 | 0 | 0 | 0 | 0 | 0 | 0 | 0 | 0 | 0 | 0 | 0 | 0 | 0 | 0 | 0 | 0 | 0 | 0 | 0 | 0 | 0 | 0 | 0 | 0 | 0 | 0 | 0 | 0 |  | 0 | 0 | 0 | 0 | 0 | 0 | 0 | 0 | 0 | 0 | 0 | 0 | 0 | 0 | 0 | 0 | 0 | 0 | 0 | 0 | 0 | 0 | 0 | 0 | 0 | 0 | 0 | 0 | 0 | 0 | 0 | 0 | 0 | 0 | 0 | 0 |  | 0 | 0 | 0 | 0 | 0 | 0 | 0 | 0 | 0 | 0 | 0 | 0 | 0 | 0 | 12.48 | 0 | 0 | 1 | 0 | 0 | 0 | 0 | 0 | 0 | 0 | 0 | 0 | 0 | 0 | 0 | 0 | 0 | -2 | 0 | 0 | 1 |  | 1 | 1 | 1 | 1 | 1 | 1 | 1 | 1+ | 1 | 1
PG&E Kern Study Area | Oceano | 115 | 0 | 0 | 0 | 0 | 0 | 0 | 0 | 0 | 0 | 0 | 0 | 0 | 0 | 0 | 0 | 0 | 0 | 0 | 0 | 0 |  | 0 | 0 | 0 | 0 | 0 | 0 | 0 | 0 | 0 | 0 | 0 | 0 | 0 | 0 | 0 | 0 | 0 | 0 | 0 | 0 | 0 | 0 | 0 | 0 | 0 | 0 | 0 | 0 | 0 | 0 | 0 | 0 | 0 | 0 | 0 | 0 |  | 0 | 0 | 0 | 0 | 0 | 0 | 0 | 0 | 0 | 0 | 0 | 0 | 0 | 0 | 0 | 0 | 0 | 0 | 0 | 0 | 0 | 0 | 0 | 0 | 0 | 0 | 0 | 0 | 0 | 0 | 0 | 0 | 0 | 0 | 0 | 0 |  | 0 | 0 | 0 | 0 | 0 | 0 | 0 | 0 | 0 | 0 | 0 | 0 | 0 | 0 | 0 | 0 | 0 | 0 | 0 | 0 | 0 | 0 | 0 | 0 | 0 | 0 | 0 | 0 | 0 | 0 | 0 | 0 | 0 | 0 | 0 | 0 |  | 0 | 0 | 0 | 0 | 0 | 0 | 0 | 0 | 0 | 0 | 0 | 0 | 0 | 0 | 0 | 0 | 0 | 0 | 0 | 0 | 0 | 0 | 0 | 0 | 0 | 0 | 0 | 0 | 0 | 0 | 0 | 0 | 0 | 0 | 0 | 0 |  | 1 | 1 | 1 | 1 | 1 | 1 | 1 | 1 | 1 | 0
SDG&E Study Area | Ocotillo Express | 500 | 0 | 0 | 0 | 0 | 0 | 0 | 0 | 0 | 0 | 0 | 0 | 0 | 0 | 0 | 0 | 0 | 0 | 0 | 0 | 0 |  | 0 | 0 | 0 | 0 | 0 | 0 | 0 | 0 | 0 | 0 | 0 | 0 | 0 | 0 | 0 | 0 | 0 | 0 | 0 | 0 | 0 | 0 | 0 | 0 | 0 | 0 | 0 | 0 | 0 | 0 | 0 | 0 | 0 | 0 | 0 | 0 |  | 0 | 0 | 0 | 0 | 0 | 0 | 0 | 0 | 0 | 0 | 0 | 0 | 0 | 0 | 0 | 0 | 0 | 0 | 0 | 0 | 0 | 0 | 0 | 0 | 0 | 0 | 0 | 0 | 0 | 0 | 0 | 0 | 0 | 0 | 0 | 0 |  | 0 | 0 | 0 | 0 | 0 | 0 | 0 | 0 | 0 | 0 | 0 | 0 | 0 | 0 | 0 | 0 | 0 | 0 | 0 | 0 | 0 | 0 | 0 | 0 | 0 | 0 | 0 | 0 | 0 | 0 | 0 | 0 | 0 | 0 | 0 | 0 |  | 0 | 0 | 0 | 0 | 0 | 0 | 0 | 0 | 0 | 0 | 0 | 0 | 0 | 0 | 0 | 0 | 0 | 0 | 0 | 0 | 0 | 0 | 0 | 0 | 0 | 0 | 0 | 0 | 0 | 0 | 0 | 0 | 0 | 0 | 0 | 0 |  | 1 | 1 | 1 | 1 | 1 | 1 | 1 | 1 | 1 | 0
SDG&E Study Area | Old Town | 230 | 0 | 0 | 0 | 0 | 0 | 0 | 0 | 0 | 0 | 0 | 0 | 0 | 0 | 0 | 0 | 0 | 0 | 0 | 0 | 0 |  | 0 | 0 | 0 | 0 | 0 | 0 | 0 | 0 | 0 | 0 | 0 | 0 | 0 | 0 | 0 | 0 | 0 | 0 | 0 | 0 | 0 | 0 | 0 | 0 | 0 | 0 | 0 | 0 | 0 | 0 | 0 | 0 | 0 | 0 | 0 | 0 |  | 0 | 0 | 0 | 0 | 0 | 0 | 0 | 0 | 0 | 0 | 0 | 0 | 0 | 0 | 0 | 0 | 0 | 0 | 0 | 0 | 0 | 0 | 0 | 0 | 0 | 0 | 0 | 0 | 0 | 0 | 0 | 0 | 0 | 0 | 0 | 0 |  | 0 | 0 | 0 | 0 | 0 | 0 | 0 | 0 | 0 | 0 | 0 | 0 | 0 | 0 | 0 | 0 | 0 | 0 | 0 | 0 | 0 | 0 | 0 | 0 | 0 | 0 | 0 | 0 | 0 | 0 | 0 | 0 | 0 | 0 | 0 | 0 |  | 0 | 0 | 0 | 0 | 0 | 0 | 0 | 0 | 0 | 0 | 0 | 0 | 0 | 0 | 0 | 0 | 0 | 0 | 0 | 0 | 0 | 0 | 0 | 0 | 0 | 0 | 0 | 0 | 0 | 0 | 0 | 0 | 0 | 0 | 0 | 0 |  | 1 | 1 | 1 | 1 | 1 | 1 | 1 | 1 | 1 | 0
SCE Metro Study Area | Olinda | 230 | 0 | 0 | 0 | 0 | 0 | 0 | 0 | 0 | 0 | 0 | 0 | 0 | 0 | 0 | 0 | 0 | 0 | 0 | 0 | 0 |  | 0 | 0 | 0 | 0 | 0 | 0 | 0 | 0 | 0 | 0 | 0 | 0 | 0 | 0 | 0 | 0 | 0 | 0 | 0 | 0 | 0 | 0 | 0 | 0 | 0 | 0 | 0 | 0 | 0 | 0 | 0 | 0 | 0 | 0 | 0 | 0 |  | 0 | 0 | 0 | 0 | 0 | 0 | 0 | 0 | 0 | 0 | 0 | 0 | 0 | 0 | 0 | 0 | 0 | 0 | 0 | 0 | 0 | 0 | 0 | 0 | 0 | 0 | 0 | 0 | 0 | 0 | 0 | 0 | 0 | 0 | 0 | 0 |  | 0 | 0 | 0 | 0 | 0 | 0 | 0 | 0 | 0 | 0 | 0 | 0 | 0 | 0 | 0 | 0 | 0 | 0 | 0 | 0 | 0 | 0 | 0 | 0 | 0 | 0 | 0 | 0 | 0 | 0 | 0 | 0 | 0 | 0 | 0 | 0 |  | 0 | 0 | 0 | 0 | 0 | 0 | 0 | 0 | 0 | 0 | 0 | 0 | 0 | 0 | 320 | 0 | 0 | 1 | 0 | 0 | 0 | 0 | 0 | 0 | 0 | 0 | 0 | 0 | 0 | 0 | 0 | 0 | -2 | 0 | 0 | 1 |  | 1 | 1 | 1 | 1 | 1 | 1 | 1 | 1+ | 1 | 1
PG&E Kern Study Area | Olive | 115 | 0 | 0 | 0 | 0 | 0 | 0 | 0 | 0 | 0 | 0 | 0 | 0 | 0 | 0 | 0 | 0 | 0 | 0 | 0 | 0 |  | 0 | 0 | 0 | 0 | 0 | 0 | 0 | 0 | 0 | 0 | 0 | 0 | 0 | 0 | 0 | 0 | 0 | 0 | 0 | 0 | 0 | 0 | 0 | 0 | 0 | 0 | 0 | 0 | 0 | 0 | 0 | 0 | 0 | 0 | 0 | 0 |  | 0 | 0 | 0 | 0 | 0 | 0 | 0 | 0 | 0 | 0 | 0 | 0 | 0 | 0 | 0 | 0 | 0 | 0 | 0 | 0 | 0 | 0 | 0 | 0 | 0 | 0 | 0 | 0 | 0 | 0 | 0 | 0 | 0 | 0 | 0 | 0 |  | 0 | 0 | 0 | 0 | 0 | 0 | 0 | 0 | 0 | 0 | 0 | 0 | 0 | 0 | 0 | 0 | 0 | 0 | 0 | 0 | 0 | 0 | 0 | 0 | 0 | 0 | 0 | 0 | 0 | 0 | 0 | 0 | 0 | 0 | 0 | 0 |  | 0 | 0 | 0 | 0 | 0 | 0 | 0 | 0 | 0 | 0 | 0 | 0 | 163.268 | 0 | 163.268 | 0 | 0 | 1 | 0 | 0 | 0 | 0 | 0 | 0 | 0 | 0 | 0 | 0 | 0 | 0 | -2 | 0 | -2 | 0 | 0 | 1 |  | 1 | 1 | 1 | 1 | 1 | 1 | 1+ | 1+ | 1 | 1
PG&E North of Greater Bay Study Area | Olivehurst | 115 | 0 | 0 | 0 | 0 | 0 | 0 | 0 | 0 | 0 | 0 | 0 | 0 | 0 | 0 | 0 | 0 | 0 | 0 | 0 | 0 |  | 0 | 0 | 0 | 0 | 0 | 0 | 0 | 0 | 0 | 0 | 0 | 0 | 0 | 0 | 0 | 0 | 0 | 0 | 0 | 0 | 0 | 0 | 0 | 0 | 0 | 0 | 0 | 0 | 0 | 0 | 0 | 0 | 0 | 0 | 0 | 0 |  | 0 | 0 | 0 | 0 | 0 | 0 | 0 | 0 | 0 | 0 | 0 | 0 | 0 | 0 | 0 | 0 | 0 | 0 | 0 | 0 | 0 | 0 | 0 | 0 | 0 | 0 | 0 | 0 | 0 | 0 | 0 | 0 | 0 | 0 | 0 | 0 |  | 0 | 0 | 0 | 0 | 0 | 0 | 0 | 0 | 0 | 0 | 0 | 0 | 0 | 0 | 0 | 0 | 0 | 0 | 0 | 0 | 0 | 0 | 0 | 0 | 0 | 0 | 0 | 0 | 0 | 0 | 0 | 0 | 0 | 0 | 0 | 0 |  | 0 | 0 | 0 | 0 | 0 | 0 | 0 | 0 | 0 | 0 | 0 | 0 | 0 | 0 | 0 | 0 | 0 | 0 | 0 | 0 | 0 | 0 | 0 | 0 | 0 | 0 | 0 | 0 | 0 | 0 | 0 | 0 | 0 | 0 | 0 | 0 |  | 1 | 1 | 1 | 1 | 1 | 1 | 1 | 1 | 1 | 0
SCE Northern Area | Ormond Beach | 230 | 0 | 0 | 0 | 0 | 0 | 0 | 0 | 0 | 0 | 0 | 0 | 0 | 0 | 0 | 0 | 0 | 0 | 0 | 0 | 0 |  | 0 | 0 | 0 | 0 | 0 | 0 | 0 | 0 | 0 | 0 | 0 | 0 | 0 | 0 | 0 | 0 | 0 | 0 | 0 | 0 | 0 | 0 | 0 | 0 | 0 | 0 | 0 | 0 | 0 | 0 | 0 | 0 | 0 | 0 | 0 | 0 |  | 0 | 0 | 0 | 0 | 0 | 0 | 0 | 0 | 0 | 0 | 0 | 0 | 0 | 0 | 0 | 0 | 0 | 0 | 0 | 0 | 0 | 0 | 0 | 0 | 0 | 0 | 0 | 0 | 0 | 0 | 0 | 0 | 0 | 0 | 0 | 0 |  | 0 | 0 | 0 | 0 | 0 | 0 | 0 | 0 | 0 | 0 | 0 | 0 | 0 | 0 | 0 | 0 | 0 | 0 | 0 | 0 | 0 | 0 | 0 | 0 | 0 | 0 | 0 | 0 | 0 | 0 | 0 | 0 | 0 | 0 | 0 | 0 |  | 0 | 0 | 0 | 0 | 0 | 0 | 0 | 0 | 0 | 0 | 0 | 0 | 0 | 0 | 0 | 0 | 0 | 0 | 0 | 0 | 0 | 0 | 0 | 0 | 0 | 0 | 0 | 0 | 0 | 0 | 0 | 0 | 0 | 0 | 0 | 0 |  | 1 | 1 | 1 | 1 | 1 | 1 | 1 | 1 | 1 | 0
SDG&E Study Area | Otay | 69 | 0 | 0 | 0 | 0 | 0 | 0 | 0 | 0 | 0 | 0 | 0 | 0 | 0 | 0 | 0 | 0 | 0 | 0 | 0 | 0 |  | 0 | 0 | 0 | 0 | 0 | 0 | 0 | 0 | 0 | 0 | 0 | 0 | 0 | 0 | 0 | 0 | 0 | 0 | 0 | 0 | 0 | 0 | 0 | 0 | 0 | 0 | 0 | 0 | 0 | 0 | 0 | 0 | 0 | 0 | 0 | 0 |  | 0 | 0 | 0 | 0 | 0 | 0 | 0 | 0 | 0 | 0 | 0 | 0 | 0 | 0 | 50 | 0 | 0 | 1 | 0 | 0 | 0 | 0 | 0 | 0 | 0 | 0 | 0 | 0 | 0 | 0 | 0 | 0 | -2 | 0 | 0 | 1 |  | 0 | 0 | 0 | 0 | 0 | 0 | 0 | 0 | 0 | 0 | 0 | 0 | 0 | 0 | 50 | 0 | 0 | 1 | 0 | 0 | 0 | 0 | 0 | 0 | 0 | 0 | 0 | 0 | 0 | 0 | 0 | 0 | -2 | 0 | 0 | 1 |  | 0 | 0 | 0 | 0 | 0 | 0 | 0 | 0 | 0 | 0 | 0 | 0 | 0 | 0 | 50 | 0 | 0 | 1 | 0 | 0 | 0 | 0 | 0 | 0 | 0 | 0 | 0 | 0 | 0 | 0 | 0 | 0 | -2 | 0 | 0 | 1 |  | 1 | 1 | 1 | 1 | 1 | 1 | 1 | 4+ | 1 | 1
SDG&E Study Area | Otay Mesa | 230 | 0 | 0 | 0 | 0 | 0 | 0 | 0 | 0 | 0 | 0 | 0 | 0 | 0 | 0 | 0 | 0 | 0 | 0 | 0 | 0 |  | 0 | 0 | 0 | 0 | 0 | 0 | 0 | 0 | 0 | 0 | 0 | 0 | 0 | 0 | 0 | 0 | 0 | 0 | 0 | 0 | 0 | 0 | 0 | 0 | 0 | 0 | 0 | 0 | 0 | 0 | 0 | 0 | 0 | 0 | 0 | 0 |  | 0 | 0 | 0 | 0 | 0 | 0 | 0 | 0 | 0 | 0 | 0 | 0 | 0 | 0 | 0 | 0 | 0 | 0 | 0 | 0 | 0 | 0 | 0 | 0 | 0 | 0 | 0 | 0 | 0 | 0 | 0 | 0 | 0 | 0 | 0 | 0 |  | 0 | 0 | 0 | 0 | 0 | 0 | 0 | 0 | 0 | 0 | 0 | 0 | 0 | 0 | 312.96 | 0 | 0 | 1 | 0 | 0 | 0 | 0 | 0 | 0 | 0 | 0 | 0 | 0 | 0 | 0 | 0 | 0 | -2 | 0 | 0 | 1 |  | 0 | 0 | 0 | 0 | 0 | 0 | 0 | 0 | 0 | 0 | 0 | 0 | 0 | 0 | 882.21 | 0 | 0 | 1 | 0 | 0 | 0 | 0 | 0 | 0 | 0 | 0 | 0 | 0 | 0 | 0 | 0 | 0 | -2 | 0 | 0 | 1 |  | 1 | 1 | 1 | 1 | 1 | 1 | 1 | 2+ | 1 | 1
PG&E Fresno Study Area | Padre Flats SW STA | 230 | 0 | 0 | 0 | 0 | 0 | 0 | 0 | 0 | 0 | 0 | 0 | 0 | 0 | 0 | 0 | 0 | 0 | 0 | 0 | 0 |  | 0 | 0 | 0 | 0 | 0 | 0 | 0 | 0 | 0 | 0 | 0 | 0 | 0 | 0 | 0 | 0 | 0 | 0 | 0 | 0 | 0 | 0 | 0 | 0 | 0 | 0 | 0 | 0 | 0 | 0 | 0 | 0 | 0 | 0 | 0 | 0 |  | 0 | 0 | 0 | 0 | 0 | 0 | 0 | 0 | 0 | 0 | 0 | 0 | 0 | 0 | 0 | 0 | 0 | 0 | 0 | 0 | 0 | 0 | 0 | 0 | 0 | 0 | 0 | 0 | 0 | 0 | 0 | 0 | 0 | 0 | 0 | 0 |  | 0 | 0 | 0 | 0 | 0 | 0 | 0 | 0 | 0 | 0 | 0 | 0 | 0 | 0 | 0 | 0 | 0 | 0 | 0 | 0 | 0 | 0 | 0 | 0 | 0 | 0 | 0 | 0 | 0 | 0 | 0 | 0 | 0 | 0 | 0 | 0 |  | 0 | 0 | 0 | 0 | 0 | 0 | 0 | 0 | 0 | 0 | 0 | 0 | 0 | 0 | 0 | 0 | 0 | 0 | 0 | 0 | 0 | 0 | 0 | 0 | 0 | 0 | 0 | 0 | 0 | 0 | 0 | 0 | 0 | 0 | 0 | 0 |  | 1 | 1 | 1 | 1 | 1 | 1 | 1 | 1 | 1 | 0
East of Pisgah Study Area | Pahrump | 230 | 0 | 0 | 0 | 0 | 0 | 0 | 0 | 0 | 0 | 0 | 0 | 0 | 0 | 0 | 0 | 0 | 0 | 0 | 0 | 0 |  | 0 | 0 | 0 | 0 | 0 | 0 | 0 | 0 | 0 | 0 | 0 | 0 | 0 | 0 | 0 | 0 | 0 | 0 | 0 | 0 | 0 | 0 | 0 | 0 | 0 | 0 | 0 | 0 | 0 | 0 | 0 | 0 | 0 | 0 | 0 | 0 |  | 0 | 0 | 0 | 0 | 0 | 0 | 0 | 0 | 0 | 0 | 0 | 0 | 0 | 0 | 0 | 0 | 0 | 0 | 0 | 0 | 0 | 0 | 0 | 0 | 0 | 0 | 0 | 0 | 0 | 0 | 0 | 0 | 0 | 0 | 0 | 0 |  | 0 | 0 | 0 | 0 | 0 | 0 | 0 | 0 | 0 | 0 | 0 | 0 | 0 | 0 | 0 | 0 | 0 | 0 | 0 | 0 | 0 | 0 | 0 | 0 | 0 | 0 | 0 | 0 | 0 | 0 | 0 | 0 | 0 | 0 | 0 | 0 |  | 0 | 0 | 0 | 0 | 0 | 0 | 0 | 0 | 0 | 0 | 0 | 0 | 0 | 0 | 0 | 0 | 0 | 0 | 0 | 0 | 0 | 0 | 0 | 0 | 0 | 0 | 0 | 0 | 0 | 0 | 0 | 0 | 0 | 0 | 0 | 0 |  | 1 | 1 | 1 | 1 | 1 | 1 | 1 | 1 | 1 | 0
East of Pisgah Study Area | Pahrump | 138 | 0 | 0 | 0 | 0 | 0 | 0 | 0 | 0 | 0 | 0 | 0 | 0 | 0 | 0 | 0 | 0 | 0 | 0 | 0 | 0 |  | 0 | 0 | 0 | 0 | 0 | 0 | 0 | 0 | 0 | 0 | 0 | 0 | 0 | 0 | 0 | 0 | 0 | 0 | 0 | 0 | 0 | 0 | 0 | 0 | 0 | 0 | 0 | 0 | 0 | 0 | 0 | 0 | 0 | 0 | 0 | 0 |  | 0 | 0 | 0 | 0 | 0 | 0 | 0 | 0 | 0 | 0 | 0 | 0 | 0 | 0 | 0 | 0 | 0 | 0 | 0 | 0 | 0 | 0 | 0 | 0 | 0 | 0 | 0 | 0 | 0 | 0 | 0 | 0 | 0 | 0 | 0 | 0 |  | 0 | 0 | 0 | 0 | 0 | 0 | 0 | 0 | 0 | 0 | 0 | 0 | 0 | 0 | 0 | 0 | 0 | 0 | 0 | 0 | 0 | 0 | 0 | 0 | 0 | 0 | 0 | 0 | 0 | 0 | 0 | 0 | 0 | 0 | 0 | 0 |  | 0 | 0 | 0 | 0 | 0 | 0 | 0 | 0 | 0 | 0 | 0 | 0 | 0 | 0 | 0 | 0 | 0 | 0 | 0 | 0 | 0 | 0 | 0 | 0 | 0 | 0 | 0 | 0 | 0 | 0 | 0 | 0 | 0 | 0 | 0 | 0 |  | 1 | 1 | 1 | 1 | 1 | 1 | 1 | 1 | 1 | 0
SDG&E Study Area | Pala | 69 | 0 | 0 | 0 | 0 | 0 | 0 | 0 | 0 | 0 | 0 | 0 | 0 | 0 | 0 | 0 | 0 | 0 | 0 | 0 | 0 |  | 0 | 0 | 0 | 0 | 0 | 0 | 0 | 0 | 0 | 0 | 0 | 0 | 0 | 0 | 0 | 0 | 0 | 0 | 0 | 0 | 0 | 0 | 0 | 0 | 0 | 0 | 0 | 0 | 0 | 0 | 0 | 0 | 0 | 0 | 0 | 0 |  | 0 | 0 | 0 | 0 | 0 | 0 | 0 | 0 | 0 | 0 | 0 | 0 | 0 | 0 | 0 | 0 | 0 | 0 | 0 | 0 | 0 | 0 | 0 | 0 | 0 | 0 | 0 | 0 | 0 | 0 | 0 | 0 | 0 | 0 | 0 | 0 |  | 0 | 0 | 0 | 0 | 0 | 0 | 0 | 0 | 0 | 0 | 0 | 0 | 0 | 0 | 0 | 0 | 0 | 0 | 0 | 0 | 0 | 0 | 0 | 0 | 0 | 0 | 0 | 0 | 0 | 0 | 0 | 0 | 0 | 0 | 0 | 0 |  | 0 | 0 | 0 | 0 | 0 | 0 | 0 | 0 | 0 | 0 | 0 | 0 | 0 | 0 | 0 | 0 | 0 | 0 | 0 | 0 | 0 | 0 | 0 | 0 | 0 | 0 | 0 | 0 | 0 | 0 | 0 | 0 | 0 | 0 | 0 | 0 |  | 1 | 1 | 1 | 1 | 1 | 1 | 1 | 1 | 1 | 0
PG&E North of Greater Bay Study Area | Palermo | 230 | 0 | 0 | 0 | 0 | 0 | 0 | 0 | 0 | 0 | 0 | 0 | 0 | 0 | 0 | 0 | 0 | 0 | 0 | 0 | 0 |  | 0 | 0 | 0 | 0 | 0 | 0 | 0 | 0 | 0 | 0 | 0 | 0 | 0 | 0 | 0 | 0 | 0 | 0 | 0 | 0 | 0 | 0 | 0 | 0 | 0 | 0 | 0 | 0 | 0 | 0 | 0 | 0 | 0 | 0 | 0 | 0 |  | 0 | 0 | 0 | 0 | 0 | 0 | 0 | 0 | 0 | 0 | 0 | 0 | 0 | 0 | 0 | 0 | 0 | 0 | 0 | 0 | 0 | 0 | 0 | 0 | 0 | 0 | 0 | 0 | 0 | 0 | 0 | 0 | 0 | 0 | 0 | 0 |  | 0 | 0 | 0 | 0 | 0 | 0 | 0 | 0 | 0 | 0 | 0 | 0 | 0 | 0 | 0 | 0 | 0 | 0 | 0 | 0 | 0 | 0 | 0 | 0 | 0 | 0 | 0 | 0 | 0 | 0 | 0 | 0 | 0 | 0 | 0 | 0 |  | 0 | 0 | 0 | 0 | 0 | 0 | 0 | 0 | 0 | 0 | 0 | 0 | 0 | 0 | 213.55 | 0 | 0 | 1 | 0 | 0 | 0 | 0 | 0 | 0 | 0 | 0 | 0 | 0 | 0 | 0 | 0 | 0 | -2 | 0 | 0 | 1 |  | 1 | 1 | 1 | 1 | 1 | 1 | 1 | 1+ | 1 | 1
PG&E North of Greater Bay Study Area | Palermo | 115 | 0 | 4.1 | 0 | 0 | 0 | 0 | 0 | 0 | 0 | 0 | 0 | 0 | 0 | 0 | 0 | 0 | 0 | 0 | 0 | 1 |  | 0 | 0 | 0 | 0 | 0 | 0 | 0 | 0 | 0 | 0 | 0 | 0 | 0 | 0 | 0 | 0 | 0 | 0 | 0 | 0 | 2 | 2 | 0 | 0 | 0 | 0 | 0 | 0 | 0 | 0 | 0 | 0 | 0 | 0 | 0 | 1 |  | 0 | 0 | 0 | 0 | 0 | 0 | 0 | 0 | 0 | 0 | 0 | 0 | 0 | 0 | 0 | 0 | 0 | 0 | 0 | 0 | 2 | 2 | 0 | 0 | 0 | 0 | 0 | 0 | 0 | 0 | 0 | 0 | 0 | 0 | 0 | 1 |  | 0 | 0 | 0 | 0 | 0 | 0 | 0 | 0 | 0 | 0 | 0 | 0 | 0 | 0 | 0 | 0 | 0 | 0 | 0 | 0 | 2 | 2 | 0 | 0 | 0 | 0 | 0 | 0 | 0 | 0 | 0 | 0 | 0 | 0 | 0 | 1 |  | 0 | 0 | 0 | 0 | 0 | 0 | 0 | 0 | 0 | 0 | 0 | 0 | 0 | 0 | 0 | 0 | 0 | 0 | 0 | 0 | 2 | 2 | 0 | 0 | 0 | 0 | 0 | 0 | 0 | 0 | 0 | 0 | 0 | 0 | 0 | 1 |  | 1 | 5- | 1 | 1 | 1 | 1 | 1 | 1 | 1 | 1
SCE Eastern Study Area | Palo Verde | 500 | 0 | 0 | 0 | 0 | 0 | 4500 | 0 | 4500 | 0 | 0 | 0 | 0 | 0 | 0 | 0 | 0 | 0 | 0 | 0 | 1 |  | 0 | 0 | 0 | 0 | 0 | 0 | 0 | 0 | 0 | 0 | 0 | 0 | 0 | 0 | 0 | 0 | 0 | 0 | 0 | 0 | 0 | 0 | 0 | 0 | 2 | 2 | 0 | 0 | 0 | 0 | 0 | 0 | 0 | 0 | 0 | 1 |  | 0 | 0 | 0 | 0 | 0 | 0 | 0 | 0 | 0 | 0 | 0 | 0 | 0 | 0 | 0 | 0 | 0 | 0 | 0 | 0 | 0 | 0 | 0 | 0 | 2 | 2 | 0 | 0 | 0 | 0 | 0 | 0 | 0 | 0 | 0 | 1 |  | 0 | 0 | 0 | 0 | 0 | 0 | 0 | 0 | 0 | 0 | 0 | 0 | 0 | 0 | 0 | 0 | 0 | 0 | 0 | 0 | 0 | 0 | 0 | 0 | 2 | 2 | 0 | 0 | 0 | 0 | 0 | 0 | 0 | 0 | 0 | 1 |  | 0 | 0 | 0 | 0 | 0 | 0 | 0 | 0 | 0 | 0 | 0 | 0 | 0 | 0 | 0 | 0 | 0 | 0 | 0 | 0 | 0 | 0 | 0 | 0 | 2 | 2 | 0 | 0 | 0 | 0 | 0 | 0 | 0 | 0 | 0 | 1 |  | 1 | 1 | 1 | 5- | 1 | 1 | 1 | 1 | 1 | 1
SDG&E Study Area | Palomar Energy | 230 | 0 | 0 | 0 | 0 | 0 | 0 | 0 | 0 | 0 | 0 | 0 | 0 | 0 | 0 | 0 | 0 | 0 | 0 | 0 | 0 |  | 0 | 0 | 0 | 0 | 0 | 0 | 0 | 0 | 0 | 0 | 0 | 0 | 0 | 0 | 0 | 0 | 0 | 0 | 0 | 0 | 0 | 0 | 0 | 0 | 0 | 0 | 0 | 0 | 0 | 0 | 0 | 0 | 0 | 0 | 0 | 0 |  | 0 | 0 | 0 | 0 | 0 | 0 | 0 | 0 | 0 | 0 | 0 | 0 | 0 | 0 | 0 | 0 | 0 | 0 | 0 | 0 | 0 | 0 | 0 | 0 | 0 | 0 | 0 | 0 | 0 | 0 | 0 | 0 | 0 | 0 | 0 | 0 |  | 0 | 0 | 0 | 0 | 0 | 0 | 0 | 0 | 0 | 0 | 0 | 0 | 0 | 0 | 0 | 0 | 0 | 0 | 0 | 0 | 0 | 0 | 0 | 0 | 0 | 0 | 0 | 0 | 0 | 0 | 0 | 0 | 0 | 0 | 0 | 0 |  | 0 | 0 | 0 | 0 | 0 | 0 | 0 | 0 | 0 | 0 | 0 | 0 | 0 | 0 | 0 | 0 | 0 | 0 | 0 | 0 | 0 | 0 | 0 | 0 | 0 | 0 | 0 | 0 | 0 | 0 | 0 | 0 | 0 | 0 | 0 | 0 |  | 1 | 1 | 1 | 1 | 1 | 1 | 1 | 1 | 1 | 0
PG&E Fresno Study Area | Panoche | 115 | 0 | 0 | 0 | 0 | 0 | 0 | 0 | 0 | 0 | 0 | 0 | 0 | 0 | 0 | 0 | 0 | 0 | 0 | 0 | 0 |  | 0 | 0 | 0 | 0 | 0 | 0 | 0 | 0 | 0 | 0 | 0 | 0 | 0 | 0 | 0 | 0 | 0 | 0 | 0 | 0 | 0 | 0 | 0 | 0 | 0 | 0 | 0 | 0 | 0 | 0 | 0 | 0 | 0 | 0 | 0 | 0 |  | 0 | 0 | 0 | 0 | 0 | 0 | 0 | 0 | 0 | 0 | 6.15 | 0 | 0 | 0 | 0 | 0 | 0 | 1 | 0 | 0 | 0 | 0 | 0 | 0 | 0 | 0 | 0 | 0 | -2 | 0 | 0 | 0 | 0 | 0 | 0 | 1 |  | 0 | 0 | 0 | 0 | 0 | 0 | 0 | 0 | 0 | 0 | 6.15 | 0 | 0 | 0 | 0 | 0 | 0 | 1 | 0 | 0 | 0 | 0 | 0 | 0 | 0 | 0 | 0 | 0 | -2 | 0 | 0 | 0 | 0 | 0 | 0 | 1 |  | 0 | 0 | 0 | 0 | 0 | 0 | 0 | 0 | 0 | 0 | 6.15 | 0 | 0 | 0 | 0 | 0 | 0 | 1 | 0 | 0 | 0 | 0 | 0 | 0 | 0 | 0 | 0 | 0 | -2 | 0 | 0 | 0 | 0 | 0 | 0 | 1 |  | 1 | 1 | 1 | 1 | 1 | 4+ | 1 | 1 | 1 | 1
PG&E Fresno Study Area | Panoche | 230 | 0 | 0 | 0 | 0 | 0 | 0 | 0 | 0 | 0 | 0 | 0 | 0 | 100 | 260 | 360 | 0 | 100 | 100 | 0 | 1 |  | 0 | 0 | 0 | 0 | 0 | 0 | 0 | 0 | 0 | 0 | 0 | 0 | 0 | 0 | 0 | 0 | 0 | 0 | 0 | 0 | 0 | 0 | 0 | 0 | 0 | 0 | 0 | 0 | 0 | 2 | 2 | 2 | 2 | 0 | 0 | 1 |  | 0 | 0 | 0 | 0 | 0 | 0 | 0 | 0 | 0 | 0 | 0 | 0 | 0 | 0 | 0 | 0 | 0 | 0 | 0 | 0 | 0 | 0 | 0 | 0 | 0 | 0 | 0 | 0 | 0 | 2 | 2 | 2 | 2 | 0 | 0 | 1 |  | 0 | 0 | 0 | 0 | 0 | 0 | 0 | 0 | 0 | 0 | 0 | 0 | 0 | 0 | 0 | 0 | 0 | 0 | 0 | 0 | 0 | 0 | 0 | 0 | 0 | 0 | 0 | 0 | 0 | 2 | 2 | 2 | 2 | 0 | 0 | 1 |  | 0 | 0 | 0 | 0 | 0 | 0 | 0 | 0 | 0 | 0 | 0 | 0 | 0 | 0 | 5 | 0 | 0 | 1 | 0 | 0 | 0 | 0 | 0 | 0 | 0 | 0 | 0 | 0 | 0 | 2 | 2 | 2 | 2 | 0 | 0 | 1 |  | 1 | 1 | 1 | 1 | 1 | 1 | 5- | 5- | 1 | 1
SCE Northern Area | Pardee | 230 | 0 | 0 | 0 | 0 | 0 | 0 | 0 | 0 | 0 | 0 | 0 | 0 | 0 | 0 | 0 | 0 | 0 | 0 | 0 | 0 |  | 0 | 0 | 0 | 0 | 0 | 0 | 0 | 0 | 0 | 0 | 0 | 0 | 0 | 0 | 0 | 0 | 0 | 0 | 0 | 0 | 0 | 0 | 0 | 0 | 0 | 0 | 0 | 0 | 0 | 0 | 0 | 0 | 0 | 0 | 0 | 0 |  | 0 | 0 | 0 | 0 | 0 | 0 | 0 | 0 | 0 | 0 | 0 | 0 | 0 | 0 | 0 | 0 | 0 | 0 | 0 | 0 | 0 | 0 | 0 | 0 | 0 | 0 | 0 | 0 | 0 | 0 | 0 | 0 | 0 | 0 | 0 | 0 |  | 0 | 0 | 0 | 0 | 0 | 0 | 0 | 0 | 0 | 0 | 0 | 0 | 0 | 0 | 0 | 0 | 0 | 0 | 0 | 0 | 0 | 0 | 0 | 0 | 0 | 0 | 0 | 0 | 0 | 0 | 0 | 0 | 0 | 0 | 0 | 0 |  | 0 | 0 | 0 | 0 | 0 | 0 | 0 | 0 | 0 | 0 | 0 | 0 | 0 | 0 | 0 | 0 | 0 | 0 | 0 | 0 | 0 | 0 | 0 | 0 | 0 | 0 | 0 | 0 | 0 | 0 | 0 | 0 | 0 | 0 | 0 | 0 |  | 1 | 1 | 1 | 1 | 1 | 1 | 1 | 1 | 1 | 0
PG&E North of Greater Bay Study Area | Parkway | 230 | 0 | 2.3 | 0 | 0 | 0 | 0 | 0 | 0 | 0 | 0 | 0 | 0 | 0 | 0 | 0 | 0 | 0 | 0 | 0 | 1 |  | 0 | 0 | 0 | 0 | 0 | 0 | 0 | 0 | 0 | 0 | 0 | 0 | 0 | 0 | 0 | 0 | 0 | 0 | 0 | 0 | 2 | 2 | 0 | 0 | 0 | 0 | 0 | 0 | 0 | 0 | 0 | 0 | 0 | 0 | 0 | 1 |  | 0 | 0 | 0 | 2.344 | 0 | 0 | 0 | 0 | 0 | 0 | 0 | 0 | 0 | 0 | 0 | 0 | 0 | 1 | 0 | 0 | 2 | 0 | 0 | 0 | 0 | 0 | 0 | 0 | 0 | 0 | 0 | 0 | 0 | 0 | 0 | 1 |  | 0 | 0 | 0 | 2.344 | 0 | 0 | 0 | 0 | 0 | 0 | 0 | 0 | 0 | 0 | 0 | 0 | 0 | 1 | 0 | 0 | 2 | 0 | 0 | 0 | 0 | 0 | 0 | 0 | 0 | 0 | 0 | 0 | 0 | 0 | 0 | 1 |  | 0 | 0 | 0 | 2.344 | 0 | 0 | 0 | 0 | 0 | 0 | 0 | 0 | 0 | 0 | 0 | 0 | 0 | 1 | 0 | 0 | 2 | 0 | 0 | 0 | 0 | 0 | 0 | 0 | 0 | 0 | 0 | 0 | 0 | 0 | 0 | 1 |  | 1 | 1 | 1 | 1 | 1 | 1 | 1 | 1 | 1 | 0
SCE Northern Area | Pastoria | 230 | 0 | 0 | 0 | 0 | 0 | 0 | 0 | 0 | 0 | 0 | 0 | 0 | 0 | 0 | 0 | 0 | 0 | 0 | 0 | 0 |  | 0 | 0 | 0 | 0 | 0 | 0 | 0 | 0 | 0 | 0 | 0 | 0 | 1.875 | 0 | 0 | 0 | 0 | 1 | 0 | 0 | 0 | 0 | 0 | 0 | 0 | 0 | 0 | 0 | 0 | 0 | -2 | 0 | 0 | 0 | 0 | 1 |  | 0 | 0 | 0 | 0 | 0 | 0 | 0 | 0 | 0 | 0 | 0 | 0 | 1.875 | 0 | 0 | 0 | 0 | 1 | 0 | 0 | 0 | 0 | 0 | 0 | 0 | 0 | 0 | 0 | 0 | 0 | -2 | 0 | 0 | 0 | 0 | 1 |  | 0 | 0 | 0 | 0 | 0 | 0 | 0 | 0 | 0 | 0 | 0 | 0 | 1.875 | 0 | 0 | 0 | 0 | 1 | 0 | 0 | 0 | 0 | 0 | 0 | 0 | 0 | 0 | 0 | 0 | 0 | -2 | 0 | 0 | 0 | 0 | 1 |  | 0 | 0 | 0 | 0 | 0 | 0 | 0 | 0 | 0 | 0 | 0 | 0 | 1.875 | 0 | 0 | 0 | 0 | 1 | 0 | 0 | 0 | 0 | 0 | 0 | 0 | 0 | 0 | 0 | 0 | 0 | -2 | 0 | 0 | 0 | 0 | 1 |  | 1 | 1 | 1 | 1 | 1 | 1 | 4+ | 1 | 1 | 1
SCE Metro Study Area | Pauda | 230 | 0 | 0 | 0 | 0 | 0 | 0 | 0 | 0 | 0 | 0 | 0 | 0 | 0 | 0 | 0 | 0 | 0 | 0 | 0 | 0 |  | 0 | 0 | 0 | 0 | 0 | 0 | 0 | 0 | 0 | 0 | 0 | 0 | 0 | 0 | 0 | 0 | 0 | 0 | 0 | 0 | 0 | 0 | 0 | 0 | 0 | 0 | 0 | 0 | 0 | 0 | 0 | 0 | 0 | 0 | 0 | 0 |  | 0 | 0 | 0 | 0 | 0 | 0 | 0 | 0 | 0 | 0 | 0 | 0 | 0 | 0 | 0 | 0 | 0 | 0 | 0 | 0 | 0 | 0 | 0 | 0 | 0 | 0 | 0 | 0 | 0 | 0 | 0 | 0 | 0 | 0 | 0 | 0 |  | 0 | 0 | 0 | 0 | 0 | 0 | 0 | 0 | 0 | 0 | 0 | 0 | 0 | 0 | 0 | 0 | 0 | 0 | 0 | 0 | 0 | 0 | 0 | 0 | 0 | 0 | 0 | 0 | 0 | 0 | 0 | 0 | 0 | 0 | 0 | 0 |  | 0 | 0 | 0 | 0 | 0 | 0 | 0 | 0 | 0 | 0 | 0 | 0 | 0 | 0 | 0 | 0 | 0 | 0 | 0 | 0 | 0 | 0 | 0 | 0 | 0 | 0 | 0 | 0 | 0 | 0 | 0 | 0 | 0 | 0 | 0 | 0 |  | 1 | 1 | 1 | 1 | 1 | 1 | 1 | 1 | 1 | 0
PG&E North of Greater Bay Study Area | Peabody | 230 | 0 | 0 | 0 | 0 | 0 | 0 | 0 | 0 | 0 | 0 | 0 | 4.4 | 0 | 0 | 0 | 0 | 0 | 0 | 0 | 1 |  | 0 | 0 | 0 | 0 | 0 | 0 | 0 | 0 | 0 | 0 | 0 | 0 | 0 | 0 | 0 | 0 | 0 | 0 | 0 | 0 | 0 | 0 | 0 | 0 | 0 | 0 | 0 | 0 | 2 | 0 | 0 | 0 | 0 | 0 | 0 | 1 |  | 0 | 0 | 0 | 0 | 0 | 0 | 0 | 0 | 0 | 0 | 4.446 | 0 | 0 | 0 | 0 | 0 | 0 | 1 | 0 | 0 | 0 | 0 | 0 | 0 | 0 | 0 | 0 | 0 | 0 | 0 | 0 | 0 | 0 | 0 | 0 | 0 |  | 0 | 0 | 0 | 0 | 0 | 0 | 0 | 0 | 0 | 0 | 4.446 | 0 | 0 | 0 | 0 | 0 | 0 | 1 | 0 | 0 | 0 | 0 | 0 | 0 | 0 | 0 | 0 | 0 | 0 | 0 | 0 | 0 | 0 | 0 | 0 | 0 |  | 0 | 0 | 0 | 0 | 0 | 0 | 0 | 0 | 0 | 0 | 4.446 | 0 | 0 | 0 | 0 | 0 | 0 | 1 | 0 | 0 | 0 | 0 | 0 | 0 | 0 | 0 | 0 | 0 | 0 | 0 | 0 | 0 | 0 | 0 | 0 | 0 |  | 1 | 1 | 1 | 1 | 1 | 1 | 1 | 1 | 1 | 0
PG&E North of Greater Bay Study Area | Pease | 115 | 0 | 3 | 0 | 0 | 0 | 0 | 0 | 0 | 0 | 0 | 0 | 0 | 0 | 0 | 0 | 0 | 0 | 0 | 0 | 1 |  | 0 | 0 | 0 | 0 | 0 | 0 | 0 | 0 | 0 | 0 | 0 | 0 | 0 | 0 | 0 | 0 | 0 | 0 | 0 | 0 | 2 | 2 | 0 | 0 | 0 | 0 | 0 | 0 | 0 | 0 | 0 | 0 | 0 | 0 | 0 | 1 |  | 0 | 0 | 0 | 0 | 0 | 0 | 0 | 0 | 0 | 0 | 0 | 0 | 0 | 0 | 0 | 0 | 0 | 0 | 0 | 0 | 2 | 2 | 0 | 0 | 0 | 0 | 0 | 0 | 0 | 0 | 0 | 0 | 0 | 0 | 0 | 1 |  | 0 | 0 | 0 | 0 | 0 | 0 | 0 | 0 | 0 | 0 | 0 | 0 | 0 | 0 | 0 | 0 | 0 | 0 | 0 | 0 | 2 | 2 | 0 | 0 | 0 | 0 | 0 | 0 | 0 | 0 | 0 | 0 | 0 | 0 | 0 | 1 |  | 0 | 0 | 0 | 0 | 0 | 0 | 0 | 0 | 0 | 0 | 0 | 0 | 0 | 0 | 50.5 | 0 | 0 | 1 | 0 | 0 | 2 | 2 | 0 | 0 | 0 | 0 | 0 | 0 | 0 | 0 | 0 | 0 | -2 | 0 | 0 | 1 |  | 1 | 5- | 1 | 1 | 1 | 1 | 1 | 1+ | 1 | 1
SDG&E Study Area | Penasquitos | 230 | 0 | 0 | 0 | 0 | 0 | 0 | 0 | 0 | 0 | 0 | 0 | 0 | 0 | 0 | 0 | 0 | 0 | 0 | 0 | 0 |  | 0 | 0 | 0 | 0 | 0 | 0 | 0 | 0 | 0 | 0 | 0 | 0 | 0 | 0 | 0 | 0 | 0 | 0 | 0 | 0 | 0 | 0 | 0 | 0 | 0 | 0 | 0 | 0 | 0 | 0 | 0 | 0 | 0 | 0 | 0 | 0 |  | 0 | 0 | 0 | 0 | 0 | 0 | 0 | 0 | 0 | 0 | 0 | 0 | 0 | 0 | 0 | 0 | 0 | 0 | 0 | 0 | 0 | 0 | 0 | 0 | 0 | 0 | 0 | 0 | 0 | 0 | 0 | 0 | 0 | 0 | 0 | 0 |  | 0 | 0 | 0 | 0 | 0 | 0 | 0 | 0 | 0 | 0 | 0 | 0 | 0 | 0 | 0 | 0 | 0 | 0 | 0 | 0 | 0 | 0 | 0 | 0 | 0 | 0 | 0 | 0 | 0 | 0 | 0 | 0 | 0 | 0 | 0 | 0 |  | 0 | 0 | 0 | 0 | 0 | 0 | 0 | 0 | 0 | 0 | 0 | 0 | 0 | 0 | 0 | 0 | 0 | 0 | 0 | 0 | 0 | 0 | 0 | 0 | 0 | 0 | 0 | 0 | 0 | 0 | 0 | 0 | 0 | 0 | 0 | 0 |  | 1 | 1 | 1 | 1 | 1 | 1 | 1 | 1 | 1 | 0
PG&E North of Greater Bay Study Area | Penngrove | 115 | 0 | 0 | 0 | 0 | 0 | 0 | 0 | 0 | 0 | 0 | 0 | 0 | 0 | 0 | 0 | 0 | 0 | 0 | 0 | 0 |  | 0 | 0 | 0 | 0 | 0 | 0 | 0 | 0 | 0 | 0 | 0 | 0 | 0 | 0 | 0 | 0 | 0 | 0 | 0 | 0 | 0 | 0 | 0 | 0 | 0 | 0 | 0 | 0 | 0 | 0 | 0 | 0 | 0 | 0 | 0 | 0 |  | 0 | 0 | 0 | 0 | 0 | 0 | 0 | 0 | 0 | 0 | 0 | 0 | 0 | 0 | 0 | 0 | 0 | 0 | 0 | 0 | 0 | 0 | 0 | 0 | 0 | 0 | 0 | 0 | 0 | 0 | 0 | 0 | 0 | 0 | 0 | 0 |  | 0 | 0 | 0 | 0 | 0 | 0 | 0 | 0 | 0 | 0 | 0 | 0 | 0 | 0 | 0 | 0 | 0 | 0 | 0 | 0 | 0 | 0 | 0 | 0 | 0 | 0 | 0 | 0 | 0 | 0 | 0 | 0 | 0 | 0 | 0 | 0 |  | 0 | 0 | 0 | 0 | 0 | 0 | 0 | 0 | 0 | 0 | 0 | 0 | 0 | 0 | 0 | 0 | 0 | 0 | 0 | 0 | 0 | 0 | 0 | 0 | 0 | 0 | 0 | 0 | 0 | 0 | 0 | 0 | 0 | 0 | 0 | 0 |  | 1 | 1 | 1 | 1 | 1 | 1 | 1 | 1 | 1 | 0
PG&E Greater Bay Study Area | Peoria | 115 | 0 | 2 | 0 | 0 | 0 | 0 | 0 | 0 | 0 | 0 | 0 | 0 | 0 | 0 | 0 | 0 | 0 | 0 | 0 | 1 |  | 0 | 0 | 0 | 0 | 0 | 0 | 0 | 0 | 0 | 0 | 0 | 0 | 0 | 0 | 0 | 0 | 0 | 0 | 0 | 0 | 2 | 2 | 0 | 0 | 0 | 0 | 0 | 0 | 0 | 0 | 0 | 0 | 0 | 0 | 0 | 1 |  | 0 | 0 | 0 | 0 | 0 | 0 | 0 | 0 | 0 | 0 | 0 | 0 | 0 | 0 | 0 | 0 | 0 | 0 | 0 | 0 | 2 | 2 | 0 | 0 | 0 | 0 | 0 | 0 | 0 | 0 | 0 | 0 | 0 | 0 | 0 | 1 |  | 0 | 0 | 0 | 0 | 0 | 0 | 0 | 0 | 0 | 0 | 0 | 0 | 0 | 0 | 0 | 0 | 0 | 0 | 0 | 0 | 2 | 2 | 0 | 0 | 0 | 0 | 0 | 0 | 0 | 0 | 0 | 0 | 0 | 0 | 0 | 1 |  | 0 | 0 | 0 | 0 | 0 | 0 | 0 | 0 | 0 | 0 | 0 | 0 | 0 | 0 | 0 | 0 | 0 | 0 | 0 | 0 | 2 | 2 | 0 | 0 | 0 | 0 | 0 | 0 | 0 | 0 | 0 | 0 | 0 | 0 | 0 | 1 |  | 1 | 5- | 1 | 1 | 1 | 1 | 1 | 1 | 1 | 1
PG&E Greater Bay Study Area | Piercy | 115 | 0 | 0 | 0 | 0 | 0 | 0 | 0 | 0 | 0 | 0 | 0 | 0 | 0 | 0 | 0 | 0 | 0 | 0 | 0 | 0 |  | 0 | 0 | 0 | 0 | 0 | 0 | 0 | 0 | 0 | 0 | 0 | 0 | 0 | 0 | 0 | 0 | 0 | 0 | 0 | 0 | 0 | 0 | 0 | 0 | 0 | 0 | 0 | 0 | 0 | 0 | 0 | 0 | 0 | 0 | 0 | 0 |  | 0 | 0 | 0 | 0 | 0 | 0 | 0 | 0 | 0 | 0 | 0 | 0 | 0 | 0 | 0 | 0 | 0 | 0 | 0 | 0 | 0 | 0 | 0 | 0 | 0 | 0 | 0 | 0 | 0 | 0 | 0 | 0 | 0 | 0 | 0 | 0 |  | 0 | 0 | 0 | 0 | 0 | 0 | 0 | 0 | 0 | 0 | 0 | 0 | 0 | 0 | 0 | 0 | 0 | 0 | 0 | 0 | 0 | 0 | 0 | 0 | 0 | 0 | 0 | 0 | 0 | 0 | 0 | 0 | 0 | 0 | 0 | 0 |  | 0 | 0 | 0 | 0 | 0 | 0 | 0 | 0 | 0 | 0 | 0 | 0 | 0 | 0 | 0 | 0 | 0 | 0 | 0 | 0 | 0 | 0 | 0 | 0 | 0 | 0 | 0 | 0 | 0 | 0 | 0 | 0 | 0 | 0 | 0 | 0 |  | 1 | 1 | 1 | 1 | 1 | 1 | 1 | 1 | 1 | 0
PG&E Fresno Study Area | Pine Flat | 230 | 0 | 8 | 0 | 0 | 0 | 0 | 0 | 0 | 0 | 0 | 0 | 0 | 0 | 0 | 0 | 0 | 0 | 0 | 0 | 1 |  | 0 | 0 | 0 | 0 | 0 | 0 | 0 | 0 | 0 | 0 | 0 | 0 | 0 | 0 | 0 | 0 | 0 | 0 | 0 | 0 | 2 | 2 | 0 | 0 | 0 | 0 | 0 | 0 | 0 | 0 | 0 | 0 | 0 | 0 | 0 | 1 |  | 0 | 0 | 0 | 0 | 0 | 0 | 0 | 0 | 0 | 0 | 0 | 0 | 0 | 0 | 0 | 0 | 0 | 0 | 0 | 0 | 2 | 2 | 0 | 0 | 0 | 0 | 0 | 0 | 0 | 0 | 0 | 0 | 0 | 0 | 0 | 1 |  | 0 | 0 | 0 | 0 | 0 | 0 | 0 | 0 | 0 | 0 | 0 | 0 | 0 | 0 | 0 | 0 | 0 | 0 | 0 | 0 | 2 | 2 | 0 | 0 | 0 | 0 | 0 | 0 | 0 | 0 | 0 | 0 | 0 | 0 | 0 | 1 |  | 0 | 0 | 0 | 0 | 0 | 0 | 0 | 0 | 0 | 0 | 0 | 0 | 0 | 0 | 0 | 0 | 0 | 0 | 0 | 0 | 2 | 2 | 0 | 0 | 0 | 0 | 0 | 0 | 0 | 0 | 0 | 0 | 0 | 0 | 0 | 1 |  | 1 | 5- | 1 | 1 | 1 | 1 | 1 | 1 | 1 | 1
SCE North of Lugo Study Area | Pisgah | 230 | 0 | 0 | 250 | 50 | 300 | 0 | 0 | 0 | 0 | 0 | 0 | 0 | 80 | 200 | 280 | 0 | 115 | 115 | 0 | 1 |  | 0 | 0 | 0 | 0 | 0 | 0 | 0 | 0 | 0 | 0 | 0 | 0 | 0 | 0 | 0 | 0 | 0 | 0 | 0 | 0 | 0 | 0 | 2 | 2 | 0 | 0 | 0 | 0 | 0 | 2 | 2 | 2 | 2 | 0 | 0 | 1 |  | 0 | 0 | 0 | 0 | 0 | 0 | 0 | 0 | 0 | 0 | 0 | 0 | 0 | 0 | 0 | 0 | 0 | 0 | 0 | 0 | 0 | 0 | 2 | 2 | 0 | 0 | 0 | 0 | 0 | 2 | 2 | 2 | 2 | 0 | 0 | 1 |  | 0 | 0 | 0 | 0 | 0 | 0 | 0 | 0 | 0 | 0 | 0 | 0 | 0 | 0 | 0 | 0 | 0 | 0 | 0 | 0 | 0 | 0 | 2 | 2 | 0 | 0 | 0 | 0 | 0 | 2 | 2 | 2 | 2 | 0 | 0 | 1 |  | 0 | 0 | 0 | 0 | 0 | 0 | 0 | 0 | 0 | 0 | 0 | 0 | 312.96 | 0 | 312.96 | 0 | 0 | 1 | 0 | 0 | 0 | 0 | 2 | 2 | 0 | 0 | 0 | 0 | 0 | 2 | -1 | 2 | -2 | 0 | 0 | 1 |  | 1 | 1 | 5- | 1 | 1 | 1 | 3- | 3- | 1 | 1
PG&E North of Greater Bay Study Area | Pit 1 | 230 | 0 | 0 | 0 | 0 | 0 | 0 | 0 | 0 | 0 | 0 | 0 | 0 | 0 | 0 | 0 | 0 | 0 | 0 | 0 | 0 |  | 0 | 0 | 0 | 0 | 0 | 0 | 0 | 0 | 0 | 0 | 0 | 0 | 0 | 0 | 0 | 0 | 0 | 0 | 0 | 0 | 0 | 0 | 0 | 0 | 0 | 0 | 0 | 0 | 0 | 0 | 0 | 0 | 0 | 0 | 0 | 0 |  | 0 | 0 | 0 | 0 | 0 | 0 | 0 | 0 | 0 | 0 | 0 | 0 | 0 | 0 | 0 | 0 | 0 | 0 | 0 | 0 | 0 | 0 | 0 | 0 | 0 | 0 | 0 | 0 | 0 | 0 | 0 | 0 | 0 | 0 | 0 | 0 |  | 0 | 0 | 0 | 0 | 0 | 0 | 0 | 0 | 0 | 0 | 0 | 0 | 0 | 0 | 0 | 0 | 0 | 0 | 0 | 0 | 0 | 0 | 0 | 0 | 0 | 0 | 0 | 0 | 0 | 0 | 0 | 0 | 0 | 0 | 0 | 0 |  | 0 | 0 | 0 | 0 | 0 | 0 | 0 | 0 | 0 | 0 | 0 | 0 | 0 | 0 | 0 | 0 | 0 | 0 | 0 | 0 | 0 | 0 | 0 | 0 | 0 | 0 | 0 | 0 | 0 | 0 | 0 | 0 | 0 | 0 | 0 | 0 |  | 1 | 1 | 1 | 1 | 1 | 1 | 1 | 1 | 1 | 0
PG&E North of Greater Bay Study Area | New Sub - Pit 1 - Cottonwood (Proposed) | 230 | 0 | 0 | 200 | 10 | 210 | 0 | 0 | 0 | 0 | 0 | 0 | 0 | 0 | 0 | 0 | 0 | 0 | 0 | 0 | 1 |  | 0 | 0 | 0 | 0 | 200 | 206 | 0 | 0 | 0 | 0 | 0 | 0 | 0 | 0 | 0 | 0 | 0 | 1 | 0 | 0 | 0 | 0 | 0 | 0 | 0 | 0 | 0 | 0 | 0 | 0 | 0 | 0 | 0 | 0 | 0 | 0 |  | 0 | 0 | 0 | 0 | 200 | 206 | 0 | 0 | 0 | 0 | 0 | 0 | 0 | 0 | 0 | 0 | 0 | 1 | 0 | 0 | 0 | 0 | 0 | 0 | 0 | 0 | 0 | 0 | 0 | 0 | 0 | 0 | 0 | 0 | 0 | 0 |  | 0 | 0 | 0 | 0 | 200 | 206 | 0 | 0 | 0 | 0 | 0 | 0 | 0 | 0 | 0 | 0 | 0 | 1 | 0 | 0 | 0 | 0 | 0 | 0 | 0 | 0 | 0 | 0 | 0 | 0 | 0 | 0 | 0 | 0 | 0 | 0 |  | 0 | 0 | 0 | 0 | 200 | 206 | 0 | 0 | 0 | 0 | 0 | 0 | 0 | 0 | 0 | 0 | 0 | 1 | 0 | 0 | 0 | 0 | 0 | 0 | 0 | 0 | 0 | 0 | 0 | 0 | 0 | 0 | 0 | 0 | 0 | 0 |  | 1 | 1 | 1 | 1 | 1 | 1 | 1 | 1 | 1 | 0
PG&E North of Greater Bay Study Area | Pit 4 | 230 | 0 | 0 | 0 | 0 | 0 | 0 | 0 | 0 | 0 | 0 | 0 | 0 | 0 | 0 | 0 | 0 | 0 | 0 | 0 | 0 |  | 0 | 0 | 0 | 0 | 0 | 0 | 0 | 0 | 0 | 0 | 0 | 0 | 0 | 0 | 0 | 0 | 0 | 0 | 0 | 0 | 0 | 0 | 0 | 0 | 0 | 0 | 0 | 0 | 0 | 0 | 0 | 0 | 0 | 0 | 0 | 0 |  | 0 | 0 | 0 | 0 | 0 | 0 | 0 | 0 | 0 | 0 | 0 | 0 | 0 | 0 | 0 | 0 | 0 | 0 | 0 | 0 | 0 | 0 | 0 | 0 | 0 | 0 | 0 | 0 | 0 | 0 | 0 | 0 | 0 | 0 | 0 | 0 |  | 0 | 0 | 0 | 0 | 0 | 0 | 0 | 0 | 0 | 0 | 0 | 0 | 0 | 0 | 0 | 0 | 0 | 0 | 0 | 0 | 0 | 0 | 0 | 0 | 0 | 0 | 0 | 0 | 0 | 0 | 0 | 0 | 0 | 0 | 0 | 0 |  | 0 | 0 | 0 | 0 | 0 | 0 | 0 | 0 | 0 | 0 | 0 | 0 | 0 | 0 | 0 | 0 | 0 | 0 | 0 | 0 | 0 | 0 | 0 | 0 | 0 | 0 | 0 | 0 | 0 | 0 | 0 | 0 | 0 | 0 | 0 | 0 |  | 1 | 1 | 1 | 1 | 1 | 1 | 1 | 1 | 1 | 0
PG&E Greater Bay Study Area | Pittsburg | 230 | 0 | 0 | 0 | 0 | 0 | 0 | 0 | 0 | 0 | 0 | 0 | 0 | 0 | 0 | 0 | 0 | 0 | 0 | 0 | 0 |  | 0 | 0 | 0 | 0 | 0 | 0 | 0 | 0 | 0 | 0 | 0 | 0 | 0 | 0 | 0 | 0 | 0 | 0 | 0 | 0 | 0 | 0 | 0 | 0 | 0 | 0 | 0 | 0 | 0 | 0 | 0 | 0 | 0 | 0 | 0 | 0 |  | 0 | 0 | 0 | 0 | 0 | 0 | 0 | 0 | 0 | 0 | 0 | 0 | 0 | 0 | 675 | 0 | 0 | 1 | 0 | 0 | 0 | 0 | 0 | 0 | 0 | 0 | 0 | 0 | 0 | 0 | 0 | 0 | -2 | 0 | 0 | 1 |  | 0 | 0 | 0 | 0 | 0 | 0 | 0 | 0 | 0 | 0 | 0 | 0 | 0 | 0 | 675 | 0 | 0 | 1 | 0 | 0 | 0 | 0 | 0 | 0 | 0 | 0 | 0 | 0 | 0 | 0 | 0 | 0 | -2 | 0 | 0 | 1 |  | 0 | 0 | 0 | 0 | 0 | 0 | 0 | 0 | 0 | 0 | 0 | 0 | 0 | 0 | 1358.4 | 0 | 0 | 1 | 0 | 0 | 0 | 0 | 0 | 0 | 0 | 0 | 0 | 0 | 0 | 0 | 0 | 0 | -2 | 0 | 0 | 1 |  | 1 | 1 | 1 | 1 | 1 | 1 | 1 | 4+ | 1 | 1
PG&E Greater Bay Study Area | Pittsburg | 115 | 0 | 0 | 0 | 0 | 0 | 0 | 0 | 0 | 0 | 0 | 0 | 0 | 0 | 0 | 0 | 0 | 0 | 0 | 0 | 0 |  | 0 | 0 | 0 | 0 | 0 | 0 | 0 | 0 | 0 | 0 | 0 | 0 | 0 | 0 | 0 | 0 | 0 | 0 | 0 | 0 | 0 | 0 | 0 | 0 | 0 | 0 | 0 | 0 | 0 | 0 | 0 | 0 | 0 | 0 | 0 | 0 |  | 0 | 0 | 0 | 0 | 0 | 0 | 0 | 0 | 0 | 0 | 0 | 0 | 0 | 0 | 0 | 0 | 0 | 0 | 0 | 0 | 0 | 0 | 0 | 0 | 0 | 0 | 0 | 0 | 0 | 0 | 0 | 0 | 0 | 0 | 0 | 0 |  | 0 | 0 | 0 | 0 | 0 | 0 | 0 | 0 | 0 | 0 | 0 | 0 | 0 | 0 | 0 | 0 | 0 | 0 | 0 | 0 | 0 | 0 | 0 | 0 | 0 | 0 | 0 | 0 | 0 | 0 | 0 | 0 | 0 | 0 | 0 | 0 |  | 0 | 0 | 0 | 0 | 0 | 0 | 0 | 0 | 0 | 0 | 0 | 0 | 0 | 0 | 353.2 | 0 | 0 | 1 | 0 | 0 | 0 | 0 | 0 | 0 | 0 | 0 | 0 | 0 | 0 | 0 | 0 | 0 | -2 | 0 | 0 | 1 |  | 1 | 1 | 1 | 1 | 1 | 1 | 1 | 1+ | 1 | 1
PG&E North of Greater Bay Study Area | Placerville | 115 | 0 | 2 | 0 | 0 | 0 | 0 | 0 | 0 | 0 | 0 | 0 | 1 | 0 | 0 | 0 | 0 | 0 | 0 | 0 | 1 |  | 0 | 0 | 0 | 0 | 0 | 0 | 0 | 0 | 0 | 0 | 0 | 0 | 0 | 0 | 0 | 0 | 0 | 0 | 0 | 0 | 2 | 2 | 0 | 0 | 0 | 0 | 0 | 0 | 2 | 0 | 0 | 0 | 0 | 0 | 0 | 1 |  | 0 | 0 | 0 | 0 | 0 | 0 | 0 | 0 | 0 | 0 | 0.93 | 0 | 0 | 0 | 0 | 0 | 0 | 1 | 0 | 0 | 2 | 2 | 0 | 0 | 0 | 0 | 0 | 0 | 0 | 0 | 0 | 0 | 0 | 0 | 0 | 1 |  | 0 | 0 | 0 | 0 | 0 | 0 | 0 | 0 | 0 | 0 | 0.93 | 0 | 0 | 0 | 0 | 0 | 0 | 1 | 0 | 0 | 2 | 2 | 0 | 0 | 0 | 0 | 0 | 0 | 0 | 0 | 0 | 0 | 0 | 0 | 0 | 1 |  | 0 | 0 | 0 | 0 | 0 | 0 | 0 | 0 | 0 | 0 | 0.93 | 0 | 0 | 0 | 0 | 0 | 0 | 1 | 0 | 0 | 2 | 2 | 0 | 0 | 0 | 0 | 0 | 0 | 0 | 0 | 0 | 0 | 0 | 0 | 0 | 1 |  | 1 | 5- | 1 | 1 | 1 | 1 | 1 | 1 | 1 | 1
PG&E North of Greater Bay Study Area | Pleasant Grove | 115 | 0 | 0 | 0 | 0 | 0 | 0 | 0 | 0 | 0 | 0 | 0 | 2.75 | 0 | 0 | 0 | 0 | 0 | 0 | 0 | 1 |  | 0 | 0 | 0 | 0 | 0 | 0 | 0 | 0 | 0 | 0 | 0 | 0 | 0 | 0 | 0 | 0 | 0 | 0 | 0 | 0 | 0 | 0 | 0 | 0 | 0 | 0 | 0 | 0 | 2 | 0 | 0 | 0 | 0 | 0 | 0 | 1 |  | 0 | 0 | 0 | 0 | 0 | 0 | 0 | 0 | 0 | 0 | 2.783 | 0 | 0 | 0 | 0 | 0 | 0 | 1 | 0 | 0 | 0 | 0 | 0 | 0 | 0 | 0 | 0 | 0 | 0 | 0 | 0 | 0 | 0 | 0 | 0 | 0 |  | 0 | 0 | 0 | 0 | 0 | 0 | 0 | 0 | 0 | 0 | 2.783 | 0 | 0 | 0 | 0 | 0 | 0 | 1 | 0 | 0 | 0 | 0 | 0 | 0 | 0 | 0 | 0 | 0 | 0 | 0 | 0 | 0 | 0 | 0 | 0 | 0 |  | 0 | 0 | 0 | 0 | 0 | 0 | 0 | 0 | 0 | 0 | 2.783 | 0 | 0 | 0 | 0 | 0 | 0 | 1 | 0 | 0 | 0 | 0 | 0 | 0 | 0 | 0 | 0 | 0 | 0 | 0 | 0 | 0 | 0 | 0 | 0 | 0 |  | 1 | 1 | 1 | 1 | 1 | 1 | 1 | 1 | 1 | 0
PG&E North of Greater Bay Study Area | POE | 230 | 0 | 0 | 0 | 0 | 0 | 0 | 0 | 0 | 0 | 0 | 0 | 0 | 0 | 0 | 0 | 0 | 0 | 0 | 0 | 0 |  | 0 | 0 | 0 | 0 | 0 | 0 | 0 | 0 | 0 | 0 | 0 | 0 | 0 | 0 | 0 | 0 | 0 | 0 | 0 | 0 | 0 | 0 | 0 | 0 | 0 | 0 | 0 | 0 | 0 | 0 | 0 | 0 | 0 | 0 | 0 | 0 |  | 0 | 0 | 0 | 0 | 0 | 0 | 0 | 0 | 0 | 0 | 0 | 0 | 0 | 0 | 0 | 0 | 0 | 0 | 0 | 0 | 0 | 0 | 0 | 0 | 0 | 0 | 0 | 0 | 0 | 0 | 0 | 0 | 0 | 0 | 0 | 0 |  | 0 | 0 | 0 | 0 | 0 | 0 | 0 | 0 | 0 | 0 | 0 | 0 | 0 | 0 | 0 | 0 | 0 | 0 | 0 | 0 | 0 | 0 | 0 | 0 | 0 | 0 | 0 | 0 | 0 | 0 | 0 | 0 | 0 | 0 | 0 | 0 |  | 0 | 0 | 0 | 0 | 0 | 0 | 0 | 0 | 0 | 0 | 0 | 0 | 0 | 0 | 0 | 0 | 0 | 0 | 0 | 0 | 0 | 0 | 0 | 0 | 0 | 0 | 0 | 0 | 0 | 0 | 0 | 0 | 0 | 0 | 0 | 0 |  | 1 | 1 | 1 | 1 | 1 | 1 | 1 | 1 | 1 | 0
SDG&E Study Area | Point Loma | 69 | 0 | 0 | 0 | 0 | 0 | 0 | 0 | 0 | 0 | 0 | 0 | 0 | 0 | 0 | 0 | 0 | 0 | 0 | 0 | 0 |  | 0 | 0 | 0 | 0 | 0 | 0 | 0 | 0 | 0 | 0 | 0 | 0 | 0 | 0 | 26.6 | 0 | 0 | 1 | 0 | 0 | 0 | 0 | 0 | 0 | 0 | 0 | 0 | 0 | 0 | 0 | 0 | 0 | -2 | 0 | 0 | 1 |  | 0 | 0 | 0 | 0 | 0 | 0 | 0 | 0 | 0 | 0 | 0 | 0 | 0 | 0 | 0 | 0 | 0 | 0 | 0 | 0 | 0 | 0 | 0 | 0 | 0 | 0 | 0 | 0 | 0 | 0 | 0 | 0 | 0 | 0 | 0 | 0 |  | 0 | 0 | 0 | 0 | 0 | 0 | 0 | 0 | 0 | 0 | 0 | 0 | 0 | 0 | 26.6 | 0 | 0 | 1 | 0 | 0 | 0 | 0 | 0 | 0 | 0 | 0 | 0 | 0 | 0 | 0 | 0 | 0 | -2 | 0 | 0 | 1 |  | 0 | 0 | 0 | 0 | 0 | 0 | 0 | 0 | 0 | 0 | 0 | 0 | 0 | 0 | 26.6 | 0 | 0 | 1 | 0 | 0 | 0 | 0 | 0 | 0 | 0 | 0 | 0 | 0 | 0 | 0 | 0 | 0 | -2 | 0 | 0 | 1 |  | 1 | 1 | 1 | 1 | 1 | 1 | 1 | 2+ | 1 | 1
SDG&E Study Area | Pomerado | 69 | 0 | 0 | 0 | 0 | 0 | 0 | 0 | 0 | 0 | 0 | 0 | 0 | 0 | 0 | 0 | 0 | 0 | 0 | 0 | 0 |  | 0 | 0 | 0 | 0 | 0 | 0 | 0 | 0 | 0 | 0 | 0 | 0 | 0 | 0 | 1.5 | 0 | 0 | 1 | 0 | 0 | 0 | 0 | 0 | 0 | 0 | 0 | 0 | 0 | 0 | 0 | 0 | 0 | -2 | 0 | 0 | 1 |  | 0 | 0 | 0 | 0 | 0 | 0 | 0 | 0 | 0 | 0 | 0 | 0 | 0 | 0 | 1.5 | 0 | 0 | 1 | 0 | 0 | 0 | 0 | 0 | 0 | 0 | 0 | 0 | 0 | 0 | 0 | 0 | 0 | -2 | 0 | 0 | 1 |  | 0 | 0 | 0 | 0 | 0 | 0 | 0 | 0 | 0 | 0 | 0 | 0 | 0 | 0 | 1.5 | 0 | 0 | 1 | 0 | 0 | 0 | 0 | 0 | 0 | 0 | 0 | 0 | 0 | 0 | 0 | 0 | 0 | -2 | 0 | 0 | 1 |  | 0 | 0 | 0 | 0 | 0 | 0 | 0 | 0 | 0 | 0 | 0 | 0 | 0 | 0 | 1.5 | 0 | 0 | 1 | 0 | 0 | 0 | 0 | 0 | 0 | 0 | 0 | 0 | 0 | 0 | 0 | 0 | 0 | -2 | 0 | 0 | 1 |  | 1 | 1 | 1 | 1 | 1 | 1 | 1 | 4+ | 1 | 1
PG&E Kern Study Area | Poso Mountain | 115 | 0 | 0 | 0 | 0 | 0 | 0 | 0 | 0 | 0 | 0 | 0 | 3.8 | 0 | 0 | 0 | 0 | 0 | 0 | 0 | 1 |  | 0 | 0 | 0 | 0 | 0 | 0 | 0 | 0 | 0 | 0 | 0 | 0 | 0 | 0 | 0 | 0 | 0 | 0 | 0 | 0 | 0 | 0 | 0 | 0 | 0 | 0 | 0 | 0 | 2 | 0 | 0 | 0 | 0 | 0 | 0 | 1 |  | 0 | 0 | 0 | 0 | 0 | 0 | 0 | 0 | 0 | 0 | 3.859 | 0 | 0 | 0 | 0 | 0 | 0 | 1 | 0 | 0 | 0 | 0 | 0 | 0 | 0 | 0 | 0 | 0 | 0 | 0 | 0 | 0 | 0 | 0 | 0 | 0 |  | 0 | 0 | 0 | 0 | 0 | 0 | 0 | 0 | 0 | 0 | 3.859 | 0 | 0 | 0 | 0 | 0 | 0 | 1 | 0 | 0 | 0 | 0 | 0 | 0 | 0 | 0 | 0 | 0 | 0 | 0 | 0 | 0 | 0 | 0 | 0 | 0 |  | 0 | 0 | 0 | 0 | 0 | 0 | 0 | 0 | 0 | 0 | 3.859 | 0 | 0 | 0 | 0 | 0 | 0 | 1 | 0 | 0 | 0 | 0 | 0 | 0 | 0 | 0 | 0 | 0 | 0 | 0 | 0 | 0 | 0 | 0 | 0 | 0 |  | 1 | 1 | 1 | 1 | 1 | 1 | 1 | 1 | 1 | 0
East of Pisgah Study Area | Primm | 230 | 0 | 0 | 0 | 0 | 0 | 0 | 0 | 0 | 0 | 0 | 0 | 0 | 0 | 0 | 0 | 0 | 0 | 0 | 0 | 0 |  | 0 | 0 | 0 | 0 | 0 | 0 | 0 | 0 | 0 | 0 | 0 | 0 | 0 | 0 | 0 | 0 | 0 | 0 | 0 | 0 | 0 | 0 | 0 | 0 | 0 | 0 | 0 | 0 | 0 | 0 | 0 | 0 | 0 | 0 | 0 | 0 |  | 0 | 0 | 0 | 0 | 0 | 0 | 0 | 0 | 0 | 0 | 0 | 0 | 0 | 0 | 0 | 0 | 0 | 0 | 0 | 0 | 0 | 0 | 0 | 0 | 0 | 0 | 0 | 0 | 0 | 0 | 0 | 0 | 0 | 0 | 0 | 0 |  | 0 | 0 | 0 | 0 | 0 | 0 | 0 | 0 | 0 | 0 | 0 | 0 | 0 | 0 | 0 | 0 | 0 | 0 | 0 | 0 | 0 | 0 | 0 | 0 | 0 | 0 | 0 | 0 | 0 | 0 | 0 | 0 | 0 | 0 | 0 | 0 |  | 0 | 0 | 0 | 0 | 0 | 0 | 0 | 0 | 0 | 0 | 0 | 0 | 0 | 0 | 0 | 0 | 0 | 0 | 0 | 0 | 0 | 0 | 0 | 0 | 0 | 0 | 0 | 0 | 0 | 0 | 0 | 0 | 0 | 0 | 0 | 0 |  | 1 | 1 | 1 | 1 | 1 | 1 | 1 | 1 | 1 | 0
PG&E North of Greater Bay Study Area | Putah Creek | 115 | 0 | 0 | 0 | 0 | 0 | 0 | 0 | 0 | 0 | 0 | 0 | 6.85 | 0 | 0 | 0 | 0 | 0 | 0 | 0 | 1 |  | 0 | 0 | 0 | 0 | 0 | 0 | 0 | 0 | 0 | 0 | 0 | 0 | 0 | 0 | 0 | 0 | 0 | 0 | 0 | 0 | 0 | 0 | 0 | 0 | 0 | 0 | 0 | 0 | 2 | 0 | 0 | 0 | 0 | 0 | 0 | 1 |  | 0 | 0 | 0 | 0 | 0 | 0 | 0 | 0 | 0 | 0 | 6.85 | 0 | 0 | 0 | 0 | 0 | 0 | 1 | 0 | 0 | 0 | 0 | 0 | 0 | 0 | 0 | 0 | 0 | 0 | 0 | 0 | 0 | 0 | 0 | 0 | 0 |  | 0 | 0 | 0 | 0 | 0 | 0 | 0 | 0 | 0 | 0 | 6.85 | 0 | 0 | 0 | 0 | 0 | 0 | 1 | 0 | 0 | 0 | 0 | 0 | 0 | 0 | 0 | 0 | 0 | 0 | 0 | 0 | 0 | 0 | 0 | 0 | 0 |  | 0 | 0 | 0 | 0 | 0 | 0 | 0 | 0 | 0 | 0 | 6.85 | 0 | 0 | 0 | 0 | 0 | 0 | 1 | 0 | 0 | 0 | 0 | 0 | 0 | 0 | 0 | 0 | 0 | 0 | 0 | 0 | 0 | 0 | 0 | 0 | 0 |  | 1 | 1 | 1 | 1 | 1 | 1 | 1 | 1 | 1 | 0
SDG&E Study Area | Q1806 Switchyard | 138 | 0 | 0 | 0 | 0 | 0 | 0 | 0 | 0 | 0 | 0 | 0 | 0 | 0 | 0 | 0 | 0 | 0 | 0 | 0 | 0 |  | 0 | 0 | 0 | 0 | 0 | 0 | 0 | 0 | 0 | 0 | 0 | 0 | 0 | 0 | 0 | 0 | 0 | 0 | 0 | 0 | 0 | 0 | 0 | 0 | 0 | 0 | 0 | 0 | 0 | 0 | 0 | 0 | 0 | 0 | 0 | 0 |  | 0 | 0 | 0 | 0 | 0 | 0 | 0 | 0 | 0 | 0 | 0 | 0 | 0 | 0 | 0 | 0 | 0 | 0 | 0 | 0 | 0 | 0 | 0 | 0 | 0 | 0 | 0 | 0 | 0 | 0 | 0 | 0 | 0 | 0 | 0 | 0 |  | 0 | 0 | 0 | 0 | 0 | 0 | 0 | 0 | 0 | 0 | 0 | 0 | 0 | 0 | 0 | 0 | 0 | 0 | 0 | 0 | 0 | 0 | 0 | 0 | 0 | 0 | 0 | 0 | 0 | 0 | 0 | 0 | 0 | 0 | 0 | 0 |  | 0 | 0 | 0 | 0 | 0 | 0 | 0 | 0 | 0 | 0 | 0 | 0 | 0 | 0 | 0 | 0 | 0 | 0 | 0 | 0 | 0 | 0 | 0 | 0 | 0 | 0 | 0 | 0 | 0 | 0 | 0 | 0 | 0 | 0 | 0 | 0 |  | 1 | 1 | 1 | 1 | 1 | 1 | 1 | 1 | 1 | 0
PG&E Fresno Study Area | Quinto | 230 | 0 | 0 | 0 | 0 | 0 | 0 | 0 | 0 | 0 | 0 | 0 | 0 | 121 | 0 | 121 | 0 | 0 | 0 | 0 | 1 |  | 0 | 0 | 0 | 0 | 0 | 0 | 0 | 0 | 0 | 0 | 0 | 0 | 0 | 0 | 0 | 0 | 0 | 0 | 0 | 0 | 0 | 0 | 0 | 0 | 0 | 0 | 0 | 0 | 0 | 2 | 2 | 0 | 0 | 0 | 0 | 1 |  | 0 | 0 | 0 | 0 | 0 | 0 | 0 | 0 | 0 | 0 | 0 | 0 | 0 | 0 | 0 | 0 | 0 | 0 | 0 | 0 | 0 | 0 | 0 | 0 | 0 | 0 | 0 | 0 | 0 | 2 | 2 | 0 | 0 | 0 | 0 | 1 |  | 0 | 0 | 0 | 0 | 0 | 0 | 0 | 0 | 0 | 0 | 0 | 0 | 0 | 0 | 0 | 0 | 0 | 0 | 0 | 0 | 0 | 0 | 0 | 0 | 0 | 0 | 0 | 0 | 0 | 2 | 2 | 0 | 0 | 0 | 0 | 1 |  | 0 | 0 | 0 | 0 | 0 | 0 | 0 | 0 | 0 | 0 | 0 | 0 | 158.9783 | 0 | 158.5678 | 0 | 0 | 1 | 0 | 0 | 0 | 0 | 0 | 0 | 0 | 0 | 0 | 0 | 0 | 2 | -1 | 0 | -2 | 0 | 0 | 1 |  | 1 | 1 | 1 | 1 | 1 | 1 | 3- | 1+ | 1 | 1
PG&E Greater Bay Study Area | Race Track | 115 | 0 | 0 | 0 | 0 | 0 | 0 | 0 | 0 | 0 | 0 | 0 | 0 | 0 | 0 | 0 | 0 | 0 | 0 | 0 | 0 |  | 0 | 0 | 0 | 0 | 0 | 0 | 0 | 0 | 0 | 0 | 0 | 0 | 0 | 0 | 0 | 0 | 0 | 0 | 0 | 0 | 0 | 0 | 0 | 0 | 0 | 0 | 0 | 0 | 0 | 0 | 0 | 0 | 0 | 0 | 0 | 0 |  | 0 | 0 | 0 | 0 | 0 | 0 | 0 | 0 | 0 | 0 | 0 | 0 | 0 | 0 | 0 | 0 | 0 | 0 | 0 | 0 | 0 | 0 | 0 | 0 | 0 | 0 | 0 | 0 | 0 | 0 | 0 | 0 | 0 | 0 | 0 | 0 |  | 0 | 0 | 0 | 0 | 0 | 0 | 0 | 0 | 0 | 0 | 0 | 0 | 0 | 0 | 0 | 0 | 0 | 0 | 0 | 0 | 0 | 0 | 0 | 0 | 0 | 0 | 0 | 0 | 0 | 0 | 0 | 0 | 0 | 0 | 0 | 0 |  | 0 | 0 | 0 | 0 | 0 | 0 | 0 | 0 | 0 | 0 | 0 | 0 | 10.976 | 0 | 0 | 0 | 0 | 1 | 0 | 0 | 0 | 0 | 0 | 0 | 0 | 0 | 0 | 0 | 0 | 0 | -2 | 0 | 0 | 0 | 0 | 1 |  | 1 | 1 | 1 | 1 | 1 | 1 | 1+ | 1 | 1 | 1
SDG&E Study Area | Rancho Mission Viejo | 138 | 0 | 0 | 0 | 0 | 0 | 0 | 0 | 0 | 0 | 0 | 0 | 0 | 0 | 0 | 0 | 0 | 0 | 0 | 0 | 0 |  | 0 | 0 | 0 | 0 | 0 | 0 | 0 | 0 | 0 | 0 | 0 | 0 | 0 | 0 | 0 | 0 | 0 | 0 | 0 | 0 | 0 | 0 | 0 | 0 | 0 | 0 | 0 | 0 | 0 | 0 | 0 | 0 | 0 | 0 | 0 | 0 |  | 0 | 0 | 0 | 0 | 0 | 0 | 0 | 0 | 0 | 0 | 0 | 0 | 0 | 0 | 0 | 0 | 0 | 0 | 0 | 0 | 0 | 0 | 0 | 0 | 0 | 0 | 0 | 0 | 0 | 0 | 0 | 0 | 0 | 0 | 0 | 0 |  | 0 | 0 | 0 | 0 | 0 | 0 | 0 | 0 | 0 | 0 | 0 | 0 | 0 | 0 | 0 | 0 | 0 | 0 | 0 | 0 | 0 | 0 | 0 | 0 | 0 | 0 | 0 | 0 | 0 | 0 | 0 | 0 | 0 | 0 | 0 | 0 |  | 0 | 0 | 0 | 0 | 0 | 0 | 0 | 0 | 0 | 0 | 0 | 0 | 0 | 0 | 0 | 0 | 0 | 0 | 0 | 0 | 0 | 0 | 0 | 0 | 0 | 0 | 0 | 0 | 0 | 0 | 0 | 0 | 0 | 0 | 0 | 0 |  | 1 | 1 | 1 | 1 | 1 | 1 | 1 | 1 | 1 | 0
PG&E North of Greater Bay Study Area | New Sub - Rancho Seco - Bellota (Proposed) | 230 | 0 | 0 | 0 | 0 | 0 | 0 | 0 | 0 | 0 | 0 | 0 | 0 | 0 | 0 | 0 | 0 | 0 | 0 | 0 | 0 |  | 0 | 0 | 0 | 0 | 0 | 0 | 0 | 0 | 0 | 0 | 0 | 0 | 0 | 0 | 0 | 0 | 0 | 0 | 0 | 0 | 0 | 0 | 0 | 0 | 0 | 0 | 0 | 0 | 0 | 0 | 0 | 0 | 0 | 0 | 0 | 0 |  | 0 | 0 | 0 | 0 | 0 | 0 | 0 | 0 | 0 | 0 | 0 | 0 | 0 | 0 | 0 | 0 | 0 | 0 | 0 | 0 | 0 | 0 | 0 | 0 | 0 | 0 | 0 | 0 | 0 | 0 | 0 | 0 | 0 | 0 | 0 | 0 |  | 0 | 0 | 0 | 0 | 0 | 0 | 0 | 0 | 0 | 0 | 0 | 0 | 0 | 0 | 0 | 0 | 0 | 0 | 0 | 0 | 0 | 0 | 0 | 0 | 0 | 0 | 0 | 0 | 0 | 0 | 0 | 0 | 0 | 0 | 0 | 0 |  | 0 | 0 | 0 | 0 | 0 | 0 | 0 | 0 | 0 | 0 | 0 | 0 | 357.396 | 0 | 356.592 | 0 | 0 | 1 | 0 | 0 | 0 | 0 | 0 | 0 | 0 | 0 | 0 | 0 | 0 | 0 | -2 | 0 | -2 | 0 | 0 | 1 |  | 1 | 1 | 1 | 1 | 1 | 1 | 1+ | 1+ | 1 | 1
SCE Metro Study Area | Rancho Vista | 500 | 0 | 0 | 0 | 0 | 0 | 0 | 0 | 0 | 0 | 0 | 0 | 0 | 0 | 0 | 0 | 0 | 0 | 0 | 0 | 0 |  | 0 | 0 | 0 | 0 | 0 | 0 | 0 | 0 | 0 | 0 | 0 | 0 | 0 | 0 | 0 | 0 | 0 | 0 | 0 | 0 | 0 | 0 | 0 | 0 | 0 | 0 | 0 | 0 | 0 | 0 | 0 | 0 | 0 | 0 | 0 | 0 |  | 0 | 0 | 0 | 0 | 0 | 0 | 0 | 0 | 0 | 0 | 0 | 0 | 0 | 0 | 0 | 0 | 0 | 0 | 0 | 0 | 0 | 0 | 0 | 0 | 0 | 0 | 0 | 0 | 0 | 0 | 0 | 0 | 0 | 0 | 0 | 0 |  | 0 | 0 | 0 | 0 | 0 | 0 | 0 | 0 | 0 | 0 | 0 | 0 | 0 | 0 | 0 | 0 | 0 | 0 | 0 | 0 | 0 | 0 | 0 | 0 | 0 | 0 | 0 | 0 | 0 | 0 | 0 | 0 | 0 | 0 | 0 | 0 |  | 0 | 0 | 0 | 0 | 0 | 0 | 0 | 0 | 0 | 0 | 0 | 0 | 0 | 0 | 0 | 0 | 0 | 0 | 0 | 0 | 0 | 0 | 0 | 0 | 0 | 0 | 0 | 0 | 0 | 0 | 0 | 0 | 0 | 0 | 0 | 0 |  | 1 | 1 | 1 | 1 | 1 | 1 | 1 | 1 | 1 | 0
SCE Metro Study Area | Rancho Vista | 230 | 0 | 0 | 0 | 0 | 0 | 0 | 0 | 0 | 0 | 0 | 0 | 0 | 0 | 0 | 0 | 0 | 0 | 0 | 0 | 0 |  | 0 | 0 | 0 | 0 | 0 | 0 | 0 | 0 | 0 | 0 | 0 | 0 | 0 | 0 | 0 | 0 | 0 | 0 | 0 | 0 | 0 | 0 | 0 | 0 | 0 | 0 | 0 | 0 | 0 | 0 | 0 | 0 | 0 | 0 | 0 | 0 |  | 0 | 0 | 0 | 0 | 0 | 0 | 0 | 0 | 0 | 0 | 0 | 0 | 0 | 0 | 0 | 0 | 0 | 0 | 0 | 0 | 0 | 0 | 0 | 0 | 0 | 0 | 0 | 0 | 0 | 0 | 0 | 0 | 0 | 0 | 0 | 0 |  | 0 | 0 | 0 | 0 | 0 | 0 | 0 | 0 | 0 | 0 | 0 | 0 | 0 | 0 | 0 | 0 | 0 | 0 | 0 | 0 | 0 | 0 | 0 | 0 | 0 | 0 | 0 | 0 | 0 | 0 | 0 | 0 | 0 | 0 | 0 | 0 |  | 0 | 0 | 0 | 0 | 0 | 0 | 0 | 0 | 0 | 0 | 0 | 0 | 0 | 0 | 0 | 0 | 0 | 0 | 0 | 0 | 0 | 0 | 0 | 0 | 0 | 0 | 0 | 0 | 0 | 0 | 0 | 0 | 0 | 0 | 0 | 0 |  | 1 | 1 | 1 | 1 | 1 | 1 | 1 | 1 | 1 | 0
SCE North of Lugo Study Area | Ransburg | 115 | 0 | 0 | 0 | 0 | 0 | 0 | 0 | 0 | 0 | 0 | 0 | 0 | 0 | 0 | 0 | 0 | 0 | 0 | 0 | 0 |  | 0 | 0 | 0 | 0 | 0 | 0 | 0 | 0 | 0 | 0 | 0 | 0 | 0 | 0 | 0 | 0 | 0 | 0 | 0 | 0 | 0 | 0 | 0 | 0 | 0 | 0 | 0 | 0 | 0 | 0 | 0 | 0 | 0 | 0 | 0 | 0 |  | 0 | 0 | 0 | 0 | 0 | 0 | 0 | 0 | 0 | 0 | 0 | 0 | 0 | 0 | 0 | 0 | 0 | 0 | 0 | 0 | 0 | 0 | 0 | 0 | 0 | 0 | 0 | 0 | 0 | 0 | 0 | 0 | 0 | 0 | 0 | 0 |  | 0 | 0 | 0 | 0 | 0 | 0 | 0 | 0 | 0 | 0 | 0 | 0 | 0 | 0 | 0 | 0 | 0 | 0 | 0 | 0 | 0 | 0 | 0 | 0 | 0 | 0 | 0 | 0 | 0 | 0 | 0 | 0 | 0 | 0 | 0 | 0 |  | 0 | 0 | 0 | 0 | 0 | 0 | 0 | 0 | 0 | 0 | 3 | 0 | 0 | 0 | 0 | 0 | 0 | 1 | 0 | 0 | 0 | 0 | 0 | 0 | 0 | 0 | 0 | 0 | -2 | 0 | 0 | 0 | 0 | 0 | 0 | 1 |  | 1 | 1 | 1 | 1 | 1 | 1+ | 1 | 1 | 1 | 1
SCE Northern Area | Rector | 230 | 0 | 0 | 0 | 0 | 0 | 0 | 0 | 0 | 0 | 0 | 0 | 0 | 0 | 0 | 0 | 0 | 0 | 0 | 0 | 0 |  | 0 | 0 | 0 | 0 | 0 | 0 | 0 | 0 | 0 | 0 | 0 | 0 | 0 | 0 | 0 | 0 | 0 | 0 | 0 | 0 | 0 | 0 | 0 | 0 | 0 | 0 | 0 | 0 | 0 | 0 | 0 | 0 | 0 | 0 | 0 | 0 |  | 0 | 0 | 0 | 0 | 0 | 0 | 0 | 0 | 0 | 0 | 0 | 0 | 0 | 0 | 80 | 0 | 0 | 1 | 0 | 0 | 0 | 0 | 0 | 0 | 0 | 0 | 0 | 0 | 0 | 0 | 0 | 0 | -2 | 0 | 0 | 1 |  | 0 | 0 | 0 | 0 | 0 | 0 | 0 | 0 | 0 | 0 | 0 | 0 | 0 | 0 | 80 | 0 | 0 | 1 | 0 | 0 | 0 | 0 | 0 | 0 | 0 | 0 | 0 | 0 | 0 | 0 | 0 | 0 | -2 | 0 | 0 | 1 |  | 0 | 0 | 0 | 0 | 0 | 0 | 0 | 0 | 0 | 0 | 3.36 | 0 | 324.0924 | 0 | 932.7483 | 0 | 0 | 1 | 0 | 0 | 0 | 0 | 0 | 0 | 0 | 0 | 0 | 0 | -2 | 0 | -2 | 0 | -2 | 0 | 0 | 1 |  | 1 | 1 | 1 | 1 | 1 | 1+ | 1+ | 4+ | 1 | 1
SCE Eastern Study Area | Red Bluff | 500 | 0 | 0 | 0 | 0 | 0 | 0 | 0 | 0 | 0 | 0 | 0 | 0 | 0 | 300 | 300 | 0 | 200 | 200 | 0 | 1 |  | 0 | 0 | 0 | 0 | 0 | 0 | 0 | 0 | 0 | 0 | 0 | 0 | 418.4 | 0 | 418.4 | 0 | 0 | 1 | 0 | 0 | 0 | 0 | 0 | 0 | 0 | 0 | 0 | 0 | 0 | 0 | -1 | 2 | -2 | 0 | 0 | 1 |  | 0 | 0 | 0 | 0 | 0 | 0 | 0 | 0 | 0 | 0 | 0 | 0 | 418.4 | 0 | 418.4 | 0 | 0 | 1 | 0 | 0 | 0 | 0 | 0 | 0 | 0 | 0 | 0 | 0 | 0 | 0 | -1 | 2 | -2 | 0 | 0 | 1 |  | 0 | 0 | 0 | 0 | 0 | 0 | 0 | 0 | 0 | 0 | 0 | 0 | 418.4 | 0 | 1818.4 | 0 | 1400 | 1 | 0 | 0 | 0 | 0 | 0 | 0 | 0 | 0 | 0 | 0 | 0 | 0 | -1 | 2 | -2 | 0 | -2 | 1 |  | 0 | 0 | 0 | 0 | 0 | 0 | 0 | 0 | 0 | 0 | 0 | 0 | 1094.05 | 0 | 3928.45 | 0 | 2800 | 1 | 0 | 0 | 0 | 0 | 0 | 0 | 0 | 0 | 0 | 0 | 0 | 0 | -2 | 2 | -2 | 0 | -2 | 1 |  | 1 | 1 | 1 | 1 | 1 | 1 | 3+ | 4+ | 2+ | 1
SCE Eastern Study Area | Red Bluff | 230 | 0 | 0 | 0 | 0 | 0 | 0 | 0 | 0 | 0 | 0 | 0 | 0 | 0 | 100 | 100 | 0 | 0 | 0 | 0 | 1 |  | 0 | 0 | 0 | 0 | 0 | 0 | 0 | 0 | 0 | 0 | 0 | 0 | 144.2907 | 0 | 567 | 0 | 0 | 1 | 0 | 0 | 0 | 0 | 0 | 0 | 0 | 0 | 0 | 0 | 0 | 0 | -1 | 0 | -2 | 0 | 0 | 1 |  | 0 | 0 | 0 | 0 | 0 | 0 | 0 | 0 | 0 | 0 | 0 | 0 | 18 | 0 | 450 | 0 | 0 | 1 | 0 | 0 | 0 | 0 | 0 | 0 | 0 | 0 | 0 | 0 | 0 | 0 | 2 | 0 | -2 | 0 | 0 | 1 |  | 0 | 0 | 0 | 0 | 0 | 0 | 0 | 0 | 0 | 0 | 0 | 0 | 144.2907 | 0 | 567 | 0 | 0 | 1 | 0 | 0 | 0 | 0 | 0 | 0 | 0 | 0 | 0 | 0 | 0 | 0 | -1 | 0 | -2 | 0 | 0 | 1 |  | 0 | 0 | 0 | 0 | 0 | 0 | 0 | 0 | 0 | 0 | 0 | 0 | 417.3119 | 0 | 1345.2538 | 0 | 0 | 1 | 0 | 0 | 0 | 0 | 0 | 0 | 0 | 0 | 0 | 0 | 0 | 0 | -2 | 0 | -2 | 0 | 0 | 1 |  | 1 | 1 | 1 | 1 | 1 | 1 | 2+ | 4+ | 1 | 1
SCE Metro Study Area | Redondo | 230 | 0 | 0 | 0 | 0 | 0 | 0 | 0 | 0 | 0 | 0 | 0 | 0 | 0 | 0 | 0 | 0 | 0 | 0 | 0 | 0 |  | 0 | 0 | 0 | 0 | 0 | 0 | 0 | 0 | 0 | 0 | 0 | 0 | 0 | 0 | 0 | 0 | 0 | 0 | 0 | 0 | 0 | 0 | 0 | 0 | 0 | 0 | 0 | 0 | 0 | 0 | 0 | 0 | 0 | 0 | 0 | 0 |  | 0 | 0 | 0 | 0 | 0 | 0 | 0 | 0 | 0 | 0 | 0 | 0 | 0 | 0 | 0 | 0 | 0 | 0 | 0 | 0 | 0 | 0 | 0 | 0 | 0 | 0 | 0 | 0 | 0 | 0 | 0 | 0 | 0 | 0 | 0 | 0 |  | 0 | 0 | 0 | 0 | 0 | 0 | 0 | 0 | 0 | 0 | 0 | 0 | 0 | 0 | 0 | 0 | 0 | 0 | 0 | 0 | 0 | 0 | 0 | 0 | 0 | 0 | 0 | 0 | 0 | 0 | 0 | 0 | 0 | 0 | 0 | 0 |  | 0 | 0 | 0 | 0 | 0 | 0 | 0 | 0 | 0 | 0 | 0 | 0 | 0 | 0 | 0 | 0 | 0 | 0 | 0 | 0 | 0 | 0 | 0 | 0 | 0 | 0 | 0 | 0 | 0 | 0 | 0 | 0 | 0 | 0 | 0 | 0 |  | 1 | 1 | 1 | 1 | 1 | 1 | 1 | 1 | 1 | 0
PG&E Kern Study Area | Renfro | 115 | 0 | 0 | 0 | 0 | 0 | 0 | 0 | 0 | 0 | 0 | 0 | 0 | 0 | 0 | 0 | 0 | 0 | 0 | 0 | 0 |  | 0 | 0 | 0 | 0 | 0 | 0 | 0 | 0 | 0 | 0 | 0 | 0 | 0 | 0 | 0 | 0 | 0 | 0 | 0 | 0 | 0 | 0 | 0 | 0 | 0 | 0 | 0 | 0 | 0 | 0 | 0 | 0 | 0 | 0 | 0 | 0 |  | 0 | 0 | 0 | 0 | 0 | 0 | 0 | 0 | 0 | 0 | 0 | 0 | 0 | 0 | 0 | 0 | 0 | 0 | 0 | 0 | 0 | 0 | 0 | 0 | 0 | 0 | 0 | 0 | 0 | 0 | 0 | 0 | 0 | 0 | 0 | 0 |  | 0 | 0 | 0 | 0 | 0 | 0 | 0 | 0 | 0 | 0 | 0 | 0 | 0 | 0 | 0 | 0 | 0 | 0 | 0 | 0 | 0 | 0 | 0 | 0 | 0 | 0 | 0 | 0 | 0 | 0 | 0 | 0 | 0 | 0 | 0 | 0 |  | 0 | 0 | 0 | 0 | 0 | 0 | 0 | 0 | 0 | 0 | 0 | 0 | 0 | 0 | 0 | 0 | 0 | 0 | 0 | 0 | 0 | 0 | 0 | 0 | 0 | 0 | 0 | 0 | 0 | 0 | 0 | 0 | 0 | 0 | 0 | 0 |  | 1 | 1 | 1 | 1 | 1 | 1 | 1 | 1 | 1 | 0
PG&E Greater Bay Study Area | Richmond | 115 | 0 | 0 | 0 | 0 | 0 | 0 | 0 | 0 | 0 | 0 | 0 | 2.7 | 0 | 0 | 0 | 0 | 0 | 0 | 0 | 1 |  | 0 | 0 | 0 | 0 | 0 | 0 | 0 | 0 | 0 | 0 | 0 | 0 | 0 | 0 | 0 | 0 | 0 | 0 | 0 | 0 | 0 | 0 | 0 | 0 | 0 | 0 | 0 | 0 | 2 | 0 | 0 | 0 | 0 | 0 | 0 | 1 |  | 0 | 0 | 0 | 0 | 0 | 0 | 0 | 0 | 0 | 0 | 2.7 | 0 | 0 | 0 | 0 | 0 | 0 | 1 | 0 | 0 | 0 | 0 | 0 | 0 | 0 | 0 | 0 | 0 | 0 | 0 | 0 | 0 | 0 | 0 | 0 | 0 |  | 0 | 0 | 0 | 0 | 0 | 0 | 0 | 0 | 0 | 0 | 2.7 | 0 | 0 | 0 | 0 | 0 | 0 | 1 | 0 | 0 | 0 | 0 | 0 | 0 | 0 | 0 | 0 | 0 | 0 | 0 | 0 | 0 | 0 | 0 | 0 | 0 |  | 0 | 0 | 0 | 0 | 0 | 0 | 0 | 0 | 0 | 0 | 5.04 | 0 | 0 | 0 | 0 | 0 | 0 | 1 | 0 | 0 | 0 | 0 | 0 | 0 | 0 | 0 | 0 | 0 | -2 | 0 | 0 | 0 | 0 | 0 | 0 | 1 |  | 1 | 1 | 1 | 1 | 1 | 1+ | 1 | 1 | 1 | 1
PG&E North of Greater Bay Study Area | Rincon | 115 | 0 | 0 | 0 | 0 | 0 | 0 | 0 | 0 | 0 | 0 | 0 | 0 | 0 | 0 | 0 | 0 | 0 | 0 | 0 | 0 |  | 0 | 0 | 0 | 0 | 0 | 0 | 0 | 0 | 0 | 0 | 0 | 0 | 0 | 0 | 0 | 0 | 0 | 0 | 0 | 0 | 0 | 0 | 0 | 0 | 0 | 0 | 0 | 0 | 0 | 0 | 0 | 0 | 0 | 0 | 0 | 0 |  | 0 | 0 | 0 | 0 | 0 | 0 | 0 | 0 | 0 | 0 | 0 | 0 | 0 | 0 | 0 | 0 | 0 | 0 | 0 | 0 | 0 | 0 | 0 | 0 | 0 | 0 | 0 | 0 | 0 | 0 | 0 | 0 | 0 | 0 | 0 | 0 |  | 0 | 0 | 0 | 0 | 0 | 0 | 0 | 0 | 0 | 0 | 0 | 0 | 0 | 0 | 0 | 0 | 0 | 0 | 0 | 0 | 0 | 0 | 0 | 0 | 0 | 0 | 0 | 0 | 0 | 0 | 0 | 0 | 0 | 0 | 0 | 0 |  | 0 | 0 | 0 | 0 | 0 | 0 | 0 | 0 | 0 | 0 | 0 | 0 | 0 | 0 | 0 | 0 | 0 | 0 | 0 | 0 | 0 | 0 | 0 | 0 | 0 | 0 | 0 | 0 | 0 | 0 | 0 | 0 | 0 | 0 | 0 | 0 |  | 1 | 1 | 1 | 1 | 1 | 1 | 1 | 1 | 1 | 0
PG&E Kern Study Area | Rio Bravo | 115 | 0 | 0 | 0 | 0 | 0 | 0 | 0 | 0 | 0 | 0 | 0 | 0 | 0 | 0 | 0 | 0 | 0 | 0 | 0 | 0 |  | 0 | 0 | 0 | 0 | 0 | 0 | 0 | 0 | 0 | 0 | 0 | 0 | 0 | 0 | 0 | 0 | 0 | 0 | 0 | 0 | 0 | 0 | 0 | 0 | 0 | 0 | 0 | 0 | 0 | 0 | 0 | 0 | 0 | 0 | 0 | 0 |  | 0 | 0 | 0 | 0 | 0 | 0 | 0 | 0 | 0 | 0 | 0 | 0 | 0 | 0 | 0 | 0 | 0 | 0 | 0 | 0 | 0 | 0 | 0 | 0 | 0 | 0 | 0 | 0 | 0 | 0 | 0 | 0 | 0 | 0 | 0 | 0 |  | 0 | 0 | 0 | 0 | 0 | 0 | 0 | 0 | 0 | 0 | 0 | 0 | 0 | 0 | 0 | 0 | 0 | 0 | 0 | 0 | 0 | 0 | 0 | 0 | 0 | 0 | 0 | 0 | 0 | 0 | 0 | 0 | 0 | 0 | 0 | 0 |  | 0 | 0 | 0 | 0 | 0 | 0 | 0 | 0 | 0 | 0 | 0 | 0 | 0 | 0 | 0 | 0 | 0 | 0 | 0 | 0 | 0 | 0 | 0 | 0 | 0 | 0 | 0 | 0 | 0 | 0 | 0 | 0 | 0 | 0 | 0 | 0 |  | 1 | 1 | 1 | 1 | 1 | 1 | 1 | 1 | 1 | 0
SCE Metro Study Area | Rio Hondo | 230 | 0 | 0 | 0 | 0 | 0 | 0 | 0 | 0 | 0 | 0 | 0 | 0 | 0 | 0 | 0 | 0 | 0 | 0 | 0 | 0 |  | 0 | 0 | 0 | 0 | 0 | 0 | 0 | 0 | 0 | 0 | 0 | 0 | 0 | 0 | 0 | 0 | 0 | 0 | 0 | 0 | 0 | 0 | 0 | 0 | 0 | 0 | 0 | 0 | 0 | 0 | 0 | 0 | 0 | 0 | 0 | 0 |  | 0 | 0 | 0 | 0 | 0 | 0 | 0 | 0 | 0 | 0 | 0 | 0 | 0 | 0 | 0 | 0 | 0 | 0 | 0 | 0 | 0 | 0 | 0 | 0 | 0 | 0 | 0 | 0 | 0 | 0 | 0 | 0 | 0 | 0 | 0 | 0 |  | 0 | 0 | 0 | 0 | 0 | 0 | 0 | 0 | 0 | 0 | 0 | 0 | 0 | 0 | 0 | 0 | 0 | 0 | 0 | 0 | 0 | 0 | 0 | 0 | 0 | 0 | 0 | 0 | 0 | 0 | 0 | 0 | 0 | 0 | 0 | 0 |  | 0 | 0 | 0 | 0 | 0 | 0 | 0 | 0 | 0 | 0 | 0 | 0 | 0 | 0 | 1121.1109 | 0 | 0 | 1 | 0 | 0 | 0 | 0 | 0 | 0 | 0 | 0 | 0 | 0 | 0 | 0 | 0 | 0 | -2 | 0 | 0 | 1 |  | 1 | 1 | 1 | 1 | 1 | 1 | 1 | 1+ | 1 | 1
PG&E North of Greater Bay Study Area | Rio Oso | 230 | 0 | 0 | 0 | 0 | 0 | 0 | 0 | 0 | 0 | 0 | 0 | 0 | 0 | 0 | 0 | 0 | 0 | 0 | 0 | 0 |  | 0 | 0 | 0 | 0 | 0 | 0 | 0 | 0 | 0 | 0 | 0 | 0 | 0 | 0 | 0 | 0 | 0 | 0 | 0 | 0 | 0 | 0 | 0 | 0 | 0 | 0 | 0 | 0 | 0 | 0 | 0 | 0 | 0 | 0 | 0 | 0 |  | 0 | 0 | 0 | 0 | 0 | 0 | 0 | 0 | 0 | 0 | 0 | 0 | 0 | 0 | 0 | 0 | 0 | 0 | 0 | 0 | 0 | 0 | 0 | 0 | 0 | 0 | 0 | 0 | 0 | 0 | 0 | 0 | 0 | 0 | 0 | 0 |  | 0 | 0 | 0 | 0 | 0 | 0 | 0 | 0 | 0 | 0 | 0 | 0 | 0 | 0 | 0 | 0 | 0 | 0 | 0 | 0 | 0 | 0 | 0 | 0 | 0 | 0 | 0 | 0 | 0 | 0 | 0 | 0 | 0 | 0 | 0 | 0 |  | 0 | 0 | 0 | 0 | 0 | 0 | 0 | 0 | 0 | 0 | 0 | 0 | 0 | 0 | 0 | 0 | 0 | 0 | 0 | 0 | 0 | 0 | 0 | 0 | 0 | 0 | 0 | 0 | 0 | 0 | 0 | 0 | 0 | 0 | 0 | 0 |  | 1 | 1 | 1 | 1 | 1 | 1 | 1 | 1 | 1 | 0
PG&E North of Greater Bay Study Area | Rio Oso | 115 | 0 | 0 | 0 | 0 | 0 | 0 | 0 | 0 | 0 | 0 | 0 | 0 | 0 | 0 | 0 | 0 | 0 | 0 | 0 | 0 |  | 0 | 0 | 0 | 0 | 0 | 0 | 0 | 0 | 0 | 0 | 0 | 0 | 0 | 0 | 0 | 0 | 0 | 0 | 0 | 0 | 0 | 0 | 0 | 0 | 0 | 0 | 0 | 0 | 0 | 0 | 0 | 0 | 0 | 0 | 0 | 0 |  | 0 | 0 | 0 | 0 | 0 | 0 | 0 | 0 | 0 | 0 | 0 | 0 | 0 | 0 | 0 | 0 | 0 | 0 | 0 | 0 | 0 | 0 | 0 | 0 | 0 | 0 | 0 | 0 | 0 | 0 | 0 | 0 | 0 | 0 | 0 | 0 |  | 0 | 0 | 0 | 0 | 0 | 0 | 0 | 0 | 0 | 0 | 0 | 0 | 0 | 0 | 0 | 0 | 0 | 0 | 0 | 0 | 0 | 0 | 0 | 0 | 0 | 0 | 0 | 0 | 0 | 0 | 0 | 0 | 0 | 0 | 0 | 0 |  | 0 | 0 | 0 | 0 | 0 | 0 | 0 | 0 | 0 | 0 | 0 | 0 | 0 | 0 | 0 | 0 | 0 | 0 | 0 | 0 | 0 | 0 | 0 | 0 | 0 | 0 | 0 | 0 | 0 | 0 | 0 | 0 | 0 | 0 | 0 | 0 |  | 1 | 1 | 1 | 1 | 1 | 1 | 1 | 1 | 1 | 0
PG&E Greater Bay Study Area | Ripon | 115 | 0 | 0 | 0 | 0 | 0 | 0 | 0 | 0 | 0 | 0 | 0 | 2.6 | 0 | 0 | 0 | 50 | 0 | 50 | 0 | 1 |  | 0 | 0 | 0 | 0 | 0 | 0 | 0 | 0 | 0 | 0 | 0 | 0 | 0 | 99 | 100 | 0 | 0 | 1 | 0 | 0 | 0 | 0 | 0 | 0 | 0 | 0 | 0 | 0 | 2 | 0 | 0 | -2 | -2 | 0 | 0 | 1 |  | 0 | 0 | 0 | 0 | 0 | 0 | 0 | 0 | 0 | 0 | 2.631 | 0 | 0 | 99 | 100 | 0 | 0 | 1 | 0 | 0 | 0 | 0 | 0 | 0 | 0 | 0 | 0 | 0 | 0 | 0 | 0 | -2 | -2 | 0 | 0 | 1 |  | 0 | 0 | 0 | 0 | 0 | 0 | 0 | 0 | 0 | 0 | 2.631 | 0 | 0 | 99 | 100 | 0 | 0 | 1 | 0 | 0 | 0 | 0 | 0 | 0 | 0 | 0 | 0 | 0 | 0 | 0 | 0 | -2 | -2 | 0 | 0 | 1 |  | 0 | 0 | 0 | 0 | 0 | 0 | 0 | 0 | 0 | 0 | 2.631 | 0 | 0 | 99 | 100 | 0 | 0 | 1 | 0 | 0 | 0 | 0 | 0 | 0 | 0 | 0 | 0 | 0 | 0 | 0 | 0 | -2 | -2 | 0 | 0 | 1 |  | 1 | 1 | 1 | 1 | 1 | 1 | 1 | 4+ | 1 | 1
PG&E Greater Bay Study Area | Riverbank | 115 | 0 | 0 | 0 | 0 | 0 | 0 | 0 | 0 | 0 | 0 | 0 | 0 | 0 | 0 | 0 | 0 | 0 | 0 | 0 | 0 |  | 0 | 0 | 0 | 0 | 0 | 0 | 0 | 0 | 0 | 0 | 0 | 0 | 0 | 0 | 0 | 0 | 0 | 0 | 0 | 0 | 0 | 0 | 0 | 0 | 0 | 0 | 0 | 0 | 0 | 0 | 0 | 0 | 0 | 0 | 0 | 0 |  | 0 | 0 | 0 | 0 | 0 | 0 | 0 | 0 | 0 | 0 | 0 | 0 | 0 | 0 | 0 | 0 | 0 | 0 | 0 | 0 | 0 | 0 | 0 | 0 | 0 | 0 | 0 | 0 | 0 | 0 | 0 | 0 | 0 | 0 | 0 | 0 |  | 0 | 0 | 0 | 0 | 0 | 0 | 0 | 0 | 0 | 0 | 0 | 0 | 0 | 0 | 0 | 0 | 0 | 0 | 0 | 0 | 0 | 0 | 0 | 0 | 0 | 0 | 0 | 0 | 0 | 0 | 0 | 0 | 0 | 0 | 0 | 0 |  | 0 | 0 | 0 | 0 | 0 | 0 | 0 | 0 | 0 | 0 | 0 | 0 | 0 | 0 | 0 | 0 | 0 | 0 | 0 | 0 | 0 | 0 | 0 | 0 | 0 | 0 | 0 | 0 | 0 | 0 | 0 | 0 | 0 | 0 | 0 | 0 |  | 1 | 1 | 1 | 1 | 1 | 1 | 1 | 1 | 1 | 0
SCE North of Lugo Study Area | Roadway | 115 | 0 | 0 | 0 | 0 | 0 | 0 | 0 | 0 | 0 | 0 | 0 | 0 | 11 | 10 | 21 | 0 | 10 | 10 | 0 | 1 |  | 0 | 0 | 0 | 0 | 0 | 0 | 0 | 0 | 0 | 0 | 0 | 10.88 | 20.92 | 49.9 | 59.94 | 0 | 0 | 1 | 0 | 0 | 0 | 0 | 0 | 0 | 0 | 0 | 0 | 0 | 0 | 0 | 0 | -2 | -2 | 0 | 0 | 1 |  | 0 | 0 | 0 | 0 | 0 | 0 | 0 | 0 | 0 | 0 | 0 | 10.88 | 20.92 | 49.9 | 59.94 | 0 | 0 | 1 | 0 | 0 | 0 | 0 | 0 | 0 | 0 | 0 | 0 | 0 | 0 | 0 | 0 | -2 | -2 | 0 | 0 | 1 |  | 0 | 0 | 0 | 0 | 0 | 0 | 0 | 0 | 0 | 0 | 0 | 10.88 | 20.92 | 49.9 | 59.94 | 0 | 0 | 1 | 0 | 0 | 0 | 0 | 0 | 0 | 0 | 0 | 0 | 0 | 0 | 0 | 0 | -2 | -2 | 0 | 0 | 1 |  | 0 | 0 | 0 | 0 | 0 | 0 | 0 | 0 | 0 | 0 | 0 | 10.88 | 20.92 | 49.9 | 59.94 | 0 | 0 | 1 | 0 | 0 | 0 | 0 | 0 | 0 | 0 | 0 | 0 | 0 | 0 | 0 | 0 | -2 | -2 | 0 | 0 | 1 |  | 1 | 1 | 1 | 1 | 1 | 1 | 1 | 4+ | 1 | 1
PG&E Greater Bay Study Area | Rossmoor | 230 | 0 | 0 | 0 | 0 | 0 | 0 | 0 | 0 | 0 | 0 | 0 | 0 | 0 | 0 | 0 | 0 | 0 | 0 | 0 | 0 |  | 0 | 0 | 0 | 0 | 0 | 0 | 0 | 0 | 0 | 0 | 0 | 0 | 0 | 0 | 0 | 0 | 0 | 0 | 0 | 0 | 0 | 0 | 0 | 0 | 0 | 0 | 0 | 0 | 0 | 0 | 0 | 0 | 0 | 0 | 0 | 0 |  | 0 | 0 | 0 | 0 | 0 | 0 | 0 | 0 | 0 | 0 | 0 | 0 | 0 | 0 | 0 | 0 | 0 | 0 | 0 | 0 | 0 | 0 | 0 | 0 | 0 | 0 | 0 | 0 | 0 | 0 | 0 | 0 | 0 | 0 | 0 | 0 |  | 0 | 0 | 0 | 0 | 0 | 0 | 0 | 0 | 0 | 0 | 0 | 0 | 0 | 0 | 0 | 0 | 0 | 0 | 0 | 0 | 0 | 0 | 0 | 0 | 0 | 0 | 0 | 0 | 0 | 0 | 0 | 0 | 0 | 0 | 0 | 0 |  | 0 | 0 | 0 | 0 | 0 | 0 | 0 | 0 | 0 | 0 | 0 | 0 | 0 | 0 | 0 | 0 | 0 | 0 | 0 | 0 | 0 | 0 | 0 | 0 | 0 | 0 | 0 | 0 | 0 | 0 | 0 | 0 | 0 | 0 | 0 | 0 |  | 1 | 1 | 1 | 1 | 1 | 1 | 1 | 1 | 1 | 0
PG&E North of Greater Bay Study Area | Round Mountain | 500 | 0 | 0 | 0 | 0 | 0 | 0 | 0 | 0 | 0 | 0 | 0 | 0 | 0 | 0 | 0 | 0 | 0 | 0 | 0 | 0 |  | 0 | 0 | 0 | 0 | 0 | 0 | 0 | 0 | 0 | 0 | 0 | 0 | 0 | 0 | 0 | 0 | 0 | 0 | 0 | 0 | 0 | 0 | 0 | 0 | 0 | 0 | 0 | 0 | 0 | 0 | 0 | 0 | 0 | 0 | 0 | 0 |  | 0 | 0 | 0 | 0 | 0 | 0 | 0 | 0 | 0 | 0 | 0 | 0 | 0 | 0 | 0 | 0 | 0 | 0 | 0 | 0 | 0 | 0 | 0 | 0 | 0 | 0 | 0 | 0 | 0 | 0 | 0 | 0 | 0 | 0 | 0 | 0 |  | 0 | 0 | 0 | 0 | 0 | 0 | 0 | 0 | 0 | 0 | 0 | 0 | 0 | 0 | 0 | 0 | 0 | 0 | 0 | 0 | 0 | 0 | 0 | 0 | 0 | 0 | 0 | 0 | 0 | 0 | 0 | 0 | 0 | 0 | 0 | 0 |  | 0 | 0 | 0 | 0 | 0 | 0 | 0 | 0 | 0 | 0 | 0 | 0 | 0 | 0 | 0 | 0 | 0 | 0 | 0 | 0 | 0 | 0 | 0 | 0 | 0 | 0 | 0 | 0 | 0 | 0 | 0 | 0 | 0 | 0 | 0 | 0 |  | 1 | 1 | 1 | 1 | 1 | 1 | 1 | 1 | 1 | 0
PG&E North of Greater Bay Study Area | Round Mountain | 230 | 0 | 14 | 0 | 0 | 0 | 0 | 0 | 0 | 0 | 0 | 0 | 0 | 0 | 0 | 0 | 0 | 0 | 0 | 0 | 1 |  | 0 | 0 | 0 | 0 | 0 | 0 | 0 | 0 | 0 | 0 | 0 | 0 | 0 | 0 | 0 | 0 | 0 | 0 | 0 | 0 | 2 | 2 | 0 | 0 | 0 | 0 | 0 | 0 | 0 | 0 | 0 | 0 | 0 | 0 | 0 | 1 |  | 0 | 0 | 0 | 0 | 0 | 0 | 0 | 0 | 0 | 0 | 0 | 0 | 0 | 0 | 0 | 0 | 0 | 0 | 0 | 0 | 2 | 2 | 0 | 0 | 0 | 0 | 0 | 0 | 0 | 0 | 0 | 0 | 0 | 0 | 0 | 1 |  | 0 | 0 | 0 | 0 | 0 | 0 | 0 | 0 | 0 | 0 | 0 | 0 | 0 | 0 | 312.96 | 0 | 0 | 1 | 0 | 0 | 2 | 2 | 0 | 0 | 0 | 0 | 0 | 0 | 0 | 0 | 0 | 0 | -2 | 0 | 0 | 1 |  | 0 | 0 | 0 | 0 | 0 | 0 | 0 | 0 | 0 | 0 | 0 | 0 | 0 | 0 | 312.96 | 0 | 0 | 1 | 0 | 0 | 2 | 2 | 0 | 0 | 0 | 0 | 0 | 0 | 0 | 0 | 0 | 0 | -2 | 0 | 0 | 1 |  | 1 | 5- | 1 | 1 | 1 | 1 | 1 | 2+ | 1 | 1
PG&E Greater Bay Study Area | Salado | 115 | 0 | 0 | 0 | 0 | 0 | 0 | 0 | 0 | 0 | 0 | 0 | 0 | 0 | 0 | 0 | 0 | 0 | 0 | 0 | 0 |  | 0 | 0 | 0 | 0 | 0 | 0 | 0 | 0 | 0 | 0 | 0 | 0 | 0 | 0 | 0 | 0 | 0 | 0 | 0 | 0 | 0 | 0 | 0 | 0 | 0 | 0 | 0 | 0 | 0 | 0 | 0 | 0 | 0 | 0 | 0 | 0 |  | 0 | 0 | 0 | 0 | 0 | 0 | 0 | 0 | 0 | 0 | 0 | 0 | 0 | 0 | 0 | 0 | 0 | 0 | 0 | 0 | 0 | 0 | 0 | 0 | 0 | 0 | 0 | 0 | 0 | 0 | 0 | 0 | 0 | 0 | 0 | 0 |  | 0 | 0 | 0 | 0 | 0 | 0 | 0 | 0 | 0 | 0 | 0 | 0 | 0 | 0 | 0 | 0 | 0 | 0 | 0 | 0 | 0 | 0 | 0 | 0 | 0 | 0 | 0 | 0 | 0 | 0 | 0 | 0 | 0 | 0 | 0 | 0 |  | 0 | 0 | 0 | 0 | 0 | 0 | 0 | 0 | 0 | 0 | 0 | 0 | 0 | 0 | 0 | 0 | 0 | 0 | 0 | 0 | 0 | 0 | 0 | 0 | 0 | 0 | 0 | 0 | 0 | 0 | 0 | 0 | 0 | 0 | 0 | 0 |  | 1 | 1 | 1 | 1 | 1 | 1 | 1 | 1 | 1 | 0
SDG&E Study Area | Salt Creek | 69 | 0 | 0 | 0 | 0 | 0 | 0 | 0 | 0 | 0 | 0 | 0 | 0 | 0 | 0 | 0 | 0 | 0 | 0 | 0 | 0 |  | 0 | 0 | 0 | 0 | 0 | 0 | 0 | 0 | 0 | 0 | 0 | 0 | 0 | 0 | 0 | 0 | 0 | 0 | 0 | 0 | 0 | 0 | 0 | 0 | 0 | 0 | 0 | 0 | 0 | 0 | 0 | 0 | 0 | 0 | 0 | 0 |  | 0 | 0 | 0 | 0 | 0 | 0 | 0 | 0 | 0 | 0 | 0 | 0 | 0 | 0 | 0 | 0 | 0 | 0 | 0 | 0 | 0 | 0 | 0 | 0 | 0 | 0 | 0 | 0 | 0 | 0 | 0 | 0 | 0 | 0 | 0 | 0 |  | 0 | 0 | 0 | 0 | 0 | 0 | 0 | 0 | 0 | 0 | 0 | 0 | 0 | 0 | 0 | 0 | 0 | 0 | 0 | 0 | 0 | 0 | 0 | 0 | 0 | 0 | 0 | 0 | 0 | 0 | 0 | 0 | 0 | 0 | 0 | 0 |  | 0 | 0 | 0 | 0 | 0 | 0 | 0 | 0 | 0 | 0 | 0 | 0 | 0 | 0 | 102.04 | 0 | 0 | 1 | 0 | 0 | 0 | 0 | 0 | 0 | 0 | 0 | 0 | 0 | 0 | 0 | 0 | 0 | -2 | 0 | 0 | 1 |  | 1 | 1 | 1 | 1 | 1 | 1 | 1 | 1+ | 1 | 1
SCE Eastern Study Area | San Bernardino | 230 | 0 | 0 | 0 | 0 | 0 | 0 | 0 | 0 | 0 | 0 | 0 | 0 | 0 | 0 | 0 | 0 | 0 | 0 | 0 | 0 |  | 0 | 0 | 0 | 0 | 0 | 0 | 0 | 0 | 0 | 0 | 0 | 0 | 0 | 0 | 0 | 0 | 0 | 0 | 0 | 0 | 0 | 0 | 0 | 0 | 0 | 0 | 0 | 0 | 0 | 0 | 0 | 0 | 0 | 0 | 0 | 0 |  | 0 | 0 | 0 | 0 | 0 | 0 | 0 | 0 | 0 | 0 | 0 | 0 | 0 | 0 | 0 | 0 | 0 | 0 | 0 | 0 | 0 | 0 | 0 | 0 | 0 | 0 | 0 | 0 | 0 | 0 | 0 | 0 | 0 | 0 | 0 | 0 |  | 0 | 0 | 0 | 0 | 0 | 0 | 0 | 0 | 0 | 0 | 0 | 0 | 0 | 0 | 0 | 0 | 0 | 0 | 0 | 0 | 0 | 0 | 0 | 0 | 0 | 0 | 0 | 0 | 0 | 0 | 0 | 0 | 0 | 0 | 0 | 0 |  | 0 | 0 | 0 | 0 | 0 | 0 | 0 | 0 | 0 | 0 | 0 | 0 | 0 | 0 | 302.8 | 0 | 0 | 1 | 0 | 0 | 0 | 0 | 0 | 0 | 0 | 0 | 0 | 0 | 0 | 0 | 0 | 0 | -2 | 0 | 0 | 1 |  | 1 | 1 | 1 | 1 | 1 | 1 | 1 | 1+ | 1 | 1
PG&E Greater Bay Study Area | San Jose B | 115 | 0 | 0 | 0 | 0 | 0 | 0 | 0 | 0 | 0 | 0 | 0 | 0 | 0 | 0 | 0 | 0 | 0 | 0 | 0 | 0 |  | 0 | 0 | 0 | 0 | 0 | 0 | 0 | 0 | 0 | 0 | 0 | 0 | 0 | 0 | 0 | 0 | 0 | 0 | 0 | 0 | 0 | 0 | 0 | 0 | 0 | 0 | 0 | 0 | 0 | 0 | 0 | 0 | 0 | 0 | 0 | 0 |  | 0 | 0 | 0 | 0 | 0 | 0 | 0 | 0 | 0 | 0 | 0 | 0 | 0 | 0 | 0 | 0 | 0 | 0 | 0 | 0 | 0 | 0 | 0 | 0 | 0 | 0 | 0 | 0 | 0 | 0 | 0 | 0 | 0 | 0 | 0 | 0 |  | 0 | 0 | 0 | 0 | 0 | 0 | 0 | 0 | 0 | 0 | 0 | 0 | 0 | 0 | 0 | 0 | 0 | 0 | 0 | 0 | 0 | 0 | 0 | 0 | 0 | 0 | 0 | 0 | 0 | 0 | 0 | 0 | 0 | 0 | 0 | 0 |  | 0 | 0 | 0 | 0 | 0 | 0 | 0 | 0 | 0 | 0 | 0 | 0 | 0 | 0 | 0 | 0 | 0 | 0 | 0 | 0 | 0 | 0 | 0 | 0 | 0 | 0 | 0 | 0 | 0 | 0 | 0 | 0 | 0 | 0 | 0 | 0 |  | 1 | 1 | 1 | 1 | 1 | 1 | 1 | 1 | 1 | 0
PG&E Greater Bay Study Area | San Leandro | 115 | 0 | 0 | 0 | 0 | 0 | 0 | 0 | 0 | 0 | 0 | 0 | 0 | 0 | 0 | 0 | 0 | 0 | 0 | 0 | 0 |  | 0 | 0 | 0 | 0 | 0 | 0 | 0 | 0 | 0 | 0 | 0 | 0 | 0 | 0 | 0 | 0 | 0 | 0 | 0 | 0 | 0 | 0 | 0 | 0 | 0 | 0 | 0 | 0 | 0 | 0 | 0 | 0 | 0 | 0 | 0 | 0 |  | 0 | 0 | 0 | 0 | 0 | 0 | 0 | 0 | 0 | 0 | 0 | 0 | 0 | 0 | 0 | 0 | 0 | 0 | 0 | 0 | 0 | 0 | 0 | 0 | 0 | 0 | 0 | 0 | 0 | 0 | 0 | 0 | 0 | 0 | 0 | 0 |  | 0 | 0 | 0 | 0 | 0 | 0 | 0 | 0 | 0 | 0 | 0 | 0 | 0 | 0 | 0 | 0 | 0 | 0 | 0 | 0 | 0 | 0 | 0 | 0 | 0 | 0 | 0 | 0 | 0 | 0 | 0 | 0 | 0 | 0 | 0 | 0 |  | 0 | 0 | 0 | 0 | 0 | 0 | 0 | 0 | 0 | 0 | 0 | 0 | 0 | 0 | 0 | 0 | 0 | 0 | 0 | 0 | 0 | 0 | 0 | 0 | 0 | 0 | 0 | 0 | 0 | 0 | 0 | 0 | 0 | 0 | 0 | 0 |  | 1 | 1 | 1 | 1 | 1 | 1 | 1 | 1 | 1 | 0
PG&E Kern Study Area | San Luis Obispo | 115 | 0 | 10 | 0 | 0 | 0 | 0 | 0 | 0 | 0 | 0 | 0 | 0 | 0 | 0 | 0 | 0 | 0 | 0 | 0 | 1 |  | 0 | 0 | 0 | 0 | 0 | 0 | 0 | 0 | 0 | 0 | 0 | 0 | 0 | 0 | 0 | 0 | 0 | 0 | 0 | 0 | 2 | 2 | 0 | 0 | 0 | 0 | 0 | 0 | 0 | 0 | 0 | 0 | 0 | 0 | 0 | 1 |  | 0 | 0 | 0 | 0 | 0 | 0 | 0 | 0 | 0 | 0 | 0 | 0 | 0 | 0 | 0 | 0 | 0 | 0 | 0 | 0 | 2 | 2 | 0 | 0 | 0 | 0 | 0 | 0 | 0 | 0 | 0 | 0 | 0 | 0 | 0 | 1 |  | 0 | 0 | 0 | 0 | 0 | 0 | 0 | 0 | 0 | 0 | 0 | 0 | 0 | 0 | 0 | 0 | 0 | 0 | 0 | 0 | 2 | 2 | 0 | 0 | 0 | 0 | 0 | 0 | 0 | 0 | 0 | 0 | 0 | 0 | 0 | 1 |  | 0 | 0 | 0 | 10.976 | 0 | 0 | 0 | 0 | 0 | 0 | 0 | 0 | 0 | 0 | 0 | 0 | 0 | 1 | 0 | 0 | 2 | 0 | 0 | 0 | 0 | 0 | 0 | 0 | 0 | 0 | 0 | 0 | 0 | 0 | 0 | 1 |  | 1 | 3- | 1 | 1 | 1 | 1 | 1 | 1 | 1 | 1
SDG&E Study Area | San Luis Rey | 230 | 0 | 0 | 0 | 0 | 0 | 0 | 0 | 0 | 0 | 0 | 0 | 0 | 0 | 0 | 0 | 0 | 0 | 0 | 0 | 0 |  | 0 | 0 | 0 | 0 | 0 | 0 | 0 | 0 | 0 | 0 | 0 | 0 | 0 | 0 | 0 | 0 | 0 | 0 | 0 | 0 | 0 | 0 | 0 | 0 | 0 | 0 | 0 | 0 | 0 | 0 | 0 | 0 | 0 | 0 | 0 | 0 |  | 0 | 0 | 0 | 0 | 0 | 0 | 0 | 0 | 0 | 0 | 0 | 0 | 0 | 0 | 0 | 0 | 0 | 0 | 0 | 0 | 0 | 0 | 0 | 0 | 0 | 0 | 0 | 0 | 0 | 0 | 0 | 0 | 0 | 0 | 0 | 0 |  | 0 | 0 | 0 | 0 | 0 | 0 | 0 | 0 | 0 | 0 | 0 | 0 | 0 | 0 | 101.9 | 0 | 0 | 1 | 0 | 0 | 0 | 0 | 0 | 0 | 0 | 0 | 0 | 0 | 0 | 0 | 0 | 0 | -2 | 0 | 0 | 1 |  | 0 | 0 | 0 | 0 | 0 | 0 | 0 | 0 | 0 | 0 | 0 | 0 | 0 | 0 | 462.9 | 0 | 0 | 1 | 0 | 0 | 0 | 0 | 0 | 0 | 0 | 0 | 0 | 0 | 0 | 0 | 0 | 0 | -2 | 0 | 0 | 1 |  | 1 | 1 | 1 | 1 | 1 | 1 | 1 | 2+ | 1 | 1
SDG&E Study Area | San Onofre | 230 | 0 | 0 | 0 | 0 | 0 | 0 | 0 | 0 | 0 | 0 | 0 | 0 | 0 | 0 | 0 | 0 | 0 | 0 | 0 | 0 |  | 0 | 0 | 0 | 0 | 0 | 0 | 0 | 0 | 0 | 0 | 0 | 0 | 0 | 0 | 0 | 0 | 0 | 0 | 0 | 0 | 0 | 0 | 0 | 0 | 0 | 0 | 0 | 0 | 0 | 0 | 0 | 0 | 0 | 0 | 0 | 0 |  | 0 | 0 | 0 | 0 | 0 | 0 | 0 | 0 | 0 | 0 | 0 | 0 | 0 | 0 | 0 | 0 | 0 | 0 | 0 | 0 | 0 | 0 | 0 | 0 | 0 | 0 | 0 | 0 | 0 | 0 | 0 | 0 | 0 | 0 | 0 | 0 |  | 0 | 0 | 0 | 0 | 0 | 0 | 0 | 0 | 0 | 0 | 0 | 0 | 0 | 0 | 0 | 0 | 0 | 0 | 0 | 0 | 0 | 0 | 0 | 0 | 0 | 0 | 0 | 0 | 0 | 0 | 0 | 0 | 0 | 0 | 0 | 0 |  | 0 | 0 | 0 | 0 | 0 | 0 | 0 | 0 | 0 | 0 | 0 | 0 | 0 | 0 | 0 | 0 | 0 | 0 | 0 | 0 | 0 | 0 | 0 | 0 | 0 | 0 | 0 | 0 | 0 | 0 | 0 | 0 | 0 | 0 | 0 | 0 |  | 1 | 1 | 1 | 1 | 1 | 1 | 1 | 1 | 1 | 0
PG&E Greater Bay Study Area | San Pablo Sub | 115 | 0 | 0 | 0 | 0 | 0 | 0 | 0 | 0 | 0 | 0 | 0 | 0 | 0 | 0 | 0 | 0 | 0 | 0 | 0 | 0 |  | 0 | 0 | 0 | 0 | 0 | 0 | 0 | 0 | 0 | 0 | 0 | 0 | 0 | 0 | 0 | 0 | 0 | 0 | 0 | 0 | 0 | 0 | 0 | 0 | 0 | 0 | 0 | 0 | 0 | 0 | 0 | 0 | 0 | 0 | 0 | 0 |  | 0 | 0 | 0 | 0 | 0 | 0 | 0 | 0 | 0 | 0 | 0 | 0 | 0 | 0 | 0 | 0 | 0 | 0 | 0 | 0 | 0 | 0 | 0 | 0 | 0 | 0 | 0 | 0 | 0 | 0 | 0 | 0 | 0 | 0 | 0 | 0 |  | 0 | 0 | 0 | 0 | 0 | 0 | 0 | 0 | 0 | 0 | 0 | 0 | 0 | 0 | 0 | 0 | 0 | 0 | 0 | 0 | 0 | 0 | 0 | 0 | 0 | 0 | 0 | 0 | 0 | 0 | 0 | 0 | 0 | 0 | 0 | 0 |  | 0 | 0 | 0 | 0 | 0 | 0 | 0 | 0 | 0 | 0 | 0 | 0 | 0 | 0 | 0 | 0 | 0 | 0 | 0 | 0 | 0 | 0 | 0 | 0 | 0 | 0 | 0 | 0 | 0 | 0 | 0 | 0 | 0 | 0 | 0 | 0 |  | 1 | 1 | 1 | 1 | 1 | 1 | 1 | 1 | 1 | 0
PG&E Greater Bay Study Area | San Ramon | 230 | 0 | 0 | 0 | 0 | 0 | 0 | 0 | 0 | 0 | 0 | 0 | 1.9 | 0 | 0 | 0 | 0 | 0 | 0 | 0 | 1 |  | 0 | 0 | 0 | 0 | 0 | 0 | 0 | 0 | 0 | 0 | 0 | 0 | 0 | 0 | 0 | 0 | 0 | 0 | 0 | 0 | 0 | 0 | 0 | 0 | 0 | 0 | 0 | 0 | 2 | 0 | 0 | 0 | 0 | 0 | 0 | 1 |  | 0 | 0 | 0 | 0 | 0 | 0 | 0 | 0 | 0 | 0 | 1.9 | 0 | 0 | 0 | 0 | 0 | 0 | 1 | 0 | 0 | 0 | 0 | 0 | 0 | 0 | 0 | 0 | 0 | 0 | 0 | 0 | 0 | 0 | 0 | 0 | 0 |  | 0 | 0 | 0 | 0 | 0 | 0 | 0 | 0 | 0 | 0 | 1.9 | 0 | 0 | 0 | 0 | 0 | 0 | 1 | 0 | 0 | 0 | 0 | 0 | 0 | 0 | 0 | 0 | 0 | 0 | 0 | 0 | 0 | 0 | 0 | 0 | 0 |  | 0 | 0 | 0 | 0 | 0 | 0 | 0 | 0 | 0 | 0 | 1.9 | 0 | 0 | 0 | 0 | 0 | 0 | 1 | 0 | 0 | 0 | 0 | 0 | 0 | 0 | 0 | 0 | 0 | 0 | 0 | 0 | 0 | 0 | 0 | 0 | 0 |  | 1 | 1 | 1 | 1 | 1 | 1 | 1 | 1 | 1 | 0
SCE North of Lugo Study Area | Sandlot | 230 | 0 | 0 | 0 | 0 | 0 | 0 | 0 | 0 | 0 | 0 | 0 | 0 | 0 | 0 | 0 | 0 | 0 | 0 | 0 | 0 |  | 0 | 0 | 0 | 0 | 0 | 0 | 0 | 0 | 0 | 0 | 0 | 0 | 0 | 0 | 0 | 0 | 0 | 0 | 0 | 0 | 0 | 0 | 0 | 0 | 0 | 0 | 0 | 0 | 0 | 0 | 0 | 0 | 0 | 0 | 0 | 0 |  | 0 | 0 | 0 | 0 | 0 | 0 | 0 | 0 | 0 | 0 | 0 | 0 | 0 | 0 | 0 | 0 | 0 | 0 | 0 | 0 | 0 | 0 | 0 | 0 | 0 | 0 | 0 | 0 | 0 | 0 | 0 | 0 | 0 | 0 | 0 | 0 |  | 0 | 0 | 0 | 0 | 0 | 0 | 0 | 0 | 0 | 0 | 0 | 0 | 0 | 0 | 0 | 0 | 0 | 0 | 0 | 0 | 0 | 0 | 0 | 0 | 0 | 0 | 0 | 0 | 0 | 0 | 0 | 0 | 0 | 0 | 0 | 0 |  | 0 | 0 | 0 | 0 | 0 | 0 | 0 | 0 | 0 | 0 | 0 | 0 | 0 | 0 | 500 | 0 | 0 | 1 | 0 | 0 | 0 | 0 | 0 | 0 | 0 | 0 | 0 | 0 | 0 | 0 | 0 | 0 | -2 | 0 | 0 | 1 |  | 1 | 1 | 1 | 1 | 1 | 1 | 1 | 1+ | 1 | 1
East of Pisgah Study Area | Sandy | 138 | 0 | 0 | 0 | 0 | 0 | 0 | 0 | 0 | 0 | 0 | 0 | 0 | 0 | 0 | 0 | 0 | 0 | 0 | 0 | 0 |  | 0 | 0 | 0 | 0 | 0 | 0 | 0 | 0 | 0 | 0 | 0 | 0 | 0 | 0 | 0 | 0 | 0 | 0 | 0 | 0 | 0 | 0 | 0 | 0 | 0 | 0 | 0 | 0 | 0 | 0 | 0 | 0 | 0 | 0 | 0 | 0 |  | 0 | 0 | 0 | 0 | 0 | 0 | 0 | 0 | 0 | 0 | 0 | 0 | 0 | 0 | 0 | 0 | 0 | 0 | 0 | 0 | 0 | 0 | 0 | 0 | 0 | 0 | 0 | 0 | 0 | 0 | 0 | 0 | 0 | 0 | 0 | 0 |  | 0 | 0 | 0 | 0 | 0 | 0 | 0 | 0 | 0 | 0 | 0 | 0 | 0 | 0 | 0 | 0 | 0 | 0 | 0 | 0 | 0 | 0 | 0 | 0 | 0 | 0 | 0 | 0 | 0 | 0 | 0 | 0 | 0 | 0 | 0 | 0 |  | 0 | 0 | 0 | 0 | 0 | 0 | 0 | 0 | 0 | 0 | 0 | 0 | 0 | 0 | 0 | 0 | 0 | 0 | 0 | 0 | 0 | 0 | 0 | 0 | 0 | 0 | 0 | 0 | 0 | 0 | 0 | 0 | 0 | 0 | 0 | 0 |  | 1 | 1 | 1 | 1 | 1 | 1 | 1 | 1 | 1 | 0
PG&E Fresno Study Area | Sanger | 115 | 0 | 0 | 0 | 0 | 0 | 0 | 0 | 0 | 0 | 0 | 0 | 2 | 0 | 0 | 0 | 0 | 0 | 0 | 0 | 1 |  | 0 | 0 | 0 | 0 | 0 | 0 | 0 | 0 | 0 | 0 | 0 | 0 | 0 | 0 | 0 | 0 | 0 | 0 | 0 | 0 | 0 | 0 | 0 | 0 | 0 | 0 | 0 | 0 | 2 | 0 | 0 | 0 | 0 | 0 | 0 | 1 |  | 0 | 0 | 0 | 0 | 0 | 0 | 0 | 0 | 0 | 0 | 2.1 | 0 | 0 | 0 | 0 | 0 | 0 | 1 | 0 | 0 | 0 | 0 | 0 | 0 | 0 | 0 | 0 | 0 | 0 | 0 | 0 | 0 | 0 | 0 | 0 | 0 |  | 0 | 0 | 0 | 0 | 0 | 0 | 0 | 0 | 0 | 0 | 2.1 | 0 | 0 | 0 | 0 | 0 | 0 | 1 | 0 | 0 | 0 | 0 | 0 | 0 | 0 | 0 | 0 | 0 | 0 | 0 | 0 | 0 | 0 | 0 | 0 | 0 |  | 0 | 0 | 0 | 0 | 0 | 0 | 0 | 0 | 0 | 0 | 2.1 | 0 | 0 | 0 | 203.699 | 0 | 0 | 1 | 0 | 0 | 0 | 0 | 0 | 0 | 0 | 0 | 0 | 0 | 0 | 0 | 0 | 0 | -2 | 0 | 0 | 1 |  | 1 | 1 | 1 | 1 | 1 | 1 | 1 | 1+ | 1 | 1
SCE Northern Area | Santa Clara | 230 | 0 | 0 | 0 | 0 | 0 | 0 | 0 | 0 | 0 | 0 | 0 | 0 | 125 | 125 | 250 | 50 | 0 | 50 | 0 | 1 |  | 0 | 0 | 0 | 0 | 0 | 0 | 0 | 0 | 0 | 0 | 0 | 0 | 0 | 0 | 0 | 0 | 0 | 0 | 0 | 0 | 0 | 0 | 0 | 0 | 0 | 0 | 0 | 0 | 0 | 2 | 2 | 2 | 2 | 0 | 0 | 1 |  | 0 | 0 | 0 | 0 | 0 | 0 | 0 | 0 | 0 | 0 | 0 | 0 | 0 | 0 | 0 | 0 | 0 | 0 | 0 | 0 | 0 | 0 | 0 | 0 | 0 | 0 | 0 | 0 | 0 | 2 | 2 | 2 | 2 | 0 | 0 | 1 |  | 0 | 0 | 0 | 0 | 0 | 0 | 0 | 0 | 0 | 0 | 0 | 0 | 0 | 0 | 0 | 0 | 0 | 0 | 0 | 0 | 0 | 0 | 0 | 0 | 0 | 0 | 0 | 0 | 0 | 2 | 2 | 2 | 2 | 0 | 0 | 1 |  | 0 | 0 | 0 | 0 | 0 | 0 | 0 | 0 | 0 | 0 | 0 | 0 | 0 | 0 | 0 | 0 | 0 | 0 | 0 | 0 | 0 | 0 | 0 | 0 | 0 | 0 | 0 | 0 | 0 | 2 | 2 | 2 | 2 | 0 | 0 | 1 |  | 1 | 1 | 1 | 1 | 1 | 1 | 5- | 5- | 1 | 1
PG&E North of Greater Bay Study Area | Santa Rosa | 115 | 0 | 0 | 0 | 0 | 0 | 0 | 0 | 0 | 0 | 0 | 0 | 0 | 0 | 0 | 0 | 0 | 0 | 0 | 0 | 0 |  | 0 | 0 | 0 | 0 | 0 | 0 | 0 | 0 | 0 | 0 | 0 | 0 | 0 | 0 | 0 | 0 | 0 | 0 | 0 | 0 | 0 | 0 | 0 | 0 | 0 | 0 | 0 | 0 | 0 | 0 | 0 | 0 | 0 | 0 | 0 | 0 |  | 0 | 0 | 0 | 0 | 0 | 0 | 0 | 0 | 0 | 0 | 0 | 0 | 0 | 0 | 0 | 0 | 0 | 0 | 0 | 0 | 0 | 0 | 0 | 0 | 0 | 0 | 0 | 0 | 0 | 0 | 0 | 0 | 0 | 0 | 0 | 0 |  | 0 | 0 | 0 | 0 | 0 | 0 | 0 | 0 | 0 | 0 | 0 | 0 | 0 | 0 | 0 | 0 | 0 | 0 | 0 | 0 | 0 | 0 | 0 | 0 | 0 | 0 | 0 | 0 | 0 | 0 | 0 | 0 | 0 | 0 | 0 | 0 |  | 0 | 0 | 0 | 0 | 0 | 0 | 0 | 0 | 0 | 0 | 0 | 0 | 0 | 0 | 0 | 0 | 0 | 0 | 0 | 0 | 0 | 0 | 0 | 0 | 0 | 0 | 0 | 0 | 0 | 0 | 0 | 0 | 0 | 0 | 0 | 0 |  | 1 | 1 | 1 | 1 | 1 | 1 | 1 | 1 | 1 | 0
PG&E Greater Bay Study Area | Santa Teresa | 115 | 0 | 0 | 0 | 0 | 0 | 0 | 0 | 0 | 0 | 0 | 0 | 0 | 0 | 0 | 0 | 0 | 0 | 0 | 0 | 0 |  | 0 | 0 | 0 | 0 | 0 | 0 | 0 | 0 | 0 | 0 | 0 | 0 | 0 | 0 | 0 | 0 | 0 | 0 | 0 | 0 | 0 | 0 | 0 | 0 | 0 | 0 | 0 | 0 | 0 | 0 | 0 | 0 | 0 | 0 | 0 | 0 |  | 0 | 0 | 0 | 0 | 0 | 0 | 0 | 0 | 0 | 0 | 0 | 0 | 0 | 0 | 0 | 0 | 0 | 0 | 0 | 0 | 0 | 0 | 0 | 0 | 0 | 0 | 0 | 0 | 0 | 0 | 0 | 0 | 0 | 0 | 0 | 0 |  | 0 | 0 | 0 | 0 | 0 | 0 | 0 | 0 | 0 | 0 | 0 | 0 | 0 | 0 | 0 | 0 | 0 | 0 | 0 | 0 | 0 | 0 | 0 | 0 | 0 | 0 | 0 | 0 | 0 | 0 | 0 | 0 | 0 | 0 | 0 | 0 |  | 0 | 0 | 0 | 0 | 0 | 0 | 0 | 0 | 0 | 0 | 0 | 0 | 0 | 0 | 101.888 | 0 | 0 | 1 | 0 | 0 | 0 | 0 | 0 | 0 | 0 | 0 | 0 | 0 | 0 | 0 | 0 | 0 | -2 | 0 | 0 | 1 |  | 1 | 1 | 1 | 1 | 1 | 1 | 1 | 1+ | 1 | 1
SDG&E Study Area | Santee | 138 | 0 | 0 | 0 | 0 | 0 | 0 | 0 | 0 | 0 | 0 | 0 | 0 | 0 | 0 | 0 | 0 | 0 | 0 | 0 | 0 |  | 0 | 0 | 0 | 0 | 0 | 0 | 0 | 0 | 0 | 0 | 0 | 0 | 0 | 0 | 0 | 0 | 0 | 0 | 0 | 0 | 0 | 0 | 0 | 0 | 0 | 0 | 0 | 0 | 0 | 0 | 0 | 0 | 0 | 0 | 0 | 0 |  | 0 | 0 | 0 | 0 | 0 | 0 | 0 | 0 | 0 | 0 | 0 | 0 | 0 | 0 | 0 | 0 | 0 | 0 | 0 | 0 | 0 | 0 | 0 | 0 | 0 | 0 | 0 | 0 | 0 | 0 | 0 | 0 | 0 | 0 | 0 | 0 |  | 0 | 0 | 0 | 0 | 0 | 0 | 0 | 0 | 0 | 0 | 0 | 0 | 0 | 0 | 0 | 0 | 0 | 0 | 0 | 0 | 0 | 0 | 0 | 0 | 0 | 0 | 0 | 0 | 0 | 0 | 0 | 0 | 0 | 0 | 0 | 0 |  | 0 | 0 | 0 | 0 | 0 | 0 | 0 | 0 | 0 | 0 | 0 | 0 | 0 | 0 | 0 | 0 | 0 | 0 | 0 | 0 | 0 | 0 | 0 | 0 | 0 | 0 | 0 | 0 | 0 | 0 | 0 | 0 | 0 | 0 | 0 | 0 |  | 1 | 1 | 1 | 1 | 1 | 1 | 1 | 1 | 1 | 0
SCE Metro Study Area | Santiago | 230 | 0 | 0 | 0 | 0 | 0 | 0 | 0 | 0 | 0 | 0 | 0 | 0 | 0 | 0 | 0 | 0 | 0 | 0 | 0 | 0 |  | 0 | 0 | 0 | 0 | 0 | 0 | 0 | 0 | 0 | 0 | 0 | 0 | 0 | 0 | 0 | 0 | 0 | 0 | 0 | 0 | 0 | 0 | 0 | 0 | 0 | 0 | 0 | 0 | 0 | 0 | 0 | 0 | 0 | 0 | 0 | 0 |  | 0 | 0 | 0 | 0 | 0 | 0 | 0 | 0 | 0 | 0 | 0.8 | 0 | 0 | 0 | 0 | 0 | 0 | 1 | 0 | 0 | 0 | 0 | 0 | 0 | 0 | 0 | 0 | 0 | -2 | 0 | 0 | 0 | 0 | 0 | 0 | 1 |  | 0 | 0 | 0 | 0 | 0 | 0 | 0 | 0 | 0 | 0 | 0.8 | 0 | 0 | 0 | 0 | 0 | 0 | 1 | 0 | 0 | 0 | 0 | 0 | 0 | 0 | 0 | 0 | 0 | -2 | 0 | 0 | 0 | 0 | 0 | 0 | 1 |  | 0 | 0 | 0 | 0 | 0 | 0 | 0 | 0 | 0 | 0 | 0.8 | 0 | 0 | 0 | 0 | 0 | 0 | 1 | 0 | 0 | 0 | 0 | 0 | 0 | 0 | 0 | 0 | 0 | -2 | 0 | 0 | 0 | 0 | 0 | 0 | 1 |  | 1 | 1 | 1 | 1 | 1 | 4+ | 1 | 1 | 1 | 1
PG&E Greater Bay Study Area | Saratoga | 230 | 0 | 0 | 0 | 0 | 0 | 0 | 0 | 0 | 0 | 0 | 0 | 0 | 0 | 0 | 0 | 0 | 0 | 0 | 0 | 0 |  | 0 | 0 | 0 | 0 | 0 | 0 | 0 | 0 | 0 | 0 | 0 | 0 | 0 | 0 | 0 | 0 | 0 | 0 | 0 | 0 | 0 | 0 | 0 | 0 | 0 | 0 | 0 | 0 | 0 | 0 | 0 | 0 | 0 | 0 | 0 | 0 |  | 0 | 0 | 0 | 0 | 0 | 0 | 0 | 0 | 0 | 0 | 0 | 0 | 0 | 0 | 0 | 0 | 0 | 0 | 0 | 0 | 0 | 0 | 0 | 0 | 0 | 0 | 0 | 0 | 0 | 0 | 0 | 0 | 0 | 0 | 0 | 0 |  | 0 | 0 | 0 | 0 | 0 | 0 | 0 | 0 | 0 | 0 | 0 | 0 | 0 | 0 | 0 | 0 | 0 | 0 | 0 | 0 | 0 | 0 | 0 | 0 | 0 | 0 | 0 | 0 | 0 | 0 | 0 | 0 | 0 | 0 | 0 | 0 |  | 0 | 0 | 0 | 0 | 0 | 0 | 0 | 0 | 0 | 0 | 0 | 0 | 0 | 0 | 0 | 0 | 0 | 0 | 0 | 0 | 0 | 0 | 0 | 0 | 0 | 0 | 0 | 0 | 0 | 0 | 0 | 0 | 0 | 0 | 0 | 0 |  | 1 | 1 | 1 | 1 | 1 | 1 | 1 | 1 | 1 | 0
SCE Northern Area | Saugus | 230 | 0 | 0 | 0 | 0 | 0 | 0 | 0 | 0 | 0 | 0 | 0 | 0 | 0 | 0 | 0 | 0 | 0 | 0 | 0 | 0 |  | 0 | 0 | 0 | 0 | 0 | 0 | 0 | 0 | 0 | 0 | 0 | 0 | 0 | 0 | 0 | 0 | 0 | 0 | 0 | 0 | 0 | 0 | 0 | 0 | 0 | 0 | 0 | 0 | 0 | 0 | 0 | 0 | 0 | 0 | 0 | 0 |  | 0 | 0 | 0 | 0 | 0 | 0 | 0 | 0 | 0 | 0 | 0 | 0 | 0 | 0 | 0 | 0 | 0 | 0 | 0 | 0 | 0 | 0 | 0 | 0 | 0 | 0 | 0 | 0 | 0 | 0 | 0 | 0 | 0 | 0 | 0 | 0 |  | 0 | 0 | 0 | 0 | 0 | 0 | 0 | 0 | 0 | 0 | 0 | 0 | 0 | 0 | 0 | 0 | 0 | 0 | 0 | 0 | 0 | 0 | 0 | 0 | 0 | 0 | 0 | 0 | 0 | 0 | 0 | 0 | 0 | 0 | 0 | 0 |  | 0 | 0 | 0 | 0 | 0 | 0 | 0 | 0 | 0 | 0 | 0 | 0 | 0 | 0 | 60 | 0 | 0 | 1 | 0 | 0 | 0 | 0 | 0 | 0 | 0 | 0 | 0 | 0 | 0 | 0 | 0 | 0 | -2 | 0 | 0 | 1 |  | 1 | 1 | 1 | 1 | 1 | 1 | 1 | 1+ | 1 | 1
PG&E Fresno Study Area | Schindler | 115 | 0 | 0 | 0 | 0 | 0 | 0 | 0 | 0 | 0 | 0 | 0 | 2 | 0 | 0 | 0 | 0 | 0 | 0 | 0 | 1 |  | 0 | 0 | 0 | 0 | 0 | 0 | 0 | 0 | 0 | 0 | 0 | 0 | 0 | 0 | 0 | 0 | 0 | 0 | 0 | 0 | 0 | 0 | 0 | 0 | 0 | 0 | 0 | 0 | 2 | 0 | 0 | 0 | 0 | 0 | 0 | 1 |  | 0 | 0 | 0 | 0 | 0 | 0 | 0 | 0 | 0 | 0 | 2.16 | 0 | 0 | 60 | 60 | 0 | 0 | 1 | 0 | 0 | 0 | 0 | 0 | 0 | 0 | 0 | 0 | 0 | 0 | 0 | 0 | -2 | -2 | 0 | 0 | 1 |  | 0 | 0 | 0 | 0 | 0 | 0 | 0 | 0 | 0 | 0 | 2.16 | 0 | 0 | 60 | 60 | 0 | 0 | 1 | 0 | 0 | 0 | 0 | 0 | 0 | 0 | 0 | 0 | 0 | 0 | 0 | 0 | -2 | -2 | 0 | 0 | 1 |  | 0 | 0 | 0 | 0 | 0 | 0 | 0 | 0 | 0 | 0 | 2.16 | 0 | 0 | 60 | 60 | 0 | 0 | 1 | 0 | 0 | 0 | 0 | 0 | 0 | 0 | 0 | 0 | 0 | 0 | 0 | 0 | -2 | -2 | 0 | 0 | 1 |  | 1 | 1 | 1 | 1 | 1 | 1 | 1 | 4+ | 1 | 1
PG&E Greater Bay Study Area | Schulte | 115 | 0 | 0 | 0 | 0 | 0 | 0 | 0 | 0 | 0 | 0 | 0 | 0 | 0 | 0 | 0 | 0 | 0 | 0 | 0 | 0 |  | 0 | 0 | 0 | 0 | 0 | 0 | 0 | 0 | 0 | 0 | 0 | 0 | 0 | 0 | 0 | 0 | 0 | 0 | 0 | 0 | 0 | 0 | 0 | 0 | 0 | 0 | 0 | 0 | 0 | 0 | 0 | 0 | 0 | 0 | 0 | 0 |  | 0 | 0 | 0 | 0 | 0 | 0 | 0 | 0 | 0 | 0 | 0 | 0 | 0 | 0 | 0 | 0 | 0 | 0 | 0 | 0 | 0 | 0 | 0 | 0 | 0 | 0 | 0 | 0 | 0 | 0 | 0 | 0 | 0 | 0 | 0 | 0 |  | 0 | 0 | 0 | 0 | 0 | 0 | 0 | 0 | 0 | 0 | 0 | 0 | 0 | 0 | 0 | 0 | 0 | 0 | 0 | 0 | 0 | 0 | 0 | 0 | 0 | 0 | 0 | 0 | 0 | 0 | 0 | 0 | 0 | 0 | 0 | 0 |  | 0 | 0 | 0 | 0 | 0 | 0 | 0 | 0 | 0 | 0 | 0 | 0 | 0 | 0 | 676.12 | 0 | 0 | 1 | 0 | 0 | 0 | 0 | 0 | 0 | 0 | 0 | 0 | 0 | 0 | 0 | 0 | 0 | -2 | 0 | 0 | 1 |  | 1 | 1 | 1 | 1 | 1 | 1 | 1 | 1+ | 1 | 1
PG&E Kern Study Area | Semitropic | 115 | 0 | 0 | 0 | 0 | 0 | 0 | 0 | 0 | 0 | 0 | 0 | 0 | 0 | 0 | 0 | 0 | 0 | 0 | 0 | 0 |  | 0 | 0 | 0 | 0 | 0 | 0 | 0 | 0 | 0 | 0 | 0 | 0 | 0 | 0 | 0 | 0 | 0 | 0 | 0 | 0 | 0 | 0 | 0 | 0 | 0 | 0 | 0 | 0 | 0 | 0 | 0 | 0 | 0 | 0 | 0 | 0 |  | 0 | 0 | 0 | 0 | 0 | 0 | 0 | 0 | 0 | 0 | 0 | 0 | 0 | 0 | 0 | 0 | 0 | 0 | 0 | 0 | 0 | 0 | 0 | 0 | 0 | 0 | 0 | 0 | 0 | 0 | 0 | 0 | 0 | 0 | 0 | 0 |  | 0 | 0 | 0 | 0 | 0 | 0 | 0 | 0 | 0 | 0 | 0 | 0 | 0 | 0 | 0 | 0 | 0 | 0 | 0 | 0 | 0 | 0 | 0 | 0 | 0 | 0 | 0 | 0 | 0 | 0 | 0 | 0 | 0 | 0 | 0 | 0 |  | 0 | 0 | 0 | 0 | 0 | 0 | 0 | 0 | 0 | 0 | 0 | 0 | 0 | 0 | 0 | 0 | 0 | 0 | 0 | 0 | 0 | 0 | 0 | 0 | 0 | 0 | 0 | 0 | 0 | 0 | 0 | 0 | 0 | 0 | 0 | 0 |  | 1 | 1 | 1 | 1 | 1 | 1 | 1 | 1 | 1 | 0
SCE Metro Study Area | Serrano | 500 | 0 | 0 | 0 | 0 | 0 | 0 | 0 | 0 | 0 | 0 | 0 | 0 | 0 | 0 | 0 | 0 | 0 | 0 | 0 | 0 |  | 0 | 0 | 0 | 0 | 0 | 0 | 0 | 0 | 0 | 0 | 0 | 0 | 0 | 0 | 0 | 0 | 0 | 0 | 0 | 0 | 0 | 0 | 0 | 0 | 0 | 0 | 0 | 0 | 0 | 0 | 0 | 0 | 0 | 0 | 0 | 0 |  | 0 | 0 | 0 | 0 | 0 | 0 | 0 | 0 | 0 | 0 | 0 | 0 | 0 | 0 | 0 | 0 | 0 | 0 | 0 | 0 | 0 | 0 | 0 | 0 | 0 | 0 | 0 | 0 | 0 | 0 | 0 | 0 | 0 | 0 | 0 | 0 |  | 0 | 0 | 0 | 0 | 0 | 0 | 0 | 0 | 0 | 0 | 0 | 0 | 0 | 0 | 0 | 0 | 0 | 0 | 0 | 0 | 0 | 0 | 0 | 0 | 0 | 0 | 0 | 0 | 0 | 0 | 0 | 0 | 0 | 0 | 0 | 0 |  | 0 | 0 | 0 | 0 | 0 | 0 | 0 | 0 | 0 | 0 | 0 | 0 | 0 | 0 | 0 | 0 | 0 | 0 | 0 | 0 | 0 | 0 | 0 | 0 | 0 | 0 | 0 | 0 | 0 | 0 | 0 | 0 | 0 | 0 | 0 | 0 |  | 1 | 1 | 1 | 1 | 1 | 1 | 1 | 1 | 1 | 0
SCE Metro Study Area | Serrano | 230 | 0 | 0 | 0 | 0 | 0 | 0 | 0 | 0 | 0 | 0 | 0 | 0 | 0 | 0 | 0 | 0 | 0 | 0 | 0 | 0 |  | 0 | 0 | 0 | 0 | 0 | 0 | 0 | 0 | 0 | 0 | 0 | 0 | 0 | 0 | 0 | 0 | 0 | 0 | 0 | 0 | 0 | 0 | 0 | 0 | 0 | 0 | 0 | 0 | 0 | 0 | 0 | 0 | 0 | 0 | 0 | 0 |  | 0 | 0 | 0 | 0 | 0 | 0 | 0 | 0 | 0 | 0 | 0 | 0 | 0 | 0 | 0 | 0 | 0 | 0 | 0 | 0 | 0 | 0 | 0 | 0 | 0 | 0 | 0 | 0 | 0 | 0 | 0 | 0 | 0 | 0 | 0 | 0 |  | 0 | 0 | 0 | 0 | 0 | 0 | 0 | 0 | 0 | 0 | 0 | 0 | 0 | 0 | 0 | 0 | 0 | 0 | 0 | 0 | 0 | 0 | 0 | 0 | 0 | 0 | 0 | 0 | 0 | 0 | 0 | 0 | 0 | 0 | 0 | 0 |  | 0 | 0 | 0 | 0 | 0 | 0 | 0 | 0 | 0 | 0 | 0 | 0 | 0 | 0 | 300 | 0 | 0 | 1 | 0 | 0 | 0 | 0 | 0 | 0 | 0 | 0 | 0 | 0 | 0 | 0 | 0 | 0 | -2 | 0 | 0 | 1 |  | 1 | 1 | 1 | 1 | 1 | 1 | 1 | 1+ | 1 | 1
SDG&E Study Area | Shadowridge | 138 | 0 | 0 | 0 | 0 | 0 | 0 | 0 | 0 | 0 | 0 | 0 | 0 | 0 | 0 | 0 | 0 | 0 | 0 | 0 | 0 |  | 0 | 0 | 0 | 0 | 0 | 0 | 0 | 0 | 0 | 0 | 0 | 0 | 0 | 0 | 0 | 0 | 0 | 0 | 0 | 0 | 0 | 0 | 0 | 0 | 0 | 0 | 0 | 0 | 0 | 0 | 0 | 0 | 0 | 0 | 0 | 0 |  | 0 | 0 | 0 | 0 | 0 | 0 | 0 | 0 | 0 | 0 | 0 | 0 | 0 | 0 | 0 | 0 | 0 | 0 | 0 | 0 | 0 | 0 | 0 | 0 | 0 | 0 | 0 | 0 | 0 | 0 | 0 | 0 | 0 | 0 | 0 | 0 |  | 0 | 0 | 0 | 0 | 0 | 0 | 0 | 0 | 0 | 0 | 0 | 0 | 0 | 0 | 0 | 0 | 0 | 0 | 0 | 0 | 0 | 0 | 0 | 0 | 0 | 0 | 0 | 0 | 0 | 0 | 0 | 0 | 0 | 0 | 0 | 0 |  | 0 | 0 | 0 | 0 | 0 | 0 | 0 | 0 | 0 | 0 | 0 | 0 | 0 | 0 | 0 | 0 | 0 | 0 | 0 | 0 | 0 | 0 | 0 | 0 | 0 | 0 | 0 | 0 | 0 | 0 | 0 | 0 | 0 | 0 | 0 | 0 |  | 1 | 1 | 1 | 1 | 1 | 1 | 1 | 1 | 1 | 0
PG&E Kern Study Area | Shafter | 115 | 0 | 0 | 0 | 0 | 0 | 0 | 0 | 0 | 0 | 0 | 0 | 0 | 0 | 0 | 0 | 0 | 0 | 0 | 0 | 0 |  | 0 | 0 | 0 | 0 | 0 | 0 | 0 | 0 | 0 | 0 | 0 | 0 | 0 | 0 | 0 | 0 | 0 | 0 | 0 | 0 | 0 | 0 | 0 | 0 | 0 | 0 | 0 | 0 | 0 | 0 | 0 | 0 | 0 | 0 | 0 | 0 |  | 0 | 0 | 0 | 0 | 0 | 0 | 0 | 0 | 0 | 0 | 0 | 0 | 0 | 0 | 0 | 0 | 0 | 0 | 0 | 0 | 0 | 0 | 0 | 0 | 0 | 0 | 0 | 0 | 0 | 0 | 0 | 0 | 0 | 0 | 0 | 0 |  | 0 | 0 | 0 | 0 | 0 | 0 | 0 | 0 | 0 | 0 | 0 | 0 | 0 | 0 | 0 | 0 | 0 | 0 | 0 | 0 | 0 | 0 | 0 | 0 | 0 | 0 | 0 | 0 | 0 | 0 | 0 | 0 | 0 | 0 | 0 | 0 |  | 0 | 0 | 0 | 0 | 0 | 0 | 0 | 0 | 0 | 0 | 0 | 0 | 102.254 | 0 | 101.7635 | 0 | 0 | 1 | 0 | 0 | 0 | 0 | 0 | 0 | 0 | 0 | 0 | 0 | 0 | 0 | -2 | 0 | -2 | 0 | 0 | 1 |  | 1 | 1 | 1 | 1 | 1 | 1 | 1+ | 1+ | 1 | 1
PG&E North of Greater Bay Study Area | Shiloh II | 230 | 0 | 0 | 0 | 0 | 0 | 0 | 0 | 0 | 0 | 0 | 0 | 0 | 0 | 0 | 0 | 0 | 0 | 0 | 0 | 0 |  | 0 | 0 | 0 | 0 | 0 | 0 | 0 | 0 | 0 | 0 | 0 | 0 | 0 | 0 | 0 | 0 | 0 | 0 | 0 | 0 | 0 | 0 | 0 | 0 | 0 | 0 | 0 | 0 | 0 | 0 | 0 | 0 | 0 | 0 | 0 | 0 |  | 0 | 0 | 0 | 0 | 0 | 0 | 0 | 0 | 0 | 0 | 0 | 0 | 0 | 0 | 0 | 0 | 0 | 0 | 0 | 0 | 0 | 0 | 0 | 0 | 0 | 0 | 0 | 0 | 0 | 0 | 0 | 0 | 0 | 0 | 0 | 0 |  | 0 | 0 | 0 | 0 | 0 | 0 | 0 | 0 | 0 | 0 | 0 | 0 | 0 | 0 | 0 | 0 | 0 | 0 | 0 | 0 | 0 | 0 | 0 | 0 | 0 | 0 | 0 | 0 | 0 | 0 | 0 | 0 | 0 | 0 | 0 | 0 |  | 0 | 0 | 0 | 0 | 0 | 0 | 0 | 0 | 0 | 0 | 0 | 0 | 0 | 0 | 0 | 0 | 0 | 0 | 0 | 0 | 0 | 0 | 0 | 0 | 0 | 0 | 0 | 0 | 0 | 0 | 0 | 0 | 0 | 0 | 0 | 0 |  | 1 | 1 | 1 | 1 | 1 | 1 | 1 | 1 | 1 | 0
PG&E North of Greater Bay Study Area | Silverado | 115 | 0 | 0 | 0 | 0 | 0 | 0 | 0 | 0 | 0 | 0 | 0 | 0 | 0 | 0 | 0 | 0 | 0 | 0 | 0 | 0 |  | 0 | 0 | 0 | 0 | 0 | 0 | 0 | 0 | 0 | 0 | 0 | 0 | 0 | 0 | 0 | 0 | 0 | 0 | 0 | 0 | 0 | 0 | 0 | 0 | 0 | 0 | 0 | 0 | 0 | 0 | 0 | 0 | 0 | 0 | 0 | 0 |  | 0 | 0 | 0 | 0 | 0 | 0 | 0 | 0 | 0 | 0 | 0 | 0 | 0 | 0 | 0 | 0 | 0 | 0 | 0 | 0 | 0 | 0 | 0 | 0 | 0 | 0 | 0 | 0 | 0 | 0 | 0 | 0 | 0 | 0 | 0 | 0 |  | 0 | 0 | 0 | 0 | 0 | 0 | 0 | 0 | 0 | 0 | 0 | 0 | 0 | 0 | 0 | 0 | 0 | 0 | 0 | 0 | 0 | 0 | 0 | 0 | 0 | 0 | 0 | 0 | 0 | 0 | 0 | 0 | 0 | 0 | 0 | 0 |  | 0 | 0 | 0 | 0 | 0 | 0 | 0 | 0 | 0 | 0 | 0 | 0 | 0 | 0 | 0 | 0 | 0 | 0 | 0 | 0 | 0 | 0 | 0 | 0 | 0 | 0 | 0 | 0 | 0 | 0 | 0 | 0 | 0 | 0 | 0 | 0 |  | 1 | 1 | 1 | 1 | 1 | 1 | 1 | 1 | 1 | 0
SDG&E Study Area | Silvergate | 230 | 0 | 0 | 0 | 0 | 0 | 0 | 0 | 0 | 0 | 0 | 0 | 0 | 0 | 0 | 0 | 0 | 0 | 0 | 0 | 0 |  | 0 | 0 | 0 | 0 | 0 | 0 | 0 | 0 | 0 | 0 | 0 | 0 | 0 | 0 | 0 | 0 | 0 | 0 | 0 | 0 | 0 | 0 | 0 | 0 | 0 | 0 | 0 | 0 | 0 | 0 | 0 | 0 | 0 | 0 | 0 | 0 |  | 0 | 0 | 0 | 0 | 0 | 0 | 0 | 0 | 0 | 0 | 0 | 0 | 0 | 0 | 0 | 0 | 0 | 0 | 0 | 0 | 0 | 0 | 0 | 0 | 0 | 0 | 0 | 0 | 0 | 0 | 0 | 0 | 0 | 0 | 0 | 0 |  | 0 | 0 | 0 | 0 | 0 | 0 | 0 | 0 | 0 | 0 | 0 | 0 | 0 | 0 | 0 | 0 | 0 | 0 | 0 | 0 | 0 | 0 | 0 | 0 | 0 | 0 | 0 | 0 | 0 | 0 | 0 | 0 | 0 | 0 | 0 | 0 |  | 0 | 0 | 0 | 0 | 0 | 0 | 0 | 0 | 0 | 0 | 0 | 0 | 0 | 0 | 213.5487 | 0 | 0 | 1 | 0 | 0 | 0 | 0 | 0 | 0 | 0 | 0 | 0 | 0 | 0 | 0 | 0 | 0 | -2 | 0 | 0 | 1 |  | 1 | 1 | 1 | 1 | 1 | 1 | 1 | 1+ | 1 | 1
PG&E Kern Study Area | Sisquoc | 115 | 0 | 0 | 0 | 0 | 0 | 0 | 0 | 0 | 0 | 0 | 0 | 0 | 0 | 0 | 0 | 0 | 0 | 0 | 0 | 0 |  | 0 | 0 | 0 | 0 | 0 | 0 | 0 | 0 | 0 | 0 | 0 | 0 | 0 | 0 | 0 | 0 | 0 | 0 | 0 | 0 | 0 | 0 | 0 | 0 | 0 | 0 | 0 | 0 | 0 | 0 | 0 | 0 | 0 | 0 | 0 | 0 |  | 0 | 0 | 0 | 0 | 0 | 0 | 0 | 0 | 0 | 0 | 0 | 0 | 0 | 0 | 0 | 0 | 0 | 0 | 0 | 0 | 0 | 0 | 0 | 0 | 0 | 0 | 0 | 0 | 0 | 0 | 0 | 0 | 0 | 0 | 0 | 0 |  | 0 | 0 | 0 | 0 | 0 | 0 | 0 | 0 | 0 | 0 | 0 | 0 | 0 | 0 | 0 | 0 | 0 | 0 | 0 | 0 | 0 | 0 | 0 | 0 | 0 | 0 | 0 | 0 | 0 | 0 | 0 | 0 | 0 | 0 | 0 | 0 |  | 0 | 0 | 0 | 0 | 0 | 0 | 0 | 0 | 0 | 0 | 0 | 0 | 0 | 0 | 0 | 0 | 0 | 0 | 0 | 0 | 0 | 0 | 0 | 0 | 0 | 0 | 0 | 0 | 0 | 0 | 0 | 0 | 0 | 0 | 0 | 0 |  | 1 | 1 | 1 | 1 | 1 | 1 | 1 | 1 | 1 | 0
East of Pisgah Study Area | Sloan Canyon | 230 | 0 | 0 | 410 | 0 | 410 | 0 | 0 | 0 | 0 | 0 | 0 | 0 | 0 | 0 | 0 | 0 | 100 | 100 | 0 | 1 |  | 0 | 0 | 0 | 0 | 0 | 0 | 0 | 0 | 0 | 0 | 0 | 0 | 0 | 0 | 0 | 0 | 0 | 0 | 0 | 0 | 0 | 0 | 2 | 2 | 0 | 0 | 0 | 0 | 0 | 0 | 0 | 2 | 2 | 0 | 0 | 1 |  | 0 | 0 | 0 | 0 | 61.9973 | 310 | 0 | 0 | 0 | 0 | 0 | 0 | 0 | 95 | 95 | 0 | 0 | 1 | 0 | 0 | 0 | 0 | 2 | 1 | 0 | 0 | 0 | 0 | 0 | 0 | 0 | 0 | 0 | 0 | 0 | 1 |  | 0 | 0 | 0 | 0 | 61.9973 | 310 | 0 | 0 | 0 | 0 | 0 | 0 | 0 | 95 | 95 | 0 | 0 | 1 | 0 | 0 | 0 | 0 | 2 | 1 | 0 | 0 | 0 | 0 | 0 | 0 | 0 | 0 | 0 | 0 | 0 | 1 |  | 0 | 0 | 0 | 0 | 61.9973 | 310 | 0 | 0 | 0 | 0 | 0 | 0 | 0 | 95 | 95 | 0 | 0 | 1 | 0 | 0 | 0 | 0 | 2 | 1 | 0 | 0 | 0 | 0 | 0 | 0 | 0 | 0 | 0 | 0 | 0 | 1 |  | 1 | 1 | 4- | 1 | 1 | 1 | 1 | 1 | 1 | 1
PG&E Kern Study Area | Smyrna | 115 | 0 | 0 | 0 | 0 | 0 | 0 | 0 | 0 | 0 | 0 | 0 | 6.1 | 0 | 0 | 0 | 0 | 0 | 0 | 0 | 1 |  | 0 | 0 | 0 | 0 | 0 | 0 | 0 | 0 | 0 | 0 | 0 | 0 | 0 | 0 | 0 | 0 | 0 | 0 | 0 | 0 | 0 | 0 | 0 | 0 | 0 | 0 | 0 | 0 | 2 | 0 | 0 | 0 | 0 | 0 | 0 | 1 |  | 0 | 0 | 0 | 0 | 0 | 0 | 0 | 0 | 0 | 0 | 6.125 | 0 | 0 | 0 | 0 | 0 | 0 | 1 | 0 | 0 | 0 | 0 | 0 | 0 | 0 | 0 | 0 | 0 | 0 | 0 | 0 | 0 | 0 | 0 | 0 | 0 |  | 0 | 0 | 0 | 0 | 0 | 0 | 0 | 0 | 0 | 0 | 6.125 | 0 | 0 | 0 | 0 | 0 | 0 | 1 | 0 | 0 | 0 | 0 | 0 | 0 | 0 | 0 | 0 | 0 | 0 | 0 | 0 | 0 | 0 | 0 | 0 | 0 |  | 0 | 0 | 0 | 0 | 0 | 0 | 0 | 0 | 0 | 0 | 6.125 | 0 | 0 | 0 | 0 | 0 | 0 | 1 | 0 | 0 | 0 | 0 | 0 | 0 | 0 | 0 | 0 | 0 | 0 | 0 | 0 | 0 | 0 | 0 | 0 | 0 |  | 1 | 1 | 1 | 1 | 1 | 1 | 1 | 1 | 1 | 0
PG&E Greater Bay Study Area | Sobrante | 115 | 0 | 0 | 0 | 0 | 0 | 0 | 0 | 0 | 0 | 0 | 0 | 5 | 0 | 0 | 0 | 0 | 0 | 0 | 0 | 1 |  | 0 | 0 | 0 | 0 | 0 | 0 | 0 | 0 | 0 | 0 | 0 | 0 | 0 | 0 | 0 | 0 | 0 | 0 | 0 | 0 | 0 | 0 | 0 | 0 | 0 | 0 | 0 | 0 | 2 | 0 | 0 | 0 | 0 | 0 | 0 | 1 |  | 0 | 0 | 0 | 0 | 0 | 0 | 0 | 0 | 0 | 0 | 5 | 0 | 0 | 0 | 0 | 0 | 0 | 1 | 0 | 0 | 0 | 0 | 0 | 0 | 0 | 0 | 0 | 0 | 0 | 0 | 0 | 0 | 0 | 0 | 0 | 0 |  | 0 | 0 | 0 | 0 | 0 | 0 | 0 | 0 | 0 | 0 | 5 | 0 | 0 | 0 | 0 | 0 | 0 | 1 | 0 | 0 | 0 | 0 | 0 | 0 | 0 | 0 | 0 | 0 | 0 | 0 | 0 | 0 | 0 | 0 | 0 | 0 |  | 0 | 0 | 0 | 0 | 0 | 0 | 0 | 0 | 0 | 0 | 5 | 0 | 0 | 0 | 0 | 0 | 0 | 1 | 0 | 0 | 0 | 0 | 0 | 0 | 0 | 0 | 0 | 0 | 0 | 0 | 0 | 0 | 0 | 0 | 0 | 0 |  | 1 | 1 | 1 | 1 | 1 | 1 | 1 | 1 | 1 | 0
PG&E Kern Study Area | Solar SS | 230 | 0 | 0 | 0 | 0 | 0 | 0 | 0 | 0 | 0 | 0 | 0 | 0 | 0 | 0 | 0 | 0 | 0 | 0 | 0 | 0 |  | 0 | 0 | 0 | 0 | 0 | 0 | 0 | 0 | 0 | 0 | 0 | 0 | 0 | 0 | 0 | 0 | 0 | 0 | 0 | 0 | 0 | 0 | 0 | 0 | 0 | 0 | 0 | 0 | 0 | 0 | 0 | 0 | 0 | 0 | 0 | 0 |  | 0 | 0 | 0 | 0 | 0 | 0 | 0 | 0 | 0 | 0 | 0 | 0 | 0 | 0 | 0 | 0 | 0 | 0 | 0 | 0 | 0 | 0 | 0 | 0 | 0 | 0 | 0 | 0 | 0 | 0 | 0 | 0 | 0 | 0 | 0 | 0 |  | 0 | 0 | 0 | 0 | 0 | 0 | 0 | 0 | 0 | 0 | 0 | 0 | 0 | 0 | 0 | 0 | 0 | 0 | 0 | 0 | 0 | 0 | 0 | 0 | 0 | 0 | 0 | 0 | 0 | 0 | 0 | 0 | 0 | 0 | 0 | 0 |  | 0 | 0 | 0 | 0 | 0 | 0 | 0 | 0 | 0 | 0 | 0 | 0 | 0 | 0 | 0 | 0 | 0 | 0 | 0 | 0 | 0 | 0 | 0 | 0 | 0 | 0 | 0 | 0 | 0 | 0 | 0 | 0 | 0 | 0 | 0 | 0 |  | 1 | 1 | 1 | 1 | 1 | 1 | 1 | 1 | 1 | 0
SCE Northern Area | Springville | 230 | 0 | 0 | 0 | 0 | 0 | 0 | 0 | 0 | 0 | 0 | 0 | 0 | 0 | 0 | 0 | 0 | 0 | 0 | 0 | 0 |  | 0 | 0 | 0 | 0 | 0 | 0 | 0 | 0 | 0 | 0 | 0 | 0 | 0 | 0 | 0 | 0 | 0 | 0 | 0 | 0 | 0 | 0 | 0 | 0 | 0 | 0 | 0 | 0 | 0 | 0 | 0 | 0 | 0 | 0 | 0 | 0 |  | 0 | 0 | 0 | 0 | 0 | 0 | 0 | 0 | 0 | 0 | 0 | 0 | 0 | 0 | 0 | 0 | 0 | 0 | 0 | 0 | 0 | 0 | 0 | 0 | 0 | 0 | 0 | 0 | 0 | 0 | 0 | 0 | 0 | 0 | 0 | 0 |  | 0 | 0 | 0 | 0 | 0 | 0 | 0 | 0 | 0 | 0 | 0 | 0 | 0 | 0 | 0 | 0 | 0 | 0 | 0 | 0 | 0 | 0 | 0 | 0 | 0 | 0 | 0 | 0 | 0 | 0 | 0 | 0 | 0 | 0 | 0 | 0 |  | 0 | 0 | 0 | 0 | 0 | 0 | 0 | 0 | 0 | 0 | 0 | 0 | 518.32 | 0 | 733.9 | 0 | 0 | 1 | 0 | 0 | 0 | 0 | 0 | 0 | 0 | 0 | 0 | 0 | 0 | 0 | -2 | 0 | -2 | 0 | 0 | 1 |  | 1 | 1 | 1 | 1 | 1 | 1 | 1+ | 1+ | 1 | 1
PG&E Greater Bay Study Area | Stagg | 230 | 0 | 0 | 0 | 0 | 0 | 0 | 0 | 0 | 0 | 0 | 0 | 0 | 0 | 0 | 0 | 0 | 0 | 0 | 0 | 0 |  | 0 | 0 | 0 | 0 | 0 | 0 | 0 | 0 | 0 | 0 | 0 | 0 | 0 | 0 | 0 | 0 | 0 | 0 | 0 | 0 | 0 | 0 | 0 | 0 | 0 | 0 | 0 | 0 | 0 | 0 | 0 | 0 | 0 | 0 | 0 | 0 |  | 0 | 0 | 0 | 0 | 0 | 0 | 0 | 0 | 0 | 0 | 0 | 0 | 0 | 0 | 20 | 0 | 0 | 1 | 0 | 0 | 0 | 0 | 0 | 0 | 0 | 0 | 0 | 0 | 0 | 0 | 0 | 0 | -2 | 0 | 0 | 1 |  | 0 | 0 | 0 | 0 | 0 | 0 | 0 | 0 | 0 | 0 | 0 | 0 | 0 | 0 | 20 | 0 | 0 | 1 | 0 | 0 | 0 | 0 | 0 | 0 | 0 | 0 | 0 | 0 | 0 | 0 | 0 | 0 | -2 | 0 | 0 | 1 |  | 0 | 0 | 0 | 0 | 0 | 0 | 0 | 0 | 0 | 0 | 0 | 0 | 0 | 0 | 20 | 0 | 0 | 1 | 0 | 0 | 0 | 0 | 0 | 0 | 0 | 0 | 0 | 0 | 0 | 0 | 0 | 0 | -2 | 0 | 0 | 1 |  | 1 | 1 | 1 | 1 | 1 | 1 | 1 | 4+ | 1 | 1
PG&E Greater Bay Study Area | Std Oil | 115 | 0 | 0 | 0 | 0 | 0 | 0 | 0 | 0 | 0 | 0 | 0 | 0 | 0 | 0 | 0 | 0 | 0 | 0 | 0 | 0 |  | 0 | 0 | 0 | 0 | 0 | 0 | 0 | 0 | 0 | 0 | 0 | 0 | 0 | 0 | 0 | 0 | 0 | 0 | 0 | 0 | 0 | 0 | 0 | 0 | 0 | 0 | 0 | 0 | 0 | 0 | 0 | 0 | 0 | 0 | 0 | 0 |  | 0 | 0 | 0 | 0 | 0 | 0 | 0 | 0 | 0 | 0 | 0 | 0 | 0 | 0 | 0 | 0 | 0 | 0 | 0 | 0 | 0 | 0 | 0 | 0 | 0 | 0 | 0 | 0 | 0 | 0 | 0 | 0 | 0 | 0 | 0 | 0 |  | 0 | 0 | 0 | 0 | 0 | 0 | 0 | 0 | 0 | 0 | 0 | 0 | 0 | 0 | 0 | 0 | 0 | 0 | 0 | 0 | 0 | 0 | 0 | 0 | 0 | 0 | 0 | 0 | 0 | 0 | 0 | 0 | 0 | 0 | 0 | 0 |  | 0 | 0 | 0 | 0 | 0 | 0 | 0 | 0 | 0 | 0 | 0 | 0 | 0 | 0 | 0 | 0 | 0 | 0 | 0 | 0 | 0 | 0 | 0 | 0 | 0 | 0 | 0 | 0 | 0 | 0 | 0 | 0 | 0 | 0 | 0 | 0 |  | 1 | 1 | 1 | 1 | 1 | 1 | 1 | 1 | 1 | 0
PG&E Kern Study Area | Stockdale | 230 | 0 | 0 | 0 | 0 | 0 | 0 | 0 | 0 | 0 | 0 | 0 | 0 | 0 | 0 | 0 | 0 | 0 | 0 | 0 | 0 |  | 0 | 0 | 0 | 0 | 0 | 0 | 0 | 0 | 0 | 0 | 0 | 0 | 0 | 0 | 0 | 0 | 0 | 0 | 0 | 0 | 0 | 0 | 0 | 0 | 0 | 0 | 0 | 0 | 0 | 0 | 0 | 0 | 0 | 0 | 0 | 0 |  | 0 | 0 | 0 | 0 | 0 | 0 | 0 | 0 | 0 | 0 | 0 | 0 | 0 | 0 | 0 | 0 | 0 | 0 | 0 | 0 | 0 | 0 | 0 | 0 | 0 | 0 | 0 | 0 | 0 | 0 | 0 | 0 | 0 | 0 | 0 | 0 |  | 0 | 0 | 0 | 0 | 0 | 0 | 0 | 0 | 0 | 0 | 0 | 0 | 0 | 0 | 0 | 0 | 0 | 0 | 0 | 0 | 0 | 0 | 0 | 0 | 0 | 0 | 0 | 0 | 0 | 0 | 0 | 0 | 0 | 0 | 0 | 0 |  | 0 | 0 | 0 | 0 | 0 | 0 | 0 | 0 | 0 | 0 | 0 | 0 | 0 | 0 | 0 | 0 | 0 | 0 | 0 | 0 | 0 | 0 | 0 | 0 | 0 | 0 | 0 | 0 | 0 | 0 | 0 | 0 | 0 | 0 | 0 | 0 |  | 1 | 1 | 1 | 1 | 1 | 1 | 1 | 1 | 1 | 0
PG&E Kern Study Area | Stockdale | 115 | 0 | 0 | 0 | 0 | 0 | 0 | 0 | 0 | 0 | 0 | 0 | 1.7 | 0 | 0 | 0 | 0 | 0 | 0 | 0 | 1 |  | 0 | 0 | 0 | 0 | 0 | 0 | 0 | 0 | 0 | 0 | 0 | 0 | 0 | 0 | 0 | 0 | 0 | 0 | 0 | 0 | 0 | 0 | 0 | 0 | 0 | 0 | 0 | 0 | 2 | 0 | 0 | 0 | 0 | 0 | 0 | 1 |  | 0 | 0 | 0 | 0 | 0 | 0 | 0 | 0 | 0 | 0 | 1.712 | 0 | 0 | 0 | 0 | 0 | 0 | 1 | 0 | 0 | 0 | 0 | 0 | 0 | 0 | 0 | 0 | 0 | 0 | 0 | 0 | 0 | 0 | 0 | 0 | 0 |  | 0 | 0 | 0 | 0 | 0 | 0 | 0 | 0 | 0 | 0 | 1.712 | 0 | 0 | 0 | 0 | 0 | 0 | 1 | 0 | 0 | 0 | 0 | 0 | 0 | 0 | 0 | 0 | 0 | 0 | 0 | 0 | 0 | 0 | 0 | 0 | 0 |  | 0 | 0 | 0 | 0 | 0 | 0 | 0 | 0 | 0 | 0 | 1.712 | 0 | 0 | 0 | 0 | 0 | 0 | 1 | 0 | 0 | 0 | 0 | 0 | 0 | 0 | 0 | 0 | 0 | 0 | 0 | 0 | 0 | 0 | 0 | 0 | 0 |  | 1 | 1 | 1 | 1 | 1 | 1 | 1 | 1 | 1 | 0
PG&E Fresno Study Area | Storey | 230 | 0 | 0 | 0 | 0 | 0 | 0 | 0 | 0 | 0 | 0 | 0 | 0 | 0 | 0 | 0 | 0 | 0 | 0 | 0 | 0 |  | 0 | 0 | 0 | 0 | 0 | 0 | 0 | 0 | 0 | 0 | 0 | 0 | 0 | 0 | 0 | 0 | 0 | 0 | 0 | 0 | 0 | 0 | 0 | 0 | 0 | 0 | 0 | 0 | 0 | 0 | 0 | 0 | 0 | 0 | 0 | 0 |  | 0 | 0 | 0 | 0 | 0 | 0 | 0 | 0 | 0 | 0 | 1.5 | 0 | 0 | 0 | 0 | 0 | 0 | 1 | 0 | 0 | 0 | 0 | 0 | 0 | 0 | 0 | 0 | 0 | -2 | 0 | 0 | 0 | 0 | 0 | 0 | 1 |  | 0 | 0 | 0 | 0 | 0 | 0 | 0 | 0 | 0 | 0 | 1.5 | 0 | 0 | 0 | 0 | 0 | 0 | 1 | 0 | 0 | 0 | 0 | 0 | 0 | 0 | 0 | 0 | 0 | -2 | 0 | 0 | 0 | 0 | 0 | 0 | 1 |  | 0 | 0 | 0 | 0 | 0 | 0 | 0 | 0 | 0 | 0 | 1.5 | 0 | 0 | 0 | 0 | 0 | 0 | 1 | 0 | 0 | 0 | 0 | 0 | 0 | 0 | 0 | 0 | 0 | -2 | 0 | 0 | 0 | 0 | 0 | 0 | 1 |  | 1 | 1 | 1 | 1 | 1 | 4+ | 1 | 1 | 1 | 1
PG&E North of Greater Bay Study Area | Summit | 115 | 0 | 0 | 0 | 0 | 0 | 0 | 0 | 0 | 0 | 0 | 0 | 0 | 0 | 0 | 0 | 0 | 0 | 0 | 0 | 0 |  | 0 | 0 | 0 | 0 | 0 | 0 | 0 | 0 | 0 | 0 | 0 | 0 | 0 | 0 | 0 | 0 | 0 | 0 | 0 | 0 | 0 | 0 | 0 | 0 | 0 | 0 | 0 | 0 | 0 | 0 | 0 | 0 | 0 | 0 | 0 | 0 |  | 0 | 0 | 0 | 0 | 0 | 0 | 0 | 0 | 0 | 0 | 0 | 0 | 0 | 0 | 0 | 0 | 0 | 0 | 0 | 0 | 0 | 0 | 0 | 0 | 0 | 0 | 0 | 0 | 0 | 0 | 0 | 0 | 0 | 0 | 0 | 0 |  | 0 | 0 | 0 | 0 | 0 | 0 | 0 | 0 | 0 | 0 | 0 | 0 | 0 | 0 | 0 | 0 | 0 | 0 | 0 | 0 | 0 | 0 | 0 | 0 | 0 | 0 | 0 | 0 | 0 | 0 | 0 | 0 | 0 | 0 | 0 | 0 |  | 0 | 0 | 0 | 0 | 0 | 0 | 0 | 0 | 0 | 0 | 0 | 0 | 0 | 0 | 0 | 0 | 0 | 0 | 0 | 0 | 0 | 0 | 0 | 0 | 0 | 0 | 0 | 0 | 0 | 0 | 0 | 0 | 0 | 0 | 0 | 0 |  | 1 | 1 | 1 | 1 | 1 | 1 | 1 | 1 | 1 | 0
SDG&E Study Area | Suncrest | 500 | 0 | 0 | 0 | 0 | 0 | 0 | 0 | 0 | 0 | 0 | 0 | 0 | 0 | 0 | 0 | 0 | 0 | 0 | 0 | 0 |  | 0 | 0 | 0 | 0 | 0 | 0 | 0 | 0 | 0 | 0 | 0 | 0 | 0 | 0 | 0 | 0 | 0 | 0 | 0 | 0 | 0 | 0 | 0 | 0 | 0 | 0 | 0 | 0 | 0 | 0 | 0 | 0 | 0 | 0 | 0 | 0 |  | 0 | 0 | 0 | 0 | 0 | 0 | 0 | 0 | 0 | 0 | 0 | 0 | 0 | 0 | 0 | 0 | 0 | 0 | 0 | 0 | 0 | 0 | 0 | 0 | 0 | 0 | 0 | 0 | 0 | 0 | 0 | 0 | 0 | 0 | 0 | 0 |  | 0 | 0 | 0 | 0 | 0 | 0 | 0 | 0 | 0 | 0 | 0 | 0 | 0 | 0 | 0 | 0 | 0 | 0 | 0 | 0 | 0 | 0 | 0 | 0 | 0 | 0 | 0 | 0 | 0 | 0 | 0 | 0 | 0 | 0 | 0 | 0 |  | 0 | 0 | 0 | 0 | 0 | 0 | 0 | 0 | 0 | 0 | 0 | 0 | 0 | 0 | 0 | 0 | 0 | 0 | 0 | 0 | 0 | 0 | 0 | 0 | 0 | 0 | 0 | 0 | 0 | 0 | 0 | 0 | 0 | 0 | 0 | 0 |  | 1 | 1 | 1 | 1 | 1 | 1 | 1 | 1 | 1 | 0
SDG&E Study Area | Suncrest | 230 | 0 | 0 | 0 | 0 | 0 | 0 | 0 | 0 | 0 | 0 | 0 | 0 | 0 | 0 | 0 | 0 | 0 | 0 | 0 | 0 |  | 0 | 0 | 0 | 0 | 0 | 0 | 0 | 0 | 0 | 0 | 0 | 0 | 0 | 0 | 0 | 0 | 0 | 0 | 0 | 0 | 0 | 0 | 0 | 0 | 0 | 0 | 0 | 0 | 0 | 0 | 0 | 0 | 0 | 0 | 0 | 0 |  | 0 | 0 | 0 | 0 | 0 | 0 | 0 | 0 | 0 | 0 | 0 | 0 | 0 | 0 | 0 | 0 | 0 | 0 | 0 | 0 | 0 | 0 | 0 | 0 | 0 | 0 | 0 | 0 | 0 | 0 | 0 | 0 | 0 | 0 | 0 | 0 |  | 0 | 0 | 0 | 0 | 0 | 0 | 0 | 0 | 0 | 0 | 0 | 0 | 0 | 0 | 0 | 0 | 0 | 0 | 0 | 0 | 0 | 0 | 0 | 0 | 0 | 0 | 0 | 0 | 0 | 0 | 0 | 0 | 0 | 0 | 0 | 0 |  | 0 | 0 | 0 | 0 | 0 | 0 | 0 | 0 | 0 | 0 | 0 | 0 | 0 | 0 | 312.96 | 0 | 0 | 1 | 0 | 0 | 0 | 0 | 0 | 0 | 0 | 0 | 0 | 0 | 0 | 0 | 0 | 0 | -2 | 0 | 0 | 1 |  | 1 | 1 | 1 | 1 | 1 | 1 | 1 | 1+ | 1 | 1
SDG&E Study Area | New Sub - Suncrest - Ocotillo (Proposed) | 500 | 0 | 0 | 400 | 100 | 500 | 0 | 0 | 0 | 0 | 0 | 0 | 0 | 0 | 0 | 0 | 0 | 0 | 0 | 0 | 1 |  | 0 | 0 | 0 | 0 | 0 | 0 | 0 | 0 | 0 | 0 | 0 | 0 | 0 | 0 | 0 | 0 | 0 | 0 | 0 | 0 | 0 | 0 | 2 | 2 | 0 | 0 | 0 | 0 | 0 | 0 | 0 | 0 | 0 | 0 | 0 | 1 |  | 0 | 0 | 0 | 0 | 0 | 400 | 0 | 0 | 0 | 0 | 0 | 0 | 0 | 0 | 0 | 0 | 0 | 1 | 0 | 0 | 0 | 0 | 2 | 1 | 0 | 0 | 0 | 0 | 0 | 0 | 0 | 0 | 0 | 0 | 0 | 1 |  | 0 | 0 | 0 | 0 | 0 | 400 | 0 | 0 | 0 | 0 | 0 | 0 | 0 | 0 | 0 | 0 | 0 | 1 | 0 | 0 | 0 | 0 | 2 | 1 | 0 | 0 | 0 | 0 | 0 | 0 | 0 | 0 | 0 | 0 | 0 | 1 |  | 0 | 0 | 0 | 0 | 0 | 505.8 | 0 | 0 | 0 | 0 | 0 | 0 | 0 | 0 | 313.9193 | 0 | 0 | 1 | 0 | 0 | 0 | 0 | 2 | 0 | 0 | 0 | 0 | 0 | 0 | 0 | 0 | 0 | -2 | 0 | 0 | 1 |  | 1 | 1 | 3- | 1 | 1 | 1 | 1 | 1+ | 1 | 1
PG&E Kern Study Area | Sunset | 230 | 0 | 0 | 0 | 0 | 0 | 0 | 0 | 0 | 0 | 0 | 0 | 0 | 0 | 0 | 0 | 0 | 0 | 0 | 0 | 0 |  | 0 | 0 | 0 | 0 | 0 | 0 | 0 | 0 | 0 | 0 | 0 | 0 | 0 | 0 | 0 | 0 | 0 | 0 | 0 | 0 | 0 | 0 | 0 | 0 | 0 | 0 | 0 | 0 | 0 | 0 | 0 | 0 | 0 | 0 | 0 | 0 |  | 0 | 0 | 0 | 0 | 0 | 0 | 0 | 0 | 0 | 0 | 0 | 0 | 0 | 0 | 0 | 0 | 0 | 0 | 0 | 0 | 0 | 0 | 0 | 0 | 0 | 0 | 0 | 0 | 0 | 0 | 0 | 0 | 0 | 0 | 0 | 0 |  | 0 | 0 | 0 | 0 | 0 | 0 | 0 | 0 | 0 | 0 | 0 | 0 | 0 | 0 | 0 | 0 | 0 | 0 | 0 | 0 | 0 | 0 | 0 | 0 | 0 | 0 | 0 | 0 | 0 | 0 | 0 | 0 | 0 | 0 | 0 | 0 |  | 0 | 0 | 0 | 0 | 0 | 0 | 0 | 0 | 0 | 0 | 0 | 0 | 0 | 0 | 0 | 0 | 0 | 0 | 0 | 0 | 0 | 0 | 0 | 0 | 0 | 0 | 0 | 0 | 0 | 0 | 0 | 0 | 0 | 0 | 0 | 0 |  | 1 | 1 | 1 | 1 | 1 | 1 | 1 | 1 | 1 | 0
PG&E Kern Study Area | Surf | 115 | 0 | 0 | 0 | 0 | 0 | 0 | 0 | 0 | 0 | 0 | 0 | 0 | 0 | 0 | 0 | 0 | 0 | 0 | 0 | 0 |  | 0 | 0 | 0 | 0 | 0 | 0 | 0 | 0 | 0 | 0 | 0 | 0 | 0 | 0 | 0 | 0 | 0 | 0 | 0 | 0 | 0 | 0 | 0 | 0 | 0 | 0 | 0 | 0 | 0 | 0 | 0 | 0 | 0 | 0 | 0 | 0 |  | 0 | 0 | 0 | 0 | 0 | 0 | 0 | 0 | 0 | 0 | 0 | 0 | 0 | 0 | 0 | 0 | 0 | 0 | 0 | 0 | 0 | 0 | 0 | 0 | 0 | 0 | 0 | 0 | 0 | 0 | 0 | 0 | 0 | 0 | 0 | 0 |  | 0 | 0 | 0 | 0 | 0 | 0 | 0 | 0 | 0 | 0 | 0 | 0 | 0 | 0 | 0 | 0 | 0 | 0 | 0 | 0 | 0 | 0 | 0 | 0 | 0 | 0 | 0 | 0 | 0 | 0 | 0 | 0 | 0 | 0 | 0 | 0 |  | 0 | 0 | 0 | 0 | 0 | 0 | 0 | 0 | 0 | 0 | 0 | 0 | 0 | 0 | 0 | 0 | 0 | 0 | 0 | 0 | 0 | 0 | 0 | 0 | 0 | 0 | 0 | 0 | 0 | 0 | 0 | 0 | 0 | 0 | 0 | 0 |  | 1 | 1 | 1 | 1 | 1 | 1 | 1 | 1 | 1 | 0
SDG&E Study Area | Sycamore Canyon | 230 | 0 | 0 | 0 | 0 | 0 | 0 | 0 | 0 | 0 | 0 | 0 | 0 | 0 | 0 | 0 | 0 | 0 | 0 | 499 | 1 |  | 0 | 0 | 0 | 0 | 0 | 0 | 0 | 0 | 0 | 0 | 0 | 0 | 0 | 0 | 0 | 0 | 0 | 0 | 0 | 0 | 0 | 0 | 0 | 0 | 0 | 0 | 0 | 0 | 0 | 0 | 0 | 0 | 0 | 2 | 2 | 1 |  | 0 | 0 | 0 | 0 | 0 | 0 | 0 | 0 | 0 | 0 | 0 | 0 | 0 | 0 | 0 | 0 | 0 | 0 | 0 | 0 | 0 | 0 | 0 | 0 | 0 | 0 | 0 | 0 | 0 | 0 | 0 | 0 | 0 | 2 | 2 | 1 |  | 0 | 0 | 0 | 0 | 0 | 0 | 0 | 0 | 0 | 0 | 0 | 0 | 0 | 0 | 0 | 0 | 0 | 0 | 0 | 0 | 0 | 0 | 0 | 0 | 0 | 0 | 0 | 0 | 0 | 0 | 0 | 0 | 0 | 2 | 2 | 1 |  | 0 | 0 | 0 | 0 | 0 | 0 | 0 | 0 | 0 | 0 | 0 | 0 | 0 | 0 | 71.3 | 0 | 0 | 1 | 0 | 0 | 0 | 0 | 0 | 0 | 0 | 0 | 0 | 0 | 0 | 0 | 0 | 0 | -2 | 2 | 2 | 1 |  | 1 | 1 | 1 | 1 | 1 | 1 | 1 | 1+ | 5- | 1
SDG&E Study Area | Sycamore Canyon | 138 | 0 | 0 | 0 | 0 | 0 | 0 | 0 | 0 | 0 | 0 | 0 | 0 | 0 | 0 | 0 | 0 | 0 | 0 | 0 | 0 |  | 0 | 0 | 0 | 0 | 0 | 0 | 0 | 0 | 0 | 0 | 0 | 0 | 0 | 0 | 0 | 0 | 0 | 0 | 0 | 0 | 0 | 0 | 0 | 0 | 0 | 0 | 0 | 0 | 0 | 0 | 0 | 0 | 0 | 0 | 0 | 0 |  | 0 | 0 | 0 | 0 | 0 | 0 | 0 | 0 | 0 | 0 | 0 | 0 | 0 | 0 | 0 | 0 | 0 | 0 | 0 | 0 | 0 | 0 | 0 | 0 | 0 | 0 | 0 | 0 | 0 | 0 | 0 | 0 | 0 | 0 | 0 | 0 |  | 0 | 0 | 0 | 0 | 0 | 0 | 0 | 0 | 0 | 0 | 0 | 0 | 0 | 0 | 0 | 0 | 0 | 0 | 0 | 0 | 0 | 0 | 0 | 0 | 0 | 0 | 0 | 0 | 0 | 0 | 0 | 0 | 0 | 0 | 0 | 0 |  | 0 | 0 | 0 | 0 | 0 | 0 | 0 | 0 | 0 | 0 | 0 | 0 | 0 | 0 | 0 | 0 | 0 | 0 | 0 | 0 | 0 | 0 | 0 | 0 | 0 | 0 | 0 | 0 | 0 | 0 | 0 | 0 | 0 | 0 | 0 | 0 |  | 1 | 1 | 1 | 1 | 1 | 1 | 1 | 1 | 1 | 0
SCE Metro Study Area | Sylmar | 230 | 0 | 0 | 0 | 0 | 0 | 0 | 0 | 0 | 0 | 0 | 0 | 0 | 0 | 0 | 0 | 0 | 0 | 0 | 0 | 0 |  | 0 | 0 | 0 | 0 | 0 | 0 | 0 | 0 | 0 | 0 | 0 | 0 | 0 | 0 | 0 | 0 | 0 | 0 | 0 | 0 | 0 | 0 | 0 | 0 | 0 | 0 | 0 | 0 | 0 | 0 | 0 | 0 | 0 | 0 | 0 | 0 |  | 0 | 0 | 0 | 0 | 0 | 0 | 0 | 0 | 0 | 0 | 0 | 0 | 0 | 0 | 0 | 0 | 0 | 0 | 0 | 0 | 0 | 0 | 0 | 0 | 0 | 0 | 0 | 0 | 0 | 0 | 0 | 0 | 0 | 0 | 0 | 0 |  | 0 | 0 | 0 | 0 | 0 | 0 | 0 | 0 | 0 | 0 | 0 | 0 | 0 | 0 | 0 | 0 | 0 | 0 | 0 | 0 | 0 | 0 | 0 | 0 | 0 | 0 | 0 | 0 | 0 | 0 | 0 | 0 | 0 | 0 | 0 | 0 |  | 0 | 0 | 0 | 0 | 0 | 0 | 0 | 0 | 0 | 0 | 0 | 0 | 0 | 0 | 171.738 | 0 | 0 | 1 | 0 | 0 | 0 | 0 | 0 | 0 | 0 | 0 | 0 | 0 | 0 | 0 | 0 | 0 | -2 | 0 | 0 | 1 |  | 1 | 1 | 1 | 1 | 1 | 1 | 1 | 1+ | 1 | 1
PG&E North of Greater Bay Study Area | Table Mountain | 500 | 0 | 0 | 0 | 0 | 0 | 0 | 0 | 0 | 0 | 0 | 0 | 0 | 0 | 0 | 0 | 0 | 0 | 0 | 0 | 0 |  | 0 | 0 | 0 | 0 | 0 | 0 | 0 | 0 | 0 | 0 | 0 | 0 | 0 | 0 | 0 | 0 | 0 | 0 | 0 | 0 | 0 | 0 | 0 | 0 | 0 | 0 | 0 | 0 | 0 | 0 | 0 | 0 | 0 | 0 | 0 | 0 |  | 0 | 0 | 0 | 0 | 0 | 0 | 0 | 0 | 0 | 0 | 0 | 0 | 0 | 0 | 0 | 0 | 0 | 0 | 0 | 0 | 0 | 0 | 0 | 0 | 0 | 0 | 0 | 0 | 0 | 0 | 0 | 0 | 0 | 0 | 0 | 0 |  | 0 | 0 | 0 | 0 | 0 | 0 | 0 | 0 | 0 | 0 | 0 | 0 | 0 | 0 | 0 | 0 | 0 | 0 | 0 | 0 | 0 | 0 | 0 | 0 | 0 | 0 | 0 | 0 | 0 | 0 | 0 | 0 | 0 | 0 | 0 | 0 |  | 0 | 0 | 0 | 0 | 0 | 0 | 0 | 0 | 0 | 0 | 0 | 0 | 0 | 0 | 0 | 0 | 0 | 0 | 0 | 0 | 0 | 0 | 0 | 0 | 0 | 0 | 0 | 0 | 0 | 0 | 0 | 0 | 0 | 0 | 0 | 0 |  | 1 | 1 | 1 | 1 | 1 | 1 | 1 | 1 | 1 | 0
PG&E North of Greater Bay Study Area | Table Mountain | 230 | 0 | 0 | 15.5 | 104.5 | 120 | 0 | 0 | 0 | 0 | 0 | 0 | 0 | 0 | 0 | 0 | 0 | 0 | 0 | 0 | 1 |  | 0 | 0 | 0 | 0 | 0 | 0 | 0 | 0 | 0 | 0 | 0 | 0 | 0 | 0 | 0 | 0 | 0 | 0 | 0 | 0 | 0 | 0 | 2 | 2 | 0 | 0 | 0 | 0 | 0 | 0 | 0 | 0 | 0 | 0 | 0 | 1 |  | 0 | 0 | 0 | 0 | 0 | 0 | 0 | 0 | 0 | 0 | 0 | 0 | 0 | 0 | 0 | 0 | 0 | 0 | 0 | 0 | 0 | 0 | 2 | 2 | 0 | 0 | 0 | 0 | 0 | 0 | 0 | 0 | 0 | 0 | 0 | 1 |  | 0 | 0 | 0 | 0 | 0 | 0 | 0 | 0 | 0 | 0 | 0 | 0 | 0 | 0 | 0 | 0 | 0 | 0 | 0 | 0 | 0 | 0 | 2 | 2 | 0 | 0 | 0 | 0 | 0 | 0 | 0 | 0 | 0 | 0 | 0 | 1 |  | 0 | 0 | 0 | 0 | 0 | 0 | 0 | 0 | 0 | 0 | 0 | 0 | 232.1 | 0 | 430.1 | 0 | 0 | 1 | 0 | 0 | 0 | 0 | 2 | 2 | 0 | 0 | 0 | 0 | 0 | 0 | -2 | 0 | -2 | 0 | 0 | 1 |  | 1 | 1 | 5- | 1 | 1 | 1 | 1+ | 1+ | 1 | 1
PG&E Kern Study Area | Taft | 115 | 0 | 0 | 0 | 0 | 0 | 0 | 0 | 0 | 0 | 0 | 0 | 13 | 0 | 0 | 0 | 0 | 0 | 0 | 0 | 1 |  | 0 | 0 | 0 | 0 | 0 | 0 | 0 | 0 | 0 | 0 | 0 | 0 | 0 | 0 | 0 | 0 | 0 | 0 | 0 | 0 | 0 | 0 | 0 | 0 | 0 | 0 | 0 | 0 | 2 | 0 | 0 | 0 | 0 | 0 | 0 | 1 |  | 0 | 0 | 0 | 0 | 0 | 0 | 0 | 0 | 0 | 0 | 13.524 | 0 | 6.81 | 0 | 0 | 0 | 0 | 1 | 0 | 0 | 0 | 0 | 0 | 0 | 0 | 0 | 0 | 0 | 0 | 0 | -2 | 0 | 0 | 0 | 0 | 1 |  | 0 | 0 | 0 | 0 | 0 | 0 | 0 | 0 | 0 | 0 | 13.524 | 0 | 6.81 | 0 | 0 | 0 | 0 | 1 | 0 | 0 | 0 | 0 | 0 | 0 | 0 | 0 | 0 | 0 | 0 | 0 | -2 | 0 | 0 | 0 | 0 | 1 |  | 0 | 0 | 0 | 0 | 0 | 0 | 0 | 0 | 0 | 0 | 18.524 | 0 | 6.81 | 0 | 0 | 0 | 0 | 1 | 0 | 0 | 0 | 0 | 0 | 0 | 0 | 0 | 0 | 0 | -1 | 0 | -2 | 0 | 0 | 0 | 0 | 1 |  | 1 | 1 | 1 | 1 | 1 | 1 | 4+ | 1 | 1 | 1
SDG&E Study Area | Talega | 230 | 0 | 0 | 0 | 0 | 0 | 0 | 0 | 0 | 0 | 0 | 0 | 0 | 0 | 0 | 0 | 100 | 0 | 100 | 0 | 1 |  | 0 | 0 | 0 | 0 | 0 | 0 | 0 | 0 | 0 | 0 | 0 | 0 | 0 | 100 | 200 | 0 | 0 | 1 | 0 | 0 | 0 | 0 | 0 | 0 | 0 | 0 | 0 | 0 | 0 | 0 | 0 | 0 | -2 | 0 | 0 | 1 |  | 0 | 0 | 0 | 0 | 0 | 0 | 0 | 0 | 0 | 0 | 0 | 0 | 0 | 100 | 200 | 0 | 0 | 1 | 0 | 0 | 0 | 0 | 0 | 0 | 0 | 0 | 0 | 0 | 0 | 0 | 0 | 0 | -2 | 0 | 0 | 1 |  | 0 | 0 | 0 | 0 | 0 | 0 | 0 | 0 | 0 | 0 | 0 | 0 | 0 | 100 | 200 | 0 | 0 | 1 | 0 | 0 | 0 | 0 | 0 | 0 | 0 | 0 | 0 | 0 | 0 | 0 | 0 | 0 | -2 | 0 | 0 | 1 |  | 0 | 0 | 0 | 0 | 0 | 0 | 0 | 0 | 0 | 0 | 0 | 0 | 0 | 100 | 200 | 0 | 0 | 1 | 0 | 0 | 0 | 0 | 0 | 0 | 0 | 0 | 0 | 0 | 0 | 0 | 0 | 0 | -2 | 0 | 0 | 1 |  | 1 | 1 | 1 | 1 | 1 | 1 | 1 | 4+ | 1 | 1
SDG&E Study Area | Talega | 138 | 0 | 0 | 0 | 0 | 0 | 0 | 0 | 0 | 0 | 0 | 0 | 0 | 0 | 0 | 0 | 0 | 0 | 0 | 0 | 0 |  | 0 | 0 | 0 | 0 | 0 | 0 | 0 | 0 | 0 | 0 | 0 | 0 | 0 | 0 | 0 | 0 | 0 | 0 | 0 | 0 | 0 | 0 | 0 | 0 | 0 | 0 | 0 | 0 | 0 | 0 | 0 | 0 | 0 | 0 | 0 | 0 |  | 0 | 0 | 0 | 0 | 0 | 0 | 0 | 0 | 0 | 0 | 0 | 0 | 0 | 0 | 0 | 0 | 0 | 0 | 0 | 0 | 0 | 0 | 0 | 0 | 0 | 0 | 0 | 0 | 0 | 0 | 0 | 0 | 0 | 0 | 0 | 0 |  | 0 | 0 | 0 | 0 | 0 | 0 | 0 | 0 | 0 | 0 | 0 | 0 | 0 | 0 | 0 | 0 | 0 | 0 | 0 | 0 | 0 | 0 | 0 | 0 | 0 | 0 | 0 | 0 | 0 | 0 | 0 | 0 | 0 | 0 | 0 | 0 |  | 0 | 0 | 0 | 0 | 0 | 0 | 0 | 0 | 0 | 0 | 0 | 0 | 0 | 0 | 0 | 0 | 0 | 0 | 0 | 0 | 0 | 0 | 0 | 0 | 0 | 0 | 0 | 0 | 0 | 0 | 0 | 0 | 0 | 0 | 0 | 0 |  | 1 | 1 | 1 | 1 | 1 | 1 | 1 | 1 | 1 | 0
PG&E Greater Bay Study Area | Tassajara | 230 | 0 | 0 | 0 | 0 | 0 | 0 | 0 | 0 | 0 | 0 | 0 | 0 | 0 | 0 | 0 | 0 | 0 | 0 | 0 | 0 |  | 0 | 0 | 0 | 0 | 0 | 0 | 0 | 0 | 0 | 0 | 0 | 0 | 0 | 0 | 0 | 0 | 0 | 0 | 0 | 0 | 0 | 0 | 0 | 0 | 0 | 0 | 0 | 0 | 0 | 0 | 0 | 0 | 0 | 0 | 0 | 0 |  | 0 | 0 | 0 | 0 | 0 | 0 | 0 | 0 | 0 | 0 | 0 | 0 | 0 | 0 | 0 | 0 | 0 | 0 | 0 | 0 | 0 | 0 | 0 | 0 | 0 | 0 | 0 | 0 | 0 | 0 | 0 | 0 | 0 | 0 | 0 | 0 |  | 0 | 0 | 0 | 0 | 0 | 0 | 0 | 0 | 0 | 0 | 0 | 0 | 0 | 0 | 0 | 0 | 0 | 0 | 0 | 0 | 0 | 0 | 0 | 0 | 0 | 0 | 0 | 0 | 0 | 0 | 0 | 0 | 0 | 0 | 0 | 0 |  | 0 | 0 | 0 | 0 | 0 | 0 | 0 | 0 | 0 | 0 | 0 | 0 | 0 | 0 | 0 | 0 | 0 | 0 | 0 | 0 | 0 | 0 | 0 | 0 | 0 | 0 | 0 | 0 | 0 | 0 | 0 | 0 | 0 | 0 | 0 | 0 |  | 1 | 1 | 1 | 1 | 1 | 1 | 1 | 1 | 1 | 0
PG&E Kern Study Area | Temblor | 115 | 0 | 0 | 0 | 0 | 0 | 0 | 0 | 0 | 0 | 0 | 0 | 0 | 0 | 0 | 0 | 0 | 0 | 0 | 0 | 0 |  | 0 | 0 | 0 | 0 | 0 | 0 | 0 | 0 | 0 | 0 | 0 | 0 | 0 | 0 | 0 | 0 | 0 | 0 | 0 | 0 | 0 | 0 | 0 | 0 | 0 | 0 | 0 | 0 | 0 | 0 | 0 | 0 | 0 | 0 | 0 | 0 |  | 0 | 0 | 0 | 0 | 0 | 0 | 0 | 0 | 0 | 0 | 0 | 0 | 0 | 0 | 0 | 0 | 0 | 0 | 0 | 0 | 0 | 0 | 0 | 0 | 0 | 0 | 0 | 0 | 0 | 0 | 0 | 0 | 0 | 0 | 0 | 0 |  | 0 | 0 | 0 | 0 | 0 | 0 | 0 | 0 | 0 | 0 | 0 | 0 | 0 | 0 | 0 | 0 | 0 | 0 | 0 | 0 | 0 | 0 | 0 | 0 | 0 | 0 | 0 | 0 | 0 | 0 | 0 | 0 | 0 | 0 | 0 | 0 |  | 0 | 0 | 0 | 0 | 0 | 0 | 0 | 0 | 0 | 0 | 0 | 0 | 0 | 0 | 0 | 0 | 0 | 0 | 0 | 0 | 0 | 0 | 0 | 0 | 0 | 0 | 0 | 0 | 0 | 0 | 0 | 0 | 0 | 0 | 0 | 0 |  | 1 | 1 | 1 | 1 | 1 | 1 | 1 | 1 | 1 | 0
PG&E Kern Study Area | Templeton | 230 | 0 | 0 | 75 | 0 | 75 | 0 | 0 | 0 | 0 | 0 | 0 | 0 | 0 | 0 | 0 | 0 | 0 | 0 | 0 | 1 |  | 0 | 0 | 0 | 0 | 0 | 0 | 0 | 0 | 0 | 0 | 0 | 0 | 0 | 0 | 0 | 0 | 0 | 0 | 0 | 0 | 0 | 0 | 2 | 2 | 0 | 0 | 0 | 0 | 0 | 0 | 0 | 0 | 0 | 0 | 0 | 1 |  | 0 | 0 | 0 | 0 | 0 | 0 | 0 | 0 | 0 | 0 | 0 | 0 | 0 | 0 | 0 | 0 | 0 | 0 | 0 | 0 | 0 | 0 | 2 | 2 | 0 | 0 | 0 | 0 | 0 | 0 | 0 | 0 | 0 | 0 | 0 | 1 |  | 0 | 0 | 0 | 0 | 0 | 0 | 0 | 0 | 0 | 0 | 0 | 0 | 0 | 0 | 0 | 0 | 0 | 0 | 0 | 0 | 0 | 0 | 2 | 2 | 0 | 0 | 0 | 0 | 0 | 0 | 0 | 0 | 0 | 0 | 0 | 1 |  | 0 | 0 | 0 | 0 | 0 | 0 | 0 | 0 | 0 | 0 | 2.375 | 0 | 0 | 0 | 0 | 0 | 0 | 1 | 0 | 0 | 0 | 0 | 2 | 2 | 0 | 0 | 0 | 0 | -2 | 0 | 0 | 0 | 0 | 0 | 0 | 1 |  | 1 | 1 | 5- | 1 | 1 | 1+ | 1 | 1 | 1 | 1
PG&E Greater Bay Study Area | Tesla | 500 | 0 | 0 | 400 | 0 | 400 | 0 | 0 | 0 | 0 | 0 | 0 | 0 | 400 | 0 | 400 | 0 | 0 | 0 | 0 | 1 |  | 0 | 0 | 0 | 0 | 0 | 0 | 0 | 0 | 0 | 0 | 0 | 0 | 0 | 0 | 0 | 0 | 0 | 0 | 0 | 0 | 0 | 0 | 2 | 2 | 0 | 0 | 0 | 0 | 0 | 2 | 2 | 0 | 0 | 0 | 0 | 1 |  | 0 | 0 | 0 | 0 | 0 | 408.8 | 0 | 0 | 0 | 0 | 0 | 0 | 410.04 | 0 | 405.9 | 0 | 0 | 1 | 0 | 0 | 0 | 0 | 2 | 0 | 0 | 0 | 0 | 0 | 0 | 2 | 0 | 0 | -2 | 0 | 0 | 1 |  | 0 | 0 | 0 | 0 | 0 | 408.8 | 0 | 0 | 0 | 0 | 0 | 0 | 410.04 | 0 | 405.9 | 0 | 0 | 1 | 0 | 0 | 0 | 0 | 2 | 0 | 0 | 0 | 0 | 0 | 0 | 2 | 0 | 0 | -2 | 0 | 0 | 1 |  | 0 | 0 | 0 | 0 | 0 | 408.8 | 0 | 0 | 0 | 0 | 0 | 0 | 410.04 | 0 | 921.318 | 0 | 0 | 1 | 0 | 0 | 0 | 0 | 2 | 0 | 0 | 0 | 0 | 0 | 0 | 2 | 0 | 0 | -2 | 0 | 0 | 1 |  | 1 | 1 | 1 | 1 | 1 | 1 | 1 | 4+ | 1 | 1
PG&E Greater Bay Study Area | Tesla | 230 | 0 | 0 | 130 | 45 | 175 | 0 | 0 | 0 | 0 | 0 | 0 | 0 | 0 | 0 | 0 | 0 | 0 | 0 | 0 | 1 |  | 0 | 0 | 0 | 0 | 20 | 114 | 0 | 0 | 0 | 0 | 0 | 0 | 0 | 0 | 0 | 0 | 0 | 1 | 0 | 0 | 0 | 0 | 2 | 2 | 0 | 0 | 0 | 0 | 0 | 0 | 0 | 0 | 0 | 0 | 0 | 1 |  | 0 | 0 | 0 | 0 | 80 | 176.5 | 0 | 0 | 0 | 0 | 0 | 0 | 0 | 18 | 18 | 0 | 0 | 1 | 0 | 0 | 0 | 0 | 2 | 0 | 0 | 0 | 0 | 0 | 0 | 0 | 0 | -2 | -2 | 0 | 0 | 1 |  | 0 | 0 | 0 | 0 | 80 | 176.5 | 0 | 0 | 0 | 0 | 0 | 0 | 0 | 18 | 18 | 0 | 0 | 1 | 0 | 0 | 0 | 0 | 2 | 0 | 0 | 0 | 0 | 0 | 0 | 0 | 0 | -2 | -2 | 0 | 0 | 1 |  | 0 | 0 | 0 | 0 | 80 | 176.5 | 0 | 0 | 0 | 0 | 0 | 0 | 0 | 18 | 887.12 | 0 | 0 | 1 | 0 | 0 | 0 | 0 | 2 | 0 | 0 | 0 | 0 | 0 | 0 | 0 | 0 | -2 | -2 | 0 | 0 | 1 |  | 1 | 1 | 1 | 1 | 1 | 1 | 1 | 4+ | 1 | 1
PG&E Greater Bay Study Area | Tesla | 115 | 0 | 0 | 0 | 0 | 0 | 0 | 0 | 0 | 0 | 0 | 0 | 0 | 0 | 0 | 0 | 0 | 0 | 0 | 0 | 0 |  | 0 | 0 | 0 | 0 | 0 | 0 | 0 | 0 | 0 | 0 | 0 | 0 | 0 | 0 | 0 | 0 | 0 | 0 | 0 | 0 | 0 | 0 | 0 | 0 | 0 | 0 | 0 | 0 | 0 | 0 | 0 | 0 | 0 | 0 | 0 | 0 |  | 0 | 0 | 0 | 0 | 0 | 0 | 0 | 0 | 0 | 0 | 0 | 0 | 0 | 0 | 0 | 0 | 0 | 0 | 0 | 0 | 0 | 0 | 0 | 0 | 0 | 0 | 0 | 0 | 0 | 0 | 0 | 0 | 0 | 0 | 0 | 0 |  | 0 | 0 | 0 | 0 | 0 | 0 | 0 | 0 | 0 | 0 | 0 | 0 | 0 | 0 | 0 | 0 | 0 | 0 | 0 | 0 | 0 | 0 | 0 | 0 | 0 | 0 | 0 | 0 | 0 | 0 | 0 | 0 | 0 | 0 | 0 | 0 |  | 0 | 0 | 0 | 0 | 0 | 0 | 0 | 0 | 0 | 0 | 0 | 0 | 0 | 0 | 0 | 0 | 0 | 0 | 0 | 0 | 0 | 0 | 0 | 0 | 0 | 0 | 0 | 0 | 0 | 0 | 0 | 0 | 0 | 0 | 0 | 0 |  | 1 | 1 | 1 | 1 | 1 | 1 | 1 | 1 | 1 | 0
PG&E Kern Study Area | Tevis | 115 | 0 | 0 | 0 | 0 | 0 | 0 | 0 | 0 | 0 | 0 | 0 | 0 | 0 | 0 | 0 | 0 | 0 | 0 | 0 | 0 |  | 0 | 0 | 0 | 0 | 0 | 0 | 0 | 0 | 0 | 0 | 0 | 0 | 0 | 0 | 0 | 0 | 0 | 0 | 0 | 0 | 0 | 0 | 0 | 0 | 0 | 0 | 0 | 0 | 0 | 0 | 0 | 0 | 0 | 0 | 0 | 0 |  | 0 | 0 | 0 | 0 | 0 | 0 | 0 | 0 | 0 | 0 | 0 | 0 | 0 | 0 | 0 | 0 | 0 | 0 | 0 | 0 | 0 | 0 | 0 | 0 | 0 | 0 | 0 | 0 | 0 | 0 | 0 | 0 | 0 | 0 | 0 | 0 |  | 0 | 0 | 0 | 0 | 0 | 0 | 0 | 0 | 0 | 0 | 0 | 0 | 0 | 0 | 0 | 0 | 0 | 0 | 0 | 0 | 0 | 0 | 0 | 0 | 0 | 0 | 0 | 0 | 0 | 0 | 0 | 0 | 0 | 0 | 0 | 0 |  | 0 | 0 | 0 | 0 | 0 | 0 | 0 | 0 | 0 | 0 | 0 | 0 | 0 | 0 | 0 | 0 | 0 | 0 | 0 | 0 | 0 | 0 | 0 | 0 | 0 | 0 | 0 | 0 | 0 | 0 | 0 | 0 | 0 | 0 | 0 | 0 |  | 1 | 1 | 1 | 1 | 1 | 1 | 1 | 1 | 1 | 0
East of Pisgah Study Area | Thousandaire | 138 | 0 | 0 | 0 | 0 | 0 | 0 | 0 | 0 | 0 | 0 | 0 | 0 | 0 | 0 | 0 | 0 | 0 | 0 | 0 | 0 |  | 0 | 0 | 0 | 0 | 0 | 0 | 0 | 0 | 0 | 0 | 0 | 0 | 0 | 0 | 0 | 0 | 0 | 0 | 0 | 0 | 0 | 0 | 0 | 0 | 0 | 0 | 0 | 0 | 0 | 0 | 0 | 0 | 0 | 0 | 0 | 0 |  | 0 | 0 | 0 | 0 | 0 | 0 | 0 | 0 | 0 | 0 | 0 | 0 | 0 | 0 | 0 | 0 | 0 | 0 | 0 | 0 | 0 | 0 | 0 | 0 | 0 | 0 | 0 | 0 | 0 | 0 | 0 | 0 | 0 | 0 | 0 | 0 |  | 0 | 0 | 0 | 0 | 0 | 0 | 0 | 0 | 0 | 0 | 0 | 0 | 0 | 0 | 0 | 0 | 0 | 0 | 0 | 0 | 0 | 0 | 0 | 0 | 0 | 0 | 0 | 0 | 0 | 0 | 0 | 0 | 0 | 0 | 0 | 0 |  | 0 | 0 | 0 | 0 | 0 | 0 | 0 | 0 | 0 | 0 | 0 | 0 | 0 | 0 | 0 | 0 | 0 | 0 | 0 | 0 | 0 | 0 | 0 | 0 | 0 | 0 | 0 | 0 | 0 | 0 | 0 | 0 | 0 | 0 | 0 | 0 |  | 1 | 1 | 1 | 1 | 1 | 1 | 1 | 1 | 1 | 0
SCE North of Lugo Study Area | Tortilla | 115 | 0 | 0 | 0 | 0 | 0 | 0 | 0 | 0 | 0 | 0 | 0 | 0 | 0 | 0 | 0 | 0 | 0 | 0 | 0 | 0 |  | 0 | 0 | 0 | 0 | 0 | 0 | 0 | 0 | 0 | 0 | 0 | 0 | 0 | 0 | 0 | 0 | 0 | 0 | 0 | 0 | 0 | 0 | 0 | 0 | 0 | 0 | 0 | 0 | 0 | 0 | 0 | 0 | 0 | 0 | 0 | 0 |  | 0 | 0 | 0 | 0 | 0 | 0 | 0 | 0 | 0 | 0 | 0 | 0 | 0 | 0 | 0 | 0 | 0 | 0 | 0 | 0 | 0 | 0 | 0 | 0 | 0 | 0 | 0 | 0 | 0 | 0 | 0 | 0 | 0 | 0 | 0 | 0 |  | 0 | 0 | 0 | 0 | 0 | 0 | 0 | 0 | 0 | 0 | 0 | 0 | 0 | 0 | 0 | 0 | 0 | 0 | 0 | 0 | 0 | 0 | 0 | 0 | 0 | 0 | 0 | 0 | 0 | 0 | 0 | 0 | 0 | 0 | 0 | 0 |  | 0 | 0 | 0 | 0 | 0 | 0 | 0 | 0 | 0 | 0 | 0 | 0 | 46 | 0 | 26.35 | 0 | 0 | 1 | 0 | 0 | 0 | 0 | 0 | 0 | 0 | 0 | 0 | 0 | 0 | 0 | -2 | 0 | -2 | 0 | 0 | 1 |  | 1 | 1 | 1 | 1 | 1 | 1 | 1+ | 1+ | 1 | 1
SDG&E Study Area | Trabuco | 138 | 0 | 0 | 0 | 0 | 0 | 0 | 0 | 0 | 0 | 0 | 0 | 0 | 0 | 0 | 0 | 0 | 0 | 0 | 0 | 0 |  | 0 | 0 | 0 | 0 | 0 | 0 | 0 | 0 | 0 | 0 | 0 | 0 | 0 | 0 | 0 | 0 | 0 | 0 | 0 | 0 | 0 | 0 | 0 | 0 | 0 | 0 | 0 | 0 | 0 | 0 | 0 | 0 | 0 | 0 | 0 | 0 |  | 0 | 0 | 0 | 0 | 0 | 0 | 0 | 0 | 0 | 0 | 0 | 0 | 0 | 0 | 0 | 0 | 0 | 0 | 0 | 0 | 0 | 0 | 0 | 0 | 0 | 0 | 0 | 0 | 0 | 0 | 0 | 0 | 0 | 0 | 0 | 0 |  | 0 | 0 | 0 | 0 | 0 | 0 | 0 | 0 | 0 | 0 | 0 | 0 | 0 | 0 | 0 | 0 | 0 | 0 | 0 | 0 | 0 | 0 | 0 | 0 | 0 | 0 | 0 | 0 | 0 | 0 | 0 | 0 | 0 | 0 | 0 | 0 |  | 0 | 0 | 0 | 0 | 0 | 0 | 0 | 0 | 0 | 0 | 0 | 0 | 0 | 0 | 0 | 0 | 0 | 0 | 0 | 0 | 0 | 0 | 0 | 0 | 0 | 0 | 0 | 0 | 0 | 0 | 0 | 0 | 0 | 0 | 0 | 0 |  | 1 | 1 | 1 | 1 | 1 | 1 | 1 | 1 | 1 | 0
PG&E Greater Bay Study Area | Tracy | 500 | 0 | 0 | 0 | 0 | 0 | 0 | 0 | 0 | 0 | 0 | 0 | 0 | 0 | 0 | 0 | 0 | 0 | 0 | 0 | 0 |  | 0 | 0 | 0 | 0 | 0 | 0 | 0 | 0 | 0 | 0 | 0 | 0 | 0 | 0 | 0 | 0 | 0 | 0 | 0 | 0 | 0 | 0 | 0 | 0 | 0 | 0 | 0 | 0 | 0 | 0 | 0 | 0 | 0 | 0 | 0 | 0 |  | 0 | 0 | 0 | 0 | 0 | 0 | 0 | 0 | 0 | 0 | 0 | 0 | 0 | 0 | 0 | 0 | 0 | 0 | 0 | 0 | 0 | 0 | 0 | 0 | 0 | 0 | 0 | 0 | 0 | 0 | 0 | 0 | 0 | 0 | 0 | 0 |  | 0 | 0 | 0 | 0 | 0 | 0 | 0 | 0 | 0 | 0 | 0 | 0 | 0 | 0 | 0 | 0 | 0 | 0 | 0 | 0 | 0 | 0 | 0 | 0 | 0 | 0 | 0 | 0 | 0 | 0 | 0 | 0 | 0 | 0 | 0 | 0 |  | 0 | 0 | 0 | 0 | 0 | 0 | 0 | 0 | 0 | 0 | 0 | 0 | 0 | 0 | 0 | 0 | 0 | 0 | 0 | 0 | 0 | 0 | 0 | 0 | 0 | 0 | 0 | 0 | 0 | 0 | 0 | 0 | 0 | 0 | 0 | 0 |  | 1 | 1 | 1 | 1 | 1 | 1 | 1 | 1 | 1 | 0
PG&E Greater Bay Study Area | Tracy | 230 | 0 | 0 | 0 | 0 | 0 | 0 | 0 | 0 | 0 | 0 | 0 | 0 | 0 | 0 | 0 | 0 | 0 | 0 | 0 | 0 |  | 0 | 0 | 0 | 0 | 0 | 0 | 0 | 0 | 0 | 0 | 0 | 0 | 0 | 0 | 0 | 0 | 0 | 0 | 0 | 0 | 0 | 0 | 0 | 0 | 0 | 0 | 0 | 0 | 0 | 0 | 0 | 0 | 0 | 0 | 0 | 0 |  | 0 | 0 | 0 | 0 | 0 | 0 | 0 | 0 | 0 | 0 | 1.92 | 0 | 0 | 0 | 0 | 0 | 0 | 1 | 0 | 0 | 0 | 0 | 0 | 0 | 0 | 0 | 0 | 0 | -2 | 0 | 0 | 0 | 0 | 0 | 0 | 1 |  | 0 | 0 | 0 | 0 | 0 | 0 | 0 | 0 | 0 | 0 | 1.92 | 0 | 0 | 0 | 0 | 0 | 0 | 1 | 0 | 0 | 0 | 0 | 0 | 0 | 0 | 0 | 0 | 0 | -2 | 0 | 0 | 0 | 0 | 0 | 0 | 1 |  | 0 | 0 | 0 | 0 | 0 | 0 | 0 | 0 | 0 | 0 | 6.6 | 0 | 0 | 0 | 0 | 0 | 0 | 1 | 0 | 0 | 0 | 0 | 0 | 0 | 0 | 0 | 0 | 0 | -2 | 0 | 0 | 0 | 0 | 0 | 0 | 1 |  | 1 | 1 | 1 | 1 | 1 | 4+ | 1 | 1 | 1 | 1
PG&E Fresno Study Area | Tranquility | 230 | 0 | 0 | 0 | 0 | 0 | 0 | 0 | 0 | 0 | 0 | 0 | 0 | 0 | 400 | 400 | 0 | 189 | 189 | 0 | 1 |  | 0 | 0 | 0 | 0 | 0 | 0 | 0 | 0 | 0 | 0 | 0 | 0 | 512.09 | 210 | 210 | 0 | 0 | 1 | 0 | 0 | 0 | 0 | 0 | 0 | 0 | 0 | 0 | 0 | 0 | 0 | -1 | 0 | 0 | 0 | 0 | 1 |  | 0 | 0 | 0 | 0 | 0 | 0 | 0 | 0 | 0 | 0 | 0 | 4 | 209.1 | 210 | 210 | 0 | 0 | 1 | 0 | 0 | 0 | 0 | 0 | 0 | 0 | 0 | 0 | 0 | 0 | -2 | 2 | 0 | 0 | 0 | 0 | 1 |  | 0 | 0 | 0 | 0 | 0 | 0 | 0 | 0 | 0 | 0 | 0 | 4 | 521.19 | 210 | 210 | 0 | 0 | 1 | 0 | 0 | 0 | 0 | 0 | 0 | 0 | 0 | 0 | 0 | 0 | -2 | -1 | 0 | 0 | 0 | 0 | 1 |  | 0 | 0 | 0 | 0 | 0 | 0 | 0 | 0 | 0 | 0 | 0 | 4 | 931.13 | 210 | 719.75 | 0 | 0 | 1 | 0 | 0 | 0 | 0 | 0 | 0 | 0 | 0 | 0 | 0 | 0 | -2 | -2 | 0 | -2 | 0 | 0 | 1 |  | 1 | 1 | 1 | 1 | 1 | 1 | 4+ | 1+ | 1 | 1
East of Pisgah Study Area | Trout Canyon | 230 | 0 | 0 | 0 | 0 | 0 | 0 | 0 | 0 | 0 | 0 | 0 | 0 | 440 | 530 | 970 | 410 | 130 | 540 | 0 | 1 |  | 0 | 0 | 0 | 0 | 0 | 0 | 0 | 0 | 0 | 0 | 0 | 441 | 850.2 | 600 | 608.24 | 0 | 0 | 1 | 0 | 0 | 0 | 0 | 0 | 0 | 0 | 0 | 0 | 0 | 0 | 0 | 1 | 0 | -1 | 0 | 0 | 1 |  | 0 | 0 | 0 | 0 | 0 | 0 | 0 | 0 | 0 | 0 | 0 | 441 | 667.954 | 390 | 394.98 | 0 | 0 | 1 | 0 | 0 | 0 | 0 | 0 | 0 | 0 | 0 | 0 | 0 | 0 | 0 | 2 | 2 | 2 | 0 | 0 | 1 |  | 0 | 0 | 0 | 0 | 0 | 0 | 0 | 0 | 0 | 0 | 0 | 441 | 1734.954 | 1440 | 1457.02 | 0 | 0 | 1 | 0 | 0 | 0 | 0 | 0 | 0 | 0 | 0 | 0 | 0 | 0 | 0 | -2 | -2 | -2 | 0 | 0 | 1 |  | 0 | 0 | 0 | 0 | 0 | 0 | 0 | 0 | 0 | 0 | 0 | 441 | 3094.37 | 1440 | 2816.1067 | 0 | 0 | 1 | 0 | 0 | 0 | 0 | 0 | 0 | 0 | 0 | 0 | 0 | 0 | 0 | -2 | -2 | -2 | 0 | 0 | 1 |  | 1 | 1 | 1 | 1 | 1 | 1 | 2+ | 4+ | 1 | 1
PG&E North of Greater Bay Study Area | Tulucay | 230 | 0 | 0 | 0 | 0 | 0 | 0 | 0 | 0 | 0 | 0 | 0 | 0 | 25 | 0 | 25 | 0 | 0 | 0 | 0 | 1 |  | 0 | 0 | 0 | 0 | 0 | 0 | 0 | 0 | 0 | 0 | 0 | 0 | 0 | 0 | 0 | 0 | 0 | 0 | 0 | 0 | 0 | 0 | 0 | 0 | 0 | 0 | 0 | 0 | 0 | 2 | 2 | 0 | 0 | 0 | 0 | 1 |  | 0 | 0 | 0 | 0 | 0 | 0 | 0 | 0 | 0 | 0 | 0 | 24.5 | 24.5 | 0 | 5 | 0 | 0 | 1 | 0 | 0 | 0 | 0 | 0 | 0 | 0 | 0 | 0 | 0 | 0 | 0 | 0 | 0 | -2 | 0 | 0 | 1 |  | 0 | 0 | 0 | 0 | 0 | 0 | 0 | 0 | 0 | 0 | 0 | 24.5 | 24.5 | 0 | 5 | 0 | 0 | 1 | 0 | 0 | 0 | 0 | 0 | 0 | 0 | 0 | 0 | 0 | 0 | 0 | 0 | 0 | -2 | 0 | 0 | 1 |  | 0 | 0 | 0 | 0 | 0 | 0 | 0 | 0 | 0 | 0 | 0 | 24.5 | 24.5 | 0 | 257 | 0 | 0 | 1 | 0 | 0 | 0 | 0 | 0 | 0 | 0 | 0 | 0 | 0 | 0 | 0 | 0 | 0 | -2 | 0 | 0 | 1 |  | 1 | 1 | 1 | 1 | 1 | 1 | 1 | 4+ | 1 | 1
PG&E Kern Study Area | Tupman | 115 | 0 | 0 | 0 | 0 | 0 | 0 | 0 | 0 | 0 | 0 | 0 | 0 | 0 | 0 | 0 | 0 | 0 | 0 | 0 | 0 |  | 0 | 0 | 0 | 0 | 0 | 0 | 0 | 0 | 0 | 0 | 0 | 0 | 0 | 0 | 0 | 0 | 0 | 0 | 0 | 0 | 0 | 0 | 0 | 0 | 0 | 0 | 0 | 0 | 0 | 0 | 0 | 0 | 0 | 0 | 0 | 0 |  | 0 | 0 | 0 | 0 | 0 | 0 | 0 | 0 | 0 | 0 | 0 | 0 | 0 | 0 | 0 | 0 | 0 | 0 | 0 | 0 | 0 | 0 | 0 | 0 | 0 | 0 | 0 | 0 | 0 | 0 | 0 | 0 | 0 | 0 | 0 | 0 |  | 0 | 0 | 0 | 0 | 0 | 0 | 0 | 0 | 0 | 0 | 0 | 0 | 55.9 | 0 | 21.8 | 0 | 0 | 1 | 0 | 0 | 0 | 0 | 0 | 0 | 0 | 0 | 0 | 0 | 0 | 0 | -2 | 0 | -2 | 0 | 0 | 1 |  | 0 | 0 | 0 | 0 | 0 | 0 | 0 | 0 | 0 | 0 | 0 | 0 | 55.9 | 0 | 21.8 | 0 | 0 | 1 | 0 | 0 | 0 | 0 | 0 | 0 | 0 | 0 | 0 | 0 | 0 | 0 | -2 | 0 | -2 | 0 | 0 | 1 |  | 1 | 1 | 1 | 1 | 1 | 1 | 2+ | 2+ | 1 | 1
PG&E North of Greater Bay Study Area | Ukiah | 115 | 0 | 1 | 0 | 0 | 0 | 0 | 0 | 0 | 0 | 0 | 0 | 0 | 0 | 0 | 0 | 0 | 0 | 0 | 0 | 1 |  | 0 | 0 | 0 | 0 | 0 | 0 | 0 | 0 | 0 | 0 | 0 | 0 | 0 | 0 | 0 | 0 | 0 | 0 | 0 | 0 | 2 | 2 | 0 | 0 | 0 | 0 | 0 | 0 | 0 | 0 | 0 | 0 | 0 | 0 | 0 | 1 |  | 0 | 0 | 0 | 0 | 0 | 0 | 0 | 0 | 0 | 0 | 0 | 0 | 0 | 0 | 0 | 0 | 0 | 0 | 0 | 0 | 2 | 2 | 0 | 0 | 0 | 0 | 0 | 0 | 0 | 0 | 0 | 0 | 0 | 0 | 0 | 1 |  | 0 | 0 | 0 | 0 | 0 | 0 | 0 | 0 | 0 | 0 | 0 | 0 | 0 | 0 | 0 | 0 | 0 | 0 | 0 | 0 | 2 | 2 | 0 | 0 | 0 | 0 | 0 | 0 | 0 | 0 | 0 | 0 | 0 | 0 | 0 | 1 |  | 0 | 0 | 0 | 0 | 0 | 0 | 0 | 0 | 0 | 0 | 0 | 0 | 0 | 0 | 0 | 0 | 0 | 0 | 0 | 0 | 2 | 2 | 0 | 0 | 0 | 0 | 0 | 0 | 0 | 0 | 0 | 0 | 0 | 0 | 0 | 1 |  | 1 | 5- | 1 | 1 | 1 | 1 | 1 | 1 | 1 | 1
PG&E North of Greater Bay Study Area | Vaca Dixon | 500 | 0 | 0 | 0 | 0 | 0 | 0 | 0 | 0 | 0 | 0 | 0 | 0 | 0 | 0 | 0 | 0 | 0 | 0 | 0 | 0 |  | 0 | 0 | 0 | 0 | 0 | 0 | 0 | 0 | 0 | 0 | 0 | 0 | 0 | 0 | 0 | 0 | 0 | 0 | 0 | 0 | 0 | 0 | 0 | 0 | 0 | 0 | 0 | 0 | 0 | 0 | 0 | 0 | 0 | 0 | 0 | 0 |  | 0 | 0 | 0 | 0 | 0 | 0 | 0 | 0 | 0 | 0 | 0 | 0 | 0 | 0 | 0 | 0 | 0 | 0 | 0 | 0 | 0 | 0 | 0 | 0 | 0 | 0 | 0 | 0 | 0 | 0 | 0 | 0 | 0 | 0 | 0 | 0 |  | 0 | 0 | 0 | 0 | 0 | 0 | 0 | 0 | 0 | 0 | 0 | 0 | 0 | 0 | 0 | 0 | 0 | 0 | 0 | 0 | 0 | 0 | 0 | 0 | 0 | 0 | 0 | 0 | 0 | 0 | 0 | 0 | 0 | 0 | 0 | 0 |  | 0 | 0 | 0 | 0 | 0 | 0 | 0 | 0 | 0 | 0 | 0 | 0 | 0 | 0 | 710.6 | 0 | 0 | 1 | 0 | 0 | 0 | 0 | 0 | 0 | 0 | 0 | 0 | 0 | 0 | 0 | 0 | 0 | -2 | 0 | 0 | 1 |  | 1 | 1 | 1 | 1 | 1 | 1 | 1 | 1+ | 1 | 1
PG&E North of Greater Bay Study Area | Vaca Dixon | 230 | 0 | 0 | 0 | 0 | 0 | 0 | 0 | 0 | 0 | 0 | 0 | 0 | 0 | 0 | 0 | 0 | 0 | 0 | 0 | 0 |  | 0 | 0 | 0 | 0 | 0 | 0 | 0 | 0 | 0 | 0 | 0 | 0 | 0 | 0 | 0 | 0 | 0 | 0 | 0 | 0 | 0 | 0 | 0 | 0 | 0 | 0 | 0 | 0 | 0 | 0 | 0 | 0 | 0 | 0 | 0 | 0 |  | 0 | 0 | 0 | 0 | 0 | 0 | 0 | 0 | 0 | 0 | 0 | 0 | 0 | 0 | 0 | 0 | 0 | 0 | 0 | 0 | 0 | 0 | 0 | 0 | 0 | 0 | 0 | 0 | 0 | 0 | 0 | 0 | 0 | 0 | 0 | 0 |  | 0 | 0 | 0 | 0 | 0 | 0 | 0 | 0 | 0 | 0 | 0 | 0 | 0 | 0 | 0 | 0 | 0 | 0 | 0 | 0 | 0 | 0 | 0 | 0 | 0 | 0 | 0 | 0 | 0 | 0 | 0 | 0 | 0 | 0 | 0 | 0 |  | 0 | 0 | 0 | 0 | 0 | 0 | 0 | 0 | 0 | 0 | 0 | 0 | 0 | 0 | 0 | 0 | 0 | 0 | 0 | 0 | 0 | 0 | 0 | 0 | 0 | 0 | 0 | 0 | 0 | 0 | 0 | 0 | 0 | 0 | 0 | 0 |  | 1 | 1 | 1 | 1 | 1 | 1 | 1 | 1 | 1 | 0
PG&E North of Greater Bay Study Area | Vaca Dixon | 115 | 0 | 0 | 0 | 0 | 0 | 0 | 0 | 0 | 0 | 0 | 0 | 0 | 0 | 0 | 0 | 0 | 0 | 0 | 0 | 0 |  | 0 | 0 | 0 | 0 | 0 | 0 | 0 | 0 | 0 | 0 | 0 | 0 | 0 | 0 | 13.5 | 0 | 0 | 1 | 0 | 0 | 0 | 0 | 0 | 0 | 0 | 0 | 0 | 0 | 0 | 0 | 0 | 0 | -2 | 0 | 0 | 1 |  | 0 | 0 | 0 | 0 | 0 | 0 | 0 | 0 | 0 | 0 | 0 | 0 | 0 | 0 | 13.5 | 0 | 0 | 1 | 0 | 0 | 0 | 0 | 0 | 0 | 0 | 0 | 0 | 0 | 0 | 0 | 0 | 0 | -2 | 0 | 0 | 1 |  | 0 | 0 | 0 | 0 | 0 | 0 | 0 | 0 | 0 | 0 | 0 | 0 | 0 | 0 | 13.5 | 0 | 0 | 1 | 0 | 0 | 0 | 0 | 0 | 0 | 0 | 0 | 0 | 0 | 0 | 0 | 0 | 0 | -2 | 0 | 0 | 1 |  | 0 | 0 | 0 | 0 | 0 | 0 | 0 | 0 | 0 | 0 | 1.444 | 0 | 0 | 0 | 591.61 | 0 | 0 | 1 | 0 | 0 | 0 | 0 | 0 | 0 | 0 | 0 | 0 | 0 | -2 | 0 | 0 | 0 | -2 | 0 | 0 | 1 |  | 1 | 1 | 1 | 1 | 1 | 1+ | 1 | 4+ | 1 | 1
SCE Eastern Study Area | Valley (SCE) | 500 | 0 | 0 | 0 | 0 | 0 | 0 | 0 | 0 | 0 | 0 | 0 | 0 | 0 | 0 | 0 | 0 | 0 | 0 | 0 | 0 |  | 0 | 0 | 0 | 0 | 0 | 0 | 0 | 0 | 0 | 0 | 0 | 0 | 0 | 0 | 507.6 | 0 | 0 | 1 | 0 | 0 | 0 | 0 | 0 | 0 | 0 | 0 | 0 | 0 | 0 | 0 | 0 | 0 | -2 | 0 | 0 | 1 |  | 0 | 0 | 0 | 0 | 0 | 0 | 0 | 0 | 0 | 0 | 3 | 0 | 0 | 10 | 10 | 0 | 0 | 1 | 0 | 0 | 0 | 0 | 0 | 0 | 0 | 0 | 0 | 0 | -2 | 0 | 0 | -2 | -2 | 0 | 0 | 1 |  | 0 | 0 | 0 | 0 | 0 | 0 | 0 | 0 | 0 | 0 | 3 | 0 | 0 | 10 | 517.6 | 0 | 0 | 1 | 0 | 0 | 0 | 0 | 0 | 0 | 0 | 0 | 0 | 0 | -2 | 0 | 0 | -2 | -2 | 0 | 0 | 1 |  | 0 | 0 | 0 | 0 | 0 | 0 | 0 | 0 | 0 | 0 | 7.44 | 0 | 60 | 10 | 1130.6 | 0 | 0 | 1 | 0 | 0 | 0 | 0 | 0 | 0 | 0 | 0 | 0 | 0 | -2 | 0 | -2 | -2 | -2 | 0 | 0 | 1 |  | 1 | 1 | 1 | 1 | 1 | 4+ | 1+ | 4+ | 1 | 1
East of Pisgah Study Area | Valley (VEA) | 138 | 0 | 0 | 0 | 0 | 0 | 0 | 0 | 0 | 0 | 0 | 0 | 0 | 0 | 0 | 0 | 0 | 0 | 0 | 0 | 0 |  | 0 | 0 | 0 | 0 | 0 | 0 | 0 | 0 | 0 | 0 | 0 | 0 | 0 | 40 | 40 | 0 | 0 | 1 | 0 | 0 | 0 | 0 | 0 | 0 | 0 | 0 | 0 | 0 | 0 | 0 | 0 | -2 | -2 | 0 | 0 | 1 |  | 0 | 0 | 0 | 0 | 0 | 0 | 0 | 0 | 0 | 0 | 0 | 0 | 0 | 40 | 40 | 0 | 0 | 1 | 0 | 0 | 0 | 0 | 0 | 0 | 0 | 0 | 0 | 0 | 0 | 0 | 0 | -2 | -2 | 0 | 0 | 1 |  | 0 | 0 | 0 | 0 | 0 | 0 | 0 | 0 | 0 | 0 | 0 | 0 | 0 | 40 | 40 | 0 | 0 | 1 | 0 | 0 | 0 | 0 | 0 | 0 | 0 | 0 | 0 | 0 | 0 | 0 | 0 | -2 | -2 | 0 | 0 | 1 |  | 0 | 0 | 0 | 0 | 0 | 0 | 0 | 0 | 0 | 0 | 0 | 0 | 0 | 40 | 40 | 0 | 0 | 1 | 0 | 0 | 0 | 0 | 0 | 0 | 0 | 0 | 0 | 0 | 0 | 0 | 0 | -2 | -2 | 0 | 0 | 1 |  | 1 | 1 | 1 | 1 | 1 | 1 | 1 | 4+ | 1 | 1
PG&E Greater Bay Study Area | Valley Home | 115 | 0 | 0 | 0 | 0 | 0 | 0 | 0 | 0 | 0 | 0 | 0 | 0 | 0 | 0 | 0 | 0 | 0 | 0 | 0 | 0 |  | 0 | 0 | 0 | 0 | 0 | 0 | 0 | 0 | 0 | 0 | 0 | 0 | 0 | 0 | 0 | 0 | 0 | 0 | 0 | 0 | 0 | 0 | 0 | 0 | 0 | 0 | 0 | 0 | 0 | 0 | 0 | 0 | 0 | 0 | 0 | 0 |  | 0 | 0 | 0 | 0 | 0 | 0 | 0 | 0 | 0 | 0 | 0 | 0 | 0 | 0 | 0 | 0 | 0 | 0 | 0 | 0 | 0 | 0 | 0 | 0 | 0 | 0 | 0 | 0 | 0 | 0 | 0 | 0 | 0 | 0 | 0 | 0 |  | 0 | 0 | 0 | 0 | 0 | 0 | 0 | 0 | 0 | 0 | 0 | 0 | 0 | 0 | 0 | 0 | 0 | 0 | 0 | 0 | 0 | 0 | 0 | 0 | 0 | 0 | 0 | 0 | 0 | 0 | 0 | 0 | 0 | 0 | 0 | 0 |  | 0 | 0 | 0 | 0 | 0 | 0 | 0 | 0 | 0 | 0 | 0 | 0 | 0 | 0 | 0 | 0 | 0 | 0 | 0 | 0 | 0 | 0 | 0 | 0 | 0 | 0 | 0 | 0 | 0 | 0 | 0 | 0 | 0 | 0 | 0 | 0 |  | 1 | 1 | 1 | 1 | 1 | 1 | 1 | 1 | 1 | 0
East of Pisgah Study Area | Valley Switch | 138 | 0 | 0 | 0 | 0 | 0 | 0 | 0 | 0 | 0 | 0 | 0 | 0 | 0 | 0 | 0 | 0 | 0 | 0 | 0 | 0 |  | 0 | 0 | 0 | 0 | 0 | 0 | 0 | 0 | 0 | 0 | 0 | 0 | 0 | 0 | 0 | 0 | 0 | 0 | 0 | 0 | 0 | 0 | 0 | 0 | 0 | 0 | 0 | 0 | 0 | 0 | 0 | 0 | 0 | 0 | 0 | 0 |  | 0 | 0 | 0 | 0 | 0 | 0 | 0 | 0 | 0 | 0 | 0 | 0 | 0 | 0 | 0 | 0 | 0 | 0 | 0 | 0 | 0 | 0 | 0 | 0 | 0 | 0 | 0 | 0 | 0 | 0 | 0 | 0 | 0 | 0 | 0 | 0 |  | 0 | 0 | 0 | 0 | 0 | 0 | 0 | 0 | 0 | 0 | 0 | 0 | 0 | 0 | 0 | 0 | 0 | 0 | 0 | 0 | 0 | 0 | 0 | 0 | 0 | 0 | 0 | 0 | 0 | 0 | 0 | 0 | 0 | 0 | 0 | 0 |  | 0 | 0 | 0 | 0 | 0 | 0 | 0 | 0 | 0 | 0 | 0 | 0 | 0 | 0 | 0 | 0 | 0 | 0 | 0 | 0 | 0 | 0 | 0 | 0 | 0 | 0 | 0 | 0 | 0 | 0 | 0 | 0 | 0 | 0 | 0 | 0 |  | 1 | 1 | 1 | 1 | 1 | 1 | 1 | 1 | 1 | 0
PG&E Greater Bay Study Area | Vasona | 230 | 0 | 0 | 0 | 0 | 0 | 0 | 0 | 0 | 0 | 0 | 0 | 0 | 0 | 0 | 0 | 0 | 0 | 0 | 0 | 0 |  | 0 | 0 | 0 | 0 | 0 | 0 | 0 | 0 | 0 | 0 | 0 | 0 | 0 | 0 | 0 | 0 | 0 | 0 | 0 | 0 | 0 | 0 | 0 | 0 | 0 | 0 | 0 | 0 | 0 | 0 | 0 | 0 | 0 | 0 | 0 | 0 |  | 0 | 0 | 0 | 0 | 0 | 0 | 0 | 0 | 0 | 0 | 0 | 0 | 0 | 0 | 0 | 0 | 0 | 0 | 0 | 0 | 0 | 0 | 0 | 0 | 0 | 0 | 0 | 0 | 0 | 0 | 0 | 0 | 0 | 0 | 0 | 0 |  | 0 | 0 | 0 | 0 | 0 | 0 | 0 | 0 | 0 | 0 | 0 | 0 | 0 | 0 | 0 | 0 | 0 | 0 | 0 | 0 | 0 | 0 | 0 | 0 | 0 | 0 | 0 | 0 | 0 | 0 | 0 | 0 | 0 | 0 | 0 | 0 |  | 0 | 0 | 0 | 0 | 0 | 0 | 0 | 0 | 0 | 0 | 0 | 0 | 0 | 0 | 0 | 0 | 0 | 0 | 0 | 0 | 0 | 0 | 0 | 0 | 0 | 0 | 0 | 0 | 0 | 0 | 0 | 0 | 0 | 0 | 0 | 0 |  | 1 | 1 | 1 | 1 | 1 | 1 | 1 | 1 | 1 | 0
SCE Northern Area | Vestal | 230 | 0 | 0 | 0 | 0 | 0 | 0 | 0 | 0 | 0 | 0 | 0 | 0 | 205 | 0 | 205 | 0 | 0 | 0 | 0 | 1 |  | 0 | 0 | 0 | 0 | 0 | 0 | 0 | 0 | 0 | 0 | 0 | 206.13 | 406.13 | 302.963 | 302.963 | 0 | 0 | 1 | 0 | 0 | 0 | 0 | 0 | 0 | 0 | 0 | 0 | 0 | 0 | 0 | -2 | -2 | -2 | 0 | 0 | 1 |  | 0 | 0 | 0 | 0 | 0 | 0 | 0 | 0 | 0 | 0 | 0 | 0 | 0 | 0 | 0 | 0 | 0 | 0 | 0 | 0 | 0 | 0 | 0 | 0 | 0 | 0 | 0 | 0 | 0 | 2 | 2 | 0 | 0 | 0 | 0 | 1 |  | 0 | 0 | 0 | 0 | 0 | 0 | 0 | 0 | 0 | 0 | 0 | 206.13 | 406.13 | 302.963 | 302.963 | 0 | 0 | 1 | 0 | 0 | 0 | 0 | 0 | 0 | 0 | 0 | 0 | 0 | 0 | 0 | -2 | -2 | -2 | 0 | 0 | 1 |  | 0 | 0 | 0 | 0 | 0 | 0 | 0 | 0 | 0 | 0 | 4.99 | 206.13 | 455.13 | 302.963 | 351.963 | 0 | 0 | 1 | 0 | 0 | 0 | 0 | 0 | 0 | 0 | 0 | 0 | 0 | -2 | 0 | -2 | -2 | -2 | 0 | 0 | 1 |  | 1 | 1 | 1 | 1 | 1 | 1+ | 2+ | 4+ | 1 | 1
SCE North of Lugo Study Area | Victor | 230 | 0 | 0 | 0 | 0 | 0 | 0 | 0 | 0 | 0 | 0 | 0 | 0 | 0 | 0 | 0 | 0 | 0 | 0 | 0 | 0 |  | 0 | 0 | 0 | 0 | 0 | 0 | 0 | 0 | 0 | 0 | 0 | 0 | 0 | 0 | 0 | 0 | 0 | 0 | 0 | 0 | 0 | 0 | 0 | 0 | 0 | 0 | 0 | 0 | 0 | 0 | 0 | 0 | 0 | 0 | 0 | 0 |  | 0 | 0 | 0 | 0 | 0 | 0 | 0 | 0 | 0 | 0 | 0 | 0 | 0 | 0 | 0 | 0 | 0 | 0 | 0 | 0 | 0 | 0 | 0 | 0 | 0 | 0 | 0 | 0 | 0 | 0 | 0 | 0 | 0 | 0 | 0 | 0 |  | 0 | 0 | 0 | 0 | 0 | 0 | 0 | 0 | 0 | 0 | 0 | 0 | 0 | 0 | 0 | 0 | 0 | 0 | 0 | 0 | 0 | 0 | 0 | 0 | 0 | 0 | 0 | 0 | 0 | 0 | 0 | 0 | 0 | 0 | 0 | 0 |  | 0 | 0 | 0 | 0 | 0 | 0 | 0 | 0 | 0 | 0 | 0 | 0 | 5 | 0 | 541.656 | 0 | 0 | 1 | 0 | 0 | 0 | 0 | 0 | 0 | 0 | 0 | 0 | 0 | 0 | 0 | -2 | 0 | -2 | 0 | 0 | 1 |  | 1 | 1 | 1 | 1 | 1 | 1 | 1+ | 1+ | 1 | 1
SCE North of Lugo Study Area | Victor | 115 | 0 | 0 | 0 | 0 | 0 | 0 | 0 | 0 | 0 | 0 | 0 | 16 | 0 | 115 | 115 | 0 | 60 | 60 | 0 | 1 |  | 0 | 0 | 0 | 0 | 0 | 0 | 0 | 0 | 0 | 0 | 0 | 0 | 0 | 0 | 0 | 0 | 0 | 0 | 0 | 0 | 0 | 0 | 0 | 0 | 0 | 0 | 0 | 0 | 2 | 0 | 2 | 2 | 2 | 0 | 0 | 1 |  | 0 | 0 | 0 | 0 | 0 | 0 | 0 | 0 | 0 | 0 | 0.75 | 0 | 0 | 0 | 0 | 0 | 0 | 1 | 0 | 0 | 0 | 0 | 0 | 0 | 0 | 0 | 0 | 0 | 2 | 0 | 2 | 2 | 2 | 0 | 0 | 1 |  | 0 | 0 | 0 | 0 | 0 | 0 | 0 | 0 | 0 | 0 | 0.75 | 0 | 0 | 0 | 0 | 0 | 0 | 1 | 0 | 0 | 0 | 0 | 0 | 0 | 0 | 0 | 0 | 0 | 2 | 0 | 2 | 2 | 2 | 0 | 0 | 1 |  | 0 | 0 | 0 | 0 | 0 | 0 | 0 | 0 | 0 | 0 | 16.25 | 0 | 115 | 0 | 320.542 | 0 | 0 | 1 | 0 | 0 | 0 | 0 | 0 | 0 | 0 | 0 | 0 | 0 | 0 | 0 | 0 | 2 | -2 | 0 | 0 | 1 |  | 1 | 1 | 1 | 1 | 1 | 3- | 3- | 3- | 1 | 1
0 | Victorville (LDWP) | 500 | 0 | 0 | 0 | 0 | 0 | 0 | 0 | 0 | 0 | 0 | 0 | 0 | 0 | 0 | 0 | 0 | 0 | 0 | 0 | 0 |  | 0 | 0 | 0 | 0 | 0 | 0 | 0 | 0 | 0 | 0 | 0 | 0 | 0 | 0 | 0 | 0 | 0 | 0 | 0 | 0 | 0 | 0 | 0 | 0 | 0 | 0 | 0 | 0 | 0 | 0 | 0 | 0 | 0 | 0 | 0 | 0 |  | 0 | 0 | 0 | 0 | 0 | 0 | 0 | 0 | 0 | 0 | 0 | 0 | 0 | 0 | 0 | 0 | 0 | 0 | 0 | 0 | 0 | 0 | 0 | 0 | 0 | 0 | 0 | 0 | 0 | 0 | 0 | 0 | 0 | 0 | 0 | 0 |  | 0 | 0 | 0 | 0 | 0 | 0 | 0 | 0 | 0 | 0 | 0 | 0 | 0 | 0 | 0 | 0 | 0 | 0 | 0 | 0 | 0 | 0 | 0 | 0 | 0 | 0 | 0 | 0 | 0 | 0 | 0 | 0 | 0 | 0 | 0 | 0 |  | 0 | 0 | 0 | 0 | 0 | 0 | 0 | 0 | 0 | 0 | 0 | 0 | 0 | 0 | 0 | 0 | 0 | 0 | 0 | 0 | 0 | 0 | 0 | 0 | 0 | 0 | 0 | 0 | 0 | 0 | 0 | 0 | 0 | 0 | 0 | 0 |  | 1 | 1 | 1 | 1 | 1 | 1 | 1 | 1 | 1 | 0
SCE Metro Study Area | Viejo | 230 | 0 | 0 | 0 | 0 | 0 | 0 | 0 | 0 | 0 | 0 | 0 | 0 | 0 | 0 | 0 | 0 | 0 | 0 | 0 | 0 |  | 0 | 0 | 0 | 0 | 0 | 0 | 0 | 0 | 0 | 0 | 0 | 0 | 0 | 0 | 0 | 0 | 0 | 0 | 0 | 0 | 0 | 0 | 0 | 0 | 0 | 0 | 0 | 0 | 0 | 0 | 0 | 0 | 0 | 0 | 0 | 0 |  | 0 | 0 | 0 | 0 | 0 | 0 | 0 | 0 | 0 | 0 | 0 | 0 | 0 | 0 | 0 | 0 | 0 | 0 | 0 | 0 | 0 | 0 | 0 | 0 | 0 | 0 | 0 | 0 | 0 | 0 | 0 | 0 | 0 | 0 | 0 | 0 |  | 0 | 0 | 0 | 0 | 0 | 0 | 0 | 0 | 0 | 0 | 0 | 0 | 0 | 0 | 0 | 0 | 0 | 0 | 0 | 0 | 0 | 0 | 0 | 0 | 0 | 0 | 0 | 0 | 0 | 0 | 0 | 0 | 0 | 0 | 0 | 0 |  | 0 | 0 | 0 | 0 | 0 | 0 | 0 | 0 | 0 | 0 | 0 | 0 | 0 | 0 | 302.4 | 0 | 0 | 1 | 0 | 0 | 0 | 0 | 0 | 0 | 0 | 0 | 0 | 0 | 0 | 0 | 0 | 0 | -2 | 0 | 0 | 1 |  | 1 | 1 | 1 | 1 | 1 | 1 | 1 | 1+ | 1 | 1
PG&E Greater Bay Study Area | Vierra | 115 | 0 | 0 | 0 | 0 | 0 | 0 | 0 | 0 | 0 | 0 | 0 | 0 | 0 | 0 | 0 | 0 | 0 | 0 | 0 | 0 |  | 0 | 0 | 0 | 0 | 0 | 0 | 0 | 0 | 0 | 0 | 0 | 0 | 0 | 0 | 0 | 0 | 0 | 0 | 0 | 0 | 0 | 0 | 0 | 0 | 0 | 0 | 0 | 0 | 0 | 0 | 0 | 0 | 0 | 0 | 0 | 0 |  | 0 | 0 | 0 | 0 | 0 | 0 | 0 | 0 | 0 | 0 | 0 | 0 | 0 | 0 | 0 | 0 | 0 | 0 | 0 | 0 | 0 | 0 | 0 | 0 | 0 | 0 | 0 | 0 | 0 | 0 | 0 | 0 | 0 | 0 | 0 | 0 |  | 0 | 0 | 0 | 0 | 0 | 0 | 0 | 0 | 0 | 0 | 0 | 0 | 0 | 93.104 | 102 | 0 | 0 | 1 | 0 | 0 | 0 | 0 | 0 | 0 | 0 | 0 | 0 | 0 | 0 | 0 | 0 | -2 | -2 | 0 | 0 | 1 |  | 0 | 0 | 0 | 0 | 0 | 0 | 0 | 0 | 0 | 0 | 3.373 | 0 | 0 | 93.104 | 102 | 0 | 0 | 1 | 0 | 0 | 0 | 0 | 0 | 0 | 0 | 0 | 0 | 0 | -2 | 0 | 0 | -2 | -2 | 0 | 0 | 1 |  | 1 | 1 | 1 | 1 | 1 | 1+ | 1 | 4+ | 1 | 1
SCE Metro Study Area | Villa Park | 230 | 0 | 0 | 0 | 0 | 0 | 0 | 0 | 0 | 0 | 0 | 0 | 0 | 0 | 0 | 0 | 0 | 0 | 0 | 0 | 0 |  | 0 | 0 | 0 | 0 | 0 | 0 | 0 | 0 | 0 | 0 | 0 | 0 | 0 | 0 | 0 | 0 | 0 | 0 | 0 | 0 | 0 | 0 | 0 | 0 | 0 | 0 | 0 | 0 | 0 | 0 | 0 | 0 | 0 | 0 | 0 | 0 |  | 0 | 0 | 0 | 0 | 0 | 0 | 0 | 0 | 0 | 0 | 0 | 0 | 0 | 0 | 0 | 0 | 0 | 0 | 0 | 0 | 0 | 0 | 0 | 0 | 0 | 0 | 0 | 0 | 0 | 0 | 0 | 0 | 0 | 0 | 0 | 0 |  | 0 | 0 | 0 | 0 | 0 | 0 | 0 | 0 | 0 | 0 | 0 | 0 | 0 | 0 | 0 | 0 | 0 | 0 | 0 | 0 | 0 | 0 | 0 | 0 | 0 | 0 | 0 | 0 | 0 | 0 | 0 | 0 | 0 | 0 | 0 | 0 |  | 0 | 0 | 0 | 0 | 0 | 0 | 0 | 0 | 0 | 0 | 0 | 0 | 0 | 0 | 0 | 0 | 0 | 0 | 0 | 0 | 0 | 0 | 0 | 0 | 0 | 0 | 0 | 0 | 0 | 0 | 0 | 0 | 0 | 0 | 0 | 0 |  | 1 | 1 | 1 | 1 | 1 | 1 | 1 | 1 | 1 | 0
SCE Northern Area | Vincent | 500 | 0 | 0 | 0 | 0 | 0 | 0 | 0 | 0 | 0 | 0 | 0 | 0 | 0 | 0 | 0 | 0 | 0 | 0 | 0 | 0 |  | 0 | 0 | 0 | 0 | 0 | 0 | 0 | 0 | 0 | 0 | 0 | 0 | 0 | 0 | 0 | 0 | 0 | 0 | 0 | 0 | 0 | 0 | 0 | 0 | 0 | 0 | 0 | 0 | 0 | 0 | 0 | 0 | 0 | 0 | 0 | 0 |  | 0 | 0 | 0 | 0 | 0 | 0 | 0 | 0 | 0 | 0 | 0 | 0 | 0 | 0 | 0 | 0 | 0 | 0 | 0 | 0 | 0 | 0 | 0 | 0 | 0 | 0 | 0 | 0 | 0 | 0 | 0 | 0 | 0 | 0 | 0 | 0 |  | 0 | 0 | 0 | 0 | 0 | 0 | 0 | 0 | 0 | 0 | 0 | 0 | 0 | 0 | 0 | 0 | 0 | 0 | 0 | 0 | 0 | 0 | 0 | 0 | 0 | 0 | 0 | 0 | 0 | 0 | 0 | 0 | 0 | 0 | 0 | 0 |  | 0 | 0 | 0 | 0 | 0 | 0 | 0 | 0 | 0 | 0 | 0 | 0 | 0 | 0 | 0 | 0 | 0 | 0 | 0 | 0 | 0 | 0 | 0 | 0 | 0 | 0 | 0 | 0 | 0 | 0 | 0 | 0 | 0 | 0 | 0 | 0 |  | 1 | 1 | 1 | 1 | 1 | 1 | 1 | 1 | 1 | 0
SCE Northern Area | Vincent | 230 | 0 | 0 | 0 | 0 | 0 | 0 | 0 | 0 | 0 | 0 | 0 | 0 | 0 | 1067 | 1067 | 400 | 230.5 | 630.5 | 0 | 1 |  | 0 | 0 | 0 | 0 | 0 | 0 | 0 | 0 | 0 | 0 | 0 | 0 | 1151 | 1204.16 | 1295 | 0 | 0 | 1 | 0 | 0 | 0 | 0 | 0 | 0 | 0 | 0 | 0 | 0 | 0 | 0 | 0 | -2 | -2 | 0 | 0 | 1 |  | 0 | 0 | 0 | 0 | 0 | 0 | 0 | 0 | 0 | 0 | 0 | 0 | 1151 | 1204.16 | 1295 | 0 | 0 | 1 | 0 | 0 | 0 | 0 | 0 | 0 | 0 | 0 | 0 | 0 | 0 | 0 | 0 | -2 | -2 | 0 | 0 | 1 |  | 0 | 0 | 0 | 0 | 0 | 0 | 0 | 0 | 0 | 0 | 0 | 0 | 1151 | 1204.16 | 1295 | 0 | 0 | 1 | 0 | 0 | 0 | 0 | 0 | 0 | 0 | 0 | 0 | 0 | 0 | 0 | 0 | -2 | -2 | 0 | 0 | 1 |  | 0 | 0 | 0 | 0 | 0 | 0 | 0 | 0 | 0 | 0 | 0 | 0 | 1304.5 | 1204.16 | 2851.7134 | 0 | 0 | 1 | 0 | 0 | 0 | 0 | 0 | 0 | 0 | 0 | 0 | 0 | 0 | 0 | -1 | -2 | -2 | 0 | 0 | 1 |  | 1 | 1 | 1 | 1 | 1 | 1 | 1 | 4+ | 1 | 1
PG&E Greater Bay Study Area | Vineyard | 230 | 0 | 0 | 0 | 0 | 0 | 0 | 0 | 0 | 0 | 0 | 0 | 0 | 0 | 0 | 0 | 0 | 0 | 0 | 0 | 0 |  | 0 | 0 | 0 | 0 | 0 | 0 | 0 | 0 | 0 | 0 | 0 | 0 | 0 | 0 | 0 | 0 | 0 | 0 | 0 | 0 | 0 | 0 | 0 | 0 | 0 | 0 | 0 | 0 | 0 | 0 | 0 | 0 | 0 | 0 | 0 | 0 |  | 0 | 0 | 0 | 0 | 0 | 0 | 0 | 0 | 0 | 0 | 0 | 0 | 0 | 0 | 0 | 0 | 0 | 0 | 0 | 0 | 0 | 0 | 0 | 0 | 0 | 0 | 0 | 0 | 0 | 0 | 0 | 0 | 0 | 0 | 0 | 0 |  | 0 | 0 | 0 | 0 | 0 | 0 | 0 | 0 | 0 | 0 | 0 | 0 | 0 | 0 | 0 | 0 | 0 | 0 | 0 | 0 | 0 | 0 | 0 | 0 | 0 | 0 | 0 | 0 | 0 | 0 | 0 | 0 | 0 | 0 | 0 | 0 |  | 0 | 0 | 0 | 0 | 0 | 0 | 0 | 0 | 0 | 0 | 0 | 0 | 0 | 0 | 0 | 0 | 0 | 0 | 0 | 0 | 0 | 0 | 0 | 0 | 0 | 0 | 0 | 0 | 0 | 0 | 0 | 0 | 0 | 0 | 0 | 0 |  | 1 | 1 | 1 | 1 | 1 | 1 | 1 | 1 | 1 | 0
SCE Eastern Study Area | Vista (SCE) | 230 | 0 | 0 | 0 | 0 | 0 | 0 | 0 | 0 | 0 | 0 | 0 | 0 | 0 | 0 | 0 | 0 | 0 | 0 | 0 | 0 |  | 0 | 0 | 0 | 0 | 0 | 0 | 0 | 0 | 0 | 0 | 0 | 0 | 0 | 0 | 0 | 0 | 0 | 0 | 0 | 0 | 0 | 0 | 0 | 0 | 0 | 0 | 0 | 0 | 0 | 0 | 0 | 0 | 0 | 0 | 0 | 0 |  | 0 | 0 | 0 | 0 | 0 | 0 | 0 | 0 | 0 | 0 | 0 | 0 | 0 | 0 | 0 | 0 | 0 | 0 | 0 | 0 | 0 | 0 | 0 | 0 | 0 | 0 | 0 | 0 | 0 | 0 | 0 | 0 | 0 | 0 | 0 | 0 |  | 0 | 0 | 0 | 0 | 0 | 0 | 0 | 0 | 0 | 0 | 0 | 0 | 0 | 0 | 0 | 0 | 0 | 0 | 0 | 0 | 0 | 0 | 0 | 0 | 0 | 0 | 0 | 0 | 0 | 0 | 0 | 0 | 0 | 0 | 0 | 0 |  | 0 | 0 | 0 | 0 | 0 | 0 | 0 | 0 | 0 | 0 | 0 | 0 | 0 | 0 | 460 | 0 | 0 | 1 | 0 | 0 | 0 | 0 | 0 | 0 | 0 | 0 | 0 | 0 | 0 | 0 | 0 | 0 | -2 | 0 | 0 | 1 |  | 1 | 1 | 1 | 1 | 1 | 1 | 1 | 1+ | 1 | 1
East of Pisgah Study Area | Vista (VEA) | 138 | 0 | 0 | 0 | 0 | 0 | 0 | 0 | 0 | 0 | 0 | 0 | 0 | 50 | 150 | 200 | 100 | 0 | 100 | 0 | 1 |  | 0 | 0 | 0 | 0 | 0 | 0 | 0 | 0 | 0 | 0 | 0 | 0 | 0 | 0 | 0 | 0 | 0 | 0 | 0 | 0 | 0 | 0 | 0 | 0 | 0 | 0 | 0 | 0 | 0 | 2 | 2 | 2 | 2 | 0 | 0 | 1 |  | 0 | 0 | 0 | 0 | 0 | 0 | 0 | 0 | 0 | 0 | 0 | 0 | 0 | 0 | 0 | 0 | 0 | 0 | 0 | 0 | 0 | 0 | 0 | 0 | 0 | 0 | 0 | 0 | 0 | 2 | 2 | 2 | 2 | 0 | 0 | 1 |  | 0 | 0 | 0 | 0 | 0 | 0 | 0 | 0 | 0 | 0 | 0 | 0 | 0 | 0 | 0 | 0 | 0 | 0 | 0 | 0 | 0 | 0 | 0 | 0 | 0 | 0 | 0 | 0 | 0 | 2 | 2 | 2 | 2 | 0 | 0 | 1 |  | 0 | 0 | 0 | 0 | 0 | 0 | 0 | 0 | 0 | 0 | 0 | 0 | 223.33 | 0 | 110.87 | 0 | 0 | 1 | 0 | 0 | 0 | 0 | 0 | 0 | 0 | 0 | 0 | 0 | 0 | 2 | -1 | 2 | 0 | 0 | 0 | 1 |  | 1 | 1 | 1 | 1 | 1 | 1 | 3- | 3- | 1 | 1
SCE Metro Study Area | Walnut | 230 | 0 | 0 | 0 | 0 | 0 | 0 | 0 | 0 | 0 | 0 | 0 | 0 | 0 | 0 | 0 | 200 | 0 | 200 | 0 | 1 |  | 0 | 0 | 0 | 0 | 0 | 0 | 0 | 0 | 0 | 0 | 0 | 0 | 0 | 200 | 200 | 0 | 0 | 1 | 0 | 0 | 0 | 0 | 0 | 0 | 0 | 0 | 0 | 0 | 0 | 0 | 0 | 0 | 0 | 0 | 0 | 0 |  | 0 | 0 | 0 | 0 | 0 | 0 | 0 | 0 | 0 | 0 | 0 | 0 | 0 | 200 | 200 | 0 | 0 | 1 | 0 | 0 | 0 | 0 | 0 | 0 | 0 | 0 | 0 | 0 | 0 | 0 | 0 | 0 | 0 | 0 | 0 | 0 |  | 0 | 0 | 0 | 0 | 0 | 0 | 0 | 0 | 0 | 0 | 0 | 0 | 0 | 200 | 200 | 0 | 0 | 1 | 0 | 0 | 0 | 0 | 0 | 0 | 0 | 0 | 0 | 0 | 0 | 0 | 0 | 0 | 0 | 0 | 0 | 0 |  | 0 | 0 | 0 | 0 | 0 | 0 | 0 | 0 | 0 | 0 | 1 | 0 | 0 | 200 | 715.5148 | 0 | 0 | 1 | 0 | 0 | 0 | 0 | 0 | 0 | 0 | 0 | 0 | 0 | -2 | 0 | 0 | 0 | -2 | 0 | 0 | 1 |  | 1 | 1 | 1 | 1 | 1 | 1+ | 1 | 1+ | 1 | 1
SCE Northern Area | Warne | 230 | 0 | 0 | 0 | 0 | 0 | 0 | 0 | 0 | 0 | 0 | 0 | 0 | 0 | 0 | 0 | 0 | 0 | 0 | 0 | 0 |  | 0 | 0 | 0 | 0 | 0 | 0 | 0 | 0 | 0 | 0 | 0 | 0 | 0 | 0 | 0 | 0 | 0 | 0 | 0 | 0 | 0 | 0 | 0 | 0 | 0 | 0 | 0 | 0 | 0 | 0 | 0 | 0 | 0 | 0 | 0 | 0 |  | 0 | 0 | 0 | 0 | 0 | 0 | 0 | 0 | 0 | 0 | 0 | 0 | 0 | 0 | 0 | 0 | 0 | 0 | 0 | 0 | 0 | 0 | 0 | 0 | 0 | 0 | 0 | 0 | 0 | 0 | 0 | 0 | 0 | 0 | 0 | 0 |  | 0 | 0 | 0 | 0 | 0 | 0 | 0 | 0 | 0 | 0 | 0 | 0 | 0 | 0 | 0 | 0 | 0 | 0 | 0 | 0 | 0 | 0 | 0 | 0 | 0 | 0 | 0 | 0 | 0 | 0 | 0 | 0 | 0 | 0 | 0 | 0 |  | 0 | 0 | 0 | 0 | 0 | 0 | 0 | 0 | 0 | 0 | 0 | 0 | 0 | 0 | 0 | 0 | 0 | 0 | 0 | 0 | 0 | 0 | 0 | 0 | 0 | 0 | 0 | 0 | 0 | 0 | 0 | 0 | 0 | 0 | 0 | 0 |  | 1 | 1 | 1 | 1 | 1 | 1 | 1 | 1 | 1 | 0
PG&E Fresno Study Area | Warnerville | 230 | 0 | 0 | 0 | 0 | 0 | 0 | 0 | 0 | 0 | 0 | 0 | 0 | 0 | 0 | 0 | 0 | 0 | 0 | 0 | 0 |  | 0 | 0 | 0 | 0 | 0 | 0 | 0 | 0 | 0 | 0 | 0 | 0 | 0 | 0 | 0 | 0 | 0 | 0 | 0 | 0 | 0 | 0 | 0 | 0 | 0 | 0 | 0 | 0 | 0 | 0 | 0 | 0 | 0 | 0 | 0 | 0 |  | 0 | 0 | 0 | 0 | 0 | 0 | 0 | 0 | 0 | 0 | 0 | 0 | 0 | 0 | 0 | 0 | 0 | 0 | 0 | 0 | 0 | 0 | 0 | 0 | 0 | 0 | 0 | 0 | 0 | 0 | 0 | 0 | 0 | 0 | 0 | 0 |  | 0 | 0 | 0 | 0 | 0 | 0 | 0 | 0 | 0 | 0 | 0 | 0 | 0 | 0 | 0 | 0 | 0 | 0 | 0 | 0 | 0 | 0 | 0 | 0 | 0 | 0 | 0 | 0 | 0 | 0 | 0 | 0 | 0 | 0 | 0 | 0 |  | 0 | 0 | 0 | 0 | 0 | 0 | 0 | 0 | 0 | 0 | 0 | 0 | 0 | 0 | 0 | 0 | 0 | 0 | 0 | 0 | 0 | 0 | 0 | 0 | 0 | 0 | 0 | 0 | 0 | 0 | 0 | 0 | 0 | 0 | 0 | 0 |  | 1 | 1 | 1 | 1 | 1 | 1 | 1 | 1 | 1 | 0
PG&E Fresno Study Area | Waukena | 115 | 0 | 0 | 0 | 0 | 0 | 0 | 0 | 0 | 0 | 0 | 0 | 0 | 0 | 0 | 0 | 0 | 0 | 0 | 0 | 0 |  | 0 | 0 | 0 | 0 | 0 | 0 | 0 | 0 | 0 | 0 | 0 | 0 | 0 | 0 | 0 | 0 | 0 | 0 | 0 | 0 | 0 | 0 | 0 | 0 | 0 | 0 | 0 | 0 | 0 | 0 | 0 | 0 | 0 | 0 | 0 | 0 |  | 0 | 0 | 0 | 0 | 0 | 0 | 0 | 0 | 0 | 0 | 0 | 0 | 0 | 0 | 0 | 0 | 0 | 0 | 0 | 0 | 0 | 0 | 0 | 0 | 0 | 0 | 0 | 0 | 0 | 0 | 0 | 0 | 0 | 0 | 0 | 0 |  | 0 | 0 | 0 | 0 | 0 | 0 | 0 | 0 | 0 | 0 | 0 | 0 | 0 | 0 | 0 | 0 | 0 | 0 | 0 | 0 | 0 | 0 | 0 | 0 | 0 | 0 | 0 | 0 | 0 | 0 | 0 | 0 | 0 | 0 | 0 | 0 |  | 0 | 0 | 0 | 0 | 0 | 0 | 0 | 0 | 0 | 0 | 0 | 0 | 0 | 0 | 0 | 0 | 0 | 0 | 0 | 0 | 0 | 0 | 0 | 0 | 0 | 0 | 0 | 0 | 0 | 0 | 0 | 0 | 0 | 0 | 0 | 0 |  | 1 | 1 | 1 | 1 | 1 | 1 | 1 | 1 | 1 | 0
PG&E Greater Bay Study Area | Weber | 230 | 0 | 0 | 0 | 0 | 0 | 0 | 0 | 0 | 0 | 0 | 0 | 0 | 0 | 0 | 0 | 0 | 0 | 0 | 0 | 0 |  | 0 | 0 | 0 | 0 | 0 | 0 | 0 | 0 | 0 | 0 | 0 | 0 | 0 | 0 | 0 | 0 | 0 | 0 | 0 | 0 | 0 | 0 | 0 | 0 | 0 | 0 | 0 | 0 | 0 | 0 | 0 | 0 | 0 | 0 | 0 | 0 |  | 0 | 0 | 0 | 0 | 0 | 0 | 0 | 0 | 0 | 0 | 0 | 0 | 0 | 0 | 0.2 | 0 | 0 | 1 | 0 | 0 | 0 | 0 | 0 | 0 | 0 | 0 | 0 | 0 | 0 | 0 | 0 | 0 | -2 | 0 | 0 | 1 |  | 0 | 0 | 0 | 0 | 0 | 0 | 0 | 0 | 0 | 0 | 0 | 0 | 0 | 0 | 0.2 | 0 | 0 | 1 | 0 | 0 | 0 | 0 | 0 | 0 | 0 | 0 | 0 | 0 | 0 | 0 | 0 | 0 | -2 | 0 | 0 | 1 |  | 0 | 0 | 0 | 0 | 0 | 0 | 0 | 0 | 0 | 0 | 7 | 0 | 0 | 20 | 288.515 | 0 | 0 | 1 | 0 | 0 | 0 | 0 | 0 | 0 | 0 | 0 | 0 | 0 | -2 | 0 | 0 | -2 | -2 | 0 | 0 | 1 |  | 1 | 1 | 1 | 1 | 1 | 1+ | 1 | 4+ | 1 | 1
PG&E Fresno Study Area | West Fresno | 115 | 0 | 0 | 0 | 0 | 0 | 0 | 0 | 0 | 0 | 0 | 0 | 0 | 0 | 0 | 0 | 0 | 0 | 0 | 0 | 0 |  | 0 | 0 | 0 | 0 | 0 | 0 | 0 | 0 | 0 | 0 | 0 | 0 | 0 | 0 | 0 | 0 | 0 | 0 | 0 | 0 | 0 | 0 | 0 | 0 | 0 | 0 | 0 | 0 | 0 | 0 | 0 | 0 | 0 | 0 | 0 | 0 |  | 0 | 0 | 0 | 0 | 0 | 0 | 0 | 0 | 0 | 0 | 0 | 0 | 0 | 0 | 0 | 0 | 0 | 0 | 0 | 0 | 0 | 0 | 0 | 0 | 0 | 0 | 0 | 0 | 0 | 0 | 0 | 0 | 0 | 0 | 0 | 0 |  | 0 | 0 | 0 | 0 | 0 | 0 | 0 | 0 | 0 | 0 | 0 | 0 | 0 | 0 | 0 | 0 | 0 | 0 | 0 | 0 | 0 | 0 | 0 | 0 | 0 | 0 | 0 | 0 | 0 | 0 | 0 | 0 | 0 | 0 | 0 | 0 |  | 0 | 0 | 0 | 0 | 0 | 0 | 0 | 0 | 0 | 0 | 0 | 0 | 0 | 0 | 0 | 0 | 0 | 0 | 0 | 0 | 0 | 0 | 0 | 0 | 0 | 0 | 0 | 0 | 0 | 0 | 0 | 0 | 0 | 0 | 0 | 0 |  | 1 | 1 | 1 | 1 | 1 | 1 | 1 | 1 | 1 | 0
PG&E Fresno Study Area | Westley | 230 | 0 | 0 | 0 | 0 | 0 | 0 | 0 | 0 | 0 | 0 | 0 | 0 | 0 | 164 | 164 | 79.1 | 25 | 104.1 | 0 | 1 |  | 0 | 0 | 0 | 0 | 0 | 0 | 0 | 0 | 0 | 0 | 0 | 0 | 0 | 0 | 0 | 0 | 0 | 0 | 0 | 0 | 0 | 0 | 0 | 0 | 0 | 0 | 0 | 0 | 0 | 0 | 2 | 2 | 2 | 0 | 0 | 1 |  | 0 | 0 | 0 | 0 | 0 | 0 | 0 | 0 | 0 | 0 | 0 | 0 | 0 | 0 | 0 | 0 | 0 | 0 | 0 | 0 | 0 | 0 | 0 | 0 | 0 | 0 | 0 | 0 | 0 | 0 | 2 | 2 | 2 | 0 | 0 | 1 |  | 0 | 0 | 0 | 0 | 0 | 0 | 0 | 0 | 0 | 0 | 0 | 0 | 0 | 0 | 0 | 0 | 0 | 0 | 0 | 0 | 0 | 0 | 0 | 0 | 0 | 0 | 0 | 0 | 0 | 0 | 2 | 2 | 2 | 0 | 0 | 1 |  | 0 | 0 | 0 | 0 | 0 | 0 | 0 | 0 | 0 | 0 | 0 | 0 | 0 | 0 | 0 | 0 | 0 | 0 | 0 | 0 | 0 | 0 | 0 | 0 | 0 | 0 | 0 | 0 | 0 | 0 | 2 | 2 | 2 | 0 | 0 | 1 |  | 1 | 1 | 1 | 1 | 1 | 1 | 5- | 5- | 1 | 1
PG&E Fresno Study Area | New Sub - Westley - Quinto (Proposed) | 230 | 0 | 0 | 0 | 0 | 0 | 0 | 0 | 0 | 0 | 0 | 0 | 0 | 0 | 0 | 0 | 0 | 0 | 0 | 0 | 0 |  | 0 | 0 | 0 | 0 | 0 | 0 | 0 | 0 | 0 | 0 | 0 | 0 | 0 | 0 | 0 | 0 | 0 | 0 | 0 | 0 | 0 | 0 | 0 | 0 | 0 | 0 | 0 | 0 | 0 | 0 | 0 | 0 | 0 | 0 | 0 | 0 |  | 0 | 0 | 0 | 0 | 0 | 0 | 0 | 0 | 0 | 0 | 0 | 0 | 0 | 0 | 0 | 0 | 0 | 0 | 0 | 0 | 0 | 0 | 0 | 0 | 0 | 0 | 0 | 0 | 0 | 0 | 0 | 0 | 0 | 0 | 0 | 0 |  | 0 | 0 | 0 | 0 | 0 | 0 | 0 | 0 | 0 | 0 | 0 | 0 | 0 | 0 | 0 | 0 | 0 | 0 | 0 | 0 | 0 | 0 | 0 | 0 | 0 | 0 | 0 | 0 | 0 | 0 | 0 | 0 | 0 | 0 | 0 | 0 |  | 0 | 0 | 0 | 0 | 0 | 0 | 0 | 0 | 0 | 0 | 0 | 0 | 0 | 0 | 365.12 | 0 | 0 | 1 | 0 | 0 | 0 | 0 | 0 | 0 | 0 | 0 | 0 | 0 | 0 | 0 | 0 | 0 | -2 | 0 | 0 | 1 |  | 1 | 1 | 1 | 1 | 1 | 1 | 1 | 1+ | 1 | 1
PG&E Kern Study Area | Westpark | 115 | 0 | 0 | 0 | 0 | 0 | 0 | 0 | 0 | 0 | 0 | 0 | 0 | 0 | 0 | 0 | 0 | 0 | 0 | 0 | 0 |  | 0 | 0 | 0 | 0 | 0 | 0 | 0 | 0 | 0 | 0 | 0 | 0 | 0 | 0 | 0 | 0 | 0 | 0 | 0 | 0 | 0 | 0 | 0 | 0 | 0 | 0 | 0 | 0 | 0 | 0 | 0 | 0 | 0 | 0 | 0 | 0 |  | 0 | 0 | 0 | 0 | 0 | 0 | 0 | 0 | 0 | 0 | 0 | 0 | 0 | 0 | 0 | 0 | 0 | 0 | 0 | 0 | 0 | 0 | 0 | 0 | 0 | 0 | 0 | 0 | 0 | 0 | 0 | 0 | 0 | 0 | 0 | 0 |  | 0 | 0 | 0 | 0 | 0 | 0 | 0 | 0 | 0 | 0 | 0 | 0 | 0 | 0 | 0 | 0 | 0 | 0 | 0 | 0 | 0 | 0 | 0 | 0 | 0 | 0 | 0 | 0 | 0 | 0 | 0 | 0 | 0 | 0 | 0 | 0 |  | 0 | 0 | 0 | 0 | 0 | 0 | 0 | 0 | 0 | 0 | 0 | 0 | 0 | 0 | 0 | 0 | 0 | 0 | 0 | 0 | 0 | 0 | 0 | 0 | 0 | 0 | 0 | 0 | 0 | 0 | 0 | 0 | 0 | 0 | 0 | 0 |  | 1 | 1 | 1 | 1 | 1 | 1 | 1 | 1 | 1 | 0
PG&E Kern Study Area | Wheeler Ridge | 230 | 0 | 0 | 0 | 0 | 0 | 0 | 0 | 0 | 0 | 0 | 0 | 0 | 0 | 250 | 250 | 0 | 140 | 140 | 0 | 1 |  | 0 | 0 | 0 | 0 | 0 | 0 | 0 | 0 | 0 | 0 | 0 | 0 | 0 | 0 | 0 | 0 | 0 | 0 | 0 | 0 | 0 | 0 | 0 | 0 | 0 | 0 | 0 | 0 | 0 | 0 | 2 | 2 | 2 | 0 | 0 | 1 |  | 0 | 0 | 0 | 0 | 0 | 0 | 0 | 0 | 0 | 0 | 0 | 0 | 10.421 | 92 | 97.6 | 0 | 0 | 1 | 0 | 0 | 0 | 0 | 0 | 0 | 0 | 0 | 0 | 0 | 0 | 0 | 2 | 2 | 2 | 0 | 0 | 1 |  | 0 | 0 | 0 | 0 | 0 | 0 | 0 | 0 | 0 | 0 | 0 | 0 | 10.421 | 92 | 97.6 | 0 | 0 | 1 | 0 | 0 | 0 | 0 | 0 | 0 | 0 | 0 | 0 | 0 | 0 | 0 | 2 | 2 | 2 | 0 | 0 | 1 |  | 0 | 0 | 0 | 0 | 0 | 0 | 0 | 0 | 0 | 0 | 0 | 0 | 321.051 | 92 | 408.23 | 0 | 0 | 1 | 0 | 0 | 0 | 0 | 0 | 0 | 0 | 0 | 0 | 0 | 0 | 0 | -1 | 2 | -2 | 0 | 0 | 1 |  | 1 | 1 | 1 | 1 | 1 | 1 | 3- | 3- | 1 | 1
PG&E Kern Study Area | New Sub - Midway - Wheeler Ridge (Proposed) | 230 | 0 | 0 | 0 | 0 | 0 | 0 | 0 | 0 | 0 | 0 | 0 | 0 | 250 | 0 | 250 | 0 | 0 | 0 | 0 | 1 |  | 0 | 0 | 0 | 0 | 0 | 0 | 0 | 0 | 0 | 0 | 0 | 0 | 133.6 | 0 | 0 | 0 | 0 | 1 | 0 | 0 | 0 | 0 | 0 | 0 | 0 | 0 | 0 | 0 | 0 | 2 | 2 | 0 | 0 | 0 | 0 | 1 |  | 0 | 0 | 0 | 0 | 0 | 0 | 0 | 0 | 0 | 0 | 0 | 0 | 0 | 0 | 0 | 0 | 0 | 0 | 0 | 0 | 0 | 0 | 0 | 0 | 0 | 0 | 0 | 0 | 0 | 2 | 2 | 0 | 0 | 0 | 0 | 1 |  | 0 | 0 | 0 | 0 | 0 | 0 | 0 | 0 | 0 | 0 | 0 | 0 | 235.6 | 0 | 0 | 0 | 0 | 1 | 0 | 0 | 0 | 0 | 0 | 0 | 0 | 0 | 0 | 0 | 0 | 2 | 0 | 0 | 0 | 0 | 0 | 1 |  | 0 | 0 | 0 | 0 | 0 | 0 | 0 | 0 | 0 | 0 | 0 | 0 | 235.6 | 0 | 0 | 0 | 0 | 1 | 0 | 0 | 0 | 0 | 0 | 0 | 0 | 0 | 0 | 0 | 0 | 2 | 0 | 0 | 0 | 0 | 0 | 1 |  | 1 | 1 | 1 | 1 | 1 | 1 | 2- | 1 | 1 | 1
SCE Northern Area | Whirlwind | 230 | 0 | 0 | 500 | 0 | 500 | 0 | 0 | 0 | 0 | 0 | 0 | 0 | 50 | 300 | 350 | 0 | 100 | 100 | 281 | 1 |  | 0 | 0 | 0 | 0 | 0 | 0 | 0 | 0 | 0 | 0 | 0 | 44.88 | 176.122 | 105.2637 | 173.3 | 0 | 0 | 1 | 0 | 0 | 0 | 0 | 2 | 2 | 0 | 0 | 0 | 0 | 0 | 1 | 2 | 0 | -2 | 2 | 2 | 1 |  | 0 | 0 | 0 | 0 | 100 | 100 | 0 | 0 | 0 | 0 | 0 | 44.88 | 176.122 | 105.9637 | 174 | 0 | 0 | 1 | 0 | 0 | 0 | 0 | 2 | 2 | 0 | 0 | 0 | 0 | 0 | 1 | 2 | 0 | -2 | 2 | 2 | 1 |  | 0 | 0 | 0 | 0 | 100 | 100 | 0 | 0 | 0 | 0 | 0 | 44.88 | 176.122 | 105.9637 | 282 | 300 | 300 | 1 | 0 | 0 | 0 | 0 | 2 | 2 | 0 | 0 | 0 | 0 | 0 | 1 | 2 | 0 | -2 | 0 | 0 | 1 |  | 0 | 0 | 0 | 0 | 100 | 100 | 0 | 0 | 0 | 0 | 0 | 44.88 | 799.602 | 105.9637 | 905.48 | 300 | 300 | 1 | 0 | 0 | 0 | 0 | 2 | 2 | 0 | 0 | 0 | 0 | 0 | 1 | -2 | 0 | -2 | 0 | 0 | 1 |  | 1 | 1 | 5- | 1 | 1 | 1 | 3- | 4+ | 1 | 1
SCE Northern Area | Whirlwind | 500 | 0 | 0 | 0 | 0 | 0 | 0 | 0 | 0 | 0 | 0 | 0 | 0 | 0 | 0 | 0 | 0 | 0 | 0 | 0 | 0 |  | 0 | 0 | 0 | 0 | 0 | 0 | 0 | 0 | 0 | 0 | 0 | 0 | 0 | 0 | 0 | 0 | 0 | 0 | 0 | 0 | 0 | 0 | 0 | 0 | 0 | 0 | 0 | 0 | 0 | 0 | 0 | 0 | 0 | 0 | 0 | 0 |  | 0 | 0 | 0 | 0 | 0 | 0 | 0 | 0 | 0 | 0 | 0 | 0 | 0 | 0 | 0 | 0 | 0 | 0 | 0 | 0 | 0 | 0 | 0 | 0 | 0 | 0 | 0 | 0 | 0 | 0 | 0 | 0 | 0 | 0 | 0 | 0 |  | 0 | 0 | 0 | 0 | 0 | 0 | 0 | 0 | 0 | 0 | 0 | 0 | 0 | 0 | 0 | 0 | 0 | 0 | 0 | 0 | 0 | 0 | 0 | 0 | 0 | 0 | 0 | 0 | 0 | 0 | 0 | 0 | 0 | 0 | 0 | 0 |  | 0 | 0 | 0 | 0 | 0 | 0 | 0 | 0 | 0 | 0 | 0 | 0 | 0 | 0 | 513.2 | 0 | 0 | 1 | 0 | 0 | 0 | 0 | 0 | 0 | 0 | 0 | 0 | 0 | 0 | 0 | 0 | 0 | -2 | 0 | 0 | 1 |  | 1 | 1 | 1 | 1 | 1 | 1 | 1 | 1+ | 1 | 1
PG&E Fresno Study Area | Wilson | 230 | 0 | 0 | 200 | 0 | 200 | 0 | 0 | 0 | 0 | 0 | 0 | 0 | 0 | 0 | 0 | 0 | 0 | 0 | 0 | 1 |  | 0 | 0 | 0 | 0 | 0 | 0 | 0 | 0 | 0 | 0 | 0 | 0 | 0 | 0 | 0 | 0 | 0 | 0 | 0 | 0 | 0 | 0 | 2 | 2 | 0 | 0 | 0 | 0 | 0 | 0 | 0 | 0 | 0 | 0 | 0 | 1 |  | 0 | 0 | 0 | 0 | 0 | 0 | 0 | 0 | 0 | 0 | 0 | 0 | 0 | 0 | 0 | 0 | 0 | 0 | 0 | 0 | 0 | 0 | 2 | 2 | 0 | 0 | 0 | 0 | 0 | 0 | 0 | 0 | 0 | 0 | 0 | 1 |  | 0 | 0 | 0 | 0 | 0 | 0 | 0 | 0 | 0 | 0 | 0 | 0 | 0 | 0 | 0 | 0 | 0 | 0 | 0 | 0 | 0 | 0 | 2 | 2 | 0 | 0 | 0 | 0 | 0 | 0 | 0 | 0 | 0 | 0 | 0 | 1 |  | 0 | 0 | 0 | 0 | 0 | 0 | 0 | 0 | 0 | 0 | 0 | 0 | 0 | 0 | 256.29 | 0 | 0 | 1 | 0 | 0 | 0 | 0 | 2 | 2 | 0 | 0 | 0 | 0 | 0 | 0 | 0 | 0 | -2 | 0 | 0 | 1 |  | 1 | 1 | 5- | 1 | 1 | 1 | 1 | 1+ | 1 | 1
PG&E Fresno Study Area | Wilson | 115 | 0 | 2 | 0 | 0 | 0 | 0 | 0 | 0 | 0 | 0 | 0 | 0 | 0 | 0 | 0 | 0 | 0 | 0 | 0 | 1 |  | 0 | 0 | 0 | 0 | 0 | 0 | 0 | 0 | 0 | 0 | 0 | 0 | 0 | 0 | 0 | 0 | 0 | 0 | 0 | 0 | 2 | 2 | 0 | 0 | 0 | 0 | 0 | 0 | 0 | 0 | 0 | 0 | 0 | 0 | 0 | 1 |  | 0 | 0 | 0 | 0 | 0 | 0 | 0 | 0 | 0 | 0 | 0 | 0 | 0 | 0 | 0 | 0 | 0 | 0 | 0 | 0 | 2 | 2 | 0 | 0 | 0 | 0 | 0 | 0 | 0 | 0 | 0 | 0 | 0 | 0 | 0 | 1 |  | 0 | 0 | 0 | 0 | 0 | 0 | 0 | 0 | 0 | 0 | 0 | 0 | 0 | 0 | 0 | 0 | 0 | 0 | 0 | 0 | 2 | 2 | 0 | 0 | 0 | 0 | 0 | 0 | 0 | 0 | 0 | 0 | 0 | 0 | 0 | 1 |  | 0 | 0 | 0 | 1 | 0 | 0 | 0 | 0 | 0 | 0 | 0 | 0 | 0 | 0 | 203.699 | 0 | 0 | 1 | 0 | 0 | 2 | 2 | 0 | 0 | 0 | 0 | 0 | 0 | 0 | 0 | 0 | 0 | -2 | 0 | 0 | 1 |  | 1 | 5- | 1 | 1 | 1 | 1 | 1 | 1+ | 1 | 1
PG&E Kern Study Area | Windgap PP | 230 | 0 | 0 | 0 | 0 | 0 | 0 | 0 | 0 | 0 | 0 | 0 | 0 | 0 | 0 | 0 | 0 | 0 | 0 | 0 | 0 |  | 0 | 0 | 0 | 0 | 0 | 0 | 0 | 0 | 0 | 0 | 0 | 0 | 0 | 0 | 0 | 0 | 0 | 0 | 0 | 0 | 0 | 0 | 0 | 0 | 0 | 0 | 0 | 0 | 0 | 0 | 0 | 0 | 0 | 0 | 0 | 0 |  | 0 | 0 | 0 | 0 | 0 | 0 | 0 | 0 | 0 | 0 | 0 | 0 | 0 | 0 | 0 | 0 | 0 | 0 | 0 | 0 | 0 | 0 | 0 | 0 | 0 | 0 | 0 | 0 | 0 | 0 | 0 | 0 | 0 | 0 | 0 | 0 |  | 0 | 0 | 0 | 0 | 0 | 0 | 0 | 0 | 0 | 0 | 0 | 0 | 0 | 0 | 0 | 0 | 0 | 0 | 0 | 0 | 0 | 0 | 0 | 0 | 0 | 0 | 0 | 0 | 0 | 0 | 0 | 0 | 0 | 0 | 0 | 0 |  | 0 | 0 | 0 | 0 | 0 | 0 | 0 | 0 | 0 | 0 | 0 | 0 | 0 | 0 | 0 | 0 | 0 | 0 | 0 | 0 | 0 | 0 | 0 | 0 | 0 | 0 | 0 | 0 | 0 | 0 | 0 | 0 | 0 | 0 | 0 | 0 |  | 1 | 1 | 1 | 1 | 1 | 1 | 1 | 1 | 1 | 0
SCE Northern Area | Windhub | 230 | 0 | 0 | 124 | 0 | 124 | 0 | 0 | 0 | 0 | 0 | 0 | 0 | 140 | 400 | 540 | 100 | 225 | 325 | 0 | 1 |  | 0 | 0 | 0 | 0 | 0 | 0 | 0 | 0 | 0 | 0 | 0 | 0 | 650 | 524.8 | 767 | 0 | 0 | 1 | 0 | 0 | 0 | 0 | 2 | 2 | 0 | 0 | 0 | 0 | 0 | 2 | -1 | -2 | -2 | 0 | 0 | 1 |  | 0 | 0 | 0 | 0 | 0 | 23.52 | 0 | 0 | 0 | 0 | 0 | 0 | 650 | 524.8 | 775 | 0 | 0 | 1 | 0 | 0 | 0 | 0 | 2 | 2 | 0 | 0 | 0 | 0 | 0 | 2 | -1 | -2 | -2 | 0 | 0 | 1 |  | 0 | 0 | 0 | 0 | 0 | 23.52 | 0 | 0 | 0 | 0 | 0 | 0 | 704.5914 | 524.8 | 1404.4768 | 0 | 0 | 1 | 0 | 0 | 0 | 0 | 2 | 2 | 0 | 0 | 0 | 0 | 0 | 2 | -1 | -2 | -2 | 0 | 0 | 1 |  | 0 | 0 | 0 | 0 | 0 | 23.52 | 0 | 0 | 0 | 0 | 0 | 0 | 739.5914 | 524.8 | 1469.4768 | 0 | 0 | 1 | 0 | 0 | 0 | 0 | 2 | 2 | 0 | 0 | 0 | 0 | 0 | 2 | -1 | -2 | -2 | 0 | 0 | 1 |  | 1 | 1 | 5- | 1 | 1 | 1 | 3+ | 4+ | 1 | 1
SCE Northern Area | Windhub | 500 | 0 | 0 | 0 | 0 | 0 | 0 | 0 | 0 | 0 | 0 | 0 | 0 | 775 | 0 | 775 | 0 | 0 | 0 | 0 | 1 |  | 0 | 0 | 0 | 0 | 0 | 0 | 0 | 0 | 0 | 0 | 0 | 778.5456 | 778.5456 | 671.55 | 671.55 | 0 | 0 | 1 | 0 | 0 | 0 | 0 | 0 | 0 | 0 | 0 | 0 | 0 | 0 | 0 | 0 | -2 | -2 | 0 | 0 | 1 |  | 0 | 0 | 0 | 0 | 0 | 0 | 0 | 0 | 0 | 0 | 0 | 778.5456 | 778.5456 | 671.55 | 671.55 | 0 | 0 | 1 | 0 | 0 | 0 | 0 | 0 | 0 | 0 | 0 | 0 | 0 | 0 | 0 | 0 | -2 | -2 | 0 | 0 | 1 |  | 0 | 0 | 0 | 0 | 0 | 0 | 0 | 0 | 0 | 0 | 0 | 778.5456 | 778.5456 | 671.55 | 671.55 | 0 | 0 | 1 | 0 | 0 | 0 | 0 | 0 | 0 | 0 | 0 | 0 | 0 | 0 | 0 | 0 | -2 | -2 | 0 | 0 | 1 |  | 0 | 0 | 0 | 0 | 0 | 0 | 0 | 0 | 0 | 0 | 0 | 778.5456 | 1150.8456 | 671.55 | 896.55 | 0 | 0 | 1 | 0 | 0 | 0 | 0 | 0 | 0 | 0 | 0 | 0 | 0 | 0 | 0 | -1 | -2 | -2 | 0 | 0 | 1 |  | 1 | 1 | 1 | 1 | 1 | 1 | 1 | 4+ | 1 | 1
PG&E North of Greater Bay Study Area | Woodland | 115 | 0 | 0 | 0 | 0 | 0 | 0 | 0 | 0 | 0 | 0 | 0 | 1.5 | 0 | 0 | 0 | 0 | 0 | 0 | 0 | 1 |  | 0 | 0 | 0 | 0 | 0 | 0 | 0 | 0 | 0 | 0 | 0 | 0 | 0 | 0 | 0 | 0 | 0 | 0 | 0 | 0 | 0 | 0 | 0 | 0 | 0 | 0 | 0 | 0 | 2 | 0 | 0 | 0 | 0 | 0 | 0 | 1 |  | 0 | 0 | 0 | 0 | 0 | 0 | 0 | 0 | 0 | 0 | 1.542 | 0 | 0 | 0 | 0 | 0 | 0 | 1 | 0 | 0 | 0 | 0 | 0 | 0 | 0 | 0 | 0 | 0 | 0 | 0 | 0 | 0 | 0 | 0 | 0 | 0 |  | 0 | 0 | 0 | 0 | 0 | 0 | 0 | 0 | 0 | 0 | 1.542 | 0 | 0 | 0 | 0 | 0 | 0 | 1 | 0 | 0 | 0 | 0 | 0 | 0 | 0 | 0 | 0 | 0 | 0 | 0 | 0 | 0 | 0 | 0 | 0 | 0 |  | 0 | 0 | 0 | 0 | 0 | 0 | 0 | 0 | 0 | 0 | 1.542 | 0 | 0 | 0 | 0 | 0 | 0 | 1 | 0 | 0 | 0 | 0 | 0 | 0 | 0 | 0 | 0 | 0 | 0 | 0 | 0 | 0 | 0 | 0 | 0 | 0 |  | 1 | 1 | 1 | 1 | 1 | 1 | 1 | 1 | 1 | 0
PG&E North of Greater Bay Study Area | Wyandotte | 115 | 0 | 3.6 | 0 | 0 | 0 | 0 | 0 | 0 | 0 | 0 | 0 | 3.5 | 0 | 0 | 0 | 0 | 0 | 0 | 0 | 1 |  | 0 | 0 | 0 | 0 | 0 | 0 | 0 | 0 | 0 | 0 | 0 | 0 | 0 | 0 | 0 | 0 | 0 | 0 | 0 | 0 | 2 | 2 | 0 | 0 | 0 | 0 | 0 | 0 | 2 | 0 | 0 | 0 | 0 | 0 | 0 | 1 |  | 0 | 0 | 0 | 0 | 0 | 0 | 0 | 0 | 0 | 0 | 3.692 | 0 | 0 | 0 | 0 | 0 | 0 | 1 | 0 | 0 | 2 | 2 | 0 | 0 | 0 | 0 | 0 | 0 | 0 | 0 | 0 | 0 | 0 | 0 | 0 | 1 |  | 0 | 0 | 0 | 0 | 0 | 0 | 0 | 0 | 0 | 0 | 3.692 | 0 | 0 | 0 | 0 | 0 | 0 | 1 | 0 | 0 | 2 | 2 | 0 | 0 | 0 | 0 | 0 | 0 | 0 | 0 | 0 | 0 | 0 | 0 | 0 | 1 |  | 0 | 0 | 0 | 0 | 0 | 0 | 0 | 0 | 0 | 0 | 3.692 | 0 | 0 | 0 | 0 | 0 | 0 | 1 | 0 | 0 | 2 | 2 | 0 | 0 | 0 | 0 | 0 | 0 | 0 | 0 | 0 | 0 | 0 | 0 | 0 | 1 |  | 1 | 5- | 1 | 1 | 1 | 1 | 1 | 1 | 1 | 1

## CAISO_Queue_bySub
[51 empty] | COD before |  | 2030 | [9 empty] | COD before |  | 2030 | [9 empty] | COD before |  | 2030
|  |  | Available for Near-term Interconnection | [11 empty] | Executed IA | [11 empty] | Completed Phase 2 | [11 empty] | All Projects | [11 empty] | Executed IA | [11 empty] | Completed Phase 2 | [11 empty] | All Projects
|  |  | Battery | Battery | LDES | LDES | Solar | Solar | Geothermal | Geothermal | Wind | Wind | Offshore Wind | Offshore Wind | Battery | Battery | LDES | LDES | Solar | Solar | Geothermal | Geothermal | Wind | Wind | Offshore Wind | Offshore Wind | Battery | Battery | LDES | LDES | Solar | Solar | Geothermal | Geothermal | Wind | Wind | Offshore Wind | Offshore Wind | Battery | Battery | LDES | LDES | Solar | Solar | Geothermal | Geothermal | Wind | Wind | Offshore Wind | Offshore Wind | Battery | Battery | LDES | LDES | Solar | Solar | Geothermal | Geothermal | Wind | Wind | Offshore Wind | Offshore Wind | Battery | Battery | LDES | LDES | Solar | Solar | Geothermal | Geothermal | Wind | Wind | Offshore Wind | Offshore Wind | Battery | Battery | LDES | LDES | Solar | Solar | Geothermal | Geothermal | Wind | Wind | Offshore Wind | Offshore Wind
CAISO Study Area | Substation | Voltage | Total | FCDS (TPD) | Total | FCDS (TPD) | Total | FCDS (TPD) | Total | FCDS (TPD) | Total | FCDS (TPD) | Total | FCDS (TPD) | Total | FCDS (TPD) | Total | FCDS (TPD) | Total | FCDS (TPD) | Total | FCDS (TPD) | Total | FCDS (TPD) | Total | FCDS (TPD) | Total | FCDS (TPD) | Total | FCDS (TPD) | Total | FCDS (TPD) | Total | FCDS (TPD) | Total | FCDS (TPD) | Total | FCDS (TPD) | Total | FCDS (TPD) | Total | FCDS (TPD) | Total | FCDS (TPD) | Total | FCDS (TPD) | Total | FCDS (TPD) | Total | FCDS (TPD) | Total | FCDS (TPD) | Total | FCDS (TPD) | Total | FCDS (TPD) | Total | FCDS (TPD) | Total | FCDS (TPD) | Total | FCDS (TPD) | Total | FCDS (TPD) | Total | FCDS (TPD) | Total | FCDS (TPD) | Total | FCDS (TPD) | Total | FCDS (TPD) | Total | FCDS (TPD) | Total | FCDS (TPD) | Total | FCDS (TPD) | Total | FCDS (TPD) | Total | FCDS (TPD) | Total | FCDS (TPD) | Total | FCDS (TPD)
PG&E Kern Study Area | 7th Standard | 115 | 0 | 0 | 0 | 0 | 0 | 0 | 0 | 0 | 0 | 0 | 0 | 0 | 0 | 0 | 0 | 0 | 0 | 0 | 0 | 0 | 0 | 0 | 0 | 0 | 0 | 0 | 0 | 0 | 0 | 0 | 0 | 0 | 0 | 0 | 0 | 0 | 92.07 | 0 | 0 | 0 | 0 | 0 | 0 | 0 | 0 | 0 | 0 | 0 | 0 | 0 | 0 | 0 | 0 | 0 | 0 | 0 | 0 | 0 | 0 | 0 | 0 | 0 | 0 | 0 | 0 | 0 | 0 | 0 | 0 | 0 | 0 | 0 | 92.07 | 0 | 0 | 0 | 0 | 0 | 0 | 0 | 0 | 0 | 0 | 0
SCE Metro Study Area | Alamitos | 230 | 0 | 0 | 0 | 0 | 0 | 0 | 0 | 0 | 0 | 0 | 0 | 0 | 0 | 0 | 0 | 0 | 0 | 0 | 0 | 0 | 0 | 0 | 0 | 0 | 0 | 0 | 0 | 0 | 0 | 0 | 0 | 0 | 0 | 0 | 0 | 0 | 241.5 | 0 | 0 | 0 | 0 | 0 | 0 | 0 | 0 | 0 | 0 | 0 | 0 | 0 | 0 | 0 | 0 | 0 | 0 | 0 | 0 | 0 | 0 | 0 | 0 | 0 | 0 | 0 | 0 | 0 | 0 | 0 | 0 | 0 | 0 | 0 | 241.5 | 0 | 0 | 0 | 0 | 0 | 0 | 0 | 0 | 0 | 0 | 0
SCE Eastern Study Area | Alberhill | 500 | 0 | 0 | 0 | 0 | 0 | 0 | 0 | 0 | 0 | 0 | 0 | 0 | 0 | 0 | 500 | 500 | 0 | 0 | 0 | 0 | 0 | 0 | 0 | 0 | 0 | 0 | 500 | 500 | 0 | 0 | 0 | 0 | 0 | 0 | 0 | 0 | 0 | 0 | 500 | 500 | 0 | 0 | 0 | 0 | 0 | 0 | 0 | 0 | 0 | 0 | 500 | 500 | 0 | 0 | 0 | 0 | 0 | 0 | 0 | 0 | 0 | 0 | 500 | 500 | 0 | 0 | 0 | 0 | 0 | 0 | 0 | 0 | 0 | 0 | 500 | 500 | 0 | 0 | 0 | 0 | 0 | 0 | 0 | 0
PG&E Kern Study Area | Alpaugh | 115 | 0 | 0 | 0 | 0 | 0 | 0 | 0 | 0 | 0 | 0 | 0 | 0 | 0 | 0 | 0 | 0 | 0 | 0 | 0 | 0 | 0 | 0 | 0 | 0 | 0 | 0 | 0 | 0 | 0 | 0 | 0 | 0 | 0 | 0 | 0 | 0 | 172.835 | 0 | 0 | 0 | 172.835 | 0 | 0 | 0 | 0 | 0 | 0 | 0 | 0 | 0 | 0 | 0 | 0 | 0 | 0 | 0 | 0 | 0 | 0 | 0 | 0 | 0 | 0 | 0 | 0 | 0 | 0 | 0 | 0 | 0 | 0 | 0 | 172.835 | 0 | 0 | 0 | 172.835 | 0 | 0 | 0 | 0 | 0 | 0 | 0
SDG&E Study Area | Alpine | 69 | 0 | 0 | 0 | 0 | 0 | 0 | 0 | 0 | 0 | 0 | 0 | 0 | 0 | 0 | 0 | 0 | 0 | 0 | 0 | 0 | 0 | 0 | 0 | 0 | 0 | 0 | 0 | 0 | 0 | 0 | 0 | 0 | 0 | 0 | 0 | 0 | 100.6499 | 0 | 0 | 0 | 0 | 0 | 0 | 0 | 0 | 0 | 0 | 0 | 0 | 0 | 0 | 0 | 0 | 0 | 0 | 0 | 0 | 0 | 0 | 0 | 0 | 0 | 0 | 0 | 0 | 0 | 0 | 0 | 0 | 0 | 0 | 0 | 0 | 0 | 0 | 0 | 0 | 0 | 0 | 0 | 0 | 0 | 0 | 0
PG&E Greater Bay Study Area | Altamont Midway (Sandhill) | 230 | 0 | 0 | 0 | 0 | 0 | 0 | 0 | 0 | 5 | 0 | 0 | 0 | 0 | 0 | 0 | 0 | 0 | 0 | 0 | 0 | 5 | 0 | 0 | 0 | 0 | 0 | 0 | 0 | 0 | 0 | 0 | 0 | 5 | 0 | 0 | 0 | 0 | 0 | 0 | 0 | 0 | 0 | 0 | 0 | 5 | 0 | 0 | 0 | 0 | 0 | 0 | 0 | 0 | 0 | 0 | 0 | 5 | 0 | 0 | 0 | 0 | 0 | 0 | 0 | 0 | 0 | 0 | 0 | 5 | 0 | 0 | 0 | 0 | 0 | 0 | 0 | 0 | 0 | 0 | 0 | 5 | 0 | 0 | 0
SCE Northern Area | Antelope | 500 | 0 | 0 | 0 | 0 | 0 | 0 | 0 | 0 | 0 | 0 | 0 | 0 | 0 | 0 | 0 | 0 | 0 | 0 | 0 | 0 | 0 | 0 | 0 | 0 | 0 | 0 | 0 | 0 | 0 | 0 | 0 | 0 | 0 | 0 | 0 | 0 | 0 | 0 | 0 | 0 | 0 | 0 | 0 | 0 | 0 | 0 | 0 | 0 | 0 | 0 | 0 | 0 | 0 | 0 | 0 | 0 | 0 | 0 | 0 | 0 | 0 | 0 | 0 | 0 | 0 | 0 | 0 | 0 | 0 | 0 | 0 | 0 | 0 | 0 | 0 | 0 | 0 | 0 | 0 | 0 | 0 | 0 | 0 | 0
SCE Northern Area | Antelope | 230 | 187.28 | 23.88 | 0 | 0 | 161 | 161 | 0 | 0 | 0 | 0 | 0 | 0 | 187.28 | 23.88 | 0 | 0 | 161 | 161 | 0 | 0 | 0 | 0 | 0 | 0 | 187.28 | 23.88 | 0 | 0 | 161 | 161 | 0 | 0 | 0 | 0 | 0 | 0 | 1153.9446 | 23.88 | 0 | 0 | 312.632 | 161 | 0 | 0 | 0 | 0 | 0 | 0 | 187.28 | 23.88 | 0 | 0 | 161 | 161 | 0 | 0 | 0 | 0 | 0 | 0 | 187.28 | 23.88 | 0 | 0 | 161 | 161 | 0 | 0 | 0 | 0 | 0 | 0 | 1153.9446 | 23.88 | 0 | 0 | 312.632 | 161 | 0 | 0 | 0 | 0 | 0 | 0
PG&E Kern Study Area | Arco | 230 | 0 | 0 | 0 | 0 | 0 | 0 | 0 | 0 | 0 | 0 | 0 | 0 | 254.27 | 0.2 | 0 | 0 | 256.574 | 1.7 | 0 | 0 | 0 | 0 | 0 | 0 | 606.07 | 292.075 | 0 | 0 | 608.374 | 1.7 | 0 | 0 | 0 | 0 | 0 | 0 | 1208.6068 | 292.075 | 0 | 0 | 1181.0979 | 1.7 | 0 | 0 | 0 | 0 | 0 | 0 | 254.27 | 0.2 | 0 | 0 | 256.574 | 1.7 | 0 | 0 | 0 | 0 | 0 | 0 | 606.07 | 292.075 | 0 | 0 | 608.374 | 1.7 | 0 | 0 | 0 | 0 | 0 | 0 | 1208.6068 | 292.075 | 0 | 0 | 1181.0979 | 1.7 | 0 | 0 | 0 | 0 | 0 | 0
SCE Metro Study Area | ArcoGen | 230 | 0 | 0 | 0 | 0 | 0 | 0 | 0 | 0 | 0 | 0 | 0 | 0 | 0 | 0 | 0 | 0 | 0 | 0 | 0 | 0 | 0 | 0 | 0 | 0 | 0 | 0 | 0 | 0 | 0 | 0 | 0 | 0 | 0 | 0 | 0 | 0 | 0 | 0 | 0 | 0 | 0 | 0 | 0 | 0 | 0 | 0 | 0 | 0 | 0 | 0 | 0 | 0 | 0 | 0 | 0 | 0 | 0 | 0 | 0 | 0 | 0 | 0 | 0 | 0 | 0 | 0 | 0 | 0 | 0 | 0 | 0 | 0 | 0 | 0 | 0 | 0 | 0 | 0 | 0 | 0 | 0 | 0 | 0 | 0
SDG&E Study Area | Artesian | 230 | 0 | 0 | 0 | 0 | 0 | 0 | 0 | 0 | 0 | 0 | 0 | 0 | 0 | 0 | 0 | 0 | 0 | 0 | 0 | 0 | 0 | 0 | 0 | 0 | 0 | 0 | 0 | 0 | 0 | 0 | 0 | 0 | 0 | 0 | 0 | 0 | 0 | 0 | 0 | 0 | 0 | 0 | 0 | 0 | 0 | 0 | 0 | 0 | 0 | 0 | 0 | 0 | 0 | 0 | 0 | 0 | 0 | 0 | 0 | 0 | 0 | 0 | 0 | 0 | 0 | 0 | 0 | 0 | 0 | 0 | 0 | 0 | 0 | 0 | 0 | 0 | 0 | 0 | 0 | 0 | 0 | 0 | 0 | 0
PG&E Fresno Study Area | Ashlan | 230 | 0 | 0 | 0 | 0 | 0 | 0 | 0 | 0 | 0 | 0 | 0 | 0 | 0 | 0 | 0 | 0 | 0 | 0 | 0 | 0 | 0 | 0 | 0 | 0 | 0 | 0 | 0 | 0 | 0 | 0 | 0 | 0 | 0 | 0 | 0 | 0 | 0 | 0 | 0 | 0 | 0 | 0 | 0 | 0 | 0 | 0 | 0 | 0 | 0 | 0 | 0 | 0 | 0 | 0 | 0 | 0 | 0 | 0 | 0 | 0 | 0 | 0 | 0 | 0 | 0 | 0 | 0 | 0 | 0 | 0 | 0 | 0 | 0 | 0 | 0 | 0 | 0 | 0 | 0 | 0 | 0 | 0 | 0 | 0
PG&E North of Greater Bay Study Area | Atlantic | 230 | 0 | 0 | 0 | 0 | 0 | 0 | 0 | 0 | 0 | 0 | 0 | 0 | 0 | 0 | 0 | 0 | 0 | 0 | 0 | 0 | 0 | 0 | 0 | 0 | 0 | 0 | 0 | 0 | 0 | 0 | 0 | 0 | 0 | 0 | 0 | 0 | 0 | 0 | 0 | 0 | 0 | 0 | 0 | 0 | 0 | 0 | 0 | 0 | 0 | 0 | 0 | 0 | 0 | 0 | 0 | 0 | 0 | 0 | 0 | 0 | 0 | 0 | 0 | 0 | 0 | 0 | 0 | 0 | 0 | 0 | 0 | 0 | 0 | 0 | 0 | 0 | 0 | 0 | 0 | 0 | 0 | 0 | 0 | 0
PG&E North of Greater Bay Study Area | Atlantic | 115 | 0 | 0 | 0 | 0 | 0 | 0 | 0 | 0 | 0 | 0 | 0 | 0 | 0 | 0 | 0 | 0 | 0 | 0 | 0 | 0 | 0 | 0 | 0 | 0 | 102 | 0 | 0 | 0 | 0 | 0 | 0 | 0 | 0 | 0 | 0 | 0 | 102 | 0 | 0 | 0 | 0 | 0 | 0 | 0 | 0 | 0 | 0 | 0 | 0 | 0 | 0 | 0 | 0 | 0 | 0 | 0 | 0 | 0 | 0 | 0 | 102 | 0 | 0 | 0 | 0 | 0 | 0 | 0 | 0 | 0 | 0 | 0 | 102 | 0 | 0 | 0 | 0 | 0 | 0 | 0 | 0 | 0 | 0 | 0
PG&E Greater Bay Study Area | Avena | 115 | 0 | 0 | 0 | 0 | 0 | 0 | 0 | 0 | 0 | 0 | 0 | 0 | 0 | 0 | 0 | 0 | 0 | 0 | 0 | 0 | 0 | 0 | 0 | 0 | 0 | 0 | 0 | 0 | 0 | 0 | 0 | 0 | 0 | 0 | 0 | 0 | 0 | 0 | 0 | 0 | 0 | 0 | 0 | 0 | 0 | 0 | 0 | 0 | 0 | 0 | 0 | 0 | 0 | 0 | 0 | 0 | 0 | 0 | 0 | 0 | 0 | 0 | 0 | 0 | 0 | 0 | 0 | 0 | 0 | 0 | 0 | 0 | 0 | 0 | 0 | 0 | 0 | 0 | 0 | 0 | 0 | 0 | 0 | 0
SDG&E Study Area | Avocado | 69 | 29.6 | 29.6 | 0 | 0 | 0 | 0 | 0 | 0 | 0 | 0 | 0 | 0 | 29.6 | 29.6 | 0 | 0 | 0 | 0 | 0 | 0 | 0 | 0 | 0 | 0 | 29.6 | 29.6 | 0 | 0 | 0 | 0 | 0 | 0 | 0 | 0 | 0 | 0 | 29.6 | 29.6 | 0 | 0 | 0 | 0 | 0 | 0 | 0 | 0 | 0 | 0 | 29.6 | 29.6 | 0 | 0 | 0 | 0 | 0 | 0 | 0 | 0 | 0 | 0 | 29.6 | 29.6 | 0 | 0 | 0 | 0 | 0 | 0 | 0 | 0 | 0 | 0 | 29.6 | 29.6 | 0 | 0 | 0 | 0 | 0 | 0 | 0 | 0 | 0 | 0
PG&E North of Greater Bay Study Area | Bahia | 230 | 0 | 0 | 0 | 0 | 0 | 0 | 0 | 0 | 0 | 0 | 0 | 0 | 0 | 0 | 0 | 0 | 0 | 0 | 0 | 0 | 0 | 0 | 0 | 0 | 0 | 0 | 0 | 0 | 0 | 0 | 0 | 0 | 0 | 0 | 0 | 0 | 0 | 0 | 0 | 0 | 0 | 0 | 0 | 0 | 0 | 0 | 0 | 0 | 0 | 0 | 0 | 0 | 0 | 0 | 0 | 0 | 0 | 0 | 0 | 0 | 0 | 0 | 0 | 0 | 0 | 0 | 0 | 0 | 0 | 0 | 0 | 0 | 0 | 0 | 0 | 0 | 0 | 0 | 0 | 0 | 0 | 0 | 0 | 0
SCE Northern Area | Bailey | 230 | 66 | 66 | 0 | 0 | 0 | 0 | 0 | 0 | 0 | 0 | 0 | 0 | 66 | 66 | 0 | 0 | 0 | 0 | 0 | 0 | 0 | 0 | 0 | 0 | 66 | 66 | 0 | 0 | 0 | 0 | 0 | 0 | 0 | 0 | 0 | 0 | 66 | 66 | 0 | 0 | 0 | 0 | 0 | 0 | 0 | 0 | 0 | 0 | 66 | 66 | 0 | 0 | 0 | 0 | 0 | 0 | 0 | 0 | 0 | 0 | 66 | 66 | 0 | 0 | 0 | 0 | 0 | 0 | 0 | 0 | 0 | 0 | 66 | 66 | 0 | 0 | 0 | 0 | 0 | 0 | 0 | 0 | 0 | 0
PG&E Kern Study Area | Bakersfield | 230 | 0 | 0 | 0 | 0 | 0 | 0 | 0 | 0 | 0 | 0 | 0 | 0 | 0 | 0 | 0 | 0 | 0 | 0 | 0 | 0 | 0 | 0 | 0 | 0 | 0 | 0 | 0 | 0 | 0 | 0 | 0 | 0 | 0 | 0 | 0 | 0 | 0 | 0 | 0 | 0 | 0 | 0 | 0 | 0 | 0 | 0 | 0 | 0 | 0 | 0 | 0 | 0 | 0 | 0 | 0 | 0 | 0 | 0 | 0 | 0 | 0 | 0 | 0 | 0 | 0 | 0 | 0 | 0 | 0 | 0 | 0 | 0 | 0 | 0 | 0 | 0 | 0 | 0 | 0 | 0 | 0 | 0 | 0 | 0
PG&E Fresno Study Area | Balch 2 | 230 | 0 | 0 | 0 | 0 | 0 | 0 | 0 | 0 | 0 | 0 | 0 | 0 | 0 | 0 | 0 | 0 | 0 | 0 | 0 | 0 | 0 | 0 | 0 | 0 | 0 | 0 | 0 | 0 | 0 | 0 | 0 | 0 | 0 | 0 | 0 | 0 | 0 | 0 | 0 | 0 | 0 | 0 | 0 | 0 | 0 | 0 | 0 | 0 | 0 | 0 | 0 | 0 | 0 | 0 | 0 | 0 | 0 | 0 | 0 | 0 | 0 | 0 | 0 | 0 | 0 | 0 | 0 | 0 | 0 | 0 | 0 | 0 | 0 | 0 | 0 | 0 | 0 | 0 | 0 | 0 | 0 | 0 | 0 | 0
SCE Metro Study Area | Barre | 230 | 0 | 0 | 0 | 0 | 0 | 0 | 0 | 0 | 0 | 0 | 0 | 0 | 0 | 0 | 0 | 0 | 0 | 0 | 0 | 0 | 0 | 0 | 0 | 0 | 0 | 0 | 0 | 0 | 0 | 0 | 0 | 0 | 0 | 0 | 0 | 0 | 0 | 0 | 0 | 0 | 0 | 0 | 0 | 0 | 0 | 0 | 0 | 0 | 0 | 0 | 0 | 0 | 0 | 0 | 0 | 0 | 0 | 0 | 0 | 0 | 0 | 0 | 0 | 0 | 0 | 0 | 0 | 0 | 0 | 0 | 0 | 0 | 0 | 0 | 0 | 0 | 0 | 0 | 0 | 0 | 0 | 0 | 0 | 0
SDG&E Study Area | Bay Boulevard | 230 | 0 | 0 | 0 | 0 | 0 | 0 | 0 | 0 | 0 | 0 | 0 | 0 | 0 | 0 | 0 | 0 | 0 | 0 | 0 | 0 | 0 | 0 | 0 | 0 | 0 | 0 | 0 | 0 | 0 | 0 | 0 | 0 | 0 | 0 | 0 | 0 | 0 | 0 | 0 | 0 | 0 | 0 | 0 | 0 | 0 | 0 | 0 | 0 | 0 | 0 | 0 | 0 | 0 | 0 | 0 | 0 | 0 | 0 | 0 | 0 | 0 | 0 | 0 | 0 | 0 | 0 | 0 | 0 | 0 | 0 | 0 | 0 | 0 | 0 | 0 | 0 | 0 | 0 | 0 | 0 | 0 | 0 | 0 | 0
East of Pisgah Study Area | Beatty | 138 | 0 | 0 | 0 | 0 | 0 | 0 | 0 | 0 | 0 | 0 | 0 | 0 | 0 | 0 | 0 | 0 | 0 | 0 | 0 | 0 | 0 | 0 | 0 | 0 | 0 | 0 | 0 | 0 | 0 | 0 | 0 | 0 | 0 | 0 | 0 | 0 | 515.08 | 0 | 0 | 0 | 508.56 | 0 | 0 | 0 | 0 | 0 | 0 | 0 | 0 | 0 | 0 | 0 | 0 | 0 | 0 | 0 | 0 | 0 | 0 | 0 | 0 | 0 | 0 | 0 | 0 | 0 | 0 | 0 | 0 | 0 | 0 | 0 | 515.08 | 0 | 0 | 0 | 508.56 | 0 | 0 | 0 | 0 | 0 | 0 | 0
PG&E Greater Bay Study Area | Belden | 230 | 0 | 0 | 0 | 0 | 0 | 0 | 0 | 0 | 0 | 0 | 0 | 0 | 0 | 0 | 0 | 0 | 0 | 0 | 0 | 0 | 0 | 0 | 0 | 0 | 0 | 0 | 0 | 0 | 0 | 0 | 0 | 0 | 0 | 0 | 0 | 0 | 0 | 0 | 0 | 0 | 0 | 0 | 0 | 0 | 0 | 0 | 0 | 0 | 0 | 0 | 0 | 0 | 0 | 0 | 0 | 0 | 0 | 0 | 0 | 0 | 0 | 0 | 0 | 0 | 0 | 0 | 0 | 0 | 0 | 0 | 0 | 0 | 0 | 0 | 0 | 0 | 0 | 0 | 0 | 0 | 0 | 0 | 0 | 0
PG&E North of Greater Bay Study Area | Bellevue | 115 | 0 | 0 | 0 | 0 | 0 | 0 | 0 | 0 | 0 | 0 | 0 | 0 | 0 | 0 | 0 | 0 | 0 | 0 | 0 | 0 | 0 | 0 | 0 | 0 | 0 | 0 | 0 | 0 | 0 | 0 | 0 | 0 | 0 | 0 | 0 | 0 | 0 | 0 | 0 | 0 | 0 | 0 | 0 | 0 | 0 | 0 | 0 | 0 | 0 | 0 | 0 | 0 | 0 | 0 | 0 | 0 | 0 | 0 | 0 | 0 | 0 | 0 | 0 | 0 | 0 | 0 | 0 | 0 | 0 | 0 | 0 | 0 | 0 | 0 | 0 | 0 | 0 | 0 | 0 | 0 | 0 | 0 | 0 | 0
PG&E North of Greater Bay Study Area | Bellota | 230 | 0 | 0 | 0 | 0 | 0 | 0 | 0 | 0 | 0 | 0 | 0 | 0 | 0 | 0 | 0 | 0 | 0 | 0 | 0 | 0 | 0 | 0 | 0 | 0 | 0 | 0 | 0 | 0 | 0 | 0 | 0 | 0 | 0 | 0 | 0 | 0 | 0 | 0 | 0 | 0 | 0 | 0 | 0 | 0 | 0 | 0 | 0 | 0 | 0 | 0 | 0 | 0 | 0 | 0 | 0 | 0 | 0 | 0 | 0 | 0 | 0 | 0 | 0 | 0 | 0 | 0 | 0 | 0 | 0 | 0 | 0 | 0 | 0 | 0 | 0 | 0 | 0 | 0 | 0 | 0 | 0 | 0 | 0 | 0
PG&E North of Greater Bay Study Area | Bellota | 115 | 18 | 0 | 0 | 0 | 0 | 0 | 0 | 0 | 0 | 0 | 0 | 0 | 18 | 0 | 0 | 0 | 0 | 0 | 0 | 0 | 0 | 0 | 0 | 0 | 18 | 0 | 0 | 0 | 0 | 0 | 0 | 0 | 0 | 0 | 0 | 0 | 836.72 | 0 | 0 | 0 | 257.35 | 0 | 0 | 0 | 0 | 0 | 0 | 0 | 18 | 0 | 0 | 0 | 0 | 0 | 0 | 0 | 0 | 0 | 0 | 0 | 18 | 0 | 0 | 0 | 0 | 0 | 0 | 0 | 0 | 0 | 0 | 0 | 836.72 | 0 | 0 | 0 | 257.35 | 0 | 0 | 0 | 0 | 0 | 0 | 0
SCE Northern Area | Big Creek | 230 | 0 | 0 | 0 | 0 | 0 | 0 | 0 | 0 | 0 | 0 | 0 | 0 | 0 | 0 | 0 | 0 | 0 | 0 | 0 | 0 | 0 | 0 | 0 | 0 | 0 | 0 | 0 | 0 | 0 | 0 | 0 | 0 | 0 | 0 | 0 | 0 | 0 | 0 | 0 | 0 | 0 | 0 | 0 | 0 | 0 | 0 | 0 | 0 | 0 | 0 | 0 | 0 | 0 | 0 | 0 | 0 | 0 | 0 | 0 | 0 | 0 | 0 | 0 | 0 | 0 | 0 | 0 | 0 | 0 | 0 | 0 | 0 | 0 | 0 | 0 | 0 | 0 | 0 | 0 | 0 | 0 | 0 | 0 | 0
PG&E North of Greater Bay Study Area | Birds Landing | 230 | 92 | 38.86 | 0 | 0 | 0 | 0 | 0 | 0 | 0 | 0 | 0 | 0 | 92 | 38.86 | 0 | 0 | 0 | 0 | 0 | 0 | 2.354 | 0.8 | 0 | 0 | 295.94 | 38.86 | 0 | 0 | 205.02 | 0 | 0 | 0 | 209.554 | 0.8 | 0 | 0 | 416.56 | 38.86 | 0 | 0 | 205.02 | 0 | 0 | 0 | 209.554 | 0.8 | 0 | 0 | 92 | 38.86 | 0 | 0 | 0 | 0 | 0 | 0 | 2.354 | 0.8 | 0 | 0 | 295.94 | 38.86 | 0 | 0 | 205.02 | 0 | 0 | 0 | 209.554 | 0.8 | 0 | 0 | 416.56 | 38.86 | 0 | 0 | 205.02 | 0 | 0 | 0 | 209.554 | 0.8 | 0 | 0
SCE Eastern Study Area | BlytheSC 161 kV | 161 | 0 | 0 | 0 | 0 | 0 | 0 | 0 | 0 | 0 | 0 | 0 | 0 | 0 | 0 | 0 | 0 | 0 | 0 | 0 | 0 | 0 | 0 | 0 | 0 | 0 | 0 | 0 | 0 | 0 | 0 | 0 | 0 | 0 | 0 | 0 | 0 | 0 | 0 | 0 | 0 | 0 | 0 | 0 | 0 | 0 | 0 | 0 | 0 | 0 | 0 | 0 | 0 | 0 | 0 | 0 | 0 | 0 | 0 | 0 | 0 | 0 | 0 | 0 | 0 | 0 | 0 | 0 | 0 | 0 | 0 | 0 | 0 | 0 | 0 | 0 | 0 | 0 | 0 | 0 | 0 | 0 | 0 | 0 | 0
PG&E North of Greater Bay Study Area | Bogue | 115 | 0 | 0 | 0 | 0 | 0 | 0 | 0 | 0 | 0 | 0 | 0 | 0 | 0 | 0 | 0 | 0 | 0 | 0 | 0 | 0 | 0 | 0 | 0 | 0 | 0 | 0 | 0 | 0 | 0 | 0 | 0 | 0 | 0 | 0 | 0 | 0 | 0 | 0 | 0 | 0 | 0 | 0 | 0 | 0 | 0 | 0 | 0 | 0 | 0 | 0 | 0 | 0 | 0 | 0 | 0 | 0 | 0 | 0 | 0 | 0 | 0 | 0 | 0 | 0 | 0 | 0 | 0 | 0 | 0 | 0 | 0 | 0 | 0 | 0 | 0 | 0 | 0 | 0 | 0 | 0 | 0 | 0 | 0 | 0
East of Pisgah Study Area | Bond Tap | 138 | 0 | 0 | 0 | 0 | 0 | 0 | 0 | 0 | 0 | 0 | 0 | 0 | 0 | 0 | 0 | 0 | 0 | 0 | 0 | 0 | 0 | 0 | 0 | 0 | 0 | 0 | 0 | 0 | 0 | 0 | 0 | 0 | 0 | 0 | 0 | 0 | 0 | 0 | 0 | 0 | 0 | 0 | 0 | 0 | 0 | 0 | 0 | 0 | 0 | 0 | 0 | 0 | 0 | 0 | 0 | 0 | 0 | 0 | 0 | 0 | 0 | 0 | 0 | 0 | 0 | 0 | 0 | 0 | 0 | 0 | 0 | 0 | 0 | 0 | 0 | 0 | 0 | 0 | 0 | 0 | 0 | 0 | 0 | 0
PG&E Fresno Study Area | Borden | 230 | 0 | 0 | 0 | 0 | 0 | 0 | 0 | 0 | 0 | 0 | 0 | 0 | 0 | 0 | 0 | 0 | 0 | 0 | 0 | 0 | 0 | 0 | 0 | 0 | 0 | 0 | 0 | 0 | 0 | 0 | 0 | 0 | 0 | 0 | 0 | 0 | 406.899 | 0 | 0 | 0 | 203.2 | 0 | 0 | 0 | 0 | 0 | 0 | 0 | 0 | 0 | 0 | 0 | 0 | 0 | 0 | 0 | 0 | 0 | 0 | 0 | 0 | 0 | 0 | 0 | 0 | 0 | 0 | 0 | 0 | 0 | 0 | 0 | 406.899 | 0 | 0 | 0 | 203.2 | 0 | 0 | 0 | 0 | 0 | 0 | 0
PG&E North of Greater Bay Study Area | Bottle Rock | 230 | 0 | 0 | 0 | 0 | 0 | 0 | 0 | 0 | 0 | 0 | 0 | 0 | 0 | 0 | 0 | 0 | 0 | 0 | 0 | 0 | 0 | 0 | 0 | 0 | 0 | 0 | 0 | 0 | 0 | 0 | 0 | 0 | 0 | 0 | 0 | 0 | 0 | 0 | 0 | 0 | 0 | 0 | 0 | 0 | 0 | 0 | 0 | 0 | 0 | 0 | 0 | 0 | 0 | 0 | 0 | 0 | 0 | 0 | 0 | 0 | 0 | 0 | 0 | 0 | 0 | 0 | 0 | 0 | 0 | 0 | 0 | 0 | 0 | 0 | 0 | 0 | 0 | 0 | 0 | 0 | 0 | 0 | 0 | 0
PG&E Greater Bay Study Area | Brentwood | 230 | 0 | 0 | 0 | 0 | 0 | 0 | 0 | 0 | 0 | 0 | 0 | 0 | 0 | 0 | 0 | 0 | 0 | 0 | 0 | 0 | 0 | 0 | 0 | 0 | 0 | 0 | 0 | 0 | 0 | 0 | 0 | 0 | 0 | 0 | 0 | 0 | 0 | 0 | 0 | 0 | 0 | 0 | 0 | 0 | 0 | 0 | 0 | 0 | 0 | 0 | 0 | 0 | 0 | 0 | 0 | 0 | 0 | 0 | 0 | 0 | 0 | 0 | 0 | 0 | 0 | 0 | 0 | 0 | 0 | 0 | 0 | 0 | 0 | 0 | 0 | 0 | 0 | 0 | 0 | 0 | 0 | 0 | 0 | 0
PG&E North of Greater Bay Study Area | Brighton | 230 | 0 | 0 | 0 | 0 | 0 | 0 | 0 | 0 | 0 | 0 | 0 | 0 | 0 | 0 | 0 | 0 | 0 | 0 | 0 | 0 | 0 | 0 | 0 | 0 | 0 | 0 | 0 | 0 | 0 | 0 | 0 | 0 | 0 | 0 | 0 | 0 | 0 | 0 | 0 | 0 | 0 | 0 | 0 | 0 | 0 | 0 | 0 | 0 | 0 | 0 | 0 | 0 | 0 | 0 | 0 | 0 | 0 | 0 | 0 | 0 | 0 | 0 | 0 | 0 | 0 | 0 | 0 | 0 | 0 | 0 | 0 | 0 | 0 | 0 | 0 | 0 | 0 | 0 | 0 | 0 | 0 | 0 | 0 | 0
PG&E North of Greater Bay Study Area | Brunswick | 115 | 0 | 0 | 0 | 0 | 0 | 0 | 0 | 0 | 0 | 0 | 0 | 0 | 0 | 0 | 0 | 0 | 0 | 0 | 0 | 0 | 0 | 0 | 0 | 0 | 0 | 0 | 0 | 0 | 0 | 0 | 0 | 0 | 0 | 0 | 0 | 0 | 0 | 0 | 0 | 0 | 0 | 0 | 0 | 0 | 0 | 0 | 0 | 0 | 0 | 0 | 0 | 0 | 0 | 0 | 0 | 0 | 0 | 0 | 0 | 0 | 0 | 0 | 0 | 0 | 0 | 0 | 0 | 0 | 0 | 0 | 0 | 0 | 0 | 0 | 0 | 0 | 0 | 0 | 0 | 0 | 0 | 0 | 0 | 0
PG&E Kern Study Area | Buena Vista PP | 230 | 0 | 0 | 0 | 0 | 0 | 0 | 0 | 0 | 0 | 0 | 0 | 0 | 0 | 0 | 0 | 0 | 0 | 0 | 0 | 0 | 0 | 0 | 0 | 0 | 0 | 0 | 0 | 0 | 0 | 0 | 0 | 0 | 0 | 0 | 0 | 0 | 0 | 0 | 0 | 0 | 0 | 0 | 0 | 0 | 0 | 0 | 0 | 0 | 0 | 0 | 0 | 0 | 0 | 0 | 0 | 0 | 0 | 0 | 0 | 0 | 0 | 0 | 0 | 0 | 0 | 0 | 0 | 0 | 0 | 0 | 0 | 0 | 0 | 0 | 0 | 0 | 0 | 0 | 0 | 0 | 0 | 0 | 0 | 0
PG&E Kern Study Area | Cabrillo | 115 | 0 | 0 | 0 | 0 | 0 | 0 | 0 | 0 | 0 | 0 | 0 | 0 | 0 | 0 | 0 | 0 | 0 | 0 | 0 | 0 | 0 | 0 | 0 | 0 | 0 | 0 | 0 | 0 | 0 | 0 | 0 | 0 | 0 | 0 | 0 | 0 | 0 | 0 | 0 | 0 | 0 | 0 | 0 | 0 | 0 | 0 | 0 | 0 | 0 | 0 | 0 | 0 | 0 | 0 | 0 | 0 | 0 | 0 | 0 | 0 | 0 | 0 | 0 | 0 | 0 | 0 | 0 | 0 | 0 | 0 | 0 | 0 | 0 | 0 | 0 | 0 | 0 | 0 | 0 | 0 | 0 | 0 | 0 | 0
PG&E Fresno Study Area | Cal Flats | 230 | 0 | 0 | 0 | 0 | 0 | 0 | 0 | 0 | 0 | 0 | 0 | 0 | 0 | 0 | 0 | 0 | 0 | 0 | 0 | 0 | 0 | 0 | 0 | 0 | 0 | 0 | 0 | 0 | 0 | 0 | 0 | 0 | 0 | 0 | 0 | 0 | 30.22 | 0 | 0 | 0 | 60.6 | 0 | 0 | 0 | 0 | 0 | 0 | 0 | 0 | 0 | 0 | 0 | 0 | 0 | 0 | 0 | 0 | 0 | 0 | 0 | 0 | 0 | 0 | 0 | 0 | 0 | 0 | 0 | 0 | 0 | 0 | 0 | 30.22 | 0 | 0 | 0 | 60.6 | 0 | 0 | 0 | 0 | 0 | 0 | 0
PG&E Kern Study Area | Cal Water | 115 | 0 | 0 | 0 | 0 | 0 | 0 | 0 | 0 | 0 | 0 | 0 | 0 | 0 | 0 | 0 | 0 | 0 | 0 | 0 | 0 | 0 | 0 | 0 | 0 | 0 | 0 | 0 | 0 | 0 | 0 | 0 | 0 | 0 | 0 | 0 | 0 | 0 | 0 | 0 | 0 | 0 | 0 | 0 | 0 | 0 | 0 | 0 | 0 | 0 | 0 | 0 | 0 | 0 | 0 | 0 | 0 | 0 | 0 | 0 | 0 | 0 | 0 | 0 | 0 | 0 | 0 | 0 | 0 | 0 | 0 | 0 | 0 | 0 | 0 | 0 | 0 | 0 | 0 | 0 | 0 | 0 | 0 | 0 | 0
SCE North of Lugo Study Area | Calcite | 230 | 250 | 186 | 0 | 0 | 400 | 0 | 0 | 0 | 0 | 0 | 0 | 0 | 250 | 186 | 0 | 0 | 400 | 0 | 0 | 0 | 0 | 0 | 0 | 0 | 250 | 186 | 0 | 0 | 400 | 0 | 0 | 0 | 0 | 0 | 0 | 0 | 306 | 186 | 0 | 0 | 456 | 0 | 0 | 0 | 0 | 0 | 0 | 0 | 250 | 186 | 0 | 0 | 400 | 0 | 0 | 0 | 0 | 0 | 0 | 0 | 250 | 186 | 0 | 0 | 400 | 0 | 0 | 0 | 0 | 0 | 0 | 0 | 306 | 186 | 0 | 0 | 456 | 0 | 0 | 0 | 0 | 0 | 0 | 0
PG&E Kern Study Area | Caliente | 230 | 0 | 0 | 0 | 0 | 0 | 0 | 0 | 0 | 0 | 0 | 0 | 0 | 0 | 0 | 0 | 0 | 0 | 0 | 0 | 0 | 0 | 0 | 0 | 0 | 53.68 | 0 | 0 | 0 | 100.64 | 0 | 0 | 0 | 210 | 0 | 0 | 0 | 53.68 | 0 | 0 | 0 | 100.64 | 0 | 0 | 0 | 210 | 0 | 0 | 0 | 0 | 0 | 0 | 0 | 0 | 0 | 0 | 0 | 0 | 0 | 0 | 0 | 53.68 | 0 | 0 | 0 | 100.64 | 0 | 0 | 0 | 210 | 0 | 0 | 0 | 53.68 | 0 | 0 | 0 | 100.64 | 0 | 0 | 0 | 210 | 0 | 0 | 0
PG&E Kern Study Area | Callender SS | 115 | 0 | 0 | 0 | 0 | 0 | 0 | 0 | 0 | 0 | 0 | 0 | 0 | 0 | 0 | 0 | 0 | 0 | 0 | 0 | 0 | 0 | 0 | 0 | 0 | 0 | 0 | 0 | 0 | 0 | 0 | 0 | 0 | 0 | 0 | 0 | 0 | 0 | 0 | 0 | 0 | 0 | 0 | 0 | 0 | 0 | 0 | 0 | 0 | 0 | 0 | 0 | 0 | 0 | 0 | 0 | 0 | 0 | 0 | 0 | 0 | 0 | 0 | 0 | 0 | 0 | 0 | 0 | 0 | 0 | 0 | 0 | 0 | 0 | 0 | 0 | 0 | 0 | 0 | 0 | 0 | 0 | 0 | 0 | 0
PG&E North of Greater Bay Study Area | Calpella | 115 | 0 | 0 | 0 | 0 | 0 | 0 | 0 | 0 | 0 | 0 | 0 | 0 | 0 | 0 | 0 | 0 | 0 | 0 | 0 | 0 | 0 | 0 | 0 | 0 | 0 | 0 | 0 | 0 | 0 | 0 | 0 | 0 | 0 | 0 | 0 | 0 | 0 | 0 | 0 | 0 | 0 | 0 | 0 | 0 | 0 | 0 | 0 | 0 | 0 | 0 | 0 | 0 | 0 | 0 | 0 | 0 | 0 | 0 | 0 | 0 | 0 | 0 | 0 | 0 | 0 | 0 | 0 | 0 | 0 | 0 | 0 | 0 | 0 | 0 | 0 | 0 | 0 | 0 | 0 | 0 | 0 | 0 | 0 | 0
PG&E Greater Bay Study Area | Camanche | 230 | 0 | 0 | 0 | 0 | 0 | 0 | 0 | 0 | 0 | 0 | 0 | 0 | 0 | 0 | 0 | 0 | 0 | 0 | 0 | 0 | 0 | 0 | 0 | 0 | 0 | 0 | 0 | 0 | 0 | 0 | 0 | 0 | 0 | 0 | 0 | 0 | 0 | 0 | 0 | 0 | 0 | 0 | 0 | 0 | 0 | 0 | 0 | 0 | 0 | 0 | 0 | 0 | 0 | 0 | 0 | 0 | 0 | 0 | 0 | 0 | 0 | 0 | 0 | 0 | 0 | 0 | 0 | 0 | 0 | 0 | 0 | 0 | 0 | 0 | 0 | 0 | 0 | 0 | 0 | 0 | 0 | 0 | 0 | 0
PG&E Fresno Study Area | Cantua | 115 | 0 | 0 | 0 | 0 | 0 | 0 | 0 | 0 | 0 | 0 | 0 | 0 | 0 | 0 | 0 | 0 | 0 | 0 | 0 | 0 | 0 | 0 | 0 | 0 | 0 | 0 | 0 | 0 | 0 | 0 | 0 | 0 | 0 | 0 | 0 | 0 | 0 | 0 | 0 | 0 | 0 | 0 | 0 | 0 | 0 | 0 | 0 | 0 | 0 | 0 | 0 | 0 | 0 | 0 | 0 | 0 | 0 | 0 | 0 | 0 | 0 | 0 | 0 | 0 | 0 | 0 | 0 | 0 | 0 | 0 | 0 | 0 | 0 | 0 | 0 | 0 | 0 | 0 | 0 | 0 | 0 | 0 | 0 | 0
SDG&E Study Area | Capistrano | 230 | 0 | 0 | 0 | 0 | 0 | 0 | 0 | 0 | 0 | 0 | 0 | 0 | 0 | 0 | 0 | 0 | 0 | 0 | 0 | 0 | 0 | 0 | 0 | 0 | 0 | 0 | 0 | 0 | 0 | 0 | 0 | 0 | 0 | 0 | 0 | 0 | 0 | 0 | 0 | 0 | 0 | 0 | 0 | 0 | 0 | 0 | 0 | 0 | 0 | 0 | 0 | 0 | 0 | 0 | 0 | 0 | 0 | 0 | 0 | 0 | 0 | 0 | 0 | 0 | 0 | 0 | 0 | 0 | 0 | 0 | 0 | 0 | 0 | 0 | 0 | 0 | 0 | 0 | 0 | 0 | 0 | 0 | 0 | 0
SDG&E Study Area | Capistrano | 138 | 0 | 0 | 0 | 0 | 0 | 0 | 0 | 0 | 0 | 0 | 0 | 0 | 6.875 | 0 | 0 | 0 | 0 | 0 | 0 | 0 | 0 | 0 | 0 | 0 | 6.875 | 0 | 0 | 0 | 0 | 0 | 0 | 0 | 0 | 0 | 0 | 0 | 6.875 | 0 | 0 | 0 | 0 | 0 | 0 | 0 | 0 | 0 | 0 | 0 | 6.875 | 0 | 0 | 0 | 0 | 0 | 0 | 0 | 0 | 0 | 0 | 0 | 6.875 | 0 | 0 | 0 | 0 | 0 | 0 | 0 | 0 | 0 | 0 | 0 | 6.875 | 0 | 0 | 0 | 0 | 0 | 0 | 0 | 0 | 0 | 0 | 0
PG&E North of Greater Bay Study Area | Carberry | 230 | 0 | 0 | 0 | 0 | 0 | 0 | 0 | 0 | 0 | 0 | 0 | 0 | 0 | 0 | 0 | 0 | 0 | 0 | 0 | 0 | 0 | 0 | 0 | 0 | 0 | 0 | 0 | 0 | 0 | 0 | 0 | 0 | 0 | 0 | 0 | 0 | 0 | 0 | 0 | 0 | 0 | 0 | 0 | 0 | 0 | 0 | 0 | 0 | 0 | 0 | 0 | 0 | 0 | 0 | 0 | 0 | 0 | 0 | 0 | 0 | 0 | 0 | 0 | 0 | 0 | 0 | 0 | 0 | 0 | 0 | 0 | 0 | 0 | 0 | 0 | 0 | 0 | 0 | 0 | 0 | 0 | 0 | 0 | 0
PG&E North of Greater Bay Study Area | Caribou | 230 | 0 | 0 | 0 | 0 | 0 | 0 | 0 | 0 | 0 | 0 | 0 | 0 | 0 | 0 | 0 | 0 | 0 | 0 | 0 | 0 | 0 | 0 | 0 | 0 | 0 | 0 | 0 | 0 | 0 | 0 | 0 | 0 | 0 | 0 | 0 | 0 | 0 | 0 | 0 | 0 | 0 | 0 | 0 | 0 | 0 | 0 | 0 | 0 | 0 | 0 | 0 | 0 | 0 | 0 | 0 | 0 | 0 | 0 | 0 | 0 | 0 | 0 | 0 | 0 | 0 | 0 | 0 | 0 | 0 | 0 | 0 | 0 | 0 | 0 | 0 | 0 | 0 | 0 | 0 | 0 | 0 | 0 | 0 | 0
PG&E North of Greater Bay Study Area | Carquinez | 115 | 0 | 0 | 0 | 0 | 0 | 0 | 0 | 0 | 0 | 0 | 0 | 0 | 0 | 0 | 0 | 0 | 0 | 0 | 0 | 0 | 0 | 0 | 0 | 0 | 0 | 0 | 0 | 0 | 0 | 0 | 0 | 0 | 0 | 0 | 0 | 0 | 0 | 0 | 0 | 0 | 0 | 0 | 0 | 0 | 0 | 0 | 0 | 0 | 0 | 0 | 0 | 0 | 0 | 0 | 0 | 0 | 0 | 0 | 0 | 0 | 0 | 0 | 0 | 0 | 0 | 0 | 0 | 0 | 0 | 0 | 0 | 0 | 0 | 0 | 0 | 0 | 0 | 0 | 0 | 0 | 0 | 0 | 0 | 0
PG&E Kern Study Area | Carrizo Plains | 115 | 0 | 0 | 0 | 0 | 0 | 0 | 0 | 0 | 0 | 0 | 0 | 0 | 0 | 0 | 0 | 0 | 0 | 0 | 0 | 0 | 0 | 0 | 0 | 0 | 0 | 0 | 0 | 0 | 0 | 0 | 0 | 0 | 0 | 0 | 0 | 0 | 0 | 0 | 0 | 0 | 0 | 0 | 0 | 0 | 0 | 0 | 0 | 0 | 0 | 0 | 0 | 0 | 0 | 0 | 0 | 0 | 0 | 0 | 0 | 0 | 0 | 0 | 0 | 0 | 0 | 0 | 0 | 0 | 0 | 0 | 0 | 0 | 0 | 0 | 0 | 0 | 0 | 0 | 0 | 0 | 0 | 0 | 0 | 0
PG&E Greater Bay Study Area | Castro Valley | 230 | 0 | 0 | 0 | 0 | 0 | 0 | 0 | 0 | 0 | 0 | 0 | 0 | 0 | 0 | 0 | 0 | 0 | 0 | 0 | 0 | 0 | 0 | 0 | 0 | 0 | 0 | 0 | 0 | 0 | 0 | 0 | 0 | 0 | 0 | 0 | 0 | 0 | 0 | 0 | 0 | 0 | 0 | 0 | 0 | 0 | 0 | 0 | 0 | 0 | 0 | 0 | 0 | 0 | 0 | 0 | 0 | 0 | 0 | 0 | 0 | 0 | 0 | 0 | 0 | 0 | 0 | 0 | 0 | 0 | 0 | 0 | 0 | 0 | 0 | 0 | 0 | 0 | 0 | 0 | 0 | 0 | 0 | 0 | 0
PG&E Greater Bay Study Area | Cayetano | 230 | 1.3 | 0 | 0 | 0 | 1.4 | 0 | 0 | 0 | 0 | 0 | 0 | 0 | 1.3 | 0 | 0 | 0 | 1.4 | 0 | 0 | 0 | 0 | 0 | 0 | 0 | 1.3 | 0 | 0 | 0 | 1.4 | 0 | 0 | 0 | 0 | 0 | 0 | 0 | 1.3 | 0 | 0 | 0 | 1.4 | 0 | 0 | 0 | 0 | 0 | 0 | 0 | 1.3 | 0 | 0 | 0 | 1.4 | 0 | 0 | 0 | 0 | 0 | 0 | 0 | 1.3 | 0 | 0 | 0 | 1.4 | 0 | 0 | 0 | 0 | 0 | 0 | 0 | 1.3 | 0 | 0 | 0 | 1.4 | 0 | 0 | 0 | 0 | 0 | 0 | 0
SCE Metro Study Area | Center | 230 | 0 | 0 | 0 | 0 | 0 | 0 | 0 | 0 | 0 | 0 | 0 | 0 | 0 | 0 | 0 | 0 | 0 | 0 | 0 | 0 | 0 | 0 | 0 | 0 | 0 | 0 | 0 | 0 | 0 | 0 | 0 | 0 | 0 | 0 | 0 | 0 | 0 | 0 | 0 | 0 | 0 | 0 | 0 | 0 | 0 | 0 | 0 | 0 | 0 | 0 | 0 | 0 | 0 | 0 | 0 | 0 | 0 | 0 | 0 | 0 | 0 | 0 | 0 | 0 | 0 | 0 | 0 | 0 | 0 | 0 | 0 | 0 | 0 | 0 | 0 | 0 | 0 | 0 | 0 | 0 | 0 | 0 | 0 | 0
PG&E Kern Study Area | Charca | 115 | 0 | 0 | 0 | 0 | 0 | 0 | 0 | 0 | 0 | 0 | 0 | 0 | 0 | 0 | 0 | 0 | 0 | 0 | 0 | 0 | 0 | 0 | 0 | 0 | 0 | 0 | 0 | 0 | 0 | 0 | 0 | 0 | 0 | 0 | 0 | 0 | 0 | 0 | 0 | 0 | 0 | 0 | 0 | 0 | 0 | 0 | 0 | 0 | 0 | 0 | 0 | 0 | 0 | 0 | 0 | 0 | 0 | 0 | 0 | 0 | 0 | 0 | 0 | 0 | 0 | 0 | 0 | 0 | 0 | 0 | 0 | 0 | 0 | 0 | 0 | 0 | 0 | 0 | 0 | 0 | 0 | 0 | 0 | 0
East of Pisgah Study Area | Charleston | 138 | 0 | 0 | 0 | 0 | 0 | 0 | 0 | 0 | 0 | 0 | 0 | 0 | 0 | 0 | 0 | 0 | 0 | 0 | 0 | 0 | 0 | 0 | 0 | 0 | 0 | 0 | 0 | 0 | 0 | 0 | 0 | 0 | 0 | 0 | 0 | 0 | 0 | 0 | 0 | 0 | 0 | 0 | 0 | 0 | 0 | 0 | 0 | 0 | 0 | 0 | 0 | 0 | 0 | 0 | 0 | 0 | 0 | 0 | 0 | 0 | 0 | 0 | 0 | 0 | 0 | 0 | 0 | 0 | 0 | 0 | 0 | 0 | 0 | 0 | 0 | 0 | 0 | 0 | 0 | 0 | 0 | 0 | 0 | 0
SCE Metro Study Area | Chevmain | 230 | 0 | 0 | 0 | 0 | 0 | 0 | 0 | 0 | 0 | 0 | 0 | 0 | 0 | 0 | 0 | 0 | 0 | 0 | 0 | 0 | 0 | 0 | 0 | 0 | 0 | 0 | 0 | 0 | 0 | 0 | 0 | 0 | 0 | 0 | 0 | 0 | 0 | 0 | 0 | 0 | 0 | 0 | 0 | 0 | 0 | 0 | 0 | 0 | 0 | 0 | 0 | 0 | 0 | 0 | 0 | 0 | 0 | 0 | 0 | 0 | 0 | 0 | 0 | 0 | 0 | 0 | 0 | 0 | 0 | 0 | 0 | 0 | 0 | 0 | 0 | 0 | 0 | 0 | 0 | 0 | 0 | 0 | 0 | 0
SDG&E Study Area | Chicarita | 138 | 0 | 0 | 0 | 0 | 0 | 0 | 0 | 0 | 0 | 0 | 0 | 0 | 0 | 0 | 0 | 0 | 0 | 0 | 0 | 0 | 0 | 0 | 0 | 0 | 0 | 0 | 0 | 0 | 0 | 0 | 0 | 0 | 0 | 0 | 0 | 0 | 101.9 | 0 | 0 | 0 | 0 | 0 | 0 | 0 | 0 | 0 | 0 | 0 | 0 | 0 | 0 | 0 | 0 | 0 | 0 | 0 | 0 | 0 | 0 | 0 | 0 | 0 | 0 | 0 | 0 | 0 | 0 | 0 | 0 | 0 | 0 | 0 | 101.9 | 0 | 0 | 0 | 0 | 0 | 0 | 0 | 0 | 0 | 0 | 0
SCE Metro Study Area | Chino | 230 | 0 | 0 | 0 | 0 | 0 | 0 | 0 | 0 | 0 | 0 | 0 | 0 | 0 | 0 | 0 | 0 | 0 | 0 | 0 | 0 | 0 | 0 | 0 | 0 | 0 | 0 | 0 | 0 | 0 | 0 | 0 | 0 | 0 | 0 | 0 | 0 | 403.4 | 0 | 0 | 0 | 0 | 0 | 0 | 0 | 0 | 0 | 0 | 0 | 0 | 0 | 0 | 0 | 0 | 0 | 0 | 0 | 0 | 0 | 0 | 0 | 0 | 0 | 0 | 0 | 0 | 0 | 0 | 0 | 0 | 0 | 0 | 0 | 0 | 0 | 0 | 0 | 0 | 0 | 0 | 0 | 0 | 0 | 0 | 0
PG&E Fresno Study Area | Chowchilla | 115 | 0 | 0 | 0 | 0 | 0 | 0 | 0 | 0 | 0 | 0 | 0 | 0 | 0 | 0 | 0 | 0 | 0 | 0 | 0 | 0 | 0 | 0 | 0 | 0 | 0 | 0 | 0 | 0 | 0 | 0 | 0 | 0 | 0 | 0 | 0 | 0 | 79.5871 | 0 | 0 | 0 | 0 | 0 | 0 | 0 | 0 | 0 | 0 | 0 | 0 | 0 | 0 | 0 | 0 | 0 | 0 | 0 | 0 | 0 | 0 | 0 | 0 | 0 | 0 | 0 | 0 | 0 | 0 | 0 | 0 | 0 | 0 | 0 | 79.5871 | 0 | 0 | 0 | 0 | 0 | 0 | 0 | 0 | 0 | 0 | 0
PG&E Greater Bay Study Area | Christie | 115 | 0 | 0 | 0 | 0 | 0 | 0 | 0 | 0 | 0 | 0 | 0 | 0 | 0 | 0 | 0 | 0 | 0 | 0 | 0 | 0 | 0 | 0 | 0 | 0 | 0 | 0 | 0 | 0 | 0 | 0 | 0 | 0 | 0 | 0 | 0 | 0 | 0 | 0 | 0 | 0 | 0 | 0 | 0 | 0 | 0 | 0 | 0 | 0 | 0 | 0 | 0 | 0 | 0 | 0 | 0 | 0 | 0 | 0 | 0 | 0 | 0 | 0 | 0 | 0 | 0 | 0 | 0 | 0 | 0 | 0 | 0 | 0 | 0 | 0 | 0 | 0 | 0 | 0 | 0 | 0 | 0 | 0 | 0 | 0
SCE Eastern Study Area | Cielo Azul | 500 | 1920 | 982.4 | 0 | 0 | 3000 | 0 | 0 | 0 | 0 | 0 | 0 | 0 | 2177.28 | 1239.68 | 0 | 0 | 3514.55 | 95 | 0 | 0 | 0 | 0 | 0 | 0 | 2177.28 | 1239.68 | 0 | 0 | 3514.55 | 95 | 0 | 0 | 0 | 0 | 0 | 0 | 6373.2103 | 1239.68 | 0 | 0 | 7665.4105 | 95 | 0 | 0 | 0 | 0 | 0 | 0 | 2177.28 | 1239.68 | 0 | 0 | 3514.55 | 95 | 0 | 0 | 0 | 0 | 0 | 0 | 2177.28 | 1239.68 | 0 | 0 | 3514.55 | 95 | 0 | 0 | 0 | 0 | 0 | 0 | 6373.2103 | 1239.68 | 0 | 0 | 7665.4105 | 95 | 0 | 0 | 0 | 0 | 0 | 0
PG&E North of Greater Bay Study Area | Cloverdale | 115 | 0 | 0 | 0 | 0 | 0 | 0 | 0 | 0 | 0 | 0 | 0 | 0 | 0 | 0 | 0 | 0 | 0 | 0 | 0 | 0 | 0 | 0 | 0 | 0 | 0 | 0 | 0 | 0 | 0 | 0 | 0 | 0 | 0 | 0 | 0 | 0 | 0 | 0 | 0 | 0 | 0 | 0 | 32.2 | 0 | 0 | 0 | 0 | 0 | 0 | 0 | 0 | 0 | 0 | 0 | 0 | 0 | 0 | 0 | 0 | 0 | 0 | 0 | 0 | 0 | 0 | 0 | 0 | 0 | 0 | 0 | 0 | 0 | 0 | 0 | 0 | 0 | 0 | 0 | 32.2 | 0 | 0 | 0 | 0 | 0
PG&E Greater Bay Study Area | Coburn | 230 | 0 | 0 | 0 | 0 | 0 | 0 | 0 | 0 | 0 | 0 | 0 | 0 | 0 | 0 | 0 | 0 | 0 | 0 | 0 | 0 | 0 | 0 | 0 | 0 | 0 | 0 | 0 | 0 | 0 | 0 | 0 | 0 | 0 | 0 | 0 | 0 | 124.3 | 0 | 0 | 0 | 0 | 0 | 0 | 0 | 0 | 0 | 0 | 0 | 0 | 0 | 0 | 0 | 0 | 0 | 0 | 0 | 0 | 0 | 0 | 0 | 0 | 0 | 0 | 0 | 0 | 0 | 0 | 0 | 0 | 0 | 0 | 0 | 124.3 | 0 | 0 | 0 | 0 | 0 | 0 | 0 | 0 | 0 | 0 | 0
PG&E North of Greater Bay Study Area | Colgate | 230 | 0 | 0 | 0 | 0 | 0 | 0 | 0 | 0 | 0 | 0 | 0 | 0 | 0 | 0 | 0 | 0 | 0 | 0 | 0 | 0 | 0 | 0 | 0 | 0 | 0 | 0 | 0 | 0 | 0 | 0 | 0 | 0 | 0 | 0 | 0 | 0 | 0 | 0 | 0 | 0 | 0 | 0 | 0 | 0 | 0 | 0 | 0 | 0 | 0 | 0 | 0 | 0 | 0 | 0 | 0 | 0 | 0 | 0 | 0 | 0 | 0 | 0 | 0 | 0 | 0 | 0 | 0 | 0 | 0 | 0 | 0 | 0 | 0 | 0 | 0 | 0 | 0 | 0 | 0 | 0 | 0 | 0 | 0 | 0
PG&E Greater Bay Study Area | Collinsville | 500 | 0 | 0 | 0 | 0 | 0 | 0 | 0 | 0 | 0 | 0 | 0 | 0 | 0 | 0 | 0 | 0 | 0 | 0 | 0 | 0 | 0 | 0 | 0 | 0 | 0 | 0 | 0 | 0 | 0 | 0 | 0 | 0 | 0 | 0 | 0 | 0 | 0 | 0 | 0 | 0 | 0 | 0 | 0 | 0 | 0 | 0 | 0 | 0 | 0 | 0 | 0 | 0 | 0 | 0 | 0 | 0 | 0 | 0 | 0 | 0 | 0 | 0 | 0 | 0 | 0 | 0 | 0 | 0 | 0 | 0 | 0 | 0 | 0 | 0 | 0 | 0 | 0 | 0 | 0 | 0 | 0 | 0 | 0 | 0
PG&E Greater Bay Study Area | Collinsville | 230 | 0 | 0 | 0 | 0 | 0 | 0 | 0 | 0 | 0 | 0 | 0 | 0 | 0 | 0 | 0 | 0 | 0 | 0 | 0 | 0 | 0 | 0 | 0 | 0 | 0 | 0 | 0 | 0 | 0 | 0 | 0 | 0 | 0 | 0 | 0 | 0 | 0 | 0 | 0 | 0 | 0 | 0 | 0 | 0 | 0 | 0 | 0 | 0 | 0 | 0 | 0 | 0 | 0 | 0 | 0 | 0 | 0 | 0 | 0 | 0 | 0 | 0 | 0 | 0 | 0 | 0 | 0 | 0 | 0 | 0 | 0 | 0 | 0 | 0 | 0 | 0 | 0 | 0 | 0 | 0 | 0 | 0 | 0 | 0
SCE Eastern Study Area | Colorado River | 500 | 0 | 0 | 0 | 0 | 0 | 0 | 0 | 0 | 0 | 0 | 0 | 0 | 3.2 | 3.2 | 0 | 0 | 62.5 | 0 | 0 | 0 | 0 | 0 | 0 | 0 | 3.2 | 3.2 | 0 | 0 | 62.5 | 0 | 0 | 0 | 0 | 0 | 0 | 0 | 3.2 | 3.2 | 0 | 0 | 62.5 | 0 | 0 | 0 | 0 | 0 | 0 | 0 | 3.2 | 3.2 | 0 | 0 | 62.5 | 0 | 0 | 0 | 0 | 0 | 0 | 0 | 3.2 | 3.2 | 0 | 0 | 62.5 | 0 | 0 | 0 | 0 | 0 | 0 | 0 | 3.2 | 3.2 | 0 | 0 | 62.5 | 0 | 0 | 0 | 0 | 0 | 0 | 0
SCE Eastern Study Area | Colorado River | 230 | 415 | 0 | 0 | 0 | 410.5 | 0 | 0 | 0 | 0 | 0 | 0 | 0 | 1179.762 | 0 | 0 | 0 | 1180.9 | 5.43 | 0 | 0 | 0 | 0 | 0 | 0 | 1179.762 | 0 | 0 | 0 | 1180.9 | 5.43 | 0 | 0 | 0 | 0 | 0 | 0 | 2258.394 | 0 | 0 | 0 | 1899.092 | 5.43 | 0 | 0 | 0 | 0 | 0 | 0 | 1179.762 | 0 | 0 | 0 | 1180.9 | 5.43 | 0 | 0 | 0 | 0 | 0 | 0 | 1179.762 | 0 | 0 | 0 | 1180.9 | 5.43 | 0 | 0 | 0 | 0 | 0 | 0 | 2258.394 | 0 | 0 | 0 | 1899.092 | 5.43 | 0 | 0 | 0 | 0 | 0 | 0
PG&E Kern Study Area | Columbus | 115 | 0 | 0 | 0 | 0 | 0 | 0 | 0 | 0 | 0 | 0 | 0 | 0 | 0 | 0 | 0 | 0 | 0 | 0 | 0 | 0 | 0 | 0 | 0 | 0 | 0 | 0 | 0 | 0 | 0 | 0 | 0 | 0 | 0 | 0 | 0 | 0 | 0 | 0 | 0 | 0 | 0 | 0 | 0 | 0 | 0 | 0 | 0 | 0 | 0 | 0 | 0 | 0 | 0 | 0 | 0 | 0 | 0 | 0 | 0 | 0 | 0 | 0 | 0 | 0 | 0 | 0 | 0 | 0 | 0 | 0 | 0 | 0 | 0 | 0 | 0 | 0 | 0 | 0 | 0 | 0 | 0 | 0 | 0 | 0
PG&E Greater Bay Study Area | Contra Costa PP | 230 | 0 | 0 | 0 | 0 | 0 | 0 | 0 | 0 | 0 | 0 | 0 | 0 | 0 | 0 | 0 | 0 | 0 | 0 | 0 | 0 | 0 | 0 | 0 | 0 | 0 | 0 | 0 | 0 | 0 | 0 | 0 | 0 | 0 | 0 | 0 | 0 | 0 | 0 | 0 | 0 | 0 | 0 | 0 | 0 | 0 | 0 | 0 | 0 | 0 | 0 | 0 | 0 | 0 | 0 | 0 | 0 | 0 | 0 | 0 | 0 | 0 | 0 | 0 | 0 | 0 | 0 | 0 | 0 | 0 | 0 | 0 | 0 | 0 | 0 | 0 | 0 | 0 | 0 | 0 | 0 | 0 | 0 | 0 | 0
PG&E Greater Bay Study Area | Contra Costa | 230 | 0 | 0 | 0 | 0 | 0 | 0 | 0 | 0 | 0 | 0 | 0 | 0 | 0 | 0 | 0 | 0 | 0 | 0 | 0 | 0 | 0 | 0 | 0 | 0 | 0 | 0 | 0 | 0 | 0 | 0 | 0 | 0 | 0 | 0 | 0 | 0 | 564.168 | 0 | 0 | 0 | 0 | 0 | 0 | 0 | 0 | 0 | 0 | 0 | 0 | 0 | 0 | 0 | 0 | 0 | 0 | 0 | 0 | 0 | 0 | 0 | 0 | 0 | 0 | 0 | 0 | 0 | 0 | 0 | 0 | 0 | 0 | 0 | 564.168 | 0 | 0 | 0 | 0 | 0 | 0 | 0 | 0 | 0 | 0 | 0
SCE North of Lugo Study Area | Control | 115 | 0 | 0 | 0 | 0 | 0 | 0 | 0 | 0 | 0 | 0 | 0 | 0 | 0 | 0 | 0 | 0 | 0 | 0 | 0 | 0 | 0 | 0 | 0 | 0 | 0 | 0 | 0 | 0 | 0 | 0 | 0 | 0 | 0 | 0 | 0 | 0 | 0 | 0 | 0 | 0 | 0 | 0 | 0 | 0 | 0 | 0 | 0 | 0 | 0 | 0 | 0 | 0 | 0 | 0 | 0 | 0 | 0 | 0 | 0 | 0 | 0 | 0 | 0 | 0 | 0 | 0 | 0 | 0 | 0 | 0 | 0 | 0 | 0 | 0 | 0 | 0 | 0 | 0 | 0 | 0 | 0 | 0 | 0 | 0
SCE North of Lugo Study Area | Coolwater | 230 | 0 | 0 | 0 | 0 | 0 | 0 | 0 | 0 | 0 | 0 | 0 | 0 | 0 | 0 | 0 | 0 | 0 | 0 | 0 | 0 | 0 | 0 | 0 | 0 | 0 | 0 | 0 | 0 | 0 | 0 | 0 | 0 | 0 | 0 | 0 | 0 | 0 | 0 | 0 | 0 | 0 | 0 | 0 | 0 | 0 | 0 | 0 | 0 | 0 | 0 | 0 | 0 | 0 | 0 | 0 | 0 | 0 | 0 | 0 | 0 | 0 | 0 | 0 | 0 | 0 | 0 | 0 | 0 | 0 | 0 | 0 | 0 | 0 | 0 | 0 | 0 | 0 | 0 | 0 | 0 | 0 | 0 | 0 | 0
SCE North of Lugo Study Area | Coolwater | 115 | 118.5 | 118.5 | 0 | 0 | 148.96 | 148.96 | 0 | 0 | 0 | 0 | 0 | 0 | 118.5 | 118.5 | 0 | 0 | 148.96 | 148.96 | 0 | 0 | 0 | 0 | 0 | 0 | 322.66 | 118.5 | 0 | 0 | 355.55 | 148.96 | 0 | 0 | 212.18 | 0 | 0 | 0 | 322.66 | 118.5 | 0 | 0 | 355.55 | 148.96 | 0 | 0 | 212.18 | 0 | 0 | 0 | 118.5 | 118.5 | 0 | 0 | 148.96 | 148.96 | 0 | 0 | 0 | 0 | 0 | 0 | 322.66 | 118.5 | 0 | 0 | 355.55 | 148.96 | 0 | 0 | 212.18 | 0 | 0 | 0 | 322.66 | 118.5 | 0 | 0 | 355.55 | 148.96 | 0 | 0 | 212.18 | 0 | 0 | 0
PG&E Fresno Study Area | Corcoran | 115 | 0 | 0 | 0 | 0 | 0 | 0 | 0 | 0 | 0 | 0 | 0 | 0 | 0 | 0 | 0 | 0 | 0 | 0 | 0 | 0 | 0 | 0 | 0 | 0 | 0 | 0 | 0 | 0 | 0 | 0 | 0 | 0 | 0 | 0 | 0 | 0 | 87.5 | 0 | 0 | 0 | 87.5 | 0 | 0 | 0 | 0 | 0 | 0 | 0 | 0 | 0 | 0 | 0 | 0 | 0 | 0 | 0 | 0 | 0 | 0 | 0 | 0 | 0 | 0 | 0 | 0 | 0 | 0 | 0 | 0 | 0 | 0 | 0 | 87.5 | 0 | 0 | 0 | 87.5 | 0 | 0 | 0 | 0 | 0 | 0 | 0
PG&E North of Greater Bay Study Area | Corona | 115 | 0 | 0 | 0 | 0 | 0 | 0 | 0 | 0 | 0 | 0 | 0 | 0 | 0 | 0 | 0 | 0 | 0 | 0 | 0 | 0 | 0 | 0 | 0 | 0 | 0 | 0 | 0 | 0 | 0 | 0 | 0 | 0 | 0 | 0 | 0 | 0 | 0 | 0 | 0 | 0 | 0 | 0 | 0 | 0 | 0 | 0 | 0 | 0 | 0 | 0 | 0 | 0 | 0 | 0 | 0 | 0 | 0 | 0 | 0 | 0 | 0 | 0 | 0 | 0 | 0 | 0 | 0 | 0 | 0 | 0 | 0 | 0 | 0 | 0 | 0 | 0 | 0 | 0 | 0 | 0 | 0 | 0 | 0 | 0
PG&E North of Greater Bay Study Area | Cortina | 230 | 0 | 0 | 0 | 0 | 0 | 0 | 0 | 0 | 0 | 0 | 0 | 0 | 0 | 0 | 0 | 0 | 0 | 0 | 0 | 0 | 0 | 0 | 0 | 0 | 0 | 0 | 0 | 0 | 0 | 0 | 0 | 0 | 0 | 0 | 0 | 0 | 0 | 0 | 0 | 0 | 0 | 0 | 0 | 0 | 0 | 0 | 0 | 0 | 0 | 0 | 0 | 0 | 0 | 0 | 0 | 0 | 0 | 0 | 0 | 0 | 0 | 0 | 0 | 0 | 0 | 0 | 0 | 0 | 0 | 0 | 0 | 0 | 0 | 0 | 0 | 0 | 0 | 0 | 0 | 0 | 0 | 0 | 0 | 0
PG&E North of Greater Bay Study Area | Cortina | 115 | 80 | 20.8 | 0 | 0 | 83.54 | 80 | 0 | 0 | 0 | 0 | 0 | 0 | 230 | 170.8 | 0 | 0 | 233.54 | 80 | 0 | 0 | 0 | 0 | 0 | 0 | 230 | 170.8 | 0 | 0 | 233.54 | 80 | 0 | 0 | 0 | 0 | 0 | 0 | 230 | 170.8 | 0 | 0 | 233.54 | 80 | 0 | 0 | 0 | 0 | 0 | 0 | 230 | 170.8 | 0 | 0 | 233.54 | 80 | 0 | 0 | 0 | 0 | 0 | 0 | 230 | 170.8 | 0 | 0 | 233.54 | 80 | 0 | 0 | 0 | 0 | 0 | 0 | 230 | 170.8 | 0 | 0 | 233.54 | 80 | 0 | 0 | 0 | 0 | 0 | 0
PG&E Greater Bay Study Area | Cottle | 230 | 0 | 0 | 0 | 0 | 0 | 0 | 0 | 0 | 0 | 0 | 0 | 0 | 0 | 0 | 0 | 0 | 0 | 0 | 0 | 0 | 0 | 0 | 0 | 0 | 0 | 0 | 0 | 0 | 0 | 0 | 0 | 0 | 0 | 0 | 0 | 0 | 102.672 | 0 | 0 | 0 | 0 | 0 | 0 | 0 | 0 | 0 | 0 | 0 | 0 | 0 | 0 | 0 | 0 | 0 | 0 | 0 | 0 | 0 | 0 | 0 | 0 | 0 | 0 | 0 | 0 | 0 | 0 | 0 | 0 | 0 | 0 | 0 | 102.672 | 0 | 0 | 0 | 0 | 0 | 0 | 0 | 0 | 0 | 0 | 0
PG&E North of Greater Bay Study Area | Cottonwood | 230 | 0 | 0 | 0 | 0 | 0 | 0 | 0 | 0 | 0 | 0 | 0 | 0 | 0 | 0 | 0 | 0 | 0 | 0 | 0 | 0 | 0 | 0 | 0 | 0 | 0 | 0 | 0 | 0 | 0 | 0 | 0 | 0 | 0 | 0 | 0 | 0 | 19.992 | 0 | 0 | 0 | 93.5 | 0 | 0 | 0 | 0 | 0 | 0 | 0 | 0 | 0 | 0 | 0 | 0 | 0 | 0 | 0 | 0 | 0 | 0 | 0 | 0 | 0 | 0 | 0 | 0 | 0 | 0 | 0 | 0 | 0 | 0 | 0 | 19.992 | 0 | 0 | 0 | 93.5 | 0 | 0 | 0 | 0 | 0 | 0 | 0
PG&E Greater Bay Study Area | Coyote | 230 | 0 | 0 | 0 | 0 | 0 | 0 | 0 | 0 | 0 | 0 | 0 | 0 | 0 | 0 | 0 | 0 | 0 | 0 | 0 | 0 | 0 | 0 | 0 | 0 | 0 | 0 | 0 | 0 | 0 | 0 | 0 | 0 | 0 | 0 | 0 | 0 | 0 | 0 | 0 | 0 | 0 | 0 | 0 | 0 | 0 | 0 | 0 | 0 | 0 | 0 | 0 | 0 | 0 | 0 | 0 | 0 | 0 | 0 | 0 | 0 | 0 | 0 | 0 | 0 | 0 | 0 | 0 | 0 | 0 | 0 | 0 | 0 | 0 | 0 | 0 | 0 | 0 | 0 | 0 | 0 | 0 | 0 | 0 | 0
SDG&E Study Area | Creelman | 69 | 103.275 | 0 | 0 | 0 | 0 | 0 | 0 | 0 | 0 | 0 | 0 | 0 | 0 | 0 | 0 | 0 | 0 | 0 | 0 | 0 | 0 | 0 | 0 | 0 | 155.275 | 0 | 0 | 0 | 0 | 0 | 0 | 0 | 0 | 0 | 0 | 0 | 155.275 | 0 | 0 | 0 | 0 | 0 | 0 | 0 | 0 | 0 | 0 | 0 | 0 | 0 | 0 | 0 | 0 | 0 | 0 | 0 | 0 | 0 | 0 | 0 | 155.275 | 0 | 0 | 0 | 0 | 0 | 0 | 0 | 0 | 0 | 0 | 0 | 155.275 | 0 | 0 | 0 | 0 | 0 | 0 | 0 | 0 | 0 | 0 | 0
PG&E Greater Bay Study Area | Crow Creek | 60 | 0 | 0 | 0 | 0 | 0 | 0 | 0 | 0 | 0 | 0 | 0 | 0 | 20 | 0 | 0 | 0 | 0.02 | 0 | 0 | 0 | 0 | 0 | 0 | 0 | 20 | 0 | 0 | 0 | 0.02 | 0 | 0 | 0 | 0 | 0 | 0 | 0 | 20 | 0 | 0 | 0 | 0.02 | 0 | 0 | 0 | 0 | 0 | 0 | 0 | 20 | 0 | 0 | 0 | 0.02 | 0 | 0 | 0 | 0 | 0 | 0 | 0 | 20 | 0 | 0 | 0 | 0.02 | 0 | 0 | 0 | 0 | 0 | 0 | 0 | 20 | 0 | 0 | 0 | 0.02 | 0 | 0 | 0 | 0 | 0 | 0 | 0
PG&E Greater Bay Study Area | Curtis | 115 | 0 | 0 | 0 | 0 | 0 | 0 | 0 | 0 | 0 | 0 | 0 | 0 | 0 | 0 | 0 | 0 | 0 | 0 | 0 | 0 | 0 | 0 | 0 | 0 | 0 | 0 | 0 | 0 | 0 | 0 | 0 | 0 | 0 | 0 | 0 | 0 | 0 | 0 | 0 | 0 | 0 | 0 | 0 | 0 | 0 | 0 | 0 | 0 | 0 | 0 | 0 | 0 | 0 | 0 | 0 | 0 | 0 | 0 | 0 | 0 | 0 | 0 | 0 | 0 | 0 | 0 | 0 | 0 | 0 | 0 | 0 | 0 | 0 | 0 | 0 | 0 | 0 | 0 | 0 | 0 | 0 | 0 | 0 | 0
PG&E Fresno Study Area | Dairyland | 115 | 0 | 0 | 0 | 0 | 0 | 0 | 0 | 0 | 0 | 0 | 0 | 0 | 0 | 0 | 0 | 0 | 0 | 0 | 0 | 0 | 0 | 0 | 0 | 0 | 0 | 0 | 0 | 0 | 0 | 0 | 0 | 0 | 0 | 0 | 0 | 0 | 0 | 0 | 0 | 0 | 0 | 0 | 0 | 0 | 0 | 0 | 0 | 0 | 0 | 0 | 0 | 0 | 0 | 0 | 0 | 0 | 0 | 0 | 0 | 0 | 0 | 0 | 0 | 0 | 0 | 0 | 0 | 0 | 0 | 0 | 0 | 0 | 0 | 0 | 0 | 0 | 0 | 0 | 0 | 0 | 0 | 0 | 0 | 0
PG&E North of Greater Bay Study Area | Davis | 115 | 0 | 0 | 0 | 0 | 0 | 0 | 0 | 0 | 0 | 0 | 0 | 0 | 12.1 | 0 | 0 | 0 | 0 | 0 | 0 | 0 | 0 | 0 | 0 | 0 | 96.9117 | 0 | 0 | 0 | 84.9957 | 0 | 0 | 0 | 0 | 0 | 0 | 0 | 96.9117 | 0 | 0 | 0 | 84.9957 | 0 | 0 | 0 | 0 | 0 | 0 | 0 | 12.1 | 0 | 0 | 0 | 0 | 0 | 0 | 0 | 0 | 0 | 0 | 0 | 96.9117 | 0 | 0 | 0 | 84.9957 | 0 | 0 | 0 | 0 | 0 | 0 | 0 | 96.9117 | 0 | 0 | 0 | 84.9957 | 0 | 0 | 0 | 0 | 0 | 0 | 0
SCE Metro Study Area | Del Amo | 230 | 0 | 0 | 0 | 0 | 0 | 0 | 0 | 0 | 0 | 0 | 0 | 0 | 0 | 0 | 0 | 0 | 0 | 0 | 0 | 0 | 0 | 0 | 0 | 0 | 0 | 0 | 0 | 0 | 0 | 0 | 0 | 0 | 0 | 0 | 0 | 0 | 0 | 0 | 0 | 0 | 0 | 0 | 0 | 0 | 0 | 0 | 0 | 0 | 0 | 0 | 0 | 0 | 0 | 0 | 0 | 0 | 0 | 0 | 0 | 0 | 0 | 0 | 0 | 0 | 0 | 0 | 0 | 0 | 0 | 0 | 0 | 0 | 0 | 0 | 0 | 0 | 0 | 0 | 0 | 0 | 0 | 0 | 0 | 0
SCE Eastern Study Area | Delaney | 500 | 0 | 0 | 0 | 0 | 0 | 0 | 0 | 0 | 0 | 0 | 0 | 0 | 0 | 0 | 0 | 0 | 0 | 0 | 0 | 0 | 0 | 0 | 0 | 0 | 308.926 | 0 | 0 | 0 | 158.926 | 0 | 0 | 0 | 0 | 0 | 0 | 0 | 880.666 | 0 | 0 | 0 | 738.886 | 0 | 0 | 0 | 0 | 0 | 0 | 0 | 0 | 0 | 0 | 0 | 0 | 0 | 0 | 0 | 0 | 0 | 0 | 0 | 308.926 | 0 | 0 | 0 | 158.926 | 0 | 0 | 0 | 0 | 0 | 0 | 0 | 880.666 | 0 | 0 | 0 | 738.886 | 0 | 0 | 0 | 0 | 0 | 0 | 0
PG&E North of Greater Bay Study Area | Delevan | 230 | 0 | 0 | 0 | 0 | 0 | 0 | 0 | 0 | 0 | 0 | 0 | 0 | 510 | 48 | 0 | 0 | 513.5 | 0 | 0 | 0 | 0 | 0 | 0 | 0 | 510 | 48 | 0 | 0 | 513.5 | 0 | 0 | 0 | 0 | 0 | 0 | 0 | 669.418 | 48 | 0 | 0 | 673.8789 | 0 | 0 | 0 | 0 | 0 | 0 | 0 | 510 | 48 | 0 | 0 | 513.5 | 0 | 0 | 0 | 0 | 0 | 0 | 0 | 510 | 48 | 0 | 0 | 513.5 | 0 | 0 | 0 | 0 | 0 | 0 | 0 | 669.418 | 48 | 0 | 0 | 673.8789 | 0 | 0 | 0 | 0 | 0 | 0 | 0
PG&E Greater Bay Study Area | Delta PP | 230 | 0 | 0 | 0 | 0 | 0 | 0 | 0 | 0 | 0 | 0 | 0 | 0 | 0 | 0 | 0 | 0 | 0 | 0 | 0 | 0 | 0 | 0 | 0 | 0 | 102.25 | 0 | 0 | 0 | 0 | 0 | 0 | 0 | 0 | 0 | 0 | 0 | 606.25 | 0 | 0 | 0 | 0 | 0 | 0 | 0 | 0 | 0 | 0 | 0 | 0 | 0 | 0 | 0 | 0 | 0 | 0 | 0 | 0 | 0 | 0 | 0 | 102.25 | 0 | 0 | 0 | 0 | 0 | 0 | 0 | 0 | 0 | 0 | 0 | 606.25 | 0 | 0 | 0 | 0 | 0 | 0 | 0 | 0 | 0 | 0 | 0
East of Pisgah Study Area | Desert View | 230 | 0 | 0 | 0 | 0 | 0 | 0 | 0 | 0 | 0 | 0 | 0 | 0 | 0 | 0 | 0 | 0 | 0 | 0 | 0 | 0 | 0 | 0 | 0 | 0 | 0 | 0 | 0 | 0 | 0 | 0 | 0 | 0 | 0 | 0 | 0 | 0 | 350 | 0 | 0 | 0 | 350 | 0 | 0 | 0 | 0 | 0 | 0 | 0 | 0 | 0 | 0 | 0 | 0 | 0 | 0 | 0 | 0 | 0 | 0 | 0 | 0 | 0 | 0 | 0 | 0 | 0 | 0 | 0 | 0 | 0 | 0 | 0 | 350 | 0 | 0 | 0 | 350 | 0 | 0 | 0 | 0 | 0 | 0 | 0
SCE Eastern Study Area | Devers | 500 | 0 | 0 | 0 | 0 | 0 | 0 | 0 | 0 | 0 | 0 | 0 | 0 | 0 | 0 | 0 | 0 | 0 | 0 | 0 | 0 | 0 | 0 | 0 | 0 | 0 | 0 | 0 | 0 | 0 | 0 | 0 | 0 | 0 | 0 | 0 | 0 | 0 | 0 | 0 | 0 | 0 | 0 | 0 | 0 | 0 | 0 | 0 | 0 | 0 | 0 | 0 | 0 | 0 | 0 | 0 | 0 | 0 | 0 | 0 | 0 | 0 | 0 | 0 | 0 | 0 | 0 | 0 | 0 | 0 | 0 | 0 | 0 | 0 | 0 | 0 | 0 | 0 | 0 | 0 | 0 | 0 | 0 | 0 | 0
SCE Eastern Study Area | Devers | 230 | 95.85 | 45.66 | 0 | 0 | 0 | 0 | 0 | 0 | 60 | 0 | 0 | 0 | 95.85 | 45.66 | 0 | 0 | 0 | 0 | 0 | 0 | 60 | 0 | 0 | 0 | 537.97 | 45.66 | 0 | 0 | 595.72 | 0 | 0 | 0 | 267.2 | 0 | 0 | 0 | 1209.73 | 45.66 | 0 | 0 | 595.72 | 0 | 0 | 0 | 267.2 | 0 | 0 | 0 | 95.85 | 45.66 | 0 | 0 | 0 | 0 | 0 | 0 | 60 | 0 | 0 | 0 | 537.97 | 45.66 | 0 | 0 | 595.72 | 0 | 0 | 0 | 267.2 | 0 | 0 | 0 | 798.97 | 45.66 | 0 | 0 | 595.72 | 0 | 0 | 0 | 267.2 | 0 | 0 | 0
PG&E Kern Study Area | Diablo | 500 | 0 | 0 | 0 | 0 | 0 | 0 | 0 | 0 | 0 | 0 | 0 | 0 | 0 | 0 | 0 | 0 | 0 | 0 | 0 | 0 | 0 | 0 | 1028.94 | 1000 | 0 | 0 | 0 | 0 | 0 | 0 | 0 | 0 | 0 | 0 | 1028.94 | 1000 | 756.054 | 0 | 0 | 0 | 0 | 0 | 0 | 0 | 0 | 0 | 4012.012 | 1000 | 0 | 0 | 0 | 0 | 0 | 0 | 0 | 0 | 0 | 0 | 1028.94 | 1000 | 0 | 0 | 0 | 0 | 0 | 0 | 0 | 0 | 0 | 0 | 1028.94 | 1000 | 756.054 | 0 | 0 | 0 | 0 | 0 | 0 | 0 | 0 | 0 | 4012.012 | 1000
PG&E Kern Study Area | Diablo | 230 | 0 | 0 | 0 | 0 | 0 | 0 | 0 | 0 | 0 | 0 | 0 | 0 | 0 | 0 | 0 | 0 | 0 | 0 | 0 | 0 | 0 | 0 | 0 | 0 | 0 | 0 | 0 | 0 | 0 | 0 | 0 | 0 | 0 | 0 | 0 | 0 | 0 | 0 | 0 | 0 | 0 | 0 | 0 | 0 | 0 | 0 | 0 | 0 | 0 | 0 | 0 | 0 | 0 | 0 | 0 | 0 | 0 | 0 | 0 | 0 | 0 | 0 | 0 | 0 | 0 | 0 | 0 | 0 | 0 | 0 | 0 | 0 | 0 | 0 | 0 | 0 | 0 | 0 | 0 | 0 | 0 | 0 | 0 | 0
PG&E Greater Bay Study Area | Dixon Landing | 115 | 0 | 0 | 0 | 0 | 0 | 0 | 0 | 0 | 0 | 0 | 0 | 0 | 0 | 0 | 0 | 0 | 0 | 0 | 0 | 0 | 0 | 0 | 0 | 0 | 0 | 0 | 0 | 0 | 0 | 0 | 0 | 0 | 0 | 0 | 0 | 0 | 0 | 0 | 0 | 0 | 0 | 0 | 0 | 0 | 0 | 0 | 0 | 0 | 0 | 0 | 0 | 0 | 0 | 0 | 0 | 0 | 0 | 0 | 0 | 0 | 0 | 0 | 0 | 0 | 0 | 0 | 0 | 0 | 0 | 0 | 0 | 0 | 0 | 0 | 0 | 0 | 0 | 0 | 0 | 0 | 0 | 0 | 0 | 0
PG&E Greater Bay Study Area | Donnells PH | 115 | 0 | 0 | 0 | 0 | 0 | 0 | 0 | 0 | 0 | 0 | 0 | 0 | 0 | 0 | 0 | 0 | 0 | 0 | 0 | 0 | 0 | 0 | 0 | 0 | 0 | 0 | 0 | 0 | 0 | 0 | 0 | 0 | 0 | 0 | 0 | 0 | 0 | 0 | 0 | 0 | 0 | 0 | 0 | 0 | 0 | 0 | 0 | 0 | 0 | 0 | 0 | 0 | 0 | 0 | 0 | 0 | 0 | 0 | 0 | 0 | 0 | 0 | 0 | 0 | 0 | 0 | 0 | 0 | 0 | 0 | 0 | 0 | 0 | 0 | 0 | 0 | 0 | 0 | 0 | 0 | 0 | 0 | 0 | 0
PG&E Fresno Study Area | Dos Amigos | 230 | 0 | 0 | 0 | 0 | 0 | 0 | 0 | 0 | 0 | 0 | 0 | 0 | 0 | 0 | 0 | 0 | 0 | 0 | 0 | 0 | 0 | 0 | 0 | 0 | 0 | 0 | 0 | 0 | 0 | 0 | 0 | 0 | 0 | 0 | 0 | 0 | 0 | 0 | 0 | 0 | 0 | 0 | 0 | 0 | 0 | 0 | 0 | 0 | 0 | 0 | 0 | 0 | 0 | 0 | 0 | 0 | 0 | 0 | 0 | 0 | 0 | 0 | 0 | 0 | 0 | 0 | 0 | 0 | 0 | 0 | 0 | 0 | 0 | 0 | 0 | 0 | 0 | 0 | 0 | 0 | 0 | 0 | 0 | 0
PG&E North of Greater Bay Study Area | Drum | 115 | 0 | 0 | 0 | 0 | 0 | 0 | 0 | 0 | 0 | 0 | 0 | 0 | 0 | 0 | 0 | 0 | 0 | 0 | 0 | 0 | 0 | 0 | 0 | 0 | 0 | 0 | 0 | 0 | 0 | 0 | 0 | 0 | 0 | 0 | 0 | 0 | 0 | 0 | 0 | 0 | 0 | 0 | 0 | 0 | 0 | 0 | 0 | 0 | 0 | 0 | 0 | 0 | 0 | 0 | 0 | 0 | 0 | 0 | 0 | 0 | 0 | 0 | 0 | 0 | 0 | 0 | 0 | 0 | 0 | 0 | 0 | 0 | 0 | 0 | 0 | 0 | 0 | 0 | 0 | 0 | 0 | 0 | 0 | 0
PG&E Greater Bay Study Area | Dumbarton | 115 | 0 | 0 | 0 | 0 | 0 | 0 | 0 | 0 | 0 | 0 | 0 | 0 | 0 | 0 | 0 | 0 | 0 | 0 | 0 | 0 | 0 | 0 | 0 | 0 | 0 | 0 | 0 | 0 | 0 | 0 | 0 | 0 | 0 | 0 | 0 | 0 | 62.6 | 0 | 0 | 0 | 0 | 0 | 0 | 0 | 0 | 0 | 0 | 0 | 0 | 0 | 0 | 0 | 0 | 0 | 0 | 0 | 0 | 0 | 0 | 0 | 0 | 0 | 0 | 0 | 0 | 0 | 0 | 0 | 0 | 0 | 0 | 0 | 62.6 | 0 | 0 | 0 | 0 | 0 | 0 | 0 | 0 | 0 | 0 | 0
SCE Eastern Study Area | Eagle Mountain | 230 | 0 | 0 | 0 | 0 | 0 | 0 | 0 | 0 | 0 | 0 | 0 | 0 | 0 | 0 | 0 | 0 | 0 | 0 | 0 | 0 | 0 | 0 | 0 | 0 | 0 | 0 | 0 | 0 | 0 | 0 | 0 | 0 | 0 | 0 | 0 | 0 | 0 | 0 | 0 | 0 | 0 | 0 | 0 | 0 | 0 | 0 | 0 | 0 | 0 | 0 | 0 | 0 | 0 | 0 | 0 | 0 | 0 | 0 | 0 | 0 | 0 | 0 | 0 | 0 | 0 | 0 | 0 | 0 | 0 | 0 | 0 | 0 | 0 | 0 | 0 | 0 | 0 | 0 | 0 | 0 | 0 | 0 | 0 | 0
PG&E North of Greater Bay Study Area | Eagle Rock (PGE) | 115 | 0 | 0 | 0 | 0 | 0 | 0 | 0 | 0 | 0 | 0 | 0 | 0 | 0 | 0 | 0 | 0 | 0 | 0 | 0 | 0 | 0 | 0 | 0 | 0 | 0 | 0 | 0 | 0 | 0 | 0 | 0 | 0 | 0 | 0 | 0 | 0 | 0 | 0 | 0 | 0 | 0 | 0 | 0 | 0 | 0 | 0 | 0 | 0 | 0 | 0 | 0 | 0 | 0 | 0 | 0 | 0 | 0 | 0 | 0 | 0 | 0 | 0 | 0 | 0 | 0 | 0 | 0 | 0 | 0 | 0 | 0 | 0 | 0 | 0 | 0 | 0 | 0 | 0 | 0 | 0 | 0 | 0 | 0 | 0
SCE Metro Study Area | Eagle Rock (SCE) | 230 | 0 | 0 | 0 | 0 | 0 | 0 | 0 | 0 | 0 | 0 | 0 | 0 | 0 | 0 | 0 | 0 | 0 | 0 | 0 | 0 | 0 | 0 | 0 | 0 | 0 | 0 | 0 | 0 | 0 | 0 | 0 | 0 | 0 | 0 | 0 | 0 | 0 | 0 | 0 | 0 | 0 | 0 | 0 | 0 | 0 | 0 | 0 | 0 | 0 | 0 | 0 | 0 | 0 | 0 | 0 | 0 | 0 | 0 | 0 | 0 | 0 | 0 | 0 | 0 | 0 | 0 | 0 | 0 | 0 | 0 | 0 | 0 | 0 | 0 | 0 | 0 | 0 | 0 | 0 | 0 | 0 | 0 | 0 | 0
PG&E North of Greater Bay Study Area | East Nicolaus | 115 | 0 | 0 | 0 | 0 | 0 | 0 | 0 | 0 | 0 | 0 | 0 | 0 | 0 | 0 | 0 | 0 | 0 | 0 | 0 | 0 | 0 | 0 | 0 | 0 | 0 | 0 | 0 | 0 | 0 | 0 | 0 | 0 | 0 | 0 | 0 | 0 | 0 | 0 | 0 | 0 | 0 | 0 | 0 | 0 | 0 | 0 | 0 | 0 | 0 | 0 | 0 | 0 | 0 | 0 | 0 | 0 | 0 | 0 | 0 | 0 | 0 | 0 | 0 | 0 | 0 | 0 | 0 | 0 | 0 | 0 | 0 | 0 | 0 | 0 | 0 | 0 | 0 | 0 | 0 | 0 | 0 | 0 | 0 | 0
PG&E Greater Bay Study Area | East Shore | 230 | 0 | 0 | 0 | 0 | 0 | 0 | 0 | 0 | 0 | 0 | 0 | 0 | 0 | 0 | 0 | 0 | 0 | 0 | 0 | 0 | 0 | 0 | 0 | 0 | 0 | 0 | 0 | 0 | 0 | 0 | 0 | 0 | 0 | 0 | 0 | 0 | 0 | 0 | 0 | 0 | 0 | 0 | 0 | 0 | 0 | 0 | 0 | 0 | 0 | 0 | 0 | 0 | 0 | 0 | 0 | 0 | 0 | 0 | 0 | 0 | 0 | 0 | 0 | 0 | 0 | 0 | 0 | 0 | 0 | 0 | 0 | 0 | 0 | 0 | 0 | 0 | 0 | 0 | 0 | 0 | 0 | 0 | 0 | 0
PG&E Greater Bay Study Area | East Shore | 115 | 0 | 0 | 0 | 0 | 0 | 0 | 0 | 0 | 0 | 0 | 0 | 0 | 0 | 0 | 0 | 0 | 0 | 0 | 0 | 0 | 0 | 0 | 0 | 0 | 0 | 0 | 0 | 0 | 0 | 0 | 0 | 0 | 0 | 0 | 0 | 0 | 252 | 0 | 0 | 0 | 0 | 0 | 0 | 0 | 0 | 0 | 0 | 0 | 0 | 0 | 0 | 0 | 0 | 0 | 0 | 0 | 0 | 0 | 0 | 0 | 0 | 0 | 0 | 0 | 0 | 0 | 0 | 0 | 0 | 0 | 0 | 0 | 252 | 0 | 0 | 0 | 0 | 0 | 0 | 0 | 0 | 0 | 0 | 0
SDG&E Study Area | ECO | 500 | 0 | 0 | 0 | 0 | 0 | 0 | 0 | 0 | 0 | 0 | 0 | 0 | 0 | 0 | 0 | 0 | 0 | 0 | 0 | 0 | 0 | 0 | 0 | 0 | 0 | 0 | 0 | 0 | 0 | 0 | 0 | 0 | 1001 | 0 | 0 | 0 | 0 | 0 | 0 | 0 | 0 | 0 | 0 | 0 | 1941.8 | 0 | 0 | 0 | 0 | 0 | 0 | 0 | 0 | 0 | 0 | 0 | 0 | 0 | 0 | 0 | 0 | 0 | 0 | 0 | 0 | 0 | 0 | 0 | 0 | 0 | 0 | 0 | 0 | 0 | 0 | 0 | 0 | 0 | 0 | 0 | 0 | 0 | 0 | 0
SDG&E Study Area | ECO | 230 | 0 | 0 | 0 | 0 | 0 | 0 | 0 | 0 | 652.5 | 0 | 0 | 0 | 0 | 0 | 0 | 0 | 0 | 0 | 0 | 0 | 0 | 0 | 0 | 0 | 0 | 0 | 0 | 0 | 0 | 0 | 0 | 0 | 652.5 | 0 | 0 | 0 | 0 | 0 | 0 | 0 | 0 | 0 | 0 | 0 | 652.5 | 0 | 0 | 0 | 0 | 0 | 0 | 0 | 0 | 0 | 0 | 0 | 0 | 0 | 0 | 0 | 0 | 0 | 0 | 0 | 0 | 0 | 0 | 0 | 652.5 | 0 | 0 | 0 | 0 | 0 | 0 | 0 | 0 | 0 | 0 | 0 | 652.5 | 0 | 0 | 0
SDG&E Study Area | ECO | 138 | 0 | 0 | 0 | 0 | 71.88 | 0 | 0 | 0 | 0 | 0 | 0 | 0 | 0 | 0 | 0 | 0 | 71.88 | 0 | 0 | 0 | 63.3 | 0.5 | 0 | 0 | 0 | 0 | 0 | 0 | 71.88 | 0 | 0 | 0 | 63.3 | 0.5 | 0 | 0 | 356.831 | 0 | 0 | 0 | 71.88 | 0 | 0 | 0 | 63.3 | 0.5 | 0 | 0 | 0 | 0 | 0 | 0 | 71.88 | 0 | 0 | 0 | 63.3 | 0.5 | 0 | 0 | 0 | 0 | 0 | 0 | 71.88 | 0 | 0 | 0 | 63.3 | 0.5 | 0 | 0 | 356.831 | 0 | 0 | 0 | 71.88 | 0 | 0 | 0 | 63.3 | 0.5 | 0 | 0
PG&E Greater Bay Study Area | Edes | 115 | 0 | 0 | 0 | 0 | 0 | 0 | 0 | 0 | 0 | 0 | 0 | 0 | 0 | 0 | 0 | 0 | 0 | 0 | 0 | 0 | 0 | 0 | 0 | 0 | 0 | 0 | 0 | 0 | 0 | 0 | 0 | 0 | 0 | 0 | 0 | 0 | 0 | 0 | 0 | 0 | 0 | 0 | 0 | 0 | 0 | 0 | 0 | 0 | 0 | 0 | 0 | 0 | 0 | 0 | 0 | 0 | 0 | 0 | 0 | 0 | 0 | 0 | 0 | 0 | 0 | 0 | 0 | 0 | 0 | 0 | 0 | 0 | 0 | 0 | 0 | 0 | 0 | 0 | 0 | 0 | 0 | 0 | 0 | 0
PG&E Greater Bay Study Area | Eight Mile | 230 | 0 | 0 | 0 | 0 | 0 | 0 | 0 | 0 | 0 | 0 | 0 | 0 | 0 | 0 | 0 | 0 | 0 | 0 | 0 | 0 | 0 | 0 | 0 | 0 | 0 | 0 | 0 | 0 | 0 | 0 | 0 | 0 | 0 | 0 | 0 | 0 | 0 | 0 | 0 | 0 | 0 | 0 | 0 | 0 | 0 | 0 | 0 | 0 | 0 | 0 | 0 | 0 | 0 | 0 | 0 | 0 | 0 | 0 | 0 | 0 | 0 | 0 | 0 | 0 | 0 | 0 | 0 | 0 | 0 | 0 | 0 | 0 | 0 | 0 | 0 | 0 | 0 | 0 | 0 | 0 | 0 | 0 | 0 | 0
SDG&E Study Area | El Cajon | 69 | 0.774 | 0 | 0 | 0 | 0 | 0 | 0 | 0 | 0 | 0 | 0 | 0 | 0.774 | 0 | 0 | 0 | 0 | 0 | 0 | 0 | 0 | 0 | 0 | 0 | 0.774 | 0 | 0 | 0 | 0 | 0 | 0 | 0 | 0 | 0 | 0 | 0 | 0.774 | 0 | 0 | 0 | 0 | 0 | 0 | 0 | 0 | 0 | 0 | 0 | 0.774 | 0 | 0 | 0 | 0 | 0 | 0 | 0 | 0 | 0 | 0 | 0 | 0.774 | 0 | 0 | 0 | 0 | 0 | 0 | 0 | 0 | 0 | 0 | 0 | 0.774 | 0 | 0 | 0 | 0 | 0 | 0 | 0 | 0 | 0 | 0 | 0
SCE Eastern Study Area | El Casco | 230 | 0 | 0 | 0 | 0 | 0 | 0 | 0 | 0 | 0 | 0 | 0 | 0 | 0 | 0 | 0 | 0 | 0 | 0 | 0 | 0 | 0 | 0 | 0 | 0 | 0 | 0 | 0 | 0 | 0 | 0 | 0 | 0 | 0 | 0 | 0 | 0 | 0 | 0 | 0 | 0 | 0 | 0 | 0 | 0 | 0 | 0 | 0 | 0 | 0 | 0 | 0 | 0 | 0 | 0 | 0 | 0 | 0 | 0 | 0 | 0 | 0 | 0 | 0 | 0 | 0 | 0 | 0 | 0 | 0 | 0 | 0 | 0 | 0 | 0 | 0 | 0 | 0 | 0 | 0 | 0 | 0 | 0 | 0 | 0
PG&E Fresno Study Area | El Nido (PGE) | 115 | 0 | 0 | 0 | 0 | 0 | 0 | 0 | 0 | 0 | 0 | 0 | 0 | 0 | 0 | 0 | 0 | 0 | 0 | 0 | 0 | 0 | 0 | 0 | 0 | 0 | 0 | 0 | 0 | 0 | 0 | 0 | 0 | 0 | 0 | 0 | 0 | 0 | 0 | 0 | 0 | 0 | 0 | 0 | 0 | 0 | 0 | 0 | 0 | 0 | 0 | 0 | 0 | 0 | 0 | 0 | 0 | 0 | 0 | 0 | 0 | 0 | 0 | 0 | 0 | 0 | 0 | 0 | 0 | 0 | 0 | 0 | 0 | 0 | 0 | 0 | 0 | 0 | 0 | 0 | 0 | 0 | 0 | 0 | 0
SCE Metro Study Area | El Nido (SCE) | 230 | 0 | 0 | 0 | 0 | 0 | 0 | 0 | 0 | 0 | 0 | 0 | 0 | 0 | 0 | 0 | 0 | 0 | 0 | 0 | 0 | 0 | 0 | 0 | 0 | 0 | 0 | 0 | 0 | 0 | 0 | 0 | 0 | 0 | 0 | 0 | 0 | 405.6634 | 0 | 0 | 0 | 0 | 0 | 0 | 0 | 0 | 0 | 0 | 0 | 0 | 0 | 0 | 0 | 0 | 0 | 0 | 0 | 0 | 0 | 0 | 0 | 0 | 0 | 0 | 0 | 0 | 0 | 0 | 0 | 0 | 0 | 0 | 0 | 0 | 0 | 0 | 0 | 0 | 0 | 0 | 0 | 0 | 0 | 0 | 0
PG&E Greater Bay Study Area | El Patio | 115 | 0 | 0 | 0 | 0 | 0 | 0 | 0 | 0 | 0 | 0 | 0 | 0 | 0 | 0 | 0 | 0 | 0 | 0 | 0 | 0 | 0 | 0 | 0 | 0 | 0 | 0 | 0 | 0 | 0 | 0 | 0 | 0 | 0 | 0 | 0 | 0 | 0 | 0 | 0 | 0 | 0 | 0 | 0 | 0 | 0 | 0 | 0 | 0 | 0 | 0 | 0 | 0 | 0 | 0 | 0 | 0 | 0 | 0 | 0 | 0 | 0 | 0 | 0 | 0 | 0 | 0 | 0 | 0 | 0 | 0 | 0 | 0 | 0 | 0 | 0 | 0 | 0 | 0 | 0 | 0 | 0 | 0 | 0 | 0
SCE Metro Study Area | El Segundo | 230 | 0 | 0 | 0 | 0 | 0 | 0 | 0 | 0 | 0 | 0 | 0 | 0 | 0 | 0 | 0 | 0 | 0 | 0 | 0 | 0 | 0 | 0 | 0 | 0 | 0 | 0 | 0 | 0 | 0 | 0 | 0 | 0 | 0 | 0 | 0 | 0 | 0 | 0 | 0 | 0 | 0 | 0 | 0 | 0 | 0 | 0 | 0 | 0 | 0 | 0 | 0 | 0 | 0 | 0 | 0 | 0 | 0 | 0 | 0 | 0 | 0 | 0 | 0 | 0 | 0 | 0 | 0 | 0 | 0 | 0 | 0 | 0 | 0 | 0 | 0 | 0 | 0 | 0 | 0 | 0 | 0 | 0 | 0 | 0
East of Pisgah Study Area | Eldorado | 500 | 0 | 0 | 0 | 0 | 0 | 0 | 0 | 0 | 0 | 0 | 0 | 0 | 0 | 0 | 0 | 0 | 0 | 0 | 0 | 0 | 0 | 0 | 0 | 0 | 0 | 0 | 0 | 0 | 0 | 0 | 0 | 0 | 0 | 0 | 0 | 0 | 0 | 0 | 0 | 0 | 0 | 0 | 0 | 0 | 0 | 0 | 0 | 0 | 0 | 0 | 0 | 0 | 0 | 0 | 0 | 0 | 0 | 0 | 0 | 0 | 0 | 0 | 0 | 0 | 0 | 0 | 0 | 0 | 0 | 0 | 0 | 0 | 0 | 0 | 0 | 0 | 0 | 0 | 0 | 0 | 0 | 0 | 0 | 0
East of Pisgah Study Area | Eldorado | 230 | 0 | 0 | 0 | 0 | 0 | 0 | 0 | 0 | 0 | 0 | 0 | 0 | 256.29 | 250 | 0 | 0 | 0 | 0 | 0 | 0 | 0 | 0 | 0 | 0 | 256.29 | 250 | 0 | 0 | 0 | 0 | 0 | 0 | 0 | 0 | 0 | 0 | 512.58 | 250 | 0 | 0 | 0 | 0 | 0 | 0 | 0 | 0 | 0 | 0 | 256.29 | 250 | 0 | 0 | 0 | 0 | 0 | 0 | 0 | 0 | 0 | 0 | 256.29 | 250 | 0 | 0 | 0 | 0 | 0 | 0 | 0 | 0 | 0 | 0 | 256.29 | 250 | 0 | 0 | 0 | 0 | 0 | 0 | 0 | 0 | 0 | 0
PG&E Kern Study Area | Elk Hills | 230 | 0 | 0 | 0 | 0 | 0 | 0 | 0 | 0 | 0 | 0 | 0 | 0 | 0 | 0 | 0 | 0 | 0 | 0 | 0 | 0 | 0 | 0 | 0 | 0 | 0 | 0 | 0 | 0 | 0 | 0 | 0 | 0 | 0 | 0 | 0 | 0 | 0 | 0 | 0 | 0 | 0 | 0 | 0 | 0 | 0 | 0 | 0 | 0 | 0 | 0 | 0 | 0 | 0 | 0 | 0 | 0 | 0 | 0 | 0 | 0 | 0 | 0 | 0 | 0 | 0 | 0 | 0 | 0 | 0 | 0 | 0 | 0 | 0 | 0 | 0 | 0 | 0 | 0 | 0 | 0 | 0 | 0 | 0 | 0
SDG&E Study Area | Elliot | 69 | 0 | 0 | 0 | 0 | 0 | 0 | 0 | 0 | 0 | 0 | 0 | 0 | 0 | 0 | 0 | 0 | 0 | 0 | 0 | 0 | 0 | 0 | 0 | 0 | 0 | 0 | 0 | 0 | 0 | 0 | 0 | 0 | 0 | 0 | 0 | 0 | 0 | 0 | 0 | 0 | 0 | 0 | 0 | 0 | 0 | 0 | 0 | 0 | 0 | 0 | 0 | 0 | 0 | 0 | 0 | 0 | 0 | 0 | 0 | 0 | 0 | 0 | 0 | 0 | 0 | 0 | 0 | 0 | 0 | 0 | 0 | 0 | 0 | 0 | 0 | 0 | 0 | 0 | 0 | 0 | 0 | 0 | 0 | 0
SCE Metro Study Area | Ellis | 230 | 0 | 0 | 0 | 0 | 0 | 0 | 0 | 0 | 0 | 0 | 0 | 0 | 0 | 0 | 0 | 0 | 0 | 0 | 0 | 0 | 0 | 0 | 0 | 0 | 0 | 0 | 0 | 0 | 0 | 0 | 0 | 0 | 0 | 0 | 0 | 0 | 0 | 0 | 0 | 0 | 0 | 0 | 0 | 0 | 0 | 0 | 0 | 0 | 0 | 0 | 0 | 0 | 0 | 0 | 0 | 0 | 0 | 0 | 0 | 0 | 0 | 0 | 0 | 0 | 0 | 0 | 0 | 0 | 0 | 0 | 0 | 0 | 0 | 0 | 0 | 0 | 0 | 0 | 0 | 0 | 0 | 0 | 0 | 0
SDG&E Study Area | Encina | 230 | 0 | 0 | 0 | 0 | 0 | 0 | 0 | 0 | 0 | 0 | 0 | 0 | 0 | 0 | 0 | 0 | 0 | 0 | 0 | 0 | 0 | 0 | 0 | 0 | 160 | 0 | 0 | 0 | 0 | 0 | 0 | 0 | 0 | 0 | 0 | 0 | 464.3999 | 0 | 0 | 0 | 0 | 0 | 0 | 0 | 0 | 0 | 0 | 0 | 0 | 0 | 0 | 0 | 0 | 0 | 0 | 0 | 0 | 0 | 0 | 0 | 160 | 0 | 0 | 0 | 0 | 0 | 0 | 0 | 0 | 0 | 0 | 0 | 464.3999 | 0 | 0 | 0 | 0 | 0 | 0 | 0 | 0 | 0 | 0 | 0
SDG&E Study Area | Escondido | 230 | 50 | 0 | 0 | 0 | 0 | 0 | 0 | 0 | 0 | 0 | 0 | 0 | 0 | 0 | 0 | 0 | 0 | 0 | 0 | 0 | 0 | 0 | 0 | 0 | 457 | 0 | 0 | 0 | 0 | 0 | 0 | 0 | 0 | 0 | 0 | 0 | 458.375 | 0 | 0 | 0 | 0 | 0 | 0 | 0 | 0 | 0 | 0 | 0 | 0 | 0 | 0 | 0 | 0 | 0 | 0 | 0 | 0 | 0 | 0 | 0 | 457 | 0 | 0 | 0 | 0 | 0 | 0 | 0 | 0 | 0 | 0 | 0 | 458.375 | 0 | 0 | 0 | 0 | 0 | 0 | 0 | 0 | 0 | 0 | 0
SCE Eastern Study Area | Etiwanda | 230 | 0.98 | 0 | 0 | 0 | 0 | 0 | 0 | 0 | 0 | 0 | 0 | 0 | 0.98 | 0 | 0 | 0 | 0 | 0 | 0 | 0 | 0 | 0 | 0 | 0 | 0.98 | 0 | 0 | 0 | 0 | 0 | 0 | 0 | 0 | 0 | 0 | 0 | 658.6434 | 0 | 0 | 0 | 0 | 0 | 0 | 0 | 0 | 0 | 0 | 0 | 0.98 | 0 | 0 | 0 | 0 | 0 | 0 | 0 | 0 | 0 | 0 | 0 | 0.98 | 0 | 0 | 0 | 0 | 0 | 0 | 0 | 0 | 0 | 0 | 0 | 252.98 | 0 | 0 | 0 | 0 | 0 | 0 | 0 | 0 | 0 | 0 | 0
PG&E Greater Bay Study Area | Evergreen | 115 | 0 | 0 | 0 | 0 | 0 | 0 | 0 | 0 | 0 | 0 | 0 | 0 | 0 | 0 | 0 | 0 | 0 | 0 | 0 | 0 | 0 | 0 | 0 | 0 | 0 | 0 | 0 | 0 | 0 | 0 | 0 | 0 | 0 | 0 | 0 | 0 | 100.9 | 0 | 0 | 0 | 0 | 0 | 0 | 0 | 0 | 0 | 0 | 0 | 0 | 0 | 0 | 0 | 0 | 0 | 0 | 0 | 0 | 0 | 0 | 0 | 0 | 0 | 0 | 0 | 0 | 0 | 0 | 0 | 0 | 0 | 0 | 0 | 100.9 | 0 | 0 | 0 | 0 | 0 | 0 | 0 | 0 | 0 | 0 | 0
PG&E Fresno Study Area | Excelsior | 115 | 0 | 0 | 0 | 0 | 0 | 0 | 0 | 0 | 0 | 0 | 0 | 0 | 0 | 0 | 0 | 0 | 0 | 0 | 0 | 0 | 0 | 0 | 0 | 0 | 0 | 0 | 0 | 0 | 0 | 0 | 0 | 0 | 0 | 0 | 0 | 0 | 127.37 | 0 | 0 | 0 | 127.57 | 0 | 0 | 0 | 0 | 0 | 0 | 0 | 0 | 0 | 0 | 0 | 0 | 0 | 0 | 0 | 0 | 0 | 0 | 0 | 0 | 0 | 0 | 0 | 0 | 0 | 0 | 0 | 0 | 0 | 0 | 0 | 127.37 | 0 | 0 | 0 | 127.57 | 0 | 0 | 0 | 0 | 0 | 0 | 0
PG&E Kern Study Area | Fairway | 115 | 0 | 0 | 0 | 0 | 0 | 0 | 0 | 0 | 0 | 0 | 0 | 0 | 0 | 0 | 0 | 0 | 0 | 0 | 0 | 0 | 0 | 0 | 0 | 0 | 0 | 0 | 0 | 0 | 0 | 0 | 0 | 0 | 0 | 0 | 0 | 0 | 0 | 0 | 0 | 0 | 0 | 0 | 0 | 0 | 0 | 0 | 0 | 0 | 0 | 0 | 0 | 0 | 0 | 0 | 0 | 0 | 0 | 0 | 0 | 0 | 0 | 0 | 0 | 0 | 0 | 0 | 0 | 0 | 0 | 0 | 0 | 0 | 0 | 0 | 0 | 0 | 0 | 0 | 0 | 0 | 0 | 0 | 0 | 0
PG&E Kern Study Area | Famoso | 115 | 0 | 0 | 0 | 0 | 0 | 0 | 0 | 0 | 0 | 0 | 0 | 0 | 0 | 0 | 0 | 0 | 0 | 0 | 0 | 0 | 0 | 0 | 0 | 0 | 0 | 0 | 0 | 0 | 0 | 0 | 0 | 0 | 0 | 0 | 0 | 0 | 0 | 0 | 0 | 0 | 0 | 0 | 0 | 0 | 0 | 0 | 0 | 0 | 0 | 0 | 0 | 0 | 0 | 0 | 0 | 0 | 0 | 0 | 0 | 0 | 0 | 0 | 0 | 0 | 0 | 0 | 0 | 0 | 0 | 0 | 0 | 0 | 0 | 0 | 0 | 0 | 0 | 0 | 0 | 0 | 0 | 0 | 0 | 0
PG&E Greater Bay Study Area | Fibreboard (SPI Sonora) | 115 | 0 | 0 | 0 | 0 | 0 | 0 | 0 | 0 | 0 | 0 | 0 | 0 | 0 | 0 | 0 | 0 | 0 | 0 | 0 | 0 | 0 | 0 | 0 | 0 | 0 | 0 | 0 | 0 | 0 | 0 | 0 | 0 | 0 | 0 | 0 | 0 | 0 | 0 | 0 | 0 | 0 | 0 | 0 | 0 | 0 | 0 | 0 | 0 | 0 | 0 | 0 | 0 | 0 | 0 | 0 | 0 | 0 | 0 | 0 | 0 | 0 | 0 | 0 | 0 | 0 | 0 | 0 | 0 | 0 | 0 | 0 | 0 | 0 | 0 | 0 | 0 | 0 | 0 | 0 | 0 | 0 | 0 | 0 | 0
PG&E Fresno Study Area | Figarden | 230 | 0 | 0 | 0 | 0 | 0 | 0 | 0 | 0 | 0 | 0 | 0 | 0 | 0 | 0 | 0 | 0 | 0 | 0 | 0 | 0 | 0 | 0 | 0 | 0 | 0 | 0 | 0 | 0 | 0 | 0 | 0 | 0 | 0 | 0 | 0 | 0 | 0 | 0 | 0 | 0 | 0 | 0 | 0 | 0 | 0 | 0 | 0 | 0 | 0 | 0 | 0 | 0 | 0 | 0 | 0 | 0 | 0 | 0 | 0 | 0 | 0 | 0 | 0 | 0 | 0 | 0 | 0 | 0 | 0 | 0 | 0 | 0 | 0 | 0 | 0 | 0 | 0 | 0 | 0 | 0 | 0 | 0 | 0 | 0
PG&E Fresno Study Area | Fink (Proposed) | 230 | 92.5 | 92.5 | 0 | 0 | 30 | 30 | 0 | 0 | 0 | 0 | 0 | 0 | 92.5 | 92.5 | 0 | 0 | 30 | 30 | 0 | 0 | 0 | 0 | 0 | 0 | 92.5 | 92.5 | 0 | 0 | 30 | 30 | 0 | 0 | 0 | 0 | 0 | 0 | 92.5 | 92.5 | 0 | 0 | 30 | 30 | 0 | 0 | 0 | 0 | 0 | 0 | 92.5 | 92.5 | 0 | 0 | 30 | 30 | 0 | 0 | 0 | 0 | 0 | 0 | 92.5 | 92.5 | 0 | 0 | 30 | 30 | 0 | 0 | 0 | 0 | 0 | 0 | 92.5 | 92.5 | 0 | 0 | 30 | 30 | 0 | 0 | 0 | 0 | 0 | 0
PG&E Greater Bay Study Area | FMC | 115 | 0 | 0 | 0 | 0 | 0 | 0 | 0 | 0 | 0 | 0 | 0 | 0 | 0 | 0 | 0 | 0 | 0 | 0 | 0 | 0 | 0 | 0 | 0 | 0 | 0 | 0 | 0 | 0 | 0 | 0 | 0 | 0 | 0 | 0 | 0 | 0 | 0 | 0 | 0 | 0 | 0 | 0 | 0 | 0 | 0 | 0 | 0 | 0 | 0 | 0 | 0 | 0 | 0 | 0 | 0 | 0 | 0 | 0 | 0 | 0 | 0 | 0 | 0 | 0 | 0 | 0 | 0 | 0 | 0 | 0 | 0 | 0 | 0 | 0 | 0 | 0 | 0 | 0 | 0 | 0 | 0 | 0 | 0 | 0
PG&E Greater Bay Study Area | Frogtown | 115 | 0 | 0 | 0 | 0 | 0 | 0 | 0 | 0 | 0 | 0 | 0 | 0 | 0 | 0 | 0 | 0 | 0 | 0 | 0 | 0 | 0 | 0 | 0 | 0 | 0 | 0 | 0 | 0 | 0 | 0 | 0 | 0 | 0 | 0 | 0 | 0 | 0 | 0 | 0 | 0 | 0 | 0 | 0 | 0 | 0 | 0 | 0 | 0 | 0 | 0 | 0 | 0 | 0 | 0 | 0 | 0 | 0 | 0 | 0 | 0 | 0 | 0 | 0 | 0 | 0 | 0 | 0 | 0 | 0 | 0 | 0 | 0 | 0 | 0 | 0 | 0 | 0 | 0 | 0 | 0 | 0 | 0 | 0 | 0
PG&E North of Greater Bay Study Area | Fulton | 230 | 1.25 | 0 | 0 | 0 | 0 | 0 | 0 | 0 | 0 | 0 | 0 | 0 | 214.8 | 0 | 0 | 0 | 0 | 0 | 0 | 0 | 0 | 0 | 0 | 0 | 214.8 | 0 | 0 | 0 | 0 | 0 | 0 | 0 | 0 | 0 | 0 | 0 | 336.35 | 0 | 0 | 0 | 0 | 0 | 0 | 0 | 0 | 0 | 0 | 0 | 214.8 | 0 | 0 | 0 | 0 | 0 | 0 | 0 | 0 | 0 | 0 | 0 | 214.8 | 0 | 0 | 0 | 0 | 0 | 0 | 0 | 0 | 0 | 0 | 0 | 336.35 | 0 | 0 | 0 | 0 | 0 | 0 | 0 | 0 | 0 | 0 | 0
PG&E North of Greater Bay Study Area | Fulton | 115 | 0 | 0 | 0 | 0 | 0 | 0 | 0 | 0 | 0 | 0 | 0 | 0 | 0 | 0 | 0 | 0 | 0 | 0 | 0 | 0 | 0 | 0 | 0 | 0 | 0 | 0 | 0 | 0 | 0 | 0 | 0 | 0 | 0 | 0 | 0 | 0 | 213.55 | 0 | 0 | 0 | 0 | 0 | 0 | 0 | 0 | 0 | 0 | 0 | 0 | 0 | 0 | 0 | 0 | 0 | 0 | 0 | 0 | 0 | 0 | 0 | 0 | 0 | 0 | 0 | 0 | 0 | 0 | 0 | 0 | 0 | 0 | 0 | 213.55 | 0 | 0 | 0 | 0 | 0 | 0 | 0 | 0 | 0 | 0 | 0
East of Pisgah Study Area | Carpenter Canyon (fka Gamebird) | 230 | 0 | 0 | 0 | 0 | 0 | 0 | 0 | 0 | 0 | 0 | 0 | 0 | 0 | 0 | 0 | 0 | 0 | 0 | 0 | 0 | 0 | 0 | 0 | 0 | 210.23 | 200 | 0 | 0 | 210.23 | 0 | 0 | 0 | 0 | 0 | 0 | 0 | 726.9938 | 200 | 0 | 0 | 726.9938 | 0 | 0 | 0 | 0 | 0 | 0 | 0 | 0 | 0 | 0 | 0 | 0 | 0 | 0 | 0 | 0 | 0 | 0 | 0 | 210.23 | 200 | 0 | 0 | 210.23 | 0 | 0 | 0 | 0 | 0 | 0 | 0 | 726.9938 | 200 | 0 | 0 | 726.9938 | 0 | 0 | 0 | 0 | 0 | 0 | 0
East of Pisgah Study Area | Carpenter Canyon (fka Gamebird) | 138 | 0 | 0 | 0 | 0 | 0 | 0 | 0 | 0 | 0 | 0 | 0 | 0 | 0 | 0 | 0 | 0 | 0 | 0 | 0 | 0 | 0 | 0 | 0 | 0 | 0 | 0 | 0 | 0 | 0 | 0 | 0 | 0 | 0 | 0 | 0 | 0 | 0 | 0 | 0 | 0 | 0 | 0 | 0 | 0 | 0 | 0 | 0 | 0 | 0 | 0 | 0 | 0 | 0 | 0 | 0 | 0 | 0 | 0 | 0 | 0 | 0 | 0 | 0 | 0 | 0 | 0 | 0 | 0 | 0 | 0 | 0 | 0 | 0 | 0 | 0 | 0 | 0 | 0 | 0 | 0 | 0 | 0 | 0 | 0
PG&E Kern Study Area | Ganso | 115 | 0 | 0 | 0 | 0 | 0 | 0 | 0 | 0 | 0 | 0 | 0 | 0 | 0 | 0 | 0 | 0 | 0 | 0 | 0 | 0 | 0 | 0 | 0 | 0 | 0 | 0 | 0 | 0 | 0 | 0 | 0 | 0 | 0 | 0 | 0 | 0 | 0 | 0 | 0 | 0 | 0 | 0 | 0 | 0 | 0 | 0 | 0 | 0 | 0 | 0 | 0 | 0 | 0 | 0 | 0 | 0 | 0 | 0 | 0 | 0 | 0 | 0 | 0 | 0 | 0 | 0 | 0 | 0 | 0 | 0 | 0 | 0 | 0 | 0 | 0 | 0 | 0 | 0 | 0 | 0 | 0 | 0 | 0 | 0
PG&E Fresno Study Area | Gates | 500 | 309.3 | 300.1 | 0 | 0 | 0 | 0 | 0 | 0 | 0 | 0 | 0 | 0 | 309.3 | 300.1 | 0 | 0 | 0 | 0 | 0 | 0 | 0 | 0 | 0 | 0 | 309.3 | 300.1 | 0 | 0 | 0 | 0 | 0 | 0 | 0 | 0 | 0 | 0 | 817.3 | 300.1 | 0 | 0 | 0 | 0 | 0 | 0 | 0 | 0 | 0 | 0 | 309.3 | 300.1 | 0 | 0 | 0 | 0 | 0 | 0 | 0 | 0 | 0 | 0 | 309.3 | 300.1 | 0 | 0 | 0 | 0 | 0 | 0 | 0 | 0 | 0 | 0 | 817.3 | 300.1 | 0 | 0 | 0 | 0 | 0 | 0 | 0 | 0 | 0 | 0
PG&E Fresno Study Area | Gates | 230 | 0 | 0 | 0 | 0 | 7.28 | 3.24 | 0 | 0 | 0 | 0 | 0 | 0 | 225 | 225 | 0 | 0 | 262.04 | 214 | 0 | 0 | 0 | 0 | 0 | 0 | 225 | 225 | 0 | 0 | 265.28 | 217.24 | 0 | 0 | 0 | 0 | 0 | 0 | 846.83 | 225 | 0 | 0 | 1407.38 | 217.24 | 0 | 0 | 0 | 0 | 0 | 0 | 225 | 225 | 0 | 0 | 262.04 | 214 | 0 | 0 | 0 | 0 | 0 | 0 | 225 | 225 | 0 | 0 | 265.28 | 217.24 | 0 | 0 | 0 | 0 | 0 | 0 | 846.83 | 225 | 0 | 0 | 1407.38 | 217.24 | 0 | 0 | 0 | 0 | 0 | 0
PG&E Fresno Study Area | New Sub - Gates - Midway (Proposed) | 230 | 0 | 0 | 0 | 0 | 0 | 0 | 0 | 0 | 0 | 0 | 0 | 0 | 500 | 477.75 | 0 | 0 | 500 | 0 | 0 | 0 | 0 | 0 | 0 | 0 | 500 | 477.75 | 0 | 0 | 500 | 0 | 0 | 0 | 0 | 0 | 0 | 0 | 911.3018 | 477.75 | 0 | 0 | 910 | 0 | 0 | 0 | 0 | 0 | 0 | 0 | 500 | 477.75 | 0 | 0 | 500 | 0 | 0 | 0 | 0 | 0 | 0 | 0 | 500 | 477.75 | 0 | 0 | 500 | 0 | 0 | 0 | 0 | 0 | 0 | 0 | 911.3018 | 477.75 | 0 | 0 | 910 | 0 | 0 | 0 | 0 | 0 | 0 | 0
PG&E Kern Study Area | New Sub - Gates - Templeton (Proposed) | 230 | 0 | 0 | 0 | 0 | 0 | 0 | 0 | 0 | 0 | 0 | 0 | 0 | 0 | 0 | 0 | 0 | 0 | 0 | 0 | 0 | 0 | 0 | 0 | 0 | 0 | 0 | 0 | 0 | 0 | 0 | 0 | 0 | 0 | 0 | 0 | 0 | 300.951 | 0 | 0 | 0 | 303.678 | 0 | 0 | 0 | 0 | 0 | 0 | 0 | 0 | 0 | 0 | 0 | 0 | 0 | 0 | 0 | 0 | 0 | 0 | 0 | 0 | 0 | 0 | 0 | 0 | 0 | 0 | 0 | 0 | 0 | 0 | 0 | 300.951 | 0 | 0 | 0 | 303.678 | 0 | 0 | 0 | 0 | 0 | 0 | 0
PG&E North of Greater Bay Study Area | Geysers 12 | 230 | 0.25 | 0 | 0 | 0 | 0 | 0 | 0 | 0 | 0 | 0 | 0 | 0 | 0.25 | 0 | 0 | 0 | 0 | 0 | 0 | 0 | 0 | 0 | 0 | 0 | 0.25 | 0 | 0 | 0 | 0 | 0 | 0 | 0 | 0 | 0 | 0 | 0 | 0.25 | 0 | 0 | 0 | 0 | 0 | 0 | 0 | 0 | 0 | 0 | 0 | 0.25 | 0 | 0 | 0 | 0 | 0 | 0 | 0 | 0 | 0 | 0 | 0 | 0.25 | 0 | 0 | 0 | 0 | 0 | 0 | 0 | 0 | 0 | 0 | 0 | 0.25 | 0 | 0 | 0 | 0 | 0 | 0 | 0 | 0 | 0 | 0 | 0
PG&E North of Greater Bay Study Area | Geysers 17 | 230 | 0 | 0 | 0 | 0 | 0 | 0 | 0 | 0 | 0 | 0 | 0 | 0 | 0 | 0 | 0 | 0 | 0 | 0 | 0 | 0 | 0 | 0 | 0 | 0 | 0 | 0 | 0 | 0 | 0 | 0 | 0 | 0 | 0 | 0 | 0 | 0 | 0 | 0 | 0 | 0 | 0 | 0 | 0 | 0 | 0 | 0 | 0 | 0 | 0 | 0 | 0 | 0 | 0 | 0 | 0 | 0 | 0 | 0 | 0 | 0 | 0 | 0 | 0 | 0 | 0 | 0 | 0 | 0 | 0 | 0 | 0 | 0 | 0 | 0 | 0 | 0 | 0 | 0 | 0 | 0 | 0 | 0 | 0 | 0
PG&E North of Greater Bay Study Area | Geysers 5&6 | 115 | 0 | 0 | 0 | 0 | 0 | 0 | 0 | 0 | 0 | 0 | 0 | 0 | 0 | 0 | 0 | 0 | 0 | 0 | 0 | 0 | 0 | 0 | 0 | 0 | 0 | 0 | 0 | 0 | 0 | 0 | 0 | 0 | 0 | 0 | 0 | 0 | 0 | 0 | 0 | 0 | 0 | 0 | 0 | 0 | 0 | 0 | 0 | 0 | 0 | 0 | 0 | 0 | 0 | 0 | 0 | 0 | 0 | 0 | 0 | 0 | 0 | 0 | 0 | 0 | 0 | 0 | 0 | 0 | 0 | 0 | 0 | 0 | 0 | 0 | 0 | 0 | 0 | 0 | 0 | 0 | 0 | 0 | 0 | 0
PG&E North of Greater Bay Study Area | Geysers 9&10 Sonoma | 230 | 0 | 0 | 0 | 0 | 0 | 0 | 0 | 0 | 0 | 0 | 0 | 0 | 0 | 0 | 0 | 0 | 0 | 0 | 0 | 0 | 0 | 0 | 0 | 0 | 0 | 0 | 0 | 0 | 0 | 0 | 0 | 0 | 0 | 0 | 0 | 0 | 0 | 0 | 0 | 0 | 0 | 0 | 0 | 0 | 0 | 0 | 0 | 0 | 0 | 0 | 0 | 0 | 0 | 0 | 0 | 0 | 0 | 0 | 0 | 0 | 0 | 0 | 0 | 0 | 0 | 0 | 0 | 0 | 0 | 0 | 0 | 0 | 0 | 0 | 0 | 0 | 0 | 0 | 0 | 0 | 0 | 0 | 0 | 0
PG&E Fresno Study Area | Giffen | 70 | 0 | 0 | 0 | 0 | 0 | 0 | 0 | 0 | 0 | 0 | 0 | 0 | 0 | 0 | 0 | 0 | 0 | 0 | 0 | 0 | 0 | 0 | 0 | 0 | 0 | 0 | 0 | 0 | 0 | 0 | 0 | 0 | 0 | 0 | 0 | 0 | 25.54 | 0 | 0 | 0 | 25.54 | 0 | 0 | 0 | 0 | 0 | 0 | 0 | 0 | 0 | 0 | 0 | 0 | 0 | 0 | 0 | 0 | 0 | 0 | 0 | 0 | 0 | 0 | 0 | 0 | 0 | 0 | 0 | 0 | 0 | 0 | 0 | 25.54 | 0 | 0 | 0 | 25.54 | 0 | 0 | 0 | 0 | 0 | 0 | 0
PG&E North of Greater Bay Study Area | Glenn | 230 | 0 | 0 | 0 | 0 | 0 | 0 | 0 | 0 | 0 | 0 | 0 | 0 | 0 | 0 | 0 | 0 | 0 | 0 | 0 | 0 | 0 | 0 | 0 | 0 | 0 | 0 | 0 | 0 | 0 | 0 | 0 | 0 | 0 | 0 | 0 | 0 | 251.9 | 0 | 0 | 0 | 142.85 | 0 | 0 | 0 | 0 | 0 | 0 | 0 | 0 | 0 | 0 | 0 | 0 | 0 | 0 | 0 | 0 | 0 | 0 | 0 | 0 | 0 | 0 | 0 | 0 | 0 | 0 | 0 | 0 | 0 | 0 | 0 | 251.9 | 0 | 0 | 0 | 142.85 | 0 | 0 | 0 | 0 | 0 | 0 | 0
PG&E North of Greater Bay Study Area | Gold Hill | 230 | 58.75 | 49.9 | 0 | 0 | 0 | 0 | 0 | 0 | 0 | 0 | 0 | 0 | 0 | 0 | 0 | 0 | 0 | 0 | 0 | 0 | 0 | 0 | 0 | 0 | 58.75 | 49.9 | 0 | 0 | 0 | 0 | 0 | 0 | 0 | 0 | 0 | 0 | 58.75 | 49.9 | 0 | 0 | 0 | 0 | 0 | 0 | 0 | 0 | 0 | 0 | 0 | 0 | 0 | 0 | 0 | 0 | 0 | 0 | 0 | 0 | 0 | 0 | 58.75 | 49.9 | 0 | 0 | 0 | 0 | 0 | 0 | 0 | 0 | 0 | 0 | 58.75 | 49.9 | 0 | 0 | 0 | 0 | 0 | 0 | 0 | 0 | 0 | 0
SCE Northern Area | Goleta | 230 | 0 | 0 | 0 | 0 | 0 | 0 | 0 | 0 | 0 | 0 | 0 | 0 | 0 | 0 | 0 | 0 | 0 | 0 | 0 | 0 | 0 | 0 | 0 | 0 | 0 | 0 | 0 | 0 | 0 | 0 | 0 | 0 | 0 | 0 | 0 | 0 | 0 | 0 | 0 | 0 | 0 | 0 | 0 | 0 | 0 | 0 | 0 | 0 | 0 | 0 | 0 | 0 | 0 | 0 | 0 | 0 | 0 | 0 | 0 | 0 | 0 | 0 | 0 | 0 | 0 | 0 | 0 | 0 | 0 | 0 | 0 | 0 | 0 | 0 | 0 | 0 | 0 | 0 | 0 | 0 | 0 | 0 | 0 | 0
SCE Metro Study Area | Goodrich | 230 | 0 | 0 | 0 | 0 | 0 | 0 | 0 | 0 | 0 | 0 | 0 | 0 | 0 | 0 | 0 | 0 | 0 | 0 | 0 | 0 | 0 | 0 | 0 | 0 | 0 | 0 | 0 | 0 | 0 | 0 | 0 | 0 | 0 | 0 | 0 | 0 | 0 | 0 | 0 | 0 | 0 | 0 | 0 | 0 | 0 | 0 | 0 | 0 | 0 | 0 | 0 | 0 | 0 | 0 | 0 | 0 | 0 | 0 | 0 | 0 | 0 | 0 | 0 | 0 | 0 | 0 | 0 | 0 | 0 | 0 | 0 | 0 | 0 | 0 | 0 | 0 | 0 | 0 | 0 | 0 | 0 | 0 | 0 | 0
PG&E Kern Study Area | Goose Lake | 115 | 0 | 0 | 0 | 0 | 0 | 0 | 0 | 0 | 0 | 0 | 0 | 0 | 0 | 0 | 0 | 0 | 0 | 0 | 0 | 0 | 0 | 0 | 0 | 0 | 0 | 0 | 0 | 0 | 0 | 0 | 0 | 0 | 0 | 0 | 0 | 0 | 0 | 0 | 0 | 0 | 0 | 0 | 0 | 0 | 0 | 0 | 0 | 0 | 0 | 0 | 0 | 0 | 0 | 0 | 0 | 0 | 0 | 0 | 0 | 0 | 0 | 0 | 0 | 0 | 0 | 0 | 0 | 0 | 0 | 0 | 0 | 0 | 0 | 0 | 0 | 0 | 0 | 0 | 0 | 0 | 0 | 0 | 0 | 0
SCE Metro Study Area | Gould | 230 | 0 | 0 | 0 | 0 | 0 | 0 | 0 | 0 | 0 | 0 | 0 | 0 | 0 | 0 | 0 | 0 | 0 | 0 | 0 | 0 | 0 | 0 | 0 | 0 | 0 | 0 | 0 | 0 | 0 | 0 | 0 | 0 | 0 | 0 | 0 | 0 | 0 | 0 | 0 | 0 | 0 | 0 | 0 | 0 | 0 | 0 | 0 | 0 | 0 | 0 | 0 | 0 | 0 | 0 | 0 | 0 | 0 | 0 | 0 | 0 | 0 | 0 | 0 | 0 | 0 | 0 | 0 | 0 | 0 | 0 | 0 | 0 | 0 | 0 | 0 | 0 | 0 | 0 | 0 | 0 | 0 | 0 | 0 | 0
PG&E Greater Bay Study Area | Grant | 115 | 0 | 0 | 0 | 0 | 0 | 0 | 0 | 0 | 0 | 0 | 0 | 0 | 0 | 0 | 0 | 0 | 0 | 0 | 0 | 0 | 0 | 0 | 0 | 0 | 0 | 0 | 0 | 0 | 0 | 0 | 0 | 0 | 0 | 0 | 0 | 0 | 0 | 0 | 0 | 0 | 0 | 0 | 0 | 0 | 0 | 0 | 0 | 0 | 0 | 0 | 0 | 0 | 0 | 0 | 0 | 0 | 0 | 0 | 0 | 0 | 0 | 0 | 0 | 0 | 0 | 0 | 0 | 0 | 0 | 0 | 0 | 0 | 0 | 0 | 0 | 0 | 0 | 0 | 0 | 0 | 0 | 0 | 0 | 0
PG&E Greater Bay Study Area | Green Valley | 115 | 0 | 0 | 0 | 0 | 0 | 0 | 0 | 0 | 0 | 0 | 0 | 0 | 0 | 0 | 0 | 0 | 0 | 0 | 0 | 0 | 0 | 0 | 0 | 0 | 0 | 0 | 0 | 0 | 0 | 0 | 0 | 0 | 0 | 0 | 0 | 0 | 203.699 | 0 | 0 | 0 | 0 | 0 | 0 | 0 | 0 | 0 | 0 | 0 | 0 | 0 | 0 | 0 | 0 | 0 | 0 | 0 | 0 | 0 | 0 | 0 | 0 | 0 | 0 | 0 | 0 | 0 | 0 | 0 | 0 | 0 | 0 | 0 | 203.699 | 0 | 0 | 0 | 0 | 0 | 0 | 0 | 0 | 0 | 0 | 0
PG&E North of Greater Bay Study Area | Greenleaf 1 | 115 | 0 | 0 | 0 | 0 | 0 | 0 | 0 | 0 | 0 | 0 | 0 | 0 | 0 | 0 | 0 | 0 | 0 | 0 | 0 | 0 | 0 | 0 | 0 | 0 | 0 | 0 | 0 | 0 | 0 | 0 | 0 | 0 | 0 | 0 | 0 | 0 | 61.8 | 0 | 0 | 0 | 0 | 0 | 0 | 0 | 0 | 0 | 0 | 0 | 0 | 0 | 0 | 0 | 0 | 0 | 0 | 0 | 0 | 0 | 0 | 0 | 0 | 0 | 0 | 0 | 0 | 0 | 0 | 0 | 0 | 0 | 0 | 0 | 61.8 | 0 | 0 | 0 | 0 | 0 | 0 | 0 | 0 | 0 | 0 | 0
PG&E Fresno Study Area | Gregg | 230 | 0 | 0 | 0 | 0 | 0 | 0 | 0 | 0 | 0 | 0 | 0 | 0 | 0 | 0 | 0 | 0 | 0 | 0 | 0 | 0 | 0 | 0 | 0 | 0 | 0 | 0 | 0 | 0 | 0 | 0 | 0 | 0 | 0 | 0 | 0 | 0 | 151.7416 | 0 | 0 | 0 | 0 | 0 | 0 | 0 | 0 | 0 | 0 | 0 | 0 | 0 | 0 | 0 | 0 | 0 | 0 | 0 | 0 | 0 | 0 | 0 | 0 | 0 | 0 | 0 | 0 | 0 | 0 | 0 | 0 | 0 | 0 | 0 | 151.7416 | 0 | 0 | 0 | 0 | 0 | 0 | 0 | 0 | 0 | 0 | 0
PG&E Kern Study Area | Grimmway-Malaga | 115 | 0 | 0 | 0 | 0 | 0 | 0 | 0 | 0 | 0 | 0 | 0 | 0 | 0 | 0 | 0 | 0 | 0 | 0 | 0 | 0 | 0 | 0 | 0 | 0 | 0 | 0 | 0 | 0 | 0 | 0 | 0 | 0 | 0 | 0 | 0 | 0 | 0 | 0 | 0 | 0 | 0 | 0 | 0 | 0 | 0 | 0 | 0 | 0 | 0 | 0 | 0 | 0 | 0 | 0 | 0 | 0 | 0 | 0 | 0 | 0 | 0 | 0 | 0 | 0 | 0 | 0 | 0 | 0 | 0 | 0 | 0 | 0 | 0 | 0 | 0 | 0 | 0 | 0 | 0 | 0 | 0 | 0 | 0 | 0
PG&E Fresno Study Area | GWF Hanford | 115 | 1.3216 | 0 | 0 | 0 | 0 | 0 | 0 | 0 | 0 | 0 | 0 | 0 | 1.3216 | 0 | 0 | 0 | 0 | 0 | 0 | 0 | 0 | 0 | 0 | 0 | 1.3216 | 0 | 0 | 0 | 0 | 0 | 0 | 0 | 0 | 0 | 0 | 0 | 1.3216 | 0 | 0 | 0 | 0 | 0 | 0 | 0 | 0 | 0 | 0 | 0 | 1.3216 | 0 | 0 | 0 | 0 | 0 | 0 | 0 | 0 | 0 | 0 | 0 | 1.3216 | 0 | 0 | 0 | 0 | 0 | 0 | 0 | 0 | 0 | 0 | 0 | 1.3216 | 0 | 0 | 0 | 0 | 0 | 0 | 0 | 0 | 0 | 0 | 0
SCE Metro Study Area | HarborGen | 230 | 0 | 0 | 0 | 0 | 0 | 0 | 0 | 0 | 0 | 0 | 0 | 0 | 0 | 0 | 0 | 0 | 0 | 0 | 0 | 0 | 0 | 0 | 0 | 0 | 0 | 0 | 0 | 0 | 0 | 0 | 0 | 0 | 0 | 0 | 0 | 0 | 0 | 0 | 0 | 0 | 0 | 0 | 0 | 0 | 0 | 0 | 0 | 0 | 0 | 0 | 0 | 0 | 0 | 0 | 0 | 0 | 0 | 0 | 0 | 0 | 0 | 0 | 0 | 0 | 0 | 0 | 0 | 0 | 0 | 0 | 0 | 0 | 0 | 0 | 0 | 0 | 0 | 0 | 0 | 0 | 0 | 0 | 0 | 0
East of Pisgah Study Area | Harry Allen | 500 | 0 | 0 | 0 | 0 | 0 | 0 | 0 | 0 | 0 | 0 | 0 | 0 | 0 | 0 | 0 | 0 | 0 | 0 | 0 | 0 | 0 | 0 | 0 | 0 | 0 | 0 | 0 | 0 | 0 | 0 | 0 | 0 | 0 | 0 | 0 | 0 | 0 | 0 | 0 | 0 | 0 | 0 | 0 | 0 | 0 | 0 | 0 | 0 | 0 | 0 | 0 | 0 | 0 | 0 | 0 | 0 | 0 | 0 | 0 | 0 | 0 | 0 | 0 | 0 | 0 | 0 | 0 | 0 | 0 | 0 | 0 | 0 | 0 | 0 | 0 | 0 | 0 | 0 | 0 | 0 | 0 | 0 | 0 | 0
SDG&E Study Area | Hassayampa | 500 | 481.26 | 7.5 | 0 | 0 | 721.26 | 247.5 | 0 | 0 | 0 | 0 | 0 | 0 | 7.5 | 7.5 | 0 | 0 | 247.5 | 247.5 | 0 | 0 | 0 | 0 | 0 | 0 | 797.2 | 7.5 | 0 | 0 | 1298.2 | 247.5 | 0 | 0 | 0 | 0 | 0 | 0 | 797.2 | 7.5 | 0 | 0 | 1298.2 | 247.5 | 0 | 0 | 0 | 0 | 0 | 0 | 7.5 | 7.5 | 0 | 0 | 247.5 | 247.5 | 0 | 0 | 0 | 0 | 0 | 0 | 797.2 | 7.5 | 0 | 0 | 1298.2 | 247.5 | 0 | 0 | 0 | 0 | 0 | 0 | 797.2 | 7.5 | 0 | 0 | 1298.2 | 247.5 | 0 | 0 | 0 | 0 | 0 | 0
PG&E Fresno Study Area | Helm | 230 | 0 | 0 | 0 | 0 | 0 | 0 | 0 | 0 | 0 | 0 | 0 | 0 | 18.5 | 0 | 0 | 0 | 0 | 0 | 0 | 0 | 0 | 0 | 0 | 0 | 54.6746 | 35 | 0 | 0 | 36.1746 | 0 | 0 | 0 | 0 | 0 | 0 | 0 | 90.6256 | 35 | 0 | 0 | 72.1536 | 0 | 0 | 0 | 0 | 0 | 0 | 0 | 18.5 | 0 | 0 | 0 | 0 | 0 | 0 | 0 | 0 | 0 | 0 | 0 | 54.6746 | 35 | 0 | 0 | 36.1746 | 0 | 0 | 0 | 0 | 0 | 0 | 0 | 90.6256 | 35 | 0 | 0 | 72.1536 | 0 | 0 | 0 | 0 | 0 | 0 | 0
PG&E Fresno Study Area | Henrietta | 230 | 20 | 0 | 0 | 0 | 0 | 0 | 0 | 0 | 0 | 0 | 0 | 0 | 20 | 0 | 0 | 0 | 0 | 0 | 0 | 0 | 0 | 0 | 0 | 0 | 41.05 | 0 | 0 | 0 | 21.05 | 0 | 0 | 0 | 0 | 0 | 0 | 0 | 41.05 | 0 | 0 | 0 | 21.05 | 0 | 0 | 0 | 0 | 0 | 0 | 0 | 20 | 0 | 0 | 0 | 0 | 0 | 0 | 0 | 0 | 0 | 0 | 0 | 41.05 | 0 | 0 | 0 | 21.05 | 0 | 0 | 0 | 0 | 0 | 0 | 0 | 41.05 | 0 | 0 | 0 | 21.05 | 0 | 0 | 0 | 0 | 0 | 0 | 0
PG&E Fresno Study Area | Herndon | 230 | 0 | 0 | 0 | 0 | 0 | 0 | 0 | 0 | 0 | 0 | 0 | 0 | 0 | 0 | 0 | 0 | 0 | 0 | 0 | 0 | 0 | 0 | 0 | 0 | 0 | 0 | 0 | 0 | 0 | 0 | 0 | 0 | 0 | 0 | 0 | 0 | 0 | 0 | 0 | 0 | 0 | 0 | 0 | 0 | 0 | 0 | 0 | 0 | 0 | 0 | 0 | 0 | 0 | 0 | 0 | 0 | 0 | 0 | 0 | 0 | 0 | 0 | 0 | 0 | 0 | 0 | 0 | 0 | 0 | 0 | 0 | 0 | 0 | 0 | 0 | 0 | 0 | 0 | 0 | 0 | 0 | 0 | 0 | 0
PG&E Greater Bay Study Area | Hicks | 230 | 0 | 0 | 0 | 0 | 0 | 0 | 0 | 0 | 0 | 0 | 0 | 0 | 0 | 0 | 0 | 0 | 0 | 0 | 0 | 0 | 0 | 0 | 0 | 0 | 0 | 0 | 0 | 0 | 0 | 0 | 0 | 0 | 0 | 0 | 0 | 0 | 0 | 0 | 0 | 0 | 0 | 0 | 0 | 0 | 0 | 0 | 0 | 0 | 0 | 0 | 0 | 0 | 0 | 0 | 0 | 0 | 0 | 0 | 0 | 0 | 0 | 0 | 0 | 0 | 0 | 0 | 0 | 0 | 0 | 0 | 0 | 0 | 0 | 0 | 0 | 0 | 0 | 0 | 0 | 0 | 0 | 0 | 0 | 0
PG&E North of Greater Bay Study Area | Higgins | 115 | 0 | 0 | 0 | 0 | 0 | 0 | 0 | 0 | 0 | 0 | 0 | 0 | 0 | 0 | 0 | 0 | 0 | 0 | 0 | 0 | 0 | 0 | 0 | 0 | 0 | 0 | 0 | 0 | 0 | 0 | 0 | 0 | 0 | 0 | 0 | 0 | 0 | 0 | 0 | 0 | 0 | 0 | 0 | 0 | 0 | 0 | 0 | 0 | 0 | 0 | 0 | 0 | 0 | 0 | 0 | 0 | 0 | 0 | 0 | 0 | 0 | 0 | 0 | 0 | 0 | 0 | 0 | 0 | 0 | 0 | 0 | 0 | 0 | 0 | 0 | 0 | 0 | 0 | 0 | 0 | 0 | 0 | 0 | 0
SCE Metro Study Area | Hinson | 230 | 0 | 0 | 0 | 0 | 0 | 0 | 0 | 0 | 0 | 0 | 0 | 0 | 0 | 0 | 0 | 0 | 0 | 0 | 0 | 0 | 0 | 0 | 0 | 0 | 0 | 0 | 0 | 0 | 0 | 0 | 0 | 0 | 0 | 0 | 0 | 0 | 605.6634 | 0 | 0 | 0 | 0 | 0 | 0 | 0 | 0 | 0 | 0 | 0 | 0 | 0 | 0 | 0 | 0 | 0 | 0 | 0 | 0 | 0 | 0 | 0 | 0 | 0 | 0 | 0 | 0 | 0 | 0 | 0 | 0 | 0 | 0 | 0 | 200 | 0 | 0 | 0 | 0 | 0 | 0 | 0 | 0 | 0 | 0 | 0
PG&E Greater Bay Study Area | Hollister | 115 | 0 | 0 | 0 | 0 | 0 | 0 | 0 | 0 | 0 | 0 | 0 | 0 | 0 | 0 | 0 | 0 | 0 | 0 | 0 | 0 | 0 | 0 | 0 | 0 | 0 | 0 | 0 | 0 | 0 | 0 | 0 | 0 | 0 | 0 | 0 | 0 | 112.386 | 0 | 0 | 0 | 112.491 | 0 | 0 | 0 | 0 | 0 | 0 | 0 | 0 | 0 | 0 | 0 | 0 | 0 | 0 | 0 | 0 | 0 | 0 | 0 | 0 | 0 | 0 | 0 | 0 | 0 | 0 | 0 | 0 | 0 | 0 | 0 | 112.386 | 0 | 0 | 0 | 112.491 | 0 | 0 | 0 | 0 | 0 | 0 | 0
PG&E North of Greater Bay Study Area | Homestake | 115 | 0 | 0 | 0 | 0 | 0 | 0 | 0 | 0 | 0 | 0 | 0 | 0 | 0 | 0 | 0 | 0 | 0 | 0 | 0 | 0 | 0 | 0 | 0 | 0 | 0 | 0 | 0 | 0 | 0 | 0 | 0 | 0 | 0 | 0 | 0 | 0 | 0 | 0 | 0 | 0 | 0 | 0 | 0 | 0 | 0 | 0 | 0 | 0 | 0 | 0 | 0 | 0 | 0 | 0 | 0 | 0 | 0 | 0 | 0 | 0 | 0 | 0 | 0 | 0 | 0 | 0 | 0 | 0 | 0 | 0 | 0 | 0 | 0 | 0 | 0 | 0 | 0 | 0 | 0 | 0 | 0 | 0 | 0 | 0
PG&E North of Greater Bay Study Area | Honcut | 115 | 0 | 0 | 0 | 0 | 0 | 0 | 0 | 0 | 0 | 0 | 0 | 0 | 0 | 0 | 0 | 0 | 0 | 0 | 0 | 0 | 0 | 0 | 0 | 0 | 0 | 0 | 0 | 0 | 0 | 0 | 0 | 0 | 0 | 0 | 0 | 0 | 0 | 0 | 0 | 0 | 0 | 0 | 0 | 0 | 0 | 0 | 0 | 0 | 0 | 0 | 0 | 0 | 0 | 0 | 0 | 0 | 0 | 0 | 0 | 0 | 0 | 0 | 0 | 0 | 0 | 0 | 0 | 0 | 0 | 0 | 0 | 0 | 0 | 0 | 0 | 0 | 0 | 0 | 0 | 0 | 0 | 0 | 0 | 0
SDG&E Study Area | Hoodoo Wash | 500 | 385 | 185 | 0 | 0 | 200 | 0 | 0 | 0 | 0 | 0 | 0 | 0 | 635 | 297.5 | 0 | 0 | 450 | 250 | 0 | 0 | 0 | 0 | 0 | 0 | 1058.15 | 297.5 | 0 | 0 | 1294.62 | 250 | 0 | 0 | 0 | 0 | 0 | 0 | 2398.964 | 297.5 | 0 | 0 | 2634.964 | 250 | 0 | 0 | 0 | 0 | 0 | 0 | 635 | 297.5 | 0 | 0 | 450 | 250 | 0 | 0 | 0 | 0 | 0 | 0 | 1058.15 | 297.5 | 0 | 0 | 1294.62 | 250 | 0 | 0 | 0 | 0 | 0 | 0 | 2398.964 | 297.5 | 0 | 0 | 2634.964 | 250 | 0 | 0 | 0 | 0 | 0 | 0
PG&E North of Greater Bay Study Area | Hopland | 115 | 0 | 0 | 0 | 0 | 0 | 0 | 0 | 0 | 0 | 0 | 0 | 0 | 0 | 0 | 0 | 0 | 0 | 0 | 0 | 0 | 0 | 0 | 0 | 0 | 0 | 0 | 0 | 0 | 0 | 0 | 0 | 0 | 0 | 0 | 0 | 0 | 0 | 0 | 0 | 0 | 0 | 0 | 0 | 0 | 0 | 0 | 0 | 0 | 0 | 0 | 0 | 0 | 0 | 0 | 0 | 0 | 0 | 0 | 0 | 0 | 0 | 0 | 0 | 0 | 0 | 0 | 0 | 0 | 0 | 0 | 0 | 0 | 0 | 0 | 0 | 0 | 0 | 0 | 0 | 0 | 0 | 0 | 0 | 0
PG&E North of Greater Bay Study Area | Humboldt | 115 | 0 | 0 | 0 | 0 | 0 | 0 | 0 | 0 | 0 | 0 | 161.925 | 0 | 0 | 0 | 0 | 0 | 0 | 0 | 0 | 0 | 0 | 0 | 0 | 0 | 0 | 0 | 0 | 0 | 0 | 0 | 0 | 0 | 0 | 0 | 161.925 | 0 | 0 | 0 | 0 | 0 | 0 | 0 | 0 | 0 | 0 | 0 | 161.925 | 0 | 0 | 0 | 0 | 0 | 0 | 0 | 0 | 0 | 0 | 0 | 0 | 0 | 0 | 0 | 0 | 0 | 0 | 0 | 0 | 0 | 0 | 0 | 161.925 | 0 | 0 | 0 | 0 | 0 | 0 | 0 | 0 | 0 | 0 | 0 | 161.925 | 0
PG&E North of Greater Bay Study Area | Humboldt (Proposed) | 500 | 0 | 0 | 0 | 0 | 0 | 0 | 0 | 0 | 0 | 0 | 0 | 0 | 0 | 0 | 0 | 0 | 0 | 0 | 0 | 0 | 0 | 0 | 0 | 0 | 0 | 0 | 0 | 0 | 0 | 0 | 0 | 0 | 0 | 0 | 0 | 0 | 0 | 0 | 0 | 0 | 0 | 0 | 0 | 0 | 0 | 0 | 0 | 0 | 0 | 0 | 0 | 0 | 0 | 0 | 0 | 0 | 0 | 0 | 0 | 0 | 0 | 0 | 0 | 0 | 0 | 0 | 0 | 0 | 0 | 0 | 0 | 0 | 0 | 0 | 0 | 0 | 0 | 0 | 0 | 0 | 0 | 0 | 0 | 0
SCE Metro Study Area | Huntington Beach | 230 | 0 | 0 | 0 | 0 | 0 | 0 | 0 | 0 | 0 | 0 | 0 | 0 | 0 | 0 | 0 | 0 | 0 | 0 | 0 | 0 | 0 | 0 | 0 | 0 | 0 | 0 | 0 | 0 | 0 | 0 | 0 | 0 | 0 | 0 | 0 | 0 | 0 | 0 | 0 | 0 | 0 | 0 | 0 | 0 | 0 | 0 | 0 | 0 | 0 | 0 | 0 | 0 | 0 | 0 | 0 | 0 | 0 | 0 | 0 | 0 | 0 | 0 | 0 | 0 | 0 | 0 | 0 | 0 | 0 | 0 | 0 | 0 | 0 | 0 | 0 | 0 | 0 | 0 | 0 | 0 | 0 | 0 | 0 | 0
PG&E North of Greater Bay Study Area | Ignacio | 230 | 0 | 0 | 0 | 0 | 0 | 0 | 0 | 0 | 0 | 0 | 0 | 0 | 0 | 0 | 0 | 0 | 0 | 0 | 0 | 0 | 0 | 0 | 0 | 0 | 0 | 0 | 0 | 0 | 0 | 0 | 0 | 0 | 0 | 0 | 0 | 0 | 0 | 0 | 0 | 0 | 0 | 0 | 0 | 0 | 0 | 0 | 0 | 0 | 0 | 0 | 0 | 0 | 0 | 0 | 0 | 0 | 0 | 0 | 0 | 0 | 0 | 0 | 0 | 0 | 0 | 0 | 0 | 0 | 0 | 0 | 0 | 0 | 0 | 0 | 0 | 0 | 0 | 0 | 0 | 0 | 0 | 0 | 0 | 0
PG&E North of Greater Bay Study Area | Ignacio | 115 | 0 | 0 | 0 | 0 | 0 | 0 | 0 | 0 | 0 | 0 | 0 | 0 | 0 | 0 | 0 | 0 | 0 | 0 | 0 | 0 | 0 | 0 | 0 | 0 | 0 | 0 | 0 | 0 | 0 | 0 | 0 | 0 | 0 | 0 | 0 | 0 | 313.7932 | 0 | 0 | 0 | 0 | 0 | 0 | 0 | 0 | 0 | 0 | 0 | 0 | 0 | 0 | 0 | 0 | 0 | 0 | 0 | 0 | 0 | 0 | 0 | 0 | 0 | 0 | 0 | 0 | 0 | 0 | 0 | 0 | 0 | 0 | 0 | 313.7932 | 0 | 0 | 0 | 0 | 0 | 0 | 0 | 0 | 0 | 0 | 0
SDG&E Study Area | Imperial Valley | 500 | 0 | 0 | 0 | 0 | 0 | 0 | 0 | 0 | 0 | 0 | 0 | 0 | 0 | 0 | 0 | 0 | 0 | 0 | 0 | 0 | 0 | 0 | 0 | 0 | 0 | 0 | 0 | 0 | 0 | 0 | 0 | 0 | 0 | 0 | 0 | 0 | 0 | 0 | 0 | 0 | 0 | 0 | 0 | 0 | 0 | 0 | 0 | 0 | 0 | 0 | 0 | 0 | 0 | 0 | 0 | 0 | 0 | 0 | 0 | 0 | 0 | 0 | 0 | 0 | 0 | 0 | 0 | 0 | 0 | 0 | 0 | 0 | 0 | 0 | 0 | 0 | 0 | 0 | 0 | 0 | 0 | 0 | 0 | 0
SDG&E Study Area | Imperial Valley | 230 | 1340 | 0.41 | 0 | 0 | 560 | 0 | 0 | 0 | 0 | 0 | 0 | 0 | 330 | 0.41 | 0 | 0 | 200 | 0 | 0 | 0 | 0 | 0 | 0 | 0 | 1340 | 0.41 | 0 | 0 | 560 | 0 | 0 | 0 | 0 | 0 | 0 | 0 | 2259.23 | 0.41 | 0 | 0 | 846.13 | 0 | 0 | 0 | 0 | 0 | 0 | 0 | 330 | 0.41 | 0 | 0 | 200 | 0 | 0 | 0 | 0 | 0 | 0 | 0 | 840 | 0.41 | 0 | 0 | 560 | 0 | 0 | 0 | 0 | 0 | 0 | 0 | 840 | 0.41 | 0 | 0 | 560 | 0 | 0 | 0 | 0 | 0 | 0 | 0
East of Pisgah Study Area | Innovation | 230 | 0 | 0 | 0 | 0 | 0 | 0 | 0 | 0 | 0 | 0 | 0 | 0 | 150 | 97.59 | 0 | 0 | 300 | 300 | 0 | 0 | 0 | 0 | 0 | 0 | 150 | 97.59 | 0 | 0 | 300 | 300 | 0 | 0 | 0 | 0 | 0 | 0 | 150 | 97.59 | 0 | 0 | 300 | 300 | 0 | 0 | 0 | 0 | 0 | 0 | 150 | 97.59 | 0 | 0 | 300 | 300 | 0 | 0 | 0 | 0 | 0 | 0 | 150 | 97.59 | 0 | 0 | 300 | 300 | 0 | 0 | 0 | 0 | 0 | 0 | 150 | 97.59 | 0 | 0 | 300 | 300 | 0 | 0 | 0 | 0 | 0 | 0
East of Pisgah Study Area | Innovation | 138 | 0 | 0 | 0 | 0 | 0 | 0 | 0 | 0 | 0 | 0 | 0 | 0 | 0 | 0 | 0 | 0 | 0 | 0 | 0 | 0 | 0 | 0 | 0 | 0 | 0 | 0 | 0 | 0 | 0 | 0 | 0 | 0 | 0 | 0 | 0 | 0 | 0 | 0 | 0 | 0 | 0 | 0 | 0 | 0 | 0 | 0 | 0 | 0 | 0 | 0 | 0 | 0 | 0 | 0 | 0 | 0 | 0 | 0 | 0 | 0 | 0 | 0 | 0 | 0 | 0 | 0 | 0 | 0 | 0 | 0 | 0 | 0 | 0 | 0 | 0 | 0 | 0 | 0 | 0 | 0 | 0 | 0 | 0 | 0
SCE North of Lugo Study Area | Inyokern | 115 | 0 | 0 | 0 | 0 | 0 | 0 | 0 | 0 | 0 | 0 | 0 | 0 | 0 | 0 | 0 | 0 | 0 | 0 | 0 | 0 | 0 | 0 | 0 | 0 | 0 | 0 | 0 | 0 | 0 | 0 | 0 | 0 | 0 | 0 | 0 | 0 | 0 | 0 | 0 | 0 | 0 | 0 | 0 | 0 | 0 | 0 | 0 | 0 | 0 | 0 | 0 | 0 | 0 | 0 | 0 | 0 | 0 | 0 | 0 | 0 | 0 | 0 | 0 | 0 | 0 | 0 | 0 | 0 | 0 | 0 | 0 | 0 | 0 | 0 | 0 | 0 | 0 | 0 | 0 | 0 | 0 | 0 | 0 | 0
East of Pisgah Study Area | IS Tap | 138 | 0 | 0 | 0 | 0 | 0 | 0 | 0 | 0 | 0 | 0 | 0 | 0 | 0 | 0 | 0 | 0 | 0 | 0 | 0 | 0 | 0 | 0 | 0 | 0 | 0 | 0 | 0 | 0 | 0 | 0 | 0 | 0 | 0 | 0 | 0 | 0 | 0 | 0 | 0 | 0 | 0 | 0 | 0 | 0 | 0 | 0 | 0 | 0 | 0 | 0 | 0 | 0 | 0 | 0 | 0 | 0 | 0 | 0 | 0 | 0 | 0 | 0 | 0 | 0 | 0 | 0 | 0 | 0 | 0 | 0 | 0 | 0 | 0 | 0 | 0 | 0 | 0 | 0 | 0 | 0 | 0 | 0 | 0 | 0
East of Pisgah Study Area | Ivanpah | 230 | 0 | 0 | 0 | 0 | 0 | 0 | 0 | 0 | 0 | 0 | 0 | 0 | 0 | 0 | 0 | 0 | 0 | 0 | 0 | 0 | 0 | 0 | 0 | 0 | 0 | 0 | 0 | 0 | 0 | 0 | 0 | 0 | 0 | 0 | 0 | 0 | 0 | 0 | 0 | 0 | 0 | 0 | 0 | 0 | 0 | 0 | 0 | 0 | 0 | 0 | 0 | 0 | 0 | 0 | 0 | 0 | 0 | 0 | 0 | 0 | 0 | 0 | 0 | 0 | 0 | 0 | 0 | 0 | 0 | 0 | 0 | 0 | 0 | 0 | 0 | 0 | 0 | 0 | 0 | 0 | 0 | 0 | 0 | 0
East of Pisgah Study Area | Jackass (DOE) | 138 | 0 | 0 | 0 | 0 | 0 | 0 | 0 | 0 | 0 | 0 | 0 | 0 | 0 | 0 | 0 | 0 | 0 | 0 | 0 | 0 | 0 | 0 | 0 | 0 | 0 | 0 | 0 | 0 | 0 | 0 | 0 | 0 | 0 | 0 | 0 | 0 | 0 | 0 | 0 | 0 | 0 | 0 | 0 | 0 | 0 | 0 | 0 | 0 | 0 | 0 | 0 | 0 | 0 | 0 | 0 | 0 | 0 | 0 | 0 | 0 | 0 | 0 | 0 | 0 | 0 | 0 | 0 | 0 | 0 | 0 | 0 | 0 | 0 | 0 | 0 | 0 | 0 | 0 | 0 | 0 | 0 | 0 | 0 | 0
PG&E Fresno Study Area | Jackson Swt | 115 | 0 | 0 | 0 | 0 | 0 | 0 | 0 | 0 | 0 | 0 | 0 | 0 | 0 | 0 | 0 | 0 | 0 | 0 | 0 | 0 | 0 | 0 | 0 | 0 | 0 | 0 | 0 | 0 | 0 | 0 | 0 | 0 | 0 | 0 | 0 | 0 | 0 | 0 | 0 | 0 | 0 | 0 | 0 | 0 | 0 | 0 | 0 | 0 | 0 | 0 | 0 | 0 | 0 | 0 | 0 | 0 | 0 | 0 | 0 | 0 | 0 | 0 | 0 | 0 | 0 | 0 | 0 | 0 | 0 | 0 | 0 | 0 | 0 | 0 | 0 | 0 | 0 | 0 | 0 | 0 | 0 | 0 | 0 | 0
PG&E North of Greater Bay Study Area | Jessup | 115 | 0 | 0 | 0 | 0 | 0 | 0 | 0 | 0 | 0 | 0 | 0 | 0 | 0 | 0 | 0 | 0 | 0 | 0 | 0 | 0 | 0 | 0 | 0 | 0 | 0 | 0 | 0 | 0 | 0 | 0 | 0 | 0 | 0 | 0 | 0 | 0 | 0 | 0 | 0 | 0 | 0 | 0 | 0 | 0 | 0 | 0 | 0 | 0 | 0 | 0 | 0 | 0 | 0 | 0 | 0 | 0 | 0 | 0 | 0 | 0 | 0 | 0 | 0 | 0 | 0 | 0 | 0 | 0 | 0 | 0 | 0 | 0 | 0 | 0 | 0 | 0 | 0 | 0 | 0 | 0 | 0 | 0 | 0 | 0
SCE Metro Study Area | Johanna | 230 | 0 | 0 | 0 | 0 | 0 | 0 | 0 | 0 | 0 | 0 | 0 | 0 | 0 | 0 | 0 | 0 | 0 | 0 | 0 | 0 | 0 | 0 | 0 | 0 | 0 | 0 | 0 | 0 | 0 | 0 | 0 | 0 | 0 | 0 | 0 | 0 | 102.26 | 0 | 0 | 0 | 0 | 0 | 0 | 0 | 0 | 0 | 0 | 0 | 0 | 0 | 0 | 0 | 0 | 0 | 0 | 0 | 0 | 0 | 0 | 0 | 0 | 0 | 0 | 0 | 0 | 0 | 0 | 0 | 0 | 0 | 0 | 0 | 102.26 | 0 | 0 | 0 | 0 | 0 | 0 | 0 | 0 | 0 | 0 | 0
SCE Eastern Study Area | Julian Hinds | 230 | 0 | 0 | 0 | 0 | 0 | 0 | 0 | 0 | 0 | 0 | 0 | 0 | 0 | 0 | 0 | 0 | 0 | 0 | 0 | 0 | 0 | 0 | 0 | 0 | 0 | 0 | 0 | 0 | 0 | 0 | 0 | 0 | 0 | 0 | 0 | 0 | 0 | 0 | 0 | 0 | 0 | 0 | 0 | 0 | 0 | 0 | 0 | 0 | 0 | 0 | 0 | 0 | 0 | 0 | 0 | 0 | 0 | 0 | 0 | 0 | 0 | 0 | 0 | 0 | 0 | 0 | 0 | 0 | 0 | 0 | 0 | 0 | 0 | 0 | 0 | 0 | 0 | 0 | 0 | 0 | 0 | 0 | 0 | 0
PG&E Greater Bay Study Area | Kasson | 115 | 0 | 0 | 0 | 0 | 0 | 0 | 0 | 0 | 0 | 0 | 0 | 0 | 0 | 0 | 0 | 0 | 0 | 0 | 0 | 0 | 0 | 0 | 0 | 0 | 0 | 0 | 0 | 0 | 0 | 0 | 0 | 0 | 0 | 0 | 0 | 0 | 0 | 0 | 0 | 0 | 0 | 0 | 0 | 0 | 0 | 0 | 0 | 0 | 0 | 0 | 0 | 0 | 0 | 0 | 0 | 0 | 0 | 0 | 0 | 0 | 0 | 0 | 0 | 0 | 0 | 0 | 0 | 0 | 0 | 0 | 0 | 0 | 0 | 0 | 0 | 0 | 0 | 0 | 0 | 0 | 0 | 0 | 0 | 0
PG&E Fresno Study Area | Kearney | 230 | 0 | 0 | 0 | 0 | 0 | 0 | 0 | 0 | 0 | 0 | 0 | 0 | 0 | 0 | 0 | 0 | 0 | 0 | 0 | 0 | 0 | 0 | 0 | 0 | 0 | 0 | 0 | 0 | 0 | 0 | 0 | 0 | 0 | 0 | 0 | 0 | 0 | 0 | 0 | 0 | 0 | 0 | 0 | 0 | 0 | 0 | 0 | 0 | 0 | 0 | 0 | 0 | 0 | 0 | 0 | 0 | 0 | 0 | 0 | 0 | 0 | 0 | 0 | 0 | 0 | 0 | 0 | 0 | 0 | 0 | 0 | 0 | 0 | 0 | 0 | 0 | 0 | 0 | 0 | 0 | 0 | 0 | 0 | 0
PG&E Greater Bay Study Area | Kelso | 230 | 0 | 0 | 0 | 0 | 0 | 0 | 0 | 0 | 84.25 | 80.8 | 0 | 0 | 0 | 0 | 0 | 0 | 0 | 0 | 0 | 0 | 196.45 | 127.6919 | 0 | 0 | 0 | 0 | 0 | 0 | 0 | 0 | 0 | 0 | 196.45 | 127.6919 | 0 | 0 | 27 | 0 | 0 | 0 | 0 | 0 | 0 | 0 | 196.45 | 127.6919 | 0 | 0 | 0 | 0 | 0 | 0 | 0 | 0 | 0 | 0 | 196.45 | 127.6919 | 0 | 0 | 0 | 0 | 0 | 0 | 0 | 0 | 0 | 0 | 196.45 | 127.6919 | 0 | 0 | 27 | 0 | 0 | 0 | 0 | 0 | 0 | 0 | 196.45 | 127.6919 | 0 | 0
PG&E Kern Study Area | Kern Oil | 115 | 0 | 0 | 0 | 0 | 0 | 0 | 0 | 0 | 0 | 0 | 0 | 0 | 0 | 0 | 0 | 0 | 0 | 0 | 0 | 0 | 0 | 0 | 0 | 0 | 0 | 0 | 0 | 0 | 0 | 0 | 0 | 0 | 0 | 0 | 0 | 0 | 0 | 0 | 0 | 0 | 0 | 0 | 0 | 0 | 0 | 0 | 0 | 0 | 0 | 0 | 0 | 0 | 0 | 0 | 0 | 0 | 0 | 0 | 0 | 0 | 0 | 0 | 0 | 0 | 0 | 0 | 0 | 0 | 0 | 0 | 0 | 0 | 0 | 0 | 0 | 0 | 0 | 0 | 0 | 0 | 0 | 0 | 0 | 0
PG&E Kern Study Area | Kern PP | 230 | 0 | 0 | 0 | 0 | 0 | 0 | 0 | 0 | 0 | 0 | 0 | 0 | 0 | 0 | 0 | 0 | 0 | 0 | 0 | 0 | 0 | 0 | 0 | 0 | 0 | 0 | 0 | 0 | 0 | 0 | 0 | 0 | 0 | 0 | 0 | 0 | 0 | 0 | 0 | 0 | 0 | 0 | 0 | 0 | 0 | 0 | 0 | 0 | 0 | 0 | 0 | 0 | 0 | 0 | 0 | 0 | 0 | 0 | 0 | 0 | 0 | 0 | 0 | 0 | 0 | 0 | 0 | 0 | 0 | 0 | 0 | 0 | 0 | 0 | 0 | 0 | 0 | 0 | 0 | 0 | 0 | 0 | 0 | 0
PG&E Kern Study Area | Kern PP | 115 | 0 | 0 | 0 | 0 | 0 | 0 | 0 | 0 | 0 | 0 | 0 | 0 | 0 | 0 | 0 | 0 | 0 | 0 | 0 | 0 | 0 | 0 | 0 | 0 | 0 | 0 | 0 | 0 | 0 | 0 | 0 | 0 | 0 | 0 | 0 | 0 | 316.064 | 0 | 0 | 0 | 0 | 0 | 0 | 0 | 0 | 0 | 0 | 0 | 0 | 0 | 0 | 0 | 0 | 0 | 0 | 0 | 0 | 0 | 0 | 0 | 0 | 0 | 0 | 0 | 0 | 0 | 0 | 0 | 0 | 0 | 0 | 0 | 316.064 | 0 | 0 | 0 | 0 | 0 | 0 | 0 | 0 | 0 | 0 | 0
PG&E Kern Study Area | Kernridge | 115 | 0 | 0 | 0 | 0 | 0 | 0 | 0 | 0 | 0 | 0 | 0 | 0 | 0 | 0 | 0 | 0 | 0 | 0 | 0 | 0 | 0 | 0 | 0 | 0 | 0 | 0 | 0 | 0 | 0 | 0 | 0 | 0 | 0 | 0 | 0 | 0 | 0 | 0 | 0 | 0 | 0 | 0 | 0 | 0 | 0 | 0 | 0 | 0 | 0 | 0 | 0 | 0 | 0 | 0 | 0 | 0 | 0 | 0 | 0 | 0 | 0 | 0 | 0 | 0 | 0 | 0 | 0 | 0 | 0 | 0 | 0 | 0 | 0 | 0 | 0 | 0 | 0 | 0 | 0 | 0 | 0 | 0 | 0 | 0
PG&E Greater Bay Study Area | Kirker | 115 | 20 | 20 | 0 | 0 | 1 | 0 | 0 | 0 | 0 | 0 | 0 | 0 | 20 | 20 | 0 | 0 | 1 | 0 | 0 | 0 | 0 | 0 | 0 | 0 | 20 | 20 | 0 | 0 | 1 | 0 | 0 | 0 | 0 | 0 | 0 | 0 | 20 | 20 | 0 | 0 | 1 | 0 | 0 | 0 | 0 | 0 | 0 | 0 | 20 | 20 | 0 | 0 | 1 | 0 | 0 | 0 | 0 | 0 | 0 | 0 | 20 | 20 | 0 | 0 | 1 | 0 | 0 | 0 | 0 | 0 | 0 | 0 | 20 | 20 | 0 | 0 | 1 | 0 | 0 | 0 | 0 | 0 | 0 | 0
PG&E North of Greater Bay Study Area | Knights Landing | 115 | 0 | 0 | 0 | 0 | 0 | 0 | 0 | 0 | 0 | 0 | 0 | 0 | 0 | 0 | 0 | 0 | 0 | 0 | 0 | 0 | 0 | 0 | 0 | 0 | 0 | 0 | 0 | 0 | 0 | 0 | 0 | 0 | 0 | 0 | 0 | 0 | 0 | 0 | 0 | 0 | 0 | 0 | 0 | 0 | 0 | 0 | 0 | 0 | 0 | 0 | 0 | 0 | 0 | 0 | 0 | 0 | 0 | 0 | 0 | 0 | 0 | 0 | 0 | 0 | 0 | 0 | 0 | 0 | 0 | 0 | 0 | 0 | 0 | 0 | 0 | 0 | 0 | 0 | 0 | 0 | 0 | 0 | 0 | 0
SCE North of Lugo Study Area | Kramer | 230 | 378.76 | 66.76 | 0 | 0 | 171.1742 | 21.1742 | 0 | 0 | 0 | 0 | 0 | 0 | 283.3514 | 121.3514 | 0 | 0 | 75.7657 | 53.3307 | 0 | 0 | 0 | 0 | 0 | 0 | 433.3514 | 121.3514 | 0 | 0 | 225.7657 | 53.3307 | 0 | 0 | 0 | 0 | 0 | 0 | 646.9471 | 121.3514 | 0 | 0 | 225.7657 | 53.3307 | 0 | 0 | 0 | 0 | 0 | 0 | 283.3514 | 121.3514 | 0 | 0 | 75.7657 | 53.3307 | 0 | 0 | 0 | 0 | 0 | 0 | 433.3514 | 121.3514 | 0 | 0 | 225.7657 | 53.3307 | 0 | 0 | 0 | 0 | 0 | 0 | 646.9471 | 121.3514 | 0 | 0 | 225.7657 | 53.3307 | 0 | 0 | 0 | 0 | 0 | 0
SCE North of Lugo Study Area | Kramer | 115 | 0 | 0 | 0 | 0 | 0 | 0 | 0 | 0 | 0 | 0 | 0 | 0 | 0 | 0 | 0 | 0 | 0 | 0 | 0 | 0 | 0 | 0 | 0 | 0 | 0 | 0 | 0 | 0 | 0 | 0 | 0 | 0 | 0 | 0 | 0 | 0 | 0 | 0 | 0 | 0 | 0 | 0 | 0 | 0 | 0 | 0 | 0 | 0 | 0 | 0 | 0 | 0 | 0 | 0 | 0 | 0 | 0 | 0 | 0 | 0 | 0 | 0 | 0 | 0 | 0 | 0 | 0 | 0 | 0 | 0 | 0 | 0 | 0 | 0 | 0 | 0 | 0 | 0 | 0 | 0 | 0 | 0 | 0 | 0
SCE North of Lugo Study Area | New Sub - Kramer - Lugo (Proposed) | 230 | 0 | 0 | 0 | 0 | 0 | 0 | 0 | 0 | 0 | 0 | 0 | 0 | 0 | 0 | 0 | 0 | 0 | 0 | 0 | 0 | 0 | 0 | 0 | 0 | 0 | 0 | 0 | 0 | 0 | 0 | 0 | 0 | 0 | 0 | 0 | 0 | 408.12 | 0 | 0 | 0 | 0 | 0 | 0 | 0 | 0 | 0 | 0 | 0 | 0 | 0 | 0 | 0 | 0 | 0 | 0 | 0 | 0 | 0 | 0 | 0 | 0 | 0 | 0 | 0 | 0 | 0 | 0 | 0 | 0 | 0 | 0 | 0 | 408.12 | 0 | 0 | 0 | 0 | 0 | 0 | 0 | 0 | 0 | 0 | 0
SCE Metro Study Area | La Cienega | 230 | 0 | 0 | 0 | 0 | 0 | 0 | 0 | 0 | 0 | 0 | 0 | 0 | 0 | 0 | 0 | 0 | 0 | 0 | 0 | 0 | 0 | 0 | 0 | 0 | 0 | 0 | 0 | 0 | 0 | 0 | 0 | 0 | 0 | 0 | 0 | 0 | 405.7509 | 0 | 0 | 0 | 0 | 0 | 0 | 0 | 0 | 0 | 0 | 0 | 0 | 0 | 0 | 0 | 0 | 0 | 0 | 0 | 0 | 0 | 0 | 0 | 0 | 0 | 0 | 0 | 0 | 0 | 0 | 0 | 0 | 0 | 0 | 0 | 0 | 0 | 0 | 0 | 0 | 0 | 0 | 0 | 0 | 0 | 0 | 0
SCE Metro Study Area | La Fresa | 230 | 0 | 0 | 0 | 0 | 0 | 0 | 0 | 0 | 0 | 0 | 0 | 0 | 0 | 0 | 0 | 0 | 0 | 0 | 0 | 0 | 0 | 0 | 0 | 0 | 0 | 0 | 0 | 0 | 0 | 0 | 0 | 0 | 0 | 0 | 0 | 0 | 0 | 0 | 0 | 0 | 0 | 0 | 0 | 0 | 0 | 0 | 0 | 0 | 0 | 0 | 0 | 0 | 0 | 0 | 0 | 0 | 0 | 0 | 0 | 0 | 0 | 0 | 0 | 0 | 0 | 0 | 0 | 0 | 0 | 0 | 0 | 0 | 0 | 0 | 0 | 0 | 0 | 0 | 0 | 0 | 0 | 0 | 0 | 0
SCE Metro Study Area | Laguna Bell | 230 | 500 | 500 | 0 | 0 | 0 | 0 | 0 | 0 | 0 | 0 | 0 | 0 | 250 | 250 | 0 | 0 | 0 | 0 | 0 | 0 | 0 | 0 | 0 | 0 | 500 | 500 | 0 | 0 | 0 | 0 | 0 | 0 | 0 | 0 | 0 | 0 | 756.29 | 500 | 0 | 0 | 0 | 0 | 0 | 0 | 0 | 0 | 0 | 0 | 250 | 250 | 0 | 0 | 0 | 0 | 0 | 0 | 0 | 0 | 0 | 0 | 500 | 500 | 0 | 0 | 0 | 0 | 0 | 0 | 0 | 0 | 0 | 0 | 500 | 500 | 0 | 0 | 0 | 0 | 0 | 0 | 0 | 0 | 0 | 0
PG&E Kern Study Area | Lakeview | 70 | 0 | 0 | 0 | 0 | 0 | 0 | 0 | 0 | 0 | 0 | 0 | 0 | 0 | 0 | 0 | 0 | 0 | 0 | 0 | 0 | 0 | 0 | 0 | 0 | 0 | 0 | 0 | 0 | 0 | 0 | 0 | 0 | 0 | 0 | 0 | 0 | 0 | 0 | 0 | 0 | 0 | 0 | 0 | 0 | 0 | 0 | 0 | 0 | 0 | 0 | 0 | 0 | 0 | 0 | 0 | 0 | 0 | 0 | 0 | 0 | 0 | 0 | 0 | 0 | 0 | 0 | 0 | 0 | 0 | 0 | 0 | 0 | 0 | 0 | 0 | 0 | 0 | 0 | 0 | 0 | 0 | 0 | 0 | 0
PG&E North of Greater Bay Study Area | Lakeville | 230 | 0 | 0 | 0 | 0 | 0 | 0 | 0 | 0 | 0 | 0 | 0 | 0 | 0 | 0 | 0 | 0 | 0 | 0 | 0 | 0 | 0 | 0 | 0 | 0 | 69.75 | 0 | 0 | 0 | 0 | 0 | 0 | 0 | 0 | 0 | 0 | 0 | 485.7544 | 0 | 0 | 0 | 0 | 0 | 0 | 0 | 0 | 0 | 0 | 0 | 0 | 0 | 0 | 0 | 0 | 0 | 0 | 0 | 0 | 0 | 0 | 0 | 69.75 | 0 | 0 | 0 | 0 | 0 | 0 | 0 | 0 | 0 | 0 | 0 | 485.7544 | 0 | 0 | 0 | 0 | 0 | 0 | 0 | 0 | 0 | 0 | 0
PG&E North of Greater Bay Study Area | Lakeville | 115 | 0 | 0 | 0 | 0 | 0 | 0 | 0 | 0 | 0 | 0 | 0 | 0 | 0 | 0 | 0 | 0 | 0 | 0 | 0 | 0 | 0 | 0 | 0 | 0 | 0 | 0 | 0 | 0 | 0 | 0 | 0 | 0 | 0 | 0 | 0 | 0 | 0 | 0 | 0 | 0 | 0 | 0 | 0 | 0 | 0 | 0 | 0 | 0 | 0 | 0 | 0 | 0 | 0 | 0 | 0 | 0 | 0 | 0 | 0 | 0 | 0 | 0 | 0 | 0 | 0 | 0 | 0 | 0 | 0 | 0 | 0 | 0 | 0 | 0 | 0 | 0 | 0 | 0 | 0 | 0 | 0 | 0 | 0 | 0
PG&E North of Greater Bay Study Area | Lambie | 230 | 0 | 0 | 0 | 0 | 0 | 0 | 0 | 0 | 0 | 0 | 0 | 0 | 0 | 0 | 0 | 0 | 0 | 0 | 0 | 0 | 0 | 0 | 0 | 0 | 0 | 0 | 0 | 0 | 0 | 0 | 0 | 0 | 0 | 0 | 0 | 0 | 817.3487 | 0 | 0 | 0 | 0 | 0 | 0 | 0 | 0 | 0 | 0 | 0 | 0 | 0 | 0 | 0 | 0 | 0 | 0 | 0 | 0 | 0 | 0 | 0 | 0 | 0 | 0 | 0 | 0 | 0 | 0 | 0 | 0 | 0 | 0 | 0 | 817.3487 | 0 | 0 | 0 | 0 | 0 | 0 | 0 | 0 | 0 | 0 | 0
PG&E Greater Bay Study Area | Lammers | 115 | 0 | 0 | 0 | 0 | 0 | 0 | 0 | 0 | 0 | 0 | 0 | 0 | 0 | 0 | 0 | 0 | 0 | 0 | 0 | 0 | 0 | 0 | 0 | 0 | 0 | 0 | 0 | 0 | 0 | 0 | 0 | 0 | 0 | 0 | 0 | 0 | 151.3 | 0 | 0 | 0 | 0 | 0 | 0 | 0 | 0 | 0 | 0 | 0 | 0 | 0 | 0 | 0 | 0 | 0 | 0 | 0 | 0 | 0 | 0 | 0 | 0 | 0 | 0 | 0 | 0 | 0 | 0 | 0 | 0 | 0 | 0 | 0 | 151.3 | 0 | 0 | 0 | 0 | 0 | 0 | 0 | 0 | 0 | 0 | 0
PG&E Kern Study Area | Lamont | 115 | 0 | 0 | 0 | 0 | 0 | 0 | 0 | 0 | 0 | 0 | 0 | 0 | 0 | 0 | 0 | 0 | 0 | 0 | 0 | 0 | 0 | 0 | 0 | 0 | 51.401 | 0 | 0 | 0 | 103.455 | 0 | 0 | 0 | 0 | 0 | 0 | 0 | 152.301 | 0 | 0 | 0 | 103.455 | 0 | 0 | 0 | 0 | 0 | 0 | 0 | 0 | 0 | 0 | 0 | 0 | 0 | 0 | 0 | 0 | 0 | 0 | 0 | 51.401 | 0 | 0 | 0 | 103.455 | 0 | 0 | 0 | 0 | 0 | 0 | 0 | 152.301 | 0 | 0 | 0 | 103.455 | 0 | 0 | 0 | 0 | 0 | 0 | 0
PG&E Fresno Study Area | Las Aguilas | 230 | 0 | 0 | 0 | 0 | 0 | 0 | 0 | 0 | 0 | 0 | 0 | 0 | 0 | 0 | 0 | 0 | 0 | 0 | 0 | 0 | 0 | 0 | 0 | 0 | 0 | 0 | 0 | 0 | 0 | 0 | 0 | 0 | 0 | 0 | 0 | 0 | 0 | 0 | 0 | 0 | 0 | 0 | 0 | 0 | 0 | 0 | 0 | 0 | 0 | 0 | 0 | 0 | 0 | 0 | 0 | 0 | 0 | 0 | 0 | 0 | 0 | 0 | 0 | 0 | 0 | 0 | 0 | 0 | 0 | 0 | 0 | 0 | 0 | 0 | 0 | 0 | 0 | 0 | 0 | 0 | 0 | 0 | 0 | 0
East of Pisgah Study Area | Lathrop | 138 | 0 | 0 | 0 | 0 | 0 | 0 | 0 | 0 | 0 | 0 | 0 | 0 | 0 | 0 | 0 | 0 | 0 | 0 | 0 | 0 | 0 | 0 | 0 | 0 | 0 | 0 | 0 | 0 | 0 | 0 | 0 | 0 | 0 | 0 | 0 | 0 | 516.7638 | 0 | 0 | 0 | 516.7638 | 0 | 0 | 0 | 0 | 0 | 0 | 0 | 0 | 0 | 0 | 0 | 0 | 0 | 0 | 0 | 0 | 0 | 0 | 0 | 0 | 0 | 0 | 0 | 0 | 0 | 0 | 0 | 0 | 0 | 0 | 0 | 516.7638 | 0 | 0 | 0 | 516.7638 | 0 | 0 | 0 | 0 | 0 | 0 | 0
PG&E Fresno Study Area | Le Grand | 115 | 0 | 0 | 0 | 0 | 0 | 0 | 0 | 0 | 0 | 0 | 0 | 0 | 0 | 0 | 0 | 0 | 0 | 0 | 0 | 0 | 0 | 0 | 0 | 0 | 0 | 0 | 0 | 0 | 0 | 0 | 0 | 0 | 0 | 0 | 0 | 0 | 65.47 | 0 | 0 | 0 | 131.43 | 0 | 0 | 0 | 0 | 0 | 0 | 0 | 0 | 0 | 0 | 0 | 0 | 0 | 0 | 0 | 0 | 0 | 0 | 0 | 0 | 0 | 0 | 0 | 0 | 0 | 0 | 0 | 0 | 0 | 0 | 0 | 65.47 | 0 | 0 | 0 | 131.43 | 0 | 0 | 0 | 0 | 0 | 0 | 0
PG&E Kern Study Area | Lerdo | 115 | 0 | 0 | 0 | 0 | 0 | 0 | 0 | 0 | 0 | 0 | 0 | 0 | 0 | 0 | 0 | 0 | 0 | 0 | 0 | 0 | 0 | 0 | 0 | 0 | 0 | 0 | 0 | 0 | 0 | 0 | 0 | 0 | 0 | 0 | 0 | 0 | 0 | 0 | 0 | 0 | 0 | 0 | 0 | 0 | 0 | 0 | 0 | 0 | 0 | 0 | 0 | 0 | 0 | 0 | 0 | 0 | 0 | 0 | 0 | 0 | 0 | 0 | 0 | 0 | 0 | 0 | 0 | 0 | 0 | 0 | 0 | 0 | 0 | 0 | 0 | 0 | 0 | 0 | 0 | 0 | 0 | 0 | 0 | 0
SCE Metro Study Area | Lewis | 230 | 0 | 0 | 0 | 0 | 0 | 0 | 0 | 0 | 0 | 0 | 0 | 0 | 0 | 0 | 0 | 0 | 0 | 0 | 0 | 0 | 0 | 0 | 0 | 0 | 0 | 0 | 0 | 0 | 0 | 0 | 0 | 0 | 0 | 0 | 0 | 0 | 0 | 0 | 0 | 0 | 0 | 0 | 0 | 0 | 0 | 0 | 0 | 0 | 0 | 0 | 0 | 0 | 0 | 0 | 0 | 0 | 0 | 0 | 0 | 0 | 0 | 0 | 0 | 0 | 0 | 0 | 0 | 0 | 0 | 0 | 0 | 0 | 0 | 0 | 0 | 0 | 0 | 0 | 0 | 0 | 0 | 0 | 0 | 0
SCE Metro Study Area | Lighthipe | 230 | 0 | 0 | 0 | 0 | 0 | 0 | 0 | 0 | 0 | 0 | 0 | 0 | 0 | 0 | 0 | 0 | 0 | 0 | 0 | 0 | 0 | 0 | 0 | 0 | 0 | 0 | 0 | 0 | 0 | 0 | 0 | 0 | 0 | 0 | 0 | 0 | 405.5148 | 0 | 0 | 0 | 0 | 0 | 0 | 0 | 0 | 0 | 0 | 0 | 0 | 0 | 0 | 0 | 0 | 0 | 0 | 0 | 0 | 0 | 0 | 0 | 0 | 0 | 0 | 0 | 0 | 0 | 0 | 0 | 0 | 0 | 0 | 0 | 0 | 0 | 0 | 0 | 0 | 0 | 0 | 0 | 0 | 0 | 0 | 0
PG&E North of Greater Bay Study Area | Lincoln | 115 | 0 | 0 | 0 | 0 | 0 | 0 | 0 | 0 | 0 | 0 | 0 | 0 | 0 | 0 | 0 | 0 | 0 | 0 | 0 | 0 | 0 | 0 | 0 | 0 | 0 | 0 | 0 | 0 | 0 | 0 | 0 | 0 | 0 | 0 | 0 | 0 | 0 | 0 | 0 | 0 | 0 | 0 | 0 | 0 | 0 | 0 | 0 | 0 | 0 | 0 | 0 | 0 | 0 | 0 | 0 | 0 | 0 | 0 | 0 | 0 | 0 | 0 | 0 | 0 | 0 | 0 | 0 | 0 | 0 | 0 | 0 | 0 | 0 | 0 | 0 | 0 | 0 | 0 | 0 | 0 | 0 | 0 | 0 | 0
PG&E Kern Study Area | Live Oak | 115 | 0 | 0 | 0 | 0 | 0 | 0 | 0 | 0 | 0 | 0 | 0 | 0 | 0 | 0 | 0 | 0 | 0 | 0 | 0 | 0 | 0 | 0 | 0 | 0 | 0 | 0 | 0 | 0 | 0 | 0 | 0 | 0 | 0 | 0 | 0 | 0 | 0 | 0 | 0 | 0 | 0 | 0 | 0 | 0 | 0 | 0 | 0 | 0 | 0 | 0 | 0 | 0 | 0 | 0 | 0 | 0 | 0 | 0 | 0 | 0 | 0 | 0 | 0 | 0 | 0 | 0 | 0 | 0 | 0 | 0 | 0 | 0 | 0 | 0 | 0 | 0 | 0 | 0 | 0 | 0 | 0 | 0 | 0 | 0
PG&E Greater Bay Study Area | Llagas | 115 | 0 | 0 | 0 | 0 | 0 | 0 | 0 | 0 | 0 | 0 | 0 | 0 | 124.3 | 120 | 0 | 0 | 0 | 0 | 0 | 0 | 0 | 0 | 0 | 0 | 124.3 | 120 | 0 | 0 | 0 | 0 | 0 | 0 | 0 | 0 | 0 | 0 | 124.3 | 120 | 0 | 0 | 0 | 0 | 0 | 0 | 0 | 0 | 0 | 0 | 124.3 | 120 | 0 | 0 | 0 | 0 | 0 | 0 | 0 | 0 | 0 | 0 | 124.3 | 120 | 0 | 0 | 0 | 0 | 0 | 0 | 0 | 0 | 0 | 0 | 124.3 | 120 | 0 | 0 | 0 | 0 | 0 | 0 | 0 | 0 | 0 | 0
PG&E Greater Bay Study Area | Lockeford | 230 | 0 | 0 | 0 | 0 | 0 | 0 | 0 | 0 | 0 | 0 | 0 | 0 | 0 | 0 | 0 | 0 | 0 | 0 | 0 | 0 | 0 | 0 | 0 | 0 | 0 | 0 | 0 | 0 | 0 | 0 | 0 | 0 | 0 | 0 | 0 | 0 | 0 | 0 | 0 | 0 | 0 | 0 | 0 | 0 | 0 | 0 | 0 | 0 | 0 | 0 | 0 | 0 | 0 | 0 | 0 | 0 | 0 | 0 | 0 | 0 | 0 | 0 | 0 | 0 | 0 | 0 | 0 | 0 | 0 | 0 | 0 | 0 | 0 | 0 | 0 | 0 | 0 | 0 | 0 | 0 | 0 | 0 | 0 | 0
PG&E North of Greater Bay Study Area | Logan Creek | 230 | 0 | 0 | 0 | 0 | 0 | 0 | 0 | 0 | 0 | 0 | 0 | 0 | 0 | 0 | 0 | 0 | 0 | 0 | 0 | 0 | 0 | 0 | 0 | 0 | 0 | 0 | 0 | 0 | 0 | 0 | 0 | 0 | 0 | 0 | 0 | 0 | 0 | 0 | 0 | 0 | 0 | 0 | 0 | 0 | 0 | 0 | 0 | 0 | 0 | 0 | 0 | 0 | 0 | 0 | 0 | 0 | 0 | 0 | 0 | 0 | 0 | 0 | 0 | 0 | 0 | 0 | 0 | 0 | 0 | 0 | 0 | 0 | 0 | 0 | 0 | 0 | 0 | 0 | 0 | 0 | 0 | 0 | 0 | 0
PG&E Greater Bay Study Area | Lonetree | 230 | 0 | 0 | 0 | 0 | 0 | 0 | 0 | 0 | 0 | 0 | 0 | 0 | 0 | 0 | 0 | 0 | 0 | 0 | 0 | 0 | 0 | 0 | 0 | 0 | 0 | 0 | 0 | 0 | 0 | 0 | 0 | 0 | 0 | 0 | 0 | 0 | 0 | 0 | 0 | 0 | 0 | 0 | 0 | 0 | 0 | 0 | 0 | 0 | 0 | 0 | 0 | 0 | 0 | 0 | 0 | 0 | 0 | 0 | 0 | 0 | 0 | 0 | 0 | 0 | 0 | 0 | 0 | 0 | 0 | 0 | 0 | 0 | 0 | 0 | 0 | 0 | 0 | 0 | 0 | 0 | 0 | 0 | 0 | 0
PG&E Fresno Study Area | Los Banos | 500 | 0 | 0 | 0 | 0 | 0 | 0 | 0 | 0 | 0 | 0 | 0 | 0 | 0 | 0 | 0 | 0 | 0 | 0 | 0 | 0 | 0 | 0 | 0 | 0 | 0 | 0 | 0 | 0 | 0 | 0 | 0 | 0 | 0 | 0 | 0 | 0 | 1176.1 | 0 | 0 | 0 | 1176.1 | 0 | 0 | 0 | 0 | 0 | 0 | 0 | 0 | 0 | 0 | 0 | 0 | 0 | 0 | 0 | 0 | 0 | 0 | 0 | 0 | 0 | 0 | 0 | 0 | 0 | 0 | 0 | 0 | 0 | 0 | 0 | 1176.1 | 0 | 0 | 0 | 1176.1 | 0 | 0 | 0 | 0 | 0 | 0 | 0
PG&E Fresno Study Area | Los Banos | 230 | 50 | 25.544 | 0 | 0 | 102.5 | 100 | 0 | 0 | 3.6 | 0 | 0 | 0 | 104.94 | 80.484 | 0 | 0 | 233.35 | 200 | 0 | 0 | 64.05 | 60.45 | 0 | 0 | 182.4174 | 155.484 | 0 | 0 | 310.8274 | 200 | 0 | 0 | 64.05 | 60.45 | 0 | 0 | 590.4174 | 155.484 | 0 | 0 | 617.8274 | 200 | 0 | 0 | 64.05 | 60.45 | 0 | 0 | 104.94 | 80.484 | 0 | 0 | 233.35 | 200 | 0 | 0 | 64.05 | 60.45 | 0 | 0 | 182.4174 | 155.484 | 0 | 0 | 310.8274 | 200 | 0 | 0 | 64.05 | 60.45 | 0 | 0 | 590.4174 | 155.484 | 0 | 0 | 617.8274 | 200 | 0 | 0 | 64.05 | 60.45 | 0 | 0
PG&E Fresno Study Area | New Sub - Los Banos - Midway (Proposed) | 500 | 0 | 0 | 0 | 0 | 0 | 0 | 0 | 0 | 0 | 0 | 0 | 0 | 0 | 0 | 0 | 0 | 0 | 0 | 0 | 0 | 0 | 0 | 0 | 0 | 0 | 0 | 0 | 0 | 0 | 0 | 0 | 0 | 0 | 0 | 0 | 0 | 1182.384 | 0 | 0 | 0 | 1182.384 | 0 | 0 | 0 | 0 | 0 | 0 | 0 | 0 | 0 | 0 | 0 | 0 | 0 | 0 | 0 | 0 | 0 | 0 | 0 | 0 | 0 | 0 | 0 | 0 | 0 | 0 | 0 | 0 | 0 | 0 | 0 | 1182.384 | 0 | 0 | 0 | 1182.384 | 0 | 0 | 0 | 0 | 0 | 0 | 0
PG&E Greater Bay Study Area | Los Esteros | 230 | 0 | 0 | 0 | 0 | 0 | 0 | 0 | 0 | 0 | 0 | 0 | 0 | 0 | 0 | 0 | 0 | 0 | 0 | 0 | 0 | 0 | 0 | 0 | 0 | 0 | 0 | 0 | 0 | 0 | 0 | 0 | 0 | 0 | 0 | 0 | 0 | 0 | 0 | 0 | 0 | 0 | 0 | 0 | 0 | 0 | 0 | 0 | 0 | 0 | 0 | 0 | 0 | 0 | 0 | 0 | 0 | 0 | 0 | 0 | 0 | 0 | 0 | 0 | 0 | 0 | 0 | 0 | 0 | 0 | 0 | 0 | 0 | 0 | 0 | 0 | 0 | 0 | 0 | 0 | 0 | 0 | 0 | 0 | 0
PG&E Greater Bay Study Area | Los Esteros | 115 | 3 | 0 | 0 | 0 | 0 | 0 | 0 | 0 | 0 | 0 | 0 | 0 | 203 | 200 | 0 | 0 | 0 | 0 | 0 | 0 | 0 | 0 | 0 | 0 | 206 | 203 | 0 | 0 | 0 | 0 | 0 | 0 | 0 | 0 | 0 | 0 | 512.29 | 203 | 0 | 0 | 0 | 0 | 0 | 0 | 0 | 0 | 0 | 0 | 203 | 200 | 0 | 0 | 0 | 0 | 0 | 0 | 0 | 0 | 0 | 0 | 206 | 203 | 0 | 0 | 0 | 0 | 0 | 0 | 0 | 0 | 0 | 0 | 512.29 | 203 | 0 | 0 | 0 | 0 | 0 | 0 | 0 | 0 | 0 | 0
PG&E Greater Bay Study Area | Los Positas | 230 | 0 | 0 | 0 | 0 | 0 | 0 | 0 | 0 | 0 | 0 | 0 | 0 | 0 | 0 | 0 | 0 | 0 | 0 | 0 | 0 | 0 | 0 | 0 | 0 | 0 | 0 | 0 | 0 | 0 | 0 | 0 | 0 | 0 | 0 | 0 | 0 | 0 | 0 | 0 | 0 | 0 | 0 | 0 | 0 | 0 | 0 | 0 | 0 | 0 | 0 | 0 | 0 | 0 | 0 | 0 | 0 | 0 | 0 | 0 | 0 | 0 | 0 | 0 | 0 | 0 | 0 | 0 | 0 | 0 | 0 | 0 | 0 | 0 | 0 | 0 | 0 | 0 | 0 | 0 | 0 | 0 | 0 | 0 | 0
SDG&E Study Area | Loveland | 69 | 0 | 0 | 0 | 0 | 0 | 0 | 0 | 0 | 0 | 0 | 0 | 0 | 0 | 0 | 0 | 0 | 0 | 0 | 0 | 0 | 0 | 0 | 0 | 0 | 0 | 0 | 0 | 0 | 0 | 0 | 0 | 0 | 0 | 0 | 0 | 0 | 0 | 0 | 0 | 0 | 0 | 0 | 0 | 0 | 0 | 0 | 0 | 0 | 0 | 0 | 0 | 0 | 0 | 0 | 0 | 0 | 0 | 0 | 0 | 0 | 0 | 0 | 0 | 0 | 0 | 0 | 0 | 0 | 0 | 0 | 0 | 0 | 0 | 0 | 0 | 0 | 0 | 0 | 0 | 0 | 0 | 0 | 0 | 0
SCE Metro Study Area | Lugo | 500 | 0 | 0 | 0 | 0 | 0 | 0 | 0 | 0 | 0 | 0 | 0 | 0 | 0 | 0 | 0 | 0 | 0 | 0 | 0 | 0 | 0 | 0 | 0 | 0 | 0 | 0 | 0 | 0 | 0 | 0 | 0 | 0 | 0 | 0 | 0 | 0 | 512.58 | 0 | 0 | 0 | 0 | 0 | 0 | 0 | 0 | 0 | 0 | 0 | 0 | 0 | 0 | 0 | 0 | 0 | 0 | 0 | 0 | 0 | 0 | 0 | 0 | 0 | 0 | 0 | 0 | 0 | 0 | 0 | 0 | 0 | 0 | 0 | 0 | 0 | 0 | 0 | 0 | 0 | 0 | 0 | 0 | 0 | 0 | 0
SCE North of Lugo Study Area | Lugo | 230 | 0 | 0 | 0 | 0 | 0 | 0 | 0 | 0 | 0 | 0 | 0 | 0 | 0 | 0 | 0 | 0 | 0 | 0 | 0 | 0 | 0 | 0 | 0 | 0 | 0 | 0 | 0 | 0 | 0 | 0 | 0 | 0 | 0 | 0 | 0 | 0 | 0 | 0 | 0 | 0 | 0 | 0 | 0 | 0 | 0 | 0 | 0 | 0 | 0 | 0 | 0 | 0 | 0 | 0 | 0 | 0 | 0 | 0 | 0 | 0 | 0 | 0 | 0 | 0 | 0 | 0 | 0 | 0 | 0 | 0 | 0 | 0 | 0 | 0 | 0 | 0 | 0 | 0 | 0 | 0 | 0 | 0 | 0 | 0
SCE North of Lugo Study Area | New Sub - Lugo - Pisgah (Proposed) | 230 | 0 | 0 | 0 | 0 | 0 | 0 | 0 | 0 | 0 | 0 | 0 | 0 | 0 | 0 | 0 | 0 | 0 | 0 | 0 | 0 | 0 | 0 | 0 | 0 | 0 | 0 | 0 | 0 | 0 | 0 | 0 | 0 | 0 | 0 | 0 | 0 | 0 | 0 | 0 | 0 | 0 | 0 | 0 | 0 | 150 | 0 | 0 | 0 | 0 | 0 | 0 | 0 | 0 | 0 | 0 | 0 | 0 | 0 | 0 | 0 | 0 | 0 | 0 | 0 | 0 | 0 | 0 | 0 | 0 | 0 | 0 | 0 | 0 | 0 | 0 | 0 | 0 | 0 | 0 | 0 | 150 | 0 | 0 | 0
PG&E North of Greater Bay Study Area | Madison | 115 | 0 | 0 | 0 | 0 | 0 | 0 | 0 | 0 | 0 | 0 | 0 | 0 | 0 | 0 | 0 | 0 | 0 | 0 | 0 | 0 | 0 | 0 | 0 | 0 | 0 | 0 | 0 | 0 | 0 | 0 | 0 | 0 | 0 | 0 | 0 | 0 | 0 | 0 | 0 | 0 | 0 | 0 | 0 | 0 | 0 | 0 | 0 | 0 | 0 | 0 | 0 | 0 | 0 | 0 | 0 | 0 | 0 | 0 | 0 | 0 | 0 | 0 | 0 | 0 | 0 | 0 | 0 | 0 | 0 | 0 | 0 | 0 | 0 | 0 | 0 | 0 | 0 | 0 | 0 | 0 | 0 | 0 | 0 | 0
SCE Northern Area | Magunden | 230 | 0 | 0 | 0 | 0 | 0 | 0 | 0 | 0 | 0 | 0 | 0 | 0 | 0 | 0 | 0 | 0 | 0 | 0 | 0 | 0 | 0 | 0 | 0 | 0 | 0 | 0 | 0 | 0 | 0 | 0 | 0 | 0 | 0 | 0 | 0 | 0 | 0 | 0 | 0 | 0 | 0 | 0 | 0 | 0 | 0 | 0 | 0 | 0 | 0 | 0 | 0 | 0 | 0 | 0 | 0 | 0 | 0 | 0 | 0 | 0 | 0 | 0 | 0 | 0 | 0 | 0 | 0 | 0 | 0 | 0 | 0 | 0 | 0 | 0 | 0 | 0 | 0 | 0 | 0 | 0 | 0 | 0 | 0 | 0
PG&E Kern Study Area | Magunden | 115 | 0 | 0 | 0 | 0 | 0 | 0 | 0 | 0 | 0 | 0 | 0 | 0 | 0 | 0 | 0 | 0 | 0 | 0 | 0 | 0 | 0 | 0 | 0 | 0 | 0 | 0 | 0 | 0 | 0 | 0 | 0 | 0 | 0 | 0 | 0 | 0 | 0 | 0 | 0 | 0 | 0 | 0 | 0 | 0 | 0 | 0 | 0 | 0 | 0 | 0 | 0 | 0 | 0 | 0 | 0 | 0 | 0 | 0 | 0 | 0 | 0 | 0 | 0 | 0 | 0 | 0 | 0 | 0 | 0 | 0 | 0 | 0 | 0 | 0 | 0 | 0 | 0 | 0 | 0 | 0 | 0 | 0 | 0 | 0
PG&E North of Greater Bay Study Area | Malin | 500 | 0 | 0 | 0 | 0 | 0 | 0 | 0 | 0 | 0 | 0 | 0 | 0 | 0 | 0 | 0 | 0 | 0 | 0 | 0 | 0 | 0 | 0 | 0 | 0 | 0 | 0 | 0 | 0 | 0 | 0 | 0 | 0 | 0 | 0 | 0 | 0 | 0 | 0 | 0 | 0 | 0 | 0 | 0 | 0 | 0 | 0 | 0 | 0 | 0 | 0 | 0 | 0 | 0 | 0 | 0 | 0 | 0 | 0 | 0 | 0 | 0 | 0 | 0 | 0 | 0 | 0 | 0 | 0 | 0 | 0 | 0 | 0 | 0 | 0 | 0 | 0 | 0 | 0 | 0 | 0 | 0 | 0 | 0 | 0
SCE Northern Area | Mandalay | 230 | 409 | 400 | 0 | 0 | 0 | 0 | 0 | 0 | 0 | 0 | 0 | 0 | 0 | 0 | 0 | 0 | 0 | 0 | 0 | 0 | 0 | 0 | 0 | 0 | 409 | 400 | 0 | 0 | 0 | 0 | 0 | 0 | 0 | 0 | 0 | 0 | 409 | 400 | 0 | 0 | 0 | 0 | 0 | 0 | 0 | 0 | 0 | 0 | 0 | 0 | 0 | 0 | 0 | 0 | 0 | 0 | 0 | 0 | 0 | 0 | 409 | 400 | 0 | 0 | 0 | 0 | 0 | 0 | 0 | 0 | 0 | 0 | 409 | 400 | 0 | 0 | 0 | 0 | 0 | 0 | 0 | 0 | 0 | 0
PG&E Fresno Study Area | Manning | 500 | 0 | 0 | 0 | 0 | 0 | 0 | 0 | 0 | 0 | 0 | 0 | 0 | 0 | 0 | 0 | 0 | 0 | 0 | 0 | 0 | 0 | 0 | 0 | 0 | 0 | 0 | 0 | 0 | 0 | 0 | 0 | 0 | 0 | 0 | 0 | 0 | 0 | 0 | 0 | 0 | 0 | 0 | 0 | 0 | 0 | 0 | 0 | 0 | 0 | 0 | 0 | 0 | 0 | 0 | 0 | 0 | 0 | 0 | 0 | 0 | 0 | 0 | 0 | 0 | 0 | 0 | 0 | 0 | 0 | 0 | 0 | 0 | 0 | 0 | 0 | 0 | 0 | 0 | 0 | 0 | 0 | 0 | 0 | 0
PG&E Fresno Study Area | Manning | 230 | 0 | 0 | 0 | 0 | 0 | 0 | 0 | 0 | 0 | 0 | 0 | 0 | 0 | 0 | 0 | 0 | 0 | 0 | 0 | 0 | 0 | 0 | 0 | 0 | 0 | 0 | 0 | 0 | 0 | 0 | 0 | 0 | 0 | 0 | 0 | 0 | 0 | 0 | 0 | 0 | 0 | 0 | 0 | 0 | 0 | 0 | 0 | 0 | 0 | 0 | 0 | 0 | 0 | 0 | 0 | 0 | 0 | 0 | 0 | 0 | 0 | 0 | 0 | 0 | 0 | 0 | 0 | 0 | 0 | 0 | 0 | 0 | 0 | 0 | 0 | 0 | 0 | 0 | 0 | 0 | 0 | 0 | 0 | 0
PG&E Greater Bay Study Area | Manteca | 115 | 0 | 0 | 0 | 0 | 0 | 0 | 0 | 0 | 0 | 0 | 0 | 0 | 0 | 0 | 0 | 0 | 0 | 0 | 0 | 0 | 0 | 0 | 0 | 0 | 0 | 0 | 0 | 0 | 0 | 0 | 0 | 0 | 0 | 0 | 0 | 0 | 0 | 0 | 0 | 0 | 0 | 0 | 0 | 0 | 0 | 0 | 0 | 0 | 0 | 0 | 0 | 0 | 0 | 0 | 0 | 0 | 0 | 0 | 0 | 0 | 0 | 0 | 0 | 0 | 0 | 0 | 0 | 0 | 0 | 0 | 0 | 0 | 0 | 0 | 0 | 0 | 0 | 0 | 0 | 0 | 0 | 0 | 0 | 0
SDG&E Study Area | Margarita | 138 | 0 | 0 | 0 | 0 | 0 | 0 | 0 | 0 | 0 | 0 | 0 | 0 | 0 | 0 | 0 | 0 | 0 | 0 | 0 | 0 | 0 | 0 | 0 | 0 | 0 | 0 | 0 | 0 | 0 | 0 | 0 | 0 | 0 | 0 | 0 | 0 | 0 | 0 | 0 | 0 | 0 | 0 | 0 | 0 | 0 | 0 | 0 | 0 | 0 | 0 | 0 | 0 | 0 | 0 | 0 | 0 | 0 | 0 | 0 | 0 | 0 | 0 | 0 | 0 | 0 | 0 | 0 | 0 | 0 | 0 | 0 | 0 | 0 | 0 | 0 | 0 | 0 | 0 | 0 | 0 | 0 | 0 | 0 | 0
PG&E Greater Bay Study Area | Mariposa | 230 | 0 | 0 | 0 | 0 | 0 | 0 | 0 | 0 | 0 | 0 | 0 | 0 | 0 | 0 | 0 | 0 | 0 | 0 | 0 | 0 | 0 | 0 | 0 | 0 | 0 | 0 | 0 | 0 | 0 | 0 | 0 | 0 | 0 | 0 | 0 | 0 | 0 | 0 | 0 | 0 | 0 | 0 | 0 | 0 | 0 | 0 | 0 | 0 | 0 | 0 | 0 | 0 | 0 | 0 | 0 | 0 | 0 | 0 | 0 | 0 | 0 | 0 | 0 | 0 | 0 | 0 | 0 | 0 | 0 | 0 | 0 | 0 | 0 | 0 | 0 | 0 | 0 | 0 | 0 | 0 | 0 | 0 | 0 | 0
PG&E Greater Bay Study Area | Martin | 115 | 0 | 0 | 0 | 0 | 0 | 0 | 0 | 0 | 0 | 0 | 0 | 0 | 250 | 250 | 0 | 0 | 0 | 0 | 0 | 0 | 0 | 0 | 0 | 0 | 250 | 250 | 0 | 0 | 0 | 0 | 0 | 0 | 0 | 0 | 0 | 0 | 555.5 | 250 | 0 | 0 | 0 | 0 | 0 | 0 | 0 | 0 | 0 | 0 | 250 | 250 | 0 | 0 | 0 | 0 | 0 | 0 | 0 | 0 | 0 | 0 | 250 | 250 | 0 | 0 | 0 | 0 | 0 | 0 | 0 | 0 | 0 | 0 | 555.5 | 250 | 0 | 0 | 0 | 0 | 0 | 0 | 0 | 0 | 0 | 0
PG&E Greater Bay Study Area | Martin | 230 | 0 | 0 | 0 | 0 | 0 | 0 | 0 | 0 | 0 | 0 | 0 | 0 | 0 | 0 | 0 | 0 | 0 | 0 | 0 | 0 | 0 | 0 | 0 | 0 | 0 | 0 | 0 | 0 | 0 | 0 | 0 | 0 | 0 | 0 | 0 | 0 | 0 | 0 | 0 | 0 | 0 | 0 | 0 | 0 | 0 | 0 | 0 | 0 | 0 | 0 | 0 | 0 | 0 | 0 | 0 | 0 | 0 | 0 | 0 | 0 | 0 | 0 | 0 | 0 | 0 | 0 | 0 | 0 | 0 | 0 | 0 | 0 | 0 | 0 | 0 | 0 | 0 | 0 | 0 | 0 | 0 | 0 | 0 | 0
PG&E Greater Bay Study Area | Martinez | 115 | 0 | 0 | 0 | 0 | 0 | 0 | 0 | 0 | 0 | 0 | 0 | 0 | 0 | 0 | 0 | 0 | 0 | 0 | 0 | 0 | 0 | 0 | 0 | 0 | 0 | 0 | 0 | 0 | 0 | 0 | 0 | 0 | 0 | 0 | 0 | 0 | 0 | 0 | 0 | 0 | 0 | 0 | 0 | 0 | 0 | 0 | 0 | 0 | 0 | 0 | 0 | 0 | 0 | 0 | 0 | 0 | 0 | 0 | 0 | 0 | 0 | 0 | 0 | 0 | 0 | 0 | 0 | 0 | 0 | 0 | 0 | 0 | 0 | 0 | 0 | 0 | 0 | 0 | 0 | 0 | 0 | 0 | 0 | 0
PG&E Fresno Study Area | Mc Mullin | 230 | 0 | 0 | 0 | 0 | 0 | 0 | 0 | 0 | 0 | 0 | 0 | 0 | 0 | 0 | 0 | 0 | 0 | 0 | 0 | 0 | 0 | 0 | 0 | 0 | 0 | 0 | 0 | 0 | 0 | 0 | 0 | 0 | 0 | 0 | 0 | 0 | 0 | 0 | 0 | 0 | 0 | 0 | 0 | 0 | 0 | 0 | 0 | 0 | 0 | 0 | 0 | 0 | 0 | 0 | 0 | 0 | 0 | 0 | 0 | 0 | 0 | 0 | 0 | 0 | 0 | 0 | 0 | 0 | 0 | 0 | 0 | 0 | 0 | 0 | 0 | 0 | 0 | 0 | 0 | 0 | 0 | 0 | 0 | 0
PG&E Fresno Study Area | McCall | 230 | 0 | 0 | 0 | 0 | 0 | 0 | 0 | 0 | 0 | 0 | 0 | 0 | 0 | 0 | 0 | 0 | 0 | 0 | 0 | 0 | 0 | 0 | 0 | 0 | 0 | 0 | 0 | 0 | 0 | 0 | 0 | 0 | 0 | 0 | 0 | 0 | 46.28 | 0 | 0 | 0 | 0 | 0 | 0 | 0 | 0 | 0 | 0 | 0 | 0 | 0 | 0 | 0 | 0 | 0 | 0 | 0 | 0 | 0 | 0 | 0 | 0 | 0 | 0 | 0 | 0 | 0 | 0 | 0 | 0 | 0 | 0 | 0 | 46.28 | 0 | 0 | 0 | 0 | 0 | 0 | 0 | 0 | 0 | 0 | 0
East of Pisgah Study Area | McCullough (LDWP) | 500 | 0 | 0 | 0 | 0 | 0 | 0 | 0 | 0 | 0 | 0 | 0 | 0 | 0 | 0 | 0 | 0 | 0 | 0 | 0 | 0 | 0 | 0 | 0 | 0 | 0 | 0 | 0 | 0 | 0 | 0 | 0 | 0 | 0 | 0 | 0 | 0 | 0 | 0 | 0 | 0 | 0 | 0 | 0 | 0 | 0 | 0 | 0 | 0 | 0 | 0 | 0 | 0 | 0 | 0 | 0 | 0 | 0 | 0 | 0 | 0 | 0 | 0 | 0 | 0 | 0 | 0 | 0 | 0 | 0 | 0 | 0 | 0 | 0 | 0 | 0 | 0 | 0 | 0 | 0 | 0 | 0 | 0 | 0 | 0
East of Pisgah Study Area | Mead | 230 | 0 | 0 | 0 | 0 | 0 | 0 | 0 | 0 | 0 | 0 | 0 | 0 | 0 | 0 | 0 | 0 | 0 | 0 | 0 | 0 | 0 | 0 | 0 | 0 | 0 | 0 | 0 | 0 | 0 | 0 | 0 | 0 | 0 | 0 | 0 | 0 | 0 | 0 | 0 | 0 | 0 | 0 | 0 | 0 | 0 | 0 | 0 | 0 | 0 | 0 | 0 | 0 | 0 | 0 | 0 | 0 | 0 | 0 | 0 | 0 | 0 | 0 | 0 | 0 | 0 | 0 | 0 | 0 | 0 | 0 | 0 | 0 | 0 | 0 | 0 | 0 | 0 | 0 | 0 | 0 | 0 | 0 | 0 | 0
PG&E Greater Bay Study Area | Melones | 115 | 0 | 0 | 0 | 0 | 0 | 0 | 0 | 0 | 0 | 0 | 0 | 0 | 0 | 0 | 0 | 0 | 0 | 0 | 0 | 0 | 0 | 0 | 0 | 0 | 0 | 0 | 0 | 0 | 0 | 0 | 0 | 0 | 0 | 0 | 0 | 0 | 0 | 0 | 0 | 0 | 0 | 0 | 0 | 0 | 0 | 0 | 0 | 0 | 0 | 0 | 0 | 0 | 0 | 0 | 0 | 0 | 0 | 0 | 0 | 0 | 0 | 0 | 0 | 0 | 0 | 0 | 0 | 0 | 0 | 0 | 0 | 0 | 0 | 0 | 0 | 0 | 0 | 0 | 0 | 0 | 0 | 0 | 0 | 0
PG&E North of Greater Bay Study Area | Mendocino | 115 | 0 | 0 | 0 | 0 | 0 | 0 | 0 | 0 | 0 | 0 | 0 | 0 | 0 | 0 | 0 | 0 | 0 | 0 | 0 | 0 | 0 | 0 | 0 | 0 | 0 | 0 | 0 | 0 | 0 | 0 | 0 | 0 | 0 | 0 | 0 | 0 | 0 | 0 | 0 | 0 | 0 | 0 | 0 | 0 | 0 | 0 | 0 | 0 | 0 | 0 | 0 | 0 | 0 | 0 | 0 | 0 | 0 | 0 | 0 | 0 | 0 | 0 | 0 | 0 | 0 | 0 | 0 | 0 | 0 | 0 | 0 | 0 | 0 | 0 | 0 | 0 | 0 | 0 | 0 | 0 | 0 | 0 | 0 | 0
PG&E Fresno Study Area | Mendota | 115 | 0 | 0 | 0 | 0 | 0 | 0 | 0 | 0 | 0 | 0 | 0 | 0 | 0 | 0 | 0 | 0 | 0 | 0 | 0 | 0 | 0 | 0 | 0 | 0 | 0 | 0 | 0 | 0 | 0 | 0 | 0 | 0 | 0 | 0 | 0 | 0 | 153 | 0 | 0 | 0 | 153.3 | 0 | 0 | 0 | 0 | 0 | 0 | 0 | 0 | 0 | 0 | 0 | 0 | 0 | 0 | 0 | 0 | 0 | 0 | 0 | 0 | 0 | 0 | 0 | 0 | 0 | 0 | 0 | 0 | 0 | 0 | 0 | 153 | 0 | 0 | 0 | 153.3 | 0 | 0 | 0 | 0 | 0 | 0 | 0
PG&E Fresno Study Area | Merced | 115 | 0 | 0 | 0 | 0 | 0 | 0 | 0 | 0 | 0 | 0 | 0 | 0 | 0 | 0 | 0 | 0 | 0 | 0 | 0 | 0 | 0 | 0 | 0 | 0 | 0 | 0 | 0 | 0 | 0 | 0 | 0 | 0 | 0 | 0 | 0 | 0 | 0 | 0 | 0 | 0 | 0 | 0 | 0 | 0 | 0 | 0 | 0 | 0 | 0 | 0 | 0 | 0 | 0 | 0 | 0 | 0 | 0 | 0 | 0 | 0 | 0 | 0 | 0 | 0 | 0 | 0 | 0 | 0 | 0 | 0 | 0 | 0 | 0 | 0 | 0 | 0 | 0 | 0 | 0 | 0 | 0 | 0 | 0 | 0
East of Pisgah Study Area | Mercry Switch | 138 | 0 | 0 | 0 | 0 | 0 | 0 | 0 | 0 | 0 | 0 | 0 | 0 | 0 | 0 | 0 | 0 | 0 | 0 | 0 | 0 | 0 | 0 | 0 | 0 | 0 | 0 | 0 | 0 | 0 | 0 | 0 | 0 | 0 | 0 | 0 | 0 | 0 | 0 | 0 | 0 | 0 | 0 | 0 | 0 | 0 | 0 | 0 | 0 | 0 | 0 | 0 | 0 | 0 | 0 | 0 | 0 | 0 | 0 | 0 | 0 | 0 | 0 | 0 | 0 | 0 | 0 | 0 | 0 | 0 | 0 | 0 | 0 | 0 | 0 | 0 | 0 | 0 | 0 | 0 | 0 | 0 | 0 | 0 | 0
PG&E Kern Study Area | Mesa | 230 | 0 | 0 | 0 | 0 | 0 | 0 | 0 | 0 | 0 | 0 | 0 | 0 | 6.5 | 0 | 0 | 0 | 0 | 0 | 0 | 0 | 0 | 0 | 0 | 0 | 638.94 | 0 | 0 | 0 | 0 | 0 | 0 | 0 | 0 | 0 | 0 | 0 | 638.94 | 0 | 0 | 0 | 0 | 0 | 0 | 0 | 0 | 0 | 0 | 0 | 6.5 | 0 | 0 | 0 | 0 | 0 | 0 | 0 | 0 | 0 | 0 | 0 | 638.94 | 0 | 0 | 0 | 0 | 0 | 0 | 0 | 0 | 0 | 0 | 0 | 638.94 | 0 | 0 | 0 | 0 | 0 | 0 | 0 | 0 | 0 | 0 | 0
PG&E Kern Study Area | Mesa | 115 | 0 | 0 | 0 | 0 | 0 | 0 | 0 | 0 | 0 | 0 | 0 | 0 | 0 | 0 | 0 | 0 | 0 | 0 | 0 | 0 | 0 | 0 | 0 | 0 | 0 | 0 | 0 | 0 | 0 | 0 | 0 | 0 | 0 | 0 | 0 | 0 | 0 | 0 | 0 | 0 | 0 | 0 | 0 | 0 | 0 | 0 | 0 | 0 | 0 | 0 | 0 | 0 | 0 | 0 | 0 | 0 | 0 | 0 | 0 | 0 | 0 | 0 | 0 | 0 | 0 | 0 | 0 | 0 | 0 | 0 | 0 | 0 | 0 | 0 | 0 | 0 | 0 | 0 | 0 | 0 | 0 | 0 | 0 | 0
SCE Metro Study Area | Mesa (SCE) | 500 | 0 | 0 | 0 | 0 | 0 | 0 | 0 | 0 | 0 | 0 | 0 | 0 | 0 | 0 | 0 | 0 | 0 | 0 | 0 | 0 | 0 | 0 | 0 | 0 | 0 | 0 | 0 | 0 | 0 | 0 | 0 | 0 | 0 | 0 | 0 | 0 | 252 | 0 | 0 | 0 | 0 | 0 | 0 | 0 | 0 | 0 | 0 | 0 | 0 | 0 | 0 | 0 | 0 | 0 | 0 | 0 | 0 | 0 | 0 | 0 | 0 | 0 | 0 | 0 | 0 | 0 | 0 | 0 | 0 | 0 | 0 | 0 | 252 | 0 | 0 | 0 | 0 | 0 | 0 | 0 | 0 | 0 | 0 | 0
SCE Metro Study Area | Mesa (SCE) | 230 | 0 | 0 | 0 | 0 | 0 | 0 | 0 | 0 | 0 | 0 | 0 | 0 | 0 | 0 | 0 | 0 | 0 | 0 | 0 | 0 | 0 | 0 | 0 | 0 | 0 | 0 | 0 | 0 | 0 | 0 | 0 | 0 | 0 | 0 | 0 | 0 | 0 | 0 | 0 | 0 | 0 | 0 | 0 | 0 | 0 | 0 | 0 | 0 | 0 | 0 | 0 | 0 | 0 | 0 | 0 | 0 | 0 | 0 | 0 | 0 | 0 | 0 | 0 | 0 | 0 | 0 | 0 | 0 | 0 | 0 | 0 | 0 | 0 | 0 | 0 | 0 | 0 | 0 | 0 | 0 | 0 | 0 | 0 | 0
PG&E Greater Bay Study Area | Metcalf | 500 | 0 | 0 | 0 | 0 | 0 | 0 | 0 | 0 | 0 | 0 | 0 | 0 | 0 | 0 | 0 | 0 | 0 | 0 | 0 | 0 | 0 | 0 | 0 | 0 | 0 | 0 | 0 | 0 | 0 | 0 | 0 | 0 | 0 | 0 | 0 | 0 | 0 | 0 | 0 | 0 | 0 | 0 | 0 | 0 | 0 | 0 | 0 | 0 | 0 | 0 | 0 | 0 | 0 | 0 | 0 | 0 | 0 | 0 | 0 | 0 | 0 | 0 | 0 | 0 | 0 | 0 | 0 | 0 | 0 | 0 | 0 | 0 | 0 | 0 | 0 | 0 | 0 | 0 | 0 | 0 | 0 | 0 | 0 | 0
PG&E Greater Bay Study Area | Metcalf | 230 | 0 | 0 | 0 | 0 | 0 | 0 | 0 | 0 | 0 | 0 | 0 | 0 | 0 | 0 | 0 | 0 | 0 | 0 | 0 | 0 | 0 | 0 | 0 | 0 | 354.88 | 350 | 0 | 0 | 0 | 0 | 0 | 0 | 0 | 0 | 0 | 0 | 354.88 | 350 | 0 | 0 | 0 | 0 | 0 | 0 | 0 | 0 | 0 | 0 | 0 | 0 | 0 | 0 | 0 | 0 | 0 | 0 | 0 | 0 | 0 | 0 | 354.88 | 350 | 0 | 0 | 0 | 0 | 0 | 0 | 0 | 0 | 0 | 0 | 354.88 | 350 | 0 | 0 | 0 | 0 | 0 | 0 | 0 | 0 | 0 | 0
PG&E Greater Bay Study Area | Metcalf | 115 | 0 | 0 | 0 | 0 | 0 | 0 | 0 | 0 | 0 | 0 | 0 | 0 | 0 | 0 | 0 | 0 | 0 | 0 | 0 | 0 | 0 | 0 | 0 | 0 | 0 | 0 | 0 | 0 | 0 | 0 | 0 | 0 | 0 | 0 | 0 | 0 | 0 | 0 | 0 | 0 | 0 | 0 | 0 | 0 | 0 | 0 | 0 | 0 | 0 | 0 | 0 | 0 | 0 | 0 | 0 | 0 | 0 | 0 | 0 | 0 | 0 | 0 | 0 | 0 | 0 | 0 | 0 | 0 | 0 | 0 | 0 | 0 | 0 | 0 | 0 | 0 | 0 | 0 | 0 | 0 | 0 | 0 | 0 | 0
PG&E Kern Study Area | Midway | 500 | 818 | 800 | 0 | 0 | 818 | 0 | 0 | 0 | 0 | 0 | 0 | 0 | 818 | 800 | 0 | 0 | 818 | 0 | 0 | 0 | 0 | 0 | 0 | 0 | 818 | 800 | 0 | 0 | 818 | 0 | 0 | 0 | 0 | 0 | 0 | 0 | 818 | 800 | 0 | 0 | 818 | 0 | 0 | 0 | 0 | 0 | 0 | 0 | 818 | 800 | 0 | 0 | 818 | 0 | 0 | 0 | 0 | 0 | 0 | 0 | 818 | 800 | 0 | 0 | 818 | 0 | 0 | 0 | 0 | 0 | 0 | 0 | 818 | 800 | 0 | 0 | 818 | 0 | 0 | 0 | 0 | 0 | 0 | 0
PG&E Kern Study Area | Midway | 230 | 0 | 0 | 0 | 0 | 0 | 0 | 0 | 0 | 0 | 0 | 0 | 0 | 0 | 0 | 0 | 0 | 0 | 0 | 0 | 0 | 0 | 0 | 0 | 0 | 0 | 0 | 0 | 0 | 0 | 0 | 0 | 0 | 0 | 0 | 0 | 0 | 0 | 0 | 0 | 0 | 0 | 0 | 0 | 0 | 0 | 0 | 0 | 0 | 0 | 0 | 0 | 0 | 0 | 0 | 0 | 0 | 0 | 0 | 0 | 0 | 0 | 0 | 0 | 0 | 0 | 0 | 0 | 0 | 0 | 0 | 0 | 0 | 0 | 0 | 0 | 0 | 0 | 0 | 0 | 0 | 0 | 0 | 0 | 0
PG&E Kern Study Area | Midway | 115 | 102 | 102 | 0 | 0 | 204 | 204 | 0 | 0 | 0 | 0 | 0 | 0 | 184 | 0 | 0 | 0 | 207.4 | 0 | 0 | 0 | 0 | 0 | 0 | 0 | 286 | 102 | 0 | 0 | 411.4 | 204 | 0 | 0 | 0 | 0 | 0 | 0 | 759.2 | 102 | 0 | 0 | 888.1 | 204 | 0 | 0 | 0 | 0 | 0 | 0 | 184 | 0 | 0 | 0 | 207.4 | 0 | 0 | 0 | 0 | 0 | 0 | 0 | 286 | 102 | 0 | 0 | 411.4 | 204 | 0 | 0 | 0 | 0 | 0 | 0 | 759.2 | 102 | 0 | 0 | 888.1 | 204 | 0 | 0 | 0 | 0 | 0 | 0
SDG&E Study Area | Miguel | 500 | 0 | 0 | 0 | 0 | 0 | 0 | 0 | 0 | 0 | 0 | 0 | 0 | 0 | 0 | 0 | 0 | 0 | 0 | 0 | 0 | 0 | 0 | 0 | 0 | 0 | 0 | 0 | 0 | 0 | 0 | 0 | 0 | 0 | 0 | 0 | 0 | 0 | 0 | 0 | 0 | 0 | 0 | 0 | 0 | 0 | 0 | 0 | 0 | 0 | 0 | 0 | 0 | 0 | 0 | 0 | 0 | 0 | 0 | 0 | 0 | 0 | 0 | 0 | 0 | 0 | 0 | 0 | 0 | 0 | 0 | 0 | 0 | 0 | 0 | 0 | 0 | 0 | 0 | 0 | 0 | 0 | 0 | 0 | 0
SDG&E Study Area | Miguel | 230 | 0 | 0 | 0 | 0 | 0 | 0 | 0 | 0 | 0 | 0 | 0 | 0 | 0 | 0 | 0 | 0 | 0 | 0 | 0 | 0 | 0 | 0 | 0 | 0 | 0 | 0 | 0 | 0 | 0 | 0 | 0 | 0 | 0 | 0 | 0 | 0 | 51.4 | 0 | 0 | 0 | 0 | 0 | 0 | 0 | 0 | 0 | 0 | 0 | 0 | 0 | 0 | 0 | 0 | 0 | 0 | 0 | 0 | 0 | 0 | 0 | 0 | 0 | 0 | 0 | 0 | 0 | 0 | 0 | 0 | 0 | 0 | 0 | 0 | 0 | 0 | 0 | 0 | 0 | 0 | 0 | 0 | 0 | 0 | 0
PG&E Greater Bay Study Area | Miller | 115 | 0 | 0 | 0 | 0 | 0 | 0 | 0 | 0 | 0 | 0 | 0 | 0 | 0 | 0 | 0 | 0 | 0 | 0 | 0 | 0 | 0 | 0 | 0 | 0 | 41.436 | 0 | 0 | 0 | 40.562 | 0 | 0 | 0 | 0 | 0 | 0 | 0 | 41.436 | 0 | 0 | 0 | 40.562 | 0 | 0 | 0 | 0 | 0 | 0 | 0 | 0 | 0 | 0 | 0 | 0 | 0 | 0 | 0 | 0 | 0 | 0 | 0 | 41.436 | 0 | 0 | 0 | 40.562 | 0 | 0 | 0 | 0 | 0 | 0 | 0 | 41.436 | 0 | 0 | 0 | 40.562 | 0 | 0 | 0 | 0 | 0 | 0 | 0
SCE Metro Study Area | Mira Loma | 500 | 0 | 0 | 0 | 0 | 0 | 0 | 0 | 0 | 0 | 0 | 0 | 0 | 0 | 0 | 0 | 0 | 0 | 0 | 0 | 0 | 0 | 0 | 0 | 0 | 0 | 0 | 0 | 0 | 0 | 0 | 0 | 0 | 0 | 0 | 0 | 0 | 0 | 0 | 0 | 0 | 0 | 0 | 0 | 0 | 0 | 0 | 0 | 0 | 0 | 0 | 0 | 0 | 0 | 0 | 0 | 0 | 0 | 0 | 0 | 0 | 0 | 0 | 0 | 0 | 0 | 0 | 0 | 0 | 0 | 0 | 0 | 0 | 0 | 0 | 0 | 0 | 0 | 0 | 0 | 0 | 0 | 0 | 0 | 0
SCE Metro Study Area | Mira Loma | 230 | 0 | 0 | 0 | 0 | 0 | 0 | 0 | 0 | 0 | 0 | 0 | 0 | 312.96 | 300 | 0 | 0 | 0 | 0 | 0 | 0 | 0 | 0 | 0 | 0 | 312.96 | 300 | 0 | 0 | 0 | 0 | 0 | 0 | 0 | 0 | 0 | 0 | 1031.631 | 300 | 0 | 0 | 0 | 0 | 0 | 0 | 0 | 0 | 0 | 0 | 312.96 | 300 | 0 | 0 | 0 | 0 | 0 | 0 | 0 | 0 | 0 | 0 | 312.96 | 300 | 0 | 0 | 0 | 0 | 0 | 0 | 0 | 0 | 0 | 0 | 519.051 | 300 | 0 | 0 | 0 | 0 | 0 | 0 | 0 | 0 | 0 | 0
SCE Eastern Study Area | Mirage | 230 | 0 | 0 | 0 | 0 | 0 | 0 | 0 | 0 | 0 | 0 | 0 | 0 | 0 | 0 | 0 | 0 | 0 | 0 | 0 | 0 | 0 | 0 | 0 | 0 | 0 | 0 | 0 | 0 | 0 | 0 | 0 | 0 | 0 | 0 | 0 | 0 | 404.8 | 0 | 0 | 0 | 65 | 0 | 0 | 0 | 0 | 0 | 0 | 0 | 0 | 0 | 0 | 0 | 0 | 0 | 0 | 0 | 0 | 0 | 0 | 0 | 0 | 0 | 0 | 0 | 0 | 0 | 0 | 0 | 0 | 0 | 0 | 0 | 404.8 | 0 | 0 | 0 | 65 | 0 | 0 | 0 | 0 | 0 | 0 | 0
SDG&E Study Area | Mission | 230 | 0 | 0 | 0 | 0 | 0 | 0 | 0 | 0 | 0 | 0 | 0 | 0 | 0 | 0 | 0 | 0 | 0 | 0 | 0 | 0 | 0 | 0 | 0 | 0 | 0 | 0 | 0 | 0 | 0 | 0 | 0 | 0 | 0 | 0 | 0 | 0 | 0 | 0 | 0 | 0 | 0 | 0 | 0 | 0 | 0 | 0 | 0 | 0 | 0 | 0 | 0 | 0 | 0 | 0 | 0 | 0 | 0 | 0 | 0 | 0 | 0 | 0 | 0 | 0 | 0 | 0 | 0 | 0 | 0 | 0 | 0 | 0 | 0 | 0 | 0 | 0 | 0 | 0 | 0 | 0 | 0 | 0 | 0 | 0
PG&E Greater Bay Study Area | Mi-Wuk | 115 | 0 | 0 | 0 | 0 | 0 | 0 | 0 | 0 | 0 | 0 | 0 | 0 | 0 | 0 | 0 | 0 | 0 | 0 | 0 | 0 | 0 | 0 | 0 | 0 | 0 | 0 | 0 | 0 | 0 | 0 | 0 | 0 | 0 | 0 | 0 | 0 | 0 | 0 | 0 | 0 | 0 | 0 | 0 | 0 | 0 | 0 | 0 | 0 | 0 | 0 | 0 | 0 | 0 | 0 | 0 | 0 | 0 | 0 | 0 | 0 | 0 | 0 | 0 | 0 | 0 | 0 | 0 | 0 | 0 | 0 | 0 | 0 | 0 | 0 | 0 | 0 | 0 | 0 | 0 | 0 | 0 | 0 | 0 | 0
East of Pisgah Study Area | Mohave | 500 | 820 | 820 | 0 | 0 | 820 | 0 | 0 | 0 | 0 | 0 | 0 | 0 | 0 | 0 | 0 | 0 | 0 | 0 | 0 | 0 | 0 | 0 | 0 | 0 | 1520 | 1520 | 0 | 0 | 1520 | 0 | 0 | 0 | 0 | 0 | 0 | 0 | 1770 | 1520 | 0 | 0 | 1770 | 0 | 0 | 0 | 0 | 0 | 0 | 0 | 0 | 0 | 0 | 0 | 0 | 0 | 0 | 0 | 0 | 0 | 0 | 0 | 1520 | 1520 | 0 | 0 | 1520 | 0 | 0 | 0 | 0 | 0 | 0 | 0 | 1520 | 1520 | 0 | 0 | 1520 | 0 | 0 | 0 | 0 | 0 | 0 | 0
PG&E North of Greater Bay Study Area | Monroe | 115 | 0 | 0 | 0 | 0 | 0 | 0 | 0 | 0 | 0 | 0 | 0 | 0 | 0 | 0 | 0 | 0 | 0 | 0 | 0 | 0 | 0 | 0 | 0 | 0 | 0 | 0 | 0 | 0 | 0 | 0 | 0 | 0 | 0 | 0 | 0 | 0 | 0 | 0 | 0 | 0 | 0 | 0 | 0 | 0 | 0 | 0 | 0 | 0 | 0 | 0 | 0 | 0 | 0 | 0 | 0 | 0 | 0 | 0 | 0 | 0 | 0 | 0 | 0 | 0 | 0 | 0 | 0 | 0 | 0 | 0 | 0 | 0 | 0 | 0 | 0 | 0 | 0 | 0 | 0 | 0 | 0 | 0 | 0 | 0
PG&E Greater Bay Study Area | Monta Vista | 230 | 0 | 0 | 0 | 0 | 0 | 0 | 0 | 0 | 0 | 0 | 0 | 0 | 0 | 0 | 0 | 0 | 0 | 0 | 0 | 0 | 0 | 0 | 0 | 0 | 0 | 0 | 0 | 0 | 0 | 0 | 0 | 0 | 0 | 0 | 0 | 0 | 606.1 | 0 | 0 | 0 | 0 | 0 | 0 | 0 | 0 | 0 | 0 | 0 | 0 | 0 | 0 | 0 | 0 | 0 | 0 | 0 | 0 | 0 | 0 | 0 | 0 | 0 | 0 | 0 | 0 | 0 | 0 | 0 | 0 | 0 | 0 | 0 | 606.1 | 0 | 0 | 0 | 0 | 0 | 0 | 0 | 0 | 0 | 0 | 0
PG&E North of Greater Bay Study Area | Monticello | 115 | 0 | 0 | 0 | 0 | 0 | 0 | 0 | 0 | 0 | 0 | 0 | 0 | 0 | 0 | 0 | 0 | 0 | 0 | 0 | 0 | 0 | 0 | 0 | 0 | 0 | 0 | 0 | 0 | 0 | 0 | 0 | 0 | 0 | 0 | 0 | 0 | 0 | 0 | 0 | 0 | 0 | 0 | 0 | 0 | 0 | 0 | 0 | 0 | 0 | 0 | 0 | 0 | 0 | 0 | 0 | 0 | 0 | 0 | 0 | 0 | 0 | 0 | 0 | 0 | 0 | 0 | 0 | 0 | 0 | 0 | 0 | 0 | 0 | 0 | 0 | 0 | 0 | 0 | 0 | 0 | 0 | 0 | 0 | 0
SCE Northern Area | Moorpark | 230 | 500 | 500 | 0 | 0 | 0 | 0 | 0 | 0 | 0 | 0 | 0 | 0 | 500 | 500 | 0 | 0 | 0 | 0 | 0 | 0 | 0 | 0 | 0 | 0 | 500 | 500 | 0 | 0 | 0 | 0 | 0 | 0 | 0 | 0 | 0 | 0 | 1989.525 | 500 | 0 | 0 | 0 | 0 | 0 | 0 | 0 | 0 | 0 | 0 | 500 | 500 | 0 | 0 | 0 | 0 | 0 | 0 | 0 | 0 | 0 | 0 | 500 | 500 | 0 | 0 | 0 | 0 | 0 | 0 | 0 | 0 | 0 | 0 | 1989.525 | 500 | 0 | 0 | 0 | 0 | 0 | 0 | 0 | 0 | 0 | 0
PG&E Greater Bay Study Area | Moraga | 230 | 0 | 0 | 0 | 0 | 0 | 0 | 0 | 0 | 0 | 0 | 0 | 0 | 0 | 0 | 0 | 0 | 0 | 0 | 0 | 0 | 0 | 0 | 0 | 0 | 0 | 0 | 0 | 0 | 0 | 0 | 0 | 0 | 0 | 0 | 0 | 0 | 305 | 0 | 0 | 0 | 0 | 0 | 0 | 0 | 0 | 0 | 0 | 0 | 0 | 0 | 0 | 0 | 0 | 0 | 0 | 0 | 0 | 0 | 0 | 0 | 0 | 0 | 0 | 0 | 0 | 0 | 0 | 0 | 0 | 0 | 0 | 0 | 305 | 0 | 0 | 0 | 0 | 0 | 0 | 0 | 0 | 0 | 0 | 0
PG&E Greater Bay Study Area | Moraga | 115 | 0 | 0 | 0 | 0 | 0 | 0 | 0 | 0 | 0 | 0 | 0 | 0 | 0 | 0 | 0 | 0 | 0 | 0 | 0 | 0 | 0 | 0 | 0 | 0 | 0 | 0 | 0 | 0 | 0 | 0 | 0 | 0 | 0 | 0 | 0 | 0 | 0 | 0 | 0 | 0 | 0 | 0 | 0 | 0 | 0 | 0 | 0 | 0 | 0 | 0 | 0 | 0 | 0 | 0 | 0 | 0 | 0 | 0 | 0 | 0 | 0 | 0 | 0 | 0 | 0 | 0 | 0 | 0 | 0 | 0 | 0 | 0 | 0 | 0 | 0 | 0 | 0 | 0 | 0 | 0 | 0 | 0 | 0 | 0
PG&E Greater Bay Study Area | Morgan Hill | 115 | 0 | 0 | 0 | 0 | 0 | 0 | 0 | 0 | 0 | 0 | 0 | 0 | 0 | 0 | 0 | 0 | 0 | 0 | 0 | 0 | 0 | 0 | 0 | 0 | 0 | 0 | 0 | 0 | 0 | 0 | 0 | 0 | 0 | 0 | 0 | 0 | 0 | 0 | 0 | 0 | 0 | 0 | 0 | 0 | 0 | 0 | 0 | 0 | 0 | 0 | 0 | 0 | 0 | 0 | 0 | 0 | 0 | 0 | 0 | 0 | 0 | 0 | 0 | 0 | 0 | 0 | 0 | 0 | 0 | 0 | 0 | 0 | 0 | 0 | 0 | 0 | 0 | 0 | 0 | 0 | 0 | 0 | 0 | 0
PG&E Kern Study Area | Morro Bay (Proposed) | 500 | 0 | 0 | 0 | 0 | 0 | 0 | 0 | 0 | 0 | 0 | 0 | 0 | 0 | 0 | 0 | 0 | 0 | 0 | 0 | 0 | 0 | 0 | 0 | 0 | 0 | 0 | 0 | 0 | 0 | 0 | 0 | 0 | 0 | 0 | 0 | 0 | 319.35 | 0 | 0 | 0 | 0 | 0 | 0 | 0 | 0 | 0 | 1190 | 0 | 0 | 0 | 0 | 0 | 0 | 0 | 0 | 0 | 0 | 0 | 0 | 0 | 0 | 0 | 0 | 0 | 0 | 0 | 0 | 0 | 0 | 0 | 0 | 0 | 319.35 | 0 | 0 | 0 | 0 | 0 | 0 | 0 | 0 | 0 | 1190 | 0
PG&E Kern Study Area | Morro Bay | 230 | 0 | 0 | 0 | 0 | 0 | 0 | 0 | 0 | 0 | 0 | 0 | 0 | 0 | 0 | 0 | 0 | 0 | 0 | 0 | 0 | 0 | 0 | 0 | 0 | 108 | 0 | 500 | 464.9 | 0 | 0 | 0 | 0 | 0 | 0 | 0 | 0 | 513.4 | 0 | 500 | 464.9 | 0 | 0 | 0 | 0 | 0 | 0 | 628.65 | 0 | 0 | 0 | 0 | 0 | 0 | 0 | 0 | 0 | 0 | 0 | 0 | 0 | 108 | 0 | 500 | 464.9 | 0 | 0 | 0 | 0 | 0 | 0 | 0 | 0 | 513.4 | 0 | 500 | 464.9 | 0 | 0 | 0 | 0 | 0 | 0 | 628.65 | 0
PG&E Kern Study Area | Morro Bay | 115 | 0 | 0 | 0 | 0 | 0 | 0 | 0 | 0 | 0 | 0 | 0 | 0 | 0 | 0 | 0 | 0 | 0 | 0 | 0 | 0 | 0 | 0 | 0 | 0 | 0 | 0 | 0 | 0 | 0 | 0 | 0 | 0 | 0 | 0 | 0 | 0 | 0 | 0 | 0 | 0 | 0 | 0 | 0 | 0 | 0 | 0 | 0 | 0 | 0 | 0 | 0 | 0 | 0 | 0 | 0 | 0 | 0 | 0 | 0 | 0 | 0 | 0 | 0 | 0 | 0 | 0 | 0 | 0 | 0 | 0 | 0 | 0 | 0 | 0 | 0 | 0 | 0 | 0 | 0 | 0 | 0 | 0 | 0 | 0
PG&E Greater Bay Study Area | Moss Landing | 500 | 0 | 0 | 0 | 0 | 0 | 0 | 0 | 0 | 0 | 0 | 0 | 0 | 782.79 | 750 | 0 | 0 | 0 | 0 | 0 | 0 | 0 | 0 | 0 | 0 | 782.79 | 750 | 0 | 0 | 0 | 0 | 0 | 0 | 0 | 0 | 0 | 0 | 1539.603 | 750 | 0 | 0 | 0 | 0 | 0 | 0 | 0 | 0 | 1525.172 | 0 | 782.79 | 750 | 0 | 0 | 0 | 0 | 0 | 0 | 0 | 0 | 0 | 0 | 782.79 | 750 | 0 | 0 | 0 | 0 | 0 | 0 | 0 | 0 | 0 | 0 | 1539.603 | 750 | 0 | 0 | 0 | 0 | 0 | 0 | 0 | 0 | 1525.172 | 0
PG&E Greater Bay Study Area | Moss Landing | 230 | 0 | 0 | 0 | 0 | 0 | 0 | 0 | 0 | 0 | 0 | 0 | 0 | 0 | 0 | 0 | 0 | 0 | 0 | 0 | 0 | 0 | 0 | 0 | 0 | 0 | 0 | 0 | 0 | 0 | 0 | 0 | 0 | 0 | 0 | 0 | 0 | 0 | 0 | 0 | 0 | 0 | 0 | 0 | 0 | 0 | 0 | 0 | 0 | 0 | 0 | 0 | 0 | 0 | 0 | 0 | 0 | 0 | 0 | 0 | 0 | 0 | 0 | 0 | 0 | 0 | 0 | 0 | 0 | 0 | 0 | 0 | 0 | 0 | 0 | 0 | 0 | 0 | 0 | 0 | 0 | 0 | 0 | 0 | 0
PG&E Greater Bay Study Area | Moss Landing | 115 | 0 | 0 | 0 | 0 | 0 | 0 | 0 | 0 | 0 | 0 | 0 | 0 | 0 | 0 | 0 | 0 | 0 | 0 | 0 | 0 | 0 | 0 | 0 | 0 | 0 | 0 | 0 | 0 | 0 | 0 | 0 | 0 | 0 | 0 | 0 | 0 | 0 | 0 | 0 | 0 | 0 | 0 | 0 | 0 | 0 | 0 | 0 | 0 | 0 | 0 | 0 | 0 | 0 | 0 | 0 | 0 | 0 | 0 | 0 | 0 | 0 | 0 | 0 | 0 | 0 | 0 | 0 | 0 | 0 | 0 | 0 | 0 | 0 | 0 | 0 | 0 | 0 | 0 | 0 | 0 | 0 | 0 | 0 | 0
PG&E Kern Study Area | Mt Poso | 115 | 0 | 0 | 0 | 0 | 0 | 0 | 0 | 0 | 0 | 0 | 0 | 0 | 0 | 0 | 0 | 0 | 0 | 0 | 0 | 0 | 0 | 0 | 0 | 0 | 0 | 0 | 0 | 0 | 0 | 0 | 0 | 0 | 0 | 0 | 0 | 0 | 0 | 0 | 0 | 0 | 0 | 0 | 0 | 0 | 0 | 0 | 0 | 0 | 0 | 0 | 0 | 0 | 0 | 0 | 0 | 0 | 0 | 0 | 0 | 0 | 0 | 0 | 0 | 0 | 0 | 0 | 0 | 0 | 0 | 0 | 0 | 0 | 0 | 0 | 0 | 0 | 0 | 0 | 0 | 0 | 0 | 0 | 0 | 0
PG&E Fresno Study Area | Mustang | 230 | 300 | 0 | 0 | 0 | 310.707 | 0 | 0 | 0 | 0 | 0 | 0 | 0 | 0 | 0 | 0 | 0 | 0 | 0 | 0 | 0 | 0 | 0 | 0 | 0 | 300 | 0 | 0 | 0 | 310.707 | 0 | 0 | 0 | 0 | 0 | 0 | 0 | 300 | 0 | 0 | 0 | 310.707 | 0 | 0 | 0 | 0 | 0 | 0 | 0 | 0 | 0 | 0 | 0 | 0 | 0 | 0 | 0 | 0 | 0 | 0 | 0 | 300 | 0 | 0 | 0 | 310.707 | 0 | 0 | 0 | 0 | 0 | 0 | 0 | 300 | 0 | 0 | 0 | 310.707 | 0 | 0 | 0 | 0 | 0 | 0 | 0
PG&E Fresno Study Area | New Melones | 230 | 0 | 0 | 0 | 0 | 0 | 0 | 0 | 0 | 0 | 0 | 0 | 0 | 0 | 0 | 0 | 0 | 0 | 0 | 0 | 0 | 0 | 0 | 0 | 0 | 0 | 0 | 0 | 0 | 0 | 0 | 0 | 0 | 0 | 0 | 0 | 0 | 0 | 0 | 0 | 0 | 0 | 0 | 0 | 0 | 0 | 0 | 0 | 0 | 0 | 0 | 0 | 0 | 0 | 0 | 0 | 0 | 0 | 0 | 0 | 0 | 0 | 0 | 0 | 0 | 0 | 0 | 0 | 0 | 0 | 0 | 0 | 0 | 0 | 0 | 0 | 0 | 0 | 0 | 0 | 0 | 0 | 0 | 0 | 0
PG&E Greater Bay Study Area | Newark | 230 | 0 | 0 | 0 | 0 | 0 | 0 | 0 | 0 | 0 | 0 | 0 | 0 | 0 | 0 | 0 | 0 | 0 | 0 | 0 | 0 | 0 | 0 | 0 | 0 | 0 | 0 | 0 | 0 | 0 | 0 | 0 | 0 | 0 | 0 | 0 | 0 | 252 | 0 | 0 | 0 | 0 | 0 | 0 | 0 | 0 | 0 | 0 | 0 | 0 | 0 | 0 | 0 | 0 | 0 | 0 | 0 | 0 | 0 | 0 | 0 | 0 | 0 | 0 | 0 | 0 | 0 | 0 | 0 | 0 | 0 | 0 | 0 | 252 | 0 | 0 | 0 | 0 | 0 | 0 | 0 | 0 | 0 | 0 | 0
PG&E Greater Bay Study Area | Newark | 115 | 0 | 0 | 0 | 0 | 0 | 0 | 0 | 0 | 0 | 0 | 0 | 0 | 0 | 0 | 0 | 0 | 0 | 0 | 0 | 0 | 0 | 0 | 0 | 0 | 0 | 0 | 0 | 0 | 0 | 0 | 0 | 0 | 0 | 0 | 0 | 0 | 0 | 0 | 0 | 0 | 0 | 0 | 0 | 0 | 0 | 0 | 0 | 0 | 0 | 0 | 0 | 0 | 0 | 0 | 0 | 0 | 0 | 0 | 0 | 0 | 0 | 0 | 0 | 0 | 0 | 0 | 0 | 0 | 0 | 0 | 0 | 0 | 0 | 0 | 0 | 0 | 0 | 0 | 0 | 0 | 0 | 0 | 0 | 0
PG&E Fresno Study Area | Newhall | 115 | 0 | 0 | 0 | 0 | 0 | 0 | 0 | 0 | 0 | 0 | 0 | 0 | 0 | 0 | 0 | 0 | 0 | 0 | 0 | 0 | 0 | 0 | 0 | 0 | 0 | 0 | 0 | 0 | 0 | 0 | 0 | 0 | 0 | 0 | 0 | 0 | 0 | 0 | 0 | 0 | 0 | 0 | 0 | 0 | 0 | 0 | 0 | 0 | 0 | 0 | 0 | 0 | 0 | 0 | 0 | 0 | 0 | 0 | 0 | 0 | 0 | 0 | 0 | 0 | 0 | 0 | 0 | 0 | 0 | 0 | 0 | 0 | 0 | 0 | 0 | 0 | 0 | 0 | 0 | 0 | 0 | 0 | 0 | 0
PG&E Kern Study Area | Norco | 115 | 0 | 0 | 0 | 0 | 0 | 0 | 0 | 0 | 0 | 0 | 0 | 0 | 0 | 0 | 0 | 0 | 0 | 0 | 0 | 0 | 0 | 0 | 0 | 0 | 0 | 0 | 0 | 0 | 0 | 0 | 0 | 0 | 0 | 0 | 0 | 0 | 0 | 0 | 0 | 0 | 0 | 0 | 0 | 0 | 0 | 0 | 0 | 0 | 0 | 0 | 0 | 0 | 0 | 0 | 0 | 0 | 0 | 0 | 0 | 0 | 0 | 0 | 0 | 0 | 0 | 0 | 0 | 0 | 0 | 0 | 0 | 0 | 0 | 0 | 0 | 0 | 0 | 0 | 0 | 0 | 0 | 0 | 0 | 0
SDG&E Study Area | North City Metering | 138 | 0 | 0 | 0 | 0 | 0 | 0 | 0 | 0 | 0 | 0 | 0 | 0 | 0 | 0 | 0 | 0 | 0 | 0 | 0 | 0 | 0 | 0 | 0 | 0 | 0 | 0 | 0 | 0 | 0 | 0 | 0 | 0 | 0 | 0 | 0 | 0 | 0 | 0 | 0 | 0 | 0 | 0 | 0 | 0 | 0 | 0 | 0 | 0 | 0 | 0 | 0 | 0 | 0 | 0 | 0 | 0 | 0 | 0 | 0 | 0 | 0 | 0 | 0 | 0 | 0 | 0 | 0 | 0 | 0 | 0 | 0 | 0 | 0 | 0 | 0 | 0 | 0 | 0 | 0 | 0 | 0 | 0 | 0 | 0
PG&E Greater Bay Study Area | North Dublin | 230 | 0 | 0 | 0 | 0 | 0 | 0 | 0 | 0 | 0 | 0 | 0 | 0 | 0 | 0 | 0 | 0 | 0 | 0 | 0 | 0 | 0 | 0 | 0 | 0 | 0 | 0 | 0 | 0 | 0 | 0 | 0 | 0 | 0 | 0 | 0 | 0 | 0 | 0 | 0 | 0 | 0 | 0 | 0 | 0 | 0 | 0 | 0 | 0 | 0 | 0 | 0 | 0 | 0 | 0 | 0 | 0 | 0 | 0 | 0 | 0 | 0 | 0 | 0 | 0 | 0 | 0 | 0 | 0 | 0 | 0 | 0 | 0 | 0 | 0 | 0 | 0 | 0 | 0 | 0 | 0 | 0 | 0 | 0 | 0
SDG&E Study Area | North Gila | 500 | 0 | 0 | 0 | 0 | 0 | 0 | 0 | 0 | 0 | 0 | 0 | 0 | 0 | 0 | 0 | 0 | 0 | 0 | 0 | 0 | 0 | 0 | 0 | 0 | 0 | 0 | 0 | 0 | 0 | 0 | 0 | 0 | 0 | 0 | 0 | 0 | 0 | 0 | 0 | 0 | 0 | 0 | 0 | 0 | 0 | 0 | 0 | 0 | 0 | 0 | 0 | 0 | 0 | 0 | 0 | 0 | 0 | 0 | 0 | 0 | 0 | 0 | 0 | 0 | 0 | 0 | 0 | 0 | 0 | 0 | 0 | 0 | 0 | 0 | 0 | 0 | 0 | 0 | 0 | 0 | 0 | 0 | 0 | 0
SDG&E Study Area | New Sub - North Gila - IV (Proposed) | 500 | 0 | 0 | 0 | 0 | 0 | 0 | 0 | 0 | 0 | 0 | 0 | 0 | 0 | 0 | 0 | 0 | 0 | 0 | 0 | 0 | 0 | 0 | 0 | 0 | 0 | 0 | 0 | 0 | 0 | 0 | 0 | 0 | 0 | 0 | 0 | 0 | 1182.38 | 0 | 0 | 0 | 1182.38 | 0 | 0 | 0 | 0 | 0 | 0 | 0 | 0 | 0 | 0 | 0 | 0 | 0 | 0 | 0 | 0 | 0 | 0 | 0 | 0 | 0 | 0 | 0 | 0 | 0 | 0 | 0 | 0 | 0 | 0 | 0 | 1182.38 | 0 | 0 | 0 | 1182.38 | 0 | 0 | 0 | 0 | 0 | 0 | 0
PG&E Greater Bay Study Area | Oakland C | 115 | 0 | 0 | 0 | 0 | 0 | 0 | 0 | 0 | 0 | 0 | 0 | 0 | 0 | 0 | 0 | 0 | 0 | 0 | 0 | 0 | 0 | 0 | 0 | 0 | 0.65 | 0 | 0 | 0 | 0 | 0 | 0 | 0 | 0 | 0 | 0 | 0 | 126.65 | 0 | 0 | 0 | 0 | 0 | 0 | 0 | 0 | 0 | 0 | 0 | 0 | 0 | 0 | 0 | 0 | 0 | 0 | 0 | 0 | 0 | 0 | 0 | 0.65 | 0 | 0 | 0 | 0 | 0 | 0 | 0 | 0 | 0 | 0 | 0 | 126.65 | 0 | 0 | 0 | 0 | 0 | 0 | 0 | 0 | 0 | 0 | 0
PG&E Greater Bay Study Area | Oakland J | 115 | 0 | 0 | 0 | 0 | 0 | 0 | 0 | 0 | 0 | 0 | 0 | 0 | 0 | 0 | 0 | 0 | 0 | 0 | 0 | 0 | 0 | 0 | 0 | 0 | 0 | 0 | 0 | 0 | 0 | 0 | 0 | 0 | 0 | 0 | 0 | 0 | 0 | 0 | 0 | 0 | 0 | 0 | 0 | 0 | 0 | 0 | 0 | 0 | 0 | 0 | 0 | 0 | 0 | 0 | 0 | 0 | 0 | 0 | 0 | 0 | 0 | 0 | 0 | 0 | 0 | 0 | 0 | 0 | 0 | 0 | 0 | 0 | 0 | 0 | 0 | 0 | 0 | 0 | 0 | 0 | 0 | 0 | 0 | 0
PG&E Kern Study Area | Oceano | 115 | 0 | 0 | 0 | 0 | 0 | 0 | 0 | 0 | 0 | 0 | 0 | 0 | 0 | 0 | 0 | 0 | 0 | 0 | 0 | 0 | 0 | 0 | 0 | 0 | 0 | 0 | 0 | 0 | 0 | 0 | 0 | 0 | 0 | 0 | 0 | 0 | 0 | 0 | 0 | 0 | 0 | 0 | 0 | 0 | 0 | 0 | 0 | 0 | 0 | 0 | 0 | 0 | 0 | 0 | 0 | 0 | 0 | 0 | 0 | 0 | 0 | 0 | 0 | 0 | 0 | 0 | 0 | 0 | 0 | 0 | 0 | 0 | 0 | 0 | 0 | 0 | 0 | 0 | 0 | 0 | 0 | 0 | 0 | 0
SDG&E Study Area | Ocotillo Express | 500 | 0 | 0 | 0 | 0 | 0 | 0 | 0 | 0 | 0 | 0 | 0 | 0 | 0 | 0 | 0 | 0 | 0 | 0 | 0 | 0 | 0 | 0 | 0 | 0 | 0 | 0 | 0 | 0 | 0 | 0 | 0 | 0 | 0 | 0 | 0 | 0 | 0 | 0 | 0 | 0 | 0 | 0 | 0 | 0 | 0 | 0 | 0 | 0 | 0 | 0 | 0 | 0 | 0 | 0 | 0 | 0 | 0 | 0 | 0 | 0 | 0 | 0 | 0 | 0 | 0 | 0 | 0 | 0 | 0 | 0 | 0 | 0 | 0 | 0 | 0 | 0 | 0 | 0 | 0 | 0 | 0 | 0 | 0 | 0
SDG&E Study Area | Old Town | 230 | 0 | 0 | 0 | 0 | 0 | 0 | 0 | 0 | 0 | 0 | 0 | 0 | 0 | 0 | 0 | 0 | 0 | 0 | 0 | 0 | 0 | 0 | 0 | 0 | 0 | 0 | 0 | 0 | 0 | 0 | 0 | 0 | 0 | 0 | 0 | 0 | 0 | 0 | 0 | 0 | 0 | 0 | 0 | 0 | 0 | 0 | 0 | 0 | 0 | 0 | 0 | 0 | 0 | 0 | 0 | 0 | 0 | 0 | 0 | 0 | 0 | 0 | 0 | 0 | 0 | 0 | 0 | 0 | 0 | 0 | 0 | 0 | 0 | 0 | 0 | 0 | 0 | 0 | 0 | 0 | 0 | 0 | 0 | 0
SCE Metro Study Area | Olinda | 230 | 0 | 0 | 0 | 0 | 0 | 0 | 0 | 0 | 0 | 0 | 0 | 0 | 0 | 0 | 0 | 0 | 0 | 0 | 0 | 0 | 0 | 0 | 0 | 0 | 0 | 0 | 0 | 0 | 0 | 0 | 0 | 0 | 0 | 0 | 0 | 0 | 0 | 0 | 0 | 0 | 0 | 0 | 0 | 0 | 0 | 0 | 0 | 0 | 0 | 0 | 0 | 0 | 0 | 0 | 0 | 0 | 0 | 0 | 0 | 0 | 0 | 0 | 0 | 0 | 0 | 0 | 0 | 0 | 0 | 0 | 0 | 0 | 0 | 0 | 0 | 0 | 0 | 0 | 0 | 0 | 0 | 0 | 0 | 0
PG&E Kern Study Area | Olive | 115 | 0 | 0 | 0 | 0 | 0 | 0 | 0 | 0 | 0 | 0 | 0 | 0 | 0 | 0 | 0 | 0 | 0 | 0 | 0 | 0 | 0 | 0 | 0 | 0 | 0 | 0 | 0 | 0 | 0 | 0 | 0 | 0 | 0 | 0 | 0 | 0 | 163.268 | 0 | 0 | 0 | 163.268 | 0 | 0 | 0 | 0 | 0 | 0 | 0 | 0 | 0 | 0 | 0 | 0 | 0 | 0 | 0 | 0 | 0 | 0 | 0 | 0 | 0 | 0 | 0 | 0 | 0 | 0 | 0 | 0 | 0 | 0 | 0 | 163.268 | 0 | 0 | 0 | 163.268 | 0 | 0 | 0 | 0 | 0 | 0 | 0
PG&E North of Greater Bay Study Area | Olivehurst | 115 | 0 | 0 | 0 | 0 | 0 | 0 | 0 | 0 | 0 | 0 | 0 | 0 | 0 | 0 | 0 | 0 | 0 | 0 | 0 | 0 | 0 | 0 | 0 | 0 | 0 | 0 | 0 | 0 | 0 | 0 | 0 | 0 | 0 | 0 | 0 | 0 | 0 | 0 | 0 | 0 | 0 | 0 | 0 | 0 | 0 | 0 | 0 | 0 | 0 | 0 | 0 | 0 | 0 | 0 | 0 | 0 | 0 | 0 | 0 | 0 | 0 | 0 | 0 | 0 | 0 | 0 | 0 | 0 | 0 | 0 | 0 | 0 | 0 | 0 | 0 | 0 | 0 | 0 | 0 | 0 | 0 | 0 | 0 | 0
SCE Northern Area | Ormond Beach | 230 | 0 | 0 | 0 | 0 | 0 | 0 | 0 | 0 | 0 | 0 | 0 | 0 | 0 | 0 | 0 | 0 | 0 | 0 | 0 | 0 | 0 | 0 | 0 | 0 | 0 | 0 | 0 | 0 | 0 | 0 | 0 | 0 | 0 | 0 | 0 | 0 | 0 | 0 | 0 | 0 | 0 | 0 | 0 | 0 | 0 | 0 | 0 | 0 | 0 | 0 | 0 | 0 | 0 | 0 | 0 | 0 | 0 | 0 | 0 | 0 | 0 | 0 | 0 | 0 | 0 | 0 | 0 | 0 | 0 | 0 | 0 | 0 | 0 | 0 | 0 | 0 | 0 | 0 | 0 | 0 | 0 | 0 | 0 | 0
SDG&E Study Area | Otay | 69 | 0 | 0 | 0 | 0 | 0 | 0 | 0 | 0 | 0 | 0 | 0 | 0 | 50 | 0 | 0 | 0 | 0 | 0 | 0 | 0 | 0 | 0 | 0 | 0 | 50 | 0 | 0 | 0 | 0 | 0 | 0 | 0 | 0 | 0 | 0 | 0 | 50 | 0 | 0 | 0 | 0 | 0 | 0 | 0 | 0 | 0 | 0 | 0 | 50 | 0 | 0 | 0 | 0 | 0 | 0 | 0 | 0 | 0 | 0 | 0 | 50 | 0 | 0 | 0 | 0 | 0 | 0 | 0 | 0 | 0 | 0 | 0 | 50 | 0 | 0 | 0 | 0 | 0 | 0 | 0 | 0 | 0 | 0 | 0
SDG&E Study Area | Otay Mesa | 230 | 0 | 0 | 0 | 0 | 0 | 0 | 0 | 0 | 0 | 0 | 0 | 0 | 0 | 0 | 0 | 0 | 0 | 0 | 0 | 0 | 0 | 0 | 0 | 0 | 312.96 | 0 | 0 | 0 | 0 | 0 | 0 | 0 | 0 | 0 | 0 | 0 | 882.21 | 0 | 0 | 0 | 0 | 0 | 0 | 0 | 0 | 0 | 0 | 0 | 0 | 0 | 0 | 0 | 0 | 0 | 0 | 0 | 0 | 0 | 0 | 0 | 312.96 | 0 | 0 | 0 | 0 | 0 | 0 | 0 | 0 | 0 | 0 | 0 | 312.96 | 0 | 0 | 0 | 0 | 0 | 0 | 0 | 0 | 0 | 0 | 0
PG&E Fresno Study Area | Padre Flats SW STA | 230 | 0 | 0 | 0 | 0 | 0 | 0 | 0 | 0 | 0 | 0 | 0 | 0 | 0 | 0 | 0 | 0 | 0 | 0 | 0 | 0 | 0 | 0 | 0 | 0 | 0 | 0 | 0 | 0 | 0 | 0 | 0 | 0 | 0 | 0 | 0 | 0 | 0 | 0 | 0 | 0 | 0 | 0 | 0 | 0 | 0 | 0 | 0 | 0 | 0 | 0 | 0 | 0 | 0 | 0 | 0 | 0 | 0 | 0 | 0 | 0 | 0 | 0 | 0 | 0 | 0 | 0 | 0 | 0 | 0 | 0 | 0 | 0 | 0 | 0 | 0 | 0 | 0 | 0 | 0 | 0 | 0 | 0 | 0 | 0
East of Pisgah Study Area | Pahrump | 230 | 0 | 0 | 0 | 0 | 0 | 0 | 0 | 0 | 0 | 0 | 0 | 0 | 0 | 0 | 0 | 0 | 0 | 0 | 0 | 0 | 0 | 0 | 0 | 0 | 0 | 0 | 0 | 0 | 0 | 0 | 0 | 0 | 0 | 0 | 0 | 0 | 0 | 0 | 0 | 0 | 0 | 0 | 0 | 0 | 0 | 0 | 0 | 0 | 0 | 0 | 0 | 0 | 0 | 0 | 0 | 0 | 0 | 0 | 0 | 0 | 0 | 0 | 0 | 0 | 0 | 0 | 0 | 0 | 0 | 0 | 0 | 0 | 0 | 0 | 0 | 0 | 0 | 0 | 0 | 0 | 0 | 0 | 0 | 0
East of Pisgah Study Area | Pahrump | 138 | 0 | 0 | 0 | 0 | 0 | 0 | 0 | 0 | 0 | 0 | 0 | 0 | 0 | 0 | 0 | 0 | 0 | 0 | 0 | 0 | 0 | 0 | 0 | 0 | 0 | 0 | 0 | 0 | 0 | 0 | 0 | 0 | 0 | 0 | 0 | 0 | 0 | 0 | 0 | 0 | 0 | 0 | 0 | 0 | 0 | 0 | 0 | 0 | 0 | 0 | 0 | 0 | 0 | 0 | 0 | 0 | 0 | 0 | 0 | 0 | 0 | 0 | 0 | 0 | 0 | 0 | 0 | 0 | 0 | 0 | 0 | 0 | 0 | 0 | 0 | 0 | 0 | 0 | 0 | 0 | 0 | 0 | 0 | 0
SDG&E Study Area | Pala | 69 | 0 | 0 | 0 | 0 | 0 | 0 | 0 | 0 | 0 | 0 | 0 | 0 | 0 | 0 | 0 | 0 | 0 | 0 | 0 | 0 | 0 | 0 | 0 | 0 | 0 | 0 | 0 | 0 | 0 | 0 | 0 | 0 | 0 | 0 | 0 | 0 | 0 | 0 | 0 | 0 | 0 | 0 | 0 | 0 | 0 | 0 | 0 | 0 | 0 | 0 | 0 | 0 | 0 | 0 | 0 | 0 | 0 | 0 | 0 | 0 | 0 | 0 | 0 | 0 | 0 | 0 | 0 | 0 | 0 | 0 | 0 | 0 | 0 | 0 | 0 | 0 | 0 | 0 | 0 | 0 | 0 | 0 | 0 | 0
PG&E North of Greater Bay Study Area | Palermo | 230 | 0 | 0 | 0 | 0 | 0 | 0 | 0 | 0 | 0 | 0 | 0 | 0 | 0 | 0 | 0 | 0 | 0 | 0 | 0 | 0 | 0 | 0 | 0 | 0 | 0 | 0 | 0 | 0 | 0 | 0 | 0 | 0 | 0 | 0 | 0 | 0 | 213.55 | 0 | 0 | 0 | 0 | 0 | 0 | 0 | 0 | 0 | 0 | 0 | 0 | 0 | 0 | 0 | 0 | 0 | 0 | 0 | 0 | 0 | 0 | 0 | 0 | 0 | 0 | 0 | 0 | 0 | 0 | 0 | 0 | 0 | 0 | 0 | 213.55 | 0 | 0 | 0 | 0 | 0 | 0 | 0 | 0 | 0 | 0 | 0
PG&E North of Greater Bay Study Area | Palermo | 115 | 0 | 0 | 0 | 0 | 0 | 0 | 0 | 0 | 0 | 0 | 0 | 0 | 0 | 0 | 0 | 0 | 0 | 0 | 0 | 0 | 0 | 0 | 0 | 0 | 0 | 0 | 0 | 0 | 0 | 0 | 0 | 0 | 0 | 0 | 0 | 0 | 0 | 0 | 0 | 0 | 0 | 0 | 0 | 0 | 0 | 0 | 0 | 0 | 0 | 0 | 0 | 0 | 0 | 0 | 0 | 0 | 0 | 0 | 0 | 0 | 0 | 0 | 0 | 0 | 0 | 0 | 0 | 0 | 0 | 0 | 0 | 0 | 0 | 0 | 0 | 0 | 0 | 0 | 0 | 0 | 0 | 0 | 0 | 0
SCE Eastern Study Area | Palo Verde | 500 | 0 | 0 | 0 | 0 | 0 | 0 | 0 | 0 | 0 | 0 | 0 | 0 | 0 | 0 | 0 | 0 | 0 | 0 | 0 | 0 | 0 | 0 | 0 | 0 | 0 | 0 | 0 | 0 | 0 | 0 | 0 | 0 | 0 | 0 | 0 | 0 | 0 | 0 | 0 | 0 | 0 | 0 | 0 | 0 | 0 | 0 | 0 | 0 | 0 | 0 | 0 | 0 | 0 | 0 | 0 | 0 | 0 | 0 | 0 | 0 | 0 | 0 | 0 | 0 | 0 | 0 | 0 | 0 | 0 | 0 | 0 | 0 | 0 | 0 | 0 | 0 | 0 | 0 | 0 | 0 | 0 | 0 | 0 | 0
SDG&E Study Area | Palomar Energy | 230 | 0 | 0 | 0 | 0 | 0 | 0 | 0 | 0 | 0 | 0 | 0 | 0 | 0 | 0 | 0 | 0 | 0 | 0 | 0 | 0 | 0 | 0 | 0 | 0 | 0 | 0 | 0 | 0 | 0 | 0 | 0 | 0 | 0 | 0 | 0 | 0 | 0 | 0 | 0 | 0 | 0 | 0 | 0 | 0 | 0 | 0 | 0 | 0 | 0 | 0 | 0 | 0 | 0 | 0 | 0 | 0 | 0 | 0 | 0 | 0 | 0 | 0 | 0 | 0 | 0 | 0 | 0 | 0 | 0 | 0 | 0 | 0 | 0 | 0 | 0 | 0 | 0 | 0 | 0 | 0 | 0 | 0 | 0 | 0
PG&E Fresno Study Area | Panoche | 115 | 0 | 0 | 0 | 0 | 0 | 0 | 0 | 0 | 0 | 0 | 0 | 0 | 0 | 0 | 0 | 0 | 0 | 0 | 0 | 0 | 0 | 0 | 0 | 0 | 0 | 0 | 0 | 0 | 0 | 0 | 0 | 0 | 0 | 0 | 0 | 0 | 0 | 0 | 0 | 0 | 0 | 0 | 0 | 0 | 0 | 0 | 0 | 0 | 0 | 0 | 0 | 0 | 0 | 0 | 0 | 0 | 0 | 0 | 0 | 0 | 0 | 0 | 0 | 0 | 0 | 0 | 0 | 0 | 0 | 0 | 0 | 0 | 0 | 0 | 0 | 0 | 0 | 0 | 0 | 0 | 0 | 0 | 0 | 0
PG&E Fresno Study Area | Panoche | 230 | 0 | 0 | 0 | 0 | 0 | 0 | 0 | 0 | 0 | 0 | 0 | 0 | 0 | 0 | 0 | 0 | 0 | 0 | 0 | 0 | 0 | 0 | 0 | 0 | 0 | 0 | 0 | 0 | 0 | 0 | 0 | 0 | 0 | 0 | 0 | 0 | 5 | 0 | 0 | 0 | 0 | 0 | 0 | 0 | 0 | 0 | 0 | 0 | 0 | 0 | 0 | 0 | 0 | 0 | 0 | 0 | 0 | 0 | 0 | 0 | 0 | 0 | 0 | 0 | 0 | 0 | 0 | 0 | 0 | 0 | 0 | 0 | 5 | 0 | 0 | 0 | 0 | 0 | 0 | 0 | 0 | 0 | 0 | 0
SCE Northern Area | Pardee | 230 | 0 | 0 | 0 | 0 | 0 | 0 | 0 | 0 | 0 | 0 | 0 | 0 | 0 | 0 | 0 | 0 | 0 | 0 | 0 | 0 | 0 | 0 | 0 | 0 | 0 | 0 | 0 | 0 | 0 | 0 | 0 | 0 | 0 | 0 | 0 | 0 | 0 | 0 | 0 | 0 | 0 | 0 | 0 | 0 | 0 | 0 | 0 | 0 | 0 | 0 | 0 | 0 | 0 | 0 | 0 | 0 | 0 | 0 | 0 | 0 | 0 | 0 | 0 | 0 | 0 | 0 | 0 | 0 | 0 | 0 | 0 | 0 | 0 | 0 | 0 | 0 | 0 | 0 | 0 | 0 | 0 | 0 | 0 | 0
PG&E North of Greater Bay Study Area | Parkway | 230 | 0 | 0 | 0 | 0 | 0 | 0 | 0 | 0 | 0 | 0 | 0 | 0 | 0 | 0 | 0 | 0 | 0 | 0 | 0 | 0 | 0 | 0 | 0 | 0 | 0 | 0 | 0 | 0 | 0 | 0 | 0 | 0 | 0 | 0 | 0 | 0 | 0 | 0 | 0 | 0 | 0 | 0 | 0 | 0 | 0 | 0 | 0 | 0 | 0 | 0 | 0 | 0 | 0 | 0 | 0 | 0 | 0 | 0 | 0 | 0 | 0 | 0 | 0 | 0 | 0 | 0 | 0 | 0 | 0 | 0 | 0 | 0 | 0 | 0 | 0 | 0 | 0 | 0 | 0 | 0 | 0 | 0 | 0 | 0
SCE Northern Area | Pastoria | 230 | 0 | 0 | 0 | 0 | 1.875 | 0 | 0 | 0 | 0 | 0 | 0 | 0 | 0 | 0 | 0 | 0 | 1.875 | 0 | 0 | 0 | 0 | 0 | 0 | 0 | 0 | 0 | 0 | 0 | 1.875 | 0 | 0 | 0 | 0 | 0 | 0 | 0 | 0 | 0 | 0 | 0 | 1.875 | 0 | 0 | 0 | 0 | 0 | 0 | 0 | 0 | 0 | 0 | 0 | 1.875 | 0 | 0 | 0 | 0 | 0 | 0 | 0 | 0 | 0 | 0 | 0 | 1.875 | 0 | 0 | 0 | 0 | 0 | 0 | 0 | 0 | 0 | 0 | 0 | 1.875 | 0 | 0 | 0 | 0 | 0 | 0 | 0
SCE Metro Study Area | Padua | 230 | 0 | 0 | 0 | 0 | 0 | 0 | 0 | 0 | 0 | 0 | 0 | 0 | 0 | 0 | 0 | 0 | 0 | 0 | 0 | 0 | 0 | 0 | 0 | 0 | 0 | 0 | 0 | 0 | 0 | 0 | 0 | 0 | 0 | 0 | 0 | 0 | 0 | 0 | 0 | 0 | 0 | 0 | 0 | 0 | 0 | 0 | 0 | 0 | 0 | 0 | 0 | 0 | 0 | 0 | 0 | 0 | 0 | 0 | 0 | 0 | 0 | 0 | 0 | 0 | 0 | 0 | 0 | 0 | 0 | 0 | 0 | 0 | 0 | 0 | 0 | 0 | 0 | 0 | 0 | 0 | 0 | 0 | 0 | 0
PG&E North of Greater Bay Study Area | Peabody | 230 | 0 | 0 | 0 | 0 | 0 | 0 | 0 | 0 | 0 | 0 | 0 | 0 | 0 | 0 | 0 | 0 | 0 | 0 | 0 | 0 | 0 | 0 | 0 | 0 | 0 | 0 | 0 | 0 | 0 | 0 | 0 | 0 | 0 | 0 | 0 | 0 | 0 | 0 | 0 | 0 | 0 | 0 | 0 | 0 | 0 | 0 | 0 | 0 | 0 | 0 | 0 | 0 | 0 | 0 | 0 | 0 | 0 | 0 | 0 | 0 | 0 | 0 | 0 | 0 | 0 | 0 | 0 | 0 | 0 | 0 | 0 | 0 | 0 | 0 | 0 | 0 | 0 | 0 | 0 | 0 | 0 | 0 | 0 | 0
PG&E North of Greater Bay Study Area | Pease | 115 | 0 | 0 | 0 | 0 | 0 | 0 | 0 | 0 | 0 | 0 | 0 | 0 | 0 | 0 | 0 | 0 | 0 | 0 | 0 | 0 | 0 | 0 | 0 | 0 | 0 | 0 | 0 | 0 | 0 | 0 | 0 | 0 | 0 | 0 | 0 | 0 | 50.5 | 0 | 0 | 0 | 0 | 0 | 0 | 0 | 0 | 0 | 0 | 0 | 0 | 0 | 0 | 0 | 0 | 0 | 0 | 0 | 0 | 0 | 0 | 0 | 0 | 0 | 0 | 0 | 0 | 0 | 0 | 0 | 0 | 0 | 0 | 0 | 50.5 | 0 | 0 | 0 | 0 | 0 | 0 | 0 | 0 | 0 | 0 | 0
SDG&E Study Area | Penasquitos | 230 | 0 | 0 | 0 | 0 | 0 | 0 | 0 | 0 | 0 | 0 | 0 | 0 | 0 | 0 | 0 | 0 | 0 | 0 | 0 | 0 | 0 | 0 | 0 | 0 | 0 | 0 | 0 | 0 | 0 | 0 | 0 | 0 | 0 | 0 | 0 | 0 | 0 | 0 | 0 | 0 | 0 | 0 | 0 | 0 | 0 | 0 | 0 | 0 | 0 | 0 | 0 | 0 | 0 | 0 | 0 | 0 | 0 | 0 | 0 | 0 | 0 | 0 | 0 | 0 | 0 | 0 | 0 | 0 | 0 | 0 | 0 | 0 | 0 | 0 | 0 | 0 | 0 | 0 | 0 | 0 | 0 | 0 | 0 | 0
PG&E North of Greater Bay Study Area | Penngrove | 115 | 0 | 0 | 0 | 0 | 0 | 0 | 0 | 0 | 0 | 0 | 0 | 0 | 0 | 0 | 0 | 0 | 0 | 0 | 0 | 0 | 0 | 0 | 0 | 0 | 0 | 0 | 0 | 0 | 0 | 0 | 0 | 0 | 0 | 0 | 0 | 0 | 0 | 0 | 0 | 0 | 0 | 0 | 0 | 0 | 0 | 0 | 0 | 0 | 0 | 0 | 0 | 0 | 0 | 0 | 0 | 0 | 0 | 0 | 0 | 0 | 0 | 0 | 0 | 0 | 0 | 0 | 0 | 0 | 0 | 0 | 0 | 0 | 0 | 0 | 0 | 0 | 0 | 0 | 0 | 0 | 0 | 0 | 0 | 0
PG&E Greater Bay Study Area | Peoria | 115 | 0 | 0 | 0 | 0 | 0 | 0 | 0 | 0 | 0 | 0 | 0 | 0 | 0 | 0 | 0 | 0 | 0 | 0 | 0 | 0 | 0 | 0 | 0 | 0 | 0 | 0 | 0 | 0 | 0 | 0 | 0 | 0 | 0 | 0 | 0 | 0 | 0 | 0 | 0 | 0 | 0 | 0 | 0 | 0 | 0 | 0 | 0 | 0 | 0 | 0 | 0 | 0 | 0 | 0 | 0 | 0 | 0 | 0 | 0 | 0 | 0 | 0 | 0 | 0 | 0 | 0 | 0 | 0 | 0 | 0 | 0 | 0 | 0 | 0 | 0 | 0 | 0 | 0 | 0 | 0 | 0 | 0 | 0 | 0
PG&E Greater Bay Study Area | Piercy | 115 | 0 | 0 | 0 | 0 | 0 | 0 | 0 | 0 | 0 | 0 | 0 | 0 | 0 | 0 | 0 | 0 | 0 | 0 | 0 | 0 | 0 | 0 | 0 | 0 | 0 | 0 | 0 | 0 | 0 | 0 | 0 | 0 | 0 | 0 | 0 | 0 | 0 | 0 | 0 | 0 | 0 | 0 | 0 | 0 | 0 | 0 | 0 | 0 | 0 | 0 | 0 | 0 | 0 | 0 | 0 | 0 | 0 | 0 | 0 | 0 | 0 | 0 | 0 | 0 | 0 | 0 | 0 | 0 | 0 | 0 | 0 | 0 | 0 | 0 | 0 | 0 | 0 | 0 | 0 | 0 | 0 | 0 | 0 | 0
PG&E Fresno Study Area | Pine Flat | 230 | 0 | 0 | 0 | 0 | 0 | 0 | 0 | 0 | 0 | 0 | 0 | 0 | 0 | 0 | 0 | 0 | 0 | 0 | 0 | 0 | 0 | 0 | 0 | 0 | 0 | 0 | 0 | 0 | 0 | 0 | 0 | 0 | 0 | 0 | 0 | 0 | 0 | 0 | 0 | 0 | 0 | 0 | 0 | 0 | 0 | 0 | 0 | 0 | 0 | 0 | 0 | 0 | 0 | 0 | 0 | 0 | 0 | 0 | 0 | 0 | 0 | 0 | 0 | 0 | 0 | 0 | 0 | 0 | 0 | 0 | 0 | 0 | 0 | 0 | 0 | 0 | 0 | 0 | 0 | 0 | 0 | 0 | 0 | 0
SCE North of Lugo Study Area | Pisgah | 230 | 0 | 0 | 0 | 0 | 0 | 0 | 0 | 0 | 0 | 0 | 0 | 0 | 0 | 0 | 0 | 0 | 0 | 0 | 0 | 0 | 0 | 0 | 0 | 0 | 0 | 0 | 0 | 0 | 0 | 0 | 0 | 0 | 0 | 0 | 0 | 0 | 312.96 | 0 | 0 | 0 | 312.96 | 0 | 0 | 0 | 0 | 0 | 0 | 0 | 0 | 0 | 0 | 0 | 0 | 0 | 0 | 0 | 0 | 0 | 0 | 0 | 0 | 0 | 0 | 0 | 0 | 0 | 0 | 0 | 0 | 0 | 0 | 0 | 0 | 0 | 0 | 0 | 0 | 0 | 0 | 0 | 0 | 0 | 0 | 0
PG&E North of Greater Bay Study Area | Pit 1 | 230 | 0 | 0 | 0 | 0 | 0 | 0 | 0 | 0 | 0 | 0 | 0 | 0 | 0 | 0 | 0 | 0 | 0 | 0 | 0 | 0 | 0 | 0 | 0 | 0 | 0 | 0 | 0 | 0 | 0 | 0 | 0 | 0 | 0 | 0 | 0 | 0 | 0 | 0 | 0 | 0 | 0 | 0 | 0 | 0 | 0 | 0 | 0 | 0 | 0 | 0 | 0 | 0 | 0 | 0 | 0 | 0 | 0 | 0 | 0 | 0 | 0 | 0 | 0 | 0 | 0 | 0 | 0 | 0 | 0 | 0 | 0 | 0 | 0 | 0 | 0 | 0 | 0 | 0 | 0 | 0 | 0 | 0 | 0 | 0
PG&E North of Greater Bay Study Area | New Sub - Pit 1 - Cottonwood (Proposed) | 230 | 0 | 0 | 0 | 0 | 0 | 0 | 0 | 0 | 206 | 200 | 0 | 0 | 0 | 0 | 0 | 0 | 0 | 0 | 0 | 0 | 206 | 200 | 0 | 0 | 0 | 0 | 0 | 0 | 0 | 0 | 0 | 0 | 206 | 200 | 0 | 0 | 0 | 0 | 0 | 0 | 0 | 0 | 0 | 0 | 206 | 200 | 0 | 0 | 0 | 0 | 0 | 0 | 0 | 0 | 0 | 0 | 206 | 200 | 0 | 0 | 0 | 0 | 0 | 0 | 0 | 0 | 0 | 0 | 206 | 200 | 0 | 0 | 0 | 0 | 0 | 0 | 0 | 0 | 0 | 0 | 206 | 200 | 0 | 0
PG&E North of Greater Bay Study Area | Pit 4 | 230 | 0 | 0 | 0 | 0 | 0 | 0 | 0 | 0 | 0 | 0 | 0 | 0 | 0 | 0 | 0 | 0 | 0 | 0 | 0 | 0 | 0 | 0 | 0 | 0 | 0 | 0 | 0 | 0 | 0 | 0 | 0 | 0 | 0 | 0 | 0 | 0 | 0 | 0 | 0 | 0 | 0 | 0 | 0 | 0 | 0 | 0 | 0 | 0 | 0 | 0 | 0 | 0 | 0 | 0 | 0 | 0 | 0 | 0 | 0 | 0 | 0 | 0 | 0 | 0 | 0 | 0 | 0 | 0 | 0 | 0 | 0 | 0 | 0 | 0 | 0 | 0 | 0 | 0 | 0 | 0 | 0 | 0 | 0 | 0
PG&E Greater Bay Study Area | Pittsburg | 230 | 0 | 0 | 0 | 0 | 0 | 0 | 0 | 0 | 0 | 0 | 0 | 0 | 675 | 0 | 0 | 0 | 0 | 0 | 0 | 0 | 0 | 0 | 0 | 0 | 675 | 0 | 0 | 0 | 0 | 0 | 0 | 0 | 0 | 0 | 0 | 0 | 1358.4 | 0 | 0 | 0 | 0 | 0 | 0 | 0 | 0 | 0 | 0 | 0 | 675 | 0 | 0 | 0 | 0 | 0 | 0 | 0 | 0 | 0 | 0 | 0 | 675 | 0 | 0 | 0 | 0 | 0 | 0 | 0 | 0 | 0 | 0 | 0 | 1358.4 | 0 | 0 | 0 | 0 | 0 | 0 | 0 | 0 | 0 | 0 | 0
PG&E Greater Bay Study Area | Pittsburg | 115 | 0 | 0 | 0 | 0 | 0 | 0 | 0 | 0 | 0 | 0 | 0 | 0 | 0 | 0 | 0 | 0 | 0 | 0 | 0 | 0 | 0 | 0 | 0 | 0 | 0 | 0 | 0 | 0 | 0 | 0 | 0 | 0 | 0 | 0 | 0 | 0 | 353.2 | 0 | 0 | 0 | 0 | 0 | 0 | 0 | 0 | 0 | 0 | 0 | 0 | 0 | 0 | 0 | 0 | 0 | 0 | 0 | 0 | 0 | 0 | 0 | 0 | 0 | 0 | 0 | 0 | 0 | 0 | 0 | 0 | 0 | 0 | 0 | 353.2 | 0 | 0 | 0 | 0 | 0 | 0 | 0 | 0 | 0 | 0 | 0
PG&E North of Greater Bay Study Area | Placerville | 115 | 0 | 0 | 0 | 0 | 0 | 0 | 0 | 0 | 0 | 0 | 0 | 0 | 0 | 0 | 0 | 0 | 0 | 0 | 0 | 0 | 0 | 0 | 0 | 0 | 0 | 0 | 0 | 0 | 0 | 0 | 0 | 0 | 0 | 0 | 0 | 0 | 0 | 0 | 0 | 0 | 0 | 0 | 0 | 0 | 0 | 0 | 0 | 0 | 0 | 0 | 0 | 0 | 0 | 0 | 0 | 0 | 0 | 0 | 0 | 0 | 0 | 0 | 0 | 0 | 0 | 0 | 0 | 0 | 0 | 0 | 0 | 0 | 0 | 0 | 0 | 0 | 0 | 0 | 0 | 0 | 0 | 0 | 0 | 0
PG&E North of Greater Bay Study Area | Pleasant Grove | 115 | 0 | 0 | 0 | 0 | 0 | 0 | 0 | 0 | 0 | 0 | 0 | 0 | 0 | 0 | 0 | 0 | 0 | 0 | 0 | 0 | 0 | 0 | 0 | 0 | 0 | 0 | 0 | 0 | 0 | 0 | 0 | 0 | 0 | 0 | 0 | 0 | 0 | 0 | 0 | 0 | 0 | 0 | 0 | 0 | 0 | 0 | 0 | 0 | 0 | 0 | 0 | 0 | 0 | 0 | 0 | 0 | 0 | 0 | 0 | 0 | 0 | 0 | 0 | 0 | 0 | 0 | 0 | 0 | 0 | 0 | 0 | 0 | 0 | 0 | 0 | 0 | 0 | 0 | 0 | 0 | 0 | 0 | 0 | 0
PG&E North of Greater Bay Study Area | POE | 230 | 0 | 0 | 0 | 0 | 0 | 0 | 0 | 0 | 0 | 0 | 0 | 0 | 0 | 0 | 0 | 0 | 0 | 0 | 0 | 0 | 0 | 0 | 0 | 0 | 0 | 0 | 0 | 0 | 0 | 0 | 0 | 0 | 0 | 0 | 0 | 0 | 0 | 0 | 0 | 0 | 0 | 0 | 0 | 0 | 0 | 0 | 0 | 0 | 0 | 0 | 0 | 0 | 0 | 0 | 0 | 0 | 0 | 0 | 0 | 0 | 0 | 0 | 0 | 0 | 0 | 0 | 0 | 0 | 0 | 0 | 0 | 0 | 0 | 0 | 0 | 0 | 0 | 0 | 0 | 0 | 0 | 0 | 0 | 0
SDG&E Study Area | Point Loma | 69 | 26.6 | 0 | 0 | 0 | 0 | 0 | 0 | 0 | 0 | 0 | 0 | 0 | 0 | 0 | 0 | 0 | 0 | 0 | 0 | 0 | 0 | 0 | 0 | 0 | 26.6 | 0 | 0 | 0 | 0 | 0 | 0 | 0 | 0 | 0 | 0 | 0 | 26.6 | 0 | 0 | 0 | 0 | 0 | 0 | 0 | 0 | 0 | 0 | 0 | 0 | 0 | 0 | 0 | 0 | 0 | 0 | 0 | 0 | 0 | 0 | 0 | 26.6 | 0 | 0 | 0 | 0 | 0 | 0 | 0 | 0 | 0 | 0 | 0 | 26.6 | 0 | 0 | 0 | 0 | 0 | 0 | 0 | 0 | 0 | 0 | 0
SDG&E Study Area | Pomerado | 69 | 1.5 | 0 | 0 | 0 | 0 | 0 | 0 | 0 | 0 | 0 | 0 | 0 | 1.5 | 0 | 0 | 0 | 0 | 0 | 0 | 0 | 0 | 0 | 0 | 0 | 1.5 | 0 | 0 | 0 | 0 | 0 | 0 | 0 | 0 | 0 | 0 | 0 | 1.5 | 0 | 0 | 0 | 0 | 0 | 0 | 0 | 0 | 0 | 0 | 0 | 1.5 | 0 | 0 | 0 | 0 | 0 | 0 | 0 | 0 | 0 | 0 | 0 | 1.5 | 0 | 0 | 0 | 0 | 0 | 0 | 0 | 0 | 0 | 0 | 0 | 1.5 | 0 | 0 | 0 | 0 | 0 | 0 | 0 | 0 | 0 | 0 | 0
PG&E Kern Study Area | Poso Mountain | 115 | 0 | 0 | 0 | 0 | 0 | 0 | 0 | 0 | 0 | 0 | 0 | 0 | 0 | 0 | 0 | 0 | 0 | 0 | 0 | 0 | 0 | 0 | 0 | 0 | 0 | 0 | 0 | 0 | 0 | 0 | 0 | 0 | 0 | 0 | 0 | 0 | 0 | 0 | 0 | 0 | 0 | 0 | 0 | 0 | 0 | 0 | 0 | 0 | 0 | 0 | 0 | 0 | 0 | 0 | 0 | 0 | 0 | 0 | 0 | 0 | 0 | 0 | 0 | 0 | 0 | 0 | 0 | 0 | 0 | 0 | 0 | 0 | 0 | 0 | 0 | 0 | 0 | 0 | 0 | 0 | 0 | 0 | 0 | 0
East of Pisgah Study Area | Primm | 230 | 0 | 0 | 0 | 0 | 0 | 0 | 0 | 0 | 0 | 0 | 0 | 0 | 0 | 0 | 0 | 0 | 0 | 0 | 0 | 0 | 0 | 0 | 0 | 0 | 0 | 0 | 0 | 0 | 0 | 0 | 0 | 0 | 0 | 0 | 0 | 0 | 0 | 0 | 0 | 0 | 0 | 0 | 0 | 0 | 0 | 0 | 0 | 0 | 0 | 0 | 0 | 0 | 0 | 0 | 0 | 0 | 0 | 0 | 0 | 0 | 0 | 0 | 0 | 0 | 0 | 0 | 0 | 0 | 0 | 0 | 0 | 0 | 0 | 0 | 0 | 0 | 0 | 0 | 0 | 0 | 0 | 0 | 0 | 0
PG&E North of Greater Bay Study Area | Putah Creek | 115 | 0 | 0 | 0 | 0 | 0 | 0 | 0 | 0 | 0 | 0 | 0 | 0 | 0 | 0 | 0 | 0 | 0 | 0 | 0 | 0 | 0 | 0 | 0 | 0 | 0 | 0 | 0 | 0 | 0 | 0 | 0 | 0 | 0 | 0 | 0 | 0 | 0 | 0 | 0 | 0 | 0 | 0 | 0 | 0 | 0 | 0 | 0 | 0 | 0 | 0 | 0 | 0 | 0 | 0 | 0 | 0 | 0 | 0 | 0 | 0 | 0 | 0 | 0 | 0 | 0 | 0 | 0 | 0 | 0 | 0 | 0 | 0 | 0 | 0 | 0 | 0 | 0 | 0 | 0 | 0 | 0 | 0 | 0 | 0
SDG&E Study Area | Q1806 Switchyard | 138 | 0 | 0 | 0 | 0 | 0 | 0 | 0 | 0 | 0 | 0 | 0 | 0 | 0 | 0 | 0 | 0 | 0 | 0 | 0 | 0 | 0 | 0 | 0 | 0 | 0 | 0 | 0 | 0 | 0 | 0 | 0 | 0 | 0 | 0 | 0 | 0 | 0 | 0 | 0 | 0 | 0 | 0 | 0 | 0 | 0 | 0 | 0 | 0 | 0 | 0 | 0 | 0 | 0 | 0 | 0 | 0 | 0 | 0 | 0 | 0 | 0 | 0 | 0 | 0 | 0 | 0 | 0 | 0 | 0 | 0 | 0 | 0 | 0 | 0 | 0 | 0 | 0 | 0 | 0 | 0 | 0 | 0 | 0 | 0
PG&E Fresno Study Area | Quinto | 230 | 0 | 0 | 0 | 0 | 0 | 0 | 0 | 0 | 0 | 0 | 0 | 0 | 0 | 0 | 0 | 0 | 0 | 0 | 0 | 0 | 0 | 0 | 0 | 0 | 0 | 0 | 0 | 0 | 0 | 0 | 0 | 0 | 0 | 0 | 0 | 0 | 158.5678 | 0 | 0 | 0 | 158.9783 | 0 | 0 | 0 | 0 | 0 | 0 | 0 | 0 | 0 | 0 | 0 | 0 | 0 | 0 | 0 | 0 | 0 | 0 | 0 | 0 | 0 | 0 | 0 | 0 | 0 | 0 | 0 | 0 | 0 | 0 | 0 | 158.5678 | 0 | 0 | 0 | 158.9783 | 0 | 0 | 0 | 0 | 0 | 0 | 0
PG&E Greater Bay Study Area | Race Track | 115 | 0 | 0 | 0 | 0 | 0 | 0 | 0 | 0 | 0 | 0 | 0 | 0 | 0 | 0 | 0 | 0 | 0 | 0 | 0 | 0 | 0 | 0 | 0 | 0 | 0 | 0 | 0 | 0 | 0 | 0 | 0 | 0 | 0 | 0 | 0 | 0 | 0 | 0 | 0 | 0 | 0 | 0 | 0 | 0 | 0 | 0 | 0 | 0 | 0 | 0 | 0 | 0 | 0 | 0 | 0 | 0 | 0 | 0 | 0 | 0 | 0 | 0 | 0 | 0 | 0 | 0 | 0 | 0 | 0 | 0 | 0 | 0 | 0 | 0 | 0 | 0 | 0 | 0 | 0 | 0 | 0 | 0 | 0 | 0
SDG&E Study Area | Rancho Mission Viejo | 138 | 0 | 0 | 0 | 0 | 0 | 0 | 0 | 0 | 0 | 0 | 0 | 0 | 0 | 0 | 0 | 0 | 0 | 0 | 0 | 0 | 0 | 0 | 0 | 0 | 0 | 0 | 0 | 0 | 0 | 0 | 0 | 0 | 0 | 0 | 0 | 0 | 0 | 0 | 0 | 0 | 0 | 0 | 0 | 0 | 0 | 0 | 0 | 0 | 0 | 0 | 0 | 0 | 0 | 0 | 0 | 0 | 0 | 0 | 0 | 0 | 0 | 0 | 0 | 0 | 0 | 0 | 0 | 0 | 0 | 0 | 0 | 0 | 0 | 0 | 0 | 0 | 0 | 0 | 0 | 0 | 0 | 0 | 0 | 0
PG&E North of Greater Bay Study Area | New Sub - Rancho Seco - Bellota (Proposed) | 230 | 0 | 0 | 0 | 0 | 0 | 0 | 0 | 0 | 0 | 0 | 0 | 0 | 0 | 0 | 0 | 0 | 0 | 0 | 0 | 0 | 0 | 0 | 0 | 0 | 0 | 0 | 0 | 0 | 0 | 0 | 0 | 0 | 0 | 0 | 0 | 0 | 356.592 | 0 | 0 | 0 | 357.396 | 0 | 0 | 0 | 0 | 0 | 0 | 0 | 0 | 0 | 0 | 0 | 0 | 0 | 0 | 0 | 0 | 0 | 0 | 0 | 0 | 0 | 0 | 0 | 0 | 0 | 0 | 0 | 0 | 0 | 0 | 0 | 356.592 | 0 | 0 | 0 | 357.396 | 0 | 0 | 0 | 0 | 0 | 0 | 0
SCE Metro Study Area | Rancho Vista | 500 | 0 | 0 | 0 | 0 | 0 | 0 | 0 | 0 | 0 | 0 | 0 | 0 | 0 | 0 | 0 | 0 | 0 | 0 | 0 | 0 | 0 | 0 | 0 | 0 | 0 | 0 | 0 | 0 | 0 | 0 | 0 | 0 | 0 | 0 | 0 | 0 | 0 | 0 | 0 | 0 | 0 | 0 | 0 | 0 | 0 | 0 | 0 | 0 | 0 | 0 | 0 | 0 | 0 | 0 | 0 | 0 | 0 | 0 | 0 | 0 | 0 | 0 | 0 | 0 | 0 | 0 | 0 | 0 | 0 | 0 | 0 | 0 | 0 | 0 | 0 | 0 | 0 | 0 | 0 | 0 | 0 | 0 | 0 | 0
SCE Metro Study Area | Rancho Vista | 230 | 0 | 0 | 0 | 0 | 0 | 0 | 0 | 0 | 0 | 0 | 0 | 0 | 0 | 0 | 0 | 0 | 0 | 0 | 0 | 0 | 0 | 0 | 0 | 0 | 0 | 0 | 0 | 0 | 0 | 0 | 0 | 0 | 0 | 0 | 0 | 0 | 0 | 0 | 0 | 0 | 0 | 0 | 0 | 0 | 0 | 0 | 0 | 0 | 0 | 0 | 0 | 0 | 0 | 0 | 0 | 0 | 0 | 0 | 0 | 0 | 0 | 0 | 0 | 0 | 0 | 0 | 0 | 0 | 0 | 0 | 0 | 0 | 0 | 0 | 0 | 0 | 0 | 0 | 0 | 0 | 0 | 0 | 0 | 0
SCE North of Lugo Study Area | Ransburg | 115 | 0 | 0 | 0 | 0 | 0 | 0 | 0 | 0 | 0 | 0 | 0 | 0 | 0 | 0 | 0 | 0 | 0 | 0 | 0 | 0 | 0 | 0 | 0 | 0 | 0 | 0 | 0 | 0 | 0 | 0 | 0 | 0 | 0 | 0 | 0 | 0 | 0 | 0 | 0 | 0 | 0 | 0 | 0 | 0 | 0 | 0 | 0 | 0 | 0 | 0 | 0 | 0 | 0 | 0 | 0 | 0 | 0 | 0 | 0 | 0 | 0 | 0 | 0 | 0 | 0 | 0 | 0 | 0 | 0 | 0 | 0 | 0 | 0 | 0 | 0 | 0 | 0 | 0 | 0 | 0 | 0 | 0 | 0 | 0
SCE Northern Area | Rector | 230 | 0 | 0 | 0 | 0 | 0 | 0 | 0 | 0 | 0 | 0 | 0 | 0 | 0 | 0 | 0 | 0 | 0 | 0 | 0 | 0 | 0 | 0 | 0 | 0 | 0 | 0 | 0 | 0 | 0 | 0 | 0 | 0 | 0 | 0 | 0 | 0 | 627.1983 | 0 | 0 | 0 | 215.4124 | 0 | 0 | 0 | 0 | 0 | 0 | 0 | 0 | 0 | 0 | 0 | 0 | 0 | 0 | 0 | 0 | 0 | 0 | 0 | 0 | 0 | 0 | 0 | 0 | 0 | 0 | 0 | 0 | 0 | 0 | 0 | 627.1983 | 0 | 0 | 0 | 215.4124 | 0 | 0 | 0 | 0 | 0 | 0 | 0
SCE Eastern Study Area | Red Bluff | 500 | 418.4 | 0 | 0 | 0 | 418.4 | 0 | 0 | 0 | 0 | 0 | 0 | 0 | 418.4 | 0 | 0 | 0 | 418.4 | 0 | 0 | 0 | 0 | 0 | 0 | 0 | 1818.4 | 0 | 1400 | 0 | 418.4 | 0 | 0 | 0 | 0 | 0 | 0 | 0 | 3928.45 | 0 | 2800 | 0 | 1094.05 | 0 | 0 | 0 | 0 | 0 | 0 | 0 | 418.4 | 0 | 0 | 0 | 418.4 | 0 | 0 | 0 | 0 | 0 | 0 | 0 | 1818.4 | 0 | 1400 | 0 | 418.4 | 0 | 0 | 0 | 0 | 0 | 0 | 0 | 3928.45 | 0 | 2800 | 0 | 1094.05 | 0 | 0 | 0 | 0 | 0 | 0 | 0
SCE Eastern Study Area | Red Bluff | 230 | 567 | 0 | 0 | 0 | 144.2907 | 0 | 0 | 0 | 0 | 0 | 0 | 0 | 450 | 0 | 0 | 0 | 18 | 0 | 0 | 0 | 0 | 0 | 0 | 0 | 567 | 0 | 0 | 0 | 144.2907 | 0 | 0 | 0 | 0 | 0 | 0 | 0 | 1345.2538 | 0 | 0 | 0 | 417.3119 | 0 | 0 | 0 | 0 | 0 | 0 | 0 | 450 | 0 | 0 | 0 | 18 | 0 | 0 | 0 | 0 | 0 | 0 | 0 | 567 | 0 | 0 | 0 | 144.2907 | 0 | 0 | 0 | 0 | 0 | 0 | 0 | 1076.54 | 0 | 0 | 0 | 144.2907 | 0 | 0 | 0 | 0 | 0 | 0 | 0
SCE Metro Study Area | Redondo | 230 | 0 | 0 | 0 | 0 | 0 | 0 | 0 | 0 | 0 | 0 | 0 | 0 | 0 | 0 | 0 | 0 | 0 | 0 | 0 | 0 | 0 | 0 | 0 | 0 | 0 | 0 | 0 | 0 | 0 | 0 | 0 | 0 | 0 | 0 | 0 | 0 | 0 | 0 | 0 | 0 | 0 | 0 | 0 | 0 | 0 | 0 | 0 | 0 | 0 | 0 | 0 | 0 | 0 | 0 | 0 | 0 | 0 | 0 | 0 | 0 | 0 | 0 | 0 | 0 | 0 | 0 | 0 | 0 | 0 | 0 | 0 | 0 | 0 | 0 | 0 | 0 | 0 | 0 | 0 | 0 | 0 | 0 | 0 | 0
PG&E Kern Study Area | Renfro | 115 | 0 | 0 | 0 | 0 | 0 | 0 | 0 | 0 | 0 | 0 | 0 | 0 | 0 | 0 | 0 | 0 | 0 | 0 | 0 | 0 | 0 | 0 | 0 | 0 | 0 | 0 | 0 | 0 | 0 | 0 | 0 | 0 | 0 | 0 | 0 | 0 | 0 | 0 | 0 | 0 | 0 | 0 | 0 | 0 | 0 | 0 | 0 | 0 | 0 | 0 | 0 | 0 | 0 | 0 | 0 | 0 | 0 | 0 | 0 | 0 | 0 | 0 | 0 | 0 | 0 | 0 | 0 | 0 | 0 | 0 | 0 | 0 | 0 | 0 | 0 | 0 | 0 | 0 | 0 | 0 | 0 | 0 | 0 | 0
PG&E Greater Bay Study Area | Richmond | 115 | 0 | 0 | 0 | 0 | 0 | 0 | 0 | 0 | 0 | 0 | 0 | 0 | 0 | 0 | 0 | 0 | 0 | 0 | 0 | 0 | 0 | 0 | 0 | 0 | 0 | 0 | 0 | 0 | 0 | 0 | 0 | 0 | 0 | 0 | 0 | 0 | 0 | 0 | 0 | 0 | 0 | 0 | 0 | 0 | 0 | 0 | 0 | 0 | 0 | 0 | 0 | 0 | 0 | 0 | 0 | 0 | 0 | 0 | 0 | 0 | 0 | 0 | 0 | 0 | 0 | 0 | 0 | 0 | 0 | 0 | 0 | 0 | 0 | 0 | 0 | 0 | 0 | 0 | 0 | 0 | 0 | 0 | 0 | 0
PG&E North of Greater Bay Study Area | Rincon | 115 | 0 | 0 | 0 | 0 | 0 | 0 | 0 | 0 | 0 | 0 | 0 | 0 | 0 | 0 | 0 | 0 | 0 | 0 | 0 | 0 | 0 | 0 | 0 | 0 | 0 | 0 | 0 | 0 | 0 | 0 | 0 | 0 | 0 | 0 | 0 | 0 | 0 | 0 | 0 | 0 | 0 | 0 | 0 | 0 | 0 | 0 | 0 | 0 | 0 | 0 | 0 | 0 | 0 | 0 | 0 | 0 | 0 | 0 | 0 | 0 | 0 | 0 | 0 | 0 | 0 | 0 | 0 | 0 | 0 | 0 | 0 | 0 | 0 | 0 | 0 | 0 | 0 | 0 | 0 | 0 | 0 | 0 | 0 | 0
PG&E Kern Study Area | Rio Bravo | 115 | 0 | 0 | 0 | 0 | 0 | 0 | 0 | 0 | 0 | 0 | 0 | 0 | 0 | 0 | 0 | 0 | 0 | 0 | 0 | 0 | 0 | 0 | 0 | 0 | 0 | 0 | 0 | 0 | 0 | 0 | 0 | 0 | 0 | 0 | 0 | 0 | 0 | 0 | 0 | 0 | 0 | 0 | 0 | 0 | 0 | 0 | 0 | 0 | 0 | 0 | 0 | 0 | 0 | 0 | 0 | 0 | 0 | 0 | 0 | 0 | 0 | 0 | 0 | 0 | 0 | 0 | 0 | 0 | 0 | 0 | 0 | 0 | 0 | 0 | 0 | 0 | 0 | 0 | 0 | 0 | 0 | 0 | 0 | 0
SCE Metro Study Area | Rio Hondo | 230 | 0 | 0 | 0 | 0 | 0 | 0 | 0 | 0 | 0 | 0 | 0 | 0 | 0 | 0 | 0 | 0 | 0 | 0 | 0 | 0 | 0 | 0 | 0 | 0 | 0 | 0 | 0 | 0 | 0 | 0 | 0 | 0 | 0 | 0 | 0 | 0 | 1021.1109 | 0 | 0 | 0 | 0 | 0 | 0 | 0 | 0 | 0 | 0 | 0 | 0 | 0 | 0 | 0 | 0 | 0 | 0 | 0 | 0 | 0 | 0 | 0 | 0 | 0 | 0 | 0 | 0 | 0 | 0 | 0 | 0 | 0 | 0 | 0 | 302.4 | 0 | 0 | 0 | 0 | 0 | 0 | 0 | 0 | 0 | 0 | 0
PG&E North of Greater Bay Study Area | Rio Oso | 230 | 0 | 0 | 0 | 0 | 0 | 0 | 0 | 0 | 0 | 0 | 0 | 0 | 0 | 0 | 0 | 0 | 0 | 0 | 0 | 0 | 0 | 0 | 0 | 0 | 0 | 0 | 0 | 0 | 0 | 0 | 0 | 0 | 0 | 0 | 0 | 0 | 0 | 0 | 0 | 0 | 0 | 0 | 0 | 0 | 0 | 0 | 0 | 0 | 0 | 0 | 0 | 0 | 0 | 0 | 0 | 0 | 0 | 0 | 0 | 0 | 0 | 0 | 0 | 0 | 0 | 0 | 0 | 0 | 0 | 0 | 0 | 0 | 0 | 0 | 0 | 0 | 0 | 0 | 0 | 0 | 0 | 0 | 0 | 0
PG&E North of Greater Bay Study Area | Rio Oso | 115 | 0 | 0 | 0 | 0 | 0 | 0 | 0 | 0 | 0 | 0 | 0 | 0 | 0 | 0 | 0 | 0 | 0 | 0 | 0 | 0 | 0 | 0 | 0 | 0 | 0 | 0 | 0 | 0 | 0 | 0 | 0 | 0 | 0 | 0 | 0 | 0 | 0 | 0 | 0 | 0 | 0 | 0 | 0 | 0 | 0 | 0 | 0 | 0 | 0 | 0 | 0 | 0 | 0 | 0 | 0 | 0 | 0 | 0 | 0 | 0 | 0 | 0 | 0 | 0 | 0 | 0 | 0 | 0 | 0 | 0 | 0 | 0 | 0 | 0 | 0 | 0 | 0 | 0 | 0 | 0 | 0 | 0 | 0 | 0
PG&E Greater Bay Study Area | Ripon | 115 | 100 | 99 | 0 | 0 | 0 | 0 | 0 | 0 | 0 | 0 | 0 | 0 | 100 | 99 | 0 | 0 | 0 | 0 | 0 | 0 | 0 | 0 | 0 | 0 | 100 | 99 | 0 | 0 | 0 | 0 | 0 | 0 | 0 | 0 | 0 | 0 | 100 | 99 | 0 | 0 | 0 | 0 | 0 | 0 | 0 | 0 | 0 | 0 | 100 | 99 | 0 | 0 | 0 | 0 | 0 | 0 | 0 | 0 | 0 | 0 | 100 | 99 | 0 | 0 | 0 | 0 | 0 | 0 | 0 | 0 | 0 | 0 | 100 | 99 | 0 | 0 | 0 | 0 | 0 | 0 | 0 | 0 | 0 | 0
PG&E Greater Bay Study Area | Riverbank | 115 | 0 | 0 | 0 | 0 | 0 | 0 | 0 | 0 | 0 | 0 | 0 | 0 | 0 | 0 | 0 | 0 | 0 | 0 | 0 | 0 | 0 | 0 | 0 | 0 | 0 | 0 | 0 | 0 | 0 | 0 | 0 | 0 | 0 | 0 | 0 | 0 | 0 | 0 | 0 | 0 | 0 | 0 | 0 | 0 | 0 | 0 | 0 | 0 | 0 | 0 | 0 | 0 | 0 | 0 | 0 | 0 | 0 | 0 | 0 | 0 | 0 | 0 | 0 | 0 | 0 | 0 | 0 | 0 | 0 | 0 | 0 | 0 | 0 | 0 | 0 | 0 | 0 | 0 | 0 | 0 | 0 | 0 | 0 | 0
SCE North of Lugo Study Area | Roadway | 115 | 59.94 | 49.9 | 0 | 0 | 20.92 | 10.88 | 0 | 0 | 0 | 0 | 0 | 0 | 59.94 | 49.9 | 0 | 0 | 20.92 | 10.88 | 0 | 0 | 0 | 0 | 0 | 0 | 59.94 | 49.9 | 0 | 0 | 20.92 | 10.88 | 0 | 0 | 0 | 0 | 0 | 0 | 59.94 | 49.9 | 0 | 0 | 20.92 | 10.88 | 0 | 0 | 0 | 0 | 0 | 0 | 59.94 | 49.9 | 0 | 0 | 20.92 | 10.88 | 0 | 0 | 0 | 0 | 0 | 0 | 59.94 | 49.9 | 0 | 0 | 20.92 | 10.88 | 0 | 0 | 0 | 0 | 0 | 0 | 59.94 | 49.9 | 0 | 0 | 20.92 | 10.88 | 0 | 0 | 0 | 0 | 0 | 0
PG&E Greater Bay Study Area | Rossmoor | 230 | 0 | 0 | 0 | 0 | 0 | 0 | 0 | 0 | 0 | 0 | 0 | 0 | 0 | 0 | 0 | 0 | 0 | 0 | 0 | 0 | 0 | 0 | 0 | 0 | 0 | 0 | 0 | 0 | 0 | 0 | 0 | 0 | 0 | 0 | 0 | 0 | 0 | 0 | 0 | 0 | 0 | 0 | 0 | 0 | 0 | 0 | 0 | 0 | 0 | 0 | 0 | 0 | 0 | 0 | 0 | 0 | 0 | 0 | 0 | 0 | 0 | 0 | 0 | 0 | 0 | 0 | 0 | 0 | 0 | 0 | 0 | 0 | 0 | 0 | 0 | 0 | 0 | 0 | 0 | 0 | 0 | 0 | 0 | 0
PG&E North of Greater Bay Study Area | Round Mountain | 500 | 0 | 0 | 0 | 0 | 0 | 0 | 0 | 0 | 0 | 0 | 0 | 0 | 0 | 0 | 0 | 0 | 0 | 0 | 0 | 0 | 0 | 0 | 0 | 0 | 0 | 0 | 0 | 0 | 0 | 0 | 0 | 0 | 0 | 0 | 0 | 0 | 0 | 0 | 0 | 0 | 0 | 0 | 0 | 0 | 0 | 0 | 0 | 0 | 0 | 0 | 0 | 0 | 0 | 0 | 0 | 0 | 0 | 0 | 0 | 0 | 0 | 0 | 0 | 0 | 0 | 0 | 0 | 0 | 0 | 0 | 0 | 0 | 0 | 0 | 0 | 0 | 0 | 0 | 0 | 0 | 0 | 0 | 0 | 0
PG&E North of Greater Bay Study Area | Round Mountain | 230 | 0 | 0 | 0 | 0 | 0 | 0 | 0 | 0 | 0 | 0 | 0 | 0 | 0 | 0 | 0 | 0 | 0 | 0 | 0 | 0 | 0 | 0 | 0 | 0 | 312.96 | 0 | 0 | 0 | 0 | 0 | 0 | 0 | 0 | 0 | 0 | 0 | 312.96 | 0 | 0 | 0 | 0 | 0 | 0 | 0 | 0 | 0 | 0 | 0 | 0 | 0 | 0 | 0 | 0 | 0 | 0 | 0 | 0 | 0 | 0 | 0 | 312.96 | 0 | 0 | 0 | 0 | 0 | 0 | 0 | 0 | 0 | 0 | 0 | 312.96 | 0 | 0 | 0 | 0 | 0 | 0 | 0 | 0 | 0 | 0 | 0
PG&E Greater Bay Study Area | Salado | 115 | 0 | 0 | 0 | 0 | 0 | 0 | 0 | 0 | 0 | 0 | 0 | 0 | 0 | 0 | 0 | 0 | 0 | 0 | 0 | 0 | 0 | 0 | 0 | 0 | 0 | 0 | 0 | 0 | 0 | 0 | 0 | 0 | 0 | 0 | 0 | 0 | 0 | 0 | 0 | 0 | 0 | 0 | 0 | 0 | 0 | 0 | 0 | 0 | 0 | 0 | 0 | 0 | 0 | 0 | 0 | 0 | 0 | 0 | 0 | 0 | 0 | 0 | 0 | 0 | 0 | 0 | 0 | 0 | 0 | 0 | 0 | 0 | 0 | 0 | 0 | 0 | 0 | 0 | 0 | 0 | 0 | 0 | 0 | 0
SDG&E Study Area | Salt Creek | 69 | 0 | 0 | 0 | 0 | 0 | 0 | 0 | 0 | 0 | 0 | 0 | 0 | 0 | 0 | 0 | 0 | 0 | 0 | 0 | 0 | 0 | 0 | 0 | 0 | 0 | 0 | 0 | 0 | 0 | 0 | 0 | 0 | 0 | 0 | 0 | 0 | 102.04 | 0 | 0 | 0 | 0 | 0 | 0 | 0 | 0 | 0 | 0 | 0 | 0 | 0 | 0 | 0 | 0 | 0 | 0 | 0 | 0 | 0 | 0 | 0 | 0 | 0 | 0 | 0 | 0 | 0 | 0 | 0 | 0 | 0 | 0 | 0 | 102.04 | 0 | 0 | 0 | 0 | 0 | 0 | 0 | 0 | 0 | 0 | 0
SCE Eastern Study Area | San Bernardino | 230 | 0 | 0 | 0 | 0 | 0 | 0 | 0 | 0 | 0 | 0 | 0 | 0 | 0 | 0 | 0 | 0 | 0 | 0 | 0 | 0 | 0 | 0 | 0 | 0 | 0 | 0 | 0 | 0 | 0 | 0 | 0 | 0 | 0 | 0 | 0 | 0 | 202.8 | 0 | 0 | 0 | 0 | 0 | 0 | 0 | 0 | 0 | 0 | 0 | 0 | 0 | 0 | 0 | 0 | 0 | 0 | 0 | 0 | 0 | 0 | 0 | 0 | 0 | 0 | 0 | 0 | 0 | 0 | 0 | 0 | 0 | 0 | 0 | 202.8 | 0 | 0 | 0 | 0 | 0 | 0 | 0 | 0 | 0 | 0 | 0
PG&E Greater Bay Study Area | San Jose B | 115 | 0 | 0 | 0 | 0 | 0 | 0 | 0 | 0 | 0 | 0 | 0 | 0 | 0 | 0 | 0 | 0 | 0 | 0 | 0 | 0 | 0 | 0 | 0 | 0 | 0 | 0 | 0 | 0 | 0 | 0 | 0 | 0 | 0 | 0 | 0 | 0 | 0 | 0 | 0 | 0 | 0 | 0 | 0 | 0 | 0 | 0 | 0 | 0 | 0 | 0 | 0 | 0 | 0 | 0 | 0 | 0 | 0 | 0 | 0 | 0 | 0 | 0 | 0 | 0 | 0 | 0 | 0 | 0 | 0 | 0 | 0 | 0 | 0 | 0 | 0 | 0 | 0 | 0 | 0 | 0 | 0 | 0 | 0 | 0
PG&E Greater Bay Study Area | San Leandro | 115 | 0 | 0 | 0 | 0 | 0 | 0 | 0 | 0 | 0 | 0 | 0 | 0 | 0 | 0 | 0 | 0 | 0 | 0 | 0 | 0 | 0 | 0 | 0 | 0 | 0 | 0 | 0 | 0 | 0 | 0 | 0 | 0 | 0 | 0 | 0 | 0 | 0 | 0 | 0 | 0 | 0 | 0 | 0 | 0 | 0 | 0 | 0 | 0 | 0 | 0 | 0 | 0 | 0 | 0 | 0 | 0 | 0 | 0 | 0 | 0 | 0 | 0 | 0 | 0 | 0 | 0 | 0 | 0 | 0 | 0 | 0 | 0 | 0 | 0 | 0 | 0 | 0 | 0 | 0 | 0 | 0 | 0 | 0 | 0
PG&E Kern Study Area | San Luis Obispo | 115 | 0 | 0 | 0 | 0 | 0 | 0 | 0 | 0 | 0 | 0 | 0 | 0 | 0 | 0 | 0 | 0 | 0 | 0 | 0 | 0 | 0 | 0 | 0 | 0 | 0 | 0 | 0 | 0 | 0 | 0 | 0 | 0 | 0 | 0 | 0 | 0 | 0 | 0 | 0 | 0 | 0 | 0 | 0 | 0 | 0 | 0 | 0 | 0 | 0 | 0 | 0 | 0 | 0 | 0 | 0 | 0 | 0 | 0 | 0 | 0 | 0 | 0 | 0 | 0 | 0 | 0 | 0 | 0 | 0 | 0 | 0 | 0 | 0 | 0 | 0 | 0 | 0 | 0 | 0 | 0 | 0 | 0 | 0 | 0
SDG&E Study Area | San Luis Rey | 230 | 0 | 0 | 0 | 0 | 0 | 0 | 0 | 0 | 0 | 0 | 0 | 0 | 0 | 0 | 0 | 0 | 0 | 0 | 0 | 0 | 0 | 0 | 0 | 0 | 101.9 | 0 | 0 | 0 | 0 | 0 | 0 | 0 | 0 | 0 | 0 | 0 | 462.9 | 0 | 0 | 0 | 0 | 0 | 0 | 0 | 0 | 0 | 0 | 0 | 0 | 0 | 0 | 0 | 0 | 0 | 0 | 0 | 0 | 0 | 0 | 0 | 101.9 | 0 | 0 | 0 | 0 | 0 | 0 | 0 | 0 | 0 | 0 | 0 | 462.9 | 0 | 0 | 0 | 0 | 0 | 0 | 0 | 0 | 0 | 0 | 0
SDG&E Study Area | San Onfre | 230 | 0 | 0 | 0 | 0 | 0 | 0 | 0 | 0 | 0 | 0 | 0 | 0 | 0 | 0 | 0 | 0 | 0 | 0 | 0 | 0 | 0 | 0 | 0 | 0 | 0 | 0 | 0 | 0 | 0 | 0 | 0 | 0 | 0 | 0 | 0 | 0 | 0 | 0 | 0 | 0 | 0 | 0 | 0 | 0 | 0 | 0 | 0 | 0 | 0 | 0 | 0 | 0 | 0 | 0 | 0 | 0 | 0 | 0 | 0 | 0 | 0 | 0 | 0 | 0 | 0 | 0 | 0 | 0 | 0 | 0 | 0 | 0 | 0 | 0 | 0 | 0 | 0 | 0 | 0 | 0 | 0 | 0 | 0 | 0
PG&E Greater Bay Study Area | San Pablo Sub | 115 | 0 | 0 | 0 | 0 | 0 | 0 | 0 | 0 | 0 | 0 | 0 | 0 | 0 | 0 | 0 | 0 | 0 | 0 | 0 | 0 | 0 | 0 | 0 | 0 | 0 | 0 | 0 | 0 | 0 | 0 | 0 | 0 | 0 | 0 | 0 | 0 | 0 | 0 | 0 | 0 | 0 | 0 | 0 | 0 | 0 | 0 | 0 | 0 | 0 | 0 | 0 | 0 | 0 | 0 | 0 | 0 | 0 | 0 | 0 | 0 | 0 | 0 | 0 | 0 | 0 | 0 | 0 | 0 | 0 | 0 | 0 | 0 | 0 | 0 | 0 | 0 | 0 | 0 | 0 | 0 | 0 | 0 | 0 | 0
PG&E Greater Bay Study Area | San Ramon | 230 | 0 | 0 | 0 | 0 | 0 | 0 | 0 | 0 | 0 | 0 | 0 | 0 | 0 | 0 | 0 | 0 | 0 | 0 | 0 | 0 | 0 | 0 | 0 | 0 | 0 | 0 | 0 | 0 | 0 | 0 | 0 | 0 | 0 | 0 | 0 | 0 | 0 | 0 | 0 | 0 | 0 | 0 | 0 | 0 | 0 | 0 | 0 | 0 | 0 | 0 | 0 | 0 | 0 | 0 | 0 | 0 | 0 | 0 | 0 | 0 | 0 | 0 | 0 | 0 | 0 | 0 | 0 | 0 | 0 | 0 | 0 | 0 | 0 | 0 | 0 | 0 | 0 | 0 | 0 | 0 | 0 | 0 | 0 | 0
SCE North of Lugo Study Area | Sandlot | 230 | 0 | 0 | 0 | 0 | 0 | 0 | 0 | 0 | 0 | 0 | 0 | 0 | 0 | 0 | 0 | 0 | 0 | 0 | 0 | 0 | 0 | 0 | 0 | 0 | 0 | 0 | 0 | 0 | 0 | 0 | 0 | 0 | 0 | 0 | 0 | 0 | 0 | 0 | 0 | 0 | 0 | 0 | 0 | 0 | 0 | 0 | 0 | 0 | 0 | 0 | 0 | 0 | 0 | 0 | 0 | 0 | 0 | 0 | 0 | 0 | 0 | 0 | 0 | 0 | 0 | 0 | 0 | 0 | 0 | 0 | 0 | 0 | 0 | 0 | 0 | 0 | 0 | 0 | 0 | 0 | 0 | 0 | 0 | 0
East of Pisgah Study Area | Sandy | 138 | 0 | 0 | 0 | 0 | 0 | 0 | 0 | 0 | 0 | 0 | 0 | 0 | 0 | 0 | 0 | 0 | 0 | 0 | 0 | 0 | 0 | 0 | 0 | 0 | 0 | 0 | 0 | 0 | 0 | 0 | 0 | 0 | 0 | 0 | 0 | 0 | 0 | 0 | 0 | 0 | 0 | 0 | 0 | 0 | 0 | 0 | 0 | 0 | 0 | 0 | 0 | 0 | 0 | 0 | 0 | 0 | 0 | 0 | 0 | 0 | 0 | 0 | 0 | 0 | 0 | 0 | 0 | 0 | 0 | 0 | 0 | 0 | 0 | 0 | 0 | 0 | 0 | 0 | 0 | 0 | 0 | 0 | 0 | 0
PG&E Fresno Study Area | Sanger | 115 | 0 | 0 | 0 | 0 | 0 | 0 | 0 | 0 | 0 | 0 | 0 | 0 | 0 | 0 | 0 | 0 | 0 | 0 | 0 | 0 | 0 | 0 | 0 | 0 | 0 | 0 | 0 | 0 | 0 | 0 | 0 | 0 | 0 | 0 | 0 | 0 | 203.699 | 0 | 0 | 0 | 0 | 0 | 0 | 0 | 0 | 0 | 0 | 0 | 0 | 0 | 0 | 0 | 0 | 0 | 0 | 0 | 0 | 0 | 0 | 0 | 0 | 0 | 0 | 0 | 0 | 0 | 0 | 0 | 0 | 0 | 0 | 0 | 203.699 | 0 | 0 | 0 | 0 | 0 | 0 | 0 | 0 | 0 | 0 | 0
SCE Northern Area | Santa Clara | 230 | 0 | 0 | 0 | 0 | 0 | 0 | 0 | 0 | 0 | 0 | 0 | 0 | 0 | 0 | 0 | 0 | 0 | 0 | 0 | 0 | 0 | 0 | 0 | 0 | 0 | 0 | 0 | 0 | 0 | 0 | 0 | 0 | 0 | 0 | 0 | 0 | 0 | 0 | 0 | 0 | 0 | 0 | 0 | 0 | 0 | 0 | 0 | 0 | 0 | 0 | 0 | 0 | 0 | 0 | 0 | 0 | 0 | 0 | 0 | 0 | 0 | 0 | 0 | 0 | 0 | 0 | 0 | 0 | 0 | 0 | 0 | 0 | 0 | 0 | 0 | 0 | 0 | 0 | 0 | 0 | 0 | 0 | 0 | 0
PG&E North of Greater Bay Study Area | Santa Rosa | 115 | 0 | 0 | 0 | 0 | 0 | 0 | 0 | 0 | 0 | 0 | 0 | 0 | 0 | 0 | 0 | 0 | 0 | 0 | 0 | 0 | 0 | 0 | 0 | 0 | 0 | 0 | 0 | 0 | 0 | 0 | 0 | 0 | 0 | 0 | 0 | 0 | 0 | 0 | 0 | 0 | 0 | 0 | 0 | 0 | 0 | 0 | 0 | 0 | 0 | 0 | 0 | 0 | 0 | 0 | 0 | 0 | 0 | 0 | 0 | 0 | 0 | 0 | 0 | 0 | 0 | 0 | 0 | 0 | 0 | 0 | 0 | 0 | 0 | 0 | 0 | 0 | 0 | 0 | 0 | 0 | 0 | 0 | 0 | 0
PG&E Greater Bay Study Area | Santa Teresa | 115 | 0 | 0 | 0 | 0 | 0 | 0 | 0 | 0 | 0 | 0 | 0 | 0 | 0 | 0 | 0 | 0 | 0 | 0 | 0 | 0 | 0 | 0 | 0 | 0 | 0 | 0 | 0 | 0 | 0 | 0 | 0 | 0 | 0 | 0 | 0 | 0 | 101.888 | 0 | 0 | 0 | 0 | 0 | 0 | 0 | 0 | 0 | 0 | 0 | 0 | 0 | 0 | 0 | 0 | 0 | 0 | 0 | 0 | 0 | 0 | 0 | 0 | 0 | 0 | 0 | 0 | 0 | 0 | 0 | 0 | 0 | 0 | 0 | 101.888 | 0 | 0 | 0 | 0 | 0 | 0 | 0 | 0 | 0 | 0 | 0
SDG&E Study Area | Santee | 138 | 0 | 0 | 0 | 0 | 0 | 0 | 0 | 0 | 0 | 0 | 0 | 0 | 0 | 0 | 0 | 0 | 0 | 0 | 0 | 0 | 0 | 0 | 0 | 0 | 0 | 0 | 0 | 0 | 0 | 0 | 0 | 0 | 0 | 0 | 0 | 0 | 0 | 0 | 0 | 0 | 0 | 0 | 0 | 0 | 0 | 0 | 0 | 0 | 0 | 0 | 0 | 0 | 0 | 0 | 0 | 0 | 0 | 0 | 0 | 0 | 0 | 0 | 0 | 0 | 0 | 0 | 0 | 0 | 0 | 0 | 0 | 0 | 0 | 0 | 0 | 0 | 0 | 0 | 0 | 0 | 0 | 0 | 0 | 0
SCE Metro Study Area | Santiago | 230 | 0 | 0 | 0 | 0 | 0 | 0 | 0 | 0 | 0 | 0 | 0 | 0 | 0 | 0 | 0 | 0 | 0 | 0 | 0 | 0 | 0 | 0 | 0 | 0 | 0 | 0 | 0 | 0 | 0 | 0 | 0 | 0 | 0 | 0 | 0 | 0 | 0 | 0 | 0 | 0 | 0 | 0 | 0 | 0 | 0 | 0 | 0 | 0 | 0 | 0 | 0 | 0 | 0 | 0 | 0 | 0 | 0 | 0 | 0 | 0 | 0 | 0 | 0 | 0 | 0 | 0 | 0 | 0 | 0 | 0 | 0 | 0 | 0 | 0 | 0 | 0 | 0 | 0 | 0 | 0 | 0 | 0 | 0 | 0
PG&E Greater Bay Study Area | Saratoga | 230 | 0 | 0 | 0 | 0 | 0 | 0 | 0 | 0 | 0 | 0 | 0 | 0 | 0 | 0 | 0 | 0 | 0 | 0 | 0 | 0 | 0 | 0 | 0 | 0 | 0 | 0 | 0 | 0 | 0 | 0 | 0 | 0 | 0 | 0 | 0 | 0 | 0 | 0 | 0 | 0 | 0 | 0 | 0 | 0 | 0 | 0 | 0 | 0 | 0 | 0 | 0 | 0 | 0 | 0 | 0 | 0 | 0 | 0 | 0 | 0 | 0 | 0 | 0 | 0 | 0 | 0 | 0 | 0 | 0 | 0 | 0 | 0 | 0 | 0 | 0 | 0 | 0 | 0 | 0 | 0 | 0 | 0 | 0 | 0
SCE Northern Area | Saugus | 230 | 0 | 0 | 0 | 0 | 0 | 0 | 0 | 0 | 0 | 0 | 0 | 0 | 0 | 0 | 0 | 0 | 0 | 0 | 0 | 0 | 0 | 0 | 0 | 0 | 0 | 0 | 0 | 0 | 0 | 0 | 0 | 0 | 0 | 0 | 0 | 0 | 0 | 0 | 0 | 0 | 0 | 0 | 0 | 0 | 0 | 0 | 0 | 0 | 0 | 0 | 0 | 0 | 0 | 0 | 0 | 0 | 0 | 0 | 0 | 0 | 0 | 0 | 0 | 0 | 0 | 0 | 0 | 0 | 0 | 0 | 0 | 0 | 0 | 0 | 0 | 0 | 0 | 0 | 0 | 0 | 0 | 0 | 0 | 0
PG&E Fresno Study Area | Schindler | 115 | 0 | 0 | 0 | 0 | 0 | 0 | 0 | 0 | 0 | 0 | 0 | 0 | 60 | 60 | 0 | 0 | 0 | 0 | 0 | 0 | 0 | 0 | 0 | 0 | 60 | 60 | 0 | 0 | 0 | 0 | 0 | 0 | 0 | 0 | 0 | 0 | 60 | 60 | 0 | 0 | 0 | 0 | 0 | 0 | 0 | 0 | 0 | 0 | 60 | 60 | 0 | 0 | 0 | 0 | 0 | 0 | 0 | 0 | 0 | 0 | 60 | 60 | 0 | 0 | 0 | 0 | 0 | 0 | 0 | 0 | 0 | 0 | 60 | 60 | 0 | 0 | 0 | 0 | 0 | 0 | 0 | 0 | 0 | 0
PG&E Greater Bay Study Area | Schulte | 115 | 0 | 0 | 0 | 0 | 0 | 0 | 0 | 0 | 0 | 0 | 0 | 0 | 0 | 0 | 0 | 0 | 0 | 0 | 0 | 0 | 0 | 0 | 0 | 0 | 0 | 0 | 0 | 0 | 0 | 0 | 0 | 0 | 0 | 0 | 0 | 0 | 676.12 | 0 | 0 | 0 | 0 | 0 | 0 | 0 | 0 | 0 | 0 | 0 | 0 | 0 | 0 | 0 | 0 | 0 | 0 | 0 | 0 | 0 | 0 | 0 | 0 | 0 | 0 | 0 | 0 | 0 | 0 | 0 | 0 | 0 | 0 | 0 | 676.12 | 0 | 0 | 0 | 0 | 0 | 0 | 0 | 0 | 0 | 0 | 0
PG&E Kern Study Area | Semitropic | 115 | 0 | 0 | 0 | 0 | 0 | 0 | 0 | 0 | 0 | 0 | 0 | 0 | 0 | 0 | 0 | 0 | 0 | 0 | 0 | 0 | 0 | 0 | 0 | 0 | 0 | 0 | 0 | 0 | 0 | 0 | 0 | 0 | 0 | 0 | 0 | 0 | 0 | 0 | 0 | 0 | 0 | 0 | 0 | 0 | 0 | 0 | 0 | 0 | 0 | 0 | 0 | 0 | 0 | 0 | 0 | 0 | 0 | 0 | 0 | 0 | 0 | 0 | 0 | 0 | 0 | 0 | 0 | 0 | 0 | 0 | 0 | 0 | 0 | 0 | 0 | 0 | 0 | 0 | 0 | 0 | 0 | 0 | 0 | 0
SCE Metro Study Area | Serrano | 500 | 0 | 0 | 0 | 0 | 0 | 0 | 0 | 0 | 0 | 0 | 0 | 0 | 0 | 0 | 0 | 0 | 0 | 0 | 0 | 0 | 0 | 0 | 0 | 0 | 0 | 0 | 0 | 0 | 0 | 0 | 0 | 0 | 0 | 0 | 0 | 0 | 0 | 0 | 0 | 0 | 0 | 0 | 0 | 0 | 0 | 0 | 0 | 0 | 0 | 0 | 0 | 0 | 0 | 0 | 0 | 0 | 0 | 0 | 0 | 0 | 0 | 0 | 0 | 0 | 0 | 0 | 0 | 0 | 0 | 0 | 0 | 0 | 0 | 0 | 0 | 0 | 0 | 0 | 0 | 0 | 0 | 0 | 0 | 0
SCE Metro Study Area | Serrano | 230 | 0 | 0 | 0 | 0 | 0 | 0 | 0 | 0 | 0 | 0 | 0 | 0 | 0 | 0 | 0 | 0 | 0 | 0 | 0 | 0 | 0 | 0 | 0 | 0 | 0 | 0 | 0 | 0 | 0 | 0 | 0 | 0 | 0 | 0 | 0 | 0 | 300 | 0 | 0 | 0 | 0 | 0 | 0 | 0 | 0 | 0 | 0 | 0 | 0 | 0 | 0 | 0 | 0 | 0 | 0 | 0 | 0 | 0 | 0 | 0 | 0 | 0 | 0 | 0 | 0 | 0 | 0 | 0 | 0 | 0 | 0 | 0 | 300 | 0 | 0 | 0 | 0 | 0 | 0 | 0 | 0 | 0 | 0 | 0
SDG&E Study Area | Shadowridge | 138 | 0 | 0 | 0 | 0 | 0 | 0 | 0 | 0 | 0 | 0 | 0 | 0 | 0 | 0 | 0 | 0 | 0 | 0 | 0 | 0 | 0 | 0 | 0 | 0 | 0 | 0 | 0 | 0 | 0 | 0 | 0 | 0 | 0 | 0 | 0 | 0 | 0 | 0 | 0 | 0 | 0 | 0 | 0 | 0 | 0 | 0 | 0 | 0 | 0 | 0 | 0 | 0 | 0 | 0 | 0 | 0 | 0 | 0 | 0 | 0 | 0 | 0 | 0 | 0 | 0 | 0 | 0 | 0 | 0 | 0 | 0 | 0 | 0 | 0 | 0 | 0 | 0 | 0 | 0 | 0 | 0 | 0 | 0 | 0
PG&E Kern Study Area | Shafter | 115 | 0 | 0 | 0 | 0 | 0 | 0 | 0 | 0 | 0 | 0 | 0 | 0 | 0 | 0 | 0 | 0 | 0 | 0 | 0 | 0 | 0 | 0 | 0 | 0 | 0 | 0 | 0 | 0 | 0 | 0 | 0 | 0 | 0 | 0 | 0 | 0 | 101.7635 | 0 | 0 | 0 | 102.254 | 0 | 0 | 0 | 0 | 0 | 0 | 0 | 0 | 0 | 0 | 0 | 0 | 0 | 0 | 0 | 0 | 0 | 0 | 0 | 0 | 0 | 0 | 0 | 0 | 0 | 0 | 0 | 0 | 0 | 0 | 0 | 0 | 0 | 0 | 0 | 0 | 0 | 0 | 0 | 0 | 0 | 0 | 0
PG&E North of Greater Bay Study Area | Shiloh II | 230 | 0 | 0 | 0 | 0 | 0 | 0 | 0 | 0 | 0 | 0 | 0 | 0 | 0 | 0 | 0 | 0 | 0 | 0 | 0 | 0 | 0 | 0 | 0 | 0 | 0 | 0 | 0 | 0 | 0 | 0 | 0 | 0 | 0 | 0 | 0 | 0 | 0 | 0 | 0 | 0 | 0 | 0 | 0 | 0 | 0 | 0 | 0 | 0 | 0 | 0 | 0 | 0 | 0 | 0 | 0 | 0 | 0 | 0 | 0 | 0 | 0 | 0 | 0 | 0 | 0 | 0 | 0 | 0 | 0 | 0 | 0 | 0 | 0 | 0 | 0 | 0 | 0 | 0 | 0 | 0 | 0 | 0 | 0 | 0
PG&E North of Greater Bay Study Area | Silverado | 115 | 0 | 0 | 0 | 0 | 0 | 0 | 0 | 0 | 0 | 0 | 0 | 0 | 0 | 0 | 0 | 0 | 0 | 0 | 0 | 0 | 0 | 0 | 0 | 0 | 0 | 0 | 0 | 0 | 0 | 0 | 0 | 0 | 0 | 0 | 0 | 0 | 0 | 0 | 0 | 0 | 0 | 0 | 0 | 0 | 0 | 0 | 0 | 0 | 0 | 0 | 0 | 0 | 0 | 0 | 0 | 0 | 0 | 0 | 0 | 0 | 0 | 0 | 0 | 0 | 0 | 0 | 0 | 0 | 0 | 0 | 0 | 0 | 0 | 0 | 0 | 0 | 0 | 0 | 0 | 0 | 0 | 0 | 0 | 0
SDG&E Study Area | Silvergate | 230 | 0 | 0 | 0 | 0 | 0 | 0 | 0 | 0 | 0 | 0 | 0 | 0 | 0 | 0 | 0 | 0 | 0 | 0 | 0 | 0 | 0 | 0 | 0 | 0 | 0 | 0 | 0 | 0 | 0 | 0 | 0 | 0 | 0 | 0 | 0 | 0 | 213.5487 | 0 | 0 | 0 | 0 | 0 | 0 | 0 | 0 | 0 | 0 | 0 | 0 | 0 | 0 | 0 | 0 | 0 | 0 | 0 | 0 | 0 | 0 | 0 | 0 | 0 | 0 | 0 | 0 | 0 | 0 | 0 | 0 | 0 | 0 | 0 | 213.5487 | 0 | 0 | 0 | 0 | 0 | 0 | 0 | 0 | 0 | 0 | 0
PG&E Kern Study Area | Sisquoc | 115 | 0 | 0 | 0 | 0 | 0 | 0 | 0 | 0 | 0 | 0 | 0 | 0 | 0 | 0 | 0 | 0 | 0 | 0 | 0 | 0 | 0 | 0 | 0 | 0 | 0 | 0 | 0 | 0 | 0 | 0 | 0 | 0 | 0 | 0 | 0 | 0 | 0 | 0 | 0 | 0 | 0 | 0 | 0 | 0 | 0 | 0 | 0 | 0 | 0 | 0 | 0 | 0 | 0 | 0 | 0 | 0 | 0 | 0 | 0 | 0 | 0 | 0 | 0 | 0 | 0 | 0 | 0 | 0 | 0 | 0 | 0 | 0 | 0 | 0 | 0 | 0 | 0 | 0 | 0 | 0 | 0 | 0 | 0 | 0
East of Pisgah Study Area | Sloan Canyon | 230 | 0 | 0 | 0 | 0 | 0 | 0 | 0 | 0 | 0 | 0 | 0 | 0 | 95 | 95 | 0 | 0 | 0 | 0 | 0 | 0 | 310 | 61.9973 | 0 | 0 | 95 | 95 | 0 | 0 | 0 | 0 | 0 | 0 | 310 | 61.9973 | 0 | 0 | 95 | 95 | 0 | 0 | 0 | 0 | 0 | 0 | 310 | 61.9973 | 0 | 0 | 95 | 95 | 0 | 0 | 0 | 0 | 0 | 0 | 310 | 61.9973 | 0 | 0 | 95 | 95 | 0 | 0 | 0 | 0 | 0 | 0 | 310 | 61.9973 | 0 | 0 | 95 | 95 | 0 | 0 | 0 | 0 | 0 | 0 | 310 | 61.9973 | 0 | 0
PG&E Kern Study Area | Smyrna | 115 | 0 | 0 | 0 | 0 | 0 | 0 | 0 | 0 | 0 | 0 | 0 | 0 | 0 | 0 | 0 | 0 | 0 | 0 | 0 | 0 | 0 | 0 | 0 | 0 | 0 | 0 | 0 | 0 | 0 | 0 | 0 | 0 | 0 | 0 | 0 | 0 | 0 | 0 | 0 | 0 | 0 | 0 | 0 | 0 | 0 | 0 | 0 | 0 | 0 | 0 | 0 | 0 | 0 | 0 | 0 | 0 | 0 | 0 | 0 | 0 | 0 | 0 | 0 | 0 | 0 | 0 | 0 | 0 | 0 | 0 | 0 | 0 | 0 | 0 | 0 | 0 | 0 | 0 | 0 | 0 | 0 | 0 | 0 | 0
PG&E Greater Bay Study Area | Sobrante | 115 | 0 | 0 | 0 | 0 | 0 | 0 | 0 | 0 | 0 | 0 | 0 | 0 | 0 | 0 | 0 | 0 | 0 | 0 | 0 | 0 | 0 | 0 | 0 | 0 | 0 | 0 | 0 | 0 | 0 | 0 | 0 | 0 | 0 | 0 | 0 | 0 | 0 | 0 | 0 | 0 | 0 | 0 | 0 | 0 | 0 | 0 | 0 | 0 | 0 | 0 | 0 | 0 | 0 | 0 | 0 | 0 | 0 | 0 | 0 | 0 | 0 | 0 | 0 | 0 | 0 | 0 | 0 | 0 | 0 | 0 | 0 | 0 | 0 | 0 | 0 | 0 | 0 | 0 | 0 | 0 | 0 | 0 | 0 | 0
PG&E Kern Study Area | Solar SS | 230 | 0 | 0 | 0 | 0 | 0 | 0 | 0 | 0 | 0 | 0 | 0 | 0 | 0 | 0 | 0 | 0 | 0 | 0 | 0 | 0 | 0 | 0 | 0 | 0 | 0 | 0 | 0 | 0 | 0 | 0 | 0 | 0 | 0 | 0 | 0 | 0 | 0 | 0 | 0 | 0 | 0 | 0 | 0 | 0 | 0 | 0 | 0 | 0 | 0 | 0 | 0 | 0 | 0 | 0 | 0 | 0 | 0 | 0 | 0 | 0 | 0 | 0 | 0 | 0 | 0 | 0 | 0 | 0 | 0 | 0 | 0 | 0 | 0 | 0 | 0 | 0 | 0 | 0 | 0 | 0 | 0 | 0 | 0 | 0
SCE Northern Area | Springville | 230 | 0 | 0 | 0 | 0 | 0 | 0 | 0 | 0 | 0 | 0 | 0 | 0 | 0 | 0 | 0 | 0 | 0 | 0 | 0 | 0 | 0 | 0 | 0 | 0 | 0 | 0 | 0 | 0 | 0 | 0 | 0 | 0 | 0 | 0 | 0 | 0 | 345 | 0 | 0 | 0 | 464.42 | 0 | 0 | 0 | 0 | 0 | 0 | 0 | 0 | 0 | 0 | 0 | 0 | 0 | 0 | 0 | 0 | 0 | 0 | 0 | 0 | 0 | 0 | 0 | 0 | 0 | 0 | 0 | 0 | 0 | 0 | 0 | 345 | 0 | 0 | 0 | 464.42 | 0 | 0 | 0 | 0 | 0 | 0 | 0
PG&E Greater Bay Study Area | Stagg | 230 | 0 | 0 | 0 | 0 | 0 | 0 | 0 | 0 | 0 | 0 | 0 | 0 | 0 | 0 | 0 | 0 | 0 | 0 | 0 | 0 | 0 | 0 | 0 | 0 | 0 | 0 | 0 | 0 | 0 | 0 | 0 | 0 | 0 | 0 | 0 | 0 | 0 | 0 | 0 | 0 | 0 | 0 | 0 | 0 | 0 | 0 | 0 | 0 | 0 | 0 | 0 | 0 | 0 | 0 | 0 | 0 | 0 | 0 | 0 | 0 | 0 | 0 | 0 | 0 | 0 | 0 | 0 | 0 | 0 | 0 | 0 | 0 | 0 | 0 | 0 | 0 | 0 | 0 | 0 | 0 | 0 | 0 | 0 | 0
PG&E Greater Bay Study Area | Std Oil | 115 | 0 | 0 | 0 | 0 | 0 | 0 | 0 | 0 | 0 | 0 | 0 | 0 | 0 | 0 | 0 | 0 | 0 | 0 | 0 | 0 | 0 | 0 | 0 | 0 | 0 | 0 | 0 | 0 | 0 | 0 | 0 | 0 | 0 | 0 | 0 | 0 | 0 | 0 | 0 | 0 | 0 | 0 | 0 | 0 | 0 | 0 | 0 | 0 | 0 | 0 | 0 | 0 | 0 | 0 | 0 | 0 | 0 | 0 | 0 | 0 | 0 | 0 | 0 | 0 | 0 | 0 | 0 | 0 | 0 | 0 | 0 | 0 | 0 | 0 | 0 | 0 | 0 | 0 | 0 | 0 | 0 | 0 | 0 | 0
PG&E Kern Study Area | Stockdale | 230 | 0 | 0 | 0 | 0 | 0 | 0 | 0 | 0 | 0 | 0 | 0 | 0 | 0 | 0 | 0 | 0 | 0 | 0 | 0 | 0 | 0 | 0 | 0 | 0 | 0 | 0 | 0 | 0 | 0 | 0 | 0 | 0 | 0 | 0 | 0 | 0 | 0 | 0 | 0 | 0 | 0 | 0 | 0 | 0 | 0 | 0 | 0 | 0 | 0 | 0 | 0 | 0 | 0 | 0 | 0 | 0 | 0 | 0 | 0 | 0 | 0 | 0 | 0 | 0 | 0 | 0 | 0 | 0 | 0 | 0 | 0 | 0 | 0 | 0 | 0 | 0 | 0 | 0 | 0 | 0 | 0 | 0 | 0 | 0
PG&E Kern Study Area | Stockdale | 115 | 0 | 0 | 0 | 0 | 0 | 0 | 0 | 0 | 0 | 0 | 0 | 0 | 0 | 0 | 0 | 0 | 0 | 0 | 0 | 0 | 0 | 0 | 0 | 0 | 0 | 0 | 0 | 0 | 0 | 0 | 0 | 0 | 0 | 0 | 0 | 0 | 0 | 0 | 0 | 0 | 0 | 0 | 0 | 0 | 0 | 0 | 0 | 0 | 0 | 0 | 0 | 0 | 0 | 0 | 0 | 0 | 0 | 0 | 0 | 0 | 0 | 0 | 0 | 0 | 0 | 0 | 0 | 0 | 0 | 0 | 0 | 0 | 0 | 0 | 0 | 0 | 0 | 0 | 0 | 0 | 0 | 0 | 0 | 0
PG&E Fresno Study Area | Storey | 230 | 0 | 0 | 0 | 0 | 0 | 0 | 0 | 0 | 0 | 0 | 0 | 0 | 0 | 0 | 0 | 0 | 0 | 0 | 0 | 0 | 0 | 0 | 0 | 0 | 0 | 0 | 0 | 0 | 0 | 0 | 0 | 0 | 0 | 0 | 0 | 0 | 0 | 0 | 0 | 0 | 0 | 0 | 0 | 0 | 0 | 0 | 0 | 0 | 0 | 0 | 0 | 0 | 0 | 0 | 0 | 0 | 0 | 0 | 0 | 0 | 0 | 0 | 0 | 0 | 0 | 0 | 0 | 0 | 0 | 0 | 0 | 0 | 0 | 0 | 0 | 0 | 0 | 0 | 0 | 0 | 0 | 0 | 0 | 0
PG&E North of Greater Bay Study Area | Summit | 115 | 0 | 0 | 0 | 0 | 0 | 0 | 0 | 0 | 0 | 0 | 0 | 0 | 0 | 0 | 0 | 0 | 0 | 0 | 0 | 0 | 0 | 0 | 0 | 0 | 0 | 0 | 0 | 0 | 0 | 0 | 0 | 0 | 0 | 0 | 0 | 0 | 0 | 0 | 0 | 0 | 0 | 0 | 0 | 0 | 0 | 0 | 0 | 0 | 0 | 0 | 0 | 0 | 0 | 0 | 0 | 0 | 0 | 0 | 0 | 0 | 0 | 0 | 0 | 0 | 0 | 0 | 0 | 0 | 0 | 0 | 0 | 0 | 0 | 0 | 0 | 0 | 0 | 0 | 0 | 0 | 0 | 0 | 0 | 0
SDG&E Study Area | Suncrest | 500 | 0 | 0 | 0 | 0 | 0 | 0 | 0 | 0 | 0 | 0 | 0 | 0 | 0 | 0 | 0 | 0 | 0 | 0 | 0 | 0 | 0 | 0 | 0 | 0 | 0 | 0 | 0 | 0 | 0 | 0 | 0 | 0 | 0 | 0 | 0 | 0 | 0 | 0 | 0 | 0 | 0 | 0 | 0 | 0 | 0 | 0 | 0 | 0 | 0 | 0 | 0 | 0 | 0 | 0 | 0 | 0 | 0 | 0 | 0 | 0 | 0 | 0 | 0 | 0 | 0 | 0 | 0 | 0 | 0 | 0 | 0 | 0 | 0 | 0 | 0 | 0 | 0 | 0 | 0 | 0 | 0 | 0 | 0 | 0
SDG&E Study Area | Suncrest | 230 | 0 | 0 | 0 | 0 | 0 | 0 | 0 | 0 | 0 | 0 | 0 | 0 | 0 | 0 | 0 | 0 | 0 | 0 | 0 | 0 | 0 | 0 | 0 | 0 | 0 | 0 | 0 | 0 | 0 | 0 | 0 | 0 | 0 | 0 | 0 | 0 | 312.96 | 0 | 0 | 0 | 0 | 0 | 0 | 0 | 0 | 0 | 0 | 0 | 0 | 0 | 0 | 0 | 0 | 0 | 0 | 0 | 0 | 0 | 0 | 0 | 0 | 0 | 0 | 0 | 0 | 0 | 0 | 0 | 0 | 0 | 0 | 0 | 0 | 0 | 0 | 0 | 0 | 0 | 0 | 0 | 0 | 0 | 0 | 0
SDG&E Study Area | New Sub - Suncrest - Ocotillo (Proposed) | 500 | 0 | 0 | 0 | 0 | 0 | 0 | 0 | 0 | 0 | 0 | 0 | 0 | 0 | 0 | 0 | 0 | 0 | 0 | 0 | 0 | 400 | 0 | 0 | 0 | 0 | 0 | 0 | 0 | 0 | 0 | 0 | 0 | 400 | 0 | 0 | 0 | 313.9193 | 0 | 0 | 0 | 0 | 0 | 0 | 0 | 505.8 | 0 | 0 | 0 | 0 | 0 | 0 | 0 | 0 | 0 | 0 | 0 | 400 | 0 | 0 | 0 | 0 | 0 | 0 | 0 | 0 | 0 | 0 | 0 | 400 | 0 | 0 | 0 | 313.9193 | 0 | 0 | 0 | 0 | 0 | 0 | 0 | 505.8 | 0 | 0 | 0
PG&E Kern Study Area | Sunset | 230 | 0 | 0 | 0 | 0 | 0 | 0 | 0 | 0 | 0 | 0 | 0 | 0 | 0 | 0 | 0 | 0 | 0 | 0 | 0 | 0 | 0 | 0 | 0 | 0 | 0 | 0 | 0 | 0 | 0 | 0 | 0 | 0 | 0 | 0 | 0 | 0 | 0 | 0 | 0 | 0 | 0 | 0 | 0 | 0 | 0 | 0 | 0 | 0 | 0 | 0 | 0 | 0 | 0 | 0 | 0 | 0 | 0 | 0 | 0 | 0 | 0 | 0 | 0 | 0 | 0 | 0 | 0 | 0 | 0 | 0 | 0 | 0 | 0 | 0 | 0 | 0 | 0 | 0 | 0 | 0 | 0 | 0 | 0 | 0
PG&E Kern Study Area | Surf | 115 | 0 | 0 | 0 | 0 | 0 | 0 | 0 | 0 | 0 | 0 | 0 | 0 | 0 | 0 | 0 | 0 | 0 | 0 | 0 | 0 | 0 | 0 | 0 | 0 | 0 | 0 | 0 | 0 | 0 | 0 | 0 | 0 | 0 | 0 | 0 | 0 | 0 | 0 | 0 | 0 | 0 | 0 | 0 | 0 | 0 | 0 | 0 | 0 | 0 | 0 | 0 | 0 | 0 | 0 | 0 | 0 | 0 | 0 | 0 | 0 | 0 | 0 | 0 | 0 | 0 | 0 | 0 | 0 | 0 | 0 | 0 | 0 | 0 | 0 | 0 | 0 | 0 | 0 | 0 | 0 | 0 | 0 | 0 | 0
SDG&E Study Area | Sycamore Canyon | 230 | 0 | 0 | 0 | 0 | 0 | 0 | 0 | 0 | 0 | 0 | 0 | 0 | 0 | 0 | 0 | 0 | 0 | 0 | 0 | 0 | 0 | 0 | 0 | 0 | 0 | 0 | 0 | 0 | 0 | 0 | 0 | 0 | 0 | 0 | 0 | 0 | 71.3 | 0 | 0 | 0 | 0 | 0 | 0 | 0 | 0 | 0 | 0 | 0 | 0 | 0 | 0 | 0 | 0 | 0 | 0 | 0 | 0 | 0 | 0 | 0 | 0 | 0 | 0 | 0 | 0 | 0 | 0 | 0 | 0 | 0 | 0 | 0 | 71.3 | 0 | 0 | 0 | 0 | 0 | 0 | 0 | 0 | 0 | 0 | 0
SDG&E Study Area | Sycamore Canyon | 138 | 0 | 0 | 0 | 0 | 0 | 0 | 0 | 0 | 0 | 0 | 0 | 0 | 0 | 0 | 0 | 0 | 0 | 0 | 0 | 0 | 0 | 0 | 0 | 0 | 0 | 0 | 0 | 0 | 0 | 0 | 0 | 0 | 0 | 0 | 0 | 0 | 0 | 0 | 0 | 0 | 0 | 0 | 0 | 0 | 0 | 0 | 0 | 0 | 0 | 0 | 0 | 0 | 0 | 0 | 0 | 0 | 0 | 0 | 0 | 0 | 0 | 0 | 0 | 0 | 0 | 0 | 0 | 0 | 0 | 0 | 0 | 0 | 0 | 0 | 0 | 0 | 0 | 0 | 0 | 0 | 0 | 0 | 0 | 0
SCE Metro Study Area | Sylmar | 230 | 0 | 0 | 0 | 0 | 0 | 0 | 0 | 0 | 0 | 0 | 0 | 0 | 0 | 0 | 0 | 0 | 0 | 0 | 0 | 0 | 0 | 0 | 0 | 0 | 0 | 0 | 0 | 0 | 0 | 0 | 0 | 0 | 0 | 0 | 0 | 0 | 171.738 | 0 | 0 | 0 | 0 | 0 | 0 | 0 | 0 | 0 | 0 | 0 | 0 | 0 | 0 | 0 | 0 | 0 | 0 | 0 | 0 | 0 | 0 | 0 | 0 | 0 | 0 | 0 | 0 | 0 | 0 | 0 | 0 | 0 | 0 | 0 | 171.738 | 0 | 0 | 0 | 0 | 0 | 0 | 0 | 0 | 0 | 0 | 0
PG&E North of Greater Bay Study Area | Table Mountain | 500 | 0 | 0 | 0 | 0 | 0 | 0 | 0 | 0 | 0 | 0 | 0 | 0 | 0 | 0 | 0 | 0 | 0 | 0 | 0 | 0 | 0 | 0 | 0 | 0 | 0 | 0 | 0 | 0 | 0 | 0 | 0 | 0 | 0 | 0 | 0 | 0 | 0 | 0 | 0 | 0 | 0 | 0 | 0 | 0 | 0 | 0 | 0 | 0 | 0 | 0 | 0 | 0 | 0 | 0 | 0 | 0 | 0 | 0 | 0 | 0 | 0 | 0 | 0 | 0 | 0 | 0 | 0 | 0 | 0 | 0 | 0 | 0 | 0 | 0 | 0 | 0 | 0 | 0 | 0 | 0 | 0 | 0 | 0 | 0
PG&E North of Greater Bay Study Area | Table Mountain | 230 | 0 | 0 | 0 | 0 | 0 | 0 | 0 | 0 | 0 | 0 | 0 | 0 | 0 | 0 | 0 | 0 | 0 | 0 | 0 | 0 | 0 | 0 | 0 | 0 | 0 | 0 | 0 | 0 | 0 | 0 | 0 | 0 | 0 | 0 | 0 | 0 | 430.1 | 0 | 0 | 0 | 232.1 | 0 | 0 | 0 | 0 | 0 | 0 | 0 | 0 | 0 | 0 | 0 | 0 | 0 | 0 | 0 | 0 | 0 | 0 | 0 | 0 | 0 | 0 | 0 | 0 | 0 | 0 | 0 | 0 | 0 | 0 | 0 | 430.1 | 0 | 0 | 0 | 232.1 | 0 | 0 | 0 | 0 | 0 | 0 | 0
PG&E Kern Study Area | Taft | 115 | 0 | 0 | 0 | 0 | 0 | 0 | 0 | 0 | 0 | 0 | 0 | 0 | 0 | 0 | 0 | 0 | 0 | 0 | 0 | 0 | 0 | 0 | 0 | 0 | 0 | 0 | 0 | 0 | 0 | 0 | 0 | 0 | 0 | 0 | 0 | 0 | 0 | 0 | 0 | 0 | 0 | 0 | 0 | 0 | 0 | 0 | 0 | 0 | 0 | 0 | 0 | 0 | 0 | 0 | 0 | 0 | 0 | 0 | 0 | 0 | 0 | 0 | 0 | 0 | 0 | 0 | 0 | 0 | 0 | 0 | 0 | 0 | 0 | 0 | 0 | 0 | 0 | 0 | 0 | 0 | 0 | 0 | 0 | 0
SDG&E Study Area | Talega | 230 | 200 | 100 | 0 | 0 | 0 | 0 | 0 | 0 | 0 | 0 | 0 | 0 | 200 | 100 | 0 | 0 | 0 | 0 | 0 | 0 | 0 | 0 | 0 | 0 | 200 | 100 | 0 | 0 | 0 | 0 | 0 | 0 | 0 | 0 | 0 | 0 | 200 | 100 | 0 | 0 | 0 | 0 | 0 | 0 | 0 | 0 | 0 | 0 | 200 | 100 | 0 | 0 | 0 | 0 | 0 | 0 | 0 | 0 | 0 | 0 | 200 | 100 | 0 | 0 | 0 | 0 | 0 | 0 | 0 | 0 | 0 | 0 | 200 | 100 | 0 | 0 | 0 | 0 | 0 | 0 | 0 | 0 | 0 | 0
SDG&E Study Area | Talega | 138 | 0 | 0 | 0 | 0 | 0 | 0 | 0 | 0 | 0 | 0 | 0 | 0 | 0 | 0 | 0 | 0 | 0 | 0 | 0 | 0 | 0 | 0 | 0 | 0 | 0 | 0 | 0 | 0 | 0 | 0 | 0 | 0 | 0 | 0 | 0 | 0 | 0 | 0 | 0 | 0 | 0 | 0 | 0 | 0 | 0 | 0 | 0 | 0 | 0 | 0 | 0 | 0 | 0 | 0 | 0 | 0 | 0 | 0 | 0 | 0 | 0 | 0 | 0 | 0 | 0 | 0 | 0 | 0 | 0 | 0 | 0 | 0 | 0 | 0 | 0 | 0 | 0 | 0 | 0 | 0 | 0 | 0 | 0 | 0
PG&E Greater Bay Study Area | Tassajara | 230 | 0 | 0 | 0 | 0 | 0 | 0 | 0 | 0 | 0 | 0 | 0 | 0 | 0 | 0 | 0 | 0 | 0 | 0 | 0 | 0 | 0 | 0 | 0 | 0 | 0 | 0 | 0 | 0 | 0 | 0 | 0 | 0 | 0 | 0 | 0 | 0 | 0 | 0 | 0 | 0 | 0 | 0 | 0 | 0 | 0 | 0 | 0 | 0 | 0 | 0 | 0 | 0 | 0 | 0 | 0 | 0 | 0 | 0 | 0 | 0 | 0 | 0 | 0 | 0 | 0 | 0 | 0 | 0 | 0 | 0 | 0 | 0 | 0 | 0 | 0 | 0 | 0 | 0 | 0 | 0 | 0 | 0 | 0 | 0
PG&E Kern Study Area | Temblor | 115 | 0 | 0 | 0 | 0 | 0 | 0 | 0 | 0 | 0 | 0 | 0 | 0 | 0 | 0 | 0 | 0 | 0 | 0 | 0 | 0 | 0 | 0 | 0 | 0 | 0 | 0 | 0 | 0 | 0 | 0 | 0 | 0 | 0 | 0 | 0 | 0 | 0 | 0 | 0 | 0 | 0 | 0 | 0 | 0 | 0 | 0 | 0 | 0 | 0 | 0 | 0 | 0 | 0 | 0 | 0 | 0 | 0 | 0 | 0 | 0 | 0 | 0 | 0 | 0 | 0 | 0 | 0 | 0 | 0 | 0 | 0 | 0 | 0 | 0 | 0 | 0 | 0 | 0 | 0 | 0 | 0 | 0 | 0 | 0
PG&E Kern Study Area | Templeton | 230 | 0 | 0 | 0 | 0 | 0 | 0 | 0 | 0 | 0 | 0 | 0 | 0 | 0 | 0 | 0 | 0 | 0 | 0 | 0 | 0 | 0 | 0 | 0 | 0 | 0 | 0 | 0 | 0 | 0 | 0 | 0 | 0 | 0 | 0 | 0 | 0 | 0 | 0 | 0 | 0 | 0 | 0 | 0 | 0 | 0 | 0 | 0 | 0 | 0 | 0 | 0 | 0 | 0 | 0 | 0 | 0 | 0 | 0 | 0 | 0 | 0 | 0 | 0 | 0 | 0 | 0 | 0 | 0 | 0 | 0 | 0 | 0 | 0 | 0 | 0 | 0 | 0 | 0 | 0 | 0 | 0 | 0 | 0 | 0
PG&E Greater Bay Study Area | Tesla | 500 | 0 | 0 | 0 | 0 | 0 | 0 | 0 | 0 | 0 | 0 | 0 | 0 | 405.9 | 0 | 0 | 0 | 410.04 | 0 | 0 | 0 | 408.8 | 0 | 0 | 0 | 405.9 | 0 | 0 | 0 | 410.04 | 0 | 0 | 0 | 408.8 | 0 | 0 | 0 | 921.318 | 0 | 0 | 0 | 410.04 | 0 | 0 | 0 | 408.8 | 0 | 0 | 0 | 405.9 | 0 | 0 | 0 | 410.04 | 0 | 0 | 0 | 408.8 | 0 | 0 | 0 | 405.9 | 0 | 0 | 0 | 410.04 | 0 | 0 | 0 | 408.8 | 0 | 0 | 0 | 921.318 | 0 | 0 | 0 | 410.04 | 0 | 0 | 0 | 408.8 | 0 | 0 | 0
PG&E Greater Bay Study Area | Tesla | 230 | 0 | 0 | 0 | 0 | 0 | 0 | 0 | 0 | 114 | 20 | 0 | 0 | 18 | 18 | 0 | 0 | 0 | 0 | 0 | 0 | 176.5 | 80 | 0 | 0 | 18 | 18 | 0 | 0 | 0 | 0 | 0 | 0 | 176.5 | 80 | 0 | 0 | 887.12 | 18 | 0 | 0 | 0 | 0 | 0 | 0 | 176.5 | 80 | 0 | 0 | 18 | 18 | 0 | 0 | 0 | 0 | 0 | 0 | 176.5 | 80 | 0 | 0 | 18 | 18 | 0 | 0 | 0 | 0 | 0 | 0 | 176.5 | 80 | 0 | 0 | 887.12 | 18 | 0 | 0 | 0 | 0 | 0 | 0 | 176.5 | 80 | 0 | 0
PG&E Greater Bay Study Area | Tesla | 115 | 0 | 0 | 0 | 0 | 0 | 0 | 0 | 0 | 0 | 0 | 0 | 0 | 0 | 0 | 0 | 0 | 0 | 0 | 0 | 0 | 0 | 0 | 0 | 0 | 0 | 0 | 0 | 0 | 0 | 0 | 0 | 0 | 0 | 0 | 0 | 0 | 0 | 0 | 0 | 0 | 0 | 0 | 0 | 0 | 0 | 0 | 0 | 0 | 0 | 0 | 0 | 0 | 0 | 0 | 0 | 0 | 0 | 0 | 0 | 0 | 0 | 0 | 0 | 0 | 0 | 0 | 0 | 0 | 0 | 0 | 0 | 0 | 0 | 0 | 0 | 0 | 0 | 0 | 0 | 0 | 0 | 0 | 0 | 0
PG&E Kern Study Area | Tevis | 115 | 0 | 0 | 0 | 0 | 0 | 0 | 0 | 0 | 0 | 0 | 0 | 0 | 0 | 0 | 0 | 0 | 0 | 0 | 0 | 0 | 0 | 0 | 0 | 0 | 0 | 0 | 0 | 0 | 0 | 0 | 0 | 0 | 0 | 0 | 0 | 0 | 0 | 0 | 0 | 0 | 0 | 0 | 0 | 0 | 0 | 0 | 0 | 0 | 0 | 0 | 0 | 0 | 0 | 0 | 0 | 0 | 0 | 0 | 0 | 0 | 0 | 0 | 0 | 0 | 0 | 0 | 0 | 0 | 0 | 0 | 0 | 0 | 0 | 0 | 0 | 0 | 0 | 0 | 0 | 0 | 0 | 0 | 0 | 0
East of Pisgah Study Area | Thousandaire | 138 | 0 | 0 | 0 | 0 | 0 | 0 | 0 | 0 | 0 | 0 | 0 | 0 | 0 | 0 | 0 | 0 | 0 | 0 | 0 | 0 | 0 | 0 | 0 | 0 | 0 | 0 | 0 | 0 | 0 | 0 | 0 | 0 | 0 | 0 | 0 | 0 | 0 | 0 | 0 | 0 | 0 | 0 | 0 | 0 | 0 | 0 | 0 | 0 | 0 | 0 | 0 | 0 | 0 | 0 | 0 | 0 | 0 | 0 | 0 | 0 | 0 | 0 | 0 | 0 | 0 | 0 | 0 | 0 | 0 | 0 | 0 | 0 | 0 | 0 | 0 | 0 | 0 | 0 | 0 | 0 | 0 | 0 | 0 | 0
SCE North of Lugo Study Area | Tortilla | 115 | 0 | 0 | 0 | 0 | 0 | 0 | 0 | 0 | 0 | 0 | 0 | 0 | 0 | 0 | 0 | 0 | 0 | 0 | 0 | 0 | 0 | 0 | 0 | 0 | 0 | 0 | 0 | 0 | 0 | 0 | 0 | 0 | 0 | 0 | 0 | 0 | 0 | 0 | 0 | 0 | 0 | 0 | 0 | 0 | 0 | 0 | 0 | 0 | 0 | 0 | 0 | 0 | 0 | 0 | 0 | 0 | 0 | 0 | 0 | 0 | 0 | 0 | 0 | 0 | 0 | 0 | 0 | 0 | 0 | 0 | 0 | 0 | 0 | 0 | 0 | 0 | 0 | 0 | 0 | 0 | 0 | 0 | 0 | 0
SDG&E Study Area | Trabuco | 138 | 0 | 0 | 0 | 0 | 0 | 0 | 0 | 0 | 0 | 0 | 0 | 0 | 0 | 0 | 0 | 0 | 0 | 0 | 0 | 0 | 0 | 0 | 0 | 0 | 0 | 0 | 0 | 0 | 0 | 0 | 0 | 0 | 0 | 0 | 0 | 0 | 0 | 0 | 0 | 0 | 0 | 0 | 0 | 0 | 0 | 0 | 0 | 0 | 0 | 0 | 0 | 0 | 0 | 0 | 0 | 0 | 0 | 0 | 0 | 0 | 0 | 0 | 0 | 0 | 0 | 0 | 0 | 0 | 0 | 0 | 0 | 0 | 0 | 0 | 0 | 0 | 0 | 0 | 0 | 0 | 0 | 0 | 0 | 0
PG&E Greater Bay Study Area | Tracy | 500 | 0 | 0 | 0 | 0 | 0 | 0 | 0 | 0 | 0 | 0 | 0 | 0 | 0 | 0 | 0 | 0 | 0 | 0 | 0 | 0 | 0 | 0 | 0 | 0 | 0 | 0 | 0 | 0 | 0 | 0 | 0 | 0 | 0 | 0 | 0 | 0 | 0 | 0 | 0 | 0 | 0 | 0 | 0 | 0 | 0 | 0 | 0 | 0 | 0 | 0 | 0 | 0 | 0 | 0 | 0 | 0 | 0 | 0 | 0 | 0 | 0 | 0 | 0 | 0 | 0 | 0 | 0 | 0 | 0 | 0 | 0 | 0 | 0 | 0 | 0 | 0 | 0 | 0 | 0 | 0 | 0 | 0 | 0 | 0
PG&E Greater Bay Study Area | Tracy | 230 | 0 | 0 | 0 | 0 | 0 | 0 | 0 | 0 | 0 | 0 | 0 | 0 | 0 | 0 | 0 | 0 | 0 | 0 | 0 | 0 | 0 | 0 | 0 | 0 | 0 | 0 | 0 | 0 | 0 | 0 | 0 | 0 | 0 | 0 | 0 | 0 | 0 | 0 | 0 | 0 | 0 | 0 | 0 | 0 | 0 | 0 | 0 | 0 | 0 | 0 | 0 | 0 | 0 | 0 | 0 | 0 | 0 | 0 | 0 | 0 | 0 | 0 | 0 | 0 | 0 | 0 | 0 | 0 | 0 | 0 | 0 | 0 | 0 | 0 | 0 | 0 | 0 | 0 | 0 | 0 | 0 | 0 | 0 | 0
PG&E Fresno Study Area | Tranquility | 230 | 210 | 210 | 0 | 0 | 512.09 | 0 | 0 | 0 | 0 | 0 | 0 | 0 | 210 | 210 | 0 | 0 | 209.1 | 4 | 0 | 0 | 0 | 0 | 0 | 0 | 210 | 210 | 0 | 0 | 521.19 | 4 | 0 | 0 | 0 | 0 | 0 | 0 | 719.75 | 210 | 0 | 0 | 931.13 | 4 | 0 | 0 | 0 | 0 | 0 | 0 | 210 | 210 | 0 | 0 | 209.1 | 4 | 0 | 0 | 0 | 0 | 0 | 0 | 210 | 210 | 0 | 0 | 521.19 | 4 | 0 | 0 | 0 | 0 | 0 | 0 | 719.75 | 210 | 0 | 0 | 931.13 | 4 | 0 | 0 | 0 | 0 | 0 | 0
East of Pisgah Study Area | Trout Canyon | 230 | 608.24 | 600 | 0 | 0 | 850.2 | 441 | 0 | 0 | 0 | 0 | 0 | 0 | 394.98 | 390 | 0 | 0 | 667.954 | 441 | 0 | 0 | 0 | 0 | 0 | 0 | 1457.02 | 1440 | 0 | 0 | 1734.954 | 441 | 0 | 0 | 0 | 0 | 0 | 0 | 2816.1067 | 1440 | 0 | 0 | 3094.37 | 441 | 0 | 0 | 0 | 0 | 0 | 0 | 394.98 | 390 | 0 | 0 | 667.954 | 441 | 0 | 0 | 0 | 0 | 0 | 0 | 1457.02 | 1440 | 0 | 0 | 1734.954 | 441 | 0 | 0 | 0 | 0 | 0 | 0 | 2816.1067 | 1440 | 0 | 0 | 3094.37 | 441 | 0 | 0 | 0 | 0 | 0 | 0
PG&E North of Greater Bay Study Area | Tulucay | 230 | 0 | 0 | 0 | 0 | 0 | 0 | 0 | 0 | 0 | 0 | 0 | 0 | 0 | 0 | 0 | 0 | 24.5 | 24.5 | 0 | 0 | 0 | 0 | 0 | 0 | 0 | 0 | 0 | 0 | 24.5 | 24.5 | 0 | 0 | 0 | 0 | 0 | 0 | 252 | 0 | 0 | 0 | 24.5 | 24.5 | 0 | 0 | 0 | 0 | 0 | 0 | 0 | 0 | 0 | 0 | 24.5 | 24.5 | 0 | 0 | 0 | 0 | 0 | 0 | 0 | 0 | 0 | 0 | 24.5 | 24.5 | 0 | 0 | 0 | 0 | 0 | 0 | 252 | 0 | 0 | 0 | 24.5 | 24.5 | 0 | 0 | 0 | 0 | 0 | 0
PG&E Kern Study Area | Tupman | 115 | 0 | 0 | 0 | 0 | 0 | 0 | 0 | 0 | 0 | 0 | 0 | 0 | 0 | 0 | 0 | 0 | 0 | 0 | 0 | 0 | 0 | 0 | 0 | 0 | 21.8 | 0 | 0 | 0 | 55.9 | 0 | 0 | 0 | 0 | 0 | 0 | 0 | 21.8 | 0 | 0 | 0 | 55.9 | 0 | 0 | 0 | 0 | 0 | 0 | 0 | 0 | 0 | 0 | 0 | 0 | 0 | 0 | 0 | 0 | 0 | 0 | 0 | 21.8 | 0 | 0 | 0 | 55.9 | 0 | 0 | 0 | 0 | 0 | 0 | 0 | 21.8 | 0 | 0 | 0 | 55.9 | 0 | 0 | 0 | 0 | 0 | 0 | 0
PG&E North of Greater Bay Study Area | Ukiah | 115 | 0 | 0 | 0 | 0 | 0 | 0 | 0 | 0 | 0 | 0 | 0 | 0 | 0 | 0 | 0 | 0 | 0 | 0 | 0 | 0 | 0 | 0 | 0 | 0 | 0 | 0 | 0 | 0 | 0 | 0 | 0 | 0 | 0 | 0 | 0 | 0 | 0 | 0 | 0 | 0 | 0 | 0 | 0 | 0 | 0 | 0 | 0 | 0 | 0 | 0 | 0 | 0 | 0 | 0 | 0 | 0 | 0 | 0 | 0 | 0 | 0 | 0 | 0 | 0 | 0 | 0 | 0 | 0 | 0 | 0 | 0 | 0 | 0 | 0 | 0 | 0 | 0 | 0 | 0 | 0 | 0 | 0 | 0 | 0
PG&E North of Greater Bay Study Area | Vaca Dixon | 500 | 0 | 0 | 0 | 0 | 0 | 0 | 0 | 0 | 0 | 0 | 0 | 0 | 0 | 0 | 0 | 0 | 0 | 0 | 0 | 0 | 0 | 0 | 0 | 0 | 0 | 0 | 0 | 0 | 0 | 0 | 0 | 0 | 0 | 0 | 0 | 0 | 710.6 | 0 | 0 | 0 | 0 | 0 | 0 | 0 | 0 | 0 | 0 | 0 | 0 | 0 | 0 | 0 | 0 | 0 | 0 | 0 | 0 | 0 | 0 | 0 | 0 | 0 | 0 | 0 | 0 | 0 | 0 | 0 | 0 | 0 | 0 | 0 | 710.6 | 0 | 0 | 0 | 0 | 0 | 0 | 0 | 0 | 0 | 0 | 0
PG&E North of Greater Bay Study Area | Vaca Dixon | 230 | 0 | 0 | 0 | 0 | 0 | 0 | 0 | 0 | 0 | 0 | 0 | 0 | 0 | 0 | 0 | 0 | 0 | 0 | 0 | 0 | 0 | 0 | 0 | 0 | 0 | 0 | 0 | 0 | 0 | 0 | 0 | 0 | 0 | 0 | 0 | 0 | 0 | 0 | 0 | 0 | 0 | 0 | 0 | 0 | 0 | 0 | 0 | 0 | 0 | 0 | 0 | 0 | 0 | 0 | 0 | 0 | 0 | 0 | 0 | 0 | 0 | 0 | 0 | 0 | 0 | 0 | 0 | 0 | 0 | 0 | 0 | 0 | 0 | 0 | 0 | 0 | 0 | 0 | 0 | 0 | 0 | 0 | 0 | 0
PG&E North of Greater Bay Study Area | Vaca Dixon | 115 | 13.5 | 0 | 0 | 0 | 0 | 0 | 0 | 0 | 0 | 0 | 0 | 0 | 13.5 | 0 | 0 | 0 | 0 | 0 | 0 | 0 | 0 | 0 | 0 | 0 | 13.5 | 0 | 0 | 0 | 0 | 0 | 0 | 0 | 0 | 0 | 0 | 0 | 591.61 | 0 | 0 | 0 | 0 | 0 | 0 | 0 | 0 | 0 | 0 | 0 | 13.5 | 0 | 0 | 0 | 0 | 0 | 0 | 0 | 0 | 0 | 0 | 0 | 13.5 | 0 | 0 | 0 | 0 | 0 | 0 | 0 | 0 | 0 | 0 | 0 | 591.61 | 0 | 0 | 0 | 0 | 0 | 0 | 0 | 0 | 0 | 0 | 0
SCE Eastern Study Area | Valley (SCE) | 500 | 507.6 | 0 | 0 | 0 | 0 | 0 | 0 | 0 | 0 | 0 | 0 | 0 | 10 | 10 | 0 | 0 | 0 | 0 | 0 | 0 | 0 | 0 | 0 | 0 | 517.6 | 10 | 0 | 0 | 0 | 0 | 0 | 0 | 0 | 0 | 0 | 0 | 517.6 | 10 | 0 | 0 | 0 | 0 | 0 | 0 | 0 | 0 | 0 | 0 | 10 | 10 | 0 | 0 | 0 | 0 | 0 | 0 | 0 | 0 | 0 | 0 | 517.6 | 10 | 0 | 0 | 0 | 0 | 0 | 0 | 0 | 0 | 0 | 0 | 517.6 | 10 | 0 | 0 | 0 | 0 | 0 | 0 | 0 | 0 | 0 | 0
East of Pisgah Study Area | Valley (VEA) | 138 | 40 | 40 | 0 | 0 | 0 | 0 | 0 | 0 | 0 | 0 | 0 | 0 | 40 | 40 | 0 | 0 | 0 | 0 | 0 | 0 | 0 | 0 | 0 | 0 | 40 | 40 | 0 | 0 | 0 | 0 | 0 | 0 | 0 | 0 | 0 | 0 | 40 | 40 | 0 | 0 | 0 | 0 | 0 | 0 | 0 | 0 | 0 | 0 | 40 | 40 | 0 | 0 | 0 | 0 | 0 | 0 | 0 | 0 | 0 | 0 | 40 | 40 | 0 | 0 | 0 | 0 | 0 | 0 | 0 | 0 | 0 | 0 | 40 | 40 | 0 | 0 | 0 | 0 | 0 | 0 | 0 | 0 | 0 | 0
PG&E Greater Bay Study Area | Valley Home | 115 | 0 | 0 | 0 | 0 | 0 | 0 | 0 | 0 | 0 | 0 | 0 | 0 | 0 | 0 | 0 | 0 | 0 | 0 | 0 | 0 | 0 | 0 | 0 | 0 | 0 | 0 | 0 | 0 | 0 | 0 | 0 | 0 | 0 | 0 | 0 | 0 | 0 | 0 | 0 | 0 | 0 | 0 | 0 | 0 | 0 | 0 | 0 | 0 | 0 | 0 | 0 | 0 | 0 | 0 | 0 | 0 | 0 | 0 | 0 | 0 | 0 | 0 | 0 | 0 | 0 | 0 | 0 | 0 | 0 | 0 | 0 | 0 | 0 | 0 | 0 | 0 | 0 | 0 | 0 | 0 | 0 | 0 | 0 | 0
East of Pisgah Study Area | Valley Switch | 138 | 0 | 0 | 0 | 0 | 0 | 0 | 0 | 0 | 0 | 0 | 0 | 0 | 0 | 0 | 0 | 0 | 0 | 0 | 0 | 0 | 0 | 0 | 0 | 0 | 0 | 0 | 0 | 0 | 0 | 0 | 0 | 0 | 0 | 0 | 0 | 0 | 0 | 0 | 0 | 0 | 0 | 0 | 0 | 0 | 0 | 0 | 0 | 0 | 0 | 0 | 0 | 0 | 0 | 0 | 0 | 0 | 0 | 0 | 0 | 0 | 0 | 0 | 0 | 0 | 0 | 0 | 0 | 0 | 0 | 0 | 0 | 0 | 0 | 0 | 0 | 0 | 0 | 0 | 0 | 0 | 0 | 0 | 0 | 0
PG&E Greater Bay Study Area | Vasona | 230 | 0 | 0 | 0 | 0 | 0 | 0 | 0 | 0 | 0 | 0 | 0 | 0 | 0 | 0 | 0 | 0 | 0 | 0 | 0 | 0 | 0 | 0 | 0 | 0 | 0 | 0 | 0 | 0 | 0 | 0 | 0 | 0 | 0 | 0 | 0 | 0 | 0 | 0 | 0 | 0 | 0 | 0 | 0 | 0 | 0 | 0 | 0 | 0 | 0 | 0 | 0 | 0 | 0 | 0 | 0 | 0 | 0 | 0 | 0 | 0 | 0 | 0 | 0 | 0 | 0 | 0 | 0 | 0 | 0 | 0 | 0 | 0 | 0 | 0 | 0 | 0 | 0 | 0 | 0 | 0 | 0 | 0 | 0 | 0
SCE Northern Area | Vestal | 230 | 302.963 | 302.963 | 0 | 0 | 406.13 | 206.13 | 0 | 0 | 0 | 0 | 0 | 0 | 0 | 0 | 0 | 0 | 0 | 0 | 0 | 0 | 0 | 0 | 0 | 0 | 302.963 | 302.963 | 0 | 0 | 406.13 | 206.13 | 0 | 0 | 0 | 0 | 0 | 0 | 302.963 | 302.963 | 0 | 0 | 406.13 | 206.13 | 0 | 0 | 0 | 0 | 0 | 0 | 0 | 0 | 0 | 0 | 0 | 0 | 0 | 0 | 0 | 0 | 0 | 0 | 302.963 | 302.963 | 0 | 0 | 406.13 | 206.13 | 0 | 0 | 0 | 0 | 0 | 0 | 302.963 | 302.963 | 0 | 0 | 406.13 | 206.13 | 0 | 0 | 0 | 0 | 0 | 0
SCE North of Lugo Study Area | Victor | 230 | 0 | 0 | 0 | 0 | 0 | 0 | 0 | 0 | 0 | 0 | 0 | 0 | 0 | 0 | 0 | 0 | 0 | 0 | 0 | 0 | 0 | 0 | 0 | 0 | 0 | 0 | 0 | 0 | 0 | 0 | 0 | 0 | 0 | 0 | 0 | 0 | 536.76 | 0 | 0 | 0 | 0 | 0 | 0 | 0 | 0 | 0 | 0 | 0 | 0 | 0 | 0 | 0 | 0 | 0 | 0 | 0 | 0 | 0 | 0 | 0 | 0 | 0 | 0 | 0 | 0 | 0 | 0 | 0 | 0 | 0 | 0 | 0 | 126 | 0 | 0 | 0 | 0 | 0 | 0 | 0 | 0 | 0 | 0 | 0
SCE North of Lugo Study Area | Victor | 115 | 0 | 0 | 0 | 0 | 0 | 0 | 0 | 0 | 0 | 0 | 0 | 0 | 0 | 0 | 0 | 0 | 0 | 0 | 0 | 0 | 0 | 0 | 0 | 0 | 0 | 0 | 0 | 0 | 0 | 0 | 0 | 0 | 0 | 0 | 0 | 0 | 0 | 0 | 0 | 0 | 0 | 0 | 0 | 0 | 0 | 0 | 0 | 0 | 0 | 0 | 0 | 0 | 0 | 0 | 0 | 0 | 0 | 0 | 0 | 0 | 0 | 0 | 0 | 0 | 0 | 0 | 0 | 0 | 0 | 0 | 0 | 0 | 0 | 0 | 0 | 0 | 0 | 0 | 0 | 0 | 0 | 0 | 0 | 0
| Victorville (LDWP) | 500 | 0 | 0 | 0 | 0 | 0 | 0 | 0 | 0 | 0 | 0 | 0 | 0 | 0 | 0 | 0 | 0 | 0 | 0 | 0 | 0 | 0 | 0 | 0 | 0 | 0 | 0 | 0 | 0 | 0 | 0 | 0 | 0 | 0 | 0 | 0 | 0 | 0 | 0 | 0 | 0 | 0 | 0 | 0 | 0 | 0 | 0 | 0 | 0 | 0 | 0 | 0 | 0 | 0 | 0 | 0 | 0 | 0 | 0 | 0 | 0 | 0 | 0 | 0 | 0 | 0 | 0 | 0 | 0 | 0 | 0 | 0 | 0 | 0 | 0 | 0 | 0 | 0 | 0 | 0 | 0 | 0 | 0 | 0 | 0
SCE Metro Study Area | Viejo | 230 | 0 | 0 | 0 | 0 | 0 | 0 | 0 | 0 | 0 | 0 | 0 | 0 | 0 | 0 | 0 | 0 | 0 | 0 | 0 | 0 | 0 | 0 | 0 | 0 | 0 | 0 | 0 | 0 | 0 | 0 | 0 | 0 | 0 | 0 | 0 | 0 | 302.4 | 0 | 0 | 0 | 0 | 0 | 0 | 0 | 0 | 0 | 0 | 0 | 0 | 0 | 0 | 0 | 0 | 0 | 0 | 0 | 0 | 0 | 0 | 0 | 0 | 0 | 0 | 0 | 0 | 0 | 0 | 0 | 0 | 0 | 0 | 0 | 302.4 | 0 | 0 | 0 | 0 | 0 | 0 | 0 | 0 | 0 | 0 | 0
PG&E Greater Bay Study Area | Vierra | 115 | 0 | 0 | 0 | 0 | 0 | 0 | 0 | 0 | 0 | 0 | 0 | 0 | 0 | 0 | 0 | 0 | 0 | 0 | 0 | 0 | 0 | 0 | 0 | 0 | 102 | 93.104 | 0 | 0 | 0 | 0 | 0 | 0 | 0 | 0 | 0 | 0 | 102 | 93.104 | 0 | 0 | 0 | 0 | 0 | 0 | 0 | 0 | 0 | 0 | 0 | 0 | 0 | 0 | 0 | 0 | 0 | 0 | 0 | 0 | 0 | 0 | 102 | 93.104 | 0 | 0 | 0 | 0 | 0 | 0 | 0 | 0 | 0 | 0 | 102 | 93.104 | 0 | 0 | 0 | 0 | 0 | 0 | 0 | 0 | 0 | 0
SCE Metro Study Area | Villa Park | 230 | 0 | 0 | 0 | 0 | 0 | 0 | 0 | 0 | 0 | 0 | 0 | 0 | 0 | 0 | 0 | 0 | 0 | 0 | 0 | 0 | 0 | 0 | 0 | 0 | 0 | 0 | 0 | 0 | 0 | 0 | 0 | 0 | 0 | 0 | 0 | 0 | 0 | 0 | 0 | 0 | 0 | 0 | 0 | 0 | 0 | 0 | 0 | 0 | 0 | 0 | 0 | 0 | 0 | 0 | 0 | 0 | 0 | 0 | 0 | 0 | 0 | 0 | 0 | 0 | 0 | 0 | 0 | 0 | 0 | 0 | 0 | 0 | 0 | 0 | 0 | 0 | 0 | 0 | 0 | 0 | 0 | 0 | 0 | 0
SCE Northern Area | Vincent | 500 | 0 | 0 | 0 | 0 | 0 | 0 | 0 | 0 | 0 | 0 | 0 | 0 | 0 | 0 | 0 | 0 | 0 | 0 | 0 | 0 | 0 | 0 | 0 | 0 | 0 | 0 | 0 | 0 | 0 | 0 | 0 | 0 | 0 | 0 | 0 | 0 | 0 | 0 | 0 | 0 | 0 | 0 | 0 | 0 | 0 | 0 | 0 | 0 | 0 | 0 | 0 | 0 | 0 | 0 | 0 | 0 | 0 | 0 | 0 | 0 | 0 | 0 | 0 | 0 | 0 | 0 | 0 | 0 | 0 | 0 | 0 | 0 | 0 | 0 | 0 | 0 | 0 | 0 | 0 | 0 | 0 | 0 | 0 | 0
SCE Northern Area | Vincent | 230 | 1295 | 1204.16 | 0 | 0 | 1151 | 0 | 0 | 0 | 0 | 0 | 0 | 0 | 1295 | 1204.16 | 0 | 0 | 1151 | 0 | 0 | 0 | 0 | 0 | 0 | 0 | 1295 | 1204.16 | 0 | 0 | 1151 | 0 | 0 | 0 | 0 | 0 | 0 | 0 | 2851.7134 | 1204.16 | 0 | 0 | 1304.5 | 0 | 0 | 0 | 0 | 0 | 0 | 0 | 1295 | 1204.16 | 0 | 0 | 1151 | 0 | 0 | 0 | 0 | 0 | 0 | 0 | 1295 | 1204.16 | 0 | 0 | 1151 | 0 | 0 | 0 | 0 | 0 | 0 | 0 | 2292.55 | 1204.16 | 0 | 0 | 1151 | 0 | 0 | 0 | 0 | 0 | 0 | 0
PG&E Greater Bay Study Area | Vineyard | 230 | 0 | 0 | 0 | 0 | 0 | 0 | 0 | 0 | 0 | 0 | 0 | 0 | 0 | 0 | 0 | 0 | 0 | 0 | 0 | 0 | 0 | 0 | 0 | 0 | 0 | 0 | 0 | 0 | 0 | 0 | 0 | 0 | 0 | 0 | 0 | 0 | 0 | 0 | 0 | 0 | 0 | 0 | 0 | 0 | 0 | 0 | 0 | 0 | 0 | 0 | 0 | 0 | 0 | 0 | 0 | 0 | 0 | 0 | 0 | 0 | 0 | 0 | 0 | 0 | 0 | 0 | 0 | 0 | 0 | 0 | 0 | 0 | 0 | 0 | 0 | 0 | 0 | 0 | 0 | 0 | 0 | 0 | 0 | 0
SCE Eastern Study Area | Vista (SCE) | 230 | 0 | 0 | 0 | 0 | 0 | 0 | 0 | 0 | 0 | 0 | 0 | 0 | 0 | 0 | 0 | 0 | 0 | 0 | 0 | 0 | 0 | 0 | 0 | 0 | 0 | 0 | 0 | 0 | 0 | 0 | 0 | 0 | 0 | 0 | 0 | 0 | 0 | 0 | 0 | 0 | 0 | 0 | 0 | 0 | 0 | 0 | 0 | 0 | 0 | 0 | 0 | 0 | 0 | 0 | 0 | 0 | 0 | 0 | 0 | 0 | 0 | 0 | 0 | 0 | 0 | 0 | 0 | 0 | 0 | 0 | 0 | 0 | 0 | 0 | 0 | 0 | 0 | 0 | 0 | 0 | 0 | 0 | 0 | 0
East of Pisgah Study Area | Vista (VEA) | 138 | 0 | 0 | 0 | 0 | 0 | 0 | 0 | 0 | 0 | 0 | 0 | 0 | 0 | 0 | 0 | 0 | 0 | 0 | 0 | 0 | 0 | 0 | 0 | 0 | 0 | 0 | 0 | 0 | 0 | 0 | 0 | 0 | 0 | 0 | 0 | 0 | 110.87 | 0 | 0 | 0 | 223.33 | 0 | 0 | 0 | 0 | 0 | 0 | 0 | 0 | 0 | 0 | 0 | 0 | 0 | 0 | 0 | 0 | 0 | 0 | 0 | 0 | 0 | 0 | 0 | 0 | 0 | 0 | 0 | 0 | 0 | 0 | 0 | 110.87 | 0 | 0 | 0 | 223.33 | 0 | 0 | 0 | 0 | 0 | 0 | 0
SCE Metro Study Area | Walnut | 230 | 200 | 200 | 0 | 0 | 0 | 0 | 0 | 0 | 0 | 0 | 0 | 0 | 200 | 200 | 0 | 0 | 0 | 0 | 0 | 0 | 0 | 0 | 0 | 0 | 200 | 200 | 0 | 0 | 0 | 0 | 0 | 0 | 0 | 0 | 0 | 0 | 605.5148 | 200 | 0 | 0 | 0 | 0 | 0 | 0 | 0 | 0 | 0 | 0 | 200 | 200 | 0 | 0 | 0 | 0 | 0 | 0 | 0 | 0 | 0 | 0 | 200 | 200 | 0 | 0 | 0 | 0 | 0 | 0 | 0 | 0 | 0 | 0 | 200 | 200 | 0 | 0 | 0 | 0 | 0 | 0 | 0 | 0 | 0 | 0
SCE Northern Area | Warne | 230 | 0 | 0 | 0 | 0 | 0 | 0 | 0 | 0 | 0 | 0 | 0 | 0 | 0 | 0 | 0 | 0 | 0 | 0 | 0 | 0 | 0 | 0 | 0 | 0 | 0 | 0 | 0 | 0 | 0 | 0 | 0 | 0 | 0 | 0 | 0 | 0 | 0 | 0 | 0 | 0 | 0 | 0 | 0 | 0 | 0 | 0 | 0 | 0 | 0 | 0 | 0 | 0 | 0 | 0 | 0 | 0 | 0 | 0 | 0 | 0 | 0 | 0 | 0 | 0 | 0 | 0 | 0 | 0 | 0 | 0 | 0 | 0 | 0 | 0 | 0 | 0 | 0 | 0 | 0 | 0 | 0 | 0 | 0 | 0
PG&E Fresno Study Area | Warnerville | 230 | 0 | 0 | 0 | 0 | 0 | 0 | 0 | 0 | 0 | 0 | 0 | 0 | 0 | 0 | 0 | 0 | 0 | 0 | 0 | 0 | 0 | 0 | 0 | 0 | 0 | 0 | 0 | 0 | 0 | 0 | 0 | 0 | 0 | 0 | 0 | 0 | 0 | 0 | 0 | 0 | 0 | 0 | 0 | 0 | 0 | 0 | 0 | 0 | 0 | 0 | 0 | 0 | 0 | 0 | 0 | 0 | 0 | 0 | 0 | 0 | 0 | 0 | 0 | 0 | 0 | 0 | 0 | 0 | 0 | 0 | 0 | 0 | 0 | 0 | 0 | 0 | 0 | 0 | 0 | 0 | 0 | 0 | 0 | 0
PG&E Fresno Study Area | Waukena | 115 | 0 | 0 | 0 | 0 | 0 | 0 | 0 | 0 | 0 | 0 | 0 | 0 | 0 | 0 | 0 | 0 | 0 | 0 | 0 | 0 | 0 | 0 | 0 | 0 | 0 | 0 | 0 | 0 | 0 | 0 | 0 | 0 | 0 | 0 | 0 | 0 | 0 | 0 | 0 | 0 | 0 | 0 | 0 | 0 | 0 | 0 | 0 | 0 | 0 | 0 | 0 | 0 | 0 | 0 | 0 | 0 | 0 | 0 | 0 | 0 | 0 | 0 | 0 | 0 | 0 | 0 | 0 | 0 | 0 | 0 | 0 | 0 | 0 | 0 | 0 | 0 | 0 | 0 | 0 | 0 | 0 | 0 | 0 | 0
PG&E Greater Bay Study Area | Weber | 230 | 0 | 0 | 0 | 0 | 0 | 0 | 0 | 0 | 0 | 0 | 0 | 0 | 0.2 | 0 | 0 | 0 | 0 | 0 | 0 | 0 | 0 | 0 | 0 | 0 | 0.2 | 0 | 0 | 0 | 0 | 0 | 0 | 0 | 0 | 0 | 0 | 0 | 288.515 | 20 | 0 | 0 | 0 | 0 | 0 | 0 | 0 | 0 | 0 | 0 | 0.2 | 0 | 0 | 0 | 0 | 0 | 0 | 0 | 0 | 0 | 0 | 0 | 0.2 | 0 | 0 | 0 | 0 | 0 | 0 | 0 | 0 | 0 | 0 | 0 | 288.515 | 20 | 0 | 0 | 0 | 0 | 0 | 0 | 0 | 0 | 0 | 0
PG&E Fresno Study Area | West Fresno | 115 | 0 | 0 | 0 | 0 | 0 | 0 | 0 | 0 | 0 | 0 | 0 | 0 | 0 | 0 | 0 | 0 | 0 | 0 | 0 | 0 | 0 | 0 | 0 | 0 | 0 | 0 | 0 | 0 | 0 | 0 | 0 | 0 | 0 | 0 | 0 | 0 | 0 | 0 | 0 | 0 | 0 | 0 | 0 | 0 | 0 | 0 | 0 | 0 | 0 | 0 | 0 | 0 | 0 | 0 | 0 | 0 | 0 | 0 | 0 | 0 | 0 | 0 | 0 | 0 | 0 | 0 | 0 | 0 | 0 | 0 | 0 | 0 | 0 | 0 | 0 | 0 | 0 | 0 | 0 | 0 | 0 | 0 | 0 | 0
PG&E Fresno Study Area | Westley | 230 | 0 | 0 | 0 | 0 | 0 | 0 | 0 | 0 | 0 | 0 | 0 | 0 | 0 | 0 | 0 | 0 | 0 | 0 | 0 | 0 | 0 | 0 | 0 | 0 | 0 | 0 | 0 | 0 | 0 | 0 | 0 | 0 | 0 | 0 | 0 | 0 | 0 | 0 | 0 | 0 | 0 | 0 | 0 | 0 | 0 | 0 | 0 | 0 | 0 | 0 | 0 | 0 | 0 | 0 | 0 | 0 | 0 | 0 | 0 | 0 | 0 | 0 | 0 | 0 | 0 | 0 | 0 | 0 | 0 | 0 | 0 | 0 | 0 | 0 | 0 | 0 | 0 | 0 | 0 | 0 | 0 | 0 | 0 | 0
PG&E Fresno Study Area | New Sub - Westley - Quinto (Proposed) | 230 | 0 | 0 | 0 | 0 | 0 | 0 | 0 | 0 | 0 | 0 | 0 | 0 | 0 | 0 | 0 | 0 | 0 | 0 | 0 | 0 | 0 | 0 | 0 | 0 | 0 | 0 | 0 | 0 | 0 | 0 | 0 | 0 | 0 | 0 | 0 | 0 | 365.12 | 0 | 0 | 0 | 0 | 0 | 0 | 0 | 0 | 0 | 0 | 0 | 0 | 0 | 0 | 0 | 0 | 0 | 0 | 0 | 0 | 0 | 0 | 0 | 0 | 0 | 0 | 0 | 0 | 0 | 0 | 0 | 0 | 0 | 0 | 0 | 365.12 | 0 | 0 | 0 | 0 | 0 | 0 | 0 | 0 | 0 | 0 | 0
PG&E Kern Study Area | Westpark | 115 | 0 | 0 | 0 | 0 | 0 | 0 | 0 | 0 | 0 | 0 | 0 | 0 | 0 | 0 | 0 | 0 | 0 | 0 | 0 | 0 | 0 | 0 | 0 | 0 | 0 | 0 | 0 | 0 | 0 | 0 | 0 | 0 | 0 | 0 | 0 | 0 | 0 | 0 | 0 | 0 | 0 | 0 | 0 | 0 | 0 | 0 | 0 | 0 | 0 | 0 | 0 | 0 | 0 | 0 | 0 | 0 | 0 | 0 | 0 | 0 | 0 | 0 | 0 | 0 | 0 | 0 | 0 | 0 | 0 | 0 | 0 | 0 | 0 | 0 | 0 | 0 | 0 | 0 | 0 | 0 | 0 | 0 | 0 | 0
PG&E Kern Study Area | Wheeler Ridge | 230 | 0 | 0 | 0 | 0 | 0 | 0 | 0 | 0 | 0 | 0 | 0 | 0 | 97.6 | 92 | 0 | 0 | 10.421 | 0 | 0 | 0 | 0 | 0 | 0 | 0 | 97.6 | 92 | 0 | 0 | 10.421 | 0 | 0 | 0 | 0 | 0 | 0 | 0 | 408.23 | 92 | 0 | 0 | 321.051 | 0 | 0 | 0 | 0 | 0 | 0 | 0 | 97.6 | 92 | 0 | 0 | 10.421 | 0 | 0 | 0 | 0 | 0 | 0 | 0 | 97.6 | 92 | 0 | 0 | 10.421 | 0 | 0 | 0 | 0 | 0 | 0 | 0 | 408.23 | 92 | 0 | 0 | 321.051 | 0 | 0 | 0 | 0 | 0 | 0 | 0
PG&E Kern Study Area | New Sub - Midway - Wheeler Ridge (Proposed) | 230 | 0 | 0 | 0 | 0 | 133.6 | 0 | 0 | 0 | 0 | 0 | 0 | 0 | 0 | 0 | 0 | 0 | 0 | 0 | 0 | 0 | 0 | 0 | 0 | 0 | 0 | 0 | 0 | 0 | 235.6 | 0 | 0 | 0 | 0 | 0 | 0 | 0 | 0 | 0 | 0 | 0 | 235.6 | 0 | 0 | 0 | 0 | 0 | 0 | 0 | 0 | 0 | 0 | 0 | 0 | 0 | 0 | 0 | 0 | 0 | 0 | 0 | 0 | 0 | 0 | 0 | 235.6 | 0 | 0 | 0 | 0 | 0 | 0 | 0 | 0 | 0 | 0 | 0 | 235.6 | 0 | 0 | 0 | 0 | 0 | 0 | 0
SCE Northern Area | Whirlwind | 230 | 173.3 | 105.2637 | 0 | 0 | 176.122 | 44.88 | 0 | 0 | 0 | 0 | 0 | 0 | 174 | 105.9637 | 0 | 0 | 176.122 | 44.88 | 0 | 0 | 100 | 100 | 0 | 0 | 282 | 105.9637 | 300 | 300 | 176.122 | 44.88 | 0 | 0 | 100 | 100 | 0 | 0 | 905.48 | 105.9637 | 300 | 300 | 799.602 | 44.88 | 0 | 0 | 100 | 100 | 0 | 0 | 174 | 105.9637 | 0 | 0 | 176.122 | 44.88 | 0 | 0 | 100 | 100 | 0 | 0 | 282 | 105.9637 | 300 | 300 | 176.122 | 44.88 | 0 | 0 | 100 | 100 | 0 | 0 | 282 | 105.9637 | 300 | 300 | 176.122 | 44.88 | 0 | 0 | 100 | 100 | 0 | 0
SCE Northern Area | Whirlwind | 500 | 0 | 0 | 0 | 0 | 0 | 0 | 0 | 0 | 0 | 0 | 0 | 0 | 0 | 0 | 0 | 0 | 0 | 0 | 0 | 0 | 0 | 0 | 0 | 0 | 0 | 0 | 0 | 0 | 0 | 0 | 0 | 0 | 0 | 0 | 0 | 0 | 513.2 | 0 | 0 | 0 | 0 | 0 | 0 | 0 | 0 | 0 | 0 | 0 | 0 | 0 | 0 | 0 | 0 | 0 | 0 | 0 | 0 | 0 | 0 | 0 | 0 | 0 | 0 | 0 | 0 | 0 | 0 | 0 | 0 | 0 | 0 | 0 | 0 | 0 | 0 | 0 | 0 | 0 | 0 | 0 | 0 | 0 | 0 | 0
PG&E Fresno Study Area | Wilson | 230 | 0 | 0 | 0 | 0 | 0 | 0 | 0 | 0 | 0 | 0 | 0 | 0 | 0 | 0 | 0 | 0 | 0 | 0 | 0 | 0 | 0 | 0 | 0 | 0 | 0 | 0 | 0 | 0 | 0 | 0 | 0 | 0 | 0 | 0 | 0 | 0 | 256.29 | 0 | 0 | 0 | 0 | 0 | 0 | 0 | 0 | 0 | 0 | 0 | 0 | 0 | 0 | 0 | 0 | 0 | 0 | 0 | 0 | 0 | 0 | 0 | 0 | 0 | 0 | 0 | 0 | 0 | 0 | 0 | 0 | 0 | 0 | 0 | 256.29 | 0 | 0 | 0 | 0 | 0 | 0 | 0 | 0 | 0 | 0 | 0
PG&E Fresno Study Area | Wilson | 115 | 0 | 0 | 0 | 0 | 0 | 0 | 0 | 0 | 0 | 0 | 0 | 0 | 0 | 0 | 0 | 0 | 0 | 0 | 0 | 0 | 0 | 0 | 0 | 0 | 0 | 0 | 0 | 0 | 0 | 0 | 0 | 0 | 0 | 0 | 0 | 0 | 203.699 | 0 | 0 | 0 | 0 | 0 | 0 | 0 | 0 | 0 | 0 | 0 | 0 | 0 | 0 | 0 | 0 | 0 | 0 | 0 | 0 | 0 | 0 | 0 | 0 | 0 | 0 | 0 | 0 | 0 | 0 | 0 | 0 | 0 | 0 | 0 | 203.699 | 0 | 0 | 0 | 0 | 0 | 0 | 0 | 0 | 0 | 0 | 0
PG&E Kern Study Area | Windgap PP | 230 | 0 | 0 | 0 | 0 | 0 | 0 | 0 | 0 | 0 | 0 | 0 | 0 | 0 | 0 | 0 | 0 | 0 | 0 | 0 | 0 | 0 | 0 | 0 | 0 | 0 | 0 | 0 | 0 | 0 | 0 | 0 | 0 | 0 | 0 | 0 | 0 | 0 | 0 | 0 | 0 | 0 | 0 | 0 | 0 | 0 | 0 | 0 | 0 | 0 | 0 | 0 | 0 | 0 | 0 | 0 | 0 | 0 | 0 | 0 | 0 | 0 | 0 | 0 | 0 | 0 | 0 | 0 | 0 | 0 | 0 | 0 | 0 | 0 | 0 | 0 | 0 | 0 | 0 | 0 | 0 | 0 | 0 | 0 | 0
SCE Northern Area | Windhub | 230 | 767 | 524.8 | 0 | 0 | 650 | 0 | 0 | 0 | 0 | 0 | 0 | 0 | 767 | 524.8 | 0 | 0 | 650 | 0 | 0 | 0 | 0 | 0 | 0 | 0 | 1396.4768 | 524.8 | 0 | 0 | 704.5914 | 0 | 0 | 0 | 0 | 0 | 0 | 0 | 1396.4768 | 524.8 | 0 | 0 | 704.5914 | 0 | 0 | 0 | 0 | 0 | 0 | 0 | 767 | 524.8 | 0 | 0 | 650 | 0 | 0 | 0 | 0 | 0 | 0 | 0 | 1396.4768 | 524.8 | 0 | 0 | 704.5914 | 0 | 0 | 0 | 0 | 0 | 0 | 0 | 1396.4768 | 524.8 | 0 | 0 | 704.5914 | 0 | 0 | 0 | 0 | 0 | 0 | 0
SCE Northern Area | Windhub | 500 | 671.55 | 671.55 | 0 | 0 | 778.5456 | 778.5456 | 0 | 0 | 0 | 0 | 0 | 0 | 671.55 | 671.55 | 0 | 0 | 778.5456 | 778.5456 | 0 | 0 | 0 | 0 | 0 | 0 | 671.55 | 671.55 | 0 | 0 | 778.5456 | 778.5456 | 0 | 0 | 0 | 0 | 0 | 0 | 896.55 | 671.55 | 0 | 0 | 1150.8456 | 778.5456 | 0 | 0 | 0 | 0 | 0 | 0 | 671.55 | 671.55 | 0 | 0 | 778.5456 | 778.5456 | 0 | 0 | 0 | 0 | 0 | 0 | 671.55 | 671.55 | 0 | 0 | 778.5456 | 778.5456 | 0 | 0 | 0 | 0 | 0 | 0 | 896.55 | 671.55 | 0 | 0 | 1150.8456 | 778.5456 | 0 | 0 | 0 | 0 | 0 | 0
PG&E North of Greater Bay Study Area | Woodland | 115 | 0 | 0 | 0 | 0 | 0 | 0 | 0 | 0 | 0 | 0 | 0 | 0 | 0 | 0 | 0 | 0 | 0 | 0 | 0 | 0 | 0 | 0 | 0 | 0 | 0 | 0 | 0 | 0 | 0 | 0 | 0 | 0 | 0 | 0 | 0 | 0 | 0 | 0 | 0 | 0 | 0 | 0 | 0 | 0 | 0 | 0 | 0 | 0 | 0 | 0 | 0 | 0 | 0 | 0 | 0 | 0 | 0 | 0 | 0 | 0 | 0 | 0 | 0 | 0 | 0 | 0 | 0 | 0 | 0 | 0 | 0 | 0 | 0 | 0 | 0 | 0 | 0 | 0 | 0 | 0 | 0 | 0 | 0 | 0
PG&E North of Greater Bay Study Area | Wyandotte | 115 | 0 | 0 | 0 | 0 | 0 | 0 | 0 | 0 | 0 | 0 | 0 | 0 | 0 | 0 | 0 | 0 | 0 | 0 | 0 | 0 | 0 | 0 | 0 | 0 | 0 | 0 | 0 | 0 | 0 | 0 | 0 | 0 | 0 | 0 | 0 | 0 | 0 | 0 | 0 | 0 | 0 | 0 | 0 | 0 | 0 | 0 | 0 | 0 | 0 | 0 | 0 | 0 | 0 | 0 | 0 | 0 | 0 | 0 | 0 | 0 | 0 | 0 | 0 | 0 | 0 | 0 | 0 | 0 | 0 | 0 | 0 | 0 | 0 | 0 | 0 | 0 | 0 | 0 | 0 | 0 | 0 | 0 | 0 | 0

## SelectPTOs_Queue_bySub
|  |  | SCE WDAT |  | Accessed: | 2023-08-03 | [11 empty] | PG&E WD Queue |  |  | Accessed: | 2023-07-31 | [10 empty] | Combined
|  |  |  | Executed IA | [6 empty] | All Projects | [7 empty] | Executed IA | [6 empty] | All Projects | [6 empty] | Executed IA | [6 empty] | All Projects
|  |  |  | Distributed Solar | Solar | Wind | Offshore Wind | Geothermal | Biomass | Battery Storage | Distributed Solar | Solar | Wind | Offshore Wind | Geothermal | Biomass | Battery Storage |  | Distributed Solar | Solar | Wind | Offshore Wind | Geothermal | Biomass | Battery Storage | Distributed Solar | Solar | Wind | Offshore Wind | Geothermal | Biomass | Battery Storage | Distributed Solar | Solar | Wind | Offshore Wind | Geothermal | Biomass | Battery | Distributed Solar | Solar | Wind | Offshore Wind | Geothermal | Biomass | Battery
CAISO Study Area | Substation | Voltage |  | Total | Total | Total | Total | Total | Total | Total | Total | Total | Total | Total | Total | Total | Total |  | Total | Total | Total | Total | Total | Total | Total | Total | Total | Total | Total | Total | Total | Total | Total | Total | Total | Total | Total | Total | Total | Total | Total | Total | Total | Total | Total | Total
PG&E Kern Study Area | 7th Standard | 115 |  | 0 | 0 | 0 |  | 0 |  | 0 | 0 | 0 | 0 |  | 0 |  | 0 |  | 2.5 | 0 | 0 | 0 |  | 0 | 0 | 2.5 | 0 | 0 | 0 |  | 0 | 0 | 2.5 | 0 | 0 | 0 | 0 | 0 | 0 | 2.5 | 0 | 0 | 0 | 0 | 0 | 0
SCE Metro Study Area | Alamitos | 230 |  | 0 | 0 | 0 |  | 0 |  | 0 | 0 | 0 | 0 |  | 0 |  | 0 |  | 0 | 0 | 0 | 0 |  | 0 | 0 | 0 | 0 | 0 | 0 |  | 0 | 0 | 0 | 0 | 0 | 0 | 0 | 0 | 0 | 0 | 0 | 0 | 0 | 0 | 0 | 0
SCE Eastern Study Area | Alberhill | 500 |  | 0 | 0 | 0 |  | 0 |  | 0 | 0 | 0 | 0 |  | 0 |  | 1150 |  | 0 | 0 | 0 | 0 |  | 0 | 0 | 0 | 0 | 0 | 0 |  | 0 | 0 | 0 | 0 | 0 | 0 | 0 | 0 | 0 | 0 | 0 | 0 | 0 | 0 | 0 | 1150
PG&E Kern Study Area | Alpaugh | 115 |  | 0 | 0 | 0 |  | 0 |  | 0 | 0 | 0 | 0 |  | 0 |  | 0 |  | 0 | 0 | 0 | 0 |  | 0 | 0 | 0 | 0 | 0 | 0 |  | 0 | 0 | 0 | 0 | 0 | 0 | 0 | 0 | 0 | 0 | 0 | 0 | 0 | 0 | 0 | 0
SDG&E Study Area | Alpine | 69 |  | 0 | 0 | 0 |  | 0 |  | 0 | 0 | 0 | 0 |  | 0 |  | 0 |  | 0 | 0 | 0 | 0 |  | 0 | 0 | 0 | 0 | 0 | 0 |  | 0 | 0 | 0 | 0 | 0 | 0 | 0 | 0 | 0 | 0 | 0 | 0 | 0 | 0 | 0 | 0
PG&E Greater Bay Study Area | Altamont Midway (Sandhill) | 230 |  | 0 | 0 | 0 |  | 0 |  | 0 | 0 | 0 | 0 |  | 0 |  | 0 |  | 0 | 0 | 0 | 0 |  | 0 | 0 | 0 | 0 | 0 | 0 |  | 0 | 0 | 0 | 0 | 0 | 0 | 0 | 0 | 0 | 0 | 0 | 0 | 0 | 0 | 0 | 0
SCE Northern Area | Antelope | 500 |  | 0 | 0 | 0 |  | 0 |  | 0 | 0 | 0 | 0 |  | 0 |  | 0 |  | 0 | 0 | 0 | 0 |  | 0 | 0 | 0 | 0 | 0 | 0 |  | 0 | 0 | 0 | 0 | 0 | 0 | 0 | 0 | 0 | 0 | 0 | 0 | 0 | 0 | 0 | 0
SCE Northern Area | Antelope | 230 |  | 0 | 38.55 | 0 |  | 0 |  | 0 | 1 | 164.55 | 0 |  | 0 |  | 278.896 |  | 0 | 0 | 0 | 0 |  | 0 | 0 | 0 | 0 | 0 | 0 |  | 0 | 0 | 0 | 38.55 | 0 | 0 | 0 | 0 | 0 | 1 | 164.55 | 0 | 0 | 0 | 0 | 278.896
PG&E Kern Study Area | Arco | 230 |  | 0 | 0 | 0 |  | 0 |  | 0 | 0 | 0 | 0 |  | 0 |  | 0 |  | 2.7 | 0 | 0 | 0 |  | 0 | 0 | 2.7 | 0 | 0 | 0 |  | 0 | 0 | 2.7 | 0 | 0 | 0 | 0 | 0 | 0 | 2.7 | 0 | 0 | 0 | 0 | 0 | 0
SCE Metro Study Area | ArcoGen | 230 |  | 0 | 0 | 0 |  | 0 |  | 0 | 0 | 0 | 0 |  | 0 |  | 0 |  | 0 | 0 | 0 | 0 |  | 0 | 0 | 0 | 0 | 0 | 0 |  | 0 | 0 | 0 | 0 | 0 | 0 | 0 | 0 | 0 | 0 | 0 | 0 | 0 | 0 | 0 | 0
SDG&E Study Area | Artesian | 230 |  | 0 | 0 | 0 |  | 0 |  | 0 | 0 | 0 | 0 |  | 0 |  | 0 |  | 0 | 0 | 0 | 0 |  | 0 | 0 | 0 | 0 | 0 | 0 |  | 0 | 0 | 0 | 0 | 0 | 0 | 0 | 0 | 0 | 0 | 0 | 0 | 0 | 0 | 0 | 0
PG&E Fresno Study Area | Ashlan | 230 |  | 0 | 0 | 0 |  | 0 |  | 0 | 0 | 0 | 0 |  | 0 |  | 0 |  | 0 | 0 | 0 | 0 |  | 0 | 0 | 0 | 0 | 0 | 0 |  | 0 | 0 | 0 | 0 | 0 | 0 | 0 | 0 | 0 | 0 | 0 | 0 | 0 | 0 | 0 | 0
PG&E North of Greater Bay Study Area | Atlantic | 230 |  | 0 | 0 | 0 |  | 0 |  | 0 | 0 | 0 | 0 |  | 0 |  | 0 |  | 0 | 0 | 0 | 0 |  | 0 | 0 | 0 | 0 | 0 | 0 |  | 0 | 0 | 0 | 0 | 0 | 0 | 0 | 0 | 0 | 0 | 0 | 0 | 0 | 0 | 0 | 0
PG&E North of Greater Bay Study Area | Atlantic | 115 |  | 0 | 0 | 0 |  | 0 |  | 0 | 0 | 0 | 0 |  | 0 |  | 0 |  | 0 | 0 | 0 | 0 |  | 0 | 0 | 0 | 0 | 0 | 0 |  | 0 | 0 | 0 | 0 | 0 | 0 | 0 | 0 | 0 | 0 | 0 | 0 | 0 | 0 | 0 | 0
PG&E Greater Bay Study Area | Avena | 115 |  | 0 | 0 | 0 |  | 0 |  | 0 | 0 | 0 | 0 |  | 0 |  | 0 |  | 0 | 0 | 0 | 0 |  | 0 | 0 | 0 | 0 | 0 | 0 |  | 0 | 0 | 0 | 0 | 0 | 0 | 0 | 0 | 0 | 0 | 0 | 0 | 0 | 0 | 0 | 0
SDG&E Study Area | Avocado | 69 |  | 0 | 0 | 0 |  | 0 |  | 0 | 0 | 0 | 0 |  | 0 |  | 0 |  | 0 | 0 | 0 | 0 |  | 0 | 0 | 0 | 0 | 0 | 0 |  | 0 | 0 | 0 | 0 | 0 | 0 | 0 | 0 | 0 | 0 | 0 | 0 | 0 | 0 | 0 | 0
PG&E North of Greater Bay Study Area | Bahia | 230 |  | 0 | 0 | 0 |  | 0 |  | 0 | 0 | 0 | 0 |  | 0 |  | 0 |  | 0 | 0 | 0 | 0 |  | 0 | 4.9 | 0 | 0 | 0 | 0 |  | 0 | 4.9 | 0 | 0 | 0 | 0 | 0 | 0 | 4.9 | 0 | 0 | 0 | 0 | 0 | 0 | 4.9
SCE Northern Area | Bailey | 230 |  | 0 | 0 | 0 |  | 0 |  | 0 | 0 | 0 | 0 |  | 0 |  | 0 |  | 0 | 0 | 0 | 0 |  | 0 | 0 | 0 | 0 | 0 | 0 |  | 0 | 0 | 0 | 0 | 0 | 0 | 0 | 0 | 0 | 0 | 0 | 0 | 0 | 0 | 0 | 0
PG&E Kern Study Area | Bakersfield | 230 |  | 0 | 0 | 0 |  | 0 |  | 0 | 0 | 0 | 0 |  | 0 |  | 0 |  | 0 | 0 | 0 | 0 |  | 0 | 0 | 0 | 0 | 0 | 0 |  | 0 | 0 | 0 | 0 | 0 | 0 | 0 | 0 | 0 | 0 | 0 | 0 | 0 | 0 | 0 | 0
PG&E Fresno Study Area | Balch 2 | 230 |  | 0 | 0 | 0 |  | 0 |  | 0 | 0 | 0 | 0 |  | 0 |  | 0 |  | 0 | 0 | 0 | 0 |  | 0 | 0 | 0 | 0 | 0 | 0 |  | 0 | 0 | 0 | 0 | 0 | 0 | 0 | 0 | 0 | 0 | 0 | 0 | 0 | 0 | 0 | 0
SCE Metro Study Area | Barre | 230 |  | 0 | 0 | 0 |  | 0 |  | 0 | 0 | 0 | 0 |  | 0 |  | 110 |  | 0 | 0 | 0 | 0 |  | 0 | 0 | 0 | 0 | 0 | 0 |  | 0 | 0 | 0 | 0 | 0 | 0 | 0 | 0 | 0 | 0 | 0 | 0 | 0 | 0 | 0 | 110
SDG&E Study Area | Bay Boulevard | 230 |  | 0 | 0 | 0 |  | 0 |  | 0 | 0 | 0 | 0 |  | 0 |  | 0 |  | 0 | 0 | 0 | 0 |  | 0 | 0 | 0 | 0 | 0 | 0 |  | 0 | 0 | 0 | 0 | 0 | 0 | 0 | 0 | 0 | 0 | 0 | 0 | 0 | 0 | 0 | 0
East of Pisgah Study Area | Beatty | 138 |  | 0 | 0 | 0 |  | 0 |  | 0 | 0 | 0 | 0 |  | 0 |  | 0 |  | 0 | 0 | 0 | 0 |  | 0 | 0 | 0 | 0 | 0 | 0 |  | 0 | 0 | 0 | 0 | 0 | 0 | 0 | 0 | 0 | 0 | 0 | 0 | 0 | 0 | 0 | 0
PG&E Greater Bay Study Area | Belden | 230 |  | 0 | 0 | 0 |  | 0 |  | 0 | 0 | 0 | 0 |  | 0 |  | 0 |  | 0 | 0 | 0 | 0 |  | 0 | 0 | 0 | 0 | 0 | 0 |  | 0 | 0 | 0 | 0 | 0 | 0 | 0 | 0 | 0 | 0 | 0 | 0 | 0 | 0 | 0 | 0
PG&E North of Greater Bay Study Area | Bellevue | 115 |  | 0 | 0 | 0 |  | 0 |  | 0 | 0 | 0 | 0 |  | 0 |  | 0 |  | 0 | 0 | 0 | 0 |  | 0 | 0 | 0 | 0 | 0 | 0 |  | 0 | 0 | 0 | 0 | 0 | 0 | 0 | 0 | 0 | 0 | 0 | 0 | 0 | 0 | 0 | 0
PG&E North of Greater Bay Study Area | Bellota | 230 |  | 0 | 0 | 0 |  | 0 |  | 0 | 0 | 0 | 0 |  | 0 |  | 0 |  | 0 | 0 | 0 | 0 |  | 0 | 0 | 0 | 0 | 0 | 0 |  | 0 | 0 | 0 | 0 | 0 | 0 | 0 | 0 | 0 | 0 | 0 | 0 | 0 | 0 | 0 | 0
PG&E North of Greater Bay Study Area | Bellota | 115 |  | 0 | 0 | 0 |  | 0 |  | 0 | 0 | 0 | 0 |  | 0 |  | 0 |  | 0 | 0 | 0 | 0 |  | 0 | 0 | 0 | 0 | 0 | 0 |  | 0 | 12.665 | 0 | 0 | 0 | 0 | 0 | 0 | 0 | 0 | 0 | 0 | 0 | 0 | 0 | 12.665
SCE Northern Area | Big Creek | 230 |  | 0 | 0 | 0 |  | 0 |  | 0 | 0 | 0 | 0 |  | 0 |  | 0 |  | 0 | 0 | 0 | 0 |  | 0 | 0 | 0 | 0 | 0 | 0 |  | 0 | 0 | 0 | 0 | 0 | 0 | 0 | 0 | 0 | 0 | 0 | 0 | 0 | 0 | 0 | 0
PG&E North of Greater Bay Study Area | Birds Landing | 230 |  | 0 | 0 | 0 |  | 0 |  | 0 | 0 | 0 | 0 |  | 0 |  | 0 |  | 0 | 0 | 0 | 0 |  | 0 | 0 | 0 | 0 | 0 | 0 |  | 0 | 0 | 0 | 0 | 0 | 0 | 0 | 0 | 0 | 0 | 0 | 0 | 0 | 0 | 0 | 0
SCE Eastern Study Area | BlytheSC 161 kV | 161 |  | 0 | 0 | 0 |  | 0 |  | 0 | 0 | 21 | 0 |  | 0 |  | 64 |  | 0 | 0 | 0 | 0 |  | 0 | 0 | 0 | 0 | 0 | 0 |  | 0 | 0 | 0 | 0 | 0 | 0 | 0 | 0 | 0 | 0 | 21 | 0 | 0 | 0 | 0 | 64
PG&E North of Greater Bay Study Area | Bogue | 115 |  | 0 | 0 | 0 |  | 0 |  | 0 | 0 | 0 | 0 |  | 0 |  | 0 |  | 0 | 0 | 0 | 0 |  | 0 | 0 | 0 | 0 | 0 | 0 |  | 0 | 0 | 0 | 0 | 0 | 0 | 0 | 0 | 0 | 0 | 0 | 0 | 0 | 0 | 0 | 0
East of Pisgah Study Area | Bond Tap | 138 |  | 0 | 0 | 0 |  | 0 |  | 0 | 0 | 0 | 0 |  | 0 |  | 0 |  | 0 | 0 | 0 | 0 |  | 0 | 0 | 0 | 0 | 0 | 0 |  | 0 | 0 | 0 | 0 | 0 | 0 | 0 | 0 | 0 | 0 | 0 | 0 | 0 | 0 | 0 | 0
PG&E Fresno Study Area | Borden | 230 |  | 0 | 0 | 0 |  | 0 |  | 0 | 0 | 0 | 0 |  | 0 |  | 0 |  | 4.468 | 0 | 0 | 0 |  | 5 | 0 | 4.468 | 0 | 0 | 0 |  | 5 | 0 | 4.468 | 0 | 0 | 0 | 0 | 5 | 0 | 4.468 | 0 | 0 | 0 | 0 | 5 | 0
PG&E North of Greater Bay Study Area | Bottle Rock | 230 |  | 0 | 0 | 0 |  | 0 |  | 0 | 0 | 0 | 0 |  | 0 |  | 0 |  | 0 | 0 | 0 | 0 |  | 0 | 0 | 0 | 0 | 0 | 0 |  | 0 | 0 | 0 | 0 | 0 | 0 | 0 | 0 | 0 | 0 | 0 | 0 | 0 | 0 | 0 | 0
PG&E Greater Bay Study Area | Brentwood | 230 |  | 0 | 0 | 0 |  | 0 |  | 0 | 0 | 0 | 0 |  | 0 |  | 0 |  | 0 | 0 | 0 | 0 |  | 0 | 0 | 5 | 0 | 0 | 0 |  | 0 | 0 | 0 | 0 | 0 | 0 | 0 | 0 | 0 | 5 | 0 | 0 | 0 | 0 | 0 | 0
PG&E North of Greater Bay Study Area | Brighton | 230 |  | 0 | 0 | 0 |  | 0 |  | 0 | 0 | 0 | 0 |  | 0 |  | 0 |  | 0 | 0 | 0 | 0 |  | 0 | 0 | 0 | 0 | 0 | 0 |  | 0 | 0 | 0 | 0 | 0 | 0 | 0 | 0 | 0 | 0 | 0 | 0 | 0 | 0 | 0 | 0
PG&E North of Greater Bay Study Area | Brunswick | 115 |  | 0 | 0 | 0 |  | 0 |  | 0 | 0 | 0 | 0 |  | 0 |  | 0 |  | 0.21 | 0 | 0 | 0 |  | 0 | 0 | 0.21 | 0 | 0 | 0 |  | 0 | 0 | 0.21 | 0 | 0 | 0 | 0 | 0 | 0 | 0.21 | 0 | 0 | 0 | 0 | 0 | 0
PG&E Kern Study Area | Buena Vista PP | 230 |  | 0 | 0 | 0 |  | 0 |  | 0 | 0 | 0 | 0 |  | 0 |  | 0 |  | 0 | 0 | 0 | 0 |  | 0 | 0 | 0 | 0 | 0 | 0 |  | 0 | 0 | 0 | 0 | 0 | 0 | 0 | 0 | 0 | 0 | 0 | 0 | 0 | 0 | 0 | 0
PG&E Kern Study Area | Cabrillo | 115 |  | 0 | 0 | 0 |  | 0 |  | 0 | 0 | 0 | 0 |  | 0 |  | 0 |  | 0 | 0 | 0 | 0 |  | 0 | 0 | 0 | 0 | 0 | 60 |  | 0 | 0 | 0 | 0 | 0 | 0 | 0 | 0 | 0 | 0 | 0 | 0 | 60 | 0 | 0 | 0
PG&E Fresno Study Area | Cal Flats | 230 |  | 0 | 0 | 0 |  | 0 |  | 0 | 0 | 0 | 0 |  | 0 |  | 0 |  | 0 | 0 | 0 | 0 |  | 0 | 0 | 0 | 0 | 0 | 0 |  | 0 | 0 | 0 | 0 | 0 | 0 | 0 | 0 | 0 | 0 | 0 | 0 | 0 | 0 | 0 | 0
PG&E Kern Study Area | Cal Water | 115 |  | 0 | 0 | 0 |  | 0 |  | 0 | 0 | 0 | 0 |  | 0 |  | 0 |  | 0 | 0 | 0 | 0 |  | 0 | 0 | 0 | 0 | 0 | 0 |  | 0 | 0 | 0 | 0 | 0 | 0 | 0 | 0 | 0 | 0 | 0 | 0 | 0 | 0 | 0 | 0
SCE North of Lugo Study Area | Calcite | 230 |  | 0 | 0 | 0 |  | 0 |  | 0 | 0 | 0 | 0 |  | 0 |  | 0 |  | 0 | 0 | 0 | 0 |  | 0 | 0 | 0 | 0 | 0 | 0 |  | 0 | 0 | 0 | 0 | 0 | 0 | 0 | 0 | 0 | 0 | 0 | 0 | 0 | 0 | 0 | 0
PG&E Kern Study Area | Caliente | 230 |  | 0 | 0 | 0 |  | 0 |  | 0 | 0 | 0 | 0 |  | 0 |  | 0 |  | 0 | 0 | 0 | 0 |  | 0 | 0 | 0 | 0 | 0 | 0 |  | 0 | 0 | 0 | 0 | 0 | 0 | 0 | 0 | 0 | 0 | 0 | 0 | 0 | 0 | 0 | 0
PG&E Kern Study Area | Callender SS | 115 |  | 0 | 0 | 0 |  | 0 |  | 0 | 0 | 0 | 0 |  | 0 |  | 0 |  | 0 | 0 | 0 | 0 |  | 0 | 0 | 0 | 0 | 0 | 0 |  | 0 | 0 | 0 | 0 | 0 | 0 | 0 | 0 | 0 | 0 | 0 | 0 | 0 | 0 | 0 | 0
PG&E North of Greater Bay Study Area | Calpella | 115 |  | 0 | 0 | 0 |  | 0 |  | 0 | 0 | 0 | 0 |  | 0 |  | 0 |  | 4 | 0 | 0 | 0 |  | 0 | 0 | 4 | 0 | 0 | 0 |  | 0 | 0 | 4 | 0 | 0 | 0 | 0 | 0 | 0 | 4 | 0 | 0 | 0 | 0 | 0 | 0
PG&E Greater Bay Study Area | Camanche | 230 |  | 0 | 0 | 0 |  | 0 |  | 0 | 0 | 0 | 0 |  | 0 |  | 0 |  | 0 | 0 | 0 | 0 |  | 0 | 0 | 0 | 0 | 0 | 0 |  | 0 | 0 | 0 | 0 | 0 | 0 | 0 | 0 | 0 | 0 | 0 | 0 | 0 | 0 | 0 | 0
PG&E Fresno Study Area | Cantua | 115 |  | 0 | 0 | 0 |  | 0 |  | 0 | 0 | 0 | 0 |  | 0 |  | 0 |  | 0 | 0 | 0 | 0 |  | 0 | 0 | 0 | 0 | 0 | 0 |  | 0 | 0 | 0 | 0 | 0 | 0 | 0 | 0 | 0 | 0 | 0 | 0 | 0 | 0 | 0 | 0
SDG&E Study Area | Capistrano | 230 |  | 0 | 0 | 0 |  | 0 |  | 0 | 0 | 0 | 0 |  | 0 |  | 0 |  | 0 | 0 | 0 | 0 |  | 0 | 0 | 0 | 0 | 0 | 0 |  | 0 | 0 | 0 | 0 | 0 | 0 | 0 | 0 | 0 | 0 | 0 | 0 | 0 | 0 | 0 | 0
SDG&E Study Area | Capistrano | 138 |  | 0 | 0 | 0 |  | 0 |  | 0 | 0 | 0 | 0 |  | 0 |  | 0 |  | 0 | 0 | 0 | 0 |  | 0 | 0 | 0 | 0 | 0 | 0 |  | 0 | 0 | 0 | 0 | 0 | 0 | 0 | 0 | 0 | 0 | 0 | 0 | 0 | 0 | 0 | 0
PG&E North of Greater Bay Study Area | Carberry | 230 |  | 0 | 0 | 0 |  | 0 |  | 0 | 0 | 0 | 0 |  | 0 |  | 0 |  | 0 | 0 | 0 | 0 |  | 3.6 | 0 | 0 | 0 | 0 | 0 |  | 3.6 | 0 | 0 | 0 | 0 | 0 | 0 | 3.6 | 0 | 0 | 0 | 0 | 0 | 0 | 3.6 | 0
PG&E North of Greater Bay Study Area | Caribou | 230 |  | 0 | 0 | 0 |  | 0 |  | 0 | 0 | 0 | 0 |  | 0 |  | 0 |  | 0 | 0 | 0 | 0 |  | 0 | 0 | 0 | 0 | 0 | 0 |  | 0 | 0 | 0 | 0 | 0 | 0 | 0 | 0 | 0 | 0 | 0 | 0 | 0 | 0 | 0 | 0
PG&E North of Greater Bay Study Area | Carquinez | 115 |  | 0 | 0 | 0 |  | 0 |  | 0 | 0 | 0 | 0 |  | 0 |  | 0 |  | 0 | 0 | 0 | 0 |  | 0 | 0 | 0 | 0 | 0 | 0 |  | 0 | 0 | 0 | 0 | 0 | 0 | 0 | 0 | 0 | 0 | 0 | 0 | 0 | 0 | 0 | 0
PG&E Kern Study Area | Carrizo Plains | 115 |  | 0 | 0 | 0 |  | 0 |  | 0 | 0 | 0 | 0 |  | 0 |  | 0 |  | 0 | 0 | 0 | 0 |  | 0 | 0 | 0 | 0 | 0 | 0 |  | 0 | 0 | 0 | 0 | 0 | 0 | 0 | 0 | 0 | 0 | 0 | 0 | 0 | 0 | 0 | 0
PG&E Greater Bay Study Area | Castro Valley | 230 |  | 0 | 0 | 0 |  | 0 |  | 0 | 0 | 0 | 0 |  | 0 |  | 0 |  | 0 | 0 | 0 | 0 |  | 0 | 0 | 0 | 0 | 0 | 0 |  | 0 | 0 | 0 | 0 | 0 | 0 | 0 | 0 | 0 | 0 | 0 | 0 | 0 | 0 | 0 | 0
PG&E Greater Bay Study Area | Cayetano | 230 |  | 0 | 0 | 0 |  | 0 |  | 0 | 0 | 0 | 0 |  | 0 |  | 0 |  | 0 | 0 | 0 | 0 |  | 0 | 0 | 0 | 0 | 0 | 0 |  | 0 | 0 | 0 | 0 | 0 | 0 | 0 | 0 | 0 | 0 | 0 | 0 | 0 | 0 | 0 | 0
SCE Metro Study Area | Center | 230 |  | 0 | 0 | 0 |  | 0 |  | 0 | 1 | 0 | 0 |  | 0 |  | 80 |  | 0 | 0 | 0 | 0 |  | 0 | 0 | 0 | 0 | 0 | 0 |  | 0 | 0 | 0 | 0 | 0 | 0 | 0 | 0 | 0 | 1 | 0 | 0 | 0 | 0 | 0 | 80
PG&E Kern Study Area | Charca | 115 |  | 0 | 0 | 0 |  | 0 |  | 0 | 0 | 0 | 0 |  | 0 |  | 0 |  | 0 | 0 | 0 | 0 |  | 0 | 0 | 0 | 0 | 0 | 0 |  | 0 | 0 | 0 | 0 | 0 | 0 | 0 | 0 | 0 | 0 | 0 | 0 | 0 | 0 | 0 | 0
East of Pisgah Study Area | Charleston | 138 |  | 0 | 0 | 0 |  | 0 |  | 0 | 0 | 0 | 0 |  | 0 |  | 0 |  | 0 | 0 | 0 | 0 |  | 0 | 0 | 0 | 0 | 0 | 0 |  | 0 | 0 | 0 | 0 | 0 | 0 | 0 | 0 | 0 | 0 | 0 | 0 | 0 | 0 | 0 | 0
SCE Metro Study Area | Chevmain | 230 |  | 0 | 0 | 0 |  | 0 |  | 0 | 0 | 0 | 0 |  | 0 |  | 0 |  | 0 | 0 | 0 | 0 |  | 0 | 0 | 0 | 0 | 0 | 0 |  | 0 | 0 | 0 | 0 | 0 | 0 | 0 | 0 | 0 | 0 | 0 | 0 | 0 | 0 | 0 | 0
SDG&E Study Area | Chicarita | 138 |  | 0 | 0 | 0 |  | 0 |  | 0 | 0 | 0 | 0 |  | 0 |  | 0 |  | 0 | 0 | 0 | 0 |  | 0 | 0 | 0 | 0 | 0 | 0 |  | 0 | 0 | 0 | 0 | 0 | 0 | 0 | 0 | 0 | 0 | 0 | 0 | 0 | 0 | 0 | 0
SCE Metro Study Area | Chino | 230 |  | 0 | 0 | 0 |  | 0 |  | 0 | 2.438 | 0 | 0 |  | 0 |  | 99.8 |  | 0 | 0 | 0 | 0 |  | 0 | 0 | 0 | 0 | 0 | 0 |  | 0 | 0 | 0 | 0 | 0 | 0 | 0 | 0 | 0 | 2.438 | 0 | 0 | 0 | 0 | 0 | 99.8
PG&E Fresno Study Area | Chowchilla | 115 |  | 0 | 0 | 0 |  | 0 |  | 0 | 0 | 0 | 0 |  | 0 |  | 0 |  | 8 | 0 | 0 | 0 |  | 0 | 0 | 8 | 0 | 0 | 0 |  | 0 | 0 | 8 | 0 | 0 | 0 | 0 | 0 | 0 | 8 | 0 | 0 | 0 | 0 | 0 | 0
PG&E Greater Bay Study Area | Christie | 115 |  | 0 | 0 | 0 |  | 0 |  | 0 | 0 | 0 | 0 |  | 0 |  | 0 |  | 0 | 0 | 0 | 0 |  | 0 | 0 | 0 | 0 | 0 | 0 |  | 0 | 0 | 0 | 0 | 0 | 0 | 0 | 0 | 0 | 0 | 0 | 0 | 0 | 0 | 0 | 0
SCE Eastern Study Area | Cielo Azul | 500 |  | 0 | 0 | 0 |  | 0 |  | 0 | 0 | 0 | 0 |  | 0 |  | 0 |  | 0 | 0 | 0 | 0 |  | 0 | 0 | 0 | 0 | 0 | 0 |  | 0 | 0 | 0 | 0 | 0 | 0 | 0 | 0 | 0 | 0 | 0 | 0 | 0 | 0 | 0 | 0
PG&E North of Greater Bay Study Area | Cloverdale | 115 |  | 0 | 0 | 0 |  | 0 |  | 0 | 0 | 0 | 0 |  | 0 |  | 0 |  | 0.065 | 0 | 0 | 0 |  | 0 | 0 | 0.065 | 0 | 0 | 0 |  | 0 | 0 | 0.065 | 0 | 0 | 0 | 0 | 0 | 0 | 0.065 | 0 | 0 | 0 | 0 | 0 | 0
PG&E Greater Bay Study Area | Coburn | 230 |  | 0 | 0 | 0 |  | 0 |  | 0 | 0 | 0 | 0 |  | 0 |  | 0 |  | 0 | 0 | 0 | 0 |  | 0 | 0 | 0 | 0 | 0 | 0 |  | 0 | 0 | 0 | 0 | 0 | 0 | 0 | 0 | 0 | 0 | 0 | 0 | 0 | 0 | 0 | 0
PG&E North of Greater Bay Study Area | Colgate | 230 |  | 0 | 0 | 0 |  | 0 |  | 0 | 0 | 0 | 0 |  | 0 |  | 0 |  | 0 | 0 | 0 | 0 |  | 0 | 0 | 0 | 0 | 0 | 0 |  | 0 | 0 | 0 | 0 | 0 | 0 | 0 | 0 | 0 | 0 | 0 | 0 | 0 | 0 | 0 | 0
PG&E Greater Bay Study Area | Collinsville | 500 |  | 0 | 0 | 0 |  | 0 |  | 0 | 0 | 0 | 0 |  | 0 |  | 0 |  | 0 | 0 | 0 | 0 |  | 0 | 0 | 0 | 0 | 0 | 0 |  | 0 | 0 | 0 | 0 | 0 | 0 | 0 | 0 | 0 | 0 | 0 | 0 | 0 | 0 | 0 | 0
PG&E Greater Bay Study Area | Collinsville | 230 |  | 0 | 0 | 0 |  | 0 |  | 0 | 0 | 0 | 0 |  | 0 |  | 0 |  | 0 | 0 | 0 | 0 |  | 0 | 0 | 0 | 0 | 0 | 0 |  | 0 | 0 | 0 | 0 | 0 | 0 | 0 | 0 | 0 | 0 | 0 | 0 | 0 | 0 | 0 | 0
SCE Eastern Study Area | Colorado River | 500 |  | 0 | 0 | 0 |  | 0 |  | 0 | 0 | 0 | 0 |  | 0 |  | 0 |  | 0 | 0 | 0 | 0 |  | 0 | 0 | 0 | 0 | 0 | 0 |  | 0 | 0 | 0 | 0 | 0 | 0 | 0 | 0 | 0 | 0 | 0 | 0 | 0 | 0 | 0 | 0
SCE Eastern Study Area | Colorado River | 230 |  | 0 | 0 | 0 |  | 0 |  | 0 | 0 | 0 | 0 |  | 0 |  | 0 |  | 0 | 0 | 0 | 0 |  | 0 | 0 | 0 | 0 | 0 | 0 |  | 0 | 0 | 0 | 0 | 0 | 0 | 0 | 0 | 0 | 0 | 0 | 0 | 0 | 0 | 0 | 0
PG&E Kern Study Area | Columbus | 115 |  | 0 | 0 | 0 |  | 0 |  | 0 | 0 | 0 | 0 |  | 0 |  | 0 |  | 0 | 0 | 0 | 0 |  | 0 | 0 | 0 | 0 | 0 | 0 |  | 0 | 0 | 0 | 0 | 0 | 0 | 0 | 0 | 0 | 0 | 0 | 0 | 0 | 0 | 0 | 0
PG&E Greater Bay Study Area | Contra Costa PP | 230 |  | 0 | 0 | 0 |  | 0 |  | 0 | 0 | 0 | 0 |  | 0 |  | 0 |  | 0 | 0 | 0 | 0 |  | 0 | 0 | 0 | 0 | 0 | 0 |  | 0 | 0 | 0 | 0 | 0 | 0 | 0 | 0 | 0 | 0 | 0 | 0 | 0 | 0 | 0 | 0
PG&E Greater Bay Study Area | Contra Costa | 230 |  | 0 | 0 | 0 |  | 0 |  | 0 | 0 | 0 | 0 |  | 0 |  | 0 |  | 0 | 0 | 0 | 0 |  | 0 | 0 | 0 | 0 | 0 | 0 |  | 0 | 0 | 0 | 0 | 0 | 0 | 0 | 0 | 0 | 0 | 0 | 0 | 0 | 0 | 0 | 0
SCE North of Lugo Study Area | Control | 115 |  | 0 | 0 | 0 |  | 0 |  | 0 | 0 | 0 | 0 |  | 4.5 |  | 0 |  | 0 | 0 | 0 | 0 |  | 0 | 0 | 0 | 0 | 0 | 0 |  | 0 | 0 | 0 | 0 | 0 | 0 | 0 | 0 | 0 | 0 | 0 | 0 | 0 | 4.5 | 0 | 0
SCE North of Lugo Study Area | Coolwater | 230 |  | 0 | 0 | 0 |  | 0 |  | 0 | 0 | 0 | 0 |  | 0 |  | 0 |  | 0 | 0 | 0 | 0 |  | 0 | 0 | 0 | 0 | 0 | 0 |  | 0 | 0 | 0 | 0 | 0 | 0 | 0 | 0 | 0 | 0 | 0 | 0 | 0 | 0 | 0 | 0
SCE North of Lugo Study Area | Coolwater | 115 |  | 0 | 0 | 0 |  | 0 |  | 0 | 3 | 14.8 | 0 |  | 0 |  | 9.792 |  | 0 | 0 | 0 | 0 |  | 0 | 0 | 0 | 0 | 0 | 0 |  | 0 | 0 | 0 | 0 | 0 | 0 | 0 | 0 | 0 | 3 | 14.8 | 0 | 0 | 0 | 0 | 9.792
PG&E Fresno Study Area | Corcoran | 115 |  | 0 | 0 | 0 |  | 0 |  | 0 | 0 | 0 | 0 |  | 0 |  | 0 |  | 3.125 | 0 | 0 | 0 |  | 0 | 0 | 4.085 | 0 | 0 | 0 |  | 0 | 0 | 3.125 | 0 | 0 | 0 | 0 | 0 | 0 | 4.085 | 0 | 0 | 0 | 0 | 0 | 0
PG&E North of Greater Bay Study Area | Corona | 115 |  | 0 | 0 | 0 |  | 0 |  | 0 | 0 | 0 | 0 |  | 0 |  | 0 |  | 0 | 0 | 0 | 0 |  | 0 | 0 | 0 | 0 | 0 | 0 |  | 0 | 0 | 0 | 0 | 0 | 0 | 0 | 0 | 0 | 0 | 0 | 0 | 0 | 0 | 0 | 0
PG&E North of Greater Bay Study Area | Cortina | 230 |  | 0 | 0 | 0 |  | 0 |  | 0 | 0 | 0 | 0 |  | 0 |  | 0 |  | 0 | 0 | 0 | 0 |  | 0 | 0 | 0 | 0 | 0 | 0 |  | 0 | 0 | 0 | 0 | 0 | 0 | 0 | 0 | 0 | 0 | 0 | 0 | 0 | 0 | 0 | 0
PG&E North of Greater Bay Study Area | Cortina | 115 |  | 0 | 0 | 0 |  | 0 |  | 0 | 0 | 0 | 0 |  | 0 |  | 0 |  | 0 | 0 | 0 | 0 |  | 0 | 0 | 0 | 0 | 0 | 0 |  | 0 | 0 | 0 | 0 | 0 | 0 | 0 | 0 | 0 | 0 | 0 | 0 | 0 | 0 | 0 | 0
PG&E Greater Bay Study Area | Cottle | 230 |  | 0 | 0 | 0 |  | 0 |  | 0 | 0 | 0 | 0 |  | 0 |  | 0 |  | 0 | 0 | 0 | 0 |  | 0 | 0 | 0 | 0 | 0 | 0 |  | 0 | 0 | 0 | 0 | 0 | 0 | 0 | 0 | 0 | 0 | 0 | 0 | 0 | 0 | 0 | 0
PG&E North of Greater Bay Study Area | Cottonwood | 230 |  | 0 | 0 | 0 |  | 0 |  | 0 | 0 | 0 | 0 |  | 0 |  | 0 |  | 0 | 0 | 0 | 0 |  | 0 | 0 | 0 | 0 | 0 | 0 |  | 0 | 0 | 0 | 0 | 0 | 0 | 0 | 0 | 0 | 0 | 0 | 0 | 0 | 0 | 0 | 0
PG&E Greater Bay Study Area | Coyote | 230 |  | 0 | 0 | 0 |  | 0 |  | 0 | 0 | 0 | 0 |  | 0 |  | 0 |  | 0 | 0 | 0 | 0 |  | 0 | 0 | 0 | 0 | 0 | 0 |  | 0 | 0 | 0 | 0 | 0 | 0 | 0 | 0 | 0 | 0 | 0 | 0 | 0 | 0 | 0 | 0
SDG&E Study Area | Creelman | 69 |  | 0 | 0 | 0 |  | 0 |  | 0 | 0 | 0 | 0 |  | 0 |  | 0 |  | 0 | 0 | 0 | 0 |  | 0 | 0 | 0 | 0 | 0 | 0 |  | 0 | 0 | 0 | 0 | 0 | 0 | 0 | 0 | 0 | 0 | 0 | 0 | 0 | 0 | 0 | 0
PG&E Greater Bay Study Area | Crow Creek | 60 |  | 0 | 0 | 0 |  | 0 |  | 0 | 0 | 0 | 0 |  | 0 |  | 0 |  | 0 | 0 | 0 | 0 |  | 0 | 0 | 0 | 0 | 0 | 0 |  | 0 | 0 | 0 | 0 | 0 | 0 | 0 | 0 | 0 | 0 | 0 | 0 | 0 | 0 | 0 | 0
PG&E Greater Bay Study Area | Curtis | 115 |  | 0 | 0 | 0 |  | 0 |  | 0 | 0 | 0 | 0 |  | 0 |  | 0 |  | 0 | 0 | 0 | 0 |  | 0 | 0 | 0 | 0 | 0 | 0 |  | 0 | 0 | 0 | 0 | 0 | 0 | 0 | 0 | 0 | 0 | 0 | 0 | 0 | 0 | 0 | 0
PG&E Fresno Study Area | Dairyland | 115 |  | 0 | 0 | 0 |  | 0 |  | 0 | 0 | 0 | 0 |  | 0 |  | 0 |  | 4.954 | 0 | 0 | 0 |  | 0 | 0 | 4.954 | 0 | 0 | 0 |  | 0 | 0 | 4.954 | 0 | 0 | 0 | 0 | 0 | 0 | 4.954 | 0 | 0 | 0 | 0 | 0 | 0
PG&E North of Greater Bay Study Area | Davis | 115 |  | 0 | 0 | 0 |  | 0 |  | 0 | 0 | 0 | 0 |  | 0 |  | 0 |  | 0 | 14.35 | 0 | 0 |  | 0 | 0 | 0 | 14.35 | 0 | 0 |  | 0 | 0 | 0 | 14.35 | 0 | 0 | 0 | 0 | 0 | 0 | 14.35 | 0 | 0 | 0 | 0 | 0
SCE Metro Study Area | Del Amo | 230 |  | 0 | 0 | 0 |  | 0 |  | 0 | 0 | 0 | 0 |  | 0 |  | 0 |  | 0 | 0 | 0 | 0 |  | 0 | 0 | 0 | 0 | 0 | 0 |  | 0 | 0 | 0 | 0 | 0 | 0 | 0 | 0 | 0 | 0 | 0 | 0 | 0 | 0 | 0 | 0
SCE Eastern Study Area | Delaney | 500 |  | 0 | 0 | 0 |  | 0 |  | 0 | 0 | 0 | 0 |  | 0 |  | 0 |  | 0 | 0 | 0 | 0 |  | 0 | 0 | 0 | 0 | 0 | 0 |  | 0 | 0 | 0 | 0 | 0 | 0 | 0 | 0 | 0 | 0 | 0 | 0 | 0 | 0 | 0 | 0
PG&E North of Greater Bay Study Area | Delevan | 230 |  | 0 | 0 | 0 |  | 0 |  | 0 | 0 | 0 | 0 |  | 0 |  | 0 |  | 0 | 0 | 0 | 0 |  | 0 | 0 | 0 | 0 | 0 | 0 |  | 0 | 0 | 0 | 0 | 0 | 0 | 0 | 0 | 0 | 0 | 0 | 0 | 0 | 0 | 0 | 0
PG&E Greater Bay Study Area | Delta PP | 230 |  | 0 | 0 | 0 |  | 0 |  | 0 | 0 | 0 | 0 |  | 0 |  | 0 |  | 0 | 0 | 0 | 0 |  | 0 | 0 | 0 | 0 | 0 | 0 |  | 0 | 0 | 0 | 0 | 0 | 0 | 0 | 0 | 0 | 0 | 0 | 0 | 0 | 0 | 0 | 0
East of Pisgah Study Area | Desert View | 230 |  | 0 | 0 | 0 |  | 0 |  | 0 | 0 | 0 | 0 |  | 0 |  | 0 |  | 0 | 0 | 0 | 0 |  | 0 | 0 | 0 | 0 | 0 | 0 |  | 0 | 0 | 0 | 0 | 0 | 0 | 0 | 0 | 0 | 0 | 0 | 0 | 0 | 0 | 0 | 0
SCE Eastern Study Area | Devers | 500 |  | 0 | 0 | 0 |  | 0 |  | 0 | 0 | 0 | 0 |  | 0 |  | 0 |  | 0 | 0 | 0 | 0 |  | 0 | 0 | 0 | 0 | 0 | 0 |  | 0 | 0 | 0 | 0 | 0 | 0 | 0 | 0 | 0 | 0 | 0 | 0 | 0 | 0 | 0 | 0
SCE Eastern Study Area | Devers | 230 |  | 0 | 0 | 30 |  | 0 |  | 0 | 0 | 47.79 | 130.5 |  | 0 |  | 20 |  | 0 | 0 | 0 | 0 |  | 0 | 0 | 0 | 0 | 0 | 0 |  | 0 | 0 | 0 | 0 | 30 | 0 | 0 | 0 | 0 | 0 | 47.79 | 130.5 | 0 | 0 | 0 | 20
PG&E Kern Study Area | Diablo | 500 |  | 0 | 0 | 0 |  | 0 |  | 0 | 0 | 0 | 0 |  | 0 |  | 0 |  | 0 | 0 | 0 | 0 |  | 0 | 0 | 0 | 0 | 0 | 0 |  | 0 | 0 | 0 | 0 | 0 | 0 | 0 | 0 | 0 | 0 | 0 | 0 | 0 | 0 | 0 | 0
PG&E Kern Study Area | Diablo | 230 |  | 0 | 0 | 0 |  | 0 |  | 0 | 0 | 0 | 0 |  | 0 |  | 0 |  | 0 | 0 | 0 | 0 |  | 0 | 0 | 0 | 0 | 0 | 0 |  | 0 | 0 | 0 | 0 | 0 | 0 | 0 | 0 | 0 | 0 | 0 | 0 | 0 | 0 | 0 | 0
PG&E Greater Bay Study Area | Dixon Landing | 115 |  | 0 | 0 | 0 |  | 0 |  | 0 | 0 | 0 | 0 |  | 0 |  | 0 |  | 2.36 | 0 | 0 | 0 |  | 0 | 0 | 2.36 | 0 | 0 | 0 |  | 0 | 0 | 2.36 | 0 | 0 | 0 | 0 | 0 | 0 | 2.36 | 0 | 0 | 0 | 0 | 0 | 0
PG&E Greater Bay Study Area | Donnells PH | 115 |  | 0 | 0 | 0 |  | 0 |  | 0 | 0 | 0 | 0 |  | 0 |  | 0 |  | 0 | 0 | 0 | 0 |  | 0 | 0 | 0 | 0 | 0 | 0 |  | 0 | 0 | 0 | 0 | 0 | 0 | 0 | 0 | 0 | 0 | 0 | 0 | 0 | 0 | 0 | 0
PG&E Fresno Study Area | Dos Amigos | 230 |  | 0 | 0 | 0 |  | 0 |  | 0 | 0 | 0 | 0 |  | 0 |  | 0 |  | 0 | 0 | 0 | 0 |  | 0 | 0 | 0 | 0 | 0 | 0 |  | 0 | 0 | 0 | 0 | 0 | 0 | 0 | 0 | 0 | 0 | 0 | 0 | 0 | 0 | 0 | 0
PG&E North of Greater Bay Study Area | Drum | 115 |  | 0 | 0 | 0 |  | 0 |  | 0 | 0 | 0 | 0 |  | 0 |  | 0 |  | 0 | 0 | 0 | 0 |  | 0 | 0 | 0 | 0 | 0 | 0 |  | 0 | 0 | 0 | 0 | 0 | 0 | 0 | 0 | 0 | 0 | 0 | 0 | 0 | 0 | 0 | 0
PG&E Greater Bay Study Area | Dumbarton | 115 |  | 0 | 0 | 0 |  | 0 |  | 0 | 0 | 0 | 0 |  | 0 |  | 0 |  | 0.966 | 0 | 0 | 0 |  | 0 | 0 | 0.966 | 0 | 0 | 0 |  | 0 | 0 | 0.966 | 0 | 0 | 0 | 0 | 0 | 0 | 0.966 | 0 | 0 | 0 | 0 | 0 | 0
SCE Eastern Study Area | Eagle Mountain | 230 |  | 0 | 0 | 0 |  | 0 |  | 0 | 0 | 0 | 0 |  | 0 |  | 0 |  | 0 | 0 | 0 | 0 |  | 0 | 0 | 0 | 0 | 0 | 0 |  | 0 | 0 | 0 | 0 | 0 | 0 | 0 | 0 | 0 | 0 | 0 | 0 | 0 | 0 | 0 | 0
PG&E North of Greater Bay Study Area | Eagle Rock (PGE) | 115 |  | 0 | 0 | 0 |  | 0 |  | 0 | 0 | 0 | 0 |  | 0 |  | 0 |  | 0 | 0 | 0 | 0 |  | 0.3 | 0 | 0 | 0 | 131.2 | 0 |  | 0.3 | 0 | 0 | 0 | 0 | 0 | 0 | 0.3 | 0 | 0 | 0 | 131.2 | 0 | 0 | 0.3 | 0
SCE Metro Study Area | Eagle Rock (SCE) | 230 |  | 0 | 0 | 0 |  | 0 |  | 0 | 0 | 0 | 0 |  | 0 |  | 0 |  | 0 | 0 | 0 | 0 |  | 0 | 0 | 0 | 0 | 0 | 0 |  | 0 | 0 | 0 | 0 | 0 | 0 | 0 | 0 | 0 | 0 | 0 | 0 | 0 | 0 | 0 | 0
PG&E North of Greater Bay Study Area | East Nicolaus | 115 |  | 0 | 0 | 0 |  | 0 |  | 0 | 0 | 0 | 0 |  | 0 |  | 0 |  | 0 | 0 | 0 | 0 |  | 0 | 0 | 0 | 0 | 0 | 0 |  | 0 | 0 | 0 | 0 | 0 | 0 | 0 | 0 | 0 | 0 | 0 | 0 | 0 | 0 | 0 | 0
PG&E Greater Bay Study Area | East Shore | 230 |  | 0 | 0 | 0 |  | 0 |  | 0 | 0 | 0 | 0 |  | 0 |  | 0 |  | 0 | 0 | 0 | 0 |  | 0 | 0 | 0 | 0 | 0 | 0 |  | 0 | 0 | 0 | 0 | 0 | 0 | 0 | 0 | 0 | 0 | 0 | 0 | 0 | 0 | 0 | 0
PG&E Greater Bay Study Area | East Shore | 115 |  | 0 | 0 | 0 |  | 0 |  | 0 | 0 | 0 | 0 |  | 0 |  | 0 |  | 0 | 0 | 0 | 0 |  | 0 | 0 | 0 | 0 | 0 | 0 |  | 0 | 0 | 0 | 0 | 0 | 0 | 0 | 0 | 0 | 0 | 0 | 0 | 0 | 0 | 0 | 0
SDG&E Study Area | ECO | 500 |  | 0 | 0 | 0 |  | 0 |  | 0 | 0 | 0 | 0 |  | 0 |  | 0 |  | 0 | 0 | 0 | 0 |  | 0 | 0 | 0 | 0 | 0 | 0 |  | 0 | 0 | 0 | 0 | 0 | 0 | 0 | 0 | 0 | 0 | 0 | 0 | 0 | 0 | 0 | 0
SDG&E Study Area | ECO | 230 |  | 0 | 0 | 0 |  | 0 |  | 0 | 0 | 0 | 0 |  | 0 |  | 0 |  | 0 | 0 | 0 | 0 |  | 0 | 0 | 0 | 0 | 0 | 0 |  | 0 | 0 | 0 | 0 | 0 | 0 | 0 | 0 | 0 | 0 | 0 | 0 | 0 | 0 | 0 | 0
SDG&E Study Area | ECO | 138 |  | 0 | 0 | 0 |  | 0 |  | 0 | 0 | 0 | 0 |  | 0 |  | 0 |  | 0 | 0 | 0 | 0 |  | 0 | 0 | 0 | 0 | 0 | 0 |  | 0 | 0 | 0 | 0 | 0 | 0 | 0 | 0 | 0 | 0 | 0 | 0 | 0 | 0 | 0 | 0
PG&E Greater Bay Study Area | Edes | 115 |  | 0 | 0 | 0 |  | 0 |  | 0 | 0 | 0 | 0 |  | 0 |  | 0 |  | 0 | 0 | 0 | 0 |  | 0 | 0 | 0 | 0 | 0 | 0 |  | 0 | 0 | 0 | 0 | 0 | 0 | 0 | 0 | 0 | 0 | 0 | 0 | 0 | 0 | 0 | 0
PG&E Greater Bay Study Area | Eight Mile | 230 |  | 0 | 0 | 0 |  | 0 |  | 0 | 0 | 0 | 0 |  | 0 |  | 0 |  | 0 | 0 | 0 | 0 |  | 0 | 0 | 0 | 0 | 0 | 0 |  | 0 | 0 | 0 | 0 | 0 | 0 | 0 | 0 | 0 | 0 | 0 | 0 | 0 | 0 | 0 | 0
SDG&E Study Area | El Cajon | 69 |  | 0 | 0 | 0 |  | 0 |  | 0 | 0 | 0 | 0 |  | 0 |  | 0 |  | 0 | 0 | 0 | 0 |  | 0 | 0 | 0 | 0 | 0 | 0 |  | 0 | 0 | 0 | 0 | 0 | 0 | 0 | 0 | 0 | 0 | 0 | 0 | 0 | 0 | 0 | 0
SCE Eastern Study Area | El Casco | 230 |  | 0 | 0 | 0 |  | 0 |  | 0 | 0 | 0 | 0 |  | 0 |  | 100 |  | 0 | 0 | 0 | 0 |  | 0 | 0 | 0 | 0 | 0 | 0 |  | 0 | 0 | 0 | 0 | 0 | 0 | 0 | 0 | 0 | 0 | 0 | 0 | 0 | 0 | 0 | 100
PG&E Fresno Study Area | El Nido (PGE) | 115 |  | 0 | 0 | 0 |  | 0 |  | 0 | 0 | 0 | 0 |  | 0 |  | 0 |  | 0 | 0 | 0 | 0 |  | 0 | 0 | 0 | 0 | 0 | 0 |  | 0 | 0 | 0 | 0 | 0 | 0 | 0 | 0 | 0 | 0 | 0 | 0 | 0 | 0 | 0 | 0
SCE Metro Study Area | El Nido (SCE) | 230 |  | 0 | 0 | 0 |  | 0 |  | 13 | 0 | 0 | 0 |  | 0 |  | 13 |  | 0 | 0 | 0 | 0 |  | 0 | 0 | 0 | 0 | 0 | 0 |  | 0 | 0 | 0 | 0 | 0 | 0 | 0 | 0 | 13 | 0 | 0 | 0 | 0 | 0 | 0 | 13
PG&E Greater Bay Study Area | El Patio | 115 |  | 0 | 0 | 0 |  | 0 |  | 0 | 0 | 0 | 0 |  | 0 |  | 0 |  | 0 | 0 | 0 | 0 |  | 0 | 0 | 0 | 0 | 0 | 0 |  | 0 | 0 | 0 | 0 | 0 | 0 | 0 | 0 | 0 | 0 | 0 | 0 | 0 | 0 | 0 | 0
SCE Metro Study Area | El Segundo | 230 |  | 0 | 0 | 0 |  | 0 |  | 0 | 0 | 0 | 0 |  | 0 |  | 0 |  | 0 | 0 | 0 | 0 |  | 0 | 0 | 0 | 0 | 0 | 0 |  | 0 | 0 | 0 | 0 | 0 | 0 | 0 | 0 | 0 | 0 | 0 | 0 | 0 | 0 | 0 | 0
East of Pisgah Study Area | Eldorado | 500 |  | 0 | 0 | 0 |  | 0 |  | 0 | 0 | 0 | 0 |  | 0 |  | 0 |  | 0 | 0 | 0 | 0 |  | 0 | 0 | 0 | 0 | 0 | 0 |  | 0 | 0 | 0 | 0 | 0 | 0 | 0 | 0 | 0 | 0 | 0 | 0 | 0 | 0 | 0 | 0
East of Pisgah Study Area | Eldorado | 230 |  | 0 | 0 | 0 |  | 0 |  | 0 | 0 | 0 | 0 |  | 0 |  | 0 |  | 0 | 0 | 0 | 0 |  | 0 | 0 | 0 | 0 | 0 | 0 |  | 0 | 0 | 0 | 0 | 0 | 0 | 0 | 0 | 0 | 0 | 0 | 0 | 0 | 0 | 0 | 0
PG&E Kern Study Area | Elk Hills | 230 |  | 0 | 0 | 0 |  | 0 |  | 0 | 0 | 0 | 0 |  | 0 |  | 0 |  | 3 | 0 | 0 | 0 |  | 0 | 0 | 3 | 0 | 0 | 0 |  | 0 | 0 | 3 | 0 | 0 | 0 | 0 | 0 | 0 | 3 | 0 | 0 | 0 | 0 | 0 | 0
SDG&E Study Area | Elliot | 69 |  | 0 | 0 | 0 |  | 0 |  | 0 | 0 | 0 | 0 |  | 0 |  | 0 |  | 0 | 0 | 0 | 0 |  | 0 | 0 | 0 | 0 | 0 | 0 |  | 0 | 0 | 0 | 0 | 0 | 0 | 0 | 0 | 0 | 0 | 0 | 0 | 0 | 0 | 0 | 0
SCE Metro Study Area | Ellis | 230 |  | 0 | 0 | 0 |  | 0 |  | 0 | 0 | 0 | 0 |  | 0 |  | 0 |  | 0 | 0 | 0 | 0 |  | 0 | 0 | 0 | 0 | 0 | 0 |  | 0 | 0 | 0 | 0 | 0 | 0 | 0 | 0 | 0 | 0 | 0 | 0 | 0 | 0 | 0 | 0
SDG&E Study Area | Encina | 230 |  | 0 | 0 | 0 |  | 0 |  | 0 | 0 | 0 | 0 |  | 0 |  | 0 |  | 0 | 0 | 0 | 0 |  | 0 | 0 | 0 | 0 | 0 | 0 |  | 0 | 0 | 0 | 0 | 0 | 0 | 0 | 0 | 0 | 0 | 0 | 0 | 0 | 0 | 0 | 0
SDG&E Study Area | Escondido | 230 |  | 0 | 0 | 0 |  | 0 |  | 0 | 0 | 0 | 0 |  | 0 |  | 0 |  | 0 | 0 | 0 | 0 |  | 0 | 0 | 0 | 0 | 0 | 0 |  | 0 | 0 | 0 | 0 | 0 | 0 | 0 | 0 | 0 | 0 | 0 | 0 | 0 | 0 | 0 | 0
SCE Eastern Study Area | Etiwanda | 230 |  | 0 | 0 | 0 |  | 0 |  | 0 | 1 | 0 | 0 |  | 0 |  | 330 |  | 0 | 0 | 0 | 0 |  | 0 | 0 | 0 | 0 | 0 | 0 |  | 0 | 0 | 0 | 0 | 0 | 0 | 0 | 0 | 0 | 1 | 0 | 0 | 0 | 0 | 0 | 330
PG&E Greater Bay Study Area | Evergreen | 115 |  | 0 | 0 | 0 |  | 0 |  | 0 | 0 | 0 | 0 |  | 0 |  | 0 |  | 0 | 0 | 0 | 0 |  | 0 | 0 | 4.938 | 13.55 | 0 | 0 |  | 0 | 0 | 0 | 0 | 0 | 0 | 0 | 0 | 0 | 4.938 | 13.55 | 0 | 0 | 0 | 0 | 0
PG&E Fresno Study Area | Excelsior | 115 |  | 0 | 0 | 0 |  | 0 |  | 0 | 0 | 0 | 0 |  | 0 |  | 0 |  | 0 | 0 | 0 | 0 |  | 0 | 0 | 0 | 0 | 0 | 0 |  | 0 | 0 | 0 | 0 | 0 | 0 | 0 | 0 | 0 | 0 | 0 | 0 | 0 | 0 | 0 | 0
PG&E Kern Study Area | Fairway | 115 |  | 0 | 0 | 0 |  | 0 |  | 0 | 0 | 0 | 0 |  | 0 |  | 0 |  | 0 | 0 | 0 | 0 |  | 0 | 0 | 0 | 0 | 0 | 0 |  | 0 | 0 | 0 | 0 | 0 | 0 | 0 | 0 | 0 | 0 | 0 | 0 | 0 | 0 | 0 | 0
PG&E Kern Study Area | Famoso | 115 |  | 0 | 0 | 0 |  | 0 |  | 0 | 0 | 0 | 0 |  | 0 |  | 0 |  | 5 | 0 | 0 | 0 |  | 0 | 0 | 5 | 0 | 0 | 0 |  | 0 | 12.174 | 5 | 0 | 0 | 0 | 0 | 0 | 0 | 5 | 0 | 0 | 0 | 0 | 0 | 12.174
PG&E Greater Bay Study Area | Fibreboard (SPI Sonora) | 115 |  | 0 | 0 | 0 |  | 0 |  | 0 | 0 | 0 | 0 |  | 0 |  | 0 |  | 0 | 0 | 0 | 0 |  | 0 | 0 | 0 | 0 | 0 | 0 |  | 0 | 0 | 0 | 0 | 0 | 0 | 0 | 0 | 0 | 0 | 0 | 0 | 0 | 0 | 0 | 0
PG&E Fresno Study Area | Figarden | 230 |  | 0 | 0 | 0 |  | 0 |  | 0 | 0 | 0 | 0 |  | 0 |  | 0 |  | 0 | 0 | 0 | 0 |  | 0 | 0 | 0 | 0 | 0 | 0 |  | 0 | 0 | 0 | 0 | 0 | 0 | 0 | 0 | 0 | 0 | 0 | 0 | 0 | 0 | 0 | 0
PG&E Fresno Study Area | Fink (Proposed) | 230 |  | 0 | 0 | 0 |  | 0 |  | 0 | 0 | 0 | 0 |  | 0 |  | 0 |  | 0 | 0 | 0 | 0 |  | 0 | 0 | 0 | 0 | 0 | 0 |  | 0 | 0 | 0 | 0 | 0 | 0 | 0 | 0 | 0 | 0 | 0 | 0 | 0 | 0 | 0 | 0
PG&E Greater Bay Study Area | FMC | 115 |  | 0 | 0 | 0 |  | 0 |  | 0 | 0 | 0 | 0 |  | 0 |  | 0 |  | 0 | 0 | 0 | 0 |  | 0 | 0 | 0 | 0 | 0 | 0 |  | 0 | 0 | 0 | 0 | 0 | 0 | 0 | 0 | 0 | 0 | 0 | 0 | 0 | 0 | 0 | 0
PG&E Greater Bay Study Area | Frogtown | 115 |  | 0 | 0 | 0 |  | 0 |  | 0 | 0 | 0 | 0 |  | 0 |  | 0 |  | 0 | 0 | 0 | 0 |  | 0 | 0 | 0 | 0 | 0 | 0 |  | 0 | 0 | 0 | 0 | 0 | 0 | 0 | 0 | 0 | 0 | 0 | 0 | 0 | 0 | 0 | 0
PG&E North of Greater Bay Study Area | Fulton | 230 |  | 0 | 0 | 0 |  | 0 |  | 0 | 0 | 0 | 0 |  | 0 |  | 0 |  | 0 | 0 | 0 | 0 |  | 0 | 0 | 0 | 0 | 0 | 0 |  | 0 | 0 | 0 | 0 | 0 | 0 | 0 | 0 | 0 | 0 | 0 | 0 | 0 | 0 | 0 | 0
PG&E North of Greater Bay Study Area | Fulton | 115 |  | 0 | 0 | 0 |  | 0 |  | 0 | 0 | 0 | 0 |  | 0 |  | 0 |  | 0 | 0 | 0 | 0 |  | 0 | 0 | 0 | 0 | 0 | 0 |  | 0 | 0 | 0 | 0 | 0 | 0 | 0 | 0 | 0 | 0 | 0 | 0 | 0 | 0 | 0 | 0
East of Pisgah Study Area | Carpenter Canyon (fka Gamebird) | 230 |  | 0 | 0 | 0 |  | 0 |  | 0 | 0 | 0 | 0 |  | 0 |  | 0 |  | 0 | 0 | 0 | 0 |  | 0 | 0 | 0 | 0 | 0 | 0 |  | 0 | 0 | 0 | 0 | 0 | 0 | 0 | 0 | 0 | 0 | 0 | 0 | 0 | 0 | 0 | 0
East of Pisgah Study Area | Carpenter Canyon (fka Gamebird) | 138 |  | 0 | 0 | 0 |  | 0 |  | 0 | 0 | 0 | 0 |  | 0 |  | 0 |  | 0 | 0 | 0 | 0 |  | 0 | 0 | 0 | 0 | 0 | 0 |  | 0 | 0 | 0 | 0 | 0 | 0 | 0 | 0 | 0 | 0 | 0 | 0 | 0 | 0 | 0 | 0
PG&E Kern Study Area | Ganso | 115 |  | 0 | 0 | 0 |  | 0 |  | 0 | 0 | 0 | 0 |  | 0 |  | 0 |  | 1.5 | 0 | 0 | 0 |  | 0 | 0 | 1.5 | 0 | 0 | 0 |  | 0.5 | 0 | 1.5 | 0 | 0 | 0 | 0 | 0 | 0 | 1.5 | 0 | 0 | 0 | 0 | 0.5 | 0
PG&E Fresno Study Area | Gates | 500 |  | 0 | 0 | 0 |  | 0 |  | 0 | 0 | 0 | 0 |  | 0 |  | 0 |  | 0 | 0 | 0 | 0 |  | 0 | 0 | 0 | 0 | 0 | 0 |  | 0 | 0 | 0 | 0 | 0 | 0 | 0 | 0 | 0 | 0 | 0 | 0 | 0 | 0 | 0 | 0
PG&E Fresno Study Area | Gates | 230 |  | 0 | 0 | 0 |  | 0 |  | 0 | 0 | 0 | 0 |  | 0 |  | 0 |  | 0 | 0 | 0 | 0 |  | 0 | 0 | 5.25 | 0 | 0 | 0 |  | 0 | 0 | 0 | 0 | 0 | 0 | 0 | 0 | 0 | 5.25 | 0 | 0 | 0 | 0 | 0 | 0
PG&E Fresno Study Area | New Sub - Gates - Midway (Proposed) | 230 |  | 0 | 0 | 0 |  | 0 |  | 0 | 0 | 0 | 0 |  | 0 |  | 0 |  | 0 | 0 | 0 | 0 |  | 0 | 0 | 0 | 0 | 0 | 0 |  | 0 | 0 | 0 | 0 | 0 | 0 | 0 | 0 | 0 | 0 | 0 | 0 | 0 | 0 | 0 | 0
PG&E Kern Study Area | New Sub - Gates - Templeton (Proposed) | 230 |  | 0 | 0 | 0 |  | 0 |  | 0 | 0 | 0 | 0 |  | 0 |  | 0 |  | 0 | 0 | 0 | 0 |  | 0 | 0 | 0 | 0 | 0 | 0 |  | 0 | 0 | 0 | 0 | 0 | 0 | 0 | 0 | 0 | 0 | 0 | 0 | 0 | 0 | 0 | 0
PG&E North of Greater Bay Study Area | Geysers 12 | 230 |  | 0 | 0 | 0 |  | 0 |  | 0 | 0 | 0 | 0 |  | 0 |  | 0 |  | 0 | 0 | 0 | 0 |  | 0 | 0 | 0 | 0 | 0 | 0 |  | 0 | 0 | 0 | 0 | 0 | 0 | 0 | 0 | 0 | 0 | 0 | 0 | 0 | 0 | 0 | 0
PG&E North of Greater Bay Study Area | Geysers 17 | 230 |  | 0 | 0 | 0 |  | 0 |  | 0 | 0 | 0 | 0 |  | 0 |  | 0 |  | 0 | 0 | 0 | 0 |  | 0 | 0 | 0 | 0 | 0 | 0 |  | 0 | 0 | 0 | 0 | 0 | 0 | 0 | 0 | 0 | 0 | 0 | 0 | 0 | 0 | 0 | 0
PG&E North of Greater Bay Study Area | Geysers 5&6 | 115 |  | 0 | 0 | 0 |  | 0 |  | 0 | 0 | 0 | 0 |  | 0 |  | 0 |  | 0 | 0 | 0 | 0 |  | 0 | 0 | 0 | 0 | 0 | 0 |  | 0 | 0 | 0 | 0 | 0 | 0 | 0 | 0 | 0 | 0 | 0 | 0 | 0 | 0 | 0 | 0
PG&E North of Greater Bay Study Area | Geysers 9&10 Sonoma | 230 |  | 0 | 0 | 0 |  | 0 |  | 0 | 0 | 0 | 0 |  | 0 |  | 0 |  | 0 | 0 | 0 | 0 |  | 0 | 0 | 0 | 0 | 0 | 0 |  | 0 | 0 | 0 | 0 | 0 | 0 | 0 | 0 | 0 | 0 | 0 | 0 | 0 | 0 | 0 | 0
PG&E Fresno Study Area | Giffen | 70 |  | 0 | 0 | 0 |  | 0 |  | 0 | 0 | 0 | 0 |  | 0 |  | 0 |  | 0 | 0 | 0 | 0 |  | 0 | 0 | 0 | 0 | 0 | 0 |  | 0 | 0 | 0 | 0 | 0 | 0 | 0 | 0 | 0 | 0 | 0 | 0 | 0 | 0 | 0 | 0
PG&E North of Greater Bay Study Area | Glenn | 230 |  | 0 | 0 | 0 |  | 0 |  | 0 | 0 | 0 | 0 |  | 0 |  | 0 |  | 0 | 0 | 0 | 0 |  | 0 | 0 | 0 | 0 | 0 | 0 |  | 0 | 0 | 0 | 0 | 0 | 0 | 0 | 0 | 0 | 0 | 0 | 0 | 0 | 0 | 0 | 0
PG&E North of Greater Bay Study Area | Gold Hill | 230 |  | 0 | 0 | 0 |  | 0 |  | 0 | 0 | 0 | 0 |  | 0 |  | 0 |  | 0 | 0 | 0 | 0 |  | 0 | 0 | 0 | 0 | 0 | 0 |  | 0 | 0 | 0 | 0 | 0 | 0 | 0 | 0 | 0 | 0 | 0 | 0 | 0 | 0 | 0 | 0
SCE Northern Area | Goleta | 230 |  | 0 | 0 | 0 |  | 0 |  | 50 | 0 | 0 | 0 |  | 0 |  | 115 |  | 0 | 0 | 0 | 0 |  | 0 | 0 | 0 | 0 | 0 | 0 |  | 0 | 0 | 0 | 0 | 0 | 0 | 0 | 0 | 50 | 0 | 0 | 0 | 0 | 0 | 0 | 115
SCE Metro Study Area | Goodrich | 230 |  | 0 | 0 | 0 |  | 0 |  | 0 | 0 | 0 | 0 |  | 0 |  | 0 |  | 0 | 0 | 0 | 0 |  | 0 | 0 | 0 | 0 | 0 | 0 |  | 0 | 0 | 0 | 0 | 0 | 0 | 0 | 0 | 0 | 0 | 0 | 0 | 0 | 0 | 0 | 0
PG&E Kern Study Area | Goose Lake | 115 |  | 0 | 0 | 0 |  | 0 |  | 0 | 0 | 0 | 0 |  | 0 |  | 0 |  | 0.748 | 0 | 0 | 0 |  | 0 | 0 | 0.748 | 0 | 0 | 0 |  | 0 | 0 | 0.748 | 0 | 0 | 0 | 0 | 0 | 0 | 0.748 | 0 | 0 | 0 | 0 | 0 | 0
SCE Metro Study Area | Gould | 230 |  | 0 | 0 | 0 |  | 0 |  | 0 | 0 | 0 | 0 |  | 0 |  | 0 |  | 0 | 0 | 0 | 0 |  | 0 | 0 | 0 | 0 | 0 | 0 |  | 0 | 0 | 0 | 0 | 0 | 0 | 0 | 0 | 0 | 0 | 0 | 0 | 0 | 0 | 0 | 0
PG&E Greater Bay Study Area | Grant | 115 |  | 0 | 0 | 0 |  | 0 |  | 0 | 0 | 0 | 0 |  | 0 |  | 0 |  | 0 | 0 | 0 | 0 |  | 0 | 0 | 0 | 0 | 0 | 0 |  | 0 | 0 | 0 | 0 | 0 | 0 | 0 | 0 | 0 | 0 | 0 | 0 | 0 | 0 | 0 | 0
PG&E Greater Bay Study Area | Green Valley | 115 |  | 0 | 0 | 0 |  | 0 |  | 0 | 0 | 0 | 0 |  | 0 |  | 0 |  | 0 | 0 | 0 | 0 |  | 0 | 0 | 0 | 0 | 0 | 0 |  | 0 | 0 | 0 | 0 | 0 | 0 | 0 | 0 | 0 | 0 | 0 | 0 | 0 | 0 | 0 | 0
PG&E North of Greater Bay Study Area | Greenleaf 1 | 115 |  | 0 | 0 | 0 |  | 0 |  | 0 | 0 | 0 | 0 |  | 0 |  | 0 |  | 0 | 0 | 0 | 0 |  | 0 | 0 | 0 | 0 | 0 | 0 |  | 0 | 0 | 0 | 0 | 0 | 0 | 0 | 0 | 0 | 0 | 0 | 0 | 0 | 0 | 0 | 0
PG&E Fresno Study Area | Gregg | 230 |  | 0 | 0 | 0 |  | 0 |  | 0 | 0 | 0 | 0 |  | 0 |  | 0 |  | 0 | 0 | 0 | 0 |  | 0 | 0 | 0 | 0 | 0 | 0 |  | 0 | 0 | 0 | 0 | 0 | 0 | 0 | 0 | 0 | 0 | 0 | 0 | 0 | 0 | 0 | 0
PG&E Kern Study Area | Grimmway-Malaga | 115 |  | 0 | 0 | 0 |  | 0 |  | 0 | 0 | 0 | 0 |  | 0 |  | 0 |  | 0 | 0 | 0 | 0 |  | 0 | 0 | 0 | 0 | 0 | 0 |  | 0 | 0 | 0 | 0 | 0 | 0 | 0 | 0 | 0 | 0 | 0 | 0 | 0 | 0 | 0 | 0
PG&E Fresno Study Area | GWF Hanford | 115 |  | 0 | 0 | 0 |  | 0 |  | 0 | 0 | 0 | 0 |  | 0 |  | 0 |  | 0 | 0 | 0 | 0 |  | 0 | 0 | 0 | 0 | 0 | 0 |  | 0 | 0 | 0 | 0 | 0 | 0 | 0 | 0 | 0 | 0 | 0 | 0 | 0 | 0 | 0 | 0
SCE Metro Study Area | HarborGen | 230 |  | 0 | 0 | 0 |  | 0 |  | 0 | 0 | 0 | 0 |  | 0 |  | 0 |  | 0 | 0 | 0 | 0 |  | 0 | 0 | 0 | 0 | 0 | 0 |  | 0 | 0 | 0 | 0 | 0 | 0 | 0 | 0 | 0 | 0 | 0 | 0 | 0 | 0 | 0 | 0
East of Pisgah Study Area | Harry Allen | 500 |  | 0 | 0 | 0 |  | 0 |  | 0 | 0 | 0 | 0 |  | 0 |  | 0 |  | 0 | 0 | 0 | 0 |  | 0 | 0 | 0 | 0 | 0 | 0 |  | 0 | 0 | 0 | 0 | 0 | 0 | 0 | 0 | 0 | 0 | 0 | 0 | 0 | 0 | 0 | 0
SDG&E Study Area | Hassayampa | 500 |  | 0 | 0 | 0 |  | 0 |  | 0 | 0 | 0 | 0 |  | 0 |  | 0 |  | 0 | 0 | 0 | 0 |  | 0 | 0 | 0 | 0 | 0 | 0 |  | 0 | 0 | 0 | 0 | 0 | 0 | 0 | 0 | 0 | 0 | 0 | 0 | 0 | 0 | 0 | 0
PG&E Fresno Study Area | Helm | 230 |  | 0 | 0 | 0 |  | 0 |  | 0 | 0 | 0 | 0 |  | 0 |  | 0 |  | 0 | 0 | 0 | 0 |  | 0 | 0 | 0 | 0 | 0 | 0 |  | 0 | 0 | 0 | 0 | 0 | 0 | 0 | 0 | 0 | 0 | 0 | 0 | 0 | 0 | 0 | 0
PG&E Fresno Study Area | Henrietta | 230 |  | 0 | 0 | 0 |  | 0 |  | 0 | 0 | 0 | 0 |  | 0 |  | 0 |  | 0 | 0 | 0 | 0 |  | 0 | 0 | 0 | 0 | 0 | 0 |  | 0 | 0 | 0 | 0 | 0 | 0 | 0 | 0 | 0 | 0 | 0 | 0 | 0 | 0 | 0 | 0
PG&E Fresno Study Area | Herndon | 230 |  | 0 | 0 | 0 |  | 0 |  | 0 | 0 | 0 | 0 |  | 0 |  | 0 |  | 0 | 0 | 0 | 0 |  | 0 | 0 | 0 | 0 | 0 | 0 |  | 0 | 0 | 0 | 0 | 0 | 0 | 0 | 0 | 0 | 0 | 0 | 0 | 0 | 0 | 0 | 0
PG&E Greater Bay Study Area | Hicks | 230 |  | 0 | 0 | 0 |  | 0 |  | 0 | 0 | 0 | 0 |  | 0 |  | 0 |  | 0 | 0 | 0 | 0 |  | 0 | 0 | 0 | 0 | 0 | 0 |  | 0 | 0 | 0 | 0 | 0 | 0 | 0 | 0 | 0 | 0 | 0 | 0 | 0 | 0 | 0 | 0
PG&E North of Greater Bay Study Area | Higgins | 115 |  | 0 | 0 | 0 |  | 0 |  | 0 | 0 | 0 | 0 |  | 0 |  | 0 |  | 0 | 0 | 0 | 0 |  | 0 | 0 | 0 | 20 | 0 | 0 |  | 0 | 0 | 0 | 0 | 0 | 0 | 0 | 0 | 0 | 0 | 20 | 0 | 0 | 0 | 0 | 0
SCE Metro Study Area | Hinson | 230 |  | 0 | 0 | 0 |  | 0 |  | 0 | 0.56 | 0 | 0 |  | 0 |  | 325 |  | 0 | 0 | 0 | 0 |  | 0 | 0 | 0 | 0 | 0 | 0 |  | 0 | 0 | 0 | 0 | 0 | 0 | 0 | 0 | 0 | 0.56 | 0 | 0 | 0 | 0 | 0 | 325
PG&E Greater Bay Study Area | Hollister | 115 |  | 0 | 0 | 0 |  | 0 |  | 0 | 0 | 0 | 0 |  | 0 |  | 0 |  | 0 | 0 | 0 | 0 |  | 0 | 0 | 0 | 0 | 0 | 0 |  | 0 | 0 | 0 | 0 | 0 | 0 | 0 | 0 | 0 | 0 | 0 | 0 | 0 | 0 | 0 | 0
PG&E North of Greater Bay Study Area | Homestake | 115 |  | 0 | 0 | 0 |  | 0 |  | 0 | 0 | 0 | 0 |  | 0 |  | 0 |  | 0 | 0 | 0 | 0 |  | 0 | 0 | 0 | 0 | 0 | 0 |  | 0 | 0 | 0 | 0 | 0 | 0 | 0 | 0 | 0 | 0 | 0 | 0 | 0 | 0 | 0 | 0
PG&E North of Greater Bay Study Area | Honcut | 115 |  | 0 | 0 | 0 |  | 0 |  | 0 | 0 | 0 | 0 |  | 0 |  | 0 |  | 0 | 0 | 0 | 0 |  | 0 | 0 | 0 | 0 | 0 | 0 |  | 0 | 0 | 0 | 0 | 0 | 0 | 0 | 0 | 0 | 0 | 0 | 0 | 0 | 0 | 0 | 0
SDG&E Study Area | Hoodoo Wash | 500 |  | 0 | 0 | 0 |  | 0 |  | 0 | 0 | 0 | 0 |  | 0 |  | 0 |  | 0 | 0 | 0 | 0 |  | 0 | 0 | 0 | 0 | 0 | 0 |  | 0 | 0 | 0 | 0 | 0 | 0 | 0 | 0 | 0 | 0 | 0 | 0 | 0 | 0 | 0 | 0
PG&E North of Greater Bay Study Area | Hopland | 115 |  | 0 | 0 | 0 |  | 0 |  | 0 | 0 | 0 | 0 |  | 0 |  | 0 |  | 0 | 0 | 0 | 0 |  | 0 | 0 | 0 | 12 | 0 | 0 |  | 0 | 24.486 | 0 | 0 | 0 | 0 | 0 | 0 | 0 | 0 | 12 | 0 | 0 | 0 | 0 | 24.486
PG&E North of Greater Bay Study Area | Humboldt | 115 |  | 0 | 0 | 0 |  | 0 |  | 0 | 0 | 0 | 0 |  | 0 |  | 0 |  | 0 | 0 | 0 | 0 |  | 0 | 0 | 0 | 0 | 0 | 0 |  | 0 | 0 | 0 | 0 | 0 | 0 | 0 | 0 | 0 | 0 | 0 | 0 | 0 | 0 | 0 | 0
PG&E North of Greater Bay Study Area | Humboldt (Proposed) | 500 |  | 0 | 0 | 0 |  | 0 |  | 0 | 0 | 0 | 0 |  | 0 |  | 0 |  | 0 | 0 | 0 | 0 |  | 0 | 0 | 0 | 0 | 0 | 0 |  | 0 | 0 | 0 | 0 | 0 | 0 | 0 | 0 | 0 | 0 | 0 | 0 | 0 | 0 | 0 | 0
SCE Metro Study Area | Huntington Beach | 230 |  | 0 | 0 | 0 |  | 0 |  | 0 | 0 | 0 | 0 |  | 0 |  | 0 |  | 0 | 0 | 0 | 0 |  | 0 | 0 | 0 | 0 | 0 | 0 |  | 0 | 0 | 0 | 0 | 0 | 0 | 0 | 0 | 0 | 0 | 0 | 0 | 0 | 0 | 0 | 0
PG&E North of Greater Bay Study Area | Ignacio | 230 |  | 0 | 0 | 0 |  | 0 |  | 0 | 0 | 0 | 0 |  | 0 |  | 0 |  | 0 | 0 | 0 | 0 |  | 0 | 0 | 0 | 0 | 0 | 0 |  | 0 | 0 | 0 | 0 | 0 | 0 | 0 | 0 | 0 | 0 | 0 | 0 | 0 | 0 | 0 | 0
PG&E North of Greater Bay Study Area | Ignacio | 115 |  | 0 | 0 | 0 |  | 0 |  | 0 | 0 | 0 | 0 |  | 0 |  | 0 |  | 0 | 0 | 0 | 0 |  | 0 | 0 | 0 | 0 | 0 | 0 |  | 0 | 0 | 0 | 0 | 0 | 0 | 0 | 0 | 0 | 0 | 0 | 0 | 0 | 0 | 0 | 0
SDG&E Study Area | Imperial Valley | 500 |  | 0 | 0 | 0 |  | 0 |  | 0 | 0 | 0 | 0 |  | 0 |  | 0 |  | 0 | 0 | 0 | 0 |  | 0 | 0 | 0 | 0 | 0 | 0 |  | 0 | 0 | 0 | 0 | 0 | 0 | 0 | 0 | 0 | 0 | 0 | 0 | 0 | 0 | 0 | 0
SDG&E Study Area | Imperial Valley | 230 |  | 0 | 0 | 0 |  | 0 |  | 0 | 0 | 0 | 0 |  | 0 |  | 0 |  | 0 | 0 | 0 | 0 |  | 0 | 0 | 0 | 0 | 0 | 0 |  | 0 | 0 | 0 | 0 | 0 | 0 | 0 | 0 | 0 | 0 | 0 | 0 | 0 | 0 | 0 | 0
East of Pisgah Study Area | Innovation | 230 |  | 0 | 0 | 0 |  | 0 |  | 0 | 0 | 0 | 0 |  | 0 |  | 0 |  | 0 | 0 | 0 | 0 |  | 0 | 0 | 0 | 0 | 0 | 0 |  | 0 | 0 | 0 | 0 | 0 | 0 | 0 | 0 | 0 | 0 | 0 | 0 | 0 | 0 | 0 | 0
East of Pisgah Study Area | Innovation | 138 |  | 0 | 0 | 0 |  | 0 |  | 0 | 0 | 0 | 0 |  | 0 |  | 0 |  | 0 | 0 | 0 | 0 |  | 0 | 0 | 0 | 0 | 0 | 0 |  | 0 | 0 | 0 | 0 | 0 | 0 | 0 | 0 | 0 | 0 | 0 | 0 | 0 | 0 | 0 | 0
SCE North of Lugo Study Area | Inyokern | 115 |  | 4 | 11.9 | 0 |  | 0 |  | 0 | 4 | 71.8 | 0 |  | 0 |  | 22.496 |  | 0 | 0 | 0 | 0 |  | 0 | 0 | 0 | 0 | 0 | 0 |  | 0 | 0 | 4 | 11.9 | 0 | 0 | 0 | 0 | 0 | 4 | 71.8 | 0 | 0 | 0 | 0 | 22.496
East of Pisgah Study Area | IS Tap | 138 |  | 0 | 0 | 0 |  | 0 |  | 0 | 0 | 0 | 0 |  | 0 |  | 0 |  | 0 | 0 | 0 | 0 |  | 0 | 0 | 0 | 0 | 0 | 0 |  | 0 | 0 | 0 | 0 | 0 | 0 | 0 | 0 | 0 | 0 | 0 | 0 | 0 | 0 | 0 | 0
East of Pisgah Study Area | Ivanpah | 230 |  | 0 | 0 | 0 |  | 0 |  | 0 | 0 | 4.5 | 0 |  | 0 |  | 0 |  | 0 | 0 | 0 | 0 |  | 0 | 0 | 0 | 0 | 0 | 0 |  | 0 | 0 | 0 | 0 | 0 | 0 | 0 | 0 | 0 | 0 | 4.5 | 0 | 0 | 0 | 0 | 0
East of Pisgah Study Area | Jackass (DOE) | 138 |  | 0 | 0 | 0 |  | 0 |  | 0 | 0 | 0 | 0 |  | 0 |  | 0 |  | 0 | 0 | 0 | 0 |  | 0 | 0 | 0 | 0 | 0 | 0 |  | 0 | 0 | 0 | 0 | 0 | 0 | 0 | 0 | 0 | 0 | 0 | 0 | 0 | 0 | 0 | 0
PG&E Fresno Study Area | Jackson Swt | 115 |  | 0 | 0 | 0 |  | 0 |  | 0 | 0 | 0 | 0 |  | 0 |  | 0 |  | 0 | 0 | 0 | 0 |  | 0 | 0 | 0 | 0 | 0 | 0 |  | 0 | 0 | 0 | 0 | 0 | 0 | 0 | 0 | 0 | 0 | 0 | 0 | 0 | 0 | 0 | 0
PG&E North of Greater Bay Study Area | Jessup | 115 |  | 0 | 0 | 0 |  | 0 |  | 0 | 0 | 0 | 0 |  | 0 |  | 0 |  | 0 | 0 | 0 | 0 |  | 6 | 0 | 0 | 0 | 0 | 0 |  | 6 | 0 | 0 | 0 | 0 | 0 | 0 | 6 | 0 | 0 | 0 | 0 | 0 | 0 | 6 | 0
SCE Metro Study Area | Johanna | 230 |  | 0 | 0 | 0 |  | 0 |  | 50.3 | 0 | 0 | 0 |  | 0 |  | 50.3 |  | 0 | 0 | 0 | 0 |  | 0 | 0 | 0 | 0 | 0 | 0 |  | 0 | 0 | 0 | 0 | 0 | 0 | 0 | 0 | 50.3 | 0 | 0 | 0 | 0 | 0 | 0 | 50.3
SCE Eastern Study Area | Julian Hinds | 230 |  | 0 | 0 | 0 |  | 0 |  | 0 | 0 | 0 | 0 |  | 0 |  | 0 |  | 0 | 0 | 0 | 0 |  | 0 | 0 | 0 | 0 | 0 | 0 |  | 0 | 0 | 0 | 0 | 0 | 0 | 0 | 0 | 0 | 0 | 0 | 0 | 0 | 0 | 0 | 0
PG&E Greater Bay Study Area | Kasson | 115 |  | 0 | 0 | 0 |  | 0 |  | 0 | 0 | 0 | 0 |  | 0 |  | 0 |  | 0 | 0 | 0 | 0 |  | 0 | 0 | 0 | 0 | 0 | 0 |  | 0 | 0 | 0 | 0 | 0 | 0 | 0 | 0 | 0 | 0 | 0 | 0 | 0 | 0 | 0 | 0
PG&E Fresno Study Area | Kearney | 230 |  | 0 | 0 | 0 |  | 0 |  | 0 | 0 | 0 | 0 |  | 0 |  | 0 |  | 0 | 0 | 0 | 0 |  | 0 | 0 | 0 | 0 | 0 | 0 |  | 0 | 0 | 0 | 0 | 0 | 0 | 0 | 0 | 0 | 0 | 0 | 0 | 0 | 0 | 0 | 0
PG&E Greater Bay Study Area | Kelso | 230 |  | 0 | 0 | 0 |  | 0 |  | 0 | 0 | 0 | 0 |  | 0 |  | 0 |  | 0 | 0 | 0 | 0 |  | 0 | 0 | 0 | 0 | 0 | 0 |  | 0 | 0 | 0 | 0 | 0 | 0 | 0 | 0 | 0 | 0 | 0 | 0 | 0 | 0 | 0 | 0
PG&E Kern Study Area | Kern Oil | 115 |  | 0 | 0 | 0 |  | 0 |  | 0 | 0 | 0 | 0 |  | 0 |  | 0 |  | 0.997 | 0 | 0 | 0 |  | 0 | 0 | 0.997 | 0 | 0 | 0 |  | 0 | 0 | 0.997 | 0 | 0 | 0 | 0 | 0 | 0 | 0.997 | 0 | 0 | 0 | 0 | 0 | 0
PG&E Kern Study Area | Kern PP | 230 |  | 0 | 0 | 0 |  | 0 |  | 0 | 0 | 0 | 0 |  | 0 |  | 0 |  | 0 | 0 | 0 | 0 |  | 0 | 0 | 0 | 0 | 0 | 0 |  | 0 | 0 | 0 | 0 | 0 | 0 | 0 | 0 | 0 | 0 | 0 | 0 | 0 | 0 | 0 | 0
PG&E Kern Study Area | Kern PP | 115 |  | 0 | 0 | 0 |  | 0 |  | 0 | 0 | 0 | 0 |  | 0 |  | 0 |  | 0 | 0 | 0 | 0 |  | 0 | 0 | 0 | 0 | 0 | 0 |  | 0 | 0 | 0 | 0 | 0 | 0 | 0 | 0 | 0 | 0 | 0 | 0 | 0 | 0 | 0 | 0
PG&E Kern Study Area | Kernridge | 115 |  | 0 | 0 | 0 |  | 0 |  | 0 | 0 | 0 | 0 |  | 0 |  | 0 |  | 0 | 0 | 0 | 0 |  | 0 | 0 | 0 | 0 | 0 | 0 |  | 0 | 0 | 0 | 0 | 0 | 0 | 0 | 0 | 0 | 0 | 0 | 0 | 0 | 0 | 0 | 0
PG&E Greater Bay Study Area | Kirker | 115 |  | 0 | 0 | 0 |  | 0 |  | 0 | 0 | 0 | 0 |  | 0 |  | 0 |  | 3.9 | 0 | 0 | 0 |  | 0 | 0 | 3.9 | 0 | 0 | 0 |  | 0 | 0 | 3.9 | 0 | 0 | 0 | 0 | 0 | 0 | 3.9 | 0 | 0 | 0 | 0 | 0 | 0
PG&E North of Greater Bay Study Area | Knights Landing | 115 |  | 0 | 0 | 0 |  | 0 |  | 0 | 0 | 0 | 0 |  | 0 |  | 0 |  | 0 | 0 | 0 | 0 |  | 0 | 0 | 0 | 0 | 0 | 0 |  | 0 | 0 | 0 | 0 | 0 | 0 | 0 | 0 | 0 | 0 | 0 | 0 | 0 | 0 | 0 | 0
SCE North of Lugo Study Area | Kramer | 230 |  | 0 | 4.99 | 0 |  | 0 |  | 4.99 | 2.5 | 169.49 | 0 |  | 0 |  | 269.886 |  | 0 | 0 | 0 | 0 |  | 0 | 0 | 0 | 0 | 0 | 0 |  | 0 | 0 | 0 | 4.99 | 0 | 0 | 0 | 0 | 4.99 | 2.5 | 169.49 | 0 | 0 | 0 | 0 | 269.886
SCE North of Lugo Study Area | Kramer | 115 |  | 8 | 0 | 0 |  | 0 |  | 4 | 15.5 | 33.2 | 0 |  | 0 |  | 36.588 |  | 0 | 0 | 0 | 0 |  | 0 | 0 | 0 | 0 | 0 | 0 |  | 0 | 0 | 8 | 0 | 0 | 0 | 0 | 0 | 4 | 15.5 | 33.2 | 0 | 0 | 0 | 0 | 36.588
SCE North of Lugo Study Area | New Sub - Kramer - Lugo (Proposed) | 230 |  | 0 | 0 | 0 |  | 0 |  | 0 | 0 | 0 | 0 |  | 0 |  | 0 |  | 0 | 0 | 0 | 0 |  | 0 | 0 | 0 | 0 | 0 | 0 |  | 0 | 0 | 0 | 0 | 0 | 0 | 0 | 0 | 0 | 0 | 0 | 0 | 0 | 0 | 0 | 0
SCE Metro Study Area | La Cienega | 230 |  | 0 | 0 | 0 |  | 0 |  | 0 | 0 | 0 | 0 |  | 0 |  | 0 |  | 0 | 0 | 0 | 0 |  | 0 | 0 | 0 | 0 | 0 | 0 |  | 0 | 0 | 0 | 0 | 0 | 0 | 0 | 0 | 0 | 0 | 0 | 0 | 0 | 0 | 0 | 0
SCE Metro Study Area | La Fresa | 230 |  | 0 | 0 | 0 |  | 0 |  | 0 | 0 | 0 | 0 |  | 0 |  | 174 |  | 0 | 0 | 0 | 0 |  | 0 | 0 | 0 | 0 | 0 | 0 |  | 0 | 0 | 0 | 0 | 0 | 0 | 0 | 0 | 0 | 0 | 0 | 0 | 0 | 0 | 0 | 174
SCE Metro Study Area | Laguna Bell | 230 |  | 1 | 0 | 0 |  | 0 |  | 0 | 1 | 0 | 0 |  | 0 |  | 20 |  | 0 | 0 | 0 | 0 |  | 0 | 0 | 0 | 0 | 0 | 0 |  | 0 | 0 | 1 | 0 | 0 | 0 | 0 | 0 | 0 | 1 | 0 | 0 | 0 | 0 | 0 | 20
PG&E Kern Study Area | Lakeview | 70 |  | 0 | 0 | 0 |  | 0 |  | 0 | 0 | 0 | 0 |  | 0 |  | 0 |  | 0 | 0 | 0 | 0 |  | 0 | 0 | 0 | 0 | 0 | 0 |  | 0 | 0 | 0 | 0 | 0 | 0 | 0 | 0 | 0 | 0 | 0 | 0 | 0 | 0 | 0 | 0
PG&E North of Greater Bay Study Area | Lakeville | 230 |  | 0 | 0 | 0 |  | 0 |  | 0 | 0 | 0 | 0 |  | 0 |  | 0 |  | 0 | 0 | 0 | 0 |  | 0 | 0 | 0 | 0 | 0 | 0 |  | 0 | 0 | 0 | 0 | 0 | 0 | 0 | 0 | 0 | 0 | 0 | 0 | 0 | 0 | 0 | 0
PG&E North of Greater Bay Study Area | Lakeville | 115 |  | 0 | 0 | 0 |  | 0 |  | 0 | 0 | 0 | 0 |  | 0 |  | 0 |  | 4 | 0 | 0 | 0 |  | 0 | 0 | 4 | 0 | 0 | 0 |  | 0 | 0 | 4 | 0 | 0 | 0 | 0 | 0 | 0 | 4 | 0 | 0 | 0 | 0 | 0 | 0
PG&E North of Greater Bay Study Area | Lambie | 230 |  | 0 | 0 | 0 |  | 0 |  | 0 | 0 | 0 | 0 |  | 0 |  | 0 |  | 0 | 0 | 0 | 0 |  | 0 | 0 | 0 | 0 | 0 | 0 |  | 0 | 0 | 0 | 0 | 0 | 0 | 0 | 0 | 0 | 0 | 0 | 0 | 0 | 0 | 0 | 0
PG&E Greater Bay Study Area | Lammers | 115 |  | 0 | 0 | 0 |  | 0 |  | 0 | 0 | 0 | 0 |  | 0 |  | 0 |  | 1.159 | 0 | 0 | 0 |  | 0 | 0 | 1.159 | 0 | 0 | 0 |  | 0 | 0 | 1.159 | 0 | 0 | 0 | 0 | 0 | 0 | 1.159 | 0 | 0 | 0 | 0 | 0 | 0
PG&E Kern Study Area | Lamont | 115 |  | 0 | 0 | 0 |  | 0 |  | 0 | 0 | 0 | 0 |  | 0 |  | 0 |  | 1.2 | 0 | 0 | 0 |  | 5 | 0 | 1.2 | 0 | 0 | 0 |  | 5 | 0 | 1.2 | 0 | 0 | 0 | 0 | 5 | 0 | 1.2 | 0 | 0 | 0 | 0 | 5 | 0
PG&E Fresno Study Area | Las Aguilas | 230 |  | 0 | 0 | 0 |  | 0 |  | 0 | 0 | 0 | 0 |  | 0 |  | 0 |  | 0 | 0 | 0 | 0 |  | 0 | 0 | 0 | 0 | 0 | 0 |  | 0 | 0 | 0 | 0 | 0 | 0 | 0 | 0 | 0 | 0 | 0 | 0 | 0 | 0 | 0 | 0
East of Pisgah Study Area | Lathrop | 138 |  | 0 | 0 | 0 |  | 0 |  | 0 | 0 | 0 | 0 |  | 0 |  | 0 |  | 0 | 0 | 0 | 0 |  | 0 | 0 | 0 | 0 | 0 | 0 |  | 0 | 0 | 0 | 0 | 0 | 0 | 0 | 0 | 0 | 0 | 0 | 0 | 0 | 0 | 0 | 0
PG&E Fresno Study Area | Le Grand | 115 |  | 0 | 0 | 0 |  | 0 |  | 0 | 0 | 0 | 0 |  | 0 |  | 0 |  | 0 | 0 | 0 | 0 |  | 0 | 0 | 0 | 0 | 0 | 0 |  | 0 | 0 | 0 | 0 | 0 | 0 | 0 | 0 | 0 | 0 | 0 | 0 | 0 | 0 | 0 | 0
PG&E Kern Study Area | Lerdo | 115 |  | 0 | 0 | 0 |  | 0 |  | 0 | 0 | 0 | 0 |  | 0 |  | 0 |  | 2.5 | 0 | 0 | 0 |  | 0 | 0 | 2.5 | 0 | 0 | 0 |  | 0 | 0 | 2.5 | 0 | 0 | 0 | 0 | 0 | 0 | 2.5 | 0 | 0 | 0 | 0 | 0 | 0
SCE Metro Study Area | Lewis | 230 |  | 0 | 0 | 0 |  | 0 |  | 0 | 0 | 0 | 0 |  | 0 |  | 0 |  | 0 | 0 | 0 | 0 |  | 0 | 0 | 0 | 0 | 0 | 0 |  | 0 | 0 | 0 | 0 | 0 | 0 | 0 | 0 | 0 | 0 | 0 | 0 | 0 | 0 | 0 | 0
SCE Metro Study Area | Lighthipe | 230 |  | 2 | 0 | 0 |  | 0 |  | 0 | 7.24 | 0 | 0 |  | 0 |  | 368.35 |  | 0 | 0 | 0 | 0 |  | 0 | 0 | 0 | 0 | 0 | 0 |  | 0 | 0 | 2 | 0 | 0 | 0 | 0 | 0 | 0 | 7.24 | 0 | 0 | 0 | 0 | 0 | 368.35
PG&E North of Greater Bay Study Area | Lincoln | 115 |  | 0 | 0 | 0 |  | 0 |  | 0 | 0 | 0 | 0 |  | 0 |  | 0 |  | 0 | 0 | 0 | 0 |  | 0 | 0 | 0 | 0 | 0 | 0 |  | 0 | 0 | 0 | 0 | 0 | 0 | 0 | 0 | 0 | 0 | 0 | 0 | 0 | 0 | 0 | 0
PG&E Kern Study Area | Live Oak | 115 |  | 0 | 0 | 0 |  | 0 |  | 0 | 0 | 0 | 0 |  | 0 |  | 0 |  | 0 | 0 | 0 | 0 |  | 0 | 0 | 0 | 0 | 0 | 0 |  | 0 | 0 | 0 | 0 | 0 | 0 | 0 | 0 | 0 | 0 | 0 | 0 | 0 | 0 | 0 | 0
PG&E Greater Bay Study Area | Llagas | 115 |  | 0 | 0 | 0 |  | 0 |  | 0 | 0 | 0 | 0 |  | 0 |  | 0 |  | 0 | 0 | 0 | 0 |  | 0 | 0 | 0 | 0 | 0 | 0 |  | 0 | 0 | 0 | 0 | 0 | 0 | 0 | 0 | 0 | 0 | 0 | 0 | 0 | 0 | 0 | 0
PG&E Greater Bay Study Area | Lockeford | 230 |  | 0 | 0 | 0 |  | 0 |  | 0 | 0 | 0 | 0 |  | 0 |  | 0 |  | 1 | 0 | 0 | 0 |  | 0 | 0 | 1 | 0 | 0 | 0 |  | 0 | 0 | 1 | 0 | 0 | 0 | 0 | 0 | 0 | 1 | 0 | 0 | 0 | 0 | 0 | 0
PG&E North of Greater Bay Study Area | Logan Creek | 230 |  | 0 | 0 | 0 |  | 0 |  | 0 | 0 | 0 | 0 |  | 0 |  | 0 |  | 0 | 0 | 0 | 0 |  | 0 | 0 | 0 | 0 | 0 | 0 |  | 0 | 0 | 0 | 0 | 0 | 0 | 0 | 0 | 0 | 0 | 0 | 0 | 0 | 0 | 0 | 0
PG&E Greater Bay Study Area | Lonetree | 230 |  | 0 | 0 | 0 |  | 0 |  | 0 | 0 | 0 | 0 |  | 0 |  | 0 |  | 0.938 | 0 | 0 | 0 |  | 0 | 0 | 1.838 | 0 | 0 | 0 |  | 0 | 0 | 0.938 | 0 | 0 | 0 | 0 | 0 | 0 | 1.838 | 0 | 0 | 0 | 0 | 0 | 0
PG&E Fresno Study Area | Los Banos | 500 |  | 0 | 0 | 0 |  | 0 |  | 0 | 0 | 0 | 0 |  | 0 |  | 0 |  | 0 | 0 | 0 | 0 |  | 0 | 0 | 0 | 0 | 0 | 0 |  | 0 | 0 | 0 | 0 | 0 | 0 | 0 | 0 | 0 | 0 | 0 | 0 | 0 | 0 | 0 | 0
PG&E Fresno Study Area | Los Banos | 230 |  | 0 | 0 | 0 |  | 0 |  | 0 | 0 | 0 | 0 |  | 0 |  | 0 |  | 0 | 0 | 0 | 0 |  | 0 | 0 | 0 | 0 | 0 | 0 |  | 0 | 0 | 0 | 0 | 0 | 0 | 0 | 0 | 0 | 0 | 0 | 0 | 0 | 0 | 0 | 0
PG&E Fresno Study Area | New Sub - Los Banos - Midway (Proposed) | 500 |  | 0 | 0 | 0 |  | 0 |  | 0 | 0 | 0 | 0 |  | 0 |  | 0 |  | 0 | 0 | 0 | 0 |  | 0 | 0 | 0 | 0 | 0 | 0 |  | 0 | 0 | 0 | 0 | 0 | 0 | 0 | 0 | 0 | 0 | 0 | 0 | 0 | 0 | 0 | 0
PG&E Greater Bay Study Area | Los Esteros | 230 |  | 0 | 0 | 0 |  | 0 |  | 0 | 0 | 0 | 0 |  | 0 |  | 0 |  | 0 | 0 | 0 | 0 |  | 0 | 0 | 0 | 0 | 0 | 0 |  | 0 | 0 | 0 | 0 | 0 | 0 | 0 | 0 | 0 | 0 | 0 | 0 | 0 | 0 | 0 | 0
PG&E Greater Bay Study Area | Los Esteros | 115 |  | 0 | 0 | 0 |  | 0 |  | 0 | 0 | 0 | 0 |  | 0 |  | 0 |  | 0 | 0 | 0 | 0 |  | 0 | 0 | 0 | 0 | 0 | 0 |  | 0 | 0 | 0 | 0 | 0 | 0 | 0 | 0 | 0 | 0 | 0 | 0 | 0 | 0 | 0 | 0
PG&E Greater Bay Study Area | Los Positas | 230 |  | 0 | 0 | 0 |  | 0 |  | 0 | 0 | 0 | 0 |  | 0 |  | 0 |  | 0 | 0 | 0 | 0 |  | 0 | 0 | 0 | 0 | 0 | 0 |  | 0 | 0 | 0 | 0 | 0 | 0 | 0 | 0 | 0 | 0 | 0 | 0 | 0 | 0 | 0 | 0
SDG&E Study Area | Loveland | 69 |  | 0 | 0 | 0 |  | 0 |  | 0 | 0 | 0 | 0 |  | 0 |  | 0 |  | 0 | 0 | 0 | 0 |  | 0 | 0 | 0 | 0 | 0 | 0 |  | 0 | 0 | 0 | 0 | 0 | 0 | 0 | 0 | 0 | 0 | 0 | 0 | 0 | 0 | 0 | 0
SCE Metro Study Area | Lugo | 500 |  | 0 | 0 | 0 |  | 0 |  | 0 | 0 | 0 | 0 |  | 0 |  | 0 |  | 0 | 0 | 0 | 0 |  | 0 | 0 | 0 | 0 | 0 | 0 |  | 0 | 0 | 0 | 0 | 0 | 0 | 0 | 0 | 0 | 0 | 0 | 0 | 0 | 0 | 0 | 0
SCE North of Lugo Study Area | Lugo | 230 |  | 0 | 0 | 0 |  | 0 |  | 0 | 0 | 0 | 0 |  | 0 |  | 0 |  | 0 | 0 | 0 | 0 |  | 0 | 0 | 0 | 0 | 0 | 0 |  | 0 | 0 | 0 | 0 | 0 | 0 | 0 | 0 | 0 | 0 | 0 | 0 | 0 | 0 | 0 | 0
SCE North of Lugo Study Area | New Sub - Lugo - Pisgah (Proposed) | 230 |  | 0 | 0 | 0 |  | 0 |  | 0 | 0 | 0 | 0 |  | 0 |  | 0 |  | 0 | 0 | 0 | 0 |  | 0 | 0 | 0 | 0 | 0 | 0 |  | 0 | 0 | 0 | 0 | 0 | 0 | 0 | 0 | 0 | 0 | 0 | 0 | 0 | 0 | 0 | 0
PG&E North of Greater Bay Study Area | Madison | 115 |  | 0 | 0 | 0 |  | 0 |  | 0 | 0 | 0 | 0 |  | 0 |  | 0 |  | 0 | 0 | 0 | 0 |  | 0 | 0 | 0 | 0 | 0 | 0 |  | 0 | 0 | 0 | 0 | 0 | 0 | 0 | 0 | 0 | 0 | 0 | 0 | 0 | 0 | 0 | 0
SCE Northern Area | Magunden | 230 |  | 0 | 0 | 0 |  | 0 |  | 0 | 0 | 0 | 0 |  | 0 |  | 0 |  | 0 | 0 | 0 | 0 |  | 0 | 0 | 0 | 0 | 0 | 0 |  | 0 | 0 | 0 | 0 | 0 | 0 | 0 | 0 | 0 | 0 | 0 | 0 | 0 | 0 | 0 | 0
PG&E Kern Study Area | Magunden | 115 |  | 0 | 0 | 0 |  | 0 |  | 0 | 0 | 0 | 0 |  | 0 |  | 0 |  | 0 | 0 | 0 | 0 |  | 0 | 0 | 0 | 0 | 0 | 0 |  | 0 | 0 | 0 | 0 | 0 | 0 | 0 | 0 | 0 | 0 | 0 | 0 | 0 | 0 | 0 | 0
PG&E North of Greater Bay Study Area | Malin | 500 |  | 0 | 0 | 0 |  | 0 |  | 0 | 0 | 0 | 0 |  | 0 |  | 0 |  | 0 | 0 | 0 | 0 |  | 0 | 0 | 0 | 0 | 0 | 0 |  | 0 | 0 | 0 | 0 | 0 | 0 | 0 | 0 | 0 | 0 | 0 | 0 | 0 | 0 | 0 | 0
SCE Northern Area | Mandalay | 230 |  | 0 | 0 | 0 |  | 0 |  | 0 | 0 | 0 | 0 |  | 0 |  | 0 |  | 0 | 0 | 0 | 0 |  | 0 | 0 | 0 | 0 | 0 | 0 |  | 0 | 0 | 0 | 0 | 0 | 0 | 0 | 0 | 0 | 0 | 0 | 0 | 0 | 0 | 0 | 0
PG&E Fresno Study Area | Manning | 500 |  | 0 | 0 | 0 |  | 0 |  | 0 | 0 | 0 | 0 |  | 0 |  | 0 |  | 0 | 0 | 0 | 0 |  | 0 | 0 | 0 | 0 | 0 | 0 |  | 0 | 0 | 0 | 0 | 0 | 0 | 0 | 0 | 0 | 0 | 0 | 0 | 0 | 0 | 0 | 0
PG&E Fresno Study Area | Manning | 230 |  | 0 | 0 | 0 |  | 0 |  | 0 | 0 | 0 | 0 |  | 0 |  | 0 |  | 0 | 0 | 0 | 0 |  | 0 | 0 | 0 | 0 | 0 | 0 |  | 0 | 0 | 0 | 0 | 0 | 0 | 0 | 0 | 0 | 0 | 0 | 0 | 0 | 0 | 0 | 0
PG&E Greater Bay Study Area | Manteca | 115 |  | 0 | 0 | 0 |  | 0 |  | 0 | 0 | 0 | 0 |  | 0 |  | 0 |  | 1.5 | 0 | 0 | 0 |  | 0 | 0 | 1.5 | 0 | 0 | 0 |  | 0 | 0 | 1.5 | 0 | 0 | 0 | 0 | 0 | 0 | 1.5 | 0 | 0 | 0 | 0 | 0 | 0
SDG&E Study Area | Margarita | 138 |  | 0 | 0 | 0 |  | 0 |  | 0 | 0 | 0 | 0 |  | 0 |  | 0 |  | 0 | 0 | 0 | 0 |  | 0 | 0 | 0 | 0 | 0 | 0 |  | 0 | 0 | 0 | 0 | 0 | 0 | 0 | 0 | 0 | 0 | 0 | 0 | 0 | 0 | 0 | 0
PG&E Greater Bay Study Area | Mariposa | 230 |  | 0 | 0 | 0 |  | 0 |  | 0 | 0 | 0 | 0 |  | 0 |  | 0 |  | 0 | 0 | 0 | 0 |  | 0 | 0 | 0 | 0 | 0 | 0 |  | 3.6 | 0 | 0 | 0 | 0 | 0 | 0 | 0 | 0 | 0 | 0 | 0 | 0 | 0 | 3.6 | 0
PG&E Greater Bay Study Area | Martin | 115 |  | 0 | 0 | 0 |  | 0 |  | 0 | 0 | 0 | 0 |  | 0 |  | 0 |  | 0.937 | 0 | 0 | 0 |  | 0 | 0 | 0.937 | 0 | 0 | 0 |  | 0 | 0 | 0.937 | 0 | 0 | 0 | 0 | 0 | 0 | 0.937 | 0 | 0 | 0 | 0 | 0 | 0
PG&E Greater Bay Study Area | Martin | 230 |  | 0 | 0 | 0 |  | 0 |  | 0 | 0 | 0 | 0 |  | 0 |  | 0 |  | 0 | 0 | 0 | 0 |  | 0 | 0 | 0 | 0 | 0 | 0 |  | 0 | 0 | 0 | 0 | 0 | 0 | 0 | 0 | 0 | 0 | 0 | 0 | 0 | 0 | 0 | 0
PG&E Greater Bay Study Area | Martinez | 115 |  | 0 | 0 | 0 |  | 0 |  | 0 | 0 | 0 | 0 |  | 0 |  | 0 |  | 0 | 0 | 0 | 0 |  | 0 | 0 | 0 | 0 | 0 | 0 |  | 0 | 0 | 0 | 0 | 0 | 0 | 0 | 0 | 0 | 0 | 0 | 0 | 0 | 0 | 0 | 0
PG&E Fresno Study Area | Mc Mullin | 230 |  | 0 | 0 | 0 |  | 0 |  | 0 | 0 | 0 | 0 |  | 0 |  | 0 |  | 0 | 0 | 0 | 0 |  | 0 | 0 | 0 | 0 | 0 | 0 |  | 0 | 0 | 0 | 0 | 0 | 0 | 0 | 0 | 0 | 0 | 0 | 0 | 0 | 0 | 0 | 0
PG&E Fresno Study Area | McCall | 230 |  | 0 | 0 | 0 |  | 0 |  | 0 | 0 | 0 | 0 |  | 0 |  | 0 |  | 5.76 | 0 | 0 | 0 |  | 0 | 0 | 5.76 | 0 | 0 | 0 |  | 0 | 0 | 5.76 | 0 | 0 | 0 | 0 | 0 | 0 | 5.76 | 0 | 0 | 0 | 0 | 0 | 0
East of Pisgah Study Area | McCullough (LDWP) | 500 |  | 0 | 0 | 0 |  | 0 |  | 0 | 0 | 0 | 0 |  | 0 |  | 0 |  | 0 | 0 | 0 | 0 |  | 0 | 0 | 0 | 0 | 0 | 0 |  | 0 | 0 | 0 | 0 | 0 | 0 | 0 | 0 | 0 | 0 | 0 | 0 | 0 | 0 | 0 | 0
East of Pisgah Study Area | Mead | 230 |  | 0 | 0 | 0 |  | 0 |  | 0 | 0 | 0 | 0 |  | 0 |  | 0 |  | 0 | 0 | 0 | 0 |  | 0 | 0 | 0 | 0 | 0 | 0 |  | 0 | 0 | 0 | 0 | 0 | 0 | 0 | 0 | 0 | 0 | 0 | 0 | 0 | 0 | 0 | 0
PG&E Greater Bay Study Area | Melones | 115 |  | 0 | 0 | 0 |  | 0 |  | 0 | 0 | 0 | 0 |  | 0 |  | 0 |  | 0 | 0 | 0 | 0 |  | 0 | 0 | 0 | 0 | 0 | 0 |  | 0 | 0 | 0 | 0 | 0 | 0 | 0 | 0 | 0 | 0 | 0 | 0 | 0 | 0 | 0 | 0
PG&E North of Greater Bay Study Area | Mendocino | 115 |  | 0 | 0 | 0 |  | 0 |  | 0 | 0 | 0 | 0 |  | 0 |  | 0 |  | 0 | 0 | 0 | 0 |  | 0 | 5 | 0 | 0 | 0 | 0 |  | 0 | 5 | 0 | 0 | 0 | 0 | 0 | 0 | 5 | 0 | 0 | 0 | 0 | 0 | 0 | 5
PG&E Fresno Study Area | Mendota | 115 |  | 0 | 0 | 0 |  | 0 |  | 0 | 0 | 0 | 0 |  | 0 |  | 0 |  | 0 | 0 | 0 | 0 |  | 0 | 0 | 0 | 0 | 0 | 0 |  | 0 | 0 | 0 | 0 | 0 | 0 | 0 | 0 | 0 | 0 | 0 | 0 | 0 | 0 | 0 | 0
PG&E Fresno Study Area | Merced | 115 |  | 0 | 0 | 0 |  | 0 |  | 0 | 0 | 0 | 0 |  | 0 |  | 0 |  | 4.125 | 0 | 0 | 0 |  | 0 | 0 | 4.125 | 0 | 0 | 0 |  | 0 | 0 | 4.125 | 0 | 0 | 0 | 0 | 0 | 0 | 4.125 | 0 | 0 | 0 | 0 | 0 | 0
East of Pisgah Study Area | Mercry Switch | 138 |  | 0 | 0 | 0 |  | 0 |  | 0 | 0 | 0 | 0 |  | 0 |  | 0 |  | 0 | 0 | 0 | 0 |  | 0 | 0 | 0 | 0 | 0 | 0 |  | 0 | 0 | 0 | 0 | 0 | 0 | 0 | 0 | 0 | 0 | 0 | 0 | 0 | 0 | 0 | 0
PG&E Kern Study Area | Mesa | 230 |  | 0 | 0 | 0 |  | 0 |  | 0 | 0 | 0 | 0 |  | 0 |  | 0 |  | 0 | 0 | 0 | 0 |  | 0 | 0 | 0 | 0 | 0 | 0 |  | 0 | 0 | 0 | 0 | 0 | 0 | 0 | 0 | 0 | 0 | 0 | 0 | 0 | 0 | 0 | 0
PG&E Kern Study Area | Mesa | 115 |  | 0 | 0 | 0 |  | 0 |  | 0 | 0 | 0 | 0 |  | 0 |  | 0 |  | 0 | 0 | 0 | 0 |  | 0 | 0 | 0 | 0 | 0 | 0 |  | 0 | 0 | 0 | 0 | 0 | 0 | 0 | 0 | 0 | 0 | 0 | 0 | 0 | 0 | 0 | 0
SCE Metro Study Area | Mesa (SCE) | 500 |  | 0 | 0 | 0 |  | 0 |  | 0 | 0 | 0 | 0 |  | 0 |  | 0 |  | 0 | 0 | 0 | 0 |  | 0 | 0 | 0 | 0 | 0 | 0 |  | 0 | 0 | 0 | 0 | 0 | 0 | 0 | 0 | 0 | 0 | 0 | 0 | 0 | 0 | 0 | 0
SCE Metro Study Area | Mesa (SCE) | 230 |  | 0 | 0 | 0 |  | 0 |  | 3.5 | 0 | 0 | 0 |  | 0 |  | 7 |  | 0 | 0 | 0 | 0 |  | 0 | 0 | 0 | 0 | 0 | 0 |  | 0 | 0 | 0 | 0 | 0 | 0 | 0 | 0 | 3.5 | 0 | 0 | 0 | 0 | 0 | 0 | 7
PG&E Greater Bay Study Area | Metcalf | 500 |  | 0 | 0 | 0 |  | 0 |  | 0 | 0 | 0 | 0 |  | 0 |  | 0 |  | 0 | 0 | 0 | 0 |  | 0 | 0 | 0 | 0 | 0 | 0 |  | 0 | 0 | 0 | 0 | 0 | 0 | 0 | 0 | 0 | 0 | 0 | 0 | 0 | 0 | 0 | 0
PG&E Greater Bay Study Area | Metcalf | 230 |  | 0 | 0 | 0 |  | 0 |  | 0 | 0 | 0 | 0 |  | 0 |  | 0 |  | 0 | 0 | 0 | 0 |  | 0 | 0 | 0 | 0 | 0 | 0 |  | 0 | 0 | 0 | 0 | 0 | 0 | 0 | 0 | 0 | 0 | 0 | 0 | 0 | 0 | 0 | 0
PG&E Greater Bay Study Area | Metcalf | 115 |  | 0 | 0 | 0 |  | 0 |  | 0 | 0 | 0 | 0 |  | 0 |  | 0 |  | 0 | 0 | 0 | 0 |  | 0 | 0 | 0 | 0 | 0 | 0 |  | 0 | 0 | 0 | 0 | 0 | 0 | 0 | 0 | 0 | 0 | 0 | 0 | 0 | 0 | 0 | 0
PG&E Kern Study Area | Midway | 500 |  | 0 | 0 | 0 |  | 0 |  | 0 | 0 | 0 | 0 |  | 0 |  | 0 |  | 0 | 0 | 0 | 0 |  | 0 | 0 | 0 | 0 | 0 | 0 |  | 0 | 0 | 0 | 0 | 0 | 0 | 0 | 0 | 0 | 0 | 0 | 0 | 0 | 0 | 0 | 0
PG&E Kern Study Area | Midway | 230 |  | 0 | 0 | 0 |  | 0 |  | 0 | 0 | 0 | 0 |  | 0 |  | 0 |  | 0 | 0 | 0 | 0 |  | 0 | 0 | 0 | 0 | 0 | 0 |  | 0 | 0 | 0 | 0 | 0 | 0 | 0 | 0 | 0 | 0 | 0 | 0 | 0 | 0 | 0 | 0
PG&E Kern Study Area | Midway | 115 |  | 0 | 0 | 0 |  | 0 |  | 0 | 0 | 0 | 0 |  | 0 |  | 0 |  | 0 | 0 | 0 | 0 |  | 0 | 0 | 0 | 0 | 0 | 0 |  | 0 | 0 | 0 | 0 | 0 | 0 | 0 | 0 | 0 | 0 | 0 | 0 | 0 | 0 | 0 | 0
SDG&E Study Area | Miguel | 500 |  | 0 | 0 | 0 |  | 0 |  | 0 | 0 | 0 | 0 |  | 0 |  | 0 |  | 0 | 0 | 0 | 0 |  | 0 | 0 | 0 | 0 | 0 | 0 |  | 0 | 0 | 0 | 0 | 0 | 0 | 0 | 0 | 0 | 0 | 0 | 0 | 0 | 0 | 0 | 0
SDG&E Study Area | Miguel | 230 |  | 0 | 0 | 0 |  | 0 |  | 0 | 0 | 0 | 0 |  | 0 |  | 0 |  | 0 | 0 | 0 | 0 |  | 0 | 0 | 0 | 0 | 0 | 0 |  | 0 | 0 | 0 | 0 | 0 | 0 | 0 | 0 | 0 | 0 | 0 | 0 | 0 | 0 | 0 | 0
PG&E Greater Bay Study Area | Miller | 115 |  | 0 | 0 | 0 |  | 0 |  | 0 | 0 | 0 | 0 |  | 0 |  | 0 |  | 0 | 0 | 0 | 0 |  | 0 | 0 | 0 | 0 | 0 | 0 |  | 0 | 0 | 0 | 0 | 0 | 0 | 0 | 0 | 0 | 0 | 0 | 0 | 0 | 0 | 0 | 0
SCE Metro Study Area | Mira Loma | 500 |  | 0 | 0 | 0 |  | 0 |  | 0 | 0 | 0 | 0 |  | 0 |  | 0 |  | 0 | 0 | 0 | 0 |  | 0 | 0 | 0 | 0 | 0 | 0 |  | 0 | 0 | 0 | 0 | 0 | 0 | 0 | 0 | 0 | 0 | 0 | 0 | 0 | 0 | 0 | 0
SCE Metro Study Area | Mira Loma | 230 |  | 0 | 0 | 0 |  | 0 |  | 0 | 3 | 0 | 0 |  | 0 |  | 6.6 |  | 0 | 0 | 0 | 0 |  | 0 | 0 | 0 | 0 | 0 | 0 |  | 0 | 0 | 0 | 0 | 0 | 0 | 0 | 0 | 0 | 3 | 0 | 0 | 0 | 0 | 0 | 6.6
SCE Eastern Study Area | Mirage | 230 |  | 0 | 0 | 0 |  | 0 |  | 0 | 0 | 0 | 0 |  | 0 |  | 200 |  | 0 | 0 | 0 | 0 |  | 0 | 0 | 0 | 0 | 0 | 0 |  | 0 | 0 | 0 | 0 | 0 | 0 | 0 | 0 | 0 | 0 | 0 | 0 | 0 | 0 | 0 | 200
SDG&E Study Area | Mission | 230 |  | 0 | 0 | 0 |  | 0 |  | 0 | 0 | 0 | 0 |  | 0 |  | 0 |  | 0 | 0 | 0 | 0 |  | 0 | 0 | 0 | 0 | 0 | 0 |  | 0 | 0 | 0 | 0 | 0 | 0 | 0 | 0 | 0 | 0 | 0 | 0 | 0 | 0 | 0 | 0
PG&E Greater Bay Study Area | Mi-Wuk | 115 |  | 0 | 0 | 0 |  | 0 |  | 0 | 0 | 0 | 0 |  | 0 |  | 0 |  | 0 | 0 | 0 | 0 |  | 0 | 0 | 0 | 0 | 0 | 0 |  | 0 | 0 | 0 | 0 | 0 | 0 | 0 | 0 | 0 | 0 | 0 | 0 | 0 | 0 | 0 | 0
East of Pisgah Study Area | Mohave | 500 |  | 0 | 0 | 0 |  | 0 |  | 0 | 0 | 0 | 0 |  | 0 |  | 0 |  | 0 | 0 | 0 | 0 |  | 0 | 0 | 0 | 0 | 0 | 0 |  | 0 | 0 | 0 | 0 | 0 | 0 | 0 | 0 | 0 | 0 | 0 | 0 | 0 | 0 | 0 | 0
PG&E North of Greater Bay Study Area | Monroe | 115 |  | 0 | 0 | 0 |  | 0 |  | 0 | 0 | 0 | 0 |  | 0 |  | 0 |  | 0 | 0 | 0 | 0 |  | 0 | 0 | 0 | 0 | 0 | 0 |  | 0 | 0 | 0 | 0 | 0 | 0 | 0 | 0 | 0 | 0 | 0 | 0 | 0 | 0 | 0 | 0
PG&E Greater Bay Study Area | Monta Vista | 230 |  | 0 | 0 | 0 |  | 0 |  | 0 | 0 | 0 | 0 |  | 0 |  | 0 |  | 0 | 0 | 0 | 0 |  | 0 | 0 | 0 | 0 | 0 | 0 |  | 0 | 0 | 0 | 0 | 0 | 0 | 0 | 0 | 0 | 0 | 0 | 0 | 0 | 0 | 0 | 0
PG&E North of Greater Bay Study Area | Monticello | 115 |  | 0 | 0 | 0 |  | 0 |  | 0 | 0 | 0 | 0 |  | 0 |  | 0 |  | 0 | 0 | 0 | 0 |  | 0 | 0 | 0 | 0 | 0 | 0 |  | 0 | 0 | 0 | 0 | 0 | 0 | 0 | 0 | 0 | 0 | 0 | 0 | 0 | 0 | 0 | 0
SCE Northern Area | Moorpark | 230 |  | 0 | 0 | 0 |  | 0 |  | 0 | 0 | 0 | 0 |  | 0 |  | 80 |  | 0 | 0 | 0 | 0 |  | 0 | 0 | 0 | 0 | 0 | 0 |  | 0 | 0 | 0 | 0 | 0 | 0 | 0 | 0 | 0 | 0 | 0 | 0 | 0 | 0 | 0 | 80
PG&E Greater Bay Study Area | Moraga | 230 |  | 0 | 0 | 0 |  | 0 |  | 0 | 0 | 0 | 0 |  | 0 |  | 0 |  | 0 | 0 | 0 | 0 |  | 0 | 0 | 0 | 0 | 0 | 0 |  | 0 | 0 | 0 | 0 | 0 | 0 | 0 | 0 | 0 | 0 | 0 | 0 | 0 | 0 | 0 | 0
PG&E Greater Bay Study Area | Moraga | 115 |  | 0 | 0 | 0 |  | 0 |  | 0 | 0 | 0 | 0 |  | 0 |  | 0 |  | 0 | 0 | 0 | 0 |  | 0 | 0 | 0 | 0 | 0 | 0 |  | 0 | 0 | 0 | 0 | 0 | 0 | 0 | 0 | 0 | 0 | 0 | 0 | 0 | 0 | 0 | 0
PG&E Greater Bay Study Area | Morgan Hill | 115 |  | 0 | 0 | 0 |  | 0 |  | 0 | 0 | 0 | 0 |  | 0 |  | 0 |  | 0 | 0 | 0 | 0 |  | 0 | 20 | 0 | 0 | 0 | 0 |  | 0 | 20 | 0 | 0 | 0 | 0 | 0 | 0 | 20 | 0 | 0 | 0 | 0 | 0 | 0 | 20
PG&E Kern Study Area | Morro Bay (Proposed) | 500 |  | 0 | 0 | 0 |  | 0 |  | 0 | 0 | 0 | 0 |  | 0 |  | 0 |  | 0 | 0 | 0 | 0 |  | 0 | 0 | 0 | 0 | 0 | 0 |  | 0 | 0 | 0 | 0 | 0 | 0 | 0 | 0 | 0 | 0 | 0 | 0 | 0 | 0 | 0 | 0
PG&E Kern Study Area | Morro Bay | 230 |  | 0 | 0 | 0 |  | 0 |  | 0 | 0 | 0 | 0 |  | 0 |  | 0 |  | 0 | 0 | 0 | 0 |  | 0 | 0 | 0 | 0 | 0 | 0 |  | 0 | 0 | 0 | 0 | 0 | 0 | 0 | 0 | 0 | 0 | 0 | 0 | 0 | 0 | 0 | 0
PG&E Kern Study Area | Morro Bay | 115 |  | 0 | 0 | 0 |  | 0 |  | 0 | 0 | 0 | 0 |  | 0 |  | 0 |  | 0 | 0 | 0 | 0 |  | 0 | 0 | 0 | 0 | 0 | 0 |  | 0 | 0 | 0 | 0 | 0 | 0 | 0 | 0 | 0 | 0 | 0 | 0 | 0 | 0 | 0 | 0
PG&E Greater Bay Study Area | Moss Landing | 500 |  | 0 | 0 | 0 |  | 0 |  | 0 | 0 | 0 | 0 |  | 0 |  | 0 |  | 0 | 0 | 0 | 0 |  | 0 | 0 | 0 | 0 | 0 | 0 |  | 0 | 0 | 0 | 0 | 0 | 0 | 0 | 0 | 0 | 0 | 0 | 0 | 0 | 0 | 0 | 0
PG&E Greater Bay Study Area | Moss Landing | 230 |  | 0 | 0 | 0 |  | 0 |  | 0 | 0 | 0 | 0 |  | 0 |  | 0 |  | 0 | 0 | 0 | 0 |  | 0 | 0 | 0 | 0 | 0 | 0 |  | 0 | 0 | 0 | 0 | 0 | 0 | 0 | 0 | 0 | 0 | 0 | 0 | 0 | 0 | 0 | 0
PG&E Greater Bay Study Area | Moss Landing | 115 |  | 0 | 0 | 0 |  | 0 |  | 0 | 0 | 0 | 0 |  | 0 |  | 0 |  | 0 | 0 | 0 | 0 |  | 0 | 0 | 0 | 0 | 0 | 0 |  | 0 | 0 | 0 | 0 | 0 | 0 | 0 | 0 | 0 | 0 | 0 | 0 | 0 | 0 | 0 | 0
PG&E Kern Study Area | Mt Poso | 115 |  | 0 | 0 | 0 |  | 0 |  | 0 | 0 | 0 | 0 |  | 0 |  | 0 |  | 0 | 0 | 0 | 0 |  | 0 | 0 | 0 | 0 | 0 | 0 |  | 0 | 0 | 0 | 0 | 0 | 0 | 0 | 0 | 0 | 0 | 0 | 0 | 0 | 0 | 0 | 0
PG&E Fresno Study Area | Mustang | 230 |  | 0 | 0 | 0 |  | 0 |  | 0 | 0 | 0 | 0 |  | 0 |  | 0 |  | 0 | 0 | 0 | 0 |  | 0 | 0 | 0 | 0 | 0 | 0 |  | 0 | 0 | 0 | 0 | 0 | 0 | 0 | 0 | 0 | 0 | 0 | 0 | 0 | 0 | 0 | 0
PG&E Fresno Study Area | New Melones | 230 |  | 0 | 0 | 0 |  | 0 |  | 0 | 0 | 0 | 0 |  | 0 |  | 0 |  | 0 | 0 | 0 | 0 |  | 0 | 0 | 0 | 0 | 0 | 0 |  | 0 | 0 | 0 | 0 | 0 | 0 | 0 | 0 | 0 | 0 | 0 | 0 | 0 | 0 | 0 | 0
PG&E Greater Bay Study Area | Newark | 230 |  | 0 | 0 | 0 |  | 0 |  | 0 | 0 | 0 | 0 |  | 0 |  | 0 |  | 0 | 0 | 0 | 0 |  | 0 | 0 | 0 | 0 | 0 | 0 |  | 0 | 0 | 0 | 0 | 0 | 0 | 0 | 0 | 0 | 0 | 0 | 0 | 0 | 0 | 0 | 0
PG&E Greater Bay Study Area | Newark | 115 |  | 0 | 0 | 0 |  | 0 |  | 0 | 0 | 0 | 0 |  | 0 |  | 0 |  | 0.133 | 0 | 0 | 0 |  | 0 | 0 | 0.133 | 15 | 0 | 0 |  | 0 | 14.959 | 0.133 | 0 | 0 | 0 | 0 | 0 | 0 | 0.133 | 15 | 0 | 0 | 0 | 0 | 14.959
PG&E Fresno Study Area | Newhall | 115 |  | 0 | 0 | 0 |  | 0 |  | 0 | 0 | 0 | 0 |  | 0 |  | 0 |  | 0 | 0 | 0 | 0 |  | 0 | 0 | 0 | 0 | 0 | 0 |  | 0 | 0 | 0 | 0 | 0 | 0 | 0 | 0 | 0 | 0 | 0 | 0 | 0 | 0 | 0 | 0
PG&E Kern Study Area | Norco | 115 |  | 0 | 0 | 0 |  | 0 |  | 0 | 0 | 0 | 0 |  | 0 |  | 0 |  | 0 | 0 | 0 | 0 |  | 0 | 0 | 0 | 0 | 0 | 0 |  | 0 | 0 | 0 | 0 | 0 | 0 | 0 | 0 | 0 | 0 | 0 | 0 | 0 | 0 | 0 | 0
SDG&E Study Area | North City Metering | 138 |  | 0 | 0 | 0 |  | 0 |  | 0 | 0 | 0 | 0 |  | 0 |  | 0 |  | 0 | 0 | 0 | 0 |  | 0 | 0 | 0 | 0 | 0 | 0 |  | 0 | 0 | 0 | 0 | 0 | 0 | 0 | 0 | 0 | 0 | 0 | 0 | 0 | 0 | 0 | 0
PG&E Greater Bay Study Area | North Dublin | 230 |  | 0 | 0 | 0 |  | 0 |  | 0 | 0 | 0 | 0 |  | 0 |  | 0 |  | 0 | 0 | 0 | 0 |  | 0 | 0 | 0 | 0 | 0 | 0 |  | 0 | 0 | 0 | 0 | 0 | 0 | 0 | 0 | 0 | 0 | 0 | 0 | 0 | 0 | 0 | 0
SDG&E Study Area | North Gila | 500 |  | 0 | 0 | 0 |  | 0 |  | 0 | 0 | 0 | 0 |  | 0 |  | 0 |  | 0 | 0 | 0 | 0 |  | 0 | 0 | 0 | 0 | 0 | 0 |  | 0 | 0 | 0 | 0 | 0 | 0 | 0 | 0 | 0 | 0 | 0 | 0 | 0 | 0 | 0 | 0
SDG&E Study Area | New Sub - North Gila - IV (Proposed) | 500 |  | 0 | 0 | 0 |  | 0 |  | 0 | 0 | 0 | 0 |  | 0 |  | 0 |  | 0 | 0 | 0 | 0 |  | 0 | 0 | 0 | 0 | 0 | 0 |  | 0 | 0 | 0 | 0 | 0 | 0 | 0 | 0 | 0 | 0 | 0 | 0 | 0 | 0 | 0 | 0
PG&E Greater Bay Study Area | Oakland C | 115 |  | 0 | 0 | 0 |  | 0 |  | 0 | 0 | 0 | 0 |  | 0 |  | 0 |  | 0 | 0 | 0 | 0 |  | 0 | 0 | 0 | 0 | 0 | 0 |  | 0 | 0 | 0 | 0 | 0 | 0 | 0 | 0 | 0 | 0 | 0 | 0 | 0 | 0 | 0 | 0
PG&E Greater Bay Study Area | Oakland J | 115 |  | 0 | 0 | 0 |  | 0 |  | 0 | 0 | 0 | 0 |  | 0 |  | 0 |  | 0 | 0 | 0 | 0 |  | 0 | 0 | 0 | 0 | 0 | 0 |  | 0 | 12.48 | 0 | 0 | 0 | 0 | 0 | 0 | 0 | 0 | 0 | 0 | 0 | 0 | 0 | 12.48
PG&E Kern Study Area | Oceano | 115 |  | 0 | 0 | 0 |  | 0 |  | 0 | 0 | 0 | 0 |  | 0 |  | 0 |  | 0 | 0 | 0 | 0 |  | 0 | 0 | 0 | 0 | 0 | 0 |  | 0 | 0 | 0 | 0 | 0 | 0 | 0 | 0 | 0 | 0 | 0 | 0 | 0 | 0 | 0 | 0
SDG&E Study Area | Ocotillo Express | 500 |  | 0 | 0 | 0 |  | 0 |  | 0 | 0 | 0 | 0 |  | 0 |  | 0 |  | 0 | 0 | 0 | 0 |  | 0 | 0 | 0 | 0 | 0 | 0 |  | 0 | 0 | 0 | 0 | 0 | 0 | 0 | 0 | 0 | 0 | 0 | 0 | 0 | 0 | 0 | 0
SDG&E Study Area | Old Town | 230 |  | 0 | 0 | 0 |  | 0 |  | 0 | 0 | 0 | 0 |  | 0 |  | 0 |  | 0 | 0 | 0 | 0 |  | 0 | 0 | 0 | 0 | 0 | 0 |  | 0 | 0 | 0 | 0 | 0 | 0 | 0 | 0 | 0 | 0 | 0 | 0 | 0 | 0 | 0 | 0
SCE Metro Study Area | Olinda | 230 |  | 0 | 0 | 0 |  | 0 |  | 0 | 0 | 0 | 0 |  | 0 |  | 320 |  | 0 | 0 | 0 | 0 |  | 0 | 0 | 0 | 0 | 0 | 0 |  | 0 | 0 | 0 | 0 | 0 | 0 | 0 | 0 | 0 | 0 | 0 | 0 | 0 | 0 | 0 | 320
PG&E Kern Study Area | Olive | 115 |  | 0 | 0 | 0 |  | 0 |  | 0 | 0 | 0 | 0 |  | 0 |  | 0 |  | 0 | 0 | 0 | 0 |  | 0 | 0 | 0 | 0 | 0 | 0 |  | 0 | 0 | 0 | 0 | 0 | 0 | 0 | 0 | 0 | 0 | 0 | 0 | 0 | 0 | 0 | 0
PG&E North of Greater Bay Study Area | Olivehurst | 115 |  | 0 | 0 | 0 |  | 0 |  | 0 | 0 | 0 | 0 |  | 0 |  | 0 |  | 0 | 0 | 0 | 0 |  | 0 | 0 | 0 | 0 | 0 | 0 |  | 0 | 0 | 0 | 0 | 0 | 0 | 0 | 0 | 0 | 0 | 0 | 0 | 0 | 0 | 0 | 0
SCE Northern Area | Ormond Beach | 230 |  | 0 | 0 | 0 |  | 0 |  | 0 | 0 | 0 | 0 |  | 0 |  | 0 |  | 0 | 0 | 0 | 0 |  | 0 | 0 | 0 | 0 | 0 | 0 |  | 0 | 0 | 0 | 0 | 0 | 0 | 0 | 0 | 0 | 0 | 0 | 0 | 0 | 0 | 0 | 0
SDG&E Study Area | Otay | 69 |  | 0 | 0 | 0 |  | 0 |  | 0 | 0 | 0 | 0 |  | 0 |  | 0 |  | 0 | 0 | 0 | 0 |  | 0 | 0 | 0 | 0 | 0 | 0 |  | 0 | 0 | 0 | 0 | 0 | 0 | 0 | 0 | 0 | 0 | 0 | 0 | 0 | 0 | 0 | 0
SDG&E Study Area | Otay Mesa | 230 |  | 0 | 0 | 0 |  | 0 |  | 0 | 0 | 0 | 0 |  | 0 |  | 0 |  | 0 | 0 | 0 | 0 |  | 0 | 0 | 0 | 0 | 0 | 0 |  | 0 | 0 | 0 | 0 | 0 | 0 | 0 | 0 | 0 | 0 | 0 | 0 | 0 | 0 | 0 | 0
PG&E Fresno Study Area | Padre Flats SW STA | 230 |  | 0 | 0 | 0 |  | 0 |  | 0 | 0 | 0 | 0 |  | 0 |  | 0 |  | 0 | 0 | 0 | 0 |  | 0 | 0 | 0 | 0 | 0 | 0 |  | 0 | 0 | 0 | 0 | 0 | 0 | 0 | 0 | 0 | 0 | 0 | 0 | 0 | 0 | 0 | 0
East of Pisgah Study Area | Pahrump | 230 |  | 0 | 0 | 0 |  | 0 |  | 0 | 0 | 0 | 0 |  | 0 |  | 0 |  | 0 | 0 | 0 | 0 |  | 0 | 0 | 0 | 0 | 0 | 0 |  | 0 | 0 | 0 | 0 | 0 | 0 | 0 | 0 | 0 | 0 | 0 | 0 | 0 | 0 | 0 | 0
East of Pisgah Study Area | Pahrump | 138 |  | 0 | 0 | 0 |  | 0 |  | 0 | 0 | 0 | 0 |  | 0 |  | 0 |  | 0 | 0 | 0 | 0 |  | 0 | 0 | 0 | 0 | 0 | 0 |  | 0 | 0 | 0 | 0 | 0 | 0 | 0 | 0 | 0 | 0 | 0 | 0 | 0 | 0 | 0 | 0
SDG&E Study Area | Pala | 69 |  | 0 | 0 | 0 |  | 0 |  | 0 | 0 | 0 | 0 |  | 0 |  | 0 |  | 0 | 0 | 0 | 0 |  | 0 | 0 | 0 | 0 | 0 | 0 |  | 0 | 0 | 0 | 0 | 0 | 0 | 0 | 0 | 0 | 0 | 0 | 0 | 0 | 0 | 0 | 0
PG&E North of Greater Bay Study Area | Palermo | 230 |  | 0 | 0 | 0 |  | 0 |  | 0 | 0 | 0 | 0 |  | 0 |  | 0 |  | 0 | 0 | 0 | 0 |  | 0 | 0 | 0 | 0 | 0 | 0 |  | 0 | 0 | 0 | 0 | 0 | 0 | 0 | 0 | 0 | 0 | 0 | 0 | 0 | 0 | 0 | 0
PG&E North of Greater Bay Study Area | Palermo | 115 |  | 0 | 0 | 0 |  | 0 |  | 0 | 0 | 0 | 0 |  | 0 |  | 0 |  | 0 | 0 | 0 | 0 |  | 0 | 0 | 0 | 0 | 0 | 0 |  | 0 | 0 | 0 | 0 | 0 | 0 | 0 | 0 | 0 | 0 | 0 | 0 | 0 | 0 | 0 | 0
SCE Eastern Study Area | Palo Verde | 500 |  | 0 | 0 | 0 |  | 0 |  | 0 | 0 | 0 | 0 |  | 0 |  | 0 |  | 0 | 0 | 0 | 0 |  | 0 | 0 | 0 | 0 | 0 | 0 |  | 0 | 0 | 0 | 0 | 0 | 0 | 0 | 0 | 0 | 0 | 0 | 0 | 0 | 0 | 0 | 0
SDG&E Study Area | Palomar Energy | 230 |  | 0 | 0 | 0 |  | 0 |  | 0 | 0 | 0 | 0 |  | 0 |  | 0 |  | 0 | 0 | 0 | 0 |  | 0 | 0 | 0 | 0 | 0 | 0 |  | 0 | 0 | 0 | 0 | 0 | 0 | 0 | 0 | 0 | 0 | 0 | 0 | 0 | 0 | 0 | 0
PG&E Fresno Study Area | Panoche | 115 |  | 0 | 0 | 0 |  | 0 |  | 0 | 0 | 0 | 0 |  | 0 |  | 0 |  | 6.15 | 0 | 0 | 0 |  | 0 | 0 | 6.15 | 0 | 0 | 0 |  | 0 | 0 | 6.15 | 0 | 0 | 0 | 0 | 0 | 0 | 6.15 | 0 | 0 | 0 | 0 | 0 | 0
PG&E Fresno Study Area | Panoche | 230 |  | 0 | 0 | 0 |  | 0 |  | 0 | 0 | 0 | 0 |  | 0 |  | 0 |  | 0 | 0 | 0 | 0 |  | 0 | 0 | 0 | 0 | 0 | 0 |  | 0 | 0 | 0 | 0 | 0 | 0 | 0 | 0 | 0 | 0 | 0 | 0 | 0 | 0 | 0 | 0
SCE Northern Area | Pardee | 230 |  | 0 | 0 | 0 |  | 0 |  | 0 | 0 | 0 | 0 |  | 0 |  | 0 |  | 0 | 0 | 0 | 0 |  | 0 | 0 | 0 | 0 | 0 | 0 |  | 0 | 0 | 0 | 0 | 0 | 0 | 0 | 0 | 0 | 0 | 0 | 0 | 0 | 0 | 0 | 0
PG&E North of Greater Bay Study Area | Parkway | 230 |  | 0 | 0 | 0 |  | 0 |  | 0 | 0 | 0 | 0 |  | 0 |  | 0 |  | 0 | 0 | 0 | 0 |  | 2.344 | 0 | 0 | 0 | 0 | 0 |  | 2.344 | 0 | 0 | 0 | 0 | 0 | 0 | 2.344 | 0 | 0 | 0 | 0 | 0 | 0 | 2.344 | 0
SCE Northern Area | Pastoria | 230 |  | 0 | 0 | 0 |  | 0 |  | 0 | 0 | 0 | 0 |  | 0 |  | 0 |  | 0 | 0 | 0 | 0 |  | 0 | 0 | 0 | 0 | 0 | 0 |  | 0 | 0 | 0 | 0 | 0 | 0 | 0 | 0 | 0 | 0 | 0 | 0 | 0 | 0 | 0 | 0
SCE Metro Study Area | Padua | 230 |  | 0 | 0 | 0 |  | 0 |  | 0 | 0 | 0 | 0 |  | 0 |  | 110 |  | 0 | 0 | 0 | 0 |  | 0 | 0 | 0 | 0 | 0 | 0 |  | 0 | 0 | 0 | 0 | 0 | 0 | 0 | 0 | 0 | 0 | 0 | 0 | 0 | 0 | 0 | 110
PG&E North of Greater Bay Study Area | Peabody | 230 |  | 0 | 0 | 0 |  | 0 |  | 0 | 0 | 0 | 0 |  | 0 |  | 0 |  | 4.446 | 0 | 0 | 0 |  | 0 | 0 | 4.446 | 0 | 0 | 0 |  | 0 | 0 | 4.446 | 0 | 0 | 0 | 0 | 0 | 0 | 4.446 | 0 | 0 | 0 | 0 | 0 | 0
PG&E North of Greater Bay Study Area | Pease | 115 |  | 0 | 0 | 0 |  | 0 |  | 0 | 0 | 0 | 0 |  | 0 |  | 0 |  | 0 | 0 | 0 | 0 |  | 0 | 0 | 0 | 0 | 0 | 0 |  | 0 | 0 | 0 | 0 | 0 | 0 | 0 | 0 | 0 | 0 | 0 | 0 | 0 | 0 | 0 | 0
SDG&E Study Area | Penasquitos | 230 |  | 0 | 0 | 0 |  | 0 |  | 0 | 0 | 0 | 0 |  | 0 |  | 0 |  | 0 | 0 | 0 | 0 |  | 0 | 0 | 0 | 0 | 0 | 0 |  | 0 | 0 | 0 | 0 | 0 | 0 | 0 | 0 | 0 | 0 | 0 | 0 | 0 | 0 | 0 | 0
PG&E North of Greater Bay Study Area | Penngrove | 115 |  | 0 | 0 | 0 |  | 0 |  | 0 | 0 | 0 | 0 |  | 0 |  | 0 |  | 0 | 0 | 0 | 0 |  | 0 | 0 | 0 | 0 | 0 | 0 |  | 0 | 0 | 0 | 0 | 0 | 0 | 0 | 0 | 0 | 0 | 0 | 0 | 0 | 0 | 0 | 0
PG&E Greater Bay Study Area | Peoria | 115 |  | 0 | 0 | 0 |  | 0 |  | 0 | 0 | 0 | 0 |  | 0 |  | 0 |  | 0 | 0 | 0 | 0 |  | 0 | 0 | 0 | 0 | 0 | 0 |  | 0 | 0 | 0 | 0 | 0 | 0 | 0 | 0 | 0 | 0 | 0 | 0 | 0 | 0 | 0 | 0
PG&E Greater Bay Study Area | Piercy | 115 |  | 0 | 0 | 0 |  | 0 |  | 0 | 0 | 0 | 0 |  | 0 |  | 0 |  | 0 | 0 | 0 | 0 |  | 0 | 0 | 0 | 0 | 0 | 0 |  | 0 | 0 | 0 | 0 | 0 | 0 | 0 | 0 | 0 | 0 | 0 | 0 | 0 | 0 | 0 | 0
PG&E Fresno Study Area | Pine Flat | 230 |  | 0 | 0 | 0 |  | 0 |  | 0 | 0 | 0 | 0 |  | 0 |  | 0 |  | 0 | 0 | 0 | 0 |  | 0 | 0 | 0 | 0 | 0 | 0 |  | 0 | 0 | 0 | 0 | 0 | 0 | 0 | 0 | 0 | 0 | 0 | 0 | 0 | 0 | 0 | 0
SCE North of Lugo Study Area | Pisgah | 230 |  | 0 | 0 | 0 |  | 0 |  | 0 | 0 | 0 | 0 |  | 0 |  | 0 |  | 0 | 0 | 0 | 0 |  | 0 | 0 | 0 | 0 | 0 | 0 |  | 0 | 0 | 0 | 0 | 0 | 0 | 0 | 0 | 0 | 0 | 0 | 0 | 0 | 0 | 0 | 0
PG&E North of Greater Bay Study Area | Pit 1 | 230 |  | 0 | 0 | 0 |  | 0 |  | 0 | 0 | 0 | 0 |  | 0 |  | 0 |  | 0 | 0 | 0 | 0 |  | 0 | 0 | 0 | 0 | 0 | 0 |  | 0 | 0 | 0 | 0 | 0 | 0 | 0 | 0 | 0 | 0 | 0 | 0 | 0 | 0 | 0 | 0
PG&E North of Greater Bay Study Area | New Sub - Pit 1 - Cottonwood (Proposed) | 230 |  | 0 | 0 | 0 |  | 0 |  | 0 | 0 | 0 | 0 |  | 0 |  | 0 |  | 0 | 0 | 0 | 0 |  | 0 | 0 | 0 | 0 | 0 | 0 |  | 0 | 0 | 0 | 0 | 0 | 0 | 0 | 0 | 0 | 0 | 0 | 0 | 0 | 0 | 0 | 0
PG&E North of Greater Bay Study Area | Pit 4 | 230 |  | 0 | 0 | 0 |  | 0 |  | 0 | 0 | 0 | 0 |  | 0 |  | 0 |  | 0 | 0 | 0 | 0 |  | 0 | 0 | 0 | 0 | 0 | 0 |  | 0 | 0 | 0 | 0 | 0 | 0 | 0 | 0 | 0 | 0 | 0 | 0 | 0 | 0 | 0 | 0
PG&E Greater Bay Study Area | Pittsburg | 230 |  | 0 | 0 | 0 |  | 0 |  | 0 | 0 | 0 | 0 |  | 0 |  | 0 |  | 0 | 0 | 0 | 0 |  | 0 | 0 | 0 | 0 | 0 | 0 |  | 0 | 0 | 0 | 0 | 0 | 0 | 0 | 0 | 0 | 0 | 0 | 0 | 0 | 0 | 0 | 0
PG&E Greater Bay Study Area | Pittsburg | 115 |  | 0 | 0 | 0 |  | 0 |  | 0 | 0 | 0 | 0 |  | 0 |  | 0 |  | 0 | 0 | 0 | 0 |  | 0 | 0 | 0 | 0 | 0 | 0 |  | 0 | 0 | 0 | 0 | 0 | 0 | 0 | 0 | 0 | 0 | 0 | 0 | 0 | 0 | 0 | 0
PG&E North of Greater Bay Study Area | Placerville | 115 |  | 0 | 0 | 0 |  | 0 |  | 0 | 0 | 0 | 0 |  | 0 |  | 0 |  | 0.93 | 0 | 0 | 0 |  | 0 | 0 | 0.93 | 0 | 0 | 0 |  | 0 | 0 | 0.93 | 0 | 0 | 0 | 0 | 0 | 0 | 0.93 | 0 | 0 | 0 | 0 | 0 | 0
PG&E North of Greater Bay Study Area | Pleasant Grove | 115 |  | 0 | 0 | 0 |  | 0 |  | 0 | 0 | 0 | 0 |  | 0 |  | 0 |  | 2.783 | 0 | 0 | 0 |  | 0 | 0 | 2.783 | 0 | 0 | 0 |  | 0 | 0 | 2.783 | 0 | 0 | 0 | 0 | 0 | 0 | 2.783 | 0 | 0 | 0 | 0 | 0 | 0
PG&E North of Greater Bay Study Area | POE | 230 |  | 0 | 0 | 0 |  | 0 |  | 0 | 0 | 0 | 0 |  | 0 |  | 0 |  | 0 | 0 | 0 | 0 |  | 0 | 0 | 0 | 0 | 0 | 0 |  | 0 | 0 | 0 | 0 | 0 | 0 | 0 | 0 | 0 | 0 | 0 | 0 | 0 | 0 | 0 | 0
SDG&E Study Area | Point Loma | 69 |  | 0 | 0 | 0 |  | 0 |  | 0 | 0 | 0 | 0 |  | 0 |  | 0 |  | 0 | 0 | 0 | 0 |  | 0 | 0 | 0 | 0 | 0 | 0 |  | 0 | 0 | 0 | 0 | 0 | 0 | 0 | 0 | 0 | 0 | 0 | 0 | 0 | 0 | 0 | 0
SDG&E Study Area | Pomerado | 69 |  | 0 | 0 | 0 |  | 0 |  | 0 | 0 | 0 | 0 |  | 0 |  | 0 |  | 0 | 0 | 0 | 0 |  | 0 | 0 | 0 | 0 | 0 | 0 |  | 0 | 0 | 0 | 0 | 0 | 0 | 0 | 0 | 0 | 0 | 0 | 0 | 0 | 0 | 0 | 0
PG&E Kern Study Area | Poso Mountain | 115 |  | 0 | 0 | 0 |  | 0 |  | 0 | 0 | 0 | 0 |  | 0 |  | 0 |  | 3.859 | 0 | 0 | 0 |  | 0 | 0 | 3.859 | 0 | 0 | 0 |  | 0 | 0 | 3.859 | 0 | 0 | 0 | 0 | 0 | 0 | 3.859 | 0 | 0 | 0 | 0 | 0 | 0
East of Pisgah Study Area | Primm | 230 |  | 0 | 0 | 0 |  | 0 |  | 0 | 0 | 0 | 0 |  | 0 |  | 0 |  | 0 | 0 | 0 | 0 |  | 0 | 0 | 0 | 0 | 0 | 0 |  | 0 | 0 | 0 | 0 | 0 | 0 | 0 | 0 | 0 | 0 | 0 | 0 | 0 | 0 | 0 | 0
PG&E North of Greater Bay Study Area | Putah Creek | 115 |  | 0 | 0 | 0 |  | 0 |  | 0 | 0 | 0 | 0 |  | 0 |  | 0 |  | 6.85 | 0 | 0 | 0 |  | 0 | 0 | 6.85 | 0 | 0 | 0 |  | 0 | 0 | 6.85 | 0 | 0 | 0 | 0 | 0 | 0 | 6.85 | 0 | 0 | 0 | 0 | 0 | 0
SDG&E Study Area | Q1806 Switchyard | 138 |  | 0 | 0 | 0 |  | 0 |  | 0 | 0 | 0 | 0 |  | 0 |  | 0 |  | 0 | 0 | 0 | 0 |  | 0 | 0 | 0 | 0 | 0 | 0 |  | 0 | 0 | 0 | 0 | 0 | 0 | 0 | 0 | 0 | 0 | 0 | 0 | 0 | 0 | 0 | 0
PG&E Fresno Study Area | Quinto | 230 |  | 0 | 0 | 0 |  | 0 |  | 0 | 0 | 0 | 0 |  | 0 |  | 0 |  | 0 | 0 | 0 | 0 |  | 0 | 0 | 0 | 0 | 0 | 0 |  | 0 | 0 | 0 | 0 | 0 | 0 | 0 | 0 | 0 | 0 | 0 | 0 | 0 | 0 | 0 | 0
PG&E Greater Bay Study Area | Race Track | 115 |  | 0 | 0 | 0 |  | 0 |  | 0 | 0 | 0 | 0 |  | 0 |  | 0 |  | 0 | 0 | 0 | 0 |  | 0 | 0 | 0 | 10.976 | 0 | 0 |  | 0 | 0 | 0 | 0 | 0 | 0 | 0 | 0 | 0 | 0 | 10.976 | 0 | 0 | 0 | 0 | 0
SDG&E Study Area | Rancho Mission Viejo | 138 |  | 0 | 0 | 0 |  | 0 |  | 0 | 0 | 0 | 0 |  | 0 |  | 0 |  | 0 | 0 | 0 | 0 |  | 0 | 0 | 0 | 0 | 0 | 0 |  | 0 | 0 | 0 | 0 | 0 | 0 | 0 | 0 | 0 | 0 | 0 | 0 | 0 | 0 | 0 | 0
PG&E North of Greater Bay Study Area | New Sub - Rancho Seco - Bellota (Proposed) | 230 |  | 0 | 0 | 0 |  | 0 |  | 0 | 0 | 0 | 0 |  | 0 |  | 0 |  | 0 | 0 | 0 | 0 |  | 0 | 0 | 0 | 0 | 0 | 0 |  | 0 | 0 | 0 | 0 | 0 | 0 | 0 | 0 | 0 | 0 | 0 | 0 | 0 | 0 | 0 | 0
SCE Metro Study Area | Rancho Vista | 500 |  | 0 | 0 | 0 |  | 0 |  | 0 | 0 | 0 | 0 |  | 0 |  | 0 |  | 0 | 0 | 0 | 0 |  | 0 | 0 | 0 | 0 | 0 | 0 |  | 0 | 0 | 0 | 0 | 0 | 0 | 0 | 0 | 0 | 0 | 0 | 0 | 0 | 0 | 0 | 0
SCE Metro Study Area | Rancho Vista | 230 |  | 0 | 0 | 0 |  | 0 |  | 0 | 0 | 0 | 0 |  | 0 |  | 0 |  | 0 | 0 | 0 | 0 |  | 0 | 0 | 0 | 0 | 0 | 0 |  | 0 | 0 | 0 | 0 | 0 | 0 | 0 | 0 | 0 | 0 | 0 | 0 | 0 | 0 | 0 | 0
SCE North of Lugo Study Area | Ransburg | 115 |  | 0 | 0 | 0 |  | 0 |  | 0 | 3 | 0 | 0 |  | 0 |  | 0 |  | 0 | 0 | 0 | 0 |  | 0 | 0 | 0 | 0 | 0 | 0 |  | 0 | 0 | 0 | 0 | 0 | 0 | 0 | 0 | 0 | 3 | 0 | 0 | 0 | 0 | 0 | 0
SCE Northern Area | Rector | 230 |  | 0 | 0 | 0 |  | 0 |  | 80 | 3.36 | 108.68 | 0 |  | 0 |  | 305.55 |  | 0 | 0 | 0 | 0 |  | 0 | 0 | 0 | 0 | 0 | 0 |  | 0 | 0 | 0 | 0 | 0 | 0 | 0 | 0 | 80 | 3.36 | 108.68 | 0 | 0 | 0 | 0 | 305.55
SCE Eastern Study Area | Red Bluff | 500 |  | 0 | 0 | 0 |  | 0 |  | 0 | 0 | 0 | 0 |  | 0 |  | 0 |  | 0 | 0 | 0 | 0 |  | 0 | 0 | 0 | 0 | 0 | 0 |  | 0 | 0 | 0 | 0 | 0 | 0 | 0 | 0 | 0 | 0 | 0 | 0 | 0 | 0 | 0 | 0
SCE Eastern Study Area | Red Bluff | 230 |  | 0 | 0 | 0 |  | 0 |  | 0 | 0 | 0 | 0 |  | 0 |  | 0 |  | 0 | 0 | 0 | 0 |  | 0 | 0 | 0 | 0 | 0 | 0 |  | 0 | 0 | 0 | 0 | 0 | 0 | 0 | 0 | 0 | 0 | 0 | 0 | 0 | 0 | 0 | 0
SCE Metro Study Area | Redondo | 230 |  | 0 | 0 | 0 |  | 0 |  | 0 | 0 | 0 | 0 |  | 0 |  | 0 |  | 0 | 0 | 0 | 0 |  | 0 | 0 | 0 | 0 | 0 | 0 |  | 0 | 0 | 0 | 0 | 0 | 0 | 0 | 0 | 0 | 0 | 0 | 0 | 0 | 0 | 0 | 0
PG&E Kern Study Area | Renfro | 115 |  | 0 | 0 | 0 |  | 0 |  | 0 | 0 | 0 | 0 |  | 0 |  | 0 |  | 0 | 0 | 0 | 0 |  | 0 | 0 | 0 | 0 | 0 | 0 |  | 0 | 0 | 0 | 0 | 0 | 0 | 0 | 0 | 0 | 0 | 0 | 0 | 0 | 0 | 0 | 0
PG&E Greater Bay Study Area | Richmond | 115 |  | 0 | 0 | 0 |  | 0 |  | 0 | 0 | 0 | 0 |  | 0 |  | 0 |  | 2.7 | 0 | 0 | 0 |  | 0 | 0 | 5.04 | 0 | 0 | 0 |  | 0 | 0 | 2.7 | 0 | 0 | 0 | 0 | 0 | 0 | 5.04 | 0 | 0 | 0 | 0 | 0 | 0
PG&E North of Greater Bay Study Area | Rincon | 115 |  | 0 | 0 | 0 |  | 0 |  | 0 | 0 | 0 | 0 |  | 0 |  | 0 |  | 0 | 0 | 0 | 0 |  | 0 | 0 | 0 | 0 | 0 | 0 |  | 0 | 0 | 0 | 0 | 0 | 0 | 0 | 0 | 0 | 0 | 0 | 0 | 0 | 0 | 0 | 0
PG&E Kern Study Area | Rio Bravo | 115 |  | 0 | 0 | 0 |  | 0 |  | 0 | 0 | 0 | 0 |  | 0 |  | 0 |  | 0 | 0 | 0 | 0 |  | 0 | 0 | 0 | 0 | 0 | 0 |  | 0 | 0 | 0 | 0 | 0 | 0 | 0 | 0 | 0 | 0 | 0 | 0 | 0 | 0 | 0 | 0
SCE Metro Study Area | Rio Hondo | 230 |  | 0 | 0 | 0 |  | 0 |  | 0 | 0 | 0 | 0 |  | 0 |  | 100 |  | 0 | 0 | 0 | 0 |  | 0 | 0 | 0 | 0 | 0 | 0 |  | 0 | 0 | 0 | 0 | 0 | 0 | 0 | 0 | 0 | 0 | 0 | 0 | 0 | 0 | 0 | 100
PG&E North of Greater Bay Study Area | Rio Oso | 230 |  | 0 | 0 | 0 |  | 0 |  | 0 | 0 | 0 | 0 |  | 0 |  | 0 |  | 0 | 0 | 0 | 0 |  | 0 | 0 | 0 | 0 | 0 | 0 |  | 0 | 0 | 0 | 0 | 0 | 0 | 0 | 0 | 0 | 0 | 0 | 0 | 0 | 0 | 0 | 0
PG&E North of Greater Bay Study Area | Rio Oso | 115 |  | 0 | 0 | 0 |  | 0 |  | 0 | 0 | 0 | 0 |  | 0 |  | 0 |  | 0 | 0 | 0 | 0 |  | 0 | 0 | 0 | 0 | 0 | 0 |  | 0 | 0 | 0 | 0 | 0 | 0 | 0 | 0 | 0 | 0 | 0 | 0 | 0 | 0 | 0 | 0
PG&E Greater Bay Study Area | Ripon | 115 |  | 0 | 0 | 0 |  | 0 |  | 0 | 0 | 0 | 0 |  | 0 |  | 0 |  | 2.631 | 0 | 0 | 0 |  | 0 | 0 | 2.631 | 0 | 0 | 0 |  | 0 | 0 | 2.631 | 0 | 0 | 0 | 0 | 0 | 0 | 2.631 | 0 | 0 | 0 | 0 | 0 | 0
PG&E Greater Bay Study Area | Riverbank | 115 |  | 0 | 0 | 0 |  | 0 |  | 0 | 0 | 0 | 0 |  | 0 |  | 0 |  | 0 | 0 | 0 | 0 |  | 0 | 0 | 0 | 0 | 0 | 0 |  | 0 | 0 | 0 | 0 | 0 | 0 | 0 | 0 | 0 | 0 | 0 | 0 | 0 | 0 | 0 | 0
SCE North of Lugo Study Area | Roadway | 115 |  | 0 | 0 | 0 |  | 0 |  | 0 | 0 | 0 | 0 |  | 0 |  | 0 |  | 0 | 0 | 0 | 0 |  | 0 | 0 | 0 | 0 | 0 | 0 |  | 0 | 0 | 0 | 0 | 0 | 0 | 0 | 0 | 0 | 0 | 0 | 0 | 0 | 0 | 0 | 0
PG&E Greater Bay Study Area | Rossmoor | 230 |  | 0 | 0 | 0 |  | 0 |  | 0 | 0 | 0 | 0 |  | 0 |  | 0 |  | 0 | 0 | 0 | 0 |  | 0 | 0 | 0 | 0 | 0 | 0 |  | 0 | 0 | 0 | 0 | 0 | 0 | 0 | 0 | 0 | 0 | 0 | 0 | 0 | 0 | 0 | 0
PG&E North of Greater Bay Study Area | Round Mountain | 500 |  | 0 | 0 | 0 |  | 0 |  | 0 | 0 | 0 | 0 |  | 0 |  | 0 |  | 0 | 0 | 0 | 0 |  | 0 | 0 | 0 | 0 | 0 | 0 |  | 0 | 0 | 0 | 0 | 0 | 0 | 0 | 0 | 0 | 0 | 0 | 0 | 0 | 0 | 0 | 0
PG&E North of Greater Bay Study Area | Round Mountain | 230 |  | 0 | 0 | 0 |  | 0 |  | 0 | 0 | 0 | 0 |  | 0 |  | 0 |  | 0 | 0 | 0 | 0 |  | 0 | 0 | 0 | 0 | 0 | 0 |  | 0 | 0 | 0 | 0 | 0 | 0 | 0 | 0 | 0 | 0 | 0 | 0 | 0 | 0 | 0 | 0
PG&E Greater Bay Study Area | Salado | 115 |  | 0 | 0 | 0 |  | 0 |  | 0 | 0 | 0 | 0 |  | 0 |  | 0 |  | 0 | 0 | 0 | 0 |  | 0 | 0 | 0 | 0 | 0 | 0 |  | 0 | 0 | 0 | 0 | 0 | 0 | 0 | 0 | 0 | 0 | 0 | 0 | 0 | 0 | 0 | 0
SDG&E Study Area | Salt Creek | 69 |  | 0 | 0 | 0 |  | 0 |  | 0 | 0 | 0 | 0 |  | 0 |  | 0 |  | 0 | 0 | 0 | 0 |  | 0 | 0 | 0 | 0 | 0 | 0 |  | 0 | 0 | 0 | 0 | 0 | 0 | 0 | 0 | 0 | 0 | 0 | 0 | 0 | 0 | 0 | 0
SCE Eastern Study Area | San Bernardino | 230 |  | 0 | 0 | 0 |  | 0 |  | 0 | 0 | 0 | 0 |  | 0 |  | 100 |  | 0 | 0 | 0 | 0 |  | 0 | 0 | 0 | 0 | 0 | 0 |  | 0 | 0 | 0 | 0 | 0 | 0 | 0 | 0 | 0 | 0 | 0 | 0 | 0 | 0 | 0 | 100
PG&E Greater Bay Study Area | San Jose B | 115 |  | 0 | 0 | 0 |  | 0 |  | 0 | 0 | 0 | 0 |  | 0 |  | 0 |  | 0 | 0 | 0 | 0 |  | 0 | 0 | 0 | 0 | 0 | 0 |  | 0 | 0 | 0 | 0 | 0 | 0 | 0 | 0 | 0 | 0 | 0 | 0 | 0 | 0 | 0 | 0
PG&E Greater Bay Study Area | San Leandro | 115 |  | 0 | 0 | 0 |  | 0 |  | 0 | 0 | 0 | 0 |  | 0 |  | 0 |  | 0 | 0 | 0 | 0 |  | 0 | 0 | 0 | 0 | 0 | 0 |  | 0 | 0 | 0 | 0 | 0 | 0 | 0 | 0 | 0 | 0 | 0 | 0 | 0 | 0 | 0 | 0
PG&E Kern Study Area | San Luis Obispo | 115 |  | 0 | 0 | 0 |  | 0 |  | 0 | 0 | 0 | 0 |  | 0 |  | 0 |  | 0 | 0 | 0 | 0 |  | 0 | 0 | 0 | 0 | 0 | 0 |  | 10.976 | 0 | 0 | 0 | 0 | 0 | 0 | 0 | 0 | 0 | 0 | 0 | 0 | 0 | 10.976 | 0
SDG&E Study Area | San Luis Rey | 230 |  | 0 | 0 | 0 |  | 0 |  | 0 | 0 | 0 | 0 |  | 0 |  | 0 |  | 0 | 0 | 0 | 0 |  | 0 | 0 | 0 | 0 | 0 | 0 |  | 0 | 0 | 0 | 0 | 0 | 0 | 0 | 0 | 0 | 0 | 0 | 0 | 0 | 0 | 0 | 0
SDG&E Study Area | San Onofre | 230 |  | 0 | 0 | 0 |  | 0 |  | 0 | 0 | 0 | 0 |  | 0 |  | 0 |  | 0 | 0 | 0 | 0 |  | 0 | 0 | 0 | 0 | 0 | 0 |  | 0 | 0 | 0 | 0 | 0 | 0 | 0 | 0 | 0 | 0 | 0 | 0 | 0 | 0 | 0 | 0
PG&E Greater Bay Study Area | San Pablo Sub | 115 |  | 0 | 0 | 0 |  | 0 |  | 0 | 0 | 0 | 0 |  | 0 |  | 0 |  | 0 | 0 | 0 | 0 |  | 0 | 0 | 0 | 0 | 0 | 0 |  | 0 | 0 | 0 | 0 | 0 | 0 | 0 | 0 | 0 | 0 | 0 | 0 | 0 | 0 | 0 | 0
PG&E Greater Bay Study Area | San Ramon | 230 |  | 0 | 0 | 0 |  | 0 |  | 0 | 0 | 0 | 0 |  | 0 |  | 0 |  | 1.9 | 0 | 0 | 0 |  | 0 | 0 | 1.9 | 0 | 0 | 0 |  | 0 | 0 | 1.9 | 0 | 0 | 0 | 0 | 0 | 0 | 1.9 | 0 | 0 | 0 | 0 | 0 | 0
SCE North of Lugo Study Area | Sandlot | 230 |  | 0 | 0 | 0 |  | 0 |  | 0 | 0 | 0 | 0 |  | 0 |  | 500 |  | 0 | 0 | 0 | 0 |  | 0 | 0 | 0 | 0 | 0 | 0 |  | 0 | 0 | 0 | 0 | 0 | 0 | 0 | 0 | 0 | 0 | 0 | 0 | 0 | 0 | 0 | 500
East of Pisgah Study Area | Sandy | 138 |  | 0 | 0 | 0 |  | 0 |  | 0 | 0 | 0 | 0 |  | 0 |  | 0 |  | 0 | 0 | 0 | 0 |  | 0 | 0 | 0 | 0 | 0 | 0 |  | 0 | 0 | 0 | 0 | 0 | 0 | 0 | 0 | 0 | 0 | 0 | 0 | 0 | 0 | 0 | 0
PG&E Fresno Study Area | Sanger | 115 |  | 0 | 0 | 0 |  | 0 |  | 0 | 0 | 0 | 0 |  | 0 |  | 0 |  | 2.1 | 0 | 0 | 0 |  | 0 | 0 | 2.1 | 0 | 0 | 0 |  | 0 | 0 | 2.1 | 0 | 0 | 0 | 0 | 0 | 0 | 2.1 | 0 | 0 | 0 | 0 | 0 | 0
SCE Northern Area | Santa Clara | 230 |  | 0 | 0 | 0 |  | 0 |  | 0 | 0 | 0 | 0 |  | 0 |  | 0 |  | 0 | 0 | 0 | 0 |  | 0 | 0 | 0 | 0 | 0 | 0 |  | 0 | 0 | 0 | 0 | 0 | 0 | 0 | 0 | 0 | 0 | 0 | 0 | 0 | 0 | 0 | 0
PG&E North of Greater Bay Study Area | Santa Rosa | 115 |  | 0 | 0 | 0 |  | 0 |  | 0 | 0 | 0 | 0 |  | 0 |  | 0 |  | 0 | 0 | 0 | 0 |  | 0 | 0 | 0 | 0 | 0 | 0 |  | 0 | 0 | 0 | 0 | 0 | 0 | 0 | 0 | 0 | 0 | 0 | 0 | 0 | 0 | 0 | 0
PG&E Greater Bay Study Area | Santa Teresa | 115 |  | 0 | 0 | 0 |  | 0 |  | 0 | 0 | 0 | 0 |  | 0 |  | 0 |  | 0 | 0 | 0 | 0 |  | 0 | 0 | 0 | 0 | 0 | 0 |  | 0 | 0 | 0 | 0 | 0 | 0 | 0 | 0 | 0 | 0 | 0 | 0 | 0 | 0 | 0 | 0
SDG&E Study Area | Santee | 138 |  | 0 | 0 | 0 |  | 0 |  | 0 | 0 | 0 | 0 |  | 0 |  | 0 |  | 0 | 0 | 0 | 0 |  | 0 | 0 | 0 | 0 | 0 | 0 |  | 0 | 0 | 0 | 0 | 0 | 0 | 0 | 0 | 0 | 0 | 0 | 0 | 0 | 0 | 0 | 0
SCE Metro Study Area | Santiago | 230 |  | 0.8 | 0 | 0 |  | 0 |  | 0 | 0.8 | 0 | 0 |  | 0 |  | 0 |  | 0 | 0 | 0 | 0 |  | 0 | 0 | 0 | 0 | 0 | 0 |  | 0 | 0 | 0.8 | 0 | 0 | 0 | 0 | 0 | 0 | 0.8 | 0 | 0 | 0 | 0 | 0 | 0
PG&E Greater Bay Study Area | Saratoga | 230 |  | 0 | 0 | 0 |  | 0 |  | 0 | 0 | 0 | 0 |  | 0 |  | 0 |  | 0 | 0 | 0 | 0 |  | 0 | 0 | 0 | 0 | 0 | 0 |  | 0 | 0 | 0 | 0 | 0 | 0 | 0 | 0 | 0 | 0 | 0 | 0 | 0 | 0 | 0 | 0
SCE Northern Area | Saugus | 230 |  | 0 | 0 | 0 |  | 0 |  | 0 | 0 | 0 | 0 |  | 0 |  | 60 |  | 0 | 0 | 0 | 0 |  | 0 | 0 | 0 | 0 | 0 | 0 |  | 0 | 0 | 0 | 0 | 0 | 0 | 0 | 0 | 0 | 0 | 0 | 0 | 0 | 0 | 0 | 60
PG&E Fresno Study Area | Schindler | 115 |  | 0 | 0 | 0 |  | 0 |  | 0 | 0 | 0 | 0 |  | 0 |  | 0 |  | 2.16 | 0 | 0 | 0 |  | 0 | 0 | 2.16 | 0 | 0 | 0 |  | 0 | 0 | 2.16 | 0 | 0 | 0 | 0 | 0 | 0 | 2.16 | 0 | 0 | 0 | 0 | 0 | 0
PG&E Greater Bay Study Area | Schulte | 115 |  | 0 | 0 | 0 |  | 0 |  | 0 | 0 | 0 | 0 |  | 0 |  | 0 |  | 0 | 0 | 0 | 0 |  | 0 | 0 | 0 | 0 | 0 | 0 |  | 0 | 0 | 0 | 0 | 0 | 0 | 0 | 0 | 0 | 0 | 0 | 0 | 0 | 0 | 0 | 0
PG&E Kern Study Area | Semitropic | 115 |  | 0 | 0 | 0 |  | 0 |  | 0 | 0 | 0 | 0 |  | 0 |  | 0 |  | 0 | 0 | 0 | 0 |  | 0 | 0 | 0 | 0 | 0 | 0 |  | 0 | 0 | 0 | 0 | 0 | 0 | 0 | 0 | 0 | 0 | 0 | 0 | 0 | 0 | 0 | 0
SCE Metro Study Area | Serrano | 500 |  | 0 | 0 | 0 |  | 0 |  | 0 | 0 | 0 | 0 |  | 0 |  | 0 |  | 0 | 0 | 0 | 0 |  | 0 | 0 | 0 | 0 | 0 | 0 |  | 0 | 0 | 0 | 0 | 0 | 0 | 0 | 0 | 0 | 0 | 0 | 0 | 0 | 0 | 0 | 0
SCE Metro Study Area | Serrano | 230 |  | 0 | 0 | 0 |  | 0 |  | 0 | 0 | 0 | 0 |  | 0 |  | 0 |  | 0 | 0 | 0 | 0 |  | 0 | 0 | 0 | 0 | 0 | 0 |  | 0 | 0 | 0 | 0 | 0 | 0 | 0 | 0 | 0 | 0 | 0 | 0 | 0 | 0 | 0 | 0
SDG&E Study Area | Shadowridge | 138 |  | 0 | 0 | 0 |  | 0 |  | 0 | 0 | 0 | 0 |  | 0 |  | 0 |  | 0 | 0 | 0 | 0 |  | 0 | 0 | 0 | 0 | 0 | 0 |  | 0 | 0 | 0 | 0 | 0 | 0 | 0 | 0 | 0 | 0 | 0 | 0 | 0 | 0 | 0 | 0
PG&E Kern Study Area | Shafter | 115 |  | 0 | 0 | 0 |  | 0 |  | 0 | 0 | 0 | 0 |  | 0 |  | 0 |  | 0 | 0 | 0 | 0 |  | 0 | 0 | 0 | 0 | 0 | 0 |  | 0 | 0 | 0 | 0 | 0 | 0 | 0 | 0 | 0 | 0 | 0 | 0 | 0 | 0 | 0 | 0
PG&E North of Greater Bay Study Area | Shiloh II | 230 |  | 0 | 0 | 0 |  | 0 |  | 0 | 0 | 0 | 0 |  | 0 |  | 0 |  | 0 | 0 | 0 | 0 |  | 0 | 0 | 0 | 0 | 0 | 0 |  | 0 | 0 | 0 | 0 | 0 | 0 | 0 | 0 | 0 | 0 | 0 | 0 | 0 | 0 | 0 | 0
PG&E North of Greater Bay Study Area | Silverado | 115 |  | 0 | 0 | 0 |  | 0 |  | 0 | 0 | 0 | 0 |  | 0 |  | 0 |  | 0 | 0 | 0 | 0 |  | 0 | 0 | 0 | 0 | 0 | 0 |  | 0 | 0 | 0 | 0 | 0 | 0 | 0 | 0 | 0 | 0 | 0 | 0 | 0 | 0 | 0 | 0
SDG&E Study Area | Silvergate | 230 |  | 0 | 0 | 0 |  | 0 |  | 0 | 0 | 0 | 0 |  | 0 |  | 0 |  | 0 | 0 | 0 | 0 |  | 0 | 0 | 0 | 0 | 0 | 0 |  | 0 | 0 | 0 | 0 | 0 | 0 | 0 | 0 | 0 | 0 | 0 | 0 | 0 | 0 | 0 | 0
PG&E Kern Study Area | Sisquoc | 115 |  | 0 | 0 | 0 |  | 0 |  | 0 | 0 | 0 | 0 |  | 0 |  | 0 |  | 0 | 0 | 0 | 0 |  | 0 | 0 | 0 | 0 | 0 | 0 |  | 0 | 0 | 0 | 0 | 0 | 0 | 0 | 0 | 0 | 0 | 0 | 0 | 0 | 0 | 0 | 0
East of Pisgah Study Area | Sloan Canyon | 230 |  | 0 | 0 | 0 |  | 0 |  | 0 | 0 | 0 | 0 |  | 0 |  | 0 |  | 0 | 0 | 0 | 0 |  | 0 | 0 | 0 | 0 | 0 | 0 |  | 0 | 0 | 0 | 0 | 0 | 0 | 0 | 0 | 0 | 0 | 0 | 0 | 0 | 0 | 0 | 0
PG&E Kern Study Area | Smyrna | 115 |  | 0 | 0 | 0 |  | 0 |  | 0 | 0 | 0 | 0 |  | 0 |  | 0 |  | 6.125 | 0 | 0 | 0 |  | 0 | 0 | 6.125 | 0 | 0 | 0 |  | 0 | 0 | 6.125 | 0 | 0 | 0 | 0 | 0 | 0 | 6.125 | 0 | 0 | 0 | 0 | 0 | 0
PG&E Greater Bay Study Area | Sobrante | 115 |  | 0 | 0 | 0 |  | 0 |  | 0 | 0 | 0 | 0 |  | 0 |  | 0 |  | 5 | 0 | 0 | 0 |  | 0 | 0 | 5 | 0 | 0 | 0 |  | 0 | 0 | 5 | 0 | 0 | 0 | 0 | 0 | 0 | 5 | 0 | 0 | 0 | 0 | 0 | 0
PG&E Kern Study Area | Solar SS | 230 |  | 0 | 0 | 0 |  | 0 |  | 0 | 0 | 0 | 0 |  | 0 |  | 0 |  | 0 | 0 | 0 | 0 |  | 0 | 0 | 0 | 0 | 0 | 0 |  | 0 | 0 | 0 | 0 | 0 | 0 | 0 | 0 | 0 | 0 | 0 | 0 | 0 | 0 | 0 | 0
SCE Northern Area | Springville | 230 |  | 0 | 0 | 0 |  | 0 |  | 0 | 0 | 53.9 | 0 |  | 0 |  | 388.9 |  | 0 | 0 | 0 | 0 |  | 0 | 0 | 0 | 0 | 0 | 0 |  | 0 | 0 | 0 | 0 | 0 | 0 | 0 | 0 | 0 | 0 | 53.9 | 0 | 0 | 0 | 0 | 388.9
PG&E Greater Bay Study Area | Stagg | 230 |  | 0 | 0 | 0 |  | 0 |  | 0 | 0 | 0 | 0 |  | 0 |  | 0 |  | 0 | 0 | 0 | 0 |  | 0 | 20 | 0 | 0 | 0 | 0 |  | 0 | 20 | 0 | 0 | 0 | 0 | 0 | 0 | 20 | 0 | 0 | 0 | 0 | 0 | 0 | 20
PG&E Greater Bay Study Area | Std Oil | 115 |  | 0 | 0 | 0 |  | 0 |  | 0 | 0 | 0 | 0 |  | 0 |  | 0 |  | 0 | 0 | 0 | 0 |  | 0 | 0 | 0 | 0 | 0 | 0 |  | 0 | 0 | 0 | 0 | 0 | 0 | 0 | 0 | 0 | 0 | 0 | 0 | 0 | 0 | 0 | 0
PG&E Kern Study Area | Stockdale | 230 |  | 0 | 0 | 0 |  | 0 |  | 0 | 0 | 0 | 0 |  | 0 |  | 0 |  | 0 | 0 | 0 | 0 |  | 0 | 0 | 0 | 0 | 0 | 0 |  | 0 | 0 | 0 | 0 | 0 | 0 | 0 | 0 | 0 | 0 | 0 | 0 | 0 | 0 | 0 | 0
PG&E Kern Study Area | Stockdale | 115 |  | 0 | 0 | 0 |  | 0 |  | 0 | 0 | 0 | 0 |  | 0 |  | 0 |  | 1.712 | 0 | 0 | 0 |  | 0 | 0 | 1.712 | 0 | 0 | 0 |  | 0 | 0 | 1.712 | 0 | 0 | 0 | 0 | 0 | 0 | 1.712 | 0 | 0 | 0 | 0 | 0 | 0
PG&E Fresno Study Area | Storey | 230 |  | 0 | 0 | 0 |  | 0 |  | 0 | 0 | 0 | 0 |  | 0 |  | 0 |  | 1.5 | 0 | 0 | 0 |  | 0 | 0 | 1.5 | 0 | 0 | 0 |  | 0 | 0 | 1.5 | 0 | 0 | 0 | 0 | 0 | 0 | 1.5 | 0 | 0 | 0 | 0 | 0 | 0
PG&E North of Greater Bay Study Area | Summit | 115 |  | 0 | 0 | 0 |  | 0 |  | 0 | 0 | 0 | 0 |  | 0 |  | 0 |  | 0 | 0 | 0 | 0 |  | 0 | 0 | 0 | 0 | 0 | 0 |  | 0 | 0 | 0 | 0 | 0 | 0 | 0 | 0 | 0 | 0 | 0 | 0 | 0 | 0 | 0 | 0
SDG&E Study Area | Suncrest | 500 |  | 0 | 0 | 0 |  | 0 |  | 0 | 0 | 0 | 0 |  | 0 |  | 0 |  | 0 | 0 | 0 | 0 |  | 0 | 0 | 0 | 0 | 0 | 0 |  | 0 | 0 | 0 | 0 | 0 | 0 | 0 | 0 | 0 | 0 | 0 | 0 | 0 | 0 | 0 | 0
SDG&E Study Area | Suncrest | 230 |  | 0 | 0 | 0 |  | 0 |  | 0 | 0 | 0 | 0 |  | 0 |  | 0 |  | 0 | 0 | 0 | 0 |  | 0 | 0 | 0 | 0 | 0 | 0 |  | 0 | 0 | 0 | 0 | 0 | 0 | 0 | 0 | 0 | 0 | 0 | 0 | 0 | 0 | 0 | 0
SDG&E Study Area | New Sub - Suncrest - Ocotillo (Proposed) | 500 |  | 0 | 0 | 0 |  | 0 |  | 0 | 0 | 0 | 0 |  | 0 |  | 0 |  | 0 | 0 | 0 | 0 |  | 0 | 0 | 0 | 0 | 0 | 0 |  | 0 | 0 | 0 | 0 | 0 | 0 | 0 | 0 | 0 | 0 | 0 | 0 | 0 | 0 | 0 | 0
PG&E Kern Study Area | Sunset | 230 |  | 0 | 0 | 0 |  | 0 |  | 0 | 0 | 0 | 0 |  | 0 |  | 0 |  | 0 | 0 | 0 | 0 |  | 0 | 0 | 0 | 0 | 0 | 0 |  | 0 | 0 | 0 | 0 | 0 | 0 | 0 | 0 | 0 | 0 | 0 | 0 | 0 | 0 | 0 | 0
PG&E Kern Study Area | Surf | 115 |  | 0 | 0 | 0 |  | 0 |  | 0 | 0 | 0 | 0 |  | 0 |  | 0 |  | 0 | 0 | 0 | 0 |  | 0 | 0 | 0 | 0 | 0 | 0 |  | 0 | 0 | 0 | 0 | 0 | 0 | 0 | 0 | 0 | 0 | 0 | 0 | 0 | 0 | 0 | 0
SDG&E Study Area | Sycamore Canyon | 230 |  | 0 | 0 | 0 |  | 0 |  | 0 | 0 | 0 | 0 |  | 0 |  | 0 |  | 0 | 0 | 0 | 0 |  | 0 | 0 | 0 | 0 | 0 | 0 |  | 0 | 0 | 0 | 0 | 0 | 0 | 0 | 0 | 0 | 0 | 0 | 0 | 0 | 0 | 0 | 0
SDG&E Study Area | Sycamore Canyon | 138 |  | 0 | 0 | 0 |  | 0 |  | 0 | 0 | 0 | 0 |  | 0 |  | 0 |  | 0 | 0 | 0 | 0 |  | 0 | 0 | 0 | 0 | 0 | 0 |  | 0 | 0 | 0 | 0 | 0 | 0 | 0 | 0 | 0 | 0 | 0 | 0 | 0 | 0 | 0 | 0
SCE Metro Study Area | Sylmar | 230 |  | 0 | 0 | 0 |  | 0 |  | 0 | 0 | 0 | 0 |  | 0 |  | 0 |  | 0 | 0 | 0 | 0 |  | 0 | 0 | 0 | 0 | 0 | 0 |  | 0 | 0 | 0 | 0 | 0 | 0 | 0 | 0 | 0 | 0 | 0 | 0 | 0 | 0 | 0 | 0
PG&E North of Greater Bay Study Area | Table Mountain | 500 |  | 0 | 0 | 0 |  | 0 |  | 0 | 0 | 0 | 0 |  | 0 |  | 0 |  | 0 | 0 | 0 | 0 |  | 0 | 0 | 0 | 0 | 0 | 0 |  | 0 | 0 | 0 | 0 | 0 | 0 | 0 | 0 | 0 | 0 | 0 | 0 | 0 | 0 | 0 | 0
PG&E North of Greater Bay Study Area | Table Mountain | 230 |  | 0 | 0 | 0 |  | 0 |  | 0 | 0 | 0 | 0 |  | 0 |  | 0 |  | 0 | 0 | 0 | 0 |  | 0 | 0 | 0 | 0 | 0 | 0 |  | 0 | 0 | 0 | 0 | 0 | 0 | 0 | 0 | 0 | 0 | 0 | 0 | 0 | 0 | 0 | 0
PG&E Kern Study Area | Taft | 115 |  | 0 | 0 | 0 |  | 0 |  | 0 | 0 | 0 | 0 |  | 0 |  | 0 |  | 13.524 | 6.81 | 0 | 0 |  | 0 | 0 | 18.524 | 6.81 | 0 | 0 |  | 0 | 0 | 13.524 | 6.81 | 0 | 0 | 0 | 0 | 0 | 18.524 | 6.81 | 0 | 0 | 0 | 0 | 0
SDG&E Study Area | Talega | 230 |  | 0 | 0 | 0 |  | 0 |  | 0 | 0 | 0 | 0 |  | 0 |  | 0 |  | 0 | 0 | 0 | 0 |  | 0 | 0 | 0 | 0 | 0 | 0 |  | 0 | 0 | 0 | 0 | 0 | 0 | 0 | 0 | 0 | 0 | 0 | 0 | 0 | 0 | 0 | 0
SDG&E Study Area | Talega | 138 |  | 0 | 0 | 0 |  | 0 |  | 0 | 0 | 0 | 0 |  | 0 |  | 0 |  | 0 | 0 | 0 | 0 |  | 0 | 0 | 0 | 0 | 0 | 0 |  | 0 | 0 | 0 | 0 | 0 | 0 | 0 | 0 | 0 | 0 | 0 | 0 | 0 | 0 | 0 | 0
PG&E Greater Bay Study Area | Tassajara | 230 |  | 0 | 0 | 0 |  | 0 |  | 0 | 0 | 0 | 0 |  | 0 |  | 0 |  | 0 | 0 | 0 | 0 |  | 0 | 0 | 0 | 0 | 0 | 0 |  | 0 | 0 | 0 | 0 | 0 | 0 | 0 | 0 | 0 | 0 | 0 | 0 | 0 | 0 | 0 | 0
PG&E Kern Study Area | Temblor | 115 |  | 0 | 0 | 0 |  | 0 |  | 0 | 0 | 0 | 0 |  | 0 |  | 0 |  | 0 | 0 | 0 | 0 |  | 0 | 0 | 0 | 0 | 0 | 0 |  | 0 | 0 | 0 | 0 | 0 | 0 | 0 | 0 | 0 | 0 | 0 | 0 | 0 | 0 | 0 | 0
PG&E Kern Study Area | Templeton | 230 |  | 0 | 0 | 0 |  | 0 |  | 0 | 0 | 0 | 0 |  | 0 |  | 0 |  | 0 | 0 | 0 | 0 |  | 0 | 0 | 2.375 | 0 | 0 | 0 |  | 0 | 0 | 0 | 0 | 0 | 0 | 0 | 0 | 0 | 2.375 | 0 | 0 | 0 | 0 | 0 | 0
PG&E Greater Bay Study Area | Tesla | 500 |  | 0 | 0 | 0 |  | 0 |  | 0 | 0 | 0 | 0 |  | 0 |  | 0 |  | 0 | 0 | 0 | 0 |  | 0 | 0 | 0 | 0 | 0 | 0 |  | 0 | 0 | 0 | 0 | 0 | 0 | 0 | 0 | 0 | 0 | 0 | 0 | 0 | 0 | 0 | 0
PG&E Greater Bay Study Area | Tesla | 230 |  | 0 | 0 | 0 |  | 0 |  | 0 | 0 | 0 | 0 |  | 0 |  | 0 |  | 0 | 0 | 0 | 0 |  | 0 | 0 | 0 | 0 | 0 | 0 |  | 0 | 0 | 0 | 0 | 0 | 0 | 0 | 0 | 0 | 0 | 0 | 0 | 0 | 0 | 0 | 0
PG&E Greater Bay Study Area | Tesla | 115 |  | 0 | 0 | 0 |  | 0 |  | 0 | 0 | 0 | 0 |  | 0 |  | 0 |  | 0 | 0 | 0 | 0 |  | 0 | 0 | 0 | 0 | 0 | 0 |  | 0 | 0 | 0 | 0 | 0 | 0 | 0 | 0 | 0 | 0 | 0 | 0 | 0 | 0 | 0 | 0
PG&E Kern Study Area | Tevis | 115 |  | 0 | 0 | 0 |  | 0 |  | 0 | 0 | 0 | 0 |  | 0 |  | 0 |  | 0 | 0 | 0 | 0 |  | 0 | 0 | 0 | 0 | 0 | 0 |  | 0 | 0 | 0 | 0 | 0 | 0 | 0 | 0 | 0 | 0 | 0 | 0 | 0 | 0 | 0 | 0
East of Pisgah Study Area | Thousandaire | 138 |  | 0 | 0 | 0 |  | 0 |  | 0 | 0 | 0 | 0 |  | 0 |  | 0 |  | 0 | 0 | 0 | 0 |  | 0 | 0 | 0 | 0 | 0 | 0 |  | 0 | 0 | 0 | 0 | 0 | 0 | 0 | 0 | 0 | 0 | 0 | 0 | 0 | 0 | 0 | 0
SCE North of Lugo Study Area | Tortilla | 115 |  | 0 | 0 | 0 |  | 0 |  | 0 | 0 | 46 | 0 |  | 0 |  | 26.35 |  | 0 | 0 | 0 | 0 |  | 0 | 0 | 0 | 0 | 0 | 0 |  | 0 | 0 | 0 | 0 | 0 | 0 | 0 | 0 | 0 | 0 | 46 | 0 | 0 | 0 | 0 | 26.35
SDG&E Study Area | Trabuco | 138 |  | 0 | 0 | 0 |  | 0 |  | 0 | 0 | 0 | 0 |  | 0 |  | 0 |  | 0 | 0 | 0 | 0 |  | 0 | 0 | 0 | 0 | 0 | 0 |  | 0 | 0 | 0 | 0 | 0 | 0 | 0 | 0 | 0 | 0 | 0 | 0 | 0 | 0 | 0 | 0
PG&E Greater Bay Study Area | Tracy | 500 |  | 0 | 0 | 0 |  | 0 |  | 0 | 0 | 0 | 0 |  | 0 |  | 0 |  | 0 | 0 | 0 | 0 |  | 0 | 0 | 0 | 0 | 0 | 0 |  | 0 | 0 | 0 | 0 | 0 | 0 | 0 | 0 | 0 | 0 | 0 | 0 | 0 | 0 | 0 | 0
PG&E Greater Bay Study Area | Tracy | 230 |  | 0 | 0 | 0 |  | 0 |  | 0 | 0 | 0 | 0 |  | 0 |  | 0 |  | 1.92 | 0 | 0 | 0 |  | 0 | 0 | 6.6 | 0 | 0 | 0 |  | 0 | 0 | 1.92 | 0 | 0 | 0 | 0 | 0 | 0 | 6.6 | 0 | 0 | 0 | 0 | 0 | 0
PG&E Fresno Study Area | Tranquility | 230 |  | 0 | 0 | 0 |  | 0 |  | 0 | 0 | 0 | 0 |  | 0 |  | 0 |  | 0 | 0 | 0 | 0 |  | 0 | 0 | 0 | 0 | 0 | 0 |  | 0 | 0 | 0 | 0 | 0 | 0 | 0 | 0 | 0 | 0 | 0 | 0 | 0 | 0 | 0 | 0
East of Pisgah Study Area | Trout Canyon | 230 |  | 0 | 0 | 0 |  | 0 |  | 0 | 0 | 0 | 0 |  | 0 |  | 0 |  | 0 | 0 | 0 | 0 |  | 0 | 0 | 0 | 0 | 0 | 0 |  | 0 | 0 | 0 | 0 | 0 | 0 | 0 | 0 | 0 | 0 | 0 | 0 | 0 | 0 | 0 | 0
PG&E North of Greater Bay Study Area | Tulucay | 230 |  | 0 | 0 | 0 |  | 0 |  | 0 | 0 | 0 | 0 |  | 0 |  | 0 |  | 0 | 0 | 0 | 0 |  | 0 | 5 | 0 | 0 | 0 | 0 |  | 0 | 5 | 0 | 0 | 0 | 0 | 0 | 0 | 5 | 0 | 0 | 0 | 0 | 0 | 0 | 5
PG&E Kern Study Area | Tupman | 115 |  | 0 | 0 | 0 |  | 0 |  | 0 | 0 | 0 | 0 |  | 0 |  | 0 |  | 0 | 0 | 0 | 0 |  | 0 | 0 | 0 | 0 | 0 | 0 |  | 0 | 0 | 0 | 0 | 0 | 0 | 0 | 0 | 0 | 0 | 0 | 0 | 0 | 0 | 0 | 0
PG&E North of Greater Bay Study Area | Ukiah | 115 |  | 0 | 0 | 0 |  | 0 |  | 0 | 0 | 0 | 0 |  | 0 |  | 0 |  | 0 | 0 | 0 | 0 |  | 0 | 0 | 0 | 0 | 0 | 0 |  | 0 | 0 | 0 | 0 | 0 | 0 | 0 | 0 | 0 | 0 | 0 | 0 | 0 | 0 | 0 | 0
PG&E North of Greater Bay Study Area | Vaca Dixon | 500 |  | 0 | 0 | 0 |  | 0 |  | 0 | 0 | 0 | 0 |  | 0 |  | 0 |  | 0 | 0 | 0 | 0 |  | 0 | 0 | 0 | 0 | 0 | 0 |  | 0 | 0 | 0 | 0 | 0 | 0 | 0 | 0 | 0 | 0 | 0 | 0 | 0 | 0 | 0 | 0
PG&E North of Greater Bay Study Area | Vaca Dixon | 230 |  | 0 | 0 | 0 |  | 0 |  | 0 | 0 | 0 | 0 |  | 0 |  | 0 |  | 0 | 0 | 0 | 0 |  | 0 | 0 | 0 | 0 | 0 | 0 |  | 0 | 0 | 0 | 0 | 0 | 0 | 0 | 0 | 0 | 0 | 0 | 0 | 0 | 0 | 0 | 0
PG&E North of Greater Bay Study Area | Vaca Dixon | 115 |  | 0 | 0 | 0 |  | 0 |  | 0 | 0 | 0 | 0 |  | 0 |  | 0 |  | 0 | 0 | 0 | 0 |  | 0 | 0 | 1.444 | 0 | 0 | 0 |  | 0 | 0 | 0 | 0 | 0 | 0 | 0 | 0 | 0 | 1.444 | 0 | 0 | 0 | 0 | 0 | 0
SCE Eastern Study Area | Valley (SCE) | 500 |  | 3 | 0 | 0 |  | 0 |  | 0 | 7.44 | 60 | 0 |  | 0 |  | 613 |  | 0 | 0 | 0 | 0 |  | 0 | 0 | 0 | 0 | 0 | 0 |  | 0 | 0 | 3 | 0 | 0 | 0 | 0 | 0 | 0 | 7.44 | 60 | 0 | 0 | 0 | 0 | 613
East of Pisgah Study Area | Valley (VEA) | 138 |  | 0 | 0 | 0 |  | 0 |  | 0 | 0 | 0 | 0 |  | 0 |  | 0 |  | 0 | 0 | 0 | 0 |  | 0 | 0 | 0 | 0 | 0 | 0 |  | 0 | 0 | 0 | 0 | 0 | 0 | 0 | 0 | 0 | 0 | 0 | 0 | 0 | 0 | 0 | 0
PG&E Greater Bay Study Area | Valley Home | 115 |  | 0 | 0 | 0 |  | 0 |  | 0 | 0 | 0 | 0 |  | 0 |  | 0 |  | 0 | 0 | 0 | 0 |  | 0 | 0 | 0 | 0 | 0 | 0 |  | 0 | 0 | 0 | 0 | 0 | 0 | 0 | 0 | 0 | 0 | 0 | 0 | 0 | 0 | 0 | 0
East of Pisgah Study Area | Valley Switch | 138 |  | 0 | 0 | 0 |  | 0 |  | 0 | 0 | 0 | 0 |  | 0 |  | 0 |  | 0 | 0 | 0 | 0 |  | 0 | 0 | 0 | 0 | 0 | 0 |  | 0 | 0 | 0 | 0 | 0 | 0 | 0 | 0 | 0 | 0 | 0 | 0 | 0 | 0 | 0 | 0
PG&E Greater Bay Study Area | Vasona | 230 |  | 0 | 0 | 0 |  | 0 |  | 0 | 0 | 0 | 0 |  | 0 |  | 0 |  | 0 | 0 | 0 | 0 |  | 0 | 0 | 0 | 0 | 0 | 0 |  | 0 | 0 | 0 | 0 | 0 | 0 | 0 | 0 | 0 | 0 | 0 | 0 | 0 | 0 | 0 | 0
SCE Northern Area | Vestal | 230 |  | 0 | 0 | 0 |  | 0 |  | 0 | 4.99 | 49 | 0 |  | 0 |  | 49 |  | 0 | 0 | 0 | 0 |  | 0 | 0 | 0 | 0 | 0 | 0 |  | 0 | 0 | 0 | 0 | 0 | 0 | 0 | 0 | 0 | 4.99 | 49 | 0 | 0 | 0 | 0 | 49
SCE North of Lugo Study Area | Victor | 230 |  | 0 | 0 | 0 |  | 0 |  | 0 | 0 | 5 | 0 |  | 0 |  | 4.896 |  | 0 | 0 | 0 | 0 |  | 0 | 0 | 0 | 0 | 0 | 0 |  | 0 | 0 | 0 | 0 | 0 | 0 | 0 | 0 | 0 | 0 | 5 | 0 | 0 | 0 | 0 | 4.896
SCE North of Lugo Study Area | Victor | 115 |  | 0.75 | 0 | 0 |  | 0 |  | 0 | 16.25 | 115 | 0 |  | 0 |  | 320.542 |  | 0 | 0 | 0 | 0 |  | 0 | 0 | 0 | 0 | 0 | 0 |  | 0 | 0 | 0.75 | 0 | 0 | 0 | 0 | 0 | 0 | 16.25 | 115 | 0 | 0 | 0 | 0 | 320.542
| Victorville (LDWP) | 500 |  | 0 | 0 | 0 |  | 0 |  | 0 | 0 | 0 | 0 |  | 0 |  | 0 |  | 0 | 0 | 0 | 0 |  | 0 | 0 | 0 | 0 | 0 | 0 |  | 0 | 0 | 0 | 0 | 0 | 0 | 0 | 0 | 0 | 0 | 0 | 0 | 0 | 0 | 0 | 0
SCE Metro Study Area | Viejo | 230 |  | 0 | 0 | 0 |  | 0 |  | 0 | 0 | 0 | 0 |  | 0 |  | 0 |  | 0 | 0 | 0 | 0 |  | 0 | 0 | 0 | 0 | 0 | 0 |  | 0 | 0 | 0 | 0 | 0 | 0 | 0 | 0 | 0 | 0 | 0 | 0 | 0 | 0 | 0 | 0
PG&E Greater Bay Study Area | Vierra | 115 |  | 0 | 0 | 0 |  | 0 |  | 0 | 0 | 0 | 0 |  | 0 |  | 0 |  | 0 | 0 | 0 | 0 |  | 0 | 0 | 3.373 | 0 | 0 | 0 |  | 0 | 0 | 0 | 0 | 0 | 0 | 0 | 0 | 0 | 3.373 | 0 | 0 | 0 | 0 | 0 | 0
SCE Metro Study Area | Villa Park | 230 |  | 0 | 0 | 0 |  | 0 |  | 0 | 0 | 0 | 0 |  | 0 |  | 0 |  | 0 | 0 | 0 | 0 |  | 0 | 0 | 0 | 0 | 0 | 0 |  | 0 | 0 | 0 | 0 | 0 | 0 | 0 | 0 | 0 | 0 | 0 | 0 | 0 | 0 | 0 | 0
SCE Northern Area | Vincent | 500 |  | 0 | 0 | 0 |  | 0 |  | 0 | 0 | 0 | 0 |  | 0 |  | 0 |  | 0 | 0 | 0 | 0 |  | 0 | 0 | 0 | 0 | 0 | 0 |  | 0 | 0 | 0 | 0 | 0 | 0 | 0 | 0 | 0 | 0 | 0 | 0 | 0 | 0 | 0 | 0
SCE Northern Area | Vincent | 230 |  | 0 | 0 | 0 |  | 0 |  | 0 | 0 | 0 | 0 |  | 0 |  | 0 |  | 0 | 0 | 0 | 0 |  | 0 | 0 | 0 | 0 | 0 | 0 |  | 0 | 0 | 0 | 0 | 0 | 0 | 0 | 0 | 0 | 0 | 0 | 0 | 0 | 0 | 0 | 0
PG&E Greater Bay Study Area | Vineyard | 230 |  | 0 | 0 | 0 |  | 0 |  | 0 | 0 | 0 | 0 |  | 0 |  | 0 |  | 0 | 0 | 0 | 0 |  | 0 | 0 | 0 | 0 | 0 | 0 |  | 0 | 0 | 0 | 0 | 0 | 0 | 0 | 0 | 0 | 0 | 0 | 0 | 0 | 0 | 0 | 0
SCE Eastern Study Area | Vista (SCE) | 230 |  | 0 | 0 | 0 |  | 0 |  | 0 | 0 | 0 | 0 |  | 0 |  | 460 |  | 0 | 0 | 0 | 0 |  | 0 | 0 | 0 | 0 | 0 | 0 |  | 0 | 0 | 0 | 0 | 0 | 0 | 0 | 0 | 0 | 0 | 0 | 0 | 0 | 0 | 0 | 460
East of Pisgah Study Area | Vista (VEA) | 138 |  | 0 | 0 | 0 |  | 0 |  | 0 | 0 | 0 | 0 |  | 0 |  | 0 |  | 0 | 0 | 0 | 0 |  | 0 | 0 | 0 | 0 | 0 | 0 |  | 0 | 0 | 0 | 0 | 0 | 0 | 0 | 0 | 0 | 0 | 0 | 0 | 0 | 0 | 0 | 0
SCE Metro Study Area | Walnut | 230 |  | 0 | 0 | 0 |  | 0 |  | 0 | 1 | 0 | 0 |  | 0 |  | 110 |  | 0 | 0 | 0 | 0 |  | 0 | 0 | 0 | 0 | 0 | 0 |  | 0 | 0 | 0 | 0 | 0 | 0 | 0 | 0 | 0 | 1 | 0 | 0 | 0 | 0 | 0 | 110
SCE Northern Area | Warne | 230 |  | 0 | 0 | 0 |  | 0 |  | 0 | 0 | 0 | 0 |  | 0 |  | 0 |  | 0 | 0 | 0 | 0 |  | 0 | 0 | 0 | 0 | 0 | 0 |  | 0 | 0 | 0 | 0 | 0 | 0 | 0 | 0 | 0 | 0 | 0 | 0 | 0 | 0 | 0 | 0
PG&E Fresno Study Area | Warnerville | 230 |  | 0 | 0 | 0 |  | 0 |  | 0 | 0 | 0 | 0 |  | 0 |  | 0 |  | 0 | 0 | 0 | 0 |  | 0 | 0 | 0 | 0 | 0 | 0 |  | 0 | 0 | 0 | 0 | 0 | 0 | 0 | 0 | 0 | 0 | 0 | 0 | 0 | 0 | 0 | 0
PG&E Fresno Study Area | Waukena | 115 |  | 0 | 0 | 0 |  | 0 |  | 0 | 0 | 0 | 0 |  | 0 |  | 0 |  | 0 | 0 | 0 | 0 |  | 0 | 0 | 0 | 0 | 0 | 0 |  | 0 | 0 | 0 | 0 | 0 | 0 | 0 | 0 | 0 | 0 | 0 | 0 | 0 | 0 | 0 | 0
PG&E Greater Bay Study Area | Weber | 230 |  | 0 | 0 | 0 |  | 0 |  | 0 | 0 | 0 | 0 |  | 0 |  | 0 |  | 0 | 0 | 0 | 0 |  | 0 | 0 | 7 | 0 | 0 | 0 |  | 0 | 0 | 0 | 0 | 0 | 0 | 0 | 0 | 0 | 7 | 0 | 0 | 0 | 0 | 0 | 0
PG&E Fresno Study Area | West Fresno | 115 |  | 0 | 0 | 0 |  | 0 |  | 0 | 0 | 0 | 0 |  | 0 |  | 0 |  | 0 | 0 | 0 | 0 |  | 0 | 0 | 0 | 0 | 0 | 0 |  | 0 | 0 | 0 | 0 | 0 | 0 | 0 | 0 | 0 | 0 | 0 | 0 | 0 | 0 | 0 | 0
PG&E Fresno Study Area | Westley | 230 |  | 0 | 0 | 0 |  | 0 |  | 0 | 0 | 0 | 0 |  | 0 |  | 0 |  | 0 | 0 | 0 | 0 |  | 0 | 0 | 0 | 0 | 0 | 0 |  | 0 | 0 | 0 | 0 | 0 | 0 | 0 | 0 | 0 | 0 | 0 | 0 | 0 | 0 | 0 | 0
PG&E Fresno Study Area | New Sub - Westley - Quinto (Proposed) | 230 |  | 0 | 0 | 0 |  | 0 |  | 0 | 0 | 0 | 0 |  | 0 |  | 0 |  | 0 | 0 | 0 | 0 |  | 0 | 0 | 0 | 0 | 0 | 0 |  | 0 | 0 | 0 | 0 | 0 | 0 | 0 | 0 | 0 | 0 | 0 | 0 | 0 | 0 | 0 | 0
PG&E Kern Study Area | Westpark | 115 |  | 0 | 0 | 0 |  | 0 |  | 0 | 0 | 0 | 0 |  | 0 |  | 0 |  | 0 | 0 | 0 | 0 |  | 0 | 0 | 0 | 0 | 0 | 0 |  | 0 | 0 | 0 | 0 | 0 | 0 | 0 | 0 | 0 | 0 | 0 | 0 | 0 | 0 | 0 | 0
PG&E Kern Study Area | Wheeler Ridge | 230 |  | 0 | 0 | 0 |  | 0 |  | 0 | 0 | 0 | 0 |  | 0 |  | 0 |  | 0 | 0 | 0 | 0 |  | 0 | 0 | 0 | 0 | 0 | 0 |  | 0 | 0 | 0 | 0 | 0 | 0 | 0 | 0 | 0 | 0 | 0 | 0 | 0 | 0 | 0 | 0
PG&E Kern Study Area | New Sub - Midway - Wheeler Ridge (Proposed) | 230 |  | 0 | 0 | 0 |  | 0 |  | 0 | 0 | 0 | 0 |  | 0 |  | 0 |  | 0 | 0 | 0 | 0 |  | 0 | 0 | 0 | 0 | 0 | 0 |  | 0 | 0 | 0 | 0 | 0 | 0 | 0 | 0 | 0 | 0 | 0 | 0 | 0 | 0 | 0 | 0
SCE Northern Area | Whirlwind | 230 |  | 0 | 0 | 0 |  | 0 |  | 0 | 0 | 0 | 0 |  | 0 |  | 0 |  | 0 | 0 | 0 | 0 |  | 0 | 0 | 0 | 0 | 0 | 0 |  | 0 | 0 | 0 | 0 | 0 | 0 | 0 | 0 | 0 | 0 | 0 | 0 | 0 | 0 | 0 | 0
SCE Northern Area | Whirlwind | 500 |  | 0 | 0 | 0 |  | 0 |  | 0 | 0 | 0 | 0 |  | 0 |  | 0 |  | 0 | 0 | 0 | 0 |  | 0 | 0 | 0 | 0 | 0 | 0 |  | 0 | 0 | 0 | 0 | 0 | 0 | 0 | 0 | 0 | 0 | 0 | 0 | 0 | 0 | 0 | 0
PG&E Fresno Study Area | Wilson | 230 |  | 0 | 0 | 0 |  | 0 |  | 0 | 0 | 0 | 0 |  | 0 |  | 0 |  | 0 | 0 | 0 | 0 |  | 0 | 0 | 0 | 0 | 0 | 0 |  | 0 | 0 | 0 | 0 | 0 | 0 | 0 | 0 | 0 | 0 | 0 | 0 | 0 | 0 | 0 | 0
PG&E Fresno Study Area | Wilson | 115 |  | 0 | 0 | 0 |  | 0 |  | 0 | 0 | 0 | 0 |  | 0 |  | 0 |  | 0 | 0 | 0 | 0 |  | 0 | 0 | 0 | 0 | 0 | 0 |  | 1 | 0 | 0 | 0 | 0 | 0 | 0 | 0 | 0 | 0 | 0 | 0 | 0 | 0 | 1 | 0
PG&E Kern Study Area | Windgap PP | 230 |  | 0 | 0 | 0 |  | 0 |  | 0 | 0 | 0 | 0 |  | 0 |  | 0 |  | 0 | 0 | 0 | 0 |  | 0 | 0 | 0 | 0 | 0 | 0 |  | 0 | 0 | 0 | 0 | 0 | 0 | 0 | 0 | 0 | 0 | 0 | 0 | 0 | 0 | 0 | 0
SCE Northern Area | Windhub | 230 |  | 0 | 0 | 23.52 |  | 0 |  | 8 | 0 | 35 | 23.52 |  | 0 |  | 73 |  | 0 | 0 | 0 | 0 |  | 0 | 0 | 0 | 0 | 0 | 0 |  | 0 | 0 | 0 | 0 | 23.52 | 0 | 0 | 0 | 8 | 0 | 35 | 23.52 | 0 | 0 | 0 | 73
SCE Northern Area | Windhub | 500 |  | 0 | 0 | 0 |  | 0 |  | 0 | 0 | 0 | 0 |  | 0 |  | 0 |  | 0 | 0 | 0 | 0 |  | 0 | 0 | 0 | 0 | 0 | 0 |  | 0 | 0 | 0 | 0 | 0 | 0 | 0 | 0 | 0 | 0 | 0 | 0 | 0 | 0 | 0 | 0
PG&E North of Greater Bay Study Area | Woodland | 115 |  | 0 | 0 | 0 |  | 0 |  | 0 | 0 | 0 | 0 |  | 0 |  | 0 |  | 1.542 | 0 | 0 | 0 |  | 0 | 0 | 1.542 | 0 | 0 | 0 |  | 0 | 0 | 1.542 | 0 | 0 | 0 | 0 | 0 | 0 | 1.542 | 0 | 0 | 0 | 0 | 0 | 0
PG&E North of Greater Bay Study Area | Wyandotte | 115 |  | 0 | 0 | 0 |  | 0 |  | 0 | 0 | 0 | 0 |  | 0 |  | 0 |  | 3.692 | 0 | 0 | 0 |  | 0 | 0 | 3.692 | 0 | 0 | 0 |  | 0 | 0 | 3.692 | 0 | 0 | 0 | 0 | 0 | 0 | 3.692 | 0 | 0 | 0 | 0 | 0 | 0

## Out-of-CAISO_QueueInfo
IID Interconnection Queue | [9 empty] | 2023-09-01
Queue Position | Queue Designation | Request Date | Request | Service | Max MW | Location | Interconnection Facility | Estimated In- | Updated In-Service | Facility Type | Status
|  |  | Process | Type | Output |  |  | Service Date | Date
84 | GI-2016-118 | 2016-08-09 | GIP | ER | 400 | Imperial County | Midway Substation | 2023-01-19 | 2023-12-25 | Solar/Storage | Active
85A | GI-2016-119A | 2016-10-14 | GIP | ER | 200 | Imperial County | Midway Substation | 2023-03-25 | 2023-03-25 | Geothermal | Active
95 | GI-2020-130 | 2020-01-15 | GIP | ER | 50 | Imperial County | 161kV L line | 2023-12-21 | 2023-01-25 | Geothermal | Active
103 | GI-2020-139 | 2020-11-09 | GIP | ER | 80 | Riverside County | 92kV Coachella Valley | 2023-05-22 | Q4 2024 | Biomass/Storage | Active
Substation
106A | GI-2020-142A | 2020-11-16 | GIP | ER | 30 | Imperial County | 92kV R line | 2023-04-24 | 2023-04-24 | Solar/Storage | Active
108 | GI-2021-144 | 2021-03-08 | GIP | ER | 28 | Imperial County | 92kV J line | Q1 2024 | Q1 2024 | Biomass | Active
109 | GI-2021-145 | 2021-08-17 | GIP | ER | 125 | Riverside County | 230kV Coachella Valley | 2023-06-23 | 2023-06-23 | Storage | Active
Substation
110 | GI-2021-146 | 2021-11-17 | GIP | ER | 75 | Imperial County | 92kV P line | 2023-04-24 | 2023-04-24 | Storage | Active
111 | GI-2021-147 | 2021-11-17 | GIP | ER | 75 | Imperial County | 161kV N line | 2023-04-24 | 2023-04-24 | Solar/Storage | Active
112 | GI-2021-148 | 2021-11-17 | GIP | ER | 120 | Imperial County | 92kV Anza Substation | 2023-04-24 | 2023-04-24 | Solar/Storage | Active
113 | GI-2021-149 | 2021-11-17 | GIP | ER | 175 | Imperial County | 230kV KN line | 2023-04-24 | 2023-04-24 | Solar/Storage | Active
114 | GI-2021-150 | 2021-12-30 | GIP | ER | 140 | Imperial County | Proposed New Facility | 2023-06-26 | 2023-06-26 | Geothermal | Active
115 | GI-2021-151 | 2021-12-30 | GIP | ER | 77 | Imperial County | Proposed New Facility | 2023-06-26 | 2023-06-26 | Geothermal | Active
116 | GI-2021-152 | 2021-12-30 | GIP | ER | 140 | Imperial County | Proposed New Facility | 2023-06-26 | 2023-06-26 | Geothermal | Active
117 | GI-2022-153 | 2022-01-28 | GIP | ER | 100 | Riverside County | Ave 42 Substation | 2023-03-24 | 2023-03-24 | Storage | Active
118 | GI-2022-154 | 2022-02-22 | GIP | ER | 100 | Imperial County | 161 kV L line | 2023-09-24 | 2023-09-24 | Solar/Storage | Active
121 | GI-2022-157 | 2022-09-06 | GIP | ER | 65 | Imperial County | 92kV R line | 2023-12-24 | 2023-12-24 | Solar/Storage | Active
122 | GI-2022-158 | 2022-09-06 | GIP | ER | 35 | Imperial County | 92kV R line | 2023-12-24 | 2023-12-24 | Solar/Storage | Active
123 | GI-2022-159 | 2022-09-06 | GIP | ER | 50 | Imperial County | 161kV N line | 2023-12-24 | 2023-12-24 | Solar/Storage | Active
124 | GI-2022-160 | 2022-09-06 | GIP | ER | 50 | Imperial County | 92kV K Line | 2023-12-24 | 2023-12-24 | Solar/Storage | Active
125 | GI-2022-161 | 2022-09-06 | GIP | ER | 60 | Imperial County | 92kV E line | 2023-12-24 | 2023-12-24 | Storage | Active
126 | GI-2022-162 | 2022-09-08 | GIP | ER | 270 | Imperial County | Proposed New Facility | 2023-06-26 | 2023-06-26 | Solar/Storage | Active
127 | GI-2022-163 | 2022-09-12 | GIP | ER | 125 | Imperial County | 230kV KN/KS line | 2023-12-25 | 2023-12-25 | Solar/Storage | Active
128 | GI-2022-164 | 2022-11-30 | GIP | ER | 800 | Imperial County | Proposed New Facility | 2023-03-26 | 2023-03-26 | Solar/Storage | Active
129 | GI-2023-165 | 2023-01-09 | GIP | ER | 50 | Imperial County | 161kV A line | 2023-12-24 | 2023-12-24 | Solar/Storage | Active
130 | GI-2023-166 | 2023-01-10 | GIP | ER | 100 | Imperial County | 92kV L line | 2023-06-24 | 2023-06-24 | Storage | Active
131 | GI-2023-167 | 2023-02-07 | GIP | ER | 500 | Imperial County | Proposed New Facility | 2023-06-26 | 2023-06-26 | Solar/Storage | Active
132 | GI-2023-168 | 2023-04-04 | GIP | ER | 387 | Imperial County | 230kV ECSS | 2023-04-25 | 2023-04-25 | Storage | Active
133 | GI-2023-169 | 2023-04-14 | GIP | ER | 90 | Imperial County | 92kV El Centro East Sub | 2023-04-25 | 2023-04-25 | Storage | Active
134 | GI-2023-170 | 2023-04-21 | GIP | ER | 150 | Imperial County | Wixom Switching Station | 2023-12-26 | 2023-12-26 | Solar | Active
135 | GI-2023-171 | 2023-04-27 | GIP | ER | 100 | Imperial County | 92kV C | 2023-12-26 | 2023-12-26 | Solar/Storage | Active
136 | GI-2023-172 | 2023-04-28 | GIP | ER | 39.2 | Imperial County | 161kV M line | 2023-05-25 | 2023-05-25 | Solar/Storage | Active
137 | GI-2023-173 | 2023-04-28 | GIP | ER | 150 | Imperial County | 230kV Sinclair Sub | 2023-06-28 | 2023-06-28 | Solar/Storage | Active
138 | GI-2023-174 | 2023-04-28 | GIP | ER | 157 | Imperial County | 230kV Sinclair Sub | 2023-06-29 | 2023-06-29 | Geothermal | Active
139 | GI-2023-175 | 2023-04-28 | GIP | ER | 150 | Imperial County | 230kV Sinclair Sub | 2023-06-28 | 2023-06-28 | Solar/Storage | Active
140 | GI-2023-176 | 2023-04-28 | GIP | ER | 157 | Imperial County | 230kV Sinclair Sub | 2023-06-29 | 2023-06-29 | Geothermal | Active
Key Resources from Nevada Energy Interconnection Queue | [8 empty] | 2023-10-10
Queue Position | Date of Request | Max. | County/State | Point of Interconnection | Projected InService Date | Interconnection Service Rqstd. | Availability of any studies related to request | Generating Facility | Status of Request
Company EV | 2010-04-14 | 38.5 | Churchill/NV | Bannock 120 kV | 2022-04-01 | ER | Yes | Geothermal | Executed
Company HJ | 2016-09-27 | 20 | Churchill/NV | Line #2309 | 2023-12-01 | NR | Yes | Geothermal | Executed
Company HN | 2017-08-15 | 45 | Washoe/NV | Eagle 120 kV | 2024-05-31 | NR | Yes | Geothermal | Executed
Company HO | 2017-09-18 | 45 | Pershing/NV | Star Peak 120 kV Sub | 2018-09-30 | NR | Yes | Geothermal | Executed - Suspended
Company KG | 2020-02-28 | 38.5 | Eureka/NV | Falcon - Cortez 120 kV | 2025-10-01 | NR | Yes | Geothermal | Executed
Company KH | 2020-02-28 | 38.5 | Esmeralda/NV | Millers-Silver Peak 57.5 kV line | 2022-06-01 | NR | Yes | Geothermal | Executed
Company KI | 2020-02-28 | 38.5 | Washoe/NV Lyon/ NV | Eagle 120 kV | 2025-05-01 | NR | Yes | Geothermal | Executed
Company KJ | 2020-02-28 | 38.5 | Washoe/NV | Eagle 120 kV | 2023-01-01 | NR | Yes | Geothermal | Executed
Company KO | 2020-09-17 | 4.8 | Lyon/NV | Ft Churchill 24.9 kV | 2024-09-01 | NR | Yes | Geothermal | Executed
Company KY | 2021-03-03 | 38.5 | Esmeralda/NV | Millers 120 kV | 2024-01-01 | ER/NR | Yes | Geothermal | Executed
Company KZ | 2021-03-03 | 38.5 | Churchill County/N | Carson Lake 230 kV | 2024-01-01 | ER/NR | Yes | Geothermal | Executed
Company LB | 2021-03-26 | 115 | Pershing/NV | Valmy - Tracy #3422 345 kV | 2029-12-31 | ER/NR | Yes | Geothermal | Executed - Suspended
Company LF | 2021-03-30 | 300 | Lassen/CA | Hilltop - Ft. Sage 345 kV | 2023-09-01 | ER/NR | Yes | Wind | Executed
Company LM | 2021-03-31 | 230 | Lyon/NV | Ft. Churchill-Alpine 230 kV | 2029-12-31 | ER/NR | Yes | Geothermal | Executed - Suspended
Company LR | 2021-09-28 | 29 | Lander/NV | Battle Mountain- Reese River #643 60 kV | 2024-04-01 | ER/NR | Yes | Geothermal | Executed
Company LT | 2021-09-28 | 40 | Lander/NV | Falcon - Cortez 120 kV | 2026-01-01 | ER/NR | Yes | Geothermal | Executed
Company MM | 2021-12-08 | 19.8 | Esmeralda/NV | Silver Peak 57.5 kV | 2023-03-31 | ER/NR | Yes | Geothermal | Executed
Company 244 | 2023-03-16 | 308 | Nye/NV | Amargosa 230 kV | 2027-11-01 | ER/NR | No | Wind | In Study
Company 250 | 2023-03-28 | 500 | Clark/NV | Equestrian - Mead #2 230 kV | 2028-10-30 | NR | Yes | A-CAES | In Study
Company 251 | 2023-03-28 | 500 | Clark/NV | Lenzie - Northwest 500 kV | 2028-10-30 | NR | Yes | A-CAES | In Study
Company MY | 2022-03-28 | 715 | Lassen/CA | Hilltop - Fort Sage 345 kV | 2026-08-30 | ER/NR | Yes | Wind | In Study
Company PV | 2023-03-28 | 500 | Eureka and Elko/NV | Falcon 345 kV | 2028-12-30 | NR | Yes | A-CAES | In Study
Company QI | 2023-09-25 | 959.5 | Esmeralda/NV | Esmeralda 525 kV | 2027-12-01 | ER/NR | No | Wind/BESS | Pre-Study
Company QJ | 2023-09-27 | 35 | Churchill/NV | #118 Eagle-Oreana 120 kV | 2027-06-01 | ER/NR | No | Geothermal | Pre-Study
Company QK | 2023-09-28 | 38.5 | Lyon/NV | Wassuk 120 kV | 2030-05-30 | ER/NR | No | Geothermal | Pre-Study
Company QL | 2023-09-28 | 38.5 | Pershing/NV | Buffalo Mountain 120 kV | 2030-05-30 | ER/NR | No | Geothermal | Pre-Study
Company QM | 2023-09-28 | 38.5 | Churchill/NV | Bannock 120 kV | 2028-05-30 | ER/NR | No | Geothermal | Pre-Study
Company QN | 2023-09-28 | 38.5 | Pershing/NV | Oreana 120 kV | 2028-05-30 | ER/NR | No | Geothermal | Pre-Study
Company 254 | 2023-09-25 | 600 | Nye/NV | Amargosa 525 kV | 2026-08-30 | NR | No | PV/BESS | Pre-Study
Company 255 | 2023-09-25 | 600 | Nye/NV | Amargosa 525 kV | 2027-09-01 | NR | No | PV/BESS | Pre-Study
Company 256 | 2023-09-25 | 500 | Nye/NV | Amargosa 525 kV | 2029-08-31 | ER/NR | No | PV/BESS | Pre-Study
Company 259 | 2023-09-29 | 500 | Nye/NV | Amargosa 525 kV | 2027-08-01 | ER/NR | No | PV/BESS | Pre-Study
Company 245 | 2023-03-22 | 600 | Nye/NV | Sagebrush/Amargosa 500 kV | 2030-11-30 | ER/NR | No | PV/BESS | In Study
Company 246 | 2023-03-22 | 450 | Nye/NV | Sagebrush/Amargosa 500 kV | 2030-11-30 | ER/NR | No | PV/BESS | In Study
Company 247 | 2023-03-22 | 500 | Nye/NV | Sagebrush/Amargosa 500 kV | 2027-03-01 | ER/NR | No | PV/BESS | In Study
Company 238 | 2023-01-19 | 1000 | Nye/NV | Sagebrush/Amargosa 500 kV | 2028-09-01 | ER/NR | No | PV/BESS | In Study
Company 239 | 2023-01-26 | 500 | Nye/NV | Sagebrush/Amargosa 230 kV | 2026-09-01 | ER/NR | No | PV/BESS | In Study
Company 240 | 2023-01-26 | 1000 | Nye/NV | Sagebrush/Amargosa 500 kV | 2026-09-01 | ER/NR | No | PV/BESS | In Study
Company 236 | 2023-01-09 | 600 | Nye/NV | Sagebrush/Amargosa 230 kV | 2026-12-01 | ER/NR | No | PV/BESS | In Study

## PreviousTPP_Criteria_README
7. Consistency with Prior TPP Portfolios Overview
Criteria Purpose | Busbar allocations for equivalent TPP cases should be relatively consistent year to year: for example, Base Cases from one year to the next; and Policy-driven Sensitivity Cases exploring the same issue from one year to the next. Where large changes are necessary, the reasons for these should be clear. Staff should consider whether changes are occurring due to exogenous factors (e.g., demand or resource cost shifts) or due to modeling margin of error. Where significant reductions are proposed in the resource mapping from one year to the next, these should be explicitly justified.
23-24 TPP Base Case | The 2023-24 TPP Base Case Portfolio 2035 mapping results serves as the reference for this criteria analysis. It is the previous base case and most similar portfolio to the proposed 23-24 TPP base case.
Baseline Differences | To account for the baseline differences between the 23-24 TPP portfolio and the 24-25 TPP portfolios, resources in the 23-24 TPP identified as coming online prior to 1/1/2022 were subtracted from the 23-24 TPP portfolio mapped resources. The 23-24 TPP mapped amounts are then compared to the 24-25 TPP mapped portfolios (In-development and generic resources) plus the baseline resources with online dates after 1/1/2022 (see the Tx_Baseline_Reconcile tab).
Comparison Years | Analysis is done for the 2030, 2034, and 2039 model years with separate tabs for each year.
Criteria Alignment Levels
Level | Alignment Requirements
1 | Mapped resources amount is greater than or equal to the amount in most similar previous TPP portfolio.
2 | Mapped resources amount is greater than or equal to the FCDS and Total amounts mapped in the previous base case. Since, only the 23-24 TPP base case is being compared, this alignment level is unused.
3 | Mapped resources amount is only slightly less (100 MW or 10%) than the FCDS or total mapped in previous base case.
4 | Mapped resources amount is significantly less (500 MW or 33%) than in previous base case.
5 | Mapped resources amount is significantly less (500 MW or 33%) than in previous base case and mapped to a substation within a constraint with a previously identified and approved transmission upgrade.
Tabs for Analysis
Previous_TPP_Analysis_2030 |  | Alignment analysis for 24-25 TPP mapped results for 2030 model year
Previous_TPP_Analysis_2034 |  | Alignment analysis for 24-25 TPP mapped results for 2034 model year
Previous_TPP_Analysis_2039 |  | Alignment analysis for 24-25 TPP mapped results for 2039 model year
Previous_TPP_BaseCase |  | Mapped resources by sub for the 23-24 TPP Base Case 2035 model year

## PreviousTPP_Analysis_2034
[48 empty] | MW | Percentage | Flag
[46 empty] | Slightly Less |  | -100 | 10% | 1
|  |  | Sum of Resources in Baseline (online after 1/1/22), In-Development Resources, and Generic Resources | [19 empty] | Amount Mapped in 23-24 TPP Base Case (2035) | [19 empty] | Difference Flag Calculator |  |  | Signifcantly Less |  | -500 | 33% | 2 | [10 empty] | Criteria Alignment Level by Resource
|  |  | Geothermal | Biomass | Wind | Wind | Wind | OOS Wind | OOS Wind | OOS Wind | Offshore Wind | Offshore Wind | Offshore Wind | Distributed Solar | Solar | Solar | Solar | Battery_4hr | Battery_8hr | Battery | LDES | Has |  | Geothermal | Biomass | Wind | Wind | Wind | OOS Wind | OOS Wind | OOS Wind | Offshore Wind | Offshore Wind | Offshore Wind | Distributed Solar | Solar | Solar | Solar | Li_Battery | LDES | Has | Has Approved |  | Geothermal | Biomass | Wind | Wind | Wind | OOS Wind | OOS Wind | OOS Wind | Offshore Wind | Offshore Wind | Offshore Wind | Distributed Solar | Solar | Solar | Solar | Li_Battery | LDES |  | Geothermal | Biomass | Wind | OOS Wind | Offshore Wind | Distributed Solar | Solar | Li_Battery | LDES | Has Non-
CAISO Study Area | Substation | Voltage | FCDS | FCDS | FCDS | EODS | Total | FCDS | EODS | Total | FCDS | EODS | Total | FCDS | FCDS | EODS | Total | FCDS | FCDS | Total | FCDS | Res |  | FCDS | FCDS | FCDS | EODS | Total | FCDS | EODS | Total | FCDS | EODS | Total | FCDS | FCDS | EODS | Total | FCDS | FCDS | Res | TPP Upgrade |  | FCDS | FCDS | FCDS | EODS | Total | FCDS | EODS | Total | FCDS | EODS | Total | FCDS | FCDS | EODS | Total | FCDS | FCDS |  | Alignment Level | Alignment Level | Alignment Level | Alignment Level | Alignment Level | Alignment Level | Alignment Level | Alignment Level | Alignment Level | Alignment
PG&E Kern Study Area | 7th Standard | 115 | 0 | 0 | 0 | 0 | 0 | 0 | 0 | 0 | 0 | 0 | 0 | 2.5 | 0 | 0 | 0 | 0 | 0 | 0 | 0 | 1 |  | 0 | 0 | 0 | 0 | 0 | 0 | 0 | 0 | 0 | 0 | 0 | 0 | 0 | 0 | 0 | 0 | 0 | 0 | 0 |  | 0 | 0 | 0 | 0 | 0 | 0 | 0 | 0 | 0 | 0 | 0 | 0 | 0 | 0 | 0 | 0 | 0 |  | 1 | 1 | 1 | 1 | 1 | 1 | 1 | 1 | 1 | 0
SCE Metro Study Area | Alamitos | 230 | 0 | 0 | 0 | 0 | 0 | 0 | 0 | 0 | 0 | 0 | 0 | 0 | 0 | 0 | 0 | 0 | 0 | 0 | 0 | 0 |  | 0 | 0 | 0 | 0 | 0 | 0 | 0 | 0 | 0 | 0 | 0 | 0 | 0 | 0 | 0 | 82 | 0 | 1 | 0 |  | 0 | 0 | 0 | 0 | 0 | 0 | 0 | 0 | 0 | 0 | 0 | 0 | 0 | 0 | 0 | 2 | 0 |  | 1 | 1 | 1 | 1 | 1 | 1 | 1 | 4 | 1 | 1
SCE Eastern Study Area | Alberhill | 500 | 0 | 0 | 0 | 0 | 0 | 0 | 0 | 0 | 0 | 0 | 0 | 0 | 0 | 0 | 0 | 0 | 0 | 0 | 0 | 0 |  | 0 | 0 | 0 | 0 | 0 | 0 | 0 | 0 | 0 | 0 | 0 | 0 | 0 | 0 | 0 | 0 | 0 | 0 | 1 |  | 0 | 0 | 0 | 0 | 0 | 0 | 0 | 0 | 0 | 0 | 0 | 0 | 0 | 0 | 0 | 0 | 0 |  | 1 | 1 | 1 | 1 | 1 | 1 | 1 | 1 | 1 | 0
PG&E Kern Study Area | Alpaugh | 115 | 0 | 0 | 0 | 0 | 0 | 0 | 0 | 0 | 0 | 0 | 0 | 6 | 0 | 0 | 0 | 10 | 0 | 10 | 0 | 1 |  | 0 | 0 | 0 | 0 | 0 | 0 | 0 | 0 | 0 | 0 | 0 | 3 | 20 | 125 | 145 | 70 | 0 | 1 | 0 |  | 0 | 0 | 0 | 0 | 0 | 0 | 0 | 0 | 0 | 0 | 0 | 0 | 2 | 2 | 2 | 2 | 0 |  | 1 | 1 | 1 | 1 | 1 | 1 | 4 | 4 | 1 | 1
SDG&E Study Area | Alpine | 69 | 0 | 0 | 0 | 0 | 0 | 0 | 0 | 0 | 0 | 0 | 0 | 0 | 0 | 0 | 0 | 0 | 0 | 0 | 0 | 0 |  | 0 | 0 | 0 | 0 | 0 | 0 | 0 | 0 | 0 | 0 | 0 | 0 | 0 | 0 | 0 | 0 | 0 | 0 | 0 |  | 0 | 0 | 0 | 0 | 0 | 0 | 0 | 0 | 0 | 0 | 0 | 0 | 0 | 0 | 0 | 0 | 0 |  | 1 | 1 | 1 | 1 | 1 | 1 | 1 | 1 | 1 | 0
PG&E Greater Bay Study Area | Altamont Midway (Sandhill) | 230 | 0 | 0 | 5 | 0 | 5 | 0 | 0 | 0 | 0 | 0 | 0 | 0 | 0 | 0 | 0 | 0 | 0 | 0 | 0 | 1 |  | 0 | 0 | 0 | 0 | 0 | 0 | 0 | 0 | 0 | 0 | 0 | 0 | 0 | 0 | 0 | 0 | 0 | 0 | 0 |  | 0 | 0 | 0 | 0 | 0 | 0 | 0 | 0 | 0 | 0 | 0 | 0 | 0 | 0 | 0 | 0 | 0 |  | 1 | 1 | 1 | 1 | 1 | 1 | 1 | 1 | 1 | 0
SCE Northern Area | Antelope | 500 | 0 | 0 | 0 | 0 | 0 | 0 | 0 | 0 | 0 | 0 | 0 | 0 | 0 | 0 | 0 | 0 | 0 | 0 | 0 | 0 |  | 0 | 0 | 0 | 0 | 0 | 0 | 0 | 0 | 0 | 0 | 0 | 0 | 0 | 0 | 0 | 0 | 0 | 0 | 0 |  | 0 | 0 | 0 | 0 | 0 | 0 | 0 | 0 | 0 | 0 | 0 | 0 | 0 | 0 | 0 | 0 | 0 |  | 1 | 1 | 1 | 1 | 1 | 1 | 1 | 1 | 1 | 0
SCE Northern Area | Antelope | 230 | 0 | 0 | 140 | 50 | 190 | 0 | 0 | 0 | 0 | 0 | 0 | 16.5 | 359 | 0 | 359 | 335 | 24 | 359 | 0 | 1 |  | 0 | 0 | 3 | 0 | 3 | 0 | 0 | 0 | 0 | 0 | 0 | 3 | 770 | 402 | 1172 | 423.8 | 0 | 1 | 0 |  | 0 | 0 | 0 | 0 | 0 | 0 | 0 | 0 | 0 | 0 | 0 | 0 | 2 | 2 | 2 | 1 | 0 |  | 1 | 1 | 1 | 1 | 1 | 1 | 4 | 3 | 1 | 1
PG&E Kern Study Area | Arco | 230 | 0 | 0 | 0 | 0 | 0 | 0 | 0 | 0 | 0 | 0 | 0 | 6.99 | 119.9 | 320 | 439.9 | 233.4 | 0 | 233.4 | 0 | 1 |  | 0 | 0 | 0 | 0 | 0 | 0 | 0 | 0 | 0 | 0 | 0 | 5.3 | 130 | 521 | 651 | 218.64 | 0 | 1 | 0 |  | 0 | 0 | 0 | 0 | 0 | 0 | 0 | 0 | 0 | 0 | 0 | 0 | 0 | 2 | 1 | 0 | 0 |  | 1 | 1 | 1 | 1 | 1 | 1 | 3 | 1 | 1 | 1
SCE Metro Study Area | ArcoGen | 230 | 0 | 0 | 0 | 0 | 0 | 0 | 0 | 0 | 0 | 0 | 0 | 0 | 0 | 0 | 0 | 0 | 0 | 0 | 0 | 0 |  | 0 | 0 | 0 | 0 | 0 | 0 | 0 | 0 | 0 | 0 | 0 | 0 | 0 | 0 | 0 | 0 | 0 | 0 | 0 |  | 0 | 0 | 0 | 0 | 0 | 0 | 0 | 0 | 0 | 0 | 0 | 0 | 0 | 0 | 0 | 0 | 0 |  | 1 | 1 | 1 | 1 | 1 | 1 | 1 | 1 | 1 | 0
SDG&E Study Area | Artesian | 230 | 0 | 0 | 0 | 0 | 0 | 0 | 0 | 0 | 0 | 0 | 0 | 0 | 0 | 0 | 0 | 0 | 0 | 0 | 0 | 0 |  | 0 | 0 | 0 | 0 | 0 | 0 | 0 | 0 | 0 | 0 | 0 | 0 | 0 | 0 | 0 | 0 | 0 | 0 | 3 |  | 0 | 0 | 0 | 0 | 0 | 0 | 0 | 0 | 0 | 0 | 0 | 0 | 0 | 0 | 0 | 0 | 0 |  | 1 | 1 | 1 | 1 | 1 | 1 | 1 | 1 | 1 | 0
PG&E Fresno Study Area | Ashlan | 230 | 0 | 0 | 0 | 0 | 0 | 0 | 0 | 0 | 0 | 0 | 0 | 0 | 0 | 0 | 0 | 0 | 0 | 0 | 0 | 0 |  | 0 | 0 | 0 | 0 | 0 | 0 | 0 | 0 | 0 | 0 | 0 | 0 | 0 | 0 | 0 | 0 | 0 | 0 | 4 |  | 0 | 0 | 0 | 0 | 0 | 0 | 0 | 0 | 0 | 0 | 0 | 0 | 0 | 0 | 0 | 0 | 0 |  | 1 | 1 | 1 | 1 | 1 | 1 | 1 | 1 | 1 | 0
PG&E North of Greater Bay Study Area | Atlantic | 230 | 0 | 0 | 0 | 0 | 0 | 0 | 0 | 0 | 0 | 0 | 0 | 0 | 0 | 0 | 0 | 0 | 0 | 0 | 0 | 0 |  | 0 | 0 | 0 | 0 | 0 | 0 | 0 | 0 | 0 | 0 | 0 | 0 | 0 | 0 | 0 | 0 | 0 | 0 | 0 |  | 0 | 0 | 0 | 0 | 0 | 0 | 0 | 0 | 0 | 0 | 0 | 0 | 0 | 0 | 0 | 0 | 0 |  | 1 | 1 | 1 | 1 | 1 | 1 | 1 | 1 | 1 | 0
PG&E North of Greater Bay Study Area | Atlantic | 115 | 0 | 0 | 0 | 0 | 0 | 0 | 0 | 0 | 0 | 0 | 0 | 0 | 0 | 0 | 0 | 0 | 0 | 0 | 0 | 0 |  | 0 | 0 | 0 | 0 | 0 | 0 | 0 | 0 | 0 | 0 | 0 | 0 | 0 | 0 | 0 | 0 | 0 | 0 | 0 |  | 0 | 0 | 0 | 0 | 0 | 0 | 0 | 0 | 0 | 0 | 0 | 0 | 0 | 0 | 0 | 0 | 0 |  | 1 | 1 | 1 | 1 | 1 | 1 | 1 | 1 | 1 | 0
PG&E Greater Bay Study Area | Avena | 115 | 0 | 0 | 0 | 0 | 0 | 0 | 0 | 0 | 0 | 0 | 0 | 0 | 0 | 0 | 0 | 0 | 0 | 0 | 0 | 0 |  | 0 | 0 | 0 | 0 | 0 | 0 | 0 | 0 | 0 | 0 | 0 | 0 | 0 | 0 | 0 | 0 | 0 | 0 | 0 |  | 0 | 0 | 0 | 0 | 0 | 0 | 0 | 0 | 0 | 0 | 0 | 0 | 0 | 0 | 0 | 0 | 0 |  | 1 | 1 | 1 | 1 | 1 | 1 | 1 | 1 | 1 | 0
SDG&E Study Area | Avocado | 69 | 0 | 0 | 0 | 0 | 0 | 0 | 0 | 0 | 0 | 0 | 0 | 0 | 0 | 0 | 0 | 69.6 | 0 | 69.6 | 0 | 1 |  | 0 | 0 | 0 | 0 | 0 | 0 | 0 | 0 | 0 | 0 | 0 | 0 | 0 | 0 | 0 | 0 | 0 | 0 | 1 |  | 0 | 0 | 0 | 0 | 0 | 0 | 0 | 0 | 0 | 0 | 0 | 0 | 0 | 0 | 0 | 0 | 0 |  | 1 | 1 | 1 | 1 | 1 | 1 | 1 | 1 | 1 | 0
PG&E North of Greater Bay Study Area | Bahia | 230 | 0 | 0 | 0 | 0 | 0 | 0 | 0 | 0 | 0 | 0 | 0 | 0 | 0 | 0 | 0 | 0 | 0 | 0 | 0 | 0 |  | 0 | 0 | 0 | 0 | 0 | 0 | 0 | 0 | 0 | 0 | 0 | 0 | 0 | 0 | 0 | 0 | 0 | 0 | 1 |  | 0 | 0 | 0 | 0 | 0 | 0 | 0 | 0 | 0 | 0 | 0 | 0 | 0 | 0 | 0 | 0 | 0 |  | 1 | 1 | 1 | 1 | 1 | 1 | 1 | 1 | 1 | 0
SCE Northern Area | Bailey | 230 | 0 | 0 | 0 | 0 | 0 | 0 | 0 | 0 | 0 | 0 | 0 | 0 | 0 | 0 | 0 | 0 | 0 | 0 | 0 | 0 |  | 0 | 0 | 0 | 0 | 0 | 0 | 0 | 0 | 0 | 0 | 0 | 0 | 0 | 0 | 0 | 0 | 0 | 0 | 0 |  | 0 | 0 | 0 | 0 | 0 | 0 | 0 | 0 | 0 | 0 | 0 | 0 | 0 | 0 | 0 | 0 | 0 |  | 1 | 1 | 1 | 1 | 1 | 1 | 1 | 1 | 1 | 0
PG&E Kern Study Area | Bakersfield | 230 | 0 | 0 | 0 | 0 | 0 | 0 | 0 | 0 | 0 | 0 | 0 | 0 | 0 | 0 | 0 | 0 | 0 | 0 | 0 | 0 |  | 0 | 0 | 0 | 0 | 0 | 0 | 0 | 0 | 0 | 0 | 0 | 0 | 0 | 0 | 0 | 0 | 0 | 0 | 0 |  | 0 | 0 | 0 | 0 | 0 | 0 | 0 | 0 | 0 | 0 | 0 | 0 | 0 | 0 | 0 | 0 | 0 |  | 1 | 1 | 1 | 1 | 1 | 1 | 1 | 1 | 1 | 0
PG&E Fresno Study Area | Balch 2 | 230 | 0 | 3 | 0 | 0 | 0 | 0 | 0 | 0 | 0 | 0 | 0 | 0 | 0 | 0 | 0 | 0 | 0 | 0 | 0 | 1 |  | 0 | 0 | 0 | 0 | 0 | 0 | 0 | 0 | 0 | 0 | 0 | 0 | 0 | 0 | 0 | 0 | 0 | 0 | 4 |  | 0 | 0 | 0 | 0 | 0 | 0 | 0 | 0 | 0 | 0 | 0 | 0 | 0 | 0 | 0 | 0 | 0 |  | 1 | 1 | 1 | 1 | 1 | 1 | 1 | 1 | 1 | 0
SCE Metro Study Area | Barre | 230 | 0 | 0 | 0 | 0 | 0 | 0 | 0 | 0 | 0 | 0 | 0 | 0 | 0 | 23 | 23 | 89 | 0 | 89 | 0 | 1 |  | 0 | 0 | 0 | 0 | 0 | 0 | 0 | 0 | 0 | 0 | 0 | 20 | 0 | 0 | 0 | 20 | 0 | 1 | 0 |  | 0 | 0 | 0 | 0 | 0 | 0 | 0 | 0 | 0 | 0 | 0 | 2 | 0 | 0 | 0 | 0 | 0 |  | 1 | 1 | 1 | 1 | 1 | 4 | 1 | 1 | 1 | 1
SDG&E Study Area | Bay Boulevard | 230 | 0 | 0 | 0 | 0 | 0 | 0 | 0 | 0 | 0 | 0 | 0 | 0 | 0 | 0 | 0 | 0 | 0 | 0 | 0 | 0 |  | 0 | 0 | 0 | 0 | 0 | 0 | 0 | 0 | 0 | 0 | 0 | 0 | 0 | 0 | 0 | 0 | 0 | 0 | 3 |  | 0 | 0 | 0 | 0 | 0 | 0 | 0 | 0 | 0 | 0 | 0 | 0 | 0 | 0 | 0 | 0 | 0 |  | 1 | 1 | 1 | 1 | 1 | 1 | 1 | 1 | 1 | 0
East of Pisgah Study Area | Beatty | 138 | 450 | 0 | 0 | 0 | 0 | 0 | 0 | 0 | 0 | 0 | 0 | 0 | 0 | 0 | 0 | 0 | 0 | 0 | 0 | 1 |  | 500 | 0 | 0 | 0 | 0 | 0 | 0 | 0 | 0 | 0 | 0 | 0 | 0 | 0 | 0 | 0 | 0 | 1 | 3 |  | 0 | 0 | 0 | 0 | 0 | 0 | 0 | 0 | 0 | 0 | 0 | 0 | 0 | 0 | 0 | 0 | 0 |  | 1 | 1 | 1 | 1 | 1 | 1 | 1 | 1 | 1 | 0
PG&E Greater Bay Study Area | Belden | 230 | 0 | 0 | 0 | 0 | 0 | 0 | 0 | 0 | 0 | 0 | 0 | 0 | 0 | 0 | 0 | 0 | 0 | 0 | 0 | 0 |  | 0 | 0 | 0 | 0 | 0 | 0 | 0 | 0 | 0 | 0 | 0 | 0 | 0 | 0 | 0 | 0 | 0 | 0 | 0 |  | 0 | 0 | 0 | 0 | 0 | 0 | 0 | 0 | 0 | 0 | 0 | 0 | 0 | 0 | 0 | 0 | 0 |  | 1 | 1 | 1 | 1 | 1 | 1 | 1 | 1 | 1 | 0
PG&E North of Greater Bay Study Area | Bellevue | 115 | 0 | 0 | 0 | 0 | 0 | 0 | 0 | 0 | 0 | 0 | 0 | 0.96 | 0 | 0 | 0 | 0 | 0 | 0 | 0 | 1 |  | 0 | 0 | 0 | 0 | 0 | 0 | 0 | 0 | 0 | 0 | 0 | 0.96 | 0 | 0 | 0 | 0 | 0 | 1 | 1 |  | 0 | 0 | 0 | 0 | 0 | 0 | 0 | 0 | 0 | 0 | 0 | 0 | 0 | 0 | 0 | 0 | 0 |  | 1 | 1 | 1 | 1 | 1 | 1 | 1 | 1 | 1 | 0
PG&E North of Greater Bay Study Area | Bellota | 230 | 0 | 0 | 0 | 0 | 0 | 0 | 0 | 0 | 0 | 0 | 0 | 0 | 0 | 0 | 0 | 0 | 0 | 0 | 0 | 0 |  | 0 | 0 | 0 | 0 | 0 | 0 | 0 | 0 | 0 | 0 | 0 | 0 | 100 | 0 | 100 | 0 | 0 | 1 | 1 |  | 0 | 0 | 0 | 0 | 0 | 0 | 0 | 0 | 0 | 0 | 0 | 0 | 2 | 0 | 2 | 0 | 0 |  | 1 | 1 | 1 | 1 | 1 | 1 | 5 | 1 | 1 | 1
PG&E North of Greater Bay Study Area | Bellota | 115 | 0 | 3.8 | 0 | 0 | 0 | 0 | 0 | 0 | 0 | 0 | 0 | 0 | 0 | 0 | 0 | 132 | 0 | 132 | 0 | 1 |  | 0 | 4 | 0 | 0 | 0 | 0 | 0 | 0 | 0 | 0 | 0 | 0 | 0 | 238.4 | 238.4 | 157 | 0 | 1 | 1 |  | 0 | 0 | 0 | 0 | 0 | 0 | 0 | 0 | 0 | 0 | 0 | 0 | 0 | 2 | 2 | 1 | 0 |  | 1 | 1 | 1 | 1 | 1 | 1 | 4 | 3 | 1 | 1
SCE Northern Area | Big Creek | 230 | 0 | 0 | 0 | 0 | 0 | 0 | 0 | 0 | 0 | 0 | 0 | 0 | 0 | 0 | 0 | 0 | 0 | 0 | 0 | 0 |  | 0 | 4 | 0 | 0 | 0 | 0 | 0 | 0 | 0 | 0 | 0 | 0 | 0 | 0 | 0 | 0 | 0 | 1 | 0 |  | 0 | 2 | 0 | 0 | 0 | 0 | 0 | 0 | 0 | 0 | 0 | 0 | 0 | 0 | 0 | 0 | 0 |  | 1 | 4 | 1 | 1 | 1 | 1 | 1 | 1 | 1 | 1
PG&E North of Greater Bay Study Area | Birds Landing | 230 | 0 | 0 | 190 | 110 | 300 | 0 | 0 | 0 | 0 | 0 | 0 | 0 | 0 | 0 | 0 | 0 | 38.4 | 38.4 | 0 | 1 |  | 0 | 0 | 90 | 45 | 135 | 0 | 0 | 0 | 0 | 0 | 0 | 0 | 0 | 0 | 0 | 0 | 0 | 1 | 0 |  | 0 | 0 | 0 | 0 | 0 | 0 | 0 | 0 | 0 | 0 | 0 | 0 | 0 | 0 | 0 | 0 | 0 |  | 1 | 1 | 1 | 1 | 1 | 1 | 1 | 1 | 1 | 0
SCE Eastern Study Area | BlytheSC 161 kV | 161 | 0 | 0 | 0 | 0 | 0 | 0 | 0 | 0 | 0 | 0 | 0 | 0 | 0 | 0 | 0 | 0 | 0 | 0 | 0 | 0 |  | 0 | 0 | 0 | 0 | 0 | 0 | 0 | 0 | 0 | 0 | 0 | 0 | 0 | 0 | 0 | 0 | 0 | 0 | 2 |  | 0 | 0 | 0 | 0 | 0 | 0 | 0 | 0 | 0 | 0 | 0 | 0 | 0 | 0 | 0 | 0 | 0 |  | 1 | 1 | 1 | 1 | 1 | 1 | 1 | 1 | 1 | 0
PG&E North of Greater Bay Study Area | Bogue | 115 | 0 | 0 | 0 | 0 | 0 | 0 | 0 | 0 | 0 | 0 | 0 | 0 | 0 | 0 | 0 | 0 | 0 | 0 | 0 | 0 |  | 0 | 0 | 0 | 0 | 0 | 0 | 0 | 0 | 0 | 0 | 0 | 0 | 0 | 0 | 0 | 0 | 0 | 0 | 0 |  | 0 | 0 | 0 | 0 | 0 | 0 | 0 | 0 | 0 | 0 | 0 | 0 | 0 | 0 | 0 | 0 | 0 |  | 1 | 1 | 1 | 1 | 1 | 1 | 1 | 1 | 1 | 0
East of Pisgah Study Area | Bond Tap | 138 | 0 | 0 | 0 | 0 | 0 | 0 | 0 | 0 | 0 | 0 | 0 | 0 | 0 | 0 | 0 | 0 | 0 | 0 | 0 | 0 |  | 0 | 0 | 0 | 0 | 0 | 0 | 0 | 0 | 0 | 0 | 0 | 0 | 0 | 0 | 0 | 0 | 0 | 0 | 3 |  | 0 | 0 | 0 | 0 | 0 | 0 | 0 | 0 | 0 | 0 | 0 | 0 | 0 | 0 | 0 | 0 | 0 |  | 1 | 1 | 1 | 1 | 1 | 1 | 1 | 1 | 1 | 0
PG&E Fresno Study Area | Borden | 230 | 0 | 0 | 0 | 0 | 0 | 0 | 0 | 0 | 0 | 0 | 0 | 0 | 0 | 0 | 0 | 0 | 0 | 0 | 0 | 0 |  | 0 | 0 | 0 | 0 | 0 | 0 | 0 | 0 | 0 | 0 | 0 | 0 | 100 | 100 | 200 | 0 | 0 | 1 | 4 |  | 0 | 0 | 0 | 0 | 0 | 0 | 0 | 0 | 0 | 0 | 0 | 0 | 2 | 2 | 2 | 0 | 0 |  | 1 | 1 | 1 | 1 | 1 | 1 | 5 | 1 | 1 | 1
PG&E North of Greater Bay Study Area | Bottle Rock | 230 | 0 | 0 | 0 | 0 | 0 | 0 | 0 | 0 | 0 | 0 | 0 | 0 | 0 | 0 | 0 | 0 | 0 | 0 | 0 | 0 |  | 0 | 0 | 0 | 0 | 0 | 0 | 0 | 0 | 0 | 0 | 0 | 0 | 0 | 0 | 0 | 0 | 0 | 0 | 1 |  | 0 | 0 | 0 | 0 | 0 | 0 | 0 | 0 | 0 | 0 | 0 | 0 | 0 | 0 | 0 | 0 | 0 |  | 1 | 1 | 1 | 1 | 1 | 1 | 1 | 1 | 1 | 0
PG&E Greater Bay Study Area | Brentwood | 230 | 0 | 1 | 0 | 0 | 0 | 0 | 0 | 0 | 0 | 0 | 0 | 5.99 | 0 | 0 | 0 | 0.8 | 0 | 0.8 | 0 | 1 |  | 0 | 1 | 0 | 0 | 0 | 0 | 0 | 0 | 0 | 0 | 0 | 0 | 0 | 0 | 0 | 0 | 0 | 1 | 0 |  | 0 | 0 | 0 | 0 | 0 | 0 | 0 | 0 | 0 | 0 | 0 | 0 | 0 | 0 | 0 | 0 | 0 |  | 1 | 1 | 1 | 1 | 1 | 1 | 1 | 1 | 1 | 0
PG&E North of Greater Bay Study Area | Brighton | 230 | 0 | 0 | 0 | 0 | 0 | 0 | 0 | 0 | 0 | 0 | 0 | 0 | 0 | 0 | 0 | 0 | 0 | 0 | 0 | 0 |  | 0 | 0 | 0 | 0 | 0 | 0 | 0 | 0 | 0 | 0 | 0 | 0 | 0 | 0 | 0 | 0 | 0 | 0 | 0 |  | 0 | 0 | 0 | 0 | 0 | 0 | 0 | 0 | 0 | 0 | 0 | 0 | 0 | 0 | 0 | 0 | 0 |  | 1 | 1 | 1 | 1 | 1 | 1 | 1 | 1 | 1 | 0
PG&E North of Greater Bay Study Area | Brunswick | 115 | 0 | 7 | 0 | 0 | 0 | 0 | 0 | 0 | 0 | 0 | 0 | 0 | 0 | 0 | 0 | 0 | 0 | 0 | 0 | 1 |  | 0 | 0 | 0 | 0 | 0 | 0 | 0 | 0 | 0 | 0 | 0 | 0 | 0 | 0 | 0 | 0 | 0 | 0 | 0 |  | 0 | 0 | 0 | 0 | 0 | 0 | 0 | 0 | 0 | 0 | 0 | 0 | 0 | 0 | 0 | 0 | 0 |  | 1 | 1 | 1 | 1 | 1 | 1 | 1 | 1 | 1 | 0
PG&E Kern Study Area | Buena Vista PP | 230 | 0 | 0 | 0 | 0 | 0 | 0 | 0 | 0 | 0 | 0 | 0 | 0 | 0 | 0 | 0 | 0 | 0 | 0 | 0 | 0 |  | 0 | 0 | 0 | 0 | 0 | 0 | 0 | 0 | 0 | 0 | 0 | 0 | 0 | 0 | 0 | 0 | 0 | 0 | 0 |  | 0 | 0 | 0 | 0 | 0 | 0 | 0 | 0 | 0 | 0 | 0 | 0 | 0 | 0 | 0 | 0 | 0 |  | 1 | 1 | 1 | 1 | 1 | 1 | 1 | 1 | 1 | 0
PG&E Kern Study Area | Cabrillo | 115 | 0 | 0 | 91.2 | 0 | 91.2 | 0 | 0 | 0 | 0 | 0 | 0 | 0 | 0 | 0 | 0 | 0 | 0 | 0 | 0 | 1 |  | 0 | 0 | 99 | 0 | 99 | 0 | 0 | 0 | 0 | 0 | 0 | 0 | 0 | 0 | 0 | 0 | 0 | 1 | 0 |  | 0 | 0 | 0 | 0 | 0 | 0 | 0 | 0 | 0 | 0 | 0 | 0 | 0 | 0 | 0 | 0 | 0 |  | 1 | 1 | 1 | 1 | 1 | 1 | 1 | 1 | 1 | 0
PG&E Fresno Study Area | Cal Flats | 230 | 0 | 0 | 0 | 0 | 0 | 0 | 0 | 0 | 0 | 0 | 0 | 0 | 0 | 0 | 0 | 0 | 0 | 0 | 0 | 0 |  | 0 | 0 | 0 | 0 | 0 | 0 | 0 | 0 | 0 | 0 | 0 | 0 | 0 | 0 | 0 | 0 | 0 | 0 | 1 |  | 0 | 0 | 0 | 0 | 0 | 0 | 0 | 0 | 0 | 0 | 0 | 0 | 0 | 0 | 0 | 0 | 0 |  | 1 | 1 | 1 | 1 | 1 | 1 | 1 | 1 | 1 | 0
PG&E Kern Study Area | Cal Water | 115 | 0 | 0 | 0 | 0 | 0 | 0 | 0 | 0 | 0 | 0 | 0 | 0 | 0 | 0 | 0 | 0 | 0 | 0 | 0 | 0 |  | 0 | 0 | 0 | 0 | 0 | 0 | 0 | 0 | 0 | 0 | 0 | 0 | 0 | 0 | 0 | 0 | 0 | 0 | 0 |  | 0 | 0 | 0 | 0 | 0 | 0 | 0 | 0 | 0 | 0 | 0 | 0 | 0 | 0 | 0 | 0 | 0 |  | 1 | 1 | 1 | 1 | 1 | 1 | 1 | 1 | 1 | 0
SCE North of Lugo Study Area | Calcite | 230 | 0 | 0 | 0 | 0 | 0 | 0 | 0 | 0 | 0 | 0 | 0 | 0 | 150 | 250 | 400 | 200 | 0 | 200 | 0 | 1 |  | 0 | 0 | 0 | 0 | 0 | 0 | 0 | 0 | 0 | 0 | 0 | 0 | 200 | 250 | 450 | 200 | 0 | 1 | 1 |  | 0 | 0 | 0 | 0 | 0 | 0 | 0 | 0 | 0 | 0 | 0 | 0 | 1 | 0 | 1 | 0 | 0 |  | 1 | 1 | 1 | 1 | 1 | 1 | 3 | 1 | 1 | 1
PG&E Kern Study Area | Caliente | 230 | 0 | 1 | 200 | 10 | 210 | 0 | 0 | 0 | 0 | 0 | 0 | 0 | 0 | 0 | 0 | 0 | 0 | 0 | 0 | 1 |  | 0 | 2 | 180 | 0 | 180 | 0 | 0 | 0 | 0 | 0 | 0 | 0 | 100 | 0 | 100 | 0 | 0 | 1 | 0 |  | 0 | 2 | 0 | 0 | 0 | 0 | 0 | 0 | 0 | 0 | 0 | 0 | 2 | 0 | 2 | 0 | 0 |  | 1 | 4 | 1 | 1 | 1 | 1 | 4 | 1 | 1 | 1
PG&E Kern Study Area | Callender SS | 115 | 0 | 0 | 0 | 0 | 0 | 0 | 0 | 0 | 0 | 0 | 0 | 0 | 0 | 0 | 0 | 0 | 0 | 0 | 0 | 0 |  | 0 | 0 | 0 | 0 | 0 | 0 | 0 | 0 | 0 | 0 | 0 | 0 | 0 | 0 | 0 | 0 | 0 | 0 | 0 |  | 0 | 0 | 0 | 0 | 0 | 0 | 0 | 0 | 0 | 0 | 0 | 0 | 0 | 0 | 0 | 0 | 0 |  | 1 | 1 | 1 | 1 | 1 | 1 | 1 | 1 | 1 | 0
PG&E North of Greater Bay Study Area | Calpella | 115 | 0 | 0 | 0 | 0 | 0 | 0 | 0 | 0 | 0 | 0 | 0 | 4 | 0 | 0 | 0 | 0 | 0 | 0 | 0 | 1 |  | 0 | 0 | 0 | 0 | 0 | 0 | 0 | 0 | 0 | 0 | 0 | 0 | 0 | 0 | 0 | 0 | 0 | 0 | 0 |  | 0 | 0 | 0 | 0 | 0 | 0 | 0 | 0 | 0 | 0 | 0 | 0 | 0 | 0 | 0 | 0 | 0 |  | 1 | 1 | 1 | 1 | 1 | 1 | 1 | 1 | 1 | 0
PG&E Greater Bay Study Area | Camanche | 230 | 0 | 0 | 0 | 0 | 0 | 0 | 0 | 0 | 0 | 0 | 0 | 0 | 0 | 0 | 0 | 0 | 0 | 0 | 0 | 0 |  | 0 | 0 | 0 | 0 | 0 | 0 | 0 | 0 | 0 | 0 | 0 | 0 | 0 | 0 | 0 | 0 | 0 | 0 | 1 |  | 0 | 0 | 0 | 0 | 0 | 0 | 0 | 0 | 0 | 0 | 0 | 0 | 0 | 0 | 0 | 0 | 0 |  | 1 | 1 | 1 | 1 | 1 | 1 | 1 | 1 | 1 | 0
PG&E Fresno Study Area | Cantua | 115 | 0 | 0 | 0 | 0 | 0 | 0 | 0 | 0 | 0 | 0 | 0 | 0 | 0 | 0 | 0 | 0 | 0 | 0 | 0 | 0 |  | 0 | 0 | 0 | 0 | 0 | 0 | 0 | 0 | 0 | 0 | 0 | 0 | 0 | 0 | 0 | 0 | 0 | 0 | 0 |  | 0 | 0 | 0 | 0 | 0 | 0 | 0 | 0 | 0 | 0 | 0 | 0 | 0 | 0 | 0 | 0 | 0 |  | 1 | 1 | 1 | 1 | 1 | 1 | 1 | 1 | 1 | 0
SDG&E Study Area | Capistrano | 230 | 0 | 0 | 0 | 0 | 0 | 0 | 0 | 0 | 0 | 0 | 0 | 0 | 0 | 0 | 0 | 0 | 0 | 0 | 0 | 0 |  | 0 | 0 | 0 | 0 | 0 | 0 | 0 | 0 | 0 | 0 | 0 | 0 | 0 | 0 | 0 | 0 | 0 | 0 | 0 |  | 0 | 0 | 0 | 0 | 0 | 0 | 0 | 0 | 0 | 0 | 0 | 0 | 0 | 0 | 0 | 0 | 0 |  | 1 | 1 | 1 | 1 | 1 | 1 | 1 | 1 | 1 | 0
SDG&E Study Area | Capistrano | 138 | 0 | 0 | 0 | 0 | 0 | 0 | 0 | 0 | 0 | 0 | 0 | 0 | 0 | 0 | 0 | 250 | 0 | 250 | 0 | 1 |  | 0 | 0 | 0 | 0 | 0 | 0 | 0 | 0 | 0 | 0 | 0 | 0 | 0 | 0 | 0 | 250 | 0 | 1 | 0 |  | 0 | 0 | 0 | 0 | 0 | 0 | 0 | 0 | 0 | 0 | 0 | 0 | 0 | 0 | 0 | 0 | 0 |  | 1 | 1 | 1 | 1 | 1 | 1 | 1 | 1 | 1 | 0
PG&E North of Greater Bay Study Area | Carberry | 230 | 0 | 9.6 | 0 | 0 | 0 | 0 | 0 | 0 | 0 | 0 | 0 | 0 | 0 | 0 | 0 | 0 | 0 | 0 | 0 | 1 |  | 0 | 0 | 0 | 0 | 0 | 0 | 0 | 0 | 0 | 0 | 0 | 0 | 0 | 0 | 0 | 0 | 0 | 0 | 0 |  | 0 | 0 | 0 | 0 | 0 | 0 | 0 | 0 | 0 | 0 | 0 | 0 | 0 | 0 | 0 | 0 | 0 |  | 1 | 1 | 1 | 1 | 1 | 1 | 1 | 1 | 1 | 0
PG&E North of Greater Bay Study Area | Caribou | 230 | 0 | 11 | 0 | 0 | 0 | 0 | 0 | 0 | 0 | 0 | 0 | 0 | 0 | 0 | 0 | 0 | 0 | 0 | 0 | 1 |  | 0 | 0 | 0 | 0 | 0 | 0 | 0 | 0 | 0 | 0 | 0 | 0 | 0 | 0 | 0 | 0 | 0 | 0 | 0 |  | 0 | 0 | 0 | 0 | 0 | 0 | 0 | 0 | 0 | 0 | 0 | 0 | 0 | 0 | 0 | 0 | 0 |  | 1 | 1 | 1 | 1 | 1 | 1 | 1 | 1 | 1 | 0
PG&E North of Greater Bay Study Area | Carquinez | 115 | 0 | 0 | 0 | 0 | 0 | 0 | 0 | 0 | 0 | 0 | 0 | 0 | 0 | 0 | 0 | 0 | 0 | 0 | 0 | 0 |  | 0 | 1 | 0 | 0 | 0 | 0 | 0 | 0 | 0 | 0 | 0 | 5 | 0 | 0 | 0 | 0 | 0 | 1 | 0 |  | 0 | 2 | 0 | 0 | 0 | 0 | 0 | 0 | 0 | 0 | 0 | 2 | 0 | 0 | 0 | 0 | 0 |  | 1 | 4 | 1 | 1 | 1 | 4 | 1 | 1 | 1 | 1
PG&E Kern Study Area | Carrizo Plains | 115 | 0 | 0 | 0 | 0 | 0 | 0 | 0 | 0 | 0 | 0 | 0 | 0 | 0 | 0 | 0 | 0 | 0 | 0 | 0 | 0 |  | 0 | 0 | 0 | 0 | 0 | 0 | 0 | 0 | 0 | 0 | 0 | 0 | 0 | 0 | 0 | 0 | 0 | 0 | 0 |  | 0 | 0 | 0 | 0 | 0 | 0 | 0 | 0 | 0 | 0 | 0 | 0 | 0 | 0 | 0 | 0 | 0 |  | 1 | 1 | 1 | 1 | 1 | 1 | 1 | 1 | 1 | 0
PG&E Greater Bay Study Area | Castro Valley | 230 | 0 | 0 | 0 | 0 | 0 | 0 | 0 | 0 | 0 | 0 | 0 | 0 | 0 | 0 | 0 | 0 | 0 | 0 | 0 | 0 |  | 0 | 0 | 0 | 0 | 0 | 0 | 0 | 0 | 0 | 0 | 0 | 0 | 0 | 0 | 0 | 0 | 0 | 0 | 1 |  | 0 | 0 | 0 | 0 | 0 | 0 | 0 | 0 | 0 | 0 | 0 | 0 | 0 | 0 | 0 | 0 | 0 |  | 1 | 1 | 1 | 1 | 1 | 1 | 1 | 1 | 1 | 0
PG&E Greater Bay Study Area | Cayetano | 230 | 0 | 0 | 0 | 0 | 0 | 0 | 0 | 0 | 0 | 0 | 0 | 0 | 0 | 100 | 100 | 100 | 0 | 100 | 0 | 1 |  | 0 | 0 | 0 | 0 | 0 | 0 | 0 | 0 | 0 | 0 | 0 | 0 | 0 | 100 | 100 | 100 | 0 | 1 | 0 |  | 0 | 0 | 0 | 0 | 0 | 0 | 0 | 0 | 0 | 0 | 0 | 0 | 0 | 0 | 0 | 0 | 0 |  | 1 | 1 | 1 | 1 | 1 | 1 | 1 | 1 | 1 | 0
SCE Metro Study Area | Center | 230 | 0 | 0 | 0 | 0 | 0 | 0 | 0 | 0 | 0 | 0 | 0 | 0 | 0 | 0 | 0 | 90 | 0 | 90 | 0 | 1 |  | 0 | 1 | 0 | 0 | 0 | 0 | 0 | 0 | 0 | 0 | 0 | 0 | 0 | 0 | 0 | 0 | 0 | 1 | 0 |  | 0 | 2 | 0 | 0 | 0 | 0 | 0 | 0 | 0 | 0 | 0 | 0 | 0 | 0 | 0 | 0 | 0 |  | 1 | 4 | 1 | 1 | 1 | 1 | 1 | 1 | 1 | 1
PG&E Kern Study Area | Charca | 115 | 0 | 0 | 0 | 0 | 0 | 0 | 0 | 0 | 0 | 0 | 0 | 4.66 | 0 | 0 | 0 | 0 | 0 | 0 | 0 | 1 |  | 0 | 0 | 0 | 0 | 0 | 0 | 0 | 0 | 0 | 0 | 0 | 0 | 0 | 0 | 0 | 0 | 0 | 0 | 0 |  | 0 | 0 | 0 | 0 | 0 | 0 | 0 | 0 | 0 | 0 | 0 | 0 | 0 | 0 | 0 | 0 | 0 |  | 1 | 1 | 1 | 1 | 1 | 1 | 1 | 1 | 1 | 0
East of Pisgah Study Area | Charleston | 138 | 0 | 0 | 0 | 0 | 0 | 0 | 0 | 0 | 0 | 0 | 0 | 0 | 0 | 0 | 0 | 0 | 0 | 0 | 0 | 0 |  | 0 | 0 | 0 | 0 | 0 | 0 | 0 | 0 | 0 | 0 | 0 | 0 | 0 | 0 | 0 | 0 | 0 | 0 | 3 |  | 0 | 0 | 0 | 0 | 0 | 0 | 0 | 0 | 0 | 0 | 0 | 0 | 0 | 0 | 0 | 0 | 0 |  | 1 | 1 | 1 | 1 | 1 | 1 | 1 | 1 | 1 | 0
SCE Metro Study Area | Chevmain | 230 | 0 | 0 | 0 | 0 | 0 | 0 | 0 | 0 | 0 | 0 | 0 | 0 | 0 | 0 | 0 | 0 | 0 | 0 | 0 | 0 |  | 0 | 0 | 0 | 0 | 0 | 0 | 0 | 0 | 0 | 0 | 0 | 0 | 0 | 0 | 0 | 0 | 0 | 0 | 0 |  | 0 | 0 | 0 | 0 | 0 | 0 | 0 | 0 | 0 | 0 | 0 | 0 | 0 | 0 | 0 | 0 | 0 |  | 1 | 1 | 1 | 1 | 1 | 1 | 1 | 1 | 1 | 0
SDG&E Study Area | Chicarita | 138 | 0 | 0 | 0 | 0 | 0 | 0 | 0 | 0 | 0 | 0 | 0 | 0 | 0 | 0 | 0 | 0 | 0 | 0 | 0 | 0 |  | 0 | 0 | 0 | 0 | 0 | 0 | 0 | 0 | 0 | 0 | 0 | 0 | 0 | 0 | 0 | 0 | 0 | 0 | 1 |  | 0 | 0 | 0 | 0 | 0 | 0 | 0 | 0 | 0 | 0 | 0 | 0 | 0 | 0 | 0 | 0 | 0 |  | 1 | 1 | 1 | 1 | 1 | 1 | 1 | 1 | 1 | 0
SCE Metro Study Area | Chino | 230 | 0 | 0 | 0 | 0 | 0 | 0 | 0 | 0 | 0 | 0 | 0 | 0 | 0 | 0 | 0 | 20 | 0 | 20 | 0 | 1 |  | 0 | 0 | 0 | 0 | 0 | 0 | 0 | 0 | 0 | 0 | 0 | 0 | 0 | 0 | 0 | 20 | 0 | 1 | 0 |  | 0 | 0 | 0 | 0 | 0 | 0 | 0 | 0 | 0 | 0 | 0 | 0 | 0 | 0 | 0 | 0 | 0 |  | 1 | 1 | 1 | 1 | 1 | 1 | 1 | 1 | 1 | 0
PG&E Fresno Study Area | Chowchilla | 115 | 0 | 0 | 0 | 0 | 0 | 0 | 0 | 0 | 0 | 0 | 0 | 0 | 0 | 0 | 0 | 0 | 0 | 0 | 0 | 0 |  | 0 | 0 | 0 | 0 | 0 | 0 | 0 | 0 | 0 | 0 | 0 | 0 | 0 | 0 | 0 | 0 | 0 | 0 | 4 |  | 0 | 0 | 0 | 0 | 0 | 0 | 0 | 0 | 0 | 0 | 0 | 0 | 0 | 0 | 0 | 0 | 0 |  | 1 | 1 | 1 | 1 | 1 | 1 | 1 | 1 | 1 | 0
PG&E Greater Bay Study Area | Christie | 115 | 0 | 0 | 0 | 0 | 0 | 0 | 0 | 0 | 0 | 0 | 0 | 0 | 0 | 0 | 0 | 0 | 0 | 0 | 0 | 0 |  | 0 | 0 | 0 | 0 | 0 | 0 | 0 | 0 | 0 | 0 | 0 | 0 | 0 | 0 | 0 | 0 | 0 | 0 | 3 |  | 0 | 0 | 0 | 0 | 0 | 0 | 0 | 0 | 0 | 0 | 0 | 0 | 0 | 0 | 0 | 0 | 0 |  | 1 | 1 | 1 | 1 | 1 | 1 | 1 | 1 | 1 | 0
SCE Eastern Study Area | Cielo Azul | 500 | 0 | 0 | 0 | 0 | 0 | 0 | 0 | 0 | 0 | 0 | 0 | 0 | 100 | 1400 | 1500 | 500 | 150 | 650 | 0 | 1 |  | 0 | 0 | 0 | 0 | 0 | 0 | 0 | 0 | 0 | 0 | 0 | 0 | 0 | 0 | 0 | 0 | 0 | 0 | 3 |  | 0 | 0 | 0 | 0 | 0 | 0 | 0 | 0 | 0 | 0 | 0 | 0 | 0 | 0 | 0 | 0 | 0 |  | 1 | 1 | 1 | 1 | 1 | 1 | 1 | 1 | 1 | 0
PG&E North of Greater Bay Study Area | Cloverdale | 115 | 52.8 | 0 | 0 | 0 | 0 | 0 | 0 | 0 | 0 | 0 | 0 | 0 | 0 | 0 | 0 | 0 | 0 | 0 | 0 | 1 |  | 0 | 0 | 0 | 0 | 0 | 0 | 0 | 0 | 0 | 0 | 0 | 0 | 0 | 0 | 0 | 0 | 0 | 0 | 1 |  | 0 | 0 | 0 | 0 | 0 | 0 | 0 | 0 | 0 | 0 | 0 | 0 | 0 | 0 | 0 | 0 | 0 |  | 1 | 1 | 1 | 1 | 1 | 1 | 1 | 1 | 1 | 0
PG&E Greater Bay Study Area | Coburn | 230 | 0 | 4.82 | 100 | 0 | 100 | 0 | 0 | 0 | 0 | 0 | 0 | 0 | 0 | 0 | 0 | 0 | 32 | 32 | 0 | 1 |  | 0 | 2.82 | 0 | 0 | 0 | 0 | 0 | 0 | 0 | 0 | 0 | 0 | 0 | 0 | 0 | 6 | 0 | 1 | 4 |  | 0 | 0 | 0 | 0 | 0 | 0 | 0 | 0 | 0 | 0 | 0 | 0 | 0 | 0 | 0 | 0 | 0 |  | 1 | 1 | 1 | 1 | 1 | 1 | 1 | 1 | 1 | 0
PG&E North of Greater Bay Study Area | Colgate | 230 | 0 | 3 | 0 | 0 | 0 | 0 | 0 | 0 | 0 | 0 | 0 | 0 | 0 | 0 | 0 | 0 | 0 | 0 | 0 | 1 |  | 0 | 0 | 0 | 0 | 0 | 0 | 0 | 0 | 0 | 0 | 0 | 0 | 0 | 0 | 0 | 0 | 0 | 0 | 0 |  | 0 | 0 | 0 | 0 | 0 | 0 | 0 | 0 | 0 | 0 | 0 | 0 | 0 | 0 | 0 | 0 | 0 |  | 1 | 1 | 1 | 1 | 1 | 1 | 1 | 1 | 1 | 0
PG&E Greater Bay Study Area | Collinsville | 500 | 0 | 0 | 0 | 0 | 0 | 0 | 0 | 0 | 0 | 0 | 0 | 0 | 0 | 0 | 0 | 0 | 0 | 0 | 0 | 0 |  | 0 | 0 | 0 | 0 | 0 | 0 | 0 | 0 | 0 | 0 | 0 | 0 | 0 | 0 | 0 | 0 | 0 | 0 | 0 |  | 0 | 0 | 0 | 0 | 0 | 0 | 0 | 0 | 0 | 0 | 0 | 0 | 0 | 0 | 0 | 0 | 0 |  | 1 | 1 | 1 | 1 | 1 | 1 | 1 | 1 | 1 | 0
PG&E Greater Bay Study Area | Collinsville | 230 | 0 | 0 | 0 | 0 | 0 | 0 | 0 | 0 | 0 | 0 | 0 | 0 | 0 | 0 | 0 | 0 | 0 | 0 | 0 | 0 |  | 0 | 0 | 0 | 0 | 0 | 0 | 0 | 0 | 0 | 0 | 0 | 0 | 0 | 0 | 0 | 0 | 0 | 0 | 0 |  | 0 | 0 | 0 | 0 | 0 | 0 | 0 | 0 | 0 | 0 | 0 | 0 | 0 | 0 | 0 | 0 | 0 |  | 1 | 1 | 1 | 1 | 1 | 1 | 1 | 1 | 1 | 0
SCE Eastern Study Area | Colorado River | 500 | 0 | 0 | 0 | 0 | 0 | 0 | 0 | 0 | 0 | 0 | 0 | 0 | 0 | 0 | 0 | 0 | 0 | 0 | 0 | 0 |  | 0 | 0 | 0 | 0 | 0 | 0 | 0 | 0 | 0 | 0 | 0 | 0 | 334.6965 | 165.3035 | 500 | 0 | 0 | 1 | 3 |  | 0 | 0 | 0 | 0 | 0 | 0 | 0 | 0 | 0 | 0 | 0 | 0 | 2 | 2 | 2 | 0 | 0 |  | 1 | 1 | 1 | 1 | 1 | 1 | 5 | 1 | 1 | 1
SCE Eastern Study Area | Colorado River | 230 | 0 | 0 | 0 | 0 | 0 | 0 | 0 | 0 | 0 | 0 | 0 | 0 | 756.6 | 526 | 1282.6 | 955 | 0 | 955 | 0 | 1 |  | 0 | 0 | 0 | 0 | 0 | 0 | 0 | 0 | 0 | 0 | 0 | 0 | 879.6 | 1384.3 | 2263.9 | 994.31 | 0 | 1 | 0 |  | 0 | 0 | 0 | 0 | 0 | 0 | 0 | 0 | 0 | 0 | 0 | 0 | 1 | 2 | 2 | 0 | 0 |  | 1 | 1 | 1 | 1 | 1 | 1 | 4 | 1 | 1 | 1
PG&E Kern Study Area | Columbus | 115 | 0 | 0 | 0 | 0 | 0 | 0 | 0 | 0 | 0 | 0 | 0 | 0 | 0 | 0 | 0 | 0 | 0 | 0 | 0 | 0 |  | 0 | 0 | 0 | 0 | 0 | 0 | 0 | 0 | 0 | 0 | 0 | 0 | 0 | 0 | 0 | 0 | 0 | 0 | 0 |  | 0 | 0 | 0 | 0 | 0 | 0 | 0 | 0 | 0 | 0 | 0 | 0 | 0 | 0 | 0 | 0 | 0 |  | 1 | 1 | 1 | 1 | 1 | 1 | 1 | 1 | 1 | 0
PG&E Greater Bay Study Area | Contra Costa PP | 230 | 0 | 0 | 0 | 0 | 0 | 0 | 0 | 0 | 0 | 0 | 0 | 0 | 0 | 0 | 0 | 0 | 0 | 0 | 0 | 0 |  | 0 | 0 | 0 | 0 | 0 | 0 | 0 | 0 | 0 | 0 | 0 | 0 | 0 | 0 | 0 | 0 | 0 | 0 | 0 |  | 0 | 0 | 0 | 0 | 0 | 0 | 0 | 0 | 0 | 0 | 0 | 0 | 0 | 0 | 0 | 0 | 0 |  | 1 | 1 | 1 | 1 | 1 | 1 | 1 | 1 | 1 | 0
PG&E Greater Bay Study Area | Contra Costa | 230 | 0 | 0 | 0 | 0 | 0 | 0 | 0 | 0 | 0 | 0 | 0 | 0.9375 | 0 | 0 | 0 | 0 | 0 | 0 | 0 | 1 |  | 0 | 0 | 0 | 0 | 0 | 0 | 0 | 0 | 0 | 0 | 0 | 1 | 0 | 0 | 0 | 0 | 0 | 1 | 0 |  | 0 | 0 | 0 | 0 | 0 | 0 | 0 | 0 | 0 | 0 | 0 | 0 | 0 | 0 | 0 | 0 | 0 |  | 1 | 1 | 1 | 1 | 1 | 1 | 1 | 1 | 1 | 0
SCE North of Lugo Study Area | Control | 115 | 53.7 | 1.5 | 0 | 0 | 0 | 0 | 0 | 0 | 0 | 0 | 0 | 0 | 0 | 0 | 0 | 0 | 0 | 0 | 0 | 1 |  | 53 | 0 | 0 | 0 | 0 | 0 | 0 | 0 | 0 | 0 | 0 | 0 | 0 | 0 | 0 | 0 | 0 | 1 | 3 |  | 0 | 0 | 0 | 0 | 0 | 0 | 0 | 0 | 0 | 0 | 0 | 0 | 0 | 0 | 0 | 0 | 0 |  | 1 | 1 | 1 | 1 | 1 | 1 | 1 | 1 | 1 | 0
SCE North of Lugo Study Area | Coolwater | 230 | 0 | 0 | 0 | 0 | 0 | 0 | 0 | 0 | 0 | 0 | 0 | 0 | 0 | 0 | 0 | 0 | 0 | 0 | 0 | 0 |  | 0 | 0 | 0 | 0 | 0 | 0 | 0 | 0 | 0 | 0 | 0 | 0 | 0 | 0 | 0 | 0 | 0 | 0 | 3 |  | 0 | 0 | 0 | 0 | 0 | 0 | 0 | 0 | 0 | 0 | 0 | 0 | 0 | 0 | 0 | 0 | 0 |  | 1 | 1 | 1 | 1 | 1 | 1 | 1 | 1 | 1 | 0
SCE North of Lugo Study Area | Coolwater | 115 | 0 | 0 | 200 | 0 | 200 | 0 | 0 | 0 | 0 | 0 | 0 | 0 | 150 | 200 | 350 | 110 | 0 | 110 | 0 | 1 |  | 0 | 0 | 0 | 0 | 0 | 0 | 0 | 0 | 0 | 0 | 0 | 0 | 150 | 199.96 | 349.96 | 104 | 0 | 1 | 3 |  | 0 | 0 | 0 | 0 | 0 | 0 | 0 | 0 | 0 | 0 | 0 | 0 | 0 | 0 | 0 | 0 | 0 |  | 1 | 1 | 1 | 1 | 1 | 1 | 1 | 1 | 1 | 0
PG&E Fresno Study Area | Corcoran | 115 | 0 | 0 | 0 | 0 | 0 | 0 | 0 | 0 | 0 | 0 | 0 | 4 | 0 | 0 | 0 | 0 | 0 | 0 | 0 | 1 |  | 0 | 0 | 0 | 0 | 0 | 0 | 0 | 0 | 0 | 0 | 0 | 0 | 0 | 0 | 0 | 0 | 0 | 0 | 0 |  | 0 | 0 | 0 | 0 | 0 | 0 | 0 | 0 | 0 | 0 | 0 | 0 | 0 | 0 | 0 | 0 | 0 |  | 1 | 1 | 1 | 1 | 1 | 1 | 1 | 1 | 1 | 0
PG&E North of Greater Bay Study Area | Corona | 115 | 0 | 0 | 0 | 0 | 0 | 0 | 0 | 0 | 0 | 0 | 0 | 0 | 0 | 0 | 0 | 0 | 0 | 0 | 0 | 0 |  | 0 | 0 | 0 | 0 | 0 | 0 | 0 | 0 | 0 | 0 | 0 | 0 | 0 | 0 | 0 | 0 | 0 | 0 | 2 |  | 0 | 0 | 0 | 0 | 0 | 0 | 0 | 0 | 0 | 0 | 0 | 0 | 0 | 0 | 0 | 0 | 0 |  | 1 | 1 | 1 | 1 | 1 | 1 | 1 | 1 | 1 | 0
PG&E North of Greater Bay Study Area | Cortina | 230 | 0 | 0 | 0 | 0 | 0 | 0 | 0 | 0 | 0 | 0 | 0 | 0 | 0 | 0 | 0 | 0 | 0 | 0 | 0 | 0 |  | 0 | 0 | 0 | 0 | 0 | 0 | 0 | 0 | 0 | 0 | 0 | 0 | 0 | 0 | 0 | 0 | 0 | 0 | 0 |  | 0 | 0 | 0 | 0 | 0 | 0 | 0 | 0 | 0 | 0 | 0 | 0 | 0 | 0 | 0 | 0 | 0 |  | 1 | 1 | 1 | 1 | 1 | 1 | 1 | 1 | 1 | 0
PG&E North of Greater Bay Study Area | Cortina | 115 | 0 | 5 | 0 | 0 | 0 | 0 | 0 | 0 | 0 | 0 | 0 | 0 | 80 | 150 | 230 | 150 | 0 | 150 | 0 | 1 |  | 0 | 7 | 0 | 0 | 0 | 0 | 0 | 0 | 0 | 0 | 0 | 0 | 0 | 230 | 230 | 150 | 0 | 1 | 0 |  | 0 | 1 | 0 | 0 | 0 | 0 | 0 | 0 | 0 | 0 | 0 | 0 | 0 | 2 | 0 | 0 | 0 |  | 1 | 3 | 1 | 1 | 1 | 1 | 1 | 1 | 1 | 1
PG&E Greater Bay Study Area | Cottle | 230 | 0 | 3 | 0 | 0 | 0 | 0 | 0 | 0 | 0 | 0 | 0 | 0 | 0 | 0 | 0 | 0 | 0 | 0 | 0 | 1 |  | 0 | 0 | 0 | 0 | 0 | 0 | 0 | 0 | 0 | 0 | 0 | 0 | 0 | 0 | 0 | 0 | 0 | 0 | 2 |  | 0 | 0 | 0 | 0 | 0 | 0 | 0 | 0 | 0 | 0 | 0 | 0 | 0 | 0 | 0 | 0 | 0 |  | 1 | 1 | 1 | 1 | 1 | 1 | 1 | 1 | 1 | 0
PG&E North of Greater Bay Study Area | Cottonwood | 230 | 0 | 0 | 0 | 0 | 0 | 0 | 0 | 0 | 0 | 0 | 0 | 0 | 0 | 0 | 0 | 0 | 0 | 0 | 0 | 0 |  | 0 | 0 | 0 | 0 | 0 | 0 | 0 | 0 | 0 | 0 | 0 | 0 | 75 | 0 | 75 | 0 | 0 | 1 | 0 |  | 0 | 0 | 0 | 0 | 0 | 0 | 0 | 0 | 0 | 0 | 0 | 0 | 2 | 0 | 2 | 0 | 0 |  | 1 | 1 | 1 | 1 | 1 | 1 | 4 | 1 | 1 | 1
PG&E Greater Bay Study Area | Coyote | 230 | 0 | 0 | 0 | 0 | 0 | 0 | 0 | 0 | 0 | 0 | 0 | 0 | 0 | 0 | 0 | 0 | 0 | 0 | 0 | 0 |  | 0 | 0 | 0 | 0 | 0 | 0 | 0 | 0 | 0 | 0 | 0 | 0 | 0 | 0 | 0 | 0 | 0 | 0 | 1 |  | 0 | 0 | 0 | 0 | 0 | 0 | 0 | 0 | 0 | 0 | 0 | 0 | 0 | 0 | 0 | 0 | 0 |  | 1 | 1 | 1 | 1 | 1 | 1 | 1 | 1 | 1 | 0
SDG&E Study Area | Creelman | 69 | 0 | 0 | 0 | 0 | 0 | 0 | 0 | 0 | 0 | 0 | 0 | 0 | 0 | 0 | 0 | 0.47 | 0 | 0.47 | 0 | 1 |  | 0 | 0 | 0 | 0 | 0 | 0 | 0 | 0 | 0 | 0 | 0 | 0 | 0 | 0 | 0 | 0 | 0 | 0 | 0 |  | 0 | 0 | 0 | 0 | 0 | 0 | 0 | 0 | 0 | 0 | 0 | 0 | 0 | 0 | 0 | 0 | 0 |  | 1 | 1 | 1 | 1 | 1 | 1 | 1 | 1 | 1 | 0
PG&E Greater Bay Study Area | Crow Creek | 60 | 0 | 0 | 0 | 0 | 0 | 0 | 0 | 0 | 0 | 0 | 0 | 0 | 6.21 | 14.11 | 20.32 | 15 | 0 | 15 | 0 | 1 |  | 0 | 0 | 0 | 0 | 0 | 0 | 0 | 0 | 0 | 0 | 0 | 0 | 0 | 0 | 0 | 0 | 0 | 0 | 0 |  | 0 | 0 | 0 | 0 | 0 | 0 | 0 | 0 | 0 | 0 | 0 | 0 | 0 | 0 | 0 | 0 | 0 |  | 1 | 1 | 1 | 1 | 1 | 1 | 1 | 1 | 1 | 0
PG&E Greater Bay Study Area | Curtis | 115 | 0 | 5 | 0 | 0 | 0 | 0 | 0 | 0 | 0 | 0 | 0 | 0 | 0 | 0 | 0 | 0 | 0 | 0 | 0 | 1 |  | 0 | 5 | 0 | 0 | 0 | 0 | 0 | 0 | 0 | 0 | 0 | 0 | 0 | 0 | 0 | 10 | 0 | 1 | 0 |  | 0 | 0 | 0 | 0 | 0 | 0 | 0 | 0 | 0 | 0 | 0 | 0 | 0 | 0 | 0 | 2 | 0 |  | 1 | 1 | 1 | 1 | 1 | 1 | 1 | 4 | 1 | 1
PG&E Fresno Study Area | Dairyland | 115 | 0 | 0 | 0 | 0 | 0 | 0 | 0 | 0 | 0 | 0 | 0 | 0 | 0 | 0 | 0 | 0 | 0 | 0 | 0 | 0 |  | 0 | 0 | 0 | 0 | 0 | 0 | 0 | 0 | 0 | 0 | 0 | 0 | 0 | 0 | 0 | 0 | 0 | 0 | 0 |  | 0 | 0 | 0 | 0 | 0 | 0 | 0 | 0 | 0 | 0 | 0 | 0 | 0 | 0 | 0 | 0 | 0 |  | 1 | 1 | 1 | 1 | 1 | 1 | 1 | 1 | 1 | 0
PG&E North of Greater Bay Study Area | Davis | 115 | 0 | 0 | 0 | 0 | 0 | 0 | 0 | 0 | 0 | 0 | 0 | 0 | 0 | 0 | 0 | 0 | 0 | 0 | 0 | 0 |  | 0 | 0 | 0 | 0 | 0 | 0 | 0 | 0 | 0 | 0 | 0 | 0 | 0 | 0 | 0 | 0 | 0 | 0 | 0 |  | 0 | 0 | 0 | 0 | 0 | 0 | 0 | 0 | 0 | 0 | 0 | 0 | 0 | 0 | 0 | 0 | 0 |  | 1 | 1 | 1 | 1 | 1 | 1 | 1 | 1 | 1 | 0
SCE Metro Study Area | Del Amo | 230 | 0 | 0 | 0 | 0 | 0 | 0 | 0 | 0 | 0 | 0 | 0 | 0 | 0 | 0 | 0 | 10 | 0 | 10 | 0 | 1 |  | 0 | 0 | 0 | 0 | 0 | 0 | 0 | 0 | 0 | 0 | 0 | 0 | 0 | 0 | 0 | 0 | 0 | 0 | 0 |  | 0 | 0 | 0 | 0 | 0 | 0 | 0 | 0 | 0 | 0 | 0 | 0 | 0 | 0 | 0 | 0 | 0 |  | 1 | 1 | 1 | 1 | 1 | 1 | 1 | 1 | 1 | 0
SCE Eastern Study Area | Delaney | 500 | 0 | 0 | 0 | 0 | 0 | 0 | 0 | 0 | 0 | 0 | 0 | 0 | 10 | 140 | 150 | 0 | 0 | 0 | 0 | 1 |  | 0 | 0 | 0 | 0 | 0 | 0 | 0 | 0 | 0 | 0 | 0 | 0 | 1000 | 2000 | 3000 | 1041.979 | 0 | 1 | 3 |  | 0 | 0 | 0 | 0 | 0 | 0 | 0 | 0 | 0 | 0 | 0 | 0 | 2 | 2 | 2 | 2 | 0 |  | 1 | 1 | 1 | 1 | 1 | 1 | 5 | 5 | 1 | 1
PG&E North of Greater Bay Study Area | Delevan | 230 | 0 | 0 | 0 | 0 | 0 | 0 | 0 | 0 | 0 | 0 | 0 | 0 | 0 | 0 | 0 | 0 | 0 | 0 | 0 | 0 |  | 0 | 0 | 0 | 0 | 0 | 0 | 0 | 0 | 0 | 0 | 0 | 0 | 75 | 385 | 460 | 80 | 0 | 1 | 0 |  | 0 | 0 | 0 | 0 | 0 | 0 | 0 | 0 | 0 | 0 | 0 | 0 | 2 | 2 | 2 | 2 | 0 |  | 1 | 1 | 1 | 1 | 1 | 1 | 4 | 4 | 1 | 1
PG&E Greater Bay Study Area | Delta PP | 230 | 0 | 0 | 0 | 0 | 0 | 0 | 0 | 0 | 0 | 0 | 0 | 0 | 0 | 0 | 0 | 0 | 0 | 0 | 0 | 0 |  | 0 | 3.6 | 80 | 0 | 80 | 0 | 0 | 0 | 0 | 0 | 0 | 8 | 0 | 0 | 0 | 0 | 0 | 1 | 0 |  | 0 | 2 | 2 | 0 | 2 | 0 | 0 | 0 | 0 | 0 | 0 | 2 | 0 | 0 | 0 | 0 | 0 |  | 1 | 4 | 4 | 1 | 1 | 4 | 1 | 1 | 1 | 1
East of Pisgah Study Area | Desert View | 230 | 0 | 0 | 0 | 0 | 0 | 0 | 0 | 0 | 0 | 0 | 0 | 0 | 0 | 0 | 0 | 0 | 0 | 0 | 0 | 0 |  | 0 | 0 | 0 | 0 | 0 | 0 | 0 | 0 | 0 | 0 | 0 | 0 | 100 | 50 | 150 | 40 | 0 | 1 | 3 |  | 0 | 0 | 0 | 0 | 0 | 0 | 0 | 0 | 0 | 0 | 0 | 0 | 2 | 2 | 2 | 2 | 0 |  | 1 | 1 | 1 | 1 | 1 | 1 | 5 | 5 | 1 | 1
SCE Eastern Study Area | Devers | 500 | 0 | 0 | 0 | 0 | 0 | 0 | 0 | 0 | 0 | 0 | 0 | 0 | 0 | 0 | 0 | 0 | 0 | 0 | 0 | 0 |  | 0 | 0 | 0 | 0 | 0 | 0 | 0 | 0 | 0 | 0 | 0 | 0 | 0 | 0 | 0 | 0 | 0 | 0 | 1 |  | 0 | 0 | 0 | 0 | 0 | 0 | 0 | 0 | 0 | 0 | 0 | 0 | 0 | 0 | 0 | 0 | 0 |  | 1 | 1 | 1 | 1 | 1 | 1 | 1 | 1 | 1 | 0
SCE Eastern Study Area | Devers | 230 | 0 | 0 | 392.6 | 100 | 492.6 | 0 | 0 | 0 | 0 | 0 | 0 | 0 | 0 | 0 | 0 | 400 | 120 | 520 | 0 | 1 |  | 0 | 0 | 1.3 | 20 | 21.3 | 0 | 0 | 0 | 0 | 0 | 0 | 0 | 150 | 425 |  | 445 | 0 | 1 | 1 |  | 0 | 0 | 0 | 0 | 0 | 0 | 0 | 0 | 0 | 0 | 0 | 0 | 2 | 2 | #VALUE! | 0 | 0 |  | 1 | 1 | 1 | 1 | 1 | 1 | 5 | 1 | 1 | 1
PG&E Kern Study Area | Diablo | 500 | 0 | 0 | 0 | 0 | 0 | 0 | 0 | 0 | 2000 | 0 | 2000 | 0 | 0 | 0 | 0 | 0 | 0 | 0 | 0 | 1 |  | 0 | 0 | 0 | 0 | 0 | 0 | 0 | 0 | 3100 | 0 | 3100 | 0 | 0 | 0 | 0 | 0 | 0 | 1 | 0 |  | 0 | 0 | 0 | 0 | 0 | 0 | 0 | 0 | 2 | 0 | 2 | 0 | 0 | 0 | 0 | 0 | 0 |  | 1 | 1 | 1 | 1 | 4 | 1 | 1 | 1 | 1 | 1
PG&E Kern Study Area | Diablo | 230 | 0 | 0 | 0 | 0 | 0 | 0 | 0 | 0 | 0 | 0 | 0 | 0 | 0 | 0 | 0 | 0 | 0 | 0 | 0 | 0 |  | 0 | 0 | 0 | 0 | 0 | 0 | 0 | 0 | 0 | 0 | 0 | 0 | 0 | 0 | 0 | 0 | 0 | 0 | 0 |  | 0 | 0 | 0 | 0 | 0 | 0 | 0 | 0 | 0 | 0 | 0 | 0 | 0 | 0 | 0 | 0 | 0 |  | 1 | 1 | 1 | 1 | 1 | 1 | 1 | 1 | 1 | 0
PG&E Greater Bay Study Area | Dixon Landing | 115 | 0 | 0 | 0 | 0 | 0 | 0 | 0 | 0 | 0 | 0 | 0 | 2.3 | 0 | 0 | 0 | 0 | 0 | 0 | 0 | 1 |  | 0 | 0 | 0 | 0 | 0 | 0 | 0 | 0 | 0 | 0 | 0 | 0 | 0 | 0 | 0 | 0 | 0 | 0 | 1 |  | 0 | 0 | 0 | 0 | 0 | 0 | 0 | 0 | 0 | 0 | 0 | 0 | 0 | 0 | 0 | 0 | 0 |  | 1 | 1 | 1 | 1 | 1 | 1 | 1 | 1 | 1 | 0
PG&E Greater Bay Study Area | Donnells PH | 115 | 0 | 3 | 0 | 0 | 0 | 0 | 0 | 0 | 0 | 0 | 0 | 0 | 0 | 0 | 0 | 0 | 0 | 0 | 0 | 1 |  | 0 | 3 | 0 | 0 | 0 | 0 | 0 | 0 | 0 | 0 | 0 | 0 | 0 | 0 | 0 | 0 | 0 | 1 | 0 |  | 0 | 0 | 0 | 0 | 0 | 0 | 0 | 0 | 0 | 0 | 0 | 0 | 0 | 0 | 0 | 0 | 0 |  | 1 | 1 | 1 | 1 | 1 | 1 | 1 | 1 | 1 | 0
PG&E Fresno Study Area | Dos Amigos | 230 | 0 | 0 | 0 | 0 | 0 | 0 | 0 | 0 | 0 | 0 | 0 | 3 | 0 | 0 | 0 | 0 | 0 | 0 | 0 | 1 |  | 0 | 0 | 0 | 0 | 0 | 0 | 0 | 0 | 0 | 0 | 0 | 0 | 0 | 0 | 0 | 0 | 0 | 0 | 1 |  | 0 | 0 | 0 | 0 | 0 | 0 | 0 | 0 | 0 | 0 | 0 | 0 | 0 | 0 | 0 | 0 | 0 |  | 1 | 1 | 1 | 1 | 1 | 1 | 1 | 1 | 1 | 0
PG&E North of Greater Bay Study Area | Drum | 115 | 0 | 0 | 0 | 0 | 0 | 0 | 0 | 0 | 0 | 0 | 0 | 0 | 0 | 0 | 0 | 0 | 0 | 0 | 0 | 0 |  | 0 | 0 | 0 | 0 | 0 | 0 | 0 | 0 | 0 | 0 | 0 | 0 | 0 | 0 | 0 | 0 | 0 | 0 | 0 |  | 0 | 0 | 0 | 0 | 0 | 0 | 0 | 0 | 0 | 0 | 0 | 0 | 0 | 0 | 0 | 0 | 0 |  | 1 | 1 | 1 | 1 | 1 | 1 | 1 | 1 | 1 | 0
PG&E Greater Bay Study Area | Dumbarton | 115 | 0 | 0 | 0 | 0 | 0 | 0 | 0 | 0 | 0 | 0 | 0 | 1 | 0 | 0 | 0 | 0 | 0 | 0 | 0 | 1 |  | 0 | 0 | 0 | 0 | 0 | 0 | 0 | 0 | 0 | 0 | 0 | 0 | 0 | 0 | 0 | 0 | 0 | 0 | 3 |  | 0 | 0 | 0 | 0 | 0 | 0 | 0 | 0 | 0 | 0 | 0 | 0 | 0 | 0 | 0 | 0 | 0 |  | 1 | 1 | 1 | 1 | 1 | 1 | 1 | 1 | 1 | 0
SCE Eastern Study Area | Eagle Mountain | 230 | 0 | 0 | 0 | 0 | 0 | 0 | 0 | 0 | 0 | 0 | 0 | 0 | 0 | 0 | 0 | 0 | 0 | 0 | 0 | 0 |  | 0 | 0 | 0 | 0 | 0 | 0 | 0 | 0 | 0 | 0 | 0 | 0 | 0 | 0 | 0 | 0 | 0 | 0 | 2 |  | 0 | 0 | 0 | 0 | 0 | 0 | 0 | 0 | 0 | 0 | 0 | 0 | 0 | 0 | 0 | 0 | 0 |  | 1 | 1 | 1 | 1 | 1 | 1 | 1 | 1 | 1 | 0
PG&E North of Greater Bay Study Area | Eagle Rock (PGE) | 115 | 32 | 2 | 104 | 27 | 131 | 0 | 0 | 0 | 0 | 0 | 0 | 0 | 0 | 0 | 0 | 0 | 0 | 0 | 0 | 1 |  | 0 | 1 | 0 | 0 | 0 | 0 | 0 | 0 | 0 | 0 | 0 | 0 | 0 | 0 | 0 | 0 | 0 | 1 | 1 |  | 0 | 0 | 0 | 0 | 0 | 0 | 0 | 0 | 0 | 0 | 0 | 0 | 0 | 0 | 0 | 0 | 0 |  | 1 | 1 | 1 | 1 | 1 | 1 | 1 | 1 | 1 | 0
SCE Metro Study Area | Eagle Rock (SCE) | 230 | 0 | 0 | 0 | 0 | 0 | 0 | 0 | 0 | 0 | 0 | 0 | 0 | 0 | 0 | 0 | 0 | 0 | 0 | 0 | 0 |  | 0 | 0 | 0 | 0 | 0 | 0 | 0 | 0 | 0 | 0 | 0 | 0 | 0 | 0 | 0 | 0 | 0 | 0 | 0 |  | 0 | 0 | 0 | 0 | 0 | 0 | 0 | 0 | 0 | 0 | 0 | 0 | 0 | 0 | 0 | 0 | 0 |  | 1 | 1 | 1 | 1 | 1 | 1 | 1 | 1 | 1 | 0
PG&E North of Greater Bay Study Area | East Nicolaus | 115 | 0 | 0 | 0 | 0 | 0 | 0 | 0 | 0 | 0 | 0 | 0 | 0 | 0 | 0 | 0 | 0 | 0 | 0 | 0 | 0 |  | 0 | 0 | 0 | 0 | 0 | 0 | 0 | 0 | 0 | 0 | 0 | 0 | 0 | 0 | 0 | 0 | 0 | 0 | 0 |  | 0 | 0 | 0 | 0 | 0 | 0 | 0 | 0 | 0 | 0 | 0 | 0 | 0 | 0 | 0 | 0 | 0 |  | 1 | 1 | 1 | 1 | 1 | 1 | 1 | 1 | 1 | 0
PG&E Greater Bay Study Area | East Shore | 230 | 0 | 0 | 0 | 0 | 0 | 0 | 0 | 0 | 0 | 0 | 0 | 0 | 0 | 0 | 0 | 0 | 0 | 0 | 0 | 0 |  | 0 | 0 | 0 | 0 | 0 | 0 | 0 | 0 | 0 | 0 | 0 | 0 | 0 | 0 | 0 | 0 | 0 | 0 | 1 |  | 0 | 0 | 0 | 0 | 0 | 0 | 0 | 0 | 0 | 0 | 0 | 0 | 0 | 0 | 0 | 0 | 0 |  | 1 | 1 | 1 | 1 | 1 | 1 | 1 | 1 | 1 | 0
PG&E Greater Bay Study Area | East Shore | 115 | 0 | 0 | 0 | 0 | 0 | 0 | 0 | 0 | 0 | 0 | 0 | 0 | 0 | 0 | 0 | 0 | 0 | 0 | 0 | 0 |  | 0 | 0 | 0 | 0 | 0 | 0 | 0 | 0 | 0 | 0 | 0 | 0 | 0 | 0 | 0 | 0 | 0 | 0 | 3 |  | 0 | 0 | 0 | 0 | 0 | 0 | 0 | 0 | 0 | 0 | 0 | 0 | 0 | 0 | 0 | 0 | 0 |  | 1 | 1 | 1 | 1 | 1 | 1 | 1 | 1 | 1 | 0
SDG&E Study Area | ECO | 500 | 0 | 0 | 800 | 200 | 1000 | 0 | 0 | 0 | 0 | 0 | 0 | 0 | 0 | 0 | 0 | 0 | 0 | 0 | 0 | 1 |  | 0 | 0 | 0 | 0 | 0 | 0 | 0 | 0 | 0 | 0 | 0 | 0 | 0 | 0 | 0 | 0 | 0 | 0 | 7 |  | 0 | 0 | 0 | 0 | 0 | 0 | 0 | 0 | 0 | 0 | 0 | 0 | 0 | 0 | 0 | 0 | 0 |  | 1 | 1 | 1 | 1 | 1 | 1 | 1 | 1 | 1 | 0
SDG&E Study Area | ECO | 230 | 0 | 0 | 305 | 400 | 705 | 0 | 0 | 0 | 0 | 0 | 0 | 0 | 0 | 0 | 0 | 0 | 0 | 0 | 0 | 1 |  | 0 | 0 | 105 | 360 | 465 | 0 | 0 | 0 | 0 | 0 | 0 | 0 | 0 | 0 | 0 | 0 | 0 | 1 | 7 |  | 0 | 0 | 0 | 0 | 0 | 0 | 0 | 0 | 0 | 0 | 0 | 0 | 0 | 0 | 0 | 0 | 0 |  | 1 | 1 | 1 | 1 | 1 | 1 | 1 | 1 | 1 | 0
SDG&E Study Area | ECO | 138 | 0 | 0 | 60 | 0 | 60 | 0 | 0 | 0 | 0 | 0 | 0 | 0 | 0 | 182 | 182 | 117.15 | 0 | 117.15 | 0 | 1 |  | 0 | 0 | 135 | 0 | 135 | 0 | 0 | 0 | 0 | 0 | 0 | 0 | 0 | 180 | 180 | 107.5 | 0 | 1 | 7 |  | 0 | 0 | 2 | 0 | 2 | 0 | 0 | 0 | 0 | 0 | 0 | 0 | 0 | 0 | 0 | 0 | 0 |  | 1 | 1 | 5 | 1 | 1 | 1 | 1 | 1 | 1 | 1
PG&E Greater Bay Study Area | Edes | 115 | 0 | 0 | 0 | 0 | 0 | 0 | 0 | 0 | 0 | 0 | 0 | 0 | 0 | 0 | 0 | 0 | 0 | 0 | 0 | 0 |  | 0 | 0 | 0 | 0 | 0 | 0 | 0 | 0 | 0 | 0 | 0 | 0 | 0 | 0 | 0 | 0 | 0 | 0 | 0 |  | 0 | 0 | 0 | 0 | 0 | 0 | 0 | 0 | 0 | 0 | 0 | 0 | 0 | 0 | 0 | 0 | 0 |  | 1 | 1 | 1 | 1 | 1 | 1 | 1 | 1 | 1 | 0
PG&E Greater Bay Study Area | Eight Mile | 230 | 0 | 0 | 0 | 0 | 0 | 0 | 0 | 0 | 0 | 0 | 0 | 0 | 0 | 0 | 0 | 0 | 0 | 0 | 0 | 0 |  | 0 | 0 | 0 | 0 | 0 | 0 | 0 | 0 | 0 | 0 | 0 | 0 | 0 | 0 | 0 | 0 | 0 | 0 | 0 |  | 0 | 0 | 0 | 0 | 0 | 0 | 0 | 0 | 0 | 0 | 0 | 0 | 0 | 0 | 0 | 0 | 0 |  | 1 | 1 | 1 | 1 | 1 | 1 | 1 | 1 | 1 | 0
SDG&E Study Area | El Cajon | 69 | 0 | 0 | 0 | 0 | 0 | 0 | 0 | 0 | 0 | 0 | 0 | 0 | 0 | 0 | 0 | 50 | 0 | 50 | 0 | 1 |  | 0 | 0 | 0 | 0 | 0 | 0 | 0 | 0 | 0 | 0 | 0 | 0 | 0 | 0 | 0 | 0 | 0 | 0 | 1 |  | 0 | 0 | 0 | 0 | 0 | 0 | 0 | 0 | 0 | 0 | 0 | 0 | 0 | 0 | 0 | 0 | 0 |  | 1 | 1 | 1 | 1 | 1 | 1 | 1 | 1 | 1 | 0
SCE Eastern Study Area | El Casco | 230 | 0 | 0 | 200 | 0 | 200 | 0 | 0 | 0 | 0 | 0 | 0 | 0 | 0 | 0 | 0 | 165 | 0 | 165 | 0 | 1 |  | 0 | 0 | 0 | 0 | 0 | 0 | 0 | 0 | 0 | 0 | 0 | 0 | 0 | 0 | 0 | 165 | 0 | 1 | 1 |  | 0 | 0 | 0 | 0 | 0 | 0 | 0 | 0 | 0 | 0 | 0 | 0 | 0 | 0 | 0 | 0 | 0 |  | 1 | 1 | 1 | 1 | 1 | 1 | 1 | 1 | 1 | 0
PG&E Fresno Study Area | El Nido (PGE) | 115 | 0 | 0 | 0 | 0 | 0 | 0 | 0 | 0 | 0 | 0 | 0 | 3 | 0 | 0 | 0 | 0 | 0 | 0 | 0 | 1 |  | 0 | 0 | 0 | 0 | 0 | 0 | 0 | 0 | 0 | 0 | 0 | 0 | 0 | 0 | 0 | 0 | 0 | 0 | 4 |  | 0 | 0 | 0 | 0 | 0 | 0 | 0 | 0 | 0 | 0 | 0 | 0 | 0 | 0 | 0 | 0 | 0 |  | 1 | 1 | 1 | 1 | 1 | 1 | 1 | 1 | 1 | 0
SCE Metro Study Area | El Nido (SCE) | 230 | 0 | 0 | 0 | 0 | 0 | 0 | 0 | 0 | 0 | 0 | 0 | 0 | 0 | 0 | 0 | 0 | 13 | 13 | 0 | 1 |  | 0 | 0 | 0 | 0 | 0 | 0 | 0 | 0 | 0 | 0 | 0 | 0 | 0 | 0 | 0 | 0 | 0 | 0 | 0 |  | 0 | 0 | 0 | 0 | 0 | 0 | 0 | 0 | 0 | 0 | 0 | 0 | 0 | 0 | 0 | 0 | 0 |  | 1 | 1 | 1 | 1 | 1 | 1 | 1 | 1 | 1 | 0
PG&E Greater Bay Study Area | El Patio | 115 | 0 | 0 | 0 | 0 | 0 | 0 | 0 | 0 | 0 | 0 | 0 | 0 | 0 | 0 | 0 | 0 | 0 | 0 | 0 | 0 |  | 0 | 0 | 0 | 0 | 0 | 0 | 0 | 0 | 0 | 0 | 0 | 0 | 0 | 0 | 0 | 0 | 0 | 0 | 0 |  | 0 | 0 | 0 | 0 | 0 | 0 | 0 | 0 | 0 | 0 | 0 | 0 | 0 | 0 | 0 | 0 | 0 |  | 1 | 1 | 1 | 1 | 1 | 1 | 1 | 1 | 1 | 0
SCE Metro Study Area | El Segundo | 230 | 0 | 0 | 0 | 0 | 0 | 0 | 0 | 0 | 0 | 0 | 0 | 0 | 0 | 0 | 0 | 0 | 0 | 0 | 0 | 0 |  | 0 | 0 | 0 | 0 | 0 | 0 | 0 | 0 | 0 | 0 | 0 | 0 | 0 | 0 | 0 | 0 | 0 | 0 | 0 |  | 0 | 0 | 0 | 0 | 0 | 0 | 0 | 0 | 0 | 0 | 0 | 0 | 0 | 0 | 0 | 0 | 0 |  | 1 | 1 | 1 | 1 | 1 | 1 | 1 | 1 | 1 | 0
East of Pisgah Study Area | Eldorado | 500 | 240 | 0 | 0 | 0 | 0 | 2268.4 | 0 | 2268.4 | 0 | 0 | 0 | 0 | 0 | 0 | 0 | 0 | 0 | 0 | 0 | 1 |  | 305 | 0 | 0 | 0 | 0 | 2500 | 0 | 2500 | 0 | 0 | 0 | 0 | 0 | 0 | 0 | 0 | 0 | 1 | 2 |  | 1 | 0 | 0 | 0 | 0 | 1 | 0 | 1 | 0 | 0 | 0 | 0 | 0 | 0 | 0 | 0 | 0 |  | 3 | 1 | 1 | 3 | 1 | 1 | 1 | 1 | 1 | 1
East of Pisgah Study Area | Eldorado | 230 | 114.2 | 0 | 0 | 0 | 0 | 0 | 0 | 0 | 0 | 0 | 0 | 0 | 0 | 300 | 300 | 279 | 0 | 279 | 0 | 1 |  | 100 | 0 | 0 | 0 | 0 | 0 | 0 | 0 | 0 | 0 | 0 | 0 | 0 | 300 | 300 | 529 | 0 | 1 | 2 |  | 0 | 0 | 0 | 0 | 0 | 0 | 0 | 0 | 0 | 0 | 0 | 0 | 0 | 0 | 0 | 2 | 0 |  | 1 | 1 | 1 | 1 | 1 | 1 | 1 | 5 | 1 | 1
PG&E Kern Study Area | Elk Hills | 230 | 0 | 0 | 0 | 0 | 0 | 0 | 0 | 0 | 0 | 0 | 0 | 5.25 | 0 | 0 | 0 | 0 | 0 | 0 | 0 | 1 |  | 0 | 0 | 0 | 0 | 0 | 0 | 0 | 0 | 0 | 0 | 0 | 2.25 | 0 | 0 | 0 | 0 | 0 | 1 | 0 |  | 0 | 0 | 0 | 0 | 0 | 0 | 0 | 0 | 0 | 0 | 0 | 0 | 0 | 0 | 0 | 0 | 0 |  | 1 | 1 | 1 | 1 | 1 | 1 | 1 | 1 | 1 | 0
SDG&E Study Area | Elliot | 69 | 0 | 0 | 0 | 0 | 0 | 0 | 0 | 0 | 0 | 0 | 0 | 0 | 0 | 0 | 0 | 9.75 | 0 | 9.75 | 0 | 1 |  | 0 | 0 | 0 | 0 | 0 | 0 | 0 | 0 | 0 | 0 | 0 | 0 | 0 | 0 | 0 | 0 | 0 | 0 | 1 |  | 0 | 0 | 0 | 0 | 0 | 0 | 0 | 0 | 0 | 0 | 0 | 0 | 0 | 0 | 0 | 0 | 0 |  | 1 | 1 | 1 | 1 | 1 | 1 | 1 | 1 | 1 | 0
SCE Metro Study Area | Ellis | 230 | 0 | 0 | 0 | 0 | 0 | 0 | 0 | 0 | 0 | 0 | 0 | 0 | 0 | 0 | 0 | 0 | 0 | 0 | 0 | 0 |  | 0 | 0 | 0 | 0 | 0 | 0 | 0 | 0 | 0 | 0 | 0 | 0 | 0 | 0 | 0 | 0 | 0 | 0 | 0 |  | 0 | 0 | 0 | 0 | 0 | 0 | 0 | 0 | 0 | 0 | 0 | 0 | 0 | 0 | 0 | 0 | 0 |  | 1 | 1 | 1 | 1 | 1 | 1 | 1 | 1 | 1 | 0
SDG&E Study Area | Encina | 230 | 0 | 0 | 0 | 0 | 0 | 0 | 0 | 0 | 0 | 0 | 0 | 0 | 0 | 0 | 0 | 0 | 0 | 0 | 0 | 0 |  | 0 | 0 | 0 | 0 | 0 | 0 | 0 | 0 | 0 | 0 | 0 | 0 | 0 | 0 | 0 | 0 | 0 | 0 | 2 |  | 0 | 0 | 0 | 0 | 0 | 0 | 0 | 0 | 0 | 0 | 0 | 0 | 0 | 0 | 0 | 0 | 0 |  | 1 | 1 | 1 | 1 | 1 | 1 | 1 | 1 | 1 | 0
SDG&E Study Area | Escondido | 230 | 0 | 0 | 0 | 0 | 0 | 0 | 0 | 0 | 0 | 0 | 0 | 0 | 0 | 0 | 0 | 0 | 50 | 50 | 0 | 1 |  | 0 | 0 | 0 | 0 | 0 | 0 | 0 | 0 | 0 | 0 | 0 | 0 | 0 | 0 | 0 | 115 | 0 | 1 | 3 |  | 0 | 0 | 0 | 0 | 0 | 0 | 0 | 0 | 0 | 0 | 0 | 0 | 0 | 0 | 0 | 2 | 0 |  | 1 | 1 | 1 | 1 | 1 | 1 | 1 | 5 | 1 | 1
SCE Eastern Study Area | Etiwanda | 230 | 0 | 0 | 0 | 0 | 0 | 0 | 0 | 0 | 0 | 0 | 0 | 0 | 0 | 0 | 0 | 200 | 0 | 200 | 0 | 1 |  | 0 | 0 | 0 | 0 | 0 | 0 | 0 | 0 | 0 | 0 | 0 | 0 | 0 | 0 | 0 | 200 | 0 | 1 | 1 |  | 0 | 0 | 0 | 0 | 0 | 0 | 0 | 0 | 0 | 0 | 0 | 0 | 0 | 0 | 0 | 0 | 0 |  | 1 | 1 | 1 | 1 | 1 | 1 | 1 | 1 | 1 | 0
PG&E Greater Bay Study Area | Evergreen | 115 | 0 | 0 | 0 | 0 | 0 | 0 | 0 | 0 | 0 | 0 | 0 | 0 | 0 | 0 | 0 | 0 | 0 | 0 | 0 | 0 |  | 0 | 0 | 0 | 0 | 0 | 0 | 0 | 0 | 0 | 0 | 0 | 0 | 0 | 0 | 0 | 0 | 0 | 0 | 1 |  | 0 | 0 | 0 | 0 | 0 | 0 | 0 | 0 | 0 | 0 | 0 | 0 | 0 | 0 | 0 | 0 | 0 |  | 1 | 1 | 1 | 1 | 1 | 1 | 1 | 1 | 1 | 0
PG&E Fresno Study Area | Excelsior | 115 | 0 | 0 | 0 | 0 | 0 | 0 | 0 | 0 | 0 | 0 | 0 | 0 | 0 | 0 | 0 | 0 | 0 | 0 | 0 | 0 |  | 0 | 0 | 0 | 0 | 0 | 0 | 0 | 0 | 0 | 0 | 0 | 0 | 0 | 0 | 0 | 0 | 0 | 0 | 3 |  | 0 | 0 | 0 | 0 | 0 | 0 | 0 | 0 | 0 | 0 | 0 | 0 | 0 | 0 | 0 | 0 | 0 |  | 1 | 1 | 1 | 1 | 1 | 1 | 1 | 1 | 1 | 0
PG&E Kern Study Area | Fairway | 115 | 0 | 0 | 0 | 0 | 0 | 0 | 0 | 0 | 0 | 0 | 0 | 0 | 0 | 0 | 0 | 10 | 0 | 10 | 0 | 1 |  | 0 | 0 | 0 | 0 | 0 | 0 | 0 | 0 | 0 | 0 | 0 | 0 | 0 | 0 | 0 | 0 | 0 | 0 | 0 |  | 0 | 0 | 0 | 0 | 0 | 0 | 0 | 0 | 0 | 0 | 0 | 0 | 0 | 0 | 0 | 0 | 0 |  | 1 | 1 | 1 | 1 | 1 | 1 | 1 | 1 | 1 | 0
PG&E Kern Study Area | Famoso | 115 | 0 | 0 | 0 | 0 | 0 | 0 | 0 | 0 | 0 | 0 | 0 | 5 | 0 | 0 | 0 | 0 | 0 | 0 | 0 | 1 |  | 0 | 0 | 0 | 0 | 0 | 0 | 0 | 0 | 0 | 0 | 0 | 0 | 0 | 0 | 0 | 0 | 0 | 0 | 0 |  | 0 | 0 | 0 | 0 | 0 | 0 | 0 | 0 | 0 | 0 | 0 | 0 | 0 | 0 | 0 | 0 | 0 |  | 1 | 1 | 1 | 1 | 1 | 1 | 1 | 1 | 1 | 0
PG&E Greater Bay Study Area | Fibreboard (SPI Sonora) | 115 | 0 | 0 | 0 | 0 | 0 | 0 | 0 | 0 | 0 | 0 | 0 | 0 | 0 | 0 | 0 | 0 | 0 | 0 | 0 | 0 |  | 0 | 0 | 0 | 0 | 0 | 0 | 0 | 0 | 0 | 0 | 0 | 0 | 0 | 0 | 0 | 0 | 0 | 0 | 0 |  | 0 | 0 | 0 | 0 | 0 | 0 | 0 | 0 | 0 | 0 | 0 | 0 | 0 | 0 | 0 | 0 | 0 |  | 1 | 1 | 1 | 1 | 1 | 1 | 1 | 1 | 1 | 0
PG&E Fresno Study Area | Figarden | 230 | 0 | 0 | 0 | 0 | 0 | 0 | 0 | 0 | 0 | 0 | 0 | 0 | 0 | 0 | 0 | 0 | 0 | 0 | 0 | 0 |  | 0 | 0 | 0 | 0 | 0 | 0 | 0 | 0 | 0 | 0 | 0 | 0 | 0 | 0 | 0 | 0 | 0 | 0 | 4 |  | 0 | 0 | 0 | 0 | 0 | 0 | 0 | 0 | 0 | 0 | 0 | 0 | 0 | 0 | 0 | 0 | 0 |  | 1 | 1 | 1 | 1 | 1 | 1 | 1 | 1 | 1 | 0
PG&E Fresno Study Area | Fink (Proposed) | 230 | 0 | 0 | 0 | 0 | 0 | 0 | 0 | 0 | 0 | 0 | 0 | 0 | 220 | 0 | 220 | 162 | 30 | 192 | 0 | 1 |  | 0 | 0 | 0 | 0 | 0 | 0 | 0 | 0 | 0 | 0 | 0 | 0 | 0 | 0 | 0 | 0 | 0 | 0 | 1 |  | 0 | 0 | 0 | 0 | 0 | 0 | 0 | 0 | 0 | 0 | 0 | 0 | 0 | 0 | 0 | 0 | 0 |  | 1 | 1 | 1 | 1 | 1 | 1 | 1 | 1 | 1 | 0
PG&E Greater Bay Study Area | FMC | 115 | 0 | 0 | 0 | 0 | 0 | 0 | 0 | 0 | 0 | 0 | 0 | 0 | 0 | 0 | 0 | 0 | 0 | 0 | 0 | 0 |  | 0 | 0 | 0 | 0 | 0 | 0 | 0 | 0 | 0 | 0 | 0 | 0 | 0 | 0 | 0 | 0 | 0 | 0 | 1 |  | 0 | 0 | 0 | 0 | 0 | 0 | 0 | 0 | 0 | 0 | 0 | 0 | 0 | 0 | 0 | 0 | 0 |  | 1 | 1 | 1 | 1 | 1 | 1 | 1 | 1 | 1 | 0
PG&E Greater Bay Study Area | Frogtown | 115 | 0 | 0 | 0 | 0 | 0 | 0 | 0 | 0 | 0 | 0 | 0 | 0 | 0 | 0 | 0 | 0 | 0 | 0 | 0 | 0 |  | 0 | 0 | 0 | 0 | 0 | 0 | 0 | 0 | 0 | 0 | 0 | 0 | 0 | 0 | 0 | 0 | 0 | 0 | 0 |  | 0 | 0 | 0 | 0 | 0 | 0 | 0 | 0 | 0 | 0 | 0 | 0 | 0 | 0 | 0 | 0 | 0 |  | 1 | 1 | 1 | 1 | 1 | 1 | 1 | 1 | 1 | 0
PG&E North of Greater Bay Study Area | Fulton | 230 | 0 | 0 | 0 | 0 | 0 | 0 | 0 | 0 | 0 | 0 | 0 | 0 | 0 | 0 | 0 | 38 | 0 | 38 | 0 | 1 |  | 56 | 1 | 0 | 0 | 0 | 0 | 0 | 0 | 0 | 0 | 0 | 0 | 0 | 0 | 0 | 25 | 0 | 1 | 1 |  | 2 | 2 | 0 | 0 | 0 | 0 | 0 | 0 | 0 | 0 | 0 | 0 | 0 | 0 | 0 | 0 | 0 |  | 5 | 5 | 1 | 1 | 1 | 1 | 1 | 1 | 1 | 1
PG&E North of Greater Bay Study Area | Fulton | 115 | 0 | 2 | 0 | 0 | 0 | 0 | 0 | 0 | 0 | 0 | 0 | 0 | 0 | 0 | 0 | 0 | 0 | 0 | 0 | 1 |  | 0 | 0 | 0 | 0 | 0 | 0 | 0 | 0 | 0 | 0 | 0 | 0 | 0 | 0 | 0 | 0 | 0 | 0 | 2 |  | 0 | 0 | 0 | 0 | 0 | 0 | 0 | 0 | 0 | 0 | 0 | 0 | 0 | 0 | 0 | 0 | 0 |  | 1 | 1 | 1 | 1 | 1 | 1 | 1 | 1 | 1 | 0
East of Pisgah Study Area | Carpenter Canyon (fka Gamebird) | 230 | 0 | 0 | 0 | 0 | 0 | 0 | 0 | 0 | 0 | 0 | 0 | 0 | 210 | 0 | 210 | 200 | 0 | 200 | 0 | 1 |  | 0 | 0 | 0 | 0 | 0 | 0 | 0 | 0 | 0 | 0 | 0 | 0 | 250 | 215 | 465 | 200 | 0 | 1 | 3 |  | 0 | 0 | 0 | 0 | 0 | 0 | 0 | 0 | 0 | 0 | 0 | 0 | 1 | 2 | 2 | 0 | 0 |  | 1 | 1 | 1 | 1 | 1 | 1 | 4 | 1 | 1 | 1
East of Pisgah Study Area | Carpenter Canyon (fka Gamebird) | 138 | 0 | 0 | 0 | 0 | 0 | 0 | 0 | 0 | 0 | 0 | 0 | 0 | 0 | 0 | 0 | 0 | 0 | 0 | 0 | 0 |  | 0 | 0 | 0 | 0 | 0 | 0 | 0 | 0 | 0 | 0 | 0 | 0 | 0 | 0 | 0 | 0 | 0 | 0 | 3 |  | 0 | 0 | 0 | 0 | 0 | 0 | 0 | 0 | 0 | 0 | 0 | 0 | 0 | 0 | 0 | 0 | 0 |  | 1 | 1 | 1 | 1 | 1 | 1 | 1 | 1 | 1 | 0
PG&E Kern Study Area | Ganso | 115 | 0 | 1 | 0 | 0 | 0 | 0 | 0 | 0 | 0 | 0 | 0 | 1.5 | 0 | 0 | 0 | 0 | 0 | 0 | 0 | 1 |  | 0 | 0 | 0 | 0 | 0 | 0 | 0 | 0 | 0 | 0 | 0 | 0 | 0 | 0 | 0 | 0 | 0 | 0 | 0 |  | 0 | 0 | 0 | 0 | 0 | 0 | 0 | 0 | 0 | 0 | 0 | 0 | 0 | 0 | 0 | 0 | 0 |  | 1 | 1 | 1 | 1 | 1 | 1 | 1 | 1 | 1 | 0
PG&E Fresno Study Area | Gates | 500 | 0 | 0 | 0 | 0 | 0 | 0 | 0 | 0 | 0 | 0 | 0 | 0 | 0 | 0 | 0 | 0 | 0 | 0 | 0 | 0 |  | 0 | 0 | 0 | 0 | 0 | 0 | 0 | 0 | 0 | 0 | 0 | 0 | 0 | 0 | 0 | 300 | 0 | 1 | 0 |  | 0 | 0 | 0 | 0 | 0 | 0 | 0 | 0 | 0 | 0 | 0 | 0 | 0 | 0 | 0 | 2 | 0 |  | 1 | 1 | 1 | 1 | 1 | 1 | 1 | 4 | 1 | 1
PG&E Fresno Study Area | Gates | 230 | 0 | 0 | 0 | 0 | 0 | 0 | 0 | 0 | 0 | 0 | 0 | 4.59 | 781.5 | 143.5 | 925 | 763.131 | 0 | 763.131 | 0 | 1 |  | 0 | 0 | 0 | 0 | 0 | 0 | 0 | 0 | 0 | 0 | 0 | 0 | 1050 | 650 | 1700 | 439.88 | 0 | 1 | 3 |  | 0 | 0 | 0 | 0 | 0 | 0 | 0 | 0 | 0 | 0 | 0 | 0 | 1 | 2 | 2 | 0 | 0 |  | 1 | 1 | 1 | 1 | 1 | 1 | 4 | 1 | 1 | 1
PG&E Fresno Study Area | New Sub - Gates - Midway (Proposed) | 230 | 0 | 0 | 0 | 0 | 0 | 0 | 0 | 0 | 0 | 0 | 0 | 0 | 0 | 0 | 0 | 0 | 0 | 0 | 0 | 0 |  | 0 | 0 | 0 | 0 | 0 | 0 | 0 | 0 | 0 | 0 | 0 | 0 | 0 | 0 | 0 | 0 | 0 | 0 | 1 |  | 0 | 0 | 0 | 0 | 0 | 0 | 0 | 0 | 0 | 0 | 0 | 0 | 0 | 0 | 0 | 0 | 0 |  | 1 | 1 | 1 | 1 | 1 | 1 | 1 | 1 | 1 | 0
PG&E Kern Study Area | New Sub - Gates - Templeton (Proposed) | 230 | 0 | 0 | 0 | 0 | 0 | 0 | 0 | 0 | 0 | 0 | 0 | 0 | 0 | 0 | 0 | 0 | 0 | 0 | 0 | 0 |  | 0 | 0 | 0 | 0 | 0 | 0 | 0 | 0 | 0 | 0 | 0 | 0 | 0 | 0 | 0 | 0 | 0 | 0 | 1 |  | 0 | 0 | 0 | 0 | 0 | 0 | 0 | 0 | 0 | 0 | 0 | 0 | 0 | 0 | 0 | 0 | 0 |  | 1 | 1 | 1 | 1 | 1 | 1 | 1 | 1 | 1 | 0
PG&E North of Greater Bay Study Area | Geysers 12 | 230 | 43 | 0 | 0 | 0 | 0 | 0 | 0 | 0 | 0 | 0 | 0 | 0 | 0 | 0 | 0 | 0 | 0 | 0 | 0 | 1 |  | 83 | 0 | 0 | 0 | 0 | 0 | 0 | 0 | 0 | 0 | 0 | 0 | 0 | 0 | 0 | 0 | 0 | 1 | 1 |  | 2 | 0 | 0 | 0 | 0 | 0 | 0 | 0 | 0 | 0 | 0 | 0 | 0 | 0 | 0 | 0 | 0 |  | 5 | 1 | 1 | 1 | 1 | 1 | 1 | 1 | 1 | 1
PG&E North of Greater Bay Study Area | Geysers 17 | 230 | 0 | 0 | 0 | 0 | 0 | 0 | 0 | 0 | 0 | 0 | 0 | 0 | 0 | 0 | 0 | 0 | 0 | 0 | 0 | 0 |  | 0 | 0 | 0 | 0 | 0 | 0 | 0 | 0 | 0 | 0 | 0 | 0 | 0 | 0 | 0 | 0 | 0 | 0 | 1 |  | 0 | 0 | 0 | 0 | 0 | 0 | 0 | 0 | 0 | 0 | 0 | 0 | 0 | 0 | 0 | 0 | 0 |  | 1 | 1 | 1 | 1 | 1 | 1 | 1 | 1 | 1 | 0
PG&E North of Greater Bay Study Area | Geysers 5&6 | 115 | 0 | 0 | 0 | 0 | 0 | 0 | 0 | 0 | 0 | 0 | 0 | 0 | 0 | 0 | 0 | 0 | 0 | 0 | 0 | 0 |  | 0 | 0 | 0 | 0 | 0 | 0 | 0 | 0 | 0 | 0 | 0 | 0 | 0 | 0 | 0 | 0 | 0 | 0 | 1 |  | 0 | 0 | 0 | 0 | 0 | 0 | 0 | 0 | 0 | 0 | 0 | 0 | 0 | 0 | 0 | 0 | 0 |  | 1 | 1 | 1 | 1 | 1 | 1 | 1 | 1 | 1 | 0
PG&E North of Greater Bay Study Area | Geysers 9&10 Sonoma | 230 | 0 | 0 | 0 | 0 | 0 | 0 | 0 | 0 | 0 | 0 | 0 | 0 | 0 | 0 | 0 | 0 | 0 | 0 | 0 | 0 |  | 0 | 0 | 0 | 0 | 0 | 0 | 0 | 0 | 0 | 0 | 0 | 0 | 0 | 0 | 0 | 0 | 0 | 0 | 2 |  | 0 | 0 | 0 | 0 | 0 | 0 | 0 | 0 | 0 | 0 | 0 | 0 | 0 | 0 | 0 | 0 | 0 |  | 1 | 1 | 1 | 1 | 1 | 1 | 1 | 1 | 1 | 0
PG&E Fresno Study Area | Giffen | 70 | 0 | 0 | 0 | 0 | 0 | 0 | 0 | 0 | 0 | 0 | 0 | 0 | 0 | 0 | 0 | 0 | 0 | 0 | 0 | 0 |  | 0 | 0 | 0 | 0 | 0 | 0 | 0 | 0 | 0 | 0 | 0 | 0 | 0 | 0 | 0 | 0 | 0 | 0 | 4 |  | 0 | 0 | 0 | 0 | 0 | 0 | 0 | 0 | 0 | 0 | 0 | 0 | 0 | 0 | 0 | 0 | 0 |  | 1 | 1 | 1 | 1 | 1 | 1 | 1 | 1 | 1 | 0
PG&E North of Greater Bay Study Area | Glenn | 230 | 0 | 2 | 232 | 68 | 300 | 0 | 0 | 0 | 0 | 0 | 0 | 0 | 0 | 0 | 0 | 0 | 0 | 0 | 5 | 1 |  | 0 | 1 | 30 | 98 | 128 | 0 | 0 | 0 | 0 | 0 | 0 | 0 | 0 | 0 | 0 | 0 | 0 | 1 | 0 |  | 0 | 0 | 0 | 1 | 0 | 0 | 0 | 0 | 0 | 0 | 0 | 0 | 0 | 0 | 0 | 0 | 0 |  | 1 | 1 | 1 | 1 | 1 | 1 | 1 | 1 | 1 | 0
PG&E North of Greater Bay Study Area | Gold Hill | 230 | 0 | 0 | 0 | 0 | 0 | 0 | 0 | 0 | 0 | 0 | 0 | 0 | 0 | 0 | 0 | 50 | 0 | 50 | 0 | 1 |  | 0 | 0 | 0 | 0 | 0 | 0 | 0 | 0 | 0 | 0 | 0 | 0 | 0 | 0 | 0 | 50 | 0 | 1 | 0 |  | 0 | 0 | 0 | 0 | 0 | 0 | 0 | 0 | 0 | 0 | 0 | 0 | 0 | 0 | 0 | 0 | 0 |  | 1 | 1 | 1 | 1 | 1 | 1 | 1 | 1 | 1 | 0
SCE Northern Area | Goleta | 230 | 0 | 2.9 | 0 | 0 | 0 | 0 | 0 | 0 | 0 | 0 | 0 | 0 | 0 | 0 | 0 | 70 | 0 | 70 | 0 | 1 |  | 0 | 2.274 | 0 | 0 | 0 | 0 | 0 | 0 | 0 | 0 | 0 | 0 | 0 | 0 | 0 | 70 | 0 | 1 | 0 |  | 0 | 0 | 0 | 0 | 0 | 0 | 0 | 0 | 0 | 0 | 0 | 0 | 0 | 0 | 0 | 0 | 0 |  | 1 | 1 | 1 | 1 | 1 | 1 | 1 | 1 | 1 | 0
SCE Metro Study Area | Goodrich | 230 | 0 | 0 | 0 | 0 | 0 | 0 | 0 | 0 | 0 | 0 | 0 | 0 | 0 | 0 | 0 | 0 | 0 | 0 | 0 | 0 |  | 0 | 0 | 0 | 0 | 0 | 0 | 0 | 0 | 0 | 0 | 0 | 0 | 0 | 0 | 0 | 0 | 0 | 0 | 0 |  | 0 | 0 | 0 | 0 | 0 | 0 | 0 | 0 | 0 | 0 | 0 | 0 | 0 | 0 | 0 | 0 | 0 |  | 1 | 1 | 1 | 1 | 1 | 1 | 1 | 1 | 1 | 0
PG&E Kern Study Area | Goose Lake | 115 | 0 | 0 | 0 | 0 | 0 | 0 | 0 | 0 | 0 | 0 | 0 | 0 | 0 | 0 | 0 | 0 | 0 | 0 | 0 | 0 |  | 0 | 0 | 0 | 0 | 0 | 0 | 0 | 0 | 0 | 0 | 0 | 0 | 0 | 0 | 0 | 0 | 0 | 0 | 0 |  | 0 | 0 | 0 | 0 | 0 | 0 | 0 | 0 | 0 | 0 | 0 | 0 | 0 | 0 | 0 | 0 | 0 |  | 1 | 1 | 1 | 1 | 1 | 1 | 1 | 1 | 1 | 0
SCE Metro Study Area | Gould | 230 | 0 | 0 | 0 | 0 | 0 | 0 | 0 | 0 | 0 | 0 | 0 | 0 | 0 | 0 | 0 | 0 | 0 | 0 | 0 | 0 |  | 0 | 0 | 0 | 0 | 0 | 0 | 0 | 0 | 0 | 0 | 0 | 0 | 0 | 0 | 0 | 0 | 0 | 0 | 0 |  | 0 | 0 | 0 | 0 | 0 | 0 | 0 | 0 | 0 | 0 | 0 | 0 | 0 | 0 | 0 | 0 | 0 |  | 1 | 1 | 1 | 1 | 1 | 1 | 1 | 1 | 1 | 0
PG&E Greater Bay Study Area | Grant | 115 | 0 | 0 | 0 | 0 | 0 | 0 | 0 | 0 | 0 | 0 | 0 | 0 | 0 | 0 | 0 | 0 | 0 | 0 | 0 | 0 |  | 0 | 0 | 0 | 0 | 0 | 0 | 0 | 0 | 0 | 0 | 0 | 0 | 0 | 0 | 0 | 0 | 0 | 0 | 3 |  | 0 | 0 | 0 | 0 | 0 | 0 | 0 | 0 | 0 | 0 | 0 | 0 | 0 | 0 | 0 | 0 | 0 |  | 1 | 1 | 1 | 1 | 1 | 1 | 1 | 1 | 1 | 0
PG&E Greater Bay Study Area | Green Valley | 115 | 0 | 0 | 0 | 0 | 0 | 0 | 0 | 0 | 0 | 0 | 0 | 0 | 0 | 0 | 0 | 0 | 0 | 0 | 0 | 0 |  | 0 | 0 | 0 | 0 | 0 | 0 | 0 | 0 | 0 | 0 | 0 | 0 | 0 | 0 | 0 | 0 | 0 | 0 | 2 |  | 0 | 0 | 0 | 0 | 0 | 0 | 0 | 0 | 0 | 0 | 0 | 0 | 0 | 0 | 0 | 0 | 0 |  | 1 | 1 | 1 | 1 | 1 | 1 | 1 | 1 | 1 | 0
PG&E North of Greater Bay Study Area | Greenleaf 1 | 115 | 0 | 0 | 0 | 0 | 0 | 0 | 0 | 0 | 0 | 0 | 0 | 0 | 0 | 0 | 0 | 0 | 0 | 0 | 0 | 0 |  | 0 | 0 | 0 | 0 | 0 | 0 | 0 | 0 | 0 | 0 | 0 | 0 | 0 | 0 | 0 | 0 | 0 | 0 | 0 |  | 0 | 0 | 0 | 0 | 0 | 0 | 0 | 0 | 0 | 0 | 0 | 0 | 0 | 0 | 0 | 0 | 0 |  | 1 | 1 | 1 | 1 | 1 | 1 | 1 | 1 | 1 | 0
PG&E Fresno Study Area | Gregg | 230 | 0 | 0 | 0 | 0 | 0 | 0 | 0 | 0 | 0 | 0 | 0 | 0 | 0 | 0 | 0 | 0 | 0 | 0 | 0 | 0 |  | 0 | 0 | 0 | 0 | 0 | 0 | 0 | 0 | 0 | 0 | 0 | 0 | 50 | 105 | 155 | 55.4 | 0 | 1 | 4 |  | 0 | 0 | 0 | 0 | 0 | 0 | 0 | 0 | 0 | 0 | 0 | 0 | 2 | 2 | 2 | 2 | 0 |  | 1 | 1 | 1 | 1 | 1 | 1 | 5 | 5 | 1 | 1
PG&E Kern Study Area | Grimmway-Malaga | 115 | 0 | 0 | 0 | 0 | 0 | 0 | 0 | 0 | 0 | 0 | 0 | 2.4 | 0 | 0 | 0 | 0 | 0 | 0 | 0 | 1 |  | 0 | 0 | 0 | 0 | 0 | 0 | 0 | 0 | 0 | 0 | 0 | 0 | 0 | 0 | 0 | 0 | 0 | 0 | 0 |  | 0 | 0 | 0 | 0 | 0 | 0 | 0 | 0 | 0 | 0 | 0 | 0 | 0 | 0 | 0 | 0 | 0 |  | 1 | 1 | 1 | 1 | 1 | 1 | 1 | 1 | 1 | 0
PG&E Fresno Study Area | GWF Hanford | 115 | 0 | 0 | 0 | 0 | 0 | 0 | 0 | 0 | 0 | 0 | 0 | 0 | 0 | 0 | 0 | 32 | 0 | 32 | 0 | 1 |  | 0 | 0 | 0 | 0 | 0 | 0 | 0 | 0 | 0 | 0 | 0 | 0 | 0 | 0 | 0 | 0 | 0 | 0 | 4 |  | 0 | 0 | 0 | 0 | 0 | 0 | 0 | 0 | 0 | 0 | 0 | 0 | 0 | 0 | 0 | 0 | 0 |  | 1 | 1 | 1 | 1 | 1 | 1 | 1 | 1 | 1 | 0
SCE Metro Study Area | HarborGen | 230 | 0 | 0 | 0 | 0 | 0 | 0 | 0 | 0 | 0 | 0 | 0 | 0 | 0 | 0 | 0 | 0 | 0 | 0 | 0 | 0 |  | 0 | 0 | 0 | 0 | 0 | 0 | 0 | 0 | 0 | 0 | 0 | 0 | 0 | 0 | 0 | 0 | 0 | 0 | 0 |  | 0 | 0 | 0 | 0 | 0 | 0 | 0 | 0 | 0 | 0 | 0 | 0 | 0 | 0 | 0 | 0 | 0 |  | 1 | 1 | 1 | 1 | 1 | 1 | 1 | 1 | 1 | 0
East of Pisgah Study Area | Harry Allen | 500 | 0 | 0 | 0 | 0 | 0 | 1000 | 0 | 1000 | 0 | 0 | 0 | 0 | 0 | 0 | 0 | 0 | 0 | 0 | 0 | 1 |  | 0 | 0 | 0 | 0 | 0 | 0 | 0 | 0 | 0 | 0 | 0 | 0 | 0 | 0 | 0 | 0 | 0 | 0 | 2 |  | 0 | 0 | 0 | 0 | 0 | 0 | 0 | 0 | 0 | 0 | 0 | 0 | 0 | 0 | 0 | 0 | 0 |  | 1 | 1 | 1 | 1 | 1 | 1 | 1 | 1 | 1 | 0
SDG&E Study Area | Hassayampa | 500 | 0 | 0 | 0 | 0 | 0 | 0 | 0 | 0 | 0 | 0 | 0 | 0 | 302.5 | 0 | 302.5 | 22.5 | 0 | 22.5 | 0 | 1 |  | 0 | 0 | 0 | 0 | 0 | 0 | 0 | 0 | 0 | 0 | 0 | 0 | 300 | 171 | 471 | 20 | 0 | 1 | 4 |  | 0 | 0 | 0 | 0 | 0 | 0 | 0 | 0 | 0 | 0 | 0 | 0 | 0 | 2 | 2 | 0 | 0 |  | 1 | 1 | 1 | 1 | 1 | 1 | 4 | 1 | 1 | 1
PG&E Fresno Study Area | Helm | 230 | 0 | 0 | 0 | 0 | 0 | 0 | 0 | 0 | 0 | 0 | 0 | 0 | 0 | 35 | 35 | 0 | 35 | 35 | 0 | 1 |  | 0 | 0 | 0 | 0 | 0 | 0 | 0 | 0 | 0 | 0 | 0 | 0 | 120 | 95 | 215 | 95 | 0 | 1 | 4 |  | 0 | 0 | 0 | 0 | 0 | 0 | 0 | 0 | 0 | 0 | 0 | 0 | 2 | 2 | 2 | 2 | 0 |  | 1 | 1 | 1 | 1 | 1 | 1 | 5 | 5 | 1 | 1
PG&E Fresno Study Area | Henrietta | 230 | 0 | 0 | 0 | 0 | 0 | 0 | 0 | 0 | 0 | 0 | 0 | 3 | 0 | 0 | 0 | 0 | 0 | 0 | 0 | 1 |  | 0 | 0 | 0 | 0 | 0 | 0 | 0 | 0 | 0 | 0 | 0 | 0 | 25 | 95 | 120 | 68 | 0 | 1 | 2 |  | 0 | 0 | 0 | 0 | 0 | 0 | 0 | 0 | 0 | 0 | 0 | 0 | 2 | 2 | 2 | 2 | 0 |  | 1 | 1 | 1 | 1 | 1 | 1 | 5 | 5 | 1 | 1
PG&E Fresno Study Area | Herndon | 230 | 0 | 1.9 | 0 | 0 | 0 | 0 | 0 | 0 | 0 | 0 | 0 | 0 | 0 | 0 | 0 | 0 | 0 | 0 | 0 | 1 |  | 0 | 0 | 0 | 0 | 0 | 0 | 0 | 0 | 0 | 0 | 0 | 0 | 0 | 0 | 0 | 0 | 0 | 0 | 4 |  | 0 | 0 | 0 | 0 | 0 | 0 | 0 | 0 | 0 | 0 | 0 | 0 | 0 | 0 | 0 | 0 | 0 |  | 1 | 1 | 1 | 1 | 1 | 1 | 1 | 1 | 1 | 0
PG&E Greater Bay Study Area | Hicks | 230 | 0 | 0 | 0 | 0 | 0 | 0 | 0 | 0 | 0 | 0 | 0 | 0 | 0 | 0 | 0 | 0 | 0 | 0 | 0 | 0 |  | 0 | 0 | 0 | 0 | 0 | 0 | 0 | 0 | 0 | 0 | 0 | 0 | 0 | 0 | 0 | 0 | 0 | 0 | 1 |  | 0 | 0 | 0 | 0 | 0 | 0 | 0 | 0 | 0 | 0 | 0 | 0 | 0 | 0 | 0 | 0 | 0 |  | 1 | 1 | 1 | 1 | 1 | 1 | 1 | 1 | 1 | 0
PG&E North of Greater Bay Study Area | Higgins | 115 | 0 | 15 | 0 | 0 | 0 | 0 | 0 | 0 | 0 | 0 | 0 | 0 | 0 | 0 | 0 | 0 | 0 | 0 | 0 | 1 |  | 0 | 16.4 | 0 | 0 | 0 | 0 | 0 | 0 | 0 | 0 | 0 | 0 | 0 | 0 | 0 | 0 | 0 | 1 | 0 |  | 0 | 0 | 0 | 0 | 0 | 0 | 0 | 0 | 0 | 0 | 0 | 0 | 0 | 0 | 0 | 0 | 0 |  | 1 | 1 | 1 | 1 | 1 | 1 | 1 | 1 | 1 | 0
SCE Metro Study Area | Hinson | 230 | 0 | 5.6 | 0 | 0 | 0 | 0 | 0 | 0 | 0 | 0 | 0 | 2.4 | 0 | 0 | 0 | 200 | 0 | 200 | 0 | 1 |  | 0 | 2.8 | 0 | 0 | 0 | 0 | 0 | 0 | 0 | 0 | 0 | 0 | 0 | 0 | 0 | 300 | 0 | 1 | 0 |  | 0 | 0 | 0 | 0 | 0 | 0 | 0 | 0 | 0 | 0 | 0 | 0 | 0 | 0 | 0 | 2 | 0 |  | 1 | 1 | 1 | 1 | 1 | 1 | 1 | 4 | 1 | 1
PG&E Greater Bay Study Area | Hollister | 115 | 0 | 0 | 0 | 0 | 0 | 0 | 0 | 0 | 0 | 0 | 0 | 0 | 0 | 0 | 0 | 10 | 0 | 10 | 0 | 1 |  | 0 | 0 | 0 | 0 | 0 | 0 | 0 | 0 | 0 | 0 | 0 | 0 | 0 | 0 | 0 | 0 | 0 | 0 | 2 |  | 0 | 0 | 0 | 0 | 0 | 0 | 0 | 0 | 0 | 0 | 0 | 0 | 0 | 0 | 0 | 0 | 0 |  | 1 | 1 | 1 | 1 | 1 | 1 | 1 | 1 | 1 | 0
PG&E North of Greater Bay Study Area | Homestake | 115 | 0 | 0 | 0 | 0 | 0 | 0 | 0 | 0 | 0 | 0 | 0 | 0 | 0 | 0 | 0 | 0 | 0 | 0 | 0 | 0 |  | 0 | 0 | 0 | 0 | 0 | 0 | 0 | 0 | 0 | 0 | 0 | 0 | 0 | 0 | 0 | 0 | 0 | 0 | 1 |  | 0 | 0 | 0 | 0 | 0 | 0 | 0 | 0 | 0 | 0 | 0 | 0 | 0 | 0 | 0 | 0 | 0 |  | 1 | 1 | 1 | 1 | 1 | 1 | 1 | 1 | 1 | 0
PG&E North of Greater Bay Study Area | Honcut | 115 | 0 | 0 | 0 | 0 | 0 | 0 | 0 | 0 | 0 | 0 | 0 | 0 | 0 | 0 | 0 | 0 | 0 | 0 | 0 | 0 |  | 0 | 0 | 0 | 0 | 0 | 0 | 0 | 0 | 0 | 0 | 0 | 0 | 0 | 0 | 0 | 0 | 0 | 0 | 0 |  | 0 | 0 | 0 | 0 | 0 | 0 | 0 | 0 | 0 | 0 | 0 | 0 | 0 | 0 | 0 | 0 | 0 |  | 1 | 1 | 1 | 1 | 1 | 1 | 1 | 1 | 1 | 0
SDG&E Study Area | Hoodoo Wash | 500 | 0 | 0 | 0 | 0 | 0 | 0 | 0 | 0 | 0 | 0 | 0 | 0 | 250 | 700 | 950 | 400 | 100 | 500 | 0 | 1 |  | 0 | 0 | 0 | 0 | 0 | 0 | 0 | 0 | 0 | 0 | 0 | 0 | 250 | 776 | 1026 | 505 | 0 | 1 | 6 |  | 0 | 0 | 0 | 0 | 0 | 0 | 0 | 0 | 0 | 0 | 0 | 0 | 0 | 0 | 0 | 0 | 0 |  | 1 | 1 | 1 | 1 | 1 | 1 | 1 | 1 | 1 | 0
PG&E North of Greater Bay Study Area | Hopland | 115 | 0 | 0 | 0 | 0 | 0 | 0 | 0 | 0 | 0 | 0 | 0 | 0 | 0 | 0 | 0 | 0 | 0 | 0 | 0 | 0 |  | 0 | 0 | 0 | 0 | 0 | 0 | 0 | 0 | 0 | 0 | 0 | 0 | 0 | 0 | 0 | 0 | 0 | 0 | 0 |  | 0 | 0 | 0 | 0 | 0 | 0 | 0 | 0 | 0 | 0 | 0 | 0 | 0 | 0 | 0 | 0 | 0 |  | 1 | 1 | 1 | 1 | 1 | 1 | 1 | 1 | 1 | 0
PG&E North of Greater Bay Study Area | Humboldt | 115 | 0 | 2.5 | 0 | 0 | 0 | 0 | 0 | 0 | 0 | 0 | 0 | 7.969 | 0 | 0 | 0 | 1.25 | 0 | 1.25 | 0 | 1 |  | 0 | 2 | 0 | 0 | 0 | 0 | 0 | 0 | 0 | 161 | 161 | 2 | 0 | 0 | 0 | 5 | 0 | 1 | 0 |  | 0 | 0 | 0 | 0 | 0 | 0 | 0 | 0 | 0 | 2 | 2 | 0 | 0 | 0 | 0 | 2 | 0 |  | 1 | 1 | 1 | 1 | 4 | 1 | 1 | 4 | 1 | 1
PG&E North of Greater Bay Study Area | Humboldt (Proposed) | 500 | 0 | 0 | 0 | 0 | 0 | 0 | 0 | 0 | 0 | 0 | 0 | 0 | 0 | 0 | 0 | 0 | 0 | 0 | 0 | 0 |  | 0 | 0 | 0 | 0 | 0 | 0 | 0 | 0 | 1446 | 0 | 1446 | 0 | 0 | 0 | 0 | 0 | 0 | 1 | 0 |  | 0 | 0 | 0 | 0 | 0 | 0 | 0 | 0 | 2 | 0 | 2 | 0 | 0 | 0 | 0 | 0 | 0 |  | 1 | 1 | 1 | 1 | 4 | 1 | 1 | 1 | 1 | 1
SCE Metro Study Area | Huntington Beach | 230 | 0 | 0 | 0 | 0 | 0 | 0 | 0 | 0 | 0 | 0 | 0 | 0 | 0 | 0 | 0 | 0 | 0 | 0 | 0 | 0 |  | 0 | 0 | 0 | 0 | 0 | 0 | 0 | 0 | 0 | 0 | 0 | 0 | 0 | 0 | 0 | 0 | 0 | 0 | 0 |  | 0 | 0 | 0 | 0 | 0 | 0 | 0 | 0 | 0 | 0 | 0 | 0 | 0 | 0 | 0 | 0 | 0 |  | 1 | 1 | 1 | 1 | 1 | 1 | 1 | 1 | 1 | 0
PG&E North of Greater Bay Study Area | Ignacio | 230 | 0 | 0 | 0 | 0 | 0 | 0 | 0 | 0 | 0 | 0 | 0 | 0 | 0 | 0 | 0 | 0 | 0 | 0 | 0 | 0 |  | 0 | 0 | 0 | 0 | 0 | 0 | 0 | 0 | 0 | 0 | 0 | 0 | 0 | 0 | 0 | 0 | 0 | 0 | 0 |  | 0 | 0 | 0 | 0 | 0 | 0 | 0 | 0 | 0 | 0 | 0 | 0 | 0 | 0 | 0 | 0 | 0 |  | 1 | 1 | 1 | 1 | 1 | 1 | 1 | 1 | 1 | 0
PG&E North of Greater Bay Study Area | Ignacio | 115 | 0 | 0 | 0 | 0 | 0 | 0 | 0 | 0 | 0 | 0 | 0 | 0 | 0 | 0 | 0 | 0 | 0 | 0 | 0 | 0 |  | 0 | 0 | 0 | 0 | 0 | 0 | 0 | 0 | 0 | 0 | 0 | 0 | 0 | 0 | 0 | 0 | 0 | 0 | 1 |  | 0 | 0 | 0 | 0 | 0 | 0 | 0 | 0 | 0 | 0 | 0 | 0 | 0 | 0 | 0 | 0 | 0 |  | 1 | 1 | 1 | 1 | 1 | 1 | 1 | 1 | 1 | 0
SDG&E Study Area | Imperial Valley | 500 | 0 | 0 | 0 | 0 | 0 | 0 | 0 | 0 | 0 | 0 | 0 | 0 | 0 | 0 | 0 | 0 | 0 | 0 | 0 | 0 |  | 0 | 0 | 0 | 0 | 0 | 0 | 0 | 0 | 0 | 0 | 0 | 0 | 0 | 0 | 0 | 0 | 0 | 0 | 7 |  | 0 | 0 | 0 | 0 | 0 | 0 | 0 | 0 | 0 | 0 | 0 | 0 | 0 | 0 | 0 | 0 | 0 |  | 1 | 1 | 1 | 1 | 1 | 1 | 1 | 1 | 1 | 0
SDG&E Study Area | Imperial Valley | 230 | 100 | 0 | 0 | 0 | 0 | 0 | 0 | 0 | 0 | 0 | 0 | 0 | 120 | 0 | 120 | 345 | 0 | 345 | 0 | 1 |  | 50 | 0 | 0 | 0 | 0 | 0 | 0 | 0 | 0 | 0 | 0 | 0 | 120 | 563 | 683 | 345 | 0 | 1 | 7 |  | 0 | 0 | 0 | 0 | 0 | 0 | 0 | 0 | 0 | 0 | 0 | 0 | 0 | 2 | 2 | 0 | 0 |  | 1 | 1 | 1 | 1 | 1 | 1 | 4 | 1 | 1 | 1
East of Pisgah Study Area | Innovation | 230 | 0 | 0 | 100 | 0 | 100 | 0 | 0 | 0 | 0 | 0 | 0 | 0 | 300 | 0 | 300 | 50 | 50 | 100 | 0 | 1 |  | 0 | 0 | 93 | 0 | 93 | 0 | 0 | 0 | 0 | 0 | 0 | 0 | 237 | 65 | 302 | 150 | 0 | 1 | 3 |  | 0 | 0 | 0 | 0 | 0 | 0 | 0 | 0 | 0 | 0 | 0 | 0 | 0 | 2 | 0 | 2 | 0 |  | 1 | 1 | 1 | 1 | 1 | 1 | 1 | 5 | 1 | 1
East of Pisgah Study Area | Innovation | 138 | 0 | 0 | 0 | 0 | 0 | 0 | 0 | 0 | 0 | 0 | 0 | 0 | 0 | 0 | 0 | 0 | 0 | 0 | 0 | 0 |  | 0 | 0 | 0 | 0 | 0 | 0 | 0 | 0 | 0 | 0 | 0 | 0 | 0 | 0 | 0 | 0 | 0 | 0 | 3 |  | 0 | 0 | 0 | 0 | 0 | 0 | 0 | 0 | 0 | 0 | 0 | 0 | 0 | 0 | 0 | 0 | 0 |  | 1 | 1 | 1 | 1 | 1 | 1 | 1 | 1 | 1 | 0
SCE North of Lugo Study Area | Inyokern | 115 | 0 | 0 | 0 | 0 | 0 | 0 | 0 | 0 | 0 | 0 | 0 | 2 | 0 | 0 | 0 | 0 | 0 | 0 | 0 | 1 |  | 0 | 0 | 0 | 0 | 0 | 0 | 0 | 0 | 0 | 0 | 0 | 2.078 | 0 | 0 | 0 | 0 | 0 | 1 | 3 |  | 0 | 0 | 0 | 0 | 0 | 0 | 0 | 0 | 0 | 0 | 0 | 0 | 0 | 0 | 0 | 0 | 0 |  | 1 | 1 | 1 | 1 | 1 | 1 | 1 | 1 | 1 | 0
East of Pisgah Study Area | IS Tap | 138 | 0 | 0 | 0 | 0 | 0 | 0 | 0 | 0 | 0 | 0 | 0 | 0 | 0 | 0 | 0 | 0 | 0 | 0 | 0 | 0 |  | 0 | 0 | 0 | 0 | 0 | 0 | 0 | 0 | 0 | 0 | 0 | 0 | 0 | 0 | 0 | 0 | 0 | 0 | 2 |  | 0 | 0 | 0 | 0 | 0 | 0 | 0 | 0 | 0 | 0 | 0 | 0 | 0 | 0 | 0 | 0 | 0 |  | 1 | 1 | 1 | 1 | 1 | 1 | 1 | 1 | 1 | 0
East of Pisgah Study Area | Ivanpah | 230 | 0 | 0 | 0 | 0 | 0 | 0 | 0 | 0 | 0 | 0 | 0 | 0 | 0 | 0 | 0 | 0 | 0 | 0 | 0 | 0 |  | 0 | 0 | 0 | 0 | 0 | 0 | 0 | 0 | 0 | 0 | 0 | 0 | 0 | 0 | 0 | 0 | 0 | 0 | 0 |  | 0 | 0 | 0 | 0 | 0 | 0 | 0 | 0 | 0 | 0 | 0 | 0 | 0 | 0 | 0 | 0 | 0 |  | 1 | 1 | 1 | 1 | 1 | 1 | 1 | 1 | 1 | 0
East of Pisgah Study Area | Jackass (DOE) | 138 | 0 | 0 | 0 | 0 | 0 | 0 | 0 | 0 | 0 | 0 | 0 | 0 | 0 | 0 | 0 | 0 | 0 | 0 | 0 | 0 |  | 0 | 0 | 0 | 0 | 0 | 0 | 0 | 0 | 0 | 0 | 0 | 0 | 0 | 0 | 0 | 0 | 0 | 0 | 2 |  | 0 | 0 | 0 | 0 | 0 | 0 | 0 | 0 | 0 | 0 | 0 | 0 | 0 | 0 | 0 | 0 | 0 |  | 1 | 1 | 1 | 1 | 1 | 1 | 1 | 1 | 1 | 0
PG&E Fresno Study Area | Jackson Swt | 115 | 0 | 0 | 0 | 0 | 0 | 0 | 0 | 0 | 0 | 0 | 0 | 0 | 0 | 0 | 0 | 0 | 0 | 0 | 0 | 0 |  | 0 | 0 | 0 | 0 | 0 | 0 | 0 | 0 | 0 | 0 | 0 | 0 | 0 | 0 | 0 | 0 | 0 | 0 | 0 |  | 0 | 0 | 0 | 0 | 0 | 0 | 0 | 0 | 0 | 0 | 0 | 0 | 0 | 0 | 0 | 0 | 0 |  | 1 | 1 | 1 | 1 | 1 | 1 | 1 | 1 | 1 | 0
PG&E North of Greater Bay Study Area | Jessup | 115 | 0 | 6 | 0 | 0 | 0 | 0 | 0 | 0 | 0 | 0 | 0 | 0 | 0 | 0 | 0 | 0 | 0 | 0 | 0 | 1 |  | 0 | 5.5 | 0 | 0 | 0 | 0 | 0 | 0 | 0 | 0 | 0 | 0 | 0 | 0 | 0 | 0 | 0 | 1 | 0 |  | 0 | 0 | 0 | 0 | 0 | 0 | 0 | 0 | 0 | 0 | 0 | 0 | 0 | 0 | 0 | 0 | 0 |  | 1 | 1 | 1 | 1 | 1 | 1 | 1 | 1 | 1 | 0
SCE Metro Study Area | Johanna | 230 | 0 | 0 | 0 | 0 | 0 | 0 | 0 | 0 | 0 | 0 | 0 | 0 | 0 | 0 | 0 | 101.4 | 50 | 151.4 | 0 | 1 |  | 0 | 0 | 0 | 0 | 0 | 0 | 0 | 0 | 0 | 0 | 0 | 0 | 0 | 0 | 0 | 115 | 0 | 1 | 0 |  | 0 | 0 | 0 | 0 | 0 | 0 | 0 | 0 | 0 | 0 | 0 | 0 | 0 | 0 | 0 | 0 | 0 |  | 1 | 1 | 1 | 1 | 1 | 1 | 1 | 1 | 1 | 0
SCE Eastern Study Area | Julian Hinds | 230 | 0 | 0 | 0 | 0 | 0 | 0 | 0 | 0 | 0 | 0 | 0 | 0 | 0 | 0 | 0 | 0 | 0 | 0 | 0 | 0 |  | 0 | 0 | 0 | 0 | 0 | 0 | 0 | 0 | 0 | 0 | 0 | 0 | 0 | 0 | 0 | 0 | 0 | 0 | 2 |  | 0 | 0 | 0 | 0 | 0 | 0 | 0 | 0 | 0 | 0 | 0 | 0 | 0 | 0 | 0 | 0 | 0 |  | 1 | 1 | 1 | 1 | 1 | 1 | 1 | 1 | 1 | 0
PG&E Greater Bay Study Area | Kasson | 115 | 0 | 0 | 0 | 0 | 0 | 0 | 0 | 0 | 0 | 0 | 0 | 0 | 0 | 0 | 0 | 0 | 0 | 0 | 0 | 0 |  | 0 | 0 | 0 | 0 | 0 | 0 | 0 | 0 | 0 | 0 | 0 | 0 | 0 | 0 | 0 | 0 | 0 | 0 | 0 |  | 0 | 0 | 0 | 0 | 0 | 0 | 0 | 0 | 0 | 0 | 0 | 0 | 0 | 0 | 0 | 0 | 0 |  | 1 | 1 | 1 | 1 | 1 | 1 | 1 | 1 | 1 | 0
PG&E Fresno Study Area | Kearney | 230 | 0 | 0 | 0 | 0 | 0 | 0 | 0 | 0 | 0 | 0 | 0 | 10 | 0 | 0 | 0 | 0 | 0 | 0 | 0 | 1 |  | 0 | 0.6 | 0 | 0 | 0 | 0 | 0 | 0 | 0 | 0 | 0 | 10 | 0 | 0 | 0 | 0 | 0 | 1 | 4 |  | 0 | 2 | 0 | 0 | 0 | 0 | 0 | 0 | 0 | 0 | 0 | 0 | 0 | 0 | 0 | 0 | 0 |  | 1 | 5 | 1 | 1 | 1 | 1 | 1 | 1 | 1 | 1
PG&E Greater Bay Study Area | Kelso | 230 | 0 | 0 | 150 | 45 | 195 | 0 | 0 | 0 | 0 | 0 | 0 | 0 | 0 | 0 | 0 | 0 | 0 | 0 | 0 | 1 |  | 0 | 0 | 91.6 | 5 | 96.6 | 0 | 0 | 0 | 0 | 0 | 0 | 0 | 0 | 0 | 0 | 0 | 0 | 1 | 0 |  | 0 | 0 | 0 | 0 | 0 | 0 | 0 | 0 | 0 | 0 | 0 | 0 | 0 | 0 | 0 | 0 | 0 |  | 1 | 1 | 1 | 1 | 1 | 1 | 1 | 1 | 1 | 0
PG&E Kern Study Area | Kern Oil | 115 | 0 | 0 | 0 | 0 | 0 | 0 | 0 | 0 | 0 | 0 | 0 | 1 | 0 | 0 | 0 | 0 | 0 | 0 | 0 | 1 |  | 0 | 0 | 0 | 0 | 0 | 0 | 0 | 0 | 0 | 0 | 0 | 0 | 0 | 0 | 0 | 0 | 0 | 0 | 0 |  | 0 | 0 | 0 | 0 | 0 | 0 | 0 | 0 | 0 | 0 | 0 | 0 | 0 | 0 | 0 | 0 | 0 |  | 1 | 1 | 1 | 1 | 1 | 1 | 1 | 1 | 1 | 0
PG&E Kern Study Area | Kern PP | 230 | 0 | 0 | 0 | 0 | 0 | 0 | 0 | 0 | 0 | 0 | 0 | 0 | 0 | 0 | 0 | 0 | 0 | 0 | 0 | 0 |  | 0 | 0 | 0 | 0 | 0 | 0 | 0 | 0 | 0 | 0 | 0 | 0 | 0 | 0 | 0 | 0 | 0 | 0 | 0 |  | 0 | 0 | 0 | 0 | 0 | 0 | 0 | 0 | 0 | 0 | 0 | 0 | 0 | 0 | 0 | 0 | 0 |  | 1 | 1 | 1 | 1 | 1 | 1 | 1 | 1 | 1 | 0
PG&E Kern Study Area | Kern PP | 115 | 0 | 0 | 0 | 0 | 0 | 0 | 0 | 0 | 0 | 0 | 0 | 0 | 0 | 0 | 0 | 0 | 0 | 0 | 0 | 0 |  | 0 | 0 | 0 | 0 | 0 | 0 | 0 | 0 | 0 | 0 | 0 | 0 | 0 | 0 | 0 | 0 | 0 | 0 | 0 |  | 0 | 0 | 0 | 0 | 0 | 0 | 0 | 0 | 0 | 0 | 0 | 0 | 0 | 0 | 0 | 0 | 0 |  | 1 | 1 | 1 | 1 | 1 | 1 | 1 | 1 | 1 | 0
PG&E Kern Study Area | Kernridge | 115 | 0 | 0 | 0 | 0 | 0 | 0 | 0 | 0 | 0 | 0 | 0 | 0 | 0 | 0 | 0 | 0 | 0 | 0 | 0 | 0 |  | 0 | 0 | 0 | 0 | 0 | 0 | 0 | 0 | 0 | 0 | 0 | 0 | 0 | 0 | 0 | 0 | 0 | 0 | 0 |  | 0 | 0 | 0 | 0 | 0 | 0 | 0 | 0 | 0 | 0 | 0 | 0 | 0 | 0 | 0 | 0 | 0 |  | 1 | 1 | 1 | 1 | 1 | 1 | 1 | 1 | 1 | 0
PG&E Greater Bay Study Area | Kirker | 115 | 0 | 0 | 0 | 0 | 0 | 0 | 0 | 0 | 0 | 0 | 0 | 3.9 | 0 | 0 | 0 | 20 | 0 | 20 | 0 | 1 |  | 0 | 0 | 0 | 0 | 0 | 0 | 0 | 0 | 0 | 0 | 0 | 0 | 0 | 0 | 0 | 0 | 0 | 0 | 2 |  | 0 | 0 | 0 | 0 | 0 | 0 | 0 | 0 | 0 | 0 | 0 | 0 | 0 | 0 | 0 | 0 | 0 |  | 1 | 1 | 1 | 1 | 1 | 1 | 1 | 1 | 1 | 0
PG&E North of Greater Bay Study Area | Knights Landing | 115 | 0 | 0 | 0 | 0 | 0 | 0 | 0 | 0 | 0 | 0 | 0 | 0 | 0 | 0 | 0 | 0 | 0 | 0 | 0 | 0 |  | 0 | 0 | 0 | 0 | 0 | 0 | 0 | 0 | 0 | 0 | 0 | 0 | 0 | 0 | 0 | 0 | 0 | 0 | 0 |  | 0 | 0 | 0 | 0 | 0 | 0 | 0 | 0 | 0 | 0 | 0 | 0 | 0 | 0 | 0 | 0 | 0 |  | 1 | 1 | 1 | 1 | 1 | 1 | 1 | 1 | 1 | 0
SCE North of Lugo Study Area | Kramer | 230 | 0 | 0 | 0 | 0 | 0 | 0 | 0 | 0 | 0 | 0 | 0 | 0 | 760 | 483 | 1243 | 623.5 | 80 | 703.5 | 0 | 1 |  | 0 | 0 | 0 | 0 | 0 | 0 | 0 | 0 | 0 | 0 | 0 | 0 | 615 | 549.9957 | 1164.9957 | 700 | 0 | 1 | 3 |  | 0 | 0 | 0 | 0 | 0 | 0 | 0 | 0 | 0 | 0 | 0 | 0 | 0 | 1 | 0 | 0 | 0 |  | 1 | 1 | 1 | 1 | 1 | 1 | 1 | 1 | 1 | 0
SCE North of Lugo Study Area | Kramer | 115 | 0 | 0 | 0 | 0 | 0 | 0 | 0 | 0 | 0 | 0 | 0 | 0 | 0 | 0 | 0 | 0 | 0 | 0 | 0 | 0 |  | 0 | 0 | 0 | 0 | 0 | 0 | 0 | 0 | 0 | 0 | 0 | 0 | 95 | 0 | 95 | 75 | 0 | 1 | 3 |  | 0 | 0 | 0 | 0 | 0 | 0 | 0 | 0 | 0 | 0 | 0 | 0 | 2 | 0 | 2 | 2 | 0 |  | 1 | 1 | 1 | 1 | 1 | 1 | 5 | 5 | 1 | 1
SCE North of Lugo Study Area | New Sub - Kramer - Lugo (Proposed) | 230 | 0 | 0 | 0 | 0 | 0 | 0 | 0 | 0 | 0 | 0 | 0 | 0 | 0 | 0 | 0 | 0 | 0 | 0 | 0 | 0 |  | 0 | 0 | 0 | 0 | 0 | 0 | 0 | 0 | 0 | 0 | 0 | 0 | 0 | 0 | 0 | 0 | 0 | 0 | 3 |  | 0 | 0 | 0 | 0 | 0 | 0 | 0 | 0 | 0 | 0 | 0 | 0 | 0 | 0 | 0 | 0 | 0 |  | 1 | 1 | 1 | 1 | 1 | 1 | 1 | 1 | 1 | 0
SCE Metro Study Area | La Cienega | 230 | 0 | 0 | 0 | 0 | 0 | 0 | 0 | 0 | 0 | 0 | 0 | 0 | 0 | 0 | 0 | 0 | 0 | 0 | 0 | 0 |  | 0 | 0 | 0 | 0 | 0 | 0 | 0 | 0 | 0 | 0 | 0 | 0 | 0 | 0 | 0 | 0 | 0 | 0 | 0 |  | 0 | 0 | 0 | 0 | 0 | 0 | 0 | 0 | 0 | 0 | 0 | 0 | 0 | 0 | 0 | 0 | 0 |  | 1 | 1 | 1 | 1 | 1 | 1 | 1 | 1 | 1 | 0
SCE Metro Study Area | La Fresa | 230 | 0 | 0 | 0 | 0 | 0 | 0 | 0 | 0 | 0 | 0 | 0 | 0.64 | 0 | 0 | 0 | 0 | 0 | 0 | 0 | 1 |  | 0 | 0 | 0 | 0 | 0 | 0 | 0 | 0 | 0 | 0 | 0 | 0 | 0 | 0 | 0 | 0 | 0 | 0 | 0 |  | 0 | 0 | 0 | 0 | 0 | 0 | 0 | 0 | 0 | 0 | 0 | 0 | 0 | 0 | 0 | 0 | 0 |  | 1 | 1 | 1 | 1 | 1 | 1 | 1 | 1 | 1 | 0
SCE Metro Study Area | Laguna Bell | 230 | 0 | 0 | 0 | 0 | 0 | 0 | 0 | 0 | 0 | 0 | 0 | 0 | 0 | 0 | 0 | 600 | 0 | 600 | 0 | 1 |  | 0 | 0 | 0 | 0 | 0 | 0 | 0 | 0 | 0 | 0 | 0 | 0 | 0 | 0 | 0 | 500 | 0 | 1 | 0 |  | 0 | 0 | 0 | 0 | 0 | 0 | 0 | 0 | 0 | 0 | 0 | 0 | 0 | 0 | 0 | 0 | 0 |  | 1 | 1 | 1 | 1 | 1 | 1 | 1 | 1 | 1 | 0
PG&E Kern Study Area | Lakeview | 70 | 0 | 0 | 0 | 0 | 0 | 0 | 0 | 0 | 0 | 0 | 0 | 0 | 0 | 70 | 70 | 64.4 | 0 | 64.4 | 0 | 1 |  | 0 | 0 | 0 | 0 | 0 | 0 | 0 | 0 | 0 | 0 | 0 | 0 | 0 | 0 | 0 | 0 | 0 | 0 | 0 |  | 0 | 0 | 0 | 0 | 0 | 0 | 0 | 0 | 0 | 0 | 0 | 0 | 0 | 0 | 0 | 0 | 0 |  | 1 | 1 | 1 | 1 | 1 | 1 | 1 | 1 | 1 | 0
PG&E North of Greater Bay Study Area | Lakeville | 230 | 0 | 0.995 | 0 | 0 | 0 | 0 | 0 | 0 | 0 | 0 | 0 | 0 | 0 | 11.6 | 11.6 | 41 | 0 | 41 | 0 | 1 |  | 0 | 1 | 0 | 0 | 0 | 0 | 0 | 0 | 0 | 0 | 0 | 0 | 0 | 11.6 | 11.6 | 44.725 | 0 | 1 | 2 |  | 0 | 0 | 0 | 0 | 0 | 0 | 0 | 0 | 0 | 0 | 0 | 0 | 0 | 0 | 0 | 0 | 0 |  | 1 | 1 | 1 | 1 | 1 | 1 | 1 | 1 | 1 | 0
PG&E North of Greater Bay Study Area | Lakeville | 115 | 0 | 0 | 0 | 0 | 0 | 0 | 0 | 0 | 0 | 0 | 0 | 0 | 0 | 0 | 0 | 0 | 0 | 0 | 0 | 0 |  | 0 | 0 | 0 | 0 | 0 | 0 | 0 | 0 | 0 | 0 | 0 | 0 | 0 | 0 | 0 | 0 | 0 | 0 | 2 |  | 0 | 0 | 0 | 0 | 0 | 0 | 0 | 0 | 0 | 0 | 0 | 0 | 0 | 0 | 0 | 0 | 0 |  | 1 | 1 | 1 | 1 | 1 | 1 | 1 | 1 | 1 | 0
PG&E North of Greater Bay Study Area | Lambie | 230 | 0 | 0 | 0 | 0 | 0 | 0 | 0 | 0 | 0 | 0 | 0 | 0 | 0 | 0 | 0 | 0 | 0 | 0 | 0 | 0 |  | 0 | 0 | 0 | 0 | 0 | 0 | 0 | 0 | 0 | 0 | 0 | 0 | 0 | 0 | 0 | 0 | 0 | 0 | 0 |  | 0 | 0 | 0 | 0 | 0 | 0 | 0 | 0 | 0 | 0 | 0 | 0 | 0 | 0 | 0 | 0 | 0 |  | 1 | 1 | 1 | 1 | 1 | 1 | 1 | 1 | 1 | 0
PG&E Greater Bay Study Area | Lammers | 115 | 0 | 0 | 0 | 0 | 0 | 0 | 0 | 0 | 0 | 0 | 0 | 1.1 | 0 | 0 | 0 | 0 | 0 | 0 | 0 | 1 |  | 0 | 0 | 0 | 0 | 0 | 0 | 0 | 0 | 0 | 0 | 0 | 0 | 0 | 0 | 0 | 0 | 0 | 0 | 0 |  | 0 | 0 | 0 | 0 | 0 | 0 | 0 | 0 | 0 | 0 | 0 | 0 | 0 | 0 | 0 | 0 | 0 |  | 1 | 1 | 1 | 1 | 1 | 1 | 1 | 1 | 1 | 0
PG&E Kern Study Area | Lamont | 115 | 0 | 5 | 0 | 0 | 0 | 0 | 0 | 0 | 0 | 0 | 0 | 3.2 | 0 | 12 | 12 | 0 | 0 | 0 | 0 | 1 |  | 0 | 0 | 0 | 0 | 0 | 0 | 0 | 0 | 0 | 0 | 0 | 2 | 50 | 100 | 150 | 95 | 0 | 1 | 0 |  | 0 | 0 | 0 | 0 | 0 | 0 | 0 | 0 | 0 | 0 | 0 | 0 | 2 | 2 | 2 | 2 | 0 |  | 1 | 1 | 1 | 1 | 1 | 1 | 4 | 4 | 1 | 1
PG&E Fresno Study Area | Las Aguilas | 230 | 0 | 0 | 0 | 0 | 0 | 0 | 0 | 0 | 0 | 0 | 0 | 0 | 0 | 0 | 0 | 0 | 0 | 0 | 0 | 0 |  | 0 | 0 | 0 | 0 | 0 | 0 | 0 | 0 | 0 | 0 | 0 | 0 | 0 | 0 | 0 | 0 | 0 | 0 | 3 |  | 0 | 0 | 0 | 0 | 0 | 0 | 0 | 0 | 0 | 0 | 0 | 0 | 0 | 0 | 0 | 0 | 0 |  | 1 | 1 | 1 | 1 | 1 | 1 | 1 | 1 | 1 | 0
East of Pisgah Study Area | Lathrop | 138 | 0 | 0 | 400 | 200 | 600 | 0 | 0 | 0 | 0 | 0 | 0 | 0 | 0 | 0 | 0 | 0 | 0 | 0 | 0 | 1 |  | 0 | 0 | 0 | 0 | 0 | 0 | 0 | 0 | 0 | 0 | 0 | 0 | 150 | 350 | 500 | 200 | 0 | 1 | 3 |  | 0 | 0 | 0 | 0 | 0 | 0 | 0 | 0 | 0 | 0 | 0 | 0 | 2 | 2 | 2 | 2 | 0 |  | 1 | 1 | 1 | 1 | 1 | 1 | 5 | 5 | 1 | 1
PG&E Fresno Study Area | Le Grand | 115 | 0 | 0 | 0 | 0 | 0 | 0 | 0 | 0 | 0 | 0 | 0 | 0 | 0 | 0 | 0 | 0 | 0 | 0 | 0 | 0 |  | 0 | 0 | 0 | 0 | 0 | 0 | 0 | 0 | 0 | 0 | 0 | 3 | 60 | 59.11 | 119.11 | 0 | 0 | 1 | 4 |  | 0 | 0 | 0 | 0 | 0 | 0 | 0 | 0 | 0 | 0 | 0 | 2 | 2 | 2 | 2 | 0 | 0 |  | 1 | 1 | 1 | 1 | 1 | 5 | 5 | 1 | 1 | 1
PG&E Kern Study Area | Lerdo | 115 | 0 | 0 | 0 | 0 | 0 | 0 | 0 | 0 | 0 | 0 | 0 | 0 | 0 | 0 | 0 | 0 | 0 | 0 | 0 | 0 |  | 0 | 0 | 0 | 0 | 0 | 0 | 0 | 0 | 0 | 0 | 0 | 0 | 0 | 0 | 0 | 0 | 0 | 0 | 0 |  | 0 | 0 | 0 | 0 | 0 | 0 | 0 | 0 | 0 | 0 | 0 | 0 | 0 | 0 | 0 | 0 | 0 |  | 1 | 1 | 1 | 1 | 1 | 1 | 1 | 1 | 1 | 0
SCE Metro Study Area | Lewis | 230 | 0 | 0 | 0 | 0 | 0 | 0 | 0 | 0 | 0 | 0 | 0 | 0 | 0 | 0 | 0 | 0 | 0 | 0 | 0 | 0 |  | 0 | 0 | 0 | 0 | 0 | 0 | 0 | 0 | 0 | 0 | 0 | 0 | 0 | 0 | 0 | 0 | 0 | 0 | 0 |  | 0 | 0 | 0 | 0 | 0 | 0 | 0 | 0 | 0 | 0 | 0 | 0 | 0 | 0 | 0 | 0 | 0 |  | 1 | 1 | 1 | 1 | 1 | 1 | 1 | 1 | 1 | 0
SCE Metro Study Area | Lighthipe | 230 | 0 | 0 | 0 | 0 | 0 | 0 | 0 | 0 | 0 | 0 | 0 | 0.96 | 0 | 0 | 0 | 175 | 0 | 175 | 0 | 1 |  | 0 | 0 | 0 | 0 | 0 | 0 | 0 | 0 | 0 | 0 | 0 | 0 | 0 | 0 | 0 | 175 | 0 | 1 | 0 |  | 0 | 0 | 0 | 0 | 0 | 0 | 0 | 0 | 0 | 0 | 0 | 0 | 0 | 0 | 0 | 0 | 0 |  | 1 | 1 | 1 | 1 | 1 | 1 | 1 | 1 | 1 | 0
PG&E North of Greater Bay Study Area | Lincoln | 115 | 0 | 0 | 0 | 0 | 0 | 0 | 0 | 0 | 0 | 0 | 0 | 0 | 0 | 0 | 0 | 0 | 0 | 0 | 0 | 0 |  | 0 | 0 | 0 | 0 | 0 | 0 | 0 | 0 | 0 | 0 | 0 | 0 | 0 | 0 | 0 | 0 | 0 | 0 | 0 |  | 0 | 0 | 0 | 0 | 0 | 0 | 0 | 0 | 0 | 0 | 0 | 0 | 0 | 0 | 0 | 0 | 0 |  | 1 | 1 | 1 | 1 | 1 | 1 | 1 | 1 | 1 | 0
PG&E Kern Study Area | Live Oak | 115 | 0 | 0 | 0 | 0 | 0 | 0 | 0 | 0 | 0 | 0 | 0 | 0 | 0 | 0 | 0 | 0 | 0 | 0 | 0 | 0 |  | 0 | 0 | 0 | 0 | 0 | 0 | 0 | 0 | 0 | 0 | 0 | 0 | 0 | 0 | 0 | 0 | 0 | 0 | 0 |  | 0 | 0 | 0 | 0 | 0 | 0 | 0 | 0 | 0 | 0 | 0 | 0 | 0 | 0 | 0 | 0 | 0 |  | 1 | 1 | 1 | 1 | 1 | 1 | 1 | 1 | 1 | 0
PG&E Greater Bay Study Area | Llagas | 115 | 0 | 0 | 0 | 0 | 0 | 0 | 0 | 0 | 0 | 0 | 0 | 0 | 0 | 0 | 0 | 0 | 44 | 44 | 0 | 1 |  | 0 | 0 | 0 | 0 | 0 | 0 | 0 | 0 | 0 | 0 | 0 | 0 | 0 | 0 | 0 | 0 | 0 | 0 | 2 |  | 0 | 0 | 0 | 0 | 0 | 0 | 0 | 0 | 0 | 0 | 0 | 0 | 0 | 0 | 0 | 0 | 0 |  | 1 | 1 | 1 | 1 | 1 | 1 | 1 | 1 | 1 | 0
PG&E Greater Bay Study Area | Lockeford | 230 | 0 | 0 | 0 | 0 | 0 | 0 | 0 | 0 | 0 | 0 | 0 | 0 | 0 | 0 | 0 | 0 | 0 | 0 | 0 | 0 |  | 0 | 0 | 0 | 0 | 0 | 0 | 0 | 0 | 0 | 0 | 0 | 0 | 0 | 0 | 0 | 0 | 0 | 0 | 0 |  | 0 | 0 | 0 | 0 | 0 | 0 | 0 | 0 | 0 | 0 | 0 | 0 | 0 | 0 | 0 | 0 | 0 |  | 1 | 1 | 1 | 1 | 1 | 1 | 1 | 1 | 1 | 0
PG&E North of Greater Bay Study Area | Logan Creek | 230 | 0 | 0 | 0 | 0 | 0 | 0 | 0 | 0 | 0 | 0 | 0 | 0 | 0 | 0 | 0 | 0 | 0 | 0 | 0 | 0 |  | 0 | 0 | 0 | 0 | 0 | 0 | 0 | 0 | 0 | 0 | 0 | 0 | 0 | 0 | 0 | 0 | 0 | 0 | 0 |  | 0 | 0 | 0 | 0 | 0 | 0 | 0 | 0 | 0 | 0 | 0 | 0 | 0 | 0 | 0 | 0 | 0 |  | 1 | 1 | 1 | 1 | 1 | 1 | 1 | 1 | 1 | 0
PG&E Greater Bay Study Area | Lonetree | 230 | 0 | 0 | 0 | 0 | 0 | 0 | 0 | 0 | 0 | 0 | 0 | 1 | 0 | 0 | 0 | 0 | 0 | 0 | 0 | 1 |  | 0 | 0 | 0 | 0 | 0 | 0 | 0 | 0 | 0 | 0 | 0 | 1 | 0 | 0 | 0 | 0 | 0 | 1 | 0 |  | 0 | 0 | 0 | 0 | 0 | 0 | 0 | 0 | 0 | 0 | 0 | 0 | 0 | 0 | 0 | 0 | 0 |  | 1 | 1 | 1 | 1 | 1 | 1 | 1 | 1 | 1 | 0
PG&E Fresno Study Area | Los Banos | 500 | 0 | 0 | 0 | 0 | 0 | 0 | 0 | 0 | 0 | 0 | 0 | 0 | 0 | 0 | 0 | 0 | 0 | 0 | 0 | 0 |  | 0 | 0 | 0 | 0 | 0 | 0 | 0 | 0 | 0 | 0 | 0 | 0 | 0 | 0 | 0 | 0 | 0 | 0 | 0 |  | 0 | 0 | 0 | 0 | 0 | 0 | 0 | 0 | 0 | 0 | 0 | 0 | 0 | 0 | 0 | 0 | 0 |  | 1 | 1 | 1 | 1 | 1 | 1 | 1 | 1 | 1 | 0
PG&E Fresno Study Area | Los Banos | 230 | 0 | 0 | 136.4 | 5 | 141.4 | 0 | 0 | 0 | 0 | 0 | 0 | 0.75 | 250 | 250 | 500 | 179.6 | 71 | 250.6 | 0 | 1 |  | 0 | 0 | 150 | 0 | 150 | 0 | 0 | 0 | 0 | 0 | 0 | 0.75 | 300 | 200 | 500 | 100 | 0 | 1 | 1 |  | 0 | 0 | 0 | 0 | 0 | 0 | 0 | 0 | 0 | 0 | 0 | 0 | 1 | 0 | 0 | 0 | 0 |  | 1 | 1 | 1 | 1 | 1 | 1 | 3 | 1 | 1 | 1
PG&E Fresno Study Area | New Sub - Los Banos - Midway (Proposed) | 500 | 0 | 0 | 0 | 0 | 0 | 0 | 0 | 0 | 0 | 0 | 0 | 0 | 0 | 0 | 0 | 0 | 0 | 0 | 0 | 0 |  | 0 | 0 | 0 | 0 | 0 | 0 | 0 | 0 | 0 | 0 | 0 | 0 | 0 | 0 | 0 | 0 | 0 | 0 | 0 |  | 0 | 0 | 0 | 0 | 0 | 0 | 0 | 0 | 0 | 0 | 0 | 0 | 0 | 0 | 0 | 0 | 0 |  | 1 | 1 | 1 | 1 | 1 | 1 | 1 | 1 | 1 | 0
PG&E Greater Bay Study Area | Los Esteros | 230 | 0 | 0 | 0 | 0 | 0 | 0 | 0 | 0 | 0 | 0 | 0 | 0 | 0 | 0 | 0 | 0 | 0 | 0 | 0 | 0 |  | 0 | 0 | 0 | 0 | 0 | 0 | 0 | 0 | 0 | 0 | 0 | 0 | 0 | 0 | 0 | 0 | 0 | 0 | 4 |  | 0 | 0 | 0 | 0 | 0 | 0 | 0 | 0 | 0 | 0 | 0 | 0 | 0 | 0 | 0 | 0 | 0 |  | 1 | 1 | 1 | 1 | 1 | 1 | 1 | 1 | 1 | 0
PG&E Greater Bay Study Area | Los Esteros | 115 | 0 | 0 | 0 | 0 | 0 | 0 | 0 | 0 | 0 | 0 | 0 | 0 | 0 | 0 | 0 | 200 | 6 | 206 | 0 | 1 |  | 0 | 3 | 0 | 0 | 0 | 0 | 0 | 0 | 0 | 0 | 0 | 5 | 0 | 0 | 0 | 200 | 0 | 1 | 3 |  | 0 | 2 | 0 | 0 | 0 | 0 | 0 | 0 | 0 | 0 | 0 | 2 | 0 | 0 | 0 | 0 | 0 |  | 1 | 5 | 1 | 1 | 1 | 5 | 1 | 1 | 1 | 1
PG&E Greater Bay Study Area | Los Positas | 230 | 0 | 0 | 0 | 0 | 0 | 0 | 0 | 0 | 0 | 0 | 0 | 0 | 0 | 0 | 0 | 0 | 0 | 0 | 0 | 0 |  | 0 | 0 | 0 | 0 | 0 | 0 | 0 | 0 | 0 | 0 | 0 | 0 | 0 | 0 | 0 | 0 | 0 | 0 | 0 |  | 0 | 0 | 0 | 0 | 0 | 0 | 0 | 0 | 0 | 0 | 0 | 0 | 0 | 0 | 0 | 0 | 0 |  | 1 | 1 | 1 | 1 | 1 | 1 | 1 | 1 | 1 | 0
SDG&E Study Area | Loveland | 69 | 0 | 0 | 0 | 0 | 0 | 0 | 0 | 0 | 0 | 0 | 0 | 0.84 | 0 | 0 | 0 | 0 | 0 | 0 | 0 | 1 |  | 0 | 0 | 0 | 0 | 0 | 0 | 0 | 0 | 0 | 0 | 0 | 0 | 0 | 0 | 0 | 0 | 0 | 0 | 0 |  | 0 | 0 | 0 | 0 | 0 | 0 | 0 | 0 | 0 | 0 | 0 | 0 | 0 | 0 | 0 | 0 | 0 |  | 1 | 1 | 1 | 1 | 1 | 1 | 1 | 1 | 1 | 0
SCE Metro Study Area | Lugo | 500 | 0 | 0 | 0 | 0 | 0 | 0 | 0 | 0 | 0 | 0 | 0 | 0 | 0 | 0 | 0 | 0 | 0 | 0 | 0 | 0 |  | 0 | 0 | 0 | 0 | 0 | 0 | 0 | 0 | 0 | 0 | 0 | 0 | 0 | 0 | 0 | 0 | 0 | 0 | 0 |  | 0 | 0 | 0 | 0 | 0 | 0 | 0 | 0 | 0 | 0 | 0 | 0 | 0 | 0 | 0 | 0 | 0 |  | 1 | 1 | 1 | 1 | 1 | 1 | 1 | 1 | 1 | 0
SCE North of Lugo Study Area | Lugo | 230 | 0 | 0 | 0 | 0 | 0 | 0 | 0 | 0 | 0 | 0 | 0 | 0 | 0 | 0 | 0 | 0 | 0 | 0 | 0 | 0 |  | 0 | 0 | 0 | 0 | 0 | 0 | 0 | 0 | 0 | 0 | 0 | 0 | 0 | 0 | 0 | 0 | 0 | 0 | 1 |  | 0 | 0 | 0 | 0 | 0 | 0 | 0 | 0 | 0 | 0 | 0 | 0 | 0 | 0 | 0 | 0 | 0 |  | 1 | 1 | 1 | 1 | 1 | 1 | 1 | 1 | 1 | 0
SCE North of Lugo Study Area | New Sub - Lugo - Pisgah (Proposed) | 230 | 0 | 0 | 100 | 50 | 150 | 0 | 0 | 0 | 0 | 0 | 0 | 0 | 0 | 0 | 0 | 0 | 0 | 0 | 0 | 1 |  | 0 | 0 | 0 | 0 | 0 | 0 | 0 | 0 | 0 | 0 | 0 | 0 | 0 | 0 | 0 | 0 | 0 | 0 | 1 |  | 0 | 0 | 0 | 0 | 0 | 0 | 0 | 0 | 0 | 0 | 0 | 0 | 0 | 0 | 0 | 0 | 0 |  | 1 | 1 | 1 | 1 | 1 | 1 | 1 | 1 | 1 | 0
PG&E North of Greater Bay Study Area | Madison | 115 | 0 | 0 | 0 | 0 | 0 | 0 | 0 | 0 | 0 | 0 | 0 | 0 | 0 | 13 | 13 | 10.2 | 0 | 10.2 | 0 | 1 |  | 0 | 0 | 0 | 0 | 0 | 0 | 0 | 0 | 0 | 0 | 0 | 0 | 0 | 0 | 0 | 0 | 0 | 0 | 0 |  | 0 | 0 | 0 | 0 | 0 | 0 | 0 | 0 | 0 | 0 | 0 | 0 | 0 | 0 | 0 | 0 | 0 |  | 1 | 1 | 1 | 1 | 1 | 1 | 1 | 1 | 1 | 0
SCE Northern Area | Magunden | 230 | 0 | 0 | 0 | 0 | 0 | 0 | 0 | 0 | 0 | 0 | 0 | 0 | 0 | 0 | 0 | 0 | 0 | 0 | 0 | 0 |  | 0 | 0 | 0 | 0 | 0 | 0 | 0 | 0 | 0 | 0 | 0 | 0 | 0 | 0 | 0 | 0 | 0 | 0 | 0 |  | 0 | 0 | 0 | 0 | 0 | 0 | 0 | 0 | 0 | 0 | 0 | 0 | 0 | 0 | 0 | 0 | 0 |  | 1 | 1 | 1 | 1 | 1 | 1 | 1 | 1 | 1 | 0
PG&E Kern Study Area | Magunden | 115 | 0 | 0 | 0 | 0 | 0 | 0 | 0 | 0 | 0 | 0 | 0 | 0 | 0 | 0 | 0 | 0 | 0 | 0 | 0 | 0 |  | 0 | 0 | 0 | 0 | 0 | 0 | 0 | 0 | 0 | 0 | 0 | 0 | 0 | 0 | 0 | 0 | 0 | 0 | 0 |  | 0 | 0 | 0 | 0 | 0 | 0 | 0 | 0 | 0 | 0 | 0 | 0 | 0 | 0 | 0 | 0 | 0 |  | 1 | 1 | 1 | 1 | 1 | 1 | 1 | 1 | 1 | 0
PG&E North of Greater Bay Study Area | Malin | 500 | 0 | 0 | 0 | 0 | 0 | 0 | 0 | 0 | 0 | 0 | 0 | 0 | 0 | 0 | 0 | 0 | 0 | 0 | 0 | 0 |  | 0 | 0 | 0 | 0 | 0 | 0 | 0 | 0 | 0 | 0 | 0 | 0 | 0 | 0 | 0 | 0 | 0 | 0 | 0 |  | 0 | 0 | 0 | 0 | 0 | 0 | 0 | 0 | 0 | 0 | 0 | 0 | 0 | 0 | 0 | 0 | 0 |  | 1 | 1 | 1 | 1 | 1 | 1 | 1 | 1 | 1 | 0
SCE Northern Area | Mandalay | 230 | 0 | 0 | 0 | 0 | 0 | 0 | 0 | 0 | 0 | 0 | 0 | 0 | 0 | 0 | 0 | 200 | 0 | 200 | 0 | 1 |  | 0 | 0 | 0 | 0 | 0 | 0 | 0 | 0 | 0 | 0 | 0 | 0 | 0 | 0 | 0 | 0 | 0 | 0 | 0 |  | 0 | 0 | 0 | 0 | 0 | 0 | 0 | 0 | 0 | 0 | 0 | 0 | 0 | 0 | 0 | 0 | 0 |  | 1 | 1 | 1 | 1 | 1 | 1 | 1 | 1 | 1 | 0
PG&E Fresno Study Area | Manning | 500 | 0 | 0 | 0 | 0 | 0 | 0 | 0 | 0 | 0 | 0 | 0 | 0 | 0 | 0 | 0 | 0 | 0 | 0 | 0 | 0 |  | 0 | 0 | 0 | 0 | 0 | 0 | 0 | 0 | 0 | 0 | 0 | 0 | 0 | 0 | 0 | 0 | 0 | 0 | 2 |  | 0 | 0 | 0 | 0 | 0 | 0 | 0 | 0 | 0 | 0 | 0 | 0 | 0 | 0 | 0 | 0 | 0 |  | 1 | 1 | 1 | 1 | 1 | 1 | 1 | 1 | 1 | 0
PG&E Fresno Study Area | Manning | 230 | 0 | 0 | 0 | 0 | 0 | 0 | 0 | 0 | 0 | 0 | 0 | 0 | 0 | 0 | 0 | 0 | 0 | 0 | 0 | 0 |  | 0 | 0 | 0 | 0 | 0 | 0 | 0 | 0 | 0 | 0 | 0 | 0 | 0 | 0 | 0 | 0 | 0 | 0 | 2 |  | 0 | 0 | 0 | 0 | 0 | 0 | 0 | 0 | 0 | 0 | 0 | 0 | 0 | 0 | 0 | 0 | 0 |  | 1 | 1 | 1 | 1 | 1 | 1 | 1 | 1 | 1 | 0
PG&E Greater Bay Study Area | Manteca | 115 | 0 | 0 | 0 | 0 | 0 | 0 | 0 | 0 | 0 | 0 | 0 | 1.5 | 0 | 0 | 0 | 0 | 0 | 0 | 0 | 1 |  | 0 | 0 | 0 | 0 | 0 | 0 | 0 | 0 | 0 | 0 | 0 | 0 | 0 | 0 | 0 | 0 | 0 | 0 | 0 |  | 0 | 0 | 0 | 0 | 0 | 0 | 0 | 0 | 0 | 0 | 0 | 0 | 0 | 0 | 0 | 0 | 0 |  | 1 | 1 | 1 | 1 | 1 | 1 | 1 | 1 | 1 | 0
SDG&E Study Area | Margarita | 138 | 0 | 0 | 0 | 0 | 0 | 0 | 0 | 0 | 0 | 0 | 0 | 0 | 0 | 0 | 0 | 0 | 0 | 0 | 0 | 0 |  | 0 | 0 | 0 | 0 | 0 | 0 | 0 | 0 | 0 | 0 | 0 | 0 | 0 | 0 | 0 | 0 | 0 | 0 | 0 |  | 0 | 0 | 0 | 0 | 0 | 0 | 0 | 0 | 0 | 0 | 0 | 0 | 0 | 0 | 0 | 0 | 0 |  | 1 | 1 | 1 | 1 | 1 | 1 | 1 | 1 | 1 | 0
PG&E Greater Bay Study Area | Mariposa | 230 | 0 | 3.6 | 0 | 0 | 0 | 0 | 0 | 0 | 0 | 0 | 0 | 0 | 0 | 0 | 0 | 0 | 50 | 50 | 0 | 1 |  | 0 | 0 | 0 | 0 | 0 | 0 | 0 | 0 | 0 | 0 | 0 | 0 | 0 | 0 | 0 | 0 | 0 | 0 | 0 |  | 0 | 0 | 0 | 0 | 0 | 0 | 0 | 0 | 0 | 0 | 0 | 0 | 0 | 0 | 0 | 0 | 0 |  | 1 | 1 | 1 | 1 | 1 | 1 | 1 | 1 | 1 | 0
PG&E Greater Bay Study Area | Martin | 115 | 0 | 0 | 0 | 0 | 0 | 0 | 0 | 0 | 0 | 0 | 0 | 8.37 | 0 | 0 | 0 | 193.02 | 61.6 | 254.62 | 0 | 1 |  | 0 | 0 | 0 | 0 | 0 | 0 | 0 | 0 | 0 | 0 | 0 | 8 | 0 | 0 | 0 | 254.62 | 0 | 1 | 1 |  | 0 | 0 | 0 | 0 | 0 | 0 | 0 | 0 | 0 | 0 | 0 | 0 | 0 | 0 | 0 | 0 | 0 |  | 1 | 1 | 1 | 1 | 1 | 1 | 1 | 1 | 1 | 0
PG&E Greater Bay Study Area | Martin | 230 | 0 | 0 | 0 | 0 | 0 | 0 | 0 | 0 | 0 | 0 | 0 | 0 | 0 | 0 | 0 | 0 | 0 | 0 | 0 | 0 |  | 0 | 0 | 0 | 0 | 0 | 0 | 0 | 0 | 0 | 0 | 0 | 0 | 0 | 0 | 0 | 0 | 0 | 0 | 0 |  | 0 | 0 | 0 | 0 | 0 | 0 | 0 | 0 | 0 | 0 | 0 | 0 | 0 | 0 | 0 | 0 | 0 |  | 1 | 1 | 1 | 1 | 1 | 1 | 1 | 1 | 1 | 0
PG&E Greater Bay Study Area | Martinez | 115 | 0 | 0 | 0 | 0 | 0 | 0 | 0 | 0 | 0 | 0 | 0 | 0 | 0 | 0 | 0 | 0 | 0 | 0 | 0 | 0 |  | 0 | 0 | 0 | 0 | 0 | 0 | 0 | 0 | 0 | 0 | 0 | 0 | 0 | 0 | 0 | 20 | 0 | 1 | 1 |  | 0 | 0 | 0 | 0 | 0 | 0 | 0 | 0 | 0 | 0 | 0 | 0 | 0 | 0 | 0 | 2 | 0 |  | 1 | 1 | 1 | 1 | 1 | 1 | 1 | 5 | 1 | 1
PG&E Fresno Study Area | Mc Mullin | 230 | 0 | 0 | 0 | 0 | 0 | 0 | 0 | 0 | 0 | 0 | 0 | 0 | 0 | 0 | 0 | 0 | 0 | 0 | 0 | 0 |  | 0 | 0 | 0 | 0 | 0 | 0 | 0 | 0 | 0 | 0 | 0 | 0 | 0 | 0 | 0 | 0 | 0 | 0 | 4 |  | 0 | 0 | 0 | 0 | 0 | 0 | 0 | 0 | 0 | 0 | 0 | 0 | 0 | 0 | 0 | 0 | 0 |  | 1 | 1 | 1 | 1 | 1 | 1 | 1 | 1 | 1 | 0
PG&E Fresno Study Area | McCall | 230 | 0 | 0 | 0 | 0 | 0 | 0 | 0 | 0 | 0 | 0 | 0 | 1.75 | 0 | 0 | 0 | 0 | 0 | 0 | 0 | 1 |  | 0 | 0 | 0 | 0 | 0 | 0 | 0 | 0 | 0 | 0 | 0 | 1.75 | 0 | 0 | 0 | 0 | 0 | 1 | 4 |  | 0 | 0 | 0 | 0 | 0 | 0 | 0 | 0 | 0 | 0 | 0 | 0 | 0 | 0 | 0 | 0 | 0 |  | 1 | 1 | 1 | 1 | 1 | 1 | 1 | 1 | 1 | 0
East of Pisgah Study Area | McCullough (LDWP) | 500 | 0 | 0 | 0 | 0 | 0 | 0 | 0 | 0 | 0 | 0 | 0 | 0 | 0 | 0 | 0 | 0 | 0 | 0 | 0 | 0 |  | 0 | 0 | 0 | 0 | 0 | 0 | 0 | 0 | 0 | 0 | 0 | 0 | 0 | 0 | 0 | 0 | 0 | 0 | 0 |  | 0 | 0 | 0 | 0 | 0 | 0 | 0 | 0 | 0 | 0 | 0 | 0 | 0 | 0 | 0 | 0 | 0 |  | 1 | 1 | 1 | 1 | 1 | 1 | 1 | 1 | 1 | 0
East of Pisgah Study Area | Mead | 230 | 0 | 0 | 350 | 0 | 350 | 0 | 0 | 0 | 0 | 0 | 0 | 0 | 0 | 0 | 0 | 0 | 0 | 0 | 0 | 1 |  | 0 | 0 | 300 | 0 | 300 | 0 | 0 | 0 | 0 | 0 | 0 | 0 | 0 | 0 | 0 | 0 | 0 | 1 | 2 |  | 0 | 0 | 0 | 0 | 0 | 0 | 0 | 0 | 0 | 0 | 0 | 0 | 0 | 0 | 0 | 0 | 0 |  | 1 | 1 | 1 | 1 | 1 | 1 | 1 | 1 | 1 | 0
PG&E Greater Bay Study Area | Melones | 115 | 0 | 0 | 0 | 0 | 0 | 0 | 0 | 0 | 0 | 0 | 0 | 0 | 0 | 0 | 0 | 0 | 0 | 0 | 0 | 0 |  | 0 | 0 | 0 | 0 | 0 | 0 | 0 | 0 | 0 | 0 | 0 | 0 | 0 | 0 | 0 | 0 | 0 | 0 | 0 |  | 0 | 0 | 0 | 0 | 0 | 0 | 0 | 0 | 0 | 0 | 0 | 0 | 0 | 0 | 0 | 0 | 0 |  | 1 | 1 | 1 | 1 | 1 | 1 | 1 | 1 | 1 | 0
PG&E North of Greater Bay Study Area | Mendocino | 115 | 0 | 1 | 0 | 0 | 0 | 0 | 0 | 0 | 0 | 0 | 0 | 0 | 0 | 0 | 0 | 0 | 0 | 0 | 0 | 1 |  | 0 | 1 | 0 | 0 | 0 | 0 | 0 | 0 | 0 | 0 | 0 | 0 | 0 | 0 | 0 | 0 | 0 | 1 | 1 |  | 0 | 0 | 0 | 0 | 0 | 0 | 0 | 0 | 0 | 0 | 0 | 0 | 0 | 0 | 0 | 0 | 0 |  | 1 | 1 | 1 | 1 | 1 | 1 | 1 | 1 | 1 | 0
PG&E Fresno Study Area | Mendota | 115 | 0 | 0 | 0 | 0 | 0 | 0 | 0 | 0 | 0 | 0 | 0 | 0 | 0 | 0 | 0 | 0 | 0 | 0 | 0 | 0 |  | 0 | 0 | 0 | 0 | 0 | 0 | 0 | 0 | 0 | 0 | 0 | 0 | 0 | 0 | 0 | 0 | 0 | 0 | 4 |  | 0 | 0 | 0 | 0 | 0 | 0 | 0 | 0 | 0 | 0 | 0 | 0 | 0 | 0 | 0 | 0 | 0 |  | 1 | 1 | 1 | 1 | 1 | 1 | 1 | 1 | 1 | 0
PG&E Fresno Study Area | Merced | 115 | 0 | 0 | 0 | 0 | 0 | 0 | 0 | 0 | 0 | 0 | 0 | 0 | 0 | 0 | 0 | 0 | 0 | 0 | 0 | 0 |  | 0 | 0 | 0 | 0 | 0 | 0 | 0 | 0 | 0 | 0 | 0 | 6 | 0 | 0 | 0 | 0 | 0 | 1 | 4 |  | 0 | 0 | 0 | 0 | 0 | 0 | 0 | 0 | 0 | 0 | 0 | 2 | 0 | 0 | 0 | 0 | 0 |  | 1 | 1 | 1 | 1 | 1 | 5 | 1 | 1 | 1 | 1
East of Pisgah Study Area | Mercry Switch | 138 | 0 | 0 | 0 | 0 | 0 | 0 | 0 | 0 | 0 | 0 | 0 | 0 | 0 | 0 | 0 | 0 | 0 | 0 | 0 | 0 |  | 0 | 0 | 0 | 0 | 0 | 0 | 0 | 0 | 0 | 0 | 0 | 0 | 0 | 0 | 0 | 0 | 0 | 0 | 2 |  | 0 | 0 | 0 | 0 | 0 | 0 | 0 | 0 | 0 | 0 | 0 | 0 | 0 | 0 | 0 | 0 | 0 |  | 1 | 1 | 1 | 1 | 1 | 1 | 1 | 1 | 1 | 0
PG&E Kern Study Area | Mesa | 230 | 0 | 0 | 0 | 0 | 0 | 0 | 0 | 0 | 0 | 0 | 0 | 2.62 | 0 | 0 | 0 | 99.7 | 0 | 99.7 | 0 | 1 |  | 0 | 0 | 0 | 0 | 0 | 0 | 0 | 0 | 0 | 0 | 0 | 0 | 0 | 0 | 0 | 99.701 | 0 | 1 | 0 |  | 0 | 0 | 0 | 0 | 0 | 0 | 0 | 0 | 0 | 0 | 0 | 0 | 0 | 0 | 0 | 0 | 0 |  | 1 | 1 | 1 | 1 | 1 | 1 | 1 | 1 | 1 | 0
PG&E Kern Study Area | Mesa | 115 | 0 | 0 | 0 | 0 | 0 | 0 | 0 | 0 | 0 | 0 | 0 | 0 | 0 | 0 | 0 | 0 | 0 | 0 | 0 | 0 |  | 0 | 0 | 0 | 0 | 0 | 0 | 0 | 0 | 0 | 0 | 0 | 0 | 0 | 0 | 0 | 50 | 0 | 1 | 0 |  | 0 | 0 | 0 | 0 | 0 | 0 | 0 | 0 | 0 | 0 | 0 | 0 | 0 | 0 | 0 | 2 | 0 |  | 1 | 1 | 1 | 1 | 1 | 1 | 1 | 4 | 1 | 1
SCE Metro Study Area | Mesa (SCE) | 500 | 0 | 0 | 0 | 0 | 0 | 0 | 0 | 0 | 0 | 0 | 0 | 0 | 0 | 0 | 0 | 0 | 0 | 0 | 0 | 0 |  | 0 | 0 | 0 | 0 | 0 | 0 | 0 | 0 | 0 | 0 | 0 | 0 | 0 | 0 | 0 | 0 | 0 | 0 | 0 |  | 0 | 0 | 0 | 0 | 0 | 0 | 0 | 0 | 0 | 0 | 0 | 0 | 0 | 0 | 0 | 0 | 0 |  | 1 | 1 | 1 | 1 | 1 | 1 | 1 | 1 | 1 | 0
SCE Metro Study Area | Mesa (SCE) | 230 | 0 | 0 | 0 | 0 | 0 | 0 | 0 | 0 | 0 | 0 | 0 | 0 | 0 | 0 | 0 | 0 | 3.5 | 3.5 | 0 | 1 |  | 0 | 0 | 0 | 0 | 0 | 0 | 0 | 0 | 0 | 0 | 0 | 0 | 0 | 0 | 0 | 0 | 0 | 0 | 0 |  | 0 | 0 | 0 | 0 | 0 | 0 | 0 | 0 | 0 | 0 | 0 | 0 | 0 | 0 | 0 | 0 | 0 |  | 1 | 1 | 1 | 1 | 1 | 1 | 1 | 1 | 1 | 0
PG&E Greater Bay Study Area | Metcalf | 500 | 0 | 0 | 0 | 0 | 0 | 0 | 0 | 0 | 0 | 0 | 0 | 0 | 0 | 0 | 0 | 0 | 0 | 0 | 0 | 0 |  | 0 | 0 | 0 | 0 | 0 | 0 | 0 | 0 | 0 | 0 | 0 | 0 | 0 | 0 | 0 | 0 | 0 | 0 | 1 |  | 0 | 0 | 0 | 0 | 0 | 0 | 0 | 0 | 0 | 0 | 0 | 0 | 0 | 0 | 0 | 0 | 0 |  | 1 | 1 | 1 | 1 | 1 | 1 | 1 | 1 | 1 | 0
PG&E Greater Bay Study Area | Metcalf | 230 | 0 | 0 | 0 | 0 | 0 | 0 | 0 | 0 | 0 | 0 | 0 | 0 | 0 | 0 | 0 | 200 | 100 | 300 | 0 | 1 |  | 0 | 2 | 0 | 0 | 0 | 0 | 0 | 0 | 0 | 0 | 0 | 4 | 0 | 0 | 0 | 306.66 | 0 | 1 | 2 |  | 0 | 2 | 0 | 0 | 0 | 0 | 0 | 0 | 0 | 0 | 0 | 2 | 0 | 0 | 0 | 0 | 0 |  | 1 | 5 | 1 | 1 | 1 | 5 | 1 | 1 | 1 | 1
PG&E Greater Bay Study Area | Metcalf | 115 | 0 | 1.8 | 0 | 0 | 0 | 0 | 0 | 0 | 0 | 0 | 0 | 0 | 0 | 0 | 0 | 75 | 0 | 75 | 0 | 1 |  | 0 | 0 | 0 | 0 | 0 | 0 | 0 | 0 | 0 | 0 | 0 | 0 | 0 | 0 | 0 | 0 | 0 | 0 | 1 |  | 0 | 0 | 0 | 0 | 0 | 0 | 0 | 0 | 0 | 0 | 0 | 0 | 0 | 0 | 0 | 0 | 0 |  | 1 | 1 | 1 | 1 | 1 | 1 | 1 | 1 | 1 | 0
PG&E Kern Study Area | Midway | 500 | 0 | 0 | 0 | 0 | 0 | 0 | 0 | 0 | 0 | 0 | 0 | 0 | 0 | 550 | 550 | 340 | 142 | 482 | 0 | 1 |  | 0 | 0 | 0 | 0 | 0 | 0 | 0 | 0 | 0 | 0 | 0 | 0 | 50 | 750 | 800 | 650 | 0 | 1 | 0 |  | 0 | 0 | 0 | 0 | 0 | 0 | 0 | 0 | 0 | 0 | 0 | 0 | 2 | 1 | 1 | 1 | 0 |  | 1 | 1 | 1 | 1 | 1 | 1 | 4 | 3 | 1 | 1
PG&E Kern Study Area | Midway | 230 | 0 | 0 | 0 | 0 | 0 | 0 | 0 | 0 | 0 | 0 | 0 | 0 | 0 | 0 | 0 | 0 | 0 | 0 | 0 | 0 |  | 0 | 0 | 0 | 0 | 0 | 0 | 0 | 0 | 0 | 0 | 0 | 0 | 50 | 200.0044 | 250.0044 | 92 | 0 | 1 | 0 |  | 0 | 0 | 0 | 0 | 0 | 0 | 0 | 0 | 0 | 0 | 0 | 0 | 2 | 2 | 2 | 2 | 0 |  | 1 | 1 | 1 | 1 | 1 | 1 | 4 | 4 | 1 | 1
PG&E Kern Study Area | Midway | 115 | 0 | 0 | 0 | 0 | 0 | 0 | 0 | 0 | 0 | 0 | 0 | 0 | 100 | 100 | 200 | 80 | 0 | 80 | 0 | 1 |  | 0 | 0 | 0 | 0 | 0 | 0 | 0 | 0 | 0 | 0 | 0 | 0 | 200 | 0 | 200 | 0 | 0 | 1 | 0 |  | 0 | 0 | 0 | 0 | 0 | 0 | 0 | 0 | 0 | 0 | 0 | 0 | 2 | 0 | 0 | 0 | 0 |  | 1 | 1 | 1 | 1 | 1 | 1 | 4 | 1 | 1 | 1
SDG&E Study Area | Miguel | 500 | 0 | 0 | 0 | 0 | 0 | 0 | 0 | 0 | 0 | 0 | 0 | 0 | 0 | 0 | 0 | 0 | 0 | 0 | 0 | 0 |  | 0 | 0 | 0 | 0 | 0 | 0 | 0 | 0 | 0 | 0 | 0 | 0 | 0 | 0 | 0 | 0 | 0 | 0 | 3 |  | 0 | 0 | 0 | 0 | 0 | 0 | 0 | 0 | 0 | 0 | 0 | 0 | 0 | 0 | 0 | 0 | 0 |  | 1 | 1 | 1 | 1 | 1 | 1 | 1 | 1 | 1 | 0
SDG&E Study Area | Miguel | 230 | 0 | 0 | 0 | 0 | 0 | 0 | 0 | 0 | 0 | 0 | 0 | 0 | 0 | 0 | 0 | 9.75 | 0 | 9.75 | 0 | 1 |  | 0 | 0 | 0 | 0 | 0 | 0 | 0 | 0 | 0 | 0 | 0 | 0 | 0 | 0 | 0 | 10 | 0 | 1 | 3 |  | 0 | 0 | 0 | 0 | 0 | 0 | 0 | 0 | 0 | 0 | 0 | 0 | 0 | 0 | 0 | 0 | 0 |  | 1 | 1 | 1 | 1 | 1 | 1 | 1 | 1 | 1 | 0
PG&E Greater Bay Study Area | Miller | 115 | 0 | 0 | 0 | 0 | 0 | 0 | 0 | 0 | 0 | 0 | 0 | 0 | 0 | 0 | 0 | 0 | 0 | 0 | 0 | 0 |  | 0 | 0 | 0 | 0 | 0 | 0 | 0 | 0 | 0 | 0 | 0 | 0 | 0 | 0 | 0 | 0 | 0 | 0 | 0 |  | 0 | 0 | 0 | 0 | 0 | 0 | 0 | 0 | 0 | 0 | 0 | 0 | 0 | 0 | 0 | 0 | 0 |  | 1 | 1 | 1 | 1 | 1 | 1 | 1 | 1 | 1 | 0
SCE Metro Study Area | Mira Loma | 500 | 0 | 0 | 0 | 0 | 0 | 0 | 0 | 0 | 0 | 0 | 0 | 0 | 0 | 0 | 0 | 0 | 0 | 0 | 0 | 0 |  | 0 | 0 | 0 | 0 | 0 | 0 | 0 | 0 | 0 | 0 | 0 | 0 | 0 | 0 | 0 | 0 | 0 | 0 | 0 |  | 0 | 0 | 0 | 0 | 0 | 0 | 0 | 0 | 0 | 0 | 0 | 0 | 0 | 0 | 0 | 0 | 0 |  | 1 | 1 | 1 | 1 | 1 | 1 | 1 | 1 | 1 | 0
SCE Metro Study Area | Mira Loma | 230 | 0 | 0 | 0 | 0 | 0 | 0 | 0 | 0 | 0 | 0 | 0 | 0 | 0 | 0 | 0 | 285 | 100 | 385 | 0 | 1 |  | 0 | 0 | 0 | 0 | 0 | 0 | 0 | 0 | 0 | 0 | 0 | 0 | 0 | 0 | 0 | 300 | 0 | 1 | 0 |  | 0 | 0 | 0 | 0 | 0 | 0 | 0 | 0 | 0 | 0 | 0 | 0 | 0 | 0 | 0 | 0 | 0 |  | 1 | 1 | 1 | 1 | 1 | 1 | 1 | 1 | 1 | 0
SCE Eastern Study Area | Mirage | 230 | 785 | 0 | 0 | 0 | 0 | 0 | 0 | 0 | 0 | 0 | 0 | 0 | 0 | 132 | 132 | 150 | 0 | 150 | 0 | 1 |  | 850 | 0 | 0 | 0 | 0 | 0 | 0 | 0 | 0 | 0 | 0 | 0 | 0 | 100 | 100 | 150 | 0 | 1 | 2 |  | 0 | 0 | 0 | 0 | 0 | 0 | 0 | 0 | 0 | 0 | 0 | 0 | 0 | 0 | 0 | 0 | 0 |  | 1 | 1 | 1 | 1 | 1 | 1 | 1 | 1 | 1 | 0
SDG&E Study Area | Mission | 230 | 0 | 0 | 0 | 0 | 0 | 0 | 0 | 0 | 0 | 0 | 0 | 0 | 0 | 0 | 0 | 19 | 10 | 29 | 0 | 1 |  | 0 | 0 | 0 | 0 | 0 | 0 | 0 | 0 | 0 | 0 | 0 | 0 | 0 | 0 | 0 | 90 | 0 | 1 | 3 |  | 0 | 0 | 0 | 0 | 0 | 0 | 0 | 0 | 0 | 0 | 0 | 0 | 0 | 0 | 0 | 2 | 0 |  | 1 | 1 | 1 | 1 | 1 | 1 | 1 | 5 | 1 | 1
PG&E Greater Bay Study Area | Mi-Wuk | 115 | 0 | 0 | 0 | 0 | 0 | 0 | 0 | 0 | 0 | 0 | 0 | 0 | 0 | 0 | 0 | 0 | 0 | 0 | 0 | 0 |  | 0 | 0 | 0 | 0 | 0 | 0 | 0 | 0 | 0 | 0 | 0 | 0 | 0 | 0 | 0 | 0 | 0 | 0 | 0 |  | 0 | 0 | 0 | 0 | 0 | 0 | 0 | 0 | 0 | 0 | 0 | 0 | 0 | 0 | 0 | 0 | 0 |  | 1 | 1 | 1 | 1 | 1 | 1 | 1 | 1 | 1 | 0
East of Pisgah Study Area | Mohave | 500 | 0 | 0 | 700 | 0 | 700 | 0 | 0 | 0 | 0 | 0 | 0 | 0 | 0 | 700 | 700 | 500 | 0 | 500 | 0 | 1 |  | 0 | 0 | 0 | 0 | 0 | 0 | 0 | 0 | 0 | 0 | 0 | 0 | 520 | 700 | 1220 | 700 | 0 | 1 | 0 |  | 0 | 0 | 0 | 0 | 0 | 0 | 0 | 0 | 0 | 0 | 0 | 0 | 2 | 0 | 2 | 1 | 0 |  | 1 | 1 | 1 | 1 | 1 | 1 | 4 | 3 | 1 | 1
PG&E North of Greater Bay Study Area | Monroe | 115 | 0 | 0 | 0 | 0 | 0 | 0 | 0 | 0 | 0 | 0 | 0 | 0 | 0 | 0 | 0 | 0 | 0 | 0 | 0 | 0 |  | 0 | 0 | 0 | 0 | 0 | 0 | 0 | 0 | 0 | 0 | 0 | 0 | 0 | 0 | 0 | 0 | 0 | 0 | 1 |  | 0 | 0 | 0 | 0 | 0 | 0 | 0 | 0 | 0 | 0 | 0 | 0 | 0 | 0 | 0 | 0 | 0 |  | 1 | 1 | 1 | 1 | 1 | 1 | 1 | 1 | 1 | 0
PG&E Greater Bay Study Area | Monta Vista | 230 | 0 | 0 | 0 | 0 | 0 | 0 | 0 | 0 | 0 | 0 | 0 | 0 | 0 | 0 | 0 | 0 | 0 | 0 | 0 | 0 |  | 0 | 0 | 0 | 0 | 0 | 0 | 0 | 0 | 0 | 0 | 0 | 0 | 0 | 0 | 0 | 0 | 0 | 0 | 2 |  | 0 | 0 | 0 | 0 | 0 | 0 | 0 | 0 | 0 | 0 | 0 | 0 | 0 | 0 | 0 | 0 | 0 |  | 1 | 1 | 1 | 1 | 1 | 1 | 1 | 1 | 1 | 0
PG&E North of Greater Bay Study Area | Monticello | 115 | 0 | 0 | 0 | 0 | 0 | 0 | 0 | 0 | 0 | 0 | 0 | 0 | 0 | 0 | 0 | 0 | 0 | 0 | 0 | 0 |  | 0 | 0 | 0 | 0 | 0 | 0 | 0 | 0 | 0 | 0 | 0 | 0 | 0 | 0 | 0 | 0 | 0 | 0 | 1 |  | 0 | 0 | 0 | 0 | 0 | 0 | 0 | 0 | 0 | 0 | 0 | 0 | 0 | 0 | 0 | 0 | 0 |  | 1 | 1 | 1 | 1 | 1 | 1 | 1 | 1 | 1 | 0
SCE Northern Area | Moorpark | 230 | 0 | 0 | 0 | 0 | 0 | 0 | 0 | 0 | 0 | 0 | 0 | 0 | 0 | 0 | 0 | 434.9 | 0 | 434.9 | 0 | 1 |  | 0 | 0 | 0 | 0 | 0 | 0 | 0 | 0 | 0 | 0 | 0 | 0 | 0 | 500 | 500 | 447 | 0 | 1 | 0 |  | 0 | 0 | 0 | 0 | 0 | 0 | 0 | 0 | 0 | 0 | 0 | 0 | 0 | 2 | 2 | 0 | 0 |  | 1 | 1 | 1 | 1 | 1 | 1 | 4 | 1 | 1 | 1
PG&E Greater Bay Study Area | Moraga | 230 | 0 | 0 | 0 | 0 | 0 | 0 | 0 | 0 | 0 | 0 | 0 | 0 | 0 | 0 | 0 | 0 | 0 | 0 | 0 | 0 |  | 0 | 0 | 0 | 0 | 0 | 0 | 0 | 0 | 0 | 0 | 0 | 0 | 0 | 0 | 0 | 0 | 0 | 0 | 2 |  | 0 | 0 | 0 | 0 | 0 | 0 | 0 | 0 | 0 | 0 | 0 | 0 | 0 | 0 | 0 | 0 | 0 |  | 1 | 1 | 1 | 1 | 1 | 1 | 1 | 1 | 1 | 0
PG&E Greater Bay Study Area | Moraga | 115 | 0 | 0 | 0 | 0 | 0 | 0 | 0 | 0 | 0 | 0 | 0 | 0 | 0 | 0 | 0 | 0 | 0 | 0 | 0 | 0 |  | 0 | 0 | 0 | 0 | 0 | 0 | 0 | 0 | 0 | 0 | 0 | 0 | 0 | 0 | 0 | 0 | 0 | 0 | 3 |  | 0 | 0 | 0 | 0 | 0 | 0 | 0 | 0 | 0 | 0 | 0 | 0 | 0 | 0 | 0 | 0 | 0 |  | 1 | 1 | 1 | 1 | 1 | 1 | 1 | 1 | 1 | 0
PG&E Greater Bay Study Area | Morgan Hill | 115 | 0 | 0 | 0 | 0 | 0 | 0 | 0 | 0 | 0 | 0 | 0 | 0 | 0 | 0 | 0 | 0 | 0 | 0 | 0 | 0 |  | 0 | 0 | 0 | 0 | 0 | 0 | 0 | 0 | 0 | 0 | 0 | 0 | 0 | 0 | 0 | 0 | 0 | 0 | 2 |  | 0 | 0 | 0 | 0 | 0 | 0 | 0 | 0 | 0 | 0 | 0 | 0 | 0 | 0 | 0 | 0 | 0 |  | 1 | 1 | 1 | 1 | 1 | 1 | 1 | 1 | 1 | 0
PG&E Kern Study Area | Morro Bay (Proposed) | 500 | 0 | 0 | 0 | 0 | 0 | 0 | 0 | 0 | 1855 | 0 | 1855 | 0 | 0 | 0 | 0 | 0 | 0 | 0 | 0 | 1 |  | 0 | 0 | 0 | 0 | 0 | 0 | 0 | 0 | 0 | 0 | 0 | 0 | 0 | 0 | 0 | 0 | 0 | 0 | 0 |  | 0 | 0 | 0 | 0 | 0 | 0 | 0 | 0 | 0 | 0 | 0 | 0 | 0 | 0 | 0 | 0 | 0 |  | 1 | 1 | 1 | 1 | 1 | 1 | 1 | 1 | 1 | 0
PG&E Kern Study Area | Morro Bay | 230 | 0 | 0 | 0 | 0 | 0 | 0 | 0 | 0 | 0 | 0 | 0 | 0 | 0 | 0 | 0 | 0 | 0 | 0 | 0 | 0 |  | 0 | 0 | 0 | 0 | 0 | 0 | 0 | 0 | 0 | 0 | 0 | 0 | 0 | 0 | 0 | 0 | 300 | 1 | 1 |  | 0 | 0 | 0 | 0 | 0 | 0 | 0 | 0 | 0 | 0 | 0 | 0 | 0 | 0 | 0 | 0 | 2 |  | 1 | 1 | 1 | 1 | 1 | 1 | 1 | 1 | 5 | 1
PG&E Kern Study Area | Morro Bay | 115 | 0 | 0 | 0 | 0 | 0 | 0 | 0 | 0 | 0 | 0 | 0 | 0 | 0 | 0 | 0 | 0 | 0 | 0 | 0 | 0 |  | 0 | 0 | 0 | 0 | 0 | 0 | 0 | 0 | 0 | 0 | 0 | 0 | 0 | 0 | 0 | 0 | 0 | 0 | 0 |  | 0 | 0 | 0 | 0 | 0 | 0 | 0 | 0 | 0 | 0 | 0 | 0 | 0 | 0 | 0 | 0 | 0 |  | 1 | 1 | 1 | 1 | 1 | 1 | 1 | 1 | 1 | 0
PG&E Greater Bay Study Area | Moss Landing | 500 | 0 | 0 | 0 | 0 | 0 | 0 | 0 | 0 | 0 | 0 | 0 | 0 | 0 | 0 | 0 | 350 | 0 | 350 | 0 | 1 |  | 0 | 0 | 0 | 0 | 0 | 0 | 0 | 0 | 0 | 0 | 0 | 0 | 0 | 0 | 0 | 350 | 0 | 1 | 3 |  | 0 | 0 | 0 | 0 | 0 | 0 | 0 | 0 | 0 | 0 | 0 | 0 | 0 | 0 | 0 | 0 | 0 |  | 1 | 1 | 1 | 1 | 1 | 1 | 1 | 1 | 1 | 0
PG&E Greater Bay Study Area | Moss Landing | 230 | 0 | 0 | 0 | 0 | 0 | 0 | 0 | 0 | 0 | 0 | 0 | 0 | 0 | 0 | 0 | 0 | 0 | 0 | 0 | 0 |  | 0 | 0 | 0 | 0 | 0 | 0 | 0 | 0 | 0 | 0 | 0 | 0 | 0 | 0 | 0 | 0 | 0 | 0 | 2 |  | 0 | 0 | 0 | 0 | 0 | 0 | 0 | 0 | 0 | 0 | 0 | 0 | 0 | 0 | 0 | 0 | 0 |  | 1 | 1 | 1 | 1 | 1 | 1 | 1 | 1 | 1 | 0
PG&E Greater Bay Study Area | Moss Landing | 115 | 0 | 0 | 0 | 0 | 0 | 0 | 0 | 0 | 0 | 0 | 0 | 0 | 0 | 0 | 0 | 182.5 | 0 | 182.5 | 0 | 1 |  | 0 | 0 | 0 | 0 | 0 | 0 | 0 | 0 | 0 | 0 | 0 | 0 | 0 | 0 | 0 | 192.5 | 0 | 1 | 2 |  | 0 | 0 | 0 | 0 | 0 | 0 | 0 | 0 | 0 | 0 | 0 | 0 | 0 | 0 | 0 | 0 | 0 |  | 1 | 1 | 1 | 1 | 1 | 1 | 1 | 1 | 1 | 0
PG&E Kern Study Area | Mt Poso | 115 | 0 | 0 | 0 | 0 | 0 | 0 | 0 | 0 | 0 | 0 | 0 | 0 | 0 | 0 | 0 | 0 | 0 | 0 | 0 | 0 |  | 0 | 0 | 0 | 0 | 0 | 0 | 0 | 0 | 0 | 0 | 0 | 0 | 0 | 0 | 0 | 0 | 0 | 0 | 0 |  | 0 | 0 | 0 | 0 | 0 | 0 | 0 | 0 | 0 | 0 | 0 | 0 | 0 | 0 | 0 | 0 | 0 |  | 1 | 1 | 1 | 1 | 1 | 1 | 1 | 1 | 1 | 0
PG&E Fresno Study Area | Mustang | 230 | 0 | 0 | 0 | 0 | 0 | 0 | 0 | 0 | 0 | 0 | 0 | 0 | 106.5 | 200 | 306.5 | 0 | 50 | 50 | 0 | 1 |  | 0 | 0 | 0 | 0 | 0 | 0 | 0 | 0 | 0 | 0 | 0 | 0 | 100.5 | 287 | 387.5 | 300 | 0 | 1 | 2 |  | 0 | 0 | 0 | 0 | 0 | 0 | 0 | 0 | 0 | 0 | 0 | 0 | 0 | 1 | 1 | 2 | 0 |  | 1 | 1 | 1 | 1 | 1 | 1 | 3 | 5 | 1 | 1
PG&E Fresno Study Area | New Melones | 230 | 0 | 0 | 0 | 0 | 0 | 0 | 0 | 0 | 0 | 0 | 0 | 0 | 0 | 0 | 0 | 0 | 0 | 0 | 0 | 0 |  | 0 | 0 | 0 | 0 | 0 | 0 | 0 | 0 | 0 | 0 | 0 | 0 | 0 | 0 | 0 | 0 | 0 | 0 | 2 |  | 0 | 0 | 0 | 0 | 0 | 0 | 0 | 0 | 0 | 0 | 0 | 0 | 0 | 0 | 0 | 0 | 0 |  | 1 | 1 | 1 | 1 | 1 | 1 | 1 | 1 | 1 | 0
PG&E Greater Bay Study Area | Newark | 230 | 0 | 0 | 0 | 0 | 0 | 0 | 0 | 0 | 0 | 0 | 0 | 0 | 0 | 0 | 0 | 0 | 0 | 0 | 0 | 0 |  | 0 | 0 | 0 | 0 | 0 | 0 | 0 | 0 | 0 | 0 | 0 | 0 | 0 | 0 | 0 | 0 | 0 | 0 | 1 |  | 0 | 0 | 0 | 0 | 0 | 0 | 0 | 0 | 0 | 0 | 0 | 0 | 0 | 0 | 0 | 0 | 0 |  | 1 | 1 | 1 | 1 | 1 | 1 | 1 | 1 | 1 | 0
PG&E Greater Bay Study Area | Newark | 115 | 0 | 0 | 0 | 0 | 0 | 0 | 0 | 0 | 0 | 0 | 0 | 0 | 0 | 0 | 0 | 0 | 0 | 0 | 0 | 0 |  | 0 | 0 | 0 | 0 | 0 | 0 | 0 | 0 | 0 | 0 | 0 | 0 | 0 | 0 | 0 | 0 | 0 | 0 | 3 |  | 0 | 0 | 0 | 0 | 0 | 0 | 0 | 0 | 0 | 0 | 0 | 0 | 0 | 0 | 0 | 0 | 0 |  | 1 | 1 | 1 | 1 | 1 | 1 | 1 | 1 | 1 | 0
PG&E Fresno Study Area | Newhall | 115 | 0 | 0 | 0 | 0 | 0 | 0 | 0 | 0 | 0 | 0 | 0 | 0 | 0 | 0 | 0 | 0 | 0 | 0 | 0 | 0 |  | 0 | 0 | 0 | 0 | 0 | 0 | 0 | 0 | 0 | 0 | 0 | 0 | 0 | 0 | 0 | 0 | 0 | 0 | 0 |  | 0 | 0 | 0 | 0 | 0 | 0 | 0 | 0 | 0 | 0 | 0 | 0 | 0 | 0 | 0 | 0 | 0 |  | 1 | 1 | 1 | 1 | 1 | 1 | 1 | 1 | 1 | 0
PG&E Kern Study Area | Norco | 115 | 0 | 0 | 0 | 0 | 0 | 0 | 0 | 0 | 0 | 0 | 0 | 0 | 0 | 0 | 0 | 0 | 0 | 0 | 0 | 0 |  | 0 | 0 | 0 | 0 | 0 | 0 | 0 | 0 | 0 | 0 | 0 | 0 | 0 | 0 | 0 | 0 | 0 | 0 | 0 |  | 0 | 0 | 0 | 0 | 0 | 0 | 0 | 0 | 0 | 0 | 0 | 0 | 0 | 0 | 0 | 0 | 0 |  | 1 | 1 | 1 | 1 | 1 | 1 | 1 | 1 | 1 | 0
SDG&E Study Area | North City Metering | 138 | 0 | 0 | 0 | 0 | 0 | 0 | 0 | 0 | 0 | 0 | 0 | 0 | 0 | 0 | 0 | 0 | 0 | 0 | 0 | 0 |  | 0 | 0 | 0 | 0 | 0 | 0 | 0 | 0 | 0 | 0 | 0 | 0 | 0 | 0 | 0 | 0 | 0 | 0 | 1 |  | 0 | 0 | 0 | 0 | 0 | 0 | 0 | 0 | 0 | 0 | 0 | 0 | 0 | 0 | 0 | 0 | 0 |  | 1 | 1 | 1 | 1 | 1 | 1 | 1 | 1 | 1 | 0
PG&E Greater Bay Study Area | North Dublin | 230 | 0 | 0 | 0 | 0 | 0 | 0 | 0 | 0 | 0 | 0 | 0 | 0 | 0 | 0 | 0 | 0 | 0 | 0 | 0 | 0 |  | 0 | 0 | 0 | 0 | 0 | 0 | 0 | 0 | 0 | 0 | 0 | 0 | 0 | 0 | 0 | 0 | 0 | 0 | 0 |  | 0 | 0 | 0 | 0 | 0 | 0 | 0 | 0 | 0 | 0 | 0 | 0 | 0 | 0 | 0 | 0 | 0 |  | 1 | 1 | 1 | 1 | 1 | 1 | 1 | 1 | 1 | 0
SDG&E Study Area | North Gila | 500 | 0 | 0 | 0 | 0 | 0 | 0 | 0 | 0 | 0 | 0 | 0 | 0 | 0 | 0 | 0 | 0 | 0 | 0 | 0 | 0 |  | 0 | 0 | 0 | 0 | 0 | 0 | 0 | 0 | 0 | 0 | 0 | 0 | 0 | 0 | 0 | 0 | 0 | 0 | 6 |  | 0 | 0 | 0 | 0 | 0 | 0 | 0 | 0 | 0 | 0 | 0 | 0 | 0 | 0 | 0 | 0 | 0 |  | 1 | 1 | 1 | 1 | 1 | 1 | 1 | 1 | 1 | 0
SDG&E Study Area | New Sub - North Gila - IV (Proposed) | 500 | 0 | 0 | 0 | 0 | 0 | 0 | 0 | 0 | 0 | 0 | 0 | 0 | 0 | 0 | 0 | 0 | 0 | 0 | 0 | 0 |  | 0 | 0 | 0 | 0 | 0 | 0 | 0 | 0 | 0 | 0 | 0 | 0 | 0 | 0 | 0 | 0 | 0 | 0 | 6 |  | 0 | 0 | 0 | 0 | 0 | 0 | 0 | 0 | 0 | 0 | 0 | 0 | 0 | 0 | 0 | 0 | 0 |  | 1 | 1 | 1 | 1 | 1 | 1 | 1 | 1 | 1 | 0
PG&E Greater Bay Study Area | Oakland C | 115 | 0 | 0 | 0 | 0 | 0 | 0 | 0 | 0 | 0 | 0 | 0 | 0 | 0 | 0 | 0 | 55 | 0 | 55 | 0 | 1 |  | 0 | 0 | 0 | 0 | 0 | 0 | 0 | 0 | 0 | 0 | 0 | 0 | 0 | 0 | 0 | 55 | 0 | 1 | 3 |  | 0 | 0 | 0 | 0 | 0 | 0 | 0 | 0 | 0 | 0 | 0 | 0 | 0 | 0 | 0 | 0 | 0 |  | 1 | 1 | 1 | 1 | 1 | 1 | 1 | 1 | 1 | 0
PG&E Greater Bay Study Area | Oakland J | 115 | 0 | 0 | 0 | 0 | 0 | 0 | 0 | 0 | 0 | 0 | 0 | 0 | 0 | 0 | 0 | 0 | 0 | 0 | 0 | 0 |  | 0 | 0 | 0 | 0 | 0 | 0 | 0 | 0 | 0 | 0 | 0 | 0 | 0 | 0 | 0 | 0 | 0 | 0 | 1 |  | 0 | 0 | 0 | 0 | 0 | 0 | 0 | 0 | 0 | 0 | 0 | 0 | 0 | 0 | 0 | 0 | 0 |  | 1 | 1 | 1 | 1 | 1 | 1 | 1 | 1 | 1 | 0
PG&E Kern Study Area | Oceano | 115 | 0 | 0 | 0 | 0 | 0 | 0 | 0 | 0 | 0 | 0 | 0 | 0 | 0 | 0 | 0 | 0 | 0 | 0 | 0 | 0 |  | 0 | 0 | 0 | 0 | 0 | 0 | 0 | 0 | 0 | 0 | 0 | 0 | 0 | 0 | 0 | 0 | 0 | 0 | 0 |  | 0 | 0 | 0 | 0 | 0 | 0 | 0 | 0 | 0 | 0 | 0 | 0 | 0 | 0 | 0 | 0 | 0 |  | 1 | 1 | 1 | 1 | 1 | 1 | 1 | 1 | 1 | 0
SDG&E Study Area | Ocotillo Express | 500 | 0 | 0 | 0 | 0 | 0 | 0 | 0 | 0 | 0 | 0 | 0 | 0 | 0 | 0 | 0 | 0 | 0 | 0 | 0 | 0 |  | 0 | 0 | 0 | 0 | 0 | 0 | 0 | 0 | 0 | 0 | 0 | 0 | 0 | 0 | 0 | 0 | 0 | 0 | 6 |  | 0 | 0 | 0 | 0 | 0 | 0 | 0 | 0 | 0 | 0 | 0 | 0 | 0 | 0 | 0 | 0 | 0 |  | 1 | 1 | 1 | 1 | 1 | 1 | 1 | 1 | 1 | 0
SDG&E Study Area | Old Town | 230 | 0 | 0 | 0 | 0 | 0 | 0 | 0 | 0 | 0 | 0 | 0 | 0 | 0 | 0 | 0 | 0 | 0 | 0 | 0 | 0 |  | 0 | 0 | 0 | 0 | 0 | 0 | 0 | 0 | 0 | 0 | 0 | 0 | 0 | 0 | 0 | 0 | 0 | 0 | 2 |  | 0 | 0 | 0 | 0 | 0 | 0 | 0 | 0 | 0 | 0 | 0 | 0 | 0 | 0 | 0 | 0 | 0 |  | 1 | 1 | 1 | 1 | 1 | 1 | 1 | 1 | 1 | 0
SCE Metro Study Area | Olinda | 230 | 0 | 0 | 0 | 0 | 0 | 0 | 0 | 0 | 0 | 0 | 0 | 0 | 0 | 0 | 0 | 0 | 0 | 0 | 0 | 0 |  | 0 | 0 | 0 | 0 | 0 | 0 | 0 | 0 | 0 | 0 | 0 | 0 | 0 | 0 | 0 | 0 | 0 | 0 | 0 |  | 0 | 0 | 0 | 0 | 0 | 0 | 0 | 0 | 0 | 0 | 0 | 0 | 0 | 0 | 0 | 0 | 0 |  | 1 | 1 | 1 | 1 | 1 | 1 | 1 | 1 | 1 | 0
PG&E Kern Study Area | Olive | 115 | 0 | 0 | 0 | 0 | 0 | 0 | 0 | 0 | 0 | 0 | 0 | 0 | 40 | 0 | 40 | 20 | 0 | 20 | 0 | 1 |  | 0 | 0 | 0 | 0 | 0 | 0 | 0 | 0 | 0 | 0 | 0 | 0 | 40 | 0 | 40 | 20 | 0 | 1 | 0 |  | 0 | 0 | 0 | 0 | 0 | 0 | 0 | 0 | 0 | 0 | 0 | 0 | 0 | 0 | 0 | 0 | 0 |  | 1 | 1 | 1 | 1 | 1 | 1 | 1 | 1 | 1 | 0
PG&E North of Greater Bay Study Area | Olivehurst | 115 | 0 | 0 | 0 | 0 | 0 | 0 | 0 | 0 | 0 | 0 | 0 | 0 | 0 | 0 | 0 | 0 | 0 | 0 | 0 | 0 |  | 0 | 0 | 0 | 0 | 0 | 0 | 0 | 0 | 0 | 0 | 0 | 0 | 0 | 0 | 0 | 0 | 0 | 0 | 0 |  | 0 | 0 | 0 | 0 | 0 | 0 | 0 | 0 | 0 | 0 | 0 | 0 | 0 | 0 | 0 | 0 | 0 |  | 1 | 1 | 1 | 1 | 1 | 1 | 1 | 1 | 1 | 0
SCE Northern Area | Ormond Beach | 230 | 0 | 0 | 0 | 0 | 0 | 0 | 0 | 0 | 0 | 0 | 0 | 0 | 0 | 0 | 0 | 0 | 0 | 0 | 0 | 0 |  | 0 | 0 | 0 | 0 | 0 | 0 | 0 | 0 | 0 | 0 | 0 | 0 | 0 | 0 | 0 | 0 | 0 | 0 | 0 |  | 0 | 0 | 0 | 0 | 0 | 0 | 0 | 0 | 0 | 0 | 0 | 0 | 0 | 0 | 0 | 0 | 0 |  | 1 | 1 | 1 | 1 | 1 | 1 | 1 | 1 | 1 | 0
SDG&E Study Area | Otay | 69 | 0 | 0 | 0 | 0 | 0 | 0 | 0 | 0 | 0 | 0 | 0 | 0 | 0 | 0 | 0 | 6 | 0 | 6 | 0 | 1 |  | 0 | 0 | 0 | 0 | 0 | 0 | 0 | 0 | 0 | 0 | 0 | 0 | 0 | 0 | 0 | 0 | 0 | 0 | 0 |  | 0 | 0 | 0 | 0 | 0 | 0 | 0 | 0 | 0 | 0 | 0 | 0 | 0 | 0 | 0 | 0 | 0 |  | 1 | 1 | 1 | 1 | 1 | 1 | 1 | 1 | 1 | 0
SDG&E Study Area | Otay Mesa | 230 | 0 | 0 | 0 | 0 | 0 | 0 | 0 | 0 | 0 | 0 | 0 | 0 | 0 | 0 | 0 | 250 | 0 | 250 | 0 | 1 |  | 0 | 0 | 0 | 0 | 0 | 0 | 0 | 0 | 0 | 0 | 0 | 0 | 0 | 0 | 0 | 250 | 0 | 1 | 3 |  | 0 | 0 | 0 | 0 | 0 | 0 | 0 | 0 | 0 | 0 | 0 | 0 | 0 | 0 | 0 | 0 | 0 |  | 1 | 1 | 1 | 1 | 1 | 1 | 1 | 1 | 1 | 0
PG&E Fresno Study Area | Padre Flats SW STA | 230 | 0 | 0 | 0 | 0 | 0 | 0 | 0 | 0 | 0 | 0 | 0 | 0 | 0 | 0 | 0 | 0 | 0 | 0 | 0 | 0 |  | 0 | 0 | 0 | 0 | 0 | 0 | 0 | 0 | 0 | 0 | 0 | 0 | 0 | 0 | 0 | 0 | 0 | 0 | 1 |  | 0 | 0 | 0 | 0 | 0 | 0 | 0 | 0 | 0 | 0 | 0 | 0 | 0 | 0 | 0 | 0 | 0 |  | 1 | 1 | 1 | 1 | 1 | 1 | 1 | 1 | 1 | 0
East of Pisgah Study Area | Pahrump | 230 | 0 | 0 | 0 | 0 | 0 | 0 | 0 | 0 | 0 | 0 | 0 | 0 | 0 | 0 | 0 | 0 | 0 | 0 | 0 | 0 |  | 0 | 0 | 0 | 0 | 0 | 0 | 0 | 0 | 0 | 0 | 0 | 0 | 0 | 0 | 0 | 0 | 0 | 0 | 3 |  | 0 | 0 | 0 | 0 | 0 | 0 | 0 | 0 | 0 | 0 | 0 | 0 | 0 | 0 | 0 | 0 | 0 |  | 1 | 1 | 1 | 1 | 1 | 1 | 1 | 1 | 1 | 0
East of Pisgah Study Area | Pahrump | 138 | 0 | 0 | 0 | 0 | 0 | 0 | 0 | 0 | 0 | 0 | 0 | 0 | 0 | 0 | 0 | 0 | 0 | 0 | 0 | 0 |  | 0 | 0 | 0 | 0 | 0 | 0 | 0 | 0 | 0 | 0 | 0 | 0 | 0 | 0 | 0 | 0 | 0 | 0 | 3 |  | 0 | 0 | 0 | 0 | 0 | 0 | 0 | 0 | 0 | 0 | 0 | 0 | 0 | 0 | 0 | 0 | 0 |  | 1 | 1 | 1 | 1 | 1 | 1 | 1 | 1 | 1 | 0
SDG&E Study Area | Pala | 69 | 0 | 0 | 0 | 0 | 0 | 0 | 0 | 0 | 0 | 0 | 0 | 0 | 0 | 0 | 0 | 10 | 0 | 10 | 0 | 1 |  | 0 | 0 | 0 | 0 | 0 | 0 | 0 | 0 | 0 | 0 | 0 | 0 | 0 | 0 | 0 | 0 | 0 | 0 | 1 |  | 0 | 0 | 0 | 0 | 0 | 0 | 0 | 0 | 0 | 0 | 0 | 0 | 0 | 0 | 0 | 0 | 0 |  | 1 | 1 | 1 | 1 | 1 | 1 | 1 | 1 | 1 | 0
PG&E North of Greater Bay Study Area | Palermo | 230 | 0 | 0 | 0 | 0 | 0 | 0 | 0 | 0 | 0 | 0 | 0 | 0 | 0 | 0 | 0 | 0 | 0 | 0 | 0 | 0 |  | 0 | 9.92 | 0 | 0 | 0 | 0 | 0 | 0 | 0 | 0 | 0 | 0 | 0 | 0 | 0 | 0 | 0 | 1 | 0 |  | 0 | 2 | 0 | 0 | 0 | 0 | 0 | 0 | 0 | 0 | 0 | 0 | 0 | 0 | 0 | 0 | 0 |  | 1 | 4 | 1 | 1 | 1 | 1 | 1 | 1 | 1 | 1
PG&E North of Greater Bay Study Area | Palermo | 115 | 0 | 4.1 | 0 | 0 | 0 | 0 | 0 | 0 | 0 | 0 | 0 | 0 | 0 | 0 | 0 | 0 | 0 | 0 | 0 | 1 |  | 0 | 0 | 0 | 0 | 0 | 0 | 0 | 0 | 0 | 0 | 0 | 0 | 0 | 0 | 0 | 0 | 0 | 0 | 0 |  | 0 | 0 | 0 | 0 | 0 | 0 | 0 | 0 | 0 | 0 | 0 | 0 | 0 | 0 | 0 | 0 | 0 |  | 1 | 1 | 1 | 1 | 1 | 1 | 1 | 1 | 1 | 0
SCE Eastern Study Area | Palo Verde | 500 | 0 | 0 | 0 | 0 | 0 | 2000 | 0 | 2000 | 0 | 0 | 0 | 0 | 0 | 0 | 0 | 0 | 0 | 0 | 0 | 1 |  | 0 | 0 | 0 | 0 | 0 | 2328 | 0 | 2328 | 0 | 0 | 0 | 0 | 0 | 0 | 0 | 0 | 0 | 1 | 3 |  | 0 | 0 | 0 | 0 | 0 | 1 | 0 | 1 | 0 | 0 | 0 | 0 | 0 | 0 | 0 | 0 | 0 |  | 1 | 1 | 1 | 3 | 1 | 1 | 1 | 1 | 1 | 1
SDG&E Study Area | Palomar Energy | 230 | 0 | 0 | 0 | 0 | 0 | 0 | 0 | 0 | 0 | 0 | 0 | 0 | 0 | 0 | 0 | 0 | 0 | 0 | 0 | 0 |  | 0 | 0 | 0 | 0 | 0 | 0 | 0 | 0 | 0 | 0 | 0 | 0 | 0 | 0 | 0 | 0 | 0 | 0 | 3 |  | 0 | 0 | 0 | 0 | 0 | 0 | 0 | 0 | 0 | 0 | 0 | 0 | 0 | 0 | 0 | 0 | 0 |  | 1 | 1 | 1 | 1 | 1 | 1 | 1 | 1 | 1 | 0
PG&E Fresno Study Area | Panoche | 115 | 0 | 0 | 0 | 0 | 0 | 0 | 0 | 0 | 0 | 0 | 0 | 0 | 0 | 0 | 0 | 0 | 0 | 0 | 0 | 0 |  | 0 | 0 | 0 | 0 | 0 | 0 | 0 | 0 | 0 | 0 | 0 | 0 | 0 | 0 | 0 | 0 | 0 | 0 | 3 |  | 0 | 0 | 0 | 0 | 0 | 0 | 0 | 0 | 0 | 0 | 0 | 0 | 0 | 0 | 0 | 0 | 0 |  | 1 | 1 | 1 | 1 | 1 | 1 | 1 | 1 | 1 | 0
PG&E Fresno Study Area | Panoche | 230 | 0 | 0 | 0 | 0 | 0 | 0 | 0 | 0 | 0 | 0 | 0 | 0 | 0 | 0 | 0 | 0 | 0 | 0 | 0 | 0 |  | 0 | 0 | 0 | 0 | 0 | 0 | 0 | 0 | 0 | 0 | 0 | 0 | 50 | 317 | 367 | 170 | 0 | 1 | 3 |  | 0 | 0 | 0 | 0 | 0 | 0 | 0 | 0 | 0 | 0 | 0 | 0 | 2 | 2 | 2 | 2 | 0 |  | 1 | 1 | 1 | 1 | 1 | 1 | 5 | 5 | 1 | 1
SCE Northern Area | Pardee | 230 | 0 | 0 | 0 | 0 | 0 | 0 | 0 | 0 | 0 | 0 | 0 | 0 | 0 | 0 | 0 | 95 | 0 | 95 | 0 | 1 |  | 0 | 0 | 0 | 0 | 0 | 0 | 0 | 0 | 0 | 0 | 0 | 0 | 0 | 0 | 0 | 95 | 0 | 1 | 0 |  | 0 | 0 | 0 | 0 | 0 | 0 | 0 | 0 | 0 | 0 | 0 | 0 | 0 | 0 | 0 | 0 | 0 |  | 1 | 1 | 1 | 1 | 1 | 1 | 1 | 1 | 1 | 0
PG&E North of Greater Bay Study Area | Parkway | 230 | 0 | 2.3 | 0 | 0 | 0 | 0 | 0 | 0 | 0 | 0 | 0 | 0 | 0 | 0 | 0 | 0 | 0 | 0 | 0 | 1 |  | 0 | 0 | 0 | 0 | 0 | 0 | 0 | 0 | 0 | 0 | 0 | 0 | 0 | 0 | 0 | 0 | 0 | 0 | 0 |  | 0 | 0 | 0 | 0 | 0 | 0 | 0 | 0 | 0 | 0 | 0 | 0 | 0 | 0 | 0 | 0 | 0 |  | 1 | 1 | 1 | 1 | 1 | 1 | 1 | 1 | 1 | 0
SCE Northern Area | Pastoria | 230 | 0 | 0 | 0 | 0 | 0 | 0 | 0 | 0 | 0 | 0 | 0 | 0 | 39 | 66 | 105 | 80 | 0 | 80 | 0 | 1 |  | 0 | 0 | 0 | 0 | 0 | 0 | 0 | 0 | 0 | 0 | 0 | 0 | 40 | 66.875 | 106.875 | 60 | 0 | 1 | 0 |  | 0 | 0 | 0 | 0 | 0 | 0 | 0 | 0 | 0 | 0 | 0 | 0 | 0 | 0 | 0 | 0 | 0 |  | 1 | 1 | 1 | 1 | 1 | 1 | 1 | 1 | 1 | 0
SCE Metro Study Area | Pauda | 230 | 0 | 0 | 0 | 0 | 0 | 0 | 0 | 0 | 0 | 0 | 0 | 0 | 0 | 0 | 0 | 195 | 0 | 195 | 0 | 1 |  | 0 | 0 | 0 | 0 | 0 | 0 | 0 | 0 | 0 | 0 | 0 | 0 | 0 | 0 | 0 | 0 | 0 | 0 | 0 |  | 0 | 0 | 0 | 0 | 0 | 0 | 0 | 0 | 0 | 0 | 0 | 0 | 0 | 0 | 0 | 0 | 0 |  | 1 | 1 | 1 | 1 | 1 | 1 | 1 | 1 | 1 | 0
PG&E North of Greater Bay Study Area | Peabody | 230 | 0 | 0 | 0 | 0 | 0 | 0 | 0 | 0 | 0 | 0 | 0 | 4.4 | 0 | 0 | 0 | 0 | 0 | 0 | 0 | 1 |  | 0 | 0 | 0 | 0 | 0 | 0 | 0 | 0 | 0 | 0 | 0 | 0 | 0 | 0 | 0 | 0 | 0 | 0 | 0 |  | 0 | 0 | 0 | 0 | 0 | 0 | 0 | 0 | 0 | 0 | 0 | 0 | 0 | 0 | 0 | 0 | 0 |  | 1 | 1 | 1 | 1 | 1 | 1 | 1 | 1 | 1 | 0
PG&E North of Greater Bay Study Area | Pease | 115 | 0 | 3 | 0 | 0 | 0 | 0 | 0 | 0 | 0 | 0 | 0 | 0 | 0 | 0 | 0 | 6 | 0 | 6 | 0 | 1 |  | 0 | 2.85 | 0 | 0 | 0 | 0 | 0 | 0 | 0 | 0 | 0 | 0 | 0 | 0 | 0 | 5 | 0 | 1 | 0 |  | 0 | 0 | 0 | 0 | 0 | 0 | 0 | 0 | 0 | 0 | 0 | 0 | 0 | 0 | 0 | 0 | 0 |  | 1 | 1 | 1 | 1 | 1 | 1 | 1 | 1 | 1 | 0
SDG&E Study Area | Penasquitos | 230 | 0 | 0 | 0 | 0 | 0 | 0 | 0 | 0 | 0 | 0 | 0 | 0 | 0 | 0 | 0 | 0 | 0 | 0 | 0 | 0 |  | 0 | 0 | 0 | 0 | 0 | 0 | 0 | 0 | 0 | 0 | 0 | 0 | 0 | 0 | 0 | 0 | 0 | 0 | 2 |  | 0 | 0 | 0 | 0 | 0 | 0 | 0 | 0 | 0 | 0 | 0 | 0 | 0 | 0 | 0 | 0 | 0 |  | 1 | 1 | 1 | 1 | 1 | 1 | 1 | 1 | 1 | 0
PG&E North of Greater Bay Study Area | Penngrove | 115 | 0 | 0 | 0 | 0 | 0 | 0 | 0 | 0 | 0 | 0 | 0 | 0 | 0 | 0 | 0 | 0 | 0 | 0 | 0 | 0 |  | 0 | 0 | 0 | 0 | 0 | 0 | 0 | 0 | 0 | 0 | 0 | 0 | 0 | 0 | 0 | 0 | 0 | 0 | 1 |  | 0 | 0 | 0 | 0 | 0 | 0 | 0 | 0 | 0 | 0 | 0 | 0 | 0 | 0 | 0 | 0 | 0 |  | 1 | 1 | 1 | 1 | 1 | 1 | 1 | 1 | 1 | 0
PG&E Greater Bay Study Area | Peoria | 115 | 0 | 2 | 0 | 0 | 0 | 0 | 0 | 0 | 0 | 0 | 0 | 0 | 0 | 0 | 0 | 10 | 0 | 10 | 0 | 1 |  | 0 | 2 | 0 | 0 | 0 | 0 | 0 | 0 | 0 | 0 | 0 | 0 | 0 | 0 | 0 | 0 | 0 | 1 | 0 |  | 0 | 0 | 0 | 0 | 0 | 0 | 0 | 0 | 0 | 0 | 0 | 0 | 0 | 0 | 0 | 0 | 0 |  | 1 | 1 | 1 | 1 | 1 | 1 | 1 | 1 | 1 | 0
PG&E Greater Bay Study Area | Piercy | 115 | 0 | 0 | 0 | 0 | 0 | 0 | 0 | 0 | 0 | 0 | 0 | 0 | 0 | 0 | 0 | 0 | 0 | 0 | 0 | 0 |  | 0 | 0 | 0 | 0 | 0 | 0 | 0 | 0 | 0 | 0 | 0 | 0 | 0 | 0 | 0 | 0 | 0 | 0 | 1 |  | 0 | 0 | 0 | 0 | 0 | 0 | 0 | 0 | 0 | 0 | 0 | 0 | 0 | 0 | 0 | 0 | 0 |  | 1 | 1 | 1 | 1 | 1 | 1 | 1 | 1 | 1 | 0
PG&E Fresno Study Area | Pine Flat | 230 | 0 | 8 | 0 | 0 | 0 | 0 | 0 | 0 | 0 | 0 | 0 | 0 | 0 | 0 | 0 | 0 | 0 | 0 | 0 | 1 |  | 0 | 0 | 0 | 0 | 0 | 0 | 0 | 0 | 0 | 0 | 0 | 0 | 0 | 0 | 0 | 0 | 0 | 0 | 4 |  | 0 | 0 | 0 | 0 | 0 | 0 | 0 | 0 | 0 | 0 | 0 | 0 | 0 | 0 | 0 | 0 | 0 |  | 1 | 1 | 1 | 1 | 1 | 1 | 1 | 1 | 1 | 0
SCE North of Lugo Study Area | Pisgah | 230 | 0 | 0 | 250 | 50 | 300 | 0 | 0 | 0 | 0 | 0 | 0 | 0 | 0 | 0 | 0 | 0 | 0 | 0 | 0 | 1 |  | 0 | 0 | 0 | 0 | 0 | 0 | 0 | 0 | 0 | 0 | 0 | 0 | 100 | 200 | 300 | 125 | 0 | 1 | 1 |  | 0 | 0 | 0 | 0 | 0 | 0 | 0 | 0 | 0 | 0 | 0 | 0 | 2 | 2 | 2 | 2 | 0 |  | 1 | 1 | 1 | 1 | 1 | 1 | 5 | 5 | 1 | 1
PG&E North of Greater Bay Study Area | Pit 1 | 230 | 0 | 0 | 0 | 0 | 0 | 0 | 0 | 0 | 0 | 0 | 0 | 0 | 0 | 0 | 0 | 0 | 0 | 0 | 0 | 0 |  | 0 | 7 | 0 | 0 | 0 | 0 | 0 | 0 | 0 | 0 | 0 | 0 | 0 | 0 | 0 | 0 | 0 | 1 | 0 |  | 0 | 2 | 0 | 0 | 0 | 0 | 0 | 0 | 0 | 0 | 0 | 0 | 0 | 0 | 0 | 0 | 0 |  | 1 | 4 | 1 | 1 | 1 | 1 | 1 | 1 | 1 | 1
PG&E North of Greater Bay Study Area | New Sub - Pit 1 - Cottonwood (Proposed) | 230 | 0 | 0 | 200 | 10 | 210 | 0 | 0 | 0 | 0 | 0 | 0 | 0 | 0 | 0 | 0 | 0 | 0 | 0 | 0 | 1 |  | 0 | 0 | 0 | 0 | 0 | 0 | 0 | 0 | 0 | 0 | 0 | 0 | 0 | 0 | 0 | 0 | 0 | 0 | 0 |  | 0 | 0 | 0 | 0 | 0 | 0 | 0 | 0 | 0 | 0 | 0 | 0 | 0 | 0 | 0 | 0 | 0 |  | 1 | 1 | 1 | 1 | 1 | 1 | 1 | 1 | 1 | 0
PG&E North of Greater Bay Study Area | Pit 4 | 230 | 0 | 0 | 0 | 0 | 0 | 0 | 0 | 0 | 0 | 0 | 0 | 0 | 0 | 0 | 0 | 0 | 0 | 0 | 0 | 0 |  | 0 | 0 | 0 | 0 | 0 | 0 | 0 | 0 | 0 | 0 | 0 | 0 | 0 | 0 | 0 | 0 | 0 | 0 | 0 |  | 0 | 0 | 0 | 0 | 0 | 0 | 0 | 0 | 0 | 0 | 0 | 0 | 0 | 0 | 0 | 0 | 0 |  | 1 | 1 | 1 | 1 | 1 | 1 | 1 | 1 | 1 | 0
PG&E Greater Bay Study Area | Pittsburg | 230 | 0 | 0 | 0 | 0 | 0 | 0 | 0 | 0 | 0 | 0 | 0 | 0 | 0 | 0 | 0 | 200 | 0 | 200 | 0 | 1 |  | 0 | 0 | 0 | 0 | 0 | 0 | 0 | 0 | 0 | 0 | 0 | 0 | 0 | 0 | 0 | 200 | 0 | 1 | 3 |  | 0 | 0 | 0 | 0 | 0 | 0 | 0 | 0 | 0 | 0 | 0 | 0 | 0 | 0 | 0 | 0 | 0 |  | 1 | 1 | 1 | 1 | 1 | 1 | 1 | 1 | 1 | 0
PG&E Greater Bay Study Area | Pittsburg | 115 | 0 | 0 | 0 | 0 | 0 | 0 | 0 | 0 | 0 | 0 | 0 | 0 | 0 | 0 | 0 | 0 | 0 | 0 | 0 | 0 |  | 0 | 0 | 0 | 0 | 0 | 0 | 0 | 0 | 0 | 0 | 0 | 0 | 0 | 0 | 0 | 0 | 0 | 0 | 3 |  | 0 | 0 | 0 | 0 | 0 | 0 | 0 | 0 | 0 | 0 | 0 | 0 | 0 | 0 | 0 | 0 | 0 |  | 1 | 1 | 1 | 1 | 1 | 1 | 1 | 1 | 1 | 0
PG&E North of Greater Bay Study Area | Placerville | 115 | 0 | 2 | 0 | 0 | 0 | 0 | 0 | 0 | 0 | 0 | 0 | 1 | 0 | 0 | 0 | 0 | 0 | 0 | 0 | 1 |  | 0 | 3 | 0 | 0 | 0 | 0 | 0 | 0 | 0 | 0 | 0 | 0 | 0 | 0 | 0 | 0 | 0 | 1 | 0 |  | 0 | 2 | 0 | 0 | 0 | 0 | 0 | 0 | 0 | 0 | 0 | 0 | 0 | 0 | 0 | 0 | 0 |  | 1 | 4 | 1 | 1 | 1 | 1 | 1 | 1 | 1 | 1
PG&E North of Greater Bay Study Area | Pleasant Grove | 115 | 0 | 0 | 0 | 0 | 0 | 0 | 0 | 0 | 0 | 0 | 0 | 2.75 | 0 | 0 | 0 | 0 | 0 | 0 | 0 | 1 |  | 0 | 0 | 0 | 0 | 0 | 0 | 0 | 0 | 0 | 0 | 0 | 0 | 0 | 0 | 0 | 0 | 0 | 0 | 0 |  | 0 | 0 | 0 | 0 | 0 | 0 | 0 | 0 | 0 | 0 | 0 | 0 | 0 | 0 | 0 | 0 | 0 |  | 1 | 1 | 1 | 1 | 1 | 1 | 1 | 1 | 1 | 0
PG&E North of Greater Bay Study Area | POE | 230 | 0 | 0 | 0 | 0 | 0 | 0 | 0 | 0 | 0 | 0 | 0 | 0 | 0 | 0 | 0 | 0 | 0 | 0 | 0 | 0 |  | 0 | 0 | 0 | 0 | 0 | 0 | 0 | 0 | 0 | 0 | 0 | 0 | 0 | 0 | 0 | 0 | 0 | 0 | 0 |  | 0 | 0 | 0 | 0 | 0 | 0 | 0 | 0 | 0 | 0 | 0 | 0 | 0 | 0 | 0 | 0 | 0 |  | 1 | 1 | 1 | 1 | 1 | 1 | 1 | 1 | 1 | 0
SDG&E Study Area | Point Loma | 69 | 0 | 0 | 0 | 0 | 0 | 0 | 0 | 0 | 0 | 0 | 0 | 0 | 0 | 0 | 0 | 0 | 0 | 0 | 0 | 0 |  | 0 | 0 | 0 | 0 | 0 | 0 | 0 | 0 | 0 | 0 | 0 | 0 | 0 | 0 | 0 | 0 | 0 | 0 | 1 |  | 0 | 0 | 0 | 0 | 0 | 0 | 0 | 0 | 0 | 0 | 0 | 0 | 0 | 0 | 0 | 0 | 0 |  | 1 | 1 | 1 | 1 | 1 | 1 | 1 | 1 | 1 | 0
SDG&E Study Area | Pomerado | 69 | 0 | 0 | 0 | 0 | 0 | 0 | 0 | 0 | 0 | 0 | 0 | 0 | 0 | 0 | 0 | 100 | 0 | 100 | 0 | 1 |  | 0 | 0 | 0 | 0 | 0 | 0 | 0 | 0 | 0 | 0 | 0 | 0 | 0 | 0 | 0 | 0 | 0 | 0 | 1 |  | 0 | 0 | 0 | 0 | 0 | 0 | 0 | 0 | 0 | 0 | 0 | 0 | 0 | 0 | 0 | 0 | 0 |  | 1 | 1 | 1 | 1 | 1 | 1 | 1 | 1 | 1 | 0
PG&E Kern Study Area | Poso Mountain | 115 | 0 | 0 | 0 | 0 | 0 | 0 | 0 | 0 | 0 | 0 | 0 | 3.8 | 0 | 0 | 0 | 0 | 0 | 0 | 0 | 1 |  | 0 | 0 | 0 | 0 | 0 | 0 | 0 | 0 | 0 | 0 | 0 | 0 | 0 | 0 | 0 | 0 | 0 | 0 | 0 |  | 0 | 0 | 0 | 0 | 0 | 0 | 0 | 0 | 0 | 0 | 0 | 0 | 0 | 0 | 0 | 0 | 0 |  | 1 | 1 | 1 | 1 | 1 | 1 | 1 | 1 | 1 | 0
East of Pisgah Study Area | Primm | 230 | 0 | 0 | 0 | 0 | 0 | 0 | 0 | 0 | 0 | 0 | 0 | 0 | 0 | 0 | 0 | 200 | 0 | 200 | 0 | 1 |  | 0 | 0 | 0 | 0 | 0 | 0 | 0 | 0 | 0 | 0 | 0 | 0 | 0 | 0 | 0 | 0 | 0 | 0 | 0 |  | 0 | 0 | 0 | 0 | 0 | 0 | 0 | 0 | 0 | 0 | 0 | 0 | 0 | 0 | 0 | 0 | 0 |  | 1 | 1 | 1 | 1 | 1 | 1 | 1 | 1 | 1 | 0
PG&E North of Greater Bay Study Area | Putah Creek | 115 | 0 | 0 | 0 | 0 | 0 | 0 | 0 | 0 | 0 | 0 | 0 | 6.85 | 0 | 3 | 3 | 3 | 0 | 3 | 0 | 1 |  | 0 | 0 | 0 | 0 | 0 | 0 | 0 | 0 | 0 | 0 | 0 | 0 | 0 | 3 | 3 | 3 | 0 | 1 | 0 |  | 0 | 0 | 0 | 0 | 0 | 0 | 0 | 0 | 0 | 0 | 0 | 0 | 0 | 0 | 0 | 0 | 0 |  | 1 | 1 | 1 | 1 | 1 | 1 | 1 | 1 | 1 | 0
SDG&E Study Area | Q1806 Switchyard | 138 | 0 | 0 | 0 | 0 | 0 | 0 | 0 | 0 | 0 | 0 | 0 | 0 | 0 | 0 | 0 | 0 | 0 | 0 | 0 | 0 |  | 0 | 0 | 0 | 0 | 0 | 0 | 0 | 0 | 0 | 0 | 0 | 0 | 0 | 0 | 0 | 0 | 0 | 0 | 0 |  | 0 | 0 | 0 | 0 | 0 | 0 | 0 | 0 | 0 | 0 | 0 | 0 | 0 | 0 | 0 | 0 | 0 |  | 1 | 1 | 1 | 1 | 1 | 1 | 1 | 1 | 1 | 0
PG&E Fresno Study Area | Quinto | 230 | 0 | 0 | 0 | 0 | 0 | 0 | 0 | 0 | 0 | 0 | 0 | 0 | 121 | 0 | 121 | 0 | 0 | 0 | 0 | 1 |  | 0 | 0 | 0 | 0 | 0 | 0 | 0 | 0 | 0 | 0 | 0 | 0 | 0 | 0 | 0 | 0 | 0 | 0 | 1 |  | 0 | 0 | 0 | 0 | 0 | 0 | 0 | 0 | 0 | 0 | 0 | 0 | 0 | 0 | 0 | 0 | 0 |  | 1 | 1 | 1 | 1 | 1 | 1 | 1 | 1 | 1 | 0
PG&E Greater Bay Study Area | Race Track | 115 | 0 | 0 | 0 | 0 | 0 | 0 | 0 | 0 | 0 | 0 | 0 | 0 | 0 | 0 | 0 | 0 | 0 | 0 | 0 | 0 |  | 0 | 0 | 0 | 0 | 0 | 0 | 0 | 0 | 0 | 0 | 0 | 0 | 0 | 0 | 0 | 0 | 0 | 0 | 0 |  | 0 | 0 | 0 | 0 | 0 | 0 | 0 | 0 | 0 | 0 | 0 | 0 | 0 | 0 | 0 | 0 | 0 |  | 1 | 1 | 1 | 1 | 1 | 1 | 1 | 1 | 1 | 0
SDG&E Study Area | Rancho Mission Viejo | 138 | 0 | 0 | 0 | 0 | 0 | 0 | 0 | 0 | 0 | 0 | 0 | 0 | 0 | 0 | 0 | 0 | 0 | 0 | 0 | 0 |  | 0 | 0 | 0 | 0 | 0 | 0 | 0 | 0 | 0 | 0 | 0 | 0 | 0 | 0 | 0 | 0 | 0 | 0 | 0 |  | 0 | 0 | 0 | 0 | 0 | 0 | 0 | 0 | 0 | 0 | 0 | 0 | 0 | 0 | 0 | 0 | 0 |  | 1 | 1 | 1 | 1 | 1 | 1 | 1 | 1 | 1 | 0
PG&E North of Greater Bay Study Area | New Sub - Rancho Seco - Bellota (Proposed) | 230 | 0 | 0 | 0 | 0 | 0 | 0 | 0 | 0 | 0 | 0 | 0 | 0 | 0 | 0 | 0 | 0 | 0 | 0 | 0 | 0 |  | 0 | 0 | 0 | 0 | 0 | 0 | 0 | 0 | 0 | 0 | 0 | 0 | 0 | 0 | 0 | 0 | 0 | 0 | 1 |  | 0 | 0 | 0 | 0 | 0 | 0 | 0 | 0 | 0 | 0 | 0 | 0 | 0 | 0 | 0 | 0 | 0 |  | 1 | 1 | 1 | 1 | 1 | 1 | 1 | 1 | 1 | 0
SCE Metro Study Area | Rancho Vista | 500 | 0 | 0 | 0 | 0 | 0 | 0 | 0 | 0 | 0 | 0 | 0 | 0 | 0 | 0 | 0 | 0 | 0 | 0 | 0 | 0 |  | 0 | 0 | 0 | 0 | 0 | 0 | 0 | 0 | 0 | 0 | 0 | 0 | 0 | 0 | 0 | 0 | 0 | 0 | 0 |  | 0 | 0 | 0 | 0 | 0 | 0 | 0 | 0 | 0 | 0 | 0 | 0 | 0 | 0 | 0 | 0 | 0 |  | 1 | 1 | 1 | 1 | 1 | 1 | 1 | 1 | 1 | 0
SCE Metro Study Area | Rancho Vista | 230 | 0 | 0 | 0 | 0 | 0 | 0 | 0 | 0 | 0 | 0 | 0 | 0 | 0 | 0 | 0 | 0 | 0 | 0 | 0 | 0 |  | 0 | 0 | 0 | 0 | 0 | 0 | 0 | 0 | 0 | 0 | 0 | 0 | 0 | 0 | 0 | 0 | 0 | 0 | 0 |  | 0 | 0 | 0 | 0 | 0 | 0 | 0 | 0 | 0 | 0 | 0 | 0 | 0 | 0 | 0 | 0 | 0 |  | 1 | 1 | 1 | 1 | 1 | 1 | 1 | 1 | 1 | 0
SCE North of Lugo Study Area | Ransburg | 115 | 0 | 0 | 0 | 0 | 0 | 0 | 0 | 0 | 0 | 0 | 0 | 0 | 0 | 0 | 0 | 0 | 0 | 0 | 0 | 0 |  | 0 | 0 | 0 | 0 | 0 | 0 | 0 | 0 | 0 | 0 | 0 | 0 | 0 | 0 | 0 | 0 | 0 | 0 | 3 |  | 0 | 0 | 0 | 0 | 0 | 0 | 0 | 0 | 0 | 0 | 0 | 0 | 0 | 0 | 0 | 0 | 0 |  | 1 | 1 | 1 | 1 | 1 | 1 | 1 | 1 | 1 | 0
SCE Northern Area | Rector | 230 | 0 | 0 | 0 | 0 | 0 | 0 | 0 | 0 | 0 | 0 | 0 | 6.5 | 0 | 0 | 0 | 0 | 0 | 0 | 0 | 1 |  | 0 | 0 | 0 | 0 | 0 | 0 | 0 | 0 | 0 | 0 | 0 | 3 | 77 | 123 | 200 | 0 | 0 | 1 | 0 |  | 0 | 0 | 0 | 0 | 0 | 0 | 0 | 0 | 0 | 0 | 0 | 0 | 2 | 2 | 2 | 0 | 0 |  | 1 | 1 | 1 | 1 | 1 | 1 | 4 | 1 | 1 | 1
SCE Eastern Study Area | Red Bluff | 500 | 0 | 0 | 0 | 0 | 0 | 0 | 0 | 0 | 0 | 0 | 0 | 0 | 0 | 500 | 500 | 500 | 0 | 500 | 0 | 1 |  | 0 | 0 | 0 | 0 | 0 | 0 | 0 | 0 | 0 | 0 | 0 | 0 | 0 | 900 | 900 | 500 | 700 | 1 | 2 |  | 0 | 0 | 0 | 0 | 0 | 0 | 0 | 0 | 0 | 0 | 0 | 0 | 0 | 2 | 2 | 0 | 2 |  | 1 | 1 | 1 | 1 | 1 | 1 | 4 | 1 | 5 | 1
SCE Eastern Study Area | Red Bluff | 230 | 0 | 0 | 0 | 0 | 0 | 0 | 0 | 0 | 0 | 0 | 0 | 0 | 100 | 613.5 | 713.5 | 696 | 0 | 696 | 0 | 1 |  | 0 | 0 | 0 | 0 | 0 | 0 | 0 | 0 | 0 | 0 | 0 | 0 | 118 | 1204 | 1322 | 1210.0036 | 0 | 1 | 0 |  | 0 | 0 | 0 | 0 | 0 | 0 | 0 | 0 | 0 | 0 | 0 | 0 | 1 | 2 | 2 | 2 | 0 |  | 1 | 1 | 1 | 1 | 1 | 1 | 4 | 4 | 1 | 1
SCE Metro Study Area | Redondo | 230 | 0 | 0 | 0 | 0 | 0 | 0 | 0 | 0 | 0 | 0 | 0 | 0 | 0 | 0 | 0 | 0 | 0 | 0 | 0 | 0 |  | 0 | 0 | 0 | 0 | 0 | 0 | 0 | 0 | 0 | 0 | 0 | 0 | 0 | 0 | 0 | 0 | 0 | 0 | 0 |  | 0 | 0 | 0 | 0 | 0 | 0 | 0 | 0 | 0 | 0 | 0 | 0 | 0 | 0 | 0 | 0 | 0 |  | 1 | 1 | 1 | 1 | 1 | 1 | 1 | 1 | 1 | 0
PG&E Kern Study Area | Renfro | 115 | 0 | 0 | 0 | 0 | 0 | 0 | 0 | 0 | 0 | 0 | 0 | 0 | 0 | 0 | 0 | 0 | 0 | 0 | 0 | 0 |  | 0 | 0 | 0 | 0 | 0 | 0 | 0 | 0 | 0 | 0 | 0 | 0 | 0 | 0 | 0 | 0 | 0 | 0 | 0 |  | 0 | 0 | 0 | 0 | 0 | 0 | 0 | 0 | 0 | 0 | 0 | 0 | 0 | 0 | 0 | 0 | 0 |  | 1 | 1 | 1 | 1 | 1 | 1 | 1 | 1 | 1 | 0
PG&E Greater Bay Study Area | Richmond | 115 | 0 | 0 | 0 | 0 | 0 | 0 | 0 | 0 | 0 | 0 | 0 | 2.7 | 0 | 0 | 0 | 0 | 0 | 0 | 0 | 1 |  | 0 | 0 | 0 | 0 | 0 | 0 | 0 | 0 | 0 | 0 | 0 | 0 | 0 | 0 | 0 | 0 | 0 | 0 | 3 |  | 0 | 0 | 0 | 0 | 0 | 0 | 0 | 0 | 0 | 0 | 0 | 0 | 0 | 0 | 0 | 0 | 0 |  | 1 | 1 | 1 | 1 | 1 | 1 | 1 | 1 | 1 | 0
PG&E North of Greater Bay Study Area | Rincon | 115 | 0 | 0 | 0 | 0 | 0 | 0 | 0 | 0 | 0 | 0 | 0 | 0 | 0 | 0 | 0 | 0 | 0 | 0 | 0 | 0 |  | 0 | 0 | 0 | 0 | 0 | 0 | 0 | 0 | 0 | 0 | 0 | 0 | 0 | 0 | 0 | 0 | 0 | 0 | 0 |  | 0 | 0 | 0 | 0 | 0 | 0 | 0 | 0 | 0 | 0 | 0 | 0 | 0 | 0 | 0 | 0 | 0 |  | 1 | 1 | 1 | 1 | 1 | 1 | 1 | 1 | 1 | 0
PG&E Kern Study Area | Rio Bravo | 115 | 0 | 0 | 0 | 0 | 0 | 0 | 0 | 0 | 0 | 0 | 0 | 0 | 0 | 0 | 0 | 0 | 0 | 0 | 0 | 0 |  | 0 | 0 | 0 | 0 | 0 | 0 | 0 | 0 | 0 | 0 | 0 | 0 | 0 | 56 | 56 | 55 | 0 | 1 | 0 |  | 0 | 0 | 0 | 0 | 0 | 0 | 0 | 0 | 0 | 0 | 0 | 0 | 0 | 2 | 2 | 2 | 0 |  | 1 | 1 | 1 | 1 | 1 | 1 | 4 | 4 | 1 | 1
SCE Metro Study Area | Rio Hondo | 230 | 0 | 0 | 0 | 0 | 0 | 0 | 0 | 0 | 0 | 0 | 0 | 0 | 0 | 0 | 0 | 0 | 0 | 0 | 0 | 0 |  | 0 | 0 | 0 | 0 | 0 | 0 | 0 | 0 | 0 | 0 | 0 | 0 | 0 | 0 | 0 | 50 | 0 | 1 | 0 |  | 0 | 0 | 0 | 0 | 0 | 0 | 0 | 0 | 0 | 0 | 0 | 0 | 0 | 0 | 0 | 2 | 0 |  | 1 | 1 | 1 | 1 | 1 | 1 | 1 | 4 | 1 | 1
PG&E North of Greater Bay Study Area | Rio Oso | 230 | 0 | 0 | 0 | 0 | 0 | 0 | 0 | 0 | 0 | 0 | 0 | 0 | 0 | 0 | 0 | 0 | 0 | 0 | 0 | 0 |  | 0 | 0 | 0 | 0 | 0 | 0 | 0 | 0 | 0 | 0 | 0 | 0 | 30 | 11.3546 | 41.3546 | 0 | 0 | 1 | 0 |  | 0 | 0 | 0 | 0 | 0 | 0 | 0 | 0 | 0 | 0 | 0 | 0 | 2 | 2 | 2 | 0 | 0 |  | 1 | 1 | 1 | 1 | 1 | 1 | 4 | 1 | 1 | 1
PG&E North of Greater Bay Study Area | Rio Oso | 115 | 0 | 0 | 0 | 0 | 0 | 0 | 0 | 0 | 0 | 0 | 0 | 0 | 0 | 0 | 0 | 0 | 0 | 0 | 0 | 0 |  | 0 | 0 | 0 | 0 | 0 | 0 | 0 | 0 | 0 | 0 | 0 | 0 | 0 | 0 | 0 | 0 | 0 | 0 | 0 |  | 0 | 0 | 0 | 0 | 0 | 0 | 0 | 0 | 0 | 0 | 0 | 0 | 0 | 0 | 0 | 0 | 0 |  | 1 | 1 | 1 | 1 | 1 | 1 | 1 | 1 | 1 | 0
PG&E Greater Bay Study Area | Ripon | 115 | 0 | 0 | 0 | 0 | 0 | 0 | 0 | 0 | 0 | 0 | 0 | 2.6 | 0 | 0 | 0 | 50 | 0 | 50 | 0 | 1 |  | 0 | 0 | 0 | 0 | 0 | 0 | 0 | 0 | 0 | 0 | 0 | 0 | 0 | 0 | 0 | 100 | 0 | 1 | 0 |  | 0 | 0 | 0 | 0 | 0 | 0 | 0 | 0 | 0 | 0 | 0 | 0 | 0 | 0 | 0 | 2 | 0 |  | 1 | 1 | 1 | 1 | 1 | 1 | 1 | 4 | 1 | 1
PG&E Greater Bay Study Area | Riverbank | 115 | 0 | 0 | 0 | 0 | 0 | 0 | 0 | 0 | 0 | 0 | 0 | 0 | 0 | 0 | 0 | 0 | 0 | 0 | 0 | 0 |  | 0 | 0 | 0 | 0 | 0 | 0 | 0 | 0 | 0 | 0 | 0 | 0 | 0 | 0 | 0 | 0 | 0 | 0 | 0 |  | 0 | 0 | 0 | 0 | 0 | 0 | 0 | 0 | 0 | 0 | 0 | 0 | 0 | 0 | 0 | 0 | 0 |  | 1 | 1 | 1 | 1 | 1 | 1 | 1 | 1 | 1 | 0
SCE North of Lugo Study Area | Roadway | 115 | 0 | 0 | 0 | 0 | 0 | 0 | 0 | 0 | 0 | 0 | 0 | 3 | 211 | 10 | 221 | 100 | 10 | 110 | 0 | 1 |  | 0 | 2.7 | 0 | 0 | 0 | 0 | 0 | 0 | 0 | 0 | 0 | 3 | 50 | 150 | 200 | 149.94 | 0 | 1 | 3 |  | 0 | 2 | 0 | 0 | 0 | 0 | 0 | 0 | 0 | 0 | 0 | 0 | 0 | 2 | 0 | 1 | 0 |  | 1 | 5 | 1 | 1 | 1 | 1 | 1 | 3 | 1 | 1
PG&E Greater Bay Study Area | Rossmoor | 230 | 0 | 0 | 0 | 0 | 0 | 0 | 0 | 0 | 0 | 0 | 0 | 0 | 0 | 0 | 0 | 0 | 0 | 0 | 0 | 0 |  | 0 | 0 | 0 | 0 | 0 | 0 | 0 | 0 | 0 | 0 | 0 | 0 | 0 | 0 | 0 | 0 | 0 | 0 | 0 |  | 0 | 0 | 0 | 0 | 0 | 0 | 0 | 0 | 0 | 0 | 0 | 0 | 0 | 0 | 0 | 0 | 0 |  | 1 | 1 | 1 | 1 | 1 | 1 | 1 | 1 | 1 | 0
PG&E North of Greater Bay Study Area | Round Mountain | 500 | 0 | 0 | 0 | 0 | 0 | 0 | 0 | 0 | 0 | 0 | 0 | 0 | 0 | 0 | 0 | 0 | 0 | 0 | 0 | 0 |  | 0 | 0 | 0 | 0 | 0 | 0 | 0 | 0 | 0 | 0 | 0 | 0 | 0 | 0 | 0 | 0 | 0 | 0 | 0 |  | 0 | 0 | 0 | 0 | 0 | 0 | 0 | 0 | 0 | 0 | 0 | 0 | 0 | 0 | 0 | 0 | 0 |  | 1 | 1 | 1 | 1 | 1 | 1 | 1 | 1 | 1 | 0
PG&E North of Greater Bay Study Area | Round Mountain | 230 | 0 | 14 | 0 | 0 | 0 | 0 | 0 | 0 | 0 | 0 | 0 | 0 | 0 | 0 | 0 | 0 | 0 | 0 | 0 | 1 |  | 0 | 14.5 | 200 | 10.5 | 210.5 | 0 | 0 | 0 | 0 | 0 | 0 | 0 | 0 | 0 | 0 | 0 | 0 | 1 | 0 |  | 0 | 0 | 2 | 2 | 2 | 0 | 0 | 0 | 0 | 0 | 0 | 0 | 0 | 0 | 0 | 0 | 0 |  | 1 | 1 | 4 | 1 | 1 | 1 | 1 | 1 | 1 | 1
PG&E Greater Bay Study Area | Salado | 115 | 0 | 0 | 0 | 0 | 0 | 0 | 0 | 0 | 0 | 0 | 0 | 0 | 0 | 0 | 0 | 0 | 0 | 0 | 0 | 0 |  | 0 | 0 | 0 | 0 | 0 | 0 | 0 | 0 | 0 | 0 | 0 | 0 | 0 | 0 | 0 | 0 | 0 | 0 | 0 |  | 0 | 0 | 0 | 0 | 0 | 0 | 0 | 0 | 0 | 0 | 0 | 0 | 0 | 0 | 0 | 0 | 0 |  | 1 | 1 | 1 | 1 | 1 | 1 | 1 | 1 | 1 | 0
SDG&E Study Area | Salt Creek | 69 | 0 | 0 | 0 | 0 | 0 | 0 | 0 | 0 | 0 | 0 | 0 | 0 | 0 | 0 | 0 | 0 | 0 | 0 | 0 | 0 |  | 0 | 0 | 0 | 0 | 0 | 0 | 0 | 0 | 0 | 0 | 0 | 0 | 0 | 0 | 0 | 0 | 0 | 0 | 1 |  | 0 | 0 | 0 | 0 | 0 | 0 | 0 | 0 | 0 | 0 | 0 | 0 | 0 | 0 | 0 | 0 | 0 |  | 1 | 1 | 1 | 1 | 1 | 1 | 1 | 1 | 1 | 0
SCE Eastern Study Area | San Bernardino | 230 | 0 | 0 | 0 | 0 | 0 | 0 | 0 | 0 | 0 | 0 | 0 | 0 | 0 | 0 | 0 | 0 | 0 | 0 | 0 | 0 |  | 0 | 0 | 0 | 0 | 0 | 0 | 0 | 0 | 0 | 0 | 0 | 0 | 0 | 0 | 0 | 0 | 0 | 0 | 1 |  | 0 | 0 | 0 | 0 | 0 | 0 | 0 | 0 | 0 | 0 | 0 | 0 | 0 | 0 | 0 | 0 | 0 |  | 1 | 1 | 1 | 1 | 1 | 1 | 1 | 1 | 1 | 0
PG&E Greater Bay Study Area | San Jose B | 115 | 0 | 0 | 0 | 0 | 0 | 0 | 0 | 0 | 0 | 0 | 0 | 0 | 0 | 0 | 0 | 0 | 0 | 0 | 0 | 0 |  | 0 | 0 | 0 | 0 | 0 | 0 | 0 | 0 | 0 | 0 | 0 | 0 | 0 | 0 | 0 | 0 | 0 | 0 | 0 |  | 0 | 0 | 0 | 0 | 0 | 0 | 0 | 0 | 0 | 0 | 0 | 0 | 0 | 0 | 0 | 0 | 0 |  | 1 | 1 | 1 | 1 | 1 | 1 | 1 | 1 | 1 | 0
PG&E Greater Bay Study Area | San Leandro | 115 | 0 | 0 | 0 | 0 | 0 | 0 | 0 | 0 | 0 | 0 | 0 | 0 | 0 | 0 | 0 | 0 | 0 | 0 | 0 | 0 |  | 0 | 0 | 0 | 0 | 0 | 0 | 0 | 0 | 0 | 0 | 0 | 0 | 0 | 0 | 0 | 0 | 0 | 0 | 1 |  | 0 | 0 | 0 | 0 | 0 | 0 | 0 | 0 | 0 | 0 | 0 | 0 | 0 | 0 | 0 | 0 | 0 |  | 1 | 1 | 1 | 1 | 1 | 1 | 1 | 1 | 1 | 0
PG&E Kern Study Area | San Luis Obispo | 115 | 0 | 10 | 0 | 0 | 0 | 0 | 0 | 0 | 0 | 0 | 0 | 0 | 0 | 0 | 0 | 0 | 0 | 0 | 0 | 1 |  | 0 | 0 | 0 | 0 | 0 | 0 | 0 | 0 | 0 | 0 | 0 | 0 | 0 | 0 | 0 | 0 | 0 | 0 | 0 |  | 0 | 0 | 0 | 0 | 0 | 0 | 0 | 0 | 0 | 0 | 0 | 0 | 0 | 0 | 0 | 0 | 0 |  | 1 | 1 | 1 | 1 | 1 | 1 | 1 | 1 | 1 | 0
SDG&E Study Area | San Luis Rey | 230 | 0 | 0 | 0 | 0 | 0 | 0 | 0 | 0 | 0 | 0 | 0 | 0 | 0 | 0 | 0 | 20 | 0 | 20 | 0 | 1 |  | 0 | 0 | 0 | 0 | 0 | 0 | 0 | 0 | 0 | 0 | 0 | 0 | 0 | 0 | 0 | 60 | 0 | 1 | 2 |  | 0 | 0 | 0 | 0 | 0 | 0 | 0 | 0 | 0 | 0 | 0 | 0 | 0 | 0 | 0 | 2 | 0 |  | 1 | 1 | 1 | 1 | 1 | 1 | 1 | 5 | 1 | 1
SDG&E Study Area | San Onofre | 230 | 0 | 0 | 0 | 0 | 0 | 0 | 0 | 0 | 0 | 0 | 0 | 0 | 0 | 0 | 0 | 0 | 0 | 0 | 0 | 0 |  | 0 | 0 | 0 | 0 | 0 | 0 | 0 | 0 | 0 | 0 | 0 | 0 | 0 | 0 | 0 | 0 | 0 | 0 | 0 |  | 0 | 0 | 0 | 0 | 0 | 0 | 0 | 0 | 0 | 0 | 0 | 0 | 0 | 0 | 0 | 0 | 0 |  | 1 | 1 | 1 | 1 | 1 | 1 | 1 | 1 | 1 | 0
PG&E Greater Bay Study Area | San Pablo Sub | 115 | 0 | 0 | 0 | 0 | 0 | 0 | 0 | 0 | 0 | 0 | 0 | 0 | 0 | 0 | 0 | 0 | 0 | 0 | 0 | 0 |  | 0 | 0 | 0 | 0 | 0 | 0 | 0 | 0 | 0 | 0 | 0 | 0 | 0 | 0 | 0 | 0 | 0 | 0 | 1 |  | 0 | 0 | 0 | 0 | 0 | 0 | 0 | 0 | 0 | 0 | 0 | 0 | 0 | 0 | 0 | 0 | 0 |  | 1 | 1 | 1 | 1 | 1 | 1 | 1 | 1 | 1 | 0
PG&E Greater Bay Study Area | San Ramon | 230 | 0 | 0 | 0 | 0 | 0 | 0 | 0 | 0 | 0 | 0 | 0 | 1.9 | 0 | 0 | 0 | 0 | 0 | 0 | 0 | 1 |  | 0 | 0 | 0 | 0 | 0 | 0 | 0 | 0 | 0 | 0 | 0 | 0 | 0 | 0 | 0 | 0 | 0 | 0 | 2 |  | 0 | 0 | 0 | 0 | 0 | 0 | 0 | 0 | 0 | 0 | 0 | 0 | 0 | 0 | 0 | 0 | 0 |  | 1 | 1 | 1 | 1 | 1 | 1 | 1 | 1 | 1 | 0
SCE North of Lugo Study Area | Sandlot | 230 | 0 | 0 | 0 | 0 | 0 | 0 | 0 | 0 | 0 | 0 | 0 | 0 | 0 | 0 | 0 | 0 | 0 | 0 | 0 | 0 |  | 0 | 0 | 0 | 0 | 0 | 0 | 0 | 0 | 0 | 0 | 0 | 0 | 0 | 0 | 0 | 0 | 0 | 0 | 3 |  | 0 | 0 | 0 | 0 | 0 | 0 | 0 | 0 | 0 | 0 | 0 | 0 | 0 | 0 | 0 | 0 | 0 |  | 1 | 1 | 1 | 1 | 1 | 1 | 1 | 1 | 1 | 0
East of Pisgah Study Area | Sandy | 138 | 0 | 0 | 0 | 0 | 0 | 0 | 0 | 0 | 0 | 0 | 0 | 0 | 0 | 0 | 0 | 0 | 0 | 0 | 0 | 0 |  | 0 | 0 | 0 | 0 | 0 | 0 | 0 | 0 | 0 | 0 | 0 | 0 | 0 | 0 | 0 | 0 | 0 | 0 | 3 |  | 0 | 0 | 0 | 0 | 0 | 0 | 0 | 0 | 0 | 0 | 0 | 0 | 0 | 0 | 0 | 0 | 0 |  | 1 | 1 | 1 | 1 | 1 | 1 | 1 | 1 | 1 | 0
PG&E Fresno Study Area | Sanger | 115 | 0 | 3 | 0 | 0 | 0 | 0 | 0 | 0 | 0 | 0 | 0 | 2 | 0 | 0 | 0 | 0 | 0 | 0 | 0 | 1 |  | 0 | 6.88 | 0 | 0 | 0 | 0 | 0 | 0 | 0 | 0 | 0 | 0 | 0 | 0 | 0 | 0 | 0 | 1 | 4 |  | 0 | 2 | 0 | 0 | 0 | 0 | 0 | 0 | 0 | 0 | 0 | 0 | 0 | 0 | 0 | 0 | 0 |  | 1 | 5 | 1 | 1 | 1 | 1 | 1 | 1 | 1 | 1
SCE Northern Area | Santa Clara | 230 | 0 | 0 | 0 | 0 | 0 | 0 | 0 | 0 | 0 | 0 | 0 | 0 | 0 | 0 | 0 | 45 | 0 | 45 | 0 | 1 |  | 0 | 0 | 0 | 0 | 0 | 0 | 0 | 0 | 0 | 0 | 0 | 0 | 125 | 125 | 250 | 30 | 0 | 1 | 0 |  | 0 | 0 | 0 | 0 | 0 | 0 | 0 | 0 | 0 | 0 | 0 | 0 | 2 | 2 | 2 | 0 | 0 |  | 1 | 1 | 1 | 1 | 1 | 1 | 4 | 1 | 1 | 1
PG&E North of Greater Bay Study Area | Santa Rosa | 115 | 0 | 0 | 0 | 0 | 0 | 0 | 0 | 0 | 0 | 0 | 0 | 0 | 0 | 0 | 0 | 0 | 0 | 0 | 0 | 0 |  | 0 | 0 | 0 | 0 | 0 | 0 | 0 | 0 | 0 | 0 | 0 | 0 | 0 | 0 | 0 | 0 | 0 | 0 | 2 |  | 0 | 0 | 0 | 0 | 0 | 0 | 0 | 0 | 0 | 0 | 0 | 0 | 0 | 0 | 0 | 0 | 0 |  | 1 | 1 | 1 | 1 | 1 | 1 | 1 | 1 | 1 | 0
PG&E Greater Bay Study Area | Santa Teresa | 115 | 0 | 0 | 0 | 0 | 0 | 0 | 0 | 0 | 0 | 0 | 0 | 0 | 0 | 0 | 0 | 0 | 0 | 0 | 0 | 0 |  | 0 | 0 | 0 | 0 | 0 | 0 | 0 | 0 | 0 | 0 | 0 | 0 | 0 | 0 | 0 | 0 | 0 | 0 | 1 |  | 0 | 0 | 0 | 0 | 0 | 0 | 0 | 0 | 0 | 0 | 0 | 0 | 0 | 0 | 0 | 0 | 0 |  | 1 | 1 | 1 | 1 | 1 | 1 | 1 | 1 | 1 | 0
SDG&E Study Area | Santee | 138 | 0 | 0 | 0 | 0 | 0 | 0 | 0 | 0 | 0 | 0 | 0 | 0 | 0 | 0 | 0 | 0 | 0 | 0 | 0 | 0 |  | 0 | 0 | 0 | 0 | 0 | 0 | 0 | 0 | 0 | 0 | 0 | 0 | 0 | 0 | 0 | 0 | 0 | 0 | 1 |  | 0 | 0 | 0 | 0 | 0 | 0 | 0 | 0 | 0 | 0 | 0 | 0 | 0 | 0 | 0 | 0 | 0 |  | 1 | 1 | 1 | 1 | 1 | 1 | 1 | 1 | 1 | 0
SCE Metro Study Area | Santiago | 230 | 0 | 0 | 0 | 0 | 0 | 0 | 0 | 0 | 0 | 0 | 0 | 0 | 0 | 0 | 0 | 0 | 0 | 0 | 0 | 0 |  | 0 | 0 | 0 | 0 | 0 | 0 | 0 | 0 | 0 | 0 | 0 | 0 | 0 | 0 | 0 | 0 | 0 | 0 | 0 |  | 0 | 0 | 0 | 0 | 0 | 0 | 0 | 0 | 0 | 0 | 0 | 0 | 0 | 0 | 0 | 0 | 0 |  | 1 | 1 | 1 | 1 | 1 | 1 | 1 | 1 | 1 | 0
PG&E Greater Bay Study Area | Saratoga | 230 | 0 | 0 | 0 | 0 | 0 | 0 | 0 | 0 | 0 | 0 | 0 | 0 | 0 | 0 | 0 | 0 | 0 | 0 | 0 | 0 |  | 0 | 0 | 0 | 0 | 0 | 0 | 0 | 0 | 0 | 0 | 0 | 0 | 0 | 0 | 0 | 0 | 0 | 0 | 2 |  | 0 | 0 | 0 | 0 | 0 | 0 | 0 | 0 | 0 | 0 | 0 | 0 | 0 | 0 | 0 | 0 | 0 |  | 1 | 1 | 1 | 1 | 1 | 1 | 1 | 1 | 1 | 0
SCE Northern Area | Saugus | 230 | 0 | 0 | 0 | 0 | 0 | 0 | 0 | 0 | 0 | 0 | 0 | 0 | 0 | 0 | 0 | 0 | 0 | 0 | 0 | 0 |  | 0 | 0 | 0 | 0 | 0 | 0 | 0 | 0 | 0 | 0 | 0 | 0 | 0 | 0 | 0 | 0 | 0 | 0 | 0 |  | 0 | 0 | 0 | 0 | 0 | 0 | 0 | 0 | 0 | 0 | 0 | 0 | 0 | 0 | 0 | 0 | 0 |  | 1 | 1 | 1 | 1 | 1 | 1 | 1 | 1 | 1 | 0
PG&E Fresno Study Area | Schindler | 115 | 0 | 0 | 0 | 0 | 0 | 0 | 0 | 0 | 0 | 0 | 0 | 2 | 0 | 0 | 0 | 0 | 0 | 0 | 0 | 1 |  | 0 | 0 | 0 | 0 | 0 | 0 | 0 | 0 | 0 | 0 | 0 | 0 | 0 | 0 | 0 | 0 | 0 | 0 | 0 |  | 0 | 0 | 0 | 0 | 0 | 0 | 0 | 0 | 0 | 0 | 0 | 0 | 0 | 0 | 0 | 0 | 0 |  | 1 | 1 | 1 | 1 | 1 | 1 | 1 | 1 | 1 | 0
PG&E Greater Bay Study Area | Schulte | 115 | 0 | 0 | 0 | 0 | 0 | 0 | 0 | 0 | 0 | 0 | 0 | 0 | 0 | 0 | 0 | 0 | 0 | 0 | 0 | 0 |  | 0 | 0 | 0 | 0 | 0 | 0 | 0 | 0 | 0 | 0 | 0 | 0 | 0 | 0 | 0 | 0 | 0 | 0 | 0 |  | 0 | 0 | 0 | 0 | 0 | 0 | 0 | 0 | 0 | 0 | 0 | 0 | 0 | 0 | 0 | 0 | 0 |  | 1 | 1 | 1 | 1 | 1 | 1 | 1 | 1 | 1 | 0
PG&E Kern Study Area | Semitropic | 115 | 0 | 0 | 0 | 0 | 0 | 0 | 0 | 0 | 0 | 0 | 0 | 4.66 | 0 | 0 | 0 | 0 | 0 | 0 | 0 | 1 |  | 0 | 0 | 0 | 0 | 0 | 0 | 0 | 0 | 0 | 0 | 0 | 10 | 0 | 0 | 0 | 0 | 0 | 1 | 0 |  | 0 | 0 | 0 | 0 | 0 | 0 | 0 | 0 | 0 | 0 | 0 | 2 | 0 | 0 | 0 | 0 | 0 |  | 1 | 1 | 1 | 1 | 1 | 4 | 1 | 1 | 1 | 1
SCE Metro Study Area | Serrano | 500 | 0 | 0 | 0 | 0 | 0 | 0 | 0 | 0 | 0 | 0 | 0 | 0 | 0 | 0 | 0 | 0 | 0 | 0 | 0 | 0 |  | 0 | 0 | 0 | 0 | 0 | 0 | 0 | 0 | 0 | 0 | 0 | 0 | 0 | 0 | 0 | 0 | 0 | 0 | 0 |  | 0 | 0 | 0 | 0 | 0 | 0 | 0 | 0 | 0 | 0 | 0 | 0 | 0 | 0 | 0 | 0 | 0 |  | 1 | 1 | 1 | 1 | 1 | 1 | 1 | 1 | 1 | 0
SCE Metro Study Area | Serrano | 230 | 0 | 0 | 0 | 0 | 0 | 0 | 0 | 0 | 0 | 0 | 0 | 0 | 0 | 0 | 0 | 0 | 0 | 0 | 0 | 0 |  | 0 | 0 | 0 | 0 | 0 | 0 | 0 | 0 | 0 | 0 | 0 | 0 | 0 | 0 | 0 | 0 | 0 | 0 | 0 |  | 0 | 0 | 0 | 0 | 0 | 0 | 0 | 0 | 0 | 0 | 0 | 0 | 0 | 0 | 0 | 0 | 0 |  | 1 | 1 | 1 | 1 | 1 | 1 | 1 | 1 | 1 | 0
SDG&E Study Area | Shadowridge | 138 | 0 | 0 | 0 | 0 | 0 | 0 | 0 | 0 | 0 | 0 | 0 | 0 | 0 | 0 | 0 | 0 | 0 | 0 | 0 | 0 |  | 0 | 0 | 0 | 0 | 0 | 0 | 0 | 0 | 0 | 0 | 0 | 0 | 0 | 0 | 0 | 0 | 0 | 0 | 1 |  | 0 | 0 | 0 | 0 | 0 | 0 | 0 | 0 | 0 | 0 | 0 | 0 | 0 | 0 | 0 | 0 | 0 |  | 1 | 1 | 1 | 1 | 1 | 1 | 1 | 1 | 1 | 0
PG&E Kern Study Area | Shafter | 115 | 0 | 0 | 0 | 0 | 0 | 0 | 0 | 0 | 0 | 0 | 0 | 2.25 | 0 | 0 | 0 | 0 | 0 | 0 | 0 | 1 |  | 0 | 0 | 0 | 0 | 0 | 0 | 0 | 0 | 0 | 0 | 0 | 2.6 | 0 | 0 | 0 | 0 | 0 | 1 | 0 |  | 0 | 0 | 0 | 0 | 0 | 0 | 0 | 0 | 0 | 0 | 0 | 1 | 0 | 0 | 0 | 0 | 0 |  | 1 | 1 | 1 | 1 | 1 | 3 | 1 | 1 | 1 | 1
PG&E North of Greater Bay Study Area | Shiloh II | 230 | 0 | 0 | 0 | 0 | 0 | 0 | 0 | 0 | 0 | 0 | 0 | 0 | 0 | 0 | 0 | 0 | 0 | 0 | 0 | 0 |  | 0 | 0 | 0 | 0 | 0 | 0 | 0 | 0 | 0 | 0 | 0 | 0 | 0 | 0 | 0 | 0 | 0 | 0 | 0 |  | 0 | 0 | 0 | 0 | 0 | 0 | 0 | 0 | 0 | 0 | 0 | 0 | 0 | 0 | 0 | 0 | 0 |  | 1 | 1 | 1 | 1 | 1 | 1 | 1 | 1 | 1 | 0
PG&E North of Greater Bay Study Area | Silverado | 115 | 0 | 0 | 0 | 0 | 0 | 0 | 0 | 0 | 0 | 0 | 0 | 0 | 0 | 0 | 0 | 0 | 0 | 0 | 0 | 0 |  | 0 | 0 | 0 | 0 | 0 | 0 | 0 | 0 | 0 | 0 | 0 | 0 | 0 | 0 | 0 | 0 | 0 | 0 | 0 |  | 0 | 0 | 0 | 0 | 0 | 0 | 0 | 0 | 0 | 0 | 0 | 0 | 0 | 0 | 0 | 0 | 0 |  | 1 | 1 | 1 | 1 | 1 | 1 | 1 | 1 | 1 | 0
SDG&E Study Area | Silvergate | 230 | 0 | 0 | 0 | 0 | 0 | 0 | 0 | 0 | 0 | 0 | 0 | 0 | 0 | 0 | 0 | 200 | 0 | 200 | 0 | 1 |  | 0 | 0 | 0 | 0 | 0 | 0 | 0 | 0 | 0 | 0 | 0 | 0 | 0 | 0 | 0 | 200 | 0 | 1 | 3 |  | 0 | 0 | 0 | 0 | 0 | 0 | 0 | 0 | 0 | 0 | 0 | 0 | 0 | 0 | 0 | 0 | 0 |  | 1 | 1 | 1 | 1 | 1 | 1 | 1 | 1 | 1 | 0
PG&E Kern Study Area | Sisquoc | 115 | 0 | 0 | 0 | 0 | 0 | 0 | 0 | 0 | 0 | 0 | 0 | 0 | 0 | 0 | 0 | 0 | 0 | 0 | 0 | 0 |  | 0 | 0 | 0 | 0 | 0 | 0 | 0 | 0 | 0 | 0 | 0 | 0 | 0 | 0 | 0 | 10 | 0 | 1 | 0 |  | 0 | 0 | 0 | 0 | 0 | 0 | 0 | 0 | 0 | 0 | 0 | 0 | 0 | 0 | 0 | 2 | 0 |  | 1 | 1 | 1 | 1 | 1 | 1 | 1 | 4 | 1 | 1
East of Pisgah Study Area | Sloan Canyon | 230 | 0 | 0 | 410 | 0 | 410 | 0 | 0 | 0 | 0 | 0 | 0 | 0 | 0 | 0 | 0 | 0 | 0 | 0 | 0 | 1 |  | 0 | 0 | 310 | 0 | 310 | 0 | 0 | 0 | 0 | 0 | 0 | 0 | 0 | 0 | 0 | 0 | 0 | 1 | 3 |  | 0 | 0 | 0 | 0 | 0 | 0 | 0 | 0 | 0 | 0 | 0 | 0 | 0 | 0 | 0 | 0 | 0 |  | 1 | 1 | 1 | 1 | 1 | 1 | 1 | 1 | 1 | 0
PG&E Kern Study Area | Smyrna | 115 | 0 | 0 | 0 | 0 | 0 | 0 | 0 | 0 | 0 | 0 | 0 | 6.1 | 0 | 0 | 0 | 0 | 0 | 0 | 0 | 1 |  | 0 | 0 | 0 | 0 | 0 | 0 | 0 | 0 | 0 | 0 | 0 | 0 | 0 | 0 | 0 | 0 | 0 | 0 | 0 |  | 0 | 0 | 0 | 0 | 0 | 0 | 0 | 0 | 0 | 0 | 0 | 0 | 0 | 0 | 0 | 0 | 0 |  | 1 | 1 | 1 | 1 | 1 | 1 | 1 | 1 | 1 | 0
PG&E Greater Bay Study Area | Sobrante | 115 | 0 | 0 | 0 | 0 | 0 | 0 | 0 | 0 | 0 | 0 | 0 | 5 | 0 | 0 | 0 | 0 | 0 | 0 | 0 | 1 |  | 0 | 0 | 0 | 0 | 0 | 0 | 0 | 0 | 0 | 0 | 0 | 0 | 0 | 0 | 0 | 0 | 0 | 0 | 3 |  | 0 | 0 | 0 | 0 | 0 | 0 | 0 | 0 | 0 | 0 | 0 | 0 | 0 | 0 | 0 | 0 | 0 |  | 1 | 1 | 1 | 1 | 1 | 1 | 1 | 1 | 1 | 0
PG&E Kern Study Area | Solar SS | 230 | 0 | 0 | 0 | 0 | 0 | 0 | 0 | 0 | 0 | 0 | 0 | 0 | 0 | 0 | 0 | 0 | 0 | 0 | 0 | 0 |  | 0 | 0 | 0 | 0 | 0 | 0 | 0 | 0 | 0 | 0 | 0 | 0 | 130 | 0 | 130 | 50 | 0 | 1 | 0 |  | 0 | 0 | 0 | 0 | 0 | 0 | 0 | 0 | 0 | 0 | 0 | 0 | 2 | 0 | 2 | 2 | 0 |  | 1 | 1 | 1 | 1 | 1 | 1 | 4 | 4 | 1 | 1
SCE Northern Area | Springville | 230 | 0 | 0 | 0 | 0 | 0 | 0 | 0 | 0 | 0 | 0 | 0 | 11 | 0 | 0 | 0 | 225 | 0 | 225 | 0 | 1 |  | 0 | 2 | 0 | 0 | 0 | 0 | 0 | 0 | 0 | 0 | 0 | 0 | 50 | 150 | 200 | 225 | 0 | 1 | 0 |  | 0 | 2 | 0 | 0 | 0 | 0 | 0 | 0 | 0 | 0 | 0 | 0 | 2 | 2 | 2 | 0 | 0 |  | 1 | 4 | 1 | 1 | 1 | 1 | 4 | 1 | 1 | 1
PG&E Greater Bay Study Area | Stagg | 230 | 0 | 0 | 0 | 0 | 0 | 0 | 0 | 0 | 0 | 0 | 0 | 0 | 0 | 0 | 0 | 0 | 0 | 0 | 0 | 0 |  | 0 | 0 | 0 | 0 | 0 | 0 | 0 | 0 | 0 | 0 | 0 | 0 | 0 | 0 | 0 | 0 | 0 | 0 | 1 |  | 0 | 0 | 0 | 0 | 0 | 0 | 0 | 0 | 0 | 0 | 0 | 0 | 0 | 0 | 0 | 0 | 0 |  | 1 | 1 | 1 | 1 | 1 | 1 | 1 | 1 | 1 | 0
PG&E Greater Bay Study Area | Std Oil | 115 | 0 | 0 | 0 | 0 | 0 | 0 | 0 | 0 | 0 | 0 | 0 | 0 | 0 | 0 | 0 | 0 | 0 | 0 | 0 | 0 |  | 0 | 0 | 0 | 0 | 0 | 0 | 0 | 0 | 0 | 0 | 0 | 0 | 0 | 0 | 0 | 0 | 0 | 0 | 3 |  | 0 | 0 | 0 | 0 | 0 | 0 | 0 | 0 | 0 | 0 | 0 | 0 | 0 | 0 | 0 | 0 | 0 |  | 1 | 1 | 1 | 1 | 1 | 1 | 1 | 1 | 1 | 0
PG&E Kern Study Area | Stockdale | 230 | 0 | 0 | 0 | 0 | 0 | 0 | 0 | 0 | 0 | 0 | 0 | 0 | 0 | 0 | 0 | 0 | 0 | 0 | 0 | 0 |  | 0 | 0 | 0 | 0 | 0 | 0 | 0 | 0 | 0 | 0 | 0 | 0 | 0 | 0 | 0 | 0 | 0 | 0 | 0 |  | 0 | 0 | 0 | 0 | 0 | 0 | 0 | 0 | 0 | 0 | 0 | 0 | 0 | 0 | 0 | 0 | 0 |  | 1 | 1 | 1 | 1 | 1 | 1 | 1 | 1 | 1 | 0
PG&E Kern Study Area | Stockdale | 115 | 0 | 0 | 0 | 0 | 0 | 0 | 0 | 0 | 0 | 0 | 0 | 1.7 | 0 | 0 | 0 | 0 | 0 | 0 | 0 | 1 |  | 0 | 0 | 0 | 0 | 0 | 0 | 0 | 0 | 0 | 0 | 0 | 0 | 0 | 0 | 0 | 0 | 0 | 0 | 0 |  | 0 | 0 | 0 | 0 | 0 | 0 | 0 | 0 | 0 | 0 | 0 | 0 | 0 | 0 | 0 | 0 | 0 |  | 1 | 1 | 1 | 1 | 1 | 1 | 1 | 1 | 1 | 0
PG&E Fresno Study Area | Storey | 230 | 0 | 0 | 0 | 0 | 0 | 0 | 0 | 0 | 0 | 0 | 0 | 0 | 0 | 0 | 0 | 0 | 0 | 0 | 0 | 0 |  | 0 | 0 | 0 | 0 | 0 | 0 | 0 | 0 | 0 | 0 | 0 | 0 | 0 | 0 | 0 | 0 | 0 | 0 | 4 |  | 0 | 0 | 0 | 0 | 0 | 0 | 0 | 0 | 0 | 0 | 0 | 0 | 0 | 0 | 0 | 0 | 0 |  | 1 | 1 | 1 | 1 | 1 | 1 | 1 | 1 | 1 | 0
PG&E North of Greater Bay Study Area | Summit | 115 | 40 | 0 | 0 | 0 | 0 | 0 | 0 | 0 | 0 | 0 | 0 | 0 | 0 | 0 | 0 | 0 | 0 | 0 | 0 | 1 |  | 40 | 0 | 0 | 0 | 0 | 0 | 0 | 0 | 0 | 0 | 0 | 0 | 0 | 0 | 0 | 0 | 0 | 1 | 0 |  | 0 | 0 | 0 | 0 | 0 | 0 | 0 | 0 | 0 | 0 | 0 | 0 | 0 | 0 | 0 | 0 | 0 |  | 1 | 1 | 1 | 1 | 1 | 1 | 1 | 1 | 1 | 0
SDG&E Study Area | Suncrest | 500 | 0 | 0 | 0 | 0 | 0 | 0 | 0 | 0 | 0 | 0 | 0 | 0 | 0 | 0 | 0 | 0 | 0 | 0 | 0 | 0 |  | 0 | 0 | 0 | 0 | 0 | 0 | 0 | 0 | 0 | 0 | 0 | 0 | 0 | 0 | 0 | 0 | 0 | 0 | 4 |  | 0 | 0 | 0 | 0 | 0 | 0 | 0 | 0 | 0 | 0 | 0 | 0 | 0 | 0 | 0 | 0 | 0 |  | 1 | 1 | 1 | 1 | 1 | 1 | 1 | 1 | 1 | 0
SDG&E Study Area | Suncrest | 230 | 0 | 0 | 0 | 0 | 0 | 0 | 0 | 0 | 0 | 0 | 0 | 0 | 0 | 0 | 0 | 0 | 0 | 0 | 0 | 0 |  | 0 | 0 | 0 | 0 | 0 | 0 | 0 | 0 | 0 | 0 | 0 | 0 | 0 | 0 | 0 | 0 | 0 | 0 | 3 |  | 0 | 0 | 0 | 0 | 0 | 0 | 0 | 0 | 0 | 0 | 0 | 0 | 0 | 0 | 0 | 0 | 0 |  | 1 | 1 | 1 | 1 | 1 | 1 | 1 | 1 | 1 | 0
SDG&E Study Area | New Sub - Suncrest - Ocotillo (Proposed) | 500 | 0 | 0 | 400 | 100 | 500 | 0 | 0 | 0 | 0 | 0 | 0 | 0 | 0 | 0 | 0 | 0 | 0 | 0 | 0 | 1 |  | 0 | 0 | 0 | 0 | 0 | 0 | 0 | 0 | 0 | 0 | 0 | 0 | 0 | 0 | 0 | 0 | 0 | 0 | 6 |  | 0 | 0 | 0 | 0 | 0 | 0 | 0 | 0 | 0 | 0 | 0 | 0 | 0 | 0 | 0 | 0 | 0 |  | 1 | 1 | 1 | 1 | 1 | 1 | 1 | 1 | 1 | 0
PG&E Kern Study Area | Sunset | 230 | 0 | 0 | 0 | 0 | 0 | 0 | 0 | 0 | 0 | 0 | 0 | 0 | 0 | 0 | 0 | 0 | 0 | 0 | 0 | 0 |  | 0 | 0 | 0 | 0 | 0 | 0 | 0 | 0 | 0 | 0 | 0 | 0 | 0 | 0 | 0 | 0 | 0 | 0 | 0 |  | 0 | 0 | 0 | 0 | 0 | 0 | 0 | 0 | 0 | 0 | 0 | 0 | 0 | 0 | 0 | 0 | 0 |  | 1 | 1 | 1 | 1 | 1 | 1 | 1 | 1 | 1 | 0
PG&E Kern Study Area | Surf | 115 | 0 | 0 | 0 | 0 | 0 | 0 | 0 | 0 | 0 | 0 | 0 | 0 | 0 | 0 | 0 | 0 | 0 | 0 | 0 | 0 |  | 0 | 0 | 0 | 0 | 0 | 0 | 0 | 0 | 0 | 0 | 0 | 0 | 0 | 0 | 0 | 0 | 0 | 0 | 0 |  | 0 | 0 | 0 | 0 | 0 | 0 | 0 | 0 | 0 | 0 | 0 | 0 | 0 | 0 | 0 | 0 | 0 |  | 1 | 1 | 1 | 1 | 1 | 1 | 1 | 1 | 1 | 0
SDG&E Study Area | Sycamore Canyon | 230 | 0 | 0 | 0 | 0 | 0 | 0 | 0 | 0 | 0 | 0 | 0 | 0 | 0 | 0 | 0 | 0 | 0 | 0 | 449 | 1 |  | 0 | 0 | 0 | 0 | 0 | 0 | 0 | 0 | 0 | 0 | 0 | 0 | 0 | 0 | 0 | 0 | 500 | 1 | 3 |  | 0 | 0 | 0 | 0 | 0 | 0 | 0 | 0 | 0 | 0 | 0 | 0 | 0 | 0 | 0 | 0 | 1 |  | 1 | 1 | 1 | 1 | 1 | 1 | 1 | 1 | 3 | 1
SDG&E Study Area | Sycamore Canyon | 138 | 0 | 0 | 0 | 0 | 0 | 0 | 0 | 0 | 0 | 0 | 0 | 0 | 0 | 0 | 0 | 300 | 0 | 300 | 0 | 1 |  | 0 | 0 | 0 | 0 | 0 | 0 | 0 | 0 | 0 | 0 | 0 | 0 | 0 | 0 | 0 | 400 | 0 | 1 | 1 |  | 0 | 0 | 0 | 0 | 0 | 0 | 0 | 0 | 0 | 0 | 0 | 0 | 0 | 0 | 0 | 1 | 0 |  | 1 | 1 | 1 | 1 | 1 | 1 | 1 | 3 | 1 | 1
SCE Metro Study Area | Sylmar | 230 | 0 | 0 | 0 | 0 | 0 | 0 | 0 | 0 | 0 | 0 | 0 | 0 | 0 | 0 | 0 | 0 | 0 | 0 | 0 | 0 |  | 0 | 0 | 0 | 0 | 0 | 0 | 0 | 0 | 0 | 0 | 0 | 0 | 0 | 0 | 0 | 0 | 0 | 0 | 0 |  | 0 | 0 | 0 | 0 | 0 | 0 | 0 | 0 | 0 | 0 | 0 | 0 | 0 | 0 | 0 | 0 | 0 |  | 1 | 1 | 1 | 1 | 1 | 1 | 1 | 1 | 1 | 0
PG&E North of Greater Bay Study Area | Table Mountain | 500 | 0 | 0 | 0 | 0 | 0 | 0 | 0 | 0 | 0 | 0 | 0 | 0 | 0 | 0 | 0 | 0 | 0 | 0 | 0 | 0 |  | 0 | 0 | 0 | 0 | 0 | 0 | 0 | 0 | 0 | 0 | 0 | 0 | 0 | 0 | 0 | 0 | 0 | 0 | 0 |  | 0 | 0 | 0 | 0 | 0 | 0 | 0 | 0 | 0 | 0 | 0 | 0 | 0 | 0 | 0 | 0 | 0 |  | 1 | 1 | 1 | 1 | 1 | 1 | 1 | 1 | 1 | 0
PG&E North of Greater Bay Study Area | Table Mountain | 230 | 0 | 0 | 15.5 | 104.5 | 120 | 0 | 0 | 0 | 0 | 0 | 0 | 3 | 0 | 0 | 0 | 0 | 0 | 0 | 0 | 1 |  | 0 | 1 | 0 | 0 | 0 | 0 | 0 | 0 | 0 | 0 | 0 | 3 | 0 | 0 | 0 | 0 | 0 | 1 | 0 |  | 0 | 2 | 0 | 0 | 0 | 0 | 0 | 0 | 0 | 0 | 0 | 0 | 0 | 0 | 0 | 0 | 0 |  | 1 | 4 | 1 | 1 | 1 | 1 | 1 | 1 | 1 | 1
PG&E Kern Study Area | Taft | 115 | 0 | 0 | 0 | 0 | 0 | 0 | 0 | 0 | 0 | 0 | 0 | 13 | 0 | 0 | 0 | 0 | 0 | 0 | 0 | 1 |  | 0 | 0 | 0 | 0 | 0 | 0 | 0 | 0 | 0 | 0 | 0 | 3.17 | 0 | 0 | 0 | 3 | 0 | 1 | 0 |  | 0 | 0 | 0 | 0 | 0 | 0 | 0 | 0 | 0 | 0 | 0 | 0 | 0 | 0 | 0 | 2 | 0 |  | 1 | 1 | 1 | 1 | 1 | 1 | 1 | 4 | 1 | 1
SDG&E Study Area | Talega | 230 | 0 | 0 | 0 | 0 | 0 | 0 | 0 | 0 | 0 | 0 | 0 | 0 | 0 | 0 | 0 | 100 | 0 | 100 | 0 | 1 |  | 0 | 0 | 0 | 0 | 0 | 0 | 0 | 0 | 0 | 0 | 0 | 0 | 0 | 0 | 0 | 100 | 0 | 1 | 0 |  | 0 | 0 | 0 | 0 | 0 | 0 | 0 | 0 | 0 | 0 | 0 | 0 | 0 | 0 | 0 | 0 | 0 |  | 1 | 1 | 1 | 1 | 1 | 1 | 1 | 1 | 1 | 0
SDG&E Study Area | Talega | 138 | 0 | 0 | 0 | 0 | 0 | 0 | 0 | 0 | 0 | 0 | 0 | 0 | 0 | 0 | 0 | 0 | 0 | 0 | 0 | 0 |  | 0 | 0 | 0 | 0 | 0 | 0 | 0 | 0 | 0 | 0 | 0 | 0 | 0 | 0 | 0 | 0 | 0 | 0 | 0 |  | 0 | 0 | 0 | 0 | 0 | 0 | 0 | 0 | 0 | 0 | 0 | 0 | 0 | 0 | 0 | 0 | 0 |  | 1 | 1 | 1 | 1 | 1 | 1 | 1 | 1 | 1 | 0
PG&E Greater Bay Study Area | Tassajara | 230 | 0 | 0 | 0 | 0 | 0 | 0 | 0 | 0 | 0 | 0 | 0 | 0 | 0 | 0 | 0 | 0 | 0 | 0 | 0 | 0 |  | 0 | 0 | 0 | 0 | 0 | 0 | 0 | 0 | 0 | 0 | 0 | 0 | 0 | 0 | 0 | 0 | 0 | 0 | 1 |  | 0 | 0 | 0 | 0 | 0 | 0 | 0 | 0 | 0 | 0 | 0 | 0 | 0 | 0 | 0 | 0 | 0 |  | 1 | 1 | 1 | 1 | 1 | 1 | 1 | 1 | 1 | 0
PG&E Kern Study Area | Temblor | 115 | 0 | 0 | 0 | 0 | 0 | 0 | 0 | 0 | 0 | 0 | 0 | 0 | 0 | 0 | 0 | 0 | 0 | 0 | 0 | 0 |  | 0 | 0 | 0 | 0 | 0 | 0 | 0 | 0 | 0 | 0 | 0 | 0 | 0 | 0 | 0 | 0 | 0 | 0 | 0 |  | 0 | 0 | 0 | 0 | 0 | 0 | 0 | 0 | 0 | 0 | 0 | 0 | 0 | 0 | 0 | 0 | 0 |  | 1 | 1 | 1 | 1 | 1 | 1 | 1 | 1 | 1 | 0
PG&E Kern Study Area | Templeton | 230 | 0 | 0 | 75 | 0 | 75 | 0 | 0 | 0 | 0 | 0 | 0 | 0 | 0 | 0 | 0 | 0 | 0 | 0 | 0 | 1 |  | 0 | 0 | 74.8 | 0 | 74.8 | 0 | 0 | 0 | 0 | 0 | 0 | 0 | 0 | 0 | 0 | 0 | 0 | 1 | 1 |  | 0 | 0 | 0 | 0 | 0 | 0 | 0 | 0 | 0 | 0 | 0 | 0 | 0 | 0 | 0 | 0 | 0 |  | 1 | 1 | 1 | 1 | 1 | 1 | 1 | 1 | 1 | 0
PG&E Greater Bay Study Area | Tesla | 500 | 0 | 0 | 400 | 0 | 400 | 0 | 0 | 0 | 0 | 0 | 0 | 0 | 0 | 0 | 0 | 0 | 0 | 0 | 0 | 1 |  | 0 | 0 | 330 | 20 | 350 | 0 | 0 | 0 | 0 | 0 | 0 | 0 | 400 | 10 | 410 | 0 | 0 | 1 | 0 |  | 0 | 0 | 0 | 2 | 0 | 0 | 0 | 0 | 0 | 0 | 0 | 0 | 2 | 2 | 2 | 0 | 0 |  | 1 | 1 | 1 | 1 | 1 | 1 | 4 | 1 | 1 | 1
PG&E Greater Bay Study Area | Tesla | 230 | 0 | 0 | 130 | 45 | 175 | 0 | 0 | 0 | 0 | 0 | 0 | 0 | 0 | 0 | 0 | 400 | 0 | 400 | 0 | 1 |  | 0 | 0 | 80 | 5 | 85 | 0 | 0 | 0 | 0 | 0 | 0 | 0 | 0 | 0 | 0 | 400 | 0 | 1 | 0 |  | 0 | 0 | 0 | 0 | 0 | 0 | 0 | 0 | 0 | 0 | 0 | 0 | 0 | 0 | 0 | 0 | 0 |  | 1 | 1 | 1 | 1 | 1 | 1 | 1 | 1 | 1 | 0
PG&E Greater Bay Study Area | Tesla | 115 | 0 | 0 | 0 | 0 | 0 | 0 | 0 | 0 | 0 | 0 | 0 | 0 | 0 | 0 | 0 | 0 | 0 | 0 | 0 | 0 |  | 0 | 0 | 0 | 0 | 0 | 0 | 0 | 0 | 0 | 0 | 0 | 0 | 0 | 0 | 0 | 0 | 0 | 0 | 0 |  | 0 | 0 | 0 | 0 | 0 | 0 | 0 | 0 | 0 | 0 | 0 | 0 | 0 | 0 | 0 | 0 | 0 |  | 1 | 1 | 1 | 1 | 1 | 1 | 1 | 1 | 1 | 0
PG&E Kern Study Area | Tevis | 115 | 0 | 0 | 0 | 0 | 0 | 0 | 0 | 0 | 0 | 0 | 0 | 0 | 0 | 0 | 0 | 0 | 0 | 0 | 0 | 0 |  | 0 | 0 | 0 | 0 | 0 | 0 | 0 | 0 | 0 | 0 | 0 | 0 | 0 | 0 | 0 | 0 | 0 | 0 | 0 |  | 0 | 0 | 0 | 0 | 0 | 0 | 0 | 0 | 0 | 0 | 0 | 0 | 0 | 0 | 0 | 0 | 0 |  | 1 | 1 | 1 | 1 | 1 | 1 | 1 | 1 | 1 | 0
East of Pisgah Study Area | Thousandaire | 138 | 0 | 0 | 0 | 0 | 0 | 0 | 0 | 0 | 0 | 0 | 0 | 0 | 0 | 0 | 0 | 0 | 0 | 0 | 0 | 0 |  | 0 | 0 | 0 | 0 | 0 | 0 | 0 | 0 | 0 | 0 | 0 | 0 | 0 | 0 | 0 | 0 | 0 | 0 | 3 |  | 0 | 0 | 0 | 0 | 0 | 0 | 0 | 0 | 0 | 0 | 0 | 0 | 0 | 0 | 0 | 0 | 0 |  | 1 | 1 | 1 | 1 | 1 | 1 | 1 | 1 | 1 | 0
SCE North of Lugo Study Area | Tortilla | 115 | 0 | 0 | 0 | 0 | 0 | 0 | 0 | 0 | 0 | 0 | 0 | 3 | 0 | 0 | 0 | 0 | 0 | 0 | 0 | 1 |  | 0 | 0 | 0 | 0 | 0 | 0 | 0 | 0 | 0 | 0 | 0 | 0 | 0 | 0 | 0 | 0 | 0 | 0 | 3 |  | 0 | 0 | 0 | 0 | 0 | 0 | 0 | 0 | 0 | 0 | 0 | 0 | 0 | 0 | 0 | 0 | 0 |  | 1 | 1 | 1 | 1 | 1 | 1 | 1 | 1 | 1 | 0
SDG&E Study Area | Trabuco | 138 | 0 | 0 | 0 | 0 | 0 | 0 | 0 | 0 | 0 | 0 | 0 | 0 | 0 | 0 | 0 | 0 | 0 | 0 | 0 | 0 |  | 0 | 0 | 0 | 0 | 0 | 0 | 0 | 0 | 0 | 0 | 0 | 0 | 0 | 0 | 0 | 0 | 0 | 0 | 0 |  | 0 | 0 | 0 | 0 | 0 | 0 | 0 | 0 | 0 | 0 | 0 | 0 | 0 | 0 | 0 | 0 | 0 |  | 1 | 1 | 1 | 1 | 1 | 1 | 1 | 1 | 1 | 0
PG&E Greater Bay Study Area | Tracy | 500 | 0 | 0 | 0 | 0 | 0 | 0 | 0 | 0 | 0 | 0 | 0 | 0 | 0 | 0 | 0 | 0 | 0 | 0 | 0 | 0 |  | 0 | 0 | 0 | 0 | 0 | 0 | 0 | 0 | 0 | 0 | 0 | 0 | 0 | 0 | 0 | 0 | 0 | 0 | 0 |  | 0 | 0 | 0 | 0 | 0 | 0 | 0 | 0 | 0 | 0 | 0 | 0 | 0 | 0 | 0 | 0 | 0 |  | 1 | 1 | 1 | 1 | 1 | 1 | 1 | 1 | 1 | 0
PG&E Greater Bay Study Area | Tracy | 230 | 0 | 5 | 44.8 | 0 | 44.8 | 0 | 0 | 0 | 0 | 0 | 0 | 5 | 0 | 0 | 0 | 0 | 0 | 0 | 0 | 1 |  | 0 | 0 | 0 | 0 | 0 | 0 | 0 | 0 | 0 | 0 | 0 | 0 | 0 | 0 | 0 | 0 | 0 | 0 | 0 |  | 0 | 0 | 0 | 0 | 0 | 0 | 0 | 0 | 0 | 0 | 0 | 0 | 0 | 0 | 0 | 0 | 0 |  | 1 | 1 | 1 | 1 | 1 | 1 | 1 | 1 | 1 | 0
PG&E Fresno Study Area | Tranquility | 230 | 0 | 0 | 0 | 0 | 0 | 0 | 0 | 0 | 0 | 0 | 0 | 0 | 560 | 240 | 800 | 542.5 | 109 | 651.5 | 0 | 1 |  | 0 | 0 | 0 | 0 | 0 | 0 | 0 | 0 | 0 | 0 | 0 | 0 | 400 | 700 | 1100 | 772 | 0 | 1 | 4 |  | 0 | 0 | 0 | 0 | 0 | 0 | 0 | 0 | 0 | 0 | 0 | 0 | 0 | 2 | 1 | 1 | 0 |  | 1 | 1 | 1 | 1 | 1 | 1 | 3 | 3 | 1 | 1
East of Pisgah Study Area | Trout Canyon | 230 | 0 | 0 | 0 | 0 | 0 | 0 | 0 | 0 | 0 | 0 | 0 | 0 | 690 | 365 | 1055 | 520 | 130 | 650 | 0 | 1 |  | 0 | 0 | 0 | 0 | 0 | 0 | 0 | 0 | 0 | 0 | 0 | 0 | 650 | 1106 | 1756 | 830 | 0 | 1 | 3 |  | 0 | 0 | 0 | 0 | 0 | 0 | 0 | 0 | 0 | 0 | 0 | 0 | 0 | 2 | 2 | 1 | 0 |  | 1 | 1 | 1 | 1 | 1 | 1 | 4 | 3 | 1 | 1
PG&E North of Greater Bay Study Area | Tulucay | 230 | 0 | 0 | 0 | 0 | 0 | 0 | 0 | 0 | 0 | 0 | 0 | 0.65 | 25 | 0 | 25 | 0 | 0 | 0 | 0 | 1 |  | 0 | 0 | 0 | 0 | 0 | 0 | 0 | 0 | 0 | 0 | 0 | 1.78 | 0 | 0 | 0 | 0 | 0 | 1 | 2 |  | 0 | 0 | 0 | 0 | 0 | 0 | 0 | 0 | 0 | 0 | 0 | 2 | 0 | 0 | 0 | 0 | 0 |  | 1 | 1 | 1 | 1 | 1 | 5 | 1 | 1 | 1 | 1
PG&E Kern Study Area | Tupman | 115 | 0 | 0 | 0 | 0 | 0 | 0 | 0 | 0 | 0 | 0 | 0 | 0 | 0 | 0 | 0 | 0 | 0 | 0 | 0 | 0 |  | 0 | 0 | 0 | 0 | 0 | 0 | 0 | 0 | 0 | 0 | 0 | 0 | 0 | 0 | 0 | 0 | 0 | 0 | 0 |  | 0 | 0 | 0 | 0 | 0 | 0 | 0 | 0 | 0 | 0 | 0 | 0 | 0 | 0 | 0 | 0 | 0 |  | 1 | 1 | 1 | 1 | 1 | 1 | 1 | 1 | 1 | 0
PG&E North of Greater Bay Study Area | Ukiah | 115 | 0 | 1 | 0 | 0 | 0 | 0 | 0 | 0 | 0 | 0 | 0 | 0 | 0 | 0 | 0 | 0 | 0 | 0 | 0 | 1 |  | 0 | 0 | 0 | 0 | 0 | 0 | 0 | 0 | 0 | 0 | 0 | 0 | 0 | 0 | 0 | 0 | 0 | 0 | 0 |  | 0 | 0 | 0 | 0 | 0 | 0 | 0 | 0 | 0 | 0 | 0 | 0 | 0 | 0 | 0 | 0 | 0 |  | 1 | 1 | 1 | 1 | 1 | 1 | 1 | 1 | 1 | 0
PG&E North of Greater Bay Study Area | Vaca Dixon | 500 | 0 | 0 | 0 | 0 | 0 | 0 | 0 | 0 | 0 | 0 | 0 | 0 | 0 | 0 | 0 | 0 | 0 | 0 | 0 | 0 |  | 0 | 0 | 0 | 0 | 0 | 0 | 0 | 0 | 0 | 0 | 0 | 0 | 0 | 0 | 0 | 0 | 0 | 0 | 0 |  | 0 | 0 | 0 | 0 | 0 | 0 | 0 | 0 | 0 | 0 | 0 | 0 | 0 | 0 | 0 | 0 | 0 |  | 1 | 1 | 1 | 1 | 1 | 1 | 1 | 1 | 1 | 0
PG&E North of Greater Bay Study Area | Vaca Dixon | 230 | 0 | 0 | 0 | 0 | 0 | 0 | 0 | 0 | 0 | 0 | 0 | 0 | 0 | 0 | 0 | 300 | 0 | 300 | 0 | 1 |  | 0 | 0 | 0 | 0 | 0 | 0 | 0 | 0 | 0 | 0 | 0 | 0 | 5 | 20 | 25 | 275 | 0 | 1 | 0 |  | 0 | 0 | 0 | 0 | 0 | 0 | 0 | 0 | 0 | 0 | 0 | 0 | 2 | 2 | 2 | 0 | 0 |  | 1 | 1 | 1 | 1 | 1 | 1 | 4 | 1 | 1 | 1
PG&E North of Greater Bay Study Area | Vaca Dixon | 115 | 0 | 0 | 0 | 0 | 0 | 0 | 0 | 0 | 0 | 0 | 0 | 0 | 0 | 0 | 0 | 0 | 0 | 0 | 0 | 0 |  | 0 | 0 | 0 | 0 | 0 | 0 | 0 | 0 | 0 | 0 | 0 | 0 | 0 | 0 | 0 | 0 | 0 | 0 | 0 |  | 0 | 0 | 0 | 0 | 0 | 0 | 0 | 0 | 0 | 0 | 0 | 0 | 0 | 0 | 0 | 0 | 0 |  | 1 | 1 | 1 | 1 | 1 | 1 | 1 | 1 | 1 | 0
SCE Eastern Study Area | Valley (SCE) | 500 | 0 | 0 | 0 | 0 | 0 | 0 | 0 | 0 | 0 | 0 | 0 | 0 | 0 | 0 | 0 | 770 | 0 | 770 | 0 | 1 |  | 0 | 0 | 0 | 0 | 0 | 0 | 0 | 0 | 0 | 0 | 0 | 0 | 0 | 0 | 0 | 770 | 0 | 1 | 1 |  | 0 | 0 | 0 | 0 | 0 | 0 | 0 | 0 | 0 | 0 | 0 | 0 | 0 | 0 | 0 | 0 | 0 |  | 1 | 1 | 1 | 1 | 1 | 1 | 1 | 1 | 1 | 0
East of Pisgah Study Area | Valley (VEA) | 138 | 0 | 0 | 0 | 0 | 0 | 0 | 0 | 0 | 0 | 0 | 0 | 0 | 0 | 0 | 0 | 0 | 0 | 0 | 0 | 0 |  | 0 | 0 | 0 | 0 | 0 | 0 | 0 | 0 | 0 | 0 | 0 | 0 | 50 | 0 | 50 | 40 | 0 | 1 | 3 |  | 0 | 0 | 0 | 0 | 0 | 0 | 0 | 0 | 0 | 0 | 0 | 0 | 2 | 0 | 2 | 2 | 0 |  | 1 | 1 | 1 | 1 | 1 | 1 | 5 | 5 | 1 | 1
PG&E Greater Bay Study Area | Valley Home | 115 | 0 | 0 | 0 | 0 | 0 | 0 | 0 | 0 | 0 | 0 | 0 | 0 | 0 | 0 | 0 | 0 | 0 | 0 | 0 | 0 |  | 0 | 0 | 0 | 0 | 0 | 0 | 0 | 0 | 0 | 0 | 0 | 0 | 0 | 0 | 0 | 0 | 0 | 0 | 0 |  | 0 | 0 | 0 | 0 | 0 | 0 | 0 | 0 | 0 | 0 | 0 | 0 | 0 | 0 | 0 | 0 | 0 |  | 1 | 1 | 1 | 1 | 1 | 1 | 1 | 1 | 1 | 0
East of Pisgah Study Area | Valley Switch | 138 | 0 | 0 | 0 | 0 | 0 | 0 | 0 | 0 | 0 | 0 | 0 | 0 | 0 | 0 | 0 | 0 | 0 | 0 | 0 | 0 |  | 0 | 0 | 0 | 0 | 0 | 0 | 0 | 0 | 0 | 0 | 0 | 0 | 0 | 0 | 0 | 0 | 0 | 0 | 3 |  | 0 | 0 | 0 | 0 | 0 | 0 | 0 | 0 | 0 | 0 | 0 | 0 | 0 | 0 | 0 | 0 | 0 |  | 1 | 1 | 1 | 1 | 1 | 1 | 1 | 1 | 1 | 0
PG&E Greater Bay Study Area | Vasona | 230 | 0 | 0 | 0 | 0 | 0 | 0 | 0 | 0 | 0 | 0 | 0 | 0 | 0 | 0 | 0 | 0 | 0 | 0 | 0 | 0 |  | 0 | 0 | 0 | 0 | 0 | 0 | 0 | 0 | 0 | 0 | 0 | 0 | 0 | 0 | 0 | 0 | 0 | 0 | 1 |  | 0 | 0 | 0 | 0 | 0 | 0 | 0 | 0 | 0 | 0 | 0 | 0 | 0 | 0 | 0 | 0 | 0 |  | 1 | 1 | 1 | 1 | 1 | 1 | 1 | 1 | 1 | 0
SCE Northern Area | Vestal | 230 | 0 | 0 | 0 | 0 | 0 | 0 | 0 | 0 | 0 | 0 | 0 | 0 | 560.8 | 50 | 610.8 | 370 | 0 | 370 | 0 | 1 |  | 0 | 0 | 0 | 0 | 0 | 0 | 0 | 0 | 0 | 0 | 0 | 0 | 106.17 | 699.13 | 805.3 | 350 | 0 | 1 | 0 |  | 0 | 0 | 0 | 0 | 0 | 0 | 0 | 0 | 0 | 0 | 0 | 0 | 0 | 2 | 1 | 0 | 0 |  | 1 | 1 | 1 | 1 | 1 | 1 | 3 | 1 | 1 | 1
SCE North of Lugo Study Area | Victor | 230 | 0 | 0 | 0 | 0 | 0 | 0 | 0 | 0 | 0 | 0 | 0 | 0 | 0 | 0 | 0 | 0 | 0 | 0 | 0 | 0 |  | 0 | 0 | 0 | 0 | 0 | 0 | 0 | 0 | 0 | 0 | 0 | 2 | 0 | 0 | 0 | 0 | 0 | 1 | 2 |  | 0 | 0 | 0 | 0 | 0 | 0 | 0 | 0 | 0 | 0 | 0 | 2 | 0 | 0 | 0 | 0 | 0 |  | 1 | 1 | 1 | 1 | 1 | 5 | 1 | 1 | 1 | 1
SCE North of Lugo Study Area | Victor | 115 | 0 | 0 | 0 | 0 | 0 | 0 | 0 | 0 | 0 | 0 | 0 | 0 | 0 | 0 | 0 | 0 | 0 | 0 | 0 | 0 |  | 0 | 0 | 0 | 0 | 0 | 0 | 0 | 0 | 0 | 0 | 0 | 0 | 0 | 0 | 0 | 0 | 0 | 0 | 2 |  | 0 | 0 | 0 | 0 | 0 | 0 | 0 | 0 | 0 | 0 | 0 | 0 | 0 | 0 | 0 | 0 | 0 |  | 1 | 1 | 1 | 1 | 1 | 1 | 1 | 1 | 1 | 0
0 | Victorville (LDWP) | 500 | 0 | 0 | 0 | 0 | 0 | 0 | 0 | 0 | 0 | 0 | 0 | 0 | 0 | 0 | 0 | 0 | 0 | 0 | 0 | 0 |  | 0 | 0 | 0 | 0 | 0 | 0 | 0 | 0 | 0 | 0 | 0 | 0 | 0 | 0 | 0 | 0 | 0 | 0 | 0 |  | 0 | 0 | 0 | 0 | 0 | 0 | 0 | 0 | 0 | 0 | 0 | 0 | 0 | 0 | 0 | 0 | 0 |  | 1 | 1 | 1 | 1 | 1 | 1 | 1 | 1 | 1 | 0
SCE Metro Study Area | Viejo | 230 | 0 | 0 | 0 | 0 | 0 | 0 | 0 | 0 | 0 | 0 | 0 | 0 | 0 | 0 | 0 | 0 | 0 | 0 | 0 | 0 |  | 0 | 0 | 0 | 0 | 0 | 0 | 0 | 0 | 0 | 0 | 0 | 0 | 0 | 0 | 0 | 0 | 0 | 0 | 0 |  | 0 | 0 | 0 | 0 | 0 | 0 | 0 | 0 | 0 | 0 | 0 | 0 | 0 | 0 | 0 | 0 | 0 |  | 1 | 1 | 1 | 1 | 1 | 1 | 1 | 1 | 1 | 0
PG&E Greater Bay Study Area | Vierra | 115 | 0 | 0 | 0 | 0 | 0 | 0 | 0 | 0 | 0 | 0 | 0 | 0 | 0 | 0 | 0 | 0 | 0 | 0 | 0 | 0 |  | 0 | 0 | 0 | 0 | 0 | 0 | 0 | 0 | 0 | 0 | 0 | 0 | 0 | 0 | 0 | 0 | 0 | 0 | 0 |  | 0 | 0 | 0 | 0 | 0 | 0 | 0 | 0 | 0 | 0 | 0 | 0 | 0 | 0 | 0 | 0 | 0 |  | 1 | 1 | 1 | 1 | 1 | 1 | 1 | 1 | 1 | 0
SCE Metro Study Area | Villa Park | 230 | 0 | 0 | 0 | 0 | 0 | 0 | 0 | 0 | 0 | 0 | 0 | 0 | 0 | 0 | 0 | 0 | 0 | 0 | 0 | 0 |  | 0 | 0 | 0 | 0 | 0 | 0 | 0 | 0 | 0 | 0 | 0 | 0 | 0 | 0 | 0 | 0 | 0 | 0 | 0 |  | 0 | 0 | 0 | 0 | 0 | 0 | 0 | 0 | 0 | 0 | 0 | 0 | 0 | 0 | 0 | 0 | 0 |  | 1 | 1 | 1 | 1 | 1 | 1 | 1 | 1 | 1 | 0
SCE Northern Area | Vincent | 500 | 0 | 0 | 0 | 0 | 0 | 0 | 0 | 0 | 0 | 0 | 0 | 0 | 0 | 0 | 0 | 0 | 0 | 0 | 0 | 0 |  | 0 | 0 | 0 | 0 | 0 | 0 | 0 | 0 | 0 | 0 | 0 | 0 | 0 | 0 | 0 | 0 | 0 | 0 | 0 |  | 0 | 0 | 0 | 0 | 0 | 0 | 0 | 0 | 0 | 0 | 0 | 0 | 0 | 0 | 0 | 0 | 0 |  | 1 | 1 | 1 | 1 | 1 | 1 | 1 | 1 | 1 | 0
SCE Northern Area | Vincent | 230 | 0 | 0 | 0 | 0 | 0 | 0 | 0 | 0 | 0 | 0 | 0 | 0 | 0 | 617 | 617 | 879 | 20.5 | 899.5 | 0 | 1 |  | 0 | 0 | 0 | 0 | 0 | 0 | 0 | 0 | 0 | 0 | 0 | 0 | 0 | 1151 | 1151 | 1138.59 | 0 | 1 | 0 |  | 0 | 0 | 0 | 0 | 0 | 0 | 0 | 0 | 0 | 0 | 0 | 0 | 0 | 2 | 2 | 1 | 0 |  | 1 | 1 | 1 | 1 | 1 | 1 | 4 | 3 | 1 | 1
PG&E Greater Bay Study Area | Vineyard | 230 | 0 | 0 | 0 | 0 | 0 | 0 | 0 | 0 | 0 | 0 | 0 | 0 | 0 | 0 | 0 | 0 | 0 | 0 | 0 | 0 |  | 0 | 0 | 0 | 0 | 0 | 0 | 0 | 0 | 0 | 0 | 0 | 0 | 0 | 0 | 0 | 0 | 0 | 0 | 0 |  | 0 | 0 | 0 | 0 | 0 | 0 | 0 | 0 | 0 | 0 | 0 | 0 | 0 | 0 | 0 | 0 | 0 |  | 1 | 1 | 1 | 1 | 1 | 1 | 1 | 1 | 1 | 0
SCE Eastern Study Area | Vista (SCE) | 230 | 0 | 2.6 | 0 | 0 | 0 | 0 | 0 | 0 | 0 | 0 | 0 | 0 | 0 | 0 | 0 | 200 | 0 | 200 | 0 | 1 |  | 0 | 2.6 | 0 | 0 | 0 | 0 | 0 | 0 | 0 | 0 | 0 | 0 | 0 | 0 | 0 | 200 | 0 | 1 | 1 |  | 0 | 0 | 0 | 0 | 0 | 0 | 0 | 0 | 0 | 0 | 0 | 0 | 0 | 0 | 0 | 0 | 0 |  | 1 | 1 | 1 | 1 | 1 | 1 | 1 | 1 | 1 | 0
East of Pisgah Study Area | Vista (VEA) | 138 | 0 | 0 | 0 | 0 | 0 | 0 | 0 | 0 | 0 | 0 | 0 | 0 | 0 | 0 | 0 | 0 | 0 | 0 | 0 | 0 |  | 0 | 0 | 0 | 0 | 0 | 0 | 0 | 0 | 0 | 0 | 0 | 0 | 200 | 0 | 200 | 0 | 0 | 1 | 3 |  | 0 | 0 | 0 | 0 | 0 | 0 | 0 | 0 | 0 | 0 | 0 | 0 | 2 | 0 | 2 | 0 | 0 |  | 1 | 1 | 1 | 1 | 1 | 1 | 5 | 1 | 1 | 1
SCE Metro Study Area | Walnut | 230 | 0 | 0 | 0 | 0 | 0 | 0 | 0 | 0 | 0 | 0 | 0 | 0 | 0 | 0 | 0 | 200 | 0 | 200 | 0 | 1 |  | 0 | 0 | 0 | 0 | 0 | 0 | 0 | 0 | 0 | 0 | 0 | 0 | 0 | 0 | 0 | 250 | 0 | 1 | 0 |  | 0 | 0 | 0 | 0 | 0 | 0 | 0 | 0 | 0 | 0 | 0 | 0 | 0 | 0 | 0 | 1 | 0 |  | 1 | 1 | 1 | 1 | 1 | 1 | 1 | 3 | 1 | 1
SCE Northern Area | Warne | 230 | 0 | 0 | 0 | 0 | 0 | 0 | 0 | 0 | 0 | 0 | 0 | 0 | 0 | 0 | 0 | 0 | 0 | 0 | 0 | 0 |  | 0 | 0 | 0 | 0 | 0 | 0 | 0 | 0 | 0 | 0 | 0 | 0 | 0 | 0 | 0 | 0 | 0 | 0 | 0 |  | 0 | 0 | 0 | 0 | 0 | 0 | 0 | 0 | 0 | 0 | 0 | 0 | 0 | 0 | 0 | 0 | 0 |  | 1 | 1 | 1 | 1 | 1 | 1 | 1 | 1 | 1 | 0
PG&E Fresno Study Area | Warnerville | 230 | 0 | 0 | 0 | 0 | 0 | 0 | 0 | 0 | 0 | 0 | 0 | 0 | 0 | 0 | 0 | 0 | 0 | 0 | 0 | 0 |  | 0 | 0 | 0 | 0 | 0 | 0 | 0 | 0 | 0 | 0 | 0 | 0 | 0 | 0 | 0 | 0 | 0 | 0 | 2 |  | 0 | 0 | 0 | 0 | 0 | 0 | 0 | 0 | 0 | 0 | 0 | 0 | 0 | 0 | 0 | 0 | 0 |  | 1 | 1 | 1 | 1 | 1 | 1 | 1 | 1 | 1 | 0
PG&E Fresno Study Area | Waukena | 115 | 0 | 0 | 0 | 0 | 0 | 0 | 0 | 0 | 0 | 0 | 0 | 0 | 0 | 0 | 0 | 0 | 0 | 0 | 0 | 0 |  | 0 | 0 | 0 | 0 | 0 | 0 | 0 | 0 | 0 | 0 | 0 | 0 | 0 | 0 | 0 | 0 | 0 | 0 | 0 |  | 0 | 0 | 0 | 0 | 0 | 0 | 0 | 0 | 0 | 0 | 0 | 0 | 0 | 0 | 0 | 0 | 0 |  | 1 | 1 | 1 | 1 | 1 | 1 | 1 | 1 | 1 | 0
PG&E Greater Bay Study Area | Weber | 230 | 0 | 0 | 0 | 0 | 0 | 0 | 0 | 0 | 0 | 0 | 0 | 0 | 0 | 0 | 0 | 25 | 0 | 25 | 0 | 1 |  | 0 | 0 | 0 | 0 | 0 | 0 | 0 | 0 | 0 | 0 | 0 | 0 | 0 | 0 | 0 | 0 | 0 | 0 | 0 |  | 0 | 0 | 0 | 0 | 0 | 0 | 0 | 0 | 0 | 0 | 0 | 0 | 0 | 0 | 0 | 0 | 0 |  | 1 | 1 | 1 | 1 | 1 | 1 | 1 | 1 | 1 | 0
PG&E Fresno Study Area | West Fresno | 115 | 0 | 0 | 0 | 0 | 0 | 0 | 0 | 0 | 0 | 0 | 0 | 0 | 0 | 0 | 0 | 0 | 0 | 0 | 0 | 0 |  | 0 | 0 | 0 | 0 | 0 | 0 | 0 | 0 | 0 | 0 | 0 | 0 | 0 | 0 | 0 | 0 | 0 | 0 | 4 |  | 0 | 0 | 0 | 0 | 0 | 0 | 0 | 0 | 0 | 0 | 0 | 0 | 0 | 0 | 0 | 0 | 0 |  | 1 | 1 | 1 | 1 | 1 | 1 | 1 | 1 | 1 | 0
PG&E Fresno Study Area | Westley | 230 | 0 | 0 | 0 | 0 | 0 | 0 | 0 | 0 | 0 | 0 | 0 | 0 | 0 | 0 | 0 | 0 | 0 | 0 | 0 | 0 |  | 0 | 2 | 0 | 0 | 0 | 0 | 0 | 0 | 0 | 0 | 0 | 0 | 227 | 23 | 250 | 170 | 0 | 1 | 1 |  | 0 | 2 | 0 | 0 | 0 | 0 | 0 | 0 | 0 | 0 | 0 | 0 | 2 | 2 | 2 | 2 | 0 |  | 1 | 5 | 1 | 1 | 1 | 1 | 5 | 5 | 1 | 1
PG&E Fresno Study Area | New Sub - Westley - Quinto (Proposed) | 230 | 0 | 0 | 0 | 0 | 0 | 0 | 0 | 0 | 0 | 0 | 0 | 0 | 0 | 0 | 0 | 0 | 0 | 0 | 0 | 0 |  | 0 | 0 | 0 | 0 | 0 | 0 | 0 | 0 | 0 | 0 | 0 | 0 | 0 | 0 | 0 | 0 | 0 | 0 | 1 |  | 0 | 0 | 0 | 0 | 0 | 0 | 0 | 0 | 0 | 0 | 0 | 0 | 0 | 0 | 0 | 0 | 0 |  | 1 | 1 | 1 | 1 | 1 | 1 | 1 | 1 | 1 | 0
PG&E Kern Study Area | Westpark | 115 | 0 | 0 | 0 | 0 | 0 | 0 | 0 | 0 | 0 | 0 | 0 | 0 | 0 | 0 | 0 | 0 | 0 | 0 | 0 | 0 |  | 0 | 0 | 0 | 0 | 0 | 0 | 0 | 0 | 0 | 0 | 0 | 0 | 0 | 0 | 0 | 0 | 0 | 0 | 0 |  | 0 | 0 | 0 | 0 | 0 | 0 | 0 | 0 | 0 | 0 | 0 | 0 | 0 | 0 | 0 | 0 | 0 |  | 1 | 1 | 1 | 1 | 1 | 1 | 1 | 1 | 1 | 0
PG&E Kern Study Area | Wheeler Ridge | 230 | 0 | 0 | 0 | 0 | 0 | 0 | 0 | 0 | 0 | 0 | 0 | 0 | 300 | 50 | 350 | 0 | 0 | 0 | 0 | 1 |  | 0 | 0 | 0 | 0 | 0 | 0 | 0 | 0 | 0 | 0 | 0 | 2.4 | 310 | 355.321 | 665.321 | 227 | 0 | 1 | 0 |  | 0 | 0 | 0 | 0 | 0 | 0 | 0 | 0 | 0 | 0 | 0 | 2 | 0 | 2 | 2 | 2 | 0 |  | 1 | 1 | 1 | 1 | 1 | 4 | 4 | 4 | 1 | 1
PG&E Kern Study Area | New Sub - Midway - Wheeler Ridge (Proposed) | 230 | 0 | 0 | 0 | 0 | 0 | 0 | 0 | 0 | 0 | 0 | 0 | 0 | 0 | 150 | 150 | 92 | 0 | 92 | 0 | 1 |  | 0 | 0 | 0 | 0 | 0 | 0 | 0 | 0 | 0 | 0 | 0 | 0 | 0 | 0 | 0 | 0 | 0 | 0 | 0 |  | 0 | 0 | 0 | 0 | 0 | 0 | 0 | 0 | 0 | 0 | 0 | 0 | 0 | 0 | 0 | 0 | 0 |  | 1 | 1 | 1 | 1 | 1 | 1 | 1 | 1 | 1 | 0
SCE Northern Area | Whirlwind | 230 | 0 | 0 | 300 | 0 | 300 | 0 | 0 | 0 | 0 | 0 | 0 | 0 | 557 | 251 | 808 | 823.5 | 169 | 992.5 | 481 | 1 |  | 0 | 0 | 100.9 | 0 | 100.9 | 0 | 0 | 0 | 0 | 0 | 0 | 0 | 772.63 | 736.195 | 1508.825 | 1086.62 | 500 | 1 | 0 |  | 0 | 0 | 0 | 0 | 0 | 0 | 0 | 0 | 0 | 0 | 0 | 0 | 1 | 2 | 2 | 0 | 0 |  | 1 | 1 | 1 | 1 | 1 | 1 | 4 | 1 | 1 | 1
SCE Northern Area | Whirlwind | 500 | 0 | 0 | 0 | 0 | 0 | 0 | 0 | 0 | 0 | 0 | 0 | 0 | 0 | 0 | 0 | 0 | 0 | 0 | 0 | 0 |  | 0 | 0 | 0 | 0 | 0 | 0 | 0 | 0 | 0 | 0 | 0 | 0 | 0 | 0 | 0 | 0 | 0 | 0 | 0 |  | 0 | 0 | 0 | 0 | 0 | 0 | 0 | 0 | 0 | 0 | 0 | 0 | 0 | 0 | 0 | 0 | 0 |  | 1 | 1 | 1 | 1 | 1 | 1 | 1 | 1 | 1 | 0
PG&E Fresno Study Area | Wilson | 230 | 0 | 0 | 200 | 0 | 200 | 0 | 0 | 0 | 0 | 0 | 0 | 0 | 0 | 0 | 0 | 0 | 0 | 0 | 0 | 1 |  | 0 | 0 | 0 | 0 | 0 | 0 | 0 | 0 | 0 | 0 | 0 | 0 | 0 | 0 | 0 | 0 | 0 | 0 | 4 |  | 0 | 0 | 0 | 0 | 0 | 0 | 0 | 0 | 0 | 0 | 0 | 0 | 0 | 0 | 0 | 0 | 0 |  | 1 | 1 | 1 | 1 | 1 | 1 | 1 | 1 | 1 | 0
PG&E Fresno Study Area | Wilson | 115 | 0 | 2 | 0 | 0 | 0 | 0 | 0 | 0 | 0 | 0 | 0 | 0 | 0 | 0 | 0 | 0 | 0 | 0 | 0 | 1 |  | 0 | 0 | 0 | 0 | 0 | 0 | 0 | 0 | 0 | 0 | 0 | 0 | 0 | 0 | 0 | 0 | 0 | 0 | 3 |  | 0 | 0 | 0 | 0 | 0 | 0 | 0 | 0 | 0 | 0 | 0 | 0 | 0 | 0 | 0 | 0 | 0 |  | 1 | 1 | 1 | 1 | 1 | 1 | 1 | 1 | 1 | 0
PG&E Kern Study Area | Windgap PP | 230 | 0 | 0 | 0 | 0 | 0 | 0 | 0 | 0 | 0 | 0 | 0 | 0 | 0 | 0 | 0 | 0 | 0 | 0 | 0 | 0 |  | 0 | 0 | 0 | 0 | 0 | 0 | 0 | 0 | 0 | 0 | 0 | 0 | 0 | 0 | 0 | 0 | 0 | 0 | 0 |  | 0 | 0 | 0 | 0 | 0 | 0 | 0 | 0 | 0 | 0 | 0 | 0 | 0 | 0 | 0 | 0 | 0 |  | 1 | 1 | 1 | 1 | 1 | 1 | 1 | 1 | 1 | 0
SCE Northern Area | Windhub | 230 | 0 | 0 | 124 | 0 | 124 | 0 | 0 | 0 | 0 | 0 | 0 | 0 | 875 | 600 | 1475 | 1149 | 25 | 1174 | 0 | 1 |  | 0 | 0 | 23 | 0 | 23 | 0 | 0 | 0 | 0 | 0 | 0 | 0 | 845.7 | 1068.3 | 1914 | 1667.205 | 0 | 1 | 0 |  | 0 | 0 | 0 | 0 | 0 | 0 | 0 | 0 | 0 | 0 | 0 | 0 | 0 | 2 | 1 | 1 | 0 |  | 1 | 1 | 1 | 1 | 1 | 1 | 3 | 3 | 1 | 1
SCE Northern Area | Windhub | 500 | 0 | 0 | 0 | 0 | 0 | 0 | 0 | 0 | 0 | 0 | 0 | 0 | 775 | 0 | 775 | 0 | 0 | 0 | 0 | 1 |  | 0 | 0 | 0 | 0 | 0 | 0 | 0 | 0 | 0 | 0 | 0 | 0 | 780 | 0 | 780 | 0 | 0 | 1 | 0 |  | 0 | 0 | 0 | 0 | 0 | 0 | 0 | 0 | 0 | 0 | 0 | 0 | 0 | 0 | 0 | 0 | 0 |  | 1 | 1 | 1 | 1 | 1 | 1 | 1 | 1 | 1 | 0
PG&E North of Greater Bay Study Area | Woodland | 115 | 0 | 0 | 0 | 0 | 0 | 0 | 0 | 0 | 0 | 0 | 0 | 1.5 | 0 | 12 | 12 | 0 | 0 | 0 | 0 | 1 |  | 0 | 0 | 0 | 0 | 0 | 0 | 0 | 0 | 0 | 0 | 0 | 0 | 0 | 52 | 52 | 36 | 0 | 1 | 0 |  | 0 | 0 | 0 | 0 | 0 | 0 | 0 | 0 | 0 | 0 | 0 | 0 | 0 | 2 | 2 | 2 | 0 |  | 1 | 1 | 1 | 1 | 1 | 1 | 4 | 4 | 1 | 1
PG&E North of Greater Bay Study Area | Wyandotte | 115 | 0 | 3.6 | 0 | 0 | 0 | 0 | 0 | 0 | 0 | 0 | 0 | 3.5 | 0 | 0 | 0 | 0 | 0 | 0 | 0 | 1 |  | 0 | 3.6 | 0 | 0 | 0 | 0 | 0 | 0 | 0 | 0 | 0 | 0 | 0 | 0 | 0 | 0 | 0 | 1 | 0 |  | 0 | 0 | 0 | 0 | 0 | 0 | 0 | 0 | 0 | 0 | 0 | 0 | 0 | 0 | 0 | 0 | 0 |  | 1 | 1 | 1 | 1 | 1 | 1 | 1 | 1 | 1 | 0

## PreviousTPP_Analysis_2039
[48 empty] | MW | Percentage | Flag
[46 empty] | Slightly Less |  | -100 | 10% | 1
|  |  | Sum of Resources in Baseline (online after 1/1/22), In-Development Resources, and Generic Resources | [19 empty] | Amount Mapped in 23-24 TPP Base Case (2035) | [19 empty] | Difference Flag Calculator |  |  | Signifcantly Less |  | -500 | 33% | 2 | [10 empty] | Criteria Alignment Level by Resource
|  |  | Geothermal | Biomass | Wind | Wind | Wind | OOS Wind | OOS Wind | OOS Wind | Offshore Wind | Offshore Wind | Offshore Wind | Distributed Solar | Solar | Solar | Solar | Battery_4hr | Battery_8hr | Battery | LDES | Has |  | Geothermal | Biomass | Wind | Wind | Wind | OOS Wind | OOS Wind | OOS Wind | Offshore Wind | Offshore Wind | Offshore Wind | Distributed Solar | Solar | Solar | Solar | Li_Battery | LDES | Has | Has Approved |  | Geothermal | Biomass | Wind | Wind | Wind | OOS Wind | OOS Wind | OOS Wind | Offshore Wind | Offshore Wind | Offshore Wind | Distributed Solar | Solar | Solar | Solar | Li_Battery | LDES |  | Geothermal | Biomass | Wind | OOS Wind | Offshore Wind | Distributed Solar | Solar | Li_Battery | LDES | Has Non-
CAISO Study Area | Substation | Voltage | FCDS | FCDS | FCDS | EODS | Total | FCDS | EODS | Total | FCDS | EODS | Total | FCDS | FCDS | EODS | Total | FCDS | FCDS | Total | FCDS | Res |  | FCDS | FCDS | FCDS | EODS | Total | FCDS | EODS | Total | FCDS | EODS | Total | FCDS | FCDS | EODS | Total | FCDS | FCDS | Res | TPP Upgrade |  | FCDS | FCDS | FCDS | EODS | Total | FCDS | EODS | Total | FCDS | EODS | Total | FCDS | FCDS | EODS | Total | FCDS | FCDS |  | Alignment Level | Alignment Level | Alignment Level | Alignment Level | Alignment Level | Alignment Level | Alignment Level | Alignment Level | Alignment Level | Alignment
PG&E Kern Study Area | 7th Standard | 115 | 0 | 0 | 0 | 0 | 0 | 0 | 0 | 0 | 0 | 0 | 0 | 2.5 | 0 | 0 | 0 | 0 | 0 | 0 | 0 | 1 |  | 0 | 0 | 0 | 0 | 0 | 0 | 0 | 0 | 0 | 0 | 0 | 0 | 0 | 0 | 0 | 0 | 0 | 0 | 0 |  | 0 | 0 | 0 | 0 | 0 | 0 | 0 | 0 | 0 | 0 | 0 | 0 | 0 | 0 | 0 | 0 | 0 |  | 1 | 1 | 1 | 1 | 1 | 1 | 1 | 1 | 1 | 0
SCE Metro Study Area | Alamitos | 230 | 0 | 0 | 0 | 0 | 0 | 0 | 0 | 0 | 0 | 0 | 0 | 0 | 0 | 0 | 0 | 0 | 0 | 0 | 0 | 0 |  | 0 | 0 | 0 | 0 | 0 | 0 | 0 | 0 | 0 | 0 | 0 | 0 | 0 | 0 | 0 | 82 | 0 | 1 | 0 |  | 0 | 0 | 0 | 0 | 0 | 0 | 0 | 0 | 0 | 0 | 0 | 0 | 0 | 0 | 0 | 2 | 0 |  | 1 | 1 | 1 | 1 | 1 | 1 | 1 | 4 | 1 | 1
SCE Eastern Study Area | Alberhill | 500 | 0 | 0 | 0 | 0 | 0 | 0 | 0 | 0 | 0 | 0 | 0 | 0 | 0 | 0 | 0 | 0 | 0 | 0 | 0 | 0 |  | 0 | 0 | 0 | 0 | 0 | 0 | 0 | 0 | 0 | 0 | 0 | 0 | 0 | 0 | 0 | 0 | 0 | 0 | 1 |  | 0 | 0 | 0 | 0 | 0 | 0 | 0 | 0 | 0 | 0 | 0 | 0 | 0 | 0 | 0 | 0 | 0 |  | 1 | 1 | 1 | 1 | 1 | 1 | 1 | 1 | 1 | 0
PG&E Kern Study Area | Alpaugh | 115 | 0 | 0 | 0 | 0 | 0 | 0 | 0 | 0 | 0 | 0 | 0 | 6 | 0 | 0 | 0 | 10 | 0 | 10 | 0 | 1 |  | 0 | 0 | 0 | 0 | 0 | 0 | 0 | 0 | 0 | 0 | 0 | 3 | 20 | 125 | 145 | 70 | 0 | 1 | 0 |  | 0 | 0 | 0 | 0 | 0 | 0 | 0 | 0 | 0 | 0 | 0 | 0 | 2 | 2 | 2 | 2 | 0 |  | 1 | 1 | 1 | 1 | 1 | 1 | 4 | 4 | 1 | 1
SDG&E Study Area | Alpine | 69 | 0 | 0 | 0 | 0 | 0 | 0 | 0 | 0 | 0 | 0 | 0 | 0 | 0 | 0 | 0 | 0 | 0 | 0 | 0 | 0 |  | 0 | 0 | 0 | 0 | 0 | 0 | 0 | 0 | 0 | 0 | 0 | 0 | 0 | 0 | 0 | 0 | 0 | 0 | 0 |  | 0 | 0 | 0 | 0 | 0 | 0 | 0 | 0 | 0 | 0 | 0 | 0 | 0 | 0 | 0 | 0 | 0 |  | 1 | 1 | 1 | 1 | 1 | 1 | 1 | 1 | 1 | 0
PG&E Greater Bay Study Area | Altamont Midway (Sandhill) | 230 | 0 | 0 | 5 | 0 | 5 | 0 | 0 | 0 | 0 | 0 | 0 | 0 | 0 | 0 | 0 | 0 | 0 | 0 | 0 | 1 |  | 0 | 0 | 0 | 0 | 0 | 0 | 0 | 0 | 0 | 0 | 0 | 0 | 0 | 0 | 0 | 0 | 0 | 0 | 0 |  | 0 | 0 | 0 | 0 | 0 | 0 | 0 | 0 | 0 | 0 | 0 | 0 | 0 | 0 | 0 | 0 | 0 |  | 1 | 1 | 1 | 1 | 1 | 1 | 1 | 1 | 1 | 0
SCE Northern Area | Antelope | 500 | 0 | 0 | 0 | 0 | 0 | 0 | 0 | 0 | 0 | 0 | 0 | 0 | 0 | 0 | 0 | 0 | 0 | 0 | 0 | 0 |  | 0 | 0 | 0 | 0 | 0 | 0 | 0 | 0 | 0 | 0 | 0 | 0 | 0 | 0 | 0 | 0 | 0 | 0 | 0 |  | 0 | 0 | 0 | 0 | 0 | 0 | 0 | 0 | 0 | 0 | 0 | 0 | 0 | 0 | 0 | 0 | 0 |  | 1 | 1 | 1 | 1 | 1 | 1 | 1 | 1 | 1 | 0
SCE Northern Area | Antelope | 230 | 0 | 0 | 140 | 50 | 190 | 0 | 0 | 0 | 0 | 0 | 0 | 16.5 | 359 | 250 | 609 | 335 | 128.5 | 463.5 | 0 | 1 |  | 0 | 0 | 3 | 0 | 3 | 0 | 0 | 0 | 0 | 0 | 0 | 3 | 770 | 402 | 1172 | 423.8 | 0 | 1 | 0 |  | 0 | 0 | 0 | 0 | 0 | 0 | 0 | 0 | 0 | 0 | 0 | 0 | 2 | 2 | 2 | 0 | 0 |  | 1 | 1 | 1 | 1 | 1 | 1 | 4 | 1 | 1 | 1
PG&E Kern Study Area | Arco | 230 | 0 | 0 | 0 | 0 | 0 | 0 | 0 | 0 | 0 | 0 | 0 | 6.99 | 119.9 | 520 | 639.9 | 233.4 | 100 | 333.4 | 0 | 1 |  | 0 | 0 | 0 | 0 | 0 | 0 | 0 | 0 | 0 | 0 | 0 | 5.3 | 130 | 521 | 651 | 218.64 | 0 | 1 | 0 |  | 0 | 0 | 0 | 0 | 0 | 0 | 0 | 0 | 0 | 0 | 0 | 0 | 0 | 0 | 0 | 0 | 0 |  | 1 | 1 | 1 | 1 | 1 | 1 | 1 | 1 | 1 | 0
SCE Metro Study Area | ArcoGen | 230 | 0 | 0 | 0 | 0 | 0 | 0 | 0 | 0 | 0 | 0 | 0 | 0 | 0 | 0 | 0 | 0 | 0 | 0 | 0 | 0 |  | 0 | 0 | 0 | 0 | 0 | 0 | 0 | 0 | 0 | 0 | 0 | 0 | 0 | 0 | 0 | 0 | 0 | 0 | 0 |  | 0 | 0 | 0 | 0 | 0 | 0 | 0 | 0 | 0 | 0 | 0 | 0 | 0 | 0 | 0 | 0 | 0 |  | 1 | 1 | 1 | 1 | 1 | 1 | 1 | 1 | 1 | 0
SDG&E Study Area | Artesian | 230 | 0 | 0 | 0 | 0 | 0 | 0 | 0 | 0 | 0 | 0 | 0 | 0 | 0 | 0 | 0 | 0 | 0 | 0 | 0 | 0 |  | 0 | 0 | 0 | 0 | 0 | 0 | 0 | 0 | 0 | 0 | 0 | 0 | 0 | 0 | 0 | 0 | 0 | 0 | 3 |  | 0 | 0 | 0 | 0 | 0 | 0 | 0 | 0 | 0 | 0 | 0 | 0 | 0 | 0 | 0 | 0 | 0 |  | 1 | 1 | 1 | 1 | 1 | 1 | 1 | 1 | 1 | 0
PG&E Fresno Study Area | Ashlan | 230 | 0 | 0 | 0 | 0 | 0 | 0 | 0 | 0 | 0 | 0 | 0 | 0 | 0 | 0 | 0 | 0 | 0 | 0 | 0 | 0 |  | 0 | 0 | 0 | 0 | 0 | 0 | 0 | 0 | 0 | 0 | 0 | 0 | 0 | 0 | 0 | 0 | 0 | 0 | 4 |  | 0 | 0 | 0 | 0 | 0 | 0 | 0 | 0 | 0 | 0 | 0 | 0 | 0 | 0 | 0 | 0 | 0 |  | 1 | 1 | 1 | 1 | 1 | 1 | 1 | 1 | 1 | 0
PG&E North of Greater Bay Study Area | Atlantic | 230 | 0 | 0 | 0 | 0 | 0 | 0 | 0 | 0 | 0 | 0 | 0 | 0 | 0 | 0 | 0 | 0 | 0 | 0 | 0 | 0 |  | 0 | 0 | 0 | 0 | 0 | 0 | 0 | 0 | 0 | 0 | 0 | 0 | 0 | 0 | 0 | 0 | 0 | 0 | 0 |  | 0 | 0 | 0 | 0 | 0 | 0 | 0 | 0 | 0 | 0 | 0 | 0 | 0 | 0 | 0 | 0 | 0 |  | 1 | 1 | 1 | 1 | 1 | 1 | 1 | 1 | 1 | 0
PG&E North of Greater Bay Study Area | Atlantic | 115 | 0 | 0 | 0 | 0 | 0 | 0 | 0 | 0 | 0 | 0 | 0 | 0 | 0 | 0 | 0 | 0 | 0 | 0 | 0 | 0 |  | 0 | 0 | 0 | 0 | 0 | 0 | 0 | 0 | 0 | 0 | 0 | 0 | 0 | 0 | 0 | 0 | 0 | 0 | 0 |  | 0 | 0 | 0 | 0 | 0 | 0 | 0 | 0 | 0 | 0 | 0 | 0 | 0 | 0 | 0 | 0 | 0 |  | 1 | 1 | 1 | 1 | 1 | 1 | 1 | 1 | 1 | 0
PG&E Greater Bay Study Area | Avena | 115 | 0 | 0 | 0 | 0 | 0 | 0 | 0 | 0 | 0 | 0 | 0 | 0 | 0 | 0 | 0 | 0 | 0 | 0 | 0 | 0 |  | 0 | 0 | 0 | 0 | 0 | 0 | 0 | 0 | 0 | 0 | 0 | 0 | 0 | 0 | 0 | 0 | 0 | 0 | 0 |  | 0 | 0 | 0 | 0 | 0 | 0 | 0 | 0 | 0 | 0 | 0 | 0 | 0 | 0 | 0 | 0 | 0 |  | 1 | 1 | 1 | 1 | 1 | 1 | 1 | 1 | 1 | 0
SDG&E Study Area | Avocado | 69 | 0 | 0 | 0 | 0 | 0 | 0 | 0 | 0 | 0 | 0 | 0 | 0 | 0 | 0 | 0 | 69.6 | 0 | 69.6 | 0 | 1 |  | 0 | 0 | 0 | 0 | 0 | 0 | 0 | 0 | 0 | 0 | 0 | 0 | 0 | 0 | 0 | 0 | 0 | 0 | 1 |  | 0 | 0 | 0 | 0 | 0 | 0 | 0 | 0 | 0 | 0 | 0 | 0 | 0 | 0 | 0 | 0 | 0 |  | 1 | 1 | 1 | 1 | 1 | 1 | 1 | 1 | 1 | 0
PG&E North of Greater Bay Study Area | Bahia | 230 | 0 | 0 | 0 | 0 | 0 | 0 | 0 | 0 | 0 | 0 | 0 | 0 | 0 | 0 | 0 | 0 | 0 | 0 | 0 | 0 |  | 0 | 0 | 0 | 0 | 0 | 0 | 0 | 0 | 0 | 0 | 0 | 0 | 0 | 0 | 0 | 0 | 0 | 0 | 1 |  | 0 | 0 | 0 | 0 | 0 | 0 | 0 | 0 | 0 | 0 | 0 | 0 | 0 | 0 | 0 | 0 | 0 |  | 1 | 1 | 1 | 1 | 1 | 1 | 1 | 1 | 1 | 0
SCE Northern Area | Bailey | 230 | 0 | 0 | 0 | 0 | 0 | 0 | 0 | 0 | 0 | 0 | 0 | 0 | 0 | 0 | 0 | 0 | 0 | 0 | 0 | 0 |  | 0 | 0 | 0 | 0 | 0 | 0 | 0 | 0 | 0 | 0 | 0 | 0 | 0 | 0 | 0 | 0 | 0 | 0 | 0 |  | 0 | 0 | 0 | 0 | 0 | 0 | 0 | 0 | 0 | 0 | 0 | 0 | 0 | 0 | 0 | 0 | 0 |  | 1 | 1 | 1 | 1 | 1 | 1 | 1 | 1 | 1 | 0
PG&E Kern Study Area | Bakersfield | 230 | 0 | 0 | 0 | 0 | 0 | 0 | 0 | 0 | 0 | 0 | 0 | 0 | 0 | 0 | 0 | 0 | 0 | 0 | 0 | 0 |  | 0 | 0 | 0 | 0 | 0 | 0 | 0 | 0 | 0 | 0 | 0 | 0 | 0 | 0 | 0 | 0 | 0 | 0 | 0 |  | 0 | 0 | 0 | 0 | 0 | 0 | 0 | 0 | 0 | 0 | 0 | 0 | 0 | 0 | 0 | 0 | 0 |  | 1 | 1 | 1 | 1 | 1 | 1 | 1 | 1 | 1 | 0
PG&E Fresno Study Area | Balch 2 | 230 | 0 | 3 | 0 | 0 | 0 | 0 | 0 | 0 | 0 | 0 | 0 | 0 | 0 | 0 | 0 | 0 | 0 | 0 | 0 | 1 |  | 0 | 0 | 0 | 0 | 0 | 0 | 0 | 0 | 0 | 0 | 0 | 0 | 0 | 0 | 0 | 0 | 0 | 0 | 4 |  | 0 | 0 | 0 | 0 | 0 | 0 | 0 | 0 | 0 | 0 | 0 | 0 | 0 | 0 | 0 | 0 | 0 |  | 1 | 1 | 1 | 1 | 1 | 1 | 1 | 1 | 1 | 0
SCE Metro Study Area | Barre | 230 | 0 | 0 | 0 | 0 | 0 | 0 | 0 | 0 | 0 | 0 | 0 | 0 | 0 | 23 | 23 | 89 | 0 | 89 | 0 | 1 |  | 0 | 0 | 0 | 0 | 0 | 0 | 0 | 0 | 0 | 0 | 0 | 20 | 0 | 0 | 0 | 20 | 0 | 1 | 0 |  | 0 | 0 | 0 | 0 | 0 | 0 | 0 | 0 | 0 | 0 | 0 | 2 | 0 | 0 | 0 | 0 | 0 |  | 1 | 1 | 1 | 1 | 1 | 4 | 1 | 1 | 1 | 1
SDG&E Study Area | Bay Boulevard | 230 | 0 | 0 | 0 | 0 | 0 | 0 | 0 | 0 | 0 | 0 | 0 | 0 | 0 | 0 | 0 | 0 | 0 | 0 | 0 | 0 |  | 0 | 0 | 0 | 0 | 0 | 0 | 0 | 0 | 0 | 0 | 0 | 0 | 0 | 0 | 0 | 0 | 0 | 0 | 3 |  | 0 | 0 | 0 | 0 | 0 | 0 | 0 | 0 | 0 | 0 | 0 | 0 | 0 | 0 | 0 | 0 | 0 |  | 1 | 1 | 1 | 1 | 1 | 1 | 1 | 1 | 1 | 0
East of Pisgah Study Area | Beatty | 138 | 500 | 0 | 0 | 0 | 0 | 0 | 0 | 0 | 0 | 0 | 0 | 0 | 0 | 0 | 0 | 0 | 0 | 0 | 0 | 1 |  | 500 | 0 | 0 | 0 | 0 | 0 | 0 | 0 | 0 | 0 | 0 | 0 | 0 | 0 | 0 | 0 | 0 | 1 | 3 |  | 0 | 0 | 0 | 0 | 0 | 0 | 0 | 0 | 0 | 0 | 0 | 0 | 0 | 0 | 0 | 0 | 0 |  | 1 | 1 | 1 | 1 | 1 | 1 | 1 | 1 | 1 | 0
PG&E Greater Bay Study Area | Belden | 230 | 0 | 0 | 0 | 0 | 0 | 0 | 0 | 0 | 0 | 0 | 0 | 0 | 0 | 0 | 0 | 0 | 0 | 0 | 0 | 0 |  | 0 | 0 | 0 | 0 | 0 | 0 | 0 | 0 | 0 | 0 | 0 | 0 | 0 | 0 | 0 | 0 | 0 | 0 | 0 |  | 0 | 0 | 0 | 0 | 0 | 0 | 0 | 0 | 0 | 0 | 0 | 0 | 0 | 0 | 0 | 0 | 0 |  | 1 | 1 | 1 | 1 | 1 | 1 | 1 | 1 | 1 | 0
PG&E North of Greater Bay Study Area | Bellevue | 115 | 0 | 0 | 0 | 0 | 0 | 0 | 0 | 0 | 0 | 0 | 0 | 0.96 | 0 | 0 | 0 | 0 | 0 | 0 | 0 | 1 |  | 0 | 0 | 0 | 0 | 0 | 0 | 0 | 0 | 0 | 0 | 0 | 0.96 | 0 | 0 | 0 | 0 | 0 | 1 | 1 |  | 0 | 0 | 0 | 0 | 0 | 0 | 0 | 0 | 0 | 0 | 0 | 0 | 0 | 0 | 0 | 0 | 0 |  | 1 | 1 | 1 | 1 | 1 | 1 | 1 | 1 | 1 | 0
PG&E North of Greater Bay Study Area | Bellota | 230 | 0 | 0 | 0 | 0 | 0 | 0 | 0 | 0 | 0 | 0 | 0 | 0 | 0 | 0 | 0 | 0 | 0 | 0 | 0 | 0 |  | 0 | 0 | 0 | 0 | 0 | 0 | 0 | 0 | 0 | 0 | 0 | 0 | 100 | 0 | 100 | 0 | 0 | 1 | 1 |  | 0 | 0 | 0 | 0 | 0 | 0 | 0 | 0 | 0 | 0 | 0 | 0 | 2 | 0 | 2 | 0 | 0 |  | 1 | 1 | 1 | 1 | 1 | 1 | 5 | 1 | 1 | 1
PG&E North of Greater Bay Study Area | Bellota | 115 | 0 | 3.8 | 0 | 0 | 0 | 0 | 0 | 0 | 0 | 0 | 0 | 0 | 0 | 0 | 0 | 132 | 0 | 132 | 0 | 1 |  | 0 | 4 | 0 | 0 | 0 | 0 | 0 | 0 | 0 | 0 | 0 | 0 | 0 | 238.4 | 238.4 | 157 | 0 | 1 | 1 |  | 0 | 0 | 0 | 0 | 0 | 0 | 0 | 0 | 0 | 0 | 0 | 0 | 0 | 2 | 2 | 1 | 0 |  | 1 | 1 | 1 | 1 | 1 | 1 | 4 | 3 | 1 | 1
SCE Northern Area | Big Creek | 230 | 0 | 0 | 0 | 0 | 0 | 0 | 0 | 0 | 0 | 0 | 0 | 0 | 0 | 0 | 0 | 0 | 0 | 0 | 0 | 0 |  | 0 | 4 | 0 | 0 | 0 | 0 | 0 | 0 | 0 | 0 | 0 | 0 | 0 | 0 | 0 | 0 | 0 | 1 | 0 |  | 0 | 2 | 0 | 0 | 0 | 0 | 0 | 0 | 0 | 0 | 0 | 0 | 0 | 0 | 0 | 0 | 0 |  | 1 | 4 | 1 | 1 | 1 | 1 | 1 | 1 | 1 | 1
PG&E North of Greater Bay Study Area | Birds Landing | 230 | 0 | 0 | 190 | 110 | 300 | 0 | 0 | 0 | 0 | 0 | 0 | 0 | 0 | 0 | 0 | 0 | 38.4 | 38.4 | 0 | 1 |  | 0 | 0 | 90 | 45 | 135 | 0 | 0 | 0 | 0 | 0 | 0 | 0 | 0 | 0 | 0 | 0 | 0 | 1 | 0 |  | 0 | 0 | 0 | 0 | 0 | 0 | 0 | 0 | 0 | 0 | 0 | 0 | 0 | 0 | 0 | 0 | 0 |  | 1 | 1 | 1 | 1 | 1 | 1 | 1 | 1 | 1 | 0
SCE Eastern Study Area | BlytheSC 161 kV | 161 | 0 | 0 | 0 | 0 | 0 | 0 | 0 | 0 | 0 | 0 | 0 | 0 | 0 | 0 | 0 | 0 | 0 | 0 | 0 | 0 |  | 0 | 0 | 0 | 0 | 0 | 0 | 0 | 0 | 0 | 0 | 0 | 0 | 0 | 0 | 0 | 0 | 0 | 0 | 2 |  | 0 | 0 | 0 | 0 | 0 | 0 | 0 | 0 | 0 | 0 | 0 | 0 | 0 | 0 | 0 | 0 | 0 |  | 1 | 1 | 1 | 1 | 1 | 1 | 1 | 1 | 1 | 0
PG&E North of Greater Bay Study Area | Bogue | 115 | 0 | 0 | 0 | 0 | 0 | 0 | 0 | 0 | 0 | 0 | 0 | 0 | 0 | 0 | 0 | 0 | 0 | 0 | 0 | 0 |  | 0 | 0 | 0 | 0 | 0 | 0 | 0 | 0 | 0 | 0 | 0 | 0 | 0 | 0 | 0 | 0 | 0 | 0 | 0 |  | 0 | 0 | 0 | 0 | 0 | 0 | 0 | 0 | 0 | 0 | 0 | 0 | 0 | 0 | 0 | 0 | 0 |  | 1 | 1 | 1 | 1 | 1 | 1 | 1 | 1 | 1 | 0
East of Pisgah Study Area | Bond Tap | 138 | 0 | 0 | 0 | 0 | 0 | 0 | 0 | 0 | 0 | 0 | 0 | 0 | 0 | 0 | 0 | 0 | 0 | 0 | 0 | 0 |  | 0 | 0 | 0 | 0 | 0 | 0 | 0 | 0 | 0 | 0 | 0 | 0 | 0 | 0 | 0 | 0 | 0 | 0 | 3 |  | 0 | 0 | 0 | 0 | 0 | 0 | 0 | 0 | 0 | 0 | 0 | 0 | 0 | 0 | 0 | 0 | 0 |  | 1 | 1 | 1 | 1 | 1 | 1 | 1 | 1 | 1 | 0
PG&E Fresno Study Area | Borden | 230 | 0 | 0 | 0 | 0 | 0 | 0 | 0 | 0 | 0 | 0 | 0 | 0 | 100 | 100 | 200 | 0 | 0 | 0 | 0 | 1 |  | 0 | 0 | 0 | 0 | 0 | 0 | 0 | 0 | 0 | 0 | 0 | 0 | 100 | 100 | 200 | 0 | 0 | 1 | 4 |  | 0 | 0 | 0 | 0 | 0 | 0 | 0 | 0 | 0 | 0 | 0 | 0 | 0 | 0 | 0 | 0 | 0 |  | 1 | 1 | 1 | 1 | 1 | 1 | 1 | 1 | 1 | 0
PG&E North of Greater Bay Study Area | Bottle Rock | 230 | 0 | 0 | 0 | 0 | 0 | 0 | 0 | 0 | 0 | 0 | 0 | 0 | 0 | 0 | 0 | 0 | 0 | 0 | 0 | 0 |  | 0 | 0 | 0 | 0 | 0 | 0 | 0 | 0 | 0 | 0 | 0 | 0 | 0 | 0 | 0 | 0 | 0 | 0 | 1 |  | 0 | 0 | 0 | 0 | 0 | 0 | 0 | 0 | 0 | 0 | 0 | 0 | 0 | 0 | 0 | 0 | 0 |  | 1 | 1 | 1 | 1 | 1 | 1 | 1 | 1 | 1 | 0
PG&E Greater Bay Study Area | Brentwood | 230 | 0 | 1 | 0 | 0 | 0 | 0 | 0 | 0 | 0 | 0 | 0 | 5.99 | 0 | 0 | 0 | 0.8 | 0 | 0.8 | 0 | 1 |  | 0 | 1 | 0 | 0 | 0 | 0 | 0 | 0 | 0 | 0 | 0 | 0 | 0 | 0 | 0 | 0 | 0 | 1 | 0 |  | 0 | 0 | 0 | 0 | 0 | 0 | 0 | 0 | 0 | 0 | 0 | 0 | 0 | 0 | 0 | 0 | 0 |  | 1 | 1 | 1 | 1 | 1 | 1 | 1 | 1 | 1 | 0
PG&E North of Greater Bay Study Area | Brighton | 230 | 0 | 0 | 0 | 0 | 0 | 0 | 0 | 0 | 0 | 0 | 0 | 0 | 0 | 0 | 0 | 0 | 0 | 0 | 0 | 0 |  | 0 | 0 | 0 | 0 | 0 | 0 | 0 | 0 | 0 | 0 | 0 | 0 | 0 | 0 | 0 | 0 | 0 | 0 | 0 |  | 0 | 0 | 0 | 0 | 0 | 0 | 0 | 0 | 0 | 0 | 0 | 0 | 0 | 0 | 0 | 0 | 0 |  | 1 | 1 | 1 | 1 | 1 | 1 | 1 | 1 | 1 | 0
PG&E North of Greater Bay Study Area | Brunswick | 115 | 0 | 7 | 0 | 0 | 0 | 0 | 0 | 0 | 0 | 0 | 0 | 0 | 0 | 0 | 0 | 0 | 0 | 0 | 0 | 1 |  | 0 | 0 | 0 | 0 | 0 | 0 | 0 | 0 | 0 | 0 | 0 | 0 | 0 | 0 | 0 | 0 | 0 | 0 | 0 |  | 0 | 0 | 0 | 0 | 0 | 0 | 0 | 0 | 0 | 0 | 0 | 0 | 0 | 0 | 0 | 0 | 0 |  | 1 | 1 | 1 | 1 | 1 | 1 | 1 | 1 | 1 | 0
PG&E Kern Study Area | Buena Vista PP | 230 | 0 | 0 | 0 | 0 | 0 | 0 | 0 | 0 | 0 | 0 | 0 | 0 | 0 | 0 | 0 | 0 | 0 | 0 | 0 | 0 |  | 0 | 0 | 0 | 0 | 0 | 0 | 0 | 0 | 0 | 0 | 0 | 0 | 0 | 0 | 0 | 0 | 0 | 0 | 0 |  | 0 | 0 | 0 | 0 | 0 | 0 | 0 | 0 | 0 | 0 | 0 | 0 | 0 | 0 | 0 | 0 | 0 |  | 1 | 1 | 1 | 1 | 1 | 1 | 1 | 1 | 1 | 0
PG&E Kern Study Area | Cabrillo | 115 | 0 | 0 | 91.2 | 0 | 91.2 | 0 | 0 | 0 | 0 | 0 | 0 | 0 | 0 | 0 | 0 | 0 | 0 | 0 | 0 | 1 |  | 0 | 0 | 99 | 0 | 99 | 0 | 0 | 0 | 0 | 0 | 0 | 0 | 0 | 0 | 0 | 0 | 0 | 1 | 0 |  | 0 | 0 | 0 | 0 | 0 | 0 | 0 | 0 | 0 | 0 | 0 | 0 | 0 | 0 | 0 | 0 | 0 |  | 1 | 1 | 1 | 1 | 1 | 1 | 1 | 1 | 1 | 0
PG&E Fresno Study Area | Cal Flats | 230 | 0 | 0 | 0 | 0 | 0 | 0 | 0 | 0 | 0 | 0 | 0 | 0 | 0 | 0 | 0 | 0 | 0 | 0 | 0 | 0 |  | 0 | 0 | 0 | 0 | 0 | 0 | 0 | 0 | 0 | 0 | 0 | 0 | 0 | 0 | 0 | 0 | 0 | 0 | 1 |  | 0 | 0 | 0 | 0 | 0 | 0 | 0 | 0 | 0 | 0 | 0 | 0 | 0 | 0 | 0 | 0 | 0 |  | 1 | 1 | 1 | 1 | 1 | 1 | 1 | 1 | 1 | 0
PG&E Kern Study Area | Cal Water | 115 | 0 | 0 | 0 | 0 | 0 | 0 | 0 | 0 | 0 | 0 | 0 | 0 | 0 | 0 | 0 | 0 | 0 | 0 | 0 | 0 |  | 0 | 0 | 0 | 0 | 0 | 0 | 0 | 0 | 0 | 0 | 0 | 0 | 0 | 0 | 0 | 0 | 0 | 0 | 0 |  | 0 | 0 | 0 | 0 | 0 | 0 | 0 | 0 | 0 | 0 | 0 | 0 | 0 | 0 | 0 | 0 | 0 |  | 1 | 1 | 1 | 1 | 1 | 1 | 1 | 1 | 1 | 0
SCE North of Lugo Study Area | Calcite | 230 | 0 | 0 | 0 | 0 | 0 | 0 | 0 | 0 | 0 | 0 | 0 | 0 | 150 | 250 | 400 | 200 | 0 | 200 | 0 | 1 |  | 0 | 0 | 0 | 0 | 0 | 0 | 0 | 0 | 0 | 0 | 0 | 0 | 200 | 250 | 450 | 200 | 0 | 1 | 1 |  | 0 | 0 | 0 | 0 | 0 | 0 | 0 | 0 | 0 | 0 | 0 | 0 | 1 | 0 | 1 | 0 | 0 |  | 1 | 1 | 1 | 1 | 1 | 1 | 3 | 1 | 1 | 1
PG&E Kern Study Area | Caliente | 230 | 0 | 1 | 200 | 10 | 210 | 0 | 0 | 0 | 0 | 0 | 0 | 0 | 100 | 0 | 100 | 0 | 0 | 0 | 0 | 1 |  | 0 | 2 | 180 | 0 | 180 | 0 | 0 | 0 | 0 | 0 | 0 | 0 | 100 | 0 | 100 | 0 | 0 | 1 | 0 |  | 0 | 2 | 0 | 0 | 0 | 0 | 0 | 0 | 0 | 0 | 0 | 0 | 0 | 0 | 0 | 0 | 0 |  | 1 | 4 | 1 | 1 | 1 | 1 | 1 | 1 | 1 | 1
PG&E Kern Study Area | Callender SS | 115 | 0 | 0 | 0 | 0 | 0 | 0 | 0 | 0 | 0 | 0 | 0 | 0 | 0 | 0 | 0 | 0 | 0 | 0 | 0 | 0 |  | 0 | 0 | 0 | 0 | 0 | 0 | 0 | 0 | 0 | 0 | 0 | 0 | 0 | 0 | 0 | 0 | 0 | 0 | 0 |  | 0 | 0 | 0 | 0 | 0 | 0 | 0 | 0 | 0 | 0 | 0 | 0 | 0 | 0 | 0 | 0 | 0 |  | 1 | 1 | 1 | 1 | 1 | 1 | 1 | 1 | 1 | 0
PG&E North of Greater Bay Study Area | Calpella | 115 | 0 | 0 | 0 | 0 | 0 | 0 | 0 | 0 | 0 | 0 | 0 | 4 | 0 | 0 | 0 | 0 | 0 | 0 | 0 | 1 |  | 0 | 0 | 0 | 0 | 0 | 0 | 0 | 0 | 0 | 0 | 0 | 0 | 0 | 0 | 0 | 0 | 0 | 0 | 0 |  | 0 | 0 | 0 | 0 | 0 | 0 | 0 | 0 | 0 | 0 | 0 | 0 | 0 | 0 | 0 | 0 | 0 |  | 1 | 1 | 1 | 1 | 1 | 1 | 1 | 1 | 1 | 0
PG&E Greater Bay Study Area | Camanche | 230 | 0 | 0 | 0 | 0 | 0 | 0 | 0 | 0 | 0 | 0 | 0 | 0 | 0 | 0 | 0 | 0 | 0 | 0 | 0 | 0 |  | 0 | 0 | 0 | 0 | 0 | 0 | 0 | 0 | 0 | 0 | 0 | 0 | 0 | 0 | 0 | 0 | 0 | 0 | 1 |  | 0 | 0 | 0 | 0 | 0 | 0 | 0 | 0 | 0 | 0 | 0 | 0 | 0 | 0 | 0 | 0 | 0 |  | 1 | 1 | 1 | 1 | 1 | 1 | 1 | 1 | 1 | 0
PG&E Fresno Study Area | Cantua | 115 | 0 | 0 | 0 | 0 | 0 | 0 | 0 | 0 | 0 | 0 | 0 | 0 | 0 | 0 | 0 | 0 | 0 | 0 | 0 | 0 |  | 0 | 0 | 0 | 0 | 0 | 0 | 0 | 0 | 0 | 0 | 0 | 0 | 0 | 0 | 0 | 0 | 0 | 0 | 0 |  | 0 | 0 | 0 | 0 | 0 | 0 | 0 | 0 | 0 | 0 | 0 | 0 | 0 | 0 | 0 | 0 | 0 |  | 1 | 1 | 1 | 1 | 1 | 1 | 1 | 1 | 1 | 0
SDG&E Study Area | Capistrano | 230 | 0 | 0 | 0 | 0 | 0 | 0 | 0 | 0 | 0 | 0 | 0 | 0 | 0 | 0 | 0 | 0 | 0 | 0 | 0 | 0 |  | 0 | 0 | 0 | 0 | 0 | 0 | 0 | 0 | 0 | 0 | 0 | 0 | 0 | 0 | 0 | 0 | 0 | 0 | 0 |  | 0 | 0 | 0 | 0 | 0 | 0 | 0 | 0 | 0 | 0 | 0 | 0 | 0 | 0 | 0 | 0 | 0 |  | 1 | 1 | 1 | 1 | 1 | 1 | 1 | 1 | 1 | 0
SDG&E Study Area | Capistrano | 138 | 0 | 0 | 0 | 0 | 0 | 0 | 0 | 0 | 0 | 0 | 0 | 0 | 0 | 0 | 0 | 250 | 0 | 250 | 0 | 1 |  | 0 | 0 | 0 | 0 | 0 | 0 | 0 | 0 | 0 | 0 | 0 | 0 | 0 | 0 | 0 | 250 | 0 | 1 | 0 |  | 0 | 0 | 0 | 0 | 0 | 0 | 0 | 0 | 0 | 0 | 0 | 0 | 0 | 0 | 0 | 0 | 0 |  | 1 | 1 | 1 | 1 | 1 | 1 | 1 | 1 | 1 | 0
PG&E North of Greater Bay Study Area | Carberry | 230 | 0 | 9.6 | 0 | 0 | 0 | 0 | 0 | 0 | 0 | 0 | 0 | 0 | 0 | 0 | 0 | 0 | 0 | 0 | 0 | 1 |  | 0 | 0 | 0 | 0 | 0 | 0 | 0 | 0 | 0 | 0 | 0 | 0 | 0 | 0 | 0 | 0 | 0 | 0 | 0 |  | 0 | 0 | 0 | 0 | 0 | 0 | 0 | 0 | 0 | 0 | 0 | 0 | 0 | 0 | 0 | 0 | 0 |  | 1 | 1 | 1 | 1 | 1 | 1 | 1 | 1 | 1 | 0
PG&E North of Greater Bay Study Area | Caribou | 230 | 0 | 11 | 0 | 0 | 0 | 0 | 0 | 0 | 0 | 0 | 0 | 0 | 0 | 0 | 0 | 0 | 0 | 0 | 0 | 1 |  | 0 | 0 | 0 | 0 | 0 | 0 | 0 | 0 | 0 | 0 | 0 | 0 | 0 | 0 | 0 | 0 | 0 | 0 | 0 |  | 0 | 0 | 0 | 0 | 0 | 0 | 0 | 0 | 0 | 0 | 0 | 0 | 0 | 0 | 0 | 0 | 0 |  | 1 | 1 | 1 | 1 | 1 | 1 | 1 | 1 | 1 | 0
PG&E North of Greater Bay Study Area | Carquinez | 115 | 0 | 0 | 0 | 0 | 0 | 0 | 0 | 0 | 0 | 0 | 0 | 0 | 0 | 0 | 0 | 0 | 0 | 0 | 0 | 0 |  | 0 | 1 | 0 | 0 | 0 | 0 | 0 | 0 | 0 | 0 | 0 | 5 | 0 | 0 | 0 | 0 | 0 | 1 | 0 |  | 0 | 2 | 0 | 0 | 0 | 0 | 0 | 0 | 0 | 0 | 0 | 2 | 0 | 0 | 0 | 0 | 0 |  | 1 | 4 | 1 | 1 | 1 | 4 | 1 | 1 | 1 | 1
PG&E Kern Study Area | Carrizo Plains | 115 | 0 | 0 | 0 | 0 | 0 | 0 | 0 | 0 | 0 | 0 | 0 | 0 | 0 | 0 | 0 | 0 | 0 | 0 | 0 | 0 |  | 0 | 0 | 0 | 0 | 0 | 0 | 0 | 0 | 0 | 0 | 0 | 0 | 0 | 0 | 0 | 0 | 0 | 0 | 0 |  | 0 | 0 | 0 | 0 | 0 | 0 | 0 | 0 | 0 | 0 | 0 | 0 | 0 | 0 | 0 | 0 | 0 |  | 1 | 1 | 1 | 1 | 1 | 1 | 1 | 1 | 1 | 0
PG&E Greater Bay Study Area | Castro Valley | 230 | 0 | 0 | 0 | 0 | 0 | 0 | 0 | 0 | 0 | 0 | 0 | 0 | 0 | 0 | 0 | 0 | 0 | 0 | 0 | 0 |  | 0 | 0 | 0 | 0 | 0 | 0 | 0 | 0 | 0 | 0 | 0 | 0 | 0 | 0 | 0 | 0 | 0 | 0 | 1 |  | 0 | 0 | 0 | 0 | 0 | 0 | 0 | 0 | 0 | 0 | 0 | 0 | 0 | 0 | 0 | 0 | 0 |  | 1 | 1 | 1 | 1 | 1 | 1 | 1 | 1 | 1 | 0
PG&E Greater Bay Study Area | Cayetano | 230 | 0 | 0 | 0 | 0 | 0 | 0 | 0 | 0 | 0 | 0 | 0 | 0 | 0 | 100 | 100 | 100 | 0 | 100 | 0 | 1 |  | 0 | 0 | 0 | 0 | 0 | 0 | 0 | 0 | 0 | 0 | 0 | 0 | 0 | 100 | 100 | 100 | 0 | 1 | 0 |  | 0 | 0 | 0 | 0 | 0 | 0 | 0 | 0 | 0 | 0 | 0 | 0 | 0 | 0 | 0 | 0 | 0 |  | 1 | 1 | 1 | 1 | 1 | 1 | 1 | 1 | 1 | 0
SCE Metro Study Area | Center | 230 | 0 | 0 | 0 | 0 | 0 | 0 | 0 | 0 | 0 | 0 | 0 | 0 | 0 | 0 | 0 | 90 | 80 | 170 | 0 | 1 |  | 0 | 1 | 0 | 0 | 0 | 0 | 0 | 0 | 0 | 0 | 0 | 0 | 0 | 0 | 0 | 0 | 0 | 1 | 0 |  | 0 | 2 | 0 | 0 | 0 | 0 | 0 | 0 | 0 | 0 | 0 | 0 | 0 | 0 | 0 | 0 | 0 |  | 1 | 4 | 1 | 1 | 1 | 1 | 1 | 1 | 1 | 1
PG&E Kern Study Area | Charca | 115 | 0 | 0 | 0 | 0 | 0 | 0 | 0 | 0 | 0 | 0 | 0 | 4.66 | 0 | 0 | 0 | 0 | 0 | 0 | 0 | 1 |  | 0 | 0 | 0 | 0 | 0 | 0 | 0 | 0 | 0 | 0 | 0 | 0 | 0 | 0 | 0 | 0 | 0 | 0 | 0 |  | 0 | 0 | 0 | 0 | 0 | 0 | 0 | 0 | 0 | 0 | 0 | 0 | 0 | 0 | 0 | 0 | 0 |  | 1 | 1 | 1 | 1 | 1 | 1 | 1 | 1 | 1 | 0
East of Pisgah Study Area | Charleston | 138 | 0 | 0 | 0 | 0 | 0 | 0 | 0 | 0 | 0 | 0 | 0 | 0 | 0 | 0 | 0 | 0 | 0 | 0 | 0 | 0 |  | 0 | 0 | 0 | 0 | 0 | 0 | 0 | 0 | 0 | 0 | 0 | 0 | 0 | 0 | 0 | 0 | 0 | 0 | 3 |  | 0 | 0 | 0 | 0 | 0 | 0 | 0 | 0 | 0 | 0 | 0 | 0 | 0 | 0 | 0 | 0 | 0 |  | 1 | 1 | 1 | 1 | 1 | 1 | 1 | 1 | 1 | 0
SCE Metro Study Area | Chevmain | 230 | 0 | 0 | 0 | 0 | 0 | 0 | 0 | 0 | 0 | 0 | 0 | 0 | 0 | 0 | 0 | 0 | 0 | 0 | 0 | 0 |  | 0 | 0 | 0 | 0 | 0 | 0 | 0 | 0 | 0 | 0 | 0 | 0 | 0 | 0 | 0 | 0 | 0 | 0 | 0 |  | 0 | 0 | 0 | 0 | 0 | 0 | 0 | 0 | 0 | 0 | 0 | 0 | 0 | 0 | 0 | 0 | 0 |  | 1 | 1 | 1 | 1 | 1 | 1 | 1 | 1 | 1 | 0
SDG&E Study Area | Chicarita | 138 | 0 | 0 | 0 | 0 | 0 | 0 | 0 | 0 | 0 | 0 | 0 | 0 | 0 | 0 | 0 | 0 | 0 | 0 | 0 | 0 |  | 0 | 0 | 0 | 0 | 0 | 0 | 0 | 0 | 0 | 0 | 0 | 0 | 0 | 0 | 0 | 0 | 0 | 0 | 1 |  | 0 | 0 | 0 | 0 | 0 | 0 | 0 | 0 | 0 | 0 | 0 | 0 | 0 | 0 | 0 | 0 | 0 |  | 1 | 1 | 1 | 1 | 1 | 1 | 1 | 1 | 1 | 0
SCE Metro Study Area | Chino | 230 | 0 | 0 | 0 | 0 | 0 | 0 | 0 | 0 | 0 | 0 | 0 | 0 | 0 | 0 | 0 | 20 | 0 | 20 | 0 | 1 |  | 0 | 0 | 0 | 0 | 0 | 0 | 0 | 0 | 0 | 0 | 0 | 0 | 0 | 0 | 0 | 20 | 0 | 1 | 0 |  | 0 | 0 | 0 | 0 | 0 | 0 | 0 | 0 | 0 | 0 | 0 | 0 | 0 | 0 | 0 | 0 | 0 |  | 1 | 1 | 1 | 1 | 1 | 1 | 1 | 1 | 1 | 0
PG&E Fresno Study Area | Chowchilla | 115 | 0 | 0 | 0 | 0 | 0 | 0 | 0 | 0 | 0 | 0 | 0 | 0 | 0 | 0 | 0 | 0 | 0 | 0 | 0 | 0 |  | 0 | 0 | 0 | 0 | 0 | 0 | 0 | 0 | 0 | 0 | 0 | 0 | 0 | 0 | 0 | 0 | 0 | 0 | 4 |  | 0 | 0 | 0 | 0 | 0 | 0 | 0 | 0 | 0 | 0 | 0 | 0 | 0 | 0 | 0 | 0 | 0 |  | 1 | 1 | 1 | 1 | 1 | 1 | 1 | 1 | 1 | 0
PG&E Greater Bay Study Area | Christie | 115 | 0 | 0 | 0 | 0 | 0 | 0 | 0 | 0 | 0 | 0 | 0 | 0 | 0 | 0 | 0 | 0 | 0 | 0 | 0 | 0 |  | 0 | 0 | 0 | 0 | 0 | 0 | 0 | 0 | 0 | 0 | 0 | 0 | 0 | 0 | 0 | 0 | 0 | 0 | 3 |  | 0 | 0 | 0 | 0 | 0 | 0 | 0 | 0 | 0 | 0 | 0 | 0 | 0 | 0 | 0 | 0 | 0 |  | 1 | 1 | 1 | 1 | 1 | 1 | 1 | 1 | 1 | 0
SCE Eastern Study Area | Cielo Azul | 500 | 0 | 0 | 0 | 0 | 0 | 0 | 0 | 0 | 0 | 0 | 0 | 0 | 700 | 1900 | 2600 | 500 | 450 | 950 | 0 | 1 |  | 0 | 0 | 0 | 0 | 0 | 0 | 0 | 0 | 0 | 0 | 0 | 0 | 0 | 0 | 0 | 0 | 0 | 0 | 3 |  | 0 | 0 | 0 | 0 | 0 | 0 | 0 | 0 | 0 | 0 | 0 | 0 | 0 | 0 | 0 | 0 | 0 |  | 1 | 1 | 1 | 1 | 1 | 1 | 1 | 1 | 1 | 0
PG&E North of Greater Bay Study Area | Cloverdale | 115 | 52.8 | 0 | 0 | 0 | 0 | 0 | 0 | 0 | 0 | 0 | 0 | 0 | 0 | 0 | 0 | 0 | 0 | 0 | 0 | 1 |  | 0 | 0 | 0 | 0 | 0 | 0 | 0 | 0 | 0 | 0 | 0 | 0 | 0 | 0 | 0 | 0 | 0 | 0 | 1 |  | 0 | 0 | 0 | 0 | 0 | 0 | 0 | 0 | 0 | 0 | 0 | 0 | 0 | 0 | 0 | 0 | 0 |  | 1 | 1 | 1 | 1 | 1 | 1 | 1 | 1 | 1 | 0
PG&E Greater Bay Study Area | Coburn | 230 | 0 | 4.82 | 100 | 0 | 100 | 0 | 0 | 0 | 0 | 0 | 0 | 0 | 0 | 0 | 0 | 0 | 32 | 32 | 0 | 1 |  | 0 | 2.82 | 0 | 0 | 0 | 0 | 0 | 0 | 0 | 0 | 0 | 0 | 0 | 0 | 0 | 6 | 0 | 1 | 4 |  | 0 | 0 | 0 | 0 | 0 | 0 | 0 | 0 | 0 | 0 | 0 | 0 | 0 | 0 | 0 | 0 | 0 |  | 1 | 1 | 1 | 1 | 1 | 1 | 1 | 1 | 1 | 0
PG&E North of Greater Bay Study Area | Colgate | 230 | 0 | 3 | 0 | 0 | 0 | 0 | 0 | 0 | 0 | 0 | 0 | 0 | 0 | 0 | 0 | 0 | 0 | 0 | 0 | 1 |  | 0 | 0 | 0 | 0 | 0 | 0 | 0 | 0 | 0 | 0 | 0 | 0 | 0 | 0 | 0 | 0 | 0 | 0 | 0 |  | 0 | 0 | 0 | 0 | 0 | 0 | 0 | 0 | 0 | 0 | 0 | 0 | 0 | 0 | 0 | 0 | 0 |  | 1 | 1 | 1 | 1 | 1 | 1 | 1 | 1 | 1 | 0
PG&E Greater Bay Study Area | Collinsville | 500 | 0 | 0 | 0 | 0 | 0 | 0 | 0 | 0 | 0 | 0 | 0 | 0 | 0 | 0 | 0 | 0 | 0 | 0 | 0 | 0 |  | 0 | 0 | 0 | 0 | 0 | 0 | 0 | 0 | 0 | 0 | 0 | 0 | 0 | 0 | 0 | 0 | 0 | 0 | 0 |  | 0 | 0 | 0 | 0 | 0 | 0 | 0 | 0 | 0 | 0 | 0 | 0 | 0 | 0 | 0 | 0 | 0 |  | 1 | 1 | 1 | 1 | 1 | 1 | 1 | 1 | 1 | 0
PG&E Greater Bay Study Area | Collinsville | 230 | 0 | 0 | 0 | 0 | 0 | 0 | 0 | 0 | 0 | 0 | 0 | 0 | 0 | 0 | 0 | 0 | 0 | 0 | 0 | 0 |  | 0 | 0 | 0 | 0 | 0 | 0 | 0 | 0 | 0 | 0 | 0 | 0 | 0 | 0 | 0 | 0 | 0 | 0 | 0 |  | 0 | 0 | 0 | 0 | 0 | 0 | 0 | 0 | 0 | 0 | 0 | 0 | 0 | 0 | 0 | 0 | 0 |  | 1 | 1 | 1 | 1 | 1 | 1 | 1 | 1 | 1 | 0
SCE Eastern Study Area | Colorado River | 500 | 0 | 0 | 0 | 0 | 0 | 0 | 0 | 0 | 0 | 0 | 0 | 0 | 0 | 0 | 0 | 0 | 0 | 0 | 0 | 0 |  | 0 | 0 | 0 | 0 | 0 | 0 | 0 | 0 | 0 | 0 | 0 | 0 | 334.6965 | 165.3035 | 500 | 0 | 0 | 1 | 3 |  | 0 | 0 | 0 | 0 | 0 | 0 | 0 | 0 | 0 | 0 | 0 | 0 | 2 | 2 | 2 | 0 | 0 |  | 1 | 1 | 1 | 1 | 1 | 1 | 5 | 1 | 1 | 1
SCE Eastern Study Area | Colorado River | 230 | 0 | 0 | 0 | 0 | 0 | 0 | 0 | 0 | 0 | 0 | 0 | 0 | 956.6 | 1026 | 1982.6 | 955 | 200 | 1155 | 0 | 1 |  | 0 | 0 | 0 | 0 | 0 | 0 | 0 | 0 | 0 | 0 | 0 | 0 | 879.6 | 1384.3 | 2263.9 | 994.31 | 0 | 1 | 0 |  | 0 | 0 | 0 | 0 | 0 | 0 | 0 | 0 | 0 | 0 | 0 | 0 | 0 | 1 | 1 | 0 | 0 |  | 1 | 1 | 1 | 1 | 1 | 1 | 3 | 1 | 1 | 1
PG&E Kern Study Area | Columbus | 115 | 0 | 0 | 0 | 0 | 0 | 0 | 0 | 0 | 0 | 0 | 0 | 0 | 0 | 0 | 0 | 0 | 0 | 0 | 0 | 0 |  | 0 | 0 | 0 | 0 | 0 | 0 | 0 | 0 | 0 | 0 | 0 | 0 | 0 | 0 | 0 | 0 | 0 | 0 | 0 |  | 0 | 0 | 0 | 0 | 0 | 0 | 0 | 0 | 0 | 0 | 0 | 0 | 0 | 0 | 0 | 0 | 0 |  | 1 | 1 | 1 | 1 | 1 | 1 | 1 | 1 | 1 | 0
PG&E Greater Bay Study Area | Contra Costa PP | 230 | 0 | 0 | 0 | 0 | 0 | 0 | 0 | 0 | 0 | 0 | 0 | 0 | 0 | 0 | 0 | 0 | 0 | 0 | 0 | 0 |  | 0 | 0 | 0 | 0 | 0 | 0 | 0 | 0 | 0 | 0 | 0 | 0 | 0 | 0 | 0 | 0 | 0 | 0 | 0 |  | 0 | 0 | 0 | 0 | 0 | 0 | 0 | 0 | 0 | 0 | 0 | 0 | 0 | 0 | 0 | 0 | 0 |  | 1 | 1 | 1 | 1 | 1 | 1 | 1 | 1 | 1 | 0
PG&E Greater Bay Study Area | Contra Costa | 230 | 0 | 0 | 0 | 0 | 0 | 0 | 0 | 0 | 0 | 0 | 0 | 0.9375 | 0 | 0 | 0 | 0 | 0 | 0 | 0 | 1 |  | 0 | 0 | 0 | 0 | 0 | 0 | 0 | 0 | 0 | 0 | 0 | 1 | 0 | 0 | 0 | 0 | 0 | 1 | 0 |  | 0 | 0 | 0 | 0 | 0 | 0 | 0 | 0 | 0 | 0 | 0 | 0 | 0 | 0 | 0 | 0 | 0 |  | 1 | 1 | 1 | 1 | 1 | 1 | 1 | 1 | 1 | 0
SCE North of Lugo Study Area | Control | 115 | 53.7 | 1.5 | 0 | 0 | 0 | 0 | 0 | 0 | 0 | 0 | 0 | 0 | 0 | 0 | 0 | 0 | 0 | 0 | 0 | 1 |  | 53 | 0 | 0 | 0 | 0 | 0 | 0 | 0 | 0 | 0 | 0 | 0 | 0 | 0 | 0 | 0 | 0 | 1 | 3 |  | 0 | 0 | 0 | 0 | 0 | 0 | 0 | 0 | 0 | 0 | 0 | 0 | 0 | 0 | 0 | 0 | 0 |  | 1 | 1 | 1 | 1 | 1 | 1 | 1 | 1 | 1 | 0
SCE North of Lugo Study Area | Coolwater | 230 | 0 | 0 | 0 | 0 | 0 | 0 | 0 | 0 | 0 | 0 | 0 | 0 | 0 | 0 | 0 | 0 | 0 | 0 | 0 | 0 |  | 0 | 0 | 0 | 0 | 0 | 0 | 0 | 0 | 0 | 0 | 0 | 0 | 0 | 0 | 0 | 0 | 0 | 0 | 3 |  | 0 | 0 | 0 | 0 | 0 | 0 | 0 | 0 | 0 | 0 | 0 | 0 | 0 | 0 | 0 | 0 | 0 |  | 1 | 1 | 1 | 1 | 1 | 1 | 1 | 1 | 1 | 0
SCE North of Lugo Study Area | Coolwater | 115 | 0 | 0 | 200 | 0 | 200 | 0 | 0 | 0 | 0 | 0 | 0 | 0 | 150 | 200 | 350 | 110 | 0 | 110 | 0 | 1 |  | 0 | 0 | 0 | 0 | 0 | 0 | 0 | 0 | 0 | 0 | 0 | 0 | 150 | 199.96 | 349.96 | 104 | 0 | 1 | 3 |  | 0 | 0 | 0 | 0 | 0 | 0 | 0 | 0 | 0 | 0 | 0 | 0 | 0 | 0 | 0 | 0 | 0 |  | 1 | 1 | 1 | 1 | 1 | 1 | 1 | 1 | 1 | 0
PG&E Fresno Study Area | Corcoran | 115 | 0 | 0 | 0 | 0 | 0 | 0 | 0 | 0 | 0 | 0 | 0 | 4 | 0 | 0 | 0 | 0 | 0 | 0 | 0 | 1 |  | 0 | 0 | 0 | 0 | 0 | 0 | 0 | 0 | 0 | 0 | 0 | 0 | 0 | 0 | 0 | 0 | 0 | 0 | 0 |  | 0 | 0 | 0 | 0 | 0 | 0 | 0 | 0 | 0 | 0 | 0 | 0 | 0 | 0 | 0 | 0 | 0 |  | 1 | 1 | 1 | 1 | 1 | 1 | 1 | 1 | 1 | 0
PG&E North of Greater Bay Study Area | Corona | 115 | 0 | 0 | 0 | 0 | 0 | 0 | 0 | 0 | 0 | 0 | 0 | 0 | 0 | 0 | 0 | 0 | 0 | 0 | 0 | 0 |  | 0 | 0 | 0 | 0 | 0 | 0 | 0 | 0 | 0 | 0 | 0 | 0 | 0 | 0 | 0 | 0 | 0 | 0 | 2 |  | 0 | 0 | 0 | 0 | 0 | 0 | 0 | 0 | 0 | 0 | 0 | 0 | 0 | 0 | 0 | 0 | 0 |  | 1 | 1 | 1 | 1 | 1 | 1 | 1 | 1 | 1 | 0
PG&E North of Greater Bay Study Area | Cortina | 230 | 0 | 0 | 0 | 0 | 0 | 0 | 0 | 0 | 0 | 0 | 0 | 0 | 0 | 0 | 0 | 0 | 0 | 0 | 0 | 0 |  | 0 | 0 | 0 | 0 | 0 | 0 | 0 | 0 | 0 | 0 | 0 | 0 | 0 | 0 | 0 | 0 | 0 | 0 | 0 |  | 0 | 0 | 0 | 0 | 0 | 0 | 0 | 0 | 0 | 0 | 0 | 0 | 0 | 0 | 0 | 0 | 0 |  | 1 | 1 | 1 | 1 | 1 | 1 | 1 | 1 | 1 | 0
PG&E North of Greater Bay Study Area | Cortina | 115 | 0 | 5 | 0 | 0 | 0 | 0 | 0 | 0 | 0 | 0 | 0 | 0 | 80 | 150 | 230 | 150 | 0 | 150 | 0 | 1 |  | 0 | 7 | 0 | 0 | 0 | 0 | 0 | 0 | 0 | 0 | 0 | 0 | 0 | 230 | 230 | 150 | 0 | 1 | 0 |  | 0 | 1 | 0 | 0 | 0 | 0 | 0 | 0 | 0 | 0 | 0 | 0 | 0 | 2 | 0 | 0 | 0 |  | 1 | 3 | 1 | 1 | 1 | 1 | 1 | 1 | 1 | 1
PG&E Greater Bay Study Area | Cottle | 230 | 0 | 3 | 0 | 0 | 0 | 0 | 0 | 0 | 0 | 0 | 0 | 0 | 0 | 0 | 0 | 0 | 0 | 0 | 0 | 1 |  | 0 | 0 | 0 | 0 | 0 | 0 | 0 | 0 | 0 | 0 | 0 | 0 | 0 | 0 | 0 | 0 | 0 | 0 | 2 |  | 0 | 0 | 0 | 0 | 0 | 0 | 0 | 0 | 0 | 0 | 0 | 0 | 0 | 0 | 0 | 0 | 0 |  | 1 | 1 | 1 | 1 | 1 | 1 | 1 | 1 | 1 | 0
PG&E North of Greater Bay Study Area | Cottonwood | 230 | 0 | 0 | 0 | 0 | 0 | 0 | 0 | 0 | 0 | 0 | 0 | 0 | 0 | 0 | 0 | 0 | 0 | 0 | 0 | 0 |  | 0 | 0 | 0 | 0 | 0 | 0 | 0 | 0 | 0 | 0 | 0 | 0 | 75 | 0 | 75 | 0 | 0 | 1 | 0 |  | 0 | 0 | 0 | 0 | 0 | 0 | 0 | 0 | 0 | 0 | 0 | 0 | 2 | 0 | 2 | 0 | 0 |  | 1 | 1 | 1 | 1 | 1 | 1 | 4 | 1 | 1 | 1
PG&E Greater Bay Study Area | Coyote | 230 | 0 | 0 | 0 | 0 | 0 | 0 | 0 | 0 | 0 | 0 | 0 | 0 | 0 | 0 | 0 | 0 | 0 | 0 | 0 | 0 |  | 0 | 0 | 0 | 0 | 0 | 0 | 0 | 0 | 0 | 0 | 0 | 0 | 0 | 0 | 0 | 0 | 0 | 0 | 1 |  | 0 | 0 | 0 | 0 | 0 | 0 | 0 | 0 | 0 | 0 | 0 | 0 | 0 | 0 | 0 | 0 | 0 |  | 1 | 1 | 1 | 1 | 1 | 1 | 1 | 1 | 1 | 0
SDG&E Study Area | Creelman | 69 | 0 | 0 | 0 | 0 | 0 | 0 | 0 | 0 | 0 | 0 | 0 | 0 | 0 | 0 | 0 | 0.47 | 0 | 0.47 | 0 | 1 |  | 0 | 0 | 0 | 0 | 0 | 0 | 0 | 0 | 0 | 0 | 0 | 0 | 0 | 0 | 0 | 0 | 0 | 0 | 0 |  | 0 | 0 | 0 | 0 | 0 | 0 | 0 | 0 | 0 | 0 | 0 | 0 | 0 | 0 | 0 | 0 | 0 |  | 1 | 1 | 1 | 1 | 1 | 1 | 1 | 1 | 1 | 0
PG&E Greater Bay Study Area | Crow Creek | 60 | 0 | 0 | 0 | 0 | 0 | 0 | 0 | 0 | 0 | 0 | 0 | 0 | 6.21 | 14.11 | 20.32 | 15 | 0 | 15 | 0 | 1 |  | 0 | 0 | 0 | 0 | 0 | 0 | 0 | 0 | 0 | 0 | 0 | 0 | 0 | 0 | 0 | 0 | 0 | 0 | 0 |  | 0 | 0 | 0 | 0 | 0 | 0 | 0 | 0 | 0 | 0 | 0 | 0 | 0 | 0 | 0 | 0 | 0 |  | 1 | 1 | 1 | 1 | 1 | 1 | 1 | 1 | 1 | 0
PG&E Greater Bay Study Area | Curtis | 115 | 0 | 5 | 0 | 0 | 0 | 0 | 0 | 0 | 0 | 0 | 0 | 0 | 0 | 0 | 0 | 0 | 0 | 0 | 0 | 1 |  | 0 | 5 | 0 | 0 | 0 | 0 | 0 | 0 | 0 | 0 | 0 | 0 | 0 | 0 | 0 | 10 | 0 | 1 | 0 |  | 0 | 0 | 0 | 0 | 0 | 0 | 0 | 0 | 0 | 0 | 0 | 0 | 0 | 0 | 0 | 2 | 0 |  | 1 | 1 | 1 | 1 | 1 | 1 | 1 | 4 | 1 | 1
PG&E Fresno Study Area | Dairyland | 115 | 0 | 0 | 0 | 0 | 0 | 0 | 0 | 0 | 0 | 0 | 0 | 0 | 0 | 0 | 0 | 0 | 0 | 0 | 0 | 0 |  | 0 | 0 | 0 | 0 | 0 | 0 | 0 | 0 | 0 | 0 | 0 | 0 | 0 | 0 | 0 | 0 | 0 | 0 | 0 |  | 0 | 0 | 0 | 0 | 0 | 0 | 0 | 0 | 0 | 0 | 0 | 0 | 0 | 0 | 0 | 0 | 0 |  | 1 | 1 | 1 | 1 | 1 | 1 | 1 | 1 | 1 | 0
PG&E North of Greater Bay Study Area | Davis | 115 | 0 | 0 | 0 | 0 | 0 | 0 | 0 | 0 | 0 | 0 | 0 | 0 | 0 | 0 | 0 | 0 | 0 | 0 | 0 | 0 |  | 0 | 0 | 0 | 0 | 0 | 0 | 0 | 0 | 0 | 0 | 0 | 0 | 0 | 0 | 0 | 0 | 0 | 0 | 0 |  | 0 | 0 | 0 | 0 | 0 | 0 | 0 | 0 | 0 | 0 | 0 | 0 | 0 | 0 | 0 | 0 | 0 |  | 1 | 1 | 1 | 1 | 1 | 1 | 1 | 1 | 1 | 0
SCE Metro Study Area | Del Amo | 230 | 0 | 0 | 0 | 0 | 0 | 0 | 0 | 0 | 0 | 0 | 0 | 0 | 0 | 0 | 0 | 10 | 0 | 10 | 0 | 1 |  | 0 | 0 | 0 | 0 | 0 | 0 | 0 | 0 | 0 | 0 | 0 | 0 | 0 | 0 | 0 | 0 | 0 | 0 | 0 |  | 0 | 0 | 0 | 0 | 0 | 0 | 0 | 0 | 0 | 0 | 0 | 0 | 0 | 0 | 0 | 0 | 0 |  | 1 | 1 | 1 | 1 | 1 | 1 | 1 | 1 | 1 | 0
SCE Eastern Study Area | Delaney | 500 | 0 | 0 | 0 | 0 | 0 | 0 | 0 | 0 | 0 | 0 | 0 | 0 | 10 | 290 | 300 | 0 | 100 | 100 | 0 | 1 |  | 0 | 0 | 0 | 0 | 0 | 0 | 0 | 0 | 0 | 0 | 0 | 0 | 1000 | 2000 | 3000 | 1041.979 | 0 | 1 | 3 |  | 0 | 0 | 0 | 0 | 0 | 0 | 0 | 0 | 0 | 0 | 0 | 0 | 2 | 2 | 2 | 2 | 0 |  | 1 | 1 | 1 | 1 | 1 | 1 | 5 | 5 | 1 | 1
PG&E North of Greater Bay Study Area | Delevan | 230 | 0 | 0 | 0 | 0 | 0 | 0 | 0 | 0 | 0 | 0 | 0 | 0 | 100 | 300 | 400 | 0 | 170 | 170 | 0 | 1 |  | 0 | 0 | 0 | 0 | 0 | 0 | 0 | 0 | 0 | 0 | 0 | 0 | 75 | 385 | 460 | 80 | 0 | 1 | 0 |  | 0 | 0 | 0 | 0 | 0 | 0 | 0 | 0 | 0 | 0 | 0 | 0 | 0 | 1 | 1 | 0 | 0 |  | 1 | 1 | 1 | 1 | 1 | 1 | 3 | 1 | 1 | 1
PG&E Greater Bay Study Area | Delta PP | 230 | 0 | 0 | 0 | 0 | 0 | 0 | 0 | 0 | 0 | 0 | 0 | 0 | 0 | 0 | 0 | 0 | 0 | 0 | 0 | 0 |  | 0 | 3.6 | 80 | 0 | 80 | 0 | 0 | 0 | 0 | 0 | 0 | 8 | 0 | 0 | 0 | 0 | 0 | 1 | 0 |  | 0 | 2 | 2 | 0 | 2 | 0 | 0 | 0 | 0 | 0 | 0 | 2 | 0 | 0 | 0 | 0 | 0 |  | 1 | 4 | 4 | 1 | 1 | 4 | 1 | 1 | 1 | 1
East of Pisgah Study Area | Desert View | 230 | 0 | 0 | 0 | 0 | 0 | 0 | 0 | 0 | 0 | 0 | 0 | 0 | 0 | 0 | 0 | 0 | 0 | 0 | 0 | 0 |  | 0 | 0 | 0 | 0 | 0 | 0 | 0 | 0 | 0 | 0 | 0 | 0 | 100 | 50 | 150 | 40 | 0 | 1 | 3 |  | 0 | 0 | 0 | 0 | 0 | 0 | 0 | 0 | 0 | 0 | 0 | 0 | 2 | 2 | 2 | 2 | 0 |  | 1 | 1 | 1 | 1 | 1 | 1 | 5 | 5 | 1 | 1
SCE Eastern Study Area | Devers | 500 | 0 | 0 | 0 | 0 | 0 | 0 | 0 | 0 | 0 | 0 | 0 | 0 | 0 | 0 | 0 | 0 | 0 | 0 | 0 | 0 |  | 0 | 0 | 0 | 0 | 0 | 0 | 0 | 0 | 0 | 0 | 0 | 0 | 0 | 0 | 0 | 0 | 0 | 0 | 1 |  | 0 | 0 | 0 | 0 | 0 | 0 | 0 | 0 | 0 | 0 | 0 | 0 | 0 | 0 | 0 | 0 | 0 |  | 1 | 1 | 1 | 1 | 1 | 1 | 1 | 1 | 1 | 0
SCE Eastern Study Area | Devers | 230 | 0 | 0 | 392.6 | 100 | 492.6 | 0 | 0 | 0 | 0 | 0 | 0 | 0 | 0 | 0 | 0 | 400 | 120 | 520 | 0 | 1 |  | 0 | 0 | 1.3 | 20 | 21.3 | 0 | 0 | 0 | 0 | 0 | 0 | 0 | 150 | 425 | 575 | 445 | 0 | 1 | 1 |  | 0 | 0 | 0 | 0 | 0 | 0 | 0 | 0 | 0 | 0 | 0 | 0 | 2 | 2 | 2 | 0 | 0 |  | 1 | 1 | 1 | 1 | 1 | 1 | 5 | 1 | 1 | 1
PG&E Kern Study Area | Diablo | 500 | 0 | 0 | 0 | 0 | 0 | 0 | 0 | 0 | 2000 | 0 | 2000 | 0 | 0 | 0 | 0 | 0 | 0 | 0 | 0 | 1 |  | 0 | 0 | 0 | 0 | 0 | 0 | 0 | 0 | 3100 | 0 | 3100 | 0 | 0 | 0 | 0 | 0 | 0 | 1 | 0 |  | 0 | 0 | 0 | 0 | 0 | 0 | 0 | 0 | 2 | 0 | 2 | 0 | 0 | 0 | 0 | 0 | 0 |  | 1 | 1 | 1 | 1 | 4 | 1 | 1 | 1 | 1 | 1
PG&E Kern Study Area | Diablo | 230 | 0 | 0 | 0 | 0 | 0 | 0 | 0 | 0 | 0 | 0 | 0 | 0 | 0 | 0 | 0 | 0 | 0 | 0 | 0 | 0 |  | 0 | 0 | 0 | 0 | 0 | 0 | 0 | 0 | 0 | 0 | 0 | 0 | 0 | 0 | 0 | 0 | 0 | 0 | 0 |  | 0 | 0 | 0 | 0 | 0 | 0 | 0 | 0 | 0 | 0 | 0 | 0 | 0 | 0 | 0 | 0 | 0 |  | 1 | 1 | 1 | 1 | 1 | 1 | 1 | 1 | 1 | 0
PG&E Greater Bay Study Area | Dixon Landing | 115 | 0 | 0 | 0 | 0 | 0 | 0 | 0 | 0 | 0 | 0 | 0 | 2.3 | 0 | 0 | 0 | 0 | 0 | 0 | 0 | 1 |  | 0 | 0 | 0 | 0 | 0 | 0 | 0 | 0 | 0 | 0 | 0 | 0 | 0 | 0 | 0 | 0 | 0 | 0 | 1 |  | 0 | 0 | 0 | 0 | 0 | 0 | 0 | 0 | 0 | 0 | 0 | 0 | 0 | 0 | 0 | 0 | 0 |  | 1 | 1 | 1 | 1 | 1 | 1 | 1 | 1 | 1 | 0
PG&E Greater Bay Study Area | Donnells PH | 115 | 0 | 3 | 0 | 0 | 0 | 0 | 0 | 0 | 0 | 0 | 0 | 0 | 0 | 0 | 0 | 0 | 0 | 0 | 0 | 1 |  | 0 | 3 | 0 | 0 | 0 | 0 | 0 | 0 | 0 | 0 | 0 | 0 | 0 | 0 | 0 | 0 | 0 | 1 | 0 |  | 0 | 0 | 0 | 0 | 0 | 0 | 0 | 0 | 0 | 0 | 0 | 0 | 0 | 0 | 0 | 0 | 0 |  | 1 | 1 | 1 | 1 | 1 | 1 | 1 | 1 | 1 | 0
PG&E Fresno Study Area | Dos Amigos | 230 | 0 | 0 | 0 | 0 | 0 | 0 | 0 | 0 | 0 | 0 | 0 | 3 | 0 | 0 | 0 | 0 | 0 | 0 | 0 | 1 |  | 0 | 0 | 0 | 0 | 0 | 0 | 0 | 0 | 0 | 0 | 0 | 0 | 0 | 0 | 0 | 0 | 0 | 0 | 1 |  | 0 | 0 | 0 | 0 | 0 | 0 | 0 | 0 | 0 | 0 | 0 | 0 | 0 | 0 | 0 | 0 | 0 |  | 1 | 1 | 1 | 1 | 1 | 1 | 1 | 1 | 1 | 0
PG&E North of Greater Bay Study Area | Drum | 115 | 0 | 0 | 0 | 0 | 0 | 0 | 0 | 0 | 0 | 0 | 0 | 0 | 0 | 0 | 0 | 0 | 0 | 0 | 0 | 0 |  | 0 | 0 | 0 | 0 | 0 | 0 | 0 | 0 | 0 | 0 | 0 | 0 | 0 | 0 | 0 | 0 | 0 | 0 | 0 |  | 0 | 0 | 0 | 0 | 0 | 0 | 0 | 0 | 0 | 0 | 0 | 0 | 0 | 0 | 0 | 0 | 0 |  | 1 | 1 | 1 | 1 | 1 | 1 | 1 | 1 | 1 | 0
PG&E Greater Bay Study Area | Dumbarton | 115 | 0 | 0 | 0 | 0 | 0 | 0 | 0 | 0 | 0 | 0 | 0 | 1 | 0 | 0 | 0 | 0 | 0 | 0 | 0 | 1 |  | 0 | 0 | 0 | 0 | 0 | 0 | 0 | 0 | 0 | 0 | 0 | 0 | 0 | 0 | 0 | 0 | 0 | 0 | 3 |  | 0 | 0 | 0 | 0 | 0 | 0 | 0 | 0 | 0 | 0 | 0 | 0 | 0 | 0 | 0 | 0 | 0 |  | 1 | 1 | 1 | 1 | 1 | 1 | 1 | 1 | 1 | 0
SCE Eastern Study Area | Eagle Mountain | 230 | 0 | 0 | 0 | 0 | 0 | 0 | 0 | 0 | 0 | 0 | 0 | 0 | 0 | 0 | 0 | 0 | 0 | 0 | 0 | 0 |  | 0 | 0 | 0 | 0 | 0 | 0 | 0 | 0 | 0 | 0 | 0 | 0 | 0 | 0 | 0 | 0 | 0 | 0 | 2 |  | 0 | 0 | 0 | 0 | 0 | 0 | 0 | 0 | 0 | 0 | 0 | 0 | 0 | 0 | 0 | 0 | 0 |  | 1 | 1 | 1 | 1 | 1 | 1 | 1 | 1 | 1 | 0
PG&E North of Greater Bay Study Area | Eagle Rock (PGE) | 115 | 32 | 2 | 104 | 27 | 131 | 0 | 0 | 0 | 0 | 0 | 0 | 0 | 0 | 0 | 0 | 0 | 0 | 0 | 0 | 1 |  | 0 | 1 | 0 | 0 | 0 | 0 | 0 | 0 | 0 | 0 | 0 | 0 | 0 | 0 | 0 | 0 | 0 | 1 | 1 |  | 0 | 0 | 0 | 0 | 0 | 0 | 0 | 0 | 0 | 0 | 0 | 0 | 0 | 0 | 0 | 0 | 0 |  | 1 | 1 | 1 | 1 | 1 | 1 | 1 | 1 | 1 | 0
SCE Metro Study Area | Eagle Rock (SCE) | 230 | 0 | 0 | 0 | 0 | 0 | 0 | 0 | 0 | 0 | 0 | 0 | 0 | 0 | 0 | 0 | 0 | 0 | 0 | 0 | 0 |  | 0 | 0 | 0 | 0 | 0 | 0 | 0 | 0 | 0 | 0 | 0 | 0 | 0 | 0 | 0 | 0 | 0 | 0 | 0 |  | 0 | 0 | 0 | 0 | 0 | 0 | 0 | 0 | 0 | 0 | 0 | 0 | 0 | 0 | 0 | 0 | 0 |  | 1 | 1 | 1 | 1 | 1 | 1 | 1 | 1 | 1 | 0
PG&E North of Greater Bay Study Area | East Nicolaus | 115 | 0 | 0 | 0 | 0 | 0 | 0 | 0 | 0 | 0 | 0 | 0 | 0 | 0 | 0 | 0 | 0 | 0 | 0 | 0 | 0 |  | 0 | 0 | 0 | 0 | 0 | 0 | 0 | 0 | 0 | 0 | 0 | 0 | 0 | 0 | 0 | 0 | 0 | 0 | 0 |  | 0 | 0 | 0 | 0 | 0 | 0 | 0 | 0 | 0 | 0 | 0 | 0 | 0 | 0 | 0 | 0 | 0 |  | 1 | 1 | 1 | 1 | 1 | 1 | 1 | 1 | 1 | 0
PG&E Greater Bay Study Area | East Shore | 230 | 0 | 0 | 0 | 0 | 0 | 0 | 0 | 0 | 0 | 0 | 0 | 0 | 0 | 0 | 0 | 0 | 0 | 0 | 0 | 0 |  | 0 | 0 | 0 | 0 | 0 | 0 | 0 | 0 | 0 | 0 | 0 | 0 | 0 | 0 | 0 | 0 | 0 | 0 | 1 |  | 0 | 0 | 0 | 0 | 0 | 0 | 0 | 0 | 0 | 0 | 0 | 0 | 0 | 0 | 0 | 0 | 0 |  | 1 | 1 | 1 | 1 | 1 | 1 | 1 | 1 | 1 | 0
PG&E Greater Bay Study Area | East Shore | 115 | 0 | 0 | 0 | 0 | 0 | 0 | 0 | 0 | 0 | 0 | 0 | 0 | 0 | 0 | 0 | 0 | 0 | 0 | 0 | 0 |  | 0 | 0 | 0 | 0 | 0 | 0 | 0 | 0 | 0 | 0 | 0 | 0 | 0 | 0 | 0 | 0 | 0 | 0 | 3 |  | 0 | 0 | 0 | 0 | 0 | 0 | 0 | 0 | 0 | 0 | 0 | 0 | 0 | 0 | 0 | 0 | 0 |  | 1 | 1 | 1 | 1 | 1 | 1 | 1 | 1 | 1 | 0
SDG&E Study Area | ECO | 500 | 0 | 0 | 1200 | 600 | 1800 | 0 | 0 | 0 | 0 | 0 | 0 | 0 | 0 | 0 | 0 | 0 | 0 | 0 | 0 | 1 |  | 0 | 0 | 0 | 0 | 0 | 0 | 0 | 0 | 0 | 0 | 0 | 0 | 0 | 0 | 0 | 0 | 0 | 0 | 7 |  | 0 | 0 | 0 | 0 | 0 | 0 | 0 | 0 | 0 | 0 | 0 | 0 | 0 | 0 | 0 | 0 | 0 |  | 1 | 1 | 1 | 1 | 1 | 1 | 1 | 1 | 1 | 0
SDG&E Study Area | ECO | 230 | 0 | 0 | 305 | 400 | 705 | 0 | 0 | 0 | 0 | 0 | 0 | 0 | 0 | 0 | 0 | 0 | 0 | 0 | 0 | 1 |  | 0 | 0 | 105 | 360 | 465 | 0 | 0 | 0 | 0 | 0 | 0 | 0 | 0 | 0 | 0 | 0 | 0 | 1 | 7 |  | 0 | 0 | 0 | 0 | 0 | 0 | 0 | 0 | 0 | 0 | 0 | 0 | 0 | 0 | 0 | 0 | 0 |  | 1 | 1 | 1 | 1 | 1 | 1 | 1 | 1 | 1 | 0
SDG&E Study Area | ECO | 138 | 0 | 0 | 60 | 0 | 60 | 0 | 0 | 0 | 0 | 0 | 0 | 0 | 0 | 182 | 182 | 117.15 | 0 | 117.15 | 0 | 1 |  | 0 | 0 | 135 | 0 | 135 | 0 | 0 | 0 | 0 | 0 | 0 | 0 | 0 | 180 | 180 | 107.5 | 0 | 1 | 7 |  | 0 | 0 | 2 | 0 | 2 | 0 | 0 | 0 | 0 | 0 | 0 | 0 | 0 | 0 | 0 | 0 | 0 |  | 1 | 1 | 5 | 1 | 1 | 1 | 1 | 1 | 1 | 1
PG&E Greater Bay Study Area | Edes | 115 | 0 | 0 | 0 | 0 | 0 | 0 | 0 | 0 | 0 | 0 | 0 | 0 | 0 | 0 | 0 | 0 | 0 | 0 | 0 | 0 |  | 0 | 0 | 0 | 0 | 0 | 0 | 0 | 0 | 0 | 0 | 0 | 0 | 0 | 0 | 0 | 0 | 0 | 0 | 0 |  | 0 | 0 | 0 | 0 | 0 | 0 | 0 | 0 | 0 | 0 | 0 | 0 | 0 | 0 | 0 | 0 | 0 |  | 1 | 1 | 1 | 1 | 1 | 1 | 1 | 1 | 1 | 0
PG&E Greater Bay Study Area | Eight Mile | 230 | 0 | 0 | 0 | 0 | 0 | 0 | 0 | 0 | 0 | 0 | 0 | 0 | 0 | 0 | 0 | 0 | 0 | 0 | 0 | 0 |  | 0 | 0 | 0 | 0 | 0 | 0 | 0 | 0 | 0 | 0 | 0 | 0 | 0 | 0 | 0 | 0 | 0 | 0 | 0 |  | 0 | 0 | 0 | 0 | 0 | 0 | 0 | 0 | 0 | 0 | 0 | 0 | 0 | 0 | 0 | 0 | 0 |  | 1 | 1 | 1 | 1 | 1 | 1 | 1 | 1 | 1 | 0
SDG&E Study Area | El Cajon | 69 | 0 | 0 | 0 | 0 | 0 | 0 | 0 | 0 | 0 | 0 | 0 | 0 | 0 | 0 | 0 | 50 | 0 | 50 | 0 | 1 |  | 0 | 0 | 0 | 0 | 0 | 0 | 0 | 0 | 0 | 0 | 0 | 0 | 0 | 0 | 0 | 0 | 0 | 0 | 1 |  | 0 | 0 | 0 | 0 | 0 | 0 | 0 | 0 | 0 | 0 | 0 | 0 | 0 | 0 | 0 | 0 | 0 |  | 1 | 1 | 1 | 1 | 1 | 1 | 1 | 1 | 1 | 0
SCE Eastern Study Area | El Casco | 230 | 0 | 0 | 200 | 0 | 200 | 0 | 0 | 0 | 0 | 0 | 0 | 0 | 0 | 0 | 0 | 165 | 0 | 165 | 0 | 1 |  | 0 | 0 | 0 | 0 | 0 | 0 | 0 | 0 | 0 | 0 | 0 | 0 | 0 | 0 | 0 | 165 | 0 | 1 | 1 |  | 0 | 0 | 0 | 0 | 0 | 0 | 0 | 0 | 0 | 0 | 0 | 0 | 0 | 0 | 0 | 0 | 0 |  | 1 | 1 | 1 | 1 | 1 | 1 | 1 | 1 | 1 | 0
PG&E Fresno Study Area | El Nido (PGE) | 115 | 0 | 0 | 0 | 0 | 0 | 0 | 0 | 0 | 0 | 0 | 0 | 3 | 0 | 0 | 0 | 0 | 0 | 0 | 0 | 1 |  | 0 | 0 | 0 | 0 | 0 | 0 | 0 | 0 | 0 | 0 | 0 | 0 | 0 | 0 | 0 | 0 | 0 | 0 | 4 |  | 0 | 0 | 0 | 0 | 0 | 0 | 0 | 0 | 0 | 0 | 0 | 0 | 0 | 0 | 0 | 0 | 0 |  | 1 | 1 | 1 | 1 | 1 | 1 | 1 | 1 | 1 | 0
SCE Metro Study Area | El Nido (SCE) | 230 | 0 | 0 | 0 | 0 | 0 | 0 | 0 | 0 | 0 | 0 | 0 | 0 | 0 | 0 | 0 | 0 | 13 | 13 | 0 | 1 |  | 0 | 0 | 0 | 0 | 0 | 0 | 0 | 0 | 0 | 0 | 0 | 0 | 0 | 0 | 0 | 0 | 0 | 0 | 0 |  | 0 | 0 | 0 | 0 | 0 | 0 | 0 | 0 | 0 | 0 | 0 | 0 | 0 | 0 | 0 | 0 | 0 |  | 1 | 1 | 1 | 1 | 1 | 1 | 1 | 1 | 1 | 0
PG&E Greater Bay Study Area | El Patio | 115 | 0 | 0 | 0 | 0 | 0 | 0 | 0 | 0 | 0 | 0 | 0 | 0 | 0 | 0 | 0 | 0 | 0 | 0 | 0 | 0 |  | 0 | 0 | 0 | 0 | 0 | 0 | 0 | 0 | 0 | 0 | 0 | 0 | 0 | 0 | 0 | 0 | 0 | 0 | 0 |  | 0 | 0 | 0 | 0 | 0 | 0 | 0 | 0 | 0 | 0 | 0 | 0 | 0 | 0 | 0 | 0 | 0 |  | 1 | 1 | 1 | 1 | 1 | 1 | 1 | 1 | 1 | 0
SCE Metro Study Area | El Segundo | 230 | 0 | 0 | 0 | 0 | 0 | 0 | 0 | 0 | 0 | 0 | 0 | 0 | 0 | 0 | 0 | 0 | 0 | 0 | 0 | 0 |  | 0 | 0 | 0 | 0 | 0 | 0 | 0 | 0 | 0 | 0 | 0 | 0 | 0 | 0 | 0 | 0 | 0 | 0 | 0 |  | 0 | 0 | 0 | 0 | 0 | 0 | 0 | 0 | 0 | 0 | 0 | 0 | 0 | 0 | 0 | 0 | 0 |  | 1 | 1 | 1 | 1 | 1 | 1 | 1 | 1 | 1 | 0
East of Pisgah Study Area | Eldorado | 500 | 240 | 0 | 0 | 0 | 0 | 4500 | 0 | 4500 | 0 | 0 | 0 | 0 | 0 | 0 | 0 | 0 | 0 | 0 | 0 | 1 |  | 305 | 0 | 0 | 0 | 0 | 2500 | 0 | 2500 | 0 | 0 | 0 | 0 | 0 | 0 | 0 | 0 | 0 | 1 | 2 |  | 1 | 0 | 0 | 0 | 0 | 0 | 0 | 0 | 0 | 0 | 0 | 0 | 0 | 0 | 0 | 0 | 0 |  | 3 | 1 | 1 | 1 | 1 | 1 | 1 | 1 | 1 | 1
East of Pisgah Study Area | Eldorado | 230 | 164.2 | 0 | 0 | 0 | 0 | 0 | 0 | 0 | 0 | 0 | 0 | 0 | 0 | 300 | 300 | 279 | 250 | 529 | 0 | 1 |  | 100 | 0 | 0 | 0 | 0 | 0 | 0 | 0 | 0 | 0 | 0 | 0 | 0 | 300 | 300 | 529 | 0 | 1 | 2 |  | 0 | 0 | 0 | 0 | 0 | 0 | 0 | 0 | 0 | 0 | 0 | 0 | 0 | 0 | 0 | 0 | 0 |  | 1 | 1 | 1 | 1 | 1 | 1 | 1 | 1 | 1 | 0
PG&E Kern Study Area | Elk Hills | 230 | 0 | 0 | 0 | 0 | 0 | 0 | 0 | 0 | 0 | 0 | 0 | 5.25 | 0 | 0 | 0 | 0 | 0 | 0 | 0 | 1 |  | 0 | 0 | 0 | 0 | 0 | 0 | 0 | 0 | 0 | 0 | 0 | 2.25 | 0 | 0 | 0 | 0 | 0 | 1 | 0 |  | 0 | 0 | 0 | 0 | 0 | 0 | 0 | 0 | 0 | 0 | 0 | 0 | 0 | 0 | 0 | 0 | 0 |  | 1 | 1 | 1 | 1 | 1 | 1 | 1 | 1 | 1 | 0
SDG&E Study Area | Elliot | 69 | 0 | 0 | 0 | 0 | 0 | 0 | 0 | 0 | 0 | 0 | 0 | 0 | 0 | 0 | 0 | 9.75 | 0 | 9.75 | 0 | 1 |  | 0 | 0 | 0 | 0 | 0 | 0 | 0 | 0 | 0 | 0 | 0 | 0 | 0 | 0 | 0 | 0 | 0 | 0 | 1 |  | 0 | 0 | 0 | 0 | 0 | 0 | 0 | 0 | 0 | 0 | 0 | 0 | 0 | 0 | 0 | 0 | 0 |  | 1 | 1 | 1 | 1 | 1 | 1 | 1 | 1 | 1 | 0
SCE Metro Study Area | Ellis | 230 | 0 | 0 | 0 | 0 | 0 | 0 | 0 | 0 | 0 | 0 | 0 | 0 | 0 | 0 | 0 | 0 | 0 | 0 | 0 | 0 |  | 0 | 0 | 0 | 0 | 0 | 0 | 0 | 0 | 0 | 0 | 0 | 0 | 0 | 0 | 0 | 0 | 0 | 0 | 0 |  | 0 | 0 | 0 | 0 | 0 | 0 | 0 | 0 | 0 | 0 | 0 | 0 | 0 | 0 | 0 | 0 | 0 |  | 1 | 1 | 1 | 1 | 1 | 1 | 1 | 1 | 1 | 0
SDG&E Study Area | Encina | 230 | 0 | 0 | 0 | 0 | 0 | 0 | 0 | 0 | 0 | 0 | 0 | 0 | 0 | 0 | 0 | 0 | 0 | 0 | 0 | 0 |  | 0 | 0 | 0 | 0 | 0 | 0 | 0 | 0 | 0 | 0 | 0 | 0 | 0 | 0 | 0 | 0 | 0 | 0 | 2 |  | 0 | 0 | 0 | 0 | 0 | 0 | 0 | 0 | 0 | 0 | 0 | 0 | 0 | 0 | 0 | 0 | 0 |  | 1 | 1 | 1 | 1 | 1 | 1 | 1 | 1 | 1 | 0
SDG&E Study Area | Escondido | 230 | 0 | 0 | 0 | 0 | 0 | 0 | 0 | 0 | 0 | 0 | 0 | 0 | 0 | 0 | 0 | 0 | 142 | 142 | 0 | 1 |  | 0 | 0 | 0 | 0 | 0 | 0 | 0 | 0 | 0 | 0 | 0 | 0 | 0 | 0 | 0 | 115 | 0 | 1 | 3 |  | 0 | 0 | 0 | 0 | 0 | 0 | 0 | 0 | 0 | 0 | 0 | 0 | 0 | 0 | 0 | 0 | 0 |  | 1 | 1 | 1 | 1 | 1 | 1 | 1 | 1 | 1 | 0
SCE Eastern Study Area | Etiwanda | 230 | 0 | 0 | 0 | 0 | 0 | 0 | 0 | 0 | 0 | 0 | 0 | 0 | 0 | 0 | 0 | 200 | 0 | 200 | 0 | 1 |  | 0 | 0 | 0 | 0 | 0 | 0 | 0 | 0 | 0 | 0 | 0 | 0 | 0 | 0 | 0 | 200 | 0 | 1 | 1 |  | 0 | 0 | 0 | 0 | 0 | 0 | 0 | 0 | 0 | 0 | 0 | 0 | 0 | 0 | 0 | 0 | 0 |  | 1 | 1 | 1 | 1 | 1 | 1 | 1 | 1 | 1 | 0
PG&E Greater Bay Study Area | Evergreen | 115 | 0 | 0 | 0 | 0 | 0 | 0 | 0 | 0 | 0 | 0 | 0 | 0 | 0 | 0 | 0 | 0 | 0 | 0 | 0 | 0 |  | 0 | 0 | 0 | 0 | 0 | 0 | 0 | 0 | 0 | 0 | 0 | 0 | 0 | 0 | 0 | 0 | 0 | 0 | 1 |  | 0 | 0 | 0 | 0 | 0 | 0 | 0 | 0 | 0 | 0 | 0 | 0 | 0 | 0 | 0 | 0 | 0 |  | 1 | 1 | 1 | 1 | 1 | 1 | 1 | 1 | 1 | 0
PG&E Fresno Study Area | Excelsior | 115 | 0 | 0 | 0 | 0 | 0 | 0 | 0 | 0 | 0 | 0 | 0 | 0 | 0 | 0 | 0 | 0 | 0 | 0 | 0 | 0 |  | 0 | 0 | 0 | 0 | 0 | 0 | 0 | 0 | 0 | 0 | 0 | 0 | 0 | 0 | 0 | 0 | 0 | 0 | 3 |  | 0 | 0 | 0 | 0 | 0 | 0 | 0 | 0 | 0 | 0 | 0 | 0 | 0 | 0 | 0 | 0 | 0 |  | 1 | 1 | 1 | 1 | 1 | 1 | 1 | 1 | 1 | 0
PG&E Kern Study Area | Fairway | 115 | 0 | 0 | 0 | 0 | 0 | 0 | 0 | 0 | 0 | 0 | 0 | 0 | 0 | 0 | 0 | 10 | 0 | 10 | 0 | 1 |  | 0 | 0 | 0 | 0 | 0 | 0 | 0 | 0 | 0 | 0 | 0 | 0 | 0 | 0 | 0 | 0 | 0 | 0 | 0 |  | 0 | 0 | 0 | 0 | 0 | 0 | 0 | 0 | 0 | 0 | 0 | 0 | 0 | 0 | 0 | 0 | 0 |  | 1 | 1 | 1 | 1 | 1 | 1 | 1 | 1 | 1 | 0
PG&E Kern Study Area | Famoso | 115 | 0 | 0 | 0 | 0 | 0 | 0 | 0 | 0 | 0 | 0 | 0 | 5 | 0 | 0 | 0 | 0 | 0 | 0 | 0 | 1 |  | 0 | 0 | 0 | 0 | 0 | 0 | 0 | 0 | 0 | 0 | 0 | 0 | 0 | 0 | 0 | 0 | 0 | 0 | 0 |  | 0 | 0 | 0 | 0 | 0 | 0 | 0 | 0 | 0 | 0 | 0 | 0 | 0 | 0 | 0 | 0 | 0 |  | 1 | 1 | 1 | 1 | 1 | 1 | 1 | 1 | 1 | 0
PG&E Greater Bay Study Area | Fibreboard (SPI Sonora) | 115 | 0 | 0 | 0 | 0 | 0 | 0 | 0 | 0 | 0 | 0 | 0 | 0 | 0 | 0 | 0 | 0 | 0 | 0 | 0 | 0 |  | 0 | 0 | 0 | 0 | 0 | 0 | 0 | 0 | 0 | 0 | 0 | 0 | 0 | 0 | 0 | 0 | 0 | 0 | 0 |  | 0 | 0 | 0 | 0 | 0 | 0 | 0 | 0 | 0 | 0 | 0 | 0 | 0 | 0 | 0 | 0 | 0 |  | 1 | 1 | 1 | 1 | 1 | 1 | 1 | 1 | 1 | 0
PG&E Fresno Study Area | Figarden | 230 | 0 | 0 | 0 | 0 | 0 | 0 | 0 | 0 | 0 | 0 | 0 | 0 | 0 | 0 | 0 | 0 | 0 | 0 | 0 | 0 |  | 0 | 0 | 0 | 0 | 0 | 0 | 0 | 0 | 0 | 0 | 0 | 0 | 0 | 0 | 0 | 0 | 0 | 0 | 4 |  | 0 | 0 | 0 | 0 | 0 | 0 | 0 | 0 | 0 | 0 | 0 | 0 | 0 | 0 | 0 | 0 | 0 |  | 1 | 1 | 1 | 1 | 1 | 1 | 1 | 1 | 1 | 0
PG&E Fresno Study Area | Fink (Proposed) | 230 | 0 | 0 | 0 | 0 | 0 | 0 | 0 | 0 | 0 | 0 | 0 | 0 | 220 | 0 | 220 | 162 | 30 | 192 | 0 | 1 |  | 0 | 0 | 0 | 0 | 0 | 0 | 0 | 0 | 0 | 0 | 0 | 0 | 0 | 0 | 0 | 0 | 0 | 0 | 1 |  | 0 | 0 | 0 | 0 | 0 | 0 | 0 | 0 | 0 | 0 | 0 | 0 | 0 | 0 | 0 | 0 | 0 |  | 1 | 1 | 1 | 1 | 1 | 1 | 1 | 1 | 1 | 0
PG&E Greater Bay Study Area | FMC | 115 | 0 | 0 | 0 | 0 | 0 | 0 | 0 | 0 | 0 | 0 | 0 | 0 | 0 | 0 | 0 | 0 | 0 | 0 | 0 | 0 |  | 0 | 0 | 0 | 0 | 0 | 0 | 0 | 0 | 0 | 0 | 0 | 0 | 0 | 0 | 0 | 0 | 0 | 0 | 1 |  | 0 | 0 | 0 | 0 | 0 | 0 | 0 | 0 | 0 | 0 | 0 | 0 | 0 | 0 | 0 | 0 | 0 |  | 1 | 1 | 1 | 1 | 1 | 1 | 1 | 1 | 1 | 0
PG&E Greater Bay Study Area | Frogtown | 115 | 0 | 0 | 0 | 0 | 0 | 0 | 0 | 0 | 0 | 0 | 0 | 0 | 0 | 0 | 0 | 0 | 0 | 0 | 0 | 0 |  | 0 | 0 | 0 | 0 | 0 | 0 | 0 | 0 | 0 | 0 | 0 | 0 | 0 | 0 | 0 | 0 | 0 | 0 | 0 |  | 0 | 0 | 0 | 0 | 0 | 0 | 0 | 0 | 0 | 0 | 0 | 0 | 0 | 0 | 0 | 0 | 0 |  | 1 | 1 | 1 | 1 | 1 | 1 | 1 | 1 | 1 | 0
PG&E North of Greater Bay Study Area | Fulton | 230 | 17 | 0 | 0 | 0 | 0 | 0 | 0 | 0 | 0 | 0 | 0 | 0 | 0 | 0 | 0 | 38 | 0 | 38 | 0 | 1 |  | 56 | 1 | 0 | 0 | 0 | 0 | 0 | 0 | 0 | 0 | 0 | 0 | 0 | 0 | 0 | 25 | 0 | 1 | 1 |  | 2 | 2 | 0 | 0 | 0 | 0 | 0 | 0 | 0 | 0 | 0 | 0 | 0 | 0 | 0 | 0 | 0 |  | 5 | 5 | 1 | 1 | 1 | 1 | 1 | 1 | 1 | 1
PG&E North of Greater Bay Study Area | Fulton | 115 | 0 | 2 | 0 | 0 | 0 | 0 | 0 | 0 | 0 | 0 | 0 | 0 | 0 | 0 | 0 | 0 | 0 | 0 | 0 | 1 |  | 0 | 0 | 0 | 0 | 0 | 0 | 0 | 0 | 0 | 0 | 0 | 0 | 0 | 0 | 0 | 0 | 0 | 0 | 2 |  | 0 | 0 | 0 | 0 | 0 | 0 | 0 | 0 | 0 | 0 | 0 | 0 | 0 | 0 | 0 | 0 | 0 |  | 1 | 1 | 1 | 1 | 1 | 1 | 1 | 1 | 1 | 0
East of Pisgah Study Area | Carpenter Canyon (fka Gamebird) | 230 | 0 | 0 | 0 | 0 | 0 | 0 | 0 | 0 | 0 | 0 | 0 | 0 | 210 | 0 | 210 | 200 | 0 | 200 | 0 | 1 |  | 0 | 0 | 0 | 0 | 0 | 0 | 0 | 0 | 0 | 0 | 0 | 0 | 250 | 215 | 465 | 200 | 0 | 1 | 3 |  | 0 | 0 | 0 | 0 | 0 | 0 | 0 | 0 | 0 | 0 | 0 | 0 | 1 | 2 | 2 | 0 | 0 |  | 1 | 1 | 1 | 1 | 1 | 1 | 4 | 1 | 1 | 1
East of Pisgah Study Area | Carpenter Canyon (fka Gamebird) | 138 | 0 | 0 | 0 | 0 | 0 | 0 | 0 | 0 | 0 | 0 | 0 | 0 | 0 | 0 | 0 | 0 | 0 | 0 | 0 | 0 |  | 0 | 0 | 0 | 0 | 0 | 0 | 0 | 0 | 0 | 0 | 0 | 0 | 0 | 0 | 0 | 0 | 0 | 0 | 3 |  | 0 | 0 | 0 | 0 | 0 | 0 | 0 | 0 | 0 | 0 | 0 | 0 | 0 | 0 | 0 | 0 | 0 |  | 1 | 1 | 1 | 1 | 1 | 1 | 1 | 1 | 1 | 0
PG&E Kern Study Area | Ganso | 115 | 0 | 1 | 0 | 0 | 0 | 0 | 0 | 0 | 0 | 0 | 0 | 1.5 | 0 | 0 | 0 | 0 | 0 | 0 | 0 | 1 |  | 0 | 0 | 0 | 0 | 0 | 0 | 0 | 0 | 0 | 0 | 0 | 0 | 0 | 0 | 0 | 0 | 0 | 0 | 0 |  | 0 | 0 | 0 | 0 | 0 | 0 | 0 | 0 | 0 | 0 | 0 | 0 | 0 | 0 | 0 | 0 | 0 |  | 1 | 1 | 1 | 1 | 1 | 1 | 1 | 1 | 1 | 0
PG&E Fresno Study Area | Gates | 500 | 0 | 0 | 0 | 0 | 0 | 0 | 0 | 0 | 0 | 0 | 0 | 0 | 0 | 0 | 0 | 0 | 0 | 0 | 0 | 0 |  | 0 | 0 | 0 | 0 | 0 | 0 | 0 | 0 | 0 | 0 | 0 | 0 | 0 | 0 | 0 | 300 | 0 | 1 | 0 |  | 0 | 0 | 0 | 0 | 0 | 0 | 0 | 0 | 0 | 0 | 0 | 0 | 0 | 0 | 0 | 2 | 0 |  | 1 | 1 | 1 | 1 | 1 | 1 | 1 | 4 | 1 | 1
PG&E Fresno Study Area | Gates | 230 | 0 | 0 | 0 | 0 | 0 | 0 | 0 | 0 | 0 | 0 | 0 | 4.59 | 996.5 | 393.5 | 1390 | 763.131 | 180 | 943.131 | 0 | 1 |  | 0 | 0 | 0 | 0 | 0 | 0 | 0 | 0 | 0 | 0 | 0 | 0 | 1050 | 650 | 1700 | 439.88 | 0 | 1 | 3 |  | 0 | 0 | 0 | 0 | 0 | 0 | 0 | 0 | 0 | 0 | 0 | 0 | 0 | 2 | 1 | 0 | 0 |  | 1 | 1 | 1 | 1 | 1 | 1 | 3 | 1 | 1 | 1
PG&E Fresno Study Area | New Sub - Gates - Midway (Proposed) | 230 | 0 | 0 | 0 | 0 | 0 | 0 | 0 | 0 | 0 | 0 | 0 | 0 | 0 | 500 | 500 | 0 | 400 | 400 | 0 | 1 |  | 0 | 0 | 0 | 0 | 0 | 0 | 0 | 0 | 0 | 0 | 0 | 0 | 0 | 0 | 0 | 0 | 0 | 0 | 1 |  | 0 | 0 | 0 | 0 | 0 | 0 | 0 | 0 | 0 | 0 | 0 | 0 | 0 | 0 | 0 | 0 | 0 |  | 1 | 1 | 1 | 1 | 1 | 1 | 1 | 1 | 1 | 0
PG&E Kern Study Area | New Sub - Gates - Templeton (Proposed) | 230 | 0 | 0 | 0 | 0 | 0 | 0 | 0 | 0 | 0 | 0 | 0 | 0 | 0 | 0 | 0 | 0 | 0 | 0 | 0 | 0 |  | 0 | 0 | 0 | 0 | 0 | 0 | 0 | 0 | 0 | 0 | 0 | 0 | 0 | 0 | 0 | 0 | 0 | 0 | 1 |  | 0 | 0 | 0 | 0 | 0 | 0 | 0 | 0 | 0 | 0 | 0 | 0 | 0 | 0 | 0 | 0 | 0 |  | 1 | 1 | 1 | 1 | 1 | 1 | 1 | 1 | 1 | 0
PG&E North of Greater Bay Study Area | Geysers 12 | 230 | 43 | 0 | 0 | 0 | 0 | 0 | 0 | 0 | 0 | 0 | 0 | 0 | 0 | 0 | 0 | 0 | 0 | 0 | 0 | 1 |  | 83 | 0 | 0 | 0 | 0 | 0 | 0 | 0 | 0 | 0 | 0 | 0 | 0 | 0 | 0 | 0 | 0 | 1 | 1 |  | 2 | 0 | 0 | 0 | 0 | 0 | 0 | 0 | 0 | 0 | 0 | 0 | 0 | 0 | 0 | 0 | 0 |  | 5 | 1 | 1 | 1 | 1 | 1 | 1 | 1 | 1 | 1
PG&E North of Greater Bay Study Area | Geysers 17 | 230 | 0 | 0 | 0 | 0 | 0 | 0 | 0 | 0 | 0 | 0 | 0 | 0 | 0 | 0 | 0 | 0 | 0 | 0 | 0 | 0 |  | 0 | 0 | 0 | 0 | 0 | 0 | 0 | 0 | 0 | 0 | 0 | 0 | 0 | 0 | 0 | 0 | 0 | 0 | 1 |  | 0 | 0 | 0 | 0 | 0 | 0 | 0 | 0 | 0 | 0 | 0 | 0 | 0 | 0 | 0 | 0 | 0 |  | 1 | 1 | 1 | 1 | 1 | 1 | 1 | 1 | 1 | 0
PG&E North of Greater Bay Study Area | Geysers 5&6 | 115 | 0 | 0 | 0 | 0 | 0 | 0 | 0 | 0 | 0 | 0 | 0 | 0 | 0 | 0 | 0 | 0 | 0 | 0 | 0 | 0 |  | 0 | 0 | 0 | 0 | 0 | 0 | 0 | 0 | 0 | 0 | 0 | 0 | 0 | 0 | 0 | 0 | 0 | 0 | 1 |  | 0 | 0 | 0 | 0 | 0 | 0 | 0 | 0 | 0 | 0 | 0 | 0 | 0 | 0 | 0 | 0 | 0 |  | 1 | 1 | 1 | 1 | 1 | 1 | 1 | 1 | 1 | 0
PG&E North of Greater Bay Study Area | Geysers 9&10 Sonoma | 230 | 0 | 0 | 0 | 0 | 0 | 0 | 0 | 0 | 0 | 0 | 0 | 0 | 0 | 0 | 0 | 0 | 0 | 0 | 0 | 0 |  | 0 | 0 | 0 | 0 | 0 | 0 | 0 | 0 | 0 | 0 | 0 | 0 | 0 | 0 | 0 | 0 | 0 | 0 | 2 |  | 0 | 0 | 0 | 0 | 0 | 0 | 0 | 0 | 0 | 0 | 0 | 0 | 0 | 0 | 0 | 0 | 0 |  | 1 | 1 | 1 | 1 | 1 | 1 | 1 | 1 | 1 | 0
PG&E Fresno Study Area | Giffen | 70 | 0 | 0 | 0 | 0 | 0 | 0 | 0 | 0 | 0 | 0 | 0 | 0 | 0 | 0 | 0 | 0 | 0 | 0 | 0 | 0 |  | 0 | 0 | 0 | 0 | 0 | 0 | 0 | 0 | 0 | 0 | 0 | 0 | 0 | 0 | 0 | 0 | 0 | 0 | 4 |  | 0 | 0 | 0 | 0 | 0 | 0 | 0 | 0 | 0 | 0 | 0 | 0 | 0 | 0 | 0 | 0 | 0 |  | 1 | 1 | 1 | 1 | 1 | 1 | 1 | 1 | 1 | 0
PG&E North of Greater Bay Study Area | Glenn | 230 | 0 | 2 | 365 | 68 | 433 | 0 | 0 | 0 | 0 | 0 | 0 | 0 | 0 | 0 | 0 | 0 | 0 | 0 | 5 | 1 |  | 0 | 1 | 30 | 98 | 128 | 0 | 0 | 0 | 0 | 0 | 0 | 0 | 0 | 0 | 0 | 0 | 0 | 1 | 0 |  | 0 | 0 | 0 | 1 | 0 | 0 | 0 | 0 | 0 | 0 | 0 | 0 | 0 | 0 | 0 | 0 | 0 |  | 1 | 1 | 1 | 1 | 1 | 1 | 1 | 1 | 1 | 0
PG&E North of Greater Bay Study Area | Gold Hill | 230 | 0 | 0 | 0 | 0 | 0 | 0 | 0 | 0 | 0 | 0 | 0 | 0 | 0 | 0 | 0 | 50 | 0 | 50 | 0 | 1 |  | 0 | 0 | 0 | 0 | 0 | 0 | 0 | 0 | 0 | 0 | 0 | 0 | 0 | 0 | 0 | 50 | 0 | 1 | 0 |  | 0 | 0 | 0 | 0 | 0 | 0 | 0 | 0 | 0 | 0 | 0 | 0 | 0 | 0 | 0 | 0 | 0 |  | 1 | 1 | 1 | 1 | 1 | 1 | 1 | 1 | 1 | 0
SCE Northern Area | Goleta | 230 | 0 | 2.9 | 0 | 0 | 0 | 0 | 0 | 0 | 0 | 0 | 0 | 0 | 0 | 0 | 0 | 70 | 0 | 70 | 0 | 1 |  | 0 | 2.274 | 0 | 0 | 0 | 0 | 0 | 0 | 0 | 0 | 0 | 0 | 0 | 0 | 0 | 70 | 0 | 1 | 0 |  | 0 | 0 | 0 | 0 | 0 | 0 | 0 | 0 | 0 | 0 | 0 | 0 | 0 | 0 | 0 | 0 | 0 |  | 1 | 1 | 1 | 1 | 1 | 1 | 1 | 1 | 1 | 0
SCE Metro Study Area | Goodrich | 230 | 0 | 0 | 0 | 0 | 0 | 0 | 0 | 0 | 0 | 0 | 0 | 0 | 0 | 0 | 0 | 0 | 0 | 0 | 0 | 0 |  | 0 | 0 | 0 | 0 | 0 | 0 | 0 | 0 | 0 | 0 | 0 | 0 | 0 | 0 | 0 | 0 | 0 | 0 | 0 |  | 0 | 0 | 0 | 0 | 0 | 0 | 0 | 0 | 0 | 0 | 0 | 0 | 0 | 0 | 0 | 0 | 0 |  | 1 | 1 | 1 | 1 | 1 | 1 | 1 | 1 | 1 | 0
PG&E Kern Study Area | Goose Lake | 115 | 0 | 0 | 0 | 0 | 0 | 0 | 0 | 0 | 0 | 0 | 0 | 0 | 0 | 0 | 0 | 0 | 0 | 0 | 0 | 0 |  | 0 | 0 | 0 | 0 | 0 | 0 | 0 | 0 | 0 | 0 | 0 | 0 | 0 | 0 | 0 | 0 | 0 | 0 | 0 |  | 0 | 0 | 0 | 0 | 0 | 0 | 0 | 0 | 0 | 0 | 0 | 0 | 0 | 0 | 0 | 0 | 0 |  | 1 | 1 | 1 | 1 | 1 | 1 | 1 | 1 | 1 | 0
SCE Metro Study Area | Gould | 230 | 0 | 0 | 0 | 0 | 0 | 0 | 0 | 0 | 0 | 0 | 0 | 0 | 0 | 0 | 0 | 0 | 0 | 0 | 0 | 0 |  | 0 | 0 | 0 | 0 | 0 | 0 | 0 | 0 | 0 | 0 | 0 | 0 | 0 | 0 | 0 | 0 | 0 | 0 | 0 |  | 0 | 0 | 0 | 0 | 0 | 0 | 0 | 0 | 0 | 0 | 0 | 0 | 0 | 0 | 0 | 0 | 0 |  | 1 | 1 | 1 | 1 | 1 | 1 | 1 | 1 | 1 | 0
PG&E Greater Bay Study Area | Grant | 115 | 0 | 0 | 0 | 0 | 0 | 0 | 0 | 0 | 0 | 0 | 0 | 0 | 0 | 0 | 0 | 0 | 0 | 0 | 0 | 0 |  | 0 | 0 | 0 | 0 | 0 | 0 | 0 | 0 | 0 | 0 | 0 | 0 | 0 | 0 | 0 | 0 | 0 | 0 | 3 |  | 0 | 0 | 0 | 0 | 0 | 0 | 0 | 0 | 0 | 0 | 0 | 0 | 0 | 0 | 0 | 0 | 0 |  | 1 | 1 | 1 | 1 | 1 | 1 | 1 | 1 | 1 | 0
PG&E Greater Bay Study Area | Green Valley | 115 | 0 | 0 | 0 | 0 | 0 | 0 | 0 | 0 | 0 | 0 | 0 | 0 | 0 | 0 | 0 | 0 | 0 | 0 | 0 | 0 |  | 0 | 0 | 0 | 0 | 0 | 0 | 0 | 0 | 0 | 0 | 0 | 0 | 0 | 0 | 0 | 0 | 0 | 0 | 2 |  | 0 | 0 | 0 | 0 | 0 | 0 | 0 | 0 | 0 | 0 | 0 | 0 | 0 | 0 | 0 | 0 | 0 |  | 1 | 1 | 1 | 1 | 1 | 1 | 1 | 1 | 1 | 0
PG&E North of Greater Bay Study Area | Greenleaf 1 | 115 | 0 | 0 | 0 | 0 | 0 | 0 | 0 | 0 | 0 | 0 | 0 | 0 | 0 | 0 | 0 | 0 | 0 | 0 | 0 | 0 |  | 0 | 0 | 0 | 0 | 0 | 0 | 0 | 0 | 0 | 0 | 0 | 0 | 0 | 0 | 0 | 0 | 0 | 0 | 0 |  | 0 | 0 | 0 | 0 | 0 | 0 | 0 | 0 | 0 | 0 | 0 | 0 | 0 | 0 | 0 | 0 | 0 |  | 1 | 1 | 1 | 1 | 1 | 1 | 1 | 1 | 1 | 0
PG&E Fresno Study Area | Gregg | 230 | 0 | 0 | 0 | 0 | 0 | 0 | 0 | 0 | 0 | 0 | 0 | 0 | 0 | 0 | 0 | 0 | 0 | 0 | 0 | 0 |  | 0 | 0 | 0 | 0 | 0 | 0 | 0 | 0 | 0 | 0 | 0 | 0 | 50 | 105 | 155 | 55.4 | 0 | 1 | 4 |  | 0 | 0 | 0 | 0 | 0 | 0 | 0 | 0 | 0 | 0 | 0 | 0 | 2 | 2 | 2 | 2 | 0 |  | 1 | 1 | 1 | 1 | 1 | 1 | 5 | 5 | 1 | 1
PG&E Kern Study Area | Grimmway-Malaga | 115 | 0 | 0 | 0 | 0 | 0 | 0 | 0 | 0 | 0 | 0 | 0 | 2.4 | 0 | 0 | 0 | 0 | 0 | 0 | 0 | 1 |  | 0 | 0 | 0 | 0 | 0 | 0 | 0 | 0 | 0 | 0 | 0 | 0 | 0 | 0 | 0 | 0 | 0 | 0 | 0 |  | 0 | 0 | 0 | 0 | 0 | 0 | 0 | 0 | 0 | 0 | 0 | 0 | 0 | 0 | 0 | 0 | 0 |  | 1 | 1 | 1 | 1 | 1 | 1 | 1 | 1 | 1 | 0
PG&E Fresno Study Area | GWF Hanford | 115 | 0 | 0 | 0 | 0 | 0 | 0 | 0 | 0 | 0 | 0 | 0 | 0 | 0 | 0 | 0 | 32 | 0 | 32 | 0 | 1 |  | 0 | 0 | 0 | 0 | 0 | 0 | 0 | 0 | 0 | 0 | 0 | 0 | 0 | 0 | 0 | 0 | 0 | 0 | 4 |  | 0 | 0 | 0 | 0 | 0 | 0 | 0 | 0 | 0 | 0 | 0 | 0 | 0 | 0 | 0 | 0 | 0 |  | 1 | 1 | 1 | 1 | 1 | 1 | 1 | 1 | 1 | 0
SCE Metro Study Area | HarborGen | 230 | 0 | 0 | 0 | 0 | 0 | 0 | 0 | 0 | 0 | 0 | 0 | 0 | 0 | 0 | 0 | 0 | 0 | 0 | 0 | 0 |  | 0 | 0 | 0 | 0 | 0 | 0 | 0 | 0 | 0 | 0 | 0 | 0 | 0 | 0 | 0 | 0 | 0 | 0 | 0 |  | 0 | 0 | 0 | 0 | 0 | 0 | 0 | 0 | 0 | 0 | 0 | 0 | 0 | 0 | 0 | 0 | 0 |  | 1 | 1 | 1 | 1 | 1 | 1 | 1 | 1 | 1 | 0
East of Pisgah Study Area | Harry Allen | 500 | 0 | 0 | 0 | 0 | 0 | 1204.1 | 0 | 1204.1 | 0 | 0 | 0 | 0 | 0 | 0 | 0 | 0 | 0 | 0 | 0 | 1 |  | 0 | 0 | 0 | 0 | 0 | 0 | 0 | 0 | 0 | 0 | 0 | 0 | 0 | 0 | 0 | 0 | 0 | 0 | 2 |  | 0 | 0 | 0 | 0 | 0 | 0 | 0 | 0 | 0 | 0 | 0 | 0 | 0 | 0 | 0 | 0 | 0 |  | 1 | 1 | 1 | 1 | 1 | 1 | 1 | 1 | 1 | 0
SDG&E Study Area | Hassayampa | 500 | 0 | 0 | 0 | 0 | 0 | 0 | 0 | 0 | 0 | 0 | 0 | 0 | 302.5 | 0 | 302.5 | 22.5 | 0 | 22.5 | 0 | 1 |  | 0 | 0 | 0 | 0 | 0 | 0 | 0 | 0 | 0 | 0 | 0 | 0 | 300 | 171 | 471 | 20 | 0 | 1 | 4 |  | 0 | 0 | 0 | 0 | 0 | 0 | 0 | 0 | 0 | 0 | 0 | 0 | 0 | 2 | 2 | 0 | 0 |  | 1 | 1 | 1 | 1 | 1 | 1 | 4 | 1 | 1 | 1
PG&E Fresno Study Area | Helm | 230 | 0 | 0 | 0 | 0 | 0 | 0 | 0 | 0 | 0 | 0 | 0 | 0 | 0 | 95 | 95 | 0 | 62 | 62 | 0 | 1 |  | 0 | 0 | 0 | 0 | 0 | 0 | 0 | 0 | 0 | 0 | 0 | 0 | 120 | 95 | 215 | 95 | 0 | 1 | 4 |  | 0 | 0 | 0 | 0 | 0 | 0 | 0 | 0 | 0 | 0 | 0 | 0 | 2 | 0 | 2 | 2 | 0 |  | 1 | 1 | 1 | 1 | 1 | 1 | 5 | 5 | 1 | 1
PG&E Fresno Study Area | Henrietta | 230 | 0 | 0 | 0 | 0 | 0 | 0 | 0 | 0 | 0 | 0 | 0 | 3 | 0 | 75 | 75 | 40 | 0 | 40 | 0 | 1 |  | 0 | 0 | 0 | 0 | 0 | 0 | 0 | 0 | 0 | 0 | 0 | 0 | 25 | 95 | 120 | 68 | 0 | 1 | 2 |  | 0 | 0 | 0 | 0 | 0 | 0 | 0 | 0 | 0 | 0 | 0 | 0 | 2 | 1 | 2 | 2 | 0 |  | 1 | 1 | 1 | 1 | 1 | 1 | 5 | 5 | 1 | 1
PG&E Fresno Study Area | Herndon | 230 | 0 | 1.9 | 0 | 0 | 0 | 0 | 0 | 0 | 0 | 0 | 0 | 0 | 0 | 0 | 0 | 0 | 0 | 0 | 0 | 1 |  | 0 | 0 | 0 | 0 | 0 | 0 | 0 | 0 | 0 | 0 | 0 | 0 | 0 | 0 | 0 | 0 | 0 | 0 | 4 |  | 0 | 0 | 0 | 0 | 0 | 0 | 0 | 0 | 0 | 0 | 0 | 0 | 0 | 0 | 0 | 0 | 0 |  | 1 | 1 | 1 | 1 | 1 | 1 | 1 | 1 | 1 | 0
PG&E Greater Bay Study Area | Hicks | 230 | 0 | 0 | 0 | 0 | 0 | 0 | 0 | 0 | 0 | 0 | 0 | 0 | 0 | 0 | 0 | 0 | 0 | 0 | 0 | 0 |  | 0 | 0 | 0 | 0 | 0 | 0 | 0 | 0 | 0 | 0 | 0 | 0 | 0 | 0 | 0 | 0 | 0 | 0 | 1 |  | 0 | 0 | 0 | 0 | 0 | 0 | 0 | 0 | 0 | 0 | 0 | 0 | 0 | 0 | 0 | 0 | 0 |  | 1 | 1 | 1 | 1 | 1 | 1 | 1 | 1 | 1 | 0
PG&E North of Greater Bay Study Area | Higgins | 115 | 0 | 15 | 0 | 0 | 0 | 0 | 0 | 0 | 0 | 0 | 0 | 0 | 0 | 0 | 0 | 0 | 0 | 0 | 0 | 1 |  | 0 | 16.4 | 0 | 0 | 0 | 0 | 0 | 0 | 0 | 0 | 0 | 0 | 0 | 0 | 0 | 0 | 0 | 1 | 0 |  | 0 | 0 | 0 | 0 | 0 | 0 | 0 | 0 | 0 | 0 | 0 | 0 | 0 | 0 | 0 | 0 | 0 |  | 1 | 1 | 1 | 1 | 1 | 1 | 1 | 1 | 1 | 0
SCE Metro Study Area | Hinson | 230 | 0 | 5.6 | 0 | 0 | 0 | 0 | 0 | 0 | 0 | 0 | 0 | 2.4 | 0 | 0 | 0 | 250 | 0 | 250 | 0 | 1 |  | 0 | 2.8 | 0 | 0 | 0 | 0 | 0 | 0 | 0 | 0 | 0 | 0 | 0 | 0 | 0 | 300 | 0 | 1 | 0 |  | 0 | 0 | 0 | 0 | 0 | 0 | 0 | 0 | 0 | 0 | 0 | 0 | 0 | 0 | 0 | 1 | 0 |  | 1 | 1 | 1 | 1 | 1 | 1 | 1 | 3 | 1 | 1
PG&E Greater Bay Study Area | Hollister | 115 | 0 | 0 | 0 | 0 | 0 | 0 | 0 | 0 | 0 | 0 | 0 | 0 | 0 | 0 | 0 | 10 | 0 | 10 | 0 | 1 |  | 0 | 0 | 0 | 0 | 0 | 0 | 0 | 0 | 0 | 0 | 0 | 0 | 0 | 0 | 0 | 0 | 0 | 0 | 2 |  | 0 | 0 | 0 | 0 | 0 | 0 | 0 | 0 | 0 | 0 | 0 | 0 | 0 | 0 | 0 | 0 | 0 |  | 1 | 1 | 1 | 1 | 1 | 1 | 1 | 1 | 1 | 0
PG&E North of Greater Bay Study Area | Homestake | 115 | 0 | 0 | 0 | 0 | 0 | 0 | 0 | 0 | 0 | 0 | 0 | 0 | 0 | 0 | 0 | 0 | 0 | 0 | 0 | 0 |  | 0 | 0 | 0 | 0 | 0 | 0 | 0 | 0 | 0 | 0 | 0 | 0 | 0 | 0 | 0 | 0 | 0 | 0 | 1 |  | 0 | 0 | 0 | 0 | 0 | 0 | 0 | 0 | 0 | 0 | 0 | 0 | 0 | 0 | 0 | 0 | 0 |  | 1 | 1 | 1 | 1 | 1 | 1 | 1 | 1 | 1 | 0
PG&E North of Greater Bay Study Area | Honcut | 115 | 0 | 0 | 0 | 0 | 0 | 0 | 0 | 0 | 0 | 0 | 0 | 0 | 0 | 0 | 0 | 0 | 0 | 0 | 0 | 0 |  | 0 | 0 | 0 | 0 | 0 | 0 | 0 | 0 | 0 | 0 | 0 | 0 | 0 | 0 | 0 | 0 | 0 | 0 | 0 |  | 0 | 0 | 0 | 0 | 0 | 0 | 0 | 0 | 0 | 0 | 0 | 0 | 0 | 0 | 0 | 0 | 0 |  | 1 | 1 | 1 | 1 | 1 | 1 | 1 | 1 | 1 | 0
SDG&E Study Area | Hoodoo Wash | 500 | 0 | 0 | 0 | 0 | 0 | 0 | 0 | 0 | 0 | 0 | 0 | 0 | 250 | 700 | 950 | 400 | 100 | 500 | 0 | 1 |  | 0 | 0 | 0 | 0 | 0 | 0 | 0 | 0 | 0 | 0 | 0 | 0 | 250 | 776 | 1026 | 505 | 0 | 1 | 6 |  | 0 | 0 | 0 | 0 | 0 | 0 | 0 | 0 | 0 | 0 | 0 | 0 | 0 | 0 | 0 | 0 | 0 |  | 1 | 1 | 1 | 1 | 1 | 1 | 1 | 1 | 1 | 0
PG&E North of Greater Bay Study Area | Hopland | 115 | 0 | 0 | 0 | 0 | 0 | 0 | 0 | 0 | 0 | 0 | 0 | 0 | 0 | 0 | 0 | 0 | 0 | 0 | 0 | 0 |  | 0 | 0 | 0 | 0 | 0 | 0 | 0 | 0 | 0 | 0 | 0 | 0 | 0 | 0 | 0 | 0 | 0 | 0 | 0 |  | 0 | 0 | 0 | 0 | 0 | 0 | 0 | 0 | 0 | 0 | 0 | 0 | 0 | 0 | 0 | 0 | 0 |  | 1 | 1 | 1 | 1 | 1 | 1 | 1 | 1 | 1 | 0
PG&E North of Greater Bay Study Area | Humboldt | 115 | 0 | 2.5 | 0 | 0 | 0 | 0 | 0 | 0 | 0 | 0 | 0 | 7.969 | 0 | 0 | 0 | 1.25 | 0 | 1.25 | 0 | 1 |  | 0 | 2 | 0 | 0 | 0 | 0 | 0 | 0 | 0 | 161 | 161 | 2 | 0 | 0 | 0 | 5 | 0 | 1 | 0 |  | 0 | 0 | 0 | 0 | 0 | 0 | 0 | 0 | 0 | 2 | 2 | 0 | 0 | 0 | 0 | 2 | 0 |  | 1 | 1 | 1 | 1 | 4 | 1 | 1 | 4 | 1 | 1
PG&E North of Greater Bay Study Area | Humboldt (Proposed) | 500 | 0 | 0 | 0 | 0 | 0 | 0 | 0 | 0 | 0 | 0 | 0 | 0 | 0 | 0 | 0 | 0 | 0 | 0 | 0 | 0 |  | 0 | 0 | 0 | 0 | 0 | 0 | 0 | 0 | 1446 | 0 | 1446 | 0 | 0 | 0 | 0 | 0 | 0 | 1 | 0 |  | 0 | 0 | 0 | 0 | 0 | 0 | 0 | 0 | 2 | 0 | 2 | 0 | 0 | 0 | 0 | 0 | 0 |  | 1 | 1 | 1 | 1 | 4 | 1 | 1 | 1 | 1 | 1
SCE Metro Study Area | Huntington Beach | 230 | 0 | 0 | 0 | 0 | 0 | 0 | 0 | 0 | 0 | 0 | 0 | 0 | 0 | 0 | 0 | 0 | 0 | 0 | 0 | 0 |  | 0 | 0 | 0 | 0 | 0 | 0 | 0 | 0 | 0 | 0 | 0 | 0 | 0 | 0 | 0 | 0 | 0 | 0 | 0 |  | 0 | 0 | 0 | 0 | 0 | 0 | 0 | 0 | 0 | 0 | 0 | 0 | 0 | 0 | 0 | 0 | 0 |  | 1 | 1 | 1 | 1 | 1 | 1 | 1 | 1 | 1 | 0
PG&E North of Greater Bay Study Area | Ignacio | 230 | 0 | 0 | 0 | 0 | 0 | 0 | 0 | 0 | 0 | 0 | 0 | 0 | 0 | 0 | 0 | 0 | 0 | 0 | 0 | 0 |  | 0 | 0 | 0 | 0 | 0 | 0 | 0 | 0 | 0 | 0 | 0 | 0 | 0 | 0 | 0 | 0 | 0 | 0 | 0 |  | 0 | 0 | 0 | 0 | 0 | 0 | 0 | 0 | 0 | 0 | 0 | 0 | 0 | 0 | 0 | 0 | 0 |  | 1 | 1 | 1 | 1 | 1 | 1 | 1 | 1 | 1 | 0
PG&E North of Greater Bay Study Area | Ignacio | 115 | 0 | 0 | 0 | 0 | 0 | 0 | 0 | 0 | 0 | 0 | 0 | 0 | 0 | 0 | 0 | 0 | 0 | 0 | 0 | 0 |  | 0 | 0 | 0 | 0 | 0 | 0 | 0 | 0 | 0 | 0 | 0 | 0 | 0 | 0 | 0 | 0 | 0 | 0 | 1 |  | 0 | 0 | 0 | 0 | 0 | 0 | 0 | 0 | 0 | 0 | 0 | 0 | 0 | 0 | 0 | 0 | 0 |  | 1 | 1 | 1 | 1 | 1 | 1 | 1 | 1 | 1 | 0
SDG&E Study Area | Imperial Valley | 500 | 0 | 0 | 0 | 0 | 0 | 0 | 0 | 0 | 0 | 0 | 0 | 0 | 0 | 0 | 0 | 0 | 0 | 0 | 0 | 0 |  | 0 | 0 | 0 | 0 | 0 | 0 | 0 | 0 | 0 | 0 | 0 | 0 | 0 | 0 | 0 | 0 | 0 | 0 | 7 |  | 0 | 0 | 0 | 0 | 0 | 0 | 0 | 0 | 0 | 0 | 0 | 0 | 0 | 0 | 0 | 0 | 0 |  | 1 | 1 | 1 | 1 | 1 | 1 | 1 | 1 | 1 | 0
SDG&E Study Area | Imperial Valley | 230 | 100 | 0 | 0 | 0 | 0 | 0 | 0 | 0 | 0 | 0 | 0 | 0 | 120 | 0 | 120 | 345 | 0 | 345 | 0 | 1 |  | 50 | 0 | 0 | 0 | 0 | 0 | 0 | 0 | 0 | 0 | 0 | 0 | 120 | 563 | 683 | 345 | 0 | 1 | 7 |  | 0 | 0 | 0 | 0 | 0 | 0 | 0 | 0 | 0 | 0 | 0 | 0 | 0 | 2 | 2 | 0 | 0 |  | 1 | 1 | 1 | 1 | 1 | 1 | 4 | 1 | 1 | 1
East of Pisgah Study Area | Innovation | 230 | 0 | 0 | 100 | 100 | 200 | 0 | 0 | 0 | 0 | 0 | 0 | 0 | 300 | 0 | 300 | 100 | 50 | 150 | 0 | 1 |  | 0 | 0 | 93 | 0 | 93 | 0 | 0 | 0 | 0 | 0 | 0 | 0 | 237 | 65 | 302 | 150 | 0 | 1 | 3 |  | 0 | 0 | 0 | 0 | 0 | 0 | 0 | 0 | 0 | 0 | 0 | 0 | 0 | 2 | 0 | 0 | 0 |  | 1 | 1 | 1 | 1 | 1 | 1 | 1 | 1 | 1 | 0
East of Pisgah Study Area | Innovation | 138 | 0 | 0 | 0 | 0 | 0 | 0 | 0 | 0 | 0 | 0 | 0 | 0 | 0 | 0 | 0 | 0 | 0 | 0 | 0 | 0 |  | 0 | 0 | 0 | 0 | 0 | 0 | 0 | 0 | 0 | 0 | 0 | 0 | 0 | 0 | 0 | 0 | 0 | 0 | 3 |  | 0 | 0 | 0 | 0 | 0 | 0 | 0 | 0 | 0 | 0 | 0 | 0 | 0 | 0 | 0 | 0 | 0 |  | 1 | 1 | 1 | 1 | 1 | 1 | 1 | 1 | 1 | 0
SCE North of Lugo Study Area | Inyokern | 115 | 0 | 0 | 0 | 0 | 0 | 0 | 0 | 0 | 0 | 0 | 0 | 2 | 0 | 0 | 0 | 0 | 0 | 0 | 0 | 1 |  | 0 | 0 | 0 | 0 | 0 | 0 | 0 | 0 | 0 | 0 | 0 | 2.078 | 0 | 0 | 0 | 0 | 0 | 1 | 3 |  | 0 | 0 | 0 | 0 | 0 | 0 | 0 | 0 | 0 | 0 | 0 | 0 | 0 | 0 | 0 | 0 | 0 |  | 1 | 1 | 1 | 1 | 1 | 1 | 1 | 1 | 1 | 0
East of Pisgah Study Area | IS Tap | 138 | 0 | 0 | 0 | 0 | 0 | 0 | 0 | 0 | 0 | 0 | 0 | 0 | 0 | 0 | 0 | 0 | 0 | 0 | 0 | 0 |  | 0 | 0 | 0 | 0 | 0 | 0 | 0 | 0 | 0 | 0 | 0 | 0 | 0 | 0 | 0 | 0 | 0 | 0 | 2 |  | 0 | 0 | 0 | 0 | 0 | 0 | 0 | 0 | 0 | 0 | 0 | 0 | 0 | 0 | 0 | 0 | 0 |  | 1 | 1 | 1 | 1 | 1 | 1 | 1 | 1 | 1 | 0
East of Pisgah Study Area | Ivanpah | 230 | 0 | 0 | 0 | 0 | 0 | 0 | 0 | 0 | 0 | 0 | 0 | 0 | 0 | 0 | 0 | 0 | 0 | 0 | 0 | 0 |  | 0 | 0 | 0 | 0 | 0 | 0 | 0 | 0 | 0 | 0 | 0 | 0 | 0 | 0 | 0 | 0 | 0 | 0 | 0 |  | 0 | 0 | 0 | 0 | 0 | 0 | 0 | 0 | 0 | 0 | 0 | 0 | 0 | 0 | 0 | 0 | 0 |  | 1 | 1 | 1 | 1 | 1 | 1 | 1 | 1 | 1 | 0
East of Pisgah Study Area | Jackass (DOE) | 138 | 0 | 0 | 0 | 0 | 0 | 0 | 0 | 0 | 0 | 0 | 0 | 0 | 0 | 0 | 0 | 0 | 0 | 0 | 0 | 0 |  | 0 | 0 | 0 | 0 | 0 | 0 | 0 | 0 | 0 | 0 | 0 | 0 | 0 | 0 | 0 | 0 | 0 | 0 | 2 |  | 0 | 0 | 0 | 0 | 0 | 0 | 0 | 0 | 0 | 0 | 0 | 0 | 0 | 0 | 0 | 0 | 0 |  | 1 | 1 | 1 | 1 | 1 | 1 | 1 | 1 | 1 | 0
PG&E Fresno Study Area | Jackson Swt | 115 | 0 | 0 | 0 | 0 | 0 | 0 | 0 | 0 | 0 | 0 | 0 | 0 | 0 | 0 | 0 | 0 | 0 | 0 | 0 | 0 |  | 0 | 0 | 0 | 0 | 0 | 0 | 0 | 0 | 0 | 0 | 0 | 0 | 0 | 0 | 0 | 0 | 0 | 0 | 0 |  | 0 | 0 | 0 | 0 | 0 | 0 | 0 | 0 | 0 | 0 | 0 | 0 | 0 | 0 | 0 | 0 | 0 |  | 1 | 1 | 1 | 1 | 1 | 1 | 1 | 1 | 1 | 0
PG&E North of Greater Bay Study Area | Jessup | 115 | 0 | 6 | 0 | 0 | 0 | 0 | 0 | 0 | 0 | 0 | 0 | 0 | 0 | 0 | 0 | 0 | 0 | 0 | 0 | 1 |  | 0 | 5.5 | 0 | 0 | 0 | 0 | 0 | 0 | 0 | 0 | 0 | 0 | 0 | 0 | 0 | 0 | 0 | 1 | 0 |  | 0 | 0 | 0 | 0 | 0 | 0 | 0 | 0 | 0 | 0 | 0 | 0 | 0 | 0 | 0 | 0 | 0 |  | 1 | 1 | 1 | 1 | 1 | 1 | 1 | 1 | 1 | 0
SCE Metro Study Area | Johanna | 230 | 0 | 0 | 0 | 0 | 0 | 0 | 0 | 0 | 0 | 0 | 0 | 0 | 0 | 0 | 0 | 101.4 | 50 | 151.4 | 0 | 1 |  | 0 | 0 | 0 | 0 | 0 | 0 | 0 | 0 | 0 | 0 | 0 | 0 | 0 | 0 | 0 | 115 | 0 | 1 | 0 |  | 0 | 0 | 0 | 0 | 0 | 0 | 0 | 0 | 0 | 0 | 0 | 0 | 0 | 0 | 0 | 0 | 0 |  | 1 | 1 | 1 | 1 | 1 | 1 | 1 | 1 | 1 | 0
SCE Eastern Study Area | Julian Hinds | 230 | 0 | 0 | 0 | 0 | 0 | 0 | 0 | 0 | 0 | 0 | 0 | 0 | 0 | 0 | 0 | 0 | 0 | 0 | 0 | 0 |  | 0 | 0 | 0 | 0 | 0 | 0 | 0 | 0 | 0 | 0 | 0 | 0 | 0 | 0 | 0 | 0 | 0 | 0 | 2 |  | 0 | 0 | 0 | 0 | 0 | 0 | 0 | 0 | 0 | 0 | 0 | 0 | 0 | 0 | 0 | 0 | 0 |  | 1 | 1 | 1 | 1 | 1 | 1 | 1 | 1 | 1 | 0
PG&E Greater Bay Study Area | Kasson | 115 | 0 | 0 | 0 | 0 | 0 | 0 | 0 | 0 | 0 | 0 | 0 | 0 | 0 | 0 | 0 | 0 | 0 | 0 | 0 | 0 |  | 0 | 0 | 0 | 0 | 0 | 0 | 0 | 0 | 0 | 0 | 0 | 0 | 0 | 0 | 0 | 0 | 0 | 0 | 0 |  | 0 | 0 | 0 | 0 | 0 | 0 | 0 | 0 | 0 | 0 | 0 | 0 | 0 | 0 | 0 | 0 | 0 |  | 1 | 1 | 1 | 1 | 1 | 1 | 1 | 1 | 1 | 0
PG&E Fresno Study Area | Kearney | 230 | 0 | 0 | 0 | 0 | 0 | 0 | 0 | 0 | 0 | 0 | 0 | 10 | 0 | 0 | 0 | 0 | 0 | 0 | 0 | 1 |  | 0 | 0.6 | 0 | 0 | 0 | 0 | 0 | 0 | 0 | 0 | 0 | 10 | 0 | 0 | 0 | 0 | 0 | 1 | 4 |  | 0 | 2 | 0 | 0 | 0 | 0 | 0 | 0 | 0 | 0 | 0 | 0 | 0 | 0 | 0 | 0 | 0 |  | 1 | 5 | 1 | 1 | 1 | 1 | 1 | 1 | 1 | 1
PG&E Greater Bay Study Area | Kelso | 230 | 0 | 0 | 150 | 45 | 195 | 0 | 0 | 0 | 0 | 0 | 0 | 0 | 0 | 0 | 0 | 0 | 0 | 0 | 0 | 1 |  | 0 | 0 | 91.6 | 5 | 96.6 | 0 | 0 | 0 | 0 | 0 | 0 | 0 | 0 | 0 | 0 | 0 | 0 | 1 | 0 |  | 0 | 0 | 0 | 0 | 0 | 0 | 0 | 0 | 0 | 0 | 0 | 0 | 0 | 0 | 0 | 0 | 0 |  | 1 | 1 | 1 | 1 | 1 | 1 | 1 | 1 | 1 | 0
PG&E Kern Study Area | Kern Oil | 115 | 0 | 0 | 0 | 0 | 0 | 0 | 0 | 0 | 0 | 0 | 0 | 1 | 0 | 0 | 0 | 0 | 0 | 0 | 0 | 1 |  | 0 | 0 | 0 | 0 | 0 | 0 | 0 | 0 | 0 | 0 | 0 | 0 | 0 | 0 | 0 | 0 | 0 | 0 | 0 |  | 0 | 0 | 0 | 0 | 0 | 0 | 0 | 0 | 0 | 0 | 0 | 0 | 0 | 0 | 0 | 0 | 0 |  | 1 | 1 | 1 | 1 | 1 | 1 | 1 | 1 | 1 | 0
PG&E Kern Study Area | Kern PP | 230 | 0 | 0 | 0 | 0 | 0 | 0 | 0 | 0 | 0 | 0 | 0 | 0 | 0 | 0 | 0 | 0 | 0 | 0 | 0 | 0 |  | 0 | 0 | 0 | 0 | 0 | 0 | 0 | 0 | 0 | 0 | 0 | 0 | 0 | 0 | 0 | 0 | 0 | 0 | 0 |  | 0 | 0 | 0 | 0 | 0 | 0 | 0 | 0 | 0 | 0 | 0 | 0 | 0 | 0 | 0 | 0 | 0 |  | 1 | 1 | 1 | 1 | 1 | 1 | 1 | 1 | 1 | 0
PG&E Kern Study Area | Kern PP | 115 | 0 | 0 | 0 | 0 | 0 | 0 | 0 | 0 | 0 | 0 | 0 | 0 | 0 | 0 | 0 | 0 | 0 | 0 | 0 | 0 |  | 0 | 0 | 0 | 0 | 0 | 0 | 0 | 0 | 0 | 0 | 0 | 0 | 0 | 0 | 0 | 0 | 0 | 0 | 0 |  | 0 | 0 | 0 | 0 | 0 | 0 | 0 | 0 | 0 | 0 | 0 | 0 | 0 | 0 | 0 | 0 | 0 |  | 1 | 1 | 1 | 1 | 1 | 1 | 1 | 1 | 1 | 0
PG&E Kern Study Area | Kernridge | 115 | 0 | 0 | 0 | 0 | 0 | 0 | 0 | 0 | 0 | 0 | 0 | 0 | 0 | 0 | 0 | 0 | 0 | 0 | 0 | 0 |  | 0 | 0 | 0 | 0 | 0 | 0 | 0 | 0 | 0 | 0 | 0 | 0 | 0 | 0 | 0 | 0 | 0 | 0 | 0 |  | 0 | 0 | 0 | 0 | 0 | 0 | 0 | 0 | 0 | 0 | 0 | 0 | 0 | 0 | 0 | 0 | 0 |  | 1 | 1 | 1 | 1 | 1 | 1 | 1 | 1 | 1 | 0
PG&E Greater Bay Study Area | Kirker | 115 | 0 | 0 | 0 | 0 | 0 | 0 | 0 | 0 | 0 | 0 | 0 | 3.9 | 0 | 0 | 0 | 20 | 0 | 20 | 0 | 1 |  | 0 | 0 | 0 | 0 | 0 | 0 | 0 | 0 | 0 | 0 | 0 | 0 | 0 | 0 | 0 | 0 | 0 | 0 | 2 |  | 0 | 0 | 0 | 0 | 0 | 0 | 0 | 0 | 0 | 0 | 0 | 0 | 0 | 0 | 0 | 0 | 0 |  | 1 | 1 | 1 | 1 | 1 | 1 | 1 | 1 | 1 | 0
PG&E North of Greater Bay Study Area | Knights Landing | 115 | 0 | 0 | 0 | 0 | 0 | 0 | 0 | 0 | 0 | 0 | 0 | 0 | 0 | 0 | 0 | 0 | 0 | 0 | 0 | 0 |  | 0 | 0 | 0 | 0 | 0 | 0 | 0 | 0 | 0 | 0 | 0 | 0 | 0 | 0 | 0 | 0 | 0 | 0 | 0 |  | 0 | 0 | 0 | 0 | 0 | 0 | 0 | 0 | 0 | 0 | 0 | 0 | 0 | 0 | 0 | 0 | 0 |  | 1 | 1 | 1 | 1 | 1 | 1 | 1 | 1 | 1 | 0
SCE North of Lugo Study Area | Kramer | 230 | 0 | 0 | 0 | 0 | 0 | 0 | 0 | 0 | 0 | 0 | 0 | 0 | 760 | 483 | 1243 | 623.5 | 80 | 703.5 | 0 | 1 |  | 0 | 0 | 0 | 0 | 0 | 0 | 0 | 0 | 0 | 0 | 0 | 0 | 615 | 549.9957 | 1164.9957 | 700 | 0 | 1 | 3 |  | 0 | 0 | 0 | 0 | 0 | 0 | 0 | 0 | 0 | 0 | 0 | 0 | 0 | 1 | 0 | 0 | 0 |  | 1 | 1 | 1 | 1 | 1 | 1 | 1 | 1 | 1 | 0
SCE North of Lugo Study Area | Kramer | 115 | 0 | 0 | 0 | 0 | 0 | 0 | 0 | 0 | 0 | 0 | 0 | 8 | 0 | 33 | 33 | 30 | 0 | 30 | 0 | 1 |  | 0 | 0 | 0 | 0 | 0 | 0 | 0 | 0 | 0 | 0 | 0 | 0 | 95 | 0 | 95 | 75 | 0 | 1 | 3 |  | 0 | 0 | 0 | 0 | 0 | 0 | 0 | 0 | 0 | 0 | 0 | 0 | 2 | 0 | 2 | 2 | 0 |  | 1 | 1 | 1 | 1 | 1 | 1 | 5 | 5 | 1 | 1
SCE North of Lugo Study Area | New Sub - Kramer - Lugo (Proposed) | 230 | 0 | 0 | 0 | 0 | 0 | 0 | 0 | 0 | 0 | 0 | 0 | 0 | 0 | 0 | 0 | 0 | 0 | 0 | 0 | 0 |  | 0 | 0 | 0 | 0 | 0 | 0 | 0 | 0 | 0 | 0 | 0 | 0 | 0 | 0 | 0 | 0 | 0 | 0 | 3 |  | 0 | 0 | 0 | 0 | 0 | 0 | 0 | 0 | 0 | 0 | 0 | 0 | 0 | 0 | 0 | 0 | 0 |  | 1 | 1 | 1 | 1 | 1 | 1 | 1 | 1 | 1 | 0
SCE Metro Study Area | La Cienega | 230 | 0 | 0 | 0 | 0 | 0 | 0 | 0 | 0 | 0 | 0 | 0 | 0 | 0 | 0 | 0 | 0 | 0 | 0 | 0 | 0 |  | 0 | 0 | 0 | 0 | 0 | 0 | 0 | 0 | 0 | 0 | 0 | 0 | 0 | 0 | 0 | 0 | 0 | 0 | 0 |  | 0 | 0 | 0 | 0 | 0 | 0 | 0 | 0 | 0 | 0 | 0 | 0 | 0 | 0 | 0 | 0 | 0 |  | 1 | 1 | 1 | 1 | 1 | 1 | 1 | 1 | 1 | 0
SCE Metro Study Area | La Fresa | 230 | 0 | 0 | 0 | 0 | 0 | 0 | 0 | 0 | 0 | 0 | 0 | 0.64 | 0 | 0 | 0 | 0 | 0 | 0 | 0 | 1 |  | 0 | 0 | 0 | 0 | 0 | 0 | 0 | 0 | 0 | 0 | 0 | 0 | 0 | 0 | 0 | 0 | 0 | 0 | 0 |  | 0 | 0 | 0 | 0 | 0 | 0 | 0 | 0 | 0 | 0 | 0 | 0 | 0 | 0 | 0 | 0 | 0 |  | 1 | 1 | 1 | 1 | 1 | 1 | 1 | 1 | 1 | 0
SCE Metro Study Area | Laguna Bell | 230 | 0 | 0 | 0 | 0 | 0 | 0 | 0 | 0 | 0 | 0 | 0 | 0 | 0 | 0 | 0 | 600 | 0 | 600 | 0 | 1 |  | 0 | 0 | 0 | 0 | 0 | 0 | 0 | 0 | 0 | 0 | 0 | 0 | 0 | 0 | 0 | 500 | 0 | 1 | 0 |  | 0 | 0 | 0 | 0 | 0 | 0 | 0 | 0 | 0 | 0 | 0 | 0 | 0 | 0 | 0 | 0 | 0 |  | 1 | 1 | 1 | 1 | 1 | 1 | 1 | 1 | 1 | 0
PG&E Kern Study Area | Lakeview | 70 | 0 | 0 | 0 | 0 | 0 | 0 | 0 | 0 | 0 | 0 | 0 | 0 | 0 | 70 | 70 | 64.4 | 0 | 64.4 | 0 | 1 |  | 0 | 0 | 0 | 0 | 0 | 0 | 0 | 0 | 0 | 0 | 0 | 0 | 0 | 0 | 0 | 0 | 0 | 0 | 0 |  | 0 | 0 | 0 | 0 | 0 | 0 | 0 | 0 | 0 | 0 | 0 | 0 | 0 | 0 | 0 | 0 | 0 |  | 1 | 1 | 1 | 1 | 1 | 1 | 1 | 1 | 1 | 0
PG&E North of Greater Bay Study Area | Lakeville | 230 | 0 | 0.995 | 0 | 0 | 0 | 0 | 0 | 0 | 0 | 0 | 0 | 0 | 0 | 11.6 | 11.6 | 41 | 0 | 41 | 0 | 1 |  | 0 | 1 | 0 | 0 | 0 | 0 | 0 | 0 | 0 | 0 | 0 | 0 | 0 | 11.6 | 11.6 | 44.725 | 0 | 1 | 2 |  | 0 | 0 | 0 | 0 | 0 | 0 | 0 | 0 | 0 | 0 | 0 | 0 | 0 | 0 | 0 | 0 | 0 |  | 1 | 1 | 1 | 1 | 1 | 1 | 1 | 1 | 1 | 0
PG&E North of Greater Bay Study Area | Lakeville | 115 | 0 | 0 | 0 | 0 | 0 | 0 | 0 | 0 | 0 | 0 | 0 | 0 | 0 | 0 | 0 | 0 | 0 | 0 | 0 | 0 |  | 0 | 0 | 0 | 0 | 0 | 0 | 0 | 0 | 0 | 0 | 0 | 0 | 0 | 0 | 0 | 0 | 0 | 0 | 2 |  | 0 | 0 | 0 | 0 | 0 | 0 | 0 | 0 | 0 | 0 | 0 | 0 | 0 | 0 | 0 | 0 | 0 |  | 1 | 1 | 1 | 1 | 1 | 1 | 1 | 1 | 1 | 0
PG&E North of Greater Bay Study Area | Lambie | 230 | 0 | 0 | 0 | 0 | 0 | 0 | 0 | 0 | 0 | 0 | 0 | 0 | 0 | 0 | 0 | 0 | 0 | 0 | 0 | 0 |  | 0 | 0 | 0 | 0 | 0 | 0 | 0 | 0 | 0 | 0 | 0 | 0 | 0 | 0 | 0 | 0 | 0 | 0 | 0 |  | 0 | 0 | 0 | 0 | 0 | 0 | 0 | 0 | 0 | 0 | 0 | 0 | 0 | 0 | 0 | 0 | 0 |  | 1 | 1 | 1 | 1 | 1 | 1 | 1 | 1 | 1 | 0
PG&E Greater Bay Study Area | Lammers | 115 | 0 | 0 | 0 | 0 | 0 | 0 | 0 | 0 | 0 | 0 | 0 | 1.1 | 0 | 0 | 0 | 0 | 0 | 0 | 0 | 1 |  | 0 | 0 | 0 | 0 | 0 | 0 | 0 | 0 | 0 | 0 | 0 | 0 | 0 | 0 | 0 | 0 | 0 | 0 | 0 |  | 0 | 0 | 0 | 0 | 0 | 0 | 0 | 0 | 0 | 0 | 0 | 0 | 0 | 0 | 0 | 0 | 0 |  | 1 | 1 | 1 | 1 | 1 | 1 | 1 | 1 | 1 | 0
PG&E Kern Study Area | Lamont | 115 | 0 | 5 | 0 | 0 | 0 | 0 | 0 | 0 | 0 | 0 | 0 | 3.2 | 0 | 112 | 112 | 0 | 50 | 50 | 0 | 1 |  | 0 | 0 | 0 | 0 | 0 | 0 | 0 | 0 | 0 | 0 | 0 | 2 | 50 | 100 | 150 | 95 | 0 | 1 | 0 |  | 0 | 0 | 0 | 0 | 0 | 0 | 0 | 0 | 0 | 0 | 0 | 0 | 2 | 0 | 1 | 2 | 0 |  | 1 | 1 | 1 | 1 | 1 | 1 | 4 | 4 | 1 | 1
PG&E Fresno Study Area | Las Aguilas | 230 | 0 | 0 | 0 | 0 | 0 | 0 | 0 | 0 | 0 | 0 | 0 | 0 | 0 | 0 | 0 | 0 | 0 | 0 | 0 | 0 |  | 0 | 0 | 0 | 0 | 0 | 0 | 0 | 0 | 0 | 0 | 0 | 0 | 0 | 0 | 0 | 0 | 0 | 0 | 3 |  | 0 | 0 | 0 | 0 | 0 | 0 | 0 | 0 | 0 | 0 | 0 | 0 | 0 | 0 | 0 | 0 | 0 |  | 1 | 1 | 1 | 1 | 1 | 1 | 1 | 1 | 1 | 0
East of Pisgah Study Area | Lathrop | 138 | 0 | 0 | 400 | 200 | 600 | 0 | 0 | 0 | 0 | 0 | 0 | 0 | 0 | 0 | 0 | 150 | 0 | 150 | 0 | 1 |  | 0 | 0 | 0 | 0 | 0 | 0 | 0 | 0 | 0 | 0 | 0 | 0 | 150 | 350 | 500 | 200 | 0 | 1 | 3 |  | 0 | 0 | 0 | 0 | 0 | 0 | 0 | 0 | 0 | 0 | 0 | 0 | 2 | 2 | 2 | 1 | 0 |  | 1 | 1 | 1 | 1 | 1 | 1 | 5 | 3 | 1 | 1
PG&E Fresno Study Area | Le Grand | 115 | 0 | 0 | 0 | 0 | 0 | 0 | 0 | 0 | 0 | 0 | 0 | 0 | 0 | 0 | 0 | 0 | 0 | 0 | 0 | 0 |  | 0 | 0 | 0 | 0 | 0 | 0 | 0 | 0 | 0 | 0 | 0 | 3 | 60 | 59.11 | 119.11 | 0 | 0 | 1 | 4 |  | 0 | 0 | 0 | 0 | 0 | 0 | 0 | 0 | 0 | 0 | 0 | 2 | 2 | 2 | 2 | 0 | 0 |  | 1 | 1 | 1 | 1 | 1 | 5 | 5 | 1 | 1 | 1
PG&E Kern Study Area | Lerdo | 115 | 0 | 0 | 0 | 0 | 0 | 0 | 0 | 0 | 0 | 0 | 0 | 0 | 0 | 0 | 0 | 0 | 0 | 0 | 0 | 0 |  | 0 | 0 | 0 | 0 | 0 | 0 | 0 | 0 | 0 | 0 | 0 | 0 | 0 | 0 | 0 | 0 | 0 | 0 | 0 |  | 0 | 0 | 0 | 0 | 0 | 0 | 0 | 0 | 0 | 0 | 0 | 0 | 0 | 0 | 0 | 0 | 0 |  | 1 | 1 | 1 | 1 | 1 | 1 | 1 | 1 | 1 | 0
SCE Metro Study Area | Lewis | 230 | 0 | 0 | 0 | 0 | 0 | 0 | 0 | 0 | 0 | 0 | 0 | 0 | 0 | 0 | 0 | 0 | 0 | 0 | 0 | 0 |  | 0 | 0 | 0 | 0 | 0 | 0 | 0 | 0 | 0 | 0 | 0 | 0 | 0 | 0 | 0 | 0 | 0 | 0 | 0 |  | 0 | 0 | 0 | 0 | 0 | 0 | 0 | 0 | 0 | 0 | 0 | 0 | 0 | 0 | 0 | 0 | 0 |  | 1 | 1 | 1 | 1 | 1 | 1 | 1 | 1 | 1 | 0
SCE Metro Study Area | Lighthipe | 230 | 0 | 0 | 0 | 0 | 0 | 0 | 0 | 0 | 0 | 0 | 0 | 7.96 | 0 | 0 | 0 | 175 | 200 | 375 | 0 | 1 |  | 0 | 0 | 0 | 0 | 0 | 0 | 0 | 0 | 0 | 0 | 0 | 0 | 0 | 0 | 0 | 175 | 0 | 1 | 0 |  | 0 | 0 | 0 | 0 | 0 | 0 | 0 | 0 | 0 | 0 | 0 | 0 | 0 | 0 | 0 | 0 | 0 |  | 1 | 1 | 1 | 1 | 1 | 1 | 1 | 1 | 1 | 0
PG&E North of Greater Bay Study Area | Lincoln | 115 | 0 | 0 | 0 | 0 | 0 | 0 | 0 | 0 | 0 | 0 | 0 | 0 | 0 | 0 | 0 | 0 | 0 | 0 | 0 | 0 |  | 0 | 0 | 0 | 0 | 0 | 0 | 0 | 0 | 0 | 0 | 0 | 0 | 0 | 0 | 0 | 0 | 0 | 0 | 0 |  | 0 | 0 | 0 | 0 | 0 | 0 | 0 | 0 | 0 | 0 | 0 | 0 | 0 | 0 | 0 | 0 | 0 |  | 1 | 1 | 1 | 1 | 1 | 1 | 1 | 1 | 1 | 0
PG&E Kern Study Area | Live Oak | 115 | 0 | 0 | 0 | 0 | 0 | 0 | 0 | 0 | 0 | 0 | 0 | 0 | 0 | 0 | 0 | 0 | 0 | 0 | 0 | 0 |  | 0 | 0 | 0 | 0 | 0 | 0 | 0 | 0 | 0 | 0 | 0 | 0 | 0 | 0 | 0 | 0 | 0 | 0 | 0 |  | 0 | 0 | 0 | 0 | 0 | 0 | 0 | 0 | 0 | 0 | 0 | 0 | 0 | 0 | 0 | 0 | 0 |  | 1 | 1 | 1 | 1 | 1 | 1 | 1 | 1 | 1 | 0
PG&E Greater Bay Study Area | Llagas | 115 | 0 | 0 | 0 | 0 | 0 | 0 | 0 | 0 | 0 | 0 | 0 | 0 | 0 | 0 | 0 | 0 | 44 | 44 | 0 | 1 |  | 0 | 0 | 0 | 0 | 0 | 0 | 0 | 0 | 0 | 0 | 0 | 0 | 0 | 0 | 0 | 0 | 0 | 0 | 2 |  | 0 | 0 | 0 | 0 | 0 | 0 | 0 | 0 | 0 | 0 | 0 | 0 | 0 | 0 | 0 | 0 | 0 |  | 1 | 1 | 1 | 1 | 1 | 1 | 1 | 1 | 1 | 0
PG&E Greater Bay Study Area | Lockeford | 230 | 0 | 0 | 0 | 0 | 0 | 0 | 0 | 0 | 0 | 0 | 0 | 0 | 0 | 0 | 0 | 0 | 0 | 0 | 0 | 0 |  | 0 | 0 | 0 | 0 | 0 | 0 | 0 | 0 | 0 | 0 | 0 | 0 | 0 | 0 | 0 | 0 | 0 | 0 | 0 |  | 0 | 0 | 0 | 0 | 0 | 0 | 0 | 0 | 0 | 0 | 0 | 0 | 0 | 0 | 0 | 0 | 0 |  | 1 | 1 | 1 | 1 | 1 | 1 | 1 | 1 | 1 | 0
PG&E North of Greater Bay Study Area | Logan Creek | 230 | 0 | 0 | 0 | 0 | 0 | 0 | 0 | 0 | 0 | 0 | 0 | 0 | 0 | 0 | 0 | 0 | 0 | 0 | 0 | 0 |  | 0 | 0 | 0 | 0 | 0 | 0 | 0 | 0 | 0 | 0 | 0 | 0 | 0 | 0 | 0 | 0 | 0 | 0 | 0 |  | 0 | 0 | 0 | 0 | 0 | 0 | 0 | 0 | 0 | 0 | 0 | 0 | 0 | 0 | 0 | 0 | 0 |  | 1 | 1 | 1 | 1 | 1 | 1 | 1 | 1 | 1 | 0
PG&E Greater Bay Study Area | Lonetree | 230 | 0 | 0 | 0 | 0 | 0 | 0 | 0 | 0 | 0 | 0 | 0 | 1 | 0 | 0 | 0 | 0 | 0 | 0 | 0 | 1 |  | 0 | 0 | 0 | 0 | 0 | 0 | 0 | 0 | 0 | 0 | 0 | 1 | 0 | 0 | 0 | 0 | 0 | 1 | 0 |  | 0 | 0 | 0 | 0 | 0 | 0 | 0 | 0 | 0 | 0 | 0 | 0 | 0 | 0 | 0 | 0 | 0 |  | 1 | 1 | 1 | 1 | 1 | 1 | 1 | 1 | 1 | 0
PG&E Fresno Study Area | Los Banos | 500 | 0 | 0 | 0 | 0 | 0 | 0 | 0 | 0 | 0 | 0 | 0 | 0 | 0 | 0 | 0 | 0 | 0 | 0 | 0 | 0 |  | 0 | 0 | 0 | 0 | 0 | 0 | 0 | 0 | 0 | 0 | 0 | 0 | 0 | 0 | 0 | 0 | 0 | 0 | 0 |  | 0 | 0 | 0 | 0 | 0 | 0 | 0 | 0 | 0 | 0 | 0 | 0 | 0 | 0 | 0 | 0 | 0 |  | 1 | 1 | 1 | 1 | 1 | 1 | 1 | 1 | 1 | 0
PG&E Fresno Study Area | Los Banos | 230 | 0 | 0 | 136.4 | 5 | 141.4 | 0 | 0 | 0 | 0 | 0 | 0 | 0.75 | 250 | 250 | 500 | 179.6 | 71 | 250.6 | 0 | 1 |  | 0 | 0 | 150 | 0 | 150 | 0 | 0 | 0 | 0 | 0 | 0 | 0.75 | 300 | 200 | 500 | 100 | 0 | 1 | 1 |  | 0 | 0 | 0 | 0 | 0 | 0 | 0 | 0 | 0 | 0 | 0 | 0 | 1 | 0 | 0 | 0 | 0 |  | 1 | 1 | 1 | 1 | 1 | 1 | 3 | 1 | 1 | 1
PG&E Fresno Study Area | New Sub - Los Banos - Midway (Proposed) | 500 | 0 | 0 | 0 | 0 | 0 | 0 | 0 | 0 | 0 | 0 | 0 | 0 | 0 | 0 | 0 | 0 | 0 | 0 | 0 | 0 |  | 0 | 0 | 0 | 0 | 0 | 0 | 0 | 0 | 0 | 0 | 0 | 0 | 0 | 0 | 0 | 0 | 0 | 0 | 0 |  | 0 | 0 | 0 | 0 | 0 | 0 | 0 | 0 | 0 | 0 | 0 | 0 | 0 | 0 | 0 | 0 | 0 |  | 1 | 1 | 1 | 1 | 1 | 1 | 1 | 1 | 1 | 0
PG&E Greater Bay Study Area | Los Esteros | 230 | 0 | 0 | 0 | 0 | 0 | 0 | 0 | 0 | 0 | 0 | 0 | 0 | 0 | 0 | 0 | 0 | 0 | 0 | 0 | 0 |  | 0 | 0 | 0 | 0 | 0 | 0 | 0 | 0 | 0 | 0 | 0 | 0 | 0 | 0 | 0 | 0 | 0 | 0 | 4 |  | 0 | 0 | 0 | 0 | 0 | 0 | 0 | 0 | 0 | 0 | 0 | 0 | 0 | 0 | 0 | 0 | 0 |  | 1 | 1 | 1 | 1 | 1 | 1 | 1 | 1 | 1 | 0
PG&E Greater Bay Study Area | Los Esteros | 115 | 0 | 0 | 0 | 0 | 0 | 0 | 0 | 0 | 0 | 0 | 0 | 0 | 0 | 0 | 0 | 200 | 6 | 206 | 0 | 1 |  | 0 | 3 | 0 | 0 | 0 | 0 | 0 | 0 | 0 | 0 | 0 | 5 | 0 | 0 | 0 | 200 | 0 | 1 | 3 |  | 0 | 2 | 0 | 0 | 0 | 0 | 0 | 0 | 0 | 0 | 0 | 2 | 0 | 0 | 0 | 0 | 0 |  | 1 | 5 | 1 | 1 | 1 | 5 | 1 | 1 | 1 | 1
PG&E Greater Bay Study Area | Los Positas | 230 | 0 | 0 | 0 | 0 | 0 | 0 | 0 | 0 | 0 | 0 | 0 | 0 | 0 | 0 | 0 | 0 | 0 | 0 | 0 | 0 |  | 0 | 0 | 0 | 0 | 0 | 0 | 0 | 0 | 0 | 0 | 0 | 0 | 0 | 0 | 0 | 0 | 0 | 0 | 0 |  | 0 | 0 | 0 | 0 | 0 | 0 | 0 | 0 | 0 | 0 | 0 | 0 | 0 | 0 | 0 | 0 | 0 |  | 1 | 1 | 1 | 1 | 1 | 1 | 1 | 1 | 1 | 0
SDG&E Study Area | Loveland | 69 | 0 | 0 | 0 | 0 | 0 | 0 | 0 | 0 | 0 | 0 | 0 | 0.84 | 0 | 0 | 0 | 0 | 0 | 0 | 0 | 1 |  | 0 | 0 | 0 | 0 | 0 | 0 | 0 | 0 | 0 | 0 | 0 | 0 | 0 | 0 | 0 | 0 | 0 | 0 | 0 |  | 0 | 0 | 0 | 0 | 0 | 0 | 0 | 0 | 0 | 0 | 0 | 0 | 0 | 0 | 0 | 0 | 0 |  | 1 | 1 | 1 | 1 | 1 | 1 | 1 | 1 | 1 | 0
SCE Metro Study Area | Lugo | 500 | 0 | 0 | 0 | 0 | 0 | 0 | 0 | 0 | 0 | 0 | 0 | 0 | 0 | 0 | 0 | 0 | 0 | 0 | 0 | 0 |  | 0 | 0 | 0 | 0 | 0 | 0 | 0 | 0 | 0 | 0 | 0 | 0 | 0 | 0 | 0 | 0 | 0 | 0 | 0 |  | 0 | 0 | 0 | 0 | 0 | 0 | 0 | 0 | 0 | 0 | 0 | 0 | 0 | 0 | 0 | 0 | 0 |  | 1 | 1 | 1 | 1 | 1 | 1 | 1 | 1 | 1 | 0
SCE North of Lugo Study Area | Lugo | 230 | 0 | 0 | 0 | 0 | 0 | 0 | 0 | 0 | 0 | 0 | 0 | 0 | 0 | 0 | 0 | 0 | 0 | 0 | 0 | 0 |  | 0 | 0 | 0 | 0 | 0 | 0 | 0 | 0 | 0 | 0 | 0 | 0 | 0 | 0 | 0 | 0 | 0 | 0 | 1 |  | 0 | 0 | 0 | 0 | 0 | 0 | 0 | 0 | 0 | 0 | 0 | 0 | 0 | 0 | 0 | 0 | 0 |  | 1 | 1 | 1 | 1 | 1 | 1 | 1 | 1 | 1 | 0
SCE North of Lugo Study Area | New Sub - Lugo - Pisgah (Proposed) | 230 | 0 | 0 | 100 | 50 | 150 | 0 | 0 | 0 | 0 | 0 | 0 | 0 | 0 | 0 | 0 | 0 | 0 | 0 | 0 | 1 |  | 0 | 0 | 0 | 0 | 0 | 0 | 0 | 0 | 0 | 0 | 0 | 0 | 0 | 0 | 0 | 0 | 0 | 0 | 1 |  | 0 | 0 | 0 | 0 | 0 | 0 | 0 | 0 | 0 | 0 | 0 | 0 | 0 | 0 | 0 | 0 | 0 |  | 1 | 1 | 1 | 1 | 1 | 1 | 1 | 1 | 1 | 0
PG&E North of Greater Bay Study Area | Madison | 115 | 0 | 0 | 0 | 0 | 0 | 0 | 0 | 0 | 0 | 0 | 0 | 0 | 0 | 13 | 13 | 10.2 | 0 | 10.2 | 0 | 1 |  | 0 | 0 | 0 | 0 | 0 | 0 | 0 | 0 | 0 | 0 | 0 | 0 | 0 | 0 | 0 | 0 | 0 | 0 | 0 |  | 0 | 0 | 0 | 0 | 0 | 0 | 0 | 0 | 0 | 0 | 0 | 0 | 0 | 0 | 0 | 0 | 0 |  | 1 | 1 | 1 | 1 | 1 | 1 | 1 | 1 | 1 | 0
SCE Northern Area | Magunden | 230 | 0 | 0 | 0 | 0 | 0 | 0 | 0 | 0 | 0 | 0 | 0 | 0 | 0 | 0 | 0 | 0 | 0 | 0 | 0 | 0 |  | 0 | 0 | 0 | 0 | 0 | 0 | 0 | 0 | 0 | 0 | 0 | 0 | 0 | 0 | 0 | 0 | 0 | 0 | 0 |  | 0 | 0 | 0 | 0 | 0 | 0 | 0 | 0 | 0 | 0 | 0 | 0 | 0 | 0 | 0 | 0 | 0 |  | 1 | 1 | 1 | 1 | 1 | 1 | 1 | 1 | 1 | 0
PG&E Kern Study Area | Magunden | 115 | 0 | 0 | 0 | 0 | 0 | 0 | 0 | 0 | 0 | 0 | 0 | 0 | 0 | 0 | 0 | 0 | 0 | 0 | 0 | 0 |  | 0 | 0 | 0 | 0 | 0 | 0 | 0 | 0 | 0 | 0 | 0 | 0 | 0 | 0 | 0 | 0 | 0 | 0 | 0 |  | 0 | 0 | 0 | 0 | 0 | 0 | 0 | 0 | 0 | 0 | 0 | 0 | 0 | 0 | 0 | 0 | 0 |  | 1 | 1 | 1 | 1 | 1 | 1 | 1 | 1 | 1 | 0
PG&E North of Greater Bay Study Area | Malin | 500 | 0 | 0 | 900 | 0 | 900 | 0 | 0 | 0 | 0 | 0 | 0 | 0 | 0 | 0 | 0 | 0 | 0 | 0 | 0 | 1 |  | 0 | 0 | 0 | 0 | 0 | 0 | 0 | 0 | 0 | 0 | 0 | 0 | 0 | 0 | 0 | 0 | 0 | 0 | 0 |  | 0 | 0 | 0 | 0 | 0 | 0 | 0 | 0 | 0 | 0 | 0 | 0 | 0 | 0 | 0 | 0 | 0 |  | 1 | 1 | 1 | 1 | 1 | 1 | 1 | 1 | 1 | 0
SCE Northern Area | Mandalay | 230 | 0 | 0 | 0 | 0 | 0 | 0 | 0 | 0 | 0 | 0 | 0 | 0 | 0 | 0 | 0 | 200 | 0 | 200 | 0 | 1 |  | 0 | 0 | 0 | 0 | 0 | 0 | 0 | 0 | 0 | 0 | 0 | 0 | 0 | 0 | 0 | 0 | 0 | 0 | 0 |  | 0 | 0 | 0 | 0 | 0 | 0 | 0 | 0 | 0 | 0 | 0 | 0 | 0 | 0 | 0 | 0 | 0 |  | 1 | 1 | 1 | 1 | 1 | 1 | 1 | 1 | 1 | 0
PG&E Fresno Study Area | Manning | 500 | 0 | 0 | 0 | 0 | 0 | 0 | 0 | 0 | 0 | 0 | 0 | 0 | 0 | 0 | 0 | 0 | 0 | 0 | 0 | 0 |  | 0 | 0 | 0 | 0 | 0 | 0 | 0 | 0 | 0 | 0 | 0 | 0 | 0 | 0 | 0 | 0 | 0 | 0 | 2 |  | 0 | 0 | 0 | 0 | 0 | 0 | 0 | 0 | 0 | 0 | 0 | 0 | 0 | 0 | 0 | 0 | 0 |  | 1 | 1 | 1 | 1 | 1 | 1 | 1 | 1 | 1 | 0
PG&E Fresno Study Area | Manning | 230 | 0 | 0 | 0 | 0 | 0 | 0 | 0 | 0 | 0 | 0 | 0 | 0 | 0 | 0 | 0 | 0 | 0 | 0 | 0 | 0 |  | 0 | 0 | 0 | 0 | 0 | 0 | 0 | 0 | 0 | 0 | 0 | 0 | 0 | 0 | 0 | 0 | 0 | 0 | 2 |  | 0 | 0 | 0 | 0 | 0 | 0 | 0 | 0 | 0 | 0 | 0 | 0 | 0 | 0 | 0 | 0 | 0 |  | 1 | 1 | 1 | 1 | 1 | 1 | 1 | 1 | 1 | 0
PG&E Greater Bay Study Area | Manteca | 115 | 0 | 0 | 0 | 0 | 0 | 0 | 0 | 0 | 0 | 0 | 0 | 1.5 | 0 | 0 | 0 | 0 | 0 | 0 | 0 | 1 |  | 0 | 0 | 0 | 0 | 0 | 0 | 0 | 0 | 0 | 0 | 0 | 0 | 0 | 0 | 0 | 0 | 0 | 0 | 0 |  | 0 | 0 | 0 | 0 | 0 | 0 | 0 | 0 | 0 | 0 | 0 | 0 | 0 | 0 | 0 | 0 | 0 |  | 1 | 1 | 1 | 1 | 1 | 1 | 1 | 1 | 1 | 0
SDG&E Study Area | Margarita | 138 | 0 | 0 | 0 | 0 | 0 | 0 | 0 | 0 | 0 | 0 | 0 | 0 | 0 | 0 | 0 | 0 | 0 | 0 | 0 | 0 |  | 0 | 0 | 0 | 0 | 0 | 0 | 0 | 0 | 0 | 0 | 0 | 0 | 0 | 0 | 0 | 0 | 0 | 0 | 0 |  | 0 | 0 | 0 | 0 | 0 | 0 | 0 | 0 | 0 | 0 | 0 | 0 | 0 | 0 | 0 | 0 | 0 |  | 1 | 1 | 1 | 1 | 1 | 1 | 1 | 1 | 1 | 0
PG&E Greater Bay Study Area | Mariposa | 230 | 0 | 3.6 | 0 | 0 | 0 | 0 | 0 | 0 | 0 | 0 | 0 | 0 | 0 | 0 | 0 | 0 | 50 | 50 | 0 | 1 |  | 0 | 0 | 0 | 0 | 0 | 0 | 0 | 0 | 0 | 0 | 0 | 0 | 0 | 0 | 0 | 0 | 0 | 0 | 0 |  | 0 | 0 | 0 | 0 | 0 | 0 | 0 | 0 | 0 | 0 | 0 | 0 | 0 | 0 | 0 | 0 | 0 |  | 1 | 1 | 1 | 1 | 1 | 1 | 1 | 1 | 1 | 0
PG&E Greater Bay Study Area | Martin | 115 | 0 | 0 | 0 | 0 | 0 | 0 | 0 | 0 | 0 | 0 | 0 | 8.37 | 0 | 0 | 0 | 193.02 | 61.6 | 254.62 | 0 | 1 |  | 0 | 0 | 0 | 0 | 0 | 0 | 0 | 0 | 0 | 0 | 0 | 8 | 0 | 0 | 0 | 254.62 | 0 | 1 | 1 |  | 0 | 0 | 0 | 0 | 0 | 0 | 0 | 0 | 0 | 0 | 0 | 0 | 0 | 0 | 0 | 0 | 0 |  | 1 | 1 | 1 | 1 | 1 | 1 | 1 | 1 | 1 | 0
PG&E Greater Bay Study Area | Martin | 230 | 0 | 0 | 0 | 0 | 0 | 0 | 0 | 0 | 0 | 0 | 0 | 0 | 0 | 0 | 0 | 0 | 0 | 0 | 0 | 0 |  | 0 | 0 | 0 | 0 | 0 | 0 | 0 | 0 | 0 | 0 | 0 | 0 | 0 | 0 | 0 | 0 | 0 | 0 | 0 |  | 0 | 0 | 0 | 0 | 0 | 0 | 0 | 0 | 0 | 0 | 0 | 0 | 0 | 0 | 0 | 0 | 0 |  | 1 | 1 | 1 | 1 | 1 | 1 | 1 | 1 | 1 | 0
PG&E Greater Bay Study Area | Martinez | 115 | 0 | 0 | 0 | 0 | 0 | 0 | 0 | 0 | 0 | 0 | 0 | 0 | 0 | 0 | 0 | 0 | 0 | 0 | 0 | 0 |  | 0 | 0 | 0 | 0 | 0 | 0 | 0 | 0 | 0 | 0 | 0 | 0 | 0 | 0 | 0 | 20 | 0 | 1 | 1 |  | 0 | 0 | 0 | 0 | 0 | 0 | 0 | 0 | 0 | 0 | 0 | 0 | 0 | 0 | 0 | 2 | 0 |  | 1 | 1 | 1 | 1 | 1 | 1 | 1 | 5 | 1 | 1
PG&E Fresno Study Area | Mc Mullin | 230 | 0 | 0 | 0 | 0 | 0 | 0 | 0 | 0 | 0 | 0 | 0 | 0 | 0 | 0 | 0 | 0 | 0 | 0 | 0 | 0 |  | 0 | 0 | 0 | 0 | 0 | 0 | 0 | 0 | 0 | 0 | 0 | 0 | 0 | 0 | 0 | 0 | 0 | 0 | 4 |  | 0 | 0 | 0 | 0 | 0 | 0 | 0 | 0 | 0 | 0 | 0 | 0 | 0 | 0 | 0 | 0 | 0 |  | 1 | 1 | 1 | 1 | 1 | 1 | 1 | 1 | 1 | 0
PG&E Fresno Study Area | McCall | 230 | 0 | 0 | 0 | 0 | 0 | 0 | 0 | 0 | 0 | 0 | 0 | 1.75 | 0 | 0 | 0 | 0 | 0 | 0 | 0 | 1 |  | 0 | 0 | 0 | 0 | 0 | 0 | 0 | 0 | 0 | 0 | 0 | 1.75 | 0 | 0 | 0 | 0 | 0 | 1 | 4 |  | 0 | 0 | 0 | 0 | 0 | 0 | 0 | 0 | 0 | 0 | 0 | 0 | 0 | 0 | 0 | 0 | 0 |  | 1 | 1 | 1 | 1 | 1 | 1 | 1 | 1 | 1 | 0
East of Pisgah Study Area | McCullough (LDWP) | 500 | 0 | 0 | 0 | 0 | 0 | 0 | 0 | 0 | 0 | 0 | 0 | 0 | 0 | 0 | 0 | 0 | 0 | 0 | 0 | 0 |  | 0 | 0 | 0 | 0 | 0 | 0 | 0 | 0 | 0 | 0 | 0 | 0 | 0 | 0 | 0 | 0 | 0 | 0 | 0 |  | 0 | 0 | 0 | 0 | 0 | 0 | 0 | 0 | 0 | 0 | 0 | 0 | 0 | 0 | 0 | 0 | 0 |  | 1 | 1 | 1 | 1 | 1 | 1 | 1 | 1 | 1 | 0
East of Pisgah Study Area | Mead | 230 | 0 | 0 | 350 | 0 | 350 | 0 | 0 | 0 | 0 | 0 | 0 | 0 | 0 | 0 | 0 | 0 | 0 | 0 | 0 | 1 |  | 0 | 0 | 300 | 0 | 300 | 0 | 0 | 0 | 0 | 0 | 0 | 0 | 0 | 0 | 0 | 0 | 0 | 1 | 2 |  | 0 | 0 | 0 | 0 | 0 | 0 | 0 | 0 | 0 | 0 | 0 | 0 | 0 | 0 | 0 | 0 | 0 |  | 1 | 1 | 1 | 1 | 1 | 1 | 1 | 1 | 1 | 0
PG&E Greater Bay Study Area | Melones | 115 | 0 | 0 | 0 | 0 | 0 | 0 | 0 | 0 | 0 | 0 | 0 | 0 | 0 | 0 | 0 | 0 | 0 | 0 | 0 | 0 |  | 0 | 0 | 0 | 0 | 0 | 0 | 0 | 0 | 0 | 0 | 0 | 0 | 0 | 0 | 0 | 0 | 0 | 0 | 0 |  | 0 | 0 | 0 | 0 | 0 | 0 | 0 | 0 | 0 | 0 | 0 | 0 | 0 | 0 | 0 | 0 | 0 |  | 1 | 1 | 1 | 1 | 1 | 1 | 1 | 1 | 1 | 0
PG&E North of Greater Bay Study Area | Mendocino | 115 | 0 | 1 | 0 | 0 | 0 | 0 | 0 | 0 | 0 | 0 | 0 | 0 | 0 | 0 | 0 | 0 | 0 | 0 | 0 | 1 |  | 0 | 1 | 0 | 0 | 0 | 0 | 0 | 0 | 0 | 0 | 0 | 0 | 0 | 0 | 0 | 0 | 0 | 1 | 1 |  | 0 | 0 | 0 | 0 | 0 | 0 | 0 | 0 | 0 | 0 | 0 | 0 | 0 | 0 | 0 | 0 | 0 |  | 1 | 1 | 1 | 1 | 1 | 1 | 1 | 1 | 1 | 0
PG&E Fresno Study Area | Mendota | 115 | 0 | 0 | 0 | 0 | 0 | 0 | 0 | 0 | 0 | 0 | 0 | 0 | 0 | 0 | 0 | 0 | 0 | 0 | 0 | 0 |  | 0 | 0 | 0 | 0 | 0 | 0 | 0 | 0 | 0 | 0 | 0 | 0 | 0 | 0 | 0 | 0 | 0 | 0 | 4 |  | 0 | 0 | 0 | 0 | 0 | 0 | 0 | 0 | 0 | 0 | 0 | 0 | 0 | 0 | 0 | 0 | 0 |  | 1 | 1 | 1 | 1 | 1 | 1 | 1 | 1 | 1 | 0
PG&E Fresno Study Area | Merced | 115 | 0 | 0 | 0 | 0 | 0 | 0 | 0 | 0 | 0 | 0 | 0 | 0 | 0 | 0 | 0 | 0 | 0 | 0 | 0 | 0 |  | 0 | 0 | 0 | 0 | 0 | 0 | 0 | 0 | 0 | 0 | 0 | 6 | 0 | 0 | 0 | 0 | 0 | 1 | 4 |  | 0 | 0 | 0 | 0 | 0 | 0 | 0 | 0 | 0 | 0 | 0 | 2 | 0 | 0 | 0 | 0 | 0 |  | 1 | 1 | 1 | 1 | 1 | 5 | 1 | 1 | 1 | 1
East of Pisgah Study Area | Mercry Switch | 138 | 0 | 0 | 0 | 0 | 0 | 0 | 0 | 0 | 0 | 0 | 0 | 0 | 0 | 0 | 0 | 0 | 0 | 0 | 0 | 0 |  | 0 | 0 | 0 | 0 | 0 | 0 | 0 | 0 | 0 | 0 | 0 | 0 | 0 | 0 | 0 | 0 | 0 | 0 | 2 |  | 0 | 0 | 0 | 0 | 0 | 0 | 0 | 0 | 0 | 0 | 0 | 0 | 0 | 0 | 0 | 0 | 0 |  | 1 | 1 | 1 | 1 | 1 | 1 | 1 | 1 | 1 | 0
PG&E Kern Study Area | Mesa | 230 | 0 | 0 | 0 | 0 | 0 | 0 | 0 | 0 | 0 | 0 | 0 | 2.62 | 0 | 0 | 0 | 99.7 | 0 | 99.7 | 0 | 1 |  | 0 | 0 | 0 | 0 | 0 | 0 | 0 | 0 | 0 | 0 | 0 | 0 | 0 | 0 | 0 | 99.701 | 0 | 1 | 0 |  | 0 | 0 | 0 | 0 | 0 | 0 | 0 | 0 | 0 | 0 | 0 | 0 | 0 | 0 | 0 | 0 | 0 |  | 1 | 1 | 1 | 1 | 1 | 1 | 1 | 1 | 1 | 0
PG&E Kern Study Area | Mesa | 115 | 0 | 0 | 0 | 0 | 0 | 0 | 0 | 0 | 0 | 0 | 0 | 0 | 0 | 0 | 0 | 0 | 0 | 0 | 0 | 0 |  | 0 | 0 | 0 | 0 | 0 | 0 | 0 | 0 | 0 | 0 | 0 | 0 | 0 | 0 | 0 | 50 | 0 | 1 | 0 |  | 0 | 0 | 0 | 0 | 0 | 0 | 0 | 0 | 0 | 0 | 0 | 0 | 0 | 0 | 0 | 2 | 0 |  | 1 | 1 | 1 | 1 | 1 | 1 | 1 | 4 | 1 | 1
SCE Metro Study Area | Mesa (SCE) | 500 | 0 | 0 | 0 | 0 | 0 | 0 | 0 | 0 | 0 | 0 | 0 | 0 | 0 | 0 | 0 | 0 | 0 | 0 | 0 | 0 |  | 0 | 0 | 0 | 0 | 0 | 0 | 0 | 0 | 0 | 0 | 0 | 0 | 0 | 0 | 0 | 0 | 0 | 0 | 0 |  | 0 | 0 | 0 | 0 | 0 | 0 | 0 | 0 | 0 | 0 | 0 | 0 | 0 | 0 | 0 | 0 | 0 |  | 1 | 1 | 1 | 1 | 1 | 1 | 1 | 1 | 1 | 0
SCE Metro Study Area | Mesa (SCE) | 230 | 0 | 0 | 0 | 0 | 0 | 0 | 0 | 0 | 0 | 0 | 0 | 0 | 0 | 0 | 0 | 0 | 3.5 | 3.5 | 0 | 1 |  | 0 | 0 | 0 | 0 | 0 | 0 | 0 | 0 | 0 | 0 | 0 | 0 | 0 | 0 | 0 | 0 | 0 | 0 | 0 |  | 0 | 0 | 0 | 0 | 0 | 0 | 0 | 0 | 0 | 0 | 0 | 0 | 0 | 0 | 0 | 0 | 0 |  | 1 | 1 | 1 | 1 | 1 | 1 | 1 | 1 | 1 | 0
PG&E Greater Bay Study Area | Metcalf | 500 | 0 | 0 | 0 | 0 | 0 | 0 | 0 | 0 | 0 | 0 | 0 | 0 | 0 | 0 | 0 | 50 | 0 | 50 | 0 | 1 |  | 0 | 0 | 0 | 0 | 0 | 0 | 0 | 0 | 0 | 0 | 0 | 0 | 0 | 0 | 0 | 0 | 0 | 0 | 1 |  | 0 | 0 | 0 | 0 | 0 | 0 | 0 | 0 | 0 | 0 | 0 | 0 | 0 | 0 | 0 | 0 | 0 |  | 1 | 1 | 1 | 1 | 1 | 1 | 1 | 1 | 1 | 0
PG&E Greater Bay Study Area | Metcalf | 230 | 0 | 0 | 0 | 0 | 0 | 0 | 0 | 0 | 0 | 0 | 0 | 0 | 0 | 0 | 0 | 200 | 100 | 300 | 0 | 1 |  | 0 | 2 | 0 | 0 | 0 | 0 | 0 | 0 | 0 | 0 | 0 | 4 | 0 | 0 | 0 | 306.66 | 0 | 1 | 2 |  | 0 | 2 | 0 | 0 | 0 | 0 | 0 | 0 | 0 | 0 | 0 | 2 | 0 | 0 | 0 | 0 | 0 |  | 1 | 5 | 1 | 1 | 1 | 5 | 1 | 1 | 1 | 1
PG&E Greater Bay Study Area | Metcalf | 115 | 0 | 1.8 | 0 | 0 | 0 | 0 | 0 | 0 | 0 | 0 | 0 | 0 | 0 | 0 | 0 | 75 | 0 | 75 | 0 | 1 |  | 0 | 0 | 0 | 0 | 0 | 0 | 0 | 0 | 0 | 0 | 0 | 0 | 0 | 0 | 0 | 0 | 0 | 0 | 1 |  | 0 | 0 | 0 | 0 | 0 | 0 | 0 | 0 | 0 | 0 | 0 | 0 | 0 | 0 | 0 | 0 | 0 |  | 1 | 1 | 1 | 1 | 1 | 1 | 1 | 1 | 1 | 0
PG&E Kern Study Area | Midway | 500 | 0 | 0 | 0 | 0 | 0 | 0 | 0 | 0 | 0 | 0 | 0 | 0 | 100 | 700 | 800 | 340 | 302 | 642 | 0 | 1 |  | 0 | 0 | 0 | 0 | 0 | 0 | 0 | 0 | 0 | 0 | 0 | 0 | 50 | 750 | 800 | 650 | 0 | 1 | 0 |  | 0 | 0 | 0 | 0 | 0 | 0 | 0 | 0 | 0 | 0 | 0 | 0 | 0 | 0 | 0 | 0 | 0 |  | 1 | 1 | 1 | 1 | 1 | 1 | 1 | 1 | 1 | 0
PG&E Kern Study Area | Midway | 230 | 0 | 0 | 0 | 0 | 0 | 0 | 0 | 0 | 0 | 0 | 0 | 0 | 0 | 0 | 0 | 0 | 0 | 0 | 0 | 0 |  | 0 | 0 | 0 | 0 | 0 | 0 | 0 | 0 | 0 | 0 | 0 | 0 | 50 | 200.0044 | 250.0044 | 92 | 0 | 1 | 0 |  | 0 | 0 | 0 | 0 | 0 | 0 | 0 | 0 | 0 | 0 | 0 | 0 | 2 | 2 | 2 | 2 | 0 |  | 1 | 1 | 1 | 1 | 1 | 1 | 4 | 4 | 1 | 1
PG&E Kern Study Area | Midway | 115 | 0 | 0 | 0 | 0 | 0 | 0 | 0 | 0 | 0 | 0 | 0 | 0 | 100 | 100 | 200 | 80 | 0 | 80 | 0 | 1 |  | 0 | 0 | 0 | 0 | 0 | 0 | 0 | 0 | 0 | 0 | 0 | 0 | 200 | 0 | 200 | 0 | 0 | 1 | 0 |  | 0 | 0 | 0 | 0 | 0 | 0 | 0 | 0 | 0 | 0 | 0 | 0 | 2 | 0 | 0 | 0 | 0 |  | 1 | 1 | 1 | 1 | 1 | 1 | 4 | 1 | 1 | 1
SDG&E Study Area | Miguel | 500 | 0 | 0 | 0 | 0 | 0 | 0 | 0 | 0 | 0 | 0 | 0 | 0 | 0 | 0 | 0 | 0 | 0 | 0 | 0 | 0 |  | 0 | 0 | 0 | 0 | 0 | 0 | 0 | 0 | 0 | 0 | 0 | 0 | 0 | 0 | 0 | 0 | 0 | 0 | 3 |  | 0 | 0 | 0 | 0 | 0 | 0 | 0 | 0 | 0 | 0 | 0 | 0 | 0 | 0 | 0 | 0 | 0 |  | 1 | 1 | 1 | 1 | 1 | 1 | 1 | 1 | 1 | 0
SDG&E Study Area | Miguel | 230 | 0 | 0 | 0 | 0 | 0 | 0 | 0 | 0 | 0 | 0 | 0 | 0 | 0 | 0 | 0 | 9.75 | 0 | 9.75 | 0 | 1 |  | 0 | 0 | 0 | 0 | 0 | 0 | 0 | 0 | 0 | 0 | 0 | 0 | 0 | 0 | 0 | 10 | 0 | 1 | 3 |  | 0 | 0 | 0 | 0 | 0 | 0 | 0 | 0 | 0 | 0 | 0 | 0 | 0 | 0 | 0 | 0 | 0 |  | 1 | 1 | 1 | 1 | 1 | 1 | 1 | 1 | 1 | 0
PG&E Greater Bay Study Area | Miller | 115 | 0 | 0 | 0 | 0 | 0 | 0 | 0 | 0 | 0 | 0 | 0 | 0 | 0 | 0 | 0 | 0 | 0 | 0 | 0 | 0 |  | 0 | 0 | 0 | 0 | 0 | 0 | 0 | 0 | 0 | 0 | 0 | 0 | 0 | 0 | 0 | 0 | 0 | 0 | 0 |  | 0 | 0 | 0 | 0 | 0 | 0 | 0 | 0 | 0 | 0 | 0 | 0 | 0 | 0 | 0 | 0 | 0 |  | 1 | 1 | 1 | 1 | 1 | 1 | 1 | 1 | 1 | 0
SCE Metro Study Area | Mira Loma | 500 | 0 | 0 | 0 | 0 | 0 | 0 | 0 | 0 | 0 | 0 | 0 | 0 | 0 | 0 | 0 | 0 | 0 | 0 | 0 | 0 |  | 0 | 0 | 0 | 0 | 0 | 0 | 0 | 0 | 0 | 0 | 0 | 0 | 0 | 0 | 0 | 0 | 0 | 0 | 0 |  | 0 | 0 | 0 | 0 | 0 | 0 | 0 | 0 | 0 | 0 | 0 | 0 | 0 | 0 | 0 | 0 | 0 |  | 1 | 1 | 1 | 1 | 1 | 1 | 1 | 1 | 1 | 0
SCE Metro Study Area | Mira Loma | 230 | 0 | 0 | 0 | 0 | 0 | 0 | 0 | 0 | 0 | 0 | 0 | 0 | 0 | 0 | 0 | 285 | 100 | 385 | 0 | 1 |  | 0 | 0 | 0 | 0 | 0 | 0 | 0 | 0 | 0 | 0 | 0 | 0 | 0 | 0 | 0 | 300 | 0 | 1 | 0 |  | 0 | 0 | 0 | 0 | 0 | 0 | 0 | 0 | 0 | 0 | 0 | 0 | 0 | 0 | 0 | 0 | 0 |  | 1 | 1 | 1 | 1 | 1 | 1 | 1 | 1 | 1 | 0
SCE Eastern Study Area | Mirage | 230 | 785 | 0 | 0 | 0 | 0 | 0 | 0 | 0 | 0 | 0 | 0 | 0 | 0 | 132 | 132 | 150 | 0 | 150 | 0 | 1 |  | 850 | 0 | 0 | 0 | 0 | 0 | 0 | 0 | 0 | 0 | 0 | 0 | 0 | 100 | 100 | 150 | 0 | 1 | 2 |  | 0 | 0 | 0 | 0 | 0 | 0 | 0 | 0 | 0 | 0 | 0 | 0 | 0 | 0 | 0 | 0 | 0 |  | 1 | 1 | 1 | 1 | 1 | 1 | 1 | 1 | 1 | 0
SDG&E Study Area | Mission | 230 | 0 | 0 | 0 | 0 | 0 | 0 | 0 | 0 | 0 | 0 | 0 | 0 | 0 | 0 | 0 | 19 | 10 | 29 | 0 | 1 |  | 0 | 0 | 0 | 0 | 0 | 0 | 0 | 0 | 0 | 0 | 0 | 0 | 0 | 0 | 0 | 90 | 0 | 1 | 3 |  | 0 | 0 | 0 | 0 | 0 | 0 | 0 | 0 | 0 | 0 | 0 | 0 | 0 | 0 | 0 | 2 | 0 |  | 1 | 1 | 1 | 1 | 1 | 1 | 1 | 5 | 1 | 1
PG&E Greater Bay Study Area | Mi-Wuk | 115 | 0 | 0 | 0 | 0 | 0 | 0 | 0 | 0 | 0 | 0 | 0 | 0 | 0 | 0 | 0 | 0 | 0 | 0 | 0 | 0 |  | 0 | 0 | 0 | 0 | 0 | 0 | 0 | 0 | 0 | 0 | 0 | 0 | 0 | 0 | 0 | 0 | 0 | 0 | 0 |  | 0 | 0 | 0 | 0 | 0 | 0 | 0 | 0 | 0 | 0 | 0 | 0 | 0 | 0 | 0 | 0 | 0 |  | 1 | 1 | 1 | 1 | 1 | 1 | 1 | 1 | 1 | 0
East of Pisgah Study Area | Mohave | 500 | 0 | 0 | 700 | 0 | 700 | 0 | 0 | 0 | 0 | 0 | 0 | 0 | 0 | 700 | 700 | 500 | 0 | 500 | 0 | 1 |  | 0 | 0 | 0 | 0 | 0 | 0 | 0 | 0 | 0 | 0 | 0 | 0 | 520 | 700 | 1220 | 700 | 0 | 1 | 0 |  | 0 | 0 | 0 | 0 | 0 | 0 | 0 | 0 | 0 | 0 | 0 | 0 | 2 | 0 | 2 | 1 | 0 |  | 1 | 1 | 1 | 1 | 1 | 1 | 4 | 3 | 1 | 1
PG&E North of Greater Bay Study Area | Monroe | 115 | 0 | 0 | 0 | 0 | 0 | 0 | 0 | 0 | 0 | 0 | 0 | 0 | 0 | 0 | 0 | 0 | 0 | 0 | 0 | 0 |  | 0 | 0 | 0 | 0 | 0 | 0 | 0 | 0 | 0 | 0 | 0 | 0 | 0 | 0 | 0 | 0 | 0 | 0 | 1 |  | 0 | 0 | 0 | 0 | 0 | 0 | 0 | 0 | 0 | 0 | 0 | 0 | 0 | 0 | 0 | 0 | 0 |  | 1 | 1 | 1 | 1 | 1 | 1 | 1 | 1 | 1 | 0
PG&E Greater Bay Study Area | Monta Vista | 230 | 0 | 0 | 0 | 0 | 0 | 0 | 0 | 0 | 0 | 0 | 0 | 0 | 0 | 0 | 0 | 0 | 0 | 0 | 0 | 0 |  | 0 | 0 | 0 | 0 | 0 | 0 | 0 | 0 | 0 | 0 | 0 | 0 | 0 | 0 | 0 | 0 | 0 | 0 | 2 |  | 0 | 0 | 0 | 0 | 0 | 0 | 0 | 0 | 0 | 0 | 0 | 0 | 0 | 0 | 0 | 0 | 0 |  | 1 | 1 | 1 | 1 | 1 | 1 | 1 | 1 | 1 | 0
PG&E North of Greater Bay Study Area | Monticello | 115 | 0 | 0 | 0 | 0 | 0 | 0 | 0 | 0 | 0 | 0 | 0 | 0 | 0 | 0 | 0 | 0 | 0 | 0 | 0 | 0 |  | 0 | 0 | 0 | 0 | 0 | 0 | 0 | 0 | 0 | 0 | 0 | 0 | 0 | 0 | 0 | 0 | 0 | 0 | 1 |  | 0 | 0 | 0 | 0 | 0 | 0 | 0 | 0 | 0 | 0 | 0 | 0 | 0 | 0 | 0 | 0 | 0 |  | 1 | 1 | 1 | 1 | 1 | 1 | 1 | 1 | 1 | 0
SCE Northern Area | Moorpark | 230 | 0 | 0 | 0 | 0 | 0 | 0 | 0 | 0 | 0 | 0 | 0 | 0 | 0 | 0 | 0 | 434.9 | 0 | 434.9 | 0 | 1 |  | 0 | 0 | 0 | 0 | 0 | 0 | 0 | 0 | 0 | 0 | 0 | 0 | 0 | 500 | 500 | 447 | 0 | 1 | 0 |  | 0 | 0 | 0 | 0 | 0 | 0 | 0 | 0 | 0 | 0 | 0 | 0 | 0 | 2 | 2 | 0 | 0 |  | 1 | 1 | 1 | 1 | 1 | 1 | 4 | 1 | 1 | 1
PG&E Greater Bay Study Area | Moraga | 230 | 0 | 0 | 0 | 0 | 0 | 0 | 0 | 0 | 0 | 0 | 0 | 0 | 0 | 0 | 0 | 0 | 0 | 0 | 0 | 0 |  | 0 | 0 | 0 | 0 | 0 | 0 | 0 | 0 | 0 | 0 | 0 | 0 | 0 | 0 | 0 | 0 | 0 | 0 | 2 |  | 0 | 0 | 0 | 0 | 0 | 0 | 0 | 0 | 0 | 0 | 0 | 0 | 0 | 0 | 0 | 0 | 0 |  | 1 | 1 | 1 | 1 | 1 | 1 | 1 | 1 | 1 | 0
PG&E Greater Bay Study Area | Moraga | 115 | 0 | 0 | 0 | 0 | 0 | 0 | 0 | 0 | 0 | 0 | 0 | 0 | 0 | 0 | 0 | 0 | 0 | 0 | 0 | 0 |  | 0 | 0 | 0 | 0 | 0 | 0 | 0 | 0 | 0 | 0 | 0 | 0 | 0 | 0 | 0 | 0 | 0 | 0 | 3 |  | 0 | 0 | 0 | 0 | 0 | 0 | 0 | 0 | 0 | 0 | 0 | 0 | 0 | 0 | 0 | 0 | 0 |  | 1 | 1 | 1 | 1 | 1 | 1 | 1 | 1 | 1 | 0
PG&E Greater Bay Study Area | Morgan Hill | 115 | 0 | 0 | 0 | 0 | 0 | 0 | 0 | 0 | 0 | 0 | 0 | 0 | 0 | 0 | 0 | 0 | 0 | 0 | 0 | 0 |  | 0 | 0 | 0 | 0 | 0 | 0 | 0 | 0 | 0 | 0 | 0 | 0 | 0 | 0 | 0 | 0 | 0 | 0 | 2 |  | 0 | 0 | 0 | 0 | 0 | 0 | 0 | 0 | 0 | 0 | 0 | 0 | 0 | 0 | 0 | 0 | 0 |  | 1 | 1 | 1 | 1 | 1 | 1 | 1 | 1 | 1 | 0
PG&E Kern Study Area | Morro Bay (Proposed) | 500 | 0 | 0 | 0 | 0 | 0 | 0 | 0 | 0 | 2531 | 0 | 2531 | 0 | 0 | 0 | 0 | 0 | 0 | 0 | 0 | 1 |  | 0 | 0 | 0 | 0 | 0 | 0 | 0 | 0 | 0 | 0 | 0 | 0 | 0 | 0 | 0 | 0 | 0 | 0 | 0 |  | 0 | 0 | 0 | 0 | 0 | 0 | 0 | 0 | 0 | 0 | 0 | 0 | 0 | 0 | 0 | 0 | 0 |  | 1 | 1 | 1 | 1 | 1 | 1 | 1 | 1 | 1 | 0
PG&E Kern Study Area | Morro Bay | 230 | 0 | 0 | 0 | 0 | 0 | 0 | 0 | 0 | 0 | 0 | 0 | 0 | 0 | 0 | 0 | 0 | 0 | 0 | 0 | 0 |  | 0 | 0 | 0 | 0 | 0 | 0 | 0 | 0 | 0 | 0 | 0 | 0 | 0 | 0 | 0 | 0 | 300 | 1 | 1 |  | 0 | 0 | 0 | 0 | 0 | 0 | 0 | 0 | 0 | 0 | 0 | 0 | 0 | 0 | 0 | 0 | 2 |  | 1 | 1 | 1 | 1 | 1 | 1 | 1 | 1 | 5 | 1
PG&E Kern Study Area | Morro Bay | 115 | 0 | 0 | 0 | 0 | 0 | 0 | 0 | 0 | 0 | 0 | 0 | 0 | 0 | 0 | 0 | 0 | 0 | 0 | 0 | 0 |  | 0 | 0 | 0 | 0 | 0 | 0 | 0 | 0 | 0 | 0 | 0 | 0 | 0 | 0 | 0 | 0 | 0 | 0 | 0 |  | 0 | 0 | 0 | 0 | 0 | 0 | 0 | 0 | 0 | 0 | 0 | 0 | 0 | 0 | 0 | 0 | 0 |  | 1 | 1 | 1 | 1 | 1 | 1 | 1 | 1 | 1 | 0
PG&E Greater Bay Study Area | Moss Landing | 500 | 0 | 0 | 0 | 0 | 0 | 0 | 0 | 0 | 0 | 0 | 0 | 0 | 0 | 0 | 0 | 350 | 300 | 650 | 0 | 1 |  | 0 | 0 | 0 | 0 | 0 | 0 | 0 | 0 | 0 | 0 | 0 | 0 | 0 | 0 | 0 | 350 | 0 | 1 | 3 |  | 0 | 0 | 0 | 0 | 0 | 0 | 0 | 0 | 0 | 0 | 0 | 0 | 0 | 0 | 0 | 0 | 0 |  | 1 | 1 | 1 | 1 | 1 | 1 | 1 | 1 | 1 | 0
PG&E Greater Bay Study Area | Moss Landing | 230 | 0 | 0 | 0 | 0 | 0 | 0 | 0 | 0 | 0 | 0 | 0 | 0 | 0 | 0 | 0 | 0 | 0 | 0 | 0 | 0 |  | 0 | 0 | 0 | 0 | 0 | 0 | 0 | 0 | 0 | 0 | 0 | 0 | 0 | 0 | 0 | 0 | 0 | 0 | 2 |  | 0 | 0 | 0 | 0 | 0 | 0 | 0 | 0 | 0 | 0 | 0 | 0 | 0 | 0 | 0 | 0 | 0 |  | 1 | 1 | 1 | 1 | 1 | 1 | 1 | 1 | 1 | 0
PG&E Greater Bay Study Area | Moss Landing | 115 | 0 | 0 | 0 | 0 | 0 | 0 | 0 | 0 | 0 | 0 | 0 | 0 | 0 | 0 | 0 | 182.5 | 0 | 182.5 | 0 | 1 |  | 0 | 0 | 0 | 0 | 0 | 0 | 0 | 0 | 0 | 0 | 0 | 0 | 0 | 0 | 0 | 192.5 | 0 | 1 | 2 |  | 0 | 0 | 0 | 0 | 0 | 0 | 0 | 0 | 0 | 0 | 0 | 0 | 0 | 0 | 0 | 0 | 0 |  | 1 | 1 | 1 | 1 | 1 | 1 | 1 | 1 | 1 | 0
PG&E Kern Study Area | Mt Poso | 115 | 0 | 0 | 0 | 0 | 0 | 0 | 0 | 0 | 0 | 0 | 0 | 0 | 0 | 0 | 0 | 0 | 0 | 0 | 0 | 0 |  | 0 | 0 | 0 | 0 | 0 | 0 | 0 | 0 | 0 | 0 | 0 | 0 | 0 | 0 | 0 | 0 | 0 | 0 | 0 |  | 0 | 0 | 0 | 0 | 0 | 0 | 0 | 0 | 0 | 0 | 0 | 0 | 0 | 0 | 0 | 0 | 0 |  | 1 | 1 | 1 | 1 | 1 | 1 | 1 | 1 | 1 | 0
PG&E Fresno Study Area | Mustang | 230 | 0 | 0 | 0 | 0 | 0 | 0 | 0 | 0 | 0 | 0 | 0 | 0 | 106.5 | 300 | 406.5 | 50 | 50 | 100 | 0 | 1 |  | 0 | 0 | 0 | 0 | 0 | 0 | 0 | 0 | 0 | 0 | 0 | 0 | 100.5 | 287 | 387.5 | 300 | 0 | 1 | 2 |  | 0 | 0 | 0 | 0 | 0 | 0 | 0 | 0 | 0 | 0 | 0 | 0 | 0 | 0 | 0 | 2 | 0 |  | 1 | 1 | 1 | 1 | 1 | 1 | 1 | 5 | 1 | 1
PG&E Fresno Study Area | New Melones | 230 | 0 | 0 | 0 | 0 | 0 | 0 | 0 | 0 | 0 | 0 | 0 | 0 | 0 | 0 | 0 | 0 | 0 | 0 | 0 | 0 |  | 0 | 0 | 0 | 0 | 0 | 0 | 0 | 0 | 0 | 0 | 0 | 0 | 0 | 0 | 0 | 0 | 0 | 0 | 2 |  | 0 | 0 | 0 | 0 | 0 | 0 | 0 | 0 | 0 | 0 | 0 | 0 | 0 | 0 | 0 | 0 | 0 |  | 1 | 1 | 1 | 1 | 1 | 1 | 1 | 1 | 1 | 0
PG&E Greater Bay Study Area | Newark | 230 | 0 | 0 | 0 | 0 | 0 | 0 | 0 | 0 | 0 | 0 | 0 | 0 | 0 | 0 | 0 | 0 | 0 | 0 | 0 | 0 |  | 0 | 0 | 0 | 0 | 0 | 0 | 0 | 0 | 0 | 0 | 0 | 0 | 0 | 0 | 0 | 0 | 0 | 0 | 1 |  | 0 | 0 | 0 | 0 | 0 | 0 | 0 | 0 | 0 | 0 | 0 | 0 | 0 | 0 | 0 | 0 | 0 |  | 1 | 1 | 1 | 1 | 1 | 1 | 1 | 1 | 1 | 0
PG&E Greater Bay Study Area | Newark | 115 | 0 | 0 | 0 | 0 | 0 | 0 | 0 | 0 | 0 | 0 | 0 | 0 | 0 | 0 | 0 | 0 | 0 | 0 | 0 | 0 |  | 0 | 0 | 0 | 0 | 0 | 0 | 0 | 0 | 0 | 0 | 0 | 0 | 0 | 0 | 0 | 0 | 0 | 0 | 3 |  | 0 | 0 | 0 | 0 | 0 | 0 | 0 | 0 | 0 | 0 | 0 | 0 | 0 | 0 | 0 | 0 | 0 |  | 1 | 1 | 1 | 1 | 1 | 1 | 1 | 1 | 1 | 0
PG&E Fresno Study Area | Newhall | 115 | 0 | 0 | 0 | 0 | 0 | 0 | 0 | 0 | 0 | 0 | 0 | 0 | 0 | 0 | 0 | 0 | 0 | 0 | 0 | 0 |  | 0 | 0 | 0 | 0 | 0 | 0 | 0 | 0 | 0 | 0 | 0 | 0 | 0 | 0 | 0 | 0 | 0 | 0 | 0 |  | 0 | 0 | 0 | 0 | 0 | 0 | 0 | 0 | 0 | 0 | 0 | 0 | 0 | 0 | 0 | 0 | 0 |  | 1 | 1 | 1 | 1 | 1 | 1 | 1 | 1 | 1 | 0
PG&E Kern Study Area | Norco | 115 | 0 | 0 | 0 | 0 | 0 | 0 | 0 | 0 | 0 | 0 | 0 | 0 | 0 | 0 | 0 | 0 | 0 | 0 | 0 | 0 |  | 0 | 0 | 0 | 0 | 0 | 0 | 0 | 0 | 0 | 0 | 0 | 0 | 0 | 0 | 0 | 0 | 0 | 0 | 0 |  | 0 | 0 | 0 | 0 | 0 | 0 | 0 | 0 | 0 | 0 | 0 | 0 | 0 | 0 | 0 | 0 | 0 |  | 1 | 1 | 1 | 1 | 1 | 1 | 1 | 1 | 1 | 0
SDG&E Study Area | North City Metering | 138 | 0 | 0 | 0 | 0 | 0 | 0 | 0 | 0 | 0 | 0 | 0 | 0 | 0 | 0 | 0 | 0 | 0 | 0 | 0 | 0 |  | 0 | 0 | 0 | 0 | 0 | 0 | 0 | 0 | 0 | 0 | 0 | 0 | 0 | 0 | 0 | 0 | 0 | 0 | 1 |  | 0 | 0 | 0 | 0 | 0 | 0 | 0 | 0 | 0 | 0 | 0 | 0 | 0 | 0 | 0 | 0 | 0 |  | 1 | 1 | 1 | 1 | 1 | 1 | 1 | 1 | 1 | 0
PG&E Greater Bay Study Area | North Dublin | 230 | 0 | 0 | 0 | 0 | 0 | 0 | 0 | 0 | 0 | 0 | 0 | 0 | 0 | 0 | 0 | 0 | 0 | 0 | 0 | 0 |  | 0 | 0 | 0 | 0 | 0 | 0 | 0 | 0 | 0 | 0 | 0 | 0 | 0 | 0 | 0 | 0 | 0 | 0 | 0 |  | 0 | 0 | 0 | 0 | 0 | 0 | 0 | 0 | 0 | 0 | 0 | 0 | 0 | 0 | 0 | 0 | 0 |  | 1 | 1 | 1 | 1 | 1 | 1 | 1 | 1 | 1 | 0
SDG&E Study Area | North Gila | 500 | 0 | 0 | 0 | 0 | 0 | 0 | 0 | 0 | 0 | 0 | 0 | 0 | 0 | 0 | 0 | 0 | 0 | 0 | 0 | 0 |  | 0 | 0 | 0 | 0 | 0 | 0 | 0 | 0 | 0 | 0 | 0 | 0 | 0 | 0 | 0 | 0 | 0 | 0 | 6 |  | 0 | 0 | 0 | 0 | 0 | 0 | 0 | 0 | 0 | 0 | 0 | 0 | 0 | 0 | 0 | 0 | 0 |  | 1 | 1 | 1 | 1 | 1 | 1 | 1 | 1 | 1 | 0
SDG&E Study Area | New Sub - North Gila - IV (Proposed) | 500 | 0 | 0 | 0 | 0 | 0 | 0 | 0 | 0 | 0 | 0 | 0 | 0 | 0 | 0 | 0 | 0 | 0 | 0 | 0 | 0 |  | 0 | 0 | 0 | 0 | 0 | 0 | 0 | 0 | 0 | 0 | 0 | 0 | 0 | 0 | 0 | 0 | 0 | 0 | 6 |  | 0 | 0 | 0 | 0 | 0 | 0 | 0 | 0 | 0 | 0 | 0 | 0 | 0 | 0 | 0 | 0 | 0 |  | 1 | 1 | 1 | 1 | 1 | 1 | 1 | 1 | 1 | 0
PG&E Greater Bay Study Area | Oakland C | 115 | 0 | 0 | 0 | 0 | 0 | 0 | 0 | 0 | 0 | 0 | 0 | 0 | 0 | 0 | 0 | 55 | 0 | 55 | 0 | 1 |  | 0 | 0 | 0 | 0 | 0 | 0 | 0 | 0 | 0 | 0 | 0 | 0 | 0 | 0 | 0 | 55 | 0 | 1 | 3 |  | 0 | 0 | 0 | 0 | 0 | 0 | 0 | 0 | 0 | 0 | 0 | 0 | 0 | 0 | 0 | 0 | 0 |  | 1 | 1 | 1 | 1 | 1 | 1 | 1 | 1 | 1 | 0
PG&E Greater Bay Study Area | Oakland J | 115 | 0 | 0 | 0 | 0 | 0 | 0 | 0 | 0 | 0 | 0 | 0 | 0 | 0 | 0 | 0 | 0 | 0 | 0 | 0 | 0 |  | 0 | 0 | 0 | 0 | 0 | 0 | 0 | 0 | 0 | 0 | 0 | 0 | 0 | 0 | 0 | 0 | 0 | 0 | 1 |  | 0 | 0 | 0 | 0 | 0 | 0 | 0 | 0 | 0 | 0 | 0 | 0 | 0 | 0 | 0 | 0 | 0 |  | 1 | 1 | 1 | 1 | 1 | 1 | 1 | 1 | 1 | 0
PG&E Kern Study Area | Oceano | 115 | 0 | 0 | 0 | 0 | 0 | 0 | 0 | 0 | 0 | 0 | 0 | 0 | 0 | 0 | 0 | 0 | 0 | 0 | 0 | 0 |  | 0 | 0 | 0 | 0 | 0 | 0 | 0 | 0 | 0 | 0 | 0 | 0 | 0 | 0 | 0 | 0 | 0 | 0 | 0 |  | 0 | 0 | 0 | 0 | 0 | 0 | 0 | 0 | 0 | 0 | 0 | 0 | 0 | 0 | 0 | 0 | 0 |  | 1 | 1 | 1 | 1 | 1 | 1 | 1 | 1 | 1 | 0
SDG&E Study Area | Ocotillo Express | 500 | 0 | 0 | 0 | 0 | 0 | 0 | 0 | 0 | 0 | 0 | 0 | 0 | 0 | 0 | 0 | 0 | 0 | 0 | 0 | 0 |  | 0 | 0 | 0 | 0 | 0 | 0 | 0 | 0 | 0 | 0 | 0 | 0 | 0 | 0 | 0 | 0 | 0 | 0 | 6 |  | 0 | 0 | 0 | 0 | 0 | 0 | 0 | 0 | 0 | 0 | 0 | 0 | 0 | 0 | 0 | 0 | 0 |  | 1 | 1 | 1 | 1 | 1 | 1 | 1 | 1 | 1 | 0
SDG&E Study Area | Old Town | 230 | 0 | 0 | 0 | 0 | 0 | 0 | 0 | 0 | 0 | 0 | 0 | 0 | 0 | 0 | 0 | 0 | 0 | 0 | 0 | 0 |  | 0 | 0 | 0 | 0 | 0 | 0 | 0 | 0 | 0 | 0 | 0 | 0 | 0 | 0 | 0 | 0 | 0 | 0 | 2 |  | 0 | 0 | 0 | 0 | 0 | 0 | 0 | 0 | 0 | 0 | 0 | 0 | 0 | 0 | 0 | 0 | 0 |  | 1 | 1 | 1 | 1 | 1 | 1 | 1 | 1 | 1 | 0
SCE Metro Study Area | Olinda | 230 | 0 | 0 | 0 | 0 | 0 | 0 | 0 | 0 | 0 | 0 | 0 | 0 | 0 | 0 | 0 | 0 | 0 | 0 | 0 | 0 |  | 0 | 0 | 0 | 0 | 0 | 0 | 0 | 0 | 0 | 0 | 0 | 0 | 0 | 0 | 0 | 0 | 0 | 0 | 0 |  | 0 | 0 | 0 | 0 | 0 | 0 | 0 | 0 | 0 | 0 | 0 | 0 | 0 | 0 | 0 | 0 | 0 |  | 1 | 1 | 1 | 1 | 1 | 1 | 1 | 1 | 1 | 0
PG&E Kern Study Area | Olive | 115 | 0 | 0 | 0 | 0 | 0 | 0 | 0 | 0 | 0 | 0 | 0 | 0 | 40 | 0 | 40 | 20 | 0 | 20 | 0 | 1 |  | 0 | 0 | 0 | 0 | 0 | 0 | 0 | 0 | 0 | 0 | 0 | 0 | 40 | 0 | 40 | 20 | 0 | 1 | 0 |  | 0 | 0 | 0 | 0 | 0 | 0 | 0 | 0 | 0 | 0 | 0 | 0 | 0 | 0 | 0 | 0 | 0 |  | 1 | 1 | 1 | 1 | 1 | 1 | 1 | 1 | 1 | 0
PG&E North of Greater Bay Study Area | Olivehurst | 115 | 0 | 0 | 0 | 0 | 0 | 0 | 0 | 0 | 0 | 0 | 0 | 0 | 0 | 0 | 0 | 0 | 0 | 0 | 0 | 0 |  | 0 | 0 | 0 | 0 | 0 | 0 | 0 | 0 | 0 | 0 | 0 | 0 | 0 | 0 | 0 | 0 | 0 | 0 | 0 |  | 0 | 0 | 0 | 0 | 0 | 0 | 0 | 0 | 0 | 0 | 0 | 0 | 0 | 0 | 0 | 0 | 0 |  | 1 | 1 | 1 | 1 | 1 | 1 | 1 | 1 | 1 | 0
SCE Northern Area | Ormond Beach | 230 | 0 | 0 | 0 | 0 | 0 | 0 | 0 | 0 | 0 | 0 | 0 | 0 | 0 | 0 | 0 | 0 | 0 | 0 | 0 | 0 |  | 0 | 0 | 0 | 0 | 0 | 0 | 0 | 0 | 0 | 0 | 0 | 0 | 0 | 0 | 0 | 0 | 0 | 0 | 0 |  | 0 | 0 | 0 | 0 | 0 | 0 | 0 | 0 | 0 | 0 | 0 | 0 | 0 | 0 | 0 | 0 | 0 |  | 1 | 1 | 1 | 1 | 1 | 1 | 1 | 1 | 1 | 0
SDG&E Study Area | Otay | 69 | 0 | 0 | 0 | 0 | 0 | 0 | 0 | 0 | 0 | 0 | 0 | 0 | 0 | 0 | 0 | 6 | 0 | 6 | 0 | 1 |  | 0 | 0 | 0 | 0 | 0 | 0 | 0 | 0 | 0 | 0 | 0 | 0 | 0 | 0 | 0 | 0 | 0 | 0 | 0 |  | 0 | 0 | 0 | 0 | 0 | 0 | 0 | 0 | 0 | 0 | 0 | 0 | 0 | 0 | 0 | 0 | 0 |  | 1 | 1 | 1 | 1 | 1 | 1 | 1 | 1 | 1 | 0
SDG&E Study Area | Otay Mesa | 230 | 0 | 0 | 0 | 0 | 0 | 0 | 0 | 0 | 0 | 0 | 0 | 0 | 0 | 0 | 0 | 250 | 0 | 250 | 0 | 1 |  | 0 | 0 | 0 | 0 | 0 | 0 | 0 | 0 | 0 | 0 | 0 | 0 | 0 | 0 | 0 | 250 | 0 | 1 | 3 |  | 0 | 0 | 0 | 0 | 0 | 0 | 0 | 0 | 0 | 0 | 0 | 0 | 0 | 0 | 0 | 0 | 0 |  | 1 | 1 | 1 | 1 | 1 | 1 | 1 | 1 | 1 | 0
PG&E Fresno Study Area | Padre Flats SW STA | 230 | 0 | 0 | 0 | 0 | 0 | 0 | 0 | 0 | 0 | 0 | 0 | 0 | 0 | 0 | 0 | 0 | 0 | 0 | 0 | 0 |  | 0 | 0 | 0 | 0 | 0 | 0 | 0 | 0 | 0 | 0 | 0 | 0 | 0 | 0 | 0 | 0 | 0 | 0 | 1 |  | 0 | 0 | 0 | 0 | 0 | 0 | 0 | 0 | 0 | 0 | 0 | 0 | 0 | 0 | 0 | 0 | 0 |  | 1 | 1 | 1 | 1 | 1 | 1 | 1 | 1 | 1 | 0
East of Pisgah Study Area | Pahrump | 230 | 0 | 0 | 0 | 0 | 0 | 0 | 0 | 0 | 0 | 0 | 0 | 0 | 0 | 0 | 0 | 0 | 0 | 0 | 0 | 0 |  | 0 | 0 | 0 | 0 | 0 | 0 | 0 | 0 | 0 | 0 | 0 | 0 | 0 | 0 | 0 | 0 | 0 | 0 | 3 |  | 0 | 0 | 0 | 0 | 0 | 0 | 0 | 0 | 0 | 0 | 0 | 0 | 0 | 0 | 0 | 0 | 0 |  | 1 | 1 | 1 | 1 | 1 | 1 | 1 | 1 | 1 | 0
East of Pisgah Study Area | Pahrump | 138 | 0 | 0 | 0 | 0 | 0 | 0 | 0 | 0 | 0 | 0 | 0 | 0 | 0 | 0 | 0 | 0 | 0 | 0 | 0 | 0 |  | 0 | 0 | 0 | 0 | 0 | 0 | 0 | 0 | 0 | 0 | 0 | 0 | 0 | 0 | 0 | 0 | 0 | 0 | 3 |  | 0 | 0 | 0 | 0 | 0 | 0 | 0 | 0 | 0 | 0 | 0 | 0 | 0 | 0 | 0 | 0 | 0 |  | 1 | 1 | 1 | 1 | 1 | 1 | 1 | 1 | 1 | 0
SDG&E Study Area | Pala | 69 | 0 | 0 | 0 | 0 | 0 | 0 | 0 | 0 | 0 | 0 | 0 | 0 | 0 | 0 | 0 | 10 | 0 | 10 | 0 | 1 |  | 0 | 0 | 0 | 0 | 0 | 0 | 0 | 0 | 0 | 0 | 0 | 0 | 0 | 0 | 0 | 0 | 0 | 0 | 1 |  | 0 | 0 | 0 | 0 | 0 | 0 | 0 | 0 | 0 | 0 | 0 | 0 | 0 | 0 | 0 | 0 | 0 |  | 1 | 1 | 1 | 1 | 1 | 1 | 1 | 1 | 1 | 0
PG&E North of Greater Bay Study Area | Palermo | 230 | 0 | 0 | 0 | 0 | 0 | 0 | 0 | 0 | 0 | 0 | 0 | 0 | 0 | 0 | 0 | 0 | 0 | 0 | 0 | 0 |  | 0 | 9.92 | 0 | 0 | 0 | 0 | 0 | 0 | 0 | 0 | 0 | 0 | 0 | 0 | 0 | 0 | 0 | 1 | 0 |  | 0 | 2 | 0 | 0 | 0 | 0 | 0 | 0 | 0 | 0 | 0 | 0 | 0 | 0 | 0 | 0 | 0 |  | 1 | 4 | 1 | 1 | 1 | 1 | 1 | 1 | 1 | 1
PG&E North of Greater Bay Study Area | Palermo | 115 | 0 | 4.1 | 0 | 0 | 0 | 0 | 0 | 0 | 0 | 0 | 0 | 0 | 0 | 0 | 0 | 0 | 0 | 0 | 0 | 1 |  | 0 | 0 | 0 | 0 | 0 | 0 | 0 | 0 | 0 | 0 | 0 | 0 | 0 | 0 | 0 | 0 | 0 | 0 | 0 |  | 0 | 0 | 0 | 0 | 0 | 0 | 0 | 0 | 0 | 0 | 0 | 0 | 0 | 0 | 0 | 0 | 0 |  | 1 | 1 | 1 | 1 | 1 | 1 | 1 | 1 | 1 | 0
SCE Eastern Study Area | Palo Verde | 500 | 0 | 0 | 0 | 0 | 0 | 4500 | 0 | 4500 | 0 | 0 | 0 | 0 | 0 | 0 | 0 | 0 | 0 | 0 | 0 | 1 |  | 0 | 0 | 0 | 0 | 0 | 2328 | 0 | 2328 | 0 | 0 | 0 | 0 | 0 | 0 | 0 | 0 | 0 | 1 | 3 |  | 0 | 0 | 0 | 0 | 0 | 0 | 0 | 0 | 0 | 0 | 0 | 0 | 0 | 0 | 0 | 0 | 0 |  | 1 | 1 | 1 | 1 | 1 | 1 | 1 | 1 | 1 | 0
SDG&E Study Area | Palomar Energy | 230 | 0 | 0 | 0 | 0 | 0 | 0 | 0 | 0 | 0 | 0 | 0 | 0 | 0 | 0 | 0 | 0 | 0 | 0 | 0 | 0 |  | 0 | 0 | 0 | 0 | 0 | 0 | 0 | 0 | 0 | 0 | 0 | 0 | 0 | 0 | 0 | 0 | 0 | 0 | 3 |  | 0 | 0 | 0 | 0 | 0 | 0 | 0 | 0 | 0 | 0 | 0 | 0 | 0 | 0 | 0 | 0 | 0 |  | 1 | 1 | 1 | 1 | 1 | 1 | 1 | 1 | 1 | 0
PG&E Fresno Study Area | Panoche | 115 | 0 | 0 | 0 | 0 | 0 | 0 | 0 | 0 | 0 | 0 | 0 | 0 | 0 | 0 | 0 | 0 | 0 | 0 | 0 | 0 |  | 0 | 0 | 0 | 0 | 0 | 0 | 0 | 0 | 0 | 0 | 0 | 0 | 0 | 0 | 0 | 0 | 0 | 0 | 3 |  | 0 | 0 | 0 | 0 | 0 | 0 | 0 | 0 | 0 | 0 | 0 | 0 | 0 | 0 | 0 | 0 | 0 |  | 1 | 1 | 1 | 1 | 1 | 1 | 1 | 1 | 1 | 0
PG&E Fresno Study Area | Panoche | 230 | 0 | 0 | 0 | 0 | 0 | 0 | 0 | 0 | 0 | 0 | 0 | 0 | 100 | 260 | 360 | 0 | 100 | 100 | 0 | 1 |  | 0 | 0 | 0 | 0 | 0 | 0 | 0 | 0 | 0 | 0 | 0 | 0 | 50 | 317 | 367 | 170 | 0 | 1 | 3 |  | 0 | 0 | 0 | 0 | 0 | 0 | 0 | 0 | 0 | 0 | 0 | 0 | 0 | 1 | 0 | 2 | 0 |  | 1 | 1 | 1 | 1 | 1 | 1 | 1 | 5 | 1 | 1
SCE Northern Area | Pardee | 230 | 0 | 0 | 0 | 0 | 0 | 0 | 0 | 0 | 0 | 0 | 0 | 0 | 0 | 0 | 0 | 95 | 0 | 95 | 0 | 1 |  | 0 | 0 | 0 | 0 | 0 | 0 | 0 | 0 | 0 | 0 | 0 | 0 | 0 | 0 | 0 | 95 | 0 | 1 | 0 |  | 0 | 0 | 0 | 0 | 0 | 0 | 0 | 0 | 0 | 0 | 0 | 0 | 0 | 0 | 0 | 0 | 0 |  | 1 | 1 | 1 | 1 | 1 | 1 | 1 | 1 | 1 | 0
PG&E North of Greater Bay Study Area | Parkway | 230 | 0 | 2.3 | 0 | 0 | 0 | 0 | 0 | 0 | 0 | 0 | 0 | 0 | 0 | 0 | 0 | 0 | 0 | 0 | 0 | 1 |  | 0 | 0 | 0 | 0 | 0 | 0 | 0 | 0 | 0 | 0 | 0 | 0 | 0 | 0 | 0 | 0 | 0 | 0 | 0 |  | 0 | 0 | 0 | 0 | 0 | 0 | 0 | 0 | 0 | 0 | 0 | 0 | 0 | 0 | 0 | 0 | 0 |  | 1 | 1 | 1 | 1 | 1 | 1 | 1 | 1 | 1 | 0
SCE Northern Area | Pastoria | 230 | 0 | 0 | 0 | 0 | 0 | 0 | 0 | 0 | 0 | 0 | 0 | 0 | 39 | 66 | 105 | 80 | 0 | 80 | 0 | 1 |  | 0 | 0 | 0 | 0 | 0 | 0 | 0 | 0 | 0 | 0 | 0 | 0 | 40 | 66.875 | 106.875 | 60 | 0 | 1 | 0 |  | 0 | 0 | 0 | 0 | 0 | 0 | 0 | 0 | 0 | 0 | 0 | 0 | 0 | 0 | 0 | 0 | 0 |  | 1 | 1 | 1 | 1 | 1 | 1 | 1 | 1 | 1 | 0
SCE Metro Study Area | Pauda | 230 | 0 | 0 | 0 | 0 | 0 | 0 | 0 | 0 | 0 | 0 | 0 | 0 | 0 | 0 | 0 | 195 | 0 | 195 | 0 | 1 |  | 0 | 0 | 0 | 0 | 0 | 0 | 0 | 0 | 0 | 0 | 0 | 0 | 0 | 0 | 0 | 0 | 0 | 0 | 0 |  | 0 | 0 | 0 | 0 | 0 | 0 | 0 | 0 | 0 | 0 | 0 | 0 | 0 | 0 | 0 | 0 | 0 |  | 1 | 1 | 1 | 1 | 1 | 1 | 1 | 1 | 1 | 0
PG&E North of Greater Bay Study Area | Peabody | 230 | 0 | 0 | 0 | 0 | 0 | 0 | 0 | 0 | 0 | 0 | 0 | 4.4 | 0 | 0 | 0 | 0 | 0 | 0 | 0 | 1 |  | 0 | 0 | 0 | 0 | 0 | 0 | 0 | 0 | 0 | 0 | 0 | 0 | 0 | 0 | 0 | 0 | 0 | 0 | 0 |  | 0 | 0 | 0 | 0 | 0 | 0 | 0 | 0 | 0 | 0 | 0 | 0 | 0 | 0 | 0 | 0 | 0 |  | 1 | 1 | 1 | 1 | 1 | 1 | 1 | 1 | 1 | 0
PG&E North of Greater Bay Study Area | Pease | 115 | 0 | 3 | 0 | 0 | 0 | 0 | 0 | 0 | 0 | 0 | 0 | 0 | 0 | 0 | 0 | 6 | 0 | 6 | 0 | 1 |  | 0 | 2.85 | 0 | 0 | 0 | 0 | 0 | 0 | 0 | 0 | 0 | 0 | 0 | 0 | 0 | 5 | 0 | 1 | 0 |  | 0 | 0 | 0 | 0 | 0 | 0 | 0 | 0 | 0 | 0 | 0 | 0 | 0 | 0 | 0 | 0 | 0 |  | 1 | 1 | 1 | 1 | 1 | 1 | 1 | 1 | 1 | 0
SDG&E Study Area | Penasquitos | 230 | 0 | 0 | 0 | 0 | 0 | 0 | 0 | 0 | 0 | 0 | 0 | 0 | 0 | 0 | 0 | 0 | 0 | 0 | 0 | 0 |  | 0 | 0 | 0 | 0 | 0 | 0 | 0 | 0 | 0 | 0 | 0 | 0 | 0 | 0 | 0 | 0 | 0 | 0 | 2 |  | 0 | 0 | 0 | 0 | 0 | 0 | 0 | 0 | 0 | 0 | 0 | 0 | 0 | 0 | 0 | 0 | 0 |  | 1 | 1 | 1 | 1 | 1 | 1 | 1 | 1 | 1 | 0
PG&E North of Greater Bay Study Area | Penngrove | 115 | 0 | 0 | 0 | 0 | 0 | 0 | 0 | 0 | 0 | 0 | 0 | 0 | 0 | 0 | 0 | 0 | 0 | 0 | 0 | 0 |  | 0 | 0 | 0 | 0 | 0 | 0 | 0 | 0 | 0 | 0 | 0 | 0 | 0 | 0 | 0 | 0 | 0 | 0 | 1 |  | 0 | 0 | 0 | 0 | 0 | 0 | 0 | 0 | 0 | 0 | 0 | 0 | 0 | 0 | 0 | 0 | 0 |  | 1 | 1 | 1 | 1 | 1 | 1 | 1 | 1 | 1 | 0
PG&E Greater Bay Study Area | Peoria | 115 | 0 | 2 | 0 | 0 | 0 | 0 | 0 | 0 | 0 | 0 | 0 | 0 | 0 | 0 | 0 | 10 | 0 | 10 | 0 | 1 |  | 0 | 2 | 0 | 0 | 0 | 0 | 0 | 0 | 0 | 0 | 0 | 0 | 0 | 0 | 0 | 0 | 0 | 1 | 0 |  | 0 | 0 | 0 | 0 | 0 | 0 | 0 | 0 | 0 | 0 | 0 | 0 | 0 | 0 | 0 | 0 | 0 |  | 1 | 1 | 1 | 1 | 1 | 1 | 1 | 1 | 1 | 0
PG&E Greater Bay Study Area | Piercy | 115 | 0 | 0 | 0 | 0 | 0 | 0 | 0 | 0 | 0 | 0 | 0 | 0 | 0 | 0 | 0 | 0 | 0 | 0 | 0 | 0 |  | 0 | 0 | 0 | 0 | 0 | 0 | 0 | 0 | 0 | 0 | 0 | 0 | 0 | 0 | 0 | 0 | 0 | 0 | 1 |  | 0 | 0 | 0 | 0 | 0 | 0 | 0 | 0 | 0 | 0 | 0 | 0 | 0 | 0 | 0 | 0 | 0 |  | 1 | 1 | 1 | 1 | 1 | 1 | 1 | 1 | 1 | 0
PG&E Fresno Study Area | Pine Flat | 230 | 0 | 8 | 0 | 0 | 0 | 0 | 0 | 0 | 0 | 0 | 0 | 0 | 0 | 0 | 0 | 0 | 0 | 0 | 0 | 1 |  | 0 | 0 | 0 | 0 | 0 | 0 | 0 | 0 | 0 | 0 | 0 | 0 | 0 | 0 | 0 | 0 | 0 | 0 | 4 |  | 0 | 0 | 0 | 0 | 0 | 0 | 0 | 0 | 0 | 0 | 0 | 0 | 0 | 0 | 0 | 0 | 0 |  | 1 | 1 | 1 | 1 | 1 | 1 | 1 | 1 | 1 | 0
SCE North of Lugo Study Area | Pisgah | 230 | 0 | 0 | 250 | 50 | 300 | 0 | 0 | 0 | 0 | 0 | 0 | 0 | 80 | 200 | 280 | 0 | 115 | 115 | 0 | 1 |  | 0 | 0 | 0 | 0 | 0 | 0 | 0 | 0 | 0 | 0 | 0 | 0 | 100 | 200 | 300 | 125 | 0 | 1 | 1 |  | 0 | 0 | 0 | 0 | 0 | 0 | 0 | 0 | 0 | 0 | 0 | 0 | 1 | 0 | 0 | 0 | 0 |  | 1 | 1 | 1 | 1 | 1 | 1 | 3 | 1 | 1 | 1
PG&E North of Greater Bay Study Area | Pit 1 | 230 | 0 | 0 | 0 | 0 | 0 | 0 | 0 | 0 | 0 | 0 | 0 | 0 | 0 | 0 | 0 | 0 | 0 | 0 | 0 | 0 |  | 0 | 7 | 0 | 0 | 0 | 0 | 0 | 0 | 0 | 0 | 0 | 0 | 0 | 0 | 0 | 0 | 0 | 1 | 0 |  | 0 | 2 | 0 | 0 | 0 | 0 | 0 | 0 | 0 | 0 | 0 | 0 | 0 | 0 | 0 | 0 | 0 |  | 1 | 4 | 1 | 1 | 1 | 1 | 1 | 1 | 1 | 1
PG&E North of Greater Bay Study Area | New Sub - Pit 1 - Cottonwood (Proposed) | 230 | 0 | 0 | 200 | 10 | 210 | 0 | 0 | 0 | 0 | 0 | 0 | 0 | 0 | 0 | 0 | 0 | 0 | 0 | 0 | 1 |  | 0 | 0 | 0 | 0 | 0 | 0 | 0 | 0 | 0 | 0 | 0 | 0 | 0 | 0 | 0 | 0 | 0 | 0 | 0 |  | 0 | 0 | 0 | 0 | 0 | 0 | 0 | 0 | 0 | 0 | 0 | 0 | 0 | 0 | 0 | 0 | 0 |  | 1 | 1 | 1 | 1 | 1 | 1 | 1 | 1 | 1 | 0
PG&E North of Greater Bay Study Area | Pit 4 | 230 | 0 | 0 | 0 | 0 | 0 | 0 | 0 | 0 | 0 | 0 | 0 | 0 | 0 | 0 | 0 | 0 | 0 | 0 | 0 | 0 |  | 0 | 0 | 0 | 0 | 0 | 0 | 0 | 0 | 0 | 0 | 0 | 0 | 0 | 0 | 0 | 0 | 0 | 0 | 0 |  | 0 | 0 | 0 | 0 | 0 | 0 | 0 | 0 | 0 | 0 | 0 | 0 | 0 | 0 | 0 | 0 | 0 |  | 1 | 1 | 1 | 1 | 1 | 1 | 1 | 1 | 1 | 0
PG&E Greater Bay Study Area | Pittsburg | 230 | 0 | 0 | 0 | 0 | 0 | 0 | 0 | 0 | 0 | 0 | 0 | 0 | 0 | 0 | 0 | 200 | 0 | 200 | 0 | 1 |  | 0 | 0 | 0 | 0 | 0 | 0 | 0 | 0 | 0 | 0 | 0 | 0 | 0 | 0 | 0 | 200 | 0 | 1 | 3 |  | 0 | 0 | 0 | 0 | 0 | 0 | 0 | 0 | 0 | 0 | 0 | 0 | 0 | 0 | 0 | 0 | 0 |  | 1 | 1 | 1 | 1 | 1 | 1 | 1 | 1 | 1 | 0
PG&E Greater Bay Study Area | Pittsburg | 115 | 0 | 0 | 0 | 0 | 0 | 0 | 0 | 0 | 0 | 0 | 0 | 0 | 0 | 0 | 0 | 0 | 0 | 0 | 0 | 0 |  | 0 | 0 | 0 | 0 | 0 | 0 | 0 | 0 | 0 | 0 | 0 | 0 | 0 | 0 | 0 | 0 | 0 | 0 | 3 |  | 0 | 0 | 0 | 0 | 0 | 0 | 0 | 0 | 0 | 0 | 0 | 0 | 0 | 0 | 0 | 0 | 0 |  | 1 | 1 | 1 | 1 | 1 | 1 | 1 | 1 | 1 | 0
PG&E North of Greater Bay Study Area | Placerville | 115 | 0 | 2 | 0 | 0 | 0 | 0 | 0 | 0 | 0 | 0 | 0 | 1 | 0 | 0 | 0 | 0 | 0 | 0 | 0 | 1 |  | 0 | 3 | 0 | 0 | 0 | 0 | 0 | 0 | 0 | 0 | 0 | 0 | 0 | 0 | 0 | 0 | 0 | 1 | 0 |  | 0 | 2 | 0 | 0 | 0 | 0 | 0 | 0 | 0 | 0 | 0 | 0 | 0 | 0 | 0 | 0 | 0 |  | 1 | 4 | 1 | 1 | 1 | 1 | 1 | 1 | 1 | 1
PG&E North of Greater Bay Study Area | Pleasant Grove | 115 | 0 | 0 | 0 | 0 | 0 | 0 | 0 | 0 | 0 | 0 | 0 | 2.75 | 0 | 0 | 0 | 0 | 0 | 0 | 0 | 1 |  | 0 | 0 | 0 | 0 | 0 | 0 | 0 | 0 | 0 | 0 | 0 | 0 | 0 | 0 | 0 | 0 | 0 | 0 | 0 |  | 0 | 0 | 0 | 0 | 0 | 0 | 0 | 0 | 0 | 0 | 0 | 0 | 0 | 0 | 0 | 0 | 0 |  | 1 | 1 | 1 | 1 | 1 | 1 | 1 | 1 | 1 | 0
PG&E North of Greater Bay Study Area | POE | 230 | 0 | 0 | 0 | 0 | 0 | 0 | 0 | 0 | 0 | 0 | 0 | 0 | 0 | 0 | 0 | 0 | 0 | 0 | 0 | 0 |  | 0 | 0 | 0 | 0 | 0 | 0 | 0 | 0 | 0 | 0 | 0 | 0 | 0 | 0 | 0 | 0 | 0 | 0 | 0 |  | 0 | 0 | 0 | 0 | 0 | 0 | 0 | 0 | 0 | 0 | 0 | 0 | 0 | 0 | 0 | 0 | 0 |  | 1 | 1 | 1 | 1 | 1 | 1 | 1 | 1 | 1 | 0
SDG&E Study Area | Point Loma | 69 | 0 | 0 | 0 | 0 | 0 | 0 | 0 | 0 | 0 | 0 | 0 | 0 | 0 | 0 | 0 | 0 | 0 | 0 | 0 | 0 |  | 0 | 0 | 0 | 0 | 0 | 0 | 0 | 0 | 0 | 0 | 0 | 0 | 0 | 0 | 0 | 0 | 0 | 0 | 1 |  | 0 | 0 | 0 | 0 | 0 | 0 | 0 | 0 | 0 | 0 | 0 | 0 | 0 | 0 | 0 | 0 | 0 |  | 1 | 1 | 1 | 1 | 1 | 1 | 1 | 1 | 1 | 0
SDG&E Study Area | Pomerado | 69 | 0 | 0 | 0 | 0 | 0 | 0 | 0 | 0 | 0 | 0 | 0 | 0 | 0 | 0 | 0 | 100 | 0 | 100 | 0 | 1 |  | 0 | 0 | 0 | 0 | 0 | 0 | 0 | 0 | 0 | 0 | 0 | 0 | 0 | 0 | 0 | 0 | 0 | 0 | 1 |  | 0 | 0 | 0 | 0 | 0 | 0 | 0 | 0 | 0 | 0 | 0 | 0 | 0 | 0 | 0 | 0 | 0 |  | 1 | 1 | 1 | 1 | 1 | 1 | 1 | 1 | 1 | 0
PG&E Kern Study Area | Poso Mountain | 115 | 0 | 0 | 0 | 0 | 0 | 0 | 0 | 0 | 0 | 0 | 0 | 3.8 | 0 | 0 | 0 | 0 | 0 | 0 | 0 | 1 |  | 0 | 0 | 0 | 0 | 0 | 0 | 0 | 0 | 0 | 0 | 0 | 0 | 0 | 0 | 0 | 0 | 0 | 0 | 0 |  | 0 | 0 | 0 | 0 | 0 | 0 | 0 | 0 | 0 | 0 | 0 | 0 | 0 | 0 | 0 | 0 | 0 |  | 1 | 1 | 1 | 1 | 1 | 1 | 1 | 1 | 1 | 0
East of Pisgah Study Area | Primm | 230 | 0 | 0 | 0 | 0 | 0 | 0 | 0 | 0 | 0 | 0 | 0 | 0 | 0 | 0 | 0 | 200 | 0 | 200 | 0 | 1 |  | 0 | 0 | 0 | 0 | 0 | 0 | 0 | 0 | 0 | 0 | 0 | 0 | 0 | 0 | 0 | 0 | 0 | 0 | 0 |  | 0 | 0 | 0 | 0 | 0 | 0 | 0 | 0 | 0 | 0 | 0 | 0 | 0 | 0 | 0 | 0 | 0 |  | 1 | 1 | 1 | 1 | 1 | 1 | 1 | 1 | 1 | 0
PG&E North of Greater Bay Study Area | Putah Creek | 115 | 0 | 0 | 0 | 0 | 0 | 0 | 0 | 0 | 0 | 0 | 0 | 6.85 | 0 | 3 | 3 | 3 | 0 | 3 | 0 | 1 |  | 0 | 0 | 0 | 0 | 0 | 0 | 0 | 0 | 0 | 0 | 0 | 0 | 0 | 3 | 3 | 3 | 0 | 1 | 0 |  | 0 | 0 | 0 | 0 | 0 | 0 | 0 | 0 | 0 | 0 | 0 | 0 | 0 | 0 | 0 | 0 | 0 |  | 1 | 1 | 1 | 1 | 1 | 1 | 1 | 1 | 1 | 0
SDG&E Study Area | Q1806 Switchyard | 138 | 0 | 0 | 0 | 0 | 0 | 0 | 0 | 0 | 0 | 0 | 0 | 0 | 0 | 0 | 0 | 0 | 0 | 0 | 0 | 0 |  | 0 | 0 | 0 | 0 | 0 | 0 | 0 | 0 | 0 | 0 | 0 | 0 | 0 | 0 | 0 | 0 | 0 | 0 | 0 |  | 0 | 0 | 0 | 0 | 0 | 0 | 0 | 0 | 0 | 0 | 0 | 0 | 0 | 0 | 0 | 0 | 0 |  | 1 | 1 | 1 | 1 | 1 | 1 | 1 | 1 | 1 | 0
PG&E Fresno Study Area | Quinto | 230 | 0 | 0 | 0 | 0 | 0 | 0 | 0 | 0 | 0 | 0 | 0 | 0 | 121 | 0 | 121 | 0 | 0 | 0 | 0 | 1 |  | 0 | 0 | 0 | 0 | 0 | 0 | 0 | 0 | 0 | 0 | 0 | 0 | 0 | 0 | 0 | 0 | 0 | 0 | 1 |  | 0 | 0 | 0 | 0 | 0 | 0 | 0 | 0 | 0 | 0 | 0 | 0 | 0 | 0 | 0 | 0 | 0 |  | 1 | 1 | 1 | 1 | 1 | 1 | 1 | 1 | 1 | 0
PG&E Greater Bay Study Area | Race Track | 115 | 0 | 0 | 0 | 0 | 0 | 0 | 0 | 0 | 0 | 0 | 0 | 0 | 0 | 0 | 0 | 0 | 0 | 0 | 0 | 0 |  | 0 | 0 | 0 | 0 | 0 | 0 | 0 | 0 | 0 | 0 | 0 | 0 | 0 | 0 | 0 | 0 | 0 | 0 | 0 |  | 0 | 0 | 0 | 0 | 0 | 0 | 0 | 0 | 0 | 0 | 0 | 0 | 0 | 0 | 0 | 0 | 0 |  | 1 | 1 | 1 | 1 | 1 | 1 | 1 | 1 | 1 | 0
SDG&E Study Area | Rancho Mission Viejo | 138 | 0 | 0 | 0 | 0 | 0 | 0 | 0 | 0 | 0 | 0 | 0 | 0 | 0 | 0 | 0 | 0 | 0 | 0 | 0 | 0 |  | 0 | 0 | 0 | 0 | 0 | 0 | 0 | 0 | 0 | 0 | 0 | 0 | 0 | 0 | 0 | 0 | 0 | 0 | 0 |  | 0 | 0 | 0 | 0 | 0 | 0 | 0 | 0 | 0 | 0 | 0 | 0 | 0 | 0 | 0 | 0 | 0 |  | 1 | 1 | 1 | 1 | 1 | 1 | 1 | 1 | 1 | 0
PG&E North of Greater Bay Study Area | New Sub - Rancho Seco - Bellota (Proposed) | 230 | 0 | 0 | 0 | 0 | 0 | 0 | 0 | 0 | 0 | 0 | 0 | 0 | 0 | 0 | 0 | 0 | 0 | 0 | 0 | 0 |  | 0 | 0 | 0 | 0 | 0 | 0 | 0 | 0 | 0 | 0 | 0 | 0 | 0 | 0 | 0 | 0 | 0 | 0 | 1 |  | 0 | 0 | 0 | 0 | 0 | 0 | 0 | 0 | 0 | 0 | 0 | 0 | 0 | 0 | 0 | 0 | 0 |  | 1 | 1 | 1 | 1 | 1 | 1 | 1 | 1 | 1 | 0
SCE Metro Study Area | Rancho Vista | 500 | 0 | 0 | 0 | 0 | 0 | 0 | 0 | 0 | 0 | 0 | 0 | 0 | 0 | 0 | 0 | 0 | 0 | 0 | 0 | 0 |  | 0 | 0 | 0 | 0 | 0 | 0 | 0 | 0 | 0 | 0 | 0 | 0 | 0 | 0 | 0 | 0 | 0 | 0 | 0 |  | 0 | 0 | 0 | 0 | 0 | 0 | 0 | 0 | 0 | 0 | 0 | 0 | 0 | 0 | 0 | 0 | 0 |  | 1 | 1 | 1 | 1 | 1 | 1 | 1 | 1 | 1 | 0
SCE Metro Study Area | Rancho Vista | 230 | 0 | 0 | 0 | 0 | 0 | 0 | 0 | 0 | 0 | 0 | 0 | 0 | 0 | 0 | 0 | 0 | 0 | 0 | 0 | 0 |  | 0 | 0 | 0 | 0 | 0 | 0 | 0 | 0 | 0 | 0 | 0 | 0 | 0 | 0 | 0 | 0 | 0 | 0 | 0 |  | 0 | 0 | 0 | 0 | 0 | 0 | 0 | 0 | 0 | 0 | 0 | 0 | 0 | 0 | 0 | 0 | 0 |  | 1 | 1 | 1 | 1 | 1 | 1 | 1 | 1 | 1 | 0
SCE North of Lugo Study Area | Ransburg | 115 | 0 | 0 | 0 | 0 | 0 | 0 | 0 | 0 | 0 | 0 | 0 | 0 | 0 | 0 | 0 | 0 | 0 | 0 | 0 | 0 |  | 0 | 0 | 0 | 0 | 0 | 0 | 0 | 0 | 0 | 0 | 0 | 0 | 0 | 0 | 0 | 0 | 0 | 0 | 3 |  | 0 | 0 | 0 | 0 | 0 | 0 | 0 | 0 | 0 | 0 | 0 | 0 | 0 | 0 | 0 | 0 | 0 |  | 1 | 1 | 1 | 1 | 1 | 1 | 1 | 1 | 1 | 0
SCE Northern Area | Rector | 230 | 0 | 0 | 0 | 0 | 0 | 0 | 0 | 0 | 0 | 0 | 0 | 6.5 | 0 | 0 | 0 | 0 | 0 | 0 | 0 | 1 |  | 0 | 0 | 0 | 0 | 0 | 0 | 0 | 0 | 0 | 0 | 0 | 3 | 77 | 123 | 200 | 0 | 0 | 1 | 0 |  | 0 | 0 | 0 | 0 | 0 | 0 | 0 | 0 | 0 | 0 | 0 | 0 | 2 | 2 | 2 | 0 | 0 |  | 1 | 1 | 1 | 1 | 1 | 1 | 4 | 1 | 1 | 1
SCE Eastern Study Area | Red Bluff | 500 | 0 | 0 | 0 | 0 | 0 | 0 | 0 | 0 | 0 | 0 | 0 | 0 | 0 | 800 | 800 | 500 | 200 | 700 | 0 | 1 |  | 0 | 0 | 0 | 0 | 0 | 0 | 0 | 0 | 0 | 0 | 0 | 0 | 0 | 900 | 900 | 500 | 700 | 1 | 2 |  | 0 | 0 | 0 | 0 | 0 | 0 | 0 | 0 | 0 | 0 | 0 | 0 | 0 | 1 | 1 | 0 | 2 |  | 1 | 1 | 1 | 1 | 1 | 1 | 3 | 1 | 5 | 1
SCE Eastern Study Area | Red Bluff | 230 | 0 | 0 | 0 | 0 | 0 | 0 | 0 | 0 | 0 | 0 | 0 | 0 | 100 | 713.5 | 813.5 | 696 | 0 | 696 | 0 | 1 |  | 0 | 0 | 0 | 0 | 0 | 0 | 0 | 0 | 0 | 0 | 0 | 0 | 118 | 1204 | 1322 | 1210.0036 | 0 | 1 | 0 |  | 0 | 0 | 0 | 0 | 0 | 0 | 0 | 0 | 0 | 0 | 0 | 0 | 1 | 2 | 2 | 2 | 0 |  | 1 | 1 | 1 | 1 | 1 | 1 | 4 | 4 | 1 | 1
SCE Metro Study Area | Redondo | 230 | 0 | 0 | 0 | 0 | 0 | 0 | 0 | 0 | 0 | 0 | 0 | 0 | 0 | 0 | 0 | 0 | 0 | 0 | 0 | 0 |  | 0 | 0 | 0 | 0 | 0 | 0 | 0 | 0 | 0 | 0 | 0 | 0 | 0 | 0 | 0 | 0 | 0 | 0 | 0 |  | 0 | 0 | 0 | 0 | 0 | 0 | 0 | 0 | 0 | 0 | 0 | 0 | 0 | 0 | 0 | 0 | 0 |  | 1 | 1 | 1 | 1 | 1 | 1 | 1 | 1 | 1 | 0
PG&E Kern Study Area | Renfro | 115 | 0 | 0 | 0 | 0 | 0 | 0 | 0 | 0 | 0 | 0 | 0 | 0 | 0 | 0 | 0 | 0 | 0 | 0 | 0 | 0 |  | 0 | 0 | 0 | 0 | 0 | 0 | 0 | 0 | 0 | 0 | 0 | 0 | 0 | 0 | 0 | 0 | 0 | 0 | 0 |  | 0 | 0 | 0 | 0 | 0 | 0 | 0 | 0 | 0 | 0 | 0 | 0 | 0 | 0 | 0 | 0 | 0 |  | 1 | 1 | 1 | 1 | 1 | 1 | 1 | 1 | 1 | 0
PG&E Greater Bay Study Area | Richmond | 115 | 0 | 0 | 0 | 0 | 0 | 0 | 0 | 0 | 0 | 0 | 0 | 2.7 | 0 | 0 | 0 | 0 | 0 | 0 | 0 | 1 |  | 0 | 0 | 0 | 0 | 0 | 0 | 0 | 0 | 0 | 0 | 0 | 0 | 0 | 0 | 0 | 0 | 0 | 0 | 3 |  | 0 | 0 | 0 | 0 | 0 | 0 | 0 | 0 | 0 | 0 | 0 | 0 | 0 | 0 | 0 | 0 | 0 |  | 1 | 1 | 1 | 1 | 1 | 1 | 1 | 1 | 1 | 0
PG&E North of Greater Bay Study Area | Rincon | 115 | 0 | 0 | 0 | 0 | 0 | 0 | 0 | 0 | 0 | 0 | 0 | 0 | 0 | 0 | 0 | 0 | 0 | 0 | 0 | 0 |  | 0 | 0 | 0 | 0 | 0 | 0 | 0 | 0 | 0 | 0 | 0 | 0 | 0 | 0 | 0 | 0 | 0 | 0 | 0 |  | 0 | 0 | 0 | 0 | 0 | 0 | 0 | 0 | 0 | 0 | 0 | 0 | 0 | 0 | 0 | 0 | 0 |  | 1 | 1 | 1 | 1 | 1 | 1 | 1 | 1 | 1 | 0
PG&E Kern Study Area | Rio Bravo | 115 | 0 | 0 | 0 | 0 | 0 | 0 | 0 | 0 | 0 | 0 | 0 | 0 | 0 | 0 | 0 | 0 | 0 | 0 | 0 | 0 |  | 0 | 0 | 0 | 0 | 0 | 0 | 0 | 0 | 0 | 0 | 0 | 0 | 0 | 56 | 56 | 55 | 0 | 1 | 0 |  | 0 | 0 | 0 | 0 | 0 | 0 | 0 | 0 | 0 | 0 | 0 | 0 | 0 | 2 | 2 | 2 | 0 |  | 1 | 1 | 1 | 1 | 1 | 1 | 4 | 4 | 1 | 1
SCE Metro Study Area | Rio Hondo | 230 | 0 | 0 | 0 | 0 | 0 | 0 | 0 | 0 | 0 | 0 | 0 | 0 | 0 | 0 | 0 | 0 | 0 | 0 | 0 | 0 |  | 0 | 0 | 0 | 0 | 0 | 0 | 0 | 0 | 0 | 0 | 0 | 0 | 0 | 0 | 0 | 50 | 0 | 1 | 0 |  | 0 | 0 | 0 | 0 | 0 | 0 | 0 | 0 | 0 | 0 | 0 | 0 | 0 | 0 | 0 | 2 | 0 |  | 1 | 1 | 1 | 1 | 1 | 1 | 1 | 4 | 1 | 1
PG&E North of Greater Bay Study Area | Rio Oso | 230 | 0 | 0 | 0 | 0 | 0 | 0 | 0 | 0 | 0 | 0 | 0 | 0 | 0 | 0 | 0 | 0 | 0 | 0 | 0 | 0 |  | 0 | 0 | 0 | 0 | 0 | 0 | 0 | 0 | 0 | 0 | 0 | 0 | 30 | 11.3546 | 41.3546 | 0 | 0 | 1 | 0 |  | 0 | 0 | 0 | 0 | 0 | 0 | 0 | 0 | 0 | 0 | 0 | 0 | 2 | 2 | 2 | 0 | 0 |  | 1 | 1 | 1 | 1 | 1 | 1 | 4 | 1 | 1 | 1
PG&E North of Greater Bay Study Area | Rio Oso | 115 | 0 | 0 | 0 | 0 | 0 | 0 | 0 | 0 | 0 | 0 | 0 | 0 | 0 | 0 | 0 | 0 | 0 | 0 | 0 | 0 |  | 0 | 0 | 0 | 0 | 0 | 0 | 0 | 0 | 0 | 0 | 0 | 0 | 0 | 0 | 0 | 0 | 0 | 0 | 0 |  | 0 | 0 | 0 | 0 | 0 | 0 | 0 | 0 | 0 | 0 | 0 | 0 | 0 | 0 | 0 | 0 | 0 |  | 1 | 1 | 1 | 1 | 1 | 1 | 1 | 1 | 1 | 0
PG&E Greater Bay Study Area | Ripon | 115 | 0 | 0 | 0 | 0 | 0 | 0 | 0 | 0 | 0 | 0 | 0 | 2.6 | 0 | 0 | 0 | 50 | 0 | 50 | 0 | 1 |  | 0 | 0 | 0 | 0 | 0 | 0 | 0 | 0 | 0 | 0 | 0 | 0 | 0 | 0 | 0 | 100 | 0 | 1 | 0 |  | 0 | 0 | 0 | 0 | 0 | 0 | 0 | 0 | 0 | 0 | 0 | 0 | 0 | 0 | 0 | 2 | 0 |  | 1 | 1 | 1 | 1 | 1 | 1 | 1 | 4 | 1 | 1
PG&E Greater Bay Study Area | Riverbank | 115 | 0 | 0 | 0 | 0 | 0 | 0 | 0 | 0 | 0 | 0 | 0 | 0 | 0 | 0 | 0 | 0 | 0 | 0 | 0 | 0 |  | 0 | 0 | 0 | 0 | 0 | 0 | 0 | 0 | 0 | 0 | 0 | 0 | 0 | 0 | 0 | 0 | 0 | 0 | 0 |  | 0 | 0 | 0 | 0 | 0 | 0 | 0 | 0 | 0 | 0 | 0 | 0 | 0 | 0 | 0 | 0 | 0 |  | 1 | 1 | 1 | 1 | 1 | 1 | 1 | 1 | 1 | 0
SCE North of Lugo Study Area | Roadway | 115 | 0 | 0 | 0 | 0 | 0 | 0 | 0 | 0 | 0 | 0 | 0 | 3 | 211 | 10 | 221 | 100 | 10 | 110 | 0 | 1 |  | 0 | 2.7 | 0 | 0 | 0 | 0 | 0 | 0 | 0 | 0 | 0 | 3 | 50 | 150 | 200 | 149.94 | 0 | 1 | 3 |  | 0 | 2 | 0 | 0 | 0 | 0 | 0 | 0 | 0 | 0 | 0 | 0 | 0 | 2 | 0 | 1 | 0 |  | 1 | 5 | 1 | 1 | 1 | 1 | 1 | 3 | 1 | 1
PG&E Greater Bay Study Area | Rossmoor | 230 | 0 | 0 | 0 | 0 | 0 | 0 | 0 | 0 | 0 | 0 | 0 | 0 | 0 | 0 | 0 | 0 | 0 | 0 | 0 | 0 |  | 0 | 0 | 0 | 0 | 0 | 0 | 0 | 0 | 0 | 0 | 0 | 0 | 0 | 0 | 0 | 0 | 0 | 0 | 0 |  | 0 | 0 | 0 | 0 | 0 | 0 | 0 | 0 | 0 | 0 | 0 | 0 | 0 | 0 | 0 | 0 | 0 |  | 1 | 1 | 1 | 1 | 1 | 1 | 1 | 1 | 1 | 0
PG&E North of Greater Bay Study Area | Round Mountain | 500 | 0 | 0 | 0 | 0 | 0 | 0 | 0 | 0 | 0 | 0 | 0 | 0 | 0 | 0 | 0 | 0 | 0 | 0 | 0 | 0 |  | 0 | 0 | 0 | 0 | 0 | 0 | 0 | 0 | 0 | 0 | 0 | 0 | 0 | 0 | 0 | 0 | 0 | 0 | 0 |  | 0 | 0 | 0 | 0 | 0 | 0 | 0 | 0 | 0 | 0 | 0 | 0 | 0 | 0 | 0 | 0 | 0 |  | 1 | 1 | 1 | 1 | 1 | 1 | 1 | 1 | 1 | 0
PG&E North of Greater Bay Study Area | Round Mountain | 230 | 0 | 14 | 0 | 0 | 0 | 0 | 0 | 0 | 0 | 0 | 0 | 0 | 0 | 0 | 0 | 0 | 0 | 0 | 0 | 1 |  | 0 | 14.5 | 200 | 10.5 | 210.5 | 0 | 0 | 0 | 0 | 0 | 0 | 0 | 0 | 0 | 0 | 0 | 0 | 1 | 0 |  | 0 | 0 | 2 | 2 | 2 | 0 | 0 | 0 | 0 | 0 | 0 | 0 | 0 | 0 | 0 | 0 | 0 |  | 1 | 1 | 4 | 1 | 1 | 1 | 1 | 1 | 1 | 1
PG&E Greater Bay Study Area | Salado | 115 | 0 | 0 | 0 | 0 | 0 | 0 | 0 | 0 | 0 | 0 | 0 | 0 | 0 | 0 | 0 | 0 | 0 | 0 | 0 | 0 |  | 0 | 0 | 0 | 0 | 0 | 0 | 0 | 0 | 0 | 0 | 0 | 0 | 0 | 0 | 0 | 0 | 0 | 0 | 0 |  | 0 | 0 | 0 | 0 | 0 | 0 | 0 | 0 | 0 | 0 | 0 | 0 | 0 | 0 | 0 | 0 | 0 |  | 1 | 1 | 1 | 1 | 1 | 1 | 1 | 1 | 1 | 0
SDG&E Study Area | Salt Creek | 69 | 0 | 0 | 0 | 0 | 0 | 0 | 0 | 0 | 0 | 0 | 0 | 0 | 0 | 0 | 0 | 0 | 0 | 0 | 0 | 0 |  | 0 | 0 | 0 | 0 | 0 | 0 | 0 | 0 | 0 | 0 | 0 | 0 | 0 | 0 | 0 | 0 | 0 | 0 | 1 |  | 0 | 0 | 0 | 0 | 0 | 0 | 0 | 0 | 0 | 0 | 0 | 0 | 0 | 0 | 0 | 0 | 0 |  | 1 | 1 | 1 | 1 | 1 | 1 | 1 | 1 | 1 | 0
SCE Eastern Study Area | San Bernardino | 230 | 0 | 0 | 0 | 0 | 0 | 0 | 0 | 0 | 0 | 0 | 0 | 0 | 0 | 0 | 0 | 0 | 0 | 0 | 0 | 0 |  | 0 | 0 | 0 | 0 | 0 | 0 | 0 | 0 | 0 | 0 | 0 | 0 | 0 | 0 | 0 | 0 | 0 | 0 | 1 |  | 0 | 0 | 0 | 0 | 0 | 0 | 0 | 0 | 0 | 0 | 0 | 0 | 0 | 0 | 0 | 0 | 0 |  | 1 | 1 | 1 | 1 | 1 | 1 | 1 | 1 | 1 | 0
PG&E Greater Bay Study Area | San Jose B | 115 | 0 | 0 | 0 | 0 | 0 | 0 | 0 | 0 | 0 | 0 | 0 | 0 | 0 | 0 | 0 | 0 | 0 | 0 | 0 | 0 |  | 0 | 0 | 0 | 0 | 0 | 0 | 0 | 0 | 0 | 0 | 0 | 0 | 0 | 0 | 0 | 0 | 0 | 0 | 0 |  | 0 | 0 | 0 | 0 | 0 | 0 | 0 | 0 | 0 | 0 | 0 | 0 | 0 | 0 | 0 | 0 | 0 |  | 1 | 1 | 1 | 1 | 1 | 1 | 1 | 1 | 1 | 0
PG&E Greater Bay Study Area | San Leandro | 115 | 0 | 0 | 0 | 0 | 0 | 0 | 0 | 0 | 0 | 0 | 0 | 0 | 0 | 0 | 0 | 0 | 0 | 0 | 0 | 0 |  | 0 | 0 | 0 | 0 | 0 | 0 | 0 | 0 | 0 | 0 | 0 | 0 | 0 | 0 | 0 | 0 | 0 | 0 | 1 |  | 0 | 0 | 0 | 0 | 0 | 0 | 0 | 0 | 0 | 0 | 0 | 0 | 0 | 0 | 0 | 0 | 0 |  | 1 | 1 | 1 | 1 | 1 | 1 | 1 | 1 | 1 | 0
PG&E Kern Study Area | San Luis Obispo | 115 | 0 | 10 | 0 | 0 | 0 | 0 | 0 | 0 | 0 | 0 | 0 | 0 | 0 | 0 | 0 | 0 | 0 | 0 | 0 | 1 |  | 0 | 0 | 0 | 0 | 0 | 0 | 0 | 0 | 0 | 0 | 0 | 0 | 0 | 0 | 0 | 0 | 0 | 0 | 0 |  | 0 | 0 | 0 | 0 | 0 | 0 | 0 | 0 | 0 | 0 | 0 | 0 | 0 | 0 | 0 | 0 | 0 |  | 1 | 1 | 1 | 1 | 1 | 1 | 1 | 1 | 1 | 0
SDG&E Study Area | San Luis Rey | 230 | 0 | 0 | 0 | 0 | 0 | 0 | 0 | 0 | 0 | 0 | 0 | 0 | 0 | 0 | 0 | 20 | 0 | 20 | 0 | 1 |  | 0 | 0 | 0 | 0 | 0 | 0 | 0 | 0 | 0 | 0 | 0 | 0 | 0 | 0 | 0 | 60 | 0 | 1 | 2 |  | 0 | 0 | 0 | 0 | 0 | 0 | 0 | 0 | 0 | 0 | 0 | 0 | 0 | 0 | 0 | 2 | 0 |  | 1 | 1 | 1 | 1 | 1 | 1 | 1 | 5 | 1 | 1
SDG&E Study Area | San Onofre | 230 | 0 | 0 | 0 | 0 | 0 | 0 | 0 | 0 | 0 | 0 | 0 | 0 | 0 | 0 | 0 | 0 | 0 | 0 | 0 | 0 |  | 0 | 0 | 0 | 0 | 0 | 0 | 0 | 0 | 0 | 0 | 0 | 0 | 0 | 0 | 0 | 0 | 0 | 0 | 0 |  | 0 | 0 | 0 | 0 | 0 | 0 | 0 | 0 | 0 | 0 | 0 | 0 | 0 | 0 | 0 | 0 | 0 |  | 1 | 1 | 1 | 1 | 1 | 1 | 1 | 1 | 1 | 0
PG&E Greater Bay Study Area | San Pablo Sub | 115 | 0 | 0 | 0 | 0 | 0 | 0 | 0 | 0 | 0 | 0 | 0 | 0 | 0 | 0 | 0 | 0 | 0 | 0 | 0 | 0 |  | 0 | 0 | 0 | 0 | 0 | 0 | 0 | 0 | 0 | 0 | 0 | 0 | 0 | 0 | 0 | 0 | 0 | 0 | 1 |  | 0 | 0 | 0 | 0 | 0 | 0 | 0 | 0 | 0 | 0 | 0 | 0 | 0 | 0 | 0 | 0 | 0 |  | 1 | 1 | 1 | 1 | 1 | 1 | 1 | 1 | 1 | 0
PG&E Greater Bay Study Area | San Ramon | 230 | 0 | 0 | 0 | 0 | 0 | 0 | 0 | 0 | 0 | 0 | 0 | 1.9 | 0 | 0 | 0 | 0 | 0 | 0 | 0 | 1 |  | 0 | 0 | 0 | 0 | 0 | 0 | 0 | 0 | 0 | 0 | 0 | 0 | 0 | 0 | 0 | 0 | 0 | 0 | 2 |  | 0 | 0 | 0 | 0 | 0 | 0 | 0 | 0 | 0 | 0 | 0 | 0 | 0 | 0 | 0 | 0 | 0 |  | 1 | 1 | 1 | 1 | 1 | 1 | 1 | 1 | 1 | 0
SCE North of Lugo Study Area | Sandlot | 230 | 0 | 0 | 0 | 0 | 0 | 0 | 0 | 0 | 0 | 0 | 0 | 0 | 0 | 0 | 0 | 0 | 0 | 0 | 0 | 0 |  | 0 | 0 | 0 | 0 | 0 | 0 | 0 | 0 | 0 | 0 | 0 | 0 | 0 | 0 | 0 | 0 | 0 | 0 | 3 |  | 0 | 0 | 0 | 0 | 0 | 0 | 0 | 0 | 0 | 0 | 0 | 0 | 0 | 0 | 0 | 0 | 0 |  | 1 | 1 | 1 | 1 | 1 | 1 | 1 | 1 | 1 | 0
East of Pisgah Study Area | Sandy | 138 | 0 | 0 | 0 | 0 | 0 | 0 | 0 | 0 | 0 | 0 | 0 | 0 | 0 | 0 | 0 | 0 | 0 | 0 | 0 | 0 |  | 0 | 0 | 0 | 0 | 0 | 0 | 0 | 0 | 0 | 0 | 0 | 0 | 0 | 0 | 0 | 0 | 0 | 0 | 3 |  | 0 | 0 | 0 | 0 | 0 | 0 | 0 | 0 | 0 | 0 | 0 | 0 | 0 | 0 | 0 | 0 | 0 |  | 1 | 1 | 1 | 1 | 1 | 1 | 1 | 1 | 1 | 0
PG&E Fresno Study Area | Sanger | 115 | 0 | 3 | 0 | 0 | 0 | 0 | 0 | 0 | 0 | 0 | 0 | 2 | 0 | 0 | 0 | 0 | 0 | 0 | 0 | 1 |  | 0 | 6.88 | 0 | 0 | 0 | 0 | 0 | 0 | 0 | 0 | 0 | 0 | 0 | 0 | 0 | 0 | 0 | 1 | 4 |  | 0 | 2 | 0 | 0 | 0 | 0 | 0 | 0 | 0 | 0 | 0 | 0 | 0 | 0 | 0 | 0 | 0 |  | 1 | 5 | 1 | 1 | 1 | 1 | 1 | 1 | 1 | 1
SCE Northern Area | Santa Clara | 230 | 0 | 0 | 0 | 0 | 0 | 0 | 0 | 0 | 0 | 0 | 0 | 0 | 125 | 125 | 250 | 95 | 0 | 95 | 0 | 1 |  | 0 | 0 | 0 | 0 | 0 | 0 | 0 | 0 | 0 | 0 | 0 | 0 | 125 | 125 | 250 | 30 | 0 | 1 | 0 |  | 0 | 0 | 0 | 0 | 0 | 0 | 0 | 0 | 0 | 0 | 0 | 0 | 0 | 0 | 0 | 0 | 0 |  | 1 | 1 | 1 | 1 | 1 | 1 | 1 | 1 | 1 | 0
PG&E North of Greater Bay Study Area | Santa Rosa | 115 | 0 | 0 | 0 | 0 | 0 | 0 | 0 | 0 | 0 | 0 | 0 | 0 | 0 | 0 | 0 | 0 | 0 | 0 | 0 | 0 |  | 0 | 0 | 0 | 0 | 0 | 0 | 0 | 0 | 0 | 0 | 0 | 0 | 0 | 0 | 0 | 0 | 0 | 0 | 2 |  | 0 | 0 | 0 | 0 | 0 | 0 | 0 | 0 | 0 | 0 | 0 | 0 | 0 | 0 | 0 | 0 | 0 |  | 1 | 1 | 1 | 1 | 1 | 1 | 1 | 1 | 1 | 0
PG&E Greater Bay Study Area | Santa Teresa | 115 | 0 | 0 | 0 | 0 | 0 | 0 | 0 | 0 | 0 | 0 | 0 | 0 | 0 | 0 | 0 | 0 | 0 | 0 | 0 | 0 |  | 0 | 0 | 0 | 0 | 0 | 0 | 0 | 0 | 0 | 0 | 0 | 0 | 0 | 0 | 0 | 0 | 0 | 0 | 1 |  | 0 | 0 | 0 | 0 | 0 | 0 | 0 | 0 | 0 | 0 | 0 | 0 | 0 | 0 | 0 | 0 | 0 |  | 1 | 1 | 1 | 1 | 1 | 1 | 1 | 1 | 1 | 0
SDG&E Study Area | Santee | 138 | 0 | 0 | 0 | 0 | 0 | 0 | 0 | 0 | 0 | 0 | 0 | 0 | 0 | 0 | 0 | 0 | 0 | 0 | 0 | 0 |  | 0 | 0 | 0 | 0 | 0 | 0 | 0 | 0 | 0 | 0 | 0 | 0 | 0 | 0 | 0 | 0 | 0 | 0 | 1 |  | 0 | 0 | 0 | 0 | 0 | 0 | 0 | 0 | 0 | 0 | 0 | 0 | 0 | 0 | 0 | 0 | 0 |  | 1 | 1 | 1 | 1 | 1 | 1 | 1 | 1 | 1 | 0
SCE Metro Study Area | Santiago | 230 | 0 | 0 | 0 | 0 | 0 | 0 | 0 | 0 | 0 | 0 | 0 | 0 | 0 | 0 | 0 | 0 | 0 | 0 | 0 | 0 |  | 0 | 0 | 0 | 0 | 0 | 0 | 0 | 0 | 0 | 0 | 0 | 0 | 0 | 0 | 0 | 0 | 0 | 0 | 0 |  | 0 | 0 | 0 | 0 | 0 | 0 | 0 | 0 | 0 | 0 | 0 | 0 | 0 | 0 | 0 | 0 | 0 |  | 1 | 1 | 1 | 1 | 1 | 1 | 1 | 1 | 1 | 0
PG&E Greater Bay Study Area | Saratoga | 230 | 0 | 0 | 0 | 0 | 0 | 0 | 0 | 0 | 0 | 0 | 0 | 0 | 0 | 0 | 0 | 0 | 0 | 0 | 0 | 0 |  | 0 | 0 | 0 | 0 | 0 | 0 | 0 | 0 | 0 | 0 | 0 | 0 | 0 | 0 | 0 | 0 | 0 | 0 | 2 |  | 0 | 0 | 0 | 0 | 0 | 0 | 0 | 0 | 0 | 0 | 0 | 0 | 0 | 0 | 0 | 0 | 0 |  | 1 | 1 | 1 | 1 | 1 | 1 | 1 | 1 | 1 | 0
SCE Northern Area | Saugus | 230 | 0 | 0 | 0 | 0 | 0 | 0 | 0 | 0 | 0 | 0 | 0 | 0 | 0 | 0 | 0 | 0 | 0 | 0 | 0 | 0 |  | 0 | 0 | 0 | 0 | 0 | 0 | 0 | 0 | 0 | 0 | 0 | 0 | 0 | 0 | 0 | 0 | 0 | 0 | 0 |  | 0 | 0 | 0 | 0 | 0 | 0 | 0 | 0 | 0 | 0 | 0 | 0 | 0 | 0 | 0 | 0 | 0 |  | 1 | 1 | 1 | 1 | 1 | 1 | 1 | 1 | 1 | 0
PG&E Fresno Study Area | Schindler | 115 | 0 | 0 | 0 | 0 | 0 | 0 | 0 | 0 | 0 | 0 | 0 | 2 | 0 | 0 | 0 | 0 | 0 | 0 | 0 | 1 |  | 0 | 0 | 0 | 0 | 0 | 0 | 0 | 0 | 0 | 0 | 0 | 0 | 0 | 0 | 0 | 0 | 0 | 0 | 0 |  | 0 | 0 | 0 | 0 | 0 | 0 | 0 | 0 | 0 | 0 | 0 | 0 | 0 | 0 | 0 | 0 | 0 |  | 1 | 1 | 1 | 1 | 1 | 1 | 1 | 1 | 1 | 0
PG&E Greater Bay Study Area | Schulte | 115 | 0 | 0 | 0 | 0 | 0 | 0 | 0 | 0 | 0 | 0 | 0 | 0 | 0 | 0 | 0 | 0 | 0 | 0 | 0 | 0 |  | 0 | 0 | 0 | 0 | 0 | 0 | 0 | 0 | 0 | 0 | 0 | 0 | 0 | 0 | 0 | 0 | 0 | 0 | 0 |  | 0 | 0 | 0 | 0 | 0 | 0 | 0 | 0 | 0 | 0 | 0 | 0 | 0 | 0 | 0 | 0 | 0 |  | 1 | 1 | 1 | 1 | 1 | 1 | 1 | 1 | 1 | 0
PG&E Kern Study Area | Semitropic | 115 | 0 | 0 | 0 | 0 | 0 | 0 | 0 | 0 | 0 | 0 | 0 | 4.66 | 0 | 0 | 0 | 0 | 0 | 0 | 0 | 1 |  | 0 | 0 | 0 | 0 | 0 | 0 | 0 | 0 | 0 | 0 | 0 | 10 | 0 | 0 | 0 | 0 | 0 | 1 | 0 |  | 0 | 0 | 0 | 0 | 0 | 0 | 0 | 0 | 0 | 0 | 0 | 2 | 0 | 0 | 0 | 0 | 0 |  | 1 | 1 | 1 | 1 | 1 | 4 | 1 | 1 | 1 | 1
SCE Metro Study Area | Serrano | 500 | 0 | 0 | 0 | 0 | 0 | 0 | 0 | 0 | 0 | 0 | 0 | 0 | 0 | 0 | 0 | 0 | 0 | 0 | 0 | 0 |  | 0 | 0 | 0 | 0 | 0 | 0 | 0 | 0 | 0 | 0 | 0 | 0 | 0 | 0 | 0 | 0 | 0 | 0 | 0 |  | 0 | 0 | 0 | 0 | 0 | 0 | 0 | 0 | 0 | 0 | 0 | 0 | 0 | 0 | 0 | 0 | 0 |  | 1 | 1 | 1 | 1 | 1 | 1 | 1 | 1 | 1 | 0
SCE Metro Study Area | Serrano | 230 | 0 | 0 | 0 | 0 | 0 | 0 | 0 | 0 | 0 | 0 | 0 | 0 | 0 | 0 | 0 | 0 | 0 | 0 | 0 | 0 |  | 0 | 0 | 0 | 0 | 0 | 0 | 0 | 0 | 0 | 0 | 0 | 0 | 0 | 0 | 0 | 0 | 0 | 0 | 0 |  | 0 | 0 | 0 | 0 | 0 | 0 | 0 | 0 | 0 | 0 | 0 | 0 | 0 | 0 | 0 | 0 | 0 |  | 1 | 1 | 1 | 1 | 1 | 1 | 1 | 1 | 1 | 0
SDG&E Study Area | Shadowridge | 138 | 0 | 0 | 0 | 0 | 0 | 0 | 0 | 0 | 0 | 0 | 0 | 0 | 0 | 0 | 0 | 0 | 0 | 0 | 0 | 0 |  | 0 | 0 | 0 | 0 | 0 | 0 | 0 | 0 | 0 | 0 | 0 | 0 | 0 | 0 | 0 | 0 | 0 | 0 | 1 |  | 0 | 0 | 0 | 0 | 0 | 0 | 0 | 0 | 0 | 0 | 0 | 0 | 0 | 0 | 0 | 0 | 0 |  | 1 | 1 | 1 | 1 | 1 | 1 | 1 | 1 | 1 | 0
PG&E Kern Study Area | Shafter | 115 | 0 | 0 | 0 | 0 | 0 | 0 | 0 | 0 | 0 | 0 | 0 | 2.25 | 0 | 0 | 0 | 0 | 0 | 0 | 0 | 1 |  | 0 | 0 | 0 | 0 | 0 | 0 | 0 | 0 | 0 | 0 | 0 | 2.6 | 0 | 0 | 0 | 0 | 0 | 1 | 0 |  | 0 | 0 | 0 | 0 | 0 | 0 | 0 | 0 | 0 | 0 | 0 | 1 | 0 | 0 | 0 | 0 | 0 |  | 1 | 1 | 1 | 1 | 1 | 3 | 1 | 1 | 1 | 1
PG&E North of Greater Bay Study Area | Shiloh II | 230 | 0 | 0 | 0 | 0 | 0 | 0 | 0 | 0 | 0 | 0 | 0 | 0 | 0 | 0 | 0 | 0 | 0 | 0 | 0 | 0 |  | 0 | 0 | 0 | 0 | 0 | 0 | 0 | 0 | 0 | 0 | 0 | 0 | 0 | 0 | 0 | 0 | 0 | 0 | 0 |  | 0 | 0 | 0 | 0 | 0 | 0 | 0 | 0 | 0 | 0 | 0 | 0 | 0 | 0 | 0 | 0 | 0 |  | 1 | 1 | 1 | 1 | 1 | 1 | 1 | 1 | 1 | 0
PG&E North of Greater Bay Study Area | Silverado | 115 | 0 | 0 | 0 | 0 | 0 | 0 | 0 | 0 | 0 | 0 | 0 | 0 | 0 | 0 | 0 | 0 | 0 | 0 | 0 | 0 |  | 0 | 0 | 0 | 0 | 0 | 0 | 0 | 0 | 0 | 0 | 0 | 0 | 0 | 0 | 0 | 0 | 0 | 0 | 0 |  | 0 | 0 | 0 | 0 | 0 | 0 | 0 | 0 | 0 | 0 | 0 | 0 | 0 | 0 | 0 | 0 | 0 |  | 1 | 1 | 1 | 1 | 1 | 1 | 1 | 1 | 1 | 0
SDG&E Study Area | Silvergate | 230 | 0 | 0 | 0 | 0 | 0 | 0 | 0 | 0 | 0 | 0 | 0 | 0 | 0 | 0 | 0 | 200 | 0 | 200 | 0 | 1 |  | 0 | 0 | 0 | 0 | 0 | 0 | 0 | 0 | 0 | 0 | 0 | 0 | 0 | 0 | 0 | 200 | 0 | 1 | 3 |  | 0 | 0 | 0 | 0 | 0 | 0 | 0 | 0 | 0 | 0 | 0 | 0 | 0 | 0 | 0 | 0 | 0 |  | 1 | 1 | 1 | 1 | 1 | 1 | 1 | 1 | 1 | 0
PG&E Kern Study Area | Sisquoc | 115 | 0 | 0 | 0 | 0 | 0 | 0 | 0 | 0 | 0 | 0 | 0 | 0 | 0 | 0 | 0 | 0 | 0 | 0 | 0 | 0 |  | 0 | 0 | 0 | 0 | 0 | 0 | 0 | 0 | 0 | 0 | 0 | 0 | 0 | 0 | 0 | 10 | 0 | 1 | 0 |  | 0 | 0 | 0 | 0 | 0 | 0 | 0 | 0 | 0 | 0 | 0 | 0 | 0 | 0 | 0 | 2 | 0 |  | 1 | 1 | 1 | 1 | 1 | 1 | 1 | 4 | 1 | 1
East of Pisgah Study Area | Sloan Canyon | 230 | 0 | 0 | 410 | 0 | 410 | 0 | 0 | 0 | 0 | 0 | 0 | 0 | 0 | 0 | 0 | 0 | 100 | 100 | 0 | 1 |  | 0 | 0 | 310 | 0 | 310 | 0 | 0 | 0 | 0 | 0 | 0 | 0 | 0 | 0 | 0 | 0 | 0 | 1 | 3 |  | 0 | 0 | 0 | 0 | 0 | 0 | 0 | 0 | 0 | 0 | 0 | 0 | 0 | 0 | 0 | 0 | 0 |  | 1 | 1 | 1 | 1 | 1 | 1 | 1 | 1 | 1 | 0
PG&E Kern Study Area | Smyrna | 115 | 0 | 0 | 0 | 0 | 0 | 0 | 0 | 0 | 0 | 0 | 0 | 6.1 | 0 | 0 | 0 | 0 | 0 | 0 | 0 | 1 |  | 0 | 0 | 0 | 0 | 0 | 0 | 0 | 0 | 0 | 0 | 0 | 0 | 0 | 0 | 0 | 0 | 0 | 0 | 0 |  | 0 | 0 | 0 | 0 | 0 | 0 | 0 | 0 | 0 | 0 | 0 | 0 | 0 | 0 | 0 | 0 | 0 |  | 1 | 1 | 1 | 1 | 1 | 1 | 1 | 1 | 1 | 0
PG&E Greater Bay Study Area | Sobrante | 115 | 0 | 0 | 0 | 0 | 0 | 0 | 0 | 0 | 0 | 0 | 0 | 5 | 0 | 0 | 0 | 0 | 0 | 0 | 0 | 1 |  | 0 | 0 | 0 | 0 | 0 | 0 | 0 | 0 | 0 | 0 | 0 | 0 | 0 | 0 | 0 | 0 | 0 | 0 | 3 |  | 0 | 0 | 0 | 0 | 0 | 0 | 0 | 0 | 0 | 0 | 0 | 0 | 0 | 0 | 0 | 0 | 0 |  | 1 | 1 | 1 | 1 | 1 | 1 | 1 | 1 | 1 | 0
PG&E Kern Study Area | Solar SS | 230 | 0 | 0 | 0 | 0 | 0 | 0 | 0 | 0 | 0 | 0 | 0 | 0 | 0 | 0 | 0 | 0 | 0 | 0 | 0 | 0 |  | 0 | 0 | 0 | 0 | 0 | 0 | 0 | 0 | 0 | 0 | 0 | 0 | 130 | 0 | 130 | 50 | 0 | 1 | 0 |  | 0 | 0 | 0 | 0 | 0 | 0 | 0 | 0 | 0 | 0 | 0 | 0 | 2 | 0 | 2 | 2 | 0 |  | 1 | 1 | 1 | 1 | 1 | 1 | 4 | 4 | 1 | 1
SCE Northern Area | Springville | 230 | 0 | 0 | 0 | 0 | 0 | 0 | 0 | 0 | 0 | 0 | 0 | 11 | 0 | 0 | 0 | 225 | 0 | 225 | 0 | 1 |  | 0 | 2 | 0 | 0 | 0 | 0 | 0 | 0 | 0 | 0 | 0 | 0 | 50 | 150 | 200 | 225 | 0 | 1 | 0 |  | 0 | 2 | 0 | 0 | 0 | 0 | 0 | 0 | 0 | 0 | 0 | 0 | 2 | 2 | 2 | 0 | 0 |  | 1 | 4 | 1 | 1 | 1 | 1 | 4 | 1 | 1 | 1
PG&E Greater Bay Study Area | Stagg | 230 | 0 | 0 | 0 | 0 | 0 | 0 | 0 | 0 | 0 | 0 | 0 | 0 | 0 | 0 | 0 | 0 | 0 | 0 | 0 | 0 |  | 0 | 0 | 0 | 0 | 0 | 0 | 0 | 0 | 0 | 0 | 0 | 0 | 0 | 0 | 0 | 0 | 0 | 0 | 1 |  | 0 | 0 | 0 | 0 | 0 | 0 | 0 | 0 | 0 | 0 | 0 | 0 | 0 | 0 | 0 | 0 | 0 |  | 1 | 1 | 1 | 1 | 1 | 1 | 1 | 1 | 1 | 0
PG&E Greater Bay Study Area | Std Oil | 115 | 0 | 0 | 0 | 0 | 0 | 0 | 0 | 0 | 0 | 0 | 0 | 0 | 0 | 0 | 0 | 0 | 0 | 0 | 0 | 0 |  | 0 | 0 | 0 | 0 | 0 | 0 | 0 | 0 | 0 | 0 | 0 | 0 | 0 | 0 | 0 | 0 | 0 | 0 | 3 |  | 0 | 0 | 0 | 0 | 0 | 0 | 0 | 0 | 0 | 0 | 0 | 0 | 0 | 0 | 0 | 0 | 0 |  | 1 | 1 | 1 | 1 | 1 | 1 | 1 | 1 | 1 | 0
PG&E Kern Study Area | Stockdale | 230 | 0 | 0 | 0 | 0 | 0 | 0 | 0 | 0 | 0 | 0 | 0 | 0 | 0 | 0 | 0 | 0 | 0 | 0 | 0 | 0 |  | 0 | 0 | 0 | 0 | 0 | 0 | 0 | 0 | 0 | 0 | 0 | 0 | 0 | 0 | 0 | 0 | 0 | 0 | 0 |  | 0 | 0 | 0 | 0 | 0 | 0 | 0 | 0 | 0 | 0 | 0 | 0 | 0 | 0 | 0 | 0 | 0 |  | 1 | 1 | 1 | 1 | 1 | 1 | 1 | 1 | 1 | 0
PG&E Kern Study Area | Stockdale | 115 | 0 | 0 | 0 | 0 | 0 | 0 | 0 | 0 | 0 | 0 | 0 | 1.7 | 0 | 0 | 0 | 0 | 0 | 0 | 0 | 1 |  | 0 | 0 | 0 | 0 | 0 | 0 | 0 | 0 | 0 | 0 | 0 | 0 | 0 | 0 | 0 | 0 | 0 | 0 | 0 |  | 0 | 0 | 0 | 0 | 0 | 0 | 0 | 0 | 0 | 0 | 0 | 0 | 0 | 0 | 0 | 0 | 0 |  | 1 | 1 | 1 | 1 | 1 | 1 | 1 | 1 | 1 | 0
PG&E Fresno Study Area | Storey | 230 | 0 | 0 | 0 | 0 | 0 | 0 | 0 | 0 | 0 | 0 | 0 | 0 | 0 | 0 | 0 | 0 | 0 | 0 | 0 | 0 |  | 0 | 0 | 0 | 0 | 0 | 0 | 0 | 0 | 0 | 0 | 0 | 0 | 0 | 0 | 0 | 0 | 0 | 0 | 4 |  | 0 | 0 | 0 | 0 | 0 | 0 | 0 | 0 | 0 | 0 | 0 | 0 | 0 | 0 | 0 | 0 | 0 |  | 1 | 1 | 1 | 1 | 1 | 1 | 1 | 1 | 1 | 0
PG&E North of Greater Bay Study Area | Summit | 115 | 40 | 0 | 0 | 0 | 0 | 0 | 0 | 0 | 0 | 0 | 0 | 0 | 0 | 0 | 0 | 0 | 0 | 0 | 0 | 1 |  | 40 | 0 | 0 | 0 | 0 | 0 | 0 | 0 | 0 | 0 | 0 | 0 | 0 | 0 | 0 | 0 | 0 | 1 | 0 |  | 0 | 0 | 0 | 0 | 0 | 0 | 0 | 0 | 0 | 0 | 0 | 0 | 0 | 0 | 0 | 0 | 0 |  | 1 | 1 | 1 | 1 | 1 | 1 | 1 | 1 | 1 | 0
SDG&E Study Area | Suncrest | 500 | 0 | 0 | 0 | 0 | 0 | 0 | 0 | 0 | 0 | 0 | 0 | 0 | 0 | 0 | 0 | 0 | 0 | 0 | 0 | 0 |  | 0 | 0 | 0 | 0 | 0 | 0 | 0 | 0 | 0 | 0 | 0 | 0 | 0 | 0 | 0 | 0 | 0 | 0 | 4 |  | 0 | 0 | 0 | 0 | 0 | 0 | 0 | 0 | 0 | 0 | 0 | 0 | 0 | 0 | 0 | 0 | 0 |  | 1 | 1 | 1 | 1 | 1 | 1 | 1 | 1 | 1 | 0
SDG&E Study Area | Suncrest | 230 | 0 | 0 | 0 | 0 | 0 | 0 | 0 | 0 | 0 | 0 | 0 | 0 | 0 | 0 | 0 | 0 | 0 | 0 | 0 | 0 |  | 0 | 0 | 0 | 0 | 0 | 0 | 0 | 0 | 0 | 0 | 0 | 0 | 0 | 0 | 0 | 0 | 0 | 0 | 3 |  | 0 | 0 | 0 | 0 | 0 | 0 | 0 | 0 | 0 | 0 | 0 | 0 | 0 | 0 | 0 | 0 | 0 |  | 1 | 1 | 1 | 1 | 1 | 1 | 1 | 1 | 1 | 0
SDG&E Study Area | New Sub - Suncrest - Ocotillo (Proposed) | 500 | 0 | 0 | 400 | 100 | 500 | 0 | 0 | 0 | 0 | 0 | 0 | 0 | 0 | 0 | 0 | 0 | 0 | 0 | 0 | 1 |  | 0 | 0 | 0 | 0 | 0 | 0 | 0 | 0 | 0 | 0 | 0 | 0 | 0 | 0 | 0 | 0 | 0 | 0 | 6 |  | 0 | 0 | 0 | 0 | 0 | 0 | 0 | 0 | 0 | 0 | 0 | 0 | 0 | 0 | 0 | 0 | 0 |  | 1 | 1 | 1 | 1 | 1 | 1 | 1 | 1 | 1 | 0
PG&E Kern Study Area | Sunset | 230 | 0 | 0 | 0 | 0 | 0 | 0 | 0 | 0 | 0 | 0 | 0 | 0 | 0 | 0 | 0 | 0 | 0 | 0 | 0 | 0 |  | 0 | 0 | 0 | 0 | 0 | 0 | 0 | 0 | 0 | 0 | 0 | 0 | 0 | 0 | 0 | 0 | 0 | 0 | 0 |  | 0 | 0 | 0 | 0 | 0 | 0 | 0 | 0 | 0 | 0 | 0 | 0 | 0 | 0 | 0 | 0 | 0 |  | 1 | 1 | 1 | 1 | 1 | 1 | 1 | 1 | 1 | 0
PG&E Kern Study Area | Surf | 115 | 0 | 0 | 0 | 0 | 0 | 0 | 0 | 0 | 0 | 0 | 0 | 0 | 0 | 0 | 0 | 0 | 0 | 0 | 0 | 0 |  | 0 | 0 | 0 | 0 | 0 | 0 | 0 | 0 | 0 | 0 | 0 | 0 | 0 | 0 | 0 | 0 | 0 | 0 | 0 |  | 0 | 0 | 0 | 0 | 0 | 0 | 0 | 0 | 0 | 0 | 0 | 0 | 0 | 0 | 0 | 0 | 0 |  | 1 | 1 | 1 | 1 | 1 | 1 | 1 | 1 | 1 | 0
SDG&E Study Area | Sycamore Canyon | 230 | 0 | 0 | 0 | 0 | 0 | 0 | 0 | 0 | 0 | 0 | 0 | 0 | 0 | 0 | 0 | 0 | 0 | 0 | 499 | 1 |  | 0 | 0 | 0 | 0 | 0 | 0 | 0 | 0 | 0 | 0 | 0 | 0 | 0 | 0 | 0 | 0 | 500 | 1 | 3 |  | 0 | 0 | 0 | 0 | 0 | 0 | 0 | 0 | 0 | 0 | 0 | 0 | 0 | 0 | 0 | 0 | 0 |  | 1 | 1 | 1 | 1 | 1 | 1 | 1 | 1 | 1 | 0
SDG&E Study Area | Sycamore Canyon | 138 | 0 | 0 | 0 | 0 | 0 | 0 | 0 | 0 | 0 | 0 | 0 | 0 | 0 | 0 | 0 | 300 | 0 | 300 | 0 | 1 |  | 0 | 0 | 0 | 0 | 0 | 0 | 0 | 0 | 0 | 0 | 0 | 0 | 0 | 0 | 0 | 400 | 0 | 1 | 1 |  | 0 | 0 | 0 | 0 | 0 | 0 | 0 | 0 | 0 | 0 | 0 | 0 | 0 | 0 | 0 | 1 | 0 |  | 1 | 1 | 1 | 1 | 1 | 1 | 1 | 3 | 1 | 1
SCE Metro Study Area | Sylmar | 230 | 0 | 0 | 0 | 0 | 0 | 0 | 0 | 0 | 0 | 0 | 0 | 0 | 0 | 0 | 0 | 0 | 0 | 0 | 0 | 0 |  | 0 | 0 | 0 | 0 | 0 | 0 | 0 | 0 | 0 | 0 | 0 | 0 | 0 | 0 | 0 | 0 | 0 | 0 | 0 |  | 0 | 0 | 0 | 0 | 0 | 0 | 0 | 0 | 0 | 0 | 0 | 0 | 0 | 0 | 0 | 0 | 0 |  | 1 | 1 | 1 | 1 | 1 | 1 | 1 | 1 | 1 | 0
PG&E North of Greater Bay Study Area | Table Mountain | 500 | 0 | 0 | 0 | 0 | 0 | 0 | 0 | 0 | 0 | 0 | 0 | 0 | 0 | 0 | 0 | 0 | 0 | 0 | 0 | 0 |  | 0 | 0 | 0 | 0 | 0 | 0 | 0 | 0 | 0 | 0 | 0 | 0 | 0 | 0 | 0 | 0 | 0 | 0 | 0 |  | 0 | 0 | 0 | 0 | 0 | 0 | 0 | 0 | 0 | 0 | 0 | 0 | 0 | 0 | 0 | 0 | 0 |  | 1 | 1 | 1 | 1 | 1 | 1 | 1 | 1 | 1 | 0
PG&E North of Greater Bay Study Area | Table Mountain | 230 | 0 | 0 | 15.5 | 104.5 | 120 | 0 | 0 | 0 | 0 | 0 | 0 | 3 | 0 | 0 | 0 | 0 | 0 | 0 | 0 | 1 |  | 0 | 1 | 0 | 0 | 0 | 0 | 0 | 0 | 0 | 0 | 0 | 3 | 0 | 0 | 0 | 0 | 0 | 1 | 0 |  | 0 | 2 | 0 | 0 | 0 | 0 | 0 | 0 | 0 | 0 | 0 | 0 | 0 | 0 | 0 | 0 | 0 |  | 1 | 4 | 1 | 1 | 1 | 1 | 1 | 1 | 1 | 1
PG&E Kern Study Area | Taft | 115 | 0 | 0 | 0 | 0 | 0 | 0 | 0 | 0 | 0 | 0 | 0 | 13 | 0 | 0 | 0 | 0 | 0 | 0 | 0 | 1 |  | 0 | 0 | 0 | 0 | 0 | 0 | 0 | 0 | 0 | 0 | 0 | 3.17 | 0 | 0 | 0 | 3 | 0 | 1 | 0 |  | 0 | 0 | 0 | 0 | 0 | 0 | 0 | 0 | 0 | 0 | 0 | 0 | 0 | 0 | 0 | 2 | 0 |  | 1 | 1 | 1 | 1 | 1 | 1 | 1 | 4 | 1 | 1
SDG&E Study Area | Talega | 230 | 0 | 0 | 0 | 0 | 0 | 0 | 0 | 0 | 0 | 0 | 0 | 0 | 0 | 0 | 0 | 100 | 0 | 100 | 0 | 1 |  | 0 | 0 | 0 | 0 | 0 | 0 | 0 | 0 | 0 | 0 | 0 | 0 | 0 | 0 | 0 | 100 | 0 | 1 | 0 |  | 0 | 0 | 0 | 0 | 0 | 0 | 0 | 0 | 0 | 0 | 0 | 0 | 0 | 0 | 0 | 0 | 0 |  | 1 | 1 | 1 | 1 | 1 | 1 | 1 | 1 | 1 | 0
SDG&E Study Area | Talega | 138 | 0 | 0 | 0 | 0 | 0 | 0 | 0 | 0 | 0 | 0 | 0 | 0 | 0 | 0 | 0 | 0 | 0 | 0 | 0 | 0 |  | 0 | 0 | 0 | 0 | 0 | 0 | 0 | 0 | 0 | 0 | 0 | 0 | 0 | 0 | 0 | 0 | 0 | 0 | 0 |  | 0 | 0 | 0 | 0 | 0 | 0 | 0 | 0 | 0 | 0 | 0 | 0 | 0 | 0 | 0 | 0 | 0 |  | 1 | 1 | 1 | 1 | 1 | 1 | 1 | 1 | 1 | 0
PG&E Greater Bay Study Area | Tassajara | 230 | 0 | 0 | 0 | 0 | 0 | 0 | 0 | 0 | 0 | 0 | 0 | 0 | 0 | 0 | 0 | 0 | 0 | 0 | 0 | 0 |  | 0 | 0 | 0 | 0 | 0 | 0 | 0 | 0 | 0 | 0 | 0 | 0 | 0 | 0 | 0 | 0 | 0 | 0 | 1 |  | 0 | 0 | 0 | 0 | 0 | 0 | 0 | 0 | 0 | 0 | 0 | 0 | 0 | 0 | 0 | 0 | 0 |  | 1 | 1 | 1 | 1 | 1 | 1 | 1 | 1 | 1 | 0
PG&E Kern Study Area | Temblor | 115 | 0 | 0 | 0 | 0 | 0 | 0 | 0 | 0 | 0 | 0 | 0 | 0 | 0 | 0 | 0 | 0 | 0 | 0 | 0 | 0 |  | 0 | 0 | 0 | 0 | 0 | 0 | 0 | 0 | 0 | 0 | 0 | 0 | 0 | 0 | 0 | 0 | 0 | 0 | 0 |  | 0 | 0 | 0 | 0 | 0 | 0 | 0 | 0 | 0 | 0 | 0 | 0 | 0 | 0 | 0 | 0 | 0 |  | 1 | 1 | 1 | 1 | 1 | 1 | 1 | 1 | 1 | 0
PG&E Kern Study Area | Templeton | 230 | 0 | 0 | 75 | 0 | 75 | 0 | 0 | 0 | 0 | 0 | 0 | 0 | 0 | 0 | 0 | 0 | 0 | 0 | 0 | 1 |  | 0 | 0 | 74.8 | 0 | 74.8 | 0 | 0 | 0 | 0 | 0 | 0 | 0 | 0 | 0 | 0 | 0 | 0 | 1 | 1 |  | 0 | 0 | 0 | 0 | 0 | 0 | 0 | 0 | 0 | 0 | 0 | 0 | 0 | 0 | 0 | 0 | 0 |  | 1 | 1 | 1 | 1 | 1 | 1 | 1 | 1 | 1 | 0
PG&E Greater Bay Study Area | Tesla | 500 | 0 | 0 | 400 | 0 | 400 | 0 | 0 | 0 | 0 | 0 | 0 | 0 | 400 | 0 | 400 | 0 | 0 | 0 | 0 | 1 |  | 0 | 0 | 330 | 20 | 350 | 0 | 0 | 0 | 0 | 0 | 0 | 0 | 400 | 10 | 410 | 0 | 0 | 1 | 0 |  | 0 | 0 | 0 | 2 | 0 | 0 | 0 | 0 | 0 | 0 | 0 | 0 | 0 | 2 | 0 | 0 | 0 |  | 1 | 1 | 1 | 1 | 1 | 1 | 1 | 1 | 1 | 0
PG&E Greater Bay Study Area | Tesla | 230 | 0 | 0 | 130 | 45 | 175 | 0 | 0 | 0 | 0 | 0 | 0 | 0 | 0 | 0 | 0 | 400 | 0 | 400 | 0 | 1 |  | 0 | 0 | 80 | 5 | 85 | 0 | 0 | 0 | 0 | 0 | 0 | 0 | 0 | 0 | 0 | 400 | 0 | 1 | 0 |  | 0 | 0 | 0 | 0 | 0 | 0 | 0 | 0 | 0 | 0 | 0 | 0 | 0 | 0 | 0 | 0 | 0 |  | 1 | 1 | 1 | 1 | 1 | 1 | 1 | 1 | 1 | 0
PG&E Greater Bay Study Area | Tesla | 115 | 0 | 0 | 0 | 0 | 0 | 0 | 0 | 0 | 0 | 0 | 0 | 0 | 0 | 0 | 0 | 0 | 0 | 0 | 0 | 0 |  | 0 | 0 | 0 | 0 | 0 | 0 | 0 | 0 | 0 | 0 | 0 | 0 | 0 | 0 | 0 | 0 | 0 | 0 | 0 |  | 0 | 0 | 0 | 0 | 0 | 0 | 0 | 0 | 0 | 0 | 0 | 0 | 0 | 0 | 0 | 0 | 0 |  | 1 | 1 | 1 | 1 | 1 | 1 | 1 | 1 | 1 | 0
PG&E Kern Study Area | Tevis | 115 | 0 | 0 | 0 | 0 | 0 | 0 | 0 | 0 | 0 | 0 | 0 | 0 | 0 | 0 | 0 | 0 | 0 | 0 | 0 | 0 |  | 0 | 0 | 0 | 0 | 0 | 0 | 0 | 0 | 0 | 0 | 0 | 0 | 0 | 0 | 0 | 0 | 0 | 0 | 0 |  | 0 | 0 | 0 | 0 | 0 | 0 | 0 | 0 | 0 | 0 | 0 | 0 | 0 | 0 | 0 | 0 | 0 |  | 1 | 1 | 1 | 1 | 1 | 1 | 1 | 1 | 1 | 0
East of Pisgah Study Area | Thousandaire | 138 | 0 | 0 | 0 | 0 | 0 | 0 | 0 | 0 | 0 | 0 | 0 | 0 | 0 | 0 | 0 | 0 | 0 | 0 | 0 | 0 |  | 0 | 0 | 0 | 0 | 0 | 0 | 0 | 0 | 0 | 0 | 0 | 0 | 0 | 0 | 0 | 0 | 0 | 0 | 3 |  | 0 | 0 | 0 | 0 | 0 | 0 | 0 | 0 | 0 | 0 | 0 | 0 | 0 | 0 | 0 | 0 | 0 |  | 1 | 1 | 1 | 1 | 1 | 1 | 1 | 1 | 1 | 0
SCE North of Lugo Study Area | Tortilla | 115 | 0 | 0 | 0 | 0 | 0 | 0 | 0 | 0 | 0 | 0 | 0 | 3 | 0 | 0 | 0 | 0 | 0 | 0 | 0 | 1 |  | 0 | 0 | 0 | 0 | 0 | 0 | 0 | 0 | 0 | 0 | 0 | 0 | 0 | 0 | 0 | 0 | 0 | 0 | 3 |  | 0 | 0 | 0 | 0 | 0 | 0 | 0 | 0 | 0 | 0 | 0 | 0 | 0 | 0 | 0 | 0 | 0 |  | 1 | 1 | 1 | 1 | 1 | 1 | 1 | 1 | 1 | 0
SDG&E Study Area | Trabuco | 138 | 0 | 0 | 0 | 0 | 0 | 0 | 0 | 0 | 0 | 0 | 0 | 0 | 0 | 0 | 0 | 0 | 0 | 0 | 0 | 0 |  | 0 | 0 | 0 | 0 | 0 | 0 | 0 | 0 | 0 | 0 | 0 | 0 | 0 | 0 | 0 | 0 | 0 | 0 | 0 |  | 0 | 0 | 0 | 0 | 0 | 0 | 0 | 0 | 0 | 0 | 0 | 0 | 0 | 0 | 0 | 0 | 0 |  | 1 | 1 | 1 | 1 | 1 | 1 | 1 | 1 | 1 | 0
PG&E Greater Bay Study Area | Tracy | 500 | 0 | 0 | 0 | 0 | 0 | 0 | 0 | 0 | 0 | 0 | 0 | 0 | 0 | 0 | 0 | 0 | 0 | 0 | 0 | 0 |  | 0 | 0 | 0 | 0 | 0 | 0 | 0 | 0 | 0 | 0 | 0 | 0 | 0 | 0 | 0 | 0 | 0 | 0 | 0 |  | 0 | 0 | 0 | 0 | 0 | 0 | 0 | 0 | 0 | 0 | 0 | 0 | 0 | 0 | 0 | 0 | 0 |  | 1 | 1 | 1 | 1 | 1 | 1 | 1 | 1 | 1 | 0
PG&E Greater Bay Study Area | Tracy | 230 | 0 | 5 | 44.8 | 0 | 44.8 | 0 | 0 | 0 | 0 | 0 | 0 | 5 | 0 | 0 | 0 | 0 | 0 | 0 | 0 | 1 |  | 0 | 0 | 0 | 0 | 0 | 0 | 0 | 0 | 0 | 0 | 0 | 0 | 0 | 0 | 0 | 0 | 0 | 0 | 0 |  | 0 | 0 | 0 | 0 | 0 | 0 | 0 | 0 | 0 | 0 | 0 | 0 | 0 | 0 | 0 | 0 | 0 |  | 1 | 1 | 1 | 1 | 1 | 1 | 1 | 1 | 1 | 0
PG&E Fresno Study Area | Tranquility | 230 | 0 | 0 | 0 | 0 | 0 | 0 | 0 | 0 | 0 | 0 | 0 | 0 | 560 | 440 | 1000 | 542.5 | 189 | 731.5 | 0 | 1 |  | 0 | 0 | 0 | 0 | 0 | 0 | 0 | 0 | 0 | 0 | 0 | 0 | 400 | 700 | 1100 | 772 | 0 | 1 | 4 |  | 0 | 0 | 0 | 0 | 0 | 0 | 0 | 0 | 0 | 0 | 0 | 0 | 0 | 2 | 0 | 0 | 0 |  | 1 | 1 | 1 | 1 | 1 | 1 | 1 | 1 | 1 | 0
East of Pisgah Study Area | Trout Canyon | 230 | 0 | 0 | 0 | 0 | 0 | 0 | 0 | 0 | 0 | 0 | 0 | 0 | 690 | 565 | 1255 | 620 | 130 | 750 | 0 | 1 |  | 0 | 0 | 0 | 0 | 0 | 0 | 0 | 0 | 0 | 0 | 0 | 0 | 650 | 1106 | 1756 | 830 | 0 | 1 | 3 |  | 0 | 0 | 0 | 0 | 0 | 0 | 0 | 0 | 0 | 0 | 0 | 0 | 0 | 2 | 2 | 0 | 0 |  | 1 | 1 | 1 | 1 | 1 | 1 | 4 | 1 | 1 | 1
PG&E North of Greater Bay Study Area | Tulucay | 230 | 0 | 0 | 0 | 0 | 0 | 0 | 0 | 0 | 0 | 0 | 0 | 0.65 | 25 | 0 | 25 | 0 | 0 | 0 | 0 | 1 |  | 0 | 0 | 0 | 0 | 0 | 0 | 0 | 0 | 0 | 0 | 0 | 1.78 | 0 | 0 | 0 | 0 | 0 | 1 | 2 |  | 0 | 0 | 0 | 0 | 0 | 0 | 0 | 0 | 0 | 0 | 0 | 2 | 0 | 0 | 0 | 0 | 0 |  | 1 | 1 | 1 | 1 | 1 | 5 | 1 | 1 | 1 | 1
PG&E Kern Study Area | Tupman | 115 | 0 | 0 | 0 | 0 | 0 | 0 | 0 | 0 | 0 | 0 | 0 | 0 | 0 | 0 | 0 | 0 | 0 | 0 | 0 | 0 |  | 0 | 0 | 0 | 0 | 0 | 0 | 0 | 0 | 0 | 0 | 0 | 0 | 0 | 0 | 0 | 0 | 0 | 0 | 0 |  | 0 | 0 | 0 | 0 | 0 | 0 | 0 | 0 | 0 | 0 | 0 | 0 | 0 | 0 | 0 | 0 | 0 |  | 1 | 1 | 1 | 1 | 1 | 1 | 1 | 1 | 1 | 0
PG&E North of Greater Bay Study Area | Ukiah | 115 | 0 | 1 | 0 | 0 | 0 | 0 | 0 | 0 | 0 | 0 | 0 | 0 | 0 | 0 | 0 | 0 | 0 | 0 | 0 | 1 |  | 0 | 0 | 0 | 0 | 0 | 0 | 0 | 0 | 0 | 0 | 0 | 0 | 0 | 0 | 0 | 0 | 0 | 0 | 0 |  | 0 | 0 | 0 | 0 | 0 | 0 | 0 | 0 | 0 | 0 | 0 | 0 | 0 | 0 | 0 | 0 | 0 |  | 1 | 1 | 1 | 1 | 1 | 1 | 1 | 1 | 1 | 0
PG&E North of Greater Bay Study Area | Vaca Dixon | 500 | 0 | 0 | 0 | 0 | 0 | 0 | 0 | 0 | 0 | 0 | 0 | 0 | 0 | 0 | 0 | 0 | 0 | 0 | 0 | 0 |  | 0 | 0 | 0 | 0 | 0 | 0 | 0 | 0 | 0 | 0 | 0 | 0 | 0 | 0 | 0 | 0 | 0 | 0 | 0 |  | 0 | 0 | 0 | 0 | 0 | 0 | 0 | 0 | 0 | 0 | 0 | 0 | 0 | 0 | 0 | 0 | 0 |  | 1 | 1 | 1 | 1 | 1 | 1 | 1 | 1 | 1 | 0
PG&E North of Greater Bay Study Area | Vaca Dixon | 230 | 0 | 0 | 0 | 0 | 0 | 0 | 0 | 0 | 0 | 0 | 0 | 0 | 0 | 0 | 0 | 300 | 0 | 300 | 0 | 1 |  | 0 | 0 | 0 | 0 | 0 | 0 | 0 | 0 | 0 | 0 | 0 | 0 | 5 | 20 | 25 | 275 | 0 | 1 | 0 |  | 0 | 0 | 0 | 0 | 0 | 0 | 0 | 0 | 0 | 0 | 0 | 0 | 2 | 2 | 2 | 0 | 0 |  | 1 | 1 | 1 | 1 | 1 | 1 | 4 | 1 | 1 | 1
PG&E North of Greater Bay Study Area | Vaca Dixon | 115 | 0 | 0 | 0 | 0 | 0 | 0 | 0 | 0 | 0 | 0 | 0 | 0 | 0 | 0 | 0 | 0 | 0 | 0 | 0 | 0 |  | 0 | 0 | 0 | 0 | 0 | 0 | 0 | 0 | 0 | 0 | 0 | 0 | 0 | 0 | 0 | 0 | 0 | 0 | 0 |  | 0 | 0 | 0 | 0 | 0 | 0 | 0 | 0 | 0 | 0 | 0 | 0 | 0 | 0 | 0 | 0 | 0 |  | 1 | 1 | 1 | 1 | 1 | 1 | 1 | 1 | 1 | 0
SCE Eastern Study Area | Valley (SCE) | 500 | 0 | 0 | 0 | 0 | 0 | 0 | 0 | 0 | 0 | 0 | 0 | 0 | 0 | 0 | 0 | 770 | 0 | 770 | 0 | 1 |  | 0 | 0 | 0 | 0 | 0 | 0 | 0 | 0 | 0 | 0 | 0 | 0 | 0 | 0 | 0 | 770 | 0 | 1 | 1 |  | 0 | 0 | 0 | 0 | 0 | 0 | 0 | 0 | 0 | 0 | 0 | 0 | 0 | 0 | 0 | 0 | 0 |  | 1 | 1 | 1 | 1 | 1 | 1 | 1 | 1 | 1 | 0
East of Pisgah Study Area | Valley (VEA) | 138 | 0 | 0 | 0 | 0 | 0 | 0 | 0 | 0 | 0 | 0 | 0 | 0 | 0 | 0 | 0 | 0 | 0 | 0 | 0 | 0 |  | 0 | 0 | 0 | 0 | 0 | 0 | 0 | 0 | 0 | 0 | 0 | 0 | 50 | 0 | 50 | 40 | 0 | 1 | 3 |  | 0 | 0 | 0 | 0 | 0 | 0 | 0 | 0 | 0 | 0 | 0 | 0 | 2 | 0 | 2 | 2 | 0 |  | 1 | 1 | 1 | 1 | 1 | 1 | 5 | 5 | 1 | 1
PG&E Greater Bay Study Area | Valley Home | 115 | 0 | 0 | 0 | 0 | 0 | 0 | 0 | 0 | 0 | 0 | 0 | 0 | 0 | 0 | 0 | 0 | 0 | 0 | 0 | 0 |  | 0 | 0 | 0 | 0 | 0 | 0 | 0 | 0 | 0 | 0 | 0 | 0 | 0 | 0 | 0 | 0 | 0 | 0 | 0 |  | 0 | 0 | 0 | 0 | 0 | 0 | 0 | 0 | 0 | 0 | 0 | 0 | 0 | 0 | 0 | 0 | 0 |  | 1 | 1 | 1 | 1 | 1 | 1 | 1 | 1 | 1 | 0
East of Pisgah Study Area | Valley Switch | 138 | 0 | 0 | 0 | 0 | 0 | 0 | 0 | 0 | 0 | 0 | 0 | 0 | 0 | 0 | 0 | 0 | 0 | 0 | 0 | 0 |  | 0 | 0 | 0 | 0 | 0 | 0 | 0 | 0 | 0 | 0 | 0 | 0 | 0 | 0 | 0 | 0 | 0 | 0 | 3 |  | 0 | 0 | 0 | 0 | 0 | 0 | 0 | 0 | 0 | 0 | 0 | 0 | 0 | 0 | 0 | 0 | 0 |  | 1 | 1 | 1 | 1 | 1 | 1 | 1 | 1 | 1 | 0
PG&E Greater Bay Study Area | Vasona | 230 | 0 | 0 | 0 | 0 | 0 | 0 | 0 | 0 | 0 | 0 | 0 | 0 | 0 | 0 | 0 | 0 | 0 | 0 | 0 | 0 |  | 0 | 0 | 0 | 0 | 0 | 0 | 0 | 0 | 0 | 0 | 0 | 0 | 0 | 0 | 0 | 0 | 0 | 0 | 1 |  | 0 | 0 | 0 | 0 | 0 | 0 | 0 | 0 | 0 | 0 | 0 | 0 | 0 | 0 | 0 | 0 | 0 |  | 1 | 1 | 1 | 1 | 1 | 1 | 1 | 1 | 1 | 0
SCE Northern Area | Vestal | 230 | 0 | 0 | 0 | 0 | 0 | 0 | 0 | 0 | 0 | 0 | 0 | 0 | 560.8 | 50 | 610.8 | 370 | 0 | 370 | 0 | 1 |  | 0 | 0 | 0 | 0 | 0 | 0 | 0 | 0 | 0 | 0 | 0 | 0 | 106.17 | 699.13 | 805.3 | 350 | 0 | 1 | 0 |  | 0 | 0 | 0 | 0 | 0 | 0 | 0 | 0 | 0 | 0 | 0 | 0 | 0 | 2 | 1 | 0 | 0 |  | 1 | 1 | 1 | 1 | 1 | 1 | 3 | 1 | 1 | 1
SCE North of Lugo Study Area | Victor | 230 | 0 | 0 | 0 | 0 | 0 | 0 | 0 | 0 | 0 | 0 | 0 | 0 | 0 | 0 | 0 | 0 | 0 | 0 | 0 | 0 |  | 0 | 0 | 0 | 0 | 0 | 0 | 0 | 0 | 0 | 0 | 0 | 2 | 0 | 0 | 0 | 0 | 0 | 1 | 2 |  | 0 | 0 | 0 | 0 | 0 | 0 | 0 | 0 | 0 | 0 | 0 | 2 | 0 | 0 | 0 | 0 | 0 |  | 1 | 1 | 1 | 1 | 1 | 5 | 1 | 1 | 1 | 1
SCE North of Lugo Study Area | Victor | 115 | 0 | 0 | 0 | 0 | 0 | 0 | 0 | 0 | 0 | 0 | 0 | 16 | 0 | 115 | 115 | 0 | 60 | 60 | 0 | 1 |  | 0 | 0 | 0 | 0 | 0 | 0 | 0 | 0 | 0 | 0 | 0 | 0 | 0 | 0 | 0 | 0 | 0 | 0 | 2 |  | 0 | 0 | 0 | 0 | 0 | 0 | 0 | 0 | 0 | 0 | 0 | 0 | 0 | 0 | 0 | 0 | 0 |  | 1 | 1 | 1 | 1 | 1 | 1 | 1 | 1 | 1 | 0
0 | Victorville (LDWP) | 500 | 0 | 0 | 0 | 0 | 0 | 0 | 0 | 0 | 0 | 0 | 0 | 0 | 0 | 0 | 0 | 0 | 0 | 0 | 0 | 0 |  | 0 | 0 | 0 | 0 | 0 | 0 | 0 | 0 | 0 | 0 | 0 | 0 | 0 | 0 | 0 | 0 | 0 | 0 | 0 |  | 0 | 0 | 0 | 0 | 0 | 0 | 0 | 0 | 0 | 0 | 0 | 0 | 0 | 0 | 0 | 0 | 0 |  | 1 | 1 | 1 | 1 | 1 | 1 | 1 | 1 | 1 | 0
SCE Metro Study Area | Viejo | 230 | 0 | 0 | 0 | 0 | 0 | 0 | 0 | 0 | 0 | 0 | 0 | 0 | 0 | 0 | 0 | 0 | 0 | 0 | 0 | 0 |  | 0 | 0 | 0 | 0 | 0 | 0 | 0 | 0 | 0 | 0 | 0 | 0 | 0 | 0 | 0 | 0 | 0 | 0 | 0 |  | 0 | 0 | 0 | 0 | 0 | 0 | 0 | 0 | 0 | 0 | 0 | 0 | 0 | 0 | 0 | 0 | 0 |  | 1 | 1 | 1 | 1 | 1 | 1 | 1 | 1 | 1 | 0
PG&E Greater Bay Study Area | Vierra | 115 | 0 | 0 | 0 | 0 | 0 | 0 | 0 | 0 | 0 | 0 | 0 | 0 | 0 | 0 | 0 | 0 | 0 | 0 | 0 | 0 |  | 0 | 0 | 0 | 0 | 0 | 0 | 0 | 0 | 0 | 0 | 0 | 0 | 0 | 0 | 0 | 0 | 0 | 0 | 0 |  | 0 | 0 | 0 | 0 | 0 | 0 | 0 | 0 | 0 | 0 | 0 | 0 | 0 | 0 | 0 | 0 | 0 |  | 1 | 1 | 1 | 1 | 1 | 1 | 1 | 1 | 1 | 0
SCE Metro Study Area | Villa Park | 230 | 0 | 0 | 0 | 0 | 0 | 0 | 0 | 0 | 0 | 0 | 0 | 0 | 0 | 0 | 0 | 0 | 0 | 0 | 0 | 0 |  | 0 | 0 | 0 | 0 | 0 | 0 | 0 | 0 | 0 | 0 | 0 | 0 | 0 | 0 | 0 | 0 | 0 | 0 | 0 |  | 0 | 0 | 0 | 0 | 0 | 0 | 0 | 0 | 0 | 0 | 0 | 0 | 0 | 0 | 0 | 0 | 0 |  | 1 | 1 | 1 | 1 | 1 | 1 | 1 | 1 | 1 | 0
SCE Northern Area | Vincent | 500 | 0 | 0 | 0 | 0 | 0 | 0 | 0 | 0 | 0 | 0 | 0 | 0 | 0 | 0 | 0 | 0 | 0 | 0 | 0 | 0 |  | 0 | 0 | 0 | 0 | 0 | 0 | 0 | 0 | 0 | 0 | 0 | 0 | 0 | 0 | 0 | 0 | 0 | 0 | 0 |  | 0 | 0 | 0 | 0 | 0 | 0 | 0 | 0 | 0 | 0 | 0 | 0 | 0 | 0 | 0 | 0 | 0 |  | 1 | 1 | 1 | 1 | 1 | 1 | 1 | 1 | 1 | 0
SCE Northern Area | Vincent | 230 | 0 | 0 | 0 | 0 | 0 | 0 | 0 | 0 | 0 | 0 | 0 | 0 | 0 | 1067 | 1067 | 879 | 230.5 | 1109.5 | 0 | 1 |  | 0 | 0 | 0 | 0 | 0 | 0 | 0 | 0 | 0 | 0 | 0 | 0 | 0 | 1151 | 1151 | 1138.59 | 0 | 1 | 0 |  | 0 | 0 | 0 | 0 | 0 | 0 | 0 | 0 | 0 | 0 | 0 | 0 | 0 | 0 | 0 | 0 | 0 |  | 1 | 1 | 1 | 1 | 1 | 1 | 1 | 1 | 1 | 0
PG&E Greater Bay Study Area | Vineyard | 230 | 0 | 0 | 0 | 0 | 0 | 0 | 0 | 0 | 0 | 0 | 0 | 0 | 0 | 0 | 0 | 0 | 0 | 0 | 0 | 0 |  | 0 | 0 | 0 | 0 | 0 | 0 | 0 | 0 | 0 | 0 | 0 | 0 | 0 | 0 | 0 | 0 | 0 | 0 | 0 |  | 0 | 0 | 0 | 0 | 0 | 0 | 0 | 0 | 0 | 0 | 0 | 0 | 0 | 0 | 0 | 0 | 0 |  | 1 | 1 | 1 | 1 | 1 | 1 | 1 | 1 | 1 | 0
SCE Eastern Study Area | Vista (SCE) | 230 | 0 | 2.6 | 0 | 0 | 0 | 0 | 0 | 0 | 0 | 0 | 0 | 0 | 0 | 0 | 0 | 200 | 0 | 200 | 0 | 1 |  | 0 | 2.6 | 0 | 0 | 0 | 0 | 0 | 0 | 0 | 0 | 0 | 0 | 0 | 0 | 0 | 200 | 0 | 1 | 1 |  | 0 | 0 | 0 | 0 | 0 | 0 | 0 | 0 | 0 | 0 | 0 | 0 | 0 | 0 | 0 | 0 | 0 |  | 1 | 1 | 1 | 1 | 1 | 1 | 1 | 1 | 1 | 0
East of Pisgah Study Area | Vista (VEA) | 138 | 0 | 0 | 0 | 0 | 0 | 0 | 0 | 0 | 0 | 0 | 0 | 0 | 50 | 150 | 200 | 100 | 0 | 100 | 0 | 1 |  | 0 | 0 | 0 | 0 | 0 | 0 | 0 | 0 | 0 | 0 | 0 | 0 | 200 | 0 | 200 | 0 | 0 | 1 | 3 |  | 0 | 0 | 0 | 0 | 0 | 0 | 0 | 0 | 0 | 0 | 0 | 0 | 2 | 0 | 0 | 0 | 0 |  | 1 | 1 | 1 | 1 | 1 | 1 | 5 | 1 | 1 | 1
SCE Metro Study Area | Walnut | 230 | 0 | 0 | 0 | 0 | 0 | 0 | 0 | 0 | 0 | 0 | 0 | 0 | 0 | 0 | 0 | 200 | 0 | 200 | 0 | 1 |  | 0 | 0 | 0 | 0 | 0 | 0 | 0 | 0 | 0 | 0 | 0 | 0 | 0 | 0 | 0 | 250 | 0 | 1 | 0 |  | 0 | 0 | 0 | 0 | 0 | 0 | 0 | 0 | 0 | 0 | 0 | 0 | 0 | 0 | 0 | 1 | 0 |  | 1 | 1 | 1 | 1 | 1 | 1 | 1 | 3 | 1 | 1
SCE Northern Area | Warne | 230 | 0 | 0 | 0 | 0 | 0 | 0 | 0 | 0 | 0 | 0 | 0 | 0 | 0 | 0 | 0 | 0 | 0 | 0 | 0 | 0 |  | 0 | 0 | 0 | 0 | 0 | 0 | 0 | 0 | 0 | 0 | 0 | 0 | 0 | 0 | 0 | 0 | 0 | 0 | 0 |  | 0 | 0 | 0 | 0 | 0 | 0 | 0 | 0 | 0 | 0 | 0 | 0 | 0 | 0 | 0 | 0 | 0 |  | 1 | 1 | 1 | 1 | 1 | 1 | 1 | 1 | 1 | 0
PG&E Fresno Study Area | Warnerville | 230 | 0 | 0 | 0 | 0 | 0 | 0 | 0 | 0 | 0 | 0 | 0 | 0 | 0 | 0 | 0 | 0 | 0 | 0 | 0 | 0 |  | 0 | 0 | 0 | 0 | 0 | 0 | 0 | 0 | 0 | 0 | 0 | 0 | 0 | 0 | 0 | 0 | 0 | 0 | 2 |  | 0 | 0 | 0 | 0 | 0 | 0 | 0 | 0 | 0 | 0 | 0 | 0 | 0 | 0 | 0 | 0 | 0 |  | 1 | 1 | 1 | 1 | 1 | 1 | 1 | 1 | 1 | 0
PG&E Fresno Study Area | Waukena | 115 | 0 | 0 | 0 | 0 | 0 | 0 | 0 | 0 | 0 | 0 | 0 | 0 | 0 | 0 | 0 | 0 | 0 | 0 | 0 | 0 |  | 0 | 0 | 0 | 0 | 0 | 0 | 0 | 0 | 0 | 0 | 0 | 0 | 0 | 0 | 0 | 0 | 0 | 0 | 0 |  | 0 | 0 | 0 | 0 | 0 | 0 | 0 | 0 | 0 | 0 | 0 | 0 | 0 | 0 | 0 | 0 | 0 |  | 1 | 1 | 1 | 1 | 1 | 1 | 1 | 1 | 1 | 0
PG&E Greater Bay Study Area | Weber | 230 | 0 | 0 | 0 | 0 | 0 | 0 | 0 | 0 | 0 | 0 | 0 | 0 | 0 | 0 | 0 | 25 | 0 | 25 | 0 | 1 |  | 0 | 0 | 0 | 0 | 0 | 0 | 0 | 0 | 0 | 0 | 0 | 0 | 0 | 0 | 0 | 0 | 0 | 0 | 0 |  | 0 | 0 | 0 | 0 | 0 | 0 | 0 | 0 | 0 | 0 | 0 | 0 | 0 | 0 | 0 | 0 | 0 |  | 1 | 1 | 1 | 1 | 1 | 1 | 1 | 1 | 1 | 0
PG&E Fresno Study Area | West Fresno | 115 | 0 | 0 | 0 | 0 | 0 | 0 | 0 | 0 | 0 | 0 | 0 | 0 | 0 | 0 | 0 | 0 | 0 | 0 | 0 | 0 |  | 0 | 0 | 0 | 0 | 0 | 0 | 0 | 0 | 0 | 0 | 0 | 0 | 0 | 0 | 0 | 0 | 0 | 0 | 4 |  | 0 | 0 | 0 | 0 | 0 | 0 | 0 | 0 | 0 | 0 | 0 | 0 | 0 | 0 | 0 | 0 | 0 |  | 1 | 1 | 1 | 1 | 1 | 1 | 1 | 1 | 1 | 0
PG&E Fresno Study Area | Westley | 230 | 0 | 0 | 0 | 0 | 0 | 0 | 0 | 0 | 0 | 0 | 0 | 0 | 0 | 164 | 164 | 79.1 | 25 | 104.1 | 0 | 1 |  | 0 | 2 | 0 | 0 | 0 | 0 | 0 | 0 | 0 | 0 | 0 | 0 | 227 | 23 | 250 | 170 | 0 | 1 | 1 |  | 0 | 2 | 0 | 0 | 0 | 0 | 0 | 0 | 0 | 0 | 0 | 0 | 2 | 0 | 2 | 2 | 0 |  | 1 | 5 | 1 | 1 | 1 | 1 | 5 | 5 | 1 | 1
PG&E Fresno Study Area | New Sub - Westley - Quinto (Proposed) | 230 | 0 | 0 | 0 | 0 | 0 | 0 | 0 | 0 | 0 | 0 | 0 | 0 | 0 | 0 | 0 | 0 | 0 | 0 | 0 | 0 |  | 0 | 0 | 0 | 0 | 0 | 0 | 0 | 0 | 0 | 0 | 0 | 0 | 0 | 0 | 0 | 0 | 0 | 0 | 1 |  | 0 | 0 | 0 | 0 | 0 | 0 | 0 | 0 | 0 | 0 | 0 | 0 | 0 | 0 | 0 | 0 | 0 |  | 1 | 1 | 1 | 1 | 1 | 1 | 1 | 1 | 1 | 0
PG&E Kern Study Area | Westpark | 115 | 0 | 0 | 0 | 0 | 0 | 0 | 0 | 0 | 0 | 0 | 0 | 0 | 0 | 0 | 0 | 0 | 0 | 0 | 0 | 0 |  | 0 | 0 | 0 | 0 | 0 | 0 | 0 | 0 | 0 | 0 | 0 | 0 | 0 | 0 | 0 | 0 | 0 | 0 | 0 |  | 0 | 0 | 0 | 0 | 0 | 0 | 0 | 0 | 0 | 0 | 0 | 0 | 0 | 0 | 0 | 0 | 0 |  | 1 | 1 | 1 | 1 | 1 | 1 | 1 | 1 | 1 | 0
PG&E Kern Study Area | Wheeler Ridge | 230 | 0 | 0 | 0 | 0 | 0 | 0 | 0 | 0 | 0 | 0 | 0 | 0 | 300 | 250 | 550 | 0 | 140 | 140 | 0 | 1 |  | 0 | 0 | 0 | 0 | 0 | 0 | 0 | 0 | 0 | 0 | 0 | 2.4 | 310 | 355.321 | 665.321 | 227 | 0 | 1 | 0 |  | 0 | 0 | 0 | 0 | 0 | 0 | 0 | 0 | 0 | 0 | 0 | 2 | 0 | 1 | 1 | 2 | 0 |  | 1 | 1 | 1 | 1 | 1 | 4 | 3 | 4 | 1 | 1
PG&E Kern Study Area | New Sub - Midway - Wheeler Ridge (Proposed) | 230 | 0 | 0 | 0 | 0 | 0 | 0 | 0 | 0 | 0 | 0 | 0 | 0 | 250 | 150 | 400 | 92 | 0 | 92 | 0 | 1 |  | 0 | 0 | 0 | 0 | 0 | 0 | 0 | 0 | 0 | 0 | 0 | 0 | 0 | 0 | 0 | 0 | 0 | 0 | 0 |  | 0 | 0 | 0 | 0 | 0 | 0 | 0 | 0 | 0 | 0 | 0 | 0 | 0 | 0 | 0 | 0 | 0 |  | 1 | 1 | 1 | 1 | 1 | 1 | 1 | 1 | 1 | 0
SCE Northern Area | Whirlwind | 230 | 0 | 0 | 500 | 0 | 500 | 0 | 0 | 0 | 0 | 0 | 0 | 0 | 557 | 551 | 1108 | 823.5 | 169 | 992.5 | 481 | 1 |  | 0 | 0 | 100.9 | 0 | 100.9 | 0 | 0 | 0 | 0 | 0 | 0 | 0 | 772.63 | 736.195 | 1508.825 | 1086.62 | 500 | 1 | 0 |  | 0 | 0 | 0 | 0 | 0 | 0 | 0 | 0 | 0 | 0 | 0 | 0 | 1 | 1 | 1 | 0 | 0 |  | 1 | 1 | 1 | 1 | 1 | 1 | 3 | 1 | 1 | 1
SCE Northern Area | Whirlwind | 500 | 0 | 0 | 0 | 0 | 0 | 0 | 0 | 0 | 0 | 0 | 0 | 0 | 0 | 0 | 0 | 0 | 0 | 0 | 0 | 0 |  | 0 | 0 | 0 | 0 | 0 | 0 | 0 | 0 | 0 | 0 | 0 | 0 | 0 | 0 | 0 | 0 | 0 | 0 | 0 |  | 0 | 0 | 0 | 0 | 0 | 0 | 0 | 0 | 0 | 0 | 0 | 0 | 0 | 0 | 0 | 0 | 0 |  | 1 | 1 | 1 | 1 | 1 | 1 | 1 | 1 | 1 | 0
PG&E Fresno Study Area | Wilson | 230 | 0 | 0 | 200 | 0 | 200 | 0 | 0 | 0 | 0 | 0 | 0 | 0 | 0 | 0 | 0 | 0 | 0 | 0 | 0 | 1 |  | 0 | 0 | 0 | 0 | 0 | 0 | 0 | 0 | 0 | 0 | 0 | 0 | 0 | 0 | 0 | 0 | 0 | 0 | 4 |  | 0 | 0 | 0 | 0 | 0 | 0 | 0 | 0 | 0 | 0 | 0 | 0 | 0 | 0 | 0 | 0 | 0 |  | 1 | 1 | 1 | 1 | 1 | 1 | 1 | 1 | 1 | 0
PG&E Fresno Study Area | Wilson | 115 | 0 | 2 | 0 | 0 | 0 | 0 | 0 | 0 | 0 | 0 | 0 | 0 | 0 | 0 | 0 | 0 | 0 | 0 | 0 | 1 |  | 0 | 0 | 0 | 0 | 0 | 0 | 0 | 0 | 0 | 0 | 0 | 0 | 0 | 0 | 0 | 0 | 0 | 0 | 3 |  | 0 | 0 | 0 | 0 | 0 | 0 | 0 | 0 | 0 | 0 | 0 | 0 | 0 | 0 | 0 | 0 | 0 |  | 1 | 1 | 1 | 1 | 1 | 1 | 1 | 1 | 1 | 0
PG&E Kern Study Area | Windgap PP | 230 | 0 | 0 | 0 | 0 | 0 | 0 | 0 | 0 | 0 | 0 | 0 | 0 | 0 | 0 | 0 | 0 | 0 | 0 | 0 | 0 |  | 0 | 0 | 0 | 0 | 0 | 0 | 0 | 0 | 0 | 0 | 0 | 0 | 0 | 0 | 0 | 0 | 0 | 0 | 0 |  | 0 | 0 | 0 | 0 | 0 | 0 | 0 | 0 | 0 | 0 | 0 | 0 | 0 | 0 | 0 | 0 | 0 |  | 1 | 1 | 1 | 1 | 1 | 1 | 1 | 1 | 1 | 0
SCE Northern Area | Windhub | 230 | 0 | 0 | 124 | 0 | 124 | 0 | 0 | 0 | 0 | 0 | 0 | 0 | 875 | 900 | 1775 | 1149 | 225 | 1374 | 0 | 1 |  | 0 | 0 | 23 | 0 | 23 | 0 | 0 | 0 | 0 | 0 | 0 | 0 | 845.7 | 1068.3 | 1914 | 1667.205 | 0 | 1 | 0 |  | 0 | 0 | 0 | 0 | 0 | 0 | 0 | 0 | 0 | 0 | 0 | 0 | 0 | 1 | 1 | 1 | 0 |  | 1 | 1 | 1 | 1 | 1 | 1 | 3 | 3 | 1 | 1
SCE Northern Area | Windhub | 500 | 0 | 0 | 0 | 0 | 0 | 0 | 0 | 0 | 0 | 0 | 0 | 0 | 775 | 0 | 775 | 0 | 0 | 0 | 0 | 1 |  | 0 | 0 | 0 | 0 | 0 | 0 | 0 | 0 | 0 | 0 | 0 | 0 | 780 | 0 | 780 | 0 | 0 | 1 | 0 |  | 0 | 0 | 0 | 0 | 0 | 0 | 0 | 0 | 0 | 0 | 0 | 0 | 0 | 0 | 0 | 0 | 0 |  | 1 | 1 | 1 | 1 | 1 | 1 | 1 | 1 | 1 | 0
PG&E North of Greater Bay Study Area | Woodland | 115 | 0 | 0 | 0 | 0 | 0 | 0 | 0 | 0 | 0 | 0 | 0 | 1.5 | 0 | 12 | 12 | 0 | 0 | 0 | 0 | 1 |  | 0 | 0 | 0 | 0 | 0 | 0 | 0 | 0 | 0 | 0 | 0 | 0 | 0 | 52 | 52 | 36 | 0 | 1 | 0 |  | 0 | 0 | 0 | 0 | 0 | 0 | 0 | 0 | 0 | 0 | 0 | 0 | 0 | 2 | 2 | 2 | 0 |  | 1 | 1 | 1 | 1 | 1 | 1 | 4 | 4 | 1 | 1
PG&E North of Greater Bay Study Area | Wyandotte | 115 | 0 | 3.6 | 0 | 0 | 0 | 0 | 0 | 0 | 0 | 0 | 0 | 3.5 | 0 | 0 | 0 | 0 | 0 | 0 | 0 | 1 |  | 0 | 3.6 | 0 | 0 | 0 | 0 | 0 | 0 | 0 | 0 | 0 | 0 | 0 | 0 | 0 | 0 | 0 | 1 | 0 |  | 0 | 0 | 0 | 0 | 0 | 0 | 0 | 0 | 0 | 0 | 0 | 0 | 0 | 0 | 0 | 0 | 0 |  | 1 | 1 | 1 | 1 | 1 | 1 | 1 | 1 | 1 | 0

## Previous_TPP_BaseCase
[5 empty] | Online Resources after 1/1/2022 | [13 empty] | In-Development Identified Resources | [13 empty] | Final Generic Added Resources 2035 | [13 empty] | Total Mapped Resources 2035
[5 empty] | Geothermal | Biomass | Wind | Wind | OOS Wind | OOS Wind | Offshore Wind | Offshore Wind | Distributed Solar | Solar | Solar | Li_Battery | LDES | Has | Geothermal | Biomass | Wind | Wind | OOS Wind | OOS Wind | Offshore Wind | Offshore Wind | Distributed Solar | Solar | Solar | Li_Battery | PSH | Has | Geothermal | Biomass | Wind | Wind | OOS Wind | OOS Wind | Offshore Wind | Offshore Wind | Distributed Solar | Solar | Solar | Li_Battery | LDES | Has | Geothermal | Biomass | Wind | Wind | OOS Wind | OOS Wind | Offshore Wind | Offshore Wind | Distributed Solar | Solar | Solar | Li_Battery | LDES | Has
Area | Substation | Voltage |  |  | FCDS | FCDS | FCDS | EODS | FCDS | EODS | FCDS | EODS | FCDS | FCDS | EODS | FCDS | FCDS | Res | FCDS | FCDS | FCDS | EODS | FCDS | EODS | FCDS | EODS | FCDS | FCDS | EODS | FCDS | FCDS | Res | FCDS | FCDS | FCDS | EODS | FCDS | EODS | FCDS | EODS | FCDS | FCDS | EODS | FCDS | FCDS | Res | FCDS | FCDS | FCDS | EODS | FCDS | EODS | FCDS | EODS | FCDS | FCDS | EODS | FCDS | FCDS | Res
PG&E East Kern Study Area | 7th Standard | 115 | 7th Standard | 115 | 0 | 0 | 0 | 0 | 0 | 0 | 0 | 0 | 0 | 0 | 0 | 0 | 0 | 0 | 0 | 0 | 0 | 0 | 0 | 0 | 0 | 0 | 0 | 0 | 0 | 0 | 0 | 0 | 0 | 0 | 0 | 0 | 0 | 0 | 0 | 0 | 0 | 0 | 0 | 0 | 0 | 0 | 0 | 0 | 0 | 0 | 0 | 0 | 0 | 0 | 0 | 0 | 0 | 0 | 0 | 0
SCE Metro Study Area | Alamitos | 230 | Alamitos | 230 | 0 | 0 | 0 | 0 | 0 | 0 | 0 | 0 | 0 | 0 | 0 | 0 | 0 | 0 | 0 | 0 | 0 | 0 | 0 | 0 | 0 | 0 | 0 | 0 | 0 | 82 | 0 | 1 | 0 | 0 | 0 | 0 | 0 | 0 | 0 | 0 | 0 | 0 | 0 | 0 | 0 | 0 | 0 | 0 | 0 | 0 | 0 | 0 | 0 | 0 | 0 | 0 | 0 | 82 | 0 | 1
PG&E Fresno Study Area | Alpaugh | 115 | Alpaugh | 115 | 0 | 0 | 0 | 0 | 0 | 0 | 0 | 0 | 0 | 0 | 0 | 0 | 0 | 0 | 0 | 0 | 0 | 0 | 0 | 0 | 0 | 0 | 3 | 0 | 0 | 10 | 0 | 1 | 0 | 0 | 0 | 0 | 0 | 0 | 0 | 0 | 0 | 20 | 125 | 60 | 0 | 1 | 0 | 0 | 0 | 0 | 0 | 0 | 0 | 0 | 3 | 20 | 125 | 70 | 0 | 1
SCE Northern Area | Antelope | 500 | Antelope | 500 | 0 | 0 | 0 | 0 | 0 | 0 | 0 | 0 | 0 | 0 | 0 | 0 | 0 | 0 | 0 | 0 | 0 | 0 | 0 | 0 | 0 | 0 | 0 | 0 | 0 | 0 | 0 | 0 | 0 | 0 | 0 | 0 | 0 | 0 | 0 | 0 | 0 | 0 | 0 | 0 | 0 | 0 | 0 | 0 | 0 | 0 | 0 | 0 | 0 | 0 | 0 | 0 | 0 | 0 | 0 | 0
SCE Northern Area | Antelope | 230 | Antelope | 230 | 0 | 0 | 0 | 0 | 0 | 0 | 0 | 0 | 0 | 0 | 0 | 227 | 0 | 1 | 0 | 0 | 3 | 0 | 0 | 0 | 0 | 0 | 3 | 200 | 0 | 188 | 0 | 1 | 0 | 0 | 0 | 0 | 0 | 0 | 0 | 0 | 0 | 570 | 402 | 8.8 | 0 | 1 | 0 | 0 | 3 | 0 | 0 | 0 | 0 | 0 | 3 | 770 | 402 | 423.8 | 0 | 1
PG&E East Kern Study Area | Arco | 230 | Arco | 230 | 0 | 0 | 0 | 0 | 0 | 0 | 0 | 0 | 0 | 0 | 0 | 0 | 0 | 0 | 0 | 0 | 0 | 0 | 0 | 0 | 0 | 0 | 4.79 | 96.5 | 28.4 | 80.2 | 0 | 1 | 0 | 0 | 0 | 0 | 0 | 0 | 0 | 0 | 0.51 | 33.5 | 492.6 | 138.44 | 0 | 1 | 0 | 0 | 0 | 0 | 0 | 0 | 0 | 0 | 5.3 | 130 | 521 | 218.64 | 0 | 1
SCE Metro Study Area | Arcogen | 230 | ArcoGen | 230 | 0 | 0 | 0 | 0 | 0 | 0 | 0 | 0 | 0 | 0 | 0 | 0 | 0 | 0 | 0 | 0 | 0 | 0 | 0 | 0 | 0 | 0 | 0 | 0 | 0 | 0 | 0 | 0 | 0 | 0 | 0 | 0 | 0 | 0 | 0 | 0 | 0 | 0 | 0 | 0 | 0 | 0 | 0 | 0 | 0 | 0 | 0 | 0 | 0 | 0 | 0 | 0 | 0 | 0 | 0 | 0
PG&E East Kern Study Area | Avenal | 115 | Gates | 230 | 0 | 0 | 0 | 0 | 0 | 0 | 0 | 0 | 0 | 0 | 0 | 0 | 0 | 0 | 0 | 0 | 0 | 0 | 0 | 0 | 0 | 0 | 0 | 0 | 0 | 9.88 | 0 | 1 | 0 | 0 | 0 | 0 | 0 | 0 | 0 | 0 | 0 | 0 | 0 | 0 | 0 | 0 | 0 | 0 | 0 | 0 | 0 | 0 | 0 | 0 | 0 | 0 | 0 | 9.88 | 0 | 1
SCE Northern Area | Bailey | 230 | Bailey | 230 | 0 | 0 | 0 | 0 | 0 | 0 | 0 | 0 | 0 | 0 | 0 | 0 | 0 | 0 | 0 | 0 | 0 | 0 | 0 | 0 | 0 | 0 | 0 | 0 | 0 | 0 | 0 | 0 | 0 | 0 | 0 | 0 | 0 | 0 | 0 | 0 | 0 | 0 | 0 | 0 | 0 | 0 | 0 | 0 | 0 | 0 | 0 | 0 | 0 | 0 | 0 | 0 | 0 | 0 | 0 | 0
PG&E East Kern Study Area | Bakersfield | 230 | Bakersfield | 230 | 0 | 0 | 0 | 0 | 0 | 0 | 0 | 0 | 0 | 0 | 0 | 0 | 0 | 0 | 0 | 0 | 0 | 0 | 0 | 0 | 0 | 0 | 0 | 0 | 0 | 0 | 0 | 0 | 0 | 0 | 0 | 0 | 0 | 0 | 0 | 0 | 0 | 0 | 0 | 0 | 0 | 0 | 0 | 0 | 0 | 0 | 0 | 0 | 0 | 0 | 0 | 0 | 0 | 0 | 0 | 0
SCE Metro Study Area | Barre | 230 | Barre | 230 | 0 | 0 | 0 | 0 | 0 | 0 | 0 | 0 | 0 | 0 | 0 | 0 | 0 | 0 | 0 | 0 | 0 | 0 | 0 | 0 | 0 | 0 | 20 | 0 | 0 | 20 | 0 | 1 | 0 | 0 | 0 | 0 | 0 | 0 | 0 | 0 | 0 | 0 | 0 | 0 | 0 | 0 | 0 | 0 | 0 | 0 | 0 | 0 | 0 | 0 | 20 | 0 | 0 | 20 | 0 | 1
SDG&E Study Area | Bay Boulevard | 230 | Bay Boulevard | 230 | 0 | 0 | 0 | 0 | 0 | 0 | 0 | 0 | 0 | 0 | 0 | 0 | 0 | 0 | 0 | 0 | 0 | 0 | 0 | 0 | 0 | 0 | 0 | 0 | 0 | 0 | 0 | 0 | 0 | 0 | 0 | 0 | 0 | 0 | 0 | 0 | 0 | 0 | 0 | 0 | 0 | 0 | 0 | 0 | 0 | 0 | 0 | 0 | 0 | 0 | 0 | 0 | 0 | 0 | 0 | 0
East of Pisgah Study Area | Beatty | 138 | Beatty | 138 | 0 | 0 | 0 | 0 | 0 | 0 | 0 | 0 | 0 | 0 | 0 | 0 | 0 | 0 | 0 | 0 | 0 | 0 | 0 | 0 | 0 | 0 | 0 | 0 | 0 | 0 | 0 | 0 | 500 | 0 | 0 | 0 | 0 | 0 | 0 | 0 | 0 | 0 | 0 | 0 | 0 | 1 | 500 | 0 | 0 | 0 | 0 | 0 | 0 | 0 | 0 | 0 | 0 | 0 | 0 | 1
PG&E North of Greater Bay Study Area | Bellota | 230 | Bellota | 230 | 0 | 0 | 0 | 0 | 0 | 0 | 0 | 0 | 0 | 0 | 0 | 0 | 0 | 0 | 0 | 0 | 0 | 0 | 0 | 0 | 0 | 0 | 0 | 0 | 0 | 0 | 0 | 0 | 0 | 0 | 0 | 0 | 0 | 0 | 0 | 0 | 0 | 100 | 0 | 0 | 0 | 1 | 0 | 0 | 0 | 0 | 0 | 0 | 0 | 0 | 0 | 100 | 0 | 0 | 0 | 1
PG&E North of Greater Bay Study Area | Bellota | 115 | Bellota | 115 | 0 | 0 | 0 | 0 | 0 | 0 | 0 | 0 | 0 | 0 | 0 | 0 | 0 | 0 | 0 | 0 | 0 | 0 | 0 | 0 | 0 | 0 | 0 | 0 | 0 | 157 | 0 | 1 | 0 | 4 | 0 | 0 | 0 | 0 | 0 | 0 | 0 | 0 | 238.4 | 0 | 0 | 1 | 0 | 4 | 0 | 0 | 0 | 0 | 0 | 0 | 0 | 0 | 238.4 | 157 | 0 | 1
PG&E North of Greater Bay Study Area | Bellevue | 115 | Bellevue | 115 | 0 | 0 | 0 | 0 | 0 | 0 | 0 | 0 | 0.96 | 0 | 0 | 0 | 0 | 1 | 0 | 0 | 0 | 0 | 0 | 0 | 0 | 0 | 0 | 0 | 0 | 0 | 0 | 0 | 0 | 0 | 0 | 0 | 0 | 0 | 0 | 0 | 0 | 0 | 0 | 0 | 0 | 0 | 0 | 0 | 0 | 0 | 0 | 0 | 0 | 0 | 0.96 | 0 | 0 | 0 | 0 | 1
SCE Northern Area | Big Creek Hydro Facilities | 230 | Big Creek | 230 | 0 | 0 | 0 | 0 | 0 | 0 | 0 | 0 | 0 | 0 | 0 | 0 | 0 | 0 | 0 | 0 | 0 | 0 | 0 | 0 | 0 | 0 | 0 | 0 | 0 | 0 | 0 | 0 | 0 | 4 | 0 | 0 | 0 | 0 | 0 | 0 | 0 | 0 | 0 | 0 | 0 | 1 | 0 | 4 | 0 | 0 | 0 | 0 | 0 | 0 | 0 | 0 | 0 | 0 | 0 | 1
PG&E North of Greater Bay Study Area | Birds Landing | 230 | Birds Landing | 230 | 0 | 0 | 0 | 0 | 0 | 0 | 0 | 0 | 0 | 0 | 0 | 0 | 0 | 0 | 0 | 0 | 0 | 0 | 0 | 0 | 0 | 0 | 0 | 0 | 0 | 0 | 0 | 0 | 0 | 0 | 90 | 45 | 0 | 0 | 0 | 0 | 0 | 0 | 0 | 0 | 0 | 1 | 0 | 0 | 90 | 45 | 0 | 0 | 0 | 0 | 0 | 0 | 0 | 0 | 0 | 1
SDG&E Study Area | BlytheSC 161 kV | 161 | BlytheSC 161 kV | 161 | 0 | 0 | 0 | 0 | 0 | 0 | 0 | 0 | 0 | 0 | 0 | 0 | 0 | 0 | 0 | 0 | 0 | 0 | 0 | 0 | 0 | 0 | 0 | 0 | 0 | 0 | 0 | 0 | 0 | 0 | 0 | 0 | 0 | 0 | 0 | 0 | 0 | 0 | 0 | 0 | 0 | 0 | 0 | 0 | 0 | 0 | 0 | 0 | 0 | 0 | 0 | 0 | 0 | 0 | 0 | 0
PG&E Fresno Study Area | Borden | 230 | Borden | 230 | 0 | 0 | 0 | 0 | 0 | 0 | 0 | 0 | 0 | 0 | 0 | 0 | 0 | 0 | 0 | 0 | 0 | 0 | 0 | 0 | 0 | 0 | 0 | 0 | 0 | 0 | 0 | 0 | 0 | 0 | 0 | 0 | 0 | 0 | 0 | 0 | 0 | 100 | 100 | 0 | 0 | 1 | 0 | 0 | 0 | 0 | 0 | 0 | 0 | 0 | 0 | 100 | 100 | 0 | 0 | 1
PG&E North of Greater Bay Study Area | Brentwood | 230 | Brentwood | 230 | 0 | 0 | 0 | 0 | 0 | 0 | 0 | 0 | 0 | 0 | 0 | 0 | 0 | 0 | 0 | 0 | 0 | 0 | 0 | 0 | 0 | 0 | 0 | 0 | 0 | 0 | 0 | 0 | 0 | 1 | 0 | 0 | 0 | 0 | 0 | 0 | 0 | 0 | 0 | 0 | 0 | 1 | 0 | 1 | 0 | 0 | 0 | 0 | 0 | 0 | 0 | 0 | 0 | 0 | 0 | 1
PG&E North of Greater Bay Study Area | Bridgeville | 115 | Humboldt | 115 | 0 | 0 | 0 | 0 | 0 | 0 | 0 | 0 | 0 | 0 | 0 | 0 | 0 | 0 | 0 | 0 | 0 | 0 | 0 | 0 | 0 | 0 | 0 | 0 | 0 | 0 | 0 | 0 | 0 | 2 | 0 | 0 | 0 | 0 | 0 | 0 | 0 | 0 | 0 | 0 | 0 | 1 | 0 | 2 | 0 | 0 | 0 | 0 | 0 | 0 | 0 | 0 | 0 | 0 | 0 | 1
PG&E Fresno Study Area | Cabrillo | 115 | Cabrillo | 115 | 0 | 0 | 0 | 0 | 0 | 0 | 0 | 0 | 0 | 0 | 0 | 0 | 0 | 0 | 0 | 0 | 99 | 0 | 0 | 0 | 0 | 0 | 0 | 0 | 0 | 0 | 0 | 1 | 0 | 0 | 0 | 0 | 0 | 0 | 0 | 0 | 0 | 0 | 0 | 0 | 0 | 0 | 0 | 0 | 99 | 0 | 0 | 0 | 0 | 0 | 0 | 0 | 0 | 0 | 0 | 1
PG&E Fresno Study Area | Cal Ave | 115 | #N/A | #N/A | 0 | 0 | 0 | 0 | 0 | 0 | 0 | 0 | 0 | 0 | 0 | 0 | 0 | 0 | 0 | 0 | 0 | 0 | 0 | 0 | 0 | 0 | 0 | 0 | 0 | 0 | 0 | 0 | 0 | 0 | 0 | 0 | 0 | 0 | 0 | 0 | 0 | 0 | 0 | 0 | 0 | 0 | 0 | 0 | 0 | 0 | 0 | 0 | 0 | 0 | 0 | 0 | 0 | 0 | 0 | 0
SCE North of Lugo (NOL) Study Area | Calcite | 230 | Calcite | 230 | 0 | 0 | 0 | 0 | 0 | 0 | 0 | 0 | 0 | 0 | 0 | 0 | 0 | 0 | 0 | 0 | 0 | 0 | 0 | 0 | 0 | 0 | 0 | 0 | 0 | 0 | 0 | 0 | 0 | 0 | 0 | 0 | 0 | 0 | 0 | 0 | 0 | 200 | 250 | 200 | 0 | 1 | 0 | 0 | 0 | 0 | 0 | 0 | 0 | 0 | 0 | 200 | 250 | 200 | 0 | 1
PG&E East Kern Study Area | Caliente | 230 | Caliente | 230 | 0 | 0 | 0 | 0 | 0 | 0 | 0 | 0 | 0 | 0 | 0 | 0 | 0 | 0 | 0 | 0 | 0 | 0 | 0 | 0 | 0 | 0 | 0 | 0 | 0 | 0 | 0 | 0 | 0 | 2 | 180 | 0 | 0 | 0 | 0 | 0 | 0 | 100 | 0 | 0 | 0 | 1 | 0 | 2 | 180 | 0 | 0 | 0 | 0 | 0 | 0 | 100 | 0 | 0 | 0 | 1
PG&E East Kern Study Area | California Water | 115 | #N/A | #N/A | 0 | 0 | 0 | 0 | 0 | 0 | 0 | 0 | 0 | 0 | 0 | 0 | 0 | 0 | 0 | 0 | 0 | 0 | 0 | 0 | 0 | 0 | 0 | 0 | 0 | 0 | 0 | 0 | 0 | 0 | 0 | 0 | 0 | 0 | 0 | 0 | 0 | 0 | 0 | 0 | 0 | 0 | 0 | 0 | 0 | 0 | 0 | 0 | 0 | 0 | 0 | 0 | 0 | 0 | 0 | 0
PG&E Fresno Study Area | Cantua | 115 | Cantua | 115 | 0 | 0 | 0 | 0 | 0 | 0 | 0 | 0 | 0 | 0 | 0 | 0 | 0 | 0 | 0 | 0 | 0 | 0 | 0 | 0 | 0 | 0 | 0 | 0 | 0 | 0 | 0 | 0 | 0 | 0 | 0 | 0 | 0 | 0 | 0 | 0 | 0 | 0 | 0 | 0 | 0 | 0 | 0 | 0 | 0 | 0 | 0 | 0 | 0 | 0 | 0 | 0 | 0 | 0 | 0 | 0
SDG&E Study Area | Capistrano | 230 | Capistrano | 230 | 0 | 0 | 0 | 0 | 0 | 0 | 0 | 0 | 0 | 0 | 0 | 0 | 0 | 0 | 0 | 0 | 0 | 0 | 0 | 0 | 0 | 0 | 0 | 0 | 0 | 0 | 0 | 0 | 0 | 0 | 0 | 0 | 0 | 0 | 0 | 0 | 0 | 0 | 0 | 0 | 0 | 0 | 0 | 0 | 0 | 0 | 0 | 0 | 0 | 0 | 0 | 0 | 0 | 0 | 0 | 0
SDG&E Study Area | Capistrano | 138 | Capistrano | 138 | 0 | 0 | 0 | 0 | 0 | 0 | 0 | 0 | 0 | 0 | 0 | 0 | 0 | 0 | 0 | 0 | 0 | 0 | 0 | 0 | 0 | 0 | 0 | 0 | 0 | 250 | 0 | 1 | 0 | 0 | 0 | 0 | 0 | 0 | 0 | 0 | 0 | 0 | 0 | 0 | 0 | 0 | 0 | 0 | 0 | 0 | 0 | 0 | 0 | 0 | 0 | 0 | 0 | 250 | 0 | 1
East of Pisgah Study Area | Carpenter Canyon (fka Gamebird) | 230 | Carpenter Canyon (fka Gamebird) | 230 | 0 | 0 | 0 | 0 | 0 | 0 | 0 | 0 | 0 | 0 | 0 | 0 | 0 | 0 | 0 | 0 | 0 | 0 | 0 | 0 | 0 | 0 | 0 | 0 | 0 | 0 | 0 | 0 | 0 | 0 | 0 | 0 | 0 | 0 | 0 | 0 | 0 | 250 | 215 | 200 | 0 | 1 | 0 | 0 | 0 | 0 | 0 | 0 | 0 | 0 | 0 | 250 | 215 | 200 | 0 | 1
PG&E North of Greater Bay Study Area | Carquinez | 115 | Carquinez | 115 | 0 | 0 | 0 | 0 | 0 | 0 | 0 | 0 | 0 | 0 | 0 | 0 | 0 | 0 | 0 | 0 | 0 | 0 | 0 | 0 | 0 | 0 | 5 | 0 | 0 | 0 | 0 | 1 | 0 | 1 | 0 | 0 | 0 | 0 | 0 | 0 | 0 | 0 | 0 | 0 | 0 | 1 | 0 | 1 | 0 | 0 | 0 | 0 | 0 | 0 | 5 | 0 | 0 | 0 | 0 | 1
PG&E North of Greater Bay Study Area | Cayetano | 230 | Cayetano | 230 | 0 | 0 | 0 | 0 | 0 | 0 | 0 | 0 | 0 | 0 | 0 | 0 | 0 | 0 | 0 | 0 | 0 | 0 | 0 | 0 | 0 | 0 | 0 | 0 | 100 | 100 | 0 | 1 | 0 | 0 | 0 | 0 | 0 | 0 | 0 | 0 | 0 | 0 | 0 | 0 | 0 | 0 | 0 | 0 | 0 | 0 | 0 | 0 | 0 | 0 | 0 | 0 | 100 | 100 | 0 | 1
SCE Metro Study Area | Center | 230 | Center | 230 | 0 | 0 | 0 | 0 | 0 | 0 | 0 | 0 | 0 | 0 | 0 | 0 | 0 | 0 | 0 | 0 | 0 | 0 | 0 | 0 | 0 | 0 | 0 | 0 | 0 | 0 | 0 | 0 | 0 | 1 | 0 | 0 | 0 | 0 | 0 | 0 | 0 | 0 | 0 | 0 | 0 | 1 | 0 | 1 | 0 | 0 | 0 | 0 | 0 | 0 | 0 | 0 | 0 | 0 | 0 | 1
PG&E Fresno Study Area | Cheney | 115 | #N/A | #N/A | 0 | 0 | 0 | 0 | 0 | 0 | 0 | 0 | 0 | 0 | 0 | 0 | 0 | 0 | 0 | 0 | 0 | 0 | 0 | 0 | 0 | 0 | 0 | 0 | 0 | 0 | 0 | 0 | 0 | 0 | 0 | 0 | 0 | 0 | 0 | 0 | 0 | 0 | 0 | 0 | 0 | 0 | 0 | 0 | 0 | 0 | 0 | 0 | 0 | 0 | 0 | 0 | 0 | 0 | 0 | 0
SCE Metro Study Area | Chevmain | 230 | Chevmain | 230 | 0 | 0 | 0 | 0 | 0 | 0 | 0 | 0 | 0 | 0 | 0 | 0 | 0 | 0 | 0 | 0 | 0 | 0 | 0 | 0 | 0 | 0 | 0 | 0 | 0 | 0 | 0 | 0 | 0 | 0 | 0 | 0 | 0 | 0 | 0 | 0 | 0 | 0 | 0 | 0 | 0 | 0 | 0 | 0 | 0 | 0 | 0 | 0 | 0 | 0 | 0 | 0 | 0 | 0 | 0 | 0
SCE Metro Study Area | Chino | 230 | Chino | 230 | 0 | 0 | 0 | 0 | 0 | 0 | 0 | 0 | 0 | 0 | 0 | 0 | 0 | 0 | 0 | 0 | 0 | 0 | 0 | 0 | 0 | 0 | 0 | 0 | 0 | 20 | 0 | 1 | 0 | 0 | 0 | 0 | 0 | 0 | 0 | 0 | 0 | 0 | 0 | 0 | 0 | 0 | 0 | 0 | 0 | 0 | 0 | 0 | 0 | 0 | 0 | 0 | 0 | 20 | 0 | 1
PG&E East Kern Study Area | Cholame | 70 | #N/A | #N/A | 0 | 0 | 0 | 0 | 0 | 0 | 0 | 0 | 0 | 0 | 0 | 0 | 0 | 0 | 0 | 0 | 0 | 0 | 0 | 0 | 0 | 0 | 0 | 0 | 0 | 0 | 0 | 0 | 0 | 0 | 0 | 0 | 0 | 0 | 0 | 0 | 0 | 0 | 0 | 0 | 0 | 0 | 0 | 0 | 0 | 0 | 0 | 0 | 0 | 0 | 0 | 0 | 0 | 0 | 0 | 0
PG&E North of Greater Bay Study Area | Clayton | 115 | #N/A | #N/A | 0 | 0 | 0 | 0 | 0 | 0 | 0 | 0 | 0 | 0 | 0 | 0 | 0 | 0 | 0 | 0 | 0 | 0 | 0 | 0 | 0 | 0 | 0 | 0 | 0 | 0 | 0 | 0 | 0 | 0 | 0 | 0 | 0 | 0 | 0 | 0 | 0 | 0 | 0 | 0 | 0 | 0 | 0 | 0 | 0 | 0 | 0 | 0 | 0 | 0 | 0 | 0 | 0 | 0 | 0 | 0
PG&E North of Greater Bay Study Area | Cloverdale | 115 | Cloverdale | 115 | 0 | 0 | 0 | 0 | 0 | 0 | 0 | 0 | 0 | 0 | 0 | 0 | 0 | 0 | 0 | 0 | 0 | 0 | 0 | 0 | 0 | 0 | 0 | 0 | 0 | 0 | 0 | 0 | 0 | 0 | 0 | 0 | 0 | 0 | 0 | 0 | 0 | 0 | 0 | 0 | 0 | 0 | 0 | 0 | 0 | 0 | 0 | 0 | 0 | 0 | 0 | 0 | 0 | 0 | 0 | 0
PG&E Fresno Study Area | Coburn | 230 | Coburn | 230 | 0 | 0 | 0 | 0 | 0 | 0 | 0 | 0 | 0 | 0 | 0 | 0 | 0 | 0 | 0 | 0 | 0 | 0 | 0 | 0 | 0 | 0 | 0 | 0 | 0 | 6 | 0 | 1 | 0 | 2.82 | 0 | 0 | 0 | 0 | 0 | 0 | 0 | 0 | 0 | 0 | 0 | 1 | 0 | 2.82 | 0 | 0 | 0 | 0 | 0 | 0 | 0 | 0 | 0 | 6 | 0 | 1
SCE Eastern Study Area | Colorado River | 500 | Colorado River | 500 | 0 | 0 | 0 | 0 | 0 | 0 | 0 | 0 | 0 | 0 | 0 | 0 | 0 | 0 | 0 | 0 | 0 | 0 | 0 | 0 | 0 | 0 | 0 | 0 | 0 | 0 | 0 | 0 | 0 | 0 | 0 | 0 | 0 | 0 | 0 | 0 | 0 | 334.6965 | 165.3035 | 0 | 0 | 1 | 0 | 0 | 0 | 0 | 0 | 0 | 0 | 0 | 0 | 334.6965 | 165.3035 | 0 | 0 | 1
SCE Eastern Study Area | Colorado River | 230 | Colorado River | 230 | 0 | 0 | 0 | 0 | 0 | 0 | 0 | 0 | 0 | 310.54 | 89.46 | 242.84 | 0 | 1 | 0 | 0 | 0 | 0 | 0 | 0 | 0 | 0 | 0 | 373.6 | 500 | 666 | 0 | 1 | 0 | 0 | 0 | 0 | 0 | 0 | 0 | 0 | 0 | 195.46 | 794.84 | 85.47 | 0 | 1 | 0 | 0 | 0 | 0 | 0 | 0 | 0 | 0 | 0 | 879.6 | 1384.3 | 994.31 | 0 | 1
PG&E East Kern Study Area | Columbus | 115 | Columbus | 115 | 0 | 0 | 0 | 0 | 0 | 0 | 0 | 0 | 0 | 0 | 0 | 0 | 0 | 0 | 0 | 0 | 0 | 0 | 0 | 0 | 0 | 0 | 0 | 0 | 0 | 0 | 0 | 0 | 0 | 0 | 0 | 0 | 0 | 0 | 0 | 0 | 0 | 0 | 0 | 0 | 0 | 0 | 0 | 0 | 0 | 0 | 0 | 0 | 0 | 0 | 0 | 0 | 0 | 0 | 0 | 0
PG&E North of Greater Bay Study Area | Contra Costa | 230 | Contra Costa | 230 | 0 | 0 | 0 | 0 | 0 | 0 | 0 | 0 | 0.938 | 0 | 0 | 0 | 0 | 1 | 0 | 0 | 0 | 0 | 0 | 0 | 0 | 0 | 0 | 0 | 0 | 0 | 0 | 0 | 0 | 0 | 0 | 0 | 0 | 0 | 0 | 0 | 0.062 | 0 | 0 | 0 | 0 | 1 | 0 | 0 | 0 | 0 | 0 | 0 | 0 | 0 | 1 | 0 | 0 | 0 | 0 | 1
SCE North of Lugo (NOL) Study Area | Control | 115 | Control | 115 | 40 | 0 | 0 | 0 | 0 | 0 | 0 | 0 | 0 | 0 | 0 | 0 | 0 | 1 | 13 | 0 | 0 | 0 | 0 | 0 | 0 | 0 | 0 | 0 | 0 | 0 | 0 | 1 | 0 | 0 | 0 | 0 | 0 | 0 | 0 | 0 | 0 | 0 | 0 | 0 | 0 | 0 | 53 | 0 | 0 | 0 | 0 | 0 | 0 | 0 | 0 | 0 | 0 | 0 | 0 | 1
SCE North of Lugo (NOL) Study Area | Coolwater | 230 | Coolwater | 230 | 0 | 0 | 0 | 0 | 0 | 0 | 0 | 0 | 0 | 0 | 0 | 0 | 0 | 0 | 0 | 0 | 0 | 0 | 0 | 0 | 0 | 0 | 0 | 0 | 0 | 0 | 0 | 0 | 0 | 0 | 0 | 0 | 0 | 0 | 0 | 0 | 0 | 0 | 0 | 0 | 0 | 0 | 0 | 0 | 0 | 0 | 0 | 0 | 0 | 0 | 0 | 0 | 0 | 0 | 0 | 0
SCE North of Lugo (NOL) Study Area | Coolwater | 115 | Coolwater | 115 | 0 | 0 | 0 | 0 | 0 | 0 | 0 | 0 | 0 | 0 | 0 | 0 | 0 | 0 | 0 | 0 | 0 | 0 | 0 | 0 | 0 | 0 | 0 | 0 | 0 | 0 | 0 | 0 | 0 | 0 | 0 | 0 | 0 | 0 | 0 | 0 | 0 | 150 | 199.96 | 104 | 0 | 1 | 0 | 0 | 0 | 0 | 0 | 0 | 0 | 0 | 0 | 150 | 199.96 | 104 | 0 | 1
PG&E East Kern Study Area | Corcoran | 115 | Corcoran | 115 | 0 | 0 | 0 | 0 | 0 | 0 | 0 | 0 | 0 | 0 | 0 | 0 | 0 | 0 | 0 | 0 | 0 | 0 | 0 | 0 | 0 | 0 | 0 | 0 | 0 | 0 | 0 | 0 | 0 | 0 | 0 | 0 | 0 | 0 | 0 | 0 | 0 | 0 | 0 | 0 | 0 | 0 | 0 | 0 | 0 | 0 | 0 | 0 | 0 | 0 | 0 | 0 | 0 | 0 | 0 | 0
PG&E North of Greater Bay Study Area | Cortina | 115 | Cortina | 115 | 0 | 3 | 0 | 0 | 0 | 0 | 0 | 0 | 0 | 0 | 0 | 0 | 0 | 1 | 0 | 0 | 0 | 0 | 0 | 0 | 0 | 0 | 0 | 0 | 0 | 0 | 0 | 0 | 0 | 4 | 0 | 0 | 0 | 0 | 0 | 0 | 0 | 0 | 230 | 150 | 0 | 1 | 0 | 7 | 0 | 0 | 0 | 0 | 0 | 0 | 0 | 0 | 230 | 150 | 0 | 1
PG&E North of Greater Bay Study Area | Cottonwood | 230 | Cottonwood | 230 | 0 | 0 | 0 | 0 | 0 | 0 | 0 | 0 | 0 | 0 | 0 | 0 | 0 | 0 | 0 | 0 | 0 | 0 | 0 | 0 | 0 | 0 | 0 | 0 | 0 | 0 | 0 | 0 | 0 | 0 | 0 | 0 | 0 | 0 | 0 | 0 | 0 | 75 | 0 | 0 | 0 | 1 | 0 | 0 | 0 | 0 | 0 | 0 | 0 | 0 | 0 | 75 | 0 | 0 | 0 | 1
PG&E Fresno Study Area | Cove Rd | 230 | #N/A | #N/A | 0 | 0 | 0 | 0 | 0 | 0 | 0 | 0 | 0 | 0 | 0 | 0 | 0 | 0 | 0 | 0 | 0 | 0 | 0 | 0 | 0 | 0 | 0 | 0 | 0 | 0 | 0 | 0 | 0 | 0 | 0 | 0 | 0 | 0 | 0 | 0 | 0 | 0 | 0 | 0 | 0 | 0 | 0 | 0 | 0 | 0 | 0 | 0 | 0 | 0 | 0 | 0 | 0 | 0 | 0 | 0
PG&E North of Greater Bay Study Area | Curtis | 115 | Curtis | 115 | 0 | 0 | 0 | 0 | 0 | 0 | 0 | 0 | 0 | 0 | 0 | 0 | 0 | 0 | 0 | 0 | 0 | 0 | 0 | 0 | 0 | 0 | 0 | 0 | 0 | 10 | 0 | 1 | 0 | 5 | 0 | 0 | 0 | 0 | 0 | 0 | 0 | 0 | 0 | 0 | 0 | 1 | 0 | 5 | 0 | 0 | 0 | 0 | 0 | 0 | 0 | 0 | 0 | 10 | 0 | 1
PG&E Fresno Study Area | Dairyland | 115 | Dairyland | 115 | 0 | 0 | 0 | 0 | 0 | 0 | 0 | 0 | 0 | 0 | 0 | 0 | 0 | 0 | 0 | 0 | 0 | 0 | 0 | 0 | 0 | 0 | 0 | 0 | 0 | 0 | 0 | 0 | 0 | 0 | 0 | 0 | 0 | 0 | 0 | 0 | 0 | 0 | 0 | 0 | 0 | 0 | 0 | 0 | 0 | 0 | 0 | 0 | 0 | 0 | 0 | 0 | 0 | 0 | 0 | 0
PG&E North of Greater Bay Study Area | Davis | 115 | Davis | 115 | 0 | 0 | 0 | 0 | 0 | 0 | 0 | 0 | 0 | 0 | 0 | 0 | 0 | 0 | 0 | 0 | 0 | 0 | 0 | 0 | 0 | 0 | 0 | 0 | 0 | 0 | 0 | 0 | 0 | 0 | 0 | 0 | 0 | 0 | 0 | 0 | 0 | 0 | 0 | 0 | 0 | 0 | 0 | 0 | 0 | 0 | 0 | 0 | 0 | 0 | 0 | 0 | 0 | 0 | 0 | 0
SCE Metro Study Area | Del Amo | 230 | Del Amo | 230 | 0 | 0 | 0 | 0 | 0 | 0 | 0 | 0 | 0 | 0 | 0 | 0 | 0 | 0 | 0 | 0 | 0 | 0 | 0 | 0 | 0 | 0 | 0 | 0 | 0 | 0 | 0 | 0 | 0 | 0 | 0 | 0 | 0 | 0 | 0 | 0 | 0 | 0 | 0 | 0 | 0 | 0 | 0 | 0 | 0 | 0 | 0 | 0 | 0 | 0 | 0 | 0 | 0 | 0 | 0 | 0
SCE Eastern Study Area | Delaney | 500 | Delaney | 500 | 0 | 0 | 0 | 0 | 0 | 0 | 0 | 0 | 0 | 0 | 0 | 0 | 0 | 0 | 0 | 0 | 0 | 0 | 0 | 0 | 0 | 0 | 0 | 350 | 0 | 0 | 0 | 1 | 0 | 0 | 0 | 0 | 0 | 0 | 0 | 0 | 0 | 650 | 2000 | 1041.979 | 0 | 1 | 0 | 0 | 0 | 0 | 0 | 0 | 0 | 0 | 0 | 1000 | 2000 | 1041.979 | 0 | 1
PG&E North of Greater Bay Study Area | Delevan | 230 | Delevan | 230 | 0 | 0 | 0 | 0 | 0 | 0 | 0 | 0 | 0 | 0 | 0 | 0 | 0 | 0 | 0 | 0 | 0 | 0 | 0 | 0 | 0 | 0 | 0 | 0 | 0 | 0 | 0 | 0 | 0 | 0 | 0 | 0 | 0 | 0 | 0 | 0 | 0 | 75 | 385 | 80 | 0 | 1 | 0 | 0 | 0 | 0 | 0 | 0 | 0 | 0 | 0 | 75 | 385 | 80 | 0 | 1
PG&E North of Greater Bay Study Area | Delta Switching Yard | 230 | Delta PP | 230 | 0 | 0 | 0 | 0 | 0 | 0 | 0 | 0 | 8 | 0 | 0 | 0 | 0 | 1 | 0 | 3.6 | 0 | 0 | 0 | 0 | 0 | 0 | 0 | 0 | 0 | 0 | 0 | 1 | 0 | 0 | 80 | 0 | 0 | 0 | 0 | 0 | 0 | 0 | 0 | 0 | 0 | 1 | 0 | 3.6 | 80 | 0 | 0 | 0 | 0 | 0 | 8 | 0 | 0 | 0 | 0 | 1
East of Pisgah Study Area | Desert View | 230 | Desert View | 230 | 0 | 0 | 0 | 0 | 0 | 0 | 0 | 0 | 0 | 0 | 0 | 0 | 0 | 0 | 0 | 0 | 0 | 0 | 0 | 0 | 0 | 0 | 0 | 0 | 0 | 0 | 0 | 0 | 0 | 0 | 0 | 0 | 0 | 0 | 0 | 0 | 0 | 100 | 50 | 40 | 0 | 1 | 0 | 0 | 0 | 0 | 0 | 0 | 0 | 0 | 0 | 100 | 50 | 40 | 0 | 1
SCE Eastern Study Area | Devers | 500 | Devers | 500 | 0 | 0 | 0 | 0 | 0 | 0 | 0 | 0 | 0 | 0 | 0 | 0 | 0 | 0 | 0 | 0 | 0 | 0 | 0 | 0 | 0 | 0 | 0 | 0 | 0 | 0 | 0 | 0 | 0 | 0 | 0 | 0 | 0 | 0 | 0 | 0 | 0 | 0 | 0 | 0 | 0 | 0 | 0 | 0 | 0 | 0 | 0 | 0 | 0 | 0 | 0 | 0 | 0 | 0 | 0 | 0
SCE Eastern Study Area | Devers | 230 | Devers | 230 | 0 | 0 | 0 | 0 | 0 | 0 | 0 | 0 | 0 | 0 | 0 | 0 | 0 | 0 | 0 | 0 | 0 | 0 | 0 | 0 | 0 | 0 | 0 | 0 | 0 | 400 | 0 | 1 | 0 | 0 | 1.3 | 20 | 0 | 0 | 0 | 0 | 0 | 150 | 425 | 45 | 0 | 1 | 0 | 0 | 1.3 | 20 | 0 | 0 | 0 | 0 | 0 | 150 | 425 | 445 | 0 | 1
PG&E East Kern Study Area | Diablo | 230 | Diablo | 230 | 0 | 0 | 0 | 0 | 0 | 0 | 0 | 0 | 0 | 0 | 0 | 0 | 0 | 0 | 0 | 0 | 0 | 0 | 0 | 0 | 0 | 0 | 0 | 0 | 0 | 0 | 0 | 0 | 0 | 0 | 0 | 0 | 0 | 0 | 0 | 0 | 0 | 0 | 0 | 0 | 0 | 0 | 0 | 0 | 0 | 0 | 0 | 0 | 0 | 0 | 0 | 0 | 0 | 0 | 0 | 0
PG&E S500 Study Area | Diablo | 500 | Diablo | 500 | 0 | 0 | 0 | 0 | 0 | 0 | 0 | 0 | 0 | 0 | 0 | 0 | 0 | 0 | 0 | 0 | 0 | 0 | 0 | 0 | 0 | 0 | 0 | 0 | 0 | 0 | 0 | 0 | 0 | 0 | 0 | 0 | 0 | 0 | 3100 | 0 | 0 | 0 | 0 | 0 | 0 | 1 | 0 | 0 | 0 | 0 | 0 | 0 | 3100 | 0 | 0 | 0 | 0 | 0 | 0 | 1
PG&E North of Greater Bay Study Area | Donnells | 115 | Donnells PH | 115 | 0 | 0 | 0 | 0 | 0 | 0 | 0 | 0 | 0 | 0 | 0 | 0 | 0 | 0 | 0 | 0 | 0 | 0 | 0 | 0 | 0 | 0 | 0 | 0 | 0 | 0 | 0 | 0 | 0 | 3 | 0 | 0 | 0 | 0 | 0 | 0 | 0 | 0 | 0 | 0 | 0 | 1 | 0 | 3 | 0 | 0 | 0 | 0 | 0 | 0 | 0 | 0 | 0 | 0 | 0 | 1
SCE Northern Area | Eagle Rock | 230 | #N/A | #N/A | 0 | 0 | 0 | 0 | 0 | 0 | 0 | 0 | 0 | 0 | 0 | 0 | 0 | 0 | 0 | 0 | 0 | 0 | 0 | 0 | 0 | 0 | 0 | 0 | 0 | 0 | 0 | 0 | 0 | 0 | 0 | 0 | 0 | 0 | 0 | 0 | 0 | 0 | 0 | 0 | 0 | 0 | 0 | 0 | 0 | 0 | 0 | 0 | 0 | 0 | 0 | 0 | 0 | 0 | 0 | 0
PG&E North of Greater Bay Study Area | Eagle Rock | 115 | Eagle Rock (PGE) | 115 | 0 | 0 | 0 | 0 | 0 | 0 | 0 | 0 | 0 | 0 | 0 | 0 | 0 | 0 | 0 | 0 | 0 | 0 | 0 | 0 | 0 | 0 | 0 | 0 | 0 | 0 | 0 | 0 | 0 | 1 | 0 | 0 | 0 | 0 | 0 | 0 | 0 | 0 | 0 | 0 | 0 | 1 | 0 | 1 | 0 | 0 | 0 | 0 | 0 | 0 | 0 | 0 | 0 | 0 | 0 | 1
PG&E North of Greater Bay Study Area | East Marysville | 115 | #N/A | #N/A | 0 | 0 | 0 | 0 | 0 | 0 | 0 | 0 | 0 | 0 | 0 | 0 | 0 | 0 | 0 | 0 | 0 | 0 | 0 | 0 | 0 | 0 | 0 | 0 | 0 | 0 | 0 | 0 | 0 | 0 | 0 | 0 | 0 | 0 | 0 | 0 | 0 | 0 | 0 | 0 | 0 | 0 | 0 | 0 | 0 | 0 | 0 | 0 | 0 | 0 | 0 | 0 | 0 | 0 | 0 | 0
SDG&E Study Area | ECO | 500 | ECO | 500 | 0 | 0 | 0 | 0 | 0 | 0 | 0 | 0 | 0 | 0 | 0 | 0 | 0 | 0 | 0 | 0 | 0 | 0 | 0 | 0 | 0 | 0 | 0 | 0 | 0 | 0 | 0 | 0 | 0 | 0 | 0 | 0 | 0 | 0 | 0 | 0 | 0 | 0 | 0 | 0 | 0 | 0 | 0 | 0 | 0 | 0 | 0 | 0 | 0 | 0 | 0 | 0 | 0 | 0 | 0 | 0
SDG&E Study Area | ECO | 230 | ECO | 230 | 0 | 0 | 105 | 0 | 0 | 0 | 0 | 0 | 0 | 0 | 0 | 0 | 0 | 1 | 0 | 0 | 0 | 0 | 0 | 0 | 0 | 0 | 0 | 0 | 0 | 0 | 0 | 0 | 0 | 0 | 0 | 360 | 0 | 0 | 0 | 0 | 0 | 0 | 0 | 0 | 0 | 1 | 0 | 0 | 105 | 360 | 0 | 0 | 0 | 0 | 0 | 0 | 0 | 0 | 0 | 1
SDG&E Study Area | ECO | 115 | ECO | 138 | 0 | 0 | 0 | 0 | 0 | 0 | 0 | 0 | 0 | 0 | 0 | 0 | 0 | 0 | 0 | 0 | 0 | 0 | 0 | 0 | 0 | 0 | 0 | 0 | 110 | 97.4 | 0 | 1 | 0 | 0 | 135 | 0 | 0 | 0 | 0 | 0 | 0 | 0 | 70 | 10.1 | 0 | 1 | 0 | 0 | 135 | 0 | 0 | 0 | 0 | 0 | 0 | 0 | 180 | 107.5 | 0 | 1
SCE Eastern Study Area | El Casco | 230 | El Casco | 230 | 0 | 0 | 0 | 0 | 0 | 0 | 0 | 0 | 0 | 0 | 0 | 0 | 0 | 0 | 0 | 0 | 0 | 0 | 0 | 0 | 0 | 0 | 0 | 0 | 0 | 165 | 0 | 1 | 0 | 0 | 0 | 0 | 0 | 0 | 0 | 0 | 0 | 0 | 0 | 0 | 0 | 0 | 0 | 0 | 0 | 0 | 0 | 0 | 0 | 0 | 0 | 0 | 0 | 165 | 0 | 1
SCE Metro Study Area | El Nido | 230 | #N/A | #N/A | 0 | 0 | 0 | 0 | 0 | 0 | 0 | 0 | 0 | 0 | 0 | 0 | 0 | 0 | 0 | 0 | 0 | 0 | 0 | 0 | 0 | 0 | 0 | 0 | 0 | 0 | 0 | 0 | 0 | 0 | 0 | 0 | 0 | 0 | 0 | 0 | 0 | 0 | 0 | 0 | 0 | 0 | 0 | 0 | 0 | 0 | 0 | 0 | 0 | 0 | 0 | 0 | 0 | 0 | 0 | 0
SCE Metro Study Area | El Segundo | 230 | El Segundo | 230 | 0 | 0 | 0 | 0 | 0 | 0 | 0 | 0 | 0 | 0 | 0 | 0 | 0 | 0 | 0 | 0 | 0 | 0 | 0 | 0 | 0 | 0 | 0 | 0 | 0 | 0 | 0 | 0 | 0 | 0 | 0 | 0 | 0 | 0 | 0 | 0 | 0 | 0 | 0 | 0 | 0 | 0 | 0 | 0 | 0 | 0 | 0 | 0 | 0 | 0 | 0 | 0 | 0 | 0 | 0 | 0
East of Pisgah Study Area | Eldorado | 500 | Eldorado | 500 | 0 | 0 | 0 | 0 | 0 | 0 | 0 | 0 | 0 | 0 | 0 | 0 | 0 | 0 | 36 | 0 | 0 | 0 | 0 | 0 | 0 | 0 | 0 | 0 | 0 | 0 | 0 | 1 | 269 | 0 | 0 | 0 | 2500 | 0 | 0 | 0 | 0 | 0 | 0 | 0 | 0 | 1 | 305 | 0 | 0 | 0 | 2500 | 0 | 0 | 0 | 0 | 0 | 0 | 0 | 0 | 1
East of Pisgah Study Area | Eldorado | 230 | Eldorado | 230 | 0 | 0 | 0 | 0 | 0 | 0 | 0 | 0 | 0 | 0 | 0 | 0 | 0 | 0 | 40 | 0 | 0 | 0 | 0 | 0 | 0 | 0 | 0 | 0 | 240 | 300 | 0 | 1 | 60 | 0 | 0 | 0 | 0 | 0 | 0 | 0 | 0 | 0 | 60 | 229 | 0 | 1 | 100 | 0 | 0 | 0 | 0 | 0 | 0 | 0 | 0 | 0 | 300 | 529 | 0 | 1
PG&E Fresno Study Area | Elk Hills | 230 | Elk Hills | 230 | 0 | 0 | 0 | 0 | 0 | 0 | 0 | 0 | 0 | 0 | 0 | 0 | 0 | 0 | 0 | 0 | 0 | 0 | 0 | 0 | 0 | 0 | 0 | 0 | 0 | 0 | 0 | 0 | 0 | 0 | 0 | 0 | 0 | 0 | 0 | 0 | 2.25 | 0 | 0 | 0 | 0 | 1 | 0 | 0 | 0 | 0 | 0 | 0 | 0 | 0 | 2.25 | 0 | 0 | 0 | 0 | 1
SCE Metro Study Area | Ellis | 230 | Ellis | 230 | 0 | 0 | 0 | 0 | 0 | 0 | 0 | 0 | 0 | 0 | 0 | 0 | 0 | 0 | 0 | 0 | 0 | 0 | 0 | 0 | 0 | 0 | 0 | 0 | 0 | 0 | 0 | 0 | 0 | 0 | 0 | 0 | 0 | 0 | 0 | 0 | 0 | 0 | 0 | 0 | 0 | 0 | 0 | 0 | 0 | 0 | 0 | 0 | 0 | 0 | 0 | 0 | 0 | 0 | 0 | 0
SDG&E Study Area | Encina | 230 | Encina | 230 | 0 | 0 | 0 | 0 | 0 | 0 | 0 | 0 | 0 | 0 | 0 | 0 | 0 | 0 | 0 | 0 | 0 | 0 | 0 | 0 | 0 | 0 | 0 | 0 | 0 | 0 | 0 | 0 | 0 | 0 | 0 | 0 | 0 | 0 | 0 | 0 | 0 | 0 | 0 | 0 | 0 | 0 | 0 | 0 | 0 | 0 | 0 | 0 | 0 | 0 | 0 | 0 | 0 | 0 | 0 | 0
SDG&E Study Area | Encina | 115 | #N/A | #N/A | 0 | 0 | 0 | 0 | 0 | 0 | 0 | 0 | 0 | 0 | 0 | 0 | 0 | 0 | 0 | 0 | 0 | 0 | 0 | 0 | 0 | 0 | 0 | 0 | 0 | 0 | 0 | 0 | 0 | 0 | 0 | 0 | 0 | 0 | 0 | 0 | 0 | 0 | 0 | 0 | 0 | 0 | 0 | 0 | 0 | 0 | 0 | 0 | 0 | 0 | 0 | 0 | 0 | 0 | 0 | 0
SDG&E Study Area | Escondido | 230 | Escondido | 230 | 0 | 0 | 0 | 0 | 0 | 0 | 0 | 0 | 0 | 0 | 0 | 0 | 0 | 0 | 0 | 0 | 0 | 0 | 0 | 0 | 0 | 0 | 0 | 0 | 0 | 65 | 0 | 1 | 0 | 0 | 0 | 0 | 0 | 0 | 0 | 0 | 0 | 0 | 0 | 50 | 0 | 1 | 0 | 0 | 0 | 0 | 0 | 0 | 0 | 0 | 0 | 0 | 0 | 115 | 0 | 1
SCE Metro Study Area | Etiwanda | 230 | Etiwanda | 230 | 0 | 0 | 0 | 0 | 0 | 0 | 0 | 0 | 0 | 0 | 0 | 0 | 0 | 0 | 0 | 0 | 0 | 0 | 0 | 0 | 0 | 0 | 0 | 0 | 0 | 200 | 0 | 1 | 0 | 0 | 0 | 0 | 0 | 0 | 0 | 0 | 0 | 0 | 0 | 0 | 0 | 0 | 0 | 0 | 0 | 0 | 0 | 0 | 0 | 0 | 0 | 0 | 0 | 200 | 0 | 1
PG&E North of Greater Bay Study Area | Fulton | 230 | Fulton | 230 | 0 | 0 | 0 | 0 | 0 | 0 | 0 | 0 | 0 | 0 | 0 | 0 | 0 | 0 | 0 | 0 | 0 | 0 | 0 | 0 | 0 | 0 | 0 | 0 | 0 | 0 | 0 | 0 | 56 | 1 | 0 | 0 | 0 | 0 | 0 | 0 | 0 | 0 | 0 | 25 | 0 | 1 | 56 | 1 | 0 | 0 | 0 | 0 | 0 | 0 | 0 | 0 | 0 | 25 | 0 | 1
East of Pisgah Study Area | Gamebird | 115 | #N/A | #N/A | 0 | 0 | 0 | 0 | 0 | 0 | 0 | 0 | 0 | 0 | 0 | 0 | 0 | 0 | 0 | 0 | 0 | 0 | 0 | 0 | 0 | 0 | 0 | 0 | 0 | 0 | 0 | 0 | 0 | 0 | 0 | 0 | 0 | 0 | 0 | 0 | 0 | 0 | 0 | 0 | 0 | 0 | 0 | 0 | 0 | 0 | 0 | 0 | 0 | 0 | 0 | 0 | 0 | 0 | 0 | 0
PG&E S500 Study Area | Gates | 500 | Gates | 500 | 0 | 0 | 0 | 0 | 0 | 0 | 0 | 0 | 0 | 0 | 0 | 0 | 0 | 0 | 0 | 0 | 0 | 0 | 0 | 0 | 0 | 0 | 0 | 0 | 0 | 0 | 0 | 0 | 0 | 0 | 0 | 0 | 0 | 0 | 0 | 0 | 0 | 0 | 0 | 300 | 0 | 1 | 0 | 0 | 0 | 0 | 0 | 0 | 0 | 0 | 0 | 0 | 0 | 300 | 0 | 1
PG&E East Kern Study Area | Gates | 230 | Gates | 230 | 0 | 0 | 0 | 0 | 0 | 0 | 0 | 0 | 0 | 0 | 0 | 0 | 0 | 0 | 0 | 0 | 0 | 0 | 0 | 0 | 0 | 0 | 0 | 157.13 | 117.87 | 168.25 | 0 | 1 | 0 | 0 | 0 | 0 | 0 | 0 | 0 | 0 | 0 | 892.87 | 532.13 | 261.75 | 0 | 1 | 0 | 0 | 0 | 0 | 0 | 0 | 0 | 0 | 0 | 1050 | 650 | 430 | 0 | 1
PG&E North of Greater Bay Study Area | Geysers | 230 | Geysers 12 | 230 | 0 | 0 | 0 | 0 | 0 | 0 | 0 | 0 | 0 | 0 | 0 | 0 | 0 | 0 | 0 | 0 | 0 | 0 | 0 | 0 | 0 | 0 | 0 | 0 | 0 | 0 | 0 | 0 | 83 | 0 | 0 | 0 | 0 | 0 | 0 | 0 | 0 | 0 | 0 | 0 | 0 | 1 | 83 | 0 | 0 | 0 | 0 | 0 | 0 | 0 | 0 | 0 | 0 | 0 | 0 | 1
PG&E North of Greater Bay Study Area | Glenn | 230 | Glenn | 230 | 0 | 0 | 0 | 0 | 0 | 0 | 0 | 0 | 0 | 0 | 0 | 0 | 0 | 0 | 0 | 0 | 0 | 0 | 0 | 0 | 0 | 0 | 0 | 0 | 0 | 0 | 0 | 0 | 0 | 1 | 30 | 98 | 0 | 0 | 0 | 0 | 0 | 0 | 0 | 0 | 0 | 1 | 0 | 1 | 30 | 98 | 0 | 0 | 0 | 0 | 0 | 0 | 0 | 0 | 0 | 1
PG&E North of Greater Bay Study Area | Gold Hill | 115 | Gold Hill | 230 | 0 | 0 | 0 | 0 | 0 | 0 | 0 | 0 | 0 | 0 | 0 | 0 | 0 | 0 | 0 | 0 | 0 | 0 | 0 | 0 | 0 | 0 | 0 | 0 | 0 | 0 | 0 | 0 | 0 | 0 | 0 | 0 | 0 | 0 | 0 | 0 | 0 | 0 | 0 | 50 | 0 | 1 | 0 | 0 | 0 | 0 | 0 | 0 | 0 | 0 | 0 | 0 | 0 | 50 | 0 | 1
SCE Northern Area | Goleta | 230 | Goleta | 230 | 0 | 2.274 | 0 | 0 | 0 | 0 | 0 | 0 | 0 | 0 | 0 | 0 | 0 | 1 | 0 | 0 | 0 | 0 | 0 | 0 | 0 | 0 | 0 | 0 | 0 | 70 | 0 | 1 | 0 | 0 | 0 | 0 | 0 | 0 | 0 | 0 | 0 | 0 | 0 | 0 | 0 | 0 | 0 | 2.274 | 0 | 0 | 0 | 0 | 0 | 0 | 0 | 0 | 0 | 70 | 0 | 1
SCE Northern Area | Goodrich | 230 | Goodrich | 230 | 0 | 0 | 0 | 0 | 0 | 0 | 0 | 0 | 0 | 0 | 0 | 0 | 0 | 0 | 0 | 0 | 0 | 0 | 0 | 0 | 0 | 0 | 0 | 0 | 0 | 0 | 0 | 0 | 0 | 0 | 0 | 0 | 0 | 0 | 0 | 0 | 0 | 0 | 0 | 0 | 0 | 0 | 0 | 0 | 0 | 0 | 0 | 0 | 0 | 0 | 0 | 0 | 0 | 0 | 0 | 0
PG&E East Kern Study Area | Goose Lake | 115 | Goose Lake | 115 | 0 | 0 | 0 | 0 | 0 | 0 | 0 | 0 | 0 | 0 | 0 | 0 | 0 | 0 | 0 | 0 | 0 | 0 | 0 | 0 | 0 | 0 | 0 | 0 | 0 | 0 | 0 | 0 | 0 | 0 | 0 | 0 | 0 | 0 | 0 | 0 | 0 | 0 | 0 | 0 | 0 | 0 | 0 | 0 | 0 | 0 | 0 | 0 | 0 | 0 | 0 | 0 | 0 | 0 | 0 | 0
SCE Northern Area | Gould | 230 | Gould | 230 | 0 | 0 | 0 | 0 | 0 | 0 | 0 | 0 | 0 | 0 | 0 | 0 | 0 | 0 | 0 | 0 | 0 | 0 | 0 | 0 | 0 | 0 | 0 | 0 | 0 | 0 | 0 | 0 | 0 | 0 | 0 | 0 | 0 | 0 | 0 | 0 | 0 | 0 | 0 | 0 | 0 | 0 | 0 | 0 | 0 | 0 | 0 | 0 | 0 | 0 | 0 | 0 | 0 | 0 | 0 | 0
PG&E North of Greater Bay Study Area | Grand Island | 115 | #N/A | #N/A | 0 | 0 | 0 | 0 | 0 | 0 | 0 | 0 | 0 | 0 | 0 | 0 | 0 | 0 | 0 | 0 | 0 | 0 | 0 | 0 | 0 | 0 | 0 | 0 | 0 | 0 | 0 | 0 | 0 | 0 | 0 | 0 | 0 | 0 | 0 | 0 | 0 | 0 | 0 | 0 | 0 | 0 | 0 | 0 | 0 | 0 | 0 | 0 | 0 | 0 | 0 | 0 | 0 | 0 | 0 | 0
PG&E North of Greater Bay Study Area | Green Ridge Midway | 115 | #N/A | #N/A | 0 | 0 | 0 | 0 | 0 | 0 | 0 | 0 | 0 | 0 | 0 | 0 | 0 | 0 | 0 | 0 | 0 | 0 | 0 | 0 | 0 | 0 | 0 | 0 | 0 | 0 | 0 | 0 | 0 | 0 | 0 | 0 | 0 | 0 | 0 | 0 | 0 | 0 | 0 | 0 | 0 | 0 | 0 | 0 | 0 | 0 | 0 | 0 | 0 | 0 | 0 | 0 | 0 | 0 | 0 | 0
PG&E East Kern Study Area | Gregg | 230 | Gregg | 230 | 0 | 0 | 0 | 0 | 0 | 0 | 0 | 0 | 0 | 0 | 0 | 0 | 0 | 0 | 0 | 0 | 0 | 0 | 0 | 0 | 0 | 0 | 0 | 0 | 0 | 0 | 0 | 0 | 0 | 0 | 0 | 0 | 0 | 0 | 0 | 0 | 0 | 50 | 105 | 55.4 | 0 | 1 | 0 | 0 | 0 | 0 | 0 | 0 | 0 | 0 | 0 | 50 | 105 | 55.4 | 0 | 1
PG&E Fresno Study Area | Grimway | 115 | #N/A | #N/A | 0 | 0 | 0 | 0 | 0 | 0 | 0 | 0 | 0 | 0 | 0 | 0 | 0 | 0 | 0 | 0 | 0 | 0 | 0 | 0 | 0 | 0 | 0 | 0 | 0 | 0 | 0 | 0 | 0 | 0 | 0 | 0 | 0 | 0 | 0 | 0 | 0 | 0 | 0 | 0 | 0 | 0 | 0 | 0 | 0 | 0 | 0 | 0 | 0 | 0 | 0 | 0 | 0 | 0 | 0 | 0
PG&E East Kern Study Area | GWF Hanford Sw Sta | 115 | #N/A | #N/A | 0 | 0 | 0 | 0 | 0 | 0 | 0 | 0 | 0 | 0 | 0 | 0 | 0 | 0 | 0 | 0 | 0 | 0 | 0 | 0 | 0 | 0 | 0 | 0 | 0 | 0 | 0 | 0 | 0 | 0 | 0 | 0 | 0 | 0 | 0 | 0 | 0 | 0 | 0 | 0 | 0 | 0 | 0 | 0 | 0 | 0 | 0 | 0 | 0 | 0 | 0 | 0 | 0 | 0 | 0 | 0
SCE Metro Study Area | Harborgen | 230 | HarborGen | 230 | 0 | 0 | 0 | 0 | 0 | 0 | 0 | 0 | 0 | 0 | 0 | 0 | 0 | 0 | 0 | 0 | 0 | 0 | 0 | 0 | 0 | 0 | 0 | 0 | 0 | 0 | 0 | 0 | 0 | 0 | 0 | 0 | 0 | 0 | 0 | 0 | 0 | 0 | 0 | 0 | 0 | 0 | 0 | 0 | 0 | 0 | 0 | 0 | 0 | 0 | 0 | 0 | 0 | 0 | 0 | 0
SDG&E Study Area | Hassayampa | 500 | Hassayampa | 500 | 0 | 0 | 0 | 0 | 0 | 0 | 0 | 0 | 0 | 0 | 0 | 0 | 0 | 0 | 0 | 0 | 0 | 0 | 0 | 0 | 0 | 0 | 0 | 0 | 0 | 0 | 0 | 0 | 0 | 0 | 0 | 0 | 0 | 0 | 0 | 0 | 0 | 300 | 171 | 20 | 0 | 1 | 0 | 0 | 0 | 0 | 0 | 0 | 0 | 0 | 0 | 300 | 171 | 20 | 0 | 1
PG&E Fresno Study Area | Helm | 230 | Helm | 230 | 0 | 0 | 0 | 0 | 0 | 0 | 0 | 0 | 0 | 0 | 0 | 0 | 0 | 0 | 0 | 0 | 0 | 0 | 0 | 0 | 0 | 0 | 0 | 0 | 0 | 0 | 0 | 0 | 0 | 0 | 0 | 0 | 0 | 0 | 0 | 0 | 0 | 120 | 95 | 95 | 0 | 1 | 0 | 0 | 0 | 0 | 0 | 0 | 0 | 0 | 0 | 120 | 95 | 95 | 0 | 1
PG&E Fresno Study Area | Henrietta | 115 | Henrietta | 230 | 0 | 0 | 0 | 0 | 0 | 0 | 0 | 0 | 0 | 0 | 0 | 0 | 0 | 0 | 0 | 0 | 0 | 0 | 0 | 0 | 0 | 0 | 0 | 0 | 20 | 0 | 0 | 1 | 0 | 0 | 0 | 0 | 0 | 0 | 0 | 0 | 0 | 25 | 75 | 68 | 0 | 1 | 0 | 0 | 0 | 0 | 0 | 0 | 0 | 0 | 0 | 25 | 95 | 68 | 0 | 1
PG&E North of Greater Bay Study Area | Higgins | 115 | Higgins | 115 | 0 | 0 | 0 | 0 | 0 | 0 | 0 | 0 | 0 | 0 | 0 | 0 | 0 | 0 | 0 | 0 | 0 | 0 | 0 | 0 | 0 | 0 | 0 | 0 | 0 | 0 | 0 | 0 | 0 | 16.4 | 0 | 0 | 0 | 0 | 0 | 0 | 0 | 0 | 0 | 0 | 0 | 1 | 0 | 16.4 | 0 | 0 | 0 | 0 | 0 | 0 | 0 | 0 | 0 | 0 | 0 | 1
SCE Northern Area | Highwind | 230 | #N/A | #N/A | 0 | 0 | 0 | 0 | 0 | 0 | 0 | 0 | 0 | 0 | 0 | 0 | 0 | 0 | 0 | 0 | 0 | 0 | 0 | 0 | 0 | 0 | 0 | 0 | 0 | 0 | 0 | 0 | 0 | 0 | 0 | 0 | 0 | 0 | 0 | 0 | 0 | 0 | 0 | 0 | 0 | 0 | 0 | 0 | 0 | 0 | 0 | 0 | 0 | 0 | 0 | 0 | 0 | 0 | 0 | 0
SCE Metro Study Area | Hinson | 230 | Hinson | 230 | 0 | 0 | 0 | 0 | 0 | 0 | 0 | 0 | 0 | 0 | 0 | 0 | 0 | 0 | 0 | 2.8 | 0 | 0 | 0 | 0 | 0 | 0 | 0 | 0 | 0 | 200 | 0 | 1 | 0 | 0 | 0 | 0 | 0 | 0 | 0 | 0 | 0 | 0 | 0 | 100 | 0 | 1 | 0 | 2.8 | 0 | 0 | 0 | 0 | 0 | 0 | 0 | 0 | 0 | 300 | 0 | 1
PG&E North of Greater Bay Study Area | Honcut | 115 | Honcut | 115 | 0 | 0 | 0 | 0 | 0 | 0 | 0 | 0 | 0 | 0 | 0 | 0 | 0 | 0 | 0 | 0 | 0 | 0 | 0 | 0 | 0 | 0 | 0 | 0 | 0 | 0 | 0 | 0 | 0 | 0 | 0 | 0 | 0 | 0 | 0 | 0 | 0 | 0 | 0 | 0 | 0 | 0 | 0 | 0 | 0 | 0 | 0 | 0 | 0 | 0 | 0 | 0 | 0 | 0 | 0 | 0
SDG&E Study Area | Hoodoo Wash | 500 | Hoodoo Wash | 500 | 0 | 0 | 0 | 0 | 0 | 0 | 0 | 0 | 0 | 0 | 0 | 0 | 0 | 0 | 0 | 0 | 0 | 0 | 0 | 0 | 0 | 0 | 0 | 0 | 0 | 0 | 0 | 0 | 0 | 0 | 0 | 0 | 0 | 0 | 0 | 0 | 0 | 250 | 776 | 505 | 0 | 1 | 0 | 0 | 0 | 0 | 0 | 0 | 0 | 0 | 0 | 250 | 776 | 505 | 0 | 1
PG&E North of Greater Bay Study Area | Humboldt | 115 | Humboldt | 115 | 0 | 0 | 0 | 0 | 0 | 0 | 0 | 0 | 0 | 0 | 0 | 0 | 0 | 0 | 0 | 0 | 0 | 0 | 0 | 0 | 0 | 0 | 2 | 0 | 0 | 0 | 0 | 1 | 0 | 0 | 0 | 0 | 0 | 0 | 0 | 161 | 0 | 0 | 0 | 5 | 0 | 1 | 0 | 0 | 0 | 0 | 0 | 0 | 0 | 161 | 2 | 0 | 0 | 5 | 0 | 1
PG&E North of Greater Bay Study Area | Humboldt (Proposed) | 500 | Humboldt (Proposed) | 500 | 0 | 0 | 0 | 0 | 0 | 0 | 0 | 0 | 0 | 0 | 0 | 0 | 0 | 0 | 0 | 0 | 0 | 0 | 0 | 0 | 0 | 0 | 0 | 0 | 0 | 0 | 0 | 0 | 0 | 0 | 0 | 0 | 0 | 0 | 1446 | 0 | 0 | 0 | 0 | 0 | 0 | 1 | 0 | 0 | 0 | 0 | 0 | 0 | 1446 | 0 | 0 | 0 | 0 | 0 | 0 | 1
SCE Metro Study Area | Huntington Beach | 230 | Huntington Beach | 230 | 0 | 0 | 0 | 0 | 0 | 0 | 0 | 0 | 0 | 0 | 0 | 0 | 0 | 0 | 0 | 0 | 0 | 0 | 0 | 0 | 0 | 0 | 0 | 0 | 0 | 0 | 0 | 0 | 0 | 0 | 0 | 0 | 0 | 0 | 0 | 0 | 0 | 0 | 0 | 0 | 0 | 0 | 0 | 0 | 0 | 0 | 0 | 0 | 0 | 0 | 0 | 0 | 0 | 0 | 0 | 0
SDG&E Study Area | IID System | 230 | Mirage | 230 | 0 | 0 | 0 | 0 | 0 | 0 | 0 | 0 | 0 | 0 | 0 | 0 | 0 | 0 | 26 | 0 | 0 | 0 | 0 | 0 | 0 | 0 | 0 | 0 | 100 | 150 | 0 | 1 | 824 | 0 | 0 | 0 | 0 | 0 | 0 | 0 | 0 | 0 | 0 | 0 | 0 | 1 | 850 | 0 | 0 | 0 | 0 | 0 | 0 | 0 | 0 | 0 | 100 | 150 | 0 | 1
SDG&E Study Area | IID System | 161 | Imperial Valley | 230 | 0 | 0 | 0 | 0 | 0 | 0 | 0 | 0 | 0 | 20 | 0 | 0 | 0 | 1 | 50 | 0 | 0 | 0 | 0 | 0 | 0 | 0 | 0 | 0 | 0 | 0 | 0 | 1 | 0 | 0 | 0 | 0 | 0 | 0 | 0 | 0 | 0 | 0 | 0 | 0 | 0 | 0 | 50 | 0 | 0 | 0 | 0 | 0 | 0 | 0 | 0 | 20 | 0 | 0 | 0 | 1
SDG&E Study Area | Imperial Valley | 500 | Imperial Valley | 500 | 0 | 0 | 0 | 0 | 0 | 0 | 0 | 0 | 0 | 0 | 0 | 0 | 0 | 0 | 0 | 0 | 0 | 0 | 0 | 0 | 0 | 0 | 0 | 0 | 0 | 0 | 0 | 0 | 0 | 0 | 0 | 0 | 0 | 0 | 0 | 0 | 0 | 0 | 0 | 0 | 0 | 0 | 0 | 0 | 0 | 0 | 0 | 0 | 0 | 0 | 0 | 0 | 0 | 0 | 0 | 0
SDG&E Study Area | Imperial Valley | 230 | Imperial Valley | 230 | 0 | 0 | 0 | 0 | 0 | 0 | 0 | 0 | 0 | 0 | 0 | 40 | 0 | 1 | 0 | 0 | 0 | 0 | 0 | 0 | 0 | 0 | 0 | 0 | 200 | 305 | 0 | 1 | 0 | 0 | 0 | 0 | 0 | 0 | 0 | 0 | 0 | 100 | 363 | 0 | 0 | 1 | 0 | 0 | 0 | 0 | 0 | 0 | 0 | 0 | 0 | 100 | 563 | 345 | 0 | 1
East of Pisgah Study Area | Innovation | 230 | Innovation | 230 | 0 | 0 | 0 | 0 | 0 | 0 | 0 | 0 | 0 | 0 | 0 | 0 | 0 | 0 | 0 | 0 | 0 | 0 | 0 | 0 | 0 | 0 | 0 | 0 | 0 | 0 | 0 | 0 | 0 | 0 | 93 | 0 | 0 | 0 | 0 | 0 | 0 | 237 | 65 | 150 | 0 | 1 | 0 | 0 | 93 | 0 | 0 | 0 | 0 | 0 | 0 | 237 | 65 | 150 | 0 | 1
East of Pisgah Study Area | Innovation | 115 | #N/A | #N/A | 0 | 0 | 0 | 0 | 0 | 0 | 0 | 0 | 0 | 0 | 0 | 0 | 0 | 0 | 0 | 0 | 0 | 0 | 0 | 0 | 0 | 0 | 0 | 0 | 0 | 0 | 0 | 0 | 0 | 0 | 0 | 0 | 0 | 0 | 0 | 0 | 0 | 0 | 0 | 0 | 0 | 0 | 0 | 0 | 0 | 0 | 0 | 0 | 0 | 0 | 0 | 0 | 0 | 0 | 0 | 0
East of Pisgah Study Area | Innovation | 138 | Innovation | 138 | 0 | 0 | 0 | 0 | 0 | 0 | 0 | 0 | 0 | 0 | 0 | 0 | 0 | 0 | 0 | 0 | 0 | 0 | 0 | 0 | 0 | 0 | 0 | 0 | 0 | 0 | 0 | 0 | 0 | 0 | 0 | 0 | 0 | 0 | 0 | 0 | 0 | 0 | 0 | 0 | 0 | 0 | 0 | 0 | 0 | 0 | 0 | 0 | 0 | 0 | 0 | 0 | 0 | 0 | 0 | 0
SCE North of Lugo (NOL) Study Area | Inyo | 115 | #N/A | #N/A | 0 | 0 | 0 | 0 | 0 | 0 | 0 | 0 | 0 | 0 | 0 | 0 | 0 | 0 | 0 | 0 | 0 | 0 | 0 | 0 | 0 | 0 | 0 | 0 | 0 | 0 | 0 | 0 | 0 | 0 | 0 | 0 | 0 | 0 | 0 | 0 | 0 | 0 | 0 | 0 | 0 | 0 | 0 | 0 | 0 | 0 | 0 | 0 | 0 | 0 | 0 | 0 | 0 | 0 | 0 | 0
SCE North of Lugo (NOL) Study Area | Inyokern | 115 | Inyokern | 115 | 0 | 0 | 0 | 0 | 0 | 0 | 0 | 0 | 0 | 0 | 0 | 0 | 0 | 0 | 0 | 0 | 0 | 0 | 0 | 0 | 0 | 0 | 2.078 | 0 | 0 | 0 | 0 | 1 | 0 | 0 | 0 | 0 | 0 | 0 | 0 | 0 | 0 | 0 | 0 | 0 | 0 | 0 | 0 | 0 | 0 | 0 | 0 | 0 | 0 | 0 | 2.078 | 0 | 0 | 0 | 0 | 1
East of Pisgah Study Area | Ivanpah | 230 | Ivanpah | 230 | 0 | 0 | 0 | 0 | 0 | 0 | 0 | 0 | 0 | 0 | 0 | 0 | 0 | 0 | 0 | 0 | 0 | 0 | 0 | 0 | 0 | 0 | 0 | 0 | 0 | 0 | 0 | 0 | 0 | 0 | 0 | 0 | 0 | 0 | 0 | 0 | 0 | 0 | 0 | 0 | 0 | 0 | 0 | 0 | 0 | 0 | 0 | 0 | 0 | 0 | 0 | 0 | 0 | 0 | 0 | 0
East of Pisgah Study Area | Ivanpah | 115 | #N/A | #N/A | 0 | 0 | 0 | 0 | 0 | 0 | 0 | 0 | 0 | 0 | 0 | 0 | 0 | 0 | 0 | 0 | 0 | 0 | 0 | 0 | 0 | 0 | 0 | 0 | 0 | 0 | 0 | 0 | 0 | 0 | 0 | 0 | 0 | 0 | 0 | 0 | 0 | 0 | 0 | 0 | 0 | 0 | 0 | 0 | 0 | 0 | 0 | 0 | 0 | 0 | 0 | 0 | 0 | 0 | 0 | 0
PG&E North of Greater Bay Study Area | Jessup | 115 | Jessup | 115 | 0 | 0 | 0 | 0 | 0 | 0 | 0 | 0 | 0 | 0 | 0 | 0 | 0 | 0 | 0 | 0 | 0 | 0 | 0 | 0 | 0 | 0 | 0 | 0 | 0 | 0 | 0 | 0 | 0 | 5.5 | 0 | 0 | 0 | 0 | 0 | 0 | 0 | 0 | 0 | 0 | 0 | 1 | 0 | 5.5 | 0 | 0 | 0 | 0 | 0 | 0 | 0 | 0 | 0 | 0 | 0 | 1
SCE Metro Study Area | Johanna | 230 | Johanna | 230 | 0 | 0 | 0 | 0 | 0 | 0 | 0 | 0 | 0 | 0 | 0 | 35 | 0 | 1 | 0 | 0 | 0 | 0 | 0 | 0 | 0 | 0 | 0 | 0 | 0 | 80 | 0 | 1 | 0 | 0 | 0 | 0 | 0 | 0 | 0 | 0 | 0 | 0 | 0 | 0 | 0 | 0 | 0 | 0 | 0 | 0 | 0 | 0 | 0 | 0 | 0 | 0 | 0 | 115 | 0 | 1
PG&E Fresno Study Area | Kearney | 230 | Kearney | 230 | 0 | 0 | 0 | 0 | 0 | 0 | 0 | 0 | 0 | 0 | 0 | 0 | 0 | 0 | 0 | 0.55 | 0 | 0 | 0 | 0 | 0 | 0 | 10 | 0 | 0 | 0 | 0 | 1 | 0 | 0.05 | 0 | 0 | 0 | 0 | 0 | 0 | 0 | 0 | 0 | 0 | 0 | 1 | 0 | 0.6 | 0 | 0 | 0 | 0 | 0 | 0 | 10 | 0 | 0 | 0 | 0 | 1
SDG&E Study Area | Kearny | 115 | Mission | 230 | 0 | 0 | 0 | 0 | 0 | 0 | 0 | 0 | 0 | 0 | 0 | 20 | 0 | 1 | 0 | 0 | 0 | 0 | 0 | 0 | 0 | 0 | 0 | 0 | 0 | 10 | 0 | 1 | 0 | 0 | 0 | 0 | 0 | 0 | 0 | 0 | 0 | 0 | 0 | 0 | 0 | 0 | 0 | 0 | 0 | 0 | 0 | 0 | 0 | 0 | 0 | 0 | 0 | 30 | 0 | 1
PG&E North of Greater Bay Study Area | Kelso | 230 | Kelso | 230 | 0 | 0 | 44.8 | 0 | 0 | 0 | 0 | 0 | 0 | 0 | 0 | 0 | 0 | 1 | 0 | 0 | 0 | 0 | 0 | 0 | 0 | 0 | 0 | 0 | 0 | 0 | 0 | 0 | 0 | 0 | 46.8 | 5 | 0 | 0 | 0 | 0 | 0 | 0 | 0 | 0 | 0 | 1 | 0 | 0 | 91.6 | 5 | 0 | 0 | 0 | 0 | 0 | 0 | 0 | 0 | 0 | 1
PG&E East Kern Study Area | Kern | 115 | #N/A | #N/A | 0 | 0 | 0 | 0 | 0 | 0 | 0 | 0 | 0 | 0 | 0 | 0 | 0 | 0 | 0 | 0 | 0 | 0 | 0 | 0 | 0 | 0 | 0 | 0 | 0 | 0 | 0 | 0 | 0 | 0 | 0 | 0 | 0 | 0 | 0 | 0 | 0 | 0 | 0 | 0 | 0 | 0 | 0 | 0 | 0 | 0 | 0 | 0 | 0 | 0 | 0 | 0 | 0 | 0 | 0 | 0
PG&E East Kern Study Area | Kern Oil | 115 | Kern Oil | 115 | 0 | 0 | 0 | 0 | 0 | 0 | 0 | 0 | 0 | 0 | 0 | 0 | 0 | 0 | 0 | 0 | 0 | 0 | 0 | 0 | 0 | 0 | 0 | 0 | 0 | 0 | 0 | 0 | 0 | 0 | 0 | 0 | 0 | 0 | 0 | 0 | 0 | 0 | 0 | 0 | 0 | 0 | 0 | 0 | 0 | 0 | 0 | 0 | 0 | 0 | 0 | 0 | 0 | 0 | 0 | 0
PG&E East Kern Study Area | Kern Power | 115 | #N/A | #N/A | 0 | 0 | 0 | 0 | 0 | 0 | 0 | 0 | 0 | 0 | 0 | 0 | 0 | 0 | 0 | 0 | 0 | 0 | 0 | 0 | 0 | 0 | 0 | 0 | 0 | 0 | 0 | 0 | 0 | 0 | 0 | 0 | 0 | 0 | 0 | 0 | 0 | 0 | 0 | 0 | 0 | 0 | 0 | 0 | 0 | 0 | 0 | 0 | 0 | 0 | 0 | 0 | 0 | 0 | 0 | 0
PG&E Fresno Study Area | Kingsburg | 115 | #N/A | #N/A | 0 | 0 | 0 | 0 | 0 | 0 | 0 | 0 | 0 | 0 | 0 | 0 | 0 | 0 | 0 | 0 | 0 | 0 | 0 | 0 | 0 | 0 | 0 | 0 | 0 | 0 | 0 | 0 | 0 | 0 | 0 | 0 | 0 | 0 | 0 | 0 | 0 | 0 | 0 | 0 | 0 | 0 | 0 | 0 | 0 | 0 | 0 | 0 | 0 | 0 | 0 | 0 | 0 | 0 | 0 | 0
SCE North of Lugo (NOL) Study Area | Kramer | 230 | Kramer | 230 | 0 | 0 | 0 | 0 | 0 | 0 | 0 | 0 | 0 | 0 | 0 | 0 | 0 | 0 | 0 | 0 | 0 | 0 | 0 | 0 | 0 | 0 | 0 | 530 | 400 | 525 | 0 | 1 | 0 | 0 | 0 | 0 | 0 | 0 | 0 | 0 | 0 | 85 | 149.9957 | 175 | 0 | 1 | 0 | 0 | 0 | 0 | 0 | 0 | 0 | 0 | 0 | 615 | 549.9957 | 700 | 0 | 1
SCE North of Lugo (NOL) Study Area | Kramer | 115 | Kramer | 115 | 0 | 0 | 0 | 0 | 0 | 0 | 0 | 0 | 0 | 0 | 0 | 0 | 0 | 0 | 0 | 0 | 0 | 0 | 0 | 0 | 0 | 0 | 0 | 95 | 0 | 75 | 0 | 1 | 0 | 0 | 0 | 0 | 0 | 0 | 0 | 0 | 0 | 0 | 0 | 0 | 0 | 0 | 0 | 0 | 0 | 0 | 0 | 0 | 0 | 0 | 0 | 95 | 0 | 75 | 0 | 1
SCE Metro Study Area | La Cienega | 230 | La Cienega | 230 | 0 | 0 | 0 | 0 | 0 | 0 | 0 | 0 | 0 | 0 | 0 | 0 | 0 | 0 | 0 | 0 | 0 | 0 | 0 | 0 | 0 | 0 | 0 | 0 | 0 | 0 | 0 | 0 | 0 | 0 | 0 | 0 | 0 | 0 | 0 | 0 | 0 | 0 | 0 | 0 | 0 | 0 | 0 | 0 | 0 | 0 | 0 | 0 | 0 | 0 | 0 | 0 | 0 | 0 | 0 | 0
SCE Metro Study Area | La Fresa | 230 | La Fresa | 230 | 0 | 0 | 0 | 0 | 0 | 0 | 0 | 0 | 0 | 0 | 0 | 0 | 0 | 0 | 0 | 0 | 0 | 0 | 0 | 0 | 0 | 0 | 0 | 0 | 0 | 0 | 0 | 0 | 0 | 0 | 0 | 0 | 0 | 0 | 0 | 0 | 0 | 0 | 0 | 0 | 0 | 0 | 0 | 0 | 0 | 0 | 0 | 0 | 0 | 0 | 0 | 0 | 0 | 0 | 0 | 0
SCE Metro Study Area | Laguna Bell | 230 | Laguna Bell | 230 | 0 | 0 | 0 | 0 | 0 | 0 | 0 | 0 | 0 | 0 | 0 | 0 | 0 | 0 | 0 | 0 | 0 | 0 | 0 | 0 | 0 | 0 | 0 | 0 | 0 | 100 | 0 | 1 | 0 | 0 | 0 | 0 | 0 | 0 | 0 | 0 | 0 | 0 | 0 | 400 | 0 | 1 | 0 | 0 | 0 | 0 | 0 | 0 | 0 | 0 | 0 | 0 | 0 | 500 | 0 | 1
PG&E North of Greater Bay Study Area | Lakeville | 230 | Lakeville | 230 | 0 | 0.995 | 0 | 0 | 0 | 0 | 0 | 0 | 0 | 0 | 0 | 0 | 0 | 1 | 0 | 0 | 0 | 0 | 0 | 0 | 0 | 0 | 0 | 0 | 11.6 | 44.725 | 0 | 1 | 0 | 0.005 | 0 | 0 | 0 | 0 | 0 | 0 | 0 | 0 | 0 | 0 | 0 | 1 | 0 | 1 | 0 | 0 | 0 | 0 | 0 | 0 | 0 | 0 | 11.6 | 44.725 | 0 | 1
PG&E East Kern Study Area | Lamont | 115 | Lamont | 115 | 0 | 0 | 0 | 0 | 0 | 0 | 0 | 0 | 0 | 0 | 0 | 0 | 0 | 0 | 0 | 0 | 0 | 0 | 0 | 0 | 0 | 0 | 0 | 12 | 0 | 0 | 0 | 1 | 0 | 0 | 0 | 0 | 0 | 0 | 0 | 0 | 2 | 38 | 100 | 95 | 0 | 1 | 0 | 0 | 0 | 0 | 0 | 0 | 0 | 0 | 2 | 50 | 100 | 95 | 0 | 1
East of Pisgah Study Area | Lathrop | 138 | Lathrop | 138 | 0 | 0 | 0 | 0 | 0 | 0 | 0 | 0 | 0 | 0 | 0 | 0 | 0 | 0 | 0 | 0 | 0 | 0 | 0 | 0 | 0 | 0 | 0 | 0 | 0 | 0 | 0 | 0 | 0 | 0 | 0 | 0 | 0 | 0 | 0 | 0 | 0 | 150 | 350 | 200 | 0 | 1 | 0 | 0 | 0 | 0 | 0 | 0 | 0 | 0 | 0 | 150 | 350 | 200 | 0 | 1
PG&E Fresno Study Area | Le Grand | 115 | Le Grand | 115 | 0 | 0 | 0 | 0 | 0 | 0 | 0 | 0 | 0 | 0 | 0 | 0 | 0 | 0 | 0 | 0 | 0 | 0 | 0 | 0 | 0 | 0 | 0 | 0 | 0 | 0 | 0 | 0 | 0 | 0 | 0 | 0 | 0 | 0 | 0 | 0 | 3 | 60 | 59.11 | 0 | 0 | 1 | 0 | 0 | 0 | 0 | 0 | 0 | 0 | 0 | 3 | 60 | 59.11 | 0 | 0 | 1
SCE Eastern Study Area | Lee Lake (Proposed) | 500 | #N/A | #N/A | 0 | 0 | 0 | 0 | 0 | 0 | 0 | 0 | 0 | 0 | 0 | 0 | 0 | 0 | 0 | 0 | 0 | 0 | 0 | 0 | 0 | 0 | 0 | 0 | 0 | 0 | 0 | 0 | 0 | 0 | 0 | 0 | 0 | 0 | 0 | 0 | 0 | 0 | 0 | 0 | 0 | 0 | 0 | 0 | 0 | 0 | 0 | 0 | 0 | 0 | 0 | 0 | 0 | 0 | 0 | 0
PG&E Fresno Study Area | Leprino Jct | 115 | #N/A | #N/A | 0 | 0 | 0 | 0 | 0 | 0 | 0 | 0 | 0 | 0 | 0 | 0 | 0 | 0 | 0 | 0 | 0 | 0 | 0 | 0 | 0 | 0 | 0 | 0 | 0 | 0 | 0 | 0 | 0 | 0 | 0 | 0 | 0 | 0 | 0 | 0 | 0 | 0 | 0 | 0 | 0 | 0 | 0 | 0 | 0 | 0 | 0 | 0 | 0 | 0 | 0 | 0 | 0 | 0 | 0 | 0
PG&E East Kern Study Area | Lerdo | 115 | Lerdo | 115 | 0 | 0 | 0 | 0 | 0 | 0 | 0 | 0 | 0 | 0 | 0 | 0 | 0 | 0 | 0 | 0 | 0 | 0 | 0 | 0 | 0 | 0 | 0 | 0 | 0 | 0 | 0 | 0 | 0 | 0 | 0 | 0 | 0 | 0 | 0 | 0 | 0 | 0 | 0 | 0 | 0 | 0 | 0 | 0 | 0 | 0 | 0 | 0 | 0 | 0 | 0 | 0 | 0 | 0 | 0 | 0
SCE Metro Study Area | Lewis | 230 | Lewis | 230 | 0 | 0 | 0 | 0 | 0 | 0 | 0 | 0 | 0 | 0 | 0 | 0 | 0 | 0 | 0 | 0 | 0 | 0 | 0 | 0 | 0 | 0 | 0 | 0 | 0 | 0 | 0 | 0 | 0 | 0 | 0 | 0 | 0 | 0 | 0 | 0 | 0 | 0 | 0 | 0 | 0 | 0 | 0 | 0 | 0 | 0 | 0 | 0 | 0 | 0 | 0 | 0 | 0 | 0 | 0 | 0
SCE Metro Study Area | Lighthipe | 230 | Lighthipe | 230 | 0 | 0 | 0 | 0 | 0 | 0 | 0 | 0 | 0 | 0 | 0 | 0 | 0 | 0 | 0 | 0 | 0 | 0 | 0 | 0 | 0 | 0 | 0 | 0 | 0 | 175 | 0 | 1 | 0 | 0 | 0 | 0 | 0 | 0 | 0 | 0 | 0 | 0 | 0 | 0 | 0 | 0 | 0 | 0 | 0 | 0 | 0 | 0 | 0 | 0 | 0 | 0 | 0 | 175 | 0 | 1
PG&E North of Greater Bay Study Area | Lockeford | 115 | #N/A | #N/A | 0 | 0 | 0 | 0 | 0 | 0 | 0 | 0 | 0 | 0 | 0 | 0 | 0 | 0 | 0 | 0 | 0 | 0 | 0 | 0 | 0 | 0 | 0 | 0 | 0 | 0 | 0 | 0 | 0 | 0 | 0 | 0 | 0 | 0 | 0 | 0 | 0 | 0 | 0 | 0 | 0 | 0 | 0 | 0 | 0 | 0 | 0 | 0 | 0 | 0 | 0 | 0 | 0 | 0 | 0 | 0
PG&E North of Greater Bay Study Area | LoneTree | 230 | Lonetree | 230 | 0 | 0 | 0 | 0 | 0 | 0 | 0 | 0 | 0 | 0 | 0 | 0 | 0 | 0 | 0 | 0 | 0 | 0 | 0 | 0 | 0 | 0 | 1 | 0 | 0 | 0 | 0 | 1 | 0 | 0 | 0 | 0 | 0 | 0 | 0 | 0 | 0 | 0 | 0 | 0 | 0 | 0 | 0 | 0 | 0 | 0 | 0 | 0 | 0 | 0 | 1 | 0 | 0 | 0 | 0 | 1
SCE Metro Study Area | Long Beach | 230 | #N/A | #N/A | 0 | 0 | 0 | 0 | 0 | 0 | 0 | 0 | 0 | 0 | 0 | 0 | 0 | 0 | 0 | 0 | 0 | 0 | 0 | 0 | 0 | 0 | 0 | 0 | 0 | 0 | 0 | 0 | 0 | 0 | 0 | 0 | 0 | 0 | 0 | 0 | 0 | 0 | 0 | 0 | 0 | 0 | 0 | 0 | 0 | 0 | 0 | 0 | 0 | 0 | 0 | 0 | 0 | 0 | 0 | 0
PG&E Fresno Study Area | Los Banos | 230 | Los Banos | 230 | 0 | 0 | 0 | 0 | 0 | 0 | 0 | 0 | 0 | 0 | 0 | 0 | 0 | 0 | 0 | 0 | 76.35 | 0 | 0 | 0 | 0 | 0 | 0.75 | 0 | 0 | 0 | 0 | 1 | 0 | 0 | 73.65 | 0 | 0 | 0 | 0 | 0 | 0 | 300 | 200 | 100 | 0 | 1 | 0 | 0 | 150 | 0 | 0 | 0 | 0 | 0 | 0.75 | 300 | 200 | 100 | 0 | 1
PG&E S500 Study Area | Los Banos | 500 | Los Banos | 500 | 0 | 0 | 0 | 0 | 0 | 0 | 0 | 0 | 0 | 0 | 0 | 0 | 0 | 0 | 0 | 0 | 0 | 0 | 0 | 0 | 0 | 0 | 0 | 0 | 0 | 0 | 0 | 0 | 0 | 0 | 0 | 0 | 0 | 0 | 0 | 0 | 0 | 0 | 0 | 0 | 0 | 0 | 0 | 0 | 0 | 0 | 0 | 0 | 0 | 0 | 0 | 0 | 0 | 0 | 0 | 0
PG&E North of Greater Bay Study Area | Los Esteros | 115 | Los Esteros | 115 | 0 | 0 | 0 | 0 | 0 | 0 | 0 | 0 | 0 | 0 | 0 | 0 | 0 | 0 | 0 | 0 | 0 | 0 | 0 | 0 | 0 | 0 | 0 | 0 | 0 | 0 | 0 | 0 | 0 | 3 | 0 | 0 | 0 | 0 | 0 | 0 | 5 | 0 | 0 | 200 | 0 | 1 | 0 | 3 | 0 | 0 | 0 | 0 | 0 | 0 | 5 | 0 | 0 | 200 | 0 | 1
SCE North of Lugo (NOL) Study Area | Lugo | 500 | Lugo | 500 | 0 | 0 | 0 | 0 | 0 | 0 | 0 | 0 | 0 | 0 | 0 | 0 | 0 | 0 | 0 | 0 | 0 | 0 | 0 | 0 | 0 | 0 | 0 | 0 | 0 | 0 | 0 | 0 | 0 | 0 | 0 | 0 | 0 | 0 | 0 | 0 | 0 | 0 | 0 | 0 | 0 | 0 | 0 | 0 | 0 | 0 | 0 | 0 | 0 | 0 | 0 | 0 | 0 | 0 | 0 | 0
SCE North of Lugo (NOL) Study Area | Lugo | 230 | Lugo | 230 | 0 | 0 | 0 | 0 | 0 | 0 | 0 | 0 | 0 | 0 | 0 | 0 | 0 | 0 | 0 | 0 | 0 | 0 | 0 | 0 | 0 | 0 | 0 | 0 | 0 | 0 | 0 | 0 | 0 | 0 | 0 | 0 | 0 | 0 | 0 | 0 | 0 | 0 | 0 | 0 | 0 | 0 | 0 | 0 | 0 | 0 | 0 | 0 | 0 | 0 | 0 | 0 | 0 | 0 | 0 | 0
SCE Northern Area | Magunden | 230 | Magunden | 230 | 0 | 0 | 0 | 0 | 0 | 0 | 0 | 0 | 0 | 0 | 0 | 0 | 0 | 0 | 0 | 0 | 0 | 0 | 0 | 0 | 0 | 0 | 0 | 0 | 0 | 0 | 0 | 0 | 0 | 0 | 0 | 0 | 0 | 0 | 0 | 0 | 0 | 0 | 0 | 0 | 0 | 0 | 0 | 0 | 0 | 0 | 0 | 0 | 0 | 0 | 0 | 0 | 0 | 0 | 0 | 0
SCE Northern Area | Magunden | 115 | Magunden | 115 | 0 | 0 | 0 | 0 | 0 | 0 | 0 | 0 | 0 | 0 | 0 | 0 | 0 | 0 | 0 | 0 | 0 | 0 | 0 | 0 | 0 | 0 | 0 | 0 | 0 | 0 | 0 | 0 | 0 | 0 | 0 | 0 | 0 | 0 | 0 | 0 | 0 | 0 | 0 | 0 | 0 | 0 | 0 | 0 | 0 | 0 | 0 | 0 | 0 | 0 | 0 | 0 | 0 | 0 | 0 | 0
PG&E Fresno Study Area | Malaga | 115 | Sanger | 115 | 0 | 0 | 0 | 0 | 0 | 0 | 0 | 0 | 0 | 0 | 0 | 0 | 0 | 0 | 0 | 3.88 | 0 | 0 | 0 | 0 | 0 | 0 | 0 | 0 | 0 | 0 | 0 | 1 | 0 | 0 | 0 | 0 | 0 | 0 | 0 | 0 | 0 | 0 | 0 | 0 | 0 | 0 | 0 | 3.88 | 0 | 0 | 0 | 0 | 0 | 0 | 0 | 0 | 0 | 0 | 0 | 1
SCE Northern Area | Mandalay | 230 | Mandalay | 230 | 0 | 0 | 0 | 0 | 0 | 0 | 0 | 0 | 0 | 0 | 0 | 0 | 0 | 0 | 0 | 0 | 0 | 0 | 0 | 0 | 0 | 0 | 0 | 0 | 0 | 0 | 0 | 0 | 0 | 0 | 0 | 0 | 0 | 0 | 0 | 0 | 0 | 0 | 0 | 0 | 0 | 0 | 0 | 0 | 0 | 0 | 0 | 0 | 0 | 0 | 0 | 0 | 0 | 0 | 0 | 0
PG&E North of Greater Bay Study Area | Martin (San Francisco H) | 115 | Martin | 115 | 0 | 0 | 0 | 0 | 0 | 0 | 0 | 0 | 0 | 0 | 0 | 0 | 0 | 0 | 0 | 0 | 0 | 0 | 0 | 0 | 0 | 0 | 7.5 | 0 | 0 | 4.62 | 0 | 1 | 0 | 0 | 0 | 0 | 0 | 0 | 0 | 0 | 0.5 | 0 | 0 | 250 | 0 | 1 | 0 | 0 | 0 | 0 | 0 | 0 | 0 | 0 | 8 | 0 | 0 | 254.62 | 0 | 1
PG&E North of Greater Bay Study Area | Martinez | 115 | Martinez | 115 | 0 | 0 | 0 | 0 | 0 | 0 | 0 | 0 | 0 | 0 | 0 | 0 | 0 | 0 | 0 | 0 | 0 | 0 | 0 | 0 | 0 | 0 | 0 | 0 | 0 | 0 | 0 | 0 | 0 | 0 | 0 | 0 | 0 | 0 | 0 | 0 | 0 | 0 | 0 | 20 | 0 | 1 | 0 | 0 | 0 | 0 | 0 | 0 | 0 | 0 | 0 | 0 | 0 | 20 | 0 | 1
PG&E Fresno Study Area | McCall | 230 | McCall | 230 | 0 | 0 | 0 | 0 | 0 | 0 | 0 | 0 | 0 | 0 | 0 | 0 | 0 | 0 | 0 | 0 | 0 | 0 | 0 | 0 | 0 | 0 | 0 | 0 | 0 | 0 | 0 | 0 | 0 | 0 | 0 | 0 | 0 | 0 | 0 | 0 | 0 | 0 | 0 | 0 | 0 | 0 | 0 | 0 | 0 | 0 | 0 | 0 | 0 | 0 | 0 | 0 | 0 | 0 | 0 | 0
PG&E Fresno Study Area | McCall | 115 | McCall | 230 | 0 | 0 | 0 | 0 | 0 | 0 | 0 | 0 | 0 | 0 | 0 | 0 | 0 | 0 | 0 | 0 | 0 | 0 | 0 | 0 | 0 | 0 | 0 | 0 | 0 | 0 | 0 | 0 | 0 | 0 | 0 | 0 | 0 | 0 | 0 | 0 | 1.75 | 0 | 0 | 0 | 0 | 1 | 0 | 0 | 0 | 0 | 0 | 0 | 0 | 0 | 1.75 | 0 | 0 | 0 | 0 | 1
PG&E Fresno Study Area | Mc Mullin | 230 | Mc Mullin | 230 | 0 | 0 | 0 | 0 | 0 | 0 | 0 | 0 | 0 | 0 | 0 | 0 | 0 | 0 | 0 | 0 | 0 | 0 | 0 | 0 | 0 | 0 | 0 | 0 | 0 | 0 | 0 | 0 | 0 | 0 | 0 | 0 | 0 | 0 | 0 | 0 | 0 | 0 | 0 | 0 | 0 | 0 | 0 | 0 | 0 | 0 | 0 | 0 | 0 | 0 | 0 | 0 | 0 | 0 | 0 | 0
East of Pisgah Study Area | Mead | 230 | Mead | 230 | 0 | 0 | 300 | 0 | 0 | 0 | 0 | 0 | 0 | 0 | 0 | 0 | 0 | 1 | 0 | 0 | 0 | 0 | 0 | 0 | 0 | 0 | 0 | 0 | 0 | 0 | 0 | 0 | 0 | 0 | 0 | 0 | 0 | 0 | 0 | 0 | 0 | 0 | 0 | 0 | 0 | 0 | 0 | 0 | 300 | 0 | 0 | 0 | 0 | 0 | 0 | 0 | 0 | 0 | 0 | 1
PG&E North of Greater Bay Study Area | Mendocino | 115 | Mendocino | 115 | 0 | 0 | 0 | 0 | 0 | 0 | 0 | 0 | 0 | 0 | 0 | 0 | 0 | 0 | 0 | 0 | 0 | 0 | 0 | 0 | 0 | 0 | 0 | 0 | 0 | 0 | 0 | 0 | 0 | 1 | 0 | 0 | 0 | 0 | 0 | 0 | 0 | 0 | 0 | 0 | 0 | 1 | 0 | 1 | 0 | 0 | 0 | 0 | 0 | 0 | 0 | 0 | 0 | 0 | 0 | 1
PG&E Fresno Study Area | Mendota | 115 | Mendota | 115 | 0 | 0 | 0 | 0 | 0 | 0 | 0 | 0 | 0 | 0 | 0 | 0 | 0 | 0 | 0 | 0 | 0 | 0 | 0 | 0 | 0 | 0 | 0 | 0 | 0 | 0 | 0 | 0 | 0 | 0 | 0 | 0 | 0 | 0 | 0 | 0 | 0 | 0 | 0 | 0 | 0 | 0 | 0 | 0 | 0 | 0 | 0 | 0 | 0 | 0 | 0 | 0 | 0 | 0 | 0 | 1
PG&E Fresno Study Area | Merced | 115 | Merced | 115 | 0 | 0 | 0 | 0 | 0 | 0 | 0 | 0 | 0 | 0 | 0 | 0 | 0 | 0 | 0 | 0 | 0 | 0 | 0 | 0 | 0 | 0 | 3 | 0 | 0 | 0 | 0 | 1 | 0 | 0 | 0 | 0 | 0 | 0 | 0 | 0 | 3 | 0 | 0 | 0 | 0 | 1 | 0 | 0 | 0 | 0 | 0 | 0 | 0 | 0 | 6 | 0 | 0 | 0 | 0 | 1
PG&E East Kern Study Area | Mesa | 115 | Mesa | 115 | 0 | 0 | 0 | 0 | 0 | 0 | 0 | 0 | 0 | 0 | 0 | 0 | 0 | 0 | 0 | 0 | 0 | 0 | 0 | 0 | 0 | 0 | 0 | 0 | 0 | 0 | 0 | 0 | 0 | 0 | 0 | 0 | 0 | 0 | 0 | 0 | 0 | 0 | 0 | 50 | 0 | 1 | 0 | 0 | 0 | 0 | 0 | 0 | 0 | 0 | 0 | 0 | 0 | 50 | 0 | 1
PG&E East Kern Study Area | Mesa | 230 | Mesa | 230 | 0 | 0 | 0 | 0 | 0 | 0 | 0 | 0 | 0 | 0 | 0 | 0 | 0 | 0 | 0 | 0 | 0 | 0 | 0 | 0 | 0 | 0 | 0 | 0 | 0 | 99.7 | 0 | 1 | 0 | 0 | 0 | 0 | 0 | 0 | 0 | 0 | 0 | 0 | 0 | 0.001 | 0 | 1 | 0 | 0 | 0 | 0 | 0 | 0 | 0 | 0 | 0 | 0 | 0 | 99.701 | 0 | 1
SCE Northern Area | Mesa (SCE) | 230 | Mesa (SCE) | 230 | 0 | 0 | 0 | 0 | 0 | 0 | 0 | 0 | 0 | 0 | 0 | 0 | 0 | 0 | 0 | 0 | 0 | 0 | 0 | 0 | 0 | 0 | 0 | 0 | 0 | 0 | 0 | 0 | 0 | 0 | 0 | 0 | 0 | 0 | 0 | 0 | 0 | 0 | 0 | 0 | 0 | 0 | 0 | 0 | 0 | 0 | 0 | 0 | 0 | 0 | 0 | 0 | 0 | 0 | 0 | 0
PG&E North of Greater Bay Study Area | Metcalf | 230 | Metcalf | 230 | 0 | 0 | 0 | 0 | 0 | 0 | 0 | 0 | 0 | 0 | 0 | 0 | 0 | 0 | 0 | 0 | 0 | 0 | 0 | 0 | 0 | 0 | 0 | 0 | 0 | 75 | 0 | 1 | 0 | 2 | 0 | 0 | 0 | 0 | 0 | 0 | 4 | 0 | 0 | 231.66 | 0 | 1 | 0 | 2 | 0 | 0 | 0 | 0 | 0 | 0 | 4 | 0 | 0 | 306.66 | 0 | 1
PG&E East Kern Study Area | Midway | 230 | Midway | 230 | 0 | 0 | 0 | 0 | 0 | 0 | 0 | 0 | 0 | 0 | 0 | 0 | 0 | 0 | 0 | 0 | 0 | 0 | 0 | 0 | 0 | 0 | 0 | 0 | 100 | 92 | 0 | 1 | 0 | 0 | 0 | 0 | 0 | 0 | 0 | 0 | 0 | 50 | 100.0044 | 0 | 0 | 1 | 0 | 0 | 0 | 0 | 0 | 0 | 0 | 0 | 0 | 50 | 200.0044 | 92 | 0 | 1
PG&E East Kern Study Area | Midway | 500 | Midway | 500 | 0 | 0 | 0 | 0 | 0 | 0 | 0 | 0 | 0 | 0 | 0 | 0 | 0 | 0 | 0 | 0 | 0 | 0 | 0 | 0 | 0 | 0 | 0 | 0 | 0 | 0 | 0 | 0 | 0 | 0 | 0 | 0 | 0 | 0 | 0 | 0 | 0 | 50 | 750 | 650 | 0 | 1 | 0 | 0 | 0 | 0 | 0 | 0 | 0 | 0 | 0 | 50 | 750 | 650 | 0 | 1
PG&E East Kern Study Area | Midway | 115 | Midway | 115 | 0 | 0 | 0 | 0 | 0 | 0 | 0 | 0 | 0 | 0 | 0 | 0 | 0 | 0 | 0 | 0 | 0 | 0 | 0 | 0 | 0 | 0 | 0 | 0 | 0 | 0 | 0 | 0 | 0 | 0 | 0 | 0 | 0 | 0 | 0 | 0 | 0 | 200 | 0 | 0 | 0 | 1 | 0 | 0 | 0 | 0 | 0 | 0 | 0 | 0 | 0 | 200 | 0 | 0 | 0 | 1
SDG&E Study Area | Miguel | 500 | Miguel | 500 | 0 | 0 | 0 | 0 | 0 | 0 | 0 | 0 | 0 | 0 | 0 | 0 | 0 | 0 | 0 | 0 | 0 | 0 | 0 | 0 | 0 | 0 | 0 | 0 | 0 | 0 | 0 | 0 | 0 | 0 | 0 | 0 | 0 | 0 | 0 | 0 | 0 | 0 | 0 | 0 | 0 | 0 | 0 | 0 | 0 | 0 | 0 | 0 | 0 | 0 | 0 | 0 | 0 | 0 | 0 | 0
SDG&E Study Area | Miguel | 230 | Miguel | 230 | 0 | 0 | 0 | 0 | 0 | 0 | 0 | 0 | 0 | 0 | 0 | 0 | 0 | 0 | 0 | 0 | 0 | 0 | 0 | 0 | 0 | 0 | 0 | 0 | 0 | 10 | 0 | 1 | 0 | 0 | 0 | 0 | 0 | 0 | 0 | 0 | 0 | 0 | 0 | 0 | 0 | 0 | 0 | 0 | 0 | 0 | 0 | 0 | 0 | 0 | 0 | 0 | 0 | 10 | 0 | 1
SCE Metro Study Area | Mira Loma | 500 | Mira Loma | 500 | 0 | 0 | 0 | 0 | 0 | 0 | 0 | 0 | 0 | 0 | 0 | 0 | 0 | 0 | 0 | 0 | 0 | 0 | 0 | 0 | 0 | 0 | 0 | 0 | 0 | 0 | 0 | 0 | 0 | 0 | 0 | 0 | 0 | 0 | 0 | 0 | 0 | 0 | 0 | 0 | 0 | 0 | 0 | 0 | 0 | 0 | 0 | 0 | 0 | 0 | 0 | 0 | 0 | 0 | 0 | 0
SCE Metro Study Area | Mira Loma | 230 | Mira Loma | 230 | 0 | 0 | 0 | 0 | 0 | 0 | 0 | 0 | 0 | 0 | 0 | 0 | 0 | 0 | 0 | 0 | 0 | 0 | 0 | 0 | 0 | 0 | 0 | 0 | 0 | 85 | 0 | 1 | 0 | 0 | 0 | 0 | 0 | 0 | 0 | 0 | 0 | 0 | 0 | 215 | 0 | 1 | 0 | 0 | 0 | 0 | 0 | 0 | 0 | 0 | 0 | 0 | 0 | 300 | 0 | 1
SDG&E Study Area | Mission | 230 | Mission | 230 | 0 | 0 | 0 | 0 | 0 | 0 | 0 | 0 | 0 | 0 | 0 | 0 | 0 | 0 | 0 | 0 | 0 | 0 | 0 | 0 | 0 | 0 | 0 | 0 | 0 | 10 | 0 | 1 | 0 | 0 | 0 | 0 | 0 | 0 | 0 | 0 | 0 | 0 | 0 | 0 | 0 | 0 | 0 | 0 | 0 | 0 | 0 | 0 | 0 | 0 | 0 | 0 | 0 | 10 | 0 | 1
SDG&E Study Area | Mission | 138 | Mission | 230 | 0 | 0 | 0 | 0 | 0 | 0 | 0 | 0 | 0 | 0 | 0 | 0 | 0 | 0 | 0 | 0 | 0 | 0 | 0 | 0 | 0 | 0 | 0 | 0 | 0 | 50 | 0 | 1 | 0 | 0 | 0 | 0 | 0 | 0 | 0 | 0 | 0 | 0 | 0 | 0 | 0 | 0 | 0 | 0 | 0 | 0 | 0 | 0 | 0 | 0 | 0 | 0 | 0 | 50 | 0 | 1
East of Pisgah Study Area | Mohave | 500 | Mohave | 500 | 0 | 0 | 0 | 0 | 0 | 0 | 0 | 0 | 0 | 0 | 0 | 0 | 0 | 0 | 0 | 0 | 0 | 0 | 0 | 0 | 0 | 0 | 0 | 0 | 0 | 0 | 0 | 0 | 0 | 0 | 0 | 0 | 0 | 0 | 0 | 0 | 0 | 520 | 700 | 700 | 0 | 1 | 0 | 0 | 0 | 0 | 0 | 0 | 0 | 0 | 0 | 520 | 700 | 700 | 0 | 1
SCE Northern Area | Moorpark | 230 | Moorpark | 230 | 0 | 0 | 0 | 0 | 0 | 0 | 0 | 0 | 0 | 0 | 0 | 0 | 0 | 0 | 0 | 0 | 0 | 0 | 0 | 0 | 0 | 0 | 0 | 0 | 0 | 134.9 | 0 | 1 | 0 | 0 | 0 | 0 | 0 | 0 | 0 | 0 | 0 | 0 | 500 | 312.1 | 0 | 1 | 0 | 0 | 0 | 0 | 0 | 0 | 0 | 0 | 0 | 0 | 500 | 447 | 0 | 1
PG&E East Kern Study Area | Morro Bay | 230 | Morro Bay | 230 | 0 | 0 | 0 | 0 | 0 | 0 | 0 | 0 | 0 | 0 | 0 | 0 | 0 | 0 | 0 | 0 | 0 | 0 | 0 | 0 | 0 | 0 | 0 | 0 | 0 | 0 | 0 | 0 | 0 | 0 | 0 | 0 | 0 | 0 | 0 | 0 | 0 | 0 | 0 | 0 | 300 | 1 | 0 | 0 | 0 | 0 | 0 | 0 | 0 | 0 | 0 | 0 | 0 | 0 | 300 | 1
PG&E East Kern Study Area | Morro Bay (Proposed) | 500 | Morro Bay (Proposed) | 500 | 0 | 0 | 0 | 0 | 0 | 0 | 0 | 0 | 0 | 0 | 0 | 0 | 0 | 0 | 0 | 0 | 0 | 0 | 0 | 0 | 0 | 0 | 0 | 0 | 0 | 0 | 0 | 0 | 0 | 0 | 0 | 0 | 0 | 0 | 0 | 0 | 0 | 0 | 0 | 0 | 0 | 0 | 0 | 0 | 0 | 0 | 0 | 0 | 0 | 0 | 0 | 0 | 0 | 0 | 0 | 0
PG&E Fresno Study Area | Moss Landing | 500 | Moss Landing | 500 | 0 | 0 | 0 | 0 | 0 | 0 | 0 | 0 | 0 | 0 | 0 | 0 | 0 | 0 | 0 | 0 | 0 | 0 | 0 | 0 | 0 | 0 | 0 | 0 | 0 | 350 | 0 | 1 | 0 | 0 | 0 | 0 | 0 | 0 | 0 | 0 | 0 | 0 | 0 | 0 | 0 | 0 | 0 | 0 | 0 | 0 | 0 | 0 | 0 | 0 | 0 | 0 | 0 | 350 | 0 | 1
PG&E Fresno Study Area | Moss Landing | 115 | Moss Landing | 115 | 0 | 0 | 0 | 0 | 0 | 0 | 0 | 0 | 0 | 0 | 0 | 182.5 | 0 | 1 | 0 | 0 | 0 | 0 | 0 | 0 | 0 | 0 | 0 | 0 | 0 | 10 | 0 | 1 | 0 | 0 | 0 | 0 | 0 | 0 | 0 | 0 | 0 | 0 | 0 | 0 | 0 | 0 | 0 | 0 | 0 | 0 | 0 | 0 | 0 | 0 | 0 | 0 | 0 | 192.5 | 0 | 1
PG&E East Kern Study Area | Mustang | 230 | Mustang | 230 | 0 | 0 | 0 | 0 | 0 | 0 | 0 | 0 | 0 | 0 | 87 | 130.2 | 0 | 1 | 0 | 0 | 0 | 0 | 0 | 0 | 0 | 0 | 0 | 0 | 0 | 169.8 | 0 | 1 | 0 | 0 | 0 | 0 | 0 | 0 | 0 | 0 | 0 | 100.5 | 200 | 0 | 0 | 1 | 0 | 0 | 0 | 0 | 0 | 0 | 0 | 0 | 0 | 100.5 | 287 | 300 | 0 | 1
PG&E Fresno Study Area | Newhall | 115 | Newhall | 115 | 0 | 0 | 0 | 0 | 0 | 0 | 0 | 0 | 0 | 0 | 0 | 0 | 0 | 0 | 0 | 0 | 0 | 0 | 0 | 0 | 0 | 0 | 0 | 0 | 0 | 0 | 0 | 0 | 0 | 0 | 0 | 0 | 0 | 0 | 0 | 0 | 0 | 0 | 0 | 0 | 0 | 0 | 0 | 0 | 0 | 0 | 0 | 0 | 0 | 0 | 0 | 0 | 0 | 0 | 0 | 0
PG&E East Kern Study Area | Norco | 115 | Norco | 115 | 0 | 0 | 0 | 0 | 0 | 0 | 0 | 0 | 0 | 0 | 0 | 0 | 0 | 0 | 0 | 0 | 0 | 0 | 0 | 0 | 0 | 0 | 0 | 0 | 0 | 0 | 0 | 0 | 0 | 0 | 0 | 0 | 0 | 0 | 0 | 0 | 0 | 0 | 0 | 0 | 0 | 0 | 0 | 0 | 0 | 0 | 0 | 0 | 0 | 0 | 0 | 0 | 0 | 0 | 0 | 0
SDG&E Study Area | North Gila | 500 | North Gila | 500 | 0 | 0 | 0 | 0 | 0 | 0 | 0 | 0 | 0 | 0 | 0 | 0 | 0 | 0 | 0 | 0 | 0 | 0 | 0 | 0 | 0 | 0 | 0 | 0 | 0 | 0 | 0 | 0 | 0 | 0 | 0 | 0 | 0 | 0 | 0 | 0 | 0 | 0 | 0 | 0 | 0 | 0 | 0 | 0 | 0 | 0 | 0 | 0 | 0 | 0 | 0 | 0 | 0 | 0 | 0 | 0
SDG&E Study Area | Ocotillo | 500 | #N/A | #N/A | 0 | 0 | 0 | 0 | 0 | 0 | 0 | 0 | 0 | 0 | 0 | 0 | 0 | 0 | 0 | 0 | 0 | 0 | 0 | 0 | 0 | 0 | 0 | 0 | 0 | 0 | 0 | 0 | 0 | 0 | 0 | 0 | 0 | 0 | 0 | 0 | 0 | 0 | 0 | 0 | 0 | 0 | 0 | 0 | 0 | 0 | 0 | 0 | 0 | 0 | 0 | 0 | 0 | 0 | 0 | 0
SDG&E Study Area | Old Town | 230 | Old Town | 230 | 0 | 0 | 0 | 0 | 0 | 0 | 0 | 0 | 0 | 0 | 0 | 0 | 0 | 0 | 0 | 0 | 0 | 0 | 0 | 0 | 0 | 0 | 0 | 0 | 0 | 0 | 0 | 0 | 0 | 0 | 0 | 0 | 0 | 0 | 0 | 0 | 0 | 0 | 0 | 0 | 0 | 0 | 0 | 0 | 0 | 0 | 0 | 0 | 0 | 0 | 0 | 0 | 0 | 0 | 0 | 0
SCE Metro Study Area | Olinda | 230 | Olinda | 230 | 0 | 0 | 0 | 0 | 0 | 0 | 0 | 0 | 0 | 0 | 0 | 0 | 0 | 0 | 0 | 0 | 0 | 0 | 0 | 0 | 0 | 0 | 0 | 0 | 0 | 0 | 0 | 0 | 0 | 0 | 0 | 0 | 0 | 0 | 0 | 0 | 0 | 0 | 0 | 0 | 0 | 0 | 0 | 0 | 0 | 0 | 0 | 0 | 0 | 0 | 0 | 0 | 0 | 0 | 0 | 0
PG&E East Kern Study Area | Olive | 115 | Olive | 115 | 0 | 0 | 0 | 0 | 0 | 0 | 0 | 0 | 0 | 0 | 0 | 0 | 0 | 0 | 0 | 0 | 0 | 0 | 0 | 0 | 0 | 0 | 0 | 40 | 0 | 20 | 0 | 1 | 0 | 0 | 0 | 0 | 0 | 0 | 0 | 0 | 0 | 0 | 0 | 0 | 0 | 0 | 0 | 0 | 0 | 0 | 0 | 0 | 0 | 0 | 0 | 40 | 0 | 20 | 0 | 1
PG&E North of Greater Bay Study Area | Olivehurst | 115 | Olivehurst | 115 | 0 | 0 | 0 | 0 | 0 | 0 | 0 | 0 | 0 | 0 | 0 | 0 | 0 | 0 | 0 | 0 | 0 | 0 | 0 | 0 | 0 | 0 | 0 | 0 | 0 | 0 | 0 | 0 | 0 | 0 | 0 | 0 | 0 | 0 | 0 | 0 | 0 | 0 | 0 | 0 | 0 | 0 | 0 | 0 | 0 | 0 | 0 | 0 | 0 | 0 | 0 | 0 | 0 | 0 | 0 | 0
PG&E Fresno Study Area | Oro Loma | 115 | #N/A | #N/A | 0 | 0 | 0 | 0 | 0 | 0 | 0 | 0 | 0 | 0 | 0 | 0 | 0 | 0 | 0 | 0 | 0 | 0 | 0 | 0 | 0 | 0 | 0 | 0 | 0 | 0 | 0 | 0 | 0 | 0 | 0 | 0 | 0 | 0 | 0 | 0 | 0 | 0 | 0 | 0 | 0 | 0 | 0 | 0 | 0 | 0 | 0 | 0 | 0 | 0 | 0 | 0 | 0 | 0 | 0 | 0
SDG&E Study Area | Otay Mesa | 230 | Otay Mesa | 230 | 0 | 0 | 0 | 0 | 0 | 0 | 0 | 0 | 0 | 0 | 0 | 175 | 0 | 1 | 0 | 0 | 0 | 0 | 0 | 0 | 0 | 0 | 0 | 0 | 0 | 75 | 0 | 1 | 0 | 0 | 0 | 0 | 0 | 0 | 0 | 0 | 0 | 0 | 0 | 0 | 0 | 0 | 0 | 0 | 0 | 0 | 0 | 0 | 0 | 0 | 0 | 0 | 0 | 250 | 0 | 1
SCE Metro Study Area | Pauda | 230 | Padua | 230 | 0 | 0 | 0 | 0 | 0 | 0 | 0 | 0 | 0 | 0 | 0 | 0 | 0 | 0 | 0 | 0 | 0 | 0 | 0 | 0 | 0 | 0 | 0 | 0 | 0 | 123.68 | 0 | 1 | 0 | 0 | 0 | 0 | 0 | 0 | 0 | 0 | 0 | 0 | 0 | 0 | 0 | 0 | 0 | 0 | 0 | 0 | 0 | 0 | 0 | 0 | 0 | 0 | 0 | 123.68 | 0 | 1
East of Pisgah Study Area | Pahrump | 230 | Pahrump | 230 | 0 | 0 | 0 | 0 | 0 | 0 | 0 | 0 | 0 | 0 | 0 | 0 | 0 | 0 | 0 | 0 | 0 | 0 | 0 | 0 | 0 | 0 | 0 | 0 | 0 | 0 | 0 | 0 | 0 | 0 | 0 | 0 | 0 | 0 | 0 | 0 | 0 | 0 | 0 | 0 | 0 | 0 | 0 | 0 | 0 | 0 | 0 | 0 | 0 | 0 | 0 | 0 | 0 | 0 | 0 | 0
East of Pisgah Study Area | Pahrump | 138 | Pahrump | 138 | 0 | 0 | 0 | 0 | 0 | 0 | 0 | 0 | 0 | 0 | 0 | 0 | 0 | 0 | 0 | 0 | 0 | 0 | 0 | 0 | 0 | 0 | 0 | 0 | 0 | 0 | 0 | 0 | 0 | 0 | 0 | 0 | 0 | 0 | 0 | 0 | 0 | 0 | 0 | 0 | 0 | 0 | 0 | 0 | 0 | 0 | 0 | 0 | 0 | 0 | 0 | 0 | 0 | 0 | 0 | 0
PG&E North of Greater Bay Study Area | Palermo | 230 | Palermo | 230 | 0 | 0 | 0 | 0 | 0 | 0 | 0 | 0 | 0 | 0 | 0 | 0 | 0 | 0 | 0 | 0 | 0 | 0 | 0 | 0 | 0 | 0 | 0 | 0 | 0 | 0 | 0 | 0 | 0 | 9.92 | 0 | 0 | 0 | 0 | 0 | 0 | 0 | 0 | 0 | 0 | 0 | 1 | 0 | 9.92 | 0 | 0 | 0 | 0 | 0 | 0 | 0 | 0 | 0 | 0 | 0 | 1
SCE Eastern Study Area | Palo Verde | 500 | Palo Verde | 500 | 0 | 0 | 0 | 0 | 0 | 0 | 0 | 0 | 0 | 0 | 0 | 0 | 0 | 0 | 0 | 0 | 0 | 0 | 0 | 0 | 0 | 0 | 0 | 0 | 0 | 0 | 0 | 0 | 0 | 0 | 0 | 0 | 2328 | 0 | 0 | 0 | 0 | 0 | 0 | 0 | 0 | 1 | 0 | 0 | 0 | 0 | 2328 | 0 | 0 | 0 | 0 | 0 | 0 | 0 | 0 | 1
SDG&E Study Area | Palomar | 230 | #N/A | #N/A | 0 | 0 | 0 | 0 | 0 | 0 | 0 | 0 | 0 | 0 | 0 | 0 | 0 | 0 | 0 | 0 | 0 | 0 | 0 | 0 | 0 | 0 | 0 | 0 | 0 | 0 | 0 | 0 | 0 | 0 | 0 | 0 | 0 | 0 | 0 | 0 | 0 | 0 | 0 | 0 | 0 | 0 | 0 | 0 | 0 | 0 | 0 | 0 | 0 | 0 | 0 | 0 | 0 | 0 | 0 | 0
PG&E Fresno Study Area | Panoche | 115 | Panoche | 115 | 0 | 0 | 0 | 0 | 0 | 0 | 0 | 0 | 0 | 0 | 0 | 0 | 0 | 0 | 0 | 0 | 0 | 0 | 0 | 0 | 0 | 0 | 0 | 0 | 0 | 0 | 0 | 0 | 0 | 0 | 0 | 0 | 0 | 0 | 0 | 0 | 0 | 0 | 0 | 0 | 0 | 0 | 0 | 0 | 0 | 0 | 0 | 0 | 0 | 0 | 0 | 0 | 0 | 0 | 0 | 0
PG&E Fresno Study Area | Panoche | 230 | Panoche | 230 | 0 | 0 | 0 | 0 | 0 | 0 | 0 | 0 | 0 | 0 | 0 | 0 | 0 | 0 | 0 | 0 | 0 | 0 | 0 | 0 | 0 | 0 | 0 | 0 | 0 | 0 | 0 | 0 | 0 | 0 | 0 | 0 | 0 | 0 | 0 | 0 | 0 | 50 | 317 | 170 | 0 | 1 | 0 | 0 | 0 | 0 | 0 | 0 | 0 | 0 | 0 | 50 | 317 | 170 | 0 | 1
SCE Northern Area | Pardee | 230 | Pardee | 230 | 0 | 0 | 0 | 0 | 0 | 0 | 0 | 0 | 0 | 0 | 0 | 0 | 0 | 0 | 0 | 0 | 0 | 0 | 0 | 0 | 0 | 0 | 0 | 0 | 0 | 95 | 0 | 1 | 0 | 0 | 0 | 0 | 0 | 0 | 0 | 0 | 0 | 0 | 0 | 0 | 0 | 0 | 0 | 0 | 0 | 0 | 0 | 0 | 0 | 0 | 0 | 0 | 0 | 95 | 0 | 1
SCE Northern Area | Pastoria | 230 | Pastoria | 230 | 0 | 0 | 0 | 0 | 0 | 0 | 0 | 0 | 0 | 0 | 0 | 0 | 0 | 0 | 0 | 0 | 0 | 0 | 0 | 0 | 0 | 0 | 0 | 0 | 0 | 0 | 0 | 0 | 0 | 0 | 0 | 0 | 0 | 0 | 0 | 0 | 0 | 40 | 66.875 | 60 | 0 | 1 | 0 | 0 | 0 | 0 | 0 | 0 | 0 | 0 | 0 | 40 | 66.875 | 60 | 0 | 1
PG&E North of Greater Bay Study Area | Peabody | 230 | Peabody | 230 | 0 | 0 | 0 | 0 | 0 | 0 | 0 | 0 | 0 | 0 | 0 | 0 | 0 | 0 | 0 | 0 | 0 | 0 | 0 | 0 | 0 | 0 | 0 | 0 | 0 | 0 | 0 | 0 | 0 | 0 | 0 | 0 | 0 | 0 | 0 | 0 | 0 | 0 | 0 | 0 | 0 | 0 | 0 | 0 | 0 | 0 | 0 | 0 | 0 | 0 | 0 | 0 | 0 | 0 | 0 | 0
PG&E North of Greater Bay Study Area | Pease | 115 | Pease | 115 | 0 | 0 | 0 | 0 | 0 | 0 | 0 | 0 | 0 | 0 | 0 | 5 | 0 | 1 | 0 | 0 | 0 | 0 | 0 | 0 | 0 | 0 | 0 | 0 | 0 | 0 | 0 | 0 | 0 | 2.85 | 0 | 0 | 0 | 0 | 0 | 0 | 0 | 0 | 0 | 0 | 0 | 1 | 0 | 2.85 | 0 | 0 | 0 | 0 | 0 | 0 | 0 | 0 | 0 | 5 | 0 | 1
SDG&E Study Area | Penasquitos | 230 | Penasquitos | 230 | 0 | 0 | 0 | 0 | 0 | 0 | 0 | 0 | 0 | 0 | 0 | 0 | 0 | 0 | 0 | 0 | 0 | 0 | 0 | 0 | 0 | 0 | 0 | 0 | 0 | 0 | 0 | 0 | 0 | 0 | 0 | 0 | 0 | 0 | 0 | 0 | 0 | 0 | 0 | 0 | 0 | 0 | 0 | 0 | 0 | 0 | 0 | 0 | 0 | 0 | 0 | 0 | 0 | 0 | 0 | 0
SDG&E Study Area | Penasquitos | 138 | Penasquitos | 230 | 0 | 0 | 0 | 0 | 0 | 0 | 0 | 0 | 0 | 0 | 0 | 0 | 0 | 0 | 0 | 0 | 0 | 0 | 0 | 0 | 0 | 0 | 0 | 0 | 0 | 0 | 0 | 0 | 0 | 0 | 0 | 0 | 0 | 0 | 0 | 0 | 0 | 0 | 0 | 0 | 0 | 0 | 0 | 0 | 0 | 0 | 0 | 0 | 0 | 0 | 0 | 0 | 0 | 0 | 0 | 1
PG&E North of Greater Bay Study Area | Peoria | 115 | Peoria | 115 | 0 | 0 | 0 | 0 | 0 | 0 | 0 | 0 | 0 | 0 | 0 | 0 | 0 | 0 | 0 | 0 | 0 | 0 | 0 | 0 | 0 | 0 | 0 | 0 | 0 | 0 | 0 | 0 | 0 | 0 | 0 | 0 | 0 | 0 | 0 | 0 | 0 | 0 | 0 | 0 | 0 | 0 | 0 | 0 | 0 | 0 | 0 | 0 | 0 | 0 | 0 | 0 | 0 | 0 | 0 | 0
SCE North of Lugo (NOL) Study Area | Pisgah | 230 | Pisgah | 230 | 0 | 0 | 0 | 0 | 0 | 0 | 0 | 0 | 0 | 0 | 0 | 0 | 0 | 0 | 0 | 0 | 0 | 0 | 0 | 0 | 0 | 0 | 0 | 0 | 0 | 0 | 0 | 0 | 0 | 0 | 0 | 0 | 0 | 0 | 0 | 0 | 0 | 100 | 200 | 125 | 0 | 1 | 0 | 0 | 0 | 0 | 0 | 0 | 0 | 0 | 0 | 100 | 200 | 125 | 0 | 1
PG&E North of Greater Bay Study Area | Pit 1 | 230 | Pit 1 | 230 | 0 | 0 | 0 | 0 | 0 | 0 | 0 | 0 | 0 | 0 | 0 | 0 | 0 | 0 | 0 | 0 | 0 | 0 | 0 | 0 | 0 | 0 | 0 | 0 | 0 | 0 | 0 | 0 | 0 | 7 | 0 | 0 | 0 | 0 | 0 | 0 | 0 | 0 | 0 | 0 | 0 | 1 | 0 | 7 | 0 | 0 | 0 | 0 | 0 | 0 | 0 | 0 | 0 | 0 | 0 | 1
PG&E North of Greater Bay Study Area | Pittsburg | 230 | Pittsburg | 230 | 0 | 0 | 0 | 0 | 0 | 0 | 0 | 0 | 0 | 0 | 0 | 200 | 0 | 1 | 0 | 0 | 0 | 0 | 0 | 0 | 0 | 0 | 0 | 0 | 0 | 0 | 0 | 0 | 0 | 0 | 0 | 0 | 0 | 0 | 0 | 0 | 0 | 0 | 0 | 0 | 0 | 0 | 0 | 0 | 0 | 0 | 0 | 0 | 0 | 0 | 0 | 0 | 0 | 200 | 0 | 1
PG&E North of Greater Bay Study Area | Pittsburg PP | 230 | #N/A | #N/A | 0 | 0 | 0 | 0 | 0 | 0 | 0 | 0 | 0 | 0 | 0 | 0 | 0 | 0 | 0 | 0 | 0 | 0 | 0 | 0 | 0 | 0 | 0 | 0 | 0 | 0 | 0 | 0 | 0 | 0 | 0 | 0 | 0 | 0 | 0 | 0 | 0 | 0 | 0 | 0 | 0 | 0 | 0 | 0 | 0 | 0 | 0 | 0 | 0 | 0 | 0 | 0 | 0 | 0 | 0 | 0
PG&E North of Greater Bay Study Area | Placerville | 115 | Placerville | 115 | 0 | 0 | 0 | 0 | 0 | 0 | 0 | 0 | 0 | 0 | 0 | 0 | 0 | 0 | 0 | 0 | 0 | 0 | 0 | 0 | 0 | 0 | 0 | 0 | 0 | 0 | 0 | 0 | 0 | 3 | 0 | 0 | 0 | 0 | 0 | 0 | 0 | 0 | 0 | 0 | 0 | 1 | 0 | 3 | 0 | 0 | 0 | 0 | 0 | 0 | 0 | 0 | 0 | 0 | 0 | 1
PG&E North of Greater Bay Study Area | Pleasant Grove | 115 | Pleasant Grove | 115 | 0 | 0 | 0 | 0 | 0 | 0 | 0 | 0 | 0 | 0 | 0 | 0 | 0 | 0 | 0 | 0 | 0 | 0 | 0 | 0 | 0 | 0 | 0 | 0 | 0 | 0 | 0 | 0 | 0 | 0 | 0 | 0 | 0 | 0 | 0 | 0 | 0 | 0 | 0 | 0 | 0 | 0 | 0 | 0 | 0 | 0 | 0 | 0 | 0 | 0 | 0 | 0 | 0 | 0 | 0 | 0
PG&E East Kern Study Area | Poso Mountain | 115 | Poso Mountain | 115 | 0 | 0 | 0 | 0 | 0 | 0 | 0 | 0 | 0 | 0 | 0 | 0 | 0 | 0 | 0 | 0 | 0 | 0 | 0 | 0 | 0 | 0 | 0 | 0 | 0 | 0 | 0 | 0 | 0 | 0 | 0 | 0 | 0 | 0 | 0 | 0 | 0 | 0 | 0 | 0 | 0 | 0 | 0 | 0 | 0 | 0 | 0 | 0 | 0 | 0 | 0 | 0 | 0 | 0 | 0 | 0
East of Pisgah Study Area | Primm | 230 | Primm | 230 | 0 | 0 | 0 | 0 | 0 | 0 | 0 | 0 | 0 | 0 | 0 | 0 | 0 | 0 | 0 | 0 | 0 | 0 | 0 | 0 | 0 | 0 | 0 | 0 | 0 | 0 | 0 | 0 | 0 | 0 | 0 | 0 | 0 | 0 | 0 | 0 | 0 | 0 | 0 | 0 | 0 | 0 | 0 | 0 | 0 | 0 | 0 | 0 | 0 | 0 | 0 | 0 | 0 | 0 | 0 | 0
PG&E Fresno Study Area | Pumpjack | 115 | #N/A | #N/A | 0 | 0 | 0 | 0 | 0 | 0 | 0 | 0 | 0 | 0 | 0 | 0 | 0 | 0 | 0 | 0 | 0 | 0 | 0 | 0 | 0 | 0 | 0 | 0 | 0 | 0 | 0 | 0 | 0 | 0 | 0 | 0 | 0 | 0 | 0 | 0 | 0 | 0 | 0 | 0 | 0 | 0 | 0 | 0 | 0 | 0 | 0 | 0 | 0 | 0 | 0 | 0 | 0 | 0 | 0 | 0
PG&E North of Greater Bay Study Area | Putah Creek | 115 | Putah Creek | 115 | 0 | 0 | 0 | 0 | 0 | 0 | 0 | 0 | 0 | 0 | 3 | 3 | 0 | 1 | 0 | 0 | 0 | 0 | 0 | 0 | 0 | 0 | 0 | 0 | 0 | 0 | 0 | 0 | 0 | 0 | 0 | 0 | 0 | 0 | 0 | 0 | 0 | 0 | 0 | 0 | 0 | 0 | 0 | 0 | 0 | 0 | 0 | 0 | 0 | 0 | 0 | 0 | 3 | 3 | 0 | 1
PG&E North of Greater Bay Study Area | Quinto | 230 | Quinto | 230 | 0 | 0 | 0 | 0 | 0 | 0 | 0 | 0 | 0 | 0 | 0 | 0 | 0 | 0 | 0 | 0 | 0 | 0 | 0 | 0 | 0 | 0 | 0 | 0 | 0 | 0 | 0 | 0 | 0 | 0 | 0 | 0 | 0 | 0 | 0 | 0 | 0 | 0 | 0 | 0 | 0 | 0 | 0 | 0 | 0 | 0 | 0 | 0 | 0 | 0 | 0 | 0 | 0 | 0 | 0 | 0
SCE Metro Study Area | Rancho Vista | 500 | Rancho Vista | 500 | 0 | 0 | 0 | 0 | 0 | 0 | 0 | 0 | 0 | 0 | 0 | 0 | 0 | 0 | 0 | 0 | 0 | 0 | 0 | 0 | 0 | 0 | 0 | 0 | 0 | 0 | 0 | 0 | 0 | 0 | 0 | 0 | 0 | 0 | 0 | 0 | 0 | 0 | 0 | 0 | 0 | 0 | 0 | 0 | 0 | 0 | 0 | 0 | 0 | 0 | 0 | 0 | 0 | 0 | 0 | 0
SCE Metro Study Area | Rancho Vista | 230 | Rancho Vista | 230 | 0 | 0 | 0 | 0 | 0 | 0 | 0 | 0 | 0 | 0 | 0 | 0 | 0 | 0 | 0 | 0 | 0 | 0 | 0 | 0 | 0 | 0 | 0 | 0 | 0 | 0 | 0 | 0 | 0 | 0 | 0 | 0 | 0 | 0 | 0 | 0 | 0 | 0 | 0 | 0 | 0 | 0 | 0 | 0 | 0 | 0 | 0 | 0 | 0 | 0 | 0 | 0 | 0 | 0 | 0 | 0
SCE North of Lugo (NOL) Study Area | Ransburg | 115 | Ransburg | 115 | 0 | 0 | 0 | 0 | 0 | 0 | 0 | 0 | 0 | 0 | 0 | 0 | 0 | 0 | 0 | 0 | 0 | 0 | 0 | 0 | 0 | 0 | 0 | 0 | 0 | 0 | 0 | 0 | 0 | 0 | 0 | 0 | 0 | 0 | 0 | 0 | 0 | 0 | 0 | 0 | 0 | 0 | 0 | 0 | 0 | 0 | 0 | 0 | 0 | 0 | 0 | 0 | 0 | 0 | 0 | 0
SCE Northern Area | Rector | 230 | Rector | 230 | 0 | 0 | 0 | 0 | 0 | 0 | 0 | 0 | 0 | 0 | 0 | 0 | 0 | 0 | 0 | 0 | 0 | 0 | 0 | 0 | 0 | 0 | 3 | 0 | 0 | 0 | 0 | 1 | 0 | 0 | 0 | 0 | 0 | 0 | 0 | 0 | 0 | 77 | 123 | 0 | 0 | 1 | 0 | 0 | 0 | 0 | 0 | 0 | 0 | 0 | 3 | 77 | 123 | 0 | 0 | 1
SCE Eastern Study Area | Red Bluff | 500 | Red Bluff | 500 | 0 | 0 | 0 | 0 | 0 | 0 | 0 | 0 | 0 | 0 | 0 | 0 | 0 | 0 | 0 | 0 | 0 | 0 | 0 | 0 | 0 | 0 | 0 | 0 | 500 | 500 | 0 | 1 | 0 | 0 | 0 | 0 | 0 | 0 | 0 | 0 | 0 | 0 | 400 | 0 | 700 | 1 | 0 | 0 | 0 | 0 | 0 | 0 | 0 | 0 | 0 | 0 | 900 | 500 | 700 | 1
SCE Eastern Study Area | Red Bluff | 230 | Red Bluff | 230 | 0 | 0 | 0 | 0 | 0 | 0 | 0 | 0 | 0 | 0 | 250 | 280 | 0 | 1 | 0 | 0 | 0 | 0 | 0 | 0 | 0 | 0 | 0 | 0 | 463 | 866 | 0 | 1 | 0 | 0 | 0 | 0 | 0 | 0 | 0 | 0 | 0 | 118 | 491 | 64.0036 | 0 | 1 | 0 | 0 | 0 | 0 | 0 | 0 | 0 | 0 | 0 | 118 | 1204 | 1210.0036 | 0 | 1
SCE Metro Study Area | Redondo | 230 | Redondo | 230 | 0 | 0 | 0 | 0 | 0 | 0 | 0 | 0 | 0 | 0 | 0 | 0 | 0 | 0 | 0 | 0 | 0 | 0 | 0 | 0 | 0 | 0 | 0 | 0 | 0 | 0 | 0 | 0 | 0 | 0 | 0 | 0 | 0 | 0 | 0 | 0 | 0 | 0 | 0 | 0 | 0 | 0 | 0 | 0 | 0 | 0 | 0 | 0 | 0 | 0 | 0 | 0 | 0 | 0 | 0 | 0
PG&E Fresno Study Area | Reedley | 115 | #N/A | #N/A | 0 | 0 | 0 | 0 | 0 | 0 | 0 | 0 | 0 | 0 | 0 | 0 | 0 | 0 | 0 | 0 | 0 | 0 | 0 | 0 | 0 | 0 | 0 | 0 | 0 | 0 | 0 | 0 | 0 | 0 | 0 | 0 | 0 | 0 | 0 | 0 | 0 | 0 | 0 | 0 | 0 | 0 | 0 | 0 | 0 | 0 | 0 | 0 | 0 | 0 | 0 | 0 | 0 | 0 | 0 | 0
PG&E Fresno Study Area | Regulus | 115 | #N/A | #N/A | 0 | 0 | 0 | 0 | 0 | 0 | 0 | 0 | 0 | 0 | 0 | 0 | 0 | 0 | 0 | 0 | 0 | 0 | 0 | 0 | 0 | 0 | 0 | 0 | 0 | 0 | 0 | 0 | 0 | 0 | 0 | 0 | 0 | 0 | 0 | 0 | 0 | 0 | 0 | 0 | 0 | 0 | 0 | 0 | 0 | 0 | 0 | 0 | 0 | 0 | 0 | 0 | 0 | 0 | 0 | 0
PG&E East Kern Study Area | Renfro | 115 | Renfro | 115 | 0 | 0 | 0 | 0 | 0 | 0 | 0 | 0 | 0 | 0 | 0 | 0 | 0 | 0 | 0 | 0 | 0 | 0 | 0 | 0 | 0 | 0 | 0 | 0 | 0 | 0 | 0 | 0 | 0 | 0 | 0 | 0 | 0 | 0 | 0 | 0 | 0 | 0 | 0 | 0 | 0 | 0 | 0 | 0 | 0 | 0 | 0 | 0 | 0 | 0 | 0 | 0 | 0 | 0 | 0 | 0
East of Pisgah Study Area | Rest of VEA 138 kV System | 138 | #N/A | #N/A | 0 | 0 | 0 | 0 | 0 | 0 | 0 | 0 | 0 | 0 | 0 | 0 | 0 | 0 | 0 | 0 | 0 | 0 | 0 | 0 | 0 | 0 | 0 | 0 | 0 | 0 | 0 | 0 | 0 | 0 | 0 | 0 | 0 | 0 | 0 | 0 | 0 | 0 | 0 | 0 | 0 | 0 | 0 | 0 | 0 | 0 | 0 | 0 | 0 | 0 | 0 | 0 | 0 | 0 | 0 | 0
PG&E North of Greater Bay Study Area | Richmond | 115 | Oakland C | 115 | 0 | 0 | 0 | 0 | 0 | 0 | 0 | 0 | 0 | 0 | 0 | 0 | 0 | 0 | 0 | 0 | 0 | 0 | 0 | 0 | 0 | 0 | 0 | 0 | 0 | 55 | 0 | 1 | 0 | 0 | 0 | 0 | 0 | 0 | 0 | 0 | 0 | 0 | 0 | 0 | 0 | 0 | 0 | 0 | 0 | 0 | 0 | 0 | 0 | 0 | 0 | 0 | 0 | 55 | 0 | 1
PG&E East Kern Study Area | Rio Bravo | 115 | Rio Bravo | 115 | 0 | 0 | 0 | 0 | 0 | 0 | 0 | 0 | 0 | 0 | 0 | 0 | 0 | 0 | 0 | 0 | 0 | 0 | 0 | 0 | 0 | 0 | 0 | 0 | 0 | 0 | 0 | 0 | 0 | 0 | 0 | 0 | 0 | 0 | 0 | 0 | 0 | 0 | 56 | 55 | 0 | 1 | 0 | 0 | 0 | 0 | 0 | 0 | 0 | 0 | 0 | 0 | 56 | 55 | 0 | 1
SCE Metro Study Area | Rio Hondo | 230 | Rio Hondo | 230 | 0 | 0 | 0 | 0 | 0 | 0 | 0 | 0 | 0 | 0 | 0 | 0 | 0 | 0 | 0 | 0 | 0 | 0 | 0 | 0 | 0 | 0 | 0 | 0 | 0 | 0 | 0 | 0 | 0 | 0 | 0 | 0 | 0 | 0 | 0 | 0 | 0 | 0 | 0 | 50 | 0 | 1 | 0 | 0 | 0 | 0 | 0 | 0 | 0 | 0 | 0 | 0 | 0 | 50 | 0 | 1
PG&E North of Greater Bay Study Area | Rio Oso | 230 | Rio Oso | 230 | 0 | 0 | 0 | 0 | 0 | 0 | 0 | 0 | 0 | 0 | 0 | 0 | 0 | 0 | 0 | 0 | 0 | 0 | 0 | 0 | 0 | 0 | 0 | 0 | 0 | 0 | 0 | 0 | 0 | 0 | 0 | 0 | 0 | 0 | 0 | 0 | 0 | 30 | 11.3546 | 0 | 0 | 1 | 0 | 0 | 0 | 0 | 0 | 0 | 0 | 0 | 0 | 30 | 11.3546 | 0 | 0 | 1
PG&E North of Greater Bay Study Area | Ripon | 115 | Ripon | 115 | 0 | 0 | 0 | 0 | 0 | 0 | 0 | 0 | 0 | 0 | 0 | 0 | 0 | 0 | 0 | 0 | 0 | 0 | 0 | 0 | 0 | 0 | 0 | 0 | 0 | 0 | 0 | 0 | 0 | 0 | 0 | 0 | 0 | 0 | 0 | 0 | 0 | 0 | 0 | 100 | 0 | 1 | 0 | 0 | 0 | 0 | 0 | 0 | 0 | 0 | 0 | 0 | 0 | 100 | 0 | 1
PG&E North of Greater Bay Study Area | Riverbank | 115 | Riverbank | 115 | 0 | 0 | 0 | 0 | 0 | 0 | 0 | 0 | 0 | 0 | 0 | 0 | 0 | 0 | 0 | 0 | 0 | 0 | 0 | 0 | 0 | 0 | 0 | 0 | 0 | 0 | 0 | 0 | 0 | 0 | 0 | 0 | 0 | 0 | 0 | 0 | 0 | 0 | 0 | 0 | 0 | 0 | 0 | 0 | 0 | 0 | 0 | 0 | 0 | 0 | 0 | 0 | 0 | 0 | 0 | 0
SCE North of Lugo (NOL) Study Area | Roadway | 115 | Roadway | 115 | 0 | 0 | 0 | 0 | 0 | 0 | 0 | 0 | 0 | 0 | 0 | 0 | 0 | 0 | 0 | 2.7 | 0 | 0 | 0 | 0 | 0 | 0 | 3 | 0 | 150 | 100 | 0 | 1 | 0 | 0 | 0 | 0 | 0 | 0 | 0 | 0 | 0 | 50 | 0 | 49.94 | 0 | 1 | 0 | 2.7 | 0 | 0 | 0 | 0 | 0 | 0 | 3 | 50 | 150 | 149.94 | 0 | 1
PG&E East Kern Study Area | Rosedale | 115 | #N/A | #N/A | 0 | 0 | 0 | 0 | 0 | 0 | 0 | 0 | 0 | 0 | 0 | 0 | 0 | 0 | 0 | 0 | 0 | 0 | 0 | 0 | 0 | 0 | 0 | 0 | 0 | 0 | 0 | 0 | 0 | 0 | 0 | 0 | 0 | 0 | 0 | 0 | 0 | 0 | 0 | 0 | 0 | 0 | 0 | 0 | 0 | 0 | 0 | 0 | 0 | 0 | 0 | 0 | 0 | 0 | 0 | 0
PG&E North of Greater Bay Study Area | Round Mountain | 230 | Round Mountain | 230 | 0 | 0 | 0 | 0 | 0 | 0 | 0 | 0 | 0 | 0 | 0 | 0 | 0 | 0 | 0 | 0 | 0 | 0 | 0 | 0 | 0 | 0 | 0 | 0 | 0 | 0 | 0 | 0 | 0 | 14.5 | 200 | 10.5 | 0 | 0 | 0 | 0 | 0 | 0 | 0 | 0 | 0 | 1 | 0 | 14.5 | 200 | 10.5 | 0 | 0 | 0 | 0 | 0 | 0 | 0 | 0 | 0 | 1
PG&E North of Greater Bay Study Area | Round Mountain | 500 | Round Mountain | 500 | 0 | 0 | 0 | 0 | 0 | 0 | 0 | 0 | 0 | 0 | 0 | 0 | 0 | 0 | 0 | 0 | 0 | 0 | 0 | 0 | 0 | 0 | 0 | 0 | 0 | 0 | 0 | 0 | 0 | 0 | 0 | 0 | 0 | 0 | 0 | 0 | 0 | 0 | 0 | 0 | 0 | 0 | 0 | 0 | 0 | 0 | 0 | 0 | 0 | 0 | 0 | 0 | 0 | 0 | 0 | 0
PG&E Fresno Study Area | S0478 | 115 | #N/A | #N/A | 0 | 0 | 0 | 0 | 0 | 0 | 0 | 0 | 0 | 0 | 0 | 0 | 0 | 0 | 0 | 0 | 0 | 0 | 0 | 0 | 0 | 0 | 0 | 0 | 0 | 0 | 0 | 0 | 0 | 0 | 0 | 0 | 0 | 0 | 0 | 0 | 0 | 0 | 0 | 0 | 0 | 0 | 0 | 0 | 0 | 0 | 0 | 0 | 0 | 0 | 0 | 0 | 0 | 0 | 0 | 0
SCE Eastern Study Area | San Bernardino | 230 | San Bernardino | 230 | 0 | 0 | 0 | 0 | 0 | 0 | 0 | 0 | 0 | 0 | 0 | 0 | 0 | 0 | 0 | 0 | 0 | 0 | 0 | 0 | 0 | 0 | 0 | 0 | 0 | 0 | 0 | 0 | 0 | 0 | 0 | 0 | 0 | 0 | 0 | 0 | 0 | 0 | 0 | 0 | 0 | 0 | 0 | 0 | 0 | 0 | 0 | 0 | 0 | 0 | 0 | 0 | 0 | 0 | 0 | 0
PG&E East Kern Study Area | San Luis Obispo | 115 | San Luis Obispo | 115 | 0 | 0 | 0 | 0 | 0 | 0 | 0 | 0 | 0 | 0 | 0 | 0 | 0 | 0 | 0 | 0 | 0 | 0 | 0 | 0 | 0 | 0 | 0 | 0 | 0 | 0 | 0 | 0 | 0 | 0 | 0 | 0 | 0 | 0 | 0 | 0 | 0 | 0 | 0 | 0 | 0 | 0 | 0 | 0 | 0 | 0 | 0 | 0 | 0 | 0 | 0 | 0 | 0 | 0 | 0 | 0
SDG&E Study Area | San Luis Rey | 230 | San Luis Rey | 230 | 0 | 0 | 0 | 0 | 0 | 0 | 0 | 0 | 0 | 0 | 0 | 0 | 0 | 0 | 0 | 0 | 0 | 0 | 0 | 0 | 0 | 0 | 0 | 0 | 0 | 60 | 0 | 1 | 0 | 0 | 0 | 0 | 0 | 0 | 0 | 0 | 0 | 0 | 0 | 0 | 0 | 0 | 0 | 0 | 0 | 0 | 0 | 0 | 0 | 0 | 0 | 0 | 0 | 60 | 0 | 1
SDG&E Study Area | San Onofre | 230 | #N/A | #N/A | 0 | 0 | 0 | 0 | 0 | 0 | 0 | 0 | 0 | 0 | 0 | 0 | 0 | 0 | 0 | 0 | 0 | 0 | 0 | 0 | 0 | 0 | 0 | 0 | 0 | 0 | 0 | 0 | 0 | 0 | 0 | 0 | 0 | 0 | 0 | 0 | 0 | 0 | 0 | 0 | 0 | 0 | 0 | 0 | 0 | 0 | 0 | 0 | 0 | 0 | 0 | 0 | 0 | 0 | 0 | 0
East of Pisgah Study Area | Sandy | 138 | Sandy | 138 | 0 | 0 | 0 | 0 | 0 | 0 | 0 | 0 | 0 | 0 | 0 | 0 | 0 | 0 | 0 | 0 | 0 | 0 | 0 | 0 | 0 | 0 | 0 | 0 | 0 | 0 | 0 | 0 | 0 | 0 | 0 | 0 | 0 | 0 | 0 | 0 | 0 | 0 | 0 | 0 | 0 | 0 | 0 | 0 | 0 | 0 | 0 | 0 | 0 | 0 | 0 | 0 | 0 | 0 | 0 | 0
PG&E Fresno Study Area | Sanger | 115 | Sanger | 115 | 0 | 0 | 0 | 0 | 0 | 0 | 0 | 0 | 0 | 0 | 0 | 0 | 0 | 0 | 0 | 0 | 0 | 0 | 0 | 0 | 0 | 0 | 0 | 0 | 0 | 0 | 0 | 0 | 0 | 3 | 0 | 0 | 0 | 0 | 0 | 0 | 0 | 0 | 0 | 0 | 0 | 1 | 0 | 3 | 0 | 0 | 0 | 0 | 0 | 0 | 0 | 0 | 0 | 0 | 0 | 1
SCE Northern Area | Santa Clara | 230 | Santa Clara | 230 | 0 | 0 | 0 | 0 | 0 | 0 | 0 | 0 | 0 | 0 | 0 | 0 | 0 | 0 | 0 | 0 | 0 | 0 | 0 | 0 | 0 | 0 | 0 | 0 | 0 | 30 | 0 | 1 | 0 | 0 | 0 | 0 | 0 | 0 | 0 | 0 | 0 | 125 | 125 | 0 | 0 | 1 | 0 | 0 | 0 | 0 | 0 | 0 | 0 | 0 | 0 | 125 | 125 | 30 | 0 | 1
SCE Metro Study Area | Santiago | 230 | Santiago | 230 | 0 | 0 | 0 | 0 | 0 | 0 | 0 | 0 | 0 | 0 | 0 | 0 | 0 | 0 | 0 | 0 | 0 | 0 | 0 | 0 | 0 | 0 | 0 | 0 | 0 | 0 | 0 | 0 | 0 | 0 | 0 | 0 | 0 | 0 | 0 | 0 | 0 | 0 | 0 | 0 | 0 | 0 | 0 | 0 | 0 | 0 | 0 | 0 | 0 | 0 | 0 | 0 | 0 | 0 | 0 | 0
SCE Northern Area | Saugus | 230 | Saugus | 230 | 0 | 0 | 0 | 0 | 0 | 0 | 0 | 0 | 0 | 0 | 0 | 0 | 0 | 0 | 0 | 0 | 0 | 0 | 0 | 0 | 0 | 0 | 0 | 0 | 0 | 0 | 0 | 0 | 0 | 0 | 0 | 0 | 0 | 0 | 0 | 0 | 0 | 0 | 0 | 0 | 0 | 0 | 0 | 0 | 0 | 0 | 0 | 0 | 0 | 0 | 0 | 0 | 0 | 0 | 0 | 0
PG&E Fresno Study Area | Schindler | 115 | Schindler | 115 | 0 | 0 | 0 | 0 | 0 | 0 | 0 | 0 | 0 | 0 | 0 | 0 | 0 | 0 | 0 | 0 | 0 | 0 | 0 | 0 | 0 | 0 | 0 | 0 | 0 | 0 | 0 | 0 | 0 | 0 | 0 | 0 | 0 | 0 | 0 | 0 | 0 | 0 | 0 | 0 | 0 | 0 | 0 | 0 | 0 | 0 | 0 | 0 | 0 | 0 | 0 | 0 | 0 | 0 | 0 | 0
PG&E North of Greater Bay Study Area | Schulte Switching Station | 115 | #N/A | #N/A | 0 | 0 | 0 | 0 | 0 | 0 | 0 | 0 | 0 | 0 | 0 | 0 | 0 | 0 | 0 | 0 | 0 | 0 | 0 | 0 | 0 | 0 | 0 | 0 | 0 | 0 | 0 | 0 | 0 | 0 | 0 | 0 | 0 | 0 | 0 | 0 | 0 | 0 | 0 | 0 | 0 | 0 | 0 | 0 | 0 | 0 | 0 | 0 | 0 | 0 | 0 | 0 | 0 | 0 | 0 | 0
PG&E Fresno Study Area | Semitropic | 115 | Semitropic | 115 | 0 | 0 | 0 | 0 | 0 | 0 | 0 | 0 | 0 | 0 | 0 | 0 | 0 | 0 | 0 | 0 | 0 | 0 | 0 | 0 | 0 | 0 | 9.32 | 0 | 0 | 0 | 0 | 1 | 0 | 0 | 0 | 0 | 0 | 0 | 0 | 0 | 0.68 | 0 | 0 | 0 | 0 | 1 | 0 | 0 | 0 | 0 | 0 | 0 | 0 | 0 | 10 | 0 | 0 | 0 | 0 | 1
SCE Metro Study Area | Serrano | 500 | Serrano | 500 | 0 | 0 | 0 | 0 | 0 | 0 | 0 | 0 | 0 | 0 | 0 | 0 | 0 | 0 | 0 | 0 | 0 | 0 | 0 | 0 | 0 | 0 | 0 | 0 | 0 | 0 | 0 | 0 | 0 | 0 | 0 | 0 | 0 | 0 | 0 | 0 | 0 | 0 | 0 | 0 | 0 | 0 | 0 | 0 | 0 | 0 | 0 | 0 | 0 | 0 | 0 | 0 | 0 | 0 | 0 | 0
SCE Metro Study Area | Serrano | 230 | Serrano | 230 | 0 | 0 | 0 | 0 | 0 | 0 | 0 | 0 | 0 | 0 | 0 | 0 | 0 | 0 | 0 | 0 | 0 | 0 | 0 | 0 | 0 | 0 | 0 | 0 | 0 | 0 | 0 | 0 | 0 | 0 | 0 | 0 | 0 | 0 | 0 | 0 | 0 | 0 | 0 | 0 | 0 | 0 | 0 | 0 | 0 | 0 | 0 | 0 | 0 | 0 | 0 | 0 | 0 | 0 | 0 | 0
PG&E East Kern Study Area | Shafter | 115 | Shafter | 115 | 0 | 0 | 0 | 0 | 0 | 0 | 0 | 0 | 0 | 0 | 0 | 0 | 0 | 0 | 0 | 0 | 0 | 0 | 0 | 0 | 0 | 0 | 0 | 0 | 0 | 0 | 0 | 0 | 0 | 0 | 0 | 0 | 0 | 0 | 0 | 0 | 2.6 | 0 | 0 | 0 | 0 | 1 | 0 | 0 | 0 | 0 | 0 | 0 | 0 | 0 | 2.6 | 0 | 0 | 0 | 0 | 1
PG&E North of Greater Bay Study Area | Shilo III | 230 | #N/A | #N/A | 0 | 0 | 0 | 0 | 0 | 0 | 0 | 0 | 0 | 0 | 0 | 0 | 0 | 0 | 0 | 0 | 0 | 0 | 0 | 0 | 0 | 0 | 0 | 0 | 0 | 0 | 0 | 0 | 0 | 0 | 0 | 0 | 0 | 0 | 0 | 0 | 0 | 0 | 0 | 0 | 0 | 0 | 0 | 0 | 0 | 0 | 0 | 0 | 0 | 0 | 0 | 0 | 0 | 0 | 0 | 0
SDG&E Study Area | Silvergate | 230 | Silvergate | 230 | 0 | 0 | 0 | 0 | 0 | 0 | 0 | 0 | 0 | 0 | 0 | 0 | 0 | 0 | 0 | 0 | 0 | 0 | 0 | 0 | 0 | 0 | 0 | 0 | 0 | 100 | 0 | 1 | 0 | 0 | 0 | 0 | 0 | 0 | 0 | 0 | 0 | 0 | 0 | 100 | 0 | 1 | 0 | 0 | 0 | 0 | 0 | 0 | 0 | 0 | 0 | 0 | 0 | 200 | 0 | 1
PG&E East Kern Study Area | Sisquoc | 115 | Sisquoc | 115 | 0 | 0 | 0 | 0 | 0 | 0 | 0 | 0 | 0 | 0 | 0 | 0 | 0 | 0 | 0 | 0 | 0 | 0 | 0 | 0 | 0 | 0 | 0 | 0 | 0 | 10 | 0 | 1 | 0 | 0 | 0 | 0 | 0 | 0 | 0 | 0 | 0 | 0 | 0 | 0 | 0 | 0 | 0 | 0 | 0 | 0 | 0 | 0 | 0 | 0 | 0 | 0 | 0 | 10 | 0 | 1
East of Pisgah Study Area | Sloan Canyon (fka Bob) | 230 | Sloan Canyon | 230 | 0 | 0 | 0 | 0 | 0 | 0 | 0 | 0 | 0 | 0 | 0 | 0 | 0 | 0 | 0 | 0 | 0 | 0 | 0 | 0 | 0 | 0 | 0 | 0 | 0 | 0 | 0 | 0 | 0 | 0 | 310 | 0 | 0 | 0 | 0 | 0 | 0 | 0 | 0 | 0 | 0 | 1 | 0 | 0 | 310 | 0 | 0 | 0 | 0 | 0 | 0 | 0 | 0 | 0 | 0 | 1
PG&E East Kern Study Area | Smyrna | 115 | Smyrna | 115 | 0 | 0 | 0 | 0 | 0 | 0 | 0 | 0 | 0 | 0 | 0 | 0 | 0 | 0 | 0 | 0 | 0 | 0 | 0 | 0 | 0 | 0 | 0 | 0 | 0 | 0 | 0 | 0 | 0 | 0 | 0 | 0 | 0 | 0 | 0 | 0 | 0 | 0 | 0 | 0 | 0 | 0 | 0 | 0 | 0 | 0 | 0 | 0 | 0 | 0 | 0 | 0 | 0 | 0 | 0 | 0
PG&E East Kern Study Area | Solar SS | 230 | Solar SS | 230 | 0 | 0 | 0 | 0 | 0 | 0 | 0 | 0 | 0 | 0 | 0 | 0 | 0 | 0 | 0 | 0 | 0 | 0 | 0 | 0 | 0 | 0 | 0 | 0 | 0 | 0 | 0 | 0 | 0 | 0 | 0 | 0 | 0 | 0 | 0 | 0 | 0 | 130 | 0 | 50 | 0 | 1 | 0 | 0 | 0 | 0 | 0 | 0 | 0 | 0 | 0 | 130 | 0 | 50 | 0 | 1
PG&E East Kern Study Area | Solar SW | 230 | #N/A | #N/A | 0 | 0 | 0 | 0 | 0 | 0 | 0 | 0 | 0 | 0 | 0 | 0 | 0 | 0 | 0 | 0 | 0 | 0 | 0 | 0 | 0 | 0 | 0 | 0 | 0 | 0 | 0 | 0 | 0 | 0 | 0 | 0 | 0 | 0 | 0 | 0 | 0 | 0 | 0 | 0 | 0 | 0 | 0 | 0 | 0 | 0 | 0 | 0 | 0 | 0 | 0 | 0 | 0 | 0 | 0 | 0
SCE Northern Area | Springville | 230 | Springville | 230 | 0 | 0 | 0 | 0 | 0 | 0 | 0 | 0 | 0 | 0 | 0 | 0 | 0 | 0 | 0 | 0 | 0 | 0 | 0 | 0 | 0 | 0 | 0 | 0 | 0 | 225 | 0 | 1 | 0 | 2 | 0 | 0 | 0 | 0 | 0 | 0 | 0 | 50 | 150 | 0 | 0 | 1 | 0 | 2 | 0 | 0 | 0 | 0 | 0 | 0 | 0 | 50 | 150 | 225 | 0 | 1
PG&E North of Greater Bay Study Area | Stagg | 230 | Stagg | 230 | 0 | 0 | 0 | 0 | 0 | 0 | 0 | 0 | 0 | 0 | 0 | 0 | 0 | 0 | 0 | 0 | 0 | 0 | 0 | 0 | 0 | 0 | 0 | 0 | 0 | 0 | 0 | 0 | 0 | 0 | 0 | 0 | 0 | 0 | 0 | 0 | 0 | 0 | 0 | 0 | 0 | 0 | 0 | 0 | 0 | 0 | 0 | 0 | 0 | 0 | 0 | 0 | 0 | 0 | 0 | 0
PG&E East Kern Study Area | Stockdale | 230 | Stockdale | 230 | 0 | 0 | 0 | 0 | 0 | 0 | 0 | 0 | 0 | 0 | 0 | 0 | 0 | 0 | 0 | 0 | 0 | 0 | 0 | 0 | 0 | 0 | 0 | 0 | 0 | 0 | 0 | 0 | 0 | 0 | 0 | 0 | 0 | 0 | 0 | 0 | 0 | 0 | 0 | 0 | 0 | 0 | 0 | 0 | 0 | 0 | 0 | 0 | 0 | 0 | 0 | 0 | 0 | 0 | 0 | 0
PG&E Fresno Study Area | Stockdale A | 230 | #N/A | #N/A | 0 | 0 | 0 | 0 | 0 | 0 | 0 | 0 | 0 | 0 | 0 | 0 | 0 | 0 | 0 | 0 | 0 | 0 | 0 | 0 | 0 | 0 | 0 | 0 | 0 | 0 | 0 | 0 | 0 | 0 | 0 | 0 | 0 | 0 | 0 | 0 | 0 | 0 | 0 | 0 | 0 | 0 | 0 | 0 | 0 | 0 | 0 | 0 | 0 | 0 | 0 | 0 | 0 | 0 | 0 | 0
PG&E North of Greater Bay Study Area | Summit | 115 | Summit | 115 | 0 | 0 | 0 | 0 | 0 | 0 | 0 | 0 | 0 | 0 | 0 | 0 | 0 | 0 | 40 | 0 | 0 | 0 | 0 | 0 | 0 | 0 | 0 | 0 | 0 | 0 | 0 | 1 | 0 | 0 | 0 | 0 | 0 | 0 | 0 | 0 | 0 | 0 | 0 | 0 | 0 | 0 | 40 | 0 | 0 | 0 | 0 | 0 | 0 | 0 | 0 | 0 | 0 | 0 | 0 | 1
SDG&E Study Area | Suncrest | 500 | Suncrest | 500 | 0 | 0 | 0 | 0 | 0 | 0 | 0 | 0 | 0 | 0 | 0 | 0 | 0 | 0 | 0 | 0 | 0 | 0 | 0 | 0 | 0 | 0 | 0 | 0 | 0 | 0 | 0 | 0 | 0 | 0 | 0 | 0 | 0 | 0 | 0 | 0 | 0 | 0 | 0 | 0 | 0 | 0 | 0 | 0 | 0 | 0 | 0 | 0 | 0 | 0 | 0 | 0 | 0 | 0 | 0 | 0
SDG&E Study Area | Suncrest | 230 | Suncrest | 230 | 0 | 0 | 0 | 0 | 0 | 0 | 0 | 0 | 0 | 0 | 0 | 0 | 0 | 0 | 0 | 0 | 0 | 0 | 0 | 0 | 0 | 0 | 0 | 0 | 0 | 0 | 0 | 0 | 0 | 0 | 0 | 0 | 0 | 0 | 0 | 0 | 0 | 0 | 0 | 0 | 0 | 0 | 0 | 0 | 0 | 0 | 0 | 0 | 0 | 0 | 0 | 0 | 0 | 0 | 0 | 0
SDG&E Study Area | Sycamore | 230 | Sycamore Canyon | 230 | 0 | 0 | 0 | 0 | 0 | 0 | 0 | 0 | 0 | 0 | 0 | 0 | 0 | 0 | 0 | 0 | 0 | 0 | 0 | 0 | 0 | 0 | 0 | 0 | 0 | 0 | 0 | 0 | 0 | 0 | 0 | 0 | 0 | 0 | 0 | 0 | 0 | 0 | 0 | 0 | 500 | 1 | 0 | 0 | 0 | 0 | 0 | 0 | 0 | 0 | 0 | 0 | 0 | 0 | 500 | 1
SDG&E Study Area | Sycamore | 138 | Sycamore Canyon | 138 | 0 | 0 | 0 | 0 | 0 | 0 | 0 | 0 | 0 | 0 | 0 | 0 | 0 | 0 | 0 | 0 | 0 | 0 | 0 | 0 | 0 | 0 | 0 | 0 | 0 | 400 | 0 | 1 | 0 | 0 | 0 | 0 | 0 | 0 | 0 | 0 | 0 | 0 | 0 | 0 | 0 | 0 | 0 | 0 | 0 | 0 | 0 | 0 | 0 | 0 | 0 | 0 | 0 | 400 | 0 | 1
SCE Northern Area | Sylmar | 230 | Sylmar | 230 | 0 | 0 | 0 | 0 | 0 | 0 | 0 | 0 | 0 | 0 | 0 | 0 | 0 | 0 | 0 | 0 | 0 | 0 | 0 | 0 | 0 | 0 | 0 | 0 | 0 | 0 | 0 | 0 | 0 | 0 | 0 | 0 | 0 | 0 | 0 | 0 | 0 | 0 | 0 | 0 | 0 | 0 | 0 | 0 | 0 | 0 | 0 | 0 | 0 | 0 | 0 | 0 | 0 | 0 | 0 | 0
PG&E North of Greater Bay Study Area | Table Mountain | 115 | Table Mountain | 230 | 0 | 0 | 0 | 0 | 0 | 0 | 0 | 0 | 0 | 0 | 0 | 0 | 0 | 0 | 0 | 0 | 0 | 0 | 0 | 0 | 0 | 0 | 3 | 0 | 0 | 0 | 0 | 1 | 0 | 1 | 0 | 0 | 0 | 0 | 0 | 0 | 0 | 0 | 0 | 0 | 0 | 1 | 0 | 1 | 0 | 0 | 0 | 0 | 0 | 0 | 3 | 0 | 0 | 0 | 0 | 1
PG&E East Kern Study Area | Taft | 115 | Taft | 115 | 0 | 0 | 0 | 0 | 0 | 0 | 0 | 0 | 0 | 0 | 0 | 0 | 0 | 0 | 0 | 0 | 0 | 0 | 0 | 0 | 0 | 0 | 0 | 0 | 0 | 0 | 0 | 0 | 0 | 0 | 0 | 0 | 0 | 0 | 0 | 0 | 3.17 | 0 | 0 | 3 | 0 | 1 | 0 | 0 | 0 | 0 | 0 | 0 | 0 | 0 | 3.17 | 0 | 0 | 3 | 0 | 1
SDG&E Study Area | Talega | 230 | Talega | 230 | 0 | 0 | 0 | 0 | 0 | 0 | 0 | 0 | 0 | 0 | 0 | 0 | 0 | 0 | 0 | 0 | 0 | 0 | 0 | 0 | 0 | 0 | 0 | 0 | 0 | 0 | 0 | 0 | 0 | 0 | 0 | 0 | 0 | 0 | 0 | 0 | 0 | 0 | 0 | 100 | 0 | 1 | 0 | 0 | 0 | 0 | 0 | 0 | 0 | 0 | 0 | 0 | 0 | 100 | 0 | 1
PG&E East Kern Study Area | Temblor | 115 | Temblor | 115 | 0 | 0 | 0 | 0 | 0 | 0 | 0 | 0 | 0 | 0 | 0 | 0 | 0 | 0 | 0 | 0 | 0 | 0 | 0 | 0 | 0 | 0 | 0 | 0 | 0 | 0 | 0 | 0 | 0 | 0 | 0 | 0 | 0 | 0 | 0 | 0 | 0 | 0 | 0 | 0 | 0 | 0 | 0 | 0 | 0 | 0 | 0 | 0 | 0 | 0 | 0 | 0 | 0 | 0 | 0 | 0
PG&E East Kern Study Area | Templeton | 115 | #N/A | #N/A | 0 | 0 | 0 | 0 | 0 | 0 | 0 | 0 | 0 | 0 | 0 | 0 | 0 | 0 | 0 | 0 | 0 | 0 | 0 | 0 | 0 | 0 | 0 | 0 | 0 | 0 | 0 | 0 | 0 | 0 | 0 | 0 | 0 | 0 | 0 | 0 | 0 | 0 | 0 | 0 | 0 | 0 | 0 | 0 | 0 | 0 | 0 | 0 | 0 | 0 | 0 | 0 | 0 | 0 | 0 | 0
PG&E East Kern Study Area | Templeton | 230 | Templeton | 230 | 0 | 0 | 0 | 0 | 0 | 0 | 0 | 0 | 0 | 0 | 0 | 0 | 0 | 0 | 0 | 0 | 0 | 0 | 0 | 0 | 0 | 0 | 0 | 0 | 0 | 0 | 0 | 0 | 0 | 0 | 74.8 | 0 | 0 | 0 | 0 | 0 | 0 | 0 | 0 | 0 | 0 | 1 | 0 | 0 | 74.8 | 0 | 0 | 0 | 0 | 0 | 0 | 0 | 0 | 0 | 0 | 1
PG&E North of Greater Bay Study Area | Tesla | 115 | Tesla | 115 | 0 | 0 | 0 | 0 | 0 | 0 | 0 | 0 | 0 | 0 | 0 | 0 | 0 | 0 | 0 | 0 | 0 | 0 | 0 | 0 | 0 | 0 | 0 | 0 | 0 | 0 | 0 | 0 | 0 | 0 | 0 | 0 | 0 | 0 | 0 | 0 | 0 | 0 | 0 | 0 | 0 | 0 | 0 | 0 | 0 | 0 | 0 | 0 | 0 | 0 | 0 | 0 | 0 | 0 | 0 | 0
PG&E North of Greater Bay Study Area | Tesla | 230 | Tesla | 230 | 0 | 0 | 0 | 0 | 0 | 0 | 0 | 0 | 0 | 0 | 0 | 0 | 0 | 0 | 0 | 0 | 0 | 0 | 0 | 0 | 0 | 0 | 0 | 0 | 0 | 400 | 0 | 1 | 0 | 0 | 80 | 5 | 0 | 0 | 0 | 0 | 0 | 0 | 0 | 0 | 0 | 1 | 0 | 0 | 80 | 5 | 0 | 0 | 0 | 0 | 0 | 0 | 0 | 400 | 0 | 1
PG&E North of Greater Bay Study Area | Tesla | 500 | Tesla | 500 | 0 | 0 | 0 | 0 | 0 | 0 | 0 | 0 | 0 | 0 | 0 | 0 | 0 | 0 | 0 | 0 | 0 | 0 | 0 | 0 | 0 | 0 | 0 | 0 | 0 | 0 | 0 | 0 | 0 | 0 | 330 | 20 | 0 | 0 | 0 | 0 | 0 | 400 | 10 | 0 | 0 | 1 | 0 | 0 | 330 | 20 | 0 | 0 | 0 | 0 | 0 | 400 | 10 | 0 | 0 | 1
PG&E East Kern Study Area | Tevis | 115 | Tevis | 115 | 0 | 0 | 0 | 0 | 0 | 0 | 0 | 0 | 0 | 0 | 0 | 0 | 0 | 0 | 0 | 0 | 0 | 0 | 0 | 0 | 0 | 0 | 0 | 0 | 0 | 0 | 0 | 0 | 0 | 0 | 0 | 0 | 0 | 0 | 0 | 0 | 0 | 0 | 0 | 0 | 0 | 0 | 0 | 0 | 0 | 0 | 0 | 0 | 0 | 0 | 0 | 0 | 0 | 0 | 0 | 0
PG&E North of Greater Bay Study Area | Thermalito | 230 | #N/A | #N/A | 0 | 0 | 0 | 0 | 0 | 0 | 0 | 0 | 0 | 0 | 0 | 0 | 0 | 0 | 0 | 0 | 0 | 0 | 0 | 0 | 0 | 0 | 0 | 0 | 0 | 0 | 0 | 0 | 0 | 0 | 0 | 0 | 0 | 0 | 0 | 0 | 0 | 0 | 0 | 0 | 0 | 0 | 0 | 0 | 0 | 0 | 0 | 0 | 0 | 0 | 0 | 0 | 0 | 0 | 0 | 0
SDG&E Study Area | Trabuco | 138 | Trabuco | 138 | 0 | 0 | 0 | 0 | 0 | 0 | 0 | 0 | 0 | 0 | 0 | 0 | 0 | 0 | 0 | 0 | 0 | 0 | 0 | 0 | 0 | 0 | 0 | 0 | 0 | 0 | 0 | 0 | 0 | 0 | 0 | 0 | 0 | 0 | 0 | 0 | 0 | 0 | 0 | 0 | 0 | 0 | 0 | 0 | 0 | 0 | 0 | 0 | 0 | 0 | 0 | 0 | 0 | 0 | 0 | 0
PG&E Fresno Study Area | Tranquility | 230 | Tranquility | 230 | 0 | 0 | 0 | 0 | 0 | 0 | 0 | 0 | 0 | 0 | 0 | 72 | 0 | 1 | 0 | 0 | 0 | 0 | 0 | 0 | 0 | 0 | 0 | 360 | 40 | 352.5 | 0 | 1 | 0 | 0 | 0 | 0 | 0 | 0 | 0 | 0 | 0 | 40 | 660 | 347.5 | 0 | 1 | 0 | 0 | 0 | 0 | 0 | 0 | 0 | 0 | 0 | 400 | 700 | 772 | 0 | 1
East of Pisgah Study Area | Trout Canyon (fka Crazy Eyes) | 230 | Trout Canyon | 230 | 0 | 0 | 0 | 0 | 0 | 0 | 0 | 0 | 0 | 0 | 0 | 0 | 0 | 0 | 0 | 0 | 0 | 0 | 0 | 0 | 0 | 0 | 0 | 260 | 0 | 128 | 0 | 1 | 0 | 0 | 0 | 0 | 0 | 0 | 0 | 0 | 0 | 390 | 1106 | 702 | 0 | 1 | 0 | 0 | 0 | 0 | 0 | 0 | 0 | 0 | 0 | 650 | 1106 | 830 | 0 | 1
PG&E North of Greater Bay Study Area | Tulucay | 230 | Tulucay | 230 | 0 | 0 | 0 | 0 | 0 | 0 | 0 | 0 | 1 | 0 | 0 | 0 | 0 | 1 | 0 | 0 | 0 | 0 | 0 | 0 | 0 | 0 | 0.77 | 0 | 0 | 0 | 0 | 1 | 0 | 0 | 0 | 0 | 0 | 0 | 0 | 0 | 0.01 | 0 | 0 | 0 | 0 | 1 | 0 | 0 | 0 | 0 | 0 | 0 | 0 | 0 | 1.78 | 0 | 0 | 0 | 0 | 1
PG&E East Kern Study Area | Tupman | 115 | Tupman | 115 | 0 | 0 | 0 | 0 | 0 | 0 | 0 | 0 | 0 | 0 | 0 | 0 | 0 | 0 | 0 | 0 | 0 | 0 | 0 | 0 | 0 | 0 | 0 | 0 | 0 | 0 | 0 | 0 | 0 | 0 | 0 | 0 | 0 | 0 | 0 | 0 | 0 | 0 | 0 | 0 | 0 | 0 | 0 | 0 | 0 | 0 | 0 | 0 | 0 | 0 | 0 | 0 | 0 | 0 | 0 | 0
PG&E North of Greater Bay Study Area | UltraPower Chinese Station | 115 | Peoria | 115 | 0 | 0 | 0 | 0 | 0 | 0 | 0 | 0 | 0 | 0 | 0 | 0 | 0 | 0 | 0 | 0 | 0 | 0 | 0 | 0 | 0 | 0 | 0 | 0 | 0 | 0 | 0 | 0 | 0 | 2 | 0 | 0 | 0 | 0 | 0 | 0 | 0 | 0 | 0 | 0 | 0 | 1 | 0 | 2 | 0 | 0 | 0 | 0 | 0 | 0 | 0 | 0 | 0 | 0 | 0 | 1
PG&E North of Greater Bay Study Area | Vaca Dixon | 500 | Vaca Dixon | 500 | 0 | 0 | 0 | 0 | 0 | 0 | 0 | 0 | 0 | 0 | 0 | 0 | 0 | 0 | 0 | 0 | 0 | 0 | 0 | 0 | 0 | 0 | 0 | 0 | 0 | 0 | 0 | 0 | 0 | 0 | 0 | 0 | 0 | 0 | 0 | 0 | 0 | 0 | 0 | 0 | 0 | 0 | 0 | 0 | 0 | 0 | 0 | 0 | 0 | 0 | 0 | 0 | 0 | 0 | 0 | 0
PG&E North of Greater Bay Study Area | Vaca Dixon | 115 | Vaca Dixon | 230 | 0 | 0 | 0 | 0 | 0 | 0 | 0 | 0 | 0 | 0 | 0 | 0 | 0 | 0 | 0 | 0 | 0 | 0 | 0 | 0 | 0 | 0 | 0 | 0 | 20 | 131.5 | 0 | 1 | 0 | 0 | 0 | 0 | 0 | 0 | 0 | 0 | 0 | 5 | 0 | 143.5 | 0 | 1 | 0 | 0 | 0 | 0 | 0 | 0 | 0 | 0 | 0 | 5 | 20 | 275 | 0 | 1
SCE Eastern Study Area | Valley | 500 | Valley (SCE) | 500 | 0 | 0 | 0 | 0 | 0 | 0 | 0 | 0 | 0 | 0 | 0 | 0 | 0 | 0 | 0 | 0 | 0 | 0 | 0 | 0 | 0 | 0 | 0 | 0 | 0 | 770 | 0 | 1 | 0 | 0 | 0 | 0 | 0 | 0 | 0 | 0 | 0 | 0 | 0 | 0 | 0 | 0 | 0 | 0 | 0 | 0 | 0 | 0 | 0 | 0 | 0 | 0 | 0 | 770 | 0 | 1
East of Pisgah Study Area | Valley (VEA) | 138 | Valley (VEA) | 138 | 0 | 0 | 0 | 0 | 0 | 0 | 0 | 0 | 0 | 0 | 0 | 0 | 0 | 0 | 0 | 0 | 0 | 0 | 0 | 0 | 0 | 0 | 0 | 0 | 0 | 0 | 0 | 0 | 0 | 0 | 0 | 0 | 0 | 0 | 0 | 0 | 0 | 50 | 0 | 40 | 0 | 1 | 0 | 0 | 0 | 0 | 0 | 0 | 0 | 0 | 0 | 50 | 0 | 40 | 0 | 1
SCE Northern Area | Vestal | 230 | Vestal | 230 | 0 | 0 | 0 | 0 | 0 | 0 | 0 | 0 | 0 | 56 | 0 | 0 | 0 | 1 | 0 | 0 | 0 | 0 | 0 | 0 | 0 | 0 | 0 | 0 | 350 | 350 | 0 | 1 | 0 | 0 | 0 | 0 | 0 | 0 | 0 | 0 | 0 | 50.17 | 349.13 | 0 | 0 | 1 | 0 | 0 | 0 | 0 | 0 | 0 | 0 | 0 | 0 | 106.17 | 699.13 | 350 | 0 | 1
SCE North of Lugo (NOL) Study Area | Victor | 230 | Victor | 230 | 0 | 0 | 0 | 0 | 0 | 0 | 0 | 0 | 0 | 0 | 0 | 0 | 0 | 0 | 0 | 0 | 0 | 0 | 0 | 0 | 0 | 0 | 0 | 0 | 0 | 0 | 0 | 0 | 0 | 0 | 0 | 0 | 0 | 0 | 0 | 0 | 2 | 0 | 0 | 0 | 0 | 1 | 0 | 0 | 0 | 0 | 0 | 0 | 0 | 0 | 2 | 0 | 0 | 0 | 0 | 1
SCE North of Lugo (NOL) Study Area | Victor | 115 | Victor | 115 | 0 | 0 | 0 | 0 | 0 | 0 | 0 | 0 | 0 | 0 | 0 | 0 | 0 | 0 | 0 | 0 | 0 | 0 | 0 | 0 | 0 | 0 | 0 | 0 | 0 | 0 | 0 | 0 | 0 | 0 | 0 | 0 | 0 | 0 | 0 | 0 | 0 | 0 | 0 | 0 | 0 | 0 | 0 | 0 | 0 | 0 | 0 | 0 | 0 | 0 | 0 | 0 | 0 | 0 | 0 | 0
SCE Metro Study Area | Viejo | 230 | Viejo | 230 | 0 | 0 | 0 | 0 | 0 | 0 | 0 | 0 | 0 | 0 | 0 | 0 | 0 | 0 | 0 | 0 | 0 | 0 | 0 | 0 | 0 | 0 | 0 | 0 | 0 | 0 | 0 | 0 | 0 | 0 | 0 | 0 | 0 | 0 | 0 | 0 | 0 | 0 | 0 | 0 | 0 | 0 | 0 | 0 | 0 | 0 | 0 | 0 | 0 | 0 | 0 | 0 | 0 | 0 | 0 | 0
PG&E North of Greater Bay Study Area | Vierra | 115 | Vierra | 115 | 0 | 0 | 0 | 0 | 0 | 0 | 0 | 0 | 0 | 0 | 0 | 0 | 0 | 0 | 0 | 0 | 0 | 0 | 0 | 0 | 0 | 0 | 0 | 0 | 0 | 0 | 0 | 0 | 0 | 0 | 0 | 0 | 0 | 0 | 0 | 0 | 0 | 0 | 0 | 0 | 0 | 0 | 0 | 0 | 0 | 0 | 0 | 0 | 0 | 0 | 0 | 0 | 0 | 0 | 0 | 0
SCE Metro Study Area | Villa Park | 230 | #N/A | #N/A | 0 | 0 | 0 | 0 | 0 | 0 | 0 | 0 | 0 | 0 | 0 | 0 | 0 | 0 | 0 | 0 | 0 | 0 | 0 | 0 | 0 | 0 | 0 | 0 | 0 | 0 | 0 | 0 | 0 | 0 | 0 | 0 | 0 | 0 | 0 | 0 | 0 | 0 | 0 | 0 | 0 | 0 | 0 | 0 | 0 | 0 | 0 | 0 | 0 | 0 | 0 | 0 | 0 | 0 | 0 | 0
SCE Northern Area | Vincent | 230 | Vincent | 230 | 0 | 0 | 0 | 0 | 0 | 0 | 0 | 0 | 0 | 0 | 0 | 0 | 0 | 0 | 0 | 0 | 0 | 0 | 0 | 0 | 0 | 0 | 0 | 0 | 0 | 500 | 0 | 1 | 0 | 0 | 0 | 0 | 0 | 0 | 0 | 0 | 0 | 0 | 1151 | 638.59 | 0 | 1 | 0 | 0 | 0 | 0 | 0 | 0 | 0 | 0 | 0 | 0 | 1151 | 1138.59 | 0 | 1
SCE Eastern Study Area | Vista | 230 | Vista (SCE) | 230 | 0 | 0 | 0 | 0 | 0 | 0 | 0 | 0 | 0 | 0 | 0 | 0 | 0 | 0 | 0 | 2.6 | 0 | 0 | 0 | 0 | 0 | 0 | 0 | 0 | 0 | 200 | 0 | 1 | 0 | 0 | 0 | 0 | 0 | 0 | 0 | 0 | 0 | 0 | 0 | 0 | 0 | 0 | 0 | 2.6 | 0 | 0 | 0 | 0 | 0 | 0 | 0 | 0 | 0 | 200 | 0 | 1
East of Pisgah Study Area | Vista (VEA) | 138 | Vista (VEA) | 138 | 0 | 0 | 0 | 0 | 0 | 0 | 0 | 0 | 0 | 0 | 0 | 0 | 0 | 0 | 0 | 0 | 0 | 0 | 0 | 0 | 0 | 0 | 0 | 0 | 0 | 0 | 0 | 0 | 0 | 0 | 0 | 0 | 0 | 0 | 0 | 0 | 0 | 200 | 0 | 0 | 0 | 1 | 0 | 0 | 0 | 0 | 0 | 0 | 0 | 0 | 0 | 200 | 0 | 0 | 0 | 1
PG&E Fresno Study Area | Wahtoke | 115 | #N/A | #N/A | 0 | 0 | 0 | 0 | 0 | 0 | 0 | 0 | 0 | 0 | 0 | 0 | 0 | 0 | 0 | 0 | 0 | 0 | 0 | 0 | 0 | 0 | 0 | 0 | 0 | 0 | 0 | 0 | 0 | 0 | 0 | 0 | 0 | 0 | 0 | 0 | 0 | 0 | 0 | 0 | 0 | 0 | 0 | 0 | 0 | 0 | 0 | 0 | 0 | 0 | 0 | 0 | 0 | 0 | 0 | 0
SCE Metro Study Area | Walnut | 230 | Walnut | 230 | 0 | 0 | 0 | 0 | 0 | 0 | 0 | 0 | 0 | 0 | 0 | 0 | 0 | 0 | 0 | 0 | 0 | 0 | 0 | 0 | 0 | 0 | 0 | 0 | 0 | 0 | 0 | 0 | 0 | 0 | 0 | 0 | 0 | 0 | 0 | 0 | 0 | 0 | 0 | 250 | 0 | 1 | 0 | 0 | 0 | 0 | 0 | 0 | 0 | 0 | 0 | 0 | 0 | 250 | 0 | 1
PG&E Fresno Study Area | Westley | 230 | Westley | 230 | 0 | 0 | 0 | 0 | 0 | 0 | 0 | 0 | 0 | 0 | 0 | 0 | 0 | 0 | 0 | 0 | 0 | 0 | 0 | 0 | 0 | 0 | 0 | 226.21 | 14.11 | 169 | 0 | 1 | 0 | 2 | 0 | 0 | 0 | 0 | 0 | 0 | 0 | 0.79 | 8.89 | 1 | 0 | 1 | 0 | 2 | 0 | 0 | 0 | 0 | 0 | 0 | 0 | 227 | 23 | 170 | 0 | 1
PG&E Fresno Study Area | West Fresno | 115 | West Fresno | 115 | 0 | 0 | 0 | 0 | 0 | 0 | 0 | 0 | 0 | 0 | 0 | 0 | 0 | 0 | 0 | 0 | 0 | 0 | 0 | 0 | 0 | 0 | 0 | 0 | 0 | 0 | 0 | 0 | 0 | 0 | 0 | 0 | 0 | 0 | 0 | 0 | 0 | 0 | 0 | 0 | 0 | 0 | 0 | 0 | 0 | 0 | 0 | 0 | 0 | 0 | 0 | 0 | 0 | 0 | 0 | 0
PG&E East Kern Study Area | Westpark | 115 | Westpark | 115 | 0 | 0 | 0 | 0 | 0 | 0 | 0 | 0 | 0 | 0 | 0 | 0 | 0 | 0 | 0 | 0 | 0 | 0 | 0 | 0 | 0 | 0 | 0 | 0 | 0 | 0 | 0 | 0 | 0 | 0 | 0 | 0 | 0 | 0 | 0 | 0 | 0 | 0 | 0 | 0 | 0 | 0 | 0 | 0 | 0 | 0 | 0 | 0 | 0 | 0 | 0 | 0 | 0 | 0 | 0 | 0
PG&E East Kern Study Area | Wheeler Ridge | 115 | Wheeler Ridge | 230 | 0 | 0 | 0 | 0 | 0 | 0 | 0 | 0 | 0 | 0 | 0 | 0 | 0 | 0 | 0 | 0 | 0 | 0 | 0 | 0 | 0 | 0 | 0 | 100 | 70 | 70 | 0 | 1 | 0 | 0 | 0 | 0 | 0 | 0 | 0 | 0 | 2.4 | 0 | 5.321 | 87 | 0 | 1 | 0 | 0 | 0 | 0 | 0 | 0 | 0 | 0 | 2.4 | 100 | 75.321 | 157 | 0 | 1
PG&E East Kern Study Area | Wheeler Ridge | 230 | Wheeler Ridge | 230 | 0 | 0 | 0 | 0 | 0 | 0 | 0 | 0 | 0 | 0 | 0 | 0 | 0 | 0 | 0 | 0 | 0 | 0 | 0 | 0 | 0 | 0 | 0 | 200 | 0 | 0 | 0 | 1 | 0 | 0 | 0 | 0 | 0 | 0 | 0 | 0 | 0 | 10 | 280 | 70 | 0 | 1 | 0 | 0 | 0 | 0 | 0 | 0 | 0 | 0 | 0 | 210 | 280 | 70 | 0 | 1
SCE Northern Area | Whirlwind | 500 | Whirlwind | 500 | 0 | 0 | 0 | 0 | 0 | 0 | 0 | 0 | 0 | 0 | 0 | 0 | 0 | 0 | 0 | 0 | 0 | 0 | 0 | 0 | 0 | 0 | 0 | 0 | 0 | 0 | 0 | 0 | 0 | 0 | 0 | 0 | 0 | 0 | 0 | 0 | 0 | 0 | 0 | 0 | 0 | 0 | 0 | 0 | 0 | 0 | 0 | 0 | 0 | 0 | 0 | 0 | 0 | 0 | 0 | 0
SCE Northern Area | Whirlwind | 230 | Whirlwind | 230 | 0 | 0 | 0 | 0 | 0 | 0 | 0 | 0 | 0 | 117.4 | 10.2 | 128 | 0 | 1 | 0 | 0 | 0 | 0 | 0 | 0 | 0 | 0 | 0 | 147.6 | 510 | 889 | 0 | 1 | 0 | 0 | 100.9 | 0 | 0 | 0 | 0 | 0 | 0 | 507.63 | 215.995 | 69.62 | 500 | 1 | 0 | 0 | 100.9 | 0 | 0 | 0 | 0 | 0 | 0 | 772.63 | 736.195 | 1086.62 | 500 | 1
SCE Northern Area | Windhub | 500 | Windhub | 500 | 0 | 0 | 0 | 0 | 0 | 0 | 0 | 0 | 0 | 0 | 0 | 0 | 0 | 0 | 0 | 0 | 0 | 0 | 0 | 0 | 0 | 0 | 0 | 0 | 0 | 0 | 0 | 0 | 0 | 0 | 0 | 0 | 0 | 0 | 0 | 0 | 0 | 780 | 0 | 0 | 0 | 1 | 0 | 0 | 0 | 0 | 0 | 0 | 0 | 0 | 0 | 780 | 0 | 0 | 0 | 1
SCE Northern Area | Windhub | 230 | Windhub | 230 | 0 | 0 | 0 | 0 | 0 | 0 | 0 | 0 | 0 | 292.7 | 0 | 216.5 | 0 | 1 | 0 | 0 | 0 | 0 | 0 | 0 | 0 | 0 | 0 | 455.2 | 1000 | 1437 | 0 | 1 | 0 | 0 | 23 | 0 | 0 | 0 | 0 | 0 | 0 | 97.8 | 68.3 | 13.705 | 0 | 1 | 0 | 0 | 23 | 0 | 0 | 0 | 0 | 0 | 0 | 845.7 | 1068.3 | 1667.205 | 0 | 1
PG&E North of Greater Bay Study Area | Woodland | 115 | Woodland | 115 | 0 | 0 | 0 | 0 | 0 | 0 | 0 | 0 | 0 | 0 | 0 | 0 | 0 | 0 | 0 | 0 | 0 | 0 | 0 | 0 | 0 | 0 | 0 | 0 | 12 | 12 | 0 | 1 | 0 | 0 | 0 | 0 | 0 | 0 | 0 | 0 | 0 | 0 | 40 | 24 | 0 | 1 | 0 | 0 | 0 | 0 | 0 | 0 | 0 | 0 | 0 | 0 | 52 | 36 | 0 | 1
PG&E North of Greater Bay Study Area | Wyandotte | 115 | Wyandotte | 115 | 0 | 0 | 0 | 0 | 0 | 0 | 0 | 0 | 0 | 0 | 0 | 0 | 0 | 0 | 0 | 0 | 0 | 0 | 0 | 0 | 0 | 0 | 0 | 0 | 0 | 0 | 0 | 0 | 0 | 3.6 | 0 | 0 | 0 | 0 | 0 | 0 | 0 | 0 | 0 | 0 | 0 | 1 | 0 | 3.6 | 0 | 0 | 0 | 0 | 0 | 0 | 0 | 0 | 0 | 0 | 0 | 1

## Sub_Constraint_Matrix
[6 empty] | SCE Northern | SCE Northern | SCE Northern | SCE Northern | SCE Northern | SCE Northern | SCE Northern | SCE Northern | SCE Northern | SCE Northern | SCE Metro | SCE Metro | SCE Metro | SCE North of Lugo | SCE North of Lugo | SCE North of Lugo | SCE North of Lugo | SCE North of Lugo | SCE Eastern | SCE Eastern | SCE Eastern | SCE Eastern | SCE Eastern | SCE Eastern | SCE Eastern | SCE Eastern | East of Pisgah | East of Pisgah | East of Pisgah | SDG&E | SDG&E | SDG&E | SDG&E | SDG&E | SDG&E | SDG&E | SDG&E | SDG&E | SDG&E | SDG&E | SDG&E | SDG&E | SDG&E | PG&E North of Greater Bay | PG&E North of Greater Bay | PG&E North of Greater Bay | PG&E North of Greater Bay | PG&E North of Greater Bay | PG&E North of Greater Bay | PG&E North of Greater Bay | PG&E North of Greater Bay | PG&E North of Greater Bay | PG&E North of Greater Bay | PG&E North of Greater Bay | PG&E Greater Bay | PG&E Greater Bay | PG&E Greater Bay | PG&E Greater Bay | PG&E Greater Bay | PG&E Greater Bay | PG&E Greater Bay | PG&E Greater Bay | PG&E Greater Bay | PG&E Greater Bay | PG&E Greater Bay | PG&E Greater Bay | PG&E Greater Bay | PG&E Greater Bay | PG&E Greater Bay | PG&E Greater Bay | PG&E Greater Bay | PG&E Greater Bay | PG&E Greater Bay | PG&E Greater Bay | PG&E Greater Bay | PG&E Kern | PG&E Kern | PG&E Kern | PG&E Kern | PG&E Kern | PG&E Kern | PG&E Kern | PG&E Kern | PG&E Kern | PG&E Kern | PG&E Fresno | PG&E Fresno | PG&E Fresno | PG&E Fresno | PG&E Fresno | PG&E Fresno | PG&E Fresno | PG&E Fresno | PG&E Fresno | PG&E Fresno | PG&E Fresno | PG&E Fresno | PG&E Fresno | PG&E Fresno | PG&E Fresno | PG&E Fresno | PG&E Fresno | PG&E Fresno | PG&E Fresno | PG&E Fresno | PG&E Fresno | PG&E Fresno Off-Peak | PG&E Fresno Off-Peak | PG&E Fresno Off-Peak
CAISO Study Area | Substation | GIS Substation | Existing Generator Tie-in | Voltage | Membership Count | Antelope-Vincent On-Peak and Off-Peak Constraint | Vincent-Lugo On-Peak Constraint | Pardee-Sylmar On-Peak Constraint | Windhub On-Peak Constraint | Moorpark-Pardee On-Peak Constraint | North of Magunden On-Peak Constraint | South of Magunden On-Peak Constraint | South of Magunden Off-Peak Constraint | Antelope-Neenach On-Peak Constraint | Antelope-Neenach Off-Peak Constraint | Del Amo – Barre On-Peak Constraint | Hinson - Del Amo On-Peak Constraint | SCE Metro Area Default Constraint | Control to Inyokern Constraint On-Peak Constraint | Kramer - Victor Constraint On-Peak Constraint | Victor – Lugo Constraint On Peak Constraint | Lugo 500/230 kV Transformer On Peak Constraint | Calcite to Lugo Constraint On Peak Constraint | Colorado River 500/230 kV On-Peak/Off-Peak Constraint (230 kV bus only) | Colorado River-Red Bluff On-Peak Constraint | DCRT On-Peak Constraint | Devers-Red Bluff On-Peak/Off-Peak Constraint | Eagle Mountain On-Peak Constraint | Etiwanda-Rancho Vista On-Peak Constraint | Red Bluff 500/230 kV On-Peak/Off-Peak Constraint (230 kV only) | Serrano-Alberhill-Valley On-Peak/Off-Peak Constraint | VEA 138kV On-peak/Off-peak Constraint | GLW 230kV On-peak/Off-peak Constraint | Lugo-Victorville On-peak Constraint | Capistrano-San Onofre 230 kV On-Peak Constraint | Chicarita 138 kV On-Peak Constraint | El Cajon 69 kV On-Peak Constraint | Internal San Diego Area On-Peak/Off-Peak Constraint | Miguel 69 kV On-Peak Constraint | Encina - San Luis Rey 230 kV On-Peak/Off-Peak Constraint | East of Miguel On-Peak/Off-Peak Constraint | San Luis Rey-San Onofre 230 kV On-Peak/Off-Peak Constraint | Ocean Ranch 69 kV On-Peak Constraint | Otay Mesa 230 kV On-Peak Constraint | Silvergate - Bay Blvd 230 kV On-Peak/Off-Peak Constraint | Silvergate-Old Town 230 kV On-Peak Constraint | Talega 230 kV On-Peak Constraint | Trabuco-Capistrano 138 kV On-Peak Constraint | Santa Rosa-Corona 115 kV line On-Peak Constraint | Vaca Dixon - Tesla 500kV line On-Peak Constraint | Woodland-Davis 115 kV line On-Peak Constraint | Cortina-Eagle Rock 115 kV line On-Peak Constraint | Bell-Placer 115 kV line On-Peak Constraint | Carberry-Round mountain 230 kV line On-Peak Constraint | Rocklin-Pleaseant grove 115kV line On-Peak/Off-Peak Constraint | Bellota-Weber 230kV line On-Peak Constraint | Rio Oso-Brighton 230kV line On-Peak Constraint | Rio Oso-Lockeford 230kV line On-Peak Constraint | Humboldt Offshore Wind constraint | Dumbarton-Newark 115 kV line On-Peak Constraint | Eastshore-San Mateo 230 kV line On-Peak Constraint | Lakeville-Igancio 230 kV line On-Peak Constraint | Sobrante-Moraga 230 kV line On-Peak Constraint | Windmaster- Delta Pumps 230 kV line On-Peak Constraint | Contra Costa- Windmaster 230 kV line On-Peak Constraint | Tesla - Tracy Pumps #2 230 kV line On-Peak Constraint | Contra Costa #1 115 kV line On-Peak Constraint | Kasson Jct-Heinz 115 kV line On-Peak Constraint | Newark-Newark Distribution 115 kV line On-Peak Constraint | Tesla-Bellota 230 kV line On-Peak Constraint | Eight Mile-Tesla 230 kV line On-Peak Constraint | Grant - Eastshore #2 115 kV line On-Peak Constraint | Salado - Crow Creek 60 kV line On-Peak Constraint | Tesla - Salado 115 kV line On-Peak Constraint | Los Esteros-Silicon Valley 230 kV On-Peak Constraint | Los Esteros-Nortech 115 kV line On-Peak Constraint | Newark-Los Esteros 230 kV line On-Peak Constraint | Morganhill-Metcalf 115kV Line On-Peak Constraint | Telsa-Tracy Pump #1 230 kV Line On-Peak Constraint | Birds Landing-Contra Costa 230kV Line On-Peak Constraint | Oceano-Calendar 115kV line On-Peak/Off-Peak Constraint | Midway-Q2005 230kV line On-Peak/Off-Peak Constraint | Smyrna - Q1984 115kV line On-Peak/off-Peak Constraint | Kern 230/115kV TB #4 On-Peak Constraint | Maricopa-Copus 70 kV line On-Peak/Off-Peak Constraint | Midway-Taft 115 kV line On-Peak/Off-Peak Constraint | Kern-Tevis-Stockdale-Lamont 115kV line On-Peak/Off-Peak Constraint | Midway 230/115kV TB #3 On-Peak/Off-Peak Constraint | Semitropic-Midway 115kV Line On-Peak/Off-Peak Constraint | Midway-Q2011 230 kV Line On-Peak Constraint | Gates 500/230kV TB #11 On-Peak/Off-Peak Constraint | Gates 500/230kV TB #12 On-Peak/Off-Peak Constraint | Gates 230/70 kV TB #5 On-Peak/Off-Peak Constraint | Tranquility-Helm 230kV Line On-Peak/Off-Peak Constraint | Dairyland-Chowchilla 115kV Line On-Peak/Off-Peak Constraint | Chowchilla-Le grand 115kV Line On-Peak/Off-Peak Constraint | Los Banos 500/230 kV Bank On-Peak/Off-peak Constraint | Panoche-Los Banos 230kV line #2 On-Peak/Off-Peak Constraint | Dos Amigos-Panoche 230kV line On-Peak Constraint | Schindler 115/70kV TB #1 On-Peak/Off-Peak Constraint | Panoche-Mendota 115 kV line On-Peak/Off-Peak Constraint | Coalinga #1-Coalinga #2 70 kV line On-Peak/Off-Peak Constraint | Penzir-Tornado 70kV line On-Peak/Off-Peak Constraint | Panoche-Oro Loma 115kV Line On-Peak Constraint | Borden-Storey #1 230kV line On-Peak/Off-Peak Constraint | Merced 115/70kV TB#2 On-Peak/Off-Peak Constraint | Helm 230/70kV TB#1 On-Peak/Off-Peak Constraint | Oro Loma-El Nido 115kV Line On-Peak/Off-Peak Constraint | Q2008-Gates 230 kV line On-Peak/Off-peak Constraint | Mustang-Henrietta 230 kV line On-Peak Constraint | Gates-Panoche 230 kV #1 and #2 Lines On-Peak Constraint | Moss Landing-Las Aguillas 230 kV Line Off-Peak Constraint | Jackson-Waukena-Corcoran 115 kV Line Off-Peak Constraint | Jackson-Waukena-Corcoran 115 kV Line Off-Peak Constraint | Li_Battery_4hr | Li_Battery_8hr | Solar | Geothermal | Wind | OOS Wind | OSW Wind | LDES
PG&E Kern Study Area | 7th Standard |  |  | 115 | 6 | 0 | 0 | 0 | 0 | 0 | 0 | 0 | 0 | 0 | 0 | 0 | 0 | 0 | 0 | 0 | 0 | 0 | 0 | 0 | 0 | 0 | 0 | 0 | 0 | 0 | 0 | 0 | 0 | 0 | 0 | 0 | 0 | 0 | 0 | 0 | 0 | 0 | 0 | 0 | 0 | 0 | 0 | 0 | 0 | 0 | 0 | 0 | 0 | 0 | 0 | 0 | 0 | 0 | 0 | 0 | 0 | 0 | 0 | 0 | 0 | 0 | 0 | 0 | 0 | 0 | 0 | 0 | 0 | 0 | 0 | 0 | 0 | 0 | 0 | 0 | 0 | 1 | 0 | 1 | 0 | 0 | 0 | 1 | 1 | 0 | 1 | 1 | 0 | 0 | 0 | 0 | 0 | 0 | 0 | 0 | 0 | 0 | 0 | 0 | 0 | 0 | 0 | 0 | 0 | 0 | 0 | 0 | 0 | 0 | Southern_PGAE_Li_Battery_4hr | Southern_PGAE_Li_Battery_8hr | Southern_PGAE_Solar
SCE Metro Study Area | Alamitos | ALAMITOS |  | 230 | 3 | 0 | 0 | 0 | 0 | 0 | 0 | 0 | 0 | 0 | 0 | 1 | 1 | 1 | 0 | 0 | 0 | 0 | 0 | 0 | 0 | 0 | 0 | 0 | 0 | 0 | 0 | 0 | 0 | 0 | 0 | 0 | 0 | 0 | 0 | 0 | 0 | 0 | 0 | 0 | 0 | 0 | 0 | 0 | 0 | 0 | 0 | 0 | 0 | 0 | 0 | 0 | 0 | 0 | 0 | 0 | 0 | 0 | 0 | 0 | 0 | 0 | 0 | 0 | 0 | 0 | 0 | 0 | 0 | 0 | 0 | 0 | 0 | 0 | 0 | 0 | 0 | 0 | 0 | 0 | 0 | 0 | 0 | 0 | 0 | 0 | 0 | 0 | 0 | 0 | 0 | 0 | 0 | 0 | 0 | 0 | 0 | 0 | 0 | 0 | 0 | 0 | 0 | 0 | 0 | 0 | 0 | 0 | 0 | 0 | Greater_LA_Li_Battery_4hr | Greater_LA_Li_Battery_8hr | Greater_LA_Solar
SCE Eastern Study Area | Alberhill | ALBERHILL |  | 500 | 2 | 0 | 0 | 0 | 0 | 0 | 0 | 0 | 0 | 0 | 0 | 0 | 0 | 0 | 0 | 0 | 0 | 0 | 0 | 0 | 0 | 0 | 0 | 0 | 1 | 0 | 1 | 0 | 0 | 0 | 0 | 0 | 0 | 0 | 0 | 0 | 0 | 0 | 0 | 0 | 0 | 0 | 0 | 0 | 0 | 0 | 0 | 0 | 0 | 0 | 0 | 0 | 0 | 0 | 0 | 0 | 0 | 0 | 0 | 0 | 0 | 0 | 0 | 0 | 0 | 0 | 0 | 0 | 0 | 0 | 0 | 0 | 0 | 0 | 0 | 0 | 0 | 0 | 0 | 0 | 0 | 0 | 0 | 0 | 0 | 0 | 0 | 0 | 0 | 0 | 0 | 0 | 0 | 0 | 0 | 0 | 0 | 0 | 0 | 0 | 0 | 0 | 0 | 0 | 0 | 0 | 0 | 0 | 0 | 0 | Riverside_Li_Battery_4hr | Riverside_Li_Battery_8hr | Riverside_Solar |  | Riverside_Palm_Springs_Wind
PG&E Kern Study Area | Alpaugh | ALPAUGH |  | 115 | 8 | 0 | 0 | 0 | 0 | 0 | 0 | 0 | 0 | 0 | 0 | 0 | 0 | 0 | 0 | 0 | 0 | 0 | 0 | 0 | 0 | 0 | 0 | 0 | 0 | 0 | 0 | 0 | 0 | 0 | 0 | 0 | 0 | 0 | 0 | 0 | 0 | 0 | 0 | 0 | 0 | 0 | 0 | 0 | 0 | 0 | 0 | 0 | 0 | 0 | 0 | 0 | 0 | 0 | 0 | 0 | 0 | 0 | 0 | 0 | 0 | 0 | 0 | 0 | 0 | 0 | 0 | 0 | 0 | 0 | 0 | 0 | 0 | 0 | 0 | 0 | 1 | 1 | 1 | 1 | 0 | 0 | 0 | 1 | 1 | 0 | 1 | 1 | 0 | 0 | 0 | 0 | 0 | 0 | 0 | 0 | 0 | 0 | 0 | 0 | 0 | 0 | 0 | 0 | 0 | 0 | 0 | 0 | 0 | 0 | Southern_PGAE_Li_Battery_4hr | Southern_PGAE_Li_Battery_8hr | Southern_PGAE_Solar
SDG&E Study Area | Alpine |  |  | 69 | 3 | 0 | 0 | 0 | 0 | 0 | 0 | 0 | 0 | 0 | 0 | 0 | 0 | 0 | 0 | 0 | 0 | 0 | 0 | 0 | 0 | 0 | 0 | 0 | 0 | 0 | 0 | 0 | 0 | 0 | 0 | 1 | 1 | 0 | 1 | 0 | 0 | 0 | 0 | 0 | 0 | 0 | 0 | 0 | 0 | 0 | 0 | 0 | 0 | 0 | 0 | 0 | 0 | 0 | 0 | 0 | 0 | 0 | 0 | 0 | 0 | 0 | 0 | 0 | 0 | 0 | 0 | 0 | 0 | 0 | 0 | 0 | 0 | 0 | 0 | 0 | 0 | 0 | 0 | 0 | 0 | 0 | 0 | 0 | 0 | 0 | 0 | 0 | 0 | 0 | 0 | 0 | 0 | 0 | 0 | 0 | 0 | 0 | 0 | 0 | 0 | 0 | 0 | 0 | 0 | 0 | 0 | 0 | 0 | 0 | Greater_LA_Li_Battery_4hr | Greater_LA_Li_Battery_8hr | Greater_LA_Solar
PG&E Greater Bay Study Area | Altamont Midway (Sandhill) | ALTAMONT | G | 230 | 6 | 0 | 0 | 0 | 0 | 0 | 0 | 0 | 0 | 0 | 0 | 0 | 0 | 0 | 0 | 0 | 0 | 0 | 0 | 0 | 0 | 0 | 0 | 0 | 0 | 0 | 0 | 0 | 0 | 0 | 0 | 0 | 0 | 0 | 0 | 0 | 0 | 0 | 0 | 0 | 0 | 0 | 0 | 0 | 0 | 1 | 0 | 0 | 0 | 0 | 0 | 0 | 0 | 0 | 0 | 0 | 0 | 0 | 0 | 1 | 0 | 1 | 0 | 0 | 1 | 1 | 0 | 0 | 0 | 0 | 0 | 0 | 0 | 0 | 1 | 0 | 0 | 0 | 0 | 0 | 0 | 0 | 0 | 0 | 0 | 0 | 0 | 0 | 0 | 0 | 0 | 0 | 0 | 0 | 0 | 0 | 0 | 0 | 0 | 0 | 0 | 0 | 0 | 0 | 0 | 0 | 0 | 0 | 0 | 0 | Northern_California_Li_Battery_4hr | Northern_California_Li_Battery_8hr | Northern_California_Solar |  | Solano_Wind
SCE Northern Area | Antelope | ANTELOPE |  | 500 | 4 | 1 | 1 | 1 | 0 | 0 | 0 | 0 | 0 | 0 | 1 | 0 | 0 | 0 | 0 | 0 | 0 | 0 | 0 | 0 | 0 | 0 | 0 | 0 | 0 | 0 | 0 | 0 | 0 | 0 | 0 | 0 | 0 | 0 | 0 | 0 | 0 | 0 | 0 | 0 | 0 | 0 | 0 | 0 | 0 | 0 | 0 | 0 | 0 | 0 | 0 | 0 | 0 | 0 | 0 | 0 | 0 | 0 | 0 | 0 | 0 | 0 | 0 | 0 | 0 | 0 | 0 | 0 | 0 | 0 | 0 | 0 | 0 | 0 | 0 | 0 | 0 | 0 | 0 | 0 | 0 | 0 | 0 | 0 | 0 | 0 | 0 | 0 | 0 | 0 | 0 | 0 | 0 | 0 | 0 | 0 | 0 | 0 | 0 | 0 | 0 | 0 | 0 | 0 | 0 | 0 | 0 | 0 | 0 | 0 | Tehachapi_Li_Battery_4hr | Tehachapi_Li_Battery_8hr | Tehachapi_Solar |  | Tehachapi_Wind
SCE Northern Area | Antelope | ANTELOPE |  | 230 | 4 | 1 | 1 | 1 | 0 | 0 | 0 | 0 | 0 | 0 | 1 | 0 | 0 | 0 | 0 | 0 | 0 | 0 | 0 | 0 | 0 | 0 | 0 | 0 | 0 | 0 | 0 | 0 | 0 | 0 | 0 | 0 | 0 | 0 | 0 | 0 | 0 | 0 | 0 | 0 | 0 | 0 | 0 | 0 | 0 | 0 | 0 | 0 | 0 | 0 | 0 | 0 | 0 | 0 | 0 | 0 | 0 | 0 | 0 | 0 | 0 | 0 | 0 | 0 | 0 | 0 | 0 | 0 | 0 | 0 | 0 | 0 | 0 | 0 | 0 | 0 | 0 | 0 | 0 | 0 | 0 | 0 | 0 | 0 | 0 | 0 | 0 | 0 | 0 | 0 | 0 | 0 | 0 | 0 | 0 | 0 | 0 | 0 | 0 | 0 | 0 | 0 | 0 | 0 | 0 | 0 | 0 | 0 | 0 | 0 | Tehachapi_Li_Battery_4hr | Tehachapi_Li_Battery_8hr | Tehachapi_Solar |  | Tehachapi_Wind
PG&E Kern Study Area | Arco | ARCO (PGE) |  | 230 | 5 | 0 | 0 | 0 | 0 | 0 | 0 | 0 | 0 | 0 | 0 | 0 | 0 | 0 | 0 | 0 | 0 | 0 | 0 | 0 | 0 | 0 | 0 | 0 | 0 | 0 | 0 | 0 | 0 | 0 | 0 | 0 | 0 | 0 | 0 | 0 | 0 | 0 | 0 | 0 | 0 | 0 | 0 | 0 | 0 | 0 | 0 | 0 | 0 | 0 | 0 | 0 | 0 | 0 | 0 | 0 | 0 | 0 | 0 | 0 | 0 | 0 | 0 | 0 | 0 | 0 | 0 | 0 | 0 | 0 | 0 | 0 | 0 | 0 | 0 | 0 | 0 | 1 | 0 | 0 | 0 | 0 | 0 | 0 | 0 | 0 | 1 | 1 | 0 | 0 | 0 | 0 | 0 | 0 | 0 | 0 | 0 | 0 | 0 | 0 | 0 | 0 | 0 | 0 | 0 | 1 | 1 | 0 | 0 | 0 | Southern_PGAE_Li_Battery_4hr | Southern_PGAE_Li_Battery_8hr | Southern_PGAE_Solar |  | Kern_Greater_Carrizo_Wind
SCE Metro Study Area | ArcoGen | ARCOGEN |  | 230 | 3 | 0 | 0 | 0 | 0 | 0 | 0 | 0 | 0 | 0 | 0 | 1 | 1 | 1 | 0 | 0 | 0 | 0 | 0 | 0 | 0 | 0 | 0 | 0 | 0 | 0 | 0 | 0 | 0 | 0 | 0 | 0 | 0 | 0 | 0 | 0 | 0 | 0 | 0 | 0 | 0 | 0 | 0 | 0 | 0 | 0 | 0 | 0 | 0 | 0 | 0 | 0 | 0 | 0 | 0 | 0 | 0 | 0 | 0 | 0 | 0 | 0 | 0 | 0 | 0 | 0 | 0 | 0 | 0 | 0 | 0 | 0 | 0 | 0 | 0 | 0 | 0 | 0 | 0 | 0 | 0 | 0 | 0 | 0 | 0 | 0 | 0 | 0 | 0 | 0 | 0 | 0 | 0 | 0 | 0 | 0 | 0 | 0 | 0 | 0 | 0 | 0 | 0 | 0 | 0 | 0 | 0 | 0 | 0 | 0 | Greater_LA_Li_Battery_4hr | Greater_LA_Li_Battery_8hr | Greater_LA_Solar
SDG&E Study Area | Artesian | ARTESIAN (SDGE) |  | 230 | 5 | 0 | 0 | 0 | 0 | 0 | 0 | 0 | 0 | 0 | 0 | 0 | 0 | 0 | 0 | 0 | 0 | 0 | 0 | 0 | 0 | 0 | 0 | 0 | 0 | 0 | 0 | 0 | 0 | 0 | 1 | 0 | 0 | 1 | 0 | 1 | 0 | 1 | 0 | 0 | 0 | 0 | 1 | 0 | 0 | 0 | 0 | 0 | 0 | 0 | 0 | 0 | 0 | 0 | 0 | 0 | 0 | 0 | 0 | 0 | 0 | 0 | 0 | 0 | 0 | 0 | 0 | 0 | 0 | 0 | 0 | 0 | 0 | 0 | 0 | 0 | 0 | 0 | 0 | 0 | 0 | 0 | 0 | 0 | 0 | 0 | 0 | 0 | 0 | 0 | 0 | 0 | 0 | 0 | 0 | 0 | 0 | 0 | 0 | 0 | 0 | 0 | 0 | 0 | 0 | 0 | 0 | 0 | 0 | 0 | Greater_LA_Li_Battery_4hr | Greater_LA_Li_Battery_8hr | Greater_LA_Solar
PG&E Fresno Study Area | Ashlan | ASHLAN AVE |  | 230 | 16 | 0 | 0 | 0 | 0 | 0 | 0 | 0 | 0 | 0 | 0 | 0 | 0 | 0 | 0 | 0 | 0 | 0 | 0 | 0 | 0 | 0 | 0 | 0 | 0 | 0 | 0 | 0 | 0 | 0 | 0 | 0 | 0 | 0 | 0 | 0 | 0 | 0 | 0 | 0 | 0 | 0 | 0 | 0 | 0 | 0 | 0 | 0 | 0 | 0 | 0 | 1 | 0 | 0 | 0 | 0 | 0 | 0 | 0 | 0 | 0 | 0 | 0 | 0 | 0 | 0 | 0 | 0 | 0 | 0 | 0 | 0 | 0 | 0 | 0 | 0 | 0 | 1 | 0 | 0 | 0 | 0 | 0 | 0 | 0 | 0 | 1 | 1 | 0 | 1 | 1 | 1 | 1 | 1 | 1 | 1 | 1 | 0 | 0 | 1 | 1 | 0 | 0 | 1 | 0 | 0 | 0 | 1 | 0 | 0 | Southern_PGAE_Li_Battery_4hr | Southern_PGAE_Li_Battery_8hr | Southern_PGAE_Solar
PG&E North of Greater Bay Study Area | Atlantic | ATLANTIC |  | 230 | 7 | 0 | 0 | 0 | 0 | 0 | 0 | 0 | 0 | 0 | 0 | 0 | 0 | 0 | 0 | 0 | 0 | 0 | 0 | 0 | 0 | 0 | 0 | 0 | 0 | 0 | 0 | 0 | 0 | 0 | 0 | 0 | 0 | 0 | 0 | 0 | 0 | 0 | 0 | 0 | 0 | 0 | 0 | 0 | 0 | 1 | 0 | 0 | 1 | 0 | 0 | 1 | 1 | 1 | 0 | 0 | 0 | 0 | 0 | 0 | 0 | 0 | 0 | 0 | 0 | 1 | 1 | 0 | 0 | 0 | 0 | 0 | 0 | 0 | 0 | 0 | 0 | 0 | 0 | 0 | 0 | 0 | 0 | 0 | 0 | 0 | 0 | 0 | 0 | 0 | 0 | 0 | 0 | 0 | 0 | 0 | 0 | 0 | 0 | 0 | 0 | 0 | 0 | 0 | 0 | 0 | 0 | 0 | 0 | 0 | Northern_California_Li_Battery_4hr | Northern_California_Li_Battery_8hr | Northern_California_Solar | Northern_California_Geothermal | Northern_California_Wind
PG&E North of Greater Bay Study Area | Atlantic | ATLANTIC |  | 115 | 7 | 0 | 0 | 0 | 0 | 0 | 0 | 0 | 0 | 0 | 0 | 0 | 0 | 0 | 0 | 0 | 0 | 0 | 0 | 0 | 0 | 0 | 0 | 0 | 0 | 0 | 0 | 0 | 0 | 0 | 0 | 0 | 0 | 0 | 0 | 0 | 0 | 0 | 0 | 0 | 0 | 0 | 0 | 0 | 0 | 1 | 0 | 0 | 1 | 0 | 1 | 1 | 1 | 0 | 0 | 0 | 0 | 0 | 0 | 0 | 0 | 0 | 0 | 0 | 0 | 1 | 1 | 0 | 0 | 0 | 0 | 0 | 0 | 0 | 0 | 0 | 0 | 0 | 0 | 0 | 0 | 0 | 0 | 0 | 0 | 0 | 0 | 0 | 0 | 0 | 0 | 0 | 0 | 0 | 0 | 0 | 0 | 0 | 0 | 0 | 0 | 0 | 0 | 0 | 0 | 0 | 0 | 0 | 0 | 0 | Northern_California_Li_Battery_4hr | Northern_California_Li_Battery_8hr | Northern_California_Solar | Northern_California_Geothermal | Northern_California_Wind
PG&E Greater Bay Study Area | Avena | AVENA |  | 115 | 1 | 0 | 0 | 0 | 0 | 0 | 0 | 0 | 0 | 0 | 0 | 0 | 0 | 0 | 0 | 0 | 0 | 0 | 0 | 0 | 0 | 0 | 0 | 0 | 0 | 0 | 0 | 0 | 0 | 0 | 0 | 0 | 0 | 0 | 0 | 0 | 0 | 0 | 0 | 0 | 0 | 0 | 0 | 0 | 0 | 0 | 0 | 0 | 0 | 0 | 0 | 0 | 0 | 0 | 0 | 0 | 0 | 0 | 0 | 0 | 0 | 0 | 0 | 1 | 0 | 0 | 0 | 0 | 0 | 0 | 0 | 0 | 0 | 0 | 0 | 0 | 0 | 0 | 0 | 0 | 0 | 0 | 0 | 0 | 0 | 0 | 0 | 0 | 0 | 0 | 0 | 0 | 0 | 0 | 0 | 0 | 0 | 0 | 0 | 0 | 0 | 0 | 0 | 0 | 0 | 0 | 0 | 0 | 0 | 0 | Northern_California_Li_Battery_4hr | Northern_California_Li_Battery_8hr | Northern_California_Solar |  | Central_Valley_North_Los_Banos_Wind
SDG&E Study Area | Avocado |  |  | 69 | 3 | 0 | 0 | 0 | 0 | 0 | 0 | 0 | 0 | 0 | 0 | 0 | 0 | 0 | 0 | 0 | 0 | 0 | 0 | 0 | 0 | 0 | 0 | 0 | 0 | 0 | 0 | 0 | 0 | 0 | 1 | 0 | 0 | 1 | 0 | 0 | 0 | 0 | 0 | 0 | 0 | 0 | 1 | 0 | 0 | 0 | 0 | 0 | 0 | 0 | 0 | 0 | 0 | 0 | 0 | 0 | 0 | 0 | 0 | 0 | 0 | 0 | 0 | 0 | 0 | 0 | 0 | 0 | 0 | 0 | 0 | 0 | 0 | 0 | 0 | 0 | 0 | 0 | 0 | 0 | 0 | 0 | 0 | 0 | 0 | 0 | 0 | 0 | 0 | 0 | 0 | 0 | 0 | 0 | 0 | 0 | 0 | 0 | 0 | 0 | 0 | 0 | 0 | 0 | 0 | 0 | 0 | 0 | 0 | 0 | Greater_LA_Li_Battery_4hr | Greater_LA_Li_Battery_8hr | Greater_LA_Solar
PG&E North of Greater Bay Study Area | Bahia | BAHIA |  | 230 | 6 | 0 | 0 | 0 | 0 | 0 | 0 | 0 | 0 | 0 | 0 | 0 | 0 | 0 | 0 | 0 | 0 | 0 | 0 | 0 | 0 | 0 | 0 | 0 | 0 | 0 | 0 | 0 | 0 | 0 | 0 | 0 | 0 | 0 | 0 | 0 | 0 | 0 | 0 | 0 | 0 | 0 | 0 | 0 | 0 | 1 | 0 | 0 | 0 | 0 | 0 | 0 | 0 | 0 | 0 | 0 | 0 | 0 | 1 | 0 | 0 | 1 | 0 | 0 | 0 | 1 | 0 | 0 | 0 | 0 | 0 | 0 | 0 | 0 | 1 | 1 | 0 | 0 | 0 | 0 | 0 | 0 | 0 | 0 | 0 | 0 | 0 | 0 | 0 | 0 | 0 | 0 | 0 | 0 | 0 | 0 | 0 | 0 | 0 | 0 | 0 | 0 | 0 | 0 | 0 | 0 | 0 | 0 | 0 | 0 | Northern_California_Li_Battery_4hr | Northern_California_Li_Battery_8hr | Northern_California_Solar | Northern_California_Geothermal | Solano_Wind
SCE Northern Area | Bailey | BAILEY |  | 230 | 5 | 1 | 0 | 1 | 0 | 0 | 0 | 1 | 0 | 1 | 0 | 0 | 0 | 0 | 0 | 0 | 0 | 0 | 0 | 0 | 0 | 0 | 0 | 0 | 0 | 0 | 0 | 0 | 0 | 1 | 0 | 0 | 0 | 0 | 0 | 0 | 0 | 0 | 0 | 0 | 0 | 0 | 0 | 0 | 0 | 0 | 0 | 0 | 0 | 0 | 0 | 0 | 0 | 0 | 0 | 0 | 0 | 0 | 0 | 0 | 0 | 0 | 0 | 0 | 0 | 0 | 0 | 0 | 0 | 0 | 0 | 0 | 0 | 0 | 0 | 0 | 0 | 0 | 0 | 0 | 0 | 0 | 0 | 0 | 0 | 0 | 0 | 0 | 0 | 0 | 0 | 0 | 0 | 0 | 0 | 0 | 0 | 0 | 0 | 0 | 0 | 0 | 0 | 0 | 0 | 0 | 0 | 0 | 0 | 0 | Tehachapi_Li_Battery_4hr | Tehachapi_Li_Battery_8hr | Tehachapi_Solar |  | Tehachapi_Wind
PG&E Kern Study Area | Bakersfield | BAKERSFIELD |  | 230 | 3 | 0 | 0 | 0 | 0 | 0 | 0 | 0 | 0 | 0 | 0 | 0 | 0 | 0 | 0 | 0 | 0 | 0 | 0 | 0 | 0 | 0 | 0 | 0 | 0 | 0 | 0 | 0 | 0 | 0 | 0 | 0 | 0 | 0 | 0 | 0 | 0 | 0 | 0 | 0 | 0 | 0 | 0 | 0 | 0 | 0 | 0 | 0 | 0 | 0 | 0 | 0 | 0 | 0 | 0 | 0 | 0 | 0 | 0 | 0 | 0 | 0 | 0 | 0 | 0 | 0 | 0 | 0 | 0 | 0 | 0 | 0 | 0 | 0 | 0 | 0 | 0 | 1 | 0 | 0 | 0 | 0 | 0 | 0 | 0 | 0 | 1 | 1 | 0 | 0 | 0 | 0 | 0 | 0 | 0 | 0 | 0 | 0 | 0 | 0 | 0 | 0 | 0 | 0 | 0 | 0 | 0 | 0 | 0 | 0 | Southern_PGAE_Li_Battery_4hr | Southern_PGAE_Li_Battery_8hr | Southern_PGAE_Solar
PG&E Fresno Study Area | Balch 2 | BALCH | G | 230 | 17 | 0 | 0 | 0 | 0 | 0 | 0 | 0 | 0 | 0 | 0 | 0 | 0 | 0 | 0 | 0 | 0 | 0 | 0 | 0 | 0 | 0 | 0 | 0 | 0 | 0 | 0 | 0 | 0 | 0 | 0 | 0 | 0 | 0 | 0 | 0 | 0 | 0 | 0 | 0 | 0 | 0 | 0 | 0 | 0 | 0 | 0 | 0 | 0 | 0 | 0 | 1 | 0 | 0 | 0 | 0 | 0 | 0 | 0 | 0 | 0 | 0 | 0 | 0 | 0 | 0 | 0 | 0 | 0 | 0 | 0 | 0 | 0 | 0 | 0 | 0 | 0 | 1 | 0 | 0 | 0 | 0 | 0 | 0 | 0 | 0 | 1 | 1 | 1 | 1 | 1 | 1 | 1 | 1 | 1 | 1 | 1 | 0 | 0 | 1 | 1 | 0 | 0 | 1 | 0 | 0 | 0 | 1 | 0 | 0 | Southern_PGAE_Li_Battery_4hr | Southern_PGAE_Li_Battery_8hr | Southern_PGAE_Solar
SCE Metro Study Area | Barre | BARRE |  | 230 | 1 | 0 | 0 | 0 | 0 | 0 | 0 | 0 | 0 | 0 | 0 | 0 | 0 | 1 | 0 | 0 | 0 | 0 | 0 | 0 | 0 | 0 | 0 | 0 | 0 | 0 | 0 | 0 | 0 | 0 | 0 | 0 | 0 | 0 | 0 | 0 | 0 | 0 | 0 | 0 | 0 | 0 | 0 | 0 | 0 | 0 | 0 | 0 | 0 | 0 | 0 | 0 | 0 | 0 | 0 | 0 | 0 | 0 | 0 | 0 | 0 | 0 | 0 | 0 | 0 | 0 | 0 | 0 | 0 | 0 | 0 | 0 | 0 | 0 | 0 | 0 | 0 | 0 | 0 | 0 | 0 | 0 | 0 | 0 | 0 | 0 | 0 | 0 | 0 | 0 | 0 | 0 | 0 | 0 | 0 | 0 | 0 | 0 | 0 | 0 | 0 | 0 | 0 | 0 | 0 | 0 | 0 | 0 | 0 | 0 | Greater_LA_Li_Battery_4hr | Greater_LA_Li_Battery_8hr | Greater_LA_Solar
SDG&E Study Area | Bay Boulevard | BOULEVARD |  | 230 | 5 | 0 | 0 | 0 | 0 | 0 | 0 | 0 | 0 | 0 | 0 | 0 | 0 | 0 | 0 | 0 | 0 | 0 | 0 | 0 | 0 | 0 | 0 | 0 | 0 | 0 | 0 | 0 | 0 | 0 | 0 | 0 | 0 | 1 | 0 | 1 | 0 | 1 | 0 | 0 | 1 | 1 | 0 | 0 | 0 | 0 | 0 | 0 | 0 | 0 | 0 | 0 | 0 | 0 | 0 | 0 | 0 | 0 | 0 | 0 | 0 | 0 | 0 | 0 | 0 | 0 | 0 | 0 | 0 | 0 | 0 | 0 | 0 | 0 | 0 | 0 | 0 | 0 | 0 | 0 | 0 | 0 | 0 | 0 | 0 | 0 | 0 | 0 | 0 | 0 | 0 | 0 | 0 | 0 | 0 | 0 | 0 | 0 | 0 | 0 | 0 | 0 | 0 | 0 | 0 | 0 | 0 | 0 | 0 | 0 | Greater_LA_Li_Battery_4hr | Greater_LA_Li_Battery_8hr | Greater_LA_Solar
East of Pisgah Study Area | Beatty | BEATTTY |  | 138 | 5 | 0 | 0 | 0 | 0 | 0 | 0 | 0 | 0 | 0 | 0 | 0 | 0 | 0 | 0 | 0 | 0 | 0 | 0 | 0 | 1 | 0 | 1 | 0 | 0 | 0 | 0 | 1 | 1 | 1 | 0 | 0 | 0 | 0 | 0 | 0 | 0 | 0 | 0 | 0 | 0 | 0 | 0 | 0 | 0 | 0 | 0 | 0 | 0 | 0 | 0 | 0 | 0 | 0 | 0 | 0 | 0 | 0 | 0 | 0 | 0 | 0 | 0 | 0 | 0 | 0 | 0 | 0 | 0 | 0 | 0 | 0 | 0 | 0 | 0 | 0 | 0 | 0 | 0 | 0 | 0 | 0 | 0 | 0 | 0 | 0 | 0 | 0 | 0 | 0 | 0 | 0 | 0 | 0 | 0 | 0 | 0 | 0 | 0 | 0 | 0 | 0 | 0 | 0 | 0 | 0 | 0 | 0 | 0 | 0 | Southern_NV_Eldorado_Li_Battery_4hr | Southern_NV_Eldorado_Li_Battery_8hr | Southern_NV_Eldorado_Solar | Central_Nevada_Geothermal | Southern_NV_Eldorado_Wind
PG&E Greater Bay Study Area | Belden | BELDEN | G | 230 | 2 | 0 | 0 | 0 | 0 | 0 | 0 | 0 | 0 | 0 | 0 | 0 | 0 | 0 | 0 | 0 | 0 | 0 | 0 | 0 | 0 | 0 | 0 | 0 | 0 | 0 | 0 | 0 | 0 | 0 | 0 | 0 | 0 | 0 | 0 | 0 | 0 | 0 | 0 | 0 | 0 | 0 | 0 | 0 | 0 | 1 | 0 | 0 | 0 | 0 | 1 | 0 | 0 | 0 | 0 | 0 | 0 | 0 | 0 | 0 | 0 | 0 | 0 | 0 | 0 | 0 | 0 | 0 | 0 | 0 | 0 | 0 | 0 | 0 | 0 | 0 | 0 | 0 | 0 | 0 | 0 | 0 | 0 | 0 | 0 | 0 | 0 | 0 | 0 | 0 | 0 | 0 | 0 | 0 | 0 | 0 | 0 | 0 | 0 | 0 | 0 | 0 | 0 | 0 | 0 | 0 | 0 | 0 | 0 | 0 | Northern_California_Li_Battery_4hr | Northern_California_Li_Battery_8hr | Northern_California_Solar |  | Northern_California_Wind
PG&E North of Greater Bay Study Area | Bellevue | BELLVUE |  | 115 | 2 | 0 | 0 | 0 | 0 | 0 | 0 | 0 | 0 | 0 | 0 | 0 | 0 | 0 | 0 | 0 | 0 | 0 | 0 | 0 | 0 | 0 | 0 | 0 | 0 | 0 | 0 | 0 | 0 | 0 | 0 | 0 | 0 | 0 | 0 | 0 | 0 | 0 | 0 | 0 | 0 | 0 | 0 | 0 | 0 | 0 | 0 | 1 | 0 | 0 | 0 | 0 | 0 | 0 | 0 | 0 | 0 | 1 | 0 | 0 | 0 | 0 | 0 | 0 | 0 | 0 | 0 | 0 | 0 | 0 | 0 | 0 | 0 | 0 | 0 | 0 | 0 | 0 | 0 | 0 | 0 | 0 | 0 | 0 | 0 | 0 | 0 | 0 | 0 | 0 | 0 | 0 | 0 | 0 | 0 | 0 | 0 | 0 | 0 | 0 | 0 | 0 | 0 | 0 | 0 | 0 | 0 | 0 | 0 | 0 | Northern_California_Li_Battery_4hr | Northern_California_Li_Battery_8hr | Northern_California_Solar | Northern_California_Geothermal | Northern_California_Wind
PG&E North of Greater Bay Study Area | Bellota | BELLOTA |  | 230 | 12 | 0 | 0 | 0 | 0 | 0 | 0 | 0 | 0 | 0 | 0 | 0 | 0 | 0 | 0 | 0 | 0 | 0 | 0 | 0 | 0 | 0 | 0 | 0 | 0 | 0 | 0 | 0 | 0 | 0 | 0 | 0 | 0 | 0 | 0 | 0 | 0 | 0 | 0 | 0 | 0 | 0 | 0 | 0 | 0 | 0 | 0 | 0 | 0 | 0 | 0 | 1 | 0 | 0 | 0 | 0 | 0 | 0 | 0 | 0 | 0 | 0 | 0 | 1 | 0 | 1 | 1 | 0 | 0 | 0 | 0 | 0 | 0 | 0 | 0 | 0 | 0 | 0 | 0 | 0 | 0 | 0 | 0 | 0 | 0 | 0 | 0 | 1 | 0 | 1 | 1 | 1 | 1 | 0 | 0 | 0 | 1 | 0 | 0 | 1 | 0 | 0 | 0 | 1 | 0 | 0 | 0 | 0 | 0 | 0 | Northern_California_Li_Battery_4hr | Northern_California_Li_Battery_8hr | Northern_California_Solar | Northern_California_Geothermal | Central_Valley_North_Los_Banos_Wind
PG&E North of Greater Bay Study Area | Bellota | BELLOTA |  | 115 | 6 | 0 | 0 | 0 | 0 | 0 | 0 | 0 | 0 | 0 | 0 | 0 | 0 | 0 | 0 | 0 | 0 | 0 | 0 | 0 | 0 | 0 | 0 | 0 | 0 | 0 | 0 | 0 | 0 | 0 | 0 | 0 | 0 | 0 | 0 | 0 | 0 | 0 | 0 | 0 | 0 | 0 | 0 | 0 | 0 | 0 | 0 | 0 | 0 | 0 | 0 | 1 | 0 | 0 | 0 | 0 | 0 | 0 | 0 | 0 | 0 | 0 | 0 | 1 | 0 | 1 | 1 | 0 | 0 | 0 | 0 | 0 | 0 | 0 | 0 | 0 | 0 | 0 | 0 | 0 | 0 | 0 | 0 | 0 | 0 | 0 | 0 | 0 | 0 | 0 | 0 | 0 | 1 | 0 | 0 | 0 | 0 | 0 | 0 | 0 | 0 | 0 | 0 | 1 | 0 | 0 | 0 | 0 | 0 | 0 | Northern_California_Li_Battery_4hr | Northern_California_Li_Battery_8hr | Northern_California_Solar | Northern_California_Geothermal | Central_Valley_North_Los_Banos_Wind
SCE Northern Area | Big Creek | BIG CREEK 1 |  | 230 | 6 | 1 | 0 | 1 | 0 | 0 | 1 | 1 | 1 | 0 | 0 | 0 | 0 | 0 | 0 | 0 | 0 | 0 | 0 | 0 | 0 | 0 | 0 | 0 | 0 | 0 | 0 | 0 | 0 | 1 | 0 | 0 | 0 | 0 | 0 | 0 | 0 | 0 | 0 | 0 | 0 | 0 | 0 | 0 | 0 | 0 | 0 | 0 | 0 | 0 | 0 | 0 | 0 | 0 | 0 | 0 | 0 | 0 | 0 | 0 | 0 | 0 | 0 | 0 | 0 | 0 | 0 | 0 | 0 | 0 | 0 | 0 | 0 | 0 | 0 | 0 | 0 | 0 | 0 | 0 | 0 | 0 | 0 | 0 | 0 | 0 | 0 | 0 | 0 | 0 | 0 | 0 | 0 | 0 | 0 | 0 | 0 | 0 | 0 | 0 | 0 | 0 | 0 | 0 | 0 | 0 | 0 | 0 | 0 | 0 | Tehachapi_Li_Battery_4hr | Tehachapi_Li_Battery_8hr | Tehachapi_Solar |  | Tehachapi_Wind
PG&E North of Greater Bay Study Area | Birds Landing | BIRDS LANDING |  | 230 | 8 | 0 | 0 | 0 | 0 | 0 | 0 | 0 | 0 | 0 | 0 | 0 | 0 | 0 | 0 | 0 | 0 | 0 | 0 | 0 | 0 | 0 | 0 | 0 | 0 | 0 | 0 | 0 | 0 | 0 | 0 | 0 | 0 | 0 | 0 | 0 | 0 | 0 | 0 | 0 | 0 | 0 | 0 | 0 | 0 | 1 | 0 | 0 | 0 | 0 | 0 | 0 | 0 | 0 | 0 | 0 | 0 | 0 | 0 | 1 | 1 | 1 | 0 | 0 | 1 | 1 | 0 | 0 | 0 | 0 | 0 | 0 | 0 | 0 | 1 | 1 | 0 | 0 | 0 | 0 | 0 | 0 | 0 | 0 | 0 | 0 | 0 | 0 | 0 | 0 | 0 | 0 | 0 | 0 | 0 | 0 | 0 | 0 | 0 | 0 | 0 | 0 | 0 | 0 | 0 | 0 | 0 | 0 | 0 | 0 | Northern_California_Li_Battery_4hr | Northern_California_Li_Battery_8hr | Northern_California_Solar | Northern_California_Geothermal | Solano_Wind
SCE Eastern Study Area | BlytheSC 161 kV | BLYTHE |  | 161 | 2 | 0 | 0 | 0 | 0 | 0 | 0 | 0 | 0 | 0 | 0 | 0 | 0 | 0 | 0 | 0 | 0 | 0 | 0 | 0 | 0 | 0 | 0 | 0 | 0 | 0 | 0 | 0 | 0 | 0 | 0 | 0 | 0 | 0 | 0 | 0 | 1 | 1 | 0 | 0 | 0 | 0 | 0 | 0 | 0 | 0 | 0 | 0 | 0 | 0 | 0 | 0 | 0 | 0 | 0 | 0 | 0 | 0 | 0 | 0 | 0 | 0 | 0 | 0 | 0 | 0 | 0 | 0 | 0 | 0 | 0 | 0 | 0 | 0 | 0 | 0 | 0 | 0 | 0 | 0 | 0 | 0 | 0 | 0 | 0 | 0 | 0 | 0 | 0 | 0 | 0 | 0 | 0 | 0 | 0 | 0 | 0 | 0 | 0 | 0 | 0 | 0 | 0 | 0 | 0 | 0 | 0 | 0 | 0 | 0 | Riverside_Li_Battery_4hr | Riverside_Li_Battery_8hr | Riverside_Solar |  | Riverside_Palm_Springs_Wind
PG&E North of Greater Bay Study Area | Bogue | BOGUE |  | 115 | 2 | 0 | 0 | 0 | 0 | 0 | 0 | 0 | 0 | 0 | 0 | 0 | 0 | 0 | 0 | 0 | 0 | 0 | 0 | 0 | 0 | 0 | 0 | 0 | 0 | 0 | 0 | 0 | 0 | 0 | 0 | 0 | 0 | 0 | 0 | 0 | 0 | 0 | 0 | 0 | 0 | 0 | 0 | 0 | 0 | 0 | 1 | 0 | 1 | 0 | 0 | 0 | 0 | 0 | 0 | 0 | 0 | 0 | 0 | 0 | 0 | 0 | 0 | 0 | 0 | 0 | 0 | 0 | 0 | 0 | 0 | 0 | 0 | 0 | 0 | 0 | 0 | 0 | 0 | 0 | 0 | 0 | 0 | 0 | 0 | 0 | 0 | 0 | 0 | 0 | 0 | 0 | 0 | 0 | 0 | 0 | 0 | 0 | 0 | 0 | 0 | 0 | 0 | 0 | 0 | 0 | 0 | 0 | 0 | 0 | Northern_California_Li_Battery_4hr | Northern_California_Li_Battery_8hr | Northern_California_Solar | Northern_California_Geothermal | Northern_California_Wind
East of Pisgah Study Area | Bond Tap |  |  | 138 | 5 | 0 | 0 | 0 | 0 | 0 | 0 | 0 | 0 | 0 | 0 | 0 | 0 | 0 | 0 | 0 | 0 | 0 | 0 | 0 | 1 | 0 | 1 | 0 | 0 | 0 | 0 | 1 | 1 | 1 | 0 | 0 | 0 | 0 | 0 | 0 | 0 | 0 | 0 | 0 | 0 | 0 | 0 | 0 | 0 | 0 | 0 | 0 | 0 | 0 | 0 | 0 | 0 | 0 | 0 | 0 | 0 | 0 | 0 | 0 | 0 | 0 | 0 | 0 | 0 | 0 | 0 | 0 | 0 | 0 | 0 | 0 | 0 | 0 | 0 | 0 | 0 | 0 | 0 | 0 | 0 | 0 | 0 | 0 | 0 | 0 | 0 | 0 | 0 | 0 | 0 | 0 | 0 | 0 | 0 | 0 | 0 | 0 | 0 | 0 | 0 | 0 | 0 | 0 | 0 | 0 | 0 | 0 | 0 | 0 | Southern_NV_Eldorado_Li_Battery_4hr | Southern_NV_Eldorado_Li_Battery_8hr | Southern_NV_Eldorado_Solar | Central_Nevada_Geothermal | Southern_NV_Eldorado_Wind
PG&E Fresno Study Area | Borden | BORDEN |  | 230 | 15 | 0 | 0 | 0 | 0 | 0 | 0 | 0 | 0 | 0 | 0 | 0 | 0 | 0 | 0 | 0 | 0 | 0 | 0 | 0 | 0 | 0 | 0 | 0 | 0 | 0 | 0 | 0 | 0 | 0 | 0 | 0 | 0 | 0 | 0 | 0 | 0 | 0 | 0 | 0 | 0 | 0 | 0 | 0 | 0 | 0 | 0 | 0 | 0 | 0 | 0 | 1 | 0 | 0 | 0 | 0 | 0 | 0 | 0 | 0 | 0 | 0 | 0 | 0 | 0 | 0 | 0 | 0 | 0 | 0 | 0 | 0 | 0 | 0 | 0 | 0 | 0 | 1 | 0 | 0 | 0 | 0 | 0 | 0 | 0 | 0 | 1 | 1 | 0 | 1 | 1 | 1 | 1 | 1 | 1 | 0 | 1 | 0 | 0 | 1 | 1 | 0 | 0 | 1 | 0 | 0 | 0 | 1 | 0 | 0 | Southern_PGAE_Li_Battery_4hr | Southern_PGAE_Li_Battery_8hr | Southern_PGAE_Solar
PG&E North of Greater Bay Study Area | Bottle Rock |  | G | 230 | 10 | 0 | 0 | 0 | 0 | 0 | 0 | 0 | 0 | 0 | 0 | 0 | 0 | 0 | 0 | 0 | 0 | 0 | 0 | 0 | 0 | 0 | 0 | 0 | 0 | 0 | 0 | 0 | 0 | 0 | 0 | 0 | 0 | 0 | 0 | 0 | 0 | 0 | 0 | 0 | 0 | 0 | 0 | 0 | 1 | 1 | 0 | 0 | 0 | 0 | 0 | 0 | 0 | 0 | 0 | 0 | 0 | 0 | 1 | 1 | 1 | 1 | 0 | 0 | 1 | 1 | 0 | 0 | 0 | 0 | 0 | 0 | 0 | 0 | 1 | 1 | 0 | 0 | 0 | 0 | 0 | 0 | 0 | 0 | 0 | 0 | 0 | 0 | 0 | 0 | 0 | 0 | 0 | 0 | 0 | 0 | 0 | 0 | 0 | 0 | 0 | 0 | 0 | 0 | 0 | 0 | 0 | 0 | 0 | 0 | Northern_California_Li_Battery_4hr | Northern_California_Li_Battery_8hr | Northern_California_Solar | Northern_California_Geothermal | Northern_California_Wind
PG&E Greater Bay Study Area | Brentwood | BRENT |  | 230 | 7 | 0 | 0 | 0 | 0 | 0 | 0 | 0 | 0 | 0 | 0 | 0 | 0 | 0 | 0 | 0 | 0 | 0 | 0 | 0 | 0 | 0 | 0 | 0 | 0 | 0 | 0 | 0 | 0 | 0 | 0 | 0 | 0 | 0 | 0 | 0 | 0 | 0 | 0 | 0 | 0 | 0 | 0 | 0 | 0 | 1 | 0 | 0 | 0 | 0 | 0 | 0 | 0 | 0 | 0 | 0 | 0 | 0 | 0 | 1 | 1 | 1 | 0 | 0 | 1 | 1 | 0 | 0 | 0 | 0 | 0 | 0 | 0 | 0 | 1 | 0 | 0 | 0 | 0 | 0 | 0 | 0 | 0 | 0 | 0 | 0 | 0 | 0 | 0 | 0 | 0 | 0 | 0 | 0 | 0 | 0 | 0 | 0 | 0 | 0 | 0 | 0 | 0 | 0 | 0 | 0 | 0 | 0 | 0 | 0 | Northern_California_Li_Battery_4hr | Northern_California_Li_Battery_8hr | Northern_California_Solar
PG&E North of Greater Bay Study Area | Brighton | BRIGHTON |  | 230 | 4 | 0 | 0 | 0 | 0 | 0 | 0 | 0 | 0 | 0 | 0 | 0 | 0 | 0 | 0 | 0 | 0 | 0 | 0 | 0 | 0 | 0 | 0 | 0 | 0 | 0 | 0 | 0 | 0 | 0 | 0 | 0 | 0 | 0 | 0 | 0 | 0 | 0 | 0 | 0 | 0 | 0 | 0 | 0 | 0 | 1 | 0 | 0 | 0 | 0 | 0 | 1 | 0 | 0 | 0 | 0 | 0 | 0 | 0 | 0 | 0 | 0 | 0 | 0 | 0 | 1 | 1 | 0 | 0 | 0 | 0 | 0 | 0 | 0 | 0 | 0 | 0 | 0 | 0 | 0 | 0 | 0 | 0 | 0 | 0 | 0 | 0 | 0 | 0 | 0 | 0 | 0 | 0 | 0 | 0 | 0 | 0 | 0 | 0 | 0 | 0 | 0 | 0 | 0 | 0 | 0 | 0 | 0 | 0 | 0 | Northern_California_Li_Battery_4hr | Northern_California_Li_Battery_8hr | Northern_California_Solar | Northern_California_Geothermal | Northern_California_Wind
PG&E North of Greater Bay Study Area | Brunswick | BRUNSWICK |  | 115 | 1 | 0 | 0 | 0 | 0 | 0 | 0 | 0 | 0 | 0 | 0 | 0 | 0 | 0 | 0 | 0 | 0 | 0 | 0 | 0 | 0 | 0 | 0 | 0 | 0 | 0 | 0 | 0 | 0 | 0 | 0 | 0 | 0 | 0 | 0 | 0 | 0 | 0 | 0 | 0 | 0 | 0 | 0 | 0 | 0 | 0 | 0 | 0 | 1 | 0 | 0 | 0 | 0 | 0 | 0 | 0 | 0 | 0 | 0 | 0 | 0 | 0 | 0 | 0 | 0 | 0 | 0 | 0 | 0 | 0 | 0 | 0 | 0 | 0 | 0 | 0 | 0 | 0 | 0 | 0 | 0 | 0 | 0 | 0 | 0 | 0 | 0 | 0 | 0 | 0 | 0 | 0 | 0 | 0 | 0 | 0 | 0 | 0 | 0 | 0 | 0 | 0 | 0 | 0 | 0 | 0 | 0 | 0 | 0 | 0 | Northern_California_Li_Battery_4hr | Northern_California_Li_Battery_8hr | Northern_California_Solar | Northern_California_Geothermal | Northern_California_Wind
PG&E Kern Study Area | Buena Vista PP | BUENA VISTA |  | 230 | 6 | 0 | 0 | 0 | 0 | 0 | 0 | 0 | 0 | 0 | 0 | 0 | 0 | 0 | 0 | 0 | 0 | 0 | 0 | 0 | 0 | 0 | 0 | 0 | 0 | 0 | 0 | 0 | 0 | 0 | 0 | 0 | 0 | 0 | 0 | 0 | 0 | 0 | 0 | 0 | 0 | 0 | 0 | 0 | 0 | 0 | 0 | 0 | 0 | 0 | 0 | 0 | 0 | 0 | 0 | 0 | 0 | 0 | 0 | 0 | 0 | 0 | 0 | 0 | 0 | 0 | 0 | 0 | 0 | 0 | 0 | 0 | 0 | 0 | 0 | 0 | 1 | 1 | 0 | 0 | 0 | 0 | 0 | 0 | 0 | 1 | 1 | 1 | 0 | 0 | 0 | 0 | 0 | 0 | 0 | 0 | 0 | 0 | 0 | 0 | 0 | 0 | 0 | 0 | 0 | 0 | 1 | 0 | 0 | 0 | Southern_PGAE_Li_Battery_4hr | Southern_PGAE_Li_Battery_8hr | Southern_PGAE_Solar
PG&E Kern Study Area | Cabrillo | CABRILLO (PGE) |  | 115 | 1 | 0 | 0 | 0 | 0 | 0 | 0 | 0 | 0 | 0 | 0 | 0 | 0 | 0 | 0 | 0 | 0 | 0 | 0 | 0 | 0 | 0 | 0 | 0 | 0 | 0 | 0 | 0 | 0 | 0 | 0 | 0 | 0 | 0 | 0 | 0 | 0 | 0 | 0 | 0 | 0 | 0 | 0 | 0 | 0 | 0 | 0 | 0 | 0 | 0 | 0 | 0 | 0 | 0 | 0 | 0 | 0 | 0 | 0 | 0 | 0 | 0 | 0 | 0 | 0 | 0 | 0 | 0 | 0 | 0 | 0 | 0 | 0 | 0 | 0 | 0 | 0 | 0 | 0 | 0 | 0 | 0 | 0 | 1 | 0 | 0 | 0 | 0 | 0 | 0 | 0 | 0 | 0 | 0 | 0 | 0 | 0 | 0 | 0 | 0 | 0 | 0 | 0 | 0 | 0 | 0 | 0 | 0 | 0 | 0 | Southern_PGAE_Li_Battery_4hr | Southern_PGAE_Li_Battery_8hr | Southern_PGAE_Solar |  | Kern_Greater_Carrizo_Wind
PG&E Fresno Study Area | Cal Flats |  | G | 230 | 9 | 0 | 0 | 0 | 0 | 0 | 0 | 0 | 0 | 0 | 0 | 0 | 0 | 0 | 0 | 0 | 0 | 0 | 0 | 0 | 0 | 0 | 0 | 0 | 0 | 0 | 0 | 0 | 0 | 0 | 0 | 0 | 0 | 0 | 0 | 0 | 0 | 0 | 0 | 0 | 0 | 0 | 0 | 0 | 0 | 0 | 0 | 0 | 0 | 0 | 0 | 0 | 0 | 0 | 0 | 0 | 0 | 0 | 0 | 0 | 0 | 0 | 0 | 0 | 0 | 0 | 0 | 0 | 0 | 0 | 0 | 0 | 0 | 0 | 0 | 0 | 1 | 1 | 0 | 0 | 0 | 0 | 0 | 0 | 0 | 0 | 1 | 1 | 1 | 0 | 0 | 0 | 1 | 0 | 0 | 0 | 1 | 1 | 0 | 0 | 0 | 0 | 0 | 0 | 0 | 0 | 1 | 0 | 0 | 0 | Southern_PGAE_Li_Battery_4hr | Southern_PGAE_Li_Battery_8hr | Southern_PGAE_Solar
PG&E Kern Study Area | Cal Water | CAL WATER |  | 115 | 2 | 0 | 0 | 0 | 0 | 0 | 0 | 0 | 0 | 0 | 0 | 0 | 0 | 0 | 0 | 0 | 0 | 0 | 0 | 0 | 0 | 0 | 0 | 0 | 0 | 0 | 0 | 0 | 0 | 0 | 0 | 0 | 0 | 0 | 0 | 0 | 0 | 0 | 0 | 0 | 0 | 0 | 0 | 0 | 0 | 0 | 0 | 0 | 0 | 0 | 0 | 0 | 0 | 0 | 0 | 0 | 0 | 0 | 0 | 0 | 0 | 0 | 0 | 0 | 0 | 0 | 0 | 0 | 0 | 0 | 0 | 0 | 0 | 0 | 0 | 0 | 0 | 0 | 0 | 1 | 0 | 0 | 0 | 0 | 1 | 0 | 0 | 0 | 0 | 0 | 0 | 0 | 0 | 0 | 0 | 0 | 0 | 0 | 0 | 0 | 0 | 0 | 0 | 0 | 0 | 0 | 0 | 0 | 0 | 0 | Southern_PGAE_Li_Battery_4hr | Southern_PGAE_Li_Battery_8hr | Southern_PGAE_Solar
SCE North of Lugo Study Area | Calcite | CALCITE |  | 230 | 2 | 0 | 0 | 0 | 0 | 0 | 0 | 0 | 0 | 0 | 0 | 0 | 0 | 0 | 0 | 0 | 0 | 1 | 1 | 0 | 0 | 0 | 0 | 0 | 0 | 0 | 0 | 0 | 0 | 0 | 0 | 0 | 0 | 0 | 0 | 0 | 0 | 0 | 0 | 0 | 0 | 0 | 0 | 0 | 0 | 0 | 0 | 0 | 0 | 0 | 0 | 0 | 0 | 0 | 0 | 0 | 0 | 0 | 0 | 0 | 0 | 0 | 0 | 0 | 0 | 0 | 0 | 0 | 0 | 0 | 0 | 0 | 0 | 0 | 0 | 0 | 0 | 0 | 0 | 0 | 0 | 0 | 0 | 0 | 0 | 0 | 0 | 0 | 0 | 0 | 0 | 0 | 0 | 0 | 0 | 0 | 0 | 0 | 0 | 0 | 0 | 0 | 0 | 0 | 0 | 0 | 0 | 0 | 0 | 0 | Greater_Kramer_Li_Battery_4hr | Greater_Kramer_Li_Battery_8hr | Greater_Kramer_Solar | Inyokern_North_Kramer_Geothermal | Greater_Kramer_Wind
PG&E Kern Study Area | Caliente | CALIENTE |  | 230 | 5 | 0 | 0 | 0 | 0 | 0 | 0 | 0 | 0 | 0 | 0 | 0 | 0 | 0 | 0 | 0 | 0 | 0 | 0 | 0 | 0 | 0 | 0 | 0 | 0 | 0 | 0 | 0 | 0 | 0 | 0 | 0 | 0 | 0 | 0 | 0 | 0 | 0 | 0 | 0 | 0 | 0 | 0 | 0 | 0 | 0 | 0 | 0 | 0 | 0 | 0 | 0 | 0 | 0 | 0 | 0 | 0 | 0 | 0 | 0 | 0 | 0 | 0 | 0 | 0 | 0 | 0 | 0 | 0 | 0 | 0 | 0 | 0 | 0 | 0 | 0 | 1 | 1 | 0 | 0 | 0 | 0 | 0 | 0 | 0 | 0 | 1 | 1 | 0 | 0 | 0 | 0 | 0 | 0 | 0 | 0 | 0 | 0 | 0 | 0 | 0 | 0 | 0 | 0 | 0 | 0 | 1 | 0 | 0 | 0 | Southern_PGAE_Li_Battery_4hr | Southern_PGAE_Li_Battery_8hr | Southern_PGAE_Solar |  | Kern_Greater_Carrizo_Wind
PG&E Kern Study Area | Callender SS | CALLENDER |  | 115 | 4 | 0 | 0 | 0 | 0 | 0 | 0 | 0 | 0 | 0 | 0 | 0 | 0 | 0 | 0 | 0 | 0 | 0 | 0 | 0 | 0 | 0 | 0 | 0 | 0 | 0 | 0 | 0 | 0 | 0 | 0 | 0 | 0 | 0 | 0 | 0 | 0 | 0 | 0 | 0 | 0 | 0 | 0 | 0 | 0 | 0 | 0 | 0 | 0 | 0 | 0 | 0 | 0 | 0 | 0 | 0 | 0 | 0 | 0 | 0 | 0 | 0 | 0 | 0 | 0 | 0 | 0 | 0 | 0 | 0 | 0 | 0 | 0 | 0 | 0 | 0 | 0 | 1 | 0 | 0 | 0 | 0 | 0 | 1 | 0 | 0 | 0 | 0 | 0 | 0 | 0 | 0 | 0 | 0 | 0 | 0 | 0 | 1 | 0 | 0 | 0 | 0 | 0 | 0 | 0 | 0 | 1 | 0 | 0 | 0 | Southern_PGAE_Li_Battery_4hr | Southern_PGAE_Li_Battery_8hr | Southern_PGAE_Solar
PG&E North of Greater Bay Study Area | Calpella | CALPELLA |  | 115 | 1 | 0 | 0 | 0 | 0 | 0 | 0 | 0 | 0 | 0 | 0 | 0 | 0 | 0 | 0 | 0 | 0 | 0 | 0 | 0 | 0 | 0 | 0 | 0 | 0 | 0 | 0 | 0 | 0 | 0 | 0 | 0 | 0 | 0 | 0 | 0 | 0 | 0 | 0 | 0 | 0 | 0 | 0 | 0 | 0 | 0 | 0 | 1 | 0 | 0 | 0 | 0 | 0 | 0 | 0 | 0 | 0 | 0 | 0 | 0 | 0 | 0 | 0 | 0 | 0 | 0 | 0 | 0 | 0 | 0 | 0 | 0 | 0 | 0 | 0 | 0 | 0 | 0 | 0 | 0 | 0 | 0 | 0 | 0 | 0 | 0 | 0 | 0 | 0 | 0 | 0 | 0 | 0 | 0 | 0 | 0 | 0 | 0 | 0 | 0 | 0 | 0 | 0 | 0 | 0 | 0 | 0 | 0 | 0 | 0 | Northern_California_Li_Battery_4hr | Northern_California_Li_Battery_8hr | Northern_California_Solar | Northern_California_Geothermal | Northern_California_Wind
PG&E Greater Bay Study Area | Camanche | CAMANCHE |  | 230 | 5 | 0 | 0 | 0 | 0 | 0 | 0 | 0 | 0 | 0 | 0 | 0 | 0 | 0 | 0 | 0 | 0 | 0 | 0 | 0 | 0 | 0 | 0 | 0 | 0 | 0 | 0 | 0 | 0 | 0 | 0 | 0 | 0 | 0 | 0 | 0 | 0 | 0 | 0 | 0 | 0 | 0 | 0 | 0 | 0 | 0 | 0 | 0 | 0 | 0 | 0 | 1 | 0 | 0 | 0 | 0 | 0 | 0 | 0 | 0 | 0 | 0 | 0 | 0 | 0 | 1 | 1 | 0 | 0 | 0 | 0 | 0 | 0 | 0 | 0 | 0 | 0 | 0 | 0 | 0 | 0 | 0 | 0 | 0 | 0 | 0 | 0 | 0 | 0 | 0 | 0 | 0 | 1 | 0 | 0 | 0 | 0 | 0 | 0 | 0 | 0 | 0 | 0 | 1 | 0 | 0 | 0 | 0 | 0 | 0 | Northern_California_Li_Battery_4hr | Northern_California_Li_Battery_8hr | Northern_California_Solar
PG&E Fresno Study Area | Cantua | CANTUA |  | 115 | 1 | 0 | 0 | 0 | 0 | 0 | 0 | 0 | 0 | 0 | 0 | 0 | 0 | 0 | 0 | 0 | 0 | 0 | 0 | 0 | 0 | 0 | 0 | 0 | 0 | 0 | 0 | 0 | 0 | 0 | 0 | 0 | 0 | 0 | 0 | 0 | 0 | 0 | 0 | 0 | 0 | 0 | 0 | 0 | 0 | 0 | 0 | 0 | 0 | 0 | 0 | 0 | 0 | 0 | 0 | 0 | 0 | 0 | 0 | 0 | 0 | 0 | 0 | 0 | 0 | 0 | 0 | 0 | 0 | 0 | 0 | 0 | 0 | 0 | 0 | 0 | 0 | 0 | 0 | 0 | 0 | 0 | 0 | 0 | 0 | 0 | 0 | 0 | 0 | 0 | 0 | 0 | 0 | 0 | 0 | 0 | 0 | 0 | 0 | 0 | 0 | 0 | 0 | 0 | 0 | 0 | 0 | 1 | 0 | 0 | Southern_PGAE_Li_Battery_4hr | Southern_PGAE_Li_Battery_8hr | Southern_PGAE_Solar
SDG&E Study Area | Capistrano | CAPISTRANO |  | 230 | 3 | 0 | 0 | 0 | 0 | 0 | 0 | 0 | 0 | 0 | 0 | 0 | 0 | 0 | 0 | 0 | 0 | 0 | 0 | 0 | 0 | 0 | 0 | 0 | 0 | 0 | 0 | 0 | 0 | 0 | 1 | 0 | 0 | 0 | 0 | 0 | 0 | 0 | 0 | 0 | 0 | 0 | 1 | 1 | 0 | 0 | 0 | 0 | 0 | 0 | 0 | 0 | 0 | 0 | 0 | 0 | 0 | 0 | 0 | 0 | 0 | 0 | 0 | 0 | 0 | 0 | 0 | 0 | 0 | 0 | 0 | 0 | 0 | 0 | 0 | 0 | 0 | 0 | 0 | 0 | 0 | 0 | 0 | 0 | 0 | 0 | 0 | 0 | 0 | 0 | 0 | 0 | 0 | 0 | 0 | 0 | 0 | 0 | 0 | 0 | 0 | 0 | 0 | 0 | 0 | 0 | 0 | 0 | 0 | 0 | Greater_LA_Li_Battery_4hr | Greater_LA_Li_Battery_8hr | Greater_LA_Solar
SDG&E Study Area | Capistrano | CAPISTRANO |  | 138 | 3 | 0 | 0 | 0 | 0 | 0 | 0 | 0 | 0 | 0 | 0 | 0 | 0 | 0 | 0 | 0 | 0 | 0 | 0 | 0 | 0 | 0 | 0 | 0 | 0 | 0 | 0 | 0 | 0 | 0 | 1 | 0 | 0 | 0 | 0 | 0 | 0 | 0 | 0 | 0 | 0 | 0 | 1 | 1 | 0 | 0 | 0 | 0 | 0 | 0 | 0 | 0 | 0 | 0 | 0 | 0 | 0 | 0 | 0 | 0 | 0 | 0 | 0 | 0 | 0 | 0 | 0 | 0 | 0 | 0 | 0 | 0 | 0 | 0 | 0 | 0 | 0 | 0 | 0 | 0 | 0 | 0 | 0 | 0 | 0 | 0 | 0 | 0 | 0 | 0 | 0 | 0 | 0 | 0 | 0 | 0 | 0 | 0 | 0 | 0 | 0 | 0 | 0 | 0 | 0 | 0 | 0 | 0 | 0 | 0 | Greater_LA_Li_Battery_4hr | Greater_LA_Li_Battery_8hr | Greater_LA_Solar
PG&E North of Greater Bay Study Area | Carberry | CARBERRY |  | 230 | 1 | 0 | 0 | 0 | 0 | 0 | 0 | 0 | 0 | 0 | 0 | 0 | 0 | 0 | 0 | 0 | 0 | 0 | 0 | 0 | 0 | 0 | 0 | 0 | 0 | 0 | 0 | 0 | 0 | 0 | 0 | 0 | 0 | 0 | 0 | 0 | 0 | 0 | 0 | 0 | 0 | 0 | 0 | 0 | 0 | 1 | 0 | 0 | 0 | 0 | 0 | 0 | 0 | 0 | 0 | 0 | 0 | 0 | 0 | 0 | 0 | 0 | 0 | 0 | 0 | 0 | 0 | 0 | 0 | 0 | 0 | 0 | 0 | 0 | 0 | 0 | 0 | 0 | 0 | 0 | 0 | 0 | 0 | 0 | 0 | 0 | 0 | 0 | 0 | 0 | 0 | 0 | 0 | 0 | 0 | 0 | 0 | 0 | 0 | 0 | 0 | 0 | 0 | 0 | 0 | 0 | 0 | 0 | 0 | 0 | Northern_California_Li_Battery_4hr | Northern_California_Li_Battery_8hr | Northern_California_Solar | Northern_California_Geothermal | Northern_California_Wind
PG&E North of Greater Bay Study Area | Caribou | CARIBOU | G | 230 | 2 | 0 | 0 | 0 | 0 | 0 | 0 | 0 | 0 | 0 | 0 | 0 | 0 | 0 | 0 | 0 | 0 | 0 | 0 | 0 | 0 | 0 | 0 | 0 | 0 | 0 | 0 | 0 | 0 | 0 | 0 | 0 | 0 | 0 | 0 | 0 | 0 | 0 | 0 | 0 | 0 | 0 | 0 | 0 | 0 | 1 | 0 | 0 | 0 | 0 | 1 | 0 | 0 | 0 | 0 | 0 | 0 | 0 | 0 | 0 | 0 | 0 | 0 | 0 | 0 | 0 | 0 | 0 | 0 | 0 | 0 | 0 | 0 | 0 | 0 | 0 | 0 | 0 | 0 | 0 | 0 | 0 | 0 | 0 | 0 | 0 | 0 | 0 | 0 | 0 | 0 | 0 | 0 | 0 | 0 | 0 | 0 | 0 | 0 | 0 | 0 | 0 | 0 | 0 | 0 | 0 | 0 | 0 | 0 | 0 | Northern_California_Li_Battery_4hr | Northern_California_Li_Battery_8hr | Northern_California_Solar | Northern_California_Geothermal | Northern_California_Wind
PG&E North of Greater Bay Study Area | Carquinez |  |  | 115 | 1 | 0 | 0 | 0 | 0 | 0 | 0 | 0 | 0 | 0 | 0 | 0 | 0 | 0 | 0 | 0 | 0 | 0 | 0 | 0 | 0 | 0 | 0 | 0 | 0 | 0 | 0 | 0 | 0 | 0 | 0 | 0 | 0 | 0 | 0 | 0 | 0 | 0 | 0 | 0 | 0 | 0 | 0 | 0 | 0 | 0 | 0 | 1 | 0 | 0 | 0 | 0 | 0 | 0 | 0 | 0 | 0 | 0 | 0 | 0 | 0 | 0 | 0 | 0 | 0 | 0 | 0 | 0 | 0 | 0 | 0 | 0 | 0 | 0 | 0 | 0 | 0 | 0 | 0 | 0 | 0 | 0 | 0 | 0 | 0 | 0 | 0 | 0 | 0 | 0 | 0 | 0 | 0 | 0 | 0 | 0 | 0 | 0 | 0 | 0 | 0 | 0 | 0 | 0 | 0 | 0 | 0 | 0 | 0 | 0 | Northern_California_Li_Battery_4hr | Northern_California_Li_Battery_8hr | Northern_California_Solar | Northern_California_Geothermal | Solano_Wind
PG&E Kern Study Area | Carrizo Plains | CARRIZO PLAINS |  | 115 | 1 | 0 | 0 | 0 | 0 | 0 | 0 | 0 | 0 | 0 | 0 | 0 | 0 | 0 | 0 | 0 | 0 | 0 | 0 | 0 | 0 | 0 | 0 | 0 | 0 | 0 | 0 | 0 | 0 | 0 | 0 | 0 | 0 | 0 | 0 | 0 | 0 | 0 | 0 | 0 | 0 | 0 | 0 | 0 | 0 | 0 | 0 | 0 | 0 | 0 | 0 | 0 | 0 | 0 | 0 | 0 | 0 | 0 | 0 | 0 | 0 | 0 | 0 | 0 | 0 | 0 | 0 | 0 | 0 | 0 | 0 | 0 | 0 | 0 | 0 | 0 | 0 | 0 | 0 | 0 | 0 | 0 | 0 | 1 | 0 | 0 | 0 | 0 | 0 | 0 | 0 | 0 | 0 | 0 | 0 | 0 | 0 | 0 | 0 | 0 | 0 | 0 | 0 | 0 | 0 | 0 | 0 | 0 | 0 | 0 | Southern_PGAE_Li_Battery_4hr | Southern_PGAE_Li_Battery_8hr | Southern_PGAE_Solar |  | Kern_Greater_Carrizo_Wind
PG&E Greater Bay Study Area | Castro Valley | CASTRO VALLEY |  | 230 | 6 | 0 | 0 | 0 | 0 | 0 | 0 | 0 | 0 | 0 | 0 | 0 | 0 | 0 | 0 | 0 | 0 | 0 | 0 | 0 | 0 | 0 | 0 | 0 | 0 | 0 | 0 | 0 | 0 | 0 | 0 | 0 | 0 | 0 | 0 | 0 | 0 | 0 | 0 | 0 | 0 | 0 | 0 | 0 | 0 | 1 | 0 | 0 | 0 | 0 | 0 | 0 | 0 | 0 | 0 | 0 | 0 | 0 | 1 | 1 | 0 | 0 | 0 | 0 | 1 | 1 | 0 | 0 | 0 | 0 | 0 | 0 | 0 | 0 | 1 | 0 | 0 | 0 | 0 | 0 | 0 | 0 | 0 | 0 | 0 | 0 | 0 | 0 | 0 | 0 | 0 | 0 | 0 | 0 | 0 | 0 | 0 | 0 | 0 | 0 | 0 | 0 | 0 | 0 | 0 | 0 | 0 | 0 | 0 | 0 | Northern_California_Li_Battery_4hr | Northern_California_Li_Battery_8hr | Northern_California_Solar
PG&E Greater Bay Study Area | Cayetano | CAYETANO |  | 230 | 7 | 0 | 0 | 0 | 0 | 0 | 0 | 0 | 0 | 0 | 0 | 0 | 0 | 0 | 0 | 0 | 0 | 0 | 0 | 0 | 0 | 0 | 0 | 0 | 0 | 0 | 0 | 0 | 0 | 0 | 0 | 0 | 0 | 0 | 0 | 0 | 0 | 0 | 0 | 0 | 0 | 0 | 0 | 0 | 0 | 1 | 0 | 0 | 0 | 0 | 0 | 0 | 0 | 0 | 0 | 0 | 0 | 0 | 0 | 1 | 1 | 1 | 0 | 0 | 1 | 1 | 0 | 0 | 0 | 0 | 0 | 0 | 0 | 0 | 1 | 0 | 0 | 0 | 0 | 0 | 0 | 0 | 0 | 0 | 0 | 0 | 0 | 0 | 0 | 0 | 0 | 0 | 0 | 0 | 0 | 0 | 0 | 0 | 0 | 0 | 0 | 0 | 0 | 0 | 0 | 0 | 0 | 0 | 0 | 0 | Northern_California_Li_Battery_4hr | Northern_California_Li_Battery_8hr | Northern_California_Solar |  | Solano_Wind
SCE Metro Study Area | Center | CENTER |  | 230 | 2 | 0 | 0 | 0 | 0 | 0 | 0 | 0 | 0 | 0 | 0 | 1 | 0 | 1 | 0 | 0 | 0 | 0 | 0 | 0 | 0 | 0 | 0 | 0 | 0 | 0 | 0 | 0 | 0 | 0 | 0 | 0 | 0 | 0 | 0 | 0 | 0 | 0 | 0 | 0 | 0 | 0 | 0 | 0 | 0 | 0 | 0 | 0 | 0 | 0 | 0 | 0 | 0 | 0 | 0 | 0 | 0 | 0 | 0 | 0 | 0 | 0 | 0 | 0 | 0 | 0 | 0 | 0 | 0 | 0 | 0 | 0 | 0 | 0 | 0 | 0 | 0 | 0 | 0 | 0 | 0 | 0 | 0 | 0 | 0 | 0 | 0 | 0 | 0 | 0 | 0 | 0 | 0 | 0 | 0 | 0 | 0 | 0 | 0 | 0 | 0 | 0 | 0 | 0 | 0 | 0 | 0 | 0 | 0 | 0 | Greater_LA_Li_Battery_4hr | Greater_LA_Li_Battery_8hr | Greater_LA_Solar
PG&E Kern Study Area | Charca | CHARCA |  | 115 | 3 | 0 | 0 | 0 | 0 | 0 | 0 | 0 | 0 | 0 | 0 | 0 | 0 | 0 | 0 | 0 | 0 | 0 | 0 | 0 | 0 | 0 | 0 | 0 | 0 | 0 | 0 | 0 | 0 | 0 | 0 | 0 | 0 | 0 | 0 | 0 | 0 | 0 | 0 | 0 | 0 | 0 | 0 | 0 | 0 | 0 | 0 | 0 | 0 | 0 | 0 | 0 | 0 | 0 | 0 | 0 | 0 | 0 | 0 | 0 | 0 | 0 | 0 | 0 | 0 | 0 | 0 | 0 | 0 | 0 | 0 | 0 | 0 | 0 | 0 | 0 | 0 | 0 | 0 | 1 | 0 | 0 | 0 | 1 | 1 | 0 | 0 | 0 | 0 | 0 | 0 | 0 | 0 | 0 | 0 | 0 | 0 | 0 | 0 | 0 | 0 | 0 | 0 | 0 | 0 | 0 | 0 | 0 | 0 | 0 | Southern_PGAE_Li_Battery_4hr | Southern_PGAE_Li_Battery_8hr | Southern_PGAE_Solar
East of Pisgah Study Area | Charleston | CHARLESTON PARK |  | 138 | 4 | 0 | 0 | 0 | 0 | 0 | 0 | 0 | 0 | 0 | 0 | 0 | 0 | 0 | 0 | 0 | 0 | 0 | 0 | 0 | 1 | 0 | 1 | 0 | 0 | 0 | 0 | 0 | 1 | 1 | 0 | 0 | 0 | 0 | 0 | 0 | 0 | 0 | 0 | 0 | 0 | 0 | 0 | 0 | 0 | 0 | 0 | 0 | 0 | 0 | 0 | 0 | 0 | 0 | 0 | 0 | 0 | 0 | 0 | 0 | 0 | 0 | 0 | 0 | 0 | 0 | 0 | 0 | 0 | 0 | 0 | 0 | 0 | 0 | 0 | 0 | 0 | 0 | 0 | 0 | 0 | 0 | 0 | 0 | 0 | 0 | 0 | 0 | 0 | 0 | 0 | 0 | 0 | 0 | 0 | 0 | 0 | 0 | 0 | 0 | 0 | 0 | 0 | 0 | 0 | 0 | 0 | 0 | 0 | 0 | Southern_NV_Eldorado_Li_Battery_4hr | Southern_NV_Eldorado_Li_Battery_8hr | Southern_NV_Eldorado_Solar | Central_Nevada_Geothermal | Southern_NV_Eldorado_Wind
SCE Metro Study Area | Chevmain | CHEVMAIN |  | 230 | 3 | 0 | 0 | 0 | 0 | 0 | 0 | 0 | 0 | 0 | 0 | 1 | 1 | 1 | 0 | 0 | 0 | 0 | 0 | 0 | 0 | 0 | 0 | 0 | 0 | 0 | 0 | 0 | 0 | 0 | 0 | 0 | 0 | 0 | 0 | 0 | 0 | 0 | 0 | 0 | 0 | 0 | 0 | 0 | 0 | 0 | 0 | 0 | 0 | 0 | 0 | 0 | 0 | 0 | 0 | 0 | 0 | 0 | 0 | 0 | 0 | 0 | 0 | 0 | 0 | 0 | 0 | 0 | 0 | 0 | 0 | 0 | 0 | 0 | 0 | 0 | 0 | 0 | 0 | 0 | 0 | 0 | 0 | 0 | 0 | 0 | 0 | 0 | 0 | 0 | 0 | 0 | 0 | 0 | 0 | 0 | 0 | 0 | 0 | 0 | 0 | 0 | 0 | 0 | 0 | 0 | 0 | 0 | 0 | 0 | Greater_LA_Li_Battery_4hr | Greater_LA_Li_Battery_8hr | Greater_LA_Solar
SDG&E Study Area | Chicarita | CHICARITA |  | 138 | 1 | 0 | 0 | 0 | 0 | 0 | 0 | 0 | 0 | 0 | 0 | 0 | 0 | 0 | 0 | 0 | 0 | 0 | 0 | 0 | 0 | 0 | 0 | 0 | 0 | 0 | 0 | 0 | 0 | 0 | 0 | 0 | 0 | 1 | 0 | 0 | 0 | 0 | 0 | 0 | 0 | 0 | 0 | 0 | 0 | 0 | 0 | 0 | 0 | 0 | 0 | 0 | 0 | 0 | 0 | 0 | 0 | 0 | 0 | 0 | 0 | 0 | 0 | 0 | 0 | 0 | 0 | 0 | 0 | 0 | 0 | 0 | 0 | 0 | 0 | 0 | 0 | 0 | 0 | 0 | 0 | 0 | 0 | 0 | 0 | 0 | 0 | 0 | 0 | 0 | 0 | 0 | 0 | 0 | 0 | 0 | 0 | 0 | 0 | 0 | 0 | 0 | 0 | 0 | 0 | 0 | 0 | 0 | 0 | 0 | Greater_LA_Li_Battery_4hr | Greater_LA_Li_Battery_8hr | Greater_LA_Solar
SCE Metro Study Area | Chino | CHINO |  | 230 | 1 | 0 | 0 | 0 | 0 | 0 | 0 | 0 | 0 | 0 | 0 | 0 | 0 | 1 | 0 | 0 | 0 | 0 | 0 | 0 | 0 | 0 | 0 | 0 | 0 | 0 | 0 | 0 | 0 | 0 | 0 | 0 | 0 | 0 | 0 | 0 | 0 | 0 | 0 | 0 | 0 | 0 | 0 | 0 | 0 | 0 | 0 | 0 | 0 | 0 | 0 | 0 | 0 | 0 | 0 | 0 | 0 | 0 | 0 | 0 | 0 | 0 | 0 | 0 | 0 | 0 | 0 | 0 | 0 | 0 | 0 | 0 | 0 | 0 | 0 | 0 | 0 | 0 | 0 | 0 | 0 | 0 | 0 | 0 | 0 | 0 | 0 | 0 | 0 | 0 | 0 | 0 | 0 | 0 | 0 | 0 | 0 | 0 | 0 | 0 | 0 | 0 | 0 | 0 | 0 | 0 | 0 | 0 | 0 | 0 | Greater_LA_Li_Battery_4hr | Greater_LA_Li_Battery_8hr | Greater_LA_Solar
PG&E Fresno Study Area | Chowchilla | CHOWCHILLA |  | 115 | 15 | 0 | 0 | 0 | 0 | 0 | 0 | 0 | 0 | 0 | 0 | 0 | 0 | 0 | 0 | 0 | 0 | 0 | 0 | 0 | 0 | 0 | 0 | 0 | 0 | 0 | 0 | 0 | 0 | 0 | 0 | 0 | 0 | 0 | 0 | 0 | 0 | 0 | 0 | 0 | 0 | 0 | 0 | 0 | 0 | 0 | 0 | 0 | 0 | 0 | 0 | 1 | 0 | 0 | 0 | 0 | 0 | 0 | 0 | 0 | 0 | 0 | 0 | 0 | 0 | 0 | 0 | 0 | 0 | 0 | 0 | 0 | 0 | 0 | 0 | 0 | 0 | 1 | 0 | 0 | 0 | 0 | 0 | 0 | 0 | 0 | 1 | 1 | 0 | 1 | 1 | 1 | 1 | 1 | 1 | 0 | 1 | 0 | 0 | 1 | 1 | 1 | 0 | 1 | 0 | 0 | 0 | 0 | 0 | 0 | Southern_PGAE_Li_Battery_4hr | Southern_PGAE_Li_Battery_8hr | Southern_PGAE_Solar
PG&E Greater Bay Study Area | Christie | CHRISTIE |  | 115 | 12 | 0 | 0 | 0 | 0 | 0 | 0 | 0 | 0 | 0 | 0 | 0 | 0 | 0 | 0 | 0 | 0 | 0 | 0 | 0 | 0 | 0 | 0 | 0 | 0 | 0 | 0 | 0 | 0 | 0 | 0 | 0 | 0 | 0 | 0 | 0 | 0 | 0 | 0 | 0 | 0 | 0 | 0 | 0 | 1 | 1 | 0 | 0 | 0 | 0 | 0 | 0 | 0 | 0 | 0 | 1 | 1 | 0 | 1 | 1 | 1 | 1 | 0 | 0 | 1 | 1 | 0 | 1 | 0 | 0 | 0 | 0 | 0 | 0 | 1 | 0 | 0 | 0 | 0 | 0 | 0 | 0 | 0 | 0 | 0 | 0 | 0 | 0 | 0 | 0 | 0 | 0 | 0 | 0 | 0 | 0 | 0 | 0 | 0 | 0 | 0 | 0 | 0 | 0 | 0 | 0 | 0 | 0 | 0 | 0 | Northern_California_Li_Battery_4hr | Northern_California_Li_Battery_8hr | Northern_California_Solar
SCE Eastern Study Area | Cielo Azul | CIELO AZUL |  | 500 | 5 | 0 | 0 | 0 | 0 | 0 | 0 | 0 | 0 | 0 | 0 | 0 | 0 | 0 | 0 | 0 | 0 | 0 | 0 | 0 | 1 | 1 | 1 | 0 | 1 | 0 | 1 | 0 | 0 | 0 | 0 | 0 | 0 | 0 | 0 | 0 | 0 | 0 | 0 | 0 | 0 | 0 | 0 | 0 | 0 | 0 | 0 | 0 | 0 | 0 | 0 | 0 | 0 | 0 | 0 | 0 | 0 | 0 | 0 | 0 | 0 | 0 | 0 | 0 | 0 | 0 | 0 | 0 | 0 | 0 | 0 | 0 | 0 | 0 | 0 | 0 | 0 | 0 | 0 | 0 | 0 | 0 | 0 | 0 | 0 | 0 | 0 | 0 | 0 | 0 | 0 | 0 | 0 | 0 | 0 | 0 | 0 | 0 | 0 | 0 | 0 | 0 | 0 | 0 | 0 | 0 | 0 | 0 | 0 | 0 | Arizona_Li_Battery_4hr | Arizona_Li_Battery_8hr | Arizona_Solar
PG&E North of Greater Bay Study Area | Cloverdale | CLOVERDALE |  | 115 | 7 | 0 | 0 | 0 | 0 | 0 | 0 | 0 | 0 | 0 | 0 | 0 | 0 | 0 | 0 | 0 | 0 | 0 | 0 | 0 | 0 | 0 | 0 | 0 | 0 | 0 | 0 | 0 | 0 | 0 | 0 | 0 | 0 | 0 | 0 | 0 | 0 | 0 | 0 | 0 | 0 | 0 | 0 | 0 | 1 | 1 | 0 | 1 | 0 | 0 | 0 | 0 | 0 | 0 | 0 | 0 | 0 | 0 | 1 | 0 | 1 | 1 | 0 | 0 | 0 | 0 | 0 | 0 | 0 | 0 | 0 | 0 | 0 | 0 | 0 | 1 | 0 | 0 | 0 | 0 | 0 | 0 | 0 | 0 | 0 | 0 | 0 | 0 | 0 | 0 | 0 | 0 | 0 | 0 | 0 | 0 | 0 | 0 | 0 | 0 | 0 | 0 | 0 | 0 | 0 | 0 | 0 | 0 | 0 | 0 | Northern_California_Li_Battery_4hr | Northern_California_Li_Battery_8hr | Northern_California_Solar | Northern_California_Geothermal | Northern_California_Wind
PG&E Greater Bay Study Area | Coburn | COBURN |  | 230 | 10 | 0 | 0 | 0 | 0 | 0 | 0 | 0 | 0 | 0 | 0 | 0 | 0 | 0 | 0 | 0 | 0 | 0 | 0 | 0 | 0 | 0 | 0 | 0 | 0 | 0 | 0 | 0 | 0 | 0 | 0 | 0 | 0 | 0 | 0 | 0 | 0 | 0 | 0 | 0 | 0 | 0 | 0 | 0 | 0 | 0 | 0 | 0 | 0 | 0 | 0 | 0 | 0 | 0 | 0 | 0 | 0 | 0 | 0 | 0 | 0 | 1 | 0 | 0 | 0 | 1 | 0 | 0 | 0 | 0 | 0 | 0 | 1 | 0 | 0 | 0 | 0 | 0 | 0 | 0 | 0 | 0 | 0 | 0 | 0 | 0 | 1 | 1 | 0 | 0 | 0 | 0 | 1 | 1 | 1 | 0 | 0 | 0 | 0 | 0 | 0 | 0 | 0 | 0 | 0 | 1 | 0 | 1 | 0 | 0 | Northern_California_Li_Battery_4hr | Northern_California_Li_Battery_8hr | Northern_California_Solar
PG&E North of Greater Bay Study Area | Colgate | COLGATE | G | 230 | 6 | 0 | 0 | 0 | 0 | 0 | 0 | 0 | 0 | 0 | 0 | 0 | 0 | 0 | 0 | 0 | 0 | 0 | 0 | 0 | 0 | 0 | 0 | 0 | 0 | 0 | 0 | 0 | 0 | 0 | 0 | 0 | 0 | 0 | 0 | 0 | 0 | 0 | 0 | 0 | 0 | 0 | 0 | 0 | 0 | 1 | 0 | 0 | 0 | 0 | 1 | 0 | 1 | 1 | 0 | 0 | 0 | 0 | 0 | 0 | 0 | 0 | 0 | 0 | 0 | 1 | 1 | 0 | 0 | 0 | 0 | 0 | 0 | 0 | 0 | 0 | 0 | 0 | 0 | 0 | 0 | 0 | 0 | 0 | 0 | 0 | 0 | 0 | 0 | 0 | 0 | 0 | 0 | 0 | 0 | 0 | 0 | 0 | 0 | 0 | 0 | 0 | 0 | 0 | 0 | 0 | 0 | 0 | 0 | 0 | Northern_California_Li_Battery_4hr | Northern_California_Li_Battery_8hr | Northern_California_Solar | Northern_California_Geothermal | Central_Valley_North_Los_Banos_Wind
PG&E Greater Bay Study Area | Collinsville |  |  | 500 | 2 | 0 | 0 | 0 | 0 | 0 | 0 | 0 | 0 | 0 | 0 | 0 | 0 | 0 | 0 | 0 | 0 | 0 | 0 | 0 | 0 | 0 | 0 | 0 | 0 | 0 | 0 | 0 | 0 | 0 | 0 | 0 | 0 | 0 | 0 | 0 | 0 | 0 | 0 | 0 | 0 | 0 | 0 | 0 | 0 | 1 | 0 | 0 | 0 | 0 | 0 | 0 | 0 | 0 | 0 | 0 | 0 | 0 | 0 | 0 | 0 | 0 | 0 | 0 | 0 | 0 | 0 | 0 | 0 | 0 | 0 | 0 | 0 | 0 | 0 | 0 | 0 | 1 | 0 | 0 | 0 | 0 | 0 | 0 | 0 | 0 | 0 | 0 | 0 | 0 | 0 | 0 | 0 | 0 | 0 | 0 | 0 | 0 | 0 | 0 | 0 | 0 | 0 | 0 | 0 | 0 | 0 | 0 | 0 | 0 | Northern_California_Li_Battery_4hr | Northern_California_Li_Battery_8hr | Northern_California_Solar |  | Solano_Wind
PG&E Greater Bay Study Area | Collinsville |  |  | 230 | 1 | 0 | 0 | 0 | 0 | 0 | 0 | 0 | 0 | 0 | 0 | 0 | 0 | 0 | 0 | 0 | 0 | 0 | 0 | 0 | 0 | 0 | 0 | 0 | 0 | 0 | 0 | 0 | 0 | 0 | 0 | 0 | 0 | 0 | 0 | 0 | 0 | 0 | 0 | 0 | 0 | 0 | 0 | 0 | 0 | 1 | 0 | 0 | 0 | 0 | 0 | 0 | 0 | 0 | 0 | 0 | 0 | 0 | 0 | 0 | 0 | 0 | 0 | 0 | 0 | 0 | 0 | 0 | 0 | 0 | 0 | 0 | 0 | 0 | 0 | 0 | 0 | 0 | 0 | 0 | 0 | 0 | 0 | 0 | 0 | 0 | 0 | 0 | 0 | 0 | 0 | 0 | 0 | 0 | 0 | 0 | 0 | 0 | 0 | 0 | 0 | 0 | 0 | 0 | 0 | 0 | 0 | 0 | 0 | 0 | Northern_California_Li_Battery_4hr | Northern_California_Li_Battery_8hr | Northern_California_Solar |  | Solano_Wind
SCE Eastern Study Area | Colorado River | COLORADO RIVER |  | 500 | 5 | 0 | 0 | 0 | 0 | 0 | 0 | 0 | 0 | 0 | 0 | 0 | 0 | 0 | 0 | 0 | 0 | 0 | 0 | 0 | 1 | 0 | 1 | 0 | 1 | 0 | 1 | 0 | 0 | 1 | 0 | 0 | 0 | 0 | 0 | 0 | 0 | 0 | 0 | 0 | 0 | 0 | 0 | 0 | 0 | 0 | 0 | 0 | 0 | 0 | 0 | 0 | 0 | 0 | 0 | 0 | 0 | 0 | 0 | 0 | 0 | 0 | 0 | 0 | 0 | 0 | 0 | 0 | 0 | 0 | 0 | 0 | 0 | 0 | 0 | 0 | 0 | 0 | 0 | 0 | 0 | 0 | 0 | 0 | 0 | 0 | 0 | 0 | 0 | 0 | 0 | 0 | 0 | 0 | 0 | 0 | 0 | 0 | 0 | 0 | 0 | 0 | 0 | 0 | 0 | 0 | 0 | 0 | 0 | 0 | Riverside_Li_Battery_4hr | Riverside_Li_Battery_8hr | Riverside_Solar |  | Riverside_Palm_Springs_Wind
SCE Eastern Study Area | Colorado River | COLORADO RIVER |  | 230 | 1 | 0 | 0 | 0 | 0 | 0 | 0 | 0 | 0 | 0 | 0 | 0 | 0 | 0 | 0 | 0 | 0 | 0 | 0 | 1 | 0 | 0 | 0 | 0 | 0 | 0 | 0 | 0 | 0 | 0 | 0 | 0 | 0 | 0 | 0 | 0 | 0 | 0 | 0 | 0 | 0 | 0 | 0 | 0 | 0 | 0 | 0 | 0 | 0 | 0 | 0 | 0 | 0 | 0 | 0 | 0 | 0 | 0 | 0 | 0 | 0 | 0 | 0 | 0 | 0 | 0 | 0 | 0 | 0 | 0 | 0 | 0 | 0 | 0 | 0 | 0 | 0 | 0 | 0 | 0 | 0 | 0 | 0 | 0 | 0 | 0 | 0 | 0 | 0 | 0 | 0 | 0 | 0 | 0 | 0 | 0 | 0 | 0 | 0 | 0 | 0 | 0 | 0 | 0 | 0 | 0 | 0 | 0 | 0 | 0 | Riverside_Li_Battery_4hr | Riverside_Li_Battery_8hr | Riverside_Solar |  | Riverside_Palm_Springs_Wind
PG&E Kern Study Area | Columbus | COLUMBUS |  | 115 | 2 | 0 | 0 | 0 | 0 | 0 | 0 | 0 | 0 | 0 | 0 | 0 | 0 | 0 | 0 | 0 | 0 | 0 | 0 | 0 | 0 | 0 | 0 | 0 | 0 | 0 | 0 | 0 | 0 | 0 | 0 | 0 | 0 | 0 | 0 | 0 | 0 | 0 | 0 | 0 | 0 | 0 | 0 | 0 | 0 | 0 | 0 | 0 | 0 | 0 | 0 | 0 | 0 | 0 | 0 | 0 | 0 | 0 | 0 | 0 | 0 | 0 | 0 | 0 | 0 | 0 | 0 | 0 | 0 | 0 | 0 | 0 | 0 | 0 | 0 | 0 | 0 | 0 | 0 | 1 | 0 | 0 | 0 | 0 | 1 | 0 | 0 | 0 | 0 | 0 | 0 | 0 | 0 | 0 | 0 | 0 | 0 | 0 | 0 | 0 | 0 | 0 | 0 | 0 | 0 | 0 | 0 | 0 | 0 | 0 | Southern_PGAE_Li_Battery_4hr | Southern_PGAE_Li_Battery_8hr | Southern_PGAE_Solar
PG&E Greater Bay Study Area | Contra Costa PP | CONTRA COSTA POWER |  | 230 | 5 | 0 | 0 | 0 | 0 | 0 | 0 | 0 | 0 | 0 | 0 | 0 | 0 | 0 | 0 | 0 | 0 | 0 | 0 | 0 | 0 | 0 | 0 | 0 | 0 | 0 | 0 | 0 | 0 | 0 | 0 | 0 | 0 | 0 | 0 | 0 | 0 | 0 | 0 | 0 | 0 | 0 | 0 | 0 | 0 | 0 | 0 | 0 | 0 | 0 | 0 | 0 | 0 | 0 | 0 | 0 | 0 | 0 | 0 | 1 | 1 | 1 | 0 | 0 | 0 | 1 | 0 | 0 | 0 | 0 | 0 | 0 | 0 | 0 | 1 | 0 | 0 | 0 | 0 | 0 | 0 | 0 | 0 | 0 | 0 | 0 | 0 | 0 | 0 | 0 | 0 | 0 | 0 | 0 | 0 | 0 | 0 | 0 | 0 | 0 | 0 | 0 | 0 | 0 | 0 | 0 | 0 | 0 | 0 | 0 | Northern_California_Li_Battery_4hr | Northern_California_Li_Battery_8hr | Northern_California_Solar |  | Solano_Wind
PG&E Greater Bay Study Area | Contra Costa | CONTRA COSTA (PGE) |  | 230 | 6 | 0 | 0 | 0 | 0 | 0 | 0 | 0 | 0 | 0 | 0 | 0 | 0 | 0 | 0 | 0 | 0 | 0 | 0 | 0 | 0 | 0 | 0 | 0 | 0 | 0 | 0 | 0 | 0 | 0 | 0 | 0 | 0 | 0 | 0 | 0 | 0 | 0 | 0 | 0 | 0 | 0 | 0 | 0 | 0 | 0 | 0 | 0 | 0 | 0 | 0 | 0 | 0 | 0 | 0 | 0 | 0 | 0 | 0 | 1 | 1 | 1 | 0 | 0 | 1 | 1 | 0 | 0 | 0 | 0 | 0 | 0 | 0 | 0 | 0 | 1 | 0 | 0 | 0 | 0 | 0 | 0 | 0 | 0 | 0 | 0 | 0 | 0 | 0 | 0 | 0 | 0 | 0 | 0 | 0 | 0 | 0 | 0 | 0 | 0 | 0 | 0 | 0 | 0 | 0 | 0 | 0 | 0 | 0 | 0 | Northern_California_Li_Battery_4hr | Northern_California_Li_Battery_8hr | Northern_California_Solar |  | Solano_Wind
SCE North of Lugo Study Area | Control | CONTROL |  | 115 | 4 | 0 | 0 | 0 | 0 | 0 | 0 | 0 | 0 | 0 | 0 | 0 | 0 | 0 | 1 | 1 | 1 | 1 | 0 | 0 | 0 | 0 | 0 | 0 | 0 | 0 | 0 | 0 | 0 | 0 | 0 | 0 | 0 | 0 | 0 | 0 | 0 | 0 | 0 | 0 | 0 | 0 | 0 | 0 | 0 | 0 | 0 | 0 | 0 | 0 | 0 | 0 | 0 | 0 | 0 | 0 | 0 | 0 | 0 | 0 | 0 | 0 | 0 | 0 | 0 | 0 | 0 | 0 | 0 | 0 | 0 | 0 | 0 | 0 | 0 | 0 | 0 | 0 | 0 | 0 | 0 | 0 | 0 | 0 | 0 | 0 | 0 | 0 | 0 | 0 | 0 | 0 | 0 | 0 | 0 | 0 | 0 | 0 | 0 | 0 | 0 | 0 | 0 | 0 | 0 | 0 | 0 | 0 | 0 | 0 | Greater_Kramer_Li_Battery_4hr | Greater_Kramer_Li_Battery_8hr | Greater_Kramer_Solar | Inyokern_North_Kramer_Geothermal | Greater_Kramer_Wind
SCE North of Lugo Study Area | Coolwater | COOL WATER |  | 230 | 3 | 0 | 0 | 0 | 0 | 0 | 0 | 0 | 0 | 0 | 0 | 0 | 0 | 0 | 0 | 1 | 1 | 1 | 0 | 0 | 0 | 0 | 0 | 0 | 0 | 0 | 0 | 0 | 0 | 0 | 0 | 0 | 0 | 0 | 0 | 0 | 0 | 0 | 0 | 0 | 0 | 0 | 0 | 0 | 0 | 0 | 0 | 0 | 0 | 0 | 0 | 0 | 0 | 0 | 0 | 0 | 0 | 0 | 0 | 0 | 0 | 0 | 0 | 0 | 0 | 0 | 0 | 0 | 0 | 0 | 0 | 0 | 0 | 0 | 0 | 0 | 0 | 0 | 0 | 0 | 0 | 0 | 0 | 0 | 0 | 0 | 0 | 0 | 0 | 0 | 0 | 0 | 0 | 0 | 0 | 0 | 0 | 0 | 0 | 0 | 0 | 0 | 0 | 0 | 0 | 0 | 0 | 0 | 0 | 0 | Greater_Kramer_Li_Battery_4hr | Greater_Kramer_Li_Battery_8hr | Greater_Kramer_Solar | Inyokern_North_Kramer_Geothermal | Greater_Kramer_Wind
SCE North of Lugo Study Area | Coolwater | COOL WATER |  | 115 | 3 | 0 | 0 | 0 | 0 | 0 | 0 | 0 | 0 | 0 | 0 | 0 | 0 | 0 | 0 | 1 | 1 | 1 | 0 | 0 | 0 | 0 | 0 | 0 | 0 | 0 | 0 | 0 | 0 | 0 | 0 | 0 | 0 | 0 | 0 | 0 | 0 | 0 | 0 | 0 | 0 | 0 | 0 | 0 | 0 | 0 | 0 | 0 | 0 | 0 | 0 | 0 | 0 | 0 | 0 | 0 | 0 | 0 | 0 | 0 | 0 | 0 | 0 | 0 | 0 | 0 | 0 | 0 | 0 | 0 | 0 | 0 | 0 | 0 | 0 | 0 | 0 | 0 | 0 | 0 | 0 | 0 | 0 | 0 | 0 | 0 | 0 | 0 | 0 | 0 | 0 | 0 | 0 | 0 | 0 | 0 | 0 | 0 | 0 | 0 | 0 | 0 | 0 | 0 | 0 | 0 | 0 | 0 | 0 | 0 | Greater_Kramer_Li_Battery_4hr | Greater_Kramer_Li_Battery_8hr | Greater_Kramer_Solar | Inyokern_North_Kramer_Geothermal | Greater_Kramer_Wind
PG&E Fresno Study Area | Corcoran | CORCORAN |  | 115 | 6 | 0 | 0 | 0 | 0 | 0 | 0 | 0 | 0 | 0 | 0 | 0 | 0 | 0 | 0 | 0 | 0 | 0 | 0 | 0 | 0 | 0 | 0 | 0 | 0 | 0 | 0 | 0 | 0 | 0 | 0 | 0 | 0 | 0 | 0 | 0 | 0 | 0 | 0 | 0 | 0 | 0 | 0 | 0 | 0 | 0 | 0 | 0 | 0 | 0 | 0 | 0 | 0 | 0 | 0 | 0 | 0 | 0 | 0 | 0 | 0 | 0 | 0 | 0 | 0 | 0 | 0 | 0 | 0 | 0 | 0 | 0 | 0 | 0 | 0 | 0 | 0 | 0 | 1 | 1 | 0 | 0 | 0 | 1 | 1 | 0 | 0 | 0 | 0 | 0 | 0 | 0 | 0 | 0 | 0 | 0 | 0 | 0 | 0 | 0 | 0 | 0 | 0 | 0 | 0 | 0 | 0 | 1 | 1 | 1 | Southern_PGAE_Li_Battery_4hr | Southern_PGAE_Li_Battery_8hr | Southern_PGAE_Solar
PG&E North of Greater Bay Study Area | Corona | CORONA (PGE) |  | 115 | 11 | 0 | 0 | 0 | 0 | 0 | 0 | 0 | 0 | 0 | 0 | 0 | 0 | 0 | 0 | 0 | 0 | 0 | 0 | 0 | 0 | 0 | 0 | 0 | 0 | 0 | 0 | 0 | 0 | 0 | 0 | 0 | 0 | 0 | 0 | 0 | 0 | 0 | 0 | 0 | 0 | 0 | 0 | 0 | 1 | 1 | 0 | 1 | 0 | 0 | 0 | 0 | 0 | 0 | 0 | 0 | 0 | 1 | 1 | 1 | 1 | 1 | 0 | 0 | 0 | 1 | 0 | 0 | 0 | 0 | 0 | 0 | 0 | 0 | 1 | 1 | 0 | 0 | 0 | 0 | 0 | 0 | 0 | 0 | 0 | 0 | 0 | 0 | 0 | 0 | 0 | 0 | 0 | 0 | 0 | 0 | 0 | 0 | 0 | 0 | 0 | 0 | 0 | 0 | 0 | 0 | 0 | 0 | 0 | 0 | Northern_California_Li_Battery_4hr | Northern_California_Li_Battery_8hr | Northern_California_Solar | Northern_California_Geothermal | Northern_California_Wind
PG&E North of Greater Bay Study Area | Cortina | CORTINA |  | 230 | 3 | 0 | 0 | 0 | 0 | 0 | 0 | 0 | 0 | 0 | 0 | 0 | 0 | 0 | 0 | 0 | 0 | 0 | 0 | 0 | 0 | 0 | 0 | 0 | 0 | 0 | 0 | 0 | 0 | 0 | 0 | 0 | 0 | 0 | 0 | 0 | 0 | 0 | 0 | 0 | 0 | 0 | 0 | 0 | 0 | 1 | 0 | 0 | 0 | 0 | 0 | 0 | 0 | 0 | 0 | 0 | 0 | 0 | 0 | 1 | 0 | 0 | 0 | 0 | 0 | 0 | 0 | 0 | 0 | 0 | 0 | 0 | 0 | 0 | 0 | 1 | 0 | 0 | 0 | 0 | 0 | 0 | 0 | 0 | 0 | 0 | 0 | 0 | 0 | 0 | 0 | 0 | 0 | 0 | 0 | 0 | 0 | 0 | 0 | 0 | 0 | 0 | 0 | 0 | 0 | 0 | 0 | 0 | 0 | 0 | Northern_California_Li_Battery_4hr | Northern_California_Li_Battery_8hr | Northern_California_Solar | Northern_California_Geothermal | Northern_California_Wind
PG&E North of Greater Bay Study Area | Cortina | CORTINA |  | 115 | 4 | 0 | 0 | 0 | 0 | 0 | 0 | 0 | 0 | 0 | 0 | 0 | 0 | 0 | 0 | 0 | 0 | 0 | 0 | 0 | 0 | 0 | 0 | 0 | 0 | 0 | 0 | 0 | 0 | 0 | 0 | 0 | 0 | 0 | 0 | 0 | 0 | 0 | 0 | 0 | 0 | 0 | 0 | 0 | 1 | 1 | 0 | 0 | 0 | 0 | 0 | 0 | 0 | 0 | 0 | 0 | 0 | 0 | 0 | 0 | 0 | 1 | 0 | 0 | 0 | 0 | 0 | 0 | 0 | 0 | 0 | 0 | 0 | 0 | 0 | 1 | 0 | 0 | 0 | 0 | 0 | 0 | 0 | 0 | 0 | 0 | 0 | 0 | 0 | 0 | 0 | 0 | 0 | 0 | 0 | 0 | 0 | 0 | 0 | 0 | 0 | 0 | 0 | 0 | 0 | 0 | 0 | 0 | 0 | 0 | Northern_California_Li_Battery_4hr | Northern_California_Li_Battery_8hr | Northern_California_Solar | Northern_California_Geothermal | Northern_California_Wind
PG&E Greater Bay Study Area | Cottle | COTTLE |  | 230 | 13 | 0 | 0 | 0 | 0 | 0 | 0 | 0 | 0 | 0 | 0 | 0 | 0 | 0 | 0 | 0 | 0 | 0 | 0 | 0 | 0 | 0 | 0 | 0 | 0 | 0 | 0 | 0 | 0 | 0 | 0 | 0 | 0 | 0 | 0 | 0 | 0 | 0 | 0 | 0 | 0 | 0 | 0 | 0 | 0 | 0 | 0 | 0 | 0 | 0 | 0 | 1 | 0 | 0 | 0 | 0 | 0 | 0 | 0 | 0 | 0 | 0 | 0 | 0 | 0 | 1 | 1 | 0 | 0 | 0 | 0 | 0 | 0 | 0 | 0 | 0 | 0 | 0 | 0 | 0 | 0 | 0 | 0 | 0 | 0 | 0 | 1 | 1 | 0 | 1 | 1 | 1 | 1 | 0 | 0 | 0 | 1 | 0 | 0 | 1 | 1 | 0 | 0 | 1 | 0 | 0 | 0 | 0 | 0 | 0 | Northern_California_Li_Battery_4hr | Northern_California_Li_Battery_8hr | Northern_California_Solar |  | Central_Valley_North_Los_Banos_Wind
PG&E North of Greater Bay Study Area | Cottonwood | COTTONWOOD |  | 230 | 2 | 0 | 0 | 0 | 0 | 0 | 0 | 0 | 0 | 0 | 0 | 0 | 0 | 0 | 0 | 0 | 0 | 0 | 0 | 0 | 0 | 0 | 0 | 0 | 0 | 0 | 0 | 0 | 0 | 0 | 0 | 0 | 0 | 0 | 0 | 0 | 0 | 0 | 0 | 0 | 0 | 0 | 0 | 0 | 0 | 1 | 0 | 0 | 0 | 1 | 0 | 0 | 0 | 0 | 0 | 0 | 0 | 0 | 0 | 0 | 0 | 0 | 0 | 0 | 0 | 0 | 0 | 0 | 0 | 0 | 0 | 0 | 0 | 0 | 0 | 0 | 0 | 0 | 0 | 0 | 0 | 0 | 0 | 0 | 0 | 0 | 0 | 0 | 0 | 0 | 0 | 0 | 0 | 0 | 0 | 0 | 0 | 0 | 0 | 0 | 0 | 0 | 0 | 0 | 0 | 0 | 0 | 0 | 0 | 0 | Northern_California_Li_Battery_4hr | Northern_California_Li_Battery_8hr | Northern_California_Solar | Northern_California_Geothermal | Northern_California_Wind
PG&E Greater Bay Study Area | Coyote | COYOTE |  | 230 | 2 | 0 | 0 | 0 | 0 | 0 | 0 | 0 | 0 | 0 | 0 | 0 | 0 | 0 | 0 | 0 | 0 | 0 | 0 | 0 | 0 | 0 | 0 | 0 | 0 | 0 | 0 | 0 | 0 | 0 | 0 | 0 | 0 | 0 | 0 | 0 | 0 | 0 | 0 | 0 | 0 | 0 | 0 | 0 | 0 | 0 | 0 | 0 | 0 | 0 | 0 | 0 | 0 | 0 | 0 | 0 | 0 | 0 | 0 | 0 | 0 | 0 | 0 | 0 | 0 | 1 | 0 | 0 | 0 | 0 | 0 | 0 | 1 | 0 | 0 | 0 | 0 | 0 | 0 | 0 | 0 | 0 | 0 | 0 | 0 | 0 | 0 | 0 | 0 | 0 | 0 | 0 | 0 | 0 | 0 | 0 | 0 | 0 | 0 | 0 | 0 | 0 | 0 | 0 | 0 | 0 | 0 | 0 | 0 | 0 | Northern_California_Li_Battery_4hr | Northern_California_Li_Battery_8hr | Northern_California_Solar
SDG&E Study Area | Creelman |  |  | 69 | 3 | 0 | 0 | 0 | 0 | 0 | 0 | 0 | 0 | 0 | 0 | 0 | 0 | 0 | 0 | 0 | 0 | 0 | 0 | 0 | 0 | 0 | 0 | 0 | 0 | 0 | 0 | 0 | 0 | 0 | 0 | 1 | 1 | 0 | 1 | 0 | 0 | 0 | 0 | 0 | 0 | 0 | 0 | 0 | 0 | 0 | 0 | 0 | 0 | 0 | 0 | 0 | 0 | 0 | 0 | 0 | 0 | 0 | 0 | 0 | 0 | 0 | 0 | 0 | 0 | 0 | 0 | 0 | 0 | 0 | 0 | 0 | 0 | 0 | 0 | 0 | 0 | 0 | 0 | 0 | 0 | 0 | 0 | 0 | 0 | 0 | 0 | 0 | 0 | 0 | 0 | 0 | 0 | 0 | 0 | 0 | 0 | 0 | 0 | 0 | 0 | 0 | 0 | 0 | 0 | 0 | 0 | 0 | 0 | 0 | Greater_LA_Li_Battery_4hr | Greater_LA_Li_Battery_8hr | Greater_LA_Solar
PG&E Greater Bay Study Area | Crow Creek |  |  | 60 | 7 | 0 | 0 | 0 | 0 | 0 | 0 | 0 | 0 | 0 | 0 | 0 | 0 | 0 | 0 | 0 | 0 | 0 | 0 | 0 | 0 | 0 | 0 | 0 | 0 | 0 | 0 | 0 | 0 | 0 | 0 | 0 | 0 | 0 | 0 | 0 | 0 | 0 | 0 | 0 | 0 | 0 | 0 | 0 | 0 | 0 | 0 | 0 | 0 | 0 | 0 | 1 | 0 | 0 | 0 | 0 | 0 | 0 | 0 | 0 | 0 | 1 | 0 | 1 | 0 | 1 | 0 | 0 | 1 | 1 | 0 | 0 | 0 | 0 | 1 | 0 | 0 | 0 | 0 | 0 | 0 | 0 | 0 | 0 | 0 | 0 | 0 | 0 | 0 | 0 | 0 | 0 | 0 | 0 | 0 | 0 | 0 | 0 | 0 | 0 | 0 | 0 | 0 | 0 | 0 | 0 | 0 | 0 | 0 | 0 | Northern_California_Li_Battery_4hr | Northern_California_Li_Battery_8hr | Northern_California_Solar
PG&E Greater Bay Study Area | Curtis | CURTIS |  | 115 | 5 | 0 | 0 | 0 | 0 | 0 | 0 | 0 | 0 | 0 | 0 | 0 | 0 | 0 | 0 | 0 | 0 | 0 | 0 | 0 | 0 | 0 | 0 | 0 | 0 | 0 | 0 | 0 | 0 | 0 | 0 | 0 | 0 | 0 | 0 | 0 | 0 | 0 | 0 | 0 | 0 | 0 | 0 | 0 | 0 | 0 | 0 | 0 | 0 | 0 | 0 | 1 | 0 | 0 | 0 | 0 | 0 | 0 | 0 | 0 | 0 | 1 | 0 | 1 | 0 | 1 | 0 | 0 | 0 | 0 | 0 | 0 | 0 | 0 | 1 | 0 | 0 | 0 | 0 | 0 | 0 | 0 | 0 | 0 | 0 | 0 | 0 | 0 | 0 | 0 | 0 | 0 | 0 | 0 | 0 | 0 | 0 | 0 | 0 | 0 | 0 | 0 | 0 | 0 | 0 | 0 | 0 | 0 | 0 | 0 | Northern_California_Li_Battery_4hr | Northern_California_Li_Battery_8hr | Northern_California_Solar
PG&E Fresno Study Area | Dairyland | DAIRYLAND |  | 115 | 1 | 0 | 0 | 0 | 0 | 0 | 0 | 0 | 0 | 0 | 0 | 0 | 0 | 0 | 0 | 0 | 0 | 0 | 0 | 0 | 0 | 0 | 0 | 0 | 0 | 0 | 0 | 0 | 0 | 0 | 0 | 0 | 0 | 0 | 0 | 0 | 0 | 0 | 0 | 0 | 0 | 0 | 0 | 0 | 0 | 0 | 0 | 0 | 0 | 0 | 0 | 0 | 0 | 0 | 0 | 0 | 0 | 0 | 0 | 0 | 0 | 0 | 0 | 0 | 0 | 0 | 0 | 0 | 0 | 0 | 0 | 0 | 0 | 0 | 0 | 0 | 0 | 0 | 0 | 0 | 0 | 0 | 0 | 0 | 0 | 0 | 0 | 0 | 0 | 0 | 0 | 0 | 0 | 0 | 0 | 0 | 0 | 0 | 0 | 0 | 0 | 1 | 0 | 0 | 0 | 0 | 0 | 0 | 0 | 0 | Southern_PGAE_Li_Battery_4hr | Southern_PGAE_Li_Battery_8hr | Southern_PGAE_Solar
PG&E North of Greater Bay Study Area | Davis | DAVIS (PGE) |  | 115 | 8 | 0 | 0 | 0 | 0 | 0 | 0 | 0 | 0 | 0 | 0 | 0 | 0 | 0 | 0 | 0 | 0 | 0 | 0 | 0 | 0 | 0 | 0 | 0 | 0 | 0 | 0 | 0 | 0 | 0 | 0 | 0 | 0 | 0 | 0 | 0 | 0 | 0 | 0 | 0 | 0 | 0 | 0 | 0 | 0 | 1 | 1 | 0 | 1 | 0 | 1 | 1 | 0 | 1 | 0 | 0 | 0 | 0 | 0 | 0 | 0 | 0 | 0 | 0 | 0 | 1 | 1 | 0 | 0 | 0 | 0 | 0 | 0 | 0 | 0 | 0 | 0 | 0 | 0 | 0 | 0 | 0 | 0 | 0 | 0 | 0 | 0 | 0 | 0 | 0 | 0 | 0 | 0 | 0 | 0 | 0 | 0 | 0 | 0 | 0 | 0 | 0 | 0 | 0 | 0 | 0 | 0 | 0 | 0 | 0 | Northern_California_Li_Battery_4hr | Northern_California_Li_Battery_8hr | Northern_California_Solar | Northern_California_Geothermal | Northern_California_Wind
SCE Metro Study Area | Del Amo | DEL AMO |  | 230 | 3 | 0 | 0 | 0 | 0 | 0 | 0 | 0 | 0 | 0 | 0 | 1 | 1 | 1 | 0 | 0 | 0 | 0 | 0 | 0 | 0 | 0 | 0 | 0 | 0 | 0 | 0 | 0 | 0 | 0 | 0 | 0 | 0 | 0 | 0 | 0 | 0 | 0 | 0 | 0 | 0 | 0 | 0 | 0 | 0 | 0 | 0 | 0 | 0 | 0 | 0 | 0 | 0 | 0 | 0 | 0 | 0 | 0 | 0 | 0 | 0 | 0 | 0 | 0 | 0 | 0 | 0 | 0 | 0 | 0 | 0 | 0 | 0 | 0 | 0 | 0 | 0 | 0 | 0 | 0 | 0 | 0 | 0 | 0 | 0 | 0 | 0 | 0 | 0 | 0 | 0 | 0 | 0 | 0 | 0 | 0 | 0 | 0 | 0 | 0 | 0 | 0 | 0 | 0 | 0 | 0 | 0 | 0 | 0 | 0 | Greater_LA_Li_Battery_4hr | Greater_LA_Li_Battery_8hr | Greater_LA_Solar
SCE Eastern Study Area | Delaney | DELANEY |  | 500 | 4 | 0 | 0 | 0 | 0 | 0 | 0 | 0 | 0 | 0 | 0 | 0 | 0 | 0 | 0 | 0 | 0 | 0 | 0 | 0 | 1 | 1 | 1 | 0 | 0 | 0 | 1 | 0 | 0 | 0 | 0 | 0 | 0 | 0 | 0 | 0 | 0 | 0 | 0 | 0 | 0 | 0 | 0 | 0 | 0 | 0 | 0 | 0 | 0 | 0 | 0 | 0 | 0 | 0 | 0 | 0 | 0 | 0 | 0 | 0 | 0 | 0 | 0 | 0 | 0 | 0 | 0 | 0 | 0 | 0 | 0 | 0 | 0 | 0 | 0 | 0 | 0 | 0 | 0 | 0 | 0 | 0 | 0 | 0 | 0 | 0 | 0 | 0 | 0 | 0 | 0 | 0 | 0 | 0 | 0 | 0 | 0 | 0 | 0 | 0 | 0 | 0 | 0 | 0 | 0 | 0 | 0 | 0 | 0 | 0 | Arizona_Li_Battery_4hr | Arizona_Li_Battery_8hr | Arizona_Solar
PG&E North of Greater Bay Study Area | Delevan | DELEVAN |  | 230 | 4 | 0 | 0 | 0 | 0 | 0 | 0 | 0 | 0 | 0 | 0 | 0 | 0 | 0 | 0 | 0 | 0 | 0 | 0 | 0 | 0 | 0 | 0 | 0 | 0 | 0 | 0 | 0 | 0 | 0 | 0 | 0 | 0 | 0 | 0 | 0 | 0 | 0 | 0 | 0 | 0 | 0 | 0 | 0 | 0 | 1 | 0 | 0 | 0 | 0 | 0 | 1 | 0 | 0 | 0 | 0 | 0 | 0 | 0 | 0 | 0 | 1 | 0 | 0 | 0 | 0 | 0 | 0 | 0 | 0 | 0 | 0 | 0 | 0 | 0 | 1 | 0 | 0 | 0 | 0 | 0 | 0 | 0 | 0 | 0 | 0 | 0 | 0 | 0 | 0 | 0 | 0 | 0 | 0 | 0 | 0 | 0 | 0 | 0 | 0 | 0 | 0 | 0 | 0 | 0 | 0 | 0 | 0 | 0 | 0 | Northern_California_Li_Battery_4hr | Northern_California_Li_Battery_8hr | Northern_California_Solar | Northern_California_Geothermal | Northern_California_Wind
PG&E Greater Bay Study Area | Delta PP | DELTA PUMPS |  | 230 | 6 | 0 | 0 | 0 | 0 | 0 | 0 | 0 | 0 | 0 | 0 | 0 | 0 | 0 | 0 | 0 | 0 | 0 | 0 | 0 | 0 | 0 | 0 | 0 | 0 | 0 | 0 | 0 | 0 | 0 | 0 | 0 | 0 | 0 | 0 | 0 | 0 | 0 | 0 | 0 | 0 | 0 | 0 | 0 | 0 | 1 | 0 | 0 | 0 | 0 | 0 | 0 | 0 | 0 | 0 | 0 | 0 | 0 | 0 | 1 | 0 | 1 | 0 | 0 | 1 | 1 | 0 | 0 | 0 | 0 | 0 | 0 | 0 | 0 | 1 | 0 | 0 | 0 | 0 | 0 | 0 | 0 | 0 | 0 | 0 | 0 | 0 | 0 | 0 | 0 | 0 | 0 | 0 | 0 | 0 | 0 | 0 | 0 | 0 | 0 | 0 | 0 | 0 | 0 | 0 | 0 | 0 | 0 | 0 | 0 | Northern_California_Li_Battery_4hr | Northern_California_Li_Battery_8hr | Northern_California_Solar |  | Solano_Wind
East of Pisgah Study Area | Desert View | DESERT VIEW |  | 230 | 4 | 0 | 0 | 0 | 0 | 0 | 0 | 0 | 0 | 0 | 0 | 0 | 0 | 0 | 0 | 0 | 0 | 0 | 0 | 0 | 1 | 0 | 1 | 0 | 0 | 0 | 0 | 0 | 1 | 1 | 0 | 0 | 0 | 0 | 0 | 0 | 0 | 0 | 0 | 0 | 0 | 0 | 0 | 0 | 0 | 0 | 0 | 0 | 0 | 0 | 0 | 0 | 0 | 0 | 0 | 0 | 0 | 0 | 0 | 0 | 0 | 0 | 0 | 0 | 0 | 0 | 0 | 0 | 0 | 0 | 0 | 0 | 0 | 0 | 0 | 0 | 0 | 0 | 0 | 0 | 0 | 0 | 0 | 0 | 0 | 0 | 0 | 0 | 0 | 0 | 0 | 0 | 0 | 0 | 0 | 0 | 0 | 0 | 0 | 0 | 0 | 0 | 0 | 0 | 0 | 0 | 0 | 0 | 0 | 0 | Southern_NV_Eldorado_Li_Battery_4hr | Southern_NV_Eldorado_Li_Battery_8hr | Southern_NV_Eldorado_Solar | Northern_Nevada_Geothermal | Southern_NV_Eldorado_Wind
SCE Eastern Study Area | Devers | DEVERS |  | 500 | 2 | 0 | 0 | 0 | 0 | 0 | 0 | 0 | 0 | 0 | 0 | 0 | 0 | 0 | 0 | 0 | 0 | 0 | 0 | 0 | 0 | 0 | 0 | 0 | 1 | 0 | 1 | 0 | 0 | 0 | 0 | 0 | 0 | 0 | 0 | 0 | 0 | 0 | 0 | 0 | 0 | 0 | 0 | 0 | 0 | 0 | 0 | 0 | 0 | 0 | 0 | 0 | 0 | 0 | 0 | 0 | 0 | 0 | 0 | 0 | 0 | 0 | 0 | 0 | 0 | 0 | 0 | 0 | 0 | 0 | 0 | 0 | 0 | 0 | 0 | 0 | 0 | 0 | 0 | 0 | 0 | 0 | 0 | 0 | 0 | 0 | 0 | 0 | 0 | 0 | 0 | 0 | 0 | 0 | 0 | 0 | 0 | 0 | 0 | 0 | 0 | 0 | 0 | 0 | 0 | 0 | 0 | 0 | 0 | 0 | Riverside_Li_Battery_4hr | Riverside_Li_Battery_8hr | Riverside_Solar |  | Riverside_Palm_Springs_Wind
SCE Eastern Study Area | Devers | DEVERS |  | 230 | 2 | 0 | 0 | 0 | 0 | 0 | 0 | 0 | 0 | 0 | 0 | 0 | 0 | 0 | 0 | 0 | 0 | 0 | 0 | 0 | 0 | 0 | 0 | 0 | 1 | 0 | 1 | 0 | 0 | 0 | 0 | 0 | 0 | 0 | 0 | 0 | 0 | 0 | 0 | 0 | 0 | 0 | 0 | 0 | 0 | 0 | 0 | 0 | 0 | 0 | 0 | 0 | 0 | 0 | 0 | 0 | 0 | 0 | 0 | 0 | 0 | 0 | 0 | 0 | 0 | 0 | 0 | 0 | 0 | 0 | 0 | 0 | 0 | 0 | 0 | 0 | 0 | 0 | 0 | 0 | 0 | 0 | 0 | 0 | 0 | 0 | 0 | 0 | 0 | 0 | 0 | 0 | 0 | 0 | 0 | 0 | 0 | 0 | 0 | 0 | 0 | 0 | 0 | 0 | 0 | 0 | 0 | 0 | 0 | 0 | Riverside_Li_Battery_4hr | Riverside_Li_Battery_8hr | Riverside_Solar |  | Riverside_Palm_Springs_Wind
PG&E Kern Study Area | Diablo | DIABLO CANYON |  | 500 | 3 | 0 | 0 | 0 | 0 | 0 | 0 | 0 | 0 | 0 | 0 | 0 | 0 | 0 | 0 | 0 | 0 | 0 | 0 | 0 | 0 | 0 | 0 | 0 | 0 | 0 | 0 | 0 | 0 | 0 | 0 | 0 | 0 | 0 | 0 | 0 | 0 | 0 | 0 | 0 | 0 | 0 | 0 | 0 | 0 | 0 | 0 | 0 | 0 | 0 | 0 | 0 | 0 | 0 | 0 | 0 | 0 | 0 | 0 | 0 | 0 | 0 | 0 | 0 | 0 | 0 | 0 | 0 | 0 | 0 | 0 | 0 | 0 | 0 | 0 | 0 | 0 | 0 | 0 | 0 | 0 | 0 | 0 | 0 | 0 | 0 | 0 | 0 | 0 | 0 | 0 | 0 | 0 | 0 | 0 | 0 | 0 | 0 | 0 | 0 | 0 | 0 | 0 | 0 | 1 | 1 | 1 | 0 | 0 | 0 | Southern_PGAE_Li_Battery_4hr | Southern_PGAE_Li_Battery_8hr | Southern_PGAE_Solar
PG&E Kern Study Area | Diablo | DIABLO CANYON |  | 230 | 7 | 0 | 0 | 0 | 0 | 0 | 0 | 0 | 0 | 0 | 0 | 0 | 0 | 0 | 0 | 0 | 0 | 0 | 0 | 0 | 0 | 0 | 0 | 0 | 0 | 0 | 0 | 0 | 0 | 0 | 0 | 0 | 0 | 0 | 0 | 0 | 0 | 0 | 0 | 0 | 0 | 0 | 0 | 0 | 0 | 0 | 0 | 0 | 0 | 0 | 0 | 0 | 0 | 0 | 0 | 0 | 0 | 0 | 0 | 0 | 0 | 0 | 0 | 0 | 0 | 0 | 0 | 0 | 0 | 0 | 0 | 0 | 0 | 0 | 0 | 0 | 1 | 1 | 0 | 0 | 0 | 0 | 0 | 0 | 0 | 0 | 1 | 1 | 0 | 0 | 0 | 0 | 0 | 0 | 0 | 0 | 1 | 1 | 0 | 0 | 0 | 0 | 0 | 0 | 0 | 0 | 1 | 0 | 0 | 0 | Southern_PGAE_Li_Battery_4hr | Southern_PGAE_Li_Battery_8hr | Southern_PGAE_Solar
PG&E Greater Bay Study Area | Dixon Landing | DIXON LANDING |  | 115 | 3 | 0 | 0 | 0 | 0 | 0 | 0 | 0 | 0 | 0 | 0 | 0 | 0 | 0 | 0 | 0 | 0 | 0 | 0 | 0 | 0 | 0 | 0 | 0 | 0 | 0 | 0 | 0 | 0 | 0 | 0 | 0 | 0 | 0 | 0 | 0 | 0 | 0 | 0 | 0 | 0 | 0 | 0 | 0 | 0 | 0 | 0 | 0 | 0 | 0 | 0 | 0 | 0 | 0 | 0 | 0 | 0 | 0 | 0 | 0 | 0 | 1 | 0 | 0 | 0 | 1 | 0 | 0 | 0 | 0 | 0 | 0 | 1 | 0 | 0 | 0 | 0 | 0 | 0 | 0 | 0 | 0 | 0 | 0 | 0 | 0 | 0 | 0 | 0 | 0 | 0 | 0 | 0 | 0 | 0 | 0 | 0 | 0 | 0 | 0 | 0 | 0 | 0 | 0 | 0 | 0 | 0 | 0 | 0 | 0 | Northern_California_Li_Battery_4hr | Northern_California_Li_Battery_8hr | Northern_California_Solar |  | Solano_Wind
PG&E Greater Bay Study Area | Donnells PH | DONNELLS-CURTIS | G | 115 | 5 | 0 | 0 | 0 | 0 | 0 | 0 | 0 | 0 | 0 | 0 | 0 | 0 | 0 | 0 | 0 | 0 | 0 | 0 | 0 | 0 | 0 | 0 | 0 | 0 | 0 | 0 | 0 | 0 | 0 | 0 | 0 | 0 | 0 | 0 | 0 | 0 | 0 | 0 | 0 | 0 | 0 | 0 | 0 | 0 | 0 | 0 | 0 | 0 | 0 | 0 | 1 | 0 | 0 | 0 | 0 | 0 | 0 | 0 | 0 | 0 | 1 | 0 | 1 | 0 | 1 | 0 | 0 | 0 | 0 | 0 | 0 | 0 | 0 | 1 | 0 | 0 | 0 | 0 | 0 | 0 | 0 | 0 | 0 | 0 | 0 | 0 | 0 | 0 | 0 | 0 | 0 | 0 | 0 | 0 | 0 | 0 | 0 | 0 | 0 | 0 | 0 | 0 | 0 | 0 | 0 | 0 | 0 | 0 | 0 | Northern_California_Li_Battery_4hr | Northern_California_Li_Battery_8hr | Northern_California_Solar
PG&E Fresno Study Area | Dos Amigos | DOS AMIGOS |  | 230 | 6 | 0 | 0 | 0 | 0 | 0 | 0 | 0 | 0 | 0 | 0 | 0 | 0 | 0 | 0 | 0 | 0 | 0 | 0 | 0 | 0 | 0 | 0 | 0 | 0 | 0 | 0 | 0 | 0 | 0 | 0 | 0 | 0 | 0 | 0 | 0 | 0 | 0 | 0 | 0 | 0 | 0 | 0 | 0 | 0 | 0 | 0 | 0 | 0 | 0 | 0 | 0 | 0 | 0 | 0 | 0 | 0 | 0 | 0 | 0 | 0 | 0 | 0 | 0 | 0 | 0 | 0 | 0 | 0 | 0 | 0 | 0 | 0 | 0 | 0 | 0 | 0 | 1 | 0 | 0 | 0 | 0 | 0 | 0 | 0 | 0 | 1 | 1 | 0 | 0 | 0 | 0 | 1 | 0 | 0 | 0 | 0 | 0 | 0 | 0 | 0 | 0 | 0 | 0 | 0 | 0 | 1 | 1 | 0 | 0 | Southern_PGAE_Li_Battery_4hr | Southern_PGAE_Li_Battery_8hr | Southern_PGAE_Solar
PG&E North of Greater Bay Study Area | Drum | DRUM |  | 115 | 1 | 0 | 0 | 0 | 0 | 0 | 0 | 0 | 0 | 0 | 0 | 0 | 0 | 0 | 0 | 0 | 0 | 0 | 0 | 0 | 0 | 0 | 0 | 0 | 0 | 0 | 0 | 0 | 0 | 0 | 0 | 0 | 0 | 0 | 0 | 0 | 0 | 0 | 0 | 0 | 0 | 0 | 0 | 0 | 0 | 0 | 0 | 0 | 1 | 0 | 0 | 0 | 0 | 0 | 0 | 0 | 0 | 0 | 0 | 0 | 0 | 0 | 0 | 0 | 0 | 0 | 0 | 0 | 0 | 0 | 0 | 0 | 0 | 0 | 0 | 0 | 0 | 0 | 0 | 0 | 0 | 0 | 0 | 0 | 0 | 0 | 0 | 0 | 0 | 0 | 0 | 0 | 0 | 0 | 0 | 0 | 0 | 0 | 0 | 0 | 0 | 0 | 0 | 0 | 0 | 0 | 0 | 0 | 0 | 0 | Northern_California_Li_Battery_4hr | Northern_California_Li_Battery_8hr | Northern_California_Solar | Northern_California_Geothermal | Northern_California_Wind
PG&E Greater Bay Study Area | Dumbarton |  |  | 115 | 5 | 0 | 0 | 0 | 0 | 0 | 0 | 0 | 0 | 0 | 0 | 0 | 0 | 0 | 0 | 0 | 0 | 0 | 0 | 0 | 0 | 0 | 0 | 0 | 0 | 0 | 0 | 0 | 0 | 0 | 0 | 0 | 0 | 0 | 0 | 0 | 0 | 0 | 0 | 0 | 0 | 0 | 0 | 0 | 0 | 0 | 0 | 0 | 0 | 0 | 0 | 0 | 0 | 0 | 0 | 1 | 1 | 0 | 1 | 0 | 0 | 1 | 0 | 0 | 0 | 0 | 0 | 0 | 0 | 0 | 0 | 0 | 0 | 0 | 1 | 0 | 0 | 0 | 0 | 0 | 0 | 0 | 0 | 0 | 0 | 0 | 0 | 0 | 0 | 0 | 0 | 0 | 0 | 0 | 0 | 0 | 0 | 0 | 0 | 0 | 0 | 0 | 0 | 0 | 0 | 0 | 0 | 0 | 0 | 0 | Northern_California_Li_Battery_4hr | Northern_California_Li_Battery_8hr | Northern_California_Solar
SCE Eastern Study Area | Eagle Mountain | EAGLE MT |  | 230 | 4 | 0 | 0 | 0 | 0 | 0 | 0 | 0 | 0 | 0 | 0 | 0 | 0 | 0 | 0 | 0 | 0 | 0 | 0 | 0 | 0 | 0 | 1 | 1 | 1 | 0 | 1 | 0 | 0 | 0 | 0 | 0 | 0 | 0 | 0 | 0 | 0 | 0 | 0 | 0 | 0 | 0 | 0 | 0 | 0 | 0 | 0 | 0 | 0 | 0 | 0 | 0 | 0 | 0 | 0 | 0 | 0 | 0 | 0 | 0 | 0 | 0 | 0 | 0 | 0 | 0 | 0 | 0 | 0 | 0 | 0 | 0 | 0 | 0 | 0 | 0 | 0 | 0 | 0 | 0 | 0 | 0 | 0 | 0 | 0 | 0 | 0 | 0 | 0 | 0 | 0 | 0 | 0 | 0 | 0 | 0 | 0 | 0 | 0 | 0 | 0 | 0 | 0 | 0 | 0 | 0 | 0 | 0 | 0 | 0 | Riverside_Li_Battery_4hr | Riverside_Li_Battery_8hr | Riverside_Solar |  | Riverside_Palm_Springs_Wind
PG&E North of Greater Bay Study Area | Eagle Rock (PGE) | EAGLE ROCK (PGE) |  | 115 | 7 | 0 | 0 | 0 | 0 | 0 | 0 | 0 | 0 | 0 | 0 | 0 | 0 | 0 | 0 | 0 | 0 | 0 | 0 | 0 | 0 | 0 | 0 | 0 | 0 | 0 | 0 | 0 | 0 | 0 | 0 | 0 | 0 | 0 | 0 | 0 | 0 | 0 | 0 | 0 | 0 | 0 | 0 | 0 | 1 | 1 | 0 | 1 | 0 | 0 | 0 | 0 | 0 | 0 | 0 | 0 | 0 | 0 | 1 | 0 | 1 | 1 | 0 | 0 | 0 | 0 | 0 | 0 | 0 | 0 | 0 | 0 | 0 | 0 | 0 | 1 | 0 | 0 | 0 | 0 | 0 | 0 | 0 | 0 | 0 | 0 | 0 | 0 | 0 | 0 | 0 | 0 | 0 | 0 | 0 | 0 | 0 | 0 | 0 | 0 | 0 | 0 | 0 | 0 | 0 | 0 | 0 | 0 | 0 | 0 | Northern_California_Li_Battery_4hr | Northern_California_Li_Battery_8hr | Northern_California_Solar | Northern_California_Geothermal | Northern_California_Wind
SCE Metro Study Area | Eagle Rock (SCE) | EAGLE ROCK (SCE) |  | 230 | 1 | 0 | 0 | 0 | 0 | 0 | 0 | 0 | 0 | 0 | 0 | 0 | 0 | 1 | 0 | 0 | 0 | 0 | 0 | 0 | 0 | 0 | 0 | 0 | 0 | 0 | 0 | 0 | 0 | 0 | 0 | 0 | 0 | 0 | 0 | 0 | 0 | 0 | 0 | 0 | 0 | 0 | 0 | 0 | 0 | 0 | 0 | 0 | 0 | 0 | 0 | 0 | 0 | 0 | 0 | 0 | 0 | 0 | 0 | 0 | 0 | 0 | 0 | 0 | 0 | 0 | 0 | 0 | 0 | 0 | 0 | 0 | 0 | 0 | 0 | 0 | 0 | 0 | 0 | 0 | 0 | 0 | 0 | 0 | 0 | 0 | 0 | 0 | 0 | 0 | 0 | 0 | 0 | 0 | 0 | 0 | 0 | 0 | 0 | 0 | 0 | 0 | 0 | 0 | 0 | 0 | 0 | 0 | 0 | 0 | Greater_LA_Li_Battery_4hr | Greater_LA_Li_Battery_8hr | Greater_LA_Solar
PG&E North of Greater Bay Study Area | East Nicolaus | EAST NICOLAUS |  | 115 | 2 | 0 | 0 | 0 | 0 | 0 | 0 | 0 | 0 | 0 | 0 | 0 | 0 | 0 | 0 | 0 | 0 | 0 | 0 | 0 | 0 | 0 | 0 | 0 | 0 | 0 | 0 | 0 | 0 | 0 | 0 | 0 | 0 | 0 | 0 | 0 | 0 | 0 | 0 | 0 | 0 | 0 | 0 | 0 | 0 | 0 | 1 | 0 | 1 | 0 | 0 | 0 | 0 | 0 | 0 | 0 | 0 | 0 | 0 | 0 | 0 | 0 | 0 | 0 | 0 | 0 | 0 | 0 | 0 | 0 | 0 | 0 | 0 | 0 | 0 | 0 | 0 | 0 | 0 | 0 | 0 | 0 | 0 | 0 | 0 | 0 | 0 | 0 | 0 | 0 | 0 | 0 | 0 | 0 | 0 | 0 | 0 | 0 | 0 | 0 | 0 | 0 | 0 | 0 | 0 | 0 | 0 | 0 | 0 | 0 | Northern_California_Li_Battery_4hr | Northern_California_Li_Battery_8hr | Northern_California_Solar | Northern_California_Geothermal | Northern_California_Wind
PG&E Greater Bay Study Area | East Shore | EASTSHORE |  | 230 | 1 | 0 | 0 | 0 | 0 | 0 | 0 | 0 | 0 | 0 | 0 | 0 | 0 | 0 | 0 | 0 | 0 | 0 | 0 | 0 | 0 | 0 | 0 | 0 | 0 | 0 | 0 | 0 | 0 | 0 | 0 | 0 | 0 | 0 | 0 | 0 | 0 | 0 | 0 | 0 | 0 | 0 | 0 | 0 | 0 | 0 | 0 | 0 | 0 | 0 | 0 | 0 | 0 | 0 | 0 | 0 | 1 | 0 | 0 | 0 | 0 | 0 | 0 | 0 | 0 | 0 | 0 | 0 | 0 | 0 | 0 | 0 | 0 | 0 | 0 | 0 | 0 | 0 | 0 | 0 | 0 | 0 | 0 | 0 | 0 | 0 | 0 | 0 | 0 | 0 | 0 | 0 | 0 | 0 | 0 | 0 | 0 | 0 | 0 | 0 | 0 | 0 | 0 | 0 | 0 | 0 | 0 | 0 | 0 | 0 | Northern_California_Li_Battery_4hr | Northern_California_Li_Battery_8hr | Northern_California_Solar
PG&E Greater Bay Study Area | East Shore | EASTSHORE |  | 115 | 8 | 0 | 0 | 0 | 0 | 0 | 0 | 0 | 0 | 0 | 0 | 0 | 0 | 0 | 0 | 0 | 0 | 0 | 0 | 0 | 0 | 0 | 0 | 0 | 0 | 0 | 0 | 0 | 0 | 0 | 0 | 0 | 0 | 0 | 0 | 0 | 0 | 0 | 0 | 0 | 0 | 0 | 0 | 0 | 0 | 1 | 0 | 0 | 0 | 0 | 0 | 0 | 0 | 0 | 0 | 1 | 1 | 0 | 1 | 1 | 0 | 1 | 0 | 0 | 0 | 0 | 0 | 1 | 0 | 0 | 0 | 0 | 0 | 0 | 1 | 0 | 0 | 0 | 0 | 0 | 0 | 0 | 0 | 0 | 0 | 0 | 0 | 0 | 0 | 0 | 0 | 0 | 0 | 0 | 0 | 0 | 0 | 0 | 0 | 0 | 0 | 0 | 0 | 0 | 0 | 0 | 0 | 0 | 0 | 0 | Northern_California_Li_Battery_4hr | Northern_California_Li_Battery_8hr | Northern_California_Solar
SDG&E Study Area | ECO | EAST COUNTY |  | 500 | 10 | 0 | 0 | 0 | 0 | 0 | 0 | 0 | 0 | 0 | 0 | 0 | 0 | 0 | 0 | 0 | 0 | 0 | 0 | 0 | 1 | 0 | 1 | 0 | 0 | 0 | 1 | 0 | 0 | 1 | 0 | 0 | 0 | 1 | 0 | 1 | 1 | 1 | 0 | 0 | 1 | 1 | 0 | 0 | 0 | 0 | 0 | 0 | 0 | 0 | 0 | 0 | 0 | 0 | 0 | 0 | 0 | 0 | 0 | 0 | 0 | 0 | 0 | 0 | 0 | 0 | 0 | 0 | 0 | 0 | 0 | 0 | 0 | 0 | 0 | 0 | 0 | 0 | 0 | 0 | 0 | 0 | 0 | 0 | 0 | 0 | 0 | 0 | 0 | 0 | 0 | 0 | 0 | 0 | 0 | 0 | 0 | 0 | 0 | 0 | 0 | 0 | 0 | 0 | 0 | 0 | 0 | 0 | 0 | 0 | Greater_Imperial_Li_Battery_4hr | Greater_Imperial_Li_Battery_8hr | Greater_Imperial_Solar |  | Baja_California_Wind
SDG&E Study Area | ECO | EAST COUNTY |  | 230 | 10 | 0 | 0 | 0 | 0 | 0 | 0 | 0 | 0 | 0 | 0 | 0 | 0 | 0 | 0 | 0 | 0 | 0 | 0 | 0 | 1 | 0 | 1 | 0 | 0 | 0 | 1 | 0 | 0 | 1 | 0 | 0 | 0 | 1 | 0 | 1 | 1 | 1 | 0 | 0 | 1 | 1 | 0 | 0 | 0 | 0 | 0 | 0 | 0 | 0 | 0 | 0 | 0 | 0 | 0 | 0 | 0 | 0 | 0 | 0 | 0 | 0 | 0 | 0 | 0 | 0 | 0 | 0 | 0 | 0 | 0 | 0 | 0 | 0 | 0 | 0 | 0 | 0 | 0 | 0 | 0 | 0 | 0 | 0 | 0 | 0 | 0 | 0 | 0 | 0 | 0 | 0 | 0 | 0 | 0 | 0 | 0 | 0 | 0 | 0 | 0 | 0 | 0 | 0 | 0 | 0 | 0 | 0 | 0 | 0 | Greater_Imperial_Li_Battery_4hr | Greater_Imperial_Li_Battery_8hr | Greater_Imperial_Solar |  | Baja_California_Wind
SDG&E Study Area | ECO | EAST COUNTY |  | 138 | 10 | 0 | 0 | 0 | 0 | 0 | 0 | 0 | 0 | 0 | 0 | 0 | 0 | 0 | 0 | 0 | 0 | 0 | 0 | 0 | 1 | 0 | 1 | 0 | 0 | 0 | 1 | 0 | 0 | 1 | 0 | 0 | 0 | 1 | 0 | 1 | 1 | 1 | 0 | 0 | 1 | 1 | 0 | 0 | 0 | 0 | 0 | 0 | 0 | 0 | 0 | 0 | 0 | 0 | 0 | 0 | 0 | 0 | 0 | 0 | 0 | 0 | 0 | 0 | 0 | 0 | 0 | 0 | 0 | 0 | 0 | 0 | 0 | 0 | 0 | 0 | 0 | 0 | 0 | 0 | 0 | 0 | 0 | 0 | 0 | 0 | 0 | 0 | 0 | 0 | 0 | 0 | 0 | 0 | 0 | 0 | 0 | 0 | 0 | 0 | 0 | 0 | 0 | 0 | 0 | 0 | 0 | 0 | 0 | 0 | Greater_Imperial_Li_Battery_4hr | Greater_Imperial_Li_Battery_8hr | Greater_Imperial_Solar |  | Greater_Imperial_Wind
PG&E Greater Bay Study Area | Edes | EDES |  | 115 | 1 | 0 | 0 | 0 | 0 | 0 | 0 | 0 | 0 | 0 | 0 | 0 | 0 | 0 | 0 | 0 | 0 | 0 | 0 | 0 | 0 | 0 | 0 | 0 | 0 | 0 | 0 | 0 | 0 | 0 | 0 | 0 | 0 | 0 | 0 | 0 | 0 | 0 | 0 | 0 | 0 | 0 | 0 | 0 | 0 | 0 | 0 | 0 | 0 | 0 | 0 | 0 | 0 | 0 | 0 | 0 | 0 | 0 | 0 | 0 | 0 | 0 | 0 | 0 | 0 | 0 | 0 | 1 | 0 | 0 | 0 | 0 | 0 | 0 | 0 | 0 | 0 | 0 | 0 | 0 | 0 | 0 | 0 | 0 | 0 | 0 | 0 | 0 | 0 | 0 | 0 | 0 | 0 | 0 | 0 | 0 | 0 | 0 | 0 | 0 | 0 | 0 | 0 | 0 | 0 | 0 | 0 | 0 | 0 | 0 | Northern_California_Li_Battery_4hr | Northern_California_Li_Battery_8hr | Northern_California_Solar
PG&E Greater Bay Study Area | Eight Mile | EIGHT MILE |  | 230 | 5 | 0 | 0 | 0 | 0 | 0 | 0 | 0 | 0 | 0 | 0 | 0 | 0 | 0 | 0 | 0 | 0 | 0 | 0 | 0 | 0 | 0 | 0 | 0 | 0 | 0 | 0 | 0 | 0 | 0 | 0 | 0 | 0 | 0 | 0 | 0 | 0 | 0 | 0 | 0 | 0 | 0 | 0 | 0 | 0 | 1 | 0 | 0 | 0 | 0 | 0 | 1 | 1 | 0 | 0 | 0 | 0 | 0 | 0 | 0 | 0 | 0 | 0 | 0 | 0 | 1 | 1 | 0 | 0 | 0 | 0 | 0 | 0 | 0 | 0 | 0 | 0 | 0 | 0 | 0 | 0 | 0 | 0 | 0 | 0 | 0 | 0 | 0 | 0 | 0 | 0 | 0 | 0 | 0 | 0 | 0 | 0 | 0 | 0 | 0 | 0 | 0 | 0 | 0 | 0 | 0 | 0 | 0 | 0 | 0 | Northern_California_Li_Battery_4hr | Northern_California_Li_Battery_8hr | Northern_California_Solar
SDG&E Study Area | El Cajon |  |  | 69 | 3 | 0 | 0 | 0 | 0 | 0 | 0 | 0 | 0 | 0 | 0 | 0 | 0 | 0 | 0 | 0 | 0 | 0 | 0 | 0 | 0 | 0 | 0 | 0 | 0 | 0 | 0 | 0 | 0 | 0 | 0 | 0 | 1 | 1 | 1 | 0 | 0 | 0 | 0 | 0 | 0 | 0 | 0 | 0 | 0 | 0 | 0 | 0 | 0 | 0 | 0 | 0 | 0 | 0 | 0 | 0 | 0 | 0 | 0 | 0 | 0 | 0 | 0 | 0 | 0 | 0 | 0 | 0 | 0 | 0 | 0 | 0 | 0 | 0 | 0 | 0 | 0 | 0 | 0 | 0 | 0 | 0 | 0 | 0 | 0 | 0 | 0 | 0 | 0 | 0 | 0 | 0 | 0 | 0 | 0 | 0 | 0 | 0 | 0 | 0 | 0 | 0 | 0 | 0 | 0 | 0 | 0 | 0 | 0 | 0 | Greater_LA_Li_Battery_4hr | Greater_LA_Li_Battery_8hr | Greater_LA_Solar
SCE Eastern Study Area | El Casco | EL CASCO |  | 230 | 2 | 0 | 0 | 0 | 0 | 0 | 0 | 0 | 0 | 0 | 0 | 0 | 0 | 0 | 0 | 0 | 0 | 0 | 0 | 0 | 0 | 0 | 0 | 0 | 1 | 0 | 1 | 0 | 0 | 0 | 0 | 0 | 0 | 0 | 0 | 0 | 0 | 0 | 0 | 0 | 0 | 0 | 0 | 0 | 0 | 0 | 0 | 0 | 0 | 0 | 0 | 0 | 0 | 0 | 0 | 0 | 0 | 0 | 0 | 0 | 0 | 0 | 0 | 0 | 0 | 0 | 0 | 0 | 0 | 0 | 0 | 0 | 0 | 0 | 0 | 0 | 0 | 0 | 0 | 0 | 0 | 0 | 0 | 0 | 0 | 0 | 0 | 0 | 0 | 0 | 0 | 0 | 0 | 0 | 0 | 0 | 0 | 0 | 0 | 0 | 0 | 0 | 0 | 0 | 0 | 0 | 0 | 0 | 0 | 0 | Riverside_Li_Battery_4hr | Riverside_Li_Battery_8hr | Riverside_Solar |  | Riverside_Palm_Springs_Wind
PG&E Fresno Study Area | El Nido (PGE) | EL NIDO (PGE) |  | 115 | 15 | 0 | 0 | 0 | 0 | 0 | 0 | 0 | 0 | 0 | 0 | 0 | 0 | 0 | 0 | 0 | 0 | 0 | 0 | 0 | 0 | 0 | 0 | 0 | 0 | 0 | 0 | 0 | 0 | 0 | 0 | 0 | 0 | 0 | 0 | 0 | 0 | 0 | 0 | 0 | 0 | 0 | 0 | 0 | 0 | 0 | 0 | 0 | 0 | 0 | 0 | 1 | 0 | 0 | 0 | 0 | 0 | 0 | 0 | 0 | 0 | 0 | 0 | 0 | 0 | 0 | 0 | 0 | 0 | 0 | 0 | 0 | 0 | 0 | 0 | 0 | 0 | 1 | 0 | 0 | 0 | 0 | 0 | 0 | 0 | 0 | 1 | 1 | 0 | 1 | 1 | 1 | 1 | 1 | 1 | 0 | 1 | 0 | 0 | 1 | 1 | 1 | 0 | 1 | 0 | 0 | 0 | 0 | 0 | 0 | Southern_PGAE_Li_Battery_4hr | Southern_PGAE_Li_Battery_8hr | Southern_PGAE_Solar
SCE Metro Study Area | El Nido (SCE) | EL NIDO (SCE) |  | 230 | 3 | 0 | 0 | 0 | 0 | 0 | 0 | 0 | 0 | 0 | 0 | 1 | 1 | 1 | 0 | 0 | 0 | 0 | 0 | 0 | 0 | 0 | 0 | 0 | 0 | 0 | 0 | 0 | 0 | 0 | 0 | 0 | 0 | 0 | 0 | 0 | 0 | 0 | 0 | 0 | 0 | 0 | 0 | 0 | 0 | 0 | 0 | 0 | 0 | 0 | 0 | 0 | 0 | 0 | 0 | 0 | 0 | 0 | 0 | 0 | 0 | 0 | 0 | 0 | 0 | 0 | 0 | 0 | 0 | 0 | 0 | 0 | 0 | 0 | 0 | 0 | 0 | 0 | 0 | 0 | 0 | 0 | 0 | 0 | 0 | 0 | 0 | 0 | 0 | 0 | 0 | 0 | 0 | 0 | 0 | 0 | 0 | 0 | 0 | 0 | 0 | 0 | 0 | 0 | 0 | 0 | 0 | 0 | 0 | 0 | Greater_LA_Li_Battery_4hr | Greater_LA_Li_Battery_8hr | Greater_LA_Solar
PG&E Greater Bay Study Area | El Patio | EL PATIO |  | 115 | 1 | 0 | 0 | 0 | 0 | 0 | 0 | 0 | 0 | 0 | 0 | 0 | 0 | 0 | 0 | 0 | 0 | 0 | 0 | 0 | 0 | 0 | 0 | 0 | 0 | 0 | 0 | 0 | 0 | 0 | 0 | 0 | 0 | 0 | 0 | 0 | 0 | 0 | 0 | 0 | 0 | 0 | 0 | 0 | 0 | 0 | 0 | 0 | 0 | 0 | 0 | 0 | 0 | 0 | 0 | 0 | 0 | 0 | 0 | 0 | 0 | 0 | 0 | 0 | 0 | 0 | 0 | 0 | 0 | 0 | 0 | 0 | 0 | 1 | 0 | 0 | 0 | 0 | 0 | 0 | 0 | 0 | 0 | 0 | 0 | 0 | 0 | 0 | 0 | 0 | 0 | 0 | 0 | 0 | 0 | 0 | 0 | 0 | 0 | 0 | 0 | 0 | 0 | 0 | 0 | 0 | 0 | 0 | 0 | 0 | Northern_California_Li_Battery_4hr | Northern_California_Li_Battery_8hr | Northern_California_Solar
SCE Metro Study Area | El Segundo | EL SEGUNDO |  | 230 | 3 | 0 | 0 | 0 | 0 | 0 | 0 | 0 | 0 | 0 | 0 | 1 | 1 | 1 | 0 | 0 | 0 | 0 | 0 | 0 | 0 | 0 | 0 | 0 | 0 | 0 | 0 | 0 | 0 | 0 | 0 | 0 | 0 | 0 | 0 | 0 | 0 | 0 | 0 | 0 | 0 | 0 | 0 | 0 | 0 | 0 | 0 | 0 | 0 | 0 | 0 | 0 | 0 | 0 | 0 | 0 | 0 | 0 | 0 | 0 | 0 | 0 | 0 | 0 | 0 | 0 | 0 | 0 | 0 | 0 | 0 | 0 | 0 | 0 | 0 | 0 | 0 | 0 | 0 | 0 | 0 | 0 | 0 | 0 | 0 | 0 | 0 | 0 | 0 | 0 | 0 | 0 | 0 | 0 | 0 | 0 | 0 | 0 | 0 | 0 | 0 | 0 | 0 | 0 | 0 | 0 | 0 | 0 | 0 | 0 | Greater_LA_Li_Battery_4hr | Greater_LA_Li_Battery_8hr | Greater_LA_Solar
East of Pisgah Study Area | Eldorado | ELDORADO |  | 500 | 3 | 0 | 0 | 0 | 0 | 0 | 0 | 0 | 0 | 0 | 0 | 0 | 0 | 0 | 0 | 0 | 0 | 0 | 0 | 0 | 1 | 0 | 1 | 0 | 0 | 0 | 0 | 0 | 0 | 1 | 0 | 0 | 0 | 0 | 0 | 0 | 0 | 0 | 0 | 0 | 0 | 0 | 0 | 0 | 0 | 0 | 0 | 0 | 0 | 0 | 0 | 0 | 0 | 0 | 0 | 0 | 0 | 0 | 0 | 0 | 0 | 0 | 0 | 0 | 0 | 0 | 0 | 0 | 0 | 0 | 0 | 0 | 0 | 0 | 0 | 0 | 0 | 0 | 0 | 0 | 0 | 0 | 0 | 0 | 0 | 0 | 0 | 0 | 0 | 0 | 0 | 0 | 0 | 0 | 0 | 0 | 0 | 0 | 0 | 0 | 0 | 0 | 0 | 0 | 0 | 0 | 0 | 0 | 0 | 0 | Southern_NV_Eldorado_Li_Battery_4hr | Southern_NV_Eldorado_Li_Battery_8hr | Southern_NV_Eldorado_Solar | Northern_Nevada_Geothermal | Southern_NV_Eldorado_Wind | Wyoming_Wind
East of Pisgah Study Area | Eldorado | ELDORADO |  | 230 | 3 | 0 | 0 | 0 | 0 | 0 | 0 | 0 | 0 | 0 | 0 | 0 | 0 | 0 | 0 | 0 | 0 | 0 | 0 | 0 | 1 | 0 | 1 | 0 | 0 | 0 | 0 | 0 | 0 | 1 | 0 | 0 | 0 | 0 | 0 | 0 | 0 | 0 | 0 | 0 | 0 | 0 | 0 | 0 | 0 | 0 | 0 | 0 | 0 | 0 | 0 | 0 | 0 | 0 | 0 | 0 | 0 | 0 | 0 | 0 | 0 | 0 | 0 | 0 | 0 | 0 | 0 | 0 | 0 | 0 | 0 | 0 | 0 | 0 | 0 | 0 | 0 | 0 | 0 | 0 | 0 | 0 | 0 | 0 | 0 | 0 | 0 | 0 | 0 | 0 | 0 | 0 | 0 | 0 | 0 | 0 | 0 | 0 | 0 | 0 | 0 | 0 | 0 | 0 | 0 | 0 | 0 | 0 | 0 | 0 | Southern_NV_Eldorado_Li_Battery_4hr | Southern_NV_Eldorado_Li_Battery_8hr | Southern_NV_Eldorado_Solar | Utah_Geothermal | Southern_NV_Eldorado_Wind | Utah_Wind
PG&E Kern Study Area | Elk Hills | ELK HILLS | G | 230 | 6 | 0 | 0 | 0 | 0 | 0 | 0 | 0 | 0 | 0 | 0 | 0 | 0 | 0 | 0 | 0 | 0 | 0 | 0 | 0 | 0 | 0 | 0 | 0 | 0 | 0 | 0 | 0 | 0 | 0 | 0 | 0 | 0 | 0 | 0 | 0 | 0 | 0 | 0 | 0 | 0 | 0 | 0 | 0 | 0 | 0 | 0 | 0 | 0 | 0 | 0 | 0 | 0 | 0 | 0 | 0 | 0 | 0 | 0 | 0 | 0 | 0 | 0 | 0 | 0 | 0 | 0 | 0 | 0 | 0 | 0 | 0 | 0 | 0 | 0 | 0 | 1 | 1 | 0 | 0 | 0 | 0 | 0 | 0 | 0 | 0 | 1 | 1 | 0 | 0 | 0 | 0 | 0 | 0 | 0 | 0 | 0 | 0 | 0 | 0 | 0 | 0 | 0 | 0 | 0 | 1 | 1 | 0 | 0 | 0 | Southern_PGAE_Li_Battery_4hr | Southern_PGAE_Li_Battery_8hr | Southern_PGAE_Solar
SDG&E Study Area | Elliot |  |  | 69 | 1 | 0 | 0 | 0 | 0 | 0 | 0 | 0 | 0 | 0 | 0 | 0 | 0 | 0 | 0 | 0 | 0 | 0 | 0 | 0 | 0 | 0 | 0 | 0 | 0 | 0 | 0 | 0 | 0 | 0 | 0 | 0 | 0 | 1 | 0 | 0 | 0 | 0 | 0 | 0 | 0 | 0 | 0 | 0 | 0 | 0 | 0 | 0 | 0 | 0 | 0 | 0 | 0 | 0 | 0 | 0 | 0 | 0 | 0 | 0 | 0 | 0 | 0 | 0 | 0 | 0 | 0 | 0 | 0 | 0 | 0 | 0 | 0 | 0 | 0 | 0 | 0 | 0 | 0 | 0 | 0 | 0 | 0 | 0 | 0 | 0 | 0 | 0 | 0 | 0 | 0 | 0 | 0 | 0 | 0 | 0 | 0 | 0 | 0 | 0 | 0 | 0 | 0 | 0 | 0 | 0 | 0 | 0 | 0 | 0 | Greater_LA_Li_Battery_4hr | Greater_LA_Li_Battery_8hr | Greater_LA_Solar
SCE Metro Study Area | Ellis | ELLIS (SCE) |  | 230 | 1 | 0 | 0 | 0 | 0 | 0 | 0 | 0 | 0 | 0 | 0 | 0 | 0 | 1 | 0 | 0 | 0 | 0 | 0 | 0 | 0 | 0 | 0 | 0 | 0 | 0 | 0 | 0 | 0 | 0 | 0 | 0 | 0 | 0 | 0 | 0 | 0 | 0 | 0 | 0 | 0 | 0 | 0 | 0 | 0 | 0 | 0 | 0 | 0 | 0 | 0 | 0 | 0 | 0 | 0 | 0 | 0 | 0 | 0 | 0 | 0 | 0 | 0 | 0 | 0 | 0 | 0 | 0 | 0 | 0 | 0 | 0 | 0 | 0 | 0 | 0 | 0 | 0 | 0 | 0 | 0 | 0 | 0 | 0 | 0 | 0 | 0 | 0 | 0 | 0 | 0 | 0 | 0 | 0 | 0 | 0 | 0 | 0 | 0 | 0 | 0 | 0 | 0 | 0 | 0 | 0 | 0 | 0 | 0 | 0 | Greater_LA_Li_Battery_4hr | Greater_LA_Li_Battery_8hr | Greater_LA_Solar
SDG&E Study Area | Encina | ENCINA |  | 230 | 2 | 0 | 0 | 0 | 0 | 0 | 0 | 0 | 0 | 0 | 0 | 0 | 0 | 0 | 0 | 0 | 0 | 0 | 0 | 0 | 0 | 0 | 0 | 0 | 0 | 0 | 0 | 0 | 0 | 0 | 0 | 0 | 0 | 0 | 0 | 1 | 0 | 1 | 0 | 0 | 0 | 0 | 0 | 0 | 0 | 0 | 0 | 0 | 0 | 0 | 0 | 0 | 0 | 0 | 0 | 0 | 0 | 0 | 0 | 0 | 0 | 0 | 0 | 0 | 0 | 0 | 0 | 0 | 0 | 0 | 0 | 0 | 0 | 0 | 0 | 0 | 0 | 0 | 0 | 0 | 0 | 0 | 0 | 0 | 0 | 0 | 0 | 0 | 0 | 0 | 0 | 0 | 0 | 0 | 0 | 0 | 0 | 0 | 0 | 0 | 0 | 0 | 0 | 0 | 0 | 0 | 0 | 0 | 0 | 0 | Greater_LA_Li_Battery_4hr | Greater_LA_Li_Battery_8hr | Greater_LA_Solar
SDG&E Study Area | Escondido | ESCONDIDO |  | 230 | 5 | 0 | 0 | 0 | 0 | 0 | 0 | 0 | 0 | 0 | 0 | 0 | 0 | 0 | 0 | 0 | 0 | 0 | 0 | 0 | 0 | 0 | 0 | 0 | 0 | 0 | 0 | 0 | 0 | 0 | 1 | 0 | 0 | 1 | 0 | 1 | 0 | 1 | 0 | 0 | 0 | 0 | 1 | 0 | 0 | 0 | 0 | 0 | 0 | 0 | 0 | 0 | 0 | 0 | 0 | 0 | 0 | 0 | 0 | 0 | 0 | 0 | 0 | 0 | 0 | 0 | 0 | 0 | 0 | 0 | 0 | 0 | 0 | 0 | 0 | 0 | 0 | 0 | 0 | 0 | 0 | 0 | 0 | 0 | 0 | 0 | 0 | 0 | 0 | 0 | 0 | 0 | 0 | 0 | 0 | 0 | 0 | 0 | 0 | 0 | 0 | 0 | 0 | 0 | 0 | 0 | 0 | 0 | 0 | 0 | Greater_LA_Li_Battery_4hr | Greater_LA_Li_Battery_8hr | Greater_LA_Solar
SCE Eastern Study Area | Etiwanda | ETIWANDA |  | 230 | 2 | 0 | 0 | 0 | 0 | 0 | 0 | 0 | 0 | 0 | 0 | 0 | 0 | 0 | 0 | 0 | 0 | 0 | 0 | 0 | 0 | 0 | 0 | 0 | 1 | 0 | 1 | 0 | 0 | 0 | 0 | 0 | 0 | 0 | 0 | 0 | 0 | 0 | 0 | 0 | 0 | 0 | 0 | 0 | 0 | 0 | 0 | 0 | 0 | 0 | 0 | 0 | 0 | 0 | 0 | 0 | 0 | 0 | 0 | 0 | 0 | 0 | 0 | 0 | 0 | 0 | 0 | 0 | 0 | 0 | 0 | 0 | 0 | 0 | 0 | 0 | 0 | 0 | 0 | 0 | 0 | 0 | 0 | 0 | 0 | 0 | 0 | 0 | 0 | 0 | 0 | 0 | 0 | 0 | 0 | 0 | 0 | 0 | 0 | 0 | 0 | 0 | 0 | 0 | 0 | 0 | 0 | 0 | 0 | 0 | Riverside_Li_Battery_4hr | Riverside_Li_Battery_8hr | Riverside_Solar |  | Riverside_Palm_Springs_Wind
PG&E Greater Bay Study Area | Evergreen | EVERGREEN (PGE) |  | 115 | 4 | 0 | 0 | 0 | 0 | 0 | 0 | 0 | 0 | 0 | 0 | 0 | 0 | 0 | 0 | 0 | 0 | 0 | 0 | 0 | 0 | 0 | 0 | 0 | 0 | 0 | 0 | 0 | 0 | 0 | 0 | 0 | 0 | 0 | 0 | 0 | 0 | 0 | 0 | 0 | 0 | 0 | 0 | 0 | 0 | 0 | 0 | 0 | 0 | 0 | 0 | 0 | 0 | 0 | 0 | 0 | 0 | 0 | 0 | 0 | 0 | 1 | 0 | 0 | 0 | 1 | 0 | 0 | 0 | 0 | 0 | 0 | 1 | 1 | 0 | 0 | 0 | 0 | 0 | 0 | 0 | 0 | 0 | 0 | 0 | 0 | 0 | 0 | 0 | 0 | 0 | 0 | 0 | 0 | 0 | 0 | 0 | 0 | 0 | 0 | 0 | 0 | 0 | 0 | 0 | 0 | 0 | 0 | 0 | 0 | Northern_California_Li_Battery_4hr | Northern_California_Li_Battery_8hr | Northern_California_Solar
PG&E Fresno Study Area | Excelsior |  |  | 115 | 12 | 0 | 0 | 0 | 0 | 0 | 0 | 0 | 0 | 0 | 0 | 0 | 0 | 0 | 0 | 0 | 0 | 0 | 0 | 0 | 0 | 0 | 0 | 0 | 0 | 0 | 0 | 0 | 0 | 0 | 0 | 0 | 0 | 0 | 0 | 0 | 0 | 0 | 0 | 0 | 0 | 0 | 0 | 0 | 0 | 0 | 0 | 0 | 0 | 0 | 0 | 0 | 0 | 0 | 0 | 0 | 0 | 0 | 0 | 0 | 0 | 0 | 0 | 0 | 0 | 0 | 0 | 0 | 0 | 0 | 0 | 0 | 0 | 0 | 0 | 0 | 0 | 1 | 0 | 0 | 0 | 0 | 0 | 0 | 0 | 0 | 1 | 1 | 1 | 1 | 1 | 0 | 1 | 1 | 1 | 1 | 1 | 0 | 0 | 0 | 0 | 0 | 0 | 0 | 0 | 0 | 0 | 1 | 0 | 0 | Southern_PGAE_Li_Battery_4hr | Southern_PGAE_Li_Battery_8hr | Southern_PGAE_Solar
PG&E Kern Study Area | Fairway | FAIRWAY (PGE) |  | 115 | 4 | 0 | 0 | 0 | 0 | 0 | 0 | 0 | 0 | 0 | 0 | 0 | 0 | 0 | 0 | 0 | 0 | 0 | 0 | 0 | 0 | 0 | 0 | 0 | 0 | 0 | 0 | 0 | 0 | 0 | 0 | 0 | 0 | 0 | 0 | 0 | 0 | 0 | 0 | 0 | 0 | 0 | 0 | 0 | 0 | 0 | 0 | 0 | 0 | 0 | 0 | 0 | 0 | 0 | 0 | 0 | 0 | 0 | 0 | 0 | 0 | 0 | 0 | 0 | 0 | 0 | 0 | 0 | 0 | 0 | 0 | 0 | 0 | 0 | 0 | 0 | 0 | 1 | 0 | 0 | 0 | 0 | 0 | 0 | 0 | 0 | 1 | 0 | 0 | 0 | 0 | 0 | 0 | 0 | 0 | 0 | 1 | 0 | 0 | 0 | 0 | 0 | 0 | 0 | 0 | 0 | 1 | 0 | 0 | 0 | Southern_PGAE_Li_Battery_4hr | Southern_PGAE_Li_Battery_8hr | Southern_PGAE_Solar
PG&E Kern Study Area | Famoso | FAMOSO |  | 115 | 3 | 0 | 0 | 0 | 0 | 0 | 0 | 0 | 0 | 0 | 0 | 0 | 0 | 0 | 0 | 0 | 0 | 0 | 0 | 0 | 0 | 0 | 0 | 0 | 0 | 0 | 0 | 0 | 0 | 0 | 0 | 0 | 0 | 0 | 0 | 0 | 0 | 0 | 0 | 0 | 0 | 0 | 0 | 0 | 0 | 0 | 0 | 0 | 0 | 0 | 0 | 0 | 0 | 0 | 0 | 0 | 0 | 0 | 0 | 0 | 0 | 0 | 0 | 0 | 0 | 0 | 0 | 0 | 0 | 0 | 0 | 0 | 0 | 0 | 0 | 0 | 0 | 0 | 0 | 1 | 0 | 0 | 0 | 1 | 1 | 0 | 0 | 0 | 0 | 0 | 0 | 0 | 0 | 0 | 0 | 0 | 0 | 0 | 0 | 0 | 0 | 0 | 0 | 0 | 0 | 0 | 0 | 0 | 0 | 0 | Southern_PGAE_Li_Battery_4hr | Southern_PGAE_Li_Battery_8hr | Southern_PGAE_Solar
PG&E Greater Bay Study Area | Fibreboard (SPI Sonora) | FIBERBOARD |  | 115 | 9 | 0 | 0 | 0 | 0 | 0 | 0 | 0 | 0 | 0 | 0 | 0 | 0 | 0 | 0 | 0 | 0 | 0 | 0 | 0 | 0 | 0 | 0 | 0 | 0 | 0 | 0 | 0 | 0 | 0 | 0 | 0 | 0 | 0 | 0 | 0 | 0 | 0 | 0 | 0 | 0 | 0 | 0 | 0 | 0 | 1 | 0 | 0 | 0 | 0 | 0 | 0 | 0 | 0 | 0 | 0 | 0 | 0 | 0 | 1 | 1 | 1 | 1 | 0 | 1 | 1 | 0 | 0 | 0 | 0 | 0 | 0 | 0 | 0 | 1 | 1 | 0 | 0 | 0 | 0 | 0 | 0 | 0 | 0 | 0 | 0 | 0 | 0 | 0 | 0 | 0 | 0 | 0 | 0 | 0 | 0 | 0 | 0 | 0 | 0 | 0 | 0 | 0 | 0 | 0 | 0 | 0 | 0 | 0 | 0 | Northern_California_Li_Battery_4hr | Northern_California_Li_Battery_8hr | Northern_California_Solar
PG&E Fresno Study Area | Figarden | FIG GARDEN |  | 230 | 16 | 0 | 0 | 0 | 0 | 0 | 0 | 0 | 0 | 0 | 0 | 0 | 0 | 0 | 0 | 0 | 0 | 0 | 0 | 0 | 0 | 0 | 0 | 0 | 0 | 0 | 0 | 0 | 0 | 0 | 0 | 0 | 0 | 0 | 0 | 0 | 0 | 0 | 0 | 0 | 0 | 0 | 0 | 0 | 0 | 0 | 0 | 0 | 0 | 0 | 0 | 1 | 0 | 0 | 0 | 0 | 0 | 0 | 0 | 0 | 0 | 0 | 0 | 0 | 0 | 0 | 0 | 0 | 0 | 0 | 0 | 0 | 0 | 0 | 0 | 0 | 0 | 1 | 0 | 0 | 0 | 0 | 0 | 0 | 0 | 0 | 1 | 1 | 0 | 1 | 1 | 1 | 1 | 1 | 1 | 1 | 1 | 0 | 0 | 1 | 1 | 0 | 0 | 1 | 0 | 0 | 0 | 1 | 0 | 0 | Southern_PGAE_Li_Battery_4hr | Southern_PGAE_Li_Battery_8hr | Southern_PGAE_Solar
PG&E Fresno Study Area | Fink (Proposed) | STANISLAUS RECOVERY |  | 230 | 3 | 0 | 0 | 0 | 0 | 0 | 0 | 0 | 0 | 0 | 0 | 0 | 0 | 0 | 0 | 0 | 0 | 0 | 0 | 0 | 0 | 0 | 0 | 0 | 0 | 0 | 0 | 0 | 0 | 0 | 0 | 0 | 0 | 0 | 0 | 0 | 0 | 0 | 0 | 0 | 0 | 0 | 0 | 0 | 0 | 0 | 0 | 0 | 0 | 0 | 0 | 0 | 0 | 0 | 0 | 0 | 0 | 0 | 0 | 0 | 0 | 0 | 0 | 0 | 0 | 0 | 0 | 0 | 0 | 0 | 0 | 0 | 0 | 0 | 0 | 0 | 0 | 1 | 0 | 0 | 0 | 0 | 0 | 0 | 0 | 0 | 0 | 1 | 0 | 0 | 0 | 0 | 1 | 0 | 0 | 0 | 0 | 0 | 0 | 0 | 0 | 0 | 0 | 0 | 0 | 0 | 0 | 0 | 0 | 0 | Southern_PGAE_Li_Battery_4hr | Southern_PGAE_Li_Battery_8hr | Southern_PGAE_Solar
PG&E Greater Bay Study Area | FMC | FMC |  | 115 | 4 | 0 | 0 | 0 | 0 | 0 | 0 | 0 | 0 | 0 | 0 | 0 | 0 | 0 | 0 | 0 | 0 | 0 | 0 | 0 | 0 | 0 | 0 | 0 | 0 | 0 | 0 | 0 | 0 | 0 | 0 | 0 | 0 | 0 | 0 | 0 | 0 | 0 | 0 | 0 | 0 | 0 | 0 | 0 | 0 | 0 | 0 | 0 | 0 | 0 | 0 | 0 | 0 | 0 | 0 | 0 | 0 | 0 | 0 | 0 | 0 | 1 | 0 | 0 | 0 | 1 | 0 | 0 | 0 | 0 | 0 | 0 | 1 | 1 | 0 | 0 | 0 | 0 | 0 | 0 | 0 | 0 | 0 | 0 | 0 | 0 | 0 | 0 | 0 | 0 | 0 | 0 | 0 | 0 | 0 | 0 | 0 | 0 | 0 | 0 | 0 | 0 | 0 | 0 | 0 | 0 | 0 | 0 | 0 | 0 | Northern_California_Li_Battery_4hr | Northern_California_Li_Battery_8hr | Northern_California_Solar
PG&E Greater Bay Study Area | Frogtown | FROGTOWN |  | 115 | 1 | 0 | 0 | 0 | 0 | 0 | 0 | 0 | 0 | 0 | 0 | 0 | 0 | 0 | 0 | 0 | 0 | 0 | 0 | 0 | 0 | 0 | 0 | 0 | 0 | 0 | 0 | 0 | 0 | 0 | 0 | 0 | 0 | 0 | 0 | 0 | 0 | 0 | 0 | 0 | 0 | 0 | 0 | 0 | 0 | 0 | 0 | 0 | 0 | 0 | 0 | 0 | 0 | 0 | 0 | 0 | 0 | 0 | 0 | 0 | 0 | 0 | 0 | 1 | 0 | 0 | 0 | 0 | 0 | 0 | 0 | 0 | 0 | 0 | 0 | 0 | 0 | 0 | 0 | 0 | 0 | 0 | 0 | 0 | 0 | 0 | 0 | 0 | 0 | 0 | 0 | 0 | 0 | 0 | 0 | 0 | 0 | 0 | 0 | 0 | 0 | 0 | 0 | 0 | 0 | 0 | 0 | 0 | 0 | 0 | Northern_California_Li_Battery_4hr | Northern_California_Li_Battery_8hr | Northern_California_Solar
PG&E North of Greater Bay Study Area | Fulton | FULTON (PGE) |  | 230 | 9 | 0 | 0 | 0 | 0 | 0 | 0 | 0 | 0 | 0 | 0 | 0 | 0 | 0 | 0 | 0 | 0 | 0 | 0 | 0 | 0 | 0 | 0 | 0 | 0 | 0 | 0 | 0 | 0 | 0 | 0 | 0 | 0 | 0 | 0 | 0 | 0 | 0 | 0 | 0 | 0 | 0 | 0 | 0 | 1 | 0 | 0 | 1 | 0 | 0 | 0 | 0 | 0 | 0 | 0 | 0 | 0 | 0 | 1 | 1 | 1 | 1 | 0 | 0 | 1 | 1 | 0 | 0 | 0 | 0 | 0 | 0 | 0 | 0 | 0 | 1 | 0 | 0 | 0 | 0 | 0 | 0 | 0 | 0 | 0 | 0 | 0 | 0 | 0 | 0 | 0 | 0 | 0 | 0 | 0 | 0 | 0 | 0 | 0 | 0 | 0 | 0 | 0 | 0 | 0 | 0 | 0 | 0 | 0 | 0 | Northern_California_Li_Battery_4hr | Northern_California_Li_Battery_8hr | Northern_California_Solar | Northern_California_Geothermal | Northern_California_Wind
PG&E North of Greater Bay Study Area | Fulton | FULTON (PGE) |  | 115 | 11 | 0 | 0 | 0 | 0 | 0 | 0 | 0 | 0 | 0 | 0 | 0 | 0 | 0 | 0 | 0 | 0 | 0 | 0 | 0 | 0 | 0 | 0 | 0 | 0 | 0 | 0 | 0 | 0 | 0 | 0 | 0 | 0 | 0 | 0 | 0 | 0 | 0 | 0 | 0 | 0 | 0 | 0 | 0 | 1 | 1 | 0 | 1 | 0 | 0 | 0 | 0 | 0 | 0 | 0 | 0 | 0 | 1 | 1 | 1 | 1 | 1 | 0 | 0 | 0 | 1 | 0 | 0 | 0 | 0 | 0 | 0 | 0 | 0 | 1 | 1 | 0 | 0 | 0 | 0 | 0 | 0 | 0 | 0 | 0 | 0 | 0 | 0 | 0 | 0 | 0 | 0 | 0 | 0 | 0 | 0 | 0 | 0 | 0 | 0 | 0 | 0 | 0 | 0 | 0 | 0 | 0 | 0 | 0 | 0 | Northern_California_Li_Battery_4hr | Northern_California_Li_Battery_8hr | Northern_California_Solar | Northern_California_Geothermal | Northern_California_Wind
East of Pisgah Study Area | Carpenter Canyon (fka Gamebird) | GAMEBIRD |  | 230 | 4 | 0 | 0 | 0 | 0 | 0 | 0 | 0 | 0 | 0 | 0 | 0 | 0 | 0 | 0 | 0 | 0 | 0 | 0 | 0 | 1 | 0 | 1 | 0 | 0 | 0 | 0 | 0 | 1 | 1 | 0 | 0 | 0 | 0 | 0 | 0 | 0 | 0 | 0 | 0 | 0 | 0 | 0 | 0 | 0 | 0 | 0 | 0 | 0 | 0 | 0 | 0 | 0 | 0 | 0 | 0 | 0 | 0 | 0 | 0 | 0 | 0 | 0 | 0 | 0 | 0 | 0 | 0 | 0 | 0 | 0 | 0 | 0 | 0 | 0 | 0 | 0 | 0 | 0 | 0 | 0 | 0 | 0 | 0 | 0 | 0 | 0 | 0 | 0 | 0 | 0 | 0 | 0 | 0 | 0 | 0 | 0 | 0 | 0 | 0 | 0 | 0 | 0 | 0 | 0 | 0 | 0 | 0 | 0 | 0 | Southern_NV_Eldorado_Li_Battery_4hr | Southern_NV_Eldorado_Li_Battery_8hr | Southern_NV_Eldorado_Solar | Central_Nevada_Geothermal | Southern_NV_Eldorado_Wind
East of Pisgah Study Area | Carpenter Canyon (fka Gamebird) | GAMEBIRD |  | 138 | 4 | 0 | 0 | 0 | 0 | 0 | 0 | 0 | 0 | 0 | 0 | 0 | 0 | 0 | 0 | 0 | 0 | 0 | 0 | 0 | 1 | 0 | 1 | 0 | 0 | 0 | 0 | 0 | 1 | 1 | 0 | 0 | 0 | 0 | 0 | 0 | 0 | 0 | 0 | 0 | 0 | 0 | 0 | 0 | 0 | 0 | 0 | 0 | 0 | 0 | 0 | 0 | 0 | 0 | 0 | 0 | 0 | 0 | 0 | 0 | 0 | 0 | 0 | 0 | 0 | 0 | 0 | 0 | 0 | 0 | 0 | 0 | 0 | 0 | 0 | 0 | 0 | 0 | 0 | 0 | 0 | 0 | 0 | 0 | 0 | 0 | 0 | 0 | 0 | 0 | 0 | 0 | 0 | 0 | 0 | 0 | 0 | 0 | 0 | 0 | 0 | 0 | 0 | 0 | 0 | 0 | 0 | 0 | 0 | 0 | Southern_NV_Eldorado_Li_Battery_4hr | Southern_NV_Eldorado_Li_Battery_8hr | Southern_NV_Eldorado_Solar | Central_Nevada_Geothermal | Southern_NV_Eldorado_Wind
PG&E Kern Study Area | Ganso | GANSO |  | 115 | 6 | 0 | 0 | 0 | 0 | 0 | 0 | 0 | 0 | 0 | 0 | 0 | 0 | 0 | 0 | 0 | 0 | 0 | 0 | 0 | 0 | 0 | 0 | 0 | 0 | 0 | 0 | 0 | 0 | 0 | 0 | 0 | 0 | 0 | 0 | 0 | 0 | 0 | 0 | 0 | 0 | 0 | 0 | 0 | 0 | 0 | 0 | 0 | 0 | 0 | 0 | 0 | 0 | 0 | 0 | 0 | 0 | 0 | 0 | 0 | 0 | 0 | 0 | 0 | 0 | 0 | 0 | 0 | 0 | 0 | 0 | 0 | 0 | 0 | 0 | 0 | 1 | 1 | 0 | 0 | 0 | 0 | 0 | 1 | 1 | 0 | 1 | 1 | 0 | 0 | 0 | 0 | 0 | 0 | 0 | 0 | 0 | 0 | 0 | 0 | 0 | 0 | 0 | 0 | 0 | 0 | 0 | 0 | 0 | 0 | Southern_PGAE_Li_Battery_4hr | Southern_PGAE_Li_Battery_8hr | Southern_PGAE_Solar
PG&E Fresno Study Area | Gates | GATES |  | 500 | 2 | 0 | 0 | 0 | 0 | 0 | 0 | 0 | 0 | 0 | 0 | 0 | 0 | 0 | 0 | 0 | 0 | 0 | 0 | 0 | 0 | 0 | 0 | 0 | 0 | 0 | 0 | 0 | 0 | 0 | 0 | 0 | 0 | 0 | 0 | 0 | 0 | 0 | 0 | 0 | 0 | 0 | 0 | 0 | 0 | 0 | 0 | 0 | 0 | 0 | 0 | 0 | 0 | 0 | 0 | 0 | 0 | 0 | 0 | 0 | 0 | 0 | 0 | 0 | 0 | 0 | 0 | 0 | 0 | 0 | 0 | 0 | 0 | 0 | 0 | 0 | 0 | 1 | 0 | 0 | 0 | 0 | 0 | 0 | 0 | 0 | 1 | 0 | 0 | 0 | 0 | 0 | 0 | 0 | 0 | 0 | 0 | 0 | 0 | 0 | 0 | 0 | 0 | 0 | 0 | 0 | 0 | 0 | 0 | 0 | Southern_PGAE_Li_Battery_4hr | Southern_PGAE_Li_Battery_8hr | Southern_PGAE_Solar
PG&E Fresno Study Area | Gates | GATES |  | 230 | 11 | 0 | 0 | 0 | 0 | 0 | 0 | 0 | 0 | 0 | 0 | 0 | 0 | 0 | 0 | 0 | 0 | 0 | 0 | 0 | 0 | 0 | 0 | 0 | 0 | 0 | 0 | 0 | 0 | 0 | 0 | 0 | 0 | 0 | 0 | 0 | 0 | 0 | 0 | 0 | 0 | 0 | 0 | 0 | 0 | 0 | 0 | 0 | 0 | 0 | 0 | 0 | 0 | 0 | 0 | 0 | 0 | 0 | 0 | 0 | 0 | 0 | 0 | 0 | 0 | 0 | 0 | 0 | 0 | 0 | 0 | 0 | 0 | 0 | 0 | 0 | 1 | 1 | 0 | 0 | 0 | 0 | 0 | 0 | 0 | 0 | 1 | 1 | 0 | 1 | 0 | 0 | 1 | 1 | 1 | 0 | 0 | 0 | 0 | 0 | 0 | 0 | 0 | 0 | 0 | 1 | 1 | 1 | 0 | 0 | Southern_PGAE_Li_Battery_4hr | Southern_PGAE_Li_Battery_8hr | Southern_PGAE_Solar
PG&E Fresno Study Area | New Sub - Gates - Midway (Proposed) | Tulare Lake Sub |  | 230 | 7 | 0 | 0 | 0 | 0 | 0 | 0 | 0 | 0 | 0 | 0 | 0 | 0 | 0 | 0 | 0 | 0 | 0 | 0 | 0 | 0 | 0 | 0 | 0 | 0 | 0 | 0 | 0 | 0 | 0 | 0 | 0 | 0 | 0 | 0 | 0 | 0 | 0 | 0 | 0 | 0 | 0 | 0 | 0 | 0 | 0 | 0 | 0 | 0 | 0 | 0 | 0 | 0 | 0 | 0 | 0 | 0 | 0 | 0 | 0 | 0 | 0 | 0 | 0 | 0 | 0 | 0 | 0 | 0 | 0 | 0 | 0 | 0 | 0 | 0 | 0 | 1 | 1 | 0 | 0 | 0 | 0 | 0 | 0 | 0 | 0 | 1 | 1 | 0 | 0 | 0 | 0 | 1 | 0 | 0 | 0 | 0 | 0 | 0 | 0 | 0 | 0 | 0 | 0 | 0 | 1 | 1 | 0 | 0 | 0 | Southern_PGAE_Li_Battery_4hr | Southern_PGAE_Li_Battery_8hr | Southern_PGAE_Solar
PG&E Kern Study Area | New Sub - Gates - Templeton (Proposed) | Lat: 36.040805, Lon: -120.213886 |  | 230 | 9 | 0 | 0 | 0 | 0 | 0 | 0 | 0 | 0 | 0 | 0 | 0 | 0 | 0 | 0 | 0 | 0 | 0 | 0 | 0 | 0 | 0 | 0 | 0 | 0 | 0 | 0 | 0 | 0 | 0 | 0 | 0 | 0 | 0 | 0 | 0 | 0 | 0 | 0 | 0 | 0 | 0 | 0 | 0 | 0 | 0 | 0 | 0 | 0 | 0 | 0 | 0 | 0 | 0 | 0 | 0 | 0 | 0 | 0 | 0 | 0 | 0 | 0 | 0 | 0 | 0 | 0 | 0 | 0 | 0 | 0 | 0 | 0 | 0 | 0 | 0 | 1 | 1 | 0 | 0 | 0 | 0 | 0 | 0 | 0 | 0 | 1 | 1 | 1 | 0 | 0 | 0 | 1 | 0 | 0 | 0 | 1 | 1 | 0 | 0 | 0 | 0 | 0 | 0 | 0 | 0 | 1 | 0 | 0 | 0 | Southern_PGAE_Li_Battery_4hr | Southern_PGAE_Li_Battery_8hr | Southern_PGAE_Solar
PG&E North of Greater Bay Study Area | Geysers 12 | GEYSERS TAP 1 | G | 230 | 11 | 0 | 0 | 0 | 0 | 0 | 0 | 0 | 0 | 0 | 0 | 0 | 0 | 0 | 0 | 0 | 0 | 0 | 0 | 0 | 0 | 0 | 0 | 0 | 0 | 0 | 0 | 0 | 0 | 0 | 0 | 0 | 0 | 0 | 0 | 0 | 0 | 0 | 0 | 0 | 0 | 0 | 0 | 0 | 1 | 1 | 0 | 1 | 0 | 0 | 0 | 0 | 0 | 0 | 0 | 0 | 0 | 0 | 1 | 1 | 1 | 1 | 0 | 0 | 1 | 1 | 0 | 0 | 0 | 0 | 0 | 0 | 0 | 0 | 1 | 1 | 0 | 0 | 0 | 0 | 0 | 0 | 0 | 0 | 0 | 0 | 0 | 0 | 0 | 0 | 0 | 0 | 0 | 0 | 0 | 0 | 0 | 0 | 0 | 0 | 0 | 0 | 0 | 0 | 0 | 0 | 0 | 0 | 0 | 0 | Northern_California_Li_Battery_4hr | Northern_California_Li_Battery_8hr | Northern_California_Solar | Northern_California_Geothermal | Northern_California_Wind
PG&E North of Greater Bay Study Area | Geysers 17 |  | G | 230 | 11 | 0 | 0 | 0 | 0 | 0 | 0 | 0 | 0 | 0 | 0 | 0 | 0 | 0 | 0 | 0 | 0 | 0 | 0 | 0 | 0 | 0 | 0 | 0 | 0 | 0 | 0 | 0 | 0 | 0 | 0 | 0 | 0 | 0 | 0 | 0 | 0 | 0 | 0 | 0 | 0 | 0 | 0 | 0 | 1 | 1 | 0 | 1 | 0 | 0 | 0 | 0 | 0 | 0 | 0 | 0 | 0 | 0 | 1 | 1 | 1 | 1 | 0 | 0 | 1 | 1 | 0 | 0 | 0 | 0 | 0 | 0 | 0 | 0 | 1 | 1 | 0 | 0 | 0 | 0 | 0 | 0 | 0 | 0 | 0 | 0 | 0 | 0 | 0 | 0 | 0 | 0 | 0 | 0 | 0 | 0 | 0 | 0 | 0 | 0 | 0 | 0 | 0 | 0 | 0 | 0 | 0 | 0 | 0 | 0 | Northern_California_Li_Battery_4hr | Northern_California_Li_Battery_8hr | Northern_California_Solar | Northern_California_Geothermal | Northern_California_Wind
PG&E North of Greater Bay Study Area | Geysers 5&6 |  | G | 115 | 7 | 0 | 0 | 0 | 0 | 0 | 0 | 0 | 0 | 0 | 0 | 0 | 0 | 0 | 0 | 0 | 0 | 0 | 0 | 0 | 0 | 0 | 0 | 0 | 0 | 0 | 0 | 0 | 0 | 0 | 0 | 0 | 0 | 0 | 0 | 0 | 0 | 0 | 0 | 0 | 0 | 0 | 0 | 0 | 1 | 1 | 0 | 1 | 0 | 0 | 0 | 0 | 0 | 0 | 0 | 0 | 0 | 0 | 1 | 0 | 1 | 1 | 0 | 0 | 0 | 0 | 0 | 0 | 0 | 0 | 0 | 0 | 0 | 0 | 0 | 1 | 0 | 0 | 0 | 0 | 0 | 0 | 0 | 0 | 0 | 0 | 0 | 0 | 0 | 0 | 0 | 0 | 0 | 0 | 0 | 0 | 0 | 0 | 0 | 0 | 0 | 0 | 0 | 0 | 0 | 0 | 0 | 0 | 0 | 0 | Northern_California_Li_Battery_4hr | Northern_California_Li_Battery_8hr | Northern_California_Solar | Northern_California_Geothermal | Northern_California_Wind
PG&E North of Greater Bay Study Area | Geysers 9&10 Sonoma |  | G | 230 | 11 | 0 | 0 | 0 | 0 | 0 | 0 | 0 | 0 | 0 | 0 | 0 | 0 | 0 | 0 | 0 | 0 | 0 | 0 | 0 | 0 | 0 | 0 | 0 | 0 | 0 | 0 | 0 | 0 | 0 | 0 | 0 | 0 | 0 | 0 | 0 | 0 | 0 | 0 | 0 | 0 | 0 | 0 | 0 | 1 | 1 | 0 | 0 | 0 | 0 | 0 | 0 | 0 | 0 | 0 | 0 | 0 | 1 | 1 | 1 | 1 | 1 | 0 | 0 | 1 | 1 | 0 | 0 | 0 | 0 | 0 | 0 | 0 | 0 | 1 | 1 | 0 | 0 | 0 | 0 | 0 | 0 | 0 | 0 | 0 | 0 | 0 | 0 | 0 | 0 | 0 | 0 | 0 | 0 | 0 | 0 | 0 | 0 | 0 | 0 | 0 | 0 | 0 | 0 | 0 | 0 | 0 | 0 | 0 | 0 | Northern_California_Li_Battery_4hr | Northern_California_Li_Battery_8hr | Northern_California_Solar | Northern_California_Geothermal | Northern_California_Wind
PG&E Fresno Study Area | Giffen |  |  | 70 | 11 | 0 | 0 | 0 | 0 | 0 | 0 | 0 | 0 | 0 | 0 | 0 | 0 | 0 | 0 | 0 | 0 | 0 | 0 | 0 | 0 | 0 | 0 | 0 | 0 | 0 | 0 | 0 | 0 | 0 | 0 | 0 | 0 | 0 | 0 | 0 | 0 | 0 | 0 | 0 | 0 | 0 | 0 | 0 | 0 | 0 | 0 | 0 | 0 | 0 | 0 | 1 | 0 | 0 | 0 | 0 | 0 | 0 | 0 | 0 | 0 | 0 | 0 | 0 | 0 | 0 | 0 | 0 | 0 | 0 | 0 | 0 | 0 | 0 | 0 | 0 | 0 | 1 | 0 | 0 | 0 | 0 | 0 | 0 | 0 | 0 | 1 | 1 | 0 | 1 | 0 | 0 | 1 | 1 | 1 | 0 | 0 | 0 | 0 | 0 | 1 | 0 | 1 | 0 | 0 | 0 | 0 | 1 | 0 | 0 | Southern_PGAE_Li_Battery_4hr | Southern_PGAE_Li_Battery_8hr | Southern_PGAE_Solar
PG&E North of Greater Bay Study Area | Glenn | GLENN (PGE) |  | 230 | 2 | 0 | 0 | 0 | 0 | 0 | 0 | 0 | 0 | 0 | 0 | 0 | 0 | 0 | 0 | 0 | 0 | 0 | 0 | 0 | 0 | 0 | 0 | 0 | 0 | 0 | 0 | 0 | 0 | 0 | 0 | 0 | 0 | 0 | 0 | 0 | 0 | 0 | 0 | 0 | 0 | 0 | 0 | 0 | 0 | 1 | 0 | 0 | 0 | 0 | 0 | 0 | 0 | 0 | 0 | 0 | 0 | 0 | 0 | 0 | 0 | 0 | 0 | 0 | 0 | 0 | 0 | 0 | 0 | 0 | 0 | 0 | 0 | 0 | 0 | 1 | 0 | 0 | 0 | 0 | 0 | 0 | 0 | 0 | 0 | 0 | 0 | 0 | 0 | 0 | 0 | 0 | 0 | 0 | 0 | 0 | 0 | 0 | 0 | 0 | 0 | 0 | 0 | 0 | 0 | 0 | 0 | 0 | 0 | 0 | Northern_California_Li_Battery_4hr | Northern_California_Li_Battery_8hr | Northern_California_Solar | Northern_California_Geothermal | Northern_California_Wind
PG&E North of Greater Bay Study Area | Gold Hill | GOLD HILL |  | 230 | 6 | 0 | 0 | 0 | 0 | 0 | 0 | 0 | 0 | 0 | 0 | 0 | 0 | 0 | 0 | 0 | 0 | 0 | 0 | 0 | 0 | 0 | 0 | 0 | 0 | 0 | 0 | 0 | 0 | 0 | 0 | 0 | 0 | 0 | 0 | 0 | 0 | 0 | 0 | 0 | 0 | 0 | 0 | 0 | 0 | 1 | 0 | 0 | 0 | 0 | 1 | 1 | 1 | 0 | 0 | 0 | 0 | 0 | 0 | 0 | 0 | 0 | 0 | 0 | 0 | 1 | 1 | 0 | 0 | 0 | 0 | 0 | 0 | 0 | 0 | 0 | 0 | 0 | 0 | 0 | 0 | 0 | 0 | 0 | 0 | 0 | 0 | 0 | 0 | 0 | 0 | 0 | 0 | 0 | 0 | 0 | 0 | 0 | 0 | 0 | 0 | 0 | 0 | 0 | 0 | 0 | 0 | 0 | 0 | 0 | Northern_California_Li_Battery_4hr | Northern_California_Li_Battery_8hr | Northern_California_Solar | Northern_California_Geothermal | Northern_California_Wind
SCE Northern Area | Goleta | GOLETA |  | 230 | 4 | 0 | 0 | 1 | 0 | 1 | 0 | 1 | 0 | 0 | 0 | 0 | 0 | 0 | 0 | 0 | 0 | 0 | 0 | 0 | 0 | 0 | 0 | 0 | 0 | 0 | 0 | 0 | 0 | 1 | 0 | 0 | 0 | 0 | 0 | 0 | 0 | 0 | 0 | 0 | 0 | 0 | 0 | 0 | 0 | 0 | 0 | 0 | 0 | 0 | 0 | 0 | 0 | 0 | 0 | 0 | 0 | 0 | 0 | 0 | 0 | 0 | 0 | 0 | 0 | 0 | 0 | 0 | 0 | 0 | 0 | 0 | 0 | 0 | 0 | 0 | 0 | 0 | 0 | 0 | 0 | 0 | 0 | 0 | 0 | 0 | 0 | 0 | 0 | 0 | 0 | 0 | 0 | 0 | 0 | 0 | 0 | 0 | 0 | 0 | 0 | 0 | 0 | 0 | 0 | 0 | 0 | 0 | 0 | 0 | Greater_LA_Li_Battery_4hr | Greater_LA_Li_Battery_8hr | Greater_LA_Solar
SCE Metro Study Area | Goodrich | GOODRICH |  | 230 | 1 | 0 | 0 | 0 | 0 | 0 | 0 | 0 | 0 | 0 | 0 | 0 | 0 | 1 | 0 | 0 | 0 | 0 | 0 | 0 | 0 | 0 | 0 | 0 | 0 | 0 | 0 | 0 | 0 | 0 | 0 | 0 | 0 | 0 | 0 | 0 | 0 | 0 | 0 | 0 | 0 | 0 | 0 | 0 | 0 | 0 | 0 | 0 | 0 | 0 | 0 | 0 | 0 | 0 | 0 | 0 | 0 | 0 | 0 | 0 | 0 | 0 | 0 | 0 | 0 | 0 | 0 | 0 | 0 | 0 | 0 | 0 | 0 | 0 | 0 | 0 | 0 | 0 | 0 | 0 | 0 | 0 | 0 | 0 | 0 | 0 | 0 | 0 | 0 | 0 | 0 | 0 | 0 | 0 | 0 | 0 | 0 | 0 | 0 | 0 | 0 | 0 | 0 | 0 | 0 | 0 | 0 | 0 | 0 | 0 | Greater_LA_Li_Battery_4hr | Greater_LA_Li_Battery_8hr | Greater_LA_Solar
PG&E Kern Study Area | Goose Lake | GOOSE LAKE |  | 115 | 8 | 0 | 0 | 0 | 0 | 0 | 0 | 0 | 0 | 0 | 0 | 0 | 0 | 0 | 0 | 0 | 0 | 0 | 0 | 0 | 0 | 0 | 0 | 0 | 0 | 0 | 0 | 0 | 0 | 0 | 0 | 0 | 0 | 0 | 0 | 0 | 0 | 0 | 0 | 0 | 0 | 0 | 0 | 0 | 0 | 0 | 0 | 0 | 0 | 0 | 0 | 0 | 0 | 0 | 0 | 0 | 0 | 0 | 0 | 0 | 0 | 0 | 0 | 0 | 0 | 0 | 0 | 0 | 0 | 0 | 0 | 0 | 0 | 0 | 0 | 0 | 1 | 1 | 1 | 1 | 0 | 0 | 0 | 1 | 1 | 0 | 0 | 1 | 1 | 0 | 0 | 0 | 0 | 0 | 0 | 0 | 0 | 0 | 0 | 0 | 0 | 0 | 0 | 0 | 0 | 0 | 0 | 0 | 0 | 0 | Southern_PGAE_Li_Battery_4hr | Southern_PGAE_Li_Battery_8hr | Southern_PGAE_Solar
SCE Metro Study Area | Gould | GOULD |  | 230 | 1 | 0 | 0 | 0 | 0 | 0 | 0 | 0 | 0 | 0 | 0 | 0 | 0 | 1 | 0 | 0 | 0 | 0 | 0 | 0 | 0 | 0 | 0 | 0 | 0 | 0 | 0 | 0 | 0 | 0 | 0 | 0 | 0 | 0 | 0 | 0 | 0 | 0 | 0 | 0 | 0 | 0 | 0 | 0 | 0 | 0 | 0 | 0 | 0 | 0 | 0 | 0 | 0 | 0 | 0 | 0 | 0 | 0 | 0 | 0 | 0 | 0 | 0 | 0 | 0 | 0 | 0 | 0 | 0 | 0 | 0 | 0 | 0 | 0 | 0 | 0 | 0 | 0 | 0 | 0 | 0 | 0 | 0 | 0 | 0 | 0 | 0 | 0 | 0 | 0 | 0 | 0 | 0 | 0 | 0 | 0 | 0 | 0 | 0 | 0 | 0 | 0 | 0 | 0 | 0 | 0 | 0 | 0 | 0 | 0 | Greater_LA_Li_Battery_4hr | Greater_LA_Li_Battery_8hr | Greater_LA_Solar
PG&E Greater Bay Study Area | Grant | GRANT |  | 115 | 8 | 0 | 0 | 0 | 0 | 0 | 0 | 0 | 0 | 0 | 0 | 0 | 0 | 0 | 0 | 0 | 0 | 0 | 0 | 0 | 0 | 0 | 0 | 0 | 0 | 0 | 0 | 0 | 0 | 0 | 0 | 0 | 0 | 0 | 0 | 0 | 0 | 0 | 0 | 0 | 0 | 0 | 0 | 0 | 0 | 1 | 0 | 0 | 0 | 0 | 0 | 0 | 0 | 0 | 0 | 1 | 1 | 0 | 1 | 1 | 0 | 1 | 0 | 0 | 0 | 0 | 0 | 1 | 0 | 0 | 0 | 0 | 0 | 0 | 1 | 0 | 0 | 0 | 0 | 0 | 0 | 0 | 0 | 0 | 0 | 0 | 0 | 0 | 0 | 0 | 0 | 0 | 0 | 0 | 0 | 0 | 0 | 0 | 0 | 0 | 0 | 0 | 0 | 0 | 0 | 0 | 0 | 0 | 0 | 0 | Northern_California_Li_Battery_4hr | Northern_California_Li_Battery_8hr | Northern_California_Solar
PG&E Greater Bay Study Area | Green Valley | GREEN VALLEY (PGE) |  | 115 | 6 | 0 | 0 | 0 | 0 | 0 | 0 | 0 | 0 | 0 | 0 | 0 | 0 | 0 | 0 | 0 | 0 | 0 | 0 | 0 | 0 | 0 | 0 | 0 | 0 | 0 | 0 | 0 | 0 | 0 | 0 | 0 | 0 | 0 | 0 | 0 | 0 | 0 | 0 | 0 | 0 | 0 | 0 | 0 | 0 | 0 | 0 | 0 | 0 | 0 | 0 | 0 | 0 | 0 | 0 | 0 | 0 | 0 | 1 | 0 | 0 | 1 | 0 | 0 | 0 | 1 | 0 | 0 | 0 | 0 | 0 | 0 | 1 | 1 | 0 | 0 | 0 | 0 | 0 | 0 | 0 | 0 | 0 | 0 | 0 | 0 | 0 | 0 | 0 | 0 | 0 | 0 | 0 | 0 | 0 | 0 | 0 | 0 | 0 | 0 | 0 | 0 | 0 | 0 | 0 | 1 | 0 | 0 | 0 | 0 | Northern_California_Li_Battery_4hr | Northern_California_Li_Battery_8hr | Northern_California_Solar
PG&E North of Greater Bay Study Area | Greenleaf 1 |  | G | 115 | 9 | 0 | 0 | 0 | 0 | 0 | 0 | 0 | 0 | 0 | 0 | 0 | 0 | 0 | 0 | 0 | 0 | 0 | 0 | 0 | 0 | 0 | 0 | 0 | 0 | 0 | 0 | 0 | 0 | 0 | 0 | 0 | 0 | 0 | 0 | 0 | 0 | 0 | 0 | 0 | 0 | 0 | 0 | 0 | 0 | 1 | 1 | 0 | 1 | 0 | 1 | 1 | 1 | 1 | 0 | 0 | 0 | 0 | 0 | 0 | 0 | 0 | 0 | 0 | 0 | 1 | 1 | 0 | 0 | 0 | 0 | 0 | 0 | 0 | 0 | 0 | 0 | 0 | 0 | 0 | 0 | 0 | 0 | 0 | 0 | 0 | 0 | 0 | 0 | 0 | 0 | 0 | 0 | 0 | 0 | 0 | 0 | 0 | 0 | 0 | 0 | 0 | 0 | 0 | 0 | 0 | 0 | 0 | 0 | 0 | Northern_California_Li_Battery_4hr | Northern_California_Li_Battery_8hr | Northern_California_Solar | Northern_California_Geothermal | Northern_California_Wind
PG&E Fresno Study Area | Gregg | GREGG |  | 230 | 16 | 0 | 0 | 0 | 0 | 0 | 0 | 0 | 0 | 0 | 0 | 0 | 0 | 0 | 0 | 0 | 0 | 0 | 0 | 0 | 0 | 0 | 0 | 0 | 0 | 0 | 0 | 0 | 0 | 0 | 0 | 0 | 0 | 0 | 0 | 0 | 0 | 0 | 0 | 0 | 0 | 0 | 0 | 0 | 0 | 0 | 0 | 0 | 0 | 0 | 0 | 1 | 0 | 0 | 0 | 0 | 0 | 0 | 0 | 0 | 0 | 0 | 0 | 0 | 0 | 0 | 0 | 0 | 0 | 0 | 0 | 0 | 0 | 0 | 0 | 0 | 0 | 1 | 0 | 0 | 0 | 0 | 0 | 0 | 0 | 0 | 1 | 1 | 0 | 1 | 1 | 1 | 1 | 1 | 1 | 1 | 1 | 0 | 0 | 1 | 1 | 0 | 0 | 1 | 0 | 0 | 0 | 1 | 0 | 0 | Southern_PGAE_Li_Battery_4hr | Southern_PGAE_Li_Battery_8hr | Southern_PGAE_Solar
PG&E Kern Study Area | Grimmway-Malaga | GRIMMWAY-MALAGA |  | 115 | 3 | 0 | 0 | 0 | 0 | 0 | 0 | 0 | 0 | 0 | 0 | 0 | 0 | 0 | 0 | 0 | 0 | 0 | 0 | 0 | 0 | 0 | 0 | 0 | 0 | 0 | 0 | 0 | 0 | 0 | 0 | 0 | 0 | 0 | 0 | 0 | 0 | 0 | 0 | 0 | 0 | 0 | 0 | 0 | 0 | 0 | 0 | 0 | 0 | 0 | 0 | 0 | 0 | 0 | 0 | 0 | 0 | 0 | 0 | 0 | 0 | 0 | 0 | 0 | 0 | 0 | 0 | 0 | 0 | 0 | 0 | 0 | 0 | 0 | 0 | 0 | 0 | 0 | 0 | 1 | 0 | 0 | 1 | 0 | 1 | 0 | 0 | 0 | 0 | 0 | 0 | 0 | 0 | 0 | 0 | 0 | 0 | 0 | 0 | 0 | 0 | 0 | 0 | 0 | 0 | 0 | 0 | 0 | 0 | 0 | Southern_PGAE_Li_Battery_4hr | Southern_PGAE_Li_Battery_8hr | Southern_PGAE_Solar
PG&E Fresno Study Area | GWF Hanford | GWF 2 |  | 115 | 11 | 0 | 0 | 0 | 0 | 0 | 0 | 0 | 0 | 0 | 0 | 0 | 0 | 0 | 0 | 0 | 0 | 0 | 0 | 0 | 0 | 0 | 0 | 0 | 0 | 0 | 0 | 0 | 0 | 0 | 0 | 0 | 0 | 0 | 0 | 0 | 0 | 0 | 0 | 0 | 0 | 0 | 0 | 0 | 0 | 0 | 0 | 0 | 0 | 0 | 0 | 1 | 0 | 0 | 0 | 0 | 0 | 0 | 0 | 0 | 0 | 0 | 0 | 0 | 0 | 0 | 0 | 0 | 0 | 0 | 0 | 0 | 0 | 0 | 0 | 0 | 0 | 1 | 0 | 0 | 0 | 0 | 0 | 0 | 0 | 0 | 1 | 1 | 0 | 1 | 0 | 1 | 1 | 1 | 1 | 0 | 0 | 0 | 0 | 0 | 1 | 0 | 0 | 0 | 0 | 0 | 0 | 1 | 0 | 0 | Southern_PGAE_Li_Battery_4hr | Southern_PGAE_Li_Battery_8hr | Southern_PGAE_Solar
SCE Metro Study Area | HarborGen | HARBORGEN |  | 230 | 3 | 0 | 0 | 0 | 0 | 0 | 0 | 0 | 0 | 0 | 0 | 1 | 1 | 1 | 0 | 0 | 0 | 0 | 0 | 0 | 0 | 0 | 0 | 0 | 0 | 0 | 0 | 0 | 0 | 0 | 0 | 0 | 0 | 0 | 0 | 0 | 0 | 0 | 0 | 0 | 0 | 0 | 0 | 0 | 0 | 0 | 0 | 0 | 0 | 0 | 0 | 0 | 0 | 0 | 0 | 0 | 0 | 0 | 0 | 0 | 0 | 0 | 0 | 0 | 0 | 0 | 0 | 0 | 0 | 0 | 0 | 0 | 0 | 0 | 0 | 0 | 0 | 0 | 0 | 0 | 0 | 0 | 0 | 0 | 0 | 0 | 0 | 0 | 0 | 0 | 0 | 0 | 0 | 0 | 0 | 0 | 0 | 0 | 0 | 0 | 0 | 0 | 0 | 0 | 0 | 0 | 0 | 0 | 0 | 0 | Greater_LA_Li_Battery_4hr | Greater_LA_Li_Battery_8hr | Greater_LA_Solar
East of Pisgah Study Area | Harry Allen |  |  | 500 | 3 | 0 | 0 | 0 | 0 | 0 | 0 | 0 | 0 | 0 | 0 | 0 | 0 | 0 | 0 | 0 | 0 | 0 | 0 | 0 | 1 | 0 | 1 | 0 | 0 | 0 | 0 | 0 | 0 | 1 | 0 | 0 | 0 | 0 | 0 | 0 | 0 | 0 | 0 | 0 | 0 | 0 | 0 | 0 | 0 | 0 | 0 | 0 | 0 | 0 | 0 | 0 | 0 | 0 | 0 | 0 | 0 | 0 | 0 | 0 | 0 | 0 | 0 | 0 | 0 | 0 | 0 | 0 | 0 | 0 | 0 | 0 | 0 | 0 | 0 | 0 | 0 | 0 | 0 | 0 | 0 | 0 | 0 | 0 | 0 | 0 | 0 | 0 | 0 | 0 | 0 | 0 | 0 | 0 | 0 | 0 | 0 | 0 | 0 | 0 | 0 | 0 | 0 | 0 | 0 | 0 | 0 | 0 | 0 | 0 | Southern_NV_Eldorado_Li_Battery_4hr | Southern_NV_Eldorado_Li_Battery_8hr | Southern_NV_Eldorado_Solar | Utah_Geothermal | Southern_NV_Eldorado_Wind | Idaho_Wind
SDG&E Study Area | Hassayampa | HASSAYAMPA |  | 500 | 5 | 0 | 0 | 0 | 0 | 0 | 0 | 0 | 0 | 0 | 0 | 0 | 0 | 0 | 0 | 0 | 0 | 0 | 0 | 0 | 1 | 0 | 1 | 0 | 0 | 0 | 1 | 0 | 0 | 1 | 0 | 0 | 0 | 0 | 0 | 0 | 1 | 0 | 0 | 0 | 0 | 0 | 0 | 0 | 0 | 0 | 0 | 0 | 0 | 0 | 0 | 0 | 0 | 0 | 0 | 0 | 0 | 0 | 0 | 0 | 0 | 0 | 0 | 0 | 0 | 0 | 0 | 0 | 0 | 0 | 0 | 0 | 0 | 0 | 0 | 0 | 0 | 0 | 0 | 0 | 0 | 0 | 0 | 0 | 0 | 0 | 0 | 0 | 0 | 0 | 0 | 0 | 0 | 0 | 0 | 0 | 0 | 0 | 0 | 0 | 0 | 0 | 0 | 0 | 0 | 0 | 0 | 0 | 0 | 0 | Arizona_Li_Battery_4hr | Arizona_Li_Battery_8hr | Arizona_Solar
PG&E Fresno Study Area | Helm | HELM |  | 230 | 16 | 0 | 0 | 0 | 0 | 0 | 0 | 0 | 0 | 0 | 0 | 0 | 0 | 0 | 0 | 0 | 0 | 0 | 0 | 0 | 0 | 0 | 0 | 0 | 0 | 0 | 0 | 0 | 0 | 0 | 0 | 0 | 0 | 0 | 0 | 0 | 0 | 0 | 0 | 0 | 0 | 0 | 0 | 0 | 0 | 0 | 0 | 0 | 0 | 0 | 0 | 1 | 0 | 0 | 0 | 0 | 0 | 0 | 0 | 0 | 0 | 0 | 0 | 0 | 0 | 0 | 0 | 0 | 0 | 0 | 0 | 0 | 0 | 0 | 0 | 0 | 0 | 1 | 0 | 0 | 0 | 0 | 0 | 0 | 0 | 0 | 1 | 1 | 0 | 1 | 1 | 1 | 1 | 1 | 1 | 1 | 1 | 0 | 0 | 1 | 1 | 0 | 0 | 1 | 0 | 0 | 0 | 1 | 0 | 0 | Southern_PGAE_Li_Battery_4hr | Southern_PGAE_Li_Battery_8hr | Southern_PGAE_Solar
PG&E Fresno Study Area | Henrietta | HENRIETTA |  | 230 | 9 | 0 | 0 | 0 | 0 | 0 | 0 | 0 | 0 | 0 | 0 | 0 | 0 | 0 | 0 | 0 | 0 | 0 | 0 | 0 | 0 | 0 | 0 | 0 | 0 | 0 | 0 | 0 | 0 | 0 | 0 | 0 | 0 | 0 | 0 | 0 | 0 | 0 | 0 | 0 | 0 | 0 | 0 | 0 | 0 | 0 | 0 | 0 | 0 | 0 | 0 | 0 | 0 | 0 | 0 | 0 | 0 | 0 | 0 | 0 | 0 | 0 | 0 | 0 | 0 | 0 | 0 | 0 | 0 | 0 | 0 | 0 | 0 | 0 | 0 | 0 | 0 | 1 | 0 | 0 | 0 | 0 | 0 | 0 | 0 | 0 | 1 | 1 | 1 | 1 | 0 | 0 | 1 | 0 | 0 | 0 | 1 | 0 | 0 | 0 | 1 | 0 | 0 | 0 | 0 | 0 | 0 | 1 | 0 | 0 | Southern_PGAE_Li_Battery_4hr | Southern_PGAE_Li_Battery_8hr | Southern_PGAE_Solar
PG&E Fresno Study Area | Herndon | HERNDON |  | 230 | 16 | 0 | 0 | 0 | 0 | 0 | 0 | 0 | 0 | 0 | 0 | 0 | 0 | 0 | 0 | 0 | 0 | 0 | 0 | 0 | 0 | 0 | 0 | 0 | 0 | 0 | 0 | 0 | 0 | 0 | 0 | 0 | 0 | 0 | 0 | 0 | 0 | 0 | 0 | 0 | 0 | 0 | 0 | 0 | 0 | 0 | 0 | 0 | 0 | 0 | 0 | 1 | 0 | 0 | 0 | 0 | 0 | 0 | 0 | 0 | 0 | 0 | 0 | 0 | 0 | 0 | 0 | 0 | 0 | 0 | 0 | 0 | 0 | 0 | 0 | 0 | 0 | 1 | 0 | 0 | 0 | 0 | 0 | 0 | 0 | 0 | 1 | 1 | 0 | 1 | 1 | 1 | 1 | 1 | 1 | 1 | 1 | 0 | 0 | 1 | 1 | 0 | 0 | 1 | 0 | 0 | 0 | 1 | 0 | 0 | Southern_PGAE_Li_Battery_4hr | Southern_PGAE_Li_Battery_8hr | Southern_PGAE_Solar
PG&E Greater Bay Study Area | Hicks | HICKS |  | 230 | 2 | 0 | 0 | 0 | 0 | 0 | 0 | 0 | 0 | 0 | 0 | 0 | 0 | 0 | 0 | 0 | 0 | 0 | 0 | 0 | 0 | 0 | 0 | 0 | 0 | 0 | 0 | 0 | 0 | 0 | 0 | 0 | 0 | 0 | 0 | 0 | 0 | 0 | 0 | 0 | 0 | 0 | 0 | 0 | 0 | 0 | 0 | 0 | 0 | 0 | 0 | 0 | 0 | 0 | 0 | 0 | 0 | 0 | 0 | 0 | 0 | 0 | 0 | 0 | 0 | 1 | 0 | 0 | 0 | 0 | 0 | 0 | 1 | 0 | 0 | 0 | 0 | 0 | 0 | 0 | 0 | 0 | 0 | 0 | 0 | 0 | 0 | 0 | 0 | 0 | 0 | 0 | 0 | 0 | 0 | 0 | 0 | 0 | 0 | 0 | 0 | 0 | 0 | 0 | 0 | 0 | 0 | 0 | 0 | 0 | Northern_California_Li_Battery_4hr | Northern_California_Li_Battery_8hr | Northern_California_Solar
PG&E North of Greater Bay Study Area | Higgins | HIGGINS |  | 115 | 7 | 0 | 0 | 0 | 0 | 0 | 0 | 0 | 0 | 0 | 0 | 0 | 0 | 0 | 0 | 0 | 0 | 0 | 0 | 0 | 0 | 0 | 0 | 0 | 0 | 0 | 0 | 0 | 0 | 0 | 0 | 0 | 0 | 0 | 0 | 0 | 0 | 0 | 0 | 0 | 0 | 0 | 0 | 0 | 0 | 1 | 0 | 0 | 1 | 0 | 0 | 1 | 1 | 1 | 0 | 0 | 0 | 0 | 0 | 0 | 0 | 0 | 0 | 0 | 0 | 1 | 1 | 0 | 0 | 0 | 0 | 0 | 0 | 0 | 0 | 0 | 0 | 0 | 0 | 0 | 0 | 0 | 0 | 0 | 0 | 0 | 0 | 0 | 0 | 0 | 0 | 0 | 0 | 0 | 0 | 0 | 0 | 0 | 0 | 0 | 0 | 0 | 0 | 0 | 0 | 0 | 0 | 0 | 0 | 0 | Northern_California_Li_Battery_4hr | Northern_California_Li_Battery_8hr | Northern_California_Solar | Northern_California_Geothermal | Northern_California_Wind
SCE Metro Study Area | Hinson | HINSON |  | 230 | 3 | 0 | 0 | 0 | 0 | 0 | 0 | 0 | 0 | 0 | 0 | 1 | 1 | 1 | 0 | 0 | 0 | 0 | 0 | 0 | 0 | 0 | 0 | 0 | 0 | 0 | 0 | 0 | 0 | 0 | 0 | 0 | 0 | 0 | 0 | 0 | 0 | 0 | 0 | 0 | 0 | 0 | 0 | 0 | 0 | 0 | 0 | 0 | 0 | 0 | 0 | 0 | 0 | 0 | 0 | 0 | 0 | 0 | 0 | 0 | 0 | 0 | 0 | 0 | 0 | 0 | 0 | 0 | 0 | 0 | 0 | 0 | 0 | 0 | 0 | 0 | 0 | 0 | 0 | 0 | 0 | 0 | 0 | 0 | 0 | 0 | 0 | 0 | 0 | 0 | 0 | 0 | 0 | 0 | 0 | 0 | 0 | 0 | 0 | 0 | 0 | 0 | 0 | 0 | 0 | 0 | 0 | 0 | 0 | 0 | Greater_LA_Li_Battery_4hr | Greater_LA_Li_Battery_8hr | Greater_LA_Solar
PG&E Greater Bay Study Area | Hollister | HOLLISTER |  | 115 | 6 | 0 | 0 | 0 | 0 | 0 | 0 | 0 | 0 | 0 | 0 | 0 | 0 | 0 | 0 | 0 | 0 | 0 | 0 | 0 | 0 | 0 | 0 | 0 | 0 | 0 | 0 | 0 | 0 | 0 | 0 | 0 | 0 | 0 | 0 | 0 | 0 | 0 | 0 | 0 | 0 | 0 | 0 | 0 | 0 | 0 | 0 | 0 | 0 | 0 | 0 | 0 | 0 | 0 | 0 | 0 | 0 | 0 | 0 | 0 | 0 | 1 | 0 | 0 | 0 | 1 | 0 | 0 | 0 | 0 | 0 | 0 | 1 | 1 | 0 | 0 | 0 | 0 | 0 | 0 | 0 | 0 | 0 | 0 | 0 | 0 | 0 | 0 | 0 | 0 | 0 | 0 | 1 | 0 | 0 | 0 | 0 | 0 | 0 | 0 | 0 | 0 | 0 | 0 | 0 | 1 | 0 | 0 | 0 | 0 | Northern_California_Li_Battery_4hr | Northern_California_Li_Battery_8hr | Northern_California_Solar
PG&E North of Greater Bay Study Area | Homestake | HOMESTAKE |  | 115 | 7 | 0 | 0 | 0 | 0 | 0 | 0 | 0 | 0 | 0 | 0 | 0 | 0 | 0 | 0 | 0 | 0 | 0 | 0 | 0 | 0 | 0 | 0 | 0 | 0 | 0 | 0 | 0 | 0 | 0 | 0 | 0 | 0 | 0 | 0 | 0 | 0 | 0 | 0 | 0 | 0 | 0 | 0 | 0 | 1 | 1 | 0 | 1 | 0 | 0 | 0 | 0 | 0 | 0 | 0 | 0 | 0 | 0 | 1 | 0 | 1 | 1 | 0 | 0 | 0 | 0 | 0 | 0 | 0 | 0 | 0 | 0 | 0 | 0 | 0 | 1 | 0 | 0 | 0 | 0 | 0 | 0 | 0 | 0 | 0 | 0 | 0 | 0 | 0 | 0 | 0 | 0 | 0 | 0 | 0 | 0 | 0 | 0 | 0 | 0 | 0 | 0 | 0 | 0 | 0 | 0 | 0 | 0 | 0 | 0 | Northern_California_Li_Battery_4hr | Northern_California_Li_Battery_8hr | Northern_California_Solar | Northern_California_Geothermal | Northern_California_Wind
PG&E North of Greater Bay Study Area | Honcut | HONCUT |  | 115 | 7 | 0 | 0 | 0 | 0 | 0 | 0 | 0 | 0 | 0 | 0 | 0 | 0 | 0 | 0 | 0 | 0 | 0 | 0 | 0 | 0 | 0 | 0 | 0 | 0 | 0 | 0 | 0 | 0 | 0 | 0 | 0 | 0 | 0 | 0 | 0 | 0 | 0 | 0 | 0 | 0 | 0 | 0 | 0 | 0 | 1 | 0 | 0 | 0 | 0 | 1 | 1 | 1 | 1 | 0 | 0 | 0 | 0 | 0 | 0 | 0 | 0 | 0 | 0 | 0 | 1 | 1 | 0 | 0 | 0 | 0 | 0 | 0 | 0 | 0 | 0 | 0 | 0 | 0 | 0 | 0 | 0 | 0 | 0 | 0 | 0 | 0 | 0 | 0 | 0 | 0 | 0 | 0 | 0 | 0 | 0 | 0 | 0 | 0 | 0 | 0 | 0 | 0 | 0 | 0 | 0 | 0 | 0 | 0 | 0 | Northern_California_Li_Battery_4hr | Northern_California_Li_Battery_8hr | Northern_California_Solar | Northern_California_Geothermal | Northern_California_Wind
SDG&E Study Area | Hoodoo Wash | HOODOO WASH |  | 500 | 7 | 0 | 0 | 0 | 0 | 0 | 0 | 0 | 0 | 0 | 0 | 0 | 0 | 0 | 0 | 0 | 0 | 0 | 0 | 0 | 1 | 0 | 1 | 0 | 0 | 0 | 1 | 0 | 0 | 1 | 0 | 0 | 0 | 0 | 0 | 1 | 1 | 1 | 0 | 0 | 0 | 0 | 0 | 0 | 0 | 0 | 0 | 0 | 0 | 0 | 0 | 0 | 0 | 0 | 0 | 0 | 0 | 0 | 0 | 0 | 0 | 0 | 0 | 0 | 0 | 0 | 0 | 0 | 0 | 0 | 0 | 0 | 0 | 0 | 0 | 0 | 0 | 0 | 0 | 0 | 0 | 0 | 0 | 0 | 0 | 0 | 0 | 0 | 0 | 0 | 0 | 0 | 0 | 0 | 0 | 0 | 0 | 0 | 0 | 0 | 0 | 0 | 0 | 0 | 0 | 0 | 0 | 0 | 0 | 0 | Arizona_Li_Battery_4hr | Arizona_Li_Battery_8hr | Arizona_Solar
PG&E North of Greater Bay Study Area | Hopland | HOPLAND |  | 115 | 1 | 0 | 0 | 0 | 0 | 0 | 0 | 0 | 0 | 0 | 0 | 0 | 0 | 0 | 0 | 0 | 0 | 0 | 0 | 0 | 0 | 0 | 0 | 0 | 0 | 0 | 0 | 0 | 0 | 0 | 0 | 0 | 0 | 0 | 0 | 0 | 0 | 0 | 0 | 0 | 0 | 0 | 0 | 0 | 0 | 0 | 0 | 1 | 0 | 0 | 0 | 0 | 0 | 0 | 0 | 0 | 0 | 0 | 0 | 0 | 0 | 0 | 0 | 0 | 0 | 0 | 0 | 0 | 0 | 0 | 0 | 0 | 0 | 0 | 0 | 0 | 0 | 0 | 0 | 0 | 0 | 0 | 0 | 0 | 0 | 0 | 0 | 0 | 0 | 0 | 0 | 0 | 0 | 0 | 0 | 0 | 0 | 0 | 0 | 0 | 0 | 0 | 0 | 0 | 0 | 0 | 0 | 0 | 0 | 0 | Northern_California_Li_Battery_4hr | Northern_California_Li_Battery_8hr | Northern_California_Solar | Northern_California_Geothermal | Northern_California_Wind
PG&E North of Greater Bay Study Area | Humboldt |  |  | 115 | 0 | [53 empty] | 0 | [54 empty] | 0 | Northern_California_Li_Battery_4hr | Northern_California_Li_Battery_8hr | Northern_California_Solar | Northern_California_Geothermal | Humboldt_Wind
PG&E North of Greater Bay Study Area | Humboldt (Proposed) |  |  | 500 | 0 | [53 empty] | 1 | [55 empty] | Northern_California_Li_Battery_4hr | Northern_California_Li_Battery_8hr | Northern_California_Solar | Northern_California_Geothermal | Humboldt_Wind
SCE Metro Study Area | Huntington Beach | HUNTINGTON BEACH |  | 230 | 1 | 0 | 0 | 0 | 0 | 0 | 0 | 0 | 0 | 0 | 0 | 0 | 0 | 1 | 0 | 0 | 0 | 0 | 0 | 0 | 0 | 0 | 0 | 0 | 0 | 0 | 0 | 0 | 0 | 0 | 0 | 0 | 0 | 0 | 0 | 0 | 0 | 0 | 0 | 0 | 0 | 0 | 0 | 0 | 0 | 0 | 0 | 0 | 0 | 0 | 0 | 0 | 0 | 0 | 0 | 0 | 0 | 0 | 0 | 0 | 0 | 0 | 0 | 0 | 0 | 0 | 0 | 0 | 0 | 0 | 0 | 0 | 0 | 0 | 0 | 0 | 0 | 0 | 0 | 0 | 0 | 0 | 0 | 0 | 0 | 0 | 0 | 0 | 0 | 0 | 0 | 0 | 0 | 0 | 0 | 0 | 0 | 0 | 0 | 0 | 0 | 0 | 0 | 0 | 0 | 0 | 0 | 0 | 0 | 0 | Greater_LA_Li_Battery_4hr | Greater_LA_Li_Battery_8hr | Greater_LA_Solar
PG&E North of Greater Bay Study Area | Ignacio | IGNACIO |  | 230 | 1 | 0 | 0 | 0 | 0 | 0 | 0 | 0 | 0 | 0 | 0 | 0 | 0 | 0 | 0 | 0 | 0 | 0 | 0 | 0 | 0 | 0 | 0 | 0 | 0 | 0 | 0 | 0 | 0 | 0 | 0 | 0 | 0 | 0 | 0 | 0 | 0 | 0 | 0 | 0 | 0 | 0 | 0 | 0 | 0 | 0 | 0 | 1 | 0 | 0 | 0 | 0 | 0 | 0 | 0 | 0 | 0 | 0 | 0 | 0 | 0 | 0 | 0 | 0 | 0 | 0 | 0 | 0 | 0 | 0 | 0 | 0 | 0 | 0 | 0 | 0 | 0 | 0 | 0 | 0 | 0 | 0 | 0 | 0 | 0 | 0 | 0 | 0 | 0 | 0 | 0 | 0 | 0 | 0 | 0 | 0 | 0 | 0 | 0 | 0 | 0 | 0 | 0 | 0 | 0 | 0 | 0 | 0 | 0 | 0 | Northern_California_Li_Battery_4hr | Northern_California_Li_Battery_8hr | Northern_California_Solar | Northern_California_Geothermal | Northern_California_Wind
PG&E North of Greater Bay Study Area | Ignacio | IGNACIO |  | 115 | 9 | 0 | 0 | 0 | 0 | 0 | 0 | 0 | 0 | 0 | 0 | 0 | 0 | 0 | 0 | 0 | 0 | 0 | 0 | 0 | 0 | 0 | 0 | 0 | 0 | 0 | 0 | 0 | 0 | 0 | 0 | 0 | 0 | 0 | 0 | 0 | 0 | 0 | 0 | 0 | 0 | 0 | 0 | 0 | 1 | 1 | 0 | 1 | 0 | 0 | 0 | 0 | 0 | 0 | 0 | 0 | 0 | 0 | 1 | 1 | 1 | 1 | 0 | 0 | 0 | 1 | 0 | 0 | 0 | 0 | 0 | 0 | 0 | 0 | 1 | 0 | 0 | 0 | 0 | 0 | 0 | 0 | 0 | 0 | 0 | 0 | 0 | 0 | 0 | 0 | 0 | 0 | 0 | 0 | 0 | 0 | 0 | 0 | 0 | 0 | 0 | 0 | 0 | 0 | 0 | 0 | 0 | 0 | 0 | 0 | Northern_California_Li_Battery_4hr | Northern_California_Li_Battery_8hr | Northern_California_Solar | Northern_California_Geothermal | Northern_California_Wind
SDG&E Study Area | Imperial Valley | IMPERIAL VALLEY |  | 500 | 11 | 0 | 0 | 0 | 0 | 0 | 0 | 0 | 0 | 0 | 0 | 0 | 0 | 0 | 0 | 0 | 0 | 0 | 0 | 0 | 1 | 0 | 1 | 0 | 0 | 0 | 1 | 0 | 0 | 1 | 0 | 0 | 0 | 1 | 0 | 1 | 1 | 1 | 0 | 1 | 1 | 1 | 0 | 0 | 0 | 0 | 0 | 0 | 0 | 0 | 0 | 0 | 0 | 0 | 0 | 0 | 0 | 0 | 0 | 0 | 0 | 0 | 0 | 0 | 0 | 0 | 0 | 0 | 0 | 0 | 0 | 0 | 0 | 0 | 0 | 0 | 0 | 0 | 0 | 0 | 0 | 0 | 0 | 0 | 0 | 0 | 0 | 0 | 0 | 0 | 0 | 0 | 0 | 0 | 0 | 0 | 0 | 0 | 0 | 0 | 0 | 0 | 0 | 0 | 0 | 0 | 0 | 0 | 0 | 0 | Greater_Imperial_Li_Battery_4hr | Greater_Imperial_Li_Battery_8hr | Greater_Imperial_Solar | Greater_Imperial_Geothermal
SDG&E Study Area | Imperial Valley | IMPERIAL VALLEY |  | 230 | 11 | 0 | 0 | 0 | 0 | 0 | 0 | 0 | 0 | 0 | 0 | 0 | 0 | 0 | 0 | 0 | 0 | 0 | 0 | 0 | 1 | 0 | 1 | 0 | 0 | 0 | 1 | 0 | 0 | 1 | 0 | 0 | 0 | 1 | 0 | 1 | 1 | 1 | 0 | 1 | 1 | 1 | 0 | 0 | 0 | 0 | 0 | 0 | 0 | 0 | 0 | 0 | 0 | 0 | 0 | 0 | 0 | 0 | 0 | 0 | 0 | 0 | 0 | 0 | 0 | 0 | 0 | 0 | 0 | 0 | 0 | 0 | 0 | 0 | 0 | 0 | 0 | 0 | 0 | 0 | 0 | 0 | 0 | 0 | 0 | 0 | 0 | 0 | 0 | 0 | 0 | 0 | 0 | 0 | 0 | 0 | 0 | 0 | 0 | 0 | 0 | 0 | 0 | 0 | 0 | 0 | 0 | 0 | 0 | 0 | Greater_Imperial_Li_Battery_4hr | Greater_Imperial_Li_Battery_8hr | Greater_Imperial_Solar | Greater_Imperial_Geothermal
East of Pisgah Study Area | Innovation | INNOVATION |  | 230 | 4 | 0 | 0 | 0 | 0 | 0 | 0 | 0 | 0 | 0 | 0 | 0 | 0 | 0 | 0 | 0 | 0 | 0 | 0 | 0 | 1 | 0 | 1 | 0 | 0 | 0 | 0 | 0 | 1 | 1 | 0 | 0 | 0 | 0 | 0 | 0 | 0 | 0 | 0 | 0 | 0 | 0 | 0 | 0 | 0 | 0 | 0 | 0 | 0 | 0 | 0 | 0 | 0 | 0 | 0 | 0 | 0 | 0 | 0 | 0 | 0 | 0 | 0 | 0 | 0 | 0 | 0 | 0 | 0 | 0 | 0 | 0 | 0 | 0 | 0 | 0 | 0 | 0 | 0 | 0 | 0 | 0 | 0 | 0 | 0 | 0 | 0 | 0 | 0 | 0 | 0 | 0 | 0 | 0 | 0 | 0 | 0 | 0 | 0 | 0 | 0 | 0 | 0 | 0 | 0 | 0 | 0 | 0 | 0 | 0 | Southern_NV_Eldorado_Li_Battery_4hr | Southern_NV_Eldorado_Li_Battery_8hr | Southern_NV_Eldorado_Solar | Central_Nevada_Geothermal | Southern_NV_Eldorado_Wind
East of Pisgah Study Area | Innovation | INNOVATION |  | 138 | 5 | 0 | 0 | 0 | 0 | 0 | 0 | 0 | 0 | 0 | 0 | 0 | 0 | 0 | 0 | 0 | 0 | 0 | 0 | 0 | 1 | 0 | 1 | 0 | 0 | 0 | 0 | 1 | 1 | 1 | 0 | 0 | 0 | 0 | 0 | 0 | 0 | 0 | 0 | 0 | 0 | 0 | 0 | 0 | 0 | 0 | 0 | 0 | 0 | 0 | 0 | 0 | 0 | 0 | 0 | 0 | 0 | 0 | 0 | 0 | 0 | 0 | 0 | 0 | 0 | 0 | 0 | 0 | 0 | 0 | 0 | 0 | 0 | 0 | 0 | 0 | 0 | 0 | 0 | 0 | 0 | 0 | 0 | 0 | 0 | 0 | 0 | 0 | 0 | 0 | 0 | 0 | 0 | 0 | 0 | 0 | 0 | 0 | 0 | 0 | 0 | 0 | 0 | 0 | 0 | 0 | 0 | 0 | 0 | 0 | Southern_NV_Eldorado_Li_Battery_4hr | Southern_NV_Eldorado_Li_Battery_8hr | Southern_NV_Eldorado_Solar | Central_Nevada_Geothermal | Southern_NV_Eldorado_Wind
SCE North of Lugo Study Area | Inyokern | INYOKERN |  | 115 | 4 | 0 | 0 | 0 | 0 | 0 | 0 | 0 | 0 | 0 | 0 | 0 | 0 | 0 | 1 | 1 | 1 | 1 | 0 | 0 | 0 | 0 | 0 | 0 | 0 | 0 | 0 | 0 | 0 | 0 | 0 | 0 | 0 | 0 | 0 | 0 | 0 | 0 | 0 | 0 | 0 | 0 | 0 | 0 | 0 | 0 | 0 | 0 | 0 | 0 | 0 | 0 | 0 | 0 | 0 | 0 | 0 | 0 | 0 | 0 | 0 | 0 | 0 | 0 | 0 | 0 | 0 | 0 | 0 | 0 | 0 | 0 | 0 | 0 | 0 | 0 | 0 | 0 | 0 | 0 | 0 | 0 | 0 | 0 | 0 | 0 | 0 | 0 | 0 | 0 | 0 | 0 | 0 | 0 | 0 | 0 | 0 | 0 | 0 | 0 | 0 | 0 | 0 | 0 | 0 | 0 | 0 | 0 | 0 | 0 | Greater_Kramer_Li_Battery_4hr | Greater_Kramer_Li_Battery_8hr | Greater_Kramer_Solar | Inyokern_North_Kramer_Geothermal | Greater_Kramer_Wind
East of Pisgah Study Area | IS Tap |  |  | 138 | 4 | 0 | 0 | 0 | 0 | 0 | 0 | 0 | 0 | 0 | 0 | 0 | 0 | 0 | 0 | 0 | 0 | 0 | 0 | 0 | 1 | 0 | 1 | 0 | 0 | 0 | 0 | 1 | 0 | 1 | 0 | 0 | 0 | 0 | 0 | 0 | 0 | 0 | 0 | 0 | 0 | 0 | 0 | 0 | 0 | 0 | 0 | 0 | 0 | 0 | 0 | 0 | 0 | 0 | 0 | 0 | 0 | 0 | 0 | 0 | 0 | 0 | 0 | 0 | 0 | 0 | 0 | 0 | 0 | 0 | 0 | 0 | 0 | 0 | 0 | 0 | 0 | 0 | 0 | 0 | 0 | 0 | 0 | 0 | 0 | 0 | 0 | 0 | 0 | 0 | 0 | 0 | 0 | 0 | 0 | 0 | 0 | 0 | 0 | 0 | 0 | 0 | 0 | 0 | 0 | 0 | 0 | 0 | 0 | 0 | Southern_NV_Eldorado_Li_Battery_4hr | Southern_NV_Eldorado_Li_Battery_8hr | Southern_NV_Eldorado_Solar | Central_Nevada_Geothermal | Southern_NV_Eldorado_Wind
East of Pisgah Study Area | Ivanpah | IVANPAH |  | 230 | 1 | 0 | 0 | 0 | 0 | 0 | 0 | 0 | 0 | 0 | 0 | 0 | 0 | 0 | 0 | 0 | 0 | 0 | 0 | 0 | 0 | 0 | 0 | 0 | 0 | 0 | 0 | 0 | 0 | 1 | 0 | 0 | 0 | 0 | 0 | 0 | 0 | 0 | 0 | 0 | 0 | 0 | 0 | 0 | 0 | 0 | 0 | 0 | 0 | 0 | 0 | 0 | 0 | 0 | 0 | 0 | 0 | 0 | 0 | 0 | 0 | 0 | 0 | 0 | 0 | 0 | 0 | 0 | 0 | 0 | 0 | 0 | 0 | 0 | 0 | 0 | 0 | 0 | 0 | 0 | 0 | 0 | 0 | 0 | 0 | 0 | 0 | 0 | 0 | 0 | 0 | 0 | 0 | 0 | 0 | 0 | 0 | 0 | 0 | 0 | 0 | 0 | 0 | 0 | 0 | 0 | 0 | 0 | 0 | 1 | Southern_NV_Eldorado_Li_Battery_4hr | Southern_NV_Eldorado_Li_Battery_8hr | Southern_NV_Eldorado_Solar | Central_Nevada_Geothermal | Southern_NV_Eldorado_Wind
East of Pisgah Study Area | Jackass (DOE) | JACKASS FLATS |  | 138 | 4 | 0 | 0 | 0 | 0 | 0 | 0 | 0 | 0 | 0 | 0 | 0 | 0 | 0 | 0 | 0 | 0 | 0 | 0 | 0 | 1 | 0 | 1 | 0 | 0 | 0 | 0 | 1 | 0 | 1 | 0 | 0 | 0 | 0 | 0 | 0 | 0 | 0 | 0 | 0 | 0 | 0 | 0 | 0 | 0 | 0 | 0 | 0 | 0 | 0 | 0 | 0 | 0 | 0 | 0 | 0 | 0 | 0 | 0 | 0 | 0 | 0 | 0 | 0 | 0 | 0 | 0 | 0 | 0 | 0 | 0 | 0 | 0 | 0 | 0 | 0 | 0 | 0 | 0 | 0 | 0 | 0 | 0 | 0 | 0 | 0 | 0 | 0 | 0 | 0 | 0 | 0 | 0 | 0 | 0 | 0 | 0 | 0 | 0 | 0 | 0 | 0 | 0 | 0 | 0 | 0 | 0 | 0 | 0 | 0 | Southern_NV_Eldorado_Li_Battery_4hr | Southern_NV_Eldorado_Li_Battery_8hr | Southern_NV_Eldorado_Solar | Central_Nevada_Geothermal | Southern_NV_Eldorado_Wind
PG&E Fresno Study Area | Jackson Swt | JACKSON |  | 115 | 1 | 0 | 0 | 0 | 0 | 0 | 0 | 0 | 0 | 0 | 0 | 0 | 0 | 0 | 0 | 0 | 0 | 0 | 0 | 0 | 0 | 0 | 0 | 0 | 0 | 0 | 0 | 0 | 0 | 0 | 0 | 0 | 0 | 0 | 0 | 0 | 0 | 0 | 0 | 0 | 0 | 0 | 0 | 0 | 0 | 0 | 0 | 0 | 0 | 0 | 0 | 0 | 0 | 0 | 0 | 0 | 0 | 0 | 0 | 0 | 0 | 0 | 0 | 0 | 0 | 0 | 0 | 0 | 0 | 0 | 0 | 0 | 0 | 0 | 0 | 0 | 0 | 0 | 0 | 0 | 0 | 0 | 0 | 0 | 0 | 0 | 0 | 0 | 0 | 0 | 0 | 0 | 0 | 0 | 0 | 0 | 0 | 0 | 0 | 0 | 0 | 0 | 0 | 0 | 0 | 0 | 0 | 0 | 1 | 0 | Southern_PGAE_Li_Battery_4hr | Southern_PGAE_Li_Battery_8hr | Southern_PGAE_Solar
PG&E North of Greater Bay Study Area | Jessup | JESSUP |  | 115 | 1 | 0 | 0 | 0 | 0 | 0 | 0 | 0 | 0 | 0 | 0 | 0 | 0 | 0 | 0 | 0 | 0 | 0 | 0 | 0 | 0 | 0 | 0 | 0 | 0 | 0 | 0 | 0 | 0 | 0 | 0 | 0 | 0 | 0 | 0 | 0 | 0 | 0 | 0 | 0 | 0 | 0 | 0 | 0 | 0 | 1 | 0 | 0 | 0 | 0 | 0 | 0 | 0 | 0 | 0 | 0 | 0 | 0 | 0 | 0 | 0 | 0 | 0 | 0 | 0 | 0 | 0 | 0 | 0 | 0 | 0 | 0 | 0 | 0 | 0 | 0 | 0 | 0 | 0 | 0 | 0 | 0 | 0 | 0 | 0 | 0 | 0 | 0 | 0 | 0 | 0 | 0 | 0 | 0 | 0 | 0 | 0 | 0 | 0 | 0 | 0 | 0 | 0 | 0 | 0 | 0 | 0 | 0 | 0 | 0 | Northern_California_Li_Battery_4hr | Northern_California_Li_Battery_8hr | Northern_California_Solar | Northern_California_Geothermal | Northern_California_Wind
SCE Metro Study Area | Johanna | JOHANNA |  | 230 | 1 | 0 | 0 | 0 | 0 | 0 | 0 | 0 | 0 | 0 | 0 | 0 | 0 | 1 | 0 | 0 | 0 | 0 | 0 | 0 | 0 | 0 | 0 | 0 | 0 | 0 | 0 | 0 | 0 | 0 | 0 | 0 | 0 | 0 | 0 | 0 | 0 | 0 | 0 | 0 | 0 | 0 | 0 | 0 | 0 | 0 | 0 | 0 | 0 | 0 | 0 | 0 | 0 | 0 | 0 | 0 | 0 | 0 | 0 | 0 | 0 | 0 | 0 | 0 | 0 | 0 | 0 | 0 | 0 | 0 | 0 | 0 | 0 | 0 | 0 | 0 | 0 | 0 | 0 | 0 | 0 | 0 | 0 | 0 | 0 | 0 | 0 | 0 | 0 | 0 | 0 | 0 | 0 | 0 | 0 | 0 | 0 | 0 | 0 | 0 | 0 | 0 | 0 | 0 | 0 | 0 | 0 | 0 | 0 | 0 | Greater_LA_Li_Battery_4hr | Greater_LA_Li_Battery_8hr | Greater_LA_Solar
SCE Eastern Study Area | Julian Hinds | JULIAN HINDS |  | 230 | 4 | 0 | 0 | 0 | 0 | 0 | 0 | 0 | 0 | 0 | 0 | 0 | 0 | 0 | 0 | 0 | 0 | 0 | 0 | 0 | 0 | 0 | 1 | 1 | 1 | 0 | 1 | 0 | 0 | 0 | 0 | 0 | 0 | 0 | 0 | 0 | 0 | 0 | 0 | 0 | 0 | 0 | 0 | 0 | 0 | 0 | 0 | 0 | 0 | 0 | 0 | 0 | 0 | 0 | 0 | 0 | 0 | 0 | 0 | 0 | 0 | 0 | 0 | 0 | 0 | 0 | 0 | 0 | 0 | 0 | 0 | 0 | 0 | 0 | 0 | 0 | 0 | 0 | 0 | 0 | 0 | 0 | 0 | 0 | 0 | 0 | 0 | 0 | 0 | 0 | 0 | 0 | 0 | 0 | 0 | 0 | 0 | 0 | 0 | 0 | 0 | 0 | 0 | 0 | 0 | 0 | 0 | 0 | 0 | 0 | Riverside_Li_Battery_4hr | Riverside_Li_Battery_8hr | Riverside_Solar |  | Riverside_Palm_Springs_Wind
PG&E Greater Bay Study Area | Kasson | KASSON |  | 115 | 1 | 0 | 0 | 0 | 0 | 0 | 0 | 0 | 0 | 0 | 0 | 0 | 0 | 0 | 0 | 0 | 0 | 0 | 0 | 0 | 0 | 0 | 0 | 0 | 0 | 0 | 0 | 0 | 0 | 0 | 0 | 0 | 0 | 0 | 0 | 0 | 0 | 0 | 0 | 0 | 0 | 0 | 0 | 0 | 0 | 0 | 0 | 0 | 0 | 0 | 0 | 0 | 0 | 0 | 0 | 0 | 0 | 0 | 0 | 0 | 0 | 0 | 0 | 0 | 0 | 0 | 0 | 0 | 0 | 1 | 0 | 0 | 0 | 0 | 0 | 0 | 0 | 0 | 0 | 0 | 0 | 0 | 0 | 0 | 0 | 0 | 0 | 0 | 0 | 0 | 0 | 0 | 0 | 0 | 0 | 0 | 0 | 0 | 0 | 0 | 0 | 0 | 0 | 0 | 0 | 0 | 0 | 0 | 0 | 0 | Northern_California_Li_Battery_4hr | Northern_California_Li_Battery_8hr | Northern_California_Solar
PG&E Fresno Study Area | Kearney | KEARNEY |  | 230 | 14 | 0 | 0 | 0 | 0 | 0 | 0 | 0 | 0 | 0 | 0 | 0 | 0 | 0 | 0 | 0 | 0 | 0 | 0 | 0 | 0 | 0 | 0 | 0 | 0 | 0 | 0 | 0 | 0 | 0 | 0 | 0 | 0 | 0 | 0 | 0 | 0 | 0 | 0 | 0 | 0 | 0 | 0 | 0 | 0 | 0 | 0 | 0 | 0 | 0 | 0 | 1 | 0 | 0 | 0 | 0 | 0 | 0 | 0 | 0 | 0 | 0 | 0 | 0 | 0 | 0 | 0 | 0 | 0 | 0 | 0 | 0 | 0 | 0 | 0 | 0 | 0 | 1 | 0 | 0 | 0 | 0 | 0 | 0 | 0 | 0 | 1 | 1 | 0 | 1 | 1 | 1 | 1 | 1 | 1 | 0 | 1 | 0 | 0 | 1 | 1 | 0 | 0 | 1 | 0 | 0 | 0 | 0 | 0 | 0 | Southern_PGAE_Li_Battery_4hr | Southern_PGAE_Li_Battery_8hr | Southern_PGAE_Solar
PG&E Greater Bay Study Area | Kelso | KELSO |  | 230 | 4 | 0 | 0 | 0 | 0 | 0 | 0 | 0 | 0 | 0 | 0 | 0 | 0 | 0 | 0 | 0 | 0 | 0 | 0 | 0 | 0 | 0 | 0 | 0 | 0 | 0 | 0 | 0 | 0 | 0 | 0 | 0 | 0 | 0 | 0 | 0 | 0 | 0 | 0 | 0 | 0 | 0 | 0 | 0 | 0 | 1 | 0 | 0 | 0 | 0 | 0 | 0 | 0 | 0 | 0 | 0 | 0 | 0 | 0 | 1 | 0 | 1 | 0 | 0 | 0 | 0 | 0 | 0 | 0 | 0 | 0 | 0 | 0 | 0 | 1 | 0 | 0 | 0 | 0 | 0 | 0 | 0 | 0 | 0 | 0 | 0 | 0 | 0 | 0 | 0 | 0 | 0 | 0 | 0 | 0 | 0 | 0 | 0 | 0 | 0 | 0 | 0 | 0 | 0 | 0 | 0 | 0 | 0 | 0 | 0 | Northern_California_Li_Battery_4hr | Northern_California_Li_Battery_8hr | Northern_California_Solar |  | Solano_Wind
PG&E Kern Study Area | Kern Oil | KERN OIL |  | 115 | 2 | 0 | 0 | 0 | 0 | 0 | 0 | 0 | 0 | 0 | 0 | 0 | 0 | 0 | 0 | 0 | 0 | 0 | 0 | 0 | 0 | 0 | 0 | 0 | 0 | 0 | 0 | 0 | 0 | 0 | 0 | 0 | 0 | 0 | 0 | 0 | 0 | 0 | 0 | 0 | 0 | 0 | 0 | 0 | 0 | 0 | 0 | 0 | 0 | 0 | 0 | 0 | 0 | 0 | 0 | 0 | 0 | 0 | 0 | 0 | 0 | 0 | 0 | 0 | 0 | 0 | 0 | 0 | 0 | 0 | 0 | 0 | 0 | 0 | 0 | 0 | 0 | 0 | 0 | 1 | 0 | 0 | 0 | 0 | 1 | 0 | 0 | 0 | 0 | 0 | 0 | 0 | 0 | 0 | 0 | 0 | 0 | 0 | 0 | 0 | 0 | 0 | 0 | 0 | 0 | 0 | 0 | 0 | 0 | 0 | Southern_PGAE_Li_Battery_4hr | Southern_PGAE_Li_Battery_8hr | Southern_PGAE_Solar
PG&E Kern Study Area | Kern PP | KERN |  | 230 | 5 | 0 | 0 | 0 | 0 | 0 | 0 | 0 | 0 | 0 | 0 | 0 | 0 | 0 | 0 | 0 | 0 | 0 | 0 | 0 | 0 | 0 | 0 | 0 | 0 | 0 | 0 | 0 | 0 | 0 | 0 | 0 | 0 | 0 | 0 | 0 | 0 | 0 | 0 | 0 | 0 | 0 | 0 | 0 | 0 | 0 | 0 | 0 | 0 | 0 | 0 | 0 | 0 | 0 | 0 | 0 | 0 | 0 | 0 | 0 | 0 | 0 | 0 | 0 | 0 | 0 | 0 | 0 | 0 | 0 | 0 | 0 | 0 | 0 | 0 | 0 | 1 | 1 | 0 | 0 | 0 | 0 | 0 | 0 | 1 | 0 | 1 | 1 | 0 | 0 | 0 | 0 | 0 | 0 | 0 | 0 | 0 | 0 | 0 | 0 | 0 | 0 | 0 | 0 | 0 | 0 | 0 | 0 | 0 | 0 | Southern_PGAE_Li_Battery_4hr | Southern_PGAE_Li_Battery_8hr | Southern_PGAE_Solar
PG&E Kern Study Area | Kern PP | KERN |  | 115 | 8 | 0 | 0 | 0 | 0 | 0 | 0 | 0 | 0 | 0 | 0 | 0 | 0 | 0 | 0 | 0 | 0 | 0 | 0 | 0 | 0 | 0 | 0 | 0 | 0 | 0 | 0 | 0 | 0 | 0 | 0 | 0 | 0 | 0 | 0 | 0 | 0 | 0 | 0 | 0 | 0 | 0 | 0 | 0 | 0 | 0 | 0 | 0 | 0 | 0 | 0 | 0 | 0 | 0 | 0 | 0 | 0 | 0 | 0 | 0 | 0 | 0 | 0 | 0 | 0 | 0 | 0 | 0 | 0 | 0 | 0 | 0 | 0 | 0 | 0 | 0 | 0 | 1 | 0 | 1 | 0 | 1 | 1 | 1 | 1 | 0 | 1 | 1 | 0 | 0 | 0 | 0 | 0 | 0 | 0 | 0 | 0 | 0 | 0 | 0 | 0 | 0 | 0 | 0 | 0 | 0 | 0 | 0 | 0 | 0 | Southern_PGAE_Li_Battery_4hr | Southern_PGAE_Li_Battery_8hr | Southern_PGAE_Solar
PG&E Kern Study Area | Kernridge | KERNRIDGE |  | 115 | 1 | 0 | 0 | 0 | 0 | 0 | 0 | 0 | 0 | 0 | 0 | 0 | 0 | 0 | 0 | 0 | 0 | 0 | 0 | 0 | 0 | 0 | 0 | 0 | 0 | 0 | 0 | 0 | 0 | 0 | 0 | 0 | 0 | 0 | 0 | 0 | 0 | 0 | 0 | 0 | 0 | 0 | 0 | 0 | 0 | 0 | 0 | 0 | 0 | 0 | 0 | 0 | 0 | 0 | 0 | 0 | 0 | 0 | 0 | 0 | 0 | 0 | 0 | 0 | 0 | 0 | 0 | 0 | 0 | 0 | 0 | 0 | 0 | 0 | 0 | 0 | 0 | 0 | 0 | 0 | 0 | 0 | 0 | 1 | 0 | 0 | 0 | 0 | 0 | 0 | 0 | 0 | 0 | 0 | 0 | 0 | 0 | 0 | 0 | 0 | 0 | 0 | 0 | 0 | 0 | 0 | 0 | 0 | 0 | 0 | Southern_PGAE_Li_Battery_4hr | Southern_PGAE_Li_Battery_8hr | Southern_PGAE_Solar
PG&E Greater Bay Study Area | Kirker | KIRKER |  | 115 | 8 | 0 | 0 | 0 | 0 | 0 | 0 | 0 | 0 | 0 | 0 | 0 | 0 | 0 | 0 | 0 | 0 | 0 | 0 | 0 | 0 | 0 | 0 | 0 | 0 | 0 | 0 | 0 | 0 | 0 | 0 | 0 | 0 | 0 | 0 | 0 | 0 | 0 | 0 | 0 | 0 | 0 | 0 | 0 | 1 | 1 | 0 | 0 | 0 | 0 | 0 | 0 | 0 | 0 | 0 | 1 | 1 | 0 | 0 | 0 | 0 | 1 | 0 | 0 | 1 | 1 | 0 | 0 | 0 | 0 | 0 | 0 | 0 | 0 | 1 | 0 | 0 | 0 | 0 | 0 | 0 | 0 | 0 | 0 | 0 | 0 | 0 | 0 | 0 | 0 | 0 | 0 | 0 | 0 | 0 | 0 | 0 | 0 | 0 | 0 | 0 | 0 | 0 | 0 | 0 | 0 | 0 | 0 | 0 | 0 | Northern_California_Li_Battery_4hr | Northern_California_Li_Battery_8hr | Northern_California_Solar
PG&E North of Greater Bay Study Area | Knights Landing | KNIGHTS LANDING |  | 115 | 1 | 0 | 0 | 0 | 0 | 0 | 0 | 0 | 0 | 0 | 0 | 0 | 0 | 0 | 0 | 0 | 0 | 0 | 0 | 0 | 0 | 0 | 0 | 0 | 0 | 0 | 0 | 0 | 0 | 0 | 0 | 0 | 0 | 0 | 0 | 0 | 0 | 0 | 0 | 0 | 0 | 0 | 0 | 0 | 0 | 0 | 1 | 0 | 0 | 0 | 0 | 0 | 0 | 0 | 0 | 0 | 0 | 0 | 0 | 0 | 0 | 0 | 0 | 0 | 0 | 0 | 0 | 0 | 0 | 0 | 0 | 0 | 0 | 0 | 0 | 0 | 0 | 0 | 0 | 0 | 0 | 0 | 0 | 0 | 0 | 0 | 0 | 0 | 0 | 0 | 0 | 0 | 0 | 0 | 0 | 0 | 0 | 0 | 0 | 0 | 0 | 0 | 0 | 0 | 0 | 0 | 0 | 0 | 0 | 0 | Northern_California_Li_Battery_4hr | Northern_California_Li_Battery_8hr | Northern_California_Solar | Northern_California_Geothermal | Northern_California_Wind
SCE North of Lugo Study Area | Kramer | KRAMER |  | 230 | 3 | 0 | 0 | 0 | 0 | 0 | 0 | 0 | 0 | 0 | 0 | 0 | 0 | 0 | 0 | 1 | 1 | 1 | 0 | 0 | 0 | 0 | 0 | 0 | 0 | 0 | 0 | 0 | 0 | 0 | 0 | 0 | 0 | 0 | 0 | 0 | 0 | 0 | 0 | 0 | 0 | 0 | 0 | 0 | 0 | 0 | 0 | 0 | 0 | 0 | 0 | 0 | 0 | 0 | 0 | 0 | 0 | 0 | 0 | 0 | 0 | 0 | 0 | 0 | 0 | 0 | 0 | 0 | 0 | 0 | 0 | 0 | 0 | 0 | 0 | 0 | 0 | 0 | 0 | 0 | 0 | 0 | 0 | 0 | 0 | 0 | 0 | 0 | 0 | 0 | 0 | 0 | 0 | 0 | 0 | 0 | 0 | 0 | 0 | 0 | 0 | 0 | 0 | 0 | 0 | 0 | 0 | 0 | 0 | 0 | Greater_Kramer_Li_Battery_4hr | Greater_Kramer_Li_Battery_8hr | Greater_Kramer_Solar | Inyokern_North_Kramer_Geothermal | Greater_Kramer_Wind
SCE North of Lugo Study Area | Kramer | KRAMER |  | 115 | 3 | 0 | 0 | 0 | 0 | 0 | 0 | 0 | 0 | 0 | 0 | 0 | 0 | 0 | 0 | 1 | 1 | 1 | 0 | 0 | 0 | 0 | 0 | 0 | 0 | 0 | 0 | 0 | 0 | 0 | 0 | 0 | 0 | 0 | 0 | 0 | 0 | 0 | 0 | 0 | 0 | 0 | 0 | 0 | 0 | 0 | 0 | 0 | 0 | 0 | 0 | 0 | 0 | 0 | 0 | 0 | 0 | 0 | 0 | 0 | 0 | 0 | 0 | 0 | 0 | 0 | 0 | 0 | 0 | 0 | 0 | 0 | 0 | 0 | 0 | 0 | 0 | 0 | 0 | 0 | 0 | 0 | 0 | 0 | 0 | 0 | 0 | 0 | 0 | 0 | 0 | 0 | 0 | 0 | 0 | 0 | 0 | 0 | 0 | 0 | 0 | 0 | 0 | 0 | 0 | 0 | 0 | 0 | 0 | 0 | Greater_Kramer_Li_Battery_4hr | Greater_Kramer_Li_Battery_8hr | Greater_Kramer_Solar | Inyokern_North_Kramer_Geothermal | Greater_Kramer_Wind
SCE North of Lugo Study Area | New Sub - Kramer - Lugo (Proposed) | ROADWAY |  | 230 | 3 | 0 | 0 | 0 | 0 | 0 | 0 | 0 | 0 | 0 | 0 | 0 | 0 | 0 | 0 | 1 | 1 | 1 | 0 | 0 | 0 | 0 | 0 | 0 | 0 | 0 | 0 | 0 | 0 | 0 | 0 | 0 | 0 | 0 | 0 | 0 | 0 | 0 | 0 | 0 | 0 | 0 | 0 | 0 | 0 | 0 | 0 | 0 | 0 | 0 | 0 | 0 | 0 | 0 | 0 | 0 | 0 | 0 | 0 | 0 | 0 | 0 | 0 | 0 | 0 | 0 | 0 | 0 | 0 | 0 | 0 | 0 | 0 | 0 | 0 | 0 | 0 | 0 | 0 | 0 | 0 | 0 | 0 | 0 | 0 | 0 | 0 | 0 | 0 | 0 | 0 | 0 | 0 | 0 | 0 | 0 | 0 | 0 | 0 | 0 | 0 | 0 | 0 | 0 | 0 | 0 | 0 | 0 | 0 | 0 | Greater_Kramer_Li_Battery_4hr | Greater_Kramer_Li_Battery_8hr | Greater_Kramer_Solar | Inyokern_North_Kramer_Geothermal | Greater_Kramer_Wind
SCE Metro Study Area | La Cienega | LA CIENEGA |  | 230 | 3 | 0 | 0 | 0 | 0 | 0 | 0 | 0 | 0 | 0 | 0 | 1 | 1 | 1 | 0 | 0 | 0 | 0 | 0 | 0 | 0 | 0 | 0 | 0 | 0 | 0 | 0 | 0 | 0 | 0 | 0 | 0 | 0 | 0 | 0 | 0 | 0 | 0 | 0 | 0 | 0 | 0 | 0 | 0 | 0 | 0 | 0 | 0 | 0 | 0 | 0 | 0 | 0 | 0 | 0 | 0 | 0 | 0 | 0 | 0 | 0 | 0 | 0 | 0 | 0 | 0 | 0 | 0 | 0 | 0 | 0 | 0 | 0 | 0 | 0 | 0 | 0 | 0 | 0 | 0 | 0 | 0 | 0 | 0 | 0 | 0 | 0 | 0 | 0 | 0 | 0 | 0 | 0 | 0 | 0 | 0 | 0 | 0 | 0 | 0 | 0 | 0 | 0 | 0 | 0 | 0 | 0 | 0 | 0 | 0 | Greater_LA_Li_Battery_4hr | Greater_LA_Li_Battery_8hr | Greater_LA_Solar
SCE Metro Study Area | La Fresa | LA FRESA |  | 230 | 3 | 0 | 0 | 0 | 0 | 0 | 0 | 0 | 0 | 0 | 0 | 1 | 1 | 1 | 0 | 0 | 0 | 0 | 0 | 0 | 0 | 0 | 0 | 0 | 0 | 0 | 0 | 0 | 0 | 0 | 0 | 0 | 0 | 0 | 0 | 0 | 0 | 0 | 0 | 0 | 0 | 0 | 0 | 0 | 0 | 0 | 0 | 0 | 0 | 0 | 0 | 0 | 0 | 0 | 0 | 0 | 0 | 0 | 0 | 0 | 0 | 0 | 0 | 0 | 0 | 0 | 0 | 0 | 0 | 0 | 0 | 0 | 0 | 0 | 0 | 0 | 0 | 0 | 0 | 0 | 0 | 0 | 0 | 0 | 0 | 0 | 0 | 0 | 0 | 0 | 0 | 0 | 0 | 0 | 0 | 0 | 0 | 0 | 0 | 0 | 0 | 0 | 0 | 0 | 0 | 0 | 0 | 0 | 0 | 0 | Greater_LA_Li_Battery_4hr | Greater_LA_Li_Battery_8hr | Greater_LA_Solar
SCE Metro Study Area | Laguna Bell | LAGUNA BELL |  | 230 | 2 | 0 | 0 | 0 | 0 | 0 | 0 | 0 | 0 | 0 | 0 | 1 | 0 | 1 | 0 | 0 | 0 | 0 | 0 | 0 | 0 | 0 | 0 | 0 | 0 | 0 | 0 | 0 | 0 | 0 | 0 | 0 | 0 | 0 | 0 | 0 | 0 | 0 | 0 | 0 | 0 | 0 | 0 | 0 | 0 | 0 | 0 | 0 | 0 | 0 | 0 | 0 | 0 | 0 | 0 | 0 | 0 | 0 | 0 | 0 | 0 | 0 | 0 | 0 | 0 | 0 | 0 | 0 | 0 | 0 | 0 | 0 | 0 | 0 | 0 | 0 | 0 | 0 | 0 | 0 | 0 | 0 | 0 | 0 | 0 | 0 | 0 | 0 | 0 | 0 | 0 | 0 | 0 | 0 | 0 | 0 | 0 | 0 | 0 | 0 | 0 | 0 | 0 | 0 | 0 | 0 | 0 | 0 | 0 | 0 | Greater_LA_Li_Battery_4hr | Greater_LA_Li_Battery_8hr | Greater_LA_Solar
PG&E Kern Study Area | Lakeview | LAKEVIEW |  | 70 | 4 | 0 | 0 | 0 | 0 | 0 | 0 | 0 | 0 | 0 | 0 | 0 | 0 | 0 | 0 | 0 | 0 | 0 | 0 | 0 | 0 | 0 | 0 | 0 | 0 | 0 | 0 | 0 | 0 | 0 | 0 | 0 | 0 | 0 | 0 | 0 | 0 | 0 | 0 | 0 | 0 | 0 | 0 | 0 | 0 | 0 | 0 | 0 | 0 | 0 | 0 | 0 | 0 | 0 | 0 | 0 | 0 | 0 | 0 | 0 | 0 | 0 | 0 | 0 | 0 | 0 | 0 | 0 | 0 | 0 | 0 | 0 | 0 | 0 | 0 | 0 | 0 | 1 | 0 | 0 | 0 | 0 | 0 | 0 | 0 | 1 | 1 | 1 | 0 | 0 | 0 | 0 | 0 | 0 | 0 | 0 | 0 | 0 | 0 | 0 | 0 | 0 | 0 | 0 | 0 | 0 | 0 | 0 | 0 | 0 | Southern_PGAE_Li_Battery_4hr | Southern_PGAE_Li_Battery_8hr | Southern_PGAE_Solar
PG&E North of Greater Bay Study Area | Lakeville | LAKEVILLE |  | 230 | 9 | 0 | 0 | 0 | 0 | 0 | 0 | 0 | 0 | 0 | 0 | 0 | 0 | 0 | 0 | 0 | 0 | 0 | 0 | 0 | 0 | 0 | 0 | 0 | 0 | 0 | 0 | 0 | 0 | 0 | 0 | 0 | 0 | 0 | 0 | 0 | 0 | 0 | 0 | 0 | 0 | 0 | 0 | 0 | 1 | 1 | 0 | 0 | 0 | 0 | 0 | 0 | 0 | 0 | 0 | 0 | 0 | 1 | 1 | 1 | 1 | 1 | 0 | 0 | 0 | 0 | 0 | 0 | 0 | 0 | 0 | 0 | 0 | 0 | 1 | 1 | 0 | 0 | 0 | 0 | 0 | 0 | 0 | 0 | 0 | 0 | 0 | 0 | 0 | 0 | 0 | 0 | 0 | 0 | 0 | 0 | 0 | 0 | 0 | 0 | 0 | 0 | 0 | 0 | 0 | 0 | 0 | 0 | 0 | 0 | Northern_California_Li_Battery_4hr | Northern_California_Li_Battery_8hr | Northern_California_Solar | Northern_California_Geothermal | Northern_California_Wind
PG&E North of Greater Bay Study Area | Lakeville | LAKEVILLE |  | 115 | 11 | 0 | 0 | 0 | 0 | 0 | 0 | 0 | 0 | 0 | 0 | 0 | 0 | 0 | 0 | 0 | 0 | 0 | 0 | 0 | 0 | 0 | 0 | 0 | 0 | 0 | 0 | 0 | 0 | 0 | 0 | 0 | 0 | 0 | 0 | 0 | 0 | 0 | 0 | 0 | 0 | 0 | 0 | 0 | 1 | 1 | 0 | 1 | 0 | 0 | 0 | 0 | 0 | 0 | 0 | 0 | 0 | 1 | 1 | 1 | 1 | 1 | 0 | 0 | 0 | 1 | 0 | 0 | 0 | 0 | 0 | 0 | 0 | 0 | 1 | 1 | 0 | 0 | 0 | 0 | 0 | 0 | 0 | 0 | 0 | 0 | 0 | 0 | 0 | 0 | 0 | 0 | 0 | 0 | 0 | 0 | 0 | 0 | 0 | 0 | 0 | 0 | 0 | 0 | 0 | 0 | 0 | 0 | 0 | 0 | Northern_California_Li_Battery_4hr | Northern_California_Li_Battery_8hr | Northern_California_Solar | Northern_California_Geothermal | Northern_California_Wind
PG&E North of Greater Bay Study Area | Lambie | LAMBIE |  | 230 | 8 | 0 | 0 | 0 | 0 | 0 | 0 | 0 | 0 | 0 | 0 | 0 | 0 | 0 | 0 | 0 | 0 | 0 | 0 | 0 | 0 | 0 | 0 | 0 | 0 | 0 | 0 | 0 | 0 | 0 | 0 | 0 | 0 | 0 | 0 | 0 | 0 | 0 | 0 | 0 | 0 | 0 | 0 | 0 | 0 | 1 | 0 | 0 | 0 | 0 | 0 | 0 | 0 | 0 | 0 | 0 | 0 | 0 | 0 | 1 | 1 | 1 | 0 | 0 | 1 | 1 | 0 | 0 | 0 | 0 | 0 | 0 | 0 | 0 | 1 | 1 | 0 | 0 | 0 | 0 | 0 | 0 | 0 | 0 | 0 | 0 | 0 | 0 | 0 | 0 | 0 | 0 | 0 | 0 | 0 | 0 | 0 | 0 | 0 | 0 | 0 | 0 | 0 | 0 | 0 | 0 | 0 | 0 | 0 | 0 | Northern_California_Li_Battery_4hr | Northern_California_Li_Battery_8hr | Northern_California_Solar | Northern_California_Geothermal | Solano_Wind
PG&E Greater Bay Study Area | Lammers | LAMMERS |  | 115 | 6 | 0 | 0 | 0 | 0 | 0 | 0 | 0 | 0 | 0 | 0 | 0 | 0 | 0 | 0 | 0 | 0 | 0 | 0 | 0 | 0 | 0 | 0 | 0 | 0 | 0 | 0 | 0 | 0 | 0 | 0 | 0 | 0 | 0 | 0 | 0 | 0 | 0 | 0 | 0 | 0 | 0 | 0 | 0 | 0 | 0 | 0 | 0 | 0 | 0 | 0 | 1 | 0 | 0 | 0 | 0 | 0 | 0 | 0 | 0 | 0 | 1 | 0 | 1 | 0 | 1 | 0 | 0 | 0 | 1 | 0 | 0 | 0 | 0 | 1 | 0 | 0 | 0 | 0 | 0 | 0 | 0 | 0 | 0 | 0 | 0 | 0 | 0 | 0 | 0 | 0 | 0 | 0 | 0 | 0 | 0 | 0 | 0 | 0 | 0 | 0 | 0 | 0 | 0 | 0 | 0 | 0 | 0 | 0 | 0 | Northern_California_Li_Battery_4hr | Northern_California_Li_Battery_8hr | Northern_California_Solar
PG&E Kern Study Area | Lamont | LAMONT |  | 115 | 7 | 0 | 0 | 0 | 0 | 0 | 0 | 0 | 0 | 0 | 0 | 0 | 0 | 0 | 0 | 0 | 0 | 0 | 0 | 0 | 0 | 0 | 0 | 0 | 0 | 0 | 0 | 0 | 0 | 0 | 0 | 0 | 0 | 0 | 0 | 0 | 0 | 0 | 0 | 0 | 0 | 0 | 0 | 0 | 0 | 0 | 0 | 0 | 0 | 0 | 0 | 0 | 0 | 0 | 0 | 0 | 0 | 0 | 0 | 0 | 0 | 0 | 0 | 0 | 0 | 0 | 0 | 0 | 0 | 0 | 0 | 0 | 0 | 0 | 0 | 0 | 0 | 1 | 0 | 1 | 0 | 1 | 1 | 0 | 1 | 0 | 1 | 1 | 0 | 0 | 0 | 0 | 0 | 0 | 0 | 0 | 0 | 0 | 0 | 0 | 0 | 0 | 0 | 0 | 0 | 0 | 0 | 0 | 0 | 0 | Southern_PGAE_Li_Battery_4hr | Southern_PGAE_Li_Battery_8hr | Southern_PGAE_Solar
PG&E Fresno Study Area | Las Aguilas | LAS AGUILAS |  | 230 | 8 | 0 | 0 | 0 | 0 | 0 | 0 | 0 | 0 | 0 | 0 | 0 | 0 | 0 | 0 | 0 | 0 | 0 | 0 | 0 | 0 | 0 | 0 | 0 | 0 | 0 | 0 | 0 | 0 | 0 | 0 | 0 | 0 | 0 | 0 | 0 | 0 | 0 | 0 | 0 | 0 | 0 | 0 | 0 | 0 | 0 | 0 | 0 | 0 | 0 | 0 | 0 | 0 | 0 | 0 | 0 | 0 | 0 | 0 | 0 | 0 | 0 | 0 | 0 | 0 | 0 | 0 | 0 | 0 | 0 | 0 | 0 | 0 | 0 | 0 | 0 | 0 | 1 | 0 | 0 | 0 | 0 | 0 | 0 | 0 | 0 | 1 | 1 | 0 | 0 | 0 | 0 | 1 | 1 | 1 | 0 | 0 | 0 | 0 | 0 | 0 | 0 | 0 | 0 | 0 | 1 | 0 | 1 | 0 | 0 | Southern_PGAE_Li_Battery_4hr | Southern_PGAE_Li_Battery_8hr | Southern_PGAE_Solar
East of Pisgah Study Area | Lathrop | LATHROP |  | 138 | 5 | 0 | 0 | 0 | 0 | 0 | 0 | 0 | 0 | 0 | 0 | 0 | 0 | 0 | 0 | 0 | 0 | 0 | 0 | 0 | 1 | 0 | 1 | 0 | 0 | 0 | 0 | 1 | 1 | 1 | 0 | 0 | 0 | 0 | 0 | 0 | 0 | 0 | 0 | 0 | 0 | 0 | 0 | 0 | 0 | 0 | 0 | 0 | 0 | 0 | 0 | 0 | 0 | 0 | 0 | 0 | 0 | 0 | 0 | 0 | 0 | 0 | 0 | 0 | 0 | 0 | 0 | 0 | 0 | 0 | 0 | 0 | 0 | 0 | 0 | 0 | 0 | 0 | 0 | 0 | 0 | 0 | 0 | 0 | 0 | 0 | 0 | 0 | 0 | 0 | 0 | 0 | 0 | 0 | 0 | 0 | 0 | 0 | 0 | 0 | 0 | 0 | 0 | 0 | 0 | 0 | 0 | 0 | 0 | 0 | Southern_NV_Eldorado_Li_Battery_4hr | Southern_NV_Eldorado_Li_Battery_8hr | Southern_NV_Eldorado_Solar | Central_Nevada_Geothermal | Southern_NV_Eldorado_Wind
PG&E Fresno Study Area | Le Grand | LE GRAND |  | 115 | 16 | 0 | 0 | 0 | 0 | 0 | 0 | 0 | 0 | 0 | 0 | 0 | 0 | 0 | 0 | 0 | 0 | 0 | 0 | 0 | 0 | 0 | 0 | 0 | 0 | 0 | 0 | 0 | 0 | 0 | 0 | 0 | 0 | 0 | 0 | 0 | 0 | 0 | 0 | 0 | 0 | 0 | 0 | 0 | 0 | 0 | 0 | 0 | 0 | 0 | 0 | 1 | 0 | 0 | 0 | 0 | 0 | 0 | 0 | 0 | 0 | 0 | 0 | 0 | 0 | 0 | 0 | 0 | 0 | 0 | 0 | 0 | 0 | 0 | 0 | 0 | 0 | 1 | 0 | 0 | 0 | 0 | 0 | 0 | 0 | 0 | 1 | 1 | 0 | 1 | 1 | 1 | 1 | 1 | 1 | 0 | 1 | 0 | 0 | 1 | 1 | 1 | 0 | 1 | 0 | 0 | 0 | 1 | 0 | 0 | Southern_PGAE_Li_Battery_4hr | Southern_PGAE_Li_Battery_8hr | Southern_PGAE_Solar
PG&E Kern Study Area | Lerdo | LERDO |  | 115 | 3 | 0 | 0 | 0 | 0 | 0 | 0 | 0 | 0 | 0 | 0 | 0 | 0 | 0 | 0 | 0 | 0 | 0 | 0 | 0 | 0 | 0 | 0 | 0 | 0 | 0 | 0 | 0 | 0 | 0 | 0 | 0 | 0 | 0 | 0 | 0 | 0 | 0 | 0 | 0 | 0 | 0 | 0 | 0 | 0 | 0 | 0 | 0 | 0 | 0 | 0 | 0 | 0 | 0 | 0 | 0 | 0 | 0 | 0 | 0 | 0 | 0 | 0 | 0 | 0 | 0 | 0 | 0 | 0 | 0 | 0 | 0 | 0 | 0 | 0 | 0 | 0 | 0 | 0 | 1 | 0 | 0 | 0 | 1 | 1 | 0 | 0 | 0 | 0 | 0 | 0 | 0 | 0 | 0 | 0 | 0 | 0 | 0 | 0 | 0 | 0 | 0 | 0 | 0 | 0 | 0 | 0 | 0 | 0 | 0 | Southern_PGAE_Li_Battery_4hr | Southern_PGAE_Li_Battery_8hr | Southern_PGAE_Solar
SCE Metro Study Area | Lewis | LEWIS |  | 230 | 1 | 0 | 0 | 0 | 0 | 0 | 0 | 0 | 0 | 0 | 0 | 0 | 0 | 1 | 0 | 0 | 0 | 0 | 0 | 0 | 0 | 0 | 0 | 0 | 0 | 0 | 0 | 0 | 0 | 0 | 0 | 0 | 0 | 0 | 0 | 0 | 0 | 0 | 0 | 0 | 0 | 0 | 0 | 0 | 0 | 0 | 0 | 0 | 0 | 0 | 0 | 0 | 0 | 0 | 0 | 0 | 0 | 0 | 0 | 0 | 0 | 0 | 0 | 0 | 0 | 0 | 0 | 0 | 0 | 0 | 0 | 0 | 0 | 0 | 0 | 0 | 0 | 0 | 0 | 0 | 0 | 0 | 0 | 0 | 0 | 0 | 0 | 0 | 0 | 0 | 0 | 0 | 0 | 0 | 0 | 0 | 0 | 0 | 0 | 0 | 0 | 0 | 0 | 0 | 0 | 0 | 0 | 0 | 0 | 0 | Greater_LA_Li_Battery_4hr | Greater_LA_Li_Battery_8hr | Greater_LA_Solar
SCE Metro Study Area | Lighthipe | LIGHTPIPE |  | 230 | 3 | 0 | 0 | 0 | 0 | 0 | 0 | 0 | 0 | 0 | 0 | 1 | 1 | 1 | 0 | 0 | 0 | 0 | 0 | 0 | 0 | 0 | 0 | 0 | 0 | 0 | 0 | 0 | 0 | 0 | 0 | 0 | 0 | 0 | 0 | 0 | 0 | 0 | 0 | 0 | 0 | 0 | 0 | 0 | 0 | 0 | 0 | 0 | 0 | 0 | 0 | 0 | 0 | 0 | 0 | 0 | 0 | 0 | 0 | 0 | 0 | 0 | 0 | 0 | 0 | 0 | 0 | 0 | 0 | 0 | 0 | 0 | 0 | 0 | 0 | 0 | 0 | 0 | 0 | 0 | 0 | 0 | 0 | 0 | 0 | 0 | 0 | 0 | 0 | 0 | 0 | 0 | 0 | 0 | 0 | 0 | 0 | 0 | 0 | 0 | 0 | 0 | 0 | 0 | 0 | 0 | 0 | 0 | 0 | 0 | Greater_LA_Li_Battery_4hr | Greater_LA_Li_Battery_8hr | Greater_LA_Solar
PG&E North of Greater Bay Study Area | Lincoln | LINCOLN (PGE) |  | 115 | 9 | 0 | 0 | 0 | 0 | 0 | 0 | 0 | 0 | 0 | 0 | 0 | 0 | 0 | 0 | 0 | 0 | 0 | 0 | 0 | 0 | 0 | 0 | 0 | 0 | 0 | 0 | 0 | 0 | 0 | 0 | 0 | 0 | 0 | 0 | 0 | 0 | 0 | 0 | 0 | 0 | 0 | 0 | 0 | 0 | 1 | 1 | 0 | 1 | 0 | 1 | 1 | 1 | 1 | 0 | 0 | 0 | 0 | 0 | 0 | 0 | 0 | 0 | 0 | 0 | 1 | 1 | 0 | 0 | 0 | 0 | 0 | 0 | 0 | 0 | 0 | 0 | 0 | 0 | 0 | 0 | 0 | 0 | 0 | 0 | 0 | 0 | 0 | 0 | 0 | 0 | 0 | 0 | 0 | 0 | 0 | 0 | 0 | 0 | 0 | 0 | 0 | 0 | 0 | 0 | 0 | 0 | 0 | 0 | 0 | Northern_California_Li_Battery_4hr | Northern_California_Li_Battery_8hr | Northern_California_Solar | Northern_California_Geothermal | Northern_California_Wind
PG&E Kern Study Area | Live Oak | LIVE OAK |  | 115 | 10 | 0 | 0 | 0 | 0 | 0 | 0 | 0 | 0 | 0 | 0 | 0 | 0 | 0 | 0 | 0 | 0 | 0 | 0 | 0 | 0 | 0 | 0 | 0 | 0 | 0 | 0 | 0 | 0 | 0 | 0 | 0 | 0 | 0 | 0 | 0 | 0 | 0 | 0 | 0 | 0 | 0 | 0 | 0 | 0 | 1 | 0 | 0 | 0 | 0 | 1 | 1 | 1 | 1 | 0 | 0 | 0 | 0 | 0 | 0 | 0 | 0 | 0 | 0 | 0 | 1 | 1 | 0 | 0 | 0 | 0 | 0 | 0 | 0 | 0 | 0 | 0 | 0 | 0 | 1 | 0 | 0 | 0 | 1 | 1 | 0 | 0 | 0 | 0 | 0 | 0 | 0 | 0 | 0 | 0 | 0 | 0 | 0 | 0 | 0 | 0 | 0 | 0 | 0 | 0 | 0 | 0 | 0 | 0 | 0 | Southern_PGAE_Li_Battery_4hr | Southern_PGAE_Li_Battery_8hr | Southern_PGAE_Solar
PG&E Greater Bay Study Area | Llagas | LLAGAS |  | 115 | 5 | 0 | 0 | 0 | 0 | 0 | 0 | 0 | 0 | 0 | 0 | 0 | 0 | 0 | 0 | 0 | 0 | 0 | 0 | 0 | 0 | 0 | 0 | 0 | 0 | 0 | 0 | 0 | 0 | 0 | 0 | 0 | 0 | 0 | 0 | 0 | 0 | 0 | 0 | 0 | 0 | 0 | 0 | 0 | 0 | 0 | 0 | 0 | 0 | 0 | 0 | 0 | 0 | 0 | 0 | 0 | 0 | 0 | 1 | 0 | 0 | 1 | 0 | 0 | 0 | 1 | 0 | 0 | 0 | 0 | 0 | 0 | 1 | 1 | 0 | 0 | 0 | 0 | 0 | 0 | 0 | 0 | 0 | 0 | 0 | 0 | 0 | 0 | 0 | 0 | 0 | 0 | 0 | 0 | 0 | 0 | 0 | 0 | 0 | 0 | 0 | 0 | 0 | 0 | 0 | 0 | 0 | 0 | 0 | 0 | Northern_California_Li_Battery_4hr | Northern_California_Li_Battery_8hr | Northern_California_Solar
PG&E Greater Bay Study Area | Lockeford | LOCKEFORD |  | 230 | 3 | 0 | 0 | 0 | 0 | 0 | 0 | 0 | 0 | 0 | 0 | 0 | 0 | 0 | 0 | 0 | 0 | 0 | 0 | 0 | 0 | 0 | 0 | 0 | 0 | 0 | 0 | 0 | 0 | 0 | 0 | 0 | 0 | 0 | 0 | 0 | 0 | 0 | 0 | 0 | 0 | 0 | 0 | 0 | 0 | 0 | 0 | 0 | 0 | 0 | 0 | 1 | 0 | 0 | 0 | 0 | 0 | 0 | 0 | 0 | 0 | 0 | 0 | 0 | 0 | 1 | 1 | 0 | 0 | 0 | 0 | 0 | 0 | 0 | 0 | 0 | 0 | 0 | 0 | 0 | 0 | 0 | 0 | 0 | 0 | 0 | 0 | 0 | 0 | 0 | 0 | 0 | 0 | 0 | 0 | 0 | 0 | 0 | 0 | 0 | 0 | 0 | 0 | 0 | 0 | 0 | 0 | 0 | 0 | 0 | Northern_California_Li_Battery_4hr | Northern_California_Li_Battery_8hr | Northern_California_Solar
PG&E North of Greater Bay Study Area | Logan Creek | LOGAN CREEK |  | 230 | 2 | 0 | 0 | 0 | 0 | 0 | 0 | 0 | 0 | 0 | 0 | 0 | 0 | 0 | 0 | 0 | 0 | 0 | 0 | 0 | 0 | 0 | 0 | 0 | 0 | 0 | 0 | 0 | 0 | 0 | 0 | 0 | 0 | 0 | 0 | 0 | 0 | 0 | 0 | 0 | 0 | 0 | 0 | 0 | 0 | 1 | 0 | 0 | 0 | 0 | 0 | 0 | 0 | 0 | 0 | 0 | 0 | 0 | 0 | 0 | 0 | 0 | 0 | 0 | 0 | 0 | 0 | 0 | 0 | 0 | 0 | 0 | 0 | 0 | 0 | 1 | 0 | 0 | 0 | 0 | 0 | 0 | 0 | 0 | 0 | 0 | 0 | 0 | 0 | 0 | 0 | 0 | 0 | 0 | 0 | 0 | 0 | 0 | 0 | 0 | 0 | 0 | 0 | 0 | 0 | 0 | 0 | 0 | 0 | 0 | Northern_California_Li_Battery_4hr | Northern_California_Li_Battery_8hr | Northern_California_Solar | Northern_California_Geothermal | Northern_California_Wind
PG&E Greater Bay Study Area | Lonetree | LONE TREE |  | 230 | 7 | 0 | 0 | 0 | 0 | 0 | 0 | 0 | 0 | 0 | 0 | 0 | 0 | 0 | 0 | 0 | 0 | 0 | 0 | 0 | 0 | 0 | 0 | 0 | 0 | 0 | 0 | 0 | 0 | 0 | 0 | 0 | 0 | 0 | 0 | 0 | 0 | 0 | 0 | 0 | 0 | 0 | 0 | 0 | 0 | 1 | 0 | 0 | 0 | 0 | 0 | 0 | 0 | 0 | 0 | 0 | 0 | 0 | 0 | 1 | 1 | 1 | 0 | 0 | 1 | 1 | 0 | 0 | 0 | 0 | 0 | 0 | 0 | 0 | 1 | 0 | 0 | 0 | 0 | 0 | 0 | 0 | 0 | 0 | 0 | 0 | 0 | 0 | 0 | 0 | 0 | 0 | 0 | 0 | 0 | 0 | 0 | 0 | 0 | 0 | 0 | 0 | 0 | 0 | 0 | 0 | 0 | 0 | 0 | 0 | Northern_California_Li_Battery_4hr | Northern_California_Li_Battery_8hr | Northern_California_Solar
PG&E Fresno Study Area | Los Banos | LOS BANOS |  | 500 | 3 | 0 | 0 | 0 | 0 | 0 | 0 | 0 | 0 | 0 | 0 | 0 | 0 | 0 | 0 | 0 | 0 | 0 | 0 | 0 | 0 | 0 | 0 | 0 | 0 | 0 | 0 | 0 | 0 | 0 | 0 | 0 | 0 | 0 | 0 | 0 | 0 | 0 | 0 | 0 | 0 | 0 | 0 | 0 | 0 | 1 | 0 | 0 | 0 | 0 | 0 | 0 | 0 | 0 | 0 | 0 | 0 | 0 | 0 | 0 | 0 | 0 | 0 | 0 | 0 | 0 | 0 | 0 | 0 | 0 | 0 | 0 | 0 | 0 | 0 | 0 | 0 | 1 | 0 | 0 | 0 | 0 | 0 | 0 | 0 | 0 | 0 | 0 | 0 | 0 | 0 | 0 | 0 | 0 | 0 | 0 | 0 | 0 | 0 | 0 | 0 | 0 | 0 | 0 | 0 | 1 | 0 | 0 | 0 | 0 | Southern_PGAE_Li_Battery_4hr | Southern_PGAE_Li_Battery_8hr | Southern_PGAE_Solar |  | Central_Valley_North_Los_Banos_Wind
PG&E Fresno Study Area | Los Banos | LOS BANOS |  | 230 | 4 | 0 | 0 | 0 | 0 | 0 | 0 | 0 | 0 | 0 | 0 | 0 | 0 | 0 | 0 | 0 | 0 | 0 | 0 | 0 | 0 | 0 | 0 | 0 | 0 | 0 | 0 | 0 | 0 | 0 | 0 | 0 | 0 | 0 | 0 | 0 | 0 | 0 | 0 | 0 | 0 | 0 | 0 | 0 | 0 | 0 | 0 | 0 | 0 | 0 | 0 | 0 | 0 | 0 | 0 | 0 | 0 | 0 | 0 | 0 | 0 | 0 | 0 | 0 | 0 | 0 | 0 | 0 | 0 | 0 | 0 | 0 | 0 | 0 | 0 | 0 | 0 | 0 | 0 | 0 | 0 | 0 | 0 | 0 | 0 | 0 | 1 | 1 | 0 | 0 | 0 | 0 | 1 | 0 | 0 | 0 | 0 | 0 | 0 | 0 | 0 | 0 | 0 | 0 | 0 | 0 | 0 | 1 | 0 | 0 | Southern_PGAE_Li_Battery_4hr | Southern_PGAE_Li_Battery_8hr | Southern_PGAE_Solar |  | Central_Valley_North_Los_Banos_Wind
PG&E Fresno Study Area | New Sub - Los Banos - Midway (Proposed) | Lat" 36.483, Lon: -120.221 |  | 500 | 2 | 0 | 0 | 0 | 0 | 0 | 0 | 0 | 0 | 0 | 0 | 0 | 0 | 0 | 0 | 0 | 0 | 0 | 0 | 0 | 0 | 0 | 0 | 0 | 0 | 0 | 0 | 0 | 0 | 0 | 0 | 0 | 0 | 0 | 0 | 0 | 0 | 0 | 0 | 0 | 0 | 0 | 0 | 0 | 0 | 0 | 0 | 0 | 0 | 0 | 0 | 0 | 0 | 0 | 0 | 0 | 0 | 0 | 0 | 0 | 0 | 0 | 0 | 0 | 0 | 0 | 0 | 0 | 0 | 0 | 0 | 0 | 0 | 0 | 0 | 0 | 0 | 0 | 0 | 0 | 0 | 0 | 0 | 0 | 0 | 0 | 0 | 0 | 0 | 0 | 0 | 0 | 0 | 0 | 0 | 0 | 0 | 0 | 0 | 0 | 0 | 0 | 0 | 0 | 0 | 1 | 1 | 0 | 0 | 0 | Southern_PGAE_Li_Battery_4hr | Southern_PGAE_Li_Battery_8hr | Southern_PGAE_Solar
PG&E Greater Bay Study Area | Los Esteros | LOS ESTEROS |  | 230 | 7 | 0 | 0 | 0 | 0 | 0 | 0 | 0 | 0 | 0 | 0 | 0 | 0 | 0 | 0 | 0 | 0 | 0 | 0 | 0 | 0 | 0 | 0 | 0 | 0 | 0 | 0 | 0 | 0 | 0 | 0 | 0 | 0 | 0 | 0 | 0 | 0 | 0 | 0 | 0 | 0 | 0 | 0 | 0 | 0 | 0 | 0 | 0 | 0 | 0 | 0 | 0 | 0 | 0 | 0 | 0 | 0 | 0 | 1 | 0 | 0 | 1 | 0 | 0 | 0 | 1 | 0 | 0 | 0 | 0 | 1 | 1 | 1 | 0 | 1 | 0 | 0 | 0 | 0 | 0 | 0 | 0 | 0 | 0 | 0 | 0 | 0 | 0 | 0 | 0 | 0 | 0 | 0 | 0 | 0 | 0 | 0 | 0 | 0 | 0 | 0 | 0 | 0 | 0 | 0 | 0 | 0 | 0 | 0 | 0 | Northern_California_Li_Battery_4hr | Northern_California_Li_Battery_8hr | Northern_California_Solar
PG&E Greater Bay Study Area | Los Esteros | LOS ESTEROS |  | 115 | 6 | 0 | 0 | 0 | 0 | 0 | 0 | 0 | 0 | 0 | 0 | 0 | 0 | 0 | 0 | 0 | 0 | 0 | 0 | 0 | 0 | 0 | 0 | 0 | 0 | 0 | 0 | 0 | 0 | 0 | 0 | 0 | 0 | 0 | 0 | 0 | 0 | 0 | 0 | 0 | 0 | 0 | 0 | 0 | 0 | 0 | 0 | 0 | 0 | 0 | 0 | 0 | 0 | 0 | 0 | 0 | 0 | 0 | 0 | 0 | 0 | 1 | 0 | 0 | 0 | 1 | 0 | 0 | 0 | 0 | 1 | 1 | 1 | 0 | 1 | 0 | 0 | 0 | 0 | 0 | 0 | 0 | 0 | 0 | 0 | 0 | 0 | 0 | 0 | 0 | 0 | 0 | 0 | 0 | 0 | 0 | 0 | 0 | 0 | 0 | 0 | 0 | 0 | 0 | 0 | 0 | 0 | 0 | 0 | 0 | Northern_California_Li_Battery_4hr | Northern_California_Li_Battery_8hr | Northern_California_Solar
PG&E Greater Bay Study Area | Los Positas | LAS POSITAS |  | 230 | 7 | 0 | 0 | 0 | 0 | 0 | 0 | 0 | 0 | 0 | 0 | 0 | 0 | 0 | 0 | 0 | 0 | 0 | 0 | 0 | 0 | 0 | 0 | 0 | 0 | 0 | 0 | 0 | 0 | 0 | 0 | 0 | 0 | 0 | 0 | 0 | 0 | 0 | 0 | 0 | 0 | 0 | 0 | 0 | 0 | 1 | 0 | 0 | 0 | 0 | 0 | 0 | 0 | 0 | 0 | 0 | 0 | 0 | 0 | 1 | 1 | 1 | 0 | 0 | 1 | 1 | 0 | 0 | 0 | 0 | 0 | 0 | 0 | 0 | 1 | 0 | 0 | 0 | 0 | 0 | 0 | 0 | 0 | 0 | 0 | 0 | 0 | 0 | 0 | 0 | 0 | 0 | 0 | 0 | 0 | 0 | 0 | 0 | 0 | 0 | 0 | 0 | 0 | 0 | 0 | 0 | 0 | 0 | 0 | 0 | Northern_California_Li_Battery_4hr | Northern_California_Li_Battery_8hr | Northern_California_Solar
SDG&E Study Area | Loveland |  |  | 69 | 3 | 0 | 0 | 0 | 0 | 0 | 0 | 0 | 0 | 0 | 0 | 0 | 0 | 0 | 0 | 0 | 0 | 0 | 0 | 0 | 0 | 0 | 0 | 0 | 0 | 0 | 0 | 0 | 0 | 0 | 0 | 1 | 1 | 0 | 1 | 0 | 0 | 0 | 0 | 0 | 0 | 0 | 0 | 0 | 0 | 0 | 0 | 0 | 0 | 0 | 0 | 0 | 0 | 0 | 0 | 0 | 0 | 0 | 0 | 0 | 0 | 0 | 0 | 0 | 0 | 0 | 0 | 0 | 0 | 0 | 0 | 0 | 0 | 0 | 0 | 0 | 0 | 0 | 0 | 0 | 0 | 0 | 0 | 0 | 0 | 0 | 0 | 0 | 0 | 0 | 0 | 0 | 0 | 0 | 0 | 0 | 0 | 0 | 0 | 0 | 0 | 0 | 0 | 0 | 0 | 0 | 0 | 0 | 0 | 0 | Greater_LA_Li_Battery_4hr | Greater_LA_Li_Battery_8hr | Greater_LA_Solar
SCE Metro Study Area | Lugo | LUGO |  | 500 | 1 | 0 | 0 | 0 | 0 | 0 | 0 | 0 | 0 | 0 | 0 | 0 | 0 | 1 | 0 | 0 | 0 | 0 | 0 | 0 | 0 | 0 | 0 | 0 | 0 | 0 | 0 | 0 | 0 | 0 | 0 | 0 | 0 | 0 | 0 | 0 | 0 | 0 | 0 | 0 | 0 | 0 | 0 | 0 | 0 | 0 | 0 | 0 | 0 | 0 | 0 | 0 | 0 | 0 | 0 | 0 | 0 | 0 | 0 | 0 | 0 | 0 | 0 | 0 | 0 | 0 | 0 | 0 | 0 | 0 | 0 | 0 | 0 | 0 | 0 | 0 | 0 | 0 | 0 | 0 | 0 | 0 | 0 | 0 | 0 | 0 | 0 | 0 | 0 | 0 | 0 | 0 | 0 | 0 | 0 | 0 | 0 | 0 | 0 | 0 | 0 | 0 | 0 | 0 | 0 | 0 | 0 | 0 | 0 | 0 | Greater_LA_Li_Battery_4hr | Greater_LA_Li_Battery_8hr | Greater_LA_Solar
SCE North of Lugo Study Area | Lugo | LUGO |  | 230 | 1 | 0 | 0 | 0 | 0 | 0 | 0 | 0 | 0 | 0 | 0 | 0 | 0 | 0 | 0 | 0 | 0 | 1 | 0 | 0 | 0 | 0 | 0 | 0 | 0 | 0 | 0 | 0 | 0 | 0 | 0 | 0 | 0 | 0 | 0 | 0 | 0 | 0 | 0 | 0 | 0 | 0 | 0 | 0 | 0 | 0 | 0 | 0 | 0 | 0 | 0 | 0 | 0 | 0 | 0 | 0 | 0 | 0 | 0 | 0 | 0 | 0 | 0 | 0 | 0 | 0 | 0 | 0 | 0 | 0 | 0 | 0 | 0 | 0 | 0 | 0 | 0 | 0 | 0 | 0 | 0 | 0 | 0 | 0 | 0 | 0 | 0 | 0 | 0 | 0 | 0 | 0 | 0 | 0 | 0 | 0 | 0 | 0 | 0 | 0 | 0 | 0 | 0 | 0 | 0 | 0 | 0 | 0 | 0 | 0 | Greater_Kramer_Li_Battery_4hr | Greater_Kramer_Li_Battery_8hr | Greater_Kramer_Solar | Inyokern_North_Kramer_Geothermal | Greater_Kramer_Wind
SCE North of Lugo Study Area | New Sub - Lugo - Pisgah (Proposed) | COTTONWOOD (SCE) |  | 230 | 2 | 0 | 0 | 0 | 0 | 0 | 0 | 0 | 0 | 0 | 0 | 0 | 0 | 0 | 0 | 0 | 0 | 1 | 1 | 0 | 0 | 0 | 0 | 0 | 0 | 0 | 0 | 0 | 0 | 0 | 0 | 0 | 0 | 0 | 0 | 0 | 0 | 0 | 0 | 0 | 0 | 0 | 0 | 0 | 0 | 0 | 0 | 0 | 0 | 0 | 0 | 0 | 0 | 0 | 0 | 0 | 0 | 0 | 0 | 0 | 0 | 0 | 0 | 0 | 0 | 0 | 0 | 0 | 0 | 0 | 0 | 0 | 0 | 0 | 0 | 0 | 0 | 0 | 0 | 0 | 0 | 0 | 0 | 0 | 0 | 0 | 0 | 0 | 0 | 0 | 0 | 0 | 0 | 0 | 0 | 0 | 0 | 0 | 0 | 0 | 0 | 0 | 0 | 0 | 0 | 0 | 0 | 0 | 0 | 0 | Greater_Kramer_Li_Battery_4hr | Greater_Kramer_Li_Battery_8hr | Greater_Kramer_Solar | Inyokern_North_Kramer_Geothermal | Greater_Kramer_Wind
PG&E North of Greater Bay Study Area | Madison | MADISON (PGE) |  | 115 | 5 | 0 | 0 | 0 | 0 | 0 | 0 | 0 | 0 | 0 | 0 | 0 | 0 | 0 | 0 | 0 | 0 | 0 | 0 | 0 | 0 | 0 | 0 | 0 | 0 | 0 | 0 | 0 | 0 | 0 | 0 | 0 | 0 | 0 | 0 | 0 | 0 | 0 | 0 | 0 | 0 | 0 | 0 | 0 | 0 | 1 | 0 | 0 | 0 | 0 | 0 | 0 | 0 | 0 | 0 | 0 | 0 | 0 | 0 | 1 | 1 | 1 | 0 | 0 | 0 | 0 | 0 | 0 | 0 | 0 | 0 | 0 | 0 | 0 | 0 | 1 | 0 | 0 | 0 | 0 | 0 | 0 | 0 | 0 | 0 | 0 | 0 | 0 | 0 | 0 | 0 | 0 | 0 | 0 | 0 | 0 | 0 | 0 | 0 | 0 | 0 | 0 | 0 | 0 | 0 | 0 | 0 | 0 | 0 | 0 | Northern_California_Li_Battery_4hr | Northern_California_Li_Battery_8hr | Northern_California_Solar | Northern_California_Geothermal
SCE Northern Area | Magunden | MAGUNDEN |  | 230 | 7 | 1 | 1 | 1 | 0 | 0 | 1 | 1 | 1 | 0 | 0 | 0 | 0 | 0 | 0 | 0 | 0 | 0 | 0 | 0 | 0 | 0 | 0 | 0 | 0 | 0 | 0 | 0 | 0 | 1 | 0 | 0 | 0 | 0 | 0 | 0 | 0 | 0 | 0 | 0 | 0 | 0 | 0 | 0 | 0 | 0 | 0 | 0 | 0 | 0 | 0 | 0 | 0 | 0 | 0 | 0 | 0 | 0 | 0 | 0 | 0 | 0 | 0 | 0 | 0 | 0 | 0 | 0 | 0 | 0 | 0 | 0 | 0 | 0 | 0 | 0 | 0 | 0 | 0 | 0 | 0 | 0 | 0 | 0 | 0 | 0 | 0 | 0 | 0 | 0 | 0 | 0 | 0 | 0 | 0 | 0 | 0 | 0 | 0 | 0 | 0 | 0 | 0 | 0 | 0 | 0 | 0 | 0 | 0 | 0 | Tehachapi_Li_Battery_4hr | Tehachapi_Li_Battery_8hr | Tehachapi_Solar |  | Tehachapi_Wind
PG&E Kern Study Area | Magunden | MAGUNDEN |  | 115 | 5 | 0 | 0 | 0 | 0 | 0 | 0 | 0 | 0 | 0 | 0 | 0 | 0 | 0 | 0 | 0 | 0 | 0 | 0 | 0 | 0 | 0 | 0 | 0 | 0 | 0 | 0 | 0 | 0 | 0 | 0 | 0 | 0 | 0 | 0 | 0 | 0 | 0 | 0 | 0 | 0 | 0 | 0 | 0 | 0 | 0 | 0 | 0 | 0 | 0 | 0 | 0 | 0 | 0 | 0 | 0 | 0 | 0 | 0 | 0 | 0 | 0 | 0 | 0 | 0 | 0 | 0 | 0 | 0 | 0 | 0 | 0 | 0 | 0 | 0 | 0 | 0 | 1 | 0 | 1 | 0 | 0 | 0 | 0 | 1 | 0 | 1 | 1 | 0 | 0 | 0 | 0 | 0 | 0 | 0 | 0 | 0 | 0 | 0 | 0 | 0 | 0 | 0 | 0 | 0 | 0 | 0 | 0 | 0 | 0 | Southern_PGAE_Li_Battery_4hr | Southern_PGAE_Li_Battery_8hr | Southern_PGAE_Solar
PG&E North of Greater Bay Study Area | Malin |  |  | 500 | 1 | 0 | 0 | 0 | 0 | 0 | 0 | 0 | 0 | 0 | 0 | 0 | 0 | 0 | 0 | 0 | 0 | 0 | 0 | 0 | 0 | 0 | 0 | 0 | 0 | 0 | 0 | 0 | 0 | 0 | 0 | 0 | 0 | 0 | 0 | 0 | 0 | 0 | 0 | 0 | 0 | 0 | 0 | 0 | 0 | 1 | 0 | 0 | 0 | 0 | 0 | 0 | 0 | 0 | 0 | 0 | 0 | 0 | 0 | 0 | 0 | 0 | 0 | 0 | 0 | 0 | 0 | 0 | 0 | 0 | 0 | 0 | 0 | 0 | 0 | 0 | 0 | 0 | 0 | 0 | 0 | 0 | 0 | 0 | 0 | 0 | 0 | 0 | 0 | 0 | 0 | 0 | 0 | 0 | 0 | 0 | 0 | 0 | 0 | 0 | 0 | 0 | 0 | 0 | 0 | 0 | 0 | 0 | 0 | 0 | Northern_California_Li_Battery_4hr | Northern_California_Li_Battery_8hr | Northern_California_Solar | Pacific_Northwest_Geothermal | Northern_California_Wind
SCE Northern Area | Mandalay |  |  | 230 | 4 | 0 | 0 | 1 | 0 | 1 | 0 | 1 | 0 | 0 | 0 | 0 | 0 | 0 | 0 | 0 | 0 | 0 | 0 | 0 | 0 | 0 | 0 | 0 | 0 | 0 | 0 | 0 | 0 | 1 | 0 | 0 | 0 | 0 | 0 | 0 | 0 | 0 | 0 | 0 | 0 | 0 | 0 | 0 | 0 | 0 | 0 | 0 | 0 | 0 | 0 | 0 | 0 | 0 | 0 | 0 | 0 | 0 | 0 | 0 | 0 | 0 | 0 | 0 | 0 | 0 | 0 | 0 | 0 | 0 | 0 | 0 | 0 | 0 | 0 | 0 | 0 | 0 | 0 | 0 | 0 | 0 | 0 | 0 | 0 | 0 | 0 | 0 | 0 | 0 | 0 | 0 | 0 | 0 | 0 | 0 | 0 | 0 | 0 | 0 | 0 | 0 | 0 | 0 | 0 | 0 | 0 | 0 | 0 | 0 | Greater_LA_Li_Battery_4hr | Greater_LA_Li_Battery_8hr | Greater_LA_Solar
PG&E Fresno Study Area | Manning | MANNING |  | 500 | 5 | 0 | 0 | 0 | 0 | 0 | 0 | 0 | 0 | 0 | 0 | 0 | 0 | 0 | 0 | 0 | 0 | 0 | 0 | 0 | 0 | 0 | 0 | 0 | 0 | 0 | 0 | 0 | 0 | 0 | 0 | 0 | 0 | 0 | 0 | 0 | 0 | 0 | 0 | 0 | 0 | 0 | 0 | 0 | 0 | 0 | 0 | 0 | 0 | 0 | 0 | 0 | 0 | 0 | 0 | 0 | 0 | 0 | 0 | 0 | 0 | 0 | 0 | 0 | 0 | 0 | 0 | 0 | 0 | 0 | 0 | 0 | 0 | 0 | 0 | 0 | 0 | 1 | 0 | 0 | 0 | 0 | 0 | 0 | 0 | 0 | 0 | 1 | 0 | 0 | 0 | 0 | 1 | 1 | 0 | 0 | 0 | 0 | 0 | 0 | 0 | 0 | 0 | 0 | 0 | 0 | 1 | 0 | 0 | 0 | Southern_PGAE_Li_Battery_4hr | Southern_PGAE_Li_Battery_8hr | Southern_PGAE_Solar |  | Central_Valley_North_Los_Banos_Wind
PG&E Fresno Study Area | Manning | MANNING |  | 230 | 13 | 0 | 0 | 0 | 0 | 0 | 0 | 0 | 0 | 0 | 0 | 0 | 0 | 0 | 0 | 0 | 0 | 0 | 0 | 0 | 0 | 0 | 0 | 0 | 0 | 0 | 0 | 0 | 0 | 0 | 0 | 0 | 0 | 0 | 0 | 0 | 0 | 0 | 0 | 0 | 0 | 0 | 0 | 0 | 0 | 0 | 0 | 0 | 0 | 0 | 0 | 0 | 0 | 0 | 0 | 0 | 0 | 0 | 0 | 0 | 0 | 0 | 0 | 0 | 0 | 0 | 0 | 0 | 0 | 0 | 0 | 0 | 0 | 0 | 0 | 0 | 0 | 1 | 0 | 0 | 0 | 0 | 0 | 0 | 0 | 0 | 1 | 1 | 1 | 1 | 0 | 1 | 1 | 1 | 0 | 1 | 1 | 0 | 0 | 1 | 0 | 0 | 0 | 0 | 0 | 0 | 1 | 1 | 0 | 0 | Southern_PGAE_Li_Battery_4hr | Southern_PGAE_Li_Battery_8hr | Southern_PGAE_Solar |  | Central_Valley_North_Los_Banos_Wind
PG&E Greater Bay Study Area | Manteca | MANTECA |  | 115 | 2 | 0 | 0 | 0 | 0 | 0 | 0 | 0 | 0 | 0 | 0 | 0 | 0 | 0 | 0 | 0 | 0 | 0 | 0 | 0 | 0 | 0 | 0 | 0 | 0 | 0 | 0 | 0 | 0 | 0 | 0 | 0 | 0 | 0 | 0 | 0 | 0 | 0 | 0 | 0 | 0 | 0 | 0 | 0 | 0 | 0 | 0 | 0 | 0 | 0 | 0 | 0 | 0 | 0 | 0 | 0 | 0 | 0 | 0 | 0 | 0 | 0 | 0 | 1 | 0 | 0 | 0 | 0 | 0 | 1 | 0 | 0 | 0 | 0 | 0 | 0 | 0 | 0 | 0 | 0 | 0 | 0 | 0 | 0 | 0 | 0 | 0 | 0 | 0 | 0 | 0 | 0 | 0 | 0 | 0 | 0 | 0 | 0 | 0 | 0 | 0 | 0 | 0 | 0 | 0 | 0 | 0 | 0 | 0 |  | Northern_California_Li_Battery_4hr | Northern_California_Li_Battery_8hr | Northern_California_Solar
SDG&E Study Area | Margarita | MARGARITA |  | 138 | 3 | 0 | 0 | 0 | 0 | 0 | 0 | 0 | 0 | 0 | 0 | 0 | 0 | 0 | 0 | 0 | 0 | 0 | 0 | 0 | 0 | 0 | 0 | 0 | 0 | 0 | 0 | 0 | 0 | 0 | 1 | 0 | 0 | 0 | 0 | 0 | 0 | 0 | 0 | 0 | 0 | 0 | 1 | 1 | 0 | 0 | 0 | 0 | 0 | 0 | 0 | 0 | 0 | 0 | 0 | 0 | 0 | 0 | 0 | 0 | 0 | 0 | 0 | 0 | 0 | 0 | 0 | 0 | 0 | 0 | 0 | 0 | 0 | 0 | 0 | 0 | 0 | 0 | 0 | 0 | 0 | 0 | 0 | 0 | 0 | 0 | 0 | 0 | 0 | 0 | 0 | 0 | 0 | 0 | 0 | 0 | 0 | 0 | 0 | 0 | 0 | 0 | 0 | 0 | 0 | 0 | 0 | 0 | 0 | 0 | Greater_LA_Li_Battery_4hr | Greater_LA_Li_Battery_8hr | Greater_LA_Solar
PG&E Greater Bay Study Area | Mariposa | MARIPOSA (PGE) | G | 230 | 6 | 0 | 0 | 0 | 0 | 0 | 0 | 0 | 0 | 0 | 0 | 0 | 0 | 0 | 0 | 0 | 0 | 0 | 0 | 0 | 0 | 0 | 0 | 0 | 0 | 0 | 0 | 0 | 0 | 0 | 0 | 0 | 0 | 0 | 0 | 0 | 0 | 0 | 0 | 0 | 0 | 0 | 0 | 0 | 0 | 1 | 0 | 0 | 0 | 0 | 0 | 0 | 0 | 0 | 0 | 0 | 0 | 0 | 0 | 1 | 0 | 1 | 0 | 0 | 1 | 1 | 0 | 0 | 0 | 0 | 0 | 0 | 0 | 0 | 1 | 0 | 0 | 0 | 0 | 0 | 0 | 0 | 0 | 0 | 0 | 0 | 0 | 0 | 0 | 0 | 0 | 0 | 0 | 0 | 0 | 0 | 0 | 0 | 0 | 0 | 0 | 0 | 0 | 0 | 0 | 0 | 0 | 0 | 0 | 0 | Northern_California_Li_Battery_4hr | Northern_California_Li_Battery_8hr | Northern_California_Solar
PG&E Greater Bay Study Area | Martin |  |  | 115 | 3 | 0 | 0 | 0 | 0 | 0 | 0 | 0 | 0 | 0 | 0 | 0 | 0 | 0 | 0 | 0 | 0 | 0 | 0 | 0 | 0 | 0 | 0 | 0 | 0 | 0 | 0 | 0 | 0 | 0 | 0 | 0 | 0 | 0 | 0 | 0 | 0 | 0 | 0 | 0 | 0 | 0 | 0 | 0 | 0 | 0 | 0 | 0 | 0 | 0 | 0 | 0 | 0 | 0 | 0 | 0 | 0 | 0 | 1 | 0 | 0 | 1 | 0 | 0 | 0 | 0 | 0 | 0 | 0 | 0 | 0 | 0 | 0 | 0 | 1 | 0 | 0 | 0 | 0 | 0 | 0 | 0 | 0 | 0 | 0 | 0 | 0 | 0 | 0 | 0 | 0 | 0 | 0 | 0 | 0 | 0 | 0 | 0 | 0 | 0 | 0 | 0 | 0 | 0 | 0 | 0 | 0 | 0 | 0 | 0 | Northern_California_Li_Battery_4hr | Northern_California_Li_Battery_8hr | Northern_California_Solar
PG&E Greater Bay Study Area | Martin |  |  | 230 | 0 | [53 empty] | 0 | [54 empty] | 0 | Northern_California_Li_Battery_4hr | Northern_California_Li_Battery_8hr | Northern_California_Solar
PG&E Greater Bay Study Area | Martinez | MARTINEZ |  | 115 | 1 | 0 | 0 | 0 | 0 | 0 | 0 | 0 | 0 | 0 | 0 | 0 | 0 | 0 | 0 | 0 | 0 | 0 | 0 | 0 | 0 | 0 | 0 | 0 | 0 | 0 | 0 | 0 | 0 | 0 | 0 | 0 | 0 | 0 | 0 | 0 | 0 | 0 | 0 | 0 | 0 | 0 | 0 | 0 | 0 | 0 | 0 | 0 | 0 | 0 | 0 | 0 | 0 | 0 | 0 | 1 | 0 | 0 | 0 | 0 | 0 | 0 | 0 | 0 | 0 | 0 | 0 | 0 | 0 | 0 | 0 | 0 | 0 | 0 | 0 | 0 | 0 | 0 | 0 | 0 | 0 | 0 | 0 | 0 | 0 | 0 | 0 | 0 | 0 | 0 | 0 | 0 | 0 | 0 | 0 | 0 | 0 | 0 | 0 | 0 | 0 | 0 | 0 | 0 | 0 | 0 | 0 | 0 | 0 | 0 | Northern_California_Li_Battery_4hr | Northern_California_Li_Battery_8hr | Northern_California_Solar
PG&E Fresno Study Area | Mc Mullin | MC MULLIN |  | 230 | 16 | 0 | 0 | 0 | 0 | 0 | 0 | 0 | 0 | 0 | 0 | 0 | 0 | 0 | 0 | 0 | 0 | 0 | 0 | 0 | 0 | 0 | 0 | 0 | 0 | 0 | 0 | 0 | 0 | 0 | 0 | 0 | 0 | 0 | 0 | 0 | 0 | 0 | 0 | 0 | 0 | 0 | 0 | 0 | 0 | 0 | 0 | 0 | 0 | 0 | 0 | 1 | 0 | 0 | 0 | 0 | 0 | 0 | 0 | 0 | 0 | 0 | 0 | 0 | 0 | 0 | 0 | 0 | 0 | 0 | 0 | 0 | 0 | 0 | 0 | 0 | 0 | 1 | 0 | 0 | 0 | 0 | 0 | 0 | 0 | 0 | 1 | 1 | 0 | 1 | 1 | 1 | 1 | 1 | 1 | 1 | 1 | 0 | 0 | 1 | 1 | 0 | 0 | 1 | 0 | 0 | 0 | 1 | 0 | 0 | Southern_PGAE_Li_Battery_4hr | Southern_PGAE_Li_Battery_8hr | Southern_PGAE_Solar
PG&E Fresno Study Area | McCall | MCCALL |  | 230 | 16 | 0 | 0 | 0 | 0 | 0 | 0 | 0 | 0 | 0 | 0 | 0 | 0 | 0 | 0 | 0 | 0 | 0 | 0 | 0 | 0 | 0 | 0 | 0 | 0 | 0 | 0 | 0 | 0 | 0 | 0 | 0 | 0 | 0 | 0 | 0 | 0 | 0 | 0 | 0 | 0 | 0 | 0 | 0 | 0 | 0 | 0 | 0 | 0 | 0 | 0 | 1 | 0 | 0 | 0 | 0 | 0 | 0 | 0 | 0 | 0 | 0 | 0 | 0 | 0 | 0 | 0 | 0 | 0 | 0 | 0 | 0 | 0 | 0 | 0 | 0 | 0 | 1 | 0 | 0 | 0 | 0 | 0 | 0 | 0 | 0 | 1 | 1 | 1 | 1 | 1 | 1 | 1 | 1 | 1 | 1 | 1 | 0 | 0 | 1 | 1 | 0 | 0 | 1 | 0 | 0 | 0 | 0 | 0 | 0 | Southern_PGAE_Li_Battery_4hr | Southern_PGAE_Li_Battery_8hr | Southern_PGAE_Solar
East of Pisgah Study Area | McCullough (LDWP) | MCCULLOUGH |  | 500 | 1 | 0 | 0 | 0 | 0 | 0 | 0 | 0 | 0 | 0 | 0 | 0 | 0 | 0 | 0 | 0 | 0 | 0 | 0 | 0 | 0 | 0 | 0 | 0 | 0 | 0 | 0 | 0 | 0 | 1 | 0 | 0 | 0 | 0 | 0 | 0 | 0 | 0 | 0 | 0 | 0 | 0 | 0 | 0 | 0 | 0 | 0 | 0 | 0 | 0 | 0 | 0 | 0 | 0 | 0 | 0 | 0 | 0 | 0 | 0 | 0 | 0 | 0 | 0 | 0 | 0 | 0 | 0 | 0 | 0 | 0 | 0 | 0 | 0 | 0 | 0 | 0 | 0 | 0 | 0 | 0 | 0 | 0 | 0 | 0 | 0 | 0 | 0 | 0 | 0 | 0 | 0 | 0 | 0 | 0 | 0 | 0 | 0 | 0 | 0 | 0 | 0 | 0 | 0 | 0 | 0 | 0 | 0 | 0 | 0 | Southern_NV_Eldorado_Li_Battery_4hr | Southern_NV_Eldorado_Li_Battery_8hr | Southern_NV_Eldorado_Solar | Utah_Geothermal | Southern_NV_Eldorado_Wind
East of Pisgah Study Area | Mead | MEAD |  | 230 | 3 | 0 | 0 | 0 | 0 | 0 | 0 | 0 | 0 | 0 | 0 | 0 | 0 | 0 | 0 | 0 | 0 | 0 | 0 | 0 | 1 | 0 | 1 | 0 | 0 | 0 | 0 | 0 | 0 | 1 | 0 | 0 | 0 | 0 | 0 | 0 | 0 | 0 | 0 | 0 | 0 | 0 | 0 | 0 | 0 | 0 | 0 | 0 | 0 | 0 | 0 | 0 | 0 | 0 | 0 | 0 | 0 | 0 | 0 | 0 | 0 | 0 | 0 | 0 | 0 | 0 | 0 | 0 | 0 | 0 | 0 | 0 | 0 | 0 | 0 | 0 | 0 | 0 | 0 | 0 | 0 | 0 | 0 | 0 | 0 | 0 | 0 | 0 | 0 | 0 | 0 | 0 | 0 | 0 | 0 | 0 | 0 | 0 | 0 | 0 | 0 | 0 | 0 | 0 | 0 | 0 | 0 | 0 | 0 | 0 | Southern_NV_Eldorado_Li_Battery_4hr | Southern_NV_Eldorado_Li_Battery_8hr | Southern_NV_Eldorado_Solar | Utah_Geothermal | Southern_NV_Eldorado_Wind
PG&E Greater Bay Study Area | Melones | MELONES (PGE) |  | 115 | 1 | 0 | 0 | 0 | 0 | 0 | 0 | 0 | 0 | 0 | 0 | 0 | 0 | 0 | 0 | 0 | 0 | 0 | 0 | 0 | 0 | 0 | 0 | 0 | 0 | 0 | 0 | 0 | 0 | 0 | 0 | 0 | 0 | 0 | 0 | 0 | 0 | 0 | 0 | 0 | 0 | 0 | 0 | 0 | 0 | 0 | 0 | 0 | 0 | 0 | 0 | 0 | 0 | 0 | 0 | 0 | 0 | 0 | 0 | 0 | 0 | 0 | 0 | 1 | 0 | 0 | 0 | 0 | 0 | 0 | 0 | 0 | 0 | 0 | 0 | 0 | 0 | 0 | 0 | 0 | 0 | 0 | 0 | 0 | 0 | 0 | 0 | 0 | 0 | 0 | 0 | 0 | 0 | 0 | 0 | 0 | 0 | 0 | 0 | 0 | 0 | 0 | 0 | 0 | 0 | 0 | 0 | 0 | 0 | 0 | Northern_California_Li_Battery_4hr | Northern_California_Li_Battery_8hr | Northern_California_Solar
PG&E North of Greater Bay Study Area | Mendocino | MENDOCINO |  | 115 | 7 | 0 | 0 | 0 | 0 | 0 | 0 | 0 | 0 | 0 | 0 | 0 | 0 | 0 | 0 | 0 | 0 | 0 | 0 | 0 | 0 | 0 | 0 | 0 | 0 | 0 | 0 | 0 | 0 | 0 | 0 | 0 | 0 | 0 | 0 | 0 | 0 | 0 | 0 | 0 | 0 | 0 | 0 | 0 | 1 | 1 | 0 | 1 | 0 | 0 | 0 | 0 | 0 | 0 | 0 | 0 | 0 | 0 | 1 | 0 | 1 | 1 | 0 | 0 | 0 | 0 | 0 | 0 | 0 | 0 | 0 | 0 | 0 | 0 | 0 | 1 | 0 | 0 | 0 | 0 | 0 | 0 | 0 | 0 | 0 | 0 | 0 | 0 | 0 | 0 | 0 | 0 | 0 | 0 | 0 | 0 | 0 | 0 | 0 | 0 | 0 | 0 | 0 | 0 | 0 | 0 | 0 | 0 | 0 | 0 | Northern_California_Li_Battery_4hr | Northern_California_Li_Battery_8hr | Northern_California_Solar | Northern_California_Geothermal | Northern_California_Wind
PG&E Fresno Study Area | Mendota | MENDOTA |  | 115 | 17 | 0 | 0 | 0 | 0 | 0 | 0 | 0 | 0 | 0 | 0 | 0 | 0 | 0 | 0 | 0 | 0 | 0 | 0 | 0 | 0 | 0 | 0 | 0 | 0 | 0 | 0 | 0 | 0 | 0 | 0 | 0 | 0 | 0 | 0 | 0 | 0 | 0 | 0 | 0 | 0 | 0 | 0 | 0 | 0 | 0 | 0 | 0 | 0 | 0 | 0 | 1 | 0 | 0 | 0 | 0 | 0 | 0 | 0 | 0 | 0 | 0 | 0 | 0 | 0 | 0 | 0 | 0 | 0 | 0 | 0 | 0 | 0 | 0 | 0 | 0 | 0 | 1 | 0 | 0 | 0 | 0 | 0 | 0 | 0 | 0 | 1 | 1 | 1 | 1 | 1 | 1 | 1 | 1 | 1 | 1 | 1 | 0 | 0 | 0 | 1 | 1 | 0 | 1 | 0 | 0 | 0 | 1 | 0 | 0 | Southern_PGAE_Li_Battery_4hr | Southern_PGAE_Li_Battery_8hr | Southern_PGAE_Solar
PG&E Fresno Study Area | Merced | MERCED (PGE) |  | 115 | 15 | 0 | 0 | 0 | 0 | 0 | 0 | 0 | 0 | 0 | 0 | 0 | 0 | 0 | 0 | 0 | 0 | 0 | 0 | 0 | 0 | 0 | 0 | 0 | 0 | 0 | 0 | 0 | 0 | 0 | 0 | 0 | 0 | 0 | 0 | 0 | 0 | 0 | 0 | 0 | 0 | 0 | 0 | 0 | 0 | 0 | 0 | 0 | 0 | 0 | 0 | 1 | 0 | 0 | 0 | 0 | 0 | 0 | 0 | 0 | 0 | 0 | 0 | 0 | 0 | 1 | 0 | 0 | 0 | 0 | 0 | 0 | 0 | 0 | 0 | 0 | 0 | 1 | 0 | 0 | 0 | 0 | 0 | 0 | 0 | 0 | 1 | 1 | 0 | 1 | 1 | 1 | 1 | 1 | 1 | 0 | 1 | 0 | 0 | 1 | 1 | 0 | 0 | 1 | 0 | 0 | 0 | 0 | 0 | 0 | Southern_PGAE_Li_Battery_4hr | Southern_PGAE_Li_Battery_8hr | Southern_PGAE_Solar
East of Pisgah Study Area | Mercry Switch | MERCURY |  | 138 | 4 | 0 | 0 | 0 | 0 | 0 | 0 | 0 | 0 | 0 | 0 | 0 | 0 | 0 | 0 | 0 | 0 | 0 | 0 | 0 | 1 | 0 | 1 | 0 | 0 | 0 | 0 | 1 | 0 | 1 | 0 | 0 | 0 | 0 | 0 | 0 | 0 | 0 | 0 | 0 | 0 | 0 | 0 | 0 | 0 | 0 | 0 | 0 | 0 | 0 | 0 | 0 | 0 | 0 | 0 | 0 | 0 | 0 | 0 | 0 | 0 | 0 | 0 | 0 | 0 | 0 | 0 | 0 | 0 | 0 | 0 | 0 | 0 | 0 | 0 | 0 | 0 | 0 | 0 | 0 | 0 | 0 | 0 | 0 | 0 | 0 | 0 | 0 | 0 | 0 | 0 | 0 | 0 | 0 | 0 | 0 | 0 | 0 | 0 | 0 | 0 | 0 | 0 | 0 | 0 | 0 | 0 | 0 | 0 | 0 | Southern_NV_Eldorado_Li_Battery_4hr | Southern_NV_Eldorado_Li_Battery_8hr | Southern_NV_Eldorado_Solar | Central_Nevada_Geothermal | Southern_NV_Eldorado_Wind
PG&E Kern Study Area | Mesa | MESA |  | 230 | 8 | 0 | 0 | 0 | 0 | 0 | 0 | 0 | 0 | 0 | 0 | 0 | 0 | 0 | 0 | 0 | 0 | 0 | 0 | 0 | 0 | 0 | 0 | 0 | 0 | 0 | 0 | 0 | 0 | 0 | 0 | 0 | 0 | 0 | 0 | 0 | 0 | 0 | 0 | 0 | 0 | 0 | 0 | 0 | 0 | 0 | 0 | 0 | 0 | 0 | 0 | 0 | 0 | 0 | 0 | 0 | 0 | 0 | 0 | 0 | 0 | 0 | 0 | 0 | 0 | 0 | 0 | 0 | 0 | 0 | 0 | 0 | 0 | 0 | 0 | 0 | 1 | 1 | 0 | 0 | 0 | 0 | 0 | 1 | 0 | 0 | 1 | 1 | 0 | 0 | 0 | 0 | 0 | 0 | 0 | 0 | 1 | 1 | 0 | 0 | 0 | 0 | 0 | 0 | 0 | 0 | 1 | 0 | 0 | 0 | Southern_PGAE_Li_Battery_4hr | Southern_PGAE_Li_Battery_8hr | Southern_PGAE_Solar |  | Kern_Greater_Carrizo_Wind
PG&E Kern Study Area | Mesa | MESA |  | 115 | 8 | 0 | 0 | 0 | 0 | 0 | 0 | 0 | 0 | 0 | 0 | 0 | 0 | 0 | 0 | 0 | 0 | 0 | 0 | 0 | 0 | 0 | 0 | 0 | 0 | 0 | 0 | 0 | 0 | 0 | 0 | 0 | 0 | 0 | 0 | 0 | 0 | 0 | 0 | 0 | 0 | 0 | 0 | 0 | 0 | 0 | 0 | 0 | 0 | 0 | 0 | 0 | 0 | 0 | 0 | 0 | 0 | 0 | 0 | 0 | 0 | 0 | 0 | 0 | 0 | 0 | 0 | 0 | 0 | 0 | 0 | 0 | 0 | 0 | 0 | 0 | 1 | 1 | 0 | 0 | 0 | 0 | 0 | 1 | 0 | 0 | 1 | 1 | 0 | 0 | 0 | 0 | 0 | 0 | 0 | 0 | 1 | 1 | 0 | 0 | 0 | 0 | 0 | 0 | 0 | 0 | 1 | 0 | 0 | 0 | Southern_PGAE_Li_Battery_4hr | Southern_PGAE_Li_Battery_8hr | Southern_PGAE_Solar |  | Kern_Greater_Carrizo_Wind
SCE Metro Study Area | Mesa (SCE) | MESA (SCE) |  | 500 | 2 | 0 | 0 | 0 | 0 | 0 | 0 | 0 | 0 | 0 | 0 | 1 | 0 | 1 | 0 | 0 | 0 | 0 | 0 | 0 | 0 | 0 | 0 | 0 | 0 | 0 | 0 | 0 | 0 | 0 | 0 | 0 | 0 | 0 | 0 | 0 | 0 | 0 | 0 | 0 | 0 | 0 | 0 | 0 | 0 | 0 | 0 | 0 | 0 | 0 | 0 | 0 | 0 | 0 | 0 | 0 | 0 | 0 | 0 | 0 | 0 | 0 | 0 | 0 | 0 | 0 | 0 | 0 | 0 | 0 | 0 | 0 | 0 | 0 | 0 | 0 | 0 | 0 | 0 | 0 | 0 | 0 | 0 | 0 | 0 | 0 | 0 | 0 | 0 | 0 | 0 | 0 | 0 | 0 | 0 | 0 | 0 | 0 | 0 | 0 | 0 | 0 | 0 | 0 | 0 | 0 | 0 | 0 | 0 | 0 | Greater_LA_Li_Battery_4hr | Greater_LA_Li_Battery_8hr | Greater_LA_Solar
SCE Metro Study Area | Mesa (SCE) | MESA (SCE) |  | 230 | 2 | 0 | 0 | 0 | 0 | 0 | 0 | 0 | 0 | 0 | 0 | 1 | 0 | 1 | 0 | 0 | 0 | 0 | 0 | 0 | 0 | 0 | 0 | 0 | 0 | 0 | 0 | 0 | 0 | 0 | 0 | 0 | 0 | 0 | 0 | 0 | 0 | 0 | 0 | 0 | 0 | 0 | 0 | 0 | 0 | 0 | 0 | 0 | 0 | 0 | 0 | 0 | 0 | 0 | 0 | 0 | 0 | 0 | 0 | 0 | 0 | 0 | 0 | 0 | 0 | 0 | 0 | 0 | 0 | 0 | 0 | 0 | 0 | 0 | 0 | 0 | 0 | 0 | 0 | 0 | 0 | 0 | 0 | 0 | 0 | 0 | 0 | 0 | 0 | 0 | 0 | 0 | 0 | 0 | 0 | 0 | 0 | 0 | 0 | 0 | 0 | 0 | 0 | 0 | 0 | 0 | 0 | 0 | 0 | 0 | Greater_LA_Li_Battery_4hr | Greater_LA_Li_Battery_8hr | Greater_LA_Solar
PG&E Greater Bay Study Area | Metcalf | METCALF 1 |  | 500 | 3 | 0 | 0 | 0 | 0 | 0 | 0 | 0 | 0 | 0 | 0 | 0 | 0 | 0 | 0 | 0 | 0 | 0 | 0 | 0 | 0 | 0 | 0 | 0 | 0 | 0 | 0 | 0 | 0 | 0 | 0 | 0 | 0 | 0 | 0 | 0 | 0 | 0 | 0 | 0 | 0 | 0 | 0 | 0 | 0 | 0 | 0 | 0 | 0 | 0 | 0 | 0 | 0 | 0 | 0 | 0 | 0 | 0 | 0 | 0 | 0 | 0 | 0 | 0 | 0 | 0 | 0 | 0 | 0 | 0 | 0 | 0 | 1 | 1 | 0 | 0 | 0 | 0 | 0 | 0 | 0 | 0 | 0 | 0 | 0 | 0 | 0 | 0 | 0 | 0 | 0 | 0 | 0 | 0 | 0 | 0 | 0 | 0 | 0 | 0 | 0 | 0 | 0 | 0 | 0 | 0 | 0 | 0 | 0 | 0 | Northern_California_Li_Battery_4hr | Northern_California_Li_Battery_8hr | Northern_California_Solar
PG&E Greater Bay Study Area | Metcalf | METCALF 1 |  | 230 | 5 | 0 | 0 | 0 | 0 | 0 | 0 | 0 | 0 | 0 | 0 | 0 | 0 | 0 | 0 | 0 | 0 | 0 | 0 | 0 | 0 | 0 | 0 | 0 | 0 | 0 | 0 | 0 | 0 | 0 | 0 | 0 | 0 | 0 | 0 | 0 | 0 | 0 | 0 | 0 | 0 | 0 | 0 | 0 | 0 | 0 | 0 | 0 | 0 | 0 | 0 | 0 | 0 | 0 | 0 | 0 | 0 | 0 | 1 | 0 | 0 | 1 | 0 | 0 | 0 | 1 | 0 | 0 | 0 | 0 | 0 | 0 | 1 | 1 | 0 | 0 | 0 | 0 | 0 | 0 | 0 | 0 | 0 | 0 | 0 | 0 | 0 | 0 | 0 | 0 | 0 | 0 | 0 | 0 | 0 | 0 | 0 | 0 | 0 | 0 | 0 | 0 | 0 | 0 | 0 | 0 | 0 | 0 | 0 | 0 | Northern_California_Li_Battery_4hr | Northern_California_Li_Battery_8hr | Northern_California_Solar
PG&E Greater Bay Study Area | Metcalf | METCALF 1 |  | 115 | 4 | 0 | 0 | 0 | 0 | 0 | 0 | 0 | 0 | 0 | 0 | 0 | 0 | 0 | 0 | 0 | 0 | 0 | 0 | 0 | 0 | 0 | 0 | 0 | 0 | 0 | 0 | 0 | 0 | 0 | 0 | 0 | 0 | 0 | 0 | 0 | 0 | 0 | 0 | 0 | 0 | 0 | 0 | 0 | 0 | 0 | 0 | 0 | 0 | 0 | 0 | 0 | 0 | 0 | 0 | 0 | 0 | 0 | 0 | 0 | 0 | 0 | 0 | 0 | 0 | 1 | 0 | 0 | 0 | 0 | 0 | 0 | 1 | 1 | 0 | 0 | 0 | 0 | 0 | 0 | 0 | 0 | 0 | 0 | 0 | 0 | 0 | 0 | 0 | 0 | 0 | 0 | 0 | 0 | 0 | 0 | 0 | 0 | 0 | 0 | 0 | 0 | 0 | 0 | 0 | 0 | 0 | 0 | 0 | 0 | Northern_California_Li_Battery_4hr | Northern_California_Li_Battery_8hr | Northern_California_Solar
PG&E Kern Study Area | Midway | MIDWAY |  | 500 | 1 | 0 | 0 | 0 | 0 | 0 | 0 | 0 | 0 | 0 | 0 | 0 | 0 | 0 | 0 | 0 | 0 | 0 | 0 | 0 | 0 | 0 | 0 | 0 | 0 | 0 | 0 | 0 | 0 | 0 | 0 | 0 | 0 | 0 | 0 | 0 | 0 | 0 | 0 | 0 | 0 | 0 | 0 | 0 | 0 | 0 | 0 | 0 | 0 | 0 | 0 | 0 | 0 | 0 | 0 | 0 | 0 | 0 | 0 | 0 | 0 | 0 | 0 | 0 | 0 | 0 | 0 | 0 | 0 | 0 | 0 | 0 | 0 | 0 | 0 | 0 | 0 | 0 | 0 | 0 | 0 | 0 | 0 | 0 | 0 | 0 | 0 | 0 | 0 | 0 | 0 | 0 | 0 | 0 | 0 | 0 | 0 | 0 | 0 | 0 | 0 | 0 | 0 | 0 | 0 | 0 | 1 | 0 | 0 | 0 | Southern_PGAE_Li_Battery_4hr | Southern_PGAE_Li_Battery_8hr | Southern_PGAE_Solar
PG&E Kern Study Area | Midway | MIDWAY |  | 230 | 3 | 0 | 0 | 0 | 0 | 0 | 0 | 0 | 0 | 0 | 0 | 0 | 0 | 0 | 0 | 0 | 0 | 0 | 0 | 0 | 0 | 0 | 0 | 0 | 0 | 0 | 0 | 0 | 0 | 0 | 0 | 0 | 0 | 0 | 0 | 0 | 0 | 0 | 0 | 0 | 0 | 0 | 0 | 0 | 0 | 0 | 0 | 0 | 0 | 0 | 0 | 0 | 0 | 0 | 0 | 0 | 0 | 0 | 0 | 0 | 0 | 0 | 0 | 0 | 0 | 0 | 0 | 0 | 0 | 0 | 0 | 0 | 0 | 0 | 0 | 0 | 0 | 1 | 0 | 0 | 0 | 0 | 0 | 0 | 0 | 0 | 1 | 1 | 0 | 0 | 0 | 0 | 0 | 0 | 0 | 0 | 0 | 0 | 0 | 0 | 0 | 0 | 0 | 0 | 0 | 0 | 0 | 0 | 0 | 0 | Southern_PGAE_Li_Battery_4hr | Southern_PGAE_Li_Battery_8hr | Southern_PGAE_Solar
PG&E Kern Study Area | Midway | MIDWAY |  | 115 | 7 | 0 | 0 | 0 | 0 | 0 | 0 | 0 | 0 | 0 | 0 | 0 | 0 | 0 | 0 | 0 | 0 | 0 | 0 | 0 | 0 | 0 | 0 | 0 | 0 | 0 | 0 | 0 | 0 | 0 | 0 | 0 | 0 | 0 | 0 | 0 | 0 | 0 | 0 | 0 | 0 | 0 | 0 | 0 | 0 | 0 | 0 | 0 | 0 | 0 | 0 | 0 | 0 | 0 | 0 | 0 | 0 | 0 | 0 | 0 | 0 | 0 | 0 | 0 | 0 | 0 | 0 | 0 | 0 | 0 | 0 | 0 | 0 | 0 | 0 | 0 | 1 | 1 | 1 | 0 | 0 | 0 | 0 | 1 | 1 | 0 | 1 | 1 | 0 | 0 | 0 | 0 | 0 | 0 | 0 | 0 | 0 | 0 | 0 | 0 | 0 | 0 | 0 | 0 | 0 | 0 | 0 | 0 | 0 | 0 | Southern_PGAE_Li_Battery_4hr | Southern_PGAE_Li_Battery_8hr | Southern_PGAE_Solar
SDG&E Study Area | Miguel | MIGUEL |  | 500 | 10 | 0 | 0 | 0 | 0 | 0 | 0 | 0 | 0 | 0 | 0 | 0 | 0 | 0 | 0 | 0 | 0 | 0 | 0 | 0 | 0 | 0 | 0 | 0 | 0 | 0 | 0 | 0 | 0 | 1 | 0 | 1 | 1 | 1 | 1 | 1 | 0 | 1 | 0 | 0 | 1 | 1 | 1 | 0 | 0 | 0 | 0 | 0 | 0 | 0 | 0 | 0 | 0 | 0 | 0 | 0 | 0 | 0 | 0 | 0 | 0 | 0 | 0 | 0 | 0 | 0 | 0 | 0 | 0 | 0 | 0 | 0 | 0 | 0 | 0 | 0 | 0 | 0 | 0 | 0 | 0 | 0 | 0 | 0 | 0 | 0 | 0 | 0 | 0 | 0 | 0 | 0 | 0 | 0 | 0 | 0 | 0 | 0 | 0 | 0 | 0 | 0 | 0 | 0 | 0 | 0 | 0 | 0 | 0 | 0 | Greater_LA_Li_Battery_4hr | Greater_LA_Li_Battery_8hr | Greater_LA_Solar
SDG&E Study Area | Miguel | MIGUEL |  | 230 | 9 | 0 | 0 | 0 | 0 | 0 | 0 | 0 | 0 | 0 | 0 | 0 | 0 | 0 | 0 | 0 | 0 | 0 | 0 | 0 | 0 | 0 | 0 | 0 | 0 | 0 | 0 | 0 | 0 | 0 | 0 | 1 | 1 | 1 | 1 | 1 | 0 | 1 | 0 | 0 | 1 | 1 | 1 | 0 | 0 | 0 | 0 | 0 | 0 | 0 | 0 | 0 | 0 | 0 | 0 | 0 | 0 | 0 | 0 | 0 | 0 | 0 | 0 | 0 | 0 | 0 | 0 | 0 | 0 | 0 | 0 | 0 | 0 | 0 | 0 | 0 | 0 | 0 | 0 | 0 | 0 | 0 | 0 | 0 | 0 | 0 | 0 | 0 | 0 | 0 | 0 | 0 | 0 | 0 | 0 | 0 | 0 | 0 | 0 | 0 | 0 | 0 | 0 | 0 | 0 | 0 | 0 | 0 | 0 | 0 | Greater_LA_Li_Battery_4hr | Greater_LA_Li_Battery_8hr | Greater_LA_Solar
PG&E Greater Bay Study Area | Miller | MILLER (PGE) |  | 115 | 6 | 0 | 0 | 0 | 0 | 0 | 0 | 0 | 0 | 0 | 0 | 0 | 0 | 0 | 0 | 0 | 0 | 0 | 0 | 0 | 0 | 0 | 0 | 0 | 0 | 0 | 0 | 0 | 0 | 0 | 0 | 0 | 0 | 0 | 0 | 0 | 0 | 0 | 0 | 0 | 0 | 0 | 0 | 0 | 0 | 0 | 0 | 0 | 0 | 0 | 0 | 1 | 0 | 0 | 0 | 0 | 0 | 0 | 0 | 0 | 0 | 1 | 0 | 1 | 0 | 1 | 0 | 0 | 0 | 1 | 0 | 0 | 0 | 0 | 1 | 0 | 0 | 0 | 0 | 0 | 0 | 0 | 0 | 0 | 0 | 0 | 0 | 0 | 0 | 0 | 0 | 0 | 0 | 0 | 0 | 0 | 0 | 0 | 0 | 0 | 0 | 0 | 0 | 0 | 0 | 0 | 0 | 0 | 0 | 0 | Northern_California_Li_Battery_4hr | Northern_California_Li_Battery_8hr | Northern_California_Solar
SCE Metro Study Area | Mira Loma | MIRA LOMA (SCE) |  | 500 | 1 | 0 | 0 | 0 | 0 | 0 | 0 | 0 | 0 | 0 | 0 | 0 | 0 | 1 | 0 | 0 | 0 | 0 | 0 | 0 | 0 | 0 | 0 | 0 | 0 | 0 | 0 | 0 | 0 | 0 | 0 | 0 | 0 | 0 | 0 | 0 | 0 | 0 | 0 | 0 | 0 | 0 | 0 | 0 | 0 | 0 | 0 | 0 | 0 | 0 | 0 | 0 | 0 | 0 | 0 | 0 | 0 | 0 | 0 | 0 | 0 | 0 | 0 | 0 | 0 | 0 | 0 | 0 | 0 | 0 | 0 | 0 | 0 | 0 | 0 | 0 | 0 | 0 | 0 | 0 | 0 | 0 | 0 | 0 | 0 | 0 | 0 | 0 | 0 | 0 | 0 | 0 | 0 | 0 | 0 | 0 | 0 | 0 | 0 | 0 | 0 | 0 | 0 | 0 | 0 | 0 | 0 | 0 | 0 | 0 | Greater_LA_Li_Battery_4hr | Greater_LA_Li_Battery_8hr | Greater_LA_Solar
SCE Metro Study Area | Mira Loma | MIRA LOMA (SCE) |  | 230 | 1 | 0 | 0 | 0 | 0 | 0 | 0 | 0 | 0 | 0 | 0 | 0 | 0 | 1 | 0 | 0 | 0 | 0 | 0 | 0 | 0 | 0 | 0 | 0 | 0 | 0 | 0 | 0 | 0 | 0 | 0 | 0 | 0 | 0 | 0 | 0 | 0 | 0 | 0 | 0 | 0 | 0 | 0 | 0 | 0 | 0 | 0 | 0 | 0 | 0 | 0 | 0 | 0 | 0 | 0 | 0 | 0 | 0 | 0 | 0 | 0 | 0 | 0 | 0 | 0 | 0 | 0 | 0 | 0 | 0 | 0 | 0 | 0 | 0 | 0 | 0 | 0 | 0 | 0 | 0 | 0 | 0 | 0 | 0 | 0 | 0 | 0 | 0 | 0 | 0 | 0 | 0 | 0 | 0 | 0 | 0 | 0 | 0 | 0 | 0 | 0 | 0 | 0 | 0 | 0 | 0 | 0 | 0 | 0 | 0 | Greater_LA_Li_Battery_4hr | Greater_LA_Li_Battery_8hr | Greater_LA_Solar
SCE Eastern Study Area | Mirage | MIRAGE |  | 230 | 3 | 0 | 0 | 0 | 0 | 0 | 0 | 0 | 0 | 0 | 0 | 0 | 0 | 0 | 0 | 0 | 0 | 0 | 0 | 0 | 0 | 0 | 1 | 0 | 1 | 0 | 1 | 0 | 0 | 0 | 0 | 0 | 0 | 0 | 0 | 0 | 0 | 0 | 0 | 0 | 0 | 0 | 0 | 0 | 0 | 0 | 0 | 0 | 0 | 0 | 0 | 0 | 0 | 0 | 0 | 0 | 0 | 0 | 0 | 0 | 0 | 0 | 0 | 0 | 0 | 0 | 0 | 0 | 0 | 0 | 0 | 0 | 0 | 0 | 0 | 0 | 0 | 0 | 0 | 0 | 0 | 0 | 0 | 0 | 0 | 0 | 0 | 0 | 0 | 0 | 0 | 0 | 0 | 0 | 0 | 0 | 0 | 0 | 0 | 0 | 0 | 0 | 0 | 0 | 0 | 0 | 0 | 0 | 0 | 0 | Greater_Imperial_Li_Battery_4hr | Greater_Imperial_Li_Battery_8hr | Greater_Imperial_Solar | Greater_Imperial_Geothermal
SDG&E Study Area | Mission | MISSION |  | 230 | 3 | 0 | 0 | 0 | 0 | 0 | 0 | 0 | 0 | 0 | 0 | 0 | 0 | 0 | 0 | 0 | 0 | 0 | 0 | 0 | 0 | 0 | 0 | 0 | 0 | 0 | 0 | 0 | 0 | 0 | 0 | 0 | 0 | 1 | 0 | 1 | 0 | 1 | 0 | 0 | 0 | 0 | 0 | 0 | 0 | 0 | 0 | 0 | 0 | 0 | 0 | 0 | 0 | 0 | 0 | 0 | 0 | 0 | 0 | 0 | 0 | 0 | 0 | 0 | 0 | 0 | 0 | 0 | 0 | 0 | 0 | 0 | 0 | 0 | 0 | 0 | 0 | 0 | 0 | 0 | 0 | 0 | 0 | 0 | 0 | 0 | 0 | 0 | 0 | 0 | 0 | 0 | 0 | 0 | 0 | 0 | 0 | 0 | 0 | 0 | 0 | 0 | 0 | 0 | 0 | 0 | 0 | 0 | 0 | 0 | Greater_LA_Li_Battery_4hr | Greater_LA_Li_Battery_8hr | Greater_LA_Solar
PG&E Greater Bay Study Area | Mi-Wuk | MI-WUK |  | 115 | 1 | 0 | 0 | 0 | 0 | 0 | 0 | 0 | 0 | 0 | 0 | 0 | 0 | 0 | 0 | 0 | 0 | 0 | 0 | 0 | 0 | 0 | 0 | 0 | 0 | 0 | 0 | 0 | 0 | 0 | 0 | 0 | 0 | 0 | 0 | 0 | 0 | 0 | 0 | 0 | 0 | 0 | 0 | 0 | 0 | 0 | 0 | 0 | 0 | 0 | 0 | 0 | 0 | 0 | 0 | 0 | 0 | 0 | 0 | 0 | 0 | 0 | 0 | 1 | 0 | 0 | 0 | 0 | 0 | 0 | 0 | 0 | 0 | 0 | 0 | 0 | 0 | 0 | 0 | 0 | 0 | 0 | 0 | 0 | 0 | 0 | 0 | 0 | 0 | 0 | 0 | 0 | 0 | 0 | 0 | 0 | 0 | 0 | 0 | 0 | 0 | 0 | 0 | 0 | 0 | 0 | 0 | 0 | 0 | 0 | Northern_California_Li_Battery_4hr | Northern_California_Li_Battery_8hr | Northern_California_Solar
East of Pisgah Study Area | Mohave | MOHAVE |  | 500 | 1 | 0 | 0 | 0 | 0 | 0 | 0 | 0 | 0 | 0 | 0 | 0 | 0 | 0 | 0 | 0 | 0 | 0 | 0 | 0 | 0 | 0 | 0 | 0 | 0 | 0 | 0 | 0 | 0 | 1 | 0 | 0 | 0 | 0 | 0 | 0 | 0 | 0 | 0 | 0 | 0 | 0 | 0 | 0 | 0 | 0 | 0 | 0 | 0 | 0 | 0 | 0 | 0 | 0 | 0 | 0 | 0 | 0 | 0 | 0 | 0 | 0 | 0 | 0 | 0 | 0 | 0 | 0 | 0 | 0 | 0 | 0 | 0 | 0 | 0 | 0 | 0 | 0 | 0 | 0 | 0 | 0 | 0 | 0 | 0 | 0 | 0 | 0 | 0 | 0 | 0 | 0 | 0 | 0 | 0 | 0 | 0 | 0 | 0 | 0 | 0 | 0 | 0 | 0 | 0 | 0 | 0 | 0 | 0 | 0 | Southern_NV_Eldorado_Li_Battery_4hr | Southern_NV_Eldorado_Li_Battery_8hr | Southern_NV_Eldorado_Solar | Central_Nevada_Geothermal | Southern_NV_Eldorado_Wind
PG&E North of Greater Bay Study Area | Monroe | MONROE |  | 115 | 2 | 0 | 0 | 0 | 0 | 0 | 0 | 0 | 0 | 0 | 0 | 0 | 0 | 0 | 0 | 0 | 0 | 0 | 0 | 0 | 0 | 0 | 0 | 0 | 0 | 0 | 0 | 0 | 0 | 0 | 0 | 0 | 0 | 0 | 0 | 0 | 0 | 0 | 0 | 0 | 0 | 0 | 0 | 0 | 0 | 0 | 0 | 1 | 0 | 0 | 0 | 0 | 0 | 0 | 0 | 0 | 0 | 1 | 0 | 0 | 0 | 0 | 0 | 0 | 0 | 0 | 0 | 0 | 0 | 0 | 0 | 0 | 0 | 0 | 0 | 0 | 0 | 0 | 0 | 0 | 0 | 0 | 0 | 0 | 0 | 0 | 0 | 0 | 0 | 0 | 0 | 0 | 0 | 0 | 0 | 0 | 0 | 0 | 0 | 0 | 0 | 0 | 0 | 0 | 0 | 0 | 0 | 0 | 0 | 0 | Northern_California_Li_Battery_4hr | Northern_California_Li_Battery_8hr | Northern_California_Solar | Northern_California_Geothermal | Northern_California_Wind
PG&E Greater Bay Study Area | Monta Vista | MONTA VISTA |  | 230 | 3 | 0 | 0 | 0 | 0 | 0 | 0 | 0 | 0 | 0 | 0 | 0 | 0 | 0 | 0 | 0 | 0 | 0 | 0 | 0 | 0 | 0 | 0 | 0 | 0 | 0 | 0 | 0 | 0 | 0 | 0 | 0 | 0 | 0 | 0 | 0 | 0 | 0 | 0 | 0 | 0 | 0 | 0 | 0 | 0 | 0 | 0 | 0 | 0 | 0 | 0 | 0 | 0 | 0 | 0 | 0 | 0 | 0 | 1 | 0 | 0 | 0 | 0 | 0 | 0 | 1 | 0 | 0 | 0 | 0 | 0 | 0 | 1 | 0 | 0 | 0 | 0 | 0 | 0 | 0 | 0 | 0 | 0 | 0 | 0 | 0 | 0 | 0 | 0 | 0 | 0 | 0 | 0 | 0 | 0 | 0 | 0 | 0 | 0 | 0 | 0 | 0 | 0 | 0 | 0 | 0 | 0 | 0 | 0 | 0 | Northern_California_Li_Battery_4hr | Northern_California_Li_Battery_8hr | Northern_California_Solar
PG&E North of Greater Bay Study Area | Monticello | MONTICELLO | G | 115 | 1 | 0 | 0 | 0 | 0 | 0 | 0 | 0 | 0 | 0 | 0 | 0 | 0 | 0 | 0 | 0 | 0 | 0 | 0 | 0 | 0 | 0 | 0 | 0 | 0 | 0 | 0 | 0 | 0 | 0 | 0 | 0 | 0 | 0 | 0 | 0 | 0 | 0 | 0 | 0 | 0 | 0 | 0 | 0 | 0 | 0 | 0 | 0 | 0 | 0 | 0 | 0 | 0 | 0 | 0 | 0 | 1 | 0 | 0 | 0 | 0 | 0 | 0 | 0 | 0 | 0 | 0 | 0 | 0 | 0 | 0 | 0 | 0 | 0 | 0 | 0 | 0 | 0 | 0 | 0 | 0 | 0 | 0 | 0 | 0 | 0 | 0 | 0 | 0 | 0 | 0 | 0 | 0 | 0 | 0 | 0 | 0 | 0 | 0 | 0 | 0 | 0 | 0 | 0 | 0 | 0 | 0 | 0 | 0 | 0 | Northern_California_Li_Battery_4hr | Northern_California_Li_Battery_8hr | Northern_California_Solar | Northern_California_Geothermal | Solano_Wind
SCE Northern Area | Moorpark | MOORPARK |  | 230 | 4 | 0 | 0 | 1 | 0 | 1 | 0 | 1 | 0 | 0 | 0 | 0 | 0 | 0 | 0 | 0 | 0 | 0 | 0 | 0 | 0 | 0 | 0 | 0 | 0 | 0 | 0 | 0 | 0 | 1 | 0 | 0 | 0 | 0 | 0 | 0 | 0 | 0 | 0 | 0 | 0 | 0 | 0 | 0 | 0 | 0 | 0 | 0 | 0 | 0 | 0 | 0 | 0 | 0 | 0 | 0 | 0 | 0 | 0 | 0 | 0 | 0 | 0 | 0 | 0 | 0 | 0 | 0 | 0 | 0 | 0 | 0 | 0 | 0 | 0 | 0 | 0 | 0 | 0 | 0 | 0 | 0 | 0 | 0 | 0 | 0 | 0 | 0 | 0 | 0 | 0 | 0 | 0 | 0 | 0 | 0 | 0 | 0 | 0 | 0 | 0 | 0 | 0 | 0 | 0 | 0 | 0 | 0 | 0 | 0 | Greater_LA_Li_Battery_4hr | Greater_LA_Li_Battery_8hr | Greater_LA_Solar
PG&E Greater Bay Study Area | Moraga | MORAGA |  | 230 | 9 | 0 | 0 | 0 | 0 | 0 | 0 | 0 | 0 | 0 | 0 | 0 | 0 | 0 | 0 | 0 | 0 | 0 | 0 | 0 | 0 | 0 | 0 | 0 | 0 | 0 | 0 | 0 | 0 | 0 | 0 | 0 | 0 | 0 | 0 | 0 | 0 | 0 | 0 | 0 | 0 | 0 | 0 | 0 | 0 | 1 | 0 | 0 | 0 | 0 | 0 | 0 | 0 | 0 | 0 | 0 | 1 | 0 | 1 | 1 | 1 | 1 | 0 | 0 | 0 | 1 | 0 | 1 | 0 | 0 | 0 | 0 | 0 | 0 | 1 | 0 | 0 | 0 | 0 | 0 | 0 | 0 | 0 | 0 | 0 | 0 | 0 | 0 | 0 | 0 | 0 | 0 | 0 | 0 | 0 | 0 | 0 | 0 | 0 | 0 | 0 | 0 | 0 | 0 | 0 | 0 | 0 | 0 | 0 | 0 | Northern_California_Li_Battery_4hr | Northern_California_Li_Battery_8hr | Northern_California_Solar
PG&E Greater Bay Study Area | Moraga | MORAGA |  | 115 | 10 | 0 | 0 | 0 | 0 | 0 | 0 | 0 | 0 | 0 | 0 | 0 | 0 | 0 | 0 | 0 | 0 | 0 | 0 | 0 | 0 | 0 | 0 | 0 | 0 | 0 | 0 | 0 | 0 | 0 | 0 | 0 | 0 | 0 | 0 | 0 | 0 | 0 | 0 | 0 | 0 | 0 | 0 | 0 | 0 | 0 | 0 | 0 | 0 | 0 | 0 | 0 | 0 | 0 | 0 | 1 | 1 | 0 | 1 | 1 | 1 | 1 | 0 | 0 | 1 | 1 | 0 | 1 | 0 | 0 | 0 | 0 | 0 | 0 | 1 | 0 | 0 | 0 | 0 | 0 | 0 | 0 | 0 | 0 | 0 | 0 | 0 | 0 | 0 | 0 | 0 | 0 | 0 | 0 | 0 | 0 | 0 | 0 | 0 | 0 | 0 | 0 | 0 | 0 | 0 | 0 | 0 | 0 | 0 | 0 | Northern_California_Li_Battery_4hr | Northern_California_Li_Battery_8hr | Northern_California_Solar
PG&E Greater Bay Study Area | Morgan Hill | MORGAN HILL |  | 115 | 5 | 0 | 0 | 0 | 0 | 0 | 0 | 0 | 0 | 0 | 0 | 0 | 0 | 0 | 0 | 0 | 0 | 0 | 0 | 0 | 0 | 0 | 0 | 0 | 0 | 0 | 0 | 0 | 0 | 0 | 0 | 0 | 0 | 0 | 0 | 0 | 0 | 0 | 0 | 0 | 0 | 0 | 0 | 0 | 0 | 0 | 0 | 0 | 0 | 0 | 0 | 0 | 0 | 0 | 0 | 0 | 0 | 0 | 1 | 0 | 0 | 1 | 0 | 0 | 0 | 1 | 0 | 0 | 0 | 0 | 0 | 0 | 1 | 1 | 0 | 0 | 0 | 0 | 0 | 0 | 0 | 0 | 0 | 0 | 0 | 0 | 0 | 0 | 0 | 0 | 0 | 0 | 0 | 0 | 0 | 0 | 0 | 0 | 0 | 0 | 0 | 0 | 0 | 0 | 0 | 0 | 0 | 0 | 0 | 0 | Northern_California_Li_Battery_4hr | Northern_California_Li_Battery_8hr | Northern_California_Solar
PG&E Kern Study Area | Morro Bay (Proposed) |  |  | 500 | 3 | 0 | 0 | 0 | 0 | 0 | 0 | 0 | 0 | 0 | 0 | 0 | 0 | 0 | 0 | 0 | 0 | 0 | 0 | 0 | 0 | 0 | 0 | 0 | 0 | 0 | 0 | 0 | 0 | 0 | 0 | 0 | 0 | 0 | 0 | 0 | 0 | 0 | 0 | 0 | 0 | 0 | 0 | 0 | 0 | 0 | 0 | 0 | 0 | 0 | 0 | 0 | 0 | 0 | 0 | 0 | 0 | 0 | 0 | 0 | 0 | 0 | 0 | 0 | 0 | 0 | 0 | 0 | 0 | 0 | 0 | 0 | 0 | 0 | 0 | 0 | 0 | 0 | 0 | 0 | 0 | 0 | 0 | 0 | 0 | 0 | 0 | 0 | 0 | 0 | 0 | 0 | 0 | 0 | 0 | 0 | 0 | 0 | 0 | 0 | 0 | 0 | 0 | 0 | 1 | 1 | 1 | 0 | 0 | 0 | Southern_PGAE_Li_Battery_4hr | Southern_PGAE_Li_Battery_8hr | Southern_PGAE_Solar
PG&E Kern Study Area | Morro Bay | MORRO BAY |  | 230 | 9 | 0 | 0 | 0 | 0 | 0 | 0 | 0 | 0 | 0 | 0 | 0 | 0 | 0 | 0 | 0 | 0 | 0 | 0 | 0 | 0 | 0 | 0 | 0 | 0 | 0 | 0 | 0 | 0 | 0 | 0 | 0 | 0 | 0 | 0 | 0 | 0 | 0 | 0 | 0 | 0 | 0 | 0 | 0 | 0 | 0 | 0 | 0 | 0 | 0 | 0 | 0 | 0 | 0 | 0 | 0 | 0 | 0 | 0 | 0 | 0 | 0 | 0 | 0 | 0 | 0 | 0 | 0 | 0 | 0 | 0 | 0 | 0 | 0 | 0 | 0 | 1 | 1 | 0 | 0 | 0 | 0 | 0 | 0 | 0 | 0 | 1 | 1 | 1 | 0 | 0 | 0 | 1 | 0 | 0 | 0 | 1 | 1 | 0 | 0 | 0 | 0 | 0 | 0 | 0 | 0 | 1 | 0 | 0 | 0 | Southern_PGAE_Li_Battery_4hr | Southern_PGAE_Li_Battery_8hr | Southern_PGAE_Solar
PG&E Kern Study Area | Morro Bay | MORRO BAY |  | 115 | 2 | 0 | 0 | 0 | 0 | 0 | 0 | 0 | 0 | 0 | 0 | 0 | 0 | 0 | 0 | 0 | 0 | 0 | 0 | 0 | 0 | 0 | 0 | 0 | 0 | 0 | 0 | 0 | 0 | 0 | 0 | 0 | 0 | 0 | 0 | 0 | 0 | 0 | 0 | 0 | 0 | 0 | 0 | 0 | 0 | 0 | 0 | 0 | 0 | 0 | 0 | 0 | 0 | 0 | 0 | 0 | 0 | 0 | 0 | 0 | 0 | 0 | 0 | 0 | 0 | 0 | 0 | 0 | 0 | 0 | 0 | 0 | 0 | 0 | 0 | 0 | 1 | 1 | 0 | 0 | 0 | 0 | 0 | 0 | 0 | 0 | 0 | 0 | 0 | 0 | 0 | 0 | 0 | 0 | 0 | 0 | 0 | 0 | 0 | 0 | 0 | 0 | 0 | 0 | 0 | 0 | 0 | 0 | 0 | 0 | Southern_PGAE_Li_Battery_4hr | Southern_PGAE_Li_Battery_8hr | Southern_PGAE_Solar
PG&E Greater Bay Study Area | Moss Landing | MOSS LANDING |  | 500 | 9 | 0 | 0 | 0 | 0 | 0 | 0 | 0 | 0 | 0 | 0 | 0 | 0 | 0 | 0 | 0 | 0 | 0 | 0 | 0 | 0 | 0 | 0 | 0 | 0 | 0 | 0 | 0 | 0 | 0 | 0 | 0 | 0 | 0 | 0 | 0 | 0 | 0 | 0 | 0 | 0 | 0 | 0 | 0 | 0 | 1 | 0 | 0 | 0 | 0 | 0 | 1 | 0 | 0 | 0 | 0 | 0 | 0 | 1 | 0 | 0 | 1 | 0 | 0 | 0 | 1 | 0 | 0 | 0 | 0 | 0 | 0 | 1 | 0 | 0 | 0 | 0 | 1 | 0 | 0 | 0 | 0 | 0 | 0 | 0 | 0 | 0 | 0 | 0 | 0 | 0 | 0 | 1 | 0 | 0 | 0 | 0 | 0 | 0 | 0 | 0 | 0 | 0 | 0 | 0 | 1 | 0 | 0 | 0 | 0 | Northern_California_Li_Battery_4hr | Northern_California_Li_Battery_8hr | Northern_California_Solar
PG&E Greater Bay Study Area | Moss Landing | MOSS LANDING |  | 230 | 7 | 0 | 0 | 0 | 0 | 0 | 0 | 0 | 0 | 0 | 0 | 0 | 0 | 0 | 0 | 0 | 0 | 0 | 0 | 0 | 0 | 0 | 0 | 0 | 0 | 0 | 0 | 0 | 0 | 0 | 0 | 0 | 0 | 0 | 0 | 0 | 0 | 0 | 0 | 0 | 0 | 0 | 0 | 0 | 0 | 0 | 0 | 0 | 0 | 0 | 0 | 0 | 0 | 0 | 0 | 0 | 0 | 0 | 0 | 1 | 0 | 0 | 0 | 0 | 0 | 1 | 0 | 0 | 0 | 0 | 0 | 0 | 1 | 1 | 0 | 0 | 0 | 1 | 0 | 0 | 0 | 0 | 0 | 0 | 0 | 0 | 0 | 0 | 0 | 0 | 0 | 0 | 1 | 0 | 0 | 0 | 0 | 0 | 0 | 0 | 0 | 0 | 0 | 0 | 0 | 1 | 0 | 0 | 0 | 0 | Northern_California_Li_Battery_4hr | Northern_California_Li_Battery_8hr | Northern_California_Solar
PG&E Greater Bay Study Area | Moss Landing | MOSS LANDING |  | 115 | 6 | 0 | 0 | 0 | 0 | 0 | 0 | 0 | 0 | 0 | 0 | 0 | 0 | 0 | 0 | 0 | 0 | 0 | 0 | 0 | 0 | 0 | 0 | 0 | 0 | 0 | 0 | 0 | 0 | 0 | 0 | 0 | 0 | 0 | 0 | 0 | 0 | 0 | 0 | 0 | 0 | 0 | 0 | 0 | 0 | 0 | 0 | 0 | 0 | 0 | 0 | 0 | 0 | 0 | 0 | 0 | 0 | 0 | 0 | 0 | 0 | 1 | 0 | 0 | 0 | 1 | 0 | 0 | 0 | 0 | 0 | 0 | 1 | 1 | 0 | 0 | 0 | 0 | 0 | 0 | 0 | 0 | 0 | 0 | 0 | 0 | 0 | 0 | 0 | 0 | 0 | 0 | 1 | 0 | 0 | 0 | 0 | 0 | 0 | 0 | 0 | 0 | 0 | 0 | 0 | 1 | 0 | 0 | 0 | 0 | Northern_California_Li_Battery_4hr | Northern_California_Li_Battery_8hr | Northern_California_Solar
PG&E Kern Study Area | Mt Poso | MT POSO |  | 115 | 6 | 0 | 0 | 0 | 0 | 0 | 0 | 0 | 0 | 0 | 0 | 0 | 0 | 0 | 0 | 0 | 0 | 0 | 0 | 0 | 0 | 0 | 0 | 0 | 0 | 0 | 0 | 0 | 0 | 0 | 0 | 0 | 0 | 0 | 0 | 0 | 0 | 0 | 0 | 0 | 0 | 0 | 0 | 0 | 0 | 0 | 0 | 0 | 0 | 0 | 0 | 0 | 0 | 0 | 0 | 0 | 0 | 0 | 0 | 0 | 0 | 0 | 0 | 0 | 0 | 0 | 0 | 0 | 0 | 0 | 0 | 0 | 0 | 0 | 0 | 0 | 0 | 1 | 0 | 1 | 0 | 0 | 0 | 1 | 1 | 0 | 1 | 1 | 0 | 0 | 0 | 0 | 0 | 0 | 0 | 0 | 0 | 0 | 0 | 0 | 0 | 0 | 0 | 0 | 0 | 0 | 0 | 0 | 0 | 0 | Southern_PGAE_Li_Battery_4hr | Southern_PGAE_Li_Battery_8hr | Southern_PGAE_Solar
PG&E Fresno Study Area | Mustang | MUSTANG |  | 230 | 9 | 0 | 0 | 0 | 0 | 0 | 0 | 0 | 0 | 0 | 0 | 0 | 0 | 0 | 0 | 0 | 0 | 0 | 0 | 0 | 0 | 0 | 0 | 0 | 0 | 0 | 0 | 0 | 0 | 0 | 0 | 0 | 0 | 0 | 0 | 0 | 0 | 0 | 0 | 0 | 0 | 0 | 0 | 0 | 0 | 0 | 0 | 0 | 0 | 0 | 0 | 0 | 0 | 0 | 0 | 0 | 0 | 0 | 0 | 0 | 0 | 0 | 0 | 0 | 0 | 0 | 0 | 0 | 0 | 0 | 0 | 0 | 0 | 0 | 0 | 0 | 0 | 1 | 0 | 0 | 0 | 0 | 0 | 0 | 0 | 0 | 1 | 1 | 0 | 1 | 0 | 0 | 1 | 0 | 0 | 0 | 0 | 0 | 0 | 0 | 1 | 0 | 0 | 0 | 0 | 1 | 1 | 1 | 0 | 0 | Southern_PGAE_Li_Battery_4hr | Southern_PGAE_Li_Battery_8hr | Southern_PGAE_Solar
PG&E Fresno Study Area | New Melones | NEW MELONES | G | 230 | 13 | 0 | 0 | 0 | 0 | 0 | 0 | 0 | 0 | 0 | 0 | 0 | 0 | 0 | 0 | 0 | 0 | 0 | 0 | 0 | 0 | 0 | 0 | 0 | 0 | 0 | 0 | 0 | 0 | 0 | 0 | 0 | 0 | 0 | 0 | 0 | 0 | 0 | 0 | 0 | 0 | 0 | 0 | 0 | 0 | 0 | 0 | 0 | 0 | 0 | 0 | 1 | 0 | 0 | 0 | 0 | 0 | 0 | 0 | 0 | 0 | 0 | 0 | 0 | 0 | 1 | 1 | 0 | 0 | 0 | 0 | 0 | 0 | 0 | 0 | 0 | 0 | 0 | 0 | 0 | 0 | 0 | 0 | 0 | 0 | 0 | 1 | 1 | 0 | 1 | 1 | 1 | 1 | 0 | 0 | 0 | 1 | 0 | 0 | 1 | 1 | 0 | 0 | 1 | 0 | 0 | 0 | 0 | 0 | 0 | Southern_PGAE_Li_Battery_4hr | Southern_PGAE_Li_Battery_8hr | Southern_PGAE_Solar
PG&E Greater Bay Study Area | Newark | NEWARK |  | 230 | 4 | 0 | 0 | 0 | 0 | 0 | 0 | 0 | 0 | 0 | 0 | 0 | 0 | 0 | 0 | 0 | 0 | 0 | 0 | 0 | 0 | 0 | 0 | 0 | 0 | 0 | 0 | 0 | 0 | 0 | 0 | 0 | 0 | 0 | 0 | 0 | 0 | 0 | 0 | 0 | 0 | 0 | 0 | 0 | 0 | 0 | 0 | 0 | 0 | 0 | 0 | 0 | 0 | 0 | 0 | 0 | 0 | 0 | 1 | 0 | 0 | 1 | 0 | 0 | 0 | 1 | 0 | 0 | 0 | 0 | 0 | 0 | 0 | 0 | 1 | 0 | 0 | 0 | 0 | 0 | 0 | 0 | 0 | 0 | 0 | 0 | 0 | 0 | 0 | 0 | 0 | 0 | 0 | 0 | 0 | 0 | 0 | 0 | 0 | 0 | 0 | 0 | 0 | 0 | 0 | 0 | 0 | 0 | 0 | 0 | Northern_California_Li_Battery_4hr | Northern_California_Li_Battery_8hr | Northern_California_Solar |  | Solano_Wind
PG&E Greater Bay Study Area | Newark | NEWARK |  | 115 | 6 | 0 | 0 | 0 | 0 | 0 | 0 | 0 | 0 | 0 | 0 | 0 | 0 | 0 | 0 | 0 | 0 | 0 | 0 | 0 | 0 | 0 | 0 | 0 | 0 | 0 | 0 | 0 | 0 | 0 | 0 | 0 | 0 | 0 | 0 | 0 | 0 | 0 | 0 | 0 | 0 | 0 | 0 | 0 | 0 | 0 | 0 | 0 | 0 | 0 | 0 | 0 | 0 | 0 | 0 | 1 | 1 | 0 | 1 | 0 | 0 | 1 | 0 | 0 | 1 | 0 | 0 | 0 | 0 | 0 | 0 | 0 | 0 | 0 | 1 | 0 | 0 | 0 | 0 | 0 | 0 | 0 | 0 | 0 | 0 | 0 | 0 | 0 | 0 | 0 | 0 | 0 | 0 | 0 | 0 | 0 | 0 | 0 | 0 | 0 | 0 | 0 | 0 | 0 | 0 | 0 | 0 | 0 | 0 | 0 | Northern_California_Li_Battery_4hr | Northern_California_Li_Battery_8hr | Northern_California_Solar |  | Solano_Wind
PG&E Fresno Study Area | Newhall | NEWHALL |  | 115 | 1 | 0 | 0 | 0 | 0 | 0 | 0 | 0 | 0 | 0 | 0 | 0 | 0 | 0 | 0 | 0 | 0 | 0 | 0 | 0 | 0 | 0 | 0 | 0 | 0 | 0 | 0 | 0 | 0 | 0 | 0 | 0 | 0 | 0 | 0 | 0 | 0 | 0 | 0 | 0 | 0 | 0 | 0 | 0 | 0 | 0 | 0 | 0 | 0 | 0 | 0 | 0 | 0 | 0 | 0 | 0 | 0 | 0 | 0 | 0 | 0 | 0 | 0 | 0 | 0 | 0 | 0 | 0 | 0 | 0 | 0 | 0 | 0 | 0 | 0 | 0 | 0 | 0 | 0 | 0 | 0 | 0 | 0 | 0 | 0 | 0 | 0 | 0 | 0 | 0 | 0 | 0 | 0 | 0 | 0 | 0 | 0 | 0 | 0 | 0 | 0 | 1 | 0 | 0 | 0 | 0 | 0 | 0 | 0 | 0 | Southern_PGAE_Li_Battery_4hr | Southern_PGAE_Li_Battery_8hr | Southern_PGAE_Solar
PG&E Kern Study Area | Norco | NORCO (PGE) |  | 115 | 1 | 0 | 0 | 0 | 0 | 0 | 0 | 0 | 0 | 0 | 0 | 0 | 0 | 0 | 0 | 0 | 0 | 0 | 0 | 0 | 0 | 0 | 0 | 0 | 0 | 0 | 0 | 0 | 0 | 0 | 0 | 0 | 0 | 0 | 0 | 0 | 0 | 0 | 0 | 0 | 0 | 0 | 0 | 0 | 0 | 0 | 0 | 0 | 0 | 0 | 0 | 0 | 0 | 0 | 0 | 0 | 0 | 0 | 0 | 0 | 0 | 0 | 0 | 0 | 0 | 0 | 0 | 0 | 0 | 0 | 0 | 0 | 0 | 0 | 0 | 0 | 0 | 0 | 0 | 0 | 0 | 0 | 0 | 1 | 0 | 0 | 0 | 0 | 0 | 0 | 0 | 0 | 0 | 0 | 0 | 0 | 0 | 0 | 0 | 0 | 0 | 0 | 0 | 0 | 0 | 0 | 0 | 0 | 0 | 0 | Southern_PGAE_Li_Battery_4hr | Southern_PGAE_Li_Battery_8hr | Southern_PGAE_Solar
SDG&E Study Area | North City Metering | NORTH CITY WEST |  | 138 | 1 | 0 | 0 | 0 | 0 | 0 | 0 | 0 | 0 | 0 | 0 | 0 | 0 | 0 | 0 | 0 | 0 | 0 | 0 | 0 | 0 | 0 | 0 | 0 | 0 | 0 | 0 | 0 | 0 | 0 | 0 | 0 | 0 | 1 | 0 | 0 | 0 | 0 | 0 | 0 | 0 | 0 | 0 | 0 | 0 | 0 | 0 | 0 | 0 | 0 | 0 | 0 | 0 | 0 | 0 | 0 | 0 | 0 | 0 | 0 | 0 | 0 | 0 | 0 | 0 | 0 | 0 | 0 | 0 | 0 | 0 | 0 | 0 | 0 | 0 | 0 | 0 | 0 | 0 | 0 | 0 | 0 | 0 | 0 | 0 | 0 | 0 | 0 | 0 | 0 | 0 | 0 | 0 | 0 | 0 | 0 | 0 | 0 | 0 | 0 | 0 | 0 | 0 | 0 | 0 | 0 | 0 | 0 | 0 | 0 | Greater_LA_Li_Battery_4hr | Greater_LA_Li_Battery_8hr | Greater_LA_Solar
PG&E Greater Bay Study Area | North Dublin | NORTH DUBLIN |  | 230 | 6 | 0 | 0 | 0 | 0 | 0 | 0 | 0 | 0 | 0 | 0 | 0 | 0 | 0 | 0 | 0 | 0 | 0 | 0 | 0 | 0 | 0 | 0 | 0 | 0 | 0 | 0 | 0 | 0 | 0 | 0 | 0 | 0 | 0 | 0 | 0 | 0 | 0 | 0 | 0 | 0 | 0 | 0 | 0 | 0 | 1 | 0 | 0 | 0 | 0 | 0 | 0 | 0 | 0 | 0 | 0 | 0 | 0 | 0 | 1 | 0 | 1 | 0 | 0 | 1 | 1 | 0 | 0 | 0 | 0 | 0 | 0 | 0 | 0 | 1 | 0 | 0 | 0 | 0 | 0 | 0 | 0 | 0 | 0 | 0 | 0 | 0 | 0 | 0 | 0 | 0 | 0 | 0 | 0 | 0 | 0 | 0 | 0 | 0 | 0 | 0 | 0 | 0 | 0 | 0 | 0 | 0 | 0 | 0 | 0 | Northern_California_Li_Battery_4hr | Northern_California_Li_Battery_8hr | Northern_California_Solar |  | Solano_Wind
SDG&E Study Area | North Gila | NORTH GILA |  | 500 | 7 | 0 | 0 | 0 | 0 | 0 | 0 | 0 | 0 | 0 | 0 | 0 | 0 | 0 | 0 | 0 | 0 | 0 | 0 | 0 | 1 | 0 | 1 | 0 | 0 | 0 | 1 | 0 | 0 | 1 | 0 | 0 | 0 | 0 | 0 | 1 | 1 | 1 | 0 | 0 | 0 | 0 | 0 | 0 | 0 | 0 | 0 | 0 | 0 | 0 | 0 | 0 | 0 | 0 | 0 | 0 | 0 | 0 | 0 | 0 | 0 | 0 | 0 | 0 | 0 | 0 | 0 | 0 | 0 | 0 | 0 | 0 | 0 | 0 | 0 | 0 | 0 | 0 | 0 | 0 | 0 | 0 | 0 | 0 | 0 | 0 | 0 | 0 | 0 | 0 | 0 | 0 | 0 | 0 | 0 | 0 | 0 | 0 | 0 | 0 | 0 | 0 | 0 | 0 | 0 | 0 | 0 | 0 | 0 | 0 | Greater_Imperial_Li_Battery_4hr | Greater_Imperial_Li_Battery_8hr | Greater_Imperial_Solar
SDG&E Study Area | New Sub - North Gila - IV (Proposed) | Drop 4 (IID) |  | 500 | 7 | 0 | 0 | 0 | 0 | 0 | 0 | 0 | 0 | 0 | 0 | 0 | 0 | 0 | 0 | 0 | 0 | 0 | 0 | 0 | 1 | 0 | 1 | 0 | 0 | 0 | 1 | 0 | 0 | 1 | 0 | 0 | 0 | 0 | 0 | 1 | 1 | 1 | 0 | 0 | 0 | 0 | 0 | 0 | 0 | 0 | 0 | 0 | 0 | 0 | 0 | 0 | 0 | 0 | 0 | 0 | 0 | 0 | 0 | 0 | 0 | 0 | 0 | 0 | 0 | 0 | 0 | 0 | 0 | 0 | 0 | 0 | 0 | 0 | 0 | 0 | 0 | 0 | 0 | 0 | 0 | 0 | 0 | 0 | 0 | 0 | 0 | 0 | 0 | 0 | 0 | 0 | 0 | 0 | 0 | 0 | 0 | 0 | 0 | 0 | 0 | 0 | 0 | 0 | 0 | 0 | 0 | 0 | 0 | 0 | Greater_Imperial_Li_Battery_4hr | Greater_Imperial_Li_Battery_8hr | Greater_Imperial_Solar
PG&E Greater Bay Study Area | Oakland C | OAKLAND C |  | 115 | 12 | 0 | 0 | 0 | 0 | 0 | 0 | 0 | 0 | 0 | 0 | 0 | 0 | 0 | 0 | 0 | 0 | 0 | 0 | 0 | 0 | 0 | 0 | 0 | 0 | 0 | 0 | 0 | 0 | 0 | 0 | 0 | 0 | 0 | 0 | 0 | 0 | 0 | 0 | 0 | 0 | 0 | 0 | 0 | 1 | 1 | 0 | 0 | 0 | 0 | 0 | 0 | 0 | 0 | 0 | 1 | 1 | 0 | 1 | 1 | 1 | 1 | 0 | 0 | 1 | 1 | 0 | 1 | 0 | 0 | 0 | 0 | 0 | 0 | 1 | 0 | 0 | 0 | 0 | 0 | 0 | 0 | 0 | 0 | 0 | 0 | 0 | 0 | 0 | 0 | 0 | 0 | 0 | 0 | 0 | 0 | 0 | 0 | 0 | 0 | 0 | 0 | 0 | 0 | 0 | 0 | 0 | 0 | 0 | 0 | Northern_California_Li_Battery_4hr | Northern_California_Li_Battery_8hr | Northern_California_Solar
PG&E Greater Bay Study Area | Oakland J | OAKLAND I |  | 115 | 3 | 0 | 0 | 0 | 0 | 0 | 0 | 0 | 0 | 0 | 0 | 0 | 0 | 0 | 0 | 0 | 0 | 0 | 0 | 0 | 0 | 0 | 0 | 0 | 0 | 0 | 0 | 0 | 0 | 0 | 0 | 0 | 0 | 0 | 0 | 0 | 0 | 0 | 0 | 0 | 0 | 0 | 0 | 0 | 0 | 1 | 0 | 0 | 0 | 0 | 0 | 0 | 0 | 0 | 0 | 0 | 0 | 0 | 1 | 0 | 0 | 0 | 0 | 0 | 0 | 0 | 0 | 0 | 0 | 0 | 0 | 0 | 0 | 0 | 1 | 0 | 0 | 0 | 0 | 0 | 0 | 0 | 0 | 0 | 0 | 0 | 0 | 0 | 0 | 0 | 0 | 0 | 0 | 0 | 0 | 0 | 0 | 0 | 0 | 0 | 0 | 0 | 0 | 0 | 0 | 0 | 0 | 0 | 0 | 0 | Northern_California_Li_Battery_4hr | Northern_California_Li_Battery_8hr | Northern_California_Solar
PG&E Kern Study Area | Oceano | OCEANO |  | 115 | 1 | 0 | 0 | 0 | 0 | 0 | 0 | 0 | 0 | 0 | 0 | 0 | 0 | 0 | 0 | 0 | 0 | 0 | 0 | 0 | 0 | 0 | 0 | 0 | 0 | 0 | 0 | 0 | 0 | 0 | 0 | 0 | 0 | 0 | 0 | 0 | 0 | 0 | 0 | 0 | 0 | 0 | 0 | 0 | 0 | 0 | 0 | 0 | 0 | 0 | 0 | 0 | 0 | 0 | 0 | 0 | 0 | 0 | 0 | 0 | 0 | 0 | 0 | 0 | 0 | 0 | 0 | 0 | 0 | 0 | 0 | 0 | 0 | 0 | 0 | 0 | 0 | 0 | 0 | 0 | 0 | 0 | 0 | 1 | 0 | 0 | 0 | 0 | 0 | 0 | 0 | 0 | 0 | 0 | 0 | 0 | 0 | 0 | 0 | 0 | 0 | 0 | 0 | 0 | 0 | 0 | 0 | 0 | 0 | 0 | Southern_PGAE_Li_Battery_4hr | Southern_PGAE_Li_Battery_8hr | Southern_PGAE_Solar
SDG&E Study Area | Ocotillo Express | OCOTILLO |  | 500 | 8 | 0 | 0 | 0 | 0 | 0 | 0 | 0 | 0 | 0 | 0 | 0 | 0 | 0 | 0 | 0 | 0 | 0 | 0 | 0 | 1 | 0 | 1 | 0 | 0 | 0 | 1 | 0 | 0 | 1 | 0 | 0 | 0 | 0 | 0 | 1 | 1 | 1 | 0 | 0 | 1 | 0 | 0 | 0 | 0 | 0 | 0 | 0 | 0 | 0 | 0 | 0 | 0 | 0 | 0 | 0 | 0 | 0 | 0 | 0 | 0 | 0 | 0 | 0 | 0 | 0 | 0 | 0 | 0 | 0 | 0 | 0 | 0 | 0 | 0 | 0 | 0 | 0 | 0 | 0 | 0 | 0 | 0 | 0 | 0 | 0 | 0 | 0 | 0 | 0 | 0 | 0 | 0 | 0 | 0 | 0 | 0 | 0 | 0 | 0 | 0 | 0 | 0 | 0 | 0 | 0 | 0 | 0 | 0 | 0 | Greater_Imperial_Li_Battery_4hr | Greater_Imperial_Li_Battery_8hr | Greater_Imperial_Solar |  | Greater_Imperial_Wind
SDG&E Study Area | Old Town | OLD TOWN |  | 230 | 2 | 0 | 0 | 0 | 0 | 0 | 0 | 0 | 0 | 0 | 0 | 0 | 0 | 0 | 0 | 0 | 0 | 0 | 0 | 0 | 0 | 0 | 0 | 0 | 0 | 0 | 0 | 0 | 0 | 0 | 0 | 0 | 0 | 0 | 0 | 1 | 0 | 1 | 0 | 0 | 0 | 0 | 0 | 0 | 0 | 0 | 0 | 0 | 0 | 0 | 0 | 0 | 0 | 0 | 0 | 0 | 0 | 0 | 0 | 0 | 0 | 0 | 0 | 0 | 0 | 0 | 0 | 0 | 0 | 0 | 0 | 0 | 0 | 0 | 0 | 0 | 0 | 0 | 0 | 0 | 0 | 0 | 0 | 0 | 0 | 0 | 0 | 0 | 0 | 0 | 0 | 0 | 0 | 0 | 0 | 0 | 0 | 0 | 0 | 0 | 0 | 0 | 0 | 0 | 0 | 0 | 0 | 0 | 0 | 0 | Greater_LA_Li_Battery_4hr | Greater_LA_Li_Battery_8hr | Greater_LA_Solar
SCE Metro Study Area | Olinda | OLINDA |  | 230 | 1 | 0 | 0 | 0 | 0 | 0 | 0 | 0 | 0 | 0 | 0 | 0 | 0 | 1 | 0 | 0 | 0 | 0 | 0 | 0 | 0 | 0 | 0 | 0 | 0 | 0 | 0 | 0 | 0 | 0 | 0 | 0 | 0 | 0 | 0 | 0 | 0 | 0 | 0 | 0 | 0 | 0 | 0 | 0 | 0 | 0 | 0 | 0 | 0 | 0 | 0 | 0 | 0 | 0 | 0 | 0 | 0 | 0 | 0 | 0 | 0 | 0 | 0 | 0 | 0 | 0 | 0 | 0 | 0 | 0 | 0 | 0 | 0 | 0 | 0 | 0 | 0 | 0 | 0 | 0 | 0 | 0 | 0 | 0 | 0 | 0 | 0 | 0 | 0 | 0 | 0 | 0 | 0 | 0 | 0 | 0 | 0 | 0 | 0 | 0 | 0 | 0 | 0 | 0 | 0 | 0 | 0 | 0 | 0 | 0 | Greater_LA_Li_Battery_4hr | Greater_LA_Li_Battery_8hr | Greater_LA_Solar
PG&E Kern Study Area | Olive |  |  | 115 | 8 | 0 | 0 | 0 | 0 | 0 | 0 | 0 | 0 | 0 | 0 | 0 | 0 | 0 | 0 | 0 | 0 | 0 | 0 | 0 | 0 | 0 | 0 | 0 | 0 | 0 | 0 | 0 | 0 | 0 | 0 | 0 | 0 | 0 | 0 | 0 | 0 | 0 | 0 | 0 | 0 | 0 | 0 | 0 | 0 | 0 | 0 | 0 | 0 | 0 | 0 | 0 | 0 | 0 | 0 | 0 | 0 | 0 | 0 | 0 | 0 | 0 | 0 | 0 | 0 | 0 | 0 | 0 | 0 | 0 | 0 | 0 | 0 | 0 | 0 | 0 | 1 | 1 | 1 | 1 | 0 | 0 | 0 | 1 | 1 | 0 | 1 | 1 | 0 | 0 | 0 | 0 | 0 | 0 | 0 | 0 | 0 | 0 | 0 | 0 | 0 | 0 | 0 | 0 | 0 | 0 | 0 | 0 | 0 | 0 | Southern_PGAE_Li_Battery_4hr | Southern_PGAE_Li_Battery_8hr | Southern_PGAE_Solar
PG&E North of Greater Bay Study Area | Olivehurst | OLIVEHURST |  | 115 | 9 | 0 | 0 | 0 | 0 | 0 | 0 | 0 | 0 | 0 | 0 | 0 | 0 | 0 | 0 | 0 | 0 | 0 | 0 | 0 | 0 | 0 | 0 | 0 | 0 | 0 | 0 | 0 | 0 | 0 | 0 | 0 | 0 | 0 | 0 | 0 | 0 | 0 | 0 | 0 | 0 | 0 | 0 | 0 | 0 | 1 | 1 | 0 | 1 | 0 | 1 | 1 | 1 | 1 | 0 | 0 | 0 | 0 | 0 | 0 | 0 | 0 | 0 | 0 | 0 | 1 | 1 | 0 | 0 | 0 | 0 | 0 | 0 | 0 | 0 | 0 | 0 | 0 | 0 | 0 | 0 | 0 | 0 | 0 | 0 | 0 | 0 | 0 | 0 | 0 | 0 | 0 | 0 | 0 | 0 | 0 | 0 | 0 | 0 | 0 | 0 | 0 | 0 | 0 | 0 | 0 | 0 | 0 | 0 | 0 | Northern_California_Li_Battery_4hr | Northern_California_Li_Battery_8hr | Northern_California_Solar | Northern_California_Geothermal | Northern_California_Wind
SCE Northern Area | Ormond Beach | ORMOND BEACH |  | 230 | 4 | 0 | 0 | 1 | 0 | 1 | 0 | 1 | 0 | 0 | 0 | 0 | 0 | 0 | 0 | 0 | 0 | 0 | 0 | 0 | 0 | 0 | 0 | 0 | 0 | 0 | 0 | 0 | 0 | 1 | 0 | 0 | 0 | 0 | 0 | 0 | 0 | 0 | 0 | 0 | 0 | 0 | 0 | 0 | 0 | 0 | 0 | 0 | 0 | 0 | 0 | 0 | 0 | 0 | 0 | 0 | 0 | 0 | 0 | 0 | 0 | 0 | 0 | 0 | 0 | 0 | 0 | 0 | 0 | 0 | 0 | 0 | 0 | 0 | 0 | 0 | 0 | 0 | 0 | 0 | 0 | 0 | 0 | 0 | 0 | 0 | 0 | 0 | 0 | 0 | 0 | 0 | 0 | 0 | 0 | 0 | 0 | 0 | 0 | 0 | 0 | 0 | 0 | 0 | 0 | 0 | 0 | 0 | 0 | 0 | Greater_LA_Li_Battery_4hr | Greater_LA_Li_Battery_8hr | Greater_LA_Solar
SDG&E Study Area | Otay |  |  | 69 | 1 | 0 | 0 | 0 | 0 | 0 | 0 | 0 | 0 | 0 | 0 | 0 | 0 | 0 | 0 | 0 | 0 | 0 | 0 | 0 | 0 | 0 | 0 | 0 | 0 | 0 | 0 | 0 | 0 | 0 | 0 | 0 | 0 | 0 | 1 | 0 | 0 | 0 | 0 | 0 | 0 | 0 | 0 | 0 | 0 | 0 | 0 | 0 | 0 | 0 | 0 | 0 | 0 | 0 | 0 | 0 | 0 | 0 | 0 | 0 | 0 | 0 | 0 | 0 | 0 | 0 | 0 | 0 | 0 | 0 | 0 | 0 | 0 | 0 | 0 | 0 | 0 | 0 | 0 | 0 | 0 | 0 | 0 | 0 | 0 | 0 | 0 | 0 | 0 | 0 | 0 | 0 | 0 | 0 | 0 | 0 | 0 | 0 | 0 | 0 | 0 | 0 | 0 | 0 | 0 | 0 | 0 | 0 | 0 | 0 | Greater_LA_Li_Battery_4hr | Greater_LA_Li_Battery_8hr | Greater_LA_Solar
SDG&E Study Area | Otay Mesa | OTAY MESA |  | 230 | 8 | 0 | 0 | 0 | 0 | 0 | 0 | 0 | 0 | 0 | 0 | 0 | 0 | 0 | 0 | 0 | 0 | 0 | 0 | 0 | 0 | 0 | 0 | 0 | 0 | 0 | 0 | 0 | 0 | 0 | 0 | 1 | 0 | 1 | 0 | 1 | 0 | 1 | 0 | 1 | 1 | 1 | 1 | 0 | 0 | 0 | 0 | 0 | 0 | 0 | 0 | 0 | 0 | 0 | 0 | 0 | 0 | 0 | 0 | 0 | 0 | 0 | 0 | 0 | 0 | 0 | 0 | 0 | 0 | 0 | 0 | 0 | 0 | 0 | 0 | 0 | 0 | 0 | 0 | 0 | 0 | 0 | 0 | 0 | 0 | 0 | 0 | 0 | 0 | 0 | 0 | 0 | 0 | 0 | 0 | 0 | 0 | 0 | 0 | 0 | 0 | 0 | 0 | 0 | 0 | 0 | 0 | 0 | 0 | 0 | Greater_LA_Li_Battery_4hr | Greater_LA_Li_Battery_8hr | Greater_LA_Solar
PG&E Fresno Study Area | Padre Flats SW STA | PADRE FLATS |  | 230 | 6 | 0 | 0 | 0 | 0 | 0 | 0 | 0 | 0 | 0 | 0 | 0 | 0 | 0 | 0 | 0 | 0 | 0 | 0 | 0 | 0 | 0 | 0 | 0 | 0 | 0 | 0 | 0 | 0 | 0 | 0 | 0 | 0 | 0 | 0 | 0 | 0 | 0 | 0 | 0 | 0 | 0 | 0 | 0 | 0 | 0 | 0 | 0 | 0 | 0 | 0 | 0 | 0 | 0 | 0 | 0 | 0 | 0 | 0 | 0 | 0 | 0 | 0 | 0 | 0 | 0 | 0 | 0 | 0 | 0 | 0 | 0 | 0 | 0 | 0 | 0 | 0 | 1 | 0 | 0 | 0 | 0 | 0 | 0 | 0 | 0 | 1 | 1 | 0 | 0 | 0 | 0 | 1 | 0 | 0 | 0 | 0 | 0 | 0 | 0 | 0 | 0 | 0 | 0 | 0 | 0 | 1 | 1 | 0 | 0 | Southern_PGAE_Li_Battery_4hr | Southern_PGAE_Li_Battery_8hr | Southern_PGAE_Solar
East of Pisgah Study Area | Pahrump | PAHRUMP |  | 230 | 5 | 0 | 0 | 0 | 0 | 0 | 0 | 0 | 0 | 0 | 0 | 0 | 0 | 0 | 0 | 0 | 0 | 0 | 0 | 0 | 1 | 0 | 1 | 0 | 0 | 0 | 0 | 1 | 1 | 1 | 0 | 0 | 0 | 0 | 0 | 0 | 0 | 0 | 0 | 0 | 0 | 0 | 0 | 0 | 0 | 0 | 0 | 0 | 0 | 0 | 0 | 0 | 0 | 0 | 0 | 0 | 0 | 0 | 0 | 0 | 0 | 0 | 0 | 0 | 0 | 0 | 0 | 0 | 0 | 0 | 0 | 0 | 0 | 0 | 0 | 0 | 0 | 0 | 0 | 0 | 0 | 0 | 0 | 0 | 0 | 0 | 0 | 0 | 0 | 0 | 0 | 0 | 0 | 0 | 0 | 0 | 0 | 0 | 0 | 0 | 0 | 0 | 0 | 0 | 0 | 0 | 0 | 0 | 0 | 0 | Southern_NV_Eldorado_Li_Battery_4hr | Southern_NV_Eldorado_Li_Battery_8hr | Southern_NV_Eldorado_Solar | Central_Nevada_Geothermal | Southern_NV_Eldorado_Wind
East of Pisgah Study Area | Pahrump | PAHRUMP |  | 138 | 5 | 0 | 0 | 0 | 0 | 0 | 0 | 0 | 0 | 0 | 0 | 0 | 0 | 0 | 0 | 0 | 0 | 0 | 0 | 0 | 1 | 0 | 1 | 0 | 0 | 0 | 0 | 1 | 1 | 1 | 0 | 0 | 0 | 0 | 0 | 0 | 0 | 0 | 0 | 0 | 0 | 0 | 0 | 0 | 0 | 0 | 0 | 0 | 0 | 0 | 0 | 0 | 0 | 0 | 0 | 0 | 0 | 0 | 0 | 0 | 0 | 0 | 0 | 0 | 0 | 0 | 0 | 0 | 0 | 0 | 0 | 0 | 0 | 0 | 0 | 0 | 0 | 0 | 0 | 0 | 0 | 0 | 0 | 0 | 0 | 0 | 0 | 0 | 0 | 0 | 0 | 0 | 0 | 0 | 0 | 0 | 0 | 0 | 0 | 0 | 0 | 0 | 0 | 0 | 0 | 0 | 0 | 0 | 0 | 0 | Southern_NV_Eldorado_Li_Battery_4hr | Southern_NV_Eldorado_Li_Battery_8hr | Southern_NV_Eldorado_Solar | Central_Nevada_Geothermal | Southern_NV_Eldorado_Wind
SDG&E Study Area | Pala |  |  | 69 | 4 | 0 | 0 | 0 | 0 | 0 | 0 | 0 | 0 | 0 | 0 | 0 | 0 | 0 | 0 | 0 | 0 | 0 | 0 | 0 | 0 | 0 | 0 | 0 | 0 | 0 | 0 | 0 | 0 | 0 | 1 | 0 | 0 | 1 | 0 | 0 | 0 | 0 | 1 | 0 | 0 | 0 | 1 | 0 | 0 | 0 | 0 | 0 | 0 | 0 | 0 | 0 | 0 | 0 | 0 | 0 | 0 | 0 | 0 | 0 | 0 | 0 | 0 | 0 | 0 | 0 | 0 | 0 | 0 | 0 | 0 | 0 | 0 | 0 | 0 | 0 | 0 | 0 | 0 | 0 | 0 | 0 | 0 | 0 | 0 | 0 | 0 | 0 | 0 | 0 | 0 | 0 | 0 | 0 | 0 | 0 | 0 | 0 | 0 | 0 | 0 | 0 | 0 | 0 | 0 | 0 | 0 | 0 | 0 | 0 | Greater_LA_Li_Battery_4hr | Greater_LA_Li_Battery_8hr | Greater_LA_Solar
PG&E North of Greater Bay Study Area | Palermo | PALERMO |  | 230 | 6 | 0 | 0 | 0 | 0 | 0 | 0 | 0 | 0 | 0 | 0 | 0 | 0 | 0 | 0 | 0 | 0 | 0 | 0 | 0 | 0 | 0 | 0 | 0 | 0 | 0 | 0 | 0 | 0 | 0 | 0 | 0 | 0 | 0 | 0 | 0 | 0 | 0 | 0 | 0 | 0 | 0 | 0 | 0 | 0 | 1 | 0 | 0 | 0 | 0 | 1 | 0 | 1 | 1 | 0 | 0 | 0 | 0 | 0 | 0 | 0 | 0 | 0 | 0 | 0 | 1 | 1 | 0 | 0 | 0 | 0 | 0 | 0 | 0 | 0 | 0 | 0 | 0 | 0 | 0 | 0 | 0 | 0 | 0 | 0 | 0 | 0 | 0 | 0 | 0 | 0 | 0 | 0 | 0 | 0 | 0 | 0 | 0 | 0 | 0 | 0 | 0 | 0 | 0 | 0 | 0 | 0 | 0 | 0 | 0 | Northern_California_Li_Battery_4hr | Northern_California_Li_Battery_8hr | Northern_California_Solar | Northern_California_Geothermal | Northern_California_Wind
PG&E North of Greater Bay Study Area | Palermo | PALERMO |  | 115 | 8 | 0 | 0 | 0 | 0 | 0 | 0 | 0 | 0 | 0 | 0 | 0 | 0 | 0 | 0 | 0 | 0 | 0 | 0 | 0 | 0 | 0 | 0 | 0 | 0 | 0 | 0 | 0 | 0 | 0 | 0 | 0 | 0 | 0 | 0 | 0 | 0 | 0 | 0 | 0 | 0 | 0 | 0 | 0 | 0 | 1 | 0 | 0 | 1 | 0 | 1 | 1 | 1 | 1 | 0 | 0 | 0 | 0 | 0 | 0 | 0 | 0 | 0 | 0 | 0 | 1 | 1 | 0 | 0 | 0 | 0 | 0 | 0 | 0 | 0 | 0 | 0 | 0 | 0 | 0 | 0 | 0 | 0 | 0 | 0 | 0 | 0 | 0 | 0 | 0 | 0 | 0 | 0 | 0 | 0 | 0 | 0 | 0 | 0 | 0 | 0 | 0 | 0 | 0 | 0 | 0 | 0 | 0 | 0 | 0 | Northern_California_Li_Battery_4hr | Northern_California_Li_Battery_8hr | Northern_California_Solar | Northern_California_Geothermal | Northern_California_Wind
SCE Eastern Study Area | Palo Verde | PALO VERDE |  | 500 | 4 | 0 | 0 | 0 | 0 | 0 | 0 | 0 | 0 | 0 | 0 | 0 | 0 | 0 | 0 | 0 | 0 | 0 | 0 | 0 | 1 | 0 | 1 | 0 | 0 | 0 | 1 | 0 | 0 | 1 | 0 | 0 | 0 | 0 | 0 | 0 | 0 | 0 | 0 | 0 | 0 | 0 | 0 | 0 | 0 | 0 | 0 | 0 | 0 | 0 | 0 | 0 | 0 | 0 | 0 | 0 | 0 | 0 | 0 | 0 | 0 | 0 | 0 | 0 | 0 | 0 | 0 | 0 | 0 | 0 | 0 | 0 | 0 | 0 | 0 | 0 | 0 | 0 | 0 | 0 | 0 | 0 | 0 | 0 | 0 | 0 | 0 | 0 | 0 | 0 | 0 | 0 | 0 | 0 | 0 | 0 | 0 | 0 | 0 | 0 | 0 | 0 | 0 | 0 | 0 | 0 | 0 | 0 | 0 | 0 | Arizona_Li_Battery_4hr | Arizona_Li_Battery_8hr | Arizona_Solar |  |  | New_Mexico_Wind
SDG&E Study Area | Palomar Energy | PALOMAR |  | 230 | 5 | 0 | 0 | 0 | 0 | 0 | 0 | 0 | 0 | 0 | 0 | 0 | 0 | 0 | 0 | 0 | 0 | 0 | 0 | 0 | 0 | 0 | 0 | 0 | 0 | 0 | 0 | 0 | 0 | 0 | 1 | 0 | 0 | 1 | 0 | 1 | 0 | 1 | 0 | 0 | 0 | 0 | 1 | 0 | 0 | 0 | 0 | 0 | 0 | 0 | 0 | 0 | 0 | 0 | 0 | 0 | 0 | 0 | 0 | 0 | 0 | 0 | 0 | 0 | 0 | 0 | 0 | 0 | 0 | 0 | 0 | 0 | 0 | 0 | 0 | 0 | 0 | 0 | 0 | 0 | 0 | 0 | 0 | 0 | 0 | 0 | 0 | 0 | 0 | 0 | 0 | 0 | 0 | 0 | 0 | 0 | 0 | 0 | 0 | 0 | 0 | 0 | 0 | 0 | 0 | 0 | 0 | 0 | 0 | 0 | Greater_LA_Li_Battery_4hr | Greater_LA_Li_Battery_8hr | Greater_LA_Solar
PG&E Fresno Study Area | Panoche | PANOCHE |  | 115 | 14 | [26 empty] | 0 | 0 | 0 | 0 | 0 | 0 | 0 | 0 | 0 | 0 | 0 | 0 | 0 | 0 | 0 | 0 | 0 | 0 | 0 | 0 | 0 | 0 | 0 | 0 | 1 | 0 | 0 | 0 | 0 | 0 | 0 | 0 | 0 | 0 | 0 | 0 | 0 | 0 | 0 | 0 | 0 | 0 | 0 | 0 | 0 | 0 | 0 | 0 | 0 | 0 | 1 | 0 | 0 | 0 | 0 | 0 | 0 | 0 | 0 | 1 | 1 | 1 | 1 | 1 | 1 | 1 | 1 | 1 | 1 | 1 | 0 | 0 | 0 | 0 | 0 | 0 | 1 | 0 | 0 | 0 | 0 | 0 | 0 | Southern_PGAE_Li_Battery_4hr | Southern_PGAE_Li_Battery_8hr | Southern_PGAE_Solar
PG&E Fresno Study Area | Panoche | PANOCHE |  | 230 | 6 | 0 | 0 | 0 | 0 | 0 | 0 | 0 | 0 | 0 | 0 | 0 | 0 | 0 | 0 | 0 | 0 | 0 | 0 | 0 | 0 | 0 | 0 | 0 | 0 | 0 | 0 | 0 | 0 | 0 | 0 | 0 | 0 | 0 | 0 | 0 | 0 | 0 | 0 | 0 | 0 | 0 | 0 | 0 | 0 | 0 | 0 | 0 | 0 | 0 | 0 | 0 | 0 | 0 | 0 | 0 | 0 | 0 | 0 | 0 | 0 | 0 | 0 | 0 | 0 | 0 | 0 | 0 | 0 | 0 | 0 | 0 | 0 | 0 | 0 | 0 | 0 | 0 | 0 | 0 | 0 | 0 | 0 | 0 | 0 | 0 | 1 | 1 | 0 | 0 | 0 | 0 | 1 | 1 | 1 | 0 | 0 | 0 | 0 | 0 | 0 | 0 | 0 | 0 | 0 | 0 | 0 | 1 | 0 | 0 | Southern_PGAE_Li_Battery_4hr | Southern_PGAE_Li_Battery_8hr | Southern_PGAE_Solar
SCE Northern Area | Pardee | PARDEE (SCE) |  | 230 | 3 | 0 | 0 | 1 | 0 | 0 | 0 | 1 | 0 | 0 | 0 | 0 | 0 | 0 | 0 | 0 | 0 | 0 | 0 | 0 | 0 | 0 | 0 | 0 | 0 | 0 | 0 | 0 | 0 | 1 | 0 | 0 | 0 | 0 | 0 | 0 | 0 | 0 | 0 | 0 | 0 | 0 | 0 | 0 | 0 | 0 | 0 | 0 | 0 | 0 | 0 | 0 | 0 | 0 | 0 | 0 | 0 | 0 | 0 | 0 | 0 | 0 | 0 | 0 | 0 | 0 | 0 | 0 | 0 | 0 | 0 | 0 | 0 | 0 | 0 | 0 | 0 | 0 | 0 | 0 | 0 | 0 | 0 | 0 | 0 | 0 | 0 | 0 | 0 | 0 | 0 | 0 | 0 | 0 | 0 | 0 | 0 | 0 | 0 | 0 | 0 | 0 | 0 | 0 | 0 | 0 | 0 | 0 | 0 | 0 | Greater_LA_Li_Battery_4hr | Greater_LA_Li_Battery_8hr | Greater_LA_Solar
PG&E North of Greater Bay Study Area | Parkway | PARKWAY |  | 230 | 7 | 0 | 0 | 0 | 0 | 0 | 0 | 0 | 0 | 0 | 0 | 0 | 0 | 0 | 0 | 0 | 0 | 0 | 0 | 0 | 0 | 0 | 0 | 0 | 0 | 0 | 0 | 0 | 0 | 0 | 0 | 0 | 0 | 0 | 0 | 0 | 0 | 0 | 0 | 0 | 0 | 0 | 0 | 0 | 0 | 1 | 0 | 0 | 0 | 0 | 0 | 0 | 0 | 0 | 0 | 0 | 0 | 0 | 0 | 1 | 1 | 1 | 0 | 0 | 1 | 1 | 0 | 0 | 0 | 0 | 0 | 0 | 0 | 0 | 1 | 0 | 0 | 0 | 0 | 0 | 0 | 0 | 0 | 0 | 0 | 0 | 0 | 0 | 0 | 0 | 0 | 0 | 0 | 0 | 0 | 0 | 0 | 0 | 0 | 0 | 0 | 0 | 0 | 0 | 0 | 0 | 0 | 0 | 0 | 0 | Northern_California_Li_Battery_4hr | Northern_California_Li_Battery_8hr | Northern_California_Solar | Northern_California_Geothermal | Solano_Wind
SCE Northern Area | Pastoria | PASTORIA |  | 230 | 5 | 1 | 0 | 1 | 0 | 0 | 0 | 1 | 0 | 1 | 0 | 0 | 0 | 0 | 0 | 0 | 0 | 0 | 0 | 0 | 0 | 0 | 0 | 0 | 0 | 0 | 0 | 0 | 0 | 1 | 0 | 0 | 0 | 0 | 0 | 0 | 0 | 0 | 0 | 0 | 0 | 0 | 0 | 0 | 0 | 0 | 0 | 0 | 0 | 0 | 0 | 0 | 0 | 0 | 0 | 0 | 0 | 0 | 0 | 0 | 0 | 0 | 0 | 0 | 0 | 0 | 0 | 0 | 0 | 0 | 0 | 0 | 0 | 0 | 0 | 0 | 0 | 0 | 0 | 0 | 0 | 0 | 0 | 0 | 0 | 0 | 0 | 0 | 0 | 0 | 0 | 0 | 0 | 0 | 0 | 0 | 0 | 0 | 0 | 0 | 0 | 0 | 0 | 0 | 0 | 0 | 0 | 0 | 0 | 0 | Tehachapi_Li_Battery_4hr | Tehachapi_Li_Battery_8hr | Tehachapi_Solar |  | Tehachapi_Wind
SCE Metro Study Area | Pauda | PADUA |  | 230 | 1 | 0 | 0 | 0 | 0 | 0 | 0 | 0 | 0 | 0 | 0 | 0 | 0 | 1 | 0 | 0 | 0 | 0 | 0 | 0 | 0 | 0 | 0 | 0 | 0 | 0 | 0 | 0 | 0 | 0 | 0 | 0 | 0 | 0 | 0 | 0 | 0 | 0 | 0 | 0 | 0 | 0 | 0 | 0 | 0 | 0 | 0 | 0 | 0 | 0 | 0 | 0 | 0 | 0 | 0 | 0 | 0 | 0 | 0 | 0 | 0 | 0 | 0 | 0 | 0 | 0 | 0 | 0 | 0 | 0 | 0 | 0 | 0 | 0 | 0 | 0 | 0 | 0 | 0 | 0 | 0 | 0 | 0 | 0 | 0 | 0 | 0 | 0 | 0 | 0 | 0 | 0 | 0 | 0 | 0 | 0 | 0 | 0 | 0 | 0 | 0 | 0 | 0 | 0 | 0 | 0 | 0 | 0 | 0 | 0 | Greater_LA_Li_Battery_4hr | Greater_LA_Li_Battery_8hr | Greater_LA_Solar
PG&E North of Greater Bay Study Area | Peabody | PEABODY |  | 230 | 6 | 0 | 0 | 0 | 0 | 0 | 0 | 0 | 0 | 0 | 0 | 0 | 0 | 0 | 0 | 0 | 0 | 0 | 0 | 0 | 0 | 0 | 0 | 0 | 0 | 0 | 0 | 0 | 0 | 0 | 0 | 0 | 0 | 0 | 0 | 0 | 0 | 0 | 0 | 0 | 0 | 0 | 0 | 0 | 0 | 1 | 0 | 0 | 0 | 0 | 0 | 0 | 0 | 0 | 0 | 0 | 0 | 0 | 0 | 1 | 1 | 1 | 0 | 0 | 0 | 0 | 0 | 0 | 0 | 0 | 0 | 0 | 0 | 0 | 1 | 1 | 0 | 0 | 0 | 0 | 0 | 0 | 0 | 0 | 0 | 0 | 0 | 0 | 0 | 0 | 0 | 0 | 0 | 0 | 0 | 0 | 0 | 0 | 0 | 0 | 0 | 0 | 0 | 0 | 0 | 0 | 0 | 0 | 0 | 0 | Northern_California_Li_Battery_4hr | Northern_California_Li_Battery_8hr | Northern_California_Solar | Northern_California_Geothermal | Solano_Wind
PG&E North of Greater Bay Study Area | Pease | PEASE |  | 115 | 7 | 0 | 0 | 0 | 0 | 0 | 0 | 0 | 0 | 0 | 0 | 0 | 0 | 0 | 0 | 0 | 0 | 0 | 0 | 0 | 0 | 0 | 0 | 0 | 0 | 0 | 0 | 0 | 0 | 0 | 0 | 0 | 0 | 0 | 0 | 0 | 0 | 0 | 0 | 0 | 0 | 0 | 0 | 0 | 0 | 1 | 0 | 0 | 0 | 0 | 1 | 1 | 1 | 1 | 0 | 0 | 0 | 0 | 0 | 0 | 0 | 0 | 0 | 0 | 0 | 1 | 1 | 0 | 0 | 0 | 0 | 0 | 0 | 0 | 0 | 0 | 0 | 0 | 0 | 0 | 0 | 0 | 0 | 0 | 0 | 0 | 0 | 0 | 0 | 0 | 0 | 0 | 0 | 0 | 0 | 0 | 0 | 0 | 0 | 0 | 0 | 0 | 0 | 0 | 0 | 0 | 0 | 0 | 0 | 0 | Northern_California_Li_Battery_4hr | Northern_California_Li_Battery_8hr | Northern_California_Solar | Northern_California_Geothermal | Northern_California_Wind
SDG&E Study Area | Penasquitos | PENASQUITOS |  | 230 | 2 | 0 | 0 | 0 | 0 | 0 | 0 | 0 | 0 | 0 | 0 | 0 | 0 | 0 | 0 | 0 | 0 | 0 | 0 | 0 | 0 | 0 | 0 | 0 | 0 | 0 | 0 | 0 | 0 | 0 | 0 | 0 | 0 | 0 | 0 | 1 | 0 | 1 | 0 | 0 | 0 | 0 | 0 | 0 | 0 | 0 | 0 | 0 | 0 | 0 | 0 | 0 | 0 | 0 | 0 | 0 | 0 | 0 | 0 | 0 | 0 | 0 | 0 | 0 | 0 | 0 | 0 | 0 | 0 | 0 | 0 | 0 | 0 | 0 | 0 | 0 | 0 | 0 | 0 | 0 | 0 | 0 | 0 | 0 | 0 | 0 | 0 | 0 | 0 | 0 | 0 | 0 | 0 | 0 | 0 | 0 | 0 | 0 | 0 | 0 | 0 | 0 | 0 | 0 | 0 | 0 | 0 | 0 | 0 | 0 | Greater_LA_Li_Battery_4hr | Greater_LA_Li_Battery_8hr | Greater_LA_Solar
PG&E North of Greater Bay Study Area | Penngrove | PENNGROVE |  | 115 | 2 | 0 | 0 | 0 | 0 | 0 | 0 | 0 | 0 | 0 | 0 | 0 | 0 | 0 | 0 | 0 | 0 | 0 | 0 | 0 | 0 | 0 | 0 | 0 | 0 | 0 | 0 | 0 | 0 | 0 | 0 | 0 | 0 | 0 | 0 | 0 | 0 | 0 | 0 | 0 | 0 | 0 | 0 | 0 | 0 | 0 | 0 | 1 | 0 | 0 | 0 | 0 | 0 | 0 | 0 | 0 | 0 | 1 | 0 | 0 | 0 | 0 | 0 | 0 | 0 | 0 | 0 | 0 | 0 | 0 | 0 | 0 | 0 | 0 | 0 | 0 | 0 | 0 | 0 | 0 | 0 | 0 | 0 | 0 | 0 | 0 | 0 | 0 | 0 | 0 | 0 | 0 | 0 | 0 | 0 | 0 | 0 | 0 | 0 | 0 | 0 | 0 | 0 | 0 | 0 | 0 | 0 | 0 | 0 | 0 | Northern_California_Li_Battery_4hr | Northern_California_Li_Battery_8hr | Northern_California_Solar | Northern_California_Geothermal | Solano_Wind
PG&E Greater Bay Study Area | Peoria | PEORIA |  | 115 | 5 | 0 | 0 | 0 | 0 | 0 | 0 | 0 | 0 | 0 | 0 | 0 | 0 | 0 | 0 | 0 | 0 | 0 | 0 | 0 | 0 | 0 | 0 | 0 | 0 | 0 | 0 | 0 | 0 | 0 | 0 | 0 | 0 | 0 | 0 | 0 | 0 | 0 | 0 | 0 | 0 | 0 | 0 | 0 | 0 | 0 | 0 | 0 | 0 | 0 | 0 | 1 | 0 | 0 | 0 | 0 | 0 | 0 | 0 | 0 | 0 | 1 | 0 | 1 | 0 | 1 | 0 | 0 | 0 | 0 | 0 | 0 | 0 | 0 | 1 | 0 | 0 | 0 | 0 | 0 | 0 | 0 | 0 | 0 | 0 | 0 | 0 | 0 | 0 | 0 | 0 | 0 | 0 | 0 | 0 | 0 | 0 | 0 | 0 | 0 | 0 | 0 | 0 | 0 | 0 | 0 | 0 | 0 | 0 | 0 | Northern_California_Li_Battery_4hr | Northern_California_Li_Battery_8hr | Northern_California_Solar
PG&E Greater Bay Study Area | Piercy | PIERCY |  | 115 | 4 | 0 | 0 | 0 | 0 | 0 | 0 | 0 | 0 | 0 | 0 | 0 | 0 | 0 | 0 | 0 | 0 | 0 | 0 | 0 | 0 | 0 | 0 | 0 | 0 | 0 | 0 | 0 | 0 | 0 | 0 | 0 | 0 | 0 | 0 | 0 | 0 | 0 | 0 | 0 | 0 | 0 | 0 | 0 | 0 | 0 | 0 | 0 | 0 | 0 | 0 | 0 | 0 | 0 | 0 | 0 | 0 | 0 | 0 | 0 | 0 | 1 | 0 | 0 | 0 | 1 | 0 | 0 | 0 | 0 | 0 | 0 | 1 | 1 | 0 | 0 | 0 | 0 | 0 | 0 | 0 | 0 | 0 | 0 | 0 | 0 | 0 | 0 | 0 | 0 | 0 | 0 | 0 | 0 | 0 | 0 | 0 | 0 | 0 | 0 | 0 | 0 | 0 | 0 | 0 | 0 | 0 | 0 | 0 | 0 | Northern_California_Li_Battery_4hr | Northern_California_Li_Battery_8hr | Northern_California_Solar
PG&E Fresno Study Area | Pine Flat | PINE FLAT | G | 230 | 17 | 0 | 0 | 0 | 0 | 0 | 0 | 0 | 0 | 0 | 0 | 0 | 0 | 0 | 0 | 0 | 0 | 0 | 0 | 0 | 0 | 0 | 0 | 0 | 0 | 0 | 0 | 0 | 0 | 0 | 0 | 0 | 0 | 0 | 0 | 0 | 0 | 0 | 0 | 0 | 0 | 0 | 0 | 0 | 0 | 0 | 0 | 0 | 0 | 0 | 0 | 1 | 0 | 0 | 0 | 0 | 0 | 0 | 0 | 0 | 0 | 0 | 0 | 0 | 0 | 0 | 0 | 0 | 0 | 0 | 0 | 0 | 0 | 0 | 0 | 0 | 0 | 1 | 0 | 0 | 0 | 0 | 0 | 0 | 0 | 0 | 1 | 1 | 1 | 1 | 1 | 1 | 1 | 1 | 1 | 1 | 1 | 0 | 0 | 1 | 1 | 0 | 0 | 1 | 0 | 0 | 0 | 1 | 0 | 0 | Southern_PGAE_Li_Battery_4hr | Southern_PGAE_Li_Battery_8hr | Southern_PGAE_Solar
SCE North of Lugo Study Area | Pisgah | PISGAH |  | 230 | 2 | 0 | 0 | 0 | 0 | 0 | 0 | 0 | 0 | 0 | 0 | 0 | 0 | 0 | 0 | 0 | 0 | 1 | 1 | 0 | 0 | 0 | 0 | 0 | 0 | 0 | 0 | 0 | 0 | 0 | 0 | 0 | 0 | 0 | 0 | 0 | 0 | 0 | 0 | 0 | 0 | 0 | 0 | 0 | 0 | 0 | 0 | 0 | 0 | 0 | 0 | 0 | 0 | 0 | 0 | 0 | 0 | 0 | 0 | 0 | 0 | 0 | 0 | 0 | 0 | 0 | 0 | 0 | 0 | 0 | 0 | 0 | 0 | 0 | 0 | 0 | 0 | 0 | 0 | 0 | 0 | 0 | 0 | 0 | 0 | 0 | 0 | 0 | 0 | 0 | 0 | 0 | 0 | 0 | 0 | 0 | 0 | 0 | 0 | 0 | 0 | 0 | 0 | 0 | 0 | 0 | 0 | 0 | 0 | 0 | Greater_Kramer_Li_Battery_4hr | Greater_Kramer_Li_Battery_8hr | Greater_Kramer_Solar | Inyokern_North_Kramer_Geothermal | Greater_Kramer_Wind
PG&E North of Greater Bay Study Area | Pit 1 | PIT 1 | G | 230 | 2 | 0 | 0 | 0 | 0 | 0 | 0 | 0 | 0 | 0 | 0 | 0 | 0 | 0 | 0 | 0 | 0 | 0 | 0 | 0 | 0 | 0 | 0 | 0 | 0 | 0 | 0 | 0 | 0 | 0 | 0 | 0 | 0 | 0 | 0 | 0 | 0 | 0 | 0 | 0 | 0 | 0 | 0 | 0 | 0 | 1 | 0 | 0 | 0 | 1 | 0 | 0 | 0 | 0 | 0 | 0 | 0 | 0 | 0 | 0 | 0 | 0 | 0 | 0 | 0 | 0 | 0 | 0 | 0 | 0 | 0 | 0 | 0 | 0 | 0 | 0 | 0 | 0 | 0 | 0 | 0 | 0 | 0 | 0 | 0 | 0 | 0 | 0 | 0 | 0 | 0 | 0 | 0 | 0 | 0 | 0 | 0 | 0 | 0 | 0 | 0 | 0 | 0 | 0 | 0 | 0 | 0 | 0 | 0 | 0 | Northern_California_Li_Battery_4hr | Northern_California_Li_Battery_8hr | Northern_California_Solar | Northern_California_Geothermal | Northern_California_Wind
PG&E North of Greater Bay Study Area | New Sub - Pit 1 - Cottonwood (Proposed) | ROUND MOUNTAIN |  | 230 | 2 | 0 | 0 | 0 | 0 | 0 | 0 | 0 | 0 | 0 | 0 | 0 | 0 | 0 | 0 | 0 | 0 | 0 | 0 | 0 | 0 | 0 | 0 | 0 | 0 | 0 | 0 | 0 | 0 | 0 | 0 | 0 | 0 | 0 | 0 | 0 | 0 | 0 | 0 | 0 | 0 | 0 | 0 | 0 | 0 | 1 | 0 | 0 | 0 | 1 | 0 | 0 | 0 | 0 | 0 | 0 | 0 | 0 | 0 | 0 | 0 | 0 | 0 | 0 | 0 | 0 | 0 | 0 | 0 | 0 | 0 | 0 | 0 | 0 | 0 | 0 | 0 | 0 | 0 | 0 | 0 | 0 | 0 | 0 | 0 | 0 | 0 | 0 | 0 | 0 | 0 | 0 | 0 | 0 | 0 | 0 | 0 | 0 | 0 | 0 | 0 | 0 | 0 | 0 | 0 | 0 | 0 | 0 | 0 | 0 | Northern_California_Li_Battery_4hr | Northern_California_Li_Battery_8hr | Northern_California_Solar | Northern_California_Geothermal | Northern_California_Wind
PG&E North of Greater Bay Study Area | Pit 4 | PIT 4 | G | 230 | 1 | 0 | 0 | 0 | 0 | 0 | 0 | 0 | 0 | 0 | 0 | 0 | 0 | 0 | 0 | 0 | 0 | 0 | 0 | 0 | 0 | 0 | 0 | 0 | 0 | 0 | 0 | 0 | 0 | 0 | 0 | 0 | 0 | 0 | 0 | 0 | 0 | 0 | 0 | 0 | 0 | 0 | 0 | 0 | 0 | 1 | 0 | 0 | 0 | 0 | 0 | 0 | 0 | 0 | 0 | 0 | 0 | 0 | 0 | 0 | 0 | 0 | 0 | 0 | 0 | 0 | 0 | 0 | 0 | 0 | 0 | 0 | 0 | 0 | 0 | 0 | 0 | 0 | 0 | 0 | 0 | 0 | 0 | 0 | 0 | 0 | 0 | 0 | 0 | 0 | 0 | 0 | 0 | 0 | 0 | 0 | 0 | 0 | 0 | 0 | 0 | 0 | 0 | 0 | 0 | 0 | 0 | 0 | 0 | 0 | Northern_California_Li_Battery_4hr | Northern_California_Li_Battery_8hr | Northern_California_Solar | Northern_California_Geothermal | Northern_California_Wind
PG&E Greater Bay Study Area | Pittsburg | PITTSBURG |  | 230 | 11 | 0 | 0 | 0 | 0 | 0 | 0 | 0 | 0 | 0 | 0 | 0 | 0 | 0 | 0 | 0 | 0 | 0 | 0 | 0 | 0 | 0 | 0 | 0 | 0 | 0 | 0 | 0 | 0 | 0 | 0 | 0 | 0 | 0 | 0 | 0 | 0 | 0 | 0 | 0 | 0 | 0 | 0 | 0 | 1 | 1 | 0 | 0 | 0 | 0 | 0 | 0 | 0 | 0 | 0 | 1 | 1 | 0 | 1 | 1 | 1 | 1 | 0 | 0 | 1 | 1 | 0 | 0 | 0 | 0 | 0 | 0 | 0 | 0 | 1 | 0 | 0 | 0 | 0 | 0 | 0 | 0 | 0 | 0 | 0 | 0 | 0 | 0 | 0 | 0 | 0 | 0 | 0 | 0 | 0 | 0 | 0 | 0 | 0 | 0 | 0 | 0 | 0 | 0 | 0 | 0 | 0 | 0 | 0 | 0 | Northern_California_Li_Battery_4hr | Northern_California_Li_Battery_8hr | Northern_California_Solar |  | Solano_Wind
PG&E Greater Bay Study Area | Pittsburg | PITTSBURG |  | 115 | 9 | 0 | 0 | 0 | 0 | 0 | 0 | 0 | 0 | 0 | 0 | 0 | 0 | 0 | 0 | 0 | 0 | 0 | 0 | 0 | 0 | 0 | 0 | 0 | 0 | 0 | 0 | 0 | 0 | 0 | 0 | 0 | 0 | 0 | 0 | 0 | 0 | 0 | 0 | 0 | 0 | 0 | 0 | 0 | 1 | 1 | 0 | 0 | 0 | 0 | 0 | 0 | 0 | 0 | 0 | 1 | 1 | 0 | 1 | 1 | 0 | 1 | 0 | 0 | 0 | 1 | 0 | 0 | 0 | 0 | 0 | 0 | 0 | 0 | 1 | 0 | 0 | 0 | 0 | 0 | 0 | 0 | 0 | 0 | 0 | 0 | 0 | 0 | 0 | 0 | 0 | 0 | 0 | 0 | 0 | 0 | 0 | 0 | 0 | 0 | 0 | 0 | 0 | 0 | 0 | 0 | 0 | 0 | 0 | 0 | Northern_California_Li_Battery_4hr | Northern_California_Li_Battery_8hr | Northern_California_Solar |  | Solano_Wind
PG&E North of Greater Bay Study Area | Placerville | PLACERVILLE |  | 115 | 6 | 0 | 0 | 0 | 0 | 0 | 0 | 0 | 0 | 0 | 0 | 0 | 0 | 0 | 0 | 0 | 0 | 0 | 0 | 0 | 0 | 0 | 0 | 0 | 0 | 0 | 0 | 0 | 0 | 0 | 0 | 0 | 0 | 0 | 0 | 0 | 0 | 0 | 0 | 0 | 0 | 0 | 0 | 0 | 0 | 1 | 0 | 0 | 0 | 0 | 0 | 1 | 1 | 1 | 0 | 0 | 0 | 0 | 0 | 0 | 0 | 0 | 0 | 0 | 0 | 1 | 1 | 0 | 0 | 0 | 0 | 0 | 0 | 0 | 0 | 0 | 0 | 0 | 0 | 0 | 0 | 0 | 0 | 0 | 0 | 0 | 0 | 0 | 0 | 0 | 0 | 0 | 0 | 0 | 0 | 0 | 0 | 0 | 0 | 0 | 0 | 0 | 0 | 0 | 0 | 0 | 0 | 0 | 0 | 0 | Northern_California_Li_Battery_4hr | Northern_California_Li_Battery_8hr | Northern_California_Solar | Northern_California_Geothermal | Northern_California_Wind
PG&E North of Greater Bay Study Area | Pleasant Grove | PLEASANT GROVE |  | 115 | 7 | 0 | 0 | 0 | 0 | 0 | 0 | 0 | 0 | 0 | 0 | 0 | 0 | 0 | 0 | 0 | 0 | 0 | 0 | 0 | 0 | 0 | 0 | 0 | 0 | 0 | 0 | 0 | 0 | 0 | 0 | 0 | 0 | 0 | 0 | 0 | 0 | 0 | 0 | 0 | 0 | 0 | 0 | 0 | 0 | 1 | 0 | 0 | 1 | 0 | 0 | 1 | 1 | 1 | 0 | 0 | 0 | 0 | 0 | 0 | 0 | 0 | 0 | 0 | 0 | 1 | 1 | 0 | 0 | 0 | 0 | 0 | 0 | 0 | 0 | 0 | 0 | 0 | 0 | 0 | 0 | 0 | 0 | 0 | 0 | 0 | 0 | 0 | 0 | 0 | 0 | 0 | 0 | 0 | 0 | 0 | 0 | 0 | 0 | 0 | 0 | 0 | 0 | 0 | 0 | 0 | 0 | 0 | 0 | 0 | Northern_California_Li_Battery_4hr | Northern_California_Li_Battery_8hr | Northern_California_Solar | Northern_California_Geothermal | Northern_California_Wind
PG&E North of Greater Bay Study Area | POE | POE | G | 230 | 2 | 0 | 0 | 0 | 0 | 0 | 0 | 0 | 0 | 0 | 0 | 0 | 0 | 0 | 0 | 0 | 0 | 0 | 0 | 0 | 0 | 0 | 0 | 0 | 0 | 0 | 0 | 0 | 0 | 0 | 0 | 0 | 0 | 0 | 0 | 0 | 0 | 0 | 0 | 0 | 0 | 0 | 0 | 0 | 0 | 1 | 0 | 0 | 0 | 0 | 1 | 0 | 0 | 0 | 0 | 0 | 0 | 0 | 0 | 0 | 0 | 0 | 0 | 0 | 0 | 0 | 0 | 0 | 0 | 0 | 0 | 0 | 0 | 0 | 0 | 0 | 0 | 0 | 0 | 0 | 0 | 0 | 0 | 0 | 0 | 0 | 0 | 0 | 0 | 0 | 0 | 0 | 0 | 0 | 0 | 0 | 0 | 0 | 0 | 0 | 0 | 0 | 0 | 0 | 0 | 0 | 0 | 0 | 0 | 0 | Northern_California_Li_Battery_4hr | Northern_California_Li_Battery_8hr | Northern_California_Solar | Northern_California_Geothermal | Northern_California_Wind
SDG&E Study Area | Point Loma |  |  | 69 | 1 | 0 | 0 | 0 | 0 | 0 | 0 | 0 | 0 | 0 | 0 | 0 | 0 | 0 | 0 | 0 | 0 | 0 | 0 | 0 | 0 | 0 | 0 | 0 | 0 | 0 | 0 | 0 | 0 | 0 | 0 | 0 | 0 | 1 | 0 | 0 | 0 | 0 | 0 | 0 | 0 | 0 | 0 | 0 | 0 | 0 | 0 | 0 | 0 | 0 | 0 | 0 | 0 | 0 | 0 | 0 | 0 | 0 | 0 | 0 | 0 | 0 | 0 | 0 | 0 | 0 | 0 | 0 | 0 | 0 | 0 | 0 | 0 | 0 | 0 | 0 | 0 | 0 | 0 | 0 | 0 | 0 | 0 | 0 | 0 | 0 | 0 | 0 | 0 | 0 | 0 | 0 | 0 | 0 | 0 | 0 | 0 | 0 | 0 | 0 | 0 | 0 | 0 | 0 | 0 | 0 | 0 | 0 | 0 | 0 | Greater_LA_Li_Battery_4hr | Greater_LA_Li_Battery_8hr | Greater_LA_Solar
SDG&E Study Area | Pomerado |  |  | 69 | 1 | 0 | 0 | 0 | 0 | 0 | 0 | 0 | 0 | 0 | 0 | 0 | 0 | 0 | 0 | 0 | 0 | 0 | 0 | 0 | 0 | 0 | 0 | 0 | 0 | 0 | 0 | 0 | 0 | 0 | 0 | 0 | 0 | 1 | 0 | 0 | 0 | 0 | 0 | 0 | 0 | 0 | 0 | 0 | 0 | 0 | 0 | 0 | 0 | 0 | 0 | 0 | 0 | 0 | 0 | 0 | 0 | 0 | 0 | 0 | 0 | 0 | 0 | 0 | 0 | 0 | 0 | 0 | 0 | 0 | 0 | 0 | 0 | 0 | 0 | 0 | 0 | 0 | 0 | 0 | 0 | 0 | 0 | 0 | 0 | 0 | 0 | 0 | 0 | 0 | 0 | 0 | 0 | 0 | 0 | 0 | 0 | 0 | 0 | 0 | 0 | 0 | 0 | 0 | 0 | 0 | 0 | 0 | 0 | 0 | Greater_LA_Li_Battery_4hr | Greater_LA_Li_Battery_8hr | Greater_LA_Solar
PG&E Kern Study Area | Poso Mountain | POSO MOUNTAIN |  | 115 | 6 | 0 | 0 | 0 | 0 | 0 | 0 | 0 | 0 | 0 | 0 | 0 | 0 | 0 | 0 | 0 | 0 | 0 | 0 | 0 | 0 | 0 | 0 | 0 | 0 | 0 | 0 | 0 | 0 | 0 | 0 | 0 | 0 | 0 | 0 | 0 | 0 | 0 | 0 | 0 | 0 | 0 | 0 | 0 | 0 | 0 | 0 | 0 | 0 | 0 | 0 | 0 | 0 | 0 | 0 | 0 | 0 | 0 | 0 | 0 | 0 | 0 | 0 | 0 | 0 | 0 | 0 | 0 | 0 | 0 | 0 | 0 | 0 | 0 | 0 | 0 | 0 | 1 | 0 | 1 | 0 | 0 | 0 | 1 | 1 | 0 | 1 | 1 | 0 | 0 | 0 | 0 | 0 | 0 | 0 | 0 | 0 | 0 | 0 | 0 | 0 | 0 | 0 | 0 | 0 | 0 | 0 | 0 | 0 | 0 | Southern_PGAE_Li_Battery_4hr | Southern_PGAE_Li_Battery_8hr | Southern_PGAE_Solar
East of Pisgah Study Area | Primm | PRIMM |  | 230 | 1 | [26 empty] | 0 | 0 | 1 | 0 | 0 | 0 | 0 | 0 | 0 | 0 | 0 | 0 | 0 | 0 | 0 | 0 | 0 | 0 | 0 | 0 | 0 | 0 | 0 | 0 | 0 | 0 | 0 | 0 | 0 | 0 | 0 | 0 | 0 | 0 | 0 | 0 | 0 | 0 | 0 | 0 | 0 | 0 | 0 | 0 | 0 | 0 | 0 | 0 | 0 | 0 | 0 | 0 | 0 | 0 | 0 | 0 | 0 | 0 | 0 | 0 | 0 | 0 | 0 | 0 | 0 | 0 | 0 | 0 | 0 | 0 | 0 | 0 | 0 | 0 | 0 | 0 | 0 | 0 | 0 | 0 | 0 | 0 | 0 | Southern_NV_Eldorado_Li_Battery_4hr | Southern_NV_Eldorado_Li_Battery_8hr | Southern_NV_Eldorado_Solar | Central_Nevada_Geothermal | Southern_NV_Eldorado_Wind
PG&E North of Greater Bay Study Area | Putah Creek | PUTAH CREEK |  | 115 | 5 | 0 | 0 | 0 | 0 | 0 | 0 | 0 | 0 | 0 | 0 | 0 | 0 | 0 | 0 | 0 | 0 | 0 | 0 | 0 | 0 | 0 | 0 | 0 | 0 | 0 | 0 | 0 | 0 | 0 | 0 | 0 | 0 | 0 | 0 | 0 | 0 | 0 | 0 | 0 | 0 | 0 | 0 | 0 | 0 | 1 | 0 | 0 | 0 | 0 | 0 | 0 | 0 | 0 | 0 | 0 | 0 | 0 | 0 | 1 | 1 | 1 | 0 | 0 | 0 | 0 | 0 | 0 | 0 | 0 | 0 | 0 | 0 | 0 | 0 | 1 | 0 | 0 | 0 | 0 | 0 | 0 | 0 | 0 | 0 | 0 | 0 | 0 | 0 | 0 | 0 | 0 | 0 | 0 | 0 | 0 | 0 | 0 | 0 | 0 | 0 | 0 | 0 | 0 | 0 | 0 | 0 | 0 | 0 | 0 | Northern_California_Li_Battery_4hr | Northern_California_Li_Battery_8hr | Northern_California_Solar | Northern_California_Geothermal | Solano_Wind
SDG&E Study Area | Q1806 Switchyard |  |  | 138 | 3 | 0 | 0 | 0 | 0 | 0 | 0 | 0 | 0 | 0 | 0 | 0 | 0 | 0 | 0 | 0 | 0 | 0 | 0 | 0 | 0 | 0 | 0 | 0 | 0 | 0 | 0 | 0 | 0 | 0 | 1 | 0 | 0 | 0 | 0 | 0 | 0 | 0 | 0 | 0 | 0 | 0 | 1 | 1 | 0 | 0 | 0 | 0 | 0 | 0 | 0 | 0 | 0 | 0 | 0 | 0 | 0 | 0 | 0 | 0 | 0 | 0 | 0 | 0 | 0 | 0 | 0 | 0 | 0 | 0 | 0 | 0 | 0 | 0 | 0 | 0 | 0 | 0 | 0 | 0 | 0 | 0 | 0 | 0 | 0 | 0 | 0 | 0 | 0 | 0 | 0 | 0 | 0 | 0 | 0 | 0 | 0 | 0 | 0 | 0 | 0 | 0 | 0 | 0 | 0 | 0 | 0 | 0 | 0 | 0 | Greater_LA_Li_Battery_4hr | Greater_LA_Li_Battery_8hr | Greater_LA_Solar
PG&E Fresno Study Area | Quinto | QUINTO |  | 230 | 2 | 0 | 0 | 0 | 0 | 0 | 0 | 0 | 0 | 0 | 0 | 0 | 0 | 0 | 0 | 0 | 0 | 0 | 0 | 0 | 0 | 0 | 0 | 0 | 0 | 0 | 0 | 0 | 0 | 0 | 0 | 0 | 0 | 0 | 0 | 0 | 0 | 0 | 0 | 0 | 0 | 0 | 0 | 0 | 0 | 0 | 0 | 0 | 0 | 0 | 0 | 0 | 0 | 0 | 0 | 0 | 0 | 0 | 0 | 0 | 0 | 0 | 0 | 0 | 0 | 0 | 0 | 0 | 0 | 0 | 0 | 0 | 0 | 0 | 0 | 0 | 0 | 0 | 0 | 0 | 0 | 0 | 0 | 0 | 0 | 0 | 1 | 0 | 0 | 0 | 0 | 0 | 1 | 0 | 0 | 0 | 0 | 0 | 0 | 0 | 0 | 0 | 0 | 0 | 0 | 0 | 0 | 0 | 0 | 0 | Southern_PGAE_Li_Battery_4hr | Southern_PGAE_Li_Battery_8hr | Southern_PGAE_Solar
PG&E Greater Bay Study Area | Race Track | RACETRACK |  | 115 | 5 | 0 | 0 | 0 | 0 | 0 | 0 | 0 | 0 | 0 | 0 | 0 | 0 | 0 | 0 | 0 | 0 | 0 | 0 | 0 | 0 | 0 | 0 | 0 | 0 | 0 | 0 | 0 | 0 | 0 | 0 | 0 | 0 | 0 | 0 | 0 | 0 | 0 | 0 | 0 | 0 | 0 | 0 | 0 | 0 | 0 | 0 | 0 | 0 | 0 | 0 | 1 | 0 | 0 | 0 | 0 | 0 | 0 | 0 | 0 | 0 | 1 | 0 | 1 | 0 | 1 | 0 | 0 | 0 | 0 | 0 | 0 | 0 | 0 | 1 | 0 | 0 | 0 | 0 | 0 | 0 | 0 | 0 | 0 | 0 | 0 | 0 | 0 | 0 | 0 | 0 | 0 | 0 | 0 | 0 | 0 | 0 | 0 | 0 | 0 | 0 | 0 | 0 | 0 | 0 | 0 | 0 | 0 | 0 | 0 | Northern_California_Li_Battery_4hr | Northern_California_Li_Battery_8hr | Northern_California_Solar
SDG&E Study Area | Rancho Mission Viejo | RANCHO MISSION VIEJO |  | 138 | 3 | 0 | 0 | 0 | 0 | 0 | 0 | 0 | 0 | 0 | 0 | 0 | 0 | 0 | 0 | 0 | 0 | 0 | 0 | 0 | 0 | 0 | 0 | 0 | 0 | 0 | 0 | 0 | 0 | 0 | 1 | 0 | 0 | 0 | 0 | 0 | 0 | 0 | 0 | 0 | 0 | 0 | 1 | 1 | 0 | 0 | 0 | 0 | 0 | 0 | 0 | 0 | 0 | 0 | 0 | 0 | 0 | 0 | 0 | 0 | 0 | 0 | 0 | 0 | 0 | 0 | 0 | 0 | 0 | 0 | 0 | 0 | 0 | 0 | 0 | 0 | 0 | 0 | 0 | 0 | 0 | 0 | 0 | 0 | 0 | 0 | 0 | 0 | 0 | 0 | 0 | 0 | 0 | 0 | 0 | 0 | 0 | 0 | 0 | 0 | 0 | 0 | 0 | 0 | 0 | 0 | 0 | 0 | 0 | 0 | Greater_LA_Li_Battery_4hr | Greater_LA_Li_Battery_8hr | Greater_LA_Solar
PG&E North of Greater Bay Study Area | New Sub - Rancho Seco - Bellota (Proposed) | CAMANCHE |  | 230 | 5 | 0 | 0 | 0 | 0 | 0 | 0 | 0 | 0 | 0 | 0 | 0 | 0 | 0 | 0 | 0 | 0 | 0 | 0 | 0 | 0 | 0 | 0 | 0 | 0 | 0 | 0 | 0 | 0 | 0 | 0 | 0 | 0 | 0 | 0 | 0 | 0 | 0 | 0 | 0 | 0 | 0 | 0 | 0 | 0 | 0 | 0 | 0 | 0 | 0 | 0 | 1 | 0 | 0 | 0 | 0 | 0 | 0 | 0 | 0 | 0 | 0 | 0 | 0 | 0 | 1 | 1 | 0 | 0 | 0 | 0 | 0 | 0 | 0 | 0 | 0 | 0 | 0 | 0 | 0 | 0 | 0 | 0 | 0 | 0 | 0 | 0 | 0 | 0 | 0 | 0 | 0 | 1 | 0 | 0 | 0 | 0 | 0 | 0 | 0 | 0 | 0 | 0 | 1 | 0 | 0 | 0 | 0 | 0 | 0 | Northern_California_Li_Battery_4hr | Northern_California_Li_Battery_8hr | Northern_California_Solar | Northern_California_Geothermal | Central_Valley_North_Los_Banos_Wind
SCE Metro Study Area | Rancho Vista | RANCHO VISTA |  | 500 | 1 | 0 | 0 | 0 | 0 | 0 | 0 | 0 | 0 | 0 | 0 | 0 | 0 | 1 | 0 | 0 | 0 | 0 | 0 | 0 | 0 | 0 | 0 | 0 | 0 | 0 | 0 | 0 | 0 | 0 | 0 | 0 | 0 | 0 | 0 | 0 | 0 | 0 | 0 | 0 | 0 | 0 | 0 | 0 | 0 | 0 | 0 | 0 | 0 | 0 | 0 | 0 | 0 | 0 | 0 | 0 | 0 | 0 | 0 | 0 | 0 | 0 | 0 | 0 | 0 | 0 | 0 | 0 | 0 | 0 | 0 | 0 | 0 | 0 | 0 | 0 | 0 | 0 | 0 | 0 | 0 | 0 | 0 | 0 | 0 | 0 | 0 | 0 | 0 | 0 | 0 | 0 | 0 | 0 | 0 | 0 | 0 | 0 | 0 | 0 | 0 | 0 | 0 | 0 | 0 | 0 | 0 | 0 | 0 | 0 | Greater_LA_Li_Battery_4hr | Greater_LA_Li_Battery_8hr | Greater_LA_Solar
SCE Metro Study Area | Rancho Vista | RANCHO VISTA |  | 230 | 1 | 0 | 0 | 0 | 0 | 0 | 0 | 0 | 0 | 0 | 0 | 0 | 0 | 1 | 0 | 0 | 0 | 0 | 0 | 0 | 0 | 0 | 0 | 0 | 0 | 0 | 0 | 0 | 0 | 0 | 0 | 0 | 0 | 0 | 0 | 0 | 0 | 0 | 0 | 0 | 0 | 0 | 0 | 0 | 0 | 0 | 0 | 0 | 0 | 0 | 0 | 0 | 0 | 0 | 0 | 0 | 0 | 0 | 0 | 0 | 0 | 0 | 0 | 0 | 0 | 0 | 0 | 0 | 0 | 0 | 0 | 0 | 0 | 0 | 0 | 0 | 0 | 0 | 0 | 0 | 0 | 0 | 0 | 0 | 0 | 0 | 0 | 0 | 0 | 0 | 0 | 0 | 0 | 0 | 0 | 0 | 0 | 0 | 0 | 0 | 0 | 0 | 0 | 0 | 0 | 0 | 0 | 0 | 0 | 0 | Greater_LA_Li_Battery_4hr | Greater_LA_Li_Battery_8hr | Greater_LA_Solar
SCE North of Lugo Study Area | Ransburg | RANDSBURG |  | 115 | 3 | 0 | 0 | 0 | 0 | 0 | 0 | 0 | 0 | 0 | 0 | 0 | 0 | 0 | 0 | 1 | 1 | 1 | 0 | 0 | 0 | 0 | 0 | 0 | 0 | 0 | 0 | 0 | 0 | 0 | 0 | 0 | 0 | 0 | 0 | 0 | 0 | 0 | 0 | 0 | 0 | 0 | 0 | 0 | 0 | 0 | 0 | 0 | 0 | 0 | 0 | 0 | 0 | 0 | 0 | 0 | 0 | 0 | 0 | 0 | 0 | 0 | 0 | 0 | 0 | 0 | 0 | 0 | 0 | 0 | 0 | 0 | 0 | 0 | 0 | 0 | 0 | 0 | 0 | 0 | 0 | 0 | 0 | 0 | 0 | 0 | 0 | 0 | 0 | 0 | 0 | 0 | 0 | 0 | 0 | 0 | 0 | 0 | 0 | 0 | 0 | 0 | 0 | 0 | 0 | 0 | 0 | 0 | 0 | 0 | Greater_Kramer_Li_Battery_4hr | Greater_Kramer_Li_Battery_8hr | Greater_Kramer_Solar | Inyokern_North_Kramer_Geothermal | Greater_Kramer_Wind
SCE Northern Area | Rector | RECTOR |  | 230 | 6 | 1 | 0 | 1 | 0 | 0 | 1 | 1 | 1 | 0 | 0 | 0 | 0 | 0 | 0 | 0 | 0 | 0 | 0 | 0 | 0 | 0 | 0 | 0 | 0 | 0 | 0 | 0 | 0 | 1 | 0 | 0 | 0 | 0 | 0 | 0 | 0 | 0 | 0 | 0 | 0 | 0 | 0 | 0 | 0 | 0 | 0 | 0 | 0 | 0 | 0 | 0 | 0 | 0 | 0 | 0 | 0 | 0 | 0 | 0 | 0 | 0 | 0 | 0 | 0 | 0 | 0 | 0 | 0 | 0 | 0 | 0 | 0 | 0 | 0 | 0 | 0 | 0 | 0 | 0 | 0 | 0 | 0 | 0 | 0 | 0 | 0 | 0 | 0 | 0 | 0 | 0 | 0 | 0 | 0 | 0 | 0 | 0 | 0 | 0 | 0 | 0 | 0 | 0 | 0 | 0 | 0 | 0 | 0 | 0 | Tehachapi_Li_Battery_4hr | Tehachapi_Li_Battery_8hr | Tehachapi_Solar |  | Tehachapi_Wind
SCE Eastern Study Area | Red Bluff | RED BLUFF |  | 500 | 4 | 0 | 0 | 0 | 0 | 0 | 0 | 0 | 0 | 0 | 0 | 0 | 0 | 0 | 0 | 0 | 0 | 0 | 0 | 0 | 0 | 0 | 1 | 0 | 1 | 0 | 1 | 0 | 0 | 1 | 0 | 0 | 0 | 0 | 0 | 0 | 0 | 0 | 0 | 0 | 0 | 0 | 0 | 0 | 0 | 0 | 0 | 0 | 0 | 0 | 0 | 0 | 0 | 0 | 0 | 0 | 0 | 0 | 0 | 0 | 0 | 0 | 0 | 0 | 0 | 0 | 0 | 0 | 0 | 0 | 0 | 0 | 0 | 0 | 0 | 0 | 0 | 0 | 0 | 0 | 0 | 0 | 0 | 0 | 0 | 0 | 0 | 0 | 0 | 0 | 0 | 0 | 0 | 0 | 0 | 0 | 0 | 0 | 0 | 0 | 0 | 0 | 0 | 0 | 0 | 0 | 0 | 0 | 0 | 0 | Riverside_Li_Battery_4hr | Riverside_Li_Battery_8hr | Riverside_Solar |  | Riverside_Palm_Springs_Wind
SCE Eastern Study Area | Red Bluff | RED BLUFF |  | 230 | 1 | 0 | 0 | 0 | 0 | 0 | 0 | 0 | 0 | 0 | 0 | 0 | 0 | 0 | 0 | 0 | 0 | 0 | 0 | 0 | 0 | 0 | 0 | 0 | 0 | 1 | 0 | 0 | 0 | 0 | 0 | 0 | 0 | 0 | 0 | 0 | 0 | 0 | 0 | 0 | 0 | 0 | 0 | 0 | 0 | 0 | 0 | 0 | 0 | 0 | 0 | 0 | 0 | 0 | 0 | 0 | 0 | 0 | 0 | 0 | 0 | 0 | 0 | 0 | 0 | 0 | 0 | 0 | 0 | 0 | 0 | 0 | 0 | 0 | 0 | 0 | 0 | 0 | 0 | 0 | 0 | 0 | 0 | 0 | 0 | 0 | 0 | 0 | 0 | 0 | 0 | 0 | 0 | 0 | 0 | 0 | 0 | 0 | 0 | 0 | 0 | 0 | 0 | 0 | 0 | 0 | 0 | 0 | 0 | 0 | Riverside_Li_Battery_4hr | Riverside_Li_Battery_8hr | Riverside_Solar |  | Riverside_Palm_Springs_Wind
SCE Metro Study Area | Redondo | REDONDO |  | 230 | 3 | 0 | 0 | 0 | 0 | 0 | 0 | 0 | 0 | 0 | 0 | 1 | 1 | 1 | 0 | 0 | 0 | 0 | 0 | 0 | 0 | 0 | 0 | 0 | 0 | 0 | 0 | 0 | 0 | 0 | 0 | 0 | 0 | 0 | 0 | 0 | 0 | 0 | 0 | 0 | 0 | 0 | 0 | 0 | 0 | 0 | 0 | 0 | 0 | 0 | 0 | 0 | 0 | 0 | 0 | 0 | 0 | 0 | 0 | 0 | 0 | 0 | 0 | 0 | 0 | 0 | 0 | 0 | 0 | 0 | 0 | 0 | 0 | 0 | 0 | 0 | 0 | 0 | 0 | 0 | 0 | 0 | 0 | 0 | 0 | 0 | 0 | 0 | 0 | 0 | 0 | 0 | 0 | 0 | 0 | 0 | 0 | 0 | 0 | 0 | 0 | 0 | 0 | 0 | 0 | 0 | 0 | 0 | 0 | 0 | Greater_LA_Li_Battery_4hr | Greater_LA_Li_Battery_8hr | Greater_LA_Solar
PG&E Kern Study Area | Renfro | RENFRO |  | 115 | 5 | 0 | 0 | 0 | 0 | 0 | 0 | 0 | 0 | 0 | 0 | 0 | 0 | 0 | 0 | 0 | 0 | 0 | 0 | 0 | 0 | 0 | 0 | 0 | 0 | 0 | 0 | 0 | 0 | 0 | 0 | 0 | 0 | 0 | 0 | 0 | 0 | 0 | 0 | 0 | 0 | 0 | 0 | 0 | 0 | 0 | 0 | 0 | 0 | 0 | 0 | 0 | 0 | 0 | 0 | 0 | 0 | 0 | 0 | 0 | 0 | 0 | 0 | 0 | 0 | 0 | 0 | 0 | 0 | 0 | 0 | 0 | 0 | 0 | 0 | 0 | 1 | 1 | 0 | 0 | 0 | 0 | 0 | 1 | 0 | 0 | 1 | 1 | 0 | 0 | 0 | 0 | 0 | 0 | 0 | 0 | 0 | 0 | 0 | 0 | 0 | 0 | 0 | 0 | 0 | 0 | 0 | 0 | 0 | 0 | Southern_PGAE_Li_Battery_4hr | Southern_PGAE_Li_Battery_8hr | Southern_PGAE_Solar
PG&E Greater Bay Study Area | Richmond | RICHMOND Q |  | 115 | 12 | 0 | 0 | 0 | 0 | 0 | 0 | 0 | 0 | 0 | 0 | 0 | 0 | 0 | 0 | 0 | 0 | 0 | 0 | 0 | 0 | 0 | 0 | 0 | 0 | 0 | 0 | 0 | 0 | 0 | 0 | 0 | 0 | 0 | 0 | 0 | 0 | 0 | 0 | 0 | 0 | 0 | 0 | 0 | 1 | 1 | 0 | 0 | 0 | 0 | 0 | 0 | 0 | 0 | 0 | 1 | 1 | 0 | 1 | 1 | 1 | 1 | 0 | 0 | 1 | 1 | 0 | 1 | 0 | 0 | 0 | 0 | 0 | 0 | 1 | 0 | 0 | 0 | 0 | 0 | 0 | 0 | 0 | 0 | 0 | 0 | 0 | 0 | 0 | 0 | 0 | 0 | 0 | 0 | 0 | 0 | 0 | 0 | 0 | 0 | 0 | 0 | 0 | 0 | 0 | 0 | 0 | 0 | 0 | 0 | Northern_California_Li_Battery_4hr | Northern_California_Li_Battery_8hr | Northern_California_Solar
PG&E North of Greater Bay Study Area | Rincon | RINCON (PGE) |  | 115 | 1 | 0 | 0 | 0 | 0 | 0 | 0 | 0 | 0 | 0 | 0 | 0 | 0 | 0 | 0 | 0 | 0 | 0 | 0 | 0 | 0 | 0 | 0 | 0 | 0 | 0 | 0 | 0 | 0 | 0 | 0 | 0 | 0 | 0 | 0 | 0 | 0 | 0 | 0 | 0 | 0 | 0 | 0 | 0 | 0 | 0 | 0 | 1 | 0 | 0 | 0 | 0 | 0 | 0 | 0 | 0 | 0 | 0 | 0 | 0 | 0 | 0 | 0 | 0 | 0 | 0 | 0 | 0 | 0 | 0 | 0 | 0 | 0 | 0 | 0 | 0 | 0 | 0 | 0 | 0 | 0 | 0 | 0 | 0 | 0 | 0 | 0 | 0 | 0 | 0 | 0 | 0 | 0 | 0 | 0 | 0 | 0 | 0 | 0 | 0 | 0 | 0 | 0 | 0 | 0 | 0 | 0 | 0 | 0 | 0 | Northern_California_Li_Battery_4hr | Northern_California_Li_Battery_8hr | Northern_California_Solar | Northern_California_Geothermal | Northern_California_Wind
PG&E Kern Study Area | Rio Bravo | RIO BRAVO |  | 115 | 5 | 0 | 0 | 0 | 0 | 0 | 0 | 0 | 0 | 0 | 0 | 0 | 0 | 0 | 0 | 0 | 0 | 0 | 0 | 0 | 0 | 0 | 0 | 0 | 0 | 0 | 0 | 0 | 0 | 0 | 0 | 0 | 0 | 0 | 0 | 0 | 0 | 0 | 0 | 0 | 0 | 0 | 0 | 0 | 0 | 0 | 0 | 0 | 0 | 0 | 0 | 0 | 0 | 0 | 0 | 0 | 0 | 0 | 0 | 0 | 0 | 0 | 0 | 0 | 0 | 0 | 0 | 0 | 0 | 0 | 0 | 0 | 0 | 0 | 0 | 0 | 1 | 1 | 0 | 0 | 0 | 0 | 0 | 1 | 0 | 0 | 1 | 1 | 0 | 0 | 0 | 0 | 0 | 0 | 0 | 0 | 0 | 0 | 0 | 0 | 0 | 0 | 0 | 0 | 0 | 0 | 0 | 0 | 0 | 0 | Southern_PGAE_Li_Battery_4hr | Southern_PGAE_Li_Battery_8hr | Southern_PGAE_Solar
SCE Metro Study Area | Rio Hondo | RIO HONDO |  | 230 | 2 | 0 | 0 | 0 | 0 | 0 | 0 | 0 | 0 | 0 | 0 | 1 | 0 | 1 | 0 | 0 | 0 | 0 | 0 | 0 | 0 | 0 | 0 | 0 | 0 | 0 | 0 | 0 | 0 | 0 | 0 | 0 | 0 | 0 | 0 | 0 | 0 | 0 | 0 | 0 | 0 | 0 | 0 | 0 | 0 | 0 | 0 | 0 | 0 | 0 | 0 | 0 | 0 | 0 | 0 | 0 | 0 | 0 | 0 | 0 | 0 | 0 | 0 | 0 | 0 | 0 | 0 | 0 | 0 | 0 | 0 | 0 | 0 | 0 | 0 | 0 | 0 | 0 | 0 | 0 | 0 | 0 | 0 | 0 | 0 | 0 | 0 | 0 | 0 | 0 | 0 | 0 | 0 | 0 | 0 | 0 | 0 | 0 | 0 | 0 | 0 | 0 | 0 | 0 | 0 | 0 | 0 | 0 | 0 | 0 | Greater_LA_Li_Battery_4hr | Greater_LA_Li_Battery_8hr | Greater_LA_Solar
PG&E North of Greater Bay Study Area | Rio Oso | RIO OSO |  | 230 | 9 | 0 | 0 | 0 | 0 | 0 | 0 | 0 | 0 | 0 | 0 | 0 | 0 | 0 | 0 | 0 | 0 | 0 | 0 | 0 | 0 | 0 | 0 | 0 | 0 | 0 | 0 | 0 | 0 | 0 | 0 | 0 | 0 | 0 | 0 | 0 | 0 | 0 | 0 | 0 | 0 | 0 | 0 | 0 | 0 | 1 | 1 | 0 | 1 | 0 | 1 | 1 | 1 | 1 | 0 | 0 | 0 | 0 | 0 | 0 | 0 | 0 | 0 | 0 | 0 | 1 | 1 | 0 | 0 | 0 | 0 | 0 | 0 | 0 | 0 | 0 | 0 | 0 | 0 | 0 | 0 | 0 | 0 | 0 | 0 | 0 | 0 | 0 | 0 | 0 | 0 | 0 | 0 | 0 | 0 | 0 | 0 | 0 | 0 | 0 | 0 | 0 | 0 | 0 | 0 | 0 | 0 | 0 | 0 | 0 | Northern_California_Li_Battery_4hr | Northern_California_Li_Battery_8hr | Northern_California_Solar | Northern_California_Geothermal | Northern_California_Wind
PG&E North of Greater Bay Study Area | Rio Oso | RIO OSO |  | 115 | 9 | 0 | 0 | 0 | 0 | 0 | 0 | 0 | 0 | 0 | 0 | 0 | 0 | 0 | 0 | 0 | 0 | 0 | 0 | 0 | 0 | 0 | 0 | 0 | 0 | 0 | 0 | 0 | 0 | 0 | 0 | 0 | 0 | 0 | 0 | 0 | 0 | 0 | 0 | 0 | 0 | 0 | 0 | 0 | 0 | 1 | 1 | 0 | 1 | 0 | 1 | 1 | 1 | 1 | 0 | 0 | 0 | 0 | 0 | 0 | 0 | 0 | 0 | 0 | 0 | 1 | 1 | 0 | 0 | 0 | 0 | 0 | 0 | 0 | 0 | 0 | 0 | 0 | 0 | 0 | 0 | 0 | 0 | 0 | 0 | 0 | 0 | 0 | 0 | 0 | 0 | 0 | 0 | 0 | 0 | 0 | 0 | 0 | 0 | 0 | 0 | 0 | 0 | 0 | 0 | 0 | 0 | 0 | 0 | 0 | Northern_California_Li_Battery_4hr | Northern_California_Li_Battery_8hr | Northern_California_Solar | Northern_California_Geothermal | Northern_California_Wind
PG&E Greater Bay Study Area | Ripon | RIPON |  | 115 | 6 | 0 | 0 | 0 | 0 | 0 | 0 | 0 | 0 | 0 | 0 | 0 | 0 | 0 | 0 | 0 | 0 | 0 | 0 | 0 | 0 | 0 | 0 | 0 | 0 | 0 | 0 | 0 | 0 | 0 | 0 | 0 | 0 | 0 | 0 | 0 | 0 | 0 | 0 | 0 | 0 | 0 | 0 | 0 | 0 | 0 | 0 | 0 | 0 | 0 | 0 | 1 | 0 | 0 | 0 | 0 | 0 | 0 | 0 | 0 | 0 | 1 | 0 | 1 | 0 | 1 | 0 | 0 | 0 | 1 | 0 | 0 | 0 | 0 | 1 | 0 | 0 | 0 | 0 | 0 | 0 | 0 | 0 | 0 | 0 | 0 | 0 | 0 | 0 | 0 | 0 | 0 | 0 | 0 | 0 | 0 | 0 | 0 | 0 | 0 | 0 | 0 | 0 | 0 | 0 | 0 | 0 | 0 | 0 | 0 | Northern_California_Li_Battery_4hr | Northern_California_Li_Battery_8hr | Northern_California_Solar
PG&E Greater Bay Study Area | Riverbank | RIVERBANK |  | 115 | 1 | 0 | 0 | 0 | 0 | 0 | 0 | 0 | 0 | 0 | 0 | 0 | 0 | 0 | 0 | 0 | 0 | 0 | 0 | 0 | 0 | 0 | 0 | 0 | 0 | 0 | 0 | 0 | 0 | 0 | 0 | 0 | 0 | 0 | 0 | 0 | 0 | 0 | 0 | 0 | 0 | 0 | 0 | 0 | 0 | 0 | 0 | 0 | 0 | 0 | 0 | 0 | 0 | 0 | 0 | 0 | 0 | 0 | 0 | 0 | 0 | 0 | 0 | 1 | 0 | 0 | 0 | 0 | 0 | 0 | 0 | 0 | 0 | 0 | 0 | 0 | 0 | 0 | 0 | 0 | 0 | 0 | 0 | 0 | 0 | 0 | 0 | 0 | 0 | 0 | 0 | 0 | 0 | 0 | 0 | 0 | 0 | 0 | 0 | 0 | 0 | 0 | 0 | 0 | 0 | 0 | 0 | 0 | 0 | 0 | Northern_California_Li_Battery_4hr | Northern_California_Li_Battery_8hr | Northern_California_Solar
SCE North of Lugo Study Area | Roadway | ROADWAY |  | 115 | 3 | 0 | 0 | 0 | 0 | 0 | 0 | 0 | 0 | 0 | 0 | 0 | 0 | 0 | 0 | 1 | 1 | 1 | 0 | 0 | 0 | 0 | 0 | 0 | 0 | 0 | 0 | 0 | 0 | 0 | 0 | 0 | 0 | 0 | 0 | 0 | 0 | 0 | 0 | 0 | 0 | 0 | 0 | 0 | 0 | 0 | 0 | 0 | 0 | 0 | 0 | 0 | 0 | 0 | 0 | 0 | 0 | 0 | 0 | 0 | 0 | 0 | 0 | 0 | 0 | 0 | 0 | 0 | 0 | 0 | 0 | 0 | 0 | 0 | 0 | 0 | 0 | 0 | 0 | 0 | 0 | 0 | 0 | 0 | 0 | 0 | 0 | 0 | 0 | 0 | 0 | 0 | 0 | 0 | 0 | 0 | 0 | 0 | 0 | 0 | 0 | 0 | 0 | 0 | 0 | 0 | 0 | 0 | 0 | 0 | Greater_Kramer_Li_Battery_4hr | Greater_Kramer_Li_Battery_8hr | Greater_Kramer_Solar | Inyokern_North_Kramer_Geothermal | Greater_Kramer_Wind
PG&E Greater Bay Study Area | Rossmoor | ROSSMOOR |  | 230 | 7 | 0 | 0 | 0 | 0 | 0 | 0 | 0 | 0 | 0 | 0 | 0 | 0 | 0 | 0 | 0 | 0 | 0 | 0 | 0 | 0 | 0 | 0 | 0 | 0 | 0 | 0 | 0 | 0 | 0 | 0 | 0 | 0 | 0 | 0 | 0 | 0 | 0 | 0 | 0 | 0 | 0 | 0 | 0 | 0 | 1 | 0 | 0 | 0 | 0 | 0 | 0 | 0 | 0 | 0 | 0 | 0 | 0 | 0 | 1 | 1 | 1 | 0 | 0 | 1 | 1 | 0 | 0 | 0 | 0 | 0 | 0 | 0 | 0 | 1 | 0 | 0 | 0 | 0 | 0 | 0 | 0 | 0 | 0 | 0 | 0 | 0 | 0 | 0 | 0 | 0 | 0 | 0 | 0 | 0 | 0 | 0 | 0 | 0 | 0 | 0 | 0 | 0 | 0 | 0 | 0 | 0 | 0 | 0 | 0 | Northern_California_Li_Battery_4hr | Northern_California_Li_Battery_8hr | Northern_California_Solar
PG&E North of Greater Bay Study Area | Round Mountain | ROUND MOUNTAIN |  | 500 | 1 | 0 | 0 | 0 | 0 | 0 | 0 | 0 | 0 | 0 | 0 | 0 | 0 | 0 | 0 | 0 | 0 | 0 | 0 | 0 | 0 | 0 | 0 | 0 | 0 | 0 | 0 | 0 | 0 | 0 | 0 | 0 | 0 | 0 | 0 | 0 | 0 | 0 | 0 | 0 | 0 | 0 | 0 | 0 | 0 | 1 | 0 | 0 | 0 | 0 | 0 | 0 | 0 | 0 | 0 | 0 | 0 | 0 | 0 | 0 | 0 | 0 | 0 | 0 | 0 | 0 | 0 | 0 | 0 | 0 | 0 | 0 | 0 | 0 | 0 | 0 | 0 | 0 | 0 | 0 | 0 | 0 | 0 | 0 | 0 | 0 | 0 | 0 | 0 | 0 | 0 | 0 | 0 | 0 | 0 | 0 | 0 | 0 | 0 | 0 | 0 | 0 | 0 | 0 | 0 | 0 | 0 | 0 | 0 | 0 | Northern_California_Li_Battery_4hr | Northern_California_Li_Battery_8hr | Northern_California_Solar | Northern_California_Geothermal | Northern_California_Wind
PG&E North of Greater Bay Study Area | Round Mountain | ROUND MOUNTAIN |  | 230 | 1 | 0 | 0 | 0 | 0 | 0 | 0 | 0 | 0 | 0 | 0 | 0 | 0 | 0 | 0 | 0 | 0 | 0 | 0 | 0 | 0 | 0 | 0 | 0 | 0 | 0 | 0 | 0 | 0 | 0 | 0 | 0 | 0 | 0 | 0 | 0 | 0 | 0 | 0 | 0 | 0 | 0 | 0 | 0 | 0 | 1 | 0 | 0 | 0 | 0 | 0 | 0 | 0 | 0 | 0 | 0 | 0 | 0 | 0 | 0 | 0 | 0 | 0 | 0 | 0 | 0 | 0 | 0 | 0 | 0 | 0 | 0 | 0 | 0 | 0 | 0 | 0 | 0 | 0 | 0 | 0 | 0 | 0 | 0 | 0 | 0 | 0 | 0 | 0 | 0 | 0 | 0 | 0 | 0 | 0 | 0 | 0 | 0 | 0 | 0 | 0 | 0 | 0 | 0 | 0 | 0 | 0 | 0 | 0 | 0 | Northern_California_Li_Battery_4hr | Northern_California_Li_Battery_8hr | Northern_California_Solar | Northern_California_Geothermal | Northern_California_Wind
PG&E Greater Bay Study Area | Salado | SALADO |  | 115 | 2 | 0 | 0 | 0 | 0 | 0 | 0 | 0 | 0 | 0 | 0 | 0 | 0 | 0 | 0 | 0 | 0 | 0 | 0 | 0 | 0 | 0 | 0 | 0 | 0 | 0 | 0 | 0 | 0 | 0 | 0 | 0 | 0 | 0 | 0 | 0 | 0 | 0 | 0 | 0 | 0 | 0 | 0 | 0 | 0 | 0 | 0 | 0 | 0 | 0 | 0 | 0 | 0 | 0 | 0 | 0 | 0 | 0 | 0 | 0 | 0 | 0 | 0 | 1 | 0 | 0 | 0 | 0 | 0 | 1 | 0 | 0 | 0 | 0 | 0 | 0 | 0 | 0 | 0 | 0 | 0 | 0 | 0 | 0 | 0 | 0 | 0 | 0 | 0 | 0 | 0 | 0 | 0 | 0 | 0 | 0 | 0 | 0 | 0 | 0 | 0 | 0 | 0 | 0 | 0 | 0 | 0 | 0 | 0 | 0 | Northern_California_Li_Battery_4hr | Northern_California_Li_Battery_8hr | Northern_California_Solar
SDG&E Study Area | Salt Creek |  |  | 69 | 3 | 0 | 0 | 0 | 0 | 0 | 0 | 0 | 0 | 0 | 0 | 0 | 0 | 0 | 0 | 0 | 0 | 0 | 0 | 0 | 0 | 0 | 0 | 0 | 0 | 0 | 0 | 0 | 0 | 0 | 0 | 0 | 1 | 1 | 1 | 0 | 0 | 0 | 0 | 0 | 0 | 0 | 0 | 0 | 0 | 0 | 0 | 0 | 0 | 0 | 0 | 0 | 0 | 0 | 0 | 0 | 0 | 0 | 0 | 0 | 0 | 0 | 0 | 0 | 0 | 0 | 0 | 0 | 0 | 0 | 0 | 0 | 0 | 0 | 0 | 0 | 0 | 0 | 0 | 0 | 0 | 0 | 0 | 0 | 0 | 0 | 0 | 0 | 0 | 0 | 0 | 0 | 0 | 0 | 0 | 0 | 0 | 0 | 0 | 0 | 0 | 0 | 0 | 0 | 0 | 0 | 0 | 0 | 0 | 0 | Greater_LA_Li_Battery_4hr | Greater_LA_Li_Battery_8hr | Greater_LA_Solar
SCE Eastern Study Area | San Bernardino | SAN BERNARDINO |  | 230 | 2 | 0 | 0 | 0 | 0 | 0 | 0 | 0 | 0 | 0 | 0 | 0 | 0 | 0 | 0 | 0 | 0 | 0 | 0 | 0 | 0 | 0 | 0 | 0 | 1 | 0 | 1 | 0 | 0 | 0 | 0 | 0 | 0 | 0 | 0 | 0 | 0 | 0 | 0 | 0 | 0 | 0 | 0 | 0 | 0 | 0 | 0 | 0 | 0 | 0 | 0 | 0 | 0 | 0 | 0 | 0 | 0 | 0 | 0 | 0 | 0 | 0 | 0 | 0 | 0 | 0 | 0 | 0 | 0 | 0 | 0 | 0 | 0 | 0 | 0 | 0 | 0 | 0 | 0 | 0 | 0 | 0 | 0 | 0 | 0 | 0 | 0 | 0 | 0 | 0 | 0 | 0 | 0 | 0 | 0 | 0 | 0 | 0 | 0 | 0 | 0 | 0 | 0 | 0 | 0 | 0 | 0 | 0 | 0 | 0 | Riverside_Li_Battery_4hr | Riverside_Li_Battery_8hr | Riverside_Solar |  | Riverside_Palm_Springs_Wind
PG&E Greater Bay Study Area | San Jose B | SAN JOSE STA. B |  | 115 | 1 | 0 | 0 | 0 | 0 | 0 | 0 | 0 | 0 | 0 | 0 | 0 | 0 | 0 | 0 | 0 | 0 | 0 | 0 | 0 | 0 | 0 | 0 | 0 | 0 | 0 | 0 | 0 | 0 | 0 | 0 | 0 | 0 | 0 | 0 | 0 | 0 | 0 | 0 | 0 | 0 | 0 | 0 | 0 | 0 | 0 | 0 | 0 | 0 | 0 | 0 | 0 | 0 | 0 | 0 | 0 | 0 | 0 | 0 | 0 | 0 | 0 | 0 | 0 | 0 | 0 | 0 | 0 | 0 | 0 | 0 | 0 | 0 | 1 | 0 | 0 | 0 | 0 | 0 | 0 | 0 | 0 | 0 | 0 | 0 | 0 | 0 | 0 | 0 | 0 | 0 | 0 | 0 | 0 | 0 | 0 | 0 | 0 | 0 | 0 | 0 | 0 | 0 | 0 | 0 | 0 | 0 | 0 | 0 | 0 | Northern_California_Li_Battery_4hr | Northern_California_Li_Battery_8hr | Northern_California_Solar
PG&E Greater Bay Study Area | San Leandro | SAN LEANDRO U |  | 115 | 2 | 0 | 0 | 0 | 0 | 0 | 0 | 0 | 0 | 0 | 0 | 0 | 0 | 0 | 0 | 0 | 0 | 0 | 0 | 0 | 0 | 0 | 0 | 0 | 0 | 0 | 0 | 0 | 0 | 0 | 0 | 0 | 0 | 0 | 0 | 0 | 0 | 0 | 0 | 0 | 0 | 0 | 0 | 0 | 0 | 0 | 0 | 0 | 0 | 0 | 0 | 0 | 0 | 0 | 0 | 1 | 0 | 0 | 0 | 0 | 0 | 0 | 0 | 0 | 0 | 0 | 0 | 1 | 0 | 0 | 0 | 0 | 0 | 0 | 0 | 0 | 0 | 0 | 0 | 0 | 0 | 0 | 0 | 0 | 0 | 0 | 0 | 0 | 0 | 0 | 0 | 0 | 0 | 0 | 0 | 0 | 0 | 0 | 0 | 0 | 0 | 0 | 0 | 0 | 0 | 0 | 0 | 0 | 0 | 0 | Northern_California_Li_Battery_4hr | Northern_California_Li_Battery_8hr | Northern_California_Solar
PG&E Kern Study Area | San Luis Obispo | SAN LUIS OBISPO |  | 115 | 1 | 0 | 0 | 0 | 0 | 0 | 0 | 0 | 0 | 0 | 0 | 0 | 0 | 0 | 0 | 0 | 0 | 0 | 0 | 0 | 0 | 0 | 0 | 0 | 0 | 0 | 0 | 0 | 0 | 0 | 0 | 0 | 0 | 0 | 0 | 0 | 0 | 0 | 0 | 0 | 0 | 0 | 0 | 0 | 0 | 0 | 0 | 0 | 0 | 0 | 0 | 0 | 0 | 0 | 0 | 0 | 0 | 0 | 0 | 0 | 0 | 0 | 0 | 0 | 0 | 0 | 0 | 0 | 0 | 0 | 0 | 0 | 0 | 0 | 0 | 0 | 0 | 0 | 0 | 0 | 0 | 0 | 0 | 1 | 0 | 0 | 0 | 0 | 0 | 0 | 0 | 0 | 0 | 0 | 0 | 0 | 0 | 0 | 0 | 0 | 0 | 0 | 0 | 0 | 0 | 0 | 0 | 0 | 0 | 0 | Southern_PGAE_Li_Battery_4hr | Southern_PGAE_Li_Battery_8hr | Southern_PGAE_Solar
SDG&E Study Area | San Luis Rey | SAN LUIS REY |  | 230 | 3 | 0 | 0 | 0 | 0 | 0 | 0 | 0 | 0 | 0 | 0 | 0 | 0 | 0 | 0 | 0 | 0 | 0 | 0 | 0 | 0 | 0 | 0 | 0 | 0 | 0 | 0 | 0 | 0 | 0 | 0 | 0 | 0 | 0 | 0 | 1 | 0 | 1 | 0 | 0 | 0 | 0 | 1 | 0 | 0 | 0 | 0 | 0 | 0 | 0 | 0 | 0 | 0 | 0 | 0 | 0 | 0 | 0 | 0 | 0 | 0 | 0 | 0 | 0 | 0 | 0 | 0 | 0 | 0 | 0 | 0 | 0 | 0 | 0 | 0 | 0 | 0 | 0 | 0 | 0 | 0 | 0 | 0 | 0 | 0 | 0 | 0 | 0 | 0 | 0 | 0 | 0 | 0 | 0 | 0 | 0 | 0 | 0 | 0 | 0 | 0 | 0 | 0 | 0 | 0 | 0 | 0 | 0 | 0 | 0 | Greater_LA_Li_Battery_4hr | Greater_LA_Li_Battery_8hr | Greater_LA_Solar
SDG&E Study Area | San Onofre | SAN ONOFRE |  | 230 | 3 | 0 | 0 | 0 | 0 | 0 | 0 | 0 | 0 | 0 | 0 | 0 | 0 | 0 | 0 | 0 | 0 | 0 | 0 | 0 | 0 | 0 | 0 | 0 | 0 | 0 | 0 | 0 | 0 | 0 | 1 | 0 | 0 | 0 | 0 | 0 | 0 | 0 | 0 | 0 | 0 | 0 | 1 | 1 | 0 | 0 | 0 | 0 | 0 | 0 | 0 | 0 | 0 | 0 | 0 | 0 | 0 | 0 | 0 | 0 | 0 | 0 | 0 | 0 | 0 | 0 | 0 | 0 | 0 | 0 | 0 | 0 | 0 | 0 | 0 | 0 | 0 | 0 | 0 | 0 | 0 | 0 | 0 | 0 | 0 | 0 | 0 | 0 | 0 | 0 | 0 | 0 | 0 | 0 | 0 | 0 | 0 | 0 | 0 | 0 | 0 | 0 | 0 | 0 | 0 | 0 | 0 | 0 | 0 | 0 | Greater_LA_Li_Battery_4hr | Greater_LA_Li_Battery_8hr | Greater_LA_Solar
PG&E Greater Bay Study Area | San Pablo Sub | SAN PABLO |  | 115 | 2 | 0 | 0 | 0 | 0 | 0 | 0 | 0 | 0 | 0 | 0 | 0 | 0 | 0 | 0 | 0 | 0 | 0 | 0 | 0 | 0 | 0 | 0 | 0 | 0 | 0 | 0 | 0 | 0 | 0 | 0 | 0 | 0 | 0 | 0 | 0 | 0 | 0 | 0 | 0 | 0 | 0 | 0 | 0 | 0 | 0 | 0 | 0 | 0 | 0 | 0 | 0 | 0 | 0 | 0 | 1 | 0 | 0 | 0 | 0 | 0 | 0 | 0 | 0 | 0 | 0 | 0 | 1 | 0 | 0 | 0 | 0 | 0 | 0 | 0 | 0 | 0 | 0 | 0 | 0 | 0 | 0 | 0 | 0 | 0 | 0 | 0 | 0 | 0 | 0 | 0 | 0 | 0 | 0 | 0 | 0 | 0 | 0 | 0 | 0 | 0 | 0 | 0 | 0 | 0 | 0 | 0 | 0 | 0 | 0 | Northern_California_Li_Battery_4hr | Northern_California_Li_Battery_8hr | Northern_California_Solar
PG&E Greater Bay Study Area | San Ramon | SAN RAMON |  | 230 | 8 | 0 | 0 | 0 | 0 | 0 | 0 | 0 | 0 | 0 | 0 | 0 | 0 | 0 | 0 | 0 | 0 | 0 | 0 | 0 | 0 | 0 | 0 | 0 | 0 | 0 | 0 | 0 | 0 | 0 | 0 | 0 | 0 | 0 | 0 | 0 | 0 | 0 | 0 | 0 | 0 | 0 | 0 | 0 | 0 | 1 | 0 | 0 | 0 | 0 | 0 | 0 | 0 | 0 | 0 | 0 | 1 | 0 | 1 | 1 | 1 | 0 | 0 | 0 | 1 | 1 | 0 | 0 | 0 | 0 | 0 | 0 | 0 | 0 | 1 | 0 | 0 | 0 | 0 | 0 | 0 | 0 | 0 | 0 | 0 | 0 | 0 | 0 | 0 | 0 | 0 | 0 | 0 | 0 | 0 | 0 | 0 | 0 | 0 | 0 | 0 | 0 | 0 | 0 | 0 | 0 | 0 | 0 | 0 | 0 | Northern_California_Li_Battery_4hr | Northern_California_Li_Battery_8hr | Northern_California_Solar
SCE North of Lugo Study Area | Sandlot | SANDLOT |  | 230 | 3 | 0 | 0 | 0 | 0 | 0 | 0 | 0 | 0 | 0 | 0 | 0 | 0 | 0 | 0 | 1 | 1 | 1 | 0 | 0 | 0 | 0 | 0 | 0 | 0 | 0 | 0 | 0 | 0 | 0 | 0 | 0 | 0 | 0 | 0 | 0 | 0 | 0 | 0 | 0 | 0 | 0 | 0 | 0 | 0 | 0 | 0 | 0 | 0 | 0 | 0 | 0 | 0 | 0 | 0 | 0 | 0 | 0 | 0 | 0 | 0 | 0 | 0 | 0 | 0 | 0 | 0 | 0 | 0 | 0 | 0 | 0 | 0 | 0 | 0 | 0 | 0 | 0 | 0 | 0 | 0 | 0 | 0 | 0 | 0 | 0 | 0 | 0 | 0 | 0 | 0 | 0 | 0 | 0 | 0 | 0 | 0 | 0 | 0 | 0 | 0 | 0 | 0 | 0 | 0 | 0 | 0 | 0 | 0 | 0 | Greater_Kramer_Li_Battery_4hr | Greater_Kramer_Li_Battery_8hr | Greater_Kramer_Solar | Inyokern_North_Kramer_Geothermal | Greater_Kramer_Wind
East of Pisgah Study Area | Sandy | SANDY VALLEY |  | 138 | 4 | 0 | 0 | 0 | 0 | 0 | 0 | 0 | 0 | 0 | 0 | 0 | 0 | 0 | 0 | 0 | 0 | 0 | 0 | 0 | 1 | 0 | 1 | 0 | 0 | 0 | 0 | 0 | 1 | 1 | 0 | 0 | 0 | 0 | 0 | 0 | 0 | 0 | 0 | 0 | 0 | 0 | 0 | 0 | 0 | 0 | 0 | 0 | 0 | 0 | 0 | 0 | 0 | 0 | 0 | 0 | 0 | 0 | 0 | 0 | 0 | 0 | 0 | 0 | 0 | 0 | 0 | 0 | 0 | 0 | 0 | 0 | 0 | 0 | 0 | 0 | 0 | 0 | 0 | 0 | 0 | 0 | 0 | 0 | 0 | 0 | 0 | 0 | 0 | 0 | 0 | 0 | 0 | 0 | 0 | 0 | 0 | 0 | 0 | 0 | 0 | 0 | 0 | 0 | 0 | 0 | 0 | 0 | 0 | 0 | Southern_NV_Eldorado_Li_Battery_4hr | Southern_NV_Eldorado_Li_Battery_8hr | Southern_NV_Eldorado_Solar | Central_Nevada_Geothermal | Southern_NV_Eldorado_Wind
PG&E Fresno Study Area | Sanger | SANGER |  | 115 | 13 | 0 | 0 | 0 | 0 | 0 | 0 | 0 | 0 | 0 | 0 | 0 | 0 | 0 | 0 | 0 | 0 | 0 | 0 | 0 | 0 | 0 | 0 | 0 | 0 | 0 | 0 | 0 | 0 | 0 | 0 | 0 | 0 | 0 | 0 | 0 | 0 | 0 | 0 | 0 | 0 | 0 | 0 | 0 | 0 | 0 | 0 | 0 | 0 | 0 | 0 | 1 | 0 | 0 | 0 | 0 | 0 | 0 | 0 | 0 | 0 | 0 | 0 | 0 | 0 | 0 | 0 | 0 | 0 | 0 | 0 | 0 | 0 | 0 | 0 | 0 | 0 | 1 | 0 | 0 | 0 | 0 | 0 | 0 | 0 | 0 | 1 | 1 | 0 | 1 | 1 | 1 | 1 | 1 | 1 | 0 | 1 | 0 | 0 | 0 | 1 | 0 | 0 | 1 | 0 | 0 | 0 | 0 | 0 | 0 | Southern_PGAE_Li_Battery_4hr | Southern_PGAE_Li_Battery_8hr | Southern_PGAE_Solar
SCE Northern Area | Santa Clara | SANTA CLARA |  | 230 | 4 | 0 | 0 | 1 | 0 | 1 | 0 | 1 | 0 | 0 | 0 | 0 | 0 | 0 | 0 | 0 | 0 | 0 | 0 | 0 | 0 | 0 | 0 | 0 | 0 | 0 | 0 | 0 | 0 | 1 | 0 | 0 | 0 | 0 | 0 | 0 | 0 | 0 | 0 | 0 | 0 | 0 | 0 | 0 | 0 | 0 | 0 | 0 | 0 | 0 | 0 | 0 | 0 | 0 | 0 | 0 | 0 | 0 | 0 | 0 | 0 | 0 | 0 | 0 | 0 | 0 | 0 | 0 | 0 | 0 | 0 | 0 | 0 | 0 | 0 | 0 | 0 | 0 | 0 | 0 | 0 | 0 | 0 | 0 | 0 | 0 | 0 | 0 | 0 | 0 | 0 | 0 | 0 | 0 | 0 | 0 | 0 | 0 | 0 | 0 | 0 | 0 | 0 | 0 | 0 | 0 | 0 | 0 | 0 | 0 | Greater_LA_Li_Battery_4hr | Greater_LA_Li_Battery_8hr | Greater_LA_Solar
PG&E North of Greater Bay Study Area | Santa Rosa | SANTA ROSA |  | 115 | 11 | 0 | 0 | 0 | 0 | 0 | 0 | 0 | 0 | 0 | 0 | 0 | 0 | 0 | 0 | 0 | 0 | 0 | 0 | 0 | 0 | 0 | 0 | 0 | 0 | 0 | 0 | 0 | 0 | 0 | 0 | 0 | 0 | 0 | 0 | 0 | 0 | 0 | 0 | 0 | 0 | 0 | 0 | 0 | 1 | 1 | 0 | 1 | 0 | 0 | 0 | 0 | 0 | 0 | 0 | 0 | 0 | 1 | 1 | 1 | 1 | 1 | 0 | 0 | 0 | 1 | 0 | 0 | 0 | 0 | 0 | 0 | 0 | 0 | 1 | 1 | 0 | 0 | 0 | 0 | 0 | 0 | 0 | 0 | 0 | 0 | 0 | 0 | 0 | 0 | 0 | 0 | 0 | 0 | 0 | 0 | 0 | 0 | 0 | 0 | 0 | 0 | 0 | 0 | 0 | 0 | 0 | 0 | 0 | 0 | Northern_California_Li_Battery_4hr | Northern_California_Li_Battery_8hr | Northern_California_Solar | Northern_California_Geothermal | Northern_California_Wind
PG&E Greater Bay Study Area | Santa Teresa |  |  | 115 | 3 | 0 | 0 | 0 | 0 | 0 | 0 | 0 | 0 | 0 | 0 | 0 | 0 | 0 | 0 | 0 | 0 | 0 | 0 | 0 | 0 | 0 | 0 | 0 | 0 | 0 | 0 | 0 | 0 | 0 | 0 | 0 | 0 | 0 | 0 | 0 | 0 | 0 | 0 | 0 | 0 | 0 | 0 | 0 | 0 | 0 | 0 | 0 | 0 | 0 | 0 | 0 | 0 | 0 | 0 | 0 | 0 | 0 | 0 | 0 | 0 | 1 | 0 | 0 | 0 | 1 | 0 | 0 | 0 | 0 | 0 | 0 | 1 | 0 | 0 | 0 | 0 | 0 | 0 | 0 | 0 | 0 | 0 | 0 | 0 | 0 | 0 | 0 | 0 | 0 | 0 | 0 | 0 | 0 | 0 | 0 | 0 | 0 | 0 | 0 | 0 | 0 | 0 | 0 | 0 | 0 | 0 | 0 | 0 | 0 | Northern_California_Li_Battery_4hr | Northern_California_Li_Battery_8hr | Northern_California_Solar
SDG&E Study Area | Santee | SANTEE (SDGE) |  | 138 | 1 | 0 | 0 | 0 | 0 | 0 | 0 | 0 | 0 | 0 | 0 | 0 | 0 | 0 | 0 | 0 | 0 | 0 | 0 | 0 | 0 | 0 | 0 | 0 | 0 | 0 | 0 | 0 | 0 | 0 | 0 | 0 | 0 | 1 | 0 | 0 | 0 | 0 | 0 | 0 | 0 | 0 | 0 | 0 | 0 | 0 | 0 | 0 | 0 | 0 | 0 | 0 | 0 | 0 | 0 | 0 | 0 | 0 | 0 | 0 | 0 | 0 | 0 | 0 | 0 | 0 | 0 | 0 | 0 | 0 | 0 | 0 | 0 | 0 | 0 | 0 | 0 | 0 | 0 | 0 | 0 | 0 | 0 | 0 | 0 | 0 | 0 | 0 | 0 | 0 | 0 | 0 | 0 | 0 | 0 | 0 | 0 | 0 | 0 | 0 | 0 | 0 | 0 | 0 | 0 | 0 | 0 | 0 | 0 | 0 | Greater_LA_Li_Battery_4hr | Greater_LA_Li_Battery_8hr | Greater_LA_Solar
SCE Metro Study Area | Santiago | SANTIAGO |  | 230 | 1 | 0 | 0 | 0 | 0 | 0 | 0 | 0 | 0 | 0 | 0 | 0 | 0 | 1 | 0 | 0 | 0 | 0 | 0 | 0 | 0 | 0 | 0 | 0 | 0 | 0 | 0 | 0 | 0 | 0 | 0 | 0 | 0 | 0 | 0 | 0 | 0 | 0 | 0 | 0 | 0 | 0 | 0 | 0 | 0 | 0 | 0 | 0 | 0 | 0 | 0 | 0 | 0 | 0 | 0 | 0 | 0 | 0 | 0 | 0 | 0 | 0 | 0 | 0 | 0 | 0 | 0 | 0 | 0 | 0 | 0 | 0 | 0 | 0 | 0 | 0 | 0 | 0 | 0 | 0 | 0 | 0 | 0 | 0 | 0 | 0 | 0 | 0 | 0 | 0 | 0 | 0 | 0 | 0 | 0 | 0 | 0 | 0 | 0 | 0 | 0 | 0 | 0 | 0 | 0 | 0 | 0 | 0 | 0 | 0 | Greater_LA_Li_Battery_4hr | Greater_LA_Li_Battery_8hr | Greater_LA_Solar
PG&E Greater Bay Study Area | Saratoga | SARATOGA |  | 230 | 4 | 0 | 0 | 0 | 0 | 0 | 0 | 0 | 0 | 0 | 0 | 0 | 0 | 0 | 0 | 0 | 0 | 0 | 0 | 0 | 0 | 0 | 0 | 0 | 0 | 0 | 0 | 0 | 0 | 0 | 0 | 0 | 0 | 0 | 0 | 0 | 0 | 0 | 0 | 0 | 0 | 0 | 0 | 0 | 0 | 0 | 0 | 0 | 0 | 0 | 0 | 0 | 0 | 0 | 0 | 0 | 0 | 0 | 1 | 0 | 0 | 1 | 0 | 0 | 0 | 1 | 0 | 0 | 0 | 0 | 0 | 0 | 1 | 0 | 0 | 0 | 0 | 0 | 0 | 0 | 0 | 0 | 0 | 0 | 0 | 0 | 0 | 0 | 0 | 0 | 0 | 0 | 0 | 0 | 0 | 0 | 0 | 0 | 0 | 0 | 0 | 0 | 0 | 0 | 0 | 0 | 0 | 0 | 0 | 0 | Northern_California_Li_Battery_4hr | Northern_California_Li_Battery_8hr | Northern_California_Solar
SCE Northern Area | Saugus | SAUGUS |  | 230 | 1 | 0 | 0 | 0 | 0 | 0 | 0 | 0 | 0 | 0 | 0 | 0 | 0 | 0 | 0 | 0 | 0 | 0 | 0 | 0 | 0 | 0 | 0 | 0 | 0 | 0 | 0 | 0 | 0 | 1 | 0 | 0 | 0 | 0 | 0 | 0 | 0 | 0 | 0 | 0 | 0 | 0 | 0 | 0 | 0 | 0 | 0 | 0 | 0 | 0 | 0 | 0 | 0 | 0 | 0 | 0 | 0 | 0 | 0 | 0 | 0 | 0 | 0 | 0 | 0 | 0 | 0 | 0 | 0 | 0 | 0 | 0 | 0 | 0 | 0 | 0 | 0 | 0 | 0 | 0 | 0 | 0 | 0 | 0 | 0 | 0 | 0 | 0 | 0 | 0 | 0 | 0 | 0 | 0 | 0 | 0 | 0 | 0 | 0 | 0 | 0 | 0 | 0 | 0 | 0 | 0 | 0 | 0 | 0 | 0 | Greater_LA_Li_Battery_4hr | Greater_LA_Li_Battery_8hr | Greater_LA_Solar
PG&E Fresno Study Area | Schindler | SCHINDLER |  | 115 | 1 | 0 | 0 | 0 | 0 | 0 | 0 | 0 | 0 | 0 | 0 | 0 | 0 | 0 | 0 | 0 | 0 | 0 | 0 | 0 | 0 | 0 | 0 | 0 | 0 | 0 | 0 | 0 | 0 | 0 | 0 | 0 | 0 | 0 | 0 | 0 | 0 | 0 | 0 | 0 | 0 | 0 | 0 | 0 | 0 | 0 | 0 | 0 | 0 | 0 | 0 | 0 | 0 | 0 | 0 | 0 | 0 | 0 | 0 | 0 | 0 | 0 | 0 | 0 | 0 | 0 | 0 | 0 | 0 | 0 | 0 | 0 | 0 | 0 | 0 | 0 | 0 | 0 | 0 | 0 | 0 | 0 | 0 | 0 | 0 | 0 | 0 | 0 | 0 | 0 | 0 | 0 | 0 | 0 | 0 | 0 | 0 | 0 | 0 | 0 | 0 | 0 | 0 | 0 | 0 | 0 | 0 | 1 | 0 | 0 | Southern_PGAE_Li_Battery_4hr | Southern_PGAE_Li_Battery_8hr | Southern_PGAE_Solar
PG&E Greater Bay Study Area | Schulte |  |  | 115 | 6 | 0 | 0 | 0 | 0 | 0 | 0 | 0 | 0 | 0 | 0 | 0 | 0 | 0 | 0 | 0 | 0 | 0 | 0 | 0 | 0 | 0 | 0 | 0 | 0 | 0 | 0 | 0 | 0 | 0 | 0 | 0 | 0 | 0 | 0 | 0 | 0 | 0 | 0 | 0 | 0 | 0 | 0 | 0 | 0 | 0 | 0 | 0 | 0 | 0 | 1 | 1 | 0 | 0 | 0 | 0 | 0 | 0 | 0 | 0 | 0 | 0 | 0 | 1 | 0 | 1 | 0 | 0 | 0 | 1 | 0 | 0 | 0 | 0 | 1 | 0 | 0 | 0 | 0 | 0 | 0 | 0 | 0 | 0 | 0 | 0 | 0 | 0 | 0 | 0 | 0 | 0 | 0 | 0 | 0 | 0 | 0 | 0 | 0 | 0 | 0 | 0 | 0 | 0 | 0 | 0 | 0 | 0 | 0 | 0 | Northern_California_Li_Battery_4hr | Northern_California_Li_Battery_8hr | Northern_California_Solar
PG&E Kern Study Area | Semitropic | SEMITROPIC |  | 115 | 8 | 0 | 0 | 0 | 0 | 0 | 0 | 0 | 0 | 0 | 0 | 0 | 0 | 0 | 0 | 0 | 0 | 0 | 0 | 0 | 0 | 0 | 0 | 0 | 0 | 0 | 0 | 0 | 0 | 0 | 0 | 0 | 0 | 0 | 0 | 0 | 0 | 0 | 0 | 0 | 0 | 0 | 0 | 0 | 0 | 0 | 0 | 0 | 0 | 0 | 0 | 0 | 0 | 0 | 0 | 0 | 0 | 0 | 0 | 0 | 0 | 0 | 0 | 0 | 0 | 0 | 0 | 0 | 0 | 0 | 0 | 0 | 0 | 0 | 0 | 0 | 1 | 1 | 1 | 1 | 0 | 0 | 0 | 1 | 1 | 0 | 0 | 1 | 1 | 0 | 0 | 0 | 0 | 0 | 0 | 0 | 0 | 0 | 0 | 0 | 0 | 0 | 0 | 0 | 0 | 0 | 0 | 0 | 0 | 0 | Southern_PGAE_Li_Battery_4hr | Southern_PGAE_Li_Battery_8hr | Southern_PGAE_Solar
SCE Metro Study Area | Serrano | SERRANO |  | 500 | 1 | 0 | 0 | 0 | 0 | 0 | 0 | 0 | 0 | 0 | 0 | 0 | 0 | 1 | 0 | 0 | 0 | 0 | 0 | 0 | 0 | 0 | 0 | 0 | 0 | 0 | 0 | 0 | 0 | 0 | 0 | 0 | 0 | 0 | 0 | 0 | 0 | 0 | 0 | 0 | 0 | 0 | 0 | 0 | 0 | 0 | 0 | 0 | 0 | 0 | 0 | 0 | 0 | 0 | 0 | 0 | 0 | 0 | 0 | 0 | 0 | 0 | 0 | 0 | 0 | 0 | 0 | 0 | 0 | 0 | 0 | 0 | 0 | 0 | 0 | 0 | 0 | 0 | 0 | 0 | 0 | 0 | 0 | 0 | 0 | 0 | 0 | 0 | 0 | 0 | 0 | 0 | 0 | 0 | 0 | 0 | 0 | 0 | 0 | 0 | 0 | 0 | 0 | 0 | 0 | 0 | 0 | 0 | 0 | 0 | Greater_LA_Li_Battery_4hr | Greater_LA_Li_Battery_8hr | Greater_LA_Solar
SCE Metro Study Area | Serrano | SERRANO |  | 230 | 1 | 0 | 0 | 0 | 0 | 0 | 0 | 0 | 0 | 0 | 0 | 0 | 0 | 1 | 0 | 0 | 0 | 0 | 0 | 0 | 0 | 0 | 0 | 0 | 0 | 0 | 0 | 0 | 0 | 0 | 0 | 0 | 0 | 0 | 0 | 0 | 0 | 0 | 0 | 0 | 0 | 0 | 0 | 0 | 0 | 0 | 0 | 0 | 0 | 0 | 0 | 0 | 0 | 0 | 0 | 0 | 0 | 0 | 0 | 0 | 0 | 0 | 0 | 0 | 0 | 0 | 0 | 0 | 0 | 0 | 0 | 0 | 0 | 0 | 0 | 0 | 0 | 0 | 0 | 0 | 0 | 0 | 0 | 0 | 0 | 0 | 0 | 0 | 0 | 0 | 0 | 0 | 0 | 0 | 0 | 0 | 0 | 0 | 0 | 0 | 0 | 0 | 0 | 0 | 0 | 0 | 0 | 0 | 0 | 0 | Greater_LA_Li_Battery_4hr | Greater_LA_Li_Battery_8hr | Greater_LA_Solar
SDG&E Study Area | Shadowridge | SHADOWRIDGE |  | 138 | 1 | 0 | 0 | 0 | 0 | 0 | 0 | 0 | 0 | 0 | 0 | 0 | 0 | 0 | 0 | 0 | 0 | 0 | 0 | 0 | 0 | 0 | 0 | 0 | 0 | 0 | 0 | 0 | 0 | 0 | 0 | 0 | 0 | 1 | 0 | 0 | 0 | 0 | 0 | 0 | 0 | 0 | 0 | 0 | 0 | 0 | 0 | 0 | 0 | 0 | 0 | 0 | 0 | 0 | 0 | 0 | 0 | 0 | 0 | 0 | 0 | 0 | 0 | 0 | 0 | 0 | 0 | 0 | 0 | 0 | 0 | 0 | 0 | 0 | 0 | 0 | 0 | 0 | 0 | 0 | 0 | 0 | 0 | 0 | 0 | 0 | 0 | 0 | 0 | 0 | 0 | 0 | 0 | 0 | 0 | 0 | 0 | 0 | 0 | 0 | 0 | 0 | 0 | 0 | 0 | 0 | 0 | 0 | 0 | 0 | Greater_LA_Li_Battery_4hr | Greater_LA_Li_Battery_8hr | Greater_LA_Solar
PG&E Kern Study Area | Shafter | SHAFTER |  | 115 | 5 | 0 | 0 | 0 | 0 | 0 | 0 | 0 | 0 | 0 | 0 | 0 | 0 | 0 | 0 | 0 | 0 | 0 | 0 | 0 | 0 | 0 | 0 | 0 | 0 | 0 | 0 | 0 | 0 | 0 | 0 | 0 | 0 | 0 | 0 | 0 | 0 | 0 | 0 | 0 | 0 | 0 | 0 | 0 | 0 | 0 | 0 | 0 | 0 | 0 | 0 | 0 | 0 | 0 | 0 | 0 | 0 | 0 | 0 | 0 | 0 | 0 | 0 | 0 | 0 | 0 | 0 | 0 | 0 | 0 | 0 | 0 | 0 | 0 | 0 | 0 | 1 | 1 | 0 | 0 | 0 | 0 | 0 | 1 | 0 | 0 | 1 | 1 | 0 | 0 | 0 | 0 | 0 | 0 | 0 | 0 | 0 | 0 | 0 | 0 | 0 | 0 | 0 | 0 | 0 | 0 | 0 | 0 | 0 | 0 | Southern_PGAE_Li_Battery_4hr | Southern_PGAE_Li_Battery_8hr | Southern_PGAE_Solar
PG&E North of Greater Bay Study Area | Shiloh II | SHILOAH II |  | 230 | 8 | 0 | 0 | 0 | 0 | 0 | 0 | 0 | 0 | 0 | 0 | 0 | 0 | 0 | 0 | 0 | 0 | 0 | 0 | 0 | 0 | 0 | 0 | 0 | 0 | 0 | 0 | 0 | 0 | 0 | 0 | 0 | 0 | 0 | 0 | 0 | 0 | 0 | 0 | 0 | 0 | 0 | 0 | 0 | 0 | 1 | 0 | 0 | 0 | 0 | 0 | 0 | 0 | 0 | 0 | 0 | 0 | 0 | 0 | 1 | 1 | 1 | 0 | 0 | 1 | 1 | 0 | 0 | 0 | 0 | 0 | 0 | 0 | 0 | 1 | 1 | 0 | 0 | 0 | 0 | 0 | 0 | 0 | 0 | 0 | 0 | 0 | 0 | 0 | 0 | 0 | 0 | 0 | 0 | 0 | 0 | 0 | 0 | 0 | 0 | 0 | 0 | 0 | 0 | 0 | 0 | 0 | 0 | 0 | 0 | Northern_California_Li_Battery_4hr | Northern_California_Li_Battery_8hr | Northern_California_Solar | Northern_California_Geothermal | Solano_Wind
PG&E North of Greater Bay Study Area | Silverado | SILVERADO |  | 115 | 1 | 0 | 0 | 0 | 0 | 0 | 0 | 0 | 0 | 0 | 0 | 0 | 0 | 0 | 0 | 0 | 0 | 0 | 0 | 0 | 0 | 0 | 0 | 0 | 0 | 0 | 0 | 0 | 0 | 0 | 0 | 0 | 0 | 0 | 0 | 0 | 0 | 0 | 0 | 0 | 0 | 0 | 0 | 0 | 0 | 0 | 0 | 1 | 0 | 0 | 0 | 0 | 0 | 0 | 0 | 0 | 0 | 0 | 0 | 0 | 0 | 0 | 0 | 0 | 0 | 0 | 0 | 0 | 0 | 0 | 0 | 0 | 0 | 0 | 0 | 0 | 0 | 0 | 0 | 0 | 0 | 0 | 0 | 0 | 0 | 0 | 0 | 0 | 0 | 0 | 0 | 0 | 0 | 0 | 0 | 0 | 0 | 0 | 0 | 0 | 0 | 0 | 0 | 0 | 0 | 0 | 0 | 0 | 0 | 0 | Northern_California_Li_Battery_4hr | Northern_California_Li_Battery_8hr | Northern_California_Solar | Northern_California_Geothermal | Northern_California_Wind
SDG&E Study Area | Silvergate | SILVERGATE |  | 230 | 4 | 0 | 0 | 0 | 0 | 0 | 0 | 0 | 0 | 0 | 0 | 0 | 0 | 0 | 0 | 0 | 0 | 0 | 0 | 0 | 0 | 0 | 0 | 0 | 0 | 0 | 0 | 0 | 0 | 0 | 0 | 0 | 0 | 1 | 0 | 1 | 0 | 1 | 0 | 0 | 0 | 1 | 0 | 0 | 0 | 0 | 0 | 0 | 0 | 0 | 0 | 0 | 0 | 0 | 0 | 0 | 0 | 0 | 0 | 0 | 0 | 0 | 0 | 0 | 0 | 0 | 0 | 0 | 0 | 0 | 0 | 0 | 0 | 0 | 0 | 0 | 0 | 0 | 0 | 0 | 0 | 0 | 0 | 0 | 0 | 0 | 0 | 0 | 0 | 0 | 0 | 0 | 0 | 0 | 0 | 0 | 0 | 0 | 0 | 0 | 0 | 0 | 0 | 0 | 0 | 0 | 0 | 0 | 0 | 0 | Greater_LA_Li_Battery_4hr | Greater_LA_Li_Battery_8hr | Greater_LA_Solar
PG&E Kern Study Area | Sisquoc | SISQUOC |  | 115 | 1 | 0 | 0 | 0 | 0 | 0 | 0 | 0 | 0 | 0 | 0 | 0 | 0 | 0 | 0 | 0 | 0 | 0 | 0 | 0 | 0 | 0 | 0 | 0 | 0 | 0 | 0 | 0 | 0 | 0 | 0 | 0 | 0 | 0 | 0 | 0 | 0 | 0 | 0 | 0 | 0 | 0 | 0 | 0 | 0 | 0 | 0 | 0 | 0 | 0 | 0 | 0 | 0 | 0 | 0 | 0 | 0 | 0 | 0 | 0 | 0 | 0 | 0 | 0 | 0 | 0 | 0 | 0 | 0 | 0 | 0 | 0 | 0 | 0 | 0 | 0 | 0 | 0 | 0 | 0 | 0 | 0 | 0 | 1 | 0 | 0 | 0 | 0 | 0 | 0 | 0 | 0 | 0 | 0 | 0 | 0 | 0 | 0 | 0 | 0 | 0 | 0 | 0 | 0 | 0 | 0 | 0 | 0 | 0 | 0 | Southern_PGAE_Li_Battery_4hr | Southern_PGAE_Li_Battery_8hr | Southern_PGAE_Solar |  | Kern_Greater_Carrizo_Wind
East of Pisgah Study Area | Sloan Canyon | SLOAN CANYON |  | 230 | 4 | 0 | 0 | 0 | 0 | 0 | 0 | 0 | 0 | 0 | 0 | 0 | 0 | 0 | 0 | 0 | 0 | 0 | 0 | 0 | 1 | 0 | 1 | 0 | 0 | 0 | 0 | 0 | 1 | 1 | 0 | 0 | 0 | 0 | 0 | 0 | 0 | 0 | 0 | 0 | 0 | 0 | 0 | 0 | 0 | 0 | 0 | 0 | 0 | 0 | 0 | 0 | 0 | 0 | 0 | 0 | 0 | 0 | 0 | 0 | 0 | 0 | 0 | 0 | 0 | 0 | 0 | 0 | 0 | 0 | 0 | 0 | 0 | 0 | 0 | 0 | 0 | 0 | 0 | 0 | 0 | 0 | 0 | 0 | 0 | 0 | 0 | 0 | 0 | 0 | 0 | 0 | 0 | 0 | 0 | 0 | 0 | 0 | 0 | 0 | 0 | 0 | 0 | 0 | 0 | 0 | 0 | 0 | 0 | 0 | Southern_NV_Eldorado_Li_Battery_4hr | Southern_NV_Eldorado_Li_Battery_8hr | Southern_NV_Eldorado_Solar | Central_Nevada_Geothermal | Southern_NV_Eldorado_Wind
PG&E Kern Study Area | Smyrna | SMYRNA |  | 115 | 8 | 0 | 0 | 0 | 0 | 0 | 0 | 0 | 0 | 0 | 0 | 0 | 0 | 0 | 0 | 0 | 0 | 0 | 0 | 0 | 0 | 0 | 0 | 0 | 0 | 0 | 0 | 0 | 0 | 0 | 0 | 0 | 0 | 0 | 0 | 0 | 0 | 0 | 0 | 0 | 0 | 0 | 0 | 0 | 0 | 0 | 0 | 0 | 0 | 0 | 0 | 0 | 0 | 0 | 0 | 0 | 0 | 0 | 0 | 0 | 0 | 0 | 0 | 0 | 0 | 0 | 0 | 0 | 0 | 0 | 0 | 0 | 0 | 0 | 0 | 0 | 1 | 1 | 1 | 1 | 0 | 0 | 0 | 1 | 1 | 0 | 1 | 1 | 0 | 0 | 0 | 0 | 0 | 0 | 0 | 0 | 0 | 0 | 0 | 0 | 0 | 0 | 0 | 0 | 0 | 0 | 0 | 0 | 0 | 0 | Southern_PGAE_Li_Battery_4hr | Southern_PGAE_Li_Battery_8hr | Southern_PGAE_Solar
PG&E Greater Bay Study Area | Sobrante | SOBRANTE |  | 115 | 12 | 0 | 0 | 0 | 0 | 0 | 0 | 0 | 0 | 0 | 0 | 0 | 0 | 0 | 0 | 0 | 0 | 0 | 0 | 0 | 0 | 0 | 0 | 0 | 0 | 0 | 0 | 0 | 0 | 0 | 0 | 0 | 0 | 0 | 0 | 0 | 0 | 0 | 0 | 0 | 0 | 0 | 0 | 0 | 1 | 1 | 0 | 0 | 0 | 0 | 0 | 0 | 0 | 0 | 0 | 1 | 1 | 0 | 1 | 1 | 1 | 1 | 0 | 0 | 1 | 1 | 0 | 1 | 0 | 0 | 0 | 0 | 0 | 0 | 1 | 0 | 0 | 0 | 0 | 0 | 0 | 0 | 0 | 0 | 0 | 0 | 0 | 0 | 0 | 0 | 0 | 0 | 0 | 0 | 0 | 0 | 0 | 0 | 0 | 0 | 0 | 0 | 0 | 0 | 0 | 0 | 0 | 0 | 0 | 0 | Northern_California_Li_Battery_4hr | Northern_California_Li_Battery_8hr | Northern_California_Solar
PG&E Kern Study Area | Solar SS | SOLAR |  | 230 | 5 | 0 | 0 | 0 | 0 | 0 | 0 | 0 | 0 | 0 | 0 | 0 | 0 | 0 | 0 | 0 | 0 | 0 | 0 | 0 | 0 | 0 | 0 | 0 | 0 | 0 | 0 | 0 | 0 | 0 | 0 | 0 | 0 | 0 | 0 | 0 | 0 | 0 | 0 | 0 | 0 | 0 | 0 | 0 | 0 | 0 | 0 | 0 | 0 | 0 | 0 | 0 | 0 | 0 | 0 | 0 | 0 | 0 | 0 | 0 | 0 | 0 | 0 | 0 | 0 | 0 | 0 | 0 | 0 | 0 | 0 | 0 | 0 | 0 | 0 | 0 | 1 | 1 | 0 | 0 | 0 | 0 | 0 | 0 | 0 | 0 | 1 | 1 | 0 | 0 | 0 | 0 | 0 | 0 | 0 | 0 | 0 | 0 | 0 | 0 | 0 | 0 | 0 | 0 | 0 | 0 | 1 | 0 | 0 | 0 | Southern_PGAE_Li_Battery_4hr | Southern_PGAE_Li_Battery_8hr | Southern_PGAE_Solar
SCE Northern Area | Springville | SPRINGVILLE |  | 230 | 6 | 1 | 0 | 1 | 0 | 0 | 1 | 1 | 1 | 0 | 0 | 0 | 0 | 0 | 0 | 0 | 0 | 0 | 0 | 0 | 0 | 0 | 0 | 0 | 0 | 0 | 0 | 0 | 0 | 1 | 0 | 0 | 0 | 0 | 0 | 0 | 0 | 0 | 0 | 0 | 0 | 0 | 0 | 0 | 0 | 0 | 0 | 0 | 0 | 0 | 0 | 0 | 0 | 0 | 0 | 0 | 0 | 0 | 0 | 0 | 0 | 0 | 0 | 0 | 0 | 0 | 0 | 0 | 0 | 0 | 0 | 0 | 0 | 0 | 0 | 0 | 0 | 0 | 0 | 0 | 0 | 0 | 0 | 0 | 0 | 0 | 0 | 0 | 0 | 0 | 0 | 0 | 0 | 0 | 0 | 0 | 0 | 0 | 0 | 0 | 0 | 0 | 0 | 0 | 0 | 0 | 0 | 0 | 0 | 0 | Tehachapi_Li_Battery_4hr | Tehachapi_Li_Battery_8hr | Tehachapi_Solar |  | Tehachapi_Wind
PG&E Greater Bay Study Area | Stagg | STAGG |  | 230 | 6 | 0 | 0 | 0 | 0 | 0 | 0 | 0 | 0 | 0 | 0 | 0 | 0 | 0 | 0 | 0 | 0 | 0 | 0 | 0 | 0 | 0 | 0 | 0 | 0 | 0 | 0 | 0 | 0 | 0 | 0 | 0 | 0 | 0 | 0 | 0 | 0 | 0 | 0 | 0 | 0 | 0 | 0 | 0 | 0 | 1 | 0 | 0 | 0 | 0 | 0 | 1 | 0 | 0 | 0 | 0 | 0 | 0 | 0 | 0 | 0 | 0 | 0 | 0 | 0 | 1 | 1 | 0 | 0 | 0 | 0 | 0 | 0 | 0 | 1 | 0 | 0 | 0 | 0 | 0 | 0 | 0 | 0 | 0 | 0 | 0 | 0 | 0 | 0 | 0 | 0 | 0 | 1 | 0 | 0 | 0 | 0 | 0 | 0 | 0 | 0 | 0 | 0 | 0 | 0 | 0 | 0 | 0 | 0 | 0 | Northern_California_Li_Battery_4hr | Northern_California_Li_Battery_8hr | Northern_California_Solar
PG&E Greater Bay Study Area | Std Oil |  |  | 115 | 12 | 0 | 0 | 0 | 0 | 0 | 0 | 0 | 0 | 0 | 0 | 0 | 0 | 0 | 0 | 0 | 0 | 0 | 0 | 0 | 0 | 0 | 0 | 0 | 0 | 0 | 0 | 0 | 0 | 0 | 0 | 0 | 0 | 0 | 0 | 0 | 0 | 0 | 0 | 0 | 0 | 0 | 0 | 0 | 1 | 1 | 0 | 0 | 0 | 0 | 0 | 0 | 0 | 0 | 0 | 1 | 1 | 0 | 1 | 1 | 1 | 1 | 0 | 0 | 1 | 1 | 0 | 1 | 0 | 0 | 0 | 0 | 0 | 0 | 1 | 0 | 0 | 0 | 0 | 0 | 0 | 0 | 0 | 0 | 0 | 0 | 0 | 0 | 0 | 0 | 0 | 0 | 0 | 0 | 0 | 0 | 0 | 0 | 0 | 0 | 0 | 0 | 0 | 0 | 0 | 0 | 0 | 0 | 0 | 0 | Northern_California_Li_Battery_4hr | Northern_California_Li_Battery_8hr | Northern_California_Solar
PG&E Kern Study Area | Stockdale | STOCKDALE |  | 230 | 5 | 0 | 0 | 0 | 0 | 0 | 0 | 0 | 0 | 0 | 0 | 0 | 0 | 0 | 0 | 0 | 0 | 0 | 0 | 0 | 0 | 0 | 0 | 0 | 0 | 0 | 0 | 0 | 0 | 0 | 0 | 0 | 0 | 0 | 0 | 0 | 0 | 0 | 0 | 0 | 0 | 0 | 0 | 0 | 0 | 0 | 0 | 0 | 0 | 0 | 0 | 0 | 0 | 0 | 0 | 0 | 0 | 0 | 0 | 0 | 0 | 0 | 0 | 0 | 0 | 0 | 0 | 0 | 0 | 0 | 0 | 0 | 0 | 0 | 0 | 0 | 1 | 1 | 0 | 0 | 0 | 0 | 0 | 0 | 0 | 0 | 1 | 1 | 0 | 0 | 0 | 0 | 0 | 0 | 0 | 0 | 0 | 0 | 0 | 0 | 0 | 0 | 0 | 0 | 0 | 0 | 1 | 0 | 0 | 0 | Southern_PGAE_Li_Battery_4hr | Southern_PGAE_Li_Battery_8hr | Southern_PGAE_Solar
PG&E Kern Study Area | Stockdale | STOCKDALE |  | 115 | 1 | 0 | 0 | 0 | 0 | 0 | 0 | 0 | 0 | 0 | 0 | 0 | 0 | 0 | 0 | 0 | 0 | 0 | 0 | 0 | 0 | 0 | 0 | 0 | 0 | 0 | 0 | 0 | 0 | 0 | 0 | 0 | 0 | 0 | 0 | 0 | 0 | 0 | 0 | 0 | 0 | 0 | 0 | 0 | 0 | 0 | 0 | 0 | 0 | 0 | 0 | 0 | 0 | 0 | 0 | 0 | 0 | 0 | 0 | 0 | 0 | 0 | 0 | 0 | 0 | 0 | 0 | 0 | 0 | 0 | 0 | 0 | 0 | 0 | 0 | 0 | 0 | 0 | 0 | 0 | 0 | 0 | 1 | 0 | 0 | 0 | 0 | 0 | 0 | 0 | 0 | 0 | 0 | 0 | 0 | 0 | 0 | 0 | 0 | 0 | 0 | 0 | 0 | 0 | 0 | 0 | 0 | 0 | 0 | 0 | Southern_PGAE_Li_Battery_4hr | Southern_PGAE_Li_Battery_8hr | Southern_PGAE_Solar
PG&E Fresno Study Area | Storey | STOREY |  | 230 | 15 | 0 | 0 | 0 | 0 | 0 | 0 | 0 | 0 | 0 | 0 | 0 | 0 | 0 | 0 | 0 | 0 | 0 | 0 | 0 | 0 | 0 | 0 | 0 | 0 | 0 | 0 | 0 | 0 | 0 | 0 | 0 | 0 | 0 | 0 | 0 | 0 | 0 | 0 | 0 | 0 | 0 | 0 | 0 | 0 | 0 | 0 | 0 | 0 | 0 | 0 | 1 | 0 | 0 | 0 | 0 | 0 | 0 | 0 | 0 | 0 | 0 | 0 | 0 | 0 | 0 | 0 | 0 | 0 | 0 | 0 | 0 | 0 | 0 | 0 | 0 | 0 | 1 | 0 | 0 | 0 | 0 | 0 | 0 | 0 | 0 | 1 | 1 | 0 | 1 | 1 | 1 | 1 | 1 | 1 | 1 | 1 | 0 | 0 | 1 | 1 | 0 | 0 | 1 | 0 | 0 | 0 | 0 | 0 | 0 | Southern_PGAE_Li_Battery_4hr | Southern_PGAE_Li_Battery_8hr | Southern_PGAE_Solar
PG&E North of Greater Bay Study Area | Summit | Summit |  | 115 | 1 | 0 | 0 | 0 | 0 | 0 | 0 | 0 | 0 | 0 | 0 | 0 | 0 | 0 | 0 | 0 | 0 | 0 | 0 | 0 | 0 | 0 | 0 | 0 | 0 | 0 | 0 | 0 | 0 | 0 | 0 | 0 | 0 | 0 | 0 | 0 | 0 | 0 | 0 | 0 | 0 | 0 | 0 | 0 | 0 | 0 | 0 | 0 | 1 | 0 | 0 | 0 | 0 | 0 | 0 | 0 | 0 | 0 | 0 | 0 | 0 | 0 | 0 | 0 | 0 | 0 | 0 | 0 | 0 | 0 | 0 | 0 | 0 | 0 | 0 | 0 | 0 | 0 | 0 | 0 | 0 | 0 | 0 | 0 | 0 | 0 | 0 | 0 | 0 | 0 | 0 | 0 | 0 | 0 | 0 | 0 | 0 | 0 | 0 | 0 | 0 | 0 | 0 | 0 | 0 | 0 | 0 | 0 | 0 | 0 | Northern_California_Li_Battery_4hr | Northern_California_Li_Battery_8hr | Northern_California_Solar | Northern_Nevada_Geothermal | Northern_California_Wind
SDG&E Study Area | Suncrest | SUNCREST |  | 500 | 6 | 0 | 0 | 0 | 0 | 0 | 0 | 0 | 0 | 0 | 0 | 0 | 0 | 0 | 0 | 0 | 0 | 0 | 0 | 0 | 1 | 0 | 1 | 0 | 0 | 0 | 0 | 0 | 0 | 1 | 0 | 1 | 0 | 0 | 0 | 1 | 0 | 1 | 0 | 0 | 0 | 0 | 0 | 0 | 0 | 0 | 0 | 0 | 0 | 0 | 0 | 0 | 0 | 0 | 0 | 0 | 0 | 0 | 0 | 0 | 0 | 0 | 0 | 0 | 0 | 0 | 0 | 0 | 0 | 0 | 0 | 0 | 0 | 0 | 0 | 0 | 0 | 0 | 0 | 0 | 0 | 0 | 0 | 0 | 0 | 0 | 0 | 0 | 0 | 0 | 0 | 0 | 0 | 0 | 0 | 0 | 0 | 0 | 0 | 0 | 0 | 0 | 0 | 0 | 0 | 0 | 0 | 0 | 0 | 0 | Greater_Imperial_Li_Battery_4hr | Greater_Imperial_Li_Battery_8hr | Greater_Imperial_Solar |  | Greater_Imperial_Wind
SDG&E Study Area | Suncrest | SUNCREST |  | 230 | 4 | 0 | 0 | 0 | 0 | 0 | 0 | 0 | 0 | 0 | 0 | 0 | 0 | 0 | 0 | 0 | 0 | 0 | 0 | 0 | 1 | 0 | 0 | 0 | 0 | 0 | 0 | 0 | 0 | 0 | 0 | 1 | 0 | 0 | 0 | 1 | 0 | 1 | 0 | 0 | 0 | 0 | 0 | 0 | 0 | 0 | 0 | 0 | 0 | 0 | 0 | 0 | 0 | 0 | 0 | 0 | 0 | 0 | 0 | 0 | 0 | 0 | 0 | 0 | 0 | 0 | 0 | 0 | 0 | 0 | 0 | 0 | 0 | 0 | 0 | 0 | 0 | 0 | 0 | 0 | 0 | 0 | 0 | 0 | 0 | 0 | 0 | 0 | 0 | 0 | 0 | 0 | 0 | 0 | 0 | 0 | 0 | 0 | 0 | 0 | 0 | 0 | 0 | 0 | 0 | 0 | 0 | 0 | 0 | 0 | Greater_Imperial_Li_Battery_4hr | Greater_Imperial_Li_Battery_8hr | Greater_Imperial_Solar |  | Greater_Imperial_Wind
SDG&E Study Area | New Sub - Suncrest - Ocotillo (Proposed) | Crestwood |  | 500 | 8 | 0 | 0 | 0 | 0 | 0 | 0 | 0 | 0 | 0 | 0 | 0 | 0 | 0 | 0 | 0 | 0 | 0 | 0 | 0 | 1 | 0 | 1 | 0 | 0 | 0 | 1 | 0 | 0 | 1 | 0 | 0 | 0 | 0 | 0 | 1 | 1 | 1 | 0 | 0 | 1 | 0 | 0 | 0 | 0 | 0 | 0 | 0 | 0 | 0 | 0 | 0 | 0 | 0 | 0 | 0 | 0 | 0 | 0 | 0 | 0 | 0 | 0 | 0 | 0 | 0 | 0 | 0 | 0 | 0 | 0 | 0 | 0 | 0 | 0 | 0 | 0 | 0 | 0 | 0 | 0 | 0 | 0 | 0 | 0 | 0 | 0 | 0 | 0 | 0 | 0 | 0 | 0 | 0 | 0 | 0 | 0 | 0 | 0 | 0 | 0 | 0 | 0 | 0 | 0 | 0 | 0 | 0 | 0 | 0 | Greater_Imperial_Li_Battery_4hr | Greater_Imperial_Li_Battery_8hr | Greater_Imperial_Solar |  | Greater_Imperial_Wind
PG&E Kern Study Area | Sunset | SUNSET (PGE) | G | 230 | 5 | 0 | 0 | 0 | 0 | 0 | 0 | 0 | 0 | 0 | 0 | 0 | 0 | 0 | 0 | 0 | 0 | 0 | 0 | 0 | 0 | 0 | 0 | 0 | 0 | 0 | 0 | 0 | 0 | 0 | 0 | 0 | 0 | 0 | 0 | 0 | 0 | 0 | 0 | 0 | 0 | 0 | 0 | 0 | 0 | 0 | 0 | 0 | 0 | 0 | 0 | 0 | 0 | 0 | 0 | 0 | 0 | 0 | 0 | 0 | 0 | 0 | 0 | 0 | 0 | 0 | 0 | 0 | 0 | 0 | 0 | 0 | 0 | 0 | 0 | 0 | 1 | 1 | 0 | 0 | 0 | 0 | 0 | 0 | 0 | 0 | 1 | 1 | 0 | 0 | 0 | 0 | 0 | 0 | 0 | 0 | 0 | 0 | 0 | 0 | 0 | 0 | 0 | 0 | 0 | 0 | 1 | 0 | 0 | 0 | Southern_PGAE_Li_Battery_4hr | Southern_PGAE_Li_Battery_8hr | Southern_PGAE_Solar
PG&E Kern Study Area | Surf | SURF |  | 115 | 6 | 0 | 0 | 0 | 0 | 0 | 0 | 0 | 0 | 0 | 0 | 0 | 0 | 0 | 0 | 0 | 0 | 0 | 0 | 0 | 0 | 0 | 0 | 0 | 0 | 0 | 0 | 0 | 0 | 0 | 0 | 0 | 0 | 0 | 0 | 0 | 0 | 0 | 0 | 0 | 0 | 0 | 0 | 0 | 0 | 0 | 0 | 0 | 0 | 0 | 0 | 0 | 0 | 0 | 0 | 0 | 0 | 0 | 0 | 0 | 0 | 0 | 0 | 0 | 0 | 0 | 0 | 0 | 0 | 0 | 0 | 0 | 0 | 0 | 0 | 0 | 1 | 1 | 0 | 0 | 0 | 0 | 0 | 1 | 0 | 0 | 1 | 1 | 0 | 0 | 0 | 0 | 0 | 0 | 0 | 0 | 0 | 0 | 0 | 0 | 0 | 0 | 0 | 0 | 0 | 0 | 1 | 0 | 0 | 0 | Southern_PGAE_Li_Battery_4hr | Southern_PGAE_Li_Battery_8hr | Southern_PGAE_Solar
SDG&E Study Area | Sycamore Canyon | SYCAMORE CANYON |  | 230 | 6 | 0 | 0 | 0 | 0 | 0 | 0 | 0 | 0 | 0 | 0 | 0 | 0 | 0 | 0 | 0 | 0 | 0 | 0 | 0 | 0 | 0 | 0 | 0 | 0 | 0 | 0 | 0 | 0 | 0 | 1 | 1 | 0 | 1 | 0 | 1 | 0 | 1 | 0 | 0 | 0 | 0 | 1 | 0 | 0 | 0 | 0 | 0 | 0 | 0 | 0 | 0 | 0 | 0 | 0 | 0 | 0 | 0 | 0 | 0 | 0 | 0 | 0 | 0 | 0 | 0 | 0 | 0 | 0 | 0 | 0 | 0 | 0 | 0 | 0 | 0 | 0 | 0 | 0 | 0 | 0 | 0 | 0 | 0 | 0 | 0 | 0 | 0 | 0 | 0 | 0 | 0 | 0 | 0 | 0 | 0 | 0 | 0 | 0 | 0 | 0 | 0 | 0 | 0 | 0 | 0 | 0 | 0 | 0 | 0 | Greater_LA_Li_Battery_4hr | Greater_LA_Li_Battery_8hr | Greater_LA_Solar
SDG&E Study Area | Sycamore Canyon | SYCAMORE CANYON |  | 138 | 3 | 0 | 0 | 0 | 0 | 0 | 0 | 0 | 0 | 0 | 0 | 0 | 0 | 0 | 0 | 0 | 0 | 0 | 0 | 0 | 0 | 0 | 0 | 0 | 0 | 0 | 0 | 0 | 0 | 0 | 0 | 1 | 0 | 1 | 0 | 0 | 0 | 0 | 0 | 0 | 0 | 0 | 1 | 0 | 0 | 0 | 0 | 0 | 0 | 0 | 0 | 0 | 0 | 0 | 0 | 0 | 0 | 0 | 0 | 0 | 0 | 0 | 0 | 0 | 0 | 0 | 0 | 0 | 0 | 0 | 0 | 0 | 0 | 0 | 0 | 0 | 0 | 0 | 0 | 0 | 0 | 0 | 0 | 0 | 0 | 0 | 0 | 0 | 0 | 0 | 0 | 0 | 0 | 0 | 0 | 0 | 0 | 0 | 0 | 0 | 0 | 0 | 0 | 0 | 0 | 0 | 0 | 0 | 0 | 0 | Greater_LA_Li_Battery_4hr | Greater_LA_Li_Battery_8hr | Greater_LA_Solar
SCE Metro Study Area | Sylmar | SYLMAR EAST |  | 230 | 1 | 0 | 0 | 0 | 0 | 0 | 0 | 0 | 0 | 0 | 0 | 0 | 0 | 0 | 0 | 0 | 0 | 0 | 0 | 0 | 0 | 0 | 0 | 0 | 0 | 0 | 0 | 0 | 0 | 1 | 0 | 0 | 0 | 0 | 0 | 0 | 0 | 0 | 0 | 0 | 0 | 0 | 0 | 0 | 0 | 0 | 0 | 0 | 0 | 0 | 0 | 0 | 0 | 0 | 0 | 0 | 0 | 0 | 0 | 0 | 0 | 0 | 0 | 0 | 0 | 0 | 0 | 0 | 0 | 0 | 0 | 0 | 0 | 0 | 0 | 0 | 0 | 0 | 0 | 0 | 0 | 0 | 0 | 0 | 0 | 0 | 0 | 0 | 0 | 0 | 0 | 0 | 0 | 0 | 0 | 0 | 0 | 0 | 0 | 0 | 0 | 0 | 0 | 0 | 0 | 0 | 0 | 0 | 0 | 0 | Greater_LA_Li_Battery_4hr | Greater_LA_Li_Battery_8hr | Greater_LA_Solar
PG&E North of Greater Bay Study Area | Table Mountain | TABLE MT. |  | 500 | 2 | 0 | 0 | 0 | 0 | 0 | 0 | 0 | 0 | 0 | 0 | 0 | 0 | 0 | 0 | 0 | 0 | 0 | 0 | 0 | 0 | 0 | 0 | 0 | 0 | 0 | 0 | 0 | 0 | 0 | 0 | 0 | 0 | 0 | 0 | 0 | 0 | 0 | 0 | 0 | 0 | 0 | 0 | 0 | 0 | 1 | 0 | 0 | 0 | 0 | 0 | 1 | 0 | 0 | 0 | 0 | 0 | 0 | 0 | 0 | 0 | 0 | 0 | 0 | 0 | 0 | 0 | 0 | 0 | 0 | 0 | 0 | 0 | 0 | 0 | 0 | 0 | 0 | 0 | 0 | 0 | 0 | 0 | 0 | 0 | 0 | 0 | 0 | 0 | 0 | 0 | 0 | 0 | 0 | 0 | 0 | 0 | 0 | 0 | 0 | 0 | 0 | 0 | 0 | 0 | 0 | 0 | 0 | 0 | 0 | Northern_California_Li_Battery_4hr | Northern_California_Li_Battery_8hr | Northern_California_Solar | Northern_California_Geothermal | Northern_California_Wind
PG&E North of Greater Bay Study Area | Table Mountain | TABLE MT. |  | 230 | 7 | 0 | 0 | 0 | 0 | 0 | 0 | 0 | 0 | 0 | 0 | 0 | 0 | 0 | 0 | 0 | 0 | 0 | 0 | 0 | 0 | 0 | 0 | 0 | 0 | 0 | 0 | 0 | 0 | 0 | 0 | 0 | 0 | 0 | 0 | 0 | 0 | 0 | 0 | 0 | 0 | 0 | 0 | 0 | 0 | 1 | 0 | 0 | 0 | 0 | 1 | 1 | 1 | 1 | 0 | 0 | 0 | 0 | 0 | 0 | 0 | 0 | 0 | 0 | 0 | 1 | 1 | 0 | 0 | 0 | 0 | 0 | 0 | 0 | 0 | 0 | 0 | 0 | 0 | 0 | 0 | 0 | 0 | 0 | 0 | 0 | 0 | 0 | 0 | 0 | 0 | 0 | 0 | 0 | 0 | 0 | 0 | 0 | 0 | 0 | 0 | 0 | 0 | 0 | 0 | 0 | 0 | 0 | 0 | 0 | Northern_California_Li_Battery_4hr | Northern_California_Li_Battery_8hr | Northern_California_Solar | Northern_California_Geothermal | Northern_California_Wind
PG&E Kern Study Area | Taft | TAFT |  | 115 | 7 | 0 | 0 | 0 | 0 | 0 | 0 | 0 | 0 | 0 | 0 | 0 | 0 | 0 | 0 | 0 | 0 | 0 | 0 | 0 | 0 | 0 | 0 | 0 | 0 | 0 | 0 | 0 | 0 | 0 | 0 | 0 | 0 | 0 | 0 | 0 | 0 | 0 | 0 | 0 | 0 | 0 | 0 | 0 | 0 | 0 | 0 | 0 | 0 | 0 | 0 | 0 | 0 | 0 | 0 | 0 | 0 | 0 | 0 | 0 | 0 | 0 | 0 | 0 | 0 | 0 | 0 | 0 | 0 | 0 | 0 | 0 | 0 | 0 | 0 | 0 | 1 | 1 | 0 | 1 | 0 | 1 | 0 | 1 | 0 | 0 | 1 | 1 | 0 | 0 | 0 | 0 | 0 | 0 | 0 | 0 | 0 | 0 | 0 | 0 | 0 | 0 | 0 | 0 | 0 | 0 | 0 | 0 | 0 | 0 | Southern_PGAE_Li_Battery_4hr | Southern_PGAE_Li_Battery_8hr | Southern_PGAE_Solar
SDG&E Study Area | Talega | TALEGA |  | 230 | 3 | 0 | 0 | 0 | 0 | 0 | 0 | 0 | 0 | 0 | 0 | 0 | 0 | 0 | 0 | 0 | 0 | 0 | 0 | 0 | 0 | 0 | 0 | 0 | 0 | 0 | 0 | 0 | 0 | 0 | 1 | 0 | 0 | 0 | 0 | 0 | 0 | 0 | 0 | 0 | 0 | 0 | 1 | 1 | 0 | 0 | 0 | 0 | 0 | 0 | 0 | 0 | 0 | 0 | 0 | 0 | 0 | 0 | 0 | 0 | 0 | 0 | 0 | 0 | 0 | 0 | 0 | 0 | 0 | 0 | 0 | 0 | 0 | 0 | 0 | 0 | 0 | 0 | 0 | 0 | 0 | 0 | 0 | 0 | 0 | 0 | 0 | 0 | 0 | 0 | 0 | 0 | 0 | 0 | 0 | 0 | 0 | 0 | 0 | 0 | 0 | 0 | 0 | 0 | 0 | 0 | 0 | 0 | 0 | 0 | Greater_LA_Li_Battery_4hr | Greater_LA_Li_Battery_8hr | Greater_LA_Solar
SDG&E Study Area | Talega | TALEGA |  | 138 | 3 | 0 | 0 | 0 | 0 | 0 | 0 | 0 | 0 | 0 | 0 | 0 | 0 | 0 | 0 | 0 | 0 | 0 | 0 | 0 | 0 | 0 | 0 | 0 | 0 | 0 | 0 | 0 | 0 | 0 | 1 | 0 | 0 | 0 | 0 | 0 | 0 | 0 | 0 | 0 | 0 | 0 | 1 | 1 | 0 | 0 | 0 | 0 | 0 | 0 | 0 | 0 | 0 | 0 | 0 | 0 | 0 | 0 | 0 | 0 | 0 | 0 | 0 | 0 | 0 | 0 | 0 | 0 | 0 | 0 | 0 | 0 | 0 | 0 | 0 | 0 | 0 | 0 | 0 | 0 | 0 | 0 | 0 | 0 | 0 | 0 | 0 | 0 | 0 | 0 | 0 | 0 | 0 | 0 | 0 | 0 | 0 | 0 | 0 | 0 | 0 | 0 | 0 | 0 | 0 | 0 | 0 | 0 | 0 | 0 | Greater_LA_Li_Battery_4hr | Greater_LA_Li_Battery_8hr | Greater_LA_Solar
PG&E Greater Bay Study Area | Tassajara | TASSAJARA |  | 230 | 6 | 0 | 0 | 0 | 0 | 0 | 0 | 0 | 0 | 0 | 0 | 0 | 0 | 0 | 0 | 0 | 0 | 0 | 0 | 0 | 0 | 0 | 0 | 0 | 0 | 0 | 0 | 0 | 0 | 0 | 0 | 0 | 0 | 0 | 0 | 0 | 0 | 0 | 0 | 0 | 0 | 0 | 0 | 0 | 0 | 1 | 0 | 0 | 0 | 0 | 0 | 0 | 0 | 0 | 0 | 0 | 0 | 0 | 1 | 1 | 0 | 0 | 0 | 0 | 1 | 1 | 0 | 0 | 0 | 0 | 0 | 0 | 0 | 0 | 1 | 0 | 0 | 0 | 0 | 0 | 0 | 0 | 0 | 0 | 0 | 0 | 0 | 0 | 0 | 0 | 0 | 0 | 0 | 0 | 0 | 0 | 0 | 0 | 0 | 0 | 0 | 0 | 0 | 0 | 0 | 0 | 0 | 0 | 0 | 0 | Northern_California_Li_Battery_4hr | Northern_California_Li_Battery_8hr | Northern_California_Solar
PG&E Kern Study Area | Temblor | TEMBLOR |  | 115 | 1 | 0 | 0 | 0 | 0 | 0 | 0 | 0 | 0 | 0 | 0 | 0 | 0 | 0 | 0 | 0 | 0 | 0 | 0 | 0 | 0 | 0 | 0 | 0 | 0 | 0 | 0 | 0 | 0 | 0 | 0 | 0 | 0 | 0 | 0 | 0 | 0 | 0 | 0 | 0 | 0 | 0 | 0 | 0 | 0 | 0 | 0 | 0 | 0 | 0 | 0 | 0 | 0 | 0 | 0 | 0 | 0 | 0 | 0 | 0 | 0 | 0 | 0 | 0 | 0 | 0 | 0 | 0 | 0 | 0 | 0 | 0 | 0 | 0 | 0 | 0 | 0 | 0 | 0 | 0 | 0 | 0 | 0 | 1 | 0 | 0 | 0 | 0 | 0 | 0 | 0 | 0 | 0 | 0 | 0 | 0 | 0 | 0 | 0 | 0 | 0 | 0 | 0 | 0 | 0 | 0 | 0 | 0 | 0 | 0 | Southern_PGAE_Li_Battery_4hr | Southern_PGAE_Li_Battery_8hr | Southern_PGAE_Solar |  | Kern_Greater_Carrizo_Wind
PG&E Kern Study Area | Templeton | TEMPLETON |  | 230 | 9 | 0 | 0 | 0 | 0 | 0 | 0 | 0 | 0 | 0 | 0 | 0 | 0 | 0 | 0 | 0 | 0 | 0 | 0 | 0 | 0 | 0 | 0 | 0 | 0 | 0 | 0 | 0 | 0 | 0 | 0 | 0 | 0 | 0 | 0 | 0 | 0 | 0 | 0 | 0 | 0 | 0 | 0 | 0 | 0 | 0 | 0 | 0 | 0 | 0 | 0 | 0 | 0 | 0 | 0 | 0 | 0 | 0 | 0 | 0 | 0 | 0 | 0 | 0 | 0 | 0 | 0 | 0 | 0 | 0 | 0 | 0 | 0 | 0 | 0 | 0 | 1 | 1 | 0 | 0 | 0 | 0 | 0 | 0 | 0 | 0 | 1 | 1 | 1 | 0 | 0 | 0 | 1 | 0 | 0 | 0 | 1 | 1 | 0 | 0 | 0 | 0 | 0 | 0 | 0 | 0 | 1 | 0 | 0 | 0 | Southern_PGAE_Li_Battery_4hr | Southern_PGAE_Li_Battery_8hr | Southern_PGAE_Solar |  | Kern_Greater_Carrizo_Wind
PG&E Greater Bay Study Area | Tesla | TESLA |  | 500 | 2 | 0 | 0 | 0 | 0 | 0 | 0 | 0 | 0 | 0 | 0 | 0 | 0 | 0 | 0 | 0 | 0 | 0 | 0 | 0 | 0 | 0 | 0 | 0 | 0 | 0 | 0 | 0 | 0 | 0 | 0 | 0 | 0 | 0 | 0 | 0 | 0 | 0 | 0 | 0 | 0 | 0 | 0 | 0 | 0 | 0 | 0 | 0 | 0 | 0 | 0 | 0 | 0 | 0 | 0 | 0 | 0 | 0 | 0 | 1 | 0 | 0 | 0 | 0 | 0 | 0 | 0 | 0 | 0 | 0 | 0 | 0 | 0 | 0 | 0 | 0 | 0 | 1 | 0 | 0 | 0 | 0 | 0 | 0 | 0 | 0 | 0 | 0 | 0 | 0 | 0 | 0 | 0 | 0 | 0 | 0 | 0 | 0 | 0 | 0 | 0 | 0 | 0 | 0 | 0 | 0 | 0 | 0 | 0 | 0 | Northern_California_Li_Battery_4hr | Northern_California_Li_Battery_8hr | Northern_California_Solar |  | Solano_Wind
PG&E Greater Bay Study Area | Tesla | TESLA |  | 230 | 4 | 0 | 0 | 0 | 0 | 0 | 0 | 0 | 0 | 0 | 0 | 0 | 0 | 0 | 0 | 0 | 0 | 0 | 0 | 0 | 0 | 0 | 0 | 0 | 0 | 0 | 0 | 0 | 0 | 0 | 0 | 0 | 0 | 0 | 0 | 0 | 0 | 0 | 0 | 0 | 0 | 0 | 0 | 0 | 0 | 0 | 0 | 0 | 0 | 0 | 0 | 0 | 0 | 0 | 0 | 0 | 0 | 0 | 0 | 0 | 0 | 1 | 0 | 0 | 1 | 1 | 0 | 0 | 0 | 0 | 0 | 0 | 0 | 0 | 1 | 0 | 0 | 0 | 0 | 0 | 0 | 0 | 0 | 0 | 0 | 0 | 0 | 0 | 0 | 0 | 0 | 0 | 0 | 0 | 0 | 0 | 0 | 0 | 0 | 0 | 0 | 0 | 0 | 0 | 0 | 0 | 0 | 0 | 0 | 0 | Northern_California_Li_Battery_4hr | Northern_California_Li_Battery_8hr | Northern_California_Solar |  | Solano_Wind
PG&E Greater Bay Study Area | Tesla | TESLA |  | 115 | 4 | 0 | 0 | 0 | 0 | 0 | 0 | 0 | 0 | 0 | 0 | 0 | 0 | 0 | 0 | 0 | 0 | 0 | 0 | 0 | 0 | 0 | 0 | 0 | 0 | 0 | 0 | 0 | 0 | 0 | 0 | 0 | 0 | 0 | 0 | 0 | 0 | 0 | 0 | 0 | 0 | 0 | 0 | 0 | 0 | 0 | 0 | 0 | 0 | 0 | 0 | 0 | 0 | 0 | 0 | 0 | 0 | 0 | 0 | 0 | 0 | 1 | 0 | 1 | 1 | 0 | 0 | 0 | 0 | 0 | 0 | 0 | 0 | 0 | 1 | 0 | 0 | 0 | 0 | 0 | 0 | 0 | 0 | 0 | 0 | 0 | 0 | 0 | 0 | 0 | 0 | 0 | 0 | 0 | 0 | 0 | 0 | 0 | 0 | 0 | 0 | 0 | 0 | 0 | 0 | 0 | 0 | 0 | 0 | 0 | Northern_California_Li_Battery_4hr | Northern_California_Li_Battery_8hr | Northern_California_Solar |  | Solano_Wind
PG&E Kern Study Area | Tevis | TEVIS |  | 115 | 6 | 0 | 0 | 0 | 0 | 0 | 0 | 0 | 0 | 0 | 0 | 0 | 0 | 0 | 0 | 0 | 0 | 0 | 0 | 0 | 0 | 0 | 0 | 0 | 0 | 0 | 0 | 0 | 0 | 0 | 0 | 0 | 0 | 0 | 0 | 0 | 0 | 0 | 0 | 0 | 0 | 0 | 0 | 0 | 0 | 0 | 0 | 0 | 0 | 0 | 0 | 0 | 0 | 0 | 0 | 0 | 0 | 0 | 0 | 0 | 0 | 0 | 0 | 0 | 0 | 0 | 0 | 0 | 0 | 0 | 0 | 0 | 0 | 0 | 0 | 0 | 0 | 1 | 0 | 1 | 0 | 0 | 1 | 0 | 1 | 0 | 1 | 1 | 0 | 0 | 0 | 0 | 0 | 0 | 0 | 0 | 0 | 0 | 0 | 0 | 0 | 0 | 0 | 0 | 0 | 0 | 0 | 0 | 0 | 0 | Southern_PGAE_Li_Battery_4hr | Southern_PGAE_Li_Battery_8hr | Southern_PGAE_Solar
East of Pisgah Study Area | Thousandaire | THOUSANDAIRE |  | 138 | 4 | 0 | 0 | 0 | 0 | 0 | 0 | 0 | 0 | 0 | 0 | 0 | 0 | 0 | 0 | 0 | 0 | 0 | 0 | 0 | 1 | 0 | 1 | 0 | 0 | 0 | 0 | 0 | 1 | 1 | 0 | 0 | 0 | 0 | 0 | 0 | 0 | 0 | 0 | 0 | 0 | 0 | 0 | 0 | 0 | 0 | 0 | 0 | 0 | 0 | 0 | 0 | 0 | 0 | 0 | 0 | 0 | 0 | 0 | 0 | 0 | 0 | 0 | 0 | 0 | 0 | 0 | 0 | 0 | 0 | 0 | 0 | 0 | 0 | 0 | 0 | 0 | 0 | 0 | 0 | 0 | 0 | 0 | 0 | 0 | 0 | 0 | 0 | 0 | 0 | 0 | 0 | 0 | 0 | 0 | 0 | 0 | 0 | 0 | 0 | 0 | 0 | 0 | 0 | 0 | 0 | 0 | 0 | 0 | 0 | Southern_NV_Eldorado_Li_Battery_4hr | Southern_NV_Eldorado_Li_Battery_8hr | Southern_NV_Eldorado_Solar | Central_Nevada_Geothermal | Southern_NV_Eldorado_Wind
SCE North of Lugo Study Area | Tortilla | TORTILLA |  | 115 | 3 | 0 | 0 | 0 | 0 | 0 | 0 | 0 | 0 | 0 | 0 | 0 | 0 | 0 | 0 | 1 | 1 | 1 | 0 | 0 | 0 | 0 | 0 | 0 | 0 | 0 | 0 | 0 | 0 | 0 | 0 | 0 | 0 | 0 | 0 | 0 | 0 | 0 | 0 | 0 | 0 | 0 | 0 | 0 | 0 | 0 | 0 | 0 | 0 | 0 | 0 | 0 | 0 | 0 | 0 | 0 | 0 | 0 | 0 | 0 | 0 | 0 | 0 | 0 | 0 | 0 | 0 | 0 | 0 | 0 | 0 | 0 | 0 | 0 | 0 | 0 | 0 | 0 | 0 | 0 | 0 | 0 | 0 | 0 | 0 | 0 | 0 | 0 | 0 | 0 | 0 | 0 | 0 | 0 | 0 | 0 | 0 | 0 | 0 | 0 | 0 | 0 | 0 | 0 | 0 | 0 | 0 | 0 | 0 | 0 | Greater_Kramer_Li_Battery_4hr | Greater_Kramer_Li_Battery_8hr | Greater_Kramer_Solar | Inyokern_North_Kramer_Geothermal | Greater_Kramer_Wind
SDG&E Study Area | Trabuco | TRABUCO |  | 138 | 3 | 0 | 0 | 0 | 0 | 0 | 0 | 0 | 0 | 0 | 0 | 0 | 0 | 0 | 0 | 0 | 0 | 0 | 0 | 0 | 0 | 0 | 0 | 0 | 0 | 0 | 0 | 0 | 0 | 0 | 1 | 0 | 0 | 0 | 0 | 0 | 0 | 0 | 0 | 0 | 0 | 0 | 1 | 1 | 0 | 0 | 0 | 0 | 0 | 0 | 0 | 0 | 0 | 0 | 0 | 0 | 0 | 0 | 0 | 0 | 0 | 0 | 0 | 0 | 0 | 0 | 0 | 0 | 0 | 0 | 0 | 0 | 0 | 0 | 0 | 0 | 0 | 0 | 0 | 0 | 0 | 0 | 0 | 0 | 0 | 0 | 0 | 0 | 0 | 0 | 0 | 0 | 0 | 0 | 0 | 0 | 0 | 0 | 0 | 0 | 0 | 0 | 0 | 0 | 0 | 0 | 0 | 0 | 0 | 0 | Greater_LA_Li_Battery_4hr | Greater_LA_Li_Battery_8hr | Greater_LA_Solar
PG&E Greater Bay Study Area | Tracy | TRACY (PGE) |  | 500 | 1 | 0 | 0 | 0 | 0 | 0 | 0 | 0 | 0 | 0 | 0 | 0 | 0 | 0 | 0 | 0 | 0 | 0 | 0 | 0 | 0 | 0 | 0 | 0 | 0 | 0 | 0 | 0 | 0 | 0 | 0 | 0 | 0 | 0 | 0 | 0 | 0 | 0 | 0 | 0 | 0 | 0 | 0 | 0 | 0 | 0 | 0 | 0 | 0 | 0 | 0 | 0 | 0 | 0 | 0 | 0 | 0 | 0 | 0 | 0 | 0 | 0 | 0 | 0 | 0 | 0 | 0 | 0 | 0 | 0 | 0 | 0 | 0 | 0 | 0 | 0 | 0 | 1 | 0 | 0 | 0 | 0 | 0 | 0 | 0 | 0 | 0 | 0 | 0 | 0 | 0 | 0 | 0 | 0 | 0 | 0 | 0 | 0 | 0 | 0 | 0 | 0 | 0 | 0 | 0 | 0 | 0 | 0 | 0 | 0 | Northern_California_Li_Battery_4hr | Northern_California_Li_Battery_8hr | Northern_California_Solar |  | Solano_Wind
PG&E Greater Bay Study Area | Tracy | TRACY (PGE) |  | 230 | 2 | 0 | 0 | 0 | 0 | 0 | 0 | 0 | 0 | 0 | 0 | 0 | 0 | 0 | 0 | 0 | 0 | 0 | 0 | 0 | 0 | 0 | 0 | 0 | 0 | 0 | 0 | 0 | 0 | 0 | 0 | 0 | 0 | 0 | 0 | 0 | 0 | 0 | 0 | 0 | 0 | 0 | 0 | 0 | 0 | 0 | 0 | 0 | 0 | 0 | 0 | 0 | 0 | 0 | 0 | 0 | 0 | 0 | 0 | 0 | 0 | 0 | 0 | 0 | 0 | 1 | 0 | 0 | 0 | 0 | 0 | 0 | 0 | 0 | 0 | 0 | 0 | 1 | 0 | 0 | 0 | 0 | 0 | 0 | 0 | 0 | 0 | 0 | 0 | 0 | 0 | 0 | 0 | 0 | 0 | 0 | 0 | 0 | 0 | 0 | 0 | 0 | 0 | 0 | 0 | 0 | 0 | 0 | 0 | 0 | Northern_California_Li_Battery_4hr | Northern_California_Li_Battery_8hr | Northern_California_Solar |  | Solano_Wind
PG&E Fresno Study Area | Tranquility | TRANQUILITY |  | 230 | 16 | 0 | 0 | 0 | 0 | 0 | 0 | 0 | 0 | 0 | 0 | 0 | 0 | 0 | 0 | 0 | 0 | 0 | 0 | 0 | 0 | 0 | 0 | 0 | 0 | 0 | 0 | 0 | 0 | 0 | 0 | 0 | 0 | 0 | 0 | 0 | 0 | 0 | 0 | 0 | 0 | 0 | 0 | 0 | 0 | 0 | 0 | 0 | 0 | 0 | 0 | 1 | 0 | 0 | 0 | 0 | 0 | 0 | 0 | 0 | 0 | 0 | 0 | 0 | 0 | 0 | 0 | 0 | 0 | 0 | 0 | 0 | 0 | 0 | 0 | 0 | 0 | 1 | 0 | 0 | 0 | 0 | 0 | 0 | 0 | 0 | 1 | 1 | 0 | 1 | 1 | 1 | 1 | 1 | 1 | 1 | 1 | 0 | 0 | 1 | 1 | 0 | 0 | 1 | 0 | 0 | 0 | 1 | 0 | 0 | Southern_PGAE_Li_Battery_4hr | Southern_PGAE_Li_Battery_8hr | Southern_PGAE_Solar
East of Pisgah Study Area | Trout Canyon | CRAZY EYES |  | 230 | 4 | 0 | 0 | 0 | 0 | 0 | 0 | 0 | 0 | 0 | 0 | 0 | 0 | 0 | 0 | 0 | 0 | 0 | 0 | 0 | 1 | 0 | 1 | 0 | 0 | 0 | 0 | 0 | 1 | 1 | 0 | 0 | 0 | 0 | 0 | 0 | 0 | 0 | 0 | 0 | 0 | 0 | 0 | 0 | 0 | 0 | 0 | 0 | 0 | 0 | 0 | 0 | 0 | 0 | 0 | 0 | 0 | 0 | 0 | 0 | 0 | 0 | 0 | 0 | 0 | 0 | 0 | 0 | 0 | 0 | 0 | 0 | 0 | 0 | 0 | 0 | 0 | 0 | 0 | 0 | 0 | 0 | 0 | 0 | 0 | 0 | 0 | 0 | 0 | 0 | 0 | 0 | 0 | 0 | 0 | 0 | 0 | 0 | 0 | 0 | 0 | 0 | 0 | 0 | 0 | 0 | 0 | 0 | 0 | 0 | Southern_NV_Eldorado_Li_Battery_4hr | Southern_NV_Eldorado_Li_Battery_8hr | Southern_NV_Eldorado_Solar | Central_Nevada_Geothermal | Southern_NV_Eldorado_Wind
PG&E North of Greater Bay Study Area | Tulucay | TULUCAY |  | 230 | 10 | 0 | 0 | 0 | 0 | 0 | 0 | 0 | 0 | 0 | 0 | 0 | 0 | 0 | 0 | 0 | 0 | 0 | 0 | 0 | 0 | 0 | 0 | 0 | 0 | 0 | 0 | 0 | 0 | 0 | 0 | 0 | 0 | 0 | 0 | 0 | 0 | 0 | 0 | 0 | 0 | 0 | 0 | 0 | 1 | 1 | 0 | 0 | 0 | 0 | 0 | 0 | 0 | 0 | 0 | 0 | 0 | 1 | 1 | 1 | 1 | 1 | 0 | 0 | 1 | 0 | 0 | 0 | 0 | 0 | 0 | 0 | 0 | 0 | 1 | 1 | 0 | 0 | 0 | 0 | 0 | 0 | 0 | 0 | 0 | 0 | 0 | 0 | 0 | 0 | 0 | 0 | 0 | 0 | 0 | 0 | 0 | 0 | 0 | 0 | 0 | 0 | 0 | 0 | 0 | 0 | 0 | 0 | 0 | 0 | Northern_California_Li_Battery_4hr | Northern_California_Li_Battery_8hr | Northern_California_Solar | Northern_California_Geothermal | Solano_Wind
PG&E Kern Study Area | Tupman | TUPMAN |  | 115 | 5 | 0 | 0 | 0 | 0 | 0 | 0 | 0 | 0 | 0 | 0 | 0 | 0 | 0 | 0 | 0 | 0 | 0 | 0 | 0 | 0 | 0 | 0 | 0 | 0 | 0 | 0 | 0 | 0 | 0 | 0 | 0 | 0 | 0 | 0 | 0 | 0 | 0 | 0 | 0 | 0 | 0 | 0 | 0 | 0 | 0 | 0 | 0 | 0 | 0 | 0 | 0 | 0 | 0 | 0 | 0 | 0 | 0 | 0 | 0 | 0 | 0 | 0 | 0 | 0 | 0 | 0 | 0 | 0 | 0 | 0 | 0 | 0 | 0 | 0 | 0 | 1 | 1 | 0 | 0 | 0 | 0 | 0 | 1 | 0 | 0 | 1 | 1 | 0 | 0 | 0 | 0 | 0 | 0 | 0 | 0 | 0 | 0 | 0 | 0 | 0 | 0 | 0 | 0 | 0 | 0 | 0 | 0 | 0 | 0 | Southern_PGAE_Li_Battery_4hr | Southern_PGAE_Li_Battery_8hr | Southern_PGAE_Solar
PG&E North of Greater Bay Study Area | Ukiah | UKIAH |  | 115 | 1 | 0 | 0 | 0 | 0 | 0 | 0 | 0 | 0 | 0 | 0 | 0 | 0 | 0 | 0 | 0 | 0 | 0 | 0 | 0 | 0 | 0 | 0 | 0 | 0 | 0 | 0 | 0 | 0 | 0 | 0 | 0 | 0 | 0 | 0 | 0 | 0 | 0 | 0 | 0 | 0 | 0 | 0 | 0 | 0 | 0 | 0 | 1 | 0 | 0 | 0 | 0 | 0 | 0 | 0 | 0 | 0 | 0 | 0 | 0 | 0 | 0 | 0 | 0 | 0 | 0 | 0 | 0 | 0 | 0 | 0 | 0 | 0 | 0 | 0 | 0 | 0 | 0 | 0 | 0 | 0 | 0 | 0 | 0 | 0 | 0 | 0 | 0 | 0 | 0 | 0 | 0 | 0 | 0 | 0 | 0 | 0 | 0 | 0 | 0 | 0 | 0 | 0 | 0 | 0 | 0 | 0 | 0 | 0 | 0 | Northern_California_Li_Battery_4hr | Northern_California_Li_Battery_8hr | Northern_California_Solar | Northern_California_Geothermal | Northern_California_Wind
PG&E North of Greater Bay Study Area | Vaca Dixon | VACA-DIXON |  | 500 | 6 | 0 | 0 | 0 | 0 | 0 | 0 | 0 | 0 | 0 | 0 | 0 | 0 | 0 | 0 | 0 | 0 | 0 | 0 | 0 | 0 | 0 | 0 | 0 | 0 | 0 | 0 | 0 | 0 | 0 | 0 | 0 | 0 | 0 | 0 | 0 | 0 | 0 | 0 | 0 | 0 | 0 | 0 | 0 | 0 | 1 | 0 | 0 | 0 | 0 | 0 | 1 | 0 | 0 | 0 | 0 | 0 | 0 | 0 | 0 | 1 | 1 | 0 | 0 | 0 | 0 | 0 | 0 | 0 | 0 | 0 | 0 | 0 | 0 | 0 | 1 | 0 | 1 | 0 | 0 | 0 | 0 | 0 | 0 | 0 | 0 | 0 | 0 | 0 | 0 | 0 | 0 | 0 | 0 | 0 | 0 | 0 | 0 | 0 | 0 | 0 | 0 | 0 | 0 | 0 | 0 | 0 | 0 | 0 | 0 | Northern_California_Li_Battery_4hr | Northern_California_Li_Battery_8hr | Northern_California_Solar | Northern_California_Geothermal | Solano_Wind
PG&E North of Greater Bay Study Area | Vaca Dixon | VACA-DIXON |  | 230 | 6 | 0 | 0 | 0 | 0 | 0 | 0 | 0 | 0 | 0 | 0 | 0 | 0 | 0 | 0 | 0 | 0 | 0 | 0 | 0 | 0 | 0 | 0 | 0 | 0 | 0 | 0 | 0 | 0 | 0 | 0 | 0 | 0 | 0 | 0 | 0 | 0 | 0 | 0 | 0 | 0 | 0 | 0 | 0 | 0 | 1 | 0 | 0 | 0 | 0 | 0 | 0 | 0 | 0 | 0 | 0 | 0 | 0 | 0 | 1 | 1 | 1 | 0 | 0 | 0 | 0 | 0 | 0 | 0 | 0 | 0 | 0 | 0 | 0 | 1 | 1 | 0 | 0 | 0 | 0 | 0 | 0 | 0 | 0 | 0 | 0 | 0 | 0 | 0 | 0 | 0 | 0 | 0 | 0 | 0 | 0 | 0 | 0 | 0 | 0 | 0 | 0 | 0 | 0 | 0 | 0 | 0 | 0 | 0 | 0 | Northern_California_Li_Battery_4hr | Northern_California_Li_Battery_8hr | Northern_California_Solar | Northern_California_Geothermal | Solano_Wind
PG&E North of Greater Bay Study Area | Vaca Dixon | VACA-DIXON |  | 115 | 5 | 0 | 0 | 0 | 0 | 0 | 0 | 0 | 0 | 0 | 0 | 0 | 0 | 0 | 0 | 0 | 0 | 0 | 0 | 0 | 0 | 0 | 0 | 0 | 0 | 0 | 0 | 0 | 0 | 0 | 0 | 0 | 0 | 0 | 0 | 0 | 0 | 0 | 0 | 0 | 0 | 0 | 0 | 0 | 0 | 1 | 0 | 0 | 0 | 0 | 0 | 0 | 0 | 0 | 0 | 0 | 0 | 0 | 0 | 1 | 1 | 1 | 0 | 0 | 0 | 0 | 0 | 0 | 0 | 0 | 0 | 0 | 0 | 0 | 0 | 1 | 0 | 0 | 0 | 0 | 0 | 0 | 0 | 0 | 0 | 0 | 0 | 0 | 0 | 0 | 0 | 0 | 0 | 0 | 0 | 0 | 0 | 0 | 0 | 0 | 0 | 0 | 0 | 0 | 0 | 0 | 0 | 0 | 0 | 0 | Northern_California_Li_Battery_4hr | Northern_California_Li_Battery_8hr | Northern_California_Solar | Northern_California_Geothermal | Solano_Wind
SCE Eastern Study Area | Valley (SCE) | VALLEY (SCE) |  | 500 | 2 | 0 | 0 | 0 | 0 | 0 | 0 | 0 | 0 | 0 | 0 | 0 | 0 | 0 | 0 | 0 | 0 | 0 | 0 | 0 | 0 | 0 | 0 | 0 | 1 | 0 | 1 | 0 | 0 | 0 | 0 | 0 | 0 | 0 | 0 | 0 | 0 | 0 | 0 | 0 | 0 | 0 | 0 | 0 | 0 | 0 | 0 | 0 | 0 | 0 | 0 | 0 | 0 | 0 | 0 | 0 | 0 | 0 | 0 | 0 | 0 | 0 | 0 | 0 | 0 | 0 | 0 | 0 | 0 | 0 | 0 | 0 | 0 | 0 | 0 | 0 | 0 | 0 | 0 | 0 | 0 | 0 | 0 | 0 | 0 | 0 | 0 | 0 | 0 | 0 | 0 | 0 | 0 | 0 | 0 | 0 | 0 | 0 | 0 | 0 | 0 | 0 | 0 | 0 | 0 | 0 | 0 | 0 | 0 | 0 | Riverside_Li_Battery_4hr | Riverside_Li_Battery_8hr | Riverside_Solar |  | Riverside_Palm_Springs_Wind
East of Pisgah Study Area | Valley (VEA) | VALLEY (VEA) |  | 138 | 5 | 0 | 0 | 0 | 0 | 0 | 0 | 0 | 0 | 0 | 0 | 0 | 0 | 0 | 0 | 0 | 0 | 0 | 0 | 0 | 1 | 0 | 1 | 0 | 0 | 0 | 0 | 1 | 1 | 1 | 0 | 0 | 0 | 0 | 0 | 0 | 0 | 0 | 0 | 0 | 0 | 0 | 0 | 0 | 0 | 0 | 0 | 0 | 0 | 0 | 0 | 0 | 0 | 0 | 0 | 0 | 0 | 0 | 0 | 0 | 0 | 0 | 0 | 0 | 0 | 0 | 0 | 0 | 0 | 0 | 0 | 0 | 0 | 0 | 0 | 0 | 0 | 0 | 0 | 0 | 0 | 0 | 0 | 0 | 0 | 0 | 0 | 0 | 0 | 0 | 0 | 0 | 0 | 0 | 0 | 0 | 0 | 0 | 0 | 0 | 0 | 0 | 0 | 0 | 0 | 0 | 0 | 0 | 0 | 0 | Southern_NV_Eldorado_Li_Battery_4hr | Southern_NV_Eldorado_Li_Battery_8hr | Southern_NV_Eldorado_Solar | Central_Nevada_Geothermal | Southern_NV_Eldorado_Wind
PG&E Greater Bay Study Area | Valley Home | VALLEY HOME |  | 115 | 1 | 0 | 0 | 0 | 0 | 0 | 0 | 0 | 0 | 0 | 0 | 0 | 0 | 0 | 0 | 0 | 0 | 0 | 0 | 0 | 0 | 0 | 0 | 0 | 0 | 0 | 0 | 0 | 0 | 0 | 0 | 0 | 0 | 0 | 0 | 0 | 0 | 0 | 0 | 0 | 0 | 0 | 0 | 0 | 0 | 0 | 0 | 0 | 0 | 0 | 0 | 0 | 0 | 0 | 0 | 0 | 0 | 0 | 0 | 0 | 0 | 0 | 0 | 1 | 0 | 0 | 0 | 0 | 0 | 0 | 0 | 0 | 0 | 0 | 0 | 0 | 0 | 0 | 0 | 0 | 0 | 0 | 0 | 0 | 0 | 0 | 0 | 0 | 0 | 0 | 0 | 0 | 0 | 0 | 0 | 0 | 0 | 0 | 0 | 0 | 0 | 0 | 0 | 0 | 0 | 0 | 0 | 0 | 0 | 0 | Northern_California_Li_Battery_4hr | Northern_California_Li_Battery_8hr | Northern_California_Solar
East of Pisgah Study Area | Valley Switch | VALLEY SWITCH |  | 138 | 5 | 0 | 0 | 0 | 0 | 0 | 0 | 0 | 0 | 0 | 0 | 0 | 0 | 0 | 0 | 0 | 0 | 0 | 0 | 0 | 1 | 0 | 1 | 0 | 0 | 0 | 0 | 1 | 1 | 1 | 0 | 0 | 0 | 0 | 0 | 0 | 0 | 0 | 0 | 0 | 0 | 0 | 0 | 0 | 0 | 0 | 0 | 0 | 0 | 0 | 0 | 0 | 0 | 0 | 0 | 0 | 0 | 0 | 0 | 0 | 0 | 0 | 0 | 0 | 0 | 0 | 0 | 0 | 0 | 0 | 0 | 0 | 0 | 0 | 0 | 0 | 0 | 0 | 0 | 0 | 0 | 0 | 0 | 0 | 0 | 0 | 0 | 0 | 0 | 0 | 0 | 0 | 0 | 0 | 0 | 0 | 0 | 0 | 0 | 0 | 0 | 0 | 0 | 0 | 0 | 0 | 0 | 0 | 0 | 0 | Southern_NV_Eldorado_Li_Battery_4hr | Southern_NV_Eldorado_Li_Battery_8hr | Southern_NV_Eldorado_Solar | Central_Nevada_Geothermal | Southern_NV_Eldorado_Wind
PG&E Greater Bay Study Area | Vasona | VASONA |  | 230 | 3 | 0 | 0 | 0 | 0 | 0 | 0 | 0 | 0 | 0 | 0 | 0 | 0 | 0 | 0 | 0 | 0 | 0 | 0 | 0 | 0 | 0 | 0 | 0 | 0 | 0 | 0 | 0 | 0 | 0 | 0 | 0 | 0 | 0 | 0 | 0 | 0 | 0 | 0 | 0 | 0 | 0 | 0 | 0 | 0 | 0 | 0 | 0 | 0 | 0 | 0 | 0 | 0 | 0 | 0 | 0 | 0 | 0 | 0 | 1 | 0 | 0 | 0 | 0 | 0 | 1 | 0 | 0 | 0 | 0 | 0 | 0 | 1 | 0 | 0 | 0 | 0 | 0 | 0 | 0 | 0 | 0 | 0 | 0 | 0 | 0 | 0 | 0 | 0 | 0 | 0 | 0 | 0 | 0 | 0 | 0 | 0 | 0 | 0 | 0 | 0 | 0 | 0 | 0 | 0 | 0 | 0 | 0 | 0 | 0 | Northern_California_Li_Battery_4hr | Northern_California_Li_Battery_8hr | Northern_California_Solar
SCE Northern Area | Vestal | VESTAL |  | 230 | 6 | 1 | 0 | 1 | 0 | 0 | 1 | 1 | 1 | 0 | 0 | 0 | 0 | 0 | 0 | 0 | 0 | 0 | 0 | 0 | 0 | 0 | 0 | 0 | 0 | 0 | 0 | 0 | 0 | 1 | 0 | 0 | 0 | 0 | 0 | 0 | 0 | 0 | 0 | 0 | 0 | 0 | 0 | 0 | 0 | 0 | 0 | 0 | 0 | 0 | 0 | 0 | 0 | 0 | 0 | 0 | 0 | 0 | 0 | 0 | 0 | 0 | 0 | 0 | 0 | 0 | 0 | 0 | 0 | 0 | 0 | 0 | 0 | 0 | 0 | 0 | 0 | 0 | 0 | 0 | 0 | 0 | 0 | 0 | 0 | 0 | 0 | 0 | 0 | 0 | 0 | 0 | 0 | 0 | 0 | 0 | 0 | 0 | 0 | 0 | 0 | 0 | 0 | 0 | 0 | 0 | 0 | 0 | 0 | 0 | Tehachapi_Li_Battery_4hr | Tehachapi_Li_Battery_8hr | Tehachapi_Solar |  | Tehachapi_Wind
SCE North of Lugo Study Area | Victor | VICTOR |  | 230 | 2 | 0 | 0 | 0 | 0 | 0 | 0 | 0 | 0 | 0 | 0 | 0 | 0 | 0 | 0 | 0 | 1 | 1 | 0 | 0 | 0 | 0 | 0 | 0 | 0 | 0 | 0 | 0 | 0 | 0 | 0 | 0 | 0 | 0 | 0 | 0 | 0 | 0 | 0 | 0 | 0 | 0 | 0 | 0 | 0 | 0 | 0 | 0 | 0 | 0 | 0 | 0 | 0 | 0 | 0 | 0 | 0 | 0 | 0 | 0 | 0 | 0 | 0 | 0 | 0 | 0 | 0 | 0 | 0 | 0 | 0 | 0 | 0 | 0 | 0 | 0 | 0 | 0 | 0 | 0 | 0 | 0 | 0 | 0 | 0 | 0 | 0 | 0 | 0 | 0 | 0 | 0 | 0 | 0 | 0 | 0 | 0 | 0 | 0 | 0 | 0 | 0 | 0 | 0 | 0 | 0 | 0 | 0 | 0 | 0 | Greater_Kramer_Li_Battery_4hr | Greater_Kramer_Li_Battery_8hr | Greater_Kramer_Solar | Inyokern_North_Kramer_Geothermal | Greater_Kramer_Wind
SCE North of Lugo Study Area | Victor | VICTOR |  | 115 | 2 | 0 | 0 | 0 | 0 | 0 | 0 | 0 | 0 | 0 | 0 | 0 | 0 | 0 | 0 | 0 | 1 | 1 | 0 | 0 | 0 | 0 | 0 | 0 | 0 | 0 | 0 | 0 | 0 | 0 | 0 | 0 | 0 | 0 | 0 | 0 | 0 | 0 | 0 | 0 | 0 | 0 | 0 | 0 | 0 | 0 | 0 | 0 | 0 | 0 | 0 | 0 | 0 | 0 | 0 | 0 | 0 | 0 | 0 | 0 | 0 | 0 | 0 | 0 | 0 | 0 | 0 | 0 | 0 | 0 | 0 | 0 | 0 | 0 | 0 | 0 | 0 | 0 | 0 | 0 | 0 | 0 | 0 | 0 | 0 | 0 | 0 | 0 | 0 | 0 | 0 | 0 | 0 | 0 | 0 | 0 | 0 | 0 | 0 | 0 | 0 | 0 | 0 | 0 | 0 | 0 | 0 | 0 | 0 | 0 | Greater_Kramer_Li_Battery_4hr | Greater_Kramer_Li_Battery_8hr | Greater_Kramer_Solar | Inyokern_North_Kramer_Geothermal | Greater_Kramer_Wind
| Victorville (LDWP) | VICTORVILLE (LDWP) |  | 500 | 1 | 0 | 0 | 0 | 0 | 0 | 0 | 0 | 0 | 0 | 0 | 0 | 0 | 0 | 0 | 0 | 0 | 0 | 0 | 0 | 0 | 0 | 0 | 0 | 0 | 0 | 0 | 0 | 0 | 1 | 0 | 0 | 0 | 0 | 0 | 0 | 0 | 0 | 0 | 0 | 0 | 0 | 0 | 0 | 0 | 0 | 0 | 0 | 0 | 0 | 0 | 0 | 0 | 0 | 0 | 0 | 0 | 0 | 0 | 0 | 0 | 0 | 0 | 0 | 0 | 0 | 0 | 0 | 0 | 0 | 0 | 0 | 0 | 0 | 0 | 0 | 0 | 0 | 0 | 0 | 0 | 0 | 0 | 0 | 0 | 0 | 0 | 0 | 0 | 0 | 0 | 0 | 0 | 0 | 0 | 0 | 0 | 0 | 0 | 0 | 0 | 0 | 0 | 0 | 0 | 0 | 0 | 0 | 0 | 0 | Greater_Kramer_Li_Battery_4hr | Greater_Kramer_Li_Battery_8hr | Greater_Kramer_Solar | Inyokern_North_Kramer_Geothermal | Greater_Kramer_Wind
SCE Metro Study Area | Viejo | VIEJO (SCE) |  | 230 | 1 | 0 | 0 | 0 | 0 | 0 | 0 | 0 | 0 | 0 | 0 | 0 | 0 | 1 | 0 | 0 | 0 | 0 | 0 | 0 | 0 | 0 | 0 | 0 | 0 | 0 | 0 | 0 | 0 | 0 | 0 | 0 | 0 | 0 | 0 | 0 | 0 | 0 | 0 | 0 | 0 | 0 | 0 | 0 | 0 | 0 | 0 | 0 | 0 | 0 | 0 | 0 | 0 | 0 | 0 | 0 | 0 | 0 | 0 | 0 | 0 | 0 | 0 | 0 | 0 | 0 | 0 | 0 | 0 | 0 | 0 | 0 | 0 | 0 | 0 | 0 | 0 | 0 | 0 | 0 | 0 | 0 | 0 | 0 | 0 | 0 | 0 | 0 | 0 | 0 | 0 | 0 | 0 | 0 | 0 | 0 | 0 | 0 | 0 | 0 | 0 | 0 | 0 | 0 | 0 | 0 | 0 | 0 | 0 | 0 | Greater_LA_Li_Battery_4hr | Greater_LA_Li_Battery_8hr | Greater_LA_Solar
PG&E Greater Bay Study Area | Vierra | VIERRA |  | 115 | 6 | 0 | 0 | 0 | 0 | 0 | 0 | 0 | 0 | 0 | 0 | 0 | 0 | 0 | 0 | 0 | 0 | 0 | 0 | 0 | 0 | 0 | 0 | 0 | 0 | 0 | 0 | 0 | 0 | 0 | 0 | 0 | 0 | 0 | 0 | 0 | 0 | 0 | 0 | 0 | 0 | 0 | 0 | 0 | 0 | 0 | 0 | 0 | 0 | 0 | 0 | 1 | 0 | 0 | 0 | 0 | 0 | 0 | 0 | 0 | 0 | 1 | 0 | 1 | 0 | 1 | 0 | 0 | 0 | 1 | 0 | 0 | 0 | 0 | 1 | 0 | 0 | 0 | 0 | 0 | 0 | 0 | 0 | 0 | 0 | 0 | 0 | 0 | 0 | 0 | 0 | 0 | 0 | 0 | 0 | 0 | 0 | 0 | 0 | 0 | 0 | 0 | 0 | 0 | 0 | 0 | 0 | 0 | 0 | 0 | Northern_California_Li_Battery_4hr | Northern_California_Li_Battery_8hr | Northern_California_Solar
SCE Metro Study Area | Villa Park | VILLA PARK |  | 230 | 1 | 0 | 0 | 0 | 0 | 0 | 0 | 0 | 0 | 0 | 0 | 0 | 0 | 1 | 0 | 0 | 0 | 0 | 0 | 0 | 0 | 0 | 0 | 0 | 0 | 0 | 0 | 0 | 0 | 0 | 0 | 0 | 0 | 0 | 0 | 0 | 0 | 0 | 0 | 0 | 0 | 0 | 0 | 0 | 0 | 0 | 0 | 0 | 0 | 0 | 0 | 0 | 0 | 0 | 0 | 0 | 0 | 0 | 0 | 0 | 0 | 0 | 0 | 0 | 0 | 0 | 0 | 0 | 0 | 0 | 0 | 0 | 0 | 0 | 0 | 0 | 0 | 0 | 0 | 0 | 0 | 0 | 0 | 0 | 0 | 0 | 0 | 0 | 0 | 0 | 0 | 0 | 0 | 0 | 0 | 0 | 0 | 0 | 0 | 0 | 0 | 0 | 0 | 0 | 0 | 0 | 0 | 0 | 0 | 0 | Greater_LA_Li_Battery_4hr | Greater_LA_Li_Battery_8hr | Greater_LA_Solar
SCE Northern Area | Vincent | VINCENT |  | 500 | 2 | 0 | 1 | 1 | 0 | 0 | 0 | 0 | 0 | 0 | 0 | 0 | 0 | 0 | 0 | 0 | 0 | 0 | 0 | 0 | 0 | 0 | 0 | 0 | 0 | 0 | 0 | 0 | 0 | 0 | 0 | 0 | 0 | 0 | 0 | 0 | 0 | 0 | 0 | 0 | 0 | 0 | 0 | 0 | 0 | 0 | 0 | 0 | 0 | 0 | 0 | 0 | 0 | 0 | 0 | 0 | 0 | 0 | 0 | 0 | 0 | 0 | 0 | 0 | 0 | 0 | 0 | 0 | 0 | 0 | 0 | 0 | 0 | 0 | 0 | 0 | 0 | 0 | 0 | 0 | 0 | 0 | 0 | 0 | 0 | 0 | 0 | 0 | 0 | 0 | 0 | 0 | 0 | 0 | 0 | 0 | 0 | 0 | 0 | 0 | 0 | 0 | 0 | 0 | 0 | 0 | 0 | 0 | 0 | 0 | Tehachapi_Li_Battery_4hr | Tehachapi_Li_Battery_8hr | Tehachapi_Solar |  | Tehachapi_Wind
SCE Northern Area | Vincent | VINCENT |  | 230 | 2 | 0 | 1 | 1 | 0 | 0 | 0 | 0 | 0 | 0 | 0 | 0 | 0 | 0 | 0 | 0 | 0 | 0 | 0 | 0 | 0 | 0 | 0 | 0 | 0 | 0 | 0 | 0 | 0 | 0 | 0 | 0 | 0 | 0 | 0 | 0 | 0 | 0 | 0 | 0 | 0 | 0 | 0 | 0 | 0 | 0 | 0 | 0 | 0 | 0 | 0 | 0 | 0 | 0 | 0 | 0 | 0 | 0 | 0 | 0 | 0 | 0 | 0 | 0 | 0 | 0 | 0 | 0 | 0 | 0 | 0 | 0 | 0 | 0 | 0 | 0 | 0 | 0 | 0 | 0 | 0 | 0 | 0 | 0 | 0 | 0 | 0 | 0 | 0 | 0 | 0 | 0 | 0 | 0 | 0 | 0 | 0 | 0 | 0 | 0 | 0 | 0 | 0 | 0 | 0 | 0 | 0 | 0 | 0 | 0 | Tehachapi_Li_Battery_4hr | Tehachapi_Li_Battery_8hr | Tehachapi_Solar |  | Tehachapi_Wind
PG&E Greater Bay Study Area | Vineyard | VINEYARD |  | 230 | 6 | 0 | 0 | 0 | 0 | 0 | 0 | 0 | 0 | 0 | 0 | 0 | 0 | 0 | 0 | 0 | 0 | 0 | 0 | 0 | 0 | 0 | 0 | 0 | 0 | 0 | 0 | 0 | 0 | 0 | 0 | 0 | 0 | 0 | 0 | 0 | 0 | 0 | 0 | 0 | 0 | 0 | 0 | 0 | 0 | 1 | 0 | 0 | 0 | 0 | 0 | 0 | 0 | 0 | 0 | 0 | 0 | 0 | 0 | 1 | 0 | 1 | 0 | 0 | 1 | 1 | 0 | 0 | 0 | 0 | 0 | 0 | 0 | 0 | 1 | 0 | 0 | 0 | 0 | 0 | 0 | 0 | 0 | 0 | 0 | 0 | 0 | 0 | 0 | 0 | 0 | 0 | 0 | 0 | 0 | 0 | 0 | 0 | 0 | 0 | 0 | 0 | 0 | 0 | 0 | 0 | 0 | 0 | 0 | 1 | Northern_California_Li_Battery_4hr | Northern_California_Li_Battery_8hr | Northern_California_Solar |  | Solano_Wind
SCE Eastern Study Area | Vista (SCE) | VISTA (SCE) |  | 230 | 2 | 0 | 0 | 0 | 0 | 0 | 0 | 0 | 0 | 0 | 0 | 0 | 0 | 0 | 0 | 0 | 0 | 0 | 0 | 0 | 0 | 0 | 0 | 0 | 1 | 0 | 1 | 0 | 0 | 0 | 0 | 0 | 0 | 0 | 0 | 0 | 0 | 0 | 0 | 0 | 0 | 0 | 0 | 0 | 0 | 0 | 0 | 0 | 0 | 0 | 0 | 0 | 0 | 0 | 0 | 0 | 0 | 0 | 0 | 0 | 0 | 0 | 0 | 0 | 0 | 0 | 0 | 0 | 0 | 0 | 0 | 0 | 0 | 0 | 0 | 0 | 0 | 0 | 0 | 0 | 0 | 0 | 0 | 0 | 0 | 0 | 0 | 0 | 0 | 0 | 0 | 0 | 0 | 0 | 0 | 0 | 0 | 0 | 0 | 0 | 0 | 0 | 0 | 0 | 0 | 0 | 0 | 0 | 0 | 0 | Riverside_Li_Battery_4hr | Riverside_Li_Battery_8hr | Riverside_Solar |  | Riverside_Palm_Springs_Wind
East of Pisgah Study Area | Vista (VEA) | VISTA (VEA) |  | 138 | 5 | 0 | 0 | 0 | 0 | 0 | 0 | 0 | 0 | 0 | 0 | 0 | 0 | 0 | 0 | 0 | 0 | 0 | 0 | 0 | 1 | 0 | 1 | 0 | 0 | 0 | 0 | 1 | 1 | 1 | 0 | 0 | 0 | 0 | 0 | 0 | 0 | 0 | 0 | 0 | 0 | 0 | 0 | 0 | 0 | 0 | 0 | 0 | 0 | 0 | 0 | 0 | 0 | 0 | 0 | 0 | 0 | 0 | 0 | 0 | 0 | 0 | 0 | 0 | 0 | 0 | 0 | 0 | 0 | 0 | 0 | 0 | 0 | 0 | 0 | 0 | 0 | 0 | 0 | 0 | 0 | 0 | 0 | 0 | 0 | 0 | 0 | 0 | 0 | 0 | 0 | 0 | 0 | 0 | 0 | 0 | 0 | 0 | 0 | 0 | 0 | 0 | 0 | 0 | 0 | 0 | 0 | 0 | 0 | 0 | Southern_NV_Eldorado_Li_Battery_4hr | Southern_NV_Eldorado_Li_Battery_8hr | Southern_NV_Eldorado_Solar | Central_Nevada_Geothermal | Southern_NV_Eldorado_Wind
SCE Metro Study Area | Walnut | WALNUT |  | 230 | 2 | 0 | 0 | 0 | 0 | 0 | 0 | 0 | 0 | 0 | 0 | 1 | 0 | 1 | 0 | 0 | 0 | 0 | 0 | 0 | 0 | 0 | 0 | 0 | 0 | 0 | 0 | 0 | 0 | 0 | 0 | 0 | 0 | 0 | 0 | 0 | 0 | 0 | 0 | 0 | 0 | 0 | 0 | 0 | 0 | 0 | 0 | 0 | 0 | 0 | 0 | 0 | 0 | 0 | 0 | 0 | 0 | 0 | 0 | 0 | 0 | 0 | 0 | 0 | 0 | 0 | 0 | 0 | 0 | 0 | 0 | 0 | 0 | 0 | 0 | 0 | 0 | 0 | 0 | 0 | 0 | 0 | 0 | 0 | 0 | 0 | 0 | 0 | 0 | 0 | 0 | 0 | 0 | 0 | 0 | 0 | 0 | 0 | 0 | 0 | 0 | 0 | 0 | 0 | 0 | 0 | 0 | 0 | 0 | 0 | Greater_LA_Li_Battery_4hr | Greater_LA_Li_Battery_8hr | Greater_LA_Solar
SCE Northern Area | Warne | WARNE |  | 230 | 3 | 0 | 0 | 1 | 0 | 0 | 0 | 1 | 0 | 0 | 0 | 0 | 0 | 0 | 0 | 0 | 0 | 0 | 0 | 0 | 0 | 0 | 0 | 0 | 0 | 0 | 0 | 0 | 0 | 1 | 0 | 0 | 0 | 0 | 0 | 0 | 0 | 0 | 0 | 0 | 0 | 0 | 0 | 0 | 0 | 0 | 0 | 0 | 0 | 0 | 0 | 0 | 0 | 0 | 0 | 0 | 0 | 0 | 0 | 0 | 0 | 0 | 0 | 0 | 0 | 0 | 0 | 0 | 0 | 0 | 0 | 0 | 0 | 0 | 0 | 0 | 0 | 0 | 0 | 0 | 0 | 0 | 0 | 0 | 0 | 0 | 0 | 0 | 0 | 0 | 0 | 0 | 0 | 0 | 0 | 0 | 0 | 0 | 0 | 0 | 0 | 0 | 0 | 0 | 0 | 0 | 0 | 0 | 0 | 0 | Tehachapi_Li_Battery_4hr | Tehachapi_Li_Battery_8hr | Tehachapi_Solar |  | Tehachapi_Wind
PG&E Fresno Study Area | Warnerville | WARNERVILLE |  | 230 | 13 | 0 | 0 | 0 | 0 | 0 | 0 | 0 | 0 | 0 | 0 | 0 | 0 | 0 | 0 | 0 | 0 | 0 | 0 | 0 | 0 | 0 | 0 | 0 | 0 | 0 | 0 | 0 | 0 | 0 | 0 | 0 | 0 | 0 | 0 | 0 | 0 | 0 | 0 | 0 | 0 | 0 | 0 | 0 | 0 | 0 | 0 | 0 | 0 | 0 | 0 | 1 | 0 | 0 | 0 | 0 | 0 | 0 | 0 | 0 | 0 | 0 | 0 | 0 | 0 | 1 | 1 | 0 | 0 | 0 | 0 | 0 | 0 | 0 | 0 | 0 | 0 | 0 | 0 | 0 | 0 | 0 | 0 | 0 | 0 | 0 | 1 | 1 | 0 | 1 | 1 | 1 | 1 | 0 | 0 | 0 | 1 | 0 | 0 | 1 | 1 | 0 | 0 | 1 | 0 | 0 | 0 | 0 | 0 | 0 | Southern_PGAE_Li_Battery_4hr | Southern_PGAE_Li_Battery_8hr | Southern_PGAE_Solar
PG&E Fresno Study Area | Waukena | WAUKENA |  | 115 | 1 | 0 | 0 | 0 | 0 | 0 | 0 | 0 | 0 | 0 | 0 | 0 | 0 | 0 | 0 | 0 | 0 | 0 | 0 | 0 | 0 | 0 | 0 | 0 | 0 | 0 | 0 | 0 | 0 | 0 | 0 | 0 | 0 | 0 | 0 | 0 | 0 | 0 | 0 | 0 | 0 | 0 | 0 | 0 | 0 | 0 | 0 | 0 | 0 | 0 | 0 | 0 | 0 | 0 | 0 | 0 | 0 | 0 | 0 | 0 | 0 | 0 | 0 | 0 | 0 | 0 | 0 | 0 | 0 | 0 | 0 | 0 | 0 | 0 | 0 | 0 | 0 | 0 | 0 | 0 | 0 | 0 | 0 | 0 | 0 | 0 | 0 | 0 | 0 | 0 | 0 | 0 | 0 | 0 | 0 | 0 | 0 | 0 | 0 | 0 | 0 | 0 | 0 | 0 | 0 | 0 | 0 | 0 | 1 | 0 | Southern_PGAE_Li_Battery_4hr | Southern_PGAE_Li_Battery_8hr | Southern_PGAE_Solar
PG&E Greater Bay Study Area | Weber | WEBER |  | 230 | 1 | 0 | 0 | 0 | 0 | 0 | 0 | 0 | 0 | 0 | 0 | 0 | 0 | 0 | 0 | 0 | 0 | 0 | 0 | 0 | 0 | 0 | 0 | 0 | 0 | 0 | 0 | 0 | 0 | 0 | 0 | 0 | 0 | 0 | 0 | 0 | 0 | 0 | 0 | 0 | 0 | 0 | 0 | 0 | 0 | 0 | 0 | 0 | 0 | 0 | 0 | 1 | 0 | 0 | 0 | 0 | 0 | 0 | 0 | 0 | 0 | 0 | 0 | 0 | 0 | 0 | 0 | 0 | 0 | 0 | 0 | 0 | 0 | 0 | 0 | 0 | 0 | 0 | 0 | 0 | 0 | 0 | 0 | 0 | 0 | 0 | 0 | 0 | 0 | 0 | 0 | 0 | 0 | 0 | 0 | 0 | 0 | 0 | 0 | 0 | 0 | 0 | 0 | 0 | 0 | 0 | 0 | 0 | 0 | 0 | Northern_California_Li_Battery_4hr | Northern_California_Li_Battery_8hr | Northern_California_Solar
PG&E Fresno Study Area | West Fresno | WEST FRESNO |  | 115 | 12 | 0 | 0 | 0 | 0 | 0 | 0 | 0 | 0 | 0 | 0 | 0 | 0 | 0 | 0 | 0 | 0 | 0 | 0 | 0 | 0 | 0 | 0 | 0 | 0 | 0 | 0 | 0 | 0 | 0 | 0 | 0 | 0 | 0 | 0 | 0 | 0 | 0 | 0 | 0 | 0 | 0 | 0 | 0 | 0 | 0 | 0 | 0 | 0 | 0 | 0 | 1 | 0 | 0 | 0 | 0 | 0 | 0 | 0 | 0 | 0 | 0 | 0 | 0 | 0 | 0 | 0 | 0 | 0 | 0 | 0 | 0 | 0 | 0 | 0 | 0 | 0 | 1 | 0 | 0 | 0 | 0 | 0 | 0 | 0 | 0 | 1 | 1 | 0 | 1 | 1 | 1 | 1 | 1 | 1 | 0 | 0 | 0 | 0 | 0 | 1 | 0 | 0 | 1 | 0 | 0 | 0 | 0 | 0 | 0 | Southern_PGAE_Li_Battery_4hr | Southern_PGAE_Li_Battery_8hr | Southern_PGAE_Solar
PG&E Fresno Study Area | Westley | WESTLEY |  | 230 | 3 | 0 | 0 | 0 | 0 | 0 | 0 | 0 | 0 | 0 | 0 | 0 | 0 | 0 | 0 | 0 | 0 | 0 | 0 | 0 | 0 | 0 | 0 | 0 | 0 | 0 | 0 | 0 | 0 | 0 | 0 | 0 | 0 | 0 | 0 | 0 | 0 | 0 | 0 | 0 | 0 | 0 | 0 | 0 | 0 | 0 | 0 | 0 | 0 | 0 | 0 | 0 | 0 | 0 | 0 | 0 | 0 | 0 | 0 | 0 | 0 | 0 | 0 | 0 | 0 | 0 | 0 | 0 | 0 | 0 | 0 | 0 | 0 | 0 | 0 | 0 | 0 | 1 | 0 | 0 | 0 | 0 | 0 | 0 | 0 | 0 | 0 | 1 | 0 | 0 | 0 | 0 | 1 | 0 | 0 | 0 | 0 | 0 | 0 | 0 | 0 | 0 | 0 | 0 | 0 | 0 | 0 | 0 | 0 | 0 | Southern_PGAE_Li_Battery_4hr | Southern_PGAE_Li_Battery_8hr | Southern_PGAE_Solar |  | Central_Valley_North_Los_Banos_Wind
PG&E Fresno Study Area | New Sub - Westley - Quinto (Proposed) | Westley |  | 230 | 3 | 0 | 0 | 0 | 0 | 0 | 0 | 0 | 0 | 0 | 0 | 0 | 0 | 0 | 0 | 0 | 0 | 0 | 0 | 0 | 0 | 0 | 0 | 0 | 0 | 0 | 0 | 0 | 0 | 0 | 0 | 0 | 0 | 0 | 0 | 0 | 0 | 0 | 0 | 0 | 0 | 0 | 0 | 0 | 0 | 0 | 0 | 0 | 0 | 0 | 0 | 0 | 0 | 0 | 0 | 0 | 0 | 0 | 0 | 0 | 0 | 0 | 0 | 0 | 0 | 0 | 0 | 0 | 0 | 0 | 0 | 0 | 0 | 0 | 0 | 0 | 0 | 1 | 0 | 0 | 0 | 0 | 0 | 0 | 0 | 0 | 0 | 1 | 0 | 0 | 0 | 0 | 1 | 0 | 0 | 0 | 0 | 0 | 0 | 0 | 0 | 0 | 0 | 0 | 0 | 0 | 0 | 0 | 0 | 0 | Southern_PGAE_Li_Battery_4hr | Southern_PGAE_Li_Battery_8hr | Southern_PGAE_Solar
PG&E Kern Study Area | Westpark | WEST PARK |  | 115 | 2 | 0 | 0 | 0 | 0 | 0 | 0 | 0 | 0 | 0 | 0 | 0 | 0 | 0 | 0 | 0 | 0 | 0 | 0 | 0 | 0 | 0 | 0 | 0 | 0 | 0 | 0 | 0 | 0 | 0 | 0 | 0 | 0 | 0 | 0 | 0 | 0 | 0 | 0 | 0 | 0 | 0 | 0 | 0 | 0 | 0 | 0 | 0 | 0 | 0 | 0 | 0 | 0 | 0 | 0 | 0 | 0 | 0 | 0 | 0 | 0 | 0 | 0 | 0 | 0 | 0 | 0 | 0 | 0 | 0 | 0 | 0 | 0 | 0 | 0 | 0 | 0 | 0 | 0 | 1 | 0 | 0 | 0 | 0 | 1 | 0 | 0 | 0 | 0 | 0 | 0 | 0 | 0 | 0 | 0 | 0 | 0 | 0 | 0 | 0 | 0 | 0 | 0 | 0 | 0 | 0 | 0 | 0 | 0 | 0 | Southern_PGAE_Li_Battery_4hr | Southern_PGAE_Li_Battery_8hr | Southern_PGAE_Solar
PG&E Kern Study Area | Wheeler Ridge | WHEELER RIDGE |  | 230 | 4 | 0 | 0 | 0 | 0 | 0 | 0 | 0 | 0 | 0 | 0 | 0 | 0 | 0 | 0 | 0 | 0 | 0 | 0 | 0 | 0 | 0 | 0 | 0 | 0 | 0 | 0 | 0 | 0 | 0 | 0 | 0 | 0 | 0 | 0 | 0 | 0 | 0 | 0 | 0 | 0 | 0 | 0 | 0 | 0 | 0 | 0 | 0 | 0 | 0 | 0 | 0 | 0 | 0 | 0 | 0 | 0 | 0 | 0 | 0 | 0 | 0 | 0 | 0 | 0 | 0 | 0 | 0 | 0 | 0 | 0 | 0 | 0 | 0 | 0 | 0 | 0 | 1 | 0 | 0 | 0 | 0 | 0 | 0 | 0 | 1 | 1 | 1 | 0 | 0 | 0 | 0 | 0 | 0 | 0 | 0 | 0 | 0 | 0 | 0 | 0 | 0 | 0 | 0 | 0 | 0 | 0 | 0 | 0 | 0 | Southern_PGAE_Li_Battery_4hr | Southern_PGAE_Li_Battery_8hr | Southern_PGAE_Solar
PG&E Kern Study Area | New Sub - Midway - Wheeler Ridge (Proposed) | Buena Vista Pumps |  | 230 | 4 | 0 | 0 | 0 | 0 | 0 | 0 | 0 | 0 | 0 | 0 | 0 | 0 | 0 | 0 | 0 | 0 | 0 | 0 | 0 | 0 | 0 | 0 | 0 | 0 | 0 | 0 | 0 | 0 | 0 | 0 | 0 | 0 | 0 | 0 | 0 | 0 | 0 | 0 | 0 | 0 | 0 | 0 | 0 | 0 | 0 | 0 | 0 | 0 | 0 | 0 | 0 | 0 | 0 | 0 | 0 | 0 | 0 | 0 | 0 | 0 | 0 | 0 | 0 | 0 | 0 | 0 | 0 | 0 | 0 | 0 | 0 | 0 | 0 | 0 | 0 | 0 | 1 | 0 | 0 | 0 | 0 | 0 | 0 | 0 | 1 | 1 | 1 | 0 | 0 | 0 | 0 | 0 | 0 | 0 | 0 | 0 | 0 | 0 | 0 | 0 | 0 | 0 | 0 | 0 | 0 | 0 | 0 | 0 | 0 | Southern_PGAE_Li_Battery_4hr | Southern_PGAE_Li_Battery_8hr | Southern_PGAE_Solar
SCE Northern Area | Whirlwind | WHIRLWIND |  | 230 | 2 | 1 | 1 | 0 | 0 | 0 | 0 | 0 | 0 | 0 | 0 | 0 | 0 | 0 | 0 | 0 | 0 | 0 | 0 | 0 | 0 | 0 | 0 | 0 | 0 | 0 | 0 | 0 | 0 | 0 | 0 | 0 | 0 | 0 | 0 | 0 | 0 | 0 | 0 | 0 | 0 | 0 | 0 | 0 | 0 | 0 | 0 | 0 | 0 | 0 | 0 | 0 | 0 | 0 | 0 | 0 | 0 | 0 | 0 | 0 | 0 | 0 | 0 | 0 | 0 | 0 | 0 | 0 | 0 | 0 | 0 | 0 | 0 | 0 | 0 | 0 | 0 | 0 | 0 | 0 | 0 | 0 | 0 | 0 | 0 | 0 | 0 | 0 | 0 | 0 | 0 | 0 | 0 | 0 | 0 | 0 | 0 | 0 | 0 | 0 | 0 | 0 | 0 | 0 | 0 | 0 | 0 | 0 | 0 | 0 | Tehachapi_Li_Battery_4hr | Tehachapi_Li_Battery_8hr | Tehachapi_Solar |  | Tehachapi_Wind
SCE Northern Area | Whirlwind | WHIRLWIND |  | 500 | 2 | 1 | 1 | 0 | 0 | 0 | 0 | 0 | 0 | 0 | 0 | 0 | 0 | 0 | 0 | 0 | 0 | 0 | 0 | 0 | 0 | 0 | 0 | 0 | 0 | 0 | 0 | 0 | 0 | 0 | 0 | 0 | 0 | 0 | 0 | 0 | 0 | 0 | 0 | 0 | 0 | 0 | 0 | 0 | 0 | 0 | 0 | 0 | 0 | 0 | 0 | 0 | 0 | 0 | 0 | 0 | 0 | 0 | 0 | 0 | 0 | 0 | 0 | 0 | 0 | 0 | 0 | 0 | 0 | 0 | 0 | 0 | 0 | 0 | 0 | 0 | 0 | 0 | 0 | 0 | 0 | 0 | 0 | 0 | 0 | 0 | 0 | 0 | 0 | 0 | 0 | 0 | 0 | 0 | 0 | 0 | 0 | 0 | 0 | 0 | 0 | 0 | 0 | 0 | 0 | 0 | 0 | 0 | 0 | 0 | Tehachapi_Li_Battery_4hr | Tehachapi_Li_Battery_8hr | Tehachapi_Solar |  | Tehachapi_Wind
PG&E Fresno Study Area | Wilson | WILSON |  | 230 | 17 | 0 | 0 | 0 | 0 | 0 | 0 | 0 | 0 | 0 | 0 | 0 | 0 | 0 | 0 | 0 | 0 | 0 | 0 | 0 | 0 | 0 | 0 | 0 | 0 | 0 | 0 | 0 | 0 | 0 | 0 | 0 | 0 | 0 | 0 | 0 | 0 | 0 | 0 | 0 | 0 | 0 | 0 | 0 | 0 | 0 | 0 | 0 | 0 | 0 | 0 | 1 | 0 | 0 | 0 | 0 | 0 | 0 | 0 | 0 | 0 | 0 | 0 | 0 | 0 | 1 | 0 | 0 | 0 | 0 | 0 | 0 | 0 | 0 | 0 | 0 | 0 | 1 | 0 | 0 | 0 | 0 | 0 | 0 | 0 | 0 | 1 | 1 | 0 | 1 | 1 | 1 | 1 | 1 | 1 | 1 | 1 | 0 | 0 | 1 | 1 | 1 | 0 | 1 | 0 | 0 | 0 | 0 | 0 | 0 | Southern_PGAE_Li_Battery_4hr | Southern_PGAE_Li_Battery_8hr | Southern_PGAE_Solar |  | Central_Valley_North_Los_Banos_Wind
PG&E Fresno Study Area | Wilson | WILSON |  | 115 | 10 | 0 | 0 | 0 | 0 | 0 | 0 | 0 | 0 | 0 | 0 | 0 | 0 | 0 | 0 | 0 | 0 | 0 | 0 | 0 | 0 | 0 | 0 | 0 | 0 | 0 | 0 | 0 | 0 | 0 | 0 | 0 | 0 | 0 | 0 | 0 | 0 | 0 | 0 | 0 | 0 | 0 | 0 | 0 | 0 | 0 | 0 | 0 | 0 | 0 | 0 | 1 | 0 | 0 | 0 | 0 | 0 | 0 | 0 | 0 | 0 | 0 | 0 | 0 | 0 | 1 | 0 | 0 | 0 | 0 | 0 | 0 | 0 | 0 | 0 | 0 | 0 | 0 | 0 | 0 | 0 | 0 | 0 | 0 | 0 | 0 | 1 | 1 | 0 | 1 | 0 | 0 | 1 | 1 | 1 | 0 | 1 | 0 | 0 | 0 | 0 | 1 | 0 | 0 | 0 | 0 | 0 | 0 | 0 | 0 | Southern_PGAE_Li_Battery_4hr | Southern_PGAE_Li_Battery_8hr | Southern_PGAE_Solar |  | Central_Valley_North_Los_Banos_Wind
PG&E Kern Study Area | Windgap PP | WIND GAP |  | 230 | 6 | 0 | 0 | 0 | 0 | 0 | 0 | 0 | 0 | 0 | 0 | 0 | 0 | 0 | 0 | 0 | 0 | 0 | 0 | 0 | 0 | 0 | 0 | 0 | 0 | 0 | 0 | 0 | 0 | 0 | 0 | 0 | 0 | 0 | 0 | 0 | 0 | 0 | 0 | 0 | 0 | 0 | 0 | 0 | 0 | 0 | 0 | 0 | 0 | 0 | 0 | 0 | 0 | 0 | 0 | 0 | 0 | 0 | 0 | 0 | 0 | 0 | 0 | 0 | 0 | 0 | 0 | 0 | 0 | 0 | 0 | 0 | 0 | 0 | 0 | 0 | 1 | 1 | 0 | 0 | 0 | 0 | 0 | 0 | 0 | 1 | 1 | 1 | 0 | 0 | 0 | 0 | 0 | 0 | 0 | 0 | 0 | 0 | 0 | 0 | 0 | 0 | 0 | 0 | 0 | 0 | 1 | 0 | 0 | 0 | Southern_PGAE_Li_Battery_4hr | Southern_PGAE_Li_Battery_8hr | Southern_PGAE_Solar
SCE Northern Area | Windhub | WINDHUB |  | 230 | 3 | 1 | 1 | 0 | 1 | 0 | 0 | 0 | 0 | 0 | 0 | 0 | 0 | 0 | 0 | 0 | 0 | 0 | 0 | 0 | 0 | 0 | 0 | 0 | 0 | 0 | 0 | 0 | 0 | 0 | 0 | 0 | 0 | 0 | 0 | 0 | 0 | 0 | 0 | 0 | 0 | 0 | 0 | 0 | 0 | 0 | 0 | 0 | 0 | 0 | 0 | 0 | 0 | 0 | 0 | 0 | 0 | 0 | 0 | 0 | 0 | 0 | 0 | 0 | 0 | 0 | 0 | 0 | 0 | 0 | 0 | 0 | 0 | 0 | 0 | 0 | 0 | 0 | 0 | 0 | 0 | 0 | 0 | 0 | 0 | 0 | 0 | 0 | 0 | 0 | 0 | 0 | 0 | 0 | 0 | 0 | 0 | 0 | 0 | 0 | 0 | 0 | 0 | 0 | 0 | 0 | 0 | 0 | 0 | 0 | Tehachapi_Li_Battery_4hr | Tehachapi_Li_Battery_8hr | Tehachapi_Solar |  | Tehachapi_Wind
SCE Northern Area | Windhub | WINDHUB |  | 500 | 3 | 1 | 1 | 0 | 1 | 0 | 0 | 0 | 0 | 0 | 0 | 0 | 0 | 0 | 0 | 0 | 0 | 0 | 0 | 0 | 0 | 0 | 0 | 0 | 0 | 0 | 0 | 0 | 0 | 0 | 0 | 0 | 0 | 0 | 0 | 0 | 0 | 0 | 0 | 0 | 0 | 0 | 0 | 0 | 0 | 0 | 0 | 0 | 0 | 0 | 0 | 0 | 0 | 0 | 0 | 0 | 0 | 0 | 0 | 0 | 0 | 0 | 0 | 0 | 0 | 0 | 0 | 0 | 0 | 0 | 0 | 0 | 0 | 0 | 0 | 0 | 0 | 0 | 0 | 0 | 0 | 0 | 0 | 0 | 0 | 0 | 0 | 0 | 0 | 0 | 0 | 0 | 0 | 0 | 0 | 0 | 0 | 0 | 0 | 0 | 0 | 0 | 0 | 0 | 0 | 0 | 0 | 0 | 0 | 0 | Tehachapi_Li_Battery_4hr | Tehachapi_Li_Battery_8hr | Tehachapi_Solar |  | Tehachapi_Wind
PG&E North of Greater Bay Study Area | Woodland | WOODLAND (PGE) |  | 115 | 8 | 0 | 0 | 0 | 0 | 0 | 0 | 0 | 0 | 0 | 0 | 0 | 0 | 0 | 0 | 0 | 0 | 0 | 0 | 0 | 0 | 0 | 0 | 0 | 0 | 0 | 0 | 0 | 0 | 0 | 0 | 0 | 0 | 0 | 0 | 0 | 0 | 0 | 0 | 0 | 0 | 0 | 0 | 0 | 0 | 1 | 1 | 0 | 1 | 0 | 1 | 1 | 0 | 1 | 0 | 0 | 0 | 0 | 0 | 0 | 0 | 0 | 0 | 0 | 0 | 1 | 1 | 0 | 0 | 0 | 0 | 0 | 0 | 0 | 0 | 0 | 0 | 0 | 0 | 0 | 0 | 0 | 0 | 0 | 0 | 0 | 0 | 0 | 0 | 0 | 0 | 0 | 0 | 0 | 0 | 0 | 0 | 0 | 0 | 0 | 0 | 0 | 0 | 0 | 0 | 0 | 0 | 0 | 0 |  | Northern_California_Li_Battery_4hr | Northern_California_Li_Battery_8hr | Northern_California_Solar | Northern_California_Geothermal | Northern_California_Wind
PG&E North of Greater Bay Study Area | Wyandotte | WYANDOTTE |  | 115 | 7 | 0 | 0 | 0 | 0 | 0 | 0 | 0 | 0 | 0 | 0 | 0 | 0 | 0 | 0 | 0 | 0 | 0 | 0 | 0 | 0 | 0 | 0 | 0 | 0 | 0 | 0 | 0 | 0 | 0 | 0 | 0 | 0 | 0 | 0 | 0 | 0 | 0 | 0 | 0 | 0 | 0 | 0 | 0 | 0 | 1 | 0 | 0 | 0 | 0 | 1 | 1 | 1 | 1 | 0 | 0 | 0 | 0 | 0 | 0 | 0 | 0 | 0 | 0 | 0 | 1 | 1 | 0 | 0 | 0 | 0 | 0 | 0 | 0 | 0 | 0 | 0 | 0 | 0 | 0 | 0 | 0 | 0 | 0 | 0 | 0 | 0 | 0 | 0 | 0 | 0 | 0 | 0 | 0 | 0 | 0 | 0 | 0 | 0 | 0 | 0 | 0 | 0 | 0 | 0 | 0 | 0 | 0 | 0 |  | Northern_California_Li_Battery_4hr | Northern_California_Li_Battery_8hr | Northern_California_Solar | Northern_California_Geothermal | Northern_California_Wind